## Hourly SCT Flows - Case 2
Hourly Flow on the Southern Cross Tie - Case # 2 (Base + 2GW Wind + SCT)
Name | Year | Month | Day | Hour | Forward Flow (MWh) | Forward Loss (MWh) | Forward Wheeling Charge ($) | Reverse Flow (MWh)
SOUTHERN CROSS DC TIE | 2020 | 1 | 1 | 1 | 1746.6 | 69.3 | 16208 | 0
SOUTHERN CROSS DC TIE | 2020 | 2 | 1 | 1 | 2063.4 | 84.9 | 19148 | 0
SOUTHERN CROSS DC TIE | 2020 | 3 | 1 | 1 | 1996.3 | 74.7 | 18525 | 0
SOUTHERN CROSS DC TIE | 2020 | 4 | 1 | 1 | 2070.1 | 69.7 | 19210 | 0
SOUTHERN CROSS DC TIE | 2020 | 5 | 1 | 1 | 2065.3 | 81.1 | 19166 | 0
SOUTHERN CROSS DC TIE | 2020 | 6 | 1 | 1 | 2040 | 79.8 | 22174 | 0
SOUTHERN CROSS DC TIE | 2020 | 7 | 1 | 1 | 1682.1 | 50 | 18284 | 0
SOUTHERN CROSS DC TIE | 2020 | 8 | 1 | 1 | 1377.7 | 40 | 14976 | 0
SOUTHERN CROSS DC TIE | 2020 | 9 | 1 | 1 | 1214.4 | 28.7 | 13200 | 0
SOUTHERN CROSS DC TIE | 2020 | 10 | 1 | 1 | 635.1 | 4.5 | 5893 | 0
SOUTHERN CROSS DC TIE | 2020 | 11 | 1 | 1 | 2065.8 | 51.2 | 19170 | 0
SOUTHERN CROSS DC TIE | 2020 | 12 | 1 | 1 | 859.4 | 18.4 | 7974 | 0
SOUTHERN CROSS DC TIE | 2020 | 1 | 2 | 1 | 661.7 | 0 | 6140 | 0
SOUTHERN CROSS DC TIE | 2020 | 2 | 2 | 1 | 2100 | 0 | 19487 | 0
SOUTHERN CROSS DC TIE | 2020 | 3 | 2 | 1 | 720.6 | 0 | 6687 | 0
SOUTHERN CROSS DC TIE | 2020 | 4 | 2 | 1 | 529.6 | 0 | 4914 | 0
SOUTHERN CROSS DC TIE | 2020 | 5 | 2 | 1 | 426.3 | 0 | 3956 | 0
SOUTHERN CROSS DC TIE | 2020 | 6 | 2 | 1 | 2100 | 0 | 22826 | 0
SOUTHERN CROSS DC TIE | 2020 | 7 | 2 | 1 | 48.7 | 0 | 529 | 0
SOUTHERN CROSS DC TIE | 2020 | 8 | 2 | 1 | 0 | 0 | 0 | 0
SOUTHERN CROSS DC TIE | 2020 | 9 | 2 | 1 | 0 | 0 | 0 | 0
SOUTHERN CROSS DC TIE | 2020 | 10 | 2 | 1 | 268.7 | 0 | 2493 | 0
SOUTHERN CROSS DC TIE | 2020 | 11 | 2 | 1 | 0 | 0 | 0 | 0
SOUTHERN CROSS DC TIE | 2020 | 12 | 2 | 1 | 358.1 | 0 | 3323 | 0
SOUTHERN CROSS DC TIE | 2020 | 1 | 3 | 1 | 540.3 | 0 | 5013 | 0
SOUTHERN CROSS DC TIE | 2020 | 2 | 3 | 1 | 593.8 | 0 | 5510 | 0
SOUTHERN CROSS DC TIE | 2020 | 3 | 3 | 1 | 1987 | 0 | 18439 | 0
SOUTHERN CROSS DC TIE | 2020 | 4 | 3 | 1 | 915.6 | 0 | 8496 | 0
SOUTHERN CROSS DC TIE | 2020 | 5 | 3 | 1 | 0 | 0 | 0 | 0
SOUTHERN CROSS DC TIE | 2020 | 6 | 3 | 1 | 60.2 | 0 | 653 | 0
SOUTHERN CROSS DC TIE | 2020 | 7 | 3 | 1 | 262 | 0 | 2848 | 0
SOUTHERN CROSS DC TIE | 2020 | 8 | 3 | 1 | 27.9 | 0 | 303 | 0
SOUTHERN CROSS DC TIE | 2020 | 9 | 3 | 1 | 0 | 0 | 0 | 0
SOUTHERN CROSS DC TIE | 2020 | 10 | 3 | 1 | 866.9 | 0 | 8045 | 0
SOUTHERN CROSS DC TIE | 2020 | 11 | 3 | 1 | 66.5 | 0 | 617 | 0
SOUTHERN CROSS DC TIE | 2020 | 12 | 3 | 1 | 396.8 | 0 | 3682 | 0
SOUTHERN CROSS DC TIE | 2020 | 1 | 4 | 1 | 451.1 | 0 | 4186 | 0
SOUTHERN CROSS DC TIE | 2020 | 2 | 4 | 1 | 0 | 0 | 0 | 0
SOUTHERN CROSS DC TIE | 2020 | 3 | 4 | 1 | 572.7 | 0 | 5314 | 0
SOUTHERN CROSS DC TIE | 2020 | 4 | 4 | 1 | 909 | 0 | 8435 | 0
SOUTHERN CROSS DC TIE | 2020 | 5 | 4 | 1 | 0 | 0 | 0 | 0
SOUTHERN CROSS DC TIE | 2020 | 6 | 4 | 1 | 0 | 0 | 0 | 0
SOUTHERN CROSS DC TIE | 2020 | 7 | 4 | 1 | 0 | 0 | 0 | 0
SOUTHERN CROSS DC TIE | 2020 | 8 | 4 | 1 | 0 | 0 | 0 | 0
SOUTHERN CROSS DC TIE | 2020 | 9 | 4 | 1 | 0 | 0 | 0 | 0
SOUTHERN CROSS DC TIE | 2020 | 10 | 4 | 1 | 391.8 | 0 | 3635 | 0
SOUTHERN CROSS DC TIE | 2020 | 11 | 4 | 1 | 505.7 | 0 | 4692 | 0
SOUTHERN CROSS DC TIE | 2020 | 12 | 4 | 1 | 320.7 | 0 | 2976 | 0
SOUTHERN CROSS DC TIE | 2020 | 1 | 5 | 1 | 1862.3 | 0 | 17282 | 0
SOUTHERN CROSS DC TIE | 2020 | 2 | 5 | 1 | 448.8 | 0 | 4164 | 0
SOUTHERN CROSS DC TIE | 2020 | 3 | 5 | 1 | 591 | 0 | 5484 | 0
SOUTHERN CROSS DC TIE | 2020 | 4 | 5 | 1 | 0 | 0 | 0 | 0
SOUTHERN CROSS DC TIE | 2020 | 5 | 5 | 1 | 2100 | 0 | 19487 | 0
SOUTHERN CROSS DC TIE | 2020 | 6 | 5 | 1 | 0 | 0 | 0 | 0
SOUTHERN CROSS DC TIE | 2020 | 7 | 5 | 1 | 0 | 0 | 0 | 0
SOUTHERN CROSS DC TIE | 2020 | 8 | 5 | 1 | 158.2 | 0 | 1719 | 0
SOUTHERN CROSS DC TIE | 2020 | 9 | 5 | 1 | 0 | 0 | 0 | 0
SOUTHERN CROSS DC TIE | 2020 | 10 | 5 | 1 | 320.9 | 0 | 2977 | 0
SOUTHERN CROSS DC TIE | 2020 | 11 | 5 | 1 | 295.9 | 0 | 2746 | 0
SOUTHERN CROSS DC TIE | 2020 | 12 | 5 | 1 | 630.4 | 0 | 5849 | 0
SOUTHERN CROSS DC TIE | 2020 | 1 | 6 | 1 | 571.6 | 0 | 5304 | 0
SOUTHERN CROSS DC TIE | 2020 | 2 | 6 | 1 | 2100 | 0 | 19487 | 0
SOUTHERN CROSS DC TIE | 2020 | 3 | 6 | 1 | 2100 | 0 | 19487 | 0
SOUTHERN CROSS DC TIE | 2020 | 4 | 6 | 1 | 0 | 0 | 0 | 0
SOUTHERN CROSS DC TIE | 2020 | 5 | 6 | 1 | 0 | 0 | 0 | 0
SOUTHERN CROSS DC TIE | 2020 | 6 | 6 | 1 | 304.6 | 0 | 3311 | 0
SOUTHERN CROSS DC TIE | 2020 | 7 | 6 | 1 | 136.3 | 0 | 1481 | 0
SOUTHERN CROSS DC TIE | 2020 | 8 | 6 | 1 | 341.8 | 0 | 3715 | 0
SOUTHERN CROSS DC TIE | 2020 | 9 | 6 | 1 | 0 | 0 | 0 | 0
SOUTHERN CROSS DC TIE | 2020 | 10 | 6 | 1 | 727.4 | 0 | 6750 | 0
SOUTHERN CROSS DC TIE | 2020 | 11 | 6 | 1 | 2100 | 0 | 19487 | 0
SOUTHERN CROSS DC TIE | 2020 | 12 | 6 | 1 | 1353.4 | 0 | 12559 | 0
SOUTHERN CROSS DC TIE | 2020 | 1 | 7 | 1 | 525.8 | 0 | 4879 | 0
SOUTHERN CROSS DC TIE | 2020 | 2 | 7 | 1 | 2100 | 0 | 19487 | 0
SOUTHERN CROSS DC TIE | 2020 | 3 | 7 | 1 | 606.1 | 0 | 5624 | 0
SOUTHERN CROSS DC TIE | 2020 | 4 | 7 | 1 | 727.6 | 0 | 6752 | 0
SOUTHERN CROSS DC TIE | 2020 | 5 | 7 | 1 | 69.5 | 0 | 644 | 0
SOUTHERN CROSS DC TIE | 2020 | 6 | 7 | 1 | 246 | 0 | 2674 | 0
SOUTHERN CROSS DC TIE | 2020 | 7 | 7 | 1 | 2100 | 0 | 22826 | 0
SOUTHERN CROSS DC TIE | 2020 | 8 | 7 | 1 | 243.8 | 0 | 2649 | 0
SOUTHERN CROSS DC TIE | 2020 | 9 | 7 | 1 | 0 | 0 | 0 | 0
SOUTHERN CROSS DC TIE | 2020 | 10 | 7 | 1 | 175.9 | 0 | 1632 | 0
SOUTHERN CROSS DC TIE | 2020 | 11 | 7 | 1 | 160.7 | 0 | 1491 | 0
SOUTHERN CROSS DC TIE | 2020 | 12 | 7 | 1 | 1398.4 | 0 | 12976 | 0
SOUTHERN CROSS DC TIE | 2020 | 1 | 8 | 1 | 205 | 0 | 1902 | 0
SOUTHERN CROSS DC TIE | 2020 | 2 | 8 | 1 | 0 | 0 | 0 | 0
SOUTHERN CROSS DC TIE | 2020 | 3 | 8 | 1 | 2100 | 0 | 19487 | 0
SOUTHERN CROSS DC TIE | 2020 | 4 | 8 | 1 | 0 | 0 | 0 | 0
SOUTHERN CROSS DC TIE | 2020 | 5 | 8 | 1 | 742.1 | 0 | 6887 | 0
SOUTHERN CROSS DC TIE | 2020 | 6 | 8 | 1 | 0 | 0 | 0 | 0
SOUTHERN CROSS DC TIE | 2020 | 7 | 8 | 1 | 929.9 | 0 | 10107 | 0
SOUTHERN CROSS DC TIE | 2020 | 8 | 8 | 1 | 0 | 0 | 0 | 0
SOUTHERN CROSS DC TIE | 2020 | 9 | 8 | 1 | 32 | 0 | 347 | 0
SOUTHERN CROSS DC TIE | 2020 | 10 | 8 | 1 | 348.1 | 0 | 3230 | 0
SOUTHERN CROSS DC TIE | 2020 | 11 | 8 | 1 | 2100 | 0 | 19487 | 0
SOUTHERN CROSS DC TIE | 2020 | 12 | 8 | 1 | 343.1 | 0 | 3183 | 0
SOUTHERN CROSS DC TIE | 2020 | 1 | 9 | 1 | 2100 | 0 | 19487 | 0
SOUTHERN CROSS DC TIE | 2020 | 2 | 9 | 1 | 0 | 0 | 0 | 0
SOUTHERN CROSS DC TIE | 2020 | 3 | 9 | 1 | 505.9 | 0 | 4694 | 0
SOUTHERN CROSS DC TIE | 2020 | 4 | 9 | 1 | 37.3 | 0 | 346 | 0
SOUTHERN CROSS DC TIE | 2020 | 5 | 9 | 1 | 8.6 | 0 | 79 | 0
SOUTHERN CROSS DC TIE | 2020 | 6 | 9 | 1 | 132 | 0 | 1435 | 0
SOUTHERN CROSS DC TIE | 2020 | 7 | 9 | 1 | 0 | 0 | 0 | 0
SOUTHERN CROSS DC TIE | 2020 | 8 | 9 | 1 | 0 | 0 | 0 | 0
SOUTHERN CROSS DC TIE | 2020 | 9 | 9 | 1 | 0 | 0 | 0 | 0
SOUTHERN CROSS DC TIE | 2020 | 10 | 9 | 1 | 1167.3 | 0 | 10832 | 0
SOUTHERN CROSS DC TIE | 2020 | 11 | 9 | 1 | 363.8 | 0 | 3376 | 0
SOUTHERN CROSS DC TIE | 2020 | 12 | 9 | 1 | 349.6 | 0 | 3244 | 0
SOUTHERN CROSS DC TIE | 2020 | 1 | 10 | 1 | 760.5 | 0 | 7057 | 0
SOUTHERN CROSS DC TIE | 2020 | 2 | 10 | 1 | 32.8 | 0 | 304 | 0
SOUTHERN CROSS DC TIE | 2020 | 3 | 10 | 1 | 542 | 0 | 5029 | 0
SOUTHERN CROSS DC TIE | 2020 | 4 | 10 | 1 | 1814.3 | 0 | 16836 | 0
SOUTHERN CROSS DC TIE | 2020 | 5 | 10 | 1 | 0 | 0 | 0 | 0
SOUTHERN CROSS DC TIE | 2020 | 6 | 10 | 1 | 0 | 0 | 0 | 0
SOUTHERN CROSS DC TIE | 2020 | 7 | 10 | 1 | 0 | 0 | 0 | 0
SOUTHERN CROSS DC TIE | 2020 | 8 | 10 | 1 | 144.4 | 0 | 1569 | 0
SOUTHERN CROSS DC TIE | 2020 | 9 | 10 | 1 | 0 | 0 | 0 | 0
SOUTHERN CROSS DC TIE | 2020 | 10 | 10 | 1 | 297.6 | 0 | 2761 | 0
SOUTHERN CROSS DC TIE | 2020 | 11 | 10 | 1 | 902.7 | 0 | 8377 | 0
SOUTHERN CROSS DC TIE | 2020 | 12 | 10 | 1 | 592.7 | 0 | 5500 | 0
SOUTHERN CROSS DC TIE | 2020 | 1 | 11 | 1 | 796.4 | 0 | 7390 | 0
SOUTHERN CROSS DC TIE | 2020 | 2 | 11 | 1 | 364.7 | 0 | 3384 | 0
SOUTHERN CROSS DC TIE | 2020 | 3 | 11 | 1 | 766.4 | 0 | 7112 | 0
SOUTHERN CROSS DC TIE | 2020 | 4 | 11 | 1 | 1289.7 | 0 | 11968 | 0
SOUTHERN CROSS DC TIE | 2020 | 5 | 11 | 1 | 0 | 0 | 0 | 0
SOUTHERN CROSS DC TIE | 2020 | 6 | 11 | 1 | 0 | 0 | 0 | 0
SOUTHERN CROSS DC TIE | 2020 | 7 | 11 | 1 | 857.3 | 0 | 9319 | 0
SOUTHERN CROSS DC TIE | 2020 | 8 | 11 | 1 | 146.1 | 0 | 1587 | 0
SOUTHERN CROSS DC TIE | 2020 | 9 | 11 | 1 | 0 | 0 | 0 | 0
SOUTHERN CROSS DC TIE | 2020 | 10 | 11 | 1 | 1003.2 | 0 | 9309 | 0
SOUTHERN CROSS DC TIE | 2020 | 11 | 11 | 1 | 1468 | 0 | 13622 | 0
SOUTHERN CROSS DC TIE | 2020 | 12 | 11 | 1 | 488.9 | 0 | 4536 | 0
SOUTHERN CROSS DC TIE | 2020 | 1 | 12 | 1 | 1241.8 | 0 | 11523 | 0
SOUTHERN CROSS DC TIE | 2020 | 2 | 12 | 1 | 233.5 | 0 | 2166 | 0
SOUTHERN CROSS DC TIE | 2020 | 3 | 12 | 1 | 616.9 | 0 | 5725 | 0
SOUTHERN CROSS DC TIE | 2020 | 4 | 12 | 1 | 503.3 | 0 | 4670 | 0
SOUTHERN CROSS DC TIE | 2020 | 5 | 12 | 1 | 0 | 0 | 0 | 0
SOUTHERN CROSS DC TIE | 2020 | 6 | 12 | 1 | 936.8 | 0 | 10183 | 0
SOUTHERN CROSS DC TIE | 2020 | 7 | 12 | 1 | 0 | 0 | 0 | 0
SOUTHERN CROSS DC TIE | 2020 | 8 | 12 | 1 | 0 | 0 | 0 | 0
SOUTHERN CROSS DC TIE | 2020 | 9 | 12 | 1 | 59.4 | 0 | 645 | 0
SOUTHERN CROSS DC TIE | 2020 | 10 | 12 | 1 | 0 | 0 | 0 | 0
SOUTHERN CROSS DC TIE | 2020 | 11 | 12 | 1 | 814.3 | 0 | 7556 | 0
SOUTHERN CROSS DC TIE | 2020 | 12 | 12 | 1 | 2017.7 | 0 | 18723 | 0
SOUTHERN CROSS DC TIE | 2020 | 1 | 13 | 1 | 1075.9 | 0 | 9984 | 0
SOUTHERN CROSS DC TIE | 2020 | 2 | 13 | 1 | 1678.5 | 0 | 15576 | 0
SOUTHERN CROSS DC TIE | 2020 | 3 | 13 | 1 | 783.6 | 0 | 7272 | 0
SOUTHERN CROSS DC TIE | 2020 | 4 | 13 | 1 | 0 | 0 | 0 | 0
SOUTHERN CROSS DC TIE | 2020 | 5 | 13 | 1 | 0 | 0 | 0 | 0
SOUTHERN CROSS DC TIE | 2020 | 6 | 13 | 1 | 0 | 0 | 0 | 0
SOUTHERN CROSS DC TIE | 2020 | 7 | 13 | 1 | 0 | 0 | 0 | 0
SOUTHERN CROSS DC TIE | 2020 | 8 | 13 | 1 | 177.1 | 0 | 1925 | 0
SOUTHERN CROSS DC TIE | 2020 | 9 | 13 | 1 | 0 | 0 | 0 | 0
SOUTHERN CROSS DC TIE | 2020 | 10 | 13 | 1 | 2100 | 0 | 19487 | 0
SOUTHERN CROSS DC TIE | 2020 | 11 | 13 | 1 | 2100 | 0 | 19487 | 0
SOUTHERN CROSS DC TIE | 2020 | 12 | 13 | 1 | 1960.1 | 0 | 18190 | 0
SOUTHERN CROSS DC TIE | 2020 | 1 | 14 | 1 | 1107.1 | 0 | 10273 | 0
SOUTHERN CROSS DC TIE | 2020 | 2 | 14 | 1 | 636.6 | 0 | 5907 | 0
SOUTHERN CROSS DC TIE | 2020 | 3 | 14 | 1 | 1097 | 0 | 10180 | 0
SOUTHERN CROSS DC TIE | 2020 | 4 | 14 | 1 | 106.4 | 0 | 987 | 0
SOUTHERN CROSS DC TIE | 2020 | 5 | 14 | 1 | 0 | 0 | 0 | 0
SOUTHERN CROSS DC TIE | 2020 | 6 | 14 | 1 | 194.5 | 0 | 2113 | 0
SOUTHERN CROSS DC TIE | 2020 | 7 | 14 | 1 | 0 | 0 | 0 | 0
SOUTHERN CROSS DC TIE | 2020 | 8 | 14 | 1 | 485.8 | 0 | 5280 | 0
SOUTHERN CROSS DC TIE | 2020 | 9 | 14 | 1 | 364 | 0 | 3956 | 0
SOUTHERN CROSS DC TIE | 2020 | 10 | 14 | 1 | 768.9 | 0 | 7135 | 0
SOUTHERN CROSS DC TIE | 2020 | 11 | 14 | 1 | 778.9 | 0 | 7227 | 0
SOUTHERN CROSS DC TIE | 2020 | 12 | 14 | 1 | 0 | 0 | 0 | 0
SOUTHERN CROSS DC TIE | 2020 | 1 | 15 | 1 | 1331 | 0 | 12351 | 0
SOUTHERN CROSS DC TIE | 2020 | 2 | 15 | 1 | 804.3 | 0 | 7464 | 0
SOUTHERN CROSS DC TIE | 2020 | 3 | 15 | 1 | 997.5 | 0 | 9257 | 0
SOUTHERN CROSS DC TIE | 2020 | 4 | 15 | 1 | 58.1 | 0 | 538 | 0
SOUTHERN CROSS DC TIE | 2020 | 5 | 15 | 1 | 1102.3 | 0 | 10229 | 0
SOUTHERN CROSS DC TIE | 2020 | 6 | 15 | 1 | 332 | 0 | 3608 | 0
SOUTHERN CROSS DC TIE | 2020 | 7 | 15 | 1 | 0 | 0 | 0 | 0
SOUTHERN CROSS DC TIE | 2020 | 8 | 15 | 1 | 0 | 0 | 0 | 0
SOUTHERN CROSS DC TIE | 2020 | 9 | 15 | 1 | 119.8 | 0 | 1302 | 0
SOUTHERN CROSS DC TIE | 2020 | 10 | 15 | 1 | 1134.1 | 0 | 10524 | 0
SOUTHERN CROSS DC TIE | 2020 | 11 | 15 | 1 | 735 | 0 | 6820 | 0
SOUTHERN CROSS DC TIE | 2020 | 12 | 15 | 1 | 288.8 | 0 | 2679 | 0
SOUTHERN CROSS DC TIE | 2020 | 1 | 16 | 1 | 2100 | 0 | 19487 | 0
SOUTHERN CROSS DC TIE | 2020 | 2 | 16 | 1 | 644.3 | 0 | 5978 | 0
SOUTHERN CROSS DC TIE | 2020 | 3 | 16 | 1 | 1135.3 | 0 | 10535 | 0
SOUTHERN CROSS DC TIE | 2020 | 4 | 16 | 1 | 144.3 | 0 | 1338 | 0
SOUTHERN CROSS DC TIE | 2020 | 5 | 16 | 1 | 2100 | 0 | 19487 | 0
SOUTHERN CROSS DC TIE | 2020 | 6 | 16 | 1 | 366 | 0 | 3978 | 0
SOUTHERN CROSS DC TIE | 2020 | 7 | 16 | 1 | 143.2 | 0 | 1556 | 0
SOUTHERN CROSS DC TIE | 2020 | 8 | 16 | 1 | 0 | 0 | 0 | 0
SOUTHERN CROSS DC TIE | 2020 | 9 | 16 | 1 | 196.4 | 0 | 2134 | 0
SOUTHERN CROSS DC TIE | 2020 | 10 | 16 | 1 | 884.2 | 0 | 8204 | 0
SOUTHERN CROSS DC TIE | 2020 | 11 | 16 | 1 | 678.4 | 0 | 6295 | 0
SOUTHERN CROSS DC TIE | 2020 | 12 | 16 | 1 | 1312.3 | 0 | 12178 | 0
SOUTHERN CROSS DC TIE | 2020 | 1 | 17 | 1 | 2100 | 0 | 19487 | 0
SOUTHERN CROSS DC TIE | 2020 | 2 | 17 | 1 | 682.2 | 0 | 6331 | 0
SOUTHERN CROSS DC TIE | 2020 | 3 | 17 | 1 | 826.4 | 0 | 7668 | 0
SOUTHERN CROSS DC TIE | 2020 | 4 | 17 | 1 | 45.3 | 0 | 420 | 0
SOUTHERN CROSS DC TIE | 2020 | 5 | 17 | 1 | 1946.7 | 0 | 18064 | 0
SOUTHERN CROSS DC TIE | 2020 | 6 | 17 | 1 | 0 | 0 | 0 | 0
SOUTHERN CROSS DC TIE | 2020 | 7 | 17 | 1 | 198.5 | 0 | 2158 | 0
SOUTHERN CROSS DC TIE | 2020 | 8 | 17 | 1 | 0 | 0 | 0 | 0
SOUTHERN CROSS DC TIE | 2020 | 9 | 17 | 1 | 0 | 0 | 0 | 0
SOUTHERN CROSS DC TIE | 2020 | 10 | 17 | 1 | 2100 | 0 | 19487 | 0
SOUTHERN CROSS DC TIE | 2020 | 11 | 17 | 1 | 2100 | 0 | 19487 | 0
SOUTHERN CROSS DC TIE | 2020 | 12 | 17 | 1 | 1015.2 | 0 | 9421 | 0
SOUTHERN CROSS DC TIE | 2020 | 1 | 18 | 1 | 1646.4 | 0 | 15278 | 0
SOUTHERN CROSS DC TIE | 2020 | 2 | 18 | 1 | 1071.4 | 0 | 9942 | 0
SOUTHERN CROSS DC TIE | 2020 | 3 | 18 | 1 | 647.4 | 0 | 6007 | 0
SOUTHERN CROSS DC TIE | 2020 | 4 | 18 | 1 | 354.4 | 0 | 3288 | 0
SOUTHERN CROSS DC TIE | 2020 | 5 | 18 | 1 | 599.1 | 0 | 5559 | 0
SOUTHERN CROSS DC TIE | 2020 | 6 | 18 | 1 | 0 | 0 | 0 | 0
SOUTHERN CROSS DC TIE | 2020 | 7 | 18 | 1 | 0 | 0 | 0 | 0
SOUTHERN CROSS DC TIE | 2020 | 8 | 18 | 1 | 427.1 | 0 | 4642 | 0
SOUTHERN CROSS DC TIE | 2020 | 9 | 18 | 1 | 1355.6 | 0 | 14735 | 0
SOUTHERN CROSS DC TIE | 2020 | 10 | 18 | 1 | 1228.4 | 0 | 11399 | 0
SOUTHERN CROSS DC TIE | 2020 | 11 | 18 | 1 | 941.7 | 0 | 8738 | 0
SOUTHERN CROSS DC TIE | 2020 | 12 | 18 | 1 | 240.9 | 0 | 2235 | 0
SOUTHERN CROSS DC TIE | 2020 | 1 | 19 | 1 | 693.6 | 0 | 6436 | 0
SOUTHERN CROSS DC TIE | 2020 | 2 | 19 | 1 | 121.6 | 0 | 1128 | 0
SOUTHERN CROSS DC TIE | 2020 | 3 | 19 | 1 | 613.9 | 0 | 5696 | 0
SOUTHERN CROSS DC TIE | 2020 | 4 | 19 | 1 | 0 | 0 | 0 | 0
SOUTHERN CROSS DC TIE | 2020 | 5 | 19 | 1 | 1215.8 | 0 | 11282 | 0
SOUTHERN CROSS DC TIE | 2020 | 6 | 19 | 1 | 0 | 0 | 0 | 0
SOUTHERN CROSS DC TIE | 2020 | 7 | 19 | 1 | 0 | 0 | 0 | 0
SOUTHERN CROSS DC TIE | 2020 | 8 | 19 | 1 | 185.2 | 0 | 2012 | 0
SOUTHERN CROSS DC TIE | 2020 | 9 | 19 | 1 | 1397.4 | 0 | 15189 | 0
SOUTHERN CROSS DC TIE | 2020 | 10 | 19 | 1 | 1050.4 | 0 | 9747 | 0
SOUTHERN CROSS DC TIE | 2020 | 11 | 19 | 1 | 591.4 | 0 | 5488 | 0
SOUTHERN CROSS DC TIE | 2020 | 12 | 19 | 1 | 593.4 | 0 | 5506 | 0
SOUTHERN CROSS DC TIE | 2020 | 1 | 20 | 1 | 960.2 | 0 | 8910 | 0
SOUTHERN CROSS DC TIE | 2020 | 2 | 20 | 1 | 0 | 0 | 0 | 0
SOUTHERN CROSS DC TIE | 2020 | 3 | 20 | 1 | 525 | 0 | 4871 | 0
SOUTHERN CROSS DC TIE | 2020 | 4 | 20 | 1 | 881 | 0 | 8175 | 0
SOUTHERN CROSS DC TIE | 2020 | 5 | 20 | 1 | 497.2 | 0 | 4614 | 0
SOUTHERN CROSS DC TIE | 2020 | 6 | 20 | 1 | 0 | 0 | 0 | 0
SOUTHERN CROSS DC TIE | 2020 | 7 | 20 | 1 | 0 | 0 | 0 | 0
SOUTHERN CROSS DC TIE | 2020 | 8 | 20 | 1 | 544.7 | 0 | 5921 | 0
SOUTHERN CROSS DC TIE | 2020 | 9 | 20 | 1 | 1137.3 | 0 | 12362 | 0
SOUTHERN CROSS DC TIE | 2020 | 10 | 20 | 1 | 1807.1 | 0 | 16769 | 0
SOUTHERN CROSS DC TIE | 2020 | 11 | 20 | 1 | 2100 | 0 | 19487 | 0
SOUTHERN CROSS DC TIE | 2020 | 12 | 20 | 1 | 178 | 0 | 1651 | 0
SOUTHERN CROSS DC TIE | 2020 | 1 | 21 | 1 | 420.2 | 0 | 3899 | 0
SOUTHERN CROSS DC TIE | 2020 | 2 | 21 | 1 | 0 | 0 | 0 | 0
SOUTHERN CROSS DC TIE | 2020 | 3 | 21 | 1 | 1934.1 | 0 | 17948 | 0
SOUTHERN CROSS DC TIE | 2020 | 4 | 21 | 1 | 0 | 0 | 0 | 0
SOUTHERN CROSS DC TIE | 2020 | 5 | 21 | 1 | 190.7 | 0 | 1770 | 0
SOUTHERN CROSS DC TIE | 2020 | 6 | 21 | 1 | 48.2 | 0 | 523 | 0
SOUTHERN CROSS DC TIE | 2020 | 7 | 21 | 1 | 423.7 | 0 | 4605 | 0
SOUTHERN CROSS DC TIE | 2020 | 8 | 21 | 1 | 989.4 | 0 | 10754 | 0
SOUTHERN CROSS DC TIE | 2020 | 9 | 21 | 1 | 487.2 | 0 | 5295 | 0
SOUTHERN CROSS DC TIE | 2020 | 10 | 21 | 1 | 1241.1 | 0 | 11517 | 0
SOUTHERN CROSS DC TIE | 2020 | 11 | 21 | 1 | 713.2 | 0 | 6618 | 0
SOUTHERN CROSS DC TIE | 2020 | 12 | 21 | 1 | 1452.2 | 0 | 13476 | 0
SOUTHERN CROSS DC TIE | 2020 | 1 | 22 | 1 | 636 | 0 | 5901 | 0
SOUTHERN CROSS DC TIE | 2020 | 2 | 22 | 1 | 311.3 | 0 | 2888 | 0
SOUTHERN CROSS DC TIE | 2020 | 3 | 22 | 1 | 1890.5 | 0 | 17543 | 0
SOUTHERN CROSS DC TIE | 2020 | 4 | 22 | 1 | 0 | 0 | 0 | 0
SOUTHERN CROSS DC TIE | 2020 | 5 | 22 | 1 | 1076.4 | 0 | 9988 | 0
SOUTHERN CROSS DC TIE | 2020 | 6 | 22 | 1 | 0 | 0 | 0 | 0
SOUTHERN CROSS DC TIE | 2020 | 7 | 22 | 1 | 268.7 | 0 | 2921 | 0
SOUTHERN CROSS DC TIE | 2020 | 8 | 22 | 1 | 181 | 0 | 1967 | 0
SOUTHERN CROSS DC TIE | 2020 | 9 | 22 | 1 | 0 | 0 | 0 | 0
SOUTHERN CROSS DC TIE | 2020 | 10 | 22 | 1 | 901.6 | 0 | 8366 | 0
SOUTHERN CROSS DC TIE | 2020 | 11 | 22 | 1 | 1323.1 | 0 | 12278 | 0
SOUTHERN CROSS DC TIE | 2020 | 12 | 22 | 1 | 349.5 | 0 | 3243 | 0
SOUTHERN CROSS DC TIE | 2020 | 1 | 23 | 1 | 1666.2 | 0 | 15462 | 0
SOUTHERN CROSS DC TIE | 2020 | 2 | 23 | 1 | 443.5 | 0 | 4115 | 0
SOUTHERN CROSS DC TIE | 2020 | 3 | 23 | 1 | 2100 | 0 | 19487 | 0
SOUTHERN CROSS DC TIE | 2020 | 4 | 23 | 1 | 0 | 0 | 0 | 0
SOUTHERN CROSS DC TIE | 2020 | 5 | 23 | 1 | 243.5 | 0 | 2259 | 0
SOUTHERN CROSS DC TIE | 2020 | 6 | 23 | 1 | 0 | 0 | 0 | 0
SOUTHERN CROSS DC TIE | 2020 | 7 | 23 | 1 | 582.7 | 0 | 6333 | 0
SOUTHERN CROSS DC TIE | 2020 | 8 | 23 | 1 | 0 | 0 | 0 | 0
SOUTHERN CROSS DC TIE | 2020 | 9 | 23 | 1 | 0 | 0 | 0 | 0
SOUTHERN CROSS DC TIE | 2020 | 10 | 23 | 1 | 2100 | 0 | 19487 | 0
SOUTHERN CROSS DC TIE | 2020 | 11 | 23 | 1 | 113.3 | 0 | 1051 | 0
SOUTHERN CROSS DC TIE | 2020 | 12 | 23 | 1 | 280 | 0 | 2598 | 0
SOUTHERN CROSS DC TIE | 2020 | 1 | 24 | 1 | 1208.9 | 0 | 11218 | 0
SOUTHERN CROSS DC TIE | 2020 | 2 | 24 | 1 | 2100 | 0 | 19487 | 0
SOUTHERN CROSS DC TIE | 2020 | 3 | 24 | 1 | 666.9 | 0 | 6188 | 0
SOUTHERN CROSS DC TIE | 2020 | 4 | 24 | 1 | 787.3 | 0 | 7306 | 0
SOUTHERN CROSS DC TIE | 2020 | 5 | 24 | 1 | 279.3 | 0 | 2592 | 0
SOUTHERN CROSS DC TIE | 2020 | 6 | 24 | 1 | 0 | 0 | 0 | 0
SOUTHERN CROSS DC TIE | 2020 | 7 | 24 | 1 | 916.6 | 0 | 9963 | 0
SOUTHERN CROSS DC TIE | 2020 | 8 | 24 | 1 | 1361.4 | 0 | 14798 | 0
SOUTHERN CROSS DC TIE | 2020 | 9 | 24 | 1 | 0 | 0 | 0 | 0
SOUTHERN CROSS DC TIE | 2020 | 10 | 24 | 1 | 1523.4 | 0 | 14137 | 0
SOUTHERN CROSS DC TIE | 2020 | 11 | 24 | 1 | 1503.9 | 0 | 13955 | 0
SOUTHERN CROSS DC TIE | 2020 | 12 | 24 | 1 | 1169.2 | 0 | 10849 | 0
SOUTHERN CROSS DC TIE | 2020 | 1 | 25 | 1 | 827 | 0 | 7674 | 0
SOUTHERN CROSS DC TIE | 2020 | 2 | 25 | 1 | 400.6 | 0 | 3717 | 0
SOUTHERN CROSS DC TIE | 2020 | 3 | 25 | 1 | 588.7 | 0 | 5462 | 0
SOUTHERN CROSS DC TIE | 2020 | 4 | 25 | 1 | 0 | 0 | 0 | 0
SOUTHERN CROSS DC TIE | 2020 | 5 | 25 | 1 | 0 | 0 | 0 | 0
SOUTHERN CROSS DC TIE | 2020 | 6 | 25 | 1 | 0 | 0 | 0 | 0
SOUTHERN CROSS DC TIE | 2020 | 7 | 25 | 1 | 1173 | 0 | 12750 | 0
SOUTHERN CROSS DC TIE | 2020 | 8 | 25 | 1 | 629.6 | 0 | 6843 | 0
SOUTHERN CROSS DC TIE | 2020 | 9 | 25 | 1 | 11.5 | 0 | 124 | 0
SOUTHERN CROSS DC TIE | 2020 | 10 | 25 | 1 | 1195.8 | 0 | 11096 | 0
SOUTHERN CROSS DC TIE | 2020 | 11 | 25 | 1 | 1857.5 | 0 | 17237 | 0
SOUTHERN CROSS DC TIE | 2020 | 12 | 25 | 1 | 580.4 | 0 | 5386 | 0
SOUTHERN CROSS DC TIE | 2020 | 1 | 26 | 1 | 1076.1 | 0 | 9986 | 0
SOUTHERN CROSS DC TIE | 2020 | 2 | 26 | 1 | 915.3 | 0 | 8493 | 0
SOUTHERN CROSS DC TIE | 2020 | 3 | 26 | 1 | 782 | 0 | 7256 | 0
SOUTHERN CROSS DC TIE | 2020 | 4 | 26 | 1 | 0 | 0 | 0 | 0
SOUTHERN CROSS DC TIE | 2020 | 5 | 26 | 1 | 0 | 0 | 0 | 0
SOUTHERN CROSS DC TIE | 2020 | 6 | 26 | 1 | 0 | 0 | 0 | 0
SOUTHERN CROSS DC TIE | 2020 | 7 | 26 | 1 | 625.3 | 0 | 6797 | 0
SOUTHERN CROSS DC TIE | 2020 | 8 | 26 | 1 | 457.3 | 0 | 4970 | 0
SOUTHERN CROSS DC TIE | 2020 | 9 | 26 | 1 | 2043.8 | 0 | 22216 | 0
SOUTHERN CROSS DC TIE | 2020 | 10 | 26 | 1 | 2100 | 0 | 19487 | 0
SOUTHERN CROSS DC TIE | 2020 | 11 | 26 | 1 | 631 | 0 | 5855 | 0
SOUTHERN CROSS DC TIE | 2020 | 12 | 26 | 1 | 0 | 0 | 0 | 0
SOUTHERN CROSS DC TIE | 2020 | 1 | 27 | 1 | 813.3 | 0 | 7547 | 0
SOUTHERN CROSS DC TIE | 2020 | 2 | 27 | 1 | 845.1 | 0 | 7842 | 0
SOUTHERN CROSS DC TIE | 2020 | 3 | 27 | 1 | 1184.6 | 0 | 10993 | 0
SOUTHERN CROSS DC TIE | 2020 | 4 | 27 | 1 | 2100 | 0 | 19487 | 0
SOUTHERN CROSS DC TIE | 2020 | 5 | 27 | 1 | 0 | 0 | 0 | 0
SOUTHERN CROSS DC TIE | 2020 | 6 | 27 | 1 | 0 | 0 | 0 | 0
SOUTHERN CROSS DC TIE | 2020 | 7 | 27 | 1 | 886.6 | 0 | 9637 | 0
SOUTHERN CROSS DC TIE | 2020 | 8 | 27 | 1 | 371.7 | 0 | 4039 | 0
SOUTHERN CROSS DC TIE | 2020 | 9 | 27 | 1 | 2100 | 0 | 22826 | 0
SOUTHERN CROSS DC TIE | 2020 | 10 | 27 | 1 | 717.9 | 0 | 6662 | 0
SOUTHERN CROSS DC TIE | 2020 | 11 | 27 | 1 | 1967.2 | 0 | 18255 | 0
SOUTHERN CROSS DC TIE | 2020 | 12 | 27 | 1 | 415.8 | 0 | 3858 | 0
SOUTHERN CROSS DC TIE | 2020 | 1 | 28 | 1 | 0 | 0 | 0 | 0
SOUTHERN CROSS DC TIE | 2020 | 2 | 28 | 1 | 586 | 0 | 5438 | 0
SOUTHERN CROSS DC TIE | 2020 | 3 | 28 | 1 | 2100 | 0 | 19487 | 0
SOUTHERN CROSS DC TIE | 2020 | 4 | 28 | 1 | 247.7 | 0 | 2298 | 0
SOUTHERN CROSS DC TIE | 2020 | 5 | 28 | 1 | 0 | 0 | 0 | 0
SOUTHERN CROSS DC TIE | 2020 | 6 | 28 | 1 | 0 | 0 | 0 | 0
SOUTHERN CROSS DC TIE | 2020 | 7 | 28 | 1 | 748.5 | 0 | 8136 | 0
SOUTHERN CROSS DC TIE | 2020 | 8 | 28 | 1 | 0 | 0 | 0 | 0
SOUTHERN CROSS DC TIE | 2020 | 9 | 28 | 1 | 1009.8 | 0 | 10976 | 0
SOUTHERN CROSS DC TIE | 2020 | 10 | 28 | 1 | 726.7 | 0 | 6743 | 0
SOUTHERN CROSS DC TIE | 2020 | 11 | 28 | 1 | 1070.6 | 0 | 9935 | 0
SOUTHERN CROSS DC TIE | 2020 | 12 | 28 | 1 | 1991.6 | 0 | 18482 | 0
SOUTHERN CROSS DC TIE | 2020 | 1 | 29 | 1 | 708.9 | 0 | 6578 | 0
SOUTHERN CROSS DC TIE | 2020 | 2 | 29 | 1 | 702.5 | 0 | 6518 | 0
SOUTHERN CROSS DC TIE | 2020 | 3 | 29 | 1 | 2100 | 0 | 19487 | 0
SOUTHERN CROSS DC TIE | 2020 | 4 | 29 | 1 | 44 | 0 | 408 | 0
SOUTHERN CROSS DC TIE | 2020 | 5 | 29 | 1 | 0 | 0 | 0 | 0
SOUTHERN CROSS DC TIE | 2020 | 6 | 29 | 1 | 0 | 0 | 0 | 0
SOUTHERN CROSS DC TIE | 2020 | 7 | 29 | 1 | 288 | 0 | 3130 | 0
SOUTHERN CROSS DC TIE | 2020 | 8 | 29 | 1 | 0 | 0 | 0 | 0
SOUTHERN CROSS DC TIE | 2020 | 9 | 29 | 1 | 1983.8 | 0 | 21563 | 0
SOUTHERN CROSS DC TIE | 2020 | 10 | 29 | 1 | 885 | 0 | 8212 | 0
SOUTHERN CROSS DC TIE | 2020 | 11 | 29 | 1 | 1081.7 | 0 | 10037 | 0
SOUTHERN CROSS DC TIE | 2020 | 12 | 29 | 1 | 308.2 | 0 | 2859 | 0
SOUTHERN CROSS DC TIE | 2020 | 1 | 30 | 1 | 906.2 | 0 | 8409 | 0
SOUTHERN CROSS DC TIE | 2020 | 3 | 30 | 1 | 538 | 0 | 4992 | 0
SOUTHERN CROSS DC TIE | 2020 | 4 | 30 | 1 | 0 | 0 | 0 | 0
SOUTHERN CROSS DC TIE | 2020 | 5 | 30 | 1 | 0 | 0 | 0 | 0
SOUTHERN CROSS DC TIE | 2020 | 6 | 30 | 1 | 0 | 0 | 0 | 0
SOUTHERN CROSS DC TIE | 2020 | 7 | 30 | 1 | 232.4 | 0 | 2526 | 0
SOUTHERN CROSS DC TIE | 2020 | 8 | 30 | 1 | 305.9 | 0 | 3325 | 0
SOUTHERN CROSS DC TIE | 2020 | 9 | 30 | 1 | 741.2 | 0 | 8056 | 0
SOUTHERN CROSS DC TIE | 2020 | 10 | 30 | 1 | 1083.7 | 0 | 10056 | 0
SOUTHERN CROSS DC TIE | 2020 | 11 | 30 | 1 | 987.4 | 0 | 9163 | 0
SOUTHERN CROSS DC TIE | 2020 | 12 | 30 | 1 | 1362.9 | 0 | 12647 | 0
SOUTHERN CROSS DC TIE | 2020 | 1 | 31 | 1 | 219.7 | 0 | 2038 | 0
SOUTHERN CROSS DC TIE | 2020 | 3 | 31 | 1 | 480 | 0 | 4454 | 0
SOUTHERN CROSS DC TIE | 2020 | 5 | 31 | 1 | 0 | 0 | 0 | 0
SOUTHERN CROSS DC TIE | 2020 | 7 | 31 | 1 | 844.5 | 0 | 9179 | 0
SOUTHERN CROSS DC TIE | 2020 | 8 | 31 | 1 | 265.6 | 0 | 2886 | 0
SOUTHERN CROSS DC TIE | 2020 | 10 | 31 | 1 | 596.5 | 0 | 5535 | 0
SOUTHERN CROSS DC TIE | 2020 | 12 | 31 | 1 | 1707.1 | 0 | 15842 | 0
SOUTHERN CROSS DC TIE | 2020 | 1 | 1 | 2 | 287.1 | 1.2 | 2664 | 0
SOUTHERN CROSS DC TIE | 2020 | 2 | 1 | 2 | 997.8 | 19.2 | 9259 | 0
SOUTHERN CROSS DC TIE | 2020 | 3 | 1 | 2 | 753.1 | 14 | 6988 | 0
SOUTHERN CROSS DC TIE | 2020 | 4 | 1 | 2 | 765 | 11.5 | 7098 | 0
SOUTHERN CROSS DC TIE | 2020 | 5 | 1 | 2 | 971.6 | 18 | 9015 | 0
SOUTHERN CROSS DC TIE | 2020 | 6 | 1 | 2 | 818.7 | 14.2 | 8899 | 0
SOUTHERN CROSS DC TIE | 2020 | 7 | 1 | 2 | 488.4 | 4.5 | 5308 | 0
SOUTHERN CROSS DC TIE | 2020 | 8 | 1 | 2 | 659.7 | 8.7 | 7170 | 0
SOUTHERN CROSS DC TIE | 2020 | 9 | 1 | 2 | 0 | 0 | 0 | 0
SOUTHERN CROSS DC TIE | 2020 | 10 | 1 | 2 | 208.1 | 1 | 1930 | 0
SOUTHERN CROSS DC TIE | 2020 | 11 | 1 | 2 | 594.1 | 9 | 5513 | 0
SOUTHERN CROSS DC TIE | 2020 | 12 | 1 | 2 | 0 | 0 | 0 | 0
SOUTHERN CROSS DC TIE | 2020 | 1 | 2 | 2 | 537.1 | 6.7 | 4983 | 0
SOUTHERN CROSS DC TIE | 2020 | 2 | 2 | 2 | 2063.6 | 85.7 | 19150 | 0
SOUTHERN CROSS DC TIE | 2020 | 3 | 2 | 2 | 1084.3 | 19.4 | 10062 | 0
SOUTHERN CROSS DC TIE | 2020 | 4 | 2 | 2 | 658.8 | 8.9 | 6113 | 0
SOUTHERN CROSS DC TIE | 2020 | 5 | 2 | 2 | 590.9 | 8.4 | 5483 | 0
SOUTHERN CROSS DC TIE | 2020 | 6 | 2 | 2 | 1885.8 | 88.7 | 20498 | 0
SOUTHERN CROSS DC TIE | 2020 | 7 | 2 | 2 | 200.2 | 0.7 | 2176 | 0
SOUTHERN CROSS DC TIE | 2020 | 8 | 2 | 2 | 0 | 0 | 0 | 0
SOUTHERN CROSS DC TIE | 2020 | 9 | 2 | 2 | 0 | 0 | 0 | 0
SOUTHERN CROSS DC TIE | 2020 | 10 | 2 | 2 | 1051.6 | 18.6 | 9759 | 0
SOUTHERN CROSS DC TIE | 2020 | 11 | 2 | 2 | 234.9 | 1.4 | 2180 | 0
SOUTHERN CROSS DC TIE | 2020 | 12 | 2 | 2 | 407.8 | 3.7 | 3784 | 0
SOUTHERN CROSS DC TIE | 2020 | 1 | 3 | 2 | 951.5 | 20.7 | 8830 | 0
SOUTHERN CROSS DC TIE | 2020 | 2 | 3 | 2 | 58.3 | 0.1 | 541 | 0
SOUTHERN CROSS DC TIE | 2020 | 3 | 3 | 2 | 1727.9 | 64.9 | 16035 | 0
SOUTHERN CROSS DC TIE | 2020 | 4 | 3 | 2 | 1169.3 | 25.3 | 10851 | 0
SOUTHERN CROSS DC TIE | 2020 | 5 | 3 | 2 | 0 | 0 | 0 | 0
SOUTHERN CROSS DC TIE | 2020 | 6 | 3 | 2 | 410.3 | 5.1 | 4460 | 0
SOUTHERN CROSS DC TIE | 2020 | 7 | 3 | 2 | 412.7 | 4.1 | 4485 | 0
SOUTHERN CROSS DC TIE | 2020 | 8 | 3 | 2 | 205.3 | 0.9 | 2231 | 0
SOUTHERN CROSS DC TIE | 2020 | 9 | 3 | 2 | 0 | 0 | 0 | 0
SOUTHERN CROSS DC TIE | 2020 | 10 | 3 | 2 | 656.3 | 12.2 | 6090 | 0
SOUTHERN CROSS DC TIE | 2020 | 11 | 3 | 2 | 190.2 | 0.6 | 1764 | 0
SOUTHERN CROSS DC TIE | 2020 | 12 | 3 | 2 | 426.9 | 3.2 | 3962 | 0
SOUTHERN CROSS DC TIE | 2020 | 1 | 4 | 2 | 846.9 | 18.9 | 7859 | 0
SOUTHERN CROSS DC TIE | 2020 | 2 | 4 | 2 | 0 | 0 | 0 | 0
SOUTHERN CROSS DC TIE | 2020 | 3 | 4 | 2 | 276.6 | 1.6 | 2567 | 0
SOUTHERN CROSS DC TIE | 2020 | 4 | 4 | 2 | 976.8 | 19.6 | 9064 | 0
SOUTHERN CROSS DC TIE | 2020 | 5 | 4 | 2 | 10.7 | 0 | 99 | 0
SOUTHERN CROSS DC TIE | 2020 | 6 | 4 | 2 | 4.8 | 0 | 51 | 0
SOUTHERN CROSS DC TIE | 2020 | 7 | 4 | 2 | 0 | 0 | 0 | 0
SOUTHERN CROSS DC TIE | 2020 | 8 | 4 | 2 | 183.7 | 0.8 | 1997 | 0
SOUTHERN CROSS DC TIE | 2020 | 9 | 4 | 2 | 0 | 0 | 0 | 0
SOUTHERN CROSS DC TIE | 2020 | 10 | 4 | 2 | 609.8 | 7.1 | 5658 | 0
SOUTHERN CROSS DC TIE | 2020 | 11 | 4 | 2 | 705.2 | 10.4 | 6544 | 0
SOUTHERN CROSS DC TIE | 2020 | 12 | 4 | 2 | 360.3 | 2.9 | 3343 | 0
SOUTHERN CROSS DC TIE | 2020 | 1 | 5 | 2 | 1573 | 55.8 | 14597 | 0
SOUTHERN CROSS DC TIE | 2020 | 2 | 5 | 2 | 702.3 | 11.4 | 6517 | 0
SOUTHERN CROSS DC TIE | 2020 | 3 | 5 | 2 | 1146.4 | 24.7 | 10638 | 0
SOUTHERN CROSS DC TIE | 2020 | 4 | 5 | 2 | 0 | 0 | 0 | 0
SOUTHERN CROSS DC TIE | 2020 | 5 | 5 | 2 | 2076.3 | 90.5 | 19267 | 0
SOUTHERN CROSS DC TIE | 2020 | 6 | 5 | 2 | 341.1 | 2.8 | 3707 | 0
SOUTHERN CROSS DC TIE | 2020 | 7 | 5 | 2 | 0 | 0 | 0 | 0
SOUTHERN CROSS DC TIE | 2020 | 8 | 5 | 2 | 588.3 | 7 | 6395 | 0
SOUTHERN CROSS DC TIE | 2020 | 9 | 5 | 2 | 0 | 0 | 0 | 0
SOUTHERN CROSS DC TIE | 2020 | 10 | 5 | 2 | 548.2 | 9.6 | 5087 | 0
SOUTHERN CROSS DC TIE | 2020 | 11 | 5 | 2 | 34.9 | 0 | 323 | 0
SOUTHERN CROSS DC TIE | 2020 | 12 | 5 | 2 | 619.8 | 8.9 | 5751 | 0
SOUTHERN CROSS DC TIE | 2020 | 1 | 6 | 2 | 1146.3 | 25.5 | 10637 | 0
SOUTHERN CROSS DC TIE | 2020 | 2 | 6 | 2 | 2061.5 | 92.4 | 19130 | 0
SOUTHERN CROSS DC TIE | 2020 | 3 | 6 | 2 | 2074.1 | 90.9 | 19247 | 0
SOUTHERN CROSS DC TIE | 2020 | 4 | 6 | 2 | 69.6 | 0.1 | 645 | 0
SOUTHERN CROSS DC TIE | 2020 | 5 | 6 | 2 | 55.5 | 0.1 | 514 | 0
SOUTHERN CROSS DC TIE | 2020 | 6 | 6 | 2 | 466.9 | 5.8 | 5075 | 0
SOUTHERN CROSS DC TIE | 2020 | 7 | 6 | 2 | 445.6 | 4.5 | 4843 | 0
SOUTHERN CROSS DC TIE | 2020 | 8 | 6 | 2 | 689.8 | 10.9 | 7498 | 0
SOUTHERN CROSS DC TIE | 2020 | 9 | 6 | 2 | 55.2 | 0.1 | 599 | 0
SOUTHERN CROSS DC TIE | 2020 | 10 | 6 | 2 | 1560.6 | 41 | 14482 | 0
SOUTHERN CROSS DC TIE | 2020 | 11 | 6 | 2 | 2059.6 | 85.8 | 19112 | 0
SOUTHERN CROSS DC TIE | 2020 | 12 | 6 | 2 | 1252.9 | 35.8 | 11626 | 0
SOUTHERN CROSS DC TIE | 2020 | 1 | 7 | 2 | 592.7 | 6.5 | 5500 | 0
SOUTHERN CROSS DC TIE | 2020 | 2 | 7 | 2 | 257.3 | 1.5 | 2388 | 0
SOUTHERN CROSS DC TIE | 2020 | 3 | 7 | 2 | 1327.8 | 34.4 | 12321 | 0
SOUTHERN CROSS DC TIE | 2020 | 4 | 7 | 2 | 701.5 | 8.9 | 6509 | 0
SOUTHERN CROSS DC TIE | 2020 | 5 | 7 | 2 | 16.4 | 0 | 151 | 0
SOUTHERN CROSS DC TIE | 2020 | 6 | 7 | 2 | 619.1 | 9 | 6730 | 0
SOUTHERN CROSS DC TIE | 2020 | 7 | 7 | 2 | 2100.7 | 98.2 | 22834 | 0
SOUTHERN CROSS DC TIE | 2020 | 8 | 7 | 2 | 338.1 | 2.2 | 3675 | 0
SOUTHERN CROSS DC TIE | 2020 | 9 | 7 | 2 | 0 | 0 | 0 | 0
SOUTHERN CROSS DC TIE | 2020 | 10 | 7 | 2 | 1066.8 | 21.5 | 9899 | 0
SOUTHERN CROSS DC TIE | 2020 | 11 | 7 | 2 | 987.9 | 20.1 | 9168 | 0
SOUTHERN CROSS DC TIE | 2020 | 12 | 7 | 2 | 557.9 | 6.2 | 5177 | 0
SOUTHERN CROSS DC TIE | 2020 | 1 | 8 | 2 | 370.8 | 2.7 | 3440 | 0
SOUTHERN CROSS DC TIE | 2020 | 2 | 8 | 2 | 37.9 | 0 | 351 | 0
SOUTHERN CROSS DC TIE | 2020 | 3 | 8 | 2 | 2070 | 67.5 | 19209 | 0
SOUTHERN CROSS DC TIE | 2020 | 4 | 8 | 2 | 0 | 0 | 0 | 0
SOUTHERN CROSS DC TIE | 2020 | 5 | 8 | 2 | 1373.4 | 31.9 | 12744 | 0
SOUTHERN CROSS DC TIE | 2020 | 6 | 8 | 2 | 169.1 | 0.8 | 1837 | 0
SOUTHERN CROSS DC TIE | 2020 | 7 | 8 | 2 | 1105.7 | 26.7 | 12018 | 0
SOUTHERN CROSS DC TIE | 2020 | 8 | 8 | 2 | 0 | 0 | 0 | 0
SOUTHERN CROSS DC TIE | 2020 | 9 | 8 | 2 | 339.5 | 3.1 | 3689 | 0
SOUTHERN CROSS DC TIE | 2020 | 10 | 8 | 2 | 1160.5 | 17.3 | 10769 | 0
SOUTHERN CROSS DC TIE | 2020 | 11 | 8 | 2 | 2080.5 | 105.8 | 19307 | 0
SOUTHERN CROSS DC TIE | 2020 | 12 | 8 | 2 | 479.8 | 4.4 | 4452 | 0
SOUTHERN CROSS DC TIE | 2020 | 1 | 9 | 2 | 2081.1 | 84.4 | 19313 | 0
SOUTHERN CROSS DC TIE | 2020 | 2 | 9 | 2 | 777.9 | 12 | 7218 | 0
SOUTHERN CROSS DC TIE | 2020 | 3 | 9 | 2 | 383.7 | 3.2 | 3561 | 0
SOUTHERN CROSS DC TIE | 2020 | 4 | 9 | 2 | 28.6 | 0 | 265 | 0
SOUTHERN CROSS DC TIE | 2020 | 5 | 9 | 2 | 864.5 | 15.7 | 8022 | 0
SOUTHERN CROSS DC TIE | 2020 | 6 | 9 | 2 | 347.1 | 3.6 | 3772 | 0
SOUTHERN CROSS DC TIE | 2020 | 7 | 9 | 2 | 0 | 0 | 0 | 0
SOUTHERN CROSS DC TIE | 2020 | 8 | 9 | 2 | 296.2 | 2.2 | 3219 | 0
SOUTHERN CROSS DC TIE | 2020 | 9 | 9 | 2 | 452.6 | 5.6 | 4919 | 0
SOUTHERN CROSS DC TIE | 2020 | 10 | 9 | 2 | 1047.9 | 28.8 | 9724 | 0
SOUTHERN CROSS DC TIE | 2020 | 11 | 9 | 2 | 546.7 | 7.3 | 5073 | 0
SOUTHERN CROSS DC TIE | 2020 | 12 | 9 | 2 | 343.6 | 2.5 | 3188 | 0
SOUTHERN CROSS DC TIE | 2020 | 1 | 10 | 2 | 1313.1 | 35.4 | 12185 | 0
SOUTHERN CROSS DC TIE | 2020 | 2 | 10 | 2 | 517.5 | 5.4 | 4802 | 0
SOUTHERN CROSS DC TIE | 2020 | 3 | 10 | 2 | 849.7 | 13.9 | 7885 | 0
SOUTHERN CROSS DC TIE | 2020 | 4 | 10 | 2 | 1552.4 | 46.1 | 14406 | 0
SOUTHERN CROSS DC TIE | 2020 | 5 | 10 | 2 | 0 | 0 | 0 | 0
SOUTHERN CROSS DC TIE | 2020 | 6 | 10 | 2 | 135.4 | 0.4 | 1471 | 0
SOUTHERN CROSS DC TIE | 2020 | 7 | 10 | 2 | 0 | 0 | 0 | 0
SOUTHERN CROSS DC TIE | 2020 | 8 | 10 | 2 | 402.1 | 4 | 4370 | 0
SOUTHERN CROSS DC TIE | 2020 | 9 | 10 | 2 | 0 | 0 | 0 | 0
SOUTHERN CROSS DC TIE | 2020 | 10 | 10 | 2 | 718.2 | 13.9 | 6664 | 0
SOUTHERN CROSS DC TIE | 2020 | 11 | 10 | 2 | 1900.1 | 78.2 | 17633 | 0
SOUTHERN CROSS DC TIE | 2020 | 12 | 10 | 2 | 692.2 | 6.4 | 6423 | 0
SOUTHERN CROSS DC TIE | 2020 | 1 | 11 | 2 | 847.8 | 13.1 | 7867 | 0
SOUTHERN CROSS DC TIE | 2020 | 2 | 11 | 2 | 606 | 7.8 | 5623 | 0
SOUTHERN CROSS DC TIE | 2020 | 3 | 11 | 2 | 1080.5 | 23.3 | 10027 | 0
SOUTHERN CROSS DC TIE | 2020 | 4 | 11 | 2 | 1180.8 | 32 | 10957 | 0
SOUTHERN CROSS DC TIE | 2020 | 5 | 11 | 2 | 132.8 | 0.3 | 1231 | 0
SOUTHERN CROSS DC TIE | 2020 | 6 | 11 | 2 | 0 | 0 | 0 | 0
SOUTHERN CROSS DC TIE | 2020 | 7 | 11 | 2 | 1006.4 | 27.2 | 10939 | 0
SOUTHERN CROSS DC TIE | 2020 | 8 | 11 | 2 | 493.2 | 7.2 | 5361 | 0
SOUTHERN CROSS DC TIE | 2020 | 9 | 11 | 2 | 304.8 | 2.6 | 3313 | 0
SOUTHERN CROSS DC TIE | 2020 | 10 | 11 | 2 | 491 | 7 | 4556 | 0
SOUTHERN CROSS DC TIE | 2020 | 11 | 11 | 2 | 2069.1 | 96.2 | 19200 | 0
SOUTHERN CROSS DC TIE | 2020 | 12 | 11 | 2 | 662 | 8.4 | 6143 | 0
SOUTHERN CROSS DC TIE | 2020 | 1 | 12 | 2 | 983.3 | 20.7 | 9125 | 0
SOUTHERN CROSS DC TIE | 2020 | 2 | 12 | 2 | 364.1 | 2.8 | 3379 | 0
SOUTHERN CROSS DC TIE | 2020 | 3 | 12 | 2 | 539.6 | 6.2 | 5007 | 0
SOUTHERN CROSS DC TIE | 2020 | 4 | 12 | 2 | 162 | 0.7 | 1502 | 0
SOUTHERN CROSS DC TIE | 2020 | 5 | 12 | 2 | 0 | 0 | 0 | 0
SOUTHERN CROSS DC TIE | 2020 | 6 | 12 | 2 | 836.5 | 14.2 | 9092 | 0
SOUTHERN CROSS DC TIE | 2020 | 7 | 12 | 2 | 0 | 0 | 0 | 0
SOUTHERN CROSS DC TIE | 2020 | 8 | 12 | 2 | 0 | 0 | 0 | 0
SOUTHERN CROSS DC TIE | 2020 | 9 | 12 | 2 | 90 | 0.2 | 978 | 0
SOUTHERN CROSS DC TIE | 2020 | 10 | 12 | 2 | 126 | 0.4 | 1169 | 0
SOUTHERN CROSS DC TIE | 2020 | 11 | 12 | 2 | 991.4 | 19.2 | 9199 | 0
SOUTHERN CROSS DC TIE | 2020 | 12 | 12 | 2 | 1601.4 | 51.5 | 14861 | 0
SOUTHERN CROSS DC TIE | 2020 | 1 | 13 | 2 | 1089.3 | 26.8 | 10108 | 0
SOUTHERN CROSS DC TIE | 2020 | 2 | 13 | 2 | 824.1 | 14.5 | 7647 | 0
SOUTHERN CROSS DC TIE | 2020 | 3 | 13 | 2 | 1087.5 | 23.9 | 10092 | 0
SOUTHERN CROSS DC TIE | 2020 | 4 | 13 | 2 | 245.3 | 1.4 | 2276 | 0
SOUTHERN CROSS DC TIE | 2020 | 5 | 13 | 2 | 0 | 0 | 0 | 0
SOUTHERN CROSS DC TIE | 2020 | 6 | 13 | 2 | 445 | 4.2 | 4837 | 0
SOUTHERN CROSS DC TIE | 2020 | 7 | 13 | 2 | 35.2 | 0 | 382 | 0
SOUTHERN CROSS DC TIE | 2020 | 8 | 13 | 2 | 382.5 | 2.5 | 4157 | 0
SOUTHERN CROSS DC TIE | 2020 | 9 | 13 | 2 | 0 | 0 | 0 | 0
SOUTHERN CROSS DC TIE | 2020 | 10 | 13 | 2 | 2130.6 | 119.5 | 19771 | 0
SOUTHERN CROSS DC TIE | 2020 | 11 | 13 | 2 | 2063.6 | 79.7 | 19150 | 0
SOUTHERN CROSS DC TIE | 2020 | 12 | 13 | 2 | 845.9 | 15.4 | 7850 | 0
SOUTHERN CROSS DC TIE | 2020 | 1 | 14 | 2 | 1100.4 | 25.4 | 10211 | 0
SOUTHERN CROSS DC TIE | 2020 | 2 | 14 | 2 | 855.2 | 14.9 | 7935 | 0
SOUTHERN CROSS DC TIE | 2020 | 3 | 14 | 2 | 1056.5 | 21.3 | 9803 | 0
SOUTHERN CROSS DC TIE | 2020 | 4 | 14 | 2 | 332.4 | 2.1 | 3084 | 0
SOUTHERN CROSS DC TIE | 2020 | 5 | 14 | 2 | 0 | 0 | 0 | 0
SOUTHERN CROSS DC TIE | 2020 | 6 | 14 | 2 | 697.8 | 13.7 | 7584 | 0
SOUTHERN CROSS DC TIE | 2020 | 7 | 14 | 2 | 0 | 0 | 0 | 0
SOUTHERN CROSS DC TIE | 2020 | 8 | 14 | 2 | 491.1 | 5.7 | 5338 | 0
SOUTHERN CROSS DC TIE | 2020 | 9 | 14 | 2 | 380.7 | 2.6 | 4138 | 0
SOUTHERN CROSS DC TIE | 2020 | 10 | 14 | 2 | 1242.4 | 38 | 11529 | 0
SOUTHERN CROSS DC TIE | 2020 | 11 | 14 | 2 | 1091.1 | 18.4 | 10125 | 0
SOUTHERN CROSS DC TIE | 2020 | 12 | 14 | 2 | 289.4 | 1.8 | 2685 | 0
SOUTHERN CROSS DC TIE | 2020 | 1 | 15 | 2 | 1396.1 | 40.5 | 12955 | 0
SOUTHERN CROSS DC TIE | 2020 | 2 | 15 | 2 | 909.7 | 18.7 | 8441 | 0
SOUTHERN CROSS DC TIE | 2020 | 3 | 15 | 2 | 1272.7 | 38.4 | 11810 | 0
SOUTHERN CROSS DC TIE | 2020 | 4 | 15 | 2 | 231 | 1 | 2143 | 0
SOUTHERN CROSS DC TIE | 2020 | 5 | 15 | 2 | 1093.5 | 25 | 10147 | 0
SOUTHERN CROSS DC TIE | 2020 | 6 | 15 | 2 | 814.7 | 12.6 | 8855 | 0
SOUTHERN CROSS DC TIE | 2020 | 7 | 15 | 2 | 233.6 | 1.3 | 2538 | 0
SOUTHERN CROSS DC TIE | 2020 | 8 | 15 | 2 | 0 | 0 | 0 | 0
SOUTHERN CROSS DC TIE | 2020 | 9 | 15 | 2 | 0 | 0 | 0 | 0
SOUTHERN CROSS DC TIE | 2020 | 10 | 15 | 2 | 1410.9 | 36.7 | 13092 | 0
SOUTHERN CROSS DC TIE | 2020 | 11 | 15 | 2 | 1104.3 | 23.1 | 10248 | 0
SOUTHERN CROSS DC TIE | 2020 | 12 | 15 | 2 | 0 | 0 | 0 | 0
SOUTHERN CROSS DC TIE | 2020 | 1 | 16 | 2 | 2043.1 | 72.3 | 18959 | 0
SOUTHERN CROSS DC TIE | 2020 | 2 | 16 | 2 | 676.8 | 10.2 | 6281 | 0
SOUTHERN CROSS DC TIE | 2020 | 3 | 16 | 2 | 2115.3 | 109.1 | 19630 | 0
SOUTHERN CROSS DC TIE | 2020 | 4 | 16 | 2 | 287.5 | 2 | 2668 | 0
SOUTHERN CROSS DC TIE | 2020 | 5 | 16 | 2 | 2088.7 | 89.3 | 19382 | 0
SOUTHERN CROSS DC TIE | 2020 | 6 | 16 | 2 | 249.1 | 1.3 | 2707 | 0
SOUTHERN CROSS DC TIE | 2020 | 7 | 16 | 2 | 337 | 2.6 | 3662 | 0
SOUTHERN CROSS DC TIE | 2020 | 8 | 16 | 2 | 319.6 | 2.2 | 3473 | 0
SOUTHERN CROSS DC TIE | 2020 | 9 | 16 | 2 | 188.9 | 0.5 | 2053 | 0
SOUTHERN CROSS DC TIE | 2020 | 10 | 16 | 2 | 967.7 | 11.8 | 8980 | 0
SOUTHERN CROSS DC TIE | 2020 | 11 | 16 | 2 | 873.4 | 15.4 | 8105 | 0
SOUTHERN CROSS DC TIE | 2020 | 12 | 16 | 2 | 2098.2 | 82.8 | 19470 | 0
SOUTHERN CROSS DC TIE | 2020 | 1 | 17 | 2 | 1705.6 | 61.9 | 15828 | 0
SOUTHERN CROSS DC TIE | 2020 | 2 | 17 | 2 | 583.3 | 8 | 5412 | 0
SOUTHERN CROSS DC TIE | 2020 | 3 | 17 | 2 | 1531 | 47 | 14207 | 0
SOUTHERN CROSS DC TIE | 2020 | 4 | 17 | 2 | 483.6 | 4.8 | 4487 | 0
SOUTHERN CROSS DC TIE | 2020 | 5 | 17 | 2 | 1091 | 27.5 | 10124 | 0
SOUTHERN CROSS DC TIE | 2020 | 6 | 17 | 2 | 122.1 | 0.5 | 1327 | 0
SOUTHERN CROSS DC TIE | 2020 | 7 | 17 | 2 | 444.3 | 4.5 | 4830 | 0
SOUTHERN CROSS DC TIE | 2020 | 8 | 17 | 2 | 80.7 | 0.1 | 876 | 0
SOUTHERN CROSS DC TIE | 2020 | 9 | 17 | 2 | 136.6 | 0.4 | 1484 | 0
SOUTHERN CROSS DC TIE | 2020 | 10 | 17 | 2 | 2066.6 | 100 | 19177 | 0
SOUTHERN CROSS DC TIE | 2020 | 11 | 17 | 2 | 2088.5 | 99.3 | 19381 | 0
SOUTHERN CROSS DC TIE | 2020 | 12 | 17 | 2 | 2095.7 | 86.4 | 19448 | 0
SOUTHERN CROSS DC TIE | 2020 | 1 | 18 | 2 | 2093.9 | 92 | 19431 | 0
SOUTHERN CROSS DC TIE | 2020 | 2 | 18 | 2 | 1324.5 | 39.6 | 12291 | 0
SOUTHERN CROSS DC TIE | 2020 | 3 | 18 | 2 | 938 | 20.2 | 8704 | 0
SOUTHERN CROSS DC TIE | 2020 | 4 | 18 | 2 | 572.1 | 6.9 | 5308 | 0
SOUTHERN CROSS DC TIE | 2020 | 5 | 18 | 2 | 766.8 | 11.6 | 7115 | 0
SOUTHERN CROSS DC TIE | 2020 | 6 | 18 | 2 | 0 | 0 | 0 | 0
SOUTHERN CROSS DC TIE | 2020 | 7 | 18 | 2 | 36.2 | 0 | 393 | 0
SOUTHERN CROSS DC TIE | 2020 | 8 | 18 | 2 | 880.9 | 14 | 9575 | 0
SOUTHERN CROSS DC TIE | 2020 | 9 | 18 | 2 | 1111.8 | 27.7 | 12085 | 0
SOUTHERN CROSS DC TIE | 2020 | 10 | 18 | 2 | 1288.8 | 38.5 | 11960 | 0
SOUTHERN CROSS DC TIE | 2020 | 11 | 18 | 2 | 723.7 | 12.2 | 6716 | 0
SOUTHERN CROSS DC TIE | 2020 | 12 | 18 | 2 | 414.6 | 3.9 | 3847 | 0
SOUTHERN CROSS DC TIE | 2020 | 1 | 19 | 2 | 592.2 | 9.6 | 5495 | 0
SOUTHERN CROSS DC TIE | 2020 | 2 | 19 | 2 | 231.5 | 1 | 2147 | 0
SOUTHERN CROSS DC TIE | 2020 | 3 | 19 | 2 | 888 | 14.9 | 8240 | 0
SOUTHERN CROSS DC TIE | 2020 | 4 | 19 | 2 | 225.2 | 1.2 | 2089 | 0
SOUTHERN CROSS DC TIE | 2020 | 5 | 19 | 2 | 897.6 | 18 | 8329 | 0
SOUTHERN CROSS DC TIE | 2020 | 6 | 19 | 2 | 293 | 2.3 | 3184 | 0
SOUTHERN CROSS DC TIE | 2020 | 7 | 19 | 2 | 0 | 0 | 0 | 0
SOUTHERN CROSS DC TIE | 2020 | 8 | 19 | 2 | 396.9 | 3.1 | 4314 | 0
SOUTHERN CROSS DC TIE | 2020 | 9 | 19 | 2 | 1003.8 | 20.2 | 10911 | 0
SOUTHERN CROSS DC TIE | 2020 | 10 | 19 | 2 | 1371.3 | 50.7 | 12725 | 0
SOUTHERN CROSS DC TIE | 2020 | 11 | 19 | 2 | 706.8 | 11.3 | 6559 | 0
SOUTHERN CROSS DC TIE | 2020 | 12 | 19 | 2 | 914.8 | 16.3 | 8489 | 0
SOUTHERN CROSS DC TIE | 2020 | 1 | 20 | 2 | 1048.1 | 22.7 | 9726 | 0
SOUTHERN CROSS DC TIE | 2020 | 2 | 20 | 2 | 0 | 0 | 0 | 0
SOUTHERN CROSS DC TIE | 2020 | 3 | 20 | 2 | 390.3 | 4 | 3622 | 0
SOUTHERN CROSS DC TIE | 2020 | 4 | 20 | 2 | 535.7 | 6.4 | 4971 | 0
SOUTHERN CROSS DC TIE | 2020 | 5 | 20 | 2 | 466.3 | 4.5 | 4327 | 0
SOUTHERN CROSS DC TIE | 2020 | 6 | 20 | 2 | 252.5 | 1.4 | 2744 | 0
SOUTHERN CROSS DC TIE | 2020 | 7 | 20 | 2 | 202.7 | 0.9 | 2202 | 0
SOUTHERN CROSS DC TIE | 2020 | 8 | 20 | 2 | 303.6 | 2.2 | 3300 | 0
SOUTHERN CROSS DC TIE | 2020 | 9 | 20 | 2 | 1329.4 | 44 | 14450 | 0
SOUTHERN CROSS DC TIE | 2020 | 10 | 20 | 2 | 1656.4 | 61.1 | 15370 | 0
SOUTHERN CROSS DC TIE | 2020 | 11 | 20 | 2 | 1573.1 | 52.8 | 14597 | 0
SOUTHERN CROSS DC TIE | 2020 | 12 | 20 | 2 | 333.9 | 1.4 | 3098 | 0
SOUTHERN CROSS DC TIE | 2020 | 1 | 21 | 2 | 805 | 12.1 | 7469 | 0
SOUTHERN CROSS DC TIE | 2020 | 2 | 21 | 2 | 0 | 0 | 0 | 0
SOUTHERN CROSS DC TIE | 2020 | 3 | 21 | 2 | 1521 | 42.1 | 14114 | 0
SOUTHERN CROSS DC TIE | 2020 | 4 | 21 | 2 | 154.3 | 0.5 | 1431 | 0
SOUTHERN CROSS DC TIE | 2020 | 5 | 21 | 2 | 793.4 | 16 | 7362 | 0
SOUTHERN CROSS DC TIE | 2020 | 6 | 21 | 2 | 230.3 | 1.2 | 2503 | 0
SOUTHERN CROSS DC TIE | 2020 | 7 | 21 | 2 | 651.6 | 9.2 | 7082 | 0
SOUTHERN CROSS DC TIE | 2020 | 8 | 21 | 2 | 1054.5 | 26.8 | 11462 | 0
SOUTHERN CROSS DC TIE | 2020 | 9 | 21 | 2 | 523.5 | 3.5 | 5690 | 0
SOUTHERN CROSS DC TIE | 2020 | 10 | 21 | 2 | 1437.2 | 34.1 | 13337 | 0
SOUTHERN CROSS DC TIE | 2020 | 11 | 21 | 2 | 436.7 | 3.9 | 4052 | 0
SOUTHERN CROSS DC TIE | 2020 | 12 | 21 | 2 | 2087.3 | 81.6 | 19369 | 0
SOUTHERN CROSS DC TIE | 2020 | 1 | 22 | 2 | 1048 | 25.3 | 9725 | 0
SOUTHERN CROSS DC TIE | 2020 | 2 | 22 | 2 | 369.5 | 3.1 | 3428 | 0
SOUTHERN CROSS DC TIE | 2020 | 3 | 22 | 2 | 1148.5 | 27.6 | 10658 | 0
SOUTHERN CROSS DC TIE | 2020 | 4 | 22 | 2 | 90.4 | 0.1 | 838 | 0
SOUTHERN CROSS DC TIE | 2020 | 5 | 22 | 2 | 708.7 | 11 | 6576 | 0
SOUTHERN CROSS DC TIE | 2020 | 6 | 22 | 2 | 199.5 | 0.8 | 2168 | 0
SOUTHERN CROSS DC TIE | 2020 | 7 | 22 | 2 | 362.3 | 2.4 | 3937 | 0
SOUTHERN CROSS DC TIE | 2020 | 8 | 22 | 2 | 285.3 | 1.9 | 3101 | 0
SOUTHERN CROSS DC TIE | 2020 | 9 | 22 | 2 | 0 | 0 | 0 | 0
SOUTHERN CROSS DC TIE | 2020 | 10 | 22 | 2 | 1015 | 21 | 9419 | 0
SOUTHERN CROSS DC TIE | 2020 | 11 | 22 | 2 | 803.1 | 17.2 | 7452 | 0
SOUTHERN CROSS DC TIE | 2020 | 12 | 22 | 2 | 551.7 | 6.5 | 5119 | 0
SOUTHERN CROSS DC TIE | 2020 | 1 | 23 | 2 | 1333.3 | 36.1 | 12372 | 0
SOUTHERN CROSS DC TIE | 2020 | 2 | 23 | 2 | 380.6 | 2.9 | 3532 | 0
SOUTHERN CROSS DC TIE | 2020 | 3 | 23 | 2 | 263.4 | 2 | 2444 | 0
SOUTHERN CROSS DC TIE | 2020 | 4 | 23 | 2 | 0 | 0 | 0 | 0
SOUTHERN CROSS DC TIE | 2020 | 5 | 23 | 2 | 537.4 | 7.8 | 4986 | 0
SOUTHERN CROSS DC TIE | 2020 | 6 | 23 | 2 | 0 | 0 | 0 | 0
SOUTHERN CROSS DC TIE | 2020 | 7 | 23 | 2 | 520.1 | 5.4 | 5653 | 0
SOUTHERN CROSS DC TIE | 2020 | 8 | 23 | 2 | 0 | 0 | 0 | 0
SOUTHERN CROSS DC TIE | 2020 | 9 | 23 | 2 | 181 | 0.9 | 1967 | 0
SOUTHERN CROSS DC TIE | 2020 | 10 | 23 | 2 | 2098.6 | 98.1 | 19474 | 0
SOUTHERN CROSS DC TIE | 2020 | 11 | 23 | 2 | 199.4 | 0.8 | 1850 | 0
SOUTHERN CROSS DC TIE | 2020 | 12 | 23 | 2 | 1305.1 | 36.4 | 12111 | 0
SOUTHERN CROSS DC TIE | 2020 | 1 | 24 | 2 | 1307.3 | 33.1 | 12131 | 0
SOUTHERN CROSS DC TIE | 2020 | 2 | 24 | 2 | 1934.9 | 69.9 | 17956 | 0
SOUTHERN CROSS DC TIE | 2020 | 3 | 24 | 2 | 607.3 | 7.7 | 5635 | 0
SOUTHERN CROSS DC TIE | 2020 | 4 | 24 | 2 | 363.9 | 2.4 | 3377 | 0
SOUTHERN CROSS DC TIE | 2020 | 5 | 24 | 2 | 0 | 0 | 0 | 0
SOUTHERN CROSS DC TIE | 2020 | 6 | 24 | 2 | 408.3 | 3.8 | 4438 | 0
SOUTHERN CROSS DC TIE | 2020 | 7 | 24 | 2 | 1048.5 | 22.9 | 11396 | 0
SOUTHERN CROSS DC TIE | 2020 | 8 | 24 | 2 | 1222.7 | 39.1 | 13291 | 0
SOUTHERN CROSS DC TIE | 2020 | 9 | 24 | 2 | 9.4 | 0 | 101 | 0
SOUTHERN CROSS DC TIE | 2020 | 10 | 24 | 2 | 2092.2 | 88.3 | 19415 | 0
SOUTHERN CROSS DC TIE | 2020 | 11 | 24 | 2 | 1726.6 | 51.3 | 16022 | 0
SOUTHERN CROSS DC TIE | 2020 | 12 | 24 | 2 | 2038.8 | 87.1 | 18919 | 0
SOUTHERN CROSS DC TIE | 2020 | 1 | 25 | 2 | 973.7 | 21.1 | 9036 | 0
SOUTHERN CROSS DC TIE | 2020 | 2 | 25 | 2 | 440.5 | 4.1 | 4087 | 0
SOUTHERN CROSS DC TIE | 2020 | 3 | 25 | 2 | 795 | 13.6 | 7377 | 0
SOUTHERN CROSS DC TIE | 2020 | 4 | 25 | 2 | 0 | 0 | 0 | 0
SOUTHERN CROSS DC TIE | 2020 | 5 | 25 | 2 | 0 | 0 | 0 | 0
SOUTHERN CROSS DC TIE | 2020 | 6 | 25 | 2 | 115.8 | 0.3 | 1258 | 0
SOUTHERN CROSS DC TIE | 2020 | 7 | 25 | 2 | 1092.5 | 24 | 11875 | 0
SOUTHERN CROSS DC TIE | 2020 | 8 | 25 | 2 | 1192.6 | 33.9 | 12963 | 0
SOUTHERN CROSS DC TIE | 2020 | 9 | 25 | 2 | 127.8 | 0.4 | 1389 | 0
SOUTHERN CROSS DC TIE | 2020 | 10 | 25 | 2 | 1551 | 70.7 | 14393 | 0
SOUTHERN CROSS DC TIE | 2020 | 11 | 25 | 2 | 1300.4 | 36.6 | 12067 | 0
SOUTHERN CROSS DC TIE | 2020 | 12 | 25 | 2 | 675.7 | 8.9 | 6270 | 0
SOUTHERN CROSS DC TIE | 2020 | 1 | 26 | 2 | 1187.4 | 26 | 11019 | 0
SOUTHERN CROSS DC TIE | 2020 | 2 | 26 | 2 | 1215.1 | 34.5 | 11275 | 0
SOUTHERN CROSS DC TIE | 2020 | 3 | 26 | 2 | 803.3 | 14.3 | 7454 | 0
SOUTHERN CROSS DC TIE | 2020 | 4 | 26 | 2 | 0 | 0 | 0 | 0
SOUTHERN CROSS DC TIE | 2020 | 5 | 26 | 2 | 0 | 0 | 0 | 0
SOUTHERN CROSS DC TIE | 2020 | 6 | 26 | 2 | 0 | 0 | 0 | 0
SOUTHERN CROSS DC TIE | 2020 | 7 | 26 | 2 | 859.4 | 17.1 | 9341 | 0
SOUTHERN CROSS DC TIE | 2020 | 8 | 26 | 2 | 762.9 | 12.5 | 8292 | 0
SOUTHERN CROSS DC TIE | 2020 | 9 | 26 | 2 | 2052.9 | 82.4 | 22315 | 0
SOUTHERN CROSS DC TIE | 2020 | 10 | 26 | 2 | 2086.7 | 55.3 | 19364 | 0
SOUTHERN CROSS DC TIE | 2020 | 11 | 26 | 2 | 469 | 4.7 | 4352 | 0
SOUTHERN CROSS DC TIE | 2020 | 12 | 26 | 2 | 176.9 | 0.7 | 1641 | 0
SOUTHERN CROSS DC TIE | 2020 | 1 | 27 | 2 | 1087.6 | 23.9 | 10093 | 0
SOUTHERN CROSS DC TIE | 2020 | 2 | 27 | 2 | 1267 | 32.2 | 11757 | 0
SOUTHERN CROSS DC TIE | 2020 | 3 | 27 | 2 | 1026.6 | 21.6 | 9527 | 0
SOUTHERN CROSS DC TIE | 2020 | 4 | 27 | 2 | 2075.5 | 103.9 | 19260 | 0
SOUTHERN CROSS DC TIE | 2020 | 5 | 27 | 2 | 0 | 0 | 0 | 0
SOUTHERN CROSS DC TIE | 2020 | 6 | 27 | 2 | 0 | 0 | 0 | 0
SOUTHERN CROSS DC TIE | 2020 | 7 | 27 | 2 | 599.2 | 9.6 | 6513 | 0
SOUTHERN CROSS DC TIE | 2020 | 8 | 27 | 2 | 450 | 4.8 | 4891 | 0
SOUTHERN CROSS DC TIE | 2020 | 9 | 27 | 2 | 2064.7 | 91.1 | 22443 | 0
SOUTHERN CROSS DC TIE | 2020 | 10 | 27 | 2 | 696.2 | 10 | 6460 | 0
SOUTHERN CROSS DC TIE | 2020 | 11 | 27 | 2 | 2074 | 87.1 | 19246 | 0
SOUTHERN CROSS DC TIE | 2020 | 12 | 27 | 2 | 568.8 | 7.1 | 5278 | 0
SOUTHERN CROSS DC TIE | 2020 | 1 | 28 | 2 | 761.5 | 11.1 | 7066 | 0
SOUTHERN CROSS DC TIE | 2020 | 2 | 28 | 2 | 959.5 | 19.9 | 8904 | 0
SOUTHERN CROSS DC TIE | 2020 | 3 | 28 | 2 | 2073.3 | 86.5 | 19240 | 0
SOUTHERN CROSS DC TIE | 2020 | 4 | 28 | 2 | 198.6 | 1 | 1843 | 0
SOUTHERN CROSS DC TIE | 2020 | 5 | 28 | 2 | 0 | 0 | 0 | 0
SOUTHERN CROSS DC TIE | 2020 | 6 | 28 | 2 | 0 | 0 | 0 | 0
SOUTHERN CROSS DC TIE | 2020 | 7 | 28 | 2 | 1501.7 | 47.1 | 16323 | 0
SOUTHERN CROSS DC TIE | 2020 | 8 | 28 | 2 | 74.4 | 0.1 | 808 | 0
SOUTHERN CROSS DC TIE | 2020 | 9 | 28 | 2 | 1246.4 | 32.7 | 13548 | 0
SOUTHERN CROSS DC TIE | 2020 | 10 | 28 | 2 | 845.4 | 10.4 | 7845 | 0
SOUTHERN CROSS DC TIE | 2020 | 11 | 28 | 2 | 2092.6 | 90.4 | 19419 | 0
SOUTHERN CROSS DC TIE | 2020 | 12 | 28 | 2 | 2087.1 | 82.9 | 19367 | 0
SOUTHERN CROSS DC TIE | 2020 | 1 | 29 | 2 | 676.1 | 8.9 | 6274 | 0
SOUTHERN CROSS DC TIE | 2020 | 2 | 29 | 2 | 889.7 | 19.7 | 8256 | 0
SOUTHERN CROSS DC TIE | 2020 | 3 | 29 | 2 | 2057.6 | 69.7 | 19094 | 0
SOUTHERN CROSS DC TIE | 2020 | 4 | 29 | 2 | 0 | 0 | 0 | 0
SOUTHERN CROSS DC TIE | 2020 | 5 | 29 | 2 | 0 | 0 | 0 | 0
SOUTHERN CROSS DC TIE | 2020 | 6 | 29 | 2 | 0 | 0 | 0 | 0
SOUTHERN CROSS DC TIE | 2020 | 7 | 29 | 2 | 656.9 | 9.5 | 7140 | 0
SOUTHERN CROSS DC TIE | 2020 | 8 | 29 | 2 | 0 | 0 | 0 | 0
SOUTHERN CROSS DC TIE | 2020 | 9 | 29 | 2 | 1951.2 | 82.5 | 21209 | 0
SOUTHERN CROSS DC TIE | 2020 | 10 | 29 | 2 | 1227.5 | 32 | 11391 | 0
SOUTHERN CROSS DC TIE | 2020 | 11 | 29 | 2 | 2085.9 | 76.5 | 19357 | 0
SOUTHERN CROSS DC TIE | 2020 | 12 | 29 | 2 | 611.8 | 8.6 | 5677 | 0
SOUTHERN CROSS DC TIE | 2020 | 1 | 30 | 2 | 1093.4 | 25.1 | 10146 | 0
SOUTHERN CROSS DC TIE | 2020 | 3 | 30 | 2 | 843.6 | 15.5 | 7828 | 0
SOUTHERN CROSS DC TIE | 2020 | 4 | 30 | 2 | 0 | 0 | 0 | 0
SOUTHERN CROSS DC TIE | 2020 | 5 | 30 | 2 | 0 | 0 | 0 | 0
SOUTHERN CROSS DC TIE | 2020 | 6 | 30 | 2 | 0 | 0 | 0 | 0
SOUTHERN CROSS DC TIE | 2020 | 7 | 30 | 2 | 608.9 | 7.9 | 6618 | 0
SOUTHERN CROSS DC TIE | 2020 | 8 | 30 | 2 | 331.4 | 2.5 | 3602 | 0
SOUTHERN CROSS DC TIE | 2020 | 9 | 30 | 2 | 277.1 | 2 | 3011 | 0
SOUTHERN CROSS DC TIE | 2020 | 10 | 30 | 2 | 1410.1 | 37.7 | 13085 | 0
SOUTHERN CROSS DC TIE | 2020 | 11 | 30 | 2 | 880.2 | 14 | 8168 | 0
SOUTHERN CROSS DC TIE | 2020 | 12 | 30 | 2 | 2074.7 | 92.4 | 19253 | 0
SOUTHERN CROSS DC TIE | 2020 | 1 | 31 | 2 | 183.6 | 0.7 | 1703 | 0
SOUTHERN CROSS DC TIE | 2020 | 3 | 31 | 2 | 753.9 | 10.9 | 6996 | 0
SOUTHERN CROSS DC TIE | 2020 | 5 | 31 | 2 | 70.8 | 0.1 | 657 | 0
SOUTHERN CROSS DC TIE | 2020 | 7 | 31 | 2 | 1013 | 19.5 | 11010 | 0
SOUTHERN CROSS DC TIE | 2020 | 8 | 31 | 2 | 670.1 | 10.5 | 7284 | 0
SOUTHERN CROSS DC TIE | 2020 | 10 | 31 | 2 | 821.9 | 21.8 | 7627 | 0
SOUTHERN CROSS DC TIE | 2020 | 12 | 31 | 2 | 2107.8 | 97.9 | 19560 | 0
SOUTHERN CROSS DC TIE | 2020 | 1 | 1 | 3 | 262.8 | 1.4 | 2438 | 0
SOUTHERN CROSS DC TIE | 2020 | 2 | 1 | 3 | 364.3 | 2.5 | 3380 | 0
SOUTHERN CROSS DC TIE | 2020 | 3 | 1 | 3 | 1135.5 | 37 | 10537 | 0
SOUTHERN CROSS DC TIE | 2020 | 4 | 1 | 3 | 462.1 | 4 | 4288 | 0
SOUTHERN CROSS DC TIE | 2020 | 5 | 1 | 3 | 659.7 | 9.5 | 6121 | 0
SOUTHERN CROSS DC TIE | 2020 | 6 | 1 | 3 | 316.1 | 1.7 | 3436 | 0
SOUTHERN CROSS DC TIE | 2020 | 7 | 1 | 3 | 748.2 | 9.7 | 8132 | 0
SOUTHERN CROSS DC TIE | 2020 | 8 | 1 | 3 | 1146.3 | 21.7 | 12460 | 0
SOUTHERN CROSS DC TIE | 2020 | 9 | 1 | 3 | 0 | 0 | 0 | 0
SOUTHERN CROSS DC TIE | 2020 | 10 | 1 | 3 | 221.5 | 1.1 | 2055 | 0
SOUTHERN CROSS DC TIE | 2020 | 11 | 1 | 3 | 739.7 | 11.5 | 6864 | 0
SOUTHERN CROSS DC TIE | 2020 | 12 | 1 | 3 | 0 | 0 | 0 | 142.9
SOUTHERN CROSS DC TIE | 2020 | 1 | 2 | 3 | 787.3 | 11.9 | 7306 | 0
SOUTHERN CROSS DC TIE | 2020 | 2 | 2 | 3 | 2068 | 80 | 19191 | 0
SOUTHERN CROSS DC TIE | 2020 | 3 | 2 | 3 | 1183.9 | 31.3 | 10986 | 0
SOUTHERN CROSS DC TIE | 2020 | 4 | 2 | 3 | 767.1 | 10.7 | 7119 | 0
SOUTHERN CROSS DC TIE | 2020 | 5 | 2 | 3 | 315.4 | 1.5 | 2927 | 0
SOUTHERN CROSS DC TIE | 2020 | 6 | 2 | 3 | 2054.8 | 58.8 | 22335 | 0
SOUTHERN CROSS DC TIE | 2020 | 7 | 2 | 3 | 175 | 0.5 | 1901 | 0
SOUTHERN CROSS DC TIE | 2020 | 8 | 2 | 3 | 0 | 0 | 0 | 0
SOUTHERN CROSS DC TIE | 2020 | 9 | 2 | 3 | 0 | 0 | 0 | 0
SOUTHERN CROSS DC TIE | 2020 | 10 | 2 | 3 | 1932.8 | 80.9 | 17935 | 0
SOUTHERN CROSS DC TIE | 2020 | 11 | 2 | 3 | 168 | 0.4 | 1558 | 0
SOUTHERN CROSS DC TIE | 2020 | 12 | 2 | 3 | 624.6 | 7.7 | 5796 | 0
SOUTHERN CROSS DC TIE | 2020 | 1 | 3 | 3 | 594.5 | 4.5 | 5517 | 0
SOUTHERN CROSS DC TIE | 2020 | 2 | 3 | 3 | 1189.1 | 27.3 | 11034 | 0
SOUTHERN CROSS DC TIE | 2020 | 3 | 3 | 3 | 2048.7 | 71.7 | 19011 | 0
SOUTHERN CROSS DC TIE | 2020 | 4 | 3 | 3 | 2088 | 88.6 | 19377 | 0
SOUTHERN CROSS DC TIE | 2020 | 5 | 3 | 3 | 0 | 0 | 0 | 0
SOUTHERN CROSS DC TIE | 2020 | 6 | 3 | 3 | 0 | 0 | 0 | 0
SOUTHERN CROSS DC TIE | 2020 | 7 | 3 | 3 | 0 | 0 | 0 | 0
SOUTHERN CROSS DC TIE | 2020 | 8 | 3 | 3 | 296 | 1.7 | 3217 | 0
SOUTHERN CROSS DC TIE | 2020 | 9 | 3 | 3 | 0 | 0 | 0 | 0
SOUTHERN CROSS DC TIE | 2020 | 10 | 3 | 3 | 1753.4 | 44.1 | 16271 | 0
SOUTHERN CROSS DC TIE | 2020 | 11 | 3 | 3 | 248.1 | 1.4 | 2302 | 0
SOUTHERN CROSS DC TIE | 2020 | 12 | 3 | 3 | 54 | 0.1 | 501 | 0
SOUTHERN CROSS DC TIE | 2020 | 1 | 4 | 3 | 913.2 | 12.7 | 8474 | 0
SOUTHERN CROSS DC TIE | 2020 | 2 | 4 | 3 | 535.5 | 6.1 | 4969 | 0
SOUTHERN CROSS DC TIE | 2020 | 3 | 4 | 3 | 531.4 | 5.5 | 4931 | 0
SOUTHERN CROSS DC TIE | 2020 | 4 | 4 | 3 | 1331 | 31.1 | 12351 | 0
SOUTHERN CROSS DC TIE | 2020 | 5 | 4 | 3 | 0 | 0 | 0 | 0
SOUTHERN CROSS DC TIE | 2020 | 6 | 4 | 3 | 0 | 0 | 0 | 0
SOUTHERN CROSS DC TIE | 2020 | 7 | 4 | 3 | 0 | 0 | 0 | 0
SOUTHERN CROSS DC TIE | 2020 | 8 | 4 | 3 | 221.2 | 0.9 | 2404 | 0
SOUTHERN CROSS DC TIE | 2020 | 9 | 4 | 3 | 0 | 0 | 0 | 0
SOUTHERN CROSS DC TIE | 2020 | 10 | 4 | 3 | 1950 | 75.6 | 18095 | 0
SOUTHERN CROSS DC TIE | 2020 | 11 | 4 | 3 | 1146.5 | 24 | 10639 | 0
SOUTHERN CROSS DC TIE | 2020 | 12 | 4 | 3 | 573.8 | 6.5 | 5324 | 0
SOUTHERN CROSS DC TIE | 2020 | 1 | 5 | 3 | 2065.6 | 59.1 | 19168 | 0
SOUTHERN CROSS DC TIE | 2020 | 2 | 5 | 3 | 545.3 | 5 | 5060 | 0
SOUTHERN CROSS DC TIE | 2020 | 3 | 5 | 3 | 1217.1 | 27.9 | 11295 | 0
SOUTHERN CROSS DC TIE | 2020 | 4 | 5 | 3 | 0 | 0 | 0 | 0
SOUTHERN CROSS DC TIE | 2020 | 5 | 5 | 3 | 2070 | 70.2 | 19209 | 0
SOUTHERN CROSS DC TIE | 2020 | 6 | 5 | 3 | 0 | 0 | 0 | 0
SOUTHERN CROSS DC TIE | 2020 | 7 | 5 | 3 | 0 | 0 | 0 | 0
SOUTHERN CROSS DC TIE | 2020 | 8 | 5 | 3 | 597.1 | 5.6 | 6490 | 0
SOUTHERN CROSS DC TIE | 2020 | 9 | 5 | 3 | 0 | 0 | 0 | 0
SOUTHERN CROSS DC TIE | 2020 | 10 | 5 | 3 | 1069.1 | 16.9 | 9920 | 0
SOUTHERN CROSS DC TIE | 2020 | 11 | 5 | 3 | 210.3 | 0.9 | 1951 | 0
SOUTHERN CROSS DC TIE | 2020 | 12 | 5 | 3 | 1047.2 | 19.3 | 9717 | 0
SOUTHERN CROSS DC TIE | 2020 | 1 | 6 | 3 | 1180.8 | 23.1 | 10958 | 0
SOUTHERN CROSS DC TIE | 2020 | 2 | 6 | 3 | 2068.8 | 79.7 | 19198 | 0
SOUTHERN CROSS DC TIE | 2020 | 3 | 6 | 3 | 1046.9 | 21.6 | 9715 | 0
SOUTHERN CROSS DC TIE | 2020 | 4 | 6 | 3 | 964.2 | 18.9 | 8948 | 0
SOUTHERN CROSS DC TIE | 2020 | 5 | 6 | 3 | 0 | 0 | 0 | 0
SOUTHERN CROSS DC TIE | 2020 | 6 | 6 | 3 | 522.8 | 3.4 | 5683 | 0
SOUTHERN CROSS DC TIE | 2020 | 7 | 6 | 3 | 201.2 | 0.7 | 2186 | 0
SOUTHERN CROSS DC TIE | 2020 | 8 | 6 | 3 | 370.5 | 2.4 | 4027 | 0
SOUTHERN CROSS DC TIE | 2020 | 9 | 6 | 3 | 0 | 0 | 0 | 0
SOUTHERN CROSS DC TIE | 2020 | 10 | 6 | 3 | 1985.3 | 78.9 | 18423 | 0
SOUTHERN CROSS DC TIE | 2020 | 11 | 6 | 3 | 2056.9 | 72.1 | 19087 | 0
SOUTHERN CROSS DC TIE | 2020 | 12 | 6 | 3 | 1765.3 | 52.2 | 16381 | 0
SOUTHERN CROSS DC TIE | 2020 | 1 | 7 | 3 | 713.5 | 10.6 | 6621 | 0
SOUTHERN CROSS DC TIE | 2020 | 2 | 7 | 3 | 234.2 | 1.2 | 2173 | 0
SOUTHERN CROSS DC TIE | 2020 | 3 | 7 | 3 | 1845.4 | 59 | 17125 | 0
SOUTHERN CROSS DC TIE | 2020 | 4 | 7 | 3 | 564.7 | 6.6 | 5240 | 0
SOUTHERN CROSS DC TIE | 2020 | 5 | 7 | 3 | 25.6 | 0 | 237 | 0
SOUTHERN CROSS DC TIE | 2020 | 6 | 7 | 3 | 2010.9 | 51.3 | 21858 | 0
SOUTHERN CROSS DC TIE | 2020 | 7 | 7 | 3 | 2096.9 | 77.2 | 22793 | 0
SOUTHERN CROSS DC TIE | 2020 | 8 | 7 | 3 | 192.5 | 0.6 | 2092 | 0
SOUTHERN CROSS DC TIE | 2020 | 9 | 7 | 3 | 0 | 0 | 0 | 0
SOUTHERN CROSS DC TIE | 2020 | 10 | 7 | 3 | 1946.1 | 59.2 | 18060 | 0
SOUTHERN CROSS DC TIE | 2020 | 11 | 7 | 3 | 826.8 | 13.3 | 7672 | 0
SOUTHERN CROSS DC TIE | 2020 | 12 | 7 | 3 | 1484.7 | 36.7 | 13777 | 0
SOUTHERN CROSS DC TIE | 2020 | 1 | 8 | 3 | 849.1 | 13.4 | 7879 | 0
SOUTHERN CROSS DC TIE | 2020 | 2 | 8 | 3 | 0 | 0 | 0 | 0
SOUTHERN CROSS DC TIE | 2020 | 3 | 8 | 3 | 2076.4 | 91.2 | 19269 | 0
SOUTHERN CROSS DC TIE | 2020 | 4 | 8 | 3 | 0 | 0 | 0 | 0
SOUTHERN CROSS DC TIE | 2020 | 5 | 8 | 3 | 2092.8 | 94.1 | 19421 | 0
SOUTHERN CROSS DC TIE | 2020 | 6 | 8 | 3 | 488.3 | 4.1 | 5307 | 0
SOUTHERN CROSS DC TIE | 2020 | 7 | 8 | 3 | 1787.6 | 55.9 | 19431 | 0
SOUTHERN CROSS DC TIE | 2020 | 8 | 8 | 3 | 116.3 | 0.2 | 1264 | 0
SOUTHERN CROSS DC TIE | 2020 | 9 | 8 | 3 | 0 | 0 | 0 | 0
SOUTHERN CROSS DC TIE | 2020 | 10 | 8 | 3 | 914.6 | 18.1 | 8487 | 0
SOUTHERN CROSS DC TIE | 2020 | 11 | 8 | 3 | 2063.1 | 56.9 | 19145 | 0
SOUTHERN CROSS DC TIE | 2020 | 12 | 8 | 3 | 678.7 | 9.4 | 6297 | 0
SOUTHERN CROSS DC TIE | 2020 | 1 | 9 | 3 | 2080.2 | 78 | 19304 | 0
SOUTHERN CROSS DC TIE | 2020 | 2 | 9 | 3 | 2074.9 | 76.9 | 19255 | 0
SOUTHERN CROSS DC TIE | 2020 | 3 | 9 | 3 | 508.4 | 5 | 4717 | 0
SOUTHERN CROSS DC TIE | 2020 | 4 | 9 | 3 | 0 | 0 | 0 | 0
SOUTHERN CROSS DC TIE | 2020 | 5 | 9 | 3 | 1588.3 | 39.5 | 14739 | 0
SOUTHERN CROSS DC TIE | 2020 | 6 | 9 | 3 | 43.8 | 0 | 475 | 0
SOUTHERN CROSS DC TIE | 2020 | 7 | 9 | 3 | 407.3 | 3.3 | 4427 | 0
SOUTHERN CROSS DC TIE | 2020 | 8 | 9 | 3 | 328.8 | 1.7 | 3573 | 0
SOUTHERN CROSS DC TIE | 2020 | 9 | 9 | 3 | 0 | 0 | 0 | 0
SOUTHERN CROSS DC TIE | 2020 | 10 | 9 | 3 | 2074.7 | 55.7 | 19252 | 0
SOUTHERN CROSS DC TIE | 2020 | 11 | 9 | 3 | 901.1 | 13.9 | 8361 | 0
SOUTHERN CROSS DC TIE | 2020 | 12 | 9 | 3 | 350.9 | 2.3 | 3256 | 0
SOUTHERN CROSS DC TIE | 2020 | 1 | 10 | 3 | 1416.2 | 34.3 | 13142 | 0
SOUTHERN CROSS DC TIE | 2020 | 2 | 10 | 3 | 1661.8 | 67 | 15421 | 0
SOUTHERN CROSS DC TIE | 2020 | 3 | 10 | 3 | 1646.6 | 40.8 | 15280 | 0
SOUTHERN CROSS DC TIE | 2020 | 4 | 10 | 3 | 2079.1 | 76.8 | 19293 | 0
SOUTHERN CROSS DC TIE | 2020 | 5 | 10 | 3 | 0 | 0 | 0 | 0
SOUTHERN CROSS DC TIE | 2020 | 6 | 10 | 3 | 90.5 | 0.2 | 984 | 0
SOUTHERN CROSS DC TIE | 2020 | 7 | 10 | 3 | 0 | 0 | 0 | 0
SOUTHERN CROSS DC TIE | 2020 | 8 | 10 | 3 | 187.6 | 0.6 | 2039 | 0
SOUTHERN CROSS DC TIE | 2020 | 9 | 10 | 3 | 0 | 0 | 0 | 0
SOUTHERN CROSS DC TIE | 2020 | 10 | 10 | 3 | 549.8 | 4.2 | 5102 | 0
SOUTHERN CROSS DC TIE | 2020 | 11 | 10 | 3 | 1593.6 | 41 | 14788 | 0
SOUTHERN CROSS DC TIE | 2020 | 12 | 10 | 3 | 869 | 15 | 8064 | 0
SOUTHERN CROSS DC TIE | 2020 | 1 | 11 | 3 | 967.7 | 18.1 | 8979 | 0
SOUTHERN CROSS DC TIE | 2020 | 2 | 11 | 3 | 1015.9 | 17.6 | 9427 | 0
SOUTHERN CROSS DC TIE | 2020 | 3 | 11 | 3 | 1900.7 | 72.9 | 17638 | 0
SOUTHERN CROSS DC TIE | 2020 | 4 | 11 | 3 | 2087.6 | 72.7 | 19372 | 0
SOUTHERN CROSS DC TIE | 2020 | 5 | 11 | 3 | 134.5 | 0.3 | 1247 | 0
SOUTHERN CROSS DC TIE | 2020 | 6 | 11 | 3 | 0 | 0 | 0 | 0
SOUTHERN CROSS DC TIE | 2020 | 7 | 11 | 3 | 398.2 | 2.3 | 4328 | 0
SOUTHERN CROSS DC TIE | 2020 | 8 | 11 | 3 | 46.3 | 0 | 502 | 0
SOUTHERN CROSS DC TIE | 2020 | 9 | 11 | 3 | 747.4 | 5.7 | 8124 | 0
SOUTHERN CROSS DC TIE | 2020 | 10 | 11 | 3 | 1083.5 | 15.9 | 10055 | 0
SOUTHERN CROSS DC TIE | 2020 | 11 | 11 | 3 | 2042.2 | 64.8 | 18951 | 0
SOUTHERN CROSS DC TIE | 2020 | 12 | 11 | 3 | 475.4 | 4.5 | 4411 | 0
SOUTHERN CROSS DC TIE | 2020 | 1 | 12 | 3 | 1248.3 | 26.1 | 11584 | 0
SOUTHERN CROSS DC TIE | 2020 | 2 | 12 | 3 | 289.2 | 1.5 | 2683 | 0
SOUTHERN CROSS DC TIE | 2020 | 3 | 12 | 3 | 1853.1 | 61.6 | 17196 | 0
SOUTHERN CROSS DC TIE | 2020 | 4 | 12 | 3 | 1068.7 | 17.6 | 9917 | 0
SOUTHERN CROSS DC TIE | 2020 | 5 | 12 | 3 | 51.3 | 0.1 | 476 | 0
SOUTHERN CROSS DC TIE | 2020 | 6 | 12 | 3 | 2057.2 | 73.4 | 22361 | 0
SOUTHERN CROSS DC TIE | 2020 | 7 | 12 | 3 | 88.3 | 0.2 | 959 | 0
SOUTHERN CROSS DC TIE | 2020 | 8 | 12 | 3 | 0 | 0 | 0 | 0
SOUTHERN CROSS DC TIE | 2020 | 9 | 12 | 3 | 873.4 | 11 | 9493 | 0
SOUTHERN CROSS DC TIE | 2020 | 10 | 12 | 3 | 203 | 0.8 | 1883 | 0
SOUTHERN CROSS DC TIE | 2020 | 11 | 12 | 3 | 904.2 | 15.8 | 8390 | 0
SOUTHERN CROSS DC TIE | 2020 | 12 | 12 | 3 | 2086.4 | 81 | 19361 | 0
SOUTHERN CROSS DC TIE | 2020 | 1 | 13 | 3 | 1288.6 | 29.7 | 11957 | 0
SOUTHERN CROSS DC TIE | 2020 | 2 | 13 | 3 | 691 | 7.9 | 6412 | 0
SOUTHERN CROSS DC TIE | 2020 | 3 | 13 | 3 | 1206.5 | 25.6 | 11196 | 0
SOUTHERN CROSS DC TIE | 2020 | 4 | 13 | 3 | 1105.9 | 19.7 | 10263 | 0
SOUTHERN CROSS DC TIE | 2020 | 5 | 13 | 3 | 0 | 0 | 0 | 0
SOUTHERN CROSS DC TIE | 2020 | 6 | 13 | 3 | 717.4 | 9.2 | 7797 | 0
SOUTHERN CROSS DC TIE | 2020 | 7 | 13 | 3 | 0 | 0 | 0 | 0
SOUTHERN CROSS DC TIE | 2020 | 8 | 13 | 3 | 356.1 | 2.9 | 3871 | 0
SOUTHERN CROSS DC TIE | 2020 | 9 | 13 | 3 | 324.4 | 1.5 | 3526 | 0
SOUTHERN CROSS DC TIE | 2020 | 10 | 13 | 3 | 2096.5 | 57.5 | 19455 | 0
SOUTHERN CROSS DC TIE | 2020 | 11 | 13 | 3 | 2055 | 69.7 | 19070 | 0
SOUTHERN CROSS DC TIE | 2020 | 12 | 13 | 3 | 1113.3 | 22 | 10331 | 0
SOUTHERN CROSS DC TIE | 2020 | 1 | 14 | 3 | 1134.1 | 21.8 | 10524 | 0
SOUTHERN CROSS DC TIE | 2020 | 2 | 14 | 3 | 837.9 | 11 | 7776 | 0
SOUTHERN CROSS DC TIE | 2020 | 3 | 14 | 3 | 1468 | 41 | 13623 | 0
SOUTHERN CROSS DC TIE | 2020 | 4 | 14 | 3 | 315.7 | 2.4 | 2929 | 0
SOUTHERN CROSS DC TIE | 2020 | 5 | 14 | 3 | 0 | 0 | 0 | 0
SOUTHERN CROSS DC TIE | 2020 | 6 | 14 | 3 | 127.8 | 0.2 | 1388 | 0
SOUTHERN CROSS DC TIE | 2020 | 7 | 14 | 3 | 0 | 0 | 0 | 0
SOUTHERN CROSS DC TIE | 2020 | 8 | 14 | 3 | 829.6 | 11.2 | 9018 | 0
SOUTHERN CROSS DC TIE | 2020 | 9 | 14 | 3 | 190.1 | 0.8 | 2066 | 0
SOUTHERN CROSS DC TIE | 2020 | 10 | 14 | 3 | 1522.4 | 29.6 | 14127 | 0
SOUTHERN CROSS DC TIE | 2020 | 11 | 14 | 3 | 1503.5 | 46.7 | 13952 | 0
SOUTHERN CROSS DC TIE | 2020 | 12 | 14 | 3 | 384.3 | 3 | 3566 | 0
SOUTHERN CROSS DC TIE | 2020 | 1 | 15 | 3 | 1639.8 | 49.2 | 15217 | 0
SOUTHERN CROSS DC TIE | 2020 | 2 | 15 | 3 | 990.6 | 18.4 | 9192 | 0
SOUTHERN CROSS DC TIE | 2020 | 3 | 15 | 3 | 2057 | 64.2 | 19089 | 0
SOUTHERN CROSS DC TIE | 2020 | 4 | 15 | 3 | 447.4 | 4 | 4152 | 0
SOUTHERN CROSS DC TIE | 2020 | 5 | 15 | 3 | 1821.2 | 51 | 16901 | 0
SOUTHERN CROSS DC TIE | 2020 | 6 | 15 | 3 | 1310.1 | 33.2 | 14240 | 0
SOUTHERN CROSS DC TIE | 2020 | 7 | 15 | 3 | 195.7 | 0.7 | 2127 | 0
SOUTHERN CROSS DC TIE | 2020 | 8 | 15 | 3 | 0 | 0 | 0 | 0
SOUTHERN CROSS DC TIE | 2020 | 9 | 15 | 3 | 0 | 0 | 0 | 0
SOUTHERN CROSS DC TIE | 2020 | 10 | 15 | 3 | 1844 | 71.7 | 17112 | 0
SOUTHERN CROSS DC TIE | 2020 | 11 | 15 | 3 | 1133.6 | 24.8 | 10520 | 0
SOUTHERN CROSS DC TIE | 2020 | 12 | 15 | 3 | 12.2 | 0 | 112 | 0
SOUTHERN CROSS DC TIE | 2020 | 1 | 16 | 3 | 2089.9 | 93.5 | 19394 | 0
SOUTHERN CROSS DC TIE | 2020 | 2 | 16 | 3 | 519.6 | 4.2 | 4821 | 0
SOUTHERN CROSS DC TIE | 2020 | 3 | 16 | 3 | 2086.7 | 56.7 | 19364 | 0
SOUTHERN CROSS DC TIE | 2020 | 4 | 16 | 3 | 522.5 | 5 | 4848 | 0
SOUTHERN CROSS DC TIE | 2020 | 5 | 16 | 3 | 2079.4 | 70 | 19297 | 0
SOUTHERN CROSS DC TIE | 2020 | 6 | 16 | 3 | 717.4 | 10.1 | 7798 | 0
SOUTHERN CROSS DC TIE | 2020 | 7 | 16 | 3 | 19.1 | 0 | 207 | 0
SOUTHERN CROSS DC TIE | 2020 | 8 | 16 | 3 | 173.7 | 0.6 | 1888 | 0
SOUTHERN CROSS DC TIE | 2020 | 9 | 16 | 3 | 535.8 | 5.5 | 5824 | 0
SOUTHERN CROSS DC TIE | 2020 | 10 | 16 | 3 | 1015.1 | 20.5 | 9419 | 0
SOUTHERN CROSS DC TIE | 2020 | 11 | 16 | 3 | 806.8 | 12.9 | 7486 | 0
SOUTHERN CROSS DC TIE | 2020 | 12 | 16 | 3 | 2098.4 | 81.5 | 19473 | 0
SOUTHERN CROSS DC TIE | 2020 | 1 | 17 | 3 | 1876 | 64.9 | 17409 | 0
SOUTHERN CROSS DC TIE | 2020 | 2 | 17 | 3 | 1131 | 22.7 | 10495 | 0
SOUTHERN CROSS DC TIE | 2020 | 3 | 17 | 3 | 1795.6 | 50.8 | 16663 | 0
SOUTHERN CROSS DC TIE | 2020 | 4 | 17 | 3 | 714.8 | 8.4 | 6633 | 0
SOUTHERN CROSS DC TIE | 2020 | 5 | 17 | 3 | 1549.5 | 37.3 | 14379 | 0
SOUTHERN CROSS DC TIE | 2020 | 6 | 17 | 3 | 0 | 0 | 0 | 0
SOUTHERN CROSS DC TIE | 2020 | 7 | 17 | 3 | 130.3 | 0.3 | 1416 | 0
SOUTHERN CROSS DC TIE | 2020 | 8 | 17 | 3 | 423.7 | 3 | 4605 | 0
SOUTHERN CROSS DC TIE | 2020 | 9 | 17 | 3 | 0 | 0 | 0 | 0
SOUTHERN CROSS DC TIE | 2020 | 10 | 17 | 3 | 2057.7 | 62.4 | 19095 | 0
SOUTHERN CROSS DC TIE | 2020 | 11 | 17 | 3 | 2067.9 | 57.2 | 19190 | 0
SOUTHERN CROSS DC TIE | 2020 | 12 | 17 | 3 | 2096.7 | 81.7 | 19457 | 0
SOUTHERN CROSS DC TIE | 2020 | 1 | 18 | 3 | 2079.5 | 65.5 | 19297 | 0
SOUTHERN CROSS DC TIE | 2020 | 2 | 18 | 3 | 1289.2 | 31 | 11963 | 0
SOUTHERN CROSS DC TIE | 2020 | 3 | 18 | 3 | 1462.9 | 36.9 | 13576 | 0
SOUTHERN CROSS DC TIE | 2020 | 4 | 18 | 3 | 1090.8 | 21 | 10122 | 0
SOUTHERN CROSS DC TIE | 2020 | 5 | 18 | 3 | 1802.5 | 58.7 | 16727 | 0
SOUTHERN CROSS DC TIE | 2020 | 6 | 18 | 3 | 264.6 | 1.2 | 2876 | 0
SOUTHERN CROSS DC TIE | 2020 | 7 | 18 | 3 | 18.9 | 0 | 205 | 0
SOUTHERN CROSS DC TIE | 2020 | 8 | 18 | 3 | 586.1 | 6.9 | 6371 | 0
SOUTHERN CROSS DC TIE | 2020 | 9 | 18 | 3 | 1846.7 | 55.9 | 20074 | 0
SOUTHERN CROSS DC TIE | 2020 | 10 | 18 | 3 | 2093 | 76.9 | 19423 | 0
SOUTHERN CROSS DC TIE | 2020 | 11 | 18 | 3 | 417.4 | 2.8 | 3873 | 0
SOUTHERN CROSS DC TIE | 2020 | 12 | 18 | 3 | 915.8 | 15 | 8498 | 0
SOUTHERN CROSS DC TIE | 2020 | 1 | 19 | 3 | 863.9 | 12.3 | 8017 | 0
SOUTHERN CROSS DC TIE | 2020 | 2 | 19 | 3 | 253.6 | 1.4 | 2353 | 0
SOUTHERN CROSS DC TIE | 2020 | 3 | 19 | 3 | 1281.7 | 32.4 | 11894 | 0
SOUTHERN CROSS DC TIE | 2020 | 4 | 19 | 3 | 543.6 | 4.4 | 5044 | 0
SOUTHERN CROSS DC TIE | 2020 | 5 | 19 | 3 | 1206.4 | 23.1 | 11195 | 0
SOUTHERN CROSS DC TIE | 2020 | 6 | 19 | 3 | 48.4 | 0 | 526 | 0
SOUTHERN CROSS DC TIE | 2020 | 7 | 19 | 3 | 0 | 0 | 0 | 0
SOUTHERN CROSS DC TIE | 2020 | 8 | 19 | 3 | 667 | 10.1 | 7250 | 0
SOUTHERN CROSS DC TIE | 2020 | 9 | 19 | 3 | 635.7 | 8.9 | 6909 | 0
SOUTHERN CROSS DC TIE | 2020 | 10 | 19 | 3 | 1749.1 | 44.9 | 16231 | 0
SOUTHERN CROSS DC TIE | 2020 | 11 | 19 | 3 | 469.2 | 4 | 4354 | 0
SOUTHERN CROSS DC TIE | 2020 | 12 | 19 | 3 | 748.3 | 10.5 | 6944 | 0
SOUTHERN CROSS DC TIE | 2020 | 1 | 20 | 3 | 1133.4 | 23.7 | 10517 | 0
SOUTHERN CROSS DC TIE | 2020 | 2 | 20 | 3 | 0 | 0 | 0 | 0
SOUTHERN CROSS DC TIE | 2020 | 3 | 20 | 3 | 599 | 5.7 | 5558 | 0
SOUTHERN CROSS DC TIE | 2020 | 4 | 20 | 3 | 583 | 6.1 | 5410 | 0
SOUTHERN CROSS DC TIE | 2020 | 5 | 20 | 3 | 571.2 | 5.1 | 5300 | 0
SOUTHERN CROSS DC TIE | 2020 | 6 | 20 | 3 | 0 | 0 | 0 | 0
SOUTHERN CROSS DC TIE | 2020 | 7 | 20 | 3 | 0 | 0 | 0 | 0
SOUTHERN CROSS DC TIE | 2020 | 8 | 20 | 3 | 685.9 | 8.7 | 7455 | 0
SOUTHERN CROSS DC TIE | 2020 | 9 | 20 | 3 | 1354 | 37.1 | 14718 | 0
SOUTHERN CROSS DC TIE | 2020 | 10 | 20 | 3 | 2080.2 | 63.3 | 19304 | 0
SOUTHERN CROSS DC TIE | 2020 | 11 | 20 | 3 | 1590.7 | 44.7 | 14761 | 0
SOUTHERN CROSS DC TIE | 2020 | 12 | 20 | 3 | 273.9 | 1.2 | 2542 | 0
SOUTHERN CROSS DC TIE | 2020 | 1 | 21 | 3 | 954.6 | 18.6 | 8858 | 0
SOUTHERN CROSS DC TIE | 2020 | 2 | 21 | 3 | 0 | 0 | 0 | 0
SOUTHERN CROSS DC TIE | 2020 | 3 | 21 | 3 | 1355.1 | 34.5 | 12574 | 0
SOUTHERN CROSS DC TIE | 2020 | 4 | 21 | 3 | 965 | 17 | 8954 | 0
SOUTHERN CROSS DC TIE | 2020 | 5 | 21 | 3 | 0 | 0 | 0 | 0
SOUTHERN CROSS DC TIE | 2020 | 6 | 21 | 3 | 0 | 0 | 0 | 0
SOUTHERN CROSS DC TIE | 2020 | 7 | 21 | 3 | 479.5 | 4.3 | 5211 | 0
SOUTHERN CROSS DC TIE | 2020 | 8 | 21 | 3 | 1297.9 | 23.6 | 14107 | 0
SOUTHERN CROSS DC TIE | 2020 | 9 | 21 | 3 | 874.2 | 15.1 | 9502 | 0
SOUTHERN CROSS DC TIE | 2020 | 10 | 21 | 3 | 1263.4 | 43.6 | 11723 | 0
SOUTHERN CROSS DC TIE | 2020 | 11 | 21 | 3 | 614.2 | 7.4 | 5699 | 0
SOUTHERN CROSS DC TIE | 2020 | 12 | 21 | 3 | 2091.2 | 84.3 | 19406 | 0
SOUTHERN CROSS DC TIE | 2020 | 1 | 22 | 3 | 1294.5 | 23.9 | 12013 | 0
SOUTHERN CROSS DC TIE | 2020 | 2 | 22 | 3 | 602.8 | 7.1 | 5594 | 0
SOUTHERN CROSS DC TIE | 2020 | 3 | 22 | 3 | 824.6 | 17.5 | 7652 | 0
SOUTHERN CROSS DC TIE | 2020 | 4 | 22 | 3 | 251.6 | 2.3 | 2334 | 0
SOUTHERN CROSS DC TIE | 2020 | 5 | 22 | 3 | 2074.7 | 63.1 | 19253 | 0
SOUTHERN CROSS DC TIE | 2020 | 6 | 22 | 3 | 17.2 | 0 | 187 | 0
SOUTHERN CROSS DC TIE | 2020 | 7 | 22 | 3 | 318.9 | 2.1 | 3466 | 0
SOUTHERN CROSS DC TIE | 2020 | 8 | 22 | 3 | 21.5 | 0 | 234 | 0
SOUTHERN CROSS DC TIE | 2020 | 9 | 22 | 3 | 0 | 0 | 0 | 0
SOUTHERN CROSS DC TIE | 2020 | 10 | 22 | 3 | 916.1 | 14 | 8501 | 0
SOUTHERN CROSS DC TIE | 2020 | 11 | 22 | 3 | 737.1 | 7.2 | 6839 | 0
SOUTHERN CROSS DC TIE | 2020 | 12 | 22 | 3 | 413.7 | 3 | 3839 | 0
SOUTHERN CROSS DC TIE | 2020 | 1 | 23 | 3 | 1662.8 | 47.9 | 15430 | 0
SOUTHERN CROSS DC TIE | 2020 | 2 | 23 | 3 | 548.6 | 5.1 | 5091 | 0
SOUTHERN CROSS DC TIE | 2020 | 3 | 23 | 3 | 487.2 | 4.6 | 4521 | 0
SOUTHERN CROSS DC TIE | 2020 | 4 | 23 | 3 | 0 | 0 | 0 | 0
SOUTHERN CROSS DC TIE | 2020 | 5 | 23 | 3 | 1961.3 | 56 | 18200 | 0
SOUTHERN CROSS DC TIE | 2020 | 6 | 23 | 3 | 0 | 0 | 0 | 0
SOUTHERN CROSS DC TIE | 2020 | 7 | 23 | 3 | 796.9 | 13 | 8662 | 0
SOUTHERN CROSS DC TIE | 2020 | 8 | 23 | 3 | 0 | 0 | 0 | 0
SOUTHERN CROSS DC TIE | 2020 | 9 | 23 | 3 | 0 | 0 | 0 | 0
SOUTHERN CROSS DC TIE | 2020 | 10 | 23 | 3 | 2087.1 | 69.1 | 19368 | 0
SOUTHERN CROSS DC TIE | 2020 | 11 | 23 | 3 | 104.6 | 0.2 | 970 | 0
SOUTHERN CROSS DC TIE | 2020 | 12 | 23 | 3 | 1451.7 | 39.8 | 13471 | 0
SOUTHERN CROSS DC TIE | 2020 | 1 | 24 | 3 | 1233.1 | 27.6 | 11443 | 0
SOUTHERN CROSS DC TIE | 2020 | 2 | 24 | 3 | 2096 | 89 | 19450 | 0
SOUTHERN CROSS DC TIE | 2020 | 3 | 24 | 3 | 409.7 | 3.3 | 3801 | 0
SOUTHERN CROSS DC TIE | 2020 | 4 | 24 | 3 | 705.5 | 11.1 | 6546 | 0
SOUTHERN CROSS DC TIE | 2020 | 5 | 24 | 3 | 435.3 | 4.2 | 4039 | 0
SOUTHERN CROSS DC TIE | 2020 | 6 | 24 | 3 | 0 | 0 | 0 | 0
SOUTHERN CROSS DC TIE | 2020 | 7 | 24 | 3 | 1086.8 | 23.3 | 11813 | 0
SOUTHERN CROSS DC TIE | 2020 | 8 | 24 | 3 | 988.3 | 13.1 | 10743 | 0
SOUTHERN CROSS DC TIE | 2020 | 9 | 24 | 3 | 0 | 0 | 0 | 0
SOUTHERN CROSS DC TIE | 2020 | 10 | 24 | 3 | 2091.6 | 79.3 | 19409 | 0
SOUTHERN CROSS DC TIE | 2020 | 11 | 24 | 3 | 1918.6 | 77.3 | 17804 | 0
SOUTHERN CROSS DC TIE | 2020 | 12 | 24 | 3 | 2085.9 | 74.8 | 19357 | 0
SOUTHERN CROSS DC TIE | 2020 | 1 | 25 | 3 | 773.5 | 10.1 | 7177 | 0
SOUTHERN CROSS DC TIE | 2020 | 2 | 25 | 3 | 762.3 | 10.5 | 7073 | 0
SOUTHERN CROSS DC TIE | 2020 | 3 | 25 | 3 | 709.9 | 9.7 | 6587 | 0
SOUTHERN CROSS DC TIE | 2020 | 4 | 25 | 3 | 0 | 0 | 0 | 0
SOUTHERN CROSS DC TIE | 2020 | 5 | 25 | 3 | 138.3 | 0.4 | 1283 | 0
SOUTHERN CROSS DC TIE | 2020 | 6 | 25 | 3 | 0 | 0 | 0 | 0
SOUTHERN CROSS DC TIE | 2020 | 7 | 25 | 3 | 934.1 | 14.2 | 10153 | 0
SOUTHERN CROSS DC TIE | 2020 | 8 | 25 | 3 | 724.5 | 8.7 | 7874 | 0
SOUTHERN CROSS DC TIE | 2020 | 9 | 25 | 3 | 598.2 | 6.2 | 6502 | 0
SOUTHERN CROSS DC TIE | 2020 | 10 | 25 | 3 | 2093.5 | 50.8 | 19427 | 0
SOUTHERN CROSS DC TIE | 2020 | 11 | 25 | 3 | 1505.2 | 41.3 | 13968 | 0
SOUTHERN CROSS DC TIE | 2020 | 12 | 25 | 3 | 772.5 | 11.7 | 7168 | 0
SOUTHERN CROSS DC TIE | 2020 | 1 | 26 | 3 | 1165.4 | 30.7 | 10814 | 0
SOUTHERN CROSS DC TIE | 2020 | 2 | 26 | 3 | 1719.6 | 53.2 | 15957 | 0
SOUTHERN CROSS DC TIE | 2020 | 3 | 26 | 3 | 661.7 | 8.7 | 6140 | 0
SOUTHERN CROSS DC TIE | 2020 | 4 | 26 | 3 | 0 | 0 | 0 | 0
SOUTHERN CROSS DC TIE | 2020 | 5 | 26 | 3 | 0 | 0 | 0 | 0
SOUTHERN CROSS DC TIE | 2020 | 6 | 26 | 3 | 0 | 0 | 0 | 0
SOUTHERN CROSS DC TIE | 2020 | 7 | 26 | 3 | 572.5 | 5.6 | 6222 | 0
SOUTHERN CROSS DC TIE | 2020 | 8 | 26 | 3 | 542.8 | 5 | 5899 | 0
SOUTHERN CROSS DC TIE | 2020 | 9 | 26 | 3 | 2055.3 | 77.8 | 22341 | 0
SOUTHERN CROSS DC TIE | 2020 | 10 | 26 | 3 | 2101.7 | 102.6 | 19504 | 0
SOUTHERN CROSS DC TIE | 2020 | 11 | 26 | 3 | 806.4 | 12.2 | 7483 | 0
SOUTHERN CROSS DC TIE | 2020 | 12 | 26 | 3 | 136.4 | 0.3 | 1265 | 0
SOUTHERN CROSS DC TIE | 2020 | 1 | 27 | 3 | 1027.2 | 20.2 | 9532 | 0
SOUTHERN CROSS DC TIE | 2020 | 2 | 27 | 3 | 1246.3 | 25.9 | 11565 | 0
SOUTHERN CROSS DC TIE | 2020 | 3 | 27 | 3 | 651.5 | 10.3 | 6046 | 0
SOUTHERN CROSS DC TIE | 2020 | 4 | 27 | 3 | 2064.8 | 62.4 | 19161 | 0
SOUTHERN CROSS DC TIE | 2020 | 5 | 27 | 3 | 0 | 0 | 0 | 0
SOUTHERN CROSS DC TIE | 2020 | 6 | 27 | 3 | 0 | 0 | 0 | 0
SOUTHERN CROSS DC TIE | 2020 | 7 | 27 | 3 | 1975.3 | 52 | 21471 | 0
SOUTHERN CROSS DC TIE | 2020 | 8 | 27 | 3 | 371.9 | 2.3 | 4042 | 0
SOUTHERN CROSS DC TIE | 2020 | 9 | 27 | 3 | 2062.3 | 71.4 | 22417 | 0
SOUTHERN CROSS DC TIE | 2020 | 10 | 27 | 3 | 657.7 | 8.9 | 6103 | 0
SOUTHERN CROSS DC TIE | 2020 | 11 | 27 | 3 | 2064.3 | 67.4 | 19157 | 0
SOUTHERN CROSS DC TIE | 2020 | 12 | 27 | 3 | 315.3 | 1.8 | 2926 | 0
SOUTHERN CROSS DC TIE | 2020 | 1 | 28 | 3 | 1816.1 | 61.2 | 16853 | 0
SOUTHERN CROSS DC TIE | 2020 | 2 | 28 | 3 | 1009.6 | 18.5 | 9369 | 0
SOUTHERN CROSS DC TIE | 2020 | 3 | 28 | 3 | 2078.3 | 82.1 | 19287 | 0
SOUTHERN CROSS DC TIE | 2020 | 4 | 28 | 3 | 0 | 0 | 0 | 0
SOUTHERN CROSS DC TIE | 2020 | 5 | 28 | 3 | 0 | 0 | 0 | 0
SOUTHERN CROSS DC TIE | 2020 | 6 | 28 | 3 | 0 | 0 | 0 | 0
SOUTHERN CROSS DC TIE | 2020 | 7 | 28 | 3 | 1883.4 | 61.3 | 20472 | 0
SOUTHERN CROSS DC TIE | 2020 | 8 | 28 | 3 | 201.7 | 0.7 | 2192 | 0
SOUTHERN CROSS DC TIE | 2020 | 9 | 28 | 3 | 1804.2 | 55.8 | 19611 | 0
SOUTHERN CROSS DC TIE | 2020 | 10 | 28 | 3 | 807.9 | 12 | 7497 | 0
SOUTHERN CROSS DC TIE | 2020 | 11 | 28 | 3 | 2081.1 | 68.3 | 19312 | 0
SOUTHERN CROSS DC TIE | 2020 | 12 | 28 | 3 | 2081 | 74 | 19311 | 0
SOUTHERN CROSS DC TIE | 2020 | 1 | 29 | 3 | 774.9 | 11.3 | 7190 | 0
SOUTHERN CROSS DC TIE | 2020 | 2 | 29 | 3 | 779.6 | 9.7 | 7234 | 0
SOUTHERN CROSS DC TIE | 2020 | 3 | 29 | 3 | 1674.6 | 53.8 | 15540 | 0
SOUTHERN CROSS DC TIE | 2020 | 4 | 29 | 3 | 62.7 | 0.1 | 581 | 0
SOUTHERN CROSS DC TIE | 2020 | 5 | 29 | 3 | 0 | 0 | 0 | 0
SOUTHERN CROSS DC TIE | 2020 | 6 | 29 | 3 | 0 | 0 | 0 | 0
SOUTHERN CROSS DC TIE | 2020 | 7 | 29 | 3 | 300.2 | 1.6 | 3263 | 0
SOUTHERN CROSS DC TIE | 2020 | 8 | 29 | 3 | 84.7 | 0.1 | 920 | 0
SOUTHERN CROSS DC TIE | 2020 | 9 | 29 | 3 | 2080.6 | 68.7 | 22616 | 0
SOUTHERN CROSS DC TIE | 2020 | 10 | 29 | 3 | 2030.7 | 81.3 | 18845 | 0
SOUTHERN CROSS DC TIE | 2020 | 11 | 29 | 3 | 2097.5 | 90.9 | 19464 | 0
SOUTHERN CROSS DC TIE | 2020 | 12 | 29 | 3 | 537.4 | 5.1 | 4987 | 0
SOUTHERN CROSS DC TIE | 2020 | 1 | 30 | 3 | 1021.3 | 17.3 | 9477 | 0
SOUTHERN CROSS DC TIE | 2020 | 3 | 30 | 3 | 701.4 | 9.1 | 6509 | 0
SOUTHERN CROSS DC TIE | 2020 | 4 | 30 | 3 | 0 | 0 | 0 | 0
SOUTHERN CROSS DC TIE | 2020 | 5 | 30 | 3 | 0 | 0 | 0 | 0
SOUTHERN CROSS DC TIE | 2020 | 6 | 30 | 3 | 0 | 0 | 0 | 0
SOUTHERN CROSS DC TIE | 2020 | 7 | 30 | 3 | 318.7 | 1.8 | 3463 | 0
SOUTHERN CROSS DC TIE | 2020 | 8 | 30 | 3 | 390.4 | 2.6 | 4243 | 0
SOUTHERN CROSS DC TIE | 2020 | 9 | 30 | 3 | 1620.6 | 40.6 | 17615 | 0
SOUTHERN CROSS DC TIE | 2020 | 10 | 30 | 3 | 1930.4 | 67.3 | 17914 | 0
SOUTHERN CROSS DC TIE | 2020 | 11 | 30 | 3 | 1314.9 | 37.1 | 12202 | 0
SOUTHERN CROSS DC TIE | 2020 | 12 | 30 | 3 | 2076.8 | 77.8 | 19272 | 0
SOUTHERN CROSS DC TIE | 2020 | 1 | 31 | 3 | 388.6 | 2.7 | 3605 | 0
SOUTHERN CROSS DC TIE | 2020 | 3 | 31 | 3 | 767.9 | 14 | 7126 | 0
SOUTHERN CROSS DC TIE | 2020 | 5 | 31 | 3 | 106.6 | 0.2 | 989 | 0
SOUTHERN CROSS DC TIE | 2020 | 7 | 31 | 3 | 659.3 | 9.3 | 7166 | 0
SOUTHERN CROSS DC TIE | 2020 | 8 | 31 | 3 | 79.2 | 0.1 | 861 | 0
SOUTHERN CROSS DC TIE | 2020 | 10 | 31 | 3 | 2095.2 | 54.3 | 19443 | 0
SOUTHERN CROSS DC TIE | 2020 | 12 | 31 | 3 | 2087.6 | 62.5 | 19372 | 0
SOUTHERN CROSS DC TIE | 2020 | 1 | 1 | 4 | 113.1 | 0.3 | 1049 | 0
SOUTHERN CROSS DC TIE | 2020 | 2 | 1 | 4 | 661.8 | 8.5 | 6141 | 0
SOUTHERN CROSS DC TIE | 2020 | 3 | 1 | 4 | 865 | 6.8 | 8027 | 0
SOUTHERN CROSS DC TIE | 2020 | 4 | 1 | 4 | 778.7 | 12.1 | 7226 | 0
SOUTHERN CROSS DC TIE | 2020 | 5 | 1 | 4 | 541.3 | 5.7 | 5023 | 0
SOUTHERN CROSS DC TIE | 2020 | 6 | 1 | 4 | 209.9 | 0.9 | 2281 | 0
SOUTHERN CROSS DC TIE | 2020 | 7 | 1 | 4 | 619.3 | 8.2 | 6731 | 0
SOUTHERN CROSS DC TIE | 2020 | 8 | 1 | 4 | 1234.8 | 28.7 | 13421 | 0
SOUTHERN CROSS DC TIE | 2020 | 9 | 1 | 4 | 0 | 0 | 0 | 0
SOUTHERN CROSS DC TIE | 2020 | 10 | 1 | 4 | 45.4 | 0 | 421 | 0
SOUTHERN CROSS DC TIE | 2020 | 11 | 1 | 4 | 507.5 | 3.8 | 4709 | 0
SOUTHERN CROSS DC TIE | 2020 | 12 | 1 | 4 | 358.1 | 2.5 | 3322 | 0
SOUTHERN CROSS DC TIE | 2020 | 1 | 2 | 4 | 940.8 | 17.7 | 8730 | 0
SOUTHERN CROSS DC TIE | 2020 | 2 | 2 | 4 | 2076 | 86.7 | 19265 | 0
SOUTHERN CROSS DC TIE | 2020 | 3 | 2 | 4 | 854.5 | 14.1 | 7929 | 0
SOUTHERN CROSS DC TIE | 2020 | 4 | 2 | 4 | 806.8 | 12.5 | 7487 | 0
SOUTHERN CROSS DC TIE | 2020 | 5 | 2 | 4 | 356.4 | 2.9 | 3307 | 0
SOUTHERN CROSS DC TIE | 2020 | 6 | 2 | 4 | 2041 | 79.4 | 22185 | 0
SOUTHERN CROSS DC TIE | 2020 | 7 | 2 | 4 | 0 | 0 | 0 | 0
SOUTHERN CROSS DC TIE | 2020 | 8 | 2 | 4 | 0 | 0 | 0 | 0
SOUTHERN CROSS DC TIE | 2020 | 9 | 2 | 4 | 0 | 0 | 0 | 0
SOUTHERN CROSS DC TIE | 2020 | 10 | 2 | 4 | 1605.5 | 57.4 | 14899 | 0
SOUTHERN CROSS DC TIE | 2020 | 11 | 2 | 4 | 465.8 | 4.5 | 4322 | 0
SOUTHERN CROSS DC TIE | 2020 | 12 | 2 | 4 | 523.3 | 5.3 | 4856 | 0
SOUTHERN CROSS DC TIE | 2020 | 1 | 3 | 4 | 617.1 | 9.4 | 5726 | 0
SOUTHERN CROSS DC TIE | 2020 | 2 | 3 | 4 | 1352 | 36 | 12546 | 0
SOUTHERN CROSS DC TIE | 2020 | 3 | 3 | 4 | 2048.5 | 81.9 | 19009 | 0
SOUTHERN CROSS DC TIE | 2020 | 4 | 3 | 4 | 2029.2 | 75.7 | 18830 | 0
SOUTHERN CROSS DC TIE | 2020 | 5 | 3 | 4 | 0 | 0 | 0 | 0
SOUTHERN CROSS DC TIE | 2020 | 6 | 3 | 4 | 198.8 | 1.2 | 2160 | 0
SOUTHERN CROSS DC TIE | 2020 | 7 | 3 | 4 | 59 | 0.1 | 641 | 0
SOUTHERN CROSS DC TIE | 2020 | 8 | 3 | 4 | 0 | 0 | 0 | 0
SOUTHERN CROSS DC TIE | 2020 | 9 | 3 | 4 | 0 | 0 | 0 | 0
SOUTHERN CROSS DC TIE | 2020 | 10 | 3 | 4 | 1043.6 | 21.9 | 9684 | 0
SOUTHERN CROSS DC TIE | 2020 | 11 | 3 | 4 | 440.2 | 4 | 4085 | 0
SOUTHERN CROSS DC TIE | 2020 | 12 | 3 | 4 | 252.1 | 1.3 | 2339 | 0
SOUTHERN CROSS DC TIE | 2020 | 1 | 4 | 4 | 891.2 | 17.4 | 8270 | 0
SOUTHERN CROSS DC TIE | 2020 | 2 | 4 | 4 | 175.6 | 0.6 | 1629 | 0
SOUTHERN CROSS DC TIE | 2020 | 3 | 4 | 4 | 429.4 | 3.3 | 3984 | 0
SOUTHERN CROSS DC TIE | 2020 | 4 | 4 | 4 | 2053.6 | 81 | 19057 | 0
SOUTHERN CROSS DC TIE | 2020 | 5 | 4 | 4 | 182.9 | 0.8 | 1697 | 0
SOUTHERN CROSS DC TIE | 2020 | 6 | 4 | 4 | 0 | 0 | 0 | 0
SOUTHERN CROSS DC TIE | 2020 | 7 | 4 | 4 | 0 | 0 | 0 | 0
SOUTHERN CROSS DC TIE | 2020 | 8 | 4 | 4 | 225.3 | 1 | 2449 | 0
SOUTHERN CROSS DC TIE | 2020 | 9 | 4 | 4 | 0 | 0 | 0 | 0
SOUTHERN CROSS DC TIE | 2020 | 10 | 4 | 4 | 1182.1 | 24.7 | 10970 | 0
SOUTHERN CROSS DC TIE | 2020 | 11 | 4 | 4 | 724.1 | 11.4 | 6720 | 0
SOUTHERN CROSS DC TIE | 2020 | 12 | 4 | 4 | 287.8 | 1.6 | 2671 | 0
SOUTHERN CROSS DC TIE | 2020 | 1 | 5 | 4 | 1621 | 54.8 | 15042 | 0
SOUTHERN CROSS DC TIE | 2020 | 2 | 5 | 4 | 652.6 | 10.5 | 6056 | 0
SOUTHERN CROSS DC TIE | 2020 | 3 | 5 | 4 | 1718.5 | 55.8 | 15947 | 0
SOUTHERN CROSS DC TIE | 2020 | 4 | 5 | 4 | 0 | 0 | 0 | 0
SOUTHERN CROSS DC TIE | 2020 | 5 | 5 | 4 | 2068.5 | 82 | 19195 | 0
SOUTHERN CROSS DC TIE | 2020 | 6 | 5 | 4 | 0 | 0 | 0 | 0
SOUTHERN CROSS DC TIE | 2020 | 7 | 5 | 4 | 0 | 0 | 0 | 0
SOUTHERN CROSS DC TIE | 2020 | 8 | 5 | 4 | 680.6 | 8.2 | 7398 | 0
SOUTHERN CROSS DC TIE | 2020 | 9 | 5 | 4 | 0 | 0 | 0 | 0
SOUTHERN CROSS DC TIE | 2020 | 10 | 5 | 4 | 981.8 | 19.6 | 9111 | 0
SOUTHERN CROSS DC TIE | 2020 | 11 | 5 | 4 | 37.2 | 0 | 345 | 0
SOUTHERN CROSS DC TIE | 2020 | 12 | 5 | 4 | 397.7 | 3.3 | 3690 | 0
SOUTHERN CROSS DC TIE | 2020 | 1 | 6 | 4 | 903 | 15.9 | 8379 | 0
SOUTHERN CROSS DC TIE | 2020 | 2 | 6 | 4 | 2069.2 | 79.4 | 19202 | 0
SOUTHERN CROSS DC TIE | 2020 | 3 | 6 | 4 | 1232.3 | 28.7 | 11435 | 0
SOUTHERN CROSS DC TIE | 2020 | 4 | 6 | 4 | 648.8 | 7.7 | 6020 | 0
SOUTHERN CROSS DC TIE | 2020 | 5 | 6 | 4 | 0 | 0 | 0 | 0
SOUTHERN CROSS DC TIE | 2020 | 6 | 6 | 4 | 264.1 | 1.7 | 2871 | 0
SOUTHERN CROSS DC TIE | 2020 | 7 | 6 | 4 | 690.9 | 9.2 | 7510 | 0
SOUTHERN CROSS DC TIE | 2020 | 8 | 6 | 4 | 583.1 | 6.7 | 6338 | 0
SOUTHERN CROSS DC TIE | 2020 | 9 | 6 | 4 | 0 | 0 | 0 | 0
SOUTHERN CROSS DC TIE | 2020 | 10 | 6 | 4 | 2096.2 | 82.6 | 19452 | 0
SOUTHERN CROSS DC TIE | 2020 | 11 | 6 | 4 | 2063.9 | 89.2 | 19153 | 0
SOUTHERN CROSS DC TIE | 2020 | 12 | 6 | 4 | 1440.8 | 48.2 | 13370 | 0
SOUTHERN CROSS DC TIE | 2020 | 1 | 7 | 4 | 687.8 | 9.3 | 6382 | 0
SOUTHERN CROSS DC TIE | 2020 | 2 | 7 | 4 | 243.9 | 1.2 | 2263 | 0
SOUTHERN CROSS DC TIE | 2020 | 3 | 7 | 4 | 1612 | 50 | 14959 | 0
SOUTHERN CROSS DC TIE | 2020 | 4 | 7 | 4 | 345.5 | 2.2 | 3205 | 0
SOUTHERN CROSS DC TIE | 2020 | 5 | 7 | 4 | 0 | 0 | 0 | 0
SOUTHERN CROSS DC TIE | 2020 | 6 | 7 | 4 | 1748.3 | 67.6 | 19004 | 0
SOUTHERN CROSS DC TIE | 2020 | 7 | 7 | 4 | 2092.4 | 77 | 22744 | 0
SOUTHERN CROSS DC TIE | 2020 | 8 | 7 | 4 | 281.1 | 1.6 | 3056 | 0
SOUTHERN CROSS DC TIE | 2020 | 9 | 7 | 4 | 0 | 0 | 0 | 0
SOUTHERN CROSS DC TIE | 2020 | 10 | 7 | 4 | 2088.2 | 60.4 | 19378 | 0
SOUTHERN CROSS DC TIE | 2020 | 11 | 7 | 4 | 1414.3 | 37.8 | 13125 | 0
SOUTHERN CROSS DC TIE | 2020 | 12 | 7 | 4 | 809.5 | 16.3 | 7512 | 0
SOUTHERN CROSS DC TIE | 2020 | 1 | 8 | 4 | 1043 | 19.7 | 9679 | 0
SOUTHERN CROSS DC TIE | 2020 | 2 | 8 | 4 | 0 | 0 | 0 | 0
SOUTHERN CROSS DC TIE | 2020 | 3 | 8 | 4 | 2070.6 | 70.5 | 19214 | 0
SOUTHERN CROSS DC TIE | 2020 | 4 | 8 | 4 | 0 | 0 | 0 | 0
SOUTHERN CROSS DC TIE | 2020 | 5 | 8 | 4 | 2078.4 | 65 | 19287 | 0
SOUTHERN CROSS DC TIE | 2020 | 6 | 8 | 4 | 465.1 | 5.3 | 5055 | 0
SOUTHERN CROSS DC TIE | 2020 | 7 | 8 | 4 | 2082.6 | 79.9 | 22637 | 0
SOUTHERN CROSS DC TIE | 2020 | 8 | 8 | 4 | 117.9 | 0.3 | 1281 | 0
SOUTHERN CROSS DC TIE | 2020 | 9 | 8 | 4 | 90.3 | 0.2 | 981 | 0
SOUTHERN CROSS DC TIE | 2020 | 10 | 8 | 4 | 1381.8 | 34.1 | 12823 | 0
SOUTHERN CROSS DC TIE | 2020 | 11 | 8 | 4 | 2047.2 | 77.5 | 18998 | 0
SOUTHERN CROSS DC TIE | 2020 | 12 | 8 | 4 | 560.3 | 7.4 | 5199 | 0
SOUTHERN CROSS DC TIE | 2020 | 1 | 9 | 4 | 2071 | 71.3 | 19218 | 0
SOUTHERN CROSS DC TIE | 2020 | 2 | 9 | 4 | 2074 | 79.7 | 19246 | 0
SOUTHERN CROSS DC TIE | 2020 | 3 | 9 | 4 | 565 | 6.2 | 5243 | 0
SOUTHERN CROSS DC TIE | 2020 | 4 | 9 | 4 | 0 | 0 | 0 | 0
SOUTHERN CROSS DC TIE | 2020 | 5 | 9 | 4 | 1291.1 | 35 | 11981 | 0
SOUTHERN CROSS DC TIE | 2020 | 6 | 9 | 4 | 198.5 | 1 | 2157 | 0
SOUTHERN CROSS DC TIE | 2020 | 7 | 9 | 4 | 701.3 | 8.3 | 7623 | 0
SOUTHERN CROSS DC TIE | 2020 | 8 | 9 | 4 | 324.1 | 2.5 | 3523 | 0
SOUTHERN CROSS DC TIE | 2020 | 9 | 9 | 4 | 0 | 0 | 0 | 0
SOUTHERN CROSS DC TIE | 2020 | 10 | 9 | 4 | 2053.8 | 94.2 | 19059 | 0
SOUTHERN CROSS DC TIE | 2020 | 11 | 9 | 4 | 738.8 | 10.5 | 6856 | 0
SOUTHERN CROSS DC TIE | 2020 | 12 | 9 | 4 | 333.2 | 2.4 | 3091 | 0
SOUTHERN CROSS DC TIE | 2020 | 1 | 10 | 4 | 1522.9 | 44.3 | 14132 | 0
SOUTHERN CROSS DC TIE | 2020 | 2 | 10 | 4 | 2077.6 | 53.5 | 19280 | 0
SOUTHERN CROSS DC TIE | 2020 | 3 | 10 | 4 | 1884.1 | 78.9 | 17484 | 0
SOUTHERN CROSS DC TIE | 2020 | 4 | 10 | 4 | 2072 | 73.8 | 19228 | 0
SOUTHERN CROSS DC TIE | 2020 | 5 | 10 | 4 | 0 | 0 | 0 | 0
SOUTHERN CROSS DC TIE | 2020 | 6 | 10 | 4 | 0 | 0 | 0 | 0
SOUTHERN CROSS DC TIE | 2020 | 7 | 10 | 4 | 0 | 0 | 0 | 0
SOUTHERN CROSS DC TIE | 2020 | 8 | 10 | 4 | 233.1 | 1.1 | 2533 | 0
SOUTHERN CROSS DC TIE | 2020 | 9 | 10 | 4 | 0 | 0 | 0 | 0
SOUTHERN CROSS DC TIE | 2020 | 10 | 10 | 4 | 561.4 | 7 | 5210 | 0
SOUTHERN CROSS DC TIE | 2020 | 11 | 10 | 4 | 2056.3 | 82.2 | 19082 | 0
SOUTHERN CROSS DC TIE | 2020 | 12 | 10 | 4 | 1284.7 | 28.7 | 11921 | 0
SOUTHERN CROSS DC TIE | 2020 | 1 | 11 | 4 | 1367.1 | 40.9 | 12686 | 0
SOUTHERN CROSS DC TIE | 2020 | 2 | 11 | 4 | 348 | 2.4 | 3229 | 0
SOUTHERN CROSS DC TIE | 2020 | 3 | 11 | 4 | 2079.8 | 83.2 | 19300 | 0
SOUTHERN CROSS DC TIE | 2020 | 4 | 11 | 4 | 2095.9 | 90.5 | 19449 | 0
SOUTHERN CROSS DC TIE | 2020 | 5 | 11 | 4 | 649.8 | 9.2 | 6029 | 0
SOUTHERN CROSS DC TIE | 2020 | 6 | 11 | 4 | 0 | 0 | 0 | 0
SOUTHERN CROSS DC TIE | 2020 | 7 | 11 | 4 | 323.1 | 2 | 3512 | 0
SOUTHERN CROSS DC TIE | 2020 | 8 | 11 | 4 | 341.7 | 3.3 | 3713 | 0
SOUTHERN CROSS DC TIE | 2020 | 9 | 11 | 4 | 550.4 | 7.5 | 5983 | 0
SOUTHERN CROSS DC TIE | 2020 | 10 | 11 | 4 | 178.2 | 0.9 | 1653 | 0
SOUTHERN CROSS DC TIE | 2020 | 11 | 11 | 4 | 2054 | 78.3 | 19061 | 0
SOUTHERN CROSS DC TIE | 2020 | 12 | 11 | 4 | 493.2 | 4.8 | 4577 | 0
SOUTHERN CROSS DC TIE | 2020 | 1 | 12 | 4 | 1280.7 | 30.5 | 11885 | 0
SOUTHERN CROSS DC TIE | 2020 | 2 | 12 | 4 | 375.8 | 2.8 | 3487 | 0
SOUTHERN CROSS DC TIE | 2020 | 3 | 12 | 4 | 1629.5 | 48.4 | 15121 | 0
SOUTHERN CROSS DC TIE | 2020 | 4 | 12 | 4 | 130.7 | 0.4 | 1212 | 0
SOUTHERN CROSS DC TIE | 2020 | 5 | 12 | 4 | 410.1 | 3.2 | 3805 | 0
SOUTHERN CROSS DC TIE | 2020 | 6 | 12 | 4 | 2052 | 76.1 | 22304 | 0
SOUTHERN CROSS DC TIE | 2020 | 7 | 12 | 4 | 0 | 0 | 0 | 0
SOUTHERN CROSS DC TIE | 2020 | 8 | 12 | 4 | 0 | 0 | 0 | 0
SOUTHERN CROSS DC TIE | 2020 | 9 | 12 | 4 | 0 | 0 | 0 | 0
SOUTHERN CROSS DC TIE | 2020 | 10 | 12 | 4 | 0.9 | 0 | 8 | 0
SOUTHERN CROSS DC TIE | 2020 | 11 | 12 | 4 | 972.5 | 18.4 | 9025 | 0
SOUTHERN CROSS DC TIE | 2020 | 12 | 12 | 4 | 1955.4 | 67.5 | 18145 | 0
SOUTHERN CROSS DC TIE | 2020 | 1 | 13 | 4 | 1053.5 | 22.8 | 9776 | 0
SOUTHERN CROSS DC TIE | 2020 | 2 | 13 | 4 | 577.1 | 7.2 | 5355 | 0
SOUTHERN CROSS DC TIE | 2020 | 3 | 13 | 4 | 1495.9 | 41.7 | 13882 | 0
SOUTHERN CROSS DC TIE | 2020 | 4 | 13 | 4 | 1580 | 56.1 | 14662 | 0
SOUTHERN CROSS DC TIE | 2020 | 5 | 13 | 4 | 56.1 | 0.1 | 520 | 0
SOUTHERN CROSS DC TIE | 2020 | 6 | 13 | 4 | 1852.9 | 62.6 | 20140 | 0
SOUTHERN CROSS DC TIE | 2020 | 7 | 13 | 4 | 0 | 0 | 0 | 0
SOUTHERN CROSS DC TIE | 2020 | 8 | 13 | 4 | 194 | 0.8 | 2109 | 0
SOUTHERN CROSS DC TIE | 2020 | 9 | 13 | 4 | 748.9 | 11.7 | 8140 | 0
SOUTHERN CROSS DC TIE | 2020 | 10 | 13 | 4 | 2093.8 | 80.9 | 19430 | 0
SOUTHERN CROSS DC TIE | 2020 | 11 | 13 | 4 | 2045.8 | 74.5 | 18985 | 0
SOUTHERN CROSS DC TIE | 2020 | 12 | 13 | 4 | 1258.6 | 30.1 | 11679 | 0
SOUTHERN CROSS DC TIE | 2020 | 1 | 14 | 4 | 1205.9 | 28.6 | 11190 | 0
SOUTHERN CROSS DC TIE | 2020 | 2 | 14 | 4 | 566.3 | 7.3 | 5255 | 0
SOUTHERN CROSS DC TIE | 2020 | 3 | 14 | 4 | 1437.2 | 35.6 | 13337 | 0
SOUTHERN CROSS DC TIE | 2020 | 4 | 14 | 4 | 688.4 | 7.3 | 6388 | 0
SOUTHERN CROSS DC TIE | 2020 | 5 | 14 | 4 | 0 | 0 | 0 | 0
SOUTHERN CROSS DC TIE | 2020 | 6 | 14 | 4 | 578.7 | 8.3 | 6290 | 0
SOUTHERN CROSS DC TIE | 2020 | 7 | 14 | 4 | 0 | 0 | 0 | 0
SOUTHERN CROSS DC TIE | 2020 | 8 | 14 | 4 | 946.6 | 18.2 | 10289 | 0
SOUTHERN CROSS DC TIE | 2020 | 9 | 14 | 4 | 373.1 | 2.6 | 4055 | 0
SOUTHERN CROSS DC TIE | 2020 | 10 | 14 | 4 | 1698.3 | 59.7 | 15760 | 0
SOUTHERN CROSS DC TIE | 2020 | 11 | 14 | 4 | 1188.1 | 25.6 | 11025 | 0
SOUTHERN CROSS DC TIE | 2020 | 12 | 14 | 4 | 81.3 | 0.1 | 754 | 0
SOUTHERN CROSS DC TIE | 2020 | 1 | 15 | 4 | 1423.4 | 37.5 | 13209 | 0
SOUTHERN CROSS DC TIE | 2020 | 2 | 15 | 4 | 1030.9 | 19 | 9567 | 0
SOUTHERN CROSS DC TIE | 2020 | 3 | 15 | 4 | 1890.3 | 71.2 | 17542 | 0
SOUTHERN CROSS DC TIE | 2020 | 4 | 15 | 4 | 896.3 | 16.5 | 8317 | 0
SOUTHERN CROSS DC TIE | 2020 | 5 | 15 | 4 | 1664.4 | 62.7 | 15445 | 0
SOUTHERN CROSS DC TIE | 2020 | 6 | 15 | 4 | 1963.3 | 69.9 | 21341 | 0
SOUTHERN CROSS DC TIE | 2020 | 7 | 15 | 4 | 267.8 | 1.4 | 2911 | 0
SOUTHERN CROSS DC TIE | 2020 | 8 | 15 | 4 | 0 | 0 | 0 | 0
SOUTHERN CROSS DC TIE | 2020 | 9 | 15 | 4 | 0 | 0 | 0 | 0
SOUTHERN CROSS DC TIE | 2020 | 10 | 15 | 4 | 1874.5 | 65.8 | 17395 | 0
SOUTHERN CROSS DC TIE | 2020 | 11 | 15 | 4 | 1221.3 | 27.5 | 11333 | 0
SOUTHERN CROSS DC TIE | 2020 | 12 | 15 | 4 | 173 | 0.6 | 1605 | 0
SOUTHERN CROSS DC TIE | 2020 | 1 | 16 | 4 | 2091.3 | 80.3 | 19407 | 0
SOUTHERN CROSS DC TIE | 2020 | 2 | 16 | 4 | 642.4 | 8.9 | 5961 | 0
SOUTHERN CROSS DC TIE | 2020 | 3 | 16 | 4 | 2084.5 | 84.8 | 19344 | 0
SOUTHERN CROSS DC TIE | 2020 | 4 | 16 | 4 | 251.1 | 1.3 | 2330 | 0
SOUTHERN CROSS DC TIE | 2020 | 5 | 16 | 4 | 1835.9 | 66.6 | 17037 | 0
SOUTHERN CROSS DC TIE | 2020 | 6 | 16 | 4 | 158.3 | 0.5 | 1720 | 0
SOUTHERN CROSS DC TIE | 2020 | 7 | 16 | 4 | 124.5 | 0.3 | 1353 | 0
SOUTHERN CROSS DC TIE | 2020 | 8 | 16 | 4 | 482.5 | 4.5 | 5244 | 0
SOUTHERN CROSS DC TIE | 2020 | 9 | 16 | 4 | 692 | 9.2 | 7522 | 0
SOUTHERN CROSS DC TIE | 2020 | 10 | 16 | 4 | 1809.6 | 61.4 | 16792 | 0
SOUTHERN CROSS DC TIE | 2020 | 11 | 16 | 4 | 841.6 | 14.4 | 7810 | 0
SOUTHERN CROSS DC TIE | 2020 | 12 | 16 | 4 | 2094.5 | 77.4 | 19436 | 0
SOUTHERN CROSS DC TIE | 2020 | 1 | 17 | 4 | 1823.5 | 65 | 16921 | 0
SOUTHERN CROSS DC TIE | 2020 | 2 | 17 | 4 | 2067.7 | 73.5 | 19188 | 0
SOUTHERN CROSS DC TIE | 2020 | 3 | 17 | 4 | 1780.6 | 62.4 | 16523 | 0
SOUTHERN CROSS DC TIE | 2020 | 4 | 17 | 4 | 734.5 | 10.9 | 6816 | 0
SOUTHERN CROSS DC TIE | 2020 | 5 | 17 | 4 | 1459 | 46.8 | 13539 | 0
SOUTHERN CROSS DC TIE | 2020 | 6 | 17 | 4 | 35.9 | 0 | 390 | 0
SOUTHERN CROSS DC TIE | 2020 | 7 | 17 | 4 | 269.4 | 1.4 | 2928 | 0
SOUTHERN CROSS DC TIE | 2020 | 8 | 17 | 4 | 617.9 | 7.3 | 6716 | 0
SOUTHERN CROSS DC TIE | 2020 | 9 | 17 | 4 | 42.5 | 0 | 462 | 0
SOUTHERN CROSS DC TIE | 2020 | 10 | 17 | 4 | 2045.8 | 77.6 | 18985 | 0
SOUTHERN CROSS DC TIE | 2020 | 11 | 17 | 4 | 2069.2 | 93.2 | 19201 | 0
SOUTHERN CROSS DC TIE | 2020 | 12 | 17 | 4 | 2099.6 | 84.1 | 19484 | 0
SOUTHERN CROSS DC TIE | 2020 | 1 | 18 | 4 | 2087.1 | 92.7 | 19368 | 0
SOUTHERN CROSS DC TIE | 2020 | 2 | 18 | 4 | 1473.7 | 39.7 | 13675 | 0
SOUTHERN CROSS DC TIE | 2020 | 3 | 18 | 4 | 1288.7 | 33.5 | 11959 | 0
SOUTHERN CROSS DC TIE | 2020 | 4 | 18 | 4 | 1534.3 | 45.3 | 14238 | 0
SOUTHERN CROSS DC TIE | 2020 | 5 | 18 | 4 | 2086.5 | 84.6 | 19362 | 0
SOUTHERN CROSS DC TIE | 2020 | 6 | 18 | 4 | 0 | 0 | 0 | 0
SOUTHERN CROSS DC TIE | 2020 | 7 | 18 | 4 | 0 | 0 | 0 | 0
SOUTHERN CROSS DC TIE | 2020 | 8 | 18 | 4 | 747.7 | 13.7 | 8126 | 0
SOUTHERN CROSS DC TIE | 2020 | 9 | 18 | 4 | 1516.9 | 42.2 | 16489 | 0
SOUTHERN CROSS DC TIE | 2020 | 10 | 18 | 4 | 2091.7 | 80.2 | 19411 | 0
SOUTHERN CROSS DC TIE | 2020 | 11 | 18 | 4 | 446.9 | 4.8 | 4147 | 0
SOUTHERN CROSS DC TIE | 2020 | 12 | 18 | 4 | 295.7 | 1.8 | 2743 | 0
SOUTHERN CROSS DC TIE | 2020 | 1 | 19 | 4 | 793.8 | 12.5 | 7366 | 0
SOUTHERN CROSS DC TIE | 2020 | 2 | 19 | 4 | 231.8 | 0.9 | 2151 | 0
SOUTHERN CROSS DC TIE | 2020 | 3 | 19 | 4 | 1523.9 | 47.3 | 14141 | 0
SOUTHERN CROSS DC TIE | 2020 | 4 | 19 | 4 | 451.2 | 4.8 | 4187 | 0
SOUTHERN CROSS DC TIE | 2020 | 5 | 19 | 4 | 1018.2 | 23.6 | 9448 | 0
SOUTHERN CROSS DC TIE | 2020 | 6 | 19 | 4 | 197.7 | 0.8 | 2148 | 0
SOUTHERN CROSS DC TIE | 2020 | 7 | 19 | 4 | 18 | 0 | 195 | 0
SOUTHERN CROSS DC TIE | 2020 | 8 | 19 | 4 | 700.6 | 10.1 | 7615 | 0
SOUTHERN CROSS DC TIE | 2020 | 9 | 19 | 4 | 401.2 | 2.7 | 4361 | 0
SOUTHERN CROSS DC TIE | 2020 | 10 | 19 | 4 | 1504.4 | 43.5 | 13960 | 0
SOUTHERN CROSS DC TIE | 2020 | 11 | 19 | 4 | 463.7 | 4.2 | 4303 | 0
SOUTHERN CROSS DC TIE | 2020 | 12 | 19 | 4 | 808.8 | 12.5 | 7505 | 0
SOUTHERN CROSS DC TIE | 2020 | 1 | 20 | 4 | 1178.5 | 28.1 | 10936 | 0
SOUTHERN CROSS DC TIE | 2020 | 2 | 20 | 4 | 0 | 0 | 0 | 0
SOUTHERN CROSS DC TIE | 2020 | 3 | 20 | 4 | 550.8 | 9.2 | 5111 | 0
SOUTHERN CROSS DC TIE | 2020 | 4 | 20 | 4 | 727.6 | 11 | 6751 | 0
SOUTHERN CROSS DC TIE | 2020 | 5 | 20 | 4 | 152.7 | 0.5 | 1416 | 0
SOUTHERN CROSS DC TIE | 2020 | 6 | 20 | 4 | 0 | 0 | 0 | 0
SOUTHERN CROSS DC TIE | 2020 | 7 | 20 | 4 | 0 | 0 | 0 | 0
SOUTHERN CROSS DC TIE | 2020 | 8 | 20 | 4 | 468.4 | 3.8 | 5091 | 0
SOUTHERN CROSS DC TIE | 2020 | 9 | 20 | 4 | 517.7 | 5.3 | 5627 | 0
SOUTHERN CROSS DC TIE | 2020 | 10 | 20 | 4 | 2075.5 | 89.7 | 19261 | 0
SOUTHERN CROSS DC TIE | 2020 | 11 | 20 | 4 | 803.3 | 13.3 | 7455 | 0
SOUTHERN CROSS DC TIE | 2020 | 12 | 20 | 4 | 0 | 0 | 0 | 0
SOUTHERN CROSS DC TIE | 2020 | 1 | 21 | 4 | 728.8 | 9.9 | 6763 | 0
SOUTHERN CROSS DC TIE | 2020 | 2 | 21 | 4 | 0 | 0 | 0 | 0
SOUTHERN CROSS DC TIE | 2020 | 3 | 21 | 4 | 1041.2 | 21.1 | 9661 | 0
SOUTHERN CROSS DC TIE | 2020 | 4 | 21 | 4 | 2092.1 | 81.1 | 19414 | 0
SOUTHERN CROSS DC TIE | 2020 | 5 | 21 | 4 | 187.4 | 0.8 | 1739 | 0
SOUTHERN CROSS DC TIE | 2020 | 6 | 21 | 4 | 0 | 0 | 0 | 0
SOUTHERN CROSS DC TIE | 2020 | 7 | 21 | 4 | 527.7 | 5.8 | 5736 | 0
SOUTHERN CROSS DC TIE | 2020 | 8 | 21 | 4 | 1314.4 | 32.7 | 14287 | 0
SOUTHERN CROSS DC TIE | 2020 | 9 | 21 | 4 | 719.9 | 8.9 | 7825 | 0
SOUTHERN CROSS DC TIE | 2020 | 10 | 21 | 4 | 1545.7 | 41.4 | 14343 | 0
SOUTHERN CROSS DC TIE | 2020 | 11 | 21 | 4 | 390.8 | 3 | 3626 | 0
SOUTHERN CROSS DC TIE | 2020 | 12 | 21 | 4 | 2091 | 80.1 | 19404 | 0
SOUTHERN CROSS DC TIE | 2020 | 1 | 22 | 4 | 1146.4 | 32.6 | 10638 | 0
SOUTHERN CROSS DC TIE | 2020 | 2 | 22 | 4 | 627.4 | 6.9 | 5822 | 0
SOUTHERN CROSS DC TIE | 2020 | 3 | 22 | 4 | 1510.8 | 29.6 | 14020 | 0
SOUTHERN CROSS DC TIE | 2020 | 4 | 22 | 4 | 520.8 | 3 | 4832 | 0
SOUTHERN CROSS DC TIE | 2020 | 5 | 22 | 4 | 2076.4 | 88.4 | 19269 | 0
SOUTHERN CROSS DC TIE | 2020 | 6 | 22 | 4 | 0 | 0 | 0 | 0
SOUTHERN CROSS DC TIE | 2020 | 7 | 22 | 4 | 339.4 | 2.2 | 3689 | 0
SOUTHERN CROSS DC TIE | 2020 | 8 | 22 | 4 | 0 | 0 | 0 | 0
SOUTHERN CROSS DC TIE | 2020 | 9 | 22 | 4 | 0 | 0 | 0 | 0
SOUTHERN CROSS DC TIE | 2020 | 10 | 22 | 4 | 884 | 14.9 | 8203 | 0
SOUTHERN CROSS DC TIE | 2020 | 11 | 22 | 4 | 737.7 | 12.9 | 6845 | 0
SOUTHERN CROSS DC TIE | 2020 | 12 | 22 | 4 | 477 | 4.5 | 4426 | 0
SOUTHERN CROSS DC TIE | 2020 | 1 | 23 | 4 | 1477.2 | 42.8 | 13708 | 0
SOUTHERN CROSS DC TIE | 2020 | 2 | 23 | 4 | 598.7 | 8.2 | 5556 | 0
SOUTHERN CROSS DC TIE | 2020 | 3 | 23 | 4 | 538 | 5.6 | 4992 | 0
SOUTHERN CROSS DC TIE | 2020 | 4 | 23 | 4 | 39.7 | 0 | 368 | 0
SOUTHERN CROSS DC TIE | 2020 | 5 | 23 | 4 | 1511.7 | 41.4 | 14028 | 0
SOUTHERN CROSS DC TIE | 2020 | 6 | 23 | 4 | 0 | 0 | 0 | 0
SOUTHERN CROSS DC TIE | 2020 | 7 | 23 | 4 | 690.4 | 8.9 | 7504 | 0
SOUTHERN CROSS DC TIE | 2020 | 8 | 23 | 4 | 0 | 0 | 0 | 0
SOUTHERN CROSS DC TIE | 2020 | 9 | 23 | 4 | 51.2 | 0.1 | 556 | 0
SOUTHERN CROSS DC TIE | 2020 | 10 | 23 | 4 | 2084.9 | 80.9 | 19348 | 0
SOUTHERN CROSS DC TIE | 2020 | 11 | 23 | 4 | 126.1 | 0.3 | 1170 | 0
SOUTHERN CROSS DC TIE | 2020 | 12 | 23 | 4 | 1832.5 | 61.8 | 17005 | 0
SOUTHERN CROSS DC TIE | 2020 | 1 | 24 | 4 | 1227.9 | 29.5 | 11394 | 0
SOUTHERN CROSS DC TIE | 2020 | 2 | 24 | 4 | 2095.4 | 79.9 | 19445 | 0
SOUTHERN CROSS DC TIE | 2020 | 3 | 24 | 4 | 460.6 | 4.1 | 4273 | 0
SOUTHERN CROSS DC TIE | 2020 | 4 | 24 | 4 | 571.9 | 6.3 | 5307 | 0
SOUTHERN CROSS DC TIE | 2020 | 5 | 24 | 4 | 250.3 | 1.1 | 2322 | 0
SOUTHERN CROSS DC TIE | 2020 | 6 | 24 | 4 | 360.4 | 2.5 | 3917 | 0
SOUTHERN CROSS DC TIE | 2020 | 7 | 24 | 4 | 984.9 | 18.7 | 10705 | 0
SOUTHERN CROSS DC TIE | 2020 | 8 | 24 | 4 | 866.5 | 13.3 | 9418 | 0
SOUTHERN CROSS DC TIE | 2020 | 9 | 24 | 4 | 0 | 0 | 0 | 0
SOUTHERN CROSS DC TIE | 2020 | 10 | 24 | 4 | 2092.3 | 81.8 | 19416 | 0
SOUTHERN CROSS DC TIE | 2020 | 11 | 24 | 4 | 1473 | 39.1 | 13669 | 0
SOUTHERN CROSS DC TIE | 2020 | 12 | 24 | 4 | 2086.9 | 82.7 | 19366 | 0
SOUTHERN CROSS DC TIE | 2020 | 1 | 25 | 4 | 895.9 | 17.7 | 8314 | 0
SOUTHERN CROSS DC TIE | 2020 | 2 | 25 | 4 | 655.2 | 9.1 | 6080 | 0
SOUTHERN CROSS DC TIE | 2020 | 3 | 25 | 4 | 691.6 | 9 | 6417 | 0
SOUTHERN CROSS DC TIE | 2020 | 4 | 25 | 4 | 0 | 0 | 0 | 0
SOUTHERN CROSS DC TIE | 2020 | 5 | 25 | 4 | 0 | 0 | 0 | 0
SOUTHERN CROSS DC TIE | 2020 | 6 | 25 | 4 | 0 | 0 | 0 | 0
SOUTHERN CROSS DC TIE | 2020 | 7 | 25 | 4 | 851.9 | 14.4 | 9260 | 0
SOUTHERN CROSS DC TIE | 2020 | 8 | 25 | 4 | 730.2 | 11 | 7936 | 0
SOUTHERN CROSS DC TIE | 2020 | 9 | 25 | 4 | 1494.2 | 50.5 | 16242 | 0
SOUTHERN CROSS DC TIE | 2020 | 10 | 25 | 4 | 2097.8 | 90.3 | 19467 | 0
SOUTHERN CROSS DC TIE | 2020 | 11 | 25 | 4 | 821.9 | 13.1 | 7627 | 0
SOUTHERN CROSS DC TIE | 2020 | 12 | 25 | 4 | 803.7 | 11.7 | 7458 | 0
SOUTHERN CROSS DC TIE | 2020 | 1 | 26 | 4 | 1039.3 | 20.2 | 9644 | 0
SOUTHERN CROSS DC TIE | 2020 | 2 | 26 | 4 | 1420.8 | 42.5 | 13184 | 0
SOUTHERN CROSS DC TIE | 2020 | 3 | 26 | 4 | 773.5 | 11 | 7178 | 0
SOUTHERN CROSS DC TIE | 2020 | 4 | 26 | 4 | 0 | 0 | 0 | 0
SOUTHERN CROSS DC TIE | 2020 | 5 | 26 | 4 | 0 | 0 | 0 | 0
SOUTHERN CROSS DC TIE | 2020 | 6 | 26 | 4 | 0 | 0 | 0 | 0
SOUTHERN CROSS DC TIE | 2020 | 7 | 26 | 4 | 594.9 | 6.9 | 6466 | 0
SOUTHERN CROSS DC TIE | 2020 | 8 | 26 | 4 | 567.7 | 5.9 | 6171 | 0
SOUTHERN CROSS DC TIE | 2020 | 9 | 26 | 4 | 2051.8 | 74.9 | 22302 | 0
SOUTHERN CROSS DC TIE | 2020 | 10 | 26 | 4 | 2091.5 | 70.9 | 19409 | 0
SOUTHERN CROSS DC TIE | 2020 | 11 | 26 | 4 | 771.7 | 11.5 | 7161 | 0
SOUTHERN CROSS DC TIE | 2020 | 12 | 26 | 4 | 193 | 0.7 | 1791 | 0
SOUTHERN CROSS DC TIE | 2020 | 1 | 27 | 4 | 1099.4 | 25 | 10202 | 0
SOUTHERN CROSS DC TIE | 2020 | 2 | 27 | 4 | 1296 | 35.5 | 12026 | 0
SOUTHERN CROSS DC TIE | 2020 | 3 | 27 | 4 | 646.2 | 7 | 5996 | 0
SOUTHERN CROSS DC TIE | 2020 | 4 | 27 | 4 | 2078.9 | 102.7 | 19292 | 0
SOUTHERN CROSS DC TIE | 2020 | 5 | 27 | 4 | 0 | 0 | 0 | 0
SOUTHERN CROSS DC TIE | 2020 | 6 | 27 | 4 | 0 | 0 | 0 | 0
SOUTHERN CROSS DC TIE | 2020 | 7 | 27 | 4 | 1788.3 | 59.6 | 19438 | 0
SOUTHERN CROSS DC TIE | 2020 | 8 | 27 | 4 | 492.5 | 4.4 | 5353 | 0
SOUTHERN CROSS DC TIE | 2020 | 9 | 27 | 4 | 2058.8 | 79.2 | 22378 | 0
SOUTHERN CROSS DC TIE | 2020 | 10 | 27 | 4 | 634.6 | 7.6 | 5889 | 0
SOUTHERN CROSS DC TIE | 2020 | 11 | 27 | 4 | 2056.5 | 77.4 | 19084 | 0
SOUTHERN CROSS DC TIE | 2020 | 12 | 27 | 4 | 192.5 | 0.8 | 1785 | 0
SOUTHERN CROSS DC TIE | 2020 | 1 | 28 | 4 | 2094.7 | 80.9 | 19439 | 0
SOUTHERN CROSS DC TIE | 2020 | 2 | 28 | 4 | 1136.9 | 26.3 | 10550 | 0
SOUTHERN CROSS DC TIE | 2020 | 3 | 28 | 4 | 2078 | 78.8 | 19283 | 0
SOUTHERN CROSS DC TIE | 2020 | 4 | 28 | 4 | 0 | 0 | 0 | 0
SOUTHERN CROSS DC TIE | 2020 | 5 | 28 | 4 | 0 | 0 | 0 | 0
SOUTHERN CROSS DC TIE | 2020 | 6 | 28 | 4 | 0 | 0 | 0 | 0
SOUTHERN CROSS DC TIE | 2020 | 7 | 28 | 4 | 2062.5 | 77 | 22419 | 0
SOUTHERN CROSS DC TIE | 2020 | 8 | 28 | 4 | 226.7 | 0.9 | 2463 | 0
SOUTHERN CROSS DC TIE | 2020 | 9 | 28 | 4 | 1857.4 | 70.9 | 20189 | 0
SOUTHERN CROSS DC TIE | 2020 | 10 | 28 | 4 | 843.6 | 13.4 | 7828 | 0
SOUTHERN CROSS DC TIE | 2020 | 11 | 28 | 4 | 2097.3 | 100 | 19463 | 0
SOUTHERN CROSS DC TIE | 2020 | 12 | 28 | 4 | 2083 | 83.9 | 19330 | 0
SOUTHERN CROSS DC TIE | 2020 | 1 | 29 | 4 | 741.4 | 11.4 | 6880 | 0
SOUTHERN CROSS DC TIE | 2020 | 2 | 29 | 4 | 868.2 | 15.3 | 8056 | 0
SOUTHERN CROSS DC TIE | 2020 | 3 | 29 | 4 | 1740.5 | 54.9 | 16152 | 0
SOUTHERN CROSS DC TIE | 2020 | 4 | 29 | 4 | 0 | 0 | 0 | 0
SOUTHERN CROSS DC TIE | 2020 | 5 | 29 | 4 | 0 | 0 | 0 | 0
SOUTHERN CROSS DC TIE | 2020 | 6 | 29 | 4 | 0 | 0 | 0 | 0
SOUTHERN CROSS DC TIE | 2020 | 7 | 29 | 4 | 346.7 | 2.3 | 3768 | 0
SOUTHERN CROSS DC TIE | 2020 | 8 | 29 | 4 | 157.5 | 0.5 | 1712 | 0
SOUTHERN CROSS DC TIE | 2020 | 9 | 29 | 4 | 2087.7 | 90.7 | 22693 | 0
SOUTHERN CROSS DC TIE | 2020 | 10 | 29 | 4 | 1312.2 | 31.4 | 12177 | 0
SOUTHERN CROSS DC TIE | 2020 | 11 | 29 | 4 | 2089.3 | 72.5 | 19389 | 0
SOUTHERN CROSS DC TIE | 2020 | 12 | 29 | 4 | 674.8 | 9 | 6261 | 0
SOUTHERN CROSS DC TIE | 2020 | 1 | 30 | 4 | 1308.5 | 35.6 | 12142 | 0
SOUTHERN CROSS DC TIE | 2020 | 3 | 30 | 4 | 1734.4 | 61 | 16095 | 0
SOUTHERN CROSS DC TIE | 2020 | 4 | 30 | 4 | 0 | 0 | 0 | 0
SOUTHERN CROSS DC TIE | 2020 | 5 | 30 | 4 | 0 | 0 | 0 | 0
SOUTHERN CROSS DC TIE | 2020 | 6 | 30 | 4 | 0 | 0 | 0 | 0
SOUTHERN CROSS DC TIE | 2020 | 7 | 30 | 4 | 469.6 | 4.2 | 5104 | 0
SOUTHERN CROSS DC TIE | 2020 | 8 | 30 | 4 | 358.4 | 2.7 | 3895 | 0
SOUTHERN CROSS DC TIE | 2020 | 9 | 30 | 4 | 719.3 | 11.3 | 7819 | 0
SOUTHERN CROSS DC TIE | 2020 | 10 | 30 | 4 | 2158.8 | 156.8 | 20033 | 0
SOUTHERN CROSS DC TIE | 2020 | 11 | 30 | 4 | 2096.1 | 79.9 | 19452 | 0
SOUTHERN CROSS DC TIE | 2020 | 12 | 30 | 4 | 2081.3 | 84.9 | 19314 | 0
SOUTHERN CROSS DC TIE | 2020 | 1 | 31 | 4 | 722 | 10.2 | 6700 | 0
SOUTHERN CROSS DC TIE | 2020 | 3 | 31 | 4 | 693 | 9.3 | 6430 | 0
SOUTHERN CROSS DC TIE | 2020 | 5 | 31 | 4 | 174.3 | 0.6 | 1617 | 0
SOUTHERN CROSS DC TIE | 2020 | 7 | 31 | 4 | 601.5 | 6.8 | 6537 | 0
SOUTHERN CROSS DC TIE | 2020 | 8 | 31 | 4 | 408.8 | 3.4 | 4443 | 0
SOUTHERN CROSS DC TIE | 2020 | 10 | 31 | 4 | 1983.8 | 69.6 | 18409 | 0
SOUTHERN CROSS DC TIE | 2020 | 12 | 31 | 4 | 2091.9 | 89.1 | 19412 | 0
SOUTHERN CROSS DC TIE | 2020 | 1 | 1 | 5 | 521.2 | 4.5 | 4837 | 0
SOUTHERN CROSS DC TIE | 2020 | 2 | 1 | 5 | 541.8 | 5.8 | 5027 | 0
SOUTHERN CROSS DC TIE | 2020 | 3 | 1 | 5 | 648.8 | 9.6 | 6020 | 0
SOUTHERN CROSS DC TIE | 2020 | 4 | 1 | 5 | 789.8 | 11.7 | 7329 | 0
SOUTHERN CROSS DC TIE | 2020 | 5 | 1 | 5 | 679.7 | 10.5 | 6307 | 0
SOUTHERN CROSS DC TIE | 2020 | 6 | 1 | 5 | 601.8 | 7.2 | 6541 | 0
SOUTHERN CROSS DC TIE | 2020 | 7 | 1 | 5 | 614.3 | 7.1 | 6677 | 0
SOUTHERN CROSS DC TIE | 2020 | 8 | 1 | 5 | 1225.5 | 26.3 | 13321 | 0
SOUTHERN CROSS DC TIE | 2020 | 9 | 1 | 5 | 0 | 0 | 0 | 0
SOUTHERN CROSS DC TIE | 2020 | 10 | 1 | 5 | 81.4 | 0.2 | 755 | 0
SOUTHERN CROSS DC TIE | 2020 | 11 | 1 | 5 | 551.7 | 8.8 | 5120 | 0
SOUTHERN CROSS DC TIE | 2020 | 12 | 1 | 5 | 690.9 | 9.7 | 6411 | 0
SOUTHERN CROSS DC TIE | 2020 | 1 | 2 | 5 | 1895.5 | 60.3 | 17590 | 0
SOUTHERN CROSS DC TIE | 2020 | 2 | 2 | 5 | 2067.5 | 69.1 | 19186 | 0
SOUTHERN CROSS DC TIE | 2020 | 3 | 2 | 5 | 344.6 | 2.3 | 3198 | 0
SOUTHERN CROSS DC TIE | 2020 | 4 | 2 | 5 | 815.3 | 14.3 | 7565 | 0
SOUTHERN CROSS DC TIE | 2020 | 5 | 2 | 5 | 190.1 | 0.8 | 1764 | 0
SOUTHERN CROSS DC TIE | 2020 | 6 | 2 | 5 | 2043.9 | 78.4 | 22217 | 0
SOUTHERN CROSS DC TIE | 2020 | 7 | 2 | 5 | 44.8 | 0 | 486 | 0
SOUTHERN CROSS DC TIE | 2020 | 8 | 2 | 5 | 0 | 0 | 0 | 0
SOUTHERN CROSS DC TIE | 2020 | 9 | 2 | 5 | 0 | 0 | 0 | 0
SOUTHERN CROSS DC TIE | 2020 | 10 | 2 | 5 | 1875.2 | 66.3 | 17401 | 0
SOUTHERN CROSS DC TIE | 2020 | 11 | 2 | 5 | 566.2 | 6.6 | 5254 | 0
SOUTHERN CROSS DC TIE | 2020 | 12 | 2 | 5 | 627.8 | 7.8 | 5826 | 0
SOUTHERN CROSS DC TIE | 2020 | 1 | 3 | 5 | 1048 | 19.5 | 9725 | 0
SOUTHERN CROSS DC TIE | 2020 | 2 | 3 | 5 | 1289.5 | 30.6 | 11966 | 0
SOUTHERN CROSS DC TIE | 2020 | 3 | 3 | 5 | 1888.3 | 64.1 | 17523 | 0
SOUTHERN CROSS DC TIE | 2020 | 4 | 3 | 5 | 2089 | 80.9 | 19386 | 0
SOUTHERN CROSS DC TIE | 2020 | 5 | 3 | 5 | 0 | 0 | 0 | 0
SOUTHERN CROSS DC TIE | 2020 | 6 | 3 | 5 | 74 | 0.1 | 804 | 0
SOUTHERN CROSS DC TIE | 2020 | 7 | 3 | 5 | 3.5 | 0 | 38 | 0
SOUTHERN CROSS DC TIE | 2020 | 8 | 3 | 5 | 57.6 | 0.1 | 626 | 0
SOUTHERN CROSS DC TIE | 2020 | 9 | 3 | 5 | 0 | 0 | 0 | 0
SOUTHERN CROSS DC TIE | 2020 | 10 | 3 | 5 | 1904 | 66.4 | 17669 | 0
SOUTHERN CROSS DC TIE | 2020 | 11 | 3 | 5 | 428.7 | 3.9 | 3978 | 0
SOUTHERN CROSS DC TIE | 2020 | 12 | 3 | 5 | 317.3 | 2 | 2944 | 0
SOUTHERN CROSS DC TIE | 2020 | 1 | 4 | 5 | 1008.2 | 16.6 | 9355 | 0
SOUTHERN CROSS DC TIE | 2020 | 2 | 4 | 5 | 0 | 0 | 0 | 0
SOUTHERN CROSS DC TIE | 2020 | 3 | 4 | 5 | 902.3 | 15.1 | 8373 | 0
SOUTHERN CROSS DC TIE | 2020 | 4 | 4 | 5 | 2009 | 68.4 | 18643 | 0
SOUTHERN CROSS DC TIE | 2020 | 5 | 4 | 5 | 84.4 | 0.1 | 782 | 0
SOUTHERN CROSS DC TIE | 2020 | 6 | 4 | 5 | 0 | 0 | 0 | 0
SOUTHERN CROSS DC TIE | 2020 | 7 | 4 | 5 | 0 | 0 | 0 | 0
SOUTHERN CROSS DC TIE | 2020 | 8 | 4 | 5 | 304.6 | 1.7 | 3310 | 0
SOUTHERN CROSS DC TIE | 2020 | 9 | 4 | 5 | 0 | 0 | 0 | 0
SOUTHERN CROSS DC TIE | 2020 | 10 | 4 | 5 | 461.4 | 3.8 | 4281 | 0
SOUTHERN CROSS DC TIE | 2020 | 11 | 4 | 5 | 813.8 | 10.9 | 7551 | 0
SOUTHERN CROSS DC TIE | 2020 | 12 | 4 | 5 | 500.4 | 5 | 4643 | 0
SOUTHERN CROSS DC TIE | 2020 | 1 | 5 | 5 | 1274.4 | 29.7 | 11826 | 0
SOUTHERN CROSS DC TIE | 2020 | 2 | 5 | 5 | 672 | 7.7 | 6235 | 0
SOUTHERN CROSS DC TIE | 2020 | 3 | 5 | 5 | 1916.6 | 66.7 | 17786 | 0
SOUTHERN CROSS DC TIE | 2020 | 4 | 5 | 5 | 16.5 | 0 | 153 | 0
SOUTHERN CROSS DC TIE | 2020 | 5 | 5 | 5 | 2074.7 | 84.2 | 19253 | 0
SOUTHERN CROSS DC TIE | 2020 | 6 | 5 | 5 | 0 | 0 | 0 | 0
SOUTHERN CROSS DC TIE | 2020 | 7 | 5 | 5 | 0 | 0 | 0 | 0
SOUTHERN CROSS DC TIE | 2020 | 8 | 5 | 5 | 671.3 | 8.6 | 7297 | 0
SOUTHERN CROSS DC TIE | 2020 | 9 | 5 | 5 | 0 | 0 | 0 | 0
SOUTHERN CROSS DC TIE | 2020 | 10 | 5 | 5 | 1138.1 | 23.8 | 10561 | 0
SOUTHERN CROSS DC TIE | 2020 | 11 | 5 | 5 | 322 | 2.1 | 2988 | 0
SOUTHERN CROSS DC TIE | 2020 | 12 | 5 | 5 | 496.8 | 4.7 | 4610 | 0
SOUTHERN CROSS DC TIE | 2020 | 1 | 6 | 5 | 553.9 | 5.5 | 5139 | 0
SOUTHERN CROSS DC TIE | 2020 | 2 | 6 | 5 | 1417.7 | 40.9 | 13156 | 0
SOUTHERN CROSS DC TIE | 2020 | 3 | 6 | 5 | 617.8 | 8.2 | 5733 | 0
SOUTHERN CROSS DC TIE | 2020 | 4 | 6 | 5 | 698.1 | 9.7 | 6478 | 0
SOUTHERN CROSS DC TIE | 2020 | 5 | 6 | 5 | 18.2 | 0 | 168 | 0
SOUTHERN CROSS DC TIE | 2020 | 6 | 6 | 5 | 585.8 | 5.5 | 6367 | 0
SOUTHERN CROSS DC TIE | 2020 | 7 | 6 | 5 | 565 | 6.5 | 6141 | 0
SOUTHERN CROSS DC TIE | 2020 | 8 | 6 | 5 | 593 | 7 | 6445 | 0
SOUTHERN CROSS DC TIE | 2020 | 9 | 6 | 5 | 0 | 0 | 0 | 0
SOUTHERN CROSS DC TIE | 2020 | 10 | 6 | 5 | 2100.9 | 85.8 | 19496 | 0
SOUTHERN CROSS DC TIE | 2020 | 11 | 6 | 5 | 1789.7 | 53.6 | 16608 | 0
SOUTHERN CROSS DC TIE | 2020 | 12 | 6 | 5 | 994.8 | 16.6 | 9231 | 0
SOUTHERN CROSS DC TIE | 2020 | 1 | 7 | 5 | 710.1 | 9.7 | 6590 | 0
SOUTHERN CROSS DC TIE | 2020 | 2 | 7 | 5 | 128.8 | 0.3 | 1194 | 0
SOUTHERN CROSS DC TIE | 2020 | 3 | 7 | 5 | 2051.3 | 88.5 | 19035 | 0
SOUTHERN CROSS DC TIE | 2020 | 4 | 7 | 5 | 0 | 0 | 0 | 0
SOUTHERN CROSS DC TIE | 2020 | 5 | 7 | 5 | 86.1 | 0.1 | 798 | 0
SOUTHERN CROSS DC TIE | 2020 | 6 | 7 | 5 | 1511.5 | 35.6 | 16430 | 0
SOUTHERN CROSS DC TIE | 2020 | 7 | 7 | 5 | 2090.9 | 80 | 22728 | 0
SOUTHERN CROSS DC TIE | 2020 | 8 | 7 | 5 | 219.2 | 0.9 | 2383 | 0
SOUTHERN CROSS DC TIE | 2020 | 9 | 7 | 5 | 79.6 | 0.1 | 864 | 0
SOUTHERN CROSS DC TIE | 2020 | 10 | 7 | 5 | 2091 | 88.1 | 19404 | 0
SOUTHERN CROSS DC TIE | 2020 | 11 | 7 | 5 | 1538.8 | 42.7 | 14280 | 0
SOUTHERN CROSS DC TIE | 2020 | 12 | 7 | 5 | 845.6 | 11.2 | 7847 | 0
SOUTHERN CROSS DC TIE | 2020 | 1 | 8 | 5 | 1123.3 | 24.6 | 10424 | 0
SOUTHERN CROSS DC TIE | 2020 | 2 | 8 | 5 | 0 | 0 | 0 | 0
SOUTHERN CROSS DC TIE | 2020 | 3 | 8 | 5 | 2059.9 | 72.6 | 19116 | 0
SOUTHERN CROSS DC TIE | 2020 | 4 | 8 | 5 | 0 | 0 | 0 | 0
SOUTHERN CROSS DC TIE | 2020 | 5 | 8 | 5 | 2089.7 | 96.6 | 19392 | 0
SOUTHERN CROSS DC TIE | 2020 | 6 | 8 | 5 | 134 | 0.3 | 1456 | 0
SOUTHERN CROSS DC TIE | 2020 | 7 | 8 | 5 | 2071.6 | 69.2 | 22517 | 0
SOUTHERN CROSS DC TIE | 2020 | 8 | 8 | 5 | 0 | 0 | 0 | 0
SOUTHERN CROSS DC TIE | 2020 | 9 | 8 | 5 | 61.3 | 0.1 | 666 | 0
SOUTHERN CROSS DC TIE | 2020 | 10 | 8 | 5 | 1546.8 | 49.1 | 14354 | 0
SOUTHERN CROSS DC TIE | 2020 | 11 | 8 | 5 | 2048.1 | 78.6 | 19006 | 0
SOUTHERN CROSS DC TIE | 2020 | 12 | 8 | 5 | 689.2 | 9.2 | 6395 | 0
SOUTHERN CROSS DC TIE | 2020 | 1 | 9 | 5 | 2080.9 | 92.7 | 19310 | 0
SOUTHERN CROSS DC TIE | 2020 | 2 | 9 | 5 | 2074.6 | 80.1 | 19252 | 0
SOUTHERN CROSS DC TIE | 2020 | 3 | 9 | 5 | 663.3 | 8.7 | 6155 | 0
SOUTHERN CROSS DC TIE | 2020 | 4 | 9 | 5 | 394.2 | 4.1 | 3657 | 0
SOUTHERN CROSS DC TIE | 2020 | 5 | 9 | 5 | 955.9 | 17.1 | 8870 | 0
SOUTHERN CROSS DC TIE | 2020 | 6 | 9 | 5 | 0 | 0 | 0 | 0
SOUTHERN CROSS DC TIE | 2020 | 7 | 9 | 5 | 723 | 11.4 | 7859 | 0
SOUTHERN CROSS DC TIE | 2020 | 8 | 9 | 5 | 606.1 | 6.1 | 6588 | 0
SOUTHERN CROSS DC TIE | 2020 | 9 | 9 | 5 | 0 | 0 | 0 | 0
SOUTHERN CROSS DC TIE | 2020 | 10 | 9 | 5 | 1831.6 | 50.7 | 16997 | 0
SOUTHERN CROSS DC TIE | 2020 | 11 | 9 | 5 | 1279.9 | 32.3 | 11877 | 0
SOUTHERN CROSS DC TIE | 2020 | 12 | 9 | 5 | 534.3 | 5 | 4957 | 0
SOUTHERN CROSS DC TIE | 2020 | 1 | 10 | 5 | 1523.5 | 41.3 | 14137 | 0
SOUTHERN CROSS DC TIE | 2020 | 2 | 10 | 5 | 1401.6 | 56 | 13007 | 0
SOUTHERN CROSS DC TIE | 2020 | 3 | 10 | 5 | 1909.4 | 51.5 | 17718 | 0
SOUTHERN CROSS DC TIE | 2020 | 4 | 10 | 5 | 1331.8 | 34.2 | 12359 | 0
SOUTHERN CROSS DC TIE | 2020 | 5 | 10 | 5 | 75.6 | 0.1 | 701 | 0
SOUTHERN CROSS DC TIE | 2020 | 6 | 10 | 5 | 0 | 0 | 0 | 0
SOUTHERN CROSS DC TIE | 2020 | 7 | 10 | 5 | 0 | 0 | 0 | 0
SOUTHERN CROSS DC TIE | 2020 | 8 | 10 | 5 | 34 | 0 | 369 | 0
SOUTHERN CROSS DC TIE | 2020 | 9 | 10 | 5 | 0 | 0 | 0 | 0
SOUTHERN CROSS DC TIE | 2020 | 10 | 10 | 5 | 587.6 | 5.8 | 5453 | 0
SOUTHERN CROSS DC TIE | 2020 | 11 | 10 | 5 | 2064.1 | 83.9 | 19155 | 0
SOUTHERN CROSS DC TIE | 2020 | 12 | 10 | 5 | 1318.1 | 35.3 | 12231 | 0
SOUTHERN CROSS DC TIE | 2020 | 1 | 11 | 5 | 1114.8 | 23.3 | 10344 | 0
SOUTHERN CROSS DC TIE | 2020 | 2 | 11 | 5 | 362.4 | 2.6 | 3363 | 0
SOUTHERN CROSS DC TIE | 2020 | 3 | 11 | 5 | 2084.4 | 83.7 | 19343 | 0
SOUTHERN CROSS DC TIE | 2020 | 4 | 11 | 5 | 2090.9 | 75.4 | 19403 | 0
SOUTHERN CROSS DC TIE | 2020 | 5 | 11 | 5 | 666.9 | 8.4 | 6188 | 0
SOUTHERN CROSS DC TIE | 2020 | 6 | 11 | 5 | 0 | 0 | 0 | 0
SOUTHERN CROSS DC TIE | 2020 | 7 | 11 | 5 | 206.5 | 0.9 | 2244 | 0
SOUTHERN CROSS DC TIE | 2020 | 8 | 11 | 5 | 345.3 | 1.7 | 3753 | 0
SOUTHERN CROSS DC TIE | 2020 | 9 | 11 | 5 | 565.3 | 5.2 | 6144 | 0
SOUTHERN CROSS DC TIE | 2020 | 10 | 11 | 5 | 207.3 | 0.6 | 1923 | 0
SOUTHERN CROSS DC TIE | 2020 | 11 | 11 | 5 | 1846.3 | 60.1 | 17133 | 0
SOUTHERN CROSS DC TIE | 2020 | 12 | 11 | 5 | 514.1 | 5 | 4770 | 0
SOUTHERN CROSS DC TIE | 2020 | 1 | 12 | 5 | 864.2 | 15.7 | 8020 | 0
SOUTHERN CROSS DC TIE | 2020 | 2 | 12 | 5 | 224.3 | 1 | 2081 | 0
SOUTHERN CROSS DC TIE | 2020 | 3 | 12 | 5 | 2025 | 74.5 | 18792 | 0
SOUTHERN CROSS DC TIE | 2020 | 4 | 12 | 5 | 425.8 | 3.4 | 3951 | 0
SOUTHERN CROSS DC TIE | 2020 | 5 | 12 | 5 | 183.8 | 0.7 | 1705 | 0
SOUTHERN CROSS DC TIE | 2020 | 6 | 12 | 5 | 2050.2 | 77.4 | 22285 | 0
SOUTHERN CROSS DC TIE | 2020 | 7 | 12 | 5 | 0 | 0 | 0 | 0
SOUTHERN CROSS DC TIE | 2020 | 8 | 12 | 5 | 0 | 0 | 0 | 0
SOUTHERN CROSS DC TIE | 2020 | 9 | 12 | 5 | 0 | 0 | 0 | 0
SOUTHERN CROSS DC TIE | 2020 | 10 | 12 | 5 | 509 | 6 | 4723 | 0
SOUTHERN CROSS DC TIE | 2020 | 11 | 12 | 5 | 992.7 | 19.1 | 9212 | 0
SOUTHERN CROSS DC TIE | 2020 | 12 | 12 | 5 | 991.9 | 18.9 | 9205 | 0
SOUTHERN CROSS DC TIE | 2020 | 1 | 13 | 5 | 1469 | 39.9 | 13632 | 0
SOUTHERN CROSS DC TIE | 2020 | 2 | 13 | 5 | 550 | 6.2 | 5103 | 0
SOUTHERN CROSS DC TIE | 2020 | 3 | 13 | 5 | 1771 | 53.9 | 16434 | 0
SOUTHERN CROSS DC TIE | 2020 | 4 | 13 | 5 | 1190.7 | 28.4 | 11049 | 0
SOUTHERN CROSS DC TIE | 2020 | 5 | 13 | 5 | 419.9 | 3.8 | 3896 | 0
SOUTHERN CROSS DC TIE | 2020 | 6 | 13 | 5 | 1621.7 | 49.3 | 17627 | 0
SOUTHERN CROSS DC TIE | 2020 | 7 | 13 | 5 | 0 | 0 | 0 | 0
SOUTHERN CROSS DC TIE | 2020 | 8 | 13 | 5 | 200.1 | 0.8 | 2174 | 0
SOUTHERN CROSS DC TIE | 2020 | 9 | 13 | 5 | 422 | 3.2 | 4587 | 0
SOUTHERN CROSS DC TIE | 2020 | 10 | 13 | 5 | 2097.2 | 84.4 | 19461 | 0
SOUTHERN CROSS DC TIE | 2020 | 11 | 13 | 5 | 2046.8 | 80.7 | 18994 | 0
SOUTHERN CROSS DC TIE | 2020 | 12 | 13 | 5 | 1293.2 | 27.7 | 12000 | 0
SOUTHERN CROSS DC TIE | 2020 | 1 | 14 | 5 | 1155 | 24.4 | 10718 | 0
SOUTHERN CROSS DC TIE | 2020 | 2 | 14 | 5 | 522.2 | 4.6 | 4845 | 0
SOUTHERN CROSS DC TIE | 2020 | 3 | 14 | 5 | 1597.5 | 50.8 | 14824 | 0
SOUTHERN CROSS DC TIE | 2020 | 4 | 14 | 5 | 593.2 | 11.8 | 5505 | 0
SOUTHERN CROSS DC TIE | 2020 | 5 | 14 | 5 | 0 | 0 | 0 | 0
SOUTHERN CROSS DC TIE | 2020 | 6 | 14 | 5 | 0 | 0 | 0 | 0
SOUTHERN CROSS DC TIE | 2020 | 7 | 14 | 5 | 0 | 0 | 0 | 0
SOUTHERN CROSS DC TIE | 2020 | 8 | 14 | 5 | 759.8 | 10.5 | 8258 | 0
SOUTHERN CROSS DC TIE | 2020 | 9 | 14 | 5 | 289.8 | 1.8 | 3149 | 0
SOUTHERN CROSS DC TIE | 2020 | 10 | 14 | 5 | 2089.3 | 76.3 | 19389 | 0
SOUTHERN CROSS DC TIE | 2020 | 11 | 14 | 5 | 1186.7 | 24.6 | 11012 | 0
SOUTHERN CROSS DC TIE | 2020 | 12 | 14 | 5 | 332.4 | 2.2 | 3084 | 0
SOUTHERN CROSS DC TIE | 2020 | 1 | 15 | 5 | 1505.4 | 44.1 | 13969 | 0
SOUTHERN CROSS DC TIE | 2020 | 2 | 15 | 5 | 1031.8 | 20 | 9574 | 0
SOUTHERN CROSS DC TIE | 2020 | 3 | 15 | 5 | 2069.3 | 91.6 | 19203 | 0
SOUTHERN CROSS DC TIE | 2020 | 4 | 15 | 5 | 768.8 | 11.4 | 7134 | 0
SOUTHERN CROSS DC TIE | 2020 | 5 | 15 | 5 | 1338.9 | 29.2 | 12424 | 0
SOUTHERN CROSS DC TIE | 2020 | 6 | 15 | 5 | 1605.4 | 48.4 | 17450 | 0
SOUTHERN CROSS DC TIE | 2020 | 7 | 15 | 5 | 192.2 | 1.1 | 2089 | 0
SOUTHERN CROSS DC TIE | 2020 | 8 | 15 | 5 | 0 | 0 | 0 | 0
SOUTHERN CROSS DC TIE | 2020 | 9 | 15 | 5 | 0 | 0 | 0 | 0
SOUTHERN CROSS DC TIE | 2020 | 10 | 15 | 5 | 1826.1 | 59.3 | 16946 | 0
SOUTHERN CROSS DC TIE | 2020 | 11 | 15 | 5 | 1256.7 | 35.3 | 11662 | 0
SOUTHERN CROSS DC TIE | 2020 | 12 | 15 | 5 | 68.4 | 0.1 | 634 | 0
SOUTHERN CROSS DC TIE | 2020 | 1 | 16 | 5 | 2084.3 | 73.9 | 19341 | 0
SOUTHERN CROSS DC TIE | 2020 | 2 | 16 | 5 | 588.8 | 7.1 | 5463 | 0
SOUTHERN CROSS DC TIE | 2020 | 3 | 16 | 5 | 2086.5 | 81.4 | 19363 | 0
SOUTHERN CROSS DC TIE | 2020 | 4 | 16 | 5 | 774.9 | 11.6 | 7191 | 0
SOUTHERN CROSS DC TIE | 2020 | 5 | 16 | 5 | 1304.6 | 28.1 | 12106 | 0
SOUTHERN CROSS DC TIE | 2020 | 6 | 16 | 5 | 198 | 0.7 | 2151 | 0
SOUTHERN CROSS DC TIE | 2020 | 7 | 16 | 5 | 137.7 | 0.4 | 1497 | 0
SOUTHERN CROSS DC TIE | 2020 | 8 | 16 | 5 | 350.3 | 2.5 | 3807 | 0
SOUTHERN CROSS DC TIE | 2020 | 9 | 16 | 5 | 956.3 | 17.5 | 10394 | 0
SOUTHERN CROSS DC TIE | 2020 | 10 | 16 | 5 | 1912 | 65.6 | 17743 | 0
SOUTHERN CROSS DC TIE | 2020 | 11 | 16 | 5 | 1178.2 | 25 | 10933 | 0
SOUTHERN CROSS DC TIE | 2020 | 12 | 16 | 5 | 2093 | 80 | 19423 | 0
SOUTHERN CROSS DC TIE | 2020 | 1 | 17 | 5 | 1435.8 | 39.1 | 13324 | 0
SOUTHERN CROSS DC TIE | 2020 | 2 | 17 | 5 | 2083.8 | 80 | 19337 | 0
SOUTHERN CROSS DC TIE | 2020 | 3 | 17 | 5 | 2067.9 | 82.2 | 19190 | 0
SOUTHERN CROSS DC TIE | 2020 | 4 | 17 | 5 | 756.2 | 11.5 | 7017 | 0
SOUTHERN CROSS DC TIE | 2020 | 5 | 17 | 5 | 1367.1 | 28.7 | 12686 | 0
SOUTHERN CROSS DC TIE | 2020 | 6 | 17 | 5 | 0 | 0 | 0 | 0
SOUTHERN CROSS DC TIE | 2020 | 7 | 17 | 5 | 113.4 | 0.3 | 1232 | 0
SOUTHERN CROSS DC TIE | 2020 | 8 | 17 | 5 | 547 | 5.8 | 5945 | 0
SOUTHERN CROSS DC TIE | 2020 | 9 | 17 | 5 | 95.2 | 0.2 | 1034 | 0
SOUTHERN CROSS DC TIE | 2020 | 10 | 17 | 5 | 1853.9 | 64.4 | 17203 | 0
SOUTHERN CROSS DC TIE | 2020 | 11 | 17 | 5 | 1953.5 | 59.3 | 18128 | 0
SOUTHERN CROSS DC TIE | 2020 | 12 | 17 | 5 | 2098.9 | 80.6 | 19477 | 0
SOUTHERN CROSS DC TIE | 2020 | 1 | 18 | 5 | 2081.3 | 72.6 | 19314 | 0
SOUTHERN CROSS DC TIE | 2020 | 2 | 18 | 5 | 1433.5 | 45 | 13303 | 0
SOUTHERN CROSS DC TIE | 2020 | 3 | 18 | 5 | 1509.8 | 44.6 | 14011 | 0
SOUTHERN CROSS DC TIE | 2020 | 4 | 18 | 5 | 1969.8 | 71.2 | 18279 | 0
SOUTHERN CROSS DC TIE | 2020 | 5 | 18 | 5 | 1729.5 | 52 | 16049 | 0
SOUTHERN CROSS DC TIE | 2020 | 6 | 18 | 5 | 0 | 0 | 0 | 0
SOUTHERN CROSS DC TIE | 2020 | 7 | 18 | 5 | 0 | 0 | 0 | 0
SOUTHERN CROSS DC TIE | 2020 | 8 | 18 | 5 | 532 | 4.8 | 5782 | 0
SOUTHERN CROSS DC TIE | 2020 | 9 | 18 | 5 | 962.4 | 20.2 | 10461 | 0
SOUTHERN CROSS DC TIE | 2020 | 10 | 18 | 5 | 2084.7 | 73.9 | 19345 | 0
SOUTHERN CROSS DC TIE | 2020 | 11 | 18 | 5 | 452.7 | 3.3 | 4201 | 0
SOUTHERN CROSS DC TIE | 2020 | 12 | 18 | 5 | 844.3 | 13 | 7834 | 0
SOUTHERN CROSS DC TIE | 2020 | 1 | 19 | 5 | 685.2 | 8 | 6359 | 0
SOUTHERN CROSS DC TIE | 2020 | 2 | 19 | 5 | 392 | 3 | 3637 | 0
SOUTHERN CROSS DC TIE | 2020 | 3 | 19 | 5 | 1427.3 | 37.4 | 13245 | 0
SOUTHERN CROSS DC TIE | 2020 | 4 | 19 | 5 | 325.5 | 1.7 | 3020 | 0
SOUTHERN CROSS DC TIE | 2020 | 5 | 19 | 5 | 567.3 | 5.4 | 5264 | 0
SOUTHERN CROSS DC TIE | 2020 | 6 | 19 | 5 | 0 | 0 | 0 | 0
SOUTHERN CROSS DC TIE | 2020 | 7 | 19 | 5 | 0 | 0 | 0 | 0
SOUTHERN CROSS DC TIE | 2020 | 8 | 19 | 5 | 387.8 | 2.8 | 4214 | 0
SOUTHERN CROSS DC TIE | 2020 | 9 | 19 | 5 | 336.7 | 2.4 | 3660 | 0
SOUTHERN CROSS DC TIE | 2020 | 10 | 19 | 5 | 2051.2 | 73.3 | 19034 | 0
SOUTHERN CROSS DC TIE | 2020 | 11 | 19 | 5 | 536.8 | 5.7 | 4981 | 0
SOUTHERN CROSS DC TIE | 2020 | 12 | 19 | 5 | 753.8 | 10.6 | 6995 | 0
SOUTHERN CROSS DC TIE | 2020 | 1 | 20 | 5 | 1357.3 | 34.1 | 12595 | 0
SOUTHERN CROSS DC TIE | 2020 | 2 | 20 | 5 | 0 | 0 | 0 | 0
SOUTHERN CROSS DC TIE | 2020 | 3 | 20 | 5 | 564.3 | 3.7 | 5236 | 0
SOUTHERN CROSS DC TIE | 2020 | 4 | 20 | 5 | 667 | 8.3 | 6189 | 0
SOUTHERN CROSS DC TIE | 2020 | 5 | 20 | 5 | 211.8 | 0.9 | 1965 | 0
SOUTHERN CROSS DC TIE | 2020 | 6 | 20 | 5 | 0 | 0 | 0 | 0
SOUTHERN CROSS DC TIE | 2020 | 7 | 20 | 5 | 0 | 0 | 0 | 0
SOUTHERN CROSS DC TIE | 2020 | 8 | 20 | 5 | 519.7 | 5.4 | 5649 | 0
SOUTHERN CROSS DC TIE | 2020 | 9 | 20 | 5 | 500.2 | 4.4 | 5437 | 0
SOUTHERN CROSS DC TIE | 2020 | 10 | 20 | 5 | 2076.5 | 69.9 | 19270 | 0
SOUTHERN CROSS DC TIE | 2020 | 11 | 20 | 5 | 389.6 | 3.1 | 3615 | 0
SOUTHERN CROSS DC TIE | 2020 | 12 | 20 | 5 | 0 | 0 | 0 | 0
SOUTHERN CROSS DC TIE | 2020 | 1 | 21 | 5 | 665.1 | 9.5 | 6171 | 0
SOUTHERN CROSS DC TIE | 2020 | 2 | 21 | 5 | 2.5 | 0 | 23 | 0
SOUTHERN CROSS DC TIE | 2020 | 3 | 21 | 5 | 941 | 16.7 | 8732 | 0
SOUTHERN CROSS DC TIE | 2020 | 4 | 21 | 5 | 2093 | 81.8 | 19423 | 0
SOUTHERN CROSS DC TIE | 2020 | 5 | 21 | 5 | 0 | 0 | 0 | 0
SOUTHERN CROSS DC TIE | 2020 | 6 | 21 | 5 | 0 | 0 | 0 | 0
SOUTHERN CROSS DC TIE | 2020 | 7 | 21 | 5 | 544.1 | 5.3 | 5913 | 0
SOUTHERN CROSS DC TIE | 2020 | 8 | 21 | 5 | 1090.3 | 20.4 | 11851 | 0
SOUTHERN CROSS DC TIE | 2020 | 9 | 21 | 5 | 920.5 | 17.4 | 10006 | 0
SOUTHERN CROSS DC TIE | 2020 | 10 | 21 | 5 | 1474 | 41.3 | 13678 | 0
SOUTHERN CROSS DC TIE | 2020 | 11 | 21 | 5 | 383.6 | 2.8 | 3560 | 0
SOUTHERN CROSS DC TIE | 2020 | 12 | 21 | 5 | 2091.6 | 81.5 | 19409 | 0
SOUTHERN CROSS DC TIE | 2020 | 1 | 22 | 5 | 1511.2 | 38.9 | 14024 | 0
SOUTHERN CROSS DC TIE | 2020 | 2 | 22 | 5 | 774 | 12.8 | 7182 | 0
SOUTHERN CROSS DC TIE | 2020 | 3 | 22 | 5 | 613.6 | 8.1 | 5694 | 0
SOUTHERN CROSS DC TIE | 2020 | 4 | 22 | 5 | 12.3 | 0 | 113 | 0
SOUTHERN CROSS DC TIE | 2020 | 5 | 22 | 5 | 2025.6 | 71.3 | 18797 | 0
SOUTHERN CROSS DC TIE | 2020 | 6 | 22 | 5 | 0 | 0 | 0 | 0
SOUTHERN CROSS DC TIE | 2020 | 7 | 22 | 5 | 422.6 | 3.5 | 4593 | 0
SOUTHERN CROSS DC TIE | 2020 | 8 | 22 | 5 | 0 | 0 | 0 | 0
SOUTHERN CROSS DC TIE | 2020 | 9 | 22 | 5 | 0 | 0 | 0 | 0
SOUTHERN CROSS DC TIE | 2020 | 10 | 22 | 5 | 947.4 | 18.6 | 8791 | 0
SOUTHERN CROSS DC TIE | 2020 | 11 | 22 | 5 | 710.3 | 8.3 | 6591 | 0
SOUTHERN CROSS DC TIE | 2020 | 12 | 22 | 5 | 563.7 | 6 | 5231 | 0
SOUTHERN CROSS DC TIE | 2020 | 1 | 23 | 5 | 1795.7 | 62.4 | 16663 | 0
SOUTHERN CROSS DC TIE | 2020 | 2 | 23 | 5 | 687.3 | 8.1 | 6378 | 0
SOUTHERN CROSS DC TIE | 2020 | 3 | 23 | 5 | 491.9 | 5 | 4565 | 0
SOUTHERN CROSS DC TIE | 2020 | 4 | 23 | 5 | 140.2 | 0.5 | 1300 | 0
SOUTHERN CROSS DC TIE | 2020 | 5 | 23 | 5 | 1606.6 | 52.2 | 14909 | 0
SOUTHERN CROSS DC TIE | 2020 | 6 | 23 | 5 | 0 | 0 | 0 | 0
SOUTHERN CROSS DC TIE | 2020 | 7 | 23 | 5 | 717.2 | 9.6 | 7796 | 0
SOUTHERN CROSS DC TIE | 2020 | 8 | 23 | 5 | 57.5 | 0.1 | 624 | 0
SOUTHERN CROSS DC TIE | 2020 | 9 | 23 | 5 | 207 | 1.1 | 2250 | 0
SOUTHERN CROSS DC TIE | 2020 | 10 | 23 | 5 | 2086.2 | 81.5 | 19359 | 0
SOUTHERN CROSS DC TIE | 2020 | 11 | 23 | 5 | 169.2 | 0.6 | 1570 | 0
SOUTHERN CROSS DC TIE | 2020 | 12 | 23 | 5 | 2097.4 | 81.8 | 19463 | 0
SOUTHERN CROSS DC TIE | 2020 | 1 | 24 | 5 | 1315.3 | 31.5 | 12205 | 0
SOUTHERN CROSS DC TIE | 2020 | 2 | 24 | 5 | 1736.2 | 56.6 | 16111 | 0
SOUTHERN CROSS DC TIE | 2020 | 3 | 24 | 5 | 539 | 6.2 | 5002 | 0
SOUTHERN CROSS DC TIE | 2020 | 4 | 24 | 5 | 367.7 | 2.6 | 3411 | 0
SOUTHERN CROSS DC TIE | 2020 | 5 | 24 | 5 | 87.5 | 0.2 | 812 | 0
SOUTHERN CROSS DC TIE | 2020 | 6 | 24 | 5 | 300.8 | 1.8 | 3269 | 0
SOUTHERN CROSS DC TIE | 2020 | 7 | 24 | 5 | 866.3 | 14.5 | 9416 | 0
SOUTHERN CROSS DC TIE | 2020 | 8 | 24 | 5 | 913.3 | 16.6 | 9927 | 0
SOUTHERN CROSS DC TIE | 2020 | 9 | 24 | 5 | 263.6 | 1.5 | 2865 | 0
SOUTHERN CROSS DC TIE | 2020 | 10 | 24 | 5 | 1997.9 | 72.6 | 18540 | 0
SOUTHERN CROSS DC TIE | 2020 | 11 | 24 | 5 | 1058.9 | 21.4 | 9826 | 0
SOUTHERN CROSS DC TIE | 2020 | 12 | 24 | 5 | 2091 | 84.1 | 19404 | 0
SOUTHERN CROSS DC TIE | 2020 | 1 | 25 | 5 | 905.8 | 16.2 | 8405 | 0
SOUTHERN CROSS DC TIE | 2020 | 2 | 25 | 5 | 846.4 | 13.3 | 7854 | 0
SOUTHERN CROSS DC TIE | 2020 | 3 | 25 | 5 | 881.8 | 15.9 | 8183 | 0
SOUTHERN CROSS DC TIE | 2020 | 4 | 25 | 5 | 0 | 0 | 0 | 0
SOUTHERN CROSS DC TIE | 2020 | 5 | 25 | 5 | 0 | 0 | 0 | 0
SOUTHERN CROSS DC TIE | 2020 | 6 | 25 | 5 | 0 | 0 | 0 | 0
SOUTHERN CROSS DC TIE | 2020 | 7 | 25 | 5 | 763.7 | 11.1 | 8301 | 0
SOUTHERN CROSS DC TIE | 2020 | 8 | 25 | 5 | 751.4 | 10 | 8167 | 0
SOUTHERN CROSS DC TIE | 2020 | 9 | 25 | 5 | 1780.3 | 59.1 | 19351 | 0
SOUTHERN CROSS DC TIE | 2020 | 10 | 25 | 5 | 2047.1 | 65.2 | 18997 | 0
SOUTHERN CROSS DC TIE | 2020 | 11 | 25 | 5 | 801.7 | 12.7 | 7439 | 0
SOUTHERN CROSS DC TIE | 2020 | 12 | 25 | 5 | 955.5 | 18.5 | 8866 | 0
SOUTHERN CROSS DC TIE | 2020 | 1 | 26 | 5 | 1110.3 | 22.8 | 10303 | 0
SOUTHERN CROSS DC TIE | 2020 | 2 | 26 | 5 | 1062.2 | 21.8 | 9857 | 0
SOUTHERN CROSS DC TIE | 2020 | 3 | 26 | 5 | 1016.8 | 18.2 | 9435 | 0
SOUTHERN CROSS DC TIE | 2020 | 4 | 26 | 5 | 306.7 | 1.8 | 2846 | 0
SOUTHERN CROSS DC TIE | 2020 | 5 | 26 | 5 | 0 | 0 | 0 | 0
SOUTHERN CROSS DC TIE | 2020 | 6 | 26 | 5 | 0 | 0 | 0 | 0
SOUTHERN CROSS DC TIE | 2020 | 7 | 26 | 5 | 152.9 | 0.5 | 1661 | 0
SOUTHERN CROSS DC TIE | 2020 | 8 | 26 | 5 | 712.4 | 8.9 | 7743 | 0
SOUTHERN CROSS DC TIE | 2020 | 9 | 26 | 5 | 2049.6 | 77.7 | 22278 | 0
SOUTHERN CROSS DC TIE | 2020 | 10 | 26 | 5 | 2108 | 98.8 | 19561 | 0
SOUTHERN CROSS DC TIE | 2020 | 11 | 26 | 5 | 715.9 | 10.4 | 6643 | 0
SOUTHERN CROSS DC TIE | 2020 | 12 | 26 | 5 | 128.9 | 0.3 | 1196 | 0
SOUTHERN CROSS DC TIE | 2020 | 1 | 27 | 5 | 1507.9 | 42.9 | 13993 | 0
SOUTHERN CROSS DC TIE | 2020 | 2 | 27 | 5 | 1528.4 | 44.3 | 14183 | 0
SOUTHERN CROSS DC TIE | 2020 | 3 | 27 | 5 | 564.2 | 7 | 5236 | 0
SOUTHERN CROSS DC TIE | 2020 | 4 | 27 | 5 | 2083.2 | 78.7 | 19331 | 0
SOUTHERN CROSS DC TIE | 2020 | 5 | 27 | 5 | 0 | 0 | 0 | 0
SOUTHERN CROSS DC TIE | 2020 | 6 | 27 | 5 | 0 | 0 | 0 | 0
SOUTHERN CROSS DC TIE | 2020 | 7 | 27 | 5 | 1635.7 | 50.4 | 17780 | 0
SOUTHERN CROSS DC TIE | 2020 | 8 | 27 | 5 | 503.2 | 4.7 | 5470 | 0
SOUTHERN CROSS DC TIE | 2020 | 9 | 27 | 5 | 2057.2 | 76.4 | 22361 | 0
SOUTHERN CROSS DC TIE | 2020 | 10 | 27 | 5 | 690.8 | 9.2 | 6410 | 0
SOUTHERN CROSS DC TIE | 2020 | 11 | 27 | 5 | 2056.8 | 79.5 | 19086 | 0
SOUTHERN CROSS DC TIE | 2020 | 12 | 27 | 5 | 227.2 | 1 | 2108 | 0
SOUTHERN CROSS DC TIE | 2020 | 1 | 28 | 5 | 2087.3 | 73.7 | 19370 | 0
SOUTHERN CROSS DC TIE | 2020 | 2 | 28 | 5 | 1119.8 | 21.6 | 10391 | 0
SOUTHERN CROSS DC TIE | 2020 | 3 | 28 | 5 | 2078.9 | 81.1 | 19292 | 0
SOUTHERN CROSS DC TIE | 2020 | 4 | 28 | 5 | 0 | 0 | 0 | 0
SOUTHERN CROSS DC TIE | 2020 | 5 | 28 | 5 | 0 | 0 | 0 | 0
SOUTHERN CROSS DC TIE | 2020 | 6 | 28 | 5 | 0 | 0 | 0 | 0
SOUTHERN CROSS DC TIE | 2020 | 7 | 28 | 5 | 1806.6 | 62 | 19637 | 0
SOUTHERN CROSS DC TIE | 2020 | 8 | 28 | 5 | 364.7 | 2.7 | 3964 | 0
SOUTHERN CROSS DC TIE | 2020 | 9 | 28 | 5 | 1628.3 | 39.6 | 17699 | 0
SOUTHERN CROSS DC TIE | 2020 | 10 | 28 | 5 | 827.8 | 13 | 7681 | 0
SOUTHERN CROSS DC TIE | 2020 | 11 | 28 | 5 | 2104.6 | 87.3 | 19530 | 0
SOUTHERN CROSS DC TIE | 2020 | 12 | 28 | 5 | 2078.1 | 74.4 | 19284 | 0
SOUTHERN CROSS DC TIE | 2020 | 1 | 29 | 5 | 634.4 | 7.7 | 5887 | 0
SOUTHERN CROSS DC TIE | 2020 | 2 | 29 | 5 | 858.2 | 17.1 | 7963 | 0
SOUTHERN CROSS DC TIE | 2020 | 3 | 29 | 5 | 1164.6 | 37.2 | 10807 | 0
SOUTHERN CROSS DC TIE | 2020 | 4 | 29 | 5 | 0 | 0 | 0 | 0
SOUTHERN CROSS DC TIE | 2020 | 5 | 29 | 5 | 0 | 0 | 0 | 0
SOUTHERN CROSS DC TIE | 2020 | 6 | 29 | 5 | 0 | 0 | 0 | 0
SOUTHERN CROSS DC TIE | 2020 | 7 | 29 | 5 | 518.9 | 5.7 | 5640 | 0
SOUTHERN CROSS DC TIE | 2020 | 8 | 29 | 5 | 116 | 0.2 | 1260 | 0
SOUTHERN CROSS DC TIE | 2020 | 9 | 29 | 5 | 1855.3 | 59.8 | 20166 | 0
SOUTHERN CROSS DC TIE | 2020 | 10 | 29 | 5 | 1518.2 | 41.1 | 14089 | 0
SOUTHERN CROSS DC TIE | 2020 | 11 | 29 | 5 | 1925.2 | 70.9 | 17866 | 0
SOUTHERN CROSS DC TIE | 2020 | 12 | 29 | 5 | 398.7 | 3.1 | 3700 | 0
SOUTHERN CROSS DC TIE | 2020 | 1 | 30 | 5 | 1691.9 | 47.2 | 15700 | 0
SOUTHERN CROSS DC TIE | 2020 | 3 | 30 | 5 | 2067.5 | 69.1 | 19186 | 0
SOUTHERN CROSS DC TIE | 2020 | 4 | 30 | 5 | 0 | 0 | 0 | 0
SOUTHERN CROSS DC TIE | 2020 | 5 | 30 | 5 | 0 | 0 | 0 | 0
SOUTHERN CROSS DC TIE | 2020 | 6 | 30 | 5 | 0 | 0 | 0 | 0
SOUTHERN CROSS DC TIE | 2020 | 7 | 30 | 5 | 524.4 | 5.4 | 5699 | 0
SOUTHERN CROSS DC TIE | 2020 | 8 | 30 | 5 | 416.5 | 3.2 | 4527 | 0
SOUTHERN CROSS DC TIE | 2020 | 9 | 30 | 5 | 250.4 | 1.1 | 2721 | 0
SOUTHERN CROSS DC TIE | 2020 | 10 | 30 | 5 | 2093.5 | 44.8 | 19427 | 0
SOUTHERN CROSS DC TIE | 2020 | 11 | 30 | 5 | 1495.3 | 42.3 | 13876 | 0
SOUTHERN CROSS DC TIE | 2020 | 12 | 30 | 5 | 2080.5 | 78.1 | 19306 | 0
SOUTHERN CROSS DC TIE | 2020 | 1 | 31 | 5 | 604.8 | 7.2 | 5612 | 0
SOUTHERN CROSS DC TIE | 2020 | 3 | 31 | 5 | 923.5 | 15.4 | 8570 | 0
SOUTHERN CROSS DC TIE | 2020 | 5 | 31 | 5 | 55.3 | 0.1 | 513 | 0
SOUTHERN CROSS DC TIE | 2020 | 7 | 31 | 5 | 650.4 | 9.8 | 7069 | 0
SOUTHERN CROSS DC TIE | 2020 | 8 | 31 | 5 | 213.2 | 0.8 | 2317 | 0
SOUTHERN CROSS DC TIE | 2020 | 10 | 31 | 5 | 1801.9 | 84.3 | 16721 | 0
SOUTHERN CROSS DC TIE | 2020 | 12 | 31 | 5 | 2085.4 | 73.3 | 19352 | 0
SOUTHERN CROSS DC TIE | 2020 | 1 | 1 | 6 | 1193.2 | 28.8 | 11072 | 0
SOUTHERN CROSS DC TIE | 2020 | 2 | 1 | 6 | 627.5 | 7.7 | 5823 | 0
SOUTHERN CROSS DC TIE | 2020 | 3 | 1 | 6 | 700.4 | 8.7 | 6500 | 0
SOUTHERN CROSS DC TIE | 2020 | 4 | 1 | 6 | 1269 | 31.7 | 11776 | 0
SOUTHERN CROSS DC TIE | 2020 | 5 | 1 | 6 | 1306.3 | 24.9 | 12122 | 0
SOUTHERN CROSS DC TIE | 2020 | 6 | 1 | 6 | 911.6 | 16.9 | 9909 | 0
SOUTHERN CROSS DC TIE | 2020 | 7 | 1 | 6 | 890.9 | 12.3 | 9683 | 0
SOUTHERN CROSS DC TIE | 2020 | 8 | 1 | 6 | 640.1 | 7.2 | 6958 | 0
SOUTHERN CROSS DC TIE | 2020 | 9 | 1 | 6 | 0 | 0 | 0 | 0
SOUTHERN CROSS DC TIE | 2020 | 10 | 1 | 6 | 513.5 | 5.6 | 4765 | 0
SOUTHERN CROSS DC TIE | 2020 | 11 | 1 | 6 | 483.1 | 4.2 | 4483 | 0
SOUTHERN CROSS DC TIE | 2020 | 12 | 1 | 6 | 1604.4 | 40.6 | 14889 | 0
SOUTHERN CROSS DC TIE | 2020 | 1 | 2 | 6 | 2077.2 | 89.9 | 19276 | 0
SOUTHERN CROSS DC TIE | 2020 | 2 | 2 | 6 | 2069.4 | 86 | 19204 | 0
SOUTHERN CROSS DC TIE | 2020 | 3 | 2 | 6 | 521 | 5 | 4835 | 0
SOUTHERN CROSS DC TIE | 2020 | 4 | 2 | 6 | 977.7 | 13.9 | 9072 | 0
SOUTHERN CROSS DC TIE | 2020 | 5 | 2 | 6 | 292.4 | 1.4 | 2713 | 0
SOUTHERN CROSS DC TIE | 2020 | 6 | 2 | 6 | 0 | 0 | 0 | 0
SOUTHERN CROSS DC TIE | 2020 | 7 | 2 | 6 | 424.3 | 3.5 | 4611 | 0
SOUTHERN CROSS DC TIE | 2020 | 8 | 2 | 6 | 0 | 0 | 0 | 0
SOUTHERN CROSS DC TIE | 2020 | 9 | 2 | 6 | 170.5 | 0.8 | 1853 | 0
SOUTHERN CROSS DC TIE | 2020 | 10 | 2 | 6 | 1540.2 | 33 | 14292 | 0
SOUTHERN CROSS DC TIE | 2020 | 11 | 2 | 6 | 1221.9 | 35 | 11339 | 0
SOUTHERN CROSS DC TIE | 2020 | 12 | 2 | 6 | 1109.3 | 24.2 | 10294 | 0
SOUTHERN CROSS DC TIE | 2020 | 1 | 3 | 6 | 1572.5 | 62.4 | 14592 | 0
SOUTHERN CROSS DC TIE | 2020 | 2 | 3 | 6 | 2068.9 | 84.8 | 19199 | 0
SOUTHERN CROSS DC TIE | 2020 | 3 | 3 | 6 | 858.3 | 14.2 | 7965 | 0
SOUTHERN CROSS DC TIE | 2020 | 4 | 3 | 6 | 1676.5 | 43.2 | 15558 | 0
SOUTHERN CROSS DC TIE | 2020 | 5 | 3 | 6 | 0 | 0 | 0 | 0
SOUTHERN CROSS DC TIE | 2020 | 6 | 3 | 6 | 539.7 | 7.5 | 5866 | 0
SOUTHERN CROSS DC TIE | 2020 | 7 | 3 | 6 | 269.7 | 1.5 | 2931 | 0
SOUTHERN CROSS DC TIE | 2020 | 8 | 3 | 6 | 633.9 | 8.3 | 6891 | 0
SOUTHERN CROSS DC TIE | 2020 | 9 | 3 | 6 | 0 | 0 | 0 | 0
SOUTHERN CROSS DC TIE | 2020 | 10 | 3 | 6 | 626.2 | 8.6 | 5810 | 0
SOUTHERN CROSS DC TIE | 2020 | 11 | 3 | 6 | 925.1 | 14.8 | 8585 | 0
SOUTHERN CROSS DC TIE | 2020 | 12 | 3 | 6 | 1860 | 60.9 | 17260 | 0
SOUTHERN CROSS DC TIE | 2020 | 1 | 4 | 6 | 738.2 | 11.6 | 6850 | 0
SOUTHERN CROSS DC TIE | 2020 | 2 | 4 | 6 | 725.8 | 8.7 | 6735 | 0
SOUTHERN CROSS DC TIE | 2020 | 3 | 4 | 6 | 2087.9 | 104.8 | 19376 | 0
SOUTHERN CROSS DC TIE | 2020 | 4 | 4 | 6 | 287.5 | 1.7 | 2668 | 0
SOUTHERN CROSS DC TIE | 2020 | 5 | 4 | 6 | 504.6 | 5.6 | 4682 | 0
SOUTHERN CROSS DC TIE | 2020 | 6 | 4 | 6 | 0 | 0 | 0 | 0
SOUTHERN CROSS DC TIE | 2020 | 7 | 4 | 6 | 18 | 0 | 195 | 0
SOUTHERN CROSS DC TIE | 2020 | 8 | 4 | 6 | 586 | 8 | 6369 | 0
SOUTHERN CROSS DC TIE | 2020 | 9 | 4 | 6 | 0 | 0 | 0 | 0
SOUTHERN CROSS DC TIE | 2020 | 10 | 4 | 6 | 271.4 | 1.7 | 2519 | 0
SOUTHERN CROSS DC TIE | 2020 | 11 | 4 | 6 | 963.5 | 18.8 | 8941 | 0
SOUTHERN CROSS DC TIE | 2020 | 12 | 4 | 6 | 1057.3 | 21.1 | 9812 | 0
SOUTHERN CROSS DC TIE | 2020 | 1 | 5 | 6 | 1181 | 23.9 | 10959 | 0
SOUTHERN CROSS DC TIE | 2020 | 2 | 5 | 6 | 1348.1 | 39.5 | 12510 | 0
SOUTHERN CROSS DC TIE | 2020 | 3 | 5 | 6 | 2076.4 | 72.9 | 19269 | 0
SOUTHERN CROSS DC TIE | 2020 | 4 | 5 | 6 | 0 | 0 | 0 | 0
SOUTHERN CROSS DC TIE | 2020 | 5 | 5 | 6 | 2077.8 | 81.2 | 19282 | 0
SOUTHERN CROSS DC TIE | 2020 | 6 | 5 | 6 | 14.1 | 0 | 152 | 0
SOUTHERN CROSS DC TIE | 2020 | 7 | 5 | 6 | 0 | 0 | 0 | 0
SOUTHERN CROSS DC TIE | 2020 | 8 | 5 | 6 | 584.4 | 7.5 | 6352 | 0
SOUTHERN CROSS DC TIE | 2020 | 9 | 5 | 6 | 0 | 0 | 0 | 0
SOUTHERN CROSS DC TIE | 2020 | 10 | 5 | 6 | 2099.2 | 116.4 | 19480 | 0
SOUTHERN CROSS DC TIE | 2020 | 11 | 5 | 6 | 868.1 | 14.7 | 8056 | 0
SOUTHERN CROSS DC TIE | 2020 | 12 | 5 | 6 | 1074.6 | 22.5 | 9972 | 0
SOUTHERN CROSS DC TIE | 2020 | 1 | 6 | 6 | 1518.2 | 88.3 | 14089 | 0
SOUTHERN CROSS DC TIE | 2020 | 2 | 6 | 6 | 1162.8 | 30.7 | 10791 | 0
SOUTHERN CROSS DC TIE | 2020 | 3 | 6 | 6 | 1164.2 | 21.4 | 10803 | 0
SOUTHERN CROSS DC TIE | 2020 | 4 | 6 | 6 | 48.3 | 0 | 448 | 0
SOUTHERN CROSS DC TIE | 2020 | 5 | 6 | 6 | 932.8 | 13.9 | 8656 | 0
SOUTHERN CROSS DC TIE | 2020 | 6 | 6 | 6 | 0 | 0 | 0 | 0
SOUTHERN CROSS DC TIE | 2020 | 7 | 6 | 6 | 405.7 | 3 | 4410 | 0
SOUTHERN CROSS DC TIE | 2020 | 8 | 6 | 6 | 708.5 | 10.9 | 7701 | 0
SOUTHERN CROSS DC TIE | 2020 | 9 | 6 | 6 | 0 | 0 | 0 | 0
SOUTHERN CROSS DC TIE | 2020 | 10 | 6 | 6 | 2098.3 | 78.9 | 19472 | 0
SOUTHERN CROSS DC TIE | 2020 | 11 | 6 | 6 | 2057.2 | 80.7 | 19091 | 0
SOUTHERN CROSS DC TIE | 2020 | 12 | 6 | 6 | 541.2 | 5.9 | 5022 | 0
SOUTHERN CROSS DC TIE | 2020 | 1 | 7 | 6 | 1640.9 | 51.3 | 15227 | 0
SOUTHERN CROSS DC TIE | 2020 | 2 | 7 | 6 | 939.8 | 16.4 | 8721 | 0
SOUTHERN CROSS DC TIE | 2020 | 3 | 7 | 6 | 1510.6 | 38.1 | 14018 | 0
SOUTHERN CROSS DC TIE | 2020 | 4 | 7 | 6 | 367.5 | 2.8 | 3410 | 0
SOUTHERN CROSS DC TIE | 2020 | 5 | 7 | 6 | 354.2 | 2.1 | 3286 | 0
SOUTHERN CROSS DC TIE | 2020 | 6 | 7 | 6 | 0 | 0 | 0 | 0
SOUTHERN CROSS DC TIE | 2020 | 7 | 7 | 6 | 2087 | 77 | 22685 | 0
SOUTHERN CROSS DC TIE | 2020 | 8 | 7 | 6 | 562.5 | 6.7 | 6114 | 0
SOUTHERN CROSS DC TIE | 2020 | 9 | 7 | 6 | 376 | 2.3 | 4086 | 0
SOUTHERN CROSS DC TIE | 2020 | 10 | 7 | 6 | 2106.6 | 95.4 | 19549 | 0
SOUTHERN CROSS DC TIE | 2020 | 11 | 7 | 6 | 1571.5 | 50.3 | 14583 | 0
SOUTHERN CROSS DC TIE | 2020 | 12 | 7 | 6 | 1893.9 | 70 | 17575 | 0
SOUTHERN CROSS DC TIE | 2020 | 1 | 8 | 6 | 1089.1 | 22.5 | 10107 | 0
SOUTHERN CROSS DC TIE | 2020 | 2 | 8 | 6 | 38.6 | 0 | 358 | 0
SOUTHERN CROSS DC TIE | 2020 | 3 | 8 | 6 | 975.1 | 19.9 | 9048 | 0
SOUTHERN CROSS DC TIE | 2020 | 4 | 8 | 6 | 174.9 | 0.4 | 1623 | 0
SOUTHERN CROSS DC TIE | 2020 | 5 | 8 | 6 | 1444.7 | 30.8 | 13406 | 0
SOUTHERN CROSS DC TIE | 2020 | 6 | 8 | 6 | 0 | 0 | 0 | 0
SOUTHERN CROSS DC TIE | 2020 | 7 | 8 | 6 | 1821 | 59.7 | 19794 | 0
SOUTHERN CROSS DC TIE | 2020 | 8 | 8 | 6 | 0 | 0 | 0 | 0
SOUTHERN CROSS DC TIE | 2020 | 9 | 8 | 6 | 453.6 | 6.6 | 4930 | 0
SOUTHERN CROSS DC TIE | 2020 | 10 | 8 | 6 | 2080.7 | 64.1 | 19308 | 0
SOUTHERN CROSS DC TIE | 2020 | 11 | 8 | 6 | 2049.2 | 78 | 19016 | 0
SOUTHERN CROSS DC TIE | 2020 | 12 | 8 | 6 | 1164.2 | 23.1 | 10803 | 0
SOUTHERN CROSS DC TIE | 2020 | 1 | 9 | 6 | 1485 | 37.7 | 13781 | 0
SOUTHERN CROSS DC TIE | 2020 | 2 | 9 | 6 | 1980.5 | 70.5 | 18379 | 0
SOUTHERN CROSS DC TIE | 2020 | 3 | 9 | 6 | 2053.8 | 78.2 | 19058 | 0
SOUTHERN CROSS DC TIE | 2020 | 4 | 9 | 6 | 546.3 | 5.3 | 5069 | 0
SOUTHERN CROSS DC TIE | 2020 | 5 | 9 | 6 | 195 | 0.7 | 1809 | 0
SOUTHERN CROSS DC TIE | 2020 | 6 | 9 | 6 | 0 | 0 | 0 | 0
SOUTHERN CROSS DC TIE | 2020 | 7 | 9 | 6 | 1161.7 | 26.8 | 12627 | 0
SOUTHERN CROSS DC TIE | 2020 | 8 | 9 | 6 | 0 | 0 | 0 | 0
SOUTHERN CROSS DC TIE | 2020 | 9 | 9 | 6 | 361.9 | 2.9 | 3933 | 0
SOUTHERN CROSS DC TIE | 2020 | 10 | 9 | 6 | 2069.1 | 87.9 | 19201 | 0
SOUTHERN CROSS DC TIE | 2020 | 11 | 9 | 6 | 2036.8 | 84.7 | 18901 | 0
SOUTHERN CROSS DC TIE | 2020 | 12 | 9 | 6 | 1164.7 | 29.4 | 10808 | 0
SOUTHERN CROSS DC TIE | 2020 | 1 | 10 | 6 | 1595.6 | 62.8 | 14807 | 0
SOUTHERN CROSS DC TIE | 2020 | 2 | 10 | 6 | 2084 | 59.2 | 19339 | 0
SOUTHERN CROSS DC TIE | 2020 | 3 | 10 | 6 | 2075.1 | 106.5 | 19257 | 0
SOUTHERN CROSS DC TIE | 2020 | 4 | 10 | 6 | 369.8 | 2.9 | 3431 | 0
SOUTHERN CROSS DC TIE | 2020 | 5 | 10 | 6 | 0 | 0 | 0 | 0
SOUTHERN CROSS DC TIE | 2020 | 6 | 10 | 6 | 0 | 0 | 0 | 0
SOUTHERN CROSS DC TIE | 2020 | 7 | 10 | 6 | 126.4 | 0.4 | 1373 | 0
SOUTHERN CROSS DC TIE | 2020 | 8 | 10 | 6 | 598.4 | 8.4 | 6505 | 0
SOUTHERN CROSS DC TIE | 2020 | 9 | 10 | 6 | 256.1 | 1 | 2783 | 0
SOUTHERN CROSS DC TIE | 2020 | 10 | 10 | 6 | 291.7 | 1.8 | 2707 | 0
SOUTHERN CROSS DC TIE | 2020 | 11 | 10 | 6 | 1869.1 | 65.5 | 17345 | 0
SOUTHERN CROSS DC TIE | 2020 | 12 | 10 | 6 | 1953.9 | 74.8 | 18132 | 0
SOUTHERN CROSS DC TIE | 2020 | 1 | 11 | 6 | 878.4 | 14.9 | 8151 | 0
SOUTHERN CROSS DC TIE | 2020 | 2 | 11 | 6 | 374 | 3.1 | 3471 | 0
SOUTHERN CROSS DC TIE | 2020 | 3 | 11 | 6 | 2087.6 | 82.8 | 19373 | 0
SOUTHERN CROSS DC TIE | 2020 | 4 | 11 | 6 | 798.1 | 11.6 | 7405 | 0
SOUTHERN CROSS DC TIE | 2020 | 5 | 11 | 6 | 242.6 | 1.2 | 2251 | 0
SOUTHERN CROSS DC TIE | 2020 | 6 | 11 | 6 | 111.2 | 0.3 | 1208 | 0
SOUTHERN CROSS DC TIE | 2020 | 7 | 11 | 6 | 159.5 | 0.5 | 1734 | 0
SOUTHERN CROSS DC TIE | 2020 | 8 | 11 | 6 | 461.5 | 4.3 | 5016 | 0
SOUTHERN CROSS DC TIE | 2020 | 9 | 11 | 6 | 283.5 | 1.9 | 3081 | 0
SOUTHERN CROSS DC TIE | 2020 | 10 | 11 | 6 | 226.5 | 1.3 | 2102 | 0
SOUTHERN CROSS DC TIE | 2020 | 11 | 11 | 6 | 2047.7 | 78.7 | 19002 | 0
SOUTHERN CROSS DC TIE | 2020 | 12 | 11 | 6 | 889.3 | 16.6 | 8252 | 0
SOUTHERN CROSS DC TIE | 2020 | 1 | 12 | 6 | 892.3 | 13.7 | 8280 | 0
SOUTHERN CROSS DC TIE | 2020 | 2 | 12 | 6 | 413.1 | 3.2 | 3833 | 0
SOUTHERN CROSS DC TIE | 2020 | 3 | 12 | 6 | 2055.3 | 81.8 | 19073 | 0
SOUTHERN CROSS DC TIE | 2020 | 4 | 12 | 6 | 266.4 | 1.4 | 2471 | 0
SOUTHERN CROSS DC TIE | 2020 | 5 | 12 | 6 | 274.1 | 1.5 | 2543 | 0
SOUTHERN CROSS DC TIE | 2020 | 6 | 12 | 6 | 1126.5 | 25.2 | 12245 | 0
SOUTHERN CROSS DC TIE | 2020 | 7 | 12 | 6 | 0 | 0 | 0 | 0
SOUTHERN CROSS DC TIE | 2020 | 8 | 12 | 6 | 57.9 | 0.1 | 628 | 0
SOUTHERN CROSS DC TIE | 2020 | 9 | 12 | 6 | 0 | 0 | 0 | 0
SOUTHERN CROSS DC TIE | 2020 | 10 | 12 | 6 | 2088 | 66.2 | 19376 | 0
SOUTHERN CROSS DC TIE | 2020 | 11 | 12 | 6 | 1329.6 | 33 | 12338 | 0
SOUTHERN CROSS DC TIE | 2020 | 12 | 12 | 6 | 638.9 | 7.8 | 5929 | 0
SOUTHERN CROSS DC TIE | 2020 | 1 | 13 | 6 | 1701.2 | 53.4 | 15787 | 0
SOUTHERN CROSS DC TIE | 2020 | 2 | 13 | 6 | 703.7 | 9.8 | 6529 | 0
SOUTHERN CROSS DC TIE | 2020 | 3 | 13 | 6 | 2086.3 | 110.1 | 19361 | 0
SOUTHERN CROSS DC TIE | 2020 | 4 | 13 | 6 | 360.9 | 2.6 | 3348 | 0
SOUTHERN CROSS DC TIE | 2020 | 5 | 13 | 6 | 477.2 | 4.8 | 4428 | 0
SOUTHERN CROSS DC TIE | 2020 | 6 | 13 | 6 | 308.6 | 1.9 | 3354 | 0
SOUTHERN CROSS DC TIE | 2020 | 7 | 13 | 6 | 0 | 0 | 0 | 0
SOUTHERN CROSS DC TIE | 2020 | 8 | 13 | 6 | 377.4 | 2.3 | 4102 | 0
SOUTHERN CROSS DC TIE | 2020 | 9 | 13 | 6 | 0 | 0 | 0 | 0
SOUTHERN CROSS DC TIE | 2020 | 10 | 13 | 6 | 2096.4 | 80.3 | 19454 | 0
SOUTHERN CROSS DC TIE | 2020 | 11 | 13 | 6 | 2052.8 | 81.4 | 19050 | 0
SOUTHERN CROSS DC TIE | 2020 | 12 | 13 | 6 | 1381.8 | 37.6 | 12822 | 0
SOUTHERN CROSS DC TIE | 2020 | 1 | 14 | 6 | 1200.5 | 28.4 | 11140 | 0
SOUTHERN CROSS DC TIE | 2020 | 2 | 14 | 6 | 614.5 | 8.9 | 5702 | 0
SOUTHERN CROSS DC TIE | 2020 | 3 | 14 | 6 | 1974.3 | 68 | 18321 | 0
SOUTHERN CROSS DC TIE | 2020 | 4 | 14 | 6 | 700.4 | 6.5 | 6499 | 0
SOUTHERN CROSS DC TIE | 2020 | 5 | 14 | 6 | 373.7 | 3.3 | 3467 | 0
SOUTHERN CROSS DC TIE | 2020 | 6 | 14 | 6 | 121.9 | 0.3 | 1324 | 0
SOUTHERN CROSS DC TIE | 2020 | 7 | 14 | 6 | 605.7 | 9 | 6583 | 0
SOUTHERN CROSS DC TIE | 2020 | 8 | 14 | 6 | 683.2 | 10.3 | 7426 | 0
SOUTHERN CROSS DC TIE | 2020 | 9 | 14 | 6 | 451.4 | 3.8 | 4906 | 0
SOUTHERN CROSS DC TIE | 2020 | 10 | 14 | 6 | 2098.7 | 90.8 | 19476 | 0
SOUTHERN CROSS DC TIE | 2020 | 11 | 14 | 6 | 1141.5 | 25.2 | 10593 | 0
SOUTHERN CROSS DC TIE | 2020 | 12 | 14 | 6 | 427.5 | 3 | 3967 | 0
SOUTHERN CROSS DC TIE | 2020 | 1 | 15 | 6 | 1603.4 | 49.6 | 14879 | 0
SOUTHERN CROSS DC TIE | 2020 | 2 | 15 | 6 | 964 | 16.8 | 8946 | 0
SOUTHERN CROSS DC TIE | 2020 | 3 | 15 | 6 | 1843.1 | 64.2 | 17103 | 0
SOUTHERN CROSS DC TIE | 2020 | 4 | 15 | 6 | 852.1 | 15.9 | 7907 | 0
SOUTHERN CROSS DC TIE | 2020 | 5 | 15 | 6 | 444 | 3.9 | 4120 | 0
SOUTHERN CROSS DC TIE | 2020 | 6 | 15 | 6 | 615.3 | 7.4 | 6687 | 0
SOUTHERN CROSS DC TIE | 2020 | 7 | 15 | 6 | 352.5 | 2.2 | 3831 | 0
SOUTHERN CROSS DC TIE | 2020 | 8 | 15 | 6 | 0 | 0 | 0 | 0
SOUTHERN CROSS DC TIE | 2020 | 9 | 15 | 6 | 141.8 | 0.4 | 1541 | 0
SOUTHERN CROSS DC TIE | 2020 | 10 | 15 | 6 | 2102.5 | 97.6 | 19511 | 0
SOUTHERN CROSS DC TIE | 2020 | 11 | 15 | 6 | 1339.6 | 31 | 12431 | 0
SOUTHERN CROSS DC TIE | 2020 | 12 | 15 | 6 | 306.5 | 1.7 | 2844 | 0
SOUTHERN CROSS DC TIE | 2020 | 1 | 16 | 6 | 2012.8 | 74.2 | 18678 | 0
SOUTHERN CROSS DC TIE | 2020 | 2 | 16 | 6 | 857.2 | 14.4 | 7954 | 0
SOUTHERN CROSS DC TIE | 2020 | 3 | 16 | 6 | 2085.3 | 79.1 | 19351 | 0
SOUTHERN CROSS DC TIE | 2020 | 4 | 16 | 6 | 990.8 | 18.6 | 9194 | 0
SOUTHERN CROSS DC TIE | 2020 | 5 | 16 | 6 | 0 | 0 | 0 | 0
SOUTHERN CROSS DC TIE | 2020 | 6 | 16 | 6 | 171.9 | 0.6 | 1868 | 0
SOUTHERN CROSS DC TIE | 2020 | 7 | 16 | 6 | 519.2 | 8.9 | 5643 | 0
SOUTHERN CROSS DC TIE | 2020 | 8 | 16 | 6 | 387 | 3 | 4206 | 0
SOUTHERN CROSS DC TIE | 2020 | 9 | 16 | 6 | 961.1 | 17.7 | 10447 | 0
SOUTHERN CROSS DC TIE | 2020 | 10 | 16 | 6 | 2092.6 | 76.7 | 19419 | 0
SOUTHERN CROSS DC TIE | 2020 | 11 | 16 | 6 | 1548.3 | 49 | 14368 | 0
SOUTHERN CROSS DC TIE | 2020 | 12 | 16 | 6 | 2095.1 | 83.2 | 19442 | 0
SOUTHERN CROSS DC TIE | 2020 | 1 | 17 | 6 | 1202.3 | 31.2 | 11157 | 0
SOUTHERN CROSS DC TIE | 2020 | 2 | 17 | 6 | 2129.8 | 126.4 | 19764 | 0
SOUTHERN CROSS DC TIE | 2020 | 3 | 17 | 6 | 2065.8 | 75.5 | 19170 | 0
SOUTHERN CROSS DC TIE | 2020 | 4 | 17 | 6 | 978.5 | 20 | 9080 | 0
SOUTHERN CROSS DC TIE | 2020 | 5 | 17 | 6 | 101.9 | 0.3 | 946 | 0
SOUTHERN CROSS DC TIE | 2020 | 6 | 17 | 6 | 45.7 | 0.1 | 497 | 0
SOUTHERN CROSS DC TIE | 2020 | 7 | 17 | 6 | 474.7 | 4.4 | 5160 | 0
SOUTHERN CROSS DC TIE | 2020 | 8 | 17 | 6 | 549.5 | 4.6 | 5972 | 0
SOUTHERN CROSS DC TIE | 2020 | 9 | 17 | 6 | 478.1 | 5.7 | 5197 | 0
SOUTHERN CROSS DC TIE | 2020 | 10 | 17 | 6 | 1263.1 | 31.5 | 11721 | 0
SOUTHERN CROSS DC TIE | 2020 | 11 | 17 | 6 | 1295.4 | 51.4 | 12021 | 0
SOUTHERN CROSS DC TIE | 2020 | 12 | 17 | 6 | 2100.9 | 83.4 | 19496 | 0
SOUTHERN CROSS DC TIE | 2020 | 1 | 18 | 6 | 1597.7 | 51.7 | 14826 | 0
SOUTHERN CROSS DC TIE | 2020 | 2 | 18 | 6 | 1744.9 | 53.4 | 16192 | 0
SOUTHERN CROSS DC TIE | 2020 | 3 | 18 | 6 | 2072.5 | 81.9 | 19232 | 0
SOUTHERN CROSS DC TIE | 2020 | 4 | 18 | 6 | 1307.6 | 33.8 | 12134 | 0
SOUTHERN CROSS DC TIE | 2020 | 5 | 18 | 6 | 567.3 | 6 | 5264 | 0
SOUTHERN CROSS DC TIE | 2020 | 6 | 18 | 6 | 17.2 | 0 | 186 | 0
SOUTHERN CROSS DC TIE | 2020 | 7 | 18 | 6 | 0 | 0 | 0 | 0
SOUTHERN CROSS DC TIE | 2020 | 8 | 18 | 6 | 930.4 | 15.4 | 10113 | 0
SOUTHERN CROSS DC TIE | 2020 | 9 | 18 | 6 | 442 | 4.1 | 4804 | 0
SOUTHERN CROSS DC TIE | 2020 | 10 | 18 | 6 | 2080 | 77.2 | 19302 | 0
SOUTHERN CROSS DC TIE | 2020 | 11 | 18 | 6 | 798.1 | 14.3 | 7406 | 0
SOUTHERN CROSS DC TIE | 2020 | 12 | 18 | 6 | 723.4 | 11.8 | 6713 | 0
SOUTHERN CROSS DC TIE | 2020 | 1 | 19 | 6 | 671.6 | 10 | 6232 | 0
SOUTHERN CROSS DC TIE | 2020 | 2 | 19 | 6 | 624.7 | 6.6 | 5797 | 0
SOUTHERN CROSS DC TIE | 2020 | 3 | 19 | 6 | 2072.3 | 69.3 | 19231 | 0
SOUTHERN CROSS DC TIE | 2020 | 4 | 19 | 6 | 318.5 | 2.2 | 2955 | 0
SOUTHERN CROSS DC TIE | 2020 | 5 | 19 | 6 | 204.3 | 1.1 | 1896 | 0
SOUTHERN CROSS DC TIE | 2020 | 6 | 19 | 6 | 0 | 0 | 0 | 0
SOUTHERN CROSS DC TIE | 2020 | 7 | 19 | 6 | 0 | 0 | 0 | 0
SOUTHERN CROSS DC TIE | 2020 | 8 | 19 | 6 | 1068.9 | 22.7 | 11619 | 0
SOUTHERN CROSS DC TIE | 2020 | 9 | 19 | 6 | 0 | 0 | 0 | 0
SOUTHERN CROSS DC TIE | 2020 | 10 | 19 | 6 | 2092.1 | 122 | 19414 | 0
SOUTHERN CROSS DC TIE | 2020 | 11 | 19 | 6 | 766.6 | 11.9 | 7113 | 0
SOUTHERN CROSS DC TIE | 2020 | 12 | 19 | 6 | 755.3 | 11.2 | 7009 | 0
SOUTHERN CROSS DC TIE | 2020 | 1 | 20 | 6 | 2090.6 | 86.4 | 19400 | 0
SOUTHERN CROSS DC TIE | 2020 | 2 | 20 | 6 | 345.7 | 2.7 | 3208 | 0
SOUTHERN CROSS DC TIE | 2020 | 3 | 20 | 6 | 1200.9 | 22.5 | 11144 | 0
SOUTHERN CROSS DC TIE | 2020 | 4 | 20 | 6 | 1169.4 | 20.5 | 10851 | 0
SOUTHERN CROSS DC TIE | 2020 | 5 | 20 | 6 | 351.4 | 2.6 | 3261 | 0
SOUTHERN CROSS DC TIE | 2020 | 6 | 20 | 6 | 0 | 0 | 0 | 0
SOUTHERN CROSS DC TIE | 2020 | 7 | 20 | 6 | 0 | 0 | 0 | 0
SOUTHERN CROSS DC TIE | 2020 | 8 | 20 | 6 | 987.3 | 21.3 | 10731 | 0
SOUTHERN CROSS DC TIE | 2020 | 9 | 20 | 6 | 47.5 | 0.1 | 516 | 0
SOUTHERN CROSS DC TIE | 2020 | 10 | 20 | 6 | 2073.2 | 80 | 19238 | 0
SOUTHERN CROSS DC TIE | 2020 | 11 | 20 | 6 | 637.9 | 8 | 5919 | 0
SOUTHERN CROSS DC TIE | 2020 | 12 | 20 | 6 | 0 | 0 | 0 | 0
SOUTHERN CROSS DC TIE | 2020 | 1 | 21 | 6 | 1038.5 | 19.5 | 9636 | 0
SOUTHERN CROSS DC TIE | 2020 | 2 | 21 | 6 | 541.9 | 5.2 | 5029 | 0
SOUTHERN CROSS DC TIE | 2020 | 3 | 21 | 6 | 1016.1 | 21.2 | 9429 | 0
SOUTHERN CROSS DC TIE | 2020 | 4 | 21 | 6 | 2093.4 | 81.3 | 19426 | 0
SOUTHERN CROSS DC TIE | 2020 | 5 | 21 | 6 | 175.2 | 0.8 | 1625 | 0
SOUTHERN CROSS DC TIE | 2020 | 6 | 21 | 6 | 0 | 0 | 0 | 0
SOUTHERN CROSS DC TIE | 2020 | 7 | 21 | 6 | 713.9 | 11.1 | 7760 | 0
SOUTHERN CROSS DC TIE | 2020 | 8 | 21 | 6 | 967.8 | 18.4 | 10519 | 0
SOUTHERN CROSS DC TIE | 2020 | 9 | 21 | 6 | 655.5 | 9.4 | 7124 | 0
SOUTHERN CROSS DC TIE | 2020 | 10 | 21 | 6 | 1912 | 55 | 17743 | 0
SOUTHERN CROSS DC TIE | 2020 | 11 | 21 | 6 | 564.7 | 6 | 5240 | 0
SOUTHERN CROSS DC TIE | 2020 | 12 | 21 | 6 | 1694.5 | 50.2 | 15724 | 0
SOUTHERN CROSS DC TIE | 2020 | 1 | 22 | 6 | 1352.7 | 46.3 | 12553 | 0
SOUTHERN CROSS DC TIE | 2020 | 2 | 22 | 6 | 732.7 | 10.1 | 6799 | 0
SOUTHERN CROSS DC TIE | 2020 | 3 | 22 | 6 | 543.4 | 6.1 | 5042 | 0
SOUTHERN CROSS DC TIE | 2020 | 4 | 22 | 6 | 607.2 | 7.4 | 5635 | 0
SOUTHERN CROSS DC TIE | 2020 | 5 | 22 | 6 | 775.6 | 15.1 | 7197 | 0
SOUTHERN CROSS DC TIE | 2020 | 6 | 22 | 6 | 0 | 0 | 0 | 0
SOUTHERN CROSS DC TIE | 2020 | 7 | 22 | 6 | 869.9 | 14.5 | 9455 | 0
SOUTHERN CROSS DC TIE | 2020 | 8 | 22 | 6 | 0 | 0 | 0 | 0
SOUTHERN CROSS DC TIE | 2020 | 9 | 22 | 6 | 142.5 | 0.4 | 1549 | 0
SOUTHERN CROSS DC TIE | 2020 | 10 | 22 | 6 | 1314 | 30.5 | 12194 | 0
SOUTHERN CROSS DC TIE | 2020 | 11 | 22 | 6 | 878.6 | 17.4 | 8153 | 0
SOUTHERN CROSS DC TIE | 2020 | 12 | 22 | 6 | 821.1 | 18.5 | 7620 | 0
SOUTHERN CROSS DC TIE | 2020 | 1 | 23 | 6 | 2088.2 | 85.8 | 19378 | 0
SOUTHERN CROSS DC TIE | 2020 | 2 | 23 | 6 | 712 | 10.6 | 6606 | 0
SOUTHERN CROSS DC TIE | 2020 | 3 | 23 | 6 | 843.2 | 15.3 | 7824 | 0
SOUTHERN CROSS DC TIE | 2020 | 4 | 23 | 6 | 597.9 | 5.6 | 5548 | 0
SOUTHERN CROSS DC TIE | 2020 | 5 | 23 | 6 | 713.2 | 10.1 | 6618 | 0
SOUTHERN CROSS DC TIE | 2020 | 6 | 23 | 6 | 0 | 0 | 0 | 0
SOUTHERN CROSS DC TIE | 2020 | 7 | 23 | 6 | 1395.3 | 39.3 | 15166 | 0
SOUTHERN CROSS DC TIE | 2020 | 8 | 23 | 6 | 0 | 0 | 0 | 0
SOUTHERN CROSS DC TIE | 2020 | 9 | 23 | 6 | 405.6 | 4 | 4408 | 0
SOUTHERN CROSS DC TIE | 2020 | 10 | 23 | 6 | 2075.6 | 69.7 | 19261 | 0
SOUTHERN CROSS DC TIE | 2020 | 11 | 23 | 6 | 338.8 | 2.3 | 3143 | 0
SOUTHERN CROSS DC TIE | 2020 | 12 | 23 | 6 | 2093.8 | 77.6 | 19430 | 0
SOUTHERN CROSS DC TIE | 2020 | 1 | 24 | 6 | 1926.8 | 66.6 | 17880 | 0
SOUTHERN CROSS DC TIE | 2020 | 2 | 24 | 6 | 1140.8 | 24.3 | 10586 | 0
SOUTHERN CROSS DC TIE | 2020 | 3 | 24 | 6 | 884 | 15.4 | 8203 | 0
SOUTHERN CROSS DC TIE | 2020 | 4 | 24 | 6 | 468.2 | 4.6 | 4345 | 0
SOUTHERN CROSS DC TIE | 2020 | 5 | 24 | 6 | 56.3 | 0.1 | 522 | 0
SOUTHERN CROSS DC TIE | 2020 | 6 | 24 | 6 | 339.4 | 2.3 | 3689 | 0
SOUTHERN CROSS DC TIE | 2020 | 7 | 24 | 6 | 1230.9 | 23.7 | 13379 | 0
SOUTHERN CROSS DC TIE | 2020 | 8 | 24 | 6 | 775.4 | 15.7 | 8428 | 0
SOUTHERN CROSS DC TIE | 2020 | 9 | 24 | 6 | 378.2 | 3.1 | 4110 | 0
SOUTHERN CROSS DC TIE | 2020 | 10 | 24 | 6 | 448.1 | 4.5 | 4158 | 0
SOUTHERN CROSS DC TIE | 2020 | 11 | 24 | 6 | 2081.9 | 76.7 | 19320 | 0
SOUTHERN CROSS DC TIE | 2020 | 12 | 24 | 6 | 2089.5 | 78.9 | 19390 | 0
SOUTHERN CROSS DC TIE | 2020 | 1 | 25 | 6 | 993.6 | 19.7 | 9220 | 0
SOUTHERN CROSS DC TIE | 2020 | 2 | 25 | 6 | 2071.3 | 82.8 | 19221 | 0
SOUTHERN CROSS DC TIE | 2020 | 3 | 25 | 6 | 1482.9 | 40 | 13761 | 0
SOUTHERN CROSS DC TIE | 2020 | 4 | 25 | 6 | 0 | 0 | 0 | 0
SOUTHERN CROSS DC TIE | 2020 | 5 | 25 | 6 | 0 | 0 | 0 | 0
SOUTHERN CROSS DC TIE | 2020 | 6 | 25 | 6 | 0 | 0 | 0 | 0
SOUTHERN CROSS DC TIE | 2020 | 7 | 25 | 6 | 703.1 | 9.1 | 7642 | 0
SOUTHERN CROSS DC TIE | 2020 | 8 | 25 | 6 | 1338.5 | 41.3 | 14549 | 0
SOUTHERN CROSS DC TIE | 2020 | 9 | 25 | 6 | 1857 | 59.8 | 20185 | 0
SOUTHERN CROSS DC TIE | 2020 | 10 | 25 | 6 | 1695.4 | 61.3 | 15733 | 0
SOUTHERN CROSS DC TIE | 2020 | 11 | 25 | 6 | 2057.9 | 80.7 | 19097 | 0
SOUTHERN CROSS DC TIE | 2020 | 12 | 25 | 6 | 1391.2 | 35.5 | 12910 | 0
SOUTHERN CROSS DC TIE | 2020 | 1 | 26 | 6 | 1094.2 | 23.1 | 10154 | 0
SOUTHERN CROSS DC TIE | 2020 | 2 | 26 | 6 | 893.7 | 17.3 | 8293 | 0
SOUTHERN CROSS DC TIE | 2020 | 3 | 26 | 6 | 1605.5 | 48.9 | 14899 | 0
SOUTHERN CROSS DC TIE | 2020 | 4 | 26 | 6 | 235.8 | 1.1 | 2187 | 0
SOUTHERN CROSS DC TIE | 2020 | 5 | 26 | 6 | 0 | 0 | 0 | 0
SOUTHERN CROSS DC TIE | 2020 | 6 | 26 | 6 | 0 | 0 | 0 | 0
SOUTHERN CROSS DC TIE | 2020 | 7 | 26 | 6 | 180.4 | 0.7 | 1960 | 0
SOUTHERN CROSS DC TIE | 2020 | 8 | 26 | 6 | 1440.8 | 38 | 15661 | 0
SOUTHERN CROSS DC TIE | 2020 | 9 | 26 | 6 | 800.5 | 14.3 | 8701 | 0
SOUTHERN CROSS DC TIE | 2020 | 10 | 26 | 6 | 2087.2 | 62 | 19369 | 0
SOUTHERN CROSS DC TIE | 2020 | 11 | 26 | 6 | 596.4 | 6.8 | 5534 | 0
SOUTHERN CROSS DC TIE | 2020 | 12 | 26 | 6 | 186.5 | 0.7 | 1730 | 0
SOUTHERN CROSS DC TIE | 2020 | 1 | 27 | 6 | 1317.6 | 28.8 | 12227 | 0
SOUTHERN CROSS DC TIE | 2020 | 2 | 27 | 6 | 2086 | 74 | 19358 | 0
SOUTHERN CROSS DC TIE | 2020 | 3 | 27 | 6 | 983.3 | 19.1 | 9124 | 0
SOUTHERN CROSS DC TIE | 2020 | 4 | 27 | 6 | 1728.3 | 40.8 | 16038 | 0
SOUTHERN CROSS DC TIE | 2020 | 5 | 27 | 6 | 0 | 0 | 0 | 0
SOUTHERN CROSS DC TIE | 2020 | 6 | 27 | 6 | 0 | 0 | 0 | 0
SOUTHERN CROSS DC TIE | 2020 | 7 | 27 | 6 | 640 | 8 | 6956 | 0
SOUTHERN CROSS DC TIE | 2020 | 8 | 27 | 6 | 1208.4 | 30.7 | 13135 | 0
SOUTHERN CROSS DC TIE | 2020 | 9 | 27 | 6 | 1054.2 | 21.8 | 11458 | 0
SOUTHERN CROSS DC TIE | 2020 | 10 | 27 | 6 | 884.5 | 15.2 | 8208 | 0
SOUTHERN CROSS DC TIE | 2020 | 11 | 27 | 6 | 1224.2 | 29.3 | 11360 | 0
SOUTHERN CROSS DC TIE | 2020 | 12 | 27 | 6 | 0 | 0 | 0 | 0
SOUTHERN CROSS DC TIE | 2020 | 1 | 28 | 6 | 2085.7 | 80.3 | 19355 | 0
SOUTHERN CROSS DC TIE | 2020 | 2 | 28 | 6 | 1352.1 | 38.6 | 12547 | 0
SOUTHERN CROSS DC TIE | 2020 | 3 | 28 | 6 | 584.7 | 6.8 | 5426 | 0
SOUTHERN CROSS DC TIE | 2020 | 4 | 28 | 6 | 174.3 | 0.6 | 1617 | 0
SOUTHERN CROSS DC TIE | 2020 | 5 | 28 | 6 | 0 | 0 | 0 | 0
SOUTHERN CROSS DC TIE | 2020 | 6 | 28 | 6 | 0 | 0 | 0 | 0
SOUTHERN CROSS DC TIE | 2020 | 7 | 28 | 6 | 1349 | 35.1 | 14663 | 0
SOUTHERN CROSS DC TIE | 2020 | 8 | 28 | 6 | 889.8 | 16.9 | 9671 | 0
SOUTHERN CROSS DC TIE | 2020 | 9 | 28 | 6 | 972.4 | 24.1 | 10570 | 0
SOUTHERN CROSS DC TIE | 2020 | 10 | 28 | 6 | 970 | 20 | 9001 | 0
SOUTHERN CROSS DC TIE | 2020 | 11 | 28 | 6 | 1297.6 | 40.4 | 12041 | 0
SOUTHERN CROSS DC TIE | 2020 | 12 | 28 | 6 | 2074.6 | 78.2 | 19252 | 0
SOUTHERN CROSS DC TIE | 2020 | 1 | 29 | 6 | 771.3 | 9 | 7157 | 0
SOUTHERN CROSS DC TIE | 2020 | 2 | 29 | 6 | 949.5 | 13.8 | 8810 | 0
SOUTHERN CROSS DC TIE | 2020 | 3 | 29 | 6 | 794 | 8.5 | 7368 | 0
SOUTHERN CROSS DC TIE | 2020 | 4 | 29 | 6 | 0 | 0 | 0 | 0
SOUTHERN CROSS DC TIE | 2020 | 5 | 29 | 6 | 0 | 0 | 0 | 0
SOUTHERN CROSS DC TIE | 2020 | 6 | 29 | 6 | 0 | 0 | 0 | 0
SOUTHERN CROSS DC TIE | 2020 | 7 | 29 | 6 | 927.3 | 20.3 | 10079 | 0
SOUTHERN CROSS DC TIE | 2020 | 8 | 29 | 6 | 249.3 | 1.4 | 2709 | 0
SOUTHERN CROSS DC TIE | 2020 | 9 | 29 | 6 | 1002 | 23 | 10891 | 0
SOUTHERN CROSS DC TIE | 2020 | 10 | 29 | 6 | 2082.6 | 70.3 | 19326 | 0
SOUTHERN CROSS DC TIE | 2020 | 11 | 29 | 6 | 1814.2 | 62.4 | 16835 | 0
SOUTHERN CROSS DC TIE | 2020 | 12 | 29 | 6 | 1255.9 | 30.2 | 11654 | 0
SOUTHERN CROSS DC TIE | 2020 | 1 | 30 | 6 | 1415.9 | 41.4 | 13139 | 0
SOUTHERN CROSS DC TIE | 2020 | 3 | 30 | 6 | 2069.6 | 86.2 | 19206 | 0
SOUTHERN CROSS DC TIE | 2020 | 4 | 30 | 6 | 85.7 | 0.2 | 794 | 0
SOUTHERN CROSS DC TIE | 2020 | 5 | 30 | 6 | 0 | 0 | 0 | 0
SOUTHERN CROSS DC TIE | 2020 | 6 | 30 | 6 | 0 | 0 | 0 | 0
SOUTHERN CROSS DC TIE | 2020 | 7 | 30 | 6 | 774 | 10.7 | 8412 | 0
SOUTHERN CROSS DC TIE | 2020 | 8 | 30 | 6 | 240.4 | 1.2 | 2612 | 0
SOUTHERN CROSS DC TIE | 2020 | 9 | 30 | 6 | 765 | 13.9 | 8315 | 0
SOUTHERN CROSS DC TIE | 2020 | 10 | 30 | 6 | 2108.6 | 102.7 | 19567 | 0
SOUTHERN CROSS DC TIE | 2020 | 11 | 30 | 6 | 1678.7 | 41.3 | 15578 | 0
SOUTHERN CROSS DC TIE | 2020 | 12 | 30 | 6 | 2087.8 | 87.9 | 19374 | 0
SOUTHERN CROSS DC TIE | 2020 | 1 | 31 | 6 | 418.3 | 3.2 | 3881 | 0
SOUTHERN CROSS DC TIE | 2020 | 3 | 31 | 6 | 1401 | 32.8 | 13001 | 0
SOUTHERN CROSS DC TIE | 2020 | 5 | 31 | 6 | 0 | 0 | 0 | 0
SOUTHERN CROSS DC TIE | 2020 | 7 | 31 | 6 | 903.3 | 12.7 | 9818 | 0
SOUTHERN CROSS DC TIE | 2020 | 8 | 31 | 6 | 958.5 | 18.6 | 10419 | 0
SOUTHERN CROSS DC TIE | 2020 | 10 | 31 | 6 | 1052.2 | 15.4 | 9764 | 0
SOUTHERN CROSS DC TIE | 2020 | 12 | 31 | 6 | 2080.1 | 76.7 | 19303 | 0
SOUTHERN CROSS DC TIE | 2020 | 1 | 1 | 7 | 1460.3 | 49.2 | 13551 | 0
SOUTHERN CROSS DC TIE | 2020 | 2 | 1 | 7 | 459.5 | 4.3 | 4263 | 0
SOUTHERN CROSS DC TIE | 2020 | 3 | 1 | 7 | 1156.9 | 26.1 | 10735 | 0
SOUTHERN CROSS DC TIE | 2020 | 4 | 1 | 7 | 2087.4 | 102.2 | 19371 | 0
SOUTHERN CROSS DC TIE | 2020 | 5 | 1 | 7 | 1248.9 | 31.3 | 11589 | 0
SOUTHERN CROSS DC TIE | 2020 | 6 | 1 | 7 | 1209.7 | 36.9 | 13149 | 0
SOUTHERN CROSS DC TIE | 2020 | 7 | 1 | 7 | 1132.3 | 32.2 | 12308 | 0
SOUTHERN CROSS DC TIE | 2020 | 8 | 1 | 7 | 684.4 | 8.6 | 7439 | 0
SOUTHERN CROSS DC TIE | 2020 | 9 | 1 | 7 | 57 | 0.1 | 619 | 0
SOUTHERN CROSS DC TIE | 2020 | 10 | 1 | 7 | 1807.4 | 59.5 | 16772 | 0
SOUTHERN CROSS DC TIE | 2020 | 11 | 1 | 7 | 461 | 3.9 | 4278 | 0
SOUTHERN CROSS DC TIE | 2020 | 12 | 1 | 7 | 1719.8 | 70.6 | 15959 | 0
SOUTHERN CROSS DC TIE | 2020 | 1 | 2 | 7 | 2073.4 | 73.1 | 19241 | 0
SOUTHERN CROSS DC TIE | 2020 | 2 | 2 | 7 | 2072.2 | 79.4 | 19230 | 0
SOUTHERN CROSS DC TIE | 2020 | 3 | 2 | 7 | 769.8 | 11.8 | 7143 | 0
SOUTHERN CROSS DC TIE | 2020 | 4 | 2 | 7 | 1737.6 | 69.5 | 16125 | 0
SOUTHERN CROSS DC TIE | 2020 | 5 | 2 | 7 | 470.2 | 4.2 | 4363 | 0
SOUTHERN CROSS DC TIE | 2020 | 6 | 2 | 7 | 91.2 | 0.2 | 991 | 0
SOUTHERN CROSS DC TIE | 2020 | 7 | 2 | 7 | 553.2 | 6.5 | 6013 | 0
SOUTHERN CROSS DC TIE | 2020 | 8 | 2 | 7 | 0 | 0 | 0 | 0
SOUTHERN CROSS DC TIE | 2020 | 9 | 2 | 7 | 388.7 | 2.5 | 4224 | 0
SOUTHERN CROSS DC TIE | 2020 | 10 | 2 | 7 | 2104.6 | 112 | 19530 | 0
SOUTHERN CROSS DC TIE | 2020 | 11 | 2 | 7 | 0 | 0 | 0 | 0
SOUTHERN CROSS DC TIE | 2020 | 12 | 2 | 7 | 2102 | 82.2 | 19506 | 0
SOUTHERN CROSS DC TIE | 2020 | 1 | 3 | 7 | 1718.8 | 50.9 | 15950 | 0
SOUTHERN CROSS DC TIE | 2020 | 2 | 3 | 7 | 1903.4 | 68.7 | 17663 | 0
SOUTHERN CROSS DC TIE | 2020 | 3 | 3 | 7 | 2051 | 82.6 | 19033 | 0
SOUTHERN CROSS DC TIE | 2020 | 4 | 3 | 7 | 866.6 | 18.4 | 8041 | 0
SOUTHERN CROSS DC TIE | 2020 | 5 | 3 | 7 | 0 | 0 | 0 | 0
SOUTHERN CROSS DC TIE | 2020 | 6 | 3 | 7 | 728.9 | 9.4 | 7923 | 0
SOUTHERN CROSS DC TIE | 2020 | 7 | 3 | 7 | 446.3 | 3.5 | 4851 | 0
SOUTHERN CROSS DC TIE | 2020 | 8 | 3 | 7 | 794.2 | 13.3 | 8632 | 0
SOUTHERN CROSS DC TIE | 2020 | 9 | 3 | 7 | 0 | 0 | 0 | 0
SOUTHERN CROSS DC TIE | 2020 | 10 | 3 | 7 | 2079.7 | 68.3 | 19299 | 0
SOUTHERN CROSS DC TIE | 2020 | 11 | 3 | 7 | 965 | 19.2 | 8954 | 0
SOUTHERN CROSS DC TIE | 2020 | 12 | 3 | 7 | 2097.1 | 79.7 | 19460 | 0
SOUTHERN CROSS DC TIE | 2020 | 1 | 4 | 7 | 642.9 | 8.2 | 5966 | 0
SOUTHERN CROSS DC TIE | 2020 | 2 | 4 | 7 | 1730.9 | 62.5 | 16062 | 0
SOUTHERN CROSS DC TIE | 2020 | 3 | 4 | 7 | 2083 | 71.9 | 19330 | 0
SOUTHERN CROSS DC TIE | 2020 | 4 | 4 | 7 | 186 | 0.6 | 1726 | 0
SOUTHERN CROSS DC TIE | 2020 | 5 | 4 | 7 | 945.6 | 17.5 | 8775 | 0
SOUTHERN CROSS DC TIE | 2020 | 6 | 4 | 7 | 38.2 | 0 | 414 | 0
SOUTHERN CROSS DC TIE | 2020 | 7 | 4 | 7 | 82.8 | 0.1 | 900 | 0
SOUTHERN CROSS DC TIE | 2020 | 8 | 4 | 7 | 776.3 | 11.1 | 8438 | 0
SOUTHERN CROSS DC TIE | 2020 | 9 | 4 | 7 | 364.8 | 2.7 | 3965 | 0
SOUTHERN CROSS DC TIE | 2020 | 10 | 4 | 7 | 105.7 | 0.2 | 980 | 0
SOUTHERN CROSS DC TIE | 2020 | 11 | 4 | 7 | 1525.1 | 45.8 | 14153 | 0
SOUTHERN CROSS DC TIE | 2020 | 12 | 4 | 7 | 874.5 | 15.2 | 8115 | 0
SOUTHERN CROSS DC TIE | 2020 | 1 | 5 | 7 | 968.3 | 19.4 | 8985 | 0
SOUTHERN CROSS DC TIE | 2020 | 2 | 5 | 7 | 2081.2 | 70.9 | 19313 | 0
SOUTHERN CROSS DC TIE | 2020 | 3 | 5 | 7 | 2080.7 | 86.4 | 19308 | 0
SOUTHERN CROSS DC TIE | 2020 | 4 | 5 | 7 | 0 | 0 | 0 | 0
SOUTHERN CROSS DC TIE | 2020 | 5 | 5 | 7 | 1154.5 | 27.3 | 10713 | 0
SOUTHERN CROSS DC TIE | 2020 | 6 | 5 | 7 | 415.5 | 4.6 | 4516 | 0
SOUTHERN CROSS DC TIE | 2020 | 7 | 5 | 7 | 0 | 0 | 0 | 0
SOUTHERN CROSS DC TIE | 2020 | 8 | 5 | 7 | 901.3 | 21.1 | 9796 | 0
SOUTHERN CROSS DC TIE | 2020 | 9 | 5 | 7 | 0 | 0 | 0 | 0
SOUTHERN CROSS DC TIE | 2020 | 10 | 5 | 7 | 1697.3 | 34.8 | 15751 | 0
SOUTHERN CROSS DC TIE | 2020 | 11 | 5 | 7 | 1178.6 | 28.3 | 10937 | 0
SOUTHERN CROSS DC TIE | 2020 | 12 | 5 | 7 | 822.1 | 13.8 | 7628 | 0
SOUTHERN CROSS DC TIE | 2020 | 1 | 6 | 7 | 1221.2 | 16.3 | 11332 | 0
SOUTHERN CROSS DC TIE | 2020 | 2 | 6 | 7 | 1343.9 | 31.5 | 12471 | 0
SOUTHERN CROSS DC TIE | 2020 | 3 | 6 | 7 | 2093.6 | 103.7 | 19428 | 0
SOUTHERN CROSS DC TIE | 2020 | 4 | 6 | 7 | 294 | 1.8 | 2728 | 0
SOUTHERN CROSS DC TIE | 2020 | 5 | 6 | 7 | 1209 | 36.9 | 11219 | 0
SOUTHERN CROSS DC TIE | 2020 | 6 | 6 | 7 | 0 | 0 | 0 | 0
SOUTHERN CROSS DC TIE | 2020 | 7 | 6 | 7 | 519.2 | 5.5 | 5643 | 0
SOUTHERN CROSS DC TIE | 2020 | 8 | 6 | 7 | 1228.8 | 25.6 | 13356 | 0
SOUTHERN CROSS DC TIE | 2020 | 9 | 6 | 7 | 0 | 0 | 0 | 0
SOUTHERN CROSS DC TIE | 2020 | 10 | 6 | 7 | 2115.8 | 99 | 19634 | 0
SOUTHERN CROSS DC TIE | 2020 | 11 | 6 | 7 | 965.9 | 18.5 | 8963 | 0
SOUTHERN CROSS DC TIE | 2020 | 12 | 6 | 7 | 796.7 | 13.2 | 7393 | 0
SOUTHERN CROSS DC TIE | 2020 | 1 | 7 | 7 | 1894.7 | 68 | 17582 | 0
SOUTHERN CROSS DC TIE | 2020 | 2 | 7 | 7 | 715.9 | 11.2 | 6643 | 0
SOUTHERN CROSS DC TIE | 2020 | 3 | 7 | 7 | 2045 | 88.8 | 18977 | 0
SOUTHERN CROSS DC TIE | 2020 | 4 | 7 | 7 | 971.7 | 18.1 | 9017 | 0
SOUTHERN CROSS DC TIE | 2020 | 5 | 7 | 7 | 1111.6 | 35.2 | 10315 | 0
SOUTHERN CROSS DC TIE | 2020 | 6 | 7 | 7 | 0 | 0 | 0 | 0
SOUTHERN CROSS DC TIE | 2020 | 7 | 7 | 7 | 2091 | 85.3 | 22728 | 0
SOUTHERN CROSS DC TIE | 2020 | 8 | 7 | 7 | 944.6 | 22 | 10267 | 0
SOUTHERN CROSS DC TIE | 2020 | 9 | 7 | 7 | 615.5 | 9.1 | 6690 | 0
SOUTHERN CROSS DC TIE | 2020 | 10 | 7 | 7 | 2108.8 | 84.6 | 19569 | 0
SOUTHERN CROSS DC TIE | 2020 | 11 | 7 | 7 | 681.3 | 8.6 | 6322 | 0
SOUTHERN CROSS DC TIE | 2020 | 12 | 7 | 7 | 2084.8 | 73.9 | 19346 | 0
SOUTHERN CROSS DC TIE | 2020 | 1 | 8 | 7 | 1007.4 | 20 | 9348 | 0
SOUTHERN CROSS DC TIE | 2020 | 2 | 8 | 7 | 0 | 0 | 0 | 0
SOUTHERN CROSS DC TIE | 2020 | 3 | 8 | 7 | 742.5 | 12 | 6890 | 0
SOUTHERN CROSS DC TIE | 2020 | 4 | 8 | 7 | 1247.8 | 36.7 | 11579 | 0
SOUTHERN CROSS DC TIE | 2020 | 5 | 8 | 7 | 789.5 | 14.5 | 7326 | 0
SOUTHERN CROSS DC TIE | 2020 | 6 | 8 | 7 | 81.2 | 0.1 | 882 | 0
SOUTHERN CROSS DC TIE | 2020 | 7 | 8 | 7 | 1551.5 | 48.8 | 16864 | 0
SOUTHERN CROSS DC TIE | 2020 | 8 | 8 | 7 | 0 | 0 | 0 | 0
SOUTHERN CROSS DC TIE | 2020 | 9 | 8 | 7 | 1031 | 15.4 | 11206 | 0
SOUTHERN CROSS DC TIE | 2020 | 10 | 8 | 7 | 2128.4 | 133.2 | 19751 | 0
SOUTHERN CROSS DC TIE | 2020 | 11 | 8 | 7 | 2051.3 | 79.6 | 19036 | 0
SOUTHERN CROSS DC TIE | 2020 | 12 | 8 | 7 | 1601.1 | 49.6 | 14857 | 0
SOUTHERN CROSS DC TIE | 2020 | 1 | 9 | 7 | 1261.2 | 29.6 | 11703 | 0
SOUTHERN CROSS DC TIE | 2020 | 2 | 9 | 7 | 1965.7 | 73.1 | 18241 | 0
SOUTHERN CROSS DC TIE | 2020 | 3 | 9 | 7 | 1533.6 | 47.5 | 14231 | 0
SOUTHERN CROSS DC TIE | 2020 | 4 | 9 | 7 | 1821.8 | 63.2 | 16906 | 0
SOUTHERN CROSS DC TIE | 2020 | 5 | 9 | 7 | 56.4 | 0.1 | 522 | 0
SOUTHERN CROSS DC TIE | 2020 | 6 | 9 | 7 | 507.2 | 6.5 | 5513 | 0
SOUTHERN CROSS DC TIE | 2020 | 7 | 9 | 7 | 1655.9 | 54.8 | 17999 | 0
SOUTHERN CROSS DC TIE | 2020 | 8 | 9 | 7 | 135.6 | 0.3 | 1473 | 0
SOUTHERN CROSS DC TIE | 2020 | 9 | 9 | 7 | 853.7 | 18.8 | 9279 | 0
SOUTHERN CROSS DC TIE | 2020 | 10 | 9 | 7 | 2085.8 | 92.5 | 19355 | 0
SOUTHERN CROSS DC TIE | 2020 | 11 | 9 | 7 | 724.4 | 10.5 | 6722 | 0
SOUTHERN CROSS DC TIE | 2020 | 12 | 9 | 7 | 1559.9 | 46.3 | 14476 | 0
SOUTHERN CROSS DC TIE | 2020 | 1 | 10 | 7 | 1429 | 37.3 | 13260 | 0
SOUTHERN CROSS DC TIE | 2020 | 2 | 10 | 7 | 2081.3 | 84.1 | 19314 | 0
SOUTHERN CROSS DC TIE | 2020 | 3 | 10 | 7 | 2085.6 | 82.9 | 19354 | 0
SOUTHERN CROSS DC TIE | 2020 | 4 | 10 | 7 | 1298.4 | 32.7 | 12049 | 0
SOUTHERN CROSS DC TIE | 2020 | 5 | 10 | 7 | 0 | 0 | 0 | 0
SOUTHERN CROSS DC TIE | 2020 | 6 | 10 | 7 | 280.8 | 1.9 | 3051 | 0
SOUTHERN CROSS DC TIE | 2020 | 7 | 10 | 7 | 205.9 | 0.6 | 2238 | 0
SOUTHERN CROSS DC TIE | 2020 | 8 | 10 | 7 | 899.1 | 18.3 | 9773 | 0
SOUTHERN CROSS DC TIE | 2020 | 9 | 10 | 7 | 614.2 | 9.8 | 6676 | 0
SOUTHERN CROSS DC TIE | 2020 | 10 | 10 | 7 | 365 | 2.8 | 3387 | 0
SOUTHERN CROSS DC TIE | 2020 | 11 | 10 | 7 | 1615.6 | 66.4 | 14992 | 0
SOUTHERN CROSS DC TIE | 2020 | 12 | 10 | 7 | 2086.5 | 73.7 | 19362 | 0
SOUTHERN CROSS DC TIE | 2020 | 1 | 11 | 7 | 1314.2 | 30.3 | 12196 | 0
SOUTHERN CROSS DC TIE | 2020 | 2 | 11 | 7 | 1923.8 | 67.5 | 17853 | 0
SOUTHERN CROSS DC TIE | 2020 | 3 | 11 | 7 | 2084.9 | 77.4 | 19347 | 0
SOUTHERN CROSS DC TIE | 2020 | 4 | 11 | 7 | 504.5 | 4.7 | 4682 | 0
SOUTHERN CROSS DC TIE | 2020 | 5 | 11 | 7 | 393.6 | 3.2 | 3652 | 0
SOUTHERN CROSS DC TIE | 2020 | 6 | 11 | 7 | 175.7 | 0.6 | 1910 | 0
SOUTHERN CROSS DC TIE | 2020 | 7 | 11 | 7 | 225.1 | 1.4 | 2446 | 0
SOUTHERN CROSS DC TIE | 2020 | 8 | 11 | 7 | 485.3 | 6.2 | 5275 | 0
SOUTHERN CROSS DC TIE | 2020 | 9 | 11 | 7 | 334.9 | 2.2 | 3640 | 0
SOUTHERN CROSS DC TIE | 2020 | 10 | 11 | 7 | 393.4 | 2.8 | 3651 | 0
SOUTHERN CROSS DC TIE | 2020 | 11 | 11 | 7 | 2047.1 | 76.2 | 18996 | 0
SOUTHERN CROSS DC TIE | 2020 | 12 | 11 | 7 | 1241.1 | 23.7 | 11517 | 0
SOUTHERN CROSS DC TIE | 2020 | 1 | 12 | 7 | 758.5 | 12.3 | 7039 | 0
SOUTHERN CROSS DC TIE | 2020 | 2 | 12 | 7 | 459.7 | 4.3 | 4266 | 0
SOUTHERN CROSS DC TIE | 2020 | 3 | 12 | 7 | 2085.5 | 106.3 | 19353 | 0
SOUTHERN CROSS DC TIE | 2020 | 4 | 12 | 7 | 120.5 | 0.3 | 1117 | 0
SOUTHERN CROSS DC TIE | 2020 | 5 | 12 | 7 | 274.3 | 1.5 | 2545 | 0
SOUTHERN CROSS DC TIE | 2020 | 6 | 12 | 7 | 450.5 | 4.4 | 4896 | 0
SOUTHERN CROSS DC TIE | 2020 | 7 | 12 | 7 | 0 | 0 | 0 | 0
SOUTHERN CROSS DC TIE | 2020 | 8 | 12 | 7 | 902.9 | 28.5 | 9814 | 0
SOUTHERN CROSS DC TIE | 2020 | 9 | 12 | 7 | 0 | 0 | 0 | 0
SOUTHERN CROSS DC TIE | 2020 | 10 | 12 | 7 | 1345.5 | 37.7 | 12485 | 0
SOUTHERN CROSS DC TIE | 2020 | 11 | 12 | 7 | 1457.8 | 39.8 | 13527 | 0
SOUTHERN CROSS DC TIE | 2020 | 12 | 12 | 7 | 569 | 6.2 | 5280 | 0
SOUTHERN CROSS DC TIE | 2020 | 1 | 13 | 7 | 1305.1 | 32.8 | 12111 | 0
SOUTHERN CROSS DC TIE | 2020 | 2 | 13 | 7 | 606.6 | 7.4 | 5628 | 0
SOUTHERN CROSS DC TIE | 2020 | 3 | 13 | 7 | 2080.1 | 69.4 | 19303 | 0
SOUTHERN CROSS DC TIE | 2020 | 4 | 13 | 7 | 1065.4 | 22.2 | 9886 | 0
SOUTHERN CROSS DC TIE | 2020 | 5 | 13 | 7 | 239.7 | 1.2 | 2224 | 0
SOUTHERN CROSS DC TIE | 2020 | 6 | 13 | 7 | 0 | 0 | 0 | 0
SOUTHERN CROSS DC TIE | 2020 | 7 | 13 | 7 | 316 | 2 | 3434 | 0
SOUTHERN CROSS DC TIE | 2020 | 8 | 13 | 7 | 925.8 | 24.3 | 10063 | 0
SOUTHERN CROSS DC TIE | 2020 | 9 | 13 | 7 | 0 | 0 | 0 | 0
SOUTHERN CROSS DC TIE | 2020 | 10 | 13 | 7 | 1402.2 | 44.6 | 13012 | 0
SOUTHERN CROSS DC TIE | 2020 | 11 | 13 | 7 | 2013.7 | 88.4 | 18686 | 0
SOUTHERN CROSS DC TIE | 2020 | 12 | 13 | 7 | 1216.1 | 28.1 | 11285 | 0
SOUTHERN CROSS DC TIE | 2020 | 1 | 14 | 7 | 1086 | 24 | 10077 | 0
SOUTHERN CROSS DC TIE | 2020 | 2 | 14 | 7 | 417.2 | 3.5 | 3871 | 0
SOUTHERN CROSS DC TIE | 2020 | 3 | 14 | 7 | 2011.5 | 77.2 | 18666 | 0
SOUTHERN CROSS DC TIE | 2020 | 4 | 14 | 7 | 1725.2 | 58.4 | 16010 | 0
SOUTHERN CROSS DC TIE | 2020 | 5 | 14 | 7 | 1447.8 | 47.2 | 13435 | 0
SOUTHERN CROSS DC TIE | 2020 | 6 | 14 | 7 | 40 | 0 | 435 | 0
SOUTHERN CROSS DC TIE | 2020 | 7 | 14 | 7 | 750.4 | 8.9 | 8156 | 0
SOUTHERN CROSS DC TIE | 2020 | 8 | 14 | 7 | 851.9 | 14.7 | 9260 | 0
SOUTHERN CROSS DC TIE | 2020 | 9 | 14 | 7 | 1400 | 36 | 15218 | 0
SOUTHERN CROSS DC TIE | 2020 | 10 | 14 | 7 | 2089.1 | 71.3 | 19387 | 0
SOUTHERN CROSS DC TIE | 2020 | 11 | 14 | 7 | 1320 | 37.5 | 12249 | 0
SOUTHERN CROSS DC TIE | 2020 | 12 | 14 | 7 | 279.9 | 1.6 | 2597 | 0
SOUTHERN CROSS DC TIE | 2020 | 1 | 15 | 7 | 1945.4 | 73.2 | 18053 | 0
SOUTHERN CROSS DC TIE | 2020 | 2 | 15 | 7 | 1004.8 | 20 | 9324 | 0
SOUTHERN CROSS DC TIE | 2020 | 3 | 15 | 7 | 1482.9 | 44.3 | 13761 | 0
SOUTHERN CROSS DC TIE | 2020 | 4 | 15 | 7 | 2084.6 | 78.5 | 19345 | 0
SOUTHERN CROSS DC TIE | 2020 | 5 | 15 | 7 | 45.5 | 0 | 422 | 0
SOUTHERN CROSS DC TIE | 2020 | 6 | 15 | 7 | 963.3 | 18.2 | 10471 | 0
SOUTHERN CROSS DC TIE | 2020 | 7 | 15 | 7 | 272.8 | 1.1 | 2965 | 0
SOUTHERN CROSS DC TIE | 2020 | 8 | 15 | 7 | 0 | 0 | 0 | 0
SOUTHERN CROSS DC TIE | 2020 | 9 | 15 | 7 | 450.6 | 4 | 4898 | 0
SOUTHERN CROSS DC TIE | 2020 | 10 | 15 | 7 | 2097.5 | 76.4 | 19464 | 0
SOUTHERN CROSS DC TIE | 2020 | 11 | 15 | 7 | 1281.8 | 34 | 11894 | 0
SOUTHERN CROSS DC TIE | 2020 | 12 | 15 | 7 | 271.5 | 1.4 | 2519 | 0
SOUTHERN CROSS DC TIE | 2020 | 1 | 16 | 7 | 2078 | 76.8 | 19283 | 0
SOUTHERN CROSS DC TIE | 2020 | 2 | 16 | 7 | 555.6 | 5.7 | 5156 | 0
SOUTHERN CROSS DC TIE | 2020 | 3 | 16 | 7 | 2083.2 | 78.5 | 19331 | 0
SOUTHERN CROSS DC TIE | 2020 | 4 | 16 | 7 | 1843.3 | 64.9 | 17105 | 0
SOUTHERN CROSS DC TIE | 2020 | 5 | 16 | 7 | 5 | 0 | 46 | 0
SOUTHERN CROSS DC TIE | 2020 | 6 | 16 | 7 | 378.9 | 2.7 | 4118 | 0
SOUTHERN CROSS DC TIE | 2020 | 7 | 16 | 7 | 580.7 | 5.9 | 6312 | 0
SOUTHERN CROSS DC TIE | 2020 | 8 | 16 | 7 | 0 | 0 | 0 | 0
SOUTHERN CROSS DC TIE | 2020 | 9 | 16 | 7 | 842.6 | 15.2 | 9159 | 0
SOUTHERN CROSS DC TIE | 2020 | 10 | 16 | 7 | 1515.8 | 47.6 | 14066 | 0
SOUTHERN CROSS DC TIE | 2020 | 11 | 16 | 7 | 632.5 | 8.3 | 5869 | 0
SOUTHERN CROSS DC TIE | 2020 | 12 | 16 | 7 | 2101.3 | 87.1 | 19499 | 0
SOUTHERN CROSS DC TIE | 2020 | 1 | 17 | 7 | 846 | 14.8 | 7850 | 0
SOUTHERN CROSS DC TIE | 2020 | 2 | 17 | 7 | 279.5 | 1.1 | 2594 | 0
SOUTHERN CROSS DC TIE | 2020 | 3 | 17 | 7 | 1530.7 | 44.3 | 14205 | 0
SOUTHERN CROSS DC TIE | 2020 | 4 | 17 | 7 | 1320.2 | 37.6 | 12251 | 0
SOUTHERN CROSS DC TIE | 2020 | 5 | 17 | 7 | 0 | 0 | 0 | 0
SOUTHERN CROSS DC TIE | 2020 | 6 | 17 | 7 | 102.7 | 0.2 | 1116 | 0
SOUTHERN CROSS DC TIE | 2020 | 7 | 17 | 7 | 813.9 | 13.1 | 8847 | 0
SOUTHERN CROSS DC TIE | 2020 | 8 | 17 | 7 | 606.6 | 7.5 | 6593 | 0
SOUTHERN CROSS DC TIE | 2020 | 9 | 17 | 7 | 663.6 | 8 | 7213 | 0
SOUTHERN CROSS DC TIE | 2020 | 10 | 17 | 7 | 1176.5 | 26.9 | 10917 | 0
SOUTHERN CROSS DC TIE | 2020 | 11 | 17 | 7 | 1461.6 | 29.3 | 13563 | 0
SOUTHERN CROSS DC TIE | 2020 | 12 | 17 | 7 | 2085.3 | 65.9 | 19351 | 0
SOUTHERN CROSS DC TIE | 2020 | 1 | 18 | 7 | 1191.9 | 28.1 | 11061 | 0
SOUTHERN CROSS DC TIE | 2020 | 2 | 18 | 7 | 1343.6 | 34.6 | 12468 | 0
SOUTHERN CROSS DC TIE | 2020 | 3 | 18 | 7 | 2073.2 | 79.2 | 19239 | 0
SOUTHERN CROSS DC TIE | 2020 | 4 | 18 | 7 | 914.6 | 16.4 | 8487 | 0
SOUTHERN CROSS DC TIE | 2020 | 5 | 18 | 7 | 0 | 0 | 0 | 0
SOUTHERN CROSS DC TIE | 2020 | 6 | 18 | 7 | 383.5 | 6 | 4168 | 0
SOUTHERN CROSS DC TIE | 2020 | 7 | 18 | 7 | 0 | 0 | 0 | 0
SOUTHERN CROSS DC TIE | 2020 | 8 | 18 | 7 | 1249.6 | 30.7 | 13583 | 0
SOUTHERN CROSS DC TIE | 2020 | 9 | 18 | 7 | 903.9 | 15.9 | 9825 | 0
SOUTHERN CROSS DC TIE | 2020 | 10 | 18 | 7 | 1450.1 | 38.3 | 13457 | 0
SOUTHERN CROSS DC TIE | 2020 | 11 | 18 | 7 | 1475.4 | 44.2 | 13691 | 0
SOUTHERN CROSS DC TIE | 2020 | 12 | 18 | 7 | 1065.7 | 20.4 | 9889 | 0
SOUTHERN CROSS DC TIE | 2020 | 1 | 19 | 7 | 389.1 | 2.9 | 3611 | 0
SOUTHERN CROSS DC TIE | 2020 | 2 | 19 | 7 | 1006 | 22.9 | 9336 | 0
SOUTHERN CROSS DC TIE | 2020 | 3 | 19 | 7 | 2067 | 78.5 | 19182 | 0
SOUTHERN CROSS DC TIE | 2020 | 4 | 19 | 7 | 538.7 | 5.6 | 4999 | 0
SOUTHERN CROSS DC TIE | 2020 | 5 | 19 | 7 | 252.1 | 1.4 | 2339 | 0
SOUTHERN CROSS DC TIE | 2020 | 6 | 19 | 7 | 0 | 0 | 0 | 0
SOUTHERN CROSS DC TIE | 2020 | 7 | 19 | 7 | 0 | 0 | 0 | 0
SOUTHERN CROSS DC TIE | 2020 | 8 | 19 | 7 | 1288.3 | 30.6 | 14004 | 0
SOUTHERN CROSS DC TIE | 2020 | 9 | 19 | 7 | 26.8 | 0 | 291 | 0
SOUTHERN CROSS DC TIE | 2020 | 10 | 19 | 7 | 2092.4 | 76.9 | 19417 | 0
SOUTHERN CROSS DC TIE | 2020 | 11 | 19 | 7 | 1514.7 | 43.4 | 14055 | 0
SOUTHERN CROSS DC TIE | 2020 | 12 | 19 | 7 | 855.5 | 14.7 | 7939 | 0
SOUTHERN CROSS DC TIE | 2020 | 1 | 20 | 7 | 1960.8 | 79.4 | 18196 | 0
SOUTHERN CROSS DC TIE | 2020 | 2 | 20 | 7 | 501.3 | 5.5 | 4652 | 0
SOUTHERN CROSS DC TIE | 2020 | 3 | 20 | 7 | 1241.5 | 39.9 | 11521 | 0
SOUTHERN CROSS DC TIE | 2020 | 4 | 20 | 7 | 1761 | 61.1 | 16341 | 0
SOUTHERN CROSS DC TIE | 2020 | 5 | 20 | 7 | 542 | 5.2 | 5030 | 0
SOUTHERN CROSS DC TIE | 2020 | 6 | 20 | 7 | 0 | 0 | 0 | 0
SOUTHERN CROSS DC TIE | 2020 | 7 | 20 | 7 | 410.8 | 3.5 | 4465 | 0
SOUTHERN CROSS DC TIE | 2020 | 8 | 20 | 7 | 1274.6 | 30 | 13854 | 0
SOUTHERN CROSS DC TIE | 2020 | 9 | 20 | 7 | 7.6 | 0 | 82 | 0
SOUTHERN CROSS DC TIE | 2020 | 10 | 20 | 7 | 2099.7 | 105.8 | 19485 | 0
SOUTHERN CROSS DC TIE | 2020 | 11 | 20 | 7 | 943 | 17 | 8750 | 0
SOUTHERN CROSS DC TIE | 2020 | 12 | 20 | 7 | 0 | 0 | 0 | 0
SOUTHERN CROSS DC TIE | 2020 | 1 | 21 | 7 | 1550.4 | 40.8 | 14388 | 0
SOUTHERN CROSS DC TIE | 2020 | 2 | 21 | 7 | 253.9 | 1.6 | 2356 | 0
SOUTHERN CROSS DC TIE | 2020 | 3 | 21 | 7 | 485.4 | 4.1 | 4504 | 0
SOUTHERN CROSS DC TIE | 2020 | 4 | 21 | 7 | 2096.6 | 84.2 | 19456 | 0
SOUTHERN CROSS DC TIE | 2020 | 5 | 21 | 7 | 223.3 | 1 | 2072 | 0
SOUTHERN CROSS DC TIE | 2020 | 6 | 21 | 7 | 0 | 0 | 0 | 0
SOUTHERN CROSS DC TIE | 2020 | 7 | 21 | 7 | 973.8 | 18.6 | 10585 | 0
SOUTHERN CROSS DC TIE | 2020 | 8 | 21 | 7 | 1110.3 | 21.9 | 12068 | 0
SOUTHERN CROSS DC TIE | 2020 | 9 | 21 | 7 | 1121.8 | 22.1 | 12194 | 0
SOUTHERN CROSS DC TIE | 2020 | 10 | 21 | 7 | 2096.7 | 105.3 | 19457 | 0
SOUTHERN CROSS DC TIE | 2020 | 11 | 21 | 7 | 551.3 | 6.3 | 5116 | 0
SOUTHERN CROSS DC TIE | 2020 | 12 | 21 | 7 | 1356.5 | 35.1 | 12588 | 0
SOUTHERN CROSS DC TIE | 2020 | 1 | 22 | 7 | 940 | 13.3 | 8723 | 0
SOUTHERN CROSS DC TIE | 2020 | 2 | 22 | 7 | 90.8 | 0.1 | 842 | 0
SOUTHERN CROSS DC TIE | 2020 | 3 | 22 | 7 | 468.8 | 4.2 | 4350 | 0
SOUTHERN CROSS DC TIE | 2020 | 4 | 22 | 7 | 1098.5 | 33.7 | 10193 | 0
SOUTHERN CROSS DC TIE | 2020 | 5 | 22 | 7 | 655.1 | 8.8 | 6078 | 0
SOUTHERN CROSS DC TIE | 2020 | 6 | 22 | 7 | 0 | 0 | 0 | 0
SOUTHERN CROSS DC TIE | 2020 | 7 | 22 | 7 | 1165.1 | 26.8 | 12664 | 0
SOUTHERN CROSS DC TIE | 2020 | 8 | 22 | 7 | 0 | 0 | 0 | 0
SOUTHERN CROSS DC TIE | 2020 | 9 | 22 | 7 | 596.5 | 8.5 | 6484 | 0
SOUTHERN CROSS DC TIE | 2020 | 10 | 22 | 7 | 1247.8 | 33.2 | 11579 | 0
SOUTHERN CROSS DC TIE | 2020 | 11 | 22 | 7 | 1046.8 | 20.9 | 9714 | 0
SOUTHERN CROSS DC TIE | 2020 | 12 | 22 | 7 | 616.2 | 5.4 | 5718 | 0
SOUTHERN CROSS DC TIE | 2020 | 1 | 23 | 7 | 1143.7 | 27.4 | 10613 | 0
SOUTHERN CROSS DC TIE | 2020 | 2 | 23 | 7 | 139.3 | 0.4 | 1292 | 0
SOUTHERN CROSS DC TIE | 2020 | 3 | 23 | 7 | 0 | 0 | 0 | 0
SOUTHERN CROSS DC TIE | 2020 | 4 | 23 | 7 | 669.3 | 9.6 | 6211 | 0
SOUTHERN CROSS DC TIE | 2020 | 5 | 23 | 7 | 262.1 | 1.2 | 2432 | 0
SOUTHERN CROSS DC TIE | 2020 | 6 | 23 | 7 | 0 | 0 | 0 | 0
SOUTHERN CROSS DC TIE | 2020 | 7 | 23 | 7 | 1646.3 | 49.3 | 17894 | 0
SOUTHERN CROSS DC TIE | 2020 | 8 | 23 | 7 | 0 | 0 | 0 | 0
SOUTHERN CROSS DC TIE | 2020 | 9 | 23 | 7 | 722.9 | 8.4 | 7858 | 0
SOUTHERN CROSS DC TIE | 2020 | 10 | 23 | 7 | 2104.5 | 112.5 | 19530 | 0
SOUTHERN CROSS DC TIE | 2020 | 11 | 23 | 7 | 812.3 | 13.4 | 7537 | 0
SOUTHERN CROSS DC TIE | 2020 | 12 | 23 | 7 | 2087 | 74.7 | 19367 | 0
SOUTHERN CROSS DC TIE | 2020 | 1 | 24 | 7 | 826.8 | 14.4 | 7672 | 0
SOUTHERN CROSS DC TIE | 2020 | 2 | 24 | 7 | 1373.2 | 33.6 | 12743 | 0
SOUTHERN CROSS DC TIE | 2020 | 3 | 24 | 7 | 321.5 | 2.2 | 2983 | 0
SOUTHERN CROSS DC TIE | 2020 | 4 | 24 | 7 | 709.2 | 10.4 | 6581 | 0
SOUTHERN CROSS DC TIE | 2020 | 5 | 24 | 7 | 69.2 | 0.1 | 641 | 0
SOUTHERN CROSS DC TIE | 2020 | 6 | 24 | 7 | 176.1 | 0.7 | 1913 | 0
SOUTHERN CROSS DC TIE | 2020 | 7 | 24 | 7 | 1645.4 | 64.2 | 17885 | 0
SOUTHERN CROSS DC TIE | 2020 | 8 | 24 | 7 | 278 | 1.2 | 3022 | 0
SOUTHERN CROSS DC TIE | 2020 | 9 | 24 | 7 | 1308.2 | 31.9 | 14220 | 0
SOUTHERN CROSS DC TIE | 2020 | 10 | 24 | 7 | 0 | 0 | 0 | 0
SOUTHERN CROSS DC TIE | 2020 | 11 | 24 | 7 | 1053.2 | 25 | 9773 | 0
SOUTHERN CROSS DC TIE | 2020 | 12 | 24 | 7 | 2129.5 | 120.9 | 19761 | 0
SOUTHERN CROSS DC TIE | 2020 | 1 | 25 | 7 | 1115.4 | 24.3 | 10350 | 0
SOUTHERN CROSS DC TIE | 2020 | 2 | 25 | 7 | 2072.1 | 78.9 | 19229 | 0
SOUTHERN CROSS DC TIE | 2020 | 3 | 25 | 7 | 1221.7 | 31.1 | 11337 | 0
SOUTHERN CROSS DC TIE | 2020 | 4 | 25 | 7 | 0 | 0 | 0 | 0
SOUTHERN CROSS DC TIE | 2020 | 5 | 25 | 7 | 0 | 0 | 0 | 0
SOUTHERN CROSS DC TIE | 2020 | 6 | 25 | 7 | 117.3 | 0.3 | 1275 | 0
SOUTHERN CROSS DC TIE | 2020 | 7 | 25 | 7 | 777.4 | 12.5 | 8450 | 0
SOUTHERN CROSS DC TIE | 2020 | 8 | 25 | 7 | 2089.2 | 74.8 | 22709 | 0
SOUTHERN CROSS DC TIE | 2020 | 9 | 25 | 7 | 1075.5 | 23.4 | 11690 | 0
SOUTHERN CROSS DC TIE | 2020 | 10 | 25 | 7 | 1364.4 | 32.3 | 12661 | 0
SOUTHERN CROSS DC TIE | 2020 | 11 | 25 | 7 | 1851 | 68.9 | 17177 | 0
SOUTHERN CROSS DC TIE | 2020 | 12 | 25 | 7 | 2023.3 | 72.5 | 18776 | 0
SOUTHERN CROSS DC TIE | 2020 | 1 | 26 | 7 | 773.8 | 11.5 | 7180 | 0
SOUTHERN CROSS DC TIE | 2020 | 2 | 26 | 7 | 1920.6 | 62.6 | 17823 | 0
SOUTHERN CROSS DC TIE | 2020 | 3 | 26 | 7 | 1946.8 | 74.5 | 18066 | 0
SOUTHERN CROSS DC TIE | 2020 | 4 | 26 | 7 | 0 | 0 | 0 | 0
SOUTHERN CROSS DC TIE | 2020 | 5 | 26 | 7 | 0 | 0 | 0 | 0
SOUTHERN CROSS DC TIE | 2020 | 6 | 26 | 7 | 0 | 0 | 0 | 0
SOUTHERN CROSS DC TIE | 2020 | 7 | 26 | 7 | 133.1 | 0.4 | 1446 | 0
SOUTHERN CROSS DC TIE | 2020 | 8 | 26 | 7 | 1688.2 | 53.6 | 18351 | 0
SOUTHERN CROSS DC TIE | 2020 | 9 | 26 | 7 | 896.3 | 17.3 | 9742 | 0
SOUTHERN CROSS DC TIE | 2020 | 10 | 26 | 7 | 1888.3 | 69.7 | 17523 | 0
SOUTHERN CROSS DC TIE | 2020 | 11 | 26 | 7 | 1945.5 | 78.6 | 18054 | 0
SOUTHERN CROSS DC TIE | 2020 | 12 | 26 | 7 | 368.3 | 2.9 | 3417 | 0
SOUTHERN CROSS DC TIE | 2020 | 1 | 27 | 7 | 679.2 | 9.3 | 6302 | 0
SOUTHERN CROSS DC TIE | 2020 | 2 | 27 | 7 | 1720 | 62.9 | 15961 | 0
SOUTHERN CROSS DC TIE | 2020 | 3 | 27 | 7 | 1330.8 | 29.3 | 12350 | 0
SOUTHERN CROSS DC TIE | 2020 | 4 | 27 | 7 | 1211.9 | 34.6 | 11246 | 0
SOUTHERN CROSS DC TIE | 2020 | 5 | 27 | 7 | 0 | 0 | 0 | 0
SOUTHERN CROSS DC TIE | 2020 | 6 | 27 | 7 | 0 | 0 | 0 | 0
SOUTHERN CROSS DC TIE | 2020 | 7 | 27 | 7 | 1124.4 | 25.7 | 12222 | 0
SOUTHERN CROSS DC TIE | 2020 | 8 | 27 | 7 | 2076.7 | 83.6 | 22573 | 0
SOUTHERN CROSS DC TIE | 2020 | 9 | 27 | 7 | 173.6 | 0.6 | 1886 | 0
SOUTHERN CROSS DC TIE | 2020 | 10 | 27 | 7 | 1504.3 | 43.7 | 13960 | 0
SOUTHERN CROSS DC TIE | 2020 | 11 | 27 | 7 | 2059.6 | 77.1 | 19112 | 0
SOUTHERN CROSS DC TIE | 2020 | 12 | 27 | 7 | 0 | 0 | 0 | 0
SOUTHERN CROSS DC TIE | 2020 | 1 | 28 | 7 | 2083.3 | 78 | 19332 | 0
SOUTHERN CROSS DC TIE | 2020 | 2 | 28 | 7 | 1345 | 33.7 | 12481 | 0
SOUTHERN CROSS DC TIE | 2020 | 3 | 28 | 7 | 1013.9 | 20.3 | 9409 | 0
SOUTHERN CROSS DC TIE | 2020 | 4 | 28 | 7 | 629.8 | 9 | 5844 | 0
SOUTHERN CROSS DC TIE | 2020 | 5 | 28 | 7 | 0 | 0 | 0 | 0
SOUTHERN CROSS DC TIE | 2020 | 6 | 28 | 7 | 0 | 0 | 0 | 0
SOUTHERN CROSS DC TIE | 2020 | 7 | 28 | 7 | 2073 | 86.1 | 22533 | 0
SOUTHERN CROSS DC TIE | 2020 | 8 | 28 | 7 | 1059.8 | 22.1 | 11520 | 0
SOUTHERN CROSS DC TIE | 2020 | 9 | 28 | 7 | 1600 | 41.1 | 17392 | 0
SOUTHERN CROSS DC TIE | 2020 | 10 | 28 | 7 | 1372.9 | 37.5 | 12740 | 0
SOUTHERN CROSS DC TIE | 2020 | 11 | 28 | 7 | 821.8 | 9 | 7625 | 0
SOUTHERN CROSS DC TIE | 2020 | 12 | 28 | 7 | 2068 | 73.5 | 19190 | 0
SOUTHERN CROSS DC TIE | 2020 | 1 | 29 | 7 | 1288.3 | 43.2 | 11955 | 0
SOUTHERN CROSS DC TIE | 2020 | 2 | 29 | 7 | 870.3 | 19 | 8076 | 0
SOUTHERN CROSS DC TIE | 2020 | 3 | 29 | 7 | 1294.9 | 40.3 | 12017 | 0
SOUTHERN CROSS DC TIE | 2020 | 4 | 29 | 7 | 716.2 | 14.7 | 6646 | 0
SOUTHERN CROSS DC TIE | 2020 | 5 | 29 | 7 | 9.7 | 0 | 90 | 0
SOUTHERN CROSS DC TIE | 2020 | 6 | 29 | 7 | 0 | 0 | 0 | 0
SOUTHERN CROSS DC TIE | 2020 | 7 | 29 | 7 | 1389.6 | 39.1 | 15104 | 0
SOUTHERN CROSS DC TIE | 2020 | 8 | 29 | 7 | 282.4 | 1.6 | 3069 | 0
SOUTHERN CROSS DC TIE | 2020 | 9 | 29 | 7 | 1399.8 | 36.7 | 15215 | 0
SOUTHERN CROSS DC TIE | 2020 | 10 | 29 | 7 | 2127.5 | 127.9 | 19743 | 0
SOUTHERN CROSS DC TIE | 2020 | 11 | 29 | 7 | 2092.2 | 80.9 | 19415 | 0
SOUTHERN CROSS DC TIE | 2020 | 12 | 29 | 7 | 1486.7 | 44.9 | 13796 | 0
SOUTHERN CROSS DC TIE | 2020 | 1 | 30 | 7 | 855.3 | 15.1 | 7937 | 0
SOUTHERN CROSS DC TIE | 2020 | 3 | 30 | 7 | 2073.2 | 80.1 | 19238 | 0
SOUTHERN CROSS DC TIE | 2020 | 4 | 30 | 7 | 882.2 | 15.5 | 8186 | 0
SOUTHERN CROSS DC TIE | 2020 | 5 | 30 | 7 | 0 | 0 | 0 | 0
SOUTHERN CROSS DC TIE | 2020 | 6 | 30 | 7 | 0 | 0 | 0 | 0
SOUTHERN CROSS DC TIE | 2020 | 7 | 30 | 7 | 1116 | 30.5 | 12131 | 0
SOUTHERN CROSS DC TIE | 2020 | 8 | 30 | 7 | 109.4 | 0.2 | 1188 | 0
SOUTHERN CROSS DC TIE | 2020 | 9 | 30 | 7 | 2092.5 | 83.2 | 22745 | 0
SOUTHERN CROSS DC TIE | 2020 | 10 | 30 | 7 | 2098 | 72.5 | 19469 | 0
SOUTHERN CROSS DC TIE | 2020 | 11 | 30 | 7 | 1842 | 73.3 | 17094 | 0
SOUTHERN CROSS DC TIE | 2020 | 12 | 30 | 7 | 2082.1 | 73.6 | 19322 | 0
SOUTHERN CROSS DC TIE | 2020 | 1 | 31 | 7 | 0 | 0 | 0 | 0
SOUTHERN CROSS DC TIE | 2020 | 3 | 31 | 7 | 2065 | 74.9 | 19163 | 0
SOUTHERN CROSS DC TIE | 2020 | 5 | 31 | 7 | 0 | 0 | 0 | 0
SOUTHERN CROSS DC TIE | 2020 | 7 | 31 | 7 | 1492.8 | 46.5 | 16226 | 0
SOUTHERN CROSS DC TIE | 2020 | 8 | 31 | 7 | 1620.6 | 66.8 | 17616 | 0
SOUTHERN CROSS DC TIE | 2020 | 10 | 31 | 7 | 866.4 | 16.8 | 8039 | 0
SOUTHERN CROSS DC TIE | 2020 | 12 | 31 | 7 | 2086.1 | 86.9 | 19358 | 0
SOUTHERN CROSS DC TIE | 2020 | 1 | 1 | 8 | 2105.9 | 95.5 | 19543 | 0
SOUTHERN CROSS DC TIE | 2020 | 2 | 1 | 8 | 495 | 4.9 | 4593 | 0
SOUTHERN CROSS DC TIE | 2020 | 3 | 1 | 8 | 1284.4 | 30.5 | 11918 | 0
SOUTHERN CROSS DC TIE | 2020 | 4 | 1 | 8 | 2096.9 | 86.5 | 19459 | 0
SOUTHERN CROSS DC TIE | 2020 | 5 | 1 | 8 | 1512.7 | 45.1 | 14037 | 0
SOUTHERN CROSS DC TIE | 2020 | 6 | 1 | 8 | 1199.5 | 23.7 | 13038 | 0
SOUTHERN CROSS DC TIE | 2020 | 7 | 1 | 8 | 1595.6 | 44.9 | 17344 | 0
SOUTHERN CROSS DC TIE | 2020 | 8 | 1 | 8 | 990.5 | 20.5 | 10767 | 0
SOUTHERN CROSS DC TIE | 2020 | 9 | 1 | 8 | 183 | 0.7 | 1989 | 0
SOUTHERN CROSS DC TIE | 2020 | 10 | 1 | 8 | 2115.2 | 100 | 19629 | 0
SOUTHERN CROSS DC TIE | 2020 | 11 | 1 | 8 | 701.5 | 7.8 | 6510 | 0
SOUTHERN CROSS DC TIE | 2020 | 12 | 1 | 8 | 2014.9 | 73.4 | 18698 | 0
SOUTHERN CROSS DC TIE | 2020 | 1 | 2 | 8 | 2108.1 | 116.7 | 19562 | 0
SOUTHERN CROSS DC TIE | 2020 | 2 | 2 | 8 | 2074.4 | 81.6 | 19250 | 0
SOUTHERN CROSS DC TIE | 2020 | 3 | 2 | 8 | 1838 | 63.5 | 17056 | 0
SOUTHERN CROSS DC TIE | 2020 | 4 | 2 | 8 | 2080.3 | 74.9 | 19305 | 0
SOUTHERN CROSS DC TIE | 2020 | 5 | 2 | 8 | 603.8 | 8.9 | 5603 | 0
SOUTHERN CROSS DC TIE | 2020 | 6 | 2 | 8 | 486.7 | 5 | 5289 | 0
SOUTHERN CROSS DC TIE | 2020 | 7 | 2 | 8 | 1498.3 | 47.8 | 16286 | 0
SOUTHERN CROSS DC TIE | 2020 | 8 | 2 | 8 | 0 | 0 | 0 | 0
SOUTHERN CROSS DC TIE | 2020 | 9 | 2 | 8 | 1817.6 | 105.3 | 19757 | 0
SOUTHERN CROSS DC TIE | 2020 | 10 | 2 | 8 | 2048.7 | 77.6 | 19011 | 0
SOUTHERN CROSS DC TIE | 2020 | 11 | 2 | 8 | 0 | 0 | 0 | 0
SOUTHERN CROSS DC TIE | 2020 | 12 | 2 | 8 | 1518.4 | 39.8 | 14090 | 0
SOUTHERN CROSS DC TIE | 2020 | 1 | 3 | 8 | 713.2 | 8.8 | 6618 | 0
SOUTHERN CROSS DC TIE | 2020 | 2 | 3 | 8 | 1828.9 | 75 | 16972 | 0
SOUTHERN CROSS DC TIE | 2020 | 3 | 3 | 8 | 2065 | 89 | 19163 | 0
SOUTHERN CROSS DC TIE | 2020 | 4 | 3 | 8 | 987.7 | 20.2 | 9166 | 0
SOUTHERN CROSS DC TIE | 2020 | 5 | 3 | 8 | 0 | 0 | 0 | 0
SOUTHERN CROSS DC TIE | 2020 | 6 | 3 | 8 | 950.4 | 21.8 | 10331 | 0
SOUTHERN CROSS DC TIE | 2020 | 7 | 3 | 8 | 614.3 | 7.7 | 6677 | 0
SOUTHERN CROSS DC TIE | 2020 | 8 | 3 | 8 | 597.2 | 7.8 | 6492 | 0
SOUTHERN CROSS DC TIE | 2020 | 9 | 3 | 8 | 1306.3 | 37.6 | 14199 | 0
SOUTHERN CROSS DC TIE | 2020 | 10 | 3 | 8 | 1889 | 76.2 | 17529 | 0
SOUTHERN CROSS DC TIE | 2020 | 11 | 3 | 8 | 1248.4 | 31.8 | 11584 | 0
SOUTHERN CROSS DC TIE | 2020 | 12 | 3 | 8 | 2097 | 81.3 | 19460 | 0
SOUTHERN CROSS DC TIE | 2020 | 1 | 4 | 8 | 328.5 | 2.5 | 3048 | 0
SOUTHERN CROSS DC TIE | 2020 | 2 | 4 | 8 | 2099.9 | 93.3 | 19487 | 0
SOUTHERN CROSS DC TIE | 2020 | 3 | 4 | 8 | 2115.2 | 114.7 | 19629 | 0
SOUTHERN CROSS DC TIE | 2020 | 4 | 4 | 8 | 235.5 | 1.2 | 2185 | 0
SOUTHERN CROSS DC TIE | 2020 | 5 | 4 | 8 | 900.7 | 16.7 | 8358 | 0
SOUTHERN CROSS DC TIE | 2020 | 6 | 4 | 8 | 428.5 | 4.7 | 4658 | 0
SOUTHERN CROSS DC TIE | 2020 | 7 | 4 | 8 | 117.9 | 0.3 | 1281 | 0
SOUTHERN CROSS DC TIE | 2020 | 8 | 4 | 8 | 761.2 | 13.3 | 8273 | 0
SOUTHERN CROSS DC TIE | 2020 | 9 | 4 | 8 | 562 | 6.3 | 6108 | 0
SOUTHERN CROSS DC TIE | 2020 | 10 | 4 | 8 | 1123.4 | 29.4 | 10425 | 0
SOUTHERN CROSS DC TIE | 2020 | 11 | 4 | 8 | 1893.6 | 55.6 | 17573 | 0
SOUTHERN CROSS DC TIE | 2020 | 12 | 4 | 8 | 709.3 | 10 | 6582 | 0
SOUTHERN CROSS DC TIE | 2020 | 1 | 5 | 8 | 843.3 | 15.9 | 7825 | 0
SOUTHERN CROSS DC TIE | 2020 | 2 | 5 | 8 | 2092.6 | 94.3 | 19419 | 0
SOUTHERN CROSS DC TIE | 2020 | 3 | 5 | 8 | 2089.6 | 87.3 | 19391 | 0
SOUTHERN CROSS DC TIE | 2020 | 4 | 5 | 8 | 0 | 0 | 0 | 0
SOUTHERN CROSS DC TIE | 2020 | 5 | 5 | 8 | 1087.5 | 23.3 | 10092 | 0
SOUTHERN CROSS DC TIE | 2020 | 6 | 5 | 8 | 445.9 | 3.2 | 4847 | 0
SOUTHERN CROSS DC TIE | 2020 | 7 | 5 | 8 | 0 | 0 | 0 | 0
SOUTHERN CROSS DC TIE | 2020 | 8 | 5 | 8 | 1206.8 | 19 | 13118 | 0
SOUTHERN CROSS DC TIE | 2020 | 9 | 5 | 8 | 0 | 0 | 0 | 0
SOUTHERN CROSS DC TIE | 2020 | 10 | 5 | 8 | 1560.4 | 64.8 | 14480 | 0
SOUTHERN CROSS DC TIE | 2020 | 11 | 5 | 8 | 2062.9 | 72.1 | 19144 | 0
SOUTHERN CROSS DC TIE | 2020 | 12 | 5 | 8 | 1339.8 | 35.1 | 12433 | 0
SOUTHERN CROSS DC TIE | 2020 | 1 | 6 | 8 | 459 | 4.6 | 4259 | 0
SOUTHERN CROSS DC TIE | 2020 | 2 | 6 | 8 | 666 | 8.2 | 6180 | 0
SOUTHERN CROSS DC TIE | 2020 | 3 | 6 | 8 | 2099.7 | 84.8 | 19484 | 0
SOUTHERN CROSS DC TIE | 2020 | 4 | 6 | 8 | 1300 | 32 | 12063 | 0
SOUTHERN CROSS DC TIE | 2020 | 5 | 6 | 8 | 1705.6 | 55.8 | 15827 | 0
SOUTHERN CROSS DC TIE | 2020 | 6 | 6 | 8 | 0 | 0 | 0 | 0
SOUTHERN CROSS DC TIE | 2020 | 7 | 6 | 8 | 1883.2 | 71.9 | 20470 | 0
SOUTHERN CROSS DC TIE | 2020 | 8 | 6 | 8 | 1781.4 | 56.6 | 19364 | 0
SOUTHERN CROSS DC TIE | 2020 | 9 | 6 | 8 | 0 | 0 | 0 | 0
SOUTHERN CROSS DC TIE | 2020 | 10 | 6 | 8 | 2126.5 | 95.4 | 19734 | 0
SOUTHERN CROSS DC TIE | 2020 | 11 | 6 | 8 | 1574.3 | 50.2 | 14609 | 0
SOUTHERN CROSS DC TIE | 2020 | 12 | 6 | 8 | 1534.2 | 42.3 | 14237 | 0
SOUTHERN CROSS DC TIE | 2020 | 1 | 7 | 8 | 1220.2 | 27.5 | 11323 | 0
SOUTHERN CROSS DC TIE | 2020 | 2 | 7 | 8 | 662.8 | 9.2 | 6150 | 0
SOUTHERN CROSS DC TIE | 2020 | 3 | 7 | 8 | 2089.7 | 81.5 | 19392 | 0
SOUTHERN CROSS DC TIE | 2020 | 4 | 7 | 8 | 1550.7 | 50.9 | 14390 | 0
SOUTHERN CROSS DC TIE | 2020 | 5 | 7 | 8 | 680.7 | 9.9 | 6317 | 0
SOUTHERN CROSS DC TIE | 2020 | 6 | 7 | 8 | 0 | 0 | 0 | 0
SOUTHERN CROSS DC TIE | 2020 | 7 | 7 | 8 | 2094.6 | 83.8 | 22768 | 0
SOUTHERN CROSS DC TIE | 2020 | 8 | 7 | 8 | 732.6 | 7.4 | 7963 | 0
SOUTHERN CROSS DC TIE | 2020 | 9 | 7 | 8 | 909.2 | 14.7 | 9882 | 0
SOUTHERN CROSS DC TIE | 2020 | 10 | 7 | 8 | 2100.6 | 74.1 | 19493 | 0
SOUTHERN CROSS DC TIE | 2020 | 11 | 7 | 8 | 494.3 | 5.2 | 4586 | 0
SOUTHERN CROSS DC TIE | 2020 | 12 | 7 | 8 | 2086.6 | 83.7 | 19363 | 0
SOUTHERN CROSS DC TIE | 2020 | 1 | 8 | 8 | 1935.5 | 89.3 | 17961 | 0
SOUTHERN CROSS DC TIE | 2020 | 2 | 8 | 8 | 0 | 0 | 0 | 0
SOUTHERN CROSS DC TIE | 2020 | 3 | 8 | 8 | 898.8 | 15.9 | 8341 | 0
SOUTHERN CROSS DC TIE | 2020 | 4 | 8 | 8 | 1685.5 | 55.4 | 15641 | 0
SOUTHERN CROSS DC TIE | 2020 | 5 | 8 | 8 | 920.2 | 17.2 | 8539 | 0
SOUTHERN CROSS DC TIE | 2020 | 6 | 8 | 8 | 305.6 | 1.5 | 3321 | 0
SOUTHERN CROSS DC TIE | 2020 | 7 | 8 | 8 | 2082 | 90.3 | 22631 | 0
SOUTHERN CROSS DC TIE | 2020 | 8 | 8 | 8 | 0 | 0 | 0 | 0
SOUTHERN CROSS DC TIE | 2020 | 9 | 8 | 8 | 1186 | 32 | 12891 | 0
SOUTHERN CROSS DC TIE | 2020 | 10 | 8 | 8 | 2089.6 | 53.5 | 19391 | 0
SOUTHERN CROSS DC TIE | 2020 | 11 | 8 | 8 | 2054.2 | 79.7 | 19062 | 0
SOUTHERN CROSS DC TIE | 2020 | 12 | 8 | 8 | 1894.3 | 59.3 | 17579 | 0
SOUTHERN CROSS DC TIE | 2020 | 1 | 9 | 8 | 2082.1 | 90.8 | 19322 | 0
SOUTHERN CROSS DC TIE | 2020 | 2 | 9 | 8 | 1471.1 | 44.3 | 13652 | 0
SOUTHERN CROSS DC TIE | 2020 | 3 | 9 | 8 | 1766 | 70.7 | 16388 | 0
SOUTHERN CROSS DC TIE | 2020 | 4 | 9 | 8 | 2091.3 | 84.9 | 19407 | 0
SOUTHERN CROSS DC TIE | 2020 | 5 | 9 | 8 | 102.4 | 0.2 | 950 | 0
SOUTHERN CROSS DC TIE | 2020 | 6 | 9 | 8 | 629.7 | 7.3 | 6845 | 0
SOUTHERN CROSS DC TIE | 2020 | 7 | 9 | 8 | 2078.1 | 81.3 | 22588 | 0
SOUTHERN CROSS DC TIE | 2020 | 8 | 9 | 8 | 335.3 | 2.5 | 3644 | 0
SOUTHERN CROSS DC TIE | 2020 | 9 | 9 | 8 | 485.7 | 4.1 | 5279 | 0
SOUTHERN CROSS DC TIE | 2020 | 10 | 9 | 8 | 2094.4 | 86.8 | 19436 | 0
SOUTHERN CROSS DC TIE | 2020 | 11 | 9 | 8 | 381.7 | 3 | 3542 | 0
SOUTHERN CROSS DC TIE | 2020 | 12 | 9 | 8 | 1637.6 | 51.6 | 15197 | 0
SOUTHERN CROSS DC TIE | 2020 | 1 | 10 | 8 | 946.7 | 17.7 | 8785 | 0
SOUTHERN CROSS DC TIE | 2020 | 2 | 10 | 8 | 1662.8 | 52.3 | 15430 | 0
SOUTHERN CROSS DC TIE | 2020 | 3 | 10 | 8 | 2104.7 | 98.9 | 19531 | 0
SOUTHERN CROSS DC TIE | 2020 | 4 | 10 | 8 | 2077.6 | 76.7 | 19279 | 0
SOUTHERN CROSS DC TIE | 2020 | 5 | 10 | 8 | 0 | 0 | 0 | 0
SOUTHERN CROSS DC TIE | 2020 | 6 | 10 | 8 | 529.3 | 5.2 | 5753 | 0
SOUTHERN CROSS DC TIE | 2020 | 7 | 10 | 8 | 685.3 | 9.4 | 7449 | 0
SOUTHERN CROSS DC TIE | 2020 | 8 | 10 | 8 | 963.3 | 14.8 | 10470 | 0
SOUTHERN CROSS DC TIE | 2020 | 9 | 10 | 8 | 363.6 | 2.9 | 3952 | 0
SOUTHERN CROSS DC TIE | 2020 | 10 | 10 | 8 | 373 | 2.9 | 3461 | 0
SOUTHERN CROSS DC TIE | 2020 | 11 | 10 | 8 | 2102.7 | 84.7 | 19513 | 0
SOUTHERN CROSS DC TIE | 2020 | 12 | 10 | 8 | 2082.4 | 77.9 | 19324 | 0
SOUTHERN CROSS DC TIE | 2020 | 1 | 11 | 8 | 808 | 13 | 7497 | 0
SOUTHERN CROSS DC TIE | 2020 | 2 | 11 | 8 | 1656.3 | 55.1 | 15370 | 0
SOUTHERN CROSS DC TIE | 2020 | 3 | 11 | 8 | 2092.7 | 88.9 | 19420 | 0
SOUTHERN CROSS DC TIE | 2020 | 4 | 11 | 8 | 581.4 | 6.9 | 5395 | 0
SOUTHERN CROSS DC TIE | 2020 | 5 | 11 | 8 | 952.7 | 16.3 | 8840 | 0
SOUTHERN CROSS DC TIE | 2020 | 6 | 11 | 8 | 456.3 | 4.6 | 4959 | 0
SOUTHERN CROSS DC TIE | 2020 | 7 | 11 | 8 | 0 | 0 | 0 | 0
SOUTHERN CROSS DC TIE | 2020 | 8 | 11 | 8 | 608.8 | 5.7 | 6617 | 0
SOUTHERN CROSS DC TIE | 2020 | 9 | 11 | 8 | 746.2 | 12.5 | 8110 | 0
SOUTHERN CROSS DC TIE | 2020 | 10 | 11 | 8 | 225.6 | 1.2 | 2093 | 0
SOUTHERN CROSS DC TIE | 2020 | 11 | 11 | 8 | 2054.1 | 85.6 | 19062 | 0
SOUTHERN CROSS DC TIE | 2020 | 12 | 11 | 8 | 1919.7 | 86.4 | 17814 | 0
SOUTHERN CROSS DC TIE | 2020 | 1 | 12 | 8 | 618.1 | 7.2 | 5736 | 0
SOUTHERN CROSS DC TIE | 2020 | 2 | 12 | 8 | 1953.4 | 73.6 | 18127 | 0
SOUTHERN CROSS DC TIE | 2020 | 3 | 12 | 8 | 2088.5 | 78.8 | 19380 | 0
SOUTHERN CROSS DC TIE | 2020 | 4 | 12 | 8 | 325.4 | 2.1 | 3019 | 0
SOUTHERN CROSS DC TIE | 2020 | 5 | 12 | 8 | 593.7 | 7.5 | 5509 | 0
SOUTHERN CROSS DC TIE | 2020 | 6 | 12 | 8 | 916.7 | 16.1 | 9964 | 0
SOUTHERN CROSS DC TIE | 2020 | 7 | 12 | 8 | 0 | 0 | 0 | 0
SOUTHERN CROSS DC TIE | 2020 | 8 | 12 | 8 | 793.2 | 8.6 | 8622 | 0
SOUTHERN CROSS DC TIE | 2020 | 9 | 12 | 8 | 164.4 | 0.6 | 1786 | 0
SOUTHERN CROSS DC TIE | 2020 | 10 | 12 | 8 | 274.4 | 1.8 | 2546 | 0
SOUTHERN CROSS DC TIE | 2020 | 11 | 12 | 8 | 1680.6 | 55.6 | 15596 | 0
SOUTHERN CROSS DC TIE | 2020 | 12 | 12 | 8 | 781 | 11.8 | 7247 | 0
SOUTHERN CROSS DC TIE | 2020 | 1 | 13 | 8 | 706.9 | 12.1 | 6559 | 0
SOUTHERN CROSS DC TIE | 2020 | 2 | 13 | 8 | 449.7 | 4.1 | 4173 | 0
SOUTHERN CROSS DC TIE | 2020 | 3 | 13 | 8 | 2061.6 | 97.5 | 19131 | 0
SOUTHERN CROSS DC TIE | 2020 | 4 | 13 | 8 | 1261.5 | 30.1 | 11706 | 0
SOUTHERN CROSS DC TIE | 2020 | 5 | 13 | 8 | 512.8 | 4.5 | 4759 | 0
SOUTHERN CROSS DC TIE | 2020 | 6 | 13 | 8 | 72.6 | 0.1 | 789 | 0
SOUTHERN CROSS DC TIE | 2020 | 7 | 13 | 8 | 646.1 | 6 | 7023 | 0
SOUTHERN CROSS DC TIE | 2020 | 8 | 13 | 8 | 1039.2 | 17.5 | 11295 | 0
SOUTHERN CROSS DC TIE | 2020 | 9 | 13 | 8 | 21.9 | 0 | 238 | 0
SOUTHERN CROSS DC TIE | 2020 | 10 | 13 | 8 | 2114.8 | 85.4 | 19625 | 0
SOUTHERN CROSS DC TIE | 2020 | 11 | 13 | 8 | 1624 | 44.1 | 15070 | 0
SOUTHERN CROSS DC TIE | 2020 | 12 | 13 | 8 | 1246.6 | 28.4 | 11568 | 0
SOUTHERN CROSS DC TIE | 2020 | 1 | 14 | 8 | 887.4 | 19.8 | 8235 | 0
SOUTHERN CROSS DC TIE | 2020 | 2 | 14 | 8 | 511.6 | 5.1 | 4747 | 0
SOUTHERN CROSS DC TIE | 2020 | 3 | 14 | 8 | 571.9 | 6.6 | 5307 | 0
SOUTHERN CROSS DC TIE | 2020 | 4 | 14 | 8 | 2073.4 | 77.9 | 19240 | 0
SOUTHERN CROSS DC TIE | 2020 | 5 | 14 | 8 | 691.2 | 9.9 | 6414 | 0
SOUTHERN CROSS DC TIE | 2020 | 6 | 14 | 8 | 340.5 | 1.8 | 3701 | 0
SOUTHERN CROSS DC TIE | 2020 | 7 | 14 | 8 | 437.9 | 3.8 | 4759 | 0
SOUTHERN CROSS DC TIE | 2020 | 8 | 14 | 8 | 989.8 | 16.2 | 10758 | 0
SOUTHERN CROSS DC TIE | 2020 | 9 | 14 | 8 | 1540.6 | 42.3 | 16746 | 0
SOUTHERN CROSS DC TIE | 2020 | 10 | 14 | 8 | 1718 | 59.4 | 15943 | 0
SOUTHERN CROSS DC TIE | 2020 | 11 | 14 | 8 | 1013.5 | 15.2 | 9405 | 0
SOUTHERN CROSS DC TIE | 2020 | 12 | 14 | 8 | 0 | 0 | 0 | 0
SOUTHERN CROSS DC TIE | 2020 | 1 | 15 | 8 | 2072.9 | 78 | 19236 | 0
SOUTHERN CROSS DC TIE | 2020 | 2 | 15 | 8 | 937.5 | 16.9 | 8700 | 0
SOUTHERN CROSS DC TIE | 2020 | 3 | 15 | 8 | 970.3 | 18 | 9004 | 0
SOUTHERN CROSS DC TIE | 2020 | 4 | 15 | 8 | 2093.8 | 89.9 | 19430 | 0
SOUTHERN CROSS DC TIE | 2020 | 5 | 15 | 8 | 415.9 | 4 | 3859 | 0
SOUTHERN CROSS DC TIE | 2020 | 6 | 15 | 8 | 1481.4 | 41.4 | 16102 | 0
SOUTHERN CROSS DC TIE | 2020 | 7 | 15 | 8 | 591 | 6.9 | 6424 | 0
SOUTHERN CROSS DC TIE | 2020 | 8 | 15 | 8 | 0 | 0 | 0 | 0
SOUTHERN CROSS DC TIE | 2020 | 9 | 15 | 8 | 302.8 | 1.9 | 3290 | 0
SOUTHERN CROSS DC TIE | 2020 | 10 | 15 | 8 | 1398.4 | 39.4 | 12977 | 0
SOUTHERN CROSS DC TIE | 2020 | 11 | 15 | 8 | 1425 | 38.7 | 13223 | 0
SOUTHERN CROSS DC TIE | 2020 | 12 | 15 | 8 | 537.5 | 6.1 | 4988 | 0
SOUTHERN CROSS DC TIE | 2020 | 1 | 16 | 8 | 2080.8 | 83.7 | 19310 | 0
SOUTHERN CROSS DC TIE | 2020 | 2 | 16 | 8 | 328.6 | 1.9 | 3049 | 0
SOUTHERN CROSS DC TIE | 2020 | 3 | 16 | 8 | 2086.5 | 84 | 19362 | 0
SOUTHERN CROSS DC TIE | 2020 | 4 | 16 | 8 | 2093.5 | 84.4 | 19427 | 0
SOUTHERN CROSS DC TIE | 2020 | 5 | 16 | 8 | 258.3 | 1.7 | 2397 | 0
SOUTHERN CROSS DC TIE | 2020 | 6 | 16 | 8 | 1142.9 | 25 | 12422 | 0
SOUTHERN CROSS DC TIE | 2020 | 7 | 16 | 8 | 853.4 | 9.6 | 9276 | 0
SOUTHERN CROSS DC TIE | 2020 | 8 | 16 | 8 | 0 | 0 | 0 | 0
SOUTHERN CROSS DC TIE | 2020 | 9 | 16 | 8 | 872.5 | 14.1 | 9483 | 0
SOUTHERN CROSS DC TIE | 2020 | 10 | 16 | 8 | 849.3 | 14.2 | 7881 | 0
SOUTHERN CROSS DC TIE | 2020 | 11 | 16 | 8 | 712.2 | 12.2 | 6609 | 0
SOUTHERN CROSS DC TIE | 2020 | 12 | 16 | 8 | 2095 | 75.2 | 19441 | 0
SOUTHERN CROSS DC TIE | 2020 | 1 | 17 | 8 | 1569.8 | 45.5 | 14567 | 0
SOUTHERN CROSS DC TIE | 2020 | 2 | 17 | 8 | 0 | 0 | 0 | 0
SOUTHERN CROSS DC TIE | 2020 | 3 | 17 | 8 | 2063.4 | 77.9 | 19148 | 0
SOUTHERN CROSS DC TIE | 2020 | 4 | 17 | 8 | 1688.4 | 53.2 | 15668 | 0
SOUTHERN CROSS DC TIE | 2020 | 5 | 17 | 8 | 0 | 0 | 0 | 0
SOUTHERN CROSS DC TIE | 2020 | 6 | 17 | 8 | 763 | 12.9 | 8293 | 0
SOUTHERN CROSS DC TIE | 2020 | 7 | 17 | 8 | 937.4 | 18.7 | 10189 | 0
SOUTHERN CROSS DC TIE | 2020 | 8 | 17 | 8 | 948.2 | 22.9 | 10307 | 0
SOUTHERN CROSS DC TIE | 2020 | 9 | 17 | 8 | 1133.6 | 29.8 | 12321 | 0
SOUTHERN CROSS DC TIE | 2020 | 10 | 17 | 8 | 1330.5 | 36 | 12346 | 0
SOUTHERN CROSS DC TIE | 2020 | 11 | 17 | 8 | 1411.8 | 43.4 | 13101 | 0
SOUTHERN CROSS DC TIE | 2020 | 12 | 17 | 8 | 2103.5 | 102.3 | 19520 | 0
SOUTHERN CROSS DC TIE | 2020 | 1 | 18 | 8 | 796 | 12.3 | 7387 | 0
SOUTHERN CROSS DC TIE | 2020 | 2 | 18 | 8 | 966.7 | 17.9 | 8970 | 0
SOUTHERN CROSS DC TIE | 2020 | 3 | 18 | 8 | 2078.5 | 84.9 | 19288 | 0
SOUTHERN CROSS DC TIE | 2020 | 4 | 18 | 8 | 1168.2 | 24.9 | 10840 | 0
SOUTHERN CROSS DC TIE | 2020 | 5 | 18 | 8 | 0 | 0 | 0 | 0
SOUTHERN CROSS DC TIE | 2020 | 6 | 18 | 8 | 417.4 | 1.7 | 4537 | 0
SOUTHERN CROSS DC TIE | 2020 | 7 | 18 | 8 | 86.8 | 0.1 | 942 | 0
SOUTHERN CROSS DC TIE | 2020 | 8 | 18 | 8 | 979.7 | 19.1 | 10649 | 0
SOUTHERN CROSS DC TIE | 2020 | 9 | 18 | 8 | 1034.1 | 21.3 | 11240 | 0
SOUTHERN CROSS DC TIE | 2020 | 10 | 18 | 8 | 1560.4 | 57.7 | 14480 | 0
SOUTHERN CROSS DC TIE | 2020 | 11 | 18 | 8 | 1782.8 | 52.9 | 16544 | 0
SOUTHERN CROSS DC TIE | 2020 | 12 | 18 | 8 | 1366 | 31 | 12676 | 0
SOUTHERN CROSS DC TIE | 2020 | 1 | 19 | 8 | 371.1 | 2.7 | 3443 | 0
SOUTHERN CROSS DC TIE | 2020 | 2 | 19 | 8 | 594.8 | 7.6 | 5519 | 0
SOUTHERN CROSS DC TIE | 2020 | 3 | 19 | 8 | 2098.3 | 110.5 | 19471 | 0
SOUTHERN CROSS DC TIE | 2020 | 4 | 19 | 8 | 694.7 | 10.4 | 6446 | 0
SOUTHERN CROSS DC TIE | 2020 | 5 | 19 | 8 | 957.5 | 18 | 8885 | 0
SOUTHERN CROSS DC TIE | 2020 | 6 | 19 | 8 | 18.9 | 0 | 205 | 0
SOUTHERN CROSS DC TIE | 2020 | 7 | 19 | 8 | 3.9 | 0 | 42 | 0
SOUTHERN CROSS DC TIE | 2020 | 8 | 19 | 8 | 1958.9 | 78.7 | 21292 | 0
SOUTHERN CROSS DC TIE | 2020 | 9 | 19 | 8 | 528.9 | 5.8 | 5748 | 0
SOUTHERN CROSS DC TIE | 2020 | 10 | 19 | 8 | 1631.6 | 46.8 | 15141 | 0
SOUTHERN CROSS DC TIE | 2020 | 11 | 19 | 8 | 1562.5 | 46.6 | 14499 | 0
SOUTHERN CROSS DC TIE | 2020 | 12 | 19 | 8 | 747.3 | 9.7 | 6934 | 0
SOUTHERN CROSS DC TIE | 2020 | 1 | 20 | 8 | 1164.5 | 26.7 | 10806 | 0
SOUTHERN CROSS DC TIE | 2020 | 2 | 20 | 8 | 0 | 0 | 0 | 0
SOUTHERN CROSS DC TIE | 2020 | 3 | 20 | 8 | 896.2 | 15.5 | 8317 | 0
SOUTHERN CROSS DC TIE | 2020 | 4 | 20 | 8 | 1571.2 | 56.7 | 14580 | 0
SOUTHERN CROSS DC TIE | 2020 | 5 | 20 | 8 | 1162.3 | 36.7 | 10786 | 0
SOUTHERN CROSS DC TIE | 2020 | 6 | 20 | 8 | 0 | 0 | 0 | 0
SOUTHERN CROSS DC TIE | 2020 | 7 | 20 | 8 | 583.2 | 7.1 | 6339 | 0
SOUTHERN CROSS DC TIE | 2020 | 8 | 20 | 8 | 1992 | 78.1 | 21652 | 0
SOUTHERN CROSS DC TIE | 2020 | 9 | 20 | 8 | 271.3 | 1.1 | 2948 | 0
SOUTHERN CROSS DC TIE | 2020 | 10 | 20 | 8 | 2091.8 | 72.6 | 19412 | 0
SOUTHERN CROSS DC TIE | 2020 | 11 | 20 | 8 | 634.9 | 8 | 5891 | 0
SOUTHERN CROSS DC TIE | 2020 | 12 | 20 | 8 | 0 | 0 | 0 | 0
SOUTHERN CROSS DC TIE | 2020 | 1 | 21 | 8 | 1851.9 | 64.2 | 17185 | 0
SOUTHERN CROSS DC TIE | 2020 | 2 | 21 | 8 | 573.5 | 6.5 | 5322 | 0
SOUTHERN CROSS DC TIE | 2020 | 3 | 21 | 8 | 375.3 | 2.9 | 3482 | 0
SOUTHERN CROSS DC TIE | 2020 | 4 | 21 | 8 | 2093.4 | 77.8 | 19426 | 0
SOUTHERN CROSS DC TIE | 2020 | 5 | 21 | 8 | 698.2 | 10.4 | 6479 | 0
SOUTHERN CROSS DC TIE | 2020 | 6 | 21 | 8 | 0 | 0 | 0 | 0
SOUTHERN CROSS DC TIE | 2020 | 7 | 21 | 8 | 1164.4 | 28.3 | 12656 | 0
SOUTHERN CROSS DC TIE | 2020 | 8 | 21 | 8 | 1562.9 | 46.9 | 16988 | 0
SOUTHERN CROSS DC TIE | 2020 | 9 | 21 | 8 | 1209.6 | 28.3 | 13147 | 0
SOUTHERN CROSS DC TIE | 2020 | 10 | 21 | 8 | 2101.3 | 84.1 | 19499 | 0
SOUTHERN CROSS DC TIE | 2020 | 11 | 21 | 8 | 577 | 7.2 | 5354 | 0
SOUTHERN CROSS DC TIE | 2020 | 12 | 21 | 8 | 1740.2 | 63 | 16149 | 0
SOUTHERN CROSS DC TIE | 2020 | 1 | 22 | 8 | 2097.9 | 102.6 | 19468 | 0
SOUTHERN CROSS DC TIE | 2020 | 2 | 22 | 8 | 0 | 0 | 0 | 0
SOUTHERN CROSS DC TIE | 2020 | 3 | 22 | 8 | 0 | 0 | 0 | 0
SOUTHERN CROSS DC TIE | 2020 | 4 | 22 | 8 | 1989 | 77.3 | 18457 | 0
SOUTHERN CROSS DC TIE | 2020 | 5 | 22 | 8 | 957.6 | 15.6 | 8886 | 0
SOUTHERN CROSS DC TIE | 2020 | 6 | 22 | 8 | 0 | 0 | 0 | 0
SOUTHERN CROSS DC TIE | 2020 | 7 | 22 | 8 | 1280.7 | 35.4 | 13921 | 0
SOUTHERN CROSS DC TIE | 2020 | 8 | 22 | 8 | 59.1 | 0.1 | 642 | 0
SOUTHERN CROSS DC TIE | 2020 | 9 | 22 | 8 | 592.7 | 6.8 | 6442 | 0
SOUTHERN CROSS DC TIE | 2020 | 10 | 22 | 8 | 1292.3 | 31 | 11992 | 0
SOUTHERN CROSS DC TIE | 2020 | 11 | 22 | 8 | 1054.3 | 22.6 | 9783 | 0
SOUTHERN CROSS DC TIE | 2020 | 12 | 22 | 8 | 632.1 | 9.1 | 5865 | 0
SOUTHERN CROSS DC TIE | 2020 | 1 | 23 | 8 | 419.4 | 3.7 | 3892 | 0
SOUTHERN CROSS DC TIE | 2020 | 2 | 23 | 8 | 475.9 | 4.1 | 4416 | 0
SOUTHERN CROSS DC TIE | 2020 | 3 | 23 | 8 | 0 | 0 | 0 | 0
SOUTHERN CROSS DC TIE | 2020 | 4 | 23 | 8 | 734.1 | 9.6 | 6812 | 0
SOUTHERN CROSS DC TIE | 2020 | 5 | 23 | 8 | 279.3 | 1.7 | 2592 | 0
SOUTHERN CROSS DC TIE | 2020 | 6 | 23 | 8 | 0 | 0 | 0 | 0
SOUTHERN CROSS DC TIE | 2020 | 7 | 23 | 8 | 1537.3 | 46.9 | 16710 | 0
SOUTHERN CROSS DC TIE | 2020 | 8 | 23 | 8 | 0 | 0 | 0 | 0
SOUTHERN CROSS DC TIE | 2020 | 9 | 23 | 8 | 1367.8 | 36.6 | 14868 | 0
SOUTHERN CROSS DC TIE | 2020 | 10 | 23 | 8 | 1997.4 | 71.1 | 18536 | 0
SOUTHERN CROSS DC TIE | 2020 | 11 | 23 | 8 | 0 | 0 | 0 | 0
SOUTHERN CROSS DC TIE | 2020 | 12 | 23 | 8 | 1910 | 73.4 | 17724 | 0
SOUTHERN CROSS DC TIE | 2020 | 1 | 24 | 8 | 252.4 | 1.4 | 2342 | 0
SOUTHERN CROSS DC TIE | 2020 | 2 | 24 | 8 | 532.9 | 6.1 | 4945 | 0
SOUTHERN CROSS DC TIE | 2020 | 3 | 24 | 8 | 860.5 | 13.5 | 7985 | 0
SOUTHERN CROSS DC TIE | 2020 | 4 | 24 | 8 | 866.2 | 17.6 | 8038 | 0
SOUTHERN CROSS DC TIE | 2020 | 5 | 24 | 8 | 0 | 0 | 0 | 0
SOUTHERN CROSS DC TIE | 2020 | 6 | 24 | 8 | 442.2 | 5 | 4806 | 0
SOUTHERN CROSS DC TIE | 2020 | 7 | 24 | 8 | 1756.6 | 55.6 | 19094 | 0
SOUTHERN CROSS DC TIE | 2020 | 8 | 24 | 8 | 432 | 3.2 | 4696 | 0
SOUTHERN CROSS DC TIE | 2020 | 9 | 24 | 8 | 2089 | 82 | 22707 | 0
SOUTHERN CROSS DC TIE | 2020 | 10 | 24 | 8 | 41.5 | 0 | 384 | 0
SOUTHERN CROSS DC TIE | 2020 | 11 | 24 | 8 | 2092.8 | 77.4 | 19420 | 0
SOUTHERN CROSS DC TIE | 2020 | 12 | 24 | 8 | 2102.5 | 64.4 | 19510 | 0
SOUTHERN CROSS DC TIE | 2020 | 1 | 25 | 8 | 1181.4 | 27.5 | 10963 | 0
SOUTHERN CROSS DC TIE | 2020 | 2 | 25 | 8 | 1432.9 | 39.6 | 13297 | 0
SOUTHERN CROSS DC TIE | 2020 | 3 | 25 | 8 | 2094.3 | 78.8 | 19434 | 0
SOUTHERN CROSS DC TIE | 2020 | 4 | 25 | 8 | 0 | 0 | 0 | 0
SOUTHERN CROSS DC TIE | 2020 | 5 | 25 | 8 | 0 | 0 | 0 | 0
SOUTHERN CROSS DC TIE | 2020 | 6 | 25 | 8 | 491.1 | 4.9 | 5338 | 0
SOUTHERN CROSS DC TIE | 2020 | 7 | 25 | 8 | 901.6 | 14.7 | 9800 | 0
SOUTHERN CROSS DC TIE | 2020 | 8 | 25 | 8 | 2083.2 | 75.7 | 22644 | 0
SOUTHERN CROSS DC TIE | 2020 | 9 | 25 | 8 | 2097.6 | 81.7 | 22800 | 0
SOUTHERN CROSS DC TIE | 2020 | 10 | 25 | 8 | 1195.8 | 32.6 | 11097 | 0
SOUTHERN CROSS DC TIE | 2020 | 11 | 25 | 8 | 817.7 | 13 | 7588 | 0
SOUTHERN CROSS DC TIE | 2020 | 12 | 25 | 8 | 1938.5 | 76.2 | 17989 | 0
SOUTHERN CROSS DC TIE | 2020 | 1 | 26 | 8 | 572.2 | 6.8 | 5309 | 0
SOUTHERN CROSS DC TIE | 2020 | 2 | 26 | 8 | 2098.2 | 90.3 | 19470 | 0
SOUTHERN CROSS DC TIE | 2020 | 3 | 26 | 8 | 1995.7 | 81.5 | 18520 | 0
SOUTHERN CROSS DC TIE | 2020 | 4 | 26 | 8 | 0 | 0 | 0 | 0
SOUTHERN CROSS DC TIE | 2020 | 5 | 26 | 8 | 0 | 0 | 0 | 0
SOUTHERN CROSS DC TIE | 2020 | 6 | 26 | 8 | 0 | 0 | 0 | 0
SOUTHERN CROSS DC TIE | 2020 | 7 | 26 | 8 | 726.2 | 10.2 | 7893 | 0
SOUTHERN CROSS DC TIE | 2020 | 8 | 26 | 8 | 1939 | 82.8 | 21077 | 0
SOUTHERN CROSS DC TIE | 2020 | 9 | 26 | 8 | 937.8 | 17.4 | 10194 | 0
SOUTHERN CROSS DC TIE | 2020 | 10 | 26 | 8 | 712.3 | 12.5 | 6610 | 0
SOUTHERN CROSS DC TIE | 2020 | 11 | 26 | 8 | 2075.3 | 88.5 | 19259 | 0
SOUTHERN CROSS DC TIE | 2020 | 12 | 26 | 8 | 219.4 | 0.9 | 2036 | 0
SOUTHERN CROSS DC TIE | 2020 | 1 | 27 | 8 | 119.6 | 0.3 | 1109 | 0
SOUTHERN CROSS DC TIE | 2020 | 2 | 27 | 8 | 1867.1 | 68.2 | 17326 | 0
SOUTHERN CROSS DC TIE | 2020 | 3 | 27 | 8 | 1766.6 | 59.7 | 16393 | 0
SOUTHERN CROSS DC TIE | 2020 | 4 | 27 | 8 | 1174 | 24.9 | 10894 | 0
SOUTHERN CROSS DC TIE | 2020 | 5 | 27 | 8 | 0 | 0 | 0 | 0
SOUTHERN CROSS DC TIE | 2020 | 6 | 27 | 8 | 0 | 0 | 0 | 0
SOUTHERN CROSS DC TIE | 2020 | 7 | 27 | 8 | 1754.9 | 59.2 | 19075 | 0
SOUTHERN CROSS DC TIE | 2020 | 8 | 27 | 8 | 1501 | 49.6 | 16315 | 0
SOUTHERN CROSS DC TIE | 2020 | 9 | 27 | 8 | 565.6 | 7 | 6148 | 0
SOUTHERN CROSS DC TIE | 2020 | 10 | 27 | 8 | 936.4 | 21.3 | 8689 | 0
SOUTHERN CROSS DC TIE | 2020 | 11 | 27 | 8 | 1777.3 | 64.8 | 16493 | 0
SOUTHERN CROSS DC TIE | 2020 | 12 | 27 | 8 | 373.5 | 2.8 | 3465 | 0
SOUTHERN CROSS DC TIE | 2020 | 1 | 28 | 8 | 1829.4 | 69.5 | 16977 | 0
SOUTHERN CROSS DC TIE | 2020 | 2 | 28 | 8 | 1363.8 | 36.9 | 12656 | 0
SOUTHERN CROSS DC TIE | 2020 | 3 | 28 | 8 | 1122.5 | 22.4 | 10417 | 0
SOUTHERN CROSS DC TIE | 2020 | 4 | 28 | 8 | 572.4 | 6.3 | 5311 | 0
SOUTHERN CROSS DC TIE | 2020 | 5 | 28 | 8 | 0 | 0 | 0 | 0
SOUTHERN CROSS DC TIE | 2020 | 6 | 28 | 8 | 0 | 0 | 0 | 0
SOUTHERN CROSS DC TIE | 2020 | 7 | 28 | 8 | 2083.2 | 87.3 | 22643 | 0
SOUTHERN CROSS DC TIE | 2020 | 8 | 28 | 8 | 496.5 | 5.5 | 5396 | 0
SOUTHERN CROSS DC TIE | 2020 | 9 | 28 | 8 | 1856.3 | 64.9 | 20178 | 0
SOUTHERN CROSS DC TIE | 2020 | 10 | 28 | 8 | 826.4 | 13 | 7669 | 0
SOUTHERN CROSS DC TIE | 2020 | 11 | 28 | 8 | 473.7 | 4.5 | 4395 | 0
SOUTHERN CROSS DC TIE | 2020 | 12 | 28 | 8 | 2068.9 | 82.6 | 19199 | 0
SOUTHERN CROSS DC TIE | 2020 | 1 | 29 | 8 | 2101.1 | 81.7 | 19498 | 0
SOUTHERN CROSS DC TIE | 2020 | 2 | 29 | 8 | 913.8 | 16.2 | 8480 | 0
SOUTHERN CROSS DC TIE | 2020 | 3 | 29 | 8 | 1872.6 | 52.1 | 17377 | 0
SOUTHERN CROSS DC TIE | 2020 | 4 | 29 | 8 | 575.1 | 6.5 | 5337 | 0
SOUTHERN CROSS DC TIE | 2020 | 5 | 29 | 8 | 217.4 | 1.2 | 2017 | 0
SOUTHERN CROSS DC TIE | 2020 | 6 | 29 | 8 | 0 | 0 | 0 | 0
SOUTHERN CROSS DC TIE | 2020 | 7 | 29 | 8 | 2103.3 | 82.8 | 22862 | 0
SOUTHERN CROSS DC TIE | 2020 | 8 | 29 | 8 | 272 | 1.4 | 2956 | 0
SOUTHERN CROSS DC TIE | 2020 | 9 | 29 | 8 | 2101.3 | 84.7 | 22841 | 0
SOUTHERN CROSS DC TIE | 2020 | 10 | 29 | 8 | 1759 | 47.3 | 16323 | 0
SOUTHERN CROSS DC TIE | 2020 | 11 | 29 | 8 | 2097.3 | 86 | 19463 | 0
SOUTHERN CROSS DC TIE | 2020 | 12 | 29 | 8 | 847.7 | 13.8 | 7866 | 0
SOUTHERN CROSS DC TIE | 2020 | 1 | 30 | 8 | 997.9 | 20.9 | 9260 | 0
SOUTHERN CROSS DC TIE | 2020 | 3 | 30 | 8 | 2073.9 | 80 | 19245 | 0
SOUTHERN CROSS DC TIE | 2020 | 4 | 30 | 8 | 959.7 | 19.2 | 8905 | 0
SOUTHERN CROSS DC TIE | 2020 | 5 | 30 | 8 | 0 | 0 | 0 | 0
SOUTHERN CROSS DC TIE | 2020 | 6 | 30 | 8 | 140.1 | 0.4 | 1522 | 0
SOUTHERN CROSS DC TIE | 2020 | 7 | 30 | 8 | 2100.7 | 80.7 | 22834 | 0
SOUTHERN CROSS DC TIE | 2020 | 8 | 30 | 8 | 0 | 0 | 0 | 0
SOUTHERN CROSS DC TIE | 2020 | 9 | 30 | 8 | 2087 | 75.2 | 22685 | 0
SOUTHERN CROSS DC TIE | 2020 | 10 | 30 | 8 | 2097.9 | 81.9 | 19468 | 0
SOUTHERN CROSS DC TIE | 2020 | 11 | 30 | 8 | 2092.8 | 86.8 | 19421 | 0
SOUTHERN CROSS DC TIE | 2020 | 12 | 30 | 8 | 2083.7 | 83.5 | 19336 | 0
SOUTHERN CROSS DC TIE | 2020 | 1 | 31 | 8 | 1562.3 | 47.2 | 14498 | 0
SOUTHERN CROSS DC TIE | 2020 | 3 | 31 | 8 | 2068.7 | 84.6 | 19197 | 0
SOUTHERN CROSS DC TIE | 2020 | 5 | 31 | 8 | 0 | 0 | 0 | 0
SOUTHERN CROSS DC TIE | 2020 | 7 | 31 | 8 | 1585.6 | 50.5 | 17235 | 0
SOUTHERN CROSS DC TIE | 2020 | 8 | 31 | 8 | 1444.9 | 34.3 | 15705 | 0
SOUTHERN CROSS DC TIE | 2020 | 10 | 31 | 8 | 924.7 | 15.8 | 8581 | 0
SOUTHERN CROSS DC TIE | 2020 | 12 | 31 | 8 | 2090 | 83.1 | 19395 | 0
SOUTHERN CROSS DC TIE | 2020 | 1 | 1 | 9 | 2092.7 | 72.4 | 19420 | 0
SOUTHERN CROSS DC TIE | 2020 | 2 | 1 | 9 | 1853.2 | 62.6 | 17197 | 0
SOUTHERN CROSS DC TIE | 2020 | 3 | 1 | 9 | 1442.7 | 54.2 | 13388 | 0
SOUTHERN CROSS DC TIE | 2020 | 4 | 1 | 9 | 2096.7 | 80.6 | 19457 | 0
SOUTHERN CROSS DC TIE | 2020 | 5 | 1 | 9 | 1165.1 | 34 | 10811 | 0
SOUTHERN CROSS DC TIE | 2020 | 6 | 1 | 9 | 926.8 | 15.8 | 10073 | 0
SOUTHERN CROSS DC TIE | 2020 | 7 | 1 | 9 | 1261.4 | 35 | 13711 | 0
SOUTHERN CROSS DC TIE | 2020 | 8 | 1 | 9 | 1309.8 | 38.3 | 14237 | 0
SOUTHERN CROSS DC TIE | 2020 | 9 | 1 | 9 | 184.7 | 1 | 2008 | 0
SOUTHERN CROSS DC TIE | 2020 | 10 | 1 | 9 | 2105.5 | 74.9 | 19538 | 0
SOUTHERN CROSS DC TIE | 2020 | 11 | 1 | 9 | 957.5 | 22.1 | 8886 | 0
SOUTHERN CROSS DC TIE | 2020 | 12 | 1 | 9 | 2101.1 | 82 | 19498 | 0
SOUTHERN CROSS DC TIE | 2020 | 1 | 2 | 9 | 2092.6 | 67.7 | 19419 | 0
SOUTHERN CROSS DC TIE | 2020 | 2 | 2 | 9 | 2039.3 | 79.5 | 18924 | 0
SOUTHERN CROSS DC TIE | 2020 | 3 | 2 | 9 | 1824.4 | 60.4 | 16930 | 0
SOUTHERN CROSS DC TIE | 2020 | 4 | 2 | 9 | 2082.8 | 84 | 19328 | 0
SOUTHERN CROSS DC TIE | 2020 | 5 | 2 | 9 | 498.6 | 4.5 | 4627 | 0
SOUTHERN CROSS DC TIE | 2020 | 6 | 2 | 9 | 839.9 | 14.1 | 9129 | 0
SOUTHERN CROSS DC TIE | 2020 | 7 | 2 | 9 | 1009.6 | 26.4 | 10974 | 0
SOUTHERN CROSS DC TIE | 2020 | 8 | 2 | 9 | 0 | 0 | 0 | 0
SOUTHERN CROSS DC TIE | 2020 | 9 | 2 | 9 | 1131.1 | 15.2 | 12295 | 0
SOUTHERN CROSS DC TIE | 2020 | 10 | 2 | 9 | 1545.2 | 42.5 | 14339 | 0
SOUTHERN CROSS DC TIE | 2020 | 11 | 2 | 9 | 43.4 | 0 | 402 | 0
SOUTHERN CROSS DC TIE | 2020 | 12 | 2 | 9 | 905.9 | 16.9 | 8406 | 0
SOUTHERN CROSS DC TIE | 2020 | 1 | 3 | 9 | 889.9 | 17.4 | 8258 | 0
SOUTHERN CROSS DC TIE | 2020 | 2 | 3 | 9 | 1914.2 | 74.1 | 17763 | 0
SOUTHERN CROSS DC TIE | 2020 | 3 | 3 | 9 | 2071.9 | 81.5 | 19226 | 0
SOUTHERN CROSS DC TIE | 2020 | 4 | 3 | 9 | 1083 | 20.5 | 10050 | 0
SOUTHERN CROSS DC TIE | 2020 | 5 | 3 | 9 | 377.1 | 3.1 | 3499 | 0
SOUTHERN CROSS DC TIE | 2020 | 6 | 3 | 9 | 508.8 | 4.2 | 5531 | 0
SOUTHERN CROSS DC TIE | 2020 | 7 | 3 | 9 | 545.6 | 7.1 | 5930 | 0
SOUTHERN CROSS DC TIE | 2020 | 8 | 3 | 9 | 74 | 0.1 | 804 | 0
SOUTHERN CROSS DC TIE | 2020 | 9 | 3 | 9 | 704.7 | 9.5 | 7660 | 0
SOUTHERN CROSS DC TIE | 2020 | 10 | 3 | 9 | 1809.6 | 52.6 | 16793 | 0
SOUTHERN CROSS DC TIE | 2020 | 11 | 3 | 9 | 1761 | 63.6 | 16342 | 0
SOUTHERN CROSS DC TIE | 2020 | 12 | 3 | 9 | 1898.8 | 70.9 | 17621 | 0
SOUTHERN CROSS DC TIE | 2020 | 1 | 4 | 9 | 498.9 | 5.1 | 4629 | 0
SOUTHERN CROSS DC TIE | 2020 | 2 | 4 | 9 | 1962.6 | 71.3 | 18213 | 0
SOUTHERN CROSS DC TIE | 2020 | 3 | 4 | 9 | 2110.5 | 80.9 | 19585 | 0
SOUTHERN CROSS DC TIE | 2020 | 4 | 4 | 9 | 327.8 | 2.1 | 3042 | 0
SOUTHERN CROSS DC TIE | 2020 | 5 | 4 | 9 | 668.4 | 9 | 6203 | 0
SOUTHERN CROSS DC TIE | 2020 | 6 | 4 | 9 | 623.7 | 7.4 | 6779 | 0
SOUTHERN CROSS DC TIE | 2020 | 7 | 4 | 9 | 254.2 | 1.4 | 2762 | 0
SOUTHERN CROSS DC TIE | 2020 | 8 | 4 | 9 | 429.6 | 3.4 | 4669 | 0
SOUTHERN CROSS DC TIE | 2020 | 9 | 4 | 9 | 455.6 | 4.2 | 4952 | 0
SOUTHERN CROSS DC TIE | 2020 | 10 | 4 | 9 | 1280.8 | 26.1 | 11885 | 0
SOUTHERN CROSS DC TIE | 2020 | 11 | 4 | 9 | 1402.8 | 46 | 13017 | 0
SOUTHERN CROSS DC TIE | 2020 | 12 | 4 | 9 | 1240 | 29.7 | 11507 | 0
SOUTHERN CROSS DC TIE | 2020 | 1 | 5 | 9 | 1075.9 | 22.6 | 9984 | 0
SOUTHERN CROSS DC TIE | 2020 | 2 | 5 | 9 | 2064.9 | 77.5 | 19162 | 0
SOUTHERN CROSS DC TIE | 2020 | 3 | 5 | 9 | 2091 | 81.1 | 19404 | 0
SOUTHERN CROSS DC TIE | 2020 | 4 | 5 | 9 | 0 | 0 | 0 | 0
SOUTHERN CROSS DC TIE | 2020 | 5 | 5 | 9 | 767.2 | 12.3 | 7119 | 0
SOUTHERN CROSS DC TIE | 2020 | 6 | 5 | 9 | 311.9 | 2.4 | 3390 | 0
SOUTHERN CROSS DC TIE | 2020 | 7 | 5 | 9 | 0 | 0 | 0 | 0
SOUTHERN CROSS DC TIE | 2020 | 8 | 5 | 9 | 1713.9 | 60 | 18629 | 0
SOUTHERN CROSS DC TIE | 2020 | 9 | 5 | 9 | 0 | 0 | 0 | 0
SOUTHERN CROSS DC TIE | 2020 | 10 | 5 | 9 | 1427.6 | 37.6 | 13248 | 0
SOUTHERN CROSS DC TIE | 2020 | 11 | 5 | 9 | 2060.2 | 79.6 | 19118 | 0
SOUTHERN CROSS DC TIE | 2020 | 12 | 5 | 9 | 1637.5 | 50.5 | 15195 | 0
SOUTHERN CROSS DC TIE | 2020 | 1 | 6 | 9 | 918.1 | 16 | 8520 | 0
SOUTHERN CROSS DC TIE | 2020 | 2 | 6 | 9 | 1640.5 | 53.8 | 15223 | 0
SOUTHERN CROSS DC TIE | 2020 | 3 | 6 | 9 | 2117.9 | 99.5 | 19653 | 0
SOUTHERN CROSS DC TIE | 2020 | 4 | 6 | 9 | 1871.1 | 74.1 | 17363 | 0
SOUTHERN CROSS DC TIE | 2020 | 5 | 6 | 9 | 1929.7 | 71.7 | 17907 | 0
SOUTHERN CROSS DC TIE | 2020 | 6 | 6 | 9 | 416.8 | 4.3 | 4530 | 0
SOUTHERN CROSS DC TIE | 2020 | 7 | 6 | 9 | 2090 | 86 | 22718 | 0
SOUTHERN CROSS DC TIE | 2020 | 8 | 6 | 9 | 1505.4 | 48.4 | 16363 | 0
SOUTHERN CROSS DC TIE | 2020 | 9 | 6 | 9 | 0 | 0 | 0 | 0
SOUTHERN CROSS DC TIE | 2020 | 10 | 6 | 9 | 2133.5 | 93.3 | 19798 | 0
SOUTHERN CROSS DC TIE | 2020 | 11 | 6 | 9 | 2067.7 | 75.6 | 19188 | 0
SOUTHERN CROSS DC TIE | 2020 | 12 | 6 | 9 | 2095.1 | 82.1 | 19442 | 0
SOUTHERN CROSS DC TIE | 2020 | 1 | 7 | 9 | 1118.9 | 24.6 | 10383 | 0
SOUTHERN CROSS DC TIE | 2020 | 2 | 7 | 9 | 1030.2 | 18.4 | 9559 | 0
SOUTHERN CROSS DC TIE | 2020 | 3 | 7 | 9 | 1689.3 | 52.4 | 15677 | 0
SOUTHERN CROSS DC TIE | 2020 | 4 | 7 | 9 | 1061.4 | 21.1 | 9849 | 0
SOUTHERN CROSS DC TIE | 2020 | 5 | 7 | 9 | 760.6 | 12.3 | 7058 | 0
SOUTHERN CROSS DC TIE | 2020 | 6 | 7 | 9 | 0 | 0 | 0 | 0
SOUTHERN CROSS DC TIE | 2020 | 7 | 7 | 9 | 2103.1 | 89.3 | 22861 | 0
SOUTHERN CROSS DC TIE | 2020 | 8 | 7 | 9 | 438.2 | 4 | 4763 | 0
SOUTHERN CROSS DC TIE | 2020 | 9 | 7 | 9 | 570.1 | 8 | 6196 | 0
SOUTHERN CROSS DC TIE | 2020 | 10 | 7 | 9 | 2095.1 | 76.2 | 19442 | 0
SOUTHERN CROSS DC TIE | 2020 | 11 | 7 | 9 | 636.6 | 8.2 | 5907 | 0
SOUTHERN CROSS DC TIE | 2020 | 12 | 7 | 9 | 2100.9 | 94.2 | 19496 | 0
SOUTHERN CROSS DC TIE | 2020 | 1 | 8 | 9 | 1922.7 | 64.1 | 17842 | 0
SOUTHERN CROSS DC TIE | 2020 | 2 | 8 | 9 | 38.5 | 0 | 356 | 0
SOUTHERN CROSS DC TIE | 2020 | 3 | 8 | 9 | 935.2 | 15.7 | 8678 | 0
SOUTHERN CROSS DC TIE | 2020 | 4 | 8 | 9 | 1289.6 | 30.9 | 11967 | 0
SOUTHERN CROSS DC TIE | 2020 | 5 | 8 | 9 | 907.6 | 13.7 | 8422 | 0
SOUTHERN CROSS DC TIE | 2020 | 6 | 8 | 9 | 42.6 | 0 | 463 | 0
SOUTHERN CROSS DC TIE | 2020 | 7 | 8 | 9 | 2089 | 84.7 | 22707 | 0
SOUTHERN CROSS DC TIE | 2020 | 8 | 8 | 9 | 10.2 | 0 | 111 | 0
SOUTHERN CROSS DC TIE | 2020 | 9 | 8 | 9 | 636.1 | 7 | 6914 | 0
SOUTHERN CROSS DC TIE | 2020 | 10 | 8 | 9 | 2094.5 | 91.9 | 19436 | 0
SOUTHERN CROSS DC TIE | 2020 | 11 | 8 | 9 | 1322.1 | 33.5 | 12269 | 0
SOUTHERN CROSS DC TIE | 2020 | 12 | 8 | 9 | 2093.1 | 82 | 19423 | 0
SOUTHERN CROSS DC TIE | 2020 | 1 | 9 | 9 | 2083.8 | 79.4 | 19338 | 0
SOUTHERN CROSS DC TIE | 2020 | 2 | 9 | 9 | 1557.5 | 48.8 | 14453 | 0
SOUTHERN CROSS DC TIE | 2020 | 3 | 9 | 9 | 450.3 | 4.2 | 4178 | 0
SOUTHERN CROSS DC TIE | 2020 | 4 | 9 | 9 | 2075.6 | 64.5 | 19261 | 0
SOUTHERN CROSS DC TIE | 2020 | 5 | 9 | 9 | 388.6 | 2.8 | 3606 | 0
SOUTHERN CROSS DC TIE | 2020 | 6 | 9 | 9 | 642.7 | 9.3 | 6986 | 0
SOUTHERN CROSS DC TIE | 2020 | 7 | 9 | 9 | 1561.8 | 42.1 | 16977 | 0
SOUTHERN CROSS DC TIE | 2020 | 8 | 9 | 9 | 646.7 | 7.6 | 7029 | 0
SOUTHERN CROSS DC TIE | 2020 | 9 | 9 | 9 | 449.7 | 3.8 | 4887 | 0
SOUTHERN CROSS DC TIE | 2020 | 10 | 9 | 9 | 2092.9 | 79 | 19421 | 0
SOUTHERN CROSS DC TIE | 2020 | 11 | 9 | 9 | 140 | 0.4 | 1298 | 0
SOUTHERN CROSS DC TIE | 2020 | 12 | 9 | 9 | 1208.5 | 25 | 11215 | 0
SOUTHERN CROSS DC TIE | 2020 | 1 | 10 | 9 | 1012.2 | 19.1 | 9393 | 0
SOUTHERN CROSS DC TIE | 2020 | 2 | 10 | 9 | 1844.4 | 63.9 | 17116 | 0
SOUTHERN CROSS DC TIE | 2020 | 3 | 10 | 9 | 2088.9 | 66.2 | 19384 | 0
SOUTHERN CROSS DC TIE | 2020 | 4 | 10 | 9 | 2088 | 91.3 | 19376 | 0
SOUTHERN CROSS DC TIE | 2020 | 5 | 10 | 9 | 0 | 0 | 0 | 0
SOUTHERN CROSS DC TIE | 2020 | 6 | 10 | 9 | 985.6 | 19 | 10713 | 0
SOUTHERN CROSS DC TIE | 2020 | 7 | 10 | 9 | 159.3 | 0.5 | 1731 | 0
SOUTHERN CROSS DC TIE | 2020 | 8 | 10 | 9 | 539 | 6.1 | 5858 | 0
SOUTHERN CROSS DC TIE | 2020 | 9 | 10 | 9 | 98.5 | 0.2 | 1070 | 0
SOUTHERN CROSS DC TIE | 2020 | 10 | 10 | 9 | 79.8 | 0.1 | 740 | 0
SOUTHERN CROSS DC TIE | 2020 | 11 | 10 | 9 | 2095.9 | 74.9 | 19450 | 0
SOUTHERN CROSS DC TIE | 2020 | 12 | 10 | 9 | 2084.2 | 82.6 | 19341 | 0
SOUTHERN CROSS DC TIE | 2020 | 1 | 11 | 9 | 1592.4 | 48.2 | 14777 | 0
SOUTHERN CROSS DC TIE | 2020 | 2 | 11 | 9 | 951.2 | 17.5 | 8827 | 0
SOUTHERN CROSS DC TIE | 2020 | 3 | 11 | 9 | 1727.6 | 56.6 | 16032 | 0
SOUTHERN CROSS DC TIE | 2020 | 4 | 11 | 9 | 887.4 | 16.3 | 8235 | 0
SOUTHERN CROSS DC TIE | 2020 | 5 | 11 | 9 | 896.1 | 14.2 | 8315 | 0
SOUTHERN CROSS DC TIE | 2020 | 6 | 11 | 9 | 2100.8 | 93.3 | 22835 | 0
SOUTHERN CROSS DC TIE | 2020 | 7 | 11 | 9 | 270.6 | 1.5 | 2940 | 0
SOUTHERN CROSS DC TIE | 2020 | 8 | 11 | 9 | 354.8 | 2.8 | 3856 | 0
SOUTHERN CROSS DC TIE | 2020 | 9 | 11 | 9 | 461.4 | 4 | 5015 | 0
SOUTHERN CROSS DC TIE | 2020 | 10 | 11 | 9 | 391.4 | 3.1 | 3632 | 0
SOUTHERN CROSS DC TIE | 2020 | 11 | 11 | 9 | 1872.4 | 67.4 | 17375 | 0
SOUTHERN CROSS DC TIE | 2020 | 12 | 11 | 9 | 2103.6 | 82.7 | 19521 | 0
SOUTHERN CROSS DC TIE | 2020 | 1 | 12 | 9 | 1172.8 | 25 | 10883 | 0
SOUTHERN CROSS DC TIE | 2020 | 2 | 12 | 9 | 1055.4 | 23.3 | 9793 | 0
SOUTHERN CROSS DC TIE | 2020 | 3 | 12 | 9 | 2081.7 | 74.2 | 19318 | 0
SOUTHERN CROSS DC TIE | 2020 | 4 | 12 | 9 | 525.2 | 5.7 | 4874 | 0
SOUTHERN CROSS DC TIE | 2020 | 5 | 12 | 9 | 1101.5 | 20.9 | 10221 | 0
SOUTHERN CROSS DC TIE | 2020 | 6 | 12 | 9 | 1341.4 | 35.9 | 14581 | 0
SOUTHERN CROSS DC TIE | 2020 | 7 | 12 | 9 | 272.9 | 1.5 | 2966 | 0
SOUTHERN CROSS DC TIE | 2020 | 8 | 12 | 9 | 1229.4 | 29.2 | 13363 | 0
SOUTHERN CROSS DC TIE | 2020 | 9 | 12 | 9 | 162.9 | 0.5 | 1770 | 0
SOUTHERN CROSS DC TIE | 2020 | 10 | 12 | 9 | 0 | 0 | 0 | 0
SOUTHERN CROSS DC TIE | 2020 | 11 | 12 | 9 | 1832 | 62 | 17000 | 0
SOUTHERN CROSS DC TIE | 2020 | 12 | 12 | 9 | 1474 | 40.5 | 13678 | 0
SOUTHERN CROSS DC TIE | 2020 | 1 | 13 | 9 | 1122.7 | 23.4 | 10419 | 0
SOUTHERN CROSS DC TIE | 2020 | 2 | 13 | 9 | 158 | 0.5 | 1466 | 0
SOUTHERN CROSS DC TIE | 2020 | 3 | 13 | 9 | 2099.4 | 82 | 19481 | 0
SOUTHERN CROSS DC TIE | 2020 | 4 | 13 | 9 | 1428.2 | 50.5 | 13253 | 0
SOUTHERN CROSS DC TIE | 2020 | 5 | 13 | 9 | 461.4 | 4.4 | 4281 | 0
SOUTHERN CROSS DC TIE | 2020 | 6 | 13 | 9 | 161 | 0.5 | 1749 | 0
SOUTHERN CROSS DC TIE | 2020 | 7 | 13 | 9 | 710.6 | 10 | 7724 | 0
SOUTHERN CROSS DC TIE | 2020 | 8 | 13 | 9 | 1181.4 | 31.9 | 12841 | 0
SOUTHERN CROSS DC TIE | 2020 | 9 | 13 | 9 | 371.6 | 2.6 | 4039 | 0
SOUTHERN CROSS DC TIE | 2020 | 10 | 13 | 9 | 2113.6 | 81.8 | 19613 | 0
SOUTHERN CROSS DC TIE | 2020 | 11 | 13 | 9 | 1355 | 35.3 | 12574 | 0
SOUTHERN CROSS DC TIE | 2020 | 12 | 13 | 9 | 1695.2 | 57.4 | 15731 | 0
SOUTHERN CROSS DC TIE | 2020 | 1 | 14 | 9 | 821 | 10.4 | 7619 | 0
SOUTHERN CROSS DC TIE | 2020 | 2 | 14 | 9 | 1115.9 | 25 | 10355 | 0
SOUTHERN CROSS DC TIE | 2020 | 3 | 14 | 9 | 900.3 | 17.2 | 8355 | 0
SOUTHERN CROSS DC TIE | 2020 | 4 | 14 | 9 | 1826.3 | 71.1 | 16947 | 0
SOUTHERN CROSS DC TIE | 2020 | 5 | 14 | 9 | 397.8 | 2.7 | 3691 | 0
SOUTHERN CROSS DC TIE | 2020 | 6 | 14 | 9 | 443.1 | 3.9 | 4816 | 0
SOUTHERN CROSS DC TIE | 2020 | 7 | 14 | 9 | 379 | 3 | 4119 | 0
SOUTHERN CROSS DC TIE | 2020 | 8 | 14 | 9 | 949.3 | 22.3 | 10318 | 0
SOUTHERN CROSS DC TIE | 2020 | 9 | 14 | 9 | 1100.1 | 26.6 | 11958 | 0
SOUTHERN CROSS DC TIE | 2020 | 10 | 14 | 9 | 2018.3 | 81.7 | 18730 | 0
SOUTHERN CROSS DC TIE | 2020 | 11 | 14 | 9 | 1106.6 | 25 | 10269 | 0
SOUTHERN CROSS DC TIE | 2020 | 12 | 14 | 9 | 506.8 | 5.3 | 4702 | 0
SOUTHERN CROSS DC TIE | 2020 | 1 | 15 | 9 | 1811.8 | 75.4 | 16813 | 0
SOUTHERN CROSS DC TIE | 2020 | 2 | 15 | 9 | 855.5 | 14.9 | 7939 | 0
SOUTHERN CROSS DC TIE | 2020 | 3 | 15 | 9 | 559.5 | 6.4 | 5192 | 0
SOUTHERN CROSS DC TIE | 2020 | 4 | 15 | 9 | 2075.8 | 62.1 | 19263 | 0
SOUTHERN CROSS DC TIE | 2020 | 5 | 15 | 9 | 569.3 | 6 | 5283 | 0
SOUTHERN CROSS DC TIE | 2020 | 6 | 15 | 9 | 1158.1 | 25.6 | 12589 | 0
SOUTHERN CROSS DC TIE | 2020 | 7 | 15 | 9 | 133.6 | 0.4 | 1452 | 0
SOUTHERN CROSS DC TIE | 2020 | 8 | 15 | 9 | 0 | 0 | 0 | 0
SOUTHERN CROSS DC TIE | 2020 | 9 | 15 | 9 | 210.4 | 0.9 | 2286 | 0
SOUTHERN CROSS DC TIE | 2020 | 10 | 15 | 9 | 914.8 | 16.1 | 8489 | 0
SOUTHERN CROSS DC TIE | 2020 | 11 | 15 | 9 | 1386.9 | 37.3 | 12870 | 0
SOUTHERN CROSS DC TIE | 2020 | 12 | 15 | 9 | 296.4 | 1.7 | 2750 | 0
SOUTHERN CROSS DC TIE | 2020 | 1 | 16 | 9 | 2075.4 | 73.6 | 19259 | 0
SOUTHERN CROSS DC TIE | 2020 | 2 | 16 | 9 | 321.2 | 1.9 | 2981 | 0
SOUTHERN CROSS DC TIE | 2020 | 3 | 16 | 9 | 2083 | 76.3 | 19330 | 0
SOUTHERN CROSS DC TIE | 2020 | 4 | 16 | 9 | 1950.4 | 70.7 | 18099 | 0
SOUTHERN CROSS DC TIE | 2020 | 5 | 16 | 9 | 497.1 | 4.9 | 4613 | 0
SOUTHERN CROSS DC TIE | 2020 | 6 | 16 | 9 | 558.8 | 5.9 | 6073 | 0
SOUTHERN CROSS DC TIE | 2020 | 7 | 16 | 9 | 199.9 | 0.9 | 2173 | 0
SOUTHERN CROSS DC TIE | 2020 | 8 | 16 | 9 | 15.5 | 0 | 168 | 0
SOUTHERN CROSS DC TIE | 2020 | 9 | 16 | 9 | 660.3 | 8.1 | 7177 | 0
SOUTHERN CROSS DC TIE | 2020 | 10 | 16 | 9 | 1640.7 | 62 | 15225 | 0
SOUTHERN CROSS DC TIE | 2020 | 11 | 16 | 9 | 673.7 | 8.5 | 6252 | 0
SOUTHERN CROSS DC TIE | 2020 | 12 | 16 | 9 | 1864.4 | 59.9 | 17301 | 0
SOUTHERN CROSS DC TIE | 2020 | 1 | 17 | 9 | 2036.7 | 80.7 | 18900 | 0
SOUTHERN CROSS DC TIE | 2020 | 2 | 17 | 9 | 0 | 0 | 0 | 0
SOUTHERN CROSS DC TIE | 2020 | 3 | 17 | 9 | 1971.3 | 79.6 | 18293 | 0
SOUTHERN CROSS DC TIE | 2020 | 4 | 17 | 9 | 1603.2 | 43 | 14878 | 0
SOUTHERN CROSS DC TIE | 2020 | 5 | 17 | 9 | 370.4 | 2.5 | 3437 | 0
SOUTHERN CROSS DC TIE | 2020 | 6 | 17 | 9 | 1063.4 | 23 | 11559 | 0
SOUTHERN CROSS DC TIE | 2020 | 7 | 17 | 9 | 362.2 | 3 | 3937 | 0
SOUTHERN CROSS DC TIE | 2020 | 8 | 17 | 9 | 686.5 | 9.1 | 7462 | 0
SOUTHERN CROSS DC TIE | 2020 | 9 | 17 | 9 | 653.6 | 10.2 | 7104 | 0
SOUTHERN CROSS DC TIE | 2020 | 10 | 17 | 9 | 1472.8 | 40.2 | 13667 | 0
SOUTHERN CROSS DC TIE | 2020 | 11 | 17 | 9 | 1735.1 | 60.5 | 16101 | 0
SOUTHERN CROSS DC TIE | 2020 | 12 | 17 | 9 | 2103.2 | 81.3 | 19517 | 0
SOUTHERN CROSS DC TIE | 2020 | 1 | 18 | 9 | 724.1 | 10.5 | 6719 | 0
SOUTHERN CROSS DC TIE | 2020 | 2 | 18 | 9 | 548.9 | 6 | 5094 | 0
SOUTHERN CROSS DC TIE | 2020 | 3 | 18 | 9 | 890.9 | 18.3 | 8267 | 0
SOUTHERN CROSS DC TIE | 2020 | 4 | 18 | 9 | 971.8 | 27.4 | 9018 | 0
SOUTHERN CROSS DC TIE | 2020 | 5 | 18 | 9 | 551.1 | 6.9 | 5113 | 0
SOUTHERN CROSS DC TIE | 2020 | 6 | 18 | 9 | 1030.9 | 24.4 | 11205 | 0
SOUTHERN CROSS DC TIE | 2020 | 7 | 18 | 9 | 183.7 | 0.7 | 1996 | 0
SOUTHERN CROSS DC TIE | 2020 | 8 | 18 | 9 | 700.8 | 9.5 | 7617 | 0
SOUTHERN CROSS DC TIE | 2020 | 9 | 18 | 9 | 669.6 | 8.5 | 7278 | 0
SOUTHERN CROSS DC TIE | 2020 | 10 | 18 | 9 | 1455.6 | 29.5 | 13507 | 0
SOUTHERN CROSS DC TIE | 2020 | 11 | 18 | 9 | 1494.2 | 47.3 | 13866 | 0
SOUTHERN CROSS DC TIE | 2020 | 12 | 18 | 9 | 1913.5 | 66.4 | 17757 | 0
SOUTHERN CROSS DC TIE | 2020 | 1 | 19 | 9 | 520.6 | 5.1 | 4830 | 0
SOUTHERN CROSS DC TIE | 2020 | 2 | 19 | 9 | 614.8 | 7.5 | 5705 | 0
SOUTHERN CROSS DC TIE | 2020 | 3 | 19 | 9 | 1466.4 | 40.2 | 13608 | 0
SOUTHERN CROSS DC TIE | 2020 | 4 | 19 | 9 | 710.6 | 10.5 | 6594 | 0
SOUTHERN CROSS DC TIE | 2020 | 5 | 19 | 9 | 1001.5 | 18.9 | 9293 | 0
SOUTHERN CROSS DC TIE | 2020 | 6 | 19 | 9 | 209 | 1 | 2271 | 0
SOUTHERN CROSS DC TIE | 2020 | 7 | 19 | 9 | 0 | 0 | 0 | 0
SOUTHERN CROSS DC TIE | 2020 | 8 | 19 | 9 | 1013.2 | 16.9 | 11013 | 0
SOUTHERN CROSS DC TIE | 2020 | 9 | 19 | 9 | 764.3 | 12.3 | 8307 | 0
SOUTHERN CROSS DC TIE | 2020 | 10 | 19 | 9 | 1429.4 | 42 | 13265 | 0
SOUTHERN CROSS DC TIE | 2020 | 11 | 19 | 9 | 1074.8 | 24.8 | 9973 | 0
SOUTHERN CROSS DC TIE | 2020 | 12 | 19 | 9 | 508 | 5.1 | 4714 | 0
SOUTHERN CROSS DC TIE | 2020 | 1 | 20 | 9 | 1124.4 | 22.2 | 10434 | 0
SOUTHERN CROSS DC TIE | 2020 | 2 | 20 | 9 | 0 | 0 | 0 | 0
SOUTHERN CROSS DC TIE | 2020 | 3 | 20 | 9 | 975.4 | 17.2 | 9051 | 0
SOUTHERN CROSS DC TIE | 2020 | 4 | 20 | 9 | 1208.2 | 28.3 | 11212 | 0
SOUTHERN CROSS DC TIE | 2020 | 5 | 20 | 9 | 1631.3 | 49.2 | 15138 | 0
SOUTHERN CROSS DC TIE | 2020 | 6 | 20 | 9 | 0 | 0 | 0 | 0
SOUTHERN CROSS DC TIE | 2020 | 7 | 20 | 9 | 472.6 | 4.4 | 5136 | 0
SOUTHERN CROSS DC TIE | 2020 | 8 | 20 | 9 | 1624.3 | 53.6 | 17656 | 0
SOUTHERN CROSS DC TIE | 2020 | 9 | 20 | 9 | 657.4 | 8.6 | 7145 | 0
SOUTHERN CROSS DC TIE | 2020 | 10 | 20 | 9 | 2098.5 | 88.8 | 19473 | 0
SOUTHERN CROSS DC TIE | 2020 | 11 | 20 | 9 | 504 | 5.4 | 4677 | 0
SOUTHERN CROSS DC TIE | 2020 | 12 | 20 | 9 | 312.1 | 2.1 | 2896 | 0
SOUTHERN CROSS DC TIE | 2020 | 1 | 21 | 9 | 1827.3 | 76 | 16957 | 0
SOUTHERN CROSS DC TIE | 2020 | 2 | 21 | 9 | 403 | 3.2 | 3740 | 0
SOUTHERN CROSS DC TIE | 2020 | 3 | 21 | 9 | 620.4 | 7.8 | 5757 | 0
SOUTHERN CROSS DC TIE | 2020 | 4 | 21 | 9 | 2095.8 | 83.8 | 19448 | 0
SOUTHERN CROSS DC TIE | 2020 | 5 | 21 | 9 | 1684.6 | 62.8 | 15632 | 0
SOUTHERN CROSS DC TIE | 2020 | 6 | 21 | 9 | 98.7 | 0.2 | 1072 | 0
SOUTHERN CROSS DC TIE | 2020 | 7 | 21 | 9 | 1554 | 48 | 16892 | 0
SOUTHERN CROSS DC TIE | 2020 | 8 | 21 | 9 | 869.8 | 17.5 | 9455 | 0
SOUTHERN CROSS DC TIE | 2020 | 9 | 21 | 9 | 826.8 | 12.6 | 8986 | 0
SOUTHERN CROSS DC TIE | 2020 | 10 | 21 | 9 | 2099.6 | 79.9 | 19484 | 0
SOUTHERN CROSS DC TIE | 2020 | 11 | 21 | 9 | 357.5 | 1.9 | 3317 | 0
SOUTHERN CROSS DC TIE | 2020 | 12 | 21 | 9 | 1627.4 | 49.7 | 15102 | 0
SOUTHERN CROSS DC TIE | 2020 | 1 | 22 | 9 | 2102.2 | 84.4 | 19508 | 0
SOUTHERN CROSS DC TIE | 2020 | 2 | 22 | 9 | 305.5 | 1.9 | 2835 | 0
SOUTHERN CROSS DC TIE | 2020 | 3 | 22 | 9 | 270.5 | 1.5 | 2509 | 0
SOUTHERN CROSS DC TIE | 2020 | 4 | 22 | 9 | 2098.7 | 72.2 | 19475 | 0
SOUTHERN CROSS DC TIE | 2020 | 5 | 22 | 9 | 2088.9 | 78.5 | 19385 | 0
SOUTHERN CROSS DC TIE | 2020 | 6 | 22 | 9 | 168.9 | 0.6 | 1835 | 0
SOUTHERN CROSS DC TIE | 2020 | 7 | 22 | 9 | 602.5 | 7 | 6548 | 0
SOUTHERN CROSS DC TIE | 2020 | 8 | 22 | 9 | 140.2 | 0.4 | 1523 | 0
SOUTHERN CROSS DC TIE | 2020 | 9 | 22 | 9 | 611.3 | 6.5 | 6644 | 0
SOUTHERN CROSS DC TIE | 2020 | 10 | 22 | 9 | 537 | 6.6 | 4983 | 0
SOUTHERN CROSS DC TIE | 2020 | 11 | 22 | 9 | 1117.4 | 21.2 | 10369 | 0
SOUTHERN CROSS DC TIE | 2020 | 12 | 22 | 9 | 467.1 | 4.1 | 4334 | 0
SOUTHERN CROSS DC TIE | 2020 | 1 | 23 | 9 | 671.8 | 8.7 | 6234 | 0
SOUTHERN CROSS DC TIE | 2020 | 2 | 23 | 9 | 111.8 | 0.3 | 1037 | 0
SOUTHERN CROSS DC TIE | 2020 | 3 | 23 | 9 | 0 | 0 | 0 | 0
SOUTHERN CROSS DC TIE | 2020 | 4 | 23 | 9 | 547.9 | 8.5 | 5084 | 0
SOUTHERN CROSS DC TIE | 2020 | 5 | 23 | 9 | 355.8 | 2.7 | 3301 | 0
SOUTHERN CROSS DC TIE | 2020 | 6 | 23 | 9 | 0 | 0 | 0 | 0
SOUTHERN CROSS DC TIE | 2020 | 7 | 23 | 9 | 1386.9 | 38.2 | 15075 | 0
SOUTHERN CROSS DC TIE | 2020 | 8 | 23 | 9 | 0 | 0 | 0 | 0
SOUTHERN CROSS DC TIE | 2020 | 9 | 23 | 9 | 760 | 9.2 | 8260 | 0
SOUTHERN CROSS DC TIE | 2020 | 10 | 23 | 9 | 2106.4 | 87.1 | 19547 | 0
SOUTHERN CROSS DC TIE | 2020 | 11 | 23 | 9 | 0 | 0 | 0 | 0
SOUTHERN CROSS DC TIE | 2020 | 12 | 23 | 9 | 1666.1 | 53.2 | 15461 | 0
SOUTHERN CROSS DC TIE | 2020 | 1 | 24 | 9 | 413.2 | 3.5 | 3834 | 0
SOUTHERN CROSS DC TIE | 2020 | 2 | 24 | 9 | 878.1 | 15.4 | 8148 | 0
SOUTHERN CROSS DC TIE | 2020 | 3 | 24 | 9 | 1232.4 | 26.1 | 11436 | 0
SOUTHERN CROSS DC TIE | 2020 | 4 | 24 | 9 | 146.6 | 0.4 | 1360 | 0
SOUTHERN CROSS DC TIE | 2020 | 5 | 24 | 9 | 174.5 | 0.6 | 1618 | 0
SOUTHERN CROSS DC TIE | 2020 | 6 | 24 | 9 | 667.4 | 7.4 | 7254 | 0
SOUTHERN CROSS DC TIE | 2020 | 7 | 24 | 9 | 1891.6 | 72.8 | 20562 | 0
SOUTHERN CROSS DC TIE | 2020 | 8 | 24 | 9 | 957.1 | 17.2 | 10403 | 0
SOUTHERN CROSS DC TIE | 2020 | 9 | 24 | 9 | 2082.1 | 73.5 | 22632 | 0
SOUTHERN CROSS DC TIE | 2020 | 10 | 24 | 9 | 316.1 | 1.9 | 2932 | 0
SOUTHERN CROSS DC TIE | 2020 | 11 | 24 | 9 | 1686.6 | 48 | 15651 | 0
SOUTHERN CROSS DC TIE | 2020 | 12 | 24 | 9 | 1838.2 | 60.6 | 17058 | 0
SOUTHERN CROSS DC TIE | 2020 | 1 | 25 | 9 | 971.1 | 16.8 | 9011 | 0
SOUTHERN CROSS DC TIE | 2020 | 2 | 25 | 9 | 1462.1 | 38.4 | 13568 | 0
SOUTHERN CROSS DC TIE | 2020 | 3 | 25 | 9 | 2088.9 | 76 | 19385 | 0
SOUTHERN CROSS DC TIE | 2020 | 4 | 25 | 9 | 242.5 | 1.2 | 2250 | 0
SOUTHERN CROSS DC TIE | 2020 | 5 | 25 | 9 | 0 | 0 | 0 | 0
SOUTHERN CROSS DC TIE | 2020 | 6 | 25 | 9 | 803 | 12.7 | 8728 | 0
SOUTHERN CROSS DC TIE | 2020 | 7 | 25 | 9 | 1113.3 | 25 | 12101 | 0
SOUTHERN CROSS DC TIE | 2020 | 8 | 25 | 9 | 1318 | 47.9 | 14327 | 0
SOUTHERN CROSS DC TIE | 2020 | 9 | 25 | 9 | 2099.5 | 83.2 | 22821 | 0
SOUTHERN CROSS DC TIE | 2020 | 10 | 25 | 9 | 677.8 | 8.6 | 6289 | 0
SOUTHERN CROSS DC TIE | 2020 | 11 | 25 | 9 | 932.8 | 18.7 | 8656 | 0
SOUTHERN CROSS DC TIE | 2020 | 12 | 25 | 9 | 1939.7 | 64.7 | 18000 | 0
SOUTHERN CROSS DC TIE | 2020 | 1 | 26 | 9 | 457 | 4 | 4240 | 0
SOUTHERN CROSS DC TIE | 2020 | 2 | 26 | 9 | 2053.4 | 77.7 | 19055 | 0
SOUTHERN CROSS DC TIE | 2020 | 3 | 26 | 9 | 2087.5 | 83.3 | 19371 | 0
SOUTHERN CROSS DC TIE | 2020 | 4 | 26 | 9 | 99.7 | 0.2 | 925 | 0
SOUTHERN CROSS DC TIE | 2020 | 5 | 26 | 9 | 0 | 0 | 0 | 0
SOUTHERN CROSS DC TIE | 2020 | 6 | 26 | 9 | 0 | 0 | 0 | 0
SOUTHERN CROSS DC TIE | 2020 | 7 | 26 | 9 | 1220.8 | 30.1 | 13270 | 0
SOUTHERN CROSS DC TIE | 2020 | 8 | 26 | 9 | 1035.6 | 21.1 | 11257 | 0
SOUTHERN CROSS DC TIE | 2020 | 9 | 26 | 9 | 1058.7 | 24 | 11508 | 0
SOUTHERN CROSS DC TIE | 2020 | 10 | 26 | 9 | 474.3 | 4.3 | 4401 | 0
SOUTHERN CROSS DC TIE | 2020 | 11 | 26 | 9 | 1673.3 | 52.1 | 15528 | 0
SOUTHERN CROSS DC TIE | 2020 | 12 | 26 | 9 | 488.8 | 5.2 | 4536 | 0
SOUTHERN CROSS DC TIE | 2020 | 1 | 27 | 9 | 0 | 0 | 0 | 0
SOUTHERN CROSS DC TIE | 2020 | 2 | 27 | 9 | 2100.4 | 80.5 | 19491 | 0
SOUTHERN CROSS DC TIE | 2020 | 3 | 27 | 9 | 1810.4 | 65.9 | 16800 | 0
SOUTHERN CROSS DC TIE | 2020 | 4 | 27 | 9 | 901.5 | 23.2 | 8365 | 0
SOUTHERN CROSS DC TIE | 2020 | 5 | 27 | 9 | 0 | 0 | 0 | 0
SOUTHERN CROSS DC TIE | 2020 | 6 | 27 | 9 | 0 | 0 | 0 | 0
SOUTHERN CROSS DC TIE | 2020 | 7 | 27 | 9 | 1135.7 | 29.2 | 12345 | 0
SOUTHERN CROSS DC TIE | 2020 | 8 | 27 | 9 | 1201.1 | 27.9 | 13055 | 0
SOUTHERN CROSS DC TIE | 2020 | 9 | 27 | 9 | 625.9 | 6.9 | 6804 | 0
SOUTHERN CROSS DC TIE | 2020 | 10 | 27 | 9 | 1534 | 48.9 | 14235 | 0
SOUTHERN CROSS DC TIE | 2020 | 11 | 27 | 9 | 1666 | 55.5 | 15460 | 0
SOUTHERN CROSS DC TIE | 2020 | 12 | 27 | 9 | 523.2 | 5.5 | 4854 | 0
SOUTHERN CROSS DC TIE | 2020 | 1 | 28 | 9 | 1836.4 | 60.7 | 17041 | 0
SOUTHERN CROSS DC TIE | 2020 | 2 | 28 | 9 | 2045.8 | 75.8 | 18985 | 0
SOUTHERN CROSS DC TIE | 2020 | 3 | 28 | 9 | 1593 | 49.7 | 14783 | 0
SOUTHERN CROSS DC TIE | 2020 | 4 | 28 | 9 | 568.9 | 5.2 | 5279 | 0
SOUTHERN CROSS DC TIE | 2020 | 5 | 28 | 9 | 0 | 0 | 0 | 0
SOUTHERN CROSS DC TIE | 2020 | 6 | 28 | 9 | 0 | 0 | 0 | 0
SOUTHERN CROSS DC TIE | 2020 | 7 | 28 | 9 | 2089.4 | 84.8 | 22711 | 0
SOUTHERN CROSS DC TIE | 2020 | 8 | 28 | 9 | 608.4 | 7.3 | 6613 | 0
SOUTHERN CROSS DC TIE | 2020 | 9 | 28 | 9 | 1656.5 | 45.8 | 18006 | 0
SOUTHERN CROSS DC TIE | 2020 | 10 | 28 | 9 | 712.5 | 9.4 | 6611 | 0
SOUTHERN CROSS DC TIE | 2020 | 11 | 28 | 9 | 1138.1 | 24.4 | 10561 | 0
SOUTHERN CROSS DC TIE | 2020 | 12 | 28 | 9 | 2088 | 96.9 | 19376 | 0
SOUTHERN CROSS DC TIE | 2020 | 1 | 29 | 9 | 2032.5 | 77.5 | 18861 | 0
SOUTHERN CROSS DC TIE | 2020 | 2 | 29 | 9 | 1079.6 | 21.9 | 10018 | 0
SOUTHERN CROSS DC TIE | 2020 | 3 | 29 | 9 | 2058.4 | 85.6 | 19101 | 0
SOUTHERN CROSS DC TIE | 2020 | 4 | 29 | 9 | 692.2 | 9.2 | 6423 | 0
SOUTHERN CROSS DC TIE | 2020 | 5 | 29 | 9 | 104.3 | 0.2 | 968 | 0
SOUTHERN CROSS DC TIE | 2020 | 6 | 29 | 9 | 0 | 0 | 0 | 0
SOUTHERN CROSS DC TIE | 2020 | 7 | 29 | 9 | 2101.6 | 80 | 22844 | 0
SOUTHERN CROSS DC TIE | 2020 | 8 | 29 | 9 | 367.4 | 2.5 | 3993 | 0
SOUTHERN CROSS DC TIE | 2020 | 9 | 29 | 9 | 2096.7 | 76.9 | 22791 | 0
SOUTHERN CROSS DC TIE | 2020 | 10 | 29 | 9 | 985 | 18.9 | 9140 | 0
SOUTHERN CROSS DC TIE | 2020 | 11 | 29 | 9 | 2097.5 | 81.1 | 19464 | 0
SOUTHERN CROSS DC TIE | 2020 | 12 | 29 | 9 | 1035.6 | 20.4 | 9610 | 0
SOUTHERN CROSS DC TIE | 2020 | 1 | 30 | 9 | 1568.3 | 44.9 | 14553 | 0
SOUTHERN CROSS DC TIE | 2020 | 3 | 30 | 9 | 2078.3 | 83.8 | 19286 | 0
SOUTHERN CROSS DC TIE | 2020 | 4 | 30 | 9 | 652.9 | 10.1 | 6059 | 0
SOUTHERN CROSS DC TIE | 2020 | 5 | 30 | 9 | 0 | 0 | 0 | 0
SOUTHERN CROSS DC TIE | 2020 | 6 | 30 | 9 | 0 | 0 | 0 | 0
SOUTHERN CROSS DC TIE | 2020 | 7 | 30 | 9 | 761.1 | 11.7 | 8273 | 0
SOUTHERN CROSS DC TIE | 2020 | 8 | 30 | 9 | 459.1 | 4.7 | 4990 | 0
SOUTHERN CROSS DC TIE | 2020 | 9 | 30 | 9 | 2095.1 | 89.7 | 22773 | 0
SOUTHERN CROSS DC TIE | 2020 | 10 | 30 | 9 | 2109.3 | 92.7 | 19574 | 0
SOUTHERN CROSS DC TIE | 2020 | 11 | 30 | 9 | 2078 | 82.7 | 19283 | 0
SOUTHERN CROSS DC TIE | 2020 | 12 | 30 | 9 | 2093.1 | 88.9 | 19423 | 0
SOUTHERN CROSS DC TIE | 2020 | 1 | 31 | 9 | 1818.6 | 67.9 | 16876 | 0
SOUTHERN CROSS DC TIE | 2020 | 3 | 31 | 9 | 1933.9 | 69 | 17946 | 0
SOUTHERN CROSS DC TIE | 2020 | 5 | 31 | 9 | 0 | 0 | 0 | 0
SOUTHERN CROSS DC TIE | 2020 | 7 | 31 | 9 | 1076.8 | 23.1 | 11704 | 0
SOUTHERN CROSS DC TIE | 2020 | 8 | 31 | 9 | 661.6 | 9.6 | 7191 | 0
SOUTHERN CROSS DC TIE | 2020 | 10 | 31 | 9 | 932.2 | 16.3 | 8650 | 0
SOUTHERN CROSS DC TIE | 2020 | 12 | 31 | 9 | 2103.6 | 94 | 19521 | 0
SOUTHERN CROSS DC TIE | 2020 | 1 | 1 | 10 | 1172 | 24.6 | 10875 | 0
SOUTHERN CROSS DC TIE | 2020 | 2 | 1 | 10 | 1920.5 | 71.3 | 17822 | 0
SOUTHERN CROSS DC TIE | 2020 | 3 | 1 | 10 | 1204.6 | 27.8 | 11178 | 0
SOUTHERN CROSS DC TIE | 2020 | 4 | 1 | 10 | 1609 | 49.6 | 14931 | 0
SOUTHERN CROSS DC TIE | 2020 | 5 | 1 | 10 | 890 | 17 | 8258 | 0
SOUTHERN CROSS DC TIE | 2020 | 6 | 1 | 10 | 1425.1 | 39.4 | 15491 | 0
SOUTHERN CROSS DC TIE | 2020 | 7 | 1 | 10 | 1091.4 | 22.4 | 11863 | 0
SOUTHERN CROSS DC TIE | 2020 | 8 | 1 | 10 | 952.6 | 18.3 | 10354 | 0
SOUTHERN CROSS DC TIE | 2020 | 9 | 1 | 10 | 191.8 | 0.6 | 2084 | 0
SOUTHERN CROSS DC TIE | 2020 | 10 | 1 | 10 | 1437.4 | 41.5 | 13338 | 0
SOUTHERN CROSS DC TIE | 2020 | 11 | 1 | 10 | 797.8 | 10.3 | 7403 | 0
SOUTHERN CROSS DC TIE | 2020 | 12 | 1 | 10 | 2100.3 | 80.7 | 19490 | 0
SOUTHERN CROSS DC TIE | 2020 | 1 | 2 | 10 | 2084.1 | 74.4 | 19340 | 0
SOUTHERN CROSS DC TIE | 2020 | 2 | 2 | 10 | 2058.3 | 74.1 | 19100 | 0
SOUTHERN CROSS DC TIE | 2020 | 3 | 2 | 10 | 581.5 | 6.4 | 5396 | 0
SOUTHERN CROSS DC TIE | 2020 | 4 | 2 | 10 | 2039.1 | 79.4 | 18923 | 0
SOUTHERN CROSS DC TIE | 2020 | 5 | 2 | 10 | 602.5 | 7 | 5591 | 0
SOUTHERN CROSS DC TIE | 2020 | 6 | 2 | 10 | 198.1 | 0.9 | 2153 | 0
SOUTHERN CROSS DC TIE | 2020 | 7 | 2 | 10 | 823.2 | 10.4 | 8948 | 0
SOUTHERN CROSS DC TIE | 2020 | 8 | 2 | 10 | 0 | 0 | 0 | 0
SOUTHERN CROSS DC TIE | 2020 | 9 | 2 | 10 | 493 | 5.7 | 5359 | 0
SOUTHERN CROSS DC TIE | 2020 | 10 | 2 | 10 | 564.5 | 6.3 | 5238 | 0
SOUTHERN CROSS DC TIE | 2020 | 11 | 2 | 10 | 6.3 | 0 | 58 | 0
SOUTHERN CROSS DC TIE | 2020 | 12 | 2 | 10 | 847.2 | 13.2 | 7862 | 0
SOUTHERN CROSS DC TIE | 2020 | 1 | 3 | 10 | 802.9 | 12.1 | 7450 | 0
SOUTHERN CROSS DC TIE | 2020 | 2 | 3 | 10 | 1589.8 | 46.4 | 14753 | 0
SOUTHERN CROSS DC TIE | 2020 | 3 | 3 | 10 | 2072.8 | 79.5 | 19235 | 0
SOUTHERN CROSS DC TIE | 2020 | 4 | 3 | 10 | 916.7 | 15.6 | 8507 | 0
SOUTHERN CROSS DC TIE | 2020 | 5 | 3 | 10 | 567.5 | 6.6 | 5266 | 0
SOUTHERN CROSS DC TIE | 2020 | 6 | 3 | 10 | 5.6 | 0 | 61 | 0
SOUTHERN CROSS DC TIE | 2020 | 7 | 3 | 10 | 324.7 | 2.1 | 3529 | 0
SOUTHERN CROSS DC TIE | 2020 | 8 | 3 | 10 | 0 | 0 | 0 | 0
SOUTHERN CROSS DC TIE | 2020 | 9 | 3 | 10 | 618.7 | 8.6 | 6725 | 0
SOUTHERN CROSS DC TIE | 2020 | 10 | 3 | 10 | 647.9 | 9 | 6012 | 0
SOUTHERN CROSS DC TIE | 2020 | 11 | 3 | 10 | 1852.1 | 58.3 | 17187 | 0
SOUTHERN CROSS DC TIE | 2020 | 12 | 3 | 10 | 1555.2 | 44.9 | 14432 | 0
SOUTHERN CROSS DC TIE | 2020 | 1 | 4 | 10 | 772.7 | 11.2 | 7170 | 0
SOUTHERN CROSS DC TIE | 2020 | 2 | 4 | 10 | 2098.2 | 79.6 | 19471 | 0
SOUTHERN CROSS DC TIE | 2020 | 3 | 4 | 10 | 2099.7 | 71.4 | 19485 | 0
SOUTHERN CROSS DC TIE | 2020 | 4 | 4 | 10 | 687.3 | 10.5 | 6377 | 0
SOUTHERN CROSS DC TIE | 2020 | 5 | 4 | 10 | 571.9 | 6.4 | 5306 | 0
SOUTHERN CROSS DC TIE | 2020 | 6 | 4 | 10 | 264.6 | 1.4 | 2875 | 0
SOUTHERN CROSS DC TIE | 2020 | 7 | 4 | 10 | 0 | 0 | 0 | 0
SOUTHERN CROSS DC TIE | 2020 | 8 | 4 | 10 | 34 | 0 | 369 | 0
SOUTHERN CROSS DC TIE | 2020 | 9 | 4 | 10 | 263.1 | 1.5 | 2859 | 0
SOUTHERN CROSS DC TIE | 2020 | 10 | 4 | 10 | 740.5 | 12.1 | 6872 | 0
SOUTHERN CROSS DC TIE | 2020 | 11 | 4 | 10 | 1494.1 | 41.7 | 13864 | 0
SOUTHERN CROSS DC TIE | 2020 | 12 | 4 | 10 | 1911.5 | 68.9 | 17738 | 0
SOUTHERN CROSS DC TIE | 2020 | 1 | 5 | 10 | 1046.3 | 21.6 | 9709 | 0
SOUTHERN CROSS DC TIE | 2020 | 2 | 5 | 10 | 2096.8 | 85.1 | 19457 | 0
SOUTHERN CROSS DC TIE | 2020 | 3 | 5 | 10 | 2095.7 | 85.5 | 19447 | 0
SOUTHERN CROSS DC TIE | 2020 | 4 | 5 | 10 | 251.6 | 1.3 | 2334 | 0
SOUTHERN CROSS DC TIE | 2020 | 5 | 5 | 10 | 582.6 | 6.9 | 5406 | 0
SOUTHERN CROSS DC TIE | 2020 | 6 | 5 | 10 | 483.5 | 4.6 | 5255 | 0
SOUTHERN CROSS DC TIE | 2020 | 7 | 5 | 10 | 163.1 | 0.6 | 1772 | 0
SOUTHERN CROSS DC TIE | 2020 | 8 | 5 | 10 | 224.2 | 1.1 | 2437 | 0
SOUTHERN CROSS DC TIE | 2020 | 9 | 5 | 10 | 0 | 0 | 0 | 0
SOUTHERN CROSS DC TIE | 2020 | 10 | 5 | 10 | 1232.8 | 29.6 | 11439 | 0
SOUTHERN CROSS DC TIE | 2020 | 11 | 5 | 10 | 1215 | 28.4 | 11275 | 0
SOUTHERN CROSS DC TIE | 2020 | 12 | 5 | 10 | 1233.1 | 27.8 | 11443 | 0
SOUTHERN CROSS DC TIE | 2020 | 1 | 6 | 10 | 1046.6 | 20.1 | 9712 | 0
SOUTHERN CROSS DC TIE | 2020 | 2 | 6 | 10 | 2088.7 | 81.6 | 19382 | 0
SOUTHERN CROSS DC TIE | 2020 | 3 | 6 | 10 | 2022.7 | 53.8 | 18770 | 0
SOUTHERN CROSS DC TIE | 2020 | 4 | 6 | 10 | 1805.6 | 70.4 | 16756 | 0
SOUTHERN CROSS DC TIE | 2020 | 5 | 6 | 10 | 2094.5 | 83.8 | 19436 | 0
SOUTHERN CROSS DC TIE | 2020 | 6 | 6 | 10 | 314.7 | 2.2 | 3420 | 0
SOUTHERN CROSS DC TIE | 2020 | 7 | 6 | 10 | 2094.5 | 84.4 | 22767 | 0
SOUTHERN CROSS DC TIE | 2020 | 8 | 6 | 10 | 390.5 | 3.3 | 4244 | 0
SOUTHERN CROSS DC TIE | 2020 | 9 | 6 | 10 | 0 | 0 | 0 | 0
SOUTHERN CROSS DC TIE | 2020 | 10 | 6 | 10 | 2131.6 | 85.1 | 19780 | 0
SOUTHERN CROSS DC TIE | 2020 | 11 | 6 | 10 | 559.8 | 6.1 | 5194 | 0
SOUTHERN CROSS DC TIE | 2020 | 12 | 6 | 10 | 1942.1 | 66.4 | 18022 | 0
SOUTHERN CROSS DC TIE | 2020 | 1 | 7 | 10 | 1104.7 | 23.5 | 10251 | 0
SOUTHERN CROSS DC TIE | 2020 | 2 | 7 | 10 | 898.7 | 19.7 | 8340 | 0
SOUTHERN CROSS DC TIE | 2020 | 3 | 7 | 10 | 1133.5 | 23.9 | 10518 | 0
SOUTHERN CROSS DC TIE | 2020 | 4 | 7 | 10 | 1697.6 | 54.1 | 15753 | 0
SOUTHERN CROSS DC TIE | 2020 | 5 | 7 | 10 | 735.1 | 10.5 | 6821 | 0
SOUTHERN CROSS DC TIE | 2020 | 6 | 7 | 10 | 15.1 | 0 | 163 | 0
SOUTHERN CROSS DC TIE | 2020 | 7 | 7 | 10 | 2098.3 | 76.9 | 22808 | 0
SOUTHERN CROSS DC TIE | 2020 | 8 | 7 | 10 | 322.2 | 2.2 | 3502 | 0
SOUTHERN CROSS DC TIE | 2020 | 9 | 7 | 10 | 600.3 | 7 | 6525 | 0
SOUTHERN CROSS DC TIE | 2020 | 10 | 7 | 10 | 2137.4 | 124 | 19835 | 0
SOUTHERN CROSS DC TIE | 2020 | 11 | 7 | 10 | 183.9 | 0.7 | 1706 | 0
SOUTHERN CROSS DC TIE | 2020 | 12 | 7 | 10 | 2102.6 | 82.9 | 19512 | 0
SOUTHERN CROSS DC TIE | 2020 | 1 | 8 | 10 | 1969.5 | 75.3 | 18277 | 0
SOUTHERN CROSS DC TIE | 2020 | 2 | 8 | 10 | 0 | 0 | 0 | 0
SOUTHERN CROSS DC TIE | 2020 | 3 | 8 | 10 | 2006.7 | 81.3 | 18622 | 0
SOUTHERN CROSS DC TIE | 2020 | 4 | 8 | 10 | 338.4 | 2.3 | 3140 | 0
SOUTHERN CROSS DC TIE | 2020 | 5 | 8 | 10 | 727.5 | 11 | 6750 | 0
SOUTHERN CROSS DC TIE | 2020 | 6 | 8 | 10 | 165.6 | 0.6 | 1799 | 0
SOUTHERN CROSS DC TIE | 2020 | 7 | 8 | 10 | 2093.1 | 84.1 | 22751 | 0
SOUTHERN CROSS DC TIE | 2020 | 8 | 8 | 10 | 71.6 | 0.1 | 778 | 0
SOUTHERN CROSS DC TIE | 2020 | 9 | 8 | 10 | 887.8 | 17.5 | 9650 | 0
SOUTHERN CROSS DC TIE | 2020 | 10 | 8 | 10 | 2089.4 | 74.9 | 19389 | 0
SOUTHERN CROSS DC TIE | 2020 | 11 | 8 | 10 | 790.2 | 12.3 | 7333 | 0
SOUTHERN CROSS DC TIE | 2020 | 12 | 8 | 10 | 2091.4 | 79.2 | 19408 | 0
SOUTHERN CROSS DC TIE | 2020 | 1 | 9 | 10 | 1353.1 | 33.4 | 12557 | 0
SOUTHERN CROSS DC TIE | 2020 | 2 | 9 | 10 | 1446.5 | 42 | 13423 | 0
SOUTHERN CROSS DC TIE | 2020 | 3 | 9 | 10 | 38.1 | 0 | 353 | 0
SOUTHERN CROSS DC TIE | 2020 | 4 | 9 | 10 | 2085.4 | 95.7 | 19352 | 0
SOUTHERN CROSS DC TIE | 2020 | 5 | 9 | 10 | 478.2 | 5.2 | 4437 | 0
SOUTHERN CROSS DC TIE | 2020 | 6 | 9 | 10 | 1011.3 | 20 | 10993 | 0
SOUTHERN CROSS DC TIE | 2020 | 7 | 9 | 10 | 1521.4 | 45.8 | 16537 | 0
SOUTHERN CROSS DC TIE | 2020 | 8 | 9 | 10 | 671.2 | 8.5 | 7296 | 0
SOUTHERN CROSS DC TIE | 2020 | 9 | 9 | 10 | 496.5 | 4.9 | 5396 | 0
SOUTHERN CROSS DC TIE | 2020 | 10 | 9 | 10 | 2095.2 | 83.6 | 19443 | 0
SOUTHERN CROSS DC TIE | 2020 | 11 | 9 | 10 | 0 | 0 | 0 | 0
SOUTHERN CROSS DC TIE | 2020 | 12 | 9 | 10 | 1371.1 | 38.8 | 12724 | 0
SOUTHERN CROSS DC TIE | 2020 | 1 | 10 | 10 | 1004.5 | 19.3 | 9322 | 0
SOUTHERN CROSS DC TIE | 2020 | 2 | 10 | 10 | 1773.7 | 65 | 16459 | 0
SOUTHERN CROSS DC TIE | 2020 | 3 | 10 | 10 | 1509.1 | 45.7 | 14004 | 0
SOUTHERN CROSS DC TIE | 2020 | 4 | 10 | 10 | 1593.4 | 44 | 14787 | 0
SOUTHERN CROSS DC TIE | 2020 | 5 | 10 | 10 | 94.5 | 0.2 | 876 | 0
SOUTHERN CROSS DC TIE | 2020 | 6 | 10 | 10 | 1570.4 | 49.7 | 17070 | 0
SOUTHERN CROSS DC TIE | 2020 | 7 | 10 | 10 | 108.4 | 0.2 | 1178 | 0
SOUTHERN CROSS DC TIE | 2020 | 8 | 10 | 10 | 258.8 | 1.6 | 2813 | 0
SOUTHERN CROSS DC TIE | 2020 | 9 | 10 | 10 | 308 | 2.1 | 3348 | 0
SOUTHERN CROSS DC TIE | 2020 | 10 | 10 | 10 | 568.8 | 7.3 | 5278 | 0
SOUTHERN CROSS DC TIE | 2020 | 11 | 10 | 10 | 2095.6 | 81.5 | 19447 | 0
SOUTHERN CROSS DC TIE | 2020 | 12 | 10 | 10 | 2083.6 | 79.2 | 19336 | 0
SOUTHERN CROSS DC TIE | 2020 | 1 | 11 | 10 | 1577.5 | 43.7 | 14639 | 0
SOUTHERN CROSS DC TIE | 2020 | 2 | 11 | 10 | 1162.3 | 27.6 | 10785 | 0
SOUTHERN CROSS DC TIE | 2020 | 3 | 11 | 10 | 1743.8 | 58 | 16182 | 0
SOUTHERN CROSS DC TIE | 2020 | 4 | 11 | 10 | 1277.4 | 27.7 | 11854 | 0
SOUTHERN CROSS DC TIE | 2020 | 5 | 11 | 10 | 1338.5 | 34.3 | 12420 | 0
SOUTHERN CROSS DC TIE | 2020 | 6 | 11 | 10 | 2097.7 | 78.1 | 22801 | 0
SOUTHERN CROSS DC TIE | 2020 | 7 | 11 | 10 | 285.8 | 1.6 | 3106 | 0
SOUTHERN CROSS DC TIE | 2020 | 8 | 11 | 10 | 58.3 | 0.1 | 634 | 0
SOUTHERN CROSS DC TIE | 2020 | 9 | 11 | 10 | 639.9 | 8.8 | 6955 | 0
SOUTHERN CROSS DC TIE | 2020 | 10 | 11 | 10 | 470.7 | 4.4 | 4368 | 0
SOUTHERN CROSS DC TIE | 2020 | 11 | 11 | 10 | 1678.1 | 53.1 | 15572 | 0
SOUTHERN CROSS DC TIE | 2020 | 12 | 11 | 10 | 1894.5 | 66.1 | 17581 | 0
SOUTHERN CROSS DC TIE | 2020 | 1 | 12 | 10 | 1265.1 | 32 | 11739 | 0
SOUTHERN CROSS DC TIE | 2020 | 2 | 12 | 10 | 572.3 | 6.6 | 5311 | 0
SOUTHERN CROSS DC TIE | 2020 | 3 | 12 | 10 | 1908.7 | 82.7 | 17713 | 0
SOUTHERN CROSS DC TIE | 2020 | 4 | 12 | 10 | 166.1 | 0.6 | 1541 | 0
SOUTHERN CROSS DC TIE | 2020 | 5 | 12 | 10 | 787 | 13.2 | 7303 | 0
SOUTHERN CROSS DC TIE | 2020 | 6 | 12 | 10 | 1990.2 | 78 | 21633 | 0
SOUTHERN CROSS DC TIE | 2020 | 7 | 12 | 10 | 367.3 | 2.6 | 3992 | 0
SOUTHERN CROSS DC TIE | 2020 | 8 | 12 | 10 | 450 | 4.3 | 4891 | 0
SOUTHERN CROSS DC TIE | 2020 | 9 | 12 | 10 | 1003.2 | 20.9 | 10904 | 0
SOUTHERN CROSS DC TIE | 2020 | 10 | 12 | 10 | 0 | 0 | 0 | 0
SOUTHERN CROSS DC TIE | 2020 | 11 | 12 | 10 | 2083.9 | 77.2 | 19338 | 0
SOUTHERN CROSS DC TIE | 2020 | 12 | 12 | 10 | 2063 | 78.9 | 19144 | 0
SOUTHERN CROSS DC TIE | 2020 | 1 | 13 | 10 | 702 | 9.7 | 6514 | 0
SOUTHERN CROSS DC TIE | 2020 | 2 | 13 | 10 | 851.5 | 14.6 | 7901 | 0
SOUTHERN CROSS DC TIE | 2020 | 3 | 13 | 10 | 2080.7 | 62.8 | 19308 | 0
SOUTHERN CROSS DC TIE | 2020 | 4 | 13 | 10 | 1430.6 | 41.9 | 13275 | 0
SOUTHERN CROSS DC TIE | 2020 | 5 | 13 | 10 | 852.1 | 15.8 | 7907 | 0
SOUTHERN CROSS DC TIE | 2020 | 6 | 13 | 10 | 163.7 | 0.5 | 1778 | 0
SOUTHERN CROSS DC TIE | 2020 | 7 | 13 | 10 | 129.4 | 0.3 | 1406 | 0
SOUTHERN CROSS DC TIE | 2020 | 8 | 13 | 10 | 851.5 | 12.4 | 9255 | 0
SOUTHERN CROSS DC TIE | 2020 | 9 | 13 | 10 | 1054.1 | 22 | 11458 | 0
SOUTHERN CROSS DC TIE | 2020 | 10 | 13 | 10 | 1629.6 | 41.9 | 15122 | 0
SOUTHERN CROSS DC TIE | 2020 | 11 | 13 | 10 | 995.8 | 18.6 | 9241 | 0
SOUTHERN CROSS DC TIE | 2020 | 12 | 13 | 10 | 1890 | 66.9 | 17538 | 0
SOUTHERN CROSS DC TIE | 2020 | 1 | 14 | 10 | 552.2 | 6.5 | 5124 | 0
SOUTHERN CROSS DC TIE | 2020 | 2 | 14 | 10 | 1846.5 | 66.1 | 17135 | 0
SOUTHERN CROSS DC TIE | 2020 | 3 | 14 | 10 | 253.2 | 1.5 | 2350 | 0
SOUTHERN CROSS DC TIE | 2020 | 4 | 14 | 10 | 1943.3 | 75.9 | 18033 | 0
SOUTHERN CROSS DC TIE | 2020 | 5 | 14 | 10 | 742 | 10.9 | 6885 | 0
SOUTHERN CROSS DC TIE | 2020 | 6 | 14 | 10 | 630.5 | 8 | 6852 | 0
SOUTHERN CROSS DC TIE | 2020 | 7 | 14 | 10 | 0 | 0 | 0 | 0
SOUTHERN CROSS DC TIE | 2020 | 8 | 14 | 10 | 401.5 | 3.1 | 4364 | 0
SOUTHERN CROSS DC TIE | 2020 | 9 | 14 | 10 | 1205.8 | 28.6 | 13107 | 0
SOUTHERN CROSS DC TIE | 2020 | 10 | 14 | 10 | 1279.6 | 32 | 11875 | 0
SOUTHERN CROSS DC TIE | 2020 | 11 | 14 | 10 | 1313.7 | 31.3 | 12191 | 0
SOUTHERN CROSS DC TIE | 2020 | 12 | 14 | 10 | 567 | 7.5 | 5262 | 0
SOUTHERN CROSS DC TIE | 2020 | 1 | 15 | 10 | 1770.9 | 59 | 16434 | 0
SOUTHERN CROSS DC TIE | 2020 | 2 | 15 | 10 | 1212.6 | 30.8 | 11253 | 0
SOUTHERN CROSS DC TIE | 2020 | 3 | 15 | 10 | 603.4 | 7.2 | 5599 | 0
SOUTHERN CROSS DC TIE | 2020 | 4 | 15 | 10 | 2071.1 | 82.4 | 19219 | 0
SOUTHERN CROSS DC TIE | 2020 | 5 | 15 | 10 | 845.8 | 13.5 | 7849 | 0
SOUTHERN CROSS DC TIE | 2020 | 6 | 15 | 10 | 1110.3 | 24.3 | 12069 | 0
SOUTHERN CROSS DC TIE | 2020 | 7 | 15 | 10 | 0 | 0 | 0 | 0
SOUTHERN CROSS DC TIE | 2020 | 8 | 15 | 10 | 0 | 0 | 0 | 0
SOUTHERN CROSS DC TIE | 2020 | 9 | 15 | 10 | 461.7 | 4.3 | 5018 | 0
SOUTHERN CROSS DC TIE | 2020 | 10 | 15 | 10 | 1029.4 | 20.8 | 9552 | 0
SOUTHERN CROSS DC TIE | 2020 | 11 | 15 | 10 | 1210.6 | 27.4 | 11234 | 0
SOUTHERN CROSS DC TIE | 2020 | 12 | 15 | 10 | 581.7 | 6.7 | 5398 | 0
SOUTHERN CROSS DC TIE | 2020 | 1 | 16 | 10 | 2077.8 | 84.3 | 19282 | 0
SOUTHERN CROSS DC TIE | 2020 | 2 | 16 | 10 | 123.4 | 0.3 | 1145 | 0
SOUTHERN CROSS DC TIE | 2020 | 3 | 16 | 10 | 2084.6 | 82.8 | 19345 | 0
SOUTHERN CROSS DC TIE | 2020 | 4 | 16 | 10 | 1373.8 | 36.6 | 12748 | 0
SOUTHERN CROSS DC TIE | 2020 | 5 | 16 | 10 | 946.2 | 17.4 | 8781 | 0
SOUTHERN CROSS DC TIE | 2020 | 6 | 16 | 10 | 766.6 | 11.5 | 8332 | 0
SOUTHERN CROSS DC TIE | 2020 | 7 | 16 | 10 | 154.2 | 0.5 | 1675 | 0
SOUTHERN CROSS DC TIE | 2020 | 8 | 16 | 10 | 312.9 | 1.9 | 3400 | 0
SOUTHERN CROSS DC TIE | 2020 | 9 | 16 | 10 | 996.1 | 19.5 | 10827 | 0
SOUTHERN CROSS DC TIE | 2020 | 10 | 16 | 10 | 654.5 | 8.8 | 6073 | 0
SOUTHERN CROSS DC TIE | 2020 | 11 | 16 | 10 | 801.2 | 12.4 | 7435 | 0
SOUTHERN CROSS DC TIE | 2020 | 12 | 16 | 10 | 2000 | 79.8 | 18560 | 0
SOUTHERN CROSS DC TIE | 2020 | 1 | 17 | 10 | 1313.2 | 47.8 | 12186 | 0
SOUTHERN CROSS DC TIE | 2020 | 2 | 17 | 10 | 0 | 0 | 0 | 0
SOUTHERN CROSS DC TIE | 2020 | 3 | 17 | 10 | 1747.5 | 61.4 | 16216 | 0
SOUTHERN CROSS DC TIE | 2020 | 4 | 17 | 10 | 1001.5 | 21.9 | 9293 | 0
SOUTHERN CROSS DC TIE | 2020 | 5 | 17 | 10 | 909.6 | 17.9 | 8440 | 0
SOUTHERN CROSS DC TIE | 2020 | 6 | 17 | 10 | 1132.3 | 26 | 12308 | 0
SOUTHERN CROSS DC TIE | 2020 | 7 | 17 | 10 | 267.1 | 1.4 | 2903 | 0
SOUTHERN CROSS DC TIE | 2020 | 8 | 17 | 10 | 536.5 | 6.2 | 5831 | 0
SOUTHERN CROSS DC TIE | 2020 | 9 | 17 | 10 | 887.9 | 11.5 | 9651 | 0
SOUTHERN CROSS DC TIE | 2020 | 10 | 17 | 10 | 963.7 | 18.3 | 8943 | 0
SOUTHERN CROSS DC TIE | 2020 | 11 | 17 | 10 | 1902 | 63.4 | 17650 | 0
SOUTHERN CROSS DC TIE | 2020 | 12 | 17 | 10 | 1844.6 | 64.9 | 17117 | 0
SOUTHERN CROSS DC TIE | 2020 | 1 | 18 | 10 | 1078.1 | 24 | 10004 | 0
SOUTHERN CROSS DC TIE | 2020 | 2 | 18 | 10 | 284.4 | 1.6 | 2638 | 0
SOUTHERN CROSS DC TIE | 2020 | 3 | 18 | 10 | 602.9 | 7 | 5595 | 0
SOUTHERN CROSS DC TIE | 2020 | 4 | 18 | 10 | 1057.6 | 21.2 | 9814 | 0
SOUTHERN CROSS DC TIE | 2020 | 5 | 18 | 10 | 991 | 19.9 | 9196 | 0
SOUTHERN CROSS DC TIE | 2020 | 6 | 18 | 10 | 1658.7 | 54.5 | 18029 | 0
SOUTHERN CROSS DC TIE | 2020 | 7 | 18 | 10 | 57.9 | 0.1 | 629 | 0
SOUTHERN CROSS DC TIE | 2020 | 8 | 18 | 10 | 676.7 | 9.1 | 7355 | 0
SOUTHERN CROSS DC TIE | 2020 | 9 | 18 | 10 | 616.5 | 7.5 | 6701 | 0
SOUTHERN CROSS DC TIE | 2020 | 10 | 18 | 10 | 1395.2 | 55.3 | 12947 | 0
SOUTHERN CROSS DC TIE | 2020 | 11 | 18 | 10 | 1564.6 | 46.5 | 14519 | 0
SOUTHERN CROSS DC TIE | 2020 | 12 | 18 | 10 | 2085.6 | 81.6 | 19353 | 0
SOUTHERN CROSS DC TIE | 2020 | 1 | 19 | 10 | 516.1 | 5.3 | 4789 | 0
SOUTHERN CROSS DC TIE | 2020 | 2 | 19 | 10 | 87.4 | 0.2 | 810 | 0
SOUTHERN CROSS DC TIE | 2020 | 3 | 19 | 10 | 691 | 8.9 | 6412 | 0
SOUTHERN CROSS DC TIE | 2020 | 4 | 19 | 10 | 907.1 | 16.6 | 8417 | 0
SOUTHERN CROSS DC TIE | 2020 | 5 | 19 | 10 | 1539.8 | 51 | 14289 | 0
SOUTHERN CROSS DC TIE | 2020 | 6 | 19 | 10 | 340 | 2.6 | 3695 | 0
SOUTHERN CROSS DC TIE | 2020 | 7 | 19 | 10 | 73.2 | 0.1 | 795 | 0
SOUTHERN CROSS DC TIE | 2020 | 8 | 19 | 10 | 868.5 | 19 | 9440 | 0
SOUTHERN CROSS DC TIE | 2020 | 9 | 19 | 10 | 695.9 | 10.5 | 7564 | 0
SOUTHERN CROSS DC TIE | 2020 | 10 | 19 | 10 | 1608.3 | 43.3 | 14925 | 0
SOUTHERN CROSS DC TIE | 2020 | 11 | 19 | 10 | 646 | 7.3 | 5994 | 0
SOUTHERN CROSS DC TIE | 2020 | 12 | 19 | 10 | 766.3 | 12.2 | 7110 | 0
SOUTHERN CROSS DC TIE | 2020 | 1 | 20 | 10 | 1124.3 | 24.1 | 10433 | 0
SOUTHERN CROSS DC TIE | 2020 | 2 | 20 | 10 | 0 | 0 | 0 | 0
SOUTHERN CROSS DC TIE | 2020 | 3 | 20 | 10 | 333.5 | 2.2 | 3094 | 0
SOUTHERN CROSS DC TIE | 2020 | 4 | 20 | 10 | 1148 | 25.7 | 10653 | 0
SOUTHERN CROSS DC TIE | 2020 | 5 | 20 | 10 | 2097.1 | 86.8 | 19461 | 0
SOUTHERN CROSS DC TIE | 2020 | 6 | 20 | 10 | 299.7 | 1.8 | 3257 | 0
SOUTHERN CROSS DC TIE | 2020 | 7 | 20 | 10 | 374.1 | 2.9 | 4066 | 0
SOUTHERN CROSS DC TIE | 2020 | 8 | 20 | 10 | 983.3 | 19.8 | 10687 | 0
SOUTHERN CROSS DC TIE | 2020 | 9 | 20 | 10 | 579.4 | 6.7 | 6298 | 0
SOUTHERN CROSS DC TIE | 2020 | 10 | 20 | 10 | 2097.8 | 82.1 | 19467 | 0
SOUTHERN CROSS DC TIE | 2020 | 11 | 20 | 10 | 520.4 | 5.6 | 4829 | 0
SOUTHERN CROSS DC TIE | 2020 | 12 | 20 | 10 | 412.3 | 3.3 | 3826 | 0
SOUTHERN CROSS DC TIE | 2020 | 1 | 21 | 10 | 1052.5 | 19.7 | 9767 | 0
SOUTHERN CROSS DC TIE | 2020 | 2 | 21 | 10 | 156.8 | 0.5 | 1455 | 0
SOUTHERN CROSS DC TIE | 2020 | 3 | 21 | 10 | 425 | 3.9 | 3943 | 0
SOUTHERN CROSS DC TIE | 2020 | 4 | 21 | 10 | 2097.3 | 82.5 | 19463 | 0
SOUTHERN CROSS DC TIE | 2020 | 5 | 21 | 10 | 2122.1 | 92.8 | 19692 | 0
SOUTHERN CROSS DC TIE | 2020 | 6 | 21 | 10 | 294.4 | 1.7 | 3199 | 0
SOUTHERN CROSS DC TIE | 2020 | 7 | 21 | 10 | 513.8 | 4.6 | 5585 | 0
SOUTHERN CROSS DC TIE | 2020 | 8 | 21 | 10 | 642.2 | 7.7 | 6980 | 0
SOUTHERN CROSS DC TIE | 2020 | 9 | 21 | 10 | 1101 | 23 | 11968 | 0
SOUTHERN CROSS DC TIE | 2020 | 10 | 21 | 10 | 2132.4 | 114.3 | 19788 | 0
SOUTHERN CROSS DC TIE | 2020 | 11 | 21 | 10 | 970.7 | 20.4 | 9008 | 0
SOUTHERN CROSS DC TIE | 2020 | 12 | 21 | 10 | 1656.4 | 51.6 | 15371 | 0
SOUTHERN CROSS DC TIE | 2020 | 1 | 22 | 10 | 914.9 | 16.1 | 8490 | 0
SOUTHERN CROSS DC TIE | 2020 | 2 | 22 | 10 | 356.7 | 2.7 | 3309 | 0
SOUTHERN CROSS DC TIE | 2020 | 3 | 22 | 10 | 133.3 | 0.4 | 1237 | 0
SOUTHERN CROSS DC TIE | 2020 | 4 | 22 | 10 | 1297.2 | 33.9 | 12038 | 0
SOUTHERN CROSS DC TIE | 2020 | 5 | 22 | 10 | 2092.8 | 84.9 | 19420 | 0
SOUTHERN CROSS DC TIE | 2020 | 6 | 22 | 10 | 415.3 | 3.5 | 4514 | 0
SOUTHERN CROSS DC TIE | 2020 | 7 | 22 | 10 | 570.9 | 6.7 | 6205 | 0
SOUTHERN CROSS DC TIE | 2020 | 8 | 22 | 10 | 0 | 0 | 0 | 0
SOUTHERN CROSS DC TIE | 2020 | 9 | 22 | 10 | 260.3 | 1.4 | 2829 | 0
SOUTHERN CROSS DC TIE | 2020 | 10 | 22 | 10 | 853 | 14.6 | 7915 | 0
SOUTHERN CROSS DC TIE | 2020 | 11 | 22 | 10 | 923.8 | 17 | 8572 | 0
SOUTHERN CROSS DC TIE | 2020 | 12 | 22 | 10 | 1525.5 | 45.4 | 14156 | 0
SOUTHERN CROSS DC TIE | 2020 | 1 | 23 | 10 | 923.5 | 16.7 | 8570 | 0
SOUTHERN CROSS DC TIE | 2020 | 2 | 23 | 10 | 937.7 | 17.1 | 8702 | 0
SOUTHERN CROSS DC TIE | 2020 | 3 | 23 | 10 | 15.4 | 0 | 143 | 0
SOUTHERN CROSS DC TIE | 2020 | 4 | 23 | 10 | 443.1 | 3.8 | 4111 | 0
SOUTHERN CROSS DC TIE | 2020 | 5 | 23 | 10 | 962.7 | 17.7 | 8933 | 0
SOUTHERN CROSS DC TIE | 2020 | 6 | 23 | 10 | 526.1 | 5.7 | 5718 | 0
SOUTHERN CROSS DC TIE | 2020 | 7 | 23 | 10 | 1789.1 | 57.8 | 19447 | 0
SOUTHERN CROSS DC TIE | 2020 | 8 | 23 | 10 | 0 | 0 | 0 | 0
SOUTHERN CROSS DC TIE | 2020 | 9 | 23 | 10 | 327 | 2.3 | 3554 | 0
SOUTHERN CROSS DC TIE | 2020 | 10 | 23 | 10 | 1992.6 | 65 | 18491 | 0
SOUTHERN CROSS DC TIE | 2020 | 11 | 23 | 10 | 58.7 | 0.1 | 545 | 0
SOUTHERN CROSS DC TIE | 2020 | 12 | 23 | 10 | 1978.1 | 76.5 | 18356 | 0
SOUTHERN CROSS DC TIE | 2020 | 1 | 24 | 10 | 900.5 | 16.3 | 8356 | 0
SOUTHERN CROSS DC TIE | 2020 | 2 | 24 | 10 | 983.1 | 18.6 | 9122 | 0
SOUTHERN CROSS DC TIE | 2020 | 3 | 24 | 10 | 1434.5 | 38.6 | 13312 | 0
SOUTHERN CROSS DC TIE | 2020 | 4 | 24 | 10 | 649 | 8.3 | 6022 | 0
SOUTHERN CROSS DC TIE | 2020 | 5 | 24 | 10 | 320.6 | 2.1 | 2975 | 0
SOUTHERN CROSS DC TIE | 2020 | 6 | 24 | 10 | 477 | 4.6 | 5184 | 0
SOUTHERN CROSS DC TIE | 2020 | 7 | 24 | 10 | 2107.8 | 85.2 | 22911 | 0
SOUTHERN CROSS DC TIE | 2020 | 8 | 24 | 10 | 768.6 | 12.3 | 8354 | 0
SOUTHERN CROSS DC TIE | 2020 | 9 | 24 | 10 | 2072.5 | 72.5 | 22528 | 0
SOUTHERN CROSS DC TIE | 2020 | 10 | 24 | 10 | 516.4 | 6.1 | 4791 | 0
SOUTHERN CROSS DC TIE | 2020 | 11 | 24 | 10 | 1402.1 | 37.2 | 13011 | 0
SOUTHERN CROSS DC TIE | 2020 | 12 | 24 | 10 | 1776.9 | 60.5 | 16489 | 0
SOUTHERN CROSS DC TIE | 2020 | 1 | 25 | 10 | 1117.3 | 27 | 10368 | 0
SOUTHERN CROSS DC TIE | 2020 | 2 | 25 | 10 | 1349.2 | 34.7 | 12520 | 0
SOUTHERN CROSS DC TIE | 2020 | 3 | 25 | 10 | 1210.3 | 28.5 | 11231 | 0
SOUTHERN CROSS DC TIE | 2020 | 4 | 25 | 10 | 799.8 | 10.6 | 7421 | 0
SOUTHERN CROSS DC TIE | 2020 | 5 | 25 | 10 | 0 | 0 | 0 | 0
SOUTHERN CROSS DC TIE | 2020 | 6 | 25 | 10 | 497.9 | 4.8 | 5412 | 0
SOUTHERN CROSS DC TIE | 2020 | 7 | 25 | 10 | 947.1 | 20.3 | 10294 | 0
SOUTHERN CROSS DC TIE | 2020 | 8 | 25 | 10 | 1569.6 | 41.5 | 17061 | 0
SOUTHERN CROSS DC TIE | 2020 | 9 | 25 | 10 | 2083.7 | 65.5 | 22649 | 0
SOUTHERN CROSS DC TIE | 2020 | 10 | 25 | 10 | 665.4 | 8.8 | 6174 | 0
SOUTHERN CROSS DC TIE | 2020 | 11 | 25 | 10 | 1465.7 | 40.6 | 13601 | 0
SOUTHERN CROSS DC TIE | 2020 | 12 | 25 | 10 | 1321.9 | 35.2 | 12267 | 0
SOUTHERN CROSS DC TIE | 2020 | 1 | 26 | 10 | 0 | 0 | 0 | 0
SOUTHERN CROSS DC TIE | 2020 | 2 | 26 | 10 | 2100.1 | 83.1 | 19488 | 0
SOUTHERN CROSS DC TIE | 2020 | 3 | 26 | 10 | 2088.4 | 81 | 19380 | 0
SOUTHERN CROSS DC TIE | 2020 | 4 | 26 | 10 | 667.9 | 8.6 | 6198 | 0
SOUTHERN CROSS DC TIE | 2020 | 5 | 26 | 10 | 0 | 0 | 0 | 0
SOUTHERN CROSS DC TIE | 2020 | 6 | 26 | 10 | 0 | 0 | 0 | 0
SOUTHERN CROSS DC TIE | 2020 | 7 | 26 | 10 | 935.5 | 16.8 | 10168 | 0
SOUTHERN CROSS DC TIE | 2020 | 8 | 26 | 10 | 1062.3 | 22.6 | 11547 | 0
SOUTHERN CROSS DC TIE | 2020 | 9 | 26 | 10 | 1176.9 | 27.1 | 12792 | 0
SOUTHERN CROSS DC TIE | 2020 | 10 | 26 | 10 | 175 | 0.5 | 1623 | 0
SOUTHERN CROSS DC TIE | 2020 | 11 | 26 | 10 | 1438.3 | 40.1 | 13347 | 0
SOUTHERN CROSS DC TIE | 2020 | 12 | 26 | 10 | 1114.3 | 22.4 | 10340 | 0
SOUTHERN CROSS DC TIE | 2020 | 1 | 27 | 10 | 0 | 0 | 0 | 0
SOUTHERN CROSS DC TIE | 2020 | 2 | 27 | 10 | 2101.3 | 82.5 | 19500 | 0
SOUTHERN CROSS DC TIE | 2020 | 3 | 27 | 10 | 903.9 | 15.4 | 8387 | 0
SOUTHERN CROSS DC TIE | 2020 | 4 | 27 | 10 | 1145.1 | 22 | 10626 | 0
SOUTHERN CROSS DC TIE | 2020 | 5 | 27 | 10 | 0 | 0 | 0 | 0
SOUTHERN CROSS DC TIE | 2020 | 6 | 27 | 10 | 0 | 0 | 0 | 0
SOUTHERN CROSS DC TIE | 2020 | 7 | 27 | 10 | 1457.9 | 36.4 | 15847 | 0
SOUTHERN CROSS DC TIE | 2020 | 8 | 27 | 10 | 408.5 | 3.4 | 4440 | 0
SOUTHERN CROSS DC TIE | 2020 | 9 | 27 | 10 | 1068.6 | 22.6 | 11616 | 0
SOUTHERN CROSS DC TIE | 2020 | 10 | 27 | 10 | 1203.6 | 23.5 | 11169 | 0
SOUTHERN CROSS DC TIE | 2020 | 11 | 27 | 10 | 1009.2 | 20.5 | 9365 | 0
SOUTHERN CROSS DC TIE | 2020 | 12 | 27 | 10 | 719.1 | 10.8 | 6673 | 0
SOUTHERN CROSS DC TIE | 2020 | 1 | 28 | 10 | 776 | 12.8 | 7201 | 0
SOUTHERN CROSS DC TIE | 2020 | 2 | 28 | 10 | 1663.8 | 52.7 | 15440 | 0
SOUTHERN CROSS DC TIE | 2020 | 3 | 28 | 10 | 1043.3 | 24 | 9682 | 0
SOUTHERN CROSS DC TIE | 2020 | 4 | 28 | 10 | 615.2 | 8.3 | 5708 | 0
SOUTHERN CROSS DC TIE | 2020 | 5 | 28 | 10 | 230.1 | 1 | 2135 | 0
SOUTHERN CROSS DC TIE | 2020 | 6 | 28 | 10 | 0 | 0 | 0 | 0
SOUTHERN CROSS DC TIE | 2020 | 7 | 28 | 10 | 2092 | 82.6 | 22739 | 0
SOUTHERN CROSS DC TIE | 2020 | 8 | 28 | 10 | 614.7 | 7.4 | 6681 | 0
SOUTHERN CROSS DC TIE | 2020 | 9 | 28 | 10 | 1430 | 39.2 | 15543 | 0
SOUTHERN CROSS DC TIE | 2020 | 10 | 28 | 10 | 579.9 | 7.4 | 5381 | 0
SOUTHERN CROSS DC TIE | 2020 | 11 | 28 | 10 | 1157.1 | 24.1 | 10738 | 0
SOUTHERN CROSS DC TIE | 2020 | 12 | 28 | 10 | 2094.5 | 84.5 | 19436 | 0
SOUTHERN CROSS DC TIE | 2020 | 1 | 29 | 10 | 502.2 | 5.1 | 4660 | 0
SOUTHERN CROSS DC TIE | 2020 | 2 | 29 | 10 | 2089.4 | 70.7 | 19389 | 0
SOUTHERN CROSS DC TIE | 2020 | 3 | 29 | 10 | 2092.5 | 108.2 | 19418 | 0
SOUTHERN CROSS DC TIE | 2020 | 4 | 29 | 10 | 626.4 | 7.1 | 5812 | 0
SOUTHERN CROSS DC TIE | 2020 | 5 | 29 | 10 | 239.3 | 1.2 | 2220 | 0
SOUTHERN CROSS DC TIE | 2020 | 6 | 29 | 10 | 0 | 0 | 0 | 0
SOUTHERN CROSS DC TIE | 2020 | 7 | 29 | 10 | 2099.5 | 79.6 | 22821 | 0
SOUTHERN CROSS DC TIE | 2020 | 8 | 29 | 10 | 0 | 0 | 0 | 0
SOUTHERN CROSS DC TIE | 2020 | 9 | 29 | 10 | 2093.3 | 78.2 | 22754 | 0
SOUTHERN CROSS DC TIE | 2020 | 10 | 29 | 10 | 884.3 | 16.7 | 8205 | 0
SOUTHERN CROSS DC TIE | 2020 | 11 | 29 | 10 | 2098.3 | 82.1 | 19472 | 0
SOUTHERN CROSS DC TIE | 2020 | 12 | 29 | 10 | 937.2 | 18 | 8697 | 0
SOUTHERN CROSS DC TIE | 2020 | 1 | 30 | 10 | 0 | 0 | 0 | 0
SOUTHERN CROSS DC TIE | 2020 | 3 | 30 | 10 | 2081.6 | 82.1 | 19317 | 0
SOUTHERN CROSS DC TIE | 2020 | 4 | 30 | 10 | 524.5 | 4.9 | 4867 | 0
SOUTHERN CROSS DC TIE | 2020 | 5 | 30 | 10 | 0 | 0 | 0 | 0
SOUTHERN CROSS DC TIE | 2020 | 6 | 30 | 10 | 69.1 | 0.1 | 751 | 0
SOUTHERN CROSS DC TIE | 2020 | 7 | 30 | 10 | 886.7 | 13.3 | 9638 | 0
SOUTHERN CROSS DC TIE | 2020 | 8 | 30 | 10 | 257.8 | 1.3 | 2802 | 0
SOUTHERN CROSS DC TIE | 2020 | 9 | 30 | 10 | 1822.9 | 49.3 | 19815 | 0
SOUTHERN CROSS DC TIE | 2020 | 10 | 30 | 10 | 2108.5 | 82 | 19566 | 0
SOUTHERN CROSS DC TIE | 2020 | 11 | 30 | 10 | 1972.3 | 74.2 | 18303 | 0
SOUTHERN CROSS DC TIE | 2020 | 12 | 30 | 10 | 2043.5 | 77.6 | 18963 | 0
SOUTHERN CROSS DC TIE | 2020 | 1 | 31 | 10 | 2018.9 | 73 | 18735 | 0
SOUTHERN CROSS DC TIE | 2020 | 3 | 31 | 10 | 1568.8 | 48.4 | 14558 | 0
SOUTHERN CROSS DC TIE | 2020 | 5 | 31 | 10 | 334.9 | 2.5 | 3108 | 0
SOUTHERN CROSS DC TIE | 2020 | 7 | 31 | 10 | 764.1 | 13.6 | 8306 | 0
SOUTHERN CROSS DC TIE | 2020 | 8 | 31 | 10 | 427.4 | 3.1 | 4646 | 0
SOUTHERN CROSS DC TIE | 2020 | 10 | 31 | 10 | 853.8 | 13.8 | 7923 | 0
SOUTHERN CROSS DC TIE | 2020 | 12 | 31 | 10 | 2102.9 | 81 | 19514 | 0
SOUTHERN CROSS DC TIE | 2020 | 1 | 1 | 11 | 1331.7 | 31.6 | 12358 | 0
SOUTHERN CROSS DC TIE | 2020 | 2 | 1 | 11 | 960.7 | 17.8 | 8915 | 0
SOUTHERN CROSS DC TIE | 2020 | 3 | 1 | 11 | 1290.2 | 31.1 | 11972 | 0
SOUTHERN CROSS DC TIE | 2020 | 4 | 1 | 11 | 1557.1 | 46.1 | 14449 | 0
SOUTHERN CROSS DC TIE | 2020 | 5 | 1 | 11 | 908.2 | 14.4 | 8427 | 0
SOUTHERN CROSS DC TIE | 2020 | 6 | 1 | 11 | 1345.4 | 36.8 | 14624 | 0
SOUTHERN CROSS DC TIE | 2020 | 7 | 1 | 11 | 411 | 3.4 | 4467 | 0
SOUTHERN CROSS DC TIE | 2020 | 8 | 1 | 11 | 49.2 | 0.1 | 534 | 0
SOUTHERN CROSS DC TIE | 2020 | 9 | 1 | 11 | 0 | 0 | 0 | 0
SOUTHERN CROSS DC TIE | 2020 | 10 | 1 | 11 | 850.1 | 11.6 | 7888 | 0
SOUTHERN CROSS DC TIE | 2020 | 11 | 1 | 11 | 766.5 | 10.7 | 7113 | 0
SOUTHERN CROSS DC TIE | 2020 | 12 | 1 | 11 | 2103.1 | 84.4 | 19516 | 0
SOUTHERN CROSS DC TIE | 2020 | 1 | 2 | 11 | 1645.8 | 54.2 | 15273 | 0
SOUTHERN CROSS DC TIE | 2020 | 2 | 2 | 11 | 1872.1 | 65.1 | 17373 | 0
SOUTHERN CROSS DC TIE | 2020 | 3 | 2 | 11 | 399.9 | 3.3 | 3710 | 0
SOUTHERN CROSS DC TIE | 2020 | 4 | 2 | 11 | 2089.7 | 83.3 | 19392 | 0
SOUTHERN CROSS DC TIE | 2020 | 5 | 2 | 11 | 560.5 | 6.3 | 5201 | 0
SOUTHERN CROSS DC TIE | 2020 | 6 | 2 | 11 | 0 | 0 | 0 | 0
SOUTHERN CROSS DC TIE | 2020 | 7 | 2 | 11 | 833.1 | 13 | 9055 | 0
SOUTHERN CROSS DC TIE | 2020 | 8 | 2 | 11 | 0 | 0 | 0 | 107.5
SOUTHERN CROSS DC TIE | 2020 | 9 | 2 | 11 | 578.6 | 7 | 6289 | 0
SOUTHERN CROSS DC TIE | 2020 | 10 | 2 | 11 | 814 | 13.1 | 7554 | 0
SOUTHERN CROSS DC TIE | 2020 | 11 | 2 | 11 | 125.4 | 0.3 | 1163 | 0
SOUTHERN CROSS DC TIE | 2020 | 12 | 2 | 11 | 1005.5 | 19.4 | 9331 | 0
SOUTHERN CROSS DC TIE | 2020 | 1 | 3 | 11 | 925.6 | 14.2 | 8589 | 0
SOUTHERN CROSS DC TIE | 2020 | 2 | 3 | 11 | 1833.8 | 60.6 | 17018 | 0
SOUTHERN CROSS DC TIE | 2020 | 3 | 3 | 11 | 2073 | 79.7 | 19237 | 0
SOUTHERN CROSS DC TIE | 2020 | 4 | 3 | 11 | 944 | 18.3 | 8760 | 0
SOUTHERN CROSS DC TIE | 2020 | 5 | 3 | 11 | 336.3 | 2.4 | 3120 | 0
SOUTHERN CROSS DC TIE | 2020 | 6 | 3 | 11 | 218 | 1 | 2369 | 0
SOUTHERN CROSS DC TIE | 2020 | 7 | 3 | 11 | 394.1 | 2.8 | 4283 | 0
SOUTHERN CROSS DC TIE | 2020 | 8 | 3 | 11 | 0 | 0 | 0 | 0
SOUTHERN CROSS DC TIE | 2020 | 9 | 3 | 11 | 775 | 12.2 | 8424 | 0
SOUTHERN CROSS DC TIE | 2020 | 10 | 3 | 11 | 670.2 | 8.6 | 6219 | 0
SOUTHERN CROSS DC TIE | 2020 | 11 | 3 | 11 | 1507.8 | 44.1 | 13992 | 0
SOUTHERN CROSS DC TIE | 2020 | 12 | 3 | 11 | 1632.6 | 59.1 | 15150 | 0
SOUTHERN CROSS DC TIE | 2020 | 1 | 4 | 11 | 760.4 | 11.2 | 7056 | 0
SOUTHERN CROSS DC TIE | 2020 | 2 | 4 | 11 | 1116.7 | 25 | 10363 | 0
SOUTHERN CROSS DC TIE | 2020 | 3 | 4 | 11 | 2114.5 | 96.7 | 19622 | 0
SOUTHERN CROSS DC TIE | 2020 | 4 | 4 | 11 | 923.5 | 17.6 | 8570 | 0
SOUTHERN CROSS DC TIE | 2020 | 5 | 4 | 11 | 490 | 4.7 | 4547 | 0
SOUTHERN CROSS DC TIE | 2020 | 6 | 4 | 11 | 141 | 0.4 | 1532 | 0
SOUTHERN CROSS DC TIE | 2020 | 7 | 4 | 11 | 398.6 | 2.4 | 4333 | 0
SOUTHERN CROSS DC TIE | 2020 | 8 | 4 | 11 | 0 | 0 | 0 | 0
SOUTHERN CROSS DC TIE | 2020 | 9 | 4 | 11 | 268.7 | 1.4 | 2921 | 0
SOUTHERN CROSS DC TIE | 2020 | 10 | 4 | 11 | 648.9 | 7 | 6021 | 0
SOUTHERN CROSS DC TIE | 2020 | 11 | 4 | 11 | 1430.7 | 42.7 | 13276 | 0
SOUTHERN CROSS DC TIE | 2020 | 12 | 4 | 11 | 2105.8 | 81.6 | 19541 | 0
SOUTHERN CROSS DC TIE | 2020 | 1 | 5 | 11 | 963 | 19.7 | 8936 | 0
SOUTHERN CROSS DC TIE | 2020 | 2 | 5 | 11 | 2094.7 | 78.9 | 19438 | 0
SOUTHERN CROSS DC TIE | 2020 | 3 | 5 | 11 | 2097.2 | 82.3 | 19461 | 0
SOUTHERN CROSS DC TIE | 2020 | 4 | 5 | 11 | 326.4 | 2 | 3029 | 0
SOUTHERN CROSS DC TIE | 2020 | 5 | 5 | 11 | 598.5 | 7.1 | 5554 | 0
SOUTHERN CROSS DC TIE | 2020 | 6 | 5 | 11 | 409.3 | 3.4 | 4449 | 0
SOUTHERN CROSS DC TIE | 2020 | 7 | 5 | 11 | 0 | 0 | 0 | 0
SOUTHERN CROSS DC TIE | 2020 | 8 | 5 | 11 | 0 | 0 | 0 | 0
SOUTHERN CROSS DC TIE | 2020 | 9 | 5 | 11 | 0 | 0 | 0 | 0
SOUTHERN CROSS DC TIE | 2020 | 10 | 5 | 11 | 803.7 | 12.5 | 7458 | 0
SOUTHERN CROSS DC TIE | 2020 | 11 | 5 | 11 | 693.7 | 9.6 | 6437 | 0
SOUTHERN CROSS DC TIE | 2020 | 12 | 5 | 11 | 954.7 | 17.1 | 8859 | 0
SOUTHERN CROSS DC TIE | 2020 | 1 | 6 | 11 | 1017.3 | 20.8 | 9440 | 0
SOUTHERN CROSS DC TIE | 2020 | 2 | 6 | 11 | 1978.8 | 76.6 | 18363 | 0
SOUTHERN CROSS DC TIE | 2020 | 3 | 6 | 11 | 1942.8 | 68.1 | 18029 | 0
SOUTHERN CROSS DC TIE | 2020 | 4 | 6 | 11 | 954.3 | 14.1 | 8856 | 0
SOUTHERN CROSS DC TIE | 2020 | 5 | 6 | 11 | 2095 | 81.4 | 19442 | 0
SOUTHERN CROSS DC TIE | 2020 | 6 | 6 | 11 | 376.6 | 2.6 | 4093 | 0
SOUTHERN CROSS DC TIE | 2020 | 7 | 6 | 11 | 1903.1 | 72.8 | 20686 | 0
SOUTHERN CROSS DC TIE | 2020 | 8 | 6 | 11 | 0 | 0 | 0 | 0
SOUTHERN CROSS DC TIE | 2020 | 9 | 6 | 11 | 0 | 0 | 0 | 0
SOUTHERN CROSS DC TIE | 2020 | 10 | 6 | 11 | 1922.2 | 42.1 | 17837 | 0
SOUTHERN CROSS DC TIE | 2020 | 11 | 6 | 11 | 1186.7 | 27.5 | 11013 | 0
SOUTHERN CROSS DC TIE | 2020 | 12 | 6 | 11 | 1144.2 | 26.1 | 10618 | 0
SOUTHERN CROSS DC TIE | 2020 | 1 | 7 | 11 | 1212.2 | 22.8 | 11249 | 0
SOUTHERN CROSS DC TIE | 2020 | 2 | 7 | 11 | 2101.8 | 79.4 | 19504 | 0
SOUTHERN CROSS DC TIE | 2020 | 3 | 7 | 11 | 1209.6 | 28.1 | 11224 | 0
SOUTHERN CROSS DC TIE | 2020 | 4 | 7 | 11 | 1407.5 | 39.2 | 13061 | 0
SOUTHERN CROSS DC TIE | 2020 | 5 | 7 | 11 | 872.4 | 14.5 | 8095 | 0
SOUTHERN CROSS DC TIE | 2020 | 6 | 7 | 11 | 0 | 0 | 0 | 0
SOUTHERN CROSS DC TIE | 2020 | 7 | 7 | 11 | 2091.8 | 75.1 | 22737 | 0
SOUTHERN CROSS DC TIE | 2020 | 8 | 7 | 11 | 0 | 0 | 0 | 0
SOUTHERN CROSS DC TIE | 2020 | 9 | 7 | 11 | 469.2 | 4.6 | 5100 | 0
SOUTHERN CROSS DC TIE | 2020 | 10 | 7 | 11 | 2099.9 | 57.3 | 19487 | 0
SOUTHERN CROSS DC TIE | 2020 | 11 | 7 | 11 | 706.1 | 9.6 | 6553 | 0
SOUTHERN CROSS DC TIE | 2020 | 12 | 7 | 11 | 2103.6 | 82.6 | 19521 | 0
SOUTHERN CROSS DC TIE | 2020 | 1 | 8 | 11 | 1306.8 | 29.1 | 12126 | 0
SOUTHERN CROSS DC TIE | 2020 | 2 | 8 | 11 | 441.4 | 3.8 | 4095 | 0
SOUTHERN CROSS DC TIE | 2020 | 3 | 8 | 11 | 1940.5 | 71.3 | 18007 | 0
SOUTHERN CROSS DC TIE | 2020 | 4 | 8 | 11 | 512.4 | 5.3 | 4755 | 0
SOUTHERN CROSS DC TIE | 2020 | 5 | 8 | 11 | 1324.2 | 43.4 | 12288 | 0
SOUTHERN CROSS DC TIE | 2020 | 6 | 8 | 11 | 402.2 | 3.1 | 4371 | 0
SOUTHERN CROSS DC TIE | 2020 | 7 | 8 | 11 | 1986.4 | 69.5 | 21591 | 0
SOUTHERN CROSS DC TIE | 2020 | 8 | 8 | 11 | 0 | 0 | 0 | 0
SOUTHERN CROSS DC TIE | 2020 | 9 | 8 | 11 | 656 | 8.4 | 7130 | 0
SOUTHERN CROSS DC TIE | 2020 | 10 | 8 | 11 | 2099.9 | 92.2 | 19486 | 0
SOUTHERN CROSS DC TIE | 2020 | 11 | 8 | 11 | 1057.9 | 21.7 | 9817 | 0
SOUTHERN CROSS DC TIE | 2020 | 12 | 8 | 11 | 1769 | 59.9 | 16416 | 0
SOUTHERN CROSS DC TIE | 2020 | 1 | 9 | 11 | 1275.6 | 30.8 | 11837 | 0
SOUTHERN CROSS DC TIE | 2020 | 2 | 9 | 11 | 1477.3 | 32.8 | 13709 | 0
SOUTHERN CROSS DC TIE | 2020 | 3 | 9 | 11 | 961.1 | 18.3 | 8918 | 0
SOUTHERN CROSS DC TIE | 2020 | 4 | 9 | 11 | 2100.8 | 92.9 | 19495 | 0
SOUTHERN CROSS DC TIE | 2020 | 5 | 9 | 11 | 1026.5 | 24.1 | 9525 | 0
SOUTHERN CROSS DC TIE | 2020 | 6 | 9 | 11 | 1369.6 | 36.7 | 14887 | 0
SOUTHERN CROSS DC TIE | 2020 | 7 | 9 | 11 | 747.7 | 12.2 | 8127 | 0
SOUTHERN CROSS DC TIE | 2020 | 8 | 9 | 11 | 0 | 0 | 0 | 0
SOUTHERN CROSS DC TIE | 2020 | 9 | 9 | 11 | 601.6 | 7.6 | 6539 | 0
SOUTHERN CROSS DC TIE | 2020 | 10 | 9 | 11 | 2108.5 | 94.1 | 19566 | 0
SOUTHERN CROSS DC TIE | 2020 | 11 | 9 | 11 | 0 | 0 | 0 | 0
SOUTHERN CROSS DC TIE | 2020 | 12 | 9 | 11 | 1508.8 | 40.1 | 14001 | 0
SOUTHERN CROSS DC TIE | 2020 | 1 | 10 | 11 | 1048.7 | 20.4 | 9731 | 0
SOUTHERN CROSS DC TIE | 2020 | 2 | 10 | 11 | 1574 | 57.2 | 14607 | 0
SOUTHERN CROSS DC TIE | 2020 | 3 | 10 | 11 | 1412 | 44.5 | 13103 | 0
SOUTHERN CROSS DC TIE | 2020 | 4 | 10 | 11 | 1688.6 | 62.1 | 15670 | 0
SOUTHERN CROSS DC TIE | 2020 | 5 | 10 | 11 | 231.8 | 1.1 | 2151 | 0
SOUTHERN CROSS DC TIE | 2020 | 6 | 10 | 11 | 1087.1 | 23.7 | 11816 | 0
SOUTHERN CROSS DC TIE | 2020 | 7 | 10 | 11 | 130.5 | 0.4 | 1418 | 0
SOUTHERN CROSS DC TIE | 2020 | 8 | 10 | 11 | 72.7 | 0.1 | 789 | 0
SOUTHERN CROSS DC TIE | 2020 | 9 | 10 | 11 | 396.2 | 3 | 4306 | 0
SOUTHERN CROSS DC TIE | 2020 | 10 | 10 | 11 | 586.8 | 6.2 | 5445 | 0
SOUTHERN CROSS DC TIE | 2020 | 11 | 10 | 11 | 973.4 | 20.9 | 9032 | 0
SOUTHERN CROSS DC TIE | 2020 | 12 | 10 | 11 | 2084.4 | 81.3 | 19343 | 0
SOUTHERN CROSS DC TIE | 2020 | 1 | 11 | 11 | 1112.2 | 23.2 | 10320 | 0
SOUTHERN CROSS DC TIE | 2020 | 2 | 11 | 11 | 1238.8 | 30.5 | 11496 | 0
SOUTHERN CROSS DC TIE | 2020 | 3 | 11 | 11 | 1819.2 | 56.5 | 16882 | 0
SOUTHERN CROSS DC TIE | 2020 | 4 | 11 | 11 | 1712.8 | 56 | 15894 | 0
SOUTHERN CROSS DC TIE | 2020 | 5 | 11 | 11 | 1231.8 | 33 | 11430 | 0
SOUTHERN CROSS DC TIE | 2020 | 6 | 11 | 11 | 998.2 | 18.6 | 10850 | 0
SOUTHERN CROSS DC TIE | 2020 | 7 | 11 | 11 | 0 | 0 | 0 | 0
SOUTHERN CROSS DC TIE | 2020 | 8 | 11 | 11 | 0 | 0 | 0 | 0
SOUTHERN CROSS DC TIE | 2020 | 9 | 11 | 11 | 199.6 | 0.8 | 2169 | 0
SOUTHERN CROSS DC TIE | 2020 | 10 | 11 | 11 | 5 | 0 | 45 | 0
SOUTHERN CROSS DC TIE | 2020 | 11 | 11 | 11 | 1679 | 52.7 | 15581 | 0
SOUTHERN CROSS DC TIE | 2020 | 12 | 11 | 11 | 2015.9 | 75.1 | 18707 | 0
SOUTHERN CROSS DC TIE | 2020 | 1 | 12 | 11 | 1151.7 | 24.7 | 10688 | 0
SOUTHERN CROSS DC TIE | 2020 | 2 | 12 | 11 | 899.4 | 16.2 | 8346 | 0
SOUTHERN CROSS DC TIE | 2020 | 3 | 12 | 11 | 1991.6 | 60.8 | 18481 | 0
SOUTHERN CROSS DC TIE | 2020 | 4 | 12 | 11 | 256 | 1.4 | 2375 | 0
SOUTHERN CROSS DC TIE | 2020 | 5 | 12 | 11 | 925.3 | 16.6 | 8587 | 0
SOUTHERN CROSS DC TIE | 2020 | 6 | 12 | 11 | 1509.5 | 40.8 | 16407 | 0
SOUTHERN CROSS DC TIE | 2020 | 7 | 12 | 11 | 0 | 0 | 0 | 0
SOUTHERN CROSS DC TIE | 2020 | 8 | 12 | 11 | 637 | 7.2 | 6923 | 0
SOUTHERN CROSS DC TIE | 2020 | 9 | 12 | 11 | 545.5 | 5.7 | 5929 | 0
SOUTHERN CROSS DC TIE | 2020 | 10 | 12 | 11 | 1.4 | 0 | 12 | 0
SOUTHERN CROSS DC TIE | 2020 | 11 | 12 | 11 | 2087 | 75.7 | 19366 | 0
SOUTHERN CROSS DC TIE | 2020 | 12 | 12 | 11 | 1719 | 60.6 | 15952 | 0
SOUTHERN CROSS DC TIE | 2020 | 1 | 13 | 11 | 757 | 11.5 | 7024 | 0
SOUTHERN CROSS DC TIE | 2020 | 2 | 13 | 11 | 0 | 0 | 0 | 0
SOUTHERN CROSS DC TIE | 2020 | 3 | 13 | 11 | 1771 | 58.3 | 16434 | 0
SOUTHERN CROSS DC TIE | 2020 | 4 | 13 | 11 | 940 | 15.3 | 8723 | 0
SOUTHERN CROSS DC TIE | 2020 | 5 | 13 | 11 | 750.7 | 10.9 | 6966 | 0
SOUTHERN CROSS DC TIE | 2020 | 6 | 13 | 11 | 177.1 | 0.6 | 1925 | 0
SOUTHERN CROSS DC TIE | 2020 | 7 | 13 | 11 | 0 | 0 | 0 | 0
SOUTHERN CROSS DC TIE | 2020 | 8 | 13 | 11 | 785.4 | 13.2 | 8537 | 0
SOUTHERN CROSS DC TIE | 2020 | 9 | 13 | 11 | 1089.9 | 23.1 | 11847 | 0
SOUTHERN CROSS DC TIE | 2020 | 10 | 13 | 11 | 705.9 | 10.1 | 6550 | 0
SOUTHERN CROSS DC TIE | 2020 | 11 | 13 | 11 | 751.2 | 10.8 | 6970 | 0
SOUTHERN CROSS DC TIE | 2020 | 12 | 13 | 11 | 827 | 16 | 7674 | 0
SOUTHERN CROSS DC TIE | 2020 | 1 | 14 | 11 | 420.6 | 3.5 | 3903 | 0
SOUTHERN CROSS DC TIE | 2020 | 2 | 14 | 11 | 1952.5 | 71.1 | 18118 | 0
SOUTHERN CROSS DC TIE | 2020 | 3 | 14 | 11 | 481.6 | 3.5 | 4469 | 0
SOUTHERN CROSS DC TIE | 2020 | 4 | 14 | 11 | 1179.8 | 28.7 | 10948 | 0
SOUTHERN CROSS DC TIE | 2020 | 5 | 14 | 11 | 761.6 | 12 | 7067 | 0
SOUTHERN CROSS DC TIE | 2020 | 6 | 14 | 11 | 288.9 | 1.8 | 3140 | 0
SOUTHERN CROSS DC TIE | 2020 | 7 | 14 | 11 | 0 | 0 | 0 | 0
SOUTHERN CROSS DC TIE | 2020 | 8 | 14 | 11 | 0 | 0 | 0 | 0
SOUTHERN CROSS DC TIE | 2020 | 9 | 14 | 11 | 1242.4 | 26.5 | 13504 | 0
SOUTHERN CROSS DC TIE | 2020 | 10 | 14 | 11 | 966.6 | 16.7 | 8970 | 0
SOUTHERN CROSS DC TIE | 2020 | 11 | 14 | 11 | 501.4 | 5.2 | 4653 | 0
SOUTHERN CROSS DC TIE | 2020 | 12 | 14 | 11 | 254.2 | 1.1 | 2359 | 0
SOUTHERN CROSS DC TIE | 2020 | 1 | 15 | 11 | 991.5 | 18 | 9201 | 0
SOUTHERN CROSS DC TIE | 2020 | 2 | 15 | 11 | 1083.9 | 23.9 | 10058 | 0
SOUTHERN CROSS DC TIE | 2020 | 3 | 15 | 11 | 1323.4 | 32.4 | 12281 | 0
SOUTHERN CROSS DC TIE | 2020 | 4 | 15 | 11 | 1800.2 | 60.1 | 16706 | 0
SOUTHERN CROSS DC TIE | 2020 | 5 | 15 | 11 | 718.1 | 10.4 | 6663 | 0
SOUTHERN CROSS DC TIE | 2020 | 6 | 15 | 11 | 1175.5 | 25.2 | 12777 | 0
SOUTHERN CROSS DC TIE | 2020 | 7 | 15 | 11 | 88.9 | 0.2 | 966 | 0
SOUTHERN CROSS DC TIE | 2020 | 8 | 15 | 11 | 0 | 0 | 0 | 0
SOUTHERN CROSS DC TIE | 2020 | 9 | 15 | 11 | 264 | 1.3 | 2870 | 0
SOUTHERN CROSS DC TIE | 2020 | 10 | 15 | 11 | 1152.3 | 25.4 | 10693 | 0
SOUTHERN CROSS DC TIE | 2020 | 11 | 15 | 11 | 346.2 | 2.1 | 3212 | 0
SOUTHERN CROSS DC TIE | 2020 | 12 | 15 | 11 | 655.9 | 8.9 | 6087 | 0
SOUTHERN CROSS DC TIE | 2020 | 1 | 16 | 11 | 982.5 | 20.8 | 9118 | 0
SOUTHERN CROSS DC TIE | 2020 | 2 | 16 | 11 | 110.2 | 0.3 | 1022 | 0
SOUTHERN CROSS DC TIE | 2020 | 3 | 16 | 11 | 1250.9 | 28.8 | 11608 | 0
SOUTHERN CROSS DC TIE | 2020 | 4 | 16 | 11 | 1251.4 | 30.9 | 11612 | 0
SOUTHERN CROSS DC TIE | 2020 | 5 | 16 | 11 | 558.5 | 5.6 | 5182 | 0
SOUTHERN CROSS DC TIE | 2020 | 6 | 16 | 11 | 1213.2 | 33.5 | 13187 | 0
SOUTHERN CROSS DC TIE | 2020 | 7 | 16 | 11 | 0 | 0 | 0 | 0
SOUTHERN CROSS DC TIE | 2020 | 8 | 16 | 11 | 54.6 | 0.1 | 593 | 0
SOUTHERN CROSS DC TIE | 2020 | 9 | 16 | 11 | 1143.8 | 25.2 | 12433 | 0
SOUTHERN CROSS DC TIE | 2020 | 10 | 16 | 11 | 590.4 | 7.3 | 5478 | 0
SOUTHERN CROSS DC TIE | 2020 | 11 | 16 | 11 | 973.5 | 15.9 | 9034 | 0
SOUTHERN CROSS DC TIE | 2020 | 12 | 16 | 11 | 1903.5 | 72.3 | 17664 | 0
SOUTHERN CROSS DC TIE | 2020 | 1 | 17 | 11 | 1352.5 | 22.1 | 12551 | 0
SOUTHERN CROSS DC TIE | 2020 | 2 | 17 | 11 | 0 | 0 | 0 | 25.1
SOUTHERN CROSS DC TIE | 2020 | 3 | 17 | 11 | 1319.1 | 31 | 12241 | 0
SOUTHERN CROSS DC TIE | 2020 | 4 | 17 | 11 | 825.2 | 10.7 | 7657 | 0
SOUTHERN CROSS DC TIE | 2020 | 5 | 17 | 11 | 342.1 | 2.4 | 3174 | 0
SOUTHERN CROSS DC TIE | 2020 | 6 | 17 | 11 | 1425.7 | 39.8 | 15497 | 0
SOUTHERN CROSS DC TIE | 2020 | 7 | 17 | 11 | 0 | 0 | 0 | 0
SOUTHERN CROSS DC TIE | 2020 | 8 | 17 | 11 | 288.3 | 1.6 | 3134 | 0
SOUTHERN CROSS DC TIE | 2020 | 9 | 17 | 11 | 902.2 | 16.6 | 9806 | 0
SOUTHERN CROSS DC TIE | 2020 | 10 | 17 | 11 | 884.2 | 16.4 | 8205 | 0
SOUTHERN CROSS DC TIE | 2020 | 11 | 17 | 11 | 1995.6 | 73.9 | 18519 | 0
SOUTHERN CROSS DC TIE | 2020 | 12 | 17 | 11 | 1851.1 | 64.7 | 17178 | 0
SOUTHERN CROSS DC TIE | 2020 | 1 | 18 | 11 | 944 | 14.9 | 8760 | 0
SOUTHERN CROSS DC TIE | 2020 | 2 | 18 | 11 | 0 | 0 | 0 | 0
SOUTHERN CROSS DC TIE | 2020 | 3 | 18 | 11 | 709.1 | 9.4 | 6580 | 0
SOUTHERN CROSS DC TIE | 2020 | 4 | 18 | 11 | 1037.3 | 19.3 | 9626 | 0
SOUTHERN CROSS DC TIE | 2020 | 5 | 18 | 11 | 888.6 | 16.8 | 8246 | 0
SOUTHERN CROSS DC TIE | 2020 | 6 | 18 | 11 | 1107.6 | 25.1 | 12040 | 0
SOUTHERN CROSS DC TIE | 2020 | 7 | 18 | 11 | 0 | 0 | 0 | 0
SOUTHERN CROSS DC TIE | 2020 | 8 | 18 | 11 | 318.4 | 2 | 3460 | 0
SOUTHERN CROSS DC TIE | 2020 | 9 | 18 | 11 | 865.9 | 13.4 | 9412 | 0
SOUTHERN CROSS DC TIE | 2020 | 10 | 18 | 11 | 1097.4 | 23.6 | 10183 | 0
SOUTHERN CROSS DC TIE | 2020 | 11 | 18 | 11 | 955 | 17.3 | 8862 | 0
SOUTHERN CROSS DC TIE | 2020 | 12 | 18 | 11 | 2088.5 | 83.1 | 19380 | 0
SOUTHERN CROSS DC TIE | 2020 | 1 | 19 | 11 | 367.1 | 2.6 | 3406 | 0
SOUTHERN CROSS DC TIE | 2020 | 2 | 19 | 11 | 85.1 | 0.1 | 789 | 0
SOUTHERN CROSS DC TIE | 2020 | 3 | 19 | 11 | 1036.7 | 20.1 | 9620 | 0
SOUTHERN CROSS DC TIE | 2020 | 4 | 19 | 11 | 963 | 19.6 | 8937 | 0
SOUTHERN CROSS DC TIE | 2020 | 5 | 19 | 11 | 600.6 | 6.6 | 5574 | 0
SOUTHERN CROSS DC TIE | 2020 | 6 | 19 | 11 | 646.6 | 8.1 | 7028 | 0
SOUTHERN CROSS DC TIE | 2020 | 7 | 19 | 11 | 0 | 0 | 0 | 0
SOUTHERN CROSS DC TIE | 2020 | 8 | 19 | 11 | 1142.9 | 20.6 | 12423 | 0
SOUTHERN CROSS DC TIE | 2020 | 9 | 19 | 11 | 204.4 | 0.8 | 2221 | 0
SOUTHERN CROSS DC TIE | 2020 | 10 | 19 | 11 | 1052.7 | 24.2 | 9768 | 0
SOUTHERN CROSS DC TIE | 2020 | 11 | 19 | 11 | 977.8 | 20.1 | 9074 | 0
SOUTHERN CROSS DC TIE | 2020 | 12 | 19 | 11 | 1051 | 21.7 | 9753 | 0
SOUTHERN CROSS DC TIE | 2020 | 1 | 20 | 11 | 914.2 | 16.2 | 8483 | 0
SOUTHERN CROSS DC TIE | 2020 | 2 | 20 | 11 | 0 | 0 | 0 | 0
SOUTHERN CROSS DC TIE | 2020 | 3 | 20 | 11 | 480 | 4.6 | 4454 | 0
SOUTHERN CROSS DC TIE | 2020 | 4 | 20 | 11 | 1152 | 24.5 | 10690 | 0
SOUTHERN CROSS DC TIE | 2020 | 5 | 20 | 11 | 1286.1 | 29.9 | 11934 | 0
SOUTHERN CROSS DC TIE | 2020 | 6 | 20 | 11 | 160.6 | 0.6 | 1746 | 0
SOUTHERN CROSS DC TIE | 2020 | 7 | 20 | 11 | 0 | 0 | 0 | 0
SOUTHERN CROSS DC TIE | 2020 | 8 | 20 | 11 | 541.2 | 6 | 5882 | 0
SOUTHERN CROSS DC TIE | 2020 | 9 | 20 | 11 | 557.5 | 6 | 6060 | 0
SOUTHERN CROSS DC TIE | 2020 | 10 | 20 | 11 | 1653.1 | 50 | 15340 | 0
SOUTHERN CROSS DC TIE | 2020 | 11 | 20 | 11 | 553.5 | 6.5 | 5136 | 0
SOUTHERN CROSS DC TIE | 2020 | 12 | 20 | 11 | 433.3 | 3.9 | 4020 | 0
SOUTHERN CROSS DC TIE | 2020 | 1 | 21 | 11 | 408.8 | 3 | 3793 | 0
SOUTHERN CROSS DC TIE | 2020 | 2 | 21 | 11 | 100.7 | 0.2 | 934 | 0
SOUTHERN CROSS DC TIE | 2020 | 3 | 21 | 11 | 335.9 | 2.3 | 3117 | 0
SOUTHERN CROSS DC TIE | 2020 | 4 | 21 | 11 | 2099.9 | 83.7 | 19486 | 0
SOUTHERN CROSS DC TIE | 2020 | 5 | 21 | 11 | 1470.9 | 35.3 | 13649 | 0
SOUTHERN CROSS DC TIE | 2020 | 6 | 21 | 11 | 118.4 | 0.3 | 1286 | 0
SOUTHERN CROSS DC TIE | 2020 | 7 | 21 | 11 | 481.3 | 5 | 5231 | 0
SOUTHERN CROSS DC TIE | 2020 | 8 | 21 | 11 | 0 | 0 | 0 | 0
SOUTHERN CROSS DC TIE | 2020 | 9 | 21 | 11 | 940.4 | 19.4 | 10221 | 0
SOUTHERN CROSS DC TIE | 2020 | 10 | 21 | 11 | 2121.8 | 80.8 | 19690 | 0
SOUTHERN CROSS DC TIE | 2020 | 11 | 21 | 11 | 590.5 | 6.2 | 5480 | 0
SOUTHERN CROSS DC TIE | 2020 | 12 | 21 | 11 | 2095.1 | 80.5 | 19442 | 0
SOUTHERN CROSS DC TIE | 2020 | 1 | 22 | 11 | 359.8 | 2.6 | 3339 | 0
SOUTHERN CROSS DC TIE | 2020 | 2 | 22 | 11 | 308.8 | 2 | 2865 | 0
SOUTHERN CROSS DC TIE | 2020 | 3 | 22 | 11 | 912.1 | 15.7 | 8464 | 0
SOUTHERN CROSS DC TIE | 2020 | 4 | 22 | 11 | 1100.7 | 22.6 | 10214 | 0
SOUTHERN CROSS DC TIE | 2020 | 5 | 22 | 11 | 1979.4 | 71.2 | 18368 | 0
SOUTHERN CROSS DC TIE | 2020 | 6 | 22 | 11 | 334.9 | 2.3 | 3640 | 0
SOUTHERN CROSS DC TIE | 2020 | 7 | 22 | 11 | 81.8 | 0.1 | 888 | 0
SOUTHERN CROSS DC TIE | 2020 | 8 | 22 | 11 | 148.2 | 0.5 | 1610 | 0
SOUTHERN CROSS DC TIE | 2020 | 9 | 22 | 11 | 62.5 | 0.1 | 679 | 0
SOUTHERN CROSS DC TIE | 2020 | 10 | 22 | 11 | 1036.4 | 25.6 | 9617 | 0
SOUTHERN CROSS DC TIE | 2020 | 11 | 22 | 11 | 757.7 | 10.3 | 7031 | 0
SOUTHERN CROSS DC TIE | 2020 | 12 | 22 | 11 | 1094.5 | 22.3 | 10157 | 0
SOUTHERN CROSS DC TIE | 2020 | 1 | 23 | 11 | 1012.8 | 19.7 | 9398 | 0
SOUTHERN CROSS DC TIE | 2020 | 2 | 23 | 11 | 774.5 | 11.2 | 7187 | 0
SOUTHERN CROSS DC TIE | 2020 | 3 | 23 | 11 | 595.6 | 6.9 | 5527 | 0
SOUTHERN CROSS DC TIE | 2020 | 4 | 23 | 11 | 766.9 | 11.6 | 7116 | 0
SOUTHERN CROSS DC TIE | 2020 | 5 | 23 | 11 | 1203.2 | 28.3 | 11165 | 0
SOUTHERN CROSS DC TIE | 2020 | 6 | 23 | 11 | 60 | 0.1 | 652 | 0
SOUTHERN CROSS DC TIE | 2020 | 7 | 23 | 11 | 805.9 | 13.3 | 8759 | 0
SOUTHERN CROSS DC TIE | 2020 | 8 | 23 | 11 | 0 | 0 | 0 | 0
SOUTHERN CROSS DC TIE | 2020 | 9 | 23 | 11 | 226.2 | 1.1 | 2458 | 0
SOUTHERN CROSS DC TIE | 2020 | 10 | 23 | 11 | 1809.8 | 61.3 | 16795 | 0
SOUTHERN CROSS DC TIE | 2020 | 11 | 23 | 11 | 471.7 | 4.8 | 4377 | 0
SOUTHERN CROSS DC TIE | 2020 | 12 | 23 | 11 | 1323.3 | 32.2 | 12280 | 0
SOUTHERN CROSS DC TIE | 2020 | 1 | 24 | 11 | 557.8 | 6 | 5176 | 0
SOUTHERN CROSS DC TIE | 2020 | 2 | 24 | 11 | 1234.1 | 29 | 11452 | 0
SOUTHERN CROSS DC TIE | 2020 | 3 | 24 | 11 | 1354.9 | 35.1 | 12573 | 0
SOUTHERN CROSS DC TIE | 2020 | 4 | 24 | 11 | 733.9 | 10.6 | 6810 | 0
SOUTHERN CROSS DC TIE | 2020 | 5 | 24 | 11 | 317.8 | 2 | 2948 | 0
SOUTHERN CROSS DC TIE | 2020 | 6 | 24 | 11 | 818.7 | 13 | 8899 | 0
SOUTHERN CROSS DC TIE | 2020 | 7 | 24 | 11 | 1169.9 | 25.9 | 12717 | 0
SOUTHERN CROSS DC TIE | 2020 | 8 | 24 | 11 | 734.3 | 12 | 7981 | 0
SOUTHERN CROSS DC TIE | 2020 | 9 | 24 | 11 | 1500 | 44.1 | 16304 | 0
SOUTHERN CROSS DC TIE | 2020 | 10 | 24 | 11 | 0 | 0 | 0 | 0
SOUTHERN CROSS DC TIE | 2020 | 11 | 24 | 11 | 2033.4 | 76.8 | 18870 | 0
SOUTHERN CROSS DC TIE | 2020 | 12 | 24 | 11 | 1833.5 | 62.6 | 17014 | 0
SOUTHERN CROSS DC TIE | 2020 | 1 | 25 | 11 | 1260.9 | 30.5 | 11700 | 0
SOUTHERN CROSS DC TIE | 2020 | 2 | 25 | 11 | 706.3 | 9.7 | 6554 | 0
SOUTHERN CROSS DC TIE | 2020 | 3 | 25 | 11 | 1493.6 | 41.7 | 13860 | 0
SOUTHERN CROSS DC TIE | 2020 | 4 | 25 | 11 | 895.3 | 15.2 | 8308 | 0
SOUTHERN CROSS DC TIE | 2020 | 5 | 25 | 11 | 261.7 | 1.2 | 2428 | 0
SOUTHERN CROSS DC TIE | 2020 | 6 | 25 | 11 | 439.4 | 3.8 | 4776 | 0
SOUTHERN CROSS DC TIE | 2020 | 7 | 25 | 11 | 776.4 | 12.4 | 8439 | 0
SOUTHERN CROSS DC TIE | 2020 | 8 | 25 | 11 | 682.9 | 9.4 | 7423 | 0
SOUTHERN CROSS DC TIE | 2020 | 9 | 25 | 11 | 2078.4 | 79.1 | 22591 | 0
SOUTHERN CROSS DC TIE | 2020 | 10 | 25 | 11 | 490.8 | 4 | 4554 | 0
SOUTHERN CROSS DC TIE | 2020 | 11 | 25 | 11 | 1529.2 | 43 | 14191 | 0
SOUTHERN CROSS DC TIE | 2020 | 12 | 25 | 11 | 1307.7 | 33.1 | 12135 | 0
SOUTHERN CROSS DC TIE | 2020 | 1 | 26 | 11 | 0 | 0 | 0 | 0
SOUTHERN CROSS DC TIE | 2020 | 2 | 26 | 11 | 1867.1 | 66 | 17326 | 0
SOUTHERN CROSS DC TIE | 2020 | 3 | 26 | 11 | 2091.1 | 83.2 | 19405 | 0
SOUTHERN CROSS DC TIE | 2020 | 4 | 26 | 11 | 556.2 | 6.8 | 5161 | 0
SOUTHERN CROSS DC TIE | 2020 | 5 | 26 | 11 | 0 | 0 | 0 | 0
SOUTHERN CROSS DC TIE | 2020 | 6 | 26 | 11 | 0 | 0 | 0 | 0
SOUTHERN CROSS DC TIE | 2020 | 7 | 26 | 11 | 557.6 | 6.2 | 6060 | 0
SOUTHERN CROSS DC TIE | 2020 | 8 | 26 | 11 | 450 | 4 | 4891 | 0
SOUTHERN CROSS DC TIE | 2020 | 9 | 26 | 11 | 884 | 15.4 | 9609 | 0
SOUTHERN CROSS DC TIE | 2020 | 10 | 26 | 11 | 57.5 | 0.1 | 533 | 0
SOUTHERN CROSS DC TIE | 2020 | 11 | 26 | 11 | 1466.9 | 40.3 | 13612 | 0
SOUTHERN CROSS DC TIE | 2020 | 12 | 26 | 11 | 941.1 | 19.2 | 8733 | 0
SOUTHERN CROSS DC TIE | 2020 | 1 | 27 | 11 | 0 | 0 | 0 | 0
SOUTHERN CROSS DC TIE | 2020 | 2 | 27 | 11 | 2100.3 | 80.5 | 19490 | 0
SOUTHERN CROSS DC TIE | 2020 | 3 | 27 | 11 | 905.8 | 16.8 | 8405 | 0
SOUTHERN CROSS DC TIE | 2020 | 4 | 27 | 11 | 890.5 | 17 | 8263 | 0
SOUTHERN CROSS DC TIE | 2020 | 5 | 27 | 11 | 0 | 0 | 0 | 0
SOUTHERN CROSS DC TIE | 2020 | 6 | 27 | 11 | 0 | 0 | 0 | 0
SOUTHERN CROSS DC TIE | 2020 | 7 | 27 | 11 | 706.5 | 10.3 | 7679 | 0
SOUTHERN CROSS DC TIE | 2020 | 8 | 27 | 11 | 258 | 1.2 | 2804 | 0
SOUTHERN CROSS DC TIE | 2020 | 9 | 27 | 11 | 1308.9 | 31.2 | 14227 | 0
SOUTHERN CROSS DC TIE | 2020 | 10 | 27 | 11 | 625.5 | 6.9 | 5804 | 0
SOUTHERN CROSS DC TIE | 2020 | 11 | 27 | 11 | 122 | 0.3 | 1132 | 0
SOUTHERN CROSS DC TIE | 2020 | 12 | 27 | 11 | 721.2 | 10.1 | 6692 | 0
SOUTHERN CROSS DC TIE | 2020 | 1 | 28 | 11 | 541.9 | 5.7 | 5029 | 0
SOUTHERN CROSS DC TIE | 2020 | 2 | 28 | 11 | 1593.8 | 46.8 | 14790 | 0
SOUTHERN CROSS DC TIE | 2020 | 3 | 28 | 11 | 1381.6 | 36.9 | 12821 | 0
SOUTHERN CROSS DC TIE | 2020 | 4 | 28 | 11 | 590.5 | 7.4 | 5479 | 0
SOUTHERN CROSS DC TIE | 2020 | 5 | 28 | 11 | 1071.4 | 20.4 | 9942 | 0
SOUTHERN CROSS DC TIE | 2020 | 6 | 28 | 11 | 0 | 0 | 0 | 0
SOUTHERN CROSS DC TIE | 2020 | 7 | 28 | 11 | 1713.9 | 49.5 | 18629 | 0
SOUTHERN CROSS DC TIE | 2020 | 8 | 28 | 11 | 54.8 | 0.1 | 595 | 0
SOUTHERN CROSS DC TIE | 2020 | 9 | 28 | 11 | 988.9 | 19.3 | 10749 | 0
SOUTHERN CROSS DC TIE | 2020 | 10 | 28 | 11 | 388 | 2.6 | 3600 | 0
SOUTHERN CROSS DC TIE | 2020 | 11 | 28 | 11 | 534.1 | 5.1 | 4956 | 0
SOUTHERN CROSS DC TIE | 2020 | 12 | 28 | 11 | 2089.7 | 75.9 | 19392 | 0
SOUTHERN CROSS DC TIE | 2020 | 1 | 29 | 11 | 0 | 0 | 0 | 0
SOUTHERN CROSS DC TIE | 2020 | 2 | 29 | 11 | 2083.1 | 76.3 | 19330 | 0
SOUTHERN CROSS DC TIE | 2020 | 3 | 29 | 11 | 2095.6 | 81.1 | 19447 | 0
SOUTHERN CROSS DC TIE | 2020 | 4 | 29 | 11 | 563.9 | 7 | 5233 | 0
SOUTHERN CROSS DC TIE | 2020 | 5 | 29 | 11 | 506.5 | 4.6 | 4700 | 0
SOUTHERN CROSS DC TIE | 2020 | 6 | 29 | 11 | 0 | 0 | 0 | 0
SOUTHERN CROSS DC TIE | 2020 | 7 | 29 | 11 | 1171.4 | 26.3 | 12732 | 0
SOUTHERN CROSS DC TIE | 2020 | 8 | 29 | 11 | 38.8 | 0 | 421 | 0
SOUTHERN CROSS DC TIE | 2020 | 9 | 29 | 11 | 2090 | 78.1 | 22718 | 0
SOUTHERN CROSS DC TIE | 2020 | 10 | 29 | 11 | 908.4 | 14.9 | 8429 | 0
SOUTHERN CROSS DC TIE | 2020 | 11 | 29 | 11 | 1153.2 | 26 | 10701 | 0
SOUTHERN CROSS DC TIE | 2020 | 12 | 29 | 11 | 787 | 13.1 | 7303 | 0
SOUTHERN CROSS DC TIE | 2020 | 1 | 30 | 11 | 228.3 | 1 | 2118 | 0
SOUTHERN CROSS DC TIE | 2020 | 3 | 30 | 11 | 2082 | 79.9 | 19320 | 0
SOUTHERN CROSS DC TIE | 2020 | 4 | 30 | 11 | 527 | 6.1 | 4890 | 0
SOUTHERN CROSS DC TIE | 2020 | 5 | 30 | 11 | 0 | 0 | 0 | 0
SOUTHERN CROSS DC TIE | 2020 | 6 | 30 | 11 | 110.4 | 0.3 | 1199 | 0
SOUTHERN CROSS DC TIE | 2020 | 7 | 30 | 11 | 680.4 | 10.2 | 7395 | 0
SOUTHERN CROSS DC TIE | 2020 | 8 | 30 | 11 | 0 | 0 | 0 | 0
SOUTHERN CROSS DC TIE | 2020 | 9 | 30 | 11 | 523.3 | 5.7 | 5688 | 0
SOUTHERN CROSS DC TIE | 2020 | 10 | 30 | 11 | 1965 | 72.9 | 18235 | 0
SOUTHERN CROSS DC TIE | 2020 | 11 | 30 | 11 | 1195.4 | 27 | 11093 | 0
SOUTHERN CROSS DC TIE | 2020 | 12 | 30 | 11 | 1976.3 | 73.5 | 18339 | 0
SOUTHERN CROSS DC TIE | 2020 | 1 | 31 | 11 | 215 | 1 | 1995 | 0
SOUTHERN CROSS DC TIE | 2020 | 3 | 31 | 11 | 1528.2 | 46.2 | 14181 | 0
SOUTHERN CROSS DC TIE | 2020 | 5 | 31 | 11 | 429.1 | 3.4 | 3981 | 0
SOUTHERN CROSS DC TIE | 2020 | 7 | 31 | 11 | 138.7 | 0.4 | 1507 | 0
SOUTHERN CROSS DC TIE | 2020 | 8 | 31 | 11 | 346.4 | 2.5 | 3765 | 0
SOUTHERN CROSS DC TIE | 2020 | 10 | 31 | 11 | 586.9 | 7.1 | 5446 | 0
SOUTHERN CROSS DC TIE | 2020 | 12 | 31 | 11 | 2093.9 | 72.7 | 19431 | 0
SOUTHERN CROSS DC TIE | 2020 | 1 | 1 | 12 | 1049.1 | 22.1 | 9735 | 0
SOUTHERN CROSS DC TIE | 2020 | 2 | 1 | 12 | 535.8 | 5.6 | 4972 | 0
SOUTHERN CROSS DC TIE | 2020 | 3 | 1 | 12 | 654 | 12.9 | 6069 | 0
SOUTHERN CROSS DC TIE | 2020 | 4 | 1 | 12 | 1439.1 | 41 | 13354 | 0
SOUTHERN CROSS DC TIE | 2020 | 5 | 1 | 12 | 845.8 | 15 | 7848 | 0
SOUTHERN CROSS DC TIE | 2020 | 6 | 1 | 12 | 1510.9 | 43.5 | 16423 | 0
SOUTHERN CROSS DC TIE | 2020 | 7 | 1 | 12 | 277.2 | 1.5 | 3012 | 0
SOUTHERN CROSS DC TIE | 2020 | 8 | 1 | 12 | 0 | 0 | 0 | 0
SOUTHERN CROSS DC TIE | 2020 | 9 | 1 | 12 | 0 | 0 | 0 | 0
SOUTHERN CROSS DC TIE | 2020 | 10 | 1 | 12 | 182.9 | 0.6 | 1697 | 0
SOUTHERN CROSS DC TIE | 2020 | 11 | 1 | 12 | 845.3 | 14.2 | 7844 | 0
SOUTHERN CROSS DC TIE | 2020 | 12 | 1 | 12 | 2105.4 | 84 | 19537 | 0
SOUTHERN CROSS DC TIE | 2020 | 1 | 2 | 12 | 1327.9 | 31.4 | 12322 | 0
SOUTHERN CROSS DC TIE | 2020 | 2 | 2 | 12 | 1896 | 64.5 | 17594 | 0
SOUTHERN CROSS DC TIE | 2020 | 3 | 2 | 12 | 183.6 | 1.1 | 1703 | 0
SOUTHERN CROSS DC TIE | 2020 | 4 | 2 | 12 | 1445.2 | 44.2 | 13411 | 0
SOUTHERN CROSS DC TIE | 2020 | 5 | 2 | 12 | 287.9 | 1.6 | 2671 | 0
SOUTHERN CROSS DC TIE | 2020 | 6 | 2 | 12 | 0 | 0 | 0 | 0
SOUTHERN CROSS DC TIE | 2020 | 7 | 2 | 12 | 608.2 | 7.4 | 6610 | 0
SOUTHERN CROSS DC TIE | 2020 | 8 | 2 | 12 | 0 | 0 | 0 | 0
SOUTHERN CROSS DC TIE | 2020 | 9 | 2 | 12 | 223.5 | 1 | 2429 | 0
SOUTHERN CROSS DC TIE | 2020 | 10 | 2 | 12 | 808.3 | 11.3 | 7501 | 0
SOUTHERN CROSS DC TIE | 2020 | 11 | 2 | 12 | 532.7 | 5.6 | 4943 | 0
SOUTHERN CROSS DC TIE | 2020 | 12 | 2 | 12 | 1418.6 | 41.1 | 13164 | 0
SOUTHERN CROSS DC TIE | 2020 | 1 | 3 | 12 | 552.4 | 6 | 5126 | 0
SOUTHERN CROSS DC TIE | 2020 | 2 | 3 | 12 | 1667.9 | 51.1 | 15478 | 0
SOUTHERN CROSS DC TIE | 2020 | 3 | 3 | 12 | 2081.2 | 87.6 | 19313 | 0
SOUTHERN CROSS DC TIE | 2020 | 4 | 3 | 12 | 1317.5 | 34.8 | 12226 | 0
SOUTHERN CROSS DC TIE | 2020 | 5 | 3 | 12 | 350.8 | 2.3 | 3255 | 0
SOUTHERN CROSS DC TIE | 2020 | 6 | 3 | 12 | 505.7 | 5.8 | 5497 | 0
SOUTHERN CROSS DC TIE | 2020 | 7 | 3 | 12 | 832.8 | 11.6 | 9052 | 0
SOUTHERN CROSS DC TIE | 2020 | 8 | 3 | 12 | 0 | 0 | 0 | 0
SOUTHERN CROSS DC TIE | 2020 | 9 | 3 | 12 | 791.8 | 11.4 | 8606 | 0
SOUTHERN CROSS DC TIE | 2020 | 10 | 3 | 12 | 464.5 | 4.2 | 4310 | 0
SOUTHERN CROSS DC TIE | 2020 | 11 | 3 | 12 | 1604.5 | 53.6 | 14889 | 0
SOUTHERN CROSS DC TIE | 2020 | 12 | 3 | 12 | 1543.5 | 36.6 | 14323 | 0
SOUTHERN CROSS DC TIE | 2020 | 1 | 4 | 12 | 581.1 | 6.9 | 5392 | 0
SOUTHERN CROSS DC TIE | 2020 | 2 | 4 | 12 | 1027.1 | 22.2 | 9531 | 0
SOUTHERN CROSS DC TIE | 2020 | 3 | 4 | 12 | 2098.7 | 68.3 | 19475 | 0
SOUTHERN CROSS DC TIE | 2020 | 4 | 4 | 12 | 661.3 | 8.5 | 6136 | 0
SOUTHERN CROSS DC TIE | 2020 | 5 | 4 | 12 | 269.1 | 1.4 | 2497 | 0
SOUTHERN CROSS DC TIE | 2020 | 6 | 4 | 12 | 0 | 0 | 0 | 0
SOUTHERN CROSS DC TIE | 2020 | 7 | 4 | 12 | 165.4 | 0.6 | 1797 | 0
SOUTHERN CROSS DC TIE | 2020 | 8 | 4 | 12 | 0 | 0 | 0 | 0
SOUTHERN CROSS DC TIE | 2020 | 9 | 4 | 12 | 269.6 | 1.5 | 2930 | 0
SOUTHERN CROSS DC TIE | 2020 | 10 | 4 | 12 | 435 | 4.2 | 4036 | 0
SOUTHERN CROSS DC TIE | 2020 | 11 | 4 | 12 | 1716.8 | 58.2 | 15931 | 0
SOUTHERN CROSS DC TIE | 2020 | 12 | 4 | 12 | 2103.3 | 79.5 | 19519 | 0
SOUTHERN CROSS DC TIE | 2020 | 1 | 5 | 12 | 1180.1 | 25.2 | 10950 | 0
SOUTHERN CROSS DC TIE | 2020 | 2 | 5 | 12 | 1976.4 | 70.7 | 18341 | 0
SOUTHERN CROSS DC TIE | 2020 | 3 | 5 | 12 | 2085.2 | 81.2 | 19350 | 0
SOUTHERN CROSS DC TIE | 2020 | 4 | 5 | 12 | 174.8 | 0.6 | 1622 | 0
SOUTHERN CROSS DC TIE | 2020 | 5 | 5 | 12 | 644.9 | 8.3 | 5984 | 0
SOUTHERN CROSS DC TIE | 2020 | 6 | 5 | 12 | 0 | 0 | 0 | 0
SOUTHERN CROSS DC TIE | 2020 | 7 | 5 | 12 | 53.2 | 0.1 | 578 | 0
SOUTHERN CROSS DC TIE | 2020 | 8 | 5 | 12 | 0 | 0 | 0 | 0
SOUTHERN CROSS DC TIE | 2020 | 9 | 5 | 12 | 0 | 0 | 0 | 0
SOUTHERN CROSS DC TIE | 2020 | 10 | 5 | 12 | 86 | 0.1 | 797 | 0
SOUTHERN CROSS DC TIE | 2020 | 11 | 5 | 12 | 113.2 | 0.3 | 1050 | 0
SOUTHERN CROSS DC TIE | 2020 | 12 | 5 | 12 | 1223.6 | 28.1 | 11354 | 0
SOUTHERN CROSS DC TIE | 2020 | 1 | 6 | 12 | 1065.8 | 21.7 | 9890 | 0
SOUTHERN CROSS DC TIE | 2020 | 2 | 6 | 12 | 2094.7 | 81.7 | 19438 | 0
SOUTHERN CROSS DC TIE | 2020 | 3 | 6 | 12 | 1426.5 | 37.9 | 13237 | 0
SOUTHERN CROSS DC TIE | 2020 | 4 | 6 | 12 | 365.4 | 3 | 3390 | 0
SOUTHERN CROSS DC TIE | 2020 | 5 | 6 | 12 | 2098 | 84.1 | 19469 | 0
SOUTHERN CROSS DC TIE | 2020 | 6 | 6 | 12 | 247.9 | 1.3 | 2695 | 0
SOUTHERN CROSS DC TIE | 2020 | 7 | 6 | 12 | 788.3 | 12.1 | 8569 | 0
SOUTHERN CROSS DC TIE | 2020 | 8 | 6 | 12 | 0 | 0 | 0 | 0
SOUTHERN CROSS DC TIE | 2020 | 9 | 6 | 12 | 0 | 0 | 0 | 0
SOUTHERN CROSS DC TIE | 2020 | 10 | 6 | 12 | 1231.6 | 52.5 | 11429 | 0
SOUTHERN CROSS DC TIE | 2020 | 11 | 6 | 12 | 1279.7 | 29.7 | 11875 | 0
SOUTHERN CROSS DC TIE | 2020 | 12 | 6 | 12 | 452.4 | 4.1 | 4198 | 0
SOUTHERN CROSS DC TIE | 2020 | 1 | 7 | 12 | 972.1 | 20.1 | 9021 | 0
SOUTHERN CROSS DC TIE | 2020 | 2 | 7 | 12 | 2088.2 | 66.1 | 19378 | 0
SOUTHERN CROSS DC TIE | 2020 | 3 | 7 | 12 | 635.9 | 7.8 | 5900 | 0
SOUTHERN CROSS DC TIE | 2020 | 4 | 7 | 12 | 796.7 | 11.6 | 7393 | 0
SOUTHERN CROSS DC TIE | 2020 | 5 | 7 | 12 | 954.6 | 16.2 | 8858 | 0
SOUTHERN CROSS DC TIE | 2020 | 6 | 7 | 12 | 0 | 0 | 0 | 0
SOUTHERN CROSS DC TIE | 2020 | 7 | 7 | 12 | 2095.6 | 85.6 | 22779 | 0
SOUTHERN CROSS DC TIE | 2020 | 8 | 7 | 12 | 0 | 0 | 0 | 0
SOUTHERN CROSS DC TIE | 2020 | 9 | 7 | 12 | 308.3 | 1.8 | 3351 | 0
SOUTHERN CROSS DC TIE | 2020 | 10 | 7 | 12 | 2107.2 | 89.8 | 19554 | 0
SOUTHERN CROSS DC TIE | 2020 | 11 | 7 | 12 | 321.8 | 2 | 2986 | 0
SOUTHERN CROSS DC TIE | 2020 | 12 | 7 | 12 | 1870.5 | 65.5 | 17358 | 0
SOUTHERN CROSS DC TIE | 2020 | 1 | 8 | 12 | 945.1 | 22.5 | 8770 | 0
SOUTHERN CROSS DC TIE | 2020 | 2 | 8 | 12 | 588.3 | 6.5 | 5459 | 0
SOUTHERN CROSS DC TIE | 2020 | 3 | 8 | 12 | 1787.7 | 59.8 | 16590 | 0
SOUTHERN CROSS DC TIE | 2020 | 4 | 8 | 12 | 555.5 | 5.9 | 5154 | 0
SOUTHERN CROSS DC TIE | 2020 | 5 | 8 | 12 | 1423.7 | 34.3 | 13212 | 0
SOUTHERN CROSS DC TIE | 2020 | 6 | 8 | 12 | 256.2 | 1.3 | 2784 | 0
SOUTHERN CROSS DC TIE | 2020 | 7 | 8 | 12 | 98.5 | 0.2 | 1070 | 0
SOUTHERN CROSS DC TIE | 2020 | 8 | 8 | 12 | 0 | 0 | 0 | 0
SOUTHERN CROSS DC TIE | 2020 | 9 | 8 | 12 | 303.2 | 1.8 | 3296 | 0
SOUTHERN CROSS DC TIE | 2020 | 10 | 8 | 12 | 2091 | 72.2 | 19404 | 0
SOUTHERN CROSS DC TIE | 2020 | 11 | 8 | 12 | 496.3 | 4.9 | 4606 | 0
SOUTHERN CROSS DC TIE | 2020 | 12 | 8 | 12 | 1684.3 | 53.1 | 15629 | 0
SOUTHERN CROSS DC TIE | 2020 | 1 | 9 | 12 | 1187.6 | 27.3 | 11020 | 0
SOUTHERN CROSS DC TIE | 2020 | 2 | 9 | 12 | 610.9 | 7.4 | 5669 | 0
SOUTHERN CROSS DC TIE | 2020 | 3 | 9 | 12 | 495.3 | 4.8 | 4596 | 0
SOUTHERN CROSS DC TIE | 2020 | 4 | 9 | 12 | 2099.4 | 79.8 | 19482 | 0
SOUTHERN CROSS DC TIE | 2020 | 5 | 9 | 12 | 550.3 | 5.5 | 5106 | 0
SOUTHERN CROSS DC TIE | 2020 | 6 | 9 | 12 | 514 | 5.3 | 5587 | 0
SOUTHERN CROSS DC TIE | 2020 | 7 | 9 | 12 | 0 | 0 | 0 | 0
SOUTHERN CROSS DC TIE | 2020 | 8 | 9 | 12 | 0 | 0 | 0 | 0
SOUTHERN CROSS DC TIE | 2020 | 9 | 9 | 12 | 779.2 | 12.7 | 8469 | 0
SOUTHERN CROSS DC TIE | 2020 | 10 | 9 | 12 | 2095.1 | 69.4 | 19442 | 0
SOUTHERN CROSS DC TIE | 2020 | 11 | 9 | 12 | 160.8 | 0.5 | 1492 | 0
SOUTHERN CROSS DC TIE | 2020 | 12 | 9 | 12 | 2095.4 | 80.5 | 19445 | 0
SOUTHERN CROSS DC TIE | 2020 | 1 | 10 | 12 | 1529 | 44.2 | 14188 | 0
SOUTHERN CROSS DC TIE | 2020 | 2 | 10 | 12 | 1558.3 | 45.5 | 14460 | 0
SOUTHERN CROSS DC TIE | 2020 | 3 | 10 | 12 | 1830 | 81.4 | 16982 | 0
SOUTHERN CROSS DC TIE | 2020 | 4 | 10 | 12 | 1778.5 | 54.9 | 16504 | 0
SOUTHERN CROSS DC TIE | 2020 | 5 | 10 | 12 | 768.8 | 15 | 7134 | 0
SOUTHERN CROSS DC TIE | 2020 | 6 | 10 | 12 | 731.3 | 10.1 | 7948 | 0
SOUTHERN CROSS DC TIE | 2020 | 7 | 10 | 12 | 0 | 0 | 0 | 0
SOUTHERN CROSS DC TIE | 2020 | 8 | 10 | 12 | 0 | 0 | 0 | 0
SOUTHERN CROSS DC TIE | 2020 | 9 | 10 | 12 | 554.3 | 5.9 | 6024 | 0
SOUTHERN CROSS DC TIE | 2020 | 10 | 10 | 12 | 191.9 | 0.7 | 1780 | 0
SOUTHERN CROSS DC TIE | 2020 | 11 | 10 | 12 | 1167.1 | 21.8 | 10831 | 0
SOUTHERN CROSS DC TIE | 2020 | 12 | 10 | 12 | 1951.9 | 66.7 | 18113 | 0
SOUTHERN CROSS DC TIE | 2020 | 1 | 11 | 12 | 1143.5 | 24.7 | 10611 | 0
SOUTHERN CROSS DC TIE | 2020 | 2 | 11 | 12 | 1099.9 | 22.9 | 10207 | 0
SOUTHERN CROSS DC TIE | 2020 | 3 | 11 | 12 | 1906.6 | 62.8 | 17693 | 0
SOUTHERN CROSS DC TIE | 2020 | 4 | 11 | 12 | 1873.1 | 67.9 | 17382 | 0
SOUTHERN CROSS DC TIE | 2020 | 5 | 11 | 12 | 1740.6 | 59.5 | 16152 | 0
SOUTHERN CROSS DC TIE | 2020 | 6 | 11 | 12 | 922.6 | 15 | 10028 | 0
SOUTHERN CROSS DC TIE | 2020 | 7 | 11 | 12 | 0 | 0 | 0 | 0
SOUTHERN CROSS DC TIE | 2020 | 8 | 11 | 12 | 0 | 0 | 0 | 0
SOUTHERN CROSS DC TIE | 2020 | 9 | 11 | 12 | 0 | 0 | 0 | 0
SOUTHERN CROSS DC TIE | 2020 | 10 | 11 | 12 | 0 | 0 | 0 | 0
SOUTHERN CROSS DC TIE | 2020 | 11 | 11 | 12 | 1631.9 | 49.2 | 15144 | 0
SOUTHERN CROSS DC TIE | 2020 | 12 | 11 | 12 | 1701.4 | 54.9 | 15789 | 0
SOUTHERN CROSS DC TIE | 2020 | 1 | 12 | 12 | 1099.9 | 25.2 | 10206 | 0
SOUTHERN CROSS DC TIE | 2020 | 2 | 12 | 12 | 1767.3 | 55.9 | 16400 | 0
SOUTHERN CROSS DC TIE | 2020 | 3 | 12 | 12 | 875.7 | 14.8 | 8126 | 0
SOUTHERN CROSS DC TIE | 2020 | 4 | 12 | 12 | 521.6 | 5.3 | 4840 | 0
SOUTHERN CROSS DC TIE | 2020 | 5 | 12 | 12 | 802.8 | 13.1 | 7449 | 0
SOUTHERN CROSS DC TIE | 2020 | 6 | 12 | 12 | 856.3 | 14.1 | 9307 | 0
SOUTHERN CROSS DC TIE | 2020 | 7 | 12 | 12 | 0 | 0 | 0 | 182.9
SOUTHERN CROSS DC TIE | 2020 | 8 | 12 | 12 | 402.9 | 3.2 | 4379 | 0
SOUTHERN CROSS DC TIE | 2020 | 9 | 12 | 12 | 804.1 | 13.2 | 8740 | 0
SOUTHERN CROSS DC TIE | 2020 | 10 | 12 | 12 | 25.8 | 0 | 239 | 0
SOUTHERN CROSS DC TIE | 2020 | 11 | 12 | 12 | 1222.8 | 27.5 | 11347 | 0
SOUTHERN CROSS DC TIE | 2020 | 12 | 12 | 12 | 1598.2 | 50.2 | 14831 | 0
SOUTHERN CROSS DC TIE | 2020 | 1 | 13 | 12 | 719.1 | 11 | 6673 | 0
SOUTHERN CROSS DC TIE | 2020 | 2 | 13 | 12 | 624.6 | 7.7 | 5796 | 0
SOUTHERN CROSS DC TIE | 2020 | 3 | 13 | 12 | 1581.3 | 52 | 14674 | 0
SOUTHERN CROSS DC TIE | 2020 | 4 | 13 | 12 | 509.6 | 7.7 | 4729 | 0
SOUTHERN CROSS DC TIE | 2020 | 5 | 13 | 12 | 651.9 | 8.2 | 6049 | 0
SOUTHERN CROSS DC TIE | 2020 | 6 | 13 | 12 | 344 | 2.4 | 3738 | 0
SOUTHERN CROSS DC TIE | 2020 | 7 | 13 | 12 | 0 | 0 | 0 | 0
SOUTHERN CROSS DC TIE | 2020 | 8 | 13 | 12 | 866.7 | 12.8 | 9420 | 0
SOUTHERN CROSS DC TIE | 2020 | 9 | 13 | 12 | 764.5 | 11.3 | 8309 | 0
SOUTHERN CROSS DC TIE | 2020 | 10 | 13 | 12 | 21 | 0 | 194 | 0
SOUTHERN CROSS DC TIE | 2020 | 11 | 13 | 12 | 617.6 | 7.5 | 5731 | 0
SOUTHERN CROSS DC TIE | 2020 | 12 | 13 | 12 | 257.4 | 1.3 | 2388 | 0
SOUTHERN CROSS DC TIE | 2020 | 1 | 14 | 12 | 883.3 | 14.5 | 8196 | 0
SOUTHERN CROSS DC TIE | 2020 | 2 | 14 | 12 | 1692.6 | 51 | 15707 | 0
SOUTHERN CROSS DC TIE | 2020 | 3 | 14 | 12 | 314.1 | 2 | 2914 | 0
SOUTHERN CROSS DC TIE | 2020 | 4 | 14 | 12 | 377.4 | 2.5 | 3502 | 0
SOUTHERN CROSS DC TIE | 2020 | 5 | 14 | 12 | 251.7 | 1.4 | 2335 | 0
SOUTHERN CROSS DC TIE | 2020 | 6 | 14 | 12 | 672.2 | 9.1 | 7306 | 0
SOUTHERN CROSS DC TIE | 2020 | 7 | 14 | 12 | 9.8 | 0 | 106 | 0
SOUTHERN CROSS DC TIE | 2020 | 8 | 14 | 12 | 0 | 0 | 0 | 0
SOUTHERN CROSS DC TIE | 2020 | 9 | 14 | 12 | 1021.5 | 22.3 | 11103 | 0
SOUTHERN CROSS DC TIE | 2020 | 10 | 14 | 12 | 748.9 | 10.4 | 6949 | 0
SOUTHERN CROSS DC TIE | 2020 | 11 | 14 | 12 | 736.9 | 9.6 | 6838 | 0
SOUTHERN CROSS DC TIE | 2020 | 12 | 14 | 12 | 598.8 | 7.3 | 5556 | 0
SOUTHERN CROSS DC TIE | 2020 | 1 | 15 | 12 | 1702.4 | 57.7 | 15797 | 0
SOUTHERN CROSS DC TIE | 2020 | 2 | 15 | 12 | 705 | 9.9 | 6542 | 0
SOUTHERN CROSS DC TIE | 2020 | 3 | 15 | 12 | 1281.2 | 31.2 | 11889 | 0
SOUTHERN CROSS DC TIE | 2020 | 4 | 15 | 12 | 1735 | 72.6 | 16100 | 0
SOUTHERN CROSS DC TIE | 2020 | 5 | 15 | 12 | 564.1 | 7.3 | 5234 | 0
SOUTHERN CROSS DC TIE | 2020 | 6 | 15 | 12 | 1165.7 | 25.7 | 12671 | 0
SOUTHERN CROSS DC TIE | 2020 | 7 | 15 | 12 | 47.6 | 0.1 | 517 | 0
SOUTHERN CROSS DC TIE | 2020 | 8 | 15 | 12 | 0 | 0 | 0 | 0
SOUTHERN CROSS DC TIE | 2020 | 9 | 15 | 12 | 514.9 | 5.3 | 5597 | 0
SOUTHERN CROSS DC TIE | 2020 | 10 | 15 | 12 | 1001.2 | 19.5 | 9290 | 0
SOUTHERN CROSS DC TIE | 2020 | 11 | 15 | 12 | 274.3 | 1.6 | 2545 | 0
SOUTHERN CROSS DC TIE | 2020 | 12 | 15 | 12 | 266.3 | 1.4 | 2471 | 0
SOUTHERN CROSS DC TIE | 2020 | 1 | 16 | 12 | 1073.4 | 20.8 | 9960 | 0
SOUTHERN CROSS DC TIE | 2020 | 2 | 16 | 12 | 469.1 | 4.4 | 4352 | 0
SOUTHERN CROSS DC TIE | 2020 | 3 | 16 | 12 | 1433.5 | 37.6 | 13303 | 0
SOUTHERN CROSS DC TIE | 2020 | 4 | 16 | 12 | 1463.7 | 39.9 | 13582 | 0
SOUTHERN CROSS DC TIE | 2020 | 5 | 16 | 12 | 182.4 | 0.7 | 1692 | 0
SOUTHERN CROSS DC TIE | 2020 | 6 | 16 | 12 | 1681.7 | 43.6 | 18279 | 0
SOUTHERN CROSS DC TIE | 2020 | 7 | 16 | 12 | 0 | 0 | 0 | 0
SOUTHERN CROSS DC TIE | 2020 | 8 | 16 | 12 | 0 | 0 | 0 | 0
SOUTHERN CROSS DC TIE | 2020 | 9 | 16 | 12 | 1224.1 | 27.3 | 13305 | 0
SOUTHERN CROSS DC TIE | 2020 | 10 | 16 | 12 | 1057.5 | 16.4 | 9813 | 0
SOUTHERN CROSS DC TIE | 2020 | 11 | 16 | 12 | 1058.1 | 23.8 | 9819 | 0
SOUTHERN CROSS DC TIE | 2020 | 12 | 16 | 12 | 2099.3 | 80.3 | 19481 | 0
SOUTHERN CROSS DC TIE | 2020 | 1 | 17 | 12 | 1238.1 | 31.1 | 11489 | 0
SOUTHERN CROSS DC TIE | 2020 | 2 | 17 | 12 | 0 | 0 | 0 | 0
SOUTHERN CROSS DC TIE | 2020 | 3 | 17 | 12 | 1210 | 29.4 | 11228 | 0
SOUTHERN CROSS DC TIE | 2020 | 4 | 17 | 12 | 322.5 | 2.3 | 2993 | 0
SOUTHERN CROSS DC TIE | 2020 | 5 | 17 | 12 | 294.6 | 1.8 | 2733 | 0
SOUTHERN CROSS DC TIE | 2020 | 6 | 17 | 12 | 1605.6 | 49.1 | 17453 | 0
SOUTHERN CROSS DC TIE | 2020 | 7 | 17 | 12 | 0 | 0 | 0 | 0
SOUTHERN CROSS DC TIE | 2020 | 8 | 17 | 12 | 14.8 | 0 | 161 | 0
SOUTHERN CROSS DC TIE | 2020 | 9 | 17 | 12 | 778.9 | 11.6 | 8466 | 0
SOUTHERN CROSS DC TIE | 2020 | 10 | 17 | 12 | 603.5 | 6.9 | 5600 | 0
SOUTHERN CROSS DC TIE | 2020 | 11 | 17 | 12 | 2086.6 | 78.5 | 19363 | 0
SOUTHERN CROSS DC TIE | 2020 | 12 | 17 | 12 | 1269.7 | 30.9 | 11783 | 0
SOUTHERN CROSS DC TIE | 2020 | 1 | 18 | 12 | 1265.1 | 30.6 | 11740 | 0
SOUTHERN CROSS DC TIE | 2020 | 2 | 18 | 12 | 0 | 0 | 0 | 0
SOUTHERN CROSS DC TIE | 2020 | 3 | 18 | 12 | 475.6 | 4.4 | 4413 | 0
SOUTHERN CROSS DC TIE | 2020 | 4 | 18 | 12 | 1112.9 | 23.7 | 10327 | 0
SOUTHERN CROSS DC TIE | 2020 | 5 | 18 | 12 | 685.8 | 9 | 6364 | 0
SOUTHERN CROSS DC TIE | 2020 | 6 | 18 | 12 | 511.7 | 5.5 | 5561 | 0
SOUTHERN CROSS DC TIE | 2020 | 7 | 18 | 12 | 0 | 0 | 0 | 0
SOUTHERN CROSS DC TIE | 2020 | 8 | 18 | 12 | 279.3 | 1.8 | 3035 | 0
SOUTHERN CROSS DC TIE | 2020 | 9 | 18 | 12 | 951.2 | 16.2 | 10339 | 0
SOUTHERN CROSS DC TIE | 2020 | 10 | 18 | 12 | 871.9 | 9.8 | 8090 | 0
SOUTHERN CROSS DC TIE | 2020 | 11 | 18 | 12 | 1145.8 | 24.2 | 10633 | 0
SOUTHERN CROSS DC TIE | 2020 | 12 | 18 | 12 | 1396.8 | 37.6 | 12961 | 0
SOUTHERN CROSS DC TIE | 2020 | 1 | 19 | 12 | 328.8 | 2.1 | 3051 | 0
SOUTHERN CROSS DC TIE | 2020 | 2 | 19 | 12 | 0 | 0 | 0 | 0
SOUTHERN CROSS DC TIE | 2020 | 3 | 19 | 12 | 669.6 | 8.5 | 6213 | 0
SOUTHERN CROSS DC TIE | 2020 | 4 | 19 | 12 | 482.3 | 4.4 | 4475 | 0
SOUTHERN CROSS DC TIE | 2020 | 5 | 19 | 12 | 226.7 | 1.1 | 2103 | 0
SOUTHERN CROSS DC TIE | 2020 | 6 | 19 | 12 | 0 | 0 | 0 | 0
SOUTHERN CROSS DC TIE | 2020 | 7 | 19 | 12 | 0 | 0 | 0 | 0
SOUTHERN CROSS DC TIE | 2020 | 8 | 19 | 12 | 731.6 | 10.7 | 7952 | 0
SOUTHERN CROSS DC TIE | 2020 | 9 | 19 | 12 | 67.7 | 0.1 | 735 | 0
SOUTHERN CROSS DC TIE | 2020 | 10 | 19 | 12 | 1058.5 | 21.7 | 9823 | 0
SOUTHERN CROSS DC TIE | 2020 | 11 | 19 | 12 | 775.5 | 11 | 7196 | 0
SOUTHERN CROSS DC TIE | 2020 | 12 | 19 | 12 | 808.9 | 13.9 | 7506 | 0
SOUTHERN CROSS DC TIE | 2020 | 1 | 20 | 12 | 685.5 | 9.3 | 6361 | 0
SOUTHERN CROSS DC TIE | 2020 | 2 | 20 | 12 | 138.5 | 0.4 | 1285 | 0
SOUTHERN CROSS DC TIE | 2020 | 3 | 20 | 12 | 734.8 | 10.3 | 6818 | 0
SOUTHERN CROSS DC TIE | 2020 | 4 | 20 | 12 | 785.8 | 12.3 | 7292 | 0
SOUTHERN CROSS DC TIE | 2020 | 5 | 20 | 12 | 700.8 | 10.1 | 6503 | 0
SOUTHERN CROSS DC TIE | 2020 | 6 | 20 | 12 | 89.4 | 0.2 | 971 | 0
SOUTHERN CROSS DC TIE | 2020 | 7 | 20 | 12 | 0 | 0 | 0 | 0
SOUTHERN CROSS DC TIE | 2020 | 8 | 20 | 12 | 101.1 | 0.2 | 1098 | 0
SOUTHERN CROSS DC TIE | 2020 | 9 | 20 | 12 | 519 | 4.6 | 5641 | 0
SOUTHERN CROSS DC TIE | 2020 | 10 | 20 | 12 | 1765 | 59.9 | 16379 | 0
SOUTHERN CROSS DC TIE | 2020 | 11 | 20 | 12 | 1030.2 | 20.8 | 9560 | 0
SOUTHERN CROSS DC TIE | 2020 | 12 | 20 | 12 | 416 | 3.9 | 3860 | 0
SOUTHERN CROSS DC TIE | 2020 | 1 | 21 | 12 | 661.8 | 10.8 | 6141 | 0
SOUTHERN CROSS DC TIE | 2020 | 2 | 21 | 12 | 98.2 | 0.2 | 911 | 0
SOUTHERN CROSS DC TIE | 2020 | 3 | 21 | 12 | 518.9 | 4.6 | 4815 | 0
SOUTHERN CROSS DC TIE | 2020 | 4 | 21 | 12 | 2100.5 | 82.1 | 19492 | 0
SOUTHERN CROSS DC TIE | 2020 | 5 | 21 | 12 | 1042.4 | 20 | 9673 | 0
SOUTHERN CROSS DC TIE | 2020 | 6 | 21 | 12 | 124.1 | 0.3 | 1348 | 0
SOUTHERN CROSS DC TIE | 2020 | 7 | 21 | 12 | 139.5 | 0.4 | 1516 | 0
SOUTHERN CROSS DC TIE | 2020 | 8 | 21 | 12 | 53.6 | 0.1 | 582 | 0
SOUTHERN CROSS DC TIE | 2020 | 9 | 21 | 12 | 1183.4 | 29.2 | 12863 | 0
SOUTHERN CROSS DC TIE | 2020 | 10 | 21 | 12 | 2122.6 | 83.4 | 19697 | 0
SOUTHERN CROSS DC TIE | 2020 | 11 | 21 | 12 | 971.1 | 16.9 | 9011 | 0
SOUTHERN CROSS DC TIE | 2020 | 12 | 21 | 12 | 2094.7 | 80.8 | 19438 | 0
SOUTHERN CROSS DC TIE | 2020 | 1 | 22 | 12 | 887.8 | 14.9 | 8238 | 0
SOUTHERN CROSS DC TIE | 2020 | 2 | 22 | 12 | 1161.1 | 24.2 | 10774 | 0
SOUTHERN CROSS DC TIE | 2020 | 3 | 22 | 12 | 1223.3 | 27.6 | 11352 | 0
SOUTHERN CROSS DC TIE | 2020 | 4 | 22 | 12 | 556.2 | 6.1 | 5161 | 0
SOUTHERN CROSS DC TIE | 2020 | 5 | 22 | 12 | 1735.1 | 56.4 | 16101 | 0
SOUTHERN CROSS DC TIE | 2020 | 6 | 22 | 12 | 0 | 0 | 0 | 0
SOUTHERN CROSS DC TIE | 2020 | 7 | 22 | 12 | 0 | 0 | 0 | 0
SOUTHERN CROSS DC TIE | 2020 | 8 | 22 | 12 | 0 | 0 | 0 | 0
SOUTHERN CROSS DC TIE | 2020 | 9 | 22 | 12 | 491.6 | 4.6 | 5343 | 0
SOUTHERN CROSS DC TIE | 2020 | 10 | 22 | 12 | 1077.5 | 14.2 | 9999 | 0
SOUTHERN CROSS DC TIE | 2020 | 11 | 22 | 12 | 801.3 | 12.4 | 7435 | 0
SOUTHERN CROSS DC TIE | 2020 | 12 | 22 | 12 | 795.1 | 12.9 | 7378 | 0
SOUTHERN CROSS DC TIE | 2020 | 1 | 23 | 12 | 1252 | 29.2 | 11618 | 0
SOUTHERN CROSS DC TIE | 2020 | 2 | 23 | 12 | 244.3 | 1.1 | 2266 | 0
SOUTHERN CROSS DC TIE | 2020 | 3 | 23 | 12 | 1223 | 28.5 | 11349 | 0
SOUTHERN CROSS DC TIE | 2020 | 4 | 23 | 12 | 702.8 | 9.4 | 6522 | 0
SOUTHERN CROSS DC TIE | 2020 | 5 | 23 | 12 | 1267 | 30.2 | 11757 | 0
SOUTHERN CROSS DC TIE | 2020 | 6 | 23 | 12 | 281.2 | 1.5 | 3057 | 0
SOUTHERN CROSS DC TIE | 2020 | 7 | 23 | 12 | 0 | 0 | 0 | 0
SOUTHERN CROSS DC TIE | 2020 | 8 | 23 | 12 | 23.7 | 0 | 257 | 0
SOUTHERN CROSS DC TIE | 2020 | 9 | 23 | 12 | 666.3 | 9.2 | 7242 | 0
SOUTHERN CROSS DC TIE | 2020 | 10 | 23 | 12 | 1313 | 33 | 12184 | 0
SOUTHERN CROSS DC TIE | 2020 | 11 | 23 | 12 | 658.7 | 8.5 | 6112 | 0
SOUTHERN CROSS DC TIE | 2020 | 12 | 23 | 12 | 1616.3 | 47.5 | 14999 | 0
SOUTHERN CROSS DC TIE | 2020 | 1 | 24 | 12 | 890.7 | 15.4 | 8265 | 0
SOUTHERN CROSS DC TIE | 2020 | 2 | 24 | 12 | 1433.4 | 37.6 | 13301 | 0
SOUTHERN CROSS DC TIE | 2020 | 3 | 24 | 12 | 854.6 | 13.8 | 7930 | 0
SOUTHERN CROSS DC TIE | 2020 | 4 | 24 | 12 | 725.9 | 10.8 | 6736 | 0
SOUTHERN CROSS DC TIE | 2020 | 5 | 24 | 12 | 592.9 | 6.9 | 5501 | 0
SOUTHERN CROSS DC TIE | 2020 | 6 | 24 | 12 | 1047.3 | 20.5 | 11383 | 0
SOUTHERN CROSS DC TIE | 2020 | 7 | 24 | 12 | 374.2 | 2.6 | 4067 | 0
SOUTHERN CROSS DC TIE | 2020 | 8 | 24 | 12 | 453.9 | 4.4 | 4934 | 0
SOUTHERN CROSS DC TIE | 2020 | 9 | 24 | 12 | 1825.3 | 64.2 | 19840 | 0
SOUTHERN CROSS DC TIE | 2020 | 10 | 24 | 12 | 0 | 0 | 0 | 0
SOUTHERN CROSS DC TIE | 2020 | 11 | 24 | 12 | 1802.4 | 60.2 | 16726 | 0
SOUTHERN CROSS DC TIE | 2020 | 12 | 24 | 12 | 1304.2 | 33 | 12102 | 0
SOUTHERN CROSS DC TIE | 2020 | 1 | 25 | 12 | 898.8 | 12.7 | 8341 | 0
SOUTHERN CROSS DC TIE | 2020 | 2 | 25 | 12 | 363 | 2.6 | 3368 | 0
SOUTHERN CROSS DC TIE | 2020 | 3 | 25 | 12 | 2000.5 | 68.6 | 18564 | 0
SOUTHERN CROSS DC TIE | 2020 | 4 | 25 | 12 | 712.7 | 10.2 | 6613 | 0
SOUTHERN CROSS DC TIE | 2020 | 5 | 25 | 12 | 79.8 | 0.2 | 740 | 0
SOUTHERN CROSS DC TIE | 2020 | 6 | 25 | 12 | 0 | 0 | 0 | 0
SOUTHERN CROSS DC TIE | 2020 | 7 | 25 | 12 | 602.7 | 7.4 | 6551 | 0
SOUTHERN CROSS DC TIE | 2020 | 8 | 25 | 12 | 424.4 | 3.8 | 4613 | 0
SOUTHERN CROSS DC TIE | 2020 | 9 | 25 | 12 | 2111.4 | 113.2 | 22951 | 0
SOUTHERN CROSS DC TIE | 2020 | 10 | 25 | 12 | 526 | 6.4 | 4880 | 0
SOUTHERN CROSS DC TIE | 2020 | 11 | 25 | 12 | 1103.8 | 22.8 | 10243 | 0
SOUTHERN CROSS DC TIE | 2020 | 12 | 25 | 12 | 1430.7 | 32.9 | 13276 | 0
SOUTHERN CROSS DC TIE | 2020 | 1 | 26 | 12 | 315.2 | 2 | 2925 | 0
SOUTHERN CROSS DC TIE | 2020 | 2 | 26 | 12 | 1779 | 56.3 | 16508 | 0
SOUTHERN CROSS DC TIE | 2020 | 3 | 26 | 12 | 2086.2 | 75.6 | 19359 | 0
SOUTHERN CROSS DC TIE | 2020 | 4 | 26 | 12 | 911.7 | 13.9 | 8460 | 0
SOUTHERN CROSS DC TIE | 2020 | 5 | 26 | 12 | 0 | 0 | 0 | 0
SOUTHERN CROSS DC TIE | 2020 | 6 | 26 | 12 | 0 | 0 | 0 | 0
SOUTHERN CROSS DC TIE | 2020 | 7 | 26 | 12 | 663.1 | 8.9 | 7207 | 0
SOUTHERN CROSS DC TIE | 2020 | 8 | 26 | 12 | 289.5 | 1.6 | 3146 | 0
SOUTHERN CROSS DC TIE | 2020 | 9 | 26 | 12 | 948.3 | 18.7 | 10307 | 0
SOUTHERN CROSS DC TIE | 2020 | 10 | 26 | 12 | 959.1 | 17.5 | 8900 | 0
SOUTHERN CROSS DC TIE | 2020 | 11 | 26 | 12 | 1579.9 | 47.8 | 14661 | 0
SOUTHERN CROSS DC TIE | 2020 | 12 | 26 | 12 | 291.8 | 1.5 | 2707 | 0
SOUTHERN CROSS DC TIE | 2020 | 1 | 27 | 12 | 45.6 | 0 | 423 | 0
SOUTHERN CROSS DC TIE | 2020 | 2 | 27 | 12 | 1807.1 | 59 | 16769 | 0
SOUTHERN CROSS DC TIE | 2020 | 3 | 27 | 12 | 710.1 | 9.3 | 6589 | 0
SOUTHERN CROSS DC TIE | 2020 | 4 | 27 | 12 | 715.2 | 9.8 | 6637 | 0
SOUTHERN CROSS DC TIE | 2020 | 5 | 27 | 12 | 425.8 | 3.3 | 3951 | 0
SOUTHERN CROSS DC TIE | 2020 | 6 | 27 | 12 | 0 | 0 | 0 | 0
SOUTHERN CROSS DC TIE | 2020 | 7 | 27 | 12 | 237.7 | 1.3 | 2583 | 0
SOUTHERN CROSS DC TIE | 2020 | 8 | 27 | 12 | 183.7 | 0.7 | 1996 | 0
SOUTHERN CROSS DC TIE | 2020 | 9 | 27 | 12 | 1417.1 | 43.1 | 15403 | 0
SOUTHERN CROSS DC TIE | 2020 | 10 | 27 | 12 | 416 | 3.5 | 3860 | 0
SOUTHERN CROSS DC TIE | 2020 | 11 | 27 | 12 | 0 | 0 | 0 | 0
SOUTHERN CROSS DC TIE | 2020 | 12 | 27 | 12 | 997.3 | 19.3 | 9255 | 0
SOUTHERN CROSS DC TIE | 2020 | 1 | 28 | 12 | 447.5 | 3.7 | 4153 | 0
SOUTHERN CROSS DC TIE | 2020 | 2 | 28 | 12 | 1405 | 38.9 | 13038 | 0
SOUTHERN CROSS DC TIE | 2020 | 3 | 28 | 12 | 1095.1 | 20.1 | 10162 | 0
SOUTHERN CROSS DC TIE | 2020 | 4 | 28 | 12 | 540.7 | 6.1 | 5017 | 0
SOUTHERN CROSS DC TIE | 2020 | 5 | 28 | 12 | 523.7 | 6.1 | 4859 | 0
SOUTHERN CROSS DC TIE | 2020 | 6 | 28 | 12 | 0 | 0 | 0 | 0
SOUTHERN CROSS DC TIE | 2020 | 7 | 28 | 12 | 1105.8 | 25.3 | 12020 | 0
SOUTHERN CROSS DC TIE | 2020 | 8 | 28 | 12 | 9.1 | 0 | 98 | 0
SOUTHERN CROSS DC TIE | 2020 | 9 | 28 | 12 | 810.2 | 12.6 | 8806 | 0
SOUTHERN CROSS DC TIE | 2020 | 10 | 28 | 12 | 438.3 | 4.3 | 4067 | 0
SOUTHERN CROSS DC TIE | 2020 | 11 | 28 | 12 | 788.8 | 12.6 | 7320 | 0
SOUTHERN CROSS DC TIE | 2020 | 12 | 28 | 12 | 2089.4 | 81.3 | 19389 | 0
SOUTHERN CROSS DC TIE | 2020 | 1 | 29 | 12 | 159.1 | 0.5 | 1476 | 0
SOUTHERN CROSS DC TIE | 2020 | 2 | 29 | 12 | 2082 | 80.2 | 19321 | 0
SOUTHERN CROSS DC TIE | 2020 | 3 | 29 | 12 | 2093.9 | 79.5 | 19431 | 0
SOUTHERN CROSS DC TIE | 2020 | 4 | 29 | 12 | 767.7 | 10.2 | 7124 | 0
SOUTHERN CROSS DC TIE | 2020 | 5 | 29 | 12 | 207.1 | 0.7 | 1922 | 0
SOUTHERN CROSS DC TIE | 2020 | 6 | 29 | 12 | 0 | 0 | 0 | 0
SOUTHERN CROSS DC TIE | 2020 | 7 | 29 | 12 | 1620.4 | 54.6 | 17613 | 0
SOUTHERN CROSS DC TIE | 2020 | 8 | 29 | 12 | 799.6 | 12 | 8691 | 0
SOUTHERN CROSS DC TIE | 2020 | 9 | 29 | 12 | 1574 | 39.7 | 17109 | 0
SOUTHERN CROSS DC TIE | 2020 | 10 | 29 | 12 | 540.2 | 5.6 | 5012 | 0
SOUTHERN CROSS DC TIE | 2020 | 11 | 29 | 12 | 827.6 | 13.3 | 7680 | 0
SOUTHERN CROSS DC TIE | 2020 | 12 | 29 | 12 | 1064.5 | 21.4 | 9878 | 0
SOUTHERN CROSS DC TIE | 2020 | 1 | 30 | 12 | 226 | 1 | 2097 | 0
SOUTHERN CROSS DC TIE | 2020 | 3 | 30 | 12 | 2078.8 | 77.1 | 19291 | 0
SOUTHERN CROSS DC TIE | 2020 | 4 | 30 | 12 | 529.2 | 4.8 | 4910 | 0
SOUTHERN CROSS DC TIE | 2020 | 5 | 30 | 12 | 60.7 | 0.1 | 562 | 0
SOUTHERN CROSS DC TIE | 2020 | 6 | 30 | 12 | 27.4 | 0 | 298 | 0
SOUTHERN CROSS DC TIE | 2020 | 7 | 30 | 12 | 512.5 | 5.4 | 5570 | 0
SOUTHERN CROSS DC TIE | 2020 | 8 | 30 | 12 | 0 | 0 | 0 | 0
SOUTHERN CROSS DC TIE | 2020 | 9 | 30 | 12 | 185.4 | 0.7 | 2015 | 0
SOUTHERN CROSS DC TIE | 2020 | 10 | 30 | 12 | 1969.5 | 67.1 | 18277 | 0
SOUTHERN CROSS DC TIE | 2020 | 11 | 30 | 12 | 776.3 | 12 | 7204 | 0
SOUTHERN CROSS DC TIE | 2020 | 12 | 30 | 12 | 2097 | 82.4 | 19459 | 0
SOUTHERN CROSS DC TIE | 2020 | 1 | 31 | 12 | 181 | 0.6 | 1679 | 0
SOUTHERN CROSS DC TIE | 2020 | 3 | 31 | 12 | 1520.2 | 43.3 | 14107 | 0
SOUTHERN CROSS DC TIE | 2020 | 5 | 31 | 12 | 431.7 | 3.9 | 4006 | 0
SOUTHERN CROSS DC TIE | 2020 | 7 | 31 | 12 | 0 | 0 | 0 | 0
SOUTHERN CROSS DC TIE | 2020 | 8 | 31 | 12 | 0 | 0 | 0 | 0
SOUTHERN CROSS DC TIE | 2020 | 10 | 31 | 12 | 707.2 | 8.7 | 6562 | 0
SOUTHERN CROSS DC TIE | 2020 | 12 | 31 | 12 | 1998 | 67 | 18541 | 0
SOUTHERN CROSS DC TIE | 2020 | 1 | 1 | 13 | 1190.2 | 27.4 | 11044 | 0
SOUTHERN CROSS DC TIE | 2020 | 2 | 1 | 13 | 809.1 | 12.6 | 7508 | 0
SOUTHERN CROSS DC TIE | 2020 | 3 | 1 | 13 | 1131.4 | 14.8 | 10499 | 0
SOUTHERN CROSS DC TIE | 2020 | 4 | 1 | 13 | 1229.9 | 27.7 | 11413 | 0
SOUTHERN CROSS DC TIE | 2020 | 5 | 1 | 13 | 728 | 9.8 | 6755 | 0
SOUTHERN CROSS DC TIE | 2020 | 6 | 1 | 13 | 1611.3 | 47.5 | 17514 | 0
SOUTHERN CROSS DC TIE | 2020 | 7 | 1 | 13 | 83.1 | 0.1 | 903 | 0
SOUTHERN CROSS DC TIE | 2020 | 8 | 1 | 13 | 0 | 0 | 0 | 0
SOUTHERN CROSS DC TIE | 2020 | 9 | 1 | 13 | 0 | 0 | 0 | 0
SOUTHERN CROSS DC TIE | 2020 | 10 | 1 | 13 | 0 | 0 | 0 | 0
SOUTHERN CROSS DC TIE | 2020 | 11 | 1 | 13 | 881.4 | 15.8 | 8179 | 0
SOUTHERN CROSS DC TIE | 2020 | 12 | 1 | 13 | 1929 | 68.3 | 17900 | 0
SOUTHERN CROSS DC TIE | 2020 | 1 | 2 | 13 | 1338.5 | 33.4 | 12421 | 0
SOUTHERN CROSS DC TIE | 2020 | 2 | 2 | 13 | 1671.9 | 55 | 15515 | 0
SOUTHERN CROSS DC TIE | 2020 | 3 | 2 | 13 | 495.8 | 4 | 4601 | 0
SOUTHERN CROSS DC TIE | 2020 | 4 | 2 | 13 | 1405.8 | 32 | 13046 | 0
SOUTHERN CROSS DC TIE | 2020 | 5 | 2 | 13 | 65.7 | 0.1 | 609 | 0
SOUTHERN CROSS DC TIE | 2020 | 6 | 2 | 13 | 0 | 0 | 0 | 0
SOUTHERN CROSS DC TIE | 2020 | 7 | 2 | 13 | 751 | 10.9 | 8162 | 0
SOUTHERN CROSS DC TIE | 2020 | 8 | 2 | 13 | 0 | 0 | 0 | 0
SOUTHERN CROSS DC TIE | 2020 | 9 | 2 | 13 | 0 | 0 | 0 | 0
SOUTHERN CROSS DC TIE | 2020 | 10 | 2 | 13 | 788.8 | 12.2 | 7319 | 0
SOUTHERN CROSS DC TIE | 2020 | 11 | 2 | 13 | 598 | 7.2 | 5549 | 0
SOUTHERN CROSS DC TIE | 2020 | 12 | 2 | 13 | 2106.4 | 86.1 | 19547 | 0
SOUTHERN CROSS DC TIE | 2020 | 1 | 3 | 13 | 630.2 | 7.6 | 5848 | 0
SOUTHERN CROSS DC TIE | 2020 | 2 | 3 | 13 | 515 | 4.8 | 4778 | 0
SOUTHERN CROSS DC TIE | 2020 | 3 | 3 | 13 | 2084 | 81 | 19339 | 0
SOUTHERN CROSS DC TIE | 2020 | 4 | 3 | 13 | 1180.8 | 28 | 10957 | 0
SOUTHERN CROSS DC TIE | 2020 | 5 | 3 | 13 | 355.8 | 2.3 | 3301 | 0
SOUTHERN CROSS DC TIE | 2020 | 6 | 3 | 13 | 994.2 | 17.1 | 10806 | 0
SOUTHERN CROSS DC TIE | 2020 | 7 | 3 | 13 | 391.2 | 3.1 | 4252 | 0
SOUTHERN CROSS DC TIE | 2020 | 8 | 3 | 13 | 0 | 0 | 0 | 0
SOUTHERN CROSS DC TIE | 2020 | 9 | 3 | 13 | 306.3 | 2 | 3329 | 0
SOUTHERN CROSS DC TIE | 2020 | 10 | 3 | 13 | 364.3 | 2.8 | 3380 | 0
SOUTHERN CROSS DC TIE | 2020 | 11 | 3 | 13 | 2025.7 | 65.7 | 18798 | 0
SOUTHERN CROSS DC TIE | 2020 | 12 | 3 | 13 | 1681.9 | 51.4 | 15608 | 0
SOUTHERN CROSS DC TIE | 2020 | 1 | 4 | 13 | 447.7 | 3.6 | 4154 | 0
SOUTHERN CROSS DC TIE | 2020 | 2 | 4 | 13 | 1608.5 | 45.2 | 14926 | 0
SOUTHERN CROSS DC TIE | 2020 | 3 | 4 | 13 | 2098.1 | 81.6 | 19470 | 0
SOUTHERN CROSS DC TIE | 2020 | 4 | 4 | 13 | 656.2 | 8.2 | 6089 | 0
SOUTHERN CROSS DC TIE | 2020 | 5 | 4 | 13 | 214.3 | 0.9 | 1989 | 0
SOUTHERN CROSS DC TIE | 2020 | 6 | 4 | 13 | 0 | 0 | 0 | 0
SOUTHERN CROSS DC TIE | 2020 | 7 | 4 | 13 | 321.7 | 2.1 | 3496 | 0
SOUTHERN CROSS DC TIE | 2020 | 8 | 4 | 13 | 0 | 0 | 0 | 0
SOUTHERN CROSS DC TIE | 2020 | 9 | 4 | 13 | 0 | 0 | 0 | 0
SOUTHERN CROSS DC TIE | 2020 | 10 | 4 | 13 | 86.7 | 0.1 | 804 | 0
SOUTHERN CROSS DC TIE | 2020 | 11 | 4 | 13 | 1626.9 | 38.1 | 15097 | 0
SOUTHERN CROSS DC TIE | 2020 | 12 | 4 | 13 | 2102.8 | 81.2 | 19514 | 0
SOUTHERN CROSS DC TIE | 2020 | 1 | 5 | 13 | 667.5 | 8.7 | 6194 | 0
SOUTHERN CROSS DC TIE | 2020 | 2 | 5 | 13 | 1805.3 | 59.3 | 16753 | 0
SOUTHERN CROSS DC TIE | 2020 | 3 | 5 | 13 | 1777.7 | 52.8 | 16497 | 0
SOUTHERN CROSS DC TIE | 2020 | 4 | 5 | 13 | 325.3 | 2 | 3018 | 0
SOUTHERN CROSS DC TIE | 2020 | 5 | 5 | 13 | 626.8 | 7.7 | 5816 | 0
SOUTHERN CROSS DC TIE | 2020 | 6 | 5 | 13 | 0 | 0 | 0 | 0
SOUTHERN CROSS DC TIE | 2020 | 7 | 5 | 13 | 0 | 0 | 0 | 0
SOUTHERN CROSS DC TIE | 2020 | 8 | 5 | 13 | 0 | 0 | 0 | 0
SOUTHERN CROSS DC TIE | 2020 | 9 | 5 | 13 | 0 | 0 | 0 | 0
SOUTHERN CROSS DC TIE | 2020 | 10 | 5 | 13 | 0 | 0 | 0 | 0
SOUTHERN CROSS DC TIE | 2020 | 11 | 5 | 13 | 0 | 0 | 0 | 0
SOUTHERN CROSS DC TIE | 2020 | 12 | 5 | 13 | 1858.1 | 66.3 | 17242 | 0
SOUTHERN CROSS DC TIE | 2020 | 1 | 6 | 13 | 1055.7 | 22.6 | 9797 | 0
SOUTHERN CROSS DC TIE | 2020 | 2 | 6 | 13 | 2051.9 | 72.3 | 19041 | 0
SOUTHERN CROSS DC TIE | 2020 | 3 | 6 | 13 | 2081.2 | 81.3 | 19313 | 0
SOUTHERN CROSS DC TIE | 2020 | 4 | 6 | 13 | 929.8 | 16.2 | 8628 | 0
SOUTHERN CROSS DC TIE | 2020 | 5 | 6 | 13 | 2097.1 | 80.2 | 19460 | 0
SOUTHERN CROSS DC TIE | 2020 | 6 | 6 | 13 | 0 | 0 | 0 | 0
SOUTHERN CROSS DC TIE | 2020 | 7 | 6 | 13 | 49.1 | 0 | 534 | 0
SOUTHERN CROSS DC TIE | 2020 | 8 | 6 | 13 | 0 | 0 | 0 | 0
SOUTHERN CROSS DC TIE | 2020 | 9 | 6 | 13 | 0 | 0 | 0 | 214.1
SOUTHERN CROSS DC TIE | 2020 | 10 | 6 | 13 | 1608.7 | 44.6 | 14928 | 0
SOUTHERN CROSS DC TIE | 2020 | 11 | 6 | 13 | 1359.4 | 34.9 | 12614 | 0
SOUTHERN CROSS DC TIE | 2020 | 12 | 6 | 13 | 220.5 | 1 | 2046 | 0
SOUTHERN CROSS DC TIE | 2020 | 1 | 7 | 13 | 989 | 19 | 9177 | 0
SOUTHERN CROSS DC TIE | 2020 | 2 | 7 | 13 | 2086.1 | 81.6 | 19358 | 0
SOUTHERN CROSS DC TIE | 2020 | 3 | 7 | 13 | 280.6 | 1.6 | 2604 | 0
SOUTHERN CROSS DC TIE | 2020 | 4 | 7 | 13 | 756.3 | 11.1 | 7018 | 0
SOUTHERN CROSS DC TIE | 2020 | 5 | 7 | 13 | 743.2 | 10.4 | 6896 | 0
SOUTHERN CROSS DC TIE | 2020 | 6 | 7 | 13 | 0 | 0 | 0 | 0
SOUTHERN CROSS DC TIE | 2020 | 7 | 7 | 13 | 22.8 | 0 | 248 | 0
SOUTHERN CROSS DC TIE | 2020 | 8 | 7 | 13 | 0 | 0 | 0 | 0
SOUTHERN CROSS DC TIE | 2020 | 9 | 7 | 13 | 0 | 0 | 0 | 0
SOUTHERN CROSS DC TIE | 2020 | 10 | 7 | 13 | 1731.2 | 56.4 | 16065 | 0
SOUTHERN CROSS DC TIE | 2020 | 11 | 7 | 13 | 325.2 | 2.1 | 3017 | 0
SOUTHERN CROSS DC TIE | 2020 | 12 | 7 | 13 | 2063 | 78.6 | 19144 | 0
SOUTHERN CROSS DC TIE | 2020 | 1 | 8 | 13 | 930.3 | 14.7 | 8633 | 0
SOUTHERN CROSS DC TIE | 2020 | 2 | 8 | 13 | 514.9 | 5.3 | 4778 | 0
SOUTHERN CROSS DC TIE | 2020 | 3 | 8 | 13 | 898 | 15.8 | 8333 | 0
SOUTHERN CROSS DC TIE | 2020 | 4 | 8 | 13 | 16.7 | 0 | 155 | 0
SOUTHERN CROSS DC TIE | 2020 | 5 | 8 | 13 | 842.7 | 14.4 | 7819 | 0
SOUTHERN CROSS DC TIE | 2020 | 6 | 8 | 13 | 438.6 | 3.7 | 4768 | 0
SOUTHERN CROSS DC TIE | 2020 | 7 | 8 | 13 | 168 | 0.6 | 1826 | 0
SOUTHERN CROSS DC TIE | 2020 | 8 | 8 | 13 | 0 | 0 | 0 | 0
SOUTHERN CROSS DC TIE | 2020 | 9 | 8 | 13 | 258.4 | 1.3 | 2808 | 0
SOUTHERN CROSS DC TIE | 2020 | 10 | 8 | 13 | 2093.4 | 84.6 | 19426 | 0
SOUTHERN CROSS DC TIE | 2020 | 11 | 8 | 13 | 481.6 | 4.5 | 4469 | 0
SOUTHERN CROSS DC TIE | 2020 | 12 | 8 | 13 | 2090.2 | 78.1 | 19397 | 0
SOUTHERN CROSS DC TIE | 2020 | 1 | 9 | 13 | 1200.8 | 29.1 | 11143 | 0
SOUTHERN CROSS DC TIE | 2020 | 2 | 9 | 13 | 322.2 | 2.1 | 2989 | 0
SOUTHERN CROSS DC TIE | 2020 | 3 | 9 | 13 | 1264.3 | 28.3 | 11732 | 0
SOUTHERN CROSS DC TIE | 2020 | 4 | 9 | 13 | 1496.3 | 42.1 | 13885 | 0
SOUTHERN CROSS DC TIE | 2020 | 5 | 9 | 13 | 146.7 | 0.4 | 1361 | 0
SOUTHERN CROSS DC TIE | 2020 | 6 | 9 | 13 | 79.3 | 0.1 | 861 | 0
SOUTHERN CROSS DC TIE | 2020 | 7 | 9 | 13 | 0 | 0 | 0 | 0
SOUTHERN CROSS DC TIE | 2020 | 8 | 9 | 13 | 0 | 0 | 0 | 0
SOUTHERN CROSS DC TIE | 2020 | 9 | 9 | 13 | 781.2 | 11.7 | 8491 | 0
SOUTHERN CROSS DC TIE | 2020 | 10 | 9 | 13 | 1447.5 | 42.9 | 13432 | 0
SOUTHERN CROSS DC TIE | 2020 | 11 | 9 | 13 | 151.7 | 0.5 | 1407 | 0
SOUTHERN CROSS DC TIE | 2020 | 12 | 9 | 13 | 1991.5 | 74.9 | 18480 | 0
SOUTHERN CROSS DC TIE | 2020 | 1 | 10 | 13 | 1489.1 | 42.4 | 13819 | 0
SOUTHERN CROSS DC TIE | 2020 | 2 | 10 | 13 | 1861 | 63.8 | 17270 | 0
SOUTHERN CROSS DC TIE | 2020 | 3 | 10 | 13 | 2100.1 | 57.2 | 19489 | 0
SOUTHERN CROSS DC TIE | 2020 | 4 | 10 | 13 | 1426.2 | 38 | 13235 | 0
SOUTHERN CROSS DC TIE | 2020 | 5 | 10 | 13 | 987.9 | 12.7 | 9167 | 0
SOUTHERN CROSS DC TIE | 2020 | 6 | 10 | 13 | 111.5 | 0.2 | 1212 | 0
SOUTHERN CROSS DC TIE | 2020 | 7 | 10 | 13 | 0 | 0 | 0 | 0
SOUTHERN CROSS DC TIE | 2020 | 8 | 10 | 13 | 0 | 0 | 0 | 0
SOUTHERN CROSS DC TIE | 2020 | 9 | 10 | 13 | 444.7 | 3.7 | 4834 | 0
SOUTHERN CROSS DC TIE | 2020 | 10 | 10 | 13 | 204.2 | 0.9 | 1895 | 0
SOUTHERN CROSS DC TIE | 2020 | 11 | 10 | 13 | 1127.8 | 24.2 | 10465 | 0
SOUTHERN CROSS DC TIE | 2020 | 12 | 10 | 13 | 2083.4 | 85.1 | 19333 | 0
SOUTHERN CROSS DC TIE | 2020 | 1 | 11 | 13 | 1170.8 | 27.5 | 10864 | 0
SOUTHERN CROSS DC TIE | 2020 | 2 | 11 | 13 | 943 | 15.5 | 8751 | 0
SOUTHERN CROSS DC TIE | 2020 | 3 | 11 | 13 | 1952.2 | 64.2 | 18115 | 0
SOUTHERN CROSS DC TIE | 2020 | 4 | 11 | 13 | 1478.3 | 46.7 | 13718 | 0
SOUTHERN CROSS DC TIE | 2020 | 5 | 11 | 13 | 1585.4 | 50.3 | 14712 | 0
SOUTHERN CROSS DC TIE | 2020 | 6 | 11 | 13 | 644 | 7.4 | 6999 | 0
SOUTHERN CROSS DC TIE | 2020 | 7 | 11 | 13 | 0 | 0 | 0 | 0
SOUTHERN CROSS DC TIE | 2020 | 8 | 11 | 13 | 0 | 0 | 0 | 0
SOUTHERN CROSS DC TIE | 2020 | 9 | 11 | 13 | 0 | 0 | 0 | 0
SOUTHERN CROSS DC TIE | 2020 | 10 | 11 | 13 | 0 | 0 | 0 | 0
SOUTHERN CROSS DC TIE | 2020 | 11 | 11 | 13 | 1429.4 | 38.5 | 13264 | 0
SOUTHERN CROSS DC TIE | 2020 | 12 | 11 | 13 | 1867.8 | 65.6 | 17333 | 0
SOUTHERN CROSS DC TIE | 2020 | 1 | 12 | 13 | 1130.7 | 23.4 | 10493 | 0
SOUTHERN CROSS DC TIE | 2020 | 2 | 12 | 13 | 2078.3 | 79.1 | 19286 | 0
SOUTHERN CROSS DC TIE | 2020 | 3 | 12 | 13 | 37.8 | 0 | 350 | 0
SOUTHERN CROSS DC TIE | 2020 | 4 | 12 | 13 | 482.7 | 4.5 | 4479 | 0
SOUTHERN CROSS DC TIE | 2020 | 5 | 12 | 13 | 497.4 | 4.7 | 4616 | 0
SOUTHERN CROSS DC TIE | 2020 | 6 | 12 | 13 | 318 | 1.9 | 3456 | 0
SOUTHERN CROSS DC TIE | 2020 | 7 | 12 | 13 | 0 | 0 | 0 | 0
SOUTHERN CROSS DC TIE | 2020 | 8 | 12 | 13 | 463.5 | 4.2 | 5038 | 0
SOUTHERN CROSS DC TIE | 2020 | 9 | 12 | 13 | 136.1 | 0.4 | 1479 | 0
SOUTHERN CROSS DC TIE | 2020 | 10 | 12 | 13 | 89.5 | 0.1 | 830 | 0
SOUTHERN CROSS DC TIE | 2020 | 11 | 12 | 13 | 1230.8 | 28.7 | 11421 | 0
SOUTHERN CROSS DC TIE | 2020 | 12 | 12 | 13 | 840.8 | 12.3 | 7802 | 0
SOUTHERN CROSS DC TIE | 2020 | 1 | 13 | 13 | 946.5 | 17 | 8783 | 0
SOUTHERN CROSS DC TIE | 2020 | 2 | 13 | 13 | 518.6 | 4.9 | 4812 | 0
SOUTHERN CROSS DC TIE | 2020 | 3 | 13 | 13 | 2080.4 | 76.2 | 19305 | 0
SOUTHERN CROSS DC TIE | 2020 | 4 | 13 | 13 | 394.1 | 2.6 | 3656 | 0
SOUTHERN CROSS DC TIE | 2020 | 5 | 13 | 13 | 580.3 | 6.6 | 5385 | 0
SOUTHERN CROSS DC TIE | 2020 | 6 | 13 | 13 | 0 | 0 | 0 | 0
SOUTHERN CROSS DC TIE | 2020 | 7 | 13 | 13 | 0 | 0 | 0 | 0
SOUTHERN CROSS DC TIE | 2020 | 8 | 13 | 13 | 31.8 | 0 | 345 | 0
SOUTHERN CROSS DC TIE | 2020 | 9 | 13 | 13 | 483.9 | 4.7 | 5259 | 0
SOUTHERN CROSS DC TIE | 2020 | 10 | 13 | 13 | 62.3 | 0.1 | 578 | 0
SOUTHERN CROSS DC TIE | 2020 | 11 | 13 | 13 | 623.8 | 7.4 | 5788 | 0
SOUTHERN CROSS DC TIE | 2020 | 12 | 13 | 13 | 0 | 0 | 0 | 0
SOUTHERN CROSS DC TIE | 2020 | 1 | 14 | 13 | 1001.5 | 20.2 | 9293 | 0
SOUTHERN CROSS DC TIE | 2020 | 2 | 14 | 13 | 348 | 2.4 | 3229 | 0
SOUTHERN CROSS DC TIE | 2020 | 3 | 14 | 13 | 801.3 | 12 | 7435 | 0
SOUTHERN CROSS DC TIE | 2020 | 4 | 14 | 13 | 174.4 | 0.6 | 1618 | 0
SOUTHERN CROSS DC TIE | 2020 | 5 | 14 | 13 | 345.8 | 2.3 | 3208 | 0
SOUTHERN CROSS DC TIE | 2020 | 6 | 14 | 13 | 376.7 | 3 | 4095 | 0
SOUTHERN CROSS DC TIE | 2020 | 7 | 14 | 13 | 88.3 | 0.2 | 960 | 0
SOUTHERN CROSS DC TIE | 2020 | 8 | 14 | 13 | 43.2 | 0 | 469 | 0
SOUTHERN CROSS DC TIE | 2020 | 9 | 14 | 13 | 855 | 12.8 | 9294 | 0
SOUTHERN CROSS DC TIE | 2020 | 10 | 14 | 13 | 1095.4 | 23.5 | 10165 | 0
SOUTHERN CROSS DC TIE | 2020 | 11 | 14 | 13 | 656.4 | 9.3 | 6091 | 0
SOUTHERN CROSS DC TIE | 2020 | 12 | 14 | 13 | 310.4 | 1.9 | 2880 | 0
SOUTHERN CROSS DC TIE | 2020 | 1 | 15 | 13 | 1529.4 | 42.9 | 14193 | 0
SOUTHERN CROSS DC TIE | 2020 | 2 | 15 | 13 | 507 | 5.2 | 4704 | 0
SOUTHERN CROSS DC TIE | 2020 | 3 | 15 | 13 | 1332.5 | 41.5 | 12366 | 0
SOUTHERN CROSS DC TIE | 2020 | 4 | 15 | 13 | 1256.1 | 30 | 11656 | 0
SOUTHERN CROSS DC TIE | 2020 | 5 | 15 | 13 | 396.1 | 2.8 | 3676 | 0
SOUTHERN CROSS DC TIE | 2020 | 6 | 15 | 13 | 649.4 | 8.6 | 7059 | 0
SOUTHERN CROSS DC TIE | 2020 | 7 | 15 | 13 | 306 | 1.7 | 3326 | 0
SOUTHERN CROSS DC TIE | 2020 | 8 | 15 | 13 | 0 | 0 | 0 | 0
SOUTHERN CROSS DC TIE | 2020 | 9 | 15 | 13 | 461.1 | 4.6 | 5011 | 0
SOUTHERN CROSS DC TIE | 2020 | 10 | 15 | 13 | 1056.3 | 21.2 | 9802 | 0
SOUTHERN CROSS DC TIE | 2020 | 11 | 15 | 13 | 146.4 | 0.4 | 1358 | 0
SOUTHERN CROSS DC TIE | 2020 | 12 | 15 | 13 | 73.6 | 0.1 | 682 | 0
SOUTHERN CROSS DC TIE | 2020 | 1 | 16 | 13 | 632.1 | 6.9 | 5866 | 0
SOUTHERN CROSS DC TIE | 2020 | 2 | 16 | 13 | 515.9 | 5.1 | 4787 | 0
SOUTHERN CROSS DC TIE | 2020 | 3 | 16 | 13 | 1473.5 | 41.7 | 13674 | 0
SOUTHERN CROSS DC TIE | 2020 | 4 | 16 | 13 | 1177.9 | 26 | 10930 | 0
SOUTHERN CROSS DC TIE | 2020 | 5 | 16 | 13 | 0 | 0 | 0 | 0
SOUTHERN CROSS DC TIE | 2020 | 6 | 16 | 13 | 1049.5 | 21.6 | 11408 | 0
SOUTHERN CROSS DC TIE | 2020 | 7 | 16 | 13 | 0 | 0 | 0 | 0
SOUTHERN CROSS DC TIE | 2020 | 8 | 16 | 13 | 0 | 0 | 0 | 0
SOUTHERN CROSS DC TIE | 2020 | 9 | 16 | 13 | 795.8 | 12 | 8650 | 0
SOUTHERN CROSS DC TIE | 2020 | 10 | 16 | 13 | 778.7 | 14 | 7226 | 0
SOUTHERN CROSS DC TIE | 2020 | 11 | 16 | 13 | 1365.4 | 30.3 | 12670 | 0
SOUTHERN CROSS DC TIE | 2020 | 12 | 16 | 13 | 2102.6 | 84.8 | 19512 | 0
SOUTHERN CROSS DC TIE | 2020 | 1 | 17 | 13 | 1504.1 | 43.7 | 13958 | 0
SOUTHERN CROSS DC TIE | 2020 | 2 | 17 | 13 | 0 | 0 | 0 | 0
SOUTHERN CROSS DC TIE | 2020 | 3 | 17 | 13 | 809.1 | 12.7 | 7508 | 0
SOUTHERN CROSS DC TIE | 2020 | 4 | 17 | 13 | 109 | 0.3 | 1011 | 0
SOUTHERN CROSS DC TIE | 2020 | 5 | 17 | 13 | 54.9 | 0.1 | 509 | 0
SOUTHERN CROSS DC TIE | 2020 | 6 | 17 | 13 | 2103.9 | 78.6 | 22869 | 0
SOUTHERN CROSS DC TIE | 2020 | 7 | 17 | 13 | 0 | 0 | 0 | 0
SOUTHERN CROSS DC TIE | 2020 | 8 | 17 | 13 | 0 | 0 | 0 | 0
SOUTHERN CROSS DC TIE | 2020 | 9 | 17 | 13 | 413.5 | 3.4 | 4494 | 0
SOUTHERN CROSS DC TIE | 2020 | 10 | 17 | 13 | 386.5 | 3 | 3586 | 0
SOUTHERN CROSS DC TIE | 2020 | 11 | 17 | 13 | 2089.2 | 83.5 | 19387 | 0
SOUTHERN CROSS DC TIE | 2020 | 12 | 17 | 13 | 1407.9 | 37.5 | 13064 | 0
SOUTHERN CROSS DC TIE | 2020 | 1 | 18 | 13 | 1123.1 | 25.2 | 10422 | 0
SOUTHERN CROSS DC TIE | 2020 | 2 | 18 | 13 | 0 | 0 | 0 | 0
SOUTHERN CROSS DC TIE | 2020 | 3 | 18 | 13 | 778.6 | 10.6 | 7225 | 0
SOUTHERN CROSS DC TIE | 2020 | 4 | 18 | 13 | 1069.4 | 21.4 | 9923 | 0
SOUTHERN CROSS DC TIE | 2020 | 5 | 18 | 13 | 318.4 | 2.1 | 2954 | 0
SOUTHERN CROSS DC TIE | 2020 | 6 | 18 | 13 | 132.1 | 0.4 | 1435 | 0
SOUTHERN CROSS DC TIE | 2020 | 7 | 18 | 13 | 0 | 0 | 0 | 0
SOUTHERN CROSS DC TIE | 2020 | 8 | 18 | 13 | 0 | 0 | 0 | 0
SOUTHERN CROSS DC TIE | 2020 | 9 | 18 | 13 | 1054.8 | 20.5 | 11465 | 0
SOUTHERN CROSS DC TIE | 2020 | 10 | 18 | 13 | 687.8 | 9.2 | 6382 | 0
SOUTHERN CROSS DC TIE | 2020 | 11 | 18 | 13 | 1244 | 27.2 | 11544 | 0
SOUTHERN CROSS DC TIE | 2020 | 12 | 18 | 13 | 1362.3 | 36.7 | 12641 | 0
SOUTHERN CROSS DC TIE | 2020 | 1 | 19 | 13 | 402.9 | 3.3 | 3738 | 0
SOUTHERN CROSS DC TIE | 2020 | 2 | 19 | 13 | 453.3 | 4 | 4206 | 0
SOUTHERN CROSS DC TIE | 2020 | 3 | 19 | 13 | 629.4 | 7.7 | 5840 | 0
SOUTHERN CROSS DC TIE | 2020 | 4 | 19 | 13 | 200.9 | 0.8 | 1864 | 0
SOUTHERN CROSS DC TIE | 2020 | 5 | 19 | 13 | 409.3 | 2.8 | 3798 | 0
SOUTHERN CROSS DC TIE | 2020 | 6 | 19 | 13 | 0 | 0 | 0 | 0
SOUTHERN CROSS DC TIE | 2020 | 7 | 19 | 13 | 0 | 0 | 0 | 0
SOUTHERN CROSS DC TIE | 2020 | 8 | 19 | 13 | 752.5 | 11 | 8179 | 0
SOUTHERN CROSS DC TIE | 2020 | 9 | 19 | 13 | 121.4 | 0.3 | 1319 | 0
SOUTHERN CROSS DC TIE | 2020 | 10 | 19 | 13 | 625.2 | 7.7 | 5801 | 0
SOUTHERN CROSS DC TIE | 2020 | 11 | 19 | 13 | 780.4 | 12.3 | 7242 | 0
SOUTHERN CROSS DC TIE | 2020 | 12 | 19 | 13 | 396.8 | 3 | 3682 | 0
SOUTHERN CROSS DC TIE | 2020 | 1 | 20 | 13 | 589.7 | 6.9 | 5472 | 0
SOUTHERN CROSS DC TIE | 2020 | 2 | 20 | 13 | 349.1 | 2.4 | 3239 | 0
SOUTHERN CROSS DC TIE | 2020 | 3 | 20 | 13 | 1463.4 | 40.4 | 13580 | 0
SOUTHERN CROSS DC TIE | 2020 | 4 | 20 | 13 | 440 | 4.2 | 4083 | 0
SOUTHERN CROSS DC TIE | 2020 | 5 | 20 | 13 | 409.8 | 3.1 | 3802 | 0
SOUTHERN CROSS DC TIE | 2020 | 6 | 20 | 13 | 0 | 0 | 0 | 0
SOUTHERN CROSS DC TIE | 2020 | 7 | 20 | 13 | 0 | 0 | 0 | 136.2
SOUTHERN CROSS DC TIE | 2020 | 8 | 20 | 13 | 0 | 0 | 0 | 0
SOUTHERN CROSS DC TIE | 2020 | 9 | 20 | 13 | 224.5 | 1 | 2440 | 0
SOUTHERN CROSS DC TIE | 2020 | 10 | 20 | 13 | 1720 | 59.2 | 15961 | 0
SOUTHERN CROSS DC TIE | 2020 | 11 | 20 | 13 | 596.6 | 7.2 | 5536 | 0
SOUTHERN CROSS DC TIE | 2020 | 12 | 20 | 13 | 593.2 | 6.6 | 5504 | 0
SOUTHERN CROSS DC TIE | 2020 | 1 | 21 | 13 | 429.5 | 3.6 | 3986 | 0
SOUTHERN CROSS DC TIE | 2020 | 2 | 21 | 13 | 105.1 | 0.2 | 975 | 0
SOUTHERN CROSS DC TIE | 2020 | 3 | 21 | 13 | 616.2 | 7.5 | 5718 | 0
SOUTHERN CROSS DC TIE | 2020 | 4 | 21 | 13 | 2087.2 | 80.9 | 19368 | 0
SOUTHERN CROSS DC TIE | 2020 | 5 | 21 | 13 | 853.1 | 13.7 | 7916 | 0
SOUTHERN CROSS DC TIE | 2020 | 6 | 21 | 13 | 0 | 0 | 0 | 0
SOUTHERN CROSS DC TIE | 2020 | 7 | 21 | 13 | 0 | 0 | 0 | 0
SOUTHERN CROSS DC TIE | 2020 | 8 | 21 | 13 | 0 | 0 | 0 | 0
SOUTHERN CROSS DC TIE | 2020 | 9 | 21 | 13 | 1034.4 | 15.9 | 11243 | 0
SOUTHERN CROSS DC TIE | 2020 | 10 | 21 | 13 | 2091.7 | 52.4 | 19411 | 0
SOUTHERN CROSS DC TIE | 2020 | 11 | 21 | 13 | 738 | 10.3 | 6849 | 0
SOUTHERN CROSS DC TIE | 2020 | 12 | 21 | 13 | 1924.2 | 61.3 | 17856 | 0
SOUTHERN CROSS DC TIE | 2020 | 1 | 22 | 13 | 1169.3 | 26.2 | 10850 | 0
SOUTHERN CROSS DC TIE | 2020 | 2 | 22 | 13 | 1041.3 | 19.5 | 9663 | 0
SOUTHERN CROSS DC TIE | 2020 | 3 | 22 | 13 | 986.6 | 18.9 | 9155 | 0
SOUTHERN CROSS DC TIE | 2020 | 4 | 22 | 13 | 372.8 | 2.9 | 3459 | 0
SOUTHERN CROSS DC TIE | 2020 | 5 | 22 | 13 | 1283.7 | 31.4 | 11912 | 0
SOUTHERN CROSS DC TIE | 2020 | 6 | 22 | 13 | 0 | 0 | 0 | 0
SOUTHERN CROSS DC TIE | 2020 | 7 | 22 | 13 | 0 | 0 | 0 | 0
SOUTHERN CROSS DC TIE | 2020 | 8 | 22 | 13 | 0 | 0 | 0 | 0
SOUTHERN CROSS DC TIE | 2020 | 9 | 22 | 13 | 174.8 | 0.6 | 1899 | 0
SOUTHERN CROSS DC TIE | 2020 | 10 | 22 | 13 | 1274 | 33.9 | 11822 | 0
SOUTHERN CROSS DC TIE | 2020 | 11 | 22 | 13 | 719.5 | 10.1 | 6676 | 0
SOUTHERN CROSS DC TIE | 2020 | 12 | 22 | 13 | 595.4 | 7.4 | 5525 | 0
SOUTHERN CROSS DC TIE | 2020 | 1 | 23 | 13 | 689.4 | 9.3 | 6397 | 0
SOUTHERN CROSS DC TIE | 2020 | 2 | 23 | 13 | 521.7 | 5.1 | 4841 | 0
SOUTHERN CROSS DC TIE | 2020 | 3 | 23 | 13 | 1363.4 | 36.1 | 12652 | 0
SOUTHERN CROSS DC TIE | 2020 | 4 | 23 | 13 | 830 | 13.7 | 7702 | 0
SOUTHERN CROSS DC TIE | 2020 | 5 | 23 | 13 | 902.2 | 14.7 | 8372 | 0
SOUTHERN CROSS DC TIE | 2020 | 6 | 23 | 13 | 139.8 | 0.4 | 1519 | 0
SOUTHERN CROSS DC TIE | 2020 | 7 | 23 | 13 | 0 | 0 | 0 | 0
SOUTHERN CROSS DC TIE | 2020 | 8 | 23 | 13 | 64.4 | 0.1 | 699 | 0
SOUTHERN CROSS DC TIE | 2020 | 9 | 23 | 13 | 0 | 0 | 0 | 0
SOUTHERN CROSS DC TIE | 2020 | 10 | 23 | 13 | 1208.7 | 31.6 | 11216 | 0
SOUTHERN CROSS DC TIE | 2020 | 11 | 23 | 13 | 889.1 | 15.2 | 8250 | 0
SOUTHERN CROSS DC TIE | 2020 | 12 | 23 | 13 | 2098.8 | 85.6 | 19476 | 0
SOUTHERN CROSS DC TIE | 2020 | 1 | 24 | 13 | 719.2 | 10.1 | 6673 | 0
SOUTHERN CROSS DC TIE | 2020 | 2 | 24 | 13 | 2047.2 | 74.5 | 18997 | 0
SOUTHERN CROSS DC TIE | 2020 | 3 | 24 | 13 | 1985.6 | 71.9 | 18425 | 0
SOUTHERN CROSS DC TIE | 2020 | 4 | 24 | 13 | 313.7 | 1.8 | 2911 | 0
SOUTHERN CROSS DC TIE | 2020 | 5 | 24 | 13 | 943.9 | 17.7 | 8759 | 0
SOUTHERN CROSS DC TIE | 2020 | 6 | 24 | 13 | 364 | 2.6 | 3956 | 0
SOUTHERN CROSS DC TIE | 2020 | 7 | 24 | 13 | 0 | 0 | 0 | 0
SOUTHERN CROSS DC TIE | 2020 | 8 | 24 | 13 | 31.6 | 0 | 343 | 0
SOUTHERN CROSS DC TIE | 2020 | 9 | 24 | 13 | 1288.2 | 36.4 | 14002 | 0
SOUTHERN CROSS DC TIE | 2020 | 10 | 24 | 13 | 371.1 | 2.9 | 3443 | 0
SOUTHERN CROSS DC TIE | 2020 | 11 | 24 | 13 | 1272.4 | 32.9 | 11808 | 0
SOUTHERN CROSS DC TIE | 2020 | 12 | 24 | 13 | 1811 | 61.5 | 16806 | 0
SOUTHERN CROSS DC TIE | 2020 | 1 | 25 | 13 | 1057.9 | 22.4 | 9817 | 0
SOUTHERN CROSS DC TIE | 2020 | 2 | 25 | 13 | 1275 | 30.7 | 11831 | 0
SOUTHERN CROSS DC TIE | 2020 | 3 | 25 | 13 | 1912.5 | 68.6 | 17748 | 0
SOUTHERN CROSS DC TIE | 2020 | 4 | 25 | 13 | 572.1 | 6.4 | 5309 | 0
SOUTHERN CROSS DC TIE | 2020 | 5 | 25 | 13 | 0 | 0 | 0 | 0
SOUTHERN CROSS DC TIE | 2020 | 6 | 25 | 13 | 0 | 0 | 0 | 0
SOUTHERN CROSS DC TIE | 2020 | 7 | 25 | 13 | 961.7 | 18.7 | 10453 | 0
SOUTHERN CROSS DC TIE | 2020 | 8 | 25 | 13 | 0 | 0 | 0 | 0
SOUTHERN CROSS DC TIE | 2020 | 9 | 25 | 13 | 1835.6 | 42.9 | 19952 | 0
SOUTHERN CROSS DC TIE | 2020 | 10 | 25 | 13 | 796.4 | 10.8 | 7390 | 0
SOUTHERN CROSS DC TIE | 2020 | 11 | 25 | 13 | 404.2 | 3.3 | 3750 | 0
SOUTHERN CROSS DC TIE | 2020 | 12 | 25 | 13 | 2085.8 | 88.6 | 19356 | 0
SOUTHERN CROSS DC TIE | 2020 | 1 | 26 | 13 | 472.9 | 4.3 | 4388 | 0
SOUTHERN CROSS DC TIE | 2020 | 2 | 26 | 13 | 2096.6 | 80.8 | 19456 | 0
SOUTHERN CROSS DC TIE | 2020 | 3 | 26 | 13 | 2079.4 | 74.8 | 19296 | 0
SOUTHERN CROSS DC TIE | 2020 | 4 | 26 | 13 | 925 | 19.3 | 8584 | 0
SOUTHERN CROSS DC TIE | 2020 | 5 | 26 | 13 | 0 | 0 | 0 | 0
SOUTHERN CROSS DC TIE | 2020 | 6 | 26 | 13 | 0 | 0 | 0 | 0
SOUTHERN CROSS DC TIE | 2020 | 7 | 26 | 13 | 931.3 | 16.9 | 10122 | 0
SOUTHERN CROSS DC TIE | 2020 | 8 | 26 | 13 | 0 | 0 | 0 | 0
SOUTHERN CROSS DC TIE | 2020 | 9 | 26 | 13 | 964.9 | 16.4 | 10488 | 0
SOUTHERN CROSS DC TIE | 2020 | 10 | 26 | 13 | 549.5 | 6.7 | 5099 | 0
SOUTHERN CROSS DC TIE | 2020 | 11 | 26 | 13 | 1418.2 | 37.5 | 13160 | 0
SOUTHERN CROSS DC TIE | 2020 | 12 | 26 | 13 | 0 | 0 | 0 | 0
SOUTHERN CROSS DC TIE | 2020 | 1 | 27 | 13 | 0 | 0 | 0 | 0
SOUTHERN CROSS DC TIE | 2020 | 2 | 27 | 13 | 2047.7 | 75.1 | 19002 | 0
SOUTHERN CROSS DC TIE | 2020 | 3 | 27 | 13 | 453.7 | 4.1 | 4210 | 0
SOUTHERN CROSS DC TIE | 2020 | 4 | 27 | 13 | 882.7 | 16.6 | 8191 | 0
SOUTHERN CROSS DC TIE | 2020 | 5 | 27 | 13 | 0 | 0 | 0 | 0
SOUTHERN CROSS DC TIE | 2020 | 6 | 27 | 13 | 0 | 0 | 0 | 0
SOUTHERN CROSS DC TIE | 2020 | 7 | 27 | 13 | 0 | 0 | 0 | 0
SOUTHERN CROSS DC TIE | 2020 | 8 | 27 | 13 | 0 | 0 | 0 | 0
SOUTHERN CROSS DC TIE | 2020 | 9 | 27 | 13 | 1212.9 | 32.2 | 13184 | 0
SOUTHERN CROSS DC TIE | 2020 | 10 | 27 | 13 | 454.2 | 4 | 4215 | 0
SOUTHERN CROSS DC TIE | 2020 | 11 | 27 | 13 | 993.2 | 20.8 | 9217 | 0
SOUTHERN CROSS DC TIE | 2020 | 12 | 27 | 13 | 1582.7 | 42.8 | 14687 | 0
SOUTHERN CROSS DC TIE | 2020 | 1 | 28 | 13 | 1025.4 | 19.1 | 9515 | 0
SOUTHERN CROSS DC TIE | 2020 | 2 | 28 | 13 | 1543.6 | 44.3 | 14324 | 0
SOUTHERN CROSS DC TIE | 2020 | 3 | 28 | 13 | 1881.7 | 65 | 17461 | 0
SOUTHERN CROSS DC TIE | 2020 | 4 | 28 | 13 | 813.7 | 13.4 | 7551 | 0
SOUTHERN CROSS DC TIE | 2020 | 5 | 28 | 13 | 797.5 | 12.2 | 7401 | 0
SOUTHERN CROSS DC TIE | 2020 | 6 | 28 | 13 | 0 | 0 | 0 | 0
SOUTHERN CROSS DC TIE | 2020 | 7 | 28 | 13 | 0 | 0 | 0 | 0
SOUTHERN CROSS DC TIE | 2020 | 8 | 28 | 13 | 0 | 0 | 0 | 0
SOUTHERN CROSS DC TIE | 2020 | 9 | 28 | 13 | 780 | 12 | 8478 | 0
SOUTHERN CROSS DC TIE | 2020 | 10 | 28 | 13 | 732.4 | 10.3 | 6796 | 0
SOUTHERN CROSS DC TIE | 2020 | 11 | 28 | 13 | 630.7 | 7.8 | 5853 | 0
SOUTHERN CROSS DC TIE | 2020 | 12 | 28 | 13 | 2109.4 | 100.6 | 19575 | 0
SOUTHERN CROSS DC TIE | 2020 | 1 | 29 | 13 | 242.4 | 1.1 | 2249 | 0
SOUTHERN CROSS DC TIE | 2020 | 2 | 29 | 13 | 2082.9 | 81 | 19329 | 0
SOUTHERN CROSS DC TIE | 2020 | 3 | 29 | 13 | 1938.1 | 49.7 | 17985 | 0
SOUTHERN CROSS DC TIE | 2020 | 4 | 29 | 13 | 497.1 | 4.9 | 4613 | 0
SOUTHERN CROSS DC TIE | 2020 | 5 | 29 | 13 | 0 | 0 | 0 | 0
SOUTHERN CROSS DC TIE | 2020 | 6 | 29 | 13 | 0 | 0 | 0 | 0
SOUTHERN CROSS DC TIE | 2020 | 7 | 29 | 13 | 1640.5 | 50.9 | 17832 | 0
SOUTHERN CROSS DC TIE | 2020 | 8 | 29 | 13 | 630.2 | 7.9 | 6850 | 0
SOUTHERN CROSS DC TIE | 2020 | 9 | 29 | 13 | 815 | 11.8 | 8859 | 0
SOUTHERN CROSS DC TIE | 2020 | 10 | 29 | 13 | 493.8 | 4.6 | 4582 | 0
SOUTHERN CROSS DC TIE | 2020 | 11 | 29 | 13 | 669.2 | 8.8 | 6210 | 0
SOUTHERN CROSS DC TIE | 2020 | 12 | 29 | 13 | 1475.4 | 40.3 | 13692 | 0
SOUTHERN CROSS DC TIE | 2020 | 1 | 30 | 13 | 499.3 | 4.5 | 4633 | 0
SOUTHERN CROSS DC TIE | 2020 | 3 | 30 | 13 | 2074.6 | 76.6 | 19252 | 0
SOUTHERN CROSS DC TIE | 2020 | 4 | 30 | 13 | 351 | 2.5 | 3257 | 0
SOUTHERN CROSS DC TIE | 2020 | 5 | 30 | 13 | 118.3 | 0.3 | 1097 | 0
SOUTHERN CROSS DC TIE | 2020 | 6 | 30 | 13 | 0 | 0 | 0 | 0
SOUTHERN CROSS DC TIE | 2020 | 7 | 30 | 13 | 0 | 0 | 0 | 0
SOUTHERN CROSS DC TIE | 2020 | 8 | 30 | 13 | 0 | 0 | 0 | 0
SOUTHERN CROSS DC TIE | 2020 | 9 | 30 | 13 | 0 | 0 | 0 | 0
SOUTHERN CROSS DC TIE | 2020 | 10 | 30 | 13 | 1729.2 | 54.5 | 16047 | 0
SOUTHERN CROSS DC TIE | 2020 | 11 | 30 | 13 | 802.1 | 12.9 | 7443 | 0
SOUTHERN CROSS DC TIE | 2020 | 12 | 30 | 13 | 2049.4 | 76.1 | 19018 | 0
SOUTHERN CROSS DC TIE | 2020 | 1 | 31 | 13 | 509.8 | 5.3 | 4731 | 0
SOUTHERN CROSS DC TIE | 2020 | 3 | 31 | 13 | 1392 | 35.6 | 12918 | 0
SOUTHERN CROSS DC TIE | 2020 | 5 | 31 | 13 | 235.8 | 1.1 | 2188 | 0
SOUTHERN CROSS DC TIE | 2020 | 7 | 31 | 13 | 15.1 | 0 | 164 | 0
SOUTHERN CROSS DC TIE | 2020 | 8 | 31 | 13 | 0 | 0 | 0 | 0
SOUTHERN CROSS DC TIE | 2020 | 10 | 31 | 13 | 505.5 | 4.8 | 4690 | 0
SOUTHERN CROSS DC TIE | 2020 | 12 | 31 | 13 | 2082.1 | 79.7 | 19321 | 0
SOUTHERN CROSS DC TIE | 2020 | 1 | 1 | 14 | 1374.4 | 34.5 | 12754 | 0
SOUTHERN CROSS DC TIE | 2020 | 2 | 1 | 14 | 602.6 | 7 | 5591 | 0
SOUTHERN CROSS DC TIE | 2020 | 3 | 1 | 14 | 285.1 | 1.6 | 2645 | 0
SOUTHERN CROSS DC TIE | 2020 | 4 | 1 | 14 | 1089.3 | 23 | 10108 | 0
SOUTHERN CROSS DC TIE | 2020 | 5 | 1 | 14 | 64.1 | 0.1 | 594 | 0
SOUTHERN CROSS DC TIE | 2020 | 6 | 1 | 14 | 742.5 | 11.6 | 8071 | 0
SOUTHERN CROSS DC TIE | 2020 | 7 | 1 | 14 | 142.7 | 0.4 | 1550 | 0
SOUTHERN CROSS DC TIE | 2020 | 8 | 1 | 14 | 0 | 0 | 0 | 0
SOUTHERN CROSS DC TIE | 2020 | 9 | 1 | 14 | 0 | 0 | 0 | 0
SOUTHERN CROSS DC TIE | 2020 | 10 | 1 | 14 | 0 | 0 | 0 | 0
SOUTHERN CROSS DC TIE | 2020 | 11 | 1 | 14 | 818.3 | 13.9 | 7594 | 0
SOUTHERN CROSS DC TIE | 2020 | 12 | 1 | 14 | 1931.2 | 67.3 | 17921 | 0
SOUTHERN CROSS DC TIE | 2020 | 1 | 2 | 14 | 1228 | 27.2 | 11395 | 0
SOUTHERN CROSS DC TIE | 2020 | 2 | 2 | 14 | 1350.9 | 35.9 | 12536 | 0
SOUTHERN CROSS DC TIE | 2020 | 3 | 2 | 14 | 25.2 | 0 | 234 | 0
SOUTHERN CROSS DC TIE | 2020 | 4 | 2 | 14 | 1156.7 | 24.7 | 10734 | 0
SOUTHERN CROSS DC TIE | 2020 | 5 | 2 | 14 | 0 | 0 | 0 | 0
SOUTHERN CROSS DC TIE | 2020 | 6 | 2 | 14 | 0 | 0 | 0 | 0
SOUTHERN CROSS DC TIE | 2020 | 7 | 2 | 14 | 0 | 0 | 0 | 0
SOUTHERN CROSS DC TIE | 2020 | 8 | 2 | 14 | 0 | 0 | 0 | 0
SOUTHERN CROSS DC TIE | 2020 | 9 | 2 | 14 | 0 | 0 | 0 | 0
SOUTHERN CROSS DC TIE | 2020 | 10 | 2 | 14 | 483.6 | 5 | 4487 | 0
SOUTHERN CROSS DC TIE | 2020 | 11 | 2 | 14 | 510 | 4.8 | 4732 | 0
SOUTHERN CROSS DC TIE | 2020 | 12 | 2 | 14 | 2106.4 | 82.2 | 19547 | 0
SOUTHERN CROSS DC TIE | 2020 | 1 | 3 | 14 | 691.6 | 8.7 | 6418 | 0
SOUTHERN CROSS DC TIE | 2020 | 2 | 3 | 14 | 771.1 | 11.1 | 7156 | 0
SOUTHERN CROSS DC TIE | 2020 | 3 | 3 | 14 | 2078.7 | 74.8 | 19290 | 0
SOUTHERN CROSS DC TIE | 2020 | 4 | 3 | 14 | 675.9 | 9.4 | 6272 | 0
SOUTHERN CROSS DC TIE | 2020 | 5 | 3 | 14 | 327.9 | 3.4 | 3043 | 0
SOUTHERN CROSS DC TIE | 2020 | 6 | 3 | 14 | 822 | 13.3 | 8934 | 0
SOUTHERN CROSS DC TIE | 2020 | 7 | 3 | 14 | 0 | 0 | 0 | 0
SOUTHERN CROSS DC TIE | 2020 | 8 | 3 | 14 | 0 | 0 | 0 | 2.4
SOUTHERN CROSS DC TIE | 2020 | 9 | 3 | 14 | 5.7 | 0 | 62 | 0
SOUTHERN CROSS DC TIE | 2020 | 10 | 3 | 14 | 189 | 0.8 | 1754 | 0
SOUTHERN CROSS DC TIE | 2020 | 11 | 3 | 14 | 1598.2 | 53.8 | 14831 | 0
SOUTHERN CROSS DC TIE | 2020 | 12 | 3 | 14 | 1994.4 | 74.1 | 18508 | 0
SOUTHERN CROSS DC TIE | 2020 | 1 | 4 | 14 | 688.3 | 10 | 6387 | 0
SOUTHERN CROSS DC TIE | 2020 | 2 | 4 | 14 | 1819 | 67.5 | 16880 | 0
SOUTHERN CROSS DC TIE | 2020 | 3 | 4 | 14 | 2100 | 83.2 | 19488 | 0
SOUTHERN CROSS DC TIE | 2020 | 4 | 4 | 14 | 289.5 | 1.7 | 2686 | 0
SOUTHERN CROSS DC TIE | 2020 | 5 | 4 | 14 | 127.2 | 0.4 | 1180 | 0
SOUTHERN CROSS DC TIE | 2020 | 6 | 4 | 14 | 0 | 0 | 0 | 0
SOUTHERN CROSS DC TIE | 2020 | 7 | 4 | 14 | 433 | 4 | 4706 | 0
SOUTHERN CROSS DC TIE | 2020 | 8 | 4 | 14 | 0 | 0 | 0 | 0
SOUTHERN CROSS DC TIE | 2020 | 9 | 4 | 14 | 0 | 0 | 0 | 0
SOUTHERN CROSS DC TIE | 2020 | 10 | 4 | 14 | 0 | 0 | 0 | 0
SOUTHERN CROSS DC TIE | 2020 | 11 | 4 | 14 | 1218.6 | 27.9 | 11308 | 0
SOUTHERN CROSS DC TIE | 2020 | 12 | 4 | 14 | 2096 | 74.9 | 19450 | 0
SOUTHERN CROSS DC TIE | 2020 | 1 | 5 | 14 | 658.7 | 7.9 | 6112 | 0
SOUTHERN CROSS DC TIE | 2020 | 2 | 5 | 14 | 1408.5 | 39.5 | 13070 | 0
SOUTHERN CROSS DC TIE | 2020 | 3 | 5 | 14 | 1840.1 | 63 | 17075 | 0
SOUTHERN CROSS DC TIE | 2020 | 4 | 5 | 14 | 333.6 | 2.3 | 3096 | 0
SOUTHERN CROSS DC TIE | 2020 | 5 | 5 | 14 | 400.7 | 3.2 | 3718 | 0
SOUTHERN CROSS DC TIE | 2020 | 6 | 5 | 14 | 117.9 | 0.3 | 1281 | 0
SOUTHERN CROSS DC TIE | 2020 | 7 | 5 | 14 | 0 | 0 | 0 | 0
SOUTHERN CROSS DC TIE | 2020 | 8 | 5 | 14 | 0 | 0 | 0 | 0
SOUTHERN CROSS DC TIE | 2020 | 9 | 5 | 14 | 0 | 0 | 0 | 0
SOUTHERN CROSS DC TIE | 2020 | 10 | 5 | 14 | 0 | 0 | 0 | 0
SOUTHERN CROSS DC TIE | 2020 | 11 | 5 | 14 | 456.9 | 4.2 | 4240 | 0
SOUTHERN CROSS DC TIE | 2020 | 12 | 5 | 14 | 1673.6 | 53.1 | 15530 | 0
SOUTHERN CROSS DC TIE | 2020 | 1 | 6 | 14 | 1045.8 | 18.7 | 9705 | 0
SOUTHERN CROSS DC TIE | 2020 | 2 | 6 | 14 | 2087.7 | 81 | 19374 | 0
SOUTHERN CROSS DC TIE | 2020 | 3 | 6 | 14 | 1633.1 | 52.3 | 15154 | 0
SOUTHERN CROSS DC TIE | 2020 | 4 | 6 | 14 | 617.1 | 7 | 5726 | 0
SOUTHERN CROSS DC TIE | 2020 | 5 | 6 | 14 | 2097.1 | 81.4 | 19461 | 0
SOUTHERN CROSS DC TIE | 2020 | 6 | 6 | 14 | 0 | 0 | 0 | 0
SOUTHERN CROSS DC TIE | 2020 | 7 | 6 | 14 | 0 | 0 | 0 | 0
SOUTHERN CROSS DC TIE | 2020 | 8 | 6 | 14 | 0 | 0 | 0 | 0
SOUTHERN CROSS DC TIE | 2020 | 9 | 6 | 14 | 0 | 0 | 0 | 0
SOUTHERN CROSS DC TIE | 2020 | 10 | 6 | 14 | 722.2 | 7.1 | 6702 | 0
SOUTHERN CROSS DC TIE | 2020 | 11 | 6 | 14 | 1469.1 | 40.3 | 13633 | 0
SOUTHERN CROSS DC TIE | 2020 | 12 | 6 | 14 | 136.2 | 0.4 | 1264 | 0
SOUTHERN CROSS DC TIE | 2020 | 1 | 7 | 14 | 995.5 | 19.2 | 9238 | 0
SOUTHERN CROSS DC TIE | 2020 | 2 | 7 | 14 | 2086.4 | 80.5 | 19361 | 0
SOUTHERN CROSS DC TIE | 2020 | 3 | 7 | 14 | 507.5 | 4.8 | 4709 | 0
SOUTHERN CROSS DC TIE | 2020 | 4 | 7 | 14 | 332.8 | 2.1 | 3088 | 0
SOUTHERN CROSS DC TIE | 2020 | 5 | 7 | 14 | 564.5 | 6 | 5238 | 0
SOUTHERN CROSS DC TIE | 2020 | 6 | 7 | 14 | 0 | 0 | 0 | 0
SOUTHERN CROSS DC TIE | 2020 | 7 | 7 | 14 | 0 | 0 | 0 | 0
SOUTHERN CROSS DC TIE | 2020 | 8 | 7 | 14 | 0 | 0 | 0 | 475.6
SOUTHERN CROSS DC TIE | 2020 | 9 | 7 | 14 | 0 | 0 | 0 | 0
SOUTHERN CROSS DC TIE | 2020 | 10 | 7 | 14 | 537.2 | 5.9 | 4985 | 0
SOUTHERN CROSS DC TIE | 2020 | 11 | 7 | 14 | 0 | 0 | 0 | 0
SOUTHERN CROSS DC TIE | 2020 | 12 | 7 | 14 | 1939.8 | 68.7 | 18001 | 0
SOUTHERN CROSS DC TIE | 2020 | 1 | 8 | 14 | 1166 | 23.1 | 10820 | 0
SOUTHERN CROSS DC TIE | 2020 | 2 | 8 | 14 | 604.2 | 7 | 5606 | 0
SOUTHERN CROSS DC TIE | 2020 | 3 | 8 | 14 | 458.1 | 4 | 4250 | 0
SOUTHERN CROSS DC TIE | 2020 | 4 | 8 | 14 | 341.9 | 2.3 | 3172 | 0
SOUTHERN CROSS DC TIE | 2020 | 5 | 8 | 14 | 542.2 | 5.5 | 5031 | 0
SOUTHERN CROSS DC TIE | 2020 | 6 | 8 | 14 | 0 | 0 | 0 | 0
SOUTHERN CROSS DC TIE | 2020 | 7 | 8 | 14 | 0 | 0 | 0 | 0
SOUTHERN CROSS DC TIE | 2020 | 8 | 8 | 14 | 0 | 0 | 0 | 0
SOUTHERN CROSS DC TIE | 2020 | 9 | 8 | 14 | 196.3 | 0.7 | 2133 | 0
SOUTHERN CROSS DC TIE | 2020 | 10 | 8 | 14 | 306.7 | 1.9 | 2846 | 0
SOUTHERN CROSS DC TIE | 2020 | 11 | 8 | 14 | 181.9 | 0.7 | 1687 | 0
SOUTHERN CROSS DC TIE | 2020 | 12 | 8 | 14 | 2095 | 86 | 19441 | 0
SOUTHERN CROSS DC TIE | 2020 | 1 | 9 | 14 | 1167.5 | 27.1 | 10834 | 0
SOUTHERN CROSS DC TIE | 2020 | 2 | 9 | 14 | 107.6 | 0.2 | 998 | 0
SOUTHERN CROSS DC TIE | 2020 | 3 | 9 | 14 | 1337.5 | 33.1 | 12411 | 0
SOUTHERN CROSS DC TIE | 2020 | 4 | 9 | 14 | 1298 | 31.6 | 12045 | 0
SOUTHERN CROSS DC TIE | 2020 | 5 | 9 | 14 | 223.1 | 0.9 | 2070 | 0
SOUTHERN CROSS DC TIE | 2020 | 6 | 9 | 14 | 0 | 0 | 0 | 0
SOUTHERN CROSS DC TIE | 2020 | 7 | 9 | 14 | 0 | 0 | 0 | 0
SOUTHERN CROSS DC TIE | 2020 | 8 | 9 | 14 | 0 | 0 | 0 | 0
SOUTHERN CROSS DC TIE | 2020 | 9 | 9 | 14 | 661 | 8.3 | 7184 | 0
SOUTHERN CROSS DC TIE | 2020 | 10 | 9 | 14 | 1176.1 | 23.3 | 10914 | 0
SOUTHERN CROSS DC TIE | 2020 | 11 | 9 | 14 | 167.6 | 0.5 | 1555 | 0
SOUTHERN CROSS DC TIE | 2020 | 12 | 9 | 14 | 2091.8 | 76 | 19411 | 0
SOUTHERN CROSS DC TIE | 2020 | 1 | 10 | 14 | 1428.3 | 38.8 | 13254 | 0
SOUTHERN CROSS DC TIE | 2020 | 2 | 10 | 14 | 1774.9 | 58.9 | 16470 | 0
SOUTHERN CROSS DC TIE | 2020 | 3 | 10 | 14 | 1430.5 | 36.5 | 13274 | 0
SOUTHERN CROSS DC TIE | 2020 | 4 | 10 | 14 | 1612.7 | 48.3 | 14965 | 0
SOUTHERN CROSS DC TIE | 2020 | 5 | 10 | 14 | 580.6 | 7.1 | 5387 | 0
SOUTHERN CROSS DC TIE | 2020 | 6 | 10 | 14 | 132.3 | 0.3 | 1438 | 0
SOUTHERN CROSS DC TIE | 2020 | 7 | 10 | 14 | 0 | 0 | 0 | 0
SOUTHERN CROSS DC TIE | 2020 | 8 | 10 | 14 | 0 | 0 | 0 | 332.9
SOUTHERN CROSS DC TIE | 2020 | 9 | 10 | 14 | 276.1 | 1.5 | 3001 | 0
SOUTHERN CROSS DC TIE | 2020 | 10 | 10 | 14 | 81.5 | 0.1 | 756 | 0
SOUTHERN CROSS DC TIE | 2020 | 11 | 10 | 14 | 2051.9 | 65.3 | 19041 | 0
SOUTHERN CROSS DC TIE | 2020 | 12 | 10 | 14 | 2086.8 | 82.6 | 19365 | 0
SOUTHERN CROSS DC TIE | 2020 | 1 | 11 | 14 | 1257.3 | 30.1 | 11667 | 0
SOUTHERN CROSS DC TIE | 2020 | 2 | 11 | 14 | 511.3 | 5.2 | 4744 | 0
SOUTHERN CROSS DC TIE | 2020 | 3 | 11 | 14 | 1845.8 | 63.7 | 17128 | 0
SOUTHERN CROSS DC TIE | 2020 | 4 | 11 | 14 | 1299.6 | 29.4 | 12059 | 0
SOUTHERN CROSS DC TIE | 2020 | 5 | 11 | 14 | 1387.7 | 36.1 | 12877 | 0
SOUTHERN CROSS DC TIE | 2020 | 6 | 11 | 14 | 253.5 | 1.3 | 2755 | 0
SOUTHERN CROSS DC TIE | 2020 | 7 | 11 | 14 | 0 | 0 | 0 | 0
SOUTHERN CROSS DC TIE | 2020 | 8 | 11 | 14 | 0 | 0 | 0 | 0
SOUTHERN CROSS DC TIE | 2020 | 9 | 11 | 14 | 0 | 0 | 0 | 0
SOUTHERN CROSS DC TIE | 2020 | 10 | 11 | 14 | 0 | 0 | 0 | 0
SOUTHERN CROSS DC TIE | 2020 | 11 | 11 | 14 | 2061.7 | 80.1 | 19132 | 0
SOUTHERN CROSS DC TIE | 2020 | 12 | 11 | 14 | 2071.8 | 79.9 | 19226 | 0
SOUTHERN CROSS DC TIE | 2020 | 1 | 12 | 14 | 1197.9 | 29.9 | 11116 | 0
SOUTHERN CROSS DC TIE | 2020 | 2 | 12 | 14 | 2073 | 74.8 | 19237 | 0
SOUTHERN CROSS DC TIE | 2020 | 3 | 12 | 14 | 37.4 | 0 | 347 | 0
SOUTHERN CROSS DC TIE | 2020 | 4 | 12 | 14 | 331.7 | 2.1 | 3077 | 0
SOUTHERN CROSS DC TIE | 2020 | 5 | 12 | 14 | 422.1 | 3.9 | 3917 | 0
SOUTHERN CROSS DC TIE | 2020 | 6 | 12 | 14 | 8.9 | 0 | 97 | 0
SOUTHERN CROSS DC TIE | 2020 | 7 | 12 | 14 | 0 | 0 | 0 | 0
SOUTHERN CROSS DC TIE | 2020 | 8 | 12 | 14 | 814.7 | 13.2 | 8856 | 0
SOUTHERN CROSS DC TIE | 2020 | 9 | 12 | 14 | 0 | 0 | 0 | 0
SOUTHERN CROSS DC TIE | 2020 | 10 | 12 | 14 | 335.9 | 2.3 | 3116 | 0
SOUTHERN CROSS DC TIE | 2020 | 11 | 12 | 14 | 1140.7 | 23.9 | 10585 | 0
SOUTHERN CROSS DC TIE | 2020 | 12 | 12 | 14 | 634.1 | 8.9 | 5884 | 0
SOUTHERN CROSS DC TIE | 2020 | 1 | 13 | 14 | 868.7 | 14.5 | 8061 | 0
SOUTHERN CROSS DC TIE | 2020 | 2 | 13 | 14 | 1415.3 | 38.4 | 13133 | 0
SOUTHERN CROSS DC TIE | 2020 | 3 | 13 | 14 | 1242.1 | 31.2 | 11526 | 0
SOUTHERN CROSS DC TIE | 2020 | 4 | 13 | 14 | 114.9 | 0.2 | 1066 | 0
SOUTHERN CROSS DC TIE | 2020 | 5 | 13 | 14 | 440.6 | 3.8 | 4088 | 0
SOUTHERN CROSS DC TIE | 2020 | 6 | 13 | 14 | 0 | 0 | 0 | 0
SOUTHERN CROSS DC TIE | 2020 | 7 | 13 | 14 | 0 | 0 | 0 | 0
SOUTHERN CROSS DC TIE | 2020 | 8 | 13 | 14 | 130.9 | 0.3 | 1422 | 0
SOUTHERN CROSS DC TIE | 2020 | 9 | 13 | 14 | 624.4 | 7.8 | 6787 | 0
SOUTHERN CROSS DC TIE | 2020 | 10 | 13 | 14 | 162 | 0.5 | 1503 | 0
SOUTHERN CROSS DC TIE | 2020 | 11 | 13 | 14 | 612 | 7.4 | 5679 | 0
SOUTHERN CROSS DC TIE | 2020 | 12 | 13 | 14 | 0 | 0 | 0 | 0
SOUTHERN CROSS DC TIE | 2020 | 1 | 14 | 14 | 1362 | 35.6 | 12639 | 0
SOUTHERN CROSS DC TIE | 2020 | 2 | 14 | 14 | 563.5 | 6 | 5228 | 0
SOUTHERN CROSS DC TIE | 2020 | 3 | 14 | 14 | 608.4 | 7.9 | 5646 | 0
SOUTHERN CROSS DC TIE | 2020 | 4 | 14 | 14 | 484.2 | 4.6 | 4493 | 0
SOUTHERN CROSS DC TIE | 2020 | 5 | 14 | 14 | 50.8 | 0 | 471 | 0
SOUTHERN CROSS DC TIE | 2020 | 6 | 14 | 14 | 0 | 0 | 0 | 0
SOUTHERN CROSS DC TIE | 2020 | 7 | 14 | 14 | 85.5 | 0.1 | 929 | 0
SOUTHERN CROSS DC TIE | 2020 | 8 | 14 | 14 | 0 | 0 | 0 | 0
SOUTHERN CROSS DC TIE | 2020 | 9 | 14 | 14 | 950.5 | 18 | 10332 | 0
SOUTHERN CROSS DC TIE | 2020 | 10 | 14 | 14 | 1475.5 | 42.6 | 13692 | 0
SOUTHERN CROSS DC TIE | 2020 | 11 | 14 | 14 | 482.2 | 4.2 | 4474 | 0
SOUTHERN CROSS DC TIE | 2020 | 12 | 14 | 14 | 138.4 | 0.3 | 1284 | 0
SOUTHERN CROSS DC TIE | 2020 | 1 | 15 | 14 | 1672.2 | 50.7 | 15518 | 0
SOUTHERN CROSS DC TIE | 2020 | 2 | 15 | 14 | 534.9 | 5.8 | 4963 | 0
SOUTHERN CROSS DC TIE | 2020 | 3 | 15 | 14 | 1081.4 | 17.3 | 10035 | 0
SOUTHERN CROSS DC TIE | 2020 | 4 | 15 | 14 | 1094.4 | 22.2 | 10155 | 0
SOUTHERN CROSS DC TIE | 2020 | 5 | 15 | 14 | 0 | 0 | 0 | 0
SOUTHERN CROSS DC TIE | 2020 | 6 | 15 | 14 | 0 | 0 | 0 | 0
SOUTHERN CROSS DC TIE | 2020 | 7 | 15 | 14 | 0 | 0 | 0 | 0
SOUTHERN CROSS DC TIE | 2020 | 8 | 15 | 14 | 0 | 0 | 0 | 0
SOUTHERN CROSS DC TIE | 2020 | 9 | 15 | 14 | 257.7 | 1.3 | 2800 | 0
SOUTHERN CROSS DC TIE | 2020 | 10 | 15 | 14 | 1033.1 | 21.6 | 9586 | 0
SOUTHERN CROSS DC TIE | 2020 | 11 | 15 | 14 | 93.7 | 0.2 | 869 | 0
SOUTHERN CROSS DC TIE | 2020 | 12 | 15 | 14 | 405.5 | 3.2 | 3763 | 0
SOUTHERN CROSS DC TIE | 2020 | 1 | 16 | 14 | 689.5 | 9.3 | 6398 | 0
SOUTHERN CROSS DC TIE | 2020 | 2 | 16 | 14 | 402.7 | 3.3 | 3737 | 0
SOUTHERN CROSS DC TIE | 2020 | 3 | 16 | 14 | 1389.8 | 37.5 | 12897 | 0
SOUTHERN CROSS DC TIE | 2020 | 4 | 16 | 14 | 683.3 | 8.9 | 6340 | 0
SOUTHERN CROSS DC TIE | 2020 | 5 | 16 | 14 | 66.3 | 0.1 | 615 | 0
SOUTHERN CROSS DC TIE | 2020 | 6 | 16 | 14 | 801.4 | 14.1 | 8711 | 0
SOUTHERN CROSS DC TIE | 2020 | 7 | 16 | 14 | 0 | 0 | 0 | 0
SOUTHERN CROSS DC TIE | 2020 | 8 | 16 | 14 | 0 | 0 | 0 | 5.7
SOUTHERN CROSS DC TIE | 2020 | 9 | 16 | 14 | 1038.6 | 22.1 | 11289 | 0
SOUTHERN CROSS DC TIE | 2020 | 10 | 16 | 14 | 1029 | 16.4 | 9549 | 0
SOUTHERN CROSS DC TIE | 2020 | 11 | 16 | 14 | 1249.9 | 32.2 | 11598 | 0
SOUTHERN CROSS DC TIE | 2020 | 12 | 16 | 14 | 2094.1 | 73.2 | 19433 | 0
SOUTHERN CROSS DC TIE | 2020 | 1 | 17 | 14 | 1216.1 | 27.8 | 11285 | 0
SOUTHERN CROSS DC TIE | 2020 | 2 | 17 | 14 | 0 | 0 | 0 | 0
SOUTHERN CROSS DC TIE | 2020 | 3 | 17 | 14 | 979.8 | 19.2 | 9092 | 0
SOUTHERN CROSS DC TIE | 2020 | 4 | 17 | 14 | 0 | 0 | 0 | 0
SOUTHERN CROSS DC TIE | 2020 | 5 | 17 | 14 | 3.1 | 0 | 28 | 0
SOUTHERN CROSS DC TIE | 2020 | 6 | 17 | 14 | 2096.9 | 74.7 | 22793 | 0
SOUTHERN CROSS DC TIE | 2020 | 7 | 17 | 14 | 0 | 0 | 0 | 348.5
SOUTHERN CROSS DC TIE | 2020 | 8 | 17 | 14 | 0 | 0 | 0 | 225.4
SOUTHERN CROSS DC TIE | 2020 | 9 | 17 | 14 | 365.2 | 2.6 | 3969 | 0
SOUTHERN CROSS DC TIE | 2020 | 10 | 17 | 14 | 641.7 | 8.5 | 5954 | 0
SOUTHERN CROSS DC TIE | 2020 | 11 | 17 | 14 | 2094.6 | 85.6 | 19437 | 0
SOUTHERN CROSS DC TIE | 2020 | 12 | 17 | 14 | 722.2 | 9.9 | 6702 | 0
SOUTHERN CROSS DC TIE | 2020 | 1 | 18 | 14 | 1211.9 | 27.4 | 11245 | 0
SOUTHERN CROSS DC TIE | 2020 | 2 | 18 | 14 | 164.3 | 0.5 | 1524 | 0
SOUTHERN CROSS DC TIE | 2020 | 3 | 18 | 14 | 371.5 | 2.8 | 3447 | 0
SOUTHERN CROSS DC TIE | 2020 | 4 | 18 | 14 | 411 | 3.4 | 3813 | 0
SOUTHERN CROSS DC TIE | 2020 | 5 | 18 | 14 | 217 | 0.9 | 2014 | 0
SOUTHERN CROSS DC TIE | 2020 | 6 | 18 | 14 | 0 | 0 | 0 | 0
SOUTHERN CROSS DC TIE | 2020 | 7 | 18 | 14 | 0 | 0 | 0 | 0
SOUTHERN CROSS DC TIE | 2020 | 8 | 18 | 14 | 0 | 0 | 0 | 0
SOUTHERN CROSS DC TIE | 2020 | 9 | 18 | 14 | 1291.5 | 33.2 | 14039 | 0
SOUTHERN CROSS DC TIE | 2020 | 10 | 18 | 14 | 428.2 | 3.8 | 3973 | 0
SOUTHERN CROSS DC TIE | 2020 | 11 | 18 | 14 | 1223.2 | 28.6 | 11351 | 0
SOUTHERN CROSS DC TIE | 2020 | 12 | 18 | 14 | 1124.4 | 22.7 | 10434 | 0
SOUTHERN CROSS DC TIE | 2020 | 1 | 19 | 14 | 197.8 | 0.7 | 1835 | 0
SOUTHERN CROSS DC TIE | 2020 | 2 | 19 | 14 | 0 | 0 | 0 | 0
SOUTHERN CROSS DC TIE | 2020 | 3 | 19 | 14 | 973.1 | 18.5 | 9030 | 0
SOUTHERN CROSS DC TIE | 2020 | 4 | 19 | 14 | 141.3 | 0.4 | 1311 | 0
SOUTHERN CROSS DC TIE | 2020 | 5 | 19 | 14 | 0 | 0 | 0 | 0
SOUTHERN CROSS DC TIE | 2020 | 6 | 19 | 14 | 0 | 0 | 0 | 0
SOUTHERN CROSS DC TIE | 2020 | 7 | 19 | 14 | 0 | 0 | 0 | 0
SOUTHERN CROSS DC TIE | 2020 | 8 | 19 | 14 | 0 | 0 | 0 | 0
SOUTHERN CROSS DC TIE | 2020 | 9 | 19 | 14 | 54.2 | 0.1 | 589 | 0
SOUTHERN CROSS DC TIE | 2020 | 10 | 19 | 14 | 544.4 | 5.3 | 5052 | 0
SOUTHERN CROSS DC TIE | 2020 | 11 | 19 | 14 | 897.2 | 15 | 8325 | 0
SOUTHERN CROSS DC TIE | 2020 | 12 | 19 | 14 | 65 | 0.1 | 603 | 0
SOUTHERN CROSS DC TIE | 2020 | 1 | 20 | 14 | 993.2 | 18.7 | 9216 | 0
SOUTHERN CROSS DC TIE | 2020 | 2 | 20 | 14 | 458.1 | 4.1 | 4250 | 0
SOUTHERN CROSS DC TIE | 2020 | 3 | 20 | 14 | 932.6 | 16.7 | 8654 | 0
SOUTHERN CROSS DC TIE | 2020 | 4 | 20 | 14 | 678.6 | 9.2 | 6297 | 0
SOUTHERN CROSS DC TIE | 2020 | 5 | 20 | 14 | 259.6 | 1.4 | 2409 | 0
SOUTHERN CROSS DC TIE | 2020 | 6 | 20 | 14 | 0 | 0 | 0 | 0
SOUTHERN CROSS DC TIE | 2020 | 7 | 20 | 14 | 0 | 0 | 0 | 346.6
SOUTHERN CROSS DC TIE | 2020 | 8 | 20 | 14 | 0 | 0 | 0 | 195.7
SOUTHERN CROSS DC TIE | 2020 | 9 | 20 | 14 | 0 | 0 | 0 | 0
SOUTHERN CROSS DC TIE | 2020 | 10 | 20 | 14 | 1915.2 | 67.2 | 17772 | 0
SOUTHERN CROSS DC TIE | 2020 | 11 | 20 | 14 | 1088 | 21.8 | 10096 | 0
SOUTHERN CROSS DC TIE | 2020 | 12 | 20 | 14 | 555.9 | 6.4 | 5158 | 0
SOUTHERN CROSS DC TIE | 2020 | 1 | 21 | 14 | 1007.1 | 18.3 | 9345 | 0
SOUTHERN CROSS DC TIE | 2020 | 2 | 21 | 14 | 150.3 | 0.5 | 1395 | 0
SOUTHERN CROSS DC TIE | 2020 | 3 | 21 | 14 | 1345.9 | 32 | 12490 | 0
SOUTHERN CROSS DC TIE | 2020 | 4 | 21 | 14 | 1944.1 | 69.1 | 18040 | 0
SOUTHERN CROSS DC TIE | 2020 | 5 | 21 | 14 | 734.9 | 10.2 | 6820 | 0
SOUTHERN CROSS DC TIE | 2020 | 6 | 21 | 14 | 0 | 0 | 0 | 0
SOUTHERN CROSS DC TIE | 2020 | 7 | 21 | 14 | 0 | 0 | 0 | 116.6
SOUTHERN CROSS DC TIE | 2020 | 8 | 21 | 14 | 0 | 0 | 0 | 0
SOUTHERN CROSS DC TIE | 2020 | 9 | 21 | 14 | 252.2 | 1.4 | 2741 | 0
SOUTHERN CROSS DC TIE | 2020 | 10 | 21 | 14 | 1957.4 | 71.3 | 18164 | 0
SOUTHERN CROSS DC TIE | 2020 | 11 | 21 | 14 | 712 | 9.2 | 6607 | 0
SOUTHERN CROSS DC TIE | 2020 | 12 | 21 | 14 | 1386.3 | 34 | 12865 | 0
SOUTHERN CROSS DC TIE | 2020 | 1 | 22 | 14 | 1481.2 | 39.7 | 13745 | 0
SOUTHERN CROSS DC TIE | 2020 | 2 | 22 | 14 | 796.5 | 11.4 | 7391 | 0
SOUTHERN CROSS DC TIE | 2020 | 3 | 22 | 14 | 612.9 | 8 | 5687 | 0
SOUTHERN CROSS DC TIE | 2020 | 4 | 22 | 14 | 119.4 | 0.3 | 1107 | 0
SOUTHERN CROSS DC TIE | 2020 | 5 | 22 | 14 | 1106.2 | 23.4 | 10265 | 0
SOUTHERN CROSS DC TIE | 2020 | 6 | 22 | 14 | 0 | 0 | 0 | 0
SOUTHERN CROSS DC TIE | 2020 | 7 | 22 | 14 | 0 | 0 | 0 | 0
SOUTHERN CROSS DC TIE | 2020 | 8 | 22 | 14 | 0 | 0 | 0 | 0
SOUTHERN CROSS DC TIE | 2020 | 9 | 22 | 14 | 77.5 | 0.1 | 842 | 0
SOUTHERN CROSS DC TIE | 2020 | 10 | 22 | 14 | 1735.7 | 57.7 | 16107 | 0
SOUTHERN CROSS DC TIE | 2020 | 11 | 22 | 14 | 895.8 | 15.5 | 8313 | 0
SOUTHERN CROSS DC TIE | 2020 | 12 | 22 | 14 | 1053.2 | 21.8 | 9773 | 0
SOUTHERN CROSS DC TIE | 2020 | 1 | 23 | 14 | 1345.2 | 32.2 | 12483 | 0
SOUTHERN CROSS DC TIE | 2020 | 2 | 23 | 14 | 416 | 3.2 | 3860 | 0
SOUTHERN CROSS DC TIE | 2020 | 3 | 23 | 14 | 1365.9 | 36.2 | 12675 | 0
SOUTHERN CROSS DC TIE | 2020 | 4 | 23 | 14 | 943.8 | 16.8 | 8758 | 0
SOUTHERN CROSS DC TIE | 2020 | 5 | 23 | 14 | 924 | 16.2 | 8574 | 0
SOUTHERN CROSS DC TIE | 2020 | 6 | 23 | 14 | 34.8 | 0 | 378 | 0
SOUTHERN CROSS DC TIE | 2020 | 7 | 23 | 14 | 147.9 | 0.5 | 1607 | 0
SOUTHERN CROSS DC TIE | 2020 | 8 | 23 | 14 | 0 | 0 | 0 | 0
SOUTHERN CROSS DC TIE | 2020 | 9 | 23 | 14 | 0 | 0 | 0 | 0
SOUTHERN CROSS DC TIE | 2020 | 10 | 23 | 14 | 1729.6 | 48.9 | 16050 | 0
SOUTHERN CROSS DC TIE | 2020 | 11 | 23 | 14 | 1123.9 | 24.4 | 10429 | 0
SOUTHERN CROSS DC TIE | 2020 | 12 | 23 | 14 | 2099.4 | 81.8 | 19482 | 0
SOUTHERN CROSS DC TIE | 2020 | 1 | 24 | 14 | 1071.4 | 20 | 9942 | 0
SOUTHERN CROSS DC TIE | 2020 | 2 | 24 | 14 | 1552.5 | 43.2 | 14406 | 0
SOUTHERN CROSS DC TIE | 2020 | 3 | 24 | 14 | 2084.1 | 80.4 | 19340 | 0
SOUTHERN CROSS DC TIE | 2020 | 4 | 24 | 14 | 249.9 | 1.1 | 2318 | 0
SOUTHERN CROSS DC TIE | 2020 | 5 | 24 | 14 | 655.5 | 8.9 | 6083 | 0
SOUTHERN CROSS DC TIE | 2020 | 6 | 24 | 14 | 0 | 0 | 0 | 0
SOUTHERN CROSS DC TIE | 2020 | 7 | 24 | 14 | 0 | 0 | 0 | 0
SOUTHERN CROSS DC TIE | 2020 | 8 | 24 | 14 | 0 | 0 | 0 | 0
SOUTHERN CROSS DC TIE | 2020 | 9 | 24 | 14 | 1278.4 | 35.1 | 13896 | 0
SOUTHERN CROSS DC TIE | 2020 | 10 | 24 | 14 | 569.1 | 5.7 | 5281 | 0
SOUTHERN CROSS DC TIE | 2020 | 11 | 24 | 14 | 1209.7 | 27.1 | 11225 | 0
SOUTHERN CROSS DC TIE | 2020 | 12 | 24 | 14 | 1548.4 | 45.7 | 14368 | 0
SOUTHERN CROSS DC TIE | 2020 | 1 | 25 | 14 | 1388.2 | 36.7 | 12882 | 0
SOUTHERN CROSS DC TIE | 2020 | 2 | 25 | 14 | 1654.2 | 52.2 | 15350 | 0
SOUTHERN CROSS DC TIE | 2020 | 3 | 25 | 14 | 2080.2 | 78.9 | 19304 | 0
SOUTHERN CROSS DC TIE | 2020 | 4 | 25 | 14 | 878.6 | 15.3 | 8153 | 0
SOUTHERN CROSS DC TIE | 2020 | 5 | 25 | 14 | 139.5 | 0.4 | 1294 | 0
SOUTHERN CROSS DC TIE | 2020 | 6 | 25 | 14 | 0 | 0 | 0 | 0
SOUTHERN CROSS DC TIE | 2020 | 7 | 25 | 14 | 613.9 | 7.3 | 6672 | 0
SOUTHERN CROSS DC TIE | 2020 | 8 | 25 | 14 | 0 | 0 | 0 | 0
SOUTHERN CROSS DC TIE | 2020 | 9 | 25 | 14 | 948.7 | 25 | 10312 | 0
SOUTHERN CROSS DC TIE | 2020 | 10 | 25 | 14 | 963.9 | 18.5 | 8944 | 0
SOUTHERN CROSS DC TIE | 2020 | 11 | 25 | 14 | 613.2 | 7.6 | 5690 | 0
SOUTHERN CROSS DC TIE | 2020 | 12 | 25 | 14 | 2090.2 | 83.2 | 19396 | 0
SOUTHERN CROSS DC TIE | 2020 | 1 | 26 | 14 | 693.2 | 9.1 | 6433 | 0
SOUTHERN CROSS DC TIE | 2020 | 2 | 26 | 14 | 1466.5 | 39.5 | 13608 | 0
SOUTHERN CROSS DC TIE | 2020 | 3 | 26 | 14 | 2080.5 | 82.7 | 19307 | 0
SOUTHERN CROSS DC TIE | 2020 | 4 | 26 | 14 | 862.4 | 13 | 8002 | 0
SOUTHERN CROSS DC TIE | 2020 | 5 | 26 | 14 | 0 | 0 | 0 | 0
SOUTHERN CROSS DC TIE | 2020 | 6 | 26 | 14 | 0 | 0 | 0 | 0
SOUTHERN CROSS DC TIE | 2020 | 7 | 26 | 14 | 1172.6 | 26.9 | 12746 | 0
SOUTHERN CROSS DC TIE | 2020 | 8 | 26 | 14 | 0 | 0 | 0 | 0
SOUTHERN CROSS DC TIE | 2020 | 9 | 26 | 14 | 545.5 | 6.4 | 5929 | 0
SOUTHERN CROSS DC TIE | 2020 | 10 | 26 | 14 | 484.3 | 4.7 | 4494 | 0
SOUTHERN CROSS DC TIE | 2020 | 11 | 26 | 14 | 1272.7 | 32.7 | 11810 | 0
SOUTHERN CROSS DC TIE | 2020 | 12 | 26 | 14 | 0 | 0 | 0 | 0
SOUTHERN CROSS DC TIE | 2020 | 1 | 27 | 14 | 211.7 | 0.9 | 1964 | 0
SOUTHERN CROSS DC TIE | 2020 | 2 | 27 | 14 | 1966.6 | 69.3 | 18250 | 0
SOUTHERN CROSS DC TIE | 2020 | 3 | 27 | 14 | 336.9 | 2.4 | 3126 | 0
SOUTHERN CROSS DC TIE | 2020 | 4 | 27 | 14 | 704.9 | 10.4 | 6541 | 0
SOUTHERN CROSS DC TIE | 2020 | 5 | 27 | 14 | 0 | 0 | 0 | 0
SOUTHERN CROSS DC TIE | 2020 | 6 | 27 | 14 | 0 | 0 | 0 | 0
SOUTHERN CROSS DC TIE | 2020 | 7 | 27 | 14 | 0 | 0 | 0 | 300.9
SOUTHERN CROSS DC TIE | 2020 | 8 | 27 | 14 | 0 | 0 | 0 | 0
SOUTHERN CROSS DC TIE | 2020 | 9 | 27 | 14 | 868.6 | 14.5 | 9441 | 0
SOUTHERN CROSS DC TIE | 2020 | 10 | 27 | 14 | 433.2 | 3.8 | 4020 | 0
SOUTHERN CROSS DC TIE | 2020 | 11 | 27 | 14 | 1060 | 21.4 | 9837 | 0
SOUTHERN CROSS DC TIE | 2020 | 12 | 27 | 14 | 1593.3 | 50.5 | 14785 | 0
SOUTHERN CROSS DC TIE | 2020 | 1 | 28 | 14 | 812 | 12.7 | 7534 | 0
SOUTHERN CROSS DC TIE | 2020 | 2 | 28 | 14 | 1450.3 | 37.7 | 13458 | 0
SOUTHERN CROSS DC TIE | 2020 | 3 | 28 | 14 | 2079.8 | 78.4 | 19300 | 0
SOUTHERN CROSS DC TIE | 2020 | 4 | 28 | 14 | 446.9 | 3.6 | 4147 | 0
SOUTHERN CROSS DC TIE | 2020 | 5 | 28 | 14 | 567.5 | 7.3 | 5266 | 0
SOUTHERN CROSS DC TIE | 2020 | 6 | 28 | 14 | 0 | 0 | 0 | 0
SOUTHERN CROSS DC TIE | 2020 | 7 | 28 | 14 | 0 | 0 | 0 | 0
SOUTHERN CROSS DC TIE | 2020 | 8 | 28 | 14 | 0 | 0 | 0 | 0
SOUTHERN CROSS DC TIE | 2020 | 9 | 28 | 14 | 440.9 | 3.9 | 4792 | 0
SOUTHERN CROSS DC TIE | 2020 | 10 | 28 | 14 | 798.4 | 12.4 | 7408 | 0
SOUTHERN CROSS DC TIE | 2020 | 11 | 28 | 14 | 191.2 | 0.7 | 1774 | 0
SOUTHERN CROSS DC TIE | 2020 | 12 | 28 | 14 | 2088.9 | 70.4 | 19385 | 0
SOUTHERN CROSS DC TIE | 2020 | 1 | 29 | 14 | 484.3 | 4.5 | 4494 | 0
SOUTHERN CROSS DC TIE | 2020 | 2 | 29 | 14 | 1883.9 | 69.1 | 17483 | 0
SOUTHERN CROSS DC TIE | 2020 | 3 | 29 | 14 | 1804.8 | 62 | 16748 | 0
SOUTHERN CROSS DC TIE | 2020 | 4 | 29 | 14 | 573.9 | 6.4 | 5325 | 0
SOUTHERN CROSS DC TIE | 2020 | 5 | 29 | 14 | 0 | 0 | 0 | 0
SOUTHERN CROSS DC TIE | 2020 | 6 | 29 | 14 | 0 | 0 | 0 | 0
SOUTHERN CROSS DC TIE | 2020 | 7 | 29 | 14 | 521.9 | 5.4 | 5672 | 0
SOUTHERN CROSS DC TIE | 2020 | 8 | 29 | 14 | 0 | 0 | 0 | 0
SOUTHERN CROSS DC TIE | 2020 | 9 | 29 | 14 | 126.6 | 0.4 | 1376 | 0
SOUTHERN CROSS DC TIE | 2020 | 10 | 29 | 14 | 533.7 | 9.1 | 4952 | 0
SOUTHERN CROSS DC TIE | 2020 | 11 | 29 | 14 | 694.1 | 8.3 | 6441 | 0
SOUTHERN CROSS DC TIE | 2020 | 12 | 29 | 14 | 1998.9 | 73.8 | 18550 | 0
SOUTHERN CROSS DC TIE | 2020 | 1 | 30 | 14 | 585.8 | 6.8 | 5436 | 0
SOUTHERN CROSS DC TIE | 2020 | 3 | 30 | 14 | 1968.6 | 75.1 | 18268 | 0
SOUTHERN CROSS DC TIE | 2020 | 4 | 30 | 14 | 416 | 4.1 | 3860 | 0
SOUTHERN CROSS DC TIE | 2020 | 5 | 30 | 14 | 0 | 0 | 0 | 0
SOUTHERN CROSS DC TIE | 2020 | 6 | 30 | 14 | 0 | 0 | 0 | 0
SOUTHERN CROSS DC TIE | 2020 | 7 | 30 | 14 | 0 | 0 | 0 | 0
SOUTHERN CROSS DC TIE | 2020 | 8 | 30 | 14 | 0 | 0 | 0 | 0
SOUTHERN CROSS DC TIE | 2020 | 9 | 30 | 14 | 0 | 0 | 0 | 0
SOUTHERN CROSS DC TIE | 2020 | 10 | 30 | 14 | 1422.2 | 35.5 | 13197 | 0
SOUTHERN CROSS DC TIE | 2020 | 11 | 30 | 14 | 767.3 | 11.4 | 7120 | 0
SOUTHERN CROSS DC TIE | 2020 | 12 | 30 | 14 | 2088.7 | 74.8 | 19383 | 0
SOUTHERN CROSS DC TIE | 2020 | 1 | 31 | 14 | 633.3 | 7.1 | 5877 | 0
SOUTHERN CROSS DC TIE | 2020 | 3 | 31 | 14 | 1047.9 | 20.8 | 9724 | 0
SOUTHERN CROSS DC TIE | 2020 | 5 | 31 | 14 | 113.8 | 0.3 | 1055 | 0
SOUTHERN CROSS DC TIE | 2020 | 7 | 31 | 14 | 0 | 0 | 0 | 0
SOUTHERN CROSS DC TIE | 2020 | 8 | 31 | 14 | 0 | 0 | 0 | 0
SOUTHERN CROSS DC TIE | 2020 | 10 | 31 | 14 | 516.9 | 5.2 | 4796 | 0
SOUTHERN CROSS DC TIE | 2020 | 12 | 31 | 14 | 1986.1 | 72 | 18431 | 0
SOUTHERN CROSS DC TIE | 2020 | 1 | 1 | 15 | 1030.8 | 19.5 | 9565 | 0
SOUTHERN CROSS DC TIE | 2020 | 2 | 1 | 15 | 364.9 | 2.7 | 3386 | 0
SOUTHERN CROSS DC TIE | 2020 | 3 | 1 | 15 | 63.5 | 0.1 | 589 | 0
SOUTHERN CROSS DC TIE | 2020 | 4 | 1 | 15 | 1189.2 | 27.8 | 11035 | 0
SOUTHERN CROSS DC TIE | 2020 | 5 | 1 | 15 | 99 | 0.3 | 918 | 0
SOUTHERN CROSS DC TIE | 2020 | 6 | 1 | 15 | 247.5 | 1.3 | 2690 | 0
SOUTHERN CROSS DC TIE | 2020 | 7 | 1 | 15 | 377.7 | 2.8 | 4105 | 0
SOUTHERN CROSS DC TIE | 2020 | 8 | 1 | 15 | 0 | 0 | 0 | 0
SOUTHERN CROSS DC TIE | 2020 | 9 | 1 | 15 | 0 | 0 | 0 | 0
SOUTHERN CROSS DC TIE | 2020 | 10 | 1 | 15 | 0 | 0 | 0 | 0
SOUTHERN CROSS DC TIE | 2020 | 11 | 1 | 15 | 728.2 | 9 | 6757 | 0
SOUTHERN CROSS DC TIE | 2020 | 12 | 1 | 15 | 2099.3 | 79.3 | 19481 | 0
SOUTHERN CROSS DC TIE | 2020 | 1 | 2 | 15 | 1247.3 | 28.1 | 11574 | 0
SOUTHERN CROSS DC TIE | 2020 | 2 | 2 | 15 | 430.7 | 3.6 | 3997 | 0
SOUTHERN CROSS DC TIE | 2020 | 3 | 2 | 15 | 0 | 0 | 0 | 0
SOUTHERN CROSS DC TIE | 2020 | 4 | 2 | 15 | 244.9 | 1.4 | 2272 | 0
SOUTHERN CROSS DC TIE | 2020 | 5 | 2 | 15 | 0 | 0 | 0 | 0
SOUTHERN CROSS DC TIE | 2020 | 6 | 2 | 15 | 0 | 0 | 0 | 0
SOUTHERN CROSS DC TIE | 2020 | 7 | 2 | 15 | 0 | 0 | 0 | 0
SOUTHERN CROSS DC TIE | 2020 | 8 | 2 | 15 | 0 | 0 | 0 | 124.5
SOUTHERN CROSS DC TIE | 2020 | 9 | 2 | 15 | 0 | 0 | 0 | 0
SOUTHERN CROSS DC TIE | 2020 | 10 | 2 | 15 | 0 | 0 | 0 | 0
SOUTHERN CROSS DC TIE | 2020 | 11 | 2 | 15 | 570.4 | 6 | 5293 | 0
SOUTHERN CROSS DC TIE | 2020 | 12 | 2 | 15 | 2106 | 81.5 | 19543 | 0
SOUTHERN CROSS DC TIE | 2020 | 1 | 3 | 15 | 635.3 | 8.3 | 5895 | 0
SOUTHERN CROSS DC TIE | 2020 | 2 | 3 | 15 | 2098.5 | 97 | 19473 | 0
SOUTHERN CROSS DC TIE | 2020 | 3 | 3 | 15 | 2079.9 | 82.6 | 19301 | 0
SOUTHERN CROSS DC TIE | 2020 | 4 | 3 | 15 | 293.4 | 1.6 | 2723 | 0
SOUTHERN CROSS DC TIE | 2020 | 5 | 3 | 15 | 306.1 | 1.1 | 2840 | 0
SOUTHERN CROSS DC TIE | 2020 | 6 | 3 | 15 | 464.2 | 3.9 | 5046 | 0
SOUTHERN CROSS DC TIE | 2020 | 7 | 3 | 15 | 0 | 0 | 0 | 0
SOUTHERN CROSS DC TIE | 2020 | 8 | 3 | 15 | 0 | 0 | 0 | 40.9
SOUTHERN CROSS DC TIE | 2020 | 9 | 3 | 15 | 0 | 0 | 0 | 0
SOUTHERN CROSS DC TIE | 2020 | 10 | 3 | 15 | 0 | 0 | 0 | 0
SOUTHERN CROSS DC TIE | 2020 | 11 | 3 | 15 | 1472.3 | 42.7 | 13663 | 0
SOUTHERN CROSS DC TIE | 2020 | 12 | 3 | 15 | 2097.1 | 83.4 | 19460 | 0
SOUTHERN CROSS DC TIE | 2020 | 1 | 4 | 15 | 861 | 13 | 7990 | 0
SOUTHERN CROSS DC TIE | 2020 | 2 | 4 | 15 | 2068.6 | 63.6 | 19196 | 0
SOUTHERN CROSS DC TIE | 2020 | 3 | 4 | 15 | 2097.2 | 78.6 | 19462 | 0
SOUTHERN CROSS DC TIE | 2020 | 4 | 4 | 15 | 92.8 | 0.2 | 861 | 0
SOUTHERN CROSS DC TIE | 2020 | 5 | 4 | 15 | 13.9 | 0 | 128 | 0
SOUTHERN CROSS DC TIE | 2020 | 6 | 4 | 15 | 0 | 0 | 0 | 0
SOUTHERN CROSS DC TIE | 2020 | 7 | 4 | 15 | 477.5 | 4.6 | 5190 | 0
SOUTHERN CROSS DC TIE | 2020 | 8 | 4 | 15 | 0 | 0 | 0 | 143.1
SOUTHERN CROSS DC TIE | 2020 | 9 | 4 | 15 | 0 | 0 | 0 | 0
SOUTHERN CROSS DC TIE | 2020 | 10 | 4 | 15 | 0 | 0 | 0 | 0
SOUTHERN CROSS DC TIE | 2020 | 11 | 4 | 15 | 1011 | 19.2 | 9381 | 0
SOUTHERN CROSS DC TIE | 2020 | 12 | 4 | 15 | 2060.3 | 78.5 | 19119 | 0
SOUTHERN CROSS DC TIE | 2020 | 1 | 5 | 15 | 569 | 6.6 | 5279 | 0
SOUTHERN CROSS DC TIE | 2020 | 2 | 5 | 15 | 971.8 | 18 | 9018 | 0
SOUTHERN CROSS DC TIE | 2020 | 3 | 5 | 15 | 2082.4 | 75.8 | 19324 | 0
SOUTHERN CROSS DC TIE | 2020 | 4 | 5 | 15 | 370.1 | 2.8 | 3434 | 0
SOUTHERN CROSS DC TIE | 2020 | 5 | 5 | 15 | 190.9 | 0.7 | 1771 | 0
SOUTHERN CROSS DC TIE | 2020 | 6 | 5 | 15 | 96.6 | 0.2 | 1049 | 0
SOUTHERN CROSS DC TIE | 2020 | 7 | 5 | 15 | 14.7 | 0 | 159 | 0
SOUTHERN CROSS DC TIE | 2020 | 8 | 5 | 15 | 0 | 0 | 0 | 0
SOUTHERN CROSS DC TIE | 2020 | 9 | 5 | 15 | 0 | 0 | 0 | 0
SOUTHERN CROSS DC TIE | 2020 | 10 | 5 | 15 | 0 | 0 | 0 | 0
SOUTHERN CROSS DC TIE | 2020 | 11 | 5 | 15 | 662.3 | 9.3 | 6146 | 0
SOUTHERN CROSS DC TIE | 2020 | 12 | 5 | 15 | 1075.9 | 22 | 9984 | 0
SOUTHERN CROSS DC TIE | 2020 | 1 | 6 | 15 | 1038 | 22.1 | 9632 | 0
SOUTHERN CROSS DC TIE | 2020 | 2 | 6 | 15 | 2087.7 | 80.5 | 19373 | 0
SOUTHERN CROSS DC TIE | 2020 | 3 | 6 | 15 | 2087.2 | 81.6 | 19369 | 0
SOUTHERN CROSS DC TIE | 2020 | 4 | 6 | 15 | 474.6 | 5.3 | 4404 | 0
SOUTHERN CROSS DC TIE | 2020 | 5 | 6 | 15 | 1653.1 | 51.9 | 15340 | 0
SOUTHERN CROSS DC TIE | 2020 | 6 | 6 | 15 | 0 | 0 | 0 | 0
SOUTHERN CROSS DC TIE | 2020 | 7 | 6 | 15 | 0 | 0 | 0 | 0
SOUTHERN CROSS DC TIE | 2020 | 8 | 6 | 15 | 0 | 0 | 0 | 790.6
SOUTHERN CROSS DC TIE | 2020 | 9 | 6 | 15 | 0 | 0 | 0 | 0
SOUTHERN CROSS DC TIE | 2020 | 10 | 6 | 15 | 329.2 | 2.8 | 3055 | 0
SOUTHERN CROSS DC TIE | 2020 | 11 | 6 | 15 | 1556.9 | 45.6 | 14448 | 0
SOUTHERN CROSS DC TIE | 2020 | 12 | 6 | 15 | 117.1 | 0.3 | 1087 | 0
SOUTHERN CROSS DC TIE | 2020 | 1 | 7 | 15 | 962.1 | 17.9 | 8928 | 0
SOUTHERN CROSS DC TIE | 2020 | 2 | 7 | 15 | 2085.6 | 79.7 | 19354 | 0
SOUTHERN CROSS DC TIE | 2020 | 3 | 7 | 15 | 710.3 | 11 | 6591 | 0
SOUTHERN CROSS DC TIE | 2020 | 4 | 7 | 15 | 301.4 | 1.9 | 2796 | 0
SOUTHERN CROSS DC TIE | 2020 | 5 | 7 | 15 | 587.8 | 6.6 | 5455 | 0
SOUTHERN CROSS DC TIE | 2020 | 6 | 7 | 15 | 0 | 0 | 0 | 0
SOUTHERN CROSS DC TIE | 2020 | 7 | 7 | 15 | 0 | 0 | 0 | 0
SOUTHERN CROSS DC TIE | 2020 | 8 | 7 | 15 | 0 | 0 | 0 | 584.6
SOUTHERN CROSS DC TIE | 2020 | 9 | 7 | 15 | 0 | 0 | 0 | 0
SOUTHERN CROSS DC TIE | 2020 | 10 | 7 | 15 | 342.7 | 2.2 | 3180 | 0
SOUTHERN CROSS DC TIE | 2020 | 11 | 7 | 15 | 3.4 | 0 | 31 | 0
SOUTHERN CROSS DC TIE | 2020 | 12 | 7 | 15 | 1582 | 45 | 14680 | 0
SOUTHERN CROSS DC TIE | 2020 | 1 | 8 | 15 | 1073 | 22.8 | 9957 | 0
SOUTHERN CROSS DC TIE | 2020 | 2 | 8 | 15 | 666 | 8.6 | 6180 | 0
SOUTHERN CROSS DC TIE | 2020 | 3 | 8 | 15 | 380.9 | 2.9 | 3534 | 0
SOUTHERN CROSS DC TIE | 2020 | 4 | 8 | 15 | 1684.6 | 50.6 | 15633 | 0
SOUTHERN CROSS DC TIE | 2020 | 5 | 8 | 15 | 856.3 | 13.8 | 7946 | 0
SOUTHERN CROSS DC TIE | 2020 | 6 | 8 | 15 | 93.2 | 0.2 | 1013 | 0
SOUTHERN CROSS DC TIE | 2020 | 7 | 8 | 15 | 116.4 | 0.3 | 1265 | 0
SOUTHERN CROSS DC TIE | 2020 | 8 | 8 | 15 | 0 | 0 | 0 | 13.4
SOUTHERN CROSS DC TIE | 2020 | 9 | 8 | 15 | 0 | 0 | 0 | 0
SOUTHERN CROSS DC TIE | 2020 | 10 | 8 | 15 | 390.6 | 3.3 | 3625 | 0
SOUTHERN CROSS DC TIE | 2020 | 11 | 8 | 15 | 130.7 | 0.3 | 1213 | 0
SOUTHERN CROSS DC TIE | 2020 | 12 | 8 | 15 | 2107.9 | 93.6 | 19561 | 0
SOUTHERN CROSS DC TIE | 2020 | 1 | 9 | 15 | 1343.4 | 33.4 | 12466 | 0
SOUTHERN CROSS DC TIE | 2020 | 2 | 9 | 15 | 497.9 | 4.8 | 4620 | 0
SOUTHERN CROSS DC TIE | 2020 | 3 | 9 | 15 | 1266.4 | 32.4 | 11751 | 0
SOUTHERN CROSS DC TIE | 2020 | 4 | 9 | 15 | 891.9 | 15.6 | 8276 | 0
SOUTHERN CROSS DC TIE | 2020 | 5 | 9 | 15 | 64.9 | 0.1 | 601 | 0
SOUTHERN CROSS DC TIE | 2020 | 6 | 9 | 15 | 218.2 | 1 | 2371 | 0
SOUTHERN CROSS DC TIE | 2020 | 7 | 9 | 15 | 0 | 0 | 0 | 0
SOUTHERN CROSS DC TIE | 2020 | 8 | 9 | 15 | 0 | 0 | 0 | 478.8
SOUTHERN CROSS DC TIE | 2020 | 9 | 9 | 15 | 561.7 | 6.2 | 6105 | 0
SOUTHERN CROSS DC TIE | 2020 | 10 | 9 | 15 | 602.1 | 7.2 | 5587 | 0
SOUTHERN CROSS DC TIE | 2020 | 11 | 9 | 15 | 126.4 | 0.3 | 1173 | 0
SOUTHERN CROSS DC TIE | 2020 | 12 | 9 | 15 | 2089 | 78.8 | 19385 | 0
SOUTHERN CROSS DC TIE | 2020 | 1 | 10 | 15 | 1347.4 | 30.9 | 12503 | 0
SOUTHERN CROSS DC TIE | 2020 | 2 | 10 | 15 | 985.9 | 13.3 | 9149 | 0
SOUTHERN CROSS DC TIE | 2020 | 3 | 10 | 15 | 1288.5 | 32.6 | 11957 | 0
SOUTHERN CROSS DC TIE | 2020 | 4 | 10 | 15 | 1557.8 | 48.2 | 14455 | 0
SOUTHERN CROSS DC TIE | 2020 | 5 | 10 | 15 | 905.5 | 16.5 | 8403 | 0
SOUTHERN CROSS DC TIE | 2020 | 6 | 10 | 15 | 317.1 | 2.2 | 3446 | 0
SOUTHERN CROSS DC TIE | 2020 | 7 | 10 | 15 | 0 | 0 | 0 | 116.9
SOUTHERN CROSS DC TIE | 2020 | 8 | 10 | 15 | 0 | 0 | 0 | 592.2
SOUTHERN CROSS DC TIE | 2020 | 9 | 10 | 15 | 0 | 0 | 0 | 0
SOUTHERN CROSS DC TIE | 2020 | 10 | 10 | 15 | 158.9 | 0.5 | 1474 | 0
SOUTHERN CROSS DC TIE | 2020 | 11 | 10 | 15 | 2039.6 | 80.1 | 18927 | 0
SOUTHERN CROSS DC TIE | 2020 | 12 | 10 | 15 | 1798 | 62.1 | 16685 | 0
SOUTHERN CROSS DC TIE | 2020 | 1 | 11 | 15 | 1380 | 38.4 | 12806 | 0
SOUTHERN CROSS DC TIE | 2020 | 2 | 11 | 15 | 1481.1 | 41.7 | 13744 | 0
SOUTHERN CROSS DC TIE | 2020 | 3 | 11 | 15 | 2067.2 | 77.1 | 19183 | 0
SOUTHERN CROSS DC TIE | 2020 | 4 | 11 | 15 | 1269.3 | 31.4 | 11779 | 0
SOUTHERN CROSS DC TIE | 2020 | 5 | 11 | 15 | 1023.4 | 20.2 | 9497 | 0
SOUTHERN CROSS DC TIE | 2020 | 6 | 11 | 15 | 527 | 5.5 | 5728 | 0
SOUTHERN CROSS DC TIE | 2020 | 7 | 11 | 15 | 0 | 0 | 0 | 82.3
SOUTHERN CROSS DC TIE | 2020 | 8 | 11 | 15 | 0 | 0 | 0 | 699.5
SOUTHERN CROSS DC TIE | 2020 | 9 | 11 | 15 | 0 | 0 | 0 | 0
SOUTHERN CROSS DC TIE | 2020 | 10 | 11 | 15 | 6.3 | 0 | 58 | 0
SOUTHERN CROSS DC TIE | 2020 | 11 | 11 | 15 | 2017.7 | 82.1 | 18724 | 0
SOUTHERN CROSS DC TIE | 2020 | 12 | 11 | 15 | 2103.9 | 80.9 | 19523 | 0
SOUTHERN CROSS DC TIE | 2020 | 1 | 12 | 15 | 1151.2 | 22.1 | 10682 | 0
SOUTHERN CROSS DC TIE | 2020 | 2 | 12 | 15 | 2072.2 | 80.5 | 19229 | 0
SOUTHERN CROSS DC TIE | 2020 | 3 | 12 | 15 | 0 | 0 | 0 | 0
SOUTHERN CROSS DC TIE | 2020 | 4 | 12 | 15 | 0 | 0 | 0 | 0
SOUTHERN CROSS DC TIE | 2020 | 5 | 12 | 15 | 493.3 | 4.1 | 4577 | 0
SOUTHERN CROSS DC TIE | 2020 | 6 | 12 | 15 | 0 | 0 | 0 | 0
SOUTHERN CROSS DC TIE | 2020 | 7 | 12 | 15 | 0 | 0 | 0 | 168.7
SOUTHERN CROSS DC TIE | 2020 | 8 | 12 | 15 | 810.3 | 15.6 | 8808 | 0
SOUTHERN CROSS DC TIE | 2020 | 9 | 12 | 15 | 0 | 0 | 0 | 0
SOUTHERN CROSS DC TIE | 2020 | 10 | 12 | 15 | 403.4 | 3.3 | 3743 | 0
SOUTHERN CROSS DC TIE | 2020 | 11 | 12 | 15 | 1114.3 | 23.5 | 10340 | 0
SOUTHERN CROSS DC TIE | 2020 | 12 | 12 | 15 | 721.1 | 9.6 | 6691 | 0
SOUTHERN CROSS DC TIE | 2020 | 1 | 13 | 15 | 1255.6 | 30 | 11652 | 0
SOUTHERN CROSS DC TIE | 2020 | 2 | 13 | 15 | 1301.1 | 30.8 | 12074 | 0
SOUTHERN CROSS DC TIE | 2020 | 3 | 13 | 15 | 1016.5 | 24.9 | 9432 | 0
SOUTHERN CROSS DC TIE | 2020 | 4 | 13 | 15 | 114.2 | 0.2 | 1060 | 0
SOUTHERN CROSS DC TIE | 2020 | 5 | 13 | 15 | 34.7 | 0 | 322 | 0
SOUTHERN CROSS DC TIE | 2020 | 6 | 13 | 15 | 0 | 0 | 0 | 0
SOUTHERN CROSS DC TIE | 2020 | 7 | 13 | 15 | 0 | 0 | 0 | 0
SOUTHERN CROSS DC TIE | 2020 | 8 | 13 | 15 | 0 | 0 | 0 | 0
SOUTHERN CROSS DC TIE | 2020 | 9 | 13 | 15 | 376.4 | 2.8 | 4090 | 0
SOUTHERN CROSS DC TIE | 2020 | 10 | 13 | 15 | 106.7 | 0.2 | 990 | 0
SOUTHERN CROSS DC TIE | 2020 | 11 | 13 | 15 | 473.7 | 4.5 | 4395 | 0
SOUTHERN CROSS DC TIE | 2020 | 12 | 13 | 15 | 0 | 0 | 0 | 0
SOUTHERN CROSS DC TIE | 2020 | 1 | 14 | 15 | 1322.5 | 34 | 12272 | 0
SOUTHERN CROSS DC TIE | 2020 | 2 | 14 | 15 | 676.1 | 8.9 | 6274 | 0
SOUTHERN CROSS DC TIE | 2020 | 3 | 14 | 15 | 481.2 | 4.1 | 4465 | 0
SOUTHERN CROSS DC TIE | 2020 | 4 | 14 | 15 | 814.6 | 12.6 | 7559 | 0
SOUTHERN CROSS DC TIE | 2020 | 5 | 14 | 15 | 194.7 | 0.8 | 1806 | 0
SOUTHERN CROSS DC TIE | 2020 | 6 | 14 | 15 | 0 | 0 | 0 | 0
SOUTHERN CROSS DC TIE | 2020 | 7 | 14 | 15 | 0 | 0 | 0 | 0
SOUTHERN CROSS DC TIE | 2020 | 8 | 14 | 15 | 0 | 0 | 0 | 21.2
SOUTHERN CROSS DC TIE | 2020 | 9 | 14 | 15 | 435.4 | 3.7 | 4732 | 0
SOUTHERN CROSS DC TIE | 2020 | 10 | 14 | 15 | 1349 | 34 | 12518 | 0
SOUTHERN CROSS DC TIE | 2020 | 11 | 14 | 15 | 9.9 | 0 | 91 | 0
SOUTHERN CROSS DC TIE | 2020 | 12 | 14 | 15 | 106.4 | 0.2 | 987 | 0
SOUTHERN CROSS DC TIE | 2020 | 1 | 15 | 15 | 1935.7 | 72.3 | 17963 | 0
SOUTHERN CROSS DC TIE | 2020 | 2 | 15 | 15 | 571.7 | 6.3 | 5305 | 0
SOUTHERN CROSS DC TIE | 2020 | 3 | 15 | 15 | 834.6 | 12.8 | 7744 | 0
SOUTHERN CROSS DC TIE | 2020 | 4 | 15 | 15 | 1015.4 | 20 | 9423 | 0
SOUTHERN CROSS DC TIE | 2020 | 5 | 15 | 15 | 198.6 | 0.8 | 1842 | 0
SOUTHERN CROSS DC TIE | 2020 | 6 | 15 | 15 | 0 | 0 | 0 | 0
SOUTHERN CROSS DC TIE | 2020 | 7 | 15 | 15 | 0 | 0 | 0 | 0
SOUTHERN CROSS DC TIE | 2020 | 8 | 15 | 15 | 0 | 0 | 0 | 563.6
SOUTHERN CROSS DC TIE | 2020 | 9 | 15 | 15 | 0 | 0 | 0 | 0
SOUTHERN CROSS DC TIE | 2020 | 10 | 15 | 15 | 1038 | 20.6 | 9632 | 0
SOUTHERN CROSS DC TIE | 2020 | 11 | 15 | 15 | 251.5 | 1.3 | 2334 | 0
SOUTHERN CROSS DC TIE | 2020 | 12 | 15 | 15 | 938.3 | 18.6 | 8707 | 0
SOUTHERN CROSS DC TIE | 2020 | 1 | 16 | 15 | 838 | 13.4 | 7776 | 0
SOUTHERN CROSS DC TIE | 2020 | 2 | 16 | 15 | 353.9 | 2.5 | 3283 | 0
SOUTHERN CROSS DC TIE | 2020 | 3 | 16 | 15 | 1076.3 | 23 | 9988 | 0
SOUTHERN CROSS DC TIE | 2020 | 4 | 16 | 15 | 343.2 | 2.4 | 3185 | 0
SOUTHERN CROSS DC TIE | 2020 | 5 | 16 | 15 | 0 | 0 | 0 | 0
SOUTHERN CROSS DC TIE | 2020 | 6 | 16 | 15 | 713.4 | 9.6 | 7755 | 0
SOUTHERN CROSS DC TIE | 2020 | 7 | 16 | 15 | 0 | 0 | 0 | 156.1
SOUTHERN CROSS DC TIE | 2020 | 8 | 16 | 15 | 0 | 0 | 0 | 399.2
SOUTHERN CROSS DC TIE | 2020 | 9 | 16 | 15 | 795.9 | 12.3 | 8651 | 0
SOUTHERN CROSS DC TIE | 2020 | 10 | 16 | 15 | 987.3 | 18.8 | 9161 | 0
SOUTHERN CROSS DC TIE | 2020 | 11 | 16 | 15 | 1365.3 | 32.2 | 12670 | 0
SOUTHERN CROSS DC TIE | 2020 | 12 | 16 | 15 | 2084.3 | 72.2 | 19342 | 0
SOUTHERN CROSS DC TIE | 2020 | 1 | 17 | 15 | 1559 | 45.3 | 14467 | 0
SOUTHERN CROSS DC TIE | 2020 | 2 | 17 | 15 | 136.1 | 0.4 | 1262 | 0
SOUTHERN CROSS DC TIE | 2020 | 3 | 17 | 15 | 941.2 | 16.9 | 8734 | 0
SOUTHERN CROSS DC TIE | 2020 | 4 | 17 | 15 | 0 | 0 | 0 | 39
SOUTHERN CROSS DC TIE | 2020 | 5 | 17 | 15 | 0 | 0 | 0 | 0
SOUTHERN CROSS DC TIE | 2020 | 6 | 17 | 15 | 2088.5 | 73.4 | 22701 | 0
SOUTHERN CROSS DC TIE | 2020 | 7 | 17 | 15 | 0 | 0 | 0 | 681.3
SOUTHERN CROSS DC TIE | 2020 | 8 | 17 | 15 | 0 | 0 | 0 | 313
SOUTHERN CROSS DC TIE | 2020 | 9 | 17 | 15 | 304.3 | 1.8 | 3307 | 0
SOUTHERN CROSS DC TIE | 2020 | 10 | 17 | 15 | 829 | 14.3 | 7693 | 0
SOUTHERN CROSS DC TIE | 2020 | 11 | 17 | 15 | 2096.4 | 82.5 | 19454 | 0
SOUTHERN CROSS DC TIE | 2020 | 12 | 17 | 15 | 766.8 | 11.2 | 7115 | 0
SOUTHERN CROSS DC TIE | 2020 | 1 | 18 | 15 | 989.5 | 19.6 | 9182 | 0
SOUTHERN CROSS DC TIE | 2020 | 2 | 18 | 15 | 280.2 | 1.4 | 2600 | 0
SOUTHERN CROSS DC TIE | 2020 | 3 | 18 | 15 | 717.2 | 10.2 | 6655 | 0
SOUTHERN CROSS DC TIE | 2020 | 4 | 18 | 15 | 321.8 | 1.6 | 2986 | 0
SOUTHERN CROSS DC TIE | 2020 | 5 | 18 | 15 | 0 | 0 | 0 | 0
SOUTHERN CROSS DC TIE | 2020 | 6 | 18 | 15 | 0 | 0 | 0 | 0
SOUTHERN CROSS DC TIE | 2020 | 7 | 18 | 15 | 0 | 0 | 0 | 0
SOUTHERN CROSS DC TIE | 2020 | 8 | 18 | 15 | 0 | 0 | 0 | 280.7
SOUTHERN CROSS DC TIE | 2020 | 9 | 18 | 15 | 1176.2 | 27.6 | 12785 | 0
SOUTHERN CROSS DC TIE | 2020 | 10 | 18 | 15 | 463.6 | 4.9 | 4302 | 0
SOUTHERN CROSS DC TIE | 2020 | 11 | 18 | 15 | 1217.3 | 28.6 | 11296 | 0
SOUTHERN CROSS DC TIE | 2020 | 12 | 18 | 15 | 853.8 | 14.2 | 7922 | 0
SOUTHERN CROSS DC TIE | 2020 | 1 | 19 | 15 | 305.3 | 1.9 | 2833 | 0
SOUTHERN CROSS DC TIE | 2020 | 2 | 19 | 15 | 320.3 | 2 | 2972 | 0
SOUTHERN CROSS DC TIE | 2020 | 3 | 19 | 15 | 944.5 | 16.4 | 8764 | 0
SOUTHERN CROSS DC TIE | 2020 | 4 | 19 | 15 | 52 | 0.1 | 482 | 0
SOUTHERN CROSS DC TIE | 2020 | 5 | 19 | 15 | 0 | 0 | 0 | 0
SOUTHERN CROSS DC TIE | 2020 | 6 | 19 | 15 | 0 | 0 | 0 | 0
SOUTHERN CROSS DC TIE | 2020 | 7 | 19 | 15 | 0 | 0 | 0 | 0
SOUTHERN CROSS DC TIE | 2020 | 8 | 19 | 15 | 0 | 0 | 0 | 0
SOUTHERN CROSS DC TIE | 2020 | 9 | 19 | 15 | 0 | 0 | 0 | 0
SOUTHERN CROSS DC TIE | 2020 | 10 | 19 | 15 | 479.3 | 5.1 | 4447 | 0
SOUTHERN CROSS DC TIE | 2020 | 11 | 19 | 15 | 1047.2 | 20.9 | 9717 | 0
SOUTHERN CROSS DC TIE | 2020 | 12 | 19 | 15 | 70.5 | 0.1 | 654 | 0
SOUTHERN CROSS DC TIE | 2020 | 1 | 20 | 15 | 1141.3 | 24.8 | 10590 | 0
SOUTHERN CROSS DC TIE | 2020 | 2 | 20 | 15 | 218 | 0.9 | 2023 | 0
SOUTHERN CROSS DC TIE | 2020 | 3 | 20 | 15 | 1204.8 | 27.5 | 11180 | 0
SOUTHERN CROSS DC TIE | 2020 | 4 | 20 | 15 | 795 | 12.4 | 7377 | 0
SOUTHERN CROSS DC TIE | 2020 | 5 | 20 | 15 | 0 | 0 | 0 | 0
SOUTHERN CROSS DC TIE | 2020 | 6 | 20 | 15 | 0 | 0 | 0 | 0
SOUTHERN CROSS DC TIE | 2020 | 7 | 20 | 15 | 0 | 0 | 0 | 46
SOUTHERN CROSS DC TIE | 2020 | 8 | 20 | 15 | 0 | 0 | 0 | 300.8
SOUTHERN CROSS DC TIE | 2020 | 9 | 20 | 15 | 0 | 0 | 0 | 0
SOUTHERN CROSS DC TIE | 2020 | 10 | 20 | 15 | 1975.8 | 68.5 | 18335 | 0
SOUTHERN CROSS DC TIE | 2020 | 11 | 20 | 15 | 898.4 | 16.2 | 8337 | 0
SOUTHERN CROSS DC TIE | 2020 | 12 | 20 | 15 | 573.9 | 5.7 | 5326 | 0
SOUTHERN CROSS DC TIE | 2020 | 1 | 21 | 15 | 716 | 9.3 | 6644 | 0
SOUTHERN CROSS DC TIE | 2020 | 2 | 21 | 15 | 224.9 | 1 | 2087 | 0
SOUTHERN CROSS DC TIE | 2020 | 3 | 21 | 15 | 1596.4 | 47.6 | 14814 | 0
SOUTHERN CROSS DC TIE | 2020 | 4 | 21 | 15 | 1602.3 | 50.5 | 14869 | 0
SOUTHERN CROSS DC TIE | 2020 | 5 | 21 | 15 | 585.3 | 6.5 | 5431 | 0
SOUTHERN CROSS DC TIE | 2020 | 6 | 21 | 15 | 0 | 0 | 0 | 0
SOUTHERN CROSS DC TIE | 2020 | 7 | 21 | 15 | 0 | 0 | 0 | 277.5
SOUTHERN CROSS DC TIE | 2020 | 8 | 21 | 15 | 0 | 0 | 0 | 0
SOUTHERN CROSS DC TIE | 2020 | 9 | 21 | 15 | 0 | 0 | 0 | 0
SOUTHERN CROSS DC TIE | 2020 | 10 | 21 | 15 | 1616 | 53.4 | 14996 | 0
SOUTHERN CROSS DC TIE | 2020 | 11 | 21 | 15 | 699.9 | 9.3 | 6495 | 0
SOUTHERN CROSS DC TIE | 2020 | 12 | 21 | 15 | 818.7 | 13.7 | 7597 | 0
SOUTHERN CROSS DC TIE | 2020 | 1 | 22 | 15 | 1392.9 | 37.1 | 12925 | 0
SOUTHERN CROSS DC TIE | 2020 | 2 | 22 | 15 | 690.5 | 9.4 | 6407 | 0
SOUTHERN CROSS DC TIE | 2020 | 3 | 22 | 15 | 745.7 | 11.1 | 6920 | 0
SOUTHERN CROSS DC TIE | 2020 | 4 | 22 | 15 | 67.9 | 0.1 | 630 | 0
SOUTHERN CROSS DC TIE | 2020 | 5 | 22 | 15 | 1269.5 | 31.4 | 11780 | 0
SOUTHERN CROSS DC TIE | 2020 | 6 | 22 | 15 | 0 | 0 | 0 | 0
SOUTHERN CROSS DC TIE | 2020 | 7 | 22 | 15 | 0 | 0 | 0 | 0
SOUTHERN CROSS DC TIE | 2020 | 8 | 22 | 15 | 0 | 0 | 0 | 296.8
SOUTHERN CROSS DC TIE | 2020 | 9 | 22 | 15 | 0 | 0 | 0 | 0
SOUTHERN CROSS DC TIE | 2020 | 10 | 22 | 15 | 1791.3 | 59.6 | 16623 | 0
SOUTHERN CROSS DC TIE | 2020 | 11 | 22 | 15 | 813.5 | 12.8 | 7549 | 0
SOUTHERN CROSS DC TIE | 2020 | 12 | 22 | 15 | 1916.4 | 68.6 | 17783 | 0
SOUTHERN CROSS DC TIE | 2020 | 1 | 23 | 15 | 1430 | 38.7 | 13270 | 0
SOUTHERN CROSS DC TIE | 2020 | 2 | 23 | 15 | 382.9 | 3 | 3553 | 0
SOUTHERN CROSS DC TIE | 2020 | 3 | 23 | 15 | 1420.6 | 38.1 | 13183 | 0
SOUTHERN CROSS DC TIE | 2020 | 4 | 23 | 15 | 975.5 | 18.4 | 9052 | 0
SOUTHERN CROSS DC TIE | 2020 | 5 | 23 | 15 | 923.8 | 16.8 | 8572 | 0
SOUTHERN CROSS DC TIE | 2020 | 6 | 23 | 15 | 0 | 0 | 0 | 0
SOUTHERN CROSS DC TIE | 2020 | 7 | 23 | 15 | 0 | 0 | 0 | 0
SOUTHERN CROSS DC TIE | 2020 | 8 | 23 | 15 | 0 | 0 | 0 | 0
SOUTHERN CROSS DC TIE | 2020 | 9 | 23 | 15 | 0 | 0 | 0 | 0
SOUTHERN CROSS DC TIE | 2020 | 10 | 23 | 15 | 1647.2 | 49.9 | 15285 | 0
SOUTHERN CROSS DC TIE | 2020 | 11 | 23 | 15 | 1183.5 | 28.2 | 10982 | 0
SOUTHERN CROSS DC TIE | 2020 | 12 | 23 | 15 | 1551.4 | 43.7 | 14396 | 0
SOUTHERN CROSS DC TIE | 2020 | 1 | 24 | 15 | 1018.1 | 18.7 | 9447 | 0
SOUTHERN CROSS DC TIE | 2020 | 2 | 24 | 15 | 902.4 | 16.6 | 8373 | 0
SOUTHERN CROSS DC TIE | 2020 | 3 | 24 | 15 | 2091.2 | 87.4 | 19406 | 0
SOUTHERN CROSS DC TIE | 2020 | 4 | 24 | 15 | 188.7 | 0.8 | 1750 | 0
SOUTHERN CROSS DC TIE | 2020 | 5 | 24 | 15 | 435.3 | 3.6 | 4039 | 0
SOUTHERN CROSS DC TIE | 2020 | 6 | 24 | 15 | 0 | 0 | 0 | 0
SOUTHERN CROSS DC TIE | 2020 | 7 | 24 | 15 | 0 | 0 | 0 | 0
SOUTHERN CROSS DC TIE | 2020 | 8 | 24 | 15 | 0 | 0 | 0 | 0
SOUTHERN CROSS DC TIE | 2020 | 9 | 24 | 15 | 1138.2 | 20.4 | 12372 | 0
SOUTHERN CROSS DC TIE | 2020 | 10 | 24 | 15 | 481.8 | 4.7 | 4471 | 0
SOUTHERN CROSS DC TIE | 2020 | 11 | 24 | 15 | 1044.6 | 20.3 | 9693 | 0
SOUTHERN CROSS DC TIE | 2020 | 12 | 24 | 15 | 1119.2 | 23.8 | 10386 | 0
SOUTHERN CROSS DC TIE | 2020 | 1 | 25 | 15 | 1482.9 | 39.1 | 13761 | 0
SOUTHERN CROSS DC TIE | 2020 | 2 | 25 | 15 | 1583.3 | 46.8 | 14693 | 0
SOUTHERN CROSS DC TIE | 2020 | 3 | 25 | 15 | 2025.8 | 80.1 | 18799 | 0
SOUTHERN CROSS DC TIE | 2020 | 4 | 25 | 15 | 660.4 | 8.5 | 6128 | 0
SOUTHERN CROSS DC TIE | 2020 | 5 | 25 | 15 | 0 | 0 | 0 | 0
SOUTHERN CROSS DC TIE | 2020 | 6 | 25 | 15 | 0 | 0 | 0 | 0
SOUTHERN CROSS DC TIE | 2020 | 7 | 25 | 15 | 443.9 | 3.8 | 4824 | 0
SOUTHERN CROSS DC TIE | 2020 | 8 | 25 | 15 | 0 | 0 | 0 | 0
SOUTHERN CROSS DC TIE | 2020 | 9 | 25 | 15 | 745.5 | 7.6 | 8103 | 0
SOUTHERN CROSS DC TIE | 2020 | 10 | 25 | 15 | 734.6 | 10.3 | 6816 | 0
SOUTHERN CROSS DC TIE | 2020 | 11 | 25 | 15 | 474.7 | 4.2 | 4404 | 0
SOUTHERN CROSS DC TIE | 2020 | 12 | 25 | 15 | 1730.7 | 55.4 | 16061 | 0
SOUTHERN CROSS DC TIE | 2020 | 1 | 26 | 15 | 399.8 | 3 | 3710 | 0
SOUTHERN CROSS DC TIE | 2020 | 2 | 26 | 15 | 1789.6 | 57 | 16607 | 0
SOUTHERN CROSS DC TIE | 2020 | 3 | 26 | 15 | 2079.5 | 78.3 | 19297 | 0
SOUTHERN CROSS DC TIE | 2020 | 4 | 26 | 15 | 541.8 | 6.4 | 5028 | 0
SOUTHERN CROSS DC TIE | 2020 | 5 | 26 | 15 | 0 | 0 | 0 | 0
SOUTHERN CROSS DC TIE | 2020 | 6 | 26 | 15 | 0 | 0 | 0 | 0
SOUTHERN CROSS DC TIE | 2020 | 7 | 26 | 15 | 0 | 0 | 0 | 0
SOUTHERN CROSS DC TIE | 2020 | 8 | 26 | 15 | 0 | 0 | 0 | 0
SOUTHERN CROSS DC TIE | 2020 | 9 | 26 | 15 | 657.6 | 7.5 | 7148 | 0
SOUTHERN CROSS DC TIE | 2020 | 10 | 26 | 15 | 589.8 | 6.9 | 5473 | 0
SOUTHERN CROSS DC TIE | 2020 | 11 | 26 | 15 | 893.8 | 15 | 8294 | 0
SOUTHERN CROSS DC TIE | 2020 | 12 | 26 | 15 | 0 | 0 | 0 | 0
SOUTHERN CROSS DC TIE | 2020 | 1 | 27 | 15 | 397.2 | 3 | 3686 | 0
SOUTHERN CROSS DC TIE | 2020 | 2 | 27 | 15 | 2024.5 | 75.6 | 18787 | 0
SOUTHERN CROSS DC TIE | 2020 | 3 | 27 | 15 | 407.2 | 3.4 | 3779 | 0
SOUTHERN CROSS DC TIE | 2020 | 4 | 27 | 15 | 562.3 | 5.7 | 5217 | 0
SOUTHERN CROSS DC TIE | 2020 | 5 | 27 | 15 | 0 | 0 | 0 | 0
SOUTHERN CROSS DC TIE | 2020 | 6 | 27 | 15 | 0 | 0 | 0 | 0
SOUTHERN CROSS DC TIE | 2020 | 7 | 27 | 15 | 0 | 0 | 0 | 854
SOUTHERN CROSS DC TIE | 2020 | 8 | 27 | 15 | 0 | 0 | 0 | 416.5
SOUTHERN CROSS DC TIE | 2020 | 9 | 27 | 15 | 314.5 | 1.8 | 3418 | 0
SOUTHERN CROSS DC TIE | 2020 | 10 | 27 | 15 | 175.9 | 0.6 | 1632 | 0
SOUTHERN CROSS DC TIE | 2020 | 11 | 27 | 15 | 774.3 | 10.9 | 7185 | 0
SOUTHERN CROSS DC TIE | 2020 | 12 | 27 | 15 | 1619.3 | 48.8 | 15027 | 0
SOUTHERN CROSS DC TIE | 2020 | 1 | 28 | 15 | 868.2 | 21.7 | 8056 | 0
SOUTHERN CROSS DC TIE | 2020 | 2 | 28 | 15 | 1393.1 | 34.7 | 12928 | 0
SOUTHERN CROSS DC TIE | 2020 | 3 | 28 | 15 | 1709.1 | 54.1 | 15860 | 0
SOUTHERN CROSS DC TIE | 2020 | 4 | 28 | 15 | 616.3 | 8 | 5719 | 0
SOUTHERN CROSS DC TIE | 2020 | 5 | 28 | 15 | 669.6 | 12.1 | 6214 | 0
SOUTHERN CROSS DC TIE | 2020 | 6 | 28 | 15 | 0 | 0 | 0 | 0
SOUTHERN CROSS DC TIE | 2020 | 7 | 28 | 15 | 0 | 0 | 0 | 0
SOUTHERN CROSS DC TIE | 2020 | 8 | 28 | 15 | 0 | 0 | 0 | 0
SOUTHERN CROSS DC TIE | 2020 | 9 | 28 | 15 | 351 | 2.4 | 3814 | 0
SOUTHERN CROSS DC TIE | 2020 | 10 | 28 | 15 | 598.9 | 6.7 | 5557 | 0
SOUTHERN CROSS DC TIE | 2020 | 11 | 28 | 15 | 374.5 | 4 | 3475 | 0
SOUTHERN CROSS DC TIE | 2020 | 12 | 28 | 15 | 1815.5 | 60.7 | 16848 | 0
SOUTHERN CROSS DC TIE | 2020 | 1 | 29 | 15 | 375.7 | 2.8 | 3486 | 0
SOUTHERN CROSS DC TIE | 2020 | 2 | 29 | 15 | 1657.4 | 51.5 | 15380 | 0
SOUTHERN CROSS DC TIE | 2020 | 3 | 29 | 15 | 1683.2 | 54.4 | 15620 | 0
SOUTHERN CROSS DC TIE | 2020 | 4 | 29 | 15 | 588.6 | 5.5 | 5462 | 0
SOUTHERN CROSS DC TIE | 2020 | 5 | 29 | 15 | 0 | 0 | 0 | 0
SOUTHERN CROSS DC TIE | 2020 | 6 | 29 | 15 | 0 | 0 | 0 | 0
SOUTHERN CROSS DC TIE | 2020 | 7 | 29 | 15 | 0 | 0 | 0 | 0
SOUTHERN CROSS DC TIE | 2020 | 8 | 29 | 15 | 0 | 0 | 0 | 0
SOUTHERN CROSS DC TIE | 2020 | 9 | 29 | 15 | 0 | 0 | 0 | 0
SOUTHERN CROSS DC TIE | 2020 | 10 | 29 | 15 | 525.3 | 3.4 | 4874 | 0
SOUTHERN CROSS DC TIE | 2020 | 11 | 29 | 15 | 514.6 | 7.5 | 4775 | 0
SOUTHERN CROSS DC TIE | 2020 | 12 | 29 | 15 | 2092.1 | 83.7 | 19414 | 0
SOUTHERN CROSS DC TIE | 2020 | 1 | 30 | 15 | 1076.1 | 21.6 | 9986 | 0
SOUTHERN CROSS DC TIE | 2020 | 3 | 30 | 15 | 2074.4 | 76 | 19250 | 0
SOUTHERN CROSS DC TIE | 2020 | 4 | 30 | 15 | 508.7 | 4.7 | 4720 | 0
SOUTHERN CROSS DC TIE | 2020 | 5 | 30 | 15 | 0 | 0 | 0 | 0
SOUTHERN CROSS DC TIE | 2020 | 6 | 30 | 15 | 0 | 0 | 0 | 0
SOUTHERN CROSS DC TIE | 2020 | 7 | 30 | 15 | 0 | 0 | 0 | 0
SOUTHERN CROSS DC TIE | 2020 | 8 | 30 | 15 | 0 | 0 | 0 | 0
SOUTHERN CROSS DC TIE | 2020 | 9 | 30 | 15 | 0 | 0 | 0 | 0
SOUTHERN CROSS DC TIE | 2020 | 10 | 30 | 15 | 1257.3 | 30.9 | 11667 | 0
SOUTHERN CROSS DC TIE | 2020 | 11 | 30 | 15 | 723.2 | 10.1 | 6711 | 0
SOUTHERN CROSS DC TIE | 2020 | 12 | 30 | 15 | 1740.2 | 57.4 | 16148 | 0
SOUTHERN CROSS DC TIE | 2020 | 1 | 31 | 15 | 249.6 | 1.3 | 2316 | 0
SOUTHERN CROSS DC TIE | 2020 | 3 | 31 | 15 | 938.9 | 17.6 | 8712 | 0
SOUTHERN CROSS DC TIE | 2020 | 5 | 31 | 15 | 157.3 | 0.5 | 1460 | 0
SOUTHERN CROSS DC TIE | 2020 | 7 | 31 | 15 | 0 | 0 | 0 | 0
SOUTHERN CROSS DC TIE | 2020 | 8 | 31 | 15 | 0 | 0 | 0 | 0
SOUTHERN CROSS DC TIE | 2020 | 10 | 31 | 15 | 321.7 | 1.9 | 2985 | 0
SOUTHERN CROSS DC TIE | 2020 | 12 | 31 | 15 | 1806 | 69 | 16759 | 0
SOUTHERN CROSS DC TIE | 2020 | 1 | 1 | 16 | 1273.3 | 31.1 | 11816 | 0
SOUTHERN CROSS DC TIE | 2020 | 2 | 1 | 16 | 571.1 | 6.2 | 5300 | 0
SOUTHERN CROSS DC TIE | 2020 | 3 | 1 | 16 | 0 | 0 | 0 | 0
SOUTHERN CROSS DC TIE | 2020 | 4 | 1 | 16 | 1430.3 | 38.1 | 13273 | 0
SOUTHERN CROSS DC TIE | 2020 | 5 | 1 | 16 | 97.7 | 0.2 | 906 | 0
SOUTHERN CROSS DC TIE | 2020 | 6 | 1 | 16 | 576.2 | 6.2 | 6263 | 0
SOUTHERN CROSS DC TIE | 2020 | 7 | 1 | 16 | 482.8 | 4.4 | 5247 | 0
SOUTHERN CROSS DC TIE | 2020 | 8 | 1 | 16 | 0 | 0 | 0 | 0
SOUTHERN CROSS DC TIE | 2020 | 9 | 1 | 16 | 0 | 0 | 0 | 0
SOUTHERN CROSS DC TIE | 2020 | 10 | 1 | 16 | 0 | 0 | 0 | 0
SOUTHERN CROSS DC TIE | 2020 | 11 | 1 | 16 | 620.3 | 9.4 | 5756 | 0
SOUTHERN CROSS DC TIE | 2020 | 12 | 1 | 16 | 2103.8 | 86 | 19523 | 0
SOUTHERN CROSS DC TIE | 2020 | 1 | 2 | 16 | 982 | 18.3 | 9112 | 0
SOUTHERN CROSS DC TIE | 2020 | 2 | 2 | 16 | 311.9 | 1.9 | 2894 | 0
SOUTHERN CROSS DC TIE | 2020 | 3 | 2 | 16 | 36.1 | 0 | 335 | 0
SOUTHERN CROSS DC TIE | 2020 | 4 | 2 | 16 | 0 | 0 | 0 | 0
SOUTHERN CROSS DC TIE | 2020 | 5 | 2 | 16 | 0 | 0 | 0 | 0
SOUTHERN CROSS DC TIE | 2020 | 6 | 2 | 16 | 0 | 0 | 0 | 0
SOUTHERN CROSS DC TIE | 2020 | 7 | 2 | 16 | 0 | 0 | 0 | 0
SOUTHERN CROSS DC TIE | 2020 | 8 | 2 | 16 | 0 | 0 | 0 | 48.1
SOUTHERN CROSS DC TIE | 2020 | 9 | 2 | 16 | 0 | 0 | 0 | 0
SOUTHERN CROSS DC TIE | 2020 | 10 | 2 | 16 | 0 | 0 | 0 | 0
SOUTHERN CROSS DC TIE | 2020 | 11 | 2 | 16 | 442.1 | 3.7 | 4102 | 0
SOUTHERN CROSS DC TIE | 2020 | 12 | 2 | 16 | 2106.8 | 82.7 | 19550 | 0
SOUTHERN CROSS DC TIE | 2020 | 1 | 3 | 16 | 762.7 | 10.6 | 7078 | 0
SOUTHERN CROSS DC TIE | 2020 | 2 | 3 | 16 | 1947.4 | 70.8 | 18072 | 0
SOUTHERN CROSS DC TIE | 2020 | 3 | 3 | 16 | 2073.6 | 73 | 19242 | 0
SOUTHERN CROSS DC TIE | 2020 | 4 | 3 | 16 | 351.6 | 2.4 | 3262 | 0
SOUTHERN CROSS DC TIE | 2020 | 5 | 3 | 16 | 5.9 | 0 | 54 | 0
SOUTHERN CROSS DC TIE | 2020 | 6 | 3 | 16 | 26.5 | 0 | 288 | 0
SOUTHERN CROSS DC TIE | 2020 | 7 | 3 | 16 | 0 | 0 | 0 | 0
SOUTHERN CROSS DC TIE | 2020 | 8 | 3 | 16 | 0 | 0 | 0 | 24.7
SOUTHERN CROSS DC TIE | 2020 | 9 | 3 | 16 | 0 | 0 | 0 | 0
SOUTHERN CROSS DC TIE | 2020 | 10 | 3 | 16 | 0 | 0 | 0 | 0
SOUTHERN CROSS DC TIE | 2020 | 11 | 3 | 16 | 1496.5 | 41.2 | 13887 | 0
SOUTHERN CROSS DC TIE | 2020 | 12 | 3 | 16 | 2098.1 | 82.2 | 19470 | 0
SOUTHERN CROSS DC TIE | 2020 | 1 | 4 | 16 | 1025.5 | 20.2 | 9516 | 0
SOUTHERN CROSS DC TIE | 2020 | 2 | 4 | 16 | 1836.2 | 60.1 | 17039 | 0
SOUTHERN CROSS DC TIE | 2020 | 3 | 4 | 16 | 2059.7 | 76.7 | 19114 | 0
SOUTHERN CROSS DC TIE | 2020 | 4 | 4 | 16 | 0 | 0 | 0 | 0
SOUTHERN CROSS DC TIE | 2020 | 5 | 4 | 16 | 0 | 0 | 0 | 0
SOUTHERN CROSS DC TIE | 2020 | 6 | 4 | 16 | 0 | 0 | 0 | 0
SOUTHERN CROSS DC TIE | 2020 | 7 | 4 | 16 | 343 | 2.2 | 3727 | 0
SOUTHERN CROSS DC TIE | 2020 | 8 | 4 | 16 | 0 | 0 | 0 | 0
SOUTHERN CROSS DC TIE | 2020 | 9 | 4 | 16 | 0 | 0 | 0 | 0
SOUTHERN CROSS DC TIE | 2020 | 10 | 4 | 16 | 0 | 0 | 0 | 0
SOUTHERN CROSS DC TIE | 2020 | 11 | 4 | 16 | 941.9 | 16.5 | 8740 | 0
SOUTHERN CROSS DC TIE | 2020 | 12 | 4 | 16 | 1981.3 | 74.2 | 18386 | 0
SOUTHERN CROSS DC TIE | 2020 | 1 | 5 | 16 | 609.3 | 6.8 | 5654 | 0
SOUTHERN CROSS DC TIE | 2020 | 2 | 5 | 16 | 946.1 | 16.2 | 8780 | 0
SOUTHERN CROSS DC TIE | 2020 | 3 | 5 | 16 | 2086.6 | 85.5 | 19363 | 0
SOUTHERN CROSS DC TIE | 2020 | 4 | 5 | 16 | 178.7 | 0.6 | 1658 | 0
SOUTHERN CROSS DC TIE | 2020 | 5 | 5 | 16 | 49 | 0 | 454 | 0
SOUTHERN CROSS DC TIE | 2020 | 6 | 5 | 16 | 0 | 0 | 0 | 0
SOUTHERN CROSS DC TIE | 2020 | 7 | 5 | 16 | 0 | 0 | 0 | 0
SOUTHERN CROSS DC TIE | 2020 | 8 | 5 | 16 | 0 | 0 | 0 | 0
SOUTHERN CROSS DC TIE | 2020 | 9 | 5 | 16 | 0 | 0 | 0 | 6.4
SOUTHERN CROSS DC TIE | 2020 | 10 | 5 | 16 | 0 | 0 | 0 | 0
SOUTHERN CROSS DC TIE | 2020 | 11 | 5 | 16 | 1035.4 | 18.7 | 9608 | 0
SOUTHERN CROSS DC TIE | 2020 | 12 | 5 | 16 | 1201 | 27 | 11145 | 0
SOUTHERN CROSS DC TIE | 2020 | 1 | 6 | 16 | 963.5 | 17.1 | 8941 | 0
SOUTHERN CROSS DC TIE | 2020 | 2 | 6 | 16 | 2085.5 | 78.4 | 19353 | 0
SOUTHERN CROSS DC TIE | 2020 | 3 | 6 | 16 | 790.1 | 12.2 | 7332 | 0
SOUTHERN CROSS DC TIE | 2020 | 4 | 6 | 16 | 489.5 | 4.9 | 4542 | 0
SOUTHERN CROSS DC TIE | 2020 | 5 | 6 | 16 | 1603 | 48.4 | 14875 | 0
SOUTHERN CROSS DC TIE | 2020 | 6 | 6 | 16 | 0 | 0 | 0 | 0
SOUTHERN CROSS DC TIE | 2020 | 7 | 6 | 16 | 27.3 | 0 | 296 | 0
SOUTHERN CROSS DC TIE | 2020 | 8 | 6 | 16 | 0 | 0 | 0 | 570.8
SOUTHERN CROSS DC TIE | 2020 | 9 | 6 | 16 | 0 | 0 | 0 | 340
SOUTHERN CROSS DC TIE | 2020 | 10 | 6 | 16 | 0 | 0 | 0 | 0
SOUTHERN CROSS DC TIE | 2020 | 11 | 6 | 16 | 1654.8 | 50.9 | 15356 | 0
SOUTHERN CROSS DC TIE | 2020 | 12 | 6 | 16 | 131.9 | 0.3 | 1223 | 0
SOUTHERN CROSS DC TIE | 2020 | 1 | 7 | 16 | 982.4 | 18.4 | 9116 | 0
SOUTHERN CROSS DC TIE | 2020 | 2 | 7 | 16 | 2083.7 | 78.7 | 19336 | 0
SOUTHERN CROSS DC TIE | 2020 | 3 | 7 | 16 | 768.7 | 10.4 | 7133 | 0
SOUTHERN CROSS DC TIE | 2020 | 4 | 7 | 16 | 647 | 8 | 6004 | 0
SOUTHERN CROSS DC TIE | 2020 | 5 | 7 | 16 | 1001.8 | 20.3 | 9296 | 0
SOUTHERN CROSS DC TIE | 2020 | 6 | 7 | 16 | 0 | 0 | 0 | 0
SOUTHERN CROSS DC TIE | 2020 | 7 | 7 | 16 | 100.5 | 0.2 | 1092 | 0
SOUTHERN CROSS DC TIE | 2020 | 8 | 7 | 16 | 0 | 0 | 0 | 466.3
SOUTHERN CROSS DC TIE | 2020 | 9 | 7 | 16 | 0 | 0 | 0 | 0
SOUTHERN CROSS DC TIE | 2020 | 10 | 7 | 16 | 399.9 | 3.1 | 3710 | 0
SOUTHERN CROSS DC TIE | 2020 | 11 | 7 | 16 | 0 | 0 | 0 | 0
SOUTHERN CROSS DC TIE | 2020 | 12 | 7 | 16 | 1558.6 | 45.1 | 14463 | 0
SOUTHERN CROSS DC TIE | 2020 | 1 | 8 | 16 | 1113.9 | 23.8 | 10337 | 0
SOUTHERN CROSS DC TIE | 2020 | 2 | 8 | 16 | 720 | 9.9 | 6681 | 0
SOUTHERN CROSS DC TIE | 2020 | 3 | 8 | 16 | 326.3 | 2 | 3028 | 0
SOUTHERN CROSS DC TIE | 2020 | 4 | 8 | 16 | 2048.7 | 78.2 | 19012 | 0
SOUTHERN CROSS DC TIE | 2020 | 5 | 8 | 16 | 872.5 | 14.6 | 8096 | 0
SOUTHERN CROSS DC TIE | 2020 | 6 | 8 | 16 | 0 | 0 | 0 | 0
SOUTHERN CROSS DC TIE | 2020 | 7 | 8 | 16 | 206.4 | 0.9 | 2243 | 0
SOUTHERN CROSS DC TIE | 2020 | 8 | 8 | 16 | 0 | 0 | 0 | 111.7
SOUTHERN CROSS DC TIE | 2020 | 9 | 8 | 16 | 0 | 0 | 0 | 0
SOUTHERN CROSS DC TIE | 2020 | 10 | 8 | 16 | 610.2 | 6.6 | 5662 | 0
SOUTHERN CROSS DC TIE | 2020 | 11 | 8 | 16 | 73.5 | 0.1 | 682 | 0
SOUTHERN CROSS DC TIE | 2020 | 12 | 8 | 16 | 2119.4 | 94 | 19667 | 0
SOUTHERN CROSS DC TIE | 2020 | 1 | 9 | 16 | 1095.5 | 23.2 | 10166 | 0
SOUTHERN CROSS DC TIE | 2020 | 2 | 9 | 16 | 61.2 | 0.1 | 568 | 0
SOUTHERN CROSS DC TIE | 2020 | 3 | 9 | 16 | 1373.4 | 37.3 | 12744 | 0
SOUTHERN CROSS DC TIE | 2020 | 4 | 9 | 16 | 716 | 10.1 | 6644 | 0
SOUTHERN CROSS DC TIE | 2020 | 5 | 9 | 16 | 0 | 0 | 0 | 0
SOUTHERN CROSS DC TIE | 2020 | 6 | 9 | 16 | 82.9 | 0.1 | 901 | 0
SOUTHERN CROSS DC TIE | 2020 | 7 | 9 | 16 | 0 | 0 | 0 | 0
SOUTHERN CROSS DC TIE | 2020 | 8 | 9 | 16 | 0 | 0 | 0 | 655.5
SOUTHERN CROSS DC TIE | 2020 | 9 | 9 | 16 | 441.9 | 4 | 4803 | 0
SOUTHERN CROSS DC TIE | 2020 | 10 | 9 | 16 | 586.3 | 7.6 | 5441 | 0
SOUTHERN CROSS DC TIE | 2020 | 11 | 9 | 16 | 310.6 | 1.9 | 2882 | 0
SOUTHERN CROSS DC TIE | 2020 | 12 | 9 | 16 | 2084 | 76 | 19339 | 0
SOUTHERN CROSS DC TIE | 2020 | 1 | 10 | 16 | 1587.4 | 54.4 | 14730 | 0
SOUTHERN CROSS DC TIE | 2020 | 2 | 10 | 16 | 267.9 | 1.4 | 2485 | 0
SOUTHERN CROSS DC TIE | 2020 | 3 | 10 | 16 | 1506.5 | 38.7 | 13980 | 0
SOUTHERN CROSS DC TIE | 2020 | 4 | 10 | 16 | 1648.2 | 47.3 | 15295 | 0
SOUTHERN CROSS DC TIE | 2020 | 5 | 10 | 16 | 1102.5 | 19.7 | 10230 | 0
SOUTHERN CROSS DC TIE | 2020 | 6 | 10 | 16 | 407.6 | 3.2 | 4430 | 0
SOUTHERN CROSS DC TIE | 2020 | 7 | 10 | 16 | 0 | 0 | 0 | 167.4
SOUTHERN CROSS DC TIE | 2020 | 8 | 10 | 16 | 0 | 0 | 0 | 576.3
SOUTHERN CROSS DC TIE | 2020 | 9 | 10 | 16 | 36.6 | 0 | 397 | 0
SOUTHERN CROSS DC TIE | 2020 | 10 | 10 | 16 | 223.2 | 0.9 | 2071 | 0
SOUTHERN CROSS DC TIE | 2020 | 11 | 10 | 16 | 2072.9 | 75.8 | 19236 | 0
SOUTHERN CROSS DC TIE | 2020 | 12 | 10 | 16 | 2029.2 | 83.7 | 18831 | 0
SOUTHERN CROSS DC TIE | 2020 | 1 | 11 | 16 | 1342.3 | 29.9 | 12456 | 0
SOUTHERN CROSS DC TIE | 2020 | 2 | 11 | 16 | 975.2 | 18.2 | 9049 | 0
SOUTHERN CROSS DC TIE | 2020 | 3 | 11 | 16 | 2034.9 | 78.2 | 18883 | 0
SOUTHERN CROSS DC TIE | 2020 | 4 | 11 | 16 | 977.4 | 17.5 | 9070 | 0
SOUTHERN CROSS DC TIE | 2020 | 5 | 11 | 16 | 852.4 | 13.4 | 7910 | 0
SOUTHERN CROSS DC TIE | 2020 | 6 | 11 | 16 | 297.2 | 1.7 | 3231 | 0
SOUTHERN CROSS DC TIE | 2020 | 7 | 11 | 16 | 0 | 0 | 0 | 315.3
SOUTHERN CROSS DC TIE | 2020 | 8 | 11 | 16 | 0 | 0 | 0 | 0
SOUTHERN CROSS DC TIE | 2020 | 9 | 11 | 16 | 0 | 0 | 0 | 0
SOUTHERN CROSS DC TIE | 2020 | 10 | 11 | 16 | 0 | 0 | 0 | 0
SOUTHERN CROSS DC TIE | 2020 | 11 | 11 | 16 | 2073.2 | 79.8 | 19239 | 0
SOUTHERN CROSS DC TIE | 2020 | 12 | 11 | 16 | 2101.8 | 79.7 | 19505 | 0
SOUTHERN CROSS DC TIE | 2020 | 1 | 12 | 16 | 999.1 | 19.2 | 9271 | 0
SOUTHERN CROSS DC TIE | 2020 | 2 | 12 | 16 | 2070 | 76.8 | 19209 | 0
SOUTHERN CROSS DC TIE | 2020 | 3 | 12 | 16 | 0 | 0 | 0 | 0
SOUTHERN CROSS DC TIE | 2020 | 4 | 12 | 16 | 0 | 0 | 0 | 0
SOUTHERN CROSS DC TIE | 2020 | 5 | 12 | 16 | 267.5 | 1.4 | 2482 | 0
SOUTHERN CROSS DC TIE | 2020 | 6 | 12 | 16 | 0 | 0 | 0 | 0
SOUTHERN CROSS DC TIE | 2020 | 7 | 12 | 16 | 0 | 0 | 0 | 159.3
SOUTHERN CROSS DC TIE | 2020 | 8 | 12 | 16 | 1104.5 | 20.5 | 12005 | 0
SOUTHERN CROSS DC TIE | 2020 | 9 | 12 | 16 | 0 | 0 | 0 | 0
SOUTHERN CROSS DC TIE | 2020 | 10 | 12 | 16 | 940.8 | 15 | 8730 | 0
SOUTHERN CROSS DC TIE | 2020 | 11 | 12 | 16 | 905.7 | 19.5 | 8404 | 0
SOUTHERN CROSS DC TIE | 2020 | 12 | 12 | 16 | 619.6 | 7.9 | 5749 | 0
SOUTHERN CROSS DC TIE | 2020 | 1 | 13 | 16 | 1247 | 28.5 | 11572 | 0
SOUTHERN CROSS DC TIE | 2020 | 2 | 13 | 16 | 500.3 | 4.6 | 4642 | 0
SOUTHERN CROSS DC TIE | 2020 | 3 | 13 | 16 | 1224.1 | 25.9 | 11359 | 0
SOUTHERN CROSS DC TIE | 2020 | 4 | 13 | 16 | 523.7 | 5.6 | 4859 | 0
SOUTHERN CROSS DC TIE | 2020 | 5 | 13 | 16 | 0 | 0 | 0 | 0
SOUTHERN CROSS DC TIE | 2020 | 6 | 13 | 16 | 0 | 0 | 0 | 0
SOUTHERN CROSS DC TIE | 2020 | 7 | 13 | 16 | 0 | 0 | 0 | 121.8
SOUTHERN CROSS DC TIE | 2020 | 8 | 13 | 16 | 0 | 0 | 0 | 0
SOUTHERN CROSS DC TIE | 2020 | 9 | 13 | 16 | 184.8 | 0.7 | 2008 | 0
SOUTHERN CROSS DC TIE | 2020 | 10 | 13 | 16 | 248.2 | 1.5 | 2303 | 0
SOUTHERN CROSS DC TIE | 2020 | 11 | 13 | 16 | 496.9 | 7.4 | 4611 | 0
SOUTHERN CROSS DC TIE | 2020 | 12 | 13 | 16 | 0 | 0 | 0 | 0
SOUTHERN CROSS DC TIE | 2020 | 1 | 14 | 16 | 1278.1 | 31.4 | 11861 | 0
SOUTHERN CROSS DC TIE | 2020 | 2 | 14 | 16 | 811 | 12.6 | 7525 | 0
SOUTHERN CROSS DC TIE | 2020 | 3 | 14 | 16 | 436.3 | 3.9 | 4048 | 0
SOUTHERN CROSS DC TIE | 2020 | 4 | 14 | 16 | 1239.9 | 28.4 | 11506 | 0
SOUTHERN CROSS DC TIE | 2020 | 5 | 14 | 16 | 188.3 | 0.7 | 1747 | 0
SOUTHERN CROSS DC TIE | 2020 | 6 | 14 | 16 | 0 | 0 | 0 | 0
SOUTHERN CROSS DC TIE | 2020 | 7 | 14 | 16 | 0 | 0 | 0 | 0
SOUTHERN CROSS DC TIE | 2020 | 8 | 14 | 16 | 0 | 0 | 0 | 0
SOUTHERN CROSS DC TIE | 2020 | 9 | 14 | 16 | 143.8 | 0.4 | 1563 | 0
SOUTHERN CROSS DC TIE | 2020 | 10 | 14 | 16 | 1600.8 | 44.9 | 14855 | 0
SOUTHERN CROSS DC TIE | 2020 | 11 | 14 | 16 | 471.3 | 4.5 | 4373 | 0
SOUTHERN CROSS DC TIE | 2020 | 12 | 14 | 16 | 118.2 | 0.3 | 1097 | 0
SOUTHERN CROSS DC TIE | 2020 | 1 | 15 | 16 | 1937.1 | 66.6 | 17976 | 0
SOUTHERN CROSS DC TIE | 2020 | 2 | 15 | 16 | 526.6 | 5.5 | 4887 | 0
SOUTHERN CROSS DC TIE | 2020 | 3 | 15 | 16 | 1332.2 | 38.2 | 12363 | 0
SOUTHERN CROSS DC TIE | 2020 | 4 | 15 | 16 | 968.3 | 18.2 | 8985 | 0
SOUTHERN CROSS DC TIE | 2020 | 5 | 15 | 16 | 109.6 | 0.2 | 1016 | 0
SOUTHERN CROSS DC TIE | 2020 | 6 | 15 | 16 | 0 | 0 | 0 | 0
SOUTHERN CROSS DC TIE | 2020 | 7 | 15 | 16 | 0 | 0 | 0 | 196.9
SOUTHERN CROSS DC TIE | 2020 | 8 | 15 | 16 | 0 | 0 | 0 | 509.1
SOUTHERN CROSS DC TIE | 2020 | 9 | 15 | 16 | 0 | 0 | 0 | 0
SOUTHERN CROSS DC TIE | 2020 | 10 | 15 | 16 | 818.4 | 15.1 | 7594 | 0
SOUTHERN CROSS DC TIE | 2020 | 11 | 15 | 16 | 363.8 | 2.6 | 3376 | 0
SOUTHERN CROSS DC TIE | 2020 | 12 | 15 | 16 | 1220.4 | 29.3 | 11325 | 0
SOUTHERN CROSS DC TIE | 2020 | 1 | 16 | 16 | 857.9 | 15.4 | 7961 | 0
SOUTHERN CROSS DC TIE | 2020 | 2 | 16 | 16 | 172.1 | 0.6 | 1597 | 0
SOUTHERN CROSS DC TIE | 2020 | 3 | 16 | 16 | 1324.1 | 34.2 | 12287 | 0
SOUTHERN CROSS DC TIE | 2020 | 4 | 16 | 16 | 166.4 | 0.6 | 1544 | 0
SOUTHERN CROSS DC TIE | 2020 | 5 | 16 | 16 | 0 | 0 | 0 | 0
SOUTHERN CROSS DC TIE | 2020 | 6 | 16 | 16 | 226 | 1 | 2456 | 0
SOUTHERN CROSS DC TIE | 2020 | 7 | 16 | 16 | 0 | 0 | 0 | 1.9
SOUTHERN CROSS DC TIE | 2020 | 8 | 16 | 16 | 0 | 0 | 0 | 412.4
SOUTHERN CROSS DC TIE | 2020 | 9 | 16 | 16 | 684.6 | 9.6 | 7441 | 0
SOUTHERN CROSS DC TIE | 2020 | 10 | 16 | 16 | 918.9 | 16.5 | 8527 | 0
SOUTHERN CROSS DC TIE | 2020 | 11 | 16 | 16 | 1489.4 | 48 | 13821 | 0
SOUTHERN CROSS DC TIE | 2020 | 12 | 16 | 16 | 1881.3 | 64.9 | 17458 | 0
SOUTHERN CROSS DC TIE | 2020 | 1 | 17 | 16 | 1636 | 50.3 | 15181 | 0
SOUTHERN CROSS DC TIE | 2020 | 2 | 17 | 16 | 174.9 | 0.6 | 1623 | 0
SOUTHERN CROSS DC TIE | 2020 | 3 | 17 | 16 | 1197.7 | 25 | 11114 | 0
SOUTHERN CROSS DC TIE | 2020 | 4 | 17 | 16 | 0 | 0 | 0 | 0
SOUTHERN CROSS DC TIE | 2020 | 5 | 17 | 16 | 0 | 0 | 0 | 0
SOUTHERN CROSS DC TIE | 2020 | 6 | 17 | 16 | 2005.1 | 74.1 | 21795 | 0
SOUTHERN CROSS DC TIE | 2020 | 7 | 17 | 16 | 0 | 0 | 0 | 642.9
SOUTHERN CROSS DC TIE | 2020 | 8 | 17 | 16 | 0 | 0 | 0 | 497.7
SOUTHERN CROSS DC TIE | 2020 | 9 | 17 | 16 | 191.6 | 0.7 | 2082 | 0
SOUTHERN CROSS DC TIE | 2020 | 10 | 17 | 16 | 836.9 | 12.8 | 7766 | 0
SOUTHERN CROSS DC TIE | 2020 | 11 | 17 | 16 | 2094.2 | 78.9 | 19434 | 0
SOUTHERN CROSS DC TIE | 2020 | 12 | 17 | 16 | 620 | 6.8 | 5753 | 0
SOUTHERN CROSS DC TIE | 2020 | 1 | 18 | 16 | 1006.8 | 19.1 | 9343 | 0
SOUTHERN CROSS DC TIE | 2020 | 2 | 18 | 16 | 538.8 | 6.3 | 5000 | 0
SOUTHERN CROSS DC TIE | 2020 | 3 | 18 | 16 | 515.2 | 4.9 | 4781 | 0
SOUTHERN CROSS DC TIE | 2020 | 4 | 18 | 16 | 62.5 | 0.1 | 579 | 0
SOUTHERN CROSS DC TIE | 2020 | 5 | 18 | 16 | 0 | 0 | 0 | 0
SOUTHERN CROSS DC TIE | 2020 | 6 | 18 | 16 | 0 | 0 | 0 | 0
SOUTHERN CROSS DC TIE | 2020 | 7 | 18 | 16 | 0 | 0 | 0 | 52.6
SOUTHERN CROSS DC TIE | 2020 | 8 | 18 | 16 | 0 | 0 | 0 | 289.6
SOUTHERN CROSS DC TIE | 2020 | 9 | 18 | 16 | 692.3 | 9.4 | 7525 | 0
SOUTHERN CROSS DC TIE | 2020 | 10 | 18 | 16 | 416.8 | 2.5 | 3868 | 0
SOUTHERN CROSS DC TIE | 2020 | 11 | 18 | 16 | 1060.1 | 19.4 | 9837 | 0
SOUTHERN CROSS DC TIE | 2020 | 12 | 18 | 16 | 328.1 | 2.1 | 3044 | 0
SOUTHERN CROSS DC TIE | 2020 | 1 | 19 | 16 | 338.9 | 2.2 | 3145 | 0
SOUTHERN CROSS DC TIE | 2020 | 2 | 19 | 16 | 376.4 | 2.6 | 3492 | 0
SOUTHERN CROSS DC TIE | 2020 | 3 | 19 | 16 | 1495.3 | 42.7 | 13876 | 0
SOUTHERN CROSS DC TIE | 2020 | 4 | 19 | 16 | 0 | 0 | 0 | 0
SOUTHERN CROSS DC TIE | 2020 | 5 | 19 | 16 | 0 | 0 | 0 | 0
SOUTHERN CROSS DC TIE | 2020 | 6 | 19 | 16 | 0 | 0 | 0 | 0
SOUTHERN CROSS DC TIE | 2020 | 7 | 19 | 16 | 0 | 0 | 0 | 281.7
SOUTHERN CROSS DC TIE | 2020 | 8 | 19 | 16 | 0 | 0 | 0 | 0
SOUTHERN CROSS DC TIE | 2020 | 9 | 19 | 16 | 192 | 0.7 | 2086 | 0
SOUTHERN CROSS DC TIE | 2020 | 10 | 19 | 16 | 492 | 4.1 | 4565 | 0
SOUTHERN CROSS DC TIE | 2020 | 11 | 19 | 16 | 625 | 7.6 | 5799 | 0
SOUTHERN CROSS DC TIE | 2020 | 12 | 19 | 16 | 59 | 0.1 | 547 | 0
SOUTHERN CROSS DC TIE | 2020 | 1 | 20 | 16 | 1149.4 | 24 | 10666 | 0
SOUTHERN CROSS DC TIE | 2020 | 2 | 20 | 16 | 117.8 | 0.3 | 1093 | 0
SOUTHERN CROSS DC TIE | 2020 | 3 | 20 | 16 | 1621.5 | 43.4 | 15047 | 0
SOUTHERN CROSS DC TIE | 2020 | 4 | 20 | 16 | 940 | 16.9 | 8722 | 0
SOUTHERN CROSS DC TIE | 2020 | 5 | 20 | 16 | 18.8 | 0 | 174 | 0
SOUTHERN CROSS DC TIE | 2020 | 6 | 20 | 16 | 0 | 0 | 0 | 0
SOUTHERN CROSS DC TIE | 2020 | 7 | 20 | 16 | 0 | 0 | 0 | 17.5
SOUTHERN CROSS DC TIE | 2020 | 8 | 20 | 16 | 0 | 0 | 0 | 614.9
SOUTHERN CROSS DC TIE | 2020 | 9 | 20 | 16 | 0 | 0 | 0 | 0
SOUTHERN CROSS DC TIE | 2020 | 10 | 20 | 16 | 2093.5 | 75.7 | 19428 | 0
SOUTHERN CROSS DC TIE | 2020 | 11 | 20 | 16 | 809.5 | 12.2 | 7511 | 0
SOUTHERN CROSS DC TIE | 2020 | 12 | 20 | 16 | 612.4 | 8.3 | 5683 | 0
SOUTHERN CROSS DC TIE | 2020 | 1 | 21 | 16 | 1098.3 | 21.5 | 10192 | 0
SOUTHERN CROSS DC TIE | 2020 | 2 | 21 | 16 | 6.9 | 0 | 64 | 0
SOUTHERN CROSS DC TIE | 2020 | 3 | 21 | 16 | 1471.3 | 41.2 | 13654 | 0
SOUTHERN CROSS DC TIE | 2020 | 4 | 21 | 16 | 1533.5 | 45.3 | 14230 | 0
SOUTHERN CROSS DC TIE | 2020 | 5 | 21 | 16 | 496.6 | 4.8 | 4608 | 0
SOUTHERN CROSS DC TIE | 2020 | 6 | 21 | 16 | 0 | 0 | 0 | 0
SOUTHERN CROSS DC TIE | 2020 | 7 | 21 | 16 | 0 | 0 | 0 | 56
SOUTHERN CROSS DC TIE | 2020 | 8 | 21 | 16 | 0 | 0 | 0 | 373.4
SOUTHERN CROSS DC TIE | 2020 | 9 | 21 | 16 | 0 | 0 | 0 | 0
SOUTHERN CROSS DC TIE | 2020 | 10 | 21 | 16 | 1465.7 | 40.2 | 13601 | 0
SOUTHERN CROSS DC TIE | 2020 | 11 | 21 | 16 | 657.1 | 8.3 | 6097 | 0
SOUTHERN CROSS DC TIE | 2020 | 12 | 21 | 16 | 1136.5 | 25.4 | 10546 | 0
SOUTHERN CROSS DC TIE | 2020 | 1 | 22 | 16 | 1452.6 | 38 | 13480 | 0
SOUTHERN CROSS DC TIE | 2020 | 2 | 22 | 16 | 271.2 | 1.4 | 2516 | 0
SOUTHERN CROSS DC TIE | 2020 | 3 | 22 | 16 | 362.6 | 2.7 | 3364 | 0
SOUTHERN CROSS DC TIE | 2020 | 4 | 22 | 16 | 109.2 | 0.2 | 1013 | 0
SOUTHERN CROSS DC TIE | 2020 | 5 | 22 | 16 | 1199.9 | 27.4 | 11135 | 0
SOUTHERN CROSS DC TIE | 2020 | 6 | 22 | 16 | 0 | 0 | 0 | 0
SOUTHERN CROSS DC TIE | 2020 | 7 | 22 | 16 | 0 | 0 | 0 | 22
SOUTHERN CROSS DC TIE | 2020 | 8 | 22 | 16 | 0 | 0 | 0 | 645
SOUTHERN CROSS DC TIE | 2020 | 9 | 22 | 16 | 0 | 0 | 0 | 0
SOUTHERN CROSS DC TIE | 2020 | 10 | 22 | 16 | 1754.6 | 92 | 16283 | 0
SOUTHERN CROSS DC TIE | 2020 | 11 | 22 | 16 | 866 | 14.4 | 8036 | 0
SOUTHERN CROSS DC TIE | 2020 | 12 | 22 | 16 | 2102.9 | 87.4 | 19514 | 0
SOUTHERN CROSS DC TIE | 2020 | 1 | 23 | 16 | 1920 | 68.6 | 17817 | 0
SOUTHERN CROSS DC TIE | 2020 | 2 | 23 | 16 | 388.5 | 3.1 | 3605 | 0
SOUTHERN CROSS DC TIE | 2020 | 3 | 23 | 16 | 1475.3 | 37.2 | 13690 | 0
SOUTHERN CROSS DC TIE | 2020 | 4 | 23 | 16 | 559.2 | 5.9 | 5189 | 0
SOUTHERN CROSS DC TIE | 2020 | 5 | 23 | 16 | 443 | 3.9 | 4111 | 0
SOUTHERN CROSS DC TIE | 2020 | 6 | 23 | 16 | 0 | 0 | 0 | 0
SOUTHERN CROSS DC TIE | 2020 | 7 | 23 | 16 | 0 | 0 | 0 | 0
SOUTHERN CROSS DC TIE | 2020 | 8 | 23 | 16 | 0 | 0 | 0 | 0
SOUTHERN CROSS DC TIE | 2020 | 9 | 23 | 16 | 0 | 0 | 0 | 0
SOUTHERN CROSS DC TIE | 2020 | 10 | 23 | 16 | 1603.6 | 49.2 | 14881 | 0
SOUTHERN CROSS DC TIE | 2020 | 11 | 23 | 16 | 1843.2 | 63.1 | 17104 | 0
SOUTHERN CROSS DC TIE | 2020 | 12 | 23 | 16 | 973.8 | 16.7 | 9037 | 0
SOUTHERN CROSS DC TIE | 2020 | 1 | 24 | 16 | 977.9 | 17.4 | 9075 | 0
SOUTHERN CROSS DC TIE | 2020 | 2 | 24 | 16 | 744.8 | 11.1 | 6911 | 0
SOUTHERN CROSS DC TIE | 2020 | 3 | 24 | 16 | 2082 | 70.7 | 19321 | 0
SOUTHERN CROSS DC TIE | 2020 | 4 | 24 | 16 | 61.4 | 0.1 | 570 | 0
SOUTHERN CROSS DC TIE | 2020 | 5 | 24 | 16 | 0 | 0 | 0 | 0
SOUTHERN CROSS DC TIE | 2020 | 6 | 24 | 16 | 0 | 0 | 0 | 0
SOUTHERN CROSS DC TIE | 2020 | 7 | 24 | 16 | 0 | 0 | 0 | 0
SOUTHERN CROSS DC TIE | 2020 | 8 | 24 | 16 | 0 | 0 | 0 | 68.2
SOUTHERN CROSS DC TIE | 2020 | 9 | 24 | 16 | 1507.2 | 50.5 | 16382 | 0
SOUTHERN CROSS DC TIE | 2020 | 10 | 24 | 16 | 362.1 | 2.5 | 3360 | 0
SOUTHERN CROSS DC TIE | 2020 | 11 | 24 | 16 | 1212.2 | 25.4 | 11249 | 0
SOUTHERN CROSS DC TIE | 2020 | 12 | 24 | 16 | 1204.7 | 27.7 | 11179 | 0
SOUTHERN CROSS DC TIE | 2020 | 1 | 25 | 16 | 1431.7 | 37.3 | 13286 | 0
SOUTHERN CROSS DC TIE | 2020 | 2 | 25 | 16 | 1660.1 | 51.5 | 15405 | 0
SOUTHERN CROSS DC TIE | 2020 | 3 | 25 | 16 | 2081.6 | 76.5 | 19317 | 0
SOUTHERN CROSS DC TIE | 2020 | 4 | 25 | 16 | 654.8 | 7.9 | 6076 | 0
SOUTHERN CROSS DC TIE | 2020 | 5 | 25 | 16 | 22.1 | 0 | 205 | 0
SOUTHERN CROSS DC TIE | 2020 | 6 | 25 | 16 | 0 | 0 | 0 | 0
SOUTHERN CROSS DC TIE | 2020 | 7 | 25 | 16 | 267.1 | 1.3 | 2903 | 0
SOUTHERN CROSS DC TIE | 2020 | 8 | 25 | 16 | 0 | 0 | 0 | 0
SOUTHERN CROSS DC TIE | 2020 | 9 | 25 | 16 | 705.6 | 12.9 | 7669 | 0
SOUTHERN CROSS DC TIE | 2020 | 10 | 25 | 16 | 791.7 | 12.6 | 7346 | 0
SOUTHERN CROSS DC TIE | 2020 | 11 | 25 | 16 | 617.1 | 7.4 | 5726 | 0
SOUTHERN CROSS DC TIE | 2020 | 12 | 25 | 16 | 1203.5 | 26.3 | 11168 | 0
SOUTHERN CROSS DC TIE | 2020 | 1 | 26 | 16 | 484.6 | 4.4 | 4496 | 0
SOUTHERN CROSS DC TIE | 2020 | 2 | 26 | 16 | 1680.2 | 52.2 | 15591 | 0
SOUTHERN CROSS DC TIE | 2020 | 3 | 26 | 16 | 2077.6 | 78.6 | 19280 | 0
SOUTHERN CROSS DC TIE | 2020 | 4 | 26 | 16 | 483.6 | 4 | 4488 | 0
SOUTHERN CROSS DC TIE | 2020 | 5 | 26 | 16 | 0 | 0 | 0 | 0
SOUTHERN CROSS DC TIE | 2020 | 6 | 26 | 16 | 0 | 0 | 0 | 0
SOUTHERN CROSS DC TIE | 2020 | 7 | 26 | 16 | 0 | 0 | 0 | 0
SOUTHERN CROSS DC TIE | 2020 | 8 | 26 | 16 | 0 | 0 | 0 | 36.5
SOUTHERN CROSS DC TIE | 2020 | 9 | 26 | 16 | 425.1 | 3.7 | 4621 | 0
SOUTHERN CROSS DC TIE | 2020 | 10 | 26 | 16 | 645.1 | 8 | 5986 | 0
SOUTHERN CROSS DC TIE | 2020 | 11 | 26 | 16 | 1066.9 | 22.3 | 9900 | 0
SOUTHERN CROSS DC TIE | 2020 | 12 | 26 | 16 | 0 | 0 | 0 | 0
SOUTHERN CROSS DC TIE | 2020 | 1 | 27 | 16 | 436.8 | 3.7 | 4053 | 0
SOUTHERN CROSS DC TIE | 2020 | 2 | 27 | 16 | 2091.2 | 81.9 | 19406 | 0
SOUTHERN CROSS DC TIE | 2020 | 3 | 27 | 16 | 636.6 | 8.4 | 5907 | 0
SOUTHERN CROSS DC TIE | 2020 | 4 | 27 | 16 | 0 | 0 | 0 | 0
SOUTHERN CROSS DC TIE | 2020 | 5 | 27 | 16 | 0 | 0 | 0 | 0
SOUTHERN CROSS DC TIE | 2020 | 6 | 27 | 16 | 0 | 0 | 0 | 0
SOUTHERN CROSS DC TIE | 2020 | 7 | 27 | 16 | 0 | 0 | 0 | 534
SOUTHERN CROSS DC TIE | 2020 | 8 | 27 | 16 | 0 | 0 | 0 | 91.8
SOUTHERN CROSS DC TIE | 2020 | 9 | 27 | 16 | 85.1 | 0.1 | 924 | 0
SOUTHERN CROSS DC TIE | 2020 | 10 | 27 | 16 | 211 | 0.9 | 1958 | 0
SOUTHERN CROSS DC TIE | 2020 | 11 | 27 | 16 | 846.2 | 14.1 | 7852 | 0
SOUTHERN CROSS DC TIE | 2020 | 12 | 27 | 16 | 1179.2 | 27.9 | 10943 | 0
SOUTHERN CROSS DC TIE | 2020 | 1 | 28 | 16 | 1409.8 | 32.3 | 13083 | 0
SOUTHERN CROSS DC TIE | 2020 | 2 | 28 | 16 | 1389.2 | 35.3 | 12891 | 0
SOUTHERN CROSS DC TIE | 2020 | 3 | 28 | 16 | 1787.4 | 61.4 | 16587 | 0
SOUTHERN CROSS DC TIE | 2020 | 4 | 28 | 16 | 622.6 | 7.9 | 5777 | 0
SOUTHERN CROSS DC TIE | 2020 | 5 | 28 | 16 | 434.5 | 2.6 | 4031 | 0
SOUTHERN CROSS DC TIE | 2020 | 6 | 28 | 16 | 0 | 0 | 0 | 0
SOUTHERN CROSS DC TIE | 2020 | 7 | 28 | 16 | 0 | 0 | 0 | 77.9
SOUTHERN CROSS DC TIE | 2020 | 8 | 28 | 16 | 0 | 0 | 0 | 0
SOUTHERN CROSS DC TIE | 2020 | 9 | 28 | 16 | 490.5 | 4.7 | 5332 | 0
SOUTHERN CROSS DC TIE | 2020 | 10 | 28 | 16 | 546.5 | 5.6 | 5071 | 0
SOUTHERN CROSS DC TIE | 2020 | 11 | 28 | 16 | 395.4 | 2.7 | 3669 | 0
SOUTHERN CROSS DC TIE | 2020 | 12 | 28 | 16 | 1845.6 | 61.9 | 17126 | 0
SOUTHERN CROSS DC TIE | 2020 | 1 | 29 | 16 | 278.2 | 1.5 | 2581 | 0
SOUTHERN CROSS DC TIE | 2020 | 2 | 29 | 16 | 1777.3 | 69.8 | 16493 | 0
SOUTHERN CROSS DC TIE | 2020 | 3 | 29 | 16 | 1529.4 | 43.9 | 14193 | 0
SOUTHERN CROSS DC TIE | 2020 | 4 | 29 | 16 | 447 | 4 | 4148 | 0
SOUTHERN CROSS DC TIE | 2020 | 5 | 29 | 16 | 0 | 0 | 0 | 0
SOUTHERN CROSS DC TIE | 2020 | 6 | 29 | 16 | 0 | 0 | 0 | 0
SOUTHERN CROSS DC TIE | 2020 | 7 | 29 | 16 | 0 | 0 | 0 | 0
SOUTHERN CROSS DC TIE | 2020 | 8 | 29 | 16 | 0 | 0 | 0 | 0
SOUTHERN CROSS DC TIE | 2020 | 9 | 29 | 16 | 0 | 0 | 0 | 0
SOUTHERN CROSS DC TIE | 2020 | 10 | 29 | 16 | 355.9 | 2.4 | 3302 | 0
SOUTHERN CROSS DC TIE | 2020 | 11 | 29 | 16 | 534.6 | 3.3 | 4961 | 0
SOUTHERN CROSS DC TIE | 2020 | 12 | 29 | 16 | 2090.7 | 79.1 | 19401 | 0
SOUTHERN CROSS DC TIE | 2020 | 1 | 30 | 16 | 1032.2 | 20.3 | 9578 | 0
SOUTHERN CROSS DC TIE | 2020 | 3 | 30 | 16 | 1968.7 | 71.5 | 18269 | 0
SOUTHERN CROSS DC TIE | 2020 | 4 | 30 | 16 | 573.1 | 6.8 | 5318 | 0
SOUTHERN CROSS DC TIE | 2020 | 5 | 30 | 16 | 0 | 0 | 0 | 0
SOUTHERN CROSS DC TIE | 2020 | 6 | 30 | 16 | 0 | 0 | 0 | 0
SOUTHERN CROSS DC TIE | 2020 | 7 | 30 | 16 | 0 | 0 | 0 | 0
SOUTHERN CROSS DC TIE | 2020 | 8 | 30 | 16 | 0 | 0 | 0 | 0
SOUTHERN CROSS DC TIE | 2020 | 9 | 30 | 16 | 0 | 0 | 0 | 0
SOUTHERN CROSS DC TIE | 2020 | 10 | 30 | 16 | 1453 | 38.9 | 13483 | 0
SOUTHERN CROSS DC TIE | 2020 | 11 | 30 | 16 | 684 | 9.1 | 6347 | 0
SOUTHERN CROSS DC TIE | 2020 | 12 | 30 | 16 | 1559.4 | 45.3 | 14471 | 0
SOUTHERN CROSS DC TIE | 2020 | 1 | 31 | 16 | 234.7 | 1 | 2177 | 0
SOUTHERN CROSS DC TIE | 2020 | 3 | 31 | 16 | 797 | 12 | 7396 | 0
SOUTHERN CROSS DC TIE | 2020 | 5 | 31 | 16 | 249.4 | 1.2 | 2314 | 0
SOUTHERN CROSS DC TIE | 2020 | 7 | 31 | 16 | 0 | 0 | 0 | 0
SOUTHERN CROSS DC TIE | 2020 | 8 | 31 | 16 | 0 | 0 | 0 | 0
SOUTHERN CROSS DC TIE | 2020 | 10 | 31 | 16 | 378.2 | 2.9 | 3509 | 0
SOUTHERN CROSS DC TIE | 2020 | 12 | 31 | 16 | 1185.7 | 26.5 | 11003 | 0
SOUTHERN CROSS DC TIE | 2020 | 1 | 1 | 17 | 1676.2 | 50.6 | 15555 | 0
SOUTHERN CROSS DC TIE | 2020 | 2 | 1 | 17 | 429.9 | 3.8 | 3989 | 0
SOUTHERN CROSS DC TIE | 2020 | 3 | 1 | 17 | 0 | 0 | 0 | 0
SOUTHERN CROSS DC TIE | 2020 | 4 | 1 | 17 | 1608.2 | 48.2 | 14923 | 0
SOUTHERN CROSS DC TIE | 2020 | 5 | 1 | 17 | 20.1 | 0 | 186 | 0
SOUTHERN CROSS DC TIE | 2020 | 6 | 1 | 17 | 373 | 2.5 | 4054 | 0
SOUTHERN CROSS DC TIE | 2020 | 7 | 1 | 17 | 1464.7 | 43.8 | 15921 | 0
SOUTHERN CROSS DC TIE | 2020 | 8 | 1 | 17 | 0 | 0 | 0 | 0
SOUTHERN CROSS DC TIE | 2020 | 9 | 1 | 17 | 0 | 0 | 0 | 0
SOUTHERN CROSS DC TIE | 2020 | 10 | 1 | 17 | 0 | 0 | 0 | 0
SOUTHERN CROSS DC TIE | 2020 | 11 | 1 | 17 | 371.4 | 3.2 | 3446 | 0
SOUTHERN CROSS DC TIE | 2020 | 12 | 1 | 17 | 2099.2 | 77.2 | 19480 | 0
SOUTHERN CROSS DC TIE | 2020 | 1 | 2 | 17 | 895.1 | 16.5 | 8306 | 0
SOUTHERN CROSS DC TIE | 2020 | 2 | 2 | 17 | 384.8 | 3 | 3571 | 0
SOUTHERN CROSS DC TIE | 2020 | 3 | 2 | 17 | 162.4 | 0.6 | 1507 | 0
SOUTHERN CROSS DC TIE | 2020 | 4 | 2 | 17 | 229.5 | 1 | 2130 | 0
SOUTHERN CROSS DC TIE | 2020 | 5 | 2 | 17 | 0 | 0 | 0 | 0
SOUTHERN CROSS DC TIE | 2020 | 6 | 2 | 17 | 0 | 0 | 0 | 0
SOUTHERN CROSS DC TIE | 2020 | 7 | 2 | 17 | 0 | 0 | 0 | 0
SOUTHERN CROSS DC TIE | 2020 | 8 | 2 | 17 | 0 | 0 | 0 | 35.2
SOUTHERN CROSS DC TIE | 2020 | 9 | 2 | 17 | 0 | 0 | 0 | 0
SOUTHERN CROSS DC TIE | 2020 | 10 | 2 | 17 | 0 | 0 | 0 | 0
SOUTHERN CROSS DC TIE | 2020 | 11 | 2 | 17 | 841.4 | 15.1 | 7808 | 0
SOUTHERN CROSS DC TIE | 2020 | 12 | 2 | 17 | 2104.1 | 79.3 | 19525 | 0
SOUTHERN CROSS DC TIE | 2020 | 1 | 3 | 17 | 760.3 | 11.2 | 7055 | 0
SOUTHERN CROSS DC TIE | 2020 | 2 | 3 | 17 | 1587 | 49.1 | 14726 | 0
SOUTHERN CROSS DC TIE | 2020 | 3 | 3 | 17 | 2068.6 | 77.2 | 19196 | 0
SOUTHERN CROSS DC TIE | 2020 | 4 | 3 | 17 | 676.3 | 8.2 | 6275 | 0
SOUTHERN CROSS DC TIE | 2020 | 5 | 3 | 17 | 0 | 0 | 0 | 0
SOUTHERN CROSS DC TIE | 2020 | 6 | 3 | 17 | 0 | 0 | 0 | 0
SOUTHERN CROSS DC TIE | 2020 | 7 | 3 | 17 | 0 | 0 | 0 | 0
SOUTHERN CROSS DC TIE | 2020 | 8 | 3 | 17 | 0 | 0 | 0 | 0
SOUTHERN CROSS DC TIE | 2020 | 9 | 3 | 17 | 0 | 0 | 0 | 0
SOUTHERN CROSS DC TIE | 2020 | 10 | 3 | 17 | 0 | 0 | 0 | 0
SOUTHERN CROSS DC TIE | 2020 | 11 | 3 | 17 | 1429.8 | 35.6 | 13268 | 0
SOUTHERN CROSS DC TIE | 2020 | 12 | 3 | 17 | 2092.5 | 75.7 | 19418 | 0
SOUTHERN CROSS DC TIE | 2020 | 1 | 4 | 17 | 1032.7 | 19.6 | 9583 | 0
SOUTHERN CROSS DC TIE | 2020 | 2 | 4 | 17 | 1853.9 | 64.6 | 17204 | 0
SOUTHERN CROSS DC TIE | 2020 | 3 | 4 | 17 | 1961 | 70.1 | 18197 | 0
SOUTHERN CROSS DC TIE | 2020 | 4 | 4 | 17 | 0 | 0 | 0 | 0
SOUTHERN CROSS DC TIE | 2020 | 5 | 4 | 17 | 54.3 | 0.1 | 503 | 0
SOUTHERN CROSS DC TIE | 2020 | 6 | 4 | 17 | 0 | 0 | 0 | 0
SOUTHERN CROSS DC TIE | 2020 | 7 | 4 | 17 | 70 | 0.1 | 761 | 0
SOUTHERN CROSS DC TIE | 2020 | 8 | 4 | 17 | 0 | 0 | 0 | 0
SOUTHERN CROSS DC TIE | 2020 | 9 | 4 | 17 | 0 | 0 | 0 | 0
SOUTHERN CROSS DC TIE | 2020 | 10 | 4 | 17 | 0 | 0 | 0 | 0
SOUTHERN CROSS DC TIE | 2020 | 11 | 4 | 17 | 975.7 | 18.1 | 9054 | 0
SOUTHERN CROSS DC TIE | 2020 | 12 | 4 | 17 | 1747.9 | 60 | 16220 | 0
SOUTHERN CROSS DC TIE | 2020 | 1 | 5 | 17 | 765 | 11.4 | 7099 | 0
SOUTHERN CROSS DC TIE | 2020 | 2 | 5 | 17 | 822.5 | 13.5 | 7632 | 0
SOUTHERN CROSS DC TIE | 2020 | 3 | 5 | 17 | 2091.1 | 84 | 19405 | 0
SOUTHERN CROSS DC TIE | 2020 | 4 | 5 | 17 | 137.9 | 0.4 | 1280 | 0
SOUTHERN CROSS DC TIE | 2020 | 5 | 5 | 17 | 102.3 | 0.2 | 948 | 0
SOUTHERN CROSS DC TIE | 2020 | 6 | 5 | 17 | 0 | 0 | 0 | 0
SOUTHERN CROSS DC TIE | 2020 | 7 | 5 | 17 | 0 | 0 | 0 | 0
SOUTHERN CROSS DC TIE | 2020 | 8 | 5 | 17 | 0 | 0 | 0 | 0
SOUTHERN CROSS DC TIE | 2020 | 9 | 5 | 17 | 0 | 0 | 0 | 0
SOUTHERN CROSS DC TIE | 2020 | 10 | 5 | 17 | 0 | 0 | 0 | 0
SOUTHERN CROSS DC TIE | 2020 | 11 | 5 | 17 | 920.9 | 17.4 | 8545 | 0
SOUTHERN CROSS DC TIE | 2020 | 12 | 5 | 17 | 1469.8 | 42.4 | 13639 | 0
SOUTHERN CROSS DC TIE | 2020 | 1 | 6 | 17 | 1044.1 | 21.4 | 9689 | 0
SOUTHERN CROSS DC TIE | 2020 | 2 | 6 | 17 | 1966.8 | 71.8 | 18251 | 0
SOUTHERN CROSS DC TIE | 2020 | 3 | 6 | 17 | 851.1 | 14.1 | 7898 | 0
SOUTHERN CROSS DC TIE | 2020 | 4 | 6 | 17 | 579.7 | 5.7 | 5379 | 0
SOUTHERN CROSS DC TIE | 2020 | 5 | 6 | 17 | 1565.6 | 45.7 | 14528 | 0
SOUTHERN CROSS DC TIE | 2020 | 6 | 6 | 17 | 0 | 0 | 0 | 125.7
SOUTHERN CROSS DC TIE | 2020 | 7 | 6 | 17 | 130.5 | 0.3 | 1418 | 0
SOUTHERN CROSS DC TIE | 2020 | 8 | 6 | 17 | 0 | 0 | 0 | 630.7
SOUTHERN CROSS DC TIE | 2020 | 9 | 6 | 17 | 0 | 0 | 0 | 507.2
SOUTHERN CROSS DC TIE | 2020 | 10 | 6 | 17 | 42.7 | 0 | 395 | 0
SOUTHERN CROSS DC TIE | 2020 | 11 | 6 | 17 | 1908.8 | 67.3 | 17713 | 0
SOUTHERN CROSS DC TIE | 2020 | 12 | 6 | 17 | 236.6 | 1.1 | 2195 | 0
SOUTHERN CROSS DC TIE | 2020 | 1 | 7 | 17 | 929.5 | 17.2 | 8625 | 0
SOUTHERN CROSS DC TIE | 2020 | 2 | 7 | 17 | 1336.8 | 34.1 | 12405 | 0
SOUTHERN CROSS DC TIE | 2020 | 3 | 7 | 17 | 639.3 | 8.2 | 5932 | 0
SOUTHERN CROSS DC TIE | 2020 | 4 | 7 | 17 | 278.9 | 1.5 | 2588 | 0
SOUTHERN CROSS DC TIE | 2020 | 5 | 7 | 17 | 1111.1 | 23.5 | 10310 | 0
SOUTHERN CROSS DC TIE | 2020 | 6 | 7 | 17 | 0 | 0 | 0 | 0
SOUTHERN CROSS DC TIE | 2020 | 7 | 7 | 17 | 50.6 | 0.1 | 550 | 0
SOUTHERN CROSS DC TIE | 2020 | 8 | 7 | 17 | 0 | 0 | 0 | 469.7
SOUTHERN CROSS DC TIE | 2020 | 9 | 7 | 17 | 0 | 0 | 0 | 0
SOUTHERN CROSS DC TIE | 2020 | 10 | 7 | 17 | 504.1 | 4.9 | 4677 | 0
SOUTHERN CROSS DC TIE | 2020 | 11 | 7 | 17 | 102.5 | 0.2 | 951 | 0
SOUTHERN CROSS DC TIE | 2020 | 12 | 7 | 17 | 1197 | 28.3 | 11108 | 0
SOUTHERN CROSS DC TIE | 2020 | 1 | 8 | 17 | 1166.3 | 25.4 | 10823 | 0
SOUTHERN CROSS DC TIE | 2020 | 2 | 8 | 17 | 1187.8 | 27.4 | 11022 | 0
SOUTHERN CROSS DC TIE | 2020 | 3 | 8 | 17 | 298.1 | 1.7 | 2766 | 0
SOUTHERN CROSS DC TIE | 2020 | 4 | 8 | 17 | 2072.6 | 77.2 | 19233 | 0
SOUTHERN CROSS DC TIE | 2020 | 5 | 8 | 17 | 820.5 | 12.8 | 7614 | 0
SOUTHERN CROSS DC TIE | 2020 | 6 | 8 | 17 | 0 | 0 | 0 | 0
SOUTHERN CROSS DC TIE | 2020 | 7 | 8 | 17 | 473.7 | 4.3 | 5149 | 0
SOUTHERN CROSS DC TIE | 2020 | 8 | 8 | 17 | 0 | 0 | 0 | 27.1
SOUTHERN CROSS DC TIE | 2020 | 9 | 8 | 17 | 0 | 0 | 0 | 0
SOUTHERN CROSS DC TIE | 2020 | 10 | 8 | 17 | 280 | 1.5 | 2598 | 0
SOUTHERN CROSS DC TIE | 2020 | 11 | 8 | 17 | 236.7 | 1.1 | 2196 | 0
SOUTHERN CROSS DC TIE | 2020 | 12 | 8 | 17 | 2122.7 | 88.1 | 19698 | 0
SOUTHERN CROSS DC TIE | 2020 | 1 | 9 | 17 | 1354.4 | 35.7 | 12568 | 0
SOUTHERN CROSS DC TIE | 2020 | 2 | 9 | 17 | 355.9 | 2.5 | 3302 | 0
SOUTHERN CROSS DC TIE | 2020 | 3 | 9 | 17 | 856.4 | 14.4 | 7947 | 0
SOUTHERN CROSS DC TIE | 2020 | 4 | 9 | 17 | 509.6 | 4.8 | 4728 | 0
SOUTHERN CROSS DC TIE | 2020 | 5 | 9 | 17 | 0 | 0 | 0 | 0
SOUTHERN CROSS DC TIE | 2020 | 6 | 9 | 17 | 9.3 | 0 | 101 | 0
SOUTHERN CROSS DC TIE | 2020 | 7 | 9 | 17 | 0 | 0 | 0 | 0
SOUTHERN CROSS DC TIE | 2020 | 8 | 9 | 17 | 0 | 0 | 0 | 665.2
SOUTHERN CROSS DC TIE | 2020 | 9 | 9 | 17 | 597.3 | 6.8 | 6493 | 0
SOUTHERN CROSS DC TIE | 2020 | 10 | 9 | 17 | 816.4 | 10.8 | 7575 | 0
SOUTHERN CROSS DC TIE | 2020 | 11 | 9 | 17 | 461.6 | 5.7 | 4284 | 0
SOUTHERN CROSS DC TIE | 2020 | 12 | 9 | 17 | 2085.5 | 82.9 | 19353 | 0
SOUTHERN CROSS DC TIE | 2020 | 1 | 10 | 17 | 1933.1 | 75.8 | 17938 | 0
SOUTHERN CROSS DC TIE | 2020 | 2 | 10 | 17 | 187.9 | 0.7 | 1743 | 0
SOUTHERN CROSS DC TIE | 2020 | 3 | 10 | 17 | 1851.6 | 58.7 | 17182 | 0
SOUTHERN CROSS DC TIE | 2020 | 4 | 10 | 17 | 1613.7 | 51.7 | 14975 | 0
SOUTHERN CROSS DC TIE | 2020 | 5 | 10 | 17 | 1334.2 | 36.3 | 12381 | 0
SOUTHERN CROSS DC TIE | 2020 | 6 | 10 | 17 | 386.2 | 2.7 | 4197 | 0
SOUTHERN CROSS DC TIE | 2020 | 7 | 10 | 17 | 0 | 0 | 0 | 0
SOUTHERN CROSS DC TIE | 2020 | 8 | 10 | 17 | 0 | 0 | 0 | 414.3
SOUTHERN CROSS DC TIE | 2020 | 9 | 10 | 17 | 196 | 0.8 | 2130 | 0
SOUTHERN CROSS DC TIE | 2020 | 10 | 10 | 17 | 342.5 | 2.3 | 3178 | 0
SOUTHERN CROSS DC TIE | 2020 | 11 | 10 | 17 | 2086.2 | 94.3 | 19360 | 0
SOUTHERN CROSS DC TIE | 2020 | 12 | 10 | 17 | 1706.8 | 57.1 | 15838 | 0
SOUTHERN CROSS DC TIE | 2020 | 1 | 11 | 17 | 1444.8 | 43.5 | 13408 | 0
SOUTHERN CROSS DC TIE | 2020 | 2 | 11 | 17 | 1254.9 | 28.8 | 11645 | 0
SOUTHERN CROSS DC TIE | 2020 | 3 | 11 | 17 | 1724 | 62.8 | 15998 | 0
SOUTHERN CROSS DC TIE | 2020 | 4 | 11 | 17 | 743.7 | 10.7 | 6901 | 0
SOUTHERN CROSS DC TIE | 2020 | 5 | 11 | 17 | 355.2 | 2.5 | 3296 | 0
SOUTHERN CROSS DC TIE | 2020 | 6 | 11 | 17 | 0 | 0 | 0 | 0
SOUTHERN CROSS DC TIE | 2020 | 7 | 11 | 17 | 0 | 0 | 0 | 397.4
SOUTHERN CROSS DC TIE | 2020 | 8 | 11 | 17 | 0 | 0 | 0 | 0
SOUTHERN CROSS DC TIE | 2020 | 9 | 11 | 17 | 0 | 0 | 0 | 0
SOUTHERN CROSS DC TIE | 2020 | 10 | 11 | 17 | 0 | 0 | 0 | 0
SOUTHERN CROSS DC TIE | 2020 | 11 | 11 | 17 | 2085.8 | 91.9 | 19355 | 0
SOUTHERN CROSS DC TIE | 2020 | 12 | 11 | 17 | 2057.7 | 77.3 | 19095 | 0
SOUTHERN CROSS DC TIE | 2020 | 1 | 12 | 17 | 1146.6 | 25.4 | 10640 | 0
SOUTHERN CROSS DC TIE | 2020 | 2 | 12 | 17 | 2065.6 | 76 | 19169 | 0
SOUTHERN CROSS DC TIE | 2020 | 3 | 12 | 17 | 0 | 0 | 0 | 0
SOUTHERN CROSS DC TIE | 2020 | 4 | 12 | 17 | 0 | 0 | 0 | 0
SOUTHERN CROSS DC TIE | 2020 | 5 | 12 | 17 | 111.3 | 0.3 | 1032 | 0
SOUTHERN CROSS DC TIE | 2020 | 6 | 12 | 17 | 0 | 0 | 0 | 0
SOUTHERN CROSS DC TIE | 2020 | 7 | 12 | 17 | 0 | 0 | 0 | 0
SOUTHERN CROSS DC TIE | 2020 | 8 | 12 | 17 | 1198.3 | 27.2 | 13025 | 0
SOUTHERN CROSS DC TIE | 2020 | 9 | 12 | 17 | 0 | 0 | 0 | 0
SOUTHERN CROSS DC TIE | 2020 | 10 | 12 | 17 | 1127.1 | 26.3 | 10459 | 0
SOUTHERN CROSS DC TIE | 2020 | 11 | 12 | 17 | 905.7 | 13.2 | 8404 | 0
SOUTHERN CROSS DC TIE | 2020 | 12 | 12 | 17 | 729.4 | 9.8 | 6768 | 0
SOUTHERN CROSS DC TIE | 2020 | 1 | 13 | 17 | 1294 | 32 | 12008 | 0
SOUTHERN CROSS DC TIE | 2020 | 2 | 13 | 17 | 408.8 | 3.2 | 3793 | 0
SOUTHERN CROSS DC TIE | 2020 | 3 | 13 | 17 | 1405.4 | 36.6 | 13042 | 0
SOUTHERN CROSS DC TIE | 2020 | 4 | 13 | 17 | 580.9 | 6 | 5390 | 0
SOUTHERN CROSS DC TIE | 2020 | 5 | 13 | 17 | 0 | 0 | 0 | 0
SOUTHERN CROSS DC TIE | 2020 | 6 | 13 | 17 | 0 | 0 | 0 | 0
SOUTHERN CROSS DC TIE | 2020 | 7 | 13 | 17 | 0 | 0 | 0 | 22.3
SOUTHERN CROSS DC TIE | 2020 | 8 | 13 | 17 | 0 | 0 | 0 | 0
SOUTHERN CROSS DC TIE | 2020 | 9 | 13 | 17 | 0 | 0 | 0 | 0
SOUTHERN CROSS DC TIE | 2020 | 10 | 13 | 17 | 602.5 | 5.9 | 5590 | 0
SOUTHERN CROSS DC TIE | 2020 | 11 | 13 | 17 | 551 | 5.1 | 5113 | 0
SOUTHERN CROSS DC TIE | 2020 | 12 | 13 | 17 | 0 | 0 | 0 | 0
SOUTHERN CROSS DC TIE | 2020 | 1 | 14 | 17 | 1724.7 | 54.6 | 16005 | 0
SOUTHERN CROSS DC TIE | 2020 | 2 | 14 | 17 | 888 | 15.2 | 8240 | 0
SOUTHERN CROSS DC TIE | 2020 | 3 | 14 | 17 | 377.9 | 2.9 | 3507 | 0
SOUTHERN CROSS DC TIE | 2020 | 4 | 14 | 17 | 996.6 | 19.1 | 9248 | 0
SOUTHERN CROSS DC TIE | 2020 | 5 | 14 | 17 | 439.1 | 3.7 | 4074 | 0
SOUTHERN CROSS DC TIE | 2020 | 6 | 14 | 17 | 0 | 0 | 0 | 0
SOUTHERN CROSS DC TIE | 2020 | 7 | 14 | 17 | 0 | 0 | 0 | 0
SOUTHERN CROSS DC TIE | 2020 | 8 | 14 | 17 | 0 | 0 | 0 | 0
SOUTHERN CROSS DC TIE | 2020 | 9 | 14 | 17 | 54.5 | 0.1 | 591 | 0
SOUTHERN CROSS DC TIE | 2020 | 10 | 14 | 17 | 1609.2 | 50.1 | 14933 | 0
SOUTHERN CROSS DC TIE | 2020 | 11 | 14 | 17 | 229.2 | 1 | 2126 | 0
SOUTHERN CROSS DC TIE | 2020 | 12 | 14 | 17 | 146.8 | 0.4 | 1362 | 0
SOUTHERN CROSS DC TIE | 2020 | 1 | 15 | 17 | 1711.4 | 54.3 | 15881 | 0
SOUTHERN CROSS DC TIE | 2020 | 2 | 15 | 17 | 601 | 7.3 | 5577 | 0
SOUTHERN CROSS DC TIE | 2020 | 3 | 15 | 17 | 1247.1 | 32.3 | 11573 | 0
SOUTHERN CROSS DC TIE | 2020 | 4 | 15 | 17 | 852.3 | 14.3 | 7909 | 0
SOUTHERN CROSS DC TIE | 2020 | 5 | 15 | 17 | 65 | 0.1 | 603 | 0
SOUTHERN CROSS DC TIE | 2020 | 6 | 15 | 17 | 0 | 0 | 0 | 0
SOUTHERN CROSS DC TIE | 2020 | 7 | 15 | 17 | 0 | 0 | 0 | 475.4
SOUTHERN CROSS DC TIE | 2020 | 8 | 15 | 17 | 0 | 0 | 0 | 522.4
SOUTHERN CROSS DC TIE | 2020 | 9 | 15 | 17 | 126.6 | 0.3 | 1376 | 0
SOUTHERN CROSS DC TIE | 2020 | 10 | 15 | 17 | 759.1 | 9.6 | 7044 | 0
SOUTHERN CROSS DC TIE | 2020 | 11 | 15 | 17 | 0 | 0 | 0 | 0
SOUTHERN CROSS DC TIE | 2020 | 12 | 15 | 17 | 1691.4 | 59.9 | 15695 | 0
SOUTHERN CROSS DC TIE | 2020 | 1 | 16 | 17 | 979.9 | 17.2 | 9093 | 0
SOUTHERN CROSS DC TIE | 2020 | 2 | 16 | 17 | 452.6 | 4.3 | 4200 | 0
SOUTHERN CROSS DC TIE | 2020 | 3 | 16 | 17 | 1111.7 | 25.8 | 10316 | 0
SOUTHERN CROSS DC TIE | 2020 | 4 | 16 | 17 | 0 | 0 | 0 | 0
SOUTHERN CROSS DC TIE | 2020 | 5 | 16 | 17 | 64.4 | 0.1 | 597 | 0
SOUTHERN CROSS DC TIE | 2020 | 6 | 16 | 17 | 359.1 | 2.9 | 3903 | 0
SOUTHERN CROSS DC TIE | 2020 | 7 | 16 | 17 | 0 | 0 | 0 | 303.1
SOUTHERN CROSS DC TIE | 2020 | 8 | 16 | 17 | 0 | 0 | 0 | 383.6
SOUTHERN CROSS DC TIE | 2020 | 9 | 16 | 17 | 581.4 | 6.8 | 6320 | 0
SOUTHERN CROSS DC TIE | 2020 | 10 | 16 | 17 | 968.5 | 17.7 | 8987 | 0
SOUTHERN CROSS DC TIE | 2020 | 11 | 16 | 17 | 1483.2 | 37.6 | 13763 | 0
SOUTHERN CROSS DC TIE | 2020 | 12 | 16 | 17 | 1560.3 | 48.2 | 14479 | 0
SOUTHERN CROSS DC TIE | 2020 | 1 | 17 | 17 | 1887.6 | 65.4 | 17517 | 0
SOUTHERN CROSS DC TIE | 2020 | 2 | 17 | 17 | 181.1 | 0.6 | 1680 | 0
SOUTHERN CROSS DC TIE | 2020 | 3 | 17 | 17 | 959.6 | 17.2 | 8904 | 0
SOUTHERN CROSS DC TIE | 2020 | 4 | 17 | 17 | 0 | 0 | 0 | 88.9
SOUTHERN CROSS DC TIE | 2020 | 5 | 17 | 17 | 0 | 0 | 0 | 0
SOUTHERN CROSS DC TIE | 2020 | 6 | 17 | 17 | 1198.7 | 31.3 | 13029 | 0
SOUTHERN CROSS DC TIE | 2020 | 7 | 17 | 17 | 0 | 0 | 0 | 571.7
SOUTHERN CROSS DC TIE | 2020 | 8 | 17 | 17 | 0 | 0 | 0 | 402.8
SOUTHERN CROSS DC TIE | 2020 | 9 | 17 | 17 | 427.5 | 3.7 | 4647 | 0
SOUTHERN CROSS DC TIE | 2020 | 10 | 17 | 17 | 833.4 | 13.9 | 7733 | 0
SOUTHERN CROSS DC TIE | 2020 | 11 | 17 | 17 | 2099.1 | 86.2 | 19479 | 0
SOUTHERN CROSS DC TIE | 2020 | 12 | 17 | 17 | 689.6 | 9.9 | 6399 | 0
SOUTHERN CROSS DC TIE | 2020 | 1 | 18 | 17 | 951.4 | 17.5 | 8829 | 0
SOUTHERN CROSS DC TIE | 2020 | 2 | 18 | 17 | 614.8 | 7.9 | 5705 | 0
SOUTHERN CROSS DC TIE | 2020 | 3 | 18 | 17 | 423.6 | 3.8 | 3930 | 0
SOUTHERN CROSS DC TIE | 2020 | 4 | 18 | 17 | 29 | 0 | 268 | 0
SOUTHERN CROSS DC TIE | 2020 | 5 | 18 | 17 | 0 | 0 | 0 | 0
SOUTHERN CROSS DC TIE | 2020 | 6 | 18 | 17 | 0 | 0 | 0 | 0
SOUTHERN CROSS DC TIE | 2020 | 7 | 18 | 17 | 0 | 0 | 0 | 0
SOUTHERN CROSS DC TIE | 2020 | 8 | 18 | 17 | 0 | 0 | 0 | 293.8
SOUTHERN CROSS DC TIE | 2020 | 9 | 18 | 17 | 406.7 | 3.3 | 4421 | 0
SOUTHERN CROSS DC TIE | 2020 | 10 | 18 | 17 | 247.8 | 1.3 | 2299 | 0
SOUTHERN CROSS DC TIE | 2020 | 11 | 18 | 17 | 1589 | 48.9 | 14745 | 0
SOUTHERN CROSS DC TIE | 2020 | 12 | 18 | 17 | 362.8 | 2.6 | 3366 | 0
SOUTHERN CROSS DC TIE | 2020 | 1 | 19 | 17 | 484.9 | 5.1 | 4499 | 0
SOUTHERN CROSS DC TIE | 2020 | 2 | 19 | 17 | 103.6 | 0.2 | 961 | 0
SOUTHERN CROSS DC TIE | 2020 | 3 | 19 | 17 | 1191.1 | 29.1 | 11053 | 0
SOUTHERN CROSS DC TIE | 2020 | 4 | 19 | 17 | 0 | 0 | 0 | 0
SOUTHERN CROSS DC TIE | 2020 | 5 | 19 | 17 | 0 | 0 | 0 | 0
SOUTHERN CROSS DC TIE | 2020 | 6 | 19 | 17 | 0 | 0 | 0 | 202.9
SOUTHERN CROSS DC TIE | 2020 | 7 | 19 | 17 | 0 | 0 | 0 | 679.6
SOUTHERN CROSS DC TIE | 2020 | 8 | 19 | 17 | 0 | 0 | 0 | 0
SOUTHERN CROSS DC TIE | 2020 | 9 | 19 | 17 | 0 | 0 | 0 | 0
SOUTHERN CROSS DC TIE | 2020 | 10 | 19 | 17 | 387.9 | 2.7 | 3599 | 0
SOUTHERN CROSS DC TIE | 2020 | 11 | 19 | 17 | 839.9 | 13.5 | 7794 | 0
SOUTHERN CROSS DC TIE | 2020 | 12 | 19 | 17 | 0 | 0 | 0 | 0
SOUTHERN CROSS DC TIE | 2020 | 1 | 20 | 17 | 1113.3 | 24.1 | 10331 | 0
SOUTHERN CROSS DC TIE | 2020 | 2 | 20 | 17 | 265.5 | 1.4 | 2463 | 0
SOUTHERN CROSS DC TIE | 2020 | 3 | 20 | 17 | 1615.6 | 47 | 14992 | 0
SOUTHERN CROSS DC TIE | 2020 | 4 | 20 | 17 | 679.3 | 9.2 | 6303 | 0
SOUTHERN CROSS DC TIE | 2020 | 5 | 20 | 17 | 0 | 0 | 0 | 0
SOUTHERN CROSS DC TIE | 2020 | 6 | 20 | 17 | 0 | 0 | 0 | 0
SOUTHERN CROSS DC TIE | 2020 | 7 | 20 | 17 | 0 | 0 | 0 | 0
SOUTHERN CROSS DC TIE | 2020 | 8 | 20 | 17 | 0 | 0 | 0 | 615
SOUTHERN CROSS DC TIE | 2020 | 9 | 20 | 17 | 0 | 0 | 0 | 0
SOUTHERN CROSS DC TIE | 2020 | 10 | 20 | 17 | 2002.7 | 78.1 | 18585 | 0
SOUTHERN CROSS DC TIE | 2020 | 11 | 20 | 17 | 1075.8 | 22.4 | 9983 | 0
SOUTHERN CROSS DC TIE | 2020 | 12 | 20 | 17 | 830.2 | 13.1 | 7704 | 0
SOUTHERN CROSS DC TIE | 2020 | 1 | 21 | 17 | 909.7 | 15.2 | 8441 | 0
SOUTHERN CROSS DC TIE | 2020 | 2 | 21 | 17 | 57.3 | 0.1 | 531 | 0
SOUTHERN CROSS DC TIE | 2020 | 3 | 21 | 17 | 1510.9 | 42.1 | 14021 | 0
SOUTHERN CROSS DC TIE | 2020 | 4 | 21 | 17 | 1552.4 | 46.2 | 14406 | 0
SOUTHERN CROSS DC TIE | 2020 | 5 | 21 | 17 | 493.4 | 4.7 | 4578 | 0
SOUTHERN CROSS DC TIE | 2020 | 6 | 21 | 17 | 0 | 0 | 0 | 0
SOUTHERN CROSS DC TIE | 2020 | 7 | 21 | 17 | 0 | 0 | 0 | 0
SOUTHERN CROSS DC TIE | 2020 | 8 | 21 | 17 | 0 | 0 | 0 | 703.1
SOUTHERN CROSS DC TIE | 2020 | 9 | 21 | 17 | 0 | 0 | 0 | 0
SOUTHERN CROSS DC TIE | 2020 | 10 | 21 | 17 | 1602.3 | 54.2 | 14869 | 0
SOUTHERN CROSS DC TIE | 2020 | 11 | 21 | 17 | 639.8 | 8.1 | 5937 | 0
SOUTHERN CROSS DC TIE | 2020 | 12 | 21 | 17 | 852.2 | 13.7 | 7908 | 0
SOUTHERN CROSS DC TIE | 2020 | 1 | 22 | 17 | 2013.1 | 75.3 | 18681 | 0
SOUTHERN CROSS DC TIE | 2020 | 2 | 22 | 17 | 262.3 | 1.4 | 2434 | 0
SOUTHERN CROSS DC TIE | 2020 | 3 | 22 | 17 | 707.3 | 9.9 | 6564 | 0
SOUTHERN CROSS DC TIE | 2020 | 4 | 22 | 17 | 390.2 | 2.9 | 3620 | 0
SOUTHERN CROSS DC TIE | 2020 | 5 | 22 | 17 | 898.6 | 15 | 8338 | 0
SOUTHERN CROSS DC TIE | 2020 | 6 | 22 | 17 | 0 | 0 | 0 | 0
SOUTHERN CROSS DC TIE | 2020 | 7 | 22 | 17 | 0 | 0 | 0 | 33.7
SOUTHERN CROSS DC TIE | 2020 | 8 | 22 | 17 | 0 | 0 | 0 | 303.2
SOUTHERN CROSS DC TIE | 2020 | 9 | 22 | 17 | 0 | 0 | 0 | 0
SOUTHERN CROSS DC TIE | 2020 | 10 | 22 | 17 | 1631.8 | 29.8 | 15142 | 0
SOUTHERN CROSS DC TIE | 2020 | 11 | 22 | 17 | 1002.9 | 21.5 | 9306 | 0
SOUTHERN CROSS DC TIE | 2020 | 12 | 22 | 17 | 2106.4 | 85.2 | 19547 | 0
SOUTHERN CROSS DC TIE | 2020 | 1 | 23 | 17 | 1957.1 | 71.2 | 18162 | 0
SOUTHERN CROSS DC TIE | 2020 | 2 | 23 | 17 | 318.9 | 2 | 2959 | 0
SOUTHERN CROSS DC TIE | 2020 | 3 | 23 | 17 | 1544.6 | 47.9 | 14333 | 0
SOUTHERN CROSS DC TIE | 2020 | 4 | 23 | 17 | 474 | 4.4 | 4398 | 0
SOUTHERN CROSS DC TIE | 2020 | 5 | 23 | 17 | 296.9 | 1.9 | 2755 | 0
SOUTHERN CROSS DC TIE | 2020 | 6 | 23 | 17 | 0 | 0 | 0 | 0
SOUTHERN CROSS DC TIE | 2020 | 7 | 23 | 17 | 0 | 0 | 0 | 0
SOUTHERN CROSS DC TIE | 2020 | 8 | 23 | 17 | 12.8 | 0 | 139 | 0
SOUTHERN CROSS DC TIE | 2020 | 9 | 23 | 17 | 0 | 0 | 0 | 0
SOUTHERN CROSS DC TIE | 2020 | 10 | 23 | 17 | 1152.2 | 25.3 | 10692 | 0
SOUTHERN CROSS DC TIE | 2020 | 11 | 23 | 17 | 2023.1 | 73.1 | 18774 | 0
SOUTHERN CROSS DC TIE | 2020 | 12 | 23 | 17 | 873.8 | 14.8 | 8109 | 0
SOUTHERN CROSS DC TIE | 2020 | 1 | 24 | 17 | 946.4 | 16.6 | 8782 | 0
SOUTHERN CROSS DC TIE | 2020 | 2 | 24 | 17 | 352.6 | 2.5 | 3272 | 0
SOUTHERN CROSS DC TIE | 2020 | 3 | 24 | 17 | 2081 | 81.8 | 19311 | 0
SOUTHERN CROSS DC TIE | 2020 | 4 | 24 | 17 | 0 | 0 | 0 | 0
SOUTHERN CROSS DC TIE | 2020 | 5 | 24 | 17 | 332.6 | 2.3 | 3086 | 0
SOUTHERN CROSS DC TIE | 2020 | 6 | 24 | 17 | 0 | 0 | 0 | 0
SOUTHERN CROSS DC TIE | 2020 | 7 | 24 | 17 | 0 | 0 | 0 | 0
SOUTHERN CROSS DC TIE | 2020 | 8 | 24 | 17 | 0 | 0 | 0 | 322.8
SOUTHERN CROSS DC TIE | 2020 | 9 | 24 | 17 | 1644.6 | 43.6 | 17876 | 0
SOUTHERN CROSS DC TIE | 2020 | 10 | 24 | 17 | 569.8 | 6.8 | 5287 | 0
SOUTHERN CROSS DC TIE | 2020 | 11 | 24 | 17 | 1374.1 | 39.9 | 12751 | 0
SOUTHERN CROSS DC TIE | 2020 | 12 | 24 | 17 | 962.6 | 17.5 | 8933 | 0
SOUTHERN CROSS DC TIE | 2020 | 1 | 25 | 17 | 1557.3 | 48.5 | 14452 | 0
SOUTHERN CROSS DC TIE | 2020 | 2 | 25 | 17 | 1807.4 | 60.5 | 16772 | 0
SOUTHERN CROSS DC TIE | 2020 | 3 | 25 | 17 | 2084.5 | 84 | 19344 | 0
SOUTHERN CROSS DC TIE | 2020 | 4 | 25 | 17 | 621.7 | 7.5 | 5769 | 0
SOUTHERN CROSS DC TIE | 2020 | 5 | 25 | 17 | 0 | 0 | 0 | 0
SOUTHERN CROSS DC TIE | 2020 | 6 | 25 | 17 | 0 | 0 | 0 | 0
SOUTHERN CROSS DC TIE | 2020 | 7 | 25 | 17 | 227.9 | 1 | 2477 | 0
SOUTHERN CROSS DC TIE | 2020 | 8 | 25 | 17 | 0 | 0 | 0 | 0
SOUTHERN CROSS DC TIE | 2020 | 9 | 25 | 17 | 1540.1 | 32.4 | 16740 | 0
SOUTHERN CROSS DC TIE | 2020 | 10 | 25 | 17 | 879.7 | 14.1 | 8163 | 0
SOUTHERN CROSS DC TIE | 2020 | 11 | 25 | 17 | 790.8 | 11.8 | 7338 | 0
SOUTHERN CROSS DC TIE | 2020 | 12 | 25 | 17 | 1250.6 | 31.9 | 11605 | 0
SOUTHERN CROSS DC TIE | 2020 | 1 | 26 | 17 | 917 | 16.5 | 8510 | 0
SOUTHERN CROSS DC TIE | 2020 | 2 | 26 | 17 | 1875.5 | 63.8 | 17404 | 0
SOUTHERN CROSS DC TIE | 2020 | 3 | 26 | 17 | 2077.2 | 79.8 | 19276 | 0
SOUTHERN CROSS DC TIE | 2020 | 4 | 26 | 17 | 633.5 | 8.9 | 5878 | 0
SOUTHERN CROSS DC TIE | 2020 | 5 | 26 | 17 | 0 | 0 | 0 | 0
SOUTHERN CROSS DC TIE | 2020 | 6 | 26 | 17 | 0 | 0 | 0 | 0
SOUTHERN CROSS DC TIE | 2020 | 7 | 26 | 17 | 32.5 | 0 | 353 | 0
SOUTHERN CROSS DC TIE | 2020 | 8 | 26 | 17 | 0 | 0 | 0 | 429.8
SOUTHERN CROSS DC TIE | 2020 | 9 | 26 | 17 | 312.9 | 1.8 | 3401 | 0
SOUTHERN CROSS DC TIE | 2020 | 10 | 26 | 17 | 818.4 | 11.1 | 7594 | 0
SOUTHERN CROSS DC TIE | 2020 | 11 | 26 | 17 | 1070.5 | 22.6 | 9933 | 0
SOUTHERN CROSS DC TIE | 2020 | 12 | 26 | 17 | 0 | 0 | 0 | 0
SOUTHERN CROSS DC TIE | 2020 | 1 | 27 | 17 | 687.1 | 9.8 | 6376 | 0
SOUTHERN CROSS DC TIE | 2020 | 2 | 27 | 17 | 2091.7 | 81.2 | 19411 | 0
SOUTHERN CROSS DC TIE | 2020 | 3 | 27 | 17 | 618.3 | 7.1 | 5737 | 0
SOUTHERN CROSS DC TIE | 2020 | 4 | 27 | 17 | 0 | 0 | 0 | 0
SOUTHERN CROSS DC TIE | 2020 | 5 | 27 | 17 | 0 | 0 | 0 | 0
SOUTHERN CROSS DC TIE | 2020 | 6 | 27 | 17 | 0 | 0 | 0 | 0
SOUTHERN CROSS DC TIE | 2020 | 7 | 27 | 17 | 0 | 0 | 0 | 609.5
SOUTHERN CROSS DC TIE | 2020 | 8 | 27 | 17 | 0 | 0 | 0 | 0
SOUTHERN CROSS DC TIE | 2020 | 9 | 27 | 17 | 163.2 | 0.5 | 1774 | 0
SOUTHERN CROSS DC TIE | 2020 | 10 | 27 | 17 | 320 | 2.1 | 2969 | 0
SOUTHERN CROSS DC TIE | 2020 | 11 | 27 | 17 | 1106.7 | 26.1 | 10269 | 0
SOUTHERN CROSS DC TIE | 2020 | 12 | 27 | 17 | 1412.1 | 36.4 | 13104 | 0
SOUTHERN CROSS DC TIE | 2020 | 1 | 28 | 17 | 1421.3 | 31.3 | 13189 | 0
SOUTHERN CROSS DC TIE | 2020 | 2 | 28 | 17 | 1286.9 | 31.9 | 11941 | 0
SOUTHERN CROSS DC TIE | 2020 | 3 | 28 | 17 | 1819.4 | 61.7 | 16883 | 0
SOUTHERN CROSS DC TIE | 2020 | 4 | 28 | 17 | 696.6 | 9.5 | 6464 | 0
SOUTHERN CROSS DC TIE | 2020 | 5 | 28 | 17 | 200.5 | 0.8 | 1860 | 0
SOUTHERN CROSS DC TIE | 2020 | 6 | 28 | 17 | 0 | 0 | 0 | 0
SOUTHERN CROSS DC TIE | 2020 | 7 | 28 | 17 | 0 | 0 | 0 | 170.7
SOUTHERN CROSS DC TIE | 2020 | 8 | 28 | 17 | 0 | 0 | 0 | 0
SOUTHERN CROSS DC TIE | 2020 | 9 | 28 | 17 | 435.9 | 3.7 | 4738 | 0
SOUTHERN CROSS DC TIE | 2020 | 10 | 28 | 17 | 697 | 9.3 | 6468 | 0
SOUTHERN CROSS DC TIE | 2020 | 11 | 28 | 17 | 357.2 | 2.2 | 3314 | 0
SOUTHERN CROSS DC TIE | 2020 | 12 | 28 | 17 | 1009.3 | 18.1 | 9366 | 0
SOUTHERN CROSS DC TIE | 2020 | 1 | 29 | 17 | 320.5 | 2 | 2974 | 0
SOUTHERN CROSS DC TIE | 2020 | 2 | 29 | 17 | 1456.6 | 34.6 | 13516 | 0
SOUTHERN CROSS DC TIE | 2020 | 3 | 29 | 17 | 1201.4 | 27.7 | 11149 | 0
SOUTHERN CROSS DC TIE | 2020 | 4 | 29 | 17 | 460.7 | 4.2 | 4275 | 0
SOUTHERN CROSS DC TIE | 2020 | 5 | 29 | 17 | 0 | 0 | 0 | 0
SOUTHERN CROSS DC TIE | 2020 | 6 | 29 | 17 | 0 | 0 | 0 | 0
SOUTHERN CROSS DC TIE | 2020 | 7 | 29 | 17 | 0 | 0 | 0 | 0
SOUTHERN CROSS DC TIE | 2020 | 8 | 29 | 17 | 0 | 0 | 0 | 0
SOUTHERN CROSS DC TIE | 2020 | 9 | 29 | 17 | 0 | 0 | 0 | 0
SOUTHERN CROSS DC TIE | 2020 | 10 | 29 | 17 | 409.3 | 3.2 | 3798 | 0
SOUTHERN CROSS DC TIE | 2020 | 11 | 29 | 17 | 127.3 | 0.4 | 1180 | 0
SOUTHERN CROSS DC TIE | 2020 | 12 | 29 | 17 | 2095.5 | 85.8 | 19445 | 0
SOUTHERN CROSS DC TIE | 2020 | 1 | 30 | 17 | 1088.1 | 23.6 | 10097 | 0
SOUTHERN CROSS DC TIE | 2020 | 3 | 30 | 17 | 1704.2 | 52.4 | 15814 | 0
SOUTHERN CROSS DC TIE | 2020 | 4 | 30 | 17 | 558.6 | 7.3 | 5183 | 0
SOUTHERN CROSS DC TIE | 2020 | 5 | 30 | 17 | 0 | 0 | 0 | 0
SOUTHERN CROSS DC TIE | 2020 | 6 | 30 | 17 | 0 | 0 | 0 | 0
SOUTHERN CROSS DC TIE | 2020 | 7 | 30 | 17 | 0 | 0 | 0 | 64
SOUTHERN CROSS DC TIE | 2020 | 8 | 30 | 17 | 0 | 0 | 0 | 214
SOUTHERN CROSS DC TIE | 2020 | 9 | 30 | 17 | 0 | 0 | 0 | 0
SOUTHERN CROSS DC TIE | 2020 | 10 | 30 | 17 | 1179.2 | 25.7 | 10942 | 0
SOUTHERN CROSS DC TIE | 2020 | 11 | 30 | 17 | 229.2 | 1 | 2127 | 0
SOUTHERN CROSS DC TIE | 2020 | 12 | 30 | 17 | 1726.9 | 54.7 | 16025 | 0
SOUTHERN CROSS DC TIE | 2020 | 1 | 31 | 17 | 289.3 | 1.6 | 2684 | 0
SOUTHERN CROSS DC TIE | 2020 | 3 | 31 | 17 | 957.7 | 17.8 | 8887 | 0
SOUTHERN CROSS DC TIE | 2020 | 5 | 31 | 17 | 131.4 | 0.3 | 1218 | 0
SOUTHERN CROSS DC TIE | 2020 | 7 | 31 | 17 | 0 | 0 | 0 | 0
SOUTHERN CROSS DC TIE | 2020 | 8 | 31 | 17 | 0 | 0 | 0 | 0
SOUTHERN CROSS DC TIE | 2020 | 10 | 31 | 17 | 374.6 | 2.3 | 3476 | 0
SOUTHERN CROSS DC TIE | 2020 | 12 | 31 | 17 | 1807.3 | 62.2 | 16772 | 0
SOUTHERN CROSS DC TIE | 2020 | 1 | 1 | 18 | 993.6 | 21.7 | 9220 | 0
SOUTHERN CROSS DC TIE | 2020 | 2 | 1 | 18 | 411 | 3.3 | 3813 | 0
SOUTHERN CROSS DC TIE | 2020 | 3 | 1 | 18 | 0 | 0 | 0 | 0
SOUTHERN CROSS DC TIE | 2020 | 4 | 1 | 18 | 1409 | 35 | 13075 | 0
SOUTHERN CROSS DC TIE | 2020 | 5 | 1 | 18 | 0 | 0 | 0 | 0
SOUTHERN CROSS DC TIE | 2020 | 6 | 1 | 18 | 247.5 | 1.2 | 2690 | 0
SOUTHERN CROSS DC TIE | 2020 | 7 | 1 | 18 | 1566.5 | 40.9 | 17027 | 0
SOUTHERN CROSS DC TIE | 2020 | 8 | 1 | 18 | 0 | 0 | 0 | 0
SOUTHERN CROSS DC TIE | 2020 | 9 | 1 | 18 | 0 | 0 | 0 | 0
SOUTHERN CROSS DC TIE | 2020 | 10 | 1 | 18 | 0 | 0 | 0 | 0
SOUTHERN CROSS DC TIE | 2020 | 11 | 1 | 18 | 514 | 5.8 | 4769 | 0
SOUTHERN CROSS DC TIE | 2020 | 12 | 1 | 18 | 2095.8 | 78.2 | 19448 | 0
SOUTHERN CROSS DC TIE | 2020 | 1 | 2 | 18 | 1053.6 | 23.8 | 9777 | 0
SOUTHERN CROSS DC TIE | 2020 | 2 | 2 | 18 | 426.4 | 3.5 | 3956 | 0
SOUTHERN CROSS DC TIE | 2020 | 3 | 2 | 18 | 621 | 7.6 | 5763 | 0
SOUTHERN CROSS DC TIE | 2020 | 4 | 2 | 18 | 263.6 | 1.4 | 2446 | 0
SOUTHERN CROSS DC TIE | 2020 | 5 | 2 | 18 | 0 | 0 | 0 | 0
SOUTHERN CROSS DC TIE | 2020 | 6 | 2 | 18 | 0 | 0 | 0 | 0
SOUTHERN CROSS DC TIE | 2020 | 7 | 2 | 18 | 0 | 0 | 0 | 0
SOUTHERN CROSS DC TIE | 2020 | 8 | 2 | 18 | 0 | 0 | 0 | 0
SOUTHERN CROSS DC TIE | 2020 | 9 | 2 | 18 | 0 | 0 | 0 | 0
SOUTHERN CROSS DC TIE | 2020 | 10 | 2 | 18 | 39.6 | 0 | 367 | 0
SOUTHERN CROSS DC TIE | 2020 | 11 | 2 | 18 | 535.2 | 5.9 | 4966 | 0
SOUTHERN CROSS DC TIE | 2020 | 12 | 2 | 18 | 2107.1 | 84.8 | 19553 | 0
SOUTHERN CROSS DC TIE | 2020 | 1 | 3 | 18 | 750.9 | 11.6 | 6968 | 0
SOUTHERN CROSS DC TIE | 2020 | 2 | 3 | 18 | 1184.3 | 26.8 | 10990 | 0
SOUTHERN CROSS DC TIE | 2020 | 3 | 3 | 18 | 2070.7 | 82 | 19215 | 0
SOUTHERN CROSS DC TIE | 2020 | 4 | 3 | 18 | 783.9 | 11.5 | 7274 | 0
SOUTHERN CROSS DC TIE | 2020 | 5 | 3 | 18 | 0 | 0 | 0 | 0
SOUTHERN CROSS DC TIE | 2020 | 6 | 3 | 18 | 18.5 | 0 | 200 | 0
SOUTHERN CROSS DC TIE | 2020 | 7 | 3 | 18 | 0 | 0 | 0 | 0
SOUTHERN CROSS DC TIE | 2020 | 8 | 3 | 18 | 0 | 0 | 0 | 0
SOUTHERN CROSS DC TIE | 2020 | 9 | 3 | 18 | 0 | 0 | 0 | 0
SOUTHERN CROSS DC TIE | 2020 | 10 | 3 | 18 | 0 | 0 | 0 | 0
SOUTHERN CROSS DC TIE | 2020 | 11 | 3 | 18 | 1481.4 | 34.9 | 13747 | 0
SOUTHERN CROSS DC TIE | 2020 | 12 | 3 | 18 | 2105.7 | 94.9 | 19540 | 0
SOUTHERN CROSS DC TIE | 2020 | 1 | 4 | 18 | 950.1 | 17.7 | 8817 | 0
SOUTHERN CROSS DC TIE | 2020 | 2 | 4 | 18 | 2088.5 | 81.1 | 19381 | 0
SOUTHERN CROSS DC TIE | 2020 | 3 | 4 | 18 | 2013.7 | 75.1 | 18686 | 0
SOUTHERN CROSS DC TIE | 2020 | 4 | 4 | 18 | 0 | 0 | 0 | 0
SOUTHERN CROSS DC TIE | 2020 | 5 | 4 | 18 | 331.6 | 2 | 3077 | 0
SOUTHERN CROSS DC TIE | 2020 | 6 | 4 | 18 | 0 | 0 | 0 | 0
SOUTHERN CROSS DC TIE | 2020 | 7 | 4 | 18 | 371.1 | 3 | 4033 | 0
SOUTHERN CROSS DC TIE | 2020 | 8 | 4 | 18 | 0 | 0 | 0 | 0
SOUTHERN CROSS DC TIE | 2020 | 9 | 4 | 18 | 0 | 0 | 0 | 0
SOUTHERN CROSS DC TIE | 2020 | 10 | 4 | 18 | 0 | 0 | 0 | 0
SOUTHERN CROSS DC TIE | 2020 | 11 | 4 | 18 | 754.9 | 12 | 7005 | 0
SOUTHERN CROSS DC TIE | 2020 | 12 | 4 | 18 | 1919.6 | 70.3 | 17813 | 0
SOUTHERN CROSS DC TIE | 2020 | 1 | 5 | 18 | 881.1 | 14.7 | 8176 | 0
SOUTHERN CROSS DC TIE | 2020 | 2 | 5 | 18 | 844.1 | 14.1 | 7833 | 0
SOUTHERN CROSS DC TIE | 2020 | 3 | 5 | 18 | 1248 | 30.1 | 11581 | 0
SOUTHERN CROSS DC TIE | 2020 | 4 | 5 | 18 | 81 | 0.1 | 751 | 0
SOUTHERN CROSS DC TIE | 2020 | 5 | 5 | 18 | 414.7 | 3.3 | 3848 | 0
SOUTHERN CROSS DC TIE | 2020 | 6 | 5 | 18 | 0 | 0 | 0 | 0
SOUTHERN CROSS DC TIE | 2020 | 7 | 5 | 18 | 174.2 | 0.6 | 1893 | 0
SOUTHERN CROSS DC TIE | 2020 | 8 | 5 | 18 | 0 | 0 | 0 | 0
SOUTHERN CROSS DC TIE | 2020 | 9 | 5 | 18 | 0 | 0 | 0 | 0
SOUTHERN CROSS DC TIE | 2020 | 10 | 5 | 18 | 0 | 0 | 0 | 0
SOUTHERN CROSS DC TIE | 2020 | 11 | 5 | 18 | 345.9 | 2.6 | 3209 | 0
SOUTHERN CROSS DC TIE | 2020 | 12 | 5 | 18 | 1990.6 | 74 | 18472 | 0
SOUTHERN CROSS DC TIE | 2020 | 1 | 6 | 18 | 1014 | 19.8 | 9409 | 0
SOUTHERN CROSS DC TIE | 2020 | 2 | 6 | 18 | 2087.8 | 83.2 | 19374 | 0
SOUTHERN CROSS DC TIE | 2020 | 3 | 6 | 18 | 739.1 | 10.6 | 6858 | 0
SOUTHERN CROSS DC TIE | 2020 | 4 | 6 | 18 | 1267.3 | 30.3 | 11760 | 0
SOUTHERN CROSS DC TIE | 2020 | 5 | 6 | 18 | 1860.7 | 64.1 | 17267 | 0
SOUTHERN CROSS DC TIE | 2020 | 6 | 6 | 18 | 0 | 0 | 0 | 0
SOUTHERN CROSS DC TIE | 2020 | 7 | 6 | 18 | 0 | 0 | 0 | 0
SOUTHERN CROSS DC TIE | 2020 | 8 | 6 | 18 | 0 | 0 | 0 | 0
SOUTHERN CROSS DC TIE | 2020 | 9 | 6 | 18 | 0 | 0 | 0 | 577.7
SOUTHERN CROSS DC TIE | 2020 | 10 | 6 | 18 | 234.7 | 1.1 | 2178 | 0
SOUTHERN CROSS DC TIE | 2020 | 11 | 6 | 18 | 1527.9 | 45.1 | 14178 | 0
SOUTHERN CROSS DC TIE | 2020 | 12 | 6 | 18 | 568.4 | 5.6 | 5274 | 0
SOUTHERN CROSS DC TIE | 2020 | 1 | 7 | 18 | 926.3 | 19 | 8595 | 0
SOUTHERN CROSS DC TIE | 2020 | 2 | 7 | 18 | 2086.6 | 83 | 19363 | 0
SOUTHERN CROSS DC TIE | 2020 | 3 | 7 | 18 | 741.9 | 10.3 | 6884 | 0
SOUTHERN CROSS DC TIE | 2020 | 4 | 7 | 18 | 1116.4 | 21.5 | 10360 | 0
SOUTHERN CROSS DC TIE | 2020 | 5 | 7 | 18 | 922.1 | 17.8 | 8556 | 0
SOUTHERN CROSS DC TIE | 2020 | 6 | 7 | 18 | 0 | 0 | 0 | 0
SOUTHERN CROSS DC TIE | 2020 | 7 | 7 | 18 | 78.4 | 0.1 | 852 | 0
SOUTHERN CROSS DC TIE | 2020 | 8 | 7 | 18 | 0 | 0 | 0 | 0
SOUTHERN CROSS DC TIE | 2020 | 9 | 7 | 18 | 0 | 0 | 0 | 0
SOUTHERN CROSS DC TIE | 2020 | 10 | 7 | 18 | 670.3 | 9.1 | 6220 | 0
SOUTHERN CROSS DC TIE | 2020 | 11 | 7 | 18 | 268.5 | 1.6 | 2491 | 0
SOUTHERN CROSS DC TIE | 2020 | 12 | 7 | 18 | 1102.4 | 22.5 | 10230 | 0
SOUTHERN CROSS DC TIE | 2020 | 1 | 8 | 18 | 1706.4 | 52.5 | 15835 | 0
SOUTHERN CROSS DC TIE | 2020 | 2 | 8 | 18 | 1852.2 | 64.2 | 17188 | 0
SOUTHERN CROSS DC TIE | 2020 | 3 | 8 | 18 | 343.6 | 2.3 | 3188 | 0
SOUTHERN CROSS DC TIE | 2020 | 4 | 8 | 18 | 1903.5 | 68.8 | 17664 | 0
SOUTHERN CROSS DC TIE | 2020 | 5 | 8 | 18 | 1109 | 22.7 | 10291 | 0
SOUTHERN CROSS DC TIE | 2020 | 6 | 8 | 18 | 0 | 0 | 0 | 0
SOUTHERN CROSS DC TIE | 2020 | 7 | 8 | 18 | 491.8 | 4.8 | 5346 | 0
SOUTHERN CROSS DC TIE | 2020 | 8 | 8 | 18 | 0 | 0 | 0 | 0
SOUTHERN CROSS DC TIE | 2020 | 9 | 8 | 18 | 0 | 0 | 0 | 0
SOUTHERN CROSS DC TIE | 2020 | 10 | 8 | 18 | 385.1 | 3.1 | 3573 | 0
SOUTHERN CROSS DC TIE | 2020 | 11 | 8 | 18 | 810.7 | 13 | 7523 | 0
SOUTHERN CROSS DC TIE | 2020 | 12 | 8 | 18 | 1760.9 | 43.3 | 16340 | 0
SOUTHERN CROSS DC TIE | 2020 | 1 | 9 | 18 | 1250.2 | 30.9 | 11601 | 0
SOUTHERN CROSS DC TIE | 2020 | 2 | 9 | 18 | 358.5 | 2.7 | 3327 | 0
SOUTHERN CROSS DC TIE | 2020 | 3 | 9 | 18 | 1012.1 | 19.7 | 9392 | 0
SOUTHERN CROSS DC TIE | 2020 | 4 | 9 | 18 | 354.3 | 2.4 | 3287 | 0
SOUTHERN CROSS DC TIE | 2020 | 5 | 9 | 18 | 0 | 0 | 0 | 0
SOUTHERN CROSS DC TIE | 2020 | 6 | 9 | 18 | 8 | 0 | 86 | 0
SOUTHERN CROSS DC TIE | 2020 | 7 | 9 | 18 | 0 | 0 | 0 | 0
SOUTHERN CROSS DC TIE | 2020 | 8 | 9 | 18 | 0 | 0 | 0 | 660.5
SOUTHERN CROSS DC TIE | 2020 | 9 | 9 | 18 | 0 | 0 | 0 | 0
SOUTHERN CROSS DC TIE | 2020 | 10 | 9 | 18 | 204.9 | 0.9 | 1901 | 0
SOUTHERN CROSS DC TIE | 2020 | 11 | 9 | 18 | 733 | 10.2 | 6802 | 0
SOUTHERN CROSS DC TIE | 2020 | 12 | 9 | 18 | 2095.5 | 89.9 | 19446 | 0
SOUTHERN CROSS DC TIE | 2020 | 1 | 10 | 18 | 1151.4 | 24.7 | 10685 | 0
SOUTHERN CROSS DC TIE | 2020 | 2 | 10 | 18 | 209.1 | 1.2 | 1940 | 0
SOUTHERN CROSS DC TIE | 2020 | 3 | 10 | 18 | 2079.1 | 81.6 | 19294 | 0
SOUTHERN CROSS DC TIE | 2020 | 4 | 10 | 18 | 1495.1 | 44.2 | 13874 | 0
SOUTHERN CROSS DC TIE | 2020 | 5 | 10 | 18 | 1677.1 | 57.8 | 15563 | 0
SOUTHERN CROSS DC TIE | 2020 | 6 | 10 | 18 | 354.5 | 2.5 | 3853 | 0
SOUTHERN CROSS DC TIE | 2020 | 7 | 10 | 18 | 0 | 0 | 0 | 0
SOUTHERN CROSS DC TIE | 2020 | 8 | 10 | 18 | 0 | 0 | 0 | 0
SOUTHERN CROSS DC TIE | 2020 | 9 | 10 | 18 | 242.3 | 1.2 | 2634 | 0
SOUTHERN CROSS DC TIE | 2020 | 10 | 10 | 18 | 416.8 | 3.6 | 3868 | 0
SOUTHERN CROSS DC TIE | 2020 | 11 | 10 | 18 | 2078.5 | 70.2 | 19288 | 0
SOUTHERN CROSS DC TIE | 2020 | 12 | 10 | 18 | 997.7 | 17.9 | 9258 | 0
SOUTHERN CROSS DC TIE | 2020 | 1 | 11 | 18 | 1502.1 | 41.8 | 13939 | 0
SOUTHERN CROSS DC TIE | 2020 | 2 | 11 | 18 | 1967.3 | 71 | 18256 | 0
SOUTHERN CROSS DC TIE | 2020 | 3 | 11 | 18 | 2084.4 | 82.2 | 19343 | 0
SOUTHERN CROSS DC TIE | 2020 | 4 | 11 | 18 | 578.3 | 6.5 | 5366 | 0
SOUTHERN CROSS DC TIE | 2020 | 5 | 11 | 18 | 243.1 | 1.2 | 2255 | 0
SOUTHERN CROSS DC TIE | 2020 | 6 | 11 | 18 | 0 | 0 | 0 | 0
SOUTHERN CROSS DC TIE | 2020 | 7 | 11 | 18 | 0 | 0 | 0 | 538.6
SOUTHERN CROSS DC TIE | 2020 | 8 | 11 | 18 | 0 | 0 | 0 | 0
SOUTHERN CROSS DC TIE | 2020 | 9 | 11 | 18 | 0 | 0 | 0 | 0
SOUTHERN CROSS DC TIE | 2020 | 10 | 11 | 18 | 324.1 | 2.8 | 3007 | 0
SOUTHERN CROSS DC TIE | 2020 | 11 | 11 | 18 | 2085.6 | 78.1 | 19354 | 0
SOUTHERN CROSS DC TIE | 2020 | 12 | 11 | 18 | 2101 | 81.9 | 19496 | 0
SOUTHERN CROSS DC TIE | 2020 | 1 | 12 | 18 | 1285.9 | 36.9 | 11933 | 0
SOUTHERN CROSS DC TIE | 2020 | 2 | 12 | 18 | 2064.2 | 78.9 | 19155 | 0
SOUTHERN CROSS DC TIE | 2020 | 3 | 12 | 18 | 0 | 0 | 0 | 0
SOUTHERN CROSS DC TIE | 2020 | 4 | 12 | 18 | 0 | 0 | 0 | 0
SOUTHERN CROSS DC TIE | 2020 | 5 | 12 | 18 | 0 | 0 | 0 | 0
SOUTHERN CROSS DC TIE | 2020 | 6 | 12 | 18 | 0 | 0 | 0 | 0
SOUTHERN CROSS DC TIE | 2020 | 7 | 12 | 18 | 0 | 0 | 0 | 0
SOUTHERN CROSS DC TIE | 2020 | 8 | 12 | 18 | 1242.4 | 30.9 | 13504 | 0
SOUTHERN CROSS DC TIE | 2020 | 9 | 12 | 18 | 136.6 | 0.4 | 1484 | 0
SOUTHERN CROSS DC TIE | 2020 | 10 | 12 | 18 | 1261.1 | 28.5 | 11702 | 0
SOUTHERN CROSS DC TIE | 2020 | 11 | 12 | 18 | 990.9 | 22.8 | 9195 | 0
SOUTHERN CROSS DC TIE | 2020 | 12 | 12 | 18 | 674.9 | 10.2 | 6263 | 0
SOUTHERN CROSS DC TIE | 2020 | 1 | 13 | 18 | 1118.1 | 24.5 | 10376 | 0
SOUTHERN CROSS DC TIE | 2020 | 2 | 13 | 18 | 595.9 | 7.4 | 5529 | 0
SOUTHERN CROSS DC TIE | 2020 | 3 | 13 | 18 | 1438.1 | 36.4 | 13345 | 0
SOUTHERN CROSS DC TIE | 2020 | 4 | 13 | 18 | 748.5 | 11.2 | 6946 | 0
SOUTHERN CROSS DC TIE | 2020 | 5 | 13 | 18 | 0 | 0 | 0 | 0
SOUTHERN CROSS DC TIE | 2020 | 6 | 13 | 18 | 0 | 0 | 0 | 0
SOUTHERN CROSS DC TIE | 2020 | 7 | 13 | 18 | 0 | 0 | 0 | 171.5
SOUTHERN CROSS DC TIE | 2020 | 8 | 13 | 18 | 0 | 0 | 0 | 20.6
SOUTHERN CROSS DC TIE | 2020 | 9 | 13 | 18 | 64.5 | 0.1 | 700 | 0
SOUTHERN CROSS DC TIE | 2020 | 10 | 13 | 18 | 627 | 8.5 | 5818 | 0
SOUTHERN CROSS DC TIE | 2020 | 11 | 13 | 18 | 422.3 | 3.1 | 3919 | 0
SOUTHERN CROSS DC TIE | 2020 | 12 | 13 | 18 | 498 | 5.6 | 4621 | 0
SOUTHERN CROSS DC TIE | 2020 | 1 | 14 | 18 | 1682.8 | 50.9 | 15616 | 0
SOUTHERN CROSS DC TIE | 2020 | 2 | 14 | 18 | 771.3 | 11.2 | 7157 | 0
SOUTHERN CROSS DC TIE | 2020 | 3 | 14 | 18 | 652.8 | 7.3 | 6057 | 0
SOUTHERN CROSS DC TIE | 2020 | 4 | 14 | 18 | 1083.9 | 22.5 | 10058 | 0
SOUTHERN CROSS DC TIE | 2020 | 5 | 14 | 18 | 302.3 | 1.8 | 2805 | 0
SOUTHERN CROSS DC TIE | 2020 | 6 | 14 | 18 | 0 | 0 | 0 | 0
SOUTHERN CROSS DC TIE | 2020 | 7 | 14 | 18 | 0 | 0 | 0 | 0
SOUTHERN CROSS DC TIE | 2020 | 8 | 14 | 18 | 0 | 0 | 0 | 0
SOUTHERN CROSS DC TIE | 2020 | 9 | 14 | 18 | 71.6 | 0.1 | 778 | 0
SOUTHERN CROSS DC TIE | 2020 | 10 | 14 | 18 | 1659.1 | 50.2 | 15396 | 0
SOUTHERN CROSS DC TIE | 2020 | 11 | 14 | 18 | 443.5 | 5 | 4115 | 0
SOUTHERN CROSS DC TIE | 2020 | 12 | 14 | 18 | 0.9 | 0 | 8 | 0
SOUTHERN CROSS DC TIE | 2020 | 1 | 15 | 18 | 1683.1 | 53.6 | 15619 | 0
SOUTHERN CROSS DC TIE | 2020 | 2 | 15 | 18 | 713.4 | 9.9 | 6620 | 0
SOUTHERN CROSS DC TIE | 2020 | 3 | 15 | 18 | 1361.8 | 30.4 | 12637 | 0
SOUTHERN CROSS DC TIE | 2020 | 4 | 15 | 18 | 738.5 | 9.8 | 6853 | 0
SOUTHERN CROSS DC TIE | 2020 | 5 | 15 | 18 | 154 | 0.5 | 1429 | 0
SOUTHERN CROSS DC TIE | 2020 | 6 | 15 | 18 | 219 | 1 | 2380 | 0
SOUTHERN CROSS DC TIE | 2020 | 7 | 15 | 18 | 0 | 0 | 0 | 290.4
SOUTHERN CROSS DC TIE | 2020 | 8 | 15 | 18 | 0 | 0 | 0 | 571
SOUTHERN CROSS DC TIE | 2020 | 9 | 15 | 18 | 524.2 | 5.2 | 5697 | 0
SOUTHERN CROSS DC TIE | 2020 | 10 | 15 | 18 | 768.5 | 13.9 | 7131 | 0
SOUTHERN CROSS DC TIE | 2020 | 11 | 15 | 18 | 343.7 | 2.4 | 3189 | 0
SOUTHERN CROSS DC TIE | 2020 | 12 | 15 | 18 | 1551.5 | 47.2 | 14397 | 0
SOUTHERN CROSS DC TIE | 2020 | 1 | 16 | 18 | 835.2 | 13.3 | 7751 | 0
SOUTHERN CROSS DC TIE | 2020 | 2 | 16 | 18 | 816.3 | 13.3 | 7575 | 0
SOUTHERN CROSS DC TIE | 2020 | 3 | 16 | 18 | 1567.4 | 43.8 | 14545 | 0
SOUTHERN CROSS DC TIE | 2020 | 4 | 16 | 18 | 0 | 0 | 0 | 0
SOUTHERN CROSS DC TIE | 2020 | 5 | 16 | 18 | 495.8 | 4.5 | 4601 | 0
SOUTHERN CROSS DC TIE | 2020 | 6 | 16 | 18 | 732.2 | 9.1 | 7959 | 0
SOUTHERN CROSS DC TIE | 2020 | 7 | 16 | 18 | 0 | 0 | 0 | 291.1
SOUTHERN CROSS DC TIE | 2020 | 8 | 16 | 18 | 0 | 0 | 0 | 375.4
SOUTHERN CROSS DC TIE | 2020 | 9 | 16 | 18 | 21.1 | 0 | 229 | 0
SOUTHERN CROSS DC TIE | 2020 | 10 | 16 | 18 | 1110.6 | 24.8 | 10306 | 0
SOUTHERN CROSS DC TIE | 2020 | 11 | 16 | 18 | 993.1 | 20.9 | 9215 | 0
SOUTHERN CROSS DC TIE | 2020 | 12 | 16 | 18 | 2026 | 93.9 | 18801 | 0
SOUTHERN CROSS DC TIE | 2020 | 1 | 17 | 18 | 1608.9 | 49.5 | 14930 | 0
SOUTHERN CROSS DC TIE | 2020 | 2 | 17 | 18 | 0 | 0 | 0 | 0
SOUTHERN CROSS DC TIE | 2020 | 3 | 17 | 18 | 1053.1 | 21.2 | 9772 | 0
SOUTHERN CROSS DC TIE | 2020 | 4 | 17 | 18 | 0 | 0 | 0 | 0
SOUTHERN CROSS DC TIE | 2020 | 5 | 17 | 18 | 0 | 0 | 0 | 0
SOUTHERN CROSS DC TIE | 2020 | 6 | 17 | 18 | 751.5 | 10 | 8168 | 0
SOUTHERN CROSS DC TIE | 2020 | 7 | 17 | 18 | 0 | 0 | 0 | 714.4
SOUTHERN CROSS DC TIE | 2020 | 8 | 17 | 18 | 0 | 0 | 0 | 430.6
SOUTHERN CROSS DC TIE | 2020 | 9 | 17 | 18 | 480.3 | 4.5 | 5221 | 0
SOUTHERN CROSS DC TIE | 2020 | 10 | 17 | 18 | 812.7 | 13 | 7541 | 0
SOUTHERN CROSS DC TIE | 2020 | 11 | 17 | 18 | 2100.4 | 82.5 | 19492 | 0
SOUTHERN CROSS DC TIE | 2020 | 12 | 17 | 18 | 960.3 | 19 | 8911 | 0
SOUTHERN CROSS DC TIE | 2020 | 1 | 18 | 18 | 1368.8 | 34.3 | 12702 | 0
SOUTHERN CROSS DC TIE | 2020 | 2 | 18 | 18 | 385.3 | 3 | 3575 | 0
SOUTHERN CROSS DC TIE | 2020 | 3 | 18 | 18 | 584 | 6.6 | 5419 | 0
SOUTHERN CROSS DC TIE | 2020 | 4 | 18 | 18 | 0 | 0 | 0 | 0
SOUTHERN CROSS DC TIE | 2020 | 5 | 18 | 18 | 0 | 0 | 0 | 0
SOUTHERN CROSS DC TIE | 2020 | 6 | 18 | 18 | 0 | 0 | 0 | 0
SOUTHERN CROSS DC TIE | 2020 | 7 | 18 | 18 | 0 | 0 | 0 | 0
SOUTHERN CROSS DC TIE | 2020 | 8 | 18 | 18 | 0 | 0 | 0 | 321.2
SOUTHERN CROSS DC TIE | 2020 | 9 | 18 | 18 | 378.6 | 2.6 | 4115 | 0
SOUTHERN CROSS DC TIE | 2020 | 10 | 18 | 18 | 389.8 | 3 | 3617 | 0
SOUTHERN CROSS DC TIE | 2020 | 11 | 18 | 18 | 1484.1 | 47.5 | 13772 | 0
SOUTHERN CROSS DC TIE | 2020 | 12 | 18 | 18 | 561.3 | 6.9 | 5208 | 0
SOUTHERN CROSS DC TIE | 2020 | 1 | 19 | 18 | 539.5 | 5.9 | 5006 | 0
SOUTHERN CROSS DC TIE | 2020 | 2 | 19 | 18 | 0 | 0 | 0 | 0
SOUTHERN CROSS DC TIE | 2020 | 3 | 19 | 18 | 1081.1 | 25.2 | 10032 | 0
SOUTHERN CROSS DC TIE | 2020 | 4 | 19 | 18 | 0 | 0 | 0 | 0
SOUTHERN CROSS DC TIE | 2020 | 5 | 19 | 18 | 0 | 0 | 0 | 0
SOUTHERN CROSS DC TIE | 2020 | 6 | 19 | 18 | 0 | 0 | 0 | 0
SOUTHERN CROSS DC TIE | 2020 | 7 | 19 | 18 | 0 | 0 | 0 | 1124
SOUTHERN CROSS DC TIE | 2020 | 8 | 19 | 18 | 0 | 0 | 0 | 0
SOUTHERN CROSS DC TIE | 2020 | 9 | 19 | 18 | 0 | 0 | 0 | 0
SOUTHERN CROSS DC TIE | 2020 | 10 | 19 | 18 | 537.5 | 7 | 4988 | 0
SOUTHERN CROSS DC TIE | 2020 | 11 | 19 | 18 | 699.2 | 10 | 6488 | 0
SOUTHERN CROSS DC TIE | 2020 | 12 | 19 | 18 | 379.3 | 3.4 | 3519 | 0
SOUTHERN CROSS DC TIE | 2020 | 1 | 20 | 18 | 1080.1 | 22.6 | 10023 | 0
SOUTHERN CROSS DC TIE | 2020 | 2 | 20 | 18 | 448.3 | 4 | 4160 | 0
SOUTHERN CROSS DC TIE | 2020 | 3 | 20 | 18 | 1806.9 | 83.9 | 16768 | 0
SOUTHERN CROSS DC TIE | 2020 | 4 | 20 | 18 | 793.2 | 12.5 | 7360 | 0
SOUTHERN CROSS DC TIE | 2020 | 5 | 20 | 18 | 0 | 0 | 0 | 0
SOUTHERN CROSS DC TIE | 2020 | 6 | 20 | 18 | 0 | 0 | 0 | 0
SOUTHERN CROSS DC TIE | 2020 | 7 | 20 | 18 | 0 | 0 | 0 | 0
SOUTHERN CROSS DC TIE | 2020 | 8 | 20 | 18 | 0 | 0 | 0 | 570.2
SOUTHERN CROSS DC TIE | 2020 | 9 | 20 | 18 | 0 | 0 | 0 | 0
SOUTHERN CROSS DC TIE | 2020 | 10 | 20 | 18 | 2101.9 | 85.6 | 19505 | 0
SOUTHERN CROSS DC TIE | 2020 | 11 | 20 | 18 | 1047.3 | 21 | 9719 | 0
SOUTHERN CROSS DC TIE | 2020 | 12 | 20 | 18 | 669.7 | 10.9 | 6214 | 0
SOUTHERN CROSS DC TIE | 2020 | 1 | 21 | 18 | 722.7 | 11 | 6706 | 0
SOUTHERN CROSS DC TIE | 2020 | 2 | 21 | 18 | 28.4 | 0 | 263 | 0
SOUTHERN CROSS DC TIE | 2020 | 3 | 21 | 18 | 1344.8 | 35.5 | 12479 | 0
SOUTHERN CROSS DC TIE | 2020 | 4 | 21 | 18 | 1533.1 | 44.3 | 14227 | 0
SOUTHERN CROSS DC TIE | 2020 | 5 | 21 | 18 | 407.8 | 3.2 | 3784 | 0
SOUTHERN CROSS DC TIE | 2020 | 6 | 21 | 18 | 0 | 0 | 0 | 0
SOUTHERN CROSS DC TIE | 2020 | 7 | 21 | 18 | 0 | 0 | 0 | 89.4
SOUTHERN CROSS DC TIE | 2020 | 8 | 21 | 18 | 0 | 0 | 0 | 423.2
SOUTHERN CROSS DC TIE | 2020 | 9 | 21 | 18 | 0 | 0 | 0 | 0
SOUTHERN CROSS DC TIE | 2020 | 10 | 21 | 18 | 1216.7 | 24.4 | 11291 | 0
SOUTHERN CROSS DC TIE | 2020 | 11 | 21 | 18 | 1353.5 | 38.8 | 12560 | 0
SOUTHERN CROSS DC TIE | 2020 | 12 | 21 | 18 | 1313.3 | 39.4 | 12187 | 0
SOUTHERN CROSS DC TIE | 2020 | 1 | 22 | 18 | 1568.6 | 48.4 | 14556 | 0
SOUTHERN CROSS DC TIE | 2020 | 2 | 22 | 18 | 113.1 | 0.3 | 1049 | 0
SOUTHERN CROSS DC TIE | 2020 | 3 | 22 | 18 | 560.2 | 6.3 | 5198 | 0
SOUTHERN CROSS DC TIE | 2020 | 4 | 22 | 18 | 674 | 9.7 | 6255 | 0
SOUTHERN CROSS DC TIE | 2020 | 5 | 22 | 18 | 873.9 | 14.4 | 8109 | 0
SOUTHERN CROSS DC TIE | 2020 | 6 | 22 | 18 | 0 | 0 | 0 | 0
SOUTHERN CROSS DC TIE | 2020 | 7 | 22 | 18 | 0 | 0 | 0 | 265
SOUTHERN CROSS DC TIE | 2020 | 8 | 22 | 18 | 0 | 0 | 0 | 0
SOUTHERN CROSS DC TIE | 2020 | 9 | 22 | 18 | 0 | 0 | 0 | 0
SOUTHERN CROSS DC TIE | 2020 | 10 | 22 | 18 | 1096.4 | 37.2 | 10174 | 0
SOUTHERN CROSS DC TIE | 2020 | 11 | 22 | 18 | 957.2 | 18.9 | 8882 | 0
SOUTHERN CROSS DC TIE | 2020 | 12 | 22 | 18 | 1652.5 | 50.5 | 15334 | 0
SOUTHERN CROSS DC TIE | 2020 | 1 | 23 | 18 | 1757.3 | 53.1 | 16307 | 0
SOUTHERN CROSS DC TIE | 2020 | 2 | 23 | 18 | 377.4 | 3 | 3501 | 0
SOUTHERN CROSS DC TIE | 2020 | 3 | 23 | 18 | 1403.4 | 37.6 | 13023 | 0
SOUTHERN CROSS DC TIE | 2020 | 4 | 23 | 18 | 524.6 | 8.2 | 4868 | 0
SOUTHERN CROSS DC TIE | 2020 | 5 | 23 | 18 | 489.9 | 4.8 | 4546 | 0
SOUTHERN CROSS DC TIE | 2020 | 6 | 23 | 18 | 0 | 0 | 0 | 0
SOUTHERN CROSS DC TIE | 2020 | 7 | 23 | 18 | 184.8 | 0.7 | 2009 | 0
SOUTHERN CROSS DC TIE | 2020 | 8 | 23 | 18 | 0 | 0 | 0 | 0
SOUTHERN CROSS DC TIE | 2020 | 9 | 23 | 18 | 688.8 | 8 | 7486 | 0
SOUTHERN CROSS DC TIE | 2020 | 10 | 23 | 18 | 1251.1 | 30.6 | 11610 | 0
SOUTHERN CROSS DC TIE | 2020 | 11 | 23 | 18 | 2099.8 | 89.5 | 19485 | 0
SOUTHERN CROSS DC TIE | 2020 | 12 | 23 | 18 | 1197.1 | 30.7 | 11108 | 0
SOUTHERN CROSS DC TIE | 2020 | 1 | 24 | 18 | 754.9 | 10.1 | 7005 | 0
SOUTHERN CROSS DC TIE | 2020 | 2 | 24 | 18 | 263.5 | 1.4 | 2445 | 0
SOUTHERN CROSS DC TIE | 2020 | 3 | 24 | 18 | 2079.7 | 78.4 | 19299 | 0
SOUTHERN CROSS DC TIE | 2020 | 4 | 24 | 18 | 164.3 | 0.5 | 1524 | 0
SOUTHERN CROSS DC TIE | 2020 | 5 | 24 | 18 | 187.3 | 0.7 | 1738 | 0
SOUTHERN CROSS DC TIE | 2020 | 6 | 24 | 18 | 0 | 0 | 0 | 0
SOUTHERN CROSS DC TIE | 2020 | 7 | 24 | 18 | 0 | 0 | 0 | 0
SOUTHERN CROSS DC TIE | 2020 | 8 | 24 | 18 | 0 | 0 | 0 | 0
SOUTHERN CROSS DC TIE | 2020 | 9 | 24 | 18 | 1689 | 53.7 | 18359 | 0
SOUTHERN CROSS DC TIE | 2020 | 10 | 24 | 18 | 689.1 | 8.9 | 6394 | 0
SOUTHERN CROSS DC TIE | 2020 | 11 | 24 | 18 | 1898.5 | 73.7 | 17617 | 0
SOUTHERN CROSS DC TIE | 2020 | 12 | 24 | 18 | 2102.7 | 82.4 | 19513 | 0
SOUTHERN CROSS DC TIE | 2020 | 1 | 25 | 18 | 1339.7 | 34.3 | 12432 | 0
SOUTHERN CROSS DC TIE | 2020 | 2 | 25 | 18 | 2065.6 | 76.9 | 19168 | 0
SOUTHERN CROSS DC TIE | 2020 | 3 | 25 | 18 | 2091.8 | 86.9 | 19412 | 0
SOUTHERN CROSS DC TIE | 2020 | 4 | 25 | 18 | 522.7 | 5.8 | 4850 | 0
SOUTHERN CROSS DC TIE | 2020 | 5 | 25 | 18 | 0 | 0 | 0 | 0
SOUTHERN CROSS DC TIE | 2020 | 6 | 25 | 18 | 0 | 0 | 0 | 0
SOUTHERN CROSS DC TIE | 2020 | 7 | 25 | 18 | 303.1 | 1.7 | 3294 | 0
SOUTHERN CROSS DC TIE | 2020 | 8 | 25 | 18 | 0 | 0 | 0 | 0
SOUTHERN CROSS DC TIE | 2020 | 9 | 25 | 18 | 1420.4 | 45.4 | 15440 | 0
SOUTHERN CROSS DC TIE | 2020 | 10 | 25 | 18 | 852.9 | 15.6 | 7914 | 0
SOUTHERN CROSS DC TIE | 2020 | 11 | 25 | 18 | 1185.5 | 32.9 | 11001 | 0
SOUTHERN CROSS DC TIE | 2020 | 12 | 25 | 18 | 1878.3 | 72.9 | 17430 | 0
SOUTHERN CROSS DC TIE | 2020 | 1 | 26 | 18 | 823.4 | 14.3 | 7641 | 0
SOUTHERN CROSS DC TIE | 2020 | 2 | 26 | 18 | 1878.1 | 64.3 | 17428 | 0
SOUTHERN CROSS DC TIE | 2020 | 3 | 26 | 18 | 2078.2 | 80.7 | 19285 | 0
SOUTHERN CROSS DC TIE | 2020 | 4 | 26 | 18 | 698.3 | 8.9 | 6480 | 0
SOUTHERN CROSS DC TIE | 2020 | 5 | 26 | 18 | 0 | 0 | 0 | 0
SOUTHERN CROSS DC TIE | 2020 | 6 | 26 | 18 | 0 | 0 | 0 | 0
SOUTHERN CROSS DC TIE | 2020 | 7 | 26 | 18 | 0 | 0 | 0 | 0
SOUTHERN CROSS DC TIE | 2020 | 8 | 26 | 18 | 0 | 0 | 0 | 378
SOUTHERN CROSS DC TIE | 2020 | 9 | 26 | 18 | 187.2 | 0.7 | 2034 | 0
SOUTHERN CROSS DC TIE | 2020 | 10 | 26 | 18 | 554.7 | 5.7 | 5147 | 0
SOUTHERN CROSS DC TIE | 2020 | 11 | 26 | 18 | 1794.7 | 65.9 | 16654 | 0
SOUTHERN CROSS DC TIE | 2020 | 12 | 26 | 18 | 537.3 | 6.2 | 4986 | 0
SOUTHERN CROSS DC TIE | 2020 | 1 | 27 | 18 | 555.8 | 4.8 | 5157 | 0
SOUTHERN CROSS DC TIE | 2020 | 2 | 27 | 18 | 2099.1 | 88.2 | 19479 | 0
SOUTHERN CROSS DC TIE | 2020 | 3 | 27 | 18 | 503.8 | 4.6 | 4675 | 0
SOUTHERN CROSS DC TIE | 2020 | 4 | 27 | 18 | 63.1 | 0.1 | 585 | 0
SOUTHERN CROSS DC TIE | 2020 | 5 | 27 | 18 | 0 | 0 | 0 | 0
SOUTHERN CROSS DC TIE | 2020 | 6 | 27 | 18 | 0 | 0 | 0 | 0
SOUTHERN CROSS DC TIE | 2020 | 7 | 27 | 18 | 0 | 0 | 0 | 107.4
SOUTHERN CROSS DC TIE | 2020 | 8 | 27 | 18 | 0 | 0 | 0 | 0
SOUTHERN CROSS DC TIE | 2020 | 9 | 27 | 18 | 289 | 1.7 | 3141 | 0
SOUTHERN CROSS DC TIE | 2020 | 10 | 27 | 18 | 547.1 | 7.2 | 5077 | 0
SOUTHERN CROSS DC TIE | 2020 | 11 | 27 | 18 | 1096.8 | 24.4 | 10177 | 0
SOUTHERN CROSS DC TIE | 2020 | 12 | 27 | 18 | 1666 | 55.4 | 15460 | 0
SOUTHERN CROSS DC TIE | 2020 | 1 | 28 | 18 | 1256.4 | 30.6 | 11659 | 0
SOUTHERN CROSS DC TIE | 2020 | 2 | 28 | 18 | 1590.1 | 45.2 | 14756 | 0
SOUTHERN CROSS DC TIE | 2020 | 3 | 28 | 18 | 1871.3 | 63.8 | 17365 | 0
SOUTHERN CROSS DC TIE | 2020 | 4 | 28 | 18 | 699.9 | 8.8 | 6495 | 0
SOUTHERN CROSS DC TIE | 2020 | 5 | 28 | 18 | 603.6 | 7.1 | 5601 | 0
SOUTHERN CROSS DC TIE | 2020 | 6 | 28 | 18 | 0 | 0 | 0 | 0
SOUTHERN CROSS DC TIE | 2020 | 7 | 28 | 18 | 0 | 0 | 0 | 0
SOUTHERN CROSS DC TIE | 2020 | 8 | 28 | 18 | 0 | 0 | 0 | 0
SOUTHERN CROSS DC TIE | 2020 | 9 | 28 | 18 | 568.5 | 6.4 | 6179 | 0
SOUTHERN CROSS DC TIE | 2020 | 10 | 28 | 18 | 652.5 | 8.1 | 6055 | 0
SOUTHERN CROSS DC TIE | 2020 | 11 | 28 | 18 | 711.9 | 11.6 | 6606 | 0
SOUTHERN CROSS DC TIE | 2020 | 12 | 28 | 18 | 1968.3 | 79.5 | 18266 | 0
SOUTHERN CROSS DC TIE | 2020 | 1 | 29 | 18 | 501.5 | 5.6 | 4653 | 0
SOUTHERN CROSS DC TIE | 2020 | 2 | 29 | 18 | 1888.2 | 72.2 | 17522 | 0
SOUTHERN CROSS DC TIE | 2020 | 3 | 29 | 18 | 1421.1 | 47.9 | 13187 | 0
SOUTHERN CROSS DC TIE | 2020 | 4 | 29 | 18 | 468.1 | 4.4 | 4344 | 0
SOUTHERN CROSS DC TIE | 2020 | 5 | 29 | 18 | 0 | 0 | 0 | 0
SOUTHERN CROSS DC TIE | 2020 | 6 | 29 | 18 | 0 | 0 | 0 | 0
SOUTHERN CROSS DC TIE | 2020 | 7 | 29 | 18 | 0 | 0 | 0 | 0
SOUTHERN CROSS DC TIE | 2020 | 8 | 29 | 18 | 0 | 0 | 0 | 0
SOUTHERN CROSS DC TIE | 2020 | 9 | 29 | 18 | 0 | 0 | 0 | 0
SOUTHERN CROSS DC TIE | 2020 | 10 | 29 | 18 | 697.3 | 9.2 | 6471 | 0
SOUTHERN CROSS DC TIE | 2020 | 11 | 29 | 18 | 339.1 | 2.3 | 3146 | 0
SOUTHERN CROSS DC TIE | 2020 | 12 | 29 | 18 | 1566.7 | 44.3 | 14539 | 0
SOUTHERN CROSS DC TIE | 2020 | 1 | 30 | 18 | 1052.2 | 21.1 | 9764 | 0
SOUTHERN CROSS DC TIE | 2020 | 3 | 30 | 18 | 1495.5 | 41.8 | 13877 | 0
SOUTHERN CROSS DC TIE | 2020 | 4 | 30 | 18 | 584.3 | 6.2 | 5422 | 0
SOUTHERN CROSS DC TIE | 2020 | 5 | 30 | 18 | 0 | 0 | 0 | 0
SOUTHERN CROSS DC TIE | 2020 | 6 | 30 | 18 | 0 | 0 | 0 | 0
SOUTHERN CROSS DC TIE | 2020 | 7 | 30 | 18 | 0 | 0 | 0 | 158.2
SOUTHERN CROSS DC TIE | 2020 | 8 | 30 | 18 | 0 | 0 | 0 | 238
SOUTHERN CROSS DC TIE | 2020 | 9 | 30 | 18 | 0 | 0 | 0 | 0
SOUTHERN CROSS DC TIE | 2020 | 10 | 30 | 18 | 1313 | 42.4 | 12184 | 0
SOUTHERN CROSS DC TIE | 2020 | 11 | 30 | 18 | 353 | 2.3 | 3275 | 0
SOUTHERN CROSS DC TIE | 2020 | 12 | 30 | 18 | 2086 | 81 | 19357 | 0
SOUTHERN CROSS DC TIE | 2020 | 1 | 31 | 18 | 570.9 | 6.7 | 5297 | 0
SOUTHERN CROSS DC TIE | 2020 | 3 | 31 | 18 | 939.7 | 17.2 | 8720 | 0
SOUTHERN CROSS DC TIE | 2020 | 5 | 31 | 18 | 93.5 | 0.2 | 867 | 0
SOUTHERN CROSS DC TIE | 2020 | 7 | 31 | 18 | 0 | 0 | 0 | 0
SOUTHERN CROSS DC TIE | 2020 | 8 | 31 | 18 | 0 | 0 | 0 | 0
SOUTHERN CROSS DC TIE | 2020 | 10 | 31 | 18 | 373.5 | 3.1 | 3465 | 0
SOUTHERN CROSS DC TIE | 2020 | 12 | 31 | 18 | 2085 | 72.3 | 19349 | 0
SOUTHERN CROSS DC TIE | 2020 | 1 | 1 | 19 | 876.2 | 14.3 | 8130 | 0
SOUTHERN CROSS DC TIE | 2020 | 2 | 1 | 19 | 347.6 | 2.7 | 3226 | 0
SOUTHERN CROSS DC TIE | 2020 | 3 | 1 | 19 | 0 | 0 | 0 | 0
SOUTHERN CROSS DC TIE | 2020 | 4 | 1 | 19 | 1340.5 | 34.8 | 12440 | 0
SOUTHERN CROSS DC TIE | 2020 | 5 | 1 | 19 | 0 | 0 | 0 | 0
SOUTHERN CROSS DC TIE | 2020 | 6 | 1 | 19 | 413.9 | 3.3 | 4499 | 0
SOUTHERN CROSS DC TIE | 2020 | 7 | 1 | 19 | 1913.1 | 69.6 | 20795 | 0
SOUTHERN CROSS DC TIE | 2020 | 8 | 1 | 19 | 0 | 0 | 0 | 0
SOUTHERN CROSS DC TIE | 2020 | 9 | 1 | 19 | 0 | 0 | 0 | 0
SOUTHERN CROSS DC TIE | 2020 | 10 | 1 | 19 | 0 | 0 | 0 | 0
SOUTHERN CROSS DC TIE | 2020 | 11 | 1 | 19 | 1273.6 | 29.5 | 11818 | 0
SOUTHERN CROSS DC TIE | 2020 | 12 | 1 | 19 | 2096.3 | 82 | 19453 | 0
SOUTHERN CROSS DC TIE | 2020 | 1 | 2 | 19 | 1899.3 | 68.5 | 17625 | 0
SOUTHERN CROSS DC TIE | 2020 | 2 | 2 | 19 | 1237.9 | 28.4 | 11487 | 0
SOUTHERN CROSS DC TIE | 2020 | 3 | 2 | 19 | 933.6 | 16.1 | 8663 | 0
SOUTHERN CROSS DC TIE | 2020 | 4 | 2 | 19 | 157.2 | 0.5 | 1458 | 0
SOUTHERN CROSS DC TIE | 2020 | 5 | 2 | 19 | 0 | 0 | 0 | 0
SOUTHERN CROSS DC TIE | 2020 | 6 | 2 | 19 | 0 | 0 | 0 | 0
SOUTHERN CROSS DC TIE | 2020 | 7 | 2 | 19 | 0 | 0 | 0 | 0
SOUTHERN CROSS DC TIE | 2020 | 8 | 2 | 19 | 0 | 0 | 0 | 0
SOUTHERN CROSS DC TIE | 2020 | 9 | 2 | 19 | 0 | 0 | 0 | 0
SOUTHERN CROSS DC TIE | 2020 | 10 | 2 | 19 | 652.7 | 8.5 | 6057 | 0
SOUTHERN CROSS DC TIE | 2020 | 11 | 2 | 19 | 644.5 | 7.1 | 5980 | 0
SOUTHERN CROSS DC TIE | 2020 | 12 | 2 | 19 | 2109.3 | 84.4 | 19574 | 0
SOUTHERN CROSS DC TIE | 2020 | 1 | 3 | 19 | 114.8 | 0.3 | 1065 | 0
SOUTHERN CROSS DC TIE | 2020 | 2 | 3 | 19 | 1516.3 | 44.4 | 14071 | 0
SOUTHERN CROSS DC TIE | 2020 | 3 | 3 | 19 | 2071 | 78.6 | 19218 | 0
SOUTHERN CROSS DC TIE | 2020 | 4 | 3 | 19 | 219.8 | 0.9 | 2040 | 0
SOUTHERN CROSS DC TIE | 2020 | 5 | 3 | 19 | 150.7 | 0.6 | 1398 | 0
SOUTHERN CROSS DC TIE | 2020 | 6 | 3 | 19 | 1347.2 | 38.2 | 14643 | 0
SOUTHERN CROSS DC TIE | 2020 | 7 | 3 | 19 | 0 | 0 | 0 | 0
SOUTHERN CROSS DC TIE | 2020 | 8 | 3 | 19 | 0 | 0 | 0 | 0
SOUTHERN CROSS DC TIE | 2020 | 9 | 3 | 19 | 0 | 0 | 0 | 0
SOUTHERN CROSS DC TIE | 2020 | 10 | 3 | 19 | 468.7 | 3.8 | 4349 | 0
SOUTHERN CROSS DC TIE | 2020 | 11 | 3 | 19 | 1624.5 | 55.6 | 15074 | 0
SOUTHERN CROSS DC TIE | 2020 | 12 | 3 | 19 | 2097.4 | 75.8 | 19463 | 0
SOUTHERN CROSS DC TIE | 2020 | 1 | 4 | 19 | 659 | 8.3 | 6115 | 0
SOUTHERN CROSS DC TIE | 2020 | 2 | 4 | 19 | 867 | 16.1 | 8045 | 0
SOUTHERN CROSS DC TIE | 2020 | 3 | 4 | 19 | 2092.4 | 80.4 | 19417 | 0
SOUTHERN CROSS DC TIE | 2020 | 4 | 4 | 19 | 0 | 0 | 0 | 0
SOUTHERN CROSS DC TIE | 2020 | 5 | 4 | 19 | 184.9 | 0.7 | 1715 | 0
SOUTHERN CROSS DC TIE | 2020 | 6 | 4 | 19 | 0 | 0 | 0 | 0
SOUTHERN CROSS DC TIE | 2020 | 7 | 4 | 19 | 1724.8 | 54.9 | 18748 | 0
SOUTHERN CROSS DC TIE | 2020 | 8 | 4 | 19 | 0 | 0 | 0 | 0
SOUTHERN CROSS DC TIE | 2020 | 9 | 4 | 19 | 0 | 0 | 0 | 0
SOUTHERN CROSS DC TIE | 2020 | 10 | 4 | 19 | 0 | 0 | 0 | 0
SOUTHERN CROSS DC TIE | 2020 | 11 | 4 | 19 | 849.2 | 14.1 | 7880 | 0
SOUTHERN CROSS DC TIE | 2020 | 12 | 4 | 19 | 1290.9 | 29.3 | 11979 | 0
SOUTHERN CROSS DC TIE | 2020 | 1 | 5 | 19 | 1073.5 | 26.2 | 9962 | 0
SOUTHERN CROSS DC TIE | 2020 | 2 | 5 | 19 | 1636.7 | 52.1 | 15188 | 0
SOUTHERN CROSS DC TIE | 2020 | 3 | 5 | 19 | 735.7 | 13.6 | 6826 | 0
SOUTHERN CROSS DC TIE | 2020 | 4 | 5 | 19 | 181.3 | 0.9 | 1682 | 0
SOUTHERN CROSS DC TIE | 2020 | 5 | 5 | 19 | 358 | 2.5 | 3322 | 0
SOUTHERN CROSS DC TIE | 2020 | 6 | 5 | 19 | 115.4 | 0.2 | 1253 | 0
SOUTHERN CROSS DC TIE | 2020 | 7 | 5 | 19 | 36.9 | 0 | 401 | 0
SOUTHERN CROSS DC TIE | 2020 | 8 | 5 | 19 | 0 | 0 | 0 | 0
SOUTHERN CROSS DC TIE | 2020 | 9 | 5 | 19 | 0 | 0 | 0 | 0
SOUTHERN CROSS DC TIE | 2020 | 10 | 5 | 19 | 0 | 0 | 0 | 0
SOUTHERN CROSS DC TIE | 2020 | 11 | 5 | 19 | 888.5 | 15 | 8245 | 0
SOUTHERN CROSS DC TIE | 2020 | 12 | 5 | 19 | 1607.9 | 43 | 14920 | 0
SOUTHERN CROSS DC TIE | 2020 | 1 | 6 | 19 | 863 | 13.9 | 8008 | 0
SOUTHERN CROSS DC TIE | 2020 | 2 | 6 | 19 | 2097.2 | 89.5 | 19461 | 0
SOUTHERN CROSS DC TIE | 2020 | 3 | 6 | 19 | 424 | 3.6 | 3934 | 0
SOUTHERN CROSS DC TIE | 2020 | 4 | 6 | 19 | 1852.9 | 61.9 | 17194 | 0
SOUTHERN CROSS DC TIE | 2020 | 5 | 6 | 19 | 1663.5 | 52.8 | 15436 | 0
SOUTHERN CROSS DC TIE | 2020 | 6 | 6 | 19 | 0 | 0 | 0 | 0
SOUTHERN CROSS DC TIE | 2020 | 7 | 6 | 19 | 176.9 | 0.7 | 1923 | 0
SOUTHERN CROSS DC TIE | 2020 | 8 | 6 | 19 | 0 | 0 | 0 | 0
SOUTHERN CROSS DC TIE | 2020 | 9 | 6 | 19 | 0 | 0 | 0 | 7.4
SOUTHERN CROSS DC TIE | 2020 | 10 | 6 | 19 | 1187.2 | 26.6 | 11017 | 0
SOUTHERN CROSS DC TIE | 2020 | 11 | 6 | 19 | 1177.9 | 31 | 10930 | 0
SOUTHERN CROSS DC TIE | 2020 | 12 | 6 | 19 | 1071.4 | 21.9 | 9942 | 0
SOUTHERN CROSS DC TIE | 2020 | 1 | 7 | 19 | 729 | 10 | 6764 | 0
SOUTHERN CROSS DC TIE | 2020 | 2 | 7 | 19 | 2026.8 | 79 | 18809 | 0
SOUTHERN CROSS DC TIE | 2020 | 3 | 7 | 19 | 697.7 | 9.9 | 6474 | 0
SOUTHERN CROSS DC TIE | 2020 | 4 | 7 | 19 | 1307.8 | 32.3 | 12136 | 0
SOUTHERN CROSS DC TIE | 2020 | 5 | 7 | 19 | 1019.8 | 20.9 | 9463 | 0
SOUTHERN CROSS DC TIE | 2020 | 6 | 7 | 19 | 0 | 0 | 0 | 0
SOUTHERN CROSS DC TIE | 2020 | 7 | 7 | 19 | 0 | 0 | 0 | 0
SOUTHERN CROSS DC TIE | 2020 | 8 | 7 | 19 | 0 | 0 | 0 | 0
SOUTHERN CROSS DC TIE | 2020 | 9 | 7 | 19 | 0 | 0 | 0 | 0
SOUTHERN CROSS DC TIE | 2020 | 10 | 7 | 19 | 1137.7 | 26.7 | 10557 | 0
SOUTHERN CROSS DC TIE | 2020 | 11 | 7 | 19 | 1072.2 | 23.8 | 9950 | 0
SOUTHERN CROSS DC TIE | 2020 | 12 | 7 | 19 | 1417.3 | 42.9 | 13152 | 0
SOUTHERN CROSS DC TIE | 2020 | 1 | 8 | 19 | 704.2 | 11.2 | 6534 | 0
SOUTHERN CROSS DC TIE | 2020 | 2 | 8 | 19 | 1778.7 | 70.4 | 16506 | 0
SOUTHERN CROSS DC TIE | 2020 | 3 | 8 | 19 | 625 | 8.2 | 5799 | 0
SOUTHERN CROSS DC TIE | 2020 | 4 | 8 | 19 | 1875.4 | 66.9 | 17403 | 0
SOUTHERN CROSS DC TIE | 2020 | 5 | 8 | 19 | 731.3 | 10.3 | 6786 | 0
SOUTHERN CROSS DC TIE | 2020 | 6 | 8 | 19 | 0 | 0 | 0 | 0
SOUTHERN CROSS DC TIE | 2020 | 7 | 8 | 19 | 486.3 | 4.5 | 5286 | 0
SOUTHERN CROSS DC TIE | 2020 | 8 | 8 | 19 | 0 | 0 | 0 | 0
SOUTHERN CROSS DC TIE | 2020 | 9 | 8 | 19 | 36.5 | 0 | 397 | 0
SOUTHERN CROSS DC TIE | 2020 | 10 | 8 | 19 | 697.8 | 14.4 | 6475 | 0
SOUTHERN CROSS DC TIE | 2020 | 11 | 8 | 19 | 252 | 1.3 | 2338 | 0
SOUTHERN CROSS DC TIE | 2020 | 12 | 8 | 19 | 1173.7 | 28.2 | 10891 | 0
SOUTHERN CROSS DC TIE | 2020 | 1 | 9 | 19 | 1092.3 | 22.5 | 10136 | 0
SOUTHERN CROSS DC TIE | 2020 | 2 | 9 | 19 | 1380.5 | 38.7 | 12810 | 0
SOUTHERN CROSS DC TIE | 2020 | 3 | 9 | 19 | 731.4 | 10 | 6787 | 0
SOUTHERN CROSS DC TIE | 2020 | 4 | 9 | 19 | 825.3 | 13.7 | 7658 | 0
SOUTHERN CROSS DC TIE | 2020 | 5 | 9 | 19 | 0 | 0 | 0 | 0
SOUTHERN CROSS DC TIE | 2020 | 6 | 9 | 19 | 0 | 0 | 0 | 0
SOUTHERN CROSS DC TIE | 2020 | 7 | 9 | 19 | 0 | 0 | 0 | 0
SOUTHERN CROSS DC TIE | 2020 | 8 | 9 | 19 | 0 | 0 | 0 | 626.5
SOUTHERN CROSS DC TIE | 2020 | 9 | 9 | 19 | 98.8 | 0.2 | 1073 | 0
SOUTHERN CROSS DC TIE | 2020 | 10 | 9 | 19 | 932.2 | 18.7 | 8650 | 0
SOUTHERN CROSS DC TIE | 2020 | 11 | 9 | 19 | 841.8 | 12.5 | 7812 | 0
SOUTHERN CROSS DC TIE | 2020 | 12 | 9 | 19 | 2091.1 | 77 | 19405 | 0
SOUTHERN CROSS DC TIE | 2020 | 1 | 10 | 19 | 1125.7 | 20.4 | 10446 | 0
SOUTHERN CROSS DC TIE | 2020 | 2 | 10 | 19 | 0 | 0 | 0 | 0
SOUTHERN CROSS DC TIE | 2020 | 3 | 10 | 19 | 2080 | 80.4 | 19302 | 0
SOUTHERN CROSS DC TIE | 2020 | 4 | 10 | 19 | 1447.5 | 40.7 | 13432 | 0
SOUTHERN CROSS DC TIE | 2020 | 5 | 10 | 19 | 1637.1 | 52.6 | 15191 | 0
SOUTHERN CROSS DC TIE | 2020 | 6 | 10 | 19 | 328.2 | 2.2 | 3567 | 0
SOUTHERN CROSS DC TIE | 2020 | 7 | 10 | 19 | 0 | 0 | 0 | 0
SOUTHERN CROSS DC TIE | 2020 | 8 | 10 | 19 | 0 | 0 | 0 | 0
SOUTHERN CROSS DC TIE | 2020 | 9 | 10 | 19 | 0 | 0 | 0 | 0
SOUTHERN CROSS DC TIE | 2020 | 10 | 10 | 19 | 633.9 | 7.6 | 5882 | 0
SOUTHERN CROSS DC TIE | 2020 | 11 | 10 | 19 | 2092 | 96.6 | 19413 | 0
SOUTHERN CROSS DC TIE | 2020 | 12 | 10 | 19 | 1104.4 | 24.5 | 10249 | 0
SOUTHERN CROSS DC TIE | 2020 | 1 | 11 | 19 | 1443.9 | 38.8 | 13399 | 0
SOUTHERN CROSS DC TIE | 2020 | 2 | 11 | 19 | 1997.6 | 81.5 | 18538 | 0
SOUTHERN CROSS DC TIE | 2020 | 3 | 11 | 19 | 1885.7 | 63.4 | 17499 | 0
SOUTHERN CROSS DC TIE | 2020 | 4 | 11 | 19 | 674.5 | 8.8 | 6259 | 0
SOUTHERN CROSS DC TIE | 2020 | 5 | 11 | 19 | 239.2 | 1.1 | 2219 | 0
SOUTHERN CROSS DC TIE | 2020 | 6 | 11 | 19 | 629.9 | 7.6 | 6846 | 0
SOUTHERN CROSS DC TIE | 2020 | 7 | 11 | 19 | 0 | 0 | 0 | 197.8
SOUTHERN CROSS DC TIE | 2020 | 8 | 11 | 19 | 0 | 0 | 0 | 0
SOUTHERN CROSS DC TIE | 2020 | 9 | 11 | 19 | 0 | 0 | 0 | 0
SOUTHERN CROSS DC TIE | 2020 | 10 | 11 | 19 | 302.6 | 1.3 | 2808 | 0
SOUTHERN CROSS DC TIE | 2020 | 11 | 11 | 19 | 2095.8 | 91.1 | 19449 | 0
SOUTHERN CROSS DC TIE | 2020 | 12 | 11 | 19 | 1894 | 67.1 | 17576 | 0
SOUTHERN CROSS DC TIE | 2020 | 1 | 12 | 19 | 1230.9 | 31.9 | 11423 | 0
SOUTHERN CROSS DC TIE | 2020 | 2 | 12 | 19 | 2071.6 | 86.2 | 19224 | 0
SOUTHERN CROSS DC TIE | 2020 | 3 | 12 | 19 | 0 | 0 | 0 | 0
SOUTHERN CROSS DC TIE | 2020 | 4 | 12 | 19 | 0 | 0 | 0 | 0
SOUTHERN CROSS DC TIE | 2020 | 5 | 12 | 19 | 0 | 0 | 0 | 0
SOUTHERN CROSS DC TIE | 2020 | 6 | 12 | 19 | 69.4 | 0.1 | 753 | 0
SOUTHERN CROSS DC TIE | 2020 | 7 | 12 | 19 | 0 | 0 | 0 | 151.4
SOUTHERN CROSS DC TIE | 2020 | 8 | 12 | 19 | 1658.7 | 47.4 | 18029 | 0
SOUTHERN CROSS DC TIE | 2020 | 9 | 12 | 19 | 0 | 0 | 0 | 0
SOUTHERN CROSS DC TIE | 2020 | 10 | 12 | 19 | 1314.5 | 39.5 | 12198 | 0
SOUTHERN CROSS DC TIE | 2020 | 11 | 12 | 19 | 1211.7 | 23.9 | 11244 | 0
SOUTHERN CROSS DC TIE | 2020 | 12 | 12 | 19 | 1835.5 | 56.2 | 17033 | 0
SOUTHERN CROSS DC TIE | 2020 | 1 | 13 | 19 | 1281.3 | 30.3 | 11890 | 0
SOUTHERN CROSS DC TIE | 2020 | 2 | 13 | 19 | 1003.7 | 20.9 | 9314 | 0
SOUTHERN CROSS DC TIE | 2020 | 3 | 13 | 19 | 991 | 18.9 | 9196 | 0
SOUTHERN CROSS DC TIE | 2020 | 4 | 13 | 19 | 892.5 | 15.2 | 8282 | 0
SOUTHERN CROSS DC TIE | 2020 | 5 | 13 | 19 | 0 | 0 | 0 | 0
SOUTHERN CROSS DC TIE | 2020 | 6 | 13 | 19 | 294.4 | 1.7 | 3199 | 0
SOUTHERN CROSS DC TIE | 2020 | 7 | 13 | 19 | 0 | 0 | 0 | 0
SOUTHERN CROSS DC TIE | 2020 | 8 | 13 | 19 | 0 | 0 | 0 | 0
SOUTHERN CROSS DC TIE | 2020 | 9 | 13 | 19 | 508.1 | 5.6 | 5523 | 0
SOUTHERN CROSS DC TIE | 2020 | 10 | 13 | 19 | 1333.1 | 32.6 | 12371 | 0
SOUTHERN CROSS DC TIE | 2020 | 11 | 13 | 19 | 1222.5 | 31.2 | 11345 | 0
SOUTHERN CROSS DC TIE | 2020 | 12 | 13 | 19 | 588.5 | 7.3 | 5460 | 0
SOUTHERN CROSS DC TIE | 2020 | 1 | 14 | 19 | 1471 | 43.4 | 13650 | 0
SOUTHERN CROSS DC TIE | 2020 | 2 | 14 | 19 | 395.2 | 3.1 | 3667 | 0
SOUTHERN CROSS DC TIE | 2020 | 3 | 14 | 19 | 632.3 | 8.9 | 5867 | 0
SOUTHERN CROSS DC TIE | 2020 | 4 | 14 | 19 | 1063 | 23.3 | 9864 | 0
SOUTHERN CROSS DC TIE | 2020 | 5 | 14 | 19 | 0 | 0 | 0 | 0
SOUTHERN CROSS DC TIE | 2020 | 6 | 14 | 19 | 0 | 0 | 0 | 0
SOUTHERN CROSS DC TIE | 2020 | 7 | 14 | 19 | 0 | 0 | 0 | 0
SOUTHERN CROSS DC TIE | 2020 | 8 | 14 | 19 | 0 | 0 | 0 | 0
SOUTHERN CROSS DC TIE | 2020 | 9 | 14 | 19 | 51.5 | 0.1 | 559 | 0
SOUTHERN CROSS DC TIE | 2020 | 10 | 14 | 19 | 1375.5 | 34.4 | 12764 | 0
SOUTHERN CROSS DC TIE | 2020 | 11 | 14 | 19 | 607.9 | 6.2 | 5640 | 0
SOUTHERN CROSS DC TIE | 2020 | 12 | 14 | 19 | 791.8 | 11.7 | 7347 | 0
SOUTHERN CROSS DC TIE | 2020 | 1 | 15 | 19 | 1706.5 | 58.9 | 15836 | 0
SOUTHERN CROSS DC TIE | 2020 | 2 | 15 | 19 | 496.1 | 5 | 4603 | 0
SOUTHERN CROSS DC TIE | 2020 | 3 | 15 | 19 | 1573.3 | 43 | 14600 | 0
SOUTHERN CROSS DC TIE | 2020 | 4 | 15 | 19 | 1088.2 | 23.3 | 10098 | 0
SOUTHERN CROSS DC TIE | 2020 | 5 | 15 | 19 | 0 | 0 | 0 | 0
SOUTHERN CROSS DC TIE | 2020 | 6 | 15 | 19 | 459.1 | 3.7 | 4990 | 0
SOUTHERN CROSS DC TIE | 2020 | 7 | 15 | 19 | 0 | 0 | 0 | 557.5
SOUTHERN CROSS DC TIE | 2020 | 8 | 15 | 19 | 0 | 0 | 0 | 0
SOUTHERN CROSS DC TIE | 2020 | 9 | 15 | 19 | 565.2 | 6.2 | 6144 | 0
SOUTHERN CROSS DC TIE | 2020 | 10 | 15 | 19 | 915.8 | 13.7 | 8498 | 0
SOUTHERN CROSS DC TIE | 2020 | 11 | 15 | 19 | 677.4 | 11.1 | 6286 | 0
SOUTHERN CROSS DC TIE | 2020 | 12 | 15 | 19 | 941 | 15.7 | 8732 | 0
SOUTHERN CROSS DC TIE | 2020 | 1 | 16 | 19 | 1171.9 | 27.2 | 10874 | 0
SOUTHERN CROSS DC TIE | 2020 | 2 | 16 | 19 | 575.9 | 6.6 | 5344 | 0
SOUTHERN CROSS DC TIE | 2020 | 3 | 16 | 19 | 1913 | 66.5 | 17752 | 0
SOUTHERN CROSS DC TIE | 2020 | 4 | 16 | 19 | 0 | 0 | 0 | 0
SOUTHERN CROSS DC TIE | 2020 | 5 | 16 | 19 | 30.4 | 0 | 282 | 0
SOUTHERN CROSS DC TIE | 2020 | 6 | 16 | 19 | 905.3 | 15.3 | 9841 | 0
SOUTHERN CROSS DC TIE | 2020 | 7 | 16 | 19 | 0 | 0 | 0 | 0
SOUTHERN CROSS DC TIE | 2020 | 8 | 16 | 19 | 0 | 0 | 0 | 411.8
SOUTHERN CROSS DC TIE | 2020 | 9 | 16 | 19 | 0 | 0 | 0 | 0
SOUTHERN CROSS DC TIE | 2020 | 10 | 16 | 19 | 1290.8 | 31.7 | 11978 | 0
SOUTHERN CROSS DC TIE | 2020 | 11 | 16 | 19 | 995.9 | 20.7 | 9241 | 0
SOUTHERN CROSS DC TIE | 2020 | 12 | 16 | 19 | 1942.6 | 67.9 | 18027 | 0
SOUTHERN CROSS DC TIE | 2020 | 1 | 17 | 19 | 1355.3 | 35.4 | 12577 | 0
SOUTHERN CROSS DC TIE | 2020 | 2 | 17 | 19 | 55.2 | 0.1 | 511 | 0
SOUTHERN CROSS DC TIE | 2020 | 3 | 17 | 19 | 708.2 | 10.2 | 6572 | 0
SOUTHERN CROSS DC TIE | 2020 | 4 | 17 | 19 | 93.8 | 0.2 | 870 | 0
SOUTHERN CROSS DC TIE | 2020 | 5 | 17 | 19 | 0 | 0 | 0 | 0
SOUTHERN CROSS DC TIE | 2020 | 6 | 17 | 19 | 277.5 | 1.6 | 3016 | 0
SOUTHERN CROSS DC TIE | 2020 | 7 | 17 | 19 | 0 | 0 | 0 | 2.3
SOUTHERN CROSS DC TIE | 2020 | 8 | 17 | 19 | 0 | 0 | 0 | 363.3
SOUTHERN CROSS DC TIE | 2020 | 9 | 17 | 19 | 441.6 | 3.7 | 4800 | 0
SOUTHERN CROSS DC TIE | 2020 | 10 | 17 | 19 | 1008.9 | 21.2 | 9362 | 0
SOUTHERN CROSS DC TIE | 2020 | 11 | 17 | 19 | 2104 | 85 | 19525 | 0
SOUTHERN CROSS DC TIE | 2020 | 12 | 17 | 19 | 1216.2 | 28.6 | 11286 | 0
SOUTHERN CROSS DC TIE | 2020 | 1 | 18 | 19 | 785.3 | 11.5 | 7287 | 0
SOUTHERN CROSS DC TIE | 2020 | 2 | 18 | 19 | 218.4 | 0.9 | 2026 | 0
SOUTHERN CROSS DC TIE | 2020 | 3 | 18 | 19 | 437.1 | 3.6 | 4055 | 0
SOUTHERN CROSS DC TIE | 2020 | 4 | 18 | 19 | 0 | 0 | 0 | 0
SOUTHERN CROSS DC TIE | 2020 | 5 | 18 | 19 | 0 | 0 | 0 | 0
SOUTHERN CROSS DC TIE | 2020 | 6 | 18 | 19 | 0 | 0 | 0 | 0
SOUTHERN CROSS DC TIE | 2020 | 7 | 18 | 19 | 0 | 0 | 0 | 309.5
SOUTHERN CROSS DC TIE | 2020 | 8 | 18 | 19 | 0 | 0 | 0 | 0
SOUTHERN CROSS DC TIE | 2020 | 9 | 18 | 19 | 415 | 3.5 | 4510 | 0
SOUTHERN CROSS DC TIE | 2020 | 10 | 18 | 19 | 867.3 | 15.5 | 8048 | 0
SOUTHERN CROSS DC TIE | 2020 | 11 | 18 | 19 | 1147.1 | 22.9 | 10644 | 0
SOUTHERN CROSS DC TIE | 2020 | 12 | 18 | 19 | 1497.5 | 43.6 | 13897 | 0
SOUTHERN CROSS DC TIE | 2020 | 1 | 19 | 19 | 812.9 | 12.6 | 7543 | 0
SOUTHERN CROSS DC TIE | 2020 | 2 | 19 | 19 | 220 | 1 | 2041 | 0
SOUTHERN CROSS DC TIE | 2020 | 3 | 19 | 19 | 244.4 | 0.9 | 2268 | 0
SOUTHERN CROSS DC TIE | 2020 | 4 | 19 | 19 | 486.6 | 4.7 | 4515 | 0
SOUTHERN CROSS DC TIE | 2020 | 5 | 19 | 19 | 111.6 | 0.2 | 1035 | 0
SOUTHERN CROSS DC TIE | 2020 | 6 | 19 | 19 | 0 | 0 | 0 | 0
SOUTHERN CROSS DC TIE | 2020 | 7 | 19 | 19 | 0 | 0 | 0 | 562.9
SOUTHERN CROSS DC TIE | 2020 | 8 | 19 | 19 | 0 | 0 | 0 | 0
SOUTHERN CROSS DC TIE | 2020 | 9 | 19 | 19 | 61.3 | 0.1 | 666 | 0
SOUTHERN CROSS DC TIE | 2020 | 10 | 19 | 19 | 1014.9 | 20 | 9418 | 0
SOUTHERN CROSS DC TIE | 2020 | 11 | 19 | 19 | 837.5 | 13.2 | 7772 | 0
SOUTHERN CROSS DC TIE | 2020 | 12 | 19 | 19 | 947.3 | 16.6 | 8790 | 0
SOUTHERN CROSS DC TIE | 2020 | 1 | 20 | 19 | 1004.8 | 20.3 | 9324 | 0
SOUTHERN CROSS DC TIE | 2020 | 2 | 20 | 19 | 1119.5 | 24.9 | 10389 | 0
SOUTHERN CROSS DC TIE | 2020 | 3 | 20 | 19 | 2098.9 | 78.9 | 19477 | 0
SOUTHERN CROSS DC TIE | 2020 | 4 | 20 | 19 | 556 | 6.1 | 5160 | 0
SOUTHERN CROSS DC TIE | 2020 | 5 | 20 | 19 | 513.5 | 5 | 4765 | 0
SOUTHERN CROSS DC TIE | 2020 | 6 | 20 | 19 | 0 | 0 | 0 | 0
SOUTHERN CROSS DC TIE | 2020 | 7 | 20 | 19 | 0 | 0 | 0 | 0
SOUTHERN CROSS DC TIE | 2020 | 8 | 20 | 19 | 0 | 0 | 0 | 449.6
SOUTHERN CROSS DC TIE | 2020 | 9 | 20 | 19 | 0 | 0 | 0 | 0
SOUTHERN CROSS DC TIE | 2020 | 10 | 20 | 19 | 2103 | 82.7 | 19515 | 0
SOUTHERN CROSS DC TIE | 2020 | 11 | 20 | 19 | 1353.4 | 34.1 | 12559 | 0
SOUTHERN CROSS DC TIE | 2020 | 12 | 20 | 19 | 1057.4 | 21 | 9812 | 0
SOUTHERN CROSS DC TIE | 2020 | 1 | 21 | 19 | 157 | 0.5 | 1456 | 0
SOUTHERN CROSS DC TIE | 2020 | 2 | 21 | 19 | 291.6 | 1.7 | 2706 | 0
SOUTHERN CROSS DC TIE | 2020 | 3 | 21 | 19 | 1078.3 | 22.1 | 10006 | 0
SOUTHERN CROSS DC TIE | 2020 | 4 | 21 | 19 | 1517.9 | 43.4 | 14086 | 0
SOUTHERN CROSS DC TIE | 2020 | 5 | 21 | 19 | 498.5 | 4.8 | 4626 | 0
SOUTHERN CROSS DC TIE | 2020 | 6 | 21 | 19 | 0 | 0 | 0 | 0
SOUTHERN CROSS DC TIE | 2020 | 7 | 21 | 19 | 0 | 0 | 0 | 0
SOUTHERN CROSS DC TIE | 2020 | 8 | 21 | 19 | 0 | 0 | 0 | 0
SOUTHERN CROSS DC TIE | 2020 | 9 | 21 | 19 | 0 | 0 | 0 | 0
SOUTHERN CROSS DC TIE | 2020 | 10 | 21 | 19 | 894 | 17.9 | 8296 | 0
SOUTHERN CROSS DC TIE | 2020 | 11 | 21 | 19 | 1585.8 | 52 | 14716 | 0
SOUTHERN CROSS DC TIE | 2020 | 12 | 21 | 19 | 313.1 | 2.1 | 2905 | 0
SOUTHERN CROSS DC TIE | 2020 | 1 | 22 | 19 | 576.6 | 6.8 | 5350 | 0
SOUTHERN CROSS DC TIE | 2020 | 2 | 22 | 19 | 156.5 | 0.5 | 1452 | 0
SOUTHERN CROSS DC TIE | 2020 | 3 | 22 | 19 | 831.1 | 14.5 | 7712 | 0
SOUTHERN CROSS DC TIE | 2020 | 4 | 22 | 19 | 843.9 | 11.9 | 7831 | 0
SOUTHERN CROSS DC TIE | 2020 | 5 | 22 | 19 | 1114.8 | 23.1 | 10345 | 0
SOUTHERN CROSS DC TIE | 2020 | 6 | 22 | 19 | 0 | 0 | 0 | 0
SOUTHERN CROSS DC TIE | 2020 | 7 | 22 | 19 | 0 | 0 | 0 | 0
SOUTHERN CROSS DC TIE | 2020 | 8 | 22 | 19 | 0 | 0 | 0 | 0
SOUTHERN CROSS DC TIE | 2020 | 9 | 22 | 19 | 38.9 | 0 | 422 | 0
SOUTHERN CROSS DC TIE | 2020 | 10 | 22 | 19 | 903.5 | 9.5 | 8384 | 0
SOUTHERN CROSS DC TIE | 2020 | 11 | 22 | 19 | 1224.5 | 30.8 | 11363 | 0
SOUTHERN CROSS DC TIE | 2020 | 12 | 22 | 19 | 1667.3 | 52.8 | 15472 | 0
SOUTHERN CROSS DC TIE | 2020 | 1 | 23 | 19 | 1129.5 | 27.2 | 10482 | 0
SOUTHERN CROSS DC TIE | 2020 | 2 | 23 | 19 | 161.7 | 0.5 | 1500 | 0
SOUTHERN CROSS DC TIE | 2020 | 3 | 23 | 19 | 211.4 | 0.9 | 1961 | 0
SOUTHERN CROSS DC TIE | 2020 | 4 | 23 | 19 | 524 | 3.9 | 4862 | 0
SOUTHERN CROSS DC TIE | 2020 | 5 | 23 | 19 | 1015.9 | 19.5 | 9427 | 0
SOUTHERN CROSS DC TIE | 2020 | 6 | 23 | 19 | 0 | 0 | 0 | 0
SOUTHERN CROSS DC TIE | 2020 | 7 | 23 | 19 | 0 | 0 | 0 | 0
SOUTHERN CROSS DC TIE | 2020 | 8 | 23 | 19 | 0 | 0 | 0 | 0
SOUTHERN CROSS DC TIE | 2020 | 9 | 23 | 19 | 640.3 | 7.9 | 6959 | 0
SOUTHERN CROSS DC TIE | 2020 | 10 | 23 | 19 | 978.4 | 19.1 | 9079 | 0
SOUTHERN CROSS DC TIE | 2020 | 11 | 23 | 19 | 2081.2 | 62.6 | 19313 | 0
SOUTHERN CROSS DC TIE | 2020 | 12 | 23 | 19 | 1450.6 | 39.1 | 13461 | 0
SOUTHERN CROSS DC TIE | 2020 | 1 | 24 | 19 | 1437.6 | 40.9 | 13340 | 0
SOUTHERN CROSS DC TIE | 2020 | 2 | 24 | 19 | 0 | 0 | 0 | 0
SOUTHERN CROSS DC TIE | 2020 | 3 | 24 | 19 | 1988.6 | 73.7 | 18454 | 0
SOUTHERN CROSS DC TIE | 2020 | 4 | 24 | 19 | 70.1 | 0.1 | 650 | 0
SOUTHERN CROSS DC TIE | 2020 | 5 | 24 | 19 | 132.6 | 0.3 | 1230 | 0
SOUTHERN CROSS DC TIE | 2020 | 6 | 24 | 19 | 133.1 | 0.4 | 1446 | 0
SOUTHERN CROSS DC TIE | 2020 | 7 | 24 | 19 | 0 | 0 | 0 | 0
SOUTHERN CROSS DC TIE | 2020 | 8 | 24 | 19 | 0 | 0 | 0 | 0
SOUTHERN CROSS DC TIE | 2020 | 9 | 24 | 19 | 1386.3 | 34.2 | 15068 | 0
SOUTHERN CROSS DC TIE | 2020 | 10 | 24 | 19 | 0 | 0 | 0 | 0
SOUTHERN CROSS DC TIE | 2020 | 11 | 24 | 19 | 1950.7 | 66.7 | 18102 | 0
SOUTHERN CROSS DC TIE | 2020 | 12 | 24 | 19 | 1488.4 | 42.1 | 13812 | 0
SOUTHERN CROSS DC TIE | 2020 | 1 | 25 | 19 | 1002.7 | 20.1 | 9304 | 0
SOUTHERN CROSS DC TIE | 2020 | 2 | 25 | 19 | 1682.6 | 58.2 | 15614 | 0
SOUTHERN CROSS DC TIE | 2020 | 3 | 25 | 19 | 2092.4 | 80.7 | 19417 | 0
SOUTHERN CROSS DC TIE | 2020 | 4 | 25 | 19 | 561.5 | 5.5 | 5210 | 0
SOUTHERN CROSS DC TIE | 2020 | 5 | 25 | 19 | 0 | 0 | 0 | 0
SOUTHERN CROSS DC TIE | 2020 | 6 | 25 | 19 | 0 | 0 | 0 | 0
SOUTHERN CROSS DC TIE | 2020 | 7 | 25 | 19 | 196.8 | 0.7 | 2139 | 0
SOUTHERN CROSS DC TIE | 2020 | 8 | 25 | 19 | 0 | 0 | 0 | 0
SOUTHERN CROSS DC TIE | 2020 | 9 | 25 | 19 | 1280.9 | 26.2 | 13923 | 0
SOUTHERN CROSS DC TIE | 2020 | 10 | 25 | 19 | 1652.7 | 57 | 15337 | 0
SOUTHERN CROSS DC TIE | 2020 | 11 | 25 | 19 | 1737.1 | 52 | 16120 | 0
SOUTHERN CROSS DC TIE | 2020 | 12 | 25 | 19 | 2105.1 | 85.7 | 19535 | 0
SOUTHERN CROSS DC TIE | 2020 | 1 | 26 | 19 | 559.5 | 6.5 | 5192 | 0
SOUTHERN CROSS DC TIE | 2020 | 2 | 26 | 19 | 1030.6 | 21.4 | 9563 | 0
SOUTHERN CROSS DC TIE | 2020 | 3 | 26 | 19 | 2080.7 | 82.2 | 19309 | 0
SOUTHERN CROSS DC TIE | 2020 | 4 | 26 | 19 | 703.6 | 10.8 | 6529 | 0
SOUTHERN CROSS DC TIE | 2020 | 5 | 26 | 19 | 0 | 0 | 0 | 0
SOUTHERN CROSS DC TIE | 2020 | 6 | 26 | 19 | 0 | 0 | 0 | 0
SOUTHERN CROSS DC TIE | 2020 | 7 | 26 | 19 | 0 | 0 | 0 | 0
SOUTHERN CROSS DC TIE | 2020 | 8 | 26 | 19 | 0 | 0 | 0 | 0
SOUTHERN CROSS DC TIE | 2020 | 9 | 26 | 19 | 495.9 | 4.9 | 5390 | 0
SOUTHERN CROSS DC TIE | 2020 | 10 | 26 | 19 | 496.3 | 5.7 | 4605 | 0
SOUTHERN CROSS DC TIE | 2020 | 11 | 26 | 19 | 1261.4 | 30.5 | 11705 | 0
SOUTHERN CROSS DC TIE | 2020 | 12 | 26 | 19 | 1319.9 | 32.4 | 12248 | 0
SOUTHERN CROSS DC TIE | 2020 | 1 | 27 | 19 | 118.3 | 0.4 | 1097 | 0
SOUTHERN CROSS DC TIE | 2020 | 2 | 27 | 19 | 2100.1 | 82.1 | 19488 | 0
SOUTHERN CROSS DC TIE | 2020 | 3 | 27 | 19 | 81.8 | 0.1 | 759 | 0
SOUTHERN CROSS DC TIE | 2020 | 4 | 27 | 19 | 573.1 | 6.2 | 5318 | 0
SOUTHERN CROSS DC TIE | 2020 | 5 | 27 | 19 | 0 | 0 | 0 | 0
SOUTHERN CROSS DC TIE | 2020 | 6 | 27 | 19 | 0 | 0 | 0 | 0
SOUTHERN CROSS DC TIE | 2020 | 7 | 27 | 19 | 0 | 0 | 0 | 108.6
SOUTHERN CROSS DC TIE | 2020 | 8 | 27 | 19 | 0 | 0 | 0 | 0
SOUTHERN CROSS DC TIE | 2020 | 9 | 27 | 19 | 485.5 | 4.8 | 5276 | 0
SOUTHERN CROSS DC TIE | 2020 | 10 | 27 | 19 | 773.7 | 11.2 | 7179 | 0
SOUTHERN CROSS DC TIE | 2020 | 11 | 27 | 19 | 678.3 | 9 | 6294 | 0
SOUTHERN CROSS DC TIE | 2020 | 12 | 27 | 19 | 1387.6 | 33.5 | 12876 | 0
SOUTHERN CROSS DC TIE | 2020 | 1 | 28 | 19 | 1268.9 | 29.3 | 11775 | 0
SOUTHERN CROSS DC TIE | 2020 | 2 | 28 | 19 | 1542.4 | 45.8 | 14313 | 0
SOUTHERN CROSS DC TIE | 2020 | 3 | 28 | 19 | 1906.3 | 65.5 | 17690 | 0
SOUTHERN CROSS DC TIE | 2020 | 4 | 28 | 19 | 559.7 | 5.8 | 5193 | 0
SOUTHERN CROSS DC TIE | 2020 | 5 | 28 | 19 | 932.1 | 16.2 | 8649 | 0
SOUTHERN CROSS DC TIE | 2020 | 6 | 28 | 19 | 0 | 0 | 0 | 0
SOUTHERN CROSS DC TIE | 2020 | 7 | 28 | 19 | 0 | 0 | 0 | 0
SOUTHERN CROSS DC TIE | 2020 | 8 | 28 | 19 | 706.6 | 9.6 | 7680 | 0
SOUTHERN CROSS DC TIE | 2020 | 9 | 28 | 19 | 917.9 | 16.1 | 9977 | 0
SOUTHERN CROSS DC TIE | 2020 | 10 | 28 | 19 | 1159.6 | 29 | 10761 | 0
SOUTHERN CROSS DC TIE | 2020 | 11 | 28 | 19 | 1075.6 | 19.8 | 9981 | 0
SOUTHERN CROSS DC TIE | 2020 | 12 | 28 | 19 | 1376.6 | 36.6 | 12774 | 0
SOUTHERN CROSS DC TIE | 2020 | 1 | 29 | 19 | 317.5 | 2.1 | 2945 | 0
SOUTHERN CROSS DC TIE | 2020 | 2 | 29 | 19 | 1835.4 | 57.6 | 17032 | 0
SOUTHERN CROSS DC TIE | 2020 | 3 | 29 | 19 | 1497.7 | 34.2 | 13898 | 0
SOUTHERN CROSS DC TIE | 2020 | 4 | 29 | 19 | 974.6 | 17.8 | 9043 | 0
SOUTHERN CROSS DC TIE | 2020 | 5 | 29 | 19 | 0 | 0 | 0 | 0
SOUTHERN CROSS DC TIE | 2020 | 6 | 29 | 19 | 0 | 0 | 0 | 0
SOUTHERN CROSS DC TIE | 2020 | 7 | 29 | 19 | 0 | 0 | 0 | 122.9
SOUTHERN CROSS DC TIE | 2020 | 8 | 29 | 19 | 384.6 | 2.8 | 4180 | 0
SOUTHERN CROSS DC TIE | 2020 | 9 | 29 | 19 | 0 | 0 | 0 | 0
SOUTHERN CROSS DC TIE | 2020 | 10 | 29 | 19 | 1117.8 | 24.2 | 10372 | 0
SOUTHERN CROSS DC TIE | 2020 | 11 | 29 | 19 | 1092.5 | 20.8 | 10138 | 0
SOUTHERN CROSS DC TIE | 2020 | 12 | 29 | 19 | 2101.6 | 90.6 | 19502 | 0
SOUTHERN CROSS DC TIE | 2020 | 1 | 30 | 19 | 410.6 | 3.6 | 3809 | 0
SOUTHERN CROSS DC TIE | 2020 | 3 | 30 | 19 | 1255.1 | 30.4 | 11647 | 0
SOUTHERN CROSS DC TIE | 2020 | 4 | 30 | 19 | 428.8 | 2.7 | 3979 | 0
SOUTHERN CROSS DC TIE | 2020 | 5 | 30 | 19 | 0 | 0 | 0 | 0
SOUTHERN CROSS DC TIE | 2020 | 6 | 30 | 19 | 0 | 0 | 0 | 0
SOUTHERN CROSS DC TIE | 2020 | 7 | 30 | 19 | 0 | 0 | 0 | 0
SOUTHERN CROSS DC TIE | 2020 | 8 | 30 | 19 | 0 | 0 | 0 | 0
SOUTHERN CROSS DC TIE | 2020 | 9 | 30 | 19 | 0 | 0 | 0 | 0
SOUTHERN CROSS DC TIE | 2020 | 10 | 30 | 19 | 1838.2 | 56.2 | 17058 | 0
SOUTHERN CROSS DC TIE | 2020 | 11 | 30 | 19 | 974.5 | 18.5 | 9043 | 0
SOUTHERN CROSS DC TIE | 2020 | 12 | 30 | 19 | 2088 | 82.3 | 19376 | 0
SOUTHERN CROSS DC TIE | 2020 | 1 | 31 | 19 | 367.8 | 2.9 | 3413 | 0
SOUTHERN CROSS DC TIE | 2020 | 3 | 31 | 19 | 1021.4 | 20 | 9478 | 0
SOUTHERN CROSS DC TIE | 2020 | 5 | 31 | 19 | 474.4 | 4.5 | 4402 | 0
SOUTHERN CROSS DC TIE | 2020 | 7 | 31 | 19 | 358.4 | 2.4 | 3895 | 0
SOUTHERN CROSS DC TIE | 2020 | 8 | 31 | 19 | 0 | 0 | 0 | 0
SOUTHERN CROSS DC TIE | 2020 | 10 | 31 | 19 | 611.1 | 7.5 | 5670 | 0
SOUTHERN CROSS DC TIE | 2020 | 12 | 31 | 19 | 1278 | 31.1 | 11860 | 0
SOUTHERN CROSS DC TIE | 2020 | 1 | 1 | 20 | 622 | 8 | 5772 | 0
SOUTHERN CROSS DC TIE | 2020 | 2 | 1 | 20 | 104.2 | 0.2 | 966 | 0
SOUTHERN CROSS DC TIE | 2020 | 3 | 1 | 20 | 0 | 0 | 0 | 0
SOUTHERN CROSS DC TIE | 2020 | 4 | 1 | 20 | 1531.3 | 45.4 | 14210 | 0
SOUTHERN CROSS DC TIE | 2020 | 5 | 1 | 20 | 183.4 | 0.7 | 1702 | 0
SOUTHERN CROSS DC TIE | 2020 | 6 | 1 | 20 | 562.3 | 6 | 6112 | 0
SOUTHERN CROSS DC TIE | 2020 | 7 | 1 | 20 | 1755.6 | 52.4 | 19083 | 0
SOUTHERN CROSS DC TIE | 2020 | 8 | 1 | 20 | 0 | 0 | 0 | 0
SOUTHERN CROSS DC TIE | 2020 | 9 | 1 | 20 | 37 | 0 | 401 | 0
SOUTHERN CROSS DC TIE | 2020 | 10 | 1 | 20 | 467.8 | 4.1 | 4341 | 0
SOUTHERN CROSS DC TIE | 2020 | 11 | 1 | 20 | 1107.8 | 20.1 | 10280 | 0
SOUTHERN CROSS DC TIE | 2020 | 12 | 1 | 20 | 2098.1 | 82.9 | 19470 | 0
SOUTHERN CROSS DC TIE | 2020 | 1 | 2 | 20 | 2036.3 | 77.1 | 18896 | 0
SOUTHERN CROSS DC TIE | 2020 | 2 | 2 | 20 | 2077.3 | 87.1 | 19277 | 0
SOUTHERN CROSS DC TIE | 2020 | 3 | 2 | 20 | 1395.1 | 34.7 | 12946 | 0
SOUTHERN CROSS DC TIE | 2020 | 4 | 2 | 20 | 329.5 | 2 | 3057 | 0
SOUTHERN CROSS DC TIE | 2020 | 5 | 2 | 20 | 0 | 0 | 0 | 0
SOUTHERN CROSS DC TIE | 2020 | 6 | 2 | 20 | 0 | 0 | 0 | 0
SOUTHERN CROSS DC TIE | 2020 | 7 | 2 | 20 | 166.7 | 0.6 | 1812 | 0
SOUTHERN CROSS DC TIE | 2020 | 8 | 2 | 20 | 0 | 0 | 0 | 0
SOUTHERN CROSS DC TIE | 2020 | 9 | 2 | 20 | 0 | 0 | 0 | 0
SOUTHERN CROSS DC TIE | 2020 | 10 | 2 | 20 | 831.3 | 13.1 | 7714 | 0
SOUTHERN CROSS DC TIE | 2020 | 11 | 2 | 20 | 8.6 | 0 | 80 | 0
SOUTHERN CROSS DC TIE | 2020 | 12 | 2 | 20 | 1512.2 | 40.7 | 14032 | 0
SOUTHERN CROSS DC TIE | 2020 | 1 | 3 | 20 | 0 | 0 | 0 | 0
SOUTHERN CROSS DC TIE | 2020 | 2 | 3 | 20 | 1882.6 | 65.7 | 17470 | 0
SOUTHERN CROSS DC TIE | 2020 | 3 | 3 | 20 | 2079.1 | 87.8 | 19294 | 0
SOUTHERN CROSS DC TIE | 2020 | 4 | 3 | 20 | 985.3 | 18.4 | 9143 | 0
SOUTHERN CROSS DC TIE | 2020 | 5 | 3 | 20 | 36.7 | 0 | 340 | 0
SOUTHERN CROSS DC TIE | 2020 | 6 | 3 | 20 | 1501.1 | 39.4 | 16316 | 0
SOUTHERN CROSS DC TIE | 2020 | 7 | 3 | 20 | 996.5 | 19.5 | 10831 | 0
SOUTHERN CROSS DC TIE | 2020 | 8 | 3 | 20 | 0 | 0 | 0 | 0
SOUTHERN CROSS DC TIE | 2020 | 9 | 3 | 20 | 0 | 0 | 0 | 0
SOUTHERN CROSS DC TIE | 2020 | 10 | 3 | 20 | 517.5 | 5.2 | 4802 | 0
SOUTHERN CROSS DC TIE | 2020 | 11 | 3 | 20 | 1655.7 | 52.3 | 15364 | 0
SOUTHERN CROSS DC TIE | 2020 | 12 | 3 | 20 | 1286.6 | 32.5 | 11939 | 0
SOUTHERN CROSS DC TIE | 2020 | 1 | 4 | 20 | 927.1 | 17.2 | 8603 | 0
SOUTHERN CROSS DC TIE | 2020 | 2 | 4 | 20 | 1302.1 | 33.8 | 12083 | 0
SOUTHERN CROSS DC TIE | 2020 | 3 | 4 | 20 | 2092.8 | 81.4 | 19421 | 0
SOUTHERN CROSS DC TIE | 2020 | 4 | 4 | 20 | 0 | 0 | 0 | 0
SOUTHERN CROSS DC TIE | 2020 | 5 | 4 | 20 | 286 | 1.5 | 2653 | 0
SOUTHERN CROSS DC TIE | 2020 | 6 | 4 | 20 | 98.5 | 0.2 | 1070 | 0
SOUTHERN CROSS DC TIE | 2020 | 7 | 4 | 20 | 1898.5 | 68.6 | 20636 | 0
SOUTHERN CROSS DC TIE | 2020 | 8 | 4 | 20 | 0 | 0 | 0 | 0
SOUTHERN CROSS DC TIE | 2020 | 9 | 4 | 20 | 0 | 0 | 0 | 0
SOUTHERN CROSS DC TIE | 2020 | 10 | 4 | 20 | 60.6 | 0.1 | 562 | 0
SOUTHERN CROSS DC TIE | 2020 | 11 | 4 | 20 | 1068.8 | 21.9 | 9918 | 0
SOUTHERN CROSS DC TIE | 2020 | 12 | 4 | 20 | 495.1 | 5.1 | 4594 | 0
SOUTHERN CROSS DC TIE | 2020 | 1 | 5 | 20 | 1025.3 | 24.1 | 9514 | 0
SOUTHERN CROSS DC TIE | 2020 | 2 | 5 | 20 | 2096.8 | 82.6 | 19457 | 0
SOUTHERN CROSS DC TIE | 2020 | 3 | 5 | 20 | 618.6 | 6.3 | 5740 | 0
SOUTHERN CROSS DC TIE | 2020 | 4 | 5 | 20 | 421 | 3.3 | 3906 | 0
SOUTHERN CROSS DC TIE | 2020 | 5 | 5 | 20 | 318 | 2 | 2950 | 0
SOUTHERN CROSS DC TIE | 2020 | 6 | 5 | 20 | 371.5 | 2.6 | 4038 | 0
SOUTHERN CROSS DC TIE | 2020 | 7 | 5 | 20 | 879.1 | 14.8 | 9555 | 0
SOUTHERN CROSS DC TIE | 2020 | 8 | 5 | 20 | 0 | 0 | 0 | 0
SOUTHERN CROSS DC TIE | 2020 | 9 | 5 | 20 | 0 | 0 | 0 | 0
SOUTHERN CROSS DC TIE | 2020 | 10 | 5 | 20 | 0 | 0 | 0 | 0
SOUTHERN CROSS DC TIE | 2020 | 11 | 5 | 20 | 466.3 | 4.7 | 4327 | 0
SOUTHERN CROSS DC TIE | 2020 | 12 | 5 | 20 | 1035.3 | 19.3 | 9607 | 0
SOUTHERN CROSS DC TIE | 2020 | 1 | 6 | 20 | 1051.6 | 20.5 | 9758 | 0
SOUTHERN CROSS DC TIE | 2020 | 2 | 6 | 20 | 2096 | 79.5 | 19450 | 0
SOUTHERN CROSS DC TIE | 2020 | 3 | 6 | 20 | 637.5 | 8 | 5915 | 0
SOUTHERN CROSS DC TIE | 2020 | 4 | 6 | 20 | 1544.6 | 49.2 | 14333 | 0
SOUTHERN CROSS DC TIE | 2020 | 5 | 6 | 20 | 1704.4 | 52.4 | 15817 | 0
SOUTHERN CROSS DC TIE | 2020 | 6 | 6 | 20 | 0 | 0 | 0 | 0
SOUTHERN CROSS DC TIE | 2020 | 7 | 6 | 20 | 0 | 0 | 0 | 0
SOUTHERN CROSS DC TIE | 2020 | 8 | 6 | 20 | 0 | 0 | 0 | 0
SOUTHERN CROSS DC TIE | 2020 | 9 | 6 | 20 | 0 | 0 | 0 | 0
SOUTHERN CROSS DC TIE | 2020 | 10 | 6 | 20 | 751.7 | 11 | 6975 | 0
SOUTHERN CROSS DC TIE | 2020 | 11 | 6 | 20 | 973.6 | 16.7 | 9034 | 0
SOUTHERN CROSS DC TIE | 2020 | 12 | 6 | 20 | 1072.7 | 22.8 | 9954 | 0
SOUTHERN CROSS DC TIE | 2020 | 1 | 7 | 20 | 852.8 | 13.9 | 7914 | 0
SOUTHERN CROSS DC TIE | 2020 | 2 | 7 | 20 | 1957 | 70.7 | 18160 | 0
SOUTHERN CROSS DC TIE | 2020 | 3 | 7 | 20 | 715.3 | 10.8 | 6637 | 0
SOUTHERN CROSS DC TIE | 2020 | 4 | 7 | 20 | 2076.2 | 77.2 | 19266 | 0
SOUTHERN CROSS DC TIE | 2020 | 5 | 7 | 20 | 347.3 | 2.1 | 3223 | 0
SOUTHERN CROSS DC TIE | 2020 | 6 | 7 | 20 | 0 | 0 | 0 | 0
SOUTHERN CROSS DC TIE | 2020 | 7 | 7 | 20 | 0 | 0 | 0 | 0
SOUTHERN CROSS DC TIE | 2020 | 8 | 7 | 20 | 0 | 0 | 0 | 0
SOUTHERN CROSS DC TIE | 2020 | 9 | 7 | 20 | 0 | 0 | 0 | 0
SOUTHERN CROSS DC TIE | 2020 | 10 | 7 | 20 | 2062.9 | 71.9 | 19144 | 0
SOUTHERN CROSS DC TIE | 2020 | 11 | 7 | 20 | 911 | 16.8 | 8453 | 0
SOUTHERN CROSS DC TIE | 2020 | 12 | 7 | 20 | 1192.7 | 26.6 | 11068 | 0
SOUTHERN CROSS DC TIE | 2020 | 1 | 8 | 20 | 1057.8 | 20.1 | 9816 | 0
SOUTHERN CROSS DC TIE | 2020 | 2 | 8 | 20 | 1535 | 45.4 | 14244 | 0
SOUTHERN CROSS DC TIE | 2020 | 3 | 8 | 20 | 1824.4 | 62.6 | 16930 | 0
SOUTHERN CROSS DC TIE | 2020 | 4 | 8 | 20 | 2080.1 | 83.4 | 19303 | 0
SOUTHERN CROSS DC TIE | 2020 | 5 | 8 | 20 | 606.4 | 7.6 | 5627 | 0
SOUTHERN CROSS DC TIE | 2020 | 6 | 8 | 20 | 255.1 | 1.2 | 2772 | 0
SOUTHERN CROSS DC TIE | 2020 | 7 | 8 | 20 | 191.3 | 0.7 | 2079 | 0
SOUTHERN CROSS DC TIE | 2020 | 8 | 8 | 20 | 21 | 0 | 228 | 0
SOUTHERN CROSS DC TIE | 2020 | 9 | 8 | 20 | 617.5 | 7.5 | 6712 | 0
SOUTHERN CROSS DC TIE | 2020 | 10 | 8 | 20 | 1439 | 28 | 13354 | 0
SOUTHERN CROSS DC TIE | 2020 | 11 | 8 | 20 | 216 | 0.9 | 2004 | 0
SOUTHERN CROSS DC TIE | 2020 | 12 | 8 | 20 | 1374 | 33.4 | 12750 | 0
SOUTHERN CROSS DC TIE | 2020 | 1 | 9 | 20 | 642.5 | 7.6 | 5962 | 0
SOUTHERN CROSS DC TIE | 2020 | 2 | 9 | 20 | 1420.7 | 40.2 | 13184 | 0
SOUTHERN CROSS DC TIE | 2020 | 3 | 9 | 20 | 644.2 | 8.6 | 5978 | 0
SOUTHERN CROSS DC TIE | 2020 | 4 | 9 | 20 | 742.4 | 10.2 | 6889 | 0
SOUTHERN CROSS DC TIE | 2020 | 5 | 9 | 20 | 371.6 | 2.7 | 3448 | 0
SOUTHERN CROSS DC TIE | 2020 | 6 | 9 | 20 | 461.6 | 4.1 | 5018 | 0
SOUTHERN CROSS DC TIE | 2020 | 7 | 9 | 20 | 0 | 0 | 0 | 0
SOUTHERN CROSS DC TIE | 2020 | 8 | 9 | 20 | 0 | 0 | 0 | 19.7
SOUTHERN CROSS DC TIE | 2020 | 9 | 9 | 20 | 275.7 | 1.5 | 2996 | 0
SOUTHERN CROSS DC TIE | 2020 | 10 | 9 | 20 | 1233.2 | 26.9 | 11444 | 0
SOUTHERN CROSS DC TIE | 2020 | 11 | 9 | 20 | 654.2 | 8.2 | 6070 | 0
SOUTHERN CROSS DC TIE | 2020 | 12 | 9 | 20 | 1968.5 | 84.5 | 18268 | 0
SOUTHERN CROSS DC TIE | 2020 | 1 | 10 | 20 | 0 | 0 | 0 | 0
SOUTHERN CROSS DC TIE | 2020 | 2 | 10 | 20 | 1166.6 | 24.3 | 10826 | 0
SOUTHERN CROSS DC TIE | 2020 | 3 | 10 | 20 | 2080.2 | 80.1 | 19304 | 0
SOUTHERN CROSS DC TIE | 2020 | 4 | 10 | 20 | 1282.5 | 31.2 | 11901 | 0
SOUTHERN CROSS DC TIE | 2020 | 5 | 10 | 20 | 1376.5 | 31.9 | 12773 | 0
SOUTHERN CROSS DC TIE | 2020 | 6 | 10 | 20 | 1360.8 | 34.1 | 14791 | 0
SOUTHERN CROSS DC TIE | 2020 | 7 | 10 | 20 | 0 | 0 | 0 | 0
SOUTHERN CROSS DC TIE | 2020 | 8 | 10 | 20 | 0 | 0 | 0 | 0
SOUTHERN CROSS DC TIE | 2020 | 9 | 10 | 20 | 327.7 | 2.1 | 3562 | 0
SOUTHERN CROSS DC TIE | 2020 | 10 | 10 | 20 | 467.7 | 4.6 | 4339 | 0
SOUTHERN CROSS DC TIE | 2020 | 11 | 10 | 20 | 2088.8 | 75.8 | 19383 | 0
SOUTHERN CROSS DC TIE | 2020 | 12 | 10 | 20 | 858.9 | 15 | 7970 | 0
SOUTHERN CROSS DC TIE | 2020 | 1 | 11 | 20 | 1179.5 | 26.8 | 10945 | 0
SOUTHERN CROSS DC TIE | 2020 | 2 | 11 | 20 | 1638.4 | 49.4 | 15204 | 0
SOUTHERN CROSS DC TIE | 2020 | 3 | 11 | 20 | 1667.5 | 50.9 | 15474 | 0
SOUTHERN CROSS DC TIE | 2020 | 4 | 11 | 20 | 877 | 14.5 | 8138 | 0
SOUTHERN CROSS DC TIE | 2020 | 5 | 11 | 20 | 407.2 | 3.5 | 3778 | 0
SOUTHERN CROSS DC TIE | 2020 | 6 | 11 | 20 | 705 | 9.4 | 7663 | 0
SOUTHERN CROSS DC TIE | 2020 | 7 | 11 | 20 | 0 | 0 | 0 | 0
SOUTHERN CROSS DC TIE | 2020 | 8 | 11 | 20 | 17.9 | 0 | 194 | 0
SOUTHERN CROSS DC TIE | 2020 | 9 | 11 | 20 | 245.8 | 1.2 | 2671 | 0
SOUTHERN CROSS DC TIE | 2020 | 10 | 11 | 20 | 439.8 | 4.3 | 4081 | 0
SOUTHERN CROSS DC TIE | 2020 | 11 | 11 | 20 | 2096.4 | 80.9 | 19454 | 0
SOUTHERN CROSS DC TIE | 2020 | 12 | 11 | 20 | 1450.1 | 40.2 | 13457 | 0
SOUTHERN CROSS DC TIE | 2020 | 1 | 12 | 20 | 1021 | 19.9 | 9474 | 0
SOUTHERN CROSS DC TIE | 2020 | 2 | 12 | 20 | 2070.2 | 75.5 | 19211 | 0
SOUTHERN CROSS DC TIE | 2020 | 3 | 12 | 20 | 0 | 0 | 0 | 0
SOUTHERN CROSS DC TIE | 2020 | 4 | 12 | 20 | 108.3 | 0.2 | 1004 | 0
SOUTHERN CROSS DC TIE | 2020 | 5 | 12 | 20 | 433.3 | 3.7 | 4021 | 0
SOUTHERN CROSS DC TIE | 2020 | 6 | 12 | 20 | 20.4 | 0 | 221 | 0
SOUTHERN CROSS DC TIE | 2020 | 7 | 12 | 20 | 0 | 0 | 0 | 0
SOUTHERN CROSS DC TIE | 2020 | 8 | 12 | 20 | 1784.9 | 53.8 | 19401 | 0
SOUTHERN CROSS DC TIE | 2020 | 9 | 12 | 20 | 20.1 | 0 | 218 | 0
SOUTHERN CROSS DC TIE | 2020 | 10 | 12 | 20 | 1424.3 | 34.8 | 13217 | 0
SOUTHERN CROSS DC TIE | 2020 | 11 | 12 | 20 | 1337 | 31.4 | 12407 | 0
SOUTHERN CROSS DC TIE | 2020 | 12 | 12 | 20 | 1904.9 | 68.4 | 17677 | 0
SOUTHERN CROSS DC TIE | 2020 | 1 | 13 | 20 | 1039.7 | 19.8 | 9648 | 0
SOUTHERN CROSS DC TIE | 2020 | 2 | 13 | 20 | 2096.3 | 80 | 19454 | 0
SOUTHERN CROSS DC TIE | 2020 | 3 | 13 | 20 | 704.4 | 9.9 | 6537 | 0
SOUTHERN CROSS DC TIE | 2020 | 4 | 13 | 20 | 409.9 | 3.6 | 3804 | 0
SOUTHERN CROSS DC TIE | 2020 | 5 | 13 | 20 | 242.1 | 1.1 | 2246 | 0
SOUTHERN CROSS DC TIE | 2020 | 6 | 13 | 20 | 0 | 0 | 0 | 0
SOUTHERN CROSS DC TIE | 2020 | 7 | 13 | 20 | 0 | 0 | 0 | 0
SOUTHERN CROSS DC TIE | 2020 | 8 | 13 | 20 | 0 | 0 | 0 | 0
SOUTHERN CROSS DC TIE | 2020 | 9 | 13 | 20 | 754.7 | 10.7 | 8203 | 0
SOUTHERN CROSS DC TIE | 2020 | 10 | 13 | 20 | 1195.8 | 27.1 | 11097 | 0
SOUTHERN CROSS DC TIE | 2020 | 11 | 13 | 20 | 1004.5 | 22.3 | 9321 | 0
SOUTHERN CROSS DC TIE | 2020 | 12 | 13 | 20 | 503.3 | 4.2 | 4670 | 0
SOUTHERN CROSS DC TIE | 2020 | 1 | 14 | 20 | 1426.6 | 35.9 | 13238 | 0
SOUTHERN CROSS DC TIE | 2020 | 2 | 14 | 20 | 831.5 | 13.7 | 7716 | 0
SOUTHERN CROSS DC TIE | 2020 | 3 | 14 | 20 | 286 | 1.6 | 2654 | 0
SOUTHERN CROSS DC TIE | 2020 | 4 | 14 | 20 | 787.6 | 11.9 | 7308 | 0
SOUTHERN CROSS DC TIE | 2020 | 5 | 14 | 20 | 356.5 | 2.6 | 3308 | 0
SOUTHERN CROSS DC TIE | 2020 | 6 | 14 | 20 | 0 | 0 | 0 | 0
SOUTHERN CROSS DC TIE | 2020 | 7 | 14 | 20 | 0 | 0 | 0 | 0
SOUTHERN CROSS DC TIE | 2020 | 8 | 14 | 20 | 156.9 | 0.5 | 1705 | 0
SOUTHERN CROSS DC TIE | 2020 | 9 | 14 | 20 | 142.3 | 0.4 | 1546 | 0
SOUTHERN CROSS DC TIE | 2020 | 10 | 14 | 20 | 1177.8 | 29.3 | 10930 | 0
SOUTHERN CROSS DC TIE | 2020 | 11 | 14 | 20 | 854.3 | 11.8 | 7927 | 0
SOUTHERN CROSS DC TIE | 2020 | 12 | 14 | 20 | 510.3 | 5.5 | 4735 | 0
SOUTHERN CROSS DC TIE | 2020 | 1 | 15 | 20 | 1879 | 65.2 | 17437 | 0
SOUTHERN CROSS DC TIE | 2020 | 2 | 15 | 20 | 944.8 | 17.3 | 8768 | 0
SOUTHERN CROSS DC TIE | 2020 | 3 | 15 | 20 | 833.9 | 14.1 | 7738 | 0
SOUTHERN CROSS DC TIE | 2020 | 4 | 15 | 20 | 1137.4 | 24.3 | 10554 | 0
SOUTHERN CROSS DC TIE | 2020 | 5 | 15 | 20 | 10.6 | 0 | 97 | 0
SOUTHERN CROSS DC TIE | 2020 | 6 | 15 | 20 | 817.2 | 14 | 8882 | 0
SOUTHERN CROSS DC TIE | 2020 | 7 | 15 | 20 | 0 | 0 | 0 | 0
SOUTHERN CROSS DC TIE | 2020 | 8 | 15 | 20 | 0 | 0 | 0 | 0
SOUTHERN CROSS DC TIE | 2020 | 9 | 15 | 20 | 894.6 | 15.1 | 9724 | 0
SOUTHERN CROSS DC TIE | 2020 | 10 | 15 | 20 | 478.5 | 4 | 4440 | 0
SOUTHERN CROSS DC TIE | 2020 | 11 | 15 | 20 | 367.6 | 2.8 | 3411 | 0
SOUTHERN CROSS DC TIE | 2020 | 12 | 15 | 20 | 1576 | 48.6 | 14625 | 0
SOUTHERN CROSS DC TIE | 2020 | 1 | 16 | 20 | 1473.9 | 40.9 | 13678 | 0
SOUTHERN CROSS DC TIE | 2020 | 2 | 16 | 20 | 634 | 8 | 5883 | 0
SOUTHERN CROSS DC TIE | 2020 | 3 | 16 | 20 | 1745.3 | 59.5 | 16196 | 0
SOUTHERN CROSS DC TIE | 2020 | 4 | 16 | 20 | 0 | 0 | 0 | 0
SOUTHERN CROSS DC TIE | 2020 | 5 | 16 | 20 | 395.9 | 3.1 | 3674 | 0
SOUTHERN CROSS DC TIE | 2020 | 6 | 16 | 20 | 2012.6 | 74 | 21876 | 0
SOUTHERN CROSS DC TIE | 2020 | 7 | 16 | 20 | 0 | 0 | 0 | 0
SOUTHERN CROSS DC TIE | 2020 | 8 | 16 | 20 | 0 | 0 | 0 | 0
SOUTHERN CROSS DC TIE | 2020 | 9 | 16 | 20 | 180.6 | 0.7 | 1963 | 0
SOUTHERN CROSS DC TIE | 2020 | 10 | 16 | 20 | 1388.9 | 38 | 12889 | 0
SOUTHERN CROSS DC TIE | 2020 | 11 | 16 | 20 | 1099.5 | 20.6 | 10203 | 0
SOUTHERN CROSS DC TIE | 2020 | 12 | 16 | 20 | 1742.6 | 58.5 | 16171 | 0
SOUTHERN CROSS DC TIE | 2020 | 1 | 17 | 20 | 1345.6 | 34.6 | 12487 | 0
SOUTHERN CROSS DC TIE | 2020 | 2 | 17 | 20 | 0 | 0 | 0 | 0
SOUTHERN CROSS DC TIE | 2020 | 3 | 17 | 20 | 943 | 20.2 | 8750 | 0
SOUTHERN CROSS DC TIE | 2020 | 4 | 17 | 20 | 506.4 | 5.3 | 4699 | 0
SOUTHERN CROSS DC TIE | 2020 | 5 | 17 | 20 | 73.1 | 0.1 | 678 | 0
SOUTHERN CROSS DC TIE | 2020 | 6 | 17 | 20 | 931.5 | 17.4 | 10124 | 0
SOUTHERN CROSS DC TIE | 2020 | 7 | 17 | 20 | 0 | 0 | 0 | 0
SOUTHERN CROSS DC TIE | 2020 | 8 | 17 | 20 | 0 | 0 | 0 | 0
SOUTHERN CROSS DC TIE | 2020 | 9 | 17 | 20 | 536.9 | 5.8 | 5835 | 0
SOUTHERN CROSS DC TIE | 2020 | 10 | 17 | 20 | 1336.4 | 38.1 | 12402 | 0
SOUTHERN CROSS DC TIE | 2020 | 11 | 17 | 20 | 2069.3 | 75.1 | 19203 | 0
SOUTHERN CROSS DC TIE | 2020 | 12 | 17 | 20 | 989 | 17.3 | 9178 | 0
SOUTHERN CROSS DC TIE | 2020 | 1 | 18 | 20 | 746.7 | 11 | 6929 | 0
SOUTHERN CROSS DC TIE | 2020 | 2 | 18 | 20 | 206.2 | 0.9 | 1913 | 0
SOUTHERN CROSS DC TIE | 2020 | 3 | 18 | 20 | 814.4 | 13.8 | 7557 | 0
SOUTHERN CROSS DC TIE | 2020 | 4 | 18 | 20 | 280.8 | 1.5 | 2606 | 0
SOUTHERN CROSS DC TIE | 2020 | 5 | 18 | 20 | 232.1 | 1.1 | 2153 | 0
SOUTHERN CROSS DC TIE | 2020 | 6 | 18 | 20 | 0 | 0 | 0 | 0
SOUTHERN CROSS DC TIE | 2020 | 7 | 18 | 20 | 0 | 0 | 0 | 157.2
SOUTHERN CROSS DC TIE | 2020 | 8 | 18 | 20 | 0 | 0 | 0 | 0
SOUTHERN CROSS DC TIE | 2020 | 9 | 18 | 20 | 638.4 | 8.4 | 6939 | 0
SOUTHERN CROSS DC TIE | 2020 | 10 | 18 | 20 | 767.9 | 11.3 | 7126 | 0
SOUTHERN CROSS DC TIE | 2020 | 11 | 18 | 20 | 789.6 | 11.5 | 7327 | 0
SOUTHERN CROSS DC TIE | 2020 | 12 | 18 | 20 | 1063.2 | 21.2 | 9866 | 0
SOUTHERN CROSS DC TIE | 2020 | 1 | 19 | 20 | 158 | 0.5 | 1466 | 0
SOUTHERN CROSS DC TIE | 2020 | 2 | 19 | 20 | 0 | 0 | 0 | 0
SOUTHERN CROSS DC TIE | 2020 | 3 | 19 | 20 | 0 | 0 | 0 | 0
SOUTHERN CROSS DC TIE | 2020 | 4 | 19 | 20 | 700 | 9.9 | 6495 | 0
SOUTHERN CROSS DC TIE | 2020 | 5 | 19 | 20 | 1760.2 | 56.9 | 16334 | 0
SOUTHERN CROSS DC TIE | 2020 | 6 | 19 | 20 | 0 | 0 | 0 | 0
SOUTHERN CROSS DC TIE | 2020 | 7 | 19 | 20 | 0 | 0 | 0 | 0
SOUTHERN CROSS DC TIE | 2020 | 8 | 19 | 20 | 0 | 0 | 0 | 0
SOUTHERN CROSS DC TIE | 2020 | 9 | 19 | 20 | 190.5 | 0.8 | 2070 | 0
SOUTHERN CROSS DC TIE | 2020 | 10 | 19 | 20 | 1054.5 | 19.9 | 9786 | 0
SOUTHERN CROSS DC TIE | 2020 | 11 | 19 | 20 | 549.8 | 5.7 | 5102 | 0
SOUTHERN CROSS DC TIE | 2020 | 12 | 19 | 20 | 224.7 | 1 | 2084 | 0
SOUTHERN CROSS DC TIE | 2020 | 1 | 20 | 20 | 573.9 | 5.5 | 5325 | 0
SOUTHERN CROSS DC TIE | 2020 | 2 | 20 | 20 | 1129 | 26.5 | 10476 | 0
SOUTHERN CROSS DC TIE | 2020 | 3 | 20 | 20 | 1768.1 | 59.2 | 16407 | 0
SOUTHERN CROSS DC TIE | 2020 | 4 | 20 | 20 | 625.6 | 7.7 | 5805 | 0
SOUTHERN CROSS DC TIE | 2020 | 5 | 20 | 20 | 1166.4 | 27.6 | 10824 | 0
SOUTHERN CROSS DC TIE | 2020 | 6 | 20 | 20 | 0 | 0 | 0 | 0
SOUTHERN CROSS DC TIE | 2020 | 7 | 20 | 20 | 0 | 0 | 0 | 0
SOUTHERN CROSS DC TIE | 2020 | 8 | 20 | 20 | 0 | 0 | 0 | 605.4
SOUTHERN CROSS DC TIE | 2020 | 9 | 20 | 20 | 137.6 | 0.3 | 1496 | 0
SOUTHERN CROSS DC TIE | 2020 | 10 | 20 | 20 | 2100 | 78.7 | 19487 | 0
SOUTHERN CROSS DC TIE | 2020 | 11 | 20 | 20 | 859.8 | 14.5 | 7978 | 0
SOUTHERN CROSS DC TIE | 2020 | 12 | 20 | 20 | 941.2 | 14 | 8733 | 0
SOUTHERN CROSS DC TIE | 2020 | 1 | 21 | 20 | 0 | 0 | 0 | 0
SOUTHERN CROSS DC TIE | 2020 | 2 | 21 | 20 | 81.8 | 0.1 | 758 | 0
SOUTHERN CROSS DC TIE | 2020 | 3 | 21 | 20 | 680.7 | 9.7 | 6317 | 0
SOUTHERN CROSS DC TIE | 2020 | 4 | 21 | 20 | 1245.2 | 29.3 | 11555 | 0
SOUTHERN CROSS DC TIE | 2020 | 5 | 21 | 20 | 708.4 | 9.1 | 6573 | 0
SOUTHERN CROSS DC TIE | 2020 | 6 | 21 | 20 | 0 | 0 | 0 | 0
SOUTHERN CROSS DC TIE | 2020 | 7 | 21 | 20 | 0 | 0 | 0 | 0
SOUTHERN CROSS DC TIE | 2020 | 8 | 21 | 20 | 0 | 0 | 0 | 0
SOUTHERN CROSS DC TIE | 2020 | 9 | 21 | 20 | 0 | 0 | 0 | 0
SOUTHERN CROSS DC TIE | 2020 | 10 | 21 | 20 | 977.4 | 17.8 | 9070 | 0
SOUTHERN CROSS DC TIE | 2020 | 11 | 21 | 20 | 1156.2 | 24.3 | 10729 | 0
SOUTHERN CROSS DC TIE | 2020 | 12 | 21 | 20 | 169.9 | 0.5 | 1577 | 0
SOUTHERN CROSS DC TIE | 2020 | 1 | 22 | 20 | 875.9 | 14.3 | 8128 | 0
SOUTHERN CROSS DC TIE | 2020 | 2 | 22 | 20 | 256.7 | 1.5 | 2381 | 0
SOUTHERN CROSS DC TIE | 2020 | 3 | 22 | 20 | 507 | 5.3 | 4704 | 0
SOUTHERN CROSS DC TIE | 2020 | 4 | 22 | 20 | 857.7 | 15.2 | 7959 | 0
SOUTHERN CROSS DC TIE | 2020 | 5 | 22 | 20 | 1156.2 | 26.9 | 10729 | 0
SOUTHERN CROSS DC TIE | 2020 | 6 | 22 | 20 | 0 | 0 | 0 | 0
SOUTHERN CROSS DC TIE | 2020 | 7 | 22 | 20 | 0 | 0 | 0 | 0
SOUTHERN CROSS DC TIE | 2020 | 8 | 22 | 20 | 0 | 0 | 0 | 0
SOUTHERN CROSS DC TIE | 2020 | 9 | 22 | 20 | 0 | 0 | 0 | 0
SOUTHERN CROSS DC TIE | 2020 | 10 | 22 | 20 | 936.3 | 23 | 8689 | 0
SOUTHERN CROSS DC TIE | 2020 | 11 | 22 | 20 | 1035.2 | 19.6 | 9606 | 0
SOUTHERN CROSS DC TIE | 2020 | 12 | 22 | 20 | 1386.7 | 35.9 | 12868 | 0
SOUTHERN CROSS DC TIE | 2020 | 1 | 23 | 20 | 1246.9 | 28.9 | 11570 | 0
SOUTHERN CROSS DC TIE | 2020 | 2 | 23 | 20 | 982.4 | 18.9 | 9116 | 0
SOUTHERN CROSS DC TIE | 2020 | 3 | 23 | 20 | 0 | 0 | 0 | 0
SOUTHERN CROSS DC TIE | 2020 | 4 | 23 | 20 | 496.1 | 6 | 4603 | 0
SOUTHERN CROSS DC TIE | 2020 | 5 | 23 | 20 | 1410.1 | 33.2 | 13086 | 0
SOUTHERN CROSS DC TIE | 2020 | 6 | 23 | 20 | 151.4 | 0.5 | 1645 | 0
SOUTHERN CROSS DC TIE | 2020 | 7 | 23 | 20 | 95.2 | 0.2 | 1035 | 0
SOUTHERN CROSS DC TIE | 2020 | 8 | 23 | 20 | 6.8 | 0 | 73 | 0
SOUTHERN CROSS DC TIE | 2020 | 9 | 23 | 20 | 801.1 | 14.2 | 8708 | 0
SOUTHERN CROSS DC TIE | 2020 | 10 | 23 | 20 | 820.6 | 13.1 | 7614 | 0
SOUTHERN CROSS DC TIE | 2020 | 11 | 23 | 20 | 2076.4 | 81.1 | 19268 | 0
SOUTHERN CROSS DC TIE | 2020 | 12 | 23 | 20 | 1234.8 | 29.7 | 11458 | 0
SOUTHERN CROSS DC TIE | 2020 | 1 | 24 | 20 | 2075.2 | 79.5 | 19257 | 0
SOUTHERN CROSS DC TIE | 2020 | 2 | 24 | 20 | 244.3 | 1.2 | 2267 | 0
SOUTHERN CROSS DC TIE | 2020 | 3 | 24 | 20 | 1810.3 | 67.6 | 16799 | 0
SOUTHERN CROSS DC TIE | 2020 | 4 | 24 | 20 | 691.7 | 8.6 | 6418 | 0
SOUTHERN CROSS DC TIE | 2020 | 5 | 24 | 20 | 495.6 | 5 | 4598 | 0
SOUTHERN CROSS DC TIE | 2020 | 6 | 24 | 20 | 872.5 | 14.3 | 9484 | 0
SOUTHERN CROSS DC TIE | 2020 | 7 | 24 | 20 | 0 | 0 | 0 | 0
SOUTHERN CROSS DC TIE | 2020 | 8 | 24 | 20 | 0 | 0 | 0 | 0
SOUTHERN CROSS DC TIE | 2020 | 9 | 24 | 20 | 1576.6 | 56.2 | 17138 | 0
SOUTHERN CROSS DC TIE | 2020 | 10 | 24 | 20 | 0 | 0 | 0 | 0
SOUTHERN CROSS DC TIE | 2020 | 11 | 24 | 20 | 1127.5 | 23.6 | 10463 | 0
SOUTHERN CROSS DC TIE | 2020 | 12 | 24 | 20 | 1439.1 | 39.4 | 13354 | 0
SOUTHERN CROSS DC TIE | 2020 | 1 | 25 | 20 | 623.5 | 9.4 | 5786 | 0
SOUTHERN CROSS DC TIE | 2020 | 2 | 25 | 20 | 1392.3 | 35.7 | 12920 | 0
SOUTHERN CROSS DC TIE | 2020 | 3 | 25 | 20 | 2088.4 | 77 | 19380 | 0
SOUTHERN CROSS DC TIE | 2020 | 4 | 25 | 20 | 450.8 | 4.5 | 4183 | 0
SOUTHERN CROSS DC TIE | 2020 | 5 | 25 | 20 | 0 | 0 | 0 | 0
SOUTHERN CROSS DC TIE | 2020 | 6 | 25 | 20 | 0 | 0 | 0 | 0
SOUTHERN CROSS DC TIE | 2020 | 7 | 25 | 20 | 850.4 | 14.5 | 9244 | 0
SOUTHERN CROSS DC TIE | 2020 | 8 | 25 | 20 | 0 | 0 | 0 | 0
SOUTHERN CROSS DC TIE | 2020 | 9 | 25 | 20 | 1524.3 | 48.9 | 16568 | 0
SOUTHERN CROSS DC TIE | 2020 | 10 | 25 | 20 | 1308.1 | 33.3 | 12138 | 0
SOUTHERN CROSS DC TIE | 2020 | 11 | 25 | 20 | 1692 | 51.8 | 15701 | 0
SOUTHERN CROSS DC TIE | 2020 | 12 | 25 | 20 | 1184.4 | 26.2 | 10991 | 0
SOUTHERN CROSS DC TIE | 2020 | 1 | 26 | 20 | 317.7 | 2.1 | 2948 | 0
SOUTHERN CROSS DC TIE | 2020 | 2 | 26 | 20 | 2034.4 | 90.4 | 18879 | 0
SOUTHERN CROSS DC TIE | 2020 | 3 | 26 | 20 | 1407.8 | 38.2 | 13064 | 0
SOUTHERN CROSS DC TIE | 2020 | 4 | 26 | 20 | 823.8 | 13.6 | 7644 | 0
SOUTHERN CROSS DC TIE | 2020 | 5 | 26 | 20 | 171.8 | 0.6 | 1594 | 0
SOUTHERN CROSS DC TIE | 2020 | 6 | 26 | 20 | 0 | 0 | 0 | 0
SOUTHERN CROSS DC TIE | 2020 | 7 | 26 | 20 | 1150.4 | 24.9 | 12505 | 0
SOUTHERN CROSS DC TIE | 2020 | 8 | 26 | 20 | 0 | 0 | 0 | 0
SOUTHERN CROSS DC TIE | 2020 | 9 | 26 | 20 | 569.2 | 6.9 | 6187 | 0
SOUTHERN CROSS DC TIE | 2020 | 10 | 26 | 20 | 233.6 | 1.4 | 2167 | 0
SOUTHERN CROSS DC TIE | 2020 | 11 | 26 | 20 | 834.5 | 13.3 | 7743 | 0
SOUTHERN CROSS DC TIE | 2020 | 12 | 26 | 20 | 1189.9 | 30.2 | 11042 | 0
SOUTHERN CROSS DC TIE | 2020 | 1 | 27 | 20 | 0 | 0 | 0 | 0
SOUTHERN CROSS DC TIE | 2020 | 2 | 27 | 20 | 1733.4 | 57.6 | 16085 | 0
SOUTHERN CROSS DC TIE | 2020 | 3 | 27 | 20 | 328.5 | 2.1 | 3048 | 0
SOUTHERN CROSS DC TIE | 2020 | 4 | 27 | 20 | 761 | 11.6 | 7061 | 0
SOUTHERN CROSS DC TIE | 2020 | 5 | 27 | 20 | 0 | 0 | 0 | 0
SOUTHERN CROSS DC TIE | 2020 | 6 | 27 | 20 | 0 | 0 | 0 | 0
SOUTHERN CROSS DC TIE | 2020 | 7 | 27 | 20 | 140.8 | 0.4 | 1529 | 0
SOUTHERN CROSS DC TIE | 2020 | 8 | 27 | 20 | 0 | 0 | 0 | 0
SOUTHERN CROSS DC TIE | 2020 | 9 | 27 | 20 | 690.1 | 10 | 7501 | 0
SOUTHERN CROSS DC TIE | 2020 | 10 | 27 | 20 | 698.7 | 9.4 | 6483 | 0
SOUTHERN CROSS DC TIE | 2020 | 11 | 27 | 20 | 737.9 | 10.1 | 6847 | 0
SOUTHERN CROSS DC TIE | 2020 | 12 | 27 | 20 | 1349.7 | 35.3 | 12525 | 0
SOUTHERN CROSS DC TIE | 2020 | 1 | 28 | 20 | 1092.9 | 23.7 | 10142 | 0
SOUTHERN CROSS DC TIE | 2020 | 2 | 28 | 20 | 1012.3 | 21.9 | 9394 | 0
SOUTHERN CROSS DC TIE | 2020 | 3 | 28 | 20 | 1610.7 | 48.6 | 14947 | 0
SOUTHERN CROSS DC TIE | 2020 | 4 | 28 | 20 | 748.7 | 11.5 | 6947 | 0
SOUTHERN CROSS DC TIE | 2020 | 5 | 28 | 20 | 528.8 | 5.8 | 4907 | 0
SOUTHERN CROSS DC TIE | 2020 | 6 | 28 | 20 | 0 | 0 | 0 | 0
SOUTHERN CROSS DC TIE | 2020 | 7 | 28 | 20 | 1002.5 | 20 | 10896 | 0
SOUTHERN CROSS DC TIE | 2020 | 8 | 28 | 20 | 1088.7 | 22.2 | 11833 | 0
SOUTHERN CROSS DC TIE | 2020 | 9 | 28 | 20 | 1303.8 | 31.7 | 14172 | 0
SOUTHERN CROSS DC TIE | 2020 | 10 | 28 | 20 | 1827.2 | 58 | 16956 | 0
SOUTHERN CROSS DC TIE | 2020 | 11 | 28 | 20 | 860.1 | 14.6 | 7981 | 0
SOUTHERN CROSS DC TIE | 2020 | 12 | 28 | 20 | 1142.8 | 22.2 | 10604 | 0
SOUTHERN CROSS DC TIE | 2020 | 1 | 29 | 20 | 0 | 0 | 0 | 0
SOUTHERN CROSS DC TIE | 2020 | 2 | 29 | 20 | 1430.4 | 46.3 | 13273 | 0
SOUTHERN CROSS DC TIE | 2020 | 3 | 29 | 20 | 1422.3 | 54.5 | 13198 | 0
SOUTHERN CROSS DC TIE | 2020 | 4 | 29 | 20 | 707.1 | 10.3 | 6561 | 0
SOUTHERN CROSS DC TIE | 2020 | 5 | 29 | 20 | 0 | 0 | 0 | 0
SOUTHERN CROSS DC TIE | 2020 | 6 | 29 | 20 | 0 | 0 | 0 | 0
SOUTHERN CROSS DC TIE | 2020 | 7 | 29 | 20 | 0 | 0 | 0 | 0
SOUTHERN CROSS DC TIE | 2020 | 8 | 29 | 20 | 1347.4 | 31.8 | 14646 | 0
SOUTHERN CROSS DC TIE | 2020 | 9 | 29 | 20 | 0 | 0 | 0 | 0
SOUTHERN CROSS DC TIE | 2020 | 10 | 29 | 20 | 637.3 | 7.4 | 5914 | 0
SOUTHERN CROSS DC TIE | 2020 | 11 | 29 | 20 | 1104.5 | 23.8 | 10249 | 0
SOUTHERN CROSS DC TIE | 2020 | 12 | 29 | 20 | 1855.7 | 63.3 | 17220 | 0
SOUTHERN CROSS DC TIE | 2020 | 1 | 30 | 20 | 0 | 0 | 0 | 0
SOUTHERN CROSS DC TIE | 2020 | 3 | 30 | 20 | 1790 | 60 | 16611 | 0
SOUTHERN CROSS DC TIE | 2020 | 4 | 30 | 20 | 420.8 | 3.7 | 3905 | 0
SOUTHERN CROSS DC TIE | 2020 | 5 | 30 | 20 | 0 | 0 | 0 | 0
SOUTHERN CROSS DC TIE | 2020 | 6 | 30 | 20 | 0 | 0 | 0 | 0
SOUTHERN CROSS DC TIE | 2020 | 7 | 30 | 20 | 0 | 0 | 0 | 0
SOUTHERN CROSS DC TIE | 2020 | 8 | 30 | 20 | 0 | 0 | 0 | 0
SOUTHERN CROSS DC TIE | 2020 | 9 | 30 | 20 | 0 | 0 | 0 | 0
SOUTHERN CROSS DC TIE | 2020 | 10 | 30 | 20 | 1510.4 | 39.1 | 14016 | 0
SOUTHERN CROSS DC TIE | 2020 | 11 | 30 | 20 | 900.7 | 16.2 | 8358 | 0
SOUTHERN CROSS DC TIE | 2020 | 12 | 30 | 20 | 2037.5 | 80.5 | 18908 | 0
SOUTHERN CROSS DC TIE | 2020 | 1 | 31 | 20 | 0 | 0 | 0 | 0
SOUTHERN CROSS DC TIE | 2020 | 3 | 31 | 20 | 751.6 | 10.8 | 6975 | 0
SOUTHERN CROSS DC TIE | 2020 | 5 | 31 | 20 | 597 | 6.9 | 5540 | 0
SOUTHERN CROSS DC TIE | 2020 | 7 | 31 | 20 | 191.3 | 0.7 | 2079 | 0
SOUTHERN CROSS DC TIE | 2020 | 8 | 31 | 20 | 0 | 0 | 0 | 0
SOUTHERN CROSS DC TIE | 2020 | 10 | 31 | 20 | 1525 | 41.1 | 14152 | 0
SOUTHERN CROSS DC TIE | 2020 | 12 | 31 | 20 | 1468.6 | 42.1 | 13628 | 0
SOUTHERN CROSS DC TIE | 2020 | 1 | 1 | 21 | 867.5 | 14.5 | 8050 | 0
SOUTHERN CROSS DC TIE | 2020 | 2 | 1 | 21 | 1106 | 24.2 | 10263 | 0
SOUTHERN CROSS DC TIE | 2020 | 3 | 1 | 21 | 0 | 0 | 0 | 0
SOUTHERN CROSS DC TIE | 2020 | 4 | 1 | 21 | 1776.2 | 65.3 | 16482 | 0
SOUTHERN CROSS DC TIE | 2020 | 5 | 1 | 21 | 402.8 | 3.1 | 3738 | 0
SOUTHERN CROSS DC TIE | 2020 | 6 | 1 | 21 | 414.2 | 3.4 | 4502 | 0
SOUTHERN CROSS DC TIE | 2020 | 7 | 1 | 21 | 2098.8 | 84.4 | 22813 | 0
SOUTHERN CROSS DC TIE | 2020 | 8 | 1 | 21 | 0 | 0 | 0 | 0
SOUTHERN CROSS DC TIE | 2020 | 9 | 1 | 21 | 114 | 0.3 | 1238 | 0
SOUTHERN CROSS DC TIE | 2020 | 10 | 1 | 21 | 209.9 | 0.9 | 1947 | 0
SOUTHERN CROSS DC TIE | 2020 | 11 | 1 | 21 | 727.3 | 11.2 | 6749 | 0
SOUTHERN CROSS DC TIE | 2020 | 12 | 1 | 21 | 2094.5 | 77.6 | 19436 | 0
SOUTHERN CROSS DC TIE | 2020 | 1 | 2 | 21 | 1912.5 | 66.2 | 17747 | 0
SOUTHERN CROSS DC TIE | 2020 | 2 | 2 | 21 | 2021.6 | 69.9 | 18760 | 0
SOUTHERN CROSS DC TIE | 2020 | 3 | 2 | 21 | 1505.4 | 43.3 | 13969 | 0
SOUTHERN CROSS DC TIE | 2020 | 4 | 2 | 21 | 409.8 | 3.4 | 3803 | 0
SOUTHERN CROSS DC TIE | 2020 | 5 | 2 | 21 | 188.4 | 0.7 | 1748 | 0
SOUTHERN CROSS DC TIE | 2020 | 6 | 2 | 21 | 0 | 0 | 0 | 0
SOUTHERN CROSS DC TIE | 2020 | 7 | 2 | 21 | 1165.4 | 24.5 | 12667 | 0
SOUTHERN CROSS DC TIE | 2020 | 8 | 2 | 21 | 0 | 0 | 0 | 0
SOUTHERN CROSS DC TIE | 2020 | 9 | 2 | 21 | 0 | 0 | 0 | 0
SOUTHERN CROSS DC TIE | 2020 | 10 | 2 | 21 | 915.4 | 15.8 | 8494 | 0
SOUTHERN CROSS DC TIE | 2020 | 11 | 2 | 21 | 0 | 0 | 0 | 0
SOUTHERN CROSS DC TIE | 2020 | 12 | 2 | 21 | 1531.6 | 43.9 | 14212 | 0
SOUTHERN CROSS DC TIE | 2020 | 1 | 3 | 21 | 446.6 | 4.2 | 4144 | 0
SOUTHERN CROSS DC TIE | 2020 | 2 | 3 | 21 | 2105.6 | 82.8 | 19539 | 0
SOUTHERN CROSS DC TIE | 2020 | 3 | 3 | 21 | 2086 | 84.6 | 19357 | 0
SOUTHERN CROSS DC TIE | 2020 | 4 | 3 | 21 | 628.3 | 7.8 | 5830 | 0
SOUTHERN CROSS DC TIE | 2020 | 5 | 3 | 21 | 59.7 | 0.1 | 554 | 0
SOUTHERN CROSS DC TIE | 2020 | 6 | 3 | 21 | 1512 | 43.5 | 16434 | 0
SOUTHERN CROSS DC TIE | 2020 | 7 | 3 | 21 | 1288.3 | 30.2 | 14003 | 0
SOUTHERN CROSS DC TIE | 2020 | 8 | 3 | 21 | 0 | 0 | 0 | 0
SOUTHERN CROSS DC TIE | 2020 | 9 | 3 | 21 | 6.1 | 0 | 66 | 0
SOUTHERN CROSS DC TIE | 2020 | 10 | 3 | 21 | 262.8 | 1.3 | 2438 | 0
SOUTHERN CROSS DC TIE | 2020 | 11 | 3 | 21 | 2008.6 | 72.2 | 18639 | 0
SOUTHERN CROSS DC TIE | 2020 | 12 | 3 | 21 | 1253.4 | 28 | 11631 | 0
SOUTHERN CROSS DC TIE | 2020 | 1 | 4 | 21 | 1363.2 | 34.3 | 12650 | 0
SOUTHERN CROSS DC TIE | 2020 | 2 | 4 | 21 | 1910.8 | 68.4 | 17732 | 0
SOUTHERN CROSS DC TIE | 2020 | 3 | 4 | 21 | 1914 | 69.3 | 17762 | 0
SOUTHERN CROSS DC TIE | 2020 | 4 | 4 | 21 | 0 | 0 | 0 | 0
SOUTHERN CROSS DC TIE | 2020 | 5 | 4 | 21 | 351.3 | 2.5 | 3259 | 0
SOUTHERN CROSS DC TIE | 2020 | 6 | 4 | 21 | 0 | 0 | 0 | 0
SOUTHERN CROSS DC TIE | 2020 | 7 | 4 | 21 | 1705.2 | 51.8 | 18535 | 0
SOUTHERN CROSS DC TIE | 2020 | 8 | 4 | 21 | 102.6 | 0.2 | 1115 | 0
SOUTHERN CROSS DC TIE | 2020 | 9 | 4 | 21 | 0 | 0 | 0 | 0
SOUTHERN CROSS DC TIE | 2020 | 10 | 4 | 21 | 0 | 0 | 0 | 0
SOUTHERN CROSS DC TIE | 2020 | 11 | 4 | 21 | 2076.6 | 77.3 | 19270 | 0
SOUTHERN CROSS DC TIE | 2020 | 12 | 4 | 21 | 1121.6 | 23.6 | 10408 | 0
SOUTHERN CROSS DC TIE | 2020 | 1 | 5 | 21 | 940.3 | 14.2 | 8725 | 0
SOUTHERN CROSS DC TIE | 2020 | 2 | 5 | 21 | 2095.8 | 80.1 | 19448 | 0
SOUTHERN CROSS DC TIE | 2020 | 3 | 5 | 21 | 853 | 14.3 | 7915 | 0
SOUTHERN CROSS DC TIE | 2020 | 4 | 5 | 21 | 309.3 | 1.4 | 2870 | 0
SOUTHERN CROSS DC TIE | 2020 | 5 | 5 | 21 | 626.7 | 8 | 5815 | 0
SOUTHERN CROSS DC TIE | 2020 | 6 | 5 | 21 | 84.6 | 0.1 | 919 | 0
SOUTHERN CROSS DC TIE | 2020 | 7 | 5 | 21 | 1901.8 | 66 | 20672 | 0
SOUTHERN CROSS DC TIE | 2020 | 8 | 5 | 21 | 286.9 | 1.6 | 3118 | 0
SOUTHERN CROSS DC TIE | 2020 | 9 | 5 | 21 | 0 | 0 | 0 | 0
SOUTHERN CROSS DC TIE | 2020 | 10 | 5 | 21 | 0 | 0 | 0 | 0
SOUTHERN CROSS DC TIE | 2020 | 11 | 5 | 21 | 1403.5 | 36.5 | 13024 | 0
SOUTHERN CROSS DC TIE | 2020 | 12 | 5 | 21 | 982.3 | 18.9 | 9115 | 0
SOUTHERN CROSS DC TIE | 2020 | 1 | 6 | 21 | 1125.2 | 23.5 | 10442 | 0
SOUTHERN CROSS DC TIE | 2020 | 2 | 6 | 21 | 2092.3 | 77.7 | 19416 | 0
SOUTHERN CROSS DC TIE | 2020 | 3 | 6 | 21 | 1509.2 | 41.6 | 14004 | 0
SOUTHERN CROSS DC TIE | 2020 | 4 | 6 | 21 | 632.4 | 6.9 | 5868 | 0
SOUTHERN CROSS DC TIE | 2020 | 5 | 6 | 21 | 1578.3 | 47.5 | 14646 | 0
SOUTHERN CROSS DC TIE | 2020 | 6 | 6 | 21 | 92.8 | 0.1 | 1008 | 0
SOUTHERN CROSS DC TIE | 2020 | 7 | 6 | 21 | 35.9 | 0 | 390 | 0
SOUTHERN CROSS DC TIE | 2020 | 8 | 6 | 21 | 526.3 | 5.3 | 5721 | 0
SOUTHERN CROSS DC TIE | 2020 | 9 | 6 | 21 | 0 | 0 | 0 | 0
SOUTHERN CROSS DC TIE | 2020 | 10 | 6 | 21 | 1500.4 | 41.6 | 13923 | 0
SOUTHERN CROSS DC TIE | 2020 | 11 | 6 | 21 | 1283.1 | 29 | 11907 | 0
SOUTHERN CROSS DC TIE | 2020 | 12 | 6 | 21 | 1215.3 | 27.7 | 11277 | 0
SOUTHERN CROSS DC TIE | 2020 | 1 | 7 | 21 | 851.3 | 13.7 | 7900 | 0
SOUTHERN CROSS DC TIE | 2020 | 2 | 7 | 21 | 1809.2 | 57.1 | 16789 | 0
SOUTHERN CROSS DC TIE | 2020 | 3 | 7 | 21 | 1276.8 | 28.7 | 11848 | 0
SOUTHERN CROSS DC TIE | 2020 | 4 | 7 | 21 | 950.3 | 17.7 | 8818 | 0
SOUTHERN CROSS DC TIE | 2020 | 5 | 7 | 21 | 302.7 | 1.8 | 2808 | 0
SOUTHERN CROSS DC TIE | 2020 | 6 | 7 | 21 | 34.1 | 0 | 370 | 0
SOUTHERN CROSS DC TIE | 2020 | 7 | 7 | 21 | 1325.8 | 38.5 | 14411 | 0
SOUTHERN CROSS DC TIE | 2020 | 8 | 7 | 21 | 0 | 0 | 0 | 0
SOUTHERN CROSS DC TIE | 2020 | 9 | 7 | 21 | 26.7 | 0 | 289 | 0
SOUTHERN CROSS DC TIE | 2020 | 10 | 7 | 21 | 2113.7 | 89.1 | 19615 | 0
SOUTHERN CROSS DC TIE | 2020 | 11 | 7 | 21 | 1226.2 | 27.6 | 11379 | 0
SOUTHERN CROSS DC TIE | 2020 | 12 | 7 | 21 | 908.7 | 16 | 8432 | 0
SOUTHERN CROSS DC TIE | 2020 | 1 | 8 | 21 | 1483.2 | 38.4 | 13763 | 0
SOUTHERN CROSS DC TIE | 2020 | 2 | 8 | 21 | 1879.1 | 67.3 | 17438 | 0
SOUTHERN CROSS DC TIE | 2020 | 3 | 8 | 21 | 1874 | 62 | 17390 | 0
SOUTHERN CROSS DC TIE | 2020 | 4 | 8 | 21 | 2079.3 | 78.3 | 19295 | 0
SOUTHERN CROSS DC TIE | 2020 | 5 | 8 | 21 | 636.5 | 8.1 | 5906 | 0
SOUTHERN CROSS DC TIE | 2020 | 6 | 8 | 21 | 441.6 | 4.3 | 4800 | 0
SOUTHERN CROSS DC TIE | 2020 | 7 | 8 | 21 | 0 | 0 | 0 | 0
SOUTHERN CROSS DC TIE | 2020 | 8 | 8 | 21 | 336.6 | 2.2 | 3658 | 0
SOUTHERN CROSS DC TIE | 2020 | 9 | 8 | 21 | 669.8 | 9.5 | 7280 | 0
SOUTHERN CROSS DC TIE | 2020 | 10 | 8 | 21 | 976.6 | 22.1 | 9062 | 0
SOUTHERN CROSS DC TIE | 2020 | 11 | 8 | 21 | 193 | 1 | 1791 | 0
SOUTHERN CROSS DC TIE | 2020 | 12 | 8 | 21 | 1346.5 | 33.5 | 12495 | 0
SOUTHERN CROSS DC TIE | 2020 | 1 | 9 | 21 | 804 | 13.7 | 7461 | 0
SOUTHERN CROSS DC TIE | 2020 | 2 | 9 | 21 | 1490.5 | 45.9 | 13831 | 0
SOUTHERN CROSS DC TIE | 2020 | 3 | 9 | 21 | 1038.8 | 19.9 | 9640 | 0
SOUTHERN CROSS DC TIE | 2020 | 4 | 9 | 21 | 1088 | 23.2 | 10096 | 0
SOUTHERN CROSS DC TIE | 2020 | 5 | 9 | 21 | 517.7 | 5.4 | 4804 | 0
SOUTHERN CROSS DC TIE | 2020 | 6 | 9 | 21 | 1649.7 | 52.3 | 17932 | 0
SOUTHERN CROSS DC TIE | 2020 | 7 | 9 | 21 | 0 | 0 | 0 | 0
SOUTHERN CROSS DC TIE | 2020 | 8 | 9 | 21 | 0 | 0 | 0 | 157.4
SOUTHERN CROSS DC TIE | 2020 | 9 | 9 | 21 | 346.3 | 2.4 | 3764 | 0
SOUTHERN CROSS DC TIE | 2020 | 10 | 9 | 21 | 620.4 | 7.4 | 5757 | 0
SOUTHERN CROSS DC TIE | 2020 | 11 | 9 | 21 | 412.2 | 3.4 | 3825 | 0
SOUTHERN CROSS DC TIE | 2020 | 12 | 9 | 21 | 2105.2 | 80.6 | 19536 | 0
SOUTHERN CROSS DC TIE | 2020 | 1 | 10 | 21 | 191.6 | 0.7 | 1778 | 0
SOUTHERN CROSS DC TIE | 2020 | 2 | 10 | 21 | 1331.8 | 34.8 | 12359 | 0
SOUTHERN CROSS DC TIE | 2020 | 3 | 10 | 21 | 2005.3 | 85.3 | 18609 | 0
SOUTHERN CROSS DC TIE | 2020 | 4 | 10 | 21 | 1268 | 31 | 11766 | 0
SOUTHERN CROSS DC TIE | 2020 | 5 | 10 | 21 | 1116.4 | 21.5 | 10360 | 0
SOUTHERN CROSS DC TIE | 2020 | 6 | 10 | 21 | 1422.2 | 38.8 | 15459 | 0
SOUTHERN CROSS DC TIE | 2020 | 7 | 10 | 21 | 139.5 | 0.4 | 1516 | 0
SOUTHERN CROSS DC TIE | 2020 | 8 | 10 | 21 | 0 | 0 | 0 | 0
SOUTHERN CROSS DC TIE | 2020 | 9 | 10 | 21 | 0 | 0 | 0 | 0
SOUTHERN CROSS DC TIE | 2020 | 10 | 10 | 21 | 637.3 | 7.2 | 5914 | 0
SOUTHERN CROSS DC TIE | 2020 | 11 | 10 | 21 | 2091.3 | 84.1 | 19407 | 0
SOUTHERN CROSS DC TIE | 2020 | 12 | 10 | 21 | 1310.2 | 32.2 | 12158 | 0
SOUTHERN CROSS DC TIE | 2020 | 1 | 11 | 21 | 1127.2 | 23.4 | 10460 | 0
SOUTHERN CROSS DC TIE | 2020 | 2 | 11 | 21 | 2013.6 | 66.3 | 18686 | 0
SOUTHERN CROSS DC TIE | 2020 | 3 | 11 | 21 | 1934 | 77.2 | 17947 | 0
SOUTHERN CROSS DC TIE | 2020 | 4 | 11 | 21 | 931.1 | 17.6 | 8640 | 0
SOUTHERN CROSS DC TIE | 2020 | 5 | 11 | 21 | 510.9 | 5 | 4741 | 0
SOUTHERN CROSS DC TIE | 2020 | 6 | 11 | 21 | 1549.3 | 47.1 | 16840 | 0
SOUTHERN CROSS DC TIE | 2020 | 7 | 11 | 21 | 0 | 0 | 0 | 0
SOUTHERN CROSS DC TIE | 2020 | 8 | 11 | 21 | 0 | 0 | 0 | 0
SOUTHERN CROSS DC TIE | 2020 | 9 | 11 | 21 | 208.3 | 0.9 | 2264 | 0
SOUTHERN CROSS DC TIE | 2020 | 10 | 11 | 21 | 255.3 | 1.3 | 2369 | 0
SOUTHERN CROSS DC TIE | 2020 | 11 | 11 | 21 | 2058.8 | 78.5 | 19105 | 0
SOUTHERN CROSS DC TIE | 2020 | 12 | 11 | 21 | 2057.8 | 76.5 | 19096 | 0
SOUTHERN CROSS DC TIE | 2020 | 1 | 12 | 21 | 1093.8 | 23.1 | 10150 | 0
SOUTHERN CROSS DC TIE | 2020 | 2 | 12 | 21 | 2073.2 | 83.9 | 19239 | 0
SOUTHERN CROSS DC TIE | 2020 | 3 | 12 | 21 | 696.4 | 9.6 | 6462 | 0
SOUTHERN CROSS DC TIE | 2020 | 4 | 12 | 21 | 165.6 | 0.6 | 1536 | 0
SOUTHERN CROSS DC TIE | 2020 | 5 | 12 | 21 | 627.4 | 7.6 | 5821 | 0
SOUTHERN CROSS DC TIE | 2020 | 6 | 12 | 21 | 136 | 0.3 | 1478 | 0
SOUTHERN CROSS DC TIE | 2020 | 7 | 12 | 21 | 0 | 0 | 0 | 0
SOUTHERN CROSS DC TIE | 2020 | 8 | 12 | 21 | 2109.4 | 94.8 | 22928 | 0
SOUTHERN CROSS DC TIE | 2020 | 9 | 12 | 21 | 346.5 | 2.3 | 3765 | 0
SOUTHERN CROSS DC TIE | 2020 | 10 | 12 | 21 | 1501.5 | 43 | 13933 | 0
SOUTHERN CROSS DC TIE | 2020 | 11 | 12 | 21 | 1265 | 30.2 | 11738 | 0
SOUTHERN CROSS DC TIE | 2020 | 12 | 12 | 21 | 1901.7 | 69.9 | 17647 | 0
SOUTHERN CROSS DC TIE | 2020 | 1 | 13 | 21 | 1054.7 | 24.2 | 9787 | 0
SOUTHERN CROSS DC TIE | 2020 | 2 | 13 | 21 | 2097.6 | 82.5 | 19465 | 0
SOUTHERN CROSS DC TIE | 2020 | 3 | 13 | 21 | 1681.1 | 52 | 15600 | 0
SOUTHERN CROSS DC TIE | 2020 | 4 | 13 | 21 | 733.2 | 7.7 | 6804 | 0
SOUTHERN CROSS DC TIE | 2020 | 5 | 13 | 21 | 297.6 | 1.7 | 2762 | 0
SOUTHERN CROSS DC TIE | 2020 | 6 | 13 | 21 | 0 | 0 | 0 | 0
SOUTHERN CROSS DC TIE | 2020 | 7 | 13 | 21 | 0 | 0 | 0 | 0
SOUTHERN CROSS DC TIE | 2020 | 8 | 13 | 21 | 0 | 0 | 0 | 0
SOUTHERN CROSS DC TIE | 2020 | 9 | 13 | 21 | 632.2 | 9.3 | 6872 | 0
SOUTHERN CROSS DC TIE | 2020 | 10 | 13 | 21 | 1516.5 | 53.8 | 14073 | 0
SOUTHERN CROSS DC TIE | 2020 | 11 | 13 | 21 | 985.3 | 13.9 | 9143 | 0
SOUTHERN CROSS DC TIE | 2020 | 12 | 13 | 21 | 117.4 | 0.3 | 1089 | 0
SOUTHERN CROSS DC TIE | 2020 | 1 | 14 | 21 | 1573.7 | 46.2 | 14604 | 0
SOUTHERN CROSS DC TIE | 2020 | 2 | 14 | 21 | 992 | 19.2 | 9205 | 0
SOUTHERN CROSS DC TIE | 2020 | 3 | 14 | 21 | 14.7 | 0 | 136 | 0
SOUTHERN CROSS DC TIE | 2020 | 4 | 14 | 21 | 278.3 | 1.3 | 2582 | 0
SOUTHERN CROSS DC TIE | 2020 | 5 | 14 | 21 | 519.5 | 5.1 | 4820 | 0
SOUTHERN CROSS DC TIE | 2020 | 6 | 14 | 21 | 494.2 | 4.6 | 5372 | 0
SOUTHERN CROSS DC TIE | 2020 | 7 | 14 | 21 | 0 | 0 | 0 | 0
SOUTHERN CROSS DC TIE | 2020 | 8 | 14 | 21 | 49.9 | 0.1 | 542 | 0
SOUTHERN CROSS DC TIE | 2020 | 9 | 14 | 21 | 0 | 0 | 0 | 0
SOUTHERN CROSS DC TIE | 2020 | 10 | 14 | 21 | 1891.5 | 63.8 | 17553 | 0
SOUTHERN CROSS DC TIE | 2020 | 11 | 14 | 21 | 953.7 | 18.2 | 8850 | 0
SOUTHERN CROSS DC TIE | 2020 | 12 | 14 | 21 | 628.9 | 7.6 | 5836 | 0
SOUTHERN CROSS DC TIE | 2020 | 1 | 15 | 21 | 2093.7 | 79.4 | 19429 | 0
SOUTHERN CROSS DC TIE | 2020 | 2 | 15 | 21 | 790.8 | 11.5 | 7339 | 0
SOUTHERN CROSS DC TIE | 2020 | 3 | 15 | 21 | 1404.2 | 37.6 | 13031 | 0
SOUTHERN CROSS DC TIE | 2020 | 4 | 15 | 21 | 1093.4 | 21.2 | 10146 | 0
SOUTHERN CROSS DC TIE | 2020 | 5 | 15 | 21 | 1373.5 | 35.4 | 12745 | 0
SOUTHERN CROSS DC TIE | 2020 | 6 | 15 | 21 | 1230.1 | 29.4 | 13370 | 0
SOUTHERN CROSS DC TIE | 2020 | 7 | 15 | 21 | 0 | 0 | 0 | 0
SOUTHERN CROSS DC TIE | 2020 | 8 | 15 | 21 | 0 | 0 | 0 | 0
SOUTHERN CROSS DC TIE | 2020 | 9 | 15 | 21 | 1012.4 | 20.8 | 11004 | 0
SOUTHERN CROSS DC TIE | 2020 | 10 | 15 | 21 | 327.4 | 2.1 | 3037 | 0
SOUTHERN CROSS DC TIE | 2020 | 11 | 15 | 21 | 773 | 9.4 | 7173 | 0
SOUTHERN CROSS DC TIE | 2020 | 12 | 15 | 21 | 1690.4 | 49.3 | 15686 | 0
SOUTHERN CROSS DC TIE | 2020 | 1 | 16 | 21 | 2072.5 | 77.8 | 19233 | 0
SOUTHERN CROSS DC TIE | 2020 | 2 | 16 | 21 | 1380.2 | 35.7 | 12808 | 0
SOUTHERN CROSS DC TIE | 2020 | 3 | 16 | 21 | 1743.7 | 57.5 | 16181 | 0
SOUTHERN CROSS DC TIE | 2020 | 4 | 16 | 21 | 138.7 | 0.4 | 1286 | 0
SOUTHERN CROSS DC TIE | 2020 | 5 | 16 | 21 | 533.7 | 5.6 | 4952 | 0
SOUTHERN CROSS DC TIE | 2020 | 6 | 16 | 21 | 2033.3 | 82 | 22101 | 0
SOUTHERN CROSS DC TIE | 2020 | 7 | 16 | 21 | 0 | 0 | 0 | 0
SOUTHERN CROSS DC TIE | 2020 | 8 | 16 | 21 | 0 | 0 | 0 | 0
SOUTHERN CROSS DC TIE | 2020 | 9 | 16 | 21 | 78.6 | 0.1 | 854 | 0
SOUTHERN CROSS DC TIE | 2020 | 10 | 16 | 21 | 2022.2 | 67.5 | 18765 | 0
SOUTHERN CROSS DC TIE | 2020 | 11 | 16 | 21 | 1330.5 | 33.4 | 12347 | 0
SOUTHERN CROSS DC TIE | 2020 | 12 | 16 | 21 | 1965.2 | 73.9 | 18236 | 0
SOUTHERN CROSS DC TIE | 2020 | 1 | 17 | 21 | 1404 | 35.2 | 13029 | 0
SOUTHERN CROSS DC TIE | 2020 | 2 | 17 | 21 | 465.9 | 4.3 | 4323 | 0
SOUTHERN CROSS DC TIE | 2020 | 3 | 17 | 21 | 756 | 10.6 | 7015 | 0
SOUTHERN CROSS DC TIE | 2020 | 4 | 17 | 21 | 487.9 | 4.7 | 4528 | 0
SOUTHERN CROSS DC TIE | 2020 | 5 | 17 | 21 | 399.9 | 3.1 | 3711 | 0
SOUTHERN CROSS DC TIE | 2020 | 6 | 17 | 21 | 1980.4 | 66.5 | 21527 | 0
SOUTHERN CROSS DC TIE | 2020 | 7 | 17 | 21 | 0 | 0 | 0 | 0
SOUTHERN CROSS DC TIE | 2020 | 8 | 17 | 21 | 0 | 0 | 0 | 0
SOUTHERN CROSS DC TIE | 2020 | 9 | 17 | 21 | 481 | 4.6 | 5229 | 0
SOUTHERN CROSS DC TIE | 2020 | 10 | 17 | 21 | 1261.2 | 29.6 | 11704 | 0
SOUTHERN CROSS DC TIE | 2020 | 11 | 17 | 21 | 2102.6 | 84.8 | 19512 | 0
SOUTHERN CROSS DC TIE | 2020 | 12 | 17 | 21 | 1049 | 22.2 | 9734 | 0
SOUTHERN CROSS DC TIE | 2020 | 1 | 18 | 21 | 630.8 | 7.9 | 5853 | 0
SOUTHERN CROSS DC TIE | 2020 | 2 | 18 | 21 | 538.3 | 5.3 | 4995 | 0
SOUTHERN CROSS DC TIE | 2020 | 3 | 18 | 21 | 596 | 7.8 | 5530 | 0
SOUTHERN CROSS DC TIE | 2020 | 4 | 18 | 21 | 720.7 | 10 | 6688 | 0
SOUTHERN CROSS DC TIE | 2020 | 5 | 18 | 21 | 549.4 | 5.9 | 5098 | 0
SOUTHERN CROSS DC TIE | 2020 | 6 | 18 | 21 | 52.3 | 0.1 | 568 | 0
SOUTHERN CROSS DC TIE | 2020 | 7 | 18 | 21 | 0 | 0 | 0 | 0
SOUTHERN CROSS DC TIE | 2020 | 8 | 18 | 21 | 227.2 | 0.9 | 2469 | 0
SOUTHERN CROSS DC TIE | 2020 | 9 | 18 | 21 | 572.9 | 6.8 | 6227 | 0
SOUTHERN CROSS DC TIE | 2020 | 10 | 18 | 21 | 729.3 | 10 | 6768 | 0
SOUTHERN CROSS DC TIE | 2020 | 11 | 18 | 21 | 1373.1 | 35.7 | 12742 | 0
SOUTHERN CROSS DC TIE | 2020 | 12 | 18 | 21 | 1345.1 | 33.8 | 12482 | 0
SOUTHERN CROSS DC TIE | 2020 | 1 | 19 | 21 | 706.8 | 10.2 | 6559 | 0
SOUTHERN CROSS DC TIE | 2020 | 2 | 19 | 21 | 0 | 0 | 0 | 0
SOUTHERN CROSS DC TIE | 2020 | 3 | 19 | 21 | 450.5 | 4.5 | 4180 | 0
SOUTHERN CROSS DC TIE | 2020 | 4 | 19 | 21 | 560 | 6.6 | 5196 | 0
SOUTHERN CROSS DC TIE | 2020 | 5 | 19 | 21 | 1325 | 33.4 | 12296 | 0
SOUTHERN CROSS DC TIE | 2020 | 6 | 19 | 21 | 0 | 0 | 0 | 0
SOUTHERN CROSS DC TIE | 2020 | 7 | 19 | 21 | 0 | 0 | 0 | 0
SOUTHERN CROSS DC TIE | 2020 | 8 | 19 | 21 | 226.5 | 1.1 | 2461 | 0
SOUTHERN CROSS DC TIE | 2020 | 9 | 19 | 21 | 566.1 | 6.1 | 6153 | 0
SOUTHERN CROSS DC TIE | 2020 | 10 | 19 | 21 | 1298.3 | 34 | 12048 | 0
SOUTHERN CROSS DC TIE | 2020 | 11 | 19 | 21 | 1261.4 | 32.3 | 11705 | 0
SOUTHERN CROSS DC TIE | 2020 | 12 | 19 | 21 | 198.4 | 0.8 | 1841 | 0
SOUTHERN CROSS DC TIE | 2020 | 1 | 20 | 21 | 460.3 | 4.9 | 4271 | 0
SOUTHERN CROSS DC TIE | 2020 | 2 | 20 | 21 | 2095.6 | 72 | 19447 | 0
SOUTHERN CROSS DC TIE | 2020 | 3 | 20 | 21 | 1913.4 | 67.8 | 17756 | 0
SOUTHERN CROSS DC TIE | 2020 | 4 | 20 | 21 | 615.5 | 7.2 | 5711 | 0
SOUTHERN CROSS DC TIE | 2020 | 5 | 20 | 21 | 1279.7 | 32.7 | 11875 | 0
SOUTHERN CROSS DC TIE | 2020 | 6 | 20 | 21 | 0 | 0 | 0 | 0
SOUTHERN CROSS DC TIE | 2020 | 7 | 20 | 21 | 0 | 0 | 0 | 0
SOUTHERN CROSS DC TIE | 2020 | 8 | 20 | 21 | 0 | 0 | 0 | 0
SOUTHERN CROSS DC TIE | 2020 | 9 | 20 | 21 | 0 | 0 | 0 | 0
SOUTHERN CROSS DC TIE | 2020 | 10 | 20 | 21 | 2133.2 | 114.8 | 19795 | 0
SOUTHERN CROSS DC TIE | 2020 | 11 | 20 | 21 | 629.8 | 7.7 | 5844 | 0
SOUTHERN CROSS DC TIE | 2020 | 12 | 20 | 21 | 452.7 | 4.1 | 4200 | 0
SOUTHERN CROSS DC TIE | 2020 | 1 | 21 | 21 | 0 | 0 | 0 | 0
SOUTHERN CROSS DC TIE | 2020 | 2 | 21 | 21 | 461 | 4.3 | 4277 | 0
SOUTHERN CROSS DC TIE | 2020 | 3 | 21 | 21 | 1167.9 | 24.1 | 10837 | 0
SOUTHERN CROSS DC TIE | 2020 | 4 | 21 | 21 | 817.4 | 13 | 7585 | 0
SOUTHERN CROSS DC TIE | 2020 | 5 | 21 | 21 | 891.6 | 14.7 | 8273 | 0
SOUTHERN CROSS DC TIE | 2020 | 6 | 21 | 21 | 0 | 0 | 0 | 0
SOUTHERN CROSS DC TIE | 2020 | 7 | 21 | 21 | 0 | 0 | 0 | 0
SOUTHERN CROSS DC TIE | 2020 | 8 | 21 | 21 | 0 | 0 | 0 | 0
SOUTHERN CROSS DC TIE | 2020 | 9 | 21 | 21 | 0 | 0 | 0 | 0
SOUTHERN CROSS DC TIE | 2020 | 10 | 21 | 21 | 1305.2 | 30.6 | 12112 | 0
SOUTHERN CROSS DC TIE | 2020 | 11 | 21 | 21 | 1241.7 | 31 | 11522 | 0
SOUTHERN CROSS DC TIE | 2020 | 12 | 21 | 21 | 536 | 6.1 | 4974 | 0
SOUTHERN CROSS DC TIE | 2020 | 1 | 22 | 21 | 718.6 | 10.2 | 6668 | 0
SOUTHERN CROSS DC TIE | 2020 | 2 | 22 | 21 | 629.1 | 8.2 | 5837 | 0
SOUTHERN CROSS DC TIE | 2020 | 3 | 22 | 21 | 700.1 | 9.3 | 6496 | 0
SOUTHERN CROSS DC TIE | 2020 | 4 | 22 | 21 | 1085.7 | 22.1 | 10075 | 0
SOUTHERN CROSS DC TIE | 2020 | 5 | 22 | 21 | 1354.5 | 38.3 | 12569 | 0
SOUTHERN CROSS DC TIE | 2020 | 6 | 22 | 21 | 0 | 0 | 0 | 0
SOUTHERN CROSS DC TIE | 2020 | 7 | 22 | 21 | 0 | 0 | 0 | 0
SOUTHERN CROSS DC TIE | 2020 | 8 | 22 | 21 | 2.5 | 0 | 27 | 0
SOUTHERN CROSS DC TIE | 2020 | 9 | 22 | 21 | 0 | 0 | 0 | 0
SOUTHERN CROSS DC TIE | 2020 | 10 | 22 | 21 | 1455.4 | 29.5 | 13506 | 0
SOUTHERN CROSS DC TIE | 2020 | 11 | 22 | 21 | 898.8 | 15.7 | 8340 | 0
SOUTHERN CROSS DC TIE | 2020 | 12 | 22 | 21 | 1459.4 | 38.5 | 13543 | 0
SOUTHERN CROSS DC TIE | 2020 | 1 | 23 | 21 | 1475.7 | 42.7 | 13694 | 0
SOUTHERN CROSS DC TIE | 2020 | 2 | 23 | 21 | 958.4 | 17.7 | 8893 | 0
SOUTHERN CROSS DC TIE | 2020 | 3 | 23 | 21 | 0 | 0 | 0 | 0
SOUTHERN CROSS DC TIE | 2020 | 4 | 23 | 21 | 483.6 | 2.7 | 4488 | 0
SOUTHERN CROSS DC TIE | 2020 | 5 | 23 | 21 | 1384.4 | 37.5 | 12847 | 0
SOUTHERN CROSS DC TIE | 2020 | 6 | 23 | 21 | 329 | 2.2 | 3576 | 0
SOUTHERN CROSS DC TIE | 2020 | 7 | 23 | 21 | 967.2 | 19.1 | 10513 | 0
SOUTHERN CROSS DC TIE | 2020 | 8 | 23 | 21 | 217.7 | 0.8 | 2365 | 0
SOUTHERN CROSS DC TIE | 2020 | 9 | 23 | 21 | 1559.5 | 45.3 | 16952 | 0
SOUTHERN CROSS DC TIE | 2020 | 10 | 23 | 21 | 892.6 | 16.5 | 8283 | 0
SOUTHERN CROSS DC TIE | 2020 | 11 | 23 | 21 | 2078 | 80.9 | 19283 | 0
SOUTHERN CROSS DC TIE | 2020 | 12 | 23 | 21 | 1232.2 | 28.1 | 11434 | 0
SOUTHERN CROSS DC TIE | 2020 | 1 | 24 | 21 | 2074.1 | 78.6 | 19247 | 0
SOUTHERN CROSS DC TIE | 2020 | 2 | 24 | 21 | 439.1 | 3.8 | 4074 | 0
SOUTHERN CROSS DC TIE | 2020 | 3 | 24 | 21 | 2094.3 | 84.8 | 19435 | 0
SOUTHERN CROSS DC TIE | 2020 | 4 | 24 | 21 | 737.6 | 10.6 | 6844 | 0
SOUTHERN CROSS DC TIE | 2020 | 5 | 24 | 21 | 785.3 | 12.3 | 7288 | 0
SOUTHERN CROSS DC TIE | 2020 | 6 | 24 | 21 | 910.5 | 16.7 | 9897 | 0
SOUTHERN CROSS DC TIE | 2020 | 7 | 24 | 21 | 111.3 | 0.3 | 1209 | 0
SOUTHERN CROSS DC TIE | 2020 | 8 | 24 | 21 | 0 | 0 | 0 | 0
SOUTHERN CROSS DC TIE | 2020 | 9 | 24 | 21 | 1298.6 | 25.9 | 14115 | 0
SOUTHERN CROSS DC TIE | 2020 | 10 | 24 | 21 | 0 | 0 | 0 | 0
SOUTHERN CROSS DC TIE | 2020 | 11 | 24 | 21 | 1230.2 | 29.3 | 11416 | 0
SOUTHERN CROSS DC TIE | 2020 | 12 | 24 | 21 | 1075.1 | 18.8 | 9976 | 0
SOUTHERN CROSS DC TIE | 2020 | 1 | 25 | 21 | 764.6 | 11.6 | 7095 | 0
SOUTHERN CROSS DC TIE | 2020 | 2 | 25 | 21 | 1637.6 | 51.7 | 15197 | 0
SOUTHERN CROSS DC TIE | 2020 | 3 | 25 | 21 | 2088.1 | 80.9 | 19377 | 0
SOUTHERN CROSS DC TIE | 2020 | 4 | 25 | 21 | 541.1 | 5.1 | 5021 | 0
SOUTHERN CROSS DC TIE | 2020 | 5 | 25 | 21 | 0 | 0 | 0 | 0
SOUTHERN CROSS DC TIE | 2020 | 6 | 25 | 21 | 0 | 0 | 0 | 0
SOUTHERN CROSS DC TIE | 2020 | 7 | 25 | 21 | 845 | 14.6 | 9184 | 0
SOUTHERN CROSS DC TIE | 2020 | 8 | 25 | 21 | 0 | 0 | 0 | 0
SOUTHERN CROSS DC TIE | 2020 | 9 | 25 | 21 | 1065.5 | 19.9 | 11581 | 0
SOUTHERN CROSS DC TIE | 2020 | 10 | 25 | 21 | 1272.1 | 27.9 | 11805 | 0
SOUTHERN CROSS DC TIE | 2020 | 11 | 25 | 21 | 2038.8 | 75.8 | 18920 | 0
SOUTHERN CROSS DC TIE | 2020 | 12 | 25 | 21 | 1487.4 | 40.1 | 13803 | 0
SOUTHERN CROSS DC TIE | 2020 | 1 | 26 | 21 | 75.6 | 0.1 | 701 | 0
SOUTHERN CROSS DC TIE | 2020 | 2 | 26 | 21 | 2093.7 | 72.2 | 19429 | 0
SOUTHERN CROSS DC TIE | 2020 | 3 | 26 | 21 | 1140.2 | 26.8 | 10581 | 0
SOUTHERN CROSS DC TIE | 2020 | 4 | 26 | 21 | 823.7 | 13.5 | 7643 | 0
SOUTHERN CROSS DC TIE | 2020 | 5 | 26 | 21 | 182 | 0.7 | 1689 | 0
SOUTHERN CROSS DC TIE | 2020 | 6 | 26 | 21 | 0 | 0 | 0 | 0
SOUTHERN CROSS DC TIE | 2020 | 7 | 26 | 21 | 1317.2 | 29.8 | 14317 | 0
SOUTHERN CROSS DC TIE | 2020 | 8 | 26 | 21 | 1014 | 20.8 | 11022 | 0
SOUTHERN CROSS DC TIE | 2020 | 9 | 26 | 21 | 1011.7 | 25 | 10996 | 0
SOUTHERN CROSS DC TIE | 2020 | 10 | 26 | 21 | 375.5 | 2.7 | 3484 | 0
SOUTHERN CROSS DC TIE | 2020 | 11 | 26 | 21 | 687.3 | 9.3 | 6378 | 0
SOUTHERN CROSS DC TIE | 2020 | 12 | 26 | 21 | 1326.2 | 31.2 | 12307 | 0
SOUTHERN CROSS DC TIE | 2020 | 1 | 27 | 21 | 0 | 0 | 0 | 0
SOUTHERN CROSS DC TIE | 2020 | 2 | 27 | 21 | 2026.2 | 75.3 | 18803 | 0
SOUTHERN CROSS DC TIE | 2020 | 3 | 27 | 21 | 393.3 | 3.2 | 3649 | 0
SOUTHERN CROSS DC TIE | 2020 | 4 | 27 | 21 | 932.2 | 16 | 8651 | 0
SOUTHERN CROSS DC TIE | 2020 | 5 | 27 | 21 | 100.6 | 0.2 | 933 | 0
SOUTHERN CROSS DC TIE | 2020 | 6 | 27 | 21 | 0 | 0 | 0 | 0
SOUTHERN CROSS DC TIE | 2020 | 7 | 27 | 21 | 919.1 | 14.6 | 9990 | 0
SOUTHERN CROSS DC TIE | 2020 | 8 | 27 | 21 | 0 | 0 | 0 | 0
SOUTHERN CROSS DC TIE | 2020 | 9 | 27 | 21 | 633 | 8 | 6881 | 0
SOUTHERN CROSS DC TIE | 2020 | 10 | 27 | 21 | 624.5 | 9.1 | 5795 | 0
SOUTHERN CROSS DC TIE | 2020 | 11 | 27 | 21 | 713.8 | 10 | 6623 | 0
SOUTHERN CROSS DC TIE | 2020 | 12 | 27 | 21 | 942.4 | 18.1 | 8745 | 0
SOUTHERN CROSS DC TIE | 2020 | 1 | 28 | 21 | 1495.5 | 42.6 | 13878 | 0
SOUTHERN CROSS DC TIE | 2020 | 2 | 28 | 21 | 1388.9 | 34.8 | 12888 | 0
SOUTHERN CROSS DC TIE | 2020 | 3 | 28 | 21 | 1774 | 65.3 | 16462 | 0
SOUTHERN CROSS DC TIE | 2020 | 4 | 28 | 21 | 695.3 | 9.4 | 6452 | 0
SOUTHERN CROSS DC TIE | 2020 | 5 | 28 | 21 | 763.9 | 10.2 | 7088 | 0
SOUTHERN CROSS DC TIE | 2020 | 6 | 28 | 21 | 0 | 0 | 0 | 0
SOUTHERN CROSS DC TIE | 2020 | 7 | 28 | 21 | 1280.8 | 30.4 | 13922 | 0
SOUTHERN CROSS DC TIE | 2020 | 8 | 28 | 21 | 1110.8 | 24.8 | 12074 | 0
SOUTHERN CROSS DC TIE | 2020 | 9 | 28 | 21 | 1366.8 | 35.4 | 14856 | 0
SOUTHERN CROSS DC TIE | 2020 | 10 | 28 | 21 | 2093.9 | 75.9 | 19431 | 0
SOUTHERN CROSS DC TIE | 2020 | 11 | 28 | 21 | 1526.7 | 49 | 14167 | 0
SOUTHERN CROSS DC TIE | 2020 | 12 | 28 | 21 | 971.3 | 18.7 | 9013 | 0
SOUTHERN CROSS DC TIE | 2020 | 1 | 29 | 21 | 0 | 0 | 0 | 0
SOUTHERN CROSS DC TIE | 2020 | 2 | 29 | 21 | 686.1 | 8.1 | 6367 | 0
SOUTHERN CROSS DC TIE | 2020 | 3 | 29 | 21 | 2034.4 | 76.8 | 18879 | 0
SOUTHERN CROSS DC TIE | 2020 | 4 | 29 | 21 | 1106.9 | 22.9 | 10272 | 0
SOUTHERN CROSS DC TIE | 2020 | 5 | 29 | 21 | 0 | 0 | 0 | 0
SOUTHERN CROSS DC TIE | 2020 | 6 | 29 | 21 | 1093.2 | 22.5 | 11883 | 0
SOUTHERN CROSS DC TIE | 2020 | 7 | 29 | 21 | 256.8 | 1.4 | 2791 | 0
SOUTHERN CROSS DC TIE | 2020 | 8 | 29 | 21 | 1049.9 | 23.4 | 11412 | 0
SOUTHERN CROSS DC TIE | 2020 | 9 | 29 | 21 | 199.6 | 0.8 | 2169 | 0
SOUTHERN CROSS DC TIE | 2020 | 10 | 29 | 21 | 1183.8 | 26.5 | 10985 | 0
SOUTHERN CROSS DC TIE | 2020 | 11 | 29 | 21 | 1085.6 | 21.2 | 10074 | 0
SOUTHERN CROSS DC TIE | 2020 | 12 | 29 | 21 | 1423 | 36.9 | 13205 | 0
SOUTHERN CROSS DC TIE | 2020 | 1 | 30 | 21 | 0 | 0 | 0 | 0
SOUTHERN CROSS DC TIE | 2020 | 3 | 30 | 21 | 1627.3 | 53.2 | 15101 | 0
SOUTHERN CROSS DC TIE | 2020 | 4 | 30 | 21 | 559.7 | 6 | 5193 | 0
SOUTHERN CROSS DC TIE | 2020 | 5 | 30 | 21 | 336.3 | 2.2 | 3120 | 0
SOUTHERN CROSS DC TIE | 2020 | 6 | 30 | 21 | 366.8 | 2.7 | 3986 | 0
SOUTHERN CROSS DC TIE | 2020 | 7 | 30 | 21 | 25.7 | 0 | 279 | 0
SOUTHERN CROSS DC TIE | 2020 | 8 | 30 | 21 | 0 | 0 | 0 | 0
SOUTHERN CROSS DC TIE | 2020 | 9 | 30 | 21 | 0 | 0 | 0 | 0
SOUTHERN CROSS DC TIE | 2020 | 10 | 30 | 21 | 2094.8 | 89.9 | 19439 | 0
SOUTHERN CROSS DC TIE | 2020 | 11 | 30 | 21 | 704.5 | 9.3 | 6537 | 0
SOUTHERN CROSS DC TIE | 2020 | 12 | 30 | 21 | 2089.7 | 77.7 | 19392 | 0
SOUTHERN CROSS DC TIE | 2020 | 1 | 31 | 21 | 290.6 | 1.6 | 2697 | 0
SOUTHERN CROSS DC TIE | 2020 | 3 | 31 | 21 | 1288.9 | 31 | 11961 | 0
SOUTHERN CROSS DC TIE | 2020 | 5 | 31 | 21 | 403 | 3.1 | 3739 | 0
SOUTHERN CROSS DC TIE | 2020 | 7 | 31 | 21 | 89.6 | 0.2 | 973 | 0
SOUTHERN CROSS DC TIE | 2020 | 8 | 31 | 21 | 0 | 0 | 0 | 0
SOUTHERN CROSS DC TIE | 2020 | 10 | 31 | 21 | 1608.6 | 53.5 | 14928 | 0
SOUTHERN CROSS DC TIE | 2020 | 12 | 31 | 21 | 1202.1 | 29.4 | 11155 | 0
SOUTHERN CROSS DC TIE | 2020 | 1 | 1 | 22 | 1173 | 25.7 | 10885 | 0
SOUTHERN CROSS DC TIE | 2020 | 2 | 1 | 22 | 2074.9 | 79.1 | 19255 | 0
SOUTHERN CROSS DC TIE | 2020 | 3 | 1 | 22 | 0 | 0 | 0 | 0
SOUTHERN CROSS DC TIE | 2020 | 4 | 1 | 22 | 1463 | 36.5 | 13576 | 0
SOUTHERN CROSS DC TIE | 2020 | 5 | 1 | 22 | 426.9 | 3.7 | 3961 | 0
SOUTHERN CROSS DC TIE | 2020 | 6 | 1 | 22 | 256.4 | 1.3 | 2787 | 0
SOUTHERN CROSS DC TIE | 2020 | 7 | 1 | 22 | 1882.6 | 63.9 | 20463 | 0
SOUTHERN CROSS DC TIE | 2020 | 8 | 1 | 22 | 0 | 0 | 0 | 0
SOUTHERN CROSS DC TIE | 2020 | 9 | 1 | 22 | 0 | 0 | 0 | 0
SOUTHERN CROSS DC TIE | 2020 | 10 | 1 | 22 | 489 | 5 | 4537 | 0
SOUTHERN CROSS DC TIE | 2020 | 11 | 1 | 22 | 890.2 | 13.7 | 8260 | 0
SOUTHERN CROSS DC TIE | 2020 | 12 | 1 | 22 | 2091.6 | 78.6 | 19410 | 0
SOUTHERN CROSS DC TIE | 2020 | 1 | 2 | 22 | 1357.6 | 35.2 | 12598 | 0
SOUTHERN CROSS DC TIE | 2020 | 2 | 2 | 22 | 2060.1 | 77.1 | 19117 | 0
SOUTHERN CROSS DC TIE | 2020 | 3 | 2 | 22 | 1920.2 | 64.3 | 17819 | 0
SOUTHERN CROSS DC TIE | 2020 | 4 | 2 | 22 | 507.1 | 4.9 | 4706 | 0
SOUTHERN CROSS DC TIE | 2020 | 5 | 2 | 22 | 105 | 0.2 | 974 | 0
SOUTHERN CROSS DC TIE | 2020 | 6 | 2 | 22 | 0 | 0 | 0 | 0
SOUTHERN CROSS DC TIE | 2020 | 7 | 2 | 22 | 932.2 | 17.8 | 10133 | 0
SOUTHERN CROSS DC TIE | 2020 | 8 | 2 | 22 | 281.3 | 1.6 | 3057 | 0
SOUTHERN CROSS DC TIE | 2020 | 9 | 2 | 22 | 0 | 0 | 0 | 0
SOUTHERN CROSS DC TIE | 2020 | 10 | 2 | 22 | 1030.8 | 22.5 | 9566 | 0
SOUTHERN CROSS DC TIE | 2020 | 11 | 2 | 22 | 326.2 | 2.5 | 3026 | 0
SOUTHERN CROSS DC TIE | 2020 | 12 | 2 | 22 | 1558.5 | 44.5 | 14463 | 0
SOUTHERN CROSS DC TIE | 2020 | 1 | 3 | 22 | 544.5 | 5.8 | 5052 | 0
SOUTHERN CROSS DC TIE | 2020 | 2 | 3 | 22 | 1627.6 | 49.7 | 15104 | 0
SOUTHERN CROSS DC TIE | 2020 | 3 | 3 | 22 | 2082.2 | 75.8 | 19322 | 0
SOUTHERN CROSS DC TIE | 2020 | 4 | 3 | 22 | 816.6 | 13.8 | 7578 | 0
SOUTHERN CROSS DC TIE | 2020 | 5 | 3 | 22 | 0 | 0 | 0 | 0
SOUTHERN CROSS DC TIE | 2020 | 6 | 3 | 22 | 1669.8 | 54.8 | 18150 | 0
SOUTHERN CROSS DC TIE | 2020 | 7 | 3 | 22 | 1357.2 | 37.6 | 14753 | 0
SOUTHERN CROSS DC TIE | 2020 | 8 | 3 | 22 | 0 | 0 | 0 | 0
SOUTHERN CROSS DC TIE | 2020 | 9 | 3 | 22 | 478.6 | 3.8 | 5202 | 0
SOUTHERN CROSS DC TIE | 2020 | 10 | 3 | 22 | 589.6 | 7.1 | 5471 | 0
SOUTHERN CROSS DC TIE | 2020 | 11 | 3 | 22 | 2083.3 | 79.5 | 19332 | 0
SOUTHERN CROSS DC TIE | 2020 | 12 | 3 | 22 | 1069.8 | 24.5 | 9927 | 0
SOUTHERN CROSS DC TIE | 2020 | 1 | 4 | 22 | 1468.9 | 41.1 | 13631 | 0
SOUTHERN CROSS DC TIE | 2020 | 2 | 4 | 22 | 2102.3 | 81.3 | 19509 | 0
SOUTHERN CROSS DC TIE | 2020 | 3 | 4 | 22 | 2093 | 79.5 | 19422 | 0
SOUTHERN CROSS DC TIE | 2020 | 4 | 4 | 22 | 542.1 | 5.8 | 5030 | 0
SOUTHERN CROSS DC TIE | 2020 | 5 | 4 | 22 | 301.5 | 1.8 | 2798 | 0
SOUTHERN CROSS DC TIE | 2020 | 6 | 4 | 22 | 0 | 0 | 0 | 0
SOUTHERN CROSS DC TIE | 2020 | 7 | 4 | 22 | 1610 | 56.1 | 17500 | 0
SOUTHERN CROSS DC TIE | 2020 | 8 | 4 | 22 | 1221.1 | 35.9 | 13273 | 0
SOUTHERN CROSS DC TIE | 2020 | 9 | 4 | 22 | 86.9 | 0.2 | 944 | 0
SOUTHERN CROSS DC TIE | 2020 | 10 | 4 | 22 | 376.6 | 2.3 | 3494 | 0
SOUTHERN CROSS DC TIE | 2020 | 11 | 4 | 22 | 1411 | 36.6 | 13094 | 0
SOUTHERN CROSS DC TIE | 2020 | 12 | 4 | 22 | 998.7 | 18.7 | 9267 | 0
SOUTHERN CROSS DC TIE | 2020 | 1 | 5 | 22 | 1335.8 | 32.5 | 12395 | 0
SOUTHERN CROSS DC TIE | 2020 | 2 | 5 | 22 | 2089.8 | 75.3 | 19393 | 0
SOUTHERN CROSS DC TIE | 2020 | 3 | 5 | 22 | 1868 | 71 | 17335 | 0
SOUTHERN CROSS DC TIE | 2020 | 4 | 5 | 22 | 394 | 3.8 | 3656 | 0
SOUTHERN CROSS DC TIE | 2020 | 5 | 5 | 22 | 859.4 | 14.9 | 7974 | 0
SOUTHERN CROSS DC TIE | 2020 | 6 | 5 | 22 | 293.3 | 1.7 | 3188 | 0
SOUTHERN CROSS DC TIE | 2020 | 7 | 5 | 22 | 1818.9 | 61.1 | 19771 | 0
SOUTHERN CROSS DC TIE | 2020 | 8 | 5 | 22 | 1311.2 | 36.8 | 14252 | 0
SOUTHERN CROSS DC TIE | 2020 | 9 | 5 | 22 | 0 | 0 | 0 | 0
SOUTHERN CROSS DC TIE | 2020 | 10 | 5 | 22 | 202.5 | 0.9 | 1878 | 0
SOUTHERN CROSS DC TIE | 2020 | 11 | 5 | 22 | 1563.3 | 51.7 | 14507 | 0
SOUTHERN CROSS DC TIE | 2020 | 12 | 5 | 22 | 1401.2 | 35.9 | 13003 | 0
SOUTHERN CROSS DC TIE | 2020 | 1 | 6 | 22 | 1165.3 | 28.4 | 10814 | 0
SOUTHERN CROSS DC TIE | 2020 | 2 | 6 | 22 | 1901.5 | 65.1 | 17646 | 0
SOUTHERN CROSS DC TIE | 2020 | 3 | 6 | 22 | 2087 | 80.2 | 19367 | 0
SOUTHERN CROSS DC TIE | 2020 | 4 | 6 | 22 | 917.4 | 16.2 | 8513 | 0
SOUTHERN CROSS DC TIE | 2020 | 5 | 6 | 22 | 1838.4 | 71.4 | 17060 | 0
SOUTHERN CROSS DC TIE | 2020 | 6 | 6 | 22 | 2.6 | 0 | 28 | 0
SOUTHERN CROSS DC TIE | 2020 | 7 | 6 | 22 | 0 | 0 | 0 | 0
SOUTHERN CROSS DC TIE | 2020 | 8 | 6 | 22 | 1674.9 | 58.2 | 18206 | 0
SOUTHERN CROSS DC TIE | 2020 | 9 | 6 | 22 | 0 | 0 | 0 | 0
SOUTHERN CROSS DC TIE | 2020 | 10 | 6 | 22 | 1987.8 | 67.9 | 18446 | 0
SOUTHERN CROSS DC TIE | 2020 | 11 | 6 | 22 | 995.9 | 19.2 | 9242 | 0
SOUTHERN CROSS DC TIE | 2020 | 12 | 6 | 22 | 1173.4 | 25.9 | 10889 | 0
SOUTHERN CROSS DC TIE | 2020 | 1 | 7 | 22 | 817.5 | 12.2 | 7586 | 0
SOUTHERN CROSS DC TIE | 2020 | 2 | 7 | 22 | 1236.9 | 27.9 | 11478 | 0
SOUTHERN CROSS DC TIE | 2020 | 3 | 7 | 22 | 1140.8 | 27.2 | 10586 | 0
SOUTHERN CROSS DC TIE | 2020 | 4 | 7 | 22 | 1391.6 | 39 | 12914 | 0
SOUTHERN CROSS DC TIE | 2020 | 5 | 7 | 22 | 610.6 | 7.5 | 5666 | 0
SOUTHERN CROSS DC TIE | 2020 | 6 | 7 | 22 | 68.7 | 0.1 | 746 | 0
SOUTHERN CROSS DC TIE | 2020 | 7 | 7 | 22 | 1418.8 | 36.9 | 15422 | 0
SOUTHERN CROSS DC TIE | 2020 | 8 | 7 | 22 | 1233.8 | 31.2 | 13410 | 0
SOUTHERN CROSS DC TIE | 2020 | 9 | 7 | 22 | 202.1 | 1 | 2196 | 0
SOUTHERN CROSS DC TIE | 2020 | 10 | 7 | 22 | 2114.3 | 83.8 | 19620 | 0
SOUTHERN CROSS DC TIE | 2020 | 11 | 7 | 22 | 796.7 | 10.1 | 7393 | 0
SOUTHERN CROSS DC TIE | 2020 | 12 | 7 | 22 | 488.4 | 5 | 4532 | 0
SOUTHERN CROSS DC TIE | 2020 | 1 | 8 | 22 | 1527.8 | 45.6 | 14178 | 0
SOUTHERN CROSS DC TIE | 2020 | 2 | 8 | 22 | 1690 | 54 | 15682 | 0
SOUTHERN CROSS DC TIE | 2020 | 3 | 8 | 22 | 1243.6 | 25.6 | 11540 | 0
SOUTHERN CROSS DC TIE | 2020 | 4 | 8 | 22 | 2084.4 | 85.5 | 19342 | 0
SOUTHERN CROSS DC TIE | 2020 | 5 | 8 | 22 | 996.1 | 18.7 | 9244 | 0
SOUTHERN CROSS DC TIE | 2020 | 6 | 8 | 22 | 782.5 | 11.3 | 8505 | 0
SOUTHERN CROSS DC TIE | 2020 | 7 | 8 | 22 | 1951.6 | 95.5 | 21213 | 0
SOUTHERN CROSS DC TIE | 2020 | 8 | 8 | 22 | 260.3 | 1.3 | 2829 | 0
SOUTHERN CROSS DC TIE | 2020 | 9 | 8 | 22 | 342.3 | 2.2 | 3720 | 0
SOUTHERN CROSS DC TIE | 2020 | 10 | 8 | 22 | 1400.7 | 32 | 12998 | 0
SOUTHERN CROSS DC TIE | 2020 | 11 | 8 | 22 | 843.6 | 10.1 | 7828 | 0
SOUTHERN CROSS DC TIE | 2020 | 12 | 8 | 22 | 2092.2 | 77.7 | 19415 | 0
SOUTHERN CROSS DC TIE | 2020 | 1 | 9 | 22 | 671.4 | 8.2 | 6230 | 0
SOUTHERN CROSS DC TIE | 2020 | 2 | 9 | 22 | 1582.1 | 43.4 | 14682 | 0
SOUTHERN CROSS DC TIE | 2020 | 3 | 9 | 22 | 1237.6 | 29.2 | 11485 | 0
SOUTHERN CROSS DC TIE | 2020 | 4 | 9 | 22 | 1532.7 | 43.8 | 14223 | 0
SOUTHERN CROSS DC TIE | 2020 | 5 | 9 | 22 | 641.1 | 8.9 | 5949 | 0
SOUTHERN CROSS DC TIE | 2020 | 6 | 9 | 22 | 782.3 | 11.1 | 8503 | 0
SOUTHERN CROSS DC TIE | 2020 | 7 | 9 | 22 | 908.8 | 18.5 | 9879 | 0
SOUTHERN CROSS DC TIE | 2020 | 8 | 9 | 22 | 0 | 0 | 0 | 0
SOUTHERN CROSS DC TIE | 2020 | 9 | 9 | 22 | 407.4 | 3.3 | 4428 | 0
SOUTHERN CROSS DC TIE | 2020 | 10 | 9 | 22 | 901.3 | 15.3 | 8364 | 0
SOUTHERN CROSS DC TIE | 2020 | 11 | 9 | 22 | 23 | 0 | 213 | 0
SOUTHERN CROSS DC TIE | 2020 | 12 | 9 | 22 | 2102.7 | 79.4 | 19513 | 0
SOUTHERN CROSS DC TIE | 2020 | 1 | 10 | 22 | 585.6 | 7.5 | 5434 | 0
SOUTHERN CROSS DC TIE | 2020 | 2 | 10 | 22 | 1549.4 | 44.2 | 14378 | 0
SOUTHERN CROSS DC TIE | 2020 | 3 | 10 | 22 | 2082 | 68.7 | 19320 | 0
SOUTHERN CROSS DC TIE | 2020 | 4 | 10 | 22 | 1382 | 35.8 | 12825 | 0
SOUTHERN CROSS DC TIE | 2020 | 5 | 10 | 22 | 1226.2 | 31.4 | 11379 | 0
SOUTHERN CROSS DC TIE | 2020 | 6 | 10 | 22 | 1488.8 | 42 | 16183 | 0
SOUTHERN CROSS DC TIE | 2020 | 7 | 10 | 22 | 11.4 | 0 | 123 | 0
SOUTHERN CROSS DC TIE | 2020 | 8 | 10 | 22 | 0 | 0 | 0 | 0
SOUTHERN CROSS DC TIE | 2020 | 9 | 10 | 22 | 125.8 | 0.3 | 1367 | 0
SOUTHERN CROSS DC TIE | 2020 | 10 | 10 | 22 | 4.2 | 0 | 39 | 0
SOUTHERN CROSS DC TIE | 2020 | 11 | 10 | 22 | 2084 | 73.1 | 19339 | 0
SOUTHERN CROSS DC TIE | 2020 | 12 | 10 | 22 | 1478.2 | 41.4 | 13717 | 0
SOUTHERN CROSS DC TIE | 2020 | 1 | 11 | 22 | 1113.6 | 22.8 | 10333 | 0
SOUTHERN CROSS DC TIE | 2020 | 2 | 11 | 22 | 1775.1 | 57 | 16473 | 0
SOUTHERN CROSS DC TIE | 2020 | 3 | 11 | 22 | 1991.9 | 73.2 | 18484 | 0
SOUTHERN CROSS DC TIE | 2020 | 4 | 11 | 22 | 1295.7 | 31.8 | 12024 | 0
SOUTHERN CROSS DC TIE | 2020 | 5 | 11 | 22 | 540.8 | 5.6 | 5018 | 0
SOUTHERN CROSS DC TIE | 2020 | 6 | 11 | 22 | 1468.1 | 40.8 | 15958 | 0
SOUTHERN CROSS DC TIE | 2020 | 7 | 11 | 22 | 0 | 0 | 0 | 0
SOUTHERN CROSS DC TIE | 2020 | 8 | 11 | 22 | 0 | 0 | 0 | 0
SOUTHERN CROSS DC TIE | 2020 | 9 | 11 | 22 | 851.6 | 13.1 | 9257 | 0
SOUTHERN CROSS DC TIE | 2020 | 10 | 11 | 22 | 0 | 0 | 0 | 0
SOUTHERN CROSS DC TIE | 2020 | 11 | 11 | 22 | 2098.8 | 83.6 | 19476 | 0
SOUTHERN CROSS DC TIE | 2020 | 12 | 11 | 22 | 2094.3 | 75.6 | 19435 | 0
SOUTHERN CROSS DC TIE | 2020 | 1 | 12 | 22 | 1018.7 | 19.3 | 9453 | 0
SOUTHERN CROSS DC TIE | 2020 | 2 | 12 | 22 | 2074.7 | 79.4 | 19253 | 0
SOUTHERN CROSS DC TIE | 2020 | 3 | 12 | 22 | 1626.2 | 48.7 | 15090 | 0
SOUTHERN CROSS DC TIE | 2020 | 4 | 12 | 22 | 220.5 | 1 | 2046 | 0
SOUTHERN CROSS DC TIE | 2020 | 5 | 12 | 22 | 536.6 | 5.5 | 4979 | 0
SOUTHERN CROSS DC TIE | 2020 | 6 | 12 | 22 | 648.5 | 8.1 | 7049 | 0
SOUTHERN CROSS DC TIE | 2020 | 7 | 12 | 22 | 20.9 | 0 | 227 | 0
SOUTHERN CROSS DC TIE | 2020 | 8 | 12 | 22 | 2120.4 | 94 | 23048 | 0
SOUTHERN CROSS DC TIE | 2020 | 9 | 12 | 22 | 422.2 | 3.3 | 4589 | 0
SOUTHERN CROSS DC TIE | 2020 | 10 | 12 | 22 | 1764.7 | 56.9 | 16376 | 0
SOUTHERN CROSS DC TIE | 2020 | 11 | 12 | 22 | 1210.9 | 29.2 | 11237 | 0
SOUTHERN CROSS DC TIE | 2020 | 12 | 12 | 22 | 2058.5 | 76.1 | 19103 | 0
SOUTHERN CROSS DC TIE | 2020 | 1 | 13 | 22 | 1440.1 | 38.9 | 13364 | 0
SOUTHERN CROSS DC TIE | 2020 | 2 | 13 | 22 | 2095.9 | 79.6 | 19450 | 0
SOUTHERN CROSS DC TIE | 2020 | 3 | 13 | 22 | 1581.9 | 47.2 | 14679 | 0
SOUTHERN CROSS DC TIE | 2020 | 4 | 13 | 22 | 586.1 | 6.9 | 5438 | 0
SOUTHERN CROSS DC TIE | 2020 | 5 | 13 | 22 | 0 | 0 | 0 | 0
SOUTHERN CROSS DC TIE | 2020 | 6 | 13 | 22 | 219.5 | 0.9 | 2386 | 0
SOUTHERN CROSS DC TIE | 2020 | 7 | 13 | 22 | 0 | 0 | 0 | 0
SOUTHERN CROSS DC TIE | 2020 | 8 | 13 | 22 | 175 | 0.6 | 1902 | 0
SOUTHERN CROSS DC TIE | 2020 | 9 | 13 | 22 | 556.9 | 5.4 | 6053 | 0
SOUTHERN CROSS DC TIE | 2020 | 10 | 13 | 22 | 2050 | 61 | 19023 | 0
SOUTHERN CROSS DC TIE | 2020 | 11 | 13 | 22 | 964.6 | 18.1 | 8951 | 0
SOUTHERN CROSS DC TIE | 2020 | 12 | 13 | 22 | 288.6 | 1.7 | 2677 | 0
SOUTHERN CROSS DC TIE | 2020 | 1 | 14 | 22 | 1304.3 | 32.1 | 12103 | 0
SOUTHERN CROSS DC TIE | 2020 | 2 | 14 | 22 | 787.8 | 10.6 | 7311 | 0
SOUTHERN CROSS DC TIE | 2020 | 3 | 14 | 22 | 668.4 | 8.7 | 6202 | 0
SOUTHERN CROSS DC TIE | 2020 | 4 | 14 | 22 | 565.3 | 6.7 | 5245 | 0
SOUTHERN CROSS DC TIE | 2020 | 5 | 14 | 22 | 475.1 | 4.2 | 4409 | 0
SOUTHERN CROSS DC TIE | 2020 | 6 | 14 | 22 | 578.1 | 6.8 | 6283 | 0
SOUTHERN CROSS DC TIE | 2020 | 7 | 14 | 22 | 1094 | 22.3 | 11892 | 0
SOUTHERN CROSS DC TIE | 2020 | 8 | 14 | 22 | 83 | 0.1 | 902 | 0
SOUTHERN CROSS DC TIE | 2020 | 9 | 14 | 22 | 814 | 12.8 | 8848 | 0
SOUTHERN CROSS DC TIE | 2020 | 10 | 14 | 22 | 1760.8 | 50 | 16339 | 0
SOUTHERN CROSS DC TIE | 2020 | 11 | 14 | 22 | 1031.3 | 25.7 | 9570 | 0
SOUTHERN CROSS DC TIE | 2020 | 12 | 14 | 22 | 1107.1 | 23.4 | 10273 | 0
SOUTHERN CROSS DC TIE | 2020 | 1 | 15 | 22 | 2094.9 | 82.5 | 19440 | 0
SOUTHERN CROSS DC TIE | 2020 | 2 | 15 | 22 | 487.2 | 4.3 | 4521 | 0
SOUTHERN CROSS DC TIE | 2020 | 3 | 15 | 22 | 1606.8 | 48.3 | 14911 | 0
SOUTHERN CROSS DC TIE | 2020 | 4 | 15 | 22 | 943.3 | 17.7 | 8754 | 0
SOUTHERN CROSS DC TIE | 2020 | 5 | 15 | 22 | 1793.6 | 58.3 | 16645 | 0
SOUTHERN CROSS DC TIE | 2020 | 6 | 15 | 22 | 1361 | 34.9 | 14794 | 0
SOUTHERN CROSS DC TIE | 2020 | 7 | 15 | 22 | 999.8 | 19.4 | 10868 | 0
SOUTHERN CROSS DC TIE | 2020 | 8 | 15 | 22 | 0 | 0 | 0 | 0
SOUTHERN CROSS DC TIE | 2020 | 9 | 15 | 22 | 1096.8 | 21.5 | 11922 | 0
SOUTHERN CROSS DC TIE | 2020 | 10 | 15 | 22 | 325.3 | 2.5 | 3019 | 0
SOUTHERN CROSS DC TIE | 2020 | 11 | 15 | 22 | 625.9 | 7.6 | 5808 | 0
SOUTHERN CROSS DC TIE | 2020 | 12 | 15 | 22 | 1753.4 | 62.4 | 16271 | 0
SOUTHERN CROSS DC TIE | 2020 | 1 | 16 | 22 | 1402.5 | 36.5 | 13015 | 0
SOUTHERN CROSS DC TIE | 2020 | 2 | 16 | 22 | 787.6 | 12 | 7308 | 0
SOUTHERN CROSS DC TIE | 2020 | 3 | 16 | 22 | 1941.3 | 62.2 | 18015 | 0
SOUTHERN CROSS DC TIE | 2020 | 4 | 16 | 22 | 0 | 0 | 0 | 0
SOUTHERN CROSS DC TIE | 2020 | 5 | 16 | 22 | 894.2 | 16.3 | 8297 | 0
SOUTHERN CROSS DC TIE | 2020 | 6 | 16 | 22 | 1789.8 | 63.9 | 19455 | 0
SOUTHERN CROSS DC TIE | 2020 | 7 | 16 | 22 | 0 | 0 | 0 | 0
SOUTHERN CROSS DC TIE | 2020 | 8 | 16 | 22 | 0 | 0 | 0 | 0
SOUTHERN CROSS DC TIE | 2020 | 9 | 16 | 22 | 147.8 | 0.4 | 1607 | 0
SOUTHERN CROSS DC TIE | 2020 | 10 | 16 | 22 | 2097.5 | 79.1 | 19465 | 0
SOUTHERN CROSS DC TIE | 2020 | 11 | 16 | 22 | 1899.3 | 65.4 | 17625 | 0
SOUTHERN CROSS DC TIE | 2020 | 12 | 16 | 22 | 1972.3 | 62.4 | 18303 | 0
SOUTHERN CROSS DC TIE | 2020 | 1 | 17 | 22 | 1246 | 27.6 | 11562 | 0
SOUTHERN CROSS DC TIE | 2020 | 2 | 17 | 22 | 473.4 | 5 | 4393 | 0
SOUTHERN CROSS DC TIE | 2020 | 3 | 17 | 22 | 1252.2 | 28.1 | 11620 | 0
SOUTHERN CROSS DC TIE | 2020 | 4 | 17 | 22 | 344.9 | 2.3 | 3200 | 0
SOUTHERN CROSS DC TIE | 2020 | 5 | 17 | 22 | 937.2 | 17.2 | 8697 | 0
SOUTHERN CROSS DC TIE | 2020 | 6 | 17 | 22 | 912.7 | 15.9 | 9920 | 0
SOUTHERN CROSS DC TIE | 2020 | 7 | 17 | 22 | 66 | 0.1 | 717 | 0
SOUTHERN CROSS DC TIE | 2020 | 8 | 17 | 22 | 160.1 | 0.4 | 1740 | 0
SOUTHERN CROSS DC TIE | 2020 | 9 | 17 | 22 | 743.5 | 9.9 | 8081 | 0
SOUTHERN CROSS DC TIE | 2020 | 10 | 17 | 22 | 1458.1 | 34.7 | 13531 | 0
SOUTHERN CROSS DC TIE | 2020 | 11 | 17 | 22 | 1976 | 70 | 18337 | 0
SOUTHERN CROSS DC TIE | 2020 | 12 | 17 | 22 | 2104.6 | 81.8 | 19531 | 0
SOUTHERN CROSS DC TIE | 2020 | 1 | 18 | 22 | 786.4 | 12.1 | 7297 | 0
SOUTHERN CROSS DC TIE | 2020 | 2 | 18 | 22 | 375.3 | 2.7 | 3482 | 0
SOUTHERN CROSS DC TIE | 2020 | 3 | 18 | 22 | 2098 | 80 | 19469 | 0
SOUTHERN CROSS DC TIE | 2020 | 4 | 18 | 22 | 1018.1 | 18.8 | 9448 | 0
SOUTHERN CROSS DC TIE | 2020 | 5 | 18 | 22 | 579.9 | 6.5 | 5381 | 0
SOUTHERN CROSS DC TIE | 2020 | 6 | 18 | 22 | 1231.6 | 29.1 | 13387 | 0
SOUTHERN CROSS DC TIE | 2020 | 7 | 18 | 22 | 0 | 0 | 0 | 0
SOUTHERN CROSS DC TIE | 2020 | 8 | 18 | 22 | 539.4 | 6.3 | 5863 | 0
SOUTHERN CROSS DC TIE | 2020 | 9 | 18 | 22 | 209.2 | 0.9 | 2274 | 0
SOUTHERN CROSS DC TIE | 2020 | 10 | 18 | 22 | 760.8 | 10.9 | 7060 | 0
SOUTHERN CROSS DC TIE | 2020 | 11 | 18 | 22 | 1624.5 | 49.8 | 15075 | 0
SOUTHERN CROSS DC TIE | 2020 | 12 | 18 | 22 | 1374.3 | 37.6 | 12753 | 0
SOUTHERN CROSS DC TIE | 2020 | 1 | 19 | 22 | 774.9 | 12.6 | 7191 | 0
SOUTHERN CROSS DC TIE | 2020 | 2 | 19 | 22 | 0 | 0 | 0 | 0
SOUTHERN CROSS DC TIE | 2020 | 3 | 19 | 22 | 604.3 | 6.5 | 5608 | 0
SOUTHERN CROSS DC TIE | 2020 | 4 | 19 | 22 | 404 | 3.1 | 3749 | 0
SOUTHERN CROSS DC TIE | 2020 | 5 | 19 | 22 | 538.4 | 5.6 | 4996 | 0
SOUTHERN CROSS DC TIE | 2020 | 6 | 19 | 22 | 0 | 0 | 0 | 0
SOUTHERN CROSS DC TIE | 2020 | 7 | 19 | 22 | 0 | 0 | 0 | 0
SOUTHERN CROSS DC TIE | 2020 | 8 | 19 | 22 | 0 | 0 | 0 | 0
SOUTHERN CROSS DC TIE | 2020 | 9 | 19 | 22 | 418.2 | 3.6 | 4545 | 0
SOUTHERN CROSS DC TIE | 2020 | 10 | 19 | 22 | 1607.4 | 45.6 | 14916 | 0
SOUTHERN CROSS DC TIE | 2020 | 11 | 19 | 22 | 1483.1 | 42.7 | 13763 | 0
SOUTHERN CROSS DC TIE | 2020 | 12 | 19 | 22 | 545.6 | 6.2 | 5063 | 0
SOUTHERN CROSS DC TIE | 2020 | 1 | 20 | 22 | 877.6 | 15 | 8144 | 0
SOUTHERN CROSS DC TIE | 2020 | 2 | 20 | 22 | 2020.7 | 75.9 | 18751 | 0
SOUTHERN CROSS DC TIE | 2020 | 3 | 20 | 22 | 2079.8 | 61.8 | 19300 | 0
SOUTHERN CROSS DC TIE | 2020 | 4 | 20 | 22 | 154.2 | 0.5 | 1430 | 0
SOUTHERN CROSS DC TIE | 2020 | 5 | 20 | 22 | 1496.4 | 40.4 | 13886 | 0
SOUTHERN CROSS DC TIE | 2020 | 6 | 20 | 22 | 0 | 0 | 0 | 0
SOUTHERN CROSS DC TIE | 2020 | 7 | 20 | 22 | 0 | 0 | 0 | 0
SOUTHERN CROSS DC TIE | 2020 | 8 | 20 | 22 | 104 | 0.2 | 1130 | 0
SOUTHERN CROSS DC TIE | 2020 | 9 | 20 | 22 | 99.3 | 0.1 | 1079 | 0
SOUTHERN CROSS DC TIE | 2020 | 10 | 20 | 22 | 2100 | 58.6 | 19487 | 0
SOUTHERN CROSS DC TIE | 2020 | 11 | 20 | 22 | 1302.5 | 31.8 | 12087 | 0
SOUTHERN CROSS DC TIE | 2020 | 12 | 20 | 22 | 629.5 | 7.3 | 5841 | 0
SOUTHERN CROSS DC TIE | 2020 | 1 | 21 | 22 | 225.1 | 1 | 2089 | 0
SOUTHERN CROSS DC TIE | 2020 | 2 | 21 | 22 | 288.8 | 1.7 | 2680 | 0
SOUTHERN CROSS DC TIE | 2020 | 3 | 21 | 22 | 1271.1 | 30.6 | 11795 | 0
SOUTHERN CROSS DC TIE | 2020 | 4 | 21 | 22 | 1586.7 | 46.2 | 14724 | 0
SOUTHERN CROSS DC TIE | 2020 | 5 | 21 | 22 | 1264.2 | 31.9 | 11731 | 0
SOUTHERN CROSS DC TIE | 2020 | 6 | 21 | 22 | 754.5 | 9.1 | 8200 | 0
SOUTHERN CROSS DC TIE | 2020 | 7 | 21 | 22 | 1146.8 | 17 | 12466 | 0
SOUTHERN CROSS DC TIE | 2020 | 8 | 21 | 22 | 0 | 0 | 0 | 0
SOUTHERN CROSS DC TIE | 2020 | 9 | 21 | 22 | 9.2 | 0 | 99 | 0
SOUTHERN CROSS DC TIE | 2020 | 10 | 21 | 22 | 1169.4 | 29.1 | 10852 | 0
SOUTHERN CROSS DC TIE | 2020 | 11 | 21 | 22 | 1438.6 | 39.3 | 13349 | 0
SOUTHERN CROSS DC TIE | 2020 | 12 | 21 | 22 | 273.1 | 1.4 | 2534 | 0
SOUTHERN CROSS DC TIE | 2020 | 1 | 22 | 22 | 1810.7 | 60.5 | 16803 | 0
SOUTHERN CROSS DC TIE | 2020 | 2 | 22 | 22 | 1395.5 | 31.5 | 12950 | 0
SOUTHERN CROSS DC TIE | 2020 | 3 | 22 | 22 | 662.6 | 8.4 | 6149 | 0
SOUTHERN CROSS DC TIE | 2020 | 4 | 22 | 22 | 1025.2 | 19.8 | 9514 | 0
SOUTHERN CROSS DC TIE | 2020 | 5 | 22 | 22 | 1154.4 | 23.4 | 10712 | 0
SOUTHERN CROSS DC TIE | 2020 | 6 | 22 | 22 | 0 | 0 | 0 | 0
SOUTHERN CROSS DC TIE | 2020 | 7 | 22 | 22 | 890.2 | 14.7 | 9676 | 0
SOUTHERN CROSS DC TIE | 2020 | 8 | 22 | 22 | 340.3 | 2.4 | 3699 | 0
SOUTHERN CROSS DC TIE | 2020 | 9 | 22 | 22 | 207.1 | 0.7 | 2250 | 0
SOUTHERN CROSS DC TIE | 2020 | 10 | 22 | 22 | 1732.9 | 57.7 | 16081 | 0
SOUTHERN CROSS DC TIE | 2020 | 11 | 22 | 22 | 1664.1 | 44.9 | 15442 | 0
SOUTHERN CROSS DC TIE | 2020 | 12 | 22 | 22 | 1640.2 | 51.7 | 15221 | 0
SOUTHERN CROSS DC TIE | 2020 | 1 | 23 | 22 | 1571.7 | 48.1 | 14585 | 0
SOUTHERN CROSS DC TIE | 2020 | 2 | 23 | 22 | 1559.8 | 43.8 | 14474 | 0
SOUTHERN CROSS DC TIE | 2020 | 3 | 23 | 22 | 85.4 | 0.1 | 792 | 0
SOUTHERN CROSS DC TIE | 2020 | 4 | 23 | 22 | 328.6 | 2.4 | 3049 | 0
SOUTHERN CROSS DC TIE | 2020 | 5 | 23 | 22 | 1576 | 46.3 | 14625 | 0
SOUTHERN CROSS DC TIE | 2020 | 6 | 23 | 22 | 774.5 | 11 | 8418 | 0
SOUTHERN CROSS DC TIE | 2020 | 7 | 23 | 22 | 462.1 | 4.5 | 5023 | 0
SOUTHERN CROSS DC TIE | 2020 | 8 | 23 | 22 | 86.6 | 0.2 | 941 | 0
SOUTHERN CROSS DC TIE | 2020 | 9 | 23 | 22 | 1110.7 | 22.7 | 12073 | 0
SOUTHERN CROSS DC TIE | 2020 | 10 | 23 | 22 | 1397.3 | 32.3 | 12967 | 0
SOUTHERN CROSS DC TIE | 2020 | 11 | 23 | 22 | 2076.6 | 78.1 | 19270 | 0
SOUTHERN CROSS DC TIE | 2020 | 12 | 23 | 22 | 1556.4 | 43.3 | 14443 | 0
SOUTHERN CROSS DC TIE | 2020 | 1 | 24 | 22 | 1781.2 | 54.3 | 16529 | 0
SOUTHERN CROSS DC TIE | 2020 | 2 | 24 | 22 | 579.8 | 6.5 | 5380 | 0
SOUTHERN CROSS DC TIE | 2020 | 3 | 24 | 22 | 2088.5 | 74.9 | 19381 | 0
SOUTHERN CROSS DC TIE | 2020 | 4 | 24 | 22 | 642.3 | 7.9 | 5960 | 0
SOUTHERN CROSS DC TIE | 2020 | 5 | 24 | 22 | 375.1 | 2.8 | 3480 | 0
SOUTHERN CROSS DC TIE | 2020 | 6 | 24 | 22 | 896.4 | 15.3 | 9743 | 0
SOUTHERN CROSS DC TIE | 2020 | 7 | 24 | 22 | 700.5 | 9.9 | 7614 | 0
SOUTHERN CROSS DC TIE | 2020 | 8 | 24 | 22 | 0 | 0 | 0 | 0
SOUTHERN CROSS DC TIE | 2020 | 9 | 24 | 22 | 1025.6 | 19.4 | 11148 | 0
SOUTHERN CROSS DC TIE | 2020 | 10 | 24 | 22 | 73.5 | 0.1 | 682 | 0
SOUTHERN CROSS DC TIE | 2020 | 11 | 24 | 22 | 1502.6 | 43 | 13943 | 0
SOUTHERN CROSS DC TIE | 2020 | 12 | 24 | 22 | 1907.3 | 69.6 | 17699 | 0
SOUTHERN CROSS DC TIE | 2020 | 1 | 25 | 22 | 576.5 | 6.1 | 5349 | 0
SOUTHERN CROSS DC TIE | 2020 | 2 | 25 | 22 | 2069.9 | 74.3 | 19209 | 0
SOUTHERN CROSS DC TIE | 2020 | 3 | 25 | 22 | 2089.1 | 81.6 | 19386 | 0
SOUTHERN CROSS DC TIE | 2020 | 4 | 25 | 22 | 105.4 | 0.3 | 978 | 0
SOUTHERN CROSS DC TIE | 2020 | 5 | 25 | 22 | 17.4 | 0 | 161 | 0
SOUTHERN CROSS DC TIE | 2020 | 6 | 25 | 22 | 181.6 | 0.8 | 1974 | 0
SOUTHERN CROSS DC TIE | 2020 | 7 | 25 | 22 | 595.4 | 6.8 | 6472 | 0
SOUTHERN CROSS DC TIE | 2020 | 8 | 25 | 22 | 381.5 | 3.1 | 4146 | 0
SOUTHERN CROSS DC TIE | 2020 | 9 | 25 | 22 | 1164.5 | 25.8 | 12658 | 0
SOUTHERN CROSS DC TIE | 2020 | 10 | 25 | 22 | 1504.1 | 43.2 | 13957 | 0
SOUTHERN CROSS DC TIE | 2020 | 11 | 25 | 22 | 1757.8 | 56.9 | 16312 | 0
SOUTHERN CROSS DC TIE | 2020 | 12 | 25 | 22 | 842.7 | 13 | 7820 | 0
SOUTHERN CROSS DC TIE | 2020 | 1 | 26 | 22 | 238.5 | 1.2 | 2213 | 0
SOUTHERN CROSS DC TIE | 2020 | 2 | 26 | 22 | 2084.7 | 73.1 | 19346 | 0
SOUTHERN CROSS DC TIE | 2020 | 3 | 26 | 22 | 1264.7 | 29.8 | 11736 | 0
SOUTHERN CROSS DC TIE | 2020 | 4 | 26 | 22 | 596.5 | 7.4 | 5535 | 0
SOUTHERN CROSS DC TIE | 2020 | 5 | 26 | 22 | 86 | 0.2 | 797 | 0
SOUTHERN CROSS DC TIE | 2020 | 6 | 26 | 22 | 0 | 0 | 0 | 0
SOUTHERN CROSS DC TIE | 2020 | 7 | 26 | 22 | 985.6 | 19.9 | 10713 | 0
SOUTHERN CROSS DC TIE | 2020 | 8 | 26 | 22 | 1072.2 | 20.8 | 11654 | 0
SOUTHERN CROSS DC TIE | 2020 | 9 | 26 | 22 | 787.6 | 8.8 | 8561 | 0
SOUTHERN CROSS DC TIE | 2020 | 10 | 26 | 22 | 227 | 0.7 | 2106 | 0
SOUTHERN CROSS DC TIE | 2020 | 11 | 26 | 22 | 781.5 | 12.7 | 7252 | 0
SOUTHERN CROSS DC TIE | 2020 | 12 | 26 | 22 | 1273.9 | 29.5 | 11821 | 0
SOUTHERN CROSS DC TIE | 2020 | 1 | 27 | 22 | 0 | 0 | 0 | 0
SOUTHERN CROSS DC TIE | 2020 | 2 | 27 | 22 | 2099.4 | 79.6 | 19481 | 0
SOUTHERN CROSS DC TIE | 2020 | 3 | 27 | 22 | 1927.5 | 70.9 | 17886 | 0
SOUTHERN CROSS DC TIE | 2020 | 4 | 27 | 22 | 787.5 | 11 | 7307 | 0
SOUTHERN CROSS DC TIE | 2020 | 5 | 27 | 22 | 364.2 | 2.3 | 3380 | 0
SOUTHERN CROSS DC TIE | 2020 | 6 | 27 | 22 | 0 | 0 | 0 | 0
SOUTHERN CROSS DC TIE | 2020 | 7 | 27 | 22 | 1017.2 | 21.2 | 11057 | 0
SOUTHERN CROSS DC TIE | 2020 | 8 | 27 | 22 | 948.3 | 18.7 | 10307 | 0
SOUTHERN CROSS DC TIE | 2020 | 9 | 27 | 22 | 754.6 | 10.9 | 8202 | 0
SOUTHERN CROSS DC TIE | 2020 | 10 | 27 | 22 | 955.3 | 14 | 8864 | 0
SOUTHERN CROSS DC TIE | 2020 | 11 | 27 | 22 | 1206.1 | 24.8 | 11192 | 0
SOUTHERN CROSS DC TIE | 2020 | 12 | 27 | 22 | 580 | 6.3 | 5382 | 0
SOUTHERN CROSS DC TIE | 2020 | 1 | 28 | 22 | 1787.6 | 61.1 | 16589 | 0
SOUTHERN CROSS DC TIE | 2020 | 2 | 28 | 22 | 1536.9 | 41.3 | 14262 | 0
SOUTHERN CROSS DC TIE | 2020 | 3 | 28 | 22 | 1968 | 79 | 18263 | 0
SOUTHERN CROSS DC TIE | 2020 | 4 | 28 | 22 | 1178.6 | 37.9 | 10937 | 0
SOUTHERN CROSS DC TIE | 2020 | 5 | 28 | 22 | 701.4 | 14.7 | 6508 | 0
SOUTHERN CROSS DC TIE | 2020 | 6 | 28 | 22 | 0 | 0 | 0 | 0
SOUTHERN CROSS DC TIE | 2020 | 7 | 28 | 22 | 1050.3 | 20 | 11416 | 0
SOUTHERN CROSS DC TIE | 2020 | 8 | 28 | 22 | 1114.8 | 24.4 | 12117 | 0
SOUTHERN CROSS DC TIE | 2020 | 9 | 28 | 22 | 1775.2 | 57.9 | 19296 | 0
SOUTHERN CROSS DC TIE | 2020 | 10 | 28 | 22 | 2089.6 | 77.3 | 19391 | 0
SOUTHERN CROSS DC TIE | 2020 | 11 | 28 | 22 | 1548.3 | 39.1 | 14368 | 0
SOUTHERN CROSS DC TIE | 2020 | 12 | 28 | 22 | 1195.4 | 28.1 | 11093 | 0
SOUTHERN CROSS DC TIE | 2020 | 1 | 29 | 22 | 0 | 0 | 0 | 0
SOUTHERN CROSS DC TIE | 2020 | 2 | 29 | 22 | 940.3 | 16.7 | 8726 | 0
SOUTHERN CROSS DC TIE | 2020 | 3 | 29 | 22 | 1954.4 | 70.4 | 18136 | 0
SOUTHERN CROSS DC TIE | 2020 | 4 | 29 | 22 | 1164 | 32.1 | 10801 | 0
SOUTHERN CROSS DC TIE | 2020 | 5 | 29 | 22 | 0 | 0 | 0 | 0
SOUTHERN CROSS DC TIE | 2020 | 6 | 29 | 22 | 647.3 | 10.3 | 7036 | 0
SOUTHERN CROSS DC TIE | 2020 | 7 | 29 | 22 | 811.2 | 13.1 | 8817 | 0
SOUTHERN CROSS DC TIE | 2020 | 8 | 29 | 22 | 1145.5 | 24.3 | 12451 | 0
SOUTHERN CROSS DC TIE | 2020 | 9 | 29 | 22 | 1017.6 | 19.5 | 11061 | 0
SOUTHERN CROSS DC TIE | 2020 | 10 | 29 | 22 | 1164 | 25.5 | 10802 | 0
SOUTHERN CROSS DC TIE | 2020 | 11 | 29 | 22 | 900.1 | 16 | 8353 | 0
SOUTHERN CROSS DC TIE | 2020 | 12 | 29 | 22 | 2001.7 | 71 | 18575 | 0
SOUTHERN CROSS DC TIE | 2020 | 1 | 30 | 22 | 155.3 | 0.5 | 1440 | 0
SOUTHERN CROSS DC TIE | 2020 | 3 | 30 | 22 | 1475.7 | 40.4 | 13694 | 0
SOUTHERN CROSS DC TIE | 2020 | 4 | 30 | 22 | 241.7 | 1.2 | 2242 | 0
SOUTHERN CROSS DC TIE | 2020 | 5 | 30 | 22 | 491.1 | 5 | 4557 | 0
SOUTHERN CROSS DC TIE | 2020 | 6 | 30 | 22 | 1501.2 | 45 | 16318 | 0
SOUTHERN CROSS DC TIE | 2020 | 7 | 30 | 22 | 0 | 0 | 0 | 0
SOUTHERN CROSS DC TIE | 2020 | 8 | 30 | 22 | 0 | 0 | 0 | 0
SOUTHERN CROSS DC TIE | 2020 | 9 | 30 | 22 | 123.5 | 0.3 | 1342 | 0
SOUTHERN CROSS DC TIE | 2020 | 10 | 30 | 22 | 2102.9 | 79.3 | 19514 | 0
SOUTHERN CROSS DC TIE | 2020 | 11 | 30 | 22 | 640.7 | 7.9 | 5945 | 0
SOUTHERN CROSS DC TIE | 2020 | 12 | 30 | 22 | 2088.5 | 80 | 19380 | 0
SOUTHERN CROSS DC TIE | 2020 | 1 | 31 | 22 | 305.1 | 1.6 | 2831 | 0
SOUTHERN CROSS DC TIE | 2020 | 3 | 31 | 22 | 2057.3 | 79.1 | 19091 | 0
SOUTHERN CROSS DC TIE | 2020 | 5 | 31 | 22 | 613.5 | 7.3 | 5693 | 0
SOUTHERN CROSS DC TIE | 2020 | 7 | 31 | 22 | 352.1 | 2.5 | 3827 | 0
SOUTHERN CROSS DC TIE | 2020 | 8 | 31 | 22 | 0 | 0 | 0 | 0
SOUTHERN CROSS DC TIE | 2020 | 10 | 31 | 22 | 1125.3 | 19.9 | 10442 | 0
SOUTHERN CROSS DC TIE | 2020 | 12 | 31 | 22 | 1864.4 | 67.8 | 17301 | 0
SOUTHERN CROSS DC TIE | 2020 | 1 | 1 | 23 | 1112.4 | 24.5 | 10323 | 0
SOUTHERN CROSS DC TIE | 2020 | 2 | 1 | 23 | 2073.1 | 78 | 19238 | 0
SOUTHERN CROSS DC TIE | 2020 | 3 | 1 | 23 | 58.2 | 0.1 | 540 | 0
SOUTHERN CROSS DC TIE | 2020 | 4 | 1 | 23 | 1603.7 | 38.7 | 14882 | 0
SOUTHERN CROSS DC TIE | 2020 | 5 | 1 | 23 | 243.5 | 1 | 2260 | 0
SOUTHERN CROSS DC TIE | 2020 | 6 | 1 | 23 | 951.5 | 18.9 | 10342 | 0
SOUTHERN CROSS DC TIE | 2020 | 7 | 1 | 23 | 1974.2 | 79 | 21459 | 0
SOUTHERN CROSS DC TIE | 2020 | 8 | 1 | 23 | 0 | 0 | 0 | 0
SOUTHERN CROSS DC TIE | 2020 | 9 | 1 | 23 | 12.3 | 0 | 133 | 0
SOUTHERN CROSS DC TIE | 2020 | 10 | 1 | 23 | 469.6 | 5.5 | 4358 | 0
SOUTHERN CROSS DC TIE | 2020 | 11 | 1 | 23 | 555.6 | 5.5 | 5155 | 0
SOUTHERN CROSS DC TIE | 2020 | 12 | 1 | 23 | 1354.6 | 39.8 | 12570 | 0
SOUTHERN CROSS DC TIE | 2020 | 1 | 2 | 23 | 483.1 | 4.6 | 4483 | 0
SOUTHERN CROSS DC TIE | 2020 | 2 | 2 | 23 | 2067.6 | 78.5 | 19187 | 0
SOUTHERN CROSS DC TIE | 2020 | 3 | 2 | 23 | 2073.1 | 70.9 | 19238 | 0
SOUTHERN CROSS DC TIE | 2020 | 4 | 2 | 23 | 399 | 3.1 | 3702 | 0
SOUTHERN CROSS DC TIE | 2020 | 5 | 2 | 23 | 0 | 0 | 0 | 0
SOUTHERN CROSS DC TIE | 2020 | 6 | 2 | 23 | 103.7 | 0.2 | 1127 | 0
SOUTHERN CROSS DC TIE | 2020 | 7 | 2 | 23 | 1651 | 46.2 | 17946 | 0
SOUTHERN CROSS DC TIE | 2020 | 8 | 2 | 23 | 0 | 0 | 0 | 0
SOUTHERN CROSS DC TIE | 2020 | 9 | 2 | 23 | 0 | 0 | 0 | 0
SOUTHERN CROSS DC TIE | 2020 | 10 | 2 | 23 | 1786.9 | 52.5 | 16582 | 0
SOUTHERN CROSS DC TIE | 2020 | 11 | 2 | 23 | 27.7 | 0 | 256 | 0
SOUTHERN CROSS DC TIE | 2020 | 12 | 2 | 23 | 1131.3 | 24.2 | 10498 | 0
SOUTHERN CROSS DC TIE | 2020 | 1 | 3 | 23 | 476.6 | 3.9 | 4423 | 0
SOUTHERN CROSS DC TIE | 2020 | 2 | 3 | 23 | 1204.1 | 24.7 | 11174 | 0
SOUTHERN CROSS DC TIE | 2020 | 3 | 3 | 23 | 2078.6 | 77.8 | 19289 | 0
SOUTHERN CROSS DC TIE | 2020 | 4 | 3 | 23 | 735.4 | 9.7 | 6824 | 0
SOUTHERN CROSS DC TIE | 2020 | 5 | 3 | 23 | 347.2 | 2 | 3221 | 0
SOUTHERN CROSS DC TIE | 2020 | 6 | 3 | 23 | 768.6 | 12.6 | 8354 | 0
SOUTHERN CROSS DC TIE | 2020 | 7 | 3 | 23 | 1288.3 | 29.8 | 14003 | 0
SOUTHERN CROSS DC TIE | 2020 | 8 | 3 | 23 | 49.7 | 0 | 540 | 0
SOUTHERN CROSS DC TIE | 2020 | 9 | 3 | 23 | 0 | 0 | 0 | 0
SOUTHERN CROSS DC TIE | 2020 | 10 | 3 | 23 | 636.7 | 8.1 | 5908 | 0
SOUTHERN CROSS DC TIE | 2020 | 11 | 3 | 23 | 803.4 | 12.3 | 7455 | 0
SOUTHERN CROSS DC TIE | 2020 | 12 | 3 | 23 | 1468.1 | 38.7 | 13624 | 0
SOUTHERN CROSS DC TIE | 2020 | 1 | 4 | 23 | 1360.9 | 38 | 12628 | 0
SOUTHERN CROSS DC TIE | 2020 | 2 | 4 | 23 | 1709 | 44.8 | 15859 | 0
SOUTHERN CROSS DC TIE | 2020 | 3 | 4 | 23 | 2095.1 | 83.3 | 19442 | 0
SOUTHERN CROSS DC TIE | 2020 | 4 | 4 | 23 | 506.9 | 4.5 | 4704 | 0
SOUTHERN CROSS DC TIE | 2020 | 5 | 4 | 23 | 366.1 | 2.5 | 3396 | 0
SOUTHERN CROSS DC TIE | 2020 | 6 | 4 | 23 | 781.2 | 12.4 | 8491 | 0
SOUTHERN CROSS DC TIE | 2020 | 7 | 4 | 23 | 1523.7 | 42.3 | 16562 | 0
SOUTHERN CROSS DC TIE | 2020 | 8 | 4 | 23 | 0 | 0 | 0 | 0
SOUTHERN CROSS DC TIE | 2020 | 9 | 4 | 23 | 0 | 0 | 0 | 0
SOUTHERN CROSS DC TIE | 2020 | 10 | 4 | 23 | 238.4 | 1.2 | 2212 | 0
SOUTHERN CROSS DC TIE | 2020 | 11 | 4 | 23 | 1887.4 | 63 | 17514 | 0
SOUTHERN CROSS DC TIE | 2020 | 12 | 4 | 23 | 1067.4 | 22.5 | 9905 | 0
SOUTHERN CROSS DC TIE | 2020 | 1 | 5 | 23 | 1177.8 | 26.9 | 10929 | 0
SOUTHERN CROSS DC TIE | 2020 | 2 | 5 | 23 | 1772 | 54.8 | 16443 | 0
SOUTHERN CROSS DC TIE | 2020 | 3 | 5 | 23 | 2119 | 91.2 | 19664 | 0
SOUTHERN CROSS DC TIE | 2020 | 4 | 5 | 23 | 230.6 | 0.9 | 2140 | 0
SOUTHERN CROSS DC TIE | 2020 | 5 | 5 | 23 | 191.7 | 0.6 | 1779 | 0
SOUTHERN CROSS DC TIE | 2020 | 6 | 5 | 23 | 0 | 0 | 0 | 0
SOUTHERN CROSS DC TIE | 2020 | 7 | 5 | 23 | 1401.9 | 38.2 | 15238 | 0
SOUTHERN CROSS DC TIE | 2020 | 8 | 5 | 23 | 309.7 | 1.9 | 3366 | 0
SOUTHERN CROSS DC TIE | 2020 | 9 | 5 | 23 | 0 | 0 | 0 | 0
SOUTHERN CROSS DC TIE | 2020 | 10 | 5 | 23 | 36 | 0 | 333 | 0
SOUTHERN CROSS DC TIE | 2020 | 11 | 5 | 23 | 2032.2 | 68.7 | 18858 | 0
SOUTHERN CROSS DC TIE | 2020 | 12 | 5 | 23 | 2082.6 | 80.9 | 19326 | 0
SOUTHERN CROSS DC TIE | 2020 | 1 | 6 | 23 | 1242.5 | 30.7 | 11530 | 0
SOUTHERN CROSS DC TIE | 2020 | 2 | 6 | 23 | 1793.3 | 52.2 | 16641 | 0
SOUTHERN CROSS DC TIE | 2020 | 3 | 6 | 23 | 2077.3 | 70.9 | 19277 | 0
SOUTHERN CROSS DC TIE | 2020 | 4 | 6 | 23 | 410 | 3.3 | 3805 | 0
SOUTHERN CROSS DC TIE | 2020 | 5 | 6 | 23 | 363.3 | 2.4 | 3371 | 0
SOUTHERN CROSS DC TIE | 2020 | 6 | 6 | 23 | 174.8 | 0.6 | 1900 | 0
SOUTHERN CROSS DC TIE | 2020 | 7 | 6 | 23 | 1567.5 | 45.6 | 17038 | 0
SOUTHERN CROSS DC TIE | 2020 | 8 | 6 | 23 | 1549.4 | 38.3 | 16841 | 0
SOUTHERN CROSS DC TIE | 2020 | 9 | 6 | 23 | 0 | 0 | 0 | 0
SOUTHERN CROSS DC TIE | 2020 | 10 | 6 | 23 | 2083.3 | 113.8 | 19333 | 0
SOUTHERN CROSS DC TIE | 2020 | 11 | 6 | 23 | 944.5 | 17 | 8765 | 0
SOUTHERN CROSS DC TIE | 2020 | 12 | 6 | 23 | 945.9 | 17.7 | 8777 | 0
SOUTHERN CROSS DC TIE | 2020 | 1 | 7 | 23 | 479.6 | 3.9 | 4451 | 0
SOUTHERN CROSS DC TIE | 2020 | 2 | 7 | 23 | 419.3 | 3.4 | 3891 | 0
SOUTHERN CROSS DC TIE | 2020 | 3 | 7 | 23 | 1905.4 | 58.7 | 17682 | 0
SOUTHERN CROSS DC TIE | 2020 | 4 | 7 | 23 | 233 | 1 | 2161 | 0
SOUTHERN CROSS DC TIE | 2020 | 5 | 7 | 23 | 426.1 | 3.7 | 3953 | 0
SOUTHERN CROSS DC TIE | 2020 | 6 | 7 | 23 | 0 | 0 | 0 | 0
SOUTHERN CROSS DC TIE | 2020 | 7 | 7 | 23 | 1531.5 | 43.3 | 16646 | 0
SOUTHERN CROSS DC TIE | 2020 | 8 | 7 | 23 | 1097.9 | 19.3 | 11934 | 0
SOUTHERN CROSS DC TIE | 2020 | 9 | 7 | 23 | 443.4 | 3.6 | 4819 | 0
SOUTHERN CROSS DC TIE | 2020 | 10 | 7 | 23 | 2093.6 | 62 | 19428 | 0
SOUTHERN CROSS DC TIE | 2020 | 11 | 7 | 23 | 1881.9 | 72.9 | 17464 | 0
SOUTHERN CROSS DC TIE | 2020 | 12 | 7 | 23 | 421.3 | 3.4 | 3909 | 0
SOUTHERN CROSS DC TIE | 2020 | 1 | 8 | 23 | 833.5 | 13.1 | 7734 | 0
SOUTHERN CROSS DC TIE | 2020 | 2 | 8 | 23 | 1854.6 | 57.6 | 17211 | 0
SOUTHERN CROSS DC TIE | 2020 | 3 | 8 | 23 | 1201.7 | 25.6 | 11152 | 0
SOUTHERN CROSS DC TIE | 2020 | 4 | 8 | 23 | 1445.6 | 38 | 13415 | 0
SOUTHERN CROSS DC TIE | 2020 | 5 | 8 | 23 | 620.8 | 7.5 | 5761 | 0
SOUTHERN CROSS DC TIE | 2020 | 6 | 8 | 23 | 127.9 | 0.3 | 1390 | 0
SOUTHERN CROSS DC TIE | 2020 | 7 | 8 | 23 | 1429.1 | 29.5 | 15533 | 0
SOUTHERN CROSS DC TIE | 2020 | 8 | 8 | 23 | 46.8 | 0 | 508 | 0
SOUTHERN CROSS DC TIE | 2020 | 9 | 8 | 23 | 423.4 | 3 | 4601 | 0
SOUTHERN CROSS DC TIE | 2020 | 10 | 8 | 23 | 1809.7 | 51.7 | 16793 | 0
SOUTHERN CROSS DC TIE | 2020 | 11 | 8 | 23 | 630.9 | 8 | 5854 | 0
SOUTHERN CROSS DC TIE | 2020 | 12 | 8 | 23 | 712.3 | 9.4 | 6610 | 0
SOUTHERN CROSS DC TIE | 2020 | 1 | 9 | 23 | 746.6 | 10.4 | 6928 | 0
SOUTHERN CROSS DC TIE | 2020 | 2 | 9 | 23 | 1638 | 54.1 | 15200 | 0
SOUTHERN CROSS DC TIE | 2020 | 3 | 9 | 23 | 1773.2 | 55.5 | 16455 | 0
SOUTHERN CROSS DC TIE | 2020 | 4 | 9 | 23 | 1421.3 | 33.9 | 13189 | 0
SOUTHERN CROSS DC TIE | 2020 | 5 | 9 | 23 | 873.7 | 14.2 | 8107 | 0
SOUTHERN CROSS DC TIE | 2020 | 6 | 9 | 23 | 819.3 | 14.2 | 8905 | 0
SOUTHERN CROSS DC TIE | 2020 | 7 | 9 | 23 | 1260.6 | 25.4 | 13703 | 0
SOUTHERN CROSS DC TIE | 2020 | 8 | 9 | 23 | 70.2 | 0.1 | 762 | 0
SOUTHERN CROSS DC TIE | 2020 | 9 | 9 | 23 | 0 | 0 | 0 | 0
SOUTHERN CROSS DC TIE | 2020 | 10 | 9 | 23 | 694.1 | 10.4 | 6441 | 0
SOUTHERN CROSS DC TIE | 2020 | 11 | 9 | 23 | 0 | 0 | 0 | 0
SOUTHERN CROSS DC TIE | 2020 | 12 | 9 | 23 | 1616 | 48.2 | 14996 | 0
SOUTHERN CROSS DC TIE | 2020 | 1 | 10 | 23 | 1262.4 | 31.7 | 11714 | 0
SOUTHERN CROSS DC TIE | 2020 | 2 | 10 | 23 | 968.5 | 19 | 8987 | 0
SOUTHERN CROSS DC TIE | 2020 | 3 | 10 | 23 | 2073.3 | 74.8 | 19239 | 0
SOUTHERN CROSS DC TIE | 2020 | 4 | 10 | 23 | 1445.6 | 35.4 | 13414 | 0
SOUTHERN CROSS DC TIE | 2020 | 5 | 10 | 23 | 625.4 | 7.7 | 5803 | 0
SOUTHERN CROSS DC TIE | 2020 | 6 | 10 | 23 | 846.5 | 13.6 | 9201 | 0
SOUTHERN CROSS DC TIE | 2020 | 7 | 10 | 23 | 757.6 | 9.2 | 8235 | 0
SOUTHERN CROSS DC TIE | 2020 | 8 | 10 | 23 | 0 | 0 | 0 | 0
SOUTHERN CROSS DC TIE | 2020 | 9 | 10 | 23 | 29.8 | 0 | 324 | 0
SOUTHERN CROSS DC TIE | 2020 | 10 | 10 | 23 | 598.2 | 7 | 5551 | 0
SOUTHERN CROSS DC TIE | 2020 | 11 | 10 | 23 | 2070.2 | 68.3 | 19211 | 0
SOUTHERN CROSS DC TIE | 2020 | 12 | 10 | 23 | 766 | 10 | 7108 | 0
SOUTHERN CROSS DC TIE | 2020 | 1 | 11 | 23 | 1125.8 | 24.3 | 10447 | 0
SOUTHERN CROSS DC TIE | 2020 | 2 | 11 | 23 | 1061.2 | 19.9 | 9847 | 0
SOUTHERN CROSS DC TIE | 2020 | 3 | 11 | 23 | 2084.2 | 76.7 | 19341 | 0
SOUTHERN CROSS DC TIE | 2020 | 4 | 11 | 23 | 946 | 17.7 | 8779 | 0
SOUTHERN CROSS DC TIE | 2020 | 5 | 11 | 23 | 263.5 | 1.4 | 2445 | 0
SOUTHERN CROSS DC TIE | 2020 | 6 | 11 | 23 | 707.8 | 11.1 | 7693 | 0
SOUTHERN CROSS DC TIE | 2020 | 7 | 11 | 23 | 0 | 0 | 0 | 0
SOUTHERN CROSS DC TIE | 2020 | 8 | 11 | 23 | 0 | 0 | 0 | 0
SOUTHERN CROSS DC TIE | 2020 | 9 | 11 | 23 | 303.9 | 1.8 | 3303 | 0
SOUTHERN CROSS DC TIE | 2020 | 10 | 11 | 23 | 0 | 0 | 0 | 0
SOUTHERN CROSS DC TIE | 2020 | 11 | 11 | 23 | 2100.1 | 82.6 | 19489 | 0
SOUTHERN CROSS DC TIE | 2020 | 12 | 11 | 23 | 1860.6 | 57.9 | 17266 | 0
SOUTHERN CROSS DC TIE | 2020 | 1 | 12 | 23 | 1144.6 | 24.3 | 10621 | 0
SOUTHERN CROSS DC TIE | 2020 | 2 | 12 | 23 | 2074.2 | 79.1 | 19248 | 0
SOUTHERN CROSS DC TIE | 2020 | 3 | 12 | 23 | 1550.1 | 38 | 14385 | 0
SOUTHERN CROSS DC TIE | 2020 | 4 | 12 | 23 | 474.3 | 4.2 | 4401 | 0
SOUTHERN CROSS DC TIE | 2020 | 5 | 12 | 23 | 187.8 | 0.7 | 1743 | 0
SOUTHERN CROSS DC TIE | 2020 | 6 | 12 | 23 | 0 | 0 | 0 | 0
SOUTHERN CROSS DC TIE | 2020 | 7 | 12 | 23 | 0 | 0 | 0 | 0
SOUTHERN CROSS DC TIE | 2020 | 8 | 12 | 23 | 290.4 | 1.6 | 3156 | 0
SOUTHERN CROSS DC TIE | 2020 | 9 | 12 | 23 | 415 | 3.5 | 4510 | 0
SOUTHERN CROSS DC TIE | 2020 | 10 | 12 | 23 | 2098.6 | 76.9 | 19474 | 0
SOUTHERN CROSS DC TIE | 2020 | 11 | 12 | 23 | 1795.8 | 72.7 | 16665 | 0
SOUTHERN CROSS DC TIE | 2020 | 12 | 12 | 23 | 2088.3 | 78.6 | 19379 | 0
SOUTHERN CROSS DC TIE | 2020 | 1 | 13 | 23 | 853.5 | 12.8 | 7920 | 0
SOUTHERN CROSS DC TIE | 2020 | 2 | 13 | 23 | 1513.1 | 36.8 | 14041 | 0
SOUTHERN CROSS DC TIE | 2020 | 3 | 13 | 23 | 1673.3 | 50.7 | 15527 | 0
SOUTHERN CROSS DC TIE | 2020 | 4 | 13 | 23 | 1037.2 | 23.7 | 9624 | 0
SOUTHERN CROSS DC TIE | 2020 | 5 | 13 | 23 | 294.6 | 1.8 | 2734 | 0
SOUTHERN CROSS DC TIE | 2020 | 6 | 13 | 23 | 587 | 7.4 | 6380 | 0
SOUTHERN CROSS DC TIE | 2020 | 7 | 13 | 23 | 42.4 | 0 | 460 | 0
SOUTHERN CROSS DC TIE | 2020 | 8 | 13 | 23 | 0 | 0 | 0 | 0
SOUTHERN CROSS DC TIE | 2020 | 9 | 13 | 23 | 1077.9 | 24.8 | 11716 | 0
SOUTHERN CROSS DC TIE | 2020 | 10 | 13 | 23 | 2099.7 | 83.3 | 19484 | 0
SOUTHERN CROSS DC TIE | 2020 | 11 | 13 | 23 | 712.1 | 10.5 | 6608 | 0
SOUTHERN CROSS DC TIE | 2020 | 12 | 13 | 23 | 220.3 | 1 | 2044 | 0
SOUTHERN CROSS DC TIE | 2020 | 1 | 14 | 23 | 1209.3 | 29 | 11222 | 0
SOUTHERN CROSS DC TIE | 2020 | 2 | 14 | 23 | 401.7 | 3.3 | 3728 | 0
SOUTHERN CROSS DC TIE | 2020 | 3 | 14 | 23 | 1687.5 | 51.6 | 15660 | 0
SOUTHERN CROSS DC TIE | 2020 | 4 | 14 | 23 | 618.9 | 8.6 | 5743 | 0
SOUTHERN CROSS DC TIE | 2020 | 5 | 14 | 23 | 803.8 | 13 | 7459 | 0
SOUTHERN CROSS DC TIE | 2020 | 6 | 14 | 23 | 408.5 | 3.2 | 4440 | 0
SOUTHERN CROSS DC TIE | 2020 | 7 | 14 | 23 | 758 | 10.6 | 8239 | 0
SOUTHERN CROSS DC TIE | 2020 | 8 | 14 | 23 | 0 | 0 | 0 | 0
SOUTHERN CROSS DC TIE | 2020 | 9 | 14 | 23 | 0 | 0 | 0 | 0
SOUTHERN CROSS DC TIE | 2020 | 10 | 14 | 23 | 1812.6 | 58.4 | 16821 | 0
SOUTHERN CROSS DC TIE | 2020 | 11 | 14 | 23 | 1746.1 | 43.4 | 16204 | 0
SOUTHERN CROSS DC TIE | 2020 | 12 | 14 | 23 | 290 | 1.6 | 2690 | 0
SOUTHERN CROSS DC TIE | 2020 | 1 | 15 | 23 | 2089.8 | 75.9 | 19393 | 0
SOUTHERN CROSS DC TIE | 2020 | 2 | 15 | 23 | 298.8 | 1.8 | 2773 | 0
SOUTHERN CROSS DC TIE | 2020 | 3 | 15 | 23 | 1436.9 | 38.1 | 13334 | 0
SOUTHERN CROSS DC TIE | 2020 | 4 | 15 | 23 | 900.1 | 14.1 | 8353 | 0
SOUTHERN CROSS DC TIE | 2020 | 5 | 15 | 23 | 1425.5 | 38.8 | 13228 | 0
SOUTHERN CROSS DC TIE | 2020 | 6 | 15 | 23 | 519.3 | 4.6 | 5644 | 0
SOUTHERN CROSS DC TIE | 2020 | 7 | 15 | 23 | 807 | 11.7 | 8771 | 0
SOUTHERN CROSS DC TIE | 2020 | 8 | 15 | 23 | 47.7 | 0.1 | 518 | 0
SOUTHERN CROSS DC TIE | 2020 | 9 | 15 | 23 | 459.8 | 5.4 | 4998 | 0
SOUTHERN CROSS DC TIE | 2020 | 10 | 15 | 23 | 717.2 | 11.1 | 6655 | 0
SOUTHERN CROSS DC TIE | 2020 | 11 | 15 | 23 | 588.8 | 7.4 | 5463 | 0
SOUTHERN CROSS DC TIE | 2020 | 12 | 15 | 23 | 2099.4 | 80.4 | 19482 | 0
SOUTHERN CROSS DC TIE | 2020 | 1 | 16 | 23 | 1780.1 | 60 | 16519 | 0
SOUTHERN CROSS DC TIE | 2020 | 2 | 16 | 23 | 990.7 | 17.8 | 9193 | 0
SOUTHERN CROSS DC TIE | 2020 | 3 | 16 | 23 | 2076.9 | 75.1 | 19273 | 0
SOUTHERN CROSS DC TIE | 2020 | 4 | 16 | 23 | 117.2 | 0.3 | 1087 | 0
SOUTHERN CROSS DC TIE | 2020 | 5 | 16 | 23 | 2081.5 | 75.2 | 19316 | 0
SOUTHERN CROSS DC TIE | 2020 | 6 | 16 | 23 | 1791 | 51 | 19468 | 0
SOUTHERN CROSS DC TIE | 2020 | 7 | 16 | 23 | 550.8 | 7 | 5987 | 0
SOUTHERN CROSS DC TIE | 2020 | 8 | 16 | 23 | 0 | 0 | 0 | 0
SOUTHERN CROSS DC TIE | 2020 | 9 | 16 | 23 | 236.2 | 1 | 2567 | 0
SOUTHERN CROSS DC TIE | 2020 | 10 | 16 | 23 | 2086.5 | 70.4 | 19362 | 0
SOUTHERN CROSS DC TIE | 2020 | 11 | 16 | 23 | 1452.8 | 44.6 | 13481 | 0
SOUTHERN CROSS DC TIE | 2020 | 12 | 16 | 23 | 1895.1 | 58.2 | 17586 | 0
SOUTHERN CROSS DC TIE | 2020 | 1 | 17 | 23 | 1176.2 | 25.1 | 10915 | 0
SOUTHERN CROSS DC TIE | 2020 | 2 | 17 | 23 | 392.7 | 2.8 | 3644 | 0
SOUTHERN CROSS DC TIE | 2020 | 3 | 17 | 23 | 2070.6 | 70.3 | 19214 | 0
SOUTHERN CROSS DC TIE | 2020 | 4 | 17 | 23 | 1119.9 | 23.1 | 10392 | 0
SOUTHERN CROSS DC TIE | 2020 | 5 | 17 | 23 | 630.1 | 8.5 | 5847 | 0
SOUTHERN CROSS DC TIE | 2020 | 6 | 17 | 23 | 1138.5 | 23.1 | 12375 | 0
SOUTHERN CROSS DC TIE | 2020 | 7 | 17 | 23 | 422 | 3.4 | 4586 | 0
SOUTHERN CROSS DC TIE | 2020 | 8 | 17 | 23 | 294.5 | 2 | 3201 | 0
SOUTHERN CROSS DC TIE | 2020 | 9 | 17 | 23 | 466 | 4.2 | 5065 | 0
SOUTHERN CROSS DC TIE | 2020 | 10 | 17 | 23 | 1256.9 | 27.1 | 11663 | 0
SOUTHERN CROSS DC TIE | 2020 | 11 | 17 | 23 | 787.5 | 10.1 | 7308 | 0
SOUTHERN CROSS DC TIE | 2020 | 12 | 17 | 23 | 1321.4 | 30.6 | 12262 | 0
SOUTHERN CROSS DC TIE | 2020 | 1 | 18 | 23 | 950 | 16.4 | 8816 | 0
SOUTHERN CROSS DC TIE | 2020 | 2 | 18 | 23 | 286.8 | 1.6 | 2661 | 0
SOUTHERN CROSS DC TIE | 2020 | 3 | 18 | 23 | 1659.4 | 43.1 | 15399 | 0
SOUTHERN CROSS DC TIE | 2020 | 4 | 18 | 23 | 407 | 3.1 | 3776 | 0
SOUTHERN CROSS DC TIE | 2020 | 5 | 18 | 23 | 610.8 | 6.6 | 5668 | 0
SOUTHERN CROSS DC TIE | 2020 | 6 | 18 | 23 | 247.4 | 1.1 | 2688 | 0
SOUTHERN CROSS DC TIE | 2020 | 7 | 18 | 23 | 0 | 0 | 0 | 0
SOUTHERN CROSS DC TIE | 2020 | 8 | 18 | 23 | 305.6 | 1.5 | 3322 | 0
SOUTHERN CROSS DC TIE | 2020 | 9 | 18 | 23 | 0 | 0 | 0 | 0
SOUTHERN CROSS DC TIE | 2020 | 10 | 18 | 23 | 1117.1 | 24.5 | 10366 | 0
SOUTHERN CROSS DC TIE | 2020 | 11 | 18 | 23 | 500.7 | 4.4 | 4646 | 0
SOUTHERN CROSS DC TIE | 2020 | 12 | 18 | 23 | 1213.9 | 26.1 | 11264 | 0
SOUTHERN CROSS DC TIE | 2020 | 1 | 19 | 23 | 851.6 | 13.4 | 7902 | 0
SOUTHERN CROSS DC TIE | 2020 | 2 | 19 | 23 | 0.3 | 0 | 2 | 0
SOUTHERN CROSS DC TIE | 2020 | 3 | 19 | 23 | 833.2 | 14.3 | 7732 | 0
SOUTHERN CROSS DC TIE | 2020 | 4 | 19 | 23 | 407.7 | 2.8 | 3783 | 0
SOUTHERN CROSS DC TIE | 2020 | 5 | 19 | 23 | 487.9 | 4.6 | 4527 | 0
SOUTHERN CROSS DC TIE | 2020 | 6 | 19 | 23 | 219 | 1.1 | 2380 | 0
SOUTHERN CROSS DC TIE | 2020 | 7 | 19 | 23 | 0 | 0 | 0 | 0
SOUTHERN CROSS DC TIE | 2020 | 8 | 19 | 23 | 477.3 | 4.4 | 5187 | 0
SOUTHERN CROSS DC TIE | 2020 | 9 | 19 | 23 | 321.2 | 1.8 | 3491 | 0
SOUTHERN CROSS DC TIE | 2020 | 10 | 19 | 23 | 1092.8 | 19.7 | 10141 | 0
SOUTHERN CROSS DC TIE | 2020 | 11 | 19 | 23 | 1327.6 | 29.2 | 12320 | 0
SOUTHERN CROSS DC TIE | 2020 | 12 | 19 | 23 | 454.3 | 4.3 | 4215 | 0
SOUTHERN CROSS DC TIE | 2020 | 1 | 20 | 23 | 268.7 | 1.3 | 2493 | 0
SOUTHERN CROSS DC TIE | 2020 | 2 | 20 | 23 | 670 | 8.6 | 6217 | 0
SOUTHERN CROSS DC TIE | 2020 | 3 | 20 | 23 | 2077 | 83.7 | 19274 | 0
SOUTHERN CROSS DC TIE | 2020 | 4 | 20 | 23 | 78.1 | 0.1 | 724 | 0
SOUTHERN CROSS DC TIE | 2020 | 5 | 20 | 23 | 1583.3 | 47.1 | 14692 | 0
SOUTHERN CROSS DC TIE | 2020 | 6 | 20 | 23 | 425.1 | 3.5 | 4620 | 0
SOUTHERN CROSS DC TIE | 2020 | 7 | 20 | 23 | 1369.9 | 35.5 | 14890 | 0
SOUTHERN CROSS DC TIE | 2020 | 8 | 20 | 23 | 0 | 0 | 0 | 0
SOUTHERN CROSS DC TIE | 2020 | 9 | 20 | 23 | 188.5 | 0.6 | 2049 | 0
SOUTHERN CROSS DC TIE | 2020 | 10 | 20 | 23 | 1242.8 | 28.1 | 11532 | 0
SOUTHERN CROSS DC TIE | 2020 | 11 | 20 | 23 | 522.5 | 4.8 | 4849 | 0
SOUTHERN CROSS DC TIE | 2020 | 12 | 20 | 23 | 726.3 | 10.4 | 6740 | 0
SOUTHERN CROSS DC TIE | 2020 | 1 | 21 | 23 | 182.1 | 0.5 | 1689 | 0
SOUTHERN CROSS DC TIE | 2020 | 2 | 21 | 23 | 0 | 0 | 0 | 0
SOUTHERN CROSS DC TIE | 2020 | 3 | 21 | 23 | 1776.3 | 57.4 | 16483 | 0
SOUTHERN CROSS DC TIE | 2020 | 4 | 21 | 23 | 1647.6 | 49.4 | 15289 | 0
SOUTHERN CROSS DC TIE | 2020 | 5 | 21 | 23 | 689.7 | 9.2 | 6400 | 0
SOUTHERN CROSS DC TIE | 2020 | 6 | 21 | 23 | 562 | 6.3 | 6108 | 0
SOUTHERN CROSS DC TIE | 2020 | 7 | 21 | 23 | 1457.6 | 45 | 15844 | 0
SOUTHERN CROSS DC TIE | 2020 | 8 | 21 | 23 | 0 | 0 | 0 | 0
SOUTHERN CROSS DC TIE | 2020 | 9 | 21 | 23 | 0 | 0 | 0 | 0
SOUTHERN CROSS DC TIE | 2020 | 10 | 21 | 23 | 1120.1 | 20.5 | 10394 | 0
SOUTHERN CROSS DC TIE | 2020 | 11 | 21 | 23 | 1352.9 | 30.8 | 12554 | 0
SOUTHERN CROSS DC TIE | 2020 | 12 | 21 | 23 | 288.4 | 1.4 | 2676 | 0
SOUTHERN CROSS DC TIE | 2020 | 1 | 22 | 23 | 512.5 | 4.1 | 4755 | 0
SOUTHERN CROSS DC TIE | 2020 | 2 | 22 | 23 | 1270.1 | 31.6 | 11786 | 0
SOUTHERN CROSS DC TIE | 2020 | 3 | 22 | 23 | 1573.6 | 46.8 | 14603 | 0
SOUTHERN CROSS DC TIE | 2020 | 4 | 22 | 23 | 607.5 | 7 | 5637 | 0
SOUTHERN CROSS DC TIE | 2020 | 5 | 22 | 23 | 994.6 | 19.3 | 9229 | 0
SOUTHERN CROSS DC TIE | 2020 | 6 | 22 | 23 | 18.3 | 0 | 199 | 0
SOUTHERN CROSS DC TIE | 2020 | 7 | 22 | 23 | 2001.5 | 72.8 | 21755 | 0
SOUTHERN CROSS DC TIE | 2020 | 8 | 22 | 23 | 117.2 | 0.3 | 1274 | 0
SOUTHERN CROSS DC TIE | 2020 | 9 | 22 | 23 | 0 | 0 | 0 | 0
SOUTHERN CROSS DC TIE | 2020 | 10 | 22 | 23 | 1316.5 | 34.6 | 12217 | 0
SOUTHERN CROSS DC TIE | 2020 | 11 | 22 | 23 | 1658 | 50.9 | 15386 | 0
SOUTHERN CROSS DC TIE | 2020 | 12 | 22 | 23 | 1649.9 | 43.6 | 15310 | 0
SOUTHERN CROSS DC TIE | 2020 | 1 | 23 | 23 | 712.4 | 8.3 | 6611 | 0
SOUTHERN CROSS DC TIE | 2020 | 2 | 23 | 23 | 2099.1 | 92.2 | 19479 | 0
SOUTHERN CROSS DC TIE | 2020 | 3 | 23 | 23 | 947.5 | 15 | 8792 | 0
SOUTHERN CROSS DC TIE | 2020 | 4 | 23 | 23 | 355.2 | 2.4 | 3296 | 0
SOUTHERN CROSS DC TIE | 2020 | 5 | 23 | 23 | 1268.7 | 31.1 | 11773 | 0
SOUTHERN CROSS DC TIE | 2020 | 6 | 23 | 23 | 82.6 | 0.1 | 898 | 0
SOUTHERN CROSS DC TIE | 2020 | 7 | 23 | 23 | 1876.6 | 64.8 | 20398 | 0
SOUTHERN CROSS DC TIE | 2020 | 8 | 23 | 23 | 203.9 | 0.8 | 2216 | 0
SOUTHERN CROSS DC TIE | 2020 | 9 | 23 | 23 | 402.8 | 3.2 | 4378 | 0
SOUTHERN CROSS DC TIE | 2020 | 10 | 23 | 23 | 1340.6 | 38.6 | 12441 | 0
SOUTHERN CROSS DC TIE | 2020 | 11 | 23 | 23 | 1759.6 | 60.4 | 16329 | 0
SOUTHERN CROSS DC TIE | 2020 | 12 | 23 | 23 | 1784.5 | 54.6 | 16560 | 0
SOUTHERN CROSS DC TIE | 2020 | 1 | 24 | 23 | 1260.3 | 32.6 | 11695 | 0
SOUTHERN CROSS DC TIE | 2020 | 2 | 24 | 23 | 1202.2 | 26.3 | 11156 | 0
SOUTHERN CROSS DC TIE | 2020 | 3 | 24 | 23 | 2028.5 | 73.7 | 18824 | 0
SOUTHERN CROSS DC TIE | 2020 | 4 | 24 | 23 | 0 | 0 | 0 | 0
SOUTHERN CROSS DC TIE | 2020 | 5 | 24 | 23 | 0 | 0 | 0 | 0
SOUTHERN CROSS DC TIE | 2020 | 6 | 24 | 23 | 0 | 0 | 0 | 0
SOUTHERN CROSS DC TIE | 2020 | 7 | 24 | 23 | 430.4 | 3.4 | 4677 | 0
SOUTHERN CROSS DC TIE | 2020 | 8 | 24 | 23 | 292.9 | 1.6 | 3183 | 0
SOUTHERN CROSS DC TIE | 2020 | 9 | 24 | 23 | 255.4 | 1.2 | 2776 | 0
SOUTHERN CROSS DC TIE | 2020 | 10 | 24 | 23 | 1073.3 | 22.2 | 9960 | 0
SOUTHERN CROSS DC TIE | 2020 | 11 | 24 | 23 | 1207.8 | 26.1 | 11208 | 0
SOUTHERN CROSS DC TIE | 2020 | 12 | 24 | 23 | 1646.4 | 53.3 | 15278 | 0
SOUTHERN CROSS DC TIE | 2020 | 1 | 25 | 23 | 651.9 | 7.8 | 6049 | 0
SOUTHERN CROSS DC TIE | 2020 | 2 | 25 | 23 | 1553.4 | 50.8 | 14415 | 0
SOUTHERN CROSS DC TIE | 2020 | 3 | 25 | 23 | 2088.1 | 79.5 | 19377 | 0
SOUTHERN CROSS DC TIE | 2020 | 4 | 25 | 23 | 299.8 | 1.5 | 2782 | 0
SOUTHERN CROSS DC TIE | 2020 | 5 | 25 | 23 | 0 | 0 | 0 | 0
SOUTHERN CROSS DC TIE | 2020 | 6 | 25 | 23 | 0 | 0 | 0 | 0
SOUTHERN CROSS DC TIE | 2020 | 7 | 25 | 23 | 90.7 | 0.2 | 985 | 0
SOUTHERN CROSS DC TIE | 2020 | 8 | 25 | 23 | 24.9 | 0 | 271 | 0
SOUTHERN CROSS DC TIE | 2020 | 9 | 25 | 23 | 834.1 | 13.2 | 9066 | 0
SOUTHERN CROSS DC TIE | 2020 | 10 | 25 | 23 | 2105.3 | 85.1 | 19537 | 0
SOUTHERN CROSS DC TIE | 2020 | 11 | 25 | 23 | 638.4 | 7.5 | 5924 | 0
SOUTHERN CROSS DC TIE | 2020 | 12 | 25 | 23 | 609.7 | 7 | 5657 | 0
SOUTHERN CROSS DC TIE | 2020 | 1 | 26 | 23 | 604.2 | 6.5 | 5607 | 0
SOUTHERN CROSS DC TIE | 2020 | 2 | 26 | 23 | 2078.5 | 78.7 | 19288 | 0
SOUTHERN CROSS DC TIE | 2020 | 3 | 26 | 23 | 1182.2 | 23.5 | 10970 | 0
SOUTHERN CROSS DC TIE | 2020 | 4 | 26 | 23 | 699 | 8.1 | 6486 | 0
SOUTHERN CROSS DC TIE | 2020 | 5 | 26 | 23 | 0 | 0 | 0 | 0
SOUTHERN CROSS DC TIE | 2020 | 6 | 26 | 23 | 0 | 0 | 0 | 0
SOUTHERN CROSS DC TIE | 2020 | 7 | 26 | 23 | 0 | 0 | 0 | 0
SOUTHERN CROSS DC TIE | 2020 | 8 | 26 | 23 | 968.4 | 18.8 | 10526 | 0
SOUTHERN CROSS DC TIE | 2020 | 9 | 26 | 23 | 443.2 | 3.5 | 4817 | 0
SOUTHERN CROSS DC TIE | 2020 | 10 | 26 | 23 | 385.6 | 2.9 | 3578 | 0
SOUTHERN CROSS DC TIE | 2020 | 11 | 26 | 23 | 1615.8 | 39.9 | 14994 | 0
SOUTHERN CROSS DC TIE | 2020 | 12 | 26 | 23 | 764.4 | 11.3 | 7093 | 0
SOUTHERN CROSS DC TIE | 2020 | 1 | 27 | 23 | 0 | 0 | 0 | 0
SOUTHERN CROSS DC TIE | 2020 | 2 | 27 | 23 | 2097.5 | 79.6 | 19464 | 0
SOUTHERN CROSS DC TIE | 2020 | 3 | 27 | 23 | 2082.3 | 72.7 | 19323 | 0
SOUTHERN CROSS DC TIE | 2020 | 4 | 27 | 23 | 834 | 13.6 | 7739 | 0
SOUTHERN CROSS DC TIE | 2020 | 5 | 27 | 23 | 0 | 0 | 0 | 0
SOUTHERN CROSS DC TIE | 2020 | 6 | 27 | 23 | 0 | 0 | 0 | 0
SOUTHERN CROSS DC TIE | 2020 | 7 | 27 | 23 | 1065.1 | 22.4 | 11577 | 0
SOUTHERN CROSS DC TIE | 2020 | 8 | 27 | 23 | 1203.5 | 26.7 | 13081 | 0
SOUTHERN CROSS DC TIE | 2020 | 9 | 27 | 23 | 655.5 | 8 | 7125 | 0
SOUTHERN CROSS DC TIE | 2020 | 10 | 27 | 23 | 1019.4 | 24.4 | 9459 | 0
SOUTHERN CROSS DC TIE | 2020 | 11 | 27 | 23 | 1090.1 | 21.9 | 10115 | 0
SOUTHERN CROSS DC TIE | 2020 | 12 | 27 | 23 | 528.8 | 5.6 | 4907 | 0
SOUTHERN CROSS DC TIE | 2020 | 1 | 28 | 23 | 1776 | 55.3 | 16481 | 0
SOUTHERN CROSS DC TIE | 2020 | 2 | 28 | 23 | 1611.9 | 46.2 | 14958 | 0
SOUTHERN CROSS DC TIE | 2020 | 3 | 28 | 23 | 1846.8 | 52.5 | 17138 | 0
SOUTHERN CROSS DC TIE | 2020 | 4 | 28 | 23 | 102.3 | 0.1 | 949 | 0
SOUTHERN CROSS DC TIE | 2020 | 5 | 28 | 23 | 545.7 | 3.2 | 5064 | 0
SOUTHERN CROSS DC TIE | 2020 | 6 | 28 | 23 | 0 | 0 | 0 | 0
SOUTHERN CROSS DC TIE | 2020 | 7 | 28 | 23 | 1340.7 | 37 | 14573 | 0
SOUTHERN CROSS DC TIE | 2020 | 8 | 28 | 23 | 1139.2 | 22.8 | 12383 | 0
SOUTHERN CROSS DC TIE | 2020 | 9 | 28 | 23 | 2044.6 | 73.1 | 22225 | 0
SOUTHERN CROSS DC TIE | 2020 | 10 | 28 | 23 | 850.5 | 14.3 | 7892 | 0
SOUTHERN CROSS DC TIE | 2020 | 11 | 28 | 23 | 2096.3 | 87.3 | 19454 | 0
SOUTHERN CROSS DC TIE | 2020 | 12 | 28 | 23 | 575.2 | 5.6 | 5337 | 0
SOUTHERN CROSS DC TIE | 2020 | 1 | 29 | 23 | 7.1 | 0 | 65 | 0
SOUTHERN CROSS DC TIE | 2020 | 2 | 29 | 23 | 882 | 12.7 | 8184 | 0
SOUTHERN CROSS DC TIE | 2020 | 3 | 29 | 23 | 1863.6 | 63.8 | 17293 | 0
SOUTHERN CROSS DC TIE | 2020 | 4 | 29 | 23 | 328.7 | 2 | 3050 | 0
SOUTHERN CROSS DC TIE | 2020 | 5 | 29 | 23 | 0 | 0 | 0 | 0
SOUTHERN CROSS DC TIE | 2020 | 6 | 29 | 23 | 0 | 0 | 0 | 0
SOUTHERN CROSS DC TIE | 2020 | 7 | 29 | 23 | 1600.4 | 45.9 | 17396 | 0
SOUTHERN CROSS DC TIE | 2020 | 8 | 29 | 23 | 1032.4 | 18.5 | 11222 | 0
SOUTHERN CROSS DC TIE | 2020 | 9 | 29 | 23 | 782 | 11.1 | 8500 | 0
SOUTHERN CROSS DC TIE | 2020 | 10 | 29 | 23 | 1436.9 | 58.9 | 13334 | 0
SOUTHERN CROSS DC TIE | 2020 | 11 | 29 | 23 | 699.8 | 10.4 | 6494 | 0
SOUTHERN CROSS DC TIE | 2020 | 12 | 29 | 23 | 1850.2 | 58.7 | 17170 | 0
SOUTHERN CROSS DC TIE | 2020 | 1 | 30 | 23 | 0 | 0 | 0 | 0
SOUTHERN CROSS DC TIE | 2020 | 3 | 30 | 23 | 1190.8 | 26.7 | 11050 | 0
SOUTHERN CROSS DC TIE | 2020 | 4 | 30 | 23 | 0 | 0 | 0 | 0
SOUTHERN CROSS DC TIE | 2020 | 5 | 30 | 23 | 410.8 | 3.2 | 3812 | 0
SOUTHERN CROSS DC TIE | 2020 | 6 | 30 | 23 | 343.9 | 2.4 | 3738 | 0
SOUTHERN CROSS DC TIE | 2020 | 7 | 30 | 23 | 0 | 0 | 0 | 0
SOUTHERN CROSS DC TIE | 2020 | 8 | 30 | 23 | 66.8 | 0.1 | 725 | 0
SOUTHERN CROSS DC TIE | 2020 | 9 | 30 | 23 | 77.5 | 0.1 | 842 | 0
SOUTHERN CROSS DC TIE | 2020 | 10 | 30 | 23 | 2122.2 | 101.1 | 19694 | 0
SOUTHERN CROSS DC TIE | 2020 | 11 | 30 | 23 | 273.2 | 1.4 | 2535 | 0
SOUTHERN CROSS DC TIE | 2020 | 12 | 30 | 23 | 2088 | 80.3 | 19376 | 0
SOUTHERN CROSS DC TIE | 2020 | 1 | 31 | 23 | 181.1 | 0.6 | 1680 | 0
SOUTHERN CROSS DC TIE | 2020 | 3 | 31 | 23 | 1345.2 | 32.9 | 12483 | 0
SOUTHERN CROSS DC TIE | 2020 | 5 | 31 | 23 | 1522.8 | 42.5 | 14131 | 0
SOUTHERN CROSS DC TIE | 2020 | 7 | 31 | 23 | 0 | 0 | 0 | 0
SOUTHERN CROSS DC TIE | 2020 | 8 | 31 | 23 | 0 | 0 | 0 | 0
SOUTHERN CROSS DC TIE | 2020 | 10 | 31 | 23 | 658.8 | 8.8 | 6113 | 0
SOUTHERN CROSS DC TIE | 2020 | 12 | 31 | 23 | 1539.4 | 54.2 | 14285 | 0
SOUTHERN CROSS DC TIE | 2020 | 1 | 1 | 24 | 527.4 | 6.1 | 4894 | 0
SOUTHERN CROSS DC TIE | 2020 | 2 | 1 | 24 | 2067.1 | 74 | 19182 | 0
SOUTHERN CROSS DC TIE | 2020 | 3 | 1 | 24 | 226.6 | 1.1 | 2102 | 0
SOUTHERN CROSS DC TIE | 2020 | 4 | 1 | 24 | 692.8 | 8.5 | 6429 | 0
SOUTHERN CROSS DC TIE | 2020 | 5 | 1 | 24 | 293.9 | 1.7 | 2727 | 0
SOUTHERN CROSS DC TIE | 2020 | 6 | 1 | 24 | 758.4 | 9.7 | 8243 | 0
SOUTHERN CROSS DC TIE | 2020 | 7 | 1 | 24 | 1151.3 | 21.1 | 12514 | 0
SOUTHERN CROSS DC TIE | 2020 | 8 | 1 | 24 | 0 | 0 | 0 | 0
SOUTHERN CROSS DC TIE | 2020 | 9 | 1 | 24 | 0 | 0 | 0 | 0
SOUTHERN CROSS DC TIE | 2020 | 10 | 1 | 24 | 1185.3 | 20.7 | 10999 | 0
SOUTHERN CROSS DC TIE | 2020 | 11 | 1 | 24 | 517.4 | 5.2 | 4801 | 0
SOUTHERN CROSS DC TIE | 2020 | 12 | 1 | 24 | 1092 | 21.9 | 10133 | 0
SOUTHERN CROSS DC TIE | 2020 | 1 | 2 | 24 | 816.6 | 11.4 | 7578 | 0
SOUTHERN CROSS DC TIE | 2020 | 2 | 2 | 24 | 2063.4 | 75.1 | 19147 | 0
SOUTHERN CROSS DC TIE | 2020 | 3 | 2 | 24 | 1270.2 | 28.1 | 11787 | 0
SOUTHERN CROSS DC TIE | 2020 | 4 | 2 | 24 | 508.6 | 4.7 | 4719 | 0
SOUTHERN CROSS DC TIE | 2020 | 5 | 2 | 24 | 0 | 0 | 0 | 0
SOUTHERN CROSS DC TIE | 2020 | 6 | 2 | 24 | 0 | 0 | 0 | 0
SOUTHERN CROSS DC TIE | 2020 | 7 | 2 | 24 | 0 | 0 | 0 | 0
SOUTHERN CROSS DC TIE | 2020 | 8 | 2 | 24 | 0 | 0 | 0 | 0
SOUTHERN CROSS DC TIE | 2020 | 9 | 2 | 24 | 0 | 0 | 0 | 0
SOUTHERN CROSS DC TIE | 2020 | 10 | 2 | 24 | 1463 | 41.3 | 13576 | 0
SOUTHERN CROSS DC TIE | 2020 | 11 | 2 | 24 | 65.7 | 0.1 | 609 | 0
SOUTHERN CROSS DC TIE | 2020 | 12 | 2 | 24 | 1027.7 | 20.5 | 9536 | 0
SOUTHERN CROSS DC TIE | 2020 | 1 | 3 | 24 | 609.5 | 7.1 | 5656 | 0
SOUTHERN CROSS DC TIE | 2020 | 2 | 3 | 24 | 0 | 0 | 0 | 0
SOUTHERN CROSS DC TIE | 2020 | 3 | 3 | 24 | 1200.2 | 21.2 | 11137 | 0
SOUTHERN CROSS DC TIE | 2020 | 4 | 3 | 24 | 350 | 2.5 | 3248 | 0
SOUTHERN CROSS DC TIE | 2020 | 5 | 3 | 24 | 399.9 | 3.2 | 3711 | 0
SOUTHERN CROSS DC TIE | 2020 | 6 | 3 | 24 | 347.4 | 2.1 | 3776 | 0
SOUTHERN CROSS DC TIE | 2020 | 7 | 3 | 24 | 1386.1 | 38.7 | 15066 | 0
SOUTHERN CROSS DC TIE | 2020 | 8 | 3 | 24 | 0 | 0 | 0 | 0
SOUTHERN CROSS DC TIE | 2020 | 9 | 3 | 24 | 0 | 0 | 0 | 0
SOUTHERN CROSS DC TIE | 2020 | 10 | 3 | 24 | 801 | 12 | 7433 | 0
SOUTHERN CROSS DC TIE | 2020 | 11 | 3 | 24 | 590.9 | 6.6 | 5483 | 0
SOUTHERN CROSS DC TIE | 2020 | 12 | 3 | 24 | 1562.3 | 44.3 | 14498 | 0
SOUTHERN CROSS DC TIE | 2020 | 1 | 4 | 24 | 1105.7 | 21 | 10261 | 0
SOUTHERN CROSS DC TIE | 2020 | 2 | 4 | 24 | 772.5 | 11.2 | 7168 | 0
SOUTHERN CROSS DC TIE | 2020 | 3 | 4 | 24 | 1874.4 | 60 | 17394 | 0
SOUTHERN CROSS DC TIE | 2020 | 4 | 4 | 24 | 322.5 | 1.8 | 2992 | 0
SOUTHERN CROSS DC TIE | 2020 | 5 | 4 | 24 | 318.1 | 2 | 2951 | 0
SOUTHERN CROSS DC TIE | 2020 | 6 | 4 | 24 | 0 | 0 | 0 | 0
SOUTHERN CROSS DC TIE | 2020 | 7 | 4 | 24 | 1966.1 | 59.9 | 21371 | 0
SOUTHERN CROSS DC TIE | 2020 | 8 | 4 | 24 | 0 | 0 | 0 | 0
SOUTHERN CROSS DC TIE | 2020 | 9 | 4 | 24 | 0 | 0 | 0 | 0
SOUTHERN CROSS DC TIE | 2020 | 10 | 4 | 24 | 927.8 | 16.2 | 8610 | 0
SOUTHERN CROSS DC TIE | 2020 | 11 | 4 | 24 | 1396.8 | 35.1 | 12961 | 0
SOUTHERN CROSS DC TIE | 2020 | 12 | 4 | 24 | 1264.7 | 28.3 | 11736 | 0
SOUTHERN CROSS DC TIE | 2020 | 1 | 5 | 24 | 1324.3 | 31 | 12289 | 0
SOUTHERN CROSS DC TIE | 2020 | 2 | 5 | 24 | 1903.2 | 55.7 | 17661 | 0
SOUTHERN CROSS DC TIE | 2020 | 3 | 5 | 24 | 598.9 | 4.3 | 5557 | 0
SOUTHERN CROSS DC TIE | 2020 | 4 | 5 | 24 | 31.9 | 0 | 296 | 0
SOUTHERN CROSS DC TIE | 2020 | 5 | 5 | 24 | 392.9 | 3 | 3646 | 0
SOUTHERN CROSS DC TIE | 2020 | 6 | 5 | 24 | 268.2 | 1.1 | 2915 | 0
SOUTHERN CROSS DC TIE | 2020 | 7 | 5 | 24 | 1778.2 | 63.7 | 19329 | 0
SOUTHERN CROSS DC TIE | 2020 | 8 | 5 | 24 | 0 | 0 | 0 | 0
SOUTHERN CROSS DC TIE | 2020 | 9 | 5 | 24 | 0 | 0 | 0 | 0
SOUTHERN CROSS DC TIE | 2020 | 10 | 5 | 24 | 1230.3 | 32.1 | 11416 | 0
SOUTHERN CROSS DC TIE | 2020 | 11 | 5 | 24 | 1090.3 | 16.1 | 10117 | 0
SOUTHERN CROSS DC TIE | 2020 | 12 | 5 | 24 | 2079.7 | 77.1 | 19299 | 0
SOUTHERN CROSS DC TIE | 2020 | 1 | 6 | 24 | 932 | 17.4 | 8649 | 0
SOUTHERN CROSS DC TIE | 2020 | 2 | 6 | 24 | 1865.8 | 60.6 | 17314 | 0
SOUTHERN CROSS DC TIE | 2020 | 3 | 6 | 24 | 1611.2 | 53.2 | 14952 | 0
SOUTHERN CROSS DC TIE | 2020 | 4 | 6 | 24 | 137.9 | 0.4 | 1279 | 0
SOUTHERN CROSS DC TIE | 2020 | 5 | 6 | 24 | 392.1 | 2.8 | 3638 | 0
SOUTHERN CROSS DC TIE | 2020 | 6 | 6 | 24 | 0 | 0 | 0 | 0
SOUTHERN CROSS DC TIE | 2020 | 7 | 6 | 24 | 2086.4 | 76.9 | 22678 | 0
SOUTHERN CROSS DC TIE | 2020 | 8 | 6 | 24 | 555.7 | 6.6 | 6040 | 0
SOUTHERN CROSS DC TIE | 2020 | 9 | 6 | 24 | 0 | 0 | 0 | 0
SOUTHERN CROSS DC TIE | 2020 | 10 | 6 | 24 | 1683 | 31.6 | 15618 | 0
SOUTHERN CROSS DC TIE | 2020 | 11 | 6 | 24 | 1404.4 | 37.3 | 13032 | 0
SOUTHERN CROSS DC TIE | 2020 | 12 | 6 | 24 | 360.7 | 2.6 | 3347 | 0
SOUTHERN CROSS DC TIE | 2020 | 1 | 7 | 24 | 776.8 | 11 | 7208 | 0
SOUTHERN CROSS DC TIE | 2020 | 2 | 7 | 24 | 58.5 | 0.1 | 543 | 0
SOUTHERN CROSS DC TIE | 2020 | 3 | 7 | 24 | 1160.5 | 29.6 | 10769 | 0
SOUTHERN CROSS DC TIE | 2020 | 4 | 7 | 24 | 234.5 | 1.2 | 2176 | 0
SOUTHERN CROSS DC TIE | 2020 | 5 | 7 | 24 | 144.6 | 0.4 | 1341 | 0
SOUTHERN CROSS DC TIE | 2020 | 6 | 7 | 24 | 238 | 1.1 | 2586 | 0
SOUTHERN CROSS DC TIE | 2020 | 7 | 7 | 24 | 1890.8 | 62.4 | 20553 | 0
SOUTHERN CROSS DC TIE | 2020 | 8 | 7 | 24 | 0 | 0 | 0 | 0
SOUTHERN CROSS DC TIE | 2020 | 9 | 7 | 24 | 345 | 2.2 | 3750 | 0
SOUTHERN CROSS DC TIE | 2020 | 10 | 7 | 24 | 2083.8 | 73.9 | 19337 | 0
SOUTHERN CROSS DC TIE | 2020 | 11 | 7 | 24 | 1406 | 35 | 13047 | 0
SOUTHERN CROSS DC TIE | 2020 | 12 | 7 | 24 | 416.8 | 2.9 | 3868 | 0
SOUTHERN CROSS DC TIE | 2020 | 1 | 8 | 24 | 830.6 | 12.6 | 7708 | 0
SOUTHERN CROSS DC TIE | 2020 | 2 | 8 | 24 | 2079.6 | 76.1 | 19298 | 0
SOUTHERN CROSS DC TIE | 2020 | 3 | 8 | 24 | 1062 | 23.9 | 9855 | 0
SOUTHERN CROSS DC TIE | 2020 | 4 | 8 | 24 | 408.1 | 3.5 | 3787 | 0
SOUTHERN CROSS DC TIE | 2020 | 5 | 8 | 24 | 324.4 | 1.7 | 3010 | 0
SOUTHERN CROSS DC TIE | 2020 | 6 | 8 | 24 | 391.7 | 3 | 4258 | 0
SOUTHERN CROSS DC TIE | 2020 | 7 | 8 | 24 | 1677 | 50.5 | 18228 | 0
SOUTHERN CROSS DC TIE | 2020 | 8 | 8 | 24 | 535.2 | 6.1 | 5817 | 0
SOUTHERN CROSS DC TIE | 2020 | 9 | 8 | 24 | 203.7 | 0.8 | 2214 | 0
SOUTHERN CROSS DC TIE | 2020 | 10 | 8 | 24 | 2093 | 77.1 | 19422 | 0
SOUTHERN CROSS DC TIE | 2020 | 11 | 8 | 24 | 813.4 | 11.2 | 7548 | 0
SOUTHERN CROSS DC TIE | 2020 | 12 | 8 | 24 | 451.9 | 4.3 | 4193 | 0
SOUTHERN CROSS DC TIE | 2020 | 1 | 9 | 24 | 1109.4 | 21.6 | 10295 | 0
SOUTHERN CROSS DC TIE | 2020 | 2 | 9 | 24 | 2081.5 | 67.7 | 19316 | 0
SOUTHERN CROSS DC TIE | 2020 | 3 | 9 | 24 | 1191.9 | 29.3 | 11060 | 0
SOUTHERN CROSS DC TIE | 2020 | 4 | 9 | 24 | 2078.2 | 87.1 | 19285 | 0
SOUTHERN CROSS DC TIE | 2020 | 5 | 9 | 24 | 247.2 | 1.1 | 2294 | 0
SOUTHERN CROSS DC TIE | 2020 | 6 | 9 | 24 | 1875.6 | 54.4 | 20387 | 0
SOUTHERN CROSS DC TIE | 2020 | 7 | 9 | 24 | 309.6 | 1.7 | 3365 | 0
SOUTHERN CROSS DC TIE | 2020 | 8 | 9 | 24 | 482.5 | 4.3 | 5244 | 0
SOUTHERN CROSS DC TIE | 2020 | 9 | 9 | 24 | 0 | 0 | 0 | 0
SOUTHERN CROSS DC TIE | 2020 | 10 | 9 | 24 | 1241.2 | 24.2 | 11518 | 0
SOUTHERN CROSS DC TIE | 2020 | 11 | 9 | 24 | 82.4 | 0.1 | 764 | 0
SOUTHERN CROSS DC TIE | 2020 | 12 | 9 | 24 | 2069.6 | 76.3 | 19206 | 0
SOUTHERN CROSS DC TIE | 2020 | 1 | 10 | 24 | 971.5 | 15.7 | 9015 | 0
SOUTHERN CROSS DC TIE | 2020 | 2 | 10 | 24 | 1040.2 | 21.1 | 9653 | 0
SOUTHERN CROSS DC TIE | 2020 | 3 | 10 | 24 | 2072.9 | 81 | 19236 | 0
SOUTHERN CROSS DC TIE | 2020 | 4 | 10 | 24 | 1504.8 | 43.9 | 13964 | 0
SOUTHERN CROSS DC TIE | 2020 | 5 | 10 | 24 | 436.1 | 4 | 4047 | 0
SOUTHERN CROSS DC TIE | 2020 | 6 | 10 | 24 | 1394.6 | 38.9 | 15159 | 0
SOUTHERN CROSS DC TIE | 2020 | 7 | 10 | 24 | 0 | 0 | 0 | 0
SOUTHERN CROSS DC TIE | 2020 | 8 | 10 | 24 | 267.9 | 1.3 | 2911 | 0
SOUTHERN CROSS DC TIE | 2020 | 9 | 10 | 24 | 0 | 0 | 0 | 0
SOUTHERN CROSS DC TIE | 2020 | 10 | 10 | 24 | 444.4 | 3.7 | 4123 | 0
SOUTHERN CROSS DC TIE | 2020 | 11 | 10 | 24 | 2060.5 | 74.8 | 19121 | 0
SOUTHERN CROSS DC TIE | 2020 | 12 | 10 | 24 | 1083.4 | 22.3 | 10054 | 0
SOUTHERN CROSS DC TIE | 2020 | 1 | 11 | 24 | 1097.9 | 22.3 | 10188 | 0
SOUTHERN CROSS DC TIE | 2020 | 2 | 11 | 24 | 0 | 0 | 0 | 0
SOUTHERN CROSS DC TIE | 2020 | 3 | 11 | 24 | 2070.8 | 67.8 | 19217 | 0
SOUTHERN CROSS DC TIE | 2020 | 4 | 11 | 24 | 708.6 | 8.9 | 6575 | 0
SOUTHERN CROSS DC TIE | 2020 | 5 | 11 | 24 | 272.2 | 1.4 | 2526 | 0
SOUTHERN CROSS DC TIE | 2020 | 6 | 11 | 24 | 1587.9 | 40.2 | 17260 | 0
SOUTHERN CROSS DC TIE | 2020 | 7 | 11 | 24 | 0 | 0 | 0 | 0
SOUTHERN CROSS DC TIE | 2020 | 8 | 11 | 24 | 360.5 | 3.2 | 3918 | 0
SOUTHERN CROSS DC TIE | 2020 | 9 | 11 | 24 | 239.9 | 1.1 | 2608 | 0
SOUTHERN CROSS DC TIE | 2020 | 10 | 11 | 24 | 340.7 | 1.9 | 3162 | 0
SOUTHERN CROSS DC TIE | 2020 | 11 | 11 | 24 | 2099.3 | 80.6 | 19481 | 0
SOUTHERN CROSS DC TIE | 2020 | 12 | 11 | 24 | 632.3 | 7.4 | 5867 | 0
SOUTHERN CROSS DC TIE | 2020 | 1 | 12 | 24 | 1345.8 | 30.7 | 12488 | 0
SOUTHERN CROSS DC TIE | 2020 | 2 | 12 | 24 | 2068.5 | 74.1 | 19195 | 0
SOUTHERN CROSS DC TIE | 2020 | 3 | 12 | 24 | 2082.1 | 84.7 | 19321 | 0
SOUTHERN CROSS DC TIE | 2020 | 4 | 12 | 24 | 341.8 | 2.3 | 3172 | 0
SOUTHERN CROSS DC TIE | 2020 | 5 | 12 | 24 | 315.7 | 2 | 2929 | 0
SOUTHERN CROSS DC TIE | 2020 | 6 | 12 | 24 | 181.7 | 0.6 | 1975 | 0
SOUTHERN CROSS DC TIE | 2020 | 7 | 12 | 24 | 0 | 0 | 0 | 0
SOUTHERN CROSS DC TIE | 2020 | 8 | 12 | 24 | 1253.7 | 29.1 | 13628 | 0
SOUTHERN CROSS DC TIE | 2020 | 9 | 12 | 24 | 401.9 | 2.7 | 4368 | 0
SOUTHERN CROSS DC TIE | 2020 | 10 | 12 | 24 | 772.2 | 13.5 | 7166 | 0
SOUTHERN CROSS DC TIE | 2020 | 11 | 12 | 24 | 1998.4 | 51.9 | 18544 | 0
SOUTHERN CROSS DC TIE | 2020 | 12 | 12 | 24 | 2029.6 | 74.3 | 18834 | 0
SOUTHERN CROSS DC TIE | 2020 | 1 | 13 | 24 | 908.8 | 14.7 | 8433 | 0
SOUTHERN CROSS DC TIE | 2020 | 2 | 13 | 24 | 417.4 | 3.2 | 3873 | 0
SOUTHERN CROSS DC TIE | 2020 | 3 | 13 | 24 | 2085.6 | 80.3 | 19354 | 0
SOUTHERN CROSS DC TIE | 2020 | 4 | 13 | 24 | 720.4 | 8 | 6685 | 0
SOUTHERN CROSS DC TIE | 2020 | 5 | 13 | 24 | 395.6 | 2.5 | 3670 | 0
SOUTHERN CROSS DC TIE | 2020 | 6 | 13 | 24 | 527.1 | 4.9 | 5729 | 0
SOUTHERN CROSS DC TIE | 2020 | 7 | 13 | 24 | 0 | 0 | 0 | 0
SOUTHERN CROSS DC TIE | 2020 | 8 | 13 | 24 | 292.8 | 1.5 | 3182 | 0
SOUTHERN CROSS DC TIE | 2020 | 9 | 13 | 24 | 491.8 | 5.1 | 5346 | 0
SOUTHERN CROSS DC TIE | 2020 | 10 | 13 | 24 | 1199.8 | 29 | 11133 | 0
SOUTHERN CROSS DC TIE | 2020 | 11 | 13 | 24 | 1500 | 46.1 | 13920 | 0
SOUTHERN CROSS DC TIE | 2020 | 12 | 13 | 24 | 0 | 0 | 0 | 0
SOUTHERN CROSS DC TIE | 2020 | 1 | 14 | 24 | 1088.1 | 19.5 | 10097 | 0
SOUTHERN CROSS DC TIE | 2020 | 2 | 14 | 24 | 587.7 | 7 | 5454 | 0
SOUTHERN CROSS DC TIE | 2020 | 3 | 14 | 24 | 2063 | 77.7 | 19144 | 0
SOUTHERN CROSS DC TIE | 2020 | 4 | 14 | 24 | 778.1 | 8.7 | 7221 | 0
SOUTHERN CROSS DC TIE | 2020 | 5 | 14 | 24 | 0 | 0 | 0 | 0
SOUTHERN CROSS DC TIE | 2020 | 6 | 14 | 24 | 736.9 | 9.5 | 8009 | 0
SOUTHERN CROSS DC TIE | 2020 | 7 | 14 | 24 | 746.3 | 10.3 | 8112 | 0
SOUTHERN CROSS DC TIE | 2020 | 8 | 14 | 24 | 0 | 0 | 0 | 0
SOUTHERN CROSS DC TIE | 2020 | 9 | 14 | 24 | 0 | 0 | 0 | 0
SOUTHERN CROSS DC TIE | 2020 | 10 | 14 | 24 | 2077.9 | 87.8 | 19282 | 0
SOUTHERN CROSS DC TIE | 2020 | 11 | 14 | 24 | 948.2 | 19 | 8799 | 0
SOUTHERN CROSS DC TIE | 2020 | 12 | 14 | 24 | 249.4 | 1.4 | 2314 | 0
SOUTHERN CROSS DC TIE | 2020 | 1 | 15 | 24 | 2061.1 | 83.3 | 19127 | 0
SOUTHERN CROSS DC TIE | 2020 | 2 | 15 | 24 | 473.8 | 4.4 | 4396 | 0
SOUTHERN CROSS DC TIE | 2020 | 3 | 15 | 24 | 2073.7 | 79.1 | 19243 | 0
SOUTHERN CROSS DC TIE | 2020 | 4 | 15 | 24 | 457.5 | 4.4 | 4245 | 0
SOUTHERN CROSS DC TIE | 2020 | 5 | 15 | 24 | 1079.6 | 20.4 | 10019 | 0
SOUTHERN CROSS DC TIE | 2020 | 6 | 15 | 24 | 618.3 | 8 | 6721 | 0
SOUTHERN CROSS DC TIE | 2020 | 7 | 15 | 24 | 394.8 | 2.9 | 4291 | 0
SOUTHERN CROSS DC TIE | 2020 | 8 | 15 | 24 | 264.7 | 1.1 | 2877 | 0
SOUTHERN CROSS DC TIE | 2020 | 9 | 15 | 24 | 318.7 | 1.8 | 3464 | 0
SOUTHERN CROSS DC TIE | 2020 | 10 | 15 | 24 | 892.3 | 12.1 | 8280 | 0
SOUTHERN CROSS DC TIE | 2020 | 11 | 15 | 24 | 501.3 | 6.9 | 4651 | 0
SOUTHERN CROSS DC TIE | 2020 | 12 | 15 | 24 | 2095.2 | 77.3 | 19443 | 0
SOUTHERN CROSS DC TIE | 2020 | 1 | 16 | 24 | 1866.5 | 60.5 | 17320 | 0
SOUTHERN CROSS DC TIE | 2020 | 2 | 16 | 24 | 2063.8 | 77 | 19151 | 0
SOUTHERN CROSS DC TIE | 2020 | 3 | 16 | 24 | 1886.1 | 69 | 17502 | 0
SOUTHERN CROSS DC TIE | 2020 | 4 | 16 | 24 | 167.8 | 0.6 | 1557 | 0
SOUTHERN CROSS DC TIE | 2020 | 5 | 16 | 24 | 622.1 | 7.2 | 5773 | 0
SOUTHERN CROSS DC TIE | 2020 | 6 | 16 | 24 | 614.9 | 7.6 | 6684 | 0
SOUTHERN CROSS DC TIE | 2020 | 7 | 16 | 24 | 0 | 0 | 0 | 0
SOUTHERN CROSS DC TIE | 2020 | 8 | 16 | 24 | 462.2 | 5.9 | 5023 | 0
SOUTHERN CROSS DC TIE | 2020 | 9 | 16 | 24 | 43.5 | 0 | 473 | 0
SOUTHERN CROSS DC TIE | 2020 | 10 | 16 | 24 | 2005.3 | 62.9 | 18609 | 0
SOUTHERN CROSS DC TIE | 2020 | 11 | 16 | 24 | 1080.6 | 16.8 | 10027 | 0
SOUTHERN CROSS DC TIE | 2020 | 12 | 16 | 24 | 2089.9 | 88.9 | 19394 | 0
SOUTHERN CROSS DC TIE | 2020 | 1 | 17 | 24 | 2085.8 | 85.4 | 19356 | 0
SOUTHERN CROSS DC TIE | 2020 | 2 | 17 | 24 | 669.3 | 8.6 | 6210 | 0
SOUTHERN CROSS DC TIE | 2020 | 3 | 17 | 24 | 2039.6 | 82.5 | 18927 | 0
SOUTHERN CROSS DC TIE | 2020 | 4 | 17 | 24 | 921.8 | 14.3 | 8554 | 0
SOUTHERN CROSS DC TIE | 2020 | 5 | 17 | 24 | 781 | 9.4 | 7247 | 0
SOUTHERN CROSS DC TIE | 2020 | 6 | 17 | 24 | 398.5 | 3.3 | 4332 | 0
SOUTHERN CROSS DC TIE | 2020 | 7 | 17 | 24 | 279.4 | 1.4 | 3036 | 0
SOUTHERN CROSS DC TIE | 2020 | 8 | 17 | 24 | 490.3 | 4.6 | 5329 | 0
SOUTHERN CROSS DC TIE | 2020 | 9 | 17 | 24 | 438.3 | 3.8 | 4764 | 0
SOUTHERN CROSS DC TIE | 2020 | 10 | 17 | 24 | 1144.2 | 30 | 10618 | 0
SOUTHERN CROSS DC TIE | 2020 | 11 | 17 | 24 | 716.7 | 10.7 | 6650 | 0
SOUTHERN CROSS DC TIE | 2020 | 12 | 17 | 24 | 991.7 | 16.7 | 9203 | 0
SOUTHERN CROSS DC TIE | 2020 | 1 | 18 | 24 | 1153.6 | 27.8 | 10705 | 0
SOUTHERN CROSS DC TIE | 2020 | 2 | 18 | 24 | 685.8 | 9.4 | 6364 | 0
SOUTHERN CROSS DC TIE | 2020 | 3 | 18 | 24 | 666.8 | 8.7 | 6188 | 0
SOUTHERN CROSS DC TIE | 2020 | 4 | 18 | 24 | 278.8 | 1.5 | 2587 | 0
SOUTHERN CROSS DC TIE | 2020 | 5 | 18 | 24 | 948.6 | 17.5 | 8802 | 0
SOUTHERN CROSS DC TIE | 2020 | 6 | 18 | 24 | 79.4 | 0.1 | 862 | 0
SOUTHERN CROSS DC TIE | 2020 | 7 | 18 | 24 | 0 | 0 | 0 | 0
SOUTHERN CROSS DC TIE | 2020 | 8 | 18 | 24 | 372.5 | 2.7 | 4049 | 0
SOUTHERN CROSS DC TIE | 2020 | 9 | 18 | 24 | 445.9 | 3.8 | 4846 | 0
SOUTHERN CROSS DC TIE | 2020 | 10 | 18 | 24 | 1191.2 | 28.6 | 11054 | 0
SOUTHERN CROSS DC TIE | 2020 | 11 | 18 | 24 | 415.5 | 3.3 | 3855 | 0
SOUTHERN CROSS DC TIE | 2020 | 12 | 18 | 24 | 1049.2 | 20.3 | 9736 | 0
SOUTHERN CROSS DC TIE | 2020 | 1 | 19 | 24 | 1154.7 | 27.2 | 10715 | 0
SOUTHERN CROSS DC TIE | 2020 | 2 | 19 | 24 | 279 | 1.3 | 2589 | 0
SOUTHERN CROSS DC TIE | 2020 | 3 | 19 | 24 | 304.8 | 1.9 | 2828 | 0
SOUTHERN CROSS DC TIE | 2020 | 4 | 19 | 24 | 555.7 | 6.3 | 5156 | 0
SOUTHERN CROSS DC TIE | 2020 | 5 | 19 | 24 | 742.2 | 9.7 | 6887 | 0
SOUTHERN CROSS DC TIE | 2020 | 6 | 19 | 24 | 0 | 0 | 0 | 0
SOUTHERN CROSS DC TIE | 2020 | 7 | 19 | 24 | 0 | 0 | 0 | 0
SOUTHERN CROSS DC TIE | 2020 | 8 | 19 | 24 | 438.4 | 3.4 | 4765 | 0
SOUTHERN CROSS DC TIE | 2020 | 9 | 19 | 24 | 437.4 | 3.7 | 4754 | 0
SOUTHERN CROSS DC TIE | 2020 | 10 | 19 | 24 | 1095.7 | 24.5 | 10168 | 0
SOUTHERN CROSS DC TIE | 2020 | 11 | 19 | 24 | 139 | 0.4 | 1289 | 0
SOUTHERN CROSS DC TIE | 2020 | 12 | 19 | 24 | 463.1 | 4.5 | 4297 | 0
SOUTHERN CROSS DC TIE | 2020 | 1 | 20 | 24 | 652.6 | 7.4 | 6055 | 0
SOUTHERN CROSS DC TIE | 2020 | 2 | 20 | 24 | 789.2 | 10.5 | 7323 | 0
SOUTHERN CROSS DC TIE | 2020 | 3 | 20 | 24 | 2079.3 | 80.9 | 19296 | 0
SOUTHERN CROSS DC TIE | 2020 | 4 | 20 | 24 | 150.1 | 0.4 | 1392 | 0
SOUTHERN CROSS DC TIE | 2020 | 5 | 20 | 24 | 1622.5 | 47.8 | 15057 | 0
SOUTHERN CROSS DC TIE | 2020 | 6 | 20 | 24 | 255.3 | 1.3 | 2775 | 0
SOUTHERN CROSS DC TIE | 2020 | 7 | 20 | 24 | 1723.7 | 50.4 | 18736 | 0
SOUTHERN CROSS DC TIE | 2020 | 8 | 20 | 24 | 817 | 12.1 | 8880 | 0
SOUTHERN CROSS DC TIE | 2020 | 9 | 20 | 24 | 255 | 1.3 | 2771 | 0
SOUTHERN CROSS DC TIE | 2020 | 10 | 20 | 24 | 1308.3 | 33.3 | 12140 | 0
SOUTHERN CROSS DC TIE | 2020 | 11 | 20 | 24 | 346.5 | 3 | 3215 | 0
SOUTHERN CROSS DC TIE | 2020 | 12 | 20 | 24 | 600.3 | 7.5 | 5570 | 0
SOUTHERN CROSS DC TIE | 2020 | 1 | 21 | 24 | 344.7 | 2.4 | 3198 | 0
SOUTHERN CROSS DC TIE | 2020 | 2 | 21 | 24 | 0 | 0 | 0 | 0
SOUTHERN CROSS DC TIE | 2020 | 3 | 21 | 24 | 1992.4 | 71.3 | 18489 | 0
SOUTHERN CROSS DC TIE | 2020 | 4 | 21 | 24 | 523.9 | 5.2 | 4862 | 0
SOUTHERN CROSS DC TIE | 2020 | 5 | 21 | 24 | 2093.4 | 84 | 19427 | 0
SOUTHERN CROSS DC TIE | 2020 | 6 | 21 | 24 | 0 | 0 | 0 | 0
SOUTHERN CROSS DC TIE | 2020 | 7 | 21 | 24 | 1508.1 | 35.6 | 16393 | 0
SOUTHERN CROSS DC TIE | 2020 | 8 | 21 | 24 | 0 | 0 | 0 | 0
SOUTHERN CROSS DC TIE | 2020 | 9 | 21 | 24 | 0 | 0 | 0 | 0
SOUTHERN CROSS DC TIE | 2020 | 10 | 21 | 24 | 1218.7 | 32.4 | 11309 | 0
SOUTHERN CROSS DC TIE | 2020 | 11 | 21 | 24 | 1249.3 | 33.2 | 11593 | 0
SOUTHERN CROSS DC TIE | 2020 | 12 | 21 | 24 | 597.1 | 6.7 | 5540 | 0
SOUTHERN CROSS DC TIE | 2020 | 1 | 22 | 24 | 902.1 | 15.3 | 8371 | 0
SOUTHERN CROSS DC TIE | 2020 | 2 | 22 | 24 | 1751.2 | 60.3 | 16251 | 0
SOUTHERN CROSS DC TIE | 2020 | 3 | 22 | 24 | 2077.4 | 75.6 | 19278 | 0
SOUTHERN CROSS DC TIE | 2020 | 4 | 22 | 24 | 643.9 | 8.1 | 5975 | 0
SOUTHERN CROSS DC TIE | 2020 | 5 | 22 | 24 | 980.1 | 20.1 | 9095 | 0
SOUTHERN CROSS DC TIE | 2020 | 6 | 22 | 24 | 0 | 0 | 0 | 0
SOUTHERN CROSS DC TIE | 2020 | 7 | 22 | 24 | 2069.9 | 72.2 | 22499 | 0
SOUTHERN CROSS DC TIE | 2020 | 8 | 22 | 24 | 165.2 | 0.5 | 1795 | 0
SOUTHERN CROSS DC TIE | 2020 | 9 | 22 | 24 | 242.9 | 1.1 | 2640 | 0
SOUTHERN CROSS DC TIE | 2020 | 10 | 22 | 24 | 1153 | 22.4 | 10700 | 0
SOUTHERN CROSS DC TIE | 2020 | 11 | 22 | 24 | 1234.6 | 29 | 11456 | 0
SOUTHERN CROSS DC TIE | 2020 | 12 | 22 | 24 | 2090 | 82.9 | 19395 | 0
SOUTHERN CROSS DC TIE | 2020 | 1 | 23 | 24 | 925.8 | 17.8 | 8590 | 0
SOUTHERN CROSS DC TIE | 2020 | 2 | 23 | 24 | 2079.7 | 84 | 19299 | 0
SOUTHERN CROSS DC TIE | 2020 | 3 | 23 | 24 | 491.5 | 4.7 | 4560 | 0
SOUTHERN CROSS DC TIE | 2020 | 4 | 23 | 24 | 43.7 | 0 | 405 | 0
SOUTHERN CROSS DC TIE | 2020 | 5 | 23 | 24 | 864.5 | 14.3 | 8022 | 0
SOUTHERN CROSS DC TIE | 2020 | 6 | 23 | 24 | 458.9 | 3.8 | 4987 | 0
SOUTHERN CROSS DC TIE | 2020 | 7 | 23 | 24 | 1080.6 | 20.1 | 11746 | 0
SOUTHERN CROSS DC TIE | 2020 | 8 | 23 | 24 | 0 | 0 | 0 | 0
SOUTHERN CROSS DC TIE | 2020 | 9 | 23 | 24 | 847.4 | 12.7 | 9211 | 0
SOUTHERN CROSS DC TIE | 2020 | 10 | 23 | 24 | 1777.1 | 53.8 | 16491 | 0
SOUTHERN CROSS DC TIE | 2020 | 11 | 23 | 24 | 832.3 | 14.1 | 7723 | 0
SOUTHERN CROSS DC TIE | 2020 | 12 | 23 | 24 | 2050.7 | 70.4 | 19030 | 0
SOUTHERN CROSS DC TIE | 2020 | 1 | 24 | 24 | 1470.1 | 39.3 | 13642 | 0
SOUTHERN CROSS DC TIE | 2020 | 2 | 24 | 24 | 1914.4 | 59.9 | 17765 | 0
SOUTHERN CROSS DC TIE | 2020 | 3 | 24 | 24 | 1145.1 | 25.7 | 10626 | 0
SOUTHERN CROSS DC TIE | 2020 | 4 | 24 | 24 | 390.3 | 2.8 | 3621 | 0
SOUTHERN CROSS DC TIE | 2020 | 5 | 24 | 24 | 0 | 0 | 0 | 0
SOUTHERN CROSS DC TIE | 2020 | 6 | 24 | 24 | 358.4 | 2.5 | 3895 | 0
SOUTHERN CROSS DC TIE | 2020 | 7 | 24 | 24 | 663.9 | 7.3 | 7216 | 0
SOUTHERN CROSS DC TIE | 2020 | 8 | 24 | 24 | 600.4 | 6.7 | 6526 | 0
SOUTHERN CROSS DC TIE | 2020 | 9 | 24 | 24 | 205.9 | 0.9 | 2238 | 0
SOUTHERN CROSS DC TIE | 2020 | 10 | 24 | 24 | 1925.2 | 64.8 | 17865 | 0
SOUTHERN CROSS DC TIE | 2020 | 11 | 24 | 24 | 711.5 | 8.1 | 6602 | 0
SOUTHERN CROSS DC TIE | 2020 | 12 | 24 | 24 | 933 | 17.7 | 8658 | 0
SOUTHERN CROSS DC TIE | 2020 | 1 | 25 | 24 | 780.1 | 15.7 | 7239 | 0
SOUTHERN CROSS DC TIE | 2020 | 2 | 25 | 24 | 2071.9 | 71.6 | 19227 | 0
SOUTHERN CROSS DC TIE | 2020 | 3 | 25 | 24 | 1886.1 | 65.7 | 17502 | 0
SOUTHERN CROSS DC TIE | 2020 | 4 | 25 | 24 | 9.6 | 0 | 88 | 0
SOUTHERN CROSS DC TIE | 2020 | 5 | 25 | 24 | 0 | 0 | 0 | 0
SOUTHERN CROSS DC TIE | 2020 | 6 | 25 | 24 | 0 | 0 | 0 | 0
SOUTHERN CROSS DC TIE | 2020 | 7 | 25 | 24 | 432.5 | 3.7 | 4701 | 0
SOUTHERN CROSS DC TIE | 2020 | 8 | 25 | 24 | 118.4 | 0.3 | 1287 | 0
SOUTHERN CROSS DC TIE | 2020 | 9 | 25 | 24 | 742 | 10.2 | 8065 | 0
SOUTHERN CROSS DC TIE | 2020 | 10 | 25 | 24 | 1028.3 | 18.1 | 9542 | 0
SOUTHERN CROSS DC TIE | 2020 | 11 | 25 | 24 | 1262.4 | 30.9 | 11715 | 0
SOUTHERN CROSS DC TIE | 2020 | 12 | 25 | 24 | 423.5 | 3.3 | 3930 | 0
SOUTHERN CROSS DC TIE | 2020 | 1 | 26 | 24 | 791.3 | 13.4 | 7343 | 0
SOUTHERN CROSS DC TIE | 2020 | 2 | 26 | 24 | 2082.8 | 81.7 | 19328 | 0
SOUTHERN CROSS DC TIE | 2020 | 3 | 26 | 24 | 1317.9 | 32.2 | 12229 | 0
SOUTHERN CROSS DC TIE | 2020 | 4 | 26 | 24 | 643.3 | 9.1 | 5970 | 0
SOUTHERN CROSS DC TIE | 2020 | 5 | 26 | 24 | 0 | 0 | 0 | 0
SOUTHERN CROSS DC TIE | 2020 | 6 | 26 | 24 | 0 | 0 | 0 | 0
SOUTHERN CROSS DC TIE | 2020 | 7 | 26 | 24 | 941.4 | 14.7 | 10233 | 0
SOUTHERN CROSS DC TIE | 2020 | 8 | 26 | 24 | 0 | 0 | 0 | 0
SOUTHERN CROSS DC TIE | 2020 | 9 | 26 | 24 | 603.3 | 6.9 | 6558 | 0
SOUTHERN CROSS DC TIE | 2020 | 10 | 26 | 24 | 818.2 | 12.7 | 7592 | 0
SOUTHERN CROSS DC TIE | 2020 | 11 | 26 | 24 | 1900.1 | 69.6 | 17632 | 0
SOUTHERN CROSS DC TIE | 2020 | 12 | 26 | 24 | 626.6 | 7.5 | 5815 | 0
SOUTHERN CROSS DC TIE | 2020 | 1 | 27 | 24 | 129 | 0.3 | 1196 | 0
SOUTHERN CROSS DC TIE | 2020 | 2 | 27 | 24 | 2083.5 | 67.5 | 19335 | 0
SOUTHERN CROSS DC TIE | 2020 | 3 | 27 | 24 | 961.4 | 17.5 | 8921 | 0
SOUTHERN CROSS DC TIE | 2020 | 4 | 27 | 24 | 19.4 | 0 | 180 | 0
SOUTHERN CROSS DC TIE | 2020 | 5 | 27 | 24 | 0 | 0 | 0 | 0
SOUTHERN CROSS DC TIE | 2020 | 6 | 27 | 24 | 0 | 0 | 0 | 0
SOUTHERN CROSS DC TIE | 2020 | 7 | 27 | 24 | 1102.1 | 20.8 | 11979 | 0
SOUTHERN CROSS DC TIE | 2020 | 8 | 27 | 24 | 0 | 0 | 0 | 0
SOUTHERN CROSS DC TIE | 2020 | 9 | 27 | 24 | 833.3 | 13.9 | 9057 | 0
SOUTHERN CROSS DC TIE | 2020 | 10 | 27 | 24 | 744.6 | 11.7 | 6909 | 0
SOUTHERN CROSS DC TIE | 2020 | 11 | 27 | 24 | 1489.1 | 32.5 | 13818 | 0
SOUTHERN CROSS DC TIE | 2020 | 12 | 27 | 24 | 565.1 | 6.6 | 5243 | 0
SOUTHERN CROSS DC TIE | 2020 | 1 | 28 | 24 | 1766.9 | 55.7 | 16397 | 0
SOUTHERN CROSS DC TIE | 2020 | 2 | 28 | 24 | 1604.6 | 45.7 | 14890 | 0
SOUTHERN CROSS DC TIE | 2020 | 3 | 28 | 24 | 1772.2 | 56.8 | 16445 | 0
SOUTHERN CROSS DC TIE | 2020 | 4 | 28 | 24 | 0 | 0 | 0 | 0
SOUTHERN CROSS DC TIE | 2020 | 5 | 28 | 24 | 0 | 0 | 0 | 0
SOUTHERN CROSS DC TIE | 2020 | 6 | 28 | 24 | 0 | 0 | 0 | 0
SOUTHERN CROSS DC TIE | 2020 | 7 | 28 | 24 | 336.2 | 2 | 3654 | 0
SOUTHERN CROSS DC TIE | 2020 | 8 | 28 | 24 | 0 | 0 | 0 | 0
SOUTHERN CROSS DC TIE | 2020 | 9 | 28 | 24 | 681.7 | 9.2 | 7410 | 0
SOUTHERN CROSS DC TIE | 2020 | 10 | 28 | 24 | 590.5 | 6.8 | 5479 | 0
SOUTHERN CROSS DC TIE | 2020 | 11 | 28 | 24 | 1931.7 | 64.3 | 17926 | 0
SOUTHERN CROSS DC TIE | 2020 | 12 | 28 | 24 | 659.9 | 9.2 | 6123 | 0
SOUTHERN CROSS DC TIE | 2020 | 1 | 29 | 24 | 523.1 | 5.2 | 4854 | 0
SOUTHERN CROSS DC TIE | 2020 | 2 | 29 | 24 | 1417.4 | 38.2 | 13153 | 0
SOUTHERN CROSS DC TIE | 2020 | 3 | 29 | 24 | 1688.3 | 53.1 | 15667 | 0
SOUTHERN CROSS DC TIE | 2020 | 4 | 29 | 24 | 0 | 0 | 0 | 0
SOUTHERN CROSS DC TIE | 2020 | 5 | 29 | 24 | 0 | 0 | 0 | 0
SOUTHERN CROSS DC TIE | 2020 | 6 | 29 | 24 | 88 | 0.1 | 957 | 0
SOUTHERN CROSS DC TIE | 2020 | 7 | 29 | 24 | 369.5 | 2.8 | 4016 | 0
SOUTHERN CROSS DC TIE | 2020 | 8 | 29 | 24 | 0 | 0 | 0 | 0
SOUTHERN CROSS DC TIE | 2020 | 9 | 29 | 24 | 314 | 1.9 | 3413 | 0
SOUTHERN CROSS DC TIE | 2020 | 10 | 29 | 24 | 1934.1 | 62.3 | 17948 | 0
SOUTHERN CROSS DC TIE | 2020 | 11 | 29 | 24 | 1043.4 | 22.3 | 9682 | 0
SOUTHERN CROSS DC TIE | 2020 | 12 | 29 | 24 | 2084.7 | 80.9 | 19345 | 0
SOUTHERN CROSS DC TIE | 2020 | 1 | 30 | 24 | 43.9 | 0 | 407 | 0
SOUTHERN CROSS DC TIE | 2020 | 3 | 30 | 24 | 777.5 | 11.5 | 7215 | 0
SOUTHERN CROSS DC TIE | 2020 | 4 | 30 | 24 | 0 | 0 | 0 | 0
SOUTHERN CROSS DC TIE | 2020 | 5 | 30 | 24 | 592.4 | 6.8 | 5497 | 0
SOUTHERN CROSS DC TIE | 2020 | 6 | 30 | 24 | 0 | 0 | 0 | 0
SOUTHERN CROSS DC TIE | 2020 | 7 | 30 | 24 | 118.7 | 0.2 | 1290 | 0
SOUTHERN CROSS DC TIE | 2020 | 8 | 30 | 24 | 302.8 | 1.6 | 3291 | 0
SOUTHERN CROSS DC TIE | 2020 | 9 | 30 | 24 | 227.6 | 1 | 2473 | 0
SOUTHERN CROSS DC TIE | 2020 | 10 | 30 | 24 | 771.5 | 8.1 | 7159 | 0
SOUTHERN CROSS DC TIE | 2020 | 11 | 30 | 24 | 212.9 | 0.9 | 1975 | 0
SOUTHERN CROSS DC TIE | 2020 | 12 | 30 | 24 | 2090.8 | 83.4 | 19402 | 0
SOUTHERN CROSS DC TIE | 2020 | 1 | 31 | 24 | 69.7 | 0.1 | 646 | 0
SOUTHERN CROSS DC TIE | 2020 | 3 | 31 | 24 | 753.2 | 10.2 | 6989 | 0
SOUTHERN CROSS DC TIE | 2020 | 5 | 31 | 24 | 283.1 | 1.6 | 2627 | 0
SOUTHERN CROSS DC TIE | 2020 | 7 | 31 | 24 | 222.6 | 0.9 | 2420 | 0
SOUTHERN CROSS DC TIE | 2020 | 8 | 31 | 24 | 62.3 | 0.1 | 677 | 0
SOUTHERN CROSS DC TIE | 2020 | 10 | 31 | 24 | 220.2 | 1 | 2043 | 0
SOUTHERN CROSS DC TIE | 2020 | 12 | 31 | 24 | 777.7 | 9 | 7216 | 0

## Hourly SCT Flows - Case 3
Hourly Flow on the Southern Cross Tie - Case # 3 (Base + SCT)
Name | Year | Month | Day | Hour | Forward Flow (MWh) | Forward Loss (MWh) | Forward Wheeling Charge ($) | Reverse Flow (MWh)
SOUTHERN CROSS DC TIE | 2020 | 1 | 1 | 1 | 1736.9 | 65.7 | 16118 | 0
SOUTHERN CROSS DC TIE | 2020 | 1 | 1 | 2 | 134.6 | 0.3 | 1248 | 0
SOUTHERN CROSS DC TIE | 2020 | 1 | 1 | 3 | 180.1 | 0.6 | 1671 | 0
SOUTHERN CROSS DC TIE | 2020 | 1 | 1 | 4 | 100.4 | 0.3 | 931 | 0
SOUTHERN CROSS DC TIE | 2020 | 1 | 1 | 5 | 548.2 | 4.8 | 5087 | 0
SOUTHERN CROSS DC TIE | 2020 | 1 | 1 | 6 | 1108.8 | 19.2 | 10289 | 0
SOUTHERN CROSS DC TIE | 2020 | 1 | 1 | 7 | 1339.7 | 48.4 | 12432 | 0
SOUTHERN CROSS DC TIE | 2020 | 1 | 1 | 8 | 2091.5 | 70.3 | 19409 | 0
SOUTHERN CROSS DC TIE | 2020 | 1 | 1 | 9 | 1706.6 | 58.1 | 15837 | 0
SOUTHERN CROSS DC TIE | 2020 | 1 | 1 | 10 | 1808.8 | 56.5 | 16785 | 0
SOUTHERN CROSS DC TIE | 2020 | 1 | 1 | 11 | 1286.1 | 30.7 | 11935 | 0
SOUTHERN CROSS DC TIE | 2020 | 1 | 1 | 12 | 1481.8 | 42.9 | 13751 | 0
SOUTHERN CROSS DC TIE | 2020 | 1 | 1 | 13 | 1462.2 | 41.4 | 13569 | 0
SOUTHERN CROSS DC TIE | 2020 | 1 | 1 | 14 | 1462.1 | 38.2 | 13567 | 0
SOUTHERN CROSS DC TIE | 2020 | 1 | 1 | 15 | 1222 | 27.3 | 11340 | 0
SOUTHERN CROSS DC TIE | 2020 | 1 | 1 | 16 | 1036.7 | 21 | 9620 | 0
SOUTHERN CROSS DC TIE | 2020 | 1 | 1 | 17 | 1513.6 | 40.8 | 14045 | 0
SOUTHERN CROSS DC TIE | 2020 | 1 | 1 | 18 | 789.8 | 13.5 | 7329 | 0
SOUTHERN CROSS DC TIE | 2020 | 1 | 1 | 19 | 531.4 | 5.5 | 4931 | 0
SOUTHERN CROSS DC TIE | 2020 | 1 | 1 | 20 | 0 | 0 | 0 | 0
SOUTHERN CROSS DC TIE | 2020 | 1 | 1 | 21 | 344.9 | 2.3 | 3200 | 0
SOUTHERN CROSS DC TIE | 2020 | 1 | 1 | 22 | 397.3 | 3.1 | 3686 | 0
SOUTHERN CROSS DC TIE | 2020 | 1 | 1 | 23 | 777.9 | 13.2 | 7219 | 0
SOUTHERN CROSS DC TIE | 2020 | 1 | 1 | 24 | 300.5 | 2.6 | 2788 | 0
SOUTHERN CROSS DC TIE | 2020 | 1 | 2 | 1 | 915.6 | 0 | 8496 | 0
SOUTHERN CROSS DC TIE | 2020 | 1 | 2 | 2 | 760 | 11.2 | 7052 | 0
SOUTHERN CROSS DC TIE | 2020 | 1 | 2 | 3 | 738.5 | 11 | 6853 | 0
SOUTHERN CROSS DC TIE | 2020 | 1 | 2 | 4 | 804.1 | 13 | 7461 | 0
SOUTHERN CROSS DC TIE | 2020 | 1 | 2 | 5 | 1047.8 | 21.8 | 9723 | 0
SOUTHERN CROSS DC TIE | 2020 | 1 | 2 | 6 | 2082.1 | 84.5 | 19322 | 0
SOUTHERN CROSS DC TIE | 2020 | 1 | 2 | 7 | 2072.6 | 69.6 | 19233 | 0
SOUTHERN CROSS DC TIE | 2020 | 1 | 2 | 8 | 2097.5 | 108.6 | 19464 | 0
SOUTHERN CROSS DC TIE | 2020 | 1 | 2 | 9 | 2093.3 | 75.4 | 19425 | 0
SOUTHERN CROSS DC TIE | 2020 | 1 | 2 | 10 | 2085.5 | 73.9 | 19353 | 0
SOUTHERN CROSS DC TIE | 2020 | 1 | 2 | 11 | 1174.3 | 28.2 | 10897 | 0
SOUTHERN CROSS DC TIE | 2020 | 1 | 2 | 12 | 1210.5 | 28.6 | 11233 | 0
SOUTHERN CROSS DC TIE | 2020 | 1 | 2 | 13 | 1408.2 | 33.2 | 13068 | 0
SOUTHERN CROSS DC TIE | 2020 | 1 | 2 | 14 | 1571.9 | 45.5 | 14587 | 0
SOUTHERN CROSS DC TIE | 2020 | 1 | 2 | 15 | 1382.1 | 34.5 | 12825 | 0
SOUTHERN CROSS DC TIE | 2020 | 1 | 2 | 16 | 1170 | 25.7 | 10857 | 0
SOUTHERN CROSS DC TIE | 2020 | 1 | 2 | 17 | 1167.9 | 27.8 | 10838 | 0
SOUTHERN CROSS DC TIE | 2020 | 1 | 2 | 18 | 1142.6 | 27.5 | 10603 | 0
SOUTHERN CROSS DC TIE | 2020 | 1 | 2 | 19 | 1256.5 | 31.4 | 11660 | 0
SOUTHERN CROSS DC TIE | 2020 | 1 | 2 | 20 | 1148.9 | 25.4 | 10662 | 0
SOUTHERN CROSS DC TIE | 2020 | 1 | 2 | 21 | 1011.9 | 19.2 | 9390 | 0
SOUTHERN CROSS DC TIE | 2020 | 1 | 2 | 22 | 850.3 | 14.1 | 7890 | 0
SOUTHERN CROSS DC TIE | 2020 | 1 | 2 | 23 | 670.2 | 8.7 | 6219 | 0
SOUTHERN CROSS DC TIE | 2020 | 1 | 2 | 24 | 771.3 | 11.1 | 7157 | 0
SOUTHERN CROSS DC TIE | 2020 | 1 | 3 | 1 | 644 | 0 | 5975 | 0
SOUTHERN CROSS DC TIE | 2020 | 1 | 3 | 2 | 649.2 | 9.7 | 6024 | 0
SOUTHERN CROSS DC TIE | 2020 | 1 | 3 | 3 | 630.7 | 5.1 | 5852 | 0
SOUTHERN CROSS DC TIE | 2020 | 1 | 3 | 4 | 559 | 8.1 | 5187 | 0
SOUTHERN CROSS DC TIE | 2020 | 1 | 3 | 5 | 750.9 | 8.9 | 6968 | 0
SOUTHERN CROSS DC TIE | 2020 | 1 | 3 | 6 | 1276.3 | 42.6 | 11844 | 0
SOUTHERN CROSS DC TIE | 2020 | 1 | 3 | 7 | 2013.8 | 78.3 | 18688 | 0
SOUTHERN CROSS DC TIE | 2020 | 1 | 3 | 8 | 1421.1 | 32.3 | 13187 | 0
SOUTHERN CROSS DC TIE | 2020 | 1 | 3 | 9 | 994.7 | 21.5 | 9230 | 0
SOUTHERN CROSS DC TIE | 2020 | 1 | 3 | 10 | 923.1 | 15.7 | 8566 | 0
SOUTHERN CROSS DC TIE | 2020 | 1 | 3 | 11 | 1030.6 | 17.7 | 9564 | 0
SOUTHERN CROSS DC TIE | 2020 | 1 | 3 | 12 | 908.6 | 16.1 | 8431 | 0
SOUTHERN CROSS DC TIE | 2020 | 1 | 3 | 13 | 861 | 13.9 | 7990 | 0
SOUTHERN CROSS DC TIE | 2020 | 1 | 3 | 14 | 892.8 | 14.3 | 8284 | 0
SOUTHERN CROSS DC TIE | 2020 | 1 | 3 | 15 | 898.2 | 16.4 | 8334 | 0
SOUTHERN CROSS DC TIE | 2020 | 1 | 3 | 16 | 1011.3 | 18.6 | 9384 | 0
SOUTHERN CROSS DC TIE | 2020 | 1 | 3 | 17 | 1032.2 | 20.2 | 9578 | 0
SOUTHERN CROSS DC TIE | 2020 | 1 | 3 | 18 | 970.6 | 19.3 | 9007 | 0
SOUTHERN CROSS DC TIE | 2020 | 1 | 3 | 19 | 278.5 | 1.6 | 2584 | 0
SOUTHERN CROSS DC TIE | 2020 | 1 | 3 | 20 | 645.2 | 7.7 | 5987 | 0
SOUTHERN CROSS DC TIE | 2020 | 1 | 3 | 21 | 421.1 | 3.3 | 3907 | 0
SOUTHERN CROSS DC TIE | 2020 | 1 | 3 | 22 | 514.7 | 5.3 | 4776 | 0
SOUTHERN CROSS DC TIE | 2020 | 1 | 3 | 23 | 671.2 | 8.2 | 6228 | 0
SOUTHERN CROSS DC TIE | 2020 | 1 | 3 | 24 | 688.7 | 9.1 | 6391 | 0
SOUTHERN CROSS DC TIE | 2020 | 1 | 4 | 1 | 354.1 | 0 | 3286 | 0
SOUTHERN CROSS DC TIE | 2020 | 1 | 4 | 2 | 833.6 | 16.8 | 7735 | 0
SOUTHERN CROSS DC TIE | 2020 | 1 | 4 | 3 | 753.8 | 9.2 | 6995 | 0
SOUTHERN CROSS DC TIE | 2020 | 1 | 4 | 4 | 913.7 | 17.2 | 8479 | 0
SOUTHERN CROSS DC TIE | 2020 | 1 | 4 | 5 | 964.7 | 15.9 | 8952 | 0
SOUTHERN CROSS DC TIE | 2020 | 1 | 4 | 6 | 1000.2 | 20.5 | 9282 | 0
SOUTHERN CROSS DC TIE | 2020 | 1 | 4 | 7 | 819.2 | 13.9 | 7601 | 0
SOUTHERN CROSS DC TIE | 2020 | 1 | 4 | 8 | 628.7 | 8.5 | 5834 | 0
SOUTHERN CROSS DC TIE | 2020 | 1 | 4 | 9 | 752.2 | 11.5 | 6980 | 0
SOUTHERN CROSS DC TIE | 2020 | 1 | 4 | 10 | 1053.6 | 20.7 | 9776 | 0
SOUTHERN CROSS DC TIE | 2020 | 1 | 4 | 11 | 1155.5 | 25.5 | 10722 | 0
SOUTHERN CROSS DC TIE | 2020 | 1 | 4 | 12 | 814.1 | 14.2 | 7554 | 0
SOUTHERN CROSS DC TIE | 2020 | 1 | 4 | 13 | 903.4 | 14 | 8383 | 0
SOUTHERN CROSS DC TIE | 2020 | 1 | 4 | 14 | 1020.4 | 20.9 | 9469 | 0
SOUTHERN CROSS DC TIE | 2020 | 1 | 4 | 15 | 1149.7 | 24.4 | 10669 | 0
SOUTHERN CROSS DC TIE | 2020 | 1 | 4 | 16 | 1192.1 | 25.1 | 11062 | 0
SOUTHERN CROSS DC TIE | 2020 | 1 | 4 | 17 | 1300 | 31.5 | 12063 | 0
SOUTHERN CROSS DC TIE | 2020 | 1 | 4 | 18 | 1156.1 | 25.6 | 10728 | 0
SOUTHERN CROSS DC TIE | 2020 | 1 | 4 | 19 | 1005.1 | 19.6 | 9327 | 0
SOUTHERN CROSS DC TIE | 2020 | 1 | 4 | 20 | 1138.1 | 24.6 | 10561 | 0
SOUTHERN CROSS DC TIE | 2020 | 1 | 4 | 21 | 1335.9 | 33 | 12397 | 0
SOUTHERN CROSS DC TIE | 2020 | 1 | 4 | 22 | 1443.5 | 37.5 | 13395 | 0
SOUTHERN CROSS DC TIE | 2020 | 1 | 4 | 23 | 1144 | 29.2 | 10616 | 0
SOUTHERN CROSS DC TIE | 2020 | 1 | 4 | 24 | 1121.6 | 20.8 | 10408 | 0
SOUTHERN CROSS DC TIE | 2020 | 1 | 5 | 1 | 1594.5 | 0 | 14796 | 0
SOUTHERN CROSS DC TIE | 2020 | 1 | 5 | 2 | 1169.3 | 32.1 | 10851 | 0
SOUTHERN CROSS DC TIE | 2020 | 1 | 5 | 3 | 1981.2 | 51.8 | 18385 | 0
SOUTHERN CROSS DC TIE | 2020 | 1 | 5 | 4 | 1333.2 | 38.1 | 12372 | 0
SOUTHERN CROSS DC TIE | 2020 | 1 | 5 | 5 | 894.5 | 14.8 | 8300 | 0
SOUTHERN CROSS DC TIE | 2020 | 1 | 5 | 6 | 950.7 | 17.9 | 8822 | 0
SOUTHERN CROSS DC TIE | 2020 | 1 | 5 | 7 | 895.2 | 15.4 | 8307 | 0
SOUTHERN CROSS DC TIE | 2020 | 1 | 5 | 8 | 665.2 | 9.9 | 6172 | 0
SOUTHERN CROSS DC TIE | 2020 | 1 | 5 | 9 | 1018.3 | 20 | 9450 | 0
SOUTHERN CROSS DC TIE | 2020 | 1 | 5 | 10 | 531.1 | 5.7 | 4928 | 0
SOUTHERN CROSS DC TIE | 2020 | 1 | 5 | 11 | 773.4 | 12.7 | 7176 | 0
SOUTHERN CROSS DC TIE | 2020 | 1 | 5 | 12 | 997.2 | 18.5 | 9254 | 0
SOUTHERN CROSS DC TIE | 2020 | 1 | 5 | 13 | 593.2 | 6.8 | 5505 | 0
SOUTHERN CROSS DC TIE | 2020 | 1 | 5 | 14 | 433.8 | 3.5 | 4025 | 0
SOUTHERN CROSS DC TIE | 2020 | 1 | 5 | 15 | 245.5 | 1.2 | 2278 | 0
SOUTHERN CROSS DC TIE | 2020 | 1 | 5 | 16 | 256.2 | 1.2 | 2377 | 0
SOUTHERN CROSS DC TIE | 2020 | 1 | 5 | 17 | 372.2 | 2.7 | 3454 | 0
SOUTHERN CROSS DC TIE | 2020 | 1 | 5 | 18 | 512.2 | 5 | 4753 | 0
SOUTHERN CROSS DC TIE | 2020 | 1 | 5 | 19 | 478.5 | 4.7 | 4440 | 0
SOUTHERN CROSS DC TIE | 2020 | 1 | 5 | 20 | 623.1 | 9.1 | 5781 | 0
SOUTHERN CROSS DC TIE | 2020 | 1 | 5 | 21 | 768.2 | 12.4 | 7129 | 0
SOUTHERN CROSS DC TIE | 2020 | 1 | 5 | 22 | 759.4 | 9.7 | 7047 | 0
SOUTHERN CROSS DC TIE | 2020 | 1 | 5 | 23 | 828.4 | 13.3 | 7687 | 0
SOUTHERN CROSS DC TIE | 2020 | 1 | 5 | 24 | 937.1 | 16.1 | 8695 | 0
SOUTHERN CROSS DC TIE | 2020 | 1 | 6 | 1 | 171.2 | 0 | 1589 | 0
SOUTHERN CROSS DC TIE | 2020 | 1 | 6 | 2 | 657 | 5.9 | 6096 | 0
SOUTHERN CROSS DC TIE | 2020 | 1 | 6 | 3 | 933.9 | 15.2 | 8666 | 0
SOUTHERN CROSS DC TIE | 2020 | 1 | 6 | 4 | 592.4 | 7.3 | 5497 | 0
SOUTHERN CROSS DC TIE | 2020 | 1 | 6 | 5 | 501.8 | 4.4 | 4656 | 0
SOUTHERN CROSS DC TIE | 2020 | 1 | 6 | 6 | 1345.6 | 47.9 | 12487 | 0
SOUTHERN CROSS DC TIE | 2020 | 1 | 6 | 7 | 721.8 | 11.2 | 6698 | 0
SOUTHERN CROSS DC TIE | 2020 | 1 | 6 | 8 | 573.1 | 5.4 | 5318 | 0
SOUTHERN CROSS DC TIE | 2020 | 1 | 6 | 9 | 518.3 | 5.3 | 4809 | 0
SOUTHERN CROSS DC TIE | 2020 | 1 | 6 | 10 | 928 | 16.7 | 8611 | 0
SOUTHERN CROSS DC TIE | 2020 | 1 | 6 | 11 | 873.4 | 14.7 | 8105 | 0
SOUTHERN CROSS DC TIE | 2020 | 1 | 6 | 12 | 1020.6 | 20.1 | 9471 | 0
SOUTHERN CROSS DC TIE | 2020 | 1 | 6 | 13 | 911.9 | 16.3 | 8462 | 0
SOUTHERN CROSS DC TIE | 2020 | 1 | 6 | 14 | 1079.2 | 21.3 | 10015 | 0
SOUTHERN CROSS DC TIE | 2020 | 1 | 6 | 15 | 1038.2 | 20.9 | 9634 | 0
SOUTHERN CROSS DC TIE | 2020 | 1 | 6 | 16 | 989.4 | 18.5 | 9181 | 0
SOUTHERN CROSS DC TIE | 2020 | 1 | 6 | 17 | 1084.4 | 22.9 | 10063 | 0
SOUTHERN CROSS DC TIE | 2020 | 1 | 6 | 18 | 1183.1 | 27.2 | 10978 | 0
SOUTHERN CROSS DC TIE | 2020 | 1 | 6 | 19 | 1009.8 | 19.3 | 9371 | 0
SOUTHERN CROSS DC TIE | 2020 | 1 | 6 | 20 | 1047.6 | 21.4 | 9722 | 0
SOUTHERN CROSS DC TIE | 2020 | 1 | 6 | 21 | 1206.3 | 26.9 | 11194 | 0
SOUTHERN CROSS DC TIE | 2020 | 1 | 6 | 22 | 1162.9 | 28 | 10791 | 0
SOUTHERN CROSS DC TIE | 2020 | 1 | 6 | 23 | 1207.8 | 26.7 | 11208 | 0
SOUTHERN CROSS DC TIE | 2020 | 1 | 6 | 24 | 949.7 | 18.5 | 8813 | 0
SOUTHERN CROSS DC TIE | 2020 | 1 | 7 | 1 | 294.1 | 0 | 2728 | 0
SOUTHERN CROSS DC TIE | 2020 | 1 | 7 | 2 | 482.3 | 4.3 | 4476 | 0
SOUTHERN CROSS DC TIE | 2020 | 1 | 7 | 3 | 408.3 | 3.6 | 3789 | 0
SOUTHERN CROSS DC TIE | 2020 | 1 | 7 | 4 | 544.4 | 5.8 | 5052 | 0
SOUTHERN CROSS DC TIE | 2020 | 1 | 7 | 5 | 468.2 | 4.3 | 4345 | 0
SOUTHERN CROSS DC TIE | 2020 | 1 | 7 | 6 | 1051.2 | 19.2 | 9755 | 0
SOUTHERN CROSS DC TIE | 2020 | 1 | 7 | 7 | 1727.8 | 56.2 | 16034 | 0
SOUTHERN CROSS DC TIE | 2020 | 1 | 7 | 8 | 1007.4 | 19.4 | 9348 | 0
SOUTHERN CROSS DC TIE | 2020 | 1 | 7 | 9 | 1289 | 33.2 | 11962 | 0
SOUTHERN CROSS DC TIE | 2020 | 1 | 7 | 10 | 1178.6 | 29.1 | 10937 | 0
SOUTHERN CROSS DC TIE | 2020 | 1 | 7 | 11 | 1374.2 | 32.5 | 12752 | 0
SOUTHERN CROSS DC TIE | 2020 | 1 | 7 | 12 | 1104 | 23.6 | 10245 | 0
SOUTHERN CROSS DC TIE | 2020 | 1 | 7 | 13 | 1102.3 | 23.4 | 10229 | 0
SOUTHERN CROSS DC TIE | 2020 | 1 | 7 | 14 | 1099.1 | 23.4 | 10199 | 0
SOUTHERN CROSS DC TIE | 2020 | 1 | 7 | 15 | 1052 | 21.3 | 9762 | 0
SOUTHERN CROSS DC TIE | 2020 | 1 | 7 | 16 | 1093 | 22 | 10142 | 0
SOUTHERN CROSS DC TIE | 2020 | 1 | 7 | 17 | 942.1 | 17.8 | 8742 | 0
SOUTHERN CROSS DC TIE | 2020 | 1 | 7 | 18 | 867.6 | 16.4 | 8051 | 0
SOUTHERN CROSS DC TIE | 2020 | 1 | 7 | 19 | 706.1 | 9.6 | 6552 | 0
SOUTHERN CROSS DC TIE | 2020 | 1 | 7 | 20 | 813.8 | 12.5 | 7551 | 0
SOUTHERN CROSS DC TIE | 2020 | 1 | 7 | 21 | 752.8 | 10.8 | 6985 | 0
SOUTHERN CROSS DC TIE | 2020 | 1 | 7 | 22 | 638.3 | 7.6 | 5923 | 0
SOUTHERN CROSS DC TIE | 2020 | 1 | 7 | 23 | 489.7 | 4 | 4544 | 0
SOUTHERN CROSS DC TIE | 2020 | 1 | 7 | 24 | 702.1 | 8.8 | 6515 | 0
SOUTHERN CROSS DC TIE | 2020 | 1 | 8 | 1 | 91 | 0 | 844 | 0
SOUTHERN CROSS DC TIE | 2020 | 1 | 8 | 2 | 296.8 | 1.7 | 2754 | 0
SOUTHERN CROSS DC TIE | 2020 | 1 | 8 | 3 | 763.3 | 10.7 | 7083 | 0
SOUTHERN CROSS DC TIE | 2020 | 1 | 8 | 4 | 852.7 | 13.4 | 7912 | 0
SOUTHERN CROSS DC TIE | 2020 | 1 | 8 | 5 | 1023.7 | 20.2 | 9500 | 0
SOUTHERN CROSS DC TIE | 2020 | 1 | 8 | 6 | 998.9 | 18.6 | 9269 | 0
SOUTHERN CROSS DC TIE | 2020 | 1 | 8 | 7 | 1211.1 | 30.9 | 11238 | 0
SOUTHERN CROSS DC TIE | 2020 | 1 | 8 | 8 | 2089.9 | 100.8 | 19394 | 0
SOUTHERN CROSS DC TIE | 2020 | 1 | 8 | 9 | 1946.9 | 67.7 | 18067 | 0
SOUTHERN CROSS DC TIE | 2020 | 1 | 8 | 10 | 2090.4 | 82.1 | 19398 | 0
SOUTHERN CROSS DC TIE | 2020 | 1 | 8 | 11 | 1448.6 | 48.5 | 13442 | 0
SOUTHERN CROSS DC TIE | 2020 | 1 | 8 | 12 | 834.8 | 10.9 | 7746 | 0
SOUTHERN CROSS DC TIE | 2020 | 1 | 8 | 13 | 790.2 | 14.5 | 7332 | 0
SOUTHERN CROSS DC TIE | 2020 | 1 | 8 | 14 | 1169.3 | 20.5 | 10850 | 0
SOUTHERN CROSS DC TIE | 2020 | 1 | 8 | 15 | 679.4 | 9.6 | 6305 | 0
SOUTHERN CROSS DC TIE | 2020 | 1 | 8 | 16 | 1002.9 | 18.9 | 9307 | 0
SOUTHERN CROSS DC TIE | 2020 | 1 | 8 | 17 | 1051.6 | 20 | 9758 | 0
SOUTHERN CROSS DC TIE | 2020 | 1 | 8 | 18 | 1236 | 27.9 | 11470 | 0
SOUTHERN CROSS DC TIE | 2020 | 1 | 8 | 19 | 881.5 | 17.7 | 8179 | 0
SOUTHERN CROSS DC TIE | 2020 | 1 | 8 | 20 | 1733.5 | 54.5 | 16086 | 0
SOUTHERN CROSS DC TIE | 2020 | 1 | 8 | 21 | 2088.7 | 78.8 | 19383 | 0
SOUTHERN CROSS DC TIE | 2020 | 1 | 8 | 22 | 2085.1 | 77.4 | 19349 | 0
SOUTHERN CROSS DC TIE | 2020 | 1 | 8 | 23 | 614.2 | 7 | 5699 | 0
SOUTHERN CROSS DC TIE | 2020 | 1 | 8 | 24 | 928 | 15.9 | 8612 | 0
SOUTHERN CROSS DC TIE | 2020 | 1 | 9 | 1 | 2100 | 0 | 19487 | 0
SOUTHERN CROSS DC TIE | 2020 | 1 | 9 | 2 | 2080.6 | 85 | 19307 | 0
SOUTHERN CROSS DC TIE | 2020 | 1 | 9 | 3 | 2085.6 | 83.7 | 19354 | 0
SOUTHERN CROSS DC TIE | 2020 | 1 | 9 | 4 | 2079.2 | 73.3 | 19294 | 0
SOUTHERN CROSS DC TIE | 2020 | 1 | 9 | 5 | 2092 | 94.9 | 19413 | 0
SOUTHERN CROSS DC TIE | 2020 | 1 | 9 | 6 | 1308.7 | 27.1 | 12144 | 0
SOUTHERN CROSS DC TIE | 2020 | 1 | 9 | 7 | 1119.2 | 23.5 | 10386 | 0
SOUTHERN CROSS DC TIE | 2020 | 1 | 9 | 8 | 2087.9 | 94.8 | 19375 | 0
SOUTHERN CROSS DC TIE | 2020 | 1 | 9 | 9 | 2087.4 | 77.7 | 19370 | 0
SOUTHERN CROSS DC TIE | 2020 | 1 | 9 | 10 | 1201.6 | 25.8 | 11150 | 0
SOUTHERN CROSS DC TIE | 2020 | 1 | 9 | 11 | 1141.6 | 24.8 | 10593 | 0
SOUTHERN CROSS DC TIE | 2020 | 1 | 9 | 12 | 1378.3 | 36.6 | 12790 | 0
SOUTHERN CROSS DC TIE | 2020 | 1 | 9 | 13 | 1240.7 | 31.3 | 11514 | 0
SOUTHERN CROSS DC TIE | 2020 | 1 | 9 | 14 | 1242.8 | 30.8 | 11533 | 0
SOUTHERN CROSS DC TIE | 2020 | 1 | 9 | 15 | 1440.1 | 37.8 | 13364 | 0
SOUTHERN CROSS DC TIE | 2020 | 1 | 9 | 16 | 1136.9 | 25.2 | 10550 | 0
SOUTHERN CROSS DC TIE | 2020 | 1 | 9 | 17 | 1274.2 | 31.6 | 11824 | 0
SOUTHERN CROSS DC TIE | 2020 | 1 | 9 | 18 | 1315.1 | 33.1 | 12203 | 0
SOUTHERN CROSS DC TIE | 2020 | 1 | 9 | 19 | 998.5 | 19.4 | 9266 | 0
SOUTHERN CROSS DC TIE | 2020 | 1 | 9 | 20 | 629.4 | 7.3 | 5840 | 0
SOUTHERN CROSS DC TIE | 2020 | 1 | 9 | 21 | 1093.4 | 24.8 | 10146 | 0
SOUTHERN CROSS DC TIE | 2020 | 1 | 9 | 22 | 751.2 | 9.9 | 6971 | 0
SOUTHERN CROSS DC TIE | 2020 | 1 | 9 | 23 | 600.7 | 6.9 | 5574 | 0
SOUTHERN CROSS DC TIE | 2020 | 1 | 9 | 24 | 1013.8 | 18.1 | 9407 | 0
SOUTHERN CROSS DC TIE | 2020 | 1 | 10 | 1 | 655.8 | 0 | 6086 | 0
SOUTHERN CROSS DC TIE | 2020 | 1 | 10 | 2 | 1186.6 | 31.1 | 11011 | 0
SOUTHERN CROSS DC TIE | 2020 | 1 | 10 | 3 | 1217.5 | 25.7 | 11298 | 0
SOUTHERN CROSS DC TIE | 2020 | 1 | 10 | 4 | 1316 | 32 | 12212 | 0
SOUTHERN CROSS DC TIE | 2020 | 1 | 10 | 5 | 1497.7 | 41.7 | 13898 | 0
SOUTHERN CROSS DC TIE | 2020 | 1 | 10 | 6 | 1491.5 | 47.8 | 13841 | 0
SOUTHERN CROSS DC TIE | 2020 | 1 | 10 | 7 | 1373.9 | 40.4 | 12749 | 0
SOUTHERN CROSS DC TIE | 2020 | 1 | 10 | 8 | 819.5 | 13.3 | 7605 | 0
SOUTHERN CROSS DC TIE | 2020 | 1 | 10 | 9 | 1072.7 | 21.1 | 9955 | 0
SOUTHERN CROSS DC TIE | 2020 | 1 | 10 | 10 | 904.8 | 15.7 | 8396 | 0
SOUTHERN CROSS DC TIE | 2020 | 1 | 10 | 11 | 1118.7 | 23.6 | 10381 | 0
SOUTHERN CROSS DC TIE | 2020 | 1 | 10 | 12 | 1469.5 | 39.8 | 13637 | 0
SOUTHERN CROSS DC TIE | 2020 | 1 | 10 | 13 | 1617.1 | 50 | 15006 | 0
SOUTHERN CROSS DC TIE | 2020 | 1 | 10 | 14 | 1466.7 | 41 | 13611 | 0
SOUTHERN CROSS DC TIE | 2020 | 1 | 10 | 15 | 1546.2 | 39.7 | 14348 | 0
SOUTHERN CROSS DC TIE | 2020 | 1 | 10 | 16 | 1738.2 | 64.4 | 16130 | 0
SOUTHERN CROSS DC TIE | 2020 | 1 | 10 | 17 | 1784.4 | 65.5 | 16559 | 0
SOUTHERN CROSS DC TIE | 2020 | 1 | 10 | 18 | 1062 | 21.9 | 9855 | 0
SOUTHERN CROSS DC TIE | 2020 | 1 | 10 | 19 | 798.1 | 14.6 | 7405 | 0
SOUTHERN CROSS DC TIE | 2020 | 1 | 10 | 20 | 0 | 0 | 0 | 0
SOUTHERN CROSS DC TIE | 2020 | 1 | 10 | 21 | 130.6 | 0.3 | 1211 | 0
SOUTHERN CROSS DC TIE | 2020 | 1 | 10 | 22 | 471.3 | 4 | 4373 | 0
SOUTHERN CROSS DC TIE | 2020 | 1 | 10 | 23 | 991 | 20.5 | 9196 | 0
SOUTHERN CROSS DC TIE | 2020 | 1 | 10 | 24 | 1066.9 | 18.7 | 9901 | 0
SOUTHERN CROSS DC TIE | 2020 | 1 | 11 | 1 | 806.2 | 0 | 7481 | 0
SOUTHERN CROSS DC TIE | 2020 | 1 | 11 | 2 | 929.9 | 13.3 | 8629 | 0
SOUTHERN CROSS DC TIE | 2020 | 1 | 11 | 3 | 854.1 | 14.1 | 7926 | 0
SOUTHERN CROSS DC TIE | 2020 | 1 | 11 | 4 | 1316.9 | 35.4 | 12220 | 0
SOUTHERN CROSS DC TIE | 2020 | 1 | 11 | 5 | 987.3 | 20.1 | 9162 | 0
SOUTHERN CROSS DC TIE | 2020 | 1 | 11 | 6 | 969 | 17.7 | 8992 | 0
SOUTHERN CROSS DC TIE | 2020 | 1 | 11 | 7 | 791.3 | 11.7 | 7342 | 0
SOUTHERN CROSS DC TIE | 2020 | 1 | 11 | 8 | 683.8 | 9.2 | 6345 | 0
SOUTHERN CROSS DC TIE | 2020 | 1 | 11 | 9 | 1273 | 31 | 11813 | 0
SOUTHERN CROSS DC TIE | 2020 | 1 | 11 | 10 | 1133.1 | 23.1 | 10515 | 0
SOUTHERN CROSS DC TIE | 2020 | 1 | 11 | 11 | 779.8 | 13.7 | 7236 | 0
SOUTHERN CROSS DC TIE | 2020 | 1 | 11 | 12 | 850.4 | 12.1 | 7891 | 0
SOUTHERN CROSS DC TIE | 2020 | 1 | 11 | 13 | 828.2 | 13.2 | 7685 | 0
SOUTHERN CROSS DC TIE | 2020 | 1 | 11 | 14 | 902.5 | 16 | 8375 | 0
SOUTHERN CROSS DC TIE | 2020 | 1 | 11 | 15 | 1053.1 | 22.6 | 9773 | 0
SOUTHERN CROSS DC TIE | 2020 | 1 | 11 | 16 | 987.6 | 16.1 | 9164 | 0
SOUTHERN CROSS DC TIE | 2020 | 1 | 11 | 17 | 1185.8 | 30.3 | 11004 | 0
SOUTHERN CROSS DC TIE | 2020 | 1 | 11 | 18 | 1287.7 | 30.1 | 11949 | 0
SOUTHERN CROSS DC TIE | 2020 | 1 | 11 | 19 | 1501.9 | 42.6 | 13937 | 0
SOUTHERN CROSS DC TIE | 2020 | 1 | 11 | 20 | 1104.8 | 23.6 | 10252 | 0
SOUTHERN CROSS DC TIE | 2020 | 1 | 11 | 21 | 1157.8 | 24.6 | 10744 | 0
SOUTHERN CROSS DC TIE | 2020 | 1 | 11 | 22 | 976.7 | 17.9 | 9063 | 0
SOUTHERN CROSS DC TIE | 2020 | 1 | 11 | 23 | 1103.4 | 23.4 | 10239 | 0
SOUTHERN CROSS DC TIE | 2020 | 1 | 11 | 24 | 1019.9 | 19.3 | 9464 | 0
SOUTHERN CROSS DC TIE | 2020 | 1 | 12 | 1 | 1377 | 0 | 12778 | 0
SOUTHERN CROSS DC TIE | 2020 | 1 | 12 | 2 | 1409.6 | 41.8 | 13081 | 0
SOUTHERN CROSS DC TIE | 2020 | 1 | 12 | 3 | 1296.7 | 28.5 | 12033 | 0
SOUTHERN CROSS DC TIE | 2020 | 1 | 12 | 4 | 1220.5 | 26.2 | 11326 | 0
SOUTHERN CROSS DC TIE | 2020 | 1 | 12 | 5 | 984 | 22.3 | 9131 | 0
SOUTHERN CROSS DC TIE | 2020 | 1 | 12 | 6 | 871.8 | 12.4 | 8090 | 0
SOUTHERN CROSS DC TIE | 2020 | 1 | 12 | 7 | 747.5 | 12 | 6936 | 0
SOUTHERN CROSS DC TIE | 2020 | 1 | 12 | 8 | 721.8 | 9.8 | 6698 | 0
SOUTHERN CROSS DC TIE | 2020 | 1 | 12 | 9 | 1273.2 | 29.9 | 11815 | 0
SOUTHERN CROSS DC TIE | 2020 | 1 | 12 | 10 | 1216.8 | 28.7 | 11291 | 0
SOUTHERN CROSS DC TIE | 2020 | 1 | 12 | 11 | 1185 | 26.9 | 10996 | 0
SOUTHERN CROSS DC TIE | 2020 | 1 | 12 | 12 | 1225.8 | 29.5 | 11375 | 0
SOUTHERN CROSS DC TIE | 2020 | 1 | 12 | 13 | 1139 | 25.3 | 10569 | 0
SOUTHERN CROSS DC TIE | 2020 | 1 | 12 | 14 | 1265.2 | 30.7 | 11740 | 0
SOUTHERN CROSS DC TIE | 2020 | 1 | 12 | 15 | 1105.2 | 22.6 | 10256 | 0
SOUTHERN CROSS DC TIE | 2020 | 1 | 12 | 16 | 1125 | 23.2 | 10439 | 0
SOUTHERN CROSS DC TIE | 2020 | 1 | 12 | 17 | 1209.3 | 28.3 | 11222 | 0
SOUTHERN CROSS DC TIE | 2020 | 1 | 12 | 18 | 1297.3 | 37.9 | 12039 | 0
SOUTHERN CROSS DC TIE | 2020 | 1 | 12 | 19 | 1280.1 | 34.1 | 11879 | 0
SOUTHERN CROSS DC TIE | 2020 | 1 | 12 | 20 | 1030.9 | 20.3 | 9566 | 0
SOUTHERN CROSS DC TIE | 2020 | 1 | 12 | 21 | 1070.6 | 22.3 | 9934 | 0
SOUTHERN CROSS DC TIE | 2020 | 1 | 12 | 22 | 1009.2 | 18.9 | 9365 | 0
SOUTHERN CROSS DC TIE | 2020 | 1 | 12 | 23 | 1125.2 | 23.1 | 10441 | 0
SOUTHERN CROSS DC TIE | 2020 | 1 | 12 | 24 | 1390.6 | 33.5 | 12904 | 0
SOUTHERN CROSS DC TIE | 2020 | 1 | 13 | 1 | 750 | 0 | 6960 | 0
SOUTHERN CROSS DC TIE | 2020 | 1 | 13 | 2 | 798.5 | 14.6 | 7410 | 0
SOUTHERN CROSS DC TIE | 2020 | 1 | 13 | 3 | 1054.7 | 20.3 | 9788 | 0
SOUTHERN CROSS DC TIE | 2020 | 1 | 13 | 4 | 999.2 | 20.4 | 9272 | 0
SOUTHERN CROSS DC TIE | 2020 | 1 | 13 | 5 | 1483.5 | 41.6 | 13766 | 0
SOUTHERN CROSS DC TIE | 2020 | 1 | 13 | 6 | 1731.3 | 53.9 | 16066 | 0
SOUTHERN CROSS DC TIE | 2020 | 1 | 13 | 7 | 1497.5 | 42.5 | 13897 | 0
SOUTHERN CROSS DC TIE | 2020 | 1 | 13 | 8 | 748.9 | 13.7 | 6949 | 0
SOUTHERN CROSS DC TIE | 2020 | 1 | 13 | 9 | 896.3 | 15 | 8317 | 0
SOUTHERN CROSS DC TIE | 2020 | 1 | 13 | 10 | 654.1 | 8.6 | 6069 | 0
SOUTHERN CROSS DC TIE | 2020 | 1 | 13 | 11 | 758.3 | 11.4 | 7036 | 0
SOUTHERN CROSS DC TIE | 2020 | 1 | 13 | 12 | 640.8 | 9.1 | 5946 | 0
SOUTHERN CROSS DC TIE | 2020 | 1 | 13 | 13 | 916.4 | 15.6 | 8503 | 0
SOUTHERN CROSS DC TIE | 2020 | 1 | 13 | 14 | 887.1 | 15.1 | 8232 | 0
SOUTHERN CROSS DC TIE | 2020 | 1 | 13 | 15 | 1143.3 | 25.2 | 10609 | 0
SOUTHERN CROSS DC TIE | 2020 | 1 | 13 | 16 | 1146.2 | 24.1 | 10636 | 0
SOUTHERN CROSS DC TIE | 2020 | 1 | 13 | 17 | 1199.3 | 27.5 | 11129 | 0
SOUTHERN CROSS DC TIE | 2020 | 1 | 13 | 18 | 1046.3 | 21.4 | 9709 | 0
SOUTHERN CROSS DC TIE | 2020 | 1 | 13 | 19 | 1250.8 | 29.3 | 11607 | 0
SOUTHERN CROSS DC TIE | 2020 | 1 | 13 | 20 | 1088 | 21.2 | 10096 | 0
SOUTHERN CROSS DC TIE | 2020 | 1 | 13 | 21 | 1122.3 | 27.6 | 10415 | 0
SOUTHERN CROSS DC TIE | 2020 | 1 | 13 | 22 | 1380.2 | 36.3 | 12808 | 0
SOUTHERN CROSS DC TIE | 2020 | 1 | 13 | 23 | 866.9 | 13 | 8044 | 0
SOUTHERN CROSS DC TIE | 2020 | 1 | 13 | 24 | 856.9 | 13.1 | 7952 | 0
SOUTHERN CROSS DC TIE | 2020 | 1 | 14 | 1 | 1186.7 | 0 | 11012 | 0
SOUTHERN CROSS DC TIE | 2020 | 1 | 14 | 2 | 1153.8 | 27.9 | 10707 | 0
SOUTHERN CROSS DC TIE | 2020 | 1 | 14 | 3 | 1240.3 | 25.7 | 11510 | 0
SOUTHERN CROSS DC TIE | 2020 | 1 | 14 | 4 | 1246.6 | 30.9 | 11568 | 0
SOUTHERN CROSS DC TIE | 2020 | 1 | 14 | 5 | 1215.3 | 26.3 | 11278 | 0
SOUTHERN CROSS DC TIE | 2020 | 1 | 14 | 6 | 1274.4 | 33 | 11826 | 0
SOUTHERN CROSS DC TIE | 2020 | 1 | 14 | 7 | 1126.9 | 24.3 | 10457 | 0
SOUTHERN CROSS DC TIE | 2020 | 1 | 14 | 8 | 1475.4 | 48 | 13691 | 0
SOUTHERN CROSS DC TIE | 2020 | 1 | 14 | 9 | 887.1 | 14.4 | 8232 | 0
SOUTHERN CROSS DC TIE | 2020 | 1 | 14 | 10 | 954.5 | 18.8 | 8857 | 0
SOUTHERN CROSS DC TIE | 2020 | 1 | 14 | 11 | 401.9 | 3.2 | 3729 | 0
SOUTHERN CROSS DC TIE | 2020 | 1 | 14 | 12 | 660.7 | 8.2 | 6131 | 0
SOUTHERN CROSS DC TIE | 2020 | 1 | 14 | 13 | 1396.4 | 38.1 | 12959 | 0
SOUTHERN CROSS DC TIE | 2020 | 1 | 14 | 14 | 1335.8 | 35 | 12395 | 0
SOUTHERN CROSS DC TIE | 2020 | 1 | 14 | 15 | 1453.4 | 40.2 | 13487 | 0
SOUTHERN CROSS DC TIE | 2020 | 1 | 14 | 16 | 1289.5 | 31.4 | 11966 | 0
SOUTHERN CROSS DC TIE | 2020 | 1 | 14 | 17 | 1703.3 | 52.6 | 15806 | 0
SOUTHERN CROSS DC TIE | 2020 | 1 | 14 | 18 | 1871.2 | 64.1 | 17364 | 0
SOUTHERN CROSS DC TIE | 2020 | 1 | 14 | 19 | 1361.3 | 36.8 | 12632 | 0
SOUTHERN CROSS DC TIE | 2020 | 1 | 14 | 20 | 1403.6 | 34.7 | 13025 | 0
SOUTHERN CROSS DC TIE | 2020 | 1 | 14 | 21 | 1604.7 | 48.3 | 14891 | 0
SOUTHERN CROSS DC TIE | 2020 | 1 | 14 | 22 | 1227 | 28.2 | 11386 | 0
SOUTHERN CROSS DC TIE | 2020 | 1 | 14 | 23 | 1172.3 | 27.5 | 10878 | 0
SOUTHERN CROSS DC TIE | 2020 | 1 | 14 | 24 | 1085.8 | 19.5 | 10076 | 0
SOUTHERN CROSS DC TIE | 2020 | 1 | 15 | 1 | 1349.8 | 0 | 12526 | 0
SOUTHERN CROSS DC TIE | 2020 | 1 | 15 | 2 | 1406.2 | 41 | 13049 | 0
SOUTHERN CROSS DC TIE | 2020 | 1 | 15 | 3 | 1609.1 | 45.5 | 14932 | 0
SOUTHERN CROSS DC TIE | 2020 | 1 | 15 | 4 | 1452.6 | 40 | 13479 | 0
SOUTHERN CROSS DC TIE | 2020 | 1 | 15 | 5 | 1478.1 | 42.3 | 13716 | 0
SOUTHERN CROSS DC TIE | 2020 | 1 | 15 | 6 | 1580.2 | 48 | 14664 | 0
SOUTHERN CROSS DC TIE | 2020 | 1 | 15 | 7 | 1765.1 | 61.1 | 16380 | 0
SOUTHERN CROSS DC TIE | 2020 | 1 | 15 | 8 | 2072.5 | 79 | 19233 | 0
SOUTHERN CROSS DC TIE | 2020 | 1 | 15 | 9 | 1918.7 | 84.4 | 17805 | 0
SOUTHERN CROSS DC TIE | 2020 | 1 | 15 | 10 | 1429.2 | 39.8 | 13262 | 0
SOUTHERN CROSS DC TIE | 2020 | 1 | 15 | 11 | 1783 | 59.2 | 16545 | 0
SOUTHERN CROSS DC TIE | 2020 | 1 | 15 | 12 | 1447.6 | 43.1 | 13433 | 0
SOUTHERN CROSS DC TIE | 2020 | 1 | 15 | 13 | 1677.3 | 46.6 | 15565 | 0
SOUTHERN CROSS DC TIE | 2020 | 1 | 15 | 14 | 1783.4 | 57.9 | 16549 | 0
SOUTHERN CROSS DC TIE | 2020 | 1 | 15 | 15 | 2061.6 | 76.6 | 19131 | 0
SOUTHERN CROSS DC TIE | 2020 | 1 | 15 | 16 | 2091.5 | 84.4 | 19409 | 0
SOUTHERN CROSS DC TIE | 2020 | 1 | 15 | 17 | 1903.8 | 66 | 17667 | 0
SOUTHERN CROSS DC TIE | 2020 | 1 | 15 | 18 | 1909.4 | 68.5 | 17719 | 0
SOUTHERN CROSS DC TIE | 2020 | 1 | 15 | 19 | 1567.6 | 48.4 | 14547 | 0
SOUTHERN CROSS DC TIE | 2020 | 1 | 15 | 20 | 1821.2 | 62 | 16900 | 0
SOUTHERN CROSS DC TIE | 2020 | 1 | 15 | 21 | 2082.2 | 78.6 | 19322 | 0
SOUTHERN CROSS DC TIE | 2020 | 1 | 15 | 22 | 1893.2 | 67.9 | 17568 | 0
SOUTHERN CROSS DC TIE | 2020 | 1 | 15 | 23 | 2094.2 | 80.2 | 19434 | 0
SOUTHERN CROSS DC TIE | 2020 | 1 | 15 | 24 | 2095.2 | 82.2 | 19443 | 0
SOUTHERN CROSS DC TIE | 2020 | 1 | 16 | 1 | 2100 | 0 | 19487 | 0
SOUTHERN CROSS DC TIE | 2020 | 1 | 16 | 2 | 1983.2 | 60.7 | 18404 | 0
SOUTHERN CROSS DC TIE | 2020 | 1 | 16 | 3 | 2084 | 93.5 | 19339 | 0
SOUTHERN CROSS DC TIE | 2020 | 1 | 16 | 4 | 2090.5 | 84.1 | 19399 | 0
SOUTHERN CROSS DC TIE | 2020 | 1 | 16 | 5 | 2081.9 | 75.8 | 19319 | 0
SOUTHERN CROSS DC TIE | 2020 | 1 | 16 | 6 | 1801.2 | 60.5 | 16715 | 0
SOUTHERN CROSS DC TIE | 2020 | 1 | 16 | 7 | 2067.2 | 77.6 | 19183 | 0
SOUTHERN CROSS DC TIE | 2020 | 1 | 16 | 8 | 2090.9 | 87.9 | 19403 | 0
SOUTHERN CROSS DC TIE | 2020 | 1 | 16 | 9 | 2079.8 | 68.7 | 19300 | 0
SOUTHERN CROSS DC TIE | 2020 | 1 | 16 | 10 | 2082.8 | 86.8 | 19328 | 0
SOUTHERN CROSS DC TIE | 2020 | 1 | 16 | 11 | 1023.2 | 21.1 | 9495 | 0
SOUTHERN CROSS DC TIE | 2020 | 1 | 16 | 12 | 775.7 | 11.2 | 7198 | 0
SOUTHERN CROSS DC TIE | 2020 | 1 | 16 | 13 | 653.9 | 7.4 | 6068 | 0
SOUTHERN CROSS DC TIE | 2020 | 1 | 16 | 14 | 905.7 | 15.9 | 8405 | 0
SOUTHERN CROSS DC TIE | 2020 | 1 | 16 | 15 | 906.1 | 15.7 | 8408 | 0
SOUTHERN CROSS DC TIE | 2020 | 1 | 16 | 16 | 1112.2 | 25.4 | 10321 | 0
SOUTHERN CROSS DC TIE | 2020 | 1 | 16 | 17 | 928.3 | 15.6 | 8614 | 0
SOUTHERN CROSS DC TIE | 2020 | 1 | 16 | 18 | 1103.4 | 23 | 10239 | 0
SOUTHERN CROSS DC TIE | 2020 | 1 | 16 | 19 | 1316.1 | 34.2 | 12212 | 0
SOUTHERN CROSS DC TIE | 2020 | 1 | 16 | 20 | 1678.8 | 52.8 | 15578 | 0
SOUTHERN CROSS DC TIE | 2020 | 1 | 16 | 21 | 2073.3 | 77.7 | 19240 | 0
SOUTHERN CROSS DC TIE | 2020 | 1 | 16 | 22 | 1590.4 | 48.3 | 14759 | 0
SOUTHERN CROSS DC TIE | 2020 | 1 | 16 | 23 | 1525.3 | 45.2 | 14154 | 0
SOUTHERN CROSS DC TIE | 2020 | 1 | 16 | 24 | 1891.3 | 62.9 | 17551 | 0
SOUTHERN CROSS DC TIE | 2020 | 1 | 17 | 1 | 2100 | 0 | 19487 | 0
SOUTHERN CROSS DC TIE | 2020 | 1 | 17 | 2 | 1629 | 57.5 | 15117 | 0
SOUTHERN CROSS DC TIE | 2020 | 1 | 17 | 3 | 2062.3 | 76.2 | 19137 | 0
SOUTHERN CROSS DC TIE | 2020 | 1 | 17 | 4 | 1864.1 | 69.1 | 17298 | 0
SOUTHERN CROSS DC TIE | 2020 | 1 | 17 | 5 | 1400.5 | 36.6 | 12996 | 0
SOUTHERN CROSS DC TIE | 2020 | 1 | 17 | 6 | 1264.1 | 34.6 | 11730 | 0
SOUTHERN CROSS DC TIE | 2020 | 1 | 17 | 7 | 804.8 | 12.8 | 7468 | 0
SOUTHERN CROSS DC TIE | 2020 | 1 | 17 | 8 | 1886.8 | 68.3 | 17509 | 0
SOUTHERN CROSS DC TIE | 2020 | 1 | 17 | 9 | 2096.6 | 85 | 19456 | 0
SOUTHERN CROSS DC TIE | 2020 | 1 | 17 | 10 | 1102.7 | 22.3 | 10233 | 0
SOUTHERN CROSS DC TIE | 2020 | 1 | 17 | 11 | 618.7 | 7.7 | 5741 | 0
SOUTHERN CROSS DC TIE | 2020 | 1 | 17 | 12 | 1051.6 | 22 | 9758 | 0
SOUTHERN CROSS DC TIE | 2020 | 1 | 17 | 13 | 983.2 | 18.8 | 9124 | 0
SOUTHERN CROSS DC TIE | 2020 | 1 | 17 | 14 | 946.2 | 17 | 8780 | 0
SOUTHERN CROSS DC TIE | 2020 | 1 | 17 | 15 | 1205.2 | 27.3 | 11184 | 0
SOUTHERN CROSS DC TIE | 2020 | 1 | 17 | 16 | 1453.2 | 39.8 | 13485 | 0
SOUTHERN CROSS DC TIE | 2020 | 1 | 17 | 17 | 1692.8 | 53 | 15709 | 0
SOUTHERN CROSS DC TIE | 2020 | 1 | 17 | 18 | 1274 | 31.6 | 11823 | 0
SOUTHERN CROSS DC TIE | 2020 | 1 | 17 | 19 | 980.9 | 18.7 | 9102 | 0
SOUTHERN CROSS DC TIE | 2020 | 1 | 17 | 20 | 815.7 | 13.2 | 7569 | 0
SOUTHERN CROSS DC TIE | 2020 | 1 | 17 | 21 | 1128.5 | 21 | 10472 | 0
SOUTHERN CROSS DC TIE | 2020 | 1 | 17 | 22 | 763.1 | 10.9 | 7081 | 0
SOUTHERN CROSS DC TIE | 2020 | 1 | 17 | 23 | 898.9 | 15.7 | 8342 | 0
SOUTHERN CROSS DC TIE | 2020 | 1 | 17 | 24 | 1586.5 | 51.4 | 14722 | 0
SOUTHERN CROSS DC TIE | 2020 | 1 | 18 | 1 | 1316.5 | 0 | 12217 | 0
SOUTHERN CROSS DC TIE | 2020 | 1 | 18 | 2 | 1435.8 | 35.7 | 13323 | 0
SOUTHERN CROSS DC TIE | 2020 | 1 | 18 | 3 | 1837.8 | 58.1 | 17054 | 0
SOUTHERN CROSS DC TIE | 2020 | 1 | 18 | 4 | 1848.2 | 72.5 | 17151 | 0
SOUTHERN CROSS DC TIE | 2020 | 1 | 18 | 5 | 2058 | 71.3 | 19097 | 0
SOUTHERN CROSS DC TIE | 2020 | 1 | 18 | 6 | 1230.7 | 31.4 | 11420 | 0
SOUTHERN CROSS DC TIE | 2020 | 1 | 18 | 7 | 915.5 | 15.1 | 8496 | 0
SOUTHERN CROSS DC TIE | 2020 | 1 | 18 | 8 | 145 | 0.5 | 1345 | 0
SOUTHERN CROSS DC TIE | 2020 | 1 | 18 | 9 | 550.1 | 6.2 | 5104 | 0
SOUTHERN CROSS DC TIE | 2020 | 1 | 18 | 10 | 559.2 | 6.2 | 5189 | 0
SOUTHERN CROSS DC TIE | 2020 | 1 | 18 | 11 | 1232.8 | 28.1 | 11440 | 0
SOUTHERN CROSS DC TIE | 2020 | 1 | 18 | 12 | 1232.4 | 26.1 | 11436 | 0
SOUTHERN CROSS DC TIE | 2020 | 1 | 18 | 13 | 1149.2 | 26.6 | 10664 | 0
SOUTHERN CROSS DC TIE | 2020 | 1 | 18 | 14 | 1285.4 | 30.8 | 11928 | 0
SOUTHERN CROSS DC TIE | 2020 | 1 | 18 | 15 | 1228.3 | 30 | 11398 | 0
SOUTHERN CROSS DC TIE | 2020 | 1 | 18 | 16 | 1033.4 | 20.1 | 9589 | 0
SOUTHERN CROSS DC TIE | 2020 | 1 | 18 | 17 | 909.3 | 16 | 8438 | 0
SOUTHERN CROSS DC TIE | 2020 | 1 | 18 | 18 | 1315.4 | 31.3 | 12206 | 0
SOUTHERN CROSS DC TIE | 2020 | 1 | 18 | 19 | 1185.4 | 26 | 11000 | 0
SOUTHERN CROSS DC TIE | 2020 | 1 | 18 | 20 | 895.3 | 15.8 | 8308 | 0
SOUTHERN CROSS DC TIE | 2020 | 1 | 18 | 21 | 1352.3 | 34.8 | 12549 | 0
SOUTHERN CROSS DC TIE | 2020 | 1 | 18 | 22 | 703.5 | 9.8 | 6528 | 0
SOUTHERN CROSS DC TIE | 2020 | 1 | 18 | 23 | 1090 | 22.7 | 10114 | 0
SOUTHERN CROSS DC TIE | 2020 | 1 | 18 | 24 | 1182.9 | 25.6 | 10977 | 0
SOUTHERN CROSS DC TIE | 2020 | 1 | 19 | 1 | 666.7 | 0 | 6186 | 0
SOUTHERN CROSS DC TIE | 2020 | 1 | 19 | 2 | 1193.5 | 32.8 | 11075 | 0
SOUTHERN CROSS DC TIE | 2020 | 1 | 19 | 3 | 1059.8 | 17.2 | 9835 | 0
SOUTHERN CROSS DC TIE | 2020 | 1 | 19 | 4 | 1168.7 | 30.7 | 10845 | 0
SOUTHERN CROSS DC TIE | 2020 | 1 | 19 | 5 | 1189.6 | 24.5 | 11039 | 0
SOUTHERN CROSS DC TIE | 2020 | 1 | 19 | 6 | 873.4 | 16.6 | 8105 | 0
SOUTHERN CROSS DC TIE | 2020 | 1 | 19 | 7 | 610 | 7.1 | 5661 | 0
SOUTHERN CROSS DC TIE | 2020 | 1 | 19 | 8 | 673.2 | 8.9 | 6247 | 0
SOUTHERN CROSS DC TIE | 2020 | 1 | 19 | 9 | 829.9 | 12.8 | 7701 | 0
SOUTHERN CROSS DC TIE | 2020 | 1 | 19 | 10 | 804.1 | 12.7 | 7461 | 0
SOUTHERN CROSS DC TIE | 2020 | 1 | 19 | 11 | 657.3 | 8.3 | 6099 | 0
SOUTHERN CROSS DC TIE | 2020 | 1 | 19 | 12 | 612.3 | 7.2 | 5682 | 0
SOUTHERN CROSS DC TIE | 2020 | 1 | 19 | 13 | 604.4 | 7.3 | 5608 | 0
SOUTHERN CROSS DC TIE | 2020 | 1 | 19 | 14 | 490.5 | 4.6 | 4551 | 0
SOUTHERN CROSS DC TIE | 2020 | 1 | 19 | 15 | 548.6 | 5.9 | 5090 | 0
SOUTHERN CROSS DC TIE | 2020 | 1 | 19 | 16 | 621.4 | 7.7 | 5766 | 0
SOUTHERN CROSS DC TIE | 2020 | 1 | 19 | 17 | 727.2 | 10.8 | 6748 | 0
SOUTHERN CROSS DC TIE | 2020 | 1 | 19 | 18 | 803.3 | 13.1 | 7454 | 0
SOUTHERN CROSS DC TIE | 2020 | 1 | 19 | 19 | 944.7 | 16.7 | 8766 | 0
SOUTHERN CROSS DC TIE | 2020 | 1 | 19 | 20 | 426.7 | 3.7 | 3959 | 0
SOUTHERN CROSS DC TIE | 2020 | 1 | 19 | 21 | 857.9 | 15.6 | 7961 | 0
SOUTHERN CROSS DC TIE | 2020 | 1 | 19 | 22 | 1028 | 21 | 9539 | 0
SOUTHERN CROSS DC TIE | 2020 | 1 | 19 | 23 | 1201.1 | 26.5 | 11145 | 0
SOUTHERN CROSS DC TIE | 2020 | 1 | 19 | 24 | 1369.6 | 39.5 | 12709 | 0
SOUTHERN CROSS DC TIE | 2020 | 1 | 20 | 1 | 1097.7 | 0 | 10187 | 0
SOUTHERN CROSS DC TIE | 2020 | 1 | 20 | 2 | 959.9 | 22.1 | 8907 | 0
SOUTHERN CROSS DC TIE | 2020 | 1 | 20 | 3 | 991 | 18.4 | 9196 | 0
SOUTHERN CROSS DC TIE | 2020 | 1 | 20 | 4 | 1148.1 | 25.3 | 10654 | 0
SOUTHERN CROSS DC TIE | 2020 | 1 | 20 | 5 | 1241 | 28.9 | 11516 | 0
SOUTHERN CROSS DC TIE | 2020 | 1 | 20 | 6 | 2090.6 | 86 | 19400 | 0
SOUTHERN CROSS DC TIE | 2020 | 1 | 20 | 7 | 1775.4 | 62.7 | 16475 | 0
SOUTHERN CROSS DC TIE | 2020 | 1 | 20 | 8 | 1009.8 | 19.3 | 9370 | 0
SOUTHERN CROSS DC TIE | 2020 | 1 | 20 | 9 | 1227.8 | 28.8 | 11394 | 0
SOUTHERN CROSS DC TIE | 2020 | 1 | 20 | 10 | 1244.7 | 28.8 | 11551 | 0
SOUTHERN CROSS DC TIE | 2020 | 1 | 20 | 11 | 891.1 | 15.4 | 8269 | 0
SOUTHERN CROSS DC TIE | 2020 | 1 | 20 | 12 | 646.1 | 8.8 | 5995 | 0
SOUTHERN CROSS DC TIE | 2020 | 1 | 20 | 13 | 1063.3 | 20.8 | 9867 | 0
SOUTHERN CROSS DC TIE | 2020 | 1 | 20 | 14 | 897.7 | 15.3 | 8330 | 0
SOUTHERN CROSS DC TIE | 2020 | 1 | 20 | 15 | 1047.4 | 21.3 | 9719 | 0
SOUTHERN CROSS DC TIE | 2020 | 1 | 20 | 16 | 1308.5 | 31.9 | 12142 | 0
SOUTHERN CROSS DC TIE | 2020 | 1 | 20 | 17 | 1199.4 | 27.4 | 11130 | 0
SOUTHERN CROSS DC TIE | 2020 | 1 | 20 | 18 | 1226.7 | 28.4 | 11383 | 0
SOUTHERN CROSS DC TIE | 2020 | 1 | 20 | 19 | 950.3 | 17.7 | 8818 | 0
SOUTHERN CROSS DC TIE | 2020 | 1 | 20 | 20 | 736.4 | 9.4 | 6833 | 0
SOUTHERN CROSS DC TIE | 2020 | 1 | 20 | 21 | 285 | 1.9 | 2644 | 0
SOUTHERN CROSS DC TIE | 2020 | 1 | 20 | 22 | 1151.6 | 24.8 | 10687 | 0
SOUTHERN CROSS DC TIE | 2020 | 1 | 20 | 23 | 458.9 | 3.6 | 4259 | 0
SOUTHERN CROSS DC TIE | 2020 | 1 | 20 | 24 | 812.8 | 14.1 | 7542 | 0
SOUTHERN CROSS DC TIE | 2020 | 1 | 21 | 1 | 583.3 | 0 | 5413 | 0
SOUTHERN CROSS DC TIE | 2020 | 1 | 21 | 2 | 1225.4 | 29.1 | 11372 | 0
SOUTHERN CROSS DC TIE | 2020 | 1 | 21 | 3 | 923 | 17.5 | 8565 | 0
SOUTHERN CROSS DC TIE | 2020 | 1 | 21 | 4 | 932.3 | 15.9 | 8651 | 0
SOUTHERN CROSS DC TIE | 2020 | 1 | 21 | 5 | 899.3 | 21.3 | 8345 | 0
SOUTHERN CROSS DC TIE | 2020 | 1 | 21 | 6 | 1268.1 | 23 | 11767 | 0
SOUTHERN CROSS DC TIE | 2020 | 1 | 21 | 7 | 1740.2 | 51.8 | 16148 | 0
SOUTHERN CROSS DC TIE | 2020 | 1 | 21 | 8 | 2028.7 | 76.4 | 18826 | 0
SOUTHERN CROSS DC TIE | 2020 | 1 | 21 | 9 | 1935.4 | 103.1 | 17960 | 0
SOUTHERN CROSS DC TIE | 2020 | 1 | 21 | 10 | 620.2 | 4.8 | 5755 | 0
SOUTHERN CROSS DC TIE | 2020 | 1 | 21 | 11 | 290.3 | 1.7 | 2694 | 0
SOUTHERN CROSS DC TIE | 2020 | 1 | 21 | 12 | 577.2 | 8.7 | 5356 | 0
SOUTHERN CROSS DC TIE | 2020 | 1 | 21 | 13 | 286.7 | 1.6 | 2660 | 0
SOUTHERN CROSS DC TIE | 2020 | 1 | 21 | 14 | 781.3 | 10.9 | 7250 | 0
SOUTHERN CROSS DC TIE | 2020 | 1 | 21 | 15 | 710.3 | 9.2 | 6591 | 0
SOUTHERN CROSS DC TIE | 2020 | 1 | 21 | 16 | 948.7 | 16 | 8803 | 0
SOUTHERN CROSS DC TIE | 2020 | 1 | 21 | 17 | 852.3 | 13.4 | 7909 | 0
SOUTHERN CROSS DC TIE | 2020 | 1 | 21 | 18 | 588.9 | 7.5 | 5465 | 0
SOUTHERN CROSS DC TIE | 2020 | 1 | 21 | 19 | 126.9 | 0.3 | 1177 | 0
SOUTHERN CROSS DC TIE | 2020 | 1 | 21 | 20 | 0 | 0 | 0 | 0
SOUTHERN CROSS DC TIE | 2020 | 1 | 21 | 21 | 16.4 | 0 | 152 | 0
SOUTHERN CROSS DC TIE | 2020 | 1 | 21 | 22 | 215.3 | 0.9 | 1997 | 0
SOUTHERN CROSS DC TIE | 2020 | 1 | 21 | 23 | 143.4 | 0.3 | 1330 | 0
SOUTHERN CROSS DC TIE | 2020 | 1 | 21 | 24 | 315.2 | 2 | 2924 | 0
SOUTHERN CROSS DC TIE | 2020 | 1 | 22 | 1 | 615.8 | 0 | 5715 | 0
SOUTHERN CROSS DC TIE | 2020 | 1 | 22 | 2 | 958.5 | 20.9 | 8894 | 0
SOUTHERN CROSS DC TIE | 2020 | 1 | 22 | 3 | 1263.3 | 24.5 | 11723 | 0
SOUTHERN CROSS DC TIE | 2020 | 1 | 22 | 4 | 1240.1 | 35.4 | 11508 | 0
SOUTHERN CROSS DC TIE | 2020 | 1 | 22 | 5 | 1219.4 | 22.8 | 11315 | 0
SOUTHERN CROSS DC TIE | 2020 | 1 | 22 | 6 | 1235.8 | 49.6 | 11468 | 0
SOUTHERN CROSS DC TIE | 2020 | 1 | 22 | 7 | 1852.6 | 43.2 | 17192 | 0
SOUTHERN CROSS DC TIE | 2020 | 1 | 22 | 8 | 2097.7 | 103.2 | 19466 | 0
SOUTHERN CROSS DC TIE | 2020 | 1 | 22 | 9 | 2101.5 | 83.7 | 19501 | 0
SOUTHERN CROSS DC TIE | 2020 | 1 | 22 | 10 | 908.7 | 16.1 | 8432 | 0
SOUTHERN CROSS DC TIE | 2020 | 1 | 22 | 11 | 406.4 | 3.2 | 3771 | 0
SOUTHERN CROSS DC TIE | 2020 | 1 | 22 | 12 | 753.4 | 11.1 | 6991 | 0
SOUTHERN CROSS DC TIE | 2020 | 1 | 22 | 13 | 1088.7 | 22.2 | 10102 | 0
SOUTHERN CROSS DC TIE | 2020 | 1 | 22 | 14 | 1382.8 | 35 | 12832 | 0
SOUTHERN CROSS DC TIE | 2020 | 1 | 22 | 15 | 1302.6 | 32.4 | 12087 | 0
SOUTHERN CROSS DC TIE | 2020 | 1 | 22 | 16 | 1625 | 48.2 | 15080 | 0
SOUTHERN CROSS DC TIE | 2020 | 1 | 22 | 17 | 1487.9 | 40.3 | 13807 | 0
SOUTHERN CROSS DC TIE | 2020 | 1 | 22 | 18 | 1355.7 | 37.3 | 12580 | 0
SOUTHERN CROSS DC TIE | 2020 | 1 | 22 | 19 | 487.2 | 4.9 | 4520 | 0
SOUTHERN CROSS DC TIE | 2020 | 1 | 22 | 20 | 888.4 | 14.7 | 8244 | 0
SOUTHERN CROSS DC TIE | 2020 | 1 | 22 | 21 | 737.9 | 10.8 | 6847 | 0
SOUTHERN CROSS DC TIE | 2020 | 1 | 22 | 22 | 1712.1 | 54.5 | 15887 | 0
SOUTHERN CROSS DC TIE | 2020 | 1 | 22 | 23 | 516.4 | 4.1 | 4792 | 0
SOUTHERN CROSS DC TIE | 2020 | 1 | 22 | 24 | 790.6 | 11.9 | 7336 | 0
SOUTHERN CROSS DC TIE | 2020 | 1 | 23 | 1 | 1339.9 | 0 | 12434 | 0
SOUTHERN CROSS DC TIE | 2020 | 1 | 23 | 2 | 1303 | 34.4 | 12091 | 0
SOUTHERN CROSS DC TIE | 2020 | 1 | 23 | 3 | 1624.3 | 46.6 | 15073 | 0
SOUTHERN CROSS DC TIE | 2020 | 1 | 23 | 4 | 1524.2 | 45.6 | 14144 | 0
SOUTHERN CROSS DC TIE | 2020 | 1 | 23 | 5 | 1712.8 | 56.7 | 15894 | 0
SOUTHERN CROSS DC TIE | 2020 | 1 | 23 | 6 | 2089.1 | 86 | 19386 | 0
SOUTHERN CROSS DC TIE | 2020 | 1 | 23 | 7 | 1169.5 | 28.3 | 10853 | 0
SOUTHERN CROSS DC TIE | 2020 | 1 | 23 | 8 | 360.3 | 2.8 | 3343 | 0
SOUTHERN CROSS DC TIE | 2020 | 1 | 23 | 9 | 590.1 | 6.5 | 5476 | 0
SOUTHERN CROSS DC TIE | 2020 | 1 | 23 | 10 | 886.6 | 15.5 | 8227 | 0
SOUTHERN CROSS DC TIE | 2020 | 1 | 23 | 11 | 954.7 | 17.7 | 8859 | 0
SOUTHERN CROSS DC TIE | 2020 | 1 | 23 | 12 | 1229.1 | 28.2 | 11405 | 0
SOUTHERN CROSS DC TIE | 2020 | 1 | 23 | 13 | 668.9 | 8.8 | 6207 | 0
SOUTHERN CROSS DC TIE | 2020 | 1 | 23 | 14 | 1358 | 32.9 | 12602 | 0
SOUTHERN CROSS DC TIE | 2020 | 1 | 23 | 15 | 1527 | 43.9 | 14170 | 0
SOUTHERN CROSS DC TIE | 2020 | 1 | 23 | 16 | 1642.4 | 50.5 | 15241 | 0
SOUTHERN CROSS DC TIE | 2020 | 1 | 23 | 17 | 1541.1 | 44.7 | 14301 | 0
SOUTHERN CROSS DC TIE | 2020 | 1 | 23 | 18 | 1235.8 | 26.4 | 11468 | 0
SOUTHERN CROSS DC TIE | 2020 | 1 | 23 | 19 | 978.3 | 26.8 | 9078 | 0
SOUTHERN CROSS DC TIE | 2020 | 1 | 23 | 20 | 1498.1 | 34.9 | 13902 | 0
SOUTHERN CROSS DC TIE | 2020 | 1 | 23 | 21 | 1047.3 | 23.6 | 9719 | 0
SOUTHERN CROSS DC TIE | 2020 | 1 | 23 | 22 | 1428.6 | 34.2 | 13257 | 0
SOUTHERN CROSS DC TIE | 2020 | 1 | 23 | 23 | 630.7 | 6.5 | 5852 | 0
SOUTHERN CROSS DC TIE | 2020 | 1 | 23 | 24 | 913.9 | 17.3 | 8481 | 0
SOUTHERN CROSS DC TIE | 2020 | 1 | 24 | 1 | 1194.8 | 0 | 11087 | 0
SOUTHERN CROSS DC TIE | 2020 | 1 | 24 | 2 | 1277 | 33.3 | 11850 | 0
SOUTHERN CROSS DC TIE | 2020 | 1 | 24 | 3 | 1238.1 | 27.4 | 11489 | 0
SOUTHERN CROSS DC TIE | 2020 | 1 | 24 | 4 | 1233.9 | 29.9 | 11450 | 0
SOUTHERN CROSS DC TIE | 2020 | 1 | 24 | 5 | 1323.7 | 32.3 | 12283 | 0
SOUTHERN CROSS DC TIE | 2020 | 1 | 24 | 6 | 1947.7 | 66.7 | 18074 | 0
SOUTHERN CROSS DC TIE | 2020 | 1 | 24 | 7 | 763.8 | 12 | 7087 | 0
SOUTHERN CROSS DC TIE | 2020 | 1 | 24 | 8 | 225.3 | 1.1 | 2090 | 0
SOUTHERN CROSS DC TIE | 2020 | 1 | 24 | 9 | 506.1 | 4.8 | 4696 | 0
SOUTHERN CROSS DC TIE | 2020 | 1 | 24 | 10 | 390.8 | 3.3 | 3626 | 0
SOUTHERN CROSS DC TIE | 2020 | 1 | 24 | 11 | 604.4 | 7 | 5608 | 0
SOUTHERN CROSS DC TIE | 2020 | 1 | 24 | 12 | 555 | 6.2 | 5150 | 0
SOUTHERN CROSS DC TIE | 2020 | 1 | 24 | 13 | 775.8 | 11.6 | 7199 | 0
SOUTHERN CROSS DC TIE | 2020 | 1 | 24 | 14 | 757 | 10.2 | 7024 | 0
SOUTHERN CROSS DC TIE | 2020 | 1 | 24 | 15 | 834.9 | 12.7 | 7747 | 0
SOUTHERN CROSS DC TIE | 2020 | 1 | 24 | 16 | 622.2 | 7.2 | 5774 | 0
SOUTHERN CROSS DC TIE | 2020 | 1 | 24 | 17 | 971.3 | 17.2 | 9013 | 0
SOUTHERN CROSS DC TIE | 2020 | 1 | 24 | 18 | 862.3 | 13.4 | 8001 | 0
SOUTHERN CROSS DC TIE | 2020 | 1 | 24 | 19 | 1623.7 | 51.4 | 15067 | 0
SOUTHERN CROSS DC TIE | 2020 | 1 | 24 | 20 | 2005.4 | 74.2 | 18609 | 0
SOUTHERN CROSS DC TIE | 2020 | 1 | 24 | 21 | 1908.2 | 67.2 | 17708 | 0
SOUTHERN CROSS DC TIE | 2020 | 1 | 24 | 22 | 1389.2 | 33.4 | 12892 | 0
SOUTHERN CROSS DC TIE | 2020 | 1 | 24 | 23 | 1251.8 | 32.3 | 11616 | 0
SOUTHERN CROSS DC TIE | 2020 | 1 | 24 | 24 | 1235.8 | 27.9 | 11468 | 0
SOUTHERN CROSS DC TIE | 2020 | 1 | 25 | 1 | 621.7 | 0 | 5769 | 0
SOUTHERN CROSS DC TIE | 2020 | 1 | 25 | 2 | 828.1 | 15.5 | 7684 | 0
SOUTHERN CROSS DC TIE | 2020 | 1 | 25 | 3 | 603.3 | 6.1 | 5598 | 0
SOUTHERN CROSS DC TIE | 2020 | 1 | 25 | 4 | 718.5 | 11.3 | 6667 | 0
SOUTHERN CROSS DC TIE | 2020 | 1 | 25 | 5 | 736.7 | 11 | 6836 | 0
SOUTHERN CROSS DC TIE | 2020 | 1 | 25 | 6 | 790.3 | 12.6 | 7334 | 0
SOUTHERN CROSS DC TIE | 2020 | 1 | 25 | 7 | 893.8 | 15.6 | 8294 | 0
SOUTHERN CROSS DC TIE | 2020 | 1 | 25 | 8 | 983.9 | 20.1 | 9130 | 0
SOUTHERN CROSS DC TIE | 2020 | 1 | 25 | 9 | 748.8 | 9.8 | 6949 | 0
SOUTHERN CROSS DC TIE | 2020 | 1 | 25 | 10 | 857.9 | 15.8 | 7961 | 0
SOUTHERN CROSS DC TIE | 2020 | 1 | 25 | 11 | 1073.3 | 20.6 | 9960 | 0
SOUTHERN CROSS DC TIE | 2020 | 1 | 25 | 12 | 644 | 6.9 | 5976 | 0
SOUTHERN CROSS DC TIE | 2020 | 1 | 25 | 13 | 834.5 | 14.8 | 7744 | 0
SOUTHERN CROSS DC TIE | 2020 | 1 | 25 | 14 | 1022.3 | 22.4 | 9487 | 0
SOUTHERN CROSS DC TIE | 2020 | 1 | 25 | 15 | 1276.2 | 25.5 | 11842 | 0
SOUTHERN CROSS DC TIE | 2020 | 1 | 25 | 16 | 1392.8 | 36.9 | 12924 | 0
SOUTHERN CROSS DC TIE | 2020 | 1 | 25 | 17 | 1611.3 | 48.5 | 14952 | 0
SOUTHERN CROSS DC TIE | 2020 | 1 | 25 | 18 | 1113.2 | 35.6 | 10330 | 0
SOUTHERN CROSS DC TIE | 2020 | 1 | 25 | 19 | 945.3 | 14.8 | 8772 | 0
SOUTHERN CROSS DC TIE | 2020 | 1 | 25 | 20 | 451.8 | 3.2 | 4192 | 0
SOUTHERN CROSS DC TIE | 2020 | 1 | 25 | 21 | 478.5 | 6.9 | 4440 | 0
SOUTHERN CROSS DC TIE | 2020 | 1 | 25 | 22 | 456.9 | 2.7 | 4239 | 0
SOUTHERN CROSS DC TIE | 2020 | 1 | 25 | 23 | 412.4 | 3.8 | 3826 | 0
SOUTHERN CROSS DC TIE | 2020 | 1 | 25 | 24 | 677.6 | 9.4 | 6287 | 0
SOUTHERN CROSS DC TIE | 2020 | 1 | 26 | 1 | 724.3 | 0 | 6721 | 0
SOUTHERN CROSS DC TIE | 2020 | 1 | 26 | 2 | 746.5 | 12.4 | 6927 | 0
SOUTHERN CROSS DC TIE | 2020 | 1 | 26 | 3 | 670.3 | 10.1 | 6220 | 0
SOUTHERN CROSS DC TIE | 2020 | 1 | 26 | 4 | 788.5 | 11.8 | 7317 | 0
SOUTHERN CROSS DC TIE | 2020 | 1 | 26 | 5 | 670.7 | 8.5 | 6224 | 0
SOUTHERN CROSS DC TIE | 2020 | 1 | 26 | 6 | 623.3 | 7.6 | 5783 | 0
SOUTHERN CROSS DC TIE | 2020 | 1 | 26 | 7 | 692.7 | 9.2 | 6427 | 0
SOUTHERN CROSS DC TIE | 2020 | 1 | 26 | 8 | 463.3 | 4.5 | 4299 | 0
SOUTHERN CROSS DC TIE | 2020 | 1 | 26 | 9 | 0 | 0 | 0 | 0
SOUTHERN CROSS DC TIE | 2020 | 1 | 26 | 10 | 0 | 0 | 0 | 0
SOUTHERN CROSS DC TIE | 2020 | 1 | 26 | 11 | 0 | 0 | 0 | 0
SOUTHERN CROSS DC TIE | 2020 | 1 | 26 | 12 | 53.8 | 0.1 | 499 | 0
SOUTHERN CROSS DC TIE | 2020 | 1 | 26 | 13 | 232.1 | 1.1 | 2153 | 0
SOUTHERN CROSS DC TIE | 2020 | 1 | 26 | 14 | 369.7 | 2.6 | 3430 | 0
SOUTHERN CROSS DC TIE | 2020 | 1 | 26 | 15 | 118.4 | 0.3 | 1098 | 0
SOUTHERN CROSS DC TIE | 2020 | 1 | 26 | 16 | 324.2 | 1.9 | 3008 | 0
SOUTHERN CROSS DC TIE | 2020 | 1 | 26 | 17 | 565 | 6 | 5242 | 0
SOUTHERN CROSS DC TIE | 2020 | 1 | 26 | 18 | 497.6 | 5.2 | 4617 | 0
SOUTHERN CROSS DC TIE | 2020 | 1 | 26 | 19 | 430.1 | 4.2 | 3991 | 0
SOUTHERN CROSS DC TIE | 2020 | 1 | 26 | 20 | 151.5 | 0.5 | 1405 | 0
SOUTHERN CROSS DC TIE | 2020 | 1 | 26 | 21 | 159.2 | 0.5 | 1477 | 0
SOUTHERN CROSS DC TIE | 2020 | 1 | 26 | 22 | 0 | 0 | 0 | 0
SOUTHERN CROSS DC TIE | 2020 | 1 | 26 | 23 | 146.3 | 0.4 | 1357 | 0
SOUTHERN CROSS DC TIE | 2020 | 1 | 26 | 24 | 825.7 | 14.6 | 7662 | 0
SOUTHERN CROSS DC TIE | 2020 | 1 | 27 | 1 | 828.1 | 0 | 7685 | 0
SOUTHERN CROSS DC TIE | 2020 | 1 | 27 | 2 | 955.1 | 18.3 | 8863 | 0
SOUTHERN CROSS DC TIE | 2020 | 1 | 27 | 3 | 926.2 | 16.3 | 8595 | 0
SOUTHERN CROSS DC TIE | 2020 | 1 | 27 | 4 | 904.4 | 17.3 | 8392 | 0
SOUTHERN CROSS DC TIE | 2020 | 1 | 27 | 5 | 1158.8 | 27.1 | 10753 | 0
SOUTHERN CROSS DC TIE | 2020 | 1 | 27 | 6 | 872.7 | 11.4 | 8099 | 0
SOUTHERN CROSS DC TIE | 2020 | 1 | 27 | 7 | 341.8 | 2.4 | 3171 | 0
SOUTHERN CROSS DC TIE | 2020 | 1 | 27 | 8 | 0 | 0 | 0 | 0
SOUTHERN CROSS DC TIE | 2020 | 1 | 27 | 9 | 0 | 0 | 0 | 0
SOUTHERN CROSS DC TIE | 2020 | 1 | 27 | 10 | 0 | 0 | 0 | 0
SOUTHERN CROSS DC TIE | 2020 | 1 | 27 | 11 | 0 | 0 | 0 | 0
SOUTHERN CROSS DC TIE | 2020 | 1 | 27 | 12 | 0 | 0 | 0 | 0
SOUTHERN CROSS DC TIE | 2020 | 1 | 27 | 13 | 0 | 0 | 0 | 0
SOUTHERN CROSS DC TIE | 2020 | 1 | 27 | 14 | 399.2 | 3.2 | 3704 | 0
SOUTHERN CROSS DC TIE | 2020 | 1 | 27 | 15 | 415.5 | 3.3 | 3856 | 0
SOUTHERN CROSS DC TIE | 2020 | 1 | 27 | 16 | 458.9 | 4.1 | 4258 | 0
SOUTHERN CROSS DC TIE | 2020 | 1 | 27 | 17 | 661.3 | 8.2 | 6136 | 0
SOUTHERN CROSS DC TIE | 2020 | 1 | 27 | 18 | 473.9 | 4 | 4398 | 0
SOUTHERN CROSS DC TIE | 2020 | 1 | 27 | 19 | 0 | 0 | 0 | 0
SOUTHERN CROSS DC TIE | 2020 | 1 | 27 | 20 | 0 | 0 | 0 | 0
SOUTHERN CROSS DC TIE | 2020 | 1 | 27 | 21 | 0 | 0 | 0 | 0
SOUTHERN CROSS DC TIE | 2020 | 1 | 27 | 22 | 0 | 0 | 0 | 0
SOUTHERN CROSS DC TIE | 2020 | 1 | 27 | 23 | 0 | 0 | 0 | 0
SOUTHERN CROSS DC TIE | 2020 | 1 | 27 | 24 | 128.2 | 0.3 | 1189 | 0
SOUTHERN CROSS DC TIE | 2020 | 1 | 28 | 1 | 0 | 0 | 0 | 0
SOUTHERN CROSS DC TIE | 2020 | 1 | 28 | 2 | 326.5 | 2.1 | 3029 | 0
SOUTHERN CROSS DC TIE | 2020 | 1 | 28 | 3 | 1225 | 29.2 | 11367 | 0
SOUTHERN CROSS DC TIE | 2020 | 1 | 28 | 4 | 2097.9 | 78.9 | 19468 | 0
SOUTHERN CROSS DC TIE | 2020 | 1 | 28 | 5 | 2092.2 | 75.8 | 19415 | 0
SOUTHERN CROSS DC TIE | 2020 | 1 | 28 | 6 | 2083.1 | 83 | 19331 | 0
SOUTHERN CROSS DC TIE | 2020 | 1 | 28 | 7 | 1995.7 | 72.1 | 18520 | 0
SOUTHERN CROSS DC TIE | 2020 | 1 | 28 | 8 | 1735.4 | 62.2 | 16104 | 0
SOUTHERN CROSS DC TIE | 2020 | 1 | 28 | 9 | 2004.5 | 65.8 | 18601 | 0
SOUTHERN CROSS DC TIE | 2020 | 1 | 28 | 10 | 817 | 14.1 | 7582 | 0
SOUTHERN CROSS DC TIE | 2020 | 1 | 28 | 11 | 595.3 | 6.5 | 5524 | 0
SOUTHERN CROSS DC TIE | 2020 | 1 | 28 | 12 | 818.7 | 12.5 | 7597 | 0
SOUTHERN CROSS DC TIE | 2020 | 1 | 28 | 13 | 866.6 | 14 | 8042 | 0
SOUTHERN CROSS DC TIE | 2020 | 1 | 28 | 14 | 979.1 | 18 | 9085 | 0
SOUTHERN CROSS DC TIE | 2020 | 1 | 28 | 15 | 860.3 | 15.3 | 7983 | 0
SOUTHERN CROSS DC TIE | 2020 | 1 | 28 | 16 | 941.8 | 17.3 | 8740 | 0
SOUTHERN CROSS DC TIE | 2020 | 1 | 28 | 17 | 1251.2 | 30.1 | 11610 | 0
SOUTHERN CROSS DC TIE | 2020 | 1 | 28 | 18 | 1414.4 | 37.8 | 13125 | 0
SOUTHERN CROSS DC TIE | 2020 | 1 | 28 | 19 | 1150.7 | 27.5 | 10678 | 0
SOUTHERN CROSS DC TIE | 2020 | 1 | 28 | 20 | 1573 | 62.8 | 14597 | 0
SOUTHERN CROSS DC TIE | 2020 | 1 | 28 | 21 | 1787.2 | 58.9 | 16585 | 0
SOUTHERN CROSS DC TIE | 2020 | 1 | 28 | 22 | 1878.4 | 63.4 | 17431 | 0
SOUTHERN CROSS DC TIE | 2020 | 1 | 28 | 23 | 1997.5 | 49.5 | 18536 | 0
SOUTHERN CROSS DC TIE | 2020 | 1 | 28 | 24 | 1133.5 | 25.5 | 10519 | 0
SOUTHERN CROSS DC TIE | 2020 | 1 | 29 | 1 | 685.5 | 0 | 6361 | 0
SOUTHERN CROSS DC TIE | 2020 | 1 | 29 | 2 | 801.4 | 14.6 | 7437 | 0
SOUTHERN CROSS DC TIE | 2020 | 1 | 29 | 3 | 769.3 | 8.5 | 7139 | 0
SOUTHERN CROSS DC TIE | 2020 | 1 | 29 | 4 | 802 | 15.4 | 7442 | 0
SOUTHERN CROSS DC TIE | 2020 | 1 | 29 | 5 | 808 | 10.4 | 7498 | 0
SOUTHERN CROSS DC TIE | 2020 | 1 | 29 | 6 | 682.5 | 8 | 6334 | 0
SOUTHERN CROSS DC TIE | 2020 | 1 | 29 | 7 | 754.5 | 14.8 | 7002 | 0
SOUTHERN CROSS DC TIE | 2020 | 1 | 29 | 8 | 2096.9 | 74.6 | 19459 | 0
SOUTHERN CROSS DC TIE | 2020 | 1 | 29 | 9 | 1954.3 | 75.4 | 18136 | 0
SOUTHERN CROSS DC TIE | 2020 | 1 | 29 | 10 | 682.9 | 9.4 | 6337 | 0
SOUTHERN CROSS DC TIE | 2020 | 1 | 29 | 11 | 195.4 | 0.8 | 1813 | 0
SOUTHERN CROSS DC TIE | 2020 | 1 | 29 | 12 | 279.3 | 1.5 | 2592 | 0
SOUTHERN CROSS DC TIE | 2020 | 1 | 29 | 13 | 292.6 | 1.7 | 2715 | 0
SOUTHERN CROSS DC TIE | 2020 | 1 | 29 | 14 | 563.5 | 6 | 5229 | 0
SOUTHERN CROSS DC TIE | 2020 | 1 | 29 | 15 | 473.9 | 4.4 | 4397 | 0
SOUTHERN CROSS DC TIE | 2020 | 1 | 29 | 16 | 446.7 | 3.8 | 4145 | 0
SOUTHERN CROSS DC TIE | 2020 | 1 | 29 | 17 | 370 | 2.6 | 3433 | 0
SOUTHERN CROSS DC TIE | 2020 | 1 | 29 | 18 | 501.7 | 5.4 | 4655 | 0
SOUTHERN CROSS DC TIE | 2020 | 1 | 29 | 19 | 259.1 | 1.4 | 2404 | 0
SOUTHERN CROSS DC TIE | 2020 | 1 | 29 | 20 | 0 | 0 | 0 | 0
SOUTHERN CROSS DC TIE | 2020 | 1 | 29 | 21 | 0 | 0 | 0 | 0
SOUTHERN CROSS DC TIE | 2020 | 1 | 29 | 22 | 0 | 0 | 0 | 0
SOUTHERN CROSS DC TIE | 2020 | 1 | 29 | 23 | 0 | 0 | 0 | 0
SOUTHERN CROSS DC TIE | 2020 | 1 | 29 | 24 | 574.5 | 6.3 | 5331 | 0
SOUTHERN CROSS DC TIE | 2020 | 1 | 30 | 1 | 837.7 | 0 | 7774 | 0
SOUTHERN CROSS DC TIE | 2020 | 1 | 30 | 2 | 1508.1 | 47.2 | 13995 | 0
SOUTHERN CROSS DC TIE | 2020 | 1 | 30 | 3 | 1268.3 | 27.2 | 11769 | 0
SOUTHERN CROSS DC TIE | 2020 | 1 | 30 | 4 | 1474.3 | 44 | 13681 | 0
SOUTHERN CROSS DC TIE | 2020 | 1 | 30 | 5 | 1378.4 | 37 | 12791 | 0
SOUTHERN CROSS DC TIE | 2020 | 1 | 30 | 6 | 1626 | 42.3 | 15089 | 0
SOUTHERN CROSS DC TIE | 2020 | 1 | 30 | 7 | 1024.7 | 23.6 | 9509 | 0
SOUTHERN CROSS DC TIE | 2020 | 1 | 30 | 8 | 1662.6 | 56.5 | 15429 | 0
SOUTHERN CROSS DC TIE | 2020 | 1 | 30 | 9 | 1752.9 | 56.5 | 16266 | 0
SOUTHERN CROSS DC TIE | 2020 | 1 | 30 | 10 | 0 | 0 | 0 | 0
SOUTHERN CROSS DC TIE | 2020 | 1 | 30 | 11 | 215.4 | 0.9 | 1998 | 0
SOUTHERN CROSS DC TIE | 2020 | 1 | 30 | 12 | 165.5 | 0.6 | 1535 | 0
SOUTHERN CROSS DC TIE | 2020 | 1 | 30 | 13 | 718.7 | 9.2 | 6669 | 0
SOUTHERN CROSS DC TIE | 2020 | 1 | 30 | 14 | 878.1 | 15.4 | 8149 | 0
SOUTHERN CROSS DC TIE | 2020 | 1 | 30 | 15 | 1038.2 | 19.6 | 9634 | 0
SOUTHERN CROSS DC TIE | 2020 | 1 | 30 | 16 | 1073.7 | 22.2 | 9964 | 0
SOUTHERN CROSS DC TIE | 2020 | 1 | 30 | 17 | 1091.4 | 23.8 | 10128 | 0
SOUTHERN CROSS DC TIE | 2020 | 1 | 30 | 18 | 1271.8 | 30.6 | 11802 | 0
SOUTHERN CROSS DC TIE | 2020 | 1 | 30 | 19 | 627.7 | 8.4 | 5825 | 0
SOUTHERN CROSS DC TIE | 2020 | 1 | 30 | 20 | 0 | 0 | 0 | 0
SOUTHERN CROSS DC TIE | 2020 | 1 | 30 | 21 | 0 | 0 | 0 | 0
SOUTHERN CROSS DC TIE | 2020 | 1 | 30 | 22 | 184.7 | 0.7 | 1714 | 0
SOUTHERN CROSS DC TIE | 2020 | 1 | 30 | 23 | 0 | 0 | 0 | 0
SOUTHERN CROSS DC TIE | 2020 | 1 | 30 | 24 | 62.9 | 0.1 | 583 | 0
SOUTHERN CROSS DC TIE | 2020 | 1 | 31 | 1 | 138.9 | 0 | 1288 | 0
SOUTHERN CROSS DC TIE | 2020 | 1 | 31 | 2 | 376.9 | 3.1 | 3497 | 0
SOUTHERN CROSS DC TIE | 2020 | 1 | 31 | 3 | 539.3 | 4.9 | 5005 | 0
SOUTHERN CROSS DC TIE | 2020 | 1 | 31 | 4 | 674.7 | 8.9 | 6260 | 0
SOUTHERN CROSS DC TIE | 2020 | 1 | 31 | 5 | 586.9 | 6.5 | 5446 | 0
SOUTHERN CROSS DC TIE | 2020 | 1 | 31 | 6 | 461.9 | 4 | 4286 | 0
SOUTHERN CROSS DC TIE | 2020 | 1 | 31 | 7 | 0 | 0 | 0 | 0
SOUTHERN CROSS DC TIE | 2020 | 1 | 31 | 8 | 946.1 | 17.9 | 8779 | 0
SOUTHERN CROSS DC TIE | 2020 | 1 | 31 | 9 | 1777.2 | 63.4 | 16492 | 0
SOUTHERN CROSS DC TIE | 2020 | 1 | 31 | 10 | 2086.3 | 81.3 | 19360 | 0
SOUTHERN CROSS DC TIE | 2020 | 1 | 31 | 11 | 222.2 | 1 | 2062 | 0
SOUTHERN CROSS DC TIE | 2020 | 1 | 31 | 12 | 337.3 | 2.2 | 3130 | 0
SOUTHERN CROSS DC TIE | 2020 | 1 | 31 | 13 | 465.7 | 4.3 | 4321 | 0
SOUTHERN CROSS DC TIE | 2020 | 1 | 31 | 14 | 714.1 | 9.4 | 6627 | 0
SOUTHERN CROSS DC TIE | 2020 | 1 | 31 | 15 | 210.9 | 0.8 | 1957 | 0
SOUTHERN CROSS DC TIE | 2020 | 1 | 31 | 16 | 297.9 | 1.7 | 2764 | 0
SOUTHERN CROSS DC TIE | 2020 | 1 | 31 | 17 | 246.3 | 1.1 | 2285 | 0
SOUTHERN CROSS DC TIE | 2020 | 1 | 31 | 18 | 557.4 | 6.4 | 5172 | 0
SOUTHERN CROSS DC TIE | 2020 | 1 | 31 | 19 | 267 | 1.6 | 2477 | 0
SOUTHERN CROSS DC TIE | 2020 | 1 | 31 | 20 | 79.2 | 0.1 | 734 | 0
SOUTHERN CROSS DC TIE | 2020 | 1 | 31 | 21 | 538.3 | 5.6 | 4995 | 0
SOUTHERN CROSS DC TIE | 2020 | 1 | 31 | 22 | 166.9 | 0.5 | 1549 | 0
SOUTHERN CROSS DC TIE | 2020 | 1 | 31 | 23 | 67.6 | 0.1 | 627 | 0
SOUTHERN CROSS DC TIE | 2020 | 1 | 31 | 24 | 66.3 | 0.1 | 615 | 0
SOUTHERN CROSS DC TIE | 2020 | 2 | 1 | 1 | 2061.2 | 82.8 | 19127 | 0
SOUTHERN CROSS DC TIE | 2020 | 2 | 1 | 2 | 964 | 18.3 | 8945 | 0
SOUTHERN CROSS DC TIE | 2020 | 2 | 1 | 3 | 382.1 | 2.8 | 3545 | 0
SOUTHERN CROSS DC TIE | 2020 | 2 | 1 | 4 | 650.9 | 8.3 | 6040 | 0
SOUTHERN CROSS DC TIE | 2020 | 2 | 1 | 5 | 556.7 | 6.1 | 5165 | 0
SOUTHERN CROSS DC TIE | 2020 | 2 | 1 | 6 | 659.1 | 8.5 | 6116 | 0
SOUTHERN CROSS DC TIE | 2020 | 2 | 1 | 7 | 521.6 | 5.4 | 4840 | 0
SOUTHERN CROSS DC TIE | 2020 | 2 | 1 | 8 | 399.6 | 3.2 | 3708 | 0
SOUTHERN CROSS DC TIE | 2020 | 2 | 1 | 9 | 1316.9 | 32.5 | 12220 | 0
SOUTHERN CROSS DC TIE | 2020 | 2 | 1 | 10 | 2070.9 | 82.1 | 19217 | 0
SOUTHERN CROSS DC TIE | 2020 | 2 | 1 | 11 | 898.3 | 15.9 | 8336 | 0
SOUTHERN CROSS DC TIE | 2020 | 2 | 1 | 12 | 1036.6 | 20 | 9619 | 0
SOUTHERN CROSS DC TIE | 2020 | 2 | 1 | 13 | 648.1 | 8.2 | 6014 | 0
SOUTHERN CROSS DC TIE | 2020 | 2 | 1 | 14 | 645.1 | 8 | 5986 | 0
SOUTHERN CROSS DC TIE | 2020 | 2 | 1 | 15 | 363 | 2.6 | 3369 | 0
SOUTHERN CROSS DC TIE | 2020 | 2 | 1 | 16 | 444.4 | 3.8 | 4123 | 0
SOUTHERN CROSS DC TIE | 2020 | 2 | 1 | 17 | 401.3 | 3.3 | 3724 | 0
SOUTHERN CROSS DC TIE | 2020 | 2 | 1 | 18 | 234.8 | 1.1 | 2179 | 0
SOUTHERN CROSS DC TIE | 2020 | 2 | 1 | 19 | 473.8 | 4.9 | 4397 | 0
SOUTHERN CROSS DC TIE | 2020 | 2 | 1 | 20 | 0 | 0 | 0 | 0
SOUTHERN CROSS DC TIE | 2020 | 2 | 1 | 21 | 0 | 0 | 0 | 0
SOUTHERN CROSS DC TIE | 2020 | 2 | 1 | 22 | 2075.2 | 79 | 19257 | 0
SOUTHERN CROSS DC TIE | 2020 | 2 | 1 | 23 | 2071.3 | 76 | 19221 | 0
SOUTHERN CROSS DC TIE | 2020 | 2 | 1 | 24 | 2070.3 | 79.7 | 19212 | 0
SOUTHERN CROSS DC TIE | 2020 | 2 | 2 | 1 | 2100 | 0 | 19487 | 0
SOUTHERN CROSS DC TIE | 2020 | 2 | 2 | 2 | 2061.3 | 86.5 | 19128 | 0
SOUTHERN CROSS DC TIE | 2020 | 2 | 2 | 3 | 2066.5 | 80 | 19177 | 0
SOUTHERN CROSS DC TIE | 2020 | 2 | 2 | 4 | 2073.5 | 85.5 | 19241 | 0
SOUTHERN CROSS DC TIE | 2020 | 2 | 2 | 5 | 2066.7 | 70.7 | 19178 | 0
SOUTHERN CROSS DC TIE | 2020 | 2 | 2 | 6 | 2067.2 | 83.7 | 19183 | 0
SOUTHERN CROSS DC TIE | 2020 | 2 | 2 | 7 | 2070.7 | 80.6 | 19216 | 0
SOUTHERN CROSS DC TIE | 2020 | 2 | 2 | 8 | 2073.3 | 81.4 | 19240 | 0
SOUTHERN CROSS DC TIE | 2020 | 2 | 2 | 9 | 2075.3 | 80.8 | 19258 | 0
SOUTHERN CROSS DC TIE | 2020 | 2 | 2 | 10 | 2073.7 | 77.7 | 19244 | 0
SOUTHERN CROSS DC TIE | 2020 | 2 | 2 | 11 | 1958.9 | 69.5 | 18178 | 0
SOUTHERN CROSS DC TIE | 2020 | 2 | 2 | 12 | 2049.3 | 75.1 | 19017 | 0
SOUTHERN CROSS DC TIE | 2020 | 2 | 2 | 13 | 1741.9 | 57.7 | 16164 | 0
SOUTHERN CROSS DC TIE | 2020 | 2 | 2 | 14 | 1482.2 | 42.3 | 13755 | 0
SOUTHERN CROSS DC TIE | 2020 | 2 | 2 | 15 | 761.4 | 11.5 | 7065 | 0
SOUTHERN CROSS DC TIE | 2020 | 2 | 2 | 16 | 368.9 | 2.7 | 3423 | 0
SOUTHERN CROSS DC TIE | 2020 | 2 | 2 | 17 | 343 | 2.3 | 3183 | 0
SOUTHERN CROSS DC TIE | 2020 | 2 | 2 | 18 | 578.6 | 6.4 | 5369 | 0
SOUTHERN CROSS DC TIE | 2020 | 2 | 2 | 19 | 1158.7 | 25.4 | 10753 | 0
SOUTHERN CROSS DC TIE | 2020 | 2 | 2 | 20 | 2073.8 | 86.1 | 19245 | 0
SOUTHERN CROSS DC TIE | 2020 | 2 | 2 | 21 | 1974 | 67.7 | 18318 | 0
SOUTHERN CROSS DC TIE | 2020 | 2 | 2 | 22 | 2052.2 | 74.8 | 19044 | 0
SOUTHERN CROSS DC TIE | 2020 | 2 | 2 | 23 | 2064.4 | 79.9 | 19157 | 0
SOUTHERN CROSS DC TIE | 2020 | 2 | 2 | 24 | 2067 | 81 | 19182 | 0
SOUTHERN CROSS DC TIE | 2020 | 2 | 3 | 1 | 670.7 | 0 | 6224 | 0
SOUTHERN CROSS DC TIE | 2020 | 2 | 3 | 2 | 23.5 | 0 | 217 | 0
SOUTHERN CROSS DC TIE | 2020 | 2 | 3 | 3 | 1062.1 | 21.9 | 9856 | 0
SOUTHERN CROSS DC TIE | 2020 | 2 | 3 | 4 | 966.1 | 18.5 | 8964 | 0
SOUTHERN CROSS DC TIE | 2020 | 2 | 3 | 5 | 1390.3 | 34.2 | 12901 | 0
SOUTHERN CROSS DC TIE | 2020 | 2 | 3 | 6 | 1779.4 | 63.9 | 16512 | 0
SOUTHERN CROSS DC TIE | 2020 | 2 | 3 | 7 | 1993.9 | 75.8 | 18503 | 0
SOUTHERN CROSS DC TIE | 2020 | 2 | 3 | 8 | 1861.3 | 76.2 | 17273 | 0
SOUTHERN CROSS DC TIE | 2020 | 2 | 3 | 9 | 1797.1 | 65.1 | 16676 | 0
SOUTHERN CROSS DC TIE | 2020 | 2 | 3 | 10 | 1611.2 | 48 | 14952 | 0
SOUTHERN CROSS DC TIE | 2020 | 2 | 3 | 11 | 1625.6 | 55.8 | 15085 | 0
SOUTHERN CROSS DC TIE | 2020 | 2 | 3 | 12 | 1323.9 | 26.3 | 12285 | 0
SOUTHERN CROSS DC TIE | 2020 | 2 | 3 | 13 | 560.2 | 6.7 | 5198 | 0
SOUTHERN CROSS DC TIE | 2020 | 2 | 3 | 14 | 333.8 | 1.8 | 3097 | 0
SOUTHERN CROSS DC TIE | 2020 | 2 | 3 | 15 | 1855.3 | 78.6 | 17217 | 0
SOUTHERN CROSS DC TIE | 2020 | 2 | 3 | 16 | 1867.6 | 66.2 | 17331 | 0
SOUTHERN CROSS DC TIE | 2020 | 2 | 3 | 17 | 1342.7 | 35.1 | 12459 | 0
SOUTHERN CROSS DC TIE | 2020 | 2 | 3 | 18 | 1225.9 | 29 | 11376 | 0
SOUTHERN CROSS DC TIE | 2020 | 2 | 3 | 19 | 966.2 | 18.2 | 8966 | 0
SOUTHERN CROSS DC TIE | 2020 | 2 | 3 | 20 | 2025.7 | 75.2 | 18798 | 0
SOUTHERN CROSS DC TIE | 2020 | 2 | 3 | 21 | 2018.7 | 76.3 | 18733 | 0
SOUTHERN CROSS DC TIE | 2020 | 2 | 3 | 22 | 1517.7 | 43.6 | 14083 | 0
SOUTHERN CROSS DC TIE | 2020 | 2 | 3 | 23 | 1064.7 | 19 | 9880 | 0
SOUTHERN CROSS DC TIE | 2020 | 2 | 3 | 24 | 0 | 0 | 0 | 0
SOUTHERN CROSS DC TIE | 2020 | 2 | 4 | 1 | 0 | 0 | 0 | 0
SOUTHERN CROSS DC TIE | 2020 | 2 | 4 | 2 | 1.4 | 0 | 12 | 0
SOUTHERN CROSS DC TIE | 2020 | 2 | 4 | 3 | 411.8 | 3.7 | 3821 | 0
SOUTHERN CROSS DC TIE | 2020 | 2 | 4 | 4 | 282.9 | 1.6 | 2625 | 0
SOUTHERN CROSS DC TIE | 2020 | 2 | 4 | 5 | 0 | 0 | 0 | 0
SOUTHERN CROSS DC TIE | 2020 | 2 | 4 | 6 | 831.1 | 12.5 | 7712 | 0
SOUTHERN CROSS DC TIE | 2020 | 2 | 4 | 7 | 2088.8 | 86.6 | 19383 | 0
SOUTHERN CROSS DC TIE | 2020 | 2 | 4 | 8 | 2096.9 | 87.8 | 19459 | 0
SOUTHERN CROSS DC TIE | 2020 | 2 | 4 | 9 | 1850.2 | 63.1 | 17169 | 0
SOUTHERN CROSS DC TIE | 2020 | 2 | 4 | 10 | 2094.7 | 79.5 | 19438 | 0
SOUTHERN CROSS DC TIE | 2020 | 2 | 4 | 11 | 936 | 17.4 | 8685 | 0
SOUTHERN CROSS DC TIE | 2020 | 2 | 4 | 12 | 695.8 | 9.5 | 6456 | 0
SOUTHERN CROSS DC TIE | 2020 | 2 | 4 | 13 | 1395.3 | 35.2 | 12948 | 0
SOUTHERN CROSS DC TIE | 2020 | 2 | 4 | 14 | 1671.1 | 51.4 | 15507 | 0
SOUTHERN CROSS DC TIE | 2020 | 2 | 4 | 15 | 1886.8 | 63.6 | 17509 | 0
SOUTHERN CROSS DC TIE | 2020 | 2 | 4 | 16 | 1878.6 | 64.9 | 17433 | 0
SOUTHERN CROSS DC TIE | 2020 | 2 | 4 | 17 | 1835.6 | 62.8 | 17034 | 0
SOUTHERN CROSS DC TIE | 2020 | 2 | 4 | 18 | 2086.1 | 80.7 | 19359 | 0
SOUTHERN CROSS DC TIE | 2020 | 2 | 4 | 19 | 1210.2 | 30.9 | 11230 | 0
SOUTHERN CROSS DC TIE | 2020 | 2 | 4 | 20 | 877.9 | 15.4 | 8146 | 0
SOUTHERN CROSS DC TIE | 2020 | 2 | 4 | 21 | 1718 | 56.4 | 15943 | 0
SOUTHERN CROSS DC TIE | 2020 | 2 | 4 | 22 | 2099.7 | 80.4 | 19485 | 0
SOUTHERN CROSS DC TIE | 2020 | 2 | 4 | 23 | 1984.8 | 60.5 | 18418 | 0
SOUTHERN CROSS DC TIE | 2020 | 2 | 4 | 24 | 1385.2 | 34.8 | 12854 | 0
SOUTHERN CROSS DC TIE | 2020 | 2 | 5 | 1 | 330.5 | 0 | 3067 | 0
SOUTHERN CROSS DC TIE | 2020 | 2 | 5 | 2 | 515.9 | 6.1 | 4787 | 0
SOUTHERN CROSS DC TIE | 2020 | 2 | 5 | 3 | 1430.6 | 37.1 | 13276 | 0
SOUTHERN CROSS DC TIE | 2020 | 2 | 5 | 4 | 537.4 | 5.8 | 4986 | 0
SOUTHERN CROSS DC TIE | 2020 | 2 | 5 | 5 | 1001.9 | 21.2 | 9297 | 0
SOUTHERN CROSS DC TIE | 2020 | 2 | 5 | 6 | 1952 | 63.9 | 18114 | 0
SOUTHERN CROSS DC TIE | 2020 | 2 | 5 | 7 | 2081.2 | 85.7 | 19313 | 0
SOUTHERN CROSS DC TIE | 2020 | 2 | 5 | 8 | 2090.6 | 88 | 19400 | 0
SOUTHERN CROSS DC TIE | 2020 | 2 | 5 | 9 | 2090.5 | 79.6 | 19399 | 0
SOUTHERN CROSS DC TIE | 2020 | 2 | 5 | 10 | 2094.1 | 84.6 | 19433 | 0
SOUTHERN CROSS DC TIE | 2020 | 2 | 5 | 11 | 2006.6 | 72.5 | 18621 | 0
SOUTHERN CROSS DC TIE | 2020 | 2 | 5 | 12 | 2012.1 | 72.6 | 18672 | 0
SOUTHERN CROSS DC TIE | 2020 | 2 | 5 | 13 | 1505.1 | 42.2 | 13967 | 0
SOUTHERN CROSS DC TIE | 2020 | 2 | 5 | 14 | 1086.6 | 23.6 | 10083 | 0
SOUTHERN CROSS DC TIE | 2020 | 2 | 5 | 15 | 905 | 15.7 | 8398 | 0
SOUTHERN CROSS DC TIE | 2020 | 2 | 5 | 16 | 1005.5 | 18.9 | 9331 | 0
SOUTHERN CROSS DC TIE | 2020 | 2 | 5 | 17 | 813.8 | 12.8 | 7551 | 0
SOUTHERN CROSS DC TIE | 2020 | 2 | 5 | 18 | 965.2 | 18.4 | 8956 | 0
SOUTHERN CROSS DC TIE | 2020 | 2 | 5 | 19 | 1366.4 | 37 | 12680 | 0
SOUTHERN CROSS DC TIE | 2020 | 2 | 5 | 20 | 2090 | 81.8 | 19395 | 0
SOUTHERN CROSS DC TIE | 2020 | 2 | 5 | 21 | 2094.6 | 81.1 | 19438 | 0
SOUTHERN CROSS DC TIE | 2020 | 2 | 5 | 22 | 2089 | 75.4 | 19385 | 0
SOUTHERN CROSS DC TIE | 2020 | 2 | 5 | 23 | 2037.2 | 70.8 | 18904 | 0
SOUTHERN CROSS DC TIE | 2020 | 2 | 5 | 24 | 1989.8 | 62.5 | 18465 | 0
SOUTHERN CROSS DC TIE | 2020 | 2 | 6 | 1 | 2100 | 0 | 19487 | 0
SOUTHERN CROSS DC TIE | 2020 | 2 | 6 | 2 | 2018.9 | 87.2 | 18735 | 0
SOUTHERN CROSS DC TIE | 2020 | 2 | 6 | 3 | 1866.5 | 69 | 17321 | 0
SOUTHERN CROSS DC TIE | 2020 | 2 | 6 | 4 | 1618.9 | 46.7 | 15023 | 0
SOUTHERN CROSS DC TIE | 2020 | 2 | 6 | 5 | 831.5 | 20.1 | 7715 | 0
SOUTHERN CROSS DC TIE | 2020 | 2 | 6 | 6 | 795.9 | 7.9 | 7385 | 0
SOUTHERN CROSS DC TIE | 2020 | 2 | 6 | 7 | 1062.7 | 27 | 9861 | 0
SOUTHERN CROSS DC TIE | 2020 | 2 | 6 | 8 | 1226.6 | 26.7 | 11382 | 0
SOUTHERN CROSS DC TIE | 2020 | 2 | 6 | 9 | 2088.4 | 87.8 | 19380 | 0
SOUTHERN CROSS DC TIE | 2020 | 2 | 6 | 10 | 2069.9 | 80.7 | 19208 | 0
SOUTHERN CROSS DC TIE | 2020 | 2 | 6 | 11 | 1813.5 | 63.9 | 16829 | 0
SOUTHERN CROSS DC TIE | 2020 | 2 | 6 | 12 | 2093.3 | 79 | 19425 | 0
SOUTHERN CROSS DC TIE | 2020 | 2 | 6 | 13 | 2088.3 | 76.2 | 19379 | 0
SOUTHERN CROSS DC TIE | 2020 | 2 | 6 | 14 | 2089.1 | 82.3 | 19386 | 0
SOUTHERN CROSS DC TIE | 2020 | 2 | 6 | 15 | 2087.6 | 78.9 | 19373 | 0
SOUTHERN CROSS DC TIE | 2020 | 2 | 6 | 16 | 2085.1 | 78.4 | 19349 | 0
SOUTHERN CROSS DC TIE | 2020 | 2 | 6 | 17 | 2084.8 | 80.6 | 19347 | 0
SOUTHERN CROSS DC TIE | 2020 | 2 | 6 | 18 | 2056.2 | 81.9 | 19081 | 0
SOUTHERN CROSS DC TIE | 2020 | 2 | 6 | 19 | 2095.1 | 86.2 | 19442 | 0
SOUTHERN CROSS DC TIE | 2020 | 2 | 6 | 20 | 1946.7 | 69.9 | 18065 | 0
SOUTHERN CROSS DC TIE | 2020 | 2 | 6 | 21 | 1959.5 | 69.2 | 18184 | 0
SOUTHERN CROSS DC TIE | 2020 | 2 | 6 | 22 | 1781.7 | 58.1 | 16534 | 0
SOUTHERN CROSS DC TIE | 2020 | 2 | 6 | 23 | 1665.1 | 45 | 15451 | 0
SOUTHERN CROSS DC TIE | 2020 | 2 | 6 | 24 | 1451.8 | 36.5 | 13472 | 0
SOUTHERN CROSS DC TIE | 2020 | 2 | 7 | 1 | 2100 | 0 | 19487 | 0
SOUTHERN CROSS DC TIE | 2020 | 2 | 7 | 2 | 370.7 | 3 | 3440 | 0
SOUTHERN CROSS DC TIE | 2020 | 2 | 7 | 3 | 31.9 | 0 | 295 | 0
SOUTHERN CROSS DC TIE | 2020 | 2 | 7 | 4 | 0 | 0 | 0 | 0
SOUTHERN CROSS DC TIE | 2020 | 2 | 7 | 5 | 0 | 0 | 0 | 0
SOUTHERN CROSS DC TIE | 2020 | 2 | 7 | 6 | 697.3 | 9.4 | 6470 | 0
SOUTHERN CROSS DC TIE | 2020 | 2 | 7 | 7 | 377.4 | 3 | 3502 | 0
SOUTHERN CROSS DC TIE | 2020 | 2 | 7 | 8 | 305.6 | 1.8 | 2836 | 0
SOUTHERN CROSS DC TIE | 2020 | 2 | 7 | 9 | 298.4 | 1.7 | 2768 | 0
SOUTHERN CROSS DC TIE | 2020 | 2 | 7 | 10 | 667.3 | 8.8 | 6192 | 0
SOUTHERN CROSS DC TIE | 2020 | 2 | 7 | 11 | 1787.4 | 60.5 | 16586 | 0
SOUTHERN CROSS DC TIE | 2020 | 2 | 7 | 12 | 2014.2 | 75.1 | 18692 | 0
SOUTHERN CROSS DC TIE | 2020 | 2 | 7 | 13 | 2087.1 | 80.4 | 19368 | 0
SOUTHERN CROSS DC TIE | 2020 | 2 | 7 | 14 | 2086.8 | 80.2 | 19365 | 0
SOUTHERN CROSS DC TIE | 2020 | 2 | 7 | 15 | 1304.6 | 31.3 | 12106 | 0
SOUTHERN CROSS DC TIE | 2020 | 2 | 7 | 16 | 1690.2 | 52.6 | 15684 | 0
SOUTHERN CROSS DC TIE | 2020 | 2 | 7 | 17 | 411.9 | 3.4 | 3822 | 0
SOUTHERN CROSS DC TIE | 2020 | 2 | 7 | 18 | 728.6 | 10.4 | 6761 | 0
SOUTHERN CROSS DC TIE | 2020 | 2 | 7 | 19 | 962.5 | 18.6 | 8931 | 0
SOUTHERN CROSS DC TIE | 2020 | 2 | 7 | 20 | 1752.4 | 56.9 | 16262 | 0
SOUTHERN CROSS DC TIE | 2020 | 2 | 7 | 21 | 1518.5 | 41.6 | 14092 | 0
SOUTHERN CROSS DC TIE | 2020 | 2 | 7 | 22 | 907.5 | 14.9 | 8421 | 0
SOUTHERN CROSS DC TIE | 2020 | 2 | 7 | 23 | 0 | 0 | 0 | 0
SOUTHERN CROSS DC TIE | 2020 | 2 | 7 | 24 | 0 | 0 | 0 | 0
SOUTHERN CROSS DC TIE | 2020 | 2 | 8 | 1 | 0 | 0 | 0 | 0
SOUTHERN CROSS DC TIE | 2020 | 2 | 8 | 2 | 0 | 0 | 0 | 0
SOUTHERN CROSS DC TIE | 2020 | 2 | 8 | 3 | 0 | 0 | 0 | 0
SOUTHERN CROSS DC TIE | 2020 | 2 | 8 | 4 | 0 | 0 | 0 | 0
SOUTHERN CROSS DC TIE | 2020 | 2 | 8 | 5 | 0 | 0 | 0 | 0
SOUTHERN CROSS DC TIE | 2020 | 2 | 8 | 6 | 0 | 0 | 0 | 0
SOUTHERN CROSS DC TIE | 2020 | 2 | 8 | 7 | 0 | 0 | 0 | 0
SOUTHERN CROSS DC TIE | 2020 | 2 | 8 | 8 | 0 | 0 | 0 | 0
SOUTHERN CROSS DC TIE | 2020 | 2 | 8 | 9 | 0 | 0 | 0 | 0
SOUTHERN CROSS DC TIE | 2020 | 2 | 8 | 10 | 0 | 0 | 0 | 0
SOUTHERN CROSS DC TIE | 2020 | 2 | 8 | 11 | 46.6 | 0 | 432 | 0
SOUTHERN CROSS DC TIE | 2020 | 2 | 8 | 12 | 0 | 0 | 0 | 0
SOUTHERN CROSS DC TIE | 2020 | 2 | 8 | 13 | 58.2 | 0.1 | 539 | 0
SOUTHERN CROSS DC TIE | 2020 | 2 | 8 | 14 | 109.6 | 0.2 | 1016 | 0
SOUTHERN CROSS DC TIE | 2020 | 2 | 8 | 15 | 239.9 | 1.1 | 2226 | 0
SOUTHERN CROSS DC TIE | 2020 | 2 | 8 | 16 | 347.9 | 2.4 | 3228 | 0
SOUTHERN CROSS DC TIE | 2020 | 2 | 8 | 17 | 534.7 | 5.7 | 4962 | 0
SOUTHERN CROSS DC TIE | 2020 | 2 | 8 | 18 | 1184.7 | 27.4 | 10993 | 0
SOUTHERN CROSS DC TIE | 2020 | 2 | 8 | 19 | 1681.1 | 58 | 15600 | 0
SOUTHERN CROSS DC TIE | 2020 | 2 | 8 | 20 | 1381.7 | 40.7 | 12822 | 0
SOUTHERN CROSS DC TIE | 2020 | 2 | 8 | 21 | 1894.9 | 68.9 | 17584 | 0
SOUTHERN CROSS DC TIE | 2020 | 2 | 8 | 22 | 1776 | 54.9 | 16481 | 0
SOUTHERN CROSS DC TIE | 2020 | 2 | 8 | 23 | 1809.8 | 58.2 | 16795 | 0
SOUTHERN CROSS DC TIE | 2020 | 2 | 8 | 24 | 2078.1 | 75.4 | 19284 | 0
SOUTHERN CROSS DC TIE | 2020 | 2 | 9 | 1 | 0 | 0 | 0 | 0
SOUTHERN CROSS DC TIE | 2020 | 2 | 9 | 2 | 842.6 | 16 | 7819 | 0
SOUTHERN CROSS DC TIE | 2020 | 2 | 9 | 3 | 2077.2 | 70.1 | 19276 | 0
SOUTHERN CROSS DC TIE | 2020 | 2 | 9 | 4 | 2072 | 78.1 | 19228 | 0
SOUTHERN CROSS DC TIE | 2020 | 2 | 9 | 5 | 2068.7 | 76.6 | 19197 | 0
SOUTHERN CROSS DC TIE | 2020 | 2 | 9 | 6 | 2067.1 | 78.7 | 19182 | 0
SOUTHERN CROSS DC TIE | 2020 | 2 | 9 | 7 | 1290.1 | 31.5 | 11971 | 0
SOUTHERN CROSS DC TIE | 2020 | 2 | 9 | 8 | 1550.3 | 45.5 | 14386 | 0
SOUTHERN CROSS DC TIE | 2020 | 2 | 9 | 9 | 1442.9 | 44.6 | 13389 | 0
SOUTHERN CROSS DC TIE | 2020 | 2 | 9 | 10 | 1442.6 | 39.3 | 13387 | 0
SOUTHERN CROSS DC TIE | 2020 | 2 | 9 | 11 | 1206.5 | 25.1 | 11196 | 0
SOUTHERN CROSS DC TIE | 2020 | 2 | 9 | 12 | 554.6 | 6.1 | 5147 | 0
SOUTHERN CROSS DC TIE | 2020 | 2 | 9 | 13 | 217 | 0.9 | 2013 | 0
SOUTHERN CROSS DC TIE | 2020 | 2 | 9 | 14 | 394.9 | 3 | 3664 | 0
SOUTHERN CROSS DC TIE | 2020 | 2 | 9 | 15 | 639.5 | 7.9 | 5934 | 0
SOUTHERN CROSS DC TIE | 2020 | 2 | 9 | 16 | 0 | 0 | 0 | 0
SOUTHERN CROSS DC TIE | 2020 | 2 | 9 | 17 | 550.3 | 6 | 5106 | 0
SOUTHERN CROSS DC TIE | 2020 | 2 | 9 | 18 | 540.5 | 5.9 | 5016 | 0
SOUTHERN CROSS DC TIE | 2020 | 2 | 9 | 19 | 1340.8 | 36.7 | 12442 | 0
SOUTHERN CROSS DC TIE | 2020 | 2 | 9 | 20 | 1422.2 | 40.5 | 13197 | 0
SOUTHERN CROSS DC TIE | 2020 | 2 | 9 | 21 | 1501.4 | 45.5 | 13932 | 0
SOUTHERN CROSS DC TIE | 2020 | 2 | 9 | 22 | 1523.9 | 38.7 | 14142 | 0
SOUTHERN CROSS DC TIE | 2020 | 2 | 9 | 23 | 1658 | 50 | 15386 | 0
SOUTHERN CROSS DC TIE | 2020 | 2 | 9 | 24 | 2109.7 | 113.3 | 19578 | 0
SOUTHERN CROSS DC TIE | 2020 | 2 | 10 | 1 | 767.1 | 0 | 7118 | 0
SOUTHERN CROSS DC TIE | 2020 | 2 | 10 | 2 | 621.6 | 7.5 | 5768 | 0
SOUTHERN CROSS DC TIE | 2020 | 2 | 10 | 3 | 2076 | 71.2 | 19265 | 0
SOUTHERN CROSS DC TIE | 2020 | 2 | 10 | 4 | 1541.8 | 54.7 | 14307 | 0
SOUTHERN CROSS DC TIE | 2020 | 2 | 10 | 5 | 2086.3 | 73.4 | 19360 | 0
SOUTHERN CROSS DC TIE | 2020 | 2 | 10 | 6 | 2073.5 | 69.2 | 19241 | 0
SOUTHERN CROSS DC TIE | 2020 | 2 | 10 | 7 | 2074.5 | 84.8 | 19251 | 0
SOUTHERN CROSS DC TIE | 2020 | 2 | 10 | 8 | 1779.1 | 61.4 | 16510 | 0
SOUTHERN CROSS DC TIE | 2020 | 2 | 10 | 9 | 1496.3 | 43 | 13885 | 0
SOUTHERN CROSS DC TIE | 2020 | 2 | 10 | 10 | 1483.1 | 55 | 13763 | 0
SOUTHERN CROSS DC TIE | 2020 | 2 | 10 | 11 | 1451.2 | 40.1 | 13467 | 0
SOUTHERN CROSS DC TIE | 2020 | 2 | 10 | 12 | 1336.2 | 33.5 | 12399 | 0
SOUTHERN CROSS DC TIE | 2020 | 2 | 10 | 13 | 1727.5 | 55.7 | 16031 | 0
SOUTHERN CROSS DC TIE | 2020 | 2 | 10 | 14 | 1817 | 60.7 | 16862 | 0
SOUTHERN CROSS DC TIE | 2020 | 2 | 10 | 15 | 1593.5 | 35 | 14787 | 0
SOUTHERN CROSS DC TIE | 2020 | 2 | 10 | 16 | 750.2 | 10.8 | 6961 | 0
SOUTHERN CROSS DC TIE | 2020 | 2 | 10 | 17 | 372.6 | 3.8 | 3457 | 0
SOUTHERN CROSS DC TIE | 2020 | 2 | 10 | 18 | 597 | 5.9 | 5539 | 0
SOUTHERN CROSS DC TIE | 2020 | 2 | 10 | 19 | 607.9 | 6.1 | 5641 | 0
SOUTHERN CROSS DC TIE | 2020 | 2 | 10 | 20 | 1630 | 52.6 | 15126 | 0
SOUTHERN CROSS DC TIE | 2020 | 2 | 10 | 21 | 1657.6 | 52.3 | 15382 | 0
SOUTHERN CROSS DC TIE | 2020 | 2 | 10 | 22 | 1693.3 | 52.8 | 15713 | 0
SOUTHERN CROSS DC TIE | 2020 | 2 | 10 | 23 | 901.6 | 16.3 | 8367 | 0
SOUTHERN CROSS DC TIE | 2020 | 2 | 10 | 24 | 1323.9 | 34.1 | 12286 | 0
SOUTHERN CROSS DC TIE | 2020 | 2 | 11 | 1 | 367.2 | 0 | 3407 | 0
SOUTHERN CROSS DC TIE | 2020 | 2 | 11 | 2 | 731.6 | 11.5 | 6789 | 0
SOUTHERN CROSS DC TIE | 2020 | 2 | 11 | 3 | 840 | 12.5 | 7795 | 0
SOUTHERN CROSS DC TIE | 2020 | 2 | 11 | 4 | 357 | 2.4 | 3312 | 0
SOUTHERN CROSS DC TIE | 2020 | 2 | 11 | 5 | 184.1 | 0.7 | 1708 | 0
SOUTHERN CROSS DC TIE | 2020 | 2 | 11 | 6 | 377.7 | 3.1 | 3505 | 0
SOUTHERN CROSS DC TIE | 2020 | 2 | 11 | 7 | 2084.6 | 79 | 19344 | 0
SOUTHERN CROSS DC TIE | 2020 | 2 | 11 | 8 | 1767.1 | 62.5 | 16398 | 0
SOUTHERN CROSS DC TIE | 2020 | 2 | 11 | 9 | 1097.3 | 23.7 | 10182 | 0
SOUTHERN CROSS DC TIE | 2020 | 2 | 11 | 10 | 1511.1 | 45.1 | 14023 | 0
SOUTHERN CROSS DC TIE | 2020 | 2 | 11 | 11 | 1457 | 41.9 | 13520 | 0
SOUTHERN CROSS DC TIE | 2020 | 2 | 11 | 12 | 1268.8 | 30.1 | 11774 | 0
SOUTHERN CROSS DC TIE | 2020 | 2 | 11 | 13 | 893.9 | 14 | 8295 | 0
SOUTHERN CROSS DC TIE | 2020 | 2 | 11 | 14 | 288.4 | 1.7 | 2676 | 0
SOUTHERN CROSS DC TIE | 2020 | 2 | 11 | 15 | 1254.6 | 30.1 | 11642 | 0
SOUTHERN CROSS DC TIE | 2020 | 2 | 11 | 16 | 1520.2 | 43.1 | 14107 | 0
SOUTHERN CROSS DC TIE | 2020 | 2 | 11 | 17 | 1301.2 | 31.3 | 12075 | 0
SOUTHERN CROSS DC TIE | 2020 | 2 | 11 | 18 | 2068.7 | 76.4 | 19197 | 0
SOUTHERN CROSS DC TIE | 2020 | 2 | 11 | 19 | 1996.3 | 83 | 18525 | 0
SOUTHERN CROSS DC TIE | 2020 | 2 | 11 | 20 | 1741.7 | 55.4 | 16163 | 0
SOUTHERN CROSS DC TIE | 2020 | 2 | 11 | 21 | 1934.8 | 61.5 | 17954 | 0
SOUTHERN CROSS DC TIE | 2020 | 2 | 11 | 22 | 1861.4 | 63 | 17273 | 0
SOUTHERN CROSS DC TIE | 2020 | 2 | 11 | 23 | 1537.4 | 41 | 14267 | 0
SOUTHERN CROSS DC TIE | 2020 | 2 | 11 | 24 | 0 | 0 | 0 | 0
SOUTHERN CROSS DC TIE | 2020 | 2 | 12 | 1 | 235.9 | 0 | 2189 | 0
SOUTHERN CROSS DC TIE | 2020 | 2 | 12 | 2 | 387.7 | 3.2 | 3597 | 0
SOUTHERN CROSS DC TIE | 2020 | 2 | 12 | 3 | 321.7 | 1.9 | 2985 | 0
SOUTHERN CROSS DC TIE | 2020 | 2 | 12 | 4 | 408.9 | 3.3 | 3794 | 0
SOUTHERN CROSS DC TIE | 2020 | 2 | 12 | 5 | 228.1 | 1 | 2116 | 0
SOUTHERN CROSS DC TIE | 2020 | 2 | 12 | 6 | 457.1 | 4 | 4242 | 0
SOUTHERN CROSS DC TIE | 2020 | 2 | 12 | 7 | 889.6 | 15.9 | 8255 | 0
SOUTHERN CROSS DC TIE | 2020 | 2 | 12 | 8 | 2037.6 | 79.1 | 18908 | 0
SOUTHERN CROSS DC TIE | 2020 | 2 | 12 | 9 | 947.2 | 18.7 | 8790 | 0
SOUTHERN CROSS DC TIE | 2020 | 2 | 12 | 10 | 1637.3 | 51.9 | 15193 | 0
SOUTHERN CROSS DC TIE | 2020 | 2 | 12 | 11 | 1349 | 36.1 | 12518 | 0
SOUTHERN CROSS DC TIE | 2020 | 2 | 12 | 12 | 2080.1 | 75.4 | 19303 | 0
SOUTHERN CROSS DC TIE | 2020 | 2 | 12 | 13 | 2060.3 | 79.1 | 19119 | 0
SOUTHERN CROSS DC TIE | 2020 | 2 | 12 | 14 | 2074.7 | 75.3 | 19253 | 0
SOUTHERN CROSS DC TIE | 2020 | 2 | 12 | 15 | 2073.6 | 80.1 | 19243 | 0
SOUTHERN CROSS DC TIE | 2020 | 2 | 12 | 16 | 2070.3 | 76 | 19212 | 0
SOUTHERN CROSS DC TIE | 2020 | 2 | 12 | 17 | 2066.7 | 77.1 | 19179 | 0
SOUTHERN CROSS DC TIE | 2020 | 2 | 12 | 18 | 2065.3 | 78.5 | 19166 | 0
SOUTHERN CROSS DC TIE | 2020 | 2 | 12 | 19 | 2073.2 | 87 | 19239 | 0
SOUTHERN CROSS DC TIE | 2020 | 2 | 12 | 20 | 2070.9 | 74.6 | 19218 | 0
SOUTHERN CROSS DC TIE | 2020 | 2 | 12 | 21 | 2071.5 | 81.8 | 19223 | 0
SOUTHERN CROSS DC TIE | 2020 | 2 | 12 | 22 | 2074 | 81 | 19246 | 0
SOUTHERN CROSS DC TIE | 2020 | 2 | 12 | 23 | 2072.5 | 77.6 | 19233 | 0
SOUTHERN CROSS DC TIE | 2020 | 2 | 12 | 24 | 2067.4 | 75 | 19185 | 0
SOUTHERN CROSS DC TIE | 2020 | 2 | 13 | 1 | 1817.1 | 0 | 16862 | 0
SOUTHERN CROSS DC TIE | 2020 | 2 | 13 | 2 | 663.5 | 9.5 | 6157 | 0
SOUTHERN CROSS DC TIE | 2020 | 2 | 13 | 3 | 556 | 5 | 5159 | 0
SOUTHERN CROSS DC TIE | 2020 | 2 | 13 | 4 | 610.9 | 8.1 | 5669 | 0
SOUTHERN CROSS DC TIE | 2020 | 2 | 13 | 5 | 605.1 | 6.9 | 5615 | 0
SOUTHERN CROSS DC TIE | 2020 | 2 | 13 | 6 | 697.3 | 10.7 | 6470 | 0
SOUTHERN CROSS DC TIE | 2020 | 2 | 13 | 7 | 631.7 | 7.6 | 5861 | 0
SOUTHERN CROSS DC TIE | 2020 | 2 | 13 | 8 | 649.5 | 8.7 | 6027 | 0
SOUTHERN CROSS DC TIE | 2020 | 2 | 13 | 9 | 758.6 | 11.2 | 7039 | 0
SOUTHERN CROSS DC TIE | 2020 | 2 | 13 | 10 | 319.2 | 2.1 | 2961 | 0
SOUTHERN CROSS DC TIE | 2020 | 2 | 13 | 11 | 829.6 | 13.6 | 7698 | 0
SOUTHERN CROSS DC TIE | 2020 | 2 | 13 | 12 | 1679.8 | 52.7 | 15588 | 0
SOUTHERN CROSS DC TIE | 2020 | 2 | 13 | 13 | 1108.1 | 23.2 | 10283 | 0
SOUTHERN CROSS DC TIE | 2020 | 2 | 13 | 14 | 1629.5 | 49 | 15121 | 0
SOUTHERN CROSS DC TIE | 2020 | 2 | 13 | 15 | 1588.3 | 44.3 | 14739 | 0
SOUTHERN CROSS DC TIE | 2020 | 2 | 13 | 16 | 360.4 | 2.5 | 3344 | 0
SOUTHERN CROSS DC TIE | 2020 | 2 | 13 | 17 | 491.9 | 4.3 | 4564 | 0
SOUTHERN CROSS DC TIE | 2020 | 2 | 13 | 18 | 458 | 4.5 | 4250 | 0
SOUTHERN CROSS DC TIE | 2020 | 2 | 13 | 19 | 1173.2 | 29.1 | 10887 | 0
SOUTHERN CROSS DC TIE | 2020 | 2 | 13 | 20 | 2093.6 | 78.7 | 19428 | 0
SOUTHERN CROSS DC TIE | 2020 | 2 | 13 | 21 | 2095 | 82.7 | 19441 | 0
SOUTHERN CROSS DC TIE | 2020 | 2 | 13 | 22 | 2093.7 | 79.7 | 19429 | 0
SOUTHERN CROSS DC TIE | 2020 | 2 | 13 | 23 | 1748.3 | 48.5 | 16224 | 0
SOUTHERN CROSS DC TIE | 2020 | 2 | 13 | 24 | 456.8 | 3.8 | 4239 | 0
SOUTHERN CROSS DC TIE | 2020 | 2 | 14 | 1 | 640.5 | 0 | 5943 | 0
SOUTHERN CROSS DC TIE | 2020 | 2 | 14 | 2 | 881.2 | 16 | 8177 | 0
SOUTHERN CROSS DC TIE | 2020 | 2 | 14 | 3 | 721.7 | 8.1 | 6697 | 0
SOUTHERN CROSS DC TIE | 2020 | 2 | 14 | 4 | 669.1 | 10.2 | 6208 | 0
SOUTHERN CROSS DC TIE | 2020 | 2 | 14 | 5 | 476.3 | 3.8 | 4420 | 0
SOUTHERN CROSS DC TIE | 2020 | 2 | 14 | 6 | 628 | 9.3 | 5827 | 0
SOUTHERN CROSS DC TIE | 2020 | 2 | 14 | 7 | 276.7 | 1.5 | 2567 | 0
SOUTHERN CROSS DC TIE | 2020 | 2 | 14 | 8 | 419.8 | 3.6 | 3895 | 0
SOUTHERN CROSS DC TIE | 2020 | 2 | 14 | 9 | 800.2 | 12.7 | 7425 | 0
SOUTHERN CROSS DC TIE | 2020 | 2 | 14 | 10 | 1532.7 | 46 | 14223 | 0
SOUTHERN CROSS DC TIE | 2020 | 2 | 14 | 11 | 1937.3 | 69.7 | 17978 | 0
SOUTHERN CROSS DC TIE | 2020 | 2 | 14 | 12 | 1194.4 | 26.6 | 11083 | 0
SOUTHERN CROSS DC TIE | 2020 | 2 | 14 | 13 | 461.5 | 4 | 4282 | 0
SOUTHERN CROSS DC TIE | 2020 | 2 | 14 | 14 | 558.8 | 5.9 | 5185 | 0
SOUTHERN CROSS DC TIE | 2020 | 2 | 14 | 15 | 703.3 | 9.8 | 6526 | 0
SOUTHERN CROSS DC TIE | 2020 | 2 | 14 | 16 | 708.4 | 9.2 | 6574 | 0
SOUTHERN CROSS DC TIE | 2020 | 2 | 14 | 17 | 832.5 | 13.6 | 7725 | 0
SOUTHERN CROSS DC TIE | 2020 | 2 | 14 | 18 | 719.6 | 9.8 | 6678 | 0
SOUTHERN CROSS DC TIE | 2020 | 2 | 14 | 19 | 406.6 | 3.4 | 3773 | 0
SOUTHERN CROSS DC TIE | 2020 | 2 | 14 | 20 | 1019.1 | 20.4 | 9457 | 0
SOUTHERN CROSS DC TIE | 2020 | 2 | 14 | 21 | 1516 | 44.8 | 14068 | 0
SOUTHERN CROSS DC TIE | 2020 | 2 | 14 | 22 | 731.6 | 9 | 6789 | 0
SOUTHERN CROSS DC TIE | 2020 | 2 | 14 | 23 | 508.8 | 5.2 | 4721 | 0
SOUTHERN CROSS DC TIE | 2020 | 2 | 14 | 24 | 598.8 | 7 | 5556 | 0
SOUTHERN CROSS DC TIE | 2020 | 2 | 15 | 1 | 708.6 | 0 | 6575 | 0
SOUTHERN CROSS DC TIE | 2020 | 2 | 15 | 2 | 806.8 | 14.8 | 7487 | 0
SOUTHERN CROSS DC TIE | 2020 | 2 | 15 | 3 | 834.1 | 13.1 | 7740 | 0
SOUTHERN CROSS DC TIE | 2020 | 2 | 15 | 4 | 934.3 | 15.7 | 8670 | 0
SOUTHERN CROSS DC TIE | 2020 | 2 | 15 | 5 | 959.1 | 17.3 | 8900 | 0
SOUTHERN CROSS DC TIE | 2020 | 2 | 15 | 6 | 864.3 | 13.5 | 8020 | 0
SOUTHERN CROSS DC TIE | 2020 | 2 | 15 | 7 | 914.4 | 16.8 | 8485 | 0
SOUTHERN CROSS DC TIE | 2020 | 2 | 15 | 8 | 746.7 | 10.6 | 6929 | 0
SOUTHERN CROSS DC TIE | 2020 | 2 | 15 | 9 | 864.1 | 15.8 | 8018 | 0
SOUTHERN CROSS DC TIE | 2020 | 2 | 15 | 10 | 1381.4 | 38.3 | 12819 | 0
SOUTHERN CROSS DC TIE | 2020 | 2 | 15 | 11 | 1395.7 | 40 | 12952 | 0
SOUTHERN CROSS DC TIE | 2020 | 2 | 15 | 12 | 895.6 | 16.9 | 8311 | 0
SOUTHERN CROSS DC TIE | 2020 | 2 | 15 | 13 | 595.5 | 6.7 | 5526 | 0
SOUTHERN CROSS DC TIE | 2020 | 2 | 15 | 14 | 436.1 | 3.8 | 4047 | 0
SOUTHERN CROSS DC TIE | 2020 | 2 | 15 | 15 | 435.8 | 3.6 | 4044 | 0
SOUTHERN CROSS DC TIE | 2020 | 2 | 15 | 16 | 564.9 | 6.4 | 5242 | 0
SOUTHERN CROSS DC TIE | 2020 | 2 | 15 | 17 | 647.7 | 8.3 | 6010 | 0
SOUTHERN CROSS DC TIE | 2020 | 2 | 15 | 18 | 717.6 | 10.2 | 6659 | 0
SOUTHERN CROSS DC TIE | 2020 | 2 | 15 | 19 | 461.8 | 4.3 | 4285 | 0
SOUTHERN CROSS DC TIE | 2020 | 2 | 15 | 20 | 774.7 | 12 | 7189 | 0
SOUTHERN CROSS DC TIE | 2020 | 2 | 15 | 21 | 532.6 | 5.4 | 4942 | 0
SOUTHERN CROSS DC TIE | 2020 | 2 | 15 | 22 | 561.7 | 5.5 | 5212 | 0
SOUTHERN CROSS DC TIE | 2020 | 2 | 15 | 23 | 242.8 | 1.2 | 2252 | 0
SOUTHERN CROSS DC TIE | 2020 | 2 | 15 | 24 | 481 | 4.5 | 4463 | 0
SOUTHERN CROSS DC TIE | 2020 | 2 | 16 | 1 | 677.9 | 0 | 6290 | 0
SOUTHERN CROSS DC TIE | 2020 | 2 | 16 | 2 | 661.3 | 9.6 | 6136 | 0
SOUTHERN CROSS DC TIE | 2020 | 2 | 16 | 3 | 471.7 | 3.3 | 4377 | 0
SOUTHERN CROSS DC TIE | 2020 | 2 | 16 | 4 | 608.7 | 8.4 | 5648 | 0
SOUTHERN CROSS DC TIE | 2020 | 2 | 16 | 5 | 519.1 | 5.7 | 4816 | 0
SOUTHERN CROSS DC TIE | 2020 | 2 | 16 | 6 | 854.6 | 13.8 | 7930 | 0
SOUTHERN CROSS DC TIE | 2020 | 2 | 16 | 7 | 543.2 | 5.6 | 5040 | 0
SOUTHERN CROSS DC TIE | 2020 | 2 | 16 | 8 | 234.6 | 1 | 2176 | 0
SOUTHERN CROSS DC TIE | 2020 | 2 | 16 | 9 | 297.5 | 1.7 | 2760 | 0
SOUTHERN CROSS DC TIE | 2020 | 2 | 16 | 10 | 146.4 | 0.5 | 1358 | 0
SOUTHERN CROSS DC TIE | 2020 | 2 | 16 | 11 | 197.2 | 0.8 | 1830 | 0
SOUTHERN CROSS DC TIE | 2020 | 2 | 16 | 12 | 384.9 | 3 | 3571 | 0
SOUTHERN CROSS DC TIE | 2020 | 2 | 16 | 13 | 362.3 | 2.5 | 3362 | 0
SOUTHERN CROSS DC TIE | 2020 | 2 | 16 | 14 | 370.1 | 2.8 | 3434 | 0
SOUTHERN CROSS DC TIE | 2020 | 2 | 16 | 15 | 157.1 | 0.5 | 1457 | 0
SOUTHERN CROSS DC TIE | 2020 | 2 | 16 | 16 | 162.3 | 0.6 | 1506 | 0
SOUTHERN CROSS DC TIE | 2020 | 2 | 16 | 17 | 494.8 | 5.2 | 4592 | 0
SOUTHERN CROSS DC TIE | 2020 | 2 | 16 | 18 | 712.3 | 10.3 | 6610 | 0
SOUTHERN CROSS DC TIE | 2020 | 2 | 16 | 19 | 594.9 | 7 | 5520 | 0
SOUTHERN CROSS DC TIE | 2020 | 2 | 16 | 20 | 442.9 | 4 | 4109 | 0
SOUTHERN CROSS DC TIE | 2020 | 2 | 16 | 21 | 1227.9 | 28.3 | 11394 | 0
SOUTHERN CROSS DC TIE | 2020 | 2 | 16 | 22 | 958.4 | 17.7 | 8893 | 0
SOUTHERN CROSS DC TIE | 2020 | 2 | 16 | 23 | 925.9 | 15.7 | 8592 | 0
SOUTHERN CROSS DC TIE | 2020 | 2 | 16 | 24 | 2055.2 | 74.7 | 19072 | 0
SOUTHERN CROSS DC TIE | 2020 | 2 | 17 | 1 | 517.7 | 0 | 4803 | 0
SOUTHERN CROSS DC TIE | 2020 | 2 | 17 | 2 | 933.3 | 20.2 | 8661 | 0
SOUTHERN CROSS DC TIE | 2020 | 2 | 17 | 3 | 1360.1 | 32.4 | 12621 | 0
SOUTHERN CROSS DC TIE | 2020 | 2 | 17 | 4 | 2081.5 | 73.9 | 19315 | 0
SOUTHERN CROSS DC TIE | 2020 | 2 | 17 | 5 | 2081.5 | 81.9 | 19316 | 0
SOUTHERN CROSS DC TIE | 2020 | 2 | 17 | 6 | 2091.7 | 92.4 | 19411 | 0
SOUTHERN CROSS DC TIE | 2020 | 2 | 17 | 7 | 0 | 0 | 0 | 0
SOUTHERN CROSS DC TIE | 2020 | 2 | 17 | 8 | 0 | 0 | 0 | 0
SOUTHERN CROSS DC TIE | 2020 | 2 | 17 | 9 | 0 | 0 | 0 | 0
SOUTHERN CROSS DC TIE | 2020 | 2 | 17 | 10 | 0 | 0 | 0 | 7.9
SOUTHERN CROSS DC TIE | 2020 | 2 | 17 | 11 | 0 | 0 | 0 | 72.6
SOUTHERN CROSS DC TIE | 2020 | 2 | 17 | 12 | 0 | 0 | 0 | 0
SOUTHERN CROSS DC TIE | 2020 | 2 | 17 | 13 | 0 | 0 | 0 | 0
SOUTHERN CROSS DC TIE | 2020 | 2 | 17 | 14 | 0 | 0 | 0 | 0
SOUTHERN CROSS DC TIE | 2020 | 2 | 17 | 15 | 0 | 0 | 0 | 0
SOUTHERN CROSS DC TIE | 2020 | 2 | 17 | 16 | 0 | 0 | 0 | 0
SOUTHERN CROSS DC TIE | 2020 | 2 | 17 | 17 | 0 | 0 | 0 | 0
SOUTHERN CROSS DC TIE | 2020 | 2 | 17 | 18 | 2 | 0 | 18 | 0
SOUTHERN CROSS DC TIE | 2020 | 2 | 17 | 19 | 56.9 | 0.1 | 528 | 0
SOUTHERN CROSS DC TIE | 2020 | 2 | 17 | 20 | 0 | 0 | 0 | 0
SOUTHERN CROSS DC TIE | 2020 | 2 | 17 | 21 | 410.8 | 3.4 | 3812 | 0
SOUTHERN CROSS DC TIE | 2020 | 2 | 17 | 22 | 378.5 | 3.2 | 3512 | 0
SOUTHERN CROSS DC TIE | 2020 | 2 | 17 | 23 | 242.3 | 1.1 | 2248 | 0
SOUTHERN CROSS DC TIE | 2020 | 2 | 17 | 24 | 499.5 | 4.7 | 4635 | 0
SOUTHERN CROSS DC TIE | 2020 | 2 | 18 | 1 | 941 | 0 | 8732 | 0
SOUTHERN CROSS DC TIE | 2020 | 2 | 18 | 2 | 1194.5 | 32 | 11084 | 0
SOUTHERN CROSS DC TIE | 2020 | 2 | 18 | 3 | 1162 | 24.9 | 10782 | 0
SOUTHERN CROSS DC TIE | 2020 | 2 | 18 | 4 | 1256.6 | 30.4 | 11661 | 0
SOUTHERN CROSS DC TIE | 2020 | 2 | 18 | 5 | 1536.9 | 45.8 | 14262 | 0
SOUTHERN CROSS DC TIE | 2020 | 2 | 18 | 6 | 1981.9 | 73 | 18392 | 0
SOUTHERN CROSS DC TIE | 2020 | 2 | 18 | 7 | 1387.2 | 38.5 | 12873 | 0
SOUTHERN CROSS DC TIE | 2020 | 2 | 18 | 8 | 826 | 13.1 | 7665 | 0
SOUTHERN CROSS DC TIE | 2020 | 2 | 18 | 9 | 427.9 | 3.6 | 3971 | 0
SOUTHERN CROSS DC TIE | 2020 | 2 | 18 | 10 | 0 | 0 | 0 | 0
SOUTHERN CROSS DC TIE | 2020 | 2 | 18 | 11 | 0 | 0 | 0 | 0
SOUTHERN CROSS DC TIE | 2020 | 2 | 18 | 12 | 0 | 0 | 0 | 0
SOUTHERN CROSS DC TIE | 2020 | 2 | 18 | 13 | 0 | 0 | 0 | 0
SOUTHERN CROSS DC TIE | 2020 | 2 | 18 | 14 | 26.3 | 0 | 243 | 0
SOUTHERN CROSS DC TIE | 2020 | 2 | 18 | 15 | 132.7 | 0.3 | 1231 | 0
SOUTHERN CROSS DC TIE | 2020 | 2 | 18 | 16 | 649.9 | 9.2 | 6030 | 0
SOUTHERN CROSS DC TIE | 2020 | 2 | 18 | 17 | 572.4 | 6.9 | 5311 | 0
SOUTHERN CROSS DC TIE | 2020 | 2 | 18 | 18 | 591.9 | 7 | 5493 | 0
SOUTHERN CROSS DC TIE | 2020 | 2 | 18 | 19 | 185.1 | 0.7 | 1717 | 0
SOUTHERN CROSS DC TIE | 2020 | 2 | 18 | 20 | 253.1 | 1.3 | 2349 | 0
SOUTHERN CROSS DC TIE | 2020 | 2 | 18 | 21 | 580.2 | 6.4 | 5384 | 0
SOUTHERN CROSS DC TIE | 2020 | 2 | 18 | 22 | 27.9 | 0 | 259 | 0
SOUTHERN CROSS DC TIE | 2020 | 2 | 18 | 23 | 142.9 | 0.4 | 1326 | 0
SOUTHERN CROSS DC TIE | 2020 | 2 | 18 | 24 | 625 | 7.9 | 5800 | 0
SOUTHERN CROSS DC TIE | 2020 | 2 | 19 | 1 | 81.6 | 0 | 757 | 0
SOUTHERN CROSS DC TIE | 2020 | 2 | 19 | 2 | 135.3 | 0.3 | 1255 | 0
SOUTHERN CROSS DC TIE | 2020 | 2 | 19 | 3 | 159.5 | 0.6 | 1480 | 0
SOUTHERN CROSS DC TIE | 2020 | 2 | 19 | 4 | 120.4 | 0.3 | 1117 | 0
SOUTHERN CROSS DC TIE | 2020 | 2 | 19 | 5 | 292.8 | 1.7 | 2717 | 0
SOUTHERN CROSS DC TIE | 2020 | 2 | 19 | 6 | 607.1 | 6.2 | 5633 | 0
SOUTHERN CROSS DC TIE | 2020 | 2 | 19 | 7 | 906.4 | 19.2 | 8411 | 0
SOUTHERN CROSS DC TIE | 2020 | 2 | 19 | 8 | 705.5 | 10.4 | 6546 | 0
SOUTHERN CROSS DC TIE | 2020 | 2 | 19 | 9 | 466 | 4.5 | 4324 | 0
SOUTHERN CROSS DC TIE | 2020 | 2 | 19 | 10 | 0 | 0 | 0 | 0
SOUTHERN CROSS DC TIE | 2020 | 2 | 19 | 11 | 0 | 0 | 0 | 0
SOUTHERN CROSS DC TIE | 2020 | 2 | 19 | 12 | 0 | 0 | 0 | 0
SOUTHERN CROSS DC TIE | 2020 | 2 | 19 | 13 | 352.1 | 2.5 | 3267 | 0
SOUTHERN CROSS DC TIE | 2020 | 2 | 19 | 14 | 334.1 | 2.1 | 3100 | 0
SOUTHERN CROSS DC TIE | 2020 | 2 | 19 | 15 | 303.7 | 1.7 | 2818 | 0
SOUTHERN CROSS DC TIE | 2020 | 2 | 19 | 16 | 310.5 | 1.8 | 2881 | 0
SOUTHERN CROSS DC TIE | 2020 | 2 | 19 | 17 | 117.9 | 0.3 | 1094 | 0
SOUTHERN CROSS DC TIE | 2020 | 2 | 19 | 18 | 104.3 | 0.2 | 967 | 0
SOUTHERN CROSS DC TIE | 2020 | 2 | 19 | 19 | 160.3 | 0.5 | 1487 | 0
SOUTHERN CROSS DC TIE | 2020 | 2 | 19 | 20 | 0 | 0 | 0 | 0
SOUTHERN CROSS DC TIE | 2020 | 2 | 19 | 21 | 0 | 0 | 0 | 0
SOUTHERN CROSS DC TIE | 2020 | 2 | 19 | 22 | 0 | 0 | 0 | 0
SOUTHERN CROSS DC TIE | 2020 | 2 | 19 | 23 | 96.5 | 0.2 | 895 | 0
SOUTHERN CROSS DC TIE | 2020 | 2 | 19 | 24 | 0 | 0 | 0 | 0
SOUTHERN CROSS DC TIE | 2020 | 2 | 20 | 1 | 0 | 0 | 0 | 0
SOUTHERN CROSS DC TIE | 2020 | 2 | 20 | 2 | 0 | 0 | 0 | 0
SOUTHERN CROSS DC TIE | 2020 | 2 | 20 | 3 | 0 | 0 | 0 | 0
SOUTHERN CROSS DC TIE | 2020 | 2 | 20 | 4 | 0 | 0 | 0 | 0
SOUTHERN CROSS DC TIE | 2020 | 2 | 20 | 5 | 109.8 | 0.2 | 1018 | 0
SOUTHERN CROSS DC TIE | 2020 | 2 | 20 | 6 | 552.8 | 6.6 | 5130 | 0
SOUTHERN CROSS DC TIE | 2020 | 2 | 20 | 7 | 788.2 | 13.3 | 7314 | 0
SOUTHERN CROSS DC TIE | 2020 | 2 | 20 | 8 | 0 | 0 | 0 | 0
SOUTHERN CROSS DC TIE | 2020 | 2 | 20 | 9 | 0 | 0 | 0 | 0
SOUTHERN CROSS DC TIE | 2020 | 2 | 20 | 10 | 0 | 0 | 0 | 0
SOUTHERN CROSS DC TIE | 2020 | 2 | 20 | 11 | 0 | 0 | 0 | 0
SOUTHERN CROSS DC TIE | 2020 | 2 | 20 | 12 | 182.3 | 0.7 | 1691 | 0
SOUTHERN CROSS DC TIE | 2020 | 2 | 20 | 13 | 285.6 | 1.6 | 2650 | 0
SOUTHERN CROSS DC TIE | 2020 | 2 | 20 | 14 | 283 | 1.6 | 2626 | 0
SOUTHERN CROSS DC TIE | 2020 | 2 | 20 | 15 | 438.1 | 3.5 | 4065 | 0
SOUTHERN CROSS DC TIE | 2020 | 2 | 20 | 16 | 144.2 | 0.4 | 1338 | 0
SOUTHERN CROSS DC TIE | 2020 | 2 | 20 | 17 | 206.4 | 0.8 | 1915 | 0
SOUTHERN CROSS DC TIE | 2020 | 2 | 20 | 18 | 499.7 | 5 | 4637 | 0
SOUTHERN CROSS DC TIE | 2020 | 2 | 20 | 19 | 698.5 | 9.2 | 6482 | 0
SOUTHERN CROSS DC TIE | 2020 | 2 | 20 | 20 | 944 | 18.6 | 8759 | 0
SOUTHERN CROSS DC TIE | 2020 | 2 | 20 | 21 | 2094.2 | 72.9 | 19434 | 0
SOUTHERN CROSS DC TIE | 2020 | 2 | 20 | 22 | 2091.7 | 79.6 | 19411 | 0
SOUTHERN CROSS DC TIE | 2020 | 2 | 20 | 23 | 470.1 | 4.3 | 4362 | 0
SOUTHERN CROSS DC TIE | 2020 | 2 | 20 | 24 | 755.4 | 9.4 | 7010 | 0
SOUTHERN CROSS DC TIE | 2020 | 2 | 21 | 1 | 0 | 0 | 0 | 0
SOUTHERN CROSS DC TIE | 2020 | 2 | 21 | 2 | 0 | 0 | 0 | 0
SOUTHERN CROSS DC TIE | 2020 | 2 | 21 | 3 | 0 | 0 | 0 | 0
SOUTHERN CROSS DC TIE | 2020 | 2 | 21 | 4 | 0 | 0 | 0 | 0
SOUTHERN CROSS DC TIE | 2020 | 2 | 21 | 5 | 13.6 | 0 | 126 | 0
SOUTHERN CROSS DC TIE | 2020 | 2 | 21 | 6 | 564.6 | 5.3 | 5239 | 0
SOUTHERN CROSS DC TIE | 2020 | 2 | 21 | 7 | 74.5 | 0.1 | 691 | 0
SOUTHERN CROSS DC TIE | 2020 | 2 | 21 | 8 | 129.7 | 0.4 | 1203 | 0
SOUTHERN CROSS DC TIE | 2020 | 2 | 21 | 9 | 252.5 | 1.3 | 2343 | 0
SOUTHERN CROSS DC TIE | 2020 | 2 | 21 | 10 | 91.9 | 0.2 | 852 | 0
SOUTHERN CROSS DC TIE | 2020 | 2 | 21 | 11 | 0 | 0 | 0 | 0
SOUTHERN CROSS DC TIE | 2020 | 2 | 21 | 12 | 68.7 | 0.1 | 637 | 0
SOUTHERN CROSS DC TIE | 2020 | 2 | 21 | 13 | 33.7 | 0 | 313 | 0
SOUTHERN CROSS DC TIE | 2020 | 2 | 21 | 14 | 149 | 0.4 | 1382 | 0
SOUTHERN CROSS DC TIE | 2020 | 2 | 21 | 15 | 154 | 0.5 | 1429 | 0
SOUTHERN CROSS DC TIE | 2020 | 2 | 21 | 16 | 0 | 0 | 0 | 0
SOUTHERN CROSS DC TIE | 2020 | 2 | 21 | 17 | 0 | 0 | 0 | 0
SOUTHERN CROSS DC TIE | 2020 | 2 | 21 | 18 | 0 | 0 | 0 | 0
SOUTHERN CROSS DC TIE | 2020 | 2 | 21 | 19 | 95.5 | 0.2 | 886 | 0
SOUTHERN CROSS DC TIE | 2020 | 2 | 21 | 20 | 0 | 0 | 0 | 0
SOUTHERN CROSS DC TIE | 2020 | 2 | 21 | 21 | 543.8 | 5.8 | 5046 | 0
SOUTHERN CROSS DC TIE | 2020 | 2 | 21 | 22 | 135.8 | 0.4 | 1260 | 0
SOUTHERN CROSS DC TIE | 2020 | 2 | 21 | 23 | 0 | 0 | 0 | 0
SOUTHERN CROSS DC TIE | 2020 | 2 | 21 | 24 | 0 | 0 | 0 | 0
SOUTHERN CROSS DC TIE | 2020 | 2 | 22 | 1 | 497.4 | 0 | 4615 | 0
SOUTHERN CROSS DC TIE | 2020 | 2 | 22 | 2 | 672.3 | 10 | 6238 | 0
SOUTHERN CROSS DC TIE | 2020 | 2 | 22 | 3 | 862.4 | 14.4 | 8003 | 0
SOUTHERN CROSS DC TIE | 2020 | 2 | 22 | 4 | 861 | 12.4 | 7990 | 0
SOUTHERN CROSS DC TIE | 2020 | 2 | 22 | 5 | 927.9 | 18.7 | 8611 | 0
SOUTHERN CROSS DC TIE | 2020 | 2 | 22 | 6 | 794.4 | 12 | 7371 | 0
SOUTHERN CROSS DC TIE | 2020 | 2 | 22 | 7 | 109 | 0.2 | 1011 | 0
SOUTHERN CROSS DC TIE | 2020 | 2 | 22 | 8 | 0 | 0 | 0 | 0
SOUTHERN CROSS DC TIE | 2020 | 2 | 22 | 9 | 87.4 | 0.2 | 811 | 0
SOUTHERN CROSS DC TIE | 2020 | 2 | 22 | 10 | 606 | 7.7 | 5623 | 0
SOUTHERN CROSS DC TIE | 2020 | 2 | 22 | 11 | 198 | 0.8 | 1837 | 0
SOUTHERN CROSS DC TIE | 2020 | 2 | 22 | 12 | 1318 | 30.1 | 12230 | 0
SOUTHERN CROSS DC TIE | 2020 | 2 | 22 | 13 | 1424.8 | 36.3 | 13222 | 0
SOUTHERN CROSS DC TIE | 2020 | 2 | 22 | 14 | 694.9 | 8.7 | 6448 | 0
SOUTHERN CROSS DC TIE | 2020 | 2 | 22 | 15 | 327.3 | 2.1 | 3037 | 0
SOUTHERN CROSS DC TIE | 2020 | 2 | 22 | 16 | 328.6 | 2.1 | 3049 | 0
SOUTHERN CROSS DC TIE | 2020 | 2 | 22 | 17 | 368.4 | 2.8 | 3418 | 0
SOUTHERN CROSS DC TIE | 2020 | 2 | 22 | 18 | 194.8 | 0.8 | 1807 | 0
SOUTHERN CROSS DC TIE | 2020 | 2 | 22 | 19 | 162.5 | 0.6 | 1507 | 0
SOUTHERN CROSS DC TIE | 2020 | 2 | 22 | 20 | 339.3 | 2.6 | 3148 | 0
SOUTHERN CROSS DC TIE | 2020 | 2 | 22 | 21 | 526.5 | 5.8 | 4885 | 0
SOUTHERN CROSS DC TIE | 2020 | 2 | 22 | 22 | 1219.9 | 24.4 | 11320 | 0
SOUTHERN CROSS DC TIE | 2020 | 2 | 22 | 23 | 1187.5 | 27.9 | 11020 | 0
SOUTHERN CROSS DC TIE | 2020 | 2 | 22 | 24 | 1551.6 | 47.2 | 14398 | 0
SOUTHERN CROSS DC TIE | 2020 | 2 | 23 | 1 | 545.6 | 0 | 5062 | 0
SOUTHERN CROSS DC TIE | 2020 | 2 | 23 | 2 | 520.2 | 5.1 | 4827 | 0
SOUTHERN CROSS DC TIE | 2020 | 2 | 23 | 3 | 577.9 | 6.2 | 5362 | 0
SOUTHERN CROSS DC TIE | 2020 | 2 | 23 | 4 | 826.8 | 14.7 | 7672 | 0
SOUTHERN CROSS DC TIE | 2020 | 2 | 23 | 5 | 820.4 | 11.4 | 7613 | 0
SOUTHERN CROSS DC TIE | 2020 | 2 | 23 | 6 | 803.7 | 14.7 | 7458 | 0
SOUTHERN CROSS DC TIE | 2020 | 2 | 23 | 7 | 353.7 | 2.1 | 3282 | 0
SOUTHERN CROSS DC TIE | 2020 | 2 | 23 | 8 | 205 | 0.9 | 1902 | 0
SOUTHERN CROSS DC TIE | 2020 | 2 | 23 | 9 | 7.5 | 0 | 69 | 0
SOUTHERN CROSS DC TIE | 2020 | 2 | 23 | 10 | 633 | 8.1 | 5873 | 0
SOUTHERN CROSS DC TIE | 2020 | 2 | 23 | 11 | 205.1 | 0.8 | 1903 | 0
SOUTHERN CROSS DC TIE | 2020 | 2 | 23 | 12 | 207.8 | 0.8 | 1928 | 0
SOUTHERN CROSS DC TIE | 2020 | 2 | 23 | 13 | 123 | 0.3 | 1141 | 0
SOUTHERN CROSS DC TIE | 2020 | 2 | 23 | 14 | 247.5 | 1.1 | 2297 | 0
SOUTHERN CROSS DC TIE | 2020 | 2 | 23 | 15 | 6.4 | 0 | 59 | 0
SOUTHERN CROSS DC TIE | 2020 | 2 | 23 | 16 | 181.2 | 0.7 | 1681 | 0
SOUTHERN CROSS DC TIE | 2020 | 2 | 23 | 17 | 204.8 | 0.9 | 1900 | 0
SOUTHERN CROSS DC TIE | 2020 | 2 | 23 | 18 | 214.3 | 0.9 | 1988 | 0
SOUTHERN CROSS DC TIE | 2020 | 2 | 23 | 19 | 411.4 | 3.4 | 3817 | 0
SOUTHERN CROSS DC TIE | 2020 | 2 | 23 | 20 | 977.3 | 21 | 9069 | 0
SOUTHERN CROSS DC TIE | 2020 | 2 | 23 | 21 | 1165.3 | 28.6 | 10814 | 0
SOUTHERN CROSS DC TIE | 2020 | 2 | 23 | 22 | 1671.5 | 41.7 | 15511 | 0
SOUTHERN CROSS DC TIE | 2020 | 2 | 23 | 23 | 2084.9 | 79.5 | 19348 | 0
SOUTHERN CROSS DC TIE | 2020 | 2 | 23 | 24 | 2088.9 | 84.5 | 19384 | 0
SOUTHERN CROSS DC TIE | 2020 | 2 | 24 | 1 | 2100 | 0 | 19487 | 0
SOUTHERN CROSS DC TIE | 2020 | 2 | 24 | 2 | 2084.5 | 80.8 | 19344 | 0
SOUTHERN CROSS DC TIE | 2020 | 2 | 24 | 3 | 2093 | 88.8 | 19423 | 0
SOUTHERN CROSS DC TIE | 2020 | 2 | 24 | 4 | 2092.7 | 79.7 | 19420 | 0
SOUTHERN CROSS DC TIE | 2020 | 2 | 24 | 5 | 2092.6 | 81 | 19419 | 0
SOUTHERN CROSS DC TIE | 2020 | 2 | 24 | 6 | 1592.5 | 44.1 | 14778 | 0
SOUTHERN CROSS DC TIE | 2020 | 2 | 24 | 7 | 885.7 | 15.2 | 8219 | 0
SOUTHERN CROSS DC TIE | 2020 | 2 | 24 | 8 | 214.1 | 1 | 1987 | 0
SOUTHERN CROSS DC TIE | 2020 | 2 | 24 | 9 | 614.4 | 7.6 | 5702 | 0
SOUTHERN CROSS DC TIE | 2020 | 2 | 24 | 10 | 649.2 | 10.7 | 6024 | 0
SOUTHERN CROSS DC TIE | 2020 | 2 | 24 | 11 | 1486.4 | 40.6 | 13794 | 0
SOUTHERN CROSS DC TIE | 2020 | 2 | 24 | 12 | 1680.3 | 51.4 | 15593 | 0
SOUTHERN CROSS DC TIE | 2020 | 2 | 24 | 13 | 1618 | 46.2 | 15015 | 0
SOUTHERN CROSS DC TIE | 2020 | 2 | 24 | 14 | 1661.6 | 47.6 | 15419 | 0
SOUTHERN CROSS DC TIE | 2020 | 2 | 24 | 15 | 783.6 | 12.1 | 7271 | 0
SOUTHERN CROSS DC TIE | 2020 | 2 | 24 | 16 | 714.1 | 9.4 | 6626 | 0
SOUTHERN CROSS DC TIE | 2020 | 2 | 24 | 17 | 152.4 | 0.5 | 1414 | 0
SOUTHERN CROSS DC TIE | 2020 | 2 | 24 | 18 | 0 | 0 | 0 | 0
SOUTHERN CROSS DC TIE | 2020 | 2 | 24 | 19 | 0 | 0 | 0 | 0
SOUTHERN CROSS DC TIE | 2020 | 2 | 24 | 20 | 384.5 | 2.9 | 3568 | 0
SOUTHERN CROSS DC TIE | 2020 | 2 | 24 | 21 | 554.7 | 6.1 | 5147 | 0
SOUTHERN CROSS DC TIE | 2020 | 2 | 24 | 22 | 639.7 | 7.9 | 5936 | 0
SOUTHERN CROSS DC TIE | 2020 | 2 | 24 | 23 | 1324.8 | 31.8 | 12294 | 0
SOUTHERN CROSS DC TIE | 2020 | 2 | 24 | 24 | 2079.4 | 69.8 | 19297 | 0
SOUTHERN CROSS DC TIE | 2020 | 2 | 25 | 1 | 426.7 | 0 | 3959 | 0
SOUTHERN CROSS DC TIE | 2020 | 2 | 25 | 2 | 520.8 | 5.7 | 4833 | 0
SOUTHERN CROSS DC TIE | 2020 | 2 | 25 | 3 | 501.8 | 4.6 | 4656 | 0
SOUTHERN CROSS DC TIE | 2020 | 2 | 25 | 4 | 707 | 10.5 | 6560 | 0
SOUTHERN CROSS DC TIE | 2020 | 2 | 25 | 5 | 904.5 | 15.1 | 8393 | 0
SOUTHERN CROSS DC TIE | 2020 | 2 | 25 | 6 | 2068.7 | 81.1 | 19197 | 0
SOUTHERN CROSS DC TIE | 2020 | 2 | 25 | 7 | 2023.3 | 77 | 18776 | 0
SOUTHERN CROSS DC TIE | 2020 | 2 | 25 | 8 | 1529 | 45.3 | 14189 | 0
SOUTHERN CROSS DC TIE | 2020 | 2 | 25 | 9 | 1613 | 46.5 | 14968 | 0
SOUTHERN CROSS DC TIE | 2020 | 2 | 25 | 10 | 1388.2 | 36.7 | 12882 | 0
SOUTHERN CROSS DC TIE | 2020 | 2 | 25 | 11 | 603.3 | 7.1 | 5598 | 0
SOUTHERN CROSS DC TIE | 2020 | 2 | 25 | 12 | 444.3 | 3.9 | 4122 | 0
SOUTHERN CROSS DC TIE | 2020 | 2 | 25 | 13 | 1020.1 | 20.3 | 9466 | 0
SOUTHERN CROSS DC TIE | 2020 | 2 | 25 | 14 | 1473 | 41.8 | 13669 | 0
SOUTHERN CROSS DC TIE | 2020 | 2 | 25 | 15 | 1145.8 | 24.8 | 10632 | 0
SOUTHERN CROSS DC TIE | 2020 | 2 | 25 | 16 | 1480.6 | 41.3 | 13739 | 0
SOUTHERN CROSS DC TIE | 2020 | 2 | 25 | 17 | 1713.4 | 54.5 | 15900 | 0
SOUTHERN CROSS DC TIE | 2020 | 2 | 25 | 18 | 1961.5 | 69.4 | 18203 | 0
SOUTHERN CROSS DC TIE | 2020 | 2 | 25 | 19 | 1604 | 53.7 | 14884 | 0
SOUTHERN CROSS DC TIE | 2020 | 2 | 25 | 20 | 1263.7 | 30 | 11727 | 0
SOUTHERN CROSS DC TIE | 2020 | 2 | 25 | 21 | 1369.3 | 36.7 | 12707 | 0
SOUTHERN CROSS DC TIE | 2020 | 2 | 25 | 22 | 2041.1 | 69.3 | 18941 | 0
SOUTHERN CROSS DC TIE | 2020 | 2 | 25 | 23 | 1592.1 | 53.1 | 14774 | 0
SOUTHERN CROSS DC TIE | 2020 | 2 | 25 | 24 | 2072.2 | 71.8 | 19229 | 0
SOUTHERN CROSS DC TIE | 2020 | 2 | 26 | 1 | 940.6 | 0 | 8728 | 0
SOUTHERN CROSS DC TIE | 2020 | 2 | 26 | 2 | 1582.7 | 57.7 | 14687 | 0
SOUTHERN CROSS DC TIE | 2020 | 2 | 26 | 3 | 1541.4 | 43 | 14304 | 0
SOUTHERN CROSS DC TIE | 2020 | 2 | 26 | 4 | 1296.8 | 34.7 | 12033 | 0
SOUTHERN CROSS DC TIE | 2020 | 2 | 26 | 5 | 1252.8 | 31.1 | 11626 | 0
SOUTHERN CROSS DC TIE | 2020 | 2 | 26 | 6 | 1403.6 | 37.4 | 13025 | 0
SOUTHERN CROSS DC TIE | 2020 | 2 | 26 | 7 | 2091.2 | 84.2 | 19406 | 0
SOUTHERN CROSS DC TIE | 2020 | 2 | 26 | 8 | 2097 | 86.1 | 19459 | 0
SOUTHERN CROSS DC TIE | 2020 | 2 | 26 | 9 | 1986.2 | 74.1 | 18432 | 0
SOUTHERN CROSS DC TIE | 2020 | 2 | 26 | 10 | 2032.2 | 77.9 | 18858 | 0
SOUTHERN CROSS DC TIE | 2020 | 2 | 26 | 11 | 1849 | 64.7 | 17158 | 0
SOUTHERN CROSS DC TIE | 2020 | 2 | 26 | 12 | 1730 | 53.7 | 16054 | 0
SOUTHERN CROSS DC TIE | 2020 | 2 | 26 | 13 | 1344.2 | 34.1 | 12474 | 0
SOUTHERN CROSS DC TIE | 2020 | 2 | 26 | 14 | 1267.5 | 29.5 | 11762 | 0
SOUTHERN CROSS DC TIE | 2020 | 2 | 26 | 15 | 2007.6 | 71.3 | 18630 | 0
SOUTHERN CROSS DC TIE | 2020 | 2 | 26 | 16 | 2052.5 | 76.6 | 19046 | 0
SOUTHERN CROSS DC TIE | 2020 | 2 | 26 | 17 | 1837.4 | 59.8 | 17051 | 0
SOUTHERN CROSS DC TIE | 2020 | 2 | 26 | 18 | 1720.8 | 57.3 | 15968 | 0
SOUTHERN CROSS DC TIE | 2020 | 2 | 26 | 19 | 983.5 | 19.4 | 9126 | 0
SOUTHERN CROSS DC TIE | 2020 | 2 | 26 | 20 | 2103.2 | 94.8 | 19517 | 0
SOUTHERN CROSS DC TIE | 2020 | 2 | 26 | 21 | 2093.5 | 71.9 | 19427 | 0
SOUTHERN CROSS DC TIE | 2020 | 2 | 26 | 22 | 2085.1 | 73.9 | 19350 | 0
SOUTHERN CROSS DC TIE | 2020 | 2 | 26 | 23 | 1550.1 | 44.9 | 14384 | 0
SOUTHERN CROSS DC TIE | 2020 | 2 | 26 | 24 | 1333.3 | 34.3 | 12372 | 0
SOUTHERN CROSS DC TIE | 2020 | 2 | 27 | 1 | 1016.6 | 0 | 9434 | 0
SOUTHERN CROSS DC TIE | 2020 | 2 | 27 | 2 | 1268 | 32.1 | 11766 | 0
SOUTHERN CROSS DC TIE | 2020 | 2 | 27 | 3 | 1232.3 | 36.8 | 11435 | 0
SOUTHERN CROSS DC TIE | 2020 | 2 | 27 | 4 | 1231.2 | 19.6 | 11425 | 0
SOUTHERN CROSS DC TIE | 2020 | 2 | 27 | 5 | 1462.7 | 42.1 | 13574 | 0
SOUTHERN CROSS DC TIE | 2020 | 2 | 27 | 6 | 1946.4 | 63.8 | 18062 | 0
SOUTHERN CROSS DC TIE | 2020 | 2 | 27 | 7 | 1412.3 | 48.8 | 13106 | 0
SOUTHERN CROSS DC TIE | 2020 | 2 | 27 | 8 | 1840.5 | 66 | 17079 | 0
SOUTHERN CROSS DC TIE | 2020 | 2 | 27 | 9 | 2101.6 | 79.6 | 19502 | 0
SOUTHERN CROSS DC TIE | 2020 | 2 | 27 | 10 | 1934.2 | 70.5 | 17949 | 0
SOUTHERN CROSS DC TIE | 2020 | 2 | 27 | 11 | 2100.1 | 79 | 19488 | 0
SOUTHERN CROSS DC TIE | 2020 | 2 | 27 | 12 | 1738.8 | 55.3 | 16135 | 0
SOUTHERN CROSS DC TIE | 2020 | 2 | 27 | 13 | 2076.5 | 77.2 | 19270 | 0
SOUTHERN CROSS DC TIE | 2020 | 2 | 27 | 14 | 1992.3 | 71.5 | 18488 | 0
SOUTHERN CROSS DC TIE | 2020 | 2 | 27 | 15 | 2091.3 | 80.2 | 19407 | 0
SOUTHERN CROSS DC TIE | 2020 | 2 | 27 | 16 | 2092.2 | 81.8 | 19415 | 0
SOUTHERN CROSS DC TIE | 2020 | 2 | 27 | 17 | 2094.6 | 83.2 | 19437 | 0
SOUTHERN CROSS DC TIE | 2020 | 2 | 27 | 18 | 2099.8 | 86.1 | 19486 | 0
SOUTHERN CROSS DC TIE | 2020 | 2 | 27 | 19 | 2100.7 | 82.2 | 19494 | 0
SOUTHERN CROSS DC TIE | 2020 | 2 | 27 | 20 | 1169.8 | 26.8 | 10855 | 0
SOUTHERN CROSS DC TIE | 2020 | 2 | 27 | 21 | 1411.9 | 36.9 | 13102 | 0
SOUTHERN CROSS DC TIE | 2020 | 2 | 27 | 22 | 1412.5 | 37.3 | 13107 | 0
SOUTHERN CROSS DC TIE | 2020 | 2 | 27 | 23 | 1476.2 | 40.6 | 13699 | 0
SOUTHERN CROSS DC TIE | 2020 | 2 | 27 | 24 | 1891.3 | 59.8 | 17551 | 0
SOUTHERN CROSS DC TIE | 2020 | 2 | 28 | 1 | 652.1 | 0 | 6051 | 0
SOUTHERN CROSS DC TIE | 2020 | 2 | 28 | 2 | 715.2 | 11.1 | 6636 | 0
SOUTHERN CROSS DC TIE | 2020 | 2 | 28 | 3 | 822 | 12.1 | 7627 | 0
SOUTHERN CROSS DC TIE | 2020 | 2 | 28 | 4 | 920.6 | 17.5 | 8543 | 0
SOUTHERN CROSS DC TIE | 2020 | 2 | 28 | 5 | 995.4 | 18.7 | 9236 | 0
SOUTHERN CROSS DC TIE | 2020 | 2 | 28 | 6 | 1055.8 | 21.7 | 9797 | 0
SOUTHERN CROSS DC TIE | 2020 | 2 | 28 | 7 | 785.7 | 11.9 | 7291 | 0
SOUTHERN CROSS DC TIE | 2020 | 2 | 28 | 8 | 1173 | 27.3 | 10885 | 0
SOUTHERN CROSS DC TIE | 2020 | 2 | 28 | 9 | 1685.8 | 53 | 15643 | 0
SOUTHERN CROSS DC TIE | 2020 | 2 | 28 | 10 | 1393.9 | 37.2 | 12935 | 0
SOUTHERN CROSS DC TIE | 2020 | 2 | 28 | 11 | 1637 | 50.3 | 15191 | 0
SOUTHERN CROSS DC TIE | 2020 | 2 | 28 | 12 | 1408.4 | 37.3 | 13069 | 0
SOUTHERN CROSS DC TIE | 2020 | 2 | 28 | 13 | 1359.5 | 34.5 | 12616 | 0
SOUTHERN CROSS DC TIE | 2020 | 2 | 28 | 14 | 1249.3 | 29.1 | 11593 | 0
SOUTHERN CROSS DC TIE | 2020 | 2 | 28 | 15 | 1299 | 29.7 | 12055 | 0
SOUTHERN CROSS DC TIE | 2020 | 2 | 28 | 16 | 1331 | 33.9 | 12351 | 0
SOUTHERN CROSS DC TIE | 2020 | 2 | 28 | 17 | 1309.3 | 31.9 | 12150 | 0
SOUTHERN CROSS DC TIE | 2020 | 2 | 28 | 18 | 1104.1 | 22.1 | 10245 | 0
SOUTHERN CROSS DC TIE | 2020 | 2 | 28 | 19 | 1178.9 | 27.3 | 10940 | 0
SOUTHERN CROSS DC TIE | 2020 | 2 | 28 | 20 | 465.7 | 4.6 | 4321 | 0
SOUTHERN CROSS DC TIE | 2020 | 2 | 28 | 21 | 929.2 | 15.7 | 8622 | 0
SOUTHERN CROSS DC TIE | 2020 | 2 | 28 | 22 | 1212.1 | 26.4 | 11248 | 0
SOUTHERN CROSS DC TIE | 2020 | 2 | 28 | 23 | 856.9 | 13.2 | 7951 | 0
SOUTHERN CROSS DC TIE | 2020 | 2 | 28 | 24 | 682.5 | 8.7 | 6333 | 0
SOUTHERN CROSS DC TIE | 2020 | 2 | 29 | 1 | 799.3 | 0 | 7417 | 0
SOUTHERN CROSS DC TIE | 2020 | 2 | 29 | 2 | 954.9 | 21.8 | 8861 | 0
SOUTHERN CROSS DC TIE | 2020 | 2 | 29 | 3 | 914.4 | 13.2 | 8485 | 0
SOUTHERN CROSS DC TIE | 2020 | 2 | 29 | 4 | 955.8 | 18.8 | 8869 | 0
SOUTHERN CROSS DC TIE | 2020 | 2 | 29 | 5 | 1087.7 | 26.7 | 10093 | 0
SOUTHERN CROSS DC TIE | 2020 | 2 | 29 | 6 | 1151.2 | 21.6 | 10683 | 0
SOUTHERN CROSS DC TIE | 2020 | 2 | 29 | 7 | 1035.6 | 24.8 | 9610 | 0
SOUTHERN CROSS DC TIE | 2020 | 2 | 29 | 8 | 1071.8 | 19.8 | 9946 | 0
SOUTHERN CROSS DC TIE | 2020 | 2 | 29 | 9 | 924.8 | 18.2 | 8582 | 0
SOUTHERN CROSS DC TIE | 2020 | 2 | 29 | 10 | 1475.9 | 40.7 | 13696 | 0
SOUTHERN CROSS DC TIE | 2020 | 2 | 29 | 11 | 1799.1 | 51.8 | 16695 | 0
SOUTHERN CROSS DC TIE | 2020 | 2 | 29 | 12 | 1609 | 49.4 | 14931 | 0
SOUTHERN CROSS DC TIE | 2020 | 2 | 29 | 13 | 2059.6 | 77.9 | 19113 | 0
SOUTHERN CROSS DC TIE | 2020 | 2 | 29 | 14 | 1277.9 | 32.7 | 11858 | 0
SOUTHERN CROSS DC TIE | 2020 | 2 | 29 | 15 | 1079.5 | 22.1 | 10017 | 0
SOUTHERN CROSS DC TIE | 2020 | 2 | 29 | 16 | 990.2 | 20.2 | 9189 | 0
SOUTHERN CROSS DC TIE | 2020 | 2 | 29 | 17 | 767 | 10.8 | 7118 | 0
SOUTHERN CROSS DC TIE | 2020 | 2 | 29 | 18 | 1375.9 | 40 | 12768 | 0
SOUTHERN CROSS DC TIE | 2020 | 2 | 29 | 19 | 1388.6 | 32.7 | 12886 | 0
SOUTHERN CROSS DC TIE | 2020 | 2 | 29 | 20 | 775.7 | 12.7 | 7198 | 0
SOUTHERN CROSS DC TIE | 2020 | 2 | 29 | 21 | 371.6 | 2.5 | 3448 | 0
SOUTHERN CROSS DC TIE | 2020 | 2 | 29 | 22 | 592.6 | 7.1 | 5499 | 0
SOUTHERN CROSS DC TIE | 2020 | 2 | 29 | 23 | 858.9 | 14 | 7970 | 0
SOUTHERN CROSS DC TIE | 2020 | 2 | 29 | 24 | 1077.5 | 21.3 | 9999 | 0
SOUTHERN CROSS DC TIE | 2020 | 3 | 1 | 1 | 1870.5 | 66.3 | 17357 | 0
SOUTHERN CROSS DC TIE | 2020 | 3 | 1 | 2 | 534.9 | 8.1 | 4963 | 0
SOUTHERN CROSS DC TIE | 2020 | 3 | 1 | 3 | 885.7 | 13.1 | 8219 | 0
SOUTHERN CROSS DC TIE | 2020 | 3 | 1 | 4 | 718.6 | 9.5 | 6668 | 0
SOUTHERN CROSS DC TIE | 2020 | 3 | 1 | 5 | 654 | 6.5 | 6068 | 0
SOUTHERN CROSS DC TIE | 2020 | 3 | 1 | 6 | 1047.2 | 22.3 | 9717 | 0
SOUTHERN CROSS DC TIE | 2020 | 3 | 1 | 7 | 1169.8 | 26.8 | 10856 | 0
SOUTHERN CROSS DC TIE | 2020 | 3 | 1 | 8 | 1292.7 | 33.3 | 11996 | 0
SOUTHERN CROSS DC TIE | 2020 | 3 | 1 | 9 | 1485.4 | 73.4 | 13784 | 0
SOUTHERN CROSS DC TIE | 2020 | 3 | 1 | 10 | 1336.2 | 18.1 | 12400 | 0
SOUTHERN CROSS DC TIE | 2020 | 3 | 1 | 11 | 981.9 | 25.3 | 9112 | 0
SOUTHERN CROSS DC TIE | 2020 | 3 | 1 | 12 | 1044.6 | 19.8 | 9694 | 0
SOUTHERN CROSS DC TIE | 2020 | 3 | 1 | 13 | 617.7 | 8.1 | 5731 | 0
SOUTHERN CROSS DC TIE | 2020 | 3 | 1 | 14 | 477.5 | 3.9 | 4431 | 0
SOUTHERN CROSS DC TIE | 2020 | 3 | 1 | 15 | 25.5 | 0 | 236 | 0
SOUTHERN CROSS DC TIE | 2020 | 3 | 1 | 16 | 95.1 | 0.1 | 882 | 0
SOUTHERN CROSS DC TIE | 2020 | 3 | 1 | 17 | 0 | 0 | 0 | 0
SOUTHERN CROSS DC TIE | 2020 | 3 | 1 | 18 | 0 | 0 | 0 | 0
SOUTHERN CROSS DC TIE | 2020 | 3 | 1 | 19 | 77.7 | 0.1 | 720 | 0
SOUTHERN CROSS DC TIE | 2020 | 3 | 1 | 20 | 0 | 0 | 0 | 0
SOUTHERN CROSS DC TIE | 2020 | 3 | 1 | 21 | 0 | 0 | 0 | 0
SOUTHERN CROSS DC TIE | 2020 | 3 | 1 | 22 | 0 | 0 | 0 | 0
SOUTHERN CROSS DC TIE | 2020 | 3 | 1 | 23 | 42.6 | 0 | 395 | 0
SOUTHERN CROSS DC TIE | 2020 | 3 | 1 | 24 | 158.8 | 0.5 | 1473 | 0
SOUTHERN CROSS DC TIE | 2020 | 3 | 2 | 1 | 0 | 0 | 0 | 0
SOUTHERN CROSS DC TIE | 2020 | 3 | 2 | 2 | 151.9 | 0.4 | 1409 | 0
SOUTHERN CROSS DC TIE | 2020 | 3 | 2 | 3 | 266 | 1.5 | 2468 | 0
SOUTHERN CROSS DC TIE | 2020 | 3 | 2 | 4 | 295.2 | 1.7 | 2739 | 0
SOUTHERN CROSS DC TIE | 2020 | 3 | 2 | 5 | 272.2 | 1.5 | 2525 | 0
SOUTHERN CROSS DC TIE | 2020 | 3 | 2 | 6 | 568.3 | 5.7 | 5273 | 0
SOUTHERN CROSS DC TIE | 2020 | 3 | 2 | 7 | 793.7 | 12.5 | 7365 | 0
SOUTHERN CROSS DC TIE | 2020 | 3 | 2 | 8 | 1496 | 47 | 13883 | 0
SOUTHERN CROSS DC TIE | 2020 | 3 | 2 | 9 | 1140 | 33.5 | 10579 | 0
SOUTHERN CROSS DC TIE | 2020 | 3 | 2 | 10 | 1204.9 | 17.5 | 11181 | 0
SOUTHERN CROSS DC TIE | 2020 | 3 | 2 | 11 | 253.9 | 1.3 | 2356 | 0
SOUTHERN CROSS DC TIE | 2020 | 3 | 2 | 12 | 211.9 | 0.9 | 1966 | 0
SOUTHERN CROSS DC TIE | 2020 | 3 | 2 | 13 | 688.9 | 9.4 | 6392 | 0
SOUTHERN CROSS DC TIE | 2020 | 3 | 2 | 14 | 0 | 0 | 0 | 0
SOUTHERN CROSS DC TIE | 2020 | 3 | 2 | 15 | 4.7 | 0 | 43 | 0
SOUTHERN CROSS DC TIE | 2020 | 3 | 2 | 16 | 0 | 0 | 0 | 0
SOUTHERN CROSS DC TIE | 2020 | 3 | 2 | 17 | 90.2 | 0.2 | 837 | 0
SOUTHERN CROSS DC TIE | 2020 | 3 | 2 | 18 | 79.8 | 0.1 | 740 | 0
SOUTHERN CROSS DC TIE | 2020 | 3 | 2 | 19 | 550.3 | 5.7 | 5106 | 0
SOUTHERN CROSS DC TIE | 2020 | 3 | 2 | 20 | 1066.5 | 20.8 | 9897 | 0
SOUTHERN CROSS DC TIE | 2020 | 3 | 2 | 21 | 1334.5 | 32.9 | 12384 | 0
SOUTHERN CROSS DC TIE | 2020 | 3 | 2 | 22 | 1318.4 | 31.7 | 12234 | 0
SOUTHERN CROSS DC TIE | 2020 | 3 | 2 | 23 | 2082.7 | 73.3 | 19327 | 0
SOUTHERN CROSS DC TIE | 2020 | 3 | 2 | 24 | 937.2 | 14.7 | 8696 | 0
SOUTHERN CROSS DC TIE | 2020 | 3 | 3 | 1 | 1298.1 | 0 | 12046 | 0
SOUTHERN CROSS DC TIE | 2020 | 3 | 3 | 2 | 1219.8 | 31.9 | 11319 | 0
SOUTHERN CROSS DC TIE | 2020 | 3 | 3 | 3 | 2051.4 | 70.5 | 19037 | 0
SOUTHERN CROSS DC TIE | 2020 | 3 | 3 | 4 | 2052.2 | 83.9 | 19044 | 0
SOUTHERN CROSS DC TIE | 2020 | 3 | 3 | 5 | 1907.5 | 61.4 | 17701 | 0
SOUTHERN CROSS DC TIE | 2020 | 3 | 3 | 6 | 1003.5 | 20.1 | 9312 | 0
SOUTHERN CROSS DC TIE | 2020 | 3 | 3 | 7 | 2048.8 | 78.8 | 19013 | 0
SOUTHERN CROSS DC TIE | 2020 | 3 | 3 | 8 | 2062.7 | 90.9 | 19141 | 0
SOUTHERN CROSS DC TIE | 2020 | 3 | 3 | 9 | 2073.4 | 84.1 | 19241 | 0
SOUTHERN CROSS DC TIE | 2020 | 3 | 3 | 10 | 2073.3 | 77.8 | 19240 | 0
SOUTHERN CROSS DC TIE | 2020 | 3 | 3 | 11 | 2073.1 | 80 | 19238 | 0
SOUTHERN CROSS DC TIE | 2020 | 3 | 3 | 12 | 2081.4 | 87.5 | 19315 | 0
SOUTHERN CROSS DC TIE | 2020 | 3 | 3 | 13 | 2086.9 | 83.8 | 19366 | 0
SOUTHERN CROSS DC TIE | 2020 | 3 | 3 | 14 | 2080.9 | 73.9 | 19310 | 0
SOUTHERN CROSS DC TIE | 2020 | 3 | 3 | 15 | 1900.1 | 68.4 | 17632 | 0
SOUTHERN CROSS DC TIE | 2020 | 3 | 3 | 16 | 1921.9 | 64.4 | 17835 | 0
SOUTHERN CROSS DC TIE | 2020 | 3 | 3 | 17 | 1884.6 | 62.7 | 17489 | 0
SOUTHERN CROSS DC TIE | 2020 | 3 | 3 | 18 | 2023.6 | 79.3 | 18779 | 0
SOUTHERN CROSS DC TIE | 2020 | 3 | 3 | 19 | 1803 | 60.3 | 16732 | 0
SOUTHERN CROSS DC TIE | 2020 | 3 | 3 | 20 | 2031.6 | 86.7 | 18853 | 0
SOUTHERN CROSS DC TIE | 2020 | 3 | 3 | 21 | 2089.7 | 84.1 | 19392 | 0
SOUTHERN CROSS DC TIE | 2020 | 3 | 3 | 22 | 2086.4 | 76.9 | 19361 | 0
SOUTHERN CROSS DC TIE | 2020 | 3 | 3 | 23 | 2083.6 | 78.5 | 19336 | 0
SOUTHERN CROSS DC TIE | 2020 | 3 | 3 | 24 | 1208.9 | 21 | 11218 | 0
SOUTHERN CROSS DC TIE | 2020 | 3 | 4 | 1 | 755.6 | 0 | 7011 | 0
SOUTHERN CROSS DC TIE | 2020 | 3 | 4 | 2 | 397.3 | 3.3 | 3686 | 0
SOUTHERN CROSS DC TIE | 2020 | 3 | 4 | 3 | 330.3 | 2.1 | 3064 | 0
SOUTHERN CROSS DC TIE | 2020 | 3 | 4 | 4 | 503.2 | 6.4 | 4670 | 0
SOUTHERN CROSS DC TIE | 2020 | 3 | 4 | 5 | 1009 | 13.8 | 9363 | 0
SOUTHERN CROSS DC TIE | 2020 | 3 | 4 | 6 | 2074.9 | 82.7 | 19255 | 0
SOUTHERN CROSS DC TIE | 2020 | 3 | 4 | 7 | 2081.4 | 85 | 19315 | 0
SOUTHERN CROSS DC TIE | 2020 | 3 | 4 | 8 | 2122.4 | 119.9 | 19695 | 0
SOUTHERN CROSS DC TIE | 2020 | 3 | 4 | 9 | 2124.3 | 90.5 | 19713 | 0
SOUTHERN CROSS DC TIE | 2020 | 3 | 4 | 10 | 2037.1 | 65.7 | 18903 | 0
SOUTHERN CROSS DC TIE | 2020 | 3 | 4 | 11 | 1656.2 | 61.3 | 15369 | 0
SOUTHERN CROSS DC TIE | 2020 | 3 | 4 | 12 | 2099.5 | 59.2 | 19483 | 0
SOUTHERN CROSS DC TIE | 2020 | 3 | 4 | 13 | 2106.8 | 89.8 | 19551 | 0
SOUTHERN CROSS DC TIE | 2020 | 3 | 4 | 14 | 2093.1 | 68.5 | 19423 | 0
SOUTHERN CROSS DC TIE | 2020 | 3 | 4 | 15 | 1961.7 | 76.6 | 18204 | 0
SOUTHERN CROSS DC TIE | 2020 | 3 | 4 | 16 | 1713.6 | 54 | 15901 | 0
SOUTHERN CROSS DC TIE | 2020 | 3 | 4 | 17 | 1452.9 | 39.3 | 13483 | 0
SOUTHERN CROSS DC TIE | 2020 | 3 | 4 | 18 | 1863.8 | 64.4 | 17296 | 0
SOUTHERN CROSS DC TIE | 2020 | 3 | 4 | 19 | 2092.3 | 79.2 | 19416 | 0
SOUTHERN CROSS DC TIE | 2020 | 3 | 4 | 20 | 2035.7 | 78.3 | 18891 | 0
SOUTHERN CROSS DC TIE | 2020 | 3 | 4 | 21 | 1855.5 | 64.9 | 17219 | 0
SOUTHERN CROSS DC TIE | 2020 | 3 | 4 | 22 | 2093 | 79 | 19423 | 0
SOUTHERN CROSS DC TIE | 2020 | 3 | 4 | 23 | 2094.8 | 83 | 19439 | 0
SOUTHERN CROSS DC TIE | 2020 | 3 | 4 | 24 | 1881.7 | 56.7 | 17461 | 0
SOUTHERN CROSS DC TIE | 2020 | 3 | 5 | 1 | 427.4 | 0 | 3966 | 0
SOUTHERN CROSS DC TIE | 2020 | 3 | 5 | 2 | 1068.2 | 21.8 | 9912 | 0
SOUTHERN CROSS DC TIE | 2020 | 3 | 5 | 3 | 846.6 | 13.5 | 7856 | 0
SOUTHERN CROSS DC TIE | 2020 | 3 | 5 | 4 | 1210.9 | 28.3 | 11236 | 0
SOUTHERN CROSS DC TIE | 2020 | 3 | 5 | 5 | 2036.3 | 75.1 | 18897 | 0
SOUTHERN CROSS DC TIE | 2020 | 3 | 5 | 6 | 2074.4 | 70.5 | 19250 | 0
SOUTHERN CROSS DC TIE | 2020 | 3 | 5 | 7 | 2079.8 | 88.6 | 19300 | 0
SOUTHERN CROSS DC TIE | 2020 | 3 | 5 | 8 | 2090.2 | 88.1 | 19396 | 0
SOUTHERN CROSS DC TIE | 2020 | 3 | 5 | 9 | 2075 | 115.3 | 19255 | 0
SOUTHERN CROSS DC TIE | 2020 | 3 | 5 | 10 | 2096.2 | 56.7 | 19453 | 0
SOUTHERN CROSS DC TIE | 2020 | 3 | 5 | 11 | 2108.6 | 96.1 | 19567 | 0
SOUTHERN CROSS DC TIE | 2020 | 3 | 5 | 12 | 2002 | 66.8 | 18578 | 0
SOUTHERN CROSS DC TIE | 2020 | 3 | 5 | 13 | 1205.4 | 27.7 | 11185 | 0
SOUTHERN CROSS DC TIE | 2020 | 3 | 5 | 14 | 2091 | 74 | 19404 | 0
SOUTHERN CROSS DC TIE | 2020 | 3 | 5 | 15 | 2121.5 | 112.4 | 19687 | 0
SOUTHERN CROSS DC TIE | 2020 | 3 | 5 | 16 | 2098.2 | 64.3 | 19470 | 0
SOUTHERN CROSS DC TIE | 2020 | 3 | 5 | 17 | 1399.4 | 57.6 | 12986 | 0
SOUTHERN CROSS DC TIE | 2020 | 3 | 5 | 18 | 822.2 | 8.7 | 7629 | 0
SOUTHERN CROSS DC TIE | 2020 | 3 | 5 | 19 | 496.8 | 7.5 | 4610 | 0
SOUTHERN CROSS DC TIE | 2020 | 3 | 5 | 20 | 332.1 | 1.5 | 3082 | 0
SOUTHERN CROSS DC TIE | 2020 | 3 | 5 | 21 | 1329.6 | 32.8 | 12338 | 0
SOUTHERN CROSS DC TIE | 2020 | 3 | 5 | 22 | 1903.6 | 87.5 | 17665 | 0
SOUTHERN CROSS DC TIE | 2020 | 3 | 5 | 23 | 2098.1 | 57.5 | 19470 | 0
SOUTHERN CROSS DC TIE | 2020 | 3 | 5 | 24 | 668.1 | 7.5 | 6199 | 0
SOUTHERN CROSS DC TIE | 2020 | 3 | 6 | 1 | 1799.8 | 0 | 16701 | 0
SOUTHERN CROSS DC TIE | 2020 | 3 | 6 | 2 | 1530.4 | 52.1 | 14201 | 0
SOUTHERN CROSS DC TIE | 2020 | 3 | 6 | 3 | 865.8 | 14.3 | 8034 | 0
SOUTHERN CROSS DC TIE | 2020 | 3 | 6 | 4 | 939.7 | 17.9 | 8720 | 0
SOUTHERN CROSS DC TIE | 2020 | 3 | 6 | 5 | 689.9 | 7.2 | 6402 | 0
SOUTHERN CROSS DC TIE | 2020 | 3 | 6 | 6 | 1191.7 | 47.2 | 11058 | 0
SOUTHERN CROSS DC TIE | 2020 | 3 | 6 | 7 | 2085.4 | 50.6 | 19352 | 0
SOUTHERN CROSS DC TIE | 2020 | 3 | 6 | 8 | 2106.8 | 111.4 | 19551 | 0
SOUTHERN CROSS DC TIE | 2020 | 3 | 6 | 9 | 2103.3 | 79.2 | 19518 | 0
SOUTHERN CROSS DC TIE | 2020 | 3 | 6 | 10 | 2090.3 | 68.7 | 19397 | 0
SOUTHERN CROSS DC TIE | 2020 | 3 | 6 | 11 | 1663.9 | 52 | 15440 | 0
SOUTHERN CROSS DC TIE | 2020 | 3 | 6 | 12 | 1548.7 | 43.6 | 14372 | 0
SOUTHERN CROSS DC TIE | 2020 | 3 | 6 | 13 | 2085.2 | 81.3 | 19350 | 0
SOUTHERN CROSS DC TIE | 2020 | 3 | 6 | 14 | 1590.3 | 49.9 | 14757 | 0
SOUTHERN CROSS DC TIE | 2020 | 3 | 6 | 15 | 2008.4 | 76.6 | 18638 | 0
SOUTHERN CROSS DC TIE | 2020 | 3 | 6 | 16 | 498.3 | 4.8 | 4624 | 0
SOUTHERN CROSS DC TIE | 2020 | 3 | 6 | 17 | 429.9 | 3.7 | 3989 | 0
SOUTHERN CROSS DC TIE | 2020 | 3 | 6 | 18 | 521.8 | 5.3 | 4842 | 0
SOUTHERN CROSS DC TIE | 2020 | 3 | 6 | 19 | 429.8 | 3.6 | 3988 | 0
SOUTHERN CROSS DC TIE | 2020 | 3 | 6 | 20 | 729.4 | 10.7 | 6769 | 0
SOUTHERN CROSS DC TIE | 2020 | 3 | 6 | 21 | 898.9 | 15.3 | 8341 | 0
SOUTHERN CROSS DC TIE | 2020 | 3 | 6 | 22 | 2115 | 104.4 | 19627 | 0
SOUTHERN CROSS DC TIE | 2020 | 3 | 6 | 23 | 2088.2 | 58.1 | 19378 | 0
SOUTHERN CROSS DC TIE | 2020 | 3 | 6 | 24 | 1329.1 | 35.5 | 12334 | 0
SOUTHERN CROSS DC TIE | 2020 | 3 | 7 | 1 | 597.9 | 0 | 5548 | 0
SOUTHERN CROSS DC TIE | 2020 | 3 | 7 | 2 | 1399 | 35.8 | 12982 | 0
SOUTHERN CROSS DC TIE | 2020 | 3 | 7 | 3 | 1759.5 | 55.6 | 16328 | 0
SOUTHERN CROSS DC TIE | 2020 | 3 | 7 | 4 | 1775.6 | 56.9 | 16477 | 0
SOUTHERN CROSS DC TIE | 2020 | 3 | 7 | 5 | 2059.7 | 93.3 | 19114 | 0
SOUTHERN CROSS DC TIE | 2020 | 3 | 7 | 6 | 1858.7 | 62.4 | 17248 | 0
SOUTHERN CROSS DC TIE | 2020 | 3 | 7 | 7 | 1795.8 | 63 | 16665 | 0
SOUTHERN CROSS DC TIE | 2020 | 3 | 7 | 8 | 1960.1 | 73.3 | 18190 | 0
SOUTHERN CROSS DC TIE | 2020 | 3 | 7 | 9 | 1828.5 | 64.9 | 16968 | 0
SOUTHERN CROSS DC TIE | 2020 | 3 | 7 | 10 | 1232 | 27.3 | 11432 | 0
SOUTHERN CROSS DC TIE | 2020 | 3 | 7 | 11 | 1063.1 | 21 | 9865 | 0
SOUTHERN CROSS DC TIE | 2020 | 3 | 7 | 12 | 752.7 | 11.2 | 6984 | 0
SOUTHERN CROSS DC TIE | 2020 | 3 | 7 | 13 | 404.4 | 3.2 | 3752 | 0
SOUTHERN CROSS DC TIE | 2020 | 3 | 7 | 14 | 584.2 | 6.7 | 5421 | 0
SOUTHERN CROSS DC TIE | 2020 | 3 | 7 | 15 | 744.2 | 10.4 | 6906 | 0
SOUTHERN CROSS DC TIE | 2020 | 3 | 7 | 16 | 623.6 | 7.7 | 5787 | 0
SOUTHERN CROSS DC TIE | 2020 | 3 | 7 | 17 | 661 | 8.1 | 6134 | 0
SOUTHERN CROSS DC TIE | 2020 | 3 | 7 | 18 | 748 | 11.5 | 6941 | 0
SOUTHERN CROSS DC TIE | 2020 | 3 | 7 | 19 | 834.3 | 13 | 7742 | 0
SOUTHERN CROSS DC TIE | 2020 | 3 | 7 | 20 | 559.4 | 7 | 5190 | 0
SOUTHERN CROSS DC TIE | 2020 | 3 | 7 | 21 | 1044.9 | 19.2 | 9696 | 0
SOUTHERN CROSS DC TIE | 2020 | 3 | 7 | 22 | 1365.4 | 39 | 12670 | 0
SOUTHERN CROSS DC TIE | 2020 | 3 | 7 | 23 | 2085.3 | 66.8 | 19351 | 0
SOUTHERN CROSS DC TIE | 2020 | 3 | 7 | 24 | 1275.6 | 37.9 | 11837 | 0
SOUTHERN CROSS DC TIE | 2020 | 3 | 8 | 1 | 2100 | 0 | 19487 | 0
SOUTHERN CROSS DC TIE | 2020 | 3 | 8 | 2 | 2076.4 | 72.6 | 19269 | 0
SOUTHERN CROSS DC TIE | 2020 | 3 | 8 | 3 | 2078.8 | 84.6 | 19291 | 0
SOUTHERN CROSS DC TIE | 2020 | 3 | 8 | 4 | 2075.7 | 75.5 | 19262 | 0
SOUTHERN CROSS DC TIE | 2020 | 3 | 8 | 5 | 2063.8 | 69.3 | 19152 | 0
SOUTHERN CROSS DC TIE | 2020 | 3 | 8 | 6 | 1014 | 22.2 | 9409 | 0
SOUTHERN CROSS DC TIE | 2020 | 3 | 8 | 7 | 578.9 | 6.8 | 5371 | 0
SOUTHERN CROSS DC TIE | 2020 | 3 | 8 | 8 | 709.7 | 9.8 | 6586 | 0
SOUTHERN CROSS DC TIE | 2020 | 3 | 8 | 9 | 919.8 | 16.3 | 8535 | 0
SOUTHERN CROSS DC TIE | 2020 | 3 | 8 | 10 | 2086 | 89.9 | 19358 | 0
SOUTHERN CROSS DC TIE | 2020 | 3 | 8 | 11 | 2086.1 | 78.7 | 19359 | 0
SOUTHERN CROSS DC TIE | 2020 | 3 | 8 | 12 | 1212.7 | 28.7 | 11253 | 0
SOUTHERN CROSS DC TIE | 2020 | 3 | 8 | 13 | 947.5 | 17.6 | 8793 | 0
SOUTHERN CROSS DC TIE | 2020 | 3 | 8 | 14 | 107.4 | 0.2 | 996 | 0
SOUTHERN CROSS DC TIE | 2020 | 3 | 8 | 15 | 179.1 | 0.7 | 1662 | 0
SOUTHERN CROSS DC TIE | 2020 | 3 | 8 | 16 | 0 | 0 | 0 | 0
SOUTHERN CROSS DC TIE | 2020 | 3 | 8 | 17 | 60.3 | 0.1 | 559 | 0
SOUTHERN CROSS DC TIE | 2020 | 3 | 8 | 18 | 101.4 | 0.2 | 940 | 0
SOUTHERN CROSS DC TIE | 2020 | 3 | 8 | 19 | 528.5 | 5.5 | 4904 | 0
SOUTHERN CROSS DC TIE | 2020 | 3 | 8 | 20 | 1509.3 | 42.3 | 14006 | 0
SOUTHERN CROSS DC TIE | 2020 | 3 | 8 | 21 | 1087.2 | 21.4 | 10089 | 0
SOUTHERN CROSS DC TIE | 2020 | 3 | 8 | 22 | 712.2 | 9 | 6609 | 0
SOUTHERN CROSS DC TIE | 2020 | 3 | 8 | 23 | 1344.3 | 29 | 12475 | 0
SOUTHERN CROSS DC TIE | 2020 | 3 | 8 | 24 | 846.7 | 18.6 | 7857 | 0
SOUTHERN CROSS DC TIE | 2020 | 3 | 9 | 1 | 519.3 | 0 | 4819 | 0
SOUTHERN CROSS DC TIE | 2020 | 3 | 9 | 2 | 791.4 | 13.3 | 7344 | 0
SOUTHERN CROSS DC TIE | 2020 | 3 | 9 | 3 | 896.6 | 15.3 | 8320 | 0
SOUTHERN CROSS DC TIE | 2020 | 3 | 9 | 4 | 1015.9 | 19.6 | 9427 | 0
SOUTHERN CROSS DC TIE | 2020 | 3 | 9 | 5 | 954 | 18 | 8853 | 0
SOUTHERN CROSS DC TIE | 2020 | 3 | 9 | 6 | 2058 | 78.1 | 19098 | 0
SOUTHERN CROSS DC TIE | 2020 | 3 | 9 | 7 | 1797.6 | 64.4 | 16681 | 0
SOUTHERN CROSS DC TIE | 2020 | 3 | 9 | 8 | 1579 | 53.9 | 14653 | 0
SOUTHERN CROSS DC TIE | 2020 | 3 | 9 | 9 | 1092.6 | 25.3 | 10139 | 0
SOUTHERN CROSS DC TIE | 2020 | 3 | 9 | 10 | 430.2 | 3.6 | 3991 | 0
SOUTHERN CROSS DC TIE | 2020 | 3 | 9 | 11 | 983.5 | 24.1 | 9127 | 0
SOUTHERN CROSS DC TIE | 2020 | 3 | 9 | 12 | 1115.5 | 19.5 | 10351 | 0
SOUTHERN CROSS DC TIE | 2020 | 3 | 9 | 13 | 1310.6 | 29.8 | 12162 | 0
SOUTHERN CROSS DC TIE | 2020 | 3 | 9 | 14 | 1488.5 | 57.1 | 13812 | 0
SOUTHERN CROSS DC TIE | 2020 | 3 | 9 | 15 | 1628.1 | 34.2 | 15108 | 0
SOUTHERN CROSS DC TIE | 2020 | 3 | 9 | 16 | 1028.6 | 23.4 | 9545 | 0
SOUTHERN CROSS DC TIE | 2020 | 3 | 9 | 17 | 665.9 | 10.7 | 6179 | 0
SOUTHERN CROSS DC TIE | 2020 | 3 | 9 | 18 | 1422.7 | 31.5 | 13202 | 0
SOUTHERN CROSS DC TIE | 2020 | 3 | 9 | 19 | 665.6 | 10.9 | 6177 | 0
SOUTHERN CROSS DC TIE | 2020 | 3 | 9 | 20 | 890.2 | 14.8 | 8261 | 0
SOUTHERN CROSS DC TIE | 2020 | 3 | 9 | 21 | 222.2 | 0.8 | 2062 | 0
SOUTHERN CROSS DC TIE | 2020 | 3 | 9 | 22 | 678.1 | 8.2 | 6292 | 0
SOUTHERN CROSS DC TIE | 2020 | 3 | 9 | 23 | 1753.4 | 60.9 | 16271 | 0
SOUTHERN CROSS DC TIE | 2020 | 3 | 9 | 24 | 1676.5 | 57.9 | 15558 | 0
SOUTHERN CROSS DC TIE | 2020 | 3 | 10 | 1 | 676 | 0 | 6273 | 0
SOUTHERN CROSS DC TIE | 2020 | 3 | 10 | 2 | 1102.6 | 22.4 | 10232 | 0
SOUTHERN CROSS DC TIE | 2020 | 3 | 10 | 3 | 1478 | 39.2 | 13715 | 0
SOUTHERN CROSS DC TIE | 2020 | 3 | 10 | 4 | 1658.8 | 49.3 | 15394 | 0
SOUTHERN CROSS DC TIE | 2020 | 3 | 10 | 5 | 2079.9 | 83.2 | 19301 | 0
SOUTHERN CROSS DC TIE | 2020 | 3 | 10 | 6 | 2084.9 | 84.1 | 19347 | 0
SOUTHERN CROSS DC TIE | 2020 | 3 | 10 | 7 | 2089.8 | 84.4 | 19392 | 0
SOUTHERN CROSS DC TIE | 2020 | 3 | 10 | 8 | 2106 | 96.3 | 19543 | 0
SOUTHERN CROSS DC TIE | 2020 | 3 | 10 | 9 | 2104.9 | 81.3 | 19533 | 0
SOUTHERN CROSS DC TIE | 2020 | 3 | 10 | 10 | 2101.1 | 78 | 19498 | 0
SOUTHERN CROSS DC TIE | 2020 | 3 | 10 | 11 | 1738.2 | 62.5 | 16130 | 0
SOUTHERN CROSS DC TIE | 2020 | 3 | 10 | 12 | 1974.6 | 68.9 | 18324 | 0
SOUTHERN CROSS DC TIE | 2020 | 3 | 10 | 13 | 1805 | 61.5 | 16750 | 0
SOUTHERN CROSS DC TIE | 2020 | 3 | 10 | 14 | 1514 | 36 | 14049 | 0
SOUTHERN CROSS DC TIE | 2020 | 3 | 10 | 15 | 1118.4 | 31.5 | 10378 | 0
SOUTHERN CROSS DC TIE | 2020 | 3 | 10 | 16 | 1500.8 | 30 | 13927 | 0
SOUTHERN CROSS DC TIE | 2020 | 3 | 10 | 17 | 1365.2 | 48.8 | 12668 | 0
SOUTHERN CROSS DC TIE | 2020 | 3 | 10 | 18 | 2084.6 | 55.1 | 19344 | 0
SOUTHERN CROSS DC TIE | 2020 | 3 | 10 | 19 | 1976.3 | 75.5 | 18340 | 0
SOUTHERN CROSS DC TIE | 2020 | 3 | 10 | 20 | 2080.8 | 80.4 | 19310 | 0
SOUTHERN CROSS DC TIE | 2020 | 3 | 10 | 21 | 1727.6 | 64 | 16032 | 0
SOUTHERN CROSS DC TIE | 2020 | 3 | 10 | 22 | 2082.4 | 68.6 | 19324 | 0
SOUTHERN CROSS DC TIE | 2020 | 3 | 10 | 23 | 2075.9 | 77.1 | 19264 | 0
SOUTHERN CROSS DC TIE | 2020 | 3 | 10 | 24 | 2101.3 | 106 | 19499 | 0
SOUTHERN CROSS DC TIE | 2020 | 3 | 11 | 1 | 654.3 | 0 | 6071 | 0
SOUTHERN CROSS DC TIE | 2020 | 3 | 11 | 2 | 1372.6 | 38 | 12738 | 0
SOUTHERN CROSS DC TIE | 2020 | 3 | 11 | 3 | 1863.4 | 71 | 17292 | 0
SOUTHERN CROSS DC TIE | 2020 | 3 | 11 | 4 | 2062.3 | 81.1 | 19137 | 0
SOUTHERN CROSS DC TIE | 2020 | 3 | 11 | 5 | 2084.8 | 83.6 | 19347 | 0
SOUTHERN CROSS DC TIE | 2020 | 3 | 11 | 6 | 2088.1 | 83 | 19377 | 0
SOUTHERN CROSS DC TIE | 2020 | 3 | 11 | 7 | 2083.9 | 76 | 19338 | 0
SOUTHERN CROSS DC TIE | 2020 | 3 | 11 | 8 | 2095.6 | 93 | 19446 | 0
SOUTHERN CROSS DC TIE | 2020 | 3 | 11 | 9 | 1905.4 | 68.5 | 17681 | 0
SOUTHERN CROSS DC TIE | 2020 | 3 | 11 | 10 | 1883.2 | 67.6 | 17476 | 0
SOUTHERN CROSS DC TIE | 2020 | 3 | 11 | 11 | 1785.3 | 52.3 | 16567 | 0
SOUTHERN CROSS DC TIE | 2020 | 3 | 11 | 12 | 1982.3 | 68.3 | 18395 | 0
SOUTHERN CROSS DC TIE | 2020 | 3 | 11 | 13 | 2025 | 69.2 | 18792 | 0
SOUTHERN CROSS DC TIE | 2020 | 3 | 11 | 14 | 1777.7 | 58.6 | 16497 | 0
SOUTHERN CROSS DC TIE | 2020 | 3 | 11 | 15 | 1702 | 52.4 | 15794 | 0
SOUTHERN CROSS DC TIE | 2020 | 3 | 11 | 16 | 1749.1 | 62.4 | 16232 | 0
SOUTHERN CROSS DC TIE | 2020 | 3 | 11 | 17 | 2029.7 | 83 | 18835 | 0
SOUTHERN CROSS DC TIE | 2020 | 3 | 11 | 18 | 2085.3 | 81.4 | 19351 | 0
SOUTHERN CROSS DC TIE | 2020 | 3 | 11 | 19 | 2080.6 | 76.2 | 19308 | 0
SOUTHERN CROSS DC TIE | 2020 | 3 | 11 | 20 | 1639 | 52.2 | 15209 | 0
SOUTHERN CROSS DC TIE | 2020 | 3 | 11 | 21 | 1881.6 | 68.2 | 17461 | 0
SOUTHERN CROSS DC TIE | 2020 | 3 | 11 | 22 | 1882 | 68 | 17464 | 0
SOUTHERN CROSS DC TIE | 2020 | 3 | 11 | 23 | 2086.2 | 76.6 | 19360 | 0
SOUTHERN CROSS DC TIE | 2020 | 3 | 11 | 24 | 2077.6 | 72.7 | 19280 | 0
SOUTHERN CROSS DC TIE | 2020 | 3 | 12 | 1 | 900.8 | 0 | 8359 | 0
SOUTHERN CROSS DC TIE | 2020 | 3 | 12 | 2 | 822.7 | 14.1 | 7634 | 0
SOUTHERN CROSS DC TIE | 2020 | 3 | 12 | 3 | 2059.9 | 76 | 19115 | 0
SOUTHERN CROSS DC TIE | 2020 | 3 | 12 | 4 | 2056.8 | 76.8 | 19086 | 0
SOUTHERN CROSS DC TIE | 2020 | 3 | 12 | 5 | 2053.6 | 76 | 19057 | 0
SOUTHERN CROSS DC TIE | 2020 | 3 | 12 | 6 | 2056.1 | 81.8 | 19080 | 0
SOUTHERN CROSS DC TIE | 2020 | 3 | 12 | 7 | 2090.4 | 110.5 | 19399 | 0
SOUTHERN CROSS DC TIE | 2020 | 3 | 12 | 8 | 2090.8 | 77.5 | 19402 | 0
SOUTHERN CROSS DC TIE | 2020 | 3 | 12 | 9 | 2107.8 | 98.3 | 19560 | 0
SOUTHERN CROSS DC TIE | 2020 | 3 | 12 | 10 | 1911.3 | 52.6 | 17737 | 0
SOUTHERN CROSS DC TIE | 2020 | 3 | 12 | 11 | 1626.2 | 49.4 | 15090 | 0
SOUTHERN CROSS DC TIE | 2020 | 3 | 12 | 12 | 976.7 | 18.1 | 9063 | 0
SOUTHERN CROSS DC TIE | 2020 | 3 | 12 | 13 | 221.4 | 1 | 2054 | 0
SOUTHERN CROSS DC TIE | 2020 | 3 | 12 | 14 | 133.2 | 0.4 | 1236 | 0
SOUTHERN CROSS DC TIE | 2020 | 3 | 12 | 15 | 0 | 0 | 0 | 0
SOUTHERN CROSS DC TIE | 2020 | 3 | 12 | 16 | 0 | 0 | 0 | 0
SOUTHERN CROSS DC TIE | 2020 | 3 | 12 | 17 | 0 | 0 | 0 | 0
SOUTHERN CROSS DC TIE | 2020 | 3 | 12 | 18 | 0 | 0 | 0 | 0
SOUTHERN CROSS DC TIE | 2020 | 3 | 12 | 19 | 0 | 0 | 0 | 0
SOUTHERN CROSS DC TIE | 2020 | 3 | 12 | 20 | 0 | 0 | 0 | 0
SOUTHERN CROSS DC TIE | 2020 | 3 | 12 | 21 | 478.8 | 5.6 | 4443 | 0
SOUTHERN CROSS DC TIE | 2020 | 3 | 12 | 22 | 1345.5 | 30.1 | 12486 | 0
SOUTHERN CROSS DC TIE | 2020 | 3 | 12 | 23 | 1661.5 | 46.8 | 15418 | 0
SOUTHERN CROSS DC TIE | 2020 | 3 | 12 | 24 | 2038.9 | 83.6 | 18920 | 0
SOUTHERN CROSS DC TIE | 2020 | 3 | 13 | 1 | 797.3 | 0 | 7398 | 0
SOUTHERN CROSS DC TIE | 2020 | 3 | 13 | 2 | 1050.6 | 21.4 | 9749 | 0
SOUTHERN CROSS DC TIE | 2020 | 3 | 13 | 3 | 1140.5 | 22.6 | 10584 | 0
SOUTHERN CROSS DC TIE | 2020 | 3 | 13 | 4 | 1530.8 | 44.3 | 14206 | 0
SOUTHERN CROSS DC TIE | 2020 | 3 | 13 | 5 | 1852.3 | 57.5 | 17188 | 0
SOUTHERN CROSS DC TIE | 2020 | 3 | 13 | 6 | 2082.1 | 104 | 19321 | 0
SOUTHERN CROSS DC TIE | 2020 | 3 | 13 | 7 | 2085 | 78 | 19348 | 0
SOUTHERN CROSS DC TIE | 2020 | 3 | 13 | 8 | 2129.2 | 125.1 | 19758 | 0
SOUTHERN CROSS DC TIE | 2020 | 3 | 13 | 9 | 2103.4 | 66 | 19519 | 0
SOUTHERN CROSS DC TIE | 2020 | 3 | 13 | 10 | 2054.3 | 59.6 | 19063 | 0
SOUTHERN CROSS DC TIE | 2020 | 3 | 13 | 11 | 1704.7 | 77 | 15820 | 0
SOUTHERN CROSS DC TIE | 2020 | 3 | 13 | 12 | 1514.9 | 43 | 14057 | 0
SOUTHERN CROSS DC TIE | 2020 | 3 | 13 | 13 | 2087.9 | 60.4 | 19375 | 0
SOUTHERN CROSS DC TIE | 2020 | 3 | 13 | 14 | 1229.2 | 37.9 | 11407 | 0
SOUTHERN CROSS DC TIE | 2020 | 3 | 13 | 15 | 1104.2 | 18.6 | 10247 | 0
SOUTHERN CROSS DC TIE | 2020 | 3 | 13 | 16 | 1488.2 | 42.4 | 13810 | 0
SOUTHERN CROSS DC TIE | 2020 | 3 | 13 | 17 | 1206.1 | 28.4 | 11192 | 0
SOUTHERN CROSS DC TIE | 2020 | 3 | 13 | 18 | 1871.4 | 64.3 | 17366 | 0
SOUTHERN CROSS DC TIE | 2020 | 3 | 13 | 19 | 1263.6 | 31.2 | 11726 | 0
SOUTHERN CROSS DC TIE | 2020 | 3 | 13 | 20 | 267.9 | 1.4 | 2485 | 0
SOUTHERN CROSS DC TIE | 2020 | 3 | 13 | 21 | 590.6 | 6.5 | 5480 | 0
SOUTHERN CROSS DC TIE | 2020 | 3 | 13 | 22 | 759.5 | 11 | 7048 | 0
SOUTHERN CROSS DC TIE | 2020 | 3 | 13 | 23 | 1722.8 | 59.8 | 15987 | 0
SOUTHERN CROSS DC TIE | 2020 | 3 | 13 | 24 | 2089 | 78 | 19386 | 0
SOUTHERN CROSS DC TIE | 2020 | 3 | 14 | 1 | 1019.1 | 0 | 9457 | 0
SOUTHERN CROSS DC TIE | 2020 | 3 | 14 | 2 | 1415.5 | 38.2 | 13135 | 0
SOUTHERN CROSS DC TIE | 2020 | 3 | 14 | 3 | 1832.7 | 61.8 | 17007 | 0
SOUTHERN CROSS DC TIE | 2020 | 3 | 14 | 4 | 2064.2 | 71.4 | 19155 | 0
SOUTHERN CROSS DC TIE | 2020 | 3 | 14 | 5 | 2042.5 | 78.6 | 18954 | 0
SOUTHERN CROSS DC TIE | 2020 | 3 | 14 | 6 | 2062.9 | 79.4 | 19143 | 0
SOUTHERN CROSS DC TIE | 2020 | 3 | 14 | 7 | 2037.8 | 77 | 18910 | 0
SOUTHERN CROSS DC TIE | 2020 | 3 | 14 | 8 | 710.2 | 10 | 6590 | 0
SOUTHERN CROSS DC TIE | 2020 | 3 | 14 | 9 | 884.3 | 16.7 | 8205 | 0
SOUTHERN CROSS DC TIE | 2020 | 3 | 14 | 10 | 452.7 | 3.7 | 4201 | 0
SOUTHERN CROSS DC TIE | 2020 | 3 | 14 | 11 | 283.4 | 1.6 | 2629 | 0
SOUTHERN CROSS DC TIE | 2020 | 3 | 14 | 12 | 316.1 | 2 | 2933 | 0
SOUTHERN CROSS DC TIE | 2020 | 3 | 14 | 13 | 622.5 | 7.3 | 5776 | 0
SOUTHERN CROSS DC TIE | 2020 | 3 | 14 | 14 | 647.1 | 8.1 | 6005 | 0
SOUTHERN CROSS DC TIE | 2020 | 3 | 14 | 15 | 564.2 | 6.5 | 5235 | 0
SOUTHERN CROSS DC TIE | 2020 | 3 | 14 | 16 | 448.4 | 3.8 | 4161 | 0
SOUTHERN CROSS DC TIE | 2020 | 3 | 14 | 17 | 562.8 | 6.4 | 5222 | 0
SOUTHERN CROSS DC TIE | 2020 | 3 | 14 | 18 | 609 | 7.3 | 5651 | 0
SOUTHERN CROSS DC TIE | 2020 | 3 | 14 | 19 | 714.2 | 10.1 | 6627 | 0
SOUTHERN CROSS DC TIE | 2020 | 3 | 14 | 20 | 265.4 | 1.4 | 2462 | 0
SOUTHERN CROSS DC TIE | 2020 | 3 | 14 | 21 | 0 | 0 | 0 | 0
SOUTHERN CROSS DC TIE | 2020 | 3 | 14 | 22 | 963.5 | 19.5 | 8941 | 0
SOUTHERN CROSS DC TIE | 2020 | 3 | 14 | 23 | 2073.6 | 74.8 | 19243 | 0
SOUTHERN CROSS DC TIE | 2020 | 3 | 14 | 24 | 2067.3 | 75 | 19184 | 0
SOUTHERN CROSS DC TIE | 2020 | 3 | 15 | 1 | 1249.7 | 0 | 11596 | 0
SOUTHERN CROSS DC TIE | 2020 | 3 | 15 | 2 | 1383.6 | 45.3 | 12839 | 0
SOUTHERN CROSS DC TIE | 2020 | 3 | 15 | 3 | 2067.8 | 71.2 | 19189 | 0
SOUTHERN CROSS DC TIE | 2020 | 3 | 15 | 4 | 2054.5 | 69.7 | 19066 | 0
SOUTHERN CROSS DC TIE | 2020 | 3 | 15 | 5 | 2075.2 | 104.5 | 19258 | 0
SOUTHERN CROSS DC TIE | 2020 | 3 | 15 | 6 | 2061.5 | 59.1 | 19130 | 0
SOUTHERN CROSS DC TIE | 2020 | 3 | 15 | 7 | 1189.5 | 35.8 | 11038 | 0
SOUTHERN CROSS DC TIE | 2020 | 3 | 15 | 8 | 878.2 | 14.9 | 8149 | 0
SOUTHERN CROSS DC TIE | 2020 | 3 | 15 | 9 | 716.3 | 10.4 | 6647 | 0
SOUTHERN CROSS DC TIE | 2020 | 3 | 15 | 10 | 855.9 | 14.5 | 7943 | 0
SOUTHERN CROSS DC TIE | 2020 | 3 | 15 | 11 | 1413 | 36.6 | 13112 | 0
SOUTHERN CROSS DC TIE | 2020 | 3 | 15 | 12 | 1283.9 | 34.1 | 11914 | 0
SOUTHERN CROSS DC TIE | 2020 | 3 | 15 | 13 | 1410.3 | 29.1 | 13087 | 0
SOUTHERN CROSS DC TIE | 2020 | 3 | 15 | 14 | 1271.8 | 34.9 | 11802 | 0
SOUTHERN CROSS DC TIE | 2020 | 3 | 15 | 15 | 1676.2 | 50.3 | 15554 | 0
SOUTHERN CROSS DC TIE | 2020 | 3 | 15 | 16 | 1401.8 | 37.1 | 13008 | 0
SOUTHERN CROSS DC TIE | 2020 | 3 | 15 | 17 | 1529.7 | 43.6 | 14195 | 0
SOUTHERN CROSS DC TIE | 2020 | 3 | 15 | 18 | 1713.4 | 68.5 | 15900 | 0
SOUTHERN CROSS DC TIE | 2020 | 3 | 15 | 19 | 2088.2 | 73.3 | 19378 | 0
SOUTHERN CROSS DC TIE | 2020 | 3 | 15 | 20 | 1547.5 | 48.8 | 14360 | 0
SOUTHERN CROSS DC TIE | 2020 | 3 | 15 | 21 | 1428.9 | 32.7 | 13260 | 0
SOUTHERN CROSS DC TIE | 2020 | 3 | 15 | 22 | 1892.9 | 66.7 | 17566 | 0
SOUTHERN CROSS DC TIE | 2020 | 3 | 15 | 23 | 1818.6 | 74.8 | 16877 | 0
SOUTHERN CROSS DC TIE | 2020 | 3 | 15 | 24 | 2104.2 | 88.5 | 19527 | 0
SOUTHERN CROSS DC TIE | 2020 | 3 | 16 | 1 | 1507.2 | 0 | 13986 | 0
SOUTHERN CROSS DC TIE | 2020 | 3 | 16 | 2 | 2086.5 | 78 | 19362 | 0
SOUTHERN CROSS DC TIE | 2020 | 3 | 16 | 3 | 2097.3 | 91.9 | 19463 | 0
SOUTHERN CROSS DC TIE | 2020 | 3 | 16 | 4 | 2087.1 | 70.3 | 19368 | 0
SOUTHERN CROSS DC TIE | 2020 | 3 | 16 | 5 | 2087.4 | 83.1 | 19371 | 0
SOUTHERN CROSS DC TIE | 2020 | 3 | 16 | 6 | 2095.1 | 87.7 | 19442 | 0
SOUTHERN CROSS DC TIE | 2020 | 3 | 16 | 7 | 2093.3 | 78.7 | 19425 | 0
SOUTHERN CROSS DC TIE | 2020 | 3 | 16 | 8 | 2093.5 | 81.6 | 19428 | 0
SOUTHERN CROSS DC TIE | 2020 | 3 | 16 | 9 | 2082.6 | 70 | 19326 | 0
SOUTHERN CROSS DC TIE | 2020 | 3 | 16 | 10 | 2083.4 | 83.9 | 19334 | 0
SOUTHERN CROSS DC TIE | 2020 | 3 | 16 | 11 | 1936.8 | 67.8 | 17973 | 0
SOUTHERN CROSS DC TIE | 2020 | 3 | 16 | 12 | 1399.5 | 48.4 | 12987 | 0
SOUTHERN CROSS DC TIE | 2020 | 3 | 16 | 13 | 1260.2 | 22.5 | 11694 | 0
SOUTHERN CROSS DC TIE | 2020 | 3 | 16 | 14 | 1278.1 | 32.1 | 11860 | 0
SOUTHERN CROSS DC TIE | 2020 | 3 | 16 | 15 | 1355.4 | 44 | 12577 | 0
SOUTHERN CROSS DC TIE | 2020 | 3 | 16 | 16 | 1253.5 | 28.3 | 11632 | 0
SOUTHERN CROSS DC TIE | 2020 | 3 | 16 | 17 | 1261.6 | 28.4 | 11707 | 0
SOUTHERN CROSS DC TIE | 2020 | 3 | 16 | 18 | 1323.8 | 32.2 | 12285 | 0
SOUTHERN CROSS DC TIE | 2020 | 3 | 16 | 19 | 2035.6 | 75.7 | 18890 | 0
SOUTHERN CROSS DC TIE | 2020 | 3 | 16 | 20 | 1433.8 | 40.5 | 13305 | 0
SOUTHERN CROSS DC TIE | 2020 | 3 | 16 | 21 | 1683.3 | 54.9 | 15621 | 0
SOUTHERN CROSS DC TIE | 2020 | 3 | 16 | 22 | 1659.6 | 45.7 | 15401 | 0
SOUTHERN CROSS DC TIE | 2020 | 3 | 16 | 23 | 1825.1 | 59 | 16937 | 0
SOUTHERN CROSS DC TIE | 2020 | 3 | 16 | 24 | 1845.8 | 66 | 17129 | 0
SOUTHERN CROSS DC TIE | 2020 | 3 | 17 | 1 | 794 | 0 | 7368 | 0
SOUTHERN CROSS DC TIE | 2020 | 3 | 17 | 2 | 1411.7 | 39.5 | 13100 | 0
SOUTHERN CROSS DC TIE | 2020 | 3 | 17 | 3 | 1570.6 | 39.1 | 14574 | 0
SOUTHERN CROSS DC TIE | 2020 | 3 | 17 | 4 | 1726.2 | 58.7 | 16018 | 0
SOUTHERN CROSS DC TIE | 2020 | 3 | 17 | 5 | 1654 | 53.7 | 15349 | 0
SOUTHERN CROSS DC TIE | 2020 | 3 | 17 | 6 | 2068.3 | 74.7 | 19193 | 0
SOUTHERN CROSS DC TIE | 2020 | 3 | 17 | 7 | 1445 | 39.9 | 13409 | 0
SOUTHERN CROSS DC TIE | 2020 | 3 | 17 | 8 | 2066.2 | 78 | 19174 | 0
SOUTHERN CROSS DC TIE | 2020 | 3 | 17 | 9 | 1963 | 80.2 | 18216 | 0
SOUTHERN CROSS DC TIE | 2020 | 3 | 17 | 10 | 1923.8 | 70.6 | 17852 | 0
SOUTHERN CROSS DC TIE | 2020 | 3 | 17 | 11 | 1315.9 | 30.3 | 12211 | 0
SOUTHERN CROSS DC TIE | 2020 | 3 | 17 | 12 | 856 | 15.4 | 7943 | 0
SOUTHERN CROSS DC TIE | 2020 | 3 | 17 | 13 | 991.6 | 18.8 | 9202 | 0
SOUTHERN CROSS DC TIE | 2020 | 3 | 17 | 14 | 978 | 19 | 9075 | 0
SOUTHERN CROSS DC TIE | 2020 | 3 | 17 | 15 | 968.8 | 18.1 | 8990 | 0
SOUTHERN CROSS DC TIE | 2020 | 3 | 17 | 16 | 1196.7 | 24.8 | 11105 | 0
SOUTHERN CROSS DC TIE | 2020 | 3 | 17 | 17 | 786.5 | 11.6 | 7298 | 0
SOUTHERN CROSS DC TIE | 2020 | 3 | 17 | 18 | 1009.6 | 19.5 | 9368 | 0
SOUTHERN CROSS DC TIE | 2020 | 3 | 17 | 19 | 654.4 | 8.7 | 6073 | 0
SOUTHERN CROSS DC TIE | 2020 | 3 | 17 | 20 | 883 | 17.9 | 8194 | 0
SOUTHERN CROSS DC TIE | 2020 | 3 | 17 | 21 | 1087.8 | 21.7 | 10094 | 0
SOUTHERN CROSS DC TIE | 2020 | 3 | 17 | 22 | 1752.5 | 54.1 | 16263 | 0
SOUTHERN CROSS DC TIE | 2020 | 3 | 17 | 23 | 2070.7 | 69.4 | 19215 | 0
SOUTHERN CROSS DC TIE | 2020 | 3 | 17 | 24 | 2074.6 | 87.7 | 19252 | 0
SOUTHERN CROSS DC TIE | 2020 | 3 | 18 | 1 | 688.6 | 0 | 6390 | 0
SOUTHERN CROSS DC TIE | 2020 | 3 | 18 | 2 | 970.4 | 22.7 | 9004 | 0
SOUTHERN CROSS DC TIE | 2020 | 3 | 18 | 3 | 1488.4 | 37.1 | 13812 | 0
SOUTHERN CROSS DC TIE | 2020 | 3 | 18 | 4 | 1386.2 | 38.4 | 12864 | 0
SOUTHERN CROSS DC TIE | 2020 | 3 | 18 | 5 | 1395.8 | 38.6 | 12952 | 0
SOUTHERN CROSS DC TIE | 2020 | 3 | 18 | 6 | 2075.1 | 81.6 | 19257 | 0
SOUTHERN CROSS DC TIE | 2020 | 3 | 18 | 7 | 2076.4 | 80.3 | 19269 | 0
SOUTHERN CROSS DC TIE | 2020 | 3 | 18 | 8 | 2079.3 | 85.1 | 19295 | 0
SOUTHERN CROSS DC TIE | 2020 | 3 | 18 | 9 | 1291.9 | 36.2 | 11988 | 0
SOUTHERN CROSS DC TIE | 2020 | 3 | 18 | 10 | 1041.8 | 20.8 | 9667 | 0
SOUTHERN CROSS DC TIE | 2020 | 3 | 18 | 11 | 788.5 | 12.2 | 7316 | 0
SOUTHERN CROSS DC TIE | 2020 | 3 | 18 | 12 | 575.2 | 6.2 | 5337 | 0
SOUTHERN CROSS DC TIE | 2020 | 3 | 18 | 13 | 846.1 | 13 | 7851 | 0
SOUTHERN CROSS DC TIE | 2020 | 3 | 18 | 14 | 445.2 | 3.9 | 4131 | 0
SOUTHERN CROSS DC TIE | 2020 | 3 | 18 | 15 | 617.6 | 7.8 | 5731 | 0
SOUTHERN CROSS DC TIE | 2020 | 3 | 18 | 16 | 731 | 9.6 | 6783 | 0
SOUTHERN CROSS DC TIE | 2020 | 3 | 18 | 17 | 607.5 | 7 | 5637 | 0
SOUTHERN CROSS DC TIE | 2020 | 3 | 18 | 18 | 503.6 | 5.7 | 4672 | 0
SOUTHERN CROSS DC TIE | 2020 | 3 | 18 | 19 | 695.4 | 8.6 | 6453 | 0
SOUTHERN CROSS DC TIE | 2020 | 3 | 18 | 20 | 611.4 | 7.2 | 5673 | 0
SOUTHERN CROSS DC TIE | 2020 | 3 | 18 | 21 | 1051.7 | 23.6 | 9759 | 0
SOUTHERN CROSS DC TIE | 2020 | 3 | 18 | 22 | 2100.5 | 86.9 | 19493 | 0
SOUTHERN CROSS DC TIE | 2020 | 3 | 18 | 23 | 2048.4 | 70.1 | 19009 | 0
SOUTHERN CROSS DC TIE | 2020 | 3 | 18 | 24 | 1012.2 | 18.1 | 9392 | 0
SOUTHERN CROSS DC TIE | 2020 | 3 | 19 | 1 | 650.3 | 0 | 6034 | 0
SOUTHERN CROSS DC TIE | 2020 | 3 | 19 | 2 | 1122.3 | 24 | 10415 | 0
SOUTHERN CROSS DC TIE | 2020 | 3 | 19 | 3 | 1189 | 26 | 11033 | 0
SOUTHERN CROSS DC TIE | 2020 | 3 | 19 | 4 | 1441.5 | 43.4 | 13377 | 0
SOUTHERN CROSS DC TIE | 2020 | 3 | 19 | 5 | 1586.2 | 48.5 | 14719 | 0
SOUTHERN CROSS DC TIE | 2020 | 3 | 19 | 6 | 2075.9 | 70.1 | 19264 | 0
SOUTHERN CROSS DC TIE | 2020 | 3 | 19 | 7 | 2081.1 | 88.5 | 19312 | 0
SOUTHERN CROSS DC TIE | 2020 | 3 | 19 | 8 | 2109.9 | 106.9 | 19580 | 0
SOUTHERN CROSS DC TIE | 2020 | 3 | 19 | 9 | 1378.5 | 32.2 | 12792 | 0
SOUTHERN CROSS DC TIE | 2020 | 3 | 19 | 10 | 716.5 | 9.5 | 6648 | 0
SOUTHERN CROSS DC TIE | 2020 | 3 | 19 | 11 | 968.2 | 18.1 | 8985 | 0
SOUTHERN CROSS DC TIE | 2020 | 3 | 19 | 12 | 532.7 | 5.4 | 4943 | 0
SOUTHERN CROSS DC TIE | 2020 | 3 | 19 | 13 | 620.5 | 7.4 | 5758 | 0
SOUTHERN CROSS DC TIE | 2020 | 3 | 19 | 14 | 894.8 | 16 | 8303 | 0
SOUTHERN CROSS DC TIE | 2020 | 3 | 19 | 15 | 879.8 | 14 | 8164 | 0
SOUTHERN CROSS DC TIE | 2020 | 3 | 19 | 16 | 1192.5 | 28 | 11066 | 0
SOUTHERN CROSS DC TIE | 2020 | 3 | 19 | 17 | 1230.2 | 31.1 | 11416 | 0
SOUTHERN CROSS DC TIE | 2020 | 3 | 19 | 18 | 694.1 | 8.5 | 6441 | 0
SOUTHERN CROSS DC TIE | 2020 | 3 | 19 | 19 | 20.4 | 0 | 189 | 0
SOUTHERN CROSS DC TIE | 2020 | 3 | 19 | 20 | 0 | 0 | 0 | 0
SOUTHERN CROSS DC TIE | 2020 | 3 | 19 | 21 | 307.5 | 1.4 | 2853 | 0
SOUTHERN CROSS DC TIE | 2020 | 3 | 19 | 22 | 129.3 | 0.4 | 1199 | 0
SOUTHERN CROSS DC TIE | 2020 | 3 | 19 | 23 | 752.6 | 11 | 6983 | 0
SOUTHERN CROSS DC TIE | 2020 | 3 | 19 | 24 | 92.5 | 0.2 | 858 | 0
SOUTHERN CROSS DC TIE | 2020 | 3 | 20 | 1 | 534.8 | 0 | 4963 | 0
SOUTHERN CROSS DC TIE | 2020 | 3 | 20 | 2 | 571.5 | 6.5 | 5303 | 0
SOUTHERN CROSS DC TIE | 2020 | 3 | 20 | 3 | 854 | 15.5 | 7924 | 0
SOUTHERN CROSS DC TIE | 2020 | 3 | 20 | 4 | 763.3 | 11.1 | 7083 | 0
SOUTHERN CROSS DC TIE | 2020 | 3 | 20 | 5 | 860.4 | 14.5 | 7984 | 0
SOUTHERN CROSS DC TIE | 2020 | 3 | 20 | 6 | 1545.1 | 32.5 | 14338 | 0
SOUTHERN CROSS DC TIE | 2020 | 3 | 20 | 7 | 1291 | 44.1 | 11980 | 0
SOUTHERN CROSS DC TIE | 2020 | 3 | 20 | 8 | 791.9 | 12.3 | 7349 | 0
SOUTHERN CROSS DC TIE | 2020 | 3 | 20 | 9 | 883.5 | 13.8 | 8198 | 0
SOUTHERN CROSS DC TIE | 2020 | 3 | 20 | 10 | 177.5 | 0.6 | 1647 | 0
SOUTHERN CROSS DC TIE | 2020 | 3 | 20 | 11 | 558.8 | 6.4 | 5186 | 0
SOUTHERN CROSS DC TIE | 2020 | 3 | 20 | 12 | 919.8 | 15.4 | 8536 | 0
SOUTHERN CROSS DC TIE | 2020 | 3 | 20 | 13 | 1369.6 | 34.9 | 12710 | 0
SOUTHERN CROSS DC TIE | 2020 | 3 | 20 | 14 | 1553.5 | 46.1 | 14416 | 0
SOUTHERN CROSS DC TIE | 2020 | 3 | 20 | 15 | 1590.7 | 47.5 | 14761 | 0
SOUTHERN CROSS DC TIE | 2020 | 3 | 20 | 16 | 1590.3 | 41.5 | 14757 | 0
SOUTHERN CROSS DC TIE | 2020 | 3 | 20 | 17 | 1546.6 | 45.8 | 14352 | 0
SOUTHERN CROSS DC TIE | 2020 | 3 | 20 | 18 | 1785.6 | 59.9 | 16570 | 0
SOUTHERN CROSS DC TIE | 2020 | 3 | 20 | 19 | 1845 | 62.8 | 17121 | 0
SOUTHERN CROSS DC TIE | 2020 | 3 | 20 | 20 | 1722.4 | 73.4 | 15984 | 0
SOUTHERN CROSS DC TIE | 2020 | 3 | 20 | 21 | 2103.7 | 80.8 | 19522 | 0
SOUTHERN CROSS DC TIE | 2020 | 3 | 20 | 22 | 2082.5 | 60.6 | 19325 | 0
SOUTHERN CROSS DC TIE | 2020 | 3 | 20 | 23 | 2079.3 | 83.3 | 19295 | 0
SOUTHERN CROSS DC TIE | 2020 | 3 | 20 | 24 | 2082.8 | 82.5 | 19328 | 0
SOUTHERN CROSS DC TIE | 2020 | 3 | 21 | 1 | 1928.2 | 0 | 17893 | 0
SOUTHERN CROSS DC TIE | 2020 | 3 | 21 | 2 | 925 | 16.9 | 8583 | 0
SOUTHERN CROSS DC TIE | 2020 | 3 | 21 | 3 | 1066 | 21.9 | 9892 | 0
SOUTHERN CROSS DC TIE | 2020 | 3 | 21 | 4 | 1017.4 | 20.1 | 9441 | 0
SOUTHERN CROSS DC TIE | 2020 | 3 | 21 | 5 | 897.5 | 16 | 8328 | 0
SOUTHERN CROSS DC TIE | 2020 | 3 | 21 | 6 | 1046.1 | 19.1 | 9707 | 0
SOUTHERN CROSS DC TIE | 2020 | 3 | 21 | 7 | 818.8 | 12.3 | 7598 | 0
SOUTHERN CROSS DC TIE | 2020 | 3 | 21 | 8 | 335.5 | 2.2 | 3113 | 0
SOUTHERN CROSS DC TIE | 2020 | 3 | 21 | 9 | 561.8 | 6.5 | 5213 | 0
SOUTHERN CROSS DC TIE | 2020 | 3 | 21 | 10 | 249.8 | 1.4 | 2318 | 0
SOUTHERN CROSS DC TIE | 2020 | 3 | 21 | 11 | 446.4 | 4 | 4142 | 0
SOUTHERN CROSS DC TIE | 2020 | 3 | 21 | 12 | 495.4 | 4.1 | 4597 | 0
SOUTHERN CROSS DC TIE | 2020 | 3 | 21 | 13 | 592.7 | 7.2 | 5499 | 0
SOUTHERN CROSS DC TIE | 2020 | 3 | 21 | 14 | 885.9 | 14.5 | 8220 | 0
SOUTHERN CROSS DC TIE | 2020 | 3 | 21 | 15 | 1678.7 | 52.1 | 15577 | 0
SOUTHERN CROSS DC TIE | 2020 | 3 | 21 | 16 | 1492.5 | 41.1 | 13850 | 0
SOUTHERN CROSS DC TIE | 2020 | 3 | 21 | 17 | 1466.3 | 39.6 | 13607 | 0
SOUTHERN CROSS DC TIE | 2020 | 3 | 21 | 18 | 1398.8 | 38.5 | 12980 | 0
SOUTHERN CROSS DC TIE | 2020 | 3 | 21 | 19 | 1447.2 | 38.4 | 13429 | 0
SOUTHERN CROSS DC TIE | 2020 | 3 | 21 | 20 | 1016.3 | 21.1 | 9431 | 0
SOUTHERN CROSS DC TIE | 2020 | 3 | 21 | 21 | 1068.5 | 20.8 | 9915 | 0
SOUTHERN CROSS DC TIE | 2020 | 3 | 21 | 22 | 1413 | 36.9 | 13112 | 0
SOUTHERN CROSS DC TIE | 2020 | 3 | 21 | 23 | 1800.6 | 60.2 | 16709 | 0
SOUTHERN CROSS DC TIE | 2020 | 3 | 21 | 24 | 1980.7 | 70.6 | 18380 | 0
SOUTHERN CROSS DC TIE | 2020 | 3 | 22 | 1 | 1552.7 | 0 | 14409 | 0
SOUTHERN CROSS DC TIE | 2020 | 3 | 22 | 2 | 921.7 | 18.1 | 8553 | 0
SOUTHERN CROSS DC TIE | 2020 | 3 | 22 | 3 | 513.4 | 7.1 | 4763 | 0
SOUTHERN CROSS DC TIE | 2020 | 3 | 22 | 4 | 1248.4 | 19.8 | 11585 | 0
SOUTHERN CROSS DC TIE | 2020 | 3 | 22 | 5 | 645.8 | 9.5 | 5993 | 0
SOUTHERN CROSS DC TIE | 2020 | 3 | 22 | 6 | 602.1 | 7.2 | 5587 | 0
SOUTHERN CROSS DC TIE | 2020 | 3 | 22 | 7 | 368.4 | 2.5 | 3418 | 0
SOUTHERN CROSS DC TIE | 2020 | 3 | 22 | 8 | 89 | 0.2 | 826 | 0
SOUTHERN CROSS DC TIE | 2020 | 3 | 22 | 9 | 305.2 | 1.8 | 2832 | 0
SOUTHERN CROSS DC TIE | 2020 | 3 | 22 | 10 | 47.1 | 0 | 437 | 0
SOUTHERN CROSS DC TIE | 2020 | 3 | 22 | 11 | 625.1 | 7.5 | 5800 | 0
SOUTHERN CROSS DC TIE | 2020 | 3 | 22 | 12 | 1074.3 | 21.3 | 9969 | 0
SOUTHERN CROSS DC TIE | 2020 | 3 | 22 | 13 | 1314.1 | 32.9 | 12194 | 0
SOUTHERN CROSS DC TIE | 2020 | 3 | 22 | 14 | 1112.5 | 26.5 | 10323 | 0
SOUTHERN CROSS DC TIE | 2020 | 3 | 22 | 15 | 937.1 | 17 | 8696 | 0
SOUTHERN CROSS DC TIE | 2020 | 3 | 22 | 16 | 461.4 | 4.4 | 4281 | 0
SOUTHERN CROSS DC TIE | 2020 | 3 | 22 | 17 | 539.9 | 5.7 | 5010 | 0
SOUTHERN CROSS DC TIE | 2020 | 3 | 22 | 18 | 342.5 | 2.4 | 3178 | 0
SOUTHERN CROSS DC TIE | 2020 | 3 | 22 | 19 | 292.1 | 1.9 | 2711 | 0
SOUTHERN CROSS DC TIE | 2020 | 3 | 22 | 20 | 365.3 | 2.7 | 3390 | 0
SOUTHERN CROSS DC TIE | 2020 | 3 | 22 | 21 | 718.3 | 10 | 6665 | 0
SOUTHERN CROSS DC TIE | 2020 | 3 | 22 | 22 | 845 | 13.4 | 7841 | 0
SOUTHERN CROSS DC TIE | 2020 | 3 | 22 | 23 | 1726.5 | 53.1 | 16021 | 0
SOUTHERN CROSS DC TIE | 2020 | 3 | 22 | 24 | 1861.9 | 63.8 | 17278 | 0
SOUTHERN CROSS DC TIE | 2020 | 3 | 23 | 1 | 2100 | 0 | 19487 | 0
SOUTHERN CROSS DC TIE | 2020 | 3 | 23 | 2 | 406.7 | 5.3 | 3774 | 0
SOUTHERN CROSS DC TIE | 2020 | 3 | 23 | 3 | 775.1 | 10.3 | 7192 | 0
SOUTHERN CROSS DC TIE | 2020 | 3 | 23 | 4 | 562.5 | 6 | 5219 | 0
SOUTHERN CROSS DC TIE | 2020 | 3 | 23 | 5 | 452.2 | 4.3 | 4196 | 0
SOUTHERN CROSS DC TIE | 2020 | 3 | 23 | 6 | 1037.5 | 23.1 | 9628 | 0
SOUTHERN CROSS DC TIE | 2020 | 3 | 23 | 7 | 206.6 | 0.9 | 1916 | 0
SOUTHERN CROSS DC TIE | 2020 | 3 | 23 | 8 | 0 | 0 | 0 | 0
SOUTHERN CROSS DC TIE | 2020 | 3 | 23 | 9 | 0 | 0 | 0 | 0
SOUTHERN CROSS DC TIE | 2020 | 3 | 23 | 10 | 0 | 0 | 0 | 0
SOUTHERN CROSS DC TIE | 2020 | 3 | 23 | 11 | 418.8 | 3.2 | 3886 | 0
SOUTHERN CROSS DC TIE | 2020 | 3 | 23 | 12 | 951.9 | 17.5 | 8833 | 0
SOUTHERN CROSS DC TIE | 2020 | 3 | 23 | 13 | 1437.5 | 43.8 | 13339 | 0
SOUTHERN CROSS DC TIE | 2020 | 3 | 23 | 14 | 1520.1 | 40 | 14106 | 0
SOUTHERN CROSS DC TIE | 2020 | 3 | 23 | 15 | 1419.8 | 35.7 | 13175 | 0
SOUTHERN CROSS DC TIE | 2020 | 3 | 23 | 16 | 1600.2 | 46.1 | 14849 | 0
SOUTHERN CROSS DC TIE | 2020 | 3 | 23 | 17 | 1557 | 48.5 | 14449 | 0
SOUTHERN CROSS DC TIE | 2020 | 3 | 23 | 18 | 1227.7 | 29.3 | 11392 | 0
SOUTHERN CROSS DC TIE | 2020 | 3 | 23 | 19 | 135.1 | 0.4 | 1253 | 0
SOUTHERN CROSS DC TIE | 2020 | 3 | 23 | 20 | 0 | 0 | 0 | 0
SOUTHERN CROSS DC TIE | 2020 | 3 | 23 | 21 | 0 | 0 | 0 | 0
SOUTHERN CROSS DC TIE | 2020 | 3 | 23 | 22 | 2.7 | 0 | 24 | 0
SOUTHERN CROSS DC TIE | 2020 | 3 | 23 | 23 | 413.1 | 2.9 | 3833 | 0
SOUTHERN CROSS DC TIE | 2020 | 3 | 23 | 24 | 360 | 2.5 | 3340 | 0
SOUTHERN CROSS DC TIE | 2020 | 3 | 24 | 1 | 594.3 | 0 | 5515 | 0
SOUTHERN CROSS DC TIE | 2020 | 3 | 24 | 2 | 555.9 | 6.5 | 5158 | 0
SOUTHERN CROSS DC TIE | 2020 | 3 | 24 | 3 | 357.5 | 2.5 | 3317 | 0
SOUTHERN CROSS DC TIE | 2020 | 3 | 24 | 4 | 355.7 | 2.4 | 3300 | 0
SOUTHERN CROSS DC TIE | 2020 | 3 | 24 | 5 | 603.7 | 7.7 | 5602 | 0
SOUTHERN CROSS DC TIE | 2020 | 3 | 24 | 6 | 841.8 | 14 | 7811 | 0
SOUTHERN CROSS DC TIE | 2020 | 3 | 24 | 7 | 338.8 | 2.4 | 3144 | 0
SOUTHERN CROSS DC TIE | 2020 | 3 | 24 | 8 | 766.6 | 10.5 | 7114 | 0
SOUTHERN CROSS DC TIE | 2020 | 3 | 24 | 9 | 1433 | 36.1 | 13297 | 0
SOUTHERN CROSS DC TIE | 2020 | 3 | 24 | 10 | 1332.8 | 33.1 | 12367 | 0
SOUTHERN CROSS DC TIE | 2020 | 3 | 24 | 11 | 1316.5 | 33.3 | 12217 | 0
SOUTHERN CROSS DC TIE | 2020 | 3 | 24 | 12 | 701.7 | 9.3 | 6511 | 0
SOUTHERN CROSS DC TIE | 2020 | 3 | 24 | 13 | 2059.4 | 77.2 | 19111 | 0
SOUTHERN CROSS DC TIE | 2020 | 3 | 24 | 14 | 2087.1 | 80.1 | 19368 | 0
SOUTHERN CROSS DC TIE | 2020 | 3 | 24 | 15 | 2092.2 | 85.7 | 19415 | 0
SOUTHERN CROSS DC TIE | 2020 | 3 | 24 | 16 | 2082.4 | 70.5 | 19324 | 0
SOUTHERN CROSS DC TIE | 2020 | 3 | 24 | 17 | 2081.3 | 81.8 | 19314 | 0
SOUTHERN CROSS DC TIE | 2020 | 3 | 24 | 18 | 2080.8 | 79.2 | 19310 | 0
SOUTHERN CROSS DC TIE | 2020 | 3 | 24 | 19 | 1919 | 67.8 | 17808 | 0
SOUTHERN CROSS DC TIE | 2020 | 3 | 24 | 20 | 1789.1 | 62 | 16602 | 0
SOUTHERN CROSS DC TIE | 2020 | 3 | 24 | 21 | 2007.8 | 84.3 | 18632 | 0
SOUTHERN CROSS DC TIE | 2020 | 3 | 24 | 22 | 2088.6 | 74.1 | 19382 | 0
SOUTHERN CROSS DC TIE | 2020 | 3 | 24 | 23 | 1131.3 | 24.1 | 10498 | 0
SOUTHERN CROSS DC TIE | 2020 | 3 | 24 | 24 | 958.5 | 17.5 | 8894 | 0
SOUTHERN CROSS DC TIE | 2020 | 3 | 25 | 1 | 539.9 | 0 | 5009 | 0
SOUTHERN CROSS DC TIE | 2020 | 3 | 25 | 2 | 810 | 14.2 | 7516 | 0
SOUTHERN CROSS DC TIE | 2020 | 3 | 25 | 3 | 1141.9 | 24.6 | 10596 | 0
SOUTHERN CROSS DC TIE | 2020 | 3 | 25 | 4 | 775.6 | 11.1 | 7197 | 0
SOUTHERN CROSS DC TIE | 2020 | 3 | 25 | 5 | 976.9 | 19.4 | 9065 | 0
SOUTHERN CROSS DC TIE | 2020 | 3 | 25 | 6 | 1504.5 | 43 | 13961 | 0
SOUTHERN CROSS DC TIE | 2020 | 3 | 25 | 7 | 1255.1 | 34.4 | 11647 | 0
SOUTHERN CROSS DC TIE | 2020 | 3 | 25 | 8 | 2096.1 | 74.2 | 19451 | 0
SOUTHERN CROSS DC TIE | 2020 | 3 | 25 | 9 | 1715.4 | 52.3 | 15918 | 0
SOUTHERN CROSS DC TIE | 2020 | 3 | 25 | 10 | 982.4 | 18.6 | 9116 | 0
SOUTHERN CROSS DC TIE | 2020 | 3 | 25 | 11 | 1245.3 | 31.1 | 11556 | 0
SOUTHERN CROSS DC TIE | 2020 | 3 | 25 | 12 | 1901.2 | 58.1 | 17642 | 0
SOUTHERN CROSS DC TIE | 2020 | 3 | 25 | 13 | 2015.1 | 75.9 | 18700 | 0
SOUTHERN CROSS DC TIE | 2020 | 3 | 25 | 14 | 1997.3 | 73.5 | 18535 | 0
SOUTHERN CROSS DC TIE | 2020 | 3 | 25 | 15 | 2076.6 | 83.4 | 19270 | 0
SOUTHERN CROSS DC TIE | 2020 | 3 | 25 | 16 | 2085.3 | 80.3 | 19351 | 0
SOUTHERN CROSS DC TIE | 2020 | 3 | 25 | 17 | 2086.9 | 82 | 19366 | 0
SOUTHERN CROSS DC TIE | 2020 | 3 | 25 | 18 | 2086.2 | 79.6 | 19360 | 0
SOUTHERN CROSS DC TIE | 2020 | 3 | 25 | 19 | 2087.5 | 82 | 19372 | 0
SOUTHERN CROSS DC TIE | 2020 | 3 | 25 | 20 | 2089.5 | 82.3 | 19390 | 0
SOUTHERN CROSS DC TIE | 2020 | 3 | 25 | 21 | 2090.3 | 81.2 | 19398 | 0
SOUTHERN CROSS DC TIE | 2020 | 3 | 25 | 22 | 2086.3 | 76.7 | 19361 | 0
SOUTHERN CROSS DC TIE | 2020 | 3 | 25 | 23 | 2092.5 | 87.5 | 19418 | 0
SOUTHERN CROSS DC TIE | 2020 | 3 | 25 | 24 | 1912.4 | 63.2 | 17747 | 0
SOUTHERN CROSS DC TIE | 2020 | 3 | 26 | 1 | 533.7 | 0 | 4952 | 0
SOUTHERN CROSS DC TIE | 2020 | 3 | 26 | 2 | 872.1 | 16.7 | 8093 | 0
SOUTHERN CROSS DC TIE | 2020 | 3 | 26 | 3 | 752.9 | 11.6 | 6987 | 0
SOUTHERN CROSS DC TIE | 2020 | 3 | 26 | 4 | 711.7 | 9 | 6604 | 0
SOUTHERN CROSS DC TIE | 2020 | 3 | 26 | 5 | 1075.4 | 21.1 | 9979 | 0
SOUTHERN CROSS DC TIE | 2020 | 3 | 26 | 6 | 1593.2 | 61.7 | 14784 | 0
SOUTHERN CROSS DC TIE | 2020 | 3 | 26 | 7 | 1939.5 | 53.8 | 17998 | 0
SOUTHERN CROSS DC TIE | 2020 | 3 | 26 | 8 | 2084.5 | 93 | 19344 | 0
SOUTHERN CROSS DC TIE | 2020 | 3 | 26 | 9 | 2088.5 | 81.8 | 19381 | 0
SOUTHERN CROSS DC TIE | 2020 | 3 | 26 | 10 | 2095.4 | 87.3 | 19445 | 0
SOUTHERN CROSS DC TIE | 2020 | 3 | 26 | 11 | 2124.8 | 110 | 19718 | 0
SOUTHERN CROSS DC TIE | 2020 | 3 | 26 | 12 | 2091.2 | 54.7 | 19406 | 0
SOUTHERN CROSS DC TIE | 2020 | 3 | 26 | 13 | 2082.7 | 77.5 | 19327 | 0
SOUTHERN CROSS DC TIE | 2020 | 3 | 26 | 14 | 2088.4 | 86.6 | 19380 | 0
SOUTHERN CROSS DC TIE | 2020 | 3 | 26 | 15 | 2083 | 74.3 | 19330 | 0
SOUTHERN CROSS DC TIE | 2020 | 3 | 26 | 16 | 2093 | 91.7 | 19422 | 0
SOUTHERN CROSS DC TIE | 2020 | 3 | 26 | 17 | 2081.8 | 68.6 | 19319 | 0
SOUTHERN CROSS DC TIE | 2020 | 3 | 26 | 18 | 2081 | 82.8 | 19311 | 0
SOUTHERN CROSS DC TIE | 2020 | 3 | 26 | 19 | 2084.7 | 83.1 | 19346 | 0
SOUTHERN CROSS DC TIE | 2020 | 3 | 26 | 20 | 1407.9 | 38.2 | 13064 | 0
SOUTHERN CROSS DC TIE | 2020 | 3 | 26 | 21 | 1620.6 | 52.3 | 15039 | 0
SOUTHERN CROSS DC TIE | 2020 | 3 | 26 | 22 | 1668.7 | 50.9 | 15485 | 0
SOUTHERN CROSS DC TIE | 2020 | 3 | 26 | 23 | 1411.9 | 33.4 | 13102 | 0
SOUTHERN CROSS DC TIE | 2020 | 3 | 26 | 24 | 1103.8 | 23 | 10243 | 0
SOUTHERN CROSS DC TIE | 2020 | 3 | 27 | 1 | 1027.7 | 0 | 9537 | 0
SOUTHERN CROSS DC TIE | 2020 | 3 | 27 | 2 | 906.7 | 13.4 | 8413 | 0
SOUTHERN CROSS DC TIE | 2020 | 3 | 27 | 3 | 568.6 | 8 | 5276 | 0
SOUTHERN CROSS DC TIE | 2020 | 3 | 27 | 4 | 674.4 | 10.2 | 6258 | 0
SOUTHERN CROSS DC TIE | 2020 | 3 | 27 | 5 | 511.3 | 3.7 | 4744 | 0
SOUTHERN CROSS DC TIE | 2020 | 3 | 27 | 6 | 1127.2 | 27.2 | 10460 | 0
SOUTHERN CROSS DC TIE | 2020 | 3 | 27 | 7 | 1286 | 28.3 | 11934 | 0
SOUTHERN CROSS DC TIE | 2020 | 3 | 27 | 8 | 1791.6 | 81.1 | 16626 | 0
SOUTHERN CROSS DC TIE | 2020 | 3 | 27 | 9 | 1866.1 | 50.6 | 17317 | 0
SOUTHERN CROSS DC TIE | 2020 | 3 | 27 | 10 | 1279.7 | 33.3 | 11875 | 0
SOUTHERN CROSS DC TIE | 2020 | 3 | 27 | 11 | 1015.3 | 18.7 | 9422 | 0
SOUTHERN CROSS DC TIE | 2020 | 3 | 27 | 12 | 965.8 | 27.6 | 8962 | 0
SOUTHERN CROSS DC TIE | 2020 | 3 | 27 | 13 | 1110.9 | 15.9 | 10309 | 0
SOUTHERN CROSS DC TIE | 2020 | 3 | 27 | 14 | 694.3 | 9.9 | 6443 | 0
SOUTHERN CROSS DC TIE | 2020 | 3 | 27 | 15 | 745.7 | 11.8 | 6920 | 0
SOUTHERN CROSS DC TIE | 2020 | 3 | 27 | 16 | 914.2 | 17 | 8483 | 0
SOUTHERN CROSS DC TIE | 2020 | 3 | 27 | 17 | 961.2 | 17.4 | 8920 | 0
SOUTHERN CROSS DC TIE | 2020 | 3 | 27 | 18 | 985.1 | 16.7 | 9141 | 0
SOUTHERN CROSS DC TIE | 2020 | 3 | 27 | 19 | 70.1 | 0.1 | 650 | 0
SOUTHERN CROSS DC TIE | 2020 | 3 | 27 | 20 | 167.8 | 0.6 | 1556 | 0
SOUTHERN CROSS DC TIE | 2020 | 3 | 27 | 21 | 590.3 | 7 | 5478 | 0
SOUTHERN CROSS DC TIE | 2020 | 3 | 27 | 22 | 2088.6 | 78.8 | 19382 | 0
SOUTHERN CROSS DC TIE | 2020 | 3 | 27 | 23 | 2084.2 | 76.6 | 19341 | 0
SOUTHERN CROSS DC TIE | 2020 | 3 | 27 | 24 | 938.7 | 16.7 | 8711 | 0
SOUTHERN CROSS DC TIE | 2020 | 3 | 28 | 1 | 2100 | 0 | 19487 | 0
SOUTHERN CROSS DC TIE | 2020 | 3 | 28 | 2 | 2073.6 | 83.1 | 19243 | 0
SOUTHERN CROSS DC TIE | 2020 | 3 | 28 | 3 | 2078.8 | 83.5 | 19291 | 0
SOUTHERN CROSS DC TIE | 2020 | 3 | 28 | 4 | 2080.1 | 80.2 | 19303 | 0
SOUTHERN CROSS DC TIE | 2020 | 3 | 28 | 5 | 1651.5 | 51.1 | 15326 | 0
SOUTHERN CROSS DC TIE | 2020 | 3 | 28 | 6 | 737.1 | 10.7 | 6840 | 0
SOUTHERN CROSS DC TIE | 2020 | 3 | 28 | 7 | 1048.7 | 21.8 | 9732 | 0
SOUTHERN CROSS DC TIE | 2020 | 3 | 28 | 8 | 1173.8 | 24.5 | 10893 | 0
SOUTHERN CROSS DC TIE | 2020 | 3 | 28 | 9 | 1552.9 | 47 | 14411 | 0
SOUTHERN CROSS DC TIE | 2020 | 3 | 28 | 10 | 1203.5 | 28.9 | 11168 | 0
SOUTHERN CROSS DC TIE | 2020 | 3 | 28 | 11 | 1747.1 | 56.8 | 16212 | 0
SOUTHERN CROSS DC TIE | 2020 | 3 | 28 | 12 | 1818.3 | 60.6 | 16873 | 0
SOUTHERN CROSS DC TIE | 2020 | 3 | 28 | 13 | 2090.4 | 87.7 | 19398 | 0
SOUTHERN CROSS DC TIE | 2020 | 3 | 28 | 14 | 2081.5 | 70.8 | 19316 | 0
SOUTHERN CROSS DC TIE | 2020 | 3 | 28 | 15 | 1755.4 | 57.5 | 16290 | 0
SOUTHERN CROSS DC TIE | 2020 | 3 | 28 | 16 | 1966.9 | 73.7 | 18252 | 0
SOUTHERN CROSS DC TIE | 2020 | 3 | 28 | 17 | 1785.5 | 59.1 | 16569 | 0
SOUTHERN CROSS DC TIE | 2020 | 3 | 28 | 18 | 2078.7 | 78.4 | 19290 | 0
SOUTHERN CROSS DC TIE | 2020 | 3 | 28 | 19 | 2074.8 | 76.4 | 19254 | 0
SOUTHERN CROSS DC TIE | 2020 | 3 | 28 | 20 | 1579.2 | 46.3 | 14655 | 0
SOUTHERN CROSS DC TIE | 2020 | 3 | 28 | 21 | 1987.5 | 83.5 | 18444 | 0
SOUTHERN CROSS DC TIE | 2020 | 3 | 28 | 22 | 1895.5 | 69.6 | 17589 | 0
SOUTHERN CROSS DC TIE | 2020 | 3 | 28 | 23 | 2079.5 | 69.7 | 19298 | 0
SOUTHERN CROSS DC TIE | 2020 | 3 | 28 | 24 | 1925.6 | 66.2 | 17869 | 0
SOUTHERN CROSS DC TIE | 2020 | 3 | 29 | 1 | 1973.6 | 0 | 18315 | 0
SOUTHERN CROSS DC TIE | 2020 | 3 | 29 | 2 | 1682.8 | 42.3 | 15616 | 0
SOUTHERN CROSS DC TIE | 2020 | 3 | 29 | 3 | 1344.1 | 36.3 | 12472 | 0
SOUTHERN CROSS DC TIE | 2020 | 3 | 29 | 4 | 1296 | 41.2 | 12027 | 0
SOUTHERN CROSS DC TIE | 2020 | 3 | 29 | 5 | 722.6 | 7.8 | 6706 | 0
SOUTHERN CROSS DC TIE | 2020 | 3 | 29 | 6 | 1003.1 | 22.7 | 9309 | 0
SOUTHERN CROSS DC TIE | 2020 | 3 | 29 | 7 | 1138.6 | 21.4 | 10565 | 0
SOUTHERN CROSS DC TIE | 2020 | 3 | 29 | 8 | 1318.1 | 54.1 | 12231 | 0
SOUTHERN CROSS DC TIE | 2020 | 3 | 29 | 9 | 2074.8 | 47.8 | 19254 | 0
SOUTHERN CROSS DC TIE | 2020 | 3 | 29 | 10 | 1854.9 | 91.5 | 17213 | 0
SOUTHERN CROSS DC TIE | 2020 | 3 | 29 | 11 | 2071.2 | 56 | 19220 | 0
SOUTHERN CROSS DC TIE | 2020 | 3 | 29 | 12 | 1628.7 | 70.2 | 15114 | 0
SOUTHERN CROSS DC TIE | 2020 | 3 | 29 | 13 | 2043.9 | 54.2 | 18967 | 0
SOUTHERN CROSS DC TIE | 2020 | 3 | 29 | 14 | 1275.1 | 31.6 | 11832 | 0
SOUTHERN CROSS DC TIE | 2020 | 3 | 29 | 15 | 1234 | 29.2 | 11451 | 0
SOUTHERN CROSS DC TIE | 2020 | 3 | 29 | 16 | 1141.7 | 25.2 | 10594 | 0
SOUTHERN CROSS DC TIE | 2020 | 3 | 29 | 17 | 864.6 | 14.4 | 8023 | 0
SOUTHERN CROSS DC TIE | 2020 | 3 | 29 | 18 | 987.4 | 22.2 | 9163 | 0
SOUTHERN CROSS DC TIE | 2020 | 3 | 29 | 19 | 1048 | 18.7 | 9725 | 0
SOUTHERN CROSS DC TIE | 2020 | 3 | 29 | 20 | 1462.8 | 45.4 | 13575 | 0
SOUTHERN CROSS DC TIE | 2020 | 3 | 29 | 21 | 2020.3 | 94.2 | 18748 | 0
SOUTHERN CROSS DC TIE | 2020 | 3 | 29 | 22 | 2066.1 | 57.4 | 19173 | 0
SOUTHERN CROSS DC TIE | 2020 | 3 | 29 | 23 | 1480.3 | 57.7 | 13737 | 0
SOUTHERN CROSS DC TIE | 2020 | 3 | 29 | 24 | 1695.5 | 36.5 | 15734 | 0
SOUTHERN CROSS DC TIE | 2020 | 3 | 30 | 1 | 575 | 0 | 5336 | 0
SOUTHERN CROSS DC TIE | 2020 | 3 | 30 | 2 | 766.8 | 12 | 7116 | 0
SOUTHERN CROSS DC TIE | 2020 | 3 | 30 | 3 | 861.3 | 12.6 | 7992 | 0
SOUTHERN CROSS DC TIE | 2020 | 3 | 30 | 4 | 1487.6 | 49.7 | 13805 | 0
SOUTHERN CROSS DC TIE | 2020 | 3 | 30 | 5 | 2074.4 | 69.4 | 19250 | 0
SOUTHERN CROSS DC TIE | 2020 | 3 | 30 | 6 | 2074.1 | 83.4 | 19247 | 0
SOUTHERN CROSS DC TIE | 2020 | 3 | 30 | 7 | 2075.3 | 79.4 | 19258 | 0
SOUTHERN CROSS DC TIE | 2020 | 3 | 30 | 8 | 2077.3 | 81.7 | 19276 | 0
SOUTHERN CROSS DC TIE | 2020 | 3 | 30 | 9 | 2079.9 | 81.8 | 19301 | 0
SOUTHERN CROSS DC TIE | 2020 | 3 | 30 | 10 | 2083.7 | 83.3 | 19337 | 0
SOUTHERN CROSS DC TIE | 2020 | 3 | 30 | 11 | 2106.8 | 102.6 | 19550 | 0
SOUTHERN CROSS DC TIE | 2020 | 3 | 30 | 12 | 2081.9 | 57.6 | 19319 | 0
SOUTHERN CROSS DC TIE | 2020 | 3 | 30 | 13 | 2076.5 | 82.6 | 19269 | 0
SOUTHERN CROSS DC TIE | 2020 | 3 | 30 | 14 | 1897.4 | 93.4 | 17608 | 0
SOUTHERN CROSS DC TIE | 2020 | 3 | 30 | 15 | 1801 | 40.3 | 16713 | 0
SOUTHERN CROSS DC TIE | 2020 | 3 | 30 | 16 | 1608.8 | 72.2 | 14929 | 0
SOUTHERN CROSS DC TIE | 2020 | 3 | 30 | 17 | 1573.5 | 30.9 | 14601 | 0
SOUTHERN CROSS DC TIE | 2020 | 3 | 30 | 18 | 1432.2 | 56.5 | 13290 | 0
SOUTHERN CROSS DC TIE | 2020 | 3 | 30 | 19 | 1501.2 | 29.5 | 13931 | 0
SOUTHERN CROSS DC TIE | 2020 | 3 | 30 | 20 | 1512 | 43.2 | 14031 | 0
SOUTHERN CROSS DC TIE | 2020 | 3 | 30 | 21 | 1583.7 | 51.9 | 14696 | 0
SOUTHERN CROSS DC TIE | 2020 | 3 | 30 | 22 | 1499.9 | 40.4 | 13918 | 0
SOUTHERN CROSS DC TIE | 2020 | 3 | 30 | 23 | 890.5 | 20.9 | 8263 | 0
SOUTHERN CROSS DC TIE | 2020 | 3 | 30 | 24 | 942 | 11.6 | 8742 | 0
SOUTHERN CROSS DC TIE | 2020 | 3 | 31 | 1 | 452 | 0 | 4194 | 0
SOUTHERN CROSS DC TIE | 2020 | 3 | 31 | 2 | 751.7 | 16.7 | 6975 | 0
SOUTHERN CROSS DC TIE | 2020 | 3 | 31 | 3 | 674.9 | 7.1 | 6263 | 0
SOUTHERN CROSS DC TIE | 2020 | 3 | 31 | 4 | 782.9 | 10.1 | 7265 | 0
SOUTHERN CROSS DC TIE | 2020 | 3 | 31 | 5 | 840.3 | 23.2 | 7797 | 0
SOUTHERN CROSS DC TIE | 2020 | 3 | 31 | 6 | 1168.3 | 15.4 | 10841 | 0
SOUTHERN CROSS DC TIE | 2020 | 3 | 31 | 7 | 2078.8 | 80 | 19291 | 0
SOUTHERN CROSS DC TIE | 2020 | 3 | 31 | 8 | 2072.6 | 73.7 | 19233 | 0
SOUTHERN CROSS DC TIE | 2020 | 3 | 31 | 9 | 1739.8 | 75.2 | 16144 | 0
SOUTHERN CROSS DC TIE | 2020 | 3 | 31 | 10 | 1733 | 42.3 | 16082 | 0
SOUTHERN CROSS DC TIE | 2020 | 3 | 31 | 11 | 1669.7 | 54 | 15494 | 0
SOUTHERN CROSS DC TIE | 2020 | 3 | 31 | 12 | 1461 | 41.8 | 13558 | 0
SOUTHERN CROSS DC TIE | 2020 | 3 | 31 | 13 | 1449.9 | 39.2 | 13455 | 0
SOUTHERN CROSS DC TIE | 2020 | 3 | 31 | 14 | 1009 | 19.1 | 9363 | 0
SOUTHERN CROSS DC TIE | 2020 | 3 | 31 | 15 | 1221.9 | 28.8 | 11339 | 0
SOUTHERN CROSS DC TIE | 2020 | 3 | 31 | 16 | 682.9 | 9.1 | 6336 | 0
SOUTHERN CROSS DC TIE | 2020 | 3 | 31 | 17 | 573.6 | 6.6 | 5323 | 0
SOUTHERN CROSS DC TIE | 2020 | 3 | 31 | 18 | 720 | 10.2 | 6681 | 0
SOUTHERN CROSS DC TIE | 2020 | 3 | 31 | 19 | 830.1 | 13.2 | 7702 | 0
SOUTHERN CROSS DC TIE | 2020 | 3 | 31 | 20 | 644.9 | 8.2 | 5985 | 0
SOUTHERN CROSS DC TIE | 2020 | 3 | 31 | 21 | 1489.6 | 40.8 | 13823 | 0
SOUTHERN CROSS DC TIE | 2020 | 3 | 31 | 22 | 1510.6 | 59.8 | 14018 | 0
SOUTHERN CROSS DC TIE | 2020 | 3 | 31 | 23 | 1542.7 | 30 | 14316 | 0
SOUTHERN CROSS DC TIE | 2020 | 3 | 31 | 24 | 723.5 | 9.7 | 6714 | 0
SOUTHERN CROSS DC TIE | 2020 | 4 | 1 | 1 | 2071.5 | 68.2 | 19223 | 0
SOUTHERN CROSS DC TIE | 2020 | 4 | 1 | 2 | 773 | 17.5 | 7173 | 0
SOUTHERN CROSS DC TIE | 2020 | 4 | 1 | 3 | 671 | 5.9 | 6227 | 0
SOUTHERN CROSS DC TIE | 2020 | 4 | 1 | 4 | 753.6 | 10.5 | 6993 | 0
SOUTHERN CROSS DC TIE | 2020 | 4 | 1 | 5 | 809.4 | 13.1 | 7510 | 0
SOUTHERN CROSS DC TIE | 2020 | 4 | 1 | 6 | 1200.3 | 26.9 | 11138 | 0
SOUTHERN CROSS DC TIE | 2020 | 4 | 1 | 7 | 2098.8 | 113.5 | 19477 | 0
SOUTHERN CROSS DC TIE | 2020 | 4 | 1 | 8 | 2109.1 | 90.1 | 19572 | 0
SOUTHERN CROSS DC TIE | 2020 | 4 | 1 | 9 | 2008.3 | 71 | 18637 | 0
SOUTHERN CROSS DC TIE | 2020 | 4 | 1 | 10 | 1377.7 | 36.7 | 12784 | 0
SOUTHERN CROSS DC TIE | 2020 | 4 | 1 | 11 | 1550.8 | 46.7 | 14391 | 0
SOUTHERN CROSS DC TIE | 2020 | 4 | 1 | 12 | 1496.8 | 39.3 | 13890 | 0
SOUTHERN CROSS DC TIE | 2020 | 4 | 1 | 13 | 1236.4 | 28.6 | 11473 | 0
SOUTHERN CROSS DC TIE | 2020 | 4 | 1 | 14 | 1180.9 | 26.9 | 10959 | 0
SOUTHERN CROSS DC TIE | 2020 | 4 | 1 | 15 | 1197.3 | 29.2 | 11110 | 0
SOUTHERN CROSS DC TIE | 2020 | 4 | 1 | 16 | 1430.4 | 36.6 | 13274 | 0
SOUTHERN CROSS DC TIE | 2020 | 4 | 1 | 17 | 1674.4 | 61.4 | 15538 | 0
SOUTHERN CROSS DC TIE | 2020 | 4 | 1 | 18 | 1397.5 | 29.1 | 12968 | 0
SOUTHERN CROSS DC TIE | 2020 | 4 | 1 | 19 | 1471.3 | 41.6 | 13653 | 0
SOUTHERN CROSS DC TIE | 2020 | 4 | 1 | 20 | 1702.5 | 60.3 | 15799 | 0
SOUTHERN CROSS DC TIE | 2020 | 4 | 1 | 21 | 1734.6 | 57.8 | 16097 | 0
SOUTHERN CROSS DC TIE | 2020 | 4 | 1 | 22 | 1570.6 | 59.5 | 14575 | 0
SOUTHERN CROSS DC TIE | 2020 | 4 | 1 | 23 | 1627.6 | 29.1 | 15103 | 0
SOUTHERN CROSS DC TIE | 2020 | 4 | 1 | 24 | 694.2 | 8.4 | 6441 | 0
SOUTHERN CROSS DC TIE | 2020 | 4 | 2 | 1 | 439.4 | 0 | 4077 | 0
SOUTHERN CROSS DC TIE | 2020 | 4 | 2 | 2 | 584.6 | 4.9 | 5425 | 0
SOUTHERN CROSS DC TIE | 2020 | 4 | 2 | 3 | 753.1 | 9.8 | 6988 | 0
SOUTHERN CROSS DC TIE | 2020 | 4 | 2 | 4 | 820.1 | 13.7 | 7610 | 0
SOUTHERN CROSS DC TIE | 2020 | 4 | 2 | 5 | 822.1 | 20.3 | 7628 | 0
SOUTHERN CROSS DC TIE | 2020 | 4 | 2 | 6 | 888.9 | 7.2 | 8248 | 0
SOUTHERN CROSS DC TIE | 2020 | 4 | 2 | 7 | 1587 | 56.3 | 14727 | 0
SOUTHERN CROSS DC TIE | 2020 | 4 | 2 | 8 | 2124.9 | 127.4 | 19719 | 0
SOUTHERN CROSS DC TIE | 2020 | 4 | 2 | 9 | 1850.1 | 45.1 | 17169 | 0
SOUTHERN CROSS DC TIE | 2020 | 4 | 2 | 10 | 2135.7 | 129 | 19819 | 0
SOUTHERN CROSS DC TIE | 2020 | 4 | 2 | 11 | 2121.6 | 80.8 | 19688 | 0
SOUTHERN CROSS DC TIE | 2020 | 4 | 2 | 12 | 1183.1 | 19 | 10979 | 0
SOUTHERN CROSS DC TIE | 2020 | 4 | 2 | 13 | 1416.8 | 37.5 | 13148 | 0
SOUTHERN CROSS DC TIE | 2020 | 4 | 2 | 14 | 1121.3 | 28.2 | 10405 | 0
SOUTHERN CROSS DC TIE | 2020 | 4 | 2 | 15 | 763.7 | 12.6 | 7087 | 0
SOUTHERN CROSS DC TIE | 2020 | 4 | 2 | 16 | 0 | 0 | 0 | 0
SOUTHERN CROSS DC TIE | 2020 | 4 | 2 | 17 | 0 | 0 | 0 | 0
SOUTHERN CROSS DC TIE | 2020 | 4 | 2 | 18 | 409.2 | 3.2 | 3797 | 0
SOUTHERN CROSS DC TIE | 2020 | 4 | 2 | 19 | 236.3 | 1.1 | 2192 | 0
SOUTHERN CROSS DC TIE | 2020 | 4 | 2 | 20 | 425.8 | 3.4 | 3951 | 0
SOUTHERN CROSS DC TIE | 2020 | 4 | 2 | 21 | 369.6 | 2.8 | 3429 | 0
SOUTHERN CROSS DC TIE | 2020 | 4 | 2 | 22 | 503.9 | 4.8 | 4676 | 0
SOUTHERN CROSS DC TIE | 2020 | 4 | 2 | 23 | 263.1 | 1.3 | 2441 | 0
SOUTHERN CROSS DC TIE | 2020 | 4 | 2 | 24 | 494.5 | 4.6 | 4589 | 0
SOUTHERN CROSS DC TIE | 2020 | 4 | 3 | 1 | 411.5 | 0 | 3818 | 0
SOUTHERN CROSS DC TIE | 2020 | 4 | 3 | 2 | 557 | 8.7 | 5168 | 0
SOUTHERN CROSS DC TIE | 2020 | 4 | 3 | 3 | 1618.3 | 42.7 | 15018 | 0
SOUTHERN CROSS DC TIE | 2020 | 4 | 3 | 4 | 1215.1 | 23.3 | 11276 | 0
SOUTHERN CROSS DC TIE | 2020 | 4 | 3 | 5 | 1249.9 | 30.8 | 11599 | 0
SOUTHERN CROSS DC TIE | 2020 | 4 | 3 | 6 | 935.8 | 15.1 | 8683 | 0
SOUTHERN CROSS DC TIE | 2020 | 4 | 3 | 7 | 625.6 | 9 | 5805 | 0
SOUTHERN CROSS DC TIE | 2020 | 4 | 3 | 8 | 678.7 | 12.3 | 6297 | 0
SOUTHERN CROSS DC TIE | 2020 | 4 | 3 | 9 | 775.7 | 10.3 | 7198 | 0
SOUTHERN CROSS DC TIE | 2020 | 4 | 3 | 10 | 874.6 | 12 | 8115 | 0
SOUTHERN CROSS DC TIE | 2020 | 4 | 3 | 11 | 591.9 | 7.5 | 5492 | 0
SOUTHERN CROSS DC TIE | 2020 | 4 | 3 | 12 | 1038.4 | 19.6 | 9636 | 0
SOUTHERN CROSS DC TIE | 2020 | 4 | 3 | 13 | 882.6 | 17.1 | 8190 | 0
SOUTHERN CROSS DC TIE | 2020 | 4 | 3 | 14 | 360.2 | 2.4 | 3342 | 0
SOUTHERN CROSS DC TIE | 2020 | 4 | 3 | 15 | 64.2 | 0.1 | 595 | 0
SOUTHERN CROSS DC TIE | 2020 | 4 | 3 | 16 | 80.7 | 0.1 | 749 | 0
SOUTHERN CROSS DC TIE | 2020 | 4 | 3 | 17 | 552.6 | 5.9 | 5127 | 0
SOUTHERN CROSS DC TIE | 2020 | 4 | 3 | 18 | 759.1 | 10.9 | 7044 | 0
SOUTHERN CROSS DC TIE | 2020 | 4 | 3 | 19 | 28.1 | 0 | 261 | 0
SOUTHERN CROSS DC TIE | 2020 | 4 | 3 | 20 | 880 | 13.6 | 8165 | 0
SOUTHERN CROSS DC TIE | 2020 | 4 | 3 | 21 | 644.7 | 8.1 | 5982 | 0
SOUTHERN CROSS DC TIE | 2020 | 4 | 3 | 22 | 856 | 15.8 | 7943 | 0
SOUTHERN CROSS DC TIE | 2020 | 4 | 3 | 23 | 1075.6 | 19.7 | 9981 | 0
SOUTHERN CROSS DC TIE | 2020 | 4 | 3 | 24 | 328.4 | 2.3 | 3047 | 0
SOUTHERN CROSS DC TIE | 2020 | 4 | 4 | 1 | 606.1 | 0 | 5625 | 0
SOUTHERN CROSS DC TIE | 2020 | 4 | 4 | 2 | 628.8 | 8.3 | 5834 | 0
SOUTHERN CROSS DC TIE | 2020 | 4 | 4 | 3 | 1140.4 | 22.9 | 10583 | 0
SOUTHERN CROSS DC TIE | 2020 | 4 | 4 | 4 | 1600.2 | 48.9 | 14849 | 0
SOUTHERN CROSS DC TIE | 2020 | 4 | 4 | 5 | 1432.2 | 36 | 13290 | 0
SOUTHERN CROSS DC TIE | 2020 | 4 | 4 | 6 | 97.7 | 0.2 | 906 | 0
SOUTHERN CROSS DC TIE | 2020 | 4 | 4 | 7 | 191.5 | 0.7 | 1777 | 0
SOUTHERN CROSS DC TIE | 2020 | 4 | 4 | 8 | 314.7 | 2.1 | 2919 | 0
SOUTHERN CROSS DC TIE | 2020 | 4 | 4 | 9 | 161.4 | 0.6 | 1497 | 0
SOUTHERN CROSS DC TIE | 2020 | 4 | 4 | 10 | 771.1 | 12.6 | 7156 | 0
SOUTHERN CROSS DC TIE | 2020 | 4 | 4 | 11 | 923.6 | 16.8 | 8571 | 0
SOUTHERN CROSS DC TIE | 2020 | 4 | 4 | 12 | 754.7 | 11.4 | 7003 | 0
SOUTHERN CROSS DC TIE | 2020 | 4 | 4 | 13 | 645.9 | 8 | 5993 | 0
SOUTHERN CROSS DC TIE | 2020 | 4 | 4 | 14 | 562 | 6.3 | 5214 | 0
SOUTHERN CROSS DC TIE | 2020 | 4 | 4 | 15 | 58.8 | 0.1 | 545 | 0
SOUTHERN CROSS DC TIE | 2020 | 4 | 4 | 16 | 113.9 | 0.3 | 1056 | 0
SOUTHERN CROSS DC TIE | 2020 | 4 | 4 | 17 | 0 | 0 | 0 | 0
SOUTHERN CROSS DC TIE | 2020 | 4 | 4 | 18 | 0 | 0 | 0 | 0
SOUTHERN CROSS DC TIE | 2020 | 4 | 4 | 19 | 0 | 0 | 0 | 0
SOUTHERN CROSS DC TIE | 2020 | 4 | 4 | 20 | 0 | 0 | 0 | 0
SOUTHERN CROSS DC TIE | 2020 | 4 | 4 | 21 | 0 | 0 | 0 | 0
SOUTHERN CROSS DC TIE | 2020 | 4 | 4 | 22 | 558.5 | 6.2 | 5183 | 0
SOUTHERN CROSS DC TIE | 2020 | 4 | 4 | 23 | 485 | 4.1 | 4500 | 0
SOUTHERN CROSS DC TIE | 2020 | 4 | 4 | 24 | 298.4 | 1.5 | 2769 | 0
SOUTHERN CROSS DC TIE | 2020 | 4 | 5 | 1 | 0 | 0 | 0 | 0
SOUTHERN CROSS DC TIE | 2020 | 4 | 5 | 2 | 0 | 0 | 0 | 0
SOUTHERN CROSS DC TIE | 2020 | 4 | 5 | 3 | 0 | 0 | 0 | 0
SOUTHERN CROSS DC TIE | 2020 | 4 | 5 | 4 | 0 | 0 | 0 | 0
SOUTHERN CROSS DC TIE | 2020 | 4 | 5 | 5 | 34.6 | 0 | 320 | 0
SOUTHERN CROSS DC TIE | 2020 | 4 | 5 | 6 | 0 | 0 | 0 | 0
SOUTHERN CROSS DC TIE | 2020 | 4 | 5 | 7 | 0 | 0 | 0 | 0
SOUTHERN CROSS DC TIE | 2020 | 4 | 5 | 8 | 0 | 0 | 0 | 0
SOUTHERN CROSS DC TIE | 2020 | 4 | 5 | 9 | 0 | 0 | 0 | 0
SOUTHERN CROSS DC TIE | 2020 | 4 | 5 | 10 | 198.9 | 0.7 | 1845 | 0
SOUTHERN CROSS DC TIE | 2020 | 4 | 5 | 11 | 363.4 | 2.6 | 3372 | 0
SOUTHERN CROSS DC TIE | 2020 | 4 | 5 | 12 | 303.3 | 1.7 | 2814 | 0
SOUTHERN CROSS DC TIE | 2020 | 4 | 5 | 13 | 381.9 | 2.8 | 3544 | 0
SOUTHERN CROSS DC TIE | 2020 | 4 | 5 | 14 | 386.3 | 3.1 | 3585 | 0
SOUTHERN CROSS DC TIE | 2020 | 4 | 5 | 15 | 343.3 | 2.4 | 3185 | 0
SOUTHERN CROSS DC TIE | 2020 | 4 | 5 | 16 | 124.4 | 0.3 | 1154 | 0
SOUTHERN CROSS DC TIE | 2020 | 4 | 5 | 17 | 50.9 | 0.1 | 472 | 0
SOUTHERN CROSS DC TIE | 2020 | 4 | 5 | 18 | 89.9 | 0.2 | 833 | 0
SOUTHERN CROSS DC TIE | 2020 | 4 | 5 | 19 | 204.5 | 0.6 | 1897 | 0
SOUTHERN CROSS DC TIE | 2020 | 4 | 5 | 20 | 311.8 | 3.2 | 2893 | 0
SOUTHERN CROSS DC TIE | 2020 | 4 | 5 | 21 | 268.9 | 1.3 | 2495 | 0
SOUTHERN CROSS DC TIE | 2020 | 4 | 5 | 22 | 431.3 | 2.4 | 4002 | 0
SOUTHERN CROSS DC TIE | 2020 | 4 | 5 | 23 | 436.9 | 4.3 | 4054 | 0
SOUTHERN CROSS DC TIE | 2020 | 4 | 5 | 24 | 23.2 | 0 | 215 | 0
SOUTHERN CROSS DC TIE | 2020 | 4 | 6 | 1 | 0 | 0 | 0 | 0
SOUTHERN CROSS DC TIE | 2020 | 4 | 6 | 2 | 100.8 | 0.2 | 935 | 0
SOUTHERN CROSS DC TIE | 2020 | 4 | 6 | 3 | 1115.3 | 25.3 | 10349 | 0
SOUTHERN CROSS DC TIE | 2020 | 4 | 6 | 4 | 1140.7 | 22.7 | 10585 | 0
SOUTHERN CROSS DC TIE | 2020 | 4 | 6 | 5 | 748.3 | 11.1 | 6943 | 0
SOUTHERN CROSS DC TIE | 2020 | 4 | 6 | 6 | 29.1 | 0 | 270 | 0
SOUTHERN CROSS DC TIE | 2020 | 4 | 6 | 7 | 456.7 | 4.5 | 4238 | 0
SOUTHERN CROSS DC TIE | 2020 | 4 | 6 | 8 | 1529.5 | 46.1 | 14193 | 0
SOUTHERN CROSS DC TIE | 2020 | 4 | 6 | 9 | 1907.1 | 78.7 | 17698 | 0
SOUTHERN CROSS DC TIE | 2020 | 4 | 6 | 10 | 1581.3 | 47.7 | 14674 | 0
SOUTHERN CROSS DC TIE | 2020 | 4 | 6 | 11 | 887.5 | 12 | 8235 | 0
SOUTHERN CROSS DC TIE | 2020 | 4 | 6 | 12 | 566.6 | 7.3 | 5258 | 0
SOUTHERN CROSS DC TIE | 2020 | 4 | 6 | 13 | 811.3 | 12.5 | 7528 | 0
SOUTHERN CROSS DC TIE | 2020 | 4 | 6 | 14 | 1507.6 | 42.9 | 13990 | 0
SOUTHERN CROSS DC TIE | 2020 | 4 | 6 | 15 | 752.4 | 10.9 | 6982 | 0
SOUTHERN CROSS DC TIE | 2020 | 4 | 6 | 16 | 353.3 | 2.4 | 3279 | 0
SOUTHERN CROSS DC TIE | 2020 | 4 | 6 | 17 | 712.1 | 10.5 | 6608 | 0
SOUTHERN CROSS DC TIE | 2020 | 4 | 6 | 18 | 1314.5 | 32.6 | 12198 | 0
SOUTHERN CROSS DC TIE | 2020 | 4 | 6 | 19 | 1645.1 | 47.4 | 15266 | 0
SOUTHERN CROSS DC TIE | 2020 | 4 | 6 | 20 | 1284.6 | 34.7 | 11921 | 0
SOUTHERN CROSS DC TIE | 2020 | 4 | 6 | 21 | 223.4 | 0.9 | 2073 | 0
SOUTHERN CROSS DC TIE | 2020 | 4 | 6 | 22 | 176.8 | 0.9 | 1641 | 0
SOUTHERN CROSS DC TIE | 2020 | 4 | 6 | 23 | 307.5 | 1.4 | 2853 | 0
SOUTHERN CROSS DC TIE | 2020 | 4 | 6 | 24 | 9.3 | 0 | 85 | 0
SOUTHERN CROSS DC TIE | 2020 | 4 | 7 | 1 | 512 | 0 | 4751 | 0
SOUTHERN CROSS DC TIE | 2020 | 4 | 7 | 2 | 75.8 | 0.1 | 703 | 0
SOUTHERN CROSS DC TIE | 2020 | 4 | 7 | 3 | 317.4 | 2.1 | 2945 | 0
SOUTHERN CROSS DC TIE | 2020 | 4 | 7 | 4 | 367.7 | 2.6 | 3412 | 0
SOUTHERN CROSS DC TIE | 2020 | 4 | 7 | 5 | 0 | 0 | 0 | 0
SOUTHERN CROSS DC TIE | 2020 | 4 | 7 | 6 | 285.2 | 1.7 | 2646 | 0
SOUTHERN CROSS DC TIE | 2020 | 4 | 7 | 7 | 799.4 | 12.4 | 7418 | 0
SOUTHERN CROSS DC TIE | 2020 | 4 | 7 | 8 | 1007.2 | 21.9 | 9346 | 0
SOUTHERN CROSS DC TIE | 2020 | 4 | 7 | 9 | 1293.7 | 32.7 | 12005 | 0
SOUTHERN CROSS DC TIE | 2020 | 4 | 7 | 10 | 1491 | 52.1 | 13836 | 0
SOUTHERN CROSS DC TIE | 2020 | 4 | 7 | 11 | 1240 | 21.9 | 11506 | 0
SOUTHERN CROSS DC TIE | 2020 | 4 | 7 | 12 | 696.7 | 9.5 | 6465 | 0
SOUTHERN CROSS DC TIE | 2020 | 4 | 7 | 13 | 782.9 | 12.1 | 7264 | 0
SOUTHERN CROSS DC TIE | 2020 | 4 | 7 | 14 | 411.6 | 3.4 | 3819 | 0
SOUTHERN CROSS DC TIE | 2020 | 4 | 7 | 15 | 436.4 | 3.8 | 4050 | 0
SOUTHERN CROSS DC TIE | 2020 | 4 | 7 | 16 | 326.2 | 2.1 | 3027 | 0
SOUTHERN CROSS DC TIE | 2020 | 4 | 7 | 17 | 1193.9 | 24.9 | 11079 | 0
SOUTHERN CROSS DC TIE | 2020 | 4 | 7 | 18 | 1117.7 | 28.7 | 10372 | 0
SOUTHERN CROSS DC TIE | 2020 | 4 | 7 | 19 | 1844.1 | 62.1 | 17113 | 0
SOUTHERN CROSS DC TIE | 2020 | 4 | 7 | 20 | 2095.8 | 75.4 | 19449 | 0
SOUTHERN CROSS DC TIE | 2020 | 4 | 7 | 21 | 1099 | 22.7 | 10198 | 0
SOUTHERN CROSS DC TIE | 2020 | 4 | 7 | 22 | 1409.7 | 36.4 | 13082 | 0
SOUTHERN CROSS DC TIE | 2020 | 4 | 7 | 23 | 206.4 | 1 | 1915 | 0
SOUTHERN CROSS DC TIE | 2020 | 4 | 7 | 24 | 118.6 | 0.2 | 1100 | 0
SOUTHERN CROSS DC TIE | 2020 | 4 | 8 | 1 | 0 | 0 | 0 | 0
SOUTHERN CROSS DC TIE | 2020 | 4 | 8 | 2 | 0 | 0 | 0 | 0
SOUTHERN CROSS DC TIE | 2020 | 4 | 8 | 3 | 0 | 0 | 0 | 0
SOUTHERN CROSS DC TIE | 2020 | 4 | 8 | 4 | 0 | 0 | 0 | 0
SOUTHERN CROSS DC TIE | 2020 | 4 | 8 | 5 | 0 | 0 | 0 | 0
SOUTHERN CROSS DC TIE | 2020 | 4 | 8 | 6 | 209.8 | 0.8 | 1947 | 0
SOUTHERN CROSS DC TIE | 2020 | 4 | 8 | 7 | 1136.2 | 26.9 | 10543 | 0
SOUTHERN CROSS DC TIE | 2020 | 4 | 8 | 8 | 1861.6 | 59.3 | 17275 | 0
SOUTHERN CROSS DC TIE | 2020 | 4 | 8 | 9 | 1007.7 | 19.2 | 9351 | 0
SOUTHERN CROSS DC TIE | 2020 | 4 | 8 | 10 | 430.7 | 3.6 | 3996 | 0
SOUTHERN CROSS DC TIE | 2020 | 4 | 8 | 11 | 313.6 | 2 | 2910 | 0
SOUTHERN CROSS DC TIE | 2020 | 4 | 8 | 12 | 61.2 | 0.1 | 567 | 0
SOUTHERN CROSS DC TIE | 2020 | 4 | 8 | 13 | 0 | 0 | 0 | 0
SOUTHERN CROSS DC TIE | 2020 | 4 | 8 | 14 | 0 | 0 | 0 | 0
SOUTHERN CROSS DC TIE | 2020 | 4 | 8 | 15 | 1368.5 | 33.7 | 12699 | 0
SOUTHERN CROSS DC TIE | 2020 | 4 | 8 | 16 | 1853.4 | 64.6 | 17199 | 0
SOUTHERN CROSS DC TIE | 2020 | 4 | 8 | 17 | 2072.9 | 77.2 | 19236 | 0
SOUTHERN CROSS DC TIE | 2020 | 4 | 8 | 18 | 1938.5 | 71.2 | 17989 | 0
SOUTHERN CROSS DC TIE | 2020 | 4 | 8 | 19 | 1967.8 | 74.2 | 18261 | 0
SOUTHERN CROSS DC TIE | 2020 | 4 | 8 | 20 | 2080.2 | 82.1 | 19304 | 0
SOUTHERN CROSS DC TIE | 2020 | 4 | 8 | 21 | 2079.4 | 78.6 | 19296 | 0
SOUTHERN CROSS DC TIE | 2020 | 4 | 8 | 22 | 2094.3 | 95.2 | 19434 | 0
SOUTHERN CROSS DC TIE | 2020 | 4 | 8 | 23 | 1234.4 | 28.3 | 11454 | 0
SOUTHERN CROSS DC TIE | 2020 | 4 | 8 | 24 | 275.1 | 1.4 | 2552 | 0
SOUTHERN CROSS DC TIE | 2020 | 4 | 9 | 1 | 37.8 | 0 | 350 | 0
SOUTHERN CROSS DC TIE | 2020 | 4 | 9 | 2 | 45.3 | 0.1 | 420 | 0
SOUTHERN CROSS DC TIE | 2020 | 4 | 9 | 3 | 0 | 0 | 0 | 0
SOUTHERN CROSS DC TIE | 2020 | 4 | 9 | 4 | 0 | 0 | 0 | 0
SOUTHERN CROSS DC TIE | 2020 | 4 | 9 | 5 | 0 | 0 | 0 | 0
SOUTHERN CROSS DC TIE | 2020 | 4 | 9 | 6 | 136.6 | 0.4 | 1267 | 0
SOUTHERN CROSS DC TIE | 2020 | 4 | 9 | 7 | 1508.9 | 48.6 | 14002 | 0
SOUTHERN CROSS DC TIE | 2020 | 4 | 9 | 8 | 2089.4 | 71.7 | 19389 | 0
SOUTHERN CROSS DC TIE | 2020 | 4 | 9 | 9 | 2092.9 | 85.9 | 19422 | 0
SOUTHERN CROSS DC TIE | 2020 | 4 | 9 | 10 | 2109 | 96.4 | 19571 | 0
SOUTHERN CROSS DC TIE | 2020 | 4 | 9 | 11 | 2094.5 | 68.4 | 19436 | 0
SOUTHERN CROSS DC TIE | 2020 | 4 | 9 | 12 | 1957.5 | 76.8 | 18165 | 0
SOUTHERN CROSS DC TIE | 2020 | 4 | 9 | 13 | 1897 | 70.4 | 17604 | 0
SOUTHERN CROSS DC TIE | 2020 | 4 | 9 | 14 | 1279.8 | 29.6 | 11876 | 0
SOUTHERN CROSS DC TIE | 2020 | 4 | 9 | 15 | 1059.1 | 22.8 | 9828 | 0
SOUTHERN CROSS DC TIE | 2020 | 4 | 9 | 16 | 635.6 | 7.4 | 5898 | 0
SOUTHERN CROSS DC TIE | 2020 | 4 | 9 | 17 | 553.2 | 5.7 | 5133 | 0
SOUTHERN CROSS DC TIE | 2020 | 4 | 9 | 18 | 385.9 | 2.9 | 3581 | 0
SOUTHERN CROSS DC TIE | 2020 | 4 | 9 | 19 | 653.6 | 8 | 6065 | 0
SOUTHERN CROSS DC TIE | 2020 | 4 | 9 | 20 | 1128.5 | 24.7 | 10472 | 0
SOUTHERN CROSS DC TIE | 2020 | 4 | 9 | 21 | 1575 | 46.6 | 14615 | 0
SOUTHERN CROSS DC TIE | 2020 | 4 | 9 | 22 | 1741.4 | 55.2 | 16160 | 0
SOUTHERN CROSS DC TIE | 2020 | 4 | 9 | 23 | 1572.7 | 44.7 | 14594 | 0
SOUTHERN CROSS DC TIE | 2020 | 4 | 9 | 24 | 2126.4 | 121.3 | 19733 | 0
SOUTHERN CROSS DC TIE | 2020 | 4 | 10 | 1 | 2017.5 | 0 | 18722 | 0
SOUTHERN CROSS DC TIE | 2020 | 4 | 10 | 2 | 1876 | 59.6 | 17409 | 0
SOUTHERN CROSS DC TIE | 2020 | 4 | 10 | 3 | 2075.4 | 79.7 | 19259 | 0
SOUTHERN CROSS DC TIE | 2020 | 4 | 10 | 4 | 2084.5 | 88.8 | 19344 | 0
SOUTHERN CROSS DC TIE | 2020 | 4 | 10 | 5 | 1723 | 48.7 | 15989 | 0
SOUTHERN CROSS DC TIE | 2020 | 4 | 10 | 6 | 426.9 | 3.8 | 3961 | 0
SOUTHERN CROSS DC TIE | 2020 | 4 | 10 | 7 | 1565.3 | 47.1 | 14525 | 0
SOUTHERN CROSS DC TIE | 2020 | 4 | 10 | 8 | 2075.4 | 73.7 | 19260 | 0
SOUTHERN CROSS DC TIE | 2020 | 4 | 10 | 9 | 2081.9 | 88.3 | 19319 | 0
SOUTHERN CROSS DC TIE | 2020 | 4 | 10 | 10 | 2082.4 | 78.7 | 19324 | 0
SOUTHERN CROSS DC TIE | 2020 | 4 | 10 | 11 | 2090.2 | 109.8 | 19396 | 0
SOUTHERN CROSS DC TIE | 2020 | 4 | 10 | 12 | 1421.9 | 38.7 | 13194 | 0
SOUTHERN CROSS DC TIE | 2020 | 4 | 10 | 13 | 1453 | 39.6 | 13484 | 0
SOUTHERN CROSS DC TIE | 2020 | 4 | 10 | 14 | 1479.6 | 32.4 | 13730 | 0
SOUTHERN CROSS DC TIE | 2020 | 4 | 10 | 15 | 1542.7 | 42.1 | 14316 | 0
SOUTHERN CROSS DC TIE | 2020 | 4 | 10 | 16 | 1503.7 | 44.3 | 13954 | 0
SOUTHERN CROSS DC TIE | 2020 | 4 | 10 | 17 | 1530.9 | 46.6 | 14206 | 0
SOUTHERN CROSS DC TIE | 2020 | 4 | 10 | 18 | 1392.9 | 37.3 | 12926 | 0
SOUTHERN CROSS DC TIE | 2020 | 4 | 10 | 19 | 1276.9 | 30.7 | 11849 | 0
SOUTHERN CROSS DC TIE | 2020 | 4 | 10 | 20 | 1149 | 25.4 | 10662 | 0
SOUTHERN CROSS DC TIE | 2020 | 4 | 10 | 21 | 1134.3 | 25.4 | 10525 | 0
SOUTHERN CROSS DC TIE | 2020 | 4 | 10 | 22 | 974.9 | 17.8 | 9046 | 0
SOUTHERN CROSS DC TIE | 2020 | 4 | 10 | 23 | 1396.4 | 36.1 | 12958 | 0
SOUTHERN CROSS DC TIE | 2020 | 4 | 10 | 24 | 892.1 | 14.7 | 8278 | 0
SOUTHERN CROSS DC TIE | 2020 | 4 | 11 | 1 | 1002.2 | 0 | 9300 | 0
SOUTHERN CROSS DC TIE | 2020 | 4 | 11 | 2 | 946.9 | 20.8 | 8786 | 0
SOUTHERN CROSS DC TIE | 2020 | 4 | 11 | 3 | 1687 | 43.3 | 15655 | 0
SOUTHERN CROSS DC TIE | 2020 | 4 | 11 | 4 | 1897.2 | 67.6 | 17606 | 0
SOUTHERN CROSS DC TIE | 2020 | 4 | 11 | 5 | 2007.6 | 78.4 | 18630 | 0
SOUTHERN CROSS DC TIE | 2020 | 4 | 11 | 6 | 463.5 | 4.2 | 4301 | 0
SOUTHERN CROSS DC TIE | 2020 | 4 | 11 | 7 | 469.1 | 4.1 | 4352 | 0
SOUTHERN CROSS DC TIE | 2020 | 4 | 11 | 8 | 543.6 | 6 | 5044 | 0
SOUTHERN CROSS DC TIE | 2020 | 4 | 11 | 9 | 728.7 | 10.4 | 6762 | 0
SOUTHERN CROSS DC TIE | 2020 | 4 | 11 | 10 | 1047.9 | 20.6 | 9724 | 0
SOUTHERN CROSS DC TIE | 2020 | 4 | 11 | 11 | 1628.9 | 54.9 | 15116 | 0
SOUTHERN CROSS DC TIE | 2020 | 4 | 11 | 12 | 2018.7 | 68.5 | 18733 | 0
SOUTHERN CROSS DC TIE | 2020 | 4 | 11 | 13 | 1834.4 | 94.1 | 17023 | 0
SOUTHERN CROSS DC TIE | 2020 | 4 | 11 | 14 | 1135.6 | 18.8 | 10538 | 0
SOUTHERN CROSS DC TIE | 2020 | 4 | 11 | 15 | 1110.2 | 28.5 | 10302 | 0
SOUTHERN CROSS DC TIE | 2020 | 4 | 11 | 16 | 993.4 | 12.8 | 9219 | 0
SOUTHERN CROSS DC TIE | 2020 | 4 | 11 | 17 | 691.3 | 10 | 6415 | 0
SOUTHERN CROSS DC TIE | 2020 | 4 | 11 | 18 | 583.1 | 6.8 | 5411 | 0
SOUTHERN CROSS DC TIE | 2020 | 4 | 11 | 19 | 650.6 | 7.9 | 6037 | 0
SOUTHERN CROSS DC TIE | 2020 | 4 | 11 | 20 | 827.5 | 13.5 | 7679 | 0
SOUTHERN CROSS DC TIE | 2020 | 4 | 11 | 21 | 916 | 16.6 | 8500 | 0
SOUTHERN CROSS DC TIE | 2020 | 4 | 11 | 22 | 1237 | 30 | 11479 | 0
SOUTHERN CROSS DC TIE | 2020 | 4 | 11 | 23 | 934.6 | 16.8 | 8672 | 0
SOUTHERN CROSS DC TIE | 2020 | 4 | 11 | 24 | 615.2 | 6.8 | 5709 | 0
SOUTHERN CROSS DC TIE | 2020 | 4 | 12 | 1 | 430.9 | 0 | 3998 | 0
SOUTHERN CROSS DC TIE | 2020 | 4 | 12 | 2 | 199.1 | 0.9 | 1847 | 0
SOUTHERN CROSS DC TIE | 2020 | 4 | 12 | 3 | 461.3 | 3.5 | 4280 | 0
SOUTHERN CROSS DC TIE | 2020 | 4 | 12 | 4 | 129.8 | 0.4 | 1204 | 0
SOUTHERN CROSS DC TIE | 2020 | 4 | 12 | 5 | 144.9 | 0.4 | 1344 | 0
SOUTHERN CROSS DC TIE | 2020 | 4 | 12 | 6 | 131.7 | 0.4 | 1222 | 0
SOUTHERN CROSS DC TIE | 2020 | 4 | 12 | 7 | 147 | 0.4 | 1363 | 0
SOUTHERN CROSS DC TIE | 2020 | 4 | 12 | 8 | 171.2 | 0.6 | 1588 | 0
SOUTHERN CROSS DC TIE | 2020 | 4 | 12 | 9 | 293.3 | 1.8 | 2722 | 0
SOUTHERN CROSS DC TIE | 2020 | 4 | 12 | 10 | 235.9 | 1.2 | 2189 | 0
SOUTHERN CROSS DC TIE | 2020 | 4 | 12 | 11 | 337.7 | 2.2 | 3134 | 0
SOUTHERN CROSS DC TIE | 2020 | 4 | 12 | 12 | 589.3 | 6.8 | 5469 | 0
SOUTHERN CROSS DC TIE | 2020 | 4 | 12 | 13 | 507.2 | 4.7 | 4706 | 0
SOUTHERN CROSS DC TIE | 2020 | 4 | 12 | 14 | 393.5 | 3.2 | 3651 | 0
SOUTHERN CROSS DC TIE | 2020 | 4 | 12 | 15 | 0 | 0 | 0 | 0
SOUTHERN CROSS DC TIE | 2020 | 4 | 12 | 16 | 0 | 0 | 0 | 0
SOUTHERN CROSS DC TIE | 2020 | 4 | 12 | 17 | 0 | 0 | 0 | 0
SOUTHERN CROSS DC TIE | 2020 | 4 | 12 | 18 | 0 | 0 | 0 | 0
SOUTHERN CROSS DC TIE | 2020 | 4 | 12 | 19 | 0 | 0 | 0 | 0
SOUTHERN CROSS DC TIE | 2020 | 4 | 12 | 20 | 0 | 0 | 0 | 0
SOUTHERN CROSS DC TIE | 2020 | 4 | 12 | 21 | 132.1 | 0.4 | 1225 | 0
SOUTHERN CROSS DC TIE | 2020 | 4 | 12 | 22 | 374.4 | 2.9 | 3474 | 0
SOUTHERN CROSS DC TIE | 2020 | 4 | 12 | 23 | 569.3 | 6 | 5282 | 0
SOUTHERN CROSS DC TIE | 2020 | 4 | 12 | 24 | 798.3 | 12 | 7408 | 0
SOUTHERN CROSS DC TIE | 2020 | 4 | 13 | 1 | 0 | 0 | 0 | 0
SOUTHERN CROSS DC TIE | 2020 | 4 | 13 | 2 | 212.2 | 1 | 1968 | 0
SOUTHERN CROSS DC TIE | 2020 | 4 | 13 | 3 | 1095.6 | 20.4 | 10166 | 0
SOUTHERN CROSS DC TIE | 2020 | 4 | 13 | 4 | 1286.8 | 40.4 | 11941 | 0
SOUTHERN CROSS DC TIE | 2020 | 4 | 13 | 5 | 1159.1 | 24.3 | 10756 | 0
SOUTHERN CROSS DC TIE | 2020 | 4 | 13 | 6 | 312.8 | 2 | 2902 | 0
SOUTHERN CROSS DC TIE | 2020 | 4 | 13 | 7 | 1077.2 | 22.9 | 9996 | 0
SOUTHERN CROSS DC TIE | 2020 | 4 | 13 | 8 | 898.4 | 15.7 | 8336 | 0
SOUTHERN CROSS DC TIE | 2020 | 4 | 13 | 9 | 1658.2 | 78.5 | 15388 | 0
SOUTHERN CROSS DC TIE | 2020 | 4 | 13 | 10 | 1530 | 37.6 | 14198 | 0
SOUTHERN CROSS DC TIE | 2020 | 4 | 13 | 11 | 1139.4 | 25.8 | 10573 | 0
SOUTHERN CROSS DC TIE | 2020 | 4 | 13 | 12 | 479.9 | 6.9 | 4453 | 0
SOUTHERN CROSS DC TIE | 2020 | 4 | 13 | 13 | 529.5 | 2.9 | 4913 | 0
SOUTHERN CROSS DC TIE | 2020 | 4 | 13 | 14 | 25.2 | 0 | 233 | 0
SOUTHERN CROSS DC TIE | 2020 | 4 | 13 | 15 | 232.7 | 1.3 | 2159 | 0
SOUTHERN CROSS DC TIE | 2020 | 4 | 13 | 16 | 848.6 | 13 | 7874 | 0
SOUTHERN CROSS DC TIE | 2020 | 4 | 13 | 17 | 635.7 | 6.9 | 5899 | 0
SOUTHERN CROSS DC TIE | 2020 | 4 | 13 | 18 | 620.3 | 8.5 | 5756 | 0
SOUTHERN CROSS DC TIE | 2020 | 4 | 13 | 19 | 866.4 | 19.1 | 8039 | 0
SOUTHERN CROSS DC TIE | 2020 | 4 | 13 | 20 | 871.2 | 9 | 8084 | 0
SOUTHERN CROSS DC TIE | 2020 | 4 | 13 | 21 | 560.8 | 5.7 | 5204 | 0
SOUTHERN CROSS DC TIE | 2020 | 4 | 13 | 22 | 1305.4 | 34.1 | 12114 | 0
SOUTHERN CROSS DC TIE | 2020 | 4 | 13 | 23 | 459.8 | 4.4 | 4266 | 0
SOUTHERN CROSS DC TIE | 2020 | 4 | 13 | 24 | 824.5 | 11.2 | 7650 | 0
SOUTHERN CROSS DC TIE | 2020 | 4 | 14 | 1 | 326.4 | 0 | 3028 | 0
SOUTHERN CROSS DC TIE | 2020 | 4 | 14 | 2 | 336.2 | 2.3 | 3120 | 0
SOUTHERN CROSS DC TIE | 2020 | 4 | 14 | 3 | 118.5 | 0.3 | 1100 | 0
SOUTHERN CROSS DC TIE | 2020 | 4 | 14 | 4 | 847.6 | 11.3 | 7865 | 0
SOUTHERN CROSS DC TIE | 2020 | 4 | 14 | 5 | 675.7 | 13 | 6270 | 0
SOUTHERN CROSS DC TIE | 2020 | 4 | 14 | 6 | 700.9 | 7.7 | 6504 | 0
SOUTHERN CROSS DC TIE | 2020 | 4 | 14 | 7 | 1643.1 | 50.9 | 15248 | 0
SOUTHERN CROSS DC TIE | 2020 | 4 | 14 | 8 | 2077.3 | 81.2 | 19277 | 0
SOUTHERN CROSS DC TIE | 2020 | 4 | 14 | 9 | 1646.9 | 54.4 | 15282 | 0
SOUTHERN CROSS DC TIE | 2020 | 4 | 14 | 10 | 1595.5 | 69.9 | 14806 | 0
SOUTHERN CROSS DC TIE | 2020 | 4 | 14 | 11 | 1197.2 | 31.5 | 11110 | 0
SOUTHERN CROSS DC TIE | 2020 | 4 | 14 | 12 | 463.3 | 5 | 4299 | 0
SOUTHERN CROSS DC TIE | 2020 | 4 | 14 | 13 | 407 | 2 | 3776 | 0
SOUTHERN CROSS DC TIE | 2020 | 4 | 14 | 14 | 437.6 | 3.5 | 4061 | 0
SOUTHERN CROSS DC TIE | 2020 | 4 | 14 | 15 | 588 | 6.8 | 5456 | 0
SOUTHERN CROSS DC TIE | 2020 | 4 | 14 | 16 | 921.7 | 15.9 | 8553 | 0
SOUTHERN CROSS DC TIE | 2020 | 4 | 14 | 17 | 949 | 17.5 | 8806 | 0
SOUTHERN CROSS DC TIE | 2020 | 4 | 14 | 18 | 917.8 | 17.5 | 8517 | 0
SOUTHERN CROSS DC TIE | 2020 | 4 | 14 | 19 | 1029.3 | 21.3 | 9551 | 0
SOUTHERN CROSS DC TIE | 2020 | 4 | 14 | 20 | 847.7 | 19.1 | 7866 | 0
SOUTHERN CROSS DC TIE | 2020 | 4 | 14 | 21 | 596.7 | 4.2 | 5537 | 0
SOUTHERN CROSS DC TIE | 2020 | 4 | 14 | 22 | 573 | 10.6 | 5317 | 0
SOUTHERN CROSS DC TIE | 2020 | 4 | 14 | 23 | 602.5 | 4.9 | 5590 | 0
SOUTHERN CROSS DC TIE | 2020 | 4 | 14 | 24 | 835.1 | 9.1 | 7750 | 0
SOUTHERN CROSS DC TIE | 2020 | 4 | 15 | 1 | 176.1 | 0 | 1633 | 0
SOUTHERN CROSS DC TIE | 2020 | 4 | 15 | 2 | 245.1 | 1.2 | 2274 | 0
SOUTHERN CROSS DC TIE | 2020 | 4 | 15 | 3 | 574.7 | 6.7 | 5333 | 0
SOUTHERN CROSS DC TIE | 2020 | 4 | 15 | 4 | 683.6 | 12.6 | 6343 | 0
SOUTHERN CROSS DC TIE | 2020 | 4 | 15 | 5 | 788.3 | 9.1 | 7315 | 0
SOUTHERN CROSS DC TIE | 2020 | 4 | 15 | 6 | 936.9 | 17.2 | 8694 | 0
SOUTHERN CROSS DC TIE | 2020 | 4 | 15 | 7 | 2087.5 | 90 | 19372 | 0
SOUTHERN CROSS DC TIE | 2020 | 4 | 15 | 8 | 2090.3 | 81.7 | 19398 | 0
SOUTHERN CROSS DC TIE | 2020 | 4 | 15 | 9 | 2108.5 | 98.8 | 19566 | 0
SOUTHERN CROSS DC TIE | 2020 | 4 | 15 | 10 | 2089.1 | 63.6 | 19387 | 0
SOUTHERN CROSS DC TIE | 2020 | 4 | 15 | 11 | 1789.5 | 75.5 | 16606 | 0
SOUTHERN CROSS DC TIE | 2020 | 4 | 15 | 12 | 1672 | 43.9 | 15515 | 0
SOUTHERN CROSS DC TIE | 2020 | 4 | 15 | 13 | 1208.5 | 28.7 | 11215 | 0
SOUTHERN CROSS DC TIE | 2020 | 4 | 15 | 14 | 933.8 | 17.8 | 8665 | 0
SOUTHERN CROSS DC TIE | 2020 | 4 | 15 | 15 | 926.3 | 16.5 | 8595 | 0
SOUTHERN CROSS DC TIE | 2020 | 4 | 15 | 16 | 841.6 | 13.9 | 7809 | 0
SOUTHERN CROSS DC TIE | 2020 | 4 | 15 | 17 | 817 | 12.8 | 7581 | 0
SOUTHERN CROSS DC TIE | 2020 | 4 | 15 | 18 | 683.8 | 8.3 | 6345 | 0
SOUTHERN CROSS DC TIE | 2020 | 4 | 15 | 19 | 1113.7 | 24.5 | 10334 | 0
SOUTHERN CROSS DC TIE | 2020 | 4 | 15 | 20 | 1164.5 | 25.5 | 10806 | 0
SOUTHERN CROSS DC TIE | 2020 | 4 | 15 | 21 | 926.3 | 15.8 | 8596 | 0
SOUTHERN CROSS DC TIE | 2020 | 4 | 15 | 22 | 996.5 | 18.9 | 9247 | 0
SOUTHERN CROSS DC TIE | 2020 | 4 | 15 | 23 | 930.1 | 14.9 | 8631 | 0
SOUTHERN CROSS DC TIE | 2020 | 4 | 15 | 24 | 657.4 | 10.4 | 6100 | 0
SOUTHERN CROSS DC TIE | 2020 | 4 | 16 | 1 | 113.9 | 0 | 1057 | 0
SOUTHERN CROSS DC TIE | 2020 | 4 | 16 | 2 | 385 | 3.5 | 3573 | 0
SOUTHERN CROSS DC TIE | 2020 | 4 | 16 | 3 | 550.8 | 5.9 | 5111 | 0
SOUTHERN CROSS DC TIE | 2020 | 4 | 16 | 4 | 320 | 2 | 2969 | 0
SOUTHERN CROSS DC TIE | 2020 | 4 | 16 | 5 | 859 | 14.8 | 7971 | 0
SOUTHERN CROSS DC TIE | 2020 | 4 | 16 | 6 | 938 | 15.2 | 8704 | 0
SOUTHERN CROSS DC TIE | 2020 | 4 | 16 | 7 | 1851.3 | 59.4 | 17180 | 0
SOUTHERN CROSS DC TIE | 2020 | 4 | 16 | 8 | 2094.5 | 86.2 | 19437 | 0
SOUTHERN CROSS DC TIE | 2020 | 4 | 16 | 9 | 1988.2 | 91.8 | 18450 | 0
SOUTHERN CROSS DC TIE | 2020 | 4 | 16 | 10 | 1111.1 | 19.4 | 10311 | 0
SOUTHERN CROSS DC TIE | 2020 | 4 | 16 | 11 | 1162.8 | 33.9 | 10790 | 0
SOUTHERN CROSS DC TIE | 2020 | 4 | 16 | 12 | 1185.5 | 22 | 11001 | 0
SOUTHERN CROSS DC TIE | 2020 | 4 | 16 | 13 | 1177.4 | 26.6 | 10925 | 0
SOUTHERN CROSS DC TIE | 2020 | 4 | 16 | 14 | 643.3 | 7.3 | 5969 | 0
SOUTHERN CROSS DC TIE | 2020 | 4 | 16 | 15 | 380.2 | 3.1 | 3528 | 0
SOUTHERN CROSS DC TIE | 2020 | 4 | 16 | 16 | 301.6 | 2.9 | 2798 | 0
SOUTHERN CROSS DC TIE | 2020 | 4 | 16 | 17 | 0 | 0 | 0 | 0
SOUTHERN CROSS DC TIE | 2020 | 4 | 16 | 18 | 0 | 0 | 0 | 0
SOUTHERN CROSS DC TIE | 2020 | 4 | 16 | 19 | 0 | 0 | 0 | 0
SOUTHERN CROSS DC TIE | 2020 | 4 | 16 | 20 | 76.7 | 0.1 | 711 | 0
SOUTHERN CROSS DC TIE | 2020 | 4 | 16 | 21 | 33.3 | 0 | 308 | 0
SOUTHERN CROSS DC TIE | 2020 | 4 | 16 | 22 | 0 | 0 | 0 | 0
SOUTHERN CROSS DC TIE | 2020 | 4 | 16 | 23 | 106 | 0.2 | 984 | 0
SOUTHERN CROSS DC TIE | 2020 | 4 | 16 | 24 | 287.4 | 1.6 | 2667 | 0
SOUTHERN CROSS DC TIE | 2020 | 4 | 17 | 1 | 100.9 | 0 | 936 | 0
SOUTHERN CROSS DC TIE | 2020 | 4 | 17 | 2 | 470 | 8.8 | 4361 | 0
SOUTHERN CROSS DC TIE | 2020 | 4 | 17 | 3 | 605.6 | 2.8 | 5620 | 0
SOUTHERN CROSS DC TIE | 2020 | 4 | 17 | 4 | 722.6 | 12.2 | 6705 | 0
SOUTHERN CROSS DC TIE | 2020 | 4 | 17 | 5 | 705.5 | 8.6 | 6547 | 0
SOUTHERN CROSS DC TIE | 2020 | 4 | 17 | 6 | 1043.9 | 27.5 | 9687 | 0
SOUTHERN CROSS DC TIE | 2020 | 4 | 17 | 7 | 1690.8 | 57.2 | 15690 | 0
SOUTHERN CROSS DC TIE | 2020 | 4 | 17 | 8 | 1210 | 27.5 | 11228 | 0
SOUTHERN CROSS DC TIE | 2020 | 4 | 17 | 9 | 1444.2 | 38.6 | 13402 | 0
SOUTHERN CROSS DC TIE | 2020 | 4 | 17 | 10 | 949.8 | 18.1 | 8814 | 0
SOUTHERN CROSS DC TIE | 2020 | 4 | 17 | 11 | 800.3 | 9.6 | 7426 | 0
SOUTHERN CROSS DC TIE | 2020 | 4 | 17 | 12 | 345.5 | 3 | 3206 | 0
SOUTHERN CROSS DC TIE | 2020 | 4 | 17 | 13 | 131 | 0.4 | 1215 | 0
SOUTHERN CROSS DC TIE | 2020 | 4 | 17 | 14 | 0 | 0 | 0 | 0
SOUTHERN CROSS DC TIE | 2020 | 4 | 17 | 15 | 0 | 0 | 0 | 112.2
SOUTHERN CROSS DC TIE | 2020 | 4 | 17 | 16 | 0 | 0 | 0 | 0
SOUTHERN CROSS DC TIE | 2020 | 4 | 17 | 17 | 0 | 0 | 0 | 233.1
SOUTHERN CROSS DC TIE | 2020 | 4 | 17 | 18 | 0 | 0 | 0 | 66.6
SOUTHERN CROSS DC TIE | 2020 | 4 | 17 | 19 | 0 | 0 | 0 | 0
SOUTHERN CROSS DC TIE | 2020 | 4 | 17 | 20 | 156.7 | 0.5 | 1454 | 0
SOUTHERN CROSS DC TIE | 2020 | 4 | 17 | 21 | 306.6 | 1.9 | 2845 | 0
SOUTHERN CROSS DC TIE | 2020 | 4 | 17 | 22 | 338.5 | 2.2 | 3140 | 0
SOUTHERN CROSS DC TIE | 2020 | 4 | 17 | 23 | 1038.9 | 20.9 | 9640 | 0
SOUTHERN CROSS DC TIE | 2020 | 4 | 17 | 24 | 1001 | 16.9 | 9289 | 0
SOUTHERN CROSS DC TIE | 2020 | 4 | 18 | 1 | 312.1 | 0 | 2895 | 0
SOUTHERN CROSS DC TIE | 2020 | 4 | 18 | 2 | 447.3 | 4 | 4150 | 0
SOUTHERN CROSS DC TIE | 2020 | 4 | 18 | 3 | 952 | 17.3 | 8834 | 0
SOUTHERN CROSS DC TIE | 2020 | 4 | 18 | 4 | 1469.4 | 42.8 | 13635 | 0
SOUTHERN CROSS DC TIE | 2020 | 4 | 18 | 5 | 1590.4 | 45.9 | 14759 | 0
SOUTHERN CROSS DC TIE | 2020 | 4 | 18 | 6 | 877.6 | 15.6 | 8143 | 0
SOUTHERN CROSS DC TIE | 2020 | 4 | 18 | 7 | 901.6 | 15.8 | 8366 | 0
SOUTHERN CROSS DC TIE | 2020 | 4 | 18 | 8 | 1101.8 | 23.1 | 10224 | 0
SOUTHERN CROSS DC TIE | 2020 | 4 | 18 | 9 | 895.6 | 13.4 | 8311 | 0
SOUTHERN CROSS DC TIE | 2020 | 4 | 18 | 10 | 1073.2 | 21.9 | 9958 | 0
SOUTHERN CROSS DC TIE | 2020 | 4 | 18 | 11 | 1166.2 | 35.4 | 10822 | 0
SOUTHERN CROSS DC TIE | 2020 | 4 | 18 | 12 | 1067.4 | 19.6 | 9905 | 0
SOUTHERN CROSS DC TIE | 2020 | 4 | 18 | 13 | 1074.7 | 16.1 | 9973 | 0
SOUTHERN CROSS DC TIE | 2020 | 4 | 18 | 14 | 433.6 | 4.3 | 4023 | 0
SOUTHERN CROSS DC TIE | 2020 | 4 | 18 | 15 | 470.4 | 5.6 | 4365 | 0
SOUTHERN CROSS DC TIE | 2020 | 4 | 18 | 16 | 268.9 | 1.3 | 2495 | 0
SOUTHERN CROSS DC TIE | 2020 | 4 | 18 | 17 | 186.3 | 0.6 | 1728 | 0
SOUTHERN CROSS DC TIE | 2020 | 4 | 18 | 18 | 0 | 0 | 0 | 0
SOUTHERN CROSS DC TIE | 2020 | 4 | 18 | 19 | 0 | 0 | 0 | 0
SOUTHERN CROSS DC TIE | 2020 | 4 | 18 | 20 | 316.7 | 2.3 | 2939 | 0
SOUTHERN CROSS DC TIE | 2020 | 4 | 18 | 21 | 647 | 8.9 | 6004 | 0
SOUTHERN CROSS DC TIE | 2020 | 4 | 18 | 22 | 955.2 | 16.6 | 8864 | 0
SOUTHERN CROSS DC TIE | 2020 | 4 | 18 | 23 | 388.9 | 2.1 | 3609 | 0
SOUTHERN CROSS DC TIE | 2020 | 4 | 18 | 24 | 310.6 | 1.9 | 2882 | 0
SOUTHERN CROSS DC TIE | 2020 | 4 | 19 | 1 | 0 | 0 | 0 | 0
SOUTHERN CROSS DC TIE | 2020 | 4 | 19 | 2 | 459.6 | 4.7 | 4264 | 0
SOUTHERN CROSS DC TIE | 2020 | 4 | 19 | 3 | 553.6 | 4.6 | 5137 | 0
SOUTHERN CROSS DC TIE | 2020 | 4 | 19 | 4 | 562.6 | 7.5 | 5221 | 0
SOUTHERN CROSS DC TIE | 2020 | 4 | 19 | 5 | 534.7 | 4.4 | 4961 | 0
SOUTHERN CROSS DC TIE | 2020 | 4 | 19 | 6 | 597 | 8 | 5540 | 0
SOUTHERN CROSS DC TIE | 2020 | 4 | 19 | 7 | 467.3 | 4.1 | 4336 | 0
SOUTHERN CROSS DC TIE | 2020 | 4 | 19 | 8 | 687.6 | 10.2 | 6381 | 0
SOUTHERN CROSS DC TIE | 2020 | 4 | 19 | 9 | 857.7 | 15.3 | 7959 | 0
SOUTHERN CROSS DC TIE | 2020 | 4 | 19 | 10 | 992.9 | 19.8 | 9214 | 0
SOUTHERN CROSS DC TIE | 2020 | 4 | 19 | 11 | 520.5 | 5.8 | 4829 | 0
SOUTHERN CROSS DC TIE | 2020 | 4 | 19 | 12 | 299.7 | 1.6 | 2781 | 0
SOUTHERN CROSS DC TIE | 2020 | 4 | 19 | 13 | 233.2 | 1.2 | 2164 | 0
SOUTHERN CROSS DC TIE | 2020 | 4 | 19 | 14 | 171.5 | 0.6 | 1591 | 0
SOUTHERN CROSS DC TIE | 2020 | 4 | 19 | 15 | 79.7 | 0.1 | 739 | 0
SOUTHERN CROSS DC TIE | 2020 | 4 | 19 | 16 | 0 | 0 | 0 | 0
SOUTHERN CROSS DC TIE | 2020 | 4 | 19 | 17 | 0 | 0 | 0 | 0
SOUTHERN CROSS DC TIE | 2020 | 4 | 19 | 18 | 0 | 0 | 0 | 0
SOUTHERN CROSS DC TIE | 2020 | 4 | 19 | 19 | 536.5 | 5.8 | 4979 | 0
SOUTHERN CROSS DC TIE | 2020 | 4 | 19 | 20 | 608.2 | 7.2 | 5644 | 0
SOUTHERN CROSS DC TIE | 2020 | 4 | 19 | 21 | 782.7 | 12.1 | 7263 | 0
SOUTHERN CROSS DC TIE | 2020 | 4 | 19 | 22 | 647.1 | 7.2 | 6005 | 0
SOUTHERN CROSS DC TIE | 2020 | 4 | 19 | 23 | 458.5 | 3.5 | 4254 | 0
SOUTHERN CROSS DC TIE | 2020 | 4 | 19 | 24 | 470.1 | 4.5 | 4362 | 0
SOUTHERN CROSS DC TIE | 2020 | 4 | 20 | 1 | 550.1 | 0 | 5105 | 0
SOUTHERN CROSS DC TIE | 2020 | 4 | 20 | 2 | 694.5 | 11.1 | 6444 | 0
SOUTHERN CROSS DC TIE | 2020 | 4 | 20 | 3 | 612.7 | 6.2 | 5685 | 0
SOUTHERN CROSS DC TIE | 2020 | 4 | 20 | 4 | 761.2 | 12.5 | 7064 | 0
SOUTHERN CROSS DC TIE | 2020 | 4 | 20 | 5 | 730.7 | 9.9 | 6780 | 0
SOUTHERN CROSS DC TIE | 2020 | 4 | 20 | 6 | 1198.4 | 20.2 | 11120 | 0
SOUTHERN CROSS DC TIE | 2020 | 4 | 20 | 7 | 1842.1 | 71.1 | 17094 | 0
SOUTHERN CROSS DC TIE | 2020 | 4 | 20 | 8 | 1886.9 | 90.7 | 17510 | 0
SOUTHERN CROSS DC TIE | 2020 | 4 | 20 | 9 | 1247.2 | 49.4 | 11574 | 0
SOUTHERN CROSS DC TIE | 2020 | 4 | 20 | 10 | 997.5 | 18.9 | 9257 | 0
SOUTHERN CROSS DC TIE | 2020 | 4 | 20 | 11 | 886.5 | 15.7 | 8226 | 0
SOUTHERN CROSS DC TIE | 2020 | 4 | 20 | 12 | 741.1 | 5.3 | 6877 | 0
SOUTHERN CROSS DC TIE | 2020 | 4 | 20 | 13 | 483.4 | 4.7 | 4485 | 0
SOUTHERN CROSS DC TIE | 2020 | 4 | 20 | 14 | 703.1 | 10 | 6524 | 0
SOUTHERN CROSS DC TIE | 2020 | 4 | 20 | 15 | 1086 | 23 | 10077 | 0
SOUTHERN CROSS DC TIE | 2020 | 4 | 20 | 16 | 1106 | 23.6 | 10263 | 0
SOUTHERN CROSS DC TIE | 2020 | 4 | 20 | 17 | 986.9 | 20.1 | 9158 | 0
SOUTHERN CROSS DC TIE | 2020 | 4 | 20 | 18 | 1301.3 | 33.1 | 12076 | 0
SOUTHERN CROSS DC TIE | 2020 | 4 | 20 | 19 | 459.6 | 4.1 | 4265 | 0
SOUTHERN CROSS DC TIE | 2020 | 4 | 20 | 20 | 538.6 | 5.7 | 4998 | 0
SOUTHERN CROSS DC TIE | 2020 | 4 | 20 | 21 | 661.6 | 8.3 | 6139 | 0
SOUTHERN CROSS DC TIE | 2020 | 4 | 20 | 22 | 331 | 2.2 | 3071 | 0
SOUTHERN CROSS DC TIE | 2020 | 4 | 20 | 23 | 249 | 1.2 | 2311 | 0
SOUTHERN CROSS DC TIE | 2020 | 4 | 20 | 24 | 206.6 | 0.8 | 1917 | 0
SOUTHERN CROSS DC TIE | 2020 | 4 | 21 | 1 | 0 | 0 | 0 | 0
SOUTHERN CROSS DC TIE | 2020 | 4 | 21 | 2 | 151.6 | 0.4 | 1406 | 0
SOUTHERN CROSS DC TIE | 2020 | 4 | 21 | 3 | 1015 | 18.9 | 9419 | 0
SOUTHERN CROSS DC TIE | 2020 | 4 | 21 | 4 | 2092.7 | 80.6 | 19420 | 0
SOUTHERN CROSS DC TIE | 2020 | 4 | 21 | 5 | 2093.8 | 82.1 | 19430 | 0
SOUTHERN CROSS DC TIE | 2020 | 4 | 21 | 6 | 2093.9 | 81 | 19431 | 0
SOUTHERN CROSS DC TIE | 2020 | 4 | 21 | 7 | 2102.3 | 89.4 | 19509 | 0
SOUTHERN CROSS DC TIE | 2020 | 4 | 21 | 8 | 2105.4 | 84.7 | 19538 | 0
SOUTHERN CROSS DC TIE | 2020 | 4 | 21 | 9 | 2106.2 | 82.8 | 19545 | 0
SOUTHERN CROSS DC TIE | 2020 | 4 | 21 | 10 | 2107.3 | 83.1 | 19555 | 0
SOUTHERN CROSS DC TIE | 2020 | 4 | 21 | 11 | 2107.4 | 82.2 | 19557 | 0
SOUTHERN CROSS DC TIE | 2020 | 4 | 21 | 12 | 2108 | 82.6 | 19562 | 0
SOUTHERN CROSS DC TIE | 2020 | 4 | 21 | 13 | 1900.2 | 66.6 | 17634 | 0
SOUTHERN CROSS DC TIE | 2020 | 4 | 21 | 14 | 1943 | 68.4 | 18031 | 0
SOUTHERN CROSS DC TIE | 2020 | 4 | 21 | 15 | 1485.9 | 43.5 | 13788 | 0
SOUTHERN CROSS DC TIE | 2020 | 4 | 21 | 16 | 1487.7 | 43.1 | 13806 | 0
SOUTHERN CROSS DC TIE | 2020 | 4 | 21 | 17 | 1431.7 | 39.6 | 13285 | 0
SOUTHERN CROSS DC TIE | 2020 | 4 | 21 | 18 | 1276.9 | 31.2 | 11849 | 0
SOUTHERN CROSS DC TIE | 2020 | 4 | 21 | 19 | 972.5 | 18.3 | 9024 | 0
SOUTHERN CROSS DC TIE | 2020 | 4 | 21 | 20 | 895.8 | 15.4 | 8313 | 0
SOUTHERN CROSS DC TIE | 2020 | 4 | 21 | 21 | 1005.2 | 19.4 | 9328 | 0
SOUTHERN CROSS DC TIE | 2020 | 4 | 21 | 22 | 1532.7 | 44 | 14223 | 0
SOUTHERN CROSS DC TIE | 2020 | 4 | 21 | 23 | 1502.9 | 42.4 | 13947 | 0
SOUTHERN CROSS DC TIE | 2020 | 4 | 21 | 24 | 464.5 | 4 | 4310 | 0
SOUTHERN CROSS DC TIE | 2020 | 4 | 22 | 1 | 0 | 0 | 0 | 0
SOUTHERN CROSS DC TIE | 2020 | 4 | 22 | 2 | 257.2 | 2.4 | 2386 | 0
SOUTHERN CROSS DC TIE | 2020 | 4 | 22 | 3 | 325.2 | 1.2 | 3018 | 0
SOUTHERN CROSS DC TIE | 2020 | 4 | 22 | 4 | 342.6 | 1.9 | 3179 | 0
SOUTHERN CROSS DC TIE | 2020 | 4 | 22 | 5 | 62 | 0.1 | 575 | 0
SOUTHERN CROSS DC TIE | 2020 | 4 | 22 | 6 | 560.3 | 6.1 | 5199 | 0
SOUTHERN CROSS DC TIE | 2020 | 4 | 22 | 7 | 1092 | 30.4 | 10133 | 0
SOUTHERN CROSS DC TIE | 2020 | 4 | 22 | 8 | 2132.2 | 117.4 | 19787 | 0
SOUTHERN CROSS DC TIE | 2020 | 4 | 22 | 9 | 2055.9 | 69.3 | 19079 | 0
SOUTHERN CROSS DC TIE | 2020 | 4 | 22 | 10 | 1334.7 | 35.8 | 12386 | 0
SOUTHERN CROSS DC TIE | 2020 | 4 | 22 | 11 | 1039.3 | 20 | 9644 | 0
SOUTHERN CROSS DC TIE | 2020 | 4 | 22 | 12 | 452.3 | 4.4 | 4197 | 0
SOUTHERN CROSS DC TIE | 2020 | 4 | 22 | 13 | 281.9 | 1.5 | 2616 | 0
SOUTHERN CROSS DC TIE | 2020 | 4 | 22 | 14 | 74.6 | 0.1 | 692 | 0
SOUTHERN CROSS DC TIE | 2020 | 4 | 22 | 15 | 93.3 | 0.2 | 866 | 0
SOUTHERN CROSS DC TIE | 2020 | 4 | 22 | 16 | 0 | 0 | 0 | 0
SOUTHERN CROSS DC TIE | 2020 | 4 | 22 | 17 | 46.7 | 0.1 | 433 | 0
SOUTHERN CROSS DC TIE | 2020 | 4 | 22 | 18 | 633.1 | 6.8 | 5875 | 0
SOUTHERN CROSS DC TIE | 2020 | 4 | 22 | 19 | 913.9 | 21.8 | 8480 | 0
SOUTHERN CROSS DC TIE | 2020 | 4 | 22 | 20 | 886.9 | 9.7 | 8230 | 0
SOUTHERN CROSS DC TIE | 2020 | 4 | 22 | 21 | 878.8 | 15 | 8155 | 0
SOUTHERN CROSS DC TIE | 2020 | 4 | 22 | 22 | 997.7 | 18.7 | 9258 | 0
SOUTHERN CROSS DC TIE | 2020 | 4 | 22 | 23 | 616.2 | 7.2 | 5718 | 0
SOUTHERN CROSS DC TIE | 2020 | 4 | 22 | 24 | 664.3 | 8.6 | 6165 | 0
SOUTHERN CROSS DC TIE | 2020 | 4 | 23 | 1 | 0 | 0 | 0 | 0
SOUTHERN CROSS DC TIE | 2020 | 4 | 23 | 2 | 0 | 0 | 0 | 0
SOUTHERN CROSS DC TIE | 2020 | 4 | 23 | 3 | 0 | 0 | 0 | 0
SOUTHERN CROSS DC TIE | 2020 | 4 | 23 | 4 | 0 | 0 | 0 | 0
SOUTHERN CROSS DC TIE | 2020 | 4 | 23 | 5 | 0 | 0 | 0 | 0
SOUTHERN CROSS DC TIE | 2020 | 4 | 23 | 6 | 20.1 | 0 | 186 | 0
SOUTHERN CROSS DC TIE | 2020 | 4 | 23 | 7 | 623.2 | 8.1 | 5783 | 0
SOUTHERN CROSS DC TIE | 2020 | 4 | 23 | 8 | 736.1 | 10.3 | 6831 | 0
SOUTHERN CROSS DC TIE | 2020 | 4 | 23 | 9 | 513.9 | 7.8 | 4769 | 0
SOUTHERN CROSS DC TIE | 2020 | 4 | 23 | 10 | 403.8 | 2.9 | 3747 | 0
SOUTHERN CROSS DC TIE | 2020 | 4 | 23 | 11 | 732.1 | 10.7 | 6793 | 0
SOUTHERN CROSS DC TIE | 2020 | 4 | 23 | 12 | 497.5 | 4.8 | 4616 | 0
SOUTHERN CROSS DC TIE | 2020 | 4 | 23 | 13 | 756.3 | 11.5 | 7018 | 0
SOUTHERN CROSS DC TIE | 2020 | 4 | 23 | 14 | 912.1 | 17.3 | 8464 | 0
SOUTHERN CROSS DC TIE | 2020 | 4 | 23 | 15 | 796.4 | 10.9 | 7390 | 0
SOUTHERN CROSS DC TIE | 2020 | 4 | 23 | 16 | 387.6 | 2.9 | 3596 | 0
SOUTHERN CROSS DC TIE | 2020 | 4 | 23 | 17 | 632.8 | 8 | 5872 | 0
SOUTHERN CROSS DC TIE | 2020 | 4 | 23 | 18 | 320.7 | 2.6 | 2976 | 0
SOUTHERN CROSS DC TIE | 2020 | 4 | 23 | 19 | 582.9 | 6.5 | 5409 | 0
SOUTHERN CROSS DC TIE | 2020 | 4 | 23 | 20 | 428.9 | 2.9 | 3980 | 0
SOUTHERN CROSS DC TIE | 2020 | 4 | 23 | 21 | 341.7 | 2.5 | 3171 | 0
SOUTHERN CROSS DC TIE | 2020 | 4 | 23 | 22 | 341.9 | 1.8 | 3172 | 0
SOUTHERN CROSS DC TIE | 2020 | 4 | 23 | 23 | 0 | 0 | 0 | 0
SOUTHERN CROSS DC TIE | 2020 | 4 | 23 | 24 | 279 | 1 | 2589 | 0
SOUTHERN CROSS DC TIE | 2020 | 4 | 24 | 1 | 0 | 0 | 0 | 0
SOUTHERN CROSS DC TIE | 2020 | 4 | 24 | 2 | 6.9 | 0 | 64 | 0
SOUTHERN CROSS DC TIE | 2020 | 4 | 24 | 3 | 108.9 | 0.3 | 1010 | 0
SOUTHERN CROSS DC TIE | 2020 | 4 | 24 | 4 | 100.3 | 0.2 | 930 | 0
SOUTHERN CROSS DC TIE | 2020 | 4 | 24 | 5 | 0 | 0 | 0 | 0
SOUTHERN CROSS DC TIE | 2020 | 4 | 24 | 6 | 431.5 | 3.4 | 4004 | 0
SOUTHERN CROSS DC TIE | 2020 | 4 | 24 | 7 | 698.1 | 10.7 | 6478 | 0
SOUTHERN CROSS DC TIE | 2020 | 4 | 24 | 8 | 686.4 | 10.6 | 6369 | 0
SOUTHERN CROSS DC TIE | 2020 | 4 | 24 | 9 | 267.8 | 1.8 | 2485 | 0
SOUTHERN CROSS DC TIE | 2020 | 4 | 24 | 10 | 268.8 | 1.7 | 2494 | 0
SOUTHERN CROSS DC TIE | 2020 | 4 | 24 | 11 | 586.8 | 6.3 | 5445 | 0
SOUTHERN CROSS DC TIE | 2020 | 4 | 24 | 12 | 208.3 | 0.7 | 1933 | 0
SOUTHERN CROSS DC TIE | 2020 | 4 | 24 | 13 | 260.7 | 1.6 | 2419 | 0
SOUTHERN CROSS DC TIE | 2020 | 4 | 24 | 14 | 0 | 0 | 0 | 0
SOUTHERN CROSS DC TIE | 2020 | 4 | 24 | 15 | 0 | 0 | 0 | 0
SOUTHERN CROSS DC TIE | 2020 | 4 | 24 | 16 | 13.4 | 0 | 124 | 0
SOUTHERN CROSS DC TIE | 2020 | 4 | 24 | 17 | 0 | 0 | 0 | 0
SOUTHERN CROSS DC TIE | 2020 | 4 | 24 | 18 | 0 | 0 | 0 | 0
SOUTHERN CROSS DC TIE | 2020 | 4 | 24 | 19 | 13.4 | 0 | 124 | 0
SOUTHERN CROSS DC TIE | 2020 | 4 | 24 | 20 | 431.5 | 3.5 | 4004 | 0
SOUTHERN CROSS DC TIE | 2020 | 4 | 24 | 21 | 638.8 | 7.5 | 5927 | 0
SOUTHERN CROSS DC TIE | 2020 | 4 | 24 | 22 | 505.4 | 4.9 | 4689 | 0
SOUTHERN CROSS DC TIE | 2020 | 4 | 24 | 23 | 0 | 0 | 0 | 0
SOUTHERN CROSS DC TIE | 2020 | 4 | 24 | 24 | 211.2 | 0.8 | 1960 | 0
SOUTHERN CROSS DC TIE | 2020 | 4 | 25 | 1 | 0 | 0 | 0 | 0
SOUTHERN CROSS DC TIE | 2020 | 4 | 25 | 2 | 0 | 0 | 0 | 0
SOUTHERN CROSS DC TIE | 2020 | 4 | 25 | 3 | 0 | 0 | 0 | 0
SOUTHERN CROSS DC TIE | 2020 | 4 | 25 | 4 | 0 | 0 | 0 | 0
SOUTHERN CROSS DC TIE | 2020 | 4 | 25 | 5 | 0 | 0 | 0 | 0
SOUTHERN CROSS DC TIE | 2020 | 4 | 25 | 6 | 0 | 0 | 0 | 0
SOUTHERN CROSS DC TIE | 2020 | 4 | 25 | 7 | 0 | 0 | 0 | 0
SOUTHERN CROSS DC TIE | 2020 | 4 | 25 | 8 | 0 | 0 | 0 | 0
SOUTHERN CROSS DC TIE | 2020 | 4 | 25 | 9 | 0 | 0 | 0 | 0
SOUTHERN CROSS DC TIE | 2020 | 4 | 25 | 10 | 635 | 7.5 | 5893 | 0
SOUTHERN CROSS DC TIE | 2020 | 4 | 25 | 11 | 690.4 | 11.9 | 6407 | 0
SOUTHERN CROSS DC TIE | 2020 | 4 | 25 | 12 | 596.7 | 7.1 | 5537 | 0
SOUTHERN CROSS DC TIE | 2020 | 4 | 25 | 13 | 545 | 5.4 | 5057 | 0
SOUTHERN CROSS DC TIE | 2020 | 4 | 25 | 14 | 522.1 | 5.5 | 4845 | 0
SOUTHERN CROSS DC TIE | 2020 | 4 | 25 | 15 | 656.7 | 8.2 | 6094 | 0
SOUTHERN CROSS DC TIE | 2020 | 4 | 25 | 16 | 567.6 | 6.4 | 5267 | 0
SOUTHERN CROSS DC TIE | 2020 | 4 | 25 | 17 | 606.4 | 6.9 | 5626 | 0
SOUTHERN CROSS DC TIE | 2020 | 4 | 25 | 18 | 677.8 | 9.8 | 6290 | 0
SOUTHERN CROSS DC TIE | 2020 | 4 | 25 | 19 | 569.9 | 5.7 | 5288 | 0
SOUTHERN CROSS DC TIE | 2020 | 4 | 25 | 20 | 453.8 | 4 | 4211 | 0
SOUTHERN CROSS DC TIE | 2020 | 4 | 25 | 21 | 569.2 | 7.3 | 5282 | 0
SOUTHERN CROSS DC TIE | 2020 | 4 | 25 | 22 | 102.5 | 0.2 | 951 | 0
SOUTHERN CROSS DC TIE | 2020 | 4 | 25 | 23 | 122.8 | 0.2 | 1139 | 0
SOUTHERN CROSS DC TIE | 2020 | 4 | 25 | 24 | 0 | 0 | 0 | 0
SOUTHERN CROSS DC TIE | 2020 | 4 | 26 | 1 | 0 | 0 | 0 | 0
SOUTHERN CROSS DC TIE | 2020 | 4 | 26 | 2 | 0 | 0 | 0 | 0
SOUTHERN CROSS DC TIE | 2020 | 4 | 26 | 3 | 0 | 0 | 0 | 0
SOUTHERN CROSS DC TIE | 2020 | 4 | 26 | 4 | 0 | 0 | 0 | 0
SOUTHERN CROSS DC TIE | 2020 | 4 | 26 | 5 | 0 | 0 | 0 | 0
SOUTHERN CROSS DC TIE | 2020 | 4 | 26 | 6 | 0 | 0 | 0 | 0
SOUTHERN CROSS DC TIE | 2020 | 4 | 26 | 7 | 0 | 0 | 0 | 0
SOUTHERN CROSS DC TIE | 2020 | 4 | 26 | 8 | 0 | 0 | 0 | 0
SOUTHERN CROSS DC TIE | 2020 | 4 | 26 | 9 | 84.4 | 0.2 | 782 | 0
SOUTHERN CROSS DC TIE | 2020 | 4 | 26 | 10 | 721.8 | 10 | 6697 | 0
SOUTHERN CROSS DC TIE | 2020 | 4 | 26 | 11 | 639.9 | 9.5 | 5938 | 0
SOUTHERN CROSS DC TIE | 2020 | 4 | 26 | 12 | 843 | 10.8 | 7822 | 0
SOUTHERN CROSS DC TIE | 2020 | 4 | 26 | 13 | 1057 | 25.6 | 9809 | 0
SOUTHERN CROSS DC TIE | 2020 | 4 | 26 | 14 | 849.2 | 12.3 | 7880 | 0
SOUTHERN CROSS DC TIE | 2020 | 4 | 26 | 15 | 895.8 | 17.7 | 8313 | 0
SOUTHERN CROSS DC TIE | 2020 | 4 | 26 | 16 | 661.1 | 7.3 | 6134 | 0
SOUTHERN CROSS DC TIE | 2020 | 4 | 26 | 17 | 709.9 | 11.7 | 6587 | 0
SOUTHERN CROSS DC TIE | 2020 | 4 | 26 | 18 | 616.3 | 6.7 | 5719 | 0
SOUTHERN CROSS DC TIE | 2020 | 4 | 26 | 19 | 486.4 | 5.4 | 4513 | 0
SOUTHERN CROSS DC TIE | 2020 | 4 | 26 | 20 | 613.9 | 7.6 | 5697 | 0
SOUTHERN CROSS DC TIE | 2020 | 4 | 26 | 21 | 718.4 | 10.2 | 6666 | 0
SOUTHERN CROSS DC TIE | 2020 | 4 | 26 | 22 | 572 | 5.9 | 5308 | 0
SOUTHERN CROSS DC TIE | 2020 | 4 | 26 | 23 | 621.7 | 8.3 | 5769 | 0
SOUTHERN CROSS DC TIE | 2020 | 4 | 26 | 24 | 533.9 | 5.2 | 4954 | 0
SOUTHERN CROSS DC TIE | 2020 | 4 | 27 | 1 | 2100 | 0 | 19487 | 0
SOUTHERN CROSS DC TIE | 2020 | 4 | 27 | 2 | 2076.9 | 106 | 19273 | 0
SOUTHERN CROSS DC TIE | 2020 | 4 | 27 | 3 | 2066 | 62.2 | 19172 | 0
SOUTHERN CROSS DC TIE | 2020 | 4 | 27 | 4 | 2068.9 | 91.5 | 19199 | 0
SOUTHERN CROSS DC TIE | 2020 | 4 | 27 | 5 | 2077.5 | 83.2 | 19279 | 0
SOUTHERN CROSS DC TIE | 2020 | 4 | 27 | 6 | 1601.9 | 39.1 | 14865 | 0
SOUTHERN CROSS DC TIE | 2020 | 4 | 27 | 7 | 1104.2 | 27.6 | 10246 | 0
SOUTHERN CROSS DC TIE | 2020 | 4 | 27 | 8 | 966.5 | 17 | 8969 | 0
SOUTHERN CROSS DC TIE | 2020 | 4 | 27 | 9 | 856.4 | 16.9 | 7947 | 0
SOUTHERN CROSS DC TIE | 2020 | 4 | 27 | 10 | 815.4 | 12.7 | 7566 | 0
SOUTHERN CROSS DC TIE | 2020 | 4 | 27 | 11 | 735.5 | 13 | 6825 | 0
SOUTHERN CROSS DC TIE | 2020 | 4 | 27 | 12 | 734.7 | 11.7 | 6818 | 0
SOUTHERN CROSS DC TIE | 2020 | 4 | 27 | 13 | 798.6 | 11.8 | 7411 | 0
SOUTHERN CROSS DC TIE | 2020 | 4 | 27 | 14 | 696.9 | 10.7 | 6467 | 0
SOUTHERN CROSS DC TIE | 2020 | 4 | 27 | 15 | 483.7 | 4.1 | 4488 | 0
SOUTHERN CROSS DC TIE | 2020 | 4 | 27 | 16 | 0 | 0 | 0 | 0
SOUTHERN CROSS DC TIE | 2020 | 4 | 27 | 17 | 0 | 0 | 0 | 0
SOUTHERN CROSS DC TIE | 2020 | 4 | 27 | 18 | 0 | 0 | 0 | 0
SOUTHERN CROSS DC TIE | 2020 | 4 | 27 | 19 | 808.2 | 11.4 | 7500 | 0
SOUTHERN CROSS DC TIE | 2020 | 4 | 27 | 20 | 1037.2 | 19.5 | 9625 | 0
SOUTHERN CROSS DC TIE | 2020 | 4 | 27 | 21 | 815.8 | 12.8 | 7570 | 0
SOUTHERN CROSS DC TIE | 2020 | 4 | 27 | 22 | 685.8 | 10.2 | 6364 | 0
SOUTHERN CROSS DC TIE | 2020 | 4 | 27 | 23 | 787.5 | 9.8 | 7308 | 0
SOUTHERN CROSS DC TIE | 2020 | 4 | 27 | 24 | 0 | 0 | 0 | 0
SOUTHERN CROSS DC TIE | 2020 | 4 | 28 | 1 | 0 | 0 | 0 | 0
SOUTHERN CROSS DC TIE | 2020 | 4 | 28 | 2 | 0 | 0 | 0 | 0
SOUTHERN CROSS DC TIE | 2020 | 4 | 28 | 3 | 0 | 0 | 0 | 0
SOUTHERN CROSS DC TIE | 2020 | 4 | 28 | 4 | 0 | 0 | 0 | 0
SOUTHERN CROSS DC TIE | 2020 | 4 | 28 | 5 | 0 | 0 | 0 | 0
SOUTHERN CROSS DC TIE | 2020 | 4 | 28 | 6 | 232.5 | 1.3 | 2157 | 0
SOUTHERN CROSS DC TIE | 2020 | 4 | 28 | 7 | 757.5 | 11.6 | 7029 | 0
SOUTHERN CROSS DC TIE | 2020 | 4 | 28 | 8 | 805 | 14.8 | 7470 | 0
SOUTHERN CROSS DC TIE | 2020 | 4 | 28 | 9 | 724.5 | 12.6 | 6723 | 0
SOUTHERN CROSS DC TIE | 2020 | 4 | 28 | 10 | 648.4 | 5.9 | 6016 | 0
SOUTHERN CROSS DC TIE | 2020 | 4 | 28 | 11 | 662.6 | 13.6 | 6149 | 0
SOUTHERN CROSS DC TIE | 2020 | 4 | 28 | 12 | 993.2 | 13.7 | 9216 | 0
SOUTHERN CROSS DC TIE | 2020 | 4 | 28 | 13 | 824.9 | 16.5 | 7655 | 0
SOUTHERN CROSS DC TIE | 2020 | 4 | 28 | 14 | 731.8 | 10.9 | 6790 | 0
SOUTHERN CROSS DC TIE | 2020 | 4 | 28 | 15 | 508.8 | 4.7 | 4721 | 0
SOUTHERN CROSS DC TIE | 2020 | 4 | 28 | 16 | 526 | 6.6 | 4881 | 0
SOUTHERN CROSS DC TIE | 2020 | 4 | 28 | 17 | 583.3 | 4.6 | 5413 | 0
SOUTHERN CROSS DC TIE | 2020 | 4 | 28 | 18 | 576.1 | 6 | 5345 | 0
SOUTHERN CROSS DC TIE | 2020 | 4 | 28 | 19 | 530.4 | 5.2 | 4922 | 0
SOUTHERN CROSS DC TIE | 2020 | 4 | 28 | 20 | 720.8 | 13 | 6689 | 0
SOUTHERN CROSS DC TIE | 2020 | 4 | 28 | 21 | 934.3 | 20.4 | 8670 | 0
SOUTHERN CROSS DC TIE | 2020 | 4 | 28 | 22 | 1212.8 | 26.1 | 11254 | 0
SOUTHERN CROSS DC TIE | 2020 | 4 | 28 | 23 | 406.7 | 2.6 | 3774 | 0
SOUTHERN CROSS DC TIE | 2020 | 4 | 28 | 24 | 117.1 | 0.3 | 1086 | 0
SOUTHERN CROSS DC TIE | 2020 | 4 | 29 | 1 | 0 | 0 | 0 | 0
SOUTHERN CROSS DC TIE | 2020 | 4 | 29 | 2 | 0 | 0 | 0 | 0
SOUTHERN CROSS DC TIE | 2020 | 4 | 29 | 3 | 0 | 0 | 0 | 0
SOUTHERN CROSS DC TIE | 2020 | 4 | 29 | 4 | 0 | 0 | 0 | 0
SOUTHERN CROSS DC TIE | 2020 | 4 | 29 | 5 | 0 | 0 | 0 | 0
SOUTHERN CROSS DC TIE | 2020 | 4 | 29 | 6 | 199 | 0.7 | 1846 | 0
SOUTHERN CROSS DC TIE | 2020 | 4 | 29 | 7 | 886.5 | 26.1 | 8226 | 0
SOUTHERN CROSS DC TIE | 2020 | 4 | 29 | 8 | 794.6 | 11 | 7373 | 0
SOUTHERN CROSS DC TIE | 2020 | 4 | 29 | 9 | 820.4 | 11.8 | 7613 | 0
SOUTHERN CROSS DC TIE | 2020 | 4 | 29 | 10 | 773.3 | 16.4 | 7176 | 0
SOUTHERN CROSS DC TIE | 2020 | 4 | 29 | 11 | 769.6 | 8.9 | 7141 | 0
SOUTHERN CROSS DC TIE | 2020 | 4 | 29 | 12 | 819.8 | 13.2 | 7607 | 0
SOUTHERN CROSS DC TIE | 2020 | 4 | 29 | 13 | 712 | 7.6 | 6607 | 0
SOUTHERN CROSS DC TIE | 2020 | 4 | 29 | 14 | 732 | 10.4 | 6793 | 0
SOUTHERN CROSS DC TIE | 2020 | 4 | 29 | 15 | 717.8 | 10.2 | 6661 | 0
SOUTHERN CROSS DC TIE | 2020 | 4 | 29 | 16 | 485.7 | 4.2 | 4507 | 0
SOUTHERN CROSS DC TIE | 2020 | 4 | 29 | 17 | 514.8 | 5.4 | 4777 | 0
SOUTHERN CROSS DC TIE | 2020 | 4 | 29 | 18 | 927.4 | 16.5 | 8605 | 0
SOUTHERN CROSS DC TIE | 2020 | 4 | 29 | 19 | 934.1 | 19.3 | 8668 | 0
SOUTHERN CROSS DC TIE | 2020 | 4 | 29 | 20 | 813.1 | 13 | 7545 | 0
SOUTHERN CROSS DC TIE | 2020 | 4 | 29 | 21 | 966.8 | 18 | 8971 | 0
SOUTHERN CROSS DC TIE | 2020 | 4 | 29 | 22 | 611.4 | 7.9 | 5673 | 0
SOUTHERN CROSS DC TIE | 2020 | 4 | 29 | 23 | 436.9 | 3.6 | 4054 | 0
SOUTHERN CROSS DC TIE | 2020 | 4 | 29 | 24 | 122.2 | 0.4 | 1134 | 0
SOUTHERN CROSS DC TIE | 2020 | 4 | 30 | 1 | 0 | 0 | 0 | 0
SOUTHERN CROSS DC TIE | 2020 | 4 | 30 | 2 | 0 | 0 | 0 | 0
SOUTHERN CROSS DC TIE | 2020 | 4 | 30 | 3 | 0 | 0 | 0 | 0
SOUTHERN CROSS DC TIE | 2020 | 4 | 30 | 4 | 0 | 0 | 0 | 0
SOUTHERN CROSS DC TIE | 2020 | 4 | 30 | 5 | 0 | 0 | 0 | 0
SOUTHERN CROSS DC TIE | 2020 | 4 | 30 | 6 | 290.7 | 1.7 | 2697 | 0
SOUTHERN CROSS DC TIE | 2020 | 4 | 30 | 7 | 1172.2 | 27.7 | 10878 | 0
SOUTHERN CROSS DC TIE | 2020 | 4 | 30 | 8 | 1224.1 | 30.8 | 11359 | 0
SOUTHERN CROSS DC TIE | 2020 | 4 | 30 | 9 | 1005.3 | 23.1 | 9329 | 0
SOUTHERN CROSS DC TIE | 2020 | 4 | 30 | 10 | 818.8 | 20 | 7598 | 0
SOUTHERN CROSS DC TIE | 2020 | 4 | 30 | 11 | 761.7 | 10.5 | 7068 | 0
SOUTHERN CROSS DC TIE | 2020 | 4 | 30 | 12 | 693.1 | 9.8 | 6432 | 0
SOUTHERN CROSS DC TIE | 2020 | 4 | 30 | 13 | 419.1 | 2.3 | 3889 | 0
SOUTHERN CROSS DC TIE | 2020 | 4 | 30 | 14 | 567.9 | 6.4 | 5269 | 0
SOUTHERN CROSS DC TIE | 2020 | 4 | 30 | 15 | 725.5 | 14.2 | 6732 | 0
SOUTHERN CROSS DC TIE | 2020 | 4 | 30 | 16 | 642.1 | 8.8 | 5959 | 0
SOUTHERN CROSS DC TIE | 2020 | 4 | 30 | 17 | 781.4 | 8 | 7250 | 0
SOUTHERN CROSS DC TIE | 2020 | 4 | 30 | 18 | 584.4 | 5.2 | 5423 | 0
SOUTHERN CROSS DC TIE | 2020 | 4 | 30 | 19 | 682.6 | 10.8 | 6334 | 0
SOUTHERN CROSS DC TIE | 2020 | 4 | 30 | 20 | 617 | 7.8 | 5725 | 0
SOUTHERN CROSS DC TIE | 2020 | 4 | 30 | 21 | 776.3 | 10.7 | 7204 | 0
SOUTHERN CROSS DC TIE | 2020 | 4 | 30 | 22 | 741.8 | 12.5 | 6884 | 0
SOUTHERN CROSS DC TIE | 2020 | 4 | 30 | 23 | 0 | 0 | 0 | 0
SOUTHERN CROSS DC TIE | 2020 | 4 | 30 | 24 | 0 | 0 | 0 | 0
SOUTHERN CROSS DC TIE | 2020 | 5 | 1 | 1 | 2065.5 | 81.1 | 19167 | 0
SOUTHERN CROSS DC TIE | 2020 | 5 | 1 | 2 | 1021.3 | 19.8 | 9477 | 0
SOUTHERN CROSS DC TIE | 2020 | 5 | 1 | 3 | 659.6 | 9.7 | 6120 | 0
SOUTHERN CROSS DC TIE | 2020 | 5 | 1 | 4 | 529.7 | 4.6 | 4915 | 0
SOUTHERN CROSS DC TIE | 2020 | 5 | 1 | 5 | 652.5 | 10.9 | 6055 | 0
SOUTHERN CROSS DC TIE | 2020 | 5 | 1 | 6 | 1055.9 | 16.8 | 9798 | 0
SOUTHERN CROSS DC TIE | 2020 | 5 | 1 | 7 | 1247.6 | 31.1 | 11577 | 0
SOUTHERN CROSS DC TIE | 2020 | 5 | 1 | 8 | 1436.2 | 40.7 | 13328 | 0
SOUTHERN CROSS DC TIE | 2020 | 5 | 1 | 9 | 1185.9 | 34.1 | 11004 | 0
SOUTHERN CROSS DC TIE | 2020 | 5 | 1 | 10 | 604.4 | 8 | 5608 | 0
SOUTHERN CROSS DC TIE | 2020 | 5 | 1 | 11 | 889.8 | 14.7 | 8257 | 0
SOUTHERN CROSS DC TIE | 2020 | 5 | 1 | 12 | 816.6 | 14.1 | 7577 | 0
SOUTHERN CROSS DC TIE | 2020 | 5 | 1 | 13 | 792.9 | 11.6 | 7357 | 0
SOUTHERN CROSS DC TIE | 2020 | 5 | 1 | 14 | 73.9 | 0.1 | 686 | 0
SOUTHERN CROSS DC TIE | 2020 | 5 | 1 | 15 | 116 | 0.4 | 1076 | 0
SOUTHERN CROSS DC TIE | 2020 | 5 | 1 | 16 | 76.9 | 0.1 | 713 | 0
SOUTHERN CROSS DC TIE | 2020 | 5 | 1 | 17 | 0 | 0 | 0 | 0
SOUTHERN CROSS DC TIE | 2020 | 5 | 1 | 18 | 0 | 0 | 0 | 0
SOUTHERN CROSS DC TIE | 2020 | 5 | 1 | 19 | 0 | 0 | 0 | 0
SOUTHERN CROSS DC TIE | 2020 | 5 | 1 | 20 | 56.2 | 0.1 | 521 | 0
SOUTHERN CROSS DC TIE | 2020 | 5 | 1 | 21 | 261 | 1.3 | 2422 | 0
SOUTHERN CROSS DC TIE | 2020 | 5 | 1 | 22 | 370 | 2.8 | 3433 | 0
SOUTHERN CROSS DC TIE | 2020 | 5 | 1 | 23 | 245.4 | 1.1 | 2276 | 0
SOUTHERN CROSS DC TIE | 2020 | 5 | 1 | 24 | 263.6 | 1.4 | 2445 | 0
SOUTHERN CROSS DC TIE | 2020 | 5 | 2 | 1 | 442 | 0 | 4102 | 0
SOUTHERN CROSS DC TIE | 2020 | 5 | 2 | 2 | 569.7 | 7.7 | 5286 | 0
SOUTHERN CROSS DC TIE | 2020 | 5 | 2 | 3 | 308.1 | 1.5 | 2859 | 0
SOUTHERN CROSS DC TIE | 2020 | 5 | 2 | 4 | 363 | 3.1 | 3368 | 0
SOUTHERN CROSS DC TIE | 2020 | 5 | 2 | 5 | 117.7 | 0.3 | 1092 | 0
SOUTHERN CROSS DC TIE | 2020 | 5 | 2 | 6 | 259.6 | 1.1 | 2408 | 0
SOUTHERN CROSS DC TIE | 2020 | 5 | 2 | 7 | 463.6 | 4.1 | 4301 | 0
SOUTHERN CROSS DC TIE | 2020 | 5 | 2 | 8 | 602.7 | 9.2 | 5593 | 0
SOUTHERN CROSS DC TIE | 2020 | 5 | 2 | 9 | 463.8 | 3.8 | 4304 | 0
SOUTHERN CROSS DC TIE | 2020 | 5 | 2 | 10 | 617.1 | 7.6 | 5726 | 0
SOUTHERN CROSS DC TIE | 2020 | 5 | 2 | 11 | 496.5 | 4.9 | 4607 | 0
SOUTHERN CROSS DC TIE | 2020 | 5 | 2 | 12 | 333.4 | 2.5 | 3093 | 0
SOUTHERN CROSS DC TIE | 2020 | 5 | 2 | 13 | 133.5 | 0.3 | 1238 | 0
SOUTHERN CROSS DC TIE | 2020 | 5 | 2 | 14 | 0 | 0 | 0 | 0
SOUTHERN CROSS DC TIE | 2020 | 5 | 2 | 15 | 0 | 0 | 0 | 0
SOUTHERN CROSS DC TIE | 2020 | 5 | 2 | 16 | 0 | 0 | 0 | 0
SOUTHERN CROSS DC TIE | 2020 | 5 | 2 | 17 | 0 | 0 | 0 | 0
SOUTHERN CROSS DC TIE | 2020 | 5 | 2 | 18 | 0 | 0 | 0 | 0
SOUTHERN CROSS DC TIE | 2020 | 5 | 2 | 19 | 0 | 0 | 0 | 0
SOUTHERN CROSS DC TIE | 2020 | 5 | 2 | 20 | 0 | 0 | 0 | 0
SOUTHERN CROSS DC TIE | 2020 | 5 | 2 | 21 | 195.3 | 0.7 | 1812 | 0
SOUTHERN CROSS DC TIE | 2020 | 5 | 2 | 22 | 74.8 | 0.1 | 694 | 0
SOUTHERN CROSS DC TIE | 2020 | 5 | 2 | 23 | 0 | 0 | 0 | 0
SOUTHERN CROSS DC TIE | 2020 | 5 | 2 | 24 | 0 | 0 | 0 | 0
SOUTHERN CROSS DC TIE | 2020 | 5 | 3 | 1 | 0 | 0 | 0 | 0
SOUTHERN CROSS DC TIE | 2020 | 5 | 3 | 2 | 0 | 0 | 0 | 0
SOUTHERN CROSS DC TIE | 2020 | 5 | 3 | 3 | 13.9 | 0 | 128 | 0
SOUTHERN CROSS DC TIE | 2020 | 5 | 3 | 4 | 0 | 0 | 0 | 0
SOUTHERN CROSS DC TIE | 2020 | 5 | 3 | 5 | 0 | 0 | 0 | 0
SOUTHERN CROSS DC TIE | 2020 | 5 | 3 | 6 | 0 | 0 | 0 | 0
SOUTHERN CROSS DC TIE | 2020 | 5 | 3 | 7 | 0 | 0 | 0 | 0
SOUTHERN CROSS DC TIE | 2020 | 5 | 3 | 8 | 0 | 0 | 0 | 0
SOUTHERN CROSS DC TIE | 2020 | 5 | 3 | 9 | 224.1 | 1.1 | 2079 | 0
SOUTHERN CROSS DC TIE | 2020 | 5 | 3 | 10 | 461.4 | 4.3 | 4281 | 0
SOUTHERN CROSS DC TIE | 2020 | 5 | 3 | 11 | 387.5 | 3.2 | 3596 | 0
SOUTHERN CROSS DC TIE | 2020 | 5 | 3 | 12 | 462.4 | 3.8 | 4290 | 0
SOUTHERN CROSS DC TIE | 2020 | 5 | 3 | 13 | 341.8 | 2.2 | 3172 | 0
SOUTHERN CROSS DC TIE | 2020 | 5 | 3 | 14 | 302.7 | 2 | 2808 | 0
SOUTHERN CROSS DC TIE | 2020 | 5 | 3 | 15 | 269.5 | 1.6 | 2500 | 0
SOUTHERN CROSS DC TIE | 2020 | 5 | 3 | 16 | 163.6 | 0.7 | 1518 | 0
SOUTHERN CROSS DC TIE | 2020 | 5 | 3 | 17 | 40.2 | 0 | 373 | 0
SOUTHERN CROSS DC TIE | 2020 | 5 | 3 | 18 | 0 | 0 | 0 | 0
SOUTHERN CROSS DC TIE | 2020 | 5 | 3 | 19 | 82.3 | 0.2 | 763 | 0
SOUTHERN CROSS DC TIE | 2020 | 5 | 3 | 20 | 104.4 | 0.2 | 969 | 0
SOUTHERN CROSS DC TIE | 2020 | 5 | 3 | 21 | 170.1 | 0.5 | 1578 | 0
SOUTHERN CROSS DC TIE | 2020 | 5 | 3 | 22 | 0 | 0 | 0 | 0
SOUTHERN CROSS DC TIE | 2020 | 5 | 3 | 23 | 0 | 0 | 0 | 0
SOUTHERN CROSS DC TIE | 2020 | 5 | 3 | 24 | 441.4 | 3.8 | 4096 | 0
SOUTHERN CROSS DC TIE | 2020 | 5 | 4 | 1 | 0 | 0 | 0 | 0
SOUTHERN CROSS DC TIE | 2020 | 5 | 4 | 2 | 92.6 | 0.2 | 859 | 0
SOUTHERN CROSS DC TIE | 2020 | 5 | 4 | 3 | 0 | 0 | 0 | 0
SOUTHERN CROSS DC TIE | 2020 | 5 | 4 | 4 | 0 | 0 | 0 | 0
SOUTHERN CROSS DC TIE | 2020 | 5 | 4 | 5 | 35.8 | 0 | 332 | 0
SOUTHERN CROSS DC TIE | 2020 | 5 | 4 | 6 | 861 | 15.5 | 7990 | 0
SOUTHERN CROSS DC TIE | 2020 | 5 | 4 | 7 | 973.6 | 19.7 | 9034 | 0
SOUTHERN CROSS DC TIE | 2020 | 5 | 4 | 8 | 806.2 | 13.1 | 7481 | 0
SOUTHERN CROSS DC TIE | 2020 | 5 | 4 | 9 | 582.4 | 6.9 | 5404 | 0
SOUTHERN CROSS DC TIE | 2020 | 5 | 4 | 10 | 636.2 | 8 | 5903 | 0
SOUTHERN CROSS DC TIE | 2020 | 5 | 4 | 11 | 729.8 | 10.3 | 6772 | 0
SOUTHERN CROSS DC TIE | 2020 | 5 | 4 | 12 | 48.5 | 0 | 450 | 0
SOUTHERN CROSS DC TIE | 2020 | 5 | 4 | 13 | 261.4 | 1.4 | 2425 | 0
SOUTHERN CROSS DC TIE | 2020 | 5 | 4 | 14 | 171.3 | 0.6 | 1589 | 0
SOUTHERN CROSS DC TIE | 2020 | 5 | 4 | 15 | 108.7 | 0.2 | 1009 | 0
SOUTHERN CROSS DC TIE | 2020 | 5 | 4 | 16 | 49.6 | 0 | 460 | 0
SOUTHERN CROSS DC TIE | 2020 | 5 | 4 | 17 | 152.5 | 0.5 | 1415 | 0
SOUTHERN CROSS DC TIE | 2020 | 5 | 4 | 18 | 310.3 | 1.9 | 2879 | 0
SOUTHERN CROSS DC TIE | 2020 | 5 | 4 | 19 | 234.8 | 1.1 | 2178 | 0
SOUTHERN CROSS DC TIE | 2020 | 5 | 4 | 20 | 345.7 | 2.2 | 3208 | 0
SOUTHERN CROSS DC TIE | 2020 | 5 | 4 | 21 | 485.4 | 4.7 | 4504 | 0
SOUTHERN CROSS DC TIE | 2020 | 5 | 4 | 22 | 278.2 | 1.6 | 2581 | 0
SOUTHERN CROSS DC TIE | 2020 | 5 | 4 | 23 | 344.6 | 2.2 | 3197 | 0
SOUTHERN CROSS DC TIE | 2020 | 5 | 4 | 24 | 348.4 | 2.4 | 3233 | 0
SOUTHERN CROSS DC TIE | 2020 | 5 | 5 | 1 | 2100 | 0 | 19487 | 0
SOUTHERN CROSS DC TIE | 2020 | 5 | 5 | 2 | 2078.1 | 92.2 | 19284 | 0
SOUTHERN CROSS DC TIE | 2020 | 5 | 5 | 3 | 2071.2 | 69.5 | 19220 | 0
SOUTHERN CROSS DC TIE | 2020 | 5 | 5 | 4 | 2069.2 | 81.8 | 19202 | 0
SOUTHERN CROSS DC TIE | 2020 | 5 | 5 | 5 | 2075.4 | 84.3 | 19259 | 0
SOUTHERN CROSS DC TIE | 2020 | 5 | 5 | 6 | 2078.7 | 81.5 | 19290 | 0
SOUTHERN CROSS DC TIE | 2020 | 5 | 5 | 7 | 1207 | 30.2 | 11201 | 0
SOUTHERN CROSS DC TIE | 2020 | 5 | 5 | 8 | 1041.1 | 20.9 | 9661 | 0
SOUTHERN CROSS DC TIE | 2020 | 5 | 5 | 9 | 656.4 | 9.4 | 6091 | 0
SOUTHERN CROSS DC TIE | 2020 | 5 | 5 | 10 | 507.3 | 5.2 | 4707 | 0
SOUTHERN CROSS DC TIE | 2020 | 5 | 5 | 11 | 579.7 | 6.7 | 5379 | 0
SOUTHERN CROSS DC TIE | 2020 | 5 | 5 | 12 | 639.4 | 8.2 | 5933 | 0
SOUTHERN CROSS DC TIE | 2020 | 5 | 5 | 13 | 618.4 | 7.4 | 5738 | 0
SOUTHERN CROSS DC TIE | 2020 | 5 | 5 | 14 | 444.1 | 3.9 | 4121 | 0
SOUTHERN CROSS DC TIE | 2020 | 5 | 5 | 15 | 372.3 | 2.7 | 3454 | 0
SOUTHERN CROSS DC TIE | 2020 | 5 | 5 | 16 | 0 | 0 | 0 | 0
SOUTHERN CROSS DC TIE | 2020 | 5 | 5 | 17 | 1.7 | 0 | 16 | 0
SOUTHERN CROSS DC TIE | 2020 | 5 | 5 | 18 | 412.2 | 3.2 | 3825 | 0
SOUTHERN CROSS DC TIE | 2020 | 5 | 5 | 19 | 347.7 | 2.3 | 3227 | 0
SOUTHERN CROSS DC TIE | 2020 | 5 | 5 | 20 | 492.5 | 4.9 | 4570 | 0
SOUTHERN CROSS DC TIE | 2020 | 5 | 5 | 21 | 595.6 | 7.1 | 5527 | 0
SOUTHERN CROSS DC TIE | 2020 | 5 | 5 | 22 | 516.6 | 5.5 | 4794 | 0
SOUTHERN CROSS DC TIE | 2020 | 5 | 5 | 23 | 189 | 0.6 | 1753 | 0
SOUTHERN CROSS DC TIE | 2020 | 5 | 5 | 24 | 95.6 | 0.2 | 886 | 0
SOUTHERN CROSS DC TIE | 2020 | 5 | 6 | 1 | 0 | 0 | 0 | 0
SOUTHERN CROSS DC TIE | 2020 | 5 | 6 | 2 | 63.2 | 0.1 | 586 | 0
SOUTHERN CROSS DC TIE | 2020 | 5 | 6 | 3 | 0 | 0 | 0 | 0
SOUTHERN CROSS DC TIE | 2020 | 5 | 6 | 4 | 0 | 0 | 0 | 0
SOUTHERN CROSS DC TIE | 2020 | 5 | 6 | 5 | 29.2 | 0 | 270 | 0
SOUTHERN CROSS DC TIE | 2020 | 5 | 6 | 6 | 958.4 | 17.4 | 8893 | 0
SOUTHERN CROSS DC TIE | 2020 | 5 | 6 | 7 | 1157.4 | 25.6 | 10740 | 0
SOUTHERN CROSS DC TIE | 2020 | 5 | 6 | 8 | 1456.3 | 46.2 | 13514 | 0
SOUTHERN CROSS DC TIE | 2020 | 5 | 6 | 9 | 1715.9 | 57.7 | 15923 | 0
SOUTHERN CROSS DC TIE | 2020 | 5 | 6 | 10 | 2098.1 | 83.2 | 19470 | 0
SOUTHERN CROSS DC TIE | 2020 | 5 | 6 | 11 | 2095.5 | 78.6 | 19446 | 0
SOUTHERN CROSS DC TIE | 2020 | 5 | 6 | 12 | 2098.6 | 84.5 | 19474 | 0
SOUTHERN CROSS DC TIE | 2020 | 5 | 6 | 13 | 2097 | 79.6 | 19460 | 0
SOUTHERN CROSS DC TIE | 2020 | 5 | 6 | 14 | 2098.6 | 83 | 19475 | 0
SOUTHERN CROSS DC TIE | 2020 | 5 | 6 | 15 | 2097.7 | 80.4 | 19466 | 0
SOUTHERN CROSS DC TIE | 2020 | 5 | 6 | 16 | 2035.7 | 77.2 | 18890 | 0
SOUTHERN CROSS DC TIE | 2020 | 5 | 6 | 17 | 1858.1 | 62.5 | 17242 | 0
SOUTHERN CROSS DC TIE | 2020 | 5 | 6 | 18 | 1882.9 | 67.4 | 17473 | 0
SOUTHERN CROSS DC TIE | 2020 | 5 | 6 | 19 | 1934.5 | 68.2 | 17951 | 0
SOUTHERN CROSS DC TIE | 2020 | 5 | 6 | 20 | 1441.3 | 39 | 13375 | 0
SOUTHERN CROSS DC TIE | 2020 | 5 | 6 | 21 | 1858.8 | 64.9 | 17249 | 0
SOUTHERN CROSS DC TIE | 2020 | 5 | 6 | 22 | 1928 | 71.6 | 17891 | 0
SOUTHERN CROSS DC TIE | 2020 | 5 | 6 | 23 | 353.5 | 2.4 | 3280 | 0
SOUTHERN CROSS DC TIE | 2020 | 5 | 6 | 24 | 432.4 | 3.7 | 4012 | 0
SOUTHERN CROSS DC TIE | 2020 | 5 | 7 | 1 | 109.5 | 0 | 1016 | 0
SOUTHERN CROSS DC TIE | 2020 | 5 | 7 | 2 | 64.8 | 0.1 | 601 | 0
SOUTHERN CROSS DC TIE | 2020 | 5 | 7 | 3 | 0 | 0 | 0 | 0
SOUTHERN CROSS DC TIE | 2020 | 5 | 7 | 4 | 0 | 0 | 0 | 0
SOUTHERN CROSS DC TIE | 2020 | 5 | 7 | 5 | 74.5 | 0.1 | 691 | 0
SOUTHERN CROSS DC TIE | 2020 | 5 | 7 | 6 | 316.6 | 1.6 | 2938 | 0
SOUTHERN CROSS DC TIE | 2020 | 5 | 7 | 7 | 882.2 | 21.3 | 8186 | 0
SOUTHERN CROSS DC TIE | 2020 | 5 | 7 | 8 | 955.7 | 19.9 | 8869 | 0
SOUTHERN CROSS DC TIE | 2020 | 5 | 7 | 9 | 826.8 | 15 | 7672 | 0
SOUTHERN CROSS DC TIE | 2020 | 5 | 7 | 10 | 724 | 10 | 6718 | 0
SOUTHERN CROSS DC TIE | 2020 | 5 | 7 | 11 | 876.7 | 14.6 | 8135 | 0
SOUTHERN CROSS DC TIE | 2020 | 5 | 7 | 12 | 946.4 | 16 | 8782 | 0
SOUTHERN CROSS DC TIE | 2020 | 5 | 7 | 13 | 951.5 | 17.1 | 8829 | 0
SOUTHERN CROSS DC TIE | 2020 | 5 | 7 | 14 | 522.6 | 5.2 | 4849 | 0
SOUTHERN CROSS DC TIE | 2020 | 5 | 7 | 15 | 636.8 | 7.7 | 5909 | 0
SOUTHERN CROSS DC TIE | 2020 | 5 | 7 | 16 | 982.6 | 19.5 | 9118 | 0
SOUTHERN CROSS DC TIE | 2020 | 5 | 7 | 17 | 1156.7 | 25.5 | 10733 | 0
SOUTHERN CROSS DC TIE | 2020 | 5 | 7 | 18 | 879 | 14.8 | 8157 | 0
SOUTHERN CROSS DC TIE | 2020 | 5 | 7 | 19 | 1010.4 | 22.2 | 9376 | 0
SOUTHERN CROSS DC TIE | 2020 | 5 | 7 | 20 | 732.1 | 11.1 | 6793 | 0
SOUTHERN CROSS DC TIE | 2020 | 5 | 7 | 21 | 462.2 | 3.9 | 4289 | 0
SOUTHERN CROSS DC TIE | 2020 | 5 | 7 | 22 | 645.6 | 7.5 | 5991 | 0
SOUTHERN CROSS DC TIE | 2020 | 5 | 7 | 23 | 578.7 | 6.9 | 5370 | 0
SOUTHERN CROSS DC TIE | 2020 | 5 | 7 | 24 | 229 | 1 | 2125 | 0
SOUTHERN CROSS DC TIE | 2020 | 5 | 8 | 1 | 87.6 | 0 | 812 | 0
SOUTHERN CROSS DC TIE | 2020 | 5 | 8 | 2 | 993.3 | 17.2 | 9217 | 0
SOUTHERN CROSS DC TIE | 2020 | 5 | 8 | 3 | 2025.2 | 85.4 | 18793 | 0
SOUTHERN CROSS DC TIE | 2020 | 5 | 8 | 4 | 2081.6 | 69 | 19317 | 0
SOUTHERN CROSS DC TIE | 2020 | 5 | 8 | 5 | 1871.3 | 63.9 | 17365 | 0
SOUTHERN CROSS DC TIE | 2020 | 5 | 8 | 6 | 1231.6 | 28 | 11429 | 0
SOUTHERN CROSS DC TIE | 2020 | 5 | 8 | 7 | 804.1 | 13.7 | 7461 | 0
SOUTHERN CROSS DC TIE | 2020 | 5 | 8 | 8 | 1028.5 | 21.9 | 9544 | 0
SOUTHERN CROSS DC TIE | 2020 | 5 | 8 | 9 | 897.4 | 13.4 | 8327 | 0
SOUTHERN CROSS DC TIE | 2020 | 5 | 8 | 10 | 794.1 | 13.1 | 7369 | 0
SOUTHERN CROSS DC TIE | 2020 | 5 | 8 | 11 | 1408.1 | 41 | 13067 | 0
SOUTHERN CROSS DC TIE | 2020 | 5 | 8 | 12 | 1391.2 | 38.3 | 12910 | 0
SOUTHERN CROSS DC TIE | 2020 | 5 | 8 | 13 | 920.6 | 17.9 | 8543 | 0
SOUTHERN CROSS DC TIE | 2020 | 5 | 8 | 14 | 687.5 | 8.8 | 6379 | 0
SOUTHERN CROSS DC TIE | 2020 | 5 | 8 | 15 | 842.5 | 13.4 | 7818 | 0
SOUTHERN CROSS DC TIE | 2020 | 5 | 8 | 16 | 588.2 | 6.7 | 5458 | 0
SOUTHERN CROSS DC TIE | 2020 | 5 | 8 | 17 | 868.4 | 14 | 8059 | 0
SOUTHERN CROSS DC TIE | 2020 | 5 | 8 | 18 | 989.6 | 18.5 | 9183 | 0
SOUTHERN CROSS DC TIE | 2020 | 5 | 8 | 19 | 934.2 | 16.7 | 8669 | 0
SOUTHERN CROSS DC TIE | 2020 | 5 | 8 | 20 | 554.2 | 6.4 | 5143 | 0
SOUTHERN CROSS DC TIE | 2020 | 5 | 8 | 21 | 923.6 | 16.8 | 8570 | 0
SOUTHERN CROSS DC TIE | 2020 | 5 | 8 | 22 | 937.8 | 16.5 | 8702 | 0
SOUTHERN CROSS DC TIE | 2020 | 5 | 8 | 23 | 450.1 | 4 | 4177 | 0
SOUTHERN CROSS DC TIE | 2020 | 5 | 8 | 24 | 129.4 | 0.3 | 1201 | 0
SOUTHERN CROSS DC TIE | 2020 | 5 | 9 | 1 | 40.5 | 0 | 375 | 0
SOUTHERN CROSS DC TIE | 2020 | 5 | 9 | 2 | 393.2 | 3.3 | 3648 | 0
SOUTHERN CROSS DC TIE | 2020 | 5 | 9 | 3 | 1110.1 | 20.7 | 10302 | 0
SOUTHERN CROSS DC TIE | 2020 | 5 | 9 | 4 | 1069.1 | 24.1 | 9921 | 0
SOUTHERN CROSS DC TIE | 2020 | 5 | 9 | 5 | 907.2 | 14.5 | 8419 | 0
SOUTHERN CROSS DC TIE | 2020 | 5 | 9 | 6 | 185.5 | 0.7 | 1721 | 0
SOUTHERN CROSS DC TIE | 2020 | 5 | 9 | 7 | 56.6 | 0.1 | 524 | 0
SOUTHERN CROSS DC TIE | 2020 | 5 | 9 | 8 | 286.7 | 1.7 | 2660 | 0
SOUTHERN CROSS DC TIE | 2020 | 5 | 9 | 9 | 535.4 | 5.1 | 4968 | 0
SOUTHERN CROSS DC TIE | 2020 | 5 | 9 | 10 | 529.5 | 6.8 | 4913 | 0
SOUTHERN CROSS DC TIE | 2020 | 5 | 9 | 11 | 1190.8 | 23.8 | 11050 | 0
SOUTHERN CROSS DC TIE | 2020 | 5 | 9 | 12 | 573 | 7.7 | 5317 | 0
SOUTHERN CROSS DC TIE | 2020 | 5 | 9 | 13 | 358.1 | 2.4 | 3323 | 0
SOUTHERN CROSS DC TIE | 2020 | 5 | 9 | 14 | 165.5 | 0.6 | 1536 | 0
SOUTHERN CROSS DC TIE | 2020 | 5 | 9 | 15 | 0 | 0 | 0 | 0
SOUTHERN CROSS DC TIE | 2020 | 5 | 9 | 16 | 0 | 0 | 0 | 0
SOUTHERN CROSS DC TIE | 2020 | 5 | 9 | 17 | 0 | 0 | 0 | 0
SOUTHERN CROSS DC TIE | 2020 | 5 | 9 | 18 | 0 | 0 | 0 | 0
SOUTHERN CROSS DC TIE | 2020 | 5 | 9 | 19 | 0 | 0 | 0 | 0
SOUTHERN CROSS DC TIE | 2020 | 5 | 9 | 20 | 277 | 1.5 | 2570 | 0
SOUTHERN CROSS DC TIE | 2020 | 5 | 9 | 21 | 298.7 | 1.8 | 2771 | 0
SOUTHERN CROSS DC TIE | 2020 | 5 | 9 | 22 | 203.9 | 0.9 | 1892 | 0
SOUTHERN CROSS DC TIE | 2020 | 5 | 9 | 23 | 555.7 | 5.9 | 5156 | 0
SOUTHERN CROSS DC TIE | 2020 | 5 | 9 | 24 | 116 | 0.2 | 1076 | 0
SOUTHERN CROSS DC TIE | 2020 | 5 | 10 | 1 | 0 | 0 | 0 | 0
SOUTHERN CROSS DC TIE | 2020 | 5 | 10 | 2 | 0 | 0 | 0 | 0
SOUTHERN CROSS DC TIE | 2020 | 5 | 10 | 3 | 0 | 0 | 0 | 0
SOUTHERN CROSS DC TIE | 2020 | 5 | 10 | 4 | 0 | 0 | 0 | 0
SOUTHERN CROSS DC TIE | 2020 | 5 | 10 | 5 | 144.4 | 0.3 | 1340 | 0
SOUTHERN CROSS DC TIE | 2020 | 5 | 10 | 6 | 0 | 0 | 0 | 0
SOUTHERN CROSS DC TIE | 2020 | 5 | 10 | 7 | 0 | 0 | 0 | 0
SOUTHERN CROSS DC TIE | 2020 | 5 | 10 | 8 | 0 | 0 | 0 | 0
SOUTHERN CROSS DC TIE | 2020 | 5 | 10 | 9 | 0 | 0 | 0 | 0
SOUTHERN CROSS DC TIE | 2020 | 5 | 10 | 10 | 3.3 | 0 | 31 | 0
SOUTHERN CROSS DC TIE | 2020 | 5 | 10 | 11 | 121.5 | 0.3 | 1127 | 0
SOUTHERN CROSS DC TIE | 2020 | 5 | 10 | 12 | 634.5 | 9.2 | 5888 | 0
SOUTHERN CROSS DC TIE | 2020 | 5 | 10 | 13 | 729 | 8.5 | 6765 | 0
SOUTHERN CROSS DC TIE | 2020 | 5 | 10 | 14 | 811.9 | 12.8 | 7534 | 0
SOUTHERN CROSS DC TIE | 2020 | 5 | 10 | 15 | 794.9 | 12.5 | 7376 | 0
SOUTHERN CROSS DC TIE | 2020 | 5 | 10 | 16 | 1033.4 | 17.3 | 9590 | 0
SOUTHERN CROSS DC TIE | 2020 | 5 | 10 | 17 | 1200.6 | 29.9 | 11141 | 0
SOUTHERN CROSS DC TIE | 2020 | 5 | 10 | 18 | 1395.7 | 36.1 | 12952 | 0
SOUTHERN CROSS DC TIE | 2020 | 5 | 10 | 19 | 1432 | 40.1 | 13289 | 0
SOUTHERN CROSS DC TIE | 2020 | 5 | 10 | 20 | 1351 | 35.3 | 12537 | 0
SOUTHERN CROSS DC TIE | 2020 | 5 | 10 | 21 | 940.8 | 17.6 | 8730 | 0
SOUTHERN CROSS DC TIE | 2020 | 5 | 10 | 22 | 983.8 | 19.9 | 9129 | 0
SOUTHERN CROSS DC TIE | 2020 | 5 | 10 | 23 | 575.1 | 6 | 5337 | 0
SOUTHERN CROSS DC TIE | 2020 | 5 | 10 | 24 | 279.7 | 1.9 | 2595 | 0
SOUTHERN CROSS DC TIE | 2020 | 5 | 11 | 1 | 0 | 0 | 0 | 0
SOUTHERN CROSS DC TIE | 2020 | 5 | 11 | 2 | 126.5 | 0.3 | 1174 | 0
SOUTHERN CROSS DC TIE | 2020 | 5 | 11 | 3 | 161.2 | 0.5 | 1496 | 0
SOUTHERN CROSS DC TIE | 2020 | 5 | 11 | 4 | 678.7 | 10.5 | 6298 | 0
SOUTHERN CROSS DC TIE | 2020 | 5 | 11 | 5 | 704.1 | 10.3 | 6534 | 0
SOUTHERN CROSS DC TIE | 2020 | 5 | 11 | 6 | 228.6 | 0.9 | 2121 | 0
SOUTHERN CROSS DC TIE | 2020 | 5 | 11 | 7 | 375.3 | 2.8 | 3482 | 0
SOUTHERN CROSS DC TIE | 2020 | 5 | 11 | 8 | 963.1 | 16.1 | 8937 | 0
SOUTHERN CROSS DC TIE | 2020 | 5 | 11 | 9 | 932.1 | 16.2 | 8650 | 0
SOUTHERN CROSS DC TIE | 2020 | 5 | 11 | 10 | 1220.7 | 28.3 | 11327 | 0
SOUTHERN CROSS DC TIE | 2020 | 5 | 11 | 11 | 1150.8 | 28.3 | 10679 | 0
SOUTHERN CROSS DC TIE | 2020 | 5 | 11 | 12 | 1243.6 | 32.1 | 11540 | 0
SOUTHERN CROSS DC TIE | 2020 | 5 | 11 | 13 | 2107.5 | 86.3 | 19557 | 0
SOUTHERN CROSS DC TIE | 2020 | 5 | 11 | 14 | 1769.5 | 57.9 | 16420 | 0
SOUTHERN CROSS DC TIE | 2020 | 5 | 11 | 15 | 1211.8 | 28 | 11245 | 0
SOUTHERN CROSS DC TIE | 2020 | 5 | 11 | 16 | 751.5 | 10.4 | 6973 | 0
SOUTHERN CROSS DC TIE | 2020 | 5 | 11 | 17 | 269.6 | 1.5 | 2502 | 0
SOUTHERN CROSS DC TIE | 2020 | 5 | 11 | 18 | 119.8 | 0.3 | 1111 | 0
SOUTHERN CROSS DC TIE | 2020 | 5 | 11 | 19 | 295.2 | 1.7 | 2739 | 0
SOUTHERN CROSS DC TIE | 2020 | 5 | 11 | 20 | 371.9 | 2.7 | 3451 | 0
SOUTHERN CROSS DC TIE | 2020 | 5 | 11 | 21 | 483.5 | 4.4 | 4486 | 0
SOUTHERN CROSS DC TIE | 2020 | 5 | 11 | 22 | 385.1 | 2.9 | 3573 | 0
SOUTHERN CROSS DC TIE | 2020 | 5 | 11 | 23 | 151.6 | 0.5 | 1407 | 0
SOUTHERN CROSS DC TIE | 2020 | 5 | 11 | 24 | 322.6 | 2 | 2993 | 0
SOUTHERN CROSS DC TIE | 2020 | 5 | 12 | 1 | 0 | 0 | 0 | 0
SOUTHERN CROSS DC TIE | 2020 | 5 | 12 | 2 | 8.3 | 0 | 76 | 0
SOUTHERN CROSS DC TIE | 2020 | 5 | 12 | 3 | 151.3 | 0.5 | 1403 | 0
SOUTHERN CROSS DC TIE | 2020 | 5 | 12 | 4 | 398.2 | 3.2 | 3694 | 0
SOUTHERN CROSS DC TIE | 2020 | 5 | 12 | 5 | 582 | 6.6 | 5401 | 0
SOUTHERN CROSS DC TIE | 2020 | 5 | 12 | 6 | 273.2 | 1.5 | 2535 | 0
SOUTHERN CROSS DC TIE | 2020 | 5 | 12 | 7 | 266.1 | 1.3 | 2469 | 0
SOUTHERN CROSS DC TIE | 2020 | 5 | 12 | 8 | 665.8 | 9.4 | 6179 | 0
SOUTHERN CROSS DC TIE | 2020 | 5 | 12 | 9 | 1086.4 | 20.6 | 10081 | 0
SOUTHERN CROSS DC TIE | 2020 | 5 | 12 | 10 | 808.1 | 13.8 | 7498 | 0
SOUTHERN CROSS DC TIE | 2020 | 5 | 12 | 11 | 906 | 16.4 | 8407 | 0
SOUTHERN CROSS DC TIE | 2020 | 5 | 12 | 12 | 769.5 | 11.8 | 7140 | 0
SOUTHERN CROSS DC TIE | 2020 | 5 | 12 | 13 | 462.4 | 4.1 | 4290 | 0
SOUTHERN CROSS DC TIE | 2020 | 5 | 12 | 14 | 337.1 | 2.2 | 3128 | 0
SOUTHERN CROSS DC TIE | 2020 | 5 | 12 | 15 | 425 | 3.4 | 3943 | 0
SOUTHERN CROSS DC TIE | 2020 | 5 | 12 | 16 | 129.8 | 0.3 | 1204 | 0
SOUTHERN CROSS DC TIE | 2020 | 5 | 12 | 17 | 232.1 | 1.1 | 2154 | 0
SOUTHERN CROSS DC TIE | 2020 | 5 | 12 | 18 | 0 | 0 | 0 | 0
SOUTHERN CROSS DC TIE | 2020 | 5 | 12 | 19 | 124.4 | 0.3 | 1154 | 0
SOUTHERN CROSS DC TIE | 2020 | 5 | 12 | 20 | 274.9 | 1.5 | 2551 | 0
SOUTHERN CROSS DC TIE | 2020 | 5 | 12 | 21 | 361.8 | 2.5 | 3357 | 0
SOUTHERN CROSS DC TIE | 2020 | 5 | 12 | 22 | 568 | 6.2 | 5271 | 0
SOUTHERN CROSS DC TIE | 2020 | 5 | 12 | 23 | 176.5 | 0.6 | 1637 | 0
SOUTHERN CROSS DC TIE | 2020 | 5 | 12 | 24 | 313.7 | 2 | 2910 | 0
SOUTHERN CROSS DC TIE | 2020 | 5 | 13 | 1 | 0 | 0 | 0 | 0
SOUTHERN CROSS DC TIE | 2020 | 5 | 13 | 2 | 0 | 0 | 0 | 0
SOUTHERN CROSS DC TIE | 2020 | 5 | 13 | 3 | 0 | 0 | 0 | 0
SOUTHERN CROSS DC TIE | 2020 | 5 | 13 | 4 | 201.9 | 0.8 | 1873 | 0
SOUTHERN CROSS DC TIE | 2020 | 5 | 13 | 5 | 450.3 | 4.2 | 4179 | 0
SOUTHERN CROSS DC TIE | 2020 | 5 | 13 | 6 | 511.1 | 6.5 | 4743 | 0
SOUTHERN CROSS DC TIE | 2020 | 5 | 13 | 7 | 318.7 | 1.8 | 2957 | 0
SOUTHERN CROSS DC TIE | 2020 | 5 | 13 | 8 | 550.6 | 5.9 | 5109 | 0
SOUTHERN CROSS DC TIE | 2020 | 5 | 13 | 9 | 454.1 | 3.8 | 4214 | 0
SOUTHERN CROSS DC TIE | 2020 | 5 | 13 | 10 | 867.2 | 15.4 | 8047 | 0
SOUTHERN CROSS DC TIE | 2020 | 5 | 13 | 11 | 937 | 18.2 | 8695 | 0
SOUTHERN CROSS DC TIE | 2020 | 5 | 13 | 12 | 586.7 | 6.8 | 5444 | 0
SOUTHERN CROSS DC TIE | 2020 | 5 | 13 | 13 | 782.8 | 12 | 7264 | 0
SOUTHERN CROSS DC TIE | 2020 | 5 | 13 | 14 | 416.6 | 3 | 3866 | 0
SOUTHERN CROSS DC TIE | 2020 | 5 | 13 | 15 | 0 | 0 | 0 | 0
SOUTHERN CROSS DC TIE | 2020 | 5 | 13 | 16 | 0 | 0 | 0 | 0
SOUTHERN CROSS DC TIE | 2020 | 5 | 13 | 17 | 0 | 0 | 0 | 0
SOUTHERN CROSS DC TIE | 2020 | 5 | 13 | 18 | 0 | 0 | 0 | 0
SOUTHERN CROSS DC TIE | 2020 | 5 | 13 | 19 | 0 | 0 | 0 | 0
SOUTHERN CROSS DC TIE | 2020 | 5 | 13 | 20 | 0 | 0 | 0 | 0
SOUTHERN CROSS DC TIE | 2020 | 5 | 13 | 21 | 322.5 | 2.3 | 2992 | 0
SOUTHERN CROSS DC TIE | 2020 | 5 | 13 | 22 | 0 | 0 | 0 | 0
SOUTHERN CROSS DC TIE | 2020 | 5 | 13 | 23 | 350.6 | 2.4 | 3253 | 0
SOUTHERN CROSS DC TIE | 2020 | 5 | 13 | 24 | 468.1 | 3.4 | 4343 | 0
SOUTHERN CROSS DC TIE | 2020 | 5 | 14 | 1 | 0 | 0 | 0 | 0
SOUTHERN CROSS DC TIE | 2020 | 5 | 14 | 2 | 0 | 0 | 0 | 0
SOUTHERN CROSS DC TIE | 2020 | 5 | 14 | 3 | 0 | 0 | 0 | 0
SOUTHERN CROSS DC TIE | 2020 | 5 | 14 | 4 | 0 | 0 | 0 | 0
SOUTHERN CROSS DC TIE | 2020 | 5 | 14 | 5 | 0 | 0 | 0 | 0
SOUTHERN CROSS DC TIE | 2020 | 5 | 14 | 6 | 53.3 | 0.1 | 494 | 0
SOUTHERN CROSS DC TIE | 2020 | 5 | 14 | 7 | 1068.7 | 27.7 | 9917 | 0
SOUTHERN CROSS DC TIE | 2020 | 5 | 14 | 8 | 549.9 | 7 | 5102 | 0
SOUTHERN CROSS DC TIE | 2020 | 5 | 14 | 9 | 362.3 | 3.2 | 3361 | 0
SOUTHERN CROSS DC TIE | 2020 | 5 | 14 | 10 | 1049.7 | 15.2 | 9741 | 0
SOUTHERN CROSS DC TIE | 2020 | 5 | 14 | 11 | 461.9 | 3.7 | 4286 | 0
SOUTHERN CROSS DC TIE | 2020 | 5 | 14 | 12 | 395.2 | 3.5 | 3667 | 0
SOUTHERN CROSS DC TIE | 2020 | 5 | 14 | 13 | 355.1 | 2.3 | 3295 | 0
SOUTHERN CROSS DC TIE | 2020 | 5 | 14 | 14 | 48.5 | 0 | 450 | 0
SOUTHERN CROSS DC TIE | 2020 | 5 | 14 | 15 | 209.7 | 1.2 | 1946 | 0
SOUTHERN CROSS DC TIE | 2020 | 5 | 14 | 16 | 230.3 | 0.8 | 2136 | 0
SOUTHERN CROSS DC TIE | 2020 | 5 | 14 | 17 | 169.1 | 0.6 | 1569 | 0
SOUTHERN CROSS DC TIE | 2020 | 5 | 14 | 18 | 399.8 | 3.3 | 3710 | 0
SOUTHERN CROSS DC TIE | 2020 | 5 | 14 | 19 | 7.8 | 0 | 72 | 0
SOUTHERN CROSS DC TIE | 2020 | 5 | 14 | 20 | 116.1 | 0.3 | 1077 | 0
SOUTHERN CROSS DC TIE | 2020 | 5 | 14 | 21 | 219.4 | 0.9 | 2035 | 0
SOUTHERN CROSS DC TIE | 2020 | 5 | 14 | 22 | 447 | 3.8 | 4148 | 0
SOUTHERN CROSS DC TIE | 2020 | 5 | 14 | 23 | 520.3 | 5.4 | 4828 | 0
SOUTHERN CROSS DC TIE | 2020 | 5 | 14 | 24 | 0 | 0 | 0 | 0
SOUTHERN CROSS DC TIE | 2020 | 5 | 15 | 1 | 628.9 | 0 | 5836 | 0
SOUTHERN CROSS DC TIE | 2020 | 5 | 15 | 2 | 665.7 | 9.4 | 6177 | 0
SOUTHERN CROSS DC TIE | 2020 | 5 | 15 | 3 | 1889.7 | 51.4 | 17536 | 0
SOUTHERN CROSS DC TIE | 2020 | 5 | 15 | 4 | 1665.9 | 61.7 | 15459 | 0
SOUTHERN CROSS DC TIE | 2020 | 5 | 15 | 5 | 1372.9 | 30 | 12740 | 0
SOUTHERN CROSS DC TIE | 2020 | 5 | 15 | 6 | 345.6 | 2.7 | 3207 | 0
SOUTHERN CROSS DC TIE | 2020 | 5 | 15 | 7 | 0 | 0 | 0 | 0
SOUTHERN CROSS DC TIE | 2020 | 5 | 15 | 8 | 390.3 | 3.7 | 3621 | 0
SOUTHERN CROSS DC TIE | 2020 | 5 | 15 | 9 | 482.1 | 5 | 4474 | 0
SOUTHERN CROSS DC TIE | 2020 | 5 | 15 | 10 | 632.9 | 7.5 | 5872 | 0
SOUTHERN CROSS DC TIE | 2020 | 5 | 15 | 11 | 732.9 | 10.3 | 6801 | 0
SOUTHERN CROSS DC TIE | 2020 | 5 | 15 | 12 | 678.5 | 9.5 | 6296 | 0
SOUTHERN CROSS DC TIE | 2020 | 5 | 15 | 13 | 225.9 | 0.9 | 2096 | 0
SOUTHERN CROSS DC TIE | 2020 | 5 | 15 | 14 | 151.3 | 0.5 | 1404 | 0
SOUTHERN CROSS DC TIE | 2020 | 5 | 15 | 15 | 155.6 | 0.5 | 1444 | 0
SOUTHERN CROSS DC TIE | 2020 | 5 | 15 | 16 | 129.3 | 0.3 | 1199 | 0
SOUTHERN CROSS DC TIE | 2020 | 5 | 15 | 17 | 44.9 | 0 | 416 | 0
SOUTHERN CROSS DC TIE | 2020 | 5 | 15 | 18 | 297.3 | 1.7 | 2758 | 0
SOUTHERN CROSS DC TIE | 2020 | 5 | 15 | 19 | 0 | 0 | 0 | 0
SOUTHERN CROSS DC TIE | 2020 | 5 | 15 | 20 | 0 | 0 | 0 | 0
SOUTHERN CROSS DC TIE | 2020 | 5 | 15 | 21 | 1137.6 | 25.2 | 10557 | 0
SOUTHERN CROSS DC TIE | 2020 | 5 | 15 | 22 | 1337.7 | 37.4 | 12414 | 0
SOUTHERN CROSS DC TIE | 2020 | 5 | 15 | 23 | 1727.5 | 54.2 | 16031 | 0
SOUTHERN CROSS DC TIE | 2020 | 5 | 15 | 24 | 954.9 | 14.3 | 8861 | 0
SOUTHERN CROSS DC TIE | 2020 | 5 | 16 | 1 | 2100 | 0 | 19487 | 0
SOUTHERN CROSS DC TIE | 2020 | 5 | 16 | 2 | 2094 | 90.8 | 19432 | 0
SOUTHERN CROSS DC TIE | 2020 | 5 | 16 | 3 | 2082.8 | 68.8 | 19328 | 0
SOUTHERN CROSS DC TIE | 2020 | 5 | 16 | 4 | 2080.8 | 81.5 | 19310 | 0
SOUTHERN CROSS DC TIE | 2020 | 5 | 16 | 5 | 1808.5 | 52 | 16783 | 0
SOUTHERN CROSS DC TIE | 2020 | 5 | 16 | 6 | 0 | 0 | 0 | 0
SOUTHERN CROSS DC TIE | 2020 | 5 | 16 | 7 | 53.2 | 0 | 493 | 0
SOUTHERN CROSS DC TIE | 2020 | 5 | 16 | 8 | 369.1 | 3.4 | 3424 | 0
SOUTHERN CROSS DC TIE | 2020 | 5 | 16 | 9 | 583.2 | 7.1 | 5411 | 0
SOUTHERN CROSS DC TIE | 2020 | 5 | 16 | 10 | 991.7 | 18.9 | 9202 | 0
SOUTHERN CROSS DC TIE | 2020 | 5 | 16 | 11 | 560.2 | 5.9 | 5198 | 0
SOUTHERN CROSS DC TIE | 2020 | 5 | 16 | 12 | 313.2 | 2 | 2906 | 0
SOUTHERN CROSS DC TIE | 2020 | 5 | 16 | 13 | 0 | 0 | 0 | 0
SOUTHERN CROSS DC TIE | 2020 | 5 | 16 | 14 | 0 | 0 | 0 | 0
SOUTHERN CROSS DC TIE | 2020 | 5 | 16 | 15 | 0 | 0 | 0 | 0
SOUTHERN CROSS DC TIE | 2020 | 5 | 16 | 16 | 0 | 0 | 0 | 0
SOUTHERN CROSS DC TIE | 2020 | 5 | 16 | 17 | 103.3 | 0.2 | 958 | 0
SOUTHERN CROSS DC TIE | 2020 | 5 | 16 | 18 | 403.6 | 3 | 3745 | 0
SOUTHERN CROSS DC TIE | 2020 | 5 | 16 | 19 | 135.8 | 0.4 | 1259 | 0
SOUTHERN CROSS DC TIE | 2020 | 5 | 16 | 20 | 242.2 | 1.1 | 2247 | 0
SOUTHERN CROSS DC TIE | 2020 | 5 | 16 | 21 | 462.6 | 4.2 | 4293 | 0
SOUTHERN CROSS DC TIE | 2020 | 5 | 16 | 22 | 730.3 | 10.8 | 6777 | 0
SOUTHERN CROSS DC TIE | 2020 | 5 | 16 | 23 | 1941.2 | 68.8 | 18013 | 0
SOUTHERN CROSS DC TIE | 2020 | 5 | 16 | 24 | 279 | 1.4 | 2589 | 0
SOUTHERN CROSS DC TIE | 2020 | 5 | 17 | 1 | 1235.9 | 0 | 11469 | 0
SOUTHERN CROSS DC TIE | 2020 | 5 | 17 | 2 | 683.8 | 11.6 | 6345 | 0
SOUTHERN CROSS DC TIE | 2020 | 5 | 17 | 3 | 1226.4 | 22.6 | 11381 | 0
SOUTHERN CROSS DC TIE | 2020 | 5 | 17 | 4 | 771.5 | 13.3 | 7159 | 0
SOUTHERN CROSS DC TIE | 2020 | 5 | 17 | 5 | 703.1 | 8.4 | 6525 | 0
SOUTHERN CROSS DC TIE | 2020 | 5 | 17 | 6 | 0 | 0 | 0 | 0
SOUTHERN CROSS DC TIE | 2020 | 5 | 17 | 7 | 0 | 0 | 0 | 0
SOUTHERN CROSS DC TIE | 2020 | 5 | 17 | 8 | 0 | 0 | 0 | 0
SOUTHERN CROSS DC TIE | 2020 | 5 | 17 | 9 | 386 | 2.8 | 3581 | 0
SOUTHERN CROSS DC TIE | 2020 | 5 | 17 | 10 | 908.1 | 18.1 | 8427 | 0
SOUTHERN CROSS DC TIE | 2020 | 5 | 17 | 11 | 220.4 | 1 | 2045 | 0
SOUTHERN CROSS DC TIE | 2020 | 5 | 17 | 12 | 327.8 | 2.2 | 3041 | 0
SOUTHERN CROSS DC TIE | 2020 | 5 | 17 | 13 | 43.3 | 0 | 401 | 0
SOUTHERN CROSS DC TIE | 2020 | 5 | 17 | 14 | 0 | 0 | 0 | 0
SOUTHERN CROSS DC TIE | 2020 | 5 | 17 | 15 | 0 | 0 | 0 | 0
SOUTHERN CROSS DC TIE | 2020 | 5 | 17 | 16 | 0 | 0 | 0 | 0
SOUTHERN CROSS DC TIE | 2020 | 5 | 17 | 17 | 0 | 0 | 0 | 0
SOUTHERN CROSS DC TIE | 2020 | 5 | 17 | 18 | 0 | 0 | 0 | 0
SOUTHERN CROSS DC TIE | 2020 | 5 | 17 | 19 | 0 | 0 | 0 | 0
SOUTHERN CROSS DC TIE | 2020 | 5 | 17 | 20 | 0 | 0 | 0 | 0
SOUTHERN CROSS DC TIE | 2020 | 5 | 17 | 21 | 455.8 | 3.8 | 4229 | 0
SOUTHERN CROSS DC TIE | 2020 | 5 | 17 | 22 | 368 | 2.1 | 3415 | 0
SOUTHERN CROSS DC TIE | 2020 | 5 | 17 | 23 | 290.9 | 1.8 | 2699 | 0
SOUTHERN CROSS DC TIE | 2020 | 5 | 17 | 24 | 668.2 | 7.3 | 6200 | 0
SOUTHERN CROSS DC TIE | 2020 | 5 | 18 | 1 | 446.3 | 0 | 4141 | 0
SOUTHERN CROSS DC TIE | 2020 | 5 | 18 | 2 | 555.2 | 6.2 | 5152 | 0
SOUTHERN CROSS DC TIE | 2020 | 5 | 18 | 3 | 1304.1 | 29.6 | 12102 | 0
SOUTHERN CROSS DC TIE | 2020 | 5 | 18 | 4 | 1813.2 | 66.3 | 16826 | 0
SOUTHERN CROSS DC TIE | 2020 | 5 | 18 | 5 | 1341.2 | 33.6 | 12446 | 0
SOUTHERN CROSS DC TIE | 2020 | 5 | 18 | 6 | 118.5 | 0.3 | 1099 | 0
SOUTHERN CROSS DC TIE | 2020 | 5 | 18 | 7 | 0 | 0 | 0 | 0
SOUTHERN CROSS DC TIE | 2020 | 5 | 18 | 8 | 0 | 0 | 0 | 0
SOUTHERN CROSS DC TIE | 2020 | 5 | 18 | 9 | 505.3 | 5.8 | 4689 | 0
SOUTHERN CROSS DC TIE | 2020 | 5 | 18 | 10 | 1009.4 | 23.3 | 9367 | 0
SOUTHERN CROSS DC TIE | 2020 | 5 | 18 | 11 | 884.9 | 16.2 | 8212 | 0
SOUTHERN CROSS DC TIE | 2020 | 5 | 18 | 12 | 669.7 | 8.1 | 6214 | 0
SOUTHERN CROSS DC TIE | 2020 | 5 | 18 | 13 | 356.4 | 2.7 | 3307 | 0
SOUTHERN CROSS DC TIE | 2020 | 5 | 18 | 14 | 0 | 0 | 0 | 0
SOUTHERN CROSS DC TIE | 2020 | 5 | 18 | 15 | 0 | 0 | 0 | 0
SOUTHERN CROSS DC TIE | 2020 | 5 | 18 | 16 | 0 | 0 | 0 | 0
SOUTHERN CROSS DC TIE | 2020 | 5 | 18 | 17 | 0 | 0 | 0 | 0
SOUTHERN CROSS DC TIE | 2020 | 5 | 18 | 18 | 0 | 0 | 0 | 0
SOUTHERN CROSS DC TIE | 2020 | 5 | 18 | 19 | 0 | 0 | 0 | 0
SOUTHERN CROSS DC TIE | 2020 | 5 | 18 | 20 | 301 | 1.9 | 2792 | 0
SOUTHERN CROSS DC TIE | 2020 | 5 | 18 | 21 | 623.6 | 7.2 | 5787 | 0
SOUTHERN CROSS DC TIE | 2020 | 5 | 18 | 22 | 609.6 | 7.3 | 5657 | 0
SOUTHERN CROSS DC TIE | 2020 | 5 | 18 | 23 | 671.1 | 7.9 | 6227 | 0
SOUTHERN CROSS DC TIE | 2020 | 5 | 18 | 24 | 1014.5 | 19.9 | 9414 | 0
SOUTHERN CROSS DC TIE | 2020 | 5 | 19 | 1 | 930.2 | 0 | 8632 | 0
SOUTHERN CROSS DC TIE | 2020 | 5 | 19 | 2 | 329.6 | 2.4 | 3058 | 0
SOUTHERN CROSS DC TIE | 2020 | 5 | 19 | 3 | 1197.4 | 21 | 11111 | 0
SOUTHERN CROSS DC TIE | 2020 | 5 | 19 | 4 | 711.6 | 11.5 | 6604 | 0
SOUTHERN CROSS DC TIE | 2020 | 5 | 19 | 5 | 256.8 | 1 | 2383 | 0
SOUTHERN CROSS DC TIE | 2020 | 5 | 19 | 6 | 442.6 | 6 | 4107 | 0
SOUTHERN CROSS DC TIE | 2020 | 5 | 19 | 7 | 358.3 | 2.6 | 3325 | 0
SOUTHERN CROSS DC TIE | 2020 | 5 | 19 | 8 | 878.6 | 15.4 | 8153 | 0
SOUTHERN CROSS DC TIE | 2020 | 5 | 19 | 9 | 1230 | 27.3 | 11414 | 0
SOUTHERN CROSS DC TIE | 2020 | 5 | 19 | 10 | 1567.9 | 44 | 14549 | 0
SOUTHERN CROSS DC TIE | 2020 | 5 | 19 | 11 | 645.1 | 8.5 | 5986 | 0
SOUTHERN CROSS DC TIE | 2020 | 5 | 19 | 12 | 350.4 | 2.4 | 3251 | 0
SOUTHERN CROSS DC TIE | 2020 | 5 | 19 | 13 | 388.2 | 3 | 3602 | 0
SOUTHERN CROSS DC TIE | 2020 | 5 | 19 | 14 | 0 | 0 | 0 | 0
SOUTHERN CROSS DC TIE | 2020 | 5 | 19 | 15 | 0 | 0 | 0 | 0
SOUTHERN CROSS DC TIE | 2020 | 5 | 19 | 16 | 0 | 0 | 0 | 0
SOUTHERN CROSS DC TIE | 2020 | 5 | 19 | 17 | 0 | 0 | 0 | 0
SOUTHERN CROSS DC TIE | 2020 | 5 | 19 | 18 | 0 | 0 | 0 | 0
SOUTHERN CROSS DC TIE | 2020 | 5 | 19 | 19 | 66.2 | 0.1 | 614 | 0
SOUTHERN CROSS DC TIE | 2020 | 5 | 19 | 20 | 1744.9 | 55.9 | 16192 | 0
SOUTHERN CROSS DC TIE | 2020 | 5 | 19 | 21 | 736.3 | 10.6 | 6832 | 0
SOUTHERN CROSS DC TIE | 2020 | 5 | 19 | 22 | 566.7 | 6.2 | 5259 | 0
SOUTHERN CROSS DC TIE | 2020 | 5 | 19 | 23 | 883.5 | 14.6 | 8198 | 0
SOUTHERN CROSS DC TIE | 2020 | 5 | 19 | 24 | 1271.9 | 26.8 | 11802 | 0
SOUTHERN CROSS DC TIE | 2020 | 5 | 20 | 1 | 480.6 | 0 | 4459 | 0
SOUTHERN CROSS DC TIE | 2020 | 5 | 20 | 2 | 443.1 | 4 | 4112 | 0
SOUTHERN CROSS DC TIE | 2020 | 5 | 20 | 3 | 184.5 | 0.6 | 1711 | 0
SOUTHERN CROSS DC TIE | 2020 | 5 | 20 | 4 | 163.3 | 0.5 | 1515 | 0
SOUTHERN CROSS DC TIE | 2020 | 5 | 20 | 5 | 101.3 | 0.2 | 939 | 0
SOUTHERN CROSS DC TIE | 2020 | 5 | 20 | 6 | 195.4 | 0.8 | 1813 | 0
SOUTHERN CROSS DC TIE | 2020 | 5 | 20 | 7 | 548.3 | 5.3 | 5088 | 0
SOUTHERN CROSS DC TIE | 2020 | 5 | 20 | 8 | 1023.3 | 32.7 | 9495 | 0
SOUTHERN CROSS DC TIE | 2020 | 5 | 20 | 9 | 2011.7 | 68.9 | 18668 | 0
SOUTHERN CROSS DC TIE | 2020 | 5 | 20 | 10 | 2096 | 79.3 | 19451 | 0
SOUTHERN CROSS DC TIE | 2020 | 5 | 20 | 11 | 1114.3 | 23.8 | 10340 | 0
SOUTHERN CROSS DC TIE | 2020 | 5 | 20 | 12 | 623.4 | 7.9 | 5784 | 0
SOUTHERN CROSS DC TIE | 2020 | 5 | 20 | 13 | 105 | 0.2 | 974 | 0
SOUTHERN CROSS DC TIE | 2020 | 5 | 20 | 14 | 0 | 0 | 0 | 0
SOUTHERN CROSS DC TIE | 2020 | 5 | 20 | 15 | 0 | 0 | 0 | 0
SOUTHERN CROSS DC TIE | 2020 | 5 | 20 | 16 | 0 | 0 | 0 | 0
SOUTHERN CROSS DC TIE | 2020 | 5 | 20 | 17 | 0 | 0 | 0 | 0
SOUTHERN CROSS DC TIE | 2020 | 5 | 20 | 18 | 0 | 0 | 0 | 0
SOUTHERN CROSS DC TIE | 2020 | 5 | 20 | 19 | 304.6 | 1.8 | 2827 | 0
SOUTHERN CROSS DC TIE | 2020 | 5 | 20 | 20 | 1239.8 | 31.1 | 11505 | 0
SOUTHERN CROSS DC TIE | 2020 | 5 | 20 | 21 | 1313.3 | 34.4 | 12187 | 0
SOUTHERN CROSS DC TIE | 2020 | 5 | 20 | 22 | 1587.7 | 45.5 | 14734 | 0
SOUTHERN CROSS DC TIE | 2020 | 5 | 20 | 23 | 1311.2 | 32.6 | 12168 | 0
SOUTHERN CROSS DC TIE | 2020 | 5 | 20 | 24 | 1698.6 | 54.2 | 15763 | 0
SOUTHERN CROSS DC TIE | 2020 | 5 | 21 | 1 | 190.9 | 0 | 1771 | 0
SOUTHERN CROSS DC TIE | 2020 | 5 | 21 | 2 | 799.6 | 16 | 7420 | 0
SOUTHERN CROSS DC TIE | 2020 | 5 | 21 | 3 | 0 | 0 | 0 | 0
SOUTHERN CROSS DC TIE | 2020 | 5 | 21 | 4 | 0 | 0 | 0 | 0
SOUTHERN CROSS DC TIE | 2020 | 5 | 21 | 5 | 0 | 0 | 0 | 0
SOUTHERN CROSS DC TIE | 2020 | 5 | 21 | 6 | 0 | 0 | 0 | 0
SOUTHERN CROSS DC TIE | 2020 | 5 | 21 | 7 | 148.8 | 0.4 | 1381 | 0
SOUTHERN CROSS DC TIE | 2020 | 5 | 21 | 8 | 711.5 | 10.9 | 6602 | 0
SOUTHERN CROSS DC TIE | 2020 | 5 | 21 | 9 | 1628.7 | 50.1 | 15114 | 0
SOUTHERN CROSS DC TIE | 2020 | 5 | 21 | 10 | 1804.8 | 64.8 | 16748 | 0
SOUTHERN CROSS DC TIE | 2020 | 5 | 21 | 11 | 1580.2 | 46.9 | 14663 | 0
SOUTHERN CROSS DC TIE | 2020 | 5 | 21 | 12 | 1042.6 | 20.3 | 9675 | 0
SOUTHERN CROSS DC TIE | 2020 | 5 | 21 | 13 | 795 | 11.9 | 7377 | 0
SOUTHERN CROSS DC TIE | 2020 | 5 | 21 | 14 | 689.6 | 8.9 | 6399 | 0
SOUTHERN CROSS DC TIE | 2020 | 5 | 21 | 15 | 567.2 | 6.2 | 5263 | 0
SOUTHERN CROSS DC TIE | 2020 | 5 | 21 | 16 | 405.2 | 3.2 | 3760 | 0
SOUTHERN CROSS DC TIE | 2020 | 5 | 21 | 17 | 0 | 0 | 0 | 0
SOUTHERN CROSS DC TIE | 2020 | 5 | 21 | 18 | 97.1 | 0.2 | 901 | 0
SOUTHERN CROSS DC TIE | 2020 | 5 | 21 | 19 | 442 | 3.8 | 4101 | 0
SOUTHERN CROSS DC TIE | 2020 | 5 | 21 | 20 | 722.9 | 9.4 | 6708 | 0
SOUTHERN CROSS DC TIE | 2020 | 5 | 21 | 21 | 958.7 | 17 | 8896 | 0
SOUTHERN CROSS DC TIE | 2020 | 5 | 21 | 22 | 1252.2 | 31.2 | 11620 | 0
SOUTHERN CROSS DC TIE | 2020 | 5 | 21 | 23 | 785.2 | 12 | 7286 | 0
SOUTHERN CROSS DC TIE | 2020 | 5 | 21 | 24 | 2094 | 84 | 19432 | 0
SOUTHERN CROSS DC TIE | 2020 | 5 | 22 | 1 | 1084.9 | 0 | 10068 | 0
SOUTHERN CROSS DC TIE | 2020 | 5 | 22 | 2 | 505.2 | 5.7 | 4688 | 0
SOUTHERN CROSS DC TIE | 2020 | 5 | 22 | 3 | 2075.2 | 62.2 | 19258 | 0
SOUTHERN CROSS DC TIE | 2020 | 5 | 22 | 4 | 2072.9 | 84.8 | 19236 | 0
SOUTHERN CROSS DC TIE | 2020 | 5 | 22 | 5 | 1981.9 | 67.5 | 18391 | 0
SOUTHERN CROSS DC TIE | 2020 | 5 | 22 | 6 | 805.6 | 15.4 | 7475 | 0
SOUTHERN CROSS DC TIE | 2020 | 5 | 22 | 7 | 735.6 | 11.1 | 6826 | 0
SOUTHERN CROSS DC TIE | 2020 | 5 | 22 | 8 | 973.7 | 17.8 | 9035 | 0
SOUTHERN CROSS DC TIE | 2020 | 5 | 22 | 9 | 2087.9 | 77.5 | 19375 | 0
SOUTHERN CROSS DC TIE | 2020 | 5 | 22 | 10 | 2091.9 | 85.1 | 19412 | 0
SOUTHERN CROSS DC TIE | 2020 | 5 | 22 | 11 | 2091.1 | 79.5 | 19405 | 0
SOUTHERN CROSS DC TIE | 2020 | 5 | 22 | 12 | 1517.5 | 43.8 | 14082 | 0
SOUTHERN CROSS DC TIE | 2020 | 5 | 22 | 13 | 1350.4 | 34.1 | 12532 | 0
SOUTHERN CROSS DC TIE | 2020 | 5 | 22 | 14 | 1026.1 | 20.5 | 9522 | 0
SOUTHERN CROSS DC TIE | 2020 | 5 | 22 | 15 | 1117.6 | 24.2 | 10371 | 0
SOUTHERN CROSS DC TIE | 2020 | 5 | 22 | 16 | 1004.3 | 19.5 | 9319 | 0
SOUTHERN CROSS DC TIE | 2020 | 5 | 22 | 17 | 817.4 | 13 | 7585 | 0
SOUTHERN CROSS DC TIE | 2020 | 5 | 22 | 18 | 640.6 | 7.4 | 5944 | 0
SOUTHERN CROSS DC TIE | 2020 | 5 | 22 | 19 | 1045.2 | 20.4 | 9699 | 0
SOUTHERN CROSS DC TIE | 2020 | 5 | 22 | 20 | 1148.7 | 26.6 | 10659 | 0
SOUTHERN CROSS DC TIE | 2020 | 5 | 22 | 21 | 1273 | 33.2 | 11813 | 0
SOUTHERN CROSS DC TIE | 2020 | 5 | 22 | 22 | 1071 | 21.7 | 9939 | 0
SOUTHERN CROSS DC TIE | 2020 | 5 | 22 | 23 | 1151.1 | 27.7 | 10682 | 0
SOUTHERN CROSS DC TIE | 2020 | 5 | 22 | 24 | 888.1 | 15.3 | 8241 | 0
SOUTHERN CROSS DC TIE | 2020 | 5 | 23 | 1 | 170.8 | 0 | 1585 | 0
SOUTHERN CROSS DC TIE | 2020 | 5 | 23 | 2 | 400.4 | 3.2 | 3715 | 0
SOUTHERN CROSS DC TIE | 2020 | 5 | 23 | 3 | 1115.4 | 21.8 | 10351 | 0
SOUTHERN CROSS DC TIE | 2020 | 5 | 23 | 4 | 768.1 | 13 | 7127 | 0
SOUTHERN CROSS DC TIE | 2020 | 5 | 23 | 5 | 881.1 | 12.4 | 8177 | 0
SOUTHERN CROSS DC TIE | 2020 | 5 | 23 | 6 | 216.5 | 0.9 | 2009 | 0
SOUTHERN CROSS DC TIE | 2020 | 5 | 23 | 7 | 0 | 0 | 0 | 0
SOUTHERN CROSS DC TIE | 2020 | 5 | 23 | 8 | 424.7 | 5.2 | 3941 | 0
SOUTHERN CROSS DC TIE | 2020 | 5 | 23 | 9 | 671.9 | 9.1 | 6235 | 0
SOUTHERN CROSS DC TIE | 2020 | 5 | 23 | 10 | 770.3 | 11 | 7148 | 0
SOUTHERN CROSS DC TIE | 2020 | 5 | 23 | 11 | 1075.8 | 22.1 | 9983 | 0
SOUTHERN CROSS DC TIE | 2020 | 5 | 23 | 12 | 1246.6 | 29 | 11568 | 0
SOUTHERN CROSS DC TIE | 2020 | 5 | 23 | 13 | 889.6 | 21 | 8255 | 0
SOUTHERN CROSS DC TIE | 2020 | 5 | 23 | 14 | 975.2 | 12 | 9049 | 0
SOUTHERN CROSS DC TIE | 2020 | 5 | 23 | 15 | 932.3 | 17.6 | 8651 | 0
SOUTHERN CROSS DC TIE | 2020 | 5 | 23 | 16 | 416.3 | 3.8 | 3862 | 0
SOUTHERN CROSS DC TIE | 2020 | 5 | 23 | 17 | 339.2 | 2.2 | 3148 | 0
SOUTHERN CROSS DC TIE | 2020 | 5 | 23 | 18 | 523 | 4.9 | 4853 | 0
SOUTHERN CROSS DC TIE | 2020 | 5 | 23 | 19 | 788.6 | 13.6 | 7318 | 0
SOUTHERN CROSS DC TIE | 2020 | 5 | 23 | 20 | 1403.6 | 33.1 | 13025 | 0
SOUTHERN CROSS DC TIE | 2020 | 5 | 23 | 21 | 1298 | 32.1 | 12045 | 0
SOUTHERN CROSS DC TIE | 2020 | 5 | 23 | 22 | 1497.2 | 44.9 | 13893 | 0
SOUTHERN CROSS DC TIE | 2020 | 5 | 23 | 23 | 1286.2 | 29.2 | 11935 | 0
SOUTHERN CROSS DC TIE | 2020 | 5 | 23 | 24 | 882.2 | 15.4 | 8186 | 0
SOUTHERN CROSS DC TIE | 2020 | 5 | 24 | 1 | 121.1 | 0 | 1123 | 0
SOUTHERN CROSS DC TIE | 2020 | 5 | 24 | 2 | 0 | 0 | 0 | 0
SOUTHERN CROSS DC TIE | 2020 | 5 | 24 | 3 | 0 | 0 | 0 | 0
SOUTHERN CROSS DC TIE | 2020 | 5 | 24 | 4 | 382.1 | 2.4 | 3546 | 0
SOUTHERN CROSS DC TIE | 2020 | 5 | 24 | 5 | 122.6 | 0.3 | 1137 | 0
SOUTHERN CROSS DC TIE | 2020 | 5 | 24 | 6 | 17.9 | 0 | 166 | 0
SOUTHERN CROSS DC TIE | 2020 | 5 | 24 | 7 | 0 | 0 | 0 | 0
SOUTHERN CROSS DC TIE | 2020 | 5 | 24 | 8 | 0 | 0 | 0 | 0
SOUTHERN CROSS DC TIE | 2020 | 5 | 24 | 9 | 115.6 | 0.3 | 1072 | 0
SOUTHERN CROSS DC TIE | 2020 | 5 | 24 | 10 | 210.7 | 1 | 1954 | 0
SOUTHERN CROSS DC TIE | 2020 | 5 | 24 | 11 | 394 | 2.9 | 3656 | 0
SOUTHERN CROSS DC TIE | 2020 | 5 | 24 | 12 | 570.2 | 6.6 | 5291 | 0
SOUTHERN CROSS DC TIE | 2020 | 5 | 24 | 13 | 1003.4 | 20 | 9311 | 0
SOUTHERN CROSS DC TIE | 2020 | 5 | 24 | 14 | 591.7 | 7.4 | 5491 | 0
SOUTHERN CROSS DC TIE | 2020 | 5 | 24 | 15 | 146.8 | 0.4 | 1362 | 0
SOUTHERN CROSS DC TIE | 2020 | 5 | 24 | 16 | 0 | 0 | 0 | 0
SOUTHERN CROSS DC TIE | 2020 | 5 | 24 | 17 | 313.5 | 1.9 | 2909 | 0
SOUTHERN CROSS DC TIE | 2020 | 5 | 24 | 18 | 202.1 | 0.8 | 1875 | 0
SOUTHERN CROSS DC TIE | 2020 | 5 | 24 | 19 | 83.3 | 0.1 | 772 | 0
SOUTHERN CROSS DC TIE | 2020 | 5 | 24 | 20 | 641.1 | 7.1 | 5949 | 0
SOUTHERN CROSS DC TIE | 2020 | 5 | 24 | 21 | 646.5 | 9.8 | 5999 | 0
SOUTHERN CROSS DC TIE | 2020 | 5 | 24 | 22 | 465.4 | 4.2 | 4318 | 0
SOUTHERN CROSS DC TIE | 2020 | 5 | 24 | 23 | 0 | 0 | 0 | 0
SOUTHERN CROSS DC TIE | 2020 | 5 | 24 | 24 | 0 | 0 | 0 | 0
SOUTHERN CROSS DC TIE | 2020 | 5 | 25 | 1 | 0 | 0 | 0 | 0
SOUTHERN CROSS DC TIE | 2020 | 5 | 25 | 2 | 0 | 0 | 0 | 0
SOUTHERN CROSS DC TIE | 2020 | 5 | 25 | 3 | 105 | 0.2 | 974 | 0
SOUTHERN CROSS DC TIE | 2020 | 5 | 25 | 4 | 0 | 0 | 0 | 0
SOUTHERN CROSS DC TIE | 2020 | 5 | 25 | 5 | 0 | 0 | 0 | 0
SOUTHERN CROSS DC TIE | 2020 | 5 | 25 | 6 | 0 | 0 | 0 | 0
SOUTHERN CROSS DC TIE | 2020 | 5 | 25 | 7 | 0 | 0 | 0 | 0
SOUTHERN CROSS DC TIE | 2020 | 5 | 25 | 8 | 0 | 0 | 0 | 0
SOUTHERN CROSS DC TIE | 2020 | 5 | 25 | 9 | 0 | 0 | 0 | 0
SOUTHERN CROSS DC TIE | 2020 | 5 | 25 | 10 | 0 | 0 | 0 | 0
SOUTHERN CROSS DC TIE | 2020 | 5 | 25 | 11 | 192.1 | 0.5 | 1782 | 0
SOUTHERN CROSS DC TIE | 2020 | 5 | 25 | 12 | 283.3 | 2.1 | 2628 | 0
SOUTHERN CROSS DC TIE | 2020 | 5 | 25 | 13 | 80.5 | 0.1 | 746 | 0
SOUTHERN CROSS DC TIE | 2020 | 5 | 25 | 14 | 0 | 0 | 0 | 0
SOUTHERN CROSS DC TIE | 2020 | 5 | 25 | 15 | 0 | 0 | 0 | 0
SOUTHERN CROSS DC TIE | 2020 | 5 | 25 | 16 | 0 | 0 | 0 | 0
SOUTHERN CROSS DC TIE | 2020 | 5 | 25 | 17 | 0 | 0 | 0 | 0
SOUTHERN CROSS DC TIE | 2020 | 5 | 25 | 18 | 0 | 0 | 0 | 0
SOUTHERN CROSS DC TIE | 2020 | 5 | 25 | 19 | 0 | 0 | 0 | 0
SOUTHERN CROSS DC TIE | 2020 | 5 | 25 | 20 | 0 | 0 | 0 | 0
SOUTHERN CROSS DC TIE | 2020 | 5 | 25 | 21 | 0 | 0 | 0 | 0
SOUTHERN CROSS DC TIE | 2020 | 5 | 25 | 22 | 99.5 | 0.2 | 923 | 0
SOUTHERN CROSS DC TIE | 2020 | 5 | 25 | 23 | 0 | 0 | 0 | 0
SOUTHERN CROSS DC TIE | 2020 | 5 | 25 | 24 | 0 | 0 | 0 | 0
SOUTHERN CROSS DC TIE | 2020 | 5 | 26 | 1 | 0 | 0 | 0 | 0
SOUTHERN CROSS DC TIE | 2020 | 5 | 26 | 2 | 0 | 0 | 0 | 0
SOUTHERN CROSS DC TIE | 2020 | 5 | 26 | 3 | 0 | 0 | 0 | 0
SOUTHERN CROSS DC TIE | 2020 | 5 | 26 | 4 | 0 | 0 | 0 | 0
SOUTHERN CROSS DC TIE | 2020 | 5 | 26 | 5 | 0 | 0 | 0 | 0
SOUTHERN CROSS DC TIE | 2020 | 5 | 26 | 6 | 0 | 0 | 0 | 0
SOUTHERN CROSS DC TIE | 2020 | 5 | 26 | 7 | 0 | 0 | 0 | 0
SOUTHERN CROSS DC TIE | 2020 | 5 | 26 | 8 | 0 | 0 | 0 | 0
SOUTHERN CROSS DC TIE | 2020 | 5 | 26 | 9 | 0 | 0 | 0 | 0
SOUTHERN CROSS DC TIE | 2020 | 5 | 26 | 10 | 0 | 0 | 0 | 0
SOUTHERN CROSS DC TIE | 2020 | 5 | 26 | 11 | 0 | 0 | 0 | 0
SOUTHERN CROSS DC TIE | 2020 | 5 | 26 | 12 | 0 | 0 | 0 | 0
SOUTHERN CROSS DC TIE | 2020 | 5 | 26 | 13 | 0 | 0 | 0 | 0
SOUTHERN CROSS DC TIE | 2020 | 5 | 26 | 14 | 0 | 0 | 0 | 0
SOUTHERN CROSS DC TIE | 2020 | 5 | 26 | 15 | 0 | 0 | 0 | 0
SOUTHERN CROSS DC TIE | 2020 | 5 | 26 | 16 | 0 | 0 | 0 | 0
SOUTHERN CROSS DC TIE | 2020 | 5 | 26 | 17 | 0 | 0 | 0 | 0
SOUTHERN CROSS DC TIE | 2020 | 5 | 26 | 18 | 0 | 0 | 0 | 0
SOUTHERN CROSS DC TIE | 2020 | 5 | 26 | 19 | 0 | 0 | 0 | 0
SOUTHERN CROSS DC TIE | 2020 | 5 | 26 | 20 | 0 | 0 | 0 | 0
SOUTHERN CROSS DC TIE | 2020 | 5 | 26 | 21 | 121.7 | 0.3 | 1129 | 0
SOUTHERN CROSS DC TIE | 2020 | 5 | 26 | 22 | 27.7 | 0 | 256 | 0
SOUTHERN CROSS DC TIE | 2020 | 5 | 26 | 23 | 0 | 0 | 0 | 0
SOUTHERN CROSS DC TIE | 2020 | 5 | 26 | 24 | 0 | 0 | 0 | 0
SOUTHERN CROSS DC TIE | 2020 | 5 | 27 | 1 | 0 | 0 | 0 | 0
SOUTHERN CROSS DC TIE | 2020 | 5 | 27 | 2 | 0 | 0 | 0 | 0
SOUTHERN CROSS DC TIE | 2020 | 5 | 27 | 3 | 0 | 0 | 0 | 0
SOUTHERN CROSS DC TIE | 2020 | 5 | 27 | 4 | 0 | 0 | 0 | 0
SOUTHERN CROSS DC TIE | 2020 | 5 | 27 | 5 | 0 | 0 | 0 | 0
SOUTHERN CROSS DC TIE | 2020 | 5 | 27 | 6 | 0 | 0 | 0 | 0
SOUTHERN CROSS DC TIE | 2020 | 5 | 27 | 7 | 0 | 0 | 0 | 0
SOUTHERN CROSS DC TIE | 2020 | 5 | 27 | 8 | 0 | 0 | 0 | 0
SOUTHERN CROSS DC TIE | 2020 | 5 | 27 | 9 | 0 | 0 | 0 | 0
SOUTHERN CROSS DC TIE | 2020 | 5 | 27 | 10 | 0 | 0 | 0 | 0
SOUTHERN CROSS DC TIE | 2020 | 5 | 27 | 11 | 0 | 0 | 0 | 0
SOUTHERN CROSS DC TIE | 2020 | 5 | 27 | 12 | 379.2 | 2.8 | 3519 | 0
SOUTHERN CROSS DC TIE | 2020 | 5 | 27 | 13 | 0 | 0 | 0 | 0
SOUTHERN CROSS DC TIE | 2020 | 5 | 27 | 14 | 0 | 0 | 0 | 0
SOUTHERN CROSS DC TIE | 2020 | 5 | 27 | 15 | 0 | 0 | 0 | 0
SOUTHERN CROSS DC TIE | 2020 | 5 | 27 | 16 | 0 | 0 | 0 | 0
SOUTHERN CROSS DC TIE | 2020 | 5 | 27 | 17 | 0 | 0 | 0 | 0
SOUTHERN CROSS DC TIE | 2020 | 5 | 27 | 18 | 0 | 0 | 0 | 0
SOUTHERN CROSS DC TIE | 2020 | 5 | 27 | 19 | 0 | 0 | 0 | 0
SOUTHERN CROSS DC TIE | 2020 | 5 | 27 | 20 | 0 | 0 | 0 | 0
SOUTHERN CROSS DC TIE | 2020 | 5 | 27 | 21 | 245 | 1.1 | 2273 | 0
SOUTHERN CROSS DC TIE | 2020 | 5 | 27 | 22 | 299.8 | 1.3 | 2782 | 0
SOUTHERN CROSS DC TIE | 2020 | 5 | 27 | 23 | 0 | 0 | 0 | 0
SOUTHERN CROSS DC TIE | 2020 | 5 | 27 | 24 | 0 | 0 | 0 | 0
SOUTHERN CROSS DC TIE | 2020 | 5 | 28 | 1 | 0 | 0 | 0 | 0
SOUTHERN CROSS DC TIE | 2020 | 5 | 28 | 2 | 0 | 0 | 0 | 0
SOUTHERN CROSS DC TIE | 2020 | 5 | 28 | 3 | 0 | 0 | 0 | 0
SOUTHERN CROSS DC TIE | 2020 | 5 | 28 | 4 | 0 | 0 | 0 | 0
SOUTHERN CROSS DC TIE | 2020 | 5 | 28 | 5 | 0 | 0 | 0 | 0
SOUTHERN CROSS DC TIE | 2020 | 5 | 28 | 6 | 0 | 0 | 0 | 0
SOUTHERN CROSS DC TIE | 2020 | 5 | 28 | 7 | 0 | 0 | 0 | 0
SOUTHERN CROSS DC TIE | 2020 | 5 | 28 | 8 | 0 | 0 | 0 | 0
SOUTHERN CROSS DC TIE | 2020 | 5 | 28 | 9 | 0 | 0 | 0 | 0
SOUTHERN CROSS DC TIE | 2020 | 5 | 28 | 10 | 350.3 | 2.3 | 3250 | 0
SOUTHERN CROSS DC TIE | 2020 | 5 | 28 | 11 | 1033.5 | 19.1 | 9590 | 0
SOUTHERN CROSS DC TIE | 2020 | 5 | 28 | 12 | 671.2 | 9.9 | 6228 | 0
SOUTHERN CROSS DC TIE | 2020 | 5 | 28 | 13 | 802.7 | 12.5 | 7449 | 0
SOUTHERN CROSS DC TIE | 2020 | 5 | 28 | 14 | 526.7 | 5.7 | 4887 | 0
SOUTHERN CROSS DC TIE | 2020 | 5 | 28 | 15 | 279.8 | 1.7 | 2596 | 0
SOUTHERN CROSS DC TIE | 2020 | 5 | 28 | 16 | 362.1 | 2.6 | 3360 | 0
SOUTHERN CROSS DC TIE | 2020 | 5 | 28 | 17 | 166.2 | 0.6 | 1542 | 0
SOUTHERN CROSS DC TIE | 2020 | 5 | 28 | 18 | 249.6 | 1.2 | 2315 | 0
SOUTHERN CROSS DC TIE | 2020 | 5 | 28 | 19 | 522.8 | 7.1 | 4851 | 0
SOUTHERN CROSS DC TIE | 2020 | 5 | 28 | 20 | 469.6 | 3.5 | 4357 | 0
SOUTHERN CROSS DC TIE | 2020 | 5 | 28 | 21 | 552.1 | 4.6 | 5123 | 0
SOUTHERN CROSS DC TIE | 2020 | 5 | 28 | 22 | 322 | 2.2 | 2988 | 0
SOUTHERN CROSS DC TIE | 2020 | 5 | 28 | 23 | 0 | 0 | 0 | 0
SOUTHERN CROSS DC TIE | 2020 | 5 | 28 | 24 | 0 | 0 | 0 | 0
SOUTHERN CROSS DC TIE | 2020 | 5 | 29 | 1 | 0 | 0 | 0 | 0
SOUTHERN CROSS DC TIE | 2020 | 5 | 29 | 2 | 0 | 0 | 0 | 0
SOUTHERN CROSS DC TIE | 2020 | 5 | 29 | 3 | 0 | 0 | 0 | 0
SOUTHERN CROSS DC TIE | 2020 | 5 | 29 | 4 | 0 | 0 | 0 | 0
SOUTHERN CROSS DC TIE | 2020 | 5 | 29 | 5 | 0 | 0 | 0 | 0
SOUTHERN CROSS DC TIE | 2020 | 5 | 29 | 6 | 0 | 0 | 0 | 0
SOUTHERN CROSS DC TIE | 2020 | 5 | 29 | 7 | 0 | 0 | 0 | 0
SOUTHERN CROSS DC TIE | 2020 | 5 | 29 | 8 | 0 | 0 | 0 | 0
SOUTHERN CROSS DC TIE | 2020 | 5 | 29 | 9 | 0 | 0 | 0 | 0
SOUTHERN CROSS DC TIE | 2020 | 5 | 29 | 10 | 0 | 0 | 0 | 0
SOUTHERN CROSS DC TIE | 2020 | 5 | 29 | 11 | 322 | 1.8 | 2988 | 0
SOUTHERN CROSS DC TIE | 2020 | 5 | 29 | 12 | 0 | 0 | 0 | 0
SOUTHERN CROSS DC TIE | 2020 | 5 | 29 | 13 | 0 | 0 | 0 | 0
SOUTHERN CROSS DC TIE | 2020 | 5 | 29 | 14 | 0 | 0 | 0 | 0
SOUTHERN CROSS DC TIE | 2020 | 5 | 29 | 15 | 0 | 0 | 0 | 0
SOUTHERN CROSS DC TIE | 2020 | 5 | 29 | 16 | 0 | 0 | 0 | 0
SOUTHERN CROSS DC TIE | 2020 | 5 | 29 | 17 | 0 | 0 | 0 | 0
SOUTHERN CROSS DC TIE | 2020 | 5 | 29 | 18 | 0 | 0 | 0 | 0
SOUTHERN CROSS DC TIE | 2020 | 5 | 29 | 19 | 0 | 0 | 0 | 0
SOUTHERN CROSS DC TIE | 2020 | 5 | 29 | 20 | 0 | 0 | 0 | 0
SOUTHERN CROSS DC TIE | 2020 | 5 | 29 | 21 | 0 | 0 | 0 | 0
SOUTHERN CROSS DC TIE | 2020 | 5 | 29 | 22 | 0 | 0 | 0 | 0
SOUTHERN CROSS DC TIE | 2020 | 5 | 29 | 23 | 16.7 | 0 | 155 | 0
SOUTHERN CROSS DC TIE | 2020 | 5 | 29 | 24 | 0 | 0 | 0 | 0
SOUTHERN CROSS DC TIE | 2020 | 5 | 30 | 1 | 0 | 0 | 0 | 0
SOUTHERN CROSS DC TIE | 2020 | 5 | 30 | 2 | 0 | 0 | 0 | 0
SOUTHERN CROSS DC TIE | 2020 | 5 | 30 | 3 | 0 | 0 | 0 | 0
SOUTHERN CROSS DC TIE | 2020 | 5 | 30 | 4 | 0 | 0 | 0 | 0
SOUTHERN CROSS DC TIE | 2020 | 5 | 30 | 5 | 0 | 0 | 0 | 0
SOUTHERN CROSS DC TIE | 2020 | 5 | 30 | 6 | 0 | 0 | 0 | 0
SOUTHERN CROSS DC TIE | 2020 | 5 | 30 | 7 | 0 | 0 | 0 | 0
SOUTHERN CROSS DC TIE | 2020 | 5 | 30 | 8 | 0 | 0 | 0 | 0
SOUTHERN CROSS DC TIE | 2020 | 5 | 30 | 9 | 0 | 0 | 0 | 0
SOUTHERN CROSS DC TIE | 2020 | 5 | 30 | 10 | 0 | 0 | 0 | 0
SOUTHERN CROSS DC TIE | 2020 | 5 | 30 | 11 | 76.3 | 0.1 | 708 | 0
SOUTHERN CROSS DC TIE | 2020 | 5 | 30 | 12 | 0 | 0 | 0 | 0
SOUTHERN CROSS DC TIE | 2020 | 5 | 30 | 13 | 0 | 0 | 0 | 0
SOUTHERN CROSS DC TIE | 2020 | 5 | 30 | 14 | 0 | 0 | 0 | 0
SOUTHERN CROSS DC TIE | 2020 | 5 | 30 | 15 | 0 | 0 | 0 | 0
SOUTHERN CROSS DC TIE | 2020 | 5 | 30 | 16 | 0 | 0 | 0 | 0
SOUTHERN CROSS DC TIE | 2020 | 5 | 30 | 17 | 0 | 0 | 0 | 0
SOUTHERN CROSS DC TIE | 2020 | 5 | 30 | 18 | 0 | 0 | 0 | 0
SOUTHERN CROSS DC TIE | 2020 | 5 | 30 | 19 | 0 | 0 | 0 | 0
SOUTHERN CROSS DC TIE | 2020 | 5 | 30 | 20 | 0 | 0 | 0 | 0
SOUTHERN CROSS DC TIE | 2020 | 5 | 30 | 21 | 165.5 | 0.6 | 1536 | 0
SOUTHERN CROSS DC TIE | 2020 | 5 | 30 | 22 | 341.9 | 2.3 | 3172 | 0
SOUTHERN CROSS DC TIE | 2020 | 5 | 30 | 23 | 280.1 | 1.5 | 2599 | 0
SOUTHERN CROSS DC TIE | 2020 | 5 | 30 | 24 | 273.8 | 1.4 | 2540 | 0
SOUTHERN CROSS DC TIE | 2020 | 5 | 31 | 1 | 0 | 0 | 0 | 0
SOUTHERN CROSS DC TIE | 2020 | 5 | 31 | 2 | 37.7 | 0 | 350 | 0
SOUTHERN CROSS DC TIE | 2020 | 5 | 31 | 3 | 30 | 0 | 278 | 0
SOUTHERN CROSS DC TIE | 2020 | 5 | 31 | 4 | 0 | 0 | 0 | 0
SOUTHERN CROSS DC TIE | 2020 | 5 | 31 | 5 | 0 | 0 | 0 | 0
SOUTHERN CROSS DC TIE | 2020 | 5 | 31 | 6 | 0 | 0 | 0 | 0
SOUTHERN CROSS DC TIE | 2020 | 5 | 31 | 7 | 0 | 0 | 0 | 0
SOUTHERN CROSS DC TIE | 2020 | 5 | 31 | 8 | 0 | 0 | 0 | 0
SOUTHERN CROSS DC TIE | 2020 | 5 | 31 | 9 | 0 | 0 | 0 | 0
SOUTHERN CROSS DC TIE | 2020 | 5 | 31 | 10 | 37.1 | 0 | 343 | 0
SOUTHERN CROSS DC TIE | 2020 | 5 | 31 | 11 | 408.4 | 3.2 | 3789 | 0
SOUTHERN CROSS DC TIE | 2020 | 5 | 31 | 12 | 429.4 | 3.9 | 3984 | 0
SOUTHERN CROSS DC TIE | 2020 | 5 | 31 | 13 | 217.1 | 0.9 | 2014 | 0
SOUTHERN CROSS DC TIE | 2020 | 5 | 31 | 14 | 87.6 | 0.2 | 812 | 0
SOUTHERN CROSS DC TIE | 2020 | 5 | 31 | 15 | 194 | 0.7 | 1800 | 0
SOUTHERN CROSS DC TIE | 2020 | 5 | 31 | 16 | 132.5 | 0.4 | 1229 | 0
SOUTHERN CROSS DC TIE | 2020 | 5 | 31 | 17 | 0 | 0 | 0 | 0
SOUTHERN CROSS DC TIE | 2020 | 5 | 31 | 18 | 76.1 | 0.1 | 705 | 0
SOUTHERN CROSS DC TIE | 2020 | 5 | 31 | 19 | 511.2 | 5.1 | 4744 | 0
SOUTHERN CROSS DC TIE | 2020 | 5 | 31 | 20 | 446.7 | 3.9 | 4145 | 0
SOUTHERN CROSS DC TIE | 2020 | 5 | 31 | 21 | 432.1 | 3.7 | 4010 | 0
SOUTHERN CROSS DC TIE | 2020 | 5 | 31 | 22 | 660.1 | 8.2 | 6126 | 0
SOUTHERN CROSS DC TIE | 2020 | 5 | 31 | 23 | 1233.3 | 27.7 | 11444 | 0
SOUTHERN CROSS DC TIE | 2020 | 5 | 31 | 24 | 221.8 | 1 | 2057 | 0
SOUTHERN CROSS DC TIE | 2020 | 6 | 1 | 1 | 2040.5 | 82.7 | 22179 | 0
SOUTHERN CROSS DC TIE | 2020 | 6 | 1 | 2 | 797.7 | 13.3 | 8671 | 0
SOUTHERN CROSS DC TIE | 2020 | 6 | 1 | 3 | 200.9 | 0.7 | 2183 | 0
SOUTHERN CROSS DC TIE | 2020 | 6 | 1 | 4 | 267.3 | 1.4 | 2906 | 0
SOUTHERN CROSS DC TIE | 2020 | 6 | 1 | 5 | 438.7 | 3.8 | 4768 | 0
SOUTHERN CROSS DC TIE | 2020 | 6 | 1 | 6 | 1191.3 | 36.9 | 12949 | 0
SOUTHERN CROSS DC TIE | 2020 | 6 | 1 | 7 | 1241 | 28.6 | 13489 | 0
SOUTHERN CROSS DC TIE | 2020 | 6 | 1 | 8 | 1267 | 29 | 13772 | 0
SOUTHERN CROSS DC TIE | 2020 | 6 | 1 | 9 | 1305.3 | 33.7 | 14188 | 0
SOUTHERN CROSS DC TIE | 2020 | 6 | 1 | 10 | 1060.9 | 21.2 | 11531 | 0
SOUTHERN CROSS DC TIE | 2020 | 6 | 1 | 11 | 1401.6 | 40.4 | 15235 | 0
SOUTHERN CROSS DC TIE | 2020 | 6 | 1 | 12 | 1322.1 | 33.5 | 14371 | 0
SOUTHERN CROSS DC TIE | 2020 | 6 | 1 | 13 | 1811.9 | 60.9 | 19695 | 0
SOUTHERN CROSS DC TIE | 2020 | 6 | 1 | 14 | 956.8 | 18 | 10400 | 0
SOUTHERN CROSS DC TIE | 2020 | 6 | 1 | 15 | 250.4 | 1.3 | 2722 | 0
SOUTHERN CROSS DC TIE | 2020 | 6 | 1 | 16 | 561.2 | 5.7 | 6100 | 0
SOUTHERN CROSS DC TIE | 2020 | 6 | 1 | 17 | 279.7 | 1.5 | 3040 | 0
SOUTHERN CROSS DC TIE | 2020 | 6 | 1 | 18 | 121.8 | 0.3 | 1323 | 0
SOUTHERN CROSS DC TIE | 2020 | 6 | 1 | 19 | 318.3 | 1.9 | 3460 | 0
SOUTHERN CROSS DC TIE | 2020 | 6 | 1 | 20 | 421 | 3.4 | 4576 | 0
SOUTHERN CROSS DC TIE | 2020 | 6 | 1 | 21 | 432.8 | 3.6 | 4704 | 0
SOUTHERN CROSS DC TIE | 2020 | 6 | 1 | 22 | 526 | 5.4 | 5717 | 0
SOUTHERN CROSS DC TIE | 2020 | 6 | 1 | 23 | 540.7 | 6.2 | 5877 | 0
SOUTHERN CROSS DC TIE | 2020 | 6 | 1 | 24 | 768 | 10 | 8347 | 0
SOUTHERN CROSS DC TIE | 2020 | 6 | 2 | 1 | 2100 | 0 | 22826 | 0
SOUTHERN CROSS DC TIE | 2020 | 6 | 2 | 2 | 1931.9 | 94.1 | 20999 | 0
SOUTHERN CROSS DC TIE | 2020 | 6 | 2 | 3 | 2061 | 62.6 | 22402 | 0
SOUTHERN CROSS DC TIE | 2020 | 6 | 2 | 4 | 2045.3 | 73.3 | 22232 | 0
SOUTHERN CROSS DC TIE | 2020 | 6 | 2 | 5 | 2012.3 | 74.2 | 21873 | 0
SOUTHERN CROSS DC TIE | 2020 | 6 | 2 | 6 | 0 | 0 | 0 | 0
SOUTHERN CROSS DC TIE | 2020 | 6 | 2 | 7 | 434.6 | 3.5 | 4723 | 0
SOUTHERN CROSS DC TIE | 2020 | 6 | 2 | 8 | 524.5 | 6 | 5701 | 0
SOUTHERN CROSS DC TIE | 2020 | 6 | 2 | 9 | 510.2 | 5.2 | 5545 | 0
SOUTHERN CROSS DC TIE | 2020 | 6 | 2 | 10 | 312.5 | 2.2 | 3396 | 0
SOUTHERN CROSS DC TIE | 2020 | 6 | 2 | 11 | 56.7 | 0.1 | 616 | 0
SOUTHERN CROSS DC TIE | 2020 | 6 | 2 | 12 | 0 | 0 | 0 | 0
SOUTHERN CROSS DC TIE | 2020 | 6 | 2 | 13 | 0 | 0 | 0 | 0
SOUTHERN CROSS DC TIE | 2020 | 6 | 2 | 14 | 0 | 0 | 0 | 0
SOUTHERN CROSS DC TIE | 2020 | 6 | 2 | 15 | 0 | 0 | 0 | 0
SOUTHERN CROSS DC TIE | 2020 | 6 | 2 | 16 | 0 | 0 | 0 | 0
SOUTHERN CROSS DC TIE | 2020 | 6 | 2 | 17 | 0 | 0 | 0 | 0
SOUTHERN CROSS DC TIE | 2020 | 6 | 2 | 18 | 0 | 0 | 0 | 0
SOUTHERN CROSS DC TIE | 2020 | 6 | 2 | 19 | 0 | 0 | 0 | 0
SOUTHERN CROSS DC TIE | 2020 | 6 | 2 | 20 | 0 | 0 | 0 | 0
SOUTHERN CROSS DC TIE | 2020 | 6 | 2 | 21 | 0 | 0 | 0 | 0
SOUTHERN CROSS DC TIE | 2020 | 6 | 2 | 22 | 0 | 0 | 0 | 0
SOUTHERN CROSS DC TIE | 2020 | 6 | 2 | 23 | 0 | 0 | 0 | 0
SOUTHERN CROSS DC TIE | 2020 | 6 | 2 | 24 | 0 | 0 | 0 | 0
SOUTHERN CROSS DC TIE | 2020 | 6 | 3 | 1 | 0 | 0 | 0 | 0
SOUTHERN CROSS DC TIE | 2020 | 6 | 3 | 2 | 352.5 | 3.6 | 3832 | 0
SOUTHERN CROSS DC TIE | 2020 | 6 | 3 | 3 | 0 | 0 | 0 | 0
SOUTHERN CROSS DC TIE | 2020 | 6 | 3 | 4 | 147.4 | 0.7 | 1602 | 0
SOUTHERN CROSS DC TIE | 2020 | 6 | 3 | 5 | 15 | 0 | 162 | 0
SOUTHERN CROSS DC TIE | 2020 | 6 | 3 | 6 | 550.6 | 10.2 | 5984 | 0
SOUTHERN CROSS DC TIE | 2020 | 6 | 3 | 7 | 621.1 | 9.2 | 6751 | 0
SOUTHERN CROSS DC TIE | 2020 | 6 | 3 | 8 | 644 | 6.4 | 7000 | 0
SOUTHERN CROSS DC TIE | 2020 | 6 | 3 | 9 | 507 | 4.2 | 5511 | 0
SOUTHERN CROSS DC TIE | 2020 | 6 | 3 | 10 | 0 | 0 | 0 | 0
SOUTHERN CROSS DC TIE | 2020 | 6 | 3 | 11 | 220.7 | 1 | 2398 | 0
SOUTHERN CROSS DC TIE | 2020 | 6 | 3 | 12 | 499.2 | 5.4 | 5426 | 0
SOUTHERN CROSS DC TIE | 2020 | 6 | 3 | 13 | 916 | 15 | 9957 | 0
SOUTHERN CROSS DC TIE | 2020 | 6 | 3 | 14 | 643.9 | 8.3 | 6999 | 0
SOUTHERN CROSS DC TIE | 2020 | 6 | 3 | 15 | 246.5 | 1.1 | 2678 | 0
SOUTHERN CROSS DC TIE | 2020 | 6 | 3 | 16 | 0 | 0 | 0 | 0
SOUTHERN CROSS DC TIE | 2020 | 6 | 3 | 17 | 0 | 0 | 0 | 0
SOUTHERN CROSS DC TIE | 2020 | 6 | 3 | 18 | 0 | 0 | 0 | 0
SOUTHERN CROSS DC TIE | 2020 | 6 | 3 | 19 | 1211.8 | 28.3 | 13172 | 0
SOUTHERN CROSS DC TIE | 2020 | 6 | 3 | 20 | 1214.4 | 28.2 | 13200 | 0
SOUTHERN CROSS DC TIE | 2020 | 6 | 3 | 21 | 1642.6 | 52.6 | 17855 | 0
SOUTHERN CROSS DC TIE | 2020 | 6 | 3 | 22 | 1587.9 | 50.5 | 17260 | 0
SOUTHERN CROSS DC TIE | 2020 | 6 | 3 | 23 | 154.7 | 0.5 | 1681 | 0
SOUTHERN CROSS DC TIE | 2020 | 6 | 3 | 24 | 0 | 0 | 0 | 0
SOUTHERN CROSS DC TIE | 2020 | 6 | 4 | 1 | 0 | 0 | 0 | 0
SOUTHERN CROSS DC TIE | 2020 | 6 | 4 | 2 | 0 | 0 | 0 | 0
SOUTHERN CROSS DC TIE | 2020 | 6 | 4 | 3 | 0 | 0 | 0 | 0
SOUTHERN CROSS DC TIE | 2020 | 6 | 4 | 4 | 0 | 0 | 0 | 0
SOUTHERN CROSS DC TIE | 2020 | 6 | 4 | 5 | 0 | 0 | 0 | 0
SOUTHERN CROSS DC TIE | 2020 | 6 | 4 | 6 | 0 | 0 | 0 | 0
SOUTHERN CROSS DC TIE | 2020 | 6 | 4 | 7 | 0 | 0 | 0 | 0
SOUTHERN CROSS DC TIE | 2020 | 6 | 4 | 8 | 386.2 | 4.6 | 4198 | 0
SOUTHERN CROSS DC TIE | 2020 | 6 | 4 | 9 | 679.6 | 7.6 | 7387 | 0
SOUTHERN CROSS DC TIE | 2020 | 6 | 4 | 10 | 290.7 | 1.6 | 3159 | 0
SOUTHERN CROSS DC TIE | 2020 | 6 | 4 | 11 | 174.1 | 0.6 | 1892 | 0
SOUTHERN CROSS DC TIE | 2020 | 6 | 4 | 12 | 0 | 0 | 0 | 0
SOUTHERN CROSS DC TIE | 2020 | 6 | 4 | 13 | 0 | 0 | 0 | 0
SOUTHERN CROSS DC TIE | 2020 | 6 | 4 | 14 | 0 | 0 | 0 | 0
SOUTHERN CROSS DC TIE | 2020 | 6 | 4 | 15 | 0 | 0 | 0 | 0
SOUTHERN CROSS DC TIE | 2020 | 6 | 4 | 16 | 0 | 0 | 0 | 0
SOUTHERN CROSS DC TIE | 2020 | 6 | 4 | 17 | 0 | 0 | 0 | 0
SOUTHERN CROSS DC TIE | 2020 | 6 | 4 | 18 | 0 | 0 | 0 | 0
SOUTHERN CROSS DC TIE | 2020 | 6 | 4 | 19 | 0 | 0 | 0 | 0
SOUTHERN CROSS DC TIE | 2020 | 6 | 4 | 20 | 0 | 0 | 0 | 0
SOUTHERN CROSS DC TIE | 2020 | 6 | 4 | 21 | 0 | 0 | 0 | 0
SOUTHERN CROSS DC TIE | 2020 | 6 | 4 | 22 | 0 | 0 | 0 | 0
SOUTHERN CROSS DC TIE | 2020 | 6 | 4 | 23 | 247.9 | 1.3 | 2694 | 0
SOUTHERN CROSS DC TIE | 2020 | 6 | 4 | 24 | 0 | 0 | 0 | 0
SOUTHERN CROSS DC TIE | 2020 | 6 | 5 | 1 | 0 | 0 | 0 | 0
SOUTHERN CROSS DC TIE | 2020 | 6 | 5 | 2 | 397 | 3.9 | 4315 | 0
SOUTHERN CROSS DC TIE | 2020 | 6 | 5 | 3 | 0 | 0 | 0 | 0
SOUTHERN CROSS DC TIE | 2020 | 6 | 5 | 4 | 0 | 0 | 0 | 0
SOUTHERN CROSS DC TIE | 2020 | 6 | 5 | 5 | 0 | 0 | 0 | 0
SOUTHERN CROSS DC TIE | 2020 | 6 | 5 | 6 | 0.1 | 0 | 1 | 0
SOUTHERN CROSS DC TIE | 2020 | 6 | 5 | 7 | 448.3 | 5.5 | 4873 | 0
SOUTHERN CROSS DC TIE | 2020 | 6 | 5 | 8 | 390.8 | 2.5 | 4247 | 0
SOUTHERN CROSS DC TIE | 2020 | 6 | 5 | 9 | 189.9 | 0.9 | 2063 | 0
SOUTHERN CROSS DC TIE | 2020 | 6 | 5 | 10 | 422.4 | 3.5 | 4591 | 0
SOUTHERN CROSS DC TIE | 2020 | 6 | 5 | 11 | 11.5 | 0 | 125 | 0
SOUTHERN CROSS DC TIE | 2020 | 6 | 5 | 12 | 0 | 0 | 0 | 0
SOUTHERN CROSS DC TIE | 2020 | 6 | 5 | 13 | 0 | 0 | 0 | 0
SOUTHERN CROSS DC TIE | 2020 | 6 | 5 | 14 | 137.2 | 0.4 | 1491 | 0
SOUTHERN CROSS DC TIE | 2020 | 6 | 5 | 15 | 0 | 0 | 0 | 0
SOUTHERN CROSS DC TIE | 2020 | 6 | 5 | 16 | 0 | 0 | 0 | 0
SOUTHERN CROSS DC TIE | 2020 | 6 | 5 | 17 | 0 | 0 | 0 | 0
SOUTHERN CROSS DC TIE | 2020 | 6 | 5 | 18 | 0 | 0 | 0 | 0
SOUTHERN CROSS DC TIE | 2020 | 6 | 5 | 19 | 0 | 0 | 0 | 0
SOUTHERN CROSS DC TIE | 2020 | 6 | 5 | 20 | 192 | 0.7 | 2087 | 0
SOUTHERN CROSS DC TIE | 2020 | 6 | 5 | 21 | 244.9 | 1.1 | 2662 | 0
SOUTHERN CROSS DC TIE | 2020 | 6 | 5 | 22 | 126.6 | 0.3 | 1375 | 0
SOUTHERN CROSS DC TIE | 2020 | 6 | 5 | 23 | 0 | 0 | 0 | 0
SOUTHERN CROSS DC TIE | 2020 | 6 | 5 | 24 | 209.4 | 0.7 | 2275 | 0
SOUTHERN CROSS DC TIE | 2020 | 6 | 6 | 1 | 190.3 | 0 | 2068 | 0
SOUTHERN CROSS DC TIE | 2020 | 6 | 6 | 2 | 392.2 | 3.9 | 4263 | 0
SOUTHERN CROSS DC TIE | 2020 | 6 | 6 | 3 | 248.9 | 0.8 | 2705 | 0
SOUTHERN CROSS DC TIE | 2020 | 6 | 6 | 4 | 114.1 | 0.3 | 1240 | 0
SOUTHERN CROSS DC TIE | 2020 | 6 | 6 | 5 | 391.8 | 2.6 | 4258 | 0
SOUTHERN CROSS DC TIE | 2020 | 6 | 6 | 6 | 0 | 0 | 0 | 0
SOUTHERN CROSS DC TIE | 2020 | 6 | 6 | 7 | 0 | 0 | 0 | 0
SOUTHERN CROSS DC TIE | 2020 | 6 | 6 | 8 | 0 | 0 | 0 | 0
SOUTHERN CROSS DC TIE | 2020 | 6 | 6 | 9 | 171.8 | 0.7 | 1866 | 0
SOUTHERN CROSS DC TIE | 2020 | 6 | 6 | 10 | 0 | 0 | 0 | 0
SOUTHERN CROSS DC TIE | 2020 | 6 | 6 | 11 | 177.3 | 0.6 | 1927 | 0
SOUTHERN CROSS DC TIE | 2020 | 6 | 6 | 12 | 66.7 | 0.1 | 725 | 0
SOUTHERN CROSS DC TIE | 2020 | 6 | 6 | 13 | 0 | 0 | 0 | 0
SOUTHERN CROSS DC TIE | 2020 | 6 | 6 | 14 | 0 | 0 | 0 | 0
SOUTHERN CROSS DC TIE | 2020 | 6 | 6 | 15 | 0 | 0 | 0 | 0
SOUTHERN CROSS DC TIE | 2020 | 6 | 6 | 16 | 0 | 0 | 0 | 0
SOUTHERN CROSS DC TIE | 2020 | 6 | 6 | 17 | 0 | 0 | 0 | 0
SOUTHERN CROSS DC TIE | 2020 | 6 | 6 | 18 | 0 | 0 | 0 | 0
SOUTHERN CROSS DC TIE | 2020 | 6 | 6 | 19 | 0 | 0 | 0 | 0
SOUTHERN CROSS DC TIE | 2020 | 6 | 6 | 20 | 0 | 0 | 0 | 0
SOUTHERN CROSS DC TIE | 2020 | 6 | 6 | 21 | 128.4 | 0.3 | 1395 | 0
SOUTHERN CROSS DC TIE | 2020 | 6 | 6 | 22 | 100.4 | 0.2 | 1091 | 0
SOUTHERN CROSS DC TIE | 2020 | 6 | 6 | 23 | 0 | 0 | 0 | 0
SOUTHERN CROSS DC TIE | 2020 | 6 | 6 | 24 | 0 | 0 | 0 | 0
SOUTHERN CROSS DC TIE | 2020 | 6 | 7 | 1 | 0 | 0 | 0 | 0
SOUTHERN CROSS DC TIE | 2020 | 6 | 7 | 2 | 296.3 | 2.2 | 3220 | 0
SOUTHERN CROSS DC TIE | 2020 | 6 | 7 | 3 | 1072.2 | 14.9 | 11655 | 0
SOUTHERN CROSS DC TIE | 2020 | 6 | 7 | 4 | 1121.9 | 27.3 | 12195 | 0
SOUTHERN CROSS DC TIE | 2020 | 6 | 7 | 5 | 745.7 | 9.5 | 8105 | 0
SOUTHERN CROSS DC TIE | 2020 | 6 | 7 | 6 | 0 | 0 | 0 | 0
SOUTHERN CROSS DC TIE | 2020 | 6 | 7 | 7 | 0 | 0 | 0 | 0
SOUTHERN CROSS DC TIE | 2020 | 6 | 7 | 8 | 0 | 0 | 0 | 0
SOUTHERN CROSS DC TIE | 2020 | 6 | 7 | 9 | 0 | 0 | 0 | 0
SOUTHERN CROSS DC TIE | 2020 | 6 | 7 | 10 | 0 | 0 | 0 | 0
SOUTHERN CROSS DC TIE | 2020 | 6 | 7 | 11 | 0 | 0 | 0 | 0
SOUTHERN CROSS DC TIE | 2020 | 6 | 7 | 12 | 0 | 0 | 0 | 0
SOUTHERN CROSS DC TIE | 2020 | 6 | 7 | 13 | 0 | 0 | 0 | 0
SOUTHERN CROSS DC TIE | 2020 | 6 | 7 | 14 | 0 | 0 | 0 | 0
SOUTHERN CROSS DC TIE | 2020 | 6 | 7 | 15 | 0 | 0 | 0 | 0
SOUTHERN CROSS DC TIE | 2020 | 6 | 7 | 16 | 0 | 0 | 0 | 0
SOUTHERN CROSS DC TIE | 2020 | 6 | 7 | 17 | 0 | 0 | 0 | 0
SOUTHERN CROSS DC TIE | 2020 | 6 | 7 | 18 | 0 | 0 | 0 | 0
SOUTHERN CROSS DC TIE | 2020 | 6 | 7 | 19 | 0 | 0 | 0 | 0
SOUTHERN CROSS DC TIE | 2020 | 6 | 7 | 20 | 0 | 0 | 0 | 0
SOUTHERN CROSS DC TIE | 2020 | 6 | 7 | 21 | 3.6 | 0 | 39 | 0
SOUTHERN CROSS DC TIE | 2020 | 6 | 7 | 22 | 40.7 | 0 | 442 | 0
SOUTHERN CROSS DC TIE | 2020 | 6 | 7 | 23 | 0 | 0 | 0 | 0
SOUTHERN CROSS DC TIE | 2020 | 6 | 7 | 24 | 214.9 | 0.9 | 2336 | 0
SOUTHERN CROSS DC TIE | 2020 | 6 | 8 | 1 | 0 | 0 | 0 | 0
SOUTHERN CROSS DC TIE | 2020 | 6 | 8 | 2 | 62.2 | 0.1 | 676 | 0
SOUTHERN CROSS DC TIE | 2020 | 6 | 8 | 3 | 434.6 | 3.6 | 4723 | 0
SOUTHERN CROSS DC TIE | 2020 | 6 | 8 | 4 | 411.3 | 3.8 | 4471 | 0
SOUTHERN CROSS DC TIE | 2020 | 6 | 8 | 5 | 336.1 | 1.8 | 3653 | 0
SOUTHERN CROSS DC TIE | 2020 | 6 | 8 | 6 | 0 | 0 | 0 | 0
SOUTHERN CROSS DC TIE | 2020 | 6 | 8 | 7 | 83.2 | 0.2 | 904 | 0
SOUTHERN CROSS DC TIE | 2020 | 6 | 8 | 8 | 251.9 | 1 | 2738 | 0
SOUTHERN CROSS DC TIE | 2020 | 6 | 8 | 9 | 7 | 0 | 75 | 0
SOUTHERN CROSS DC TIE | 2020 | 6 | 8 | 10 | 352.6 | 2.3 | 3832 | 0
SOUTHERN CROSS DC TIE | 2020 | 6 | 8 | 11 | 295.7 | 1.9 | 3214 | 0
SOUTHERN CROSS DC TIE | 2020 | 6 | 8 | 12 | 49.3 | 0 | 536 | 0
SOUTHERN CROSS DC TIE | 2020 | 6 | 8 | 13 | 264.9 | 1.3 | 2879 | 0
SOUTHERN CROSS DC TIE | 2020 | 6 | 8 | 14 | 0 | 0 | 0 | 0
SOUTHERN CROSS DC TIE | 2020 | 6 | 8 | 15 | 60 | 0.1 | 652 | 0
SOUTHERN CROSS DC TIE | 2020 | 6 | 8 | 16 | 0 | 0 | 0 | 0
SOUTHERN CROSS DC TIE | 2020 | 6 | 8 | 17 | 0 | 0 | 0 | 0
SOUTHERN CROSS DC TIE | 2020 | 6 | 8 | 18 | 0 | 0 | 0 | 0
SOUTHERN CROSS DC TIE | 2020 | 6 | 8 | 19 | 0 | 0 | 0 | 0
SOUTHERN CROSS DC TIE | 2020 | 6 | 8 | 20 | 28.5 | 0 | 309 | 0
SOUTHERN CROSS DC TIE | 2020 | 6 | 8 | 21 | 394.3 | 3.4 | 4286 | 0
SOUTHERN CROSS DC TIE | 2020 | 6 | 8 | 22 | 809.3 | 12.2 | 8797 | 0
SOUTHERN CROSS DC TIE | 2020 | 6 | 8 | 23 | 252 | 1.3 | 2738 | 0
SOUTHERN CROSS DC TIE | 2020 | 6 | 8 | 24 | 229.2 | 1.1 | 2491 | 0
SOUTHERN CROSS DC TIE | 2020 | 6 | 9 | 1 | 52.2 | 0 | 567 | 0
SOUTHERN CROSS DC TIE | 2020 | 6 | 9 | 2 | 358.5 | 3.7 | 3897 | 0
SOUTHERN CROSS DC TIE | 2020 | 6 | 9 | 3 | 54.8 | 0 | 595 | 0
SOUTHERN CROSS DC TIE | 2020 | 6 | 9 | 4 | 202.4 | 1.2 | 2199 | 0
SOUTHERN CROSS DC TIE | 2020 | 6 | 9 | 5 | 0 | 0 | 0 | 0
SOUTHERN CROSS DC TIE | 2020 | 6 | 9 | 6 | 0 | 0 | 0 | 0
SOUTHERN CROSS DC TIE | 2020 | 6 | 9 | 7 | 471.1 | 4.9 | 5120 | 0
SOUTHERN CROSS DC TIE | 2020 | 6 | 9 | 8 | 759.9 | 12.2 | 8260 | 0
SOUTHERN CROSS DC TIE | 2020 | 6 | 9 | 9 | 704.3 | 10.6 | 7655 | 0
SOUTHERN CROSS DC TIE | 2020 | 6 | 9 | 10 | 949.8 | 17.4 | 10323 | 0
SOUTHERN CROSS DC TIE | 2020 | 6 | 9 | 11 | 1435.1 | 41.2 | 15599 | 0
SOUTHERN CROSS DC TIE | 2020 | 6 | 9 | 12 | 509.6 | 5 | 5539 | 0
SOUTHERN CROSS DC TIE | 2020 | 6 | 9 | 13 | 0 | 0 | 0 | 0
SOUTHERN CROSS DC TIE | 2020 | 6 | 9 | 14 | 0 | 0 | 0 | 0
SOUTHERN CROSS DC TIE | 2020 | 6 | 9 | 15 | 137.5 | 0.4 | 1494 | 0
SOUTHERN CROSS DC TIE | 2020 | 6 | 9 | 16 | 21.8 | 0 | 237 | 0
SOUTHERN CROSS DC TIE | 2020 | 6 | 9 | 17 | 0 | 0 | 0 | 0
SOUTHERN CROSS DC TIE | 2020 | 6 | 9 | 18 | 0 | 0 | 0 | 0
SOUTHERN CROSS DC TIE | 2020 | 6 | 9 | 19 | 0 | 0 | 0 | 0
SOUTHERN CROSS DC TIE | 2020 | 6 | 9 | 20 | 19.6 | 0 | 213 | 0
SOUTHERN CROSS DC TIE | 2020 | 6 | 9 | 21 | 1161.8 | 26.5 | 12629 | 0
SOUTHERN CROSS DC TIE | 2020 | 6 | 9 | 22 | 848.4 | 12.9 | 9222 | 0
SOUTHERN CROSS DC TIE | 2020 | 6 | 9 | 23 | 456.9 | 6 | 4966 | 0
SOUTHERN CROSS DC TIE | 2020 | 6 | 9 | 24 | 2060.6 | 51 | 22399 | 0
SOUTHERN CROSS DC TIE | 2020 | 6 | 10 | 1 | 0 | 0 | 0 | 0
SOUTHERN CROSS DC TIE | 2020 | 6 | 10 | 2 | 185.6 | 0.6 | 2017 | 0
SOUTHERN CROSS DC TIE | 2020 | 6 | 10 | 3 | 169.7 | 0.7 | 1845 | 0
SOUTHERN CROSS DC TIE | 2020 | 6 | 10 | 4 | 53.7 | 0.1 | 584 | 0
SOUTHERN CROSS DC TIE | 2020 | 6 | 10 | 5 | 0 | 0 | 0 | 0
SOUTHERN CROSS DC TIE | 2020 | 6 | 10 | 6 | 0 | 0 | 0 | 0
SOUTHERN CROSS DC TIE | 2020 | 6 | 10 | 7 | 404.9 | 3.9 | 4401 | 0
SOUTHERN CROSS DC TIE | 2020 | 6 | 10 | 8 | 501.7 | 4.7 | 5453 | 0
SOUTHERN CROSS DC TIE | 2020 | 6 | 10 | 9 | 1068.4 | 31.5 | 11613 | 0
SOUTHERN CROSS DC TIE | 2020 | 6 | 10 | 10 | 1115 | 17.5 | 12119 | 0
SOUTHERN CROSS DC TIE | 2020 | 6 | 10 | 11 | 1128.8 | 25.2 | 12270 | 0
SOUTHERN CROSS DC TIE | 2020 | 6 | 10 | 12 | 567.8 | 5.8 | 6171 | 0
SOUTHERN CROSS DC TIE | 2020 | 6 | 10 | 13 | 144.8 | 0.4 | 1574 | 0
SOUTHERN CROSS DC TIE | 2020 | 6 | 10 | 14 | 1.6 | 0 | 17 | 0
SOUTHERN CROSS DC TIE | 2020 | 6 | 10 | 15 | 283.8 | 1.7 | 3084 | 0
SOUTHERN CROSS DC TIE | 2020 | 6 | 10 | 16 | 430.2 | 3.7 | 4675 | 0
SOUTHERN CROSS DC TIE | 2020 | 6 | 10 | 17 | 473.8 | 4.1 | 5150 | 0
SOUTHERN CROSS DC TIE | 2020 | 6 | 10 | 18 | 398.7 | 3.3 | 4333 | 0
SOUTHERN CROSS DC TIE | 2020 | 6 | 10 | 19 | 482.4 | 4.5 | 5243 | 0
SOUTHERN CROSS DC TIE | 2020 | 6 | 10 | 20 | 1335 | 34 | 14511 | 0
SOUTHERN CROSS DC TIE | 2020 | 6 | 10 | 21 | 1068.4 | 21.4 | 11613 | 0
SOUTHERN CROSS DC TIE | 2020 | 6 | 10 | 22 | 1079.8 | 23.5 | 11737 | 0
SOUTHERN CROSS DC TIE | 2020 | 6 | 10 | 23 | 853.5 | 13.6 | 9277 | 0
SOUTHERN CROSS DC TIE | 2020 | 6 | 10 | 24 | 991.1 | 18.9 | 10772 | 0
SOUTHERN CROSS DC TIE | 2020 | 6 | 11 | 1 | 0 | 0 | 0 | 0
SOUTHERN CROSS DC TIE | 2020 | 6 | 11 | 2 | 0 | 0 | 0 | 0
SOUTHERN CROSS DC TIE | 2020 | 6 | 11 | 3 | 0 | 0 | 0 | 0
SOUTHERN CROSS DC TIE | 2020 | 6 | 11 | 4 | 0 | 0 | 0 | 0
SOUTHERN CROSS DC TIE | 2020 | 6 | 11 | 5 | 0 | 0 | 0 | 0
SOUTHERN CROSS DC TIE | 2020 | 6 | 11 | 6 | 0 | 0 | 0 | 0
SOUTHERN CROSS DC TIE | 2020 | 6 | 11 | 7 | 237.1 | 1.3 | 2577 | 0
SOUTHERN CROSS DC TIE | 2020 | 6 | 11 | 8 | 447.2 | 4.1 | 4861 | 0
SOUTHERN CROSS DC TIE | 2020 | 6 | 11 | 9 | 2099.4 | 88.9 | 22820 | 0
SOUTHERN CROSS DC TIE | 2020 | 6 | 11 | 10 | 1847.9 | 61.6 | 20087 | 0
SOUTHERN CROSS DC TIE | 2020 | 6 | 11 | 11 | 1009.1 | 19.4 | 10968 | 0
SOUTHERN CROSS DC TIE | 2020 | 6 | 11 | 12 | 710.2 | 8.9 | 7719 | 0
SOUTHERN CROSS DC TIE | 2020 | 6 | 11 | 13 | 182.5 | 0.6 | 1983 | 0
SOUTHERN CROSS DC TIE | 2020 | 6 | 11 | 14 | 0 | 0 | 0 | 0
SOUTHERN CROSS DC TIE | 2020 | 6 | 11 | 15 | 463.5 | 4.3 | 5038 | 0
SOUTHERN CROSS DC TIE | 2020 | 6 | 11 | 16 | 337.5 | 2.2 | 3668 | 0
SOUTHERN CROSS DC TIE | 2020 | 6 | 11 | 17 | 0 | 0 | 0 | 0
SOUTHERN CROSS DC TIE | 2020 | 6 | 11 | 18 | 0 | 0 | 0 | 0
SOUTHERN CROSS DC TIE | 2020 | 6 | 11 | 19 | 947 | 16.9 | 10293 | 0
SOUTHERN CROSS DC TIE | 2020 | 6 | 11 | 20 | 780.4 | 11.5 | 8483 | 0
SOUTHERN CROSS DC TIE | 2020 | 6 | 11 | 21 | 1468.6 | 43.2 | 15963 | 0
SOUTHERN CROSS DC TIE | 2020 | 6 | 11 | 22 | 1455.2 | 39.3 | 15817 | 0
SOUTHERN CROSS DC TIE | 2020 | 6 | 11 | 23 | 1042.4 | 23.8 | 11330 | 0
SOUTHERN CROSS DC TIE | 2020 | 6 | 11 | 24 | 1563 | 37.3 | 16990 | 0
SOUTHERN CROSS DC TIE | 2020 | 6 | 12 | 1 | 0 | 0 | 0 | 0
SOUTHERN CROSS DC TIE | 2020 | 6 | 12 | 2 | 129.8 | 0.3 | 1411 | 0
SOUTHERN CROSS DC TIE | 2020 | 6 | 12 | 3 | 1416.7 | 36.8 | 15399 | 0
SOUTHERN CROSS DC TIE | 2020 | 6 | 12 | 4 | 1809.5 | 61.3 | 19669 | 0
SOUTHERN CROSS DC TIE | 2020 | 6 | 12 | 5 | 1645.7 | 50.7 | 17888 | 0
SOUTHERN CROSS DC TIE | 2020 | 6 | 12 | 6 | 634.2 | 8.5 | 6893 | 0
SOUTHERN CROSS DC TIE | 2020 | 6 | 12 | 7 | 428.9 | 3.7 | 4662 | 0
SOUTHERN CROSS DC TIE | 2020 | 6 | 12 | 8 | 834 | 13 | 9065 | 0
SOUTHERN CROSS DC TIE | 2020 | 6 | 12 | 9 | 1465.8 | 48.9 | 15932 | 0
SOUTHERN CROSS DC TIE | 2020 | 6 | 12 | 10 | 2078.7 | 75.9 | 22595 | 0
SOUTHERN CROSS DC TIE | 2020 | 6 | 12 | 11 | 1511.6 | 41.8 | 16431 | 0
SOUTHERN CROSS DC TIE | 2020 | 6 | 12 | 12 | 1079.9 | 21.5 | 11738 | 0
SOUTHERN CROSS DC TIE | 2020 | 6 | 12 | 13 | 324.4 | 2.1 | 3526 | 0
SOUTHERN CROSS DC TIE | 2020 | 6 | 12 | 14 | 47 | 0 | 511 | 0
SOUTHERN CROSS DC TIE | 2020 | 6 | 12 | 15 | 0 | 0 | 0 | 0
SOUTHERN CROSS DC TIE | 2020 | 6 | 12 | 16 | 0 | 0 | 0 | 0
SOUTHERN CROSS DC TIE | 2020 | 6 | 12 | 17 | 0 | 0 | 0 | 0
SOUTHERN CROSS DC TIE | 2020 | 6 | 12 | 18 | 0 | 0 | 0 | 0
SOUTHERN CROSS DC TIE | 2020 | 6 | 12 | 19 | 117.5 | 0.3 | 1277 | 0
SOUTHERN CROSS DC TIE | 2020 | 6 | 12 | 20 | 14.5 | 0 | 157 | 0
SOUTHERN CROSS DC TIE | 2020 | 6 | 12 | 21 | 300.9 | 1.7 | 3271 | 0
SOUTHERN CROSS DC TIE | 2020 | 6 | 12 | 22 | 658.1 | 8.5 | 7153 | 0
SOUTHERN CROSS DC TIE | 2020 | 6 | 12 | 23 | 0 | 0 | 0 | 0
SOUTHERN CROSS DC TIE | 2020 | 6 | 12 | 24 | 202.1 | 0.7 | 2197 | 0
SOUTHERN CROSS DC TIE | 2020 | 6 | 13 | 1 | 0 | 0 | 0 | 0
SOUTHERN CROSS DC TIE | 2020 | 6 | 13 | 2 | 449.9 | 4.3 | 4890 | 0
SOUTHERN CROSS DC TIE | 2020 | 6 | 13 | 3 | 394.6 | 2.9 | 4289 | 0
SOUTHERN CROSS DC TIE | 2020 | 6 | 13 | 4 | 1182 | 26.2 | 12848 | 0
SOUTHERN CROSS DC TIE | 2020 | 6 | 13 | 5 | 939.2 | 17 | 10209 | 0
SOUTHERN CROSS DC TIE | 2020 | 6 | 13 | 6 | 250.2 | 1.3 | 2719 | 0
SOUTHERN CROSS DC TIE | 2020 | 6 | 13 | 7 | 0 | 0 | 0 | 0
SOUTHERN CROSS DC TIE | 2020 | 6 | 13 | 8 | 0 | 0 | 0 | 0
SOUTHERN CROSS DC TIE | 2020 | 6 | 13 | 9 | 307.5 | 2 | 3342 | 0
SOUTHERN CROSS DC TIE | 2020 | 6 | 13 | 10 | 366.9 | 2.7 | 3988 | 0
SOUTHERN CROSS DC TIE | 2020 | 6 | 13 | 11 | 350.6 | 2.5 | 3811 | 0
SOUTHERN CROSS DC TIE | 2020 | 6 | 13 | 12 | 307.5 | 1.9 | 3342 | 0
SOUTHERN CROSS DC TIE | 2020 | 6 | 13 | 13 | 0 | 0 | 0 | 0
SOUTHERN CROSS DC TIE | 2020 | 6 | 13 | 14 | 0 | 0 | 0 | 0
SOUTHERN CROSS DC TIE | 2020 | 6 | 13 | 15 | 0 | 0 | 0 | 0
SOUTHERN CROSS DC TIE | 2020 | 6 | 13 | 16 | 0 | 0 | 0 | 0
SOUTHERN CROSS DC TIE | 2020 | 6 | 13 | 17 | 0 | 0 | 0 | 0
SOUTHERN CROSS DC TIE | 2020 | 6 | 13 | 18 | 0 | 0 | 0 | 0
SOUTHERN CROSS DC TIE | 2020 | 6 | 13 | 19 | 256 | 1.3 | 2782 | 0
SOUTHERN CROSS DC TIE | 2020 | 6 | 13 | 20 | 0 | 0 | 0 | 0
SOUTHERN CROSS DC TIE | 2020 | 6 | 13 | 21 | 0 | 0 | 0 | 0
SOUTHERN CROSS DC TIE | 2020 | 6 | 13 | 22 | 81.6 | 0.1 | 886 | 0
SOUTHERN CROSS DC TIE | 2020 | 6 | 13 | 23 | 527.8 | 6 | 5737 | 0
SOUTHERN CROSS DC TIE | 2020 | 6 | 13 | 24 | 441.1 | 3.4 | 4795 | 0
SOUTHERN CROSS DC TIE | 2020 | 6 | 14 | 1 | 156.8 | 0 | 1704 | 0
SOUTHERN CROSS DC TIE | 2020 | 6 | 14 | 2 | 623.3 | 10.6 | 6775 | 0
SOUTHERN CROSS DC TIE | 2020 | 6 | 14 | 3 | 180.5 | 0.4 | 1962 | 0
SOUTHERN CROSS DC TIE | 2020 | 6 | 14 | 4 | 434.6 | 4.6 | 4723 | 0
SOUTHERN CROSS DC TIE | 2020 | 6 | 14 | 5 | 0 | 0 | 0 | 0
SOUTHERN CROSS DC TIE | 2020 | 6 | 14 | 6 | 127.4 | 0.3 | 1384 | 0
SOUTHERN CROSS DC TIE | 2020 | 6 | 14 | 7 | 59.7 | 0.1 | 649 | 0
SOUTHERN CROSS DC TIE | 2020 | 6 | 14 | 8 | 234.3 | 0.7 | 2547 | 0
SOUTHERN CROSS DC TIE | 2020 | 6 | 14 | 9 | 280.9 | 1.7 | 3053 | 0
SOUTHERN CROSS DC TIE | 2020 | 6 | 14 | 10 | 660.7 | 8.5 | 7181 | 0
SOUTHERN CROSS DC TIE | 2020 | 6 | 14 | 11 | 318.3 | 2.1 | 3459 | 0
SOUTHERN CROSS DC TIE | 2020 | 6 | 14 | 12 | 509.3 | 5.2 | 5535 | 0
SOUTHERN CROSS DC TIE | 2020 | 6 | 14 | 13 | 237.6 | 1.3 | 2582 | 0
SOUTHERN CROSS DC TIE | 2020 | 6 | 14 | 14 | 0 | 0 | 0 | 0
SOUTHERN CROSS DC TIE | 2020 | 6 | 14 | 15 | 0 | 0 | 0 | 0
SOUTHERN CROSS DC TIE | 2020 | 6 | 14 | 16 | 0 | 0 | 0 | 0
SOUTHERN CROSS DC TIE | 2020 | 6 | 14 | 17 | 0 | 0 | 0 | 0
SOUTHERN CROSS DC TIE | 2020 | 6 | 14 | 18 | 0 | 0 | 0 | 0
SOUTHERN CROSS DC TIE | 2020 | 6 | 14 | 19 | 0 | 0 | 0 | 0
SOUTHERN CROSS DC TIE | 2020 | 6 | 14 | 20 | 0 | 0 | 0 | 0
SOUTHERN CROSS DC TIE | 2020 | 6 | 14 | 21 | 449.5 | 3.9 | 4886 | 0
SOUTHERN CROSS DC TIE | 2020 | 6 | 14 | 22 | 297.7 | 1.6 | 3236 | 0
SOUTHERN CROSS DC TIE | 2020 | 6 | 14 | 23 | 218.6 | 1 | 2376 | 0
SOUTHERN CROSS DC TIE | 2020 | 6 | 14 | 24 | 709.8 | 9 | 7715 | 0
SOUTHERN CROSS DC TIE | 2020 | 6 | 15 | 1 | 333.8 | 0 | 3628 | 0
SOUTHERN CROSS DC TIE | 2020 | 6 | 15 | 2 | 621.2 | 8.8 | 6752 | 0
SOUTHERN CROSS DC TIE | 2020 | 6 | 15 | 3 | 1431.1 | 45.5 | 15555 | 0
SOUTHERN CROSS DC TIE | 2020 | 6 | 15 | 4 | 2092.7 | 66 | 22747 | 0
SOUTHERN CROSS DC TIE | 2020 | 6 | 15 | 5 | 1601.1 | 49.6 | 17403 | 0
SOUTHERN CROSS DC TIE | 2020 | 6 | 15 | 6 | 658.6 | 8.3 | 7159 | 0
SOUTHERN CROSS DC TIE | 2020 | 6 | 15 | 7 | 818.2 | 13.5 | 8893 | 0
SOUTHERN CROSS DC TIE | 2020 | 6 | 15 | 8 | 1442.9 | 35.6 | 15683 | 0
SOUTHERN CROSS DC TIE | 2020 | 6 | 15 | 9 | 1221.2 | 34.9 | 13274 | 0
SOUTHERN CROSS DC TIE | 2020 | 6 | 15 | 10 | 1117.4 | 22.2 | 12146 | 0
SOUTHERN CROSS DC TIE | 2020 | 6 | 15 | 11 | 1117 | 20.3 | 12141 | 0
SOUTHERN CROSS DC TIE | 2020 | 6 | 15 | 12 | 975.1 | 21.2 | 10599 | 0
SOUTHERN CROSS DC TIE | 2020 | 6 | 15 | 13 | 802.2 | 12.6 | 8719 | 0
SOUTHERN CROSS DC TIE | 2020 | 6 | 15 | 14 | 0 | 0 | 0 | 0
SOUTHERN CROSS DC TIE | 2020 | 6 | 15 | 15 | 0 | 0 | 0 | 0
SOUTHERN CROSS DC TIE | 2020 | 6 | 15 | 16 | 0 | 0 | 0 | 0
SOUTHERN CROSS DC TIE | 2020 | 6 | 15 | 17 | 250.2 | 1.3 | 2719 | 0
SOUTHERN CROSS DC TIE | 2020 | 6 | 15 | 18 | 329.7 | 2.1 | 3584 | 0
SOUTHERN CROSS DC TIE | 2020 | 6 | 15 | 19 | 17 | 0 | 184 | 0
SOUTHERN CROSS DC TIE | 2020 | 6 | 15 | 20 | 730.2 | 11.5 | 7937 | 0
SOUTHERN CROSS DC TIE | 2020 | 6 | 15 | 21 | 1256.6 | 30.2 | 13659 | 0
SOUTHERN CROSS DC TIE | 2020 | 6 | 15 | 22 | 1233.6 | 26.6 | 13409 | 0
SOUTHERN CROSS DC TIE | 2020 | 6 | 15 | 23 | 262.5 | 1.2 | 2853 | 0
SOUTHERN CROSS DC TIE | 2020 | 6 | 15 | 24 | 618.5 | 8.2 | 6723 | 0
SOUTHERN CROSS DC TIE | 2020 | 6 | 16 | 1 | 163.6 | 0 | 1778 | 0
SOUTHERN CROSS DC TIE | 2020 | 6 | 16 | 2 | 209.8 | 1 | 2280 | 0
SOUTHERN CROSS DC TIE | 2020 | 6 | 16 | 3 | 711.6 | 9.6 | 7734 | 0
SOUTHERN CROSS DC TIE | 2020 | 6 | 16 | 4 | 192 | 1 | 2087 | 0
SOUTHERN CROSS DC TIE | 2020 | 6 | 16 | 5 | 0 | 0 | 0 | 0
SOUTHERN CROSS DC TIE | 2020 | 6 | 16 | 6 | 302.5 | 2 | 3287 | 0
SOUTHERN CROSS DC TIE | 2020 | 6 | 16 | 7 | 547.3 | 5.5 | 5948 | 0
SOUTHERN CROSS DC TIE | 2020 | 6 | 16 | 8 | 822.1 | 15.8 | 8936 | 0
SOUTHERN CROSS DC TIE | 2020 | 6 | 16 | 9 | 637.7 | 6.1 | 6931 | 0
SOUTHERN CROSS DC TIE | 2020 | 6 | 16 | 10 | 777.8 | 13.9 | 8454 | 0
SOUTHERN CROSS DC TIE | 2020 | 6 | 16 | 11 | 1082.6 | 25.8 | 11768 | 0
SOUTHERN CROSS DC TIE | 2020 | 6 | 16 | 12 | 1307.4 | 25.2 | 14211 | 0
SOUTHERN CROSS DC TIE | 2020 | 6 | 16 | 13 | 698.9 | 10.5 | 7597 | 0
SOUTHERN CROSS DC TIE | 2020 | 6 | 16 | 14 | 771.4 | 12 | 8385 | 0
SOUTHERN CROSS DC TIE | 2020 | 6 | 16 | 15 | 228.8 | 1.1 | 2487 | 0
SOUTHERN CROSS DC TIE | 2020 | 6 | 16 | 16 | 0 | 0 | 0 | 0
SOUTHERN CROSS DC TIE | 2020 | 6 | 16 | 17 | 100.5 | 0.2 | 1092 | 0
SOUTHERN CROSS DC TIE | 2020 | 6 | 16 | 18 | 528.4 | 5.8 | 5743 | 0
SOUTHERN CROSS DC TIE | 2020 | 6 | 16 | 19 | 1152.1 | 23.2 | 12523 | 0
SOUTHERN CROSS DC TIE | 2020 | 6 | 16 | 20 | 1483.6 | 37.2 | 16126 | 0
SOUTHERN CROSS DC TIE | 2020 | 6 | 16 | 21 | 1286.5 | 34.2 | 13984 | 0
SOUTHERN CROSS DC TIE | 2020 | 6 | 16 | 22 | 1519.7 | 47.8 | 16519 | 0
SOUTHERN CROSS DC TIE | 2020 | 6 | 16 | 23 | 1208.3 | 25.5 | 13134 | 0
SOUTHERN CROSS DC TIE | 2020 | 6 | 16 | 24 | 533.2 | 5.5 | 5795 | 0
SOUTHERN CROSS DC TIE | 2020 | 6 | 17 | 1 | 0 | 0 | 0 | 0
SOUTHERN CROSS DC TIE | 2020 | 6 | 17 | 2 | 93.2 | 0.2 | 1013 | 0
SOUTHERN CROSS DC TIE | 2020 | 6 | 17 | 3 | 0 | 0 | 0 | 0
SOUTHERN CROSS DC TIE | 2020 | 6 | 17 | 4 | 0 | 0 | 0 | 0
SOUTHERN CROSS DC TIE | 2020 | 6 | 17 | 5 | 0 | 0 | 0 | 0
SOUTHERN CROSS DC TIE | 2020 | 6 | 17 | 6 | 0 | 0 | 0 | 0
SOUTHERN CROSS DC TIE | 2020 | 6 | 17 | 7 | 0 | 0 | 0 | 0
SOUTHERN CROSS DC TIE | 2020 | 6 | 17 | 8 | 676.5 | 10 | 7353 | 0
SOUTHERN CROSS DC TIE | 2020 | 6 | 17 | 9 | 1047.9 | 20.4 | 11391 | 0
SOUTHERN CROSS DC TIE | 2020 | 6 | 17 | 10 | 1002.3 | 18.9 | 10895 | 0
SOUTHERN CROSS DC TIE | 2020 | 6 | 17 | 11 | 1272.1 | 30.9 | 13827 | 0
SOUTHERN CROSS DC TIE | 2020 | 6 | 17 | 12 | 1649.1 | 47.2 | 17926 | 0
SOUTHERN CROSS DC TIE | 2020 | 6 | 17 | 13 | 1952.6 | 71.1 | 21224 | 0
SOUTHERN CROSS DC TIE | 2020 | 6 | 17 | 14 | 1946.9 | 71.3 | 21162 | 0
SOUTHERN CROSS DC TIE | 2020 | 6 | 17 | 15 | 2096.2 | 80.2 | 22785 | 0
SOUTHERN CROSS DC TIE | 2020 | 6 | 17 | 16 | 1283.4 | 27.8 | 13950 | 0
SOUTHERN CROSS DC TIE | 2020 | 6 | 17 | 17 | 874.4 | 15.9 | 9504 | 0
SOUTHERN CROSS DC TIE | 2020 | 6 | 17 | 18 | 884.6 | 19.8 | 9615 | 0
SOUTHERN CROSS DC TIE | 2020 | 6 | 17 | 19 | 960 | 13.7 | 10435 | 0
SOUTHERN CROSS DC TIE | 2020 | 6 | 17 | 20 | 164.4 | 0.6 | 1787 | 0
SOUTHERN CROSS DC TIE | 2020 | 6 | 17 | 21 | 1912 | 60.9 | 20782 | 0
SOUTHERN CROSS DC TIE | 2020 | 6 | 17 | 22 | 850.9 | 14 | 9249 | 0
SOUTHERN CROSS DC TIE | 2020 | 6 | 17 | 23 | 649.7 | 7.7 | 7061 | 0
SOUTHERN CROSS DC TIE | 2020 | 6 | 17 | 24 | 324.1 | 2.1 | 3522 | 0
SOUTHERN CROSS DC TIE | 2020 | 6 | 18 | 1 | 0 | 0 | 0 | 0
SOUTHERN CROSS DC TIE | 2020 | 6 | 18 | 2 | 0 | 0 | 0 | 0
SOUTHERN CROSS DC TIE | 2020 | 6 | 18 | 3 | 255 | 1.1 | 2771 | 0
SOUTHERN CROSS DC TIE | 2020 | 6 | 18 | 4 | 0 | 0 | 0 | 0
SOUTHERN CROSS DC TIE | 2020 | 6 | 18 | 5 | 0 | 0 | 0 | 0
SOUTHERN CROSS DC TIE | 2020 | 6 | 18 | 6 | 0 | 0 | 0 | 0
SOUTHERN CROSS DC TIE | 2020 | 6 | 18 | 7 | 231.1 | 1.3 | 2512 | 0
SOUTHERN CROSS DC TIE | 2020 | 6 | 18 | 8 | 414 | 3.2 | 4499 | 0
SOUTHERN CROSS DC TIE | 2020 | 6 | 18 | 9 | 817.3 | 10.8 | 8883 | 0
SOUTHERN CROSS DC TIE | 2020 | 6 | 18 | 10 | 899.7 | 17.1 | 9780 | 0
SOUTHERN CROSS DC TIE | 2020 | 6 | 18 | 11 | 1106.3 | 25.3 | 12025 | 0
SOUTHERN CROSS DC TIE | 2020 | 6 | 18 | 12 | 745.9 | 11.6 | 8107 | 0
SOUTHERN CROSS DC TIE | 2020 | 6 | 18 | 13 | 271.4 | 1.4 | 2950 | 0
SOUTHERN CROSS DC TIE | 2020 | 6 | 18 | 14 | 0 | 0 | 0 | 0
SOUTHERN CROSS DC TIE | 2020 | 6 | 18 | 15 | 0 | 0 | 0 | 0
SOUTHERN CROSS DC TIE | 2020 | 6 | 18 | 16 | 0 | 0 | 0 | 0
SOUTHERN CROSS DC TIE | 2020 | 6 | 18 | 17 | 0 | 0 | 0 | 0
SOUTHERN CROSS DC TIE | 2020 | 6 | 18 | 18 | 0 | 0 | 0 | 0
SOUTHERN CROSS DC TIE | 2020 | 6 | 18 | 19 | 0 | 0 | 0 | 0
SOUTHERN CROSS DC TIE | 2020 | 6 | 18 | 20 | 0 | 0 | 0 | 0
SOUTHERN CROSS DC TIE | 2020 | 6 | 18 | 21 | 0 | 0 | 0 | 0
SOUTHERN CROSS DC TIE | 2020 | 6 | 18 | 22 | 478.3 | 4.5 | 5198 | 0
SOUTHERN CROSS DC TIE | 2020 | 6 | 18 | 23 | 245.3 | 1.1 | 2665 | 0
SOUTHERN CROSS DC TIE | 2020 | 6 | 18 | 24 | 137.3 | 0.4 | 1492 | 0
SOUTHERN CROSS DC TIE | 2020 | 6 | 19 | 1 | 0 | 0 | 0 | 0
SOUTHERN CROSS DC TIE | 2020 | 6 | 19 | 2 | 306.1 | 2.6 | 3326 | 0
SOUTHERN CROSS DC TIE | 2020 | 6 | 19 | 3 | 88.2 | 0.1 | 958 | 0
SOUTHERN CROSS DC TIE | 2020 | 6 | 19 | 4 | 153.1 | 0.5 | 1664 | 0
SOUTHERN CROSS DC TIE | 2020 | 6 | 19 | 5 | 0 | 0 | 0 | 0
SOUTHERN CROSS DC TIE | 2020 | 6 | 19 | 6 | 0 | 0 | 0 | 0
SOUTHERN CROSS DC TIE | 2020 | 6 | 19 | 7 | 83.4 | 0.1 | 906 | 0
SOUTHERN CROSS DC TIE | 2020 | 6 | 19 | 8 | 40.6 | 0 | 441 | 0
SOUTHERN CROSS DC TIE | 2020 | 6 | 19 | 9 | 148.5 | 0.5 | 1614 | 0
SOUTHERN CROSS DC TIE | 2020 | 6 | 19 | 10 | 293.9 | 1.9 | 3194 | 0
SOUTHERN CROSS DC TIE | 2020 | 6 | 19 | 11 | 648.1 | 8.2 | 7045 | 0
SOUTHERN CROSS DC TIE | 2020 | 6 | 19 | 12 | 36.9 | 0 | 401 | 0
SOUTHERN CROSS DC TIE | 2020 | 6 | 19 | 13 | 0 | 0 | 0 | 0
SOUTHERN CROSS DC TIE | 2020 | 6 | 19 | 14 | 0 | 0 | 0 | 0
SOUTHERN CROSS DC TIE | 2020 | 6 | 19 | 15 | 0 | 0 | 0 | 15.9
SOUTHERN CROSS DC TIE | 2020 | 6 | 19 | 16 | 0 | 0 | 0 | 389.5
SOUTHERN CROSS DC TIE | 2020 | 6 | 19 | 17 | 0 | 0 | 0 | 200.5
SOUTHERN CROSS DC TIE | 2020 | 6 | 19 | 18 | 0 | 0 | 0 | 0
SOUTHERN CROSS DC TIE | 2020 | 6 | 19 | 19 | 0 | 0 | 0 | 0
SOUTHERN CROSS DC TIE | 2020 | 6 | 19 | 20 | 0 | 0 | 0 | 0
SOUTHERN CROSS DC TIE | 2020 | 6 | 19 | 21 | 0 | 0 | 0 | 0
SOUTHERN CROSS DC TIE | 2020 | 6 | 19 | 22 | 0 | 0 | 0 | 0
SOUTHERN CROSS DC TIE | 2020 | 6 | 19 | 23 | 136.7 | 0.4 | 1485 | 0
SOUTHERN CROSS DC TIE | 2020 | 6 | 19 | 24 | 0 | 0 | 0 | 0
SOUTHERN CROSS DC TIE | 2020 | 6 | 20 | 1 | 0 | 0 | 0 | 0
SOUTHERN CROSS DC TIE | 2020 | 6 | 20 | 2 | 265.5 | 1.6 | 2885 | 0
SOUTHERN CROSS DC TIE | 2020 | 6 | 20 | 3 | 0 | 0 | 0 | 0
SOUTHERN CROSS DC TIE | 2020 | 6 | 20 | 4 | 0 | 0 | 0 | 0
SOUTHERN CROSS DC TIE | 2020 | 6 | 20 | 5 | 0 | 0 | 0 | 0
SOUTHERN CROSS DC TIE | 2020 | 6 | 20 | 6 | 0 | 0 | 0 | 0
SOUTHERN CROSS DC TIE | 2020 | 6 | 20 | 7 | 0 | 0 | 0 | 0
SOUTHERN CROSS DC TIE | 2020 | 6 | 20 | 8 | 0 | 0 | 0 | 0
SOUTHERN CROSS DC TIE | 2020 | 6 | 20 | 9 | 0 | 0 | 0 | 0
SOUTHERN CROSS DC TIE | 2020 | 6 | 20 | 10 | 301 | 1.8 | 3272 | 0
SOUTHERN CROSS DC TIE | 2020 | 6 | 20 | 11 | 39.9 | 0 | 434 | 0
SOUTHERN CROSS DC TIE | 2020 | 6 | 20 | 12 | 34.7 | 0 | 377 | 0
SOUTHERN CROSS DC TIE | 2020 | 6 | 20 | 13 | 0 | 0 | 0 | 0
SOUTHERN CROSS DC TIE | 2020 | 6 | 20 | 14 | 0 | 0 | 0 | 0
SOUTHERN CROSS DC TIE | 2020 | 6 | 20 | 15 | 0 | 0 | 0 | 0
SOUTHERN CROSS DC TIE | 2020 | 6 | 20 | 16 | 0 | 0 | 0 | 0
SOUTHERN CROSS DC TIE | 2020 | 6 | 20 | 17 | 0 | 0 | 0 | 0
SOUTHERN CROSS DC TIE | 2020 | 6 | 20 | 18 | 0 | 0 | 0 | 0
SOUTHERN CROSS DC TIE | 2020 | 6 | 20 | 19 | 0 | 0 | 0 | 0
SOUTHERN CROSS DC TIE | 2020 | 6 | 20 | 20 | 0 | 0 | 0 | 0
SOUTHERN CROSS DC TIE | 2020 | 6 | 20 | 21 | 0 | 0 | 0 | 0
SOUTHERN CROSS DC TIE | 2020 | 6 | 20 | 22 | 0 | 0 | 0 | 0
SOUTHERN CROSS DC TIE | 2020 | 6 | 20 | 23 | 293.7 | 1.7 | 3192 | 0
SOUTHERN CROSS DC TIE | 2020 | 6 | 20 | 24 | 275.4 | 1.4 | 2993 | 0
SOUTHERN CROSS DC TIE | 2020 | 6 | 21 | 1 | 92.6 | 0 | 1006 | 0
SOUTHERN CROSS DC TIE | 2020 | 6 | 21 | 2 | 301.5 | 2 | 3277 | 0
SOUTHERN CROSS DC TIE | 2020 | 6 | 21 | 3 | 316.4 | 1.7 | 3439 | 0
SOUTHERN CROSS DC TIE | 2020 | 6 | 21 | 4 | 236.3 | 1.1 | 2568 | 0
SOUTHERN CROSS DC TIE | 2020 | 6 | 21 | 5 | 0 | 0 | 0 | 0
SOUTHERN CROSS DC TIE | 2020 | 6 | 21 | 6 | 0 | 0 | 0 | 0
SOUTHERN CROSS DC TIE | 2020 | 6 | 21 | 7 | 0 | 0 | 0 | 0
SOUTHERN CROSS DC TIE | 2020 | 6 | 21 | 8 | 0 | 0 | 0 | 0
SOUTHERN CROSS DC TIE | 2020 | 6 | 21 | 9 | 494.6 | 5.3 | 5376 | 0
SOUTHERN CROSS DC TIE | 2020 | 6 | 21 | 10 | 584.4 | 7.1 | 6352 | 0
SOUTHERN CROSS DC TIE | 2020 | 6 | 21 | 11 | 0 | 0 | 0 | 0
SOUTHERN CROSS DC TIE | 2020 | 6 | 21 | 12 | 259.6 | 1.4 | 2821 | 0
SOUTHERN CROSS DC TIE | 2020 | 6 | 21 | 13 | 0 | 0 | 0 | 0
SOUTHERN CROSS DC TIE | 2020 | 6 | 21 | 14 | 0 | 0 | 0 | 0
SOUTHERN CROSS DC TIE | 2020 | 6 | 21 | 15 | 0 | 0 | 0 | 0
SOUTHERN CROSS DC TIE | 2020 | 6 | 21 | 16 | 0 | 0 | 0 | 0
SOUTHERN CROSS DC TIE | 2020 | 6 | 21 | 17 | 0 | 0 | 0 | 0
SOUTHERN CROSS DC TIE | 2020 | 6 | 21 | 18 | 0 | 0 | 0 | 0
SOUTHERN CROSS DC TIE | 2020 | 6 | 21 | 19 | 0 | 0 | 0 | 0
SOUTHERN CROSS DC TIE | 2020 | 6 | 21 | 20 | 0 | 0 | 0 | 0
SOUTHERN CROSS DC TIE | 2020 | 6 | 21 | 21 | 0 | 0 | 0 | 0
SOUTHERN CROSS DC TIE | 2020 | 6 | 21 | 22 | 624.8 | 6.2 | 6791 | 0
SOUTHERN CROSS DC TIE | 2020 | 6 | 21 | 23 | 717.5 | 9.8 | 7799 | 0
SOUTHERN CROSS DC TIE | 2020 | 6 | 21 | 24 | 353.8 | 2.4 | 3846 | 0
SOUTHERN CROSS DC TIE | 2020 | 6 | 22 | 1 | 0 | 0 | 0 | 0
SOUTHERN CROSS DC TIE | 2020 | 6 | 22 | 2 | 172.4 | 0.6 | 1874 | 0
SOUTHERN CROSS DC TIE | 2020 | 6 | 22 | 3 | 68.5 | 0.1 | 744 | 0
SOUTHERN CROSS DC TIE | 2020 | 6 | 22 | 4 | 0 | 0 | 0 | 0
SOUTHERN CROSS DC TIE | 2020 | 6 | 22 | 5 | 0 | 0 | 0 | 0
SOUTHERN CROSS DC TIE | 2020 | 6 | 22 | 6 | 0 | 0 | 0 | 0
SOUTHERN CROSS DC TIE | 2020 | 6 | 22 | 7 | 0 | 0 | 0 | 0
SOUTHERN CROSS DC TIE | 2020 | 6 | 22 | 8 | 0 | 0 | 0 | 0
SOUTHERN CROSS DC TIE | 2020 | 6 | 22 | 9 | 135.4 | 0.4 | 1472 | 0
SOUTHERN CROSS DC TIE | 2020 | 6 | 22 | 10 | 491.4 | 4.9 | 5341 | 0
SOUTHERN CROSS DC TIE | 2020 | 6 | 22 | 11 | 708 | 9.5 | 7695 | 0
SOUTHERN CROSS DC TIE | 2020 | 6 | 22 | 12 | 0 | 0 | 0 | 0
SOUTHERN CROSS DC TIE | 2020 | 6 | 22 | 13 | 0 | 0 | 0 | 0
SOUTHERN CROSS DC TIE | 2020 | 6 | 22 | 14 | 0 | 0 | 0 | 0
SOUTHERN CROSS DC TIE | 2020 | 6 | 22 | 15 | 0 | 0 | 0 | 0
SOUTHERN CROSS DC TIE | 2020 | 6 | 22 | 16 | 0 | 0 | 0 | 0
SOUTHERN CROSS DC TIE | 2020 | 6 | 22 | 17 | 0 | 0 | 0 | 0
SOUTHERN CROSS DC TIE | 2020 | 6 | 22 | 18 | 0 | 0 | 0 | 0
SOUTHERN CROSS DC TIE | 2020 | 6 | 22 | 19 | 0 | 0 | 0 | 0
SOUTHERN CROSS DC TIE | 2020 | 6 | 22 | 20 | 0 | 0 | 0 | 0
SOUTHERN CROSS DC TIE | 2020 | 6 | 22 | 21 | 0 | 0 | 0 | 0
SOUTHERN CROSS DC TIE | 2020 | 6 | 22 | 22 | 0 | 0 | 0 | 0
SOUTHERN CROSS DC TIE | 2020 | 6 | 22 | 23 | 0 | 0 | 0 | 0
SOUTHERN CROSS DC TIE | 2020 | 6 | 22 | 24 | 0 | 0 | 0 | 0
SOUTHERN CROSS DC TIE | 2020 | 6 | 23 | 1 | 0 | 0 | 0 | 0
SOUTHERN CROSS DC TIE | 2020 | 6 | 23 | 2 | 0 | 0 | 0 | 0
SOUTHERN CROSS DC TIE | 2020 | 6 | 23 | 3 | 0 | 0 | 0 | 0
SOUTHERN CROSS DC TIE | 2020 | 6 | 23 | 4 | 0 | 0 | 0 | 0
SOUTHERN CROSS DC TIE | 2020 | 6 | 23 | 5 | 0 | 0 | 0 | 0
SOUTHERN CROSS DC TIE | 2020 | 6 | 23 | 6 | 0 | 0 | 0 | 0
SOUTHERN CROSS DC TIE | 2020 | 6 | 23 | 7 | 0 | 0 | 0 | 0
SOUTHERN CROSS DC TIE | 2020 | 6 | 23 | 8 | 0 | 0 | 0 | 0
SOUTHERN CROSS DC TIE | 2020 | 6 | 23 | 9 | 0 | 0 | 0 | 0
SOUTHERN CROSS DC TIE | 2020 | 6 | 23 | 10 | 323.5 | 1.7 | 3516 | 0
SOUTHERN CROSS DC TIE | 2020 | 6 | 23 | 11 | 57.5 | 0.1 | 624 | 0
SOUTHERN CROSS DC TIE | 2020 | 6 | 23 | 12 | 276.1 | 1.5 | 3000 | 0
SOUTHERN CROSS DC TIE | 2020 | 6 | 23 | 13 | 176.6 | 0.6 | 1919 | 0
SOUTHERN CROSS DC TIE | 2020 | 6 | 23 | 14 | 0 | 0 | 0 | 0
SOUTHERN CROSS DC TIE | 2020 | 6 | 23 | 15 | 0 | 0 | 0 | 0
SOUTHERN CROSS DC TIE | 2020 | 6 | 23 | 16 | 0 | 0 | 0 | 0
SOUTHERN CROSS DC TIE | 2020 | 6 | 23 | 17 | 0 | 0 | 0 | 0
SOUTHERN CROSS DC TIE | 2020 | 6 | 23 | 18 | 0 | 0 | 0 | 0
SOUTHERN CROSS DC TIE | 2020 | 6 | 23 | 19 | 0 | 0 | 0 | 0
SOUTHERN CROSS DC TIE | 2020 | 6 | 23 | 20 | 216.3 | 1 | 2351 | 0
SOUTHERN CROSS DC TIE | 2020 | 6 | 23 | 21 | 362 | 2.5 | 3935 | 0
SOUTHERN CROSS DC TIE | 2020 | 6 | 23 | 22 | 787.3 | 11.4 | 8557 | 0
SOUTHERN CROSS DC TIE | 2020 | 6 | 23 | 23 | 63.1 | 0.1 | 686 | 0
SOUTHERN CROSS DC TIE | 2020 | 6 | 23 | 24 | 39.7 | 0 | 431 | 0
SOUTHERN CROSS DC TIE | 2020 | 6 | 24 | 1 | 0 | 0 | 0 | 0
SOUTHERN CROSS DC TIE | 2020 | 6 | 24 | 2 | 413.4 | 4 | 4493 | 0
SOUTHERN CROSS DC TIE | 2020 | 6 | 24 | 3 | 0 | 0 | 0 | 0
SOUTHERN CROSS DC TIE | 2020 | 6 | 24 | 4 | 0 | 0 | 0 | 0
SOUTHERN CROSS DC TIE | 2020 | 6 | 24 | 5 | 73.7 | 0.1 | 800 | 0
SOUTHERN CROSS DC TIE | 2020 | 6 | 24 | 6 | 0 | 0 | 0 | 0
SOUTHERN CROSS DC TIE | 2020 | 6 | 24 | 7 | 138.6 | 0.4 | 1506 | 0
SOUTHERN CROSS DC TIE | 2020 | 6 | 24 | 8 | 468.3 | 5 | 5090 | 0
SOUTHERN CROSS DC TIE | 2020 | 6 | 24 | 9 | 617.7 | 6.5 | 6714 | 0
SOUTHERN CROSS DC TIE | 2020 | 6 | 24 | 10 | 534.9 | 5.9 | 5814 | 0
SOUTHERN CROSS DC TIE | 2020 | 6 | 24 | 11 | 858.2 | 14.7 | 9329 | 0
SOUTHERN CROSS DC TIE | 2020 | 6 | 24 | 12 | 1253.6 | 30 | 13626 | 0
SOUTHERN CROSS DC TIE | 2020 | 6 | 24 | 13 | 326.5 | 2.1 | 3548 | 0
SOUTHERN CROSS DC TIE | 2020 | 6 | 24 | 14 | 0 | 0 | 0 | 0
SOUTHERN CROSS DC TIE | 2020 | 6 | 24 | 15 | 0 | 0 | 0 | 0
SOUTHERN CROSS DC TIE | 2020 | 6 | 24 | 16 | 0 | 0 | 0 | 0
SOUTHERN CROSS DC TIE | 2020 | 6 | 24 | 17 | 0 | 0 | 0 | 0
SOUTHERN CROSS DC TIE | 2020 | 6 | 24 | 18 | 0 | 0 | 0 | 0
SOUTHERN CROSS DC TIE | 2020 | 6 | 24 | 19 | 222.1 | 1 | 2414 | 0
SOUTHERN CROSS DC TIE | 2020 | 6 | 24 | 20 | 621.7 | 7.4 | 6757 | 0
SOUTHERN CROSS DC TIE | 2020 | 6 | 24 | 21 | 856.8 | 14.2 | 9313 | 0
SOUTHERN CROSS DC TIE | 2020 | 6 | 24 | 22 | 1132 | 24.1 | 12304 | 0
SOUTHERN CROSS DC TIE | 2020 | 6 | 24 | 23 | 35.7 | 0 | 388 | 0
SOUTHERN CROSS DC TIE | 2020 | 6 | 24 | 24 | 322.3 | 2 | 3503 | 0
SOUTHERN CROSS DC TIE | 2020 | 6 | 25 | 1 | 0 | 0 | 0 | 0
SOUTHERN CROSS DC TIE | 2020 | 6 | 25 | 2 | 7.8 | 0 | 85 | 0
SOUTHERN CROSS DC TIE | 2020 | 6 | 25 | 3 | 0 | 0 | 0 | 0
SOUTHERN CROSS DC TIE | 2020 | 6 | 25 | 4 | 0 | 0 | 0 | 0
SOUTHERN CROSS DC TIE | 2020 | 6 | 25 | 5 | 0 | 0 | 0 | 0
SOUTHERN CROSS DC TIE | 2020 | 6 | 25 | 6 | 0 | 0 | 0 | 0
SOUTHERN CROSS DC TIE | 2020 | 6 | 25 | 7 | 79.8 | 0.1 | 867 | 0
SOUTHERN CROSS DC TIE | 2020 | 6 | 25 | 8 | 506.9 | 5.1 | 5509 | 0
SOUTHERN CROSS DC TIE | 2020 | 6 | 25 | 9 | 696.8 | 9.6 | 7573 | 0
SOUTHERN CROSS DC TIE | 2020 | 6 | 25 | 10 | 350.7 | 2.4 | 3812 | 0
SOUTHERN CROSS DC TIE | 2020 | 6 | 25 | 11 | 234.5 | 1.1 | 2548 | 0
SOUTHERN CROSS DC TIE | 2020 | 6 | 25 | 12 | 0 | 0 | 0 | 0
SOUTHERN CROSS DC TIE | 2020 | 6 | 25 | 13 | 0 | 0 | 0 | 0
SOUTHERN CROSS DC TIE | 2020 | 6 | 25 | 14 | 0 | 0 | 0 | 0
SOUTHERN CROSS DC TIE | 2020 | 6 | 25 | 15 | 0 | 0 | 0 | 0
SOUTHERN CROSS DC TIE | 2020 | 6 | 25 | 16 | 0 | 0 | 0 | 0
SOUTHERN CROSS DC TIE | 2020 | 6 | 25 | 17 | 0 | 0 | 0 | 0
SOUTHERN CROSS DC TIE | 2020 | 6 | 25 | 18 | 0 | 0 | 0 | 0
SOUTHERN CROSS DC TIE | 2020 | 6 | 25 | 19 | 0 | 0 | 0 | 0
SOUTHERN CROSS DC TIE | 2020 | 6 | 25 | 20 | 0 | 0 | 0 | 0
SOUTHERN CROSS DC TIE | 2020 | 6 | 25 | 21 | 0 | 0 | 0 | 0
SOUTHERN CROSS DC TIE | 2020 | 6 | 25 | 22 | 0 | 0 | 0 | 0
SOUTHERN CROSS DC TIE | 2020 | 6 | 25 | 23 | 0 | 0 | 0 | 0
SOUTHERN CROSS DC TIE | 2020 | 6 | 25 | 24 | 0 | 0 | 0 | 0
SOUTHERN CROSS DC TIE | 2020 | 6 | 26 | 1 | 0 | 0 | 0 | 0
SOUTHERN CROSS DC TIE | 2020 | 6 | 26 | 2 | 0 | 0 | 0 | 0
SOUTHERN CROSS DC TIE | 2020 | 6 | 26 | 3 | 0 | 0 | 0 | 0
SOUTHERN CROSS DC TIE | 2020 | 6 | 26 | 4 | 0 | 0 | 0 | 0
SOUTHERN CROSS DC TIE | 2020 | 6 | 26 | 5 | 0 | 0 | 0 | 0
SOUTHERN CROSS DC TIE | 2020 | 6 | 26 | 6 | 0 | 0 | 0 | 0
SOUTHERN CROSS DC TIE | 2020 | 6 | 26 | 7 | 0 | 0 | 0 | 0
SOUTHERN CROSS DC TIE | 2020 | 6 | 26 | 8 | 0 | 0 | 0 | 0
SOUTHERN CROSS DC TIE | 2020 | 6 | 26 | 9 | 0 | 0 | 0 | 0
SOUTHERN CROSS DC TIE | 2020 | 6 | 26 | 10 | 0 | 0 | 0 | 0
SOUTHERN CROSS DC TIE | 2020 | 6 | 26 | 11 | 0 | 0 | 0 | 0
SOUTHERN CROSS DC TIE | 2020 | 6 | 26 | 12 | 0 | 0 | 0 | 0
SOUTHERN CROSS DC TIE | 2020 | 6 | 26 | 13 | 0 | 0 | 0 | 0
SOUTHERN CROSS DC TIE | 2020 | 6 | 26 | 14 | 0 | 0 | 0 | 0
SOUTHERN CROSS DC TIE | 2020 | 6 | 26 | 15 | 0 | 0 | 0 | 0
SOUTHERN CROSS DC TIE | 2020 | 6 | 26 | 16 | 0 | 0 | 0 | 0
SOUTHERN CROSS DC TIE | 2020 | 6 | 26 | 17 | 0 | 0 | 0 | 0
SOUTHERN CROSS DC TIE | 2020 | 6 | 26 | 18 | 0 | 0 | 0 | 0
SOUTHERN CROSS DC TIE | 2020 | 6 | 26 | 19 | 0 | 0 | 0 | 0
SOUTHERN CROSS DC TIE | 2020 | 6 | 26 | 20 | 0 | 0 | 0 | 0
SOUTHERN CROSS DC TIE | 2020 | 6 | 26 | 21 | 0 | 0 | 0 | 0
SOUTHERN CROSS DC TIE | 2020 | 6 | 26 | 22 | 0 | 0 | 0 | 0
SOUTHERN CROSS DC TIE | 2020 | 6 | 26 | 23 | 0 | 0 | 0 | 0
SOUTHERN CROSS DC TIE | 2020 | 6 | 26 | 24 | 0 | 0 | 0 | 0
SOUTHERN CROSS DC TIE | 2020 | 6 | 27 | 1 | 0 | 0 | 0 | 0
SOUTHERN CROSS DC TIE | 2020 | 6 | 27 | 2 | 0 | 0 | 0 | 0
SOUTHERN CROSS DC TIE | 2020 | 6 | 27 | 3 | 0 | 0 | 0 | 0
SOUTHERN CROSS DC TIE | 2020 | 6 | 27 | 4 | 0 | 0 | 0 | 0
SOUTHERN CROSS DC TIE | 2020 | 6 | 27 | 5 | 0 | 0 | 0 | 0
SOUTHERN CROSS DC TIE | 2020 | 6 | 27 | 6 | 0 | 0 | 0 | 0
SOUTHERN CROSS DC TIE | 2020 | 6 | 27 | 7 | 0 | 0 | 0 | 0
SOUTHERN CROSS DC TIE | 2020 | 6 | 27 | 8 | 0 | 0 | 0 | 0
SOUTHERN CROSS DC TIE | 2020 | 6 | 27 | 9 | 0 | 0 | 0 | 0
SOUTHERN CROSS DC TIE | 2020 | 6 | 27 | 10 | 0 | 0 | 0 | 0
SOUTHERN CROSS DC TIE | 2020 | 6 | 27 | 11 | 0 | 0 | 0 | 0
SOUTHERN CROSS DC TIE | 2020 | 6 | 27 | 12 | 0 | 0 | 0 | 0
SOUTHERN CROSS DC TIE | 2020 | 6 | 27 | 13 | 0 | 0 | 0 | 0
SOUTHERN CROSS DC TIE | 2020 | 6 | 27 | 14 | 0 | 0 | 0 | 0
SOUTHERN CROSS DC TIE | 2020 | 6 | 27 | 15 | 0 | 0 | 0 | 0
SOUTHERN CROSS DC TIE | 2020 | 6 | 27 | 16 | 0 | 0 | 0 | 0
SOUTHERN CROSS DC TIE | 2020 | 6 | 27 | 17 | 0 | 0 | 0 | 0
SOUTHERN CROSS DC TIE | 2020 | 6 | 27 | 18 | 0 | 0 | 0 | 0
SOUTHERN CROSS DC TIE | 2020 | 6 | 27 | 19 | 0 | 0 | 0 | 0
SOUTHERN CROSS DC TIE | 2020 | 6 | 27 | 20 | 0 | 0 | 0 | 0
SOUTHERN CROSS DC TIE | 2020 | 6 | 27 | 21 | 0 | 0 | 0 | 0
SOUTHERN CROSS DC TIE | 2020 | 6 | 27 | 22 | 0 | 0 | 0 | 0
SOUTHERN CROSS DC TIE | 2020 | 6 | 27 | 23 | 0 | 0 | 0 | 0
SOUTHERN CROSS DC TIE | 2020 | 6 | 27 | 24 | 0 | 0 | 0 | 0
SOUTHERN CROSS DC TIE | 2020 | 6 | 28 | 1 | 0 | 0 | 0 | 0
SOUTHERN CROSS DC TIE | 2020 | 6 | 28 | 2 | 0 | 0 | 0 | 0
SOUTHERN CROSS DC TIE | 2020 | 6 | 28 | 3 | 0 | 0 | 0 | 0
SOUTHERN CROSS DC TIE | 2020 | 6 | 28 | 4 | 0 | 0 | 0 | 0
SOUTHERN CROSS DC TIE | 2020 | 6 | 28 | 5 | 0 | 0 | 0 | 0
SOUTHERN CROSS DC TIE | 2020 | 6 | 28 | 6 | 0 | 0 | 0 | 0
SOUTHERN CROSS DC TIE | 2020 | 6 | 28 | 7 | 0 | 0 | 0 | 0
SOUTHERN CROSS DC TIE | 2020 | 6 | 28 | 8 | 0 | 0 | 0 | 0
SOUTHERN CROSS DC TIE | 2020 | 6 | 28 | 9 | 0 | 0 | 0 | 0
SOUTHERN CROSS DC TIE | 2020 | 6 | 28 | 10 | 0 | 0 | 0 | 0
SOUTHERN CROSS DC TIE | 2020 | 6 | 28 | 11 | 0 | 0 | 0 | 0
SOUTHERN CROSS DC TIE | 2020 | 6 | 28 | 12 | 0 | 0 | 0 | 0
SOUTHERN CROSS DC TIE | 2020 | 6 | 28 | 13 | 0 | 0 | 0 | 0
SOUTHERN CROSS DC TIE | 2020 | 6 | 28 | 14 | 0 | 0 | 0 | 90.9
SOUTHERN CROSS DC TIE | 2020 | 6 | 28 | 15 | 0 | 0 | 0 | 0
SOUTHERN CROSS DC TIE | 2020 | 6 | 28 | 16 | 0 | 0 | 0 | 0
SOUTHERN CROSS DC TIE | 2020 | 6 | 28 | 17 | 0 | 0 | 0 | 0
SOUTHERN CROSS DC TIE | 2020 | 6 | 28 | 18 | 0 | 0 | 0 | 0
SOUTHERN CROSS DC TIE | 2020 | 6 | 28 | 19 | 0 | 0 | 0 | 0
SOUTHERN CROSS DC TIE | 2020 | 6 | 28 | 20 | 0 | 0 | 0 | 0
SOUTHERN CROSS DC TIE | 2020 | 6 | 28 | 21 | 0 | 0 | 0 | 0
SOUTHERN CROSS DC TIE | 2020 | 6 | 28 | 22 | 0 | 0 | 0 | 0
SOUTHERN CROSS DC TIE | 2020 | 6 | 28 | 23 | 0 | 0 | 0 | 0
SOUTHERN CROSS DC TIE | 2020 | 6 | 28 | 24 | 0 | 0 | 0 | 0
SOUTHERN CROSS DC TIE | 2020 | 6 | 29 | 1 | 0 | 0 | 0 | 0
SOUTHERN CROSS DC TIE | 2020 | 6 | 29 | 2 | 0 | 0 | 0 | 0
SOUTHERN CROSS DC TIE | 2020 | 6 | 29 | 3 | 0 | 0 | 0 | 0
SOUTHERN CROSS DC TIE | 2020 | 6 | 29 | 4 | 0 | 0 | 0 | 0
SOUTHERN CROSS DC TIE | 2020 | 6 | 29 | 5 | 0 | 0 | 0 | 0
SOUTHERN CROSS DC TIE | 2020 | 6 | 29 | 6 | 0 | 0 | 0 | 0
SOUTHERN CROSS DC TIE | 2020 | 6 | 29 | 7 | 0 | 0 | 0 | 0
SOUTHERN CROSS DC TIE | 2020 | 6 | 29 | 8 | 0 | 0 | 0 | 0
SOUTHERN CROSS DC TIE | 2020 | 6 | 29 | 9 | 118.9 | 0.4 | 1292 | 0
SOUTHERN CROSS DC TIE | 2020 | 6 | 29 | 10 | 141.2 | 0.3 | 1534 | 0
SOUTHERN CROSS DC TIE | 2020 | 6 | 29 | 11 | 0 | 0 | 0 | 0
SOUTHERN CROSS DC TIE | 2020 | 6 | 29 | 12 | 0 | 0 | 0 | 0
SOUTHERN CROSS DC TIE | 2020 | 6 | 29 | 13 | 0 | 0 | 0 | 0
SOUTHERN CROSS DC TIE | 2020 | 6 | 29 | 14 | 0 | 0 | 0 | 0
SOUTHERN CROSS DC TIE | 2020 | 6 | 29 | 15 | 0 | 0 | 0 | 0
SOUTHERN CROSS DC TIE | 2020 | 6 | 29 | 16 | 0 | 0 | 0 | 0
SOUTHERN CROSS DC TIE | 2020 | 6 | 29 | 17 | 0 | 0 | 0 | 0
SOUTHERN CROSS DC TIE | 2020 | 6 | 29 | 18 | 0 | 0 | 0 | 0
SOUTHERN CROSS DC TIE | 2020 | 6 | 29 | 19 | 0 | 0 | 0 | 0
SOUTHERN CROSS DC TIE | 2020 | 6 | 29 | 20 | 0 | 0 | 0 | 0
SOUTHERN CROSS DC TIE | 2020 | 6 | 29 | 21 | 760.5 | 11.7 | 8266 | 0
SOUTHERN CROSS DC TIE | 2020 | 6 | 29 | 22 | 762.1 | 12.8 | 8284 | 0
SOUTHERN CROSS DC TIE | 2020 | 6 | 29 | 23 | 0 | 0 | 0 | 0
SOUTHERN CROSS DC TIE | 2020 | 6 | 29 | 24 | 140.3 | 0.4 | 1525 | 0
SOUTHERN CROSS DC TIE | 2020 | 6 | 30 | 1 | 0 | 0 | 0 | 0
SOUTHERN CROSS DC TIE | 2020 | 6 | 30 | 2 | 0 | 0 | 0 | 0
SOUTHERN CROSS DC TIE | 2020 | 6 | 30 | 3 | 0 | 0 | 0 | 0
SOUTHERN CROSS DC TIE | 2020 | 6 | 30 | 4 | 0 | 0 | 0 | 0
SOUTHERN CROSS DC TIE | 2020 | 6 | 30 | 5 | 0 | 0 | 0 | 0
SOUTHERN CROSS DC TIE | 2020 | 6 | 30 | 6 | 0 | 0 | 0 | 0
SOUTHERN CROSS DC TIE | 2020 | 6 | 30 | 7 | 0 | 0 | 0 | 0
SOUTHERN CROSS DC TIE | 2020 | 6 | 30 | 8 | 91.5 | 0.2 | 994 | 0
SOUTHERN CROSS DC TIE | 2020 | 6 | 30 | 9 | 0 | 0 | 0 | 0
SOUTHERN CROSS DC TIE | 2020 | 6 | 30 | 10 | 31.3 | 0 | 340 | 0
SOUTHERN CROSS DC TIE | 2020 | 6 | 30 | 11 | 45.9 | 0 | 498 | 0
SOUTHERN CROSS DC TIE | 2020 | 6 | 30 | 12 | 0 | 0 | 0 | 0
SOUTHERN CROSS DC TIE | 2020 | 6 | 30 | 13 | 0 | 0 | 0 | 0
SOUTHERN CROSS DC TIE | 2020 | 6 | 30 | 14 | 0 | 0 | 0 | 0
SOUTHERN CROSS DC TIE | 2020 | 6 | 30 | 15 | 0 | 0 | 0 | 0
SOUTHERN CROSS DC TIE | 2020 | 6 | 30 | 16 | 0 | 0 | 0 | 0
SOUTHERN CROSS DC TIE | 2020 | 6 | 30 | 17 | 0 | 0 | 0 | 0
SOUTHERN CROSS DC TIE | 2020 | 6 | 30 | 18 | 0 | 0 | 0 | 0
SOUTHERN CROSS DC TIE | 2020 | 6 | 30 | 19 | 0 | 0 | 0 | 0
SOUTHERN CROSS DC TIE | 2020 | 6 | 30 | 20 | 0 | 0 | 0 | 0
SOUTHERN CROSS DC TIE | 2020 | 6 | 30 | 21 | 289.9 | 1.7 | 3150 | 0
SOUTHERN CROSS DC TIE | 2020 | 6 | 30 | 22 | 896.6 | 16.5 | 9746 | 0
SOUTHERN CROSS DC TIE | 2020 | 6 | 30 | 23 | 482.3 | 4.6 | 5243 | 0
SOUTHERN CROSS DC TIE | 2020 | 6 | 30 | 24 | 156.7 | 0.4 | 1703 | 0
SOUTHERN CROSS DC TIE | 2020 | 7 | 1 | 1 | 1718.9 | 52.4 | 18683 | 0
SOUTHERN CROSS DC TIE | 2020 | 7 | 1 | 2 | 640.8 | 8.2 | 6965 | 0
SOUTHERN CROSS DC TIE | 2020 | 7 | 1 | 3 | 755.9 | 9.4 | 8216 | 0
SOUTHERN CROSS DC TIE | 2020 | 7 | 1 | 4 | 602.3 | 7.5 | 6546 | 0
SOUTHERN CROSS DC TIE | 2020 | 7 | 1 | 5 | 593.1 | 6.3 | 6447 | 0
SOUTHERN CROSS DC TIE | 2020 | 7 | 1 | 6 | 895.6 | 13.2 | 9735 | 0
SOUTHERN CROSS DC TIE | 2020 | 7 | 1 | 7 | 1158.2 | 30.1 | 12589 | 0
SOUTHERN CROSS DC TIE | 2020 | 7 | 1 | 8 | 1932.4 | 73.4 | 21005 | 0
SOUTHERN CROSS DC TIE | 2020 | 7 | 1 | 9 | 1273 | 37.5 | 13837 | 0
SOUTHERN CROSS DC TIE | 2020 | 7 | 1 | 10 | 1106.2 | 20.9 | 12024 | 0
SOUTHERN CROSS DC TIE | 2020 | 7 | 1 | 11 | 418.5 | 3.5 | 4548 | 0
SOUTHERN CROSS DC TIE | 2020 | 7 | 1 | 12 | 270.8 | 1.5 | 2943 | 0
SOUTHERN CROSS DC TIE | 2020 | 7 | 1 | 13 | 26.5 | 0 | 287 | 0
SOUTHERN CROSS DC TIE | 2020 | 7 | 1 | 14 | 61.2 | 0.1 | 665 | 0
SOUTHERN CROSS DC TIE | 2020 | 7 | 1 | 15 | 319.3 | 2 | 3470 | 0
SOUTHERN CROSS DC TIE | 2020 | 7 | 1 | 16 | 240.8 | 1.1 | 2618 | 0
SOUTHERN CROSS DC TIE | 2020 | 7 | 1 | 17 | 635.2 | 8.8 | 6904 | 0
SOUTHERN CROSS DC TIE | 2020 | 7 | 1 | 18 | 1531.7 | 37.2 | 16650 | 0
SOUTHERN CROSS DC TIE | 2020 | 7 | 1 | 19 | 1830.6 | 62.9 | 19899 | 0
SOUTHERN CROSS DC TIE | 2020 | 7 | 1 | 20 | 1871.4 | 62.4 | 20342 | 0
SOUTHERN CROSS DC TIE | 2020 | 7 | 1 | 21 | 2065.2 | 81.9 | 22448 | 0
SOUTHERN CROSS DC TIE | 2020 | 7 | 1 | 22 | 1893.4 | 64.4 | 20580 | 0
SOUTHERN CROSS DC TIE | 2020 | 7 | 1 | 23 | 1957 | 74 | 21272 | 0
SOUTHERN CROSS DC TIE | 2020 | 7 | 1 | 24 | 522.2 | 5 | 5676 | 0
SOUTHERN CROSS DC TIE | 2020 | 7 | 2 | 1 | 56 | 0 | 608 | 0
SOUTHERN CROSS DC TIE | 2020 | 7 | 2 | 2 | 140.3 | 0.3 | 1525 | 0
SOUTHERN CROSS DC TIE | 2020 | 7 | 2 | 3 | 152.7 | 0.4 | 1660 | 0
SOUTHERN CROSS DC TIE | 2020 | 7 | 2 | 4 | 0 | 0 | 0 | 0
SOUTHERN CROSS DC TIE | 2020 | 7 | 2 | 5 | 25.7 | 0 | 279 | 0
SOUTHERN CROSS DC TIE | 2020 | 7 | 2 | 6 | 364.6 | 2.7 | 3963 | 0
SOUTHERN CROSS DC TIE | 2020 | 7 | 2 | 7 | 610.8 | 7.3 | 6639 | 0
SOUTHERN CROSS DC TIE | 2020 | 7 | 2 | 8 | 1472.4 | 47.3 | 16005 | 0
SOUTHERN CROSS DC TIE | 2020 | 7 | 2 | 9 | 679 | 9.7 | 7381 | 0
SOUTHERN CROSS DC TIE | 2020 | 7 | 2 | 10 | 941 | 17 | 10229 | 0
SOUTHERN CROSS DC TIE | 2020 | 7 | 2 | 11 | 1065.8 | 21.1 | 11585 | 0
SOUTHERN CROSS DC TIE | 2020 | 7 | 2 | 12 | 856.4 | 14.4 | 9309 | 0
SOUTHERN CROSS DC TIE | 2020 | 7 | 2 | 13 | 1117.7 | 23.5 | 12148 | 0
SOUTHERN CROSS DC TIE | 2020 | 7 | 2 | 14 | 0 | 0 | 0 | 0
SOUTHERN CROSS DC TIE | 2020 | 7 | 2 | 15 | 0 | 0 | 0 | 0
SOUTHERN CROSS DC TIE | 2020 | 7 | 2 | 16 | 0 | 0 | 0 | 0
SOUTHERN CROSS DC TIE | 2020 | 7 | 2 | 17 | 0 | 0 | 0 | 0
SOUTHERN CROSS DC TIE | 2020 | 7 | 2 | 18 | 0 | 0 | 0 | 0
SOUTHERN CROSS DC TIE | 2020 | 7 | 2 | 19 | 0 | 0 | 0 | 0
SOUTHERN CROSS DC TIE | 2020 | 7 | 2 | 20 | 201.1 | 0.9 | 2186 | 0
SOUTHERN CROSS DC TIE | 2020 | 7 | 2 | 21 | 1170.1 | 24.1 | 12719 | 0
SOUTHERN CROSS DC TIE | 2020 | 7 | 2 | 22 | 863.9 | 15.1 | 9390 | 0
SOUTHERN CROSS DC TIE | 2020 | 7 | 2 | 23 | 1677.3 | 49.4 | 18231 | 0
SOUTHERN CROSS DC TIE | 2020 | 7 | 2 | 24 | 0 | 0 | 0 | 0
SOUTHERN CROSS DC TIE | 2020 | 7 | 3 | 1 | 268.2 | 0 | 2915 | 0
SOUTHERN CROSS DC TIE | 2020 | 7 | 3 | 2 | 495.4 | 5.8 | 5385 | 0
SOUTHERN CROSS DC TIE | 2020 | 7 | 3 | 3 | 0 | 0 | 0 | 0
SOUTHERN CROSS DC TIE | 2020 | 7 | 3 | 4 | 29 | 0 | 314 | 0
SOUTHERN CROSS DC TIE | 2020 | 7 | 3 | 5 | 6 | 0 | 64 | 0
SOUTHERN CROSS DC TIE | 2020 | 7 | 3 | 6 | 215.3 | 1 | 2340 | 0
SOUTHERN CROSS DC TIE | 2020 | 7 | 3 | 7 | 411.1 | 3 | 4468 | 0
SOUTHERN CROSS DC TIE | 2020 | 7 | 3 | 8 | 621.6 | 7.6 | 6756 | 0
SOUTHERN CROSS DC TIE | 2020 | 7 | 3 | 9 | 574 | 7.8 | 6238 | 0
SOUTHERN CROSS DC TIE | 2020 | 7 | 3 | 10 | 306.1 | 1.9 | 3327 | 0
SOUTHERN CROSS DC TIE | 2020 | 7 | 3 | 11 | 437.6 | 3.5 | 4756 | 0
SOUTHERN CROSS DC TIE | 2020 | 7 | 3 | 12 | 655 | 7.3 | 7119 | 0
SOUTHERN CROSS DC TIE | 2020 | 7 | 3 | 13 | 228.2 | 1.1 | 2480 | 0
SOUTHERN CROSS DC TIE | 2020 | 7 | 3 | 14 | 0 | 0 | 0 | 0
SOUTHERN CROSS DC TIE | 2020 | 7 | 3 | 15 | 0 | 0 | 0 | 0
SOUTHERN CROSS DC TIE | 2020 | 7 | 3 | 16 | 0 | 0 | 0 | 0
SOUTHERN CROSS DC TIE | 2020 | 7 | 3 | 17 | 0 | 0 | 0 | 0
SOUTHERN CROSS DC TIE | 2020 | 7 | 3 | 18 | 0 | 0 | 0 | 0
SOUTHERN CROSS DC TIE | 2020 | 7 | 3 | 19 | 0 | 0 | 0 | 0
SOUTHERN CROSS DC TIE | 2020 | 7 | 3 | 20 | 958.4 | 18.9 | 10417 | 0
SOUTHERN CROSS DC TIE | 2020 | 7 | 3 | 21 | 1295.6 | 28.9 | 14083 | 0
SOUTHERN CROSS DC TIE | 2020 | 7 | 3 | 22 | 1285.4 | 34.6 | 13971 | 0
SOUTHERN CROSS DC TIE | 2020 | 7 | 3 | 23 | 1131.9 | 22.7 | 12303 | 0
SOUTHERN CROSS DC TIE | 2020 | 7 | 3 | 24 | 1382.3 | 39.1 | 15025 | 0
SOUTHERN CROSS DC TIE | 2020 | 7 | 4 | 1 | 9 | 0 | 97 | 0
SOUTHERN CROSS DC TIE | 2020 | 7 | 4 | 2 | 0 | 0 | 0 | 0
SOUTHERN CROSS DC TIE | 2020 | 7 | 4 | 3 | 0 | 0 | 0 | 0
SOUTHERN CROSS DC TIE | 2020 | 7 | 4 | 4 | 0 | 0 | 0 | 0
SOUTHERN CROSS DC TIE | 2020 | 7 | 4 | 5 | 0 | 0 | 0 | 0
SOUTHERN CROSS DC TIE | 2020 | 7 | 4 | 6 | 62.2 | 0.1 | 676 | 0
SOUTHERN CROSS DC TIE | 2020 | 7 | 4 | 7 | 116.6 | 0.3 | 1267 | 0
SOUTHERN CROSS DC TIE | 2020 | 7 | 4 | 8 | 0 | 0 | 0 | 0
SOUTHERN CROSS DC TIE | 2020 | 7 | 4 | 9 | 257.5 | 1.3 | 2798 | 0
SOUTHERN CROSS DC TIE | 2020 | 7 | 4 | 10 | 0 | 0 | 0 | 0
SOUTHERN CROSS DC TIE | 2020 | 7 | 4 | 11 | 262.8 | 1.2 | 2856 | 0
SOUTHERN CROSS DC TIE | 2020 | 7 | 4 | 12 | 213.3 | 0.9 | 2318 | 0
SOUTHERN CROSS DC TIE | 2020 | 7 | 4 | 13 | 331.9 | 2.4 | 3608 | 0
SOUTHERN CROSS DC TIE | 2020 | 7 | 4 | 14 | 348 | 2.5 | 3782 | 0
SOUTHERN CROSS DC TIE | 2020 | 7 | 4 | 15 | 292 | 1.8 | 3173 | 0
SOUTHERN CROSS DC TIE | 2020 | 7 | 4 | 16 | 299.2 | 1.6 | 3251 | 0
SOUTHERN CROSS DC TIE | 2020 | 7 | 4 | 17 | 0 | 0 | 0 | 0
SOUTHERN CROSS DC TIE | 2020 | 7 | 4 | 18 | 199.5 | 0.9 | 2168 | 0
SOUTHERN CROSS DC TIE | 2020 | 7 | 4 | 19 | 1826.6 | 64.3 | 19854 | 0
SOUTHERN CROSS DC TIE | 2020 | 7 | 4 | 20 | 1806 | 64 | 19631 | 0
SOUTHERN CROSS DC TIE | 2020 | 7 | 4 | 21 | 1609.8 | 46.4 | 17498 | 0
SOUTHERN CROSS DC TIE | 2020 | 7 | 4 | 22 | 1625.9 | 49 | 17673 | 0
SOUTHERN CROSS DC TIE | 2020 | 7 | 4 | 23 | 1385.3 | 36.6 | 15058 | 0
SOUTHERN CROSS DC TIE | 2020 | 7 | 4 | 24 | 2007.6 | 63.5 | 21822 | 0
SOUTHERN CROSS DC TIE | 2020 | 7 | 5 | 1 | 0 | 0 | 0 | 0
SOUTHERN CROSS DC TIE | 2020 | 7 | 5 | 2 | 0 | 0 | 0 | 0
SOUTHERN CROSS DC TIE | 2020 | 7 | 5 | 3 | 0 | 0 | 0 | 0
SOUTHERN CROSS DC TIE | 2020 | 7 | 5 | 4 | 0 | 0 | 0 | 0
SOUTHERN CROSS DC TIE | 2020 | 7 | 5 | 5 | 0 | 0 | 0 | 0
SOUTHERN CROSS DC TIE | 2020 | 7 | 5 | 6 | 0 | 0 | 0 | 0
SOUTHERN CROSS DC TIE | 2020 | 7 | 5 | 7 | 0 | 0 | 0 | 0
SOUTHERN CROSS DC TIE | 2020 | 7 | 5 | 8 | 0 | 0 | 0 | 0
SOUTHERN CROSS DC TIE | 2020 | 7 | 5 | 9 | 0 | 0 | 0 | 0
SOUTHERN CROSS DC TIE | 2020 | 7 | 5 | 10 | 108.3 | 0.3 | 1176 | 0
SOUTHERN CROSS DC TIE | 2020 | 7 | 5 | 11 | 0 | 0 | 0 | 0
SOUTHERN CROSS DC TIE | 2020 | 7 | 5 | 12 | 0 | 0 | 0 | 0
SOUTHERN CROSS DC TIE | 2020 | 7 | 5 | 13 | 0 | 0 | 0 | 0
SOUTHERN CROSS DC TIE | 2020 | 7 | 5 | 14 | 0 | 0 | 0 | 0
SOUTHERN CROSS DC TIE | 2020 | 7 | 5 | 15 | 82.4 | 0.1 | 895 | 0
SOUTHERN CROSS DC TIE | 2020 | 7 | 5 | 16 | 2 | 0 | 22 | 0
SOUTHERN CROSS DC TIE | 2020 | 7 | 5 | 17 | 0 | 0 | 0 | 0
SOUTHERN CROSS DC TIE | 2020 | 7 | 5 | 18 | 111.3 | 0.3 | 1209 | 0
SOUTHERN CROSS DC TIE | 2020 | 7 | 5 | 19 | 67.5 | 0.1 | 733 | 0
SOUTHERN CROSS DC TIE | 2020 | 7 | 5 | 20 | 886 | 15.2 | 9630 | 0
SOUTHERN CROSS DC TIE | 2020 | 7 | 5 | 21 | 1861.7 | 63.5 | 20236 | 0
SOUTHERN CROSS DC TIE | 2020 | 7 | 5 | 22 | 1783.8 | 58.6 | 19389 | 0
SOUTHERN CROSS DC TIE | 2020 | 7 | 5 | 23 | 1292.9 | 33.3 | 14053 | 0
SOUTHERN CROSS DC TIE | 2020 | 7 | 5 | 24 | 1871.6 | 67.6 | 20344 | 0
SOUTHERN CROSS DC TIE | 2020 | 7 | 6 | 1 | 6.8 | 0 | 73 | 0
SOUTHERN CROSS DC TIE | 2020 | 7 | 6 | 2 | 543.5 | 6.8 | 5908 | 0
SOUTHERN CROSS DC TIE | 2020 | 7 | 6 | 3 | 136.9 | 0.3 | 1488 | 0
SOUTHERN CROSS DC TIE | 2020 | 7 | 6 | 4 | 437.2 | 3.5 | 4751 | 0
SOUTHERN CROSS DC TIE | 2020 | 7 | 6 | 5 | 117.8 | 0.3 | 1280 | 0
SOUTHERN CROSS DC TIE | 2020 | 7 | 6 | 6 | 386.9 | 2.8 | 4205 | 0
SOUTHERN CROSS DC TIE | 2020 | 7 | 6 | 7 | 449.6 | 4.3 | 4887 | 0
SOUTHERN CROSS DC TIE | 2020 | 7 | 6 | 8 | 1845.1 | 66.9 | 20056 | 0
SOUTHERN CROSS DC TIE | 2020 | 7 | 6 | 9 | 2090.6 | 87.8 | 22725 | 0
SOUTHERN CROSS DC TIE | 2020 | 7 | 6 | 10 | 2094.6 | 83.8 | 22768 | 0
SOUTHERN CROSS DC TIE | 2020 | 7 | 6 | 11 | 1884.7 | 69.7 | 20486 | 0
SOUTHERN CROSS DC TIE | 2020 | 7 | 6 | 12 | 1205.7 | 28.8 | 13105 | 0
SOUTHERN CROSS DC TIE | 2020 | 7 | 6 | 13 | 234.8 | 1 | 2551 | 0
SOUTHERN CROSS DC TIE | 2020 | 7 | 6 | 14 | 0 | 0 | 0 | 0
SOUTHERN CROSS DC TIE | 2020 | 7 | 6 | 15 | 0 | 0 | 0 | 0
SOUTHERN CROSS DC TIE | 2020 | 7 | 6 | 16 | 28.4 | 0 | 308 | 0
SOUTHERN CROSS DC TIE | 2020 | 7 | 6 | 17 | 82.4 | 0.1 | 895 | 0
SOUTHERN CROSS DC TIE | 2020 | 7 | 6 | 18 | 0 | 0 | 0 | 0
SOUTHERN CROSS DC TIE | 2020 | 7 | 6 | 19 | 120.6 | 0.3 | 1310 | 0
SOUTHERN CROSS DC TIE | 2020 | 7 | 6 | 20 | 0 | 0 | 0 | 0
SOUTHERN CROSS DC TIE | 2020 | 7 | 6 | 21 | 29.2 | 0 | 317 | 0
SOUTHERN CROSS DC TIE | 2020 | 7 | 6 | 22 | 0 | 0 | 0 | 0
SOUTHERN CROSS DC TIE | 2020 | 7 | 6 | 23 | 1578.9 | 47 | 17163 | 0
SOUTHERN CROSS DC TIE | 2020 | 7 | 6 | 24 | 2092.9 | 83.1 | 22749 | 0
SOUTHERN CROSS DC TIE | 2020 | 7 | 7 | 1 | 1537.7 | 0 | 16714 | 0
SOUTHERN CROSS DC TIE | 2020 | 7 | 7 | 2 | 2100.3 | 93.6 | 22830 | 0
SOUTHERN CROSS DC TIE | 2020 | 7 | 7 | 3 | 2086.8 | 67.6 | 22683 | 0
SOUTHERN CROSS DC TIE | 2020 | 7 | 7 | 4 | 2090.9 | 87.6 | 22727 | 0
SOUTHERN CROSS DC TIE | 2020 | 7 | 7 | 5 | 2083.9 | 72.8 | 22651 | 0
SOUTHERN CROSS DC TIE | 2020 | 7 | 7 | 6 | 2084.6 | 83 | 22659 | 0
SOUTHERN CROSS DC TIE | 2020 | 7 | 7 | 7 | 1342.4 | 39 | 14591 | 0
SOUTHERN CROSS DC TIE | 2020 | 7 | 7 | 8 | 2098.3 | 81.6 | 22808 | 0
SOUTHERN CROSS DC TIE | 2020 | 7 | 7 | 9 | 2099.7 | 82.7 | 22824 | 0
SOUTHERN CROSS DC TIE | 2020 | 7 | 7 | 10 | 2087.9 | 69.6 | 22695 | 0
SOUTHERN CROSS DC TIE | 2020 | 7 | 7 | 11 | 2089.8 | 84.8 | 22716 | 0
SOUTHERN CROSS DC TIE | 2020 | 7 | 7 | 12 | 2097.5 | 87.8 | 22799 | 0
SOUTHERN CROSS DC TIE | 2020 | 7 | 7 | 13 | 58.2 | 0.1 | 632 | 0
SOUTHERN CROSS DC TIE | 2020 | 7 | 7 | 14 | 0 | 0 | 0 | 0
SOUTHERN CROSS DC TIE | 2020 | 7 | 7 | 15 | 0 | 0 | 0 | 0
SOUTHERN CROSS DC TIE | 2020 | 7 | 7 | 16 | 101.1 | 0.2 | 1099 | 0
SOUTHERN CROSS DC TIE | 2020 | 7 | 7 | 17 | 89.4 | 0.2 | 971 | 0
SOUTHERN CROSS DC TIE | 2020 | 7 | 7 | 18 | 56.3 | 0.1 | 611 | 0
SOUTHERN CROSS DC TIE | 2020 | 7 | 7 | 19 | 0 | 0 | 0 | 0
SOUTHERN CROSS DC TIE | 2020 | 7 | 7 | 20 | 0 | 0 | 0 | 0
SOUTHERN CROSS DC TIE | 2020 | 7 | 7 | 21 | 1329.1 | 37.5 | 14446 | 0
SOUTHERN CROSS DC TIE | 2020 | 7 | 7 | 22 | 1398.6 | 34.4 | 15202 | 0
SOUTHERN CROSS DC TIE | 2020 | 7 | 7 | 23 | 1365.8 | 34.5 | 14846 | 0
SOUTHERN CROSS DC TIE | 2020 | 7 | 7 | 24 | 1910.2 | 65 | 20763 | 0
SOUTHERN CROSS DC TIE | 2020 | 7 | 8 | 1 | 761.2 | 0 | 8274 | 0
SOUTHERN CROSS DC TIE | 2020 | 7 | 8 | 2 | 1173.8 | 32.5 | 12759 | 0
SOUTHERN CROSS DC TIE | 2020 | 7 | 8 | 3 | 1086.3 | 19.3 | 11807 | 0
SOUTHERN CROSS DC TIE | 2020 | 7 | 8 | 4 | 1749.1 | 60.2 | 19012 | 0
SOUTHERN CROSS DC TIE | 2020 | 7 | 8 | 5 | 1981.4 | 60 | 21537 | 0
SOUTHERN CROSS DC TIE | 2020 | 7 | 8 | 6 | 1211.7 | 27.9 | 13170 | 0
SOUTHERN CROSS DC TIE | 2020 | 7 | 8 | 7 | 1638 | 53.4 | 17805 | 0
SOUTHERN CROSS DC TIE | 2020 | 7 | 8 | 8 | 2081.5 | 89.7 | 22625 | 0
SOUTHERN CROSS DC TIE | 2020 | 7 | 8 | 9 | 2089.3 | 85.6 | 22710 | 0
SOUTHERN CROSS DC TIE | 2020 | 7 | 8 | 10 | 2093.4 | 84 | 22755 | 0
SOUTHERN CROSS DC TIE | 2020 | 7 | 8 | 11 | 1888 | 62.4 | 20522 | 0
SOUTHERN CROSS DC TIE | 2020 | 7 | 8 | 12 | 98.7 | 0.2 | 1073 | 0
SOUTHERN CROSS DC TIE | 2020 | 7 | 8 | 13 | 151.3 | 0.5 | 1644 | 0
SOUTHERN CROSS DC TIE | 2020 | 7 | 8 | 14 | 0 | 0 | 0 | 0
SOUTHERN CROSS DC TIE | 2020 | 7 | 8 | 15 | 131.8 | 0.4 | 1433 | 0
SOUTHERN CROSS DC TIE | 2020 | 7 | 8 | 16 | 217.2 | 1 | 2360 | 0
SOUTHERN CROSS DC TIE | 2020 | 7 | 8 | 17 | 533.9 | 5.5 | 5803 | 0
SOUTHERN CROSS DC TIE | 2020 | 7 | 8 | 18 | 488.2 | 4.8 | 5306 | 0
SOUTHERN CROSS DC TIE | 2020 | 7 | 8 | 19 | 466.8 | 4.1 | 5073 | 0
SOUTHERN CROSS DC TIE | 2020 | 7 | 8 | 20 | 207.4 | 0.8 | 2254 | 0
SOUTHERN CROSS DC TIE | 2020 | 7 | 8 | 21 | 0 | 0 | 0 | 0
SOUTHERN CROSS DC TIE | 2020 | 7 | 8 | 22 | 1933.6 | 88.6 | 21018 | 0
SOUTHERN CROSS DC TIE | 2020 | 7 | 8 | 23 | 1434.7 | 31.3 | 15594 | 0
SOUTHERN CROSS DC TIE | 2020 | 7 | 8 | 24 | 1550.2 | 47.2 | 16850 | 0
SOUTHERN CROSS DC TIE | 2020 | 7 | 9 | 1 | 0 | 0 | 0 | 0
SOUTHERN CROSS DC TIE | 2020 | 7 | 9 | 2 | 0 | 0 | 0 | 0
SOUTHERN CROSS DC TIE | 2020 | 7 | 9 | 3 | 0 | 0 | 0 | 0
SOUTHERN CROSS DC TIE | 2020 | 7 | 9 | 4 | 166.9 | 0.5 | 1813 | 0
SOUTHERN CROSS DC TIE | 2020 | 7 | 9 | 5 | 195.7 | 0.9 | 2126 | 0
SOUTHERN CROSS DC TIE | 2020 | 7 | 9 | 6 | 503.7 | 4.7 | 5474 | 0
SOUTHERN CROSS DC TIE | 2020 | 7 | 9 | 7 | 1399.2 | 37.9 | 15209 | 0
SOUTHERN CROSS DC TIE | 2020 | 7 | 9 | 8 | 2078 | 82.7 | 22588 | 0
SOUTHERN CROSS DC TIE | 2020 | 7 | 9 | 9 | 1901.3 | 61.3 | 20667 | 0
SOUTHERN CROSS DC TIE | 2020 | 7 | 9 | 10 | 1528.2 | 46.5 | 16611 | 0
SOUTHERN CROSS DC TIE | 2020 | 7 | 9 | 11 | 1017.5 | 22.3 | 11059 | 0
SOUTHERN CROSS DC TIE | 2020 | 7 | 9 | 12 | 0 | 0 | 0 | 0
SOUTHERN CROSS DC TIE | 2020 | 7 | 9 | 13 | 0 | 0 | 0 | 0
SOUTHERN CROSS DC TIE | 2020 | 7 | 9 | 14 | 0 | 0 | 0 | 0
SOUTHERN CROSS DC TIE | 2020 | 7 | 9 | 15 | 0 | 0 | 0 | 0
SOUTHERN CROSS DC TIE | 2020 | 7 | 9 | 16 | 0 | 0 | 0 | 0
SOUTHERN CROSS DC TIE | 2020 | 7 | 9 | 17 | 0 | 0 | 0 | 0
SOUTHERN CROSS DC TIE | 2020 | 7 | 9 | 18 | 0 | 0 | 0 | 0
SOUTHERN CROSS DC TIE | 2020 | 7 | 9 | 19 | 0 | 0 | 0 | 0
SOUTHERN CROSS DC TIE | 2020 | 7 | 9 | 20 | 0 | 0 | 0 | 0
SOUTHERN CROSS DC TIE | 2020 | 7 | 9 | 21 | 0 | 0 | 0 | 0
SOUTHERN CROSS DC TIE | 2020 | 7 | 9 | 22 | 766.6 | 13.1 | 8333 | 0
SOUTHERN CROSS DC TIE | 2020 | 7 | 9 | 23 | 1296.4 | 26.7 | 14091 | 0
SOUTHERN CROSS DC TIE | 2020 | 7 | 9 | 24 | 79.5 | 0.1 | 863 | 0
SOUTHERN CROSS DC TIE | 2020 | 7 | 10 | 1 | 0 | 0 | 0 | 0
SOUTHERN CROSS DC TIE | 2020 | 7 | 10 | 2 | 0 | 0 | 0 | 0
SOUTHERN CROSS DC TIE | 2020 | 7 | 10 | 3 | 0 | 0 | 0 | 0
SOUTHERN CROSS DC TIE | 2020 | 7 | 10 | 4 | 0 | 0 | 0 | 0
SOUTHERN CROSS DC TIE | 2020 | 7 | 10 | 5 | 0 | 0 | 0 | 0
SOUTHERN CROSS DC TIE | 2020 | 7 | 10 | 6 | 143.1 | 0.6 | 1555 | 0
SOUTHERN CROSS DC TIE | 2020 | 7 | 10 | 7 | 202.9 | 0.6 | 2206 | 0
SOUTHERN CROSS DC TIE | 2020 | 7 | 10 | 8 | 563.5 | 6.4 | 6124 | 0
SOUTHERN CROSS DC TIE | 2020 | 7 | 10 | 9 | 353.4 | 2.5 | 3841 | 0
SOUTHERN CROSS DC TIE | 2020 | 7 | 10 | 10 | 249.1 | 1.6 | 2707 | 0
SOUTHERN CROSS DC TIE | 2020 | 7 | 10 | 11 | 482.2 | 4.6 | 5241 | 0
SOUTHERN CROSS DC TIE | 2020 | 7 | 10 | 12 | 0 | 0 | 0 | 0
SOUTHERN CROSS DC TIE | 2020 | 7 | 10 | 13 | 0 | 0 | 0 | 0
SOUTHERN CROSS DC TIE | 2020 | 7 | 10 | 14 | 0 | 0 | 0 | 0
SOUTHERN CROSS DC TIE | 2020 | 7 | 10 | 15 | 0 | 0 | 0 | 149.8
SOUTHERN CROSS DC TIE | 2020 | 7 | 10 | 16 | 0 | 0 | 0 | 76.9
SOUTHERN CROSS DC TIE | 2020 | 7 | 10 | 17 | 0 | 0 | 0 | 0
SOUTHERN CROSS DC TIE | 2020 | 7 | 10 | 18 | 0 | 0 | 0 | 0
SOUTHERN CROSS DC TIE | 2020 | 7 | 10 | 19 | 0 | 0 | 0 | 0
SOUTHERN CROSS DC TIE | 2020 | 7 | 10 | 20 | 17.7 | 0 | 191 | 0
SOUTHERN CROSS DC TIE | 2020 | 7 | 10 | 21 | 234.9 | 1 | 2553 | 0
SOUTHERN CROSS DC TIE | 2020 | 7 | 10 | 22 | 42.3 | 0 | 459 | 0
SOUTHERN CROSS DC TIE | 2020 | 7 | 10 | 23 | 537.8 | 4.7 | 5845 | 0
SOUTHERN CROSS DC TIE | 2020 | 7 | 10 | 24 | 0 | 0 | 0 | 0
SOUTHERN CROSS DC TIE | 2020 | 7 | 11 | 1 | 890 | 0 | 9674 | 0
SOUTHERN CROSS DC TIE | 2020 | 7 | 11 | 2 | 1063.9 | 30.3 | 11564 | 0
SOUTHERN CROSS DC TIE | 2020 | 7 | 11 | 3 | 338.6 | 1.6 | 3680 | 0
SOUTHERN CROSS DC TIE | 2020 | 7 | 11 | 4 | 387.3 | 3.1 | 4209 | 0
SOUTHERN CROSS DC TIE | 2020 | 7 | 11 | 5 | 152.6 | 0.4 | 1658 | 0
SOUTHERN CROSS DC TIE | 2020 | 7 | 11 | 6 | 231.2 | 1.5 | 2512 | 0
SOUTHERN CROSS DC TIE | 2020 | 7 | 11 | 7 | 246.1 | 0.9 | 2675 | 0
SOUTHERN CROSS DC TIE | 2020 | 7 | 11 | 8 | 0 | 0 | 0 | 0
SOUTHERN CROSS DC TIE | 2020 | 7 | 11 | 9 | 258.1 | 1.4 | 2805 | 0
SOUTHERN CROSS DC TIE | 2020 | 7 | 11 | 10 | 203.7 | 0.8 | 2213 | 0
SOUTHERN CROSS DC TIE | 2020 | 7 | 11 | 11 | 0 | 0 | 0 | 0
SOUTHERN CROSS DC TIE | 2020 | 7 | 11 | 12 | 0 | 0 | 0 | 0
SOUTHERN CROSS DC TIE | 2020 | 7 | 11 | 13 | 0 | 0 | 0 | 0
SOUTHERN CROSS DC TIE | 2020 | 7 | 11 | 14 | 0 | 0 | 0 | 0
SOUTHERN CROSS DC TIE | 2020 | 7 | 11 | 15 | 0 | 0 | 0 | 131.1
SOUTHERN CROSS DC TIE | 2020 | 7 | 11 | 16 | 0 | 0 | 0 | 361.6
SOUTHERN CROSS DC TIE | 2020 | 7 | 11 | 17 | 0 | 0 | 0 | 426.1
SOUTHERN CROSS DC TIE | 2020 | 7 | 11 | 18 | 0 | 0 | 0 | 423.1
SOUTHERN CROSS DC TIE | 2020 | 7 | 11 | 19 | 0 | 0 | 0 | 268.1
SOUTHERN CROSS DC TIE | 2020 | 7 | 11 | 20 | 0 | 0 | 0 | 0
SOUTHERN CROSS DC TIE | 2020 | 7 | 11 | 21 | 0 | 0 | 0 | 0
SOUTHERN CROSS DC TIE | 2020 | 7 | 11 | 22 | 0 | 0 | 0 | 0
SOUTHERN CROSS DC TIE | 2020 | 7 | 11 | 23 | 0 | 0 | 0 | 0
SOUTHERN CROSS DC TIE | 2020 | 7 | 11 | 24 | 0 | 0 | 0 | 0
SOUTHERN CROSS DC TIE | 2020 | 7 | 12 | 1 | 0 | 0 | 0 | 0
SOUTHERN CROSS DC TIE | 2020 | 7 | 12 | 2 | 0 | 0 | 0 | 0
SOUTHERN CROSS DC TIE | 2020 | 7 | 12 | 3 | 0 | 0 | 0 | 0
SOUTHERN CROSS DC TIE | 2020 | 7 | 12 | 4 | 0 | 0 | 0 | 0
SOUTHERN CROSS DC TIE | 2020 | 7 | 12 | 5 | 0 | 0 | 0 | 0
SOUTHERN CROSS DC TIE | 2020 | 7 | 12 | 6 | 0 | 0 | 0 | 0
SOUTHERN CROSS DC TIE | 2020 | 7 | 12 | 7 | 0 | 0 | 0 | 0
SOUTHERN CROSS DC TIE | 2020 | 7 | 12 | 8 | 0 | 0 | 0 | 0
SOUTHERN CROSS DC TIE | 2020 | 7 | 12 | 9 | 239.8 | 1.2 | 2606 | 0
SOUTHERN CROSS DC TIE | 2020 | 7 | 12 | 10 | 315.1 | 1.9 | 3425 | 0
SOUTHERN CROSS DC TIE | 2020 | 7 | 12 | 11 | 0 | 0 | 0 | 0
SOUTHERN CROSS DC TIE | 2020 | 7 | 12 | 12 | 0 | 0 | 0 | 44.2
SOUTHERN CROSS DC TIE | 2020 | 7 | 12 | 13 | 0 | 0 | 0 | 0
SOUTHERN CROSS DC TIE | 2020 | 7 | 12 | 14 | 0 | 0 | 0 | 0
SOUTHERN CROSS DC TIE | 2020 | 7 | 12 | 15 | 0 | 0 | 0 | 209.7
SOUTHERN CROSS DC TIE | 2020 | 7 | 12 | 16 | 0 | 0 | 0 | 123.6
SOUTHERN CROSS DC TIE | 2020 | 7 | 12 | 17 | 0 | 0 | 0 | 81
SOUTHERN CROSS DC TIE | 2020 | 7 | 12 | 18 | 0 | 0 | 0 | 15.3
SOUTHERN CROSS DC TIE | 2020 | 7 | 12 | 19 | 0 | 0 | 0 | 396.6
SOUTHERN CROSS DC TIE | 2020 | 7 | 12 | 20 | 0 | 0 | 0 | 0
SOUTHERN CROSS DC TIE | 2020 | 7 | 12 | 21 | 0 | 0 | 0 | 0
SOUTHERN CROSS DC TIE | 2020 | 7 | 12 | 22 | 0 | 0 | 0 | 0
SOUTHERN CROSS DC TIE | 2020 | 7 | 12 | 23 | 0 | 0 | 0 | 0
SOUTHERN CROSS DC TIE | 2020 | 7 | 12 | 24 | 0 | 0 | 0 | 0
SOUTHERN CROSS DC TIE | 2020 | 7 | 13 | 1 | 0 | 0 | 0 | 0
SOUTHERN CROSS DC TIE | 2020 | 7 | 13 | 2 | 50.4 | 0.1 | 548 | 0
SOUTHERN CROSS DC TIE | 2020 | 7 | 13 | 3 | 0 | 0 | 0 | 0
SOUTHERN CROSS DC TIE | 2020 | 7 | 13 | 4 | 0 | 0 | 0 | 0
SOUTHERN CROSS DC TIE | 2020 | 7 | 13 | 5 | 0 | 0 | 0 | 0
SOUTHERN CROSS DC TIE | 2020 | 7 | 13 | 6 | 0 | 0 | 0 | 0
SOUTHERN CROSS DC TIE | 2020 | 7 | 13 | 7 | 478.4 | 4.1 | 5200 | 0
SOUTHERN CROSS DC TIE | 2020 | 7 | 13 | 8 | 623.7 | 5.6 | 6779 | 0
SOUTHERN CROSS DC TIE | 2020 | 7 | 13 | 9 | 651.6 | 8.8 | 7083 | 0
SOUTHERN CROSS DC TIE | 2020 | 7 | 13 | 10 | 89.1 | 0.2 | 968 | 0
SOUTHERN CROSS DC TIE | 2020 | 7 | 13 | 11 | 0 | 0 | 0 | 0
SOUTHERN CROSS DC TIE | 2020 | 7 | 13 | 12 | 0 | 0 | 0 | 0
SOUTHERN CROSS DC TIE | 2020 | 7 | 13 | 13 | 0 | 0 | 0 | 0
SOUTHERN CROSS DC TIE | 2020 | 7 | 13 | 14 | 0 | 0 | 0 | 0
SOUTHERN CROSS DC TIE | 2020 | 7 | 13 | 15 | 0 | 0 | 0 | 16.9
SOUTHERN CROSS DC TIE | 2020 | 7 | 13 | 16 | 0 | 0 | 0 | 151.6
SOUTHERN CROSS DC TIE | 2020 | 7 | 13 | 17 | 0 | 0 | 0 | 42.2
SOUTHERN CROSS DC TIE | 2020 | 7 | 13 | 18 | 0 | 0 | 0 | 182.6
SOUTHERN CROSS DC TIE | 2020 | 7 | 13 | 19 | 0 | 0 | 0 | 0
SOUTHERN CROSS DC TIE | 2020 | 7 | 13 | 20 | 0 | 0 | 0 | 0
SOUTHERN CROSS DC TIE | 2020 | 7 | 13 | 21 | 0 | 0 | 0 | 0
SOUTHERN CROSS DC TIE | 2020 | 7 | 13 | 22 | 0 | 0 | 0 | 0
SOUTHERN CROSS DC TIE | 2020 | 7 | 13 | 23 | 46.4 | 0 | 504 | 0
SOUTHERN CROSS DC TIE | 2020 | 7 | 13 | 24 | 0 | 0 | 0 | 0
SOUTHERN CROSS DC TIE | 2020 | 7 | 14 | 1 | 0 | 0 | 0 | 0
SOUTHERN CROSS DC TIE | 2020 | 7 | 14 | 2 | 0 | 0 | 0 | 0
SOUTHERN CROSS DC TIE | 2020 | 7 | 14 | 3 | 0 | 0 | 0 | 0
SOUTHERN CROSS DC TIE | 2020 | 7 | 14 | 4 | 0 | 0 | 0 | 0
SOUTHERN CROSS DC TIE | 2020 | 7 | 14 | 5 | 0 | 0 | 0 | 0
SOUTHERN CROSS DC TIE | 2020 | 7 | 14 | 6 | 595.2 | 8.7 | 6469 | 0
SOUTHERN CROSS DC TIE | 2020 | 7 | 14 | 7 | 711.3 | 7.6 | 7731 | 0
SOUTHERN CROSS DC TIE | 2020 | 7 | 14 | 8 | 668.5 | 8.9 | 7266 | 0
SOUTHERN CROSS DC TIE | 2020 | 7 | 14 | 9 | 388.8 | 3.2 | 4226 | 0
SOUTHERN CROSS DC TIE | 2020 | 7 | 14 | 10 | 0 | 0 | 0 | 0
SOUTHERN CROSS DC TIE | 2020 | 7 | 14 | 11 | 0 | 0 | 0 | 0
SOUTHERN CROSS DC TIE | 2020 | 7 | 14 | 12 | 10.6 | 0 | 114 | 0
SOUTHERN CROSS DC TIE | 2020 | 7 | 14 | 13 | 71.3 | 0.1 | 774 | 0
SOUTHERN CROSS DC TIE | 2020 | 7 | 14 | 14 | 154.7 | 0.5 | 1681 | 0
SOUTHERN CROSS DC TIE | 2020 | 7 | 14 | 15 | 0 | 0 | 0 | 0
SOUTHERN CROSS DC TIE | 2020 | 7 | 14 | 16 | 0 | 0 | 0 | 0
SOUTHERN CROSS DC TIE | 2020 | 7 | 14 | 17 | 0 | 0 | 0 | 0
SOUTHERN CROSS DC TIE | 2020 | 7 | 14 | 18 | 0 | 0 | 0 | 0
SOUTHERN CROSS DC TIE | 2020 | 7 | 14 | 19 | 0 | 0 | 0 | 0
SOUTHERN CROSS DC TIE | 2020 | 7 | 14 | 20 | 0 | 0 | 0 | 0
SOUTHERN CROSS DC TIE | 2020 | 7 | 14 | 21 | 0 | 0 | 0 | 0
SOUTHERN CROSS DC TIE | 2020 | 7 | 14 | 22 | 873.1 | 14.7 | 9490 | 0
SOUTHERN CROSS DC TIE | 2020 | 7 | 14 | 23 | 659.1 | 7.9 | 7164 | 0
SOUTHERN CROSS DC TIE | 2020 | 7 | 14 | 24 | 282.3 | 1.6 | 3068 | 0
SOUTHERN CROSS DC TIE | 2020 | 7 | 15 | 1 | 0 | 0 | 0 | 0
SOUTHERN CROSS DC TIE | 2020 | 7 | 15 | 2 | 175.8 | 0.7 | 1910 | 0
SOUTHERN CROSS DC TIE | 2020 | 7 | 15 | 3 | 231.1 | 0.9 | 2511 | 0
SOUTHERN CROSS DC TIE | 2020 | 7 | 15 | 4 | 207 | 0.8 | 2249 | 0
SOUTHERN CROSS DC TIE | 2020 | 7 | 15 | 5 | 90.4 | 0.3 | 982 | 0
SOUTHERN CROSS DC TIE | 2020 | 7 | 15 | 6 | 246.3 | 1.3 | 2676 | 0
SOUTHERN CROSS DC TIE | 2020 | 7 | 15 | 7 | 203.7 | 0.6 | 2214 | 0
SOUTHERN CROSS DC TIE | 2020 | 7 | 15 | 8 | 459.4 | 4.1 | 4993 | 0
SOUTHERN CROSS DC TIE | 2020 | 7 | 15 | 9 | 116.4 | 0.3 | 1265 | 0
SOUTHERN CROSS DC TIE | 2020 | 7 | 15 | 10 | 0 | 0 | 0 | 0
SOUTHERN CROSS DC TIE | 2020 | 7 | 15 | 11 | 17.2 | 0 | 186 | 0
SOUTHERN CROSS DC TIE | 2020 | 7 | 15 | 12 | 60.1 | 0.1 | 653 | 0
SOUTHERN CROSS DC TIE | 2020 | 7 | 15 | 13 | 317 | 1.9 | 3446 | 0
SOUTHERN CROSS DC TIE | 2020 | 7 | 15 | 14 | 0 | 0 | 0 | 0
SOUTHERN CROSS DC TIE | 2020 | 7 | 15 | 15 | 0 | 0 | 0 | 0
SOUTHERN CROSS DC TIE | 2020 | 7 | 15 | 16 | 0 | 0 | 0 | 236.7
SOUTHERN CROSS DC TIE | 2020 | 7 | 15 | 17 | 0 | 0 | 0 | 502.1
SOUTHERN CROSS DC TIE | 2020 | 7 | 15 | 18 | 0 | 0 | 0 | 340.3
SOUTHERN CROSS DC TIE | 2020 | 7 | 15 | 19 | 0 | 0 | 0 | 575.7
SOUTHERN CROSS DC TIE | 2020 | 7 | 15 | 20 | 0 | 0 | 0 | 0
SOUTHERN CROSS DC TIE | 2020 | 7 | 15 | 21 | 0 | 0 | 0 | 0
SOUTHERN CROSS DC TIE | 2020 | 7 | 15 | 22 | 967.8 | 17.6 | 10519 | 0
SOUTHERN CROSS DC TIE | 2020 | 7 | 15 | 23 | 769.9 | 11.1 | 8368 | 0
SOUTHERN CROSS DC TIE | 2020 | 7 | 15 | 24 | 81.9 | 0.1 | 890 | 0
SOUTHERN CROSS DC TIE | 2020 | 7 | 16 | 1 | 169.6 | 0 | 1843 | 0
SOUTHERN CROSS DC TIE | 2020 | 7 | 16 | 2 | 363.6 | 3.3 | 3952 | 0
SOUTHERN CROSS DC TIE | 2020 | 7 | 16 | 3 | 0 | 0 | 0 | 0
SOUTHERN CROSS DC TIE | 2020 | 7 | 16 | 4 | 153.6 | 0.5 | 1669 | 0
SOUTHERN CROSS DC TIE | 2020 | 7 | 16 | 5 | 149.2 | 0.4 | 1621 | 0
SOUTHERN CROSS DC TIE | 2020 | 7 | 16 | 6 | 520.8 | 9 | 5661 | 0
SOUTHERN CROSS DC TIE | 2020 | 7 | 16 | 7 | 586.6 | 6.9 | 6376 | 0
SOUTHERN CROSS DC TIE | 2020 | 7 | 16 | 8 | 831.6 | 8.4 | 9039 | 0
SOUTHERN CROSS DC TIE | 2020 | 7 | 16 | 9 | 261.4 | 1.6 | 2841 | 0
SOUTHERN CROSS DC TIE | 2020 | 7 | 16 | 10 | 159.3 | 0.5 | 1732 | 0
SOUTHERN CROSS DC TIE | 2020 | 7 | 16 | 11 | 0 | 0 | 0 | 0
SOUTHERN CROSS DC TIE | 2020 | 7 | 16 | 12 | 0 | 0 | 0 | 0
SOUTHERN CROSS DC TIE | 2020 | 7 | 16 | 13 | 0 | 0 | 0 | 0
SOUTHERN CROSS DC TIE | 2020 | 7 | 16 | 14 | 0 | 0 | 0 | 0
SOUTHERN CROSS DC TIE | 2020 | 7 | 16 | 15 | 0 | 0 | 0 | 154.3
SOUTHERN CROSS DC TIE | 2020 | 7 | 16 | 16 | 0 | 0 | 0 | 233.4
SOUTHERN CROSS DC TIE | 2020 | 7 | 16 | 17 | 0 | 0 | 0 | 428.9
SOUTHERN CROSS DC TIE | 2020 | 7 | 16 | 18 | 0 | 0 | 0 | 361.8
SOUTHERN CROSS DC TIE | 2020 | 7 | 16 | 19 | 0 | 0 | 0 | 60.8
SOUTHERN CROSS DC TIE | 2020 | 7 | 16 | 20 | 0 | 0 | 0 | 0
SOUTHERN CROSS DC TIE | 2020 | 7 | 16 | 21 | 0 | 0 | 0 | 0
SOUTHERN CROSS DC TIE | 2020 | 7 | 16 | 22 | 0 | 0 | 0 | 0
SOUTHERN CROSS DC TIE | 2020 | 7 | 16 | 23 | 370.8 | 3.4 | 4031 | 0
SOUTHERN CROSS DC TIE | 2020 | 7 | 16 | 24 | 0 | 0 | 0 | 0
SOUTHERN CROSS DC TIE | 2020 | 7 | 17 | 1 | 0 | 0 | 0 | 0
SOUTHERN CROSS DC TIE | 2020 | 7 | 17 | 2 | 477.1 | 5.3 | 5185 | 0
SOUTHERN CROSS DC TIE | 2020 | 7 | 17 | 3 | 9.9 | 0 | 107 | 0
SOUTHERN CROSS DC TIE | 2020 | 7 | 17 | 4 | 258.5 | 1.3 | 2809 | 0
SOUTHERN CROSS DC TIE | 2020 | 7 | 17 | 5 | 86.7 | 0.2 | 942 | 0
SOUTHERN CROSS DC TIE | 2020 | 7 | 17 | 6 | 475.4 | 4.4 | 5167 | 0
SOUTHERN CROSS DC TIE | 2020 | 7 | 17 | 7 | 743 | 11 | 8076 | 0
SOUTHERN CROSS DC TIE | 2020 | 7 | 17 | 8 | 866.5 | 15.3 | 9418 | 0
SOUTHERN CROSS DC TIE | 2020 | 7 | 17 | 9 | 251 | 1.4 | 2728 | 0
SOUTHERN CROSS DC TIE | 2020 | 7 | 17 | 10 | 162.2 | 0.5 | 1762 | 0
SOUTHERN CROSS DC TIE | 2020 | 7 | 17 | 11 | 0 | 0 | 0 | 0
SOUTHERN CROSS DC TIE | 2020 | 7 | 17 | 12 | 20 | 0 | 217 | 0
SOUTHERN CROSS DC TIE | 2020 | 7 | 17 | 13 | 0 | 0 | 0 | 0
SOUTHERN CROSS DC TIE | 2020 | 7 | 17 | 14 | 0 | 0 | 0 | 396.7
SOUTHERN CROSS DC TIE | 2020 | 7 | 17 | 15 | 0 | 0 | 0 | 674.7
SOUTHERN CROSS DC TIE | 2020 | 7 | 17 | 16 | 0 | 0 | 0 | 627.6
SOUTHERN CROSS DC TIE | 2020 | 7 | 17 | 17 | 0 | 0 | 0 | 554
SOUTHERN CROSS DC TIE | 2020 | 7 | 17 | 18 | 0 | 0 | 0 | 613.7
SOUTHERN CROSS DC TIE | 2020 | 7 | 17 | 19 | 0 | 0 | 0 | 230.4
SOUTHERN CROSS DC TIE | 2020 | 7 | 17 | 20 | 0 | 0 | 0 | 0
SOUTHERN CROSS DC TIE | 2020 | 7 | 17 | 21 | 0 | 0 | 0 | 0
SOUTHERN CROSS DC TIE | 2020 | 7 | 17 | 22 | 0 | 0 | 0 | 0
SOUTHERN CROSS DC TIE | 2020 | 7 | 17 | 23 | 304 | 1.8 | 3304 | 0
SOUTHERN CROSS DC TIE | 2020 | 7 | 17 | 24 | 266.5 | 1.3 | 2896 | 0
SOUTHERN CROSS DC TIE | 2020 | 7 | 18 | 1 | 0 | 0 | 0 | 0
SOUTHERN CROSS DC TIE | 2020 | 7 | 18 | 2 | 0 | 0 | 0 | 0
SOUTHERN CROSS DC TIE | 2020 | 7 | 18 | 3 | 0 | 0 | 0 | 0
SOUTHERN CROSS DC TIE | 2020 | 7 | 18 | 4 | 0 | 0 | 0 | 0
SOUTHERN CROSS DC TIE | 2020 | 7 | 18 | 5 | 0 | 0 | 0 | 0
SOUTHERN CROSS DC TIE | 2020 | 7 | 18 | 6 | 0 | 0 | 0 | 0
SOUTHERN CROSS DC TIE | 2020 | 7 | 18 | 7 | 0 | 0 | 0 | 0
SOUTHERN CROSS DC TIE | 2020 | 7 | 18 | 8 | 29.8 | 0 | 324 | 0
SOUTHERN CROSS DC TIE | 2020 | 7 | 18 | 9 | 121.6 | 0.3 | 1321 | 0
SOUTHERN CROSS DC TIE | 2020 | 7 | 18 | 10 | 0 | 0 | 0 | 0
SOUTHERN CROSS DC TIE | 2020 | 7 | 18 | 11 | 0 | 0 | 0 | 0
SOUTHERN CROSS DC TIE | 2020 | 7 | 18 | 12 | 0 | 0 | 0 | 0
SOUTHERN CROSS DC TIE | 2020 | 7 | 18 | 13 | 0 | 0 | 0 | 0
SOUTHERN CROSS DC TIE | 2020 | 7 | 18 | 14 | 0 | 0 | 0 | 0
SOUTHERN CROSS DC TIE | 2020 | 7 | 18 | 15 | 0 | 0 | 0 | 0
SOUTHERN CROSS DC TIE | 2020 | 7 | 18 | 16 | 0 | 0 | 0 | 51.6
SOUTHERN CROSS DC TIE | 2020 | 7 | 18 | 17 | 0 | 0 | 0 | 0
SOUTHERN CROSS DC TIE | 2020 | 7 | 18 | 18 | 0 | 0 | 0 | 0
SOUTHERN CROSS DC TIE | 2020 | 7 | 18 | 19 | 0 | 0 | 0 | 393.9
SOUTHERN CROSS DC TIE | 2020 | 7 | 18 | 20 | 0 | 0 | 0 | 126.8
SOUTHERN CROSS DC TIE | 2020 | 7 | 18 | 21 | 0 | 0 | 0 | 0
SOUTHERN CROSS DC TIE | 2020 | 7 | 18 | 22 | 0 | 0 | 0 | 0
SOUTHERN CROSS DC TIE | 2020 | 7 | 18 | 23 | 0 | 0 | 0 | 0
SOUTHERN CROSS DC TIE | 2020 | 7 | 18 | 24 | 0 | 0 | 0 | 0
SOUTHERN CROSS DC TIE | 2020 | 7 | 19 | 1 | 0 | 0 | 0 | 0
SOUTHERN CROSS DC TIE | 2020 | 7 | 19 | 2 | 0 | 0 | 0 | 0
SOUTHERN CROSS DC TIE | 2020 | 7 | 19 | 3 | 0 | 0 | 0 | 0
SOUTHERN CROSS DC TIE | 2020 | 7 | 19 | 4 | 0 | 0 | 0 | 0
SOUTHERN CROSS DC TIE | 2020 | 7 | 19 | 5 | 0 | 0 | 0 | 0
SOUTHERN CROSS DC TIE | 2020 | 7 | 19 | 6 | 0 | 0 | 0 | 0
SOUTHERN CROSS DC TIE | 2020 | 7 | 19 | 7 | 0 | 0 | 0 | 0
SOUTHERN CROSS DC TIE | 2020 | 7 | 19 | 8 | 0 | 0 | 0 | 0
SOUTHERN CROSS DC TIE | 2020 | 7 | 19 | 9 | 0 | 0 | 0 | 0
SOUTHERN CROSS DC TIE | 2020 | 7 | 19 | 10 | 0 | 0 | 0 | 0
SOUTHERN CROSS DC TIE | 2020 | 7 | 19 | 11 | 0 | 0 | 0 | 0
SOUTHERN CROSS DC TIE | 2020 | 7 | 19 | 12 | 0 | 0 | 0 | 0
SOUTHERN CROSS DC TIE | 2020 | 7 | 19 | 13 | 0 | 0 | 0 | 0
SOUTHERN CROSS DC TIE | 2020 | 7 | 19 | 14 | 0 | 0 | 0 | 0
SOUTHERN CROSS DC TIE | 2020 | 7 | 19 | 15 | 0 | 0 | 0 | 0
SOUTHERN CROSS DC TIE | 2020 | 7 | 19 | 16 | 0 | 0 | 0 | 540.6
SOUTHERN CROSS DC TIE | 2020 | 7 | 19 | 17 | 0 | 0 | 0 | 662.8
SOUTHERN CROSS DC TIE | 2020 | 7 | 19 | 18 | 0 | 0 | 0 | 922.2
SOUTHERN CROSS DC TIE | 2020 | 7 | 19 | 19 | 0 | 0 | 0 | 492.2
SOUTHERN CROSS DC TIE | 2020 | 7 | 19 | 20 | 0 | 0 | 0 | 0
SOUTHERN CROSS DC TIE | 2020 | 7 | 19 | 21 | 0 | 0 | 0 | 0
SOUTHERN CROSS DC TIE | 2020 | 7 | 19 | 22 | 0 | 0 | 0 | 0
SOUTHERN CROSS DC TIE | 2020 | 7 | 19 | 23 | 0 | 0 | 0 | 0
SOUTHERN CROSS DC TIE | 2020 | 7 | 19 | 24 | 0 | 0 | 0 | 0
SOUTHERN CROSS DC TIE | 2020 | 7 | 20 | 1 | 0 | 0 | 0 | 0
SOUTHERN CROSS DC TIE | 2020 | 7 | 20 | 2 | 279 | 1.6 | 3032 | 0
SOUTHERN CROSS DC TIE | 2020 | 7 | 20 | 3 | 0 | 0 | 0 | 0
SOUTHERN CROSS DC TIE | 2020 | 7 | 20 | 4 | 0 | 0 | 0 | 0
SOUTHERN CROSS DC TIE | 2020 | 7 | 20 | 5 | 0 | 0 | 0 | 0
SOUTHERN CROSS DC TIE | 2020 | 7 | 20 | 6 | 215.8 | 0.9 | 2345 | 0
SOUTHERN CROSS DC TIE | 2020 | 7 | 20 | 7 | 505.6 | 5.1 | 5496 | 0
SOUTHERN CROSS DC TIE | 2020 | 7 | 20 | 8 | 747.8 | 12.2 | 8128 | 0
SOUTHERN CROSS DC TIE | 2020 | 7 | 20 | 9 | 593.8 | 6.8 | 6454 | 0
SOUTHERN CROSS DC TIE | 2020 | 7 | 20 | 10 | 239.4 | 1.2 | 2602 | 0
SOUTHERN CROSS DC TIE | 2020 | 7 | 20 | 11 | 0 | 0 | 0 | 0
SOUTHERN CROSS DC TIE | 2020 | 7 | 20 | 12 | 0 | 0 | 0 | 0
SOUTHERN CROSS DC TIE | 2020 | 7 | 20 | 13 | 0 | 0 | 0 | 221.4
SOUTHERN CROSS DC TIE | 2020 | 7 | 20 | 14 | 0 | 0 | 0 | 375.9
SOUTHERN CROSS DC TIE | 2020 | 7 | 20 | 15 | 0 | 0 | 0 | 106.1
SOUTHERN CROSS DC TIE | 2020 | 7 | 20 | 16 | 0 | 0 | 0 | 32.1
SOUTHERN CROSS DC TIE | 2020 | 7 | 20 | 17 | 0 | 0 | 0 | 13.5
SOUTHERN CROSS DC TIE | 2020 | 7 | 20 | 18 | 2.1 | 0 | 22 | 0
SOUTHERN CROSS DC TIE | 2020 | 7 | 20 | 19 | 0 | 0 | 0 | 21
SOUTHERN CROSS DC TIE | 2020 | 7 | 20 | 20 | 0 | 0 | 0 | 0
SOUTHERN CROSS DC TIE | 2020 | 7 | 20 | 21 | 0 | 0 | 0 | 0
SOUTHERN CROSS DC TIE | 2020 | 7 | 20 | 22 | 0 | 0 | 0 | 0
SOUTHERN CROSS DC TIE | 2020 | 7 | 20 | 23 | 1377.7 | 35.8 | 14975 | 0
SOUTHERN CROSS DC TIE | 2020 | 7 | 20 | 24 | 1700.7 | 49.4 | 18486 | 0
SOUTHERN CROSS DC TIE | 2020 | 7 | 21 | 1 | 407.4 | 0 | 4428 | 0
SOUTHERN CROSS DC TIE | 2020 | 7 | 21 | 2 | 682.3 | 10.3 | 7416 | 0
SOUTHERN CROSS DC TIE | 2020 | 7 | 21 | 3 | 538.4 | 5.3 | 5852 | 0
SOUTHERN CROSS DC TIE | 2020 | 7 | 21 | 4 | 494.5 | 5 | 5375 | 0
SOUTHERN CROSS DC TIE | 2020 | 7 | 21 | 5 | 526.3 | 5 | 5721 | 0
SOUTHERN CROSS DC TIE | 2020 | 7 | 21 | 6 | 710.4 | 10.3 | 7722 | 0
SOUTHERN CROSS DC TIE | 2020 | 7 | 21 | 7 | 1043 | 21.7 | 11337 | 0
SOUTHERN CROSS DC TIE | 2020 | 7 | 21 | 8 | 1944.3 | 74 | 21134 | 0
SOUTHERN CROSS DC TIE | 2020 | 7 | 21 | 9 | 1571.8 | 52.6 | 17085 | 0
SOUTHERN CROSS DC TIE | 2020 | 7 | 21 | 10 | 428.8 | 3.2 | 4661 | 0
SOUTHERN CROSS DC TIE | 2020 | 7 | 21 | 11 | 350.2 | 2.7 | 3806 | 0
SOUTHERN CROSS DC TIE | 2020 | 7 | 21 | 12 | 180.6 | 0.7 | 1963 | 0
SOUTHERN CROSS DC TIE | 2020 | 7 | 21 | 13 | 0 | 0 | 0 | 0
SOUTHERN CROSS DC TIE | 2020 | 7 | 21 | 14 | 0 | 0 | 0 | 96.6
SOUTHERN CROSS DC TIE | 2020 | 7 | 21 | 15 | 0 | 0 | 0 | 193.8
SOUTHERN CROSS DC TIE | 2020 | 7 | 21 | 16 | 0 | 0 | 0 | 102.9
SOUTHERN CROSS DC TIE | 2020 | 7 | 21 | 17 | 0 | 0 | 0 | 0
SOUTHERN CROSS DC TIE | 2020 | 7 | 21 | 18 | 0 | 0 | 0 | 0
SOUTHERN CROSS DC TIE | 2020 | 7 | 21 | 19 | 0 | 0 | 0 | 0
SOUTHERN CROSS DC TIE | 2020 | 7 | 21 | 20 | 0 | 0 | 0 | 0
SOUTHERN CROSS DC TIE | 2020 | 7 | 21 | 21 | 0 | 0 | 0 | 0
SOUTHERN CROSS DC TIE | 2020 | 7 | 21 | 22 | 1131.9 | 25.3 | 12304 | 0
SOUTHERN CROSS DC TIE | 2020 | 7 | 21 | 23 | 1501 | 35.5 | 16316 | 0
SOUTHERN CROSS DC TIE | 2020 | 7 | 21 | 24 | 894.3 | 13.6 | 9720 | 0
SOUTHERN CROSS DC TIE | 2020 | 7 | 22 | 1 | 222 | 0 | 2413 | 0
SOUTHERN CROSS DC TIE | 2020 | 7 | 22 | 2 | 351.9 | 2.3 | 3825 | 0
SOUTHERN CROSS DC TIE | 2020 | 7 | 22 | 3 | 361.8 | 2.8 | 3932 | 0
SOUTHERN CROSS DC TIE | 2020 | 7 | 22 | 4 | 347.8 | 2.2 | 3780 | 0
SOUTHERN CROSS DC TIE | 2020 | 7 | 22 | 5 | 418.6 | 3.4 | 4550 | 0
SOUTHERN CROSS DC TIE | 2020 | 7 | 22 | 6 | 896.9 | 15.5 | 9748 | 0
SOUTHERN CROSS DC TIE | 2020 | 7 | 22 | 7 | 1158.4 | 26.4 | 12592 | 0
SOUTHERN CROSS DC TIE | 2020 | 7 | 22 | 8 | 1290.3 | 36 | 14026 | 0
SOUTHERN CROSS DC TIE | 2020 | 7 | 22 | 9 | 470.5 | 4.3 | 5114 | 0
SOUTHERN CROSS DC TIE | 2020 | 7 | 22 | 10 | 524.3 | 5.6 | 5698 | 0
SOUTHERN CROSS DC TIE | 2020 | 7 | 22 | 11 | 4.9 | 0 | 53 | 0
SOUTHERN CROSS DC TIE | 2020 | 7 | 22 | 12 | 0 | 0 | 0 | 0
SOUTHERN CROSS DC TIE | 2020 | 7 | 22 | 13 | 0 | 0 | 0 | 0
SOUTHERN CROSS DC TIE | 2020 | 7 | 22 | 14 | 0 | 0 | 0 | 0
SOUTHERN CROSS DC TIE | 2020 | 7 | 22 | 15 | 0 | 0 | 0 | 0
SOUTHERN CROSS DC TIE | 2020 | 7 | 22 | 16 | 0 | 0 | 0 | 22.9
SOUTHERN CROSS DC TIE | 2020 | 7 | 22 | 17 | 0 | 0 | 0 | 49
SOUTHERN CROSS DC TIE | 2020 | 7 | 22 | 18 | 0 | 0 | 0 | 173
SOUTHERN CROSS DC TIE | 2020 | 7 | 22 | 19 | 0 | 0 | 0 | 0
SOUTHERN CROSS DC TIE | 2020 | 7 | 22 | 20 | 0 | 0 | 0 | 0
SOUTHERN CROSS DC TIE | 2020 | 7 | 22 | 21 | 0 | 0 | 0 | 0
SOUTHERN CROSS DC TIE | 2020 | 7 | 22 | 22 | 889.7 | 14.6 | 9670 | 0
SOUTHERN CROSS DC TIE | 2020 | 7 | 22 | 23 | 1885.9 | 65.8 | 20499 | 0
SOUTHERN CROSS DC TIE | 2020 | 7 | 22 | 24 | 2074.2 | 75.2 | 22546 | 0
SOUTHERN CROSS DC TIE | 2020 | 7 | 23 | 1 | 513.2 | 0 | 5578 | 0
SOUTHERN CROSS DC TIE | 2020 | 7 | 23 | 2 | 512.1 | 5.2 | 5567 | 0
SOUTHERN CROSS DC TIE | 2020 | 7 | 23 | 3 | 835.4 | 14.1 | 9080 | 0
SOUTHERN CROSS DC TIE | 2020 | 7 | 23 | 4 | 621.8 | 7.3 | 6758 | 0
SOUTHERN CROSS DC TIE | 2020 | 7 | 23 | 5 | 714 | 9.7 | 7761 | 0
SOUTHERN CROSS DC TIE | 2020 | 7 | 23 | 6 | 1345.5 | 35.3 | 14625 | 0
SOUTHERN CROSS DC TIE | 2020 | 7 | 23 | 7 | 1629.5 | 47.2 | 17712 | 0
SOUTHERN CROSS DC TIE | 2020 | 7 | 23 | 8 | 1484.8 | 43.6 | 16140 | 0
SOUTHERN CROSS DC TIE | 2020 | 7 | 23 | 9 | 1374.8 | 38.3 | 14943 | 0
SOUTHERN CROSS DC TIE | 2020 | 7 | 23 | 10 | 1622.4 | 47.7 | 17635 | 0
SOUTHERN CROSS DC TIE | 2020 | 7 | 23 | 11 | 811.6 | 13 | 8821 | 0
SOUTHERN CROSS DC TIE | 2020 | 7 | 23 | 12 | 0 | 0 | 0 | 0
SOUTHERN CROSS DC TIE | 2020 | 7 | 23 | 13 | 0 | 0 | 0 | 0
SOUTHERN CROSS DC TIE | 2020 | 7 | 23 | 14 | 84.2 | 0.1 | 915 | 0
SOUTHERN CROSS DC TIE | 2020 | 7 | 23 | 15 | 0 | 0 | 0 | 0
SOUTHERN CROSS DC TIE | 2020 | 7 | 23 | 16 | 0 | 0 | 0 | 0
SOUTHERN CROSS DC TIE | 2020 | 7 | 23 | 17 | 0 | 0 | 0 | 0
SOUTHERN CROSS DC TIE | 2020 | 7 | 23 | 18 | 220.3 | 1 | 2394 | 0
SOUTHERN CROSS DC TIE | 2020 | 7 | 23 | 19 | 0 | 0 | 0 | 0
SOUTHERN CROSS DC TIE | 2020 | 7 | 23 | 20 | 68.4 | 0.1 | 743 | 0
SOUTHERN CROSS DC TIE | 2020 | 7 | 23 | 21 | 330.2 | 2.3 | 3588 | 0
SOUTHERN CROSS DC TIE | 2020 | 7 | 23 | 22 | 249.5 | 1.4 | 2711 | 0
SOUTHERN CROSS DC TIE | 2020 | 7 | 23 | 23 | 1339.1 | 33.4 | 14556 | 0
SOUTHERN CROSS DC TIE | 2020 | 7 | 23 | 24 | 1119.4 | 21.1 | 12167 | 0
SOUTHERN CROSS DC TIE | 2020 | 7 | 24 | 1 | 939.9 | 0 | 10216 | 0
SOUTHERN CROSS DC TIE | 2020 | 7 | 24 | 2 | 1030.1 | 22.1 | 11197 | 0
SOUTHERN CROSS DC TIE | 2020 | 7 | 24 | 3 | 1127.3 | 25.3 | 12253 | 0
SOUTHERN CROSS DC TIE | 2020 | 7 | 24 | 4 | 953 | 17.6 | 10359 | 0
SOUTHERN CROSS DC TIE | 2020 | 7 | 24 | 5 | 931.4 | 16 | 10124 | 0
SOUTHERN CROSS DC TIE | 2020 | 7 | 24 | 6 | 1185.3 | 22.5 | 12884 | 0
SOUTHERN CROSS DC TIE | 2020 | 7 | 24 | 7 | 1639.9 | 64.1 | 17825 | 0
SOUTHERN CROSS DC TIE | 2020 | 7 | 24 | 8 | 1761.4 | 55.7 | 19146 | 0
SOUTHERN CROSS DC TIE | 2020 | 7 | 24 | 9 | 1906.5 | 73.7 | 20723 | 0
SOUTHERN CROSS DC TIE | 2020 | 7 | 24 | 10 | 2106.9 | 84.7 | 22902 | 0
SOUTHERN CROSS DC TIE | 2020 | 7 | 24 | 11 | 1239.8 | 29.3 | 13476 | 0
SOUTHERN CROSS DC TIE | 2020 | 7 | 24 | 12 | 343.3 | 2.2 | 3731 | 0
SOUTHERN CROSS DC TIE | 2020 | 7 | 24 | 13 | 0 | 0 | 0 | 0
SOUTHERN CROSS DC TIE | 2020 | 7 | 24 | 14 | 0 | 0 | 0 | 0
SOUTHERN CROSS DC TIE | 2020 | 7 | 24 | 15 | 0 | 0 | 0 | 0
SOUTHERN CROSS DC TIE | 2020 | 7 | 24 | 16 | 0 | 0 | 0 | 0
SOUTHERN CROSS DC TIE | 2020 | 7 | 24 | 17 | 0 | 0 | 0 | 0
SOUTHERN CROSS DC TIE | 2020 | 7 | 24 | 18 | 0 | 0 | 0 | 0
SOUTHERN CROSS DC TIE | 2020 | 7 | 24 | 19 | 0 | 0 | 0 | 0
SOUTHERN CROSS DC TIE | 2020 | 7 | 24 | 20 | 0 | 0 | 0 | 0
SOUTHERN CROSS DC TIE | 2020 | 7 | 24 | 21 | 0 | 0 | 0 | 0
SOUTHERN CROSS DC TIE | 2020 | 7 | 24 | 22 | 542.5 | 5.9 | 5897 | 0
SOUTHERN CROSS DC TIE | 2020 | 7 | 24 | 23 | 412 | 3.1 | 4478 | 0
SOUTHERN CROSS DC TIE | 2020 | 7 | 24 | 24 | 848.5 | 12.1 | 9223 | 0
SOUTHERN CROSS DC TIE | 2020 | 7 | 25 | 1 | 1180.9 | 0 | 12836 | 0
SOUTHERN CROSS DC TIE | 2020 | 7 | 25 | 2 | 1092.9 | 23.6 | 11879 | 0
SOUTHERN CROSS DC TIE | 2020 | 7 | 25 | 3 | 904 | 13 | 9826 | 0
SOUTHERN CROSS DC TIE | 2020 | 7 | 25 | 4 | 873.8 | 18 | 9498 | 0
SOUTHERN CROSS DC TIE | 2020 | 7 | 25 | 5 | 714.1 | 7.7 | 7762 | 0
SOUTHERN CROSS DC TIE | 2020 | 7 | 25 | 6 | 727.7 | 11.7 | 7910 | 0
SOUTHERN CROSS DC TIE | 2020 | 7 | 25 | 7 | 767.3 | 10.4 | 8340 | 0
SOUTHERN CROSS DC TIE | 2020 | 7 | 25 | 8 | 963 | 18.6 | 10468 | 0
SOUTHERN CROSS DC TIE | 2020 | 7 | 25 | 9 | 1133.7 | 28.8 | 12322 | 0
SOUTHERN CROSS DC TIE | 2020 | 7 | 25 | 10 | 1004.4 | 19.2 | 10917 | 0
SOUTHERN CROSS DC TIE | 2020 | 7 | 25 | 11 | 1097.8 | 24.5 | 11932 | 0
SOUTHERN CROSS DC TIE | 2020 | 7 | 25 | 12 | 448.9 | 4.3 | 4879 | 0
SOUTHERN CROSS DC TIE | 2020 | 7 | 25 | 13 | 824.9 | 13.7 | 8966 | 0
SOUTHERN CROSS DC TIE | 2020 | 7 | 25 | 14 | 501.5 | 4.8 | 5450 | 0
SOUTHERN CROSS DC TIE | 2020 | 7 | 25 | 15 | 384.5 | 2.9 | 4179 | 0
SOUTHERN CROSS DC TIE | 2020 | 7 | 25 | 16 | 101.3 | 0.2 | 1101 | 0
SOUTHERN CROSS DC TIE | 2020 | 7 | 25 | 17 | 233.6 | 1.1 | 2539 | 0
SOUTHERN CROSS DC TIE | 2020 | 7 | 25 | 18 | 265.1 | 1.2 | 2881 | 0
SOUTHERN CROSS DC TIE | 2020 | 7 | 25 | 19 | 246.5 | 1.2 | 2679 | 0
SOUTHERN CROSS DC TIE | 2020 | 7 | 25 | 20 | 682.5 | 9.8 | 7418 | 0
SOUTHERN CROSS DC TIE | 2020 | 7 | 25 | 21 | 758.7 | 11.3 | 8246 | 0
SOUTHERN CROSS DC TIE | 2020 | 7 | 25 | 22 | 612.2 | 7.4 | 6655 | 0
SOUTHERN CROSS DC TIE | 2020 | 7 | 25 | 23 | 206.4 | 0.8 | 2243 | 0
SOUTHERN CROSS DC TIE | 2020 | 7 | 25 | 24 | 437.1 | 3.8 | 4750 | 0
SOUTHERN CROSS DC TIE | 2020 | 7 | 26 | 1 | 637 | 0 | 6924 | 0
SOUTHERN CROSS DC TIE | 2020 | 7 | 26 | 2 | 895.6 | 18.2 | 9734 | 0
SOUTHERN CROSS DC TIE | 2020 | 7 | 26 | 3 | 632.9 | 7.3 | 6879 | 0
SOUTHERN CROSS DC TIE | 2020 | 7 | 26 | 4 | 533.4 | 5.3 | 5798 | 0
SOUTHERN CROSS DC TIE | 2020 | 7 | 26 | 5 | 60.6 | 0.1 | 658 | 0
SOUTHERN CROSS DC TIE | 2020 | 7 | 26 | 6 | 294.2 | 1.7 | 3197 | 0
SOUTHERN CROSS DC TIE | 2020 | 7 | 26 | 7 | 23 | 0 | 249 | 0
SOUTHERN CROSS DC TIE | 2020 | 7 | 26 | 8 | 723.3 | 10.2 | 7862 | 0
SOUTHERN CROSS DC TIE | 2020 | 7 | 26 | 9 | 1208.8 | 28.7 | 13139 | 0
SOUTHERN CROSS DC TIE | 2020 | 7 | 26 | 10 | 811.3 | 13.1 | 8818 | 0
SOUTHERN CROSS DC TIE | 2020 | 7 | 26 | 11 | 562.3 | 6.3 | 6112 | 0
SOUTHERN CROSS DC TIE | 2020 | 7 | 26 | 12 | 582.7 | 6.8 | 6333 | 0
SOUTHERN CROSS DC TIE | 2020 | 7 | 26 | 13 | 950.8 | 17.6 | 10334 | 0
SOUTHERN CROSS DC TIE | 2020 | 7 | 26 | 14 | 945.6 | 17.6 | 10278 | 0
SOUTHERN CROSS DC TIE | 2020 | 7 | 26 | 15 | 0 | 0 | 0 | 0
SOUTHERN CROSS DC TIE | 2020 | 7 | 26 | 16 | 0 | 0 | 0 | 0
SOUTHERN CROSS DC TIE | 2020 | 7 | 26 | 17 | 77.1 | 0.1 | 838 | 0
SOUTHERN CROSS DC TIE | 2020 | 7 | 26 | 18 | 0 | 0 | 0 | 0
SOUTHERN CROSS DC TIE | 2020 | 7 | 26 | 19 | 0 | 0 | 0 | 0
SOUTHERN CROSS DC TIE | 2020 | 7 | 26 | 20 | 769.2 | 11.4 | 8361 | 0
SOUTHERN CROSS DC TIE | 2020 | 7 | 26 | 21 | 1147.9 | 22.9 | 12477 | 0
SOUTHERN CROSS DC TIE | 2020 | 7 | 26 | 22 | 1000.4 | 20.6 | 10873 | 0
SOUTHERN CROSS DC TIE | 2020 | 7 | 26 | 23 | 0 | 0 | 0 | 0
SOUTHERN CROSS DC TIE | 2020 | 7 | 26 | 24 | 481.8 | 4 | 5236 | 0
SOUTHERN CROSS DC TIE | 2020 | 7 | 27 | 1 | 312 | 0 | 3390 | 0
SOUTHERN CROSS DC TIE | 2020 | 7 | 27 | 2 | 473.8 | 6.2 | 5150 | 0
SOUTHERN CROSS DC TIE | 2020 | 7 | 27 | 3 | 1765.9 | 40.4 | 19195 | 0
SOUTHERN CROSS DC TIE | 2020 | 7 | 27 | 4 | 1590.8 | 47.8 | 17291 | 0
SOUTHERN CROSS DC TIE | 2020 | 7 | 27 | 5 | 1211.4 | 27.9 | 13167 | 0
SOUTHERN CROSS DC TIE | 2020 | 7 | 27 | 6 | 621.8 | 7.7 | 6758 | 0
SOUTHERN CROSS DC TIE | 2020 | 7 | 27 | 7 | 1052.8 | 22.6 | 11443 | 0
SOUTHERN CROSS DC TIE | 2020 | 7 | 27 | 8 | 1409 | 39 | 15315 | 0
SOUTHERN CROSS DC TIE | 2020 | 7 | 27 | 9 | 951.6 | 20.3 | 10343 | 0
SOUTHERN CROSS DC TIE | 2020 | 7 | 27 | 10 | 1502.6 | 38.4 | 16333 | 0
SOUTHERN CROSS DC TIE | 2020 | 7 | 27 | 11 | 676 | 9.6 | 7348 | 0
SOUTHERN CROSS DC TIE | 2020 | 7 | 27 | 12 | 213.2 | 1 | 2317 | 0
SOUTHERN CROSS DC TIE | 2020 | 7 | 27 | 13 | 0 | 0 | 0 | 0
SOUTHERN CROSS DC TIE | 2020 | 7 | 27 | 14 | 0 | 0 | 0 | 0
SOUTHERN CROSS DC TIE | 2020 | 7 | 27 | 15 | 0 | 0 | 0 | 703.1
SOUTHERN CROSS DC TIE | 2020 | 7 | 27 | 16 | 0 | 0 | 0 | 301.4
SOUTHERN CROSS DC TIE | 2020 | 7 | 27 | 17 | 0 | 0 | 0 | 543.3
SOUTHERN CROSS DC TIE | 2020 | 7 | 27 | 18 | 0 | 0 | 0 | 80.6
SOUTHERN CROSS DC TIE | 2020 | 7 | 27 | 19 | 0 | 0 | 0 | 87
SOUTHERN CROSS DC TIE | 2020 | 7 | 27 | 20 | 140.5 | 0.4 | 1527 | 0
SOUTHERN CROSS DC TIE | 2020 | 7 | 27 | 21 | 686.5 | 8.2 | 7461 | 0
SOUTHERN CROSS DC TIE | 2020 | 7 | 27 | 22 | 1432 | 41.1 | 15566 | 0
SOUTHERN CROSS DC TIE | 2020 | 7 | 27 | 23 | 1199.2 | 28.6 | 13035 | 0
SOUTHERN CROSS DC TIE | 2020 | 7 | 27 | 24 | 1089.3 | 20.4 | 11840 | 0
SOUTHERN CROSS DC TIE | 2020 | 7 | 28 | 1 | 649.2 | 0 | 7056 | 0
SOUTHERN CROSS DC TIE | 2020 | 7 | 28 | 2 | 1555.9 | 50.6 | 16912 | 0
SOUTHERN CROSS DC TIE | 2020 | 7 | 28 | 3 | 1599.8 | 44.9 | 17389 | 0
SOUTHERN CROSS DC TIE | 2020 | 7 | 28 | 4 | 1680 | 52.3 | 18261 | 0
SOUTHERN CROSS DC TIE | 2020 | 7 | 28 | 5 | 1278.7 | 31.9 | 13899 | 0
SOUTHERN CROSS DC TIE | 2020 | 7 | 28 | 6 | 940.7 | 17.4 | 10225 | 0
SOUTHERN CROSS DC TIE | 2020 | 7 | 28 | 7 | 1659.6 | 55 | 18039 | 0
SOUTHERN CROSS DC TIE | 2020 | 7 | 28 | 8 | 2083.1 | 85.8 | 22643 | 0
SOUTHERN CROSS DC TIE | 2020 | 7 | 28 | 9 | 1880.2 | 69.5 | 20437 | 0
SOUTHERN CROSS DC TIE | 2020 | 7 | 28 | 10 | 1913.4 | 69.6 | 20798 | 0
SOUTHERN CROSS DC TIE | 2020 | 7 | 28 | 11 | 1783 | 53.4 | 19380 | 0
SOUTHERN CROSS DC TIE | 2020 | 7 | 28 | 12 | 1237.1 | 31.1 | 13446 | 0
SOUTHERN CROSS DC TIE | 2020 | 7 | 28 | 13 | 103.8 | 0.2 | 1127 | 0
SOUTHERN CROSS DC TIE | 2020 | 7 | 28 | 14 | 0 | 0 | 0 | 0
SOUTHERN CROSS DC TIE | 2020 | 7 | 28 | 15 | 0 | 0 | 0 | 0
SOUTHERN CROSS DC TIE | 2020 | 7 | 28 | 16 | 0 | 0 | 0 | 0
SOUTHERN CROSS DC TIE | 2020 | 7 | 28 | 17 | 0 | 0 | 0 | 0
SOUTHERN CROSS DC TIE | 2020 | 7 | 28 | 18 | 110.1 | 0.2 | 1197 | 0
SOUTHERN CROSS DC TIE | 2020 | 7 | 28 | 19 | 384.6 | 2.8 | 4180 | 0
SOUTHERN CROSS DC TIE | 2020 | 7 | 28 | 20 | 812 | 12.7 | 8826 | 0
SOUTHERN CROSS DC TIE | 2020 | 7 | 28 | 21 | 1406.1 | 35.6 | 15284 | 0
SOUTHERN CROSS DC TIE | 2020 | 7 | 28 | 22 | 1184.8 | 26.4 | 12879 | 0
SOUTHERN CROSS DC TIE | 2020 | 7 | 28 | 23 | 1448.1 | 42.7 | 15740 | 0
SOUTHERN CROSS DC TIE | 2020 | 7 | 28 | 24 | 567.8 | 5.8 | 6171 | 0
SOUTHERN CROSS DC TIE | 2020 | 7 | 29 | 1 | 291.4 | 0 | 3167 | 0
SOUTHERN CROSS DC TIE | 2020 | 7 | 29 | 2 | 757.3 | 12.6 | 8231 | 0
SOUTHERN CROSS DC TIE | 2020 | 7 | 29 | 3 | 264 | 1.1 | 2869 | 0
SOUTHERN CROSS DC TIE | 2020 | 7 | 29 | 4 | 486.6 | 5.2 | 5289 | 0
SOUTHERN CROSS DC TIE | 2020 | 7 | 29 | 5 | 408.6 | 2.9 | 4441 | 0
SOUTHERN CROSS DC TIE | 2020 | 7 | 29 | 6 | 910.5 | 20.3 | 9896 | 0
SOUTHERN CROSS DC TIE | 2020 | 7 | 29 | 7 | 1482.1 | 48.1 | 16110 | 0
SOUTHERN CROSS DC TIE | 2020 | 7 | 29 | 8 | 2103.4 | 81.3 | 22863 | 0
SOUTHERN CROSS DC TIE | 2020 | 7 | 29 | 9 | 2101.4 | 79.8 | 22842 | 0
SOUTHERN CROSS DC TIE | 2020 | 7 | 29 | 10 | 2099.5 | 79.7 | 22821 | 0
SOUTHERN CROSS DC TIE | 2020 | 7 | 29 | 11 | 1264.7 | 29.9 | 13746 | 0
SOUTHERN CROSS DC TIE | 2020 | 7 | 29 | 12 | 1787.6 | 67.4 | 19431 | 0
SOUTHERN CROSS DC TIE | 2020 | 7 | 29 | 13 | 1437.3 | 39.7 | 15623 | 0
SOUTHERN CROSS DC TIE | 2020 | 7 | 29 | 14 | 427.6 | 3.6 | 4648 | 0
SOUTHERN CROSS DC TIE | 2020 | 7 | 29 | 15 | 0 | 0 | 0 | 0
SOUTHERN CROSS DC TIE | 2020 | 7 | 29 | 16 | 0 | 0 | 0 | 0
SOUTHERN CROSS DC TIE | 2020 | 7 | 29 | 17 | 0 | 0 | 0 | 0
SOUTHERN CROSS DC TIE | 2020 | 7 | 29 | 18 | 0 | 0 | 0 | 0
SOUTHERN CROSS DC TIE | 2020 | 7 | 29 | 19 | 0 | 0 | 0 | 11.3
SOUTHERN CROSS DC TIE | 2020 | 7 | 29 | 20 | 0 | 0 | 0 | 0
SOUTHERN CROSS DC TIE | 2020 | 7 | 29 | 21 | 162.5 | 0.6 | 1766 | 0
SOUTHERN CROSS DC TIE | 2020 | 7 | 29 | 22 | 694.3 | 9.6 | 7546 | 0
SOUTHERN CROSS DC TIE | 2020 | 7 | 29 | 23 | 1505.8 | 40.3 | 16367 | 0
SOUTHERN CROSS DC TIE | 2020 | 7 | 29 | 24 | 38.2 | 0 | 415 | 0
SOUTHERN CROSS DC TIE | 2020 | 7 | 30 | 1 | 176.2 | 0 | 1915 | 0
SOUTHERN CROSS DC TIE | 2020 | 7 | 30 | 2 | 501.7 | 5.4 | 5453 | 0
SOUTHERN CROSS DC TIE | 2020 | 7 | 30 | 3 | 274.6 | 1.3 | 2985 | 0
SOUTHERN CROSS DC TIE | 2020 | 7 | 30 | 4 | 416.3 | 3.4 | 4524 | 0
SOUTHERN CROSS DC TIE | 2020 | 7 | 30 | 5 | 527.8 | 5.5 | 5736 | 0
SOUTHERN CROSS DC TIE | 2020 | 7 | 30 | 6 | 879.2 | 14.6 | 9556 | 0
SOUTHERN CROSS DC TIE | 2020 | 7 | 30 | 7 | 1085.1 | 27.3 | 11795 | 0
SOUTHERN CROSS DC TIE | 2020 | 7 | 30 | 8 | 2100.2 | 79.8 | 22829 | 0
SOUTHERN CROSS DC TIE | 2020 | 7 | 30 | 9 | 798.4 | 13.3 | 8679 | 0
SOUTHERN CROSS DC TIE | 2020 | 7 | 30 | 10 | 934.7 | 14.7 | 10160 | 0
SOUTHERN CROSS DC TIE | 2020 | 7 | 30 | 11 | 646.3 | 9.2 | 7025 | 0
SOUTHERN CROSS DC TIE | 2020 | 7 | 30 | 12 | 499.1 | 5 | 5425 | 0
SOUTHERN CROSS DC TIE | 2020 | 7 | 30 | 13 | 0 | 0 | 0 | 0
SOUTHERN CROSS DC TIE | 2020 | 7 | 30 | 14 | 0 | 0 | 0 | 0
SOUTHERN CROSS DC TIE | 2020 | 7 | 30 | 15 | 0 | 0 | 0 | 0
SOUTHERN CROSS DC TIE | 2020 | 7 | 30 | 16 | 0 | 0 | 0 | 0
SOUTHERN CROSS DC TIE | 2020 | 7 | 30 | 17 | 0 | 0 | 0 | 119.2
SOUTHERN CROSS DC TIE | 2020 | 7 | 30 | 18 | 0 | 0 | 0 | 133.5
SOUTHERN CROSS DC TIE | 2020 | 7 | 30 | 19 | 0 | 0 | 0 | 0
SOUTHERN CROSS DC TIE | 2020 | 7 | 30 | 20 | 0 | 0 | 0 | 0
SOUTHERN CROSS DC TIE | 2020 | 7 | 30 | 21 | 18.1 | 0 | 196 | 0
SOUTHERN CROSS DC TIE | 2020 | 7 | 30 | 22 | 0 | 0 | 0 | 0
SOUTHERN CROSS DC TIE | 2020 | 7 | 30 | 23 | 0 | 0 | 0 | 0
SOUTHERN CROSS DC TIE | 2020 | 7 | 30 | 24 | 118.1 | 0.3 | 1284 | 0
SOUTHERN CROSS DC TIE | 2020 | 7 | 31 | 1 | 879.4 | 0 | 9558 | 0
SOUTHERN CROSS DC TIE | 2020 | 7 | 31 | 2 | 1000.4 | 18.9 | 10874 | 0
SOUTHERN CROSS DC TIE | 2020 | 7 | 31 | 3 | 662.7 | 9.3 | 7203 | 0
SOUTHERN CROSS DC TIE | 2020 | 7 | 31 | 4 | 590.8 | 6.6 | 6422 | 0
SOUTHERN CROSS DC TIE | 2020 | 7 | 31 | 5 | 658.3 | 9.4 | 7155 | 0
SOUTHERN CROSS DC TIE | 2020 | 7 | 31 | 6 | 945.7 | 14.9 | 10279 | 0
SOUTHERN CROSS DC TIE | 2020 | 7 | 31 | 7 | 1497 | 46.7 | 16272 | 0
SOUTHERN CROSS DC TIE | 2020 | 7 | 31 | 8 | 1576.4 | 44.5 | 17135 | 0
SOUTHERN CROSS DC TIE | 2020 | 7 | 31 | 9 | 985.6 | 18.3 | 10713 | 0
SOUTHERN CROSS DC TIE | 2020 | 7 | 31 | 10 | 601.2 | 10.5 | 6535 | 0
SOUTHERN CROSS DC TIE | 2020 | 7 | 31 | 11 | 7.6 | 0 | 82 | 0
SOUTHERN CROSS DC TIE | 2020 | 7 | 31 | 12 | 0 | 0 | 0 | 0
SOUTHERN CROSS DC TIE | 2020 | 7 | 31 | 13 | 0 | 0 | 0 | 0
SOUTHERN CROSS DC TIE | 2020 | 7 | 31 | 14 | 0 | 0 | 0 | 0
SOUTHERN CROSS DC TIE | 2020 | 7 | 31 | 15 | 0 | 0 | 0 | 0
SOUTHERN CROSS DC TIE | 2020 | 7 | 31 | 16 | 0 | 0 | 0 | 0
SOUTHERN CROSS DC TIE | 2020 | 7 | 31 | 17 | 0 | 0 | 0 | 0
SOUTHERN CROSS DC TIE | 2020 | 7 | 31 | 18 | 0 | 0 | 0 | 0
SOUTHERN CROSS DC TIE | 2020 | 7 | 31 | 19 | 161.9 | 0.5 | 1760 | 0
SOUTHERN CROSS DC TIE | 2020 | 7 | 31 | 20 | 238.9 | 1.1 | 2596 | 0
SOUTHERN CROSS DC TIE | 2020 | 7 | 31 | 21 | 0 | 0 | 0 | 0
SOUTHERN CROSS DC TIE | 2020 | 7 | 31 | 22 | 163 | 0.5 | 1772 | 0
SOUTHERN CROSS DC TIE | 2020 | 7 | 31 | 23 | 0 | 0 | 0 | 0
SOUTHERN CROSS DC TIE | 2020 | 7 | 31 | 24 | 224.4 | 0.9 | 2438 | 0
SOUTHERN CROSS DC TIE | 2020 | 8 | 1 | 1 | 1250 | 32.9 | 13587 | 0
SOUTHERN CROSS DC TIE | 2020 | 8 | 1 | 2 | 658.4 | 8.6 | 7157 | 0
SOUTHERN CROSS DC TIE | 2020 | 8 | 1 | 3 | 703.1 | 8.3 | 7643 | 0
SOUTHERN CROSS DC TIE | 2020 | 8 | 1 | 4 | 347.8 | 2.3 | 3780 | 0
SOUTHERN CROSS DC TIE | 2020 | 8 | 1 | 5 | 832.3 | 12.4 | 9047 | 0
SOUTHERN CROSS DC TIE | 2020 | 8 | 1 | 6 | 286.9 | 1.5 | 3118 | 0
SOUTHERN CROSS DC TIE | 2020 | 8 | 1 | 7 | 230 | 1.1 | 2499 | 0
SOUTHERN CROSS DC TIE | 2020 | 8 | 1 | 8 | 384.9 | 3.2 | 4184 | 0
SOUTHERN CROSS DC TIE | 2020 | 8 | 1 | 9 | 789.4 | 13 | 8580 | 0
SOUTHERN CROSS DC TIE | 2020 | 8 | 1 | 10 | 739.8 | 11.8 | 8041 | 0
SOUTHERN CROSS DC TIE | 2020 | 8 | 1 | 11 | 0 | 0 | 0 | 0
SOUTHERN CROSS DC TIE | 2020 | 8 | 1 | 12 | 0 | 0 | 0 | 0
SOUTHERN CROSS DC TIE | 2020 | 8 | 1 | 13 | 0 | 0 | 0 | 0
SOUTHERN CROSS DC TIE | 2020 | 8 | 1 | 14 | 0 | 0 | 0 | 0
SOUTHERN CROSS DC TIE | 2020 | 8 | 1 | 15 | 0 | 0 | 0 | 0
SOUTHERN CROSS DC TIE | 2020 | 8 | 1 | 16 | 0 | 0 | 0 | 0
SOUTHERN CROSS DC TIE | 2020 | 8 | 1 | 17 | 0 | 0 | 0 | 0
SOUTHERN CROSS DC TIE | 2020 | 8 | 1 | 18 | 0 | 0 | 0 | 0
SOUTHERN CROSS DC TIE | 2020 | 8 | 1 | 19 | 0 | 0 | 0 | 0
SOUTHERN CROSS DC TIE | 2020 | 8 | 1 | 20 | 0 | 0 | 0 | 0
SOUTHERN CROSS DC TIE | 2020 | 8 | 1 | 21 | 0 | 0 | 0 | 0
SOUTHERN CROSS DC TIE | 2020 | 8 | 1 | 22 | 274.3 | 1.5 | 2982 | 0
SOUTHERN CROSS DC TIE | 2020 | 8 | 1 | 23 | 0 | 0 | 0 | 0
SOUTHERN CROSS DC TIE | 2020 | 8 | 1 | 24 | 0 | 0 | 0 | 0
SOUTHERN CROSS DC TIE | 2020 | 8 | 2 | 1 | 0 | 0 | 0 | 0
SOUTHERN CROSS DC TIE | 2020 | 8 | 2 | 2 | 0 | 0 | 0 | 0
SOUTHERN CROSS DC TIE | 2020 | 8 | 2 | 3 | 0 | 0 | 0 | 0
SOUTHERN CROSS DC TIE | 2020 | 8 | 2 | 4 | 0 | 0 | 0 | 0
SOUTHERN CROSS DC TIE | 2020 | 8 | 2 | 5 | 0 | 0 | 0 | 0
SOUTHERN CROSS DC TIE | 2020 | 8 | 2 | 6 | 0 | 0 | 0 | 0
SOUTHERN CROSS DC TIE | 2020 | 8 | 2 | 7 | 0 | 0 | 0 | 0
SOUTHERN CROSS DC TIE | 2020 | 8 | 2 | 8 | 0 | 0 | 0 | 0
SOUTHERN CROSS DC TIE | 2020 | 8 | 2 | 9 | 0 | 0 | 0 | 0
SOUTHERN CROSS DC TIE | 2020 | 8 | 2 | 10 | 0 | 0 | 0 | 0
SOUTHERN CROSS DC TIE | 2020 | 8 | 2 | 11 | 0 | 0 | 0 | 110
SOUTHERN CROSS DC TIE | 2020 | 8 | 2 | 12 | 0 | 0 | 0 | 0
SOUTHERN CROSS DC TIE | 2020 | 8 | 2 | 13 | 0 | 0 | 0 | 0
SOUTHERN CROSS DC TIE | 2020 | 8 | 2 | 14 | 0 | 0 | 0 | 131.9
SOUTHERN CROSS DC TIE | 2020 | 8 | 2 | 15 | 0 | 0 | 0 | 504.4
SOUTHERN CROSS DC TIE | 2020 | 8 | 2 | 16 | 0 | 0 | 0 | 122.9
SOUTHERN CROSS DC TIE | 2020 | 8 | 2 | 17 | 0 | 0 | 0 | 58.5
SOUTHERN CROSS DC TIE | 2020 | 8 | 2 | 18 | 0 | 0 | 0 | 108.2
SOUTHERN CROSS DC TIE | 2020 | 8 | 2 | 19 | 0 | 0 | 0 | 0
SOUTHERN CROSS DC TIE | 2020 | 8 | 2 | 20 | 0 | 0 | 0 | 0
SOUTHERN CROSS DC TIE | 2020 | 8 | 2 | 21 | 0 | 0 | 0 | 0
SOUTHERN CROSS DC TIE | 2020 | 8 | 2 | 22 | 0 | 0 | 0 | 0
SOUTHERN CROSS DC TIE | 2020 | 8 | 2 | 23 | 0 | 0 | 0 | 0
SOUTHERN CROSS DC TIE | 2020 | 8 | 2 | 24 | 0 | 0 | 0 | 0
SOUTHERN CROSS DC TIE | 2020 | 8 | 3 | 1 | 40.5 | 0 | 440 | 0
SOUTHERN CROSS DC TIE | 2020 | 8 | 3 | 2 | 160.7 | 0.7 | 1747 | 0
SOUTHERN CROSS DC TIE | 2020 | 8 | 3 | 3 | 98.6 | 0.2 | 1072 | 0
SOUTHERN CROSS DC TIE | 2020 | 8 | 3 | 4 | 0 | 0 | 0 | 0
SOUTHERN CROSS DC TIE | 2020 | 8 | 3 | 5 | 0 | 0 | 0 | 0
SOUTHERN CROSS DC TIE | 2020 | 8 | 3 | 6 | 632.5 | 8 | 6874 | 0
SOUTHERN CROSS DC TIE | 2020 | 8 | 3 | 7 | 802.3 | 13.6 | 8720 | 0
SOUTHERN CROSS DC TIE | 2020 | 8 | 3 | 8 | 573.6 | 6.4 | 6234 | 0
SOUTHERN CROSS DC TIE | 2020 | 8 | 3 | 9 | 26 | 0 | 282 | 0
SOUTHERN CROSS DC TIE | 2020 | 8 | 3 | 10 | 0 | 0 | 0 | 0
SOUTHERN CROSS DC TIE | 2020 | 8 | 3 | 11 | 0 | 0 | 0 | 0
SOUTHERN CROSS DC TIE | 2020 | 8 | 3 | 12 | 0 | 0 | 0 | 0
SOUTHERN CROSS DC TIE | 2020 | 8 | 3 | 13 | 0 | 0 | 0 | 0
SOUTHERN CROSS DC TIE | 2020 | 8 | 3 | 14 | 0 | 0 | 0 | 0
SOUTHERN CROSS DC TIE | 2020 | 8 | 3 | 15 | 0 | 0 | 0 | 90.7
SOUTHERN CROSS DC TIE | 2020 | 8 | 3 | 16 | 0 | 0 | 0 | 27.7
SOUTHERN CROSS DC TIE | 2020 | 8 | 3 | 17 | 0 | 0 | 0 | 0
SOUTHERN CROSS DC TIE | 2020 | 8 | 3 | 18 | 0 | 0 | 0 | 0
SOUTHERN CROSS DC TIE | 2020 | 8 | 3 | 19 | 0 | 0 | 0 | 0
SOUTHERN CROSS DC TIE | 2020 | 8 | 3 | 20 | 0 | 0 | 0 | 0
SOUTHERN CROSS DC TIE | 2020 | 8 | 3 | 21 | 0 | 0 | 0 | 0
SOUTHERN CROSS DC TIE | 2020 | 8 | 3 | 22 | 0 | 0 | 0 | 0
SOUTHERN CROSS DC TIE | 2020 | 8 | 3 | 23 | 178.3 | 0.6 | 1938 | 0
SOUTHERN CROSS DC TIE | 2020 | 8 | 3 | 24 | 0 | 0 | 0 | 0
SOUTHERN CROSS DC TIE | 2020 | 8 | 4 | 1 | 0 | 0 | 0 | 0
SOUTHERN CROSS DC TIE | 2020 | 8 | 4 | 2 | 0 | 0 | 0 | 0
SOUTHERN CROSS DC TIE | 2020 | 8 | 4 | 3 | 209 | 0.7 | 2271 | 0
SOUTHERN CROSS DC TIE | 2020 | 8 | 4 | 4 | 200.2 | 0.9 | 2175 | 0
SOUTHERN CROSS DC TIE | 2020 | 8 | 4 | 5 | 227.4 | 0.9 | 2471 | 0
SOUTHERN CROSS DC TIE | 2020 | 8 | 4 | 6 | 661.5 | 10.3 | 7190 | 0
SOUTHERN CROSS DC TIE | 2020 | 8 | 4 | 7 | 785.8 | 10 | 8541 | 0
SOUTHERN CROSS DC TIE | 2020 | 8 | 4 | 8 | 744.2 | 15.8 | 8089 | 0
SOUTHERN CROSS DC TIE | 2020 | 8 | 4 | 9 | 537.5 | 4.7 | 5842 | 0
SOUTHERN CROSS DC TIE | 2020 | 8 | 4 | 10 | 52.8 | 0.1 | 573 | 0
SOUTHERN CROSS DC TIE | 2020 | 8 | 4 | 11 | 0 | 0 | 0 | 0
SOUTHERN CROSS DC TIE | 2020 | 8 | 4 | 12 | 0 | 0 | 0 | 0
SOUTHERN CROSS DC TIE | 2020 | 8 | 4 | 13 | 0 | 0 | 0 | 0
SOUTHERN CROSS DC TIE | 2020 | 8 | 4 | 14 | 0 | 0 | 0 | 0
SOUTHERN CROSS DC TIE | 2020 | 8 | 4 | 15 | 0 | 0 | 0 | 219.5
SOUTHERN CROSS DC TIE | 2020 | 8 | 4 | 16 | 0 | 0 | 0 | 19.9
SOUTHERN CROSS DC TIE | 2020 | 8 | 4 | 17 | 0 | 0 | 0 | 0
SOUTHERN CROSS DC TIE | 2020 | 8 | 4 | 18 | 0 | 0 | 0 | 0
SOUTHERN CROSS DC TIE | 2020 | 8 | 4 | 19 | 0 | 0 | 0 | 0
SOUTHERN CROSS DC TIE | 2020 | 8 | 4 | 20 | 0 | 0 | 0 | 0
SOUTHERN CROSS DC TIE | 2020 | 8 | 4 | 21 | 26.8 | 0 | 291 | 0
SOUTHERN CROSS DC TIE | 2020 | 8 | 4 | 22 | 848.1 | 13.5 | 9219 | 0
SOUTHERN CROSS DC TIE | 2020 | 8 | 4 | 23 | 0 | 0 | 0 | 0
SOUTHERN CROSS DC TIE | 2020 | 8 | 4 | 24 | 67.4 | 0.1 | 732 | 0
SOUTHERN CROSS DC TIE | 2020 | 8 | 5 | 1 | 145.6 | 0 | 1582 | 0
SOUTHERN CROSS DC TIE | 2020 | 8 | 5 | 2 | 462.1 | 4.3 | 5023 | 0
SOUTHERN CROSS DC TIE | 2020 | 8 | 5 | 3 | 395.9 | 3.1 | 4303 | 0
SOUTHERN CROSS DC TIE | 2020 | 8 | 5 | 4 | 446.4 | 3.4 | 4852 | 0
SOUTHERN CROSS DC TIE | 2020 | 8 | 5 | 5 | 302 | 1.8 | 3282 | 0
SOUTHERN CROSS DC TIE | 2020 | 8 | 5 | 6 | 617.1 | 8.2 | 6708 | 0
SOUTHERN CROSS DC TIE | 2020 | 8 | 5 | 7 | 934.2 | 18.2 | 10154 | 0
SOUTHERN CROSS DC TIE | 2020 | 8 | 5 | 8 | 1414.9 | 35.6 | 15379 | 0
SOUTHERN CROSS DC TIE | 2020 | 8 | 5 | 9 | 1614.6 | 48.6 | 17551 | 0
SOUTHERN CROSS DC TIE | 2020 | 8 | 5 | 10 | 212.6 | 1 | 2311 | 0
SOUTHERN CROSS DC TIE | 2020 | 8 | 5 | 11 | 0 | 0 | 0 | 0
SOUTHERN CROSS DC TIE | 2020 | 8 | 5 | 12 | 0 | 0 | 0 | 0
SOUTHERN CROSS DC TIE | 2020 | 8 | 5 | 13 | 0 | 0 | 0 | 0
SOUTHERN CROSS DC TIE | 2020 | 8 | 5 | 14 | 0 | 0 | 0 | 0
SOUTHERN CROSS DC TIE | 2020 | 8 | 5 | 15 | 0 | 0 | 0 | 167.8
SOUTHERN CROSS DC TIE | 2020 | 8 | 5 | 16 | 0 | 0 | 0 | 33.3
SOUTHERN CROSS DC TIE | 2020 | 8 | 5 | 17 | 0 | 0 | 0 | 0
SOUTHERN CROSS DC TIE | 2020 | 8 | 5 | 18 | 0 | 0 | 0 | 0
SOUTHERN CROSS DC TIE | 2020 | 8 | 5 | 19 | 0 | 0 | 0 | 0
SOUTHERN CROSS DC TIE | 2020 | 8 | 5 | 20 | 0 | 0 | 0 | 0
SOUTHERN CROSS DC TIE | 2020 | 8 | 5 | 21 | 100.8 | 0.2 | 1095 | 0
SOUTHERN CROSS DC TIE | 2020 | 8 | 5 | 22 | 1271.7 | 34.7 | 13822 | 0
SOUTHERN CROSS DC TIE | 2020 | 8 | 5 | 23 | 270.4 | 1.4 | 2939 | 0
SOUTHERN CROSS DC TIE | 2020 | 8 | 5 | 24 | 0 | 0 | 0 | 0
SOUTHERN CROSS DC TIE | 2020 | 8 | 6 | 1 | 347.1 | 0 | 3772 | 0
SOUTHERN CROSS DC TIE | 2020 | 8 | 6 | 2 | 682.8 | 10.8 | 7422 | 0
SOUTHERN CROSS DC TIE | 2020 | 8 | 6 | 3 | 374.7 | 2.5 | 4072 | 0
SOUTHERN CROSS DC TIE | 2020 | 8 | 6 | 4 | 587.5 | 7.3 | 6386 | 0
SOUTHERN CROSS DC TIE | 2020 | 8 | 6 | 5 | 477.5 | 4.2 | 5190 | 0
SOUTHERN CROSS DC TIE | 2020 | 8 | 6 | 6 | 717.2 | 11.7 | 7795 | 0
SOUTHERN CROSS DC TIE | 2020 | 8 | 6 | 7 | 1187.1 | 23.9 | 12903 | 0
SOUTHERN CROSS DC TIE | 2020 | 8 | 6 | 8 | 1497.9 | 40.6 | 16282 | 0
SOUTHERN CROSS DC TIE | 2020 | 8 | 6 | 9 | 778.9 | 13.8 | 8466 | 0
SOUTHERN CROSS DC TIE | 2020 | 8 | 6 | 10 | 501.3 | 5.2 | 5449 | 0
SOUTHERN CROSS DC TIE | 2020 | 8 | 6 | 11 | 0 | 0 | 0 | 0
SOUTHERN CROSS DC TIE | 2020 | 8 | 6 | 12 | 0 | 0 | 0 | 0
SOUTHERN CROSS DC TIE | 2020 | 8 | 6 | 13 | 0 | 0 | 0 | 0
SOUTHERN CROSS DC TIE | 2020 | 8 | 6 | 14 | 0 | 0 | 0 | 97.9
SOUTHERN CROSS DC TIE | 2020 | 8 | 6 | 15 | 0 | 0 | 0 | 645.9
SOUTHERN CROSS DC TIE | 2020 | 8 | 6 | 16 | 0 | 0 | 0 | 557.8
SOUTHERN CROSS DC TIE | 2020 | 8 | 6 | 17 | 0 | 0 | 0 | 615.8
SOUTHERN CROSS DC TIE | 2020 | 8 | 6 | 18 | 0 | 0 | 0 | 0
SOUTHERN CROSS DC TIE | 2020 | 8 | 6 | 19 | 0 | 0 | 0 | 0
SOUTHERN CROSS DC TIE | 2020 | 8 | 6 | 20 | 0 | 0 | 0 | 0
SOUTHERN CROSS DC TIE | 2020 | 8 | 6 | 21 | 0 | 0 | 0 | 0
SOUTHERN CROSS DC TIE | 2020 | 8 | 6 | 22 | 1504 | 47 | 16348 | 0
SOUTHERN CROSS DC TIE | 2020 | 8 | 6 | 23 | 1579.5 | 40.7 | 17169 | 0
SOUTHERN CROSS DC TIE | 2020 | 8 | 6 | 24 | 262.5 | 1.4 | 2853 | 0
SOUTHERN CROSS DC TIE | 2020 | 8 | 7 | 1 | 175.2 | 0 | 1904 | 0
SOUTHERN CROSS DC TIE | 2020 | 8 | 7 | 2 | 314.5 | 2 | 3418 | 0
SOUTHERN CROSS DC TIE | 2020 | 8 | 7 | 3 | 127.2 | 0.3 | 1382 | 0
SOUTHERN CROSS DC TIE | 2020 | 8 | 7 | 4 | 226.6 | 1 | 2463 | 0
SOUTHERN CROSS DC TIE | 2020 | 8 | 7 | 5 | 192.1 | 0.7 | 2088 | 0
SOUTHERN CROSS DC TIE | 2020 | 8 | 7 | 6 | 525.8 | 5.5 | 5714 | 0
SOUTHERN CROSS DC TIE | 2020 | 8 | 7 | 7 | 946.9 | 22.5 | 10292 | 0
SOUTHERN CROSS DC TIE | 2020 | 8 | 7 | 8 | 1144.4 | 17.8 | 12439 | 0
SOUTHERN CROSS DC TIE | 2020 | 8 | 7 | 9 | 432.6 | 3.9 | 4702 | 0
SOUTHERN CROSS DC TIE | 2020 | 8 | 7 | 10 | 293.3 | 1.9 | 3188 | 0
SOUTHERN CROSS DC TIE | 2020 | 8 | 7 | 11 | 0 | 0 | 0 | 0
SOUTHERN CROSS DC TIE | 2020 | 8 | 7 | 12 | 0 | 0 | 0 | 0
SOUTHERN CROSS DC TIE | 2020 | 8 | 7 | 13 | 0 | 0 | 0 | 0
SOUTHERN CROSS DC TIE | 2020 | 8 | 7 | 14 | 0 | 0 | 0 | 576.4
SOUTHERN CROSS DC TIE | 2020 | 8 | 7 | 15 | 0 | 0 | 0 | 498.4
SOUTHERN CROSS DC TIE | 2020 | 8 | 7 | 16 | 0 | 0 | 0 | 439.3
SOUTHERN CROSS DC TIE | 2020 | 8 | 7 | 17 | 0 | 0 | 0 | 576.2
SOUTHERN CROSS DC TIE | 2020 | 8 | 7 | 18 | 0 | 0 | 0 | 0
SOUTHERN CROSS DC TIE | 2020 | 8 | 7 | 19 | 0 | 0 | 0 | 0
SOUTHERN CROSS DC TIE | 2020 | 8 | 7 | 20 | 0 | 0 | 0 | 0
SOUTHERN CROSS DC TIE | 2020 | 8 | 7 | 21 | 0 | 0 | 0 | 0
SOUTHERN CROSS DC TIE | 2020 | 8 | 7 | 22 | 999.7 | 18.5 | 10867 | 0
SOUTHERN CROSS DC TIE | 2020 | 8 | 7 | 23 | 1001.5 | 17.6 | 10886 | 0
SOUTHERN CROSS DC TIE | 2020 | 8 | 7 | 24 | 0 | 0 | 0 | 0
SOUTHERN CROSS DC TIE | 2020 | 8 | 8 | 1 | 0 | 0 | 0 | 0
SOUTHERN CROSS DC TIE | 2020 | 8 | 8 | 2 | 0 | 0 | 0 | 0
SOUTHERN CROSS DC TIE | 2020 | 8 | 8 | 3 | 66 | 0.1 | 717 | 0
SOUTHERN CROSS DC TIE | 2020 | 8 | 8 | 4 | 80.4 | 0.1 | 873 | 0
SOUTHERN CROSS DC TIE | 2020 | 8 | 8 | 5 | 0 | 0 | 0 | 0
SOUTHERN CROSS DC TIE | 2020 | 8 | 8 | 6 | 0 | 0 | 0 | 0
SOUTHERN CROSS DC TIE | 2020 | 8 | 8 | 7 | 0 | 0 | 0 | 0
SOUTHERN CROSS DC TIE | 2020 | 8 | 8 | 8 | 0 | 0 | 0 | 0
SOUTHERN CROSS DC TIE | 2020 | 8 | 8 | 9 | 0 | 0 | 0 | 0
SOUTHERN CROSS DC TIE | 2020 | 8 | 8 | 10 | 135.7 | 0.4 | 1475 | 0
SOUTHERN CROSS DC TIE | 2020 | 8 | 8 | 11 | 0 | 0 | 0 | 0
SOUTHERN CROSS DC TIE | 2020 | 8 | 8 | 12 | 0 | 0 | 0 | 0
SOUTHERN CROSS DC TIE | 2020 | 8 | 8 | 13 | 0 | 0 | 0 | 0
SOUTHERN CROSS DC TIE | 2020 | 8 | 8 | 14 | 0 | 0 | 0 | 72.2
SOUTHERN CROSS DC TIE | 2020 | 8 | 8 | 15 | 0 | 0 | 0 | 324.5
SOUTHERN CROSS DC TIE | 2020 | 8 | 8 | 16 | 0 | 0 | 0 | 286.4
SOUTHERN CROSS DC TIE | 2020 | 8 | 8 | 17 | 0 | 0 | 0 | 266.4
SOUTHERN CROSS DC TIE | 2020 | 8 | 8 | 18 | 0 | 0 | 0 | 0
SOUTHERN CROSS DC TIE | 2020 | 8 | 8 | 19 | 0 | 0 | 0 | 0
SOUTHERN CROSS DC TIE | 2020 | 8 | 8 | 20 | 0 | 0 | 0 | 0
SOUTHERN CROSS DC TIE | 2020 | 8 | 8 | 21 | 248.3 | 1.2 | 2699 | 0
SOUTHERN CROSS DC TIE | 2020 | 8 | 8 | 22 | 390.2 | 2.9 | 4241 | 0
SOUTHERN CROSS DC TIE | 2020 | 8 | 8 | 23 | 92.9 | 0.2 | 1010 | 0
SOUTHERN CROSS DC TIE | 2020 | 8 | 8 | 24 | 532.3 | 6.3 | 5786 | 0
SOUTHERN CROSS DC TIE | 2020 | 8 | 9 | 1 | 0 | 0 | 0 | 0
SOUTHERN CROSS DC TIE | 2020 | 8 | 9 | 2 | 301.7 | 2.3 | 3279 | 0
SOUTHERN CROSS DC TIE | 2020 | 8 | 9 | 3 | 409.4 | 2.7 | 4449 | 0
SOUTHERN CROSS DC TIE | 2020 | 8 | 9 | 4 | 314.6 | 2.4 | 3419 | 0
SOUTHERN CROSS DC TIE | 2020 | 8 | 9 | 5 | 580.6 | 5.3 | 6310 | 0
SOUTHERN CROSS DC TIE | 2020 | 8 | 9 | 6 | 123 | 0.4 | 1337 | 0
SOUTHERN CROSS DC TIE | 2020 | 8 | 9 | 7 | 125.7 | 0.3 | 1366 | 0
SOUTHERN CROSS DC TIE | 2020 | 8 | 9 | 8 | 298.7 | 2 | 3246 | 0
SOUTHERN CROSS DC TIE | 2020 | 8 | 9 | 9 | 697.7 | 8.3 | 7584 | 0
SOUTHERN CROSS DC TIE | 2020 | 8 | 9 | 10 | 678.1 | 9.1 | 7370 | 0
SOUTHERN CROSS DC TIE | 2020 | 8 | 9 | 11 | 0 | 0 | 0 | 0
SOUTHERN CROSS DC TIE | 2020 | 8 | 9 | 12 | 0 | 0 | 0 | 0
SOUTHERN CROSS DC TIE | 2020 | 8 | 9 | 13 | 0 | 0 | 0 | 0
SOUTHERN CROSS DC TIE | 2020 | 8 | 9 | 14 | 0 | 0 | 0 | 26.2
SOUTHERN CROSS DC TIE | 2020 | 8 | 9 | 15 | 0 | 0 | 0 | 638.6
SOUTHERN CROSS DC TIE | 2020 | 8 | 9 | 16 | 0 | 0 | 0 | 660.8
SOUTHERN CROSS DC TIE | 2020 | 8 | 9 | 17 | 0 | 0 | 0 | 668.2
SOUTHERN CROSS DC TIE | 2020 | 8 | 9 | 18 | 0 | 0 | 0 | 666.3
SOUTHERN CROSS DC TIE | 2020 | 8 | 9 | 19 | 0 | 0 | 0 | 305.5
SOUTHERN CROSS DC TIE | 2020 | 8 | 9 | 20 | 0 | 0 | 0 | 0
SOUTHERN CROSS DC TIE | 2020 | 8 | 9 | 21 | 0 | 0 | 0 | 250.2
SOUTHERN CROSS DC TIE | 2020 | 8 | 9 | 22 | 0 | 0 | 0 | 0
SOUTHERN CROSS DC TIE | 2020 | 8 | 9 | 23 | 89.5 | 0.2 | 973 | 0
SOUTHERN CROSS DC TIE | 2020 | 8 | 9 | 24 | 464.1 | 3.9 | 5044 | 0
SOUTHERN CROSS DC TIE | 2020 | 8 | 10 | 1 | 76.7 | 0 | 833 | 0
SOUTHERN CROSS DC TIE | 2020 | 8 | 10 | 2 | 379.1 | 3.2 | 4121 | 0
SOUTHERN CROSS DC TIE | 2020 | 8 | 10 | 3 | 278.8 | 1.3 | 3031 | 0
SOUTHERN CROSS DC TIE | 2020 | 8 | 10 | 4 | 309.9 | 1.9 | 3368 | 0
SOUTHERN CROSS DC TIE | 2020 | 8 | 10 | 5 | 243.3 | 1.2 | 2644 | 0
SOUTHERN CROSS DC TIE | 2020 | 8 | 10 | 6 | 548.3 | 6.6 | 5960 | 0
SOUTHERN CROSS DC TIE | 2020 | 8 | 10 | 7 | 753.1 | 17.6 | 8186 | 0
SOUTHERN CROSS DC TIE | 2020 | 8 | 10 | 8 | 860.1 | 9.1 | 9349 | 0
SOUTHERN CROSS DC TIE | 2020 | 8 | 10 | 9 | 539.5 | 6.3 | 5863 | 0
SOUTHERN CROSS DC TIE | 2020 | 8 | 10 | 10 | 248.2 | 1.4 | 2697 | 0
SOUTHERN CROSS DC TIE | 2020 | 8 | 10 | 11 | 169.2 | 0.5 | 1839 | 0
SOUTHERN CROSS DC TIE | 2020 | 8 | 10 | 12 | 0 | 0 | 0 | 0
SOUTHERN CROSS DC TIE | 2020 | 8 | 10 | 13 | 0 | 0 | 0 | 0
SOUTHERN CROSS DC TIE | 2020 | 8 | 10 | 14 | 0 | 0 | 0 | 505.9
SOUTHERN CROSS DC TIE | 2020 | 8 | 10 | 15 | 0 | 0 | 0 | 580.4
SOUTHERN CROSS DC TIE | 2020 | 8 | 10 | 16 | 0 | 0 | 0 | 550
SOUTHERN CROSS DC TIE | 2020 | 8 | 10 | 17 | 0 | 0 | 0 | 567
SOUTHERN CROSS DC TIE | 2020 | 8 | 10 | 18 | 0 | 0 | 0 | 156.6
SOUTHERN CROSS DC TIE | 2020 | 8 | 10 | 19 | 0 | 0 | 0 | 0
SOUTHERN CROSS DC TIE | 2020 | 8 | 10 | 20 | 0 | 0 | 0 | 0
SOUTHERN CROSS DC TIE | 2020 | 8 | 10 | 21 | 0 | 0 | 0 | 0
SOUTHERN CROSS DC TIE | 2020 | 8 | 10 | 22 | 0 | 0 | 0 | 0
SOUTHERN CROSS DC TIE | 2020 | 8 | 10 | 23 | 112.2 | 0.2 | 1219 | 0
SOUTHERN CROSS DC TIE | 2020 | 8 | 10 | 24 | 134.5 | 0.3 | 1461 | 0
SOUTHERN CROSS DC TIE | 2020 | 8 | 11 | 1 | 167.1 | 0 | 1815 | 0
SOUTHERN CROSS DC TIE | 2020 | 8 | 11 | 2 | 375.2 | 3.6 | 4078 | 0
SOUTHERN CROSS DC TIE | 2020 | 8 | 11 | 3 | 133.2 | 0.2 | 1447 | 0
SOUTHERN CROSS DC TIE | 2020 | 8 | 11 | 4 | 354.3 | 2.7 | 3851 | 0
SOUTHERN CROSS DC TIE | 2020 | 8 | 11 | 5 | 346.7 | 2.1 | 3769 | 0
SOUTHERN CROSS DC TIE | 2020 | 8 | 11 | 6 | 495.3 | 5.5 | 5384 | 0
SOUTHERN CROSS DC TIE | 2020 | 8 | 11 | 7 | 666.4 | 10.4 | 7244 | 0
SOUTHERN CROSS DC TIE | 2020 | 8 | 11 | 8 | 639.1 | 6.5 | 6946 | 0
SOUTHERN CROSS DC TIE | 2020 | 8 | 11 | 9 | 102.9 | 0.2 | 1118 | 0
SOUTHERN CROSS DC TIE | 2020 | 8 | 11 | 10 | 0 | 0 | 0 | 0
SOUTHERN CROSS DC TIE | 2020 | 8 | 11 | 11 | 0 | 0 | 0 | 0
SOUTHERN CROSS DC TIE | 2020 | 8 | 11 | 12 | 0 | 0 | 0 | 0
SOUTHERN CROSS DC TIE | 2020 | 8 | 11 | 13 | 0 | 0 | 0 | 0
SOUTHERN CROSS DC TIE | 2020 | 8 | 11 | 14 | 0 | 0 | 0 | 291.6
SOUTHERN CROSS DC TIE | 2020 | 8 | 11 | 15 | 0 | 0 | 0 | 768.8
SOUTHERN CROSS DC TIE | 2020 | 8 | 11 | 16 | 0 | 0 | 0 | 114.7
SOUTHERN CROSS DC TIE | 2020 | 8 | 11 | 17 | 0 | 0 | 0 | 0
SOUTHERN CROSS DC TIE | 2020 | 8 | 11 | 18 | 0 | 0 | 0 | 0
SOUTHERN CROSS DC TIE | 2020 | 8 | 11 | 19 | 0 | 0 | 0 | 0
SOUTHERN CROSS DC TIE | 2020 | 8 | 11 | 20 | 0 | 0 | 0 | 0
SOUTHERN CROSS DC TIE | 2020 | 8 | 11 | 21 | 0 | 0 | 0 | 0
SOUTHERN CROSS DC TIE | 2020 | 8 | 11 | 22 | 0 | 0 | 0 | 0
SOUTHERN CROSS DC TIE | 2020 | 8 | 11 | 23 | 0 | 0 | 0 | 0
SOUTHERN CROSS DC TIE | 2020 | 8 | 11 | 24 | 356.1 | 2.3 | 3871 | 0
SOUTHERN CROSS DC TIE | 2020 | 8 | 12 | 1 | 0 | 0 | 0 | 0
SOUTHERN CROSS DC TIE | 2020 | 8 | 12 | 2 | 0 | 0 | 0 | 0
SOUTHERN CROSS DC TIE | 2020 | 8 | 12 | 3 | 0 | 0 | 0 | 0
SOUTHERN CROSS DC TIE | 2020 | 8 | 12 | 4 | 0 | 0 | 0 | 0
SOUTHERN CROSS DC TIE | 2020 | 8 | 12 | 5 | 0 | 0 | 0 | 0
SOUTHERN CROSS DC TIE | 2020 | 8 | 12 | 6 | 74.9 | 0.1 | 813 | 0
SOUTHERN CROSS DC TIE | 2020 | 8 | 12 | 7 | 849.9 | 15.4 | 9238 | 0
SOUTHERN CROSS DC TIE | 2020 | 8 | 12 | 8 | 1035.4 | 23.9 | 11254 | 0
SOUTHERN CROSS DC TIE | 2020 | 8 | 12 | 9 | 1100.9 | 22.3 | 11967 | 0
SOUTHERN CROSS DC TIE | 2020 | 8 | 12 | 10 | 477 | 4.6 | 5184 | 0
SOUTHERN CROSS DC TIE | 2020 | 8 | 12 | 11 | 530 | 6.2 | 5760 | 0
SOUTHERN CROSS DC TIE | 2020 | 8 | 12 | 12 | 504.7 | 4.5 | 5485 | 0
SOUTHERN CROSS DC TIE | 2020 | 8 | 12 | 13 | 804.9 | 12.2 | 8749 | 0
SOUTHERN CROSS DC TIE | 2020 | 8 | 12 | 14 | 743.5 | 11.2 | 8082 | 0
SOUTHERN CROSS DC TIE | 2020 | 8 | 12 | 15 | 780.8 | 15.3 | 8487 | 0
SOUTHERN CROSS DC TIE | 2020 | 8 | 12 | 16 | 1145.1 | 25.4 | 12447 | 0
SOUTHERN CROSS DC TIE | 2020 | 8 | 12 | 17 | 1052.5 | 16.7 | 11441 | 0
SOUTHERN CROSS DC TIE | 2020 | 8 | 12 | 18 | 863.3 | 13.7 | 9384 | 0
SOUTHERN CROSS DC TIE | 2020 | 8 | 12 | 19 | 1673.5 | 50.5 | 18190 | 0
SOUTHERN CROSS DC TIE | 2020 | 8 | 12 | 20 | 1803.2 | 61.7 | 19601 | 0
SOUTHERN CROSS DC TIE | 2020 | 8 | 12 | 21 | 2072.5 | 84.9 | 22528 | 0
SOUTHERN CROSS DC TIE | 2020 | 8 | 12 | 22 | 2026.8 | 78.5 | 22030 | 0
SOUTHERN CROSS DC TIE | 2020 | 8 | 12 | 23 | 197.2 | 0.8 | 2143 | 0
SOUTHERN CROSS DC TIE | 2020 | 8 | 12 | 24 | 900.2 | 14.9 | 9784 | 0
SOUTHERN CROSS DC TIE | 2020 | 8 | 13 | 1 | 254.1 | 0 | 2761 | 0
SOUTHERN CROSS DC TIE | 2020 | 8 | 13 | 2 | 458.8 | 4 | 4987 | 0
SOUTHERN CROSS DC TIE | 2020 | 8 | 13 | 3 | 371 | 3.9 | 4032 | 0
SOUTHERN CROSS DC TIE | 2020 | 8 | 13 | 4 | 289.1 | 1.4 | 3142 | 0
SOUTHERN CROSS DC TIE | 2020 | 8 | 13 | 5 | 288.5 | 1.6 | 3136 | 0
SOUTHERN CROSS DC TIE | 2020 | 8 | 13 | 6 | 408.4 | 2.8 | 4439 | 0
SOUTHERN CROSS DC TIE | 2020 | 8 | 13 | 7 | 939 | 20.7 | 10206 | 0
SOUTHERN CROSS DC TIE | 2020 | 8 | 13 | 8 | 1083.3 | 21.6 | 11775 | 0
SOUTHERN CROSS DC TIE | 2020 | 8 | 13 | 9 | 1150.2 | 25.3 | 12502 | 0
SOUTHERN CROSS DC TIE | 2020 | 8 | 13 | 10 | 829.4 | 14.2 | 9015 | 0
SOUTHERN CROSS DC TIE | 2020 | 8 | 13 | 11 | 722.8 | 10.3 | 7856 | 0
SOUTHERN CROSS DC TIE | 2020 | 8 | 13 | 12 | 488.2 | 4.5 | 5306 | 0
SOUTHERN CROSS DC TIE | 2020 | 8 | 13 | 13 | 0 | 0 | 0 | 0
SOUTHERN CROSS DC TIE | 2020 | 8 | 13 | 14 | 0 | 0 | 0 | 0
SOUTHERN CROSS DC TIE | 2020 | 8 | 13 | 15 | 0 | 0 | 0 | 0
SOUTHERN CROSS DC TIE | 2020 | 8 | 13 | 16 | 0 | 0 | 0 | 0
SOUTHERN CROSS DC TIE | 2020 | 8 | 13 | 17 | 0 | 0 | 0 | 0
SOUTHERN CROSS DC TIE | 2020 | 8 | 13 | 18 | 0 | 0 | 0 | 15.9
SOUTHERN CROSS DC TIE | 2020 | 8 | 13 | 19 | 0 | 0 | 0 | 0
SOUTHERN CROSS DC TIE | 2020 | 8 | 13 | 20 | 0 | 0 | 0 | 0
SOUTHERN CROSS DC TIE | 2020 | 8 | 13 | 21 | 0 | 0 | 0 | 0
SOUTHERN CROSS DC TIE | 2020 | 8 | 13 | 22 | 21.3 | 0 | 231 | 0
SOUTHERN CROSS DC TIE | 2020 | 8 | 13 | 23 | 0 | 0 | 0 | 0
SOUTHERN CROSS DC TIE | 2020 | 8 | 13 | 24 | 0 | 0 | 0 | 0
SOUTHERN CROSS DC TIE | 2020 | 8 | 14 | 1 | 369.7 | 0 | 4019 | 0
SOUTHERN CROSS DC TIE | 2020 | 8 | 14 | 2 | 411.5 | 4 | 4473 | 0
SOUTHERN CROSS DC TIE | 2020 | 8 | 14 | 3 | 459.4 | 3.4 | 4993 | 0
SOUTHERN CROSS DC TIE | 2020 | 8 | 14 | 4 | 755.8 | 12.4 | 8215 | 0
SOUTHERN CROSS DC TIE | 2020 | 8 | 14 | 5 | 900.9 | 15.1 | 9793 | 0
SOUTHERN CROSS DC TIE | 2020 | 8 | 14 | 6 | 681.2 | 11.1 | 7404 | 0
SOUTHERN CROSS DC TIE | 2020 | 8 | 14 | 7 | 808.7 | 11 | 8790 | 0
SOUTHERN CROSS DC TIE | 2020 | 8 | 14 | 8 | 981.4 | 18.6 | 10667 | 0
SOUTHERN CROSS DC TIE | 2020 | 8 | 14 | 9 | 747.7 | 13.1 | 8127 | 0
SOUTHERN CROSS DC TIE | 2020 | 8 | 14 | 10 | 469.3 | 4.5 | 5101 | 0
SOUTHERN CROSS DC TIE | 2020 | 8 | 14 | 11 | 0 | 0 | 0 | 0
SOUTHERN CROSS DC TIE | 2020 | 8 | 14 | 12 | 0 | 0 | 0 | 0
SOUTHERN CROSS DC TIE | 2020 | 8 | 14 | 13 | 0 | 0 | 0 | 0
SOUTHERN CROSS DC TIE | 2020 | 8 | 14 | 14 | 0 | 0 | 0 | 0
SOUTHERN CROSS DC TIE | 2020 | 8 | 14 | 15 | 0 | 0 | 0 | 30.3
SOUTHERN CROSS DC TIE | 2020 | 8 | 14 | 16 | 0 | 0 | 0 | 0
SOUTHERN CROSS DC TIE | 2020 | 8 | 14 | 17 | 0 | 0 | 0 | 0
SOUTHERN CROSS DC TIE | 2020 | 8 | 14 | 18 | 0 | 0 | 0 | 0
SOUTHERN CROSS DC TIE | 2020 | 8 | 14 | 19 | 0 | 0 | 0 | 0
SOUTHERN CROSS DC TIE | 2020 | 8 | 14 | 20 | 125.6 | 0.3 | 1365 | 0
SOUTHERN CROSS DC TIE | 2020 | 8 | 14 | 21 | 118 | 0.3 | 1283 | 0
SOUTHERN CROSS DC TIE | 2020 | 8 | 14 | 22 | 80.8 | 0.1 | 877 | 0
SOUTHERN CROSS DC TIE | 2020 | 8 | 14 | 23 | 0 | 0 | 0 | 0
SOUTHERN CROSS DC TIE | 2020 | 8 | 14 | 24 | 0 | 0 | 0 | 0
SOUTHERN CROSS DC TIE | 2020 | 8 | 15 | 1 | 0 | 0 | 0 | 0
SOUTHERN CROSS DC TIE | 2020 | 8 | 15 | 2 | 0 | 0 | 0 | 0
SOUTHERN CROSS DC TIE | 2020 | 8 | 15 | 3 | 342.5 | 1.8 | 3722 | 0
SOUTHERN CROSS DC TIE | 2020 | 8 | 15 | 4 | 0 | 0 | 0 | 0
SOUTHERN CROSS DC TIE | 2020 | 8 | 15 | 5 | 0 | 0 | 0 | 0
SOUTHERN CROSS DC TIE | 2020 | 8 | 15 | 6 | 0 | 0 | 0 | 0
SOUTHERN CROSS DC TIE | 2020 | 8 | 15 | 7 | 0 | 0 | 0 | 0
SOUTHERN CROSS DC TIE | 2020 | 8 | 15 | 8 | 0 | 0 | 0 | 0
SOUTHERN CROSS DC TIE | 2020 | 8 | 15 | 9 | 0 | 0 | 0 | 0
SOUTHERN CROSS DC TIE | 2020 | 8 | 15 | 10 | 0 | 0 | 0 | 0
SOUTHERN CROSS DC TIE | 2020 | 8 | 15 | 11 | 0 | 0 | 0 | 0
SOUTHERN CROSS DC TIE | 2020 | 8 | 15 | 12 | 0 | 0 | 0 | 0
SOUTHERN CROSS DC TIE | 2020 | 8 | 15 | 13 | 0 | 0 | 0 | 0
SOUTHERN CROSS DC TIE | 2020 | 8 | 15 | 14 | 0 | 0 | 0 | 0
SOUTHERN CROSS DC TIE | 2020 | 8 | 15 | 15 | 0 | 0 | 0 | 559.2
SOUTHERN CROSS DC TIE | 2020 | 8 | 15 | 16 | 0 | 0 | 0 | 501.1
SOUTHERN CROSS DC TIE | 2020 | 8 | 15 | 17 | 0 | 0 | 0 | 502.2
SOUTHERN CROSS DC TIE | 2020 | 8 | 15 | 18 | 0 | 0 | 0 | 617.4
SOUTHERN CROSS DC TIE | 2020 | 8 | 15 | 19 | 0 | 0 | 0 | 0
SOUTHERN CROSS DC TIE | 2020 | 8 | 15 | 20 | 0 | 0 | 0 | 0
SOUTHERN CROSS DC TIE | 2020 | 8 | 15 | 21 | 0 | 0 | 0 | 0
SOUTHERN CROSS DC TIE | 2020 | 8 | 15 | 22 | 0 | 0 | 0 | 0
SOUTHERN CROSS DC TIE | 2020 | 8 | 15 | 23 | 36.2 | 0 | 393 | 0
SOUTHERN CROSS DC TIE | 2020 | 8 | 15 | 24 | 105.3 | 0.2 | 1144 | 0
SOUTHERN CROSS DC TIE | 2020 | 8 | 16 | 1 | 0 | 0 | 0 | 0
SOUTHERN CROSS DC TIE | 2020 | 8 | 16 | 2 | 382.1 | 2.3 | 4153 | 0
SOUTHERN CROSS DC TIE | 2020 | 8 | 16 | 3 | 209.7 | 1.1 | 2279 | 0
SOUTHERN CROSS DC TIE | 2020 | 8 | 16 | 4 | 280.3 | 1.1 | 3046 | 0
SOUTHERN CROSS DC TIE | 2020 | 8 | 16 | 5 | 295.3 | 1.6 | 3209 | 0
SOUTHERN CROSS DC TIE | 2020 | 8 | 16 | 6 | 288.8 | 1.8 | 3139 | 0
SOUTHERN CROSS DC TIE | 2020 | 8 | 16 | 7 | 0 | 0 | 0 | 0
SOUTHERN CROSS DC TIE | 2020 | 8 | 16 | 8 | 0 | 0 | 0 | 0
SOUTHERN CROSS DC TIE | 2020 | 8 | 16 | 9 | 0 | 0 | 0 | 0
SOUTHERN CROSS DC TIE | 2020 | 8 | 16 | 10 | 202.7 | 0.8 | 2203 | 0
SOUTHERN CROSS DC TIE | 2020 | 8 | 16 | 11 | 0 | 0 | 0 | 0
SOUTHERN CROSS DC TIE | 2020 | 8 | 16 | 12 | 0 | 0 | 0 | 0
SOUTHERN CROSS DC TIE | 2020 | 8 | 16 | 13 | 0 | 0 | 0 | 0
SOUTHERN CROSS DC TIE | 2020 | 8 | 16 | 14 | 0 | 0 | 0 | 17.6
SOUTHERN CROSS DC TIE | 2020 | 8 | 16 | 15 | 0 | 0 | 0 | 419.4
SOUTHERN CROSS DC TIE | 2020 | 8 | 16 | 16 | 0 | 0 | 0 | 369.5
SOUTHERN CROSS DC TIE | 2020 | 8 | 16 | 17 | 0 | 0 | 0 | 346.9
SOUTHERN CROSS DC TIE | 2020 | 8 | 16 | 18 | 0 | 0 | 0 | 353
SOUTHERN CROSS DC TIE | 2020 | 8 | 16 | 19 | 0 | 0 | 0 | 370.1
SOUTHERN CROSS DC TIE | 2020 | 8 | 16 | 20 | 0 | 0 | 0 | 0
SOUTHERN CROSS DC TIE | 2020 | 8 | 16 | 21 | 0 | 0 | 0 | 0
SOUTHERN CROSS DC TIE | 2020 | 8 | 16 | 22 | 0 | 0 | 0 | 0
SOUTHERN CROSS DC TIE | 2020 | 8 | 16 | 23 | 0 | 0 | 0 | 0
SOUTHERN CROSS DC TIE | 2020 | 8 | 16 | 24 | 314.3 | 2.1 | 3416 | 0
SOUTHERN CROSS DC TIE | 2020 | 8 | 17 | 1 | 0 | 0 | 0 | 0
SOUTHERN CROSS DC TIE | 2020 | 8 | 17 | 2 | 163.9 | 0.6 | 1781 | 0
SOUTHERN CROSS DC TIE | 2020 | 8 | 17 | 3 | 323.4 | 2.2 | 3514 | 0
SOUTHERN CROSS DC TIE | 2020 | 8 | 17 | 4 | 545.8 | 6.4 | 5932 | 0
SOUTHERN CROSS DC TIE | 2020 | 8 | 17 | 5 | 557.6 | 4.3 | 6061 | 0
SOUTHERN CROSS DC TIE | 2020 | 8 | 17 | 6 | 297 | 1.6 | 3228 | 0
SOUTHERN CROSS DC TIE | 2020 | 8 | 17 | 7 | 577.7 | 6.2 | 6279 | 0
SOUTHERN CROSS DC TIE | 2020 | 8 | 17 | 8 | 952.9 | 22.7 | 10358 | 0
SOUTHERN CROSS DC TIE | 2020 | 8 | 17 | 9 | 660.2 | 8.8 | 7176 | 0
SOUTHERN CROSS DC TIE | 2020 | 8 | 17 | 10 | 485.6 | 5 | 5277 | 0
SOUTHERN CROSS DC TIE | 2020 | 8 | 17 | 11 | 243.8 | 1.2 | 2650 | 0
SOUTHERN CROSS DC TIE | 2020 | 8 | 17 | 12 | 19.4 | 0 | 211 | 0
SOUTHERN CROSS DC TIE | 2020 | 8 | 17 | 13 | 0 | 0 | 0 | 0
SOUTHERN CROSS DC TIE | 2020 | 8 | 17 | 14 | 0 | 0 | 0 | 342.2
SOUTHERN CROSS DC TIE | 2020 | 8 | 17 | 15 | 0 | 0 | 0 | 310.4
SOUTHERN CROSS DC TIE | 2020 | 8 | 17 | 16 | 0 | 0 | 0 | 421.3
SOUTHERN CROSS DC TIE | 2020 | 8 | 17 | 17 | 0 | 0 | 0 | 394
SOUTHERN CROSS DC TIE | 2020 | 8 | 17 | 18 | 0 | 0 | 0 | 428.7
SOUTHERN CROSS DC TIE | 2020 | 8 | 17 | 19 | 0 | 0 | 0 | 439.1
SOUTHERN CROSS DC TIE | 2020 | 8 | 17 | 20 | 0 | 0 | 0 | 0
SOUTHERN CROSS DC TIE | 2020 | 8 | 17 | 21 | 0 | 0 | 0 | 0
SOUTHERN CROSS DC TIE | 2020 | 8 | 17 | 22 | 0 | 0 | 0 | 0
SOUTHERN CROSS DC TIE | 2020 | 8 | 17 | 23 | 196 | 0.6 | 2130 | 0
SOUTHERN CROSS DC TIE | 2020 | 8 | 17 | 24 | 518.7 | 5.1 | 5638 | 0
SOUTHERN CROSS DC TIE | 2020 | 8 | 18 | 1 | 409.9 | 0 | 4455 | 0
SOUTHERN CROSS DC TIE | 2020 | 8 | 18 | 2 | 911.4 | 24.8 | 9906 | 0
SOUTHERN CROSS DC TIE | 2020 | 8 | 18 | 3 | 455.7 | 2.9 | 4953 | 0
SOUTHERN CROSS DC TIE | 2020 | 8 | 18 | 4 | 575.7 | 5.6 | 6257 | 0
SOUTHERN CROSS DC TIE | 2020 | 8 | 18 | 5 | 615.1 | 7.2 | 6686 | 0
SOUTHERN CROSS DC TIE | 2020 | 8 | 18 | 6 | 1010.4 | 27 | 10982 | 0
SOUTHERN CROSS DC TIE | 2020 | 8 | 18 | 7 | 1012.4 | 14.1 | 11004 | 0
SOUTHERN CROSS DC TIE | 2020 | 8 | 18 | 8 | 909.9 | 18.7 | 9890 | 0
SOUTHERN CROSS DC TIE | 2020 | 8 | 18 | 9 | 677.8 | 9.4 | 7367 | 0
SOUTHERN CROSS DC TIE | 2020 | 8 | 18 | 10 | 840.6 | 14.2 | 9136 | 0
SOUTHERN CROSS DC TIE | 2020 | 8 | 18 | 11 | 355.2 | 2.5 | 3860 | 0
SOUTHERN CROSS DC TIE | 2020 | 8 | 18 | 12 | 177.2 | 0.6 | 1926 | 0
SOUTHERN CROSS DC TIE | 2020 | 8 | 18 | 13 | 0 | 0 | 0 | 0
SOUTHERN CROSS DC TIE | 2020 | 8 | 18 | 14 | 0 | 0 | 0 | 0
SOUTHERN CROSS DC TIE | 2020 | 8 | 18 | 15 | 0 | 0 | 0 | 280.2
SOUTHERN CROSS DC TIE | 2020 | 8 | 18 | 16 | 0 | 0 | 0 | 240.9
SOUTHERN CROSS DC TIE | 2020 | 8 | 18 | 17 | 0 | 0 | 0 | 289.9
SOUTHERN CROSS DC TIE | 2020 | 8 | 18 | 18 | 0 | 0 | 0 | 316.4
SOUTHERN CROSS DC TIE | 2020 | 8 | 18 | 19 | 0 | 0 | 0 | 0
SOUTHERN CROSS DC TIE | 2020 | 8 | 18 | 20 | 0 | 0 | 0 | 0
SOUTHERN CROSS DC TIE | 2020 | 8 | 18 | 21 | 0 | 0 | 0 | 0
SOUTHERN CROSS DC TIE | 2020 | 8 | 18 | 22 | 538.9 | 5.9 | 5857 | 0
SOUTHERN CROSS DC TIE | 2020 | 8 | 18 | 23 | 258.5 | 1.5 | 2809 | 0
SOUTHERN CROSS DC TIE | 2020 | 8 | 18 | 24 | 550.3 | 4.9 | 5981 | 0
SOUTHERN CROSS DC TIE | 2020 | 8 | 19 | 1 | 134.4 | 0 | 1460 | 0
SOUTHERN CROSS DC TIE | 2020 | 8 | 19 | 2 | 328.8 | 3.6 | 3574 | 0
SOUTHERN CROSS DC TIE | 2020 | 8 | 19 | 3 | 394.6 | 2 | 4288 | 0
SOUTHERN CROSS DC TIE | 2020 | 8 | 19 | 4 | 454.4 | 5.7 | 4939 | 0
SOUTHERN CROSS DC TIE | 2020 | 8 | 19 | 5 | 573.5 | 4.5 | 6233 | 0
SOUTHERN CROSS DC TIE | 2020 | 8 | 19 | 6 | 935.6 | 16.4 | 10169 | 0
SOUTHERN CROSS DC TIE | 2020 | 8 | 19 | 7 | 1352.2 | 38 | 14698 | 0
SOUTHERN CROSS DC TIE | 2020 | 8 | 19 | 8 | 1750.6 | 64.3 | 19029 | 0
SOUTHERN CROSS DC TIE | 2020 | 8 | 19 | 9 | 1077.7 | 24.9 | 11714 | 0
SOUTHERN CROSS DC TIE | 2020 | 8 | 19 | 10 | 806.6 | 10.8 | 8767 | 0
SOUTHERN CROSS DC TIE | 2020 | 8 | 19 | 11 | 847.5 | 17.1 | 9212 | 0
SOUTHERN CROSS DC TIE | 2020 | 8 | 19 | 12 | 552.4 | 4.9 | 6004 | 0
SOUTHERN CROSS DC TIE | 2020 | 8 | 19 | 13 | 428.8 | 3.4 | 4661 | 0
SOUTHERN CROSS DC TIE | 2020 | 8 | 19 | 14 | 0 | 0 | 0 | 0
SOUTHERN CROSS DC TIE | 2020 | 8 | 19 | 15 | 0 | 0 | 0 | 0
SOUTHERN CROSS DC TIE | 2020 | 8 | 19 | 16 | 0 | 0 | 0 | 0
SOUTHERN CROSS DC TIE | 2020 | 8 | 19 | 17 | 0 | 0 | 0 | 0
SOUTHERN CROSS DC TIE | 2020 | 8 | 19 | 18 | 0 | 0 | 0 | 0
SOUTHERN CROSS DC TIE | 2020 | 8 | 19 | 19 | 0 | 0 | 0 | 0
SOUTHERN CROSS DC TIE | 2020 | 8 | 19 | 20 | 0 | 0 | 0 | 0
SOUTHERN CROSS DC TIE | 2020 | 8 | 19 | 21 | 31.6 | 0 | 343 | 0
SOUTHERN CROSS DC TIE | 2020 | 8 | 19 | 22 | 0 | 0 | 0 | 0
SOUTHERN CROSS DC TIE | 2020 | 8 | 19 | 23 | 475 | 4.4 | 5163 | 0
SOUTHERN CROSS DC TIE | 2020 | 8 | 19 | 24 | 371.1 | 2.5 | 4033 | 0
SOUTHERN CROSS DC TIE | 2020 | 8 | 20 | 1 | 539.6 | 0 | 5865 | 0
SOUTHERN CROSS DC TIE | 2020 | 8 | 20 | 2 | 588.6 | 8.3 | 6398 | 0
SOUTHERN CROSS DC TIE | 2020 | 8 | 20 | 3 | 714.2 | 8.6 | 7763 | 0
SOUTHERN CROSS DC TIE | 2020 | 8 | 20 | 4 | 736.3 | 10.8 | 8003 | 0
SOUTHERN CROSS DC TIE | 2020 | 8 | 20 | 5 | 590 | 6 | 6413 | 0
SOUTHERN CROSS DC TIE | 2020 | 8 | 20 | 6 | 1015.8 | 26.4 | 11041 | 0
SOUTHERN CROSS DC TIE | 2020 | 8 | 20 | 7 | 1269.7 | 27.1 | 13801 | 0
SOUTHERN CROSS DC TIE | 2020 | 8 | 20 | 8 | 1742.4 | 62.1 | 18939 | 0
SOUTHERN CROSS DC TIE | 2020 | 8 | 20 | 9 | 1782.2 | 65.5 | 19372 | 0
SOUTHERN CROSS DC TIE | 2020 | 8 | 20 | 10 | 1221 | 30 | 13272 | 0
SOUTHERN CROSS DC TIE | 2020 | 8 | 20 | 11 | 344.3 | 2.4 | 3742 | 0
SOUTHERN CROSS DC TIE | 2020 | 8 | 20 | 12 | 0 | 0 | 0 | 0
SOUTHERN CROSS DC TIE | 2020 | 8 | 20 | 13 | 0 | 0 | 0 | 0
SOUTHERN CROSS DC TIE | 2020 | 8 | 20 | 14 | 0 | 0 | 0 | 238.1
SOUTHERN CROSS DC TIE | 2020 | 8 | 20 | 15 | 0 | 0 | 0 | 379.8
SOUTHERN CROSS DC TIE | 2020 | 8 | 20 | 16 | 0 | 0 | 0 | 639.8
SOUTHERN CROSS DC TIE | 2020 | 8 | 20 | 17 | 0 | 0 | 0 | 555.8
SOUTHERN CROSS DC TIE | 2020 | 8 | 20 | 18 | 0 | 0 | 0 | 538
SOUTHERN CROSS DC TIE | 2020 | 8 | 20 | 19 | 0 | 0 | 0 | 551.4
SOUTHERN CROSS DC TIE | 2020 | 8 | 20 | 20 | 0 | 0 | 0 | 663.5
SOUTHERN CROSS DC TIE | 2020 | 8 | 20 | 21 | 0 | 0 | 0 | 0
SOUTHERN CROSS DC TIE | 2020 | 8 | 20 | 22 | 208.5 | 0.9 | 2265 | 0
SOUTHERN CROSS DC TIE | 2020 | 8 | 20 | 23 | 0 | 0 | 0 | 0
SOUTHERN CROSS DC TIE | 2020 | 8 | 20 | 24 | 439.6 | 3.4 | 4778 | 0
SOUTHERN CROSS DC TIE | 2020 | 8 | 21 | 1 | 788.4 | 0 | 8569 | 0
SOUTHERN CROSS DC TIE | 2020 | 8 | 21 | 2 | 1036.6 | 19.1 | 11267 | 0
SOUTHERN CROSS DC TIE | 2020 | 8 | 21 | 3 | 1044.3 | 23.2 | 11351 | 0
SOUTHERN CROSS DC TIE | 2020 | 8 | 21 | 4 | 897.9 | 14 | 9760 | 0
SOUTHERN CROSS DC TIE | 2020 | 8 | 21 | 5 | 536.1 | 6.1 | 5827 | 0
SOUTHERN CROSS DC TIE | 2020 | 8 | 21 | 6 | 944 | 17.6 | 10261 | 0
SOUTHERN CROSS DC TIE | 2020 | 8 | 21 | 7 | 1019.2 | 16 | 11078 | 0
SOUTHERN CROSS DC TIE | 2020 | 8 | 21 | 8 | 1465.9 | 43.5 | 15934 | 0
SOUTHERN CROSS DC TIE | 2020 | 8 | 21 | 9 | 828.3 | 14.9 | 9003 | 0
SOUTHERN CROSS DC TIE | 2020 | 8 | 21 | 10 | 627.7 | 8 | 6823 | 0
SOUTHERN CROSS DC TIE | 2020 | 8 | 21 | 11 | 0 | 0 | 0 | 0
SOUTHERN CROSS DC TIE | 2020 | 8 | 21 | 12 | 0 | 0 | 0 | 0
SOUTHERN CROSS DC TIE | 2020 | 8 | 21 | 13 | 0 | 0 | 0 | 0
SOUTHERN CROSS DC TIE | 2020 | 8 | 21 | 14 | 0 | 0 | 0 | 0
SOUTHERN CROSS DC TIE | 2020 | 8 | 21 | 15 | 0 | 0 | 0 | 157.2
SOUTHERN CROSS DC TIE | 2020 | 8 | 21 | 16 | 0 | 0 | 0 | 480.3
SOUTHERN CROSS DC TIE | 2020 | 8 | 21 | 17 | 0 | 0 | 0 | 699.2
SOUTHERN CROSS DC TIE | 2020 | 8 | 21 | 18 | 0 | 0 | 0 | 547.9
SOUTHERN CROSS DC TIE | 2020 | 8 | 21 | 19 | 0 | 0 | 0 | 0
SOUTHERN CROSS DC TIE | 2020 | 8 | 21 | 20 | 0 | 0 | 0 | 0
SOUTHERN CROSS DC TIE | 2020 | 8 | 21 | 21 | 0 | 0 | 0 | 0
SOUTHERN CROSS DC TIE | 2020 | 8 | 21 | 22 | 49.8 | 0 | 541 | 0
SOUTHERN CROSS DC TIE | 2020 | 8 | 21 | 23 | 0 | 0 | 0 | 0
SOUTHERN CROSS DC TIE | 2020 | 8 | 21 | 24 | 0 | 0 | 0 | 0
SOUTHERN CROSS DC TIE | 2020 | 8 | 22 | 1 | 194.7 | 0 | 2116 | 0
SOUTHERN CROSS DC TIE | 2020 | 8 | 22 | 2 | 353.5 | 2.9 | 3842 | 0
SOUTHERN CROSS DC TIE | 2020 | 8 | 22 | 3 | 0 | 0 | 0 | 0
SOUTHERN CROSS DC TIE | 2020 | 8 | 22 | 4 | 0 | 0 | 0 | 0
SOUTHERN CROSS DC TIE | 2020 | 8 | 22 | 5 | 0 | 0 | 0 | 0
SOUTHERN CROSS DC TIE | 2020 | 8 | 22 | 6 | 0 | 0 | 0 | 0
SOUTHERN CROSS DC TIE | 2020 | 8 | 22 | 7 | 0 | 0 | 0 | 0
SOUTHERN CROSS DC TIE | 2020 | 8 | 22 | 8 | 0 | 0 | 0 | 0
SOUTHERN CROSS DC TIE | 2020 | 8 | 22 | 9 | 78.3 | 0.1 | 851 | 0
SOUTHERN CROSS DC TIE | 2020 | 8 | 22 | 10 | 0 | 0 | 0 | 0
SOUTHERN CROSS DC TIE | 2020 | 8 | 22 | 11 | 66.7 | 0.1 | 724 | 0
SOUTHERN CROSS DC TIE | 2020 | 8 | 22 | 12 | 0 | 0 | 0 | 0
SOUTHERN CROSS DC TIE | 2020 | 8 | 22 | 13 | 0 | 0 | 0 | 0
SOUTHERN CROSS DC TIE | 2020 | 8 | 22 | 14 | 0 | 0 | 0 | 161.8
SOUTHERN CROSS DC TIE | 2020 | 8 | 22 | 15 | 0 | 0 | 0 | 274.5
SOUTHERN CROSS DC TIE | 2020 | 8 | 22 | 16 | 0 | 0 | 0 | 648.2
SOUTHERN CROSS DC TIE | 2020 | 8 | 22 | 17 | 0 | 0 | 0 | 488.2
SOUTHERN CROSS DC TIE | 2020 | 8 | 22 | 18 | 0 | 0 | 0 | 0
SOUTHERN CROSS DC TIE | 2020 | 8 | 22 | 19 | 0 | 0 | 0 | 237.6
SOUTHERN CROSS DC TIE | 2020 | 8 | 22 | 20 | 0 | 0 | 0 | 0
SOUTHERN CROSS DC TIE | 2020 | 8 | 22 | 21 | 0 | 0 | 0 | 0
SOUTHERN CROSS DC TIE | 2020 | 8 | 22 | 22 | 338.3 | 2.4 | 3676 | 0
SOUTHERN CROSS DC TIE | 2020 | 8 | 22 | 23 | 226 | 1 | 2456 | 0
SOUTHERN CROSS DC TIE | 2020 | 8 | 22 | 24 | 249.6 | 1.1 | 2713 | 0
SOUTHERN CROSS DC TIE | 2020 | 8 | 23 | 1 | 0 | 0 | 0 | 0
SOUTHERN CROSS DC TIE | 2020 | 8 | 23 | 2 | 0 | 0 | 0 | 0
SOUTHERN CROSS DC TIE | 2020 | 8 | 23 | 3 | 0 | 0 | 0 | 0
SOUTHERN CROSS DC TIE | 2020 | 8 | 23 | 4 | 0 | 0 | 0 | 0
SOUTHERN CROSS DC TIE | 2020 | 8 | 23 | 5 | 65.1 | 0.1 | 707 | 0
SOUTHERN CROSS DC TIE | 2020 | 8 | 23 | 6 | 0 | 0 | 0 | 0
SOUTHERN CROSS DC TIE | 2020 | 8 | 23 | 7 | 0 | 0 | 0 | 0
SOUTHERN CROSS DC TIE | 2020 | 8 | 23 | 8 | 0 | 0 | 0 | 0
SOUTHERN CROSS DC TIE | 2020 | 8 | 23 | 9 | 0 | 0 | 0 | 0
SOUTHERN CROSS DC TIE | 2020 | 8 | 23 | 10 | 0 | 0 | 0 | 0
SOUTHERN CROSS DC TIE | 2020 | 8 | 23 | 11 | 0 | 0 | 0 | 0
SOUTHERN CROSS DC TIE | 2020 | 8 | 23 | 12 | 13.5 | 0 | 147 | 0
SOUTHERN CROSS DC TIE | 2020 | 8 | 23 | 13 | 180.4 | 0.6 | 1961 | 0
SOUTHERN CROSS DC TIE | 2020 | 8 | 23 | 14 | 0 | 0 | 0 | 0
SOUTHERN CROSS DC TIE | 2020 | 8 | 23 | 15 | 0 | 0 | 0 | 0
SOUTHERN CROSS DC TIE | 2020 | 8 | 23 | 16 | 0 | 0 | 0 | 0
SOUTHERN CROSS DC TIE | 2020 | 8 | 23 | 17 | 0 | 0 | 0 | 0
SOUTHERN CROSS DC TIE | 2020 | 8 | 23 | 18 | 0 | 0 | 0 | 21.8
SOUTHERN CROSS DC TIE | 2020 | 8 | 23 | 19 | 0 | 0 | 0 | 0
SOUTHERN CROSS DC TIE | 2020 | 8 | 23 | 20 | 0 | 0 | 0 | 0
SOUTHERN CROSS DC TIE | 2020 | 8 | 23 | 21 | 113.2 | 0.2 | 1230 | 0
SOUTHERN CROSS DC TIE | 2020 | 8 | 23 | 22 | 156 | 0.5 | 1695 | 0
SOUTHERN CROSS DC TIE | 2020 | 8 | 23 | 23 | 268.3 | 1.4 | 2916 | 0
SOUTHERN CROSS DC TIE | 2020 | 8 | 23 | 24 | 13.7 | 0 | 148 | 0
SOUTHERN CROSS DC TIE | 2020 | 8 | 24 | 1 | 1240.4 | 0 | 13482 | 0
SOUTHERN CROSS DC TIE | 2020 | 8 | 24 | 2 | 1181 | 30.3 | 12837 | 0
SOUTHERN CROSS DC TIE | 2020 | 8 | 24 | 3 | 1020.4 | 18.5 | 11091 | 0
SOUTHERN CROSS DC TIE | 2020 | 8 | 24 | 4 | 857.2 | 11.9 | 9317 | 0
SOUTHERN CROSS DC TIE | 2020 | 8 | 24 | 5 | 881.9 | 15.6 | 9585 | 0
SOUTHERN CROSS DC TIE | 2020 | 8 | 24 | 6 | 522.4 | 6.7 | 5678 | 0
SOUTHERN CROSS DC TIE | 2020 | 8 | 24 | 7 | 391.8 | 2.6 | 4258 | 0
SOUTHERN CROSS DC TIE | 2020 | 8 | 24 | 8 | 292.8 | 1.4 | 3182 | 0
SOUTHERN CROSS DC TIE | 2020 | 8 | 24 | 9 | 857.6 | 15.1 | 9322 | 0
SOUTHERN CROSS DC TIE | 2020 | 8 | 24 | 10 | 695.6 | 9.6 | 7560 | 0
SOUTHERN CROSS DC TIE | 2020 | 8 | 24 | 11 | 721.7 | 11.4 | 7845 | 0
SOUTHERN CROSS DC TIE | 2020 | 8 | 24 | 12 | 375.3 | 3 | 4078 | 0
SOUTHERN CROSS DC TIE | 2020 | 8 | 24 | 13 | 0 | 0 | 0 | 0
SOUTHERN CROSS DC TIE | 2020 | 8 | 24 | 14 | 0 | 0 | 0 | 0
SOUTHERN CROSS DC TIE | 2020 | 8 | 24 | 15 | 0 | 0 | 0 | 0
SOUTHERN CROSS DC TIE | 2020 | 8 | 24 | 16 | 0 | 0 | 0 | 176.2
SOUTHERN CROSS DC TIE | 2020 | 8 | 24 | 17 | 0 | 0 | 0 | 491.9
SOUTHERN CROSS DC TIE | 2020 | 8 | 24 | 18 | 0 | 0 | 0 | 371.5
SOUTHERN CROSS DC TIE | 2020 | 8 | 24 | 19 | 0 | 0 | 0 | 0
SOUTHERN CROSS DC TIE | 2020 | 8 | 24 | 20 | 0 | 0 | 0 | 0
SOUTHERN CROSS DC TIE | 2020 | 8 | 24 | 21 | 0 | 0 | 0 | 0
SOUTHERN CROSS DC TIE | 2020 | 8 | 24 | 22 | 0 | 0 | 0 | 0
SOUTHERN CROSS DC TIE | 2020 | 8 | 24 | 23 | 402.7 | 3 | 4376 | 0
SOUTHERN CROSS DC TIE | 2020 | 8 | 24 | 24 | 560 | 5.7 | 6087 | 0
SOUTHERN CROSS DC TIE | 2020 | 8 | 25 | 1 | 937 | 0 | 10184 | 0
SOUTHERN CROSS DC TIE | 2020 | 8 | 25 | 2 | 930.8 | 20 | 10117 | 0
SOUTHERN CROSS DC TIE | 2020 | 8 | 25 | 3 | 730.6 | 9.8 | 7941 | 0
SOUTHERN CROSS DC TIE | 2020 | 8 | 25 | 4 | 710.9 | 9.7 | 7727 | 0
SOUTHERN CROSS DC TIE | 2020 | 8 | 25 | 5 | 839.7 | 12.2 | 9127 | 0
SOUTHERN CROSS DC TIE | 2020 | 8 | 25 | 6 | 1376.9 | 42.2 | 14966 | 0
SOUTHERN CROSS DC TIE | 2020 | 8 | 25 | 7 | 2080.7 | 74.2 | 22616 | 0
SOUTHERN CROSS DC TIE | 2020 | 8 | 25 | 8 | 2044.4 | 82.1 | 22222 | 0
SOUTHERN CROSS DC TIE | 2020 | 8 | 25 | 9 | 1430.2 | 51.2 | 15546 | 0
SOUTHERN CROSS DC TIE | 2020 | 8 | 25 | 10 | 1505.5 | 40.3 | 16364 | 0
SOUTHERN CROSS DC TIE | 2020 | 8 | 25 | 11 | 812.2 | 13.2 | 8828 | 0
SOUTHERN CROSS DC TIE | 2020 | 8 | 25 | 12 | 423.5 | 3.4 | 4603 | 0
SOUTHERN CROSS DC TIE | 2020 | 8 | 25 | 13 | 0 | 0 | 0 | 0
SOUTHERN CROSS DC TIE | 2020 | 8 | 25 | 14 | 0 | 0 | 0 | 0
SOUTHERN CROSS DC TIE | 2020 | 8 | 25 | 15 | 0 | 0 | 0 | 0
SOUTHERN CROSS DC TIE | 2020 | 8 | 25 | 16 | 0 | 0 | 0 | 0
SOUTHERN CROSS DC TIE | 2020 | 8 | 25 | 17 | 0 | 0 | 0 | 0
SOUTHERN CROSS DC TIE | 2020 | 8 | 25 | 18 | 0 | 0 | 0 | 0
SOUTHERN CROSS DC TIE | 2020 | 8 | 25 | 19 | 0 | 0 | 0 | 0
SOUTHERN CROSS DC TIE | 2020 | 8 | 25 | 20 | 0 | 0 | 0 | 0
SOUTHERN CROSS DC TIE | 2020 | 8 | 25 | 21 | 0 | 0 | 0 | 0
SOUTHERN CROSS DC TIE | 2020 | 8 | 25 | 22 | 238 | 1.2 | 2586 | 0
SOUTHERN CROSS DC TIE | 2020 | 8 | 25 | 23 | 0 | 0 | 0 | 0
SOUTHERN CROSS DC TIE | 2020 | 8 | 25 | 24 | 103.3 | 0.2 | 1122 | 0
SOUTHERN CROSS DC TIE | 2020 | 8 | 26 | 1 | 411.2 | 0 | 4469 | 0
SOUTHERN CROSS DC TIE | 2020 | 8 | 26 | 2 | 429.2 | 4.5 | 4665 | 0
SOUTHERN CROSS DC TIE | 2020 | 8 | 26 | 3 | 359.3 | 1.8 | 3905 | 0
SOUTHERN CROSS DC TIE | 2020 | 8 | 26 | 4 | 558.1 | 6.1 | 6067 | 0
SOUTHERN CROSS DC TIE | 2020 | 8 | 26 | 5 | 557.2 | 5.1 | 6056 | 0
SOUTHERN CROSS DC TIE | 2020 | 8 | 26 | 6 | 1408 | 40.9 | 15305 | 0
SOUTHERN CROSS DC TIE | 2020 | 8 | 26 | 7 | 1546.6 | 42.8 | 16811 | 0
SOUTHERN CROSS DC TIE | 2020 | 8 | 26 | 8 | 1843.8 | 72.3 | 20041 | 0
SOUTHERN CROSS DC TIE | 2020 | 8 | 26 | 9 | 1129.5 | 25 | 12277 | 0
SOUTHERN CROSS DC TIE | 2020 | 8 | 26 | 10 | 744.1 | 11.2 | 8088 | 0
SOUTHERN CROSS DC TIE | 2020 | 8 | 26 | 11 | 225.7 | 1 | 2453 | 0
SOUTHERN CROSS DC TIE | 2020 | 8 | 26 | 12 | 246.3 | 1.2 | 2677 | 0
SOUTHERN CROSS DC TIE | 2020 | 8 | 26 | 13 | 0 | 0 | 0 | 0
SOUTHERN CROSS DC TIE | 2020 | 8 | 26 | 14 | 0 | 0 | 0 | 0
SOUTHERN CROSS DC TIE | 2020 | 8 | 26 | 15 | 0 | 0 | 0 | 0
SOUTHERN CROSS DC TIE | 2020 | 8 | 26 | 16 | 0 | 0 | 0 | 0
SOUTHERN CROSS DC TIE | 2020 | 8 | 26 | 17 | 0 | 0 | 0 | 439.7
SOUTHERN CROSS DC TIE | 2020 | 8 | 26 | 18 | 0 | 0 | 0 | 375.5
SOUTHERN CROSS DC TIE | 2020 | 8 | 26 | 19 | 0 | 0 | 0 | 0
SOUTHERN CROSS DC TIE | 2020 | 8 | 26 | 20 | 0 | 0 | 0 | 0
SOUTHERN CROSS DC TIE | 2020 | 8 | 26 | 21 | 132.7 | 0.4 | 1442 | 0
SOUTHERN CROSS DC TIE | 2020 | 8 | 26 | 22 | 823.3 | 12.5 | 8948 | 0
SOUTHERN CROSS DC TIE | 2020 | 8 | 26 | 23 | 1369.2 | 37.8 | 14883 | 0
SOUTHERN CROSS DC TIE | 2020 | 8 | 26 | 24 | 0 | 0 | 0 | 0
SOUTHERN CROSS DC TIE | 2020 | 8 | 27 | 1 | 381.7 | 0 | 4149 | 0
SOUTHERN CROSS DC TIE | 2020 | 8 | 27 | 2 | 447.6 | 5 | 4865 | 0
SOUTHERN CROSS DC TIE | 2020 | 8 | 27 | 3 | 382.1 | 2.6 | 4153 | 0
SOUTHERN CROSS DC TIE | 2020 | 8 | 27 | 4 | 445.3 | 3.2 | 4840 | 0
SOUTHERN CROSS DC TIE | 2020 | 8 | 27 | 5 | 597.6 | 7 | 6495 | 0
SOUTHERN CROSS DC TIE | 2020 | 8 | 27 | 6 | 1216.1 | 29.2 | 13218 | 0
SOUTHERN CROSS DC TIE | 2020 | 8 | 27 | 7 | 2076.9 | 84.2 | 22575 | 0
SOUTHERN CROSS DC TIE | 2020 | 8 | 27 | 8 | 1904.1 | 81.7 | 20697 | 0
SOUTHERN CROSS DC TIE | 2020 | 8 | 27 | 9 | 833.5 | 13.4 | 9059 | 0
SOUTHERN CROSS DC TIE | 2020 | 8 | 27 | 10 | 489.8 | 5 | 5324 | 0
SOUTHERN CROSS DC TIE | 2020 | 8 | 27 | 11 | 362.9 | 2.3 | 3945 | 0
SOUTHERN CROSS DC TIE | 2020 | 8 | 27 | 12 | 249.3 | 1.2 | 2709 | 0
SOUTHERN CROSS DC TIE | 2020 | 8 | 27 | 13 | 0 | 0 | 0 | 0
SOUTHERN CROSS DC TIE | 2020 | 8 | 27 | 14 | 0 | 0 | 0 | 0
SOUTHERN CROSS DC TIE | 2020 | 8 | 27 | 15 | 0 | 0 | 0 | 552.9
SOUTHERN CROSS DC TIE | 2020 | 8 | 27 | 16 | 0 | 0 | 0 | 215.4
SOUTHERN CROSS DC TIE | 2020 | 8 | 27 | 17 | 0 | 0 | 0 | 0
SOUTHERN CROSS DC TIE | 2020 | 8 | 27 | 18 | 0 | 0 | 0 | 0
SOUTHERN CROSS DC TIE | 2020 | 8 | 27 | 19 | 0 | 0 | 0 | 0
SOUTHERN CROSS DC TIE | 2020 | 8 | 27 | 20 | 263 | 1.4 | 2859 | 0
SOUTHERN CROSS DC TIE | 2020 | 8 | 27 | 21 | 5.4 | 0 | 59 | 0
SOUTHERN CROSS DC TIE | 2020 | 8 | 27 | 22 | 516 | 5.6 | 5608 | 0
SOUTHERN CROSS DC TIE | 2020 | 8 | 27 | 23 | 1158.9 | 24.5 | 12596 | 0
SOUTHERN CROSS DC TIE | 2020 | 8 | 27 | 24 | 0 | 0 | 0 | 0
SOUTHERN CROSS DC TIE | 2020 | 8 | 28 | 1 | 8.6 | 0 | 93 | 0
SOUTHERN CROSS DC TIE | 2020 | 8 | 28 | 2 | 90.3 | 0.2 | 981 | 0
SOUTHERN CROSS DC TIE | 2020 | 8 | 28 | 3 | 246.8 | 1.1 | 2682 | 0
SOUTHERN CROSS DC TIE | 2020 | 8 | 28 | 4 | 243.5 | 1.1 | 2647 | 0
SOUTHERN CROSS DC TIE | 2020 | 8 | 28 | 5 | 303.5 | 1.7 | 3299 | 0
SOUTHERN CROSS DC TIE | 2020 | 8 | 28 | 6 | 999.3 | 21.8 | 10862 | 0
SOUTHERN CROSS DC TIE | 2020 | 8 | 28 | 7 | 1038.2 | 22.3 | 11285 | 0
SOUTHERN CROSS DC TIE | 2020 | 8 | 28 | 8 | 509.9 | 5.8 | 5542 | 0
SOUTHERN CROSS DC TIE | 2020 | 8 | 28 | 9 | 568.7 | 6.4 | 6181 | 0
SOUTHERN CROSS DC TIE | 2020 | 8 | 28 | 10 | 509.6 | 5.1 | 5538 | 0
SOUTHERN CROSS DC TIE | 2020 | 8 | 28 | 11 | 85.6 | 0.2 | 930 | 0
SOUTHERN CROSS DC TIE | 2020 | 8 | 28 | 12 | 49.5 | 0.1 | 538 | 0
SOUTHERN CROSS DC TIE | 2020 | 8 | 28 | 13 | 0 | 0 | 0 | 0
SOUTHERN CROSS DC TIE | 2020 | 8 | 28 | 14 | 0 | 0 | 0 | 0
SOUTHERN CROSS DC TIE | 2020 | 8 | 28 | 15 | 0 | 0 | 0 | 0
SOUTHERN CROSS DC TIE | 2020 | 8 | 28 | 16 | 0 | 0 | 0 | 0
SOUTHERN CROSS DC TIE | 2020 | 8 | 28 | 17 | 0 | 0 | 0 | 0
SOUTHERN CROSS DC TIE | 2020 | 8 | 28 | 18 | 0 | 0 | 0 | 0
SOUTHERN CROSS DC TIE | 2020 | 8 | 28 | 19 | 901.4 | 15.4 | 9798 | 0
SOUTHERN CROSS DC TIE | 2020 | 8 | 28 | 20 | 1345.5 | 35.3 | 14625 | 0
SOUTHERN CROSS DC TIE | 2020 | 8 | 28 | 21 | 772.4 | 11.6 | 8396 | 0
SOUTHERN CROSS DC TIE | 2020 | 8 | 28 | 22 | 762.4 | 11.5 | 8287 | 0
SOUTHERN CROSS DC TIE | 2020 | 8 | 28 | 23 | 836.1 | 12.5 | 9088 | 0
SOUTHERN CROSS DC TIE | 2020 | 8 | 28 | 24 | 0 | 0 | 0 | 0
SOUTHERN CROSS DC TIE | 2020 | 8 | 29 | 1 | 0 | 0 | 0 | 0
SOUTHERN CROSS DC TIE | 2020 | 8 | 29 | 2 | 0 | 0 | 0 | 0
SOUTHERN CROSS DC TIE | 2020 | 8 | 29 | 3 | 79.5 | 0.1 | 863 | 0
SOUTHERN CROSS DC TIE | 2020 | 8 | 29 | 4 | 160.1 | 0.5 | 1740 | 0
SOUTHERN CROSS DC TIE | 2020 | 8 | 29 | 5 | 135.2 | 0.3 | 1469 | 0
SOUTHERN CROSS DC TIE | 2020 | 8 | 29 | 6 | 200 | 0.8 | 2174 | 0
SOUTHERN CROSS DC TIE | 2020 | 8 | 29 | 7 | 297.2 | 1.8 | 3230 | 0
SOUTHERN CROSS DC TIE | 2020 | 8 | 29 | 8 | 266.1 | 1.4 | 2892 | 0
SOUTHERN CROSS DC TIE | 2020 | 8 | 29 | 9 | 0 | 0 | 0 | 0
SOUTHERN CROSS DC TIE | 2020 | 8 | 29 | 10 | 0 | 0 | 0 | 0
SOUTHERN CROSS DC TIE | 2020 | 8 | 29 | 11 | 0 | 0 | 0 | 0
SOUTHERN CROSS DC TIE | 2020 | 8 | 29 | 12 | 567.3 | 6.4 | 6166 | 0
SOUTHERN CROSS DC TIE | 2020 | 8 | 29 | 13 | 290.7 | 1.7 | 3159 | 0
SOUTHERN CROSS DC TIE | 2020 | 8 | 29 | 14 | 0 | 0 | 0 | 0
SOUTHERN CROSS DC TIE | 2020 | 8 | 29 | 15 | 0 | 0 | 0 | 0
SOUTHERN CROSS DC TIE | 2020 | 8 | 29 | 16 | 0 | 0 | 0 | 0
SOUTHERN CROSS DC TIE | 2020 | 8 | 29 | 17 | 0 | 0 | 0 | 0
SOUTHERN CROSS DC TIE | 2020 | 8 | 29 | 18 | 0 | 0 | 0 | 0
SOUTHERN CROSS DC TIE | 2020 | 8 | 29 | 19 | 0 | 0 | 0 | 0
SOUTHERN CROSS DC TIE | 2020 | 8 | 29 | 20 | 829.7 | 13.8 | 9018 | 0
SOUTHERN CROSS DC TIE | 2020 | 8 | 29 | 21 | 849.7 | 13.5 | 9236 | 0
SOUTHERN CROSS DC TIE | 2020 | 8 | 29 | 22 | 1313.9 | 35.2 | 14282 | 0
SOUTHERN CROSS DC TIE | 2020 | 8 | 29 | 23 | 1061.4 | 19.6 | 11536 | 0
SOUTHERN CROSS DC TIE | 2020 | 8 | 29 | 24 | 0 | 0 | 0 | 0
SOUTHERN CROSS DC TIE | 2020 | 8 | 30 | 1 | 207.4 | 0 | 2254 | 0
SOUTHERN CROSS DC TIE | 2020 | 8 | 30 | 2 | 259.8 | 1.6 | 2823 | 0
SOUTHERN CROSS DC TIE | 2020 | 8 | 30 | 3 | 382.2 | 2.5 | 4154 | 0
SOUTHERN CROSS DC TIE | 2020 | 8 | 30 | 4 | 395.6 | 3.2 | 4300 | 0
SOUTHERN CROSS DC TIE | 2020 | 8 | 30 | 5 | 372.3 | 2.6 | 4046 | 0
SOUTHERN CROSS DC TIE | 2020 | 8 | 30 | 6 | 343.4 | 2.4 | 3732 | 0
SOUTHERN CROSS DC TIE | 2020 | 8 | 30 | 7 | 0 | 0 | 0 | 0
SOUTHERN CROSS DC TIE | 2020 | 8 | 30 | 8 | 0 | 0 | 0 | 0
SOUTHERN CROSS DC TIE | 2020 | 8 | 30 | 9 | 438.7 | 4 | 4768 | 0
SOUTHERN CROSS DC TIE | 2020 | 8 | 30 | 10 | 244 | 1.2 | 2652 | 0
SOUTHERN CROSS DC TIE | 2020 | 8 | 30 | 11 | 29.8 | 0 | 323 | 0
SOUTHERN CROSS DC TIE | 2020 | 8 | 30 | 12 | 0 | 0 | 0 | 0
SOUTHERN CROSS DC TIE | 2020 | 8 | 30 | 13 | 0 | 0 | 0 | 0
SOUTHERN CROSS DC TIE | 2020 | 8 | 30 | 14 | 0 | 0 | 0 | 0
SOUTHERN CROSS DC TIE | 2020 | 8 | 30 | 15 | 0 | 0 | 0 | 0
SOUTHERN CROSS DC TIE | 2020 | 8 | 30 | 16 | 0 | 0 | 0 | 0
SOUTHERN CROSS DC TIE | 2020 | 8 | 30 | 17 | 0 | 0 | 0 | 272.5
SOUTHERN CROSS DC TIE | 2020 | 8 | 30 | 18 | 0 | 0 | 0 | 306.1
SOUTHERN CROSS DC TIE | 2020 | 8 | 30 | 19 | 0 | 0 | 0 | 0
SOUTHERN CROSS DC TIE | 2020 | 8 | 30 | 20 | 0 | 0 | 0 | 0
SOUTHERN CROSS DC TIE | 2020 | 8 | 30 | 21 | 0 | 0 | 0 | 0
SOUTHERN CROSS DC TIE | 2020 | 8 | 30 | 22 | 0 | 0 | 0 | 0
SOUTHERN CROSS DC TIE | 2020 | 8 | 30 | 23 | 0 | 0 | 0 | 0
SOUTHERN CROSS DC TIE | 2020 | 8 | 30 | 24 | 176.9 | 0.5 | 1922 | 0
SOUTHERN CROSS DC TIE | 2020 | 8 | 31 | 1 | 249.7 | 0 | 2714 | 0
SOUTHERN CROSS DC TIE | 2020 | 8 | 31 | 2 | 384.1 | 2.6 | 4175 | 0
SOUTHERN CROSS DC TIE | 2020 | 8 | 31 | 3 | 270.3 | 1.2 | 2937 | 0
SOUTHERN CROSS DC TIE | 2020 | 8 | 31 | 4 | 112.5 | 0.2 | 1223 | 0
SOUTHERN CROSS DC TIE | 2020 | 8 | 31 | 5 | 308.6 | 1.9 | 3354 | 0
SOUTHERN CROSS DC TIE | 2020 | 8 | 31 | 6 | 993.3 | 19.1 | 10796 | 0
SOUTHERN CROSS DC TIE | 2020 | 8 | 31 | 7 | 1381.9 | 49.3 | 15021 | 0
SOUTHERN CROSS DC TIE | 2020 | 8 | 31 | 8 | 1656.9 | 50 | 18010 | 0
SOUTHERN CROSS DC TIE | 2020 | 8 | 31 | 9 | 840.1 | 14.3 | 9132 | 0
SOUTHERN CROSS DC TIE | 2020 | 8 | 31 | 10 | 586.9 | 5.8 | 6380 | 0
SOUTHERN CROSS DC TIE | 2020 | 8 | 31 | 11 | 309.7 | 1.8 | 3366 | 0
SOUTHERN CROSS DC TIE | 2020 | 8 | 31 | 12 | 0 | 0 | 0 | 0
SOUTHERN CROSS DC TIE | 2020 | 8 | 31 | 13 | 0 | 0 | 0 | 0
SOUTHERN CROSS DC TIE | 2020 | 8 | 31 | 14 | 0 | 0 | 0 | 0
SOUTHERN CROSS DC TIE | 2020 | 8 | 31 | 15 | 0 | 0 | 0 | 0
SOUTHERN CROSS DC TIE | 2020 | 8 | 31 | 16 | 0 | 0 | 0 | 0
SOUTHERN CROSS DC TIE | 2020 | 8 | 31 | 17 | 0 | 0 | 0 | 0
SOUTHERN CROSS DC TIE | 2020 | 8 | 31 | 18 | 0 | 0 | 0 | 0
SOUTHERN CROSS DC TIE | 2020 | 8 | 31 | 19 | 0 | 0 | 0 | 0
SOUTHERN CROSS DC TIE | 2020 | 8 | 31 | 20 | 0 | 0 | 0 | 0
SOUTHERN CROSS DC TIE | 2020 | 8 | 31 | 21 | 0 | 0 | 0 | 0
SOUTHERN CROSS DC TIE | 2020 | 8 | 31 | 22 | 0 | 0 | 0 | 0
SOUTHERN CROSS DC TIE | 2020 | 8 | 31 | 23 | 0 | 0 | 0 | 0
SOUTHERN CROSS DC TIE | 2020 | 8 | 31 | 24 | 29 | 0 | 315 | 0
SOUTHERN CROSS DC TIE | 2020 | 9 | 1 | 1 | 1234.8 | 29.9 | 13422 | 0
SOUTHERN CROSS DC TIE | 2020 | 9 | 1 | 2 | 0 | 0 | 0 | 0
SOUTHERN CROSS DC TIE | 2020 | 9 | 1 | 3 | 0 | 0 | 0 | 0
SOUTHERN CROSS DC TIE | 2020 | 9 | 1 | 4 | 0 | 0 | 0 | 0
SOUTHERN CROSS DC TIE | 2020 | 9 | 1 | 5 | 0 | 0 | 0 | 0
SOUTHERN CROSS DC TIE | 2020 | 9 | 1 | 6 | 0 | 0 | 0 | 0
SOUTHERN CROSS DC TIE | 2020 | 9 | 1 | 7 | 16.9 | 0 | 183 | 0
SOUTHERN CROSS DC TIE | 2020 | 9 | 1 | 8 | 156.3 | 0.5 | 1698 | 0
SOUTHERN CROSS DC TIE | 2020 | 9 | 1 | 9 | 106.3 | 0.2 | 1155 | 0
SOUTHERN CROSS DC TIE | 2020 | 9 | 1 | 10 | 139.2 | 0.5 | 1513 | 0
SOUTHERN CROSS DC TIE | 2020 | 9 | 1 | 11 | 5.5 | 0 | 60 | 0
SOUTHERN CROSS DC TIE | 2020 | 9 | 1 | 12 | 0 | 0 | 0 | 0
SOUTHERN CROSS DC TIE | 2020 | 9 | 1 | 13 | 0 | 0 | 0 | 0
SOUTHERN CROSS DC TIE | 2020 | 9 | 1 | 14 | 0 | 0 | 0 | 0
SOUTHERN CROSS DC TIE | 2020 | 9 | 1 | 15 | 0 | 0 | 0 | 0
SOUTHERN CROSS DC TIE | 2020 | 9 | 1 | 16 | 0 | 0 | 0 | 0
SOUTHERN CROSS DC TIE | 2020 | 9 | 1 | 17 | 0 | 0 | 0 | 0
SOUTHERN CROSS DC TIE | 2020 | 9 | 1 | 18 | 0 | 0 | 0 | 0
SOUTHERN CROSS DC TIE | 2020 | 9 | 1 | 19 | 0 | 0 | 0 | 0
SOUTHERN CROSS DC TIE | 2020 | 9 | 1 | 20 | 0 | 0 | 0 | 0
SOUTHERN CROSS DC TIE | 2020 | 9 | 1 | 21 | 91.1 | 0.2 | 990 | 0
SOUTHERN CROSS DC TIE | 2020 | 9 | 1 | 22 | 61.4 | 0.1 | 666 | 0
SOUTHERN CROSS DC TIE | 2020 | 9 | 1 | 23 | 0 | 0 | 0 | 0
SOUTHERN CROSS DC TIE | 2020 | 9 | 1 | 24 | 0 | 0 | 0 | 0
SOUTHERN CROSS DC TIE | 2020 | 9 | 2 | 1 | 0 | 0 | 0 | 0
SOUTHERN CROSS DC TIE | 2020 | 9 | 2 | 2 | 0 | 0 | 0 | 0
SOUTHERN CROSS DC TIE | 2020 | 9 | 2 | 3 | 0 | 0 | 0 | 0
SOUTHERN CROSS DC TIE | 2020 | 9 | 2 | 4 | 0 | 0 | 0 | 0
SOUTHERN CROSS DC TIE | 2020 | 9 | 2 | 5 | 0 | 0 | 0 | 0
SOUTHERN CROSS DC TIE | 2020 | 9 | 2 | 6 | 150 | 0.6 | 1630 | 0
SOUTHERN CROSS DC TIE | 2020 | 9 | 2 | 7 | 384.6 | 2.5 | 4180 | 0
SOUTHERN CROSS DC TIE | 2020 | 9 | 2 | 8 | 1545 | 54.4 | 16793 | 0
SOUTHERN CROSS DC TIE | 2020 | 9 | 2 | 9 | 785.8 | 13.1 | 8541 | 0
SOUTHERN CROSS DC TIE | 2020 | 9 | 2 | 10 | 366.8 | 2.4 | 3987 | 0
SOUTHERN CROSS DC TIE | 2020 | 9 | 2 | 11 | 174.2 | 0.7 | 1894 | 0
SOUTHERN CROSS DC TIE | 2020 | 9 | 2 | 12 | 123.2 | 0.3 | 1338 | 0
SOUTHERN CROSS DC TIE | 2020 | 9 | 2 | 13 | 0 | 0 | 0 | 0
SOUTHERN CROSS DC TIE | 2020 | 9 | 2 | 14 | 0 | 0 | 0 | 0
SOUTHERN CROSS DC TIE | 2020 | 9 | 2 | 15 | 0 | 0 | 0 | 0
SOUTHERN CROSS DC TIE | 2020 | 9 | 2 | 16 | 0 | 0 | 0 | 0
SOUTHERN CROSS DC TIE | 2020 | 9 | 2 | 17 | 0 | 0 | 0 | 0
SOUTHERN CROSS DC TIE | 2020 | 9 | 2 | 18 | 0 | 0 | 0 | 0
SOUTHERN CROSS DC TIE | 2020 | 9 | 2 | 19 | 0 | 0 | 0 | 0
SOUTHERN CROSS DC TIE | 2020 | 9 | 2 | 20 | 0 | 0 | 0 | 0
SOUTHERN CROSS DC TIE | 2020 | 9 | 2 | 21 | 0 | 0 | 0 | 0
SOUTHERN CROSS DC TIE | 2020 | 9 | 2 | 22 | 0 | 0 | 0 | 0
SOUTHERN CROSS DC TIE | 2020 | 9 | 2 | 23 | 0 | 0 | 0 | 0
SOUTHERN CROSS DC TIE | 2020 | 9 | 2 | 24 | 0 | 0 | 0 | 0
SOUTHERN CROSS DC TIE | 2020 | 9 | 3 | 1 | 0 | 0 | 0 | 0
SOUTHERN CROSS DC TIE | 2020 | 9 | 3 | 2 | 0 | 0 | 0 | 0
SOUTHERN CROSS DC TIE | 2020 | 9 | 3 | 3 | 0 | 0 | 0 | 0
SOUTHERN CROSS DC TIE | 2020 | 9 | 3 | 4 | 0 | 0 | 0 | 0
SOUTHERN CROSS DC TIE | 2020 | 9 | 3 | 5 | 0 | 0 | 0 | 0
SOUTHERN CROSS DC TIE | 2020 | 9 | 3 | 6 | 0 | 0 | 0 | 0
SOUTHERN CROSS DC TIE | 2020 | 9 | 3 | 7 | 109.4 | 0.1 | 1189 | 0
SOUTHERN CROSS DC TIE | 2020 | 9 | 3 | 8 | 568 | 8.8 | 6174 | 0
SOUTHERN CROSS DC TIE | 2020 | 9 | 3 | 9 | 371.9 | 2.2 | 4042 | 0
SOUTHERN CROSS DC TIE | 2020 | 9 | 3 | 10 | 574.3 | 8.4 | 6242 | 0
SOUTHERN CROSS DC TIE | 2020 | 9 | 3 | 11 | 595.4 | 6.3 | 6472 | 0
SOUTHERN CROSS DC TIE | 2020 | 9 | 3 | 12 | 388.8 | 3.1 | 4226 | 0
SOUTHERN CROSS DC TIE | 2020 | 9 | 3 | 13 | 305.9 | 1.9 | 3324 | 0
SOUTHERN CROSS DC TIE | 2020 | 9 | 3 | 14 | 0 | 0 | 0 | 0
SOUTHERN CROSS DC TIE | 2020 | 9 | 3 | 15 | 0 | 0 | 0 | 0
SOUTHERN CROSS DC TIE | 2020 | 9 | 3 | 16 | 0 | 0 | 0 | 0
SOUTHERN CROSS DC TIE | 2020 | 9 | 3 | 17 | 0 | 0 | 0 | 0
SOUTHERN CROSS DC TIE | 2020 | 9 | 3 | 18 | 0 | 0 | 0 | 0
SOUTHERN CROSS DC TIE | 2020 | 9 | 3 | 19 | 0 | 0 | 0 | 0
SOUTHERN CROSS DC TIE | 2020 | 9 | 3 | 20 | 21.5 | 0 | 233 | 0
SOUTHERN CROSS DC TIE | 2020 | 9 | 3 | 21 | 0 | 0 | 0 | 0
SOUTHERN CROSS DC TIE | 2020 | 9 | 3 | 22 | 106.3 | 0.2 | 1155 | 0
SOUTHERN CROSS DC TIE | 2020 | 9 | 3 | 23 | 0 | 0 | 0 | 0
SOUTHERN CROSS DC TIE | 2020 | 9 | 3 | 24 | 0 | 0 | 0 | 0
SOUTHERN CROSS DC TIE | 2020 | 9 | 4 | 1 | 0 | 0 | 0 | 0
SOUTHERN CROSS DC TIE | 2020 | 9 | 4 | 2 | 0 | 0 | 0 | 0
SOUTHERN CROSS DC TIE | 2020 | 9 | 4 | 3 | 0 | 0 | 0 | 0
SOUTHERN CROSS DC TIE | 2020 | 9 | 4 | 4 | 0 | 0 | 0 | 0
SOUTHERN CROSS DC TIE | 2020 | 9 | 4 | 5 | 0 | 0 | 0 | 0
SOUTHERN CROSS DC TIE | 2020 | 9 | 4 | 6 | 91.6 | 0.2 | 996 | 0
SOUTHERN CROSS DC TIE | 2020 | 9 | 4 | 7 | 261.6 | 1.4 | 2843 | 0
SOUTHERN CROSS DC TIE | 2020 | 9 | 4 | 8 | 486.4 | 4.7 | 5287 | 0
SOUTHERN CROSS DC TIE | 2020 | 9 | 4 | 9 | 449.3 | 4.1 | 4884 | 0
SOUTHERN CROSS DC TIE | 2020 | 9 | 4 | 10 | 278.9 | 1.6 | 3031 | 0
SOUTHERN CROSS DC TIE | 2020 | 9 | 4 | 11 | 395.4 | 3.2 | 4297 | 0
SOUTHERN CROSS DC TIE | 2020 | 9 | 4 | 12 | 271 | 1.4 | 2945 | 0
SOUTHERN CROSS DC TIE | 2020 | 9 | 4 | 13 | 0 | 0 | 0 | 0
SOUTHERN CROSS DC TIE | 2020 | 9 | 4 | 14 | 0 | 0 | 0 | 0
SOUTHERN CROSS DC TIE | 2020 | 9 | 4 | 15 | 0 | 0 | 0 | 0
SOUTHERN CROSS DC TIE | 2020 | 9 | 4 | 16 | 0 | 0 | 0 | 0
SOUTHERN CROSS DC TIE | 2020 | 9 | 4 | 17 | 0 | 0 | 0 | 0
SOUTHERN CROSS DC TIE | 2020 | 9 | 4 | 18 | 0 | 0 | 0 | 0
SOUTHERN CROSS DC TIE | 2020 | 9 | 4 | 19 | 0 | 0 | 0 | 0
SOUTHERN CROSS DC TIE | 2020 | 9 | 4 | 20 | 0 | 0 | 0 | 0
SOUTHERN CROSS DC TIE | 2020 | 9 | 4 | 21 | 0 | 0 | 0 | 0
SOUTHERN CROSS DC TIE | 2020 | 9 | 4 | 22 | 0 | 0 | 0 | 0
SOUTHERN CROSS DC TIE | 2020 | 9 | 4 | 23 | 0 | 0 | 0 | 0
SOUTHERN CROSS DC TIE | 2020 | 9 | 4 | 24 | 0 | 0 | 0 | 0
SOUTHERN CROSS DC TIE | 2020 | 9 | 5 | 1 | 0 | 0 | 0 | 0
SOUTHERN CROSS DC TIE | 2020 | 9 | 5 | 2 | 0 | 0 | 0 | 0
SOUTHERN CROSS DC TIE | 2020 | 9 | 5 | 3 | 0 | 0 | 0 | 0
SOUTHERN CROSS DC TIE | 2020 | 9 | 5 | 4 | 0 | 0 | 0 | 0
SOUTHERN CROSS DC TIE | 2020 | 9 | 5 | 5 | 0 | 0 | 0 | 0
SOUTHERN CROSS DC TIE | 2020 | 9 | 5 | 6 | 0 | 0 | 0 | 0
SOUTHERN CROSS DC TIE | 2020 | 9 | 5 | 7 | 0 | 0 | 0 | 0
SOUTHERN CROSS DC TIE | 2020 | 9 | 5 | 8 | 0 | 0 | 0 | 0
SOUTHERN CROSS DC TIE | 2020 | 9 | 5 | 9 | 0 | 0 | 0 | 0
SOUTHERN CROSS DC TIE | 2020 | 9 | 5 | 10 | 0 | 0 | 0 | 0
SOUTHERN CROSS DC TIE | 2020 | 9 | 5 | 11 | 0 | 0 | 0 | 0
SOUTHERN CROSS DC TIE | 2020 | 9 | 5 | 12 | 18.3 | 0 | 198 | 0
SOUTHERN CROSS DC TIE | 2020 | 9 | 5 | 13 | 0 | 0 | 0 | 0
SOUTHERN CROSS DC TIE | 2020 | 9 | 5 | 14 | 0 | 0 | 0 | 0
SOUTHERN CROSS DC TIE | 2020 | 9 | 5 | 15 | 0 | 0 | 0 | 0
SOUTHERN CROSS DC TIE | 2020 | 9 | 5 | 16 | 0 | 0 | 0 | 10.6
SOUTHERN CROSS DC TIE | 2020 | 9 | 5 | 17 | 0 | 0 | 0 | 0
SOUTHERN CROSS DC TIE | 2020 | 9 | 5 | 18 | 0 | 0 | 0 | 0
SOUTHERN CROSS DC TIE | 2020 | 9 | 5 | 19 | 0 | 0 | 0 | 0
SOUTHERN CROSS DC TIE | 2020 | 9 | 5 | 20 | 0 | 0 | 0 | 0
SOUTHERN CROSS DC TIE | 2020 | 9 | 5 | 21 | 0 | 0 | 0 | 0
SOUTHERN CROSS DC TIE | 2020 | 9 | 5 | 22 | 0 | 0 | 0 | 0
SOUTHERN CROSS DC TIE | 2020 | 9 | 5 | 23 | 0 | 0 | 0 | 0
SOUTHERN CROSS DC TIE | 2020 | 9 | 5 | 24 | 0 | 0 | 0 | 0
SOUTHERN CROSS DC TIE | 2020 | 9 | 6 | 1 | 0 | 0 | 0 | 0
SOUTHERN CROSS DC TIE | 2020 | 9 | 6 | 2 | 0 | 0 | 0 | 0
SOUTHERN CROSS DC TIE | 2020 | 9 | 6 | 3 | 0 | 0 | 0 | 0
SOUTHERN CROSS DC TIE | 2020 | 9 | 6 | 4 | 0 | 0 | 0 | 0
SOUTHERN CROSS DC TIE | 2020 | 9 | 6 | 5 | 0 | 0 | 0 | 0
SOUTHERN CROSS DC TIE | 2020 | 9 | 6 | 6 | 0 | 0 | 0 | 0
SOUTHERN CROSS DC TIE | 2020 | 9 | 6 | 7 | 0 | 0 | 0 | 0
SOUTHERN CROSS DC TIE | 2020 | 9 | 6 | 8 | 0 | 0 | 0 | 0
SOUTHERN CROSS DC TIE | 2020 | 9 | 6 | 9 | 0 | 0 | 0 | 0
SOUTHERN CROSS DC TIE | 2020 | 9 | 6 | 10 | 0 | 0 | 0 | 0
SOUTHERN CROSS DC TIE | 2020 | 9 | 6 | 11 | 0 | 0 | 0 | 0
SOUTHERN CROSS DC TIE | 2020 | 9 | 6 | 12 | 0 | 0 | 0 | 0
SOUTHERN CROSS DC TIE | 2020 | 9 | 6 | 13 | 0 | 0 | 0 | 0
SOUTHERN CROSS DC TIE | 2020 | 9 | 6 | 14 | 0 | 0 | 0 | 0
SOUTHERN CROSS DC TIE | 2020 | 9 | 6 | 15 | 0 | 0 | 0 | 0
SOUTHERN CROSS DC TIE | 2020 | 9 | 6 | 16 | 0 | 0 | 0 | 313.6
SOUTHERN CROSS DC TIE | 2020 | 9 | 6 | 17 | 0 | 0 | 0 | 560.8
SOUTHERN CROSS DC TIE | 2020 | 9 | 6 | 18 | 0 | 0 | 0 | 539.7
SOUTHERN CROSS DC TIE | 2020 | 9 | 6 | 19 | 0 | 0 | 0 | 0
SOUTHERN CROSS DC TIE | 2020 | 9 | 6 | 20 | 0 | 0 | 0 | 0
SOUTHERN CROSS DC TIE | 2020 | 9 | 6 | 21 | 0 | 0 | 0 | 0
SOUTHERN CROSS DC TIE | 2020 | 9 | 6 | 22 | 0 | 0 | 0 | 0
SOUTHERN CROSS DC TIE | 2020 | 9 | 6 | 23 | 156.3 | 0.5 | 1698 | 0
SOUTHERN CROSS DC TIE | 2020 | 9 | 6 | 24 | 0 | 0 | 0 | 0
SOUTHERN CROSS DC TIE | 2020 | 9 | 7 | 1 | 0 | 0 | 0 | 0
SOUTHERN CROSS DC TIE | 2020 | 9 | 7 | 2 | 32.6 | 0 | 354 | 0
SOUTHERN CROSS DC TIE | 2020 | 9 | 7 | 3 | 29.4 | 0 | 319 | 0
SOUTHERN CROSS DC TIE | 2020 | 9 | 7 | 4 | 0 | 0 | 0 | 0
SOUTHERN CROSS DC TIE | 2020 | 9 | 7 | 5 | 45 | 0 | 488 | 0
SOUTHERN CROSS DC TIE | 2020 | 9 | 7 | 6 | 275.1 | 1.3 | 2990 | 0
SOUTHERN CROSS DC TIE | 2020 | 9 | 7 | 7 | 937.7 | 21.4 | 10192 | 0
SOUTHERN CROSS DC TIE | 2020 | 9 | 7 | 8 | 884.1 | 14.2 | 9609 | 0
SOUTHERN CROSS DC TIE | 2020 | 9 | 7 | 9 | 673.2 | 10.3 | 7318 | 0
SOUTHERN CROSS DC TIE | 2020 | 9 | 7 | 10 | 539.1 | 5.9 | 5859 | 0
SOUTHERN CROSS DC TIE | 2020 | 9 | 7 | 11 | 305.6 | 2 | 3321 | 0
SOUTHERN CROSS DC TIE | 2020 | 9 | 7 | 12 | 360.3 | 2.6 | 3916 | 0
SOUTHERN CROSS DC TIE | 2020 | 9 | 7 | 13 | 0 | 0 | 0 | 0
SOUTHERN CROSS DC TIE | 2020 | 9 | 7 | 14 | 0 | 0 | 0 | 0
SOUTHERN CROSS DC TIE | 2020 | 9 | 7 | 15 | 0 | 0 | 0 | 0
SOUTHERN CROSS DC TIE | 2020 | 9 | 7 | 16 | 0 | 0 | 0 | 0
SOUTHERN CROSS DC TIE | 2020 | 9 | 7 | 17 | 0 | 0 | 0 | 0
SOUTHERN CROSS DC TIE | 2020 | 9 | 7 | 18 | 0 | 0 | 0 | 0
SOUTHERN CROSS DC TIE | 2020 | 9 | 7 | 19 | 0 | 0 | 0 | 0
SOUTHERN CROSS DC TIE | 2020 | 9 | 7 | 20 | 0 | 0 | 0 | 0
SOUTHERN CROSS DC TIE | 2020 | 9 | 7 | 21 | 0 | 0 | 0 | 0
SOUTHERN CROSS DC TIE | 2020 | 9 | 7 | 22 | 172.6 | 0.7 | 1876 | 0
SOUTHERN CROSS DC TIE | 2020 | 9 | 7 | 23 | 404.3 | 2.9 | 4394 | 0
SOUTHERN CROSS DC TIE | 2020 | 9 | 7 | 24 | 380.2 | 2.7 | 4133 | 0
SOUTHERN CROSS DC TIE | 2020 | 9 | 8 | 1 | 0 | 0 | 0 | 0
SOUTHERN CROSS DC TIE | 2020 | 9 | 8 | 2 | 204.1 | 1 | 2218 | 0
SOUTHERN CROSS DC TIE | 2020 | 9 | 8 | 3 | 0 | 0 | 0 | 0
SOUTHERN CROSS DC TIE | 2020 | 9 | 8 | 4 | 0 | 0 | 0 | 0
SOUTHERN CROSS DC TIE | 2020 | 9 | 8 | 5 | 72.1 | 0.1 | 784 | 0
SOUTHERN CROSS DC TIE | 2020 | 9 | 8 | 6 | 462.5 | 7.1 | 5027 | 0
SOUTHERN CROSS DC TIE | 2020 | 9 | 8 | 7 | 692.2 | 6.2 | 7524 | 0
SOUTHERN CROSS DC TIE | 2020 | 9 | 8 | 8 | 1046.9 | 27.9 | 11379 | 0
SOUTHERN CROSS DC TIE | 2020 | 9 | 8 | 9 | 983.7 | 16.2 | 10692 | 0
SOUTHERN CROSS DC TIE | 2020 | 9 | 8 | 10 | 941.1 | 17.6 | 10229 | 0
SOUTHERN CROSS DC TIE | 2020 | 9 | 8 | 11 | 353.8 | 2.8 | 3845 | 0
SOUTHERN CROSS DC TIE | 2020 | 9 | 8 | 12 | 320.1 | 2 | 3479 | 0
SOUTHERN CROSS DC TIE | 2020 | 9 | 8 | 13 | 185.6 | 0.7 | 2016 | 0
SOUTHERN CROSS DC TIE | 2020 | 9 | 8 | 14 | 166.7 | 0.5 | 1811 | 0
SOUTHERN CROSS DC TIE | 2020 | 9 | 8 | 15 | 0 | 0 | 0 | 0
SOUTHERN CROSS DC TIE | 2020 | 9 | 8 | 16 | 0 | 0 | 0 | 0
SOUTHERN CROSS DC TIE | 2020 | 9 | 8 | 17 | 0 | 0 | 0 | 0
SOUTHERN CROSS DC TIE | 2020 | 9 | 8 | 18 | 0 | 0 | 0 | 0
SOUTHERN CROSS DC TIE | 2020 | 9 | 8 | 19 | 440.5 | 4.3 | 4788 | 0
SOUTHERN CROSS DC TIE | 2020 | 9 | 8 | 20 | 594.5 | 7 | 6461 | 0
SOUTHERN CROSS DC TIE | 2020 | 9 | 8 | 21 | 702.7 | 9.7 | 7638 | 0
SOUTHERN CROSS DC TIE | 2020 | 9 | 8 | 22 | 299.8 | 1.8 | 3259 | 0
SOUTHERN CROSS DC TIE | 2020 | 9 | 8 | 23 | 408.1 | 2.6 | 4435 | 0
SOUTHERN CROSS DC TIE | 2020 | 9 | 8 | 24 | 186.7 | 0.7 | 2029 | 0
SOUTHERN CROSS DC TIE | 2020 | 9 | 9 | 1 | 15 | 0 | 162 | 0
SOUTHERN CROSS DC TIE | 2020 | 9 | 9 | 2 | 445.1 | 5.3 | 4838 | 0
SOUTHERN CROSS DC TIE | 2020 | 9 | 9 | 3 | 0 | 0 | 0 | 0
SOUTHERN CROSS DC TIE | 2020 | 9 | 9 | 4 | 0 | 0 | 0 | 0
SOUTHERN CROSS DC TIE | 2020 | 9 | 9 | 5 | 57.5 | 0.1 | 625 | 0
SOUTHERN CROSS DC TIE | 2020 | 9 | 9 | 6 | 361.2 | 3.7 | 3925 | 0
SOUTHERN CROSS DC TIE | 2020 | 9 | 9 | 7 | 771 | 10.1 | 8380 | 0
SOUTHERN CROSS DC TIE | 2020 | 9 | 9 | 8 | 559.2 | 6.7 | 6078 | 0
SOUTHERN CROSS DC TIE | 2020 | 9 | 9 | 9 | 330 | 1.9 | 3587 | 0
SOUTHERN CROSS DC TIE | 2020 | 9 | 9 | 10 | 475.8 | 4.7 | 5172 | 0
SOUTHERN CROSS DC TIE | 2020 | 9 | 9 | 11 | 582.9 | 7.2 | 6335 | 0
SOUTHERN CROSS DC TIE | 2020 | 9 | 9 | 12 | 789 | 13.1 | 8576 | 0
SOUTHERN CROSS DC TIE | 2020 | 9 | 9 | 13 | 821.4 | 13 | 8928 | 0
SOUTHERN CROSS DC TIE | 2020 | 9 | 9 | 14 | 606.3 | 7.1 | 6590 | 0
SOUTHERN CROSS DC TIE | 2020 | 9 | 9 | 15 | 572.6 | 6.2 | 6223 | 0
SOUTHERN CROSS DC TIE | 2020 | 9 | 9 | 16 | 363.4 | 2.8 | 3949 | 0
SOUTHERN CROSS DC TIE | 2020 | 9 | 9 | 17 | 591.7 | 6.5 | 6431 | 0
SOUTHERN CROSS DC TIE | 2020 | 9 | 9 | 18 | 69.3 | 0.1 | 753 | 0
SOUTHERN CROSS DC TIE | 2020 | 9 | 9 | 19 | 112.5 | 0.3 | 1222 | 0
SOUTHERN CROSS DC TIE | 2020 | 9 | 9 | 20 | 156.7 | 0.5 | 1703 | 0
SOUTHERN CROSS DC TIE | 2020 | 9 | 9 | 21 | 236.6 | 1.4 | 2571 | 0
SOUTHERN CROSS DC TIE | 2020 | 9 | 9 | 22 | 526.7 | 4 | 5725 | 0
SOUTHERN CROSS DC TIE | 2020 | 9 | 9 | 23 | 0 | 0 | 0 | 0
SOUTHERN CROSS DC TIE | 2020 | 9 | 9 | 24 | 0 | 0 | 0 | 0
SOUTHERN CROSS DC TIE | 2020 | 9 | 10 | 1 | 0 | 0 | 0 | 0
SOUTHERN CROSS DC TIE | 2020 | 9 | 10 | 2 | 0 | 0 | 0 | 0
SOUTHERN CROSS DC TIE | 2020 | 9 | 10 | 3 | 0 | 0 | 0 | 0
SOUTHERN CROSS DC TIE | 2020 | 9 | 10 | 4 | 0 | 0 | 0 | 0
SOUTHERN CROSS DC TIE | 2020 | 9 | 10 | 5 | 0 | 0 | 0 | 0
SOUTHERN CROSS DC TIE | 2020 | 9 | 10 | 6 | 310.7 | 1.7 | 3377 | 0
SOUTHERN CROSS DC TIE | 2020 | 9 | 10 | 7 | 538.4 | 7.7 | 5851 | 0
SOUTHERN CROSS DC TIE | 2020 | 9 | 10 | 8 | 210.4 | 1 | 2286 | 0
SOUTHERN CROSS DC TIE | 2020 | 9 | 10 | 9 | 41.6 | 0 | 451 | 0
SOUTHERN CROSS DC TIE | 2020 | 9 | 10 | 10 | 298.6 | 1.9 | 3245 | 0
SOUTHERN CROSS DC TIE | 2020 | 9 | 10 | 11 | 462 | 4.1 | 5021 | 0
SOUTHERN CROSS DC TIE | 2020 | 9 | 10 | 12 | 601.7 | 7.1 | 6540 | 0
SOUTHERN CROSS DC TIE | 2020 | 9 | 10 | 13 | 523.3 | 5.2 | 5688 | 0
SOUTHERN CROSS DC TIE | 2020 | 9 | 10 | 14 | 192.4 | 0.7 | 2091 | 0
SOUTHERN CROSS DC TIE | 2020 | 9 | 10 | 15 | 0 | 0 | 0 | 0
SOUTHERN CROSS DC TIE | 2020 | 9 | 10 | 16 | 0 | 0 | 0 | 0
SOUTHERN CROSS DC TIE | 2020 | 9 | 10 | 17 | 0 | 0 | 0 | 0
SOUTHERN CROSS DC TIE | 2020 | 9 | 10 | 18 | 36.3 | 0 | 394 | 0
SOUTHERN CROSS DC TIE | 2020 | 9 | 10 | 19 | 0 | 0 | 0 | 0
SOUTHERN CROSS DC TIE | 2020 | 9 | 10 | 20 | 0 | 0 | 0 | 0
SOUTHERN CROSS DC TIE | 2020 | 9 | 10 | 21 | 0 | 0 | 0 | 0
SOUTHERN CROSS DC TIE | 2020 | 9 | 10 | 22 | 60.1 | 0.1 | 652 | 0
SOUTHERN CROSS DC TIE | 2020 | 9 | 10 | 23 | 0 | 0 | 0 | 0
SOUTHERN CROSS DC TIE | 2020 | 9 | 10 | 24 | 0 | 0 | 0 | 0
SOUTHERN CROSS DC TIE | 2020 | 9 | 11 | 1 | 0 | 0 | 0 | 0
SOUTHERN CROSS DC TIE | 2020 | 9 | 11 | 2 | 0 | 0 | 0 | 0
SOUTHERN CROSS DC TIE | 2020 | 9 | 11 | 3 | 383.7 | 2.1 | 4171 | 0
SOUTHERN CROSS DC TIE | 2020 | 9 | 11 | 4 | 246.8 | 1.4 | 2682 | 0
SOUTHERN CROSS DC TIE | 2020 | 9 | 11 | 5 | 413.6 | 2.9 | 4496 | 0
SOUTHERN CROSS DC TIE | 2020 | 9 | 11 | 6 | 0 | 0 | 0 | 0
SOUTHERN CROSS DC TIE | 2020 | 9 | 11 | 7 | 127.1 | 0.3 | 1381 | 0
SOUTHERN CROSS DC TIE | 2020 | 9 | 11 | 8 | 160.2 | 0.6 | 1741 | 0
SOUTHERN CROSS DC TIE | 2020 | 9 | 11 | 9 | 192.1 | 0.8 | 2088 | 0
SOUTHERN CROSS DC TIE | 2020 | 9 | 11 | 10 | 228.6 | 1.1 | 2484 | 0
SOUTHERN CROSS DC TIE | 2020 | 9 | 11 | 11 | 0 | 0 | 0 | 0
SOUTHERN CROSS DC TIE | 2020 | 9 | 11 | 12 | 0 | 0 | 0 | 0
SOUTHERN CROSS DC TIE | 2020 | 9 | 11 | 13 | 0 | 0 | 0 | 0
SOUTHERN CROSS DC TIE | 2020 | 9 | 11 | 14 | 0 | 0 | 0 | 0
SOUTHERN CROSS DC TIE | 2020 | 9 | 11 | 15 | 0 | 0 | 0 | 0
SOUTHERN CROSS DC TIE | 2020 | 9 | 11 | 16 | 0 | 0 | 0 | 0
SOUTHERN CROSS DC TIE | 2020 | 9 | 11 | 17 | 0 | 0 | 0 | 0
SOUTHERN CROSS DC TIE | 2020 | 9 | 11 | 18 | 0 | 0 | 0 | 0
SOUTHERN CROSS DC TIE | 2020 | 9 | 11 | 19 | 12.1 | 0 | 131 | 0
SOUTHERN CROSS DC TIE | 2020 | 9 | 11 | 20 | 0 | 0 | 0 | 0
SOUTHERN CROSS DC TIE | 2020 | 9 | 11 | 21 | 98.5 | 0.2 | 1070 | 0
SOUTHERN CROSS DC TIE | 2020 | 9 | 11 | 22 | 866.9 | 13.3 | 9423 | 0
SOUTHERN CROSS DC TIE | 2020 | 9 | 11 | 23 | 0 | 0 | 0 | 0
SOUTHERN CROSS DC TIE | 2020 | 9 | 11 | 24 | 258 | 1.2 | 2804 | 0
SOUTHERN CROSS DC TIE | 2020 | 9 | 12 | 1 | 56.6 | 0 | 614 | 0
SOUTHERN CROSS DC TIE | 2020 | 9 | 12 | 2 | 108.4 | 0.3 | 1177 | 0
SOUTHERN CROSS DC TIE | 2020 | 9 | 12 | 3 | 440.5 | 2.9 | 4787 | 0
SOUTHERN CROSS DC TIE | 2020 | 9 | 12 | 4 | 0 | 0 | 0 | 0
SOUTHERN CROSS DC TIE | 2020 | 9 | 12 | 5 | 0 | 0 | 0 | 0
SOUTHERN CROSS DC TIE | 2020 | 9 | 12 | 6 | 0 | 0 | 0 | 0
SOUTHERN CROSS DC TIE | 2020 | 9 | 12 | 7 | 0 | 0 | 0 | 0
SOUTHERN CROSS DC TIE | 2020 | 9 | 12 | 8 | 123.7 | 0.3 | 1344 | 0
SOUTHERN CROSS DC TIE | 2020 | 9 | 12 | 9 | 225.3 | 1 | 2449 | 0
SOUTHERN CROSS DC TIE | 2020 | 9 | 12 | 10 | 1019 | 21.8 | 11076 | 0
SOUTHERN CROSS DC TIE | 2020 | 9 | 12 | 11 | 588.6 | 6.6 | 6398 | 0
SOUTHERN CROSS DC TIE | 2020 | 9 | 12 | 12 | 593.5 | 7.3 | 6451 | 0
SOUTHERN CROSS DC TIE | 2020 | 9 | 12 | 13 | 213.3 | 0.9 | 2318 | 0
SOUTHERN CROSS DC TIE | 2020 | 9 | 12 | 14 | 0 | 0 | 0 | 0
SOUTHERN CROSS DC TIE | 2020 | 9 | 12 | 15 | 0 | 0 | 0 | 0
SOUTHERN CROSS DC TIE | 2020 | 9 | 12 | 16 | 0 | 0 | 0 | 0
SOUTHERN CROSS DC TIE | 2020 | 9 | 12 | 17 | 0 | 0 | 0 | 0
SOUTHERN CROSS DC TIE | 2020 | 9 | 12 | 18 | 241.7 | 1.2 | 2627 | 0
SOUTHERN CROSS DC TIE | 2020 | 9 | 12 | 19 | 13.4 | 0 | 146 | 0
SOUTHERN CROSS DC TIE | 2020 | 9 | 12 | 20 | 253.7 | 1.2 | 2757 | 0
SOUTHERN CROSS DC TIE | 2020 | 9 | 12 | 21 | 200 | 0.8 | 2173 | 0
SOUTHERN CROSS DC TIE | 2020 | 9 | 12 | 22 | 367.7 | 2.6 | 3996 | 0
SOUTHERN CROSS DC TIE | 2020 | 9 | 12 | 23 | 426.2 | 3.3 | 4632 | 0
SOUTHERN CROSS DC TIE | 2020 | 9 | 12 | 24 | 481 | 4.1 | 5228 | 0
SOUTHERN CROSS DC TIE | 2020 | 9 | 13 | 1 | 0 | 0 | 0 | 0
SOUTHERN CROSS DC TIE | 2020 | 9 | 13 | 2 | 0 | 0 | 0 | 0
SOUTHERN CROSS DC TIE | 2020 | 9 | 13 | 3 | 339.7 | 1.7 | 3692 | 0
SOUTHERN CROSS DC TIE | 2020 | 9 | 13 | 4 | 219.6 | 1 | 2386 | 0
SOUTHERN CROSS DC TIE | 2020 | 9 | 13 | 5 | 206.8 | 0.8 | 2247 | 0
SOUTHERN CROSS DC TIE | 2020 | 9 | 13 | 6 | 0 | 0 | 0 | 0
SOUTHERN CROSS DC TIE | 2020 | 9 | 13 | 7 | 210.5 | 0.9 | 2288 | 0
SOUTHERN CROSS DC TIE | 2020 | 9 | 13 | 8 | 0 | 0 | 0 | 0
SOUTHERN CROSS DC TIE | 2020 | 9 | 13 | 9 | 338.9 | 2.1 | 3683 | 0
SOUTHERN CROSS DC TIE | 2020 | 9 | 13 | 10 | 1072.4 | 22.8 | 11656 | 0
SOUTHERN CROSS DC TIE | 2020 | 9 | 13 | 11 | 868.9 | 14.5 | 9444 | 0
SOUTHERN CROSS DC TIE | 2020 | 9 | 13 | 12 | 445.7 | 4.1 | 4844 | 0
SOUTHERN CROSS DC TIE | 2020 | 9 | 13 | 13 | 413.2 | 3.5 | 4491 | 0
SOUTHERN CROSS DC TIE | 2020 | 9 | 13 | 14 | 624.2 | 7.7 | 6784 | 0
SOUTHERN CROSS DC TIE | 2020 | 9 | 13 | 15 | 265.9 | 1.4 | 2889 | 0
SOUTHERN CROSS DC TIE | 2020 | 9 | 13 | 16 | 0 | 0 | 0 | 0
SOUTHERN CROSS DC TIE | 2020 | 9 | 13 | 17 | 0 | 0 | 0 | 0
SOUTHERN CROSS DC TIE | 2020 | 9 | 13 | 18 | 0 | 0 | 0 | 0
SOUTHERN CROSS DC TIE | 2020 | 9 | 13 | 19 | 769.5 | 10.7 | 8364 | 0
SOUTHERN CROSS DC TIE | 2020 | 9 | 13 | 20 | 811.9 | 13 | 8825 | 0
SOUTHERN CROSS DC TIE | 2020 | 9 | 13 | 21 | 608.8 | 8.8 | 6617 | 0
SOUTHERN CROSS DC TIE | 2020 | 9 | 13 | 22 | 878.2 | 12.6 | 9545 | 0
SOUTHERN CROSS DC TIE | 2020 | 9 | 13 | 23 | 741.9 | 11.6 | 8064 | 0
SOUTHERN CROSS DC TIE | 2020 | 9 | 13 | 24 | 501.6 | 5 | 5452 | 0
SOUTHERN CROSS DC TIE | 2020 | 9 | 14 | 1 | 367.3 | 0 | 3992 | 0
SOUTHERN CROSS DC TIE | 2020 | 9 | 14 | 2 | 374.4 | 2.6 | 4069 | 0
SOUTHERN CROSS DC TIE | 2020 | 9 | 14 | 3 | 315 | 2.2 | 3423 | 0
SOUTHERN CROSS DC TIE | 2020 | 9 | 14 | 4 | 319.8 | 1.8 | 3476 | 0
SOUTHERN CROSS DC TIE | 2020 | 9 | 14 | 5 | 606 | 8 | 6587 | 0
SOUTHERN CROSS DC TIE | 2020 | 9 | 14 | 6 | 634.3 | 7.5 | 6895 | 0
SOUTHERN CROSS DC TIE | 2020 | 9 | 14 | 7 | 1389.4 | 35.2 | 15102 | 0
SOUTHERN CROSS DC TIE | 2020 | 9 | 14 | 8 | 1581 | 44.9 | 17185 | 0
SOUTHERN CROSS DC TIE | 2020 | 9 | 14 | 9 | 1062.3 | 24.5 | 11547 | 0
SOUTHERN CROSS DC TIE | 2020 | 9 | 14 | 10 | 1205.1 | 28.6 | 13099 | 0
SOUTHERN CROSS DC TIE | 2020 | 9 | 14 | 11 | 1094 | 21.2 | 11891 | 0
SOUTHERN CROSS DC TIE | 2020 | 9 | 14 | 12 | 954.1 | 24.6 | 10371 | 0
SOUTHERN CROSS DC TIE | 2020 | 9 | 14 | 13 | 1091.8 | 17.1 | 11868 | 0
SOUTHERN CROSS DC TIE | 2020 | 9 | 14 | 14 | 907.2 | 15.2 | 9861 | 0
SOUTHERN CROSS DC TIE | 2020 | 9 | 14 | 15 | 462.5 | 4.3 | 5027 | 0
SOUTHERN CROSS DC TIE | 2020 | 9 | 14 | 16 | 400.5 | 3.1 | 4353 | 0
SOUTHERN CROSS DC TIE | 2020 | 9 | 14 | 17 | 153.8 | 0.5 | 1672 | 0
SOUTHERN CROSS DC TIE | 2020 | 9 | 14 | 18 | 104 | 0.2 | 1130 | 0
SOUTHERN CROSS DC TIE | 2020 | 9 | 14 | 19 | 74.7 | 0.1 | 812 | 0
SOUTHERN CROSS DC TIE | 2020 | 9 | 14 | 20 | 148.4 | 0.4 | 1613 | 0
SOUTHERN CROSS DC TIE | 2020 | 9 | 14 | 21 | 0 | 0 | 0 | 0
SOUTHERN CROSS DC TIE | 2020 | 9 | 14 | 22 | 815 | 12.5 | 8859 | 0
SOUTHERN CROSS DC TIE | 2020 | 9 | 14 | 23 | 0 | 0 | 0 | 0
SOUTHERN CROSS DC TIE | 2020 | 9 | 14 | 24 | 11.5 | 0 | 125 | 0
SOUTHERN CROSS DC TIE | 2020 | 9 | 15 | 1 | 139.5 | 0 | 1516 | 0
SOUTHERN CROSS DC TIE | 2020 | 9 | 15 | 2 | 4.3 | 0 | 47 | 0
SOUTHERN CROSS DC TIE | 2020 | 9 | 15 | 3 | 0 | 0 | 0 | 0
SOUTHERN CROSS DC TIE | 2020 | 9 | 15 | 4 | 0 | 0 | 0 | 0
SOUTHERN CROSS DC TIE | 2020 | 9 | 15 | 5 | 0 | 0 | 0 | 0
SOUTHERN CROSS DC TIE | 2020 | 9 | 15 | 6 | 250.3 | 1.2 | 2720 | 0
SOUTHERN CROSS DC TIE | 2020 | 9 | 15 | 7 | 543.6 | 5.9 | 5908 | 0
SOUTHERN CROSS DC TIE | 2020 | 9 | 15 | 8 | 318.1 | 2.1 | 3457 | 0
SOUTHERN CROSS DC TIE | 2020 | 9 | 15 | 9 | 170.7 | 0.6 | 1855 | 0
SOUTHERN CROSS DC TIE | 2020 | 9 | 15 | 10 | 166 | 0.6 | 1804 | 0
SOUTHERN CROSS DC TIE | 2020 | 9 | 15 | 11 | 260.9 | 1.3 | 2836 | 0
SOUTHERN CROSS DC TIE | 2020 | 9 | 15 | 12 | 487.1 | 4.7 | 5295 | 0
SOUTHERN CROSS DC TIE | 2020 | 9 | 15 | 13 | 381.2 | 3.2 | 4143 | 0
SOUTHERN CROSS DC TIE | 2020 | 9 | 15 | 14 | 39.6 | 0 | 430 | 0
SOUTHERN CROSS DC TIE | 2020 | 9 | 15 | 15 | 0 | 0 | 0 | 0
SOUTHERN CROSS DC TIE | 2020 | 9 | 15 | 16 | 0 | 0 | 0 | 0
SOUTHERN CROSS DC TIE | 2020 | 9 | 15 | 17 | 168.7 | 0.6 | 1833 | 0
SOUTHERN CROSS DC TIE | 2020 | 9 | 15 | 18 | 337.4 | 2.1 | 3667 | 0
SOUTHERN CROSS DC TIE | 2020 | 9 | 15 | 19 | 451.1 | 4.1 | 4903 | 0
SOUTHERN CROSS DC TIE | 2020 | 9 | 15 | 20 | 1061.5 | 19.7 | 11538 | 0
SOUTHERN CROSS DC TIE | 2020 | 9 | 15 | 21 | 1116.6 | 24.3 | 12137 | 0
SOUTHERN CROSS DC TIE | 2020 | 9 | 15 | 22 | 1083.2 | 21.8 | 11774 | 0
SOUTHERN CROSS DC TIE | 2020 | 9 | 15 | 23 | 463.2 | 3.4 | 5035 | 0
SOUTHERN CROSS DC TIE | 2020 | 9 | 15 | 24 | 531 | 5.7 | 5771 | 0
SOUTHERN CROSS DC TIE | 2020 | 9 | 16 | 1 | 293.2 | 0 | 3187 | 0
SOUTHERN CROSS DC TIE | 2020 | 9 | 16 | 2 | 215.9 | 1.2 | 2346 | 0
SOUTHERN CROSS DC TIE | 2020 | 9 | 16 | 3 | 725.4 | 9.7 | 7884 | 0
SOUTHERN CROSS DC TIE | 2020 | 9 | 16 | 4 | 712.1 | 9.9 | 7740 | 0
SOUTHERN CROSS DC TIE | 2020 | 9 | 16 | 5 | 694.7 | 9.3 | 7551 | 0
SOUTHERN CROSS DC TIE | 2020 | 9 | 16 | 6 | 738.5 | 10.3 | 8027 | 0
SOUTHERN CROSS DC TIE | 2020 | 9 | 16 | 7 | 846.1 | 14.5 | 9197 | 0
SOUTHERN CROSS DC TIE | 2020 | 9 | 16 | 8 | 898.4 | 16 | 9765 | 0
SOUTHERN CROSS DC TIE | 2020 | 9 | 16 | 9 | 606.4 | 6.2 | 6591 | 0
SOUTHERN CROSS DC TIE | 2020 | 9 | 16 | 10 | 915.8 | 18.5 | 9954 | 0
SOUTHERN CROSS DC TIE | 2020 | 9 | 16 | 11 | 1126.2 | 24.4 | 12242 | 0
SOUTHERN CROSS DC TIE | 2020 | 9 | 16 | 12 | 1009.6 | 18.8 | 10974 | 0
SOUTHERN CROSS DC TIE | 2020 | 9 | 16 | 13 | 752.3 | 11 | 8177 | 0
SOUTHERN CROSS DC TIE | 2020 | 9 | 16 | 14 | 962.5 | 17.8 | 10462 | 0
SOUTHERN CROSS DC TIE | 2020 | 9 | 16 | 15 | 843.2 | 14.1 | 9165 | 0
SOUTHERN CROSS DC TIE | 2020 | 9 | 16 | 16 | 668.5 | 9.1 | 7266 | 0
SOUTHERN CROSS DC TIE | 2020 | 9 | 16 | 17 | 590.2 | 7 | 6415 | 0
SOUTHERN CROSS DC TIE | 2020 | 9 | 16 | 18 | 70.9 | 0.1 | 770 | 0
SOUTHERN CROSS DC TIE | 2020 | 9 | 16 | 19 | 0 | 0 | 0 | 0
SOUTHERN CROSS DC TIE | 2020 | 9 | 16 | 20 | 180.9 | 0.7 | 1966 | 0
SOUTHERN CROSS DC TIE | 2020 | 9 | 16 | 21 | 8.8 | 0 | 95 | 0
SOUTHERN CROSS DC TIE | 2020 | 9 | 16 | 22 | 266.2 | 1.4 | 2894 | 0
SOUTHERN CROSS DC TIE | 2020 | 9 | 16 | 23 | 158.5 | 0.4 | 1722 | 0
SOUTHERN CROSS DC TIE | 2020 | 9 | 16 | 24 | 71.6 | 0.1 | 778 | 0
SOUTHERN CROSS DC TIE | 2020 | 9 | 17 | 1 | 0 | 0 | 0 | 0
SOUTHERN CROSS DC TIE | 2020 | 9 | 17 | 2 | 113.8 | 0.3 | 1237 | 0
SOUTHERN CROSS DC TIE | 2020 | 9 | 17 | 3 | 69.5 | 0.1 | 755 | 0
SOUTHERN CROSS DC TIE | 2020 | 9 | 17 | 4 | 32.6 | 0 | 354 | 0
SOUTHERN CROSS DC TIE | 2020 | 9 | 17 | 5 | 122.1 | 0.2 | 1326 | 0
SOUTHERN CROSS DC TIE | 2020 | 9 | 17 | 6 | 494.5 | 6 | 5375 | 0
SOUTHERN CROSS DC TIE | 2020 | 9 | 17 | 7 | 692.8 | 8.4 | 7530 | 0
SOUTHERN CROSS DC TIE | 2020 | 9 | 17 | 8 | 1088.3 | 25.5 | 11829 | 0
SOUTHERN CROSS DC TIE | 2020 | 9 | 17 | 9 | 746.9 | 13.7 | 8118 | 0
SOUTHERN CROSS DC TIE | 2020 | 9 | 17 | 10 | 900.6 | 13.1 | 9789 | 0
SOUTHERN CROSS DC TIE | 2020 | 9 | 17 | 11 | 946.9 | 18 | 10292 | 0
SOUTHERN CROSS DC TIE | 2020 | 9 | 17 | 12 | 640.4 | 7.7 | 6961 | 0
SOUTHERN CROSS DC TIE | 2020 | 9 | 17 | 13 | 400.9 | 3.1 | 4357 | 0
SOUTHERN CROSS DC TIE | 2020 | 9 | 17 | 14 | 533.1 | 8 | 5794 | 0
SOUTHERN CROSS DC TIE | 2020 | 9 | 17 | 15 | 521.2 | 3.7 | 5665 | 0
SOUTHERN CROSS DC TIE | 2020 | 9 | 17 | 16 | 197.7 | 0.8 | 2149 | 0
SOUTHERN CROSS DC TIE | 2020 | 9 | 17 | 17 | 533.9 | 5.7 | 5803 | 0
SOUTHERN CROSS DC TIE | 2020 | 9 | 17 | 18 | 384.7 | 2.9 | 4182 | 0
SOUTHERN CROSS DC TIE | 2020 | 9 | 17 | 19 | 448.5 | 4 | 4875 | 0
SOUTHERN CROSS DC TIE | 2020 | 9 | 17 | 20 | 605.5 | 7.3 | 6581 | 0
SOUTHERN CROSS DC TIE | 2020 | 9 | 17 | 21 | 557 | 6.1 | 6055 | 0
SOUTHERN CROSS DC TIE | 2020 | 9 | 17 | 22 | 565.2 | 5.6 | 6144 | 0
SOUTHERN CROSS DC TIE | 2020 | 9 | 17 | 23 | 410.2 | 3.3 | 4458 | 0
SOUTHERN CROSS DC TIE | 2020 | 9 | 17 | 24 | 421 | 3.6 | 4576 | 0
SOUTHERN CROSS DC TIE | 2020 | 9 | 18 | 1 | 1303.6 | 0 | 14170 | 0
SOUTHERN CROSS DC TIE | 2020 | 9 | 18 | 2 | 1059.4 | 26.6 | 11515 | 0
SOUTHERN CROSS DC TIE | 2020 | 9 | 18 | 3 | 1893.9 | 55.6 | 20586 | 0
SOUTHERN CROSS DC TIE | 2020 | 9 | 18 | 4 | 1185 | 27.9 | 12880 | 0
SOUTHERN CROSS DC TIE | 2020 | 9 | 18 | 5 | 891.5 | 15.9 | 9690 | 0
SOUTHERN CROSS DC TIE | 2020 | 9 | 18 | 6 | 352.4 | 2.8 | 3830 | 0
SOUTHERN CROSS DC TIE | 2020 | 9 | 18 | 7 | 848.3 | 14.5 | 9221 | 0
SOUTHERN CROSS DC TIE | 2020 | 9 | 18 | 8 | 1016.3 | 19.7 | 11047 | 0
SOUTHERN CROSS DC TIE | 2020 | 9 | 18 | 9 | 608.6 | 7.3 | 6615 | 0
SOUTHERN CROSS DC TIE | 2020 | 9 | 18 | 10 | 554.5 | 6 | 6027 | 0
SOUTHERN CROSS DC TIE | 2020 | 9 | 18 | 11 | 774.1 | 11.1 | 8414 | 0
SOUTHERN CROSS DC TIE | 2020 | 9 | 18 | 12 | 890.2 | 14.7 | 9676 | 0
SOUTHERN CROSS DC TIE | 2020 | 9 | 18 | 13 | 955 | 16.6 | 10380 | 0
SOUTHERN CROSS DC TIE | 2020 | 9 | 18 | 14 | 1085.8 | 23.4 | 11802 | 0
SOUTHERN CROSS DC TIE | 2020 | 9 | 18 | 15 | 854.5 | 14.4 | 9288 | 0
SOUTHERN CROSS DC TIE | 2020 | 9 | 18 | 16 | 707.8 | 10 | 7693 | 0
SOUTHERN CROSS DC TIE | 2020 | 9 | 18 | 17 | 366.2 | 2.6 | 3980 | 0
SOUTHERN CROSS DC TIE | 2020 | 9 | 18 | 18 | 382.5 | 2.8 | 4157 | 0
SOUTHERN CROSS DC TIE | 2020 | 9 | 18 | 19 | 376.7 | 2.8 | 4095 | 0
SOUTHERN CROSS DC TIE | 2020 | 9 | 18 | 20 | 660.4 | 8.8 | 7178 | 0
SOUTHERN CROSS DC TIE | 2020 | 9 | 18 | 21 | 597 | 7.2 | 6489 | 0
SOUTHERN CROSS DC TIE | 2020 | 9 | 18 | 22 | 279 | 1.5 | 3032 | 0
SOUTHERN CROSS DC TIE | 2020 | 9 | 18 | 23 | 63.3 | 0.1 | 687 | 0
SOUTHERN CROSS DC TIE | 2020 | 9 | 18 | 24 | 439.5 | 3.7 | 4777 | 0
SOUTHERN CROSS DC TIE | 2020 | 9 | 19 | 1 | 870.7 | 0 | 9464 | 0
SOUTHERN CROSS DC TIE | 2020 | 9 | 19 | 2 | 675.8 | 8.9 | 7346 | 0
SOUTHERN CROSS DC TIE | 2020 | 9 | 19 | 3 | 625.7 | 8.2 | 6800 | 0
SOUTHERN CROSS DC TIE | 2020 | 9 | 19 | 4 | 597.1 | 6.6 | 6490 | 0
SOUTHERN CROSS DC TIE | 2020 | 9 | 19 | 5 | 373.8 | 2.6 | 4063 | 0
SOUTHERN CROSS DC TIE | 2020 | 9 | 19 | 6 | 0 | 0 | 0 | 0
SOUTHERN CROSS DC TIE | 2020 | 9 | 19 | 7 | 176.4 | 0.7 | 1917 | 0
SOUTHERN CROSS DC TIE | 2020 | 9 | 19 | 8 | 653.6 | 9 | 7104 | 0
SOUTHERN CROSS DC TIE | 2020 | 9 | 19 | 9 | 838 | 14.7 | 9109 | 0
SOUTHERN CROSS DC TIE | 2020 | 9 | 19 | 10 | 618.3 | 8.4 | 6721 | 0
SOUTHERN CROSS DC TIE | 2020 | 9 | 19 | 11 | 254.1 | 1.3 | 2762 | 0
SOUTHERN CROSS DC TIE | 2020 | 9 | 19 | 12 | 186.7 | 0.7 | 2029 | 0
SOUTHERN CROSS DC TIE | 2020 | 9 | 19 | 13 | 139.7 | 0.4 | 1518 | 0
SOUTHERN CROSS DC TIE | 2020 | 9 | 19 | 14 | 0 | 0 | 0 | 0
SOUTHERN CROSS DC TIE | 2020 | 9 | 19 | 15 | 0 | 0 | 0 | 0
SOUTHERN CROSS DC TIE | 2020 | 9 | 19 | 16 | 0 | 0 | 0 | 0
SOUTHERN CROSS DC TIE | 2020 | 9 | 19 | 17 | 0 | 0 | 0 | 0
SOUTHERN CROSS DC TIE | 2020 | 9 | 19 | 18 | 0 | 0 | 0 | 0
SOUTHERN CROSS DC TIE | 2020 | 9 | 19 | 19 | 0 | 0 | 0 | 0
SOUTHERN CROSS DC TIE | 2020 | 9 | 19 | 20 | 367 | 2.5 | 3988 | 0
SOUTHERN CROSS DC TIE | 2020 | 9 | 19 | 21 | 428.5 | 3.6 | 4657 | 0
SOUTHERN CROSS DC TIE | 2020 | 9 | 19 | 22 | 264.9 | 1.4 | 2879 | 0
SOUTHERN CROSS DC TIE | 2020 | 9 | 19 | 23 | 465.9 | 4 | 5063 | 0
SOUTHERN CROSS DC TIE | 2020 | 9 | 19 | 24 | 371.9 | 2.7 | 4042 | 0
SOUTHERN CROSS DC TIE | 2020 | 9 | 20 | 1 | 877.1 | 0 | 9534 | 0
SOUTHERN CROSS DC TIE | 2020 | 9 | 20 | 2 | 1169.1 | 34.1 | 12707 | 0
SOUTHERN CROSS DC TIE | 2020 | 9 | 20 | 3 | 1320.8 | 34.3 | 14356 | 0
SOUTHERN CROSS DC TIE | 2020 | 9 | 20 | 4 | 562 | 5 | 6108 | 0
SOUTHERN CROSS DC TIE | 2020 | 9 | 20 | 5 | 389.6 | 3.2 | 4235 | 0
SOUTHERN CROSS DC TIE | 2020 | 9 | 20 | 6 | 50.2 | 0.1 | 545 | 0
SOUTHERN CROSS DC TIE | 2020 | 9 | 20 | 7 | 54.4 | 0.1 | 591 | 0
SOUTHERN CROSS DC TIE | 2020 | 9 | 20 | 8 | 416.9 | 2.7 | 4531 | 0
SOUTHERN CROSS DC TIE | 2020 | 9 | 20 | 9 | 819.6 | 14.2 | 8908 | 0
SOUTHERN CROSS DC TIE | 2020 | 9 | 20 | 10 | 575.7 | 6.5 | 6257 | 0
SOUTHERN CROSS DC TIE | 2020 | 9 | 20 | 11 | 549.6 | 6 | 5974 | 0
SOUTHERN CROSS DC TIE | 2020 | 9 | 20 | 12 | 506.6 | 4.3 | 5506 | 0
SOUTHERN CROSS DC TIE | 2020 | 9 | 20 | 13 | 151.7 | 0.5 | 1648 | 0
SOUTHERN CROSS DC TIE | 2020 | 9 | 20 | 14 | 0 | 0 | 0 | 0
SOUTHERN CROSS DC TIE | 2020 | 9 | 20 | 15 | 0 | 0 | 0 | 0
SOUTHERN CROSS DC TIE | 2020 | 9 | 20 | 16 | 0 | 0 | 0 | 0
SOUTHERN CROSS DC TIE | 2020 | 9 | 20 | 17 | 0 | 0 | 0 | 0
SOUTHERN CROSS DC TIE | 2020 | 9 | 20 | 18 | 0 | 0 | 0 | 0
SOUTHERN CROSS DC TIE | 2020 | 9 | 20 | 19 | 0 | 0 | 0 | 0
SOUTHERN CROSS DC TIE | 2020 | 9 | 20 | 20 | 199.6 | 0.8 | 2169 | 0
SOUTHERN CROSS DC TIE | 2020 | 9 | 20 | 21 | 78.4 | 0.1 | 852 | 0
SOUTHERN CROSS DC TIE | 2020 | 9 | 20 | 22 | 0 | 0 | 0 | 0
SOUTHERN CROSS DC TIE | 2020 | 9 | 20 | 23 | 201.9 | 0.7 | 2194 | 0
SOUTHERN CROSS DC TIE | 2020 | 9 | 20 | 24 | 276.5 | 1.5 | 3005 | 0
SOUTHERN CROSS DC TIE | 2020 | 9 | 21 | 1 | 341 | 0 | 3706 | 0
SOUTHERN CROSS DC TIE | 2020 | 9 | 21 | 2 | 554.1 | 7.7 | 6022 | 0
SOUTHERN CROSS DC TIE | 2020 | 9 | 21 | 3 | 1054.7 | 19.8 | 11464 | 0
SOUTHERN CROSS DC TIE | 2020 | 9 | 21 | 4 | 631.8 | 7.3 | 6867 | 0
SOUTHERN CROSS DC TIE | 2020 | 9 | 21 | 5 | 761 | 11.7 | 8272 | 0
SOUTHERN CROSS DC TIE | 2020 | 9 | 21 | 6 | 556 | 6.2 | 6043 | 0
SOUTHERN CROSS DC TIE | 2020 | 9 | 21 | 7 | 776.9 | 10.8 | 8444 | 0
SOUTHERN CROSS DC TIE | 2020 | 9 | 21 | 8 | 1024.5 | 21.4 | 11136 | 0
SOUTHERN CROSS DC TIE | 2020 | 9 | 21 | 9 | 859.7 | 14 | 9344 | 0
SOUTHERN CROSS DC TIE | 2020 | 9 | 21 | 10 | 999 | 18.3 | 10859 | 0
SOUTHERN CROSS DC TIE | 2020 | 9 | 21 | 11 | 892.3 | 17.8 | 9699 | 0
SOUTHERN CROSS DC TIE | 2020 | 9 | 21 | 12 | 1070.6 | 23.6 | 11636 | 0
SOUTHERN CROSS DC TIE | 2020 | 9 | 21 | 13 | 1168.3 | 19.8 | 12699 | 0
SOUTHERN CROSS DC TIE | 2020 | 9 | 21 | 14 | 295.6 | 2 | 3213 | 0
SOUTHERN CROSS DC TIE | 2020 | 9 | 21 | 15 | 0 | 0 | 0 | 0
SOUTHERN CROSS DC TIE | 2020 | 9 | 21 | 16 | 0 | 0 | 0 | 0
SOUTHERN CROSS DC TIE | 2020 | 9 | 21 | 17 | 0 | 0 | 0 | 0
SOUTHERN CROSS DC TIE | 2020 | 9 | 21 | 18 | 0 | 0 | 0 | 0
SOUTHERN CROSS DC TIE | 2020 | 9 | 21 | 19 | 0 | 0 | 0 | 0
SOUTHERN CROSS DC TIE | 2020 | 9 | 21 | 20 | 0 | 0 | 0 | 0
SOUTHERN CROSS DC TIE | 2020 | 9 | 21 | 21 | 0 | 0 | 0 | 0
SOUTHERN CROSS DC TIE | 2020 | 9 | 21 | 22 | 71.7 | 0.1 | 779 | 0
SOUTHERN CROSS DC TIE | 2020 | 9 | 21 | 23 | 0 | 0 | 0 | 0
SOUTHERN CROSS DC TIE | 2020 | 9 | 21 | 24 | 0 | 0 | 0 | 0
SOUTHERN CROSS DC TIE | 2020 | 9 | 22 | 1 | 0 | 0 | 0 | 0
SOUTHERN CROSS DC TIE | 2020 | 9 | 22 | 2 | 0 | 0 | 0 | 0
SOUTHERN CROSS DC TIE | 2020 | 9 | 22 | 3 | 0 | 0 | 0 | 0
SOUTHERN CROSS DC TIE | 2020 | 9 | 22 | 4 | 0 | 0 | 0 | 0
SOUTHERN CROSS DC TIE | 2020 | 9 | 22 | 5 | 0 | 0 | 0 | 0
SOUTHERN CROSS DC TIE | 2020 | 9 | 22 | 6 | 168.4 | 0.6 | 1830 | 0
SOUTHERN CROSS DC TIE | 2020 | 9 | 22 | 7 | 512.2 | 4.9 | 5567 | 0
SOUTHERN CROSS DC TIE | 2020 | 9 | 22 | 8 | 691.2 | 11.3 | 7513 | 0
SOUTHERN CROSS DC TIE | 2020 | 9 | 22 | 9 | 547.8 | 5.3 | 5955 | 0
SOUTHERN CROSS DC TIE | 2020 | 9 | 22 | 10 | 299.3 | 1.8 | 3253 | 0
SOUTHERN CROSS DC TIE | 2020 | 9 | 22 | 11 | 75.1 | 0.1 | 816 | 0
SOUTHERN CROSS DC TIE | 2020 | 9 | 22 | 12 | 468.5 | 4.1 | 5093 | 0
SOUTHERN CROSS DC TIE | 2020 | 9 | 22 | 13 | 209 | 0.9 | 2272 | 0
SOUTHERN CROSS DC TIE | 2020 | 9 | 22 | 14 | 0 | 0 | 0 | 0
SOUTHERN CROSS DC TIE | 2020 | 9 | 22 | 15 | 0 | 0 | 0 | 0
SOUTHERN CROSS DC TIE | 2020 | 9 | 22 | 16 | 0 | 0 | 0 | 0
SOUTHERN CROSS DC TIE | 2020 | 9 | 22 | 17 | 0 | 0 | 0 | 0
SOUTHERN CROSS DC TIE | 2020 | 9 | 22 | 18 | 0 | 0 | 0 | 0
SOUTHERN CROSS DC TIE | 2020 | 9 | 22 | 19 | 0 | 0 | 0 | 0
SOUTHERN CROSS DC TIE | 2020 | 9 | 22 | 20 | 50.5 | 0.1 | 549 | 0
SOUTHERN CROSS DC TIE | 2020 | 9 | 22 | 21 | 0 | 0 | 0 | 0
SOUTHERN CROSS DC TIE | 2020 | 9 | 22 | 22 | 138.2 | 0.3 | 1502 | 0
SOUTHERN CROSS DC TIE | 2020 | 9 | 22 | 23 | 0 | 0 | 0 | 0
SOUTHERN CROSS DC TIE | 2020 | 9 | 22 | 24 | 269.5 | 1.4 | 2929 | 0
SOUTHERN CROSS DC TIE | 2020 | 9 | 23 | 1 | 0 | 0 | 0 | 0
SOUTHERN CROSS DC TIE | 2020 | 9 | 23 | 2 | 194.5 | 1 | 2114 | 0
SOUTHERN CROSS DC TIE | 2020 | 9 | 23 | 3 | 0 | 0 | 0 | 0
SOUTHERN CROSS DC TIE | 2020 | 9 | 23 | 4 | 64 | 0.1 | 695 | 0
SOUTHERN CROSS DC TIE | 2020 | 9 | 23 | 5 | 62.3 | 0.1 | 676 | 0
SOUTHERN CROSS DC TIE | 2020 | 9 | 23 | 6 | 436.9 | 4.6 | 4749 | 0
SOUTHERN CROSS DC TIE | 2020 | 9 | 23 | 7 | 707.8 | 8.9 | 7693 | 0
SOUTHERN CROSS DC TIE | 2020 | 9 | 23 | 8 | 1069.2 | 21.3 | 11621 | 0
SOUTHERN CROSS DC TIE | 2020 | 9 | 23 | 9 | 633.6 | 6.3 | 6887 | 0
SOUTHERN CROSS DC TIE | 2020 | 9 | 23 | 10 | 615.8 | 8.6 | 6693 | 0
SOUTHERN CROSS DC TIE | 2020 | 9 | 23 | 11 | 592.7 | 6.5 | 6442 | 0
SOUTHERN CROSS DC TIE | 2020 | 9 | 23 | 12 | 568.9 | 7.6 | 6183 | 0
SOUTHERN CROSS DC TIE | 2020 | 9 | 23 | 13 | 0 | 0 | 0 | 0
SOUTHERN CROSS DC TIE | 2020 | 9 | 23 | 14 | 0 | 0 | 0 | 0
SOUTHERN CROSS DC TIE | 2020 | 9 | 23 | 15 | 0 | 0 | 0 | 0
SOUTHERN CROSS DC TIE | 2020 | 9 | 23 | 16 | 0 | 0 | 0 | 0
SOUTHERN CROSS DC TIE | 2020 | 9 | 23 | 17 | 0 | 0 | 0 | 0
SOUTHERN CROSS DC TIE | 2020 | 9 | 23 | 18 | 610.8 | 7 | 6639 | 0
SOUTHERN CROSS DC TIE | 2020 | 9 | 23 | 19 | 693.6 | 9.9 | 7539 | 0
SOUTHERN CROSS DC TIE | 2020 | 9 | 23 | 20 | 1368.8 | 39 | 14879 | 0
SOUTHERN CROSS DC TIE | 2020 | 9 | 23 | 21 | 1534.9 | 45.2 | 16683 | 0
SOUTHERN CROSS DC TIE | 2020 | 9 | 23 | 22 | 721.8 | 9.6 | 7845 | 0
SOUTHERN CROSS DC TIE | 2020 | 9 | 23 | 23 | 324.6 | 2 | 3528 | 0
SOUTHERN CROSS DC TIE | 2020 | 9 | 23 | 24 | 1301.4 | 29.4 | 14146 | 0
SOUTHERN CROSS DC TIE | 2020 | 9 | 24 | 1 | 0 | 0 | 0 | 0
SOUTHERN CROSS DC TIE | 2020 | 9 | 24 | 2 | 0 | 0 | 0 | 0
SOUTHERN CROSS DC TIE | 2020 | 9 | 24 | 3 | 0 | 0 | 0 | 0
SOUTHERN CROSS DC TIE | 2020 | 9 | 24 | 4 | 0 | 0 | 0 | 0
SOUTHERN CROSS DC TIE | 2020 | 9 | 24 | 5 | 0 | 0 | 0 | 0
SOUTHERN CROSS DC TIE | 2020 | 9 | 24 | 6 | 52 | 0.1 | 565 | 0
SOUTHERN CROSS DC TIE | 2020 | 9 | 24 | 7 | 1001.7 | 18.7 | 10888 | 0
SOUTHERN CROSS DC TIE | 2020 | 9 | 24 | 8 | 2092.3 | 79.5 | 22743 | 0
SOUTHERN CROSS DC TIE | 2020 | 9 | 24 | 9 | 2080.7 | 71 | 22617 | 0
SOUTHERN CROSS DC TIE | 2020 | 9 | 24 | 10 | 2071.2 | 71.6 | 22514 | 0
SOUTHERN CROSS DC TIE | 2020 | 9 | 24 | 11 | 2069.7 | 83.7 | 22497 | 0
SOUTHERN CROSS DC TIE | 2020 | 9 | 24 | 12 | 2076.6 | 81.9 | 22572 | 0
SOUTHERN CROSS DC TIE | 2020 | 9 | 24 | 13 | 769.8 | 14.3 | 8368 | 0
SOUTHERN CROSS DC TIE | 2020 | 9 | 24 | 14 | 1143.8 | 25.3 | 12433 | 0
SOUTHERN CROSS DC TIE | 2020 | 9 | 24 | 15 | 1499.1 | 36.6 | 16295 | 0
SOUTHERN CROSS DC TIE | 2020 | 9 | 24 | 16 | 1565.6 | 46.9 | 17018 | 0
SOUTHERN CROSS DC TIE | 2020 | 9 | 24 | 17 | 1635.4 | 57 | 17776 | 0
SOUTHERN CROSS DC TIE | 2020 | 9 | 24 | 18 | 1505.3 | 40.2 | 16362 | 0
SOUTHERN CROSS DC TIE | 2020 | 9 | 24 | 19 | 1476.8 | 41.4 | 16052 | 0
SOUTHERN CROSS DC TIE | 2020 | 9 | 24 | 20 | 1473.8 | 38.7 | 16020 | 0
SOUTHERN CROSS DC TIE | 2020 | 9 | 24 | 21 | 1508.6 | 47.2 | 16398 | 0
SOUTHERN CROSS DC TIE | 2020 | 9 | 24 | 22 | 357.3 | 2 | 3883 | 0
SOUTHERN CROSS DC TIE | 2020 | 9 | 24 | 23 | 175.3 | 0.6 | 1906 | 0
SOUTHERN CROSS DC TIE | 2020 | 9 | 24 | 24 | 0 | 0 | 0 | 0
SOUTHERN CROSS DC TIE | 2020 | 9 | 25 | 1 | 0 | 0 | 0 | 0
SOUTHERN CROSS DC TIE | 2020 | 9 | 25 | 2 | 0 | 0 | 0 | 0
SOUTHERN CROSS DC TIE | 2020 | 9 | 25 | 3 | 586.6 | 6.3 | 6375 | 0
SOUTHERN CROSS DC TIE | 2020 | 9 | 25 | 4 | 1563.9 | 50.9 | 16999 | 0
SOUTHERN CROSS DC TIE | 2020 | 9 | 25 | 5 | 1466.8 | 43 | 15943 | 0
SOUTHERN CROSS DC TIE | 2020 | 9 | 25 | 6 | 1826.1 | 59.7 | 19849 | 0
SOUTHERN CROSS DC TIE | 2020 | 9 | 25 | 7 | 1267.4 | 31.2 | 13777 | 0
SOUTHERN CROSS DC TIE | 2020 | 9 | 25 | 8 | 2098.1 | 80.8 | 22806 | 0
SOUTHERN CROSS DC TIE | 2020 | 9 | 25 | 9 | 2100.3 | 83.6 | 22830 | 0
SOUTHERN CROSS DC TIE | 2020 | 9 | 25 | 10 | 2087.7 | 68.8 | 22693 | 0
SOUTHERN CROSS DC TIE | 2020 | 9 | 25 | 11 | 2078.1 | 73.5 | 22588 | 0
SOUTHERN CROSS DC TIE | 2020 | 9 | 25 | 12 | 2096.9 | 100.8 | 22793 | 0
SOUTHERN CROSS DC TIE | 2020 | 9 | 25 | 13 | 1579.4 | 36.8 | 17168 | 0
SOUTHERN CROSS DC TIE | 2020 | 9 | 25 | 14 | 920 | 21.7 | 10000 | 0
SOUTHERN CROSS DC TIE | 2020 | 9 | 25 | 15 | 1492.6 | 33.2 | 16224 | 0
SOUTHERN CROSS DC TIE | 2020 | 9 | 25 | 16 | 1167 | 32.6 | 12685 | 0
SOUTHERN CROSS DC TIE | 2020 | 9 | 25 | 17 | 945.4 | 12.9 | 10276 | 0
SOUTHERN CROSS DC TIE | 2020 | 9 | 25 | 18 | 1389.2 | 48.8 | 15101 | 0
SOUTHERN CROSS DC TIE | 2020 | 9 | 25 | 19 | 653.5 | 7.3 | 7103 | 0
SOUTHERN CROSS DC TIE | 2020 | 9 | 25 | 20 | 772.4 | 12.2 | 8395 | 0
SOUTHERN CROSS DC TIE | 2020 | 9 | 25 | 21 | 425.8 | 2.9 | 4628 | 0
SOUTHERN CROSS DC TIE | 2020 | 9 | 25 | 22 | 1010.9 | 19.7 | 10988 | 0
SOUTHERN CROSS DC TIE | 2020 | 9 | 25 | 23 | 705.5 | 9.6 | 7668 | 0
SOUTHERN CROSS DC TIE | 2020 | 9 | 25 | 24 | 394.8 | 2.9 | 4291 | 0
SOUTHERN CROSS DC TIE | 2020 | 9 | 26 | 1 | 1668.4 | 0 | 18135 | 0
SOUTHERN CROSS DC TIE | 2020 | 9 | 26 | 2 | 1539.9 | 46.9 | 16738 | 0
SOUTHERN CROSS DC TIE | 2020 | 9 | 26 | 3 | 2052.7 | 73 | 22313 | 0
SOUTHERN CROSS DC TIE | 2020 | 9 | 26 | 4 | 2050 | 78.6 | 22283 | 0
SOUTHERN CROSS DC TIE | 2020 | 9 | 26 | 5 | 2048.9 | 76.6 | 22271 | 0
SOUTHERN CROSS DC TIE | 2020 | 9 | 26 | 6 | 615 | 8.4 | 6685 | 0
SOUTHERN CROSS DC TIE | 2020 | 9 | 26 | 7 | 667.1 | 13.4 | 7250 | 0
SOUTHERN CROSS DC TIE | 2020 | 9 | 26 | 8 | 694.6 | 9.8 | 7549 | 0
SOUTHERN CROSS DC TIE | 2020 | 9 | 26 | 9 | 655.6 | 6.5 | 7126 | 0
SOUTHERN CROSS DC TIE | 2020 | 9 | 26 | 10 | 1041.1 | 21.1 | 11316 | 0
SOUTHERN CROSS DC TIE | 2020 | 9 | 26 | 11 | 765.1 | 11 | 8316 | 0
SOUTHERN CROSS DC TIE | 2020 | 9 | 26 | 12 | 603.6 | 8 | 6561 | 0
SOUTHERN CROSS DC TIE | 2020 | 9 | 26 | 13 | 627.5 | 8.3 | 6821 | 0
SOUTHERN CROSS DC TIE | 2020 | 9 | 26 | 14 | 682.2 | 7.5 | 7415 | 0
SOUTHERN CROSS DC TIE | 2020 | 9 | 26 | 15 | 520.8 | 5.9 | 5661 | 0
SOUTHERN CROSS DC TIE | 2020 | 9 | 26 | 16 | 218.4 | 0.9 | 2373 | 0
SOUTHERN CROSS DC TIE | 2020 | 9 | 26 | 17 | 0 | 0 | 0 | 0
SOUTHERN CROSS DC TIE | 2020 | 9 | 26 | 18 | 0 | 0 | 0 | 0
SOUTHERN CROSS DC TIE | 2020 | 9 | 26 | 19 | 401.5 | 3.5 | 4364 | 0
SOUTHERN CROSS DC TIE | 2020 | 9 | 26 | 20 | 575.8 | 6.7 | 6258 | 0
SOUTHERN CROSS DC TIE | 2020 | 9 | 26 | 21 | 742.7 | 13.6 | 8073 | 0
SOUTHERN CROSS DC TIE | 2020 | 9 | 26 | 22 | 691 | 6.8 | 7511 | 0
SOUTHERN CROSS DC TIE | 2020 | 9 | 26 | 23 | 357.8 | 2.3 | 3889 | 0
SOUTHERN CROSS DC TIE | 2020 | 9 | 26 | 24 | 409.1 | 3 | 4447 | 0
SOUTHERN CROSS DC TIE | 2020 | 9 | 27 | 1 | 2100 | 0 | 22826 | 0
SOUTHERN CROSS DC TIE | 2020 | 9 | 27 | 2 | 2074.4 | 96.2 | 22548 | 0
SOUTHERN CROSS DC TIE | 2020 | 9 | 27 | 3 | 2065.4 | 65.6 | 22450 | 0
SOUTHERN CROSS DC TIE | 2020 | 9 | 27 | 4 | 2056.6 | 77.5 | 22355 | 0
SOUTHERN CROSS DC TIE | 2020 | 9 | 27 | 5 | 2055.9 | 78.1 | 22347 | 0
SOUTHERN CROSS DC TIE | 2020 | 9 | 27 | 6 | 740 | 11 | 8044 | 0
SOUTHERN CROSS DC TIE | 2020 | 9 | 27 | 7 | 213.4 | 0.9 | 2319 | 0
SOUTHERN CROSS DC TIE | 2020 | 9 | 27 | 8 | 583.5 | 7.1 | 6342 | 0
SOUTHERN CROSS DC TIE | 2020 | 9 | 27 | 9 | 688.9 | 8.7 | 7488 | 0
SOUTHERN CROSS DC TIE | 2020 | 9 | 27 | 10 | 1050.8 | 20.9 | 11421 | 0
SOUTHERN CROSS DC TIE | 2020 | 9 | 27 | 11 | 1391.5 | 40.9 | 15125 | 0
SOUTHERN CROSS DC TIE | 2020 | 9 | 27 | 12 | 989.8 | 19.1 | 10759 | 0
SOUTHERN CROSS DC TIE | 2020 | 9 | 27 | 13 | 729.4 | 13.4 | 7928 | 0
SOUTHERN CROSS DC TIE | 2020 | 9 | 27 | 14 | 597.6 | 6.9 | 6496 | 0
SOUTHERN CROSS DC TIE | 2020 | 9 | 27 | 15 | 237.8 | 0.9 | 2584 | 0
SOUTHERN CROSS DC TIE | 2020 | 9 | 27 | 16 | 0 | 0 | 0 | 0
SOUTHERN CROSS DC TIE | 2020 | 9 | 27 | 17 | 0 | 0 | 0 | 0
SOUTHERN CROSS DC TIE | 2020 | 9 | 27 | 18 | 210.7 | 1 | 2290 | 0
SOUTHERN CROSS DC TIE | 2020 | 9 | 27 | 19 | 410 | 3.6 | 4456 | 0
SOUTHERN CROSS DC TIE | 2020 | 9 | 27 | 20 | 672.9 | 9.5 | 7314 | 0
SOUTHERN CROSS DC TIE | 2020 | 9 | 27 | 21 | 702.1 | 10.4 | 7631 | 0
SOUTHERN CROSS DC TIE | 2020 | 9 | 27 | 22 | 715.7 | 9.6 | 7779 | 0
SOUTHERN CROSS DC TIE | 2020 | 9 | 27 | 23 | 754.9 | 10.1 | 8205 | 0
SOUTHERN CROSS DC TIE | 2020 | 9 | 27 | 24 | 800.7 | 12.3 | 8703 | 0
SOUTHERN CROSS DC TIE | 2020 | 9 | 28 | 1 | 170.7 | 0 | 1855 | 0
SOUTHERN CROSS DC TIE | 2020 | 9 | 28 | 2 | 686.7 | 9.8 | 7464 | 0
SOUTHERN CROSS DC TIE | 2020 | 9 | 28 | 3 | 1057.2 | 22 | 11491 | 0
SOUTHERN CROSS DC TIE | 2020 | 9 | 28 | 4 | 1238.8 | 28.9 | 13465 | 0
SOUTHERN CROSS DC TIE | 2020 | 9 | 28 | 5 | 1058.5 | 16 | 11505 | 0
SOUTHERN CROSS DC TIE | 2020 | 9 | 28 | 6 | 1023.3 | 29.2 | 11123 | 0
SOUTHERN CROSS DC TIE | 2020 | 9 | 28 | 7 | 1118.6 | 20.4 | 12158 | 0
SOUTHERN CROSS DC TIE | 2020 | 9 | 28 | 8 | 1720.7 | 53 | 18703 | 0
SOUTHERN CROSS DC TIE | 2020 | 9 | 28 | 9 | 1903.7 | 59.9 | 20693 | 0
SOUTHERN CROSS DC TIE | 2020 | 9 | 28 | 10 | 1274.8 | 31.7 | 13856 | 0
SOUTHERN CROSS DC TIE | 2020 | 9 | 28 | 11 | 1075.5 | 22.6 | 11690 | 0
SOUTHERN CROSS DC TIE | 2020 | 9 | 28 | 12 | 865 | 14.4 | 9402 | 0
SOUTHERN CROSS DC TIE | 2020 | 9 | 28 | 13 | 699.5 | 9.6 | 7604 | 0
SOUTHERN CROSS DC TIE | 2020 | 9 | 28 | 14 | 361 | 2.6 | 3924 | 0
SOUTHERN CROSS DC TIE | 2020 | 9 | 28 | 15 | 633.6 | 7.5 | 6887 | 0
SOUTHERN CROSS DC TIE | 2020 | 9 | 28 | 16 | 124.7 | 0.3 | 1355 | 0
SOUTHERN CROSS DC TIE | 2020 | 9 | 28 | 17 | 341.3 | 2.3 | 3709 | 0
SOUTHERN CROSS DC TIE | 2020 | 9 | 28 | 18 | 321.1 | 2.2 | 3490 | 0
SOUTHERN CROSS DC TIE | 2020 | 9 | 28 | 19 | 760.7 | 11.1 | 8269 | 0
SOUTHERN CROSS DC TIE | 2020 | 9 | 28 | 20 | 1141 | 24.5 | 12403 | 0
SOUTHERN CROSS DC TIE | 2020 | 9 | 28 | 21 | 1340.5 | 34.5 | 14570 | 0
SOUTHERN CROSS DC TIE | 2020 | 9 | 28 | 22 | 1465.9 | 40.1 | 15934 | 0
SOUTHERN CROSS DC TIE | 2020 | 9 | 28 | 23 | 1923.5 | 65.1 | 20908 | 0
SOUTHERN CROSS DC TIE | 2020 | 9 | 28 | 24 | 523.8 | 5.3 | 5693 | 0
SOUTHERN CROSS DC TIE | 2020 | 9 | 29 | 1 | 1230.8 | 0 | 13378 | 0
SOUTHERN CROSS DC TIE | 2020 | 9 | 29 | 2 | 1102.6 | 30.2 | 11984 | 0
SOUTHERN CROSS DC TIE | 2020 | 9 | 29 | 3 | 2085.2 | 68 | 22666 | 0
SOUTHERN CROSS DC TIE | 2020 | 9 | 29 | 4 | 2091.6 | 89.9 | 22735 | 0
SOUTHERN CROSS DC TIE | 2020 | 9 | 29 | 5 | 1876.4 | 59.3 | 20396 | 0
SOUTHERN CROSS DC TIE | 2020 | 9 | 29 | 6 | 883.4 | 20.7 | 9602 | 0
SOUTHERN CROSS DC TIE | 2020 | 9 | 29 | 7 | 1456.5 | 33.8 | 15832 | 0
SOUTHERN CROSS DC TIE | 2020 | 9 | 29 | 8 | 2100.7 | 85.5 | 22834 | 0
SOUTHERN CROSS DC TIE | 2020 | 9 | 29 | 9 | 2096.4 | 77 | 22787 | 0
SOUTHERN CROSS DC TIE | 2020 | 9 | 29 | 10 | 1661.1 | 50.4 | 18056 | 0
SOUTHERN CROSS DC TIE | 2020 | 9 | 29 | 11 | 1493.1 | 45.3 | 16229 | 0
SOUTHERN CROSS DC TIE | 2020 | 9 | 29 | 12 | 1564.7 | 36 | 17007 | 0
SOUTHERN CROSS DC TIE | 2020 | 9 | 29 | 13 | 859 | 13.5 | 9337 | 0
SOUTHERN CROSS DC TIE | 2020 | 9 | 29 | 14 | 204.1 | 0.9 | 2218 | 0
SOUTHERN CROSS DC TIE | 2020 | 9 | 29 | 15 | 0 | 0 | 0 | 0
SOUTHERN CROSS DC TIE | 2020 | 9 | 29 | 16 | 0 | 0 | 0 | 0
SOUTHERN CROSS DC TIE | 2020 | 9 | 29 | 17 | 0 | 0 | 0 | 0
SOUTHERN CROSS DC TIE | 2020 | 9 | 29 | 18 | 0 | 0 | 0 | 0
SOUTHERN CROSS DC TIE | 2020 | 9 | 29 | 19 | 7.6 | 0 | 82 | 0
SOUTHERN CROSS DC TIE | 2020 | 9 | 29 | 20 | 190.9 | 0.5 | 2075 | 0
SOUTHERN CROSS DC TIE | 2020 | 9 | 29 | 21 | 3.7 | 0 | 40 | 0
SOUTHERN CROSS DC TIE | 2020 | 9 | 29 | 22 | 882.6 | 14.9 | 9593 | 0
SOUTHERN CROSS DC TIE | 2020 | 9 | 29 | 23 | 609.5 | 7.1 | 6625 | 0
SOUTHERN CROSS DC TIE | 2020 | 9 | 29 | 24 | 323.5 | 2 | 3516 | 0
SOUTHERN CROSS DC TIE | 2020 | 9 | 30 | 1 | 167.6 | 0 | 1822 | 0
SOUTHERN CROSS DC TIE | 2020 | 9 | 30 | 2 | 291.4 | 2.4 | 3167 | 0
SOUTHERN CROSS DC TIE | 2020 | 9 | 30 | 3 | 912.9 | 12.1 | 9922 | 0
SOUTHERN CROSS DC TIE | 2020 | 9 | 30 | 4 | 233.8 | 1.2 | 2541 | 0
SOUTHERN CROSS DC TIE | 2020 | 9 | 30 | 5 | 284 | 1.4 | 3087 | 0
SOUTHERN CROSS DC TIE | 2020 | 9 | 30 | 6 | 876.7 | 19.3 | 9529 | 0
SOUTHERN CROSS DC TIE | 2020 | 9 | 30 | 7 | 2092.3 | 81.5 | 22742 | 0
SOUTHERN CROSS DC TIE | 2020 | 9 | 30 | 8 | 2088.4 | 76.9 | 22700 | 0
SOUTHERN CROSS DC TIE | 2020 | 9 | 30 | 9 | 2090 | 82.9 | 22718 | 0
SOUTHERN CROSS DC TIE | 2020 | 9 | 30 | 10 | 1740.8 | 48 | 18922 | 0
SOUTHERN CROSS DC TIE | 2020 | 9 | 30 | 11 | 164 | 0.5 | 1782 | 0
SOUTHERN CROSS DC TIE | 2020 | 9 | 30 | 12 | 189.9 | 0.8 | 2063 | 0
SOUTHERN CROSS DC TIE | 2020 | 9 | 30 | 13 | 0 | 0 | 0 | 0
SOUTHERN CROSS DC TIE | 2020 | 9 | 30 | 14 | 0 | 0 | 0 | 0
SOUTHERN CROSS DC TIE | 2020 | 9 | 30 | 15 | 0 | 0 | 0 | 0
SOUTHERN CROSS DC TIE | 2020 | 9 | 30 | 16 | 0 | 0 | 0 | 0
SOUTHERN CROSS DC TIE | 2020 | 9 | 30 | 17 | 0 | 0 | 0 | 0
SOUTHERN CROSS DC TIE | 2020 | 9 | 30 | 18 | 0 | 0 | 0 | 0
SOUTHERN CROSS DC TIE | 2020 | 9 | 30 | 19 | 0 | 0 | 0 | 0
SOUTHERN CROSS DC TIE | 2020 | 9 | 30 | 20 | 0 | 0 | 0 | 0
SOUTHERN CROSS DC TIE | 2020 | 9 | 30 | 21 | 0 | 0 | 0 | 0
SOUTHERN CROSS DC TIE | 2020 | 9 | 30 | 22 | 101 | 0.2 | 1098 | 0
SOUTHERN CROSS DC TIE | 2020 | 9 | 30 | 23 | 39.7 | 0 | 431 | 0
SOUTHERN CROSS DC TIE | 2020 | 9 | 30 | 24 | 234.7 | 1.1 | 2551 | 0
SOUTHERN CROSS DC TIE | 2020 | 10 | 1 | 1 | 1182.9 | 21.5 | 10977 | 0
SOUTHERN CROSS DC TIE | 2020 | 10 | 1 | 2 | 184.2 | 0.8 | 1709 | 0
SOUTHERN CROSS DC TIE | 2020 | 10 | 1 | 3 | 214.8 | 0.9 | 1993 | 0
SOUTHERN CROSS DC TIE | 2020 | 10 | 1 | 4 | 1.1 | 0 | 10 | 0
SOUTHERN CROSS DC TIE | 2020 | 10 | 1 | 5 | 181.9 | 0.8 | 1688 | 0
SOUTHERN CROSS DC TIE | 2020 | 10 | 1 | 6 | 548.5 | 6.7 | 5089 | 0
SOUTHERN CROSS DC TIE | 2020 | 10 | 1 | 7 | 2084.6 | 75 | 19344 | 0
SOUTHERN CROSS DC TIE | 2020 | 10 | 1 | 8 | 2102.1 | 90.5 | 19507 | 0
SOUTHERN CROSS DC TIE | 2020 | 10 | 1 | 9 | 1969 | 73.6 | 18272 | 0
SOUTHERN CROSS DC TIE | 2020 | 10 | 1 | 10 | 1533.1 | 44.8 | 14226 | 0
SOUTHERN CROSS DC TIE | 2020 | 10 | 1 | 11 | 853.3 | 12.6 | 7918 | 0
SOUTHERN CROSS DC TIE | 2020 | 10 | 1 | 12 | 272.1 | 1.3 | 2525 | 0
SOUTHERN CROSS DC TIE | 2020 | 10 | 1 | 13 | 0 | 0 | 0 | 0
SOUTHERN CROSS DC TIE | 2020 | 10 | 1 | 14 | 0 | 0 | 0 | 0
SOUTHERN CROSS DC TIE | 2020 | 10 | 1 | 15 | 0 | 0 | 0 | 0
SOUTHERN CROSS DC TIE | 2020 | 10 | 1 | 16 | 0 | 0 | 0 | 0
SOUTHERN CROSS DC TIE | 2020 | 10 | 1 | 17 | 0 | 0 | 0 | 0
SOUTHERN CROSS DC TIE | 2020 | 10 | 1 | 18 | 0 | 0 | 0 | 0
SOUTHERN CROSS DC TIE | 2020 | 10 | 1 | 19 | 0 | 0 | 0 | 0
SOUTHERN CROSS DC TIE | 2020 | 10 | 1 | 20 | 0 | 0 | 0 | 0
SOUTHERN CROSS DC TIE | 2020 | 10 | 1 | 21 | 8.1 | 0 | 75 | 0
SOUTHERN CROSS DC TIE | 2020 | 10 | 1 | 22 | 456.5 | 4.1 | 4236 | 0
SOUTHERN CROSS DC TIE | 2020 | 10 | 1 | 23 | 302.6 | 1.8 | 2808 | 0
SOUTHERN CROSS DC TIE | 2020 | 10 | 1 | 24 | 461.4 | 5.1 | 4281 | 0
SOUTHERN CROSS DC TIE | 2020 | 10 | 2 | 1 | 922.6 | 0 | 8562 | 0
SOUTHERN CROSS DC TIE | 2020 | 10 | 2 | 2 | 987.1 | 16.6 | 9160 | 0
SOUTHERN CROSS DC TIE | 2020 | 10 | 2 | 3 | 1903.4 | 77.3 | 17663 | 0
SOUTHERN CROSS DC TIE | 2020 | 10 | 2 | 4 | 1598.2 | 56.6 | 14831 | 0
SOUTHERN CROSS DC TIE | 2020 | 10 | 2 | 5 | 1686.1 | 51.2 | 15647 | 0
SOUTHERN CROSS DC TIE | 2020 | 10 | 2 | 6 | 1664.9 | 41 | 15449 | 0
SOUTHERN CROSS DC TIE | 2020 | 10 | 2 | 7 | 2099 | 109.1 | 19478 | 0
SOUTHERN CROSS DC TIE | 2020 | 10 | 2 | 8 | 1859.6 | 59.6 | 17257 | 0
SOUTHERN CROSS DC TIE | 2020 | 10 | 2 | 9 | 1100.6 | 24.4 | 10213 | 0
SOUTHERN CROSS DC TIE | 2020 | 10 | 2 | 10 | 800.6 | 13 | 7429 | 0
SOUTHERN CROSS DC TIE | 2020 | 10 | 2 | 11 | 711.7 | 10 | 6604 | 0
SOUTHERN CROSS DC TIE | 2020 | 10 | 2 | 12 | 757.4 | 9.9 | 7028 | 0
SOUTHERN CROSS DC TIE | 2020 | 10 | 2 | 13 | 738.1 | 10.5 | 6849 | 0
SOUTHERN CROSS DC TIE | 2020 | 10 | 2 | 14 | 170.7 | 0.6 | 1583 | 0
SOUTHERN CROSS DC TIE | 2020 | 10 | 2 | 15 | 0 | 0 | 0 | 0
SOUTHERN CROSS DC TIE | 2020 | 10 | 2 | 16 | 0 | 0 | 0 | 0
SOUTHERN CROSS DC TIE | 2020 | 10 | 2 | 17 | 0 | 0 | 0 | 0
SOUTHERN CROSS DC TIE | 2020 | 10 | 2 | 18 | 0 | 0 | 0 | 0
SOUTHERN CROSS DC TIE | 2020 | 10 | 2 | 19 | 400.6 | 3.2 | 3717 | 0
SOUTHERN CROSS DC TIE | 2020 | 10 | 2 | 20 | 699.4 | 9.6 | 6490 | 0
SOUTHERN CROSS DC TIE | 2020 | 10 | 2 | 21 | 908.6 | 15.2 | 8432 | 0
SOUTHERN CROSS DC TIE | 2020 | 10 | 2 | 22 | 1550.1 | 48.5 | 14384 | 0
SOUTHERN CROSS DC TIE | 2020 | 10 | 2 | 23 | 1522.4 | 38.7 | 14128 | 0
SOUTHERN CROSS DC TIE | 2020 | 10 | 2 | 24 | 1696.1 | 54.2 | 15740 | 0
SOUTHERN CROSS DC TIE | 2020 | 10 | 3 | 1 | 831 | 0 | 7711 | 0
SOUTHERN CROSS DC TIE | 2020 | 10 | 3 | 2 | 831.9 | 18.8 | 7719 | 0
SOUTHERN CROSS DC TIE | 2020 | 10 | 3 | 3 | 2082.4 | 68.1 | 19324 | 0
SOUTHERN CROSS DC TIE | 2020 | 10 | 3 | 4 | 1319.7 | 36.9 | 12246 | 0
SOUTHERN CROSS DC TIE | 2020 | 10 | 3 | 5 | 1715.1 | 50.1 | 15915 | 0
SOUTHERN CROSS DC TIE | 2020 | 10 | 3 | 6 | 189.7 | 0.8 | 1760 | 0
SOUTHERN CROSS DC TIE | 2020 | 10 | 3 | 7 | 1604.9 | 44.9 | 14893 | 0
SOUTHERN CROSS DC TIE | 2020 | 10 | 3 | 8 | 1269.1 | 32.2 | 11777 | 0
SOUTHERN CROSS DC TIE | 2020 | 10 | 3 | 9 | 1150.9 | 20.5 | 10680 | 0
SOUTHERN CROSS DC TIE | 2020 | 10 | 3 | 10 | 614.8 | 9 | 5705 | 0
SOUTHERN CROSS DC TIE | 2020 | 10 | 3 | 11 | 595.2 | 6.4 | 5523 | 0
SOUTHERN CROSS DC TIE | 2020 | 10 | 3 | 12 | 339.4 | 2.3 | 3149 | 0
SOUTHERN CROSS DC TIE | 2020 | 10 | 3 | 13 | 433.1 | 4 | 4019 | 0
SOUTHERN CROSS DC TIE | 2020 | 10 | 3 | 14 | 176.7 | 0.7 | 1640 | 0
SOUTHERN CROSS DC TIE | 2020 | 10 | 3 | 15 | 0 | 0 | 0 | 0
SOUTHERN CROSS DC TIE | 2020 | 10 | 3 | 16 | 0 | 0 | 0 | 0
SOUTHERN CROSS DC TIE | 2020 | 10 | 3 | 17 | 0 | 0 | 0 | 0
SOUTHERN CROSS DC TIE | 2020 | 10 | 3 | 18 | 0 | 0 | 0 | 0
SOUTHERN CROSS DC TIE | 2020 | 10 | 3 | 19 | 544.4 | 5.8 | 5052 | 0
SOUTHERN CROSS DC TIE | 2020 | 10 | 3 | 20 | 514.1 | 5.4 | 4771 | 0
SOUTHERN CROSS DC TIE | 2020 | 10 | 3 | 21 | 250.5 | 1.1 | 2324 | 0
SOUTHERN CROSS DC TIE | 2020 | 10 | 3 | 22 | 197.4 | 0.8 | 1831 | 0
SOUTHERN CROSS DC TIE | 2020 | 10 | 3 | 23 | 743.4 | 11.5 | 6898 | 0
SOUTHERN CROSS DC TIE | 2020 | 10 | 3 | 24 | 1007.7 | 18.2 | 9351 | 0
SOUTHERN CROSS DC TIE | 2020 | 10 | 4 | 1 | 70.1 | 0 | 650 | 0
SOUTHERN CROSS DC TIE | 2020 | 10 | 4 | 2 | 800.4 | 12.9 | 7427 | 0
SOUTHERN CROSS DC TIE | 2020 | 10 | 4 | 3 | 1844.5 | 61.2 | 17116 | 0
SOUTHERN CROSS DC TIE | 2020 | 10 | 4 | 4 | 1280.7 | 31 | 11884 | 0
SOUTHERN CROSS DC TIE | 2020 | 10 | 4 | 5 | 744 | 9.7 | 6904 | 0
SOUTHERN CROSS DC TIE | 2020 | 10 | 4 | 6 | 299.3 | 2 | 2777 | 0
SOUTHERN CROSS DC TIE | 2020 | 10 | 4 | 7 | 223.2 | 0.9 | 2070 | 0
SOUTHERN CROSS DC TIE | 2020 | 10 | 4 | 8 | 1039.3 | 24.9 | 9644 | 0
SOUTHERN CROSS DC TIE | 2020 | 10 | 4 | 9 | 1196.1 | 21.3 | 11099 | 0
SOUTHERN CROSS DC TIE | 2020 | 10 | 4 | 10 | 679.8 | 10.3 | 6308 | 0
SOUTHERN CROSS DC TIE | 2020 | 10 | 4 | 11 | 667.9 | 8.7 | 6198 | 0
SOUTHERN CROSS DC TIE | 2020 | 10 | 4 | 12 | 481.8 | 4.5 | 4470 | 0
SOUTHERN CROSS DC TIE | 2020 | 10 | 4 | 13 | 0 | 0 | 0 | 0
SOUTHERN CROSS DC TIE | 2020 | 10 | 4 | 14 | 0 | 0 | 0 | 0
SOUTHERN CROSS DC TIE | 2020 | 10 | 4 | 15 | 0 | 0 | 0 | 0
SOUTHERN CROSS DC TIE | 2020 | 10 | 4 | 16 | 0 | 0 | 0 | 0
SOUTHERN CROSS DC TIE | 2020 | 10 | 4 | 17 | 0 | 0 | 0 | 0
SOUTHERN CROSS DC TIE | 2020 | 10 | 4 | 18 | 0 | 0 | 0 | 0
SOUTHERN CROSS DC TIE | 2020 | 10 | 4 | 19 | 0 | 0 | 0 | 0
SOUTHERN CROSS DC TIE | 2020 | 10 | 4 | 20 | 0 | 0 | 0 | 0
SOUTHERN CROSS DC TIE | 2020 | 10 | 4 | 21 | 0 | 0 | 0 | 0
SOUTHERN CROSS DC TIE | 2020 | 10 | 4 | 22 | 345.3 | 2.1 | 3203 | 0
SOUTHERN CROSS DC TIE | 2020 | 10 | 4 | 23 | 342.7 | 2.3 | 3179 | 0
SOUTHERN CROSS DC TIE | 2020 | 10 | 4 | 24 | 985.4 | 17.8 | 9144 | 0
SOUTHERN CROSS DC TIE | 2020 | 10 | 5 | 1 | 336.6 | 0 | 3123 | 0
SOUTHERN CROSS DC TIE | 2020 | 10 | 5 | 2 | 649.1 | 11.2 | 6023 | 0
SOUTHERN CROSS DC TIE | 2020 | 10 | 5 | 3 | 1171 | 20.6 | 10867 | 0
SOUTHERN CROSS DC TIE | 2020 | 10 | 5 | 4 | 1055.2 | 22.5 | 9792 | 0
SOUTHERN CROSS DC TIE | 2020 | 10 | 5 | 5 | 1126.2 | 26.6 | 10450 | 0
SOUTHERN CROSS DC TIE | 2020 | 10 | 5 | 6 | 2086 | 102.8 | 19358 | 0
SOUTHERN CROSS DC TIE | 2020 | 10 | 5 | 7 | 1672.1 | 43.4 | 15516 | 0
SOUTHERN CROSS DC TIE | 2020 | 10 | 5 | 8 | 1436.7 | 42.2 | 13332 | 0
SOUTHERN CROSS DC TIE | 2020 | 10 | 5 | 9 | 1459.6 | 45.7 | 13545 | 0
SOUTHERN CROSS DC TIE | 2020 | 10 | 5 | 10 | 843.6 | 14 | 7828 | 0
SOUTHERN CROSS DC TIE | 2020 | 10 | 5 | 11 | 703 | 9.5 | 6523 | 0
SOUTHERN CROSS DC TIE | 2020 | 10 | 5 | 12 | 0 | 0 | 0 | 0
SOUTHERN CROSS DC TIE | 2020 | 10 | 5 | 13 | 0 | 0 | 0 | 0
SOUTHERN CROSS DC TIE | 2020 | 10 | 5 | 14 | 0 | 0 | 0 | 0
SOUTHERN CROSS DC TIE | 2020 | 10 | 5 | 15 | 0 | 0 | 0 | 0
SOUTHERN CROSS DC TIE | 2020 | 10 | 5 | 16 | 0 | 0 | 0 | 0
SOUTHERN CROSS DC TIE | 2020 | 10 | 5 | 17 | 0 | 0 | 0 | 0
SOUTHERN CROSS DC TIE | 2020 | 10 | 5 | 18 | 0 | 0 | 0 | 0
SOUTHERN CROSS DC TIE | 2020 | 10 | 5 | 19 | 0 | 0 | 0 | 0
SOUTHERN CROSS DC TIE | 2020 | 10 | 5 | 20 | 0 | 0 | 0 | 0
SOUTHERN CROSS DC TIE | 2020 | 10 | 5 | 21 | 0 | 0 | 0 | 0
SOUTHERN CROSS DC TIE | 2020 | 10 | 5 | 22 | 262.7 | 1.2 | 2437 | 0
SOUTHERN CROSS DC TIE | 2020 | 10 | 5 | 23 | 68.1 | 0.1 | 631 | 0
SOUTHERN CROSS DC TIE | 2020 | 10 | 5 | 24 | 1499.5 | 38.6 | 13915 | 0
SOUTHERN CROSS DC TIE | 2020 | 10 | 6 | 1 | 478.2 | 0 | 4438 | 0
SOUTHERN CROSS DC TIE | 2020 | 10 | 6 | 2 | 1427.4 | 35.6 | 13245 | 0
SOUTHERN CROSS DC TIE | 2020 | 10 | 6 | 3 | 2072.8 | 84.3 | 19236 | 0
SOUTHERN CROSS DC TIE | 2020 | 10 | 6 | 4 | 1932.4 | 72.7 | 17933 | 0
SOUTHERN CROSS DC TIE | 2020 | 10 | 6 | 5 | 2097.9 | 81 | 19468 | 0
SOUTHERN CROSS DC TIE | 2020 | 10 | 6 | 6 | 2096.2 | 79.7 | 19452 | 0
SOUTHERN CROSS DC TIE | 2020 | 10 | 6 | 7 | 2102.4 | 87.5 | 19510 | 0
SOUTHERN CROSS DC TIE | 2020 | 10 | 6 | 8 | 2101.5 | 80.8 | 19502 | 0
SOUTHERN CROSS DC TIE | 2020 | 10 | 6 | 9 | 2092.7 | 72.7 | 19419 | 0
SOUTHERN CROSS DC TIE | 2020 | 10 | 6 | 10 | 2092.4 | 81.8 | 19417 | 0
SOUTHERN CROSS DC TIE | 2020 | 10 | 6 | 11 | 2094.1 | 82.5 | 19433 | 0
SOUTHERN CROSS DC TIE | 2020 | 10 | 6 | 12 | 1588.1 | 48.1 | 14737 | 0
SOUTHERN CROSS DC TIE | 2020 | 10 | 6 | 13 | 1521.7 | 46.6 | 14121 | 0
SOUTHERN CROSS DC TIE | 2020 | 10 | 6 | 14 | 1398.1 | 39.2 | 12974 | 0
SOUTHERN CROSS DC TIE | 2020 | 10 | 6 | 15 | 416.8 | 3.4 | 3867 | 0
SOUTHERN CROSS DC TIE | 2020 | 10 | 6 | 16 | 4.8 | 0 | 44 | 0
SOUTHERN CROSS DC TIE | 2020 | 10 | 6 | 17 | 106.4 | 0.2 | 987 | 0
SOUTHERN CROSS DC TIE | 2020 | 10 | 6 | 18 | 139.4 | 0.4 | 1293 | 0
SOUTHERN CROSS DC TIE | 2020 | 10 | 6 | 19 | 648.6 | 8.3 | 6019 | 0
SOUTHERN CROSS DC TIE | 2020 | 10 | 6 | 20 | 208.5 | 0.8 | 1935 | 0
SOUTHERN CROSS DC TIE | 2020 | 10 | 6 | 21 | 890 | 16 | 8258 | 0
SOUTHERN CROSS DC TIE | 2020 | 10 | 6 | 22 | 1304.3 | 27.1 | 12104 | 0
SOUTHERN CROSS DC TIE | 2020 | 10 | 6 | 23 | 2087 | 75.7 | 19366 | 0
SOUTHERN CROSS DC TIE | 2020 | 10 | 6 | 24 | 1808.1 | 62 | 16778 | 0
SOUTHERN CROSS DC TIE | 2020 | 10 | 7 | 1 | 773 | 0 | 7173 | 0
SOUTHERN CROSS DC TIE | 2020 | 10 | 7 | 2 | 966.3 | 17.3 | 8967 | 0
SOUTHERN CROSS DC TIE | 2020 | 10 | 7 | 3 | 1852 | 65.3 | 17186 | 0
SOUTHERN CROSS DC TIE | 2020 | 10 | 7 | 4 | 2086.2 | 75 | 19359 | 0
SOUTHERN CROSS DC TIE | 2020 | 10 | 7 | 5 | 2084.8 | 80.3 | 19346 | 0
SOUTHERN CROSS DC TIE | 2020 | 10 | 7 | 6 | 2090.9 | 86.5 | 19403 | 0
SOUTHERN CROSS DC TIE | 2020 | 10 | 7 | 7 | 2093.6 | 82.6 | 19428 | 0
SOUTHERN CROSS DC TIE | 2020 | 10 | 7 | 8 | 2096.7 | 84 | 19457 | 0
SOUTHERN CROSS DC TIE | 2020 | 10 | 7 | 9 | 2131.4 | 115.7 | 19779 | 0
SOUTHERN CROSS DC TIE | 2020 | 10 | 7 | 10 | 2123.3 | 83.2 | 19703 | 0
SOUTHERN CROSS DC TIE | 2020 | 10 | 7 | 11 | 2102.5 | 62.4 | 19510 | 0
SOUTHERN CROSS DC TIE | 2020 | 10 | 7 | 12 | 2103.7 | 82.9 | 19522 | 0
SOUTHERN CROSS DC TIE | 2020 | 10 | 7 | 13 | 2063.1 | 79 | 19145 | 0
SOUTHERN CROSS DC TIE | 2020 | 10 | 7 | 14 | 323 | 2 | 2997 | 0
SOUTHERN CROSS DC TIE | 2020 | 10 | 7 | 15 | 165.7 | 0.6 | 1537 | 0
SOUTHERN CROSS DC TIE | 2020 | 10 | 7 | 16 | 332.6 | 2.2 | 3086 | 0
SOUTHERN CROSS DC TIE | 2020 | 10 | 7 | 17 | 439.9 | 3.8 | 4082 | 0
SOUTHERN CROSS DC TIE | 2020 | 10 | 7 | 18 | 315.8 | 2 | 2930 | 0
SOUTHERN CROSS DC TIE | 2020 | 10 | 7 | 19 | 579.4 | 6.5 | 5377 | 0
SOUTHERN CROSS DC TIE | 2020 | 10 | 7 | 20 | 1570 | 47.3 | 14569 | 0
SOUTHERN CROSS DC TIE | 2020 | 10 | 7 | 21 | 2106.1 | 80.6 | 19544 | 0
SOUTHERN CROSS DC TIE | 2020 | 10 | 7 | 22 | 2105.3 | 81.1 | 19537 | 0
SOUTHERN CROSS DC TIE | 2020 | 10 | 7 | 23 | 2093.5 | 70.1 | 19427 | 0
SOUTHERN CROSS DC TIE | 2020 | 10 | 7 | 24 | 2087.7 | 76.6 | 19373 | 0
SOUTHERN CROSS DC TIE | 2020 | 10 | 8 | 1 | 352.5 | 0 | 3271 | 0
SOUTHERN CROSS DC TIE | 2020 | 10 | 8 | 2 | 1328.2 | 30.5 | 12325 | 0
SOUTHERN CROSS DC TIE | 2020 | 10 | 8 | 3 | 1139.4 | 27.3 | 10573 | 0
SOUTHERN CROSS DC TIE | 2020 | 10 | 8 | 4 | 1317.9 | 33.3 | 12229 | 0
SOUTHERN CROSS DC TIE | 2020 | 10 | 8 | 5 | 1644.9 | 48.5 | 15264 | 0
SOUTHERN CROSS DC TIE | 2020 | 10 | 8 | 6 | 2079.8 | 72.1 | 19300 | 0
SOUTHERN CROSS DC TIE | 2020 | 10 | 8 | 7 | 2097.6 | 100.2 | 19465 | 0
SOUTHERN CROSS DC TIE | 2020 | 10 | 8 | 8 | 2089.2 | 71.7 | 19387 | 0
SOUTHERN CROSS DC TIE | 2020 | 10 | 8 | 9 | 2089 | 82.2 | 19386 | 0
SOUTHERN CROSS DC TIE | 2020 | 10 | 8 | 10 | 2089.2 | 80.6 | 19387 | 0
SOUTHERN CROSS DC TIE | 2020 | 10 | 8 | 11 | 2092.8 | 84.3 | 19421 | 0
SOUTHERN CROSS DC TIE | 2020 | 10 | 8 | 12 | 2093.7 | 81.4 | 19429 | 0
SOUTHERN CROSS DC TIE | 2020 | 10 | 8 | 13 | 2094.2 | 81.4 | 19433 | 0
SOUTHERN CROSS DC TIE | 2020 | 10 | 8 | 14 | 350.8 | 2.4 | 3255 | 0
SOUTHERN CROSS DC TIE | 2020 | 10 | 8 | 15 | 466.7 | 4.3 | 4330 | 0
SOUTHERN CROSS DC TIE | 2020 | 10 | 8 | 16 | 845.4 | 13.7 | 7845 | 0
SOUTHERN CROSS DC TIE | 2020 | 10 | 8 | 17 | 191.7 | 0.7 | 1778 | 0
SOUTHERN CROSS DC TIE | 2020 | 10 | 8 | 18 | 401.7 | 3.4 | 3727 | 0
SOUTHERN CROSS DC TIE | 2020 | 10 | 8 | 19 | 632.4 | 7.9 | 5868 | 0
SOUTHERN CROSS DC TIE | 2020 | 10 | 8 | 20 | 1406.5 | 37.9 | 13052 | 0
SOUTHERN CROSS DC TIE | 2020 | 10 | 8 | 21 | 963.1 | 18.8 | 8937 | 0
SOUTHERN CROSS DC TIE | 2020 | 10 | 8 | 22 | 1315.1 | 30.2 | 12204 | 0
SOUTHERN CROSS DC TIE | 2020 | 10 | 8 | 23 | 1438.2 | 39.2 | 13346 | 0
SOUTHERN CROSS DC TIE | 2020 | 10 | 8 | 24 | 2084.3 | 66.9 | 19342 | 0
SOUTHERN CROSS DC TIE | 2020 | 10 | 9 | 1 | 1003.4 | 0 | 9311 | 0
SOUTHERN CROSS DC TIE | 2020 | 10 | 9 | 2 | 1383.6 | 49.8 | 12839 | 0
SOUTHERN CROSS DC TIE | 2020 | 10 | 9 | 3 | 2071.7 | 53.7 | 19225 | 0
SOUTHERN CROSS DC TIE | 2020 | 10 | 9 | 4 | 1896.2 | 80.3 | 17596 | 0
SOUTHERN CROSS DC TIE | 2020 | 10 | 9 | 5 | 2038.8 | 63.6 | 18920 | 0
SOUTHERN CROSS DC TIE | 2020 | 10 | 9 | 6 | 2060.5 | 83.2 | 19121 | 0
SOUTHERN CROSS DC TIE | 2020 | 10 | 9 | 7 | 2068.5 | 84.3 | 19195 | 0
SOUTHERN CROSS DC TIE | 2020 | 10 | 9 | 8 | 2088.2 | 96.7 | 19378 | 0
SOUTHERN CROSS DC TIE | 2020 | 10 | 9 | 9 | 2093 | 82.9 | 19423 | 0
SOUTHERN CROSS DC TIE | 2020 | 10 | 9 | 10 | 2095.7 | 83.4 | 19447 | 0
SOUTHERN CROSS DC TIE | 2020 | 10 | 9 | 11 | 2076.4 | 80.7 | 19269 | 0
SOUTHERN CROSS DC TIE | 2020 | 10 | 9 | 12 | 1908.4 | 76.9 | 17710 | 0
SOUTHERN CROSS DC TIE | 2020 | 10 | 9 | 13 | 1830.7 | 58.4 | 16989 | 0
SOUTHERN CROSS DC TIE | 2020 | 10 | 9 | 14 | 1181.6 | 23 | 10965 | 0
SOUTHERN CROSS DC TIE | 2020 | 10 | 9 | 15 | 585.9 | 6.8 | 5437 | 0
SOUTHERN CROSS DC TIE | 2020 | 10 | 9 | 16 | 691.8 | 9.4 | 6420 | 0
SOUTHERN CROSS DC TIE | 2020 | 10 | 9 | 17 | 372.5 | 2.6 | 3456 | 0
SOUTHERN CROSS DC TIE | 2020 | 10 | 9 | 18 | 587.7 | 7.9 | 5453 | 0
SOUTHERN CROSS DC TIE | 2020 | 10 | 9 | 19 | 908.9 | 13.8 | 8434 | 0
SOUTHERN CROSS DC TIE | 2020 | 10 | 9 | 20 | 1088.3 | 24.3 | 10099 | 0
SOUTHERN CROSS DC TIE | 2020 | 10 | 9 | 21 | 632.2 | 7.4 | 5867 | 0
SOUTHERN CROSS DC TIE | 2020 | 10 | 9 | 22 | 796.9 | 12.5 | 7395 | 0
SOUTHERN CROSS DC TIE | 2020 | 10 | 9 | 23 | 624 | 7.3 | 5790 | 0
SOUTHERN CROSS DC TIE | 2020 | 10 | 9 | 24 | 1112 | 21.5 | 10319 | 0
SOUTHERN CROSS DC TIE | 2020 | 10 | 10 | 1 | 111.2 | 0 | 1031 | 0
SOUTHERN CROSS DC TIE | 2020 | 10 | 10 | 2 | 684.2 | 11.2 | 6349 | 0
SOUTHERN CROSS DC TIE | 2020 | 10 | 10 | 3 | 423 | 3 | 3925 | 0
SOUTHERN CROSS DC TIE | 2020 | 10 | 10 | 4 | 605 | 7.4 | 5614 | 0
SOUTHERN CROSS DC TIE | 2020 | 10 | 10 | 5 | 739.4 | 9.5 | 6861 | 0
SOUTHERN CROSS DC TIE | 2020 | 10 | 10 | 6 | 650.6 | 8.7 | 6037 | 0
SOUTHERN CROSS DC TIE | 2020 | 10 | 10 | 7 | 282.5 | 1.6 | 2621 | 0
SOUTHERN CROSS DC TIE | 2020 | 10 | 10 | 8 | 353.1 | 2.7 | 3277 | 0
SOUTHERN CROSS DC TIE | 2020 | 10 | 10 | 9 | 72.9 | 0.1 | 676 | 0
SOUTHERN CROSS DC TIE | 2020 | 10 | 10 | 10 | 565 | 6 | 5243 | 0
SOUTHERN CROSS DC TIE | 2020 | 10 | 10 | 11 | 359.3 | 2.4 | 3334 | 0
SOUTHERN CROSS DC TIE | 2020 | 10 | 10 | 12 | 107.8 | 0.2 | 1000 | 0
SOUTHERN CROSS DC TIE | 2020 | 10 | 10 | 13 | 88.7 | 0.2 | 823 | 0
SOUTHERN CROSS DC TIE | 2020 | 10 | 10 | 14 | 102.2 | 0.2 | 948 | 0
SOUTHERN CROSS DC TIE | 2020 | 10 | 10 | 15 | 179 | 0.6 | 1661 | 0
SOUTHERN CROSS DC TIE | 2020 | 10 | 10 | 16 | 155.8 | 0.5 | 1445 | 0
SOUTHERN CROSS DC TIE | 2020 | 10 | 10 | 17 | 349.1 | 2.4 | 3239 | 0
SOUTHERN CROSS DC TIE | 2020 | 10 | 10 | 18 | 245.4 | 1.2 | 2276 | 0
SOUTHERN CROSS DC TIE | 2020 | 10 | 10 | 19 | 345.3 | 2.6 | 3204 | 0
SOUTHERN CROSS DC TIE | 2020 | 10 | 10 | 20 | 397.9 | 3.2 | 3692 | 0
SOUTHERN CROSS DC TIE | 2020 | 10 | 10 | 21 | 235.4 | 1.1 | 2184 | 0
SOUTHERN CROSS DC TIE | 2020 | 10 | 10 | 22 | 77.8 | 0.1 | 722 | 0
SOUTHERN CROSS DC TIE | 2020 | 10 | 10 | 23 | 389.9 | 2.8 | 3618 | 0
SOUTHERN CROSS DC TIE | 2020 | 10 | 10 | 24 | 330.4 | 2.1 | 3065 | 0
SOUTHERN CROSS DC TIE | 2020 | 10 | 11 | 1 | 758.2 | 0 | 7036 | 0
SOUTHERN CROSS DC TIE | 2020 | 10 | 11 | 2 | 368.3 | 4.5 | 3417 | 0
SOUTHERN CROSS DC TIE | 2020 | 10 | 11 | 3 | 956.4 | 11 | 8875 | 0
SOUTHERN CROSS DC TIE | 2020 | 10 | 11 | 4 | 245.6 | 1.9 | 2279 | 0
SOUTHERN CROSS DC TIE | 2020 | 10 | 11 | 5 | 433.5 | 2.7 | 4023 | 0
SOUTHERN CROSS DC TIE | 2020 | 10 | 11 | 6 | 171.9 | 0.8 | 1594 | 0
SOUTHERN CROSS DC TIE | 2020 | 10 | 11 | 7 | 390.8 | 2 | 3626 | 0
SOUTHERN CROSS DC TIE | 2020 | 10 | 11 | 8 | 384.2 | 4.3 | 3565 | 0
SOUTHERN CROSS DC TIE | 2020 | 10 | 11 | 9 | 637.4 | 7.2 | 5914 | 0
SOUTHERN CROSS DC TIE | 2020 | 10 | 11 | 10 | 394.1 | 3.4 | 3657 | 0
SOUTHERN CROSS DC TIE | 2020 | 10 | 11 | 11 | 0 | 0 | 0 | 0
SOUTHERN CROSS DC TIE | 2020 | 10 | 11 | 12 | 0 | 0 | 0 | 0
SOUTHERN CROSS DC TIE | 2020 | 10 | 11 | 13 | 0 | 0 | 0 | 0
SOUTHERN CROSS DC TIE | 2020 | 10 | 11 | 14 | 0 | 0 | 0 | 0
SOUTHERN CROSS DC TIE | 2020 | 10 | 11 | 15 | 0 | 0 | 0 | 0
SOUTHERN CROSS DC TIE | 2020 | 10 | 11 | 16 | 0 | 0 | 0 | 0
SOUTHERN CROSS DC TIE | 2020 | 10 | 11 | 17 | 0 | 0 | 0 | 0
SOUTHERN CROSS DC TIE | 2020 | 10 | 11 | 18 | 250.4 | 1.4 | 2323 | 0
SOUTHERN CROSS DC TIE | 2020 | 10 | 11 | 19 | 451.5 | 3.7 | 4189 | 0
SOUTHERN CROSS DC TIE | 2020 | 10 | 11 | 20 | 436.2 | 3.8 | 4047 | 0
SOUTHERN CROSS DC TIE | 2020 | 10 | 11 | 21 | 220.7 | 0.9 | 2048 | 0
SOUTHERN CROSS DC TIE | 2020 | 10 | 11 | 22 | 0 | 0 | 0 | 0
SOUTHERN CROSS DC TIE | 2020 | 10 | 11 | 23 | 0 | 0 | 0 | 0
SOUTHERN CROSS DC TIE | 2020 | 10 | 11 | 24 | 452.9 | 4 | 4203 | 0
SOUTHERN CROSS DC TIE | 2020 | 10 | 12 | 1 | 0 | 0 | 0 | 0
SOUTHERN CROSS DC TIE | 2020 | 10 | 12 | 2 | 193.5 | 1 | 1795 | 0
SOUTHERN CROSS DC TIE | 2020 | 10 | 12 | 3 | 232.5 | 1 | 2157 | 0
SOUTHERN CROSS DC TIE | 2020 | 10 | 12 | 4 | 221.4 | 1 | 2054 | 0
SOUTHERN CROSS DC TIE | 2020 | 10 | 12 | 5 | 527.9 | 5.3 | 4899 | 0
SOUTHERN CROSS DC TIE | 2020 | 10 | 12 | 6 | 1840.2 | 57.9 | 17076 | 0
SOUTHERN CROSS DC TIE | 2020 | 10 | 12 | 7 | 1938.5 | 81.8 | 17989 | 0
SOUTHERN CROSS DC TIE | 2020 | 10 | 12 | 8 | 192.8 | 0.8 | 1789 | 0
SOUTHERN CROSS DC TIE | 2020 | 10 | 12 | 9 | 0 | 0 | 0 | 0
SOUTHERN CROSS DC TIE | 2020 | 10 | 12 | 10 | 0 | 0 | 0 | 0
SOUTHERN CROSS DC TIE | 2020 | 10 | 12 | 11 | 13.2 | 0 | 122 | 0
SOUTHERN CROSS DC TIE | 2020 | 10 | 12 | 12 | 0.1 | 0 | 1 | 0
SOUTHERN CROSS DC TIE | 2020 | 10 | 12 | 13 | 0 | 0 | 0 | 0
SOUTHERN CROSS DC TIE | 2020 | 10 | 12 | 14 | 188.8 | 0.7 | 1752 | 0
SOUTHERN CROSS DC TIE | 2020 | 10 | 12 | 15 | 192.7 | 0.7 | 1788 | 0
SOUTHERN CROSS DC TIE | 2020 | 10 | 12 | 16 | 216.1 | 0.9 | 2005 | 0
SOUTHERN CROSS DC TIE | 2020 | 10 | 12 | 17 | 909 | 15.8 | 8435 | 0
SOUTHERN CROSS DC TIE | 2020 | 10 | 12 | 18 | 682.5 | 9.3 | 6333 | 0
SOUTHERN CROSS DC TIE | 2020 | 10 | 12 | 19 | 825.2 | 13.2 | 7657 | 0
SOUTHERN CROSS DC TIE | 2020 | 10 | 12 | 20 | 980.5 | 19.6 | 9099 | 0
SOUTHERN CROSS DC TIE | 2020 | 10 | 12 | 21 | 1584.1 | 47.5 | 14700 | 0
SOUTHERN CROSS DC TIE | 2020 | 10 | 12 | 22 | 1789.6 | 58.8 | 16607 | 0
SOUTHERN CROSS DC TIE | 2020 | 10 | 12 | 23 | 2094.6 | 74.6 | 19438 | 0
SOUTHERN CROSS DC TIE | 2020 | 10 | 12 | 24 | 1370.1 | 34.2 | 12714 | 0
SOUTHERN CROSS DC TIE | 2020 | 10 | 13 | 1 | 1928.8 | 0 | 17899 | 0
SOUTHERN CROSS DC TIE | 2020 | 10 | 13 | 2 | 2080.1 | 71.9 | 19303 | 0
SOUTHERN CROSS DC TIE | 2020 | 10 | 13 | 3 | 2088.5 | 90.9 | 19381 | 0
SOUTHERN CROSS DC TIE | 2020 | 10 | 13 | 4 | 2093.6 | 84 | 19428 | 0
SOUTHERN CROSS DC TIE | 2020 | 10 | 13 | 5 | 2093.1 | 80.2 | 19423 | 0
SOUTHERN CROSS DC TIE | 2020 | 10 | 13 | 6 | 2093.7 | 81.7 | 19429 | 0
SOUTHERN CROSS DC TIE | 2020 | 10 | 13 | 7 | 1130.8 | 28.3 | 10493 | 0
SOUTHERN CROSS DC TIE | 2020 | 10 | 13 | 8 | 2100.8 | 76.2 | 19495 | 0
SOUTHERN CROSS DC TIE | 2020 | 10 | 13 | 9 | 2114.7 | 95.6 | 19624 | 0
SOUTHERN CROSS DC TIE | 2020 | 10 | 13 | 10 | 1347.4 | 29.7 | 12504 | 0
SOUTHERN CROSS DC TIE | 2020 | 10 | 13 | 11 | 371.9 | 2.8 | 3451 | 0
SOUTHERN CROSS DC TIE | 2020 | 10 | 13 | 12 | 0 | 0 | 0 | 0
SOUTHERN CROSS DC TIE | 2020 | 10 | 13 | 13 | 117.1 | 0.3 | 1086 | 0
SOUTHERN CROSS DC TIE | 2020 | 10 | 13 | 14 | 139.6 | 0.4 | 1295 | 0
SOUTHERN CROSS DC TIE | 2020 | 10 | 13 | 15 | 134.2 | 0.4 | 1245 | 0
SOUTHERN CROSS DC TIE | 2020 | 10 | 13 | 16 | 228.6 | 1.1 | 2121 | 0
SOUTHERN CROSS DC TIE | 2020 | 10 | 13 | 17 | 432.5 | 3.7 | 4013 | 0
SOUTHERN CROSS DC TIE | 2020 | 10 | 13 | 18 | 434.6 | 3.7 | 4033 | 0
SOUTHERN CROSS DC TIE | 2020 | 10 | 13 | 19 | 897.1 | 15.8 | 8324 | 0
SOUTHERN CROSS DC TIE | 2020 | 10 | 13 | 20 | 1204.7 | 29.3 | 11179 | 0
SOUTHERN CROSS DC TIE | 2020 | 10 | 13 | 21 | 1732.3 | 56.2 | 16075 | 0
SOUTHERN CROSS DC TIE | 2020 | 10 | 13 | 22 | 2094.8 | 80.7 | 19440 | 0
SOUTHERN CROSS DC TIE | 2020 | 10 | 13 | 23 | 1935.6 | 64.5 | 17962 | 0
SOUTHERN CROSS DC TIE | 2020 | 10 | 13 | 24 | 1359.6 | 35.4 | 12616 | 0
SOUTHERN CROSS DC TIE | 2020 | 10 | 14 | 1 | 700.4 | 0 | 6499 | 0
SOUTHERN CROSS DC TIE | 2020 | 10 | 14 | 2 | 1073.2 | 22.4 | 9959 | 0
SOUTHERN CROSS DC TIE | 2020 | 10 | 14 | 3 | 1557 | 48.4 | 14449 | 0
SOUTHERN CROSS DC TIE | 2020 | 10 | 14 | 4 | 1490.7 | 40.6 | 13834 | 0
SOUTHERN CROSS DC TIE | 2020 | 10 | 14 | 5 | 2096 | 82.5 | 19450 | 0
SOUTHERN CROSS DC TIE | 2020 | 10 | 14 | 6 | 2105.6 | 90.7 | 19539 | 0
SOUTHERN CROSS DC TIE | 2020 | 10 | 14 | 7 | 2096.6 | 73.1 | 19456 | 0
SOUTHERN CROSS DC TIE | 2020 | 10 | 14 | 8 | 2091.5 | 76.8 | 19409 | 0
SOUTHERN CROSS DC TIE | 2020 | 10 | 14 | 9 | 1963.7 | 80.1 | 18223 | 0
SOUTHERN CROSS DC TIE | 2020 | 10 | 14 | 10 | 1314.4 | 33.5 | 12197 | 0
SOUTHERN CROSS DC TIE | 2020 | 10 | 14 | 11 | 914.8 | 15 | 8489 | 0
SOUTHERN CROSS DC TIE | 2020 | 10 | 14 | 12 | 704.1 | 9.6 | 6533 | 0
SOUTHERN CROSS DC TIE | 2020 | 10 | 14 | 13 | 1091.1 | 23 | 10125 | 0
SOUTHERN CROSS DC TIE | 2020 | 10 | 14 | 14 | 1608.8 | 47.3 | 14929 | 0
SOUTHERN CROSS DC TIE | 2020 | 10 | 14 | 15 | 1247.8 | 29.1 | 11579 | 0
SOUTHERN CROSS DC TIE | 2020 | 10 | 14 | 16 | 1811.7 | 61.3 | 16812 | 0
SOUTHERN CROSS DC TIE | 2020 | 10 | 14 | 17 | 1469 | 41 | 13631 | 0
SOUTHERN CROSS DC TIE | 2020 | 10 | 14 | 18 | 1484.8 | 39.6 | 13779 | 0
SOUTHERN CROSS DC TIE | 2020 | 10 | 14 | 19 | 1147.3 | 23.9 | 10646 | 0
SOUTHERN CROSS DC TIE | 2020 | 10 | 14 | 20 | 955.8 | 19.2 | 8869 | 0
SOUTHERN CROSS DC TIE | 2020 | 10 | 14 | 21 | 1423.7 | 37.7 | 13211 | 0
SOUTHERN CROSS DC TIE | 2020 | 10 | 14 | 22 | 1809.5 | 53.6 | 16792 | 0
SOUTHERN CROSS DC TIE | 2020 | 10 | 14 | 23 | 1590.3 | 46.3 | 14758 | 0
SOUTHERN CROSS DC TIE | 2020 | 10 | 14 | 24 | 2082.1 | 88.2 | 19321 | 0
SOUTHERN CROSS DC TIE | 2020 | 10 | 15 | 1 | 1521 | 0 | 14114 | 0
SOUTHERN CROSS DC TIE | 2020 | 10 | 15 | 2 | 1395.7 | 36.6 | 12951 | 0
SOUTHERN CROSS DC TIE | 2020 | 10 | 15 | 3 | 2090.4 | 89.5 | 19398 | 0
SOUTHERN CROSS DC TIE | 2020 | 10 | 15 | 4 | 1971.4 | 73.9 | 18294 | 0
SOUTHERN CROSS DC TIE | 2020 | 10 | 15 | 5 | 2098.8 | 85.8 | 19476 | 0
SOUTHERN CROSS DC TIE | 2020 | 10 | 15 | 6 | 2081 | 63.4 | 19311 | 0
SOUTHERN CROSS DC TIE | 2020 | 10 | 15 | 7 | 2123.9 | 128.6 | 19709 | 0
SOUTHERN CROSS DC TIE | 2020 | 10 | 15 | 8 | 1948.6 | 59.9 | 18082 | 0
SOUTHERN CROSS DC TIE | 2020 | 10 | 15 | 9 | 827.5 | 13.6 | 7679 | 0
SOUTHERN CROSS DC TIE | 2020 | 10 | 15 | 10 | 1037.2 | 21 | 9625 | 0
SOUTHERN CROSS DC TIE | 2020 | 10 | 15 | 11 | 861.7 | 14.2 | 7996 | 0
SOUTHERN CROSS DC TIE | 2020 | 10 | 15 | 12 | 1011 | 19.5 | 9381 | 0
SOUTHERN CROSS DC TIE | 2020 | 10 | 15 | 13 | 727.9 | 10.2 | 6755 | 0
SOUTHERN CROSS DC TIE | 2020 | 10 | 15 | 14 | 797.8 | 13 | 7403 | 0
SOUTHERN CROSS DC TIE | 2020 | 10 | 15 | 15 | 788 | 11.9 | 7312 | 0
SOUTHERN CROSS DC TIE | 2020 | 10 | 15 | 16 | 696.4 | 9.6 | 6462 | 0
SOUTHERN CROSS DC TIE | 2020 | 10 | 15 | 17 | 753.3 | 11 | 6990 | 0
SOUTHERN CROSS DC TIE | 2020 | 10 | 15 | 18 | 775.6 | 11.7 | 7197 | 0
SOUTHERN CROSS DC TIE | 2020 | 10 | 15 | 19 | 523.4 | 5.5 | 4857 | 0
SOUTHERN CROSS DC TIE | 2020 | 10 | 15 | 20 | 424.5 | 3.1 | 3939 | 0
SOUTHERN CROSS DC TIE | 2020 | 10 | 15 | 21 | 187.3 | 0.7 | 1737 | 0
SOUTHERN CROSS DC TIE | 2020 | 10 | 15 | 22 | 531.5 | 6 | 4932 | 0
SOUTHERN CROSS DC TIE | 2020 | 10 | 15 | 23 | 772.2 | 10.3 | 7165 | 0
SOUTHERN CROSS DC TIE | 2020 | 10 | 15 | 24 | 1034.9 | 22.8 | 9603 | 0
SOUTHERN CROSS DC TIE | 2020 | 10 | 16 | 1 | 1097.2 | 0 | 10181 | 0
SOUTHERN CROSS DC TIE | 2020 | 10 | 16 | 2 | 1121 | 23.4 | 10402 | 0
SOUTHERN CROSS DC TIE | 2020 | 10 | 16 | 3 | 1763.3 | 61.6 | 16363 | 0
SOUTHERN CROSS DC TIE | 2020 | 10 | 16 | 4 | 1399.5 | 36.1 | 12987 | 0
SOUTHERN CROSS DC TIE | 2020 | 10 | 16 | 5 | 1751 | 54.7 | 16249 | 0
SOUTHERN CROSS DC TIE | 2020 | 10 | 16 | 6 | 2090.6 | 77.4 | 19400 | 0
SOUTHERN CROSS DC TIE | 2020 | 10 | 16 | 7 | 2098 | 88.7 | 19469 | 0
SOUTHERN CROSS DC TIE | 2020 | 10 | 16 | 8 | 1298.4 | 33 | 12049 | 0
SOUTHERN CROSS DC TIE | 2020 | 10 | 16 | 9 | 785.1 | 12.3 | 7285 | 0
SOUTHERN CROSS DC TIE | 2020 | 10 | 16 | 10 | 781.7 | 12.1 | 7254 | 0
SOUTHERN CROSS DC TIE | 2020 | 10 | 16 | 11 | 760.9 | 11.2 | 7061 | 0
SOUTHERN CROSS DC TIE | 2020 | 10 | 16 | 12 | 751.9 | 11.1 | 6977 | 0
SOUTHERN CROSS DC TIE | 2020 | 10 | 16 | 13 | 793.6 | 11.9 | 7364 | 0
SOUTHERN CROSS DC TIE | 2020 | 10 | 16 | 14 | 435.1 | 3.7 | 4038 | 0
SOUTHERN CROSS DC TIE | 2020 | 10 | 16 | 15 | 524.4 | 5.3 | 4866 | 0
SOUTHERN CROSS DC TIE | 2020 | 10 | 16 | 16 | 605.9 | 7.1 | 5623 | 0
SOUTHERN CROSS DC TIE | 2020 | 10 | 16 | 17 | 648.1 | 8.2 | 6014 | 0
SOUTHERN CROSS DC TIE | 2020 | 10 | 16 | 18 | 836.7 | 13.6 | 7764 | 0
SOUTHERN CROSS DC TIE | 2020 | 10 | 16 | 19 | 949.3 | 17.5 | 8809 | 0
SOUTHERN CROSS DC TIE | 2020 | 10 | 16 | 20 | 1303.9 | 32 | 12100 | 0
SOUTHERN CROSS DC TIE | 2020 | 10 | 16 | 21 | 1720.1 | 54.5 | 15962 | 0
SOUTHERN CROSS DC TIE | 2020 | 10 | 16 | 22 | 1476.5 | 40.2 | 13702 | 0
SOUTHERN CROSS DC TIE | 2020 | 10 | 16 | 23 | 2086.9 | 70.2 | 19366 | 0
SOUTHERN CROSS DC TIE | 2020 | 10 | 16 | 24 | 1580.9 | 41.1 | 14670 | 0
SOUTHERN CROSS DC TIE | 2020 | 10 | 17 | 1 | 2100 | 0 | 19487 | 0
SOUTHERN CROSS DC TIE | 2020 | 10 | 17 | 2 | 1925.9 | 85.9 | 17872 | 0
SOUTHERN CROSS DC TIE | 2020 | 10 | 17 | 3 | 2062.2 | 64.4 | 19137 | 0
SOUTHERN CROSS DC TIE | 2020 | 10 | 17 | 4 | 2050.5 | 75.7 | 19028 | 0
SOUTHERN CROSS DC TIE | 2020 | 10 | 17 | 5 | 1662 | 52.2 | 15423 | 0
SOUTHERN CROSS DC TIE | 2020 | 10 | 17 | 6 | 1602.8 | 50 | 14874 | 0
SOUTHERN CROSS DC TIE | 2020 | 10 | 17 | 7 | 1310.6 | 32.7 | 12162 | 0
SOUTHERN CROSS DC TIE | 2020 | 10 | 17 | 8 | 1197.1 | 28.2 | 11109 | 0
SOUTHERN CROSS DC TIE | 2020 | 10 | 17 | 9 | 1367.1 | 36.1 | 12686 | 0
SOUTHERN CROSS DC TIE | 2020 | 10 | 17 | 10 | 700.2 | 9.9 | 6497 | 0
SOUTHERN CROSS DC TIE | 2020 | 10 | 17 | 11 | 810.1 | 13.1 | 7518 | 0
SOUTHERN CROSS DC TIE | 2020 | 10 | 17 | 12 | 686.8 | 9.2 | 6373 | 0
SOUTHERN CROSS DC TIE | 2020 | 10 | 17 | 13 | 375.4 | 2.8 | 3483 | 0
SOUTHERN CROSS DC TIE | 2020 | 10 | 17 | 14 | 615.9 | 7.8 | 5715 | 0
SOUTHERN CROSS DC TIE | 2020 | 10 | 17 | 15 | 773.8 | 13 | 7181 | 0
SOUTHERN CROSS DC TIE | 2020 | 10 | 17 | 16 | 824.1 | 11.8 | 7647 | 0
SOUTHERN CROSS DC TIE | 2020 | 10 | 17 | 17 | 780.3 | 12.7 | 7241 | 0
SOUTHERN CROSS DC TIE | 2020 | 10 | 17 | 18 | 777.3 | 11.4 | 7213 | 0
SOUTHERN CROSS DC TIE | 2020 | 10 | 17 | 19 | 1007.8 | 22.1 | 9352 | 0
SOUTHERN CROSS DC TIE | 2020 | 10 | 17 | 20 | 1374.5 | 38 | 12755 | 0
SOUTHERN CROSS DC TIE | 2020 | 10 | 17 | 21 | 1382.1 | 35.7 | 12825 | 0
SOUTHERN CROSS DC TIE | 2020 | 10 | 17 | 22 | 1422.9 | 33.9 | 13204 | 0
SOUTHERN CROSS DC TIE | 2020 | 10 | 17 | 23 | 1252 | 27.8 | 11618 | 0
SOUTHERN CROSS DC TIE | 2020 | 10 | 17 | 24 | 1160.9 | 30.5 | 10773 | 0
SOUTHERN CROSS DC TIE | 2020 | 10 | 18 | 1 | 1349.6 | 0 | 12524 | 0
SOUTHERN CROSS DC TIE | 2020 | 10 | 18 | 2 | 1306.9 | 38.7 | 12128 | 0
SOUTHERN CROSS DC TIE | 2020 | 10 | 18 | 3 | 2093.9 | 78.1 | 19431 | 0
SOUTHERN CROSS DC TIE | 2020 | 10 | 18 | 4 | 1999.6 | 71.7 | 18555 | 0
SOUTHERN CROSS DC TIE | 2020 | 10 | 18 | 5 | 2088.1 | 78.6 | 19377 | 0
SOUTHERN CROSS DC TIE | 2020 | 10 | 18 | 6 | 2081.8 | 74.7 | 19318 | 0
SOUTHERN CROSS DC TIE | 2020 | 10 | 18 | 7 | 1395.6 | 34.4 | 12951 | 0
SOUTHERN CROSS DC TIE | 2020 | 10 | 18 | 8 | 1533.6 | 44.7 | 14232 | 0
SOUTHERN CROSS DC TIE | 2020 | 10 | 18 | 9 | 1564.3 | 46 | 14516 | 0
SOUTHERN CROSS DC TIE | 2020 | 10 | 18 | 10 | 1411.5 | 41.4 | 13099 | 0
SOUTHERN CROSS DC TIE | 2020 | 10 | 18 | 11 | 1016.2 | 19.4 | 9430 | 0
SOUTHERN CROSS DC TIE | 2020 | 10 | 18 | 12 | 918.8 | 17.8 | 8526 | 0
SOUTHERN CROSS DC TIE | 2020 | 10 | 18 | 13 | 772.5 | 10.3 | 7169 | 0
SOUTHERN CROSS DC TIE | 2020 | 10 | 18 | 14 | 412.5 | 3.2 | 3827 | 0
SOUTHERN CROSS DC TIE | 2020 | 10 | 18 | 15 | 446.7 | 4.7 | 4145 | 0
SOUTHERN CROSS DC TIE | 2020 | 10 | 18 | 16 | 435.2 | 2.8 | 4038 | 0
SOUTHERN CROSS DC TIE | 2020 | 10 | 18 | 17 | 169.5 | 0.6 | 1572 | 0
SOUTHERN CROSS DC TIE | 2020 | 10 | 18 | 18 | 336.3 | 2.3 | 3121 | 0
SOUTHERN CROSS DC TIE | 2020 | 10 | 18 | 19 | 859.1 | 16.5 | 7972 | 0
SOUTHERN CROSS DC TIE | 2020 | 10 | 18 | 20 | 876.4 | 13.5 | 8132 | 0
SOUTHERN CROSS DC TIE | 2020 | 10 | 18 | 21 | 723.9 | 9.9 | 6717 | 0
SOUTHERN CROSS DC TIE | 2020 | 10 | 18 | 22 | 832.4 | 13.4 | 7724 | 0
SOUTHERN CROSS DC TIE | 2020 | 10 | 18 | 23 | 1131 | 24.2 | 10495 | 0
SOUTHERN CROSS DC TIE | 2020 | 10 | 18 | 24 | 1276.4 | 31.4 | 11844 | 0
SOUTHERN CROSS DC TIE | 2020 | 10 | 19 | 1 | 1072.5 | 0 | 9953 | 0
SOUTHERN CROSS DC TIE | 2020 | 10 | 19 | 2 | 1364.1 | 57 | 12658 | 0
SOUTHERN CROSS DC TIE | 2020 | 10 | 19 | 3 | 1963.8 | 44.1 | 18224 | 0
SOUTHERN CROSS DC TIE | 2020 | 10 | 19 | 4 | 1678.2 | 59.2 | 15574 | 0
SOUTHERN CROSS DC TIE | 2020 | 10 | 19 | 5 | 2058.5 | 77.7 | 19103 | 0
SOUTHERN CROSS DC TIE | 2020 | 10 | 19 | 6 | 2093.2 | 113.5 | 19425 | 0
SOUTHERN CROSS DC TIE | 2020 | 10 | 19 | 7 | 2088.9 | 73.5 | 19385 | 0
SOUTHERN CROSS DC TIE | 2020 | 10 | 19 | 8 | 1528.8 | 44.6 | 14186 | 0
SOUTHERN CROSS DC TIE | 2020 | 10 | 19 | 9 | 1444.1 | 42.6 | 13400 | 0
SOUTHERN CROSS DC TIE | 2020 | 10 | 19 | 10 | 1490.1 | 41.7 | 13828 | 0
SOUTHERN CROSS DC TIE | 2020 | 10 | 19 | 11 | 898 | 15.2 | 8333 | 0
SOUTHERN CROSS DC TIE | 2020 | 10 | 19 | 12 | 980.9 | 16.8 | 9102 | 0
SOUTHERN CROSS DC TIE | 2020 | 10 | 19 | 13 | 611.8 | 7.4 | 5677 | 0
SOUTHERN CROSS DC TIE | 2020 | 10 | 19 | 14 | 476.9 | 5.3 | 4425 | 0
SOUTHERN CROSS DC TIE | 2020 | 10 | 19 | 15 | 474.4 | 4.5 | 4402 | 0
SOUTHERN CROSS DC TIE | 2020 | 10 | 19 | 16 | 390.4 | 2.7 | 3623 | 0
SOUTHERN CROSS DC TIE | 2020 | 10 | 19 | 17 | 371.7 | 2.5 | 3449 | 0
SOUTHERN CROSS DC TIE | 2020 | 10 | 19 | 18 | 436.6 | 4.3 | 4051 | 0
SOUTHERN CROSS DC TIE | 2020 | 10 | 19 | 19 | 824 | 13.5 | 7646 | 0
SOUTHERN CROSS DC TIE | 2020 | 10 | 19 | 20 | 1015.2 | 18.6 | 9421 | 0
SOUTHERN CROSS DC TIE | 2020 | 10 | 19 | 21 | 1193.8 | 28.2 | 11078 | 0
SOUTHERN CROSS DC TIE | 2020 | 10 | 19 | 22 | 1405 | 34.9 | 13037 | 0
SOUTHERN CROSS DC TIE | 2020 | 10 | 19 | 23 | 987.4 | 16.1 | 9163 | 0
SOUTHERN CROSS DC TIE | 2020 | 10 | 19 | 24 | 1078 | 24.1 | 10003 | 0
SOUTHERN CROSS DC TIE | 2020 | 10 | 20 | 1 | 1752.7 | 0 | 16264 | 0
SOUTHERN CROSS DC TIE | 2020 | 10 | 20 | 2 | 1463.3 | 48.1 | 13579 | 0
SOUTHERN CROSS DC TIE | 2020 | 10 | 20 | 3 | 2081.7 | 64 | 19317 | 0
SOUTHERN CROSS DC TIE | 2020 | 10 | 20 | 4 | 1524.8 | 49.6 | 14150 | 0
SOUTHERN CROSS DC TIE | 2020 | 10 | 20 | 5 | 1975.3 | 59.6 | 18330 | 0
SOUTHERN CROSS DC TIE | 2020 | 10 | 20 | 6 | 2072.7 | 84.2 | 19234 | 0
SOUTHERN CROSS DC TIE | 2020 | 10 | 20 | 7 | 2086 | 91.1 | 19357 | 0
SOUTHERN CROSS DC TIE | 2020 | 10 | 20 | 8 | 2093.1 | 85.6 | 19424 | 0
SOUTHERN CROSS DC TIE | 2020 | 10 | 20 | 9 | 2097.2 | 84.5 | 19462 | 0
SOUTHERN CROSS DC TIE | 2020 | 10 | 20 | 10 | 1739 | 57.3 | 16137 | 0
SOUTHERN CROSS DC TIE | 2020 | 10 | 20 | 11 | 1327.2 | 35.1 | 12316 | 0
SOUTHERN CROSS DC TIE | 2020 | 10 | 20 | 12 | 1258.1 | 28.7 | 11675 | 0
SOUTHERN CROSS DC TIE | 2020 | 10 | 20 | 13 | 1197.4 | 31.7 | 11112 | 0
SOUTHERN CROSS DC TIE | 2020 | 10 | 20 | 14 | 1345.8 | 29.1 | 12489 | 0
SOUTHERN CROSS DC TIE | 2020 | 10 | 20 | 15 | 1258.9 | 36.2 | 11682 | 0
SOUTHERN CROSS DC TIE | 2020 | 10 | 20 | 16 | 1946.9 | 57 | 18067 | 0
SOUTHERN CROSS DC TIE | 2020 | 10 | 20 | 17 | 2100.1 | 87.4 | 19488 | 0
SOUTHERN CROSS DC TIE | 2020 | 10 | 20 | 18 | 1974.2 | 75.9 | 18320 | 0
SOUTHERN CROSS DC TIE | 2020 | 10 | 20 | 19 | 2105.4 | 82.7 | 19538 | 0
SOUTHERN CROSS DC TIE | 2020 | 10 | 20 | 20 | 2051.6 | 75.5 | 19038 | 0
SOUTHERN CROSS DC TIE | 2020 | 10 | 20 | 21 | 2109 | 88 | 19571 | 0
SOUTHERN CROSS DC TIE | 2020 | 10 | 20 | 22 | 2101.7 | 75.2 | 19503 | 0
SOUTHERN CROSS DC TIE | 2020 | 10 | 20 | 23 | 1250.7 | 28.6 | 11606 | 0
SOUTHERN CROSS DC TIE | 2020 | 10 | 20 | 24 | 1419 | 38.6 | 13167 | 0
SOUTHERN CROSS DC TIE | 2020 | 10 | 21 | 1 | 1301.5 | 0 | 12077 | 0
SOUTHERN CROSS DC TIE | 2020 | 10 | 21 | 2 | 1382.6 | 29.3 | 12830 | 0
SOUTHERN CROSS DC TIE | 2020 | 10 | 21 | 3 | 1332.5 | 45.2 | 12365 | 0
SOUTHERN CROSS DC TIE | 2020 | 10 | 21 | 4 | 1544.1 | 38.2 | 14328 | 0
SOUTHERN CROSS DC TIE | 2020 | 10 | 21 | 5 | 1482.5 | 43.9 | 13757 | 0
SOUTHERN CROSS DC TIE | 2020 | 10 | 21 | 6 | 1951.9 | 61.3 | 18113 | 0
SOUTHERN CROSS DC TIE | 2020 | 10 | 21 | 7 | 2097 | 100.7 | 19460 | 0
SOUTHERN CROSS DC TIE | 2020 | 10 | 21 | 8 | 2098.5 | 81.5 | 19474 | 0
SOUTHERN CROSS DC TIE | 2020 | 10 | 21 | 9 | 2100.7 | 83.6 | 19494 | 0
SOUTHERN CROSS DC TIE | 2020 | 10 | 21 | 10 | 2098.4 | 79.1 | 19472 | 0
SOUTHERN CROSS DC TIE | 2020 | 10 | 21 | 11 | 1946.4 | 70.8 | 18063 | 0
SOUTHERN CROSS DC TIE | 2020 | 10 | 21 | 12 | 2094.2 | 76.8 | 19433 | 0
SOUTHERN CROSS DC TIE | 2020 | 10 | 21 | 13 | 2089.5 | 76.8 | 19390 | 0
SOUTHERN CROSS DC TIE | 2020 | 10 | 21 | 14 | 1455.4 | 40.7 | 13506 | 0
SOUTHERN CROSS DC TIE | 2020 | 10 | 21 | 15 | 1240.3 | 30.6 | 11510 | 0
SOUTHERN CROSS DC TIE | 2020 | 10 | 21 | 16 | 1261.6 | 30.5 | 11708 | 0
SOUTHERN CROSS DC TIE | 2020 | 10 | 21 | 17 | 1171.1 | 32.7 | 10867 | 0
SOUTHERN CROSS DC TIE | 2020 | 10 | 21 | 18 | 1180.1 | 26.9 | 10951 | 0
SOUTHERN CROSS DC TIE | 2020 | 10 | 21 | 19 | 654.6 | 6.5 | 6074 | 0
SOUTHERN CROSS DC TIE | 2020 | 10 | 21 | 20 | 793.1 | 13.3 | 7359 | 0
SOUTHERN CROSS DC TIE | 2020 | 10 | 21 | 21 | 940.6 | 16.2 | 8728 | 0
SOUTHERN CROSS DC TIE | 2020 | 10 | 21 | 22 | 1343.4 | 33.4 | 12466 | 0
SOUTHERN CROSS DC TIE | 2020 | 10 | 21 | 23 | 1174.1 | 25.5 | 10895 | 0
SOUTHERN CROSS DC TIE | 2020 | 10 | 21 | 24 | 1333.4 | 33.4 | 12373 | 0
SOUTHERN CROSS DC TIE | 2020 | 10 | 22 | 1 | 569.4 | 0 | 5283 | 0
SOUTHERN CROSS DC TIE | 2020 | 10 | 22 | 2 | 1058 | 25.5 | 9817 | 0
SOUTHERN CROSS DC TIE | 2020 | 10 | 22 | 3 | 973.3 | 13.9 | 9032 | 0
SOUTHERN CROSS DC TIE | 2020 | 10 | 22 | 4 | 913.1 | 16.6 | 8473 | 0
SOUTHERN CROSS DC TIE | 2020 | 10 | 22 | 5 | 1036.3 | 19.4 | 9616 | 0
SOUTHERN CROSS DC TIE | 2020 | 10 | 22 | 6 | 1285.6 | 32.9 | 11930 | 0
SOUTHERN CROSS DC TIE | 2020 | 10 | 22 | 7 | 1303.5 | 32.2 | 12096 | 0
SOUTHERN CROSS DC TIE | 2020 | 10 | 22 | 8 | 1906 | 71.1 | 17687 | 0
SOUTHERN CROSS DC TIE | 2020 | 10 | 22 | 9 | 1502 | 45 | 13938 | 0
SOUTHERN CROSS DC TIE | 2020 | 10 | 22 | 10 | 1000 | 22.6 | 9280 | 0
SOUTHERN CROSS DC TIE | 2020 | 10 | 22 | 11 | 1082.5 | 24.4 | 10045 | 0
SOUTHERN CROSS DC TIE | 2020 | 10 | 22 | 12 | 1061.8 | 24.3 | 9853 | 0
SOUTHERN CROSS DC TIE | 2020 | 10 | 22 | 13 | 1710 | 37.9 | 15869 | 0
SOUTHERN CROSS DC TIE | 2020 | 10 | 22 | 14 | 1456 | 42.1 | 13511 | 0
SOUTHERN CROSS DC TIE | 2020 | 10 | 22 | 15 | 2067.8 | 79.4 | 19188 | 0
SOUTHERN CROSS DC TIE | 2020 | 10 | 22 | 16 | 1806.6 | 56.4 | 16765 | 0
SOUTHERN CROSS DC TIE | 2020 | 10 | 22 | 17 | 1646.5 | 49.5 | 15279 | 0
SOUTHERN CROSS DC TIE | 2020 | 10 | 22 | 18 | 1040.9 | 21.9 | 9660 | 0
SOUTHERN CROSS DC TIE | 2020 | 10 | 22 | 19 | 1047.5 | 21.4 | 9721 | 0
SOUTHERN CROSS DC TIE | 2020 | 10 | 22 | 20 | 1055.2 | 23.9 | 9792 | 0
SOUTHERN CROSS DC TIE | 2020 | 10 | 22 | 21 | 1504.5 | 40.9 | 13961 | 0
SOUTHERN CROSS DC TIE | 2020 | 10 | 22 | 22 | 1640.6 | 48.5 | 15224 | 0
SOUTHERN CROSS DC TIE | 2020 | 10 | 22 | 23 | 1552.5 | 43.9 | 14406 | 0
SOUTHERN CROSS DC TIE | 2020 | 10 | 22 | 24 | 1825 | 61.1 | 16936 | 0
SOUTHERN CROSS DC TIE | 2020 | 10 | 23 | 1 | 2100 | 0 | 19487 | 0
SOUTHERN CROSS DC TIE | 2020 | 10 | 23 | 2 | 2096.5 | 98.4 | 19455 | 0
SOUTHERN CROSS DC TIE | 2020 | 10 | 23 | 3 | 2086.8 | 70.2 | 19365 | 0
SOUTHERN CROSS DC TIE | 2020 | 10 | 23 | 4 | 2084.1 | 80.1 | 19340 | 0
SOUTHERN CROSS DC TIE | 2020 | 10 | 23 | 5 | 2085.2 | 81.4 | 19350 | 0
SOUTHERN CROSS DC TIE | 2020 | 10 | 23 | 6 | 2074.8 | 69.8 | 19254 | 0
SOUTHERN CROSS DC TIE | 2020 | 10 | 23 | 7 | 2095.7 | 104.4 | 19447 | 0
SOUTHERN CROSS DC TIE | 2020 | 10 | 23 | 8 | 1838.7 | 61.1 | 17062 | 0
SOUTHERN CROSS DC TIE | 2020 | 10 | 23 | 9 | 2096.1 | 82.5 | 19452 | 0
SOUTHERN CROSS DC TIE | 2020 | 10 | 23 | 10 | 2095.4 | 80.3 | 19445 | 0
SOUTHERN CROSS DC TIE | 2020 | 10 | 23 | 11 | 2034.5 | 76.9 | 18880 | 0
SOUTHERN CROSS DC TIE | 2020 | 10 | 23 | 12 | 1252.6 | 30.1 | 11623 | 0
SOUTHERN CROSS DC TIE | 2020 | 10 | 23 | 13 | 1271.2 | 30.5 | 11796 | 0
SOUTHERN CROSS DC TIE | 2020 | 10 | 23 | 14 | 1600 | 47.9 | 14847 | 0
SOUTHERN CROSS DC TIE | 2020 | 10 | 23 | 15 | 1966.4 | 71.2 | 18248 | 0
SOUTHERN CROSS DC TIE | 2020 | 10 | 23 | 16 | 1610.6 | 49.1 | 14946 | 0
SOUTHERN CROSS DC TIE | 2020 | 10 | 23 | 17 | 1463.7 | 40.4 | 13583 | 0
SOUTHERN CROSS DC TIE | 2020 | 10 | 23 | 18 | 1352.2 | 35.5 | 12548 | 0
SOUTHERN CROSS DC TIE | 2020 | 10 | 23 | 19 | 1244.1 | 30.8 | 11545 | 0
SOUTHERN CROSS DC TIE | 2020 | 10 | 23 | 20 | 904.4 | 15.6 | 8392 | 0
SOUTHERN CROSS DC TIE | 2020 | 10 | 23 | 21 | 768 | 11 | 7126 | 0
SOUTHERN CROSS DC TIE | 2020 | 10 | 23 | 22 | 1457.8 | 39.9 | 13528 | 0
SOUTHERN CROSS DC TIE | 2020 | 10 | 23 | 23 | 1615.7 | 49.4 | 14993 | 0
SOUTHERN CROSS DC TIE | 2020 | 10 | 23 | 24 | 1782.2 | 63.1 | 16538 | 0
SOUTHERN CROSS DC TIE | 2020 | 10 | 24 | 1 | 1864.2 | 0 | 17299 | 0
SOUTHERN CROSS DC TIE | 2020 | 10 | 24 | 2 | 2093.3 | 91.7 | 19425 | 0
SOUTHERN CROSS DC TIE | 2020 | 10 | 24 | 3 | 2090.1 | 76.6 | 19395 | 0
SOUTHERN CROSS DC TIE | 2020 | 10 | 24 | 4 | 2093.7 | 85 | 19429 | 0
SOUTHERN CROSS DC TIE | 2020 | 10 | 24 | 5 | 2092.7 | 79.6 | 19420 | 0
SOUTHERN CROSS DC TIE | 2020 | 10 | 24 | 6 | 593.2 | 6.9 | 5505 | 0
SOUTHERN CROSS DC TIE | 2020 | 10 | 24 | 7 | 0 | 0 | 0 | 0
SOUTHERN CROSS DC TIE | 2020 | 10 | 24 | 8 | 140.7 | 0.4 | 1305 | 0
SOUTHERN CROSS DC TIE | 2020 | 10 | 24 | 9 | 235.6 | 1.1 | 2186 | 0
SOUTHERN CROSS DC TIE | 2020 | 10 | 24 | 10 | 15.2 | 0 | 141 | 0
SOUTHERN CROSS DC TIE | 2020 | 10 | 24 | 11 | 0 | 0 | 0 | 0
SOUTHERN CROSS DC TIE | 2020 | 10 | 24 | 12 | 0 | 0 | 0 | 0
SOUTHERN CROSS DC TIE | 2020 | 10 | 24 | 13 | 42.1 | 0 | 390 | 0
SOUTHERN CROSS DC TIE | 2020 | 10 | 24 | 14 | 431.5 | 3.5 | 4004 | 0
SOUTHERN CROSS DC TIE | 2020 | 10 | 24 | 15 | 295.7 | 1.8 | 2743 | 0
SOUTHERN CROSS DC TIE | 2020 | 10 | 24 | 16 | 211.3 | 0.8 | 1960 | 0
SOUTHERN CROSS DC TIE | 2020 | 10 | 24 | 17 | 249.7 | 1.2 | 2316 | 0
SOUTHERN CROSS DC TIE | 2020 | 10 | 24 | 18 | 278.7 | 1.4 | 2586 | 0
SOUTHERN CROSS DC TIE | 2020 | 10 | 24 | 19 | 0 | 0 | 0 | 0
SOUTHERN CROSS DC TIE | 2020 | 10 | 24 | 20 | 0 | 0 | 0 | 0
SOUTHERN CROSS DC TIE | 2020 | 10 | 24 | 21 | 0 | 0 | 0 | 0
SOUTHERN CROSS DC TIE | 2020 | 10 | 24 | 22 | 0 | 0 | 0 | 0
SOUTHERN CROSS DC TIE | 2020 | 10 | 24 | 23 | 705.2 | 9.7 | 6544 | 0
SOUTHERN CROSS DC TIE | 2020 | 10 | 24 | 24 | 2099.6 | 80.2 | 19484 | 0
SOUTHERN CROSS DC TIE | 2020 | 10 | 25 | 1 | 1147.7 | 0 | 10650 | 0
SOUTHERN CROSS DC TIE | 2020 | 10 | 25 | 2 | 1733.6 | 55.6 | 16087 | 0
SOUTHERN CROSS DC TIE | 2020 | 10 | 25 | 3 | 2094.9 | 87.1 | 19440 | 0
SOUTHERN CROSS DC TIE | 2020 | 10 | 25 | 4 | 2092.8 | 78.4 | 19421 | 0
SOUTHERN CROSS DC TIE | 2020 | 10 | 25 | 5 | 1836.1 | 63.6 | 17038 | 0
SOUTHERN CROSS DC TIE | 2020 | 10 | 25 | 6 | 1544.9 | 47.4 | 14336 | 0
SOUTHERN CROSS DC TIE | 2020 | 10 | 25 | 7 | 1293.7 | 31.8 | 12005 | 0
SOUTHERN CROSS DC TIE | 2020 | 10 | 25 | 8 | 943.7 | 16.2 | 8757 | 0
SOUTHERN CROSS DC TIE | 2020 | 10 | 25 | 9 | 456.6 | 4.4 | 4237 | 0
SOUTHERN CROSS DC TIE | 2020 | 10 | 25 | 10 | 671.1 | 8.7 | 6227 | 0
SOUTHERN CROSS DC TIE | 2020 | 10 | 25 | 11 | 464.5 | 3.7 | 4310 | 0
SOUTHERN CROSS DC TIE | 2020 | 10 | 25 | 12 | 614.8 | 8.7 | 5705 | 0
SOUTHERN CROSS DC TIE | 2020 | 10 | 25 | 13 | 621.2 | 6 | 5765 | 0
SOUTHERN CROSS DC TIE | 2020 | 10 | 25 | 14 | 651.7 | 9.4 | 6047 | 0
SOUTHERN CROSS DC TIE | 2020 | 10 | 25 | 15 | 669 | 8.5 | 6208 | 0
SOUTHERN CROSS DC TIE | 2020 | 10 | 25 | 16 | 655.7 | 8.6 | 6085 | 0
SOUTHERN CROSS DC TIE | 2020 | 10 | 25 | 17 | 725.9 | 9.5 | 6736 | 0
SOUTHERN CROSS DC TIE | 2020 | 10 | 25 | 18 | 705.8 | 11.1 | 6549 | 0
SOUTHERN CROSS DC TIE | 2020 | 10 | 25 | 19 | 1673.5 | 52.7 | 15530 | 0
SOUTHERN CROSS DC TIE | 2020 | 10 | 25 | 20 | 911.9 | 16.5 | 8462 | 0
SOUTHERN CROSS DC TIE | 2020 | 10 | 25 | 21 | 1272.3 | 30.7 | 11807 | 0
SOUTHERN CROSS DC TIE | 2020 | 10 | 25 | 22 | 1682.2 | 49.9 | 15611 | 0
SOUTHERN CROSS DC TIE | 2020 | 10 | 25 | 23 | 1988.5 | 73.5 | 18453 | 0
SOUTHERN CROSS DC TIE | 2020 | 10 | 25 | 24 | 1053.1 | 20.5 | 9772 | 0
SOUTHERN CROSS DC TIE | 2020 | 10 | 26 | 1 | 2100 | 0 | 19487 | 0
SOUTHERN CROSS DC TIE | 2020 | 10 | 26 | 2 | 2074.7 | 77.2 | 19253 | 0
SOUTHERN CROSS DC TIE | 2020 | 10 | 26 | 3 | 2099.5 | 105.3 | 19483 | 0
SOUTHERN CROSS DC TIE | 2020 | 10 | 26 | 4 | 2091 | 71.9 | 19404 | 0
SOUTHERN CROSS DC TIE | 2020 | 10 | 26 | 5 | 2094.7 | 86 | 19439 | 0
SOUTHERN CROSS DC TIE | 2020 | 10 | 26 | 6 | 2084 | 69.9 | 19339 | 0
SOUTHERN CROSS DC TIE | 2020 | 10 | 26 | 7 | 1632.4 | 60.3 | 15148 | 0
SOUTHERN CROSS DC TIE | 2020 | 10 | 26 | 8 | 522.1 | 5 | 4844 | 0
SOUTHERN CROSS DC TIE | 2020 | 10 | 26 | 9 | 464.2 | 4.2 | 4308 | 0
SOUTHERN CROSS DC TIE | 2020 | 10 | 26 | 10 | 58 | 0.1 | 537 | 0
SOUTHERN CROSS DC TIE | 2020 | 10 | 26 | 11 | 228.3 | 1.1 | 2118 | 0
SOUTHERN CROSS DC TIE | 2020 | 10 | 26 | 12 | 1043.3 | 20.5 | 9681 | 0
SOUTHERN CROSS DC TIE | 2020 | 10 | 26 | 13 | 272.8 | 1.5 | 2531 | 0
SOUTHERN CROSS DC TIE | 2020 | 10 | 26 | 14 | 452 | 4.2 | 4194 | 0
SOUTHERN CROSS DC TIE | 2020 | 10 | 26 | 15 | 581.9 | 7.6 | 5399 | 0
SOUTHERN CROSS DC TIE | 2020 | 10 | 26 | 16 | 644 | 7.6 | 5975 | 0
SOUTHERN CROSS DC TIE | 2020 | 10 | 26 | 17 | 724.7 | 9.1 | 6725 | 0
SOUTHERN CROSS DC TIE | 2020 | 10 | 26 | 18 | 547 | 5.7 | 5075 | 0
SOUTHERN CROSS DC TIE | 2020 | 10 | 26 | 19 | 484.4 | 5.4 | 4495 | 0
SOUTHERN CROSS DC TIE | 2020 | 10 | 26 | 20 | 138.3 | 0.4 | 1283 | 0
SOUTHERN CROSS DC TIE | 2020 | 10 | 26 | 21 | 310.6 | 1.8 | 2882 | 0
SOUTHERN CROSS DC TIE | 2020 | 10 | 26 | 22 | 202.2 | 0.8 | 1876 | 0
SOUTHERN CROSS DC TIE | 2020 | 10 | 26 | 23 | 338.5 | 2.1 | 3141 | 0
SOUTHERN CROSS DC TIE | 2020 | 10 | 26 | 24 | 880.6 | 13.7 | 8171 | 0
SOUTHERN CROSS DC TIE | 2020 | 10 | 27 | 1 | 688.4 | 0 | 6388 | 0
SOUTHERN CROSS DC TIE | 2020 | 10 | 27 | 2 | 705.9 | 10.4 | 6550 | 0
SOUTHERN CROSS DC TIE | 2020 | 10 | 27 | 3 | 718.3 | 10.2 | 6665 | 0
SOUTHERN CROSS DC TIE | 2020 | 10 | 27 | 4 | 670.3 | 8.6 | 6220 | 0
SOUTHERN CROSS DC TIE | 2020 | 10 | 27 | 5 | 750.1 | 10.9 | 6961 | 0
SOUTHERN CROSS DC TIE | 2020 | 10 | 27 | 6 | 906 | 16 | 8407 | 0
SOUTHERN CROSS DC TIE | 2020 | 10 | 27 | 7 | 1361.8 | 36.1 | 12637 | 0
SOUTHERN CROSS DC TIE | 2020 | 10 | 27 | 8 | 886.7 | 15.8 | 8228 | 0
SOUTHERN CROSS DC TIE | 2020 | 10 | 27 | 9 | 1449.7 | 36.9 | 13452 | 0
SOUTHERN CROSS DC TIE | 2020 | 10 | 27 | 10 | 1274 | 34.7 | 11822 | 0
SOUTHERN CROSS DC TIE | 2020 | 10 | 27 | 11 | 791.9 | 14.6 | 7348 | 0
SOUTHERN CROSS DC TIE | 2020 | 10 | 27 | 12 | 798.5 | 9.9 | 7410 | 0
SOUTHERN CROSS DC TIE | 2020 | 10 | 27 | 13 | 471.7 | 4.4 | 4377 | 0
SOUTHERN CROSS DC TIE | 2020 | 10 | 27 | 14 | 432.4 | 4.1 | 4012 | 0
SOUTHERN CROSS DC TIE | 2020 | 10 | 27 | 15 | 389 | 2.8 | 3610 | 0
SOUTHERN CROSS DC TIE | 2020 | 10 | 27 | 16 | 403.4 | 3.3 | 3743 | 0
SOUTHERN CROSS DC TIE | 2020 | 10 | 27 | 17 | 490.1 | 4.9 | 4548 | 0
SOUTHERN CROSS DC TIE | 2020 | 10 | 27 | 18 | 678.8 | 10.1 | 6299 | 0
SOUTHERN CROSS DC TIE | 2020 | 10 | 27 | 19 | 793.7 | 12.3 | 7365 | 0
SOUTHERN CROSS DC TIE | 2020 | 10 | 27 | 20 | 657 | 8.5 | 6096 | 0
SOUTHERN CROSS DC TIE | 2020 | 10 | 27 | 21 | 564 | 6.1 | 5233 | 0
SOUTHERN CROSS DC TIE | 2020 | 10 | 27 | 22 | 670.6 | 8.6 | 6223 | 0
SOUTHERN CROSS DC TIE | 2020 | 10 | 27 | 23 | 945.3 | 15.3 | 8772 | 0
SOUTHERN CROSS DC TIE | 2020 | 10 | 27 | 24 | 824.7 | 12.8 | 7653 | 0
SOUTHERN CROSS DC TIE | 2020 | 10 | 28 | 1 | 728.9 | 0 | 6764 | 0
SOUTHERN CROSS DC TIE | 2020 | 10 | 28 | 2 | 888.5 | 18.9 | 8245 | 0
SOUTHERN CROSS DC TIE | 2020 | 10 | 28 | 3 | 949.8 | 16.5 | 8813 | 0
SOUTHERN CROSS DC TIE | 2020 | 10 | 28 | 4 | 828.2 | 11.5 | 7685 | 0
SOUTHERN CROSS DC TIE | 2020 | 10 | 28 | 5 | 858.6 | 16.1 | 7968 | 0
SOUTHERN CROSS DC TIE | 2020 | 10 | 28 | 6 | 985.4 | 19.3 | 9144 | 0
SOUTHERN CROSS DC TIE | 2020 | 10 | 28 | 7 | 1321.8 | 35.4 | 12265 | 0
SOUTHERN CROSS DC TIE | 2020 | 10 | 28 | 8 | 630.6 | 8.4 | 5851 | 0
SOUTHERN CROSS DC TIE | 2020 | 10 | 28 | 9 | 622.3 | 7 | 5774 | 0
SOUTHERN CROSS DC TIE | 2020 | 10 | 28 | 10 | 556.8 | 6.2 | 5167 | 0
SOUTHERN CROSS DC TIE | 2020 | 10 | 28 | 11 | 513.5 | 4.3 | 4765 | 0
SOUTHERN CROSS DC TIE | 2020 | 10 | 28 | 12 | 441.2 | 6.3 | 4094 | 0
SOUTHERN CROSS DC TIE | 2020 | 10 | 28 | 13 | 967.2 | 13.5 | 8976 | 0
SOUTHERN CROSS DC TIE | 2020 | 10 | 28 | 14 | 772 | 11.6 | 7163 | 0
SOUTHERN CROSS DC TIE | 2020 | 10 | 28 | 15 | 709.2 | 9.7 | 6581 | 0
SOUTHERN CROSS DC TIE | 2020 | 10 | 28 | 16 | 515.9 | 4.9 | 4787 | 0
SOUTHERN CROSS DC TIE | 2020 | 10 | 28 | 17 | 579.4 | 6.5 | 5376 | 0
SOUTHERN CROSS DC TIE | 2020 | 10 | 28 | 18 | 743 | 11.5 | 6894 | 0
SOUTHERN CROSS DC TIE | 2020 | 10 | 28 | 19 | 1394 | 37.1 | 12936 | 0
SOUTHERN CROSS DC TIE | 2020 | 10 | 28 | 20 | 1779.8 | 60.1 | 16516 | 0
SOUTHERN CROSS DC TIE | 2020 | 10 | 28 | 21 | 2091.8 | 70.6 | 19411 | 0
SOUTHERN CROSS DC TIE | 2020 | 10 | 28 | 22 | 1719.5 | 52.1 | 15957 | 0
SOUTHERN CROSS DC TIE | 2020 | 10 | 28 | 23 | 554.6 | 6.6 | 5146 | 0
SOUTHERN CROSS DC TIE | 2020 | 10 | 28 | 24 | 454 | 3.8 | 4212 | 0
SOUTHERN CROSS DC TIE | 2020 | 10 | 29 | 1 | 855.8 | 0 | 7941 | 0
SOUTHERN CROSS DC TIE | 2020 | 10 | 29 | 2 | 1342.2 | 35.9 | 12455 | 0
SOUTHERN CROSS DC TIE | 2020 | 10 | 29 | 3 | 1765 | 57.5 | 16379 | 0
SOUTHERN CROSS DC TIE | 2020 | 10 | 29 | 4 | 1252.8 | 31.7 | 11625 | 0
SOUTHERN CROSS DC TIE | 2020 | 10 | 29 | 5 | 1821 | 53.8 | 16899 | 0
SOUTHERN CROSS DC TIE | 2020 | 10 | 29 | 6 | 2071.6 | 68.6 | 19224 | 0
SOUTHERN CROSS DC TIE | 2020 | 10 | 29 | 7 | 2089.8 | 102.4 | 19393 | 0
SOUTHERN CROSS DC TIE | 2020 | 10 | 29 | 8 | 1701.7 | 54.4 | 15792 | 0
SOUTHERN CROSS DC TIE | 2020 | 10 | 29 | 9 | 847.7 | 14.6 | 7866 | 0
SOUTHERN CROSS DC TIE | 2020 | 10 | 29 | 10 | 944 | 18.2 | 8759 | 0
SOUTHERN CROSS DC TIE | 2020 | 10 | 29 | 11 | 793.2 | 12.3 | 7360 | 0
SOUTHERN CROSS DC TIE | 2020 | 10 | 29 | 12 | 531.1 | 5.5 | 4928 | 0
SOUTHERN CROSS DC TIE | 2020 | 10 | 29 | 13 | 501.6 | 4.8 | 4654 | 0
SOUTHERN CROSS DC TIE | 2020 | 10 | 29 | 14 | 502.6 | 4.8 | 4663 | 0
SOUTHERN CROSS DC TIE | 2020 | 10 | 29 | 15 | 402.2 | 3.2 | 3732 | 0
SOUTHERN CROSS DC TIE | 2020 | 10 | 29 | 16 | 462.4 | 4.1 | 4291 | 0
SOUTHERN CROSS DC TIE | 2020 | 10 | 29 | 17 | 375.7 | 2.8 | 3486 | 0
SOUTHERN CROSS DC TIE | 2020 | 10 | 29 | 18 | 430.4 | 3.6 | 3994 | 0
SOUTHERN CROSS DC TIE | 2020 | 10 | 29 | 19 | 524.1 | 5.4 | 4864 | 0
SOUTHERN CROSS DC TIE | 2020 | 10 | 29 | 20 | 754.2 | 10.6 | 6999 | 0
SOUTHERN CROSS DC TIE | 2020 | 10 | 29 | 21 | 1040.1 | 20.1 | 9651 | 0
SOUTHERN CROSS DC TIE | 2020 | 10 | 29 | 22 | 1165.4 | 25.9 | 10815 | 0
SOUTHERN CROSS DC TIE | 2020 | 10 | 29 | 23 | 1090 | 20.7 | 10114 | 0
SOUTHERN CROSS DC TIE | 2020 | 10 | 29 | 24 | 1451 | 43.1 | 13465 | 0
SOUTHERN CROSS DC TIE | 2020 | 10 | 30 | 1 | 1775.2 | 0 | 16474 | 0
SOUTHERN CROSS DC TIE | 2020 | 10 | 30 | 2 | 1421.6 | 39.4 | 13192 | 0
SOUTHERN CROSS DC TIE | 2020 | 10 | 30 | 3 | 1239.4 | 26.9 | 11501 | 0
SOUTHERN CROSS DC TIE | 2020 | 10 | 30 | 4 | 1455.1 | 41.6 | 13503 | 0
SOUTHERN CROSS DC TIE | 2020 | 10 | 30 | 5 | 2084.2 | 83.3 | 19341 | 0
SOUTHERN CROSS DC TIE | 2020 | 10 | 30 | 6 | 2064.4 | 85.3 | 19157 | 0
SOUTHERN CROSS DC TIE | 2020 | 10 | 30 | 7 | 2093.8 | 81.8 | 19430 | 0
SOUTHERN CROSS DC TIE | 2020 | 10 | 30 | 8 | 2097.9 | 85.1 | 19468 | 0
SOUTHERN CROSS DC TIE | 2020 | 10 | 30 | 9 | 2096.9 | 80.1 | 19459 | 0
SOUTHERN CROSS DC TIE | 2020 | 10 | 30 | 10 | 2099 | 83.5 | 19479 | 0
SOUTHERN CROSS DC TIE | 2020 | 10 | 30 | 11 | 1454.8 | 40.3 | 13500 | 0
SOUTHERN CROSS DC TIE | 2020 | 10 | 30 | 12 | 1354.5 | 34.3 | 12569 | 0
SOUTHERN CROSS DC TIE | 2020 | 10 | 30 | 13 | 1379.4 | 35.2 | 12801 | 0
SOUTHERN CROSS DC TIE | 2020 | 10 | 30 | 14 | 1225.6 | 27.8 | 11373 | 0
SOUTHERN CROSS DC TIE | 2020 | 10 | 30 | 15 | 1515 | 44 | 14059 | 0
SOUTHERN CROSS DC TIE | 2020 | 10 | 30 | 16 | 1965.6 | 68.2 | 18240 | 0
SOUTHERN CROSS DC TIE | 2020 | 10 | 30 | 17 | 1514.4 | 43.8 | 14053 | 0
SOUTHERN CROSS DC TIE | 2020 | 10 | 30 | 18 | 1746.7 | 65.8 | 16209 | 0
SOUTHERN CROSS DC TIE | 2020 | 10 | 30 | 19 | 2021 | 78.8 | 18754 | 0
SOUTHERN CROSS DC TIE | 2020 | 10 | 30 | 20 | 1530.7 | 42.3 | 14204 | 0
SOUTHERN CROSS DC TIE | 2020 | 10 | 30 | 21 | 1711 | 53.3 | 15877 | 0
SOUTHERN CROSS DC TIE | 2020 | 10 | 30 | 22 | 1967.5 | 70.8 | 18258 | 0
SOUTHERN CROSS DC TIE | 2020 | 10 | 30 | 23 | 1942.1 | 62.2 | 18022 | 0
SOUTHERN CROSS DC TIE | 2020 | 10 | 30 | 24 | 1083 | 21.9 | 10050 | 0
SOUTHERN CROSS DC TIE | 2020 | 10 | 31 | 1 | 680.1 | 0 | 6311 | 0
SOUTHERN CROSS DC TIE | 2020 | 10 | 31 | 2 | 829.6 | 12.9 | 7698 | 0
SOUTHERN CROSS DC TIE | 2020 | 10 | 31 | 3 | 1245.1 | 30.9 | 11554 | 0
SOUTHERN CROSS DC TIE | 2020 | 10 | 31 | 4 | 1620.4 | 52.1 | 15037 | 0
SOUTHERN CROSS DC TIE | 2020 | 10 | 31 | 5 | 1522.5 | 44 | 14128 | 0
SOUTHERN CROSS DC TIE | 2020 | 10 | 31 | 6 | 723 | 10 | 6709 | 0
SOUTHERN CROSS DC TIE | 2020 | 10 | 31 | 7 | 869.3 | 15.5 | 8066 | 0
SOUTHERN CROSS DC TIE | 2020 | 10 | 31 | 8 | 927.3 | 16.8 | 8605 | 0
SOUTHERN CROSS DC TIE | 2020 | 10 | 31 | 9 | 1040.8 | 19.4 | 9658 | 0
SOUTHERN CROSS DC TIE | 2020 | 10 | 31 | 10 | 765 | 12 | 7099 | 0
SOUTHERN CROSS DC TIE | 2020 | 10 | 31 | 11 | 721.9 | 10 | 6699 | 0
SOUTHERN CROSS DC TIE | 2020 | 10 | 31 | 12 | 637.2 | 7.4 | 5912 | 0
SOUTHERN CROSS DC TIE | 2020 | 10 | 31 | 13 | 573.6 | 6 | 5322 | 0
SOUTHERN CROSS DC TIE | 2020 | 10 | 31 | 14 | 396 | 3.1 | 3675 | 0
SOUTHERN CROSS DC TIE | 2020 | 10 | 31 | 15 | 559.5 | 5.6 | 5191 | 0
SOUTHERN CROSS DC TIE | 2020 | 10 | 31 | 16 | 214.2 | 0.9 | 1987 | 0
SOUTHERN CROSS DC TIE | 2020 | 10 | 31 | 17 | 486.5 | 4.5 | 4514 | 0
SOUTHERN CROSS DC TIE | 2020 | 10 | 31 | 18 | 508.6 | 5.2 | 4720 | 0
SOUTHERN CROSS DC TIE | 2020 | 10 | 31 | 19 | 490.7 | 4.7 | 4553 | 0
SOUTHERN CROSS DC TIE | 2020 | 10 | 31 | 20 | 1468.7 | 37.9 | 13629 | 0
SOUTHERN CROSS DC TIE | 2020 | 10 | 31 | 21 | 1303.4 | 32.4 | 12095 | 0
SOUTHERN CROSS DC TIE | 2020 | 10 | 31 | 22 | 1286.1 | 30.3 | 11934 | 0
SOUTHERN CROSS DC TIE | 2020 | 10 | 31 | 23 | 355.7 | 2.4 | 3300 | 0
SOUTHERN CROSS DC TIE | 2020 | 10 | 31 | 24 | 763.6 | 12.1 | 7086 | 0
SOUTHERN CROSS DC TIE | 2020 | 11 | 1 | 1 | 2061 | 59 | 19126 | 0
SOUTHERN CROSS DC TIE | 2020 | 11 | 1 | 2 | 582.4 | 11.7 | 5404 | 0
SOUTHERN CROSS DC TIE | 2020 | 11 | 1 | 3 | 671.2 | 6.6 | 6228 | 0
SOUTHERN CROSS DC TIE | 2020 | 11 | 1 | 4 | 545 | 5.7 | 5057 | 0
SOUTHERN CROSS DC TIE | 2020 | 11 | 1 | 5 | 591.9 | 7.5 | 5492 | 0
SOUTHERN CROSS DC TIE | 2020 | 11 | 1 | 6 | 579.9 | 7.3 | 5381 | 0
SOUTHERN CROSS DC TIE | 2020 | 11 | 1 | 7 | 458.8 | 3.7 | 4257 | 0
SOUTHERN CROSS DC TIE | 2020 | 11 | 1 | 8 | 663.8 | 6.8 | 6159 | 0
SOUTHERN CROSS DC TIE | 2020 | 11 | 1 | 9 | 860.5 | 18.5 | 7985 | 0
SOUTHERN CROSS DC TIE | 2020 | 11 | 1 | 10 | 537.7 | 4.2 | 4989 | 0
SOUTHERN CROSS DC TIE | 2020 | 11 | 1 | 11 | 661.7 | 8.4 | 6140 | 0
SOUTHERN CROSS DC TIE | 2020 | 11 | 1 | 12 | 828.5 | 13.3 | 7688 | 0
SOUTHERN CROSS DC TIE | 2020 | 11 | 1 | 13 | 867 | 15.6 | 8045 | 0
SOUTHERN CROSS DC TIE | 2020 | 11 | 1 | 14 | 850.7 | 14.3 | 7894 | 0
SOUTHERN CROSS DC TIE | 2020 | 11 | 1 | 15 | 768.1 | 10.9 | 7128 | 0
SOUTHERN CROSS DC TIE | 2020 | 11 | 1 | 16 | 771.5 | 13.4 | 7159 | 0
SOUTHERN CROSS DC TIE | 2020 | 11 | 1 | 17 | 356.1 | 2.5 | 3304 | 0
SOUTHERN CROSS DC TIE | 2020 | 11 | 1 | 18 | 703.5 | 13 | 6528 | 0
SOUTHERN CROSS DC TIE | 2020 | 11 | 1 | 19 | 1320.3 | 30.3 | 12252 | 0
SOUTHERN CROSS DC TIE | 2020 | 11 | 1 | 20 | 911.8 | 15.2 | 8461 | 0
SOUTHERN CROSS DC TIE | 2020 | 11 | 1 | 21 | 741.9 | 10.4 | 6884 | 0
SOUTHERN CROSS DC TIE | 2020 | 11 | 1 | 22 | 579 | 6.4 | 5372 | 0
SOUTHERN CROSS DC TIE | 2020 | 11 | 1 | 23 | 565.8 | 5.7 | 5250 | 0
SOUTHERN CROSS DC TIE | 2020 | 11 | 1 | 24 | 526.3 | 5.3 | 4884 | 0
SOUTHERN CROSS DC TIE | 2020 | 11 | 2 | 1 | 3.2 | 0 | 29 | 0
SOUTHERN CROSS DC TIE | 2020 | 11 | 2 | 2 | 255.1 | 1.5 | 2366 | 0
SOUTHERN CROSS DC TIE | 2020 | 11 | 2 | 3 | 215 | 0.8 | 1994 | 0
SOUTHERN CROSS DC TIE | 2020 | 11 | 2 | 4 | 396.3 | 3.4 | 3677 | 0
SOUTHERN CROSS DC TIE | 2020 | 11 | 2 | 5 | 547.7 | 6 | 5082 | 0
SOUTHERN CROSS DC TIE | 2020 | 11 | 2 | 6 | 1240.8 | 35.5 | 11514 | 0
SOUTHERN CROSS DC TIE | 2020 | 11 | 2 | 7 | 218.7 | 0.8 | 2029 | 0
SOUTHERN CROSS DC TIE | 2020 | 11 | 2 | 8 | 230.7 | 1.2 | 2140 | 0
SOUTHERN CROSS DC TIE | 2020 | 11 | 2 | 9 | 315 | 1.9 | 2923 | 0
SOUTHERN CROSS DC TIE | 2020 | 11 | 2 | 10 | 290.6 | 1.7 | 2696 | 0
SOUTHERN CROSS DC TIE | 2020 | 11 | 2 | 11 | 485.5 | 4.5 | 4505 | 0
SOUTHERN CROSS DC TIE | 2020 | 11 | 2 | 12 | 657 | 8.7 | 6096 | 0
SOUTHERN CROSS DC TIE | 2020 | 11 | 2 | 13 | 1056 | 21.9 | 9799 | 0
SOUTHERN CROSS DC TIE | 2020 | 11 | 2 | 14 | 759.6 | 10.6 | 7048 | 0
SOUTHERN CROSS DC TIE | 2020 | 11 | 2 | 15 | 816.8 | 12.4 | 7580 | 0
SOUTHERN CROSS DC TIE | 2020 | 11 | 2 | 16 | 731.2 | 10 | 6785 | 0
SOUTHERN CROSS DC TIE | 2020 | 11 | 2 | 17 | 1178.7 | 29.7 | 10938 | 0
SOUTHERN CROSS DC TIE | 2020 | 11 | 2 | 18 | 925.9 | 16 | 8592 | 0
SOUTHERN CROSS DC TIE | 2020 | 11 | 2 | 19 | 567.4 | 5.5 | 5265 | 0
SOUTHERN CROSS DC TIE | 2020 | 11 | 2 | 20 | 370 | 2.7 | 3433 | 0
SOUTHERN CROSS DC TIE | 2020 | 11 | 2 | 21 | 499 | 5.2 | 4630 | 0
SOUTHERN CROSS DC TIE | 2020 | 11 | 2 | 22 | 736.8 | 12.8 | 6837 | 0
SOUTHERN CROSS DC TIE | 2020 | 11 | 2 | 23 | 252.3 | 0.9 | 2341 | 0
SOUTHERN CROSS DC TIE | 2020 | 11 | 2 | 24 | 233.6 | 1 | 2168 | 0
SOUTHERN CROSS DC TIE | 2020 | 11 | 3 | 1 | 136 | 0 | 1262 | 0
SOUTHERN CROSS DC TIE | 2020 | 11 | 3 | 2 | 335.7 | 2.2 | 3115 | 0
SOUTHERN CROSS DC TIE | 2020 | 11 | 3 | 3 | 409.1 | 3.3 | 3796 | 0
SOUTHERN CROSS DC TIE | 2020 | 11 | 3 | 4 | 524.4 | 5.4 | 4866 | 0
SOUTHERN CROSS DC TIE | 2020 | 11 | 3 | 5 | 805.8 | 13.2 | 7477 | 0
SOUTHERN CROSS DC TIE | 2020 | 11 | 3 | 6 | 1190.4 | 27.9 | 11046 | 0
SOUTHERN CROSS DC TIE | 2020 | 11 | 3 | 7 | 880.5 | 16.4 | 8170 | 0
SOUTHERN CROSS DC TIE | 2020 | 11 | 3 | 8 | 1146.5 | 23 | 10639 | 0
SOUTHERN CROSS DC TIE | 2020 | 11 | 3 | 9 | 1484.1 | 46.7 | 13772 | 0
SOUTHERN CROSS DC TIE | 2020 | 11 | 3 | 10 | 1732.4 | 51.9 | 16076 | 0
SOUTHERN CROSS DC TIE | 2020 | 11 | 3 | 11 | 1279.3 | 31 | 11871 | 0
SOUTHERN CROSS DC TIE | 2020 | 11 | 3 | 12 | 1623.2 | 53.9 | 15063 | 0
SOUTHERN CROSS DC TIE | 2020 | 11 | 3 | 13 | 1586.1 | 42.7 | 14718 | 0
SOUTHERN CROSS DC TIE | 2020 | 11 | 3 | 14 | 1551.3 | 48.9 | 14395 | 0
SOUTHERN CROSS DC TIE | 2020 | 11 | 3 | 15 | 1404.2 | 34.1 | 13031 | 0
SOUTHERN CROSS DC TIE | 2020 | 11 | 3 | 16 | 1185.2 | 29.5 | 10998 | 0
SOUTHERN CROSS DC TIE | 2020 | 11 | 3 | 17 | 1388 | 32.6 | 12880 | 0
SOUTHERN CROSS DC TIE | 2020 | 11 | 3 | 18 | 1445.4 | 38 | 13413 | 0
SOUTHERN CROSS DC TIE | 2020 | 11 | 3 | 19 | 1568.9 | 47.3 | 14559 | 0
SOUTHERN CROSS DC TIE | 2020 | 11 | 3 | 20 | 1698.4 | 56.4 | 15760 | 0
SOUTHERN CROSS DC TIE | 2020 | 11 | 3 | 21 | 1968.8 | 69.6 | 18270 | 0
SOUTHERN CROSS DC TIE | 2020 | 11 | 3 | 22 | 2084.4 | 78 | 19342 | 0
SOUTHERN CROSS DC TIE | 2020 | 11 | 3 | 23 | 997.3 | 18.7 | 9254 | 0
SOUTHERN CROSS DC TIE | 2020 | 11 | 3 | 24 | 620.7 | 7.3 | 5760 | 0
SOUTHERN CROSS DC TIE | 2020 | 11 | 4 | 1 | 520.9 | 0 | 4834 | 0
SOUTHERN CROSS DC TIE | 2020 | 11 | 4 | 2 | 725.9 | 10.9 | 6736 | 0
SOUTHERN CROSS DC TIE | 2020 | 11 | 4 | 3 | 918.3 | 17.4 | 8521 | 0
SOUTHERN CROSS DC TIE | 2020 | 11 | 4 | 4 | 762.3 | 13 | 7074 | 0
SOUTHERN CROSS DC TIE | 2020 | 11 | 4 | 5 | 755.7 | 8.1 | 7013 | 0
SOUTHERN CROSS DC TIE | 2020 | 11 | 4 | 6 | 1016 | 20.5 | 9428 | 0
SOUTHERN CROSS DC TIE | 2020 | 11 | 4 | 7 | 1608.9 | 51.4 | 14931 | 0
SOUTHERN CROSS DC TIE | 2020 | 11 | 4 | 8 | 1838 | 59.3 | 17056 | 0
SOUTHERN CROSS DC TIE | 2020 | 11 | 4 | 9 | 1921.8 | 71.4 | 17834 | 0
SOUTHERN CROSS DC TIE | 2020 | 11 | 4 | 10 | 1301.6 | 33.1 | 12078 | 0
SOUTHERN CROSS DC TIE | 2020 | 11 | 4 | 11 | 954.9 | 20.3 | 8861 | 0
SOUTHERN CROSS DC TIE | 2020 | 11 | 4 | 12 | 1689.3 | 56 | 15676 | 0
SOUTHERN CROSS DC TIE | 2020 | 11 | 4 | 13 | 1623.3 | 37.5 | 15064 | 0
SOUTHERN CROSS DC TIE | 2020 | 11 | 4 | 14 | 1329.6 | 36 | 12338 | 0
SOUTHERN CROSS DC TIE | 2020 | 11 | 4 | 15 | 1475.7 | 40 | 13694 | 0
SOUTHERN CROSS DC TIE | 2020 | 11 | 4 | 16 | 1056.3 | 19.1 | 9802 | 0
SOUTHERN CROSS DC TIE | 2020 | 11 | 4 | 17 | 1002.8 | 19.3 | 9305 | 0
SOUTHERN CROSS DC TIE | 2020 | 11 | 4 | 18 | 751 | 11.5 | 6969 | 0
SOUTHERN CROSS DC TIE | 2020 | 11 | 4 | 19 | 909.1 | 16.2 | 8436 | 0
SOUTHERN CROSS DC TIE | 2020 | 11 | 4 | 20 | 1353.4 | 35.7 | 12559 | 0
SOUTHERN CROSS DC TIE | 2020 | 11 | 4 | 21 | 2077.2 | 74.9 | 19276 | 0
SOUTHERN CROSS DC TIE | 2020 | 11 | 4 | 22 | 2073.9 | 78.1 | 19245 | 0
SOUTHERN CROSS DC TIE | 2020 | 11 | 4 | 23 | 1456.7 | 37.3 | 13518 | 0
SOUTHERN CROSS DC TIE | 2020 | 11 | 4 | 24 | 1907.5 | 65.9 | 17701 | 0
SOUTHERN CROSS DC TIE | 2020 | 11 | 5 | 1 | 158.2 | 0 | 1468 | 0
SOUTHERN CROSS DC TIE | 2020 | 11 | 5 | 2 | 231 | 1.2 | 2144 | 0
SOUTHERN CROSS DC TIE | 2020 | 11 | 5 | 3 | 527.3 | 5.3 | 4893 | 0
SOUTHERN CROSS DC TIE | 2020 | 11 | 5 | 4 | 212.5 | 0.9 | 1971 | 0
SOUTHERN CROSS DC TIE | 2020 | 11 | 5 | 5 | 570.7 | 6.5 | 5295 | 0
SOUTHERN CROSS DC TIE | 2020 | 11 | 5 | 6 | 1309.2 | 32.7 | 12149 | 0
SOUTHERN CROSS DC TIE | 2020 | 11 | 5 | 7 | 1899.9 | 69 | 17631 | 0
SOUTHERN CROSS DC TIE | 2020 | 11 | 5 | 8 | 2063.5 | 75.2 | 19149 | 0
SOUTHERN CROSS DC TIE | 2020 | 11 | 5 | 9 | 2061.1 | 78.2 | 19126 | 0
SOUTHERN CROSS DC TIE | 2020 | 11 | 5 | 10 | 1343.8 | 34.6 | 12470 | 0
SOUTHERN CROSS DC TIE | 2020 | 11 | 5 | 11 | 804.3 | 12.8 | 7463 | 0
SOUTHERN CROSS DC TIE | 2020 | 11 | 5 | 12 | 735.3 | 10.5 | 6823 | 0
SOUTHERN CROSS DC TIE | 2020 | 11 | 5 | 13 | 583.2 | 6.8 | 5411 | 0
SOUTHERN CROSS DC TIE | 2020 | 11 | 5 | 14 | 866.6 | 15.1 | 8042 | 0
SOUTHERN CROSS DC TIE | 2020 | 11 | 5 | 15 | 944.1 | 18.2 | 8761 | 0
SOUTHERN CROSS DC TIE | 2020 | 11 | 5 | 16 | 1317.4 | 31 | 12225 | 0
SOUTHERN CROSS DC TIE | 2020 | 11 | 5 | 17 | 948.9 | 18.5 | 8805 | 0
SOUTHERN CROSS DC TIE | 2020 | 11 | 5 | 18 | 597.1 | 7.7 | 5541 | 0
SOUTHERN CROSS DC TIE | 2020 | 11 | 5 | 19 | 552.9 | 5.8 | 5131 | 0
SOUTHERN CROSS DC TIE | 2020 | 11 | 5 | 20 | 401.5 | 3.5 | 3725 | 0
SOUTHERN CROSS DC TIE | 2020 | 11 | 5 | 21 | 1363.8 | 38.5 | 12656 | 0
SOUTHERN CROSS DC TIE | 2020 | 11 | 5 | 22 | 1576.6 | 48.3 | 14630 | 0
SOUTHERN CROSS DC TIE | 2020 | 11 | 5 | 23 | 1719 | 47.6 | 15952 | 0
SOUTHERN CROSS DC TIE | 2020 | 11 | 5 | 24 | 939.7 | 12.3 | 8720 | 0
SOUTHERN CROSS DC TIE | 2020 | 11 | 6 | 1 | 2100 | 0 | 19487 | 0
SOUTHERN CROSS DC TIE | 2020 | 11 | 6 | 2 | 2062.6 | 89.8 | 19140 | 0
SOUTHERN CROSS DC TIE | 2020 | 11 | 6 | 3 | 2061.1 | 72.2 | 19126 | 0
SOUTHERN CROSS DC TIE | 2020 | 11 | 6 | 4 | 1527.4 | 46.1 | 14174 | 0
SOUTHERN CROSS DC TIE | 2020 | 11 | 6 | 5 | 1423.6 | 37.7 | 13211 | 0
SOUTHERN CROSS DC TIE | 2020 | 11 | 6 | 6 | 2062.4 | 80 | 19138 | 0
SOUTHERN CROSS DC TIE | 2020 | 11 | 6 | 7 | 654.4 | 8.3 | 6072 | 0
SOUTHERN CROSS DC TIE | 2020 | 11 | 6 | 8 | 1313.8 | 35.9 | 12192 | 0
SOUTHERN CROSS DC TIE | 2020 | 11 | 6 | 9 | 1789.7 | 57.2 | 16608 | 0
SOUTHERN CROSS DC TIE | 2020 | 11 | 6 | 10 | 647.9 | 8.1 | 6012 | 0
SOUTHERN CROSS DC TIE | 2020 | 11 | 6 | 11 | 1147.2 | 26.1 | 10646 | 0
SOUTHERN CROSS DC TIE | 2020 | 11 | 6 | 12 | 1244.5 | 27.7 | 11548 | 0
SOUTHERN CROSS DC TIE | 2020 | 11 | 6 | 13 | 1441 | 39.1 | 13372 | 0
SOUTHERN CROSS DC TIE | 2020 | 11 | 6 | 14 | 1529.1 | 43.6 | 14190 | 0
SOUTHERN CROSS DC TIE | 2020 | 11 | 6 | 15 | 1270.4 | 31.2 | 11788 | 0
SOUTHERN CROSS DC TIE | 2020 | 11 | 6 | 16 | 1482.3 | 40.9 | 13755 | 0
SOUTHERN CROSS DC TIE | 2020 | 11 | 6 | 17 | 1755 | 57.2 | 16285 | 0
SOUTHERN CROSS DC TIE | 2020 | 11 | 6 | 18 | 1628 | 50.4 | 15107 | 0
SOUTHERN CROSS DC TIE | 2020 | 11 | 6 | 19 | 841.1 | 16.2 | 7805 | 0
SOUTHERN CROSS DC TIE | 2020 | 11 | 6 | 20 | 582.4 | 6 | 5404 | 0
SOUTHERN CROSS DC TIE | 2020 | 11 | 6 | 21 | 670.2 | 8.1 | 6219 | 0
SOUTHERN CROSS DC TIE | 2020 | 11 | 6 | 22 | 1365.4 | 35.5 | 12670 | 0
SOUTHERN CROSS DC TIE | 2020 | 11 | 6 | 23 | 994.4 | 19.6 | 9227 | 0
SOUTHERN CROSS DC TIE | 2020 | 11 | 6 | 24 | 1389.8 | 34.9 | 12897 | 0
SOUTHERN CROSS DC TIE | 2020 | 11 | 7 | 1 | 208.5 | 0 | 1934 | 0
SOUTHERN CROSS DC TIE | 2020 | 11 | 7 | 2 | 845.4 | 14.8 | 7844 | 0
SOUTHERN CROSS DC TIE | 2020 | 11 | 7 | 3 | 736 | 10.5 | 6829 | 0
SOUTHERN CROSS DC TIE | 2020 | 11 | 7 | 4 | 1187.3 | 27 | 11018 | 0
SOUTHERN CROSS DC TIE | 2020 | 11 | 7 | 5 | 1566.6 | 44.2 | 14538 | 0
SOUTHERN CROSS DC TIE | 2020 | 11 | 7 | 6 | 1934.1 | 70 | 17948 | 0
SOUTHERN CROSS DC TIE | 2020 | 11 | 7 | 7 | 784.7 | 12.9 | 7282 | 0
SOUTHERN CROSS DC TIE | 2020 | 11 | 7 | 8 | 720.1 | 10.5 | 6682 | 0
SOUTHERN CROSS DC TIE | 2020 | 11 | 7 | 9 | 629.1 | 7.8 | 5837 | 0
SOUTHERN CROSS DC TIE | 2020 | 11 | 7 | 10 | 202.4 | 0.8 | 1878 | 0
SOUTHERN CROSS DC TIE | 2020 | 11 | 7 | 11 | 613.6 | 7.3 | 5694 | 0
SOUTHERN CROSS DC TIE | 2020 | 11 | 7 | 12 | 369.8 | 2.7 | 3431 | 0
SOUTHERN CROSS DC TIE | 2020 | 11 | 7 | 13 | 130.4 | 0.3 | 1210 | 0
SOUTHERN CROSS DC TIE | 2020 | 11 | 7 | 14 | 0 | 0 | 0 | 0
SOUTHERN CROSS DC TIE | 2020 | 11 | 7 | 15 | 0 | 0 | 0 | 0
SOUTHERN CROSS DC TIE | 2020 | 11 | 7 | 16 | 1.2 | 0 | 11 | 0
SOUTHERN CROSS DC TIE | 2020 | 11 | 7 | 17 | 151.3 | 0.4 | 1403 | 0
SOUTHERN CROSS DC TIE | 2020 | 11 | 7 | 18 | 245.4 | 1.3 | 2277 | 0
SOUTHERN CROSS DC TIE | 2020 | 11 | 7 | 19 | 956 | 19 | 8872 | 0
SOUTHERN CROSS DC TIE | 2020 | 11 | 7 | 20 | 1070.8 | 23.1 | 9937 | 0
SOUTHERN CROSS DC TIE | 2020 | 11 | 7 | 21 | 1167.8 | 24.9 | 10836 | 0
SOUTHERN CROSS DC TIE | 2020 | 11 | 7 | 22 | 675.2 | 7.3 | 6265 | 0
SOUTHERN CROSS DC TIE | 2020 | 11 | 7 | 23 | 1612.1 | 53.7 | 14959 | 0
SOUTHERN CROSS DC TIE | 2020 | 11 | 7 | 24 | 1330.8 | 31.4 | 12349 | 0
SOUTHERN CROSS DC TIE | 2020 | 11 | 8 | 1 | 2100 | 0 | 19487 | 0
SOUTHERN CROSS DC TIE | 2020 | 11 | 8 | 2 | 2069.4 | 94.9 | 19204 | 0
SOUTHERN CROSS DC TIE | 2020 | 11 | 8 | 3 | 2058.6 | 62.8 | 19103 | 0
SOUTHERN CROSS DC TIE | 2020 | 11 | 8 | 4 | 2049.8 | 80.3 | 19021 | 0
SOUTHERN CROSS DC TIE | 2020 | 11 | 8 | 5 | 2050.9 | 77.3 | 19032 | 0
SOUTHERN CROSS DC TIE | 2020 | 11 | 8 | 6 | 2050 | 77.3 | 19024 | 0
SOUTHERN CROSS DC TIE | 2020 | 11 | 8 | 7 | 2052.1 | 80.2 | 19043 | 0
SOUTHERN CROSS DC TIE | 2020 | 11 | 8 | 8 | 2054.8 | 79.2 | 19068 | 0
SOUTHERN CROSS DC TIE | 2020 | 11 | 8 | 9 | 1639.9 | 53 | 15218 | 0
SOUTHERN CROSS DC TIE | 2020 | 11 | 8 | 10 | 1119.1 | 23.3 | 10384 | 0
SOUTHERN CROSS DC TIE | 2020 | 11 | 8 | 11 | 1013.4 | 19.8 | 9404 | 0
SOUTHERN CROSS DC TIE | 2020 | 11 | 8 | 12 | 631.1 | 7.9 | 5856 | 0
SOUTHERN CROSS DC TIE | 2020 | 11 | 8 | 13 | 438.9 | 3.8 | 4073 | 0
SOUTHERN CROSS DC TIE | 2020 | 11 | 8 | 14 | 152.9 | 0.5 | 1419 | 0
SOUTHERN CROSS DC TIE | 2020 | 11 | 8 | 15 | 145.3 | 0.4 | 1348 | 0
SOUTHERN CROSS DC TIE | 2020 | 11 | 8 | 16 | 58.3 | 0.1 | 541 | 0
SOUTHERN CROSS DC TIE | 2020 | 11 | 8 | 17 | 251.1 | 1.2 | 2330 | 0
SOUTHERN CROSS DC TIE | 2020 | 11 | 8 | 18 | 870.5 | 14.9 | 8078 | 0
SOUTHERN CROSS DC TIE | 2020 | 11 | 8 | 19 | 216.3 | 1 | 2007 | 0
SOUTHERN CROSS DC TIE | 2020 | 11 | 8 | 20 | 221.6 | 1 | 2056 | 0
SOUTHERN CROSS DC TIE | 2020 | 11 | 8 | 21 | 136.5 | 0.4 | 1267 | 0
SOUTHERN CROSS DC TIE | 2020 | 11 | 8 | 22 | 294.1 | 1.7 | 2728 | 0
SOUTHERN CROSS DC TIE | 2020 | 11 | 8 | 23 | 435.9 | 3.6 | 4044 | 0
SOUTHERN CROSS DC TIE | 2020 | 11 | 8 | 24 | 755.7 | 10.9 | 7013 | 0
SOUTHERN CROSS DC TIE | 2020 | 11 | 9 | 1 | 284.9 | 0 | 2644 | 0
SOUTHERN CROSS DC TIE | 2020 | 11 | 9 | 2 | 368.9 | 3.3 | 3423 | 0
SOUTHERN CROSS DC TIE | 2020 | 11 | 9 | 3 | 695.1 | 8.5 | 6450 | 0
SOUTHERN CROSS DC TIE | 2020 | 11 | 9 | 4 | 564.8 | 6.2 | 5241 | 0
SOUTHERN CROSS DC TIE | 2020 | 11 | 9 | 5 | 1267.2 | 31.8 | 11759 | 0
SOUTHERN CROSS DC TIE | 2020 | 11 | 9 | 6 | 2093.5 | 116.8 | 19427 | 0
SOUTHERN CROSS DC TIE | 2020 | 11 | 9 | 7 | 1085.2 | 16.6 | 10070 | 0
SOUTHERN CROSS DC TIE | 2020 | 11 | 9 | 8 | 254.5 | 1.4 | 2361 | 0
SOUTHERN CROSS DC TIE | 2020 | 11 | 9 | 9 | 130.6 | 0.3 | 1211 | 0
SOUTHERN CROSS DC TIE | 2020 | 11 | 9 | 10 | 0 | 0 | 0 | 0
SOUTHERN CROSS DC TIE | 2020 | 11 | 9 | 11 | 30.2 | 0 | 279 | 0
SOUTHERN CROSS DC TIE | 2020 | 11 | 9 | 12 | 322.7 | 2 | 2994 | 0
SOUTHERN CROSS DC TIE | 2020 | 11 | 9 | 13 | 125.3 | 0.3 | 1162 | 0
SOUTHERN CROSS DC TIE | 2020 | 11 | 9 | 14 | 75.4 | 0.1 | 699 | 0
SOUTHERN CROSS DC TIE | 2020 | 11 | 9 | 15 | 0 | 0 | 0 | 0
SOUTHERN CROSS DC TIE | 2020 | 11 | 9 | 16 | 190.2 | 0.7 | 1765 | 0
SOUTHERN CROSS DC TIE | 2020 | 11 | 9 | 17 | 439.1 | 5.3 | 4074 | 0
SOUTHERN CROSS DC TIE | 2020 | 11 | 9 | 18 | 352.2 | 2.3 | 3268 | 0
SOUTHERN CROSS DC TIE | 2020 | 11 | 9 | 19 | 689.3 | 8.6 | 6396 | 0
SOUTHERN CROSS DC TIE | 2020 | 11 | 9 | 20 | 513.4 | 5.1 | 4764 | 0
SOUTHERN CROSS DC TIE | 2020 | 11 | 9 | 21 | 562.9 | 6.2 | 5223 | 0
SOUTHERN CROSS DC TIE | 2020 | 11 | 9 | 22 | 83.1 | 0.1 | 771 | 0
SOUTHERN CROSS DC TIE | 2020 | 11 | 9 | 23 | 0 | 0 | 0 | 0
SOUTHERN CROSS DC TIE | 2020 | 11 | 9 | 24 | 205.7 | 0.7 | 1908 | 0
SOUTHERN CROSS DC TIE | 2020 | 11 | 10 | 1 | 455.5 | 0 | 4227 | 0
SOUTHERN CROSS DC TIE | 2020 | 11 | 10 | 2 | 1896.3 | 78.3 | 17597 | 0
SOUTHERN CROSS DC TIE | 2020 | 11 | 10 | 3 | 1494.4 | 36.6 | 13868 | 0
SOUTHERN CROSS DC TIE | 2020 | 11 | 10 | 4 | 2057.9 | 83.2 | 19096 | 0
SOUTHERN CROSS DC TIE | 2020 | 11 | 10 | 5 | 2064.3 | 82.2 | 19156 | 0
SOUTHERN CROSS DC TIE | 2020 | 11 | 10 | 6 | 1582.7 | 48.6 | 14687 | 0
SOUTHERN CROSS DC TIE | 2020 | 11 | 10 | 7 | 1589.2 | 66 | 14747 | 0
SOUTHERN CROSS DC TIE | 2020 | 11 | 10 | 8 | 2117.7 | 95.9 | 19652 | 0
SOUTHERN CROSS DC TIE | 2020 | 11 | 10 | 9 | 2097.5 | 64.6 | 19464 | 0
SOUTHERN CROSS DC TIE | 2020 | 11 | 10 | 10 | 1717.9 | 54.9 | 15941 | 0
SOUTHERN CROSS DC TIE | 2020 | 11 | 10 | 11 | 975.7 | 19.2 | 9054 | 0
SOUTHERN CROSS DC TIE | 2020 | 11 | 10 | 12 | 1009.7 | 20 | 9369 | 0
SOUTHERN CROSS DC TIE | 2020 | 11 | 10 | 13 | 1060 | 17.8 | 9837 | 0
SOUTHERN CROSS DC TIE | 2020 | 11 | 10 | 14 | 1817.1 | 64.3 | 16862 | 0
SOUTHERN CROSS DC TIE | 2020 | 11 | 10 | 15 | 2016.7 | 74.8 | 18715 | 0
SOUTHERN CROSS DC TIE | 2020 | 11 | 10 | 16 | 2085.4 | 79.2 | 19352 | 0
SOUTHERN CROSS DC TIE | 2020 | 11 | 10 | 17 | 2028.3 | 77.7 | 18822 | 0
SOUTHERN CROSS DC TIE | 2020 | 11 | 10 | 18 | 2082.9 | 76.2 | 19328 | 0
SOUTHERN CROSS DC TIE | 2020 | 11 | 10 | 19 | 2091.3 | 89.7 | 19407 | 0
SOUTHERN CROSS DC TIE | 2020 | 11 | 10 | 20 | 2090.4 | 78.7 | 19398 | 0
SOUTHERN CROSS DC TIE | 2020 | 11 | 10 | 21 | 2091.8 | 82.6 | 19412 | 0
SOUTHERN CROSS DC TIE | 2020 | 11 | 10 | 22 | 2089.5 | 78.3 | 19390 | 0
SOUTHERN CROSS DC TIE | 2020 | 11 | 10 | 23 | 2060.2 | 64.6 | 19119 | 0
SOUTHERN CROSS DC TIE | 2020 | 11 | 10 | 24 | 2064.4 | 76.4 | 19157 | 0
SOUTHERN CROSS DC TIE | 2020 | 11 | 11 | 1 | 1477.3 | 0 | 13709 | 0
SOUTHERN CROSS DC TIE | 2020 | 11 | 11 | 2 | 2073.1 | 96.7 | 19238 | 0
SOUTHERN CROSS DC TIE | 2020 | 11 | 11 | 3 | 2062.7 | 63.6 | 19141 | 0
SOUTHERN CROSS DC TIE | 2020 | 11 | 11 | 4 | 2051.5 | 76.7 | 19037 | 0
SOUTHERN CROSS DC TIE | 2020 | 11 | 11 | 5 | 1733.2 | 55.1 | 16084 | 0
SOUTHERN CROSS DC TIE | 2020 | 11 | 11 | 6 | 2043.6 | 73.6 | 18964 | 0
SOUTHERN CROSS DC TIE | 2020 | 11 | 11 | 7 | 2049.4 | 86 | 19018 | 0
SOUTHERN CROSS DC TIE | 2020 | 11 | 11 | 8 | 2057.3 | 80.5 | 19091 | 0
SOUTHERN CROSS DC TIE | 2020 | 11 | 11 | 9 | 1887.9 | 68.3 | 17519 | 0
SOUTHERN CROSS DC TIE | 2020 | 11 | 11 | 10 | 1376.1 | 36.2 | 12770 | 0
SOUTHERN CROSS DC TIE | 2020 | 11 | 11 | 11 | 1315.1 | 32.9 | 12203 | 0
SOUTHERN CROSS DC TIE | 2020 | 11 | 11 | 12 | 1410.5 | 38.7 | 13089 | 0
SOUTHERN CROSS DC TIE | 2020 | 11 | 11 | 13 | 1687 | 51.9 | 15655 | 0
SOUTHERN CROSS DC TIE | 2020 | 11 | 11 | 14 | 2063.5 | 79.2 | 19149 | 0
SOUTHERN CROSS DC TIE | 2020 | 11 | 11 | 15 | 2069.9 | 84.9 | 19208 | 0
SOUTHERN CROSS DC TIE | 2020 | 11 | 11 | 16 | 2075.9 | 83.1 | 19264 | 0
SOUTHERN CROSS DC TIE | 2020 | 11 | 11 | 17 | 2097.1 | 99.8 | 19461 | 0
SOUTHERN CROSS DC TIE | 2020 | 11 | 11 | 18 | 2088.8 | 71.7 | 19383 | 0
SOUTHERN CROSS DC TIE | 2020 | 11 | 11 | 19 | 2095.6 | 89.2 | 19447 | 0
SOUTHERN CROSS DC TIE | 2020 | 11 | 11 | 20 | 2096.5 | 81.4 | 19455 | 0
SOUTHERN CROSS DC TIE | 2020 | 11 | 11 | 21 | 2096.5 | 81.2 | 19455 | 0
SOUTHERN CROSS DC TIE | 2020 | 11 | 11 | 22 | 2099.1 | 83.8 | 19479 | 0
SOUTHERN CROSS DC TIE | 2020 | 11 | 11 | 23 | 2102.9 | 85.1 | 19515 | 0
SOUTHERN CROSS DC TIE | 2020 | 11 | 11 | 24 | 2103.4 | 82.2 | 19519 | 0
SOUTHERN CROSS DC TIE | 2020 | 11 | 12 | 1 | 900.7 | 0 | 8358 | 0
SOUTHERN CROSS DC TIE | 2020 | 11 | 12 | 2 | 965.2 | 16 | 8956 | 0
SOUTHERN CROSS DC TIE | 2020 | 11 | 12 | 3 | 870.1 | 14.5 | 8074 | 0
SOUTHERN CROSS DC TIE | 2020 | 11 | 12 | 4 | 994 | 19.4 | 9224 | 0
SOUTHERN CROSS DC TIE | 2020 | 11 | 12 | 5 | 989.5 | 18.9 | 9182 | 0
SOUTHERN CROSS DC TIE | 2020 | 11 | 12 | 6 | 1269.8 | 30.3 | 11783 | 0
SOUTHERN CROSS DC TIE | 2020 | 11 | 12 | 7 | 1451 | 39.2 | 13465 | 0
SOUTHERN CROSS DC TIE | 2020 | 11 | 12 | 8 | 1470.4 | 43 | 13645 | 0
SOUTHERN CROSS DC TIE | 2020 | 11 | 12 | 9 | 1726 | 55 | 16016 | 0
SOUTHERN CROSS DC TIE | 2020 | 11 | 12 | 10 | 1876.8 | 62.9 | 17416 | 0
SOUTHERN CROSS DC TIE | 2020 | 11 | 12 | 11 | 1898.5 | 64.9 | 17617 | 0
SOUTHERN CROSS DC TIE | 2020 | 11 | 12 | 12 | 1258.5 | 28.4 | 11678 | 0
SOUTHERN CROSS DC TIE | 2020 | 11 | 12 | 13 | 1203.7 | 27.3 | 11170 | 0
SOUTHERN CROSS DC TIE | 2020 | 11 | 12 | 14 | 1174.5 | 24.5 | 10899 | 0
SOUTHERN CROSS DC TIE | 2020 | 11 | 12 | 15 | 1033.5 | 21.3 | 9590 | 0
SOUTHERN CROSS DC TIE | 2020 | 11 | 12 | 16 | 906.5 | 19.4 | 8412 | 0
SOUTHERN CROSS DC TIE | 2020 | 11 | 12 | 17 | 882.4 | 12.3 | 8188 | 0
SOUTHERN CROSS DC TIE | 2020 | 11 | 12 | 18 | 787.7 | 14.1 | 7309 | 0
SOUTHERN CROSS DC TIE | 2020 | 11 | 12 | 19 | 1257.4 | 27.2 | 11669 | 0
SOUTHERN CROSS DC TIE | 2020 | 11 | 12 | 20 | 1318.2 | 30.5 | 12233 | 0
SOUTHERN CROSS DC TIE | 2020 | 11 | 12 | 21 | 1264.7 | 30.3 | 11736 | 0
SOUTHERN CROSS DC TIE | 2020 | 11 | 12 | 22 | 1200.2 | 28.5 | 11137 | 0
SOUTHERN CROSS DC TIE | 2020 | 11 | 12 | 23 | 1803.2 | 73.4 | 16733 | 0
SOUTHERN CROSS DC TIE | 2020 | 11 | 12 | 24 | 1989.3 | 51.4 | 18460 | 0
SOUTHERN CROSS DC TIE | 2020 | 11 | 13 | 1 | 2100 | 0 | 19487 | 0
SOUTHERN CROSS DC TIE | 2020 | 11 | 13 | 2 | 2061.7 | 110.1 | 19132 | 0
SOUTHERN CROSS DC TIE | 2020 | 11 | 13 | 3 | 2055.7 | 60.6 | 19076 | 0
SOUTHERN CROSS DC TIE | 2020 | 11 | 13 | 4 | 2045.5 | 81.3 | 18982 | 0
SOUTHERN CROSS DC TIE | 2020 | 11 | 13 | 5 | 2000 | 77.6 | 18559 | 0
SOUTHERN CROSS DC TIE | 2020 | 11 | 13 | 6 | 2058.6 | 82 | 19103 | 0
SOUTHERN CROSS DC TIE | 2020 | 11 | 13 | 7 | 1246.9 | 30.5 | 11570 | 0
SOUTHERN CROSS DC TIE | 2020 | 11 | 13 | 8 | 1615.1 | 48.6 | 14988 | 0
SOUTHERN CROSS DC TIE | 2020 | 11 | 13 | 9 | 1306.7 | 32.2 | 12126 | 0
SOUTHERN CROSS DC TIE | 2020 | 11 | 13 | 10 | 977.2 | 18.1 | 9068 | 0
SOUTHERN CROSS DC TIE | 2020 | 11 | 13 | 11 | 419.6 | 3.4 | 3893 | 0
SOUTHERN CROSS DC TIE | 2020 | 11 | 13 | 12 | 603.4 | 7.2 | 5599 | 0
SOUTHERN CROSS DC TIE | 2020 | 11 | 13 | 13 | 675.6 | 8.7 | 6269 | 0
SOUTHERN CROSS DC TIE | 2020 | 11 | 13 | 14 | 589.2 | 6.9 | 5467 | 0
SOUTHERN CROSS DC TIE | 2020 | 11 | 13 | 15 | 523.3 | 6.2 | 4855 | 0
SOUTHERN CROSS DC TIE | 2020 | 11 | 13 | 16 | 431.5 | 4.3 | 4004 | 0
SOUTHERN CROSS DC TIE | 2020 | 11 | 13 | 17 | 609.5 | 6.8 | 5656 | 0
SOUTHERN CROSS DC TIE | 2020 | 11 | 13 | 18 | 388 | 2.8 | 3600 | 0
SOUTHERN CROSS DC TIE | 2020 | 11 | 13 | 19 | 1149.3 | 27.3 | 10665 | 0
SOUTHERN CROSS DC TIE | 2020 | 11 | 13 | 20 | 970 | 23 | 9001 | 0
SOUTHERN CROSS DC TIE | 2020 | 11 | 13 | 21 | 996 | 13.7 | 9242 | 0
SOUTHERN CROSS DC TIE | 2020 | 11 | 13 | 22 | 890 | 15.3 | 8258 | 0
SOUTHERN CROSS DC TIE | 2020 | 11 | 13 | 23 | 735.4 | 10.6 | 6824 | 0
SOUTHERN CROSS DC TIE | 2020 | 11 | 13 | 24 | 749.4 | 11.5 | 6954 | 0
SOUTHERN CROSS DC TIE | 2020 | 11 | 14 | 1 | 759.9 | 0 | 7051 | 0
SOUTHERN CROSS DC TIE | 2020 | 11 | 14 | 2 | 1210 | 33.4 | 11228 | 0
SOUTHERN CROSS DC TIE | 2020 | 11 | 14 | 3 | 1416.7 | 30.3 | 13147 | 0
SOUTHERN CROSS DC TIE | 2020 | 11 | 14 | 4 | 1172.2 | 32.5 | 10878 | 0
SOUTHERN CROSS DC TIE | 2020 | 11 | 14 | 5 | 1241.6 | 24.9 | 11521 | 0
SOUTHERN CROSS DC TIE | 2020 | 11 | 14 | 6 | 1129.7 | 27.9 | 10483 | 0
SOUTHERN CROSS DC TIE | 2020 | 11 | 14 | 7 | 1329.2 | 24.4 | 12334 | 0
SOUTHERN CROSS DC TIE | 2020 | 11 | 14 | 8 | 792.6 | 15.1 | 7355 | 0
SOUTHERN CROSS DC TIE | 2020 | 11 | 14 | 9 | 1060.5 | 19.4 | 9841 | 0
SOUTHERN CROSS DC TIE | 2020 | 11 | 14 | 10 | 956 | 19.2 | 8871 | 0
SOUTHERN CROSS DC TIE | 2020 | 11 | 14 | 11 | 569.2 | 5.6 | 5282 | 0
SOUTHERN CROSS DC TIE | 2020 | 11 | 14 | 12 | 508.7 | 5.2 | 4720 | 0
SOUTHERN CROSS DC TIE | 2020 | 11 | 14 | 13 | 602.9 | 7.7 | 5594 | 0
SOUTHERN CROSS DC TIE | 2020 | 11 | 14 | 14 | 350.4 | 2.4 | 3252 | 0
SOUTHERN CROSS DC TIE | 2020 | 11 | 14 | 15 | 0 | 0 | 0 | 0
SOUTHERN CROSS DC TIE | 2020 | 11 | 14 | 16 | 360.6 | 2.5 | 3346 | 0
SOUTHERN CROSS DC TIE | 2020 | 11 | 14 | 17 | 409.2 | 3.1 | 3797 | 0
SOUTHERN CROSS DC TIE | 2020 | 11 | 14 | 18 | 276.9 | 2 | 2570 | 0
SOUTHERN CROSS DC TIE | 2020 | 11 | 14 | 19 | 677.2 | 7.1 | 6284 | 0
SOUTHERN CROSS DC TIE | 2020 | 11 | 14 | 20 | 978.7 | 16.5 | 9082 | 0
SOUTHERN CROSS DC TIE | 2020 | 11 | 14 | 21 | 981.3 | 19.2 | 9106 | 0
SOUTHERN CROSS DC TIE | 2020 | 11 | 14 | 22 | 1030.5 | 23.2 | 9562 | 0
SOUTHERN CROSS DC TIE | 2020 | 11 | 14 | 23 | 1772.2 | 50.5 | 16446 | 0
SOUTHERN CROSS DC TIE | 2020 | 11 | 14 | 24 | 953 | 19.1 | 8843 | 0
SOUTHERN CROSS DC TIE | 2020 | 11 | 15 | 1 | 518.9 | 0 | 4815 | 0
SOUTHERN CROSS DC TIE | 2020 | 11 | 15 | 2 | 818.5 | 12.3 | 7596 | 0
SOUTHERN CROSS DC TIE | 2020 | 11 | 15 | 3 | 960.1 | 16.9 | 8909 | 0
SOUTHERN CROSS DC TIE | 2020 | 11 | 15 | 4 | 956.1 | 18.5 | 8872 | 0
SOUTHERN CROSS DC TIE | 2020 | 11 | 15 | 5 | 1141.5 | 23.8 | 10593 | 0
SOUTHERN CROSS DC TIE | 2020 | 11 | 15 | 6 | 1106.6 | 25.7 | 10269 | 0
SOUTHERN CROSS DC TIE | 2020 | 11 | 15 | 7 | 898.7 | 16.2 | 8339 | 0
SOUTHERN CROSS DC TIE | 2020 | 11 | 15 | 8 | 1429.2 | 39 | 13262 | 0
SOUTHERN CROSS DC TIE | 2020 | 11 | 15 | 9 | 1373.3 | 34.5 | 12743 | 0
SOUTHERN CROSS DC TIE | 2020 | 11 | 15 | 10 | 1240.7 | 31.1 | 11513 | 0
SOUTHERN CROSS DC TIE | 2020 | 11 | 15 | 11 | 201.6 | 0.8 | 1870 | 0
SOUTHERN CROSS DC TIE | 2020 | 11 | 15 | 12 | 214.5 | 0.9 | 1990 | 0
SOUTHERN CROSS DC TIE | 2020 | 11 | 15 | 13 | 184.8 | 0.7 | 1715 | 0
SOUTHERN CROSS DC TIE | 2020 | 11 | 15 | 14 | 67.1 | 0.1 | 622 | 0
SOUTHERN CROSS DC TIE | 2020 | 11 | 15 | 15 | 216 | 0.9 | 2004 | 0
SOUTHERN CROSS DC TIE | 2020 | 11 | 15 | 16 | 224.9 | 1 | 2087 | 0
SOUTHERN CROSS DC TIE | 2020 | 11 | 15 | 17 | 0 | 0 | 0 | 0
SOUTHERN CROSS DC TIE | 2020 | 11 | 15 | 18 | 318.6 | 1.9 | 2956 | 0
SOUTHERN CROSS DC TIE | 2020 | 11 | 15 | 19 | 492.5 | 5.1 | 4570 | 0
SOUTHERN CROSS DC TIE | 2020 | 11 | 15 | 20 | 125.1 | 0.3 | 1160 | 0
SOUTHERN CROSS DC TIE | 2020 | 11 | 15 | 21 | 526.2 | 5.4 | 4883 | 0
SOUTHERN CROSS DC TIE | 2020 | 11 | 15 | 22 | 702.2 | 9.6 | 6516 | 0
SOUTHERN CROSS DC TIE | 2020 | 11 | 15 | 23 | 701.5 | 10.2 | 6510 | 0
SOUTHERN CROSS DC TIE | 2020 | 11 | 15 | 24 | 600.4 | 6.7 | 5571 | 0
SOUTHERN CROSS DC TIE | 2020 | 11 | 16 | 1 | 714.6 | 0 | 6631 | 0
SOUTHERN CROSS DC TIE | 2020 | 11 | 16 | 2 | 827.1 | 12.7 | 7675 | 0
SOUTHERN CROSS DC TIE | 2020 | 11 | 16 | 3 | 815.7 | 13.7 | 7569 | 0
SOUTHERN CROSS DC TIE | 2020 | 11 | 16 | 4 | 903.1 | 10.5 | 8381 | 0
SOUTHERN CROSS DC TIE | 2020 | 11 | 16 | 5 | 1296.4 | 35 | 12030 | 0
SOUTHERN CROSS DC TIE | 2020 | 11 | 16 | 6 | 1639.7 | 56.5 | 15216 | 0
SOUTHERN CROSS DC TIE | 2020 | 11 | 16 | 7 | 845.2 | 13.4 | 7843 | 0
SOUTHERN CROSS DC TIE | 2020 | 11 | 16 | 8 | 237.4 | 1.2 | 2203 | 0
SOUTHERN CROSS DC TIE | 2020 | 11 | 16 | 9 | 427.2 | 4.4 | 3964 | 0
SOUTHERN CROSS DC TIE | 2020 | 11 | 16 | 10 | 487.7 | 4.6 | 4526 | 0
SOUTHERN CROSS DC TIE | 2020 | 11 | 16 | 11 | 552 | 6 | 5122 | 0
SOUTHERN CROSS DC TIE | 2020 | 11 | 16 | 12 | 492.9 | 5.1 | 4573 | 0
SOUTHERN CROSS DC TIE | 2020 | 11 | 16 | 13 | 1039.5 | 16.7 | 9646 | 0
SOUTHERN CROSS DC TIE | 2020 | 11 | 16 | 14 | 1102.1 | 23.9 | 10227 | 0
SOUTHERN CROSS DC TIE | 2020 | 11 | 16 | 15 | 1484.1 | 37.6 | 13772 | 0
SOUTHERN CROSS DC TIE | 2020 | 11 | 16 | 16 | 1102.9 | 26.6 | 10234 | 0
SOUTHERN CROSS DC TIE | 2020 | 11 | 16 | 17 | 1192 | 27.4 | 11061 | 0
SOUTHERN CROSS DC TIE | 2020 | 11 | 16 | 18 | 767.1 | 11.2 | 7118 | 0
SOUTHERN CROSS DC TIE | 2020 | 11 | 16 | 19 | 645 | 8.4 | 5985 | 0
SOUTHERN CROSS DC TIE | 2020 | 11 | 16 | 20 | 913.6 | 16 | 8478 | 0
SOUTHERN CROSS DC TIE | 2020 | 11 | 16 | 21 | 1263 | 32.5 | 11720 | 0
SOUTHERN CROSS DC TIE | 2020 | 11 | 16 | 22 | 1831.2 | 54.4 | 16993 | 0
SOUTHERN CROSS DC TIE | 2020 | 11 | 16 | 23 | 1278.6 | 33.8 | 11865 | 0
SOUTHERN CROSS DC TIE | 2020 | 11 | 16 | 24 | 1188.9 | 22.6 | 11032 | 0
SOUTHERN CROSS DC TIE | 2020 | 11 | 17 | 1 | 2100 | 0 | 19487 | 0
SOUTHERN CROSS DC TIE | 2020 | 11 | 17 | 2 | 1757.1 | 69.1 | 16305 | 0
SOUTHERN CROSS DC TIE | 2020 | 11 | 17 | 3 | 2069.8 | 62.3 | 19208 | 0
SOUTHERN CROSS DC TIE | 2020 | 11 | 17 | 4 | 2066.6 | 84.7 | 19178 | 0
SOUTHERN CROSS DC TIE | 2020 | 11 | 17 | 5 | 1840.5 | 58.3 | 17079 | 0
SOUTHERN CROSS DC TIE | 2020 | 11 | 17 | 6 | 1334.2 | 50.5 | 12381 | 0
SOUTHERN CROSS DC TIE | 2020 | 11 | 17 | 7 | 1296.3 | 23.5 | 12029 | 0
SOUTHERN CROSS DC TIE | 2020 | 11 | 17 | 8 | 1803.8 | 68.5 | 16739 | 0
SOUTHERN CROSS DC TIE | 2020 | 11 | 17 | 9 | 1603.3 | 50.9 | 14879 | 0
SOUTHERN CROSS DC TIE | 2020 | 11 | 17 | 10 | 1621.5 | 48.8 | 15047 | 0
SOUTHERN CROSS DC TIE | 2020 | 11 | 17 | 11 | 1819.7 | 59.9 | 16887 | 0
SOUTHERN CROSS DC TIE | 2020 | 11 | 17 | 12 | 1886.2 | 67 | 17503 | 0
SOUTHERN CROSS DC TIE | 2020 | 11 | 17 | 13 | 2090.7 | 84.5 | 19401 | 0
SOUTHERN CROSS DC TIE | 2020 | 11 | 17 | 14 | 2096.1 | 85.7 | 19451 | 0
SOUTHERN CROSS DC TIE | 2020 | 11 | 17 | 15 | 2098.3 | 83 | 19472 | 0
SOUTHERN CROSS DC TIE | 2020 | 11 | 17 | 16 | 2094.9 | 77.8 | 19440 | 0
SOUTHERN CROSS DC TIE | 2020 | 11 | 17 | 17 | 2100.1 | 86.6 | 19488 | 0
SOUTHERN CROSS DC TIE | 2020 | 11 | 17 | 18 | 2100.2 | 81.4 | 19489 | 0
SOUTHERN CROSS DC TIE | 2020 | 11 | 17 | 19 | 1827.3 | 65.2 | 16957 | 0
SOUTHERN CROSS DC TIE | 2020 | 11 | 17 | 20 | 1668.3 | 51.6 | 15482 | 0
SOUTHERN CROSS DC TIE | 2020 | 11 | 17 | 21 | 1929.5 | 69 | 17906 | 0
SOUTHERN CROSS DC TIE | 2020 | 11 | 17 | 22 | 1641 | 49.2 | 15228 | 0
SOUTHERN CROSS DC TIE | 2020 | 11 | 17 | 23 | 424 | 2.9 | 3934 | 0
SOUTHERN CROSS DC TIE | 2020 | 11 | 17 | 24 | 594 | 7.1 | 5512 | 0
SOUTHERN CROSS DC TIE | 2020 | 11 | 18 | 1 | 506.2 | 0 | 4697 | 0
SOUTHERN CROSS DC TIE | 2020 | 11 | 18 | 2 | 593 | 7.6 | 5503 | 0
SOUTHERN CROSS DC TIE | 2020 | 11 | 18 | 3 | 394.7 | 2.6 | 3663 | 0
SOUTHERN CROSS DC TIE | 2020 | 11 | 18 | 4 | 411.9 | 3.9 | 3822 | 0
SOUTHERN CROSS DC TIE | 2020 | 11 | 18 | 5 | 443.5 | 3.4 | 4115 | 0
SOUTHERN CROSS DC TIE | 2020 | 11 | 18 | 6 | 685 | 10.8 | 6357 | 0
SOUTHERN CROSS DC TIE | 2020 | 11 | 18 | 7 | 1147.3 | 26.1 | 10646 | 0
SOUTHERN CROSS DC TIE | 2020 | 11 | 18 | 8 | 1780.3 | 51.4 | 16521 | 0
SOUTHERN CROSS DC TIE | 2020 | 11 | 18 | 9 | 1700.7 | 60.4 | 15782 | 0
SOUTHERN CROSS DC TIE | 2020 | 11 | 18 | 10 | 1580.7 | 48.9 | 14668 | 0
SOUTHERN CROSS DC TIE | 2020 | 11 | 18 | 11 | 1013.4 | 20.1 | 9404 | 0
SOUTHERN CROSS DC TIE | 2020 | 11 | 18 | 12 | 1233.7 | 28 | 11448 | 0
SOUTHERN CROSS DC TIE | 2020 | 11 | 18 | 13 | 1269.6 | 26.8 | 11782 | 0
SOUTHERN CROSS DC TIE | 2020 | 11 | 18 | 14 | 1232 | 28.9 | 11432 | 0
SOUTHERN CROSS DC TIE | 2020 | 11 | 18 | 15 | 1162.1 | 26.2 | 10784 | 0
SOUTHERN CROSS DC TIE | 2020 | 11 | 18 | 16 | 1372.4 | 34.6 | 12735 | 0
SOUTHERN CROSS DC TIE | 2020 | 11 | 18 | 17 | 1476 | 39.2 | 13697 | 0
SOUTHERN CROSS DC TIE | 2020 | 11 | 18 | 18 | 1612.5 | 58.3 | 14963 | 0
SOUTHERN CROSS DC TIE | 2020 | 11 | 18 | 19 | 1211.4 | 25.1 | 11242 | 0
SOUTHERN CROSS DC TIE | 2020 | 11 | 18 | 20 | 746.1 | 10.1 | 6923 | 0
SOUTHERN CROSS DC TIE | 2020 | 11 | 18 | 21 | 1228.4 | 29.6 | 11399 | 0
SOUTHERN CROSS DC TIE | 2020 | 11 | 18 | 22 | 2007.7 | 73.7 | 18631 | 0
SOUTHERN CROSS DC TIE | 2020 | 11 | 18 | 23 | 475.4 | 3.9 | 4411 | 0
SOUTHERN CROSS DC TIE | 2020 | 11 | 18 | 24 | 439.5 | 3.7 | 4078 | 0
SOUTHERN CROSS DC TIE | 2020 | 11 | 19 | 1 | 583.7 | 0 | 5416 | 0
SOUTHERN CROSS DC TIE | 2020 | 11 | 19 | 2 | 712.2 | 11.4 | 6609 | 0
SOUTHERN CROSS DC TIE | 2020 | 11 | 19 | 3 | 461.8 | 3.9 | 4285 | 0
SOUTHERN CROSS DC TIE | 2020 | 11 | 19 | 4 | 465.4 | 4.2 | 4318 | 0
SOUTHERN CROSS DC TIE | 2020 | 11 | 19 | 5 | 505.9 | 5 | 4694 | 0
SOUTHERN CROSS DC TIE | 2020 | 11 | 19 | 6 | 788.9 | 12.2 | 7321 | 0
SOUTHERN CROSS DC TIE | 2020 | 11 | 19 | 7 | 1505.1 | 44.2 | 13967 | 0
SOUTHERN CROSS DC TIE | 2020 | 11 | 19 | 8 | 1719.7 | 57 | 15959 | 0
SOUTHERN CROSS DC TIE | 2020 | 11 | 19 | 9 | 1366.3 | 38.6 | 12679 | 0
SOUTHERN CROSS DC TIE | 2020 | 11 | 19 | 10 | 908.8 | 15.8 | 8433 | 0
SOUTHERN CROSS DC TIE | 2020 | 11 | 19 | 11 | 1001.2 | 19.5 | 9291 | 0
SOUTHERN CROSS DC TIE | 2020 | 11 | 19 | 12 | 1087.6 | 21.2 | 10093 | 0
SOUTHERN CROSS DC TIE | 2020 | 11 | 19 | 13 | 941.7 | 17.8 | 8738 | 0
SOUTHERN CROSS DC TIE | 2020 | 11 | 19 | 14 | 958.6 | 17.1 | 8895 | 0
SOUTHERN CROSS DC TIE | 2020 | 11 | 19 | 15 | 1265.6 | 30.3 | 11745 | 0
SOUTHERN CROSS DC TIE | 2020 | 11 | 19 | 16 | 1140.2 | 24.9 | 10581 | 0
SOUTHERN CROSS DC TIE | 2020 | 11 | 19 | 17 | 851.7 | 13.7 | 7903 | 0
SOUTHERN CROSS DC TIE | 2020 | 11 | 19 | 18 | 887.6 | 16 | 8236 | 0
SOUTHERN CROSS DC TIE | 2020 | 11 | 19 | 19 | 1088.2 | 22.2 | 10098 | 0
SOUTHERN CROSS DC TIE | 2020 | 11 | 19 | 20 | 710.3 | 9.4 | 6591 | 0
SOUTHERN CROSS DC TIE | 2020 | 11 | 19 | 21 | 879.2 | 15.9 | 8159 | 0
SOUTHERN CROSS DC TIE | 2020 | 11 | 19 | 22 | 1382.5 | 37.3 | 12829 | 0
SOUTHERN CROSS DC TIE | 2020 | 11 | 19 | 23 | 1051 | 18.6 | 9752 | 0
SOUTHERN CROSS DC TIE | 2020 | 11 | 19 | 24 | 117.9 | 0.3 | 1094 | 0
SOUTHERN CROSS DC TIE | 2020 | 11 | 20 | 1 | 2100 | 0 | 19487 | 0
SOUTHERN CROSS DC TIE | 2020 | 11 | 20 | 2 | 1279.7 | 35.7 | 11875 | 0
SOUTHERN CROSS DC TIE | 2020 | 11 | 20 | 3 | 1226.8 | 26.8 | 11384 | 0
SOUTHERN CROSS DC TIE | 2020 | 11 | 20 | 4 | 399.4 | 3.4 | 3706 | 0
SOUTHERN CROSS DC TIE | 2020 | 11 | 20 | 5 | 397.7 | 3.2 | 3690 | 0
SOUTHERN CROSS DC TIE | 2020 | 11 | 20 | 6 | 609.8 | 7.5 | 5658 | 0
SOUTHERN CROSS DC TIE | 2020 | 11 | 20 | 7 | 906.7 | 15.6 | 8414 | 0
SOUTHERN CROSS DC TIE | 2020 | 11 | 20 | 8 | 526.9 | 5.5 | 4889 | 0
SOUTHERN CROSS DC TIE | 2020 | 11 | 20 | 9 | 0 | 0 | 0 | 0
SOUTHERN CROSS DC TIE | 2020 | 11 | 20 | 10 | 0 | 0 | 0 | 0
SOUTHERN CROSS DC TIE | 2020 | 11 | 20 | 11 | 158.5 | 0.6 | 1471 | 0
SOUTHERN CROSS DC TIE | 2020 | 11 | 20 | 12 | 728.1 | 10.6 | 6756 | 0
SOUTHERN CROSS DC TIE | 2020 | 11 | 20 | 13 | 396.6 | 3.1 | 3680 | 0
SOUTHERN CROSS DC TIE | 2020 | 11 | 20 | 14 | 609.2 | 7 | 5653 | 0
SOUTHERN CROSS DC TIE | 2020 | 11 | 20 | 15 | 549.4 | 5.9 | 5098 | 0
SOUTHERN CROSS DC TIE | 2020 | 11 | 20 | 16 | 618.3 | 8.8 | 5737 | 0
SOUTHERN CROSS DC TIE | 2020 | 11 | 20 | 17 | 594.2 | 5.8 | 5514 | 0
SOUTHERN CROSS DC TIE | 2020 | 11 | 20 | 18 | 936.4 | 16.9 | 8690 | 0
SOUTHERN CROSS DC TIE | 2020 | 11 | 20 | 19 | 1212.5 | 28 | 11251 | 0
SOUTHERN CROSS DC TIE | 2020 | 11 | 20 | 20 | 703.6 | 9.8 | 6529 | 0
SOUTHERN CROSS DC TIE | 2020 | 11 | 20 | 21 | 797.3 | 12.1 | 7398 | 0
SOUTHERN CROSS DC TIE | 2020 | 11 | 20 | 22 | 835.1 | 13.5 | 7750 | 0
SOUTHERN CROSS DC TIE | 2020 | 11 | 20 | 23 | 281.3 | 1.7 | 2610 | 0
SOUTHERN CROSS DC TIE | 2020 | 11 | 20 | 24 | 324.5 | 2.2 | 3011 | 0
SOUTHERN CROSS DC TIE | 2020 | 11 | 21 | 1 | 262.7 | 0 | 2438 | 0
SOUTHERN CROSS DC TIE | 2020 | 11 | 21 | 2 | 207.8 | 0.9 | 1928 | 0
SOUTHERN CROSS DC TIE | 2020 | 11 | 21 | 3 | 274.7 | 1.5 | 2549 | 0
SOUTHERN CROSS DC TIE | 2020 | 11 | 21 | 4 | 169.8 | 0.6 | 1575 | 0
SOUTHERN CROSS DC TIE | 2020 | 11 | 21 | 5 | 119.9 | 0.3 | 1112 | 0
SOUTHERN CROSS DC TIE | 2020 | 11 | 21 | 6 | 328.3 | 1.9 | 3046 | 0
SOUTHERN CROSS DC TIE | 2020 | 11 | 21 | 7 | 471.4 | 5.3 | 4374 | 0
SOUTHERN CROSS DC TIE | 2020 | 11 | 21 | 8 | 191.9 | 0.6 | 1780 | 0
SOUTHERN CROSS DC TIE | 2020 | 11 | 21 | 9 | 34.6 | 0 | 320 | 0
SOUTHERN CROSS DC TIE | 2020 | 11 | 21 | 10 | 429.7 | 2.9 | 3987 | 0
SOUTHERN CROSS DC TIE | 2020 | 11 | 21 | 11 | 480.9 | 5.1 | 4462 | 0
SOUTHERN CROSS DC TIE | 2020 | 11 | 21 | 12 | 835 | 12.1 | 7748 | 0
SOUTHERN CROSS DC TIE | 2020 | 11 | 21 | 13 | 887.8 | 13.7 | 8239 | 0
SOUTHERN CROSS DC TIE | 2020 | 11 | 21 | 14 | 587.2 | 6.7 | 5449 | 0
SOUTHERN CROSS DC TIE | 2020 | 11 | 21 | 15 | 559.2 | 5.9 | 5189 | 0
SOUTHERN CROSS DC TIE | 2020 | 11 | 21 | 16 | 433.8 | 3.7 | 4025 | 0
SOUTHERN CROSS DC TIE | 2020 | 11 | 21 | 17 | 445.8 | 4 | 4137 | 0
SOUTHERN CROSS DC TIE | 2020 | 11 | 21 | 18 | 1261 | 33.2 | 11702 | 0
SOUTHERN CROSS DC TIE | 2020 | 11 | 21 | 19 | 1344.6 | 37.8 | 12478 | 0
SOUTHERN CROSS DC TIE | 2020 | 11 | 21 | 20 | 1505.7 | 39.8 | 13972 | 0
SOUTHERN CROSS DC TIE | 2020 | 11 | 21 | 21 | 1078.8 | 24.2 | 10011 | 0
SOUTHERN CROSS DC TIE | 2020 | 11 | 21 | 22 | 1163.6 | 25.9 | 10798 | 0
SOUTHERN CROSS DC TIE | 2020 | 11 | 21 | 23 | 1327.8 | 28.6 | 12322 | 0
SOUTHERN CROSS DC TIE | 2020 | 11 | 21 | 24 | 1445 | 45.6 | 13409 | 0
SOUTHERN CROSS DC TIE | 2020 | 11 | 22 | 1 | 424.9 | 0 | 3943 | 0
SOUTHERN CROSS DC TIE | 2020 | 11 | 22 | 2 | 769.7 | 16.4 | 7143 | 0
SOUTHERN CROSS DC TIE | 2020 | 11 | 22 | 3 | 626.7 | 5.2 | 5816 | 0
SOUTHERN CROSS DC TIE | 2020 | 11 | 22 | 4 | 714.6 | 11.4 | 6631 | 0
SOUTHERN CROSS DC TIE | 2020 | 11 | 22 | 5 | 704.6 | 8.8 | 6538 | 0
SOUTHERN CROSS DC TIE | 2020 | 11 | 22 | 6 | 826.8 | 15.7 | 7672 | 0
SOUTHERN CROSS DC TIE | 2020 | 11 | 22 | 7 | 1002.4 | 18.1 | 9302 | 0
SOUTHERN CROSS DC TIE | 2020 | 11 | 22 | 8 | 885.5 | 16.3 | 8217 | 0
SOUTHERN CROSS DC TIE | 2020 | 11 | 22 | 9 | 1001.8 | 17.1 | 9297 | 0
SOUTHERN CROSS DC TIE | 2020 | 11 | 22 | 10 | 710.7 | 10.6 | 6595 | 0
SOUTHERN CROSS DC TIE | 2020 | 11 | 22 | 11 | 769.9 | 10.7 | 7144 | 0
SOUTHERN CROSS DC TIE | 2020 | 11 | 22 | 12 | 582.6 | 6.4 | 5406 | 0
SOUTHERN CROSS DC TIE | 2020 | 11 | 22 | 13 | 860 | 13.9 | 7980 | 0
SOUTHERN CROSS DC TIE | 2020 | 11 | 22 | 14 | 771.3 | 12.3 | 7158 | 0
SOUTHERN CROSS DC TIE | 2020 | 11 | 22 | 15 | 734.2 | 9.8 | 6813 | 0
SOUTHERN CROSS DC TIE | 2020 | 11 | 22 | 16 | 900 | 15.6 | 8351 | 0
SOUTHERN CROSS DC TIE | 2020 | 11 | 22 | 17 | 1219.4 | 31.3 | 11316 | 0
SOUTHERN CROSS DC TIE | 2020 | 11 | 22 | 18 | 1160.8 | 27.4 | 10772 | 0
SOUTHERN CROSS DC TIE | 2020 | 11 | 22 | 19 | 1216.8 | 31.1 | 11291 | 0
SOUTHERN CROSS DC TIE | 2020 | 11 | 22 | 20 | 1146.7 | 25 | 10641 | 0
SOUTHERN CROSS DC TIE | 2020 | 11 | 22 | 21 | 1157.8 | 24 | 10744 | 0
SOUTHERN CROSS DC TIE | 2020 | 11 | 22 | 22 | 1178 | 23.1 | 10931 | 0
SOUTHERN CROSS DC TIE | 2020 | 11 | 22 | 23 | 1620.5 | 49.2 | 15038 | 0
SOUTHERN CROSS DC TIE | 2020 | 11 | 22 | 24 | 604.9 | 7 | 5613 | 0
SOUTHERN CROSS DC TIE | 2020 | 11 | 23 | 1 | 0 | 0 | 0 | 0
SOUTHERN CROSS DC TIE | 2020 | 11 | 23 | 2 | 17.8 | 0 | 165 | 0
SOUTHERN CROSS DC TIE | 2020 | 11 | 23 | 3 | 0 | 0 | 0 | 0
SOUTHERN CROSS DC TIE | 2020 | 11 | 23 | 4 | 0 | 0 | 0 | 0
SOUTHERN CROSS DC TIE | 2020 | 11 | 23 | 5 | 13.8 | 0 | 127 | 0
SOUTHERN CROSS DC TIE | 2020 | 11 | 23 | 6 | 158.1 | 0.5 | 1467 | 0
SOUTHERN CROSS DC TIE | 2020 | 11 | 23 | 7 | 758.8 | 11.6 | 7042 | 0
SOUTHERN CROSS DC TIE | 2020 | 11 | 23 | 8 | 0 | 0 | 0 | 0
SOUTHERN CROSS DC TIE | 2020 | 11 | 23 | 9 | 0 | 0 | 0 | 0
SOUTHERN CROSS DC TIE | 2020 | 11 | 23 | 10 | 83.4 | 0.1 | 773 | 0
SOUTHERN CROSS DC TIE | 2020 | 11 | 23 | 11 | 464.5 | 4.5 | 4310 | 0
SOUTHERN CROSS DC TIE | 2020 | 11 | 23 | 12 | 665 | 8.2 | 6171 | 0
SOUTHERN CROSS DC TIE | 2020 | 11 | 23 | 13 | 867.3 | 14.4 | 8048 | 0
SOUTHERN CROSS DC TIE | 2020 | 11 | 23 | 14 | 1040.3 | 21.4 | 9653 | 0
SOUTHERN CROSS DC TIE | 2020 | 11 | 23 | 15 | 1310.1 | 34.4 | 12157 | 0
SOUTHERN CROSS DC TIE | 2020 | 11 | 23 | 16 | 1339 | 34 | 12426 | 0
SOUTHERN CROSS DC TIE | 2020 | 11 | 23 | 17 | 1687.3 | 51.1 | 15657 | 0
SOUTHERN CROSS DC TIE | 2020 | 11 | 23 | 18 | 2103.8 | 91.2 | 19523 | 0
SOUTHERN CROSS DC TIE | 2020 | 11 | 23 | 19 | 2082.6 | 60.6 | 19326 | 0
SOUTHERN CROSS DC TIE | 2020 | 11 | 23 | 20 | 2078.1 | 81.9 | 19284 | 0
SOUTHERN CROSS DC TIE | 2020 | 11 | 23 | 21 | 2080.4 | 81.6 | 19306 | 0
SOUTHERN CROSS DC TIE | 2020 | 11 | 23 | 22 | 2082.2 | 81.3 | 19322 | 0
SOUTHERN CROSS DC TIE | 2020 | 11 | 23 | 23 | 1989 | 74.2 | 18457 | 0
SOUTHERN CROSS DC TIE | 2020 | 11 | 23 | 24 | 1400.7 | 39.1 | 12998 | 0
SOUTHERN CROSS DC TIE | 2020 | 11 | 24 | 1 | 1289.9 | 0 | 11970 | 0
SOUTHERN CROSS DC TIE | 2020 | 11 | 24 | 2 | 2075.2 | 118.9 | 19258 | 0
SOUTHERN CROSS DC TIE | 2020 | 11 | 24 | 3 | 1795.2 | 41.2 | 16659 | 0
SOUTHERN CROSS DC TIE | 2020 | 11 | 24 | 4 | 1856.7 | 67.2 | 17230 | 0
SOUTHERN CROSS DC TIE | 2020 | 11 | 24 | 5 | 1278 | 26.2 | 11859 | 0
SOUTHERN CROSS DC TIE | 2020 | 11 | 24 | 6 | 2058.2 | 77.6 | 19099 | 0
SOUTHERN CROSS DC TIE | 2020 | 11 | 24 | 7 | 1619.6 | 72.8 | 15030 | 0
SOUTHERN CROSS DC TIE | 2020 | 11 | 24 | 8 | 2099.7 | 68.8 | 19485 | 0
SOUTHERN CROSS DC TIE | 2020 | 11 | 24 | 9 | 1214.1 | 24.4 | 11267 | 0
SOUTHERN CROSS DC TIE | 2020 | 11 | 24 | 10 | 1527.2 | 43.8 | 14172 | 0
SOUTHERN CROSS DC TIE | 2020 | 11 | 24 | 11 | 2000 | 73.3 | 18559 | 0
SOUTHERN CROSS DC TIE | 2020 | 11 | 24 | 12 | 1246.6 | 29.9 | 11568 | 0
SOUTHERN CROSS DC TIE | 2020 | 11 | 24 | 13 | 1289.4 | 32.7 | 11965 | 0
SOUTHERN CROSS DC TIE | 2020 | 11 | 24 | 14 | 1043.9 | 21 | 9687 | 0
SOUTHERN CROSS DC TIE | 2020 | 11 | 24 | 15 | 1007.9 | 18 | 9353 | 0
SOUTHERN CROSS DC TIE | 2020 | 11 | 24 | 16 | 1088.7 | 22 | 10102 | 0
SOUTHERN CROSS DC TIE | 2020 | 11 | 24 | 17 | 1100.8 | 23.9 | 10215 | 0
SOUTHERN CROSS DC TIE | 2020 | 11 | 24 | 18 | 1921.6 | 82.1 | 17832 | 0
SOUTHERN CROSS DC TIE | 2020 | 11 | 24 | 19 | 1955 | 64.4 | 18142 | 0
SOUTHERN CROSS DC TIE | 2020 | 11 | 24 | 20 | 1345.9 | 33.4 | 12489 | 0
SOUTHERN CROSS DC TIE | 2020 | 11 | 24 | 21 | 1245.2 | 28.8 | 11555 | 0
SOUTHERN CROSS DC TIE | 2020 | 11 | 24 | 22 | 1259.9 | 29.9 | 11691 | 0
SOUTHERN CROSS DC TIE | 2020 | 11 | 24 | 23 | 1323.4 | 32 | 12281 | 0
SOUTHERN CROSS DC TIE | 2020 | 11 | 24 | 24 | 576.6 | 5.6 | 5351 | 0
SOUTHERN CROSS DC TIE | 2020 | 11 | 25 | 1 | 1360.4 | 0 | 12624 | 0
SOUTHERN CROSS DC TIE | 2020 | 11 | 25 | 2 | 773.4 | 13.3 | 7177 | 0
SOUTHERN CROSS DC TIE | 2020 | 11 | 25 | 3 | 767.6 | 11 | 7123 | 0
SOUTHERN CROSS DC TIE | 2020 | 11 | 25 | 4 | 834.5 | 13.4 | 7743 | 0
SOUTHERN CROSS DC TIE | 2020 | 11 | 25 | 5 | 853.6 | 14.3 | 7921 | 0
SOUTHERN CROSS DC TIE | 2020 | 11 | 25 | 6 | 2079.1 | 99.4 | 19294 | 0
SOUTHERN CROSS DC TIE | 2020 | 11 | 25 | 7 | 1785.1 | 52.4 | 16565 | 0
SOUTHERN CROSS DC TIE | 2020 | 11 | 25 | 8 | 927.7 | 17 | 8609 | 0
SOUTHERN CROSS DC TIE | 2020 | 11 | 25 | 9 | 1082.2 | 26.5 | 10042 | 0
SOUTHERN CROSS DC TIE | 2020 | 11 | 25 | 10 | 1379.8 | 33.5 | 12804 | 0
SOUTHERN CROSS DC TIE | 2020 | 11 | 25 | 11 | 1299.4 | 32.2 | 12058 | 0
SOUTHERN CROSS DC TIE | 2020 | 11 | 25 | 12 | 509.8 | 5.1 | 4731 | 0
SOUTHERN CROSS DC TIE | 2020 | 11 | 25 | 13 | 217.9 | 0.9 | 2021 | 0
SOUTHERN CROSS DC TIE | 2020 | 11 | 25 | 14 | 596.1 | 7.3 | 5531 | 0
SOUTHERN CROSS DC TIE | 2020 | 11 | 25 | 15 | 437.8 | 3.5 | 4062 | 0
SOUTHERN CROSS DC TIE | 2020 | 11 | 25 | 16 | 597.8 | 6.9 | 5547 | 0
SOUTHERN CROSS DC TIE | 2020 | 11 | 25 | 17 | 575.3 | 6.1 | 5338 | 0
SOUTHERN CROSS DC TIE | 2020 | 11 | 25 | 18 | 1052 | 26.4 | 9762 | 0
SOUTHERN CROSS DC TIE | 2020 | 11 | 25 | 19 | 1907.5 | 61.2 | 17701 | 0
SOUTHERN CROSS DC TIE | 2020 | 11 | 25 | 20 | 1529.7 | 43.9 | 14195 | 0
SOUTHERN CROSS DC TIE | 2020 | 11 | 25 | 21 | 2038.6 | 75.3 | 18918 | 0
SOUTHERN CROSS DC TIE | 2020 | 11 | 25 | 22 | 1502.6 | 41.6 | 13944 | 0
SOUTHERN CROSS DC TIE | 2020 | 11 | 25 | 23 | 575.9 | 6.2 | 5344 | 0
SOUTHERN CROSS DC TIE | 2020 | 11 | 25 | 24 | 729.6 | 10.7 | 6770 | 0
SOUTHERN CROSS DC TIE | 2020 | 11 | 26 | 1 | 379.4 | 0 | 3521 | 0
SOUTHERN CROSS DC TIE | 2020 | 11 | 26 | 2 | 364.5 | 2.8 | 3382 | 0
SOUTHERN CROSS DC TIE | 2020 | 11 | 26 | 3 | 570.4 | 6 | 5293 | 0
SOUTHERN CROSS DC TIE | 2020 | 11 | 26 | 4 | 524.2 | 5.4 | 4864 | 0
SOUTHERN CROSS DC TIE | 2020 | 11 | 26 | 5 | 446.2 | 4.1 | 4140 | 0
SOUTHERN CROSS DC TIE | 2020 | 11 | 26 | 6 | 494.1 | 4.7 | 4585 | 0
SOUTHERN CROSS DC TIE | 2020 | 11 | 26 | 7 | 1629.3 | 55.3 | 15119 | 0
SOUTHERN CROSS DC TIE | 2020 | 11 | 26 | 8 | 2076 | 89 | 19265 | 0
SOUTHERN CROSS DC TIE | 2020 | 11 | 26 | 9 | 1576.1 | 46.2 | 14625 | 0
SOUTHERN CROSS DC TIE | 2020 | 11 | 26 | 10 | 1310.4 | 33.7 | 12160 | 0
SOUTHERN CROSS DC TIE | 2020 | 11 | 26 | 11 | 1396.9 | 35.6 | 12962 | 0
SOUTHERN CROSS DC TIE | 2020 | 11 | 26 | 12 | 1346.2 | 35.9 | 12492 | 0
SOUTHERN CROSS DC TIE | 2020 | 11 | 26 | 13 | 1230.8 | 26.4 | 11421 | 0
SOUTHERN CROSS DC TIE | 2020 | 11 | 26 | 14 | 1117.6 | 27.6 | 10371 | 0
SOUTHERN CROSS DC TIE | 2020 | 11 | 26 | 15 | 981.1 | 17.4 | 9104 | 0
SOUTHERN CROSS DC TIE | 2020 | 11 | 26 | 16 | 880.3 | 16.1 | 8168 | 0
SOUTHERN CROSS DC TIE | 2020 | 11 | 26 | 17 | 813.4 | 12.8 | 7548 | 0
SOUTHERN CROSS DC TIE | 2020 | 11 | 26 | 18 | 1387.3 | 40.7 | 12874 | 0
SOUTHERN CROSS DC TIE | 2020 | 11 | 26 | 19 | 987 | 18.3 | 9159 | 0
SOUTHERN CROSS DC TIE | 2020 | 11 | 26 | 20 | 657 | 8.4 | 6096 | 0
SOUTHERN CROSS DC TIE | 2020 | 11 | 26 | 21 | 510.1 | 5.4 | 4733 | 0
SOUTHERN CROSS DC TIE | 2020 | 11 | 26 | 22 | 785.1 | 12.1 | 7285 | 0
SOUTHERN CROSS DC TIE | 2020 | 11 | 26 | 23 | 1235.1 | 23.6 | 11461 | 0
SOUTHERN CROSS DC TIE | 2020 | 11 | 26 | 24 | 1261.3 | 30.7 | 11704 | 0
SOUTHERN CROSS DC TIE | 2020 | 11 | 27 | 1 | 1050.8 | 0 | 9751 | 0
SOUTHERN CROSS DC TIE | 2020 | 11 | 27 | 2 | 1962.2 | 78.6 | 18209 | 0
SOUTHERN CROSS DC TIE | 2020 | 11 | 27 | 3 | 2064.6 | 67.2 | 19159 | 0
SOUTHERN CROSS DC TIE | 2020 | 11 | 27 | 4 | 1496.7 | 46.3 | 13889 | 0
SOUTHERN CROSS DC TIE | 2020 | 11 | 27 | 5 | 1416.4 | 35.4 | 13143 | 0
SOUTHERN CROSS DC TIE | 2020 | 11 | 27 | 6 | 870 | 14.7 | 8073 | 0
SOUTHERN CROSS DC TIE | 2020 | 11 | 27 | 7 | 2061.8 | 79.3 | 19133 | 0
SOUTHERN CROSS DC TIE | 2020 | 11 | 27 | 8 | 1575.3 | 51.4 | 14618 | 0
SOUTHERN CROSS DC TIE | 2020 | 11 | 27 | 9 | 1578.9 | 48.7 | 14652 | 0
SOUTHERN CROSS DC TIE | 2020 | 11 | 27 | 10 | 792.5 | 12.7 | 7354 | 0
SOUTHERN CROSS DC TIE | 2020 | 11 | 27 | 11 | 0 | 0 | 0 | 0
SOUTHERN CROSS DC TIE | 2020 | 11 | 27 | 12 | 57.7 | 0.1 | 535 | 0
SOUTHERN CROSS DC TIE | 2020 | 11 | 27 | 13 | 557.7 | 6.7 | 5175 | 0
SOUTHERN CROSS DC TIE | 2020 | 11 | 27 | 14 | 740.2 | 10.6 | 6868 | 0
SOUTHERN CROSS DC TIE | 2020 | 11 | 27 | 15 | 433.2 | 3.4 | 4020 | 0
SOUTHERN CROSS DC TIE | 2020 | 11 | 27 | 16 | 458.2 | 4.2 | 4251 | 0
SOUTHERN CROSS DC TIE | 2020 | 11 | 27 | 17 | 692.7 | 10.5 | 6427 | 0
SOUTHERN CROSS DC TIE | 2020 | 11 | 27 | 18 | 673.2 | 9.5 | 6247 | 0
SOUTHERN CROSS DC TIE | 2020 | 11 | 27 | 19 | 582.1 | 6.5 | 5401 | 0
SOUTHERN CROSS DC TIE | 2020 | 11 | 27 | 20 | 0 | 0 | 0 | 0
SOUTHERN CROSS DC TIE | 2020 | 11 | 27 | 21 | 65.3 | 0.1 | 606 | 0
SOUTHERN CROSS DC TIE | 2020 | 11 | 27 | 22 | 737.2 | 9.4 | 6841 | 0
SOUTHERN CROSS DC TIE | 2020 | 11 | 27 | 23 | 650.5 | 8.2 | 6036 | 0
SOUTHERN CROSS DC TIE | 2020 | 11 | 27 | 24 | 1087.8 | 17.7 | 10094 | 0
SOUTHERN CROSS DC TIE | 2020 | 11 | 28 | 1 | 823 | 0 | 7637 | 0
SOUTHERN CROSS DC TIE | 2020 | 11 | 28 | 2 | 1920.1 | 80.9 | 17818 | 0
SOUTHERN CROSS DC TIE | 2020 | 11 | 28 | 3 | 2084.4 | 71.2 | 19342 | 0
SOUTHERN CROSS DC TIE | 2020 | 11 | 28 | 4 | 2081.9 | 80.1 | 19319 | 0
SOUTHERN CROSS DC TIE | 2020 | 11 | 28 | 5 | 1892.4 | 86.1 | 17561 | 0
SOUTHERN CROSS DC TIE | 2020 | 11 | 28 | 6 | 1083 | 21.1 | 10050 | 0
SOUTHERN CROSS DC TIE | 2020 | 11 | 28 | 7 | 467 | 4 | 4333 | 0
SOUTHERN CROSS DC TIE | 2020 | 11 | 28 | 8 | 150.1 | 0.5 | 1392 | 0
SOUTHERN CROSS DC TIE | 2020 | 11 | 28 | 9 | 1277.2 | 27.2 | 11852 | 0
SOUTHERN CROSS DC TIE | 2020 | 11 | 28 | 10 | 945.1 | 16.7 | 8770 | 0
SOUTHERN CROSS DC TIE | 2020 | 11 | 28 | 11 | 528.9 | 4.9 | 4907 | 0
SOUTHERN CROSS DC TIE | 2020 | 11 | 28 | 12 | 825 | 14.3 | 7655 | 0
SOUTHERN CROSS DC TIE | 2020 | 11 | 28 | 13 | 437.4 | 3.7 | 4059 | 0
SOUTHERN CROSS DC TIE | 2020 | 11 | 28 | 14 | 96.7 | 0.2 | 896 | 0
SOUTHERN CROSS DC TIE | 2020 | 11 | 28 | 15 | 339 | 2.7 | 3145 | 0
SOUTHERN CROSS DC TIE | 2020 | 11 | 28 | 16 | 276.7 | 1.5 | 2567 | 0
SOUTHERN CROSS DC TIE | 2020 | 11 | 28 | 17 | 328.5 | 2.2 | 3048 | 0
SOUTHERN CROSS DC TIE | 2020 | 11 | 28 | 18 | 439.6 | 3.2 | 4079 | 0
SOUTHERN CROSS DC TIE | 2020 | 11 | 28 | 19 | 991.5 | 17.7 | 9201 | 0
SOUTHERN CROSS DC TIE | 2020 | 11 | 28 | 20 | 823.5 | 18.7 | 7642 | 0
SOUTHERN CROSS DC TIE | 2020 | 11 | 28 | 21 | 1371.3 | 29.3 | 12725 | 0
SOUTHERN CROSS DC TIE | 2020 | 11 | 28 | 22 | 1344.2 | 33.3 | 12474 | 0
SOUTHERN CROSS DC TIE | 2020 | 11 | 28 | 23 | 2077.4 | 80.8 | 19278 | 0
SOUTHERN CROSS DC TIE | 2020 | 11 | 28 | 24 | 1730 | 57 | 16054 | 0
SOUTHERN CROSS DC TIE | 2020 | 11 | 29 | 1 | 1327.1 | 0 | 12315 | 0
SOUTHERN CROSS DC TIE | 2020 | 11 | 29 | 2 | 2088.9 | 75.5 | 19384 | 0
SOUTHERN CROSS DC TIE | 2020 | 11 | 29 | 3 | 2122.8 | 115.5 | 19699 | 0
SOUTHERN CROSS DC TIE | 2020 | 11 | 29 | 4 | 2099.7 | 65.2 | 19484 | 0
SOUTHERN CROSS DC TIE | 2020 | 11 | 29 | 5 | 2098.7 | 81.2 | 19475 | 0
SOUTHERN CROSS DC TIE | 2020 | 11 | 29 | 6 | 1778.5 | 59 | 16504 | 0
SOUTHERN CROSS DC TIE | 2020 | 11 | 29 | 7 | 2099.2 | 82.1 | 19480 | 0
SOUTHERN CROSS DC TIE | 2020 | 11 | 29 | 8 | 2101.7 | 84 | 19504 | 0
SOUTHERN CROSS DC TIE | 2020 | 11 | 29 | 9 | 2098.5 | 78.3 | 19473 | 0
SOUTHERN CROSS DC TIE | 2020 | 11 | 29 | 10 | 1912 | 68.4 | 17743 | 0
SOUTHERN CROSS DC TIE | 2020 | 11 | 29 | 11 | 980.2 | 18.7 | 9096 | 0
SOUTHERN CROSS DC TIE | 2020 | 11 | 29 | 12 | 730.9 | 10.4 | 6783 | 0
SOUTHERN CROSS DC TIE | 2020 | 11 | 29 | 13 | 626.4 | 7.8 | 5812 | 0
SOUTHERN CROSS DC TIE | 2020 | 11 | 29 | 14 | 550.9 | 5.1 | 5112 | 0
SOUTHERN CROSS DC TIE | 2020 | 11 | 29 | 15 | 515.8 | 5.6 | 4786 | 0
SOUTHERN CROSS DC TIE | 2020 | 11 | 29 | 16 | 213.2 | 1 | 1978 | 0
SOUTHERN CROSS DC TIE | 2020 | 11 | 29 | 17 | 457.6 | 3.4 | 4246 | 0
SOUTHERN CROSS DC TIE | 2020 | 11 | 29 | 18 | 226.9 | 1.2 | 2105 | 0
SOUTHERN CROSS DC TIE | 2020 | 11 | 29 | 19 | 986 | 16.5 | 9150 | 0
SOUTHERN CROSS DC TIE | 2020 | 11 | 29 | 20 | 951.9 | 16.2 | 8833 | 0
SOUTHERN CROSS DC TIE | 2020 | 11 | 29 | 21 | 1083.5 | 20.5 | 10054 | 0
SOUTHERN CROSS DC TIE | 2020 | 11 | 29 | 22 | 879.7 | 15.8 | 8163 | 0
SOUTHERN CROSS DC TIE | 2020 | 11 | 29 | 23 | 622.3 | 8.6 | 5774 | 0
SOUTHERN CROSS DC TIE | 2020 | 11 | 29 | 24 | 1045.8 | 21.9 | 9705 | 0
SOUTHERN CROSS DC TIE | 2020 | 11 | 30 | 1 | 747.3 | 0 | 6935 | 0
SOUTHERN CROSS DC TIE | 2020 | 11 | 30 | 2 | 871.3 | 11.3 | 8085 | 0
SOUTHERN CROSS DC TIE | 2020 | 11 | 30 | 3 | 992 | 19.9 | 9206 | 0
SOUTHERN CROSS DC TIE | 2020 | 11 | 30 | 4 | 2035.1 | 76.9 | 18885 | 0
SOUTHERN CROSS DC TIE | 2020 | 11 | 30 | 5 | 1198.7 | 27.5 | 11124 | 0
SOUTHERN CROSS DC TIE | 2020 | 11 | 30 | 6 | 1654.2 | 36.7 | 15350 | 0
SOUTHERN CROSS DC TIE | 2020 | 11 | 30 | 7 | 1958.5 | 117.6 | 18175 | 0
SOUTHERN CROSS DC TIE | 2020 | 11 | 30 | 8 | 2100.1 | 69.5 | 19489 | 0
SOUTHERN CROSS DC TIE | 2020 | 11 | 30 | 9 | 2077.7 | 75.3 | 19280 | 0
SOUTHERN CROSS DC TIE | 2020 | 11 | 30 | 10 | 1986.8 | 75.3 | 18437 | 0
SOUTHERN CROSS DC TIE | 2020 | 11 | 30 | 11 | 582.3 | 6.8 | 5404 | 0
SOUTHERN CROSS DC TIE | 2020 | 11 | 30 | 12 | 624.3 | 7.7 | 5793 | 0
SOUTHERN CROSS DC TIE | 2020 | 11 | 30 | 13 | 680.9 | 9.2 | 6318 | 0
SOUTHERN CROSS DC TIE | 2020 | 11 | 30 | 14 | 631 | 7.8 | 5855 | 0
SOUTHERN CROSS DC TIE | 2020 | 11 | 30 | 15 | 656.8 | 8.4 | 6095 | 0
SOUTHERN CROSS DC TIE | 2020 | 11 | 30 | 16 | 471.4 | 4.4 | 4374 | 0
SOUTHERN CROSS DC TIE | 2020 | 11 | 30 | 17 | 167.6 | 0.6 | 1555 | 0
SOUTHERN CROSS DC TIE | 2020 | 11 | 30 | 18 | 284.1 | 1.6 | 2636 | 0
SOUTHERN CROSS DC TIE | 2020 | 11 | 30 | 19 | 731.3 | 9.5 | 6786 | 0
SOUTHERN CROSS DC TIE | 2020 | 11 | 30 | 20 | 638 | 8.4 | 5920 | 0
SOUTHERN CROSS DC TIE | 2020 | 11 | 30 | 21 | 741.7 | 10 | 6883 | 0
SOUTHERN CROSS DC TIE | 2020 | 11 | 30 | 22 | 734.6 | 10.3 | 6817 | 0
SOUTHERN CROSS DC TIE | 2020 | 11 | 30 | 23 | 359.8 | 2.8 | 3339 | 0
SOUTHERN CROSS DC TIE | 2020 | 11 | 30 | 24 | 256.4 | 1.2 | 2379 | 0
SOUTHERN CROSS DC TIE | 2020 | 12 | 1 | 1 | 2078.7 | 100 | 19290 | 0
SOUTHERN CROSS DC TIE | 2020 | 12 | 1 | 2 | 212.8 | 1.3 | 1974 | 0
SOUTHERN CROSS DC TIE | 2020 | 12 | 1 | 3 | 0 | 0 | 0 | 314.4
SOUTHERN CROSS DC TIE | 2020 | 12 | 1 | 4 | 399.5 | 3.2 | 3707 | 0
SOUTHERN CROSS DC TIE | 2020 | 12 | 1 | 5 | 663.3 | 9.3 | 6155 | 0
SOUTHERN CROSS DC TIE | 2020 | 12 | 1 | 6 | 1669.8 | 41.5 | 15495 | 0
SOUTHERN CROSS DC TIE | 2020 | 12 | 1 | 7 | 1714.9 | 62.8 | 15914 | 0
SOUTHERN CROSS DC TIE | 2020 | 12 | 1 | 8 | 1791 | 64.5 | 16620 | 0
SOUTHERN CROSS DC TIE | 2020 | 12 | 1 | 9 | 2126.6 | 109.2 | 19734 | 0
SOUTHERN CROSS DC TIE | 2020 | 12 | 1 | 10 | 2100.8 | 63 | 19495 | 0
SOUTHERN CROSS DC TIE | 2020 | 12 | 1 | 11 | 2103.4 | 84.6 | 19519 | 0
SOUTHERN CROSS DC TIE | 2020 | 12 | 1 | 12 | 2105.4 | 83.7 | 19537 | 0
SOUTHERN CROSS DC TIE | 2020 | 12 | 1 | 13 | 1828.3 | 66.9 | 16966 | 0
SOUTHERN CROSS DC TIE | 2020 | 12 | 1 | 14 | 2070.1 | 74.1 | 19210 | 0
SOUTHERN CROSS DC TIE | 2020 | 12 | 1 | 15 | 2101.5 | 77.8 | 19501 | 0
SOUTHERN CROSS DC TIE | 2020 | 12 | 1 | 16 | 2099.8 | 80 | 19486 | 0
SOUTHERN CROSS DC TIE | 2020 | 12 | 1 | 17 | 2100.4 | 82.1 | 19491 | 0
SOUTHERN CROSS DC TIE | 2020 | 12 | 1 | 18 | 2097.8 | 78.9 | 19467 | 0
SOUTHERN CROSS DC TIE | 2020 | 12 | 1 | 19 | 2099.1 | 82.8 | 19479 | 0
SOUTHERN CROSS DC TIE | 2020 | 12 | 1 | 20 | 2100.9 | 83.1 | 19496 | 0
SOUTHERN CROSS DC TIE | 2020 | 12 | 1 | 21 | 2098.4 | 79 | 19473 | 0
SOUTHERN CROSS DC TIE | 2020 | 12 | 1 | 22 | 2097.1 | 80.2 | 19461 | 0
SOUTHERN CROSS DC TIE | 2020 | 12 | 1 | 23 | 1058.6 | 25.1 | 9824 | 0
SOUTHERN CROSS DC TIE | 2020 | 12 | 1 | 24 | 552.6 | 5.5 | 5127 | 0
SOUTHERN CROSS DC TIE | 2020 | 12 | 2 | 1 | 435.3 | 0 | 4039 | 0
SOUTHERN CROSS DC TIE | 2020 | 12 | 2 | 2 | 406.3 | 3.5 | 3770 | 0
SOUTHERN CROSS DC TIE | 2020 | 12 | 2 | 3 | 541.7 | 5.7 | 5027 | 0
SOUTHERN CROSS DC TIE | 2020 | 12 | 2 | 4 | 463.3 | 4 | 4299 | 0
SOUTHERN CROSS DC TIE | 2020 | 12 | 2 | 5 | 539.8 | 6 | 5009 | 0
SOUTHERN CROSS DC TIE | 2020 | 12 | 2 | 6 | 928.5 | 17.4 | 8616 | 0
SOUTHERN CROSS DC TIE | 2020 | 12 | 2 | 7 | 1992.4 | 74.8 | 18489 | 0
SOUTHERN CROSS DC TIE | 2020 | 12 | 2 | 8 | 1049.4 | 21.4 | 9738 | 0
SOUTHERN CROSS DC TIE | 2020 | 12 | 2 | 9 | 468.8 | 3.9 | 4350 | 0
SOUTHERN CROSS DC TIE | 2020 | 12 | 2 | 10 | 773.3 | 11.1 | 7176 | 0
SOUTHERN CROSS DC TIE | 2020 | 12 | 2 | 11 | 1037.2 | 21.1 | 9625 | 0
SOUTHERN CROSS DC TIE | 2020 | 12 | 2 | 12 | 1293.9 | 36 | 12007 | 0
SOUTHERN CROSS DC TIE | 2020 | 12 | 2 | 13 | 2109.1 | 83.3 | 19572 | 0
SOUTHERN CROSS DC TIE | 2020 | 12 | 2 | 14 | 2108.8 | 81.9 | 19569 | 0
SOUTHERN CROSS DC TIE | 2020 | 12 | 2 | 15 | 2108.4 | 81.8 | 19566 | 0
SOUTHERN CROSS DC TIE | 2020 | 12 | 2 | 16 | 2107.9 | 81.6 | 19561 | 0
SOUTHERN CROSS DC TIE | 2020 | 12 | 2 | 17 | 2106.2 | 80.3 | 19545 | 0
SOUTHERN CROSS DC TIE | 2020 | 12 | 2 | 18 | 2108.6 | 84.3 | 19567 | 0
SOUTHERN CROSS DC TIE | 2020 | 12 | 2 | 19 | 2107.9 | 81.6 | 19561 | 0
SOUTHERN CROSS DC TIE | 2020 | 12 | 2 | 20 | 1184 | 26.4 | 10987 | 0
SOUTHERN CROSS DC TIE | 2020 | 12 | 2 | 21 | 1606.8 | 47.8 | 14910 | 0
SOUTHERN CROSS DC TIE | 2020 | 12 | 2 | 22 | 1604.7 | 47.3 | 14891 | 0
SOUTHERN CROSS DC TIE | 2020 | 12 | 2 | 23 | 918.4 | 16.4 | 8522 | 0
SOUTHERN CROSS DC TIE | 2020 | 12 | 2 | 24 | 982.8 | 18.7 | 9119 | 0
SOUTHERN CROSS DC TIE | 2020 | 12 | 3 | 1 | 401.9 | 0 | 3729 | 0
SOUTHERN CROSS DC TIE | 2020 | 12 | 3 | 2 | 419.3 | 3.1 | 3891 | 0
SOUTHERN CROSS DC TIE | 2020 | 12 | 3 | 3 | 70.3 | 0.1 | 652 | 0
SOUTHERN CROSS DC TIE | 2020 | 12 | 3 | 4 | 108.1 | 0.2 | 1002 | 0
SOUTHERN CROSS DC TIE | 2020 | 12 | 3 | 5 | 349.4 | 2.5 | 3242 | 0
SOUTHERN CROSS DC TIE | 2020 | 12 | 3 | 6 | 1726.3 | 56.3 | 16019 | 0
SOUTHERN CROSS DC TIE | 2020 | 12 | 3 | 7 | 2101.3 | 71.4 | 19500 | 0
SOUTHERN CROSS DC TIE | 2020 | 12 | 3 | 8 | 2102.2 | 82.7 | 19508 | 0
SOUTHERN CROSS DC TIE | 2020 | 12 | 3 | 9 | 1955 | 73.4 | 18142 | 0
SOUTHERN CROSS DC TIE | 2020 | 12 | 3 | 10 | 1360.9 | 33.5 | 12628 | 0
SOUTHERN CROSS DC TIE | 2020 | 12 | 3 | 11 | 1721.5 | 53.4 | 15975 | 0
SOUTHERN CROSS DC TIE | 2020 | 12 | 3 | 12 | 1153.9 | 25.6 | 10708 | 0
SOUTHERN CROSS DC TIE | 2020 | 12 | 3 | 13 | 1718.8 | 53.5 | 15950 | 0
SOUTHERN CROSS DC TIE | 2020 | 12 | 3 | 14 | 2087 | 82.2 | 19367 | 0
SOUTHERN CROSS DC TIE | 2020 | 12 | 3 | 15 | 2099.2 | 83.7 | 19480 | 0
SOUTHERN CROSS DC TIE | 2020 | 12 | 3 | 16 | 2097.7 | 79.8 | 19466 | 0
SOUTHERN CROSS DC TIE | 2020 | 12 | 3 | 17 | 2091.1 | 74.9 | 19405 | 0
SOUTHERN CROSS DC TIE | 2020 | 12 | 3 | 18 | 2106.1 | 96.8 | 19544 | 0
SOUTHERN CROSS DC TIE | 2020 | 12 | 3 | 19 | 1709.5 | 50.6 | 15864 | 0
SOUTHERN CROSS DC TIE | 2020 | 12 | 3 | 20 | 1094.7 | 23.8 | 10158 | 0
SOUTHERN CROSS DC TIE | 2020 | 12 | 3 | 21 | 1067.3 | 20.6 | 9904 | 0
SOUTHERN CROSS DC TIE | 2020 | 12 | 3 | 22 | 987 | 19.4 | 9159 | 0
SOUTHERN CROSS DC TIE | 2020 | 12 | 3 | 23 | 1434.8 | 40.2 | 13315 | 0
SOUTHERN CROSS DC TIE | 2020 | 12 | 3 | 24 | 1207.7 | 27 | 11207 | 0
SOUTHERN CROSS DC TIE | 2020 | 12 | 4 | 1 | 193.2 | 0 | 1793 | 0
SOUTHERN CROSS DC TIE | 2020 | 12 | 4 | 2 | 308.4 | 2.1 | 2861 | 0
SOUTHERN CROSS DC TIE | 2020 | 12 | 4 | 3 | 518.2 | 5.2 | 4808 | 0
SOUTHERN CROSS DC TIE | 2020 | 12 | 4 | 4 | 188.3 | 0.7 | 1747 | 0
SOUTHERN CROSS DC TIE | 2020 | 12 | 4 | 5 | 405.4 | 3.3 | 3762 | 0
SOUTHERN CROSS DC TIE | 2020 | 12 | 4 | 6 | 989 | 18.6 | 9177 | 0
SOUTHERN CROSS DC TIE | 2020 | 12 | 4 | 7 | 820.4 | 13.3 | 7613 | 0
SOUTHERN CROSS DC TIE | 2020 | 12 | 4 | 8 | 776 | 11.9 | 7201 | 0
SOUTHERN CROSS DC TIE | 2020 | 12 | 4 | 9 | 1679.2 | 54.1 | 15583 | 0
SOUTHERN CROSS DC TIE | 2020 | 12 | 4 | 10 | 2088.3 | 79.3 | 19379 | 0
SOUTHERN CROSS DC TIE | 2020 | 12 | 4 | 11 | 2104.6 | 82 | 19530 | 0
SOUTHERN CROSS DC TIE | 2020 | 12 | 4 | 12 | 2104.7 | 81.9 | 19531 | 0
SOUTHERN CROSS DC TIE | 2020 | 12 | 4 | 13 | 1763.3 | 55.9 | 16363 | 0
SOUTHERN CROSS DC TIE | 2020 | 12 | 4 | 14 | 2095.9 | 76.2 | 19449 | 0
SOUTHERN CROSS DC TIE | 2020 | 12 | 4 | 15 | 1970.2 | 72.2 | 18283 | 0
SOUTHERN CROSS DC TIE | 2020 | 12 | 4 | 16 | 1853.7 | 67.1 | 17202 | 0
SOUTHERN CROSS DC TIE | 2020 | 12 | 4 | 17 | 1963.7 | 71.2 | 18223 | 0
SOUTHERN CROSS DC TIE | 2020 | 12 | 4 | 18 | 1956.1 | 69.5 | 18152 | 0
SOUTHERN CROSS DC TIE | 2020 | 12 | 4 | 19 | 2097.5 | 81.5 | 19464 | 0
SOUTHERN CROSS DC TIE | 2020 | 12 | 4 | 20 | 1672 | 54.9 | 15516 | 0
SOUTHERN CROSS DC TIE | 2020 | 12 | 4 | 21 | 1264.4 | 30.1 | 11733 | 0
SOUTHERN CROSS DC TIE | 2020 | 12 | 4 | 22 | 1154.6 | 24.5 | 10714 | 0
SOUTHERN CROSS DC TIE | 2020 | 12 | 4 | 23 | 526.6 | 5.8 | 4887 | 0
SOUTHERN CROSS DC TIE | 2020 | 12 | 4 | 24 | 1227.6 | 26.1 | 11392 | 0
SOUTHERN CROSS DC TIE | 2020 | 12 | 5 | 1 | 687.6 | 0 | 6380 | 0
SOUTHERN CROSS DC TIE | 2020 | 12 | 5 | 2 | 760.6 | 12.5 | 7058 | 0
SOUTHERN CROSS DC TIE | 2020 | 12 | 5 | 3 | 845.4 | 13.1 | 7845 | 0
SOUTHERN CROSS DC TIE | 2020 | 12 | 5 | 4 | 357.1 | 2.7 | 3314 | 0
SOUTHERN CROSS DC TIE | 2020 | 12 | 5 | 5 | 498.2 | 4.8 | 4623 | 0
SOUTHERN CROSS DC TIE | 2020 | 12 | 5 | 6 | 1030.4 | 21 | 9561 | 0
SOUTHERN CROSS DC TIE | 2020 | 12 | 5 | 7 | 907 | 16.3 | 8417 | 0
SOUTHERN CROSS DC TIE | 2020 | 12 | 5 | 8 | 1392.1 | 37.9 | 12919 | 0
SOUTHERN CROSS DC TIE | 2020 | 12 | 5 | 9 | 1825.5 | 62.8 | 16940 | 0
SOUTHERN CROSS DC TIE | 2020 | 12 | 5 | 10 | 1547.4 | 46.4 | 14359 | 0
SOUTHERN CROSS DC TIE | 2020 | 12 | 5 | 11 | 820 | 12.6 | 7609 | 0
SOUTHERN CROSS DC TIE | 2020 | 12 | 5 | 12 | 1166.8 | 24.6 | 10828 | 0
SOUTHERN CROSS DC TIE | 2020 | 12 | 5 | 13 | 2062.3 | 79.8 | 19137 | 0
SOUTHERN CROSS DC TIE | 2020 | 12 | 5 | 14 | 1683.8 | 55 | 15625 | 0
SOUTHERN CROSS DC TIE | 2020 | 12 | 5 | 15 | 1106.6 | 23.3 | 10269 | 0
SOUTHERN CROSS DC TIE | 2020 | 12 | 5 | 16 | 1030.3 | 19.4 | 9561 | 0
SOUTHERN CROSS DC TIE | 2020 | 12 | 5 | 17 | 1386.2 | 37.2 | 12863 | 0
SOUTHERN CROSS DC TIE | 2020 | 12 | 5 | 18 | 2102.5 | 83.3 | 19511 | 0
SOUTHERN CROSS DC TIE | 2020 | 12 | 5 | 19 | 1625.6 | 44.8 | 15085 | 0
SOUTHERN CROSS DC TIE | 2020 | 12 | 5 | 20 | 935.4 | 16.5 | 8680 | 0
SOUTHERN CROSS DC TIE | 2020 | 12 | 5 | 21 | 1223.5 | 28.6 | 11354 | 0
SOUTHERN CROSS DC TIE | 2020 | 12 | 5 | 22 | 1527.6 | 42.1 | 14176 | 0
SOUTHERN CROSS DC TIE | 2020 | 12 | 5 | 23 | 2093.3 | 87.1 | 19425 | 0
SOUTHERN CROSS DC TIE | 2020 | 12 | 5 | 24 | 2088.7 | 75.7 | 19383 | 0
SOUTHERN CROSS DC TIE | 2020 | 12 | 6 | 1 | 1213.3 | 0 | 11259 | 0
SOUTHERN CROSS DC TIE | 2020 | 12 | 6 | 2 | 1234.1 | 31.3 | 11452 | 0
SOUTHERN CROSS DC TIE | 2020 | 12 | 6 | 3 | 1334.1 | 31.1 | 12380 | 0
SOUTHERN CROSS DC TIE | 2020 | 12 | 6 | 4 | 1550.9 | 55 | 14392 | 0
SOUTHERN CROSS DC TIE | 2020 | 12 | 6 | 5 | 826.8 | 12.7 | 7672 | 0
SOUTHERN CROSS DC TIE | 2020 | 12 | 6 | 6 | 466.1 | 3.6 | 4325 | 0
SOUTHERN CROSS DC TIE | 2020 | 12 | 6 | 7 | 562.9 | 7 | 5223 | 0
SOUTHERN CROSS DC TIE | 2020 | 12 | 6 | 8 | 1228.7 | 29.3 | 11402 | 0
SOUTHERN CROSS DC TIE | 2020 | 12 | 6 | 9 | 1959.5 | 68.6 | 18184 | 0
SOUTHERN CROSS DC TIE | 2020 | 12 | 6 | 10 | 1483.4 | 41.3 | 13765 | 0
SOUTHERN CROSS DC TIE | 2020 | 12 | 6 | 11 | 1234.5 | 29.2 | 11456 | 0
SOUTHERN CROSS DC TIE | 2020 | 12 | 6 | 12 | 609.6 | 7.3 | 5657 | 0
SOUTHERN CROSS DC TIE | 2020 | 12 | 6 | 13 | 231.2 | 1.1 | 2145 | 0
SOUTHERN CROSS DC TIE | 2020 | 12 | 6 | 14 | 95.6 | 0.2 | 887 | 0
SOUTHERN CROSS DC TIE | 2020 | 12 | 6 | 15 | 115.9 | 0.3 | 1075 | 0
SOUTHERN CROSS DC TIE | 2020 | 12 | 6 | 16 | 57.5 | 0.1 | 534 | 0
SOUTHERN CROSS DC TIE | 2020 | 12 | 6 | 17 | 207.7 | 0.8 | 1927 | 0
SOUTHERN CROSS DC TIE | 2020 | 12 | 6 | 18 | 622.3 | 7 | 5775 | 0
SOUTHERN CROSS DC TIE | 2020 | 12 | 6 | 19 | 519.2 | 5.1 | 4817 | 0
SOUTHERN CROSS DC TIE | 2020 | 12 | 6 | 20 | 539.3 | 5.7 | 5005 | 0
SOUTHERN CROSS DC TIE | 2020 | 12 | 6 | 21 | 798 | 11.8 | 7405 | 0
SOUTHERN CROSS DC TIE | 2020 | 12 | 6 | 22 | 543.5 | 5.8 | 5043 | 0
SOUTHERN CROSS DC TIE | 2020 | 12 | 6 | 23 | 897.3 | 16.5 | 8327 | 0
SOUTHERN CROSS DC TIE | 2020 | 12 | 6 | 24 | 494.5 | 4.8 | 4589 | 0
SOUTHERN CROSS DC TIE | 2020 | 12 | 7 | 1 | 992.1 | 0 | 9206 | 0
SOUTHERN CROSS DC TIE | 2020 | 12 | 7 | 2 | 626.9 | 7.8 | 5817 | 0
SOUTHERN CROSS DC TIE | 2020 | 12 | 7 | 3 | 1286.6 | 42.2 | 11939 | 0
SOUTHERN CROSS DC TIE | 2020 | 12 | 7 | 4 | 1251 | 20.7 | 11609 | 0
SOUTHERN CROSS DC TIE | 2020 | 12 | 7 | 5 | 831.5 | 12.4 | 7716 | 0
SOUTHERN CROSS DC TIE | 2020 | 12 | 7 | 6 | 1959.9 | 77.2 | 18187 | 0
SOUTHERN CROSS DC TIE | 2020 | 12 | 7 | 7 | 2082.2 | 71.2 | 19322 | 0
SOUTHERN CROSS DC TIE | 2020 | 12 | 7 | 8 | 2081 | 81.6 | 19312 | 0
SOUTHERN CROSS DC TIE | 2020 | 12 | 7 | 9 | 2070.9 | 94.5 | 19218 | 0
SOUTHERN CROSS DC TIE | 2020 | 12 | 7 | 10 | 2102.8 | 84.9 | 19513 | 0
SOUTHERN CROSS DC TIE | 2020 | 12 | 7 | 11 | 2067.9 | 79.8 | 19190 | 0
SOUTHERN CROSS DC TIE | 2020 | 12 | 7 | 12 | 1618.1 | 51.7 | 15015 | 0
SOUTHERN CROSS DC TIE | 2020 | 12 | 7 | 13 | 1812.1 | 61.6 | 16816 | 0
SOUTHERN CROSS DC TIE | 2020 | 12 | 7 | 14 | 1554.9 | 45.1 | 14429 | 0
SOUTHERN CROSS DC TIE | 2020 | 12 | 7 | 15 | 1584.1 | 42.7 | 14700 | 0
SOUTHERN CROSS DC TIE | 2020 | 12 | 7 | 16 | 1274.6 | 30.6 | 11828 | 0
SOUTHERN CROSS DC TIE | 2020 | 12 | 7 | 17 | 830.7 | 13.6 | 7708 | 0
SOUTHERN CROSS DC TIE | 2020 | 12 | 7 | 18 | 988.7 | 18.5 | 9174 | 0
SOUTHERN CROSS DC TIE | 2020 | 12 | 7 | 19 | 1349 | 38.9 | 12518 | 0
SOUTHERN CROSS DC TIE | 2020 | 12 | 7 | 20 | 1201 | 27 | 11145 | 0
SOUTHERN CROSS DC TIE | 2020 | 12 | 7 | 21 | 871.1 | 14.7 | 8083 | 0
SOUTHERN CROSS DC TIE | 2020 | 12 | 7 | 22 | 417.8 | 3.4 | 3877 | 0
SOUTHERN CROSS DC TIE | 2020 | 12 | 7 | 23 | 616.3 | 7.6 | 5718 | 0
SOUTHERN CROSS DC TIE | 2020 | 12 | 7 | 24 | 536.5 | 4.9 | 4978 | 0
SOUTHERN CROSS DC TIE | 2020 | 12 | 8 | 1 | 328.8 | 0 | 3051 | 0
SOUTHERN CROSS DC TIE | 2020 | 12 | 8 | 2 | 489.4 | 4.2 | 4541 | 0
SOUTHERN CROSS DC TIE | 2020 | 12 | 8 | 3 | 690.4 | 9.7 | 6407 | 0
SOUTHERN CROSS DC TIE | 2020 | 12 | 8 | 4 | 598.8 | 8.3 | 5556 | 0
SOUTHERN CROSS DC TIE | 2020 | 12 | 8 | 5 | 784.6 | 11.5 | 7281 | 0
SOUTHERN CROSS DC TIE | 2020 | 12 | 8 | 6 | 1249.2 | 29.2 | 11592 | 0
SOUTHERN CROSS DC TIE | 2020 | 12 | 8 | 7 | 1625.6 | 51.1 | 15085 | 0
SOUTHERN CROSS DC TIE | 2020 | 12 | 8 | 8 | 2000.2 | 63.6 | 18562 | 0
SOUTHERN CROSS DC TIE | 2020 | 12 | 8 | 9 | 2093.4 | 84.7 | 19427 | 0
SOUTHERN CROSS DC TIE | 2020 | 12 | 8 | 10 | 2090.8 | 77.9 | 19402 | 0
SOUTHERN CROSS DC TIE | 2020 | 12 | 8 | 11 | 1974.4 | 74.5 | 18322 | 0
SOUTHERN CROSS DC TIE | 2020 | 12 | 8 | 12 | 1938.1 | 69.8 | 17985 | 0
SOUTHERN CROSS DC TIE | 2020 | 12 | 8 | 13 | 2092.8 | 80.6 | 19420 | 0
SOUTHERN CROSS DC TIE | 2020 | 12 | 8 | 14 | 2092.6 | 80.8 | 19419 | 0
SOUTHERN CROSS DC TIE | 2020 | 12 | 8 | 15 | 2095.6 | 84 | 19447 | 0
SOUTHERN CROSS DC TIE | 2020 | 12 | 8 | 16 | 2086.4 | 71.6 | 19361 | 0
SOUTHERN CROSS DC TIE | 2020 | 12 | 8 | 17 | 2087.2 | 83.4 | 19369 | 0
SOUTHERN CROSS DC TIE | 2020 | 12 | 8 | 18 | 1791.1 | 65.2 | 16621 | 0
SOUTHERN CROSS DC TIE | 2020 | 12 | 8 | 19 | 1147 | 28 | 10643 | 0
SOUTHERN CROSS DC TIE | 2020 | 12 | 8 | 20 | 1242.8 | 27.1 | 11532 | 0
SOUTHERN CROSS DC TIE | 2020 | 12 | 8 | 21 | 1667 | 50.7 | 15469 | 0
SOUTHERN CROSS DC TIE | 2020 | 12 | 8 | 22 | 2101.8 | 87.3 | 19504 | 0
SOUTHERN CROSS DC TIE | 2020 | 12 | 8 | 23 | 953.7 | 15.3 | 8850 | 0
SOUTHERN CROSS DC TIE | 2020 | 12 | 8 | 24 | 347.9 | 2.4 | 3228 | 0
SOUTHERN CROSS DC TIE | 2020 | 12 | 9 | 1 | 315.9 | 0 | 2931 | 0
SOUTHERN CROSS DC TIE | 2020 | 12 | 9 | 2 | 305.5 | 2 | 2835 | 0
SOUTHERN CROSS DC TIE | 2020 | 12 | 9 | 3 | 316.7 | 1.8 | 2939 | 0
SOUTHERN CROSS DC TIE | 2020 | 12 | 9 | 4 | 390.3 | 3.3 | 3621 | 0
SOUTHERN CROSS DC TIE | 2020 | 12 | 9 | 5 | 354.2 | 2.5 | 3287 | 0
SOUTHERN CROSS DC TIE | 2020 | 12 | 9 | 6 | 1245.8 | 30.4 | 11561 | 0
SOUTHERN CROSS DC TIE | 2020 | 12 | 9 | 7 | 1422.6 | 39.5 | 13201 | 0
SOUTHERN CROSS DC TIE | 2020 | 12 | 9 | 8 | 1413.5 | 38 | 13117 | 0
SOUTHERN CROSS DC TIE | 2020 | 12 | 9 | 9 | 919.6 | 14.8 | 8534 | 0
SOUTHERN CROSS DC TIE | 2020 | 12 | 9 | 10 | 1144.7 | 25.4 | 10622 | 0
SOUTHERN CROSS DC TIE | 2020 | 12 | 9 | 11 | 1556.3 | 45.9 | 14442 | 0
SOUTHERN CROSS DC TIE | 2020 | 12 | 9 | 12 | 2008.2 | 74.2 | 18636 | 0
SOUTHERN CROSS DC TIE | 2020 | 12 | 9 | 13 | 1985.4 | 67.8 | 18424 | 0
SOUTHERN CROSS DC TIE | 2020 | 12 | 9 | 14 | 1866.6 | 64.3 | 17322 | 0
SOUTHERN CROSS DC TIE | 2020 | 12 | 9 | 15 | 1961 | 72.8 | 18197 | 0
SOUTHERN CROSS DC TIE | 2020 | 12 | 9 | 16 | 2083.6 | 74.5 | 19335 | 0
SOUTHERN CROSS DC TIE | 2020 | 12 | 9 | 17 | 2022.3 | 73.5 | 18767 | 0
SOUTHERN CROSS DC TIE | 2020 | 12 | 9 | 18 | 2087.8 | 89.1 | 19374 | 0
SOUTHERN CROSS DC TIE | 2020 | 12 | 9 | 19 | 2092.1 | 83.4 | 19414 | 0
SOUTHERN CROSS DC TIE | 2020 | 12 | 9 | 20 | 2019.2 | 77.3 | 18737 | 0
SOUTHERN CROSS DC TIE | 2020 | 12 | 9 | 21 | 2092.4 | 78.8 | 19417 | 0
SOUTHERN CROSS DC TIE | 2020 | 12 | 9 | 22 | 1997.2 | 70.4 | 18534 | 0
SOUTHERN CROSS DC TIE | 2020 | 12 | 9 | 23 | 2086 | 79.5 | 19358 | 0
SOUTHERN CROSS DC TIE | 2020 | 12 | 9 | 24 | 2084.6 | 79.2 | 19344 | 0
SOUTHERN CROSS DC TIE | 2020 | 12 | 10 | 1 | 563.1 | 0 | 5225 | 0
SOUTHERN CROSS DC TIE | 2020 | 12 | 10 | 2 | 782.7 | 12.4 | 7263 | 0
SOUTHERN CROSS DC TIE | 2020 | 12 | 10 | 3 | 854 | 13.7 | 7925 | 0
SOUTHERN CROSS DC TIE | 2020 | 12 | 10 | 4 | 1158 | 26.4 | 10745 | 0
SOUTHERN CROSS DC TIE | 2020 | 12 | 10 | 5 | 1407.6 | 36.7 | 13062 | 0
SOUTHERN CROSS DC TIE | 2020 | 12 | 10 | 6 | 1925.9 | 74.1 | 17872 | 0
SOUTHERN CROSS DC TIE | 2020 | 12 | 10 | 7 | 2081.8 | 70.1 | 19319 | 0
SOUTHERN CROSS DC TIE | 2020 | 12 | 10 | 8 | 2083 | 84.2 | 19330 | 0
SOUTHERN CROSS DC TIE | 2020 | 12 | 10 | 9 | 2085.2 | 81.5 | 19350 | 0
SOUTHERN CROSS DC TIE | 2020 | 12 | 10 | 10 | 2084.5 | 79.5 | 19344 | 0
SOUTHERN CROSS DC TIE | 2020 | 12 | 10 | 11 | 2084.8 | 80.9 | 19347 | 0
SOUTHERN CROSS DC TIE | 2020 | 12 | 10 | 12 | 1805.3 | 60.9 | 16753 | 0
SOUTHERN CROSS DC TIE | 2020 | 12 | 10 | 13 | 1774.6 | 56.4 | 16468 | 0
SOUTHERN CROSS DC TIE | 2020 | 12 | 10 | 14 | 1652.9 | 57.5 | 15338 | 0
SOUTHERN CROSS DC TIE | 2020 | 12 | 10 | 15 | 1733.8 | 57.6 | 16089 | 0
SOUTHERN CROSS DC TIE | 2020 | 12 | 10 | 16 | 1824.9 | 65.7 | 16934 | 0
SOUTHERN CROSS DC TIE | 2020 | 12 | 10 | 17 | 1678.7 | 54.6 | 15577 | 0
SOUTHERN CROSS DC TIE | 2020 | 12 | 10 | 18 | 1266 | 29.6 | 11748 | 0
SOUTHERN CROSS DC TIE | 2020 | 12 | 10 | 19 | 1069.2 | 23.4 | 9922 | 0
SOUTHERN CROSS DC TIE | 2020 | 12 | 10 | 20 | 737.7 | 10.6 | 6845 | 0
SOUTHERN CROSS DC TIE | 2020 | 12 | 10 | 21 | 1146.9 | 24.8 | 10643 | 0
SOUTHERN CROSS DC TIE | 2020 | 12 | 10 | 22 | 1181.2 | 26.7 | 10961 | 0
SOUTHERN CROSS DC TIE | 2020 | 12 | 10 | 23 | 582.1 | 5.8 | 5401 | 0
SOUTHERN CROSS DC TIE | 2020 | 12 | 10 | 24 | 924.5 | 16.3 | 8579 | 0
SOUTHERN CROSS DC TIE | 2020 | 12 | 11 | 1 | 516.8 | 0 | 4795 | 0
SOUTHERN CROSS DC TIE | 2020 | 12 | 11 | 2 | 622.9 | 7.6 | 5780 | 0
SOUTHERN CROSS DC TIE | 2020 | 12 | 11 | 3 | 562.4 | 6.1 | 5218 | 0
SOUTHERN CROSS DC TIE | 2020 | 12 | 11 | 4 | 508.4 | 5.1 | 4717 | 0
SOUTHERN CROSS DC TIE | 2020 | 12 | 11 | 5 | 494.6 | 4.6 | 4589 | 0
SOUTHERN CROSS DC TIE | 2020 | 12 | 11 | 6 | 944.6 | 18.9 | 8766 | 0
SOUTHERN CROSS DC TIE | 2020 | 12 | 11 | 7 | 1260.3 | 27.1 | 11695 | 0
SOUTHERN CROSS DC TIE | 2020 | 12 | 11 | 8 | 1823.3 | 69.2 | 16919 | 0
SOUTHERN CROSS DC TIE | 2020 | 12 | 11 | 9 | 1907.2 | 70.2 | 17699 | 0
SOUTHERN CROSS DC TIE | 2020 | 12 | 11 | 10 | 1833.8 | 62.8 | 17017 | 0
SOUTHERN CROSS DC TIE | 2020 | 12 | 11 | 11 | 1875.9 | 66.3 | 17408 | 0
SOUTHERN CROSS DC TIE | 2020 | 12 | 11 | 12 | 1756.8 | 58.3 | 16302 | 0
SOUTHERN CROSS DC TIE | 2020 | 12 | 11 | 13 | 1674.4 | 52.7 | 15538 | 0
SOUTHERN CROSS DC TIE | 2020 | 12 | 11 | 14 | 1914.6 | 68.8 | 17767 | 0
SOUTHERN CROSS DC TIE | 2020 | 12 | 11 | 15 | 2041.6 | 74.9 | 18946 | 0
SOUTHERN CROSS DC TIE | 2020 | 12 | 11 | 16 | 1883.7 | 65.2 | 17480 | 0
SOUTHERN CROSS DC TIE | 2020 | 12 | 11 | 17 | 2008.4 | 74.3 | 18637 | 0
SOUTHERN CROSS DC TIE | 2020 | 12 | 11 | 18 | 1931.8 | 69.1 | 17927 | 0
SOUTHERN CROSS DC TIE | 2020 | 12 | 11 | 19 | 1778.2 | 59.6 | 16501 | 0
SOUTHERN CROSS DC TIE | 2020 | 12 | 11 | 20 | 1692.3 | 53.6 | 15704 | 0
SOUTHERN CROSS DC TIE | 2020 | 12 | 11 | 21 | 2001.2 | 72 | 18570 | 0
SOUTHERN CROSS DC TIE | 2020 | 12 | 11 | 22 | 2091.9 | 74 | 19413 | 0
SOUTHERN CROSS DC TIE | 2020 | 12 | 11 | 23 | 1694.4 | 51.6 | 15724 | 0
SOUTHERN CROSS DC TIE | 2020 | 12 | 11 | 24 | 1451.4 | 36.4 | 13468 | 0
SOUTHERN CROSS DC TIE | 2020 | 12 | 12 | 1 | 1668.2 | 0 | 15481 | 0
SOUTHERN CROSS DC TIE | 2020 | 12 | 12 | 2 | 1257.4 | 32.7 | 11668 | 0
SOUTHERN CROSS DC TIE | 2020 | 12 | 12 | 3 | 1919.9 | 67.9 | 17816 | 0
SOUTHERN CROSS DC TIE | 2020 | 12 | 12 | 4 | 1507 | 41.5 | 13985 | 0
SOUTHERN CROSS DC TIE | 2020 | 12 | 12 | 5 | 800.6 | 12.3 | 7429 | 0
SOUTHERN CROSS DC TIE | 2020 | 12 | 12 | 6 | 624.8 | 7.4 | 5797 | 0
SOUTHERN CROSS DC TIE | 2020 | 12 | 12 | 7 | 613.3 | 7.1 | 5691 | 0
SOUTHERN CROSS DC TIE | 2020 | 12 | 12 | 8 | 1002.1 | 19.3 | 9299 | 0
SOUTHERN CROSS DC TIE | 2020 | 12 | 12 | 9 | 1747.2 | 56.7 | 16213 | 0
SOUTHERN CROSS DC TIE | 2020 | 12 | 12 | 10 | 1625.5 | 49 | 15084 | 0
SOUTHERN CROSS DC TIE | 2020 | 12 | 12 | 11 | 1708 | 61.3 | 15849 | 0
SOUTHERN CROSS DC TIE | 2020 | 12 | 12 | 12 | 1487.1 | 38 | 13800 | 0
SOUTHERN CROSS DC TIE | 2020 | 12 | 12 | 13 | 919.7 | 16.9 | 8534 | 0
SOUTHERN CROSS DC TIE | 2020 | 12 | 12 | 14 | 944.6 | 19 | 8766 | 0
SOUTHERN CROSS DC TIE | 2020 | 12 | 12 | 15 | 1000.4 | 18.6 | 9283 | 0
SOUTHERN CROSS DC TIE | 2020 | 12 | 12 | 16 | 822.8 | 13.8 | 7635 | 0
SOUTHERN CROSS DC TIE | 2020 | 12 | 12 | 17 | 1002.7 | 18.3 | 9304 | 0
SOUTHERN CROSS DC TIE | 2020 | 12 | 12 | 18 | 905.5 | 17.1 | 8402 | 0
SOUTHERN CROSS DC TIE | 2020 | 12 | 12 | 19 | 1678.9 | 49 | 15580 | 0
SOUTHERN CROSS DC TIE | 2020 | 12 | 12 | 20 | 2090.4 | 85.2 | 19398 | 0
SOUTHERN CROSS DC TIE | 2020 | 12 | 12 | 21 | 1588.8 | 49.9 | 14744 | 0
SOUTHERN CROSS DC TIE | 2020 | 12 | 12 | 22 | 1544.4 | 42.3 | 14332 | 0
SOUTHERN CROSS DC TIE | 2020 | 12 | 12 | 23 | 2088 | 78.8 | 19376 | 0
SOUTHERN CROSS DC TIE | 2020 | 12 | 12 | 24 | 1501.8 | 44.1 | 13936 | 0
SOUTHERN CROSS DC TIE | 2020 | 12 | 13 | 1 | 1280.3 | 0 | 11881 | 0
SOUTHERN CROSS DC TIE | 2020 | 12 | 13 | 2 | 773.4 | 13.3 | 7177 | 0
SOUTHERN CROSS DC TIE | 2020 | 12 | 13 | 3 | 993.6 | 17.4 | 9220 | 0
SOUTHERN CROSS DC TIE | 2020 | 12 | 13 | 4 | 1165.8 | 26.1 | 10818 | 0
SOUTHERN CROSS DC TIE | 2020 | 12 | 13 | 5 | 1299.1 | 28.1 | 12055 | 0
SOUTHERN CROSS DC TIE | 2020 | 12 | 13 | 6 | 1285.2 | 32.4 | 11926 | 0
SOUTHERN CROSS DC TIE | 2020 | 12 | 13 | 7 | 1138.7 | 24.7 | 10567 | 0
SOUTHERN CROSS DC TIE | 2020 | 12 | 13 | 8 | 1144.2 | 24 | 10618 | 0
SOUTHERN CROSS DC TIE | 2020 | 12 | 13 | 9 | 1482.6 | 42.1 | 13758 | 0
SOUTHERN CROSS DC TIE | 2020 | 12 | 13 | 10 | 1960.9 | 73.7 | 18197 | 0
SOUTHERN CROSS DC TIE | 2020 | 12 | 13 | 11 | 1034.2 | 24.4 | 9597 | 0
SOUTHERN CROSS DC TIE | 2020 | 12 | 13 | 12 | 296.1 | 1.8 | 2747 | 0
SOUTHERN CROSS DC TIE | 2020 | 12 | 13 | 13 | 0 | 0 | 0 | 0
SOUTHERN CROSS DC TIE | 2020 | 12 | 13 | 14 | 0 | 0 | 0 | 0
SOUTHERN CROSS DC TIE | 2020 | 12 | 13 | 15 | 0 | 0 | 0 | 0
SOUTHERN CROSS DC TIE | 2020 | 12 | 13 | 16 | 0 | 0 | 0 | 0
SOUTHERN CROSS DC TIE | 2020 | 12 | 13 | 17 | 0 | 0 | 0 | 0
SOUTHERN CROSS DC TIE | 2020 | 12 | 13 | 18 | 516.4 | 6.1 | 4792 | 0
SOUTHERN CROSS DC TIE | 2020 | 12 | 13 | 19 | 540 | 5.9 | 5011 | 0
SOUTHERN CROSS DC TIE | 2020 | 12 | 13 | 20 | 557.6 | 5.2 | 5174 | 0
SOUTHERN CROSS DC TIE | 2020 | 12 | 13 | 21 | 172.9 | 0.7 | 1604 | 0
SOUTHERN CROSS DC TIE | 2020 | 12 | 13 | 22 | 283.7 | 1.6 | 2633 | 0
SOUTHERN CROSS DC TIE | 2020 | 12 | 13 | 23 | 298.6 | 2 | 2770 | 0
SOUTHERN CROSS DC TIE | 2020 | 12 | 13 | 24 | 11.4 | 0 | 105 | 0
SOUTHERN CROSS DC TIE | 2020 | 12 | 14 | 1 | 0 | 0 | 0 | 0
SOUTHERN CROSS DC TIE | 2020 | 12 | 14 | 2 | 290.8 | 1.8 | 2699 | 0
SOUTHERN CROSS DC TIE | 2020 | 12 | 14 | 3 | 377.5 | 2.8 | 3503 | 0
SOUTHERN CROSS DC TIE | 2020 | 12 | 14 | 4 | 0 | 0 | 0 | 0
SOUTHERN CROSS DC TIE | 2020 | 12 | 14 | 5 | 156.5 | 0.5 | 1451 | 0
SOUTHERN CROSS DC TIE | 2020 | 12 | 14 | 6 | 433.5 | 3.1 | 4022 | 0
SOUTHERN CROSS DC TIE | 2020 | 12 | 14 | 7 | 229.3 | 1.1 | 2127 | 0
SOUTHERN CROSS DC TIE | 2020 | 12 | 14 | 8 | 0 | 0 | 0 | 0
SOUTHERN CROSS DC TIE | 2020 | 12 | 14 | 9 | 416.7 | 3.4 | 3867 | 0
SOUTHERN CROSS DC TIE | 2020 | 12 | 14 | 10 | 474.6 | 4.4 | 4404 | 0
SOUTHERN CROSS DC TIE | 2020 | 12 | 14 | 11 | 228 | 1.1 | 2115 | 0
SOUTHERN CROSS DC TIE | 2020 | 12 | 14 | 12 | 749.6 | 10.9 | 6956 | 0
SOUTHERN CROSS DC TIE | 2020 | 12 | 14 | 13 | 499.4 | 7.6 | 4634 | 0
SOUTHERN CROSS DC TIE | 2020 | 12 | 14 | 14 | 337.6 | 1.4 | 3133 | 0
SOUTHERN CROSS DC TIE | 2020 | 12 | 14 | 15 | 210.4 | 1 | 1952 | 0
SOUTHERN CROSS DC TIE | 2020 | 12 | 14 | 16 | 316.1 | 1.9 | 2932 | 0
SOUTHERN CROSS DC TIE | 2020 | 12 | 14 | 17 | 195.8 | 0.7 | 1817 | 0
SOUTHERN CROSS DC TIE | 2020 | 12 | 14 | 18 | 131.8 | 0.4 | 1222 | 0
SOUTHERN CROSS DC TIE | 2020 | 12 | 14 | 19 | 680.9 | 8.7 | 6318 | 0
SOUTHERN CROSS DC TIE | 2020 | 12 | 14 | 20 | 713.9 | 10.7 | 6624 | 0
SOUTHERN CROSS DC TIE | 2020 | 12 | 14 | 21 | 667.9 | 8.6 | 6198 | 0
SOUTHERN CROSS DC TIE | 2020 | 12 | 14 | 22 | 464.9 | 4.2 | 4314 | 0
SOUTHERN CROSS DC TIE | 2020 | 12 | 14 | 23 | 121.6 | 0.3 | 1128 | 0
SOUTHERN CROSS DC TIE | 2020 | 12 | 14 | 24 | 186.5 | 0.7 | 1730 | 0
SOUTHERN CROSS DC TIE | 2020 | 12 | 15 | 1 | 254 | 0 | 2357 | 0
SOUTHERN CROSS DC TIE | 2020 | 12 | 15 | 2 | 320.4 | 2.1 | 2973 | 0
SOUTHERN CROSS DC TIE | 2020 | 12 | 15 | 3 | 0 | 0 | 0 | 0
SOUTHERN CROSS DC TIE | 2020 | 12 | 15 | 4 | 20.1 | 0 | 186 | 0
SOUTHERN CROSS DC TIE | 2020 | 12 | 15 | 5 | 0 | 0 | 0 | 0
SOUTHERN CROSS DC TIE | 2020 | 12 | 15 | 6 | 378.1 | 2.6 | 3508 | 0
SOUTHERN CROSS DC TIE | 2020 | 12 | 15 | 7 | 315.7 | 1.8 | 2929 | 0
SOUTHERN CROSS DC TIE | 2020 | 12 | 15 | 8 | 676.6 | 9.4 | 6278 | 0
SOUTHERN CROSS DC TIE | 2020 | 12 | 15 | 9 | 665.9 | 8.5 | 6179 | 0
SOUTHERN CROSS DC TIE | 2020 | 12 | 15 | 10 | 1352.2 | 35.7 | 12548 | 0
SOUTHERN CROSS DC TIE | 2020 | 12 | 15 | 11 | 1325.1 | 35.3 | 12296 | 0
SOUTHERN CROSS DC TIE | 2020 | 12 | 15 | 12 | 509.7 | 5.2 | 4730 | 0
SOUTHERN CROSS DC TIE | 2020 | 12 | 15 | 13 | 304.6 | 1.8 | 2826 | 0
SOUTHERN CROSS DC TIE | 2020 | 12 | 15 | 14 | 475.6 | 4.4 | 4413 | 0
SOUTHERN CROSS DC TIE | 2020 | 12 | 15 | 15 | 859.7 | 15.6 | 7977 | 0
SOUTHERN CROSS DC TIE | 2020 | 12 | 15 | 16 | 1064.6 | 22.5 | 9879 | 0
SOUTHERN CROSS DC TIE | 2020 | 12 | 15 | 17 | 1249.8 | 33.6 | 11597 | 0
SOUTHERN CROSS DC TIE | 2020 | 12 | 15 | 18 | 1591.5 | 47.4 | 14768 | 0
SOUTHERN CROSS DC TIE | 2020 | 12 | 15 | 19 | 1218.8 | 38.5 | 11310 | 0
SOUTHERN CROSS DC TIE | 2020 | 12 | 15 | 20 | 1806 | 43.6 | 16759 | 0
SOUTHERN CROSS DC TIE | 2020 | 12 | 15 | 21 | 1545.2 | 44.9 | 14339 | 0
SOUTHERN CROSS DC TIE | 2020 | 12 | 15 | 22 | 1682.8 | 54.9 | 15616 | 0
SOUTHERN CROSS DC TIE | 2020 | 12 | 15 | 23 | 2062.8 | 77.2 | 19142 | 0
SOUTHERN CROSS DC TIE | 2020 | 12 | 15 | 24 | 2090.3 | 72.7 | 19397 | 0
SOUTHERN CROSS DC TIE | 2020 | 12 | 16 | 1 | 1810.1 | 0 | 16797 | 0
SOUTHERN CROSS DC TIE | 2020 | 12 | 16 | 2 | 2098 | 82.9 | 19469 | 0
SOUTHERN CROSS DC TIE | 2020 | 12 | 16 | 3 | 2098.4 | 81.6 | 19472 | 0
SOUTHERN CROSS DC TIE | 2020 | 12 | 16 | 4 | 2095.1 | 78.1 | 19442 | 0
SOUTHERN CROSS DC TIE | 2020 | 12 | 16 | 5 | 2094.4 | 80.8 | 19436 | 0
SOUTHERN CROSS DC TIE | 2020 | 12 | 16 | 6 | 2095.8 | 82.4 | 19448 | 0
SOUTHERN CROSS DC TIE | 2020 | 12 | 16 | 7 | 2095.6 | 80.9 | 19447 | 0
SOUTHERN CROSS DC TIE | 2020 | 12 | 16 | 8 | 2089.5 | 75 | 19390 | 0
SOUTHERN CROSS DC TIE | 2020 | 12 | 16 | 9 | 1908.4 | 62.6 | 17710 | 0
SOUTHERN CROSS DC TIE | 2020 | 12 | 16 | 10 | 1883.2 | 80.4 | 17476 | 0
SOUTHERN CROSS DC TIE | 2020 | 12 | 16 | 11 | 2101.1 | 82.8 | 19498 | 0
SOUTHERN CROSS DC TIE | 2020 | 12 | 16 | 12 | 2100.1 | 80.5 | 19488 | 0
SOUTHERN CROSS DC TIE | 2020 | 12 | 16 | 13 | 2099.8 | 81.2 | 19485 | 0
SOUTHERN CROSS DC TIE | 2020 | 12 | 16 | 14 | 2094.8 | 76.5 | 19439 | 0
SOUTHERN CROSS DC TIE | 2020 | 12 | 16 | 15 | 2087.3 | 74 | 19369 | 0
SOUTHERN CROSS DC TIE | 2020 | 12 | 16 | 16 | 1693 | 52.1 | 15711 | 0
SOUTHERN CROSS DC TIE | 2020 | 12 | 16 | 17 | 1828.1 | 65.3 | 16964 | 0
SOUTHERN CROSS DC TIE | 2020 | 12 | 16 | 18 | 2101.8 | 95.1 | 19504 | 0
SOUTHERN CROSS DC TIE | 2020 | 12 | 16 | 19 | 2102.4 | 82 | 19510 | 0
SOUTHERN CROSS DC TIE | 2020 | 12 | 16 | 20 | 1805.6 | 59.6 | 16756 | 0
SOUTHERN CROSS DC TIE | 2020 | 12 | 16 | 21 | 1893.2 | 67.1 | 17569 | 0
SOUTHERN CROSS DC TIE | 2020 | 12 | 16 | 22 | 1879.5 | 63.8 | 17441 | 0
SOUTHERN CROSS DC TIE | 2020 | 12 | 16 | 23 | 1864.6 | 55.5 | 17303 | 0
SOUTHERN CROSS DC TIE | 2020 | 12 | 16 | 24 | 2093 | 90.4 | 19423 | 0
SOUTHERN CROSS DC TIE | 2020 | 12 | 17 | 1 | 1301 | 0 | 12073 | 0
SOUTHERN CROSS DC TIE | 2020 | 12 | 17 | 2 | 2097.1 | 88.2 | 19460 | 0
SOUTHERN CROSS DC TIE | 2020 | 12 | 17 | 3 | 2098.2 | 81.9 | 19471 | 0
SOUTHERN CROSS DC TIE | 2020 | 12 | 17 | 4 | 2100.6 | 83.7 | 19493 | 0
SOUTHERN CROSS DC TIE | 2020 | 12 | 17 | 5 | 2100.2 | 81.1 | 19489 | 0
SOUTHERN CROSS DC TIE | 2020 | 12 | 17 | 6 | 2092.9 | 74.3 | 19422 | 0
SOUTHERN CROSS DC TIE | 2020 | 12 | 17 | 7 | 2096.4 | 85.3 | 19454 | 0
SOUTHERN CROSS DC TIE | 2020 | 12 | 17 | 8 | 2104 | 88.5 | 19524 | 0
SOUTHERN CROSS DC TIE | 2020 | 12 | 17 | 9 | 2098.4 | 76.2 | 19472 | 0
SOUTHERN CROSS DC TIE | 2020 | 12 | 17 | 10 | 1776.7 | 59.9 | 16487 | 0
SOUTHERN CROSS DC TIE | 2020 | 12 | 17 | 11 | 1857.2 | 62.6 | 17234 | 0
SOUTHERN CROSS DC TIE | 2020 | 12 | 17 | 12 | 1609 | 48.6 | 14931 | 0
SOUTHERN CROSS DC TIE | 2020 | 12 | 17 | 13 | 1027 | 20.6 | 9530 | 0
SOUTHERN CROSS DC TIE | 2020 | 12 | 17 | 14 | 962.8 | 17.3 | 8934 | 0
SOUTHERN CROSS DC TIE | 2020 | 12 | 17 | 15 | 986.6 | 19.1 | 9156 | 0
SOUTHERN CROSS DC TIE | 2020 | 12 | 17 | 16 | 836.4 | 12.7 | 7761 | 0
SOUTHERN CROSS DC TIE | 2020 | 12 | 17 | 17 | 612.7 | 7.5 | 5685 | 0
SOUTHERN CROSS DC TIE | 2020 | 12 | 17 | 18 | 1009 | 20.5 | 9363 | 0
SOUTHERN CROSS DC TIE | 2020 | 12 | 17 | 19 | 1374.5 | 37 | 12755 | 0
SOUTHERN CROSS DC TIE | 2020 | 12 | 17 | 20 | 748.8 | 11 | 6948 | 0
SOUTHERN CROSS DC TIE | 2020 | 12 | 17 | 21 | 988.3 | 19.4 | 9171 | 0
SOUTHERN CROSS DC TIE | 2020 | 12 | 17 | 22 | 2041.3 | 76.5 | 18942 | 0
SOUTHERN CROSS DC TIE | 2020 | 12 | 17 | 23 | 1763.3 | 52.6 | 16363 | 0
SOUTHERN CROSS DC TIE | 2020 | 12 | 17 | 24 | 1185.7 | 24.5 | 11003 | 0
SOUTHERN CROSS DC TIE | 2020 | 12 | 18 | 1 | 237.1 | 0 | 2200 | 0
SOUTHERN CROSS DC TIE | 2020 | 12 | 18 | 2 | 477.9 | 5.3 | 4435 | 0
SOUTHERN CROSS DC TIE | 2020 | 12 | 18 | 3 | 1542.4 | 40.7 | 14313 | 0
SOUTHERN CROSS DC TIE | 2020 | 12 | 18 | 4 | 245.3 | 1.3 | 2276 | 0
SOUTHERN CROSS DC TIE | 2020 | 12 | 18 | 5 | 1249 | 27.3 | 11590 | 0
SOUTHERN CROSS DC TIE | 2020 | 12 | 18 | 6 | 1173.4 | 30.5 | 10889 | 0
SOUTHERN CROSS DC TIE | 2020 | 12 | 18 | 7 | 1460.6 | 38.3 | 13553 | 0
SOUTHERN CROSS DC TIE | 2020 | 12 | 18 | 8 | 2076.9 | 66.2 | 19273 | 0
SOUTHERN CROSS DC TIE | 2020 | 12 | 18 | 9 | 2082.7 | 82.7 | 19327 | 0
SOUTHERN CROSS DC TIE | 2020 | 12 | 18 | 10 | 2083.5 | 80.4 | 19334 | 0
SOUTHERN CROSS DC TIE | 2020 | 12 | 18 | 11 | 2032.7 | 79.5 | 18863 | 0
SOUTHERN CROSS DC TIE | 2020 | 12 | 18 | 12 | 1654.5 | 53.1 | 15353 | 0
SOUTHERN CROSS DC TIE | 2020 | 12 | 18 | 13 | 1308.9 | 33.5 | 12146 | 0
SOUTHERN CROSS DC TIE | 2020 | 12 | 18 | 14 | 996.4 | 18 | 9246 | 0
SOUTHERN CROSS DC TIE | 2020 | 12 | 18 | 15 | 942.8 | 17.5 | 8748 | 0
SOUTHERN CROSS DC TIE | 2020 | 12 | 18 | 16 | 301.6 | 1.8 | 2798 | 0
SOUTHERN CROSS DC TIE | 2020 | 12 | 18 | 17 | 366.7 | 2.6 | 3403 | 0
SOUTHERN CROSS DC TIE | 2020 | 12 | 18 | 18 | 544.9 | 6.5 | 5056 | 0
SOUTHERN CROSS DC TIE | 2020 | 12 | 18 | 19 | 1493.9 | 43.1 | 13863 | 0
SOUTHERN CROSS DC TIE | 2020 | 12 | 18 | 20 | 1335.1 | 33.5 | 12389 | 0
SOUTHERN CROSS DC TIE | 2020 | 12 | 18 | 21 | 1368.2 | 34.6 | 12697 | 0
SOUTHERN CROSS DC TIE | 2020 | 12 | 18 | 22 | 1408.6 | 39.3 | 13071 | 0
SOUTHERN CROSS DC TIE | 2020 | 12 | 18 | 23 | 1444 | 36.8 | 13400 | 0
SOUTHERN CROSS DC TIE | 2020 | 12 | 18 | 24 | 1027.6 | 19.5 | 9535 | 0
SOUTHERN CROSS DC TIE | 2020 | 12 | 19 | 1 | 557.8 | 0 | 5176 | 0
SOUTHERN CROSS DC TIE | 2020 | 12 | 19 | 2 | 901.6 | 15.3 | 8367 | 0
SOUTHERN CROSS DC TIE | 2020 | 12 | 19 | 3 | 831.2 | 13.2 | 7713 | 0
SOUTHERN CROSS DC TIE | 2020 | 12 | 19 | 4 | 809.8 | 13 | 7515 | 0
SOUTHERN CROSS DC TIE | 2020 | 12 | 19 | 5 | 797.2 | 11.7 | 7398 | 0
SOUTHERN CROSS DC TIE | 2020 | 12 | 19 | 6 | 811 | 13.4 | 7526 | 0
SOUTHERN CROSS DC TIE | 2020 | 12 | 19 | 7 | 785.5 | 11.2 | 7288 | 0
SOUTHERN CROSS DC TIE | 2020 | 12 | 19 | 8 | 744.9 | 10.5 | 6912 | 0
SOUTHERN CROSS DC TIE | 2020 | 12 | 19 | 9 | 516.6 | 4.8 | 4794 | 0
SOUTHERN CROSS DC TIE | 2020 | 12 | 19 | 10 | 597.6 | 6.9 | 5545 | 0
SOUTHERN CROSS DC TIE | 2020 | 12 | 19 | 11 | 881.6 | 18.2 | 8181 | 0
SOUTHERN CROSS DC TIE | 2020 | 12 | 19 | 12 | 877.3 | 14.9 | 8141 | 0
SOUTHERN CROSS DC TIE | 2020 | 12 | 19 | 13 | 504.5 | 4.9 | 4681 | 0
SOUTHERN CROSS DC TIE | 2020 | 12 | 19 | 14 | 63.8 | 0.1 | 591 | 0
SOUTHERN CROSS DC TIE | 2020 | 12 | 19 | 15 | 46.2 | 0 | 429 | 0
SOUTHERN CROSS DC TIE | 2020 | 12 | 19 | 16 | 25.3 | 0 | 235 | 0
SOUTHERN CROSS DC TIE | 2020 | 12 | 19 | 17 | 0 | 0 | 0 | 0
SOUTHERN CROSS DC TIE | 2020 | 12 | 19 | 18 | 360.1 | 3 | 3341 | 0
SOUTHERN CROSS DC TIE | 2020 | 12 | 19 | 19 | 939.7 | 16.4 | 8720 | 0
SOUTHERN CROSS DC TIE | 2020 | 12 | 19 | 20 | 191.3 | 0.7 | 1775 | 0
SOUTHERN CROSS DC TIE | 2020 | 12 | 19 | 21 | 196.9 | 0.8 | 1827 | 0
SOUTHERN CROSS DC TIE | 2020 | 12 | 19 | 22 | 574.4 | 6.4 | 5330 | 0
SOUTHERN CROSS DC TIE | 2020 | 12 | 19 | 23 | 337.7 | 2.3 | 3133 | 0
SOUTHERN CROSS DC TIE | 2020 | 12 | 19 | 24 | 481.2 | 4.5 | 4465 | 0
SOUTHERN CROSS DC TIE | 2020 | 12 | 20 | 1 | 175.2 | 0 | 1625 | 0
SOUTHERN CROSS DC TIE | 2020 | 12 | 20 | 2 | 205 | 0.7 | 1901 | 0
SOUTHERN CROSS DC TIE | 2020 | 12 | 20 | 3 | 244.2 | 1.1 | 2265 | 0
SOUTHERN CROSS DC TIE | 2020 | 12 | 20 | 4 | 89.7 | 0.2 | 832 | 0
SOUTHERN CROSS DC TIE | 2020 | 12 | 20 | 5 | 0 | 0 | 0 | 0
SOUTHERN CROSS DC TIE | 2020 | 12 | 20 | 6 | 0 | 0 | 0 | 0
SOUTHERN CROSS DC TIE | 2020 | 12 | 20 | 7 | 0 | 0 | 0 | 0
SOUTHERN CROSS DC TIE | 2020 | 12 | 20 | 8 | 0 | 0 | 0 | 0
SOUTHERN CROSS DC TIE | 2020 | 12 | 20 | 9 | 471.1 | 4.6 | 4371 | 0
SOUTHERN CROSS DC TIE | 2020 | 12 | 20 | 10 | 564.6 | 6 | 5239 | 0
SOUTHERN CROSS DC TIE | 2020 | 12 | 20 | 11 | 335 | 2.5 | 3108 | 0
SOUTHERN CROSS DC TIE | 2020 | 12 | 20 | 12 | 384.9 | 3.1 | 3572 | 0
SOUTHERN CROSS DC TIE | 2020 | 12 | 20 | 13 | 394.2 | 2.9 | 3658 | 0
SOUTHERN CROSS DC TIE | 2020 | 12 | 20 | 14 | 475 | 4.8 | 4407 | 0
SOUTHERN CROSS DC TIE | 2020 | 12 | 20 | 15 | 588.8 | 6.3 | 5463 | 0
SOUTHERN CROSS DC TIE | 2020 | 12 | 20 | 16 | 523.5 | 5.8 | 4858 | 0
SOUTHERN CROSS DC TIE | 2020 | 12 | 20 | 17 | 752.8 | 13 | 6986 | 0
SOUTHERN CROSS DC TIE | 2020 | 12 | 20 | 18 | 607.5 | 5.5 | 5637 | 0
SOUTHERN CROSS DC TIE | 2020 | 12 | 20 | 19 | 797.7 | 12.8 | 7402 | 0
SOUTHERN CROSS DC TIE | 2020 | 12 | 20 | 20 | 915.6 | 16.2 | 8497 | 0
SOUTHERN CROSS DC TIE | 2020 | 12 | 20 | 21 | 439.8 | 4 | 4081 | 0
SOUTHERN CROSS DC TIE | 2020 | 12 | 20 | 22 | 457.6 | 3.8 | 4246 | 0
SOUTHERN CROSS DC TIE | 2020 | 12 | 20 | 23 | 645.7 | 8.1 | 5992 | 0
SOUTHERN CROSS DC TIE | 2020 | 12 | 20 | 24 | 667 | 9.1 | 6189 | 0
SOUTHERN CROSS DC TIE | 2020 | 12 | 21 | 1 | 1245 | 0 | 11553 | 0
SOUTHERN CROSS DC TIE | 2020 | 12 | 21 | 2 | 2083.5 | 77.9 | 19334 | 0
SOUTHERN CROSS DC TIE | 2020 | 12 | 21 | 3 | 2090.2 | 87.6 | 19397 | 0
SOUTHERN CROSS DC TIE | 2020 | 12 | 21 | 4 | 2090.4 | 79.9 | 19399 | 0
SOUTHERN CROSS DC TIE | 2020 | 12 | 21 | 5 | 2091.3 | 81.8 | 19407 | 0
SOUTHERN CROSS DC TIE | 2020 | 12 | 21 | 6 | 1483.7 | 40.6 | 13769 | 0
SOUTHERN CROSS DC TIE | 2020 | 12 | 21 | 7 | 1204.4 | 26.4 | 11177 | 0
SOUTHERN CROSS DC TIE | 2020 | 12 | 21 | 8 | 1826.1 | 71.6 | 16946 | 0
SOUTHERN CROSS DC TIE | 2020 | 12 | 21 | 9 | 1271.5 | 27.2 | 11799 | 0
SOUTHERN CROSS DC TIE | 2020 | 12 | 21 | 10 | 1565.1 | 54.5 | 14523 | 0
SOUTHERN CROSS DC TIE | 2020 | 12 | 21 | 11 | 2096.9 | 76.3 | 19458 | 0
SOUTHERN CROSS DC TIE | 2020 | 12 | 21 | 12 | 2128.5 | 113.3 | 19752 | 0
SOUTHERN CROSS DC TIE | 2020 | 12 | 21 | 13 | 2088.7 | 50.3 | 19383 | 0
SOUTHERN CROSS DC TIE | 2020 | 12 | 21 | 14 | 990.3 | 17.9 | 9190 | 0
SOUTHERN CROSS DC TIE | 2020 | 12 | 21 | 15 | 512.6 | 5.5 | 4756 | 0
SOUTHERN CROSS DC TIE | 2020 | 12 | 21 | 16 | 1059.8 | 23.9 | 9834 | 0
SOUTHERN CROSS DC TIE | 2020 | 12 | 21 | 17 | 1047.7 | 20.9 | 9722 | 0
SOUTHERN CROSS DC TIE | 2020 | 12 | 21 | 18 | 1122.2 | 26.8 | 10413 | 0
SOUTHERN CROSS DC TIE | 2020 | 12 | 21 | 19 | 416.8 | 4.8 | 3867 | 0
SOUTHERN CROSS DC TIE | 2020 | 12 | 21 | 20 | 332.4 | 1.7 | 3084 | 0
SOUTHERN CROSS DC TIE | 2020 | 12 | 21 | 21 | 568.1 | 6.1 | 5272 | 0
SOUTHERN CROSS DC TIE | 2020 | 12 | 21 | 22 | 476.6 | 4.2 | 4423 | 0
SOUTHERN CROSS DC TIE | 2020 | 12 | 21 | 23 | 361.6 | 2.3 | 3355 | 0
SOUTHERN CROSS DC TIE | 2020 | 12 | 21 | 24 | 658.4 | 7.9 | 6109 | 0
SOUTHERN CROSS DC TIE | 2020 | 12 | 22 | 1 | 349.4 | 0 | 3242 | 0
SOUTHERN CROSS DC TIE | 2020 | 12 | 22 | 2 | 612.6 | 7.8 | 5684 | 0
SOUTHERN CROSS DC TIE | 2020 | 12 | 22 | 3 | 444.7 | 3.5 | 4126 | 0
SOUTHERN CROSS DC TIE | 2020 | 12 | 22 | 4 | 539 | 5.8 | 5002 | 0
SOUTHERN CROSS DC TIE | 2020 | 12 | 22 | 5 | 574.6 | 6.2 | 5332 | 0
SOUTHERN CROSS DC TIE | 2020 | 12 | 22 | 6 | 885.5 | 21.1 | 8217 | 0
SOUTHERN CROSS DC TIE | 2020 | 12 | 22 | 7 | 876.4 | 11 | 8132 | 0
SOUTHERN CROSS DC TIE | 2020 | 12 | 22 | 8 | 629.3 | 8.9 | 5840 | 0
SOUTHERN CROSS DC TIE | 2020 | 12 | 22 | 9 | 296.3 | 1.7 | 2750 | 0
SOUTHERN CROSS DC TIE | 2020 | 12 | 22 | 10 | 1468.2 | 42.1 | 13625 | 0
SOUTHERN CROSS DC TIE | 2020 | 12 | 22 | 11 | 1197.8 | 26.5 | 11115 | 0
SOUTHERN CROSS DC TIE | 2020 | 12 | 22 | 12 | 1114.2 | 24.8 | 10339 | 0
SOUTHERN CROSS DC TIE | 2020 | 12 | 22 | 13 | 562.5 | 6.6 | 5220 | 0
SOUTHERN CROSS DC TIE | 2020 | 12 | 22 | 14 | 1184.8 | 28.5 | 10994 | 0
SOUTHERN CROSS DC TIE | 2020 | 12 | 22 | 15 | 1721.8 | 54.5 | 15978 | 0
SOUTHERN CROSS DC TIE | 2020 | 12 | 22 | 16 | 2100.4 | 85.2 | 19492 | 0
SOUTHERN CROSS DC TIE | 2020 | 12 | 22 | 17 | 2105.1 | 86.1 | 19535 | 0
SOUTHERN CROSS DC TIE | 2020 | 12 | 22 | 18 | 1801.8 | 61.4 | 16720 | 0
SOUTHERN CROSS DC TIE | 2020 | 12 | 22 | 19 | 1733.8 | 58.3 | 16090 | 0
SOUTHERN CROSS DC TIE | 2020 | 12 | 22 | 20 | 1333.5 | 33.9 | 12374 | 0
SOUTHERN CROSS DC TIE | 2020 | 12 | 22 | 21 | 1404 | 36.6 | 13029 | 0
SOUTHERN CROSS DC TIE | 2020 | 12 | 22 | 22 | 1677.6 | 50.3 | 15568 | 0
SOUTHERN CROSS DC TIE | 2020 | 12 | 22 | 23 | 1666.8 | 44.5 | 15467 | 0
SOUTHERN CROSS DC TIE | 2020 | 12 | 22 | 24 | 2080.1 | 81.2 | 19303 | 0
SOUTHERN CROSS DC TIE | 2020 | 12 | 23 | 1 | 273.2 | 0 | 2535 | 0
SOUTHERN CROSS DC TIE | 2020 | 12 | 23 | 2 | 987.2 | 21.1 | 9161 | 0
SOUTHERN CROSS DC TIE | 2020 | 12 | 23 | 3 | 1099 | 22.9 | 10198 | 0
SOUTHERN CROSS DC TIE | 2020 | 12 | 23 | 4 | 1367.8 | 35.3 | 12693 | 0
SOUTHERN CROSS DC TIE | 2020 | 12 | 23 | 5 | 1846.9 | 64.1 | 17139 | 0
SOUTHERN CROSS DC TIE | 2020 | 12 | 23 | 6 | 2094.8 | 77.9 | 19440 | 0
SOUTHERN CROSS DC TIE | 2020 | 12 | 23 | 7 | 2087 | 73.6 | 19367 | 0
SOUTHERN CROSS DC TIE | 2020 | 12 | 23 | 8 | 1779.6 | 64.1 | 16514 | 0
SOUTHERN CROSS DC TIE | 2020 | 12 | 23 | 9 | 1545.6 | 45.6 | 14342 | 0
SOUTHERN CROSS DC TIE | 2020 | 12 | 23 | 10 | 1622.8 | 52.6 | 15059 | 0
SOUTHERN CROSS DC TIE | 2020 | 12 | 23 | 11 | 1355 | 33.6 | 12574 | 0
SOUTHERN CROSS DC TIE | 2020 | 12 | 23 | 12 | 1646.1 | 49.5 | 15276 | 0
SOUTHERN CROSS DC TIE | 2020 | 12 | 23 | 13 | 1943.2 | 71.8 | 18033 | 0
SOUTHERN CROSS DC TIE | 2020 | 12 | 23 | 14 | 1959.8 | 69.6 | 18187 | 0
SOUTHERN CROSS DC TIE | 2020 | 12 | 23 | 15 | 896.9 | 15.2 | 8323 | 0
SOUTHERN CROSS DC TIE | 2020 | 12 | 23 | 16 | 1038.6 | 19 | 9638 | 0
SOUTHERN CROSS DC TIE | 2020 | 12 | 23 | 17 | 1062.7 | 21.8 | 9862 | 0
SOUTHERN CROSS DC TIE | 2020 | 12 | 23 | 18 | 1138.4 | 26.9 | 10564 | 0
SOUTHERN CROSS DC TIE | 2020 | 12 | 23 | 19 | 1436.7 | 39.6 | 13332 | 0
SOUTHERN CROSS DC TIE | 2020 | 12 | 23 | 20 | 1202.6 | 27.3 | 11159 | 0
SOUTHERN CROSS DC TIE | 2020 | 12 | 23 | 21 | 1252.9 | 29.9 | 11626 | 0
SOUTHERN CROSS DC TIE | 2020 | 12 | 23 | 22 | 1389.9 | 34.8 | 12898 | 0
SOUTHERN CROSS DC TIE | 2020 | 12 | 23 | 23 | 1302.7 | 29.7 | 12089 | 0
SOUTHERN CROSS DC TIE | 2020 | 12 | 23 | 24 | 2074.4 | 75.3 | 19250 | 0
SOUTHERN CROSS DC TIE | 2020 | 12 | 24 | 1 | 524.6 | 0 | 4868 | 0
SOUTHERN CROSS DC TIE | 2020 | 12 | 24 | 2 | 1751.7 | 66.8 | 16256 | 0
SOUTHERN CROSS DC TIE | 2020 | 12 | 24 | 3 | 2085.7 | 73.7 | 19355 | 0
SOUTHERN CROSS DC TIE | 2020 | 12 | 24 | 4 | 2069.5 | 83.1 | 19205 | 0
SOUTHERN CROSS DC TIE | 2020 | 12 | 24 | 5 | 2090.2 | 81.9 | 19396 | 0
SOUTHERN CROSS DC TIE | 2020 | 12 | 24 | 6 | 2121.2 | 111.5 | 19684 | 0
SOUTHERN CROSS DC TIE | 2020 | 12 | 24 | 7 | 2093.6 | 59.8 | 19428 | 0
SOUTHERN CROSS DC TIE | 2020 | 12 | 24 | 8 | 2095.1 | 85.7 | 19442 | 0
SOUTHERN CROSS DC TIE | 2020 | 12 | 24 | 9 | 1859 | 68.7 | 17251 | 0
SOUTHERN CROSS DC TIE | 2020 | 12 | 24 | 10 | 1743.4 | 55.3 | 16179 | 0
SOUTHERN CROSS DC TIE | 2020 | 12 | 24 | 11 | 1855.9 | 65.4 | 17222 | 0
SOUTHERN CROSS DC TIE | 2020 | 12 | 24 | 12 | 1365 | 36.2 | 12667 | 0
SOUTHERN CROSS DC TIE | 2020 | 12 | 24 | 13 | 2023.6 | 75.4 | 18779 | 0
SOUTHERN CROSS DC TIE | 2020 | 12 | 24 | 14 | 1521.5 | 44.6 | 14119 | 0
SOUTHERN CROSS DC TIE | 2020 | 12 | 24 | 15 | 1252.1 | 29.8 | 11619 | 0
SOUTHERN CROSS DC TIE | 2020 | 12 | 24 | 16 | 997.8 | 19.1 | 9259 | 0
SOUTHERN CROSS DC TIE | 2020 | 12 | 24 | 17 | 834.8 | 13.3 | 7746 | 0
SOUTHERN CROSS DC TIE | 2020 | 12 | 24 | 18 | 2103 | 82 | 19515 | 0
SOUTHERN CROSS DC TIE | 2020 | 12 | 24 | 19 | 2103.3 | 82 | 19518 | 0
SOUTHERN CROSS DC TIE | 2020 | 12 | 24 | 20 | 1262.3 | 30.5 | 11714 | 0
SOUTHERN CROSS DC TIE | 2020 | 12 | 24 | 21 | 1373.7 | 30.3 | 12747 | 0
SOUTHERN CROSS DC TIE | 2020 | 12 | 24 | 22 | 1811.3 | 67.5 | 16808 | 0
SOUTHERN CROSS DC TIE | 2020 | 12 | 24 | 23 | 1800.2 | 58.9 | 16706 | 0
SOUTHERN CROSS DC TIE | 2020 | 12 | 24 | 24 | 987.3 | 20 | 9161 | 0
SOUTHERN CROSS DC TIE | 2020 | 12 | 25 | 1 | 560.7 | 0 | 5203 | 0
SOUTHERN CROSS DC TIE | 2020 | 12 | 25 | 2 | 758.8 | 10.7 | 7041 | 0
SOUTHERN CROSS DC TIE | 2020 | 12 | 25 | 3 | 764.4 | 11.3 | 7093 | 0
SOUTHERN CROSS DC TIE | 2020 | 12 | 25 | 4 | 863.3 | 13.6 | 8011 | 0
SOUTHERN CROSS DC TIE | 2020 | 12 | 25 | 5 | 967.4 | 20.1 | 8977 | 0
SOUTHERN CROSS DC TIE | 2020 | 12 | 25 | 6 | 1384.1 | 32.7 | 12844 | 0
SOUTHERN CROSS DC TIE | 2020 | 12 | 25 | 7 | 1986 | 70.2 | 18430 | 0
SOUTHERN CROSS DC TIE | 2020 | 12 | 25 | 8 | 1719 | 61.2 | 15952 | 0
SOUTHERN CROSS DC TIE | 2020 | 12 | 25 | 9 | 1536.8 | 40.7 | 14261 | 0
SOUTHERN CROSS DC TIE | 2020 | 12 | 25 | 10 | 1311.8 | 35.4 | 12173 | 0
SOUTHERN CROSS DC TIE | 2020 | 12 | 25 | 11 | 1317.8 | 28.4 | 12229 | 0
SOUTHERN CROSS DC TIE | 2020 | 12 | 25 | 12 | 1386.9 | 37 | 12870 | 0
SOUTHERN CROSS DC TIE | 2020 | 12 | 25 | 13 | 2090 | 89.7 | 19395 | 0
SOUTHERN CROSS DC TIE | 2020 | 12 | 25 | 14 | 2090.9 | 80.3 | 19403 | 0
SOUTHERN CROSS DC TIE | 2020 | 12 | 25 | 15 | 1661.1 | 51.4 | 15414 | 0
SOUTHERN CROSS DC TIE | 2020 | 12 | 25 | 16 | 1311.2 | 30.9 | 12167 | 0
SOUTHERN CROSS DC TIE | 2020 | 12 | 25 | 17 | 1267.9 | 32.9 | 11765 | 0
SOUTHERN CROSS DC TIE | 2020 | 12 | 25 | 18 | 1546.7 | 49.6 | 14353 | 0
SOUTHERN CROSS DC TIE | 2020 | 12 | 25 | 19 | 1768.9 | 61.3 | 16415 | 0
SOUTHERN CROSS DC TIE | 2020 | 12 | 25 | 20 | 779.5 | 11.5 | 7234 | 0
SOUTHERN CROSS DC TIE | 2020 | 12 | 25 | 21 | 742.7 | 10.4 | 6892 | 0
SOUTHERN CROSS DC TIE | 2020 | 12 | 25 | 22 | 756.1 | 10.3 | 7016 | 0
SOUTHERN CROSS DC TIE | 2020 | 12 | 25 | 23 | 416.2 | 3.3 | 3862 | 0
SOUTHERN CROSS DC TIE | 2020 | 12 | 25 | 24 | 498.6 | 4.6 | 4627 | 0
SOUTHERN CROSS DC TIE | 2020 | 12 | 26 | 1 | 0 | 0 | 0 | 0
SOUTHERN CROSS DC TIE | 2020 | 12 | 26 | 2 | 157 | 0.6 | 1456 | 0
SOUTHERN CROSS DC TIE | 2020 | 12 | 26 | 3 | 120.5 | 0.3 | 1118 | 0
SOUTHERN CROSS DC TIE | 2020 | 12 | 26 | 4 | 137 | 0.4 | 1270 | 0
SOUTHERN CROSS DC TIE | 2020 | 12 | 26 | 5 | 138.2 | 0.4 | 1282 | 0
SOUTHERN CROSS DC TIE | 2020 | 12 | 26 | 6 | 184.9 | 0.7 | 1715 | 0
SOUTHERN CROSS DC TIE | 2020 | 12 | 26 | 7 | 308.8 | 1.9 | 2865 | 0
SOUTHERN CROSS DC TIE | 2020 | 12 | 26 | 8 | 243.4 | 1.2 | 2258 | 0
SOUTHERN CROSS DC TIE | 2020 | 12 | 26 | 9 | 407.6 | 3.1 | 3782 | 0
SOUTHERN CROSS DC TIE | 2020 | 12 | 26 | 10 | 463.4 | 4.7 | 4299 | 0
SOUTHERN CROSS DC TIE | 2020 | 12 | 26 | 11 | 724.5 | 9.6 | 6723 | 0
SOUTHERN CROSS DC TIE | 2020 | 12 | 26 | 12 | 345 | 2.3 | 3201 | 0
SOUTHERN CROSS DC TIE | 2020 | 12 | 26 | 13 | 189.7 | 0.7 | 1760 | 0
SOUTHERN CROSS DC TIE | 2020 | 12 | 26 | 14 | 161.3 | 0.5 | 1496 | 0
SOUTHERN CROSS DC TIE | 2020 | 12 | 26 | 15 | 177.6 | 0.6 | 1647 | 0
SOUTHERN CROSS DC TIE | 2020 | 12 | 26 | 16 | 224.1 | 1 | 2079 | 0
SOUTHERN CROSS DC TIE | 2020 | 12 | 26 | 17 | 267.9 | 1.4 | 2486 | 0
SOUTHERN CROSS DC TIE | 2020 | 12 | 26 | 18 | 992.1 | 22.2 | 9206 | 0
SOUTHERN CROSS DC TIE | 2020 | 12 | 26 | 19 | 1449.6 | 37.7 | 13452 | 0
SOUTHERN CROSS DC TIE | 2020 | 12 | 26 | 20 | 1188.2 | 30.5 | 11026 | 0
SOUTHERN CROSS DC TIE | 2020 | 12 | 26 | 21 | 996.5 | 17.3 | 9247 | 0
SOUTHERN CROSS DC TIE | 2020 | 12 | 26 | 22 | 694.6 | 8.1 | 6446 | 0
SOUTHERN CROSS DC TIE | 2020 | 12 | 26 | 23 | 0 | 0 | 0 | 0
SOUTHERN CROSS DC TIE | 2020 | 12 | 26 | 24 | 4.5 | 0 | 41 | 0
SOUTHERN CROSS DC TIE | 2020 | 12 | 27 | 1 | 87.8 | 0 | 814 | 0
SOUTHERN CROSS DC TIE | 2020 | 12 | 27 | 2 | 88.1 | 0.2 | 817 | 0
SOUTHERN CROSS DC TIE | 2020 | 12 | 27 | 3 | 123.1 | 0.3 | 1142 | 0
SOUTHERN CROSS DC TIE | 2020 | 12 | 27 | 4 | 0 | 0 | 0 | 0
SOUTHERN CROSS DC TIE | 2020 | 12 | 27 | 5 | 101.5 | 0.2 | 941 | 0
SOUTHERN CROSS DC TIE | 2020 | 12 | 27 | 6 | 0 | 0 | 0 | 0
SOUTHERN CROSS DC TIE | 2020 | 12 | 27 | 7 | 0 | 0 | 0 | 0
SOUTHERN CROSS DC TIE | 2020 | 12 | 27 | 8 | 0 | 0 | 0 | 0
SOUTHERN CROSS DC TIE | 2020 | 12 | 27 | 9 | 243 | 1.2 | 2254 | 0
SOUTHERN CROSS DC TIE | 2020 | 12 | 27 | 10 | 292 | 1.8 | 2709 | 0
SOUTHERN CROSS DC TIE | 2020 | 12 | 27 | 11 | 383.7 | 3.1 | 3560 | 0
SOUTHERN CROSS DC TIE | 2020 | 12 | 27 | 12 | 464.8 | 4.2 | 4313 | 0
SOUTHERN CROSS DC TIE | 2020 | 12 | 27 | 13 | 458.7 | 3.7 | 4256 | 0
SOUTHERN CROSS DC TIE | 2020 | 12 | 27 | 14 | 620.6 | 8 | 5759 | 0
SOUTHERN CROSS DC TIE | 2020 | 12 | 27 | 15 | 635.4 | 7.7 | 5896 | 0
SOUTHERN CROSS DC TIE | 2020 | 12 | 27 | 16 | 653.4 | 8.8 | 6063 | 0
SOUTHERN CROSS DC TIE | 2020 | 12 | 27 | 17 | 491.2 | 4.5 | 4558 | 0
SOUTHERN CROSS DC TIE | 2020 | 12 | 27 | 18 | 1003.7 | 20.6 | 9313 | 0
SOUTHERN CROSS DC TIE | 2020 | 12 | 27 | 19 | 1347.8 | 31.7 | 12507 | 0
SOUTHERN CROSS DC TIE | 2020 | 12 | 27 | 20 | 992.9 | 19.4 | 9214 | 0
SOUTHERN CROSS DC TIE | 2020 | 12 | 27 | 21 | 1156.5 | 27.4 | 10732 | 0
SOUTHERN CROSS DC TIE | 2020 | 12 | 27 | 22 | 266.8 | 1.3 | 2475 | 0
SOUTHERN CROSS DC TIE | 2020 | 12 | 27 | 23 | 561.2 | 6.4 | 5208 | 0
SOUTHERN CROSS DC TIE | 2020 | 12 | 27 | 24 | 520.1 | 5.6 | 4826 | 0
SOUTHERN CROSS DC TIE | 2020 | 12 | 28 | 1 | 1650.3 | 0 | 15314 | 0
SOUTHERN CROSS DC TIE | 2020 | 12 | 28 | 2 | 2090.2 | 82 | 19396 | 0
SOUTHERN CROSS DC TIE | 2020 | 12 | 28 | 3 | 2083.2 | 73.6 | 19332 | 0
SOUTHERN CROSS DC TIE | 2020 | 12 | 28 | 4 | 2086.3 | 85.1 | 19361 | 0
SOUTHERN CROSS DC TIE | 2020 | 12 | 28 | 5 | 2080.4 | 73.6 | 19305 | 0
SOUTHERN CROSS DC TIE | 2020 | 12 | 28 | 6 | 1784.1 | 54.3 | 16556 | 0
SOUTHERN CROSS DC TIE | 2020 | 12 | 28 | 7 | 1420.2 | 51.6 | 13179 | 0
SOUTHERN CROSS DC TIE | 2020 | 12 | 28 | 8 | 1303.7 | 24.4 | 12098 | 0
SOUTHERN CROSS DC TIE | 2020 | 12 | 28 | 9 | 2016.9 | 91.1 | 18716 | 0
SOUTHERN CROSS DC TIE | 2020 | 12 | 28 | 10 | 2086.3 | 75.8 | 19360 | 0
SOUTHERN CROSS DC TIE | 2020 | 12 | 28 | 11 | 2087.1 | 82.3 | 19367 | 0
SOUTHERN CROSS DC TIE | 2020 | 12 | 28 | 12 | 2116.2 | 109.3 | 19638 | 0
SOUTHERN CROSS DC TIE | 2020 | 12 | 28 | 13 | 2092.6 | 62 | 19418 | 0
SOUTHERN CROSS DC TIE | 2020 | 12 | 28 | 14 | 2099.8 | 95.5 | 19486 | 0
SOUTHERN CROSS DC TIE | 2020 | 12 | 28 | 15 | 1165.3 | 23.7 | 10814 | 0
SOUTHERN CROSS DC TIE | 2020 | 12 | 28 | 16 | 931 | 18.5 | 8639 | 0
SOUTHERN CROSS DC TIE | 2020 | 12 | 28 | 17 | 1086.6 | 18.1 | 10083 | 0
SOUTHERN CROSS DC TIE | 2020 | 12 | 28 | 18 | 1035.4 | 21.7 | 9608 | 0
SOUTHERN CROSS DC TIE | 2020 | 12 | 28 | 19 | 894.6 | 20.5 | 8301 | 0
SOUTHERN CROSS DC TIE | 2020 | 12 | 28 | 20 | 938.2 | 14.8 | 8706 | 0
SOUTHERN CROSS DC TIE | 2020 | 12 | 28 | 21 | 745.2 | 10.5 | 6915 | 0
SOUTHERN CROSS DC TIE | 2020 | 12 | 28 | 22 | 606.6 | 6.1 | 5628 | 0
SOUTHERN CROSS DC TIE | 2020 | 12 | 28 | 23 | 824 | 12.3 | 7646 | 0
SOUTHERN CROSS DC TIE | 2020 | 12 | 28 | 24 | 561.1 | 6.3 | 5207 | 0
SOUTHERN CROSS DC TIE | 2020 | 12 | 29 | 1 | 395 | 0 | 3665 | 0
SOUTHERN CROSS DC TIE | 2020 | 12 | 29 | 2 | 554.5 | 6.3 | 5145 | 0
SOUTHERN CROSS DC TIE | 2020 | 12 | 29 | 3 | 421.8 | 3.2 | 3913 | 0
SOUTHERN CROSS DC TIE | 2020 | 12 | 29 | 4 | 490.6 | 4.9 | 4553 | 0
SOUTHERN CROSS DC TIE | 2020 | 12 | 29 | 5 | 450.1 | 3.9 | 4177 | 0
SOUTHERN CROSS DC TIE | 2020 | 12 | 29 | 6 | 980.3 | 18.1 | 9097 | 0
SOUTHERN CROSS DC TIE | 2020 | 12 | 29 | 7 | 894.6 | 16.7 | 8301 | 0
SOUTHERN CROSS DC TIE | 2020 | 12 | 29 | 8 | 740.7 | 11 | 6873 | 0
SOUTHERN CROSS DC TIE | 2020 | 12 | 29 | 9 | 836.2 | 13 | 7760 | 0
SOUTHERN CROSS DC TIE | 2020 | 12 | 29 | 10 | 1094.4 | 25 | 10155 | 0
SOUTHERN CROSS DC TIE | 2020 | 12 | 29 | 11 | 840.2 | 14.1 | 7797 | 0
SOUTHERN CROSS DC TIE | 2020 | 12 | 29 | 12 | 1106.8 | 24.5 | 10271 | 0
SOUTHERN CROSS DC TIE | 2020 | 12 | 29 | 13 | 1427.5 | 35.9 | 13246 | 0
SOUTHERN CROSS DC TIE | 2020 | 12 | 29 | 14 | 2090.1 | 83.5 | 19396 | 0
SOUTHERN CROSS DC TIE | 2020 | 12 | 29 | 15 | 2090.9 | 81.1 | 19403 | 0
SOUTHERN CROSS DC TIE | 2020 | 12 | 29 | 16 | 2089.3 | 79.2 | 19388 | 0
SOUTHERN CROSS DC TIE | 2020 | 12 | 29 | 17 | 2094.2 | 85.9 | 19434 | 0
SOUTHERN CROSS DC TIE | 2020 | 12 | 29 | 18 | 2092.9 | 79.2 | 19422 | 0
SOUTHERN CROSS DC TIE | 2020 | 12 | 29 | 19 | 2048.5 | 86 | 19010 | 0
SOUTHERN CROSS DC TIE | 2020 | 12 | 29 | 20 | 2004.8 | 73.5 | 18604 | 0
SOUTHERN CROSS DC TIE | 2020 | 12 | 29 | 21 | 2098.8 | 79.4 | 19476 | 0
SOUTHERN CROSS DC TIE | 2020 | 12 | 29 | 22 | 2093 | 75.7 | 19423 | 0
SOUTHERN CROSS DC TIE | 2020 | 12 | 29 | 23 | 1829.2 | 57.9 | 16974 | 0
SOUTHERN CROSS DC TIE | 2020 | 12 | 29 | 24 | 2084.1 | 79.7 | 19340 | 0
SOUTHERN CROSS DC TIE | 2020 | 12 | 30 | 1 | 1111.6 | 0 | 10315 | 0
SOUTHERN CROSS DC TIE | 2020 | 12 | 30 | 2 | 2082.8 | 99.6 | 19328 | 0
SOUTHERN CROSS DC TIE | 2020 | 12 | 30 | 3 | 2083.5 | 76.8 | 19334 | 0
SOUTHERN CROSS DC TIE | 2020 | 12 | 30 | 4 | 2089.8 | 87.4 | 19393 | 0
SOUTHERN CROSS DC TIE | 2020 | 12 | 30 | 5 | 2089.4 | 79.3 | 19389 | 0
SOUTHERN CROSS DC TIE | 2020 | 12 | 30 | 6 | 2088 | 79.5 | 19376 | 0
SOUTHERN CROSS DC TIE | 2020 | 12 | 30 | 7 | 2082.2 | 75 | 19322 | 0
SOUTHERN CROSS DC TIE | 2020 | 12 | 30 | 8 | 2088.3 | 87.7 | 19379 | 0
SOUTHERN CROSS DC TIE | 2020 | 12 | 30 | 9 | 2092.9 | 83.9 | 19421 | 0
SOUTHERN CROSS DC TIE | 2020 | 12 | 30 | 10 | 1995.8 | 74.9 | 18520 | 0
SOUTHERN CROSS DC TIE | 2020 | 12 | 30 | 11 | 1897.2 | 67.9 | 17605 | 0
SOUTHERN CROSS DC TIE | 2020 | 12 | 30 | 12 | 2096.8 | 82 | 19458 | 0
SOUTHERN CROSS DC TIE | 2020 | 12 | 30 | 13 | 1979.5 | 71.9 | 18369 | 0
SOUTHERN CROSS DC TIE | 2020 | 12 | 30 | 14 | 1531.7 | 41.5 | 14214 | 0
SOUTHERN CROSS DC TIE | 2020 | 12 | 30 | 15 | 1586 | 46.3 | 14718 | 0
SOUTHERN CROSS DC TIE | 2020 | 12 | 30 | 16 | 1319.7 | 33.7 | 12247 | 0
SOUTHERN CROSS DC TIE | 2020 | 12 | 30 | 17 | 1423 | 32.8 | 13205 | 0
SOUTHERN CROSS DC TIE | 2020 | 12 | 30 | 18 | 1716.4 | 60.1 | 15928 | 0
SOUTHERN CROSS DC TIE | 2020 | 12 | 30 | 19 | 2087.7 | 85.8 | 19373 | 0
SOUTHERN CROSS DC TIE | 2020 | 12 | 30 | 20 | 1906.2 | 69.4 | 17689 | 0
SOUTHERN CROSS DC TIE | 2020 | 12 | 30 | 21 | 2012.4 | 73.7 | 18675 | 0
SOUTHERN CROSS DC TIE | 2020 | 12 | 30 | 22 | 2088.7 | 79.8 | 19383 | 0
SOUTHERN CROSS DC TIE | 2020 | 12 | 30 | 23 | 2087.6 | 79.7 | 19372 | 0
SOUTHERN CROSS DC TIE | 2020 | 12 | 30 | 24 | 2091.3 | 84.4 | 19407 | 0
SOUTHERN CROSS DC TIE | 2020 | 12 | 31 | 1 | 1631.1 | 0 | 15136 | 0
SOUTHERN CROSS DC TIE | 2020 | 12 | 31 | 2 | 2091.7 | 81.6 | 19411 | 0
SOUTHERN CROSS DC TIE | 2020 | 12 | 31 | 3 | 2088.1 | 77.2 | 19377 | 0
SOUTHERN CROSS DC TIE | 2020 | 12 | 31 | 4 | 2090.4 | 83.5 | 19399 | 0
SOUTHERN CROSS DC TIE | 2020 | 12 | 31 | 5 | 2085.4 | 75.3 | 19352 | 0
SOUTHERN CROSS DC TIE | 2020 | 12 | 31 | 6 | 2078.3 | 74.5 | 19286 | 0
SOUTHERN CROSS DC TIE | 2020 | 12 | 31 | 7 | 2086.5 | 89.9 | 19362 | 0
SOUTHERN CROSS DC TIE | 2020 | 12 | 31 | 8 | 2089.9 | 82.1 | 19394 | 0
SOUTHERN CROSS DC TIE | 2020 | 12 | 31 | 9 | 2090.1 | 80.7 | 19396 | 0
SOUTHERN CROSS DC TIE | 2020 | 12 | 31 | 10 | 1983.8 | 75.2 | 18409 | 0
SOUTHERN CROSS DC TIE | 2020 | 12 | 31 | 11 | 2092.1 | 79.9 | 19414 | 0
SOUTHERN CROSS DC TIE | 2020 | 12 | 31 | 12 | 2084.7 | 73.6 | 19345 | 0
SOUTHERN CROSS DC TIE | 2020 | 12 | 31 | 13 | 1904.1 | 67.2 | 17670 | 0
SOUTHERN CROSS DC TIE | 2020 | 12 | 31 | 14 | 1726.8 | 54.9 | 16025 | 0
SOUTHERN CROSS DC TIE | 2020 | 12 | 31 | 15 | 1591.6 | 54.3 | 14770 | 0
SOUTHERN CROSS DC TIE | 2020 | 12 | 31 | 16 | 1272.3 | 30.3 | 11806 | 0
SOUTHERN CROSS DC TIE | 2020 | 12 | 31 | 17 | 1177.7 | 26.9 | 10928 | 0
SOUTHERN CROSS DC TIE | 2020 | 12 | 31 | 18 | 1713.8 | 49.7 | 15903 | 0
SOUTHERN CROSS DC TIE | 2020 | 12 | 31 | 19 | 1072.5 | 22.5 | 9952 | 0
SOUTHERN CROSS DC TIE | 2020 | 12 | 31 | 20 | 968.1 | 17.9 | 8984 | 0
SOUTHERN CROSS DC TIE | 2020 | 12 | 31 | 21 | 1360.1 | 39.1 | 12621 | 0
SOUTHERN CROSS DC TIE | 2020 | 12 | 31 | 22 | 1909.1 | 68.5 | 17716 | 0
SOUTHERN CROSS DC TIE | 2020 | 12 | 31 | 23 | 1645.7 | 44.7 | 15272 | 0
SOUTHERN CROSS DC TIE | 2020 | 12 | 31 | 24 | 882.4 | 15.5 | 8188 | 0