## TitlePage
Report on the Capacity, Demand and Reserves
(CDR) in the ERCOT Region, 2018-2027
December 18, 2017

## Contents
Table of Contents
Tab | Notes
Disclaimer | Please read
Changes from previous CDR | List of significant changes relative to the last CDR, published May 2017
Definitions | List of definitions
Executive Summary | Synopsis of considerations for this report
SummerSummary | Shows load forecast, resource capacity and reserve margin for Summer 2018 through Summer 2022
SummerCapacities | List of registered resources and capabilities used in determining the capacity contribution for Summer Peak Season
SummerFuelTypes | Lists generation fuel types by MW and by percentage for Summer 2018 through Summer 2022
WinterSummary | Shows load forecast, resource capacity and reserve margin for Winter 2017/2018 through Winter 2021/2022
WinterCapacities | List of registered resources and capabilities used in determining the capacity contribution for Winter Peak Season
WinterFuelTypes | Lists generation fuel types by MW and by percentage for Winter 2017/2018 through Winter 2021/2022
Supplemental | Shows the capacity of proposed generation resources for the summer of each forecast year based on meeting various interconnection process milestones. Also shows the load forecast, resource capacity and reserve margin for both Summer and Winter seasons for the later half of the CDR forecast period.

## Disclaimer
Disclaimer
CDR WORKING PAPER
FOR PLANNING PURPOSES ONLY
This ERCOT Working Paper has been prepared for specific ERCOT and market participant purposes and has been developed from data provided by ERCOT market participants. The data may contain errors or become obsolete and thereby affect the conclusions and opinions of the Working Paper. ERCOT MAKES NO WARRANTY, EXPRESS OR IMPLIED, INCLUDING ANY WARRANTY OF MERCHANTABILITY OR FITNESS FOR ANY PARTICULAR PURPOSE, AND DISCLAIMS ANY AND ALL LIABILITY WITH RESPECT TO THE ACCURACY OF SAME OR THE FITNESS OR APPROPRIATENESS OF SAME FOR ANY PARTICULAR USE. THIS ERCOT WORKING PAPER IS SUPPLIED WITH ALL FAULTS. The specific suitability for any use of the Working Paper and its accuracy should be confirmed by each ERCOT market participant that contributed data for this Working Paper.

## Changes
Notes on Changes Relative to the Last CDR, Published May 2017
1 | Wind Summer Peak Average Capacity Contribution Percentages (WINDPEAKPCT) were updated based on summer 2017 data. The Non-coastal region remained at 14% while the Coastal region increased from 58% to 59%.
2 | The solar Summer Peak Average Capacity Contribution Percentage (SOLAR_PEAK_PCT) was updated based on summer 2017 data, and decreased from 77% to 75%.
3 | The following Planned Resources have been moved to Operational Status since the release of the May 2017 CDR report:
| Project Name | Unit Code | County | Fuel | Zone | Installed Capacity MW | Summer Capacity MW
| CALHOUN (PORT COMFORT) 1 | CALHOUN_UNIT1 | CALHOUN | GAS | SOUTH | 44 | 44
| CALHOUN (PORT COMFORT) 2 | CALHOUN_UNIT2 | CALHOUN | GAS | SOUTH | 44 | 44
| COLORADO BEND II CT7 | CBECII_CT7 | WHARTON | GAS | SOUTH | 313.2 | 313.2
| COLORADO BEND II CT8 | CBECII_CT8 | WHARTON | GAS | SOUTH | 313.2 | 313.2
| COLORADO BEND II ST8 | CBECII_STG9 | WHARTON | GAS | SOUTH | 461.4 | 461.4
| WOLF HOLLOW 2 CT5 | WHCCS2_CT4 | HOOD | GAS | NORTH | 314.1 | 314.1
| WOLF HOLLOW 2 CT6 | WHCCS2_CT5 | HOOD | GAS | NORTH | 317.9 | 317.9
| WOLF HOLLOW 2 STG6 | WHCCS2_STG6 | HOOD | GAS | NORTH | 432 | 432
| CASTLEMAN CHAMON 1 | CHAMON_CTG_0101 | HARRIS | GAS | HOUSTON | 44 | 44
| CASTLEMAN CHAMON 2 | CHAMON_CTG_0301 | HARRIS | GAS | HOUSTON | 44 | 44
| BLUE SUMMIT BATTERY | BLSUMMIT_BATTERY | WILBARGER | STORAGE | WEST | 0 | 0
| DERMOTT WIND 1_1 | DERMOTT_UNIT1 | SCURRY | WIND | WEST | 126.5 | 17.71
| DERMOTT WIND 1_2 | DERMOTT_UNIT2 | SCURRY | WIND | WEST | 126.5 | 17.71
| FALVEZ ASTRA WIND | ASTRA_UNIT1 | RANDALL | WIND | PANHANDLE | 163.2 | 22.848
| FLUVANNA RENEWABLE 1 A | FLUVANNA_UNIT1 | SCURRY | WIND | WEST | 79.8 | 11.172
| FLUVANNA RENEWABLE 1 B | FLUVANNA_UNIT2 | SCURRY | WIND | WEST | 75.6 | 10.584
| ROCK SPRINGS VAL VERDE WIND (FERMI) 1 | FERMI_WIND1 | VAL VERDE | WIND | SOUTH | 121.9 | 17.066
| ROCK SPRINGS VAL VERDE WIND (FERMI) 2 | FERMI_WIND2 | VAL VERDE | WIND | SOUTH | 27.4 | 3.836
| SALT FORK 1 WIND 1 | SALTFORK_UNIT1 | DONLEY | WIND | PANHANDLE | 64 | 8.96
| SALT FORK 1 WIND 2 | SALTFORK_UNIT2 | DONLEY | WIND | PANHANDLE | 110 | 15.4
| BUCKTHORN WIND 1 A | BUCKTHRN_UNIT1 | ERATH | WIND | NORTH | 44.9 | 6.286
| BUCKTHORN WIND 1 B | BUCKTHRN_UNIT2 | ERATH | WIND | NORTH | 55.7 | 7.798
| CHAPMAN RANCH WIND IA (SANTA CRUZ) | SANTACRU_UNIT1 | NUECES | WIND-C | SOUTH | 150.6 | 88.854
| CHAPMAN RANCH WIND IB (SANTA CRUZ) | SANTACRU_UNIT2 | NUECES | WIND-C | SOUTH | 98.4 | 58.056
| SP-TX-12-PHASE B | SPTX12B_UNIT1 | UPTON | SOLAR | WEST | 157.5 | 118.125
| BHE SOLAR PEARL PROJECT (SIRIUS 2) | SIRIUS_UNIT2 | PECOS | SOLAR | WEST | 49.1 | 36.825
| TOTAL |  |  |  |  | 3778.9 | 2769.03
4 | The following Planned Resources have finalized the necessary agreements and permits to be added to the CDR report:
| Project Name | GENERATION INTERCONNECTION PROJECT CODE | County | Fuel | Zone | Year of Projected Commercial Operations 1/ | Capacity MW | Summer Capacity MW
| DENTON ENERGY CENTER | 18INR0013 | DENTON | GAS | NORTH | 2018 | 226 | 225.8
| MIRAGE | 17INR0022 | HARRIS | GAS | HOUSTON | 2018 | 11 | 11
| STAKED PLAINS WIND 1 | 18INR0025 | LYNN | WIND | WEST | 2018 | 505 | 70.7
| RIO BRAVO I WIND | 17INR0005 | STARR | WIND | SOUTH | 2018 | 238 | 33.32
| EDMONDSON RANCH WIND | 18INR0043 | GLASSCOCK | WIND | WEST | 2019 | 293 | 41.02
| HEART OF TEXAS WIND | 18INR0016 | MCCULLOCH | WIND | SOUTH | 2018 | 150 | 21
| STELLA 1 WIND | 15INR0035 | KENEDY | WIND-C | COASTAL | 2018 | 201 | 118.59
| PFLUGERVILLE SOLAR | 15INR0090 | TRAVIS | SOLAR | SOUTH | 2018 | 120 | 90
| WAYMARK SOLAR | 16INR0115 | PECOS | SOLAR | WEST | 2018 | 182 | 136.5
| TOTAL | [5 empty] | 1926 | 747.93
1/ This date is based on the projected Commercial Operations Date (COD) reported by the project developer. In contrast, a unit's first summer CDR forecast year (reported in the SummerCapacities sheet) is defined as the first year in which the capacity is available for the entire summer Peak Load Season. (The summer Peak Load Season constitutes the months of June, July, August and September.) For example, if a unit has a projected COD of July 1, 2015, the first summer CDR forecast year would be 2016.
5 | A planned wind project (PAMPA WIND,500 MW) that was scheduled to be operational by Summer 2018 in the May CDR was recently cancelled.
6 | The following units moved from Operational status to Mothballed status: - GIBBONS CREEK U1 (GIBCRK_GIB_CRG1) [470 MW] on 10/17/17. (Scheduled to return between May-June 2018) - B M DAVIS STG U1 (B_DAVIS_B_DAVIG1) [330 MW] on 12/31/2017. - SPENCER (STG U4, STG U5) [118 MW] as of 1/3/2018.
7 | The following units moved from Operational status to Permanently Retired status: PEARSALL (PEARSALL_PEARS_1, PEARSALL_PEARS_2, PEARSALL_PEARS_3) [61 MW] as of 8/1/2017.
8 | The following units moved from Mothballed status to Permanently Retired: - GREENS BAYOU STG U5 (GBY_GBY_5) [371 MW] as of 12/31/2017. - S R BERTRON (SRB_SRBGT_2, SRB_SRB_G3, SRB_SRB_G4) [420 MW] as of 12/31/2017.
9 | The following operational units are set to retire before the 2018 Summer season: - MONTICELLO (MNSES_UNIT1, MNSES_UNIT2, MNSES_UNIT3) [1,865 MW]. Retirement Date: 1/4/2018 - SANDOW (SDSES_UNIT4, SD5SES_UNIT5) [1,200 MW]. Retirement Date: 1/11/2018 - BIG BROWN (BBSES_UNIT1, BBSES_UNIT2) [1,208 MW]. Retirement Date: 2/12/2018

## Definitions
Definitions
Available Mothballed Capacity based on Owner's Return Probability
Mothballed capacity with a return-to-service probability of 50% or greater for a given season of the year, as provided by its owner, constitutes available mothballed generation. Return probabilities for individual units are considered protected information under the ERCOT Protocols and therefore are not included in this report.
Energy Efficiency Program Savings Forecast
ERCOT's energy efficiency forecast uses the PUCT's annual verified energy efficiency program savings estimates as the starting point. (See the definition for verified energy efficiency program savings below.) Annual incremental growth in energy efficiency savings is calculated by multiplying ERCOT's peak load forecast by an energy efficiency penetration factor. The current factor is 0.0018, and is derived using the following assumptions: · The unadjusted penetration rate for energy efficiency is 0.4% of total load for all residential and commercial consumers (including NOIEs) · A 50% adjustment is applied to account for actual program effectiveness and program savings that may already be accounted for in the load forecast model · A 90% adjustment is applied to represent the proportion of the total load forecast that is commercial and residential customers Energy efficiency impacts from meeting the Texas Legislature's goals are assumed to accumulate for seven years from the time that the annual goals must first be met (December 31, 2013). Finally, ERCOT incorporates annual energy efficiency estimates from municipal utilities and electric cooperatives provided to the State Energy Conservation Office (SECO) or directly to ERCOT. Annual SECO report submission by these entities is required under S.B. No. 924. If annual reports for the previous calendar year are not available at the time the CDR is prepared, ERCOT incorporates report data for the most recently available reporting year. If energy efficiency capacity amounts are not grossed up to reflect avoided distribution and transmission (T&D) line losses, then ERCOT applies an 8% gross-up factor. The gross-up factor comes from ERCOT's annual Transmission and Distribution Loss Factors reports.
Mothballed Unit
A generation resource for which a generation entity has submitted a Notification of Suspension of Operations, for which ERCOT has declined to execute an RMR agreement, and for which the generation entity has not announced retirement of the generation resource. A seasonal mothballed unit is one in which the generation entity requests a seasonal operation period that must include the summer Peak Load Season, June 1 through September 30.
Mothballed Capacity
Capacity that is designated as mothballed by a generating unit's owner as described above, and which is not available for operations during the summer Peak Load Season (June, July, August and September) or winter Peak Load Season (December, January and February).
Forecast Zone
Forecast Zones generally have the same boundaries as the 2003 Congestion Management Zones with the following exceptions: A) Panhandle Zone for resources in the Texas Panhandle counties and outside the 2003 Congestion Management Zones, and B) Coastal Zone for resources in 11 counties along the Texas Gulf Coast and formerly in the South Zone of the 2003 Congestion Management Zones.
Full Interconnection Study (FIS)
The set of studies conducted by a Transmission Service Provider (TSP) for the purpose of identifying any electric system improvements or enhancements required to reliably interconnect a new All-Inclusive Generation Resource consistent with the provisions of Planning Guide Section 5, Generation Resource Interconnection or Change Request. These studies may include steady-state studies, system protection (short-circuit) studies, dynamic and transient stability studies, facility studies, and sub-synchronous oscillation studies.
LRs (Load Resources)
Load capable of reducing or increasing the need for electrical energy or providing Ancillary Services to the ERCOT System, as described in the ERCOT Protocols, Section 6, Ancillary Services. These Resources may provide the following Ancillary Services: Responsive Reserve Service, Non-Spinning Reserve Service, Replacement Reserve Service, and Regulation Service. The Resources must be registered and qualified by ERCOT and will be scheduled by a Qualified Scheduling Entity (QSE).
Peak Load Seasons
Summer months are June, July, August, and September; winter months are December, January, and February.
Private Use Networks
An electric network connected to the ERCOT transmission grid that contains load that is not directly metered by ERCOT (i.e., load that is typically netted with internal generation).
Non-Synchronous Tie
Any non-synchronous transmission interconnection between ERCOT and non-ERCOT electric power systems.
Reliability Must-Run (RMR) Unit
A generation resource unit operated under the terms of an agreement with ERCOT that would not otherwise be operated except that they are necessary to provide voltage support, stability or management of localized transmission constraints under first contingency criteria.
Signed SGIA (Standard Generation Interconnection Agreement)
An agreement that sets forth requirements for physical connection between an eligible transmission service customer and a transmission or distribution service provider.
Switchable Unit
A generation resource that can be connected to either the ERCOT transmission grid or a grid outside the ERCOT Region.
Verified Energy Efficiency Program Savings
The total megawatt (MW) amount of verified peak load capacity reductions due to residential and commercial sector energy efficiency incentive programs that are reported by electric utilities in the ERCOT Region to the Public Utility Commission of Texas. See Utilities Code Section 39.905.
Wind Peak Average Capacity Contribution
The seasonal net capacity rating of wind resources multiplied by the Seasonal Peak Average Capacity Percentage for non-coastal and coastal regions.
Wind Seasonal Peak Average Capacity Percentage
The average wind capacity available for the summer and winter Peak Load Seasons for a region (non-coastal / coastal) divided by the installed capacity for the region, expressed as a percentage. Details for the derivation of the percentages are outlined in ERCOT Protocol Section 3.2.6.2.2 (see http://www.ercot.com/content/wcm/current_guides/53528/03-120717_Nodal.doc).
Wind Regions
The coastal wind region comprises the following 11 Texas counties along the southern Gulf Coast: Cameron, Willacy, Kenedy, Kleberg, Nueces, San Patricio, Refugio, Aransas, Calhoun, Matagorda, and Brazoria. The non-coastal region consists of all other counties in the ERCOT Region.

## Executive_Summary
CDR Report - Executive Summary
The methodology for developing this report is defined in Section 3.2.6 of the ERCOT Protocols (see: http://www.ercot.com/content/wcm/current_guides/53528/03-120717_Nodal.doc). ERCOT developed this report using data provided by resource developers and owners. Although ERCOT works to ensure that the data provided are as accurate and current as possible, it cannot independently verify all of the information. Information available to ERCOT as of December 15 is included in this report.
This CDR report reflects an updated long-term load forecast prepared in November 2017. The 2018 summer peak demand forecast is 72,974 MW.The 2018 forecast starts lower than the forecast prepared in late 2016 but ends higher, growing at an average annual growth rate of 1.7%. See the 2018 Long Term Hourly Peak Demand and Energy Forecast report for more forecast details, available at http://www.ercot.com/content/wcm/lists/143010/2018_Long-Term_Hourly_Peak_Demand_and_Energy_Forecast_Final.pdf.
Based on the resource update, the 2018 summer planning reserve margin is projected to be 9.3%, a reduction of 9.6 percentage points compared to the reserve margin reported in the May 2017 CDR report. The decrease is primarily due to the retirement of the following units: Monticello 1-3, Sandow 4-5, Big Brown 1-2, Pearsall 1-3  totaling 4,334 MW (summer rating). Other major resource changes include 1,143 MW of operational capacity being placed on extended outage or mothballed status, and delays in planned resources. The in-service dates for three planned gas-fired resources, totalling 1,193 MW, were delayed beyond summer 2018. Several planned renewable generation projects were delayed as well, with a total summer peak average capacity contribution of 881 MW. The total installed capacity of the delayed renewable projects is 3,488 MW. One wind project, with an installed capacity of 500 MW, was cancelled.
Since the release of the May 2017 CDR report, resources totaling 3,779 MW have been approved by ERCOT for commercial operations. Wind and solar resource installed capacity represents 1,451 MW of this total, translating to an expected summer peak average capacity contribution of 441 MW. Planned resources that became newly eligible for inclusion in this CDR report total 1,926 MW of installed capacity, including 1,387 MW of wind resource, 302 MW of solar resources, and 237 MW of gas resources.
As ERCOT receives information from generation owners about planned operational changes, it will incorporate this information in future CDR reports.

## SummerSummary
Report on the Capacity, Demand and Reserves in the ERCOT Region
Summer Summary: 2018-2022
Load Forecast, MW: |  | 2018 | 2019 | 2020 | 2021 | 2022
| Summer Peak Demand (based on normal weather) | 72973.9703 | 74638.654 | 75878.5907 | 77125.0519 | 78555.7677
| plus: Energy Efficiency Program Savings Forecast, per Utilities Code Section 39.905 (b-4) | 1589.1139 | 1848.451 | 2107.788 | 2366.1251 | 2623.4621
| Total Summer Peak Demand (before Reductions from Energy Efficiency Programs) | 74563.0842 | 76487.105 | 77986.3787 | 79491.177 | 81179.2298
| less: Load Resources providing Responsive Reserves | -1118.532 | -1118.532 | -1118.532 | -1118.532 | -1118.532
| less: Load Resources providing Non-Spinning Reserves | 0 | 0 | 0 | 0 | 0
| less: Emergency Response Service (10- and 30-min ramp products) | -979.0572 | -1123.275 | -1123.275 | -1123.275 | -1123.275
| less: TDSP Standard Offer Load Management Programs | -202.572 | -202.572 | -202.572 | -202.572 | -202.572
| less: Energy Efficiency Program Savings Forecast | -1589.1139 | -1848.451 | -2107.788 | -2366.1251 | -2623.4621
| Firm Peak Load, MW | 70673.8091 | 72194.275 | 73434.2117 | 74680.6729 | 76111.3887
Resources, MW: |  | 2018 | 2019 | 2020 | 2021 | 2022
| Installed Capacity, Thermal/Hydro | 65257.5 | 64417.5 | 64417.5 | 64417.5 | 64417.5
| Switchable Capacity, MW | 3515.8 | 3515.8 | 3515.8 | 3515.8 | 3515.8
| less: Switchable Capacity Unavailable to ERCOT, MW | -843.8 | -843.8 | -843.8 | -543.8 | -543.8
| Available Mothballed Capacity, MW | 118 | 118 | 118 | 118 | 118
| Capacity from Private Use Networks | 3340.71 | 3269.71 | 3240.71 | 3300.71 | 3300.71
| Non-Coastal Wind, Peak Average Capacity Contribution (14%) | 2493.288 | 2493.288 | 2493.288 | 2493.288 | 2493.288
| Coastal Wind, Peak Average Capacity Contribution (59%) | 1411.044 | 1411.044 | 1411.044 | 1411.044 | 1411.044
| Solar Utility-Scale, Peak Average Capacity Contribution (75%) | 752.85 | 752.85 | 752.85 | 752.85 | 752.85
| RMR Capacity to be under Contract | 0 | 0 | 0 | 0 | 0
| Operational Generation Capacity, MW | 76045.392 | 75134.392 | 75105.392 | 75465.392 | 75465.392
| Capacity Contribution - Non-Synchronous Ties, MW | 389 | 389 | 389 | 389 | 389
| Planned Thermal Resources with Signed IA, Air Permits and Water Rights, MW | 130 | 2922.8 | 3707.8 | 4031.8 | 4031.8
| Planned Non-Coastal Wind with Signed IA, Peak Average Capacity Contribution (14%) | 152.18 | 719.348 | 1068.564 | 1068.564 | 1068.564
| Planned Coastal Wind with Signed IA, Peak Average Capacity Contribution (59%) | 134.52 | 437.721 | 543.921 | 543.921 | 543.921
| Planned Solar Utility-Scale, Peak Average Capacity Contribution (75%) | 366.75 | 1013.25 | 1314 | 1464 | 1464
| Total Capacity, MW | 77217.842 | 80616.511 | 82128.677 | 82962.677 | 82962.677
| Reserve Margin | 9.259% | 11.67% | 11.84% | 11.09% | 9.002%
(Total Resources - Firm Load Forecast) / Firm Load Forecast

## SummerCapacities
Unit Capacities - Summer
| UNIT NAME | GENERATION INTERCONNECTION PROJECT CODE | UNIT CODE | COUNTY | FUEL | ZONE | IN-SERVICE YEAR | 2018 | 2019 | 2020 | 2021 | 2022 | 2023 | 2024 | 2025 | 2026 | 2027
Operational Resources (Thermal)
4 | COMANCHE PEAK U1 |  | CPSES_UNIT1 | SOMERVELL | NUCLEAR | NORTH | 1990 | 1205 | 1205 | 1205 | 1205 | 1205 | 1205 | 1205 | 1205 | 1205 | 1205
5 | COMANCHE PEAK U2 |  | CPSES_UNIT2 | SOMERVELL | NUCLEAR | NORTH | 1993 | 1195 | 1195 | 1195 | 1195 | 1195 | 1195 | 1195 | 1195 | 1195 | 1195
6 | SOUTH TEXAS U1 |  | STP_STP_G1 | MATAGORDA | NUCLEAR | COASTAL | 1988 | 1280 | 1280 | 1280 | 1280 | 1280 | 1280 | 1280 | 1280 | 1280 | 1280
7 | SOUTH TEXAS U2 |  | STP_STP_G2 | MATAGORDA | NUCLEAR | COASTAL | 1989 | 1280 | 1280 | 1280 | 1280 | 1280 | 1280 | 1280 | 1280 | 1280 | 1280
8 | COLETO CREEK |  | COLETO_COLETOG1 | GOLIAD | COAL | SOUTH | 1980 | 655 | 655 | 655 | 655 | 655 | 655 | 655 | 655 | 655 | 655
9 | FAYETTE POWER U1 |  | FPPYD1_FPP_G1 | FAYETTE | COAL | SOUTH | 1979 | 604 | 604 | 604 | 604 | 604 | 604 | 604 | 604 | 604 | 604
10 | FAYETTE POWER U2 |  | FPPYD1_FPP_G2 | FAYETTE | COAL | SOUTH | 1980 | 599 | 599 | 599 | 599 | 599 | 599 | 599 | 599 | 599 | 599
11 | FAYETTE POWER U3 |  | FPPYD2_FPP_G3 | FAYETTE | COAL | SOUTH | 1988 | 437 | 437 | 437 | 437 | 437 | 437 | 437 | 437 | 437 | 437
12 | GIBBONS CREEK U1 |  | GIBCRK_GIB_CRG1 | GRIMES | COAL | NORTH | 1983 | 470 | 470 | 470 | 470 | 470 | 470 | 470 | 470 | 470 | 470
13 | J K SPRUCE U1 |  | CALAVERS_JKS1 | BEXAR | COAL | SOUTH | 1992 | 560 | 560 | 560 | 560 | 560 | 560 | 560 | 560 | 560 | 560
14 | J K SPRUCE U2 |  | CALAVERS_JKS2 | BEXAR | COAL | SOUTH | 2010 | 775 | 775 | 775 | 775 | 775 | 775 | 775 | 775 | 775 | 775
15 | J T DEELY U1 |  | CALAVERS_JTD1 | BEXAR | COAL | SOUTH | 1977 | 420 | 0 | 0 | 0 | 0 | 0 | 0 | 0 | 0 | 0
16 | J T DEELY U2 |  | CALAVERS_JTD2 | BEXAR | COAL | SOUTH | 1978 | 420 | 0 | 0 | 0 | 0 | 0 | 0 | 0 | 0 | 0
17 | LIMESTONE U1 |  | LEG_LEG_G1 | LIMESTONE | COAL | NORTH | 1985 | 831 | 831 | 831 | 831 | 831 | 831 | 831 | 831 | 831 | 831
18 | LIMESTONE U2 |  | LEG_LEG_G2 | LIMESTONE | COAL | NORTH | 1986 | 858 | 858 | 858 | 858 | 858 | 858 | 858 | 858 | 858 | 858
19 | MARTIN LAKE U1 |  | MLSES_UNIT1 | RUSK | COAL | NORTH | 1977 | 800 | 800 | 800 | 800 | 800 | 800 | 800 | 800 | 800 | 800
20 | MARTIN LAKE U2 |  | MLSES_UNIT2 | RUSK | COAL | NORTH | 1978 | 805 | 805 | 805 | 805 | 805 | 805 | 805 | 805 | 805 | 805
21 | MARTIN LAKE U3 |  | MLSES_UNIT3 | RUSK | COAL | NORTH | 1979 | 805 | 805 | 805 | 805 | 805 | 805 | 805 | 805 | 805 | 805
22 | OAK GROVE SES U1 |  | OGSES_UNIT1A | ROBERTSON | COAL | NORTH | 2010 | 840 | 840 | 840 | 840 | 840 | 840 | 840 | 840 | 840 | 840
23 | OAK GROVE SES U2 |  | OGSES_UNIT2 | ROBERTSON | COAL | NORTH | 2011 | 825 | 825 | 825 | 825 | 825 | 825 | 825 | 825 | 825 | 825
24 | OKLAUNION U1 |  | OKLA_OKLA_G1 | WILBARGER | COAL | WEST | 1986 | 650 | 650 | 650 | 650 | 650 | 650 | 650 | 650 | 650 | 650
25 | SAN MIGUEL U1 |  | SANMIGL_G1 | ATASCOSA | COAL | SOUTH | 1982 | 391 | 391 | 391 | 391 | 391 | 391 | 391 | 391 | 391 | 391
26 | SANDY CREEK U1 |  | SCES_UNIT1 | MCLENNAN | COAL | NORTH | 2013 | 940 | 940 | 940 | 940 | 940 | 940 | 940 | 940 | 940 | 940
27 | TWIN OAKS U1 |  | TNP_ONE_TNP_O_1 | ROBERTSON | COAL | NORTH | 1990 | 156 | 156 | 156 | 156 | 156 | 156 | 156 | 156 | 156 | 156
28 | TWIN OAKS U2 |  | TNP_ONE_TNP_O_2 | ROBERTSON | COAL | NORTH | 1991 | 156 | 156 | 156 | 156 | 156 | 156 | 156 | 156 | 156 | 156
29 | W A PARISH U5 |  | WAP_WAP_G5 | FT. BEND | COAL | HOUSTON | 1977 | 664 | 664 | 664 | 664 | 664 | 664 | 664 | 664 | 664 | 664
30 | W A PARISH U6 |  | WAP_WAP_G6 | FT. BEND | COAL | HOUSTON | 1978 | 663 | 663 | 663 | 663 | 663 | 663 | 663 | 663 | 663 | 663
31 | W A PARISH U7 |  | WAP_WAP_G7 | FT. BEND | COAL | HOUSTON | 1980 | 577 | 577 | 577 | 577 | 577 | 577 | 577 | 577 | 577 | 577
32 | W A PARISH U8 |  | WAP_WAP_G8 | FT. BEND | COAL | HOUSTON | 1982 | 610 | 610 | 610 | 610 | 610 | 610 | 610 | 610 | 610 | 610
33 | ARTHUR VON ROSENBERG 1 CTG 1 |  | BRAUNIG_AVR1_CT1 | BEXAR | GAS | SOUTH | 2000 | 157 | 157 | 157 | 157 | 157 | 157 | 157 | 157 | 157 | 157
34 | ARTHUR VON ROSENBERG 1 CTG 2 |  | BRAUNIG_AVR1_CT2 | BEXAR | GAS | SOUTH | 2000 | 157 | 157 | 157 | 157 | 157 | 157 | 157 | 157 | 157 | 157
35 | ARTHUR VON ROSENBERG 1 STG |  | BRAUNIG_AVR1_ST | BEXAR | GAS | SOUTH | 2000 | 164 | 164 | 164 | 164 | 164 | 164 | 164 | 164 | 164 | 164
36 | BARNEY M DAVIS REPOWER CTG 3 |  | B_DAVIS_B_DAVIG3 | NUECES | GAS | COASTAL | 2010 | 157 | 157 | 157 | 157 | 157 | 157 | 157 | 157 | 157 | 157
37 | BARNEY M DAVIS REPOWER CTG 4 |  | B_DAVIS_B_DAVIG4 | NUECES | GAS | COASTAL | 2010 | 157 | 157 | 157 | 157 | 157 | 157 | 157 | 157 | 157 | 157
38 | BARNEY M DAVIS REPOWER STG 2 |  | B_DAVIS_B_DAVIG2 | NUECES | GAS | COASTAL | 1976 | 319 | 319 | 319 | 319 | 319 | 319 | 319 | 319 | 319 | 319
39 | BASTROP ENERGY CENTER CTG 1 |  | BASTEN_GTG1100 | BASTROP | GAS | SOUTH | 2002 | 150 | 150 | 150 | 150 | 150 | 150 | 150 | 150 | 150 | 150
40 | BASTROP ENERGY CENTER CTG 2 |  | BASTEN_GTG2100 | BASTROP | GAS | SOUTH | 2002 | 150 | 150 | 150 | 150 | 150 | 150 | 150 | 150 | 150 | 150
41 | BASTROP ENERGY CENTER STG |  | BASTEN_ST0100 | BASTROP | GAS | SOUTH | 2002 | 233 | 233 | 233 | 233 | 233 | 233 | 233 | 233 | 233 | 233
42 | BOSQUE ENERGY CENTER CTG 1 |  | BOSQUESW_BSQSU_1 | BOSQUE | GAS | NORTH | 2000 | 148.9 | 148.9 | 148.9 | 148.9 | 148.9 | 148.9 | 148.9 | 148.9 | 148.9 | 148.9
43 | BOSQUE ENERGY CENTER STG 4 |  | BOSQUESW_BSQSU_4 | BOSQUE | GAS | NORTH | 2001 | 81.4 | 81.4 | 81.4 | 81.4 | 81.4 | 81.4 | 81.4 | 81.4 | 81.4 | 81.4
44 | BOSQUE ENERGY CENTER CTG 2 |  | BOSQUESW_BSQSU_2 | BOSQUE | GAS | NORTH | 2000 | 148.9 | 148.9 | 148.9 | 148.9 | 148.9 | 148.9 | 148.9 | 148.9 | 148.9 | 148.9
45 | BOSQUE ENERGY CENTER CTG 3 |  | BOSQUESW_BSQSU_3 | BOSQUE | GAS | NORTH | 2001 | 150.2 | 150.2 | 150.2 | 150.2 | 150.2 | 150.2 | 150.2 | 150.2 | 150.2 | 150.2
46 | BOSQUE ENERGY CENTER STG 5 |  | BOSQUESW_BSQSU_5 | BOSQUE | GAS | NORTH | 2009 | 214.9 | 214.9 | 214.9 | 214.9 | 214.9 | 214.9 | 214.9 | 214.9 | 214.9 | 214.9
47 | BRAZOS VALLEY CTG 1 |  | BVE_UNIT1 | FORT BEND | GAS | HOUSTON | 2003 | 166 | 166 | 166 | 166 | 166 | 166 | 166 | 166 | 166 | 166
48 | BRAZOS VALLEY CTG 2 |  | BVE_UNIT2 | FORT BEND | GAS | HOUSTON | 2003 | 166 | 166 | 166 | 166 | 166 | 166 | 166 | 166 | 166 | 166
49 | BRAZOS VALLEY STG 3 |  | BVE_UNIT3 | FORT BEND | GAS | HOUSTON | 2003 | 270 | 270 | 270 | 270 | 270 | 270 | 270 | 270 | 270 | 270
50 | CALENERGY-FALCON SEABOARD CTG 1 |  | FLCNS_UNIT1 | HOWARD | GAS | WEST | 1987 | 75 | 75 | 75 | 75 | 75 | 75 | 75 | 75 | 75 | 75
51 | CALENERGY-FALCON SEABOARD CTG 2 |  | FLCNS_UNIT2 | HOWARD | GAS | WEST | 1987 | 75 | 75 | 75 | 75 | 75 | 75 | 75 | 75 | 75 | 75
52 | CALENERGY-FALCON SEABOARD STG 3 |  | FLCNS_UNIT3 | HOWARD | GAS | WEST | 1988 | 70 | 70 | 70 | 70 | 70 | 70 | 70 | 70 | 70 | 70
53 | CALHOUN (PORT COMFORT) 1 |  | CALHOUN_UNIT1 | CALHOUN | GAS | SOUTH | 2017 | 44 | 44 | 44 | 44 | 44 | 44 | 44 | 44 | 44 | 44
54 | CALHOUN (PORT COMFORT) 2 |  | CALHOUN_UNIT2 | CALHOUN | GAS | SOUTH | 2017 | 44 | 44 | 44 | 44 | 44 | 44 | 44 | 44 | 44 | 44
55 | CEDAR BAYOU 4 CTG 1 |  | CBY4_CT41 | CHAMBERS | GAS | HOUSTON | 2009 | 163 | 163 | 163 | 163 | 163 | 163 | 163 | 163 | 163 | 163
56 | CEDAR BAYOU 4 CTG 2 |  | CBY4_CT42 | CHAMBERS | GAS | HOUSTON | 2009 | 163 | 163 | 163 | 163 | 163 | 163 | 163 | 163 | 163 | 163
57 | CEDAR BAYOU 4 STG |  | CBY4_ST04 | CHAMBERS | GAS | HOUSTON | 2009 | 178 | 178 | 178 | 178 | 178 | 178 | 178 | 178 | 178 | 178
58 | COLORADO BEND ENERGY CENTER CTG 1 |  | CBEC_GT1 | WHARTON | GAS | SOUTH | 2007 | 70 | 70 | 70 | 70 | 70 | 70 | 70 | 70 | 70 | 70
59 | COLORADO BEND ENERGY CENTER CTG 2 |  | CBEC_GT2 | WHARTON | GAS | SOUTH | 2007 | 62 | 62 | 62 | 62 | 62 | 62 | 62 | 62 | 62 | 62
60 | COLORADO BEND ENERGY CENTER STG 1 |  | CBEC_STG1 | WHARTON | GAS | SOUTH | 2007 | 101 | 101 | 101 | 101 | 101 | 101 | 101 | 101 | 101 | 101
61 | COLORADO BEND ENERGY CENTER CTG 3 |  | CBEC_GT3 | WHARTON | GAS | SOUTH | 2008 | 69 | 69 | 69 | 69 | 69 | 69 | 69 | 69 | 69 | 69
62 | COLORADO BEND ENERGY CENTER CTG 4 |  | CBEC_GT4 | WHARTON | GAS | SOUTH | 2008 | 63 | 63 | 63 | 63 | 63 | 63 | 63 | 63 | 63 | 63
63 | COLORADO BEND ENERGY CENTER STG 2 |  | CBEC_STG2 | WHARTON | GAS | SOUTH | 2008 | 103 | 103 | 103 | 103 | 103 | 103 | 103 | 103 | 103 | 103
64 | COLORADO BEND II CT7 |  | CBECII_CT7 | WHARTON | GAS | SOUTH | 2017 | 313.2 | 313.2 | 313.2 | 313.2 | 313.2 | 313.2 | 313.2 | 313.2 | 313.2 | 313.2
65 | COLORADO BEND II CT8 |  | CBECII_CT8 | WHARTON | GAS | SOUTH | 2017 | 313.2 | 313.2 | 313.2 | 313.2 | 313.2 | 313.2 | 313.2 | 313.2 | 313.2 | 313.2
66 | COLORADO BEND II ST8 |  | CBECII_STG9 | WHARTON | GAS | SOUTH | 2017 | 461.4 | 461.4 | 461.4 | 461.4 | 461.4 | 461.4 | 461.4 | 461.4 | 461.4 | 461.4
67 | CVC CHANNELVIEW CTG 1 |  | CVC_CVC_G1 | HARRIS | GAS | HOUSTON | 2008 | 172 | 172 | 172 | 172 | 172 | 172 | 172 | 172 | 172 | 172
68 | CVC CHANNELVIEW CTG 2 |  | CVC_CVC_G2 | HARRIS | GAS | HOUSTON | 2008 | 164 | 164 | 164 | 164 | 164 | 164 | 164 | 164 | 164 | 164
69 | CVC CHANNELVIEW CTG 3 |  | CVC_CVC_G3 | HARRIS | GAS | HOUSTON | 2008 | 164 | 164 | 164 | 164 | 164 | 164 | 164 | 164 | 164 | 164
70 | CVC CHANNELVIEW STG 5 |  | CVC_CVC_G5 | HARRIS | GAS | HOUSTON | 2008 | 146 | 146 | 146 | 146 | 146 | 146 | 146 | 146 | 146 | 146
71 | DEER PARK ENERGY CENTER CTG 1 |  | DDPEC_GT1 | HARRIS | GAS | HOUSTON | 2002 | 181 | 181 | 181 | 181 | 181 | 181 | 181 | 181 | 181 | 181
72 | DEER PARK ENERGY CENTER CTG 2 |  | DDPEC_GT2 | HARRIS | GAS | HOUSTON | 2002 | 193 | 193 | 193 | 193 | 193 | 193 | 193 | 193 | 193 | 193
73 | DEER PARK ENERGY CENTER CTG 3 |  | DDPEC_GT3 | HARRIS | GAS | HOUSTON | 2002 | 181 | 181 | 181 | 181 | 181 | 181 | 181 | 181 | 181 | 181
74 | DEER PARK ENERGY CENTER CTG 4 |  | DDPEC_GT4 | HARRIS | GAS | HOUSTON | 2002 | 193 | 193 | 193 | 193 | 193 | 193 | 193 | 193 | 193 | 193
75 | DEER PARK ENERGY CENTER STG |  | DDPEC_ST1 | HARRIS | GAS | HOUSTON | 2002 | 290 | 290 | 290 | 290 | 290 | 290 | 290 | 290 | 290 | 290
76 | DEER PARK ENERGY CENTER CTG 6 |  | DDPEC_GT6 | HARRIS | GAS | HOUSTON | 2014 | 165 | 165 | 165 | 165 | 165 | 165 | 165 | 165 | 165 | 165
77 | ENNIS POWER STATION CTG 2 |  | ETCCS_CT1 | ELLIS | GAS | NORTH | 2002 | 196 | 196 | 196 | 196 | 196 | 196 | 196 | 196 | 196 | 196
78 | ENNIS POWER STATION STG 1 |  | ETCCS_UNIT1 | ELLIS | GAS | NORTH | 2002 | 116 | 116 | 116 | 116 | 116 | 116 | 116 | 116 | 116 | 116
79 | FERGUSON REPLACEMENT CTG1 |  | FERGCC_FERGGT1 | LLANO | GAS | SOUTH | 2014 | 169 | 169 | 169 | 169 | 169 | 169 | 169 | 169 | 169 | 169
80 | FERGUSON REPLACEMENT CTG2 |  | FERGCC_FERGGT2 | LLANO | GAS | SOUTH | 2014 | 169 | 169 | 169 | 169 | 169 | 169 | 169 | 169 | 169 | 169
81 | FERGUSON REPLACEMENT STG |  | FERGCC_FERGST1 | LLANO | GAS | SOUTH | 2014 | 182 | 182 | 182 | 182 | 182 | 182 | 182 | 182 | 182 | 182
82 | FORNEY ENERGY CENTER CTG 11 |  | FRNYPP_GT11 | KAUFMAN | GAS | NORTH | 2003 | 169 | 169 | 169 | 169 | 169 | 169 | 169 | 169 | 169 | 169
83 | FORNEY ENERGY CENTER CTG 12 |  | FRNYPP_GT12 | KAUFMAN | GAS | NORTH | 2003 | 161 | 161 | 161 | 161 | 161 | 161 | 161 | 161 | 161 | 161
84 | FORNEY ENERGY CENTER CTG 13 |  | FRNYPP_GT13 | KAUFMAN | GAS | NORTH | 2003 | 161 | 161 | 161 | 161 | 161 | 161 | 161 | 161 | 161 | 161
85 | FORNEY ENERGY CENTER CTG 21 |  | FRNYPP_GT21 | KAUFMAN | GAS | NORTH | 2003 | 169 | 169 | 169 | 169 | 169 | 169 | 169 | 169 | 169 | 169
86 | FORNEY ENERGY CENTER CTG 22 |  | FRNYPP_GT22 | KAUFMAN | GAS | NORTH | 2003 | 161 | 161 | 161 | 161 | 161 | 161 | 161 | 161 | 161 | 161
87 | FORNEY ENERGY CENTER CTG 23 |  | FRNYPP_GT23 | KAUFMAN | GAS | NORTH | 2003 | 161 | 161 | 161 | 161 | 161 | 161 | 161 | 161 | 161 | 161
88 | FORNEY ENERGY CENTER STG 10 |  | FRNYPP_ST10 | KAUFMAN | GAS | NORTH | 2003 | 420 | 420 | 420 | 420 | 420 | 420 | 420 | 420 | 420 | 420
89 | FORNEY ENERGY CENTER STG 20 |  | FRNYPP_ST20 | KAUFMAN | GAS | NORTH | 2003 | 420 | 420 | 420 | 420 | 420 | 420 | 420 | 420 | 420 | 420
90 | FREESTONE ENERGY CENTER CTG 1 |  | FREC_GT1 | FREESTONE | GAS | NORTH | 2002 | 151.6 | 151.6 | 151.6 | 151.6 | 151.6 | 151.6 | 151.6 | 151.6 | 151.6 | 151.6
91 | FREESTONE ENERGY CENTER CTG 2 |  | FREC_GT2 | FREESTONE | GAS | NORTH | 2002 | 151.6 | 151.6 | 151.6 | 151.6 | 151.6 | 151.6 | 151.6 | 151.6 | 151.6 | 151.6
92 | FREESTONE ENERGY CENTER STG 3 |  | FREC_ST3 | FREESTONE | GAS | NORTH | 2002 | 176.2 | 176.2 | 176.2 | 176.2 | 176.2 | 176.2 | 176.2 | 176.2 | 176.2 | 176.2
93 | FREESTONE ENERGY CENTER CTG 4 |  | FREC_GT4 | FREESTONE | GAS | NORTH | 2002 | 151.7 | 151.7 | 151.7 | 151.7 | 151.7 | 151.7 | 151.7 | 151.7 | 151.7 | 151.7
94 | FREESTONE ENERGY CENTER CTG 5 |  | FREC_GT5 | FREESTONE | GAS | NORTH | 2002 | 151.7 | 151.7 | 151.7 | 151.7 | 151.7 | 151.7 | 151.7 | 151.7 | 151.7 | 151.7
95 | FREESTONE ENERGY CENTER STG 6 |  | FREC_ST6 | FREESTONE | GAS | NORTH | 2002 | 174.5 | 174.5 | 174.5 | 174.5 | 174.5 | 174.5 | 174.5 | 174.5 | 174.5 | 174.5
96 | GREGORY POWER PARTNERS GT1 |  | LGE_LGE_GT1 | SAN PATRICIO | GAS | SOUTH | 2000 | 145 | 145 | 145 | 145 | 145 | 145 | 145 | 145 | 145 | 145
97 | GREGORY POWER PARTNERS GT2 |  | LGE_LGE_GT2 | SAN PATRICIO | GAS | SOUTH | 2000 | 145 | 145 | 145 | 145 | 145 | 145 | 145 | 145 | 145 | 145
98 | GREGORY POWER PARTNERS STG |  | LGE_LGE_STG | SAN PATRICIO | GAS | SOUTH | 2000 | 75 | 75 | 75 | 75 | 75 | 75 | 75 | 75 | 75 | 75
99 | GUADALUPE ENERGY CENTER CTG 1 |  | GUADG_GAS1 | GUADALUPE | GAS | SOUTH | 2000 | 148 | 148 | 148 | 148 | 148 | 148 | 148 | 148 | 148 | 148
100 | GUADALUPE ENERGY CENTER CTG 2 |  | GUADG_GAS2 | GUADALUPE | GAS | SOUTH | 2000 | 148 | 148 | 148 | 148 | 148 | 148 | 148 | 148 | 148 | 148
101 | GUADALUPE ENERGY CENTER CTG 3 |  | GUADG_GAS3 | GUADALUPE | GAS | SOUTH | 2000 | 148 | 148 | 148 | 148 | 148 | 148 | 148 | 148 | 148 | 148
102 | GUADALUPE ENERGY CENTER CTG 4 |  | GUADG_GAS4 | GUADALUPE | GAS | SOUTH | 2000 | 148 | 148 | 148 | 148 | 148 | 148 | 148 | 148 | 148 | 148
103 | GUADALUPE ENERGY CENTER STG 5 |  | GUADG_STM5 | GUADALUPE | GAS | SOUTH | 2000 | 197 | 197 | 197 | 197 | 197 | 197 | 197 | 197 | 197 | 197
104 | GUADALUPE ENERGY CENTER STG 6 |  | GUADG_STM6 | GUADALUPE | GAS | SOUTH | 2000 | 197 | 197 | 197 | 197 | 197 | 197 | 197 | 197 | 197 | 197
105 | HAYS ENERGY FACILITY CSG 1 |  | HAYSEN_HAYSENG1 | HAYS | GAS | SOUTH | 2002 | 216 | 216 | 216 | 216 | 216 | 216 | 216 | 216 | 216 | 216
106 | HAYS ENERGY FACILITY CSG 2 |  | HAYSEN_HAYSENG2 | HAYS | GAS | SOUTH | 2002 | 216 | 216 | 216 | 216 | 216 | 216 | 216 | 216 | 216 | 216
107 | HAYS ENERGY FACILITY CSG 3 |  | HAYSEN_HAYSENG3 | HAYS | GAS | SOUTH | 2002 | 225 | 225 | 225 | 225 | 225 | 225 | 225 | 225 | 225 | 225
108 | HAYS ENERGY FACILITY CSG 4 |  | HAYSEN_HAYSENG4 | HAYS | GAS | SOUTH | 2002 | 225 | 225 | 225 | 225 | 225 | 225 | 225 | 225 | 225 | 225
109 | HIDALGO ENERGY CENTER CTG 1 |  | DUKE_DUKE_GT1 | HIDALGO | GAS | SOUTH | 2000 | 143 | 143 | 143 | 143 | 143 | 143 | 143 | 143 | 143 | 143
110 | HIDALGO ENERGY CENTER CTG 2 |  | DUKE_DUKE_GT2 | HIDALGO | GAS | SOUTH | 2000 | 143 | 143 | 143 | 143 | 143 | 143 | 143 | 143 | 143 | 143
111 | HIDALGO ENERGY CENTER STG |  | DUKE_DUKE_ST1 | HIDALGO | GAS | SOUTH | 2000 | 172 | 172 | 172 | 172 | 172 | 172 | 172 | 172 | 172 | 172
112 | JACK COUNTY GEN FACILITY CTG 1 |  | JACKCNTY_CT1 | JACK | GAS | NORTH | 2006 | 155 | 155 | 155 | 155 | 155 | 155 | 155 | 155 | 155 | 155
113 | JACK COUNTY GEN FACILITY CTG 2 |  | JACKCNTY_CT2 | JACK | GAS | NORTH | 2006 | 155 | 155 | 155 | 155 | 155 | 155 | 155 | 155 | 155 | 155
114 | JACK COUNTY GEN FACILITY STG 1 |  | JACKCNTY_STG | JACK | GAS | NORTH | 2006 | 295 | 295 | 295 | 295 | 295 | 295 | 295 | 295 | 295 | 295
115 | JACK COUNTY GEN FACILITY CTG 3 |  | JCKCNTY2_CT3 | JACK | GAS | NORTH | 2011 | 150 | 150 | 150 | 150 | 150 | 150 | 150 | 150 | 150 | 150
116 | JACK COUNTY GEN FACILITY CTG 4 |  | JCKCNTY2_CT4 | JACK | GAS | NORTH | 2011 | 150 | 150 | 150 | 150 | 150 | 150 | 150 | 150 | 150 | 150
117 | JACK COUNTY GEN FACILITY STG 2 |  | JCKCNTY2_ST2 | JACK | GAS | NORTH | 2011 | 295 | 295 | 295 | 295 | 295 | 295 | 295 | 295 | 295 | 295
118 | JOHNSON COUNTY GEN FACILITY CTG |  | TEN_CT1 | JOHNSON | GAS | NORTH | 1997 | 163 | 163 | 163 | 163 | 163 | 163 | 163 | 163 | 163 | 163
119 | JOHNSON COUNTY GEN FACILITY STG |  | TEN_STG | JOHNSON | GAS | NORTH | 1997 | 106 | 106 | 106 | 106 | 106 | 106 | 106 | 106 | 106 | 106
120 | LAMAR ENERGY CENTER CTG 11 |  | LPCCS_CT11 | LAMAR | GAS | NORTH | 2000 | 163 | 163 | 163 | 163 | 163 | 163 | 163 | 163 | 163 | 163
121 | LAMAR ENERGY CENTER CTG 12 |  | LPCCS_CT12 | LAMAR | GAS | NORTH | 2000 | 153 | 153 | 153 | 153 | 153 | 153 | 153 | 153 | 153 | 153
122 | LAMAR ENERGY CENTER CTG 21 |  | LPCCS_CT21 | LAMAR | GAS | NORTH | 2000 | 153 | 153 | 153 | 153 | 153 | 153 | 153 | 153 | 153 | 153
123 | LAMAR ENERGY CENTER CTG 22 |  | LPCCS_CT22 | LAMAR | GAS | NORTH | 2000 | 163 | 163 | 163 | 163 | 163 | 163 | 163 | 163 | 163 | 163
124 | LAMAR ENERGY CENTER STG 1 |  | LPCCS_UNIT1 | LAMAR | GAS | NORTH | 2000 | 204 | 204 | 204 | 204 | 204 | 204 | 204 | 204 | 204 | 204
125 | LAMAR ENERGY CENTER STG 2 |  | LPCCS_UNIT2 | LAMAR | GAS | NORTH | 2000 | 204 | 204 | 204 | 204 | 204 | 204 | 204 | 204 | 204 | 204
126 | LOST PINES POWER CTG 1 |  | LOSTPI_LOSTPGT1 | BASTROP | GAS | SOUTH | 2001 | 170 | 170 | 170 | 170 | 170 | 170 | 170 | 170 | 170 | 170
127 | LOST PINES POWER CTG 2 |  | LOSTPI_LOSTPGT2 | BASTROP | GAS | SOUTH | 2001 | 170 | 170 | 170 | 170 | 170 | 170 | 170 | 170 | 170 | 170
128 | LOST PINES POWER STG |  | LOSTPI_LOSTPST1 | BASTROP | GAS | SOUTH | 2001 | 188 | 188 | 188 | 188 | 188 | 188 | 188 | 188 | 188 | 188
129 | MAGIC VALLEY STATION CTG 1 |  | NEDIN_NEDIN_G1 | HIDALGO | GAS | SOUTH | 2001 | 208.6 | 208.6 | 208.6 | 208.6 | 208.6 | 208.6 | 208.6 | 208.6 | 208.6 | 208.6
130 | MAGIC VALLEY STATION CTG 2 |  | NEDIN_NEDIN_G2 | HIDALGO | GAS | SOUTH | 2001 | 208.6 | 208.6 | 208.6 | 208.6 | 208.6 | 208.6 | 208.6 | 208.6 | 208.6 | 208.6
131 | MAGIC VALLEY STATION STG |  | NEDIN_NEDIN_G3 | HIDALGO | GAS | SOUTH | 2001 | 253 | 253 | 253 | 253 | 253 | 253 | 253 | 253 | 253 | 253
132 | MIDLOTHIAN ENERGY FACILITY CS 1 |  | MDANP_CT1 | ELLIS | GAS | NORTH | 2001 | 235 | 235 | 235 | 235 | 235 | 235 | 235 | 235 | 235 | 235
133 | MIDLOTHIAN ENERGY FACILITY CS 2 |  | MDANP_CT2 | ELLIS | GAS | NORTH | 2001 | 235 | 235 | 235 | 235 | 235 | 235 | 235 | 235 | 235 | 235
134 | MIDLOTHIAN ENERGY FACILITY CS 3 |  | MDANP_CT3 | ELLIS | GAS | NORTH | 2001 | 235 | 235 | 235 | 235 | 235 | 235 | 235 | 235 | 235 | 235
135 | MIDLOTHIAN ENERGY FACILITY CS 4 |  | MDANP_CT4 | ELLIS | GAS | NORTH | 2001 | 235 | 235 | 235 | 235 | 235 | 235 | 235 | 235 | 235 | 235
136 | MIDLOTHIAN ENERGY FACILITY CS 5 |  | MDANP_CT5 | ELLIS | GAS | NORTH | 2002 | 252 | 252 | 252 | 252 | 252 | 252 | 252 | 252 | 252 | 252
137 | MIDLOTHIAN ENERGY FACILITY CS 6 |  | MDANP_CT6 | ELLIS | GAS | NORTH | 2002 | 252 | 252 | 252 | 252 | 252 | 252 | 252 | 252 | 252 | 252
138 | NUECES BAY REPOWER CTG 8 |  | NUECES_B_NUECESG8 | NUECES | GAS | COASTAL | 2010 | 157 | 157 | 157 | 157 | 157 | 157 | 157 | 157 | 157 | 157
139 | NUECES BAY REPOWER CTG 9 |  | NUECES_B_NUECESG9 | NUECES | GAS | COASTAL | 2010 | 157 | 157 | 157 | 157 | 157 | 157 | 157 | 157 | 157 | 157
140 | NUECES BAY REPOWER STG 7 |  | NUECES_B_NUECESG7 | NUECES | GAS | COASTAL | 1972 | 319 | 319 | 319 | 319 | 319 | 319 | 319 | 319 | 319 | 319
141 | ODESSA-ECTOR POWER CTG 11 |  | OECCS_CT11 | ECTOR | GAS | WEST | 2001 | 149 | 149 | 149 | 149 | 149 | 149 | 149 | 149 | 149 | 149
142 | ODESSA-ECTOR POWER CTG 12 |  | OECCS_CT12 | ECTOR | GAS | WEST | 2001 | 143 | 143 | 143 | 143 | 143 | 143 | 143 | 143 | 143 | 143
143 | ODESSA-ECTOR POWER CTG 21 |  | OECCS_CT21 | ECTOR | GAS | WEST | 2001 | 145.3 | 145.3 | 145.3 | 145.3 | 145.3 | 145.3 | 145.3 | 145.3 | 145.3 | 145.3
144 | ODESSA-ECTOR POWER CTG 22 |  | OECCS_CT22 | ECTOR | GAS | WEST | 2001 | 143.7 | 143.7 | 143.7 | 143.7 | 143.7 | 143.7 | 143.7 | 143.7 | 143.7 | 143.7
145 | ODESSA-ECTOR POWER STG 1 |  | OECCS_UNIT1 | ECTOR | GAS | WEST | 2001 | 204.9 | 204.9 | 204.9 | 204.9 | 204.9 | 204.9 | 204.9 | 204.9 | 204.9 | 204.9
146 | ODESSA-ECTOR POWER STG 2 |  | OECCS_UNIT2 | ECTOR | GAS | WEST | 2001 | 204.9 | 204.9 | 204.9 | 204.9 | 204.9 | 204.9 | 204.9 | 204.9 | 204.9 | 204.9
147 | PANDA SHERMAN POWER CTG1 |  | PANDA_S_SHER1CT1 | GRAYSON | GAS | NORTH | 2014 | 196 | 196 | 196 | 196 | 196 | 196 | 196 | 196 | 196 | 196
148 | PANDA SHERMAN POWER CTG2 |  | PANDA_S_SHER1CT2 | GRAYSON | GAS | NORTH | 2014 | 195 | 195 | 195 | 195 | 195 | 195 | 195 | 195 | 195 | 195
149 | PANDA SHERMAN POWER STG |  | PANDA_S_SHER1ST1 | GRAYSON | GAS | NORTH | 2014 | 326 | 326 | 326 | 326 | 326 | 326 | 326 | 326 | 326 | 326
150 | PANDA TEMPLE I POWER CTG1 |  | PANDA_T1_TMPL1CT1 | BELL | GAS | NORTH | 2014 | 195 | 195 | 195 | 195 | 195 | 195 | 195 | 195 | 195 | 195
151 | PANDA TEMPLE I POWER CTG2 |  | PANDA_T1_TMPL1CT2 | BELL | GAS | NORTH | 2014 | 195 | 195 | 195 | 195 | 195 | 195 | 195 | 195 | 195 | 195
152 | PANDA TEMPLE I POWER STG |  | PANDA_T1_TMPL1ST1 | BELL | GAS | NORTH | 2014 | 312 | 312 | 312 | 312 | 312 | 312 | 312 | 312 | 312 | 312
153 | PANDA TEMPLE II POWER CTG1 |  | PANDA_T2_TMPL2CT1 | BELL | GAS | NORTH | 2015 | 191.2 | 191.2 | 191.2 | 191.2 | 191.2 | 191.2 | 191.2 | 191.2 | 191.2 | 191.2
154 | PANDA TEMPLE II POWER CTG2 |  | PANDA_T2_TMPL2CT2 | BELL | GAS | NORTH | 2015 | 191.2 | 191.2 | 191.2 | 191.2 | 191.2 | 191.2 | 191.2 | 191.2 | 191.2 | 191.2
155 | PANDA TEMPLE II POWER STG |  | PANDA_T2_TMPL2ST1 | BELL | GAS | NORTH | 2015 | 334.7 | 334.7 | 334.7 | 334.7 | 334.7 | 334.7 | 334.7 | 334.7 | 334.7 | 334.7
156 | PARIS ENERGY CENTER CTG 1 |  | TNSKA_GT1 | LAMAR | GAS | NORTH | 1989 | 76 | 76 | 76 | 76 | 76 | 76 | 76 | 76 | 76 | 76
157 | PARIS ENERGY CENTER CTG 2 |  | TNSKA_GT2 | LAMAR | GAS | NORTH | 1989 | 76 | 76 | 76 | 76 | 76 | 76 | 76 | 76 | 76 | 76
158 | PARIS ENERGY CENTER STG |  | TNSKA_STG | LAMAR | GAS | NORTH | 1990 | 87 | 87 | 87 | 87 | 87 | 87 | 87 | 87 | 87 | 87
159 | PASADENA COGEN FACILITY CTG 2 |  | PSG_PSG_GT2 | HARRIS | GAS | HOUSTON | 2000 | 164 | 164 | 164 | 164 | 164 | 164 | 164 | 164 | 164 | 164
160 | PASADENA COGEN FACILITY CTG 3 |  | PSG_PSG_GT3 | HARRIS | GAS | HOUSTON | 2000 | 164 | 164 | 164 | 164 | 164 | 164 | 164 | 164 | 164 | 164
161 | PASADENA COGEN FACILITY STG 2 |  | PSG_PSG_ST2 | HARRIS | GAS | HOUSTON | 2000 | 167 | 167 | 167 | 167 | 167 | 167 | 167 | 167 | 167 | 167
162 | QUAIL RUN ENERGY CTG 1 |  | QALSW_GT1 | ECTOR | GAS | WEST | 2007 | 74 | 74 | 74 | 74 | 74 | 74 | 74 | 74 | 74 | 74
163 | QUAIL RUN ENERGY CTG 2 |  | QALSW_GT2 | ECTOR | GAS | WEST | 2007 | 74 | 74 | 74 | 74 | 74 | 74 | 74 | 74 | 74 | 74
164 | QUAIL RUN ENERGY STG 1 |  | QALSW_STG1 | ECTOR | GAS | WEST | 2007 | 98 | 98 | 98 | 98 | 98 | 98 | 98 | 98 | 98 | 98
165 | QUAIL RUN ENERGY CTG 3 |  | QALSW_GT3 | ECTOR | GAS | WEST | 2008 | 72 | 72 | 72 | 72 | 72 | 72 | 72 | 72 | 72 | 72
166 | QUAIL RUN ENERGY CTG 4 |  | QALSW_GT4 | ECTOR | GAS | WEST | 2008 | 72 | 72 | 72 | 72 | 72 | 72 | 72 | 72 | 72 | 72
167 | QUAIL RUN ENERGY STG 2 |  | QALSW_STG2 | ECTOR | GAS | WEST | 2008 | 98 | 98 | 98 | 98 | 98 | 98 | 98 | 98 | 98 | 98
168 | RIO NOGALES POWER CTG 1 |  | RIONOG_CT1 | GUADALUPE | GAS | SOUTH | 2002 | 154 | 154 | 154 | 154 | 154 | 154 | 154 | 154 | 154 | 154
169 | RIO NOGALES POWER CTG 2 |  | RIONOG_CT2 | GUADALUPE | GAS | SOUTH | 2002 | 154 | 154 | 154 | 154 | 154 | 154 | 154 | 154 | 154 | 154
170 | RIO NOGALES POWER CTG 3 |  | RIONOG_CT3 | GUADALUPE | GAS | SOUTH | 2002 | 154 | 154 | 154 | 154 | 154 | 154 | 154 | 154 | 154 | 154
171 | RIO NOGALES POWER STG 4 |  | RIONOG_ST1 | GUADALUPE | GAS | SOUTH | 2002 | 323 | 323 | 323 | 323 | 323 | 323 | 323 | 323 | 323 | 323
172 | SAM RAYBURN POWER CTG 7 |  | RAYBURN_RAYBURG7 | VICTORIA | GAS | SOUTH | 2003 | 50 | 50 | 50 | 50 | 50 | 50 | 50 | 50 | 50 | 50
173 | SAM RAYBURN POWER CTG 8 |  | RAYBURN_RAYBURG8 | VICTORIA | GAS | SOUTH | 2003 | 50 | 50 | 50 | 50 | 50 | 50 | 50 | 50 | 50 | 50
174 | SAM RAYBURN POWER CTG 9 |  | RAYBURN_RAYBURG9 | VICTORIA | GAS | SOUTH | 2003 | 50 | 50 | 50 | 50 | 50 | 50 | 50 | 50 | 50 | 50
175 | SAM RAYBURN POWER STG 10 |  | RAYBURN_RAYBURG10 | VICTORIA | GAS | SOUTH | 2003 | 40 | 40 | 40 | 40 | 40 | 40 | 40 | 40 | 40 | 40
176 | SANDHILL ENERGY CENTER CTG 5A |  | SANDHSYD_SH_5A | TRAVIS | GAS | SOUTH | 2004 | 150 | 150 | 150 | 150 | 150 | 150 | 150 | 150 | 150 | 150
177 | SANDHILL ENERGY CENTER STG 5C |  | SANDHSYD_SH_5C | TRAVIS | GAS | SOUTH | 2004 | 145 | 145 | 145 | 145 | 145 | 145 | 145 | 145 | 145 | 145
178 | SILAS RAY POWER STG 6 |  | SILASRAY_SILAS_6 | CAMERON | GAS | COASTAL | 1962 | 20 | 20 | 20 | 20 | 20 | 20 | 20 | 20 | 20 | 20
179 | SILAS RAY POWER CTG 9 |  | SILASRAY_SILAS_9 | CAMERON | GAS | COASTAL | 1996 | 38 | 38 | 38 | 38 | 38 | 38 | 38 | 38 | 38 | 38
180 | T H WHARTON POWER CTG 31 |  | THW_THWGT31 | HARRIS | GAS | HOUSTON | 1972 | 54 | 54 | 54 | 54 | 54 | 54 | 54 | 54 | 54 | 54
181 | T H WHARTON POWER CTG 32 |  | THW_THWGT32 | HARRIS | GAS | HOUSTON | 1972 | 54 | 54 | 54 | 54 | 54 | 54 | 54 | 54 | 54 | 54
182 | T H WHARTON POWER CTG 33 |  | THW_THWGT33 | HARRIS | GAS | HOUSTON | 1972 | 54 | 54 | 54 | 54 | 54 | 54 | 54 | 54 | 54 | 54
183 | T H WHARTON POWER CTG 34 |  | THW_THWGT34 | HARRIS | GAS | HOUSTON | 1972 | 54 | 54 | 54 | 54 | 54 | 54 | 54 | 54 | 54 | 54
184 | T H WHARTON POWER STG 3 |  | THW_THWST_3 | HARRIS | GAS | HOUSTON | 1974 | 110 | 110 | 110 | 110 | 110 | 110 | 110 | 110 | 110 | 110
185 | T H WHARTON POWER CTG 41 |  | THW_THWGT41 | HARRIS | GAS | HOUSTON | 1972 | 54 | 54 | 54 | 54 | 54 | 54 | 54 | 54 | 54 | 54
186 | T H WHARTON POWER CTG 42 |  | THW_THWGT42 | HARRIS | GAS | HOUSTON | 1972 | 54 | 54 | 54 | 54 | 54 | 54 | 54 | 54 | 54 | 54
187 | T H WHARTON POWER CTG 43 |  | THW_THWGT43 | HARRIS | GAS | HOUSTON | 1974 | 54 | 54 | 54 | 54 | 54 | 54 | 54 | 54 | 54 | 54
188 | T H WHARTON POWER CTG 44 |  | THW_THWGT44 | HARRIS | GAS | HOUSTON | 1974 | 54 | 54 | 54 | 54 | 54 | 54 | 54 | 54 | 54 | 54
189 | T H WHARTON POWER STG 4 |  | THW_THWST_4 | HARRIS | GAS | HOUSTON | 1974 | 110 | 110 | 110 | 110 | 110 | 110 | 110 | 110 | 110 | 110
190 | TEXAS CITY POWER CTG A |  | TXCTY_CTA | GALVESTON | GAS | HOUSTON | 2000 | 96.6 | 96.6 | 96.6 | 96.6 | 96.6 | 96.6 | 96.6 | 96.6 | 96.6 | 96.6
191 | TEXAS CITY POWER CTG B |  | TXCTY_CTB | GALVESTON | GAS | HOUSTON | 2000 | 96.6 | 96.6 | 96.6 | 96.6 | 96.6 | 96.6 | 96.6 | 96.6 | 96.6 | 96.6
192 | TEXAS CITY POWER CTG C |  | TXCTY_CTC | GALVESTON | GAS | HOUSTON | 2000 | 96.6 | 96.6 | 96.6 | 96.6 | 96.6 | 96.6 | 96.6 | 96.6 | 96.6 | 96.6
193 | TEXAS CITY POWER STG |  | TXCTY_ST | GALVESTON | GAS | HOUSTON | 2000 | 131.6 | 131.6 | 131.6 | 131.6 | 131.6 | 131.6 | 131.6 | 131.6 | 131.6 | 131.6
194 | VICTORIA POWER CTG 6 |  | VICTORIA_VICTORG6 | VICTORIA | GAS | SOUTH | 2009 | 160 | 160 | 160 | 160 | 160 | 160 | 160 | 160 | 160 | 160
195 | VICTORIA POWER STG 5 |  | VICTORIA_VICTORG5 | VICTORIA | GAS | SOUTH | 1963 | 125 | 125 | 125 | 125 | 125 | 125 | 125 | 125 | 125 | 125
196 | WICHITA FALLS CTG 1 |  | WFCOGEN_UNIT1 | WICHITA | GAS | WEST | 1987 | 20 | 20 | 20 | 20 | 20 | 20 | 20 | 20 | 20 | 20
197 | WICHITA FALLS CTG 2 |  | WFCOGEN_UNIT2 | WICHITA | GAS | WEST | 1987 | 20 | 20 | 20 | 20 | 20 | 20 | 20 | 20 | 20 | 20
198 | WICHITA FALLS CTG 3 |  | WFCOGEN_UNIT3 | WICHITA | GAS | WEST | 1987 | 20 | 20 | 20 | 20 | 20 | 20 | 20 | 20 | 20 | 20
199 | WICHITA FALLS STG 4 |  | WFCOGEN_UNIT4 | WICHITA | GAS | WEST | 1987 | 17 | 17 | 17 | 17 | 17 | 17 | 17 | 17 | 17 | 17
200 | WISE-TRACTEBEL POWER CTG 1 |  | WCPP_CT1 | WISE | GAS | NORTH | 2004 | 240 | 240 | 240 | 240 | 240 | 240 | 240 | 240 | 240 | 240
201 | WISE-TRACTEBEL POWER CTG 2 |  | WCPP_CT2 | WISE | GAS | NORTH | 2004 | 240 | 240 | 240 | 240 | 240 | 240 | 240 | 240 | 240 | 240
202 | WISE-TRACTEBEL POWER STG 1 |  | WCPP_ST1 | WISE | GAS | NORTH | 2004 | 260 | 260 | 260 | 260 | 260 | 260 | 260 | 260 | 260 | 260
203 | WOLF HOLLOW POWER CTG 1 |  | WHCCS_CT1 | HOOD | GAS | NORTH | 2002 | 212.5 | 212.5 | 212.5 | 212.5 | 212.5 | 212.5 | 212.5 | 212.5 | 212.5 | 212.5
204 | WOLF HOLLOW POWER CTG 2 |  | WHCCS_CT2 | HOOD | GAS | NORTH | 2002 | 212.5 | 212.5 | 212.5 | 212.5 | 212.5 | 212.5 | 212.5 | 212.5 | 212.5 | 212.5
205 | WOLF HOLLOW POWER STG |  | WHCCS_STG | HOOD | GAS | NORTH | 2002 | 280 | 280 | 280 | 280 | 280 | 280 | 280 | 280 | 280 | 280
206 | WOLF HOLLOW 2 CT5 |  | WHCCS2_CT4 | HOOD | GAS | NORTH | 2017 | 314.1 | 314.1 | 314.1 | 314.1 | 314.1 | 314.1 | 314.1 | 314.1 | 314.1 | 314.1
207 | WOLF HOLLOW 2 CT6 |  | WHCCS2_CT5 | HOOD | GAS | NORTH | 2017 | 317.9 | 317.9 | 317.9 | 317.9 | 317.9 | 317.9 | 317.9 | 317.9 | 317.9 | 317.9
208 | WOLF HOLLOW 2 STG6 |  | WHCCS2_STG6 | HOOD | GAS | NORTH | 2017 | 432 | 432 | 432 | 432 | 432 | 432 | 432 | 432 | 432 | 432
209 | ATKINS CTG 7 |  | ATKINS_ATKINSG7 | BRAZOS | GAS | NORTH | 1973 | 18 | 18 | 18 | 18 | 18 | 18 | 18 | 18 | 18 | 18
210 | CASTLEMAN CHAMON 1 |  | CHAMON_CTG_0101 | HARRIS | GAS | HOUSTON | 2017 | 44 | 44 | 44 | 44 | 44 | 44 | 44 | 44 | 44 | 44
211 | CASTLEMAN CHAMON 2 |  | CHAMON_CTG_0301 | HARRIS | GAS | HOUSTON | 2017 | 44 | 44 | 44 | 44 | 44 | 44 | 44 | 44 | 44 | 44
212 | DANSBY CTG 2 |  | DANSBY_DANSBYG2 | BRAZOS | GAS | NORTH | 2004 | 45 | 45 | 45 | 45 | 45 | 45 | 45 | 45 | 45 | 45
213 | DANSBY CTG 3 |  | DANSBY_DANSBYG3 | BRAZOS | GAS | NORTH | 2010 | 47 | 47 | 47 | 47 | 47 | 47 | 47 | 47 | 47 | 47
214 | DECKER CREEK CTG 1 |  | DECKER_DPGT_1 | TRAVIS | GAS | SOUTH | 1989 | 48 | 48 | 48 | 48 | 48 | 48 | 48 | 48 | 48 | 48
215 | DECKER CREEK CTG 2 |  | DECKER_DPGT_2 | TRAVIS | GAS | SOUTH | 1989 | 48 | 48 | 48 | 48 | 48 | 48 | 48 | 48 | 48 | 48
216 | DECKER CREEK CTG 3 |  | DECKER_DPGT_3 | TRAVIS | GAS | SOUTH | 1989 | 48 | 48 | 48 | 48 | 48 | 48 | 48 | 48 | 48 | 48
217 | DECKER CREEK CTG 4 |  | DECKER_DPGT_4 | TRAVIS | GAS | SOUTH | 1989 | 48 | 48 | 48 | 48 | 48 | 48 | 48 | 48 | 48 | 48
218 | DECORDOVA CTG 1 |  | DCSES_CT10 | HOOD | GAS | NORTH | 1990 | 71 | 71 | 71 | 71 | 71 | 71 | 71 | 71 | 71 | 71
219 | DECORDOVA CTG 2 |  | DCSES_CT20 | HOOD | GAS | NORTH | 1990 | 70 | 70 | 70 | 70 | 70 | 70 | 70 | 70 | 70 | 70
220 | DECORDOVA CTG 3 |  | DCSES_CT30 | HOOD | GAS | NORTH | 1990 | 69 | 69 | 69 | 69 | 69 | 69 | 69 | 69 | 69 | 69
221 | DECORDOVA CTG 4 |  | DCSES_CT40 | HOOD | GAS | NORTH | 1990 | 68 | 68 | 68 | 68 | 68 | 68 | 68 | 68 | 68 | 68
222 | ECTOR COUNTY ENERGY CTG 1 |  | ECEC_G1 | ECTOR | GAS | WEST | 2015 | 147 | 147 | 147 | 147 | 147 | 147 | 147 | 147 | 147 | 147
223 | ECTOR COUNTY ENERGY CTG 2 |  | ECEC_G2 | ECTOR | GAS | WEST | 2015 | 147 | 147 | 147 | 147 | 147 | 147 | 147 | 147 | 147 | 147
224 | ELK STATION CTG 3 |  | AEEC_ELK_3 | HALE | GAS | PANHANDLE | 2016 | 190 | 190 | 190 | 190 | 190 | 190 | 190 | 190 | 190 | 190
225 | EXTEX LAPORTE GEN STN CTG 1 |  | AZ_AZ_G1 | HARRIS | GAS | HOUSTON | 2009 | 38 | 38 | 38 | 38 | 38 | 38 | 38 | 38 | 38 | 38
226 | EXTEX LAPORTE GEN STN CTG 2 |  | AZ_AZ_G2 | HARRIS | GAS | HOUSTON | 2009 | 38 | 38 | 38 | 38 | 38 | 38 | 38 | 38 | 38 | 38
227 | EXTEX LAPORTE GEN STN CTG 3 |  | AZ_AZ_G3 | HARRIS | GAS | HOUSTON | 2009 | 38 | 38 | 38 | 38 | 38 | 38 | 38 | 38 | 38 | 38
228 | EXTEX LAPORTE GEN STN CTG 4 |  | AZ_AZ_G4 | HARRIS | GAS | HOUSTON | 2009 | 38 | 38 | 38 | 38 | 38 | 38 | 38 | 38 | 38 | 38
229 | GREENS BAYOU CTG 73 |  | GBY_GBYGT73 | HARRIS | GAS | HOUSTON | 1976 | 56 | 56 | 56 | 56 | 56 | 56 | 56 | 56 | 56 | 56
230 | GREENS BAYOU CTG 74 |  | GBY_GBYGT74 | HARRIS | GAS | HOUSTON | 1976 | 56 | 56 | 56 | 56 | 56 | 56 | 56 | 56 | 56 | 56
231 | GREENS BAYOU CTG 81 |  | GBY_GBYGT81 | HARRIS | GAS | HOUSTON | 1976 | 56 | 56 | 56 | 56 | 56 | 56 | 56 | 56 | 56 | 56
232 | GREENS BAYOU CTG 82 |  | GBY_GBYGT82 | HARRIS | GAS | HOUSTON | 1976 | 50 | 50 | 50 | 50 | 50 | 50 | 50 | 50 | 50 | 50
233 | GREENS BAYOU CTG 83 |  | GBY_GBYGT83 | HARRIS | GAS | HOUSTON | 1976 | 56 | 56 | 56 | 56 | 56 | 56 | 56 | 56 | 56 | 56
234 | GREENS BAYOU CTG 84 |  | GBY_GBYGT84 | HARRIS | GAS | HOUSTON | 1976 | 56 | 56 | 56 | 56 | 56 | 56 | 56 | 56 | 56 | 56
235 | GREENVILLE IC ENGINE PLANT |  | STEAM_ENGINE_1 | HUNT | GAS | NORTH | 2010 | 8.2 | 8.2 | 8.2 | 8.2 | 8.2 | 8.2 | 8.2 | 8.2 | 8.2 | 8.2
236 | GREENVILLE IC ENGINE PLANT |  | STEAM_ENGINE_2 | HUNT | GAS | NORTH | 2010 | 8.2 | 8.2 | 8.2 | 8.2 | 8.2 | 8.2 | 8.2 | 8.2 | 8.2 | 8.2
237 | GREENVILLE IC ENGINE PLANT |  | STEAM_ENGINE_3 | HUNT | GAS | NORTH | 2010 | 8.2 | 8.2 | 8.2 | 8.2 | 8.2 | 8.2 | 8.2 | 8.2 | 8.2 | 8.2
238 | LAREDO CTG 4 |  | LARDVFTN_G4 | WEBB | GAS | SOUTH | 2008 | 90.1 | 90.1 | 90.1 | 90.1 | 90.1 | 90.1 | 90.1 | 90.1 | 90.1 | 90.1
239 | LAREDO CTG 5 |  | LARDVFTN_G5 | WEBB | GAS | SOUTH | 2008 | 87.3 | 87.3 | 87.3 | 87.3 | 87.3 | 87.3 | 87.3 | 87.3 | 87.3 | 87.3
240 | LEON CREEK PEAKER CTG 1 |  | LEON_CRK_LCPCT1 | BEXAR | GAS | SOUTH | 2004 | 46 | 46 | 46 | 46 | 46 | 46 | 46 | 46 | 46 | 46
241 | LEON CREEK PEAKER CTG 2 |  | LEON_CRK_LCPCT2 | BEXAR | GAS | SOUTH | 2004 | 46 | 46 | 46 | 46 | 46 | 46 | 46 | 46 | 46 | 46
242 | LEON CREEK PEAKER CTG 3 |  | LEON_CRK_LCPCT3 | BEXAR | GAS | SOUTH | 2004 | 44 | 44 | 44 | 44 | 44 | 44 | 44 | 44 | 44 | 44
243 | LEON CREEK PEAKER CTG 4 |  | LEON_CRK_LCPCT4 | BEXAR | GAS | SOUTH | 2004 | 46 | 46 | 46 | 46 | 46 | 46 | 46 | 46 | 46 | 46
244 | MORGAN CREEK CTG 1 |  | MGSES_CT1 | MITCHELL | GAS | WEST | 1988 | 68 | 68 | 68 | 68 | 68 | 68 | 68 | 68 | 68 | 68
245 | MORGAN CREEK CTG 2 |  | MGSES_CT2 | MITCHELL | GAS | WEST | 1988 | 68 | 68 | 68 | 68 | 68 | 68 | 68 | 68 | 68 | 68
246 | MORGAN CREEK CTG 3 |  | MGSES_CT3 | MITCHELL | GAS | WEST | 1988 | 68 | 68 | 68 | 68 | 68 | 68 | 68 | 68 | 68 | 68
247 | MORGAN CREEK CTG 4 |  | MGSES_CT4 | MITCHELL | GAS | WEST | 1988 | 68 | 68 | 68 | 68 | 68 | 68 | 68 | 68 | 68 | 68
248 | MORGAN CREEK CTG 5 |  | MGSES_CT5 | MITCHELL | GAS | WEST | 1988 | 68 | 68 | 68 | 68 | 68 | 68 | 68 | 68 | 68 | 68
249 | MORGAN CREEK CTG 6 |  | MGSES_CT6 | MITCHELL | GAS | WEST | 1988 | 67 | 67 | 67 | 67 | 67 | 67 | 67 | 67 | 67 | 67
250 | PEARSALL IC ENGINE PLANT A |  | PEARSAL2_AGR_A | FRIO | GAS | SOUTH | 2012 | 50.6 | 50.6 | 50.6 | 50.6 | 50.6 | 50.6 | 50.6 | 50.6 | 50.6 | 50.6
251 | PEARSALL IC ENGINE PLANT B |  | PEARSAL2_AGR_B | FRIO | GAS | SOUTH | 2012 | 50.6 | 50.6 | 50.6 | 50.6 | 50.6 | 50.6 | 50.6 | 50.6 | 50.6 | 50.6
252 | PEARSALL IC ENGINE PLANT C |  | PEARSAL2_AGR_C | FRIO | GAS | SOUTH | 2012 | 50.6 | 50.6 | 50.6 | 50.6 | 50.6 | 50.6 | 50.6 | 50.6 | 50.6 | 50.6
253 | PEARSALL IC ENGINE PLANT D |  | PEARSAL2_AGR_D | FRIO | GAS | SOUTH | 2012 | 50.6 | 50.6 | 50.6 | 50.6 | 50.6 | 50.6 | 50.6 | 50.6 | 50.6 | 50.6
254 | PERMIAN BASIN CTG 1 |  | PB2SES_CT1 | WARD | GAS | WEST | 1988 | 68 | 68 | 68 | 68 | 68 | 68 | 68 | 68 | 68 | 68
255 | PERMIAN BASIN CTG 2 |  | PB2SES_CT2 | WARD | GAS | WEST | 1988 | 65 | 65 | 65 | 65 | 65 | 65 | 65 | 65 | 65 | 65
256 | PERMIAN BASIN CTG 3 |  | PB2SES_CT3 | WARD | GAS | WEST | 1988 | 68 | 68 | 68 | 68 | 68 | 68 | 68 | 68 | 68 | 68
257 | PERMIAN BASIN CTG 4 |  | PB2SES_CT4 | WARD | GAS | WEST | 1990 | 69 | 69 | 69 | 69 | 69 | 69 | 69 | 69 | 69 | 69
258 | PERMIAN BASIN CTG 5 |  | PB2SES_CT5 | WARD | GAS | WEST | 1990 | 70 | 70 | 70 | 70 | 70 | 70 | 70 | 70 | 70 | 70
259 | REDGATE A |  | REDGATE_AGR_A | HIDALGO | GAS | SOUTH | 2016 | 56.3 | 56.3 | 56.3 | 56.3 | 56.3 | 56.3 | 56.3 | 56.3 | 56.3 | 56.3
260 | REDGATE B |  | REDGATE_AGR_B | HIDALGO | GAS | SOUTH | 2016 | 56.3 | 56.3 | 56.3 | 56.3 | 56.3 | 56.3 | 56.3 | 56.3 | 56.3 | 56.3
261 | REDGATE C |  | REDGATE_AGR_C | HIDALGO | GAS | SOUTH | 2016 | 56.3 | 56.3 | 56.3 | 56.3 | 56.3 | 56.3 | 56.3 | 56.3 | 56.3 | 56.3
262 | REDGATE D |  | REDGATE_AGR_D | HIDALGO | GAS | SOUTH | 2016 | 56.3 | 56.3 | 56.3 | 56.3 | 56.3 | 56.3 | 56.3 | 56.3 | 56.3 | 56.3
263 | R W MILLER CTG 4 |  | MIL_MILLERG4 | PALO PINTO | GAS | NORTH | 1994 | 100 | 100 | 100 | 100 | 100 | 100 | 100 | 100 | 100 | 100
264 | R W MILLER CTG 5 |  | MIL_MILLERG5 | PALO PINTO | GAS | NORTH | 1994 | 100 | 100 | 100 | 100 | 100 | 100 | 100 | 100 | 100 | 100
265 | RAY OLINGER CTG 4 |  | OLINGR_OLING_4 | COLLIN | GAS | NORTH | 2001 | 75 | 75 | 75 | 75 | 75 | 75 | 75 | 75 | 75 | 75
266 | SAM RAYBURN CTG 1 |  | RAYBURN_RAYBURG1 | VICTORIA | GAS | SOUTH | 1963 | 11 | 11 | 11 | 11 | 11 | 11 | 11 | 11 | 11 | 11
267 | SAM RAYBURN CTG 2 |  | RAYBURN_RAYBURG2 | VICTORIA | GAS | SOUTH | 1963 | 11 | 11 | 11 | 11 | 11 | 11 | 11 | 11 | 11 | 11
268 | SAN JACINTO SES CTG 1 |  | SJS_SJS_G1 | HARRIS | GAS | HOUSTON | 1995 | 80 | 80 | 80 | 80 | 80 | 80 | 80 | 80 | 80 | 80
269 | SAN JACINTO SES CTG 2 |  | SJS_SJS_G2 | HARRIS | GAS | HOUSTON | 1995 | 80 | 80 | 80 | 80 | 80 | 80 | 80 | 80 | 80 | 80
270 | SANDHILL ENERGY CENTER CTG 1 |  | SANDHSYD_SH1 | TRAVIS | GAS | SOUTH | 2001 | 47 | 47 | 47 | 47 | 47 | 47 | 47 | 47 | 47 | 47
271 | SANDHILL ENERGY CENTER CTG 2 |  | SANDHSYD_SH2 | TRAVIS | GAS | SOUTH | 2001 | 47 | 47 | 47 | 47 | 47 | 47 | 47 | 47 | 47 | 47
272 | SANDHILL ENERGY CENTER CTG 3 |  | SANDHSYD_SH3 | TRAVIS | GAS | SOUTH | 2001 | 47 | 47 | 47 | 47 | 47 | 47 | 47 | 47 | 47 | 47
273 | SANDHILL ENERGY CENTER CTG 4 |  | SANDHSYD_SH4 | TRAVIS | GAS | SOUTH | 2001 | 47 | 47 | 47 | 47 | 47 | 47 | 47 | 47 | 47 | 47
274 | SANDHILL ENERGY CENTER CTG 6 |  | SANDHSYD_SH6 | TRAVIS | GAS | SOUTH | 2010 | 47 | 47 | 47 | 47 | 47 | 47 | 47 | 47 | 47 | 47
275 | SANDHILL ENERGY CENTER CTG 7 |  | SANDHSYD_SH7 | TRAVIS | GAS | SOUTH | 2010 | 47 | 47 | 47 | 47 | 47 | 47 | 47 | 47 | 47 | 47
276 | SILAS RAY CTG 10 |  | SILASRAY_SILAS_10 | CAMERON | GAS | COASTAL | 2004 | 46 | 46 | 46 | 46 | 46 | 46 | 46 | 46 | 46 | 46
277 | SKY GLOBAL POWER ONE A |  | SKY1_SKY1A | COLORADO | GAS | SOUTH | 2016 | 26.7 | 26.7 | 26.7 | 26.7 | 26.7 | 26.7 | 26.7 | 26.7 | 26.7 | 26.7
278 | SKY GLOBAL POWER ONE B |  | SKY1_SKY1B | COLORADO | GAS | SOUTH | 2016 | 26.7 | 26.7 | 26.7 | 26.7 | 26.7 | 26.7 | 26.7 | 26.7 | 26.7 | 26.7
279 | T H WHARTON CTG 51 |  | THW_THWGT51 | HARRIS | GAS | HOUSTON | 1975 | 56 | 56 | 56 | 56 | 56 | 56 | 56 | 56 | 56 | 56
280 | T H WHARTON CTG 52 |  | THW_THWGT52 | HARRIS | GAS | HOUSTON | 1975 | 56 | 56 | 56 | 56 | 56 | 56 | 56 | 56 | 56 | 56
281 | T H WHARTON CTG 53 |  | THW_THWGT53 | HARRIS | GAS | HOUSTON | 1975 | 56 | 56 | 56 | 56 | 56 | 56 | 56 | 56 | 56 | 56
282 | T H WHARTON CTG 54 |  | THW_THWGT54 | HARRIS | GAS | HOUSTON | 1975 | 56 | 56 | 56 | 56 | 56 | 56 | 56 | 56 | 56 | 56
283 | T H WHARTON CTG 55 |  | THW_THWGT55 | HARRIS | GAS | HOUSTON | 1975 | 56 | 56 | 56 | 56 | 56 | 56 | 56 | 56 | 56 | 56
284 | T H WHARTON CTG 56 |  | THW_THWGT56 | HARRIS | GAS | HOUSTON | 1975 | 56 | 56 | 56 | 56 | 56 | 56 | 56 | 56 | 56 | 56
285 | T H WHARTON CTG G1 |  | THW_THWGT_1 | HARRIS | GAS | HOUSTON | 1967 | 13 | 13 | 13 | 13 | 13 | 13 | 13 | 13 | 13 | 13
286 | TEXAS GULF SULPHUR |  | TGF_TGFGT_1 | WHARTON | GAS | SOUTH | 1985 | 79 | 79 | 79 | 79 | 79 | 79 | 79 | 79 | 79 | 79
287 | V H BRAUNIG CTG 5 |  | BRAUNIG_VHB6CT5 | BEXAR | GAS | SOUTH | 2009 | 48 | 48 | 48 | 48 | 48 | 48 | 48 | 48 | 48 | 48
288 | V H BRAUNIG CTG 6 |  | BRAUNIG_VHB6CT6 | BEXAR | GAS | SOUTH | 2009 | 48 | 48 | 48 | 48 | 48 | 48 | 48 | 48 | 48 | 48
289 | V H BRAUNIG CTG 7 |  | BRAUNIG_VHB6CT7 | BEXAR | GAS | SOUTH | 2009 | 48 | 48 | 48 | 48 | 48 | 48 | 48 | 48 | 48 | 48
290 | V H BRAUNIG CTG 8 |  | BRAUNIG_VHB6CT8 | BEXAR | GAS | SOUTH | 2009 | 47 | 47 | 47 | 47 | 47 | 47 | 47 | 47 | 47 | 47
291 | W A PARISH CTG 1 |  | WAP_WAPGT_1 | FT. BEND | GAS | HOUSTON | 1967 | 13 | 13 | 13 | 13 | 13 | 13 | 13 | 13 | 13 | 13
292 | WINCHESTER POWER PARK CTG 1 |  | WIPOPA_WPP_G1 | FAYETTE | GAS | SOUTH | 2009 | 44 | 44 | 44 | 44 | 44 | 44 | 44 | 44 | 44 | 44
293 | WINCHESTER POWER PARK CTG 2 |  | WIPOPA_WPP_G2 | FAYETTE | GAS | SOUTH | 2009 | 44 | 44 | 44 | 44 | 44 | 44 | 44 | 44 | 44 | 44
294 | WINCHESTER POWER PARK CTG 3 |  | WIPOPA_WPP_G3 | FAYETTE | GAS | SOUTH | 2009 | 44 | 44 | 44 | 44 | 44 | 44 | 44 | 44 | 44 | 44
295 | WINCHESTER POWER PARK CTG 4 |  | WIPOPA_WPP_G4 | FAYETTE | GAS | SOUTH | 2009 | 44 | 44 | 44 | 44 | 44 | 44 | 44 | 44 | 44 | 44
296 | CEDAR BAYOU STG U1 |  | CBY_CBY_G1 | CHAMBERS | GAS | HOUSTON | 1970 | 745 | 745 | 745 | 745 | 745 | 745 | 745 | 745 | 745 | 745
297 | CEDAR BAYOU STG U2 |  | CBY_CBY_G2 | CHAMBERS | GAS | HOUSTON | 1972 | 749 | 749 | 749 | 749 | 749 | 749 | 749 | 749 | 749 | 749
298 | DANSBY STG U1 |  | DANSBY_DANSBYG1 | BRAZOS | GAS | NORTH | 1978 | 107 | 107 | 107 | 107 | 107 | 107 | 107 | 107 | 107 | 107
299 | DECKER CREEK STG U1 |  | DECKER_DPG1 | TRAVIS | GAS | SOUTH | 1971 | 315 | 315 | 315 | 315 | 315 | 315 | 315 | 315 | 315 | 315
300 | DECKER CREEK STG U2 |  | DECKER_DPG2 | TRAVIS | GAS | SOUTH | 1978 | 420 | 420 | 420 | 420 | 420 | 420 | 420 | 420 | 420 | 420
301 | GRAHAM STG U1 |  | GRSES_UNIT1 | YOUNG | GAS | WEST | 1960 | 234 | 234 | 234 | 234 | 234 | 234 | 234 | 234 | 234 | 234
302 | GRAHAM STG U2 |  | GRSES_UNIT2 | YOUNG | GAS | WEST | 1969 | 390 | 390 | 390 | 390 | 390 | 390 | 390 | 390 | 390 | 390
303 | HANDLEY STG U3 |  | HLSES_UNIT3 | TARRANT | GAS | NORTH | 1963 | 395 | 395 | 395 | 395 | 395 | 395 | 395 | 395 | 395 | 395
304 | HANDLEY STG U4 |  | HLSES_UNIT4 | TARRANT | GAS | NORTH | 1976 | 435 | 435 | 435 | 435 | 435 | 435 | 435 | 435 | 435 | 435
305 | HANDLEY STG U5 |  | HLSES_UNIT5 | TARRANT | GAS | NORTH | 1977 | 435 | 435 | 435 | 435 | 435 | 435 | 435 | 435 | 435 | 435
306 | LAKE HUBBARD STG U1 |  | LHSES_UNIT1 | DALLAS | GAS | NORTH | 1970 | 392 | 392 | 392 | 392 | 392 | 392 | 392 | 392 | 392 | 392
307 | LAKE HUBBARD STG U2 |  | LHSES_UNIT2A | DALLAS | GAS | NORTH | 1973 | 523 | 523 | 523 | 523 | 523 | 523 | 523 | 523 | 523 | 523
308 | MOUNTAIN CREEK STG U6 |  | MCSES_UNIT6 | DALLAS | GAS | NORTH | 1956 | 122 | 122 | 122 | 122 | 122 | 122 | 122 | 122 | 122 | 122
309 | MOUNTAIN CREEK STG U7 |  | MCSES_UNIT7 | DALLAS | GAS | NORTH | 1958 | 118 | 118 | 118 | 118 | 118 | 118 | 118 | 118 | 118 | 118
310 | MOUNTAIN CREEK STG U8 |  | MCSES_UNIT8 | DALLAS | GAS | NORTH | 1967 | 568 | 568 | 568 | 568 | 568 | 568 | 568 | 568 | 568 | 568
311 | O W SOMMERS STG U1 |  | CALAVERS_OWS1 | BEXAR | GAS | SOUTH | 1972 | 420 | 420 | 420 | 420 | 420 | 420 | 420 | 420 | 420 | 420
312 | O W SOMMERS STG U2 |  | CALAVERS_OWS2 | BEXAR | GAS | SOUTH | 1974 | 410 | 410 | 410 | 410 | 410 | 410 | 410 | 410 | 410 | 410
313 | POWERLANE PLANT STG U1 |  | STEAM1A_STEAM_1 | HUNT | GAS | NORTH | 1966 | 20 | 20 | 20 | 20 | 20 | 20 | 20 | 20 | 20 | 20
314 | POWERLANE PLANT STG U2 |  | STEAM_STEAM_2 | HUNT | GAS | NORTH | 1967 | 24 | 24 | 24 | 24 | 24 | 24 | 24 | 24 | 24 | 24
315 | POWERLANE PLANT STG U3 |  | STEAM_STEAM_3 | HUNT | GAS | NORTH | 1978 | 41 | 41 | 41 | 41 | 41 | 41 | 41 | 41 | 41 | 41
316 | R W MILLER STG U1 |  | MIL_MILLERG1 | PALO PINTO | GAS | NORTH | 1968 | 70 | 70 | 70 | 70 | 70 | 70 | 70 | 70 | 70 | 70
317 | R W MILLER STG U2 |  | MIL_MILLERG2 | PALO PINTO | GAS | NORTH | 1972 | 118 | 118 | 118 | 118 | 118 | 118 | 118 | 118 | 118 | 118
318 | R W MILLER STG U3 |  | MIL_MILLERG3 | PALO PINTO | GAS | NORTH | 1975 | 208 | 208 | 208 | 208 | 208 | 208 | 208 | 208 | 208 | 208
319 | RAY OLINGER STG U1 |  | OLINGR_OLING_1 | COLLIN | GAS | NORTH | 1967 | 78 | 78 | 78 | 78 | 78 | 78 | 78 | 78 | 78 | 78
320 | RAY OLINGER STG U2 |  | OLINGR_OLING_2 | COLLIN | GAS | NORTH | 1971 | 107 | 107 | 107 | 107 | 107 | 107 | 107 | 107 | 107 | 107
321 | RAY OLINGER STG U3 |  | OLINGR_OLING_3 | COLLIN | GAS | NORTH | 1975 | 146 | 146 | 146 | 146 | 146 | 146 | 146 | 146 | 146 | 146
322 | SIM GIDEON STG U1 |  | GIDEON_GIDEONG1 | BASTROP | GAS | SOUTH | 1965 | 130 | 130 | 130 | 130 | 130 | 130 | 130 | 130 | 130 | 130
323 | SIM GIDEON STG U2 |  | GIDEON_GIDEONG2 | BASTROP | GAS | SOUTH | 1968 | 135 | 135 | 135 | 135 | 135 | 135 | 135 | 135 | 135 | 135
324 | SIM GIDEON STG U3 |  | GIDEON_GIDEONG3 | BASTROP | GAS | SOUTH | 1972 | 336 | 336 | 336 | 336 | 336 | 336 | 336 | 336 | 336 | 336
325 | STRYKER CREEK STG U1 |  | SCSES_UNIT1A | CHEROKEE | GAS | NORTH | 1958 | 167 | 167 | 167 | 167 | 167 | 167 | 167 | 167 | 167 | 167
326 | STRYKER CREEK STG U2 |  | SCSES_UNIT2 | CHEROKEE | GAS | NORTH | 1965 | 502 | 502 | 502 | 502 | 502 | 502 | 502 | 502 | 502 | 502
327 | TRINIDAD STG U6 |  | TRSES_UNIT6 | HENDERSON | GAS | NORTH | 1965 | 235 | 235 | 235 | 235 | 235 | 235 | 235 | 235 | 235 | 235
328 | V H BRAUNIG STG U1 |  | BRAUNIG_VHB1 | BEXAR | GAS | SOUTH | 1966 | 217 | 217 | 217 | 217 | 217 | 217 | 217 | 217 | 217 | 217
329 | V H BRAUNIG STG U2 |  | BRAUNIG_VHB2 | BEXAR | GAS | SOUTH | 1968 | 230 | 230 | 230 | 230 | 230 | 230 | 230 | 230 | 230 | 230
330 | V H BRAUNIG STG U3 |  | BRAUNIG_VHB3 | BEXAR | GAS | SOUTH | 1970 | 412 | 412 | 412 | 412 | 412 | 412 | 412 | 412 | 412 | 412
331 | W A PARISH STG U1 |  | WAP_WAP_G1 | FT. BEND | GAS | HOUSTON | 1958 | 169 | 169 | 169 | 169 | 169 | 169 | 169 | 169 | 169 | 169
332 | W A PARISH STG U2 |  | WAP_WAP_G2 | FT. BEND | GAS | HOUSTON | 1958 | 169 | 169 | 169 | 169 | 169 | 169 | 169 | 169 | 169 | 169
333 | W A PARISH STG U3 |  | WAP_WAP_G3 | FT. BEND | GAS | HOUSTON | 1961 | 240 | 240 | 240 | 240 | 240 | 240 | 240 | 240 | 240 | 240
334 | W A PARISH STG U4 |  | WAP_WAP_G4 | FT. BEND | GAS | HOUSTON | 1968 | 527 | 527 | 527 | 527 | 527 | 527 | 527 | 527 | 527 | 527
335 | NACOGDOCHES POWER |  | NACPW_UNIT1 | NACOGDOCHES | BIOMASS | NORTH | 2012 | 105 | 105 | 105 | 105 | 105 | 105 | 105 | 105 | 105 | 105
336 | BIOENERGY AUSTIN WALZEM RD LFG |  | DG_WALZE_4UNITS | BEXAR | BIOMASS | SOUTH | 2002 | 9.8 | 9.8 | 9.8 | 9.8 | 9.8 | 9.8 | 9.8 | 9.8 | 9.8 | 9.8
337 | BIOENERGY TEXAS COVEL GARDENS LFG |  | DG_MEDIN_1UNIT | BEXAR | BIOMASS | SOUTH | 2005 | 9.6 | 9.6 | 9.6 | 9.6 | 9.6 | 9.6 | 9.6 | 9.6 | 9.6 | 9.6
338 | FORT WORTH METHANE LFG |  | DG_RDLML_1UNIT | TARRANT | BIOMASS | NORTH | 2011 | 1.6 | 1.6 | 1.6 | 1.6 | 1.6 | 1.6 | 1.6 | 1.6 | 1.6 | 1.6
339 | GRAND PRAIRIE LFG |  | DG_TRIRA_1UNIT | DALLAS | BIOMASS | NORTH | 2015 | 4 | 4 | 4 | 4 | 4 | 4 | 4 | 4 | 4 | 4
340 | MCKINNEY LFG |  | DG_MKNSW_2UNITS | COLLIN | BIOMASS | NORTH | 2011 | 3.2 | 3.2 | 3.2 | 3.2 | 3.2 | 3.2 | 3.2 | 3.2 | 3.2 | 3.2
341 | NELSON GARDENS LFG |  | DG_78252_4UNITS | BEXAR | BIOMASS | SOUTH | 2013 | 4.2 | 4.2 | 4.2 | 4.2 | 4.2 | 4.2 | 4.2 | 4.2 | 4.2 | 4.2
342 | SKYLINE LFG |  | DG_FERIS_4 UNITS | DALLAS | BIOMASS | NORTH | 2007 | 6.4 | 6.4 | 6.4 | 6.4 | 6.4 | 6.4 | 6.4 | 6.4 | 6.4 | 6.4
343 | TRINITY OAKS LFG |  | DG_KLBRG_1UNIT | DALLAS | BIOMASS | NORTH | 2011 | 3.2 | 3.2 | 3.2 | 3.2 | 3.2 | 3.2 | 3.2 | 3.2 | 3.2 | 3.2
344 | VIRIDIS ENERGY-ALVIN LFG |  | DG_AV_DG1 | GALVESTON | BIOMASS | HOUSTON | 2002 | 6.7 | 6.7 | 6.7 | 6.7 | 6.7 | 6.7 | 6.7 | 6.7 | 6.7 | 6.7
345 | VIRIDIS ENERGY-HUMBLE LFG |  | DG_HB_DG1 | HARRIS | BIOMASS | HOUSTON | 2002 | 10 | 10 | 10 | 10 | 10 | 10 | 10 | 10 | 10 | 10
346 | VIRIDIS ENERGY-LIBERTY LFG |  | DG_LB_DG1 | HARRIS | BIOMASS | HOUSTON | 2002 | 3.9 | 3.9 | 3.9 | 3.9 | 3.9 | 3.9 | 3.9 | 3.9 | 3.9 | 3.9
347 | VIRIDIS ENERGY-TRINITY BAY LFG |  | DG_TRN_DG1 | CHAMBERS | BIOMASS | HOUSTON | 2002 | 3.9 | 3.9 | 3.9 | 3.9 | 3.9 | 3.9 | 3.9 | 3.9 | 3.9 | 3.9
348 | WM RENEWABLE-AUSTIN LFG |  | DG_SPRIN_4UNITS | TRAVIS | BIOMASS | SOUTH | 2007 | 6.4 | 6.4 | 6.4 | 6.4 | 6.4 | 6.4 | 6.4 | 6.4 | 6.4 | 6.4
349 | WM RENEWABLE-DFW GAS RECOVERY LFG |  | DG_BIO2_4UNITS | DENTON | BIOMASS | NORTH | 2009 | 6.4 | 6.4 | 6.4 | 6.4 | 6.4 | 6.4 | 6.4 | 6.4 | 6.4 | 6.4
350 | WM RENEWABLE-BIOENERGY PARTNERS LFG |  | DG_BIOE_2UNITS | DENTON | BIOMASS | NORTH | 1988 | 6.2 | 6.2 | 6.2 | 6.2 | 6.2 | 6.2 | 6.2 | 6.2 | 6.2 | 6.2
351 | WM RENEWABLE-MESQUITE CREEK LFG |  | DG_FREIH_2UNITS | COMAL | BIOMASS | SOUTH | 2011 | 3.2 | 3.2 | 3.2 | 3.2 | 3.2 | 3.2 | 3.2 | 3.2 | 3.2 | 3.2
352 | WM RENEWABLE-WESTSIDE LFG |  | DG_WSTHL_3UNITS | PARKER | BIOMASS | NORTH | 2010 | 4.8 | 4.8 | 4.8 | 4.8 | 4.8 | 4.8 | 4.8 | 4.8 | 4.8 | 4.8
353 | BLUE SUMMIT BATTERY |  | BLSUMMIT_BATTERY | WILBARGER | STORAGE | WEST | 2017 | 0 | 0 | 0 | 0 | 0 | 0 | 0 | 0 | 0 | 0
354 | NOTREES BATTERY FACILITY |  | NWF_NBS | WINKLER | STORAGE | WEST | 2012 | 0 | 0 | 0 | 0 | 0 | 0 | 0 | 0 | 0 | 0
355 | ESS RABBIT HILL |  | DG_RHESS_RABBIT_1 | WILLIAMSON | STORAGE | SOUTH | 2016 | 0 | 0 | 0 | 0 | 0 | 0 | 0 | 0 | 0 | 0
356 | OCI ALAMO 1 |  | DG_OCI_ALM1_ASTRO1 | BEXAR | STORAGE | SOUTH | 2016 | 0 | 0 | 0 | 0 | 0 | 0 | 0 | 0 | 0 | 0
357 | TOS BATTERY STORAGE |  | DG_TOSBATT_UNIT1 | MIDLAND | OTHER | WEST | 2017 | 0 | 0 | 0 | 0 | 0 | 0 | 0 | 0 | 0 | 0
358 | FARMERS BRANCH LANDFILL GAS TO ENERGY |  | DG_HBR_2UNITS | DENTON | BIOMASS | NORTH | 2011 | 3.2 | 3.2 | 3.2 | 3.2 | 3.2 | 3.2 | 3.2 | 3.2 | 3.2 | 3.2
359 | Operational Capacity Total (Nuclear, Coal, Gas, Biomass) | [6 empty] | 65485.6 | 64645.6 | 64645.6 | 64645.6 | 64645.6 | 64645.6 | 64645.6 | 64645.6 | 64645.6 | 64645.6
360
361 | Operational Resources (Hydro)
362 | AMISTAD HYDRO 1 |  | AMISTAD_AMISTAG1 | VAL VERDE | HYDRO | WEST | 1983 | 37.9 | 37.9 | 37.9 | 37.9 | 37.9 | 37.9 | 37.9 | 37.9 | 37.9 | 37.9
363 | AMISTAD HYDRO 2 |  | AMISTAD_AMISTAG2 | VAL VERDE | HYDRO | WEST | 1983 | 37.9 | 37.9 | 37.9 | 37.9 | 37.9 | 37.9 | 37.9 | 37.9 | 37.9 | 37.9
364 | AUSTIN HYDRO 1 |  | AUSTPL_AUSTING1 | TRAVIS | HYDRO | SOUTH | 1940 | 8 | 8 | 8 | 8 | 8 | 8 | 8 | 8 | 8 | 8
365 | AUSTIN HYDRO 2 |  | AUSTPL_AUSTING2 | TRAVIS | HYDRO | SOUTH | 1940 | 9 | 9 | 9 | 9 | 9 | 9 | 9 | 9 | 9 | 9
366 | BUCHANAN HYDRO 1 |  | BUCHAN_BUCHANG1 | LLANO | HYDRO | SOUTH | 1938 | 16 | 16 | 16 | 16 | 16 | 16 | 16 | 16 | 16 | 16
367 | BUCHANAN HYDRO 2 |  | BUCHAN_BUCHANG2 | LLANO | HYDRO | SOUTH | 1938 | 16 | 16 | 16 | 16 | 16 | 16 | 16 | 16 | 16 | 16
368 | BUCHANAN HYDRO 3 |  | BUCHAN_BUCHANG3 | LLANO | HYDRO | SOUTH | 1950 | 17 | 17 | 17 | 17 | 17 | 17 | 17 | 17 | 17 | 17
369 | DENISON DAM 1 |  | DNDAM_DENISOG1 | GRAYSON | HYDRO | NORTH | 1944 | 40 | 40 | 40 | 40 | 40 | 40 | 40 | 40 | 40 | 40
370 | DENISON DAM 2 |  | DNDAM_DENISOG2 | GRAYSON | HYDRO | NORTH | 1948 | 40 | 40 | 40 | 40 | 40 | 40 | 40 | 40 | 40 | 40
371 | FALCON HYDRO 1 |  | FALCON_FALCONG1 | STARR | HYDRO | SOUTH | 1954 | 12 | 12 | 12 | 12 | 12 | 12 | 12 | 12 | 12 | 12
372 | FALCON HYDRO 2 |  | FALCON_FALCONG2 | STARR | HYDRO | SOUTH | 1954 | 12 | 12 | 12 | 12 | 12 | 12 | 12 | 12 | 12 | 12
373 | FALCON HYDRO 3 |  | FALCON_FALCONG3 | STARR | HYDRO | SOUTH | 1954 | 12 | 12 | 12 | 12 | 12 | 12 | 12 | 12 | 12 | 12
374 | GRANITE SHOALS HYDRO 1 |  | WIRTZ_WIRTZ_G1 | BURNET | HYDRO | SOUTH | 1951 | 29 | 29 | 29 | 29 | 29 | 29 | 29 | 29 | 29 | 29
375 | GRANITE SHOALS HYDRO 2 |  | WIRTZ_WIRTZ_G2 | BURNET | HYDRO | SOUTH | 1951 | 29 | 29 | 29 | 29 | 29 | 29 | 29 | 29 | 29 | 29
376 | INKS HYDRO 1 |  | INKSDA_INKS_G1 | LLANO | HYDRO | SOUTH | 1938 | 14 | 14 | 14 | 14 | 14 | 14 | 14 | 14 | 14 | 14
377 | MARBLE FALLS HYDRO 1 |  | MARBFA_MARBFAG1 | BURNET | HYDRO | SOUTH | 1951 | 21 | 21 | 21 | 21 | 21 | 21 | 21 | 21 | 21 | 21
378 | MARBLE FALLS HYDRO 2 |  | MARBFA_MARBFAG2 | BURNET | HYDRO | SOUTH | 1951 | 20 | 20 | 20 | 20 | 20 | 20 | 20 | 20 | 20 | 20
379 | MARSHALL FORD HYDRO 1 |  | MARSFO_MARSFOG1 | TRAVIS | HYDRO | SOUTH | 1941 | 36 | 36 | 36 | 36 | 36 | 36 | 36 | 36 | 36 | 36
380 | MARSHALL FORD HYDRO 2 |  | MARSFO_MARSFOG2 | TRAVIS | HYDRO | SOUTH | 1941 | 36 | 36 | 36 | 36 | 36 | 36 | 36 | 36 | 36 | 36
381 | MARSHALL FORD HYDRO 3 |  | MARSFO_MARSFOG3 | TRAVIS | HYDRO | SOUTH | 1941 | 29 | 29 | 29 | 29 | 29 | 29 | 29 | 29 | 29 | 29
382 | WHITNEY DAM HYDRO |  | WND_WHITNEY1 | BOSQUE | HYDRO | NORTH | 1953 | 24 | 24 | 24 | 24 | 24 | 24 | 24 | 24 | 24 | 24
383 | WHITNEY DAM HYDRO 2 |  | WND_WHITNEY2 | BOSQUE | HYDRO | NORTH | 1953 | 24 | 24 | 24 | 24 | 24 | 24 | 24 | 24 | 24 | 24
384 | ARLINGTON OUTLET HYDROELECTRIC FACILITY |  | DG_OAKHL_1UNIT | TARRANT | HYDRO | NORTH | 2014 | 1.4 | 1.4 | 1.4 | 1.4 | 1.4 | 1.4 | 1.4 | 1.4 | 1.4 | 1.4
385 | EAGLE PASS HYDRO |  | DG_EAGLE_HY_EAGLE_HY1 | MAVERICK | HYDRO | SOUTH | 2005 | 9.6 | 9.6 | 9.6 | 9.6 | 9.6 | 9.6 | 9.6 | 9.6 | 9.6 | 9.6
386 | GUADALUPE BLANCO RIVER AUTH-CANYON |  | DG_CANYHY_CANYHYG1 | COMAL | HYDRO | SOUTH | 1989 | 6 | 6 | 6 | 6 | 6 | 6 | 6 | 6 | 6 | 6
387 | GUADALUPE BLANCO RIVER AUTH-LAKEWOOD TAP |  | DG_LKWDT_2UNITS | GONZALES | HYDRO | SOUTH | 1931 | 4.8 | 4.8 | 4.8 | 4.8 | 4.8 | 4.8 | 4.8 | 4.8 | 4.8 | 4.8
388 | GUADALUPE BLANCO RIVER AUTH-MCQUEENEY |  | DG_MCQUE_5UNITS | GUADALUPE | HYDRO | SOUTH | 1928 | 7.7 | 7.7 | 7.7 | 7.7 | 7.7 | 7.7 | 7.7 | 7.7 | 7.7 | 7.7
389 | GUADALUPE BLANCO RIVER AUTH-SCHUMANSVILLE |  | DG_SCHUM_2UNITS | GUADALUPE | HYDRO | SOUTH | 1928 | 3.6 | 3.6 | 3.6 | 3.6 | 3.6 | 3.6 | 3.6 | 3.6 | 3.6 | 3.6
390 | LEWISVILLE HYDRO-CITY OF GARLAND |  | DG_LWSVL_1UNIT | DENTON | HYDRO | NORTH | 1991 | 2.2 | 2.2 | 2.2 | 2.2 | 2.2 | 2.2 | 2.2 | 2.2 | 2.2 | 2.2
391 | Operational Capacity Total (Hydro) | [6 empty] | 555.1 | 555.1 | 555.1 | 555.1 | 555.1 | 555.1 | 555.1 | 555.1 | 555.1 | 555.1
392 | Hydro Capacity Contribution (Top 20 Hours) |  | HYDRO_CAP_CONT |  |  |  |  | 466.9 | 466.9 | 466.9 | 466.9 | 466.9 | 466.9 | 466.9 | 466.9 | 466.9 | 466.9
393
394 | Operational Capacity Unavailable due to Extended Outage or Derate |  | OPERATION_UNAVAIL |  |  |  |  | -695 | -695 | -695 | -695 | -695 | -695 | -695 | -695 | -695 | -695
395 | Operational Capacity Total (Including Hydro) |  | OPERATION_TOTAL |  |  |  |  | 65257.5 | 64417.5 | 64417.5 | 64417.5 | 64417.5 | 64417.5 | 64417.5 | 64417.5 | 64417.5 | 64417.5
396
397 | Operational Resources (Switchable)
398 | ANTELOPE IC 1 |  | AEEC_ANTLP_1 | HALE | GAS | PANHANDLE | 2016 | 54.6 | 54.6 | 54.6 | 54.6 | 54.6 | 54.6 | 54.6 | 54.6 | 54.6 | 54.6
399 | ANTELOPE IC 2 |  | AEEC_ANTLP_2 | HALE | GAS | PANHANDLE | 2016 | 54.6 | 54.6 | 54.6 | 54.6 | 54.6 | 54.6 | 54.6 | 54.6 | 54.6 | 54.6
400 | ANTELOPE IC 3 |  | AEEC_ANTLP_3 | HALE | GAS | PANHANDLE | 2016 | 54.6 | 54.6 | 54.6 | 54.6 | 54.6 | 54.6 | 54.6 | 54.6 | 54.6 | 54.6
401 | ELK STATION CTG 1 |  | AEEC_ELK_1 | HALE | GAS | PANHANDLE | 2016 | 190 | 190 | 190 | 190 | 190 | 190 | 190 | 190 | 190 | 190
402 | ELK STATION CTG 2 |  | AEEC_ELK_2 | HALE | GAS | PANHANDLE | 2016 | 190 | 190 | 190 | 190 | 190 | 190 | 190 | 190 | 190 | 190
403 | TENASKA KIAMICHI STATION 1CT101 |  | KMCHI_1CT101 | FANNIN | GAS | NORTH | 2003 | 153 | 153 | 153 | 153 | 153 | 153 | 153 | 153 | 153 | 153
404 | TENASKA KIAMICHI STATION 1CT201 |  | KMCHI_1CT201 | FANNIN | GAS | NORTH | 2003 | 155 | 155 | 155 | 155 | 155 | 155 | 155 | 155 | 155 | 155
405 | TENASKA KIAMICHI STATION 1ST |  | KMCHI_1ST | FANNIN | GAS | NORTH | 2003 | 315 | 315 | 315 | 315 | 315 | 315 | 315 | 315 | 315 | 315
406 | TENASKA KIAMICHI STATION 2CT101 |  | KMCHI_2CT101 | FANNIN | GAS | NORTH | 2003 | 153 | 153 | 153 | 153 | 153 | 153 | 153 | 153 | 153 | 153
407 | TENASKA KIAMICHI STATION 2CT201 |  | KMCHI_2CT201 | FANNIN | GAS | NORTH | 2003 | 155 | 155 | 155 | 155 | 155 | 155 | 155 | 155 | 155 | 155
408 | TENASKA KIAMICHI STATION 2ST |  | KMCHI_2ST | FANNIN | GAS | NORTH | 2003 | 315 | 315 | 315 | 315 | 315 | 315 | 315 | 315 | 315 | 315
409 | TENASKA FRONTIER STATION CTG 1 |  | FTR_FTR_G1 | GRIMES | GAS | NORTH | 2000 | 160 | 160 | 160 | 160 | 160 | 160 | 160 | 160 | 160 | 160
410 | TENASKA FRONTIER STATION CTG 2 |  | FTR_FTR_G2 | GRIMES | GAS | NORTH | 2000 | 160 | 160 | 160 | 160 | 160 | 160 | 160 | 160 | 160 | 160
411 | TENASKA FRONTIER STATION CTG 3 |  | FTR_FTR_G3 | GRIMES | GAS | NORTH | 2000 | 160 | 160 | 160 | 160 | 160 | 160 | 160 | 160 | 160 | 160
412 | TENASKA FRONTIER STATION STG 4 |  | FTR_FTR_G4 | GRIMES | GAS | NORTH | 2000 | 400 | 400 | 400 | 400 | 400 | 400 | 400 | 400 | 400 | 400
413 | TENASKA GATEWAY STATION CTG 1 |  | TGCCS_CT1 | RUSK | GAS | NORTH | 2001 | 156 | 156 | 156 | 156 | 156 | 156 | 156 | 156 | 156 | 156
414 | TENASKA GATEWAY STATION CTG 2 |  | TGCCS_CT2 | RUSK | GAS | NORTH | 2001 | 135 | 135 | 135 | 135 | 135 | 135 | 135 | 135 | 135 | 135
415 | TENASKA GATEWAY STATION CTG 3 |  | TGCCS_CT3 | RUSK | GAS | NORTH | 2001 | 153 | 153 | 153 | 153 | 153 | 153 | 153 | 153 | 153 | 153
416 | TENASKA GATEWAY STATION STG 4 |  | TGCCS_UNIT4 | RUSK | GAS | NORTH | 2001 | 402 | 402 | 402 | 402 | 402 | 402 | 402 | 402 | 402 | 402
417 | Switchable Capacity Total | [6 empty] | 3515.8 | 3515.8 | 3515.8 | 3515.8 | 3515.8 | 3515.8 | 3515.8 | 3515.8 | 3515.8 | 3515.8
418
419 | Switchable Capacity Unavailable to ERCOT
420 | ANTELOPE IC 1 |  | AEEC_ANTLP_1_UNAVAIL | HALE | GAS | PANHANDLE | 2017 | -54.6 | -54.6 | -54.6 | -54.6 | -54.6 | -54.6 | -54.6 | -54.6 | -54.6 | -54.6
421 | ANTELOPE IC 2 |  | AEEC_ANTLP_2_UNAVAIL | HALE | GAS | PANHANDLE | 2017 | -54.6 | -54.6 | -54.6 | -54.6 | -54.6 | -54.6 | -54.6 | -54.6 | -54.6 | -54.6
422 | ANTELOPE IC 3 |  | AEEC_ANTLP_3_UNAVAIL | HALE | GAS | PANHANDLE | 2017 | -54.6 | -54.6 | -54.6 | -54.6 | -54.6 | -54.6 | -54.6 | -54.6 | -54.6 | -54.6
423 | ELK STATION CTG 1 |  | AEEC_ELK_1_UNAVAIL | HALE | GAS | PANHANDLE | 2017 | -190 | -190 | -190 | -190 | -190 | -190 | -190 | -190 | -190 | -190
424 | ELK STATION CTG 2 |  | AEEC_ELK_2_UNAVAIL | HALE | GAS | PANHANDLE | 2017 | -190 | -190 | -190 | -190 | -190 | -190 | -190 | -190 | -190 | -190
425 | TENASKA FRONTIER STATION |  | FTR_FTR_UNAVAIL | FANNIN | GAS | NORTH | 2016 | -300 | -300 | -300 | 0 | 0 | 0 | 0 | 0 | 0 | 0
426 | Switchable Capacity Unavailable to ERCOT |  | SWITCH_UNAVAIL |  | GAS |  |  | -843.8 | -843.8 | -843.8 | -543.8 | -543.8 | -543.8 | -543.8 | -543.8 | -543.8 | -543.8
427
428 | Available Mothball Capacity based on Owner's Return Probability |  | MOTH_AVAIL |  | GAS |  |  | 118 | 118 | 118 | 118 | 118 | 118 | 118 | 118 | 118 | 118
429
430 | Private-Use Network Capacity Contribution (Top 20 Hours) |  | PUN_CAP_CONT |  | GAS |  |  | 3108.4 | 3108.4 | 3108.4 | 3108.4 | 3108.4 | 3108.4 | 3108.4 | 3108.4 | 3108.4 | 3108.4
431 | Private-Use Network Forecast Adjustment (per Protocol 10.3.2.4) |  | PUN_CAP_ADJUST |  | GAS |  |  | 232.31 | 161.31 | 132.31 | 192.31 | 192.31 | 182.31 | 182.31 | 182.31 | 182.31 | 182.31
432
433 | Operational Resources (Wind)
434 | ANACACHO WIND |  | ANACACHO_ANA | KINNEY | WIND | SOUTH | 2012 | 99.8 | 99.8 | 99.8 | 99.8 | 99.8 | 99.8 | 99.8 | 99.8 | 99.8 | 99.8
435 | BARTON CHAPEL WIND |  | BRTSW_BCW1 | JACK | WIND | NORTH | 2007 | 120 | 120 | 120 | 120 | 120 | 120 | 120 | 120 | 120 | 120
436 | BLUE SUMMIT WIND 5 |  | BLSUMMIT_BLSMT1_5 | WILBARGER | WIND | WEST | 2013 | 9 | 9 | 9 | 9 | 9 | 9 | 9 | 9 | 9 | 9
437 | BLUE SUMMIT WIND 6 |  | BLSUMMIT_BLSMT1_6 | WILBARGER | WIND | WEST | 2013 | 126.4 | 126.4 | 126.4 | 126.4 | 126.4 | 126.4 | 126.4 | 126.4 | 126.4 | 126.4
438 | BOBCAT BLUFF WIND |  | BCATWIND_WIND_1 | ARCHER | WIND | WEST | 2012 | 150 | 150 | 150 | 150 | 150 | 150 | 150 | 150 | 150 | 150
439 | BRISCOE WIND |  | BRISCOE_WIND | BRISCOE | WIND | PANHANDLE | 2015 | 149.8 | 149.8 | 149.8 | 149.8 | 149.8 | 149.8 | 149.8 | 149.8 | 149.8 | 149.8
440 | BUCKTHORN WIND 1 A |  | BUCKTHRN_UNIT1 | ERATH | WIND | NORTH | 2017 | 44.9 | 44.9 | 44.9 | 44.9 | 44.9 | 44.9 | 44.9 | 44.9 | 44.9 | 44.9
441 | BUCKTHORN WIND 1 B |  | BUCKTHRN_UNIT2 | ERATH | WIND | NORTH | 2017 | 55.7 | 55.7 | 55.7 | 55.7 | 55.7 | 55.7 | 55.7 | 55.7 | 55.7 | 55.7
442 | BUFFALO GAP WIND 1 |  | BUFF_GAP_UNIT1 | TAYLOR | WIND | WEST | 2006 | 120.6 | 120.6 | 120.6 | 120.6 | 120.6 | 120.6 | 120.6 | 120.6 | 120.6 | 120.6
443 | BUFFALO GAP WIND 2_1 |  | BUFF_GAP_UNIT2_1 | TAYLOR | WIND | WEST | 2007 | 115.5 | 115.5 | 115.5 | 115.5 | 115.5 | 115.5 | 115.5 | 115.5 | 115.5 | 115.5
444 | BUFFALO GAP WIND 2_2 |  | BUFF_GAP_UNIT2_2 | TAYLOR | WIND | WEST | 2007 | 117 | 117 | 117 | 117 | 117 | 117 | 117 | 117 | 117 | 117
445 | BUFFALO GAP WIND 3 |  | BUFF_GAP_UNIT3 | TAYLOR | WIND | WEST | 2008 | 170.2 | 170.2 | 170.2 | 170.2 | 170.2 | 170.2 | 170.2 | 170.2 | 170.2 | 170.2
446 | BULL CREEK WIND U1 |  | BULLCRK_WND1 | BORDEN | WIND | WEST | 2009 | 88 | 88 | 88 | 88 | 88 | 88 | 88 | 88 | 88 | 88
447 | BULL CREEK WIND U2 |  | BULLCRK_WND2 | BORDEN | WIND | WEST | 2009 | 90 | 90 | 90 | 90 | 90 | 90 | 90 | 90 | 90 | 90
448 | CALLAHAN WIND |  | CALLAHAN_WND1 | CALLAHAN | WIND | WEST | 2004 | 114 | 114 | 114 | 114 | 114 | 114 | 114 | 114 | 114 | 114
449 | CAMP SPRINGS WIND 1 |  | CSEC_CSECG1 | SCURRY | WIND | WEST | 2007 | 130.5 | 130.5 | 130.5 | 130.5 | 130.5 | 130.5 | 130.5 | 130.5 | 130.5 | 130.5
450 | CAMP SPRINGS WIND 2 |  | CSEC_CSECG2 | SCURRY | WIND | WEST | 2007 | 120 | 120 | 120 | 120 | 120 | 120 | 120 | 120 | 120 | 120
451 | CAPRICORN RIDGE WIND 1 |  | CAPRIDGE_CR1 | STERLING | WIND | WEST | 2007 | 214.5 | 214.5 | 214.5 | 214.5 | 214.5 | 214.5 | 214.5 | 214.5 | 214.5 | 214.5
452 | CAPRICORN RIDGE WIND 2 |  | CAPRIDGE_CR3 | STERLING | WIND | WEST | 2008 | 186 | 186 | 186 | 186 | 186 | 186 | 186 | 186 | 186 | 186
453 | CAPRICORN RIDGE WIND 3 |  | CAPRIDGE_CR2 | STERLING | WIND | WEST | 2007 | 149.5 | 149.5 | 149.5 | 149.5 | 149.5 | 149.5 | 149.5 | 149.5 | 149.5 | 149.5
454 | CAPRICORN RIDGE WIND 4 |  | CAPRIDG4_CR4 | COKE | WIND | WEST | 2008 | 112.5 | 112.5 | 112.5 | 112.5 | 112.5 | 112.5 | 112.5 | 112.5 | 112.5 | 112.5
455 | CEDRO HILL WIND 1 |  | CEDROHIL_CHW1 | WEBB | WIND | SOUTH | 2010 | 75 | 75 | 75 | 75 | 75 | 75 | 75 | 75 | 75 | 75
456 | CEDRO HILL WIND 2 |  | CEDROHIL_CHW2 | WEBB | WIND | SOUTH | 2010 | 75 | 75 | 75 | 75 | 75 | 75 | 75 | 75 | 75 | 75
457 | CHAMPION WIND |  | CHAMPION_UNIT1 | NOLAN | WIND | WEST | 2008 | 126.5 | 126.5 | 126.5 | 126.5 | 126.5 | 126.5 | 126.5 | 126.5 | 126.5 | 126.5
458 | COTTON PLAINS WIND |  | COTPLNS_COTTONPL | FLOYD | WIND | NORTH | 2017 | 50.4 | 50.4 | 50.4 | 50.4 | 50.4 | 50.4 | 50.4 | 50.4 | 50.4 | 50.4
459 | DERMOTT WIND 1_1 |  | DERMOTT_UNIT1 | SCURRY | WIND | WEST | 2017 | 126.5 | 126.5 | 126.5 | 126.5 | 126.5 | 126.5 | 126.5 | 126.5 | 126.5 | 126.5
460 | DERMOTT WIND 1_2 |  | DERMOTT_UNIT2 | SCURRY | WIND | WEST | 2017 | 126.5 | 126.5 | 126.5 | 126.5 | 126.5 | 126.5 | 126.5 | 126.5 | 126.5 | 126.5
461 | DESERT SKY WIND 1 |  | INDNENR_INDNENR | PECOS | WIND | WEST | 2002 | 84 | 84 | 84 | 84 | 84 | 84 | 84 | 84 | 84 | 84
462 | DESERT SKY WIND 2 |  | INDNENR_INDNENR_2 | PECOS | WIND | WEST | 2002 | 76.5 | 76.5 | 76.5 | 76.5 | 76.5 | 76.5 | 76.5 | 76.5 | 76.5 | 76.5
463 | DOUG COLBECK'S CORNER (CONWAY) A |  | GRANDVW1_COLA | CARSON | WIND | PANHANDLE | 2016 | 100.2 | 100.2 | 100.2 | 100.2 | 100.2 | 100.2 | 100.2 | 100.2 | 100.2 | 100.2
464 | DOUG COLBECK'S CORNER (CONWAY) B |  | GRANDVW1_COLB | CARSON | WIND | PANHANDLE | 2016 | 100.2 | 100.2 | 100.2 | 100.2 | 100.2 | 100.2 | 100.2 | 100.2 | 100.2 | 100.2
465 | ELBOW CREEK WIND |  | ELB_ELBCREEK | HOWARD | WIND | WEST | 2008 | 118.7 | 118.7 | 118.7 | 118.7 | 118.7 | 118.7 | 118.7 | 118.7 | 118.7 | 118.7
466 | ELECTRA WIND 1 |  | DIGBY_UNIT1 | WILBARGER | WIND | WEST | 2017 | 98.9 | 98.9 | 98.9 | 98.9 | 98.9 | 98.9 | 98.9 | 98.9 | 98.9 | 98.9
467 | ELECTRA WIND 2 |  | DIGBY_UNIT2 | WILBARGER | WIND | WEST | 2017 | 131.1 | 131.1 | 131.1 | 131.1 | 131.1 | 131.1 | 131.1 | 131.1 | 131.1 | 131.1
468 | FALVEZ ASTRA WIND |  | ASTRA_UNIT1 | RANDALL | WIND | PANHANDLE | 2017 | 163.2 | 163.2 | 163.2 | 163.2 | 163.2 | 163.2 | 163.2 | 163.2 | 163.2 | 163.2
469 | FLUVANNA RENEWABLE 1 A |  | FLUVANNA_UNIT1 | SCURRY | WIND | WEST | 2017 | 79.8 | 79.8 | 79.8 | 79.8 | 79.8 | 79.8 | 79.8 | 79.8 | 79.8 | 79.8
470 | FLUVANNA RENEWABLE 1 B |  | FLUVANNA_UNIT2 | SCURRY | WIND | WEST | 2017 | 75.6 | 75.6 | 75.6 | 75.6 | 75.6 | 75.6 | 75.6 | 75.6 | 75.6 | 75.6
471 | FOREST CREEK WIND |  | MCDLD_FCW1 | GLASSCOCK | WIND | WEST | 2007 | 124.2 | 124.2 | 124.2 | 124.2 | 124.2 | 124.2 | 124.2 | 124.2 | 124.2 | 124.2
472 | GOAT WIND |  | GOAT_GOATWIND | STERLING | WIND | WEST | 2008 | 80 | 80 | 80 | 80 | 80 | 80 | 80 | 80 | 80 | 80
473 | GOAT WIND 2 |  | GOAT_GOATWIN2 | STERLING | WIND | WEST | 2010 | 69.6 | 69.6 | 69.6 | 69.6 | 69.6 | 69.6 | 69.6 | 69.6 | 69.6 | 69.6
474 | GOLDTHWAITE WIND 1 |  | GWEC_GWEC_G1 | MILLS | WIND | NORTH | 2014 | 148.6 | 148.6 | 148.6 | 148.6 | 148.6 | 148.6 | 148.6 | 148.6 | 148.6 | 148.6
475 | GRANDVIEW WIND 1 (CONWAY) GV1A |  | GRANDVW1_GV1A | CARSON | WIND | PANHANDLE | 2014 | 107.4 | 107.4 | 107.4 | 107.4 | 107.4 | 107.4 | 107.4 | 107.4 | 107.4 | 107.4
476 | GRANDVIEW WIND 1 (CONWAY) GV1B |  | GRANDVW1_GV1B | CARSON | WIND | PANHANDLE | 2014 | 103.8 | 103.8 | 103.8 | 103.8 | 103.8 | 103.8 | 103.8 | 103.8 | 103.8 | 103.8
477 | GREEN MOUNTAIN WIND (BRAZOS) U1 |  | BRAZ_WND_WND1 | SCURRY | WIND | WEST | 2003 | 99 | 99 | 99 | 99 | 99 | 99 | 99 | 99 | 99 | 99
478 | GREEN MOUNTAIN WIND (BRAZOS) U2 |  | BRAZ_WND_WND2 | SCURRY | WIND | WEST | 2003 | 61 | 61 | 61 | 61 | 61 | 61 | 61 | 61 | 61 | 61
479 | GREEN PASTURES WIND I |  | GPASTURE_WIND_I | BAYLOR | WIND | WEST | 2015 | 150 | 150 | 150 | 150 | 150 | 150 | 150 | 150 | 150 | 150
480 | VERTIGO WIND (FORMERLY GREEN PASTURES WIND 2) |  | VERTIGO_WIND_I | BAYLOR | WIND | WEST | 2015 | 150 | 150 | 150 | 150 | 150 | 150 | 150 | 150 | 150 | 150
481 | GUNSIGHT MOUNTAIN WIND |  | GUNMTN_G1 | HOWARD | WIND | WEST | 2016 | 119.9 | 119.9 | 119.9 | 119.9 | 119.9 | 119.9 | 119.9 | 119.9 | 119.9 | 119.9
482 | HACKBERRY WIND |  | HWF_HWFG1 | SHACKELFORD | WIND | WEST | 2008 | 163.5 | 163.5 | 163.5 | 163.5 | 163.5 | 163.5 | 163.5 | 163.5 | 163.5 | 163.5
483 | HEREFORD WIND G |  | HRFDWIND_WIND_G | DEAF SMITH | WIND | PANHANDLE | 2015 | 99.9 | 99.9 | 99.9 | 99.9 | 99.9 | 99.9 | 99.9 | 99.9 | 99.9 | 99.9
484 | HEREFORD WIND V |  | HRFDWIND_WIND_V | DEAF SMITH | WIND | PANHANDLE | 2015 | 100 | 100 | 100 | 100 | 100 | 100 | 100 | 100 | 100 | 100
485 | HIDALGO & STARR WIND 11 |  | MIRASOLE_MIR11 | HIDALGO | WIND | SOUTH | 2016 | 52 | 52 | 52 | 52 | 52 | 52 | 52 | 52 | 52 | 52
486 | HIDALGO & STARR WIND 12 |  | MIRASOLE_MIR12 | HIDALGO | WIND | SOUTH | 2016 | 98 | 98 | 98 | 98 | 98 | 98 | 98 | 98 | 98 | 98
487 | HIDALGO & STARR WIND 21 |  | MIRASOLE_MIR21 | HIDALGO | WIND | SOUTH | 2016 | 100 | 100 | 100 | 100 | 100 | 100 | 100 | 100 | 100 | 100
488 | HORSE CREEK WIND 1 |  | HORSECRK_UNIT1 | HASKELL | WIND | WEST | 2017 | 131.1 | 131.1 | 131.1 | 131.1 | 131.1 | 131.1 | 131.1 | 131.1 | 131.1 | 131.1
489 | HORSE CREEK WIND 2 |  | HORSECRK_UNIT2 | HASKELL | WIND | WEST | 2017 | 98.9 | 98.9 | 98.9 | 98.9 | 98.9 | 98.9 | 98.9 | 98.9 | 98.9 | 98.9
490 | HORSE HOLLOW WIND 1 |  | H_HOLLOW_WND1 | TAYLOR | WIND | WEST | 2005 | 206.6 | 206.6 | 206.6 | 206.6 | 206.6 | 206.6 | 206.6 | 206.6 | 206.6 | 206.6
491 | HORSE HOLLOW WIND 2 |  | HHOLLOW2_WIND1 | TAYLOR | WIND | WEST | 2006 | 158 | 158 | 158 | 158 | 158 | 158 | 158 | 158 | 158 | 158
492 | HORSE HOLLOW WIND 3 |  | HHOLLOW3_WND_1 | TAYLOR | WIND | WEST | 2006 | 223.5 | 223.5 | 223.5 | 223.5 | 223.5 | 223.5 | 223.5 | 223.5 | 223.5 | 223.5
493 | HORSE HOLLOW WIND 4 |  | HHOLLOW4_WND1 | TAYLOR | WIND | WEST | 2006 | 115 | 115 | 115 | 115 | 115 | 115 | 115 | 115 | 115 | 115
494 | INADALE WIND 1 |  | INDL_INADALE1 | NOLAN | WIND | WEST | 2008 | 95 | 95 | 95 | 95 | 95 | 95 | 95 | 95 | 95 | 95
495 | INADALE WIND 2 |  | INDL_INADALE2 | NOLAN | WIND | WEST | 2008 | 102 | 102 | 102 | 102 | 102 | 102 | 102 | 102 | 102 | 102
496 | INDIAN MESA WIND |  | INDNNWP_INDNNWP | PECOS | WIND | WEST | 2001 | 82.5 | 82.5 | 82.5 | 82.5 | 82.5 | 82.5 | 82.5 | 82.5 | 82.5 | 82.5
497 | JAVELINA I WIND 18 |  | BORDAS_JAVEL18 | WEBB | WIND | SOUTH | 2015 | 19.7 | 19.7 | 19.7 | 19.7 | 19.7 | 19.7 | 19.7 | 19.7 | 19.7 | 19.7
498 | JAVELINA I WIND 20 |  | BORDAS_JAVEL20 | WEBB | WIND | SOUTH | 2015 | 230 | 230 | 230 | 230 | 230 | 230 | 230 | 230 | 230 | 230
499 | JAVELINA II WIND 1 |  | BORDAS2_JAVEL2_A | WEBB | WIND | SOUTH | 2017 | 96 | 96 | 96 | 96 | 96 | 96 | 96 | 96 | 96 | 96
500 | JAVELINA II WIND 2 |  | BORDAS2_JAVEL2_B | WEBB | WIND | SOUTH | 2017 | 74 | 74 | 74 | 74 | 74 | 74 | 74 | 74 | 74 | 74
501 | JAVELINA II WIND 3 |  | BORDAS2_JAVEL2_C | WEBB | WIND | SOUTH | 2017 | 30 | 30 | 30 | 30 | 30 | 30 | 30 | 30 | 30 | 30
502 | JUMBO ROAD WIND 1 |  | HRFDWIND_JRDWIND1 | DEAF SMITH | WIND | PANHANDLE | 2015 | 146.2 | 146.2 | 146.2 | 146.2 | 146.2 | 146.2 | 146.2 | 146.2 | 146.2 | 146.2
503 | JUMBO ROAD WIND 2 |  | HRFDWIND_JRDWIND2 | DEAF SMITH | WIND | PANHANDLE | 2015 | 153.6 | 153.6 | 153.6 | 153.6 | 153.6 | 153.6 | 153.6 | 153.6 | 153.6 | 153.6
504 | KEECHI WIND 138 KV JOPLIN |  | KEECHI_U1 | JACK | WIND | NORTH | 2015 | 110 | 110 | 110 | 110 | 110 | 110 | 110 | 110 | 110 | 110
505 | KING MOUNTAIN WIND (NE) |  | KING_NE_KINGNE | UPTON | WIND | WEST | 2001 | 79.3 | 79.3 | 79.3 | 79.3 | 79.3 | 79.3 | 79.3 | 79.3 | 79.3 | 79.3
506 | KING MOUNTAIN WIND (NW) |  | KING_NW_KINGNW | UPTON | WIND | WEST | 2001 | 79.3 | 79.3 | 79.3 | 79.3 | 79.3 | 79.3 | 79.3 | 79.3 | 79.3 | 79.3
507 | KING MOUNTAIN WIND (SE) |  | KING_SE_KINGSE | UPTON | WIND | WEST | 2001 | 40.3 | 40.3 | 40.3 | 40.3 | 40.3 | 40.3 | 40.3 | 40.3 | 40.3 | 40.3
508 | KING MOUNTAIN WIND (SW) |  | KING_SW_KINGSW | UPTON | WIND | WEST | 2001 | 79.3 | 79.3 | 79.3 | 79.3 | 79.3 | 79.3 | 79.3 | 79.3 | 79.3 | 79.3
509 | LANGFORD WIND POWER |  | LGD_LANGFORD | TOM GREEN | WIND | WEST | 2009 | 155 | 155 | 155 | 155 | 155 | 155 | 155 | 155 | 155 | 155
510 | LOGANS GAP WIND I U1 |  | LGW_UNIT1 | COMANCHE | WIND | NORTH | 2015 | 103.8 | 103.8 | 103.8 | 103.8 | 103.8 | 103.8 | 103.8 | 103.8 | 103.8 | 103.8
511 | LOGANS GAP WIND I U2 |  | LGW_UNIT2 | COMANCHE | WIND | NORTH | 2015 | 106.3 | 106.3 | 106.3 | 106.3 | 106.3 | 106.3 | 106.3 | 106.3 | 106.3 | 106.3
512 | LONE STAR WIND 1 (MESQUITE) |  | LNCRK_G83 | SHACKELFORD | WIND | WEST | 2006 | 200 | 200 | 200 | 200 | 200 | 200 | 200 | 200 | 200 | 200
513 | LONE STAR WIND 2 (POST OAK) U1 |  | LNCRK2_G871 | SHACKELFORD | WIND | WEST | 2007 | 100 | 100 | 100 | 100 | 100 | 100 | 100 | 100 | 100 | 100
514 | LONE STAR WIND 2 (POST OAK) U2 |  | LNCRK2_G872 | SHACKELFORD | WIND | WEST | 2007 | 100 | 100 | 100 | 100 | 100 | 100 | 100 | 100 | 100 | 100
515 | LONGHORN WIND NORTH U1 |  | LHORN_N_UNIT1 | FLOYD | WIND | PANHANDLE | 2015 | 100 | 100 | 100 | 100 | 100 | 100 | 100 | 100 | 100 | 100
516 | LONGHORN WIND NORTH U2 |  | LHORN_N_UNIT2 | FLOYD | WIND | PANHANDLE | 2015 | 100 | 100 | 100 | 100 | 100 | 100 | 100 | 100 | 100 | 100
517 | LORAINE WINDPARK I |  | LONEWOLF_G1 | MITCHELL | WIND | WEST | 2010 | 49.5 | 49.5 | 49.5 | 49.5 | 49.5 | 49.5 | 49.5 | 49.5 | 49.5 | 49.5
518 | LORAINE WINDPARK II |  | LONEWOLF_G2 | MITCHELL | WIND | WEST | 2010 | 51 | 51 | 51 | 51 | 51 | 51 | 51 | 51 | 51 | 51
519 | LORAINE WINDPARK III |  | LONEWOLF_G3 | MITCHELL | WIND | WEST | 2011 | 25.5 | 25.5 | 25.5 | 25.5 | 25.5 | 25.5 | 25.5 | 25.5 | 25.5 | 25.5
520 | LORAINE WINDPARK IV |  | LONEWOLF_G4 | MITCHELL | WIND | WEST | 2011 | 24 | 24 | 24 | 24 | 24 | 24 | 24 | 24 | 24 | 24
521 | LOS VIENTOS III WIND |  | LV3_UNIT_1 | STARR | WIND | SOUTH | 2015 | 200 | 200 | 200 | 200 | 200 | 200 | 200 | 200 | 200 | 200
522 | LOS VIENTOS IV WIND |  | LV4_UNIT_1 | STARR | WIND | SOUTH | 2016 | 200 | 200 | 200 | 200 | 200 | 200 | 200 | 200 | 200 | 200
523 | LOS VIENTOS V WIND |  | LV5_UNIT_1 | STARR | WIND | SOUTH | 2016 | 110 | 110 | 110 | 110 | 110 | 110 | 110 | 110 | 110 | 110
524 | MARIAH DEL NORTE 1 |  | MARIAH_NORTE1 | PARMER | WIND | PANHANDLE | 2017 | 115.2 | 115.2 | 115.2 | 115.2 | 115.2 | 115.2 | 115.2 | 115.2 | 115.2 | 115.2
525 | MARIAH DEL NORTE 2 |  | MARIAH_NORTE2 | PARMER | WIND | PANHANDLE | 2017 | 115.2 | 115.2 | 115.2 | 115.2 | 115.2 | 115.2 | 115.2 | 115.2 | 115.2 | 115.2
526 | MESQUITE CREEK WIND 1 |  | MESQCRK_WND1 | DAWSON | WIND | WEST | 2015 | 105.6 | 105.6 | 105.6 | 105.6 | 105.6 | 105.6 | 105.6 | 105.6 | 105.6 | 105.6
527 | MESQUITE CREEK WIND 2 |  | MESQCRK_WND2 | DAWSON | WIND | WEST | 2015 | 105.6 | 105.6 | 105.6 | 105.6 | 105.6 | 105.6 | 105.6 | 105.6 | 105.6 | 105.6
528 | MIAMI WIND G1 |  | MIAM1_G1 | GRAY | WIND | PANHANDLE | 2014 | 144.3 | 144.3 | 144.3 | 144.3 | 144.3 | 144.3 | 144.3 | 144.3 | 144.3 | 144.3
529 | MIAMI WIND G2 |  | MIAM1_G2 | GRAY | WIND | PANHANDLE | 2014 | 144.3 | 144.3 | 144.3 | 144.3 | 144.3 | 144.3 | 144.3 | 144.3 | 144.3 | 144.3
530 | MCADOO WIND |  | MWEC_G1 | DICKENS | WIND | PANHANDLE | 2008 | 150 | 150 | 150 | 150 | 150 | 150 | 150 | 150 | 150 | 150
531 | NOTREES WIND 1 |  | NWF_NWF1 | WINKLER | WIND | WEST | 2009 | 92.6 | 92.6 | 92.6 | 92.6 | 92.6 | 92.6 | 92.6 | 92.6 | 92.6 | 92.6
532 | NOTREES WIND 2 |  | NWF_NWF2 | WINKLER | WIND | WEST | 2009 | 60 | 60 | 60 | 60 | 60 | 60 | 60 | 60 | 60 | 60
533 | OCOTILLO WIND |  | OWF_OWF | HOWARD | WIND | WEST | 2008 | 58.8 | 58.8 | 58.8 | 58.8 | 58.8 | 58.8 | 58.8 | 58.8 | 58.8 | 58.8
534 | OLD SETTLER WIND |  | COTPLNS_OLDSETLR | FLOYD | WIND | NORTH | 2017 | 151.2 | 151.2 | 151.2 | 151.2 | 151.2 | 151.2 | 151.2 | 151.2 | 151.2 | 151.2
535 | PANHANDLE WIND 1 U1 |  | PH1_UNIT1 | CARSON | WIND | PANHANDLE | 2014 | 109.2 | 109.2 | 109.2 | 109.2 | 109.2 | 109.2 | 109.2 | 109.2 | 109.2 | 109.2
536 | PANHANDLE WIND 1 U2 |  | PH1_UNIT2 | CARSON | WIND | PANHANDLE | 2014 | 109.2 | 109.2 | 109.2 | 109.2 | 109.2 | 109.2 | 109.2 | 109.2 | 109.2 | 109.2
537 | PANHANDLE WIND 2 U1 |  | PH2_UNIT1 | CARSON | WIND | PANHANDLE | 2014 | 94.2 | 94.2 | 94.2 | 94.2 | 94.2 | 94.2 | 94.2 | 94.2 | 94.2 | 94.2
538 | PANHANDLE WIND 2 U2 |  | PH2_UNIT2 | CARSON | WIND | PANHANDLE | 2014 | 96.6 | 96.6 | 96.6 | 96.6 | 96.6 | 96.6 | 96.6 | 96.6 | 96.6 | 96.6
539 | PANTHER CREEK WIND 1 |  | PC_NORTH_PANTHER1 | HOWARD | WIND | WEST | 2008 | 142.5 | 142.5 | 142.5 | 142.5 | 142.5 | 142.5 | 142.5 | 142.5 | 142.5 | 142.5
540 | PANTHER CREEK WIND 2 |  | PC_SOUTH_PANTHER2 | HOWARD | WIND | WEST | 2008 | 115.5 | 115.5 | 115.5 | 115.5 | 115.5 | 115.5 | 115.5 | 115.5 | 115.5 | 115.5
541 | PANTHER CREEK WIND 3 |  | PC_SOUTH_PANTHER3 | HOWARD | WIND | WEST | 2009 | 199.5 | 199.5 | 199.5 | 199.5 | 199.5 | 199.5 | 199.5 | 199.5 | 199.5 | 199.5
542 | PECOS WIND 1 (WOODWARD) |  | WOODWRD1_WOODWRD1 | PECOS | WIND | WEST | 2001 | 82.5 | 82.5 | 82.5 | 82.5 | 82.5 | 82.5 | 82.5 | 82.5 | 82.5 | 82.5
543 | PECOS WIND 2 (WOODWARD) |  | WOODWRD2_WOODWRD2 | PECOS | WIND | WEST | 2001 | 77.2 | 77.2 | 77.2 | 77.2 | 77.2 | 77.2 | 77.2 | 77.2 | 77.2 | 77.2
544 | PYRON WIND 1 |  | PYR_PYRON1 | SCURRY | WIND | WEST | 2008 | 121.5 | 121.5 | 121.5 | 121.5 | 121.5 | 121.5 | 121.5 | 121.5 | 121.5 | 121.5
545 | PYRON WIND 2 |  | PYR_PYRON2 | SCURRY/FISHER | WIND | WEST | 2008 | 127.5 | 127.5 | 127.5 | 127.5 | 127.5 | 127.5 | 127.5 | 127.5 | 127.5 | 127.5
546 | RATTLESNAKE DEN WIND PHASE 1 G1 |  | RSNAKE_G1 | GLASSCOCK | WIND | WEST | 2015 | 104.3 | 104.3 | 104.3 | 104.3 | 104.3 | 104.3 | 104.3 | 104.3 | 104.3 | 104.3
547 | RATTLESNAKE DEN WIND PHASE 1 G2 |  | RSNAKE_G2 | GLASSCOCK | WIND | WEST | 2015 | 103 | 103 | 103 | 103 | 103 | 103 | 103 | 103 | 103 | 103
548 | RED CANYON WIND |  | RDCANYON_RDCNY1 | BORDEN | WIND | WEST | 2006 | 84 | 84 | 84 | 84 | 84 | 84 | 84 | 84 | 84 | 84
549 | ROCK SPRINGS VAL VERDE WIND (FERMI) 1 |  | FERMI_WIND1 | VAL VERDE | WIND | SOUTH | 2017 | 121.9 | 121.9 | 121.9 | 121.9 | 121.9 | 121.9 | 121.9 | 121.9 | 121.9 | 121.9
550 | ROCK SPRINGS VAL VERDE WIND (FERMI) 2 |  | FERMI_WIND2 | VAL VERDE | WIND | SOUTH | 2017 | 27.4 | 27.4 | 27.4 | 27.4 | 27.4 | 27.4 | 27.4 | 27.4 | 27.4 | 27.4
551 | ROSCOE WIND |  | TKWSW1_ROSCOE | NOLAN | WIND | WEST | 2008 | 114 | 114 | 114 | 114 | 114 | 114 | 114 | 114 | 114 | 114
552 | ROSCOE WIND 2A |  | TKWSW1_ROSCOE2A | NOLAN | WIND | WEST | 2008 | 95 | 95 | 95 | 95 | 95 | 95 | 95 | 95 | 95 | 95
553 | ROUTE 66 WIND |  | ROUTE_66_WIND1 | CARSON | WIND | PANHANDLE | 2015 | 150 | 150 | 150 | 150 | 150 | 150 | 150 | 150 | 150 | 150
554 | SALT FORK 1 WIND 1 |  | SALTFORK_UNIT1 | DONLEY | WIND | PANHANDLE | 2017 | 64 | 64 | 64 | 64 | 64 | 64 | 64 | 64 | 64 | 64
555 | SALT FORK 1 WIND 2 |  | SALTFORK_UNIT2 | DONLEY | WIND | PANHANDLE | 2017 | 110 | 110 | 110 | 110 | 110 | 110 | 110 | 110 | 110 | 110
556 | SAND BLUFF WIND |  | MCDLD_SBW1 | GLASSCOCK | WIND | WEST | 2008 | 90 | 90 | 90 | 90 | 90 | 90 | 90 | 90 | 90 | 90
557 | SENDERO WIND ENERGY |  | EXGNSND_WIND_1 | JIM HOGG | WIND | SOUTH | 2015 | 76 | 76 | 76 | 76 | 76 | 76 | 76 | 76 | 76 | 76
558 | SENATE WIND |  | SENATEWD_UNIT1 | JACK | WIND | NORTH | 2012 | 150 | 150 | 150 | 150 | 150 | 150 | 150 | 150 | 150 | 150
559 | SHANNON WIND |  | SHANNONW_UNIT_1 | CLAY | WIND | WEST | 2015 | 204.1 | 204.1 | 204.1 | 204.1 | 204.1 | 204.1 | 204.1 | 204.1 | 204.1 | 204.1
560 | SHERBINO 1 WIND |  | KEO_KEO_SM1 | PECOS | WIND | WEST | 2008 | 150 | 150 | 150 | 150 | 150 | 150 | 150 | 150 | 150 | 150
561 | SHERBINO 2 WIND |  | KEO_SHRBINO2 | PECOS | WIND | WEST | 2011 | 145 | 145 | 145 | 145 | 145 | 145 | 145 | 145 | 145 | 145
562 | SILVER STAR WIND |  | FLTCK_SSI | EASTLAND | WIND | NORTH | 2008 | 60 | 60 | 60 | 60 | 60 | 60 | 60 | 60 | 60 | 60
563 | SNYDER WIND |  | ENAS_ENA1 | SCURRY | WIND | WEST | 2007 | 63 | 63 | 63 | 63 | 63 | 63 | 63 | 63 | 63 | 63
564 | SOUTH PLAINS WIND I |  | SPLAIN1_WIND1 | FLOYD | WIND | PANHANDLE | 2015 | 102 | 102 | 102 | 102 | 102 | 102 | 102 | 102 | 102 | 102
565 | SOUTH PLAINS WIND 2 |  | SPLAIN1_WIND2 | FLOYD | WIND | PANHANDLE | 2015 | 98 | 98 | 98 | 98 | 98 | 98 | 98 | 98 | 98 | 98
566 | SOUTH PLAINS WIND II A |  | SPLAIN2_WIND21 | FLOYD | WIND | PANHANDLE | 2016 | 148.5 | 148.5 | 148.5 | 148.5 | 148.5 | 148.5 | 148.5 | 148.5 | 148.5 | 148.5
567 | SOUTH PLAINS WIND II B |  | SPLAIN2_WIND22 | FLOYD | WIND | PANHANDLE | 2016 | 151.8 | 151.8 | 151.8 | 151.8 | 151.8 | 151.8 | 151.8 | 151.8 | 151.8 | 151.8
568 | SOUTH TRENT WIND |  | STWF_T1 | NOLAN | WIND | WEST | 2008 | 98.2 | 98.2 | 98.2 | 98.2 | 98.2 | 98.2 | 98.2 | 98.2 | 98.2 | 98.2
569 | SPINNING SPUR WIND TWO |  | SSPURTWO_WIND_1 | OLDHAM | WIND | PANHANDLE | 2014 | 161 | 161 | 161 | 161 | 161 | 161 | 161 | 161 | 161 | 161
570 | SPINNING SPUR 3 [WIND 1] |  | SSPURTWO_SS3WIND1 | OLDHAM | WIND | PANHANDLE | 2015 | 96 | 96 | 96 | 96 | 96 | 96 | 96 | 96 | 96 | 96
571 | SPINNING SPUR 3 [WIND 2] |  | SSPURTWO_SS3WIND2 | OLDHAM | WIND | PANHANDLE | 2015 | 98 | 98 | 98 | 98 | 98 | 98 | 98 | 98 | 98 | 98
572 | STANTON WIND ENERGY |  | SWEC_G1 | MARTIN | WIND | WEST | 2008 | 120 | 120 | 120 | 120 | 120 | 120 | 120 | 120 | 120 | 120
573 | STEPHENS RANCH WIND 1 |  | SRWE1_UNIT1 | BORDEN | WIND | WEST | 2014 | 211.2 | 211.2 | 211.2 | 211.2 | 211.2 | 211.2 | 211.2 | 211.2 | 211.2 | 211.2
574 | STEPHENS RANCH WIND 2 |  | SRWE1_SRWE2 | BORDEN | WIND | WEST | 2015 | 164.7 | 164.7 | 164.7 | 164.7 | 164.7 | 164.7 | 164.7 | 164.7 | 164.7 | 164.7
575 | SWEETWATER WIND 1 |  | SWEETWND_WND1 | NOLAN | WIND | WEST | 2003 | 42.5 | 42.5 | 42.5 | 42.5 | 42.5 | 42.5 | 42.5 | 42.5 | 42.5 | 42.5
576 | SWEETWATER WIND 2A |  | SWEETWN2_WND24 | NOLAN | WIND | WEST | 2006 | 17 | 17 | 17 | 17 | 17 | 17 | 17 | 17 | 17 | 17
577 | SWEETWATER WIND 2B |  | SWEETWN2_WND2 | NOLAN | WIND | WEST | 2004 | 98.8 | 98.8 | 98.8 | 98.8 | 98.8 | 98.8 | 98.8 | 98.8 | 98.8 | 98.8
578 | SWEETWATER WIND 3A |  | SWEETWN3_WND3A | NOLAN | WIND | WEST | 2011 | 34 | 34 | 34 | 34 | 34 | 34 | 34 | 34 | 34 | 34
579 | SWEETWATER WIND 3B |  | SWEETWN3_WND3B | NOLAN | WIND | WEST | 2011 | 117 | 117 | 117 | 117 | 117 | 117 | 117 | 117 | 117 | 117
580 | SWEETWATER WIND 4-5 |  | SWEETWN4_WND5 | NOLAN | WIND | WEST | 2007 | 85 | 85 | 85 | 85 | 85 | 85 | 85 | 85 | 85 | 85
581 | SWEETWATER WIND 4-4B |  | SWEETWN4_WND4B | NOLAN | WIND | WEST | 2007 | 112 | 112 | 112 | 112 | 112 | 112 | 112 | 112 | 112 | 112
582 | SWEETWATER WIND 4-4A |  | SWEETWN4_WND4A | NOLAN | WIND | WEST | 2007 | 125 | 125 | 125 | 125 | 125 | 125 | 125 | 125 | 125 | 125
583 | TEXAS BIG SPRING WIND a |  | SGMTN_SIGNALMT | HOWARD | WIND | WEST | 1999 | 27.7 | 27.7 | 27.7 | 27.7 | 27.7 | 27.7 | 27.7 | 27.7 | 27.7 | 27.7
584 | TEXAS BIG SPRING WIND b |  | SGMTN_SIGNALM2 | HOWARD | WIND | WEST | 1999 | 6.6 | 6.6 | 6.6 | 6.6 | 6.6 | 6.6 | 6.6 | 6.6 | 6.6 | 6.6
585 | TRENT WIND |  | TRENT_TRENT | NOLAN | WIND | WEST | 2001 | 150 | 150 | 150 | 150 | 150 | 150 | 150 | 150 | 150 | 150
586 | TRINITY HILLS WIND 1 |  | TRINITY_TH1_BUS1 | YOUNG | WIND | WEST | 2012 | 117.5 | 117.5 | 117.5 | 117.5 | 117.5 | 117.5 | 117.5 | 117.5 | 117.5 | 117.5
587 | TRINITY HILLS WIND 2 |  | TRINITY_TH1_BUS2 | YOUNG | WIND | WEST | 2012 | 107.5 | 107.5 | 107.5 | 107.5 | 107.5 | 107.5 | 107.5 | 107.5 | 107.5 | 107.5
588 | TURKEY TRACK WIND |  | TTWEC_G1 | NOLAN | WIND | WEST | 2008 | 169.5 | 169.5 | 169.5 | 169.5 | 169.5 | 169.5 | 169.5 | 169.5 | 169.5 | 169.5
589 | TYLER BLUFF WIND |  | TYLRWIND_UNIT1 | COOKE | WIND | NORTH | 2017 | 125.6 | 125.6 | 125.6 | 125.6 | 125.6 | 125.6 | 125.6 | 125.6 | 125.6 | 125.6
590 | WAKE WIND 1 |  | WAKEWE_G1 | DICKENS | WIND | PANHANDLE | 2016 | 114.9 | 114.9 | 114.9 | 114.9 | 114.9 | 114.9 | 114.9 | 114.9 | 114.9 | 114.9
591 | WAKE WIND 2 |  | WAKEWE_G2 | DICKENS | WIND | PANHANDLE | 2016 | 142.3 | 142.3 | 142.3 | 142.3 | 142.3 | 142.3 | 142.3 | 142.3 | 142.3 | 142.3
592 | WEST TEXAS WIND |  | SW_MESA_SW_MESA | UPTON | WIND | WEST | 1999 | 80.3 | 80.3 | 80.3 | 80.3 | 80.3 | 80.3 | 80.3 | 80.3 | 80.3 | 80.3
593 | WHIRLWIND ENERGY |  | WEC_WECG1 | FLOYD | WIND | PANHANDLE | 2007 | 57 | 57 | 57 | 57 | 57 | 57 | 57 | 57 | 57 | 57
594 | WHITETAIL WIND |  | EXGNWTL_WIND_1 | WEBB | WIND | SOUTH | 2012 | 92.3 | 92.3 | 92.3 | 92.3 | 92.3 | 92.3 | 92.3 | 92.3 | 92.3 | 92.3
595 | WINDTHORST 2 WIND |  | WNDTHST2_UNIT1 | ARCHER | WIND | WEST | 2014 | 67.6 | 67.6 | 67.6 | 67.6 | 67.6 | 67.6 | 67.6 | 67.6 | 67.6 | 67.6
596 | WKN MOZART WIND |  | MOZART_WIND_1 | KENT | WIND | WEST | 2012 | 30 | 30 | 30 | 30 | 30 | 30 | 30 | 30 | 30 | 30
597 | WOLF RIDGE WIND |  | WHTTAIL_WR1 | COOKE | WIND | NORTH | 2008 | 112.5 | 112.5 | 112.5 | 112.5 | 112.5 | 112.5 | 112.5 | 112.5 | 112.5 | 112.5
598 | TSTC WEST TEXAS WIND |  | DG_ROSC2_1UNIT | NOLAN | WIND | WEST | 2008 | 2 | 2 | 2 | 2 | 2 | 2 | 2 | 2 | 2 | 2
599 | WOLF FLATS WIND (WIND MGT) |  | DG_TURL_UNIT1 | HALL | WIND | PANHANDLE | 2007 | bar: 2018 to 2027
600 | Operational Wind Capacity Sub-total (Non-Coastal Counties) | [6 empty] | 17809.2 | 17809.2 | 17809.2 | 17809.2 | 17809.2 | 17809.2 | 17809.2 | 17809.2 | 17809.2 | 17809.2
601 | Wind Peak Average Capacity Percentage (Non-Coastal) |  | WIND_PEAK_PCT_NC | % |  |  |  | 14 | 14 | 14 | 14 | 14 | 14 | 14 | 14 | 14 | 14
602
603 | BAFFIN WIND UNIT1 |  | BAFFIN_UNIT1 | KENEDY | WIND-C | COASTAL | 2016 | 100 | 100 | 100 | 100 | 100 | 100 | 100 | 100 | 100 | 100
604 | BAFFIN WIND UNIT2 |  | BAFFIN_UNIT2 | KENEDY | WIND-C | COASTAL | 2016 | 102 | 102 | 102 | 102 | 102 | 102 | 102 | 102 | 102 | 102
605 | CAMERON COUNTY WIND |  | CAMWIND_UNIT1 | CAMERON | WIND-C | COASTAL | 2016 | 165 | 165 | 165 | 165 | 165 | 165 | 165 | 165 | 165 | 165
606 | CHAPMAN RANCH WIND IA (SANTA CRUZ) |  | SANTACRU_UNIT1 | NUECES | WIND-C | SOUTH | 2017 | 150.6 | 150.6 | 150.6 | 150.6 | 150.6 | 150.6 | 150.6 | 150.6 | 150.6 | 150.6
607 | CHAPMAN RANCH WIND IB (SANTA CRUZ) |  | SANTACRU_UNIT2 | NUECES | WIND-C | SOUTH | 2017 | 98.4 | 98.4 | 98.4 | 98.4 | 98.4 | 98.4 | 98.4 | 98.4 | 98.4 | 98.4
608 | GULF WIND I |  | TGW_T1 | KENEDY | WIND-C | COASTAL | 2010 | 141.6 | 141.6 | 141.6 | 141.6 | 141.6 | 141.6 | 141.6 | 141.6 | 141.6 | 141.6
609 | GULF WIND II |  | TGW_T2 | KENEDY | WIND-C | COASTAL | 2010 | 141.6 | 141.6 | 141.6 | 141.6 | 141.6 | 141.6 | 141.6 | 141.6 | 141.6 | 141.6
610 | LOS VIENTOS WIND I |  | LV1_LV1A | WILLACY | WIND-C | COASTAL | 2013 | 200.1 | 200.1 | 200.1 | 200.1 | 200.1 | 200.1 | 200.1 | 200.1 | 200.1 | 200.1
611 | LOS VIENTOS WIND II |  | LV1_LV1B | WILLACY | WIND-C | COASTAL | 2013 | 201.6 | 201.6 | 201.6 | 201.6 | 201.6 | 201.6 | 201.6 | 201.6 | 201.6 | 201.6
612 | MAGIC VALLEY WIND (REDFISH) 1A |  | REDFISH_MV1A | WILLACY | WIND-C | COASTAL | 2012 | 99.8 | 99.8 | 99.8 | 99.8 | 99.8 | 99.8 | 99.8 | 99.8 | 99.8 | 99.8
613 | MAGIC VALLEY WIND (REDFISH) 1B |  | REDFISH_MV1B | WILLACY | WIND-C | COASTAL | 2012 | 103.5 | 103.5 | 103.5 | 103.5 | 103.5 | 103.5 | 103.5 | 103.5 | 103.5 | 103.5
614 | PAPALOTE CREEK WIND |  | PAP1_PAP1 | SAN PATRICIO | WIND-C | COASTAL | 2009 | 179.9 | 179.9 | 179.9 | 179.9 | 179.9 | 179.9 | 179.9 | 179.9 | 179.9 | 179.9
615 | PAPALOTE CREEK WIND II |  | COTTON_PAP2 | SAN PATRICIO | WIND-C | COASTAL | 2010 | 200.1 | 200.1 | 200.1 | 200.1 | 200.1 | 200.1 | 200.1 | 200.1 | 200.1 | 200.1
616 | PENASCAL WIND 1 |  | PENA_UNIT1 | KENEDY | WIND-C | COASTAL | 2009 | 160.8 | 160.8 | 160.8 | 160.8 | 160.8 | 160.8 | 160.8 | 160.8 | 160.8 | 160.8
617 | PENASCAL WIND 2 |  | PENA_UNIT2 | KENEDY | WIND-C | COASTAL | 2009 | 141.6 | 141.6 | 141.6 | 141.6 | 141.6 | 141.6 | 141.6 | 141.6 | 141.6 | 141.6
618 | PENASCAL WIND 3 |  | PENA3_UNIT3 | KENEDY | WIND-C | COASTAL | 2011 | 100.8 | 100.8 | 100.8 | 100.8 | 100.8 | 100.8 | 100.8 | 100.8 | 100.8 | 100.8
619 | SAN ROMAN WIND |  | SANROMAN_WIND_1 | CAMERON | WIND-C | COASTAL | 2017 | 95.2 | 95.2 | 95.2 | 95.2 | 95.2 | 95.2 | 95.2 | 95.2 | 95.2 | 95.2
620 | HARBOR WIND |  | DG_NUECE_6UNITS | NUECES | WIND-C | COASTAL | 2012 | 9 | 9 | 9 | 9 | 9 | 9 | 9 | 9 | 9 | 9
621 | Operational Wind Capacity Sub-total (Coastal Counties) | [6 empty] | 2391.6 | 2391.6 | 2391.6 | 2391.6 | 2391.6 | 2391.6 | 2391.6 | 2391.6 | 2391.6 | 2391.6
622 | Wind Peak Average Capacity Percentage (Coastal) |  | WIND_PEAK_PCT_C | % |  |  |  | 59 | 59 | 59 | 59 | 59 | 59 | 59 | 59 | 59 | 59
623
624 | Operational Wind Capacity Total (All Counties) |  | WIND_OPERATIONAL |  |  |  |  | 20200.8 | 20200.8 | 20200.8 | 20200.8 | 20200.8 | 20200.8 | 20200.8 | 20200.8 | 20200.8 | 20200.8
625
626 | Operational Resources (Solar)
627 | ACACIA SOLAR |  | ACACIA_UNIT_1 | PRESIDIO | SOLAR | WEST | 2012 | 10 | 10 | 10 | 10 | 10 | 10 | 10 | 10 | 10 | 10
628 | FS EAST PECOS SOLAR |  | BOOTLEG_UNIT1 | PECOS | SOLAR | WEST | 2017 | 121.1 | 121.1 | 121.1 | 121.1 | 121.1 | 121.1 | 121.1 | 121.1 | 121.1 | 121.1
629 | FS BARILLA SOLAR-PECOS |  | HOVEY_UNIT1 | PECOS | SOLAR | WEST | 2014 | 22 | 22 | 22 | 22 | 22 | 22 | 22 | 22 | 22 | 22
630 | OCI ALAMO 1 SOLAR |  | OCI_ALM1_UNIT1 | BEXAR | SOLAR | SOUTH | 2013 | 39.2 | 39.2 | 39.2 | 39.2 | 39.2 | 39.2 | 39.2 | 39.2 | 39.2 | 39.2
631 | OCI ALAMO 4 SOLAR-BRACKETVILLE |  | ECLIPSE_UNIT1 | KINNEY | SOLAR | SOUTH | 2014 | 37.6 | 37.6 | 37.6 | 37.6 | 37.6 | 37.6 | 37.6 | 37.6 | 37.6 | 37.6
632 | OCI ALAMO 5 (DOWNIE RANCH) |  | HELIOS_UNIT1 | UVALDE | SOLAR | SOUTH | 2015 | 95 | 95 | 95 | 95 | 95 | 95 | 95 | 95 | 95 | 95
633 | OCI ALAMO 6 (SIRIUS/WEST TEXAS) |  | SIRIUS_UNIT1 | PECOS | SOLAR | WEST | 2017 | 110.2 | 110.2 | 110.2 | 110.2 | 110.2 | 110.2 | 110.2 | 110.2 | 110.2 | 110.2
634 | SP-TX-12-PHASE B |  | SPTX12B_UNIT1 | UPTON | SOLAR | WEST | 2017 | 157.5 | 157.5 | 157.5 | 157.5 | 157.5 | 157.5 | 157.5 | 157.5 | 157.5 | 157.5
635 | WEBBERVILLE SOLAR |  | WEBBER_S_WSP1 | TRAVIS | SOLAR | SOUTH | 2011 | 26.7 | 26.7 | 26.7 | 26.7 | 26.7 | 26.7 | 26.7 | 26.7 | 26.7 | 26.7
636 | BLUE WING 1 SOLAR |  | DG_BROOK_1UNIT | BEXAR | SOLAR | SOUTH | 2010 | 7.6 | 7.6 | 7.6 | 7.6 | 7.6 | 7.6 | 7.6 | 7.6 | 7.6 | 7.6
637 | BLUE WING 2 SOLAR |  | DG_ELEM_1UNIT | BEXAR | SOLAR | SOUTH | 2010 | 7.3 | 7.3 | 7.3 | 7.3 | 7.3 | 7.3 | 7.3 | 7.3 | 7.3 | 7.3
638 | OCI ALAMO 2 SOLAR-ST. HEDWIG |  | DG_STHWG_UNIT1 | BEXAR | SOLAR | SOUTH | 2014 | 4.4 | 4.4 | 4.4 | 4.4 | 4.4 | 4.4 | 4.4 | 4.4 | 4.4 | 4.4
639 | OCI ALAMO 3-WALZEM SOLAR |  | DG_WALZM_UNIT1 | BEXAR | SOLAR | SOUTH | 2014 | 5.5 | 5.5 | 5.5 | 5.5 | 5.5 | 5.5 | 5.5 | 5.5 | 5.5 | 5.5
640 | OCI ALAMO 7 (PAINT CREEK) |  | SOLARA_UNIT1 | HASKELL | SOLAR | WEST | 2016 | 106.4 | 106.4 | 106.4 | 106.4 | 106.4 | 106.4 | 106.4 | 106.4 | 106.4 | 106.4
641 | RE ROSEROCK SOLAR 1 |  | REROCK_UNIT1 | PECOS | SOLAR | WEST | 2016 | 78.8 | 78.8 | 78.8 | 78.8 | 78.8 | 78.8 | 78.8 | 78.8 | 78.8 | 78.8
642 | RE ROSEROCK SOLAR 2 |  | REROCK_UNIT2 | PECOS | SOLAR | WEST | 2016 | 78.8 | 78.8 | 78.8 | 78.8 | 78.8 | 78.8 | 78.8 | 78.8 | 78.8 | 78.8
643 | BHE SOLAR PEARL PROJECT (SIRIUS 2) |  | SIRIUS_UNIT2 | PECOS | SOLAR | WEST | 2017 | 49.1 | 49.1 | 49.1 | 49.1 | 49.1 | 49.1 | 49.1 | 49.1 | 49.1 | 49.1
644 | BECK 1 |  | DG_CECSOLAR_DG_BECK1 | BEXAR | SOLAR | SOUTH | 2016 | bar: 2018 to 2027
645 | FIFTH GENERATION SOLAR 1 |  | DG_FGSOLAR1 | TRAVIS | SOLAR | SOUTH | 2016 | 1.6 | 1.6 | 1.6 | 1.6 | 1.6 | 1.6 | 1.6 | 1.6 | 1.6 | 1.6
646 | HM SEALY SOLAR 1 |  | DG_SEALY_1UNIT | AUSTIN | SOLAR | SOUTH | 2015 | 1.6 | 1.6 | 1.6 | 1.6 | 1.6 | 1.6 | 1.6 | 1.6 | 1.6 | 1.6
647 | RENEWABLE ENERGY ALTERNATIVES-CCS1 |  | DG_COSERVSS_CCS1 | DENTON | SOLAR | NORTH | 2015 | 2 | 2 | 2 | 2 | 2 | 2 | 2 | 2 | 2 | 2
648 | SUNEDISON CPS3 SOMERSET 1 SOLAR |  | DG_SOME1_1UNIT | BEXAR | SOLAR | SOUTH | 2012 | 5.6 | 5.6 | 5.6 | 5.6 | 5.6 | 5.6 | 5.6 | 5.6 | 5.6 | 5.6
649 | SUNEDISON SOMERSET 2 SOLAR |  | DG_SOME2_1UNIT | BEXAR | SOLAR | SOUTH | 2012 | 5 | 5 | 5 | 5 | 5 | 5 | 5 | 5 | 5 | 5
650 | SUNEDISON RABEL ROAD SOLAR |  | DG_VALL1_1UNIT | BEXAR | SOLAR | SOUTH | 2012 | 9.9 | 9.9 | 9.9 | 9.9 | 9.9 | 9.9 | 9.9 | 9.9 | 9.9 | 9.9
651 | SUNEDISON VALLEY ROAD SOLAR |  | DG_VALL2_1UNIT | BEXAR | SOLAR | SOUTH | 2012 | 9.9 | 9.9 | 9.9 | 9.9 | 9.9 | 9.9 | 9.9 | 9.9 | 9.9 | 9.9
652 | WALNUT SPRINGS |  | DG_WLNTSPRG_1UNIT | BOSQUE | SOLAR | NORTH | 2016 | 10 | 10 | 10 | 10 | 10 | 10 | 10 | 10 | 10 | 10
653 | Operational Capacity Total (Solar) | [6 empty] | 1003.8 | 1003.8 | 1003.8 | 1003.8 | 1003.8 | 1003.8 | 1003.8 | 1003.8 | 1003.8 | 1003.8
654 | Solar Peak Average Capacity Percentage |  | SOLAR_PEAK_PCT | % |  |  |  | 75 | 75 | 75 | 75 | 75 | 75 | 75 | 75 | 75 | 75
655
656 | Reliability Must-Run (RMR) Capacity |  | RMR_CAP_CONT |  | GAS |  |  | 0 | 0 | 0 | 0 | 0 | 0 | 0 | 0 | 0 | 0
657
658 | Non-Synchronous Tie Resources
659 | EAST TIE |  | DC_E | FANNIN |  | NORTH |  | 600 | 600 | 600 | 600 | 600 | 600 | 600 | 600 | 600 | 600
660 | NORTH TIE |  | DC_N | WILBARGER |  | WEST |  | 220 | 220 | 220 | 220 | 220 | 220 | 220 | 220 | 220 | 220
661 | EAGLE PASS TIE |  | DC_S | MAVERICK |  | SOUTH |  | 30 | 30 | 30 | 30 | 30 | 30 | 30 | 30 | 30 | 30
662 | LAREDO VFT TIE |  | DC_L | WEBB |  | SOUTH |  | 100 | 100 | 100 | 100 | 100 | 100 | 100 | 100 | 100 | 100
663 | SHARYLAND RAILROAD TIE |  | DC_R | HIDALGO |  | SOUTH |  | 150 | 150 | 150 | 150 | 150 | 150 | 150 | 150 | 150 | 150
664 | SHARYLAND RAILROAD TIE 2 |  | DC_R2 | HIDALGO |  | SOUTH |  | 150 | 150 | 150 | 150 | 150 | 150 | 150 | 150 | 150 | 150
665 | Non-Synchronous Ties Total | [6 empty] | 1250 | 1250 | 1250 | 1250 | 1250 | 1250 | 1250 | 1250 | 1250 | 1250
666 | Non-Synchronous Ties Capacity Contribution (Top 20 Hours) |  | DCTIE_CAP_CONT |  | OTHER |  |  | 389 | 389 | 389 | 389 | 389 | 389 | 389 | 389 | 389 | 389
667
668 | Planned Thermal Resources with Executed SGIA, Air Permit, GHG Permit and Proof of Adequate Water Supplies
669 | DENTON ENERGY CENTER | 18INR0013 |  | DENTON | GAS | NORTH | 2018 | 0 | 225.8 | 225.8 | 225.8 | 225.8 | 225.8 | 225.8 | 225.8 | 225.8 | 225.8
670 | FGE TEXAS I PROJECT | 16INR0010 |  | MITCHELL | GAS | WEST | 2019 | 0 | 720 | 720 | 720 | 720 | 720 | 720 | 720 | 720 | 720
671 | PHR PEAKERS [BAC_CTG1-6] | 14INR0038 |  | GALVESTON | GAS | HOUSTON | 2017 | 0 | 324 | 324 | 324 | 324 | 324 | 324 | 324 | 324 | 324
672 | INDECK WHARTON ENERGY CENTER | 15INR0023 |  | WHARTON | GAS | SOUTH | 2019 | 0 | 654 | 654 | 654 | 654 | 654 | 654 | 654 | 654 | 654
673 | PINECREST ENERGY CENTER PROJECT | 16INR0006 |  | ANGELINA | GAS | NORTH | 2020 | 0 | 0 | 785 | 785 | 785 | 785 | 785 | 785 | 785 | 785
674 | FRIENDSWOOD G | 13INR0049 |  | HARRIS | GAS | HOUSTON | 2017 | 119 | 119 | 119 | 119 | 119 | 119 | 119 | 119 | 119 | 119
675 | BETHEL CAES PROJECT | 15INR0013 |  | ANDERSON | GAS | NORTH | 2020 | 0 | 0 | 0 | 324 | 324 | 324 | 324 | 324 | 324 | 324
676 | HALYARD HENDERSON | 16INR0045 |  | HENDERSON | GAS | NORTH | 2019 | 0 | 450 | 450 | 450 | 450 | 450 | 450 | 450 | 450 | 450
677 | HALYARD WHARTON ENERGY CENTER | 16INR0044 |  | WHARTON | GAS | SOUTH | 2019 | 0 | 419 | 419 | 419 | 419 | 419 | 419 | 419 | 419 | 419
678 | MIRAGE | 17INR0022 |  | HARRIS | GAS | HOUSTON | 2018 | 11 | 11 | 11 | 11 | 11 | 11 | 11 | 11 | 11 | 11
679 | Planned Capacity Total (Coal, Gas & Storage) | [6 empty] | 130 | 2922.8 | 3707.8 | 4031.8 | 4031.8 | 4031.8 | 4031.8 | 4031.8 | 4031.8 | 4031.8
680
681 | Planned Wind Resources with Executed SGIA
682 | MIDWAY FARMS WIND | 11INR0054 |  | SAN PATRICIO | WIND-C | COASTAL | 2019 | 0 | 162.9 | 162.9 | 162.9 | 162.9 | 162.9 | 162.9 | 162.9 | 162.9 | 162.9
683 | LONGHORN WIND SOUTH | 14INR0023b |  | BRISCOE | WIND | PANHANDLE | 2018 | 0 | 160 | 160 | 160 | 160 | 160 | 160 | 160 | 160 | 160
684 | MARIAH DEL ESTE | 13INR0010a |  | PARMER | WIND | PANHANDLE | 2018 | 0 | 152.5 | 152.5 | 152.5 | 152.5 | 152.5 | 152.5 | 152.5 | 152.5 | 152.5
685 | MARIAH DEL SUR | 13INR0010c |  | PARMER | WIND | PANHANDLE | 2018 | 0 | 217.5 | 217.5 | 217.5 | 217.5 | 217.5 | 217.5 | 217.5 | 217.5 | 217.5
686 | PATRIOT WIND (PETRONILLA) | 11INR0062 |  | NUECES | WIND-C | COASTAL | 2019 | 0 | 0 | 180 | 180 | 180 | 180 | 180 | 180 | 180 | 180
687 | COMANCHE RUN WIND | 12INR0029 |  | SWISHER | WIND | PANHANDLE | 2019 | 0 | 0 | 500 | 500 | 500 | 500 | 500 | 500 | 500 | 500
688 | GRANDVIEW WIND 3 (CONWAY) | 13INR0005c |  | CARSON | WIND | PANHANDLE | 2019 | 0 | 0 | 187.5 | 187.5 | 187.5 | 187.5 | 187.5 | 187.5 | 187.5 | 187.5
689 | SCANDIA WIND DEF | 13INR0010def |  | PARMER | WIND | PANHANDLE | 2019 | 0 | 600.3 | 600.3 | 600.3 | 600.3 | 600.3 | 600.3 | 600.3 | 600.3 | 600.3
690 | PULLMAN ROAD WIND | 15INR0079 |  | RANDALL | WIND | PANHANDLE | 2019 | 0 | 0 | 300 | 300 | 300 | 300 | 300 | 300 | 300 | 300
691 | PANHANDLE WIND 3 | 14INR0030c |  | CARSON | WIND | PANHANDLE | 2018 | 0 | 248 | 248 | 248 | 248 | 248 | 248 | 248 | 248 | 248
692 | UNITY WIND | 15INR0050 |  | DEAF SMITH | WIND | PANHANDLE | 2019 | 0 | 0 | 203 | 203 | 203 | 203 | 203 | 203 | 203 | 203
693 | TORRECILLAS WIND A | 14INR0045a |  | WEBB | WIND | SOUTH | 2019 | 0 | 0 | 200 | 200 | 200 | 200 | 200 | 200 | 200 | 200
694 | TORRECILLAS WIND B | 14INR0045b |  | WEBB | WIND | SOUTH | 2019 | 0 | 0 | 200 | 200 | 200 | 200 | 200 | 200 | 200 | 200
695 | LOCKETT WIND FARM | 16INR0062b |  | WILBARGER | WIND | WEST | 2019 | 0 | 184 | 184 | 184 | 184 | 184 | 184 | 184 | 184 | 184
696 | WILLOW SPRINGS WIND | 14INR0060b |  | HASKELL | WIND | WEST | 2017 | 230 | 230 | 230 | 230 | 230 | 230 | 230 | 230 | 230 | 230
697 | PUMPKIN FARM WIND | 16INR0037c |  | FLOYD | WIND | PANHANDLE | 2018 | 0 | 280.9 | 280.9 | 280.9 | 280.9 | 280.9 | 280.9 | 280.9 | 280.9 | 280.9
698 | BRUENNING'S BREEZE | 14INR0041a |  | WILLACY | WIND-C | COASTAL | 2017 | 228 | 228 | 228 | 228 | 228 | 228 | 228 | 228 | 228 | 228
699 | SANTA RITA WIND | 16INR0091 |  | REAGAN | WIND | WEST | 2017 | 300 | 300 | 300 | 300 | 300 | 300 | 300 | 300 | 300 | 300
700 | SWISHER WIND | 13INR0038 |  | SWISHER | WIND | PANHANDLE | 2019 | 0 | 0 | 211.9 | 211.9 | 211.9 | 211.9 | 211.9 | 211.9 | 211.9 | 211.9
701 | RTS WIND | 16INR0087 |  | MCCULLOCH | WIND | SOUTH | 2018 | 160 | 160 | 160 | 160 | 160 | 160 | 160 | 160 | 160 | 160
702 | SILVER CANYON WIND A | 12INR0002a |  | BRISCOE | WIND | PANHANDLE | 2019 | 0 | 0 | 200 | 200 | 200 | 200 | 200 | 200 | 200 | 200
703 | FLAT TOP WIND I | 15INR0082 |  | COMANCHE | WIND | NORTH | 2018 | 200 | 200 | 200 | 200 | 200 | 200 | 200 | 200 | 200 | 200
704 | CANADIAN BREAKS WIND | 13INR0026 |  | OLDHAM | WIND | PANHANDLE | 2019 | 0 | 210 | 210 | 210 | 210 | 210 | 210 | 210 | 210 | 210
705 | SALT FORK WIND EXPANSION | 16INR0121 |  | CARSON | WIND | PANHANDLE | 2018 | 0 | 54 | 54 | 54 | 54 | 54 | 54 | 54 | 54 | 54
706 | CHOCOLATE BAYOU | 16INR0074 |  | BRAZORIA | WIND-C | COASTAL | 2019 | 0 | 150 | 150 | 150 | 150 | 150 | 150 | 150 | 150 | 150
707 | GOODNIGHT WIND | 14INR0033 |  | ARMSTRONG | WIND | PANHANDLE | 2018 | 0 | 496.8 | 496.8 | 496.8 | 496.8 | 496.8 | 496.8 | 496.8 | 496.8 | 496.8
708 | COYOTE WIND | 17INR0027b |  | SCURRY | WIND | WEST | 2019 | 0 | 242.5 | 242.5 | 242.5 | 242.5 | 242.5 | 242.5 | 242.5 | 242.5 | 242.5
709 | BEARKAT WIND A | 15INR0064 |  | GLASSCOCK | WIND | WEST | 2017 | 197 | 197 | 197 | 197 | 197 | 197 | 197 | 197 | 197 | 197
710 | BEARKAT WIND B | 15INR0064b |  | GLASSCOCK | WIND | WEST | 2018 | 0 | 162.1 | 162.1 | 162.1 | 162.1 | 162.1 | 162.1 | 162.1 | 162.1 | 162.1
711 | INFINITY LIVE OAK WIND | 12INR0060 |  | SCHLEICHER | WIND | WEST | 2019 | 0 | 0 | 199.5 | 199.5 | 199.5 | 199.5 | 199.5 | 199.5 | 199.5 | 199.5
712 | CACTUS FLATS WIND | 16INR0086 |  | CONCHO | WIND | WEST | 2018 | 0 | 150 | 150 | 150 | 150 | 150 | 150 | 150 | 150 | 150
713 | STAKED PLAINS WIND 1 | 18INR0025 |  | LYNN | WIND | WEST | 2018 | 0 | 505 | 505 | 505 | 505 | 505 | 505 | 505 | 505 | 505
714 | STELLA 1 WIND | 15INR0035 |  | KENEDY | WIND-C | COASTAL | 2018 | 0 | 201 | 201 | 201 | 201 | 201 | 201 | 201 | 201 | 201
715 | RIO BRAVO I WIND | 17INR0005 |  | STARR | WIND | SOUTH | 2018 | 0 | 237.6 | 237.6 | 237.6 | 237.6 | 237.6 | 237.6 | 237.6 | 237.6 | 237.6
716 | EDMONDSON RANCH WIND | 18INR0043 |  | GLASSCOCK | WIND | WEST | 2019 | 0 | 0 | 292.5 | 292.5 | 292.5 | 292.5 | 292.5 | 292.5 | 292.5 | 292.5
717 | HEART OF TEXAS WIND | 18INR0016 |  | MCCULLOCH | WIND | SOUTH | 2018 | 0 | 150 | 150 | 150 | 150 | 150 | 150 | 150 | 150 | 150
718 | Planned Capacity Total (Wind) | [6 empty] | 1315 | 5880.1 | 8554.5 | 8554.5 | 8554.5 | 8554.5 | 8554.5 | 8554.5 | 8554.5 | 8554.5
719
720 | Planned Wind Capacity Sub-total (Non-Coastal Counties) |  | WIND_PLANNED_NC |  |  |  |  | 1087 | 5138.2 | 7632.6 | 7632.6 | 7632.6 | 7632.6 | 7632.6 | 7632.6 | 7632.6 | 7632.6
721 | Wind Peak Average Capacity Percentage (Non-Coastal) |  | WIND_PL_PEAK_PCT_NC | % |  |  |  | 14 | 14 | 14 | 14 | 14 | 14 | 14 | 14 | 14 | 14
722
723 | Planned Wind Capacity Sub-total (Coastal Counties) |  | WIND_PLANNED_C |  |  |  |  | 228 | 741.9 | 921.9 | 921.9 | 921.9 | 921.9 | 921.9 | 921.9 | 921.9 | 921.9
724 | Wind Peak Average Capacity Percentage (Coastal) |  | WIND_PL_PEAK_PCT_C | % |  |  |  | 59 | 59 | 59 | 59 | 59 | 59 | 59 | 59 | 59 | 59
725
726 | Planned Solar Resources with Executed SGIA
727 | FS BARILLA SOLAR 1B [HOVEY_UNIT2] | 12INR0059b |  | PECOS | SOLAR | WEST | 2017 | 7.4 | 7.4 | 7.4 | 7.4 | 7.4 | 7.4 | 7.4 | 7.4 | 7.4 | 7.4
728 | SE BUCKTHORN WESTEX SOLAR (RIGGINS SOLAR) | 15INR0045 |  | PECOS | SOLAR | WEST | 2018 | 150 | 150 | 150 | 150 | 150 | 150 | 150 | 150 | 150 | 150
729 | NAZARETH SOLAR | 16INR0049 |  | CASTRO | SOLAR | PANHANDLE | 2019 | 0 | 0 | 201 | 201 | 201 | 201 | 201 | 201 | 201 | 201
730 | PECOS SOLAR POWER I | 15INR0059 |  | PECOS | SOLAR | WEST | 2019 | 0 | 108 | 108 | 108 | 108 | 108 | 108 | 108 | 108 | 108
731 | BNB LAMESA SOLAR (PHASE I) | 16INR0023 |  | DAWSON | SOLAR | WEST | 2017 | 101.6 | 101.6 | 101.6 | 101.6 | 101.6 | 101.6 | 101.6 | 101.6 | 101.6 | 101.6
732 | LAMESA SOLAR (PHASE II) | 16INR0023b |  | DAWSON | SOLAR | WEST | 2018 | 0 | 50 | 50 | 50 | 50 | 50 | 50 | 50 | 50 | 50
733 | CAPRICORN RIDGE SOLAR | 16INR0019 |  | COKE | SOLAR | WEST | 2018 | 0 | 100 | 100 | 100 | 100 | 100 | 100 | 100 | 100 | 100
734 | CASTLE GAP SOLAR | 16INR0065 |  | UPTON | SOLAR | WEST | 2018 | 180 | 180 | 180 | 180 | 180 | 180 | 180 | 180 | 180 | 180
735 | SOLAIREHOLMAN 1 | 15INR0061 |  | BREWSTER | SOLAR | WEST | 2018 | 50 | 50 | 50 | 50 | 50 | 50 | 50 | 50 | 50 | 50
736 | RE MAPLEWOOD 2A SOLAR | 17INR0020a |  | PECOS | SOLAR | WEST | 2018 | 0 | 100 | 100 | 100 | 100 | 100 | 100 | 100 | 100 | 100
737 | RE MAPLEWOOD 2B SOLAR | 17INR0020b |  | PECOS | SOLAR | WEST | 2019 | 0 | 0 | 100 | 100 | 100 | 100 | 100 | 100 | 100 | 100
738 | RE MAPLEWOOD 2C SOLAR | 17INR0020c |  | PECOS | SOLAR | WEST | 2019 | 0 | 0 | 100 | 100 | 100 | 100 | 100 | 100 | 100 | 100
739 | RE MAPLEWOOD 2D SOLAR | 17INR0020d |  | PECOS | SOLAR | WEST | 2020 | 0 | 0 | 0 | 100 | 100 | 100 | 100 | 100 | 100 | 100
740 | RE MAPLEWOOD 2E SOLAR | 17INR0020e |  | PECOS | SOLAR | WEST | 2020 | 0 | 0 | 0 | 100 | 100 | 100 | 100 | 100 | 100 | 100
741 | UPTON SOLAR | 16INR0114 |  | UPTON | SOLAR | WEST | 2018 | 0 | 102 | 102 | 102 | 102 | 102 | 102 | 102 | 102 | 102
742 | WEST OF PECOS SOLAR | 14INR0044 |  | REEVES | SOLAR | WEST | 2018 | 0 | 100 | 100 | 100 | 100 | 100 | 100 | 100 | 100 | 100
743 | PFLUGERVILLE SOLAR | 15INR0090 |  | TRAVIS | SOLAR | SOUTH | 2018 | 0 | 120 | 120 | 120 | 120 | 120 | 120 | 120 | 120 | 120
744 | WAYMARK SOLAR | 16INR0115 |  | PECOS | SOLAR | WEST | 2018 | 0 | 182 | 182 | 182 | 182 | 182 | 182 | 182 | 182 | 182
745 | Planned Capacity Total (Solar) | [6 empty] | 489 | 1351 | 1752 | 1952 | 1952 | 1952 | 1952 | 1952 | 1952 | 1952
746 | Solar Peak Average Capacity Percentage |  | SOLAR_PL_PEAK_PCT | % |  |  |  | 75 | 75 | 75 | 75 | 75 | 75 | 75 | 75 | 75 | 75
747
748 | Seasonal Mothballed Resources
749 | N/A
750 | Total Seasonal Mothballed Capacity | [6 empty] | 0 | 0 | 0 | 0 | 0 | 0 | 0 | 0 | 0 | 0
751
752 | Mothballed Resources
753 | SPENCER STG U4 (AS OF 1/3/2018) |  | SPNCER_SPNCE_4 | DENTON | GAS | NORTH | 1966 | 57 | 57 | 57 | 57 | 57 | 57 | 57 | 57 | 57 | 57
754 | SPENCER STG U5 (AS OF 1/3/2018) |  | SPNCER_SPNCE_5 | DENTON | GAS | NORTH | 1973 | 61 | 61 | 61 | 61 | 61 | 61 | 61 | 61 | 61 | 61
755 | B M DAVIS STG U1 (AS OF 12/31/2017) |  | B_DAVIS_B_DAVIG1 | NUECES | GAS | COASTAL | 1974 | 330 | 330 | 330 | 330 | 330 | 330 | 330 | 330 | 330 | 330
756 | GIBBONS CREEK U1 (AS OF 10/17/17; ENDING MID-MAY TO MID-JUNE 2018) |  | GIBCRK_GIB_CRG1 | GRIMES | COAL | NORTH | 1983 | 470 | 470 | 470 | 470 | 470 | 470 | 470 | 470 | 470 | 470
757 | J T DEELY U1 (AS OF 12/31/2018) |  | CALAVERS_JTD1_M | BEXAR | COAL | SOUTH | 1977 | 420 | 420 | 420 | 420 | 420 | 420 | 420 | 420 | 420 | 420
758 | J T DEELY U2 (AS OF 12/31/2018) |  | CALAVERS_JTD2_M | BEXAR | COAL | SOUTH | 1978 | 420 | 420 | 420 | 420 | 420 | 420 | 420 | 420 | 420 | 420
759 | S R BERTRON U1 (SINCE 5/15/2013) |  | SRB_SRB_G1 | HARRIS | GAS | HOUSTON | 1958 | 118 | 118 | 118 | 118 | 118 | 118 | 118 | 118 | 118 | 118
760 | S R BERTRON U2 (SINCE 5/15/2013) |  | SRB_SRB_G2 | HARRIS | GAS | HOUSTON | 1956 | 174 | 174 | 174 | 174 | 174 | 174 | 174 | 174 | 174 | 174
761 | Total Mothballed Capacity | [6 empty] | 2050 | 2050 | 2050 | 2050 | 2050 | 2050 | 2050 | 2050 | 2050 | 2050
762
763 | Retiring Resources Unavailable to ERCOT (since last CDR)
764 | GREENS BAYOU STG U5 (AS OF 12/31/2017) |  | GBY_GBY_5 | HARRIS | GAS | HOUSTON | 2016 | 371 | 371 | 371 | 371 | 371 | 371 | 371 | 371 | 371 | 371
765 | S R BERTRON CTG 2 (AS OF 12/31/2017) |  | SRB_SRBGT_2 | HARRIS | GAS | HOUSTON | 1967 | 13 | 13 | 13 | 13 | 13 | 13 | 13 | 13 | 13 | 13
766 | S R BERTRON U3 (AS OF 12/31/2017) |  | SRB_SRB_G3 | HARRIS | GAS | HOUSTON | 1959 | 211 | 211 | 211 | 211 | 211 | 211 | 211 | 211 | 211 | 211
767 | S R BERTRON U4 (AS OF 12/31/2017) |  | SRB_SRB_G4 | HARRIS | GAS | HOUSTON | 1960 | 211 | 211 | 211 | 211 | 211 | 211 | 211 | 211 | 211 | 211
768 | BIG BROWN U1 (AS OF 2/12/2018) |  | BBSES_UNIT1 | FREESTONE | COAL | NORTH | 1971 | 606 | 606 | 606 | 606 | 606 | 606 | 606 | 606 | 606 | 606
769 | BIG BROWN U1 (AS OF 2/12/2018) |  | BBSES_UNIT2 | FREESTONE | COAL | NORTH | 1972 | 602 | 602 | 602 | 602 | 602 | 602 | 602 | 602 | 602 | 602
770 | MONTICELLO U1 (AS OF 1/4/2018) |  | MNSES_UNIT1 | TITUS | COAL | NORTH | 1974 | 535 | 535 | 535 | 535 | 535 | 535 | 535 | 535 | 535 | 535
771 | MONTICELLO U2 (AS OF 1/4/2018) |  | MNSES_UNIT2 | TITUS | COAL | NORTH | 1975 | 535 | 535 | 535 | 535 | 535 | 535 | 535 | 535 | 535 | 535
772 | MONTICELLO U3 (AS OF 1/4/2018) |  | MNSES_UNIT3 | TITUS | COAL | NORTH | 1978 | 795 | 795 | 795 | 795 | 795 | 795 | 795 | 795 | 795 | 795
773 | SANDOW U4 - PUN (AS OF 1/11/2018) |  | SDSES_UNIT4 | TITUS | COAL | NORTH | 1981 | 600 | 600 | 600 | 600 | 600 | 600 | 600 | 600 | 600 | 600
774 | SANDOW U5 (AS OF 1/11/2018) |  | SD5SES_UNIT5 | MILAM | COAL | SOUTH | 2010 | 600 | 600 | 600 | 600 | 600 | 600 | 600 | 600 | 600 | 600
775 | PEARSALL STG U1 (AS OF 8/1/2017) |  | PEARSALL_PEARS_1 | FRIO | GAS | SOUTH | 1961 | 19 | 19 | 19 | 19 | 19 | 19 | 19 | 19 | 19 | 19
776 | PEARSALL STG U2 (AS OF 8/1/2017) |  | PEARSALL_PEARS_2 | FRIO | GAS | SOUTH | 1961 | 22 | 22 | 22 | 22 | 22 | 22 | 22 | 22 | 22 | 22
777 | PEARSALL STG U3 (AS OF 8/1/2017) |  | PEARSALL_PEARS_3 | FRIO | GAS | SOUTH | 1961 | 20 | 20 | 20 | 20 | 20 | 20 | 20 | 20 | 20 | 20
778 | Total Retiring Capacity | [6 empty] | 5140 | 5140 | 5140 | 5140 | 5140 | 5140 | 5140 | 5140 | 5140 | 5140
Note on B773: Capacity reported in this line item is the Summer Net Maximum Sustained Rating specified in the unit's RARF. The actual retired capacity amount is the unit-specific peak average capacity contribution calculated per the methodology in Protocol Section 3.2.6.2.1. The capacity contribution has been deducted from the Aggregate PUN capacity reported in row 427.

## SummerFuelTypes
Summer Fuel Types - ERCOT
Fuel type is based on the primary fuel. Capacity contribution of the wind resources is included at 14% for Non-Coastal and 59% for Coastal counties, while the solar capacity contribution is 75%. Private Use Network, Hydro and Non-Synchronous Tie resources are included based on the three-year average historical capability for each Summer Season's 20 peak load hours. Non-Synchronous Tie resources are categorized as Other. Mothballed resource capacity is excluded except for Available Mothball Capacity based on a Seasonal Availability Schedule or Owner's reported Return Probability. Private Use Network is categorized as gas.
In MW
Fuel_Type | Capacity_Pct | 2018 | 2019 | 2020 | 2021 | 2022
Biomass | 100% | 201.7 | 201.7 | 201.7 | 201.7 | 201.7
Coal | 100% | 15511 | 14671 | 14671 | 14671 | 14671
Gas | 100% | 50229.81 | 52951.61 | 53707.61 | 54691.61 | 54691.61
Nuclear | 100% | 4960 | 4960 | 4960 | 4960 | 4960
Other | 100% | 389 | 389 | 389 | 389 | 389
Hydro | 84.11% | 466.9 | 466.9 | 466.9 | 466.9 | 466.9
Wind | 14% | 2645.468 | 3212.636 | 3561.852 | 3561.852 | 3561.852
Wind-C | 59% | 1545.564 | 1848.765 | 1954.965 | 1954.965 | 1954.965
Solar | 75% | 1119.6 | 1766.1 | 2066.85 | 2216.85 | 2216.85
Storage | 0% | 0 | 0 | 0 | 0 | 0
Total |  | 77069.042 | 80467.711 | 81979.877 | 83113.877 | 83113.877
In Percentages
Fuel_Type |  | 2018 | 2019 | 2020 | 2021 | 2022
Biomass |  | 0.2617% | 0.2507% | 0.246% | 0.2427% | 0.2427%
Coal |  | 20.13% | 18.23% | 17.9% | 17.65% | 17.65%
Natural Gas |  | 65.18% | 65.8% | 65.51% | 65.8% | 65.8%
Nuclear |  | 6.436% | 6.164% | 6.05% | 5.968% | 5.968%
Other |  | 0.5047% | 0.4834% | 0.4745% | 0.468% | 0.468%
Hydro |  | 0.6058% | 0.5802% | 0.5695% | 0.5618% | 0.5618%
Wind |  | 3.433% | 3.992% | 4.345% | 4.286% | 4.286%
Wind-C |  | 2.005% | 2.298% | 2.385% | 2.352% | 2.352%
Solar |  | 1.453% | 2.195% | 2.521% | 2.667% | 2.667%
Storage |  | 0% | 0% | 0% | 0% | 0%
Total |  | 100% | 100% | 100% | 100% | 100%

## WinterSummary
Report on the Capacity, Demand and Reserves in the ERCOT Region
Winter Summary: 2017/2018 through 2021/2022
Load Forecast, MW: |  | 2017/2018 | 2018/2019 | 2019/2020 | 2020/2021 | 2021/2022
| Winter Peak Demand (based on normal weather) | 56143.1082 | 58229.1783 | 59222.3521 | 59991.0894 | 60833.4507
| plus: Energy Efficiency Program Savings Forecast, per Utilities Code Section 39.905 (b-4) | 1589.1139 | 1848.451 | 2107.788 | 2366.1251 | 2623.4621
| Total Winter Peak Demand (before Reductions from Energy Efficiency Programs) | 57732.2221 | 60077.6293 | 61330.1402 | 62357.2145 | 63456.9129
| less: Load Resources providing Responsive Reserves | -1347.93 | -1347.93 | -1347.93 | -1347.93 | -1347.93
| less: Load Resources providing Non-Spinning Reserves | 0 | 0 | 0 | 0 | 0
| less: Emergency Response Service (10- and 30-min ramp products) | -898.7832 | -927.8818 | -927.8818 | -927.8818 | -927.8818
| less: TDSP Standard Offer Load Management Programs | 0 | 0 | 0 | 0 | 0
| less: Energy Efficiency Program Savings Forecast | -1589.1139 | -1848.451 | -2107.788 | -2366.1251 | -2623.4621
| Firm Peak Load, MW | 53896.395 | 55953.3665 | 56946.5404 | 57715.2777 | 58557.639
Resources, MW: |  | 2017/2018 | 2018/2019 | 2019/2020 | 2020/2021 | 2021/2022
| Installed Capacity, Thermal/Hydro | 68777.2 | 67199.2 | 67199.2 | 67199.2 | 67199.2
| Switchable Capacity | 3736 | 3736 | 3736 | 3736 | 3736
| less: Switchable Capacity Unavailable to ERCOT | -858 | -858 | -858 | -858 | -558
| Available Mothballed Capacity | 118 | 118 | 118 | 118 | 118
| Capacity from Private Use Networks | 3561.0676 | 3557.0676 | 3486.0676 | 3457.0676 | 3517.0676
| Non-Coastal Wind, Peak Average Capacity Contribution (20%) | 3561.84 | 3561.84 | 3561.84 | 3561.84 | 3561.84
| Coastal Wind, Peak Average Capacity Contribution (42%) | 1004.472 | 1004.472 | 1004.472 | 1004.472 | 1004.472
| Solar Utility-Scale, Peak Average Capacity Contribution (9.8%) | 98.3724 | 98.3724 | 98.3724 | 98.3724 | 98.3724
| RMR Capacity to be under Contract | 0 | 0 | 0 | 0 | 0
| Operational Generation Capacity, MW | 79998.952 | 78416.952 | 78345.952 | 78316.952 | 78676.952
| Capacity Contribution - Non-Synchronous Ties | 165.8 | 165.8 | 165.8 | 165.8 | 165.8
| Planned Resources (not wind or solar) with Signed IA, Air Permits and Water Rights | 0 | 745.8 | 3013.8 | 4122.8 | 4122.8
| Planned Non-Coastal Wind with Signed IA, Peak Average Capacity Contribution (20%) | 46 | 454.12 | 1309.02 | 1526.52 | 1526.52
| Planned Coastal Wind with Signed IA, Peak Average Capacity Contribution (42%) | 95.76 | 95.76 | 387.198 | 387.198 | 387.198
| Planned Solar Utility-Scale, Peak Average Capacity Contribution (9.8%) | 0 | 72.618 | 152.096 | 171.696 | 191.296
| Total Capacity, MW | 80306.512 | 79951.05 | 83373.866 | 84690.966 | 85070.566
| Reserve Margin | 49% | 42.89% | 46.41% | 46.74% | 45.28%
(Total Resources - Firm Load Forecast) / Firm Load Forecast

## WinterCapacities
Unit Capacities - Winter
| UNIT NAME | GENERATION INTERCONNECTION PROJECT CODE | UNIT CODE | COUNTY | FUEL | ZONE | IN-SERVICE YEAR | 2017/2018 | 2018/2019 | 2019/2020 | 2020/2021 | 2021/2022 | 2022/2023 | 2023/2024 | 2024/2025 | 2025/2026 | 2026/2027 | 2027/2028
Operational Resources (Thermal)
4 | COMANCHE PEAK U1 |  | CPSES_UNIT1 | SOMERVELL | NUCLEAR | NORTH | 1990 | 1235 | 1235 | 1235 | 1235 | 1235 | 1235 | 1235 | 1235 | 1235 | 1235 | 1235
5 | COMANCHE PEAK U2 |  | CPSES_UNIT2 | SOMERVELL | NUCLEAR | NORTH | 1993 | 1225 | 1225 | 1225 | 1225 | 1225 | 1225 | 1225 | 1225 | 1225 | 1225 | 1225
6 | SOUTH TEXAS U1 |  | STP_STP_G1 | MATAGORDA | NUCLEAR | COASTAL | 1988 | 1340 | 1340 | 1340 | 1340 | 1340 | 1340 | 1340 | 1340 | 1340 | 1340 | 1340
7 | SOUTH TEXAS U2 |  | STP_STP_G2 | MATAGORDA | NUCLEAR | COASTAL | 1989 | 1340 | 1340 | 1340 | 1340 | 1340 | 1340 | 1340 | 1340 | 1340 | 1340 | 1340
8 | BIG BROWN U1 |  | BBSES_UNIT1 | FREESTONE | COAL | NORTH | 1971 | 606 | 0 | 0 | 0 | 0 | 0 | 0 | 0 | 0 | 0 | 0
9 | BIG BROWN U2 |  | BBSES_UNIT2 | FREESTONE | COAL | NORTH | 1972 | 602 | 0 | 0 | 0 | 0 | 0 | 0 | 0 | 0 | 0 | 0
10 | COLETO CREEK |  | COLETO_COLETOG1 | GOLIAD | COAL | SOUTH | 1980 | 655 | 655 | 655 | 655 | 655 | 655 | 655 | 655 | 655 | 655 | 655
11 | FAYETTE POWER U1 |  | FPPYD1_FPP_G1 | FAYETTE | COAL | SOUTH | 1979 | 603 | 603 | 603 | 603 | 603 | 603 | 603 | 603 | 603 | 603 | 603
12 | FAYETTE POWER U2 |  | FPPYD1_FPP_G2 | FAYETTE | COAL | SOUTH | 1980 | 605 | 605 | 605 | 605 | 605 | 605 | 605 | 605 | 605 | 605 | 605
13 | FAYETTE POWER U3 |  | FPPYD2_FPP_G3 | FAYETTE | COAL | SOUTH | 1988 | 449 | 449 | 449 | 449 | 449 | 449 | 449 | 449 | 449 | 449 | 449
14 | GIBBONS CREEK U1 |  | GIBCRK_GIB_CRG1 | GRIMES | COAL | NORTH | 1983 | 0 | 470 | 470 | 470 | 470 | 470 | 470 | 470 | 470 | 470 | 470
15 | J K SPRUCE U1 |  | CALAVERS_JKS1 | BEXAR | COAL | SOUTH | 1992 | 560 | 560 | 560 | 560 | 560 | 560 | 560 | 560 | 560 | 560 | 560
16 | J K SPRUCE U2 |  | CALAVERS_JKS2 | BEXAR | COAL | SOUTH | 2010 | 775 | 775 | 775 | 775 | 775 | 775 | 775 | 775 | 775 | 775 | 775
17 | J T DEELY U1 |  | CALAVERS_JTD1 | BEXAR | COAL | SOUTH | 1977 | 420 | 0 | 0 | 0 | 0 | 0 | 0 | 0 | 0 | 0 | 0
18 | J T DEELY U2 |  | CALAVERS_JTD2 | BEXAR | COAL | SOUTH | 1978 | 420 | 0 | 0 | 0 | 0 | 0 | 0 | 0 | 0 | 0 | 0
19 | LIMESTONE U1 |  | LEG_LEG_G1 | LIMESTONE | COAL | NORTH | 1985 | 831 | 831 | 831 | 831 | 831 | 831 | 831 | 831 | 831 | 831 | 831
20 | LIMESTONE U2 |  | LEG_LEG_G2 | LIMESTONE | COAL | NORTH | 1986 | 858 | 858 | 858 | 858 | 858 | 858 | 858 | 858 | 858 | 858 | 858
21 | MARTIN LAKE U1 |  | MLSES_UNIT1 | RUSK | COAL | NORTH | 1977 | 815 | 815 | 815 | 815 | 815 | 815 | 815 | 815 | 815 | 815 | 815
22 | MARTIN LAKE U2 |  | MLSES_UNIT2 | RUSK | COAL | NORTH | 1978 | 820 | 820 | 820 | 820 | 820 | 820 | 820 | 820 | 820 | 820 | 820
23 | MARTIN LAKE U3 |  | MLSES_UNIT3 | RUSK | COAL | NORTH | 1979 | 820 | 820 | 820 | 820 | 820 | 820 | 820 | 820 | 820 | 820 | 820
24 | OAK GROVE SES U1 |  | OGSES_UNIT1A | ROBERTSON | COAL | NORTH | 2010 | 840 | 840 | 840 | 840 | 840 | 840 | 840 | 840 | 840 | 840 | 840
25 | OAK GROVE SES U2 |  | OGSES_UNIT2 | ROBERTSON | COAL | NORTH | 2011 | 825 | 825 | 825 | 825 | 825 | 825 | 825 | 825 | 825 | 825 | 825
26 | OKLAUNION U1 |  | OKLA_OKLA_G1 | WILBARGER | COAL | WEST | 1986 | 650 | 650 | 650 | 650 | 650 | 650 | 650 | 650 | 650 | 650 | 650
27 | SAN MIGUEL U1 |  | SANMIGL_G1 | ATASCOSA | COAL | SOUTH | 1982 | 391 | 391 | 391 | 391 | 391 | 391 | 391 | 391 | 391 | 391 | 391
28 | SANDY CREEK U1 |  | SCES_UNIT1 | MCLENNAN | COAL | NORTH | 2013 | 950 | 950 | 950 | 950 | 950 | 950 | 950 | 950 | 950 | 950 | 950
29 | TWIN OAKS U1 |  | TNP_ONE_TNP_O_1 | ROBERTSON | COAL | NORTH | 1990 | 158 | 158 | 158 | 158 | 158 | 158 | 158 | 158 | 158 | 158 | 158
30 | TWIN OAKS U2 |  | TNP_ONE_TNP_O_2 | ROBERTSON | COAL | NORTH | 1991 | 158 | 158 | 158 | 158 | 158 | 158 | 158 | 158 | 158 | 158 | 158
31 | W A PARISH U5 |  | WAP_WAP_G5 | FT. BEND | COAL | HOUSTON | 1977 | 664 | 664 | 664 | 664 | 664 | 664 | 664 | 664 | 664 | 664 | 664
32 | W A PARISH U6 |  | WAP_WAP_G6 | FT. BEND | COAL | HOUSTON | 1978 | 663 | 663 | 663 | 663 | 663 | 663 | 663 | 663 | 663 | 663 | 663
33 | W A PARISH U7 |  | WAP_WAP_G7 | FT. BEND | COAL | HOUSTON | 1980 | 577 | 577 | 577 | 577 | 577 | 577 | 577 | 577 | 577 | 577 | 577
34 | W A PARISH U8 |  | WAP_WAP_G8 | FT. BEND | COAL | HOUSTON | 1982 | 610 | 610 | 610 | 610 | 610 | 610 | 610 | 610 | 610 | 610 | 610
35 | ARTHUR VON ROSENBERG 1 CTG 1 |  | BRAUNIG_AVR1_CT1 | BEXAR | GAS | SOUTH | 2000 | 157 | 157 | 157 | 157 | 157 | 157 | 157 | 157 | 157 | 157 | 157
36 | ARTHUR VON ROSENBERG 1 CTG 2 |  | BRAUNIG_AVR1_CT2 | BEXAR | GAS | SOUTH | 2000 | 157 | 157 | 157 | 157 | 157 | 157 | 157 | 157 | 157 | 157 | 157
37 | ARTHUR VON ROSENBERG 1 STG |  | BRAUNIG_AVR1_ST | BEXAR | GAS | SOUTH | 2000 | 164 | 164 | 164 | 164 | 164 | 164 | 164 | 164 | 164 | 164 | 164
38 | BARNEY M DAVIS REPOWER CTG 3 |  | B_DAVIS_B_DAVIG3 | NUECES | GAS | COASTAL | 2010 | 165 | 165 | 165 | 165 | 165 | 165 | 165 | 165 | 165 | 165 | 165
39 | BARNEY M DAVIS REPOWER CTG 4 |  | B_DAVIS_B_DAVIG4 | NUECES | GAS | COASTAL | 2010 | 165 | 165 | 165 | 165 | 165 | 165 | 165 | 165 | 165 | 165 | 165
40 | BARNEY M DAVIS REPOWER STG 2 |  | B_DAVIS_B_DAVIG2 | NUECES | GAS | COASTAL | 1976 | 325 | 325 | 325 | 325 | 325 | 325 | 325 | 325 | 325 | 325 | 325
41 | BASTROP ENERGY CENTER CTG 1 |  | BASTEN_GTG1100 | BASTROP | GAS | SOUTH | 2002 | 167 | 167 | 167 | 167 | 167 | 167 | 167 | 167 | 167 | 167 | 167
42 | BASTROP ENERGY CENTER CTG 2 |  | BASTEN_GTG2100 | BASTROP | GAS | SOUTH | 2002 | 167 | 167 | 167 | 167 | 167 | 167 | 167 | 167 | 167 | 167 | 167
43 | BASTROP ENERGY CENTER STG |  | BASTEN_ST0100 | BASTROP | GAS | SOUTH | 2002 | 234 | 234 | 234 | 234 | 234 | 234 | 234 | 234 | 234 | 234 | 234
44 | BOSQUE ENERGY CENTER CTG 1 |  | BOSQUESW_BSQSU_1 | BOSQUE | GAS | NORTH | 2000 | 170.9 | 170.9 | 170.9 | 170.9 | 170.9 | 170.9 | 170.9 | 170.9 | 170.9 | 170.9 | 170.9
45 | BOSQUE ENERGY CENTER STG 4 |  | BOSQUESW_BSQSU_4 | BOSQUE | GAS | NORTH | 2001 | 85.2 | 85.2 | 85.2 | 85.2 | 85.2 | 85.2 | 85.2 | 85.2 | 85.2 | 85.2 | 85.2
46 | BOSQUE ENERGY CENTER CTG 2 |  | BOSQUESW_BSQSU_2 | BOSQUE | GAS | NORTH | 2000 | 170.9 | 170.9 | 170.9 | 170.9 | 170.9 | 170.9 | 170.9 | 170.9 | 170.9 | 170.9 | 170.9
47 | BOSQUE ENERGY CENTER CTG 3 |  | BOSQUESW_BSQSU_3 | BOSQUE | GAS | NORTH | 2001 | 168.5 | 168.5 | 168.5 | 168.5 | 168.5 | 168.5 | 168.5 | 168.5 | 168.5 | 168.5 | 168.5
48 | BOSQUE ENERGY CENTER STG 5 |  | BOSQUESW_BSQSU_5 | BOSQUE | GAS | NORTH | 2009 | 226.7 | 226.7 | 226.7 | 226.7 | 226.7 | 226.7 | 226.7 | 226.7 | 226.7 | 226.7 | 226.7
49 | BRAZOS VALLEY CTG 1 |  | BVE_UNIT1 | FORT BEND | GAS | HOUSTON | 2003 | 168 | 168 | 168 | 168 | 168 | 168 | 168 | 168 | 168 | 168 | 168
50 | BRAZOS VALLEY CTG 2 |  | BVE_UNIT2 | FORT BEND | GAS | HOUSTON | 2003 | 168 | 168 | 168 | 168 | 168 | 168 | 168 | 168 | 168 | 168 | 168
51 | BRAZOS VALLEY STG 3 |  | BVE_UNIT3 | FORT BEND | GAS | HOUSTON | 2003 | 270 | 270 | 270 | 270 | 270 | 270 | 270 | 270 | 270 | 270 | 270
52 | CALENERGY-FALCON SEABOARD CTG 1 |  | FLCNS_UNIT1 | HOWARD | GAS | WEST | 1987 | 77.5 | 77.5 | 77.5 | 77.5 | 77.5 | 77.5 | 77.5 | 77.5 | 77.5 | 77.5 | 77.5
53 | CALENERGY-FALCON SEABOARD CTG 2 |  | FLCNS_UNIT2 | HOWARD | GAS | WEST | 1987 | 77.5 | 77.5 | 77.5 | 77.5 | 77.5 | 77.5 | 77.5 | 77.5 | 77.5 | 77.5 | 77.5
54 | CALENERGY-FALCON SEABOARD STG 3 |  | FLCNS_UNIT3 | HOWARD | GAS | WEST | 1988 | 74 | 74 | 74 | 74 | 74 | 74 | 74 | 74 | 74 | 74 | 74
55 | CALHOUN (PORT COMFORT) 1 |  | CALHOUN_UNIT1 | CALHOUN | GAS | SOUTH | 2017 | 49.8 | 49.8 | 49.8 | 49.8 | 49.8 | 49.8 | 49.8 | 49.8 | 49.8 | 49.8 | 49.8
56 | CALHOUN (PORT COMFORT) 2 |  | CALHOUN_UNIT2 | CALHOUN | GAS | SOUTH | 2017 | 49.8 | 49.8 | 49.8 | 49.8 | 49.8 | 49.8 | 49.8 | 49.8 | 49.8 | 49.8 | 49.8
57 | CEDAR BAYOU 4 CTG 1 |  | CBY4_CT41 | CHAMBERS | GAS | HOUSTON | 2009 | 173 | 173 | 173 | 173 | 173 | 173 | 173 | 173 | 173 | 173 | 173
58 | CEDAR BAYOU 4 CTG 2 |  | CBY4_CT42 | CHAMBERS | GAS | HOUSTON | 2009 | 173 | 173 | 173 | 173 | 173 | 173 | 173 | 173 | 173 | 173 | 173
59 | CEDAR BAYOU 4 STG |  | CBY4_ST04 | CHAMBERS | GAS | HOUSTON | 2009 | 186 | 186 | 186 | 186 | 186 | 186 | 186 | 186 | 186 | 186 | 186
60 | COLORADO BEND ENERGY CENTER CTG 1 |  | CBEC_GT1 | WHARTON | GAS | SOUTH | 2007 | 79 | 79 | 79 | 79 | 79 | 79 | 79 | 79 | 79 | 79 | 79
61 | COLORADO BEND ENERGY CENTER CTG 2 |  | CBEC_GT2 | WHARTON | GAS | SOUTH | 2007 | 72 | 72 | 72 | 72 | 72 | 72 | 72 | 72 | 72 | 72 | 72
62 | COLORADO BEND ENERGY CENTER STG 1 |  | CBEC_STG1 | WHARTON | GAS | SOUTH | 2007 | 102 | 102 | 102 | 102 | 102 | 102 | 102 | 102 | 102 | 102 | 102
63 | COLORADO BEND ENERGY CENTER CTG 3 |  | CBEC_GT3 | WHARTON | GAS | SOUTH | 2008 | 77 | 77 | 77 | 77 | 77 | 77 | 77 | 77 | 77 | 77 | 77
64 | COLORADO BEND ENERGY CENTER CTG 4 |  | CBEC_GT4 | WHARTON | GAS | SOUTH | 2008 | 73 | 73 | 73 | 73 | 73 | 73 | 73 | 73 | 73 | 73 | 73
65 | COLORADO BEND ENERGY CENTER STG 2 |  | CBEC_STG2 | WHARTON | GAS | SOUTH | 2008 | 108 | 108 | 108 | 108 | 108 | 108 | 108 | 108 | 108 | 108 | 108
66 | COLORADO BEND II CT7 |  | CBECII_CT7 | WHARTON | GAS | SOUTH | 2017 | 350 | 350 | 350 | 350 | 350 | 350 | 350 | 350 | 350 | 350 | 350
67 | COLORADO BEND II CT8 |  | CBECII_CT8 | WHARTON | GAS | SOUTH | 2017 | 350 | 350 | 350 | 350 | 350 | 350 | 350 | 350 | 350 | 350 | 350
68 | COLORADO BEND II ST8 |  | CBECII_STG9 | WHARTON | GAS | SOUTH | 2017 | 498 | 498 | 498 | 498 | 498 | 498 | 498 | 498 | 498 | 498 | 498
69 | CVC CHANNELVIEW CTG 1 |  | CVC_CVC_G1 | HARRIS | GAS | HOUSTON | 2008 | 191 | 191 | 191 | 191 | 191 | 191 | 191 | 191 | 191 | 191 | 191
70 | CVC CHANNELVIEW CTG 2 |  | CVC_CVC_G2 | HARRIS | GAS | HOUSTON | 2008 | 189 | 189 | 189 | 189 | 189 | 189 | 189 | 189 | 189 | 189 | 189
71 | CVC CHANNELVIEW CTG 3 |  | CVC_CVC_G3 | HARRIS | GAS | HOUSTON | 2008 | 189 | 189 | 189 | 189 | 189 | 189 | 189 | 189 | 189 | 189 | 189
72 | CVC CHANNELVIEW STG 5 |  | CVC_CVC_G5 | HARRIS | GAS | HOUSTON | 2008 | 146 | 146 | 146 | 146 | 146 | 146 | 146 | 146 | 146 | 146 | 146
73 | DEER PARK ENERGY CENTER CTG 1 |  | DDPEC_GT1 | HARRIS | GAS | HOUSTON | 2002 | 203 | 203 | 203 | 203 | 203 | 203 | 203 | 203 | 203 | 203 | 203
74 | DEER PARK ENERGY CENTER CTG 2 |  | DDPEC_GT2 | HARRIS | GAS | HOUSTON | 2002 | 215 | 215 | 215 | 215 | 215 | 215 | 215 | 215 | 215 | 215 | 215
75 | DEER PARK ENERGY CENTER CTG 3 |  | DDPEC_GT3 | HARRIS | GAS | HOUSTON | 2002 | 203 | 203 | 203 | 203 | 203 | 203 | 203 | 203 | 203 | 203 | 203
76 | DEER PARK ENERGY CENTER CTG 4 |  | DDPEC_GT4 | HARRIS | GAS | HOUSTON | 2002 | 215 | 215 | 215 | 215 | 215 | 215 | 215 | 215 | 215 | 215 | 215
77 | DEER PARK ENERGY CENTER STG |  | DDPEC_ST1 | HARRIS | GAS | HOUSTON | 2002 | 290 | 290 | 290 | 290 | 290 | 290 | 290 | 290 | 290 | 290 | 290
78 | DEER PARK ENERGY CENTER CTG 6 |  | DDPEC_GT6 | HARRIS | GAS | HOUSTON | 2014 | 190 | 190 | 190 | 190 | 190 | 190 | 190 | 190 | 190 | 190 | 190
79 | ENNIS POWER STATION CTG 2 |  | ETCCS_CT1 | ELLIS | GAS | NORTH | 2002 | 231 | 231 | 231 | 231 | 231 | 231 | 231 | 231 | 231 | 231 | 231
80 | ENNIS POWER STATION STG 1 |  | ETCCS_UNIT1 | ELLIS | GAS | NORTH | 2002 | 127 | 127 | 127 | 127 | 127 | 127 | 127 | 127 | 127 | 127 | 127
81 | FERGUSON REPLACEMENT CTG1 |  | FERGCC_FERGGT1 | LLANO | GAS | SOUTH | 2014 | 180 | 180 | 180 | 180 | 180 | 180 | 180 | 180 | 180 | 180 | 180
82 | FERGUSON REPLACEMENT CTG2 |  | FERGCC_FERGGT2 | LLANO | GAS | SOUTH | 2014 | 180 | 180 | 180 | 180 | 180 | 180 | 180 | 180 | 180 | 180 | 180
83 | FERGUSON REPLACEMENT STG |  | FERGCC_FERGST1 | LLANO | GAS | SOUTH | 2014 | 194 | 194 | 194 | 194 | 194 | 194 | 194 | 194 | 194 | 194 | 194
84 | FORNEY ENERGY CENTER CTG 11 |  | FRNYPP_GT11 | KAUFMAN | GAS | NORTH | 2003 | 192 | 192 | 192 | 192 | 192 | 192 | 192 | 192 | 192 | 192 | 192
85 | FORNEY ENERGY CENTER CTG 12 |  | FRNYPP_GT12 | KAUFMAN | GAS | NORTH | 2003 | 184 | 184 | 184 | 184 | 184 | 184 | 184 | 184 | 184 | 184 | 184
86 | FORNEY ENERGY CENTER CTG 13 |  | FRNYPP_GT13 | KAUFMAN | GAS | NORTH | 2003 | 184 | 184 | 184 | 184 | 184 | 184 | 184 | 184 | 184 | 184 | 184
87 | FORNEY ENERGY CENTER CTG 21 |  | FRNYPP_GT21 | KAUFMAN | GAS | NORTH | 2003 | 192 | 192 | 192 | 192 | 192 | 192 | 192 | 192 | 192 | 192 | 192
88 | FORNEY ENERGY CENTER CTG 22 |  | FRNYPP_GT22 | KAUFMAN | GAS | NORTH | 2003 | 184 | 184 | 184 | 184 | 184 | 184 | 184 | 184 | 184 | 184 | 184
89 | FORNEY ENERGY CENTER CTG 23 |  | FRNYPP_GT23 | KAUFMAN | GAS | NORTH | 2003 | 184 | 184 | 184 | 184 | 184 | 184 | 184 | 184 | 184 | 184 | 184
90 | FORNEY ENERGY CENTER STG 10 |  | FRNYPP_ST10 | KAUFMAN | GAS | NORTH | 2003 | 420 | 420 | 420 | 420 | 420 | 420 | 420 | 420 | 420 | 420 | 420
91 | FORNEY ENERGY CENTER STG 20 |  | FRNYPP_ST20 | KAUFMAN | GAS | NORTH | 2003 | 420 | 420 | 420 | 420 | 420 | 420 | 420 | 420 | 420 | 420 | 420
92 | FREESTONE ENERGY CENTER CTG 1 |  | FREC_GT1 | FREESTONE | GAS | NORTH | 2002 | 160.7 | 160.7 | 160.7 | 160.7 | 160.7 | 160.7 | 160.7 | 160.7 | 160.7 | 160.7 | 160.7
93 | FREESTONE ENERGY CENTER CTG 2 |  | FREC_GT2 | FREESTONE | GAS | NORTH | 2002 | 160.7 | 160.7 | 160.7 | 160.7 | 160.7 | 160.7 | 160.7 | 160.7 | 160.7 | 160.7 | 160.7
94 | FREESTONE ENERGY CENTER STG 3 |  | FREC_ST3 | FREESTONE | GAS | NORTH | 2002 | 179.8 | 179.8 | 179.8 | 179.8 | 179.8 | 179.8 | 179.8 | 179.8 | 179.8 | 179.8 | 179.8
95 | FREESTONE ENERGY CENTER CTG 4 |  | FREC_GT4 | FREESTONE | GAS | NORTH | 2002 | 161.1 | 161.1 | 161.1 | 161.1 | 161.1 | 161.1 | 161.1 | 161.1 | 161.1 | 161.1 | 161.1
96 | FREESTONE ENERGY CENTER CTG 5 |  | FREC_GT5 | FREESTONE | GAS | NORTH | 2002 | 161.1 | 161.1 | 161.1 | 161.1 | 161.1 | 161.1 | 161.1 | 161.1 | 161.1 | 161.1 | 161.1
97 | FREESTONE ENERGY CENTER STG 6 |  | FREC_ST6 | FREESTONE | GAS | NORTH | 2002 | 179.7 | 179.7 | 179.7 | 179.7 | 179.7 | 179.7 | 179.7 | 179.7 | 179.7 | 179.7 | 179.7
98 | GREGORY POWER PARTNERS GT1 |  | LGE_LGE_GT1 | SAN PATRICIO | GAS | SOUTH | 2000 | 158 | 158 | 158 | 158 | 158 | 158 | 158 | 158 | 158 | 158 | 158
99 | GREGORY POWER PARTNERS GT2 |  | LGE_LGE_GT2 | SAN PATRICIO | GAS | SOUTH | 2000 | 158 | 158 | 158 | 158 | 158 | 158 | 158 | 158 | 158 | 158 | 158
100 | GREGORY POWER PARTNERS STG |  | LGE_LGE_STG | SAN PATRICIO | GAS | SOUTH | 2000 | 75 | 75 | 75 | 75 | 75 | 75 | 75 | 75 | 75 | 75 | 75
101 | GUADALUPE ENERGY CENTER CTG 1 |  | GUADG_GAS1 | GUADALUPE | GAS | SOUTH | 2000 | 167 | 167 | 167 | 167 | 167 | 167 | 167 | 167 | 167 | 167 | 167
102 | GUADALUPE ENERGY CENTER CTG 2 |  | GUADG_GAS2 | GUADALUPE | GAS | SOUTH | 2000 | 167 | 167 | 167 | 167 | 167 | 167 | 167 | 167 | 167 | 167 | 167
103 | GUADALUPE ENERGY CENTER CTG 3 |  | GUADG_GAS3 | GUADALUPE | GAS | SOUTH | 2000 | 167 | 167 | 167 | 167 | 167 | 167 | 167 | 167 | 167 | 167 | 167
104 | GUADALUPE ENERGY CENTER CTG 4 |  | GUADG_GAS4 | GUADALUPE | GAS | SOUTH | 2000 | 167 | 167 | 167 | 167 | 167 | 167 | 167 | 167 | 167 | 167 | 167
105 | GUADALUPE ENERGY CENTER STG 5 |  | GUADG_STM5 | GUADALUPE | GAS | SOUTH | 2000 | 203 | 203 | 203 | 203 | 203 | 203 | 203 | 203 | 203 | 203 | 203
106 | GUADALUPE ENERGY CENTER STG 6 |  | GUADG_STM6 | GUADALUPE | GAS | SOUTH | 2000 | 203 | 203 | 203 | 203 | 203 | 203 | 203 | 203 | 203 | 203 | 203
107 | HAYS ENERGY FACILITY CSG 1 |  | HAYSEN_HAYSENG1 | HAYS | GAS | SOUTH | 2002 | 237 | 237 | 237 | 237 | 237 | 237 | 237 | 237 | 237 | 237 | 237
108 | HAYS ENERGY FACILITY CSG 2 |  | HAYSEN_HAYSENG2 | HAYS | GAS | SOUTH | 2002 | 237 | 237 | 237 | 237 | 237 | 237 | 237 | 237 | 237 | 237 | 237
109 | HAYS ENERGY FACILITY CSG 3 |  | HAYSEN_HAYSENG3 | HAYS | GAS | SOUTH | 2002 | 247 | 247 | 247 | 247 | 247 | 247 | 247 | 247 | 247 | 247 | 247
110 | HAYS ENERGY FACILITY CSG 4 |  | HAYSEN_HAYSENG4 | HAYS | GAS | SOUTH | 2002 | 247 | 247 | 247 | 247 | 247 | 247 | 247 | 247 | 247 | 247 | 247
111 | HIDALGO ENERGY CENTER CTG 1 |  | DUKE_DUKE_GT1 | HIDALGO | GAS | SOUTH | 2000 | 150 | 150 | 150 | 150 | 150 | 150 | 150 | 150 | 150 | 150 | 150
112 | HIDALGO ENERGY CENTER CTG 2 |  | DUKE_DUKE_GT2 | HIDALGO | GAS | SOUTH | 2000 | 150 | 150 | 150 | 150 | 150 | 150 | 150 | 150 | 150 | 150 | 150
113 | HIDALGO ENERGY CENTER STG |  | DUKE_DUKE_ST1 | HIDALGO | GAS | SOUTH | 2000 | 176 | 176 | 176 | 176 | 176 | 176 | 176 | 176 | 176 | 176 | 176
114 | JACK COUNTY GEN FACILITY CTG 1 |  | JACKCNTY_CT1 | JACK | GAS | NORTH | 2006 | 160 | 160 | 160 | 160 | 160 | 160 | 160 | 160 | 160 | 160 | 160
115 | JACK COUNTY GEN FACILITY CTG 2 |  | JACKCNTY_CT2 | JACK | GAS | NORTH | 2006 | 160 | 160 | 160 | 160 | 160 | 160 | 160 | 160 | 160 | 160 | 160
116 | JACK COUNTY GEN FACILITY STG 1 |  | JACKCNTY_STG | JACK | GAS | NORTH | 2006 | 293 | 293 | 293 | 293 | 293 | 293 | 293 | 293 | 293 | 293 | 293
117 | JACK COUNTY GEN FACILITY CTG 3 |  | JCKCNTY2_CT3 | JACK | GAS | NORTH | 2011 | 165 | 165 | 165 | 165 | 165 | 165 | 165 | 165 | 165 | 165 | 165
118 | JACK COUNTY GEN FACILITY CTG 4 |  | JCKCNTY2_CT4 | JACK | GAS | NORTH | 2011 | 165 | 165 | 165 | 165 | 165 | 165 | 165 | 165 | 165 | 165 | 165
119 | JACK COUNTY GEN FACILITY STG 2 |  | JCKCNTY2_ST2 | JACK | GAS | NORTH | 2011 | 310 | 310 | 310 | 310 | 310 | 310 | 310 | 310 | 310 | 310 | 310
120 | JOHNSON COUNTY GEN FACILITY CTG |  | TEN_CT1 | JOHNSON | GAS | NORTH | 1997 | 177 | 177 | 177 | 177 | 177 | 177 | 177 | 177 | 177 | 177 | 177
121 | JOHNSON COUNTY GEN FACILITY STG |  | TEN_STG | JOHNSON | GAS | NORTH | 1997 | 106 | 106 | 106 | 106 | 106 | 106 | 106 | 106 | 106 | 106 | 106
122 | LAMAR ENERGY CENTER CTG 11 |  | LPCCS_CT11 | LAMAR | GAS | NORTH | 2000 | 186 | 186 | 186 | 186 | 186 | 186 | 186 | 186 | 186 | 186 | 186
123 | LAMAR ENERGY CENTER CTG 12 |  | LPCCS_CT12 | LAMAR | GAS | NORTH | 2000 | 176 | 176 | 176 | 176 | 176 | 176 | 176 | 176 | 176 | 176 | 176
124 | LAMAR ENERGY CENTER CTG 21 |  | LPCCS_CT21 | LAMAR | GAS | NORTH | 2000 | 176 | 176 | 176 | 176 | 176 | 176 | 176 | 176 | 176 | 176 | 176
125 | LAMAR ENERGY CENTER CTG 22 |  | LPCCS_CT22 | LAMAR | GAS | NORTH | 2000 | 186 | 186 | 186 | 186 | 186 | 186 | 186 | 186 | 186 | 186 | 186
126 | LAMAR ENERGY CENTER STG 1 |  | LPCCS_UNIT1 | LAMAR | GAS | NORTH | 2000 | 204 | 204 | 204 | 204 | 204 | 204 | 204 | 204 | 204 | 204 | 204
127 | LAMAR ENERGY CENTER STG 2 |  | LPCCS_UNIT2 | LAMAR | GAS | NORTH | 2000 | 204 | 204 | 204 | 204 | 204 | 204 | 204 | 204 | 204 | 204 | 204
128 | LOST PINES POWER CTG 1 |  | LOSTPI_LOSTPGT1 | BASTROP | GAS | SOUTH | 2001 | 183 | 183 | 183 | 183 | 183 | 183 | 183 | 183 | 183 | 183 | 183
129 | LOST PINES POWER CTG 2 |  | LOSTPI_LOSTPGT2 | BASTROP | GAS | SOUTH | 2001 | 183 | 183 | 183 | 183 | 183 | 183 | 183 | 183 | 183 | 183 | 183
130 | LOST PINES POWER STG |  | LOSTPI_LOSTPST1 | BASTROP | GAS | SOUTH | 2001 | 192 | 192 | 192 | 192 | 192 | 192 | 192 | 192 | 192 | 192 | 192
131 | MAGIC VALLEY STATION CTG 1 |  | NEDIN_NEDIN_G1 | HIDALGO | GAS | SOUTH | 2001 | 218.6 | 218.6 | 218.6 | 218.6 | 218.6 | 218.6 | 218.6 | 218.6 | 218.6 | 218.6 | 218.6
132 | MAGIC VALLEY STATION CTG 2 |  | NEDIN_NEDIN_G2 | HIDALGO | GAS | SOUTH | 2001 | 218.6 | 218.6 | 218.6 | 218.6 | 218.6 | 218.6 | 218.6 | 218.6 | 218.6 | 218.6 | 218.6
133 | MAGIC VALLEY STATION STG |  | NEDIN_NEDIN_G3 | HIDALGO | GAS | SOUTH | 2001 | 257.9 | 257.9 | 257.9 | 257.9 | 257.9 | 257.9 | 257.9 | 257.9 | 257.9 | 257.9 | 257.9
134 | MIDLOTHIAN ENERGY FACILITY CS 1 |  | MDANP_CT1 | ELLIS | GAS | NORTH | 2001 | 240 | 240 | 240 | 240 | 240 | 240 | 240 | 240 | 240 | 240 | 240
135 | MIDLOTHIAN ENERGY FACILITY CS 2 |  | MDANP_CT2 | ELLIS | GAS | NORTH | 2001 | 240 | 240 | 240 | 240 | 240 | 240 | 240 | 240 | 240 | 240 | 240
136 | MIDLOTHIAN ENERGY FACILITY CS 3 |  | MDANP_CT3 | ELLIS | GAS | NORTH | 2001 | 240 | 240 | 240 | 240 | 240 | 240 | 240 | 240 | 240 | 240 | 240
137 | MIDLOTHIAN ENERGY FACILITY CS 4 |  | MDANP_CT4 | ELLIS | GAS | NORTH | 2001 | 240 | 240 | 240 | 240 | 240 | 240 | 240 | 240 | 240 | 240 | 240
138 | MIDLOTHIAN ENERGY FACILITY CS 5 |  | MDANP_CT5 | ELLIS | GAS | NORTH | 2002 | 257 | 257 | 257 | 257 | 257 | 257 | 257 | 257 | 257 | 257 | 257
139 | MIDLOTHIAN ENERGY FACILITY CS 6 |  | MDANP_CT6 | ELLIS | GAS | NORTH | 2002 | 257 | 257 | 257 | 257 | 257 | 257 | 257 | 257 | 257 | 257 | 257
140 | NUECES BAY REPOWER CTG 8 |  | NUECES_B_NUECESG8 | NUECES | GAS | COASTAL | 2010 | 165 | 165 | 165 | 165 | 165 | 165 | 165 | 165 | 165 | 165 | 165
141 | NUECES BAY REPOWER CTG 9 |  | NUECES_B_NUECESG9 | NUECES | GAS | COASTAL | 2010 | 165 | 165 | 165 | 165 | 165 | 165 | 165 | 165 | 165 | 165 | 165
142 | NUECES BAY REPOWER STG 7 |  | NUECES_B_NUECESG7 | NUECES | GAS | COASTAL | 1972 | 325 | 325 | 325 | 325 | 325 | 325 | 325 | 325 | 325 | 325 | 325
143 | ODESSA-ECTOR POWER CTG 11 |  | OECCS_CT11 | ECTOR | GAS | WEST | 2001 | 157.9 | 157.9 | 157.9 | 157.9 | 157.9 | 157.9 | 157.9 | 157.9 | 157.9 | 157.9 | 157.9
144 | ODESSA-ECTOR POWER CTG 12 |  | OECCS_CT12 | ECTOR | GAS | WEST | 2001 | 151.5 | 151.5 | 151.5 | 151.5 | 151.5 | 151.5 | 151.5 | 151.5 | 151.5 | 151.5 | 151.5
145 | ODESSA-ECTOR POWER CTG 21 |  | OECCS_CT21 | ECTOR | GAS | WEST | 2001 | 154 | 154 | 154 | 154 | 154 | 154 | 154 | 154 | 154 | 154 | 154
146 | ODESSA-ECTOR POWER CTG 22 |  | OECCS_CT22 | ECTOR | GAS | WEST | 2001 | 152.3 | 152.3 | 152.3 | 152.3 | 152.3 | 152.3 | 152.3 | 152.3 | 152.3 | 152.3 | 152.3
147 | ODESSA-ECTOR POWER STG 1 |  | OECCS_UNIT1 | ECTOR | GAS | WEST | 2001 | 212 | 212 | 212 | 212 | 212 | 212 | 212 | 212 | 212 | 212 | 212
148 | ODESSA-ECTOR POWER STG 2 |  | OECCS_UNIT2 | ECTOR | GAS | WEST | 2001 | 212 | 212 | 212 | 212 | 212 | 212 | 212 | 212 | 212 | 212 | 212
149 | PANDA SHERMAN POWER CTG1 |  | PANDA_S_SHER1CT1 | GRAYSON | GAS | NORTH | 2014 | 218.5 | 218.5 | 218.5 | 218.5 | 218.5 | 218.5 | 218.5 | 218.5 | 218.5 | 218.5 | 218.5
150 | PANDA SHERMAN POWER CTG2 |  | PANDA_S_SHER1CT2 | GRAYSON | GAS | NORTH | 2014 | 218.5 | 218.5 | 218.5 | 218.5 | 218.5 | 218.5 | 218.5 | 218.5 | 218.5 | 218.5 | 218.5
151 | PANDA SHERMAN POWER STG |  | PANDA_S_SHER1ST1 | GRAYSON | GAS | NORTH | 2014 | 333.6 | 333.6 | 333.6 | 333.6 | 333.6 | 333.6 | 333.6 | 333.6 | 333.6 | 333.6 | 333.6
152 | PANDA TEMPLE I POWER CTG1 |  | PANDA_T1_TMPL1CT1 | BELL | GAS | NORTH | 2014 | 218.5 | 218.5 | 218.5 | 218.5 | 218.5 | 218.5 | 218.5 | 218.5 | 218.5 | 218.5 | 218.5
153 | PANDA TEMPLE I POWER CTG2 |  | PANDA_T1_TMPL1CT2 | BELL | GAS | NORTH | 2014 | 218.5 | 218.5 | 218.5 | 218.5 | 218.5 | 218.5 | 218.5 | 218.5 | 218.5 | 218.5 | 218.5
154 | PANDA TEMPLE I POWER STG |  | PANDA_T1_TMPL1ST1 | BELL | GAS | NORTH | 2014 | 333.6 | 333.6 | 333.6 | 333.6 | 333.6 | 333.6 | 333.6 | 333.6 | 333.6 | 333.6 | 333.6
155 | PANDA TEMPLE II POWER CTG1 |  | PANDA_T2_TMPL2CT1 | BELL | GAS | NORTH | 2015 | 218.5 | 218.5 | 218.5 | 218.5 | 218.5 | 218.5 | 218.5 | 218.5 | 218.5 | 218.5 | 218.5
156 | PANDA TEMPLE II POWER CTG2 |  | PANDA_T2_TMPL2CT2 | BELL | GAS | NORTH | 2015 | 218.5 | 218.5 | 218.5 | 218.5 | 218.5 | 218.5 | 218.5 | 218.5 | 218.5 | 218.5 | 218.5
157 | PANDA TEMPLE II POWER STG |  | PANDA_T2_TMPL2ST1 | BELL | GAS | NORTH | 2015 | 333.6 | 333.6 | 333.6 | 333.6 | 333.6 | 333.6 | 333.6 | 333.6 | 333.6 | 333.6 | 333.6
158 | PARIS ENERGY CENTER CTG 1 |  | TNSKA_GT1 | LAMAR | GAS | NORTH | 1989 | 87 | 87 | 87 | 87 | 87 | 87 | 87 | 87 | 87 | 87 | 87
159 | PARIS ENERGY CENTER CTG 2 |  | TNSKA_GT2 | LAMAR | GAS | NORTH | 1989 | 87 | 87 | 87 | 87 | 87 | 87 | 87 | 87 | 87 | 87 | 87
160 | PARIS ENERGY CENTER STG |  | TNSKA_STG | LAMAR | GAS | NORTH | 1990 | 89 | 89 | 89 | 89 | 89 | 89 | 89 | 89 | 89 | 89 | 89
161 | PASADENA COGEN FACILITY CTG 2 |  | PSG_PSG_GT2 | HARRIS | GAS | HOUSTON | 2000 | 176 | 176 | 176 | 176 | 176 | 176 | 176 | 176 | 176 | 176 | 176
162 | PASADENA COGEN FACILITY CTG 3 |  | PSG_PSG_GT3 | HARRIS | GAS | HOUSTON | 2000 | 176 | 176 | 176 | 176 | 176 | 176 | 176 | 176 | 176 | 176 | 176
163 | PASADENA COGEN FACILITY STG 2 |  | PSG_PSG_ST2 | HARRIS | GAS | HOUSTON | 2000 | 169 | 169 | 169 | 169 | 169 | 169 | 169 | 169 | 169 | 169 | 169
164 | QUAIL RUN ENERGY CTG 1 |  | QALSW_GT1 | ECTOR | GAS | WEST | 2007 | 84 | 84 | 84 | 84 | 84 | 84 | 84 | 84 | 84 | 84 | 84
165 | QUAIL RUN ENERGY CTG 2 |  | QALSW_GT2 | ECTOR | GAS | WEST | 2007 | 86 | 86 | 86 | 86 | 86 | 86 | 86 | 86 | 86 | 86 | 86
166 | QUAIL RUN ENERGY STG 1 |  | QALSW_STG1 | ECTOR | GAS | WEST | 2007 | 98 | 98 | 98 | 98 | 98 | 98 | 98 | 98 | 98 | 98 | 98
167 | QUAIL RUN ENERGY CTG 3 |  | QALSW_GT3 | ECTOR | GAS | WEST | 2008 | 81 | 81 | 81 | 81 | 81 | 81 | 81 | 81 | 81 | 81 | 81
168 | QUAIL RUN ENERGY CTG 4 |  | QALSW_GT4 | ECTOR | GAS | WEST | 2008 | 81 | 81 | 81 | 81 | 81 | 81 | 81 | 81 | 81 | 81 | 81
169 | QUAIL RUN ENERGY STG 2 |  | QALSW_STG2 | ECTOR | GAS | WEST | 2008 | 98 | 98 | 98 | 98 | 98 | 98 | 98 | 98 | 98 | 98 | 98
170 | RIO NOGALES POWER CTG 1 |  | RIONOG_CT1 | GUADALUPE | GAS | SOUTH | 2002 | 175 | 175 | 175 | 175 | 175 | 175 | 175 | 175 | 175 | 175 | 175
171 | RIO NOGALES POWER CTG 2 |  | RIONOG_CT2 | GUADALUPE | GAS | SOUTH | 2002 | 175 | 175 | 175 | 175 | 175 | 175 | 175 | 175 | 175 | 175 | 175
172 | RIO NOGALES POWER CTG 3 |  | RIONOG_CT3 | GUADALUPE | GAS | SOUTH | 2002 | 175 | 175 | 175 | 175 | 175 | 175 | 175 | 175 | 175 | 175 | 175
173 | RIO NOGALES POWER STG 4 |  | RIONOG_ST1 | GUADALUPE | GAS | SOUTH | 2002 | 323 | 323 | 323 | 323 | 323 | 323 | 323 | 323 | 323 | 323 | 323
174 | SAM RAYBURN POWER CTG 7 |  | RAYBURN_RAYBURG7 | VICTORIA | GAS | SOUTH | 2003 | 50 | 50 | 50 | 50 | 50 | 50 | 50 | 50 | 50 | 50 | 50
175 | SAM RAYBURN POWER CTG 8 |  | RAYBURN_RAYBURG8 | VICTORIA | GAS | SOUTH | 2003 | 51 | 51 | 51 | 51 | 51 | 51 | 51 | 51 | 51 | 51 | 51
176 | SAM RAYBURN POWER CTG 9 |  | RAYBURN_RAYBURG9 | VICTORIA | GAS | SOUTH | 2003 | 50 | 50 | 50 | 50 | 50 | 50 | 50 | 50 | 50 | 50 | 50
177 | SAM RAYBURN POWER STG 10 |  | RAYBURN_RAYBURG10 | VICTORIA | GAS | SOUTH | 2003 | 40 | 40 | 40 | 40 | 40 | 40 | 40 | 40 | 40 | 40 | 40
178 | SANDHILL ENERGY CENTER CTG 5A |  | SANDHSYD_SH_5A | TRAVIS | GAS | SOUTH | 2004 | 170 | 170 | 170 | 170 | 170 | 170 | 170 | 170 | 170 | 170 | 170
179 | SANDHILL ENERGY CENTER STG 5C |  | SANDHSYD_SH_5C | TRAVIS | GAS | SOUTH | 2004 | 160 | 160 | 160 | 160 | 160 | 160 | 160 | 160 | 160 | 160 | 160
180 | SILAS RAY POWER STG 6 |  | SILASRAY_SILAS_6 | CAMERON | GAS | COASTAL | 1962 | 21 | 21 | 21 | 21 | 21 | 21 | 21 | 21 | 21 | 21 | 21
181 | SILAS RAY POWER CTG 9 |  | SILASRAY_SILAS_9 | CAMERON | GAS | COASTAL | 1996 | 49 | 49 | 49 | 49 | 49 | 49 | 49 | 49 | 49 | 49 | 49
182 | T H WHARTON POWER CTG 31 |  | THW_THWGT31 | HARRIS | GAS | HOUSTON | 1972 | 69 | 69 | 69 | 69 | 69 | 69 | 69 | 69 | 69 | 69 | 69
183 | T H WHARTON POWER CTG 32 |  | THW_THWGT32 | HARRIS | GAS | HOUSTON | 1972 | 69 | 69 | 69 | 69 | 69 | 69 | 69 | 69 | 69 | 69 | 69
184 | T H WHARTON POWER CTG 33 |  | THW_THWGT33 | HARRIS | GAS | HOUSTON | 1972 | 69 | 69 | 69 | 69 | 69 | 69 | 69 | 69 | 69 | 69 | 69
185 | T H WHARTON POWER CTG 34 |  | THW_THWGT34 | HARRIS | GAS | HOUSTON | 1972 | 69 | 69 | 69 | 69 | 69 | 69 | 69 | 69 | 69 | 69 | 69
186 | T H WHARTON POWER STG 3 |  | THW_THWST_3 | HARRIS | GAS | HOUSTON | 1974 | 110 | 110 | 110 | 110 | 110 | 110 | 110 | 110 | 110 | 110 | 110
187 | T H WHARTON POWER CTG 41 |  | THW_THWGT41 | HARRIS | GAS | HOUSTON | 1972 | 69 | 69 | 69 | 69 | 69 | 69 | 69 | 69 | 69 | 69 | 69
188 | T H WHARTON POWER CTG 42 |  | THW_THWGT42 | HARRIS | GAS | HOUSTON | 1972 | 69 | 69 | 69 | 69 | 69 | 69 | 69 | 69 | 69 | 69 | 69
189 | T H WHARTON POWER CTG 43 |  | THW_THWGT43 | HARRIS | GAS | HOUSTON | 1974 | 69 | 69 | 69 | 69 | 69 | 69 | 69 | 69 | 69 | 69 | 69
190 | T H WHARTON POWER CTG 44 |  | THW_THWGT44 | HARRIS | GAS | HOUSTON | 1974 | 69 | 69 | 69 | 69 | 69 | 69 | 69 | 69 | 69 | 69 | 69
191 | T H WHARTON POWER STG 4 |  | THW_THWST_4 | HARRIS | GAS | HOUSTON | 1974 | 110 | 110 | 110 | 110 | 110 | 110 | 110 | 110 | 110 | 110 | 110
192 | TEXAS CITY POWER CTG A |  | TXCTY_CTA | GALVESTON | GAS | HOUSTON | 2000 | 102.4 | 102.4 | 102.4 | 102.4 | 102.4 | 102.4 | 102.4 | 102.4 | 102.4 | 102.4 | 102.4
193 | TEXAS CITY POWER CTG B |  | TXCTY_CTB | GALVESTON | GAS | HOUSTON | 2000 | 102.4 | 102.4 | 102.4 | 102.4 | 102.4 | 102.4 | 102.4 | 102.4 | 102.4 | 102.4 | 102.4
194 | TEXAS CITY POWER CTG C |  | TXCTY_CTC | GALVESTON | GAS | HOUSTON | 2000 | 102.4 | 102.4 | 102.4 | 102.4 | 102.4 | 102.4 | 102.4 | 102.4 | 102.4 | 102.4 | 102.4
195 | TEXAS CITY POWER STG |  | TXCTY_ST | GALVESTON | GAS | HOUSTON | 2000 | 131.5 | 131.5 | 131.5 | 131.5 | 131.5 | 131.5 | 131.5 | 131.5 | 131.5 | 131.5 | 131.5
196 | VICTORIA POWER CTG 6 |  | VICTORIA_VICTORG6 | VICTORIA | GAS | SOUTH | 2009 | 171 | 171 | 171 | 171 | 171 | 171 | 171 | 171 | 171 | 171 | 171
197 | VICTORIA POWER STG 5 |  | VICTORIA_VICTORG5 | VICTORIA | GAS | SOUTH | 1963 | 132 | 132 | 132 | 132 | 132 | 132 | 132 | 132 | 132 | 132 | 132
198 | WICHITA FALLS CTG 1 |  | WFCOGEN_UNIT1 | WICHITA | GAS | WEST | 1987 | 20 | 20 | 20 | 20 | 20 | 20 | 20 | 20 | 20 | 20 | 20
199 | WICHITA FALLS CTG 2 |  | WFCOGEN_UNIT2 | WICHITA | GAS | WEST | 1987 | 20 | 20 | 20 | 20 | 20 | 20 | 20 | 20 | 20 | 20 | 20
200 | WICHITA FALLS CTG 3 |  | WFCOGEN_UNIT3 | WICHITA | GAS | WEST | 1987 | 20 | 20 | 20 | 20 | 20 | 20 | 20 | 20 | 20 | 20 | 20
201 | WICHITA FALLS STG 4 |  | WFCOGEN_UNIT4 | WICHITA | GAS | WEST | 1987 | 16 | 16 | 16 | 16 | 16 | 16 | 16 | 16 | 16 | 16 | 16
202 | WISE-TRACTEBEL POWER CTG 1 |  | WCPP_CT1 | WISE | GAS | NORTH | 2004 | 275 | 275 | 275 | 275 | 275 | 275 | 275 | 275 | 275 | 275 | 275
203 | WISE-TRACTEBEL POWER CTG 2 |  | WCPP_CT2 | WISE | GAS | NORTH | 2004 | 275 | 275 | 275 | 275 | 275 | 275 | 275 | 275 | 275 | 275 | 275
204 | WISE-TRACTEBEL POWER STG 1 |  | WCPP_ST1 | WISE | GAS | NORTH | 2004 | 290 | 290 | 290 | 290 | 290 | 290 | 290 | 290 | 290 | 290 | 290
205 | WOLF HOLLOW POWER CTG 1 |  | WHCCS_CT1 | HOOD | GAS | NORTH | 2002 | 249 | 249 | 249 | 249 | 249 | 249 | 249 | 249 | 249 | 249 | 249
206 | WOLF HOLLOW POWER CTG 2 |  | WHCCS_CT2 | HOOD | GAS | NORTH | 2002 | 249 | 249 | 249 | 249 | 249 | 249 | 249 | 249 | 249 | 249 | 249
207 | WOLF HOLLOW POWER STG |  | WHCCS_STG | HOOD | GAS | NORTH | 2002 | 293 | 293 | 293 | 293 | 293 | 293 | 293 | 293 | 293 | 293 | 293
208 | WOLF HOLLOW 2 CT5 |  | WHCCS2_CT4 | HOOD | GAS | NORTH | 2017 | 335 | 335 | 335 | 335 | 335 | 335 | 335 | 335 | 335 | 335 | 335
209 | WOLF HOLLOW 2 CT6 |  | WHCCS2_CT5 | HOOD | GAS | NORTH | 2017 | 335 | 335 | 335 | 335 | 335 | 335 | 335 | 335 | 335 | 335 | 335
210 | WOLF HOLLOW 2 STG6 |  | WHCCS2_STG6 | HOOD | GAS | NORTH | 2017 | 460 | 460 | 460 | 460 | 460 | 460 | 460 | 460 | 460 | 460 | 460
211 | ATKINS CTG 7 |  | ATKINS_ATKINSG7 | BRAZOS | GAS | NORTH | 1973 | 20 | 20 | 20 | 20 | 20 | 20 | 20 | 20 | 20 | 20 | 20
212 | CASTLEMAN CHAMON 1 |  | CHAMON_CTG_0101 | HARRIS | GAS | HOUSTON | 2017 | 49.8 | 49.8 | 49.8 | 49.8 | 49.8 | 49.8 | 49.8 | 49.8 | 49.8 | 49.8 | 49.8
213 | CASTLEMAN CHAMON 2 |  | CHAMON_CTG_0301 | HARRIS | GAS | HOUSTON | 2017 | 49.8 | 49.8 | 49.8 | 49.8 | 49.8 | 49.8 | 49.8 | 49.8 | 49.8 | 49.8 | 49.8
214 | DANSBY CTG 2 |  | DANSBY_DANSBYG2 | BRAZOS | GAS | NORTH | 2004 | 48 | 48 | 48 | 48 | 48 | 48 | 48 | 48 | 48 | 48 | 48
215 | DANSBY CTG 3 |  | DANSBY_DANSBYG3 | BRAZOS | GAS | NORTH | 2010 | 50 | 50 | 50 | 50 | 50 | 50 | 50 | 50 | 50 | 50 | 50
216 | DECKER CREEK CTG 1 |  | DECKER_DPGT_1 | TRAVIS | GAS | SOUTH | 1989 | 54 | 54 | 54 | 54 | 54 | 54 | 54 | 54 | 54 | 54 | 54
217 | DECKER CREEK CTG 2 |  | DECKER_DPGT_2 | TRAVIS | GAS | SOUTH | 1989 | 54 | 54 | 54 | 54 | 54 | 54 | 54 | 54 | 54 | 54 | 54
218 | DECKER CREEK CTG 3 |  | DECKER_DPGT_3 | TRAVIS | GAS | SOUTH | 1989 | 54 | 54 | 54 | 54 | 54 | 54 | 54 | 54 | 54 | 54 | 54
219 | DECKER CREEK CTG 4 |  | DECKER_DPGT_4 | TRAVIS | GAS | SOUTH | 1989 | 54 | 54 | 54 | 54 | 54 | 54 | 54 | 54 | 54 | 54 | 54
220 | DECORDOVA CTG 1 |  | DCSES_CT10 | HOOD | GAS | NORTH | 1990 | 80 | 80 | 80 | 80 | 80 | 80 | 80 | 80 | 80 | 80 | 80
221 | DECORDOVA CTG 2 |  | DCSES_CT20 | HOOD | GAS | NORTH | 1990 | 79 | 79 | 79 | 79 | 79 | 79 | 79 | 79 | 79 | 79 | 79
222 | DECORDOVA CTG 3 |  | DCSES_CT30 | HOOD | GAS | NORTH | 1990 | 78 | 78 | 78 | 78 | 78 | 78 | 78 | 78 | 78 | 78 | 78
223 | DECORDOVA CTG 4 |  | DCSES_CT40 | HOOD | GAS | NORTH | 1990 | 77 | 77 | 77 | 77 | 77 | 77 | 77 | 77 | 77 | 77 | 77
224 | ECTOR COUNTY ENERGY CTG 1 |  | ECEC_G1 | ECTOR | GAS | WEST | 2015 | 170.4 | 170.4 | 170.4 | 170.4 | 170.4 | 170.4 | 170.4 | 170.4 | 170.4 | 170.4 | 170.4
225 | ECTOR COUNTY ENERGY CTG 2 |  | ECEC_G2 | ECTOR | GAS | WEST | 2015 | 170.4 | 170.4 | 170.4 | 170.4 | 170.4 | 170.4 | 170.4 | 170.4 | 170.4 | 170.4 | 170.4
226 | ELK STATION CTG 3 |  | AEEC_ELK_3 | HALE | GAS | PANHANDLE | 2016 | 195 | 195 | 195 | 195 | 195 | 195 | 195 | 195 | 195 | 195 | 195
227 | EXTEX LAPORTE GEN STN CTG 1 |  | AZ_AZ_G1 | HARRIS | GAS | HOUSTON | 2009 | 45 | 45 | 45 | 45 | 45 | 45 | 45 | 45 | 45 | 45 | 45
228 | EXTEX LAPORTE GEN STN CTG 2 |  | AZ_AZ_G2 | HARRIS | GAS | HOUSTON | 2009 | 45 | 45 | 45 | 45 | 45 | 45 | 45 | 45 | 45 | 45 | 45
229 | EXTEX LAPORTE GEN STN CTG 3 |  | AZ_AZ_G3 | HARRIS | GAS | HOUSTON | 2009 | 45 | 45 | 45 | 45 | 45 | 45 | 45 | 45 | 45 | 45 | 45
230 | EXTEX LAPORTE GEN STN CTG 4 |  | AZ_AZ_G4 | HARRIS | GAS | HOUSTON | 2009 | 45 | 45 | 45 | 45 | 45 | 45 | 45 | 45 | 45 | 45 | 45
231 | GREENS BAYOU CTG 73 |  | GBY_GBYGT73 | HARRIS | GAS | HOUSTON | 1976 | 65 | 65 | 65 | 65 | 65 | 65 | 65 | 65 | 65 | 65 | 65
232 | GREENS BAYOU CTG 74 |  | GBY_GBYGT74 | HARRIS | GAS | HOUSTON | 1976 | 65 | 65 | 65 | 65 | 65 | 65 | 65 | 65 | 65 | 65 | 65
233 | GREENS BAYOU CTG 81 |  | GBY_GBYGT81 | HARRIS | GAS | HOUSTON | 1976 | 65 | 65 | 65 | 65 | 65 | 65 | 65 | 65 | 65 | 65 | 65
234 | GREENS BAYOU CTG 82 |  | GBY_GBYGT82 | HARRIS | GAS | HOUSTON | 1976 | 50 | 50 | 50 | 50 | 50 | 50 | 50 | 50 | 50 | 50 | 50
235 | GREENS BAYOU CTG 83 |  | GBY_GBYGT83 | HARRIS | GAS | HOUSTON | 1976 | 65 | 65 | 65 | 65 | 65 | 65 | 65 | 65 | 65 | 65 | 65
236 | GREENS BAYOU CTG 84 |  | GBY_GBYGT84 | HARRIS | GAS | HOUSTON | 1976 | 65 | 65 | 65 | 65 | 65 | 65 | 65 | 65 | 65 | 65 | 65
237 | GREENVILLE IC ENGINE PLANT |  | STEAM_ENGINE_1 | HUNT | GAS | NORTH | 2010 | 8.2 | 8.2 | 8.2 | 8.2 | 8.2 | 8.2 | 8.2 | 8.2 | 8.2 | 8.2 | 8.2
238 | GREENVILLE IC ENGINE PLANT |  | STEAM_ENGINE_2 | HUNT | GAS | NORTH | 2010 | 8.2 | 8.2 | 8.2 | 8.2 | 8.2 | 8.2 | 8.2 | 8.2 | 8.2 | 8.2 | 8.2
239 | GREENVILLE IC ENGINE PLANT |  | STEAM_ENGINE_3 | HUNT | GAS | NORTH | 2010 | 8.2 | 8.2 | 8.2 | 8.2 | 8.2 | 8.2 | 8.2 | 8.2 | 8.2 | 8.2 | 8.2
240 | LAREDO CTG 4 |  | LARDVFTN_G4 | WEBB | GAS | SOUTH | 2008 | 97.4 | 97.4 | 97.4 | 97.4 | 97.4 | 97.4 | 97.4 | 97.4 | 97.4 | 97.4 | 97.4
241 | LAREDO CTG 5 |  | LARDVFTN_G5 | WEBB | GAS | SOUTH | 2008 | 94.4 | 94.4 | 94.4 | 94.4 | 94.4 | 94.4 | 94.4 | 94.4 | 94.4 | 94.4 | 94.4
242 | LEON CREEK PEAKER CTG 1 |  | LEON_CRK_LCPCT1 | BEXAR | GAS | SOUTH | 2004 | 46 | 46 | 46 | 46 | 46 | 46 | 46 | 46 | 46 | 46 | 46
243 | LEON CREEK PEAKER CTG 2 |  | LEON_CRK_LCPCT2 | BEXAR | GAS | SOUTH | 2004 | 46 | 46 | 46 | 46 | 46 | 46 | 46 | 46 | 46 | 46 | 46
244 | LEON CREEK PEAKER CTG 3 |  | LEON_CRK_LCPCT3 | BEXAR | GAS | SOUTH | 2004 | 44 | 44 | 44 | 44 | 44 | 44 | 44 | 44 | 44 | 44 | 44
245 | LEON CREEK PEAKER CTG 4 |  | LEON_CRK_LCPCT4 | BEXAR | GAS | SOUTH | 2004 | 46 | 46 | 46 | 46 | 46 | 46 | 46 | 46 | 46 | 46 | 46
246 | MORGAN CREEK CTG 1 |  | MGSES_CT1 | MITCHELL | GAS | WEST | 1988 | 81 | 81 | 81 | 81 | 81 | 81 | 81 | 81 | 81 | 81 | 81
247 | MORGAN CREEK CTG 2 |  | MGSES_CT2 | MITCHELL | GAS | WEST | 1988 | 81 | 81 | 81 | 81 | 81 | 81 | 81 | 81 | 81 | 81 | 81
248 | MORGAN CREEK CTG 3 |  | MGSES_CT3 | MITCHELL | GAS | WEST | 1988 | 81 | 81 | 81 | 81 | 81 | 81 | 81 | 81 | 81 | 81 | 81
249 | MORGAN CREEK CTG 4 |  | MGSES_CT4 | MITCHELL | GAS | WEST | 1988 | 81 | 81 | 81 | 81 | 81 | 81 | 81 | 81 | 81 | 81 | 81
250 | MORGAN CREEK CTG 5 |  | MGSES_CT5 | MITCHELL | GAS | WEST | 1988 | 81 | 81 | 81 | 81 | 81 | 81 | 81 | 81 | 81 | 81 | 81
251 | MORGAN CREEK CTG 6 |  | MGSES_CT6 | MITCHELL | GAS | WEST | 1988 | 81 | 81 | 81 | 81 | 81 | 81 | 81 | 81 | 81 | 81 | 81
252 | PEARSALL IC ENGINE PLANT A |  | PEARSAL2_AGR_A | FRIO | GAS | SOUTH | 2012 | 50.6 | 50.6 | 50.6 | 50.6 | 50.6 | 50.6 | 50.6 | 50.6 | 50.6 | 50.6 | 50.6
253 | PEARSALL IC ENGINE PLANT B |  | PEARSAL2_AGR_B | FRIO | GAS | SOUTH | 2012 | 50.6 | 50.6 | 50.6 | 50.6 | 50.6 | 50.6 | 50.6 | 50.6 | 50.6 | 50.6 | 50.6
254 | PEARSALL IC ENGINE PLANT C |  | PEARSAL2_AGR_C | FRIO | GAS | SOUTH | 2012 | 50.6 | 50.6 | 50.6 | 50.6 | 50.6 | 50.6 | 50.6 | 50.6 | 50.6 | 50.6 | 50.6
255 | PEARSALL IC ENGINE PLANT D |  | PEARSAL2_AGR_D | FRIO | GAS | SOUTH | 2012 | 50.6 | 50.6 | 50.6 | 50.6 | 50.6 | 50.6 | 50.6 | 50.6 | 50.6 | 50.6 | 50.6
256 | PERMIAN BASIN CTG 1 |  | PB2SES_CT1 | WARD | GAS | WEST | 1988 | 71 | 71 | 71 | 71 | 71 | 71 | 71 | 71 | 71 | 71 | 71
257 | PERMIAN BASIN CTG 2 |  | PB2SES_CT2 | WARD | GAS | WEST | 1988 | 71 | 71 | 71 | 71 | 71 | 71 | 71 | 71 | 71 | 71 | 71
258 | PERMIAN BASIN CTG 3 |  | PB2SES_CT3 | WARD | GAS | WEST | 1988 | 74 | 74 | 74 | 74 | 74 | 74 | 74 | 74 | 74 | 74 | 74
259 | PERMIAN BASIN CTG 4 |  | PB2SES_CT4 | WARD | GAS | WEST | 1990 | 75 | 75 | 75 | 75 | 75 | 75 | 75 | 75 | 75 | 75 | 75
260 | PERMIAN BASIN CTG 5 |  | PB2SES_CT5 | WARD | GAS | WEST | 1990 | 75 | 75 | 75 | 75 | 75 | 75 | 75 | 75 | 75 | 75 | 75
261 | REDGATE A |  | REDGATE_AGR_A | HIDALGO | GAS | SOUTH | 2016 | 56.3 | 56.3 | 56.3 | 56.3 | 56.3 | 56.3 | 56.3 | 56.3 | 56.3 | 56.3 | 56.3
262 | REDGATE B |  | REDGATE_AGR_B | HIDALGO | GAS | SOUTH | 2016 | 56.3 | 56.3 | 56.3 | 56.3 | 56.3 | 56.3 | 56.3 | 56.3 | 56.3 | 56.3 | 56.3
263 | REDGATE C |  | REDGATE_AGR_C | HIDALGO | GAS | SOUTH | 2016 | 56.3 | 56.3 | 56.3 | 56.3 | 56.3 | 56.3 | 56.3 | 56.3 | 56.3 | 56.3 | 56.3
264 | REDGATE D |  | REDGATE_AGR_D | HIDALGO | GAS | SOUTH | 2016 | 56.3 | 56.3 | 56.3 | 56.3 | 56.3 | 56.3 | 56.3 | 56.3 | 56.3 | 56.3 | 56.3
265 | R W MILLER CTG 4 |  | MIL_MILLERG4 | PALO PINTO | GAS | NORTH | 1994 | 115 | 115 | 115 | 115 | 115 | 115 | 115 | 115 | 115 | 115 | 115
266 | R W MILLER CTG 5 |  | MIL_MILLERG5 | PALO PINTO | GAS | NORTH | 1994 | 115 | 115 | 115 | 115 | 115 | 115 | 115 | 115 | 115 | 115 | 115
267 | RAY OLINGER CTG 4 |  | OLINGR_OLING_4 | COLLIN | GAS | NORTH | 2001 | 84 | 84 | 84 | 84 | 84 | 84 | 84 | 84 | 84 | 84 | 84
268 | SAM RAYBURN CTG 1 |  | RAYBURN_RAYBURG1 | VICTORIA | GAS | SOUTH | 1963 | 13.5 | 13.5 | 13.5 | 13.5 | 13.5 | 13.5 | 13.5 | 13.5 | 13.5 | 13.5 | 13.5
269 | SAM RAYBURN CTG 2 |  | RAYBURN_RAYBURG2 | VICTORIA | GAS | SOUTH | 1963 | 13.5 | 13.5 | 13.5 | 13.5 | 13.5 | 13.5 | 13.5 | 13.5 | 13.5 | 13.5 | 13.5
270 | SAN JACINTO SES CTG 1 |  | SJS_SJS_G1 | HARRIS | GAS | HOUSTON | 1995 | 87 | 87 | 87 | 87 | 87 | 87 | 87 | 87 | 87 | 87 | 87
271 | SAN JACINTO SES CTG 2 |  | SJS_SJS_G2 | HARRIS | GAS | HOUSTON | 1995 | 87 | 87 | 87 | 87 | 87 | 87 | 87 | 87 | 87 | 87 | 87
272 | SANDHILL ENERGY CENTER CTG 1 |  | SANDHSYD_SH1 | TRAVIS | GAS | SOUTH | 2001 | 48 | 48 | 48 | 48 | 48 | 48 | 48 | 48 | 48 | 48 | 48
273 | SANDHILL ENERGY CENTER CTG 2 |  | SANDHSYD_SH2 | TRAVIS | GAS | SOUTH | 2001 | 48 | 48 | 48 | 48 | 48 | 48 | 48 | 48 | 48 | 48 | 48
274 | SANDHILL ENERGY CENTER CTG 3 |  | SANDHSYD_SH3 | TRAVIS | GAS | SOUTH | 2001 | 48 | 48 | 48 | 48 | 48 | 48 | 48 | 48 | 48 | 48 | 48
275 | SANDHILL ENERGY CENTER CTG 4 |  | SANDHSYD_SH4 | TRAVIS | GAS | SOUTH | 2001 | 48 | 48 | 48 | 48 | 48 | 48 | 48 | 48 | 48 | 48 | 48
276 | SANDHILL ENERGY CENTER CTG 6 |  | SANDHSYD_SH6 | TRAVIS | GAS | SOUTH | 2010 | 48 | 48 | 48 | 48 | 48 | 48 | 48 | 48 | 48 | 48 | 48
277 | SANDHILL ENERGY CENTER CTG 7 |  | SANDHSYD_SH7 | TRAVIS | GAS | SOUTH | 2010 | 48 | 48 | 48 | 48 | 48 | 48 | 48 | 48 | 48 | 48 | 48
278 | SILAS RAY CTG 10 |  | SILASRAY_SILAS_10 | CAMERON | GAS | COASTAL | 2004 | 46 | 46 | 46 | 46 | 46 | 46 | 46 | 46 | 46 | 46 | 46
279 | SKY GLOBAL POWER ONE A |  | SKY1_SKY1A | COLORADO | GAS | SOUTH | 2016 | 26.7 | 26.7 | 26.7 | 26.7 | 26.7 | 26.7 | 26.7 | 26.7 | 26.7 | 26.7 | 26.7
280 | SKY GLOBAL POWER ONE B |  | SKY1_SKY1B | COLORADO | GAS | SOUTH | 2016 | 26.7 | 26.7 | 26.7 | 26.7 | 26.7 | 26.7 | 26.7 | 26.7 | 26.7 | 26.7 | 26.7
281 | T H WHARTON CTG 51 |  | THW_THWGT51 | HARRIS | GAS | HOUSTON | 1975 | 65 | 65 | 65 | 65 | 65 | 65 | 65 | 65 | 65 | 65 | 65
282 | T H WHARTON CTG 52 |  | THW_THWGT52 | HARRIS | GAS | HOUSTON | 1975 | 65 | 65 | 65 | 65 | 65 | 65 | 65 | 65 | 65 | 65 | 65
283 | T H WHARTON CTG 53 |  | THW_THWGT53 | HARRIS | GAS | HOUSTON | 1975 | 65 | 65 | 65 | 65 | 65 | 65 | 65 | 65 | 65 | 65 | 65
284 | T H WHARTON CTG 54 |  | THW_THWGT54 | HARRIS | GAS | HOUSTON | 1975 | 65 | 65 | 65 | 65 | 65 | 65 | 65 | 65 | 65 | 65 | 65
285 | T H WHARTON CTG 55 |  | THW_THWGT55 | HARRIS | GAS | HOUSTON | 1975 | 65 | 65 | 65 | 65 | 65 | 65 | 65 | 65 | 65 | 65 | 65
286 | T H WHARTON CTG 56 |  | THW_THWGT56 | HARRIS | GAS | HOUSTON | 1975 | 65 | 65 | 65 | 65 | 65 | 65 | 65 | 65 | 65 | 65 | 65
287 | T H WHARTON CTG G1 |  | THW_THWGT_1 | HARRIS | GAS | HOUSTON | 1967 | 13 | 13 | 13 | 13 | 13 | 13 | 13 | 13 | 13 | 13 | 13
288 | TEXAS GULF SULPHUR |  | TGF_TGFGT_1 | WHARTON | GAS | SOUTH | 1985 | 89 | 89 | 89 | 89 | 89 | 89 | 89 | 89 | 89 | 89 | 89
289 | V H BRAUNIG CTG 5 |  | BRAUNIG_VHB6CT5 | BEXAR | GAS | SOUTH | 2009 | 48 | 48 | 48 | 48 | 48 | 48 | 48 | 48 | 48 | 48 | 48
290 | V H BRAUNIG CTG 6 |  | BRAUNIG_VHB6CT6 | BEXAR | GAS | SOUTH | 2009 | 48 | 48 | 48 | 48 | 48 | 48 | 48 | 48 | 48 | 48 | 48
291 | V H BRAUNIG CTG 7 |  | BRAUNIG_VHB6CT7 | BEXAR | GAS | SOUTH | 2009 | 48 | 48 | 48 | 48 | 48 | 48 | 48 | 48 | 48 | 48 | 48
292 | V H BRAUNIG CTG 8 |  | BRAUNIG_VHB6CT8 | BEXAR | GAS | SOUTH | 2009 | 47 | 47 | 47 | 47 | 47 | 47 | 47 | 47 | 47 | 47 | 47
293 | W A PARISH CTG 1 |  | WAP_WAPGT_1 | FT. BEND | GAS | HOUSTON | 1967 | 13 | 13 | 13 | 13 | 13 | 13 | 13 | 13 | 13 | 13 | 13
294 | WINCHESTER POWER PARK CTG 1 |  | WIPOPA_WPP_G1 | FAYETTE | GAS | SOUTH | 2009 | 46 | 46 | 46 | 46 | 46 | 46 | 46 | 46 | 46 | 46 | 46
295 | WINCHESTER POWER PARK CTG 2 |  | WIPOPA_WPP_G2 | FAYETTE | GAS | SOUTH | 2009 | 46 | 46 | 46 | 46 | 46 | 46 | 46 | 46 | 46 | 46 | 46
296 | WINCHESTER POWER PARK CTG 3 |  | WIPOPA_WPP_G3 | FAYETTE | GAS | SOUTH | 2009 | 46 | 46 | 46 | 46 | 46 | 46 | 46 | 46 | 46 | 46 | 46
297 | WINCHESTER POWER PARK CTG 4 |  | WIPOPA_WPP_G4 | FAYETTE | GAS | SOUTH | 2009 | 46 | 46 | 46 | 46 | 46 | 46 | 46 | 46 | 46 | 46 | 46
298 | CEDAR BAYOU STG U1 |  | CBY_CBY_G1 | CHAMBERS | GAS | HOUSTON | 1970 | 745 | 745 | 745 | 745 | 745 | 745 | 745 | 745 | 745 | 745 | 745
299 | CEDAR BAYOU STG U2 |  | CBY_CBY_G2 | CHAMBERS | GAS | HOUSTON | 1972 | 749 | 749 | 749 | 749 | 749 | 749 | 749 | 749 | 749 | 749 | 749
300 | DANSBY STG U1 |  | DANSBY_DANSBYG1 | BRAZOS | GAS | NORTH | 1978 | 110 | 110 | 110 | 110 | 110 | 110 | 110 | 110 | 110 | 110 | 110
301 | DECKER CREEK STG U1 |  | DECKER_DPG1 | TRAVIS | GAS | SOUTH | 1971 | 320 | 320 | 320 | 320 | 320 | 320 | 320 | 320 | 320 | 320 | 320
302 | DECKER CREEK STG U2 |  | DECKER_DPG2 | TRAVIS | GAS | SOUTH | 1978 | 428 | 428 | 428 | 428 | 428 | 428 | 428 | 428 | 428 | 428 | 428
303 | GRAHAM STG U1 |  | GRSES_UNIT1 | YOUNG | GAS | WEST | 1960 | 234 | 234 | 234 | 234 | 234 | 234 | 234 | 234 | 234 | 234 | 234
304 | GRAHAM STG U2 |  | GRSES_UNIT2 | YOUNG | GAS | WEST | 1969 | 390 | 390 | 390 | 390 | 390 | 390 | 390 | 390 | 390 | 390 | 390
305 | HANDLEY STG U3 |  | HLSES_UNIT3 | TARRANT | GAS | NORTH | 1963 | 395 | 395 | 395 | 395 | 395 | 395 | 395 | 395 | 395 | 395 | 395
306 | HANDLEY STG U4 |  | HLSES_UNIT4 | TARRANT | GAS | NORTH | 1976 | 435 | 435 | 435 | 435 | 435 | 435 | 435 | 435 | 435 | 435 | 435
307 | HANDLEY STG U5 |  | HLSES_UNIT5 | TARRANT | GAS | NORTH | 1977 | 435 | 435 | 435 | 435 | 435 | 435 | 435 | 435 | 435 | 435 | 435
308 | LAKE HUBBARD STG U1 |  | LHSES_UNIT1 | DALLAS | GAS | NORTH | 1970 | 392 | 392 | 392 | 392 | 392 | 392 | 392 | 392 | 392 | 392 | 392
309 | LAKE HUBBARD STG U2 |  | LHSES_UNIT2A | DALLAS | GAS | NORTH | 1973 | 523 | 523 | 523 | 523 | 523 | 523 | 523 | 523 | 523 | 523 | 523
310 | MOUNTAIN CREEK STG U6 |  | MCSES_UNIT6 | DALLAS | GAS | NORTH | 1956 | 122 | 122 | 122 | 122 | 122 | 122 | 122 | 122 | 122 | 122 | 122
311 | MOUNTAIN CREEK STG U7 |  | MCSES_UNIT7 | DALLAS | GAS | NORTH | 1958 | 118 | 118 | 118 | 118 | 118 | 118 | 118 | 118 | 118 | 118 | 118
312 | MOUNTAIN CREEK STG U8 |  | MCSES_UNIT8 | DALLAS | GAS | NORTH | 1967 | 568 | 568 | 568 | 568 | 568 | 568 | 568 | 568 | 568 | 568 | 568
313 | O W SOMMERS STG U1 |  | CALAVERS_OWS1 | BEXAR | GAS | SOUTH | 1972 | 420 | 420 | 420 | 420 | 420 | 420 | 420 | 420 | 420 | 420 | 420
314 | O W SOMMERS STG U2 |  | CALAVERS_OWS2 | BEXAR | GAS | SOUTH | 1974 | 410 | 410 | 410 | 410 | 410 | 410 | 410 | 410 | 410 | 410 | 410
315 | POWERLANE PLANT STG U1 |  | STEAM1A_STEAM_1 | HUNT | GAS | NORTH | 1966 | 20 | 20 | 20 | 20 | 20 | 20 | 20 | 20 | 20 | 20 | 20
316 | POWERLANE PLANT STG U2 |  | STEAM_STEAM_2 | HUNT | GAS | NORTH | 1967 | 24 | 24 | 24 | 24 | 24 | 24 | 24 | 24 | 24 | 24 | 24
317 | POWERLANE PLANT STG U3 |  | STEAM_STEAM_3 | HUNT | GAS | NORTH | 1978 | 41 | 41 | 41 | 41 | 41 | 41 | 41 | 41 | 41 | 41 | 41
318 | R W MILLER STG U1 |  | MIL_MILLERG1 | PALO PINTO | GAS | NORTH | 1968 | 75 | 75 | 75 | 75 | 75 | 75 | 75 | 75 | 75 | 75 | 75
319 | R W MILLER STG U2 |  | MIL_MILLERG2 | PALO PINTO | GAS | NORTH | 1972 | 120 | 120 | 120 | 120 | 120 | 120 | 120 | 120 | 120 | 120 | 120
320 | R W MILLER STG U3 |  | MIL_MILLERG3 | PALO PINTO | GAS | NORTH | 1975 | 208 | 208 | 208 | 208 | 208 | 208 | 208 | 208 | 208 | 208 | 208
321 | RAY OLINGER STG U1 |  | OLINGR_OLING_1 | COLLIN | GAS | NORTH | 1967 | 78 | 78 | 78 | 78 | 78 | 78 | 78 | 78 | 78 | 78 | 78
322 | RAY OLINGER STG U2 |  | OLINGR_OLING_2 | COLLIN | GAS | NORTH | 1971 | 107 | 107 | 107 | 107 | 107 | 107 | 107 | 107 | 107 | 107 | 107
323 | RAY OLINGER STG U3 |  | OLINGR_OLING_3 | COLLIN | GAS | NORTH | 1975 | 146 | 146 | 146 | 146 | 146 | 146 | 146 | 146 | 146 | 146 | 146
324 | SIM GIDEON STG U1 |  | GIDEON_GIDEONG1 | BASTROP | GAS | SOUTH | 1965 | 130 | 130 | 130 | 130 | 130 | 130 | 130 | 130 | 130 | 130 | 130
325 | SIM GIDEON STG U2 |  | GIDEON_GIDEONG2 | BASTROP | GAS | SOUTH | 1968 | 135 | 135 | 135 | 135 | 135 | 135 | 135 | 135 | 135 | 135 | 135
326 | SIM GIDEON STG U3 |  | GIDEON_GIDEONG3 | BASTROP | GAS | SOUTH | 1972 | 340 | 340 | 340 | 340 | 340 | 340 | 340 | 340 | 340 | 340 | 340
327 | STRYKER CREEK STG U1 |  | SCSES_UNIT1A | CHEROKEE | GAS | NORTH | 1958 | 167 | 167 | 167 | 167 | 167 | 167 | 167 | 167 | 167 | 167 | 167
328 | STRYKER CREEK STG U2 |  | SCSES_UNIT2 | CHEROKEE | GAS | NORTH | 1965 | 502 | 502 | 502 | 502 | 502 | 502 | 502 | 502 | 502 | 502 | 502
329 | TRINIDAD STG U6 |  | TRSES_UNIT6 | HENDERSON | GAS | NORTH | 1965 | 235 | 235 | 235 | 235 | 235 | 235 | 235 | 235 | 235 | 235 | 235
330 | V H BRAUNIG STG U1 |  | BRAUNIG_VHB1 | BEXAR | GAS | SOUTH | 1966 | 217 | 217 | 217 | 217 | 217 | 217 | 217 | 217 | 217 | 217 | 217
331 | V H BRAUNIG STG U2 |  | BRAUNIG_VHB2 | BEXAR | GAS | SOUTH | 1968 | 230 | 230 | 230 | 230 | 230 | 230 | 230 | 230 | 230 | 230 | 230
332 | V H BRAUNIG STG U3 |  | BRAUNIG_VHB3 | BEXAR | GAS | SOUTH | 1970 | 412 | 412 | 412 | 412 | 412 | 412 | 412 | 412 | 412 | 412 | 412
333 | W A PARISH STG U1 |  | WAP_WAP_G1 | FT. BEND | GAS | HOUSTON | 1958 | 169 | 169 | 169 | 169 | 169 | 169 | 169 | 169 | 169 | 169 | 169
334 | W A PARISH STG U2 |  | WAP_WAP_G2 | FT. BEND | GAS | HOUSTON | 1958 | 169 | 169 | 169 | 169 | 169 | 169 | 169 | 169 | 169 | 169 | 169
335 | W A PARISH STG U3 |  | WAP_WAP_G3 | FT. BEND | GAS | HOUSTON | 1961 | 258 | 258 | 258 | 258 | 258 | 258 | 258 | 258 | 258 | 258 | 258
336 | W A PARISH STG U4 |  | WAP_WAP_G4 | FT. BEND | GAS | HOUSTON | 1968 | 552 | 552 | 552 | 552 | 552 | 552 | 552 | 552 | 552 | 552 | 552
337 | NACOGDOCHES POWER |  | NACPW_UNIT1 | NACOGDOCHES | BIOMASS | NORTH | 2012 | 105 | 105 | 105 | 105 | 105 | 105 | 105 | 105 | 105 | 105 | 105
338 | BIOENERGY AUSTIN WALZEM RD LFG |  | DG_WALZE_4UNITS | BEXAR | BIOMASS | SOUTH | 2002 | 9.8 | 9.8 | 9.8 | 9.8 | 9.8 | 9.8 | 9.8 | 9.8 | 9.8 | 9.8 | 9.8
339 | BIOENERGY TEXAS COVEL GARDENS LFG |  | DG_MEDIN_1UNIT | BEXAR | BIOMASS | SOUTH | 2005 | 9.6 | 9.6 | 9.6 | 9.6 | 9.6 | 9.6 | 9.6 | 9.6 | 9.6 | 9.6 | 9.6
340 | FORT WORTH METHANE LFG |  | DG_RDLML_1UNIT | TARRANT | BIOMASS | NORTH | 2011 | 1.6 | 1.6 | 1.6 | 1.6 | 1.6 | 1.6 | 1.6 | 1.6 | 1.6 | 1.6 | 1.6
341 | GRAND PRAIRIE LFG |  | DG_TRIRA_1UNIT | DALLAS | BIOMASS | NORTH | 2015 | 4 | 4 | 4 | 4 | 4 | 4 | 4 | 4 | 4 | 4 | 4
342 | MCKINNEY LFG |  | DG_MKNSW_2UNITS | COLLIN | BIOMASS | NORTH | 2011 | 3.2 | 3.2 | 3.2 | 3.2 | 3.2 | 3.2 | 3.2 | 3.2 | 3.2 | 3.2 | 3.2
343 | NELSON GARDENS LFG |  | DG_78252_4UNITS | BEXAR | BIOMASS | SOUTH | 2013 | 4.2 | 4.2 | 4.2 | 4.2 | 4.2 | 4.2 | 4.2 | 4.2 | 4.2 | 4.2 | 4.2
344 | SKYLINE LFG |  | DG_FERIS_4 UNITS | DALLAS | BIOMASS | NORTH | 2007 | 6.4 | 6.4 | 6.4 | 6.4 | 6.4 | 6.4 | 6.4 | 6.4 | 6.4 | 6.4 | 6.4
345 | TRINITY OAKS LFG |  | DG_KLBRG_1UNIT | DALLAS | BIOMASS | NORTH | 2011 | 3.2 | 3.2 | 3.2 | 3.2 | 3.2 | 3.2 | 3.2 | 3.2 | 3.2 | 3.2 | 3.2
346 | VIRIDIS ENERGY-ALVIN LFG |  | DG_AV_DG1 | GALVESTON | BIOMASS | HOUSTON | 2002 | 6.7 | 6.7 | 6.7 | 6.7 | 6.7 | 6.7 | 6.7 | 6.7 | 6.7 | 6.7 | 6.7
347 | VIRIDIS ENERGY-HUMBLE LFG |  | DG_HB_DG1 | HARRIS | BIOMASS | HOUSTON | 2002 | 10 | 10 | 10 | 10 | 10 | 10 | 10 | 10 | 10 | 10 | 10
348 | VIRIDIS ENERGY-LIBERTY LFG |  | DG_LB_DG1 | HARRIS | BIOMASS | HOUSTON | 2002 | 3.9 | 3.9 | 3.9 | 3.9 | 3.9 | 3.9 | 3.9 | 3.9 | 3.9 | 3.9 | 3.9
349 | VIRIDIS ENERGY-TRINITY BAY LFG |  | DG_TRN_DG1 | CHAMBERS | BIOMASS | HOUSTON | 2002 | 3.9 | 3.9 | 3.9 | 3.9 | 3.9 | 3.9 | 3.9 | 3.9 | 3.9 | 3.9 | 3.9
350 | WM RENEWABLE-AUSTIN LFG |  | DG_SPRIN_4UNITS | TRAVIS | BIOMASS | SOUTH | 2007 | 6.4 | 6.4 | 6.4 | 6.4 | 6.4 | 6.4 | 6.4 | 6.4 | 6.4 | 6.4 | 6.4
351 | WM RENEWABLE-DFW GAS RECOVERY LFG |  | DG_BIO2_4UNITS | DENTON | BIOMASS | NORTH | 2009 | 6.4 | 6.4 | 6.4 | 6.4 | 6.4 | 6.4 | 6.4 | 6.4 | 6.4 | 6.4 | 6.4
352 | WM RENEWABLE-BIOENERGY PARTNERS LFG |  | DG_BIOE_2UNITS | DENTON | BIOMASS | NORTH | 1988 | 6.2 | 6.2 | 6.2 | 6.2 | 6.2 | 6.2 | 6.2 | 6.2 | 6.2 | 6.2 | 6.2
353 | WM RENEWABLE-MESQUITE CREEK LFG |  | DG_FREIH_2UNITS | COMAL | BIOMASS | SOUTH | 2011 | 3.2 | 3.2 | 3.2 | 3.2 | 3.2 | 3.2 | 3.2 | 3.2 | 3.2 | 3.2 | 3.2
354 | WM RENEWABLE-WESTSIDE LFG |  | DG_WSTHL_3UNITS | PARKER | BIOMASS | NORTH | 2010 | 4.8 | 4.8 | 4.8 | 4.8 | 4.8 | 4.8 | 4.8 | 4.8 | 4.8 | 4.8 | 4.8
355 | BLUE SUMMIT BATTERY |  | BLSUMMIT_BATTERY | WILBARGER | STORAGE | WEST | 2017 | 0 | 0 | 0 | 0 | 0 | 0 | 0 | 0 | 0 | 0 | 0
356 | NOTREES BATTERY FACILITY |  | NWF_NBS | WINKLER | STORAGE | WEST | 2012 | 0 | 0 | 0 | 0 | 0 | 0 | 0 | 0 | 0 | 0 | 0
357 | ESS RABBIT HILL |  | DG_RHESS_RABBIT_1 | WILLIAMSON | STORAGE | SOUTH | 2016 | 0 | 0 | 0 | 0 | 0 | 0 | 0 | 0 | 0 | 0 | 0
358 | OCI ALAMO 1 |  | DG_OCI_ALM1_ASTRO1 | BEXAR | STORAGE | SOUTH | 2016 | 0 | 0 | 0 | 0 | 0 | 0 | 0 | 0 | 0 | 0 | 0
359 | TOS BATTERY STORAGE |  | DG_TOSBATT_UNIT1 | MIDLAND | OTHER | WEST | 2017 | 0 | 0 | 0 | 0 | 0 | 0 | 0 | 0 | 0 | 0 | 0
360 | FARMERS BRANCH LANDFILL GAS TO ENERGY |  | DG_HBR_2UNITS | DENTON | BIOMASS | NORTH | 2011 | 3.2 | 3.2 | 3.2 | 3.2 | 3.2 | 3.2 | 3.2 | 3.2 | 3.2 | 3.2 | 3.2
361 | Operational Capacity Total (Nuclear, Coal, Gas, Biomass) | [6 empty] | 69111.7 | 67533.7 | 67533.7 | 67533.7 | 67533.7 | 67533.7 | 67533.7 | 67533.7 | 67533.7 | 67533.7 | 67533.7
362
363 | Operational Resources (Hydro)
364 | AMISTAD HYDRO 1 |  | AMISTAD_AMISTAG1 | VAL VERDE | HYDRO | WEST | 1983 | 37.9 | 37.9 | 37.9 | 37.9 | 37.9 | 37.9 | 37.9 | 37.9 | 37.9 | 37.9 | 37.9
365 | AMISTAD HYDRO 2 |  | AMISTAD_AMISTAG2 | VAL VERDE | HYDRO | WEST | 1983 | 37.9 | 37.9 | 37.9 | 37.9 | 37.9 | 37.9 | 37.9 | 37.9 | 37.9 | 37.9 | 37.9
366 | AUSTIN HYDRO 1 |  | AUSTPL_AUSTING1 | TRAVIS | HYDRO | SOUTH | 1940 | 8 | 8 | 8 | 8 | 8 | 8 | 8 | 8 | 8 | 8 | 8
367 | AUSTIN HYDRO 2 |  | AUSTPL_AUSTING2 | TRAVIS | HYDRO | SOUTH | 1940 | 9 | 9 | 9 | 9 | 9 | 9 | 9 | 9 | 9 | 9 | 9
368 | BUCHANAN HYDRO 1 |  | BUCHAN_BUCHANG1 | LLANO | HYDRO | SOUTH | 1938 | 16 | 16 | 16 | 16 | 16 | 16 | 16 | 16 | 16 | 16 | 16
369 | BUCHANAN HYDRO 2 |  | BUCHAN_BUCHANG2 | LLANO | HYDRO | SOUTH | 1938 | 16 | 16 | 16 | 16 | 16 | 16 | 16 | 16 | 16 | 16 | 16
370 | BUCHANAN HYDRO 3 |  | BUCHAN_BUCHANG3 | LLANO | HYDRO | SOUTH | 1950 | 17 | 17 | 17 | 17 | 17 | 17 | 17 | 17 | 17 | 17 | 17
371 | DENISON DAM 1 |  | DNDAM_DENISOG1 | GRAYSON | HYDRO | NORTH | 1944 | 40 | 40 | 40 | 40 | 40 | 40 | 40 | 40 | 40 | 40 | 40
372 | DENISON DAM 2 |  | DNDAM_DENISOG2 | GRAYSON | HYDRO | NORTH | 1948 | 40 | 40 | 40 | 40 | 40 | 40 | 40 | 40 | 40 | 40 | 40
373 | FALCON HYDRO 1 |  | FALCON_FALCONG1 | STARR | HYDRO | SOUTH | 1954 | 12 | 12 | 12 | 12 | 12 | 12 | 12 | 12 | 12 | 12 | 12
374 | FALCON HYDRO 2 |  | FALCON_FALCONG2 | STARR | HYDRO | SOUTH | 1954 | 12 | 12 | 12 | 12 | 12 | 12 | 12 | 12 | 12 | 12 | 12
375 | FALCON HYDRO 3 |  | FALCON_FALCONG3 | STARR | HYDRO | SOUTH | 1954 | 12 | 12 | 12 | 12 | 12 | 12 | 12 | 12 | 12 | 12 | 12
376 | GRANITE SHOALS HYDRO 1 |  | WIRTZ_WIRTZ_G1 | BURNET | HYDRO | SOUTH | 1951 | 29 | 29 | 29 | 29 | 29 | 29 | 29 | 29 | 29 | 29 | 29
377 | GRANITE SHOALS HYDRO 2 |  | WIRTZ_WIRTZ_G2 | BURNET | HYDRO | SOUTH | 1951 | 29 | 29 | 29 | 29 | 29 | 29 | 29 | 29 | 29 | 29 | 29
378 | INKS HYDRO 1 |  | INKSDA_INKS_G1 | LLANO | HYDRO | SOUTH | 1938 | 14 | 14 | 14 | 14 | 14 | 14 | 14 | 14 | 14 | 14 | 14
379 | MARBLE FALLS HYDRO 1 |  | MARBFA_MARBFAG1 | BURNET | HYDRO | SOUTH | 1951 | 21 | 21 | 21 | 21 | 21 | 21 | 21 | 21 | 21 | 21 | 21
380 | MARBLE FALLS HYDRO 2 |  | MARBFA_MARBFAG2 | BURNET | HYDRO | SOUTH | 1951 | 20 | 20 | 20 | 20 | 20 | 20 | 20 | 20 | 20 | 20 | 20
381 | MARSHALL FORD HYDRO 1 |  | MARSFO_MARSFOG1 | TRAVIS | HYDRO | SOUTH | 1941 | 36 | 36 | 36 | 36 | 36 | 36 | 36 | 36 | 36 | 36 | 36
382 | MARSHALL FORD HYDRO 2 |  | MARSFO_MARSFOG2 | TRAVIS | HYDRO | SOUTH | 1941 | 36 | 36 | 36 | 36 | 36 | 36 | 36 | 36 | 36 | 36 | 36
383 | MARSHALL FORD HYDRO 3 |  | MARSFO_MARSFOG3 | TRAVIS | HYDRO | SOUTH | 1941 | 29 | 29 | 29 | 29 | 29 | 29 | 29 | 29 | 29 | 29 | 29
384 | WHITNEY DAM HYDRO |  | WND_WHITNEY1 | BOSQUE | HYDRO | NORTH | 1953 | 24 | 24 | 24 | 24 | 24 | 24 | 24 | 24 | 24 | 24 | 24
385 | WHITNEY DAM HYDRO 2 |  | WND_WHITNEY2 | BOSQUE | HYDRO | NORTH | 1953 | 24 | 24 | 24 | 24 | 24 | 24 | 24 | 24 | 24 | 24 | 24
386 | ARLINGTON OUTLET HYDROELECTRIC FACILITY |  | DG_OAKHL_1UNIT | TARRANT | HYDRO | NORTH | 2014 | 1.4 | 1.4 | 1.4 | 1.4 | 1.4 | 1.4 | 1.4 | 1.4 | 1.4 | 1.4 | 1.4
387 | EAGLE PASS HYDRO |  | DG_EAGLE_HY_EAGLE_HY1 | MAVERICK | HYDRO | SOUTH | 2005 | 9.6 | 9.6 | 9.6 | 9.6 | 9.6 | 9.6 | 9.6 | 9.6 | 9.6 | 9.6 | 9.6
388 | GUADALUPE BLANCO RIVER AUTH-CANYON |  | DG_CANYHY_CANYHYG1 | COMAL | HYDRO | SOUTH | 1989 | 6 | 6 | 6 | 6 | 6 | 6 | 6 | 6 | 6 | 6 | 6
389 | GUADALUPE BLANCO RIVER AUTH-LAKEWOOD TAP |  | DG_LKWDT_2UNITS | GONZALES | HYDRO | SOUTH | 1931 | 4.8 | 4.8 | 4.8 | 4.8 | 4.8 | 4.8 | 4.8 | 4.8 | 4.8 | 4.8 | 4.8
390 | GUADALUPE BLANCO RIVER AUTH-MCQUEENEY |  | DG_MCQUE_5UNITS | GUADALUPE | HYDRO | SOUTH | 1928 | 7.7 | 7.7 | 7.7 | 7.7 | 7.7 | 7.7 | 7.7 | 7.7 | 7.7 | 7.7 | 7.7
391 | GUADALUPE BLANCO RIVER AUTH-SCHUMANSVILLE |  | DG_SCHUM_2UNITS | GUADALUPE | HYDRO | SOUTH | 1928 | 3.6 | 3.6 | 3.6 | 3.6 | 3.6 | 3.6 | 3.6 | 3.6 | 3.6 | 3.6 | 3.6
392 | LEWISVILLE HYDRO-CITY OF GARLAND |  | DG_LWSVL_1UNIT | DENTON | HYDRO | NORTH | 1991 | 2.2 | 2.2 | 2.2 | 2.2 | 2.2 | 2.2 | 2.2 | 2.2 | 2.2 | 2.2 | 2.2
393 | Operational Capacity Total (Hydro) | [6 empty] | 555.1 | 555.1 | 555.1 | 555.1 | 555.1 | 555.1 | 555.1 | 555.1 | 555.1 | 555.1 | 555.1
394 | Hydro Capacity Contribution (Top 20 Hours) |  | HYDRO_CAP_CONT |  |  |  |  | 431.5 | 431.5 | 431.5 | 431.5 | 431.5 | 431.5 | 431.5 | 431.5 | 431.5 | 431.5 | 431.5
395
396 | Operational Capacity Unavailable due to Extended Outage or Derate |  | OPERATION_UNAVAIL |  |  |  |  | -766 | -766 | -766 | -766 | -766 | -766 | -766 | -766 | -766 | -766 | -766
397 | Operational Capacity Total (Including Hydro) |  | OPERATION_TOTAL |  |  |  |  | 68777.2 | 67199.2 | 67199.2 | 67199.2 | 67199.2 | 67199.2 | 67199.2 | 67199.2 | 67199.2 | 67199.2 | 67199.2
398
399 | Operational Resources (Switchable)
400 | ANTELOPE IC 1 |  | AEEC_ANTLP_1 | HALE | GAS | PANHANDLE | 2016 | 56 | 56 | 56 | 56 | 56 | 56 | 56 | 56 | 56 | 56 | 56
401 | ANTELOPE IC 2 |  | AEEC_ANTLP_2 | HALE | GAS | PANHANDLE | 2016 | 56 | 56 | 56 | 56 | 56 | 56 | 56 | 56 | 56 | 56 | 56
402 | ANTELOPE IC 3 |  | AEEC_ANTLP_3 | HALE | GAS | PANHANDLE | 2016 | 56 | 56 | 56 | 56 | 56 | 56 | 56 | 56 | 56 | 56 | 56
403 | ELK STATION CTG 1 |  | AEEC_ELK_1 | HALE | GAS | PANHANDLE | 2016 | 195 | 195 | 195 | 195 | 195 | 195 | 195 | 195 | 195 | 195 | 195
404 | ELK STATION CTG 2 |  | AEEC_ELK_2 | HALE | GAS | PANHANDLE | 2016 | 195 | 195 | 195 | 195 | 195 | 195 | 195 | 195 | 195 | 195 | 195
405 | TENASKA KIAMICHI STATION 1CT101 |  | KMCHI_1CT101 | FANNIN | GAS | NORTH | 2003 | 178 | 178 | 178 | 178 | 178 | 178 | 178 | 178 | 178 | 178 | 178
406 | TENASKA KIAMICHI STATION 1CT201 |  | KMCHI_1CT201 | FANNIN | GAS | NORTH | 2003 | 180 | 180 | 180 | 180 | 180 | 180 | 180 | 180 | 180 | 180 | 180
407 | TENASKA KIAMICHI STATION 1ST |  | KMCHI_1ST | FANNIN | GAS | NORTH | 2003 | 307 | 307 | 307 | 307 | 307 | 307 | 307 | 307 | 307 | 307 | 307
408 | TENASKA KIAMICHI STATION 2CT101 |  | KMCHI_2CT101 | FANNIN | GAS | NORTH | 2003 | 178 | 178 | 178 | 178 | 178 | 178 | 178 | 178 | 178 | 178 | 178
409 | TENASKA KIAMICHI STATION 2CT201 |  | KMCHI_2CT201 | FANNIN | GAS | NORTH | 2003 | 180 | 180 | 180 | 180 | 180 | 180 | 180 | 180 | 180 | 180 | 180
410 | TENASKA KIAMICHI STATION 2ST |  | KMCHI_2ST | FANNIN | GAS | NORTH | 2003 | 307 | 307 | 307 | 307 | 307 | 307 | 307 | 307 | 307 | 307 | 307
411 | TENASKA FRONTIER STATION CTG 1 |  | FTR_FTR_G1 | GRIMES | GAS | NORTH | 2000 | 180 | 180 | 180 | 180 | 180 | 180 | 180 | 180 | 180 | 180 | 180
412 | TENASKA FRONTIER STATION CTG 2 |  | FTR_FTR_G2 | GRIMES | GAS | NORTH | 2000 | 180 | 180 | 180 | 180 | 180 | 180 | 180 | 180 | 180 | 180 | 180
413 | TENASKA FRONTIER STATION CTG 3 |  | FTR_FTR_G3 | GRIMES | GAS | NORTH | 2000 | 180 | 180 | 180 | 180 | 180 | 180 | 180 | 180 | 180 | 180 | 180
414 | TENASKA FRONTIER STATION STG 4 |  | FTR_FTR_G4 | GRIMES | GAS | NORTH | 2000 | 400 | 400 | 400 | 400 | 400 | 400 | 400 | 400 | 400 | 400 | 400
415 | TENASKA GATEWAY STATION CTG 1 |  | TGCCS_CT1 | RUSK | GAS | NORTH | 2001 | 162 | 162 | 162 | 162 | 162 | 162 | 162 | 162 | 162 | 162 | 162
416 | TENASKA GATEWAY STATION CTG 2 |  | TGCCS_CT2 | RUSK | GAS | NORTH | 2001 | 179 | 179 | 179 | 179 | 179 | 179 | 179 | 179 | 179 | 179 | 179
417 | TENASKA GATEWAY STATION CTG 3 |  | TGCCS_CT3 | RUSK | GAS | NORTH | 2001 | 178 | 178 | 178 | 178 | 178 | 178 | 178 | 178 | 178 | 178 | 178
418 | TENASKA GATEWAY STATION STG 4 |  | TGCCS_UNIT4 | RUSK | GAS | NORTH | 2001 | 389 | 389 | 389 | 389 | 389 | 389 | 389 | 389 | 389 | 389 | 389
419 | Switchable Capacity Total | [6 empty] | 3736 | 3736 | 3736 | 3736 | 3736 | 3736 | 3736 | 3736 | 3736 | 3736 | 3736
420
421 | Switchable Capacity Unavailable to ERCOT
422 | ANTELOPE IC 1 |  | AEEC_ANTLP_1_UNAVAIL | HALE | GAS | PANHANDLE | 2017 | -56 | -56 | -56 | -56 | -56 | -56 | -56 | -56 | -56 | -56 | -56
423 | ANTELOPE IC 2 |  | AEEC_ANTLP_2_UNAVAIL | HALE | GAS | PANHANDLE | 2017 | -56 | -56 | -56 | -56 | -56 | -56 | -56 | -56 | -56 | -56 | -56
424 | ANTELOPE IC 3 |  | AEEC_ANTLP_3_UNAVAIL | HALE | GAS | PANHANDLE | 2017 | -56 | -56 | -56 | -56 | -56 | -56 | -56 | -56 | -56 | -56 | -56
425 | ELK STATION CTG 1 |  | AEEC_ELK_1_UNAVAIL | HALE | GAS | PANHANDLE | 2017 | -195 | -195 | -195 | -195 | -195 | -195 | -195 | -195 | -195 | -195 | -195
426 | ELK STATION CTG 2 |  | AEEC_ELK_2_UNAVAIL | HALE | GAS | PANHANDLE | 2017 | -195 | -195 | -195 | -195 | -195 | -195 | -195 | -195 | -195 | -195 | -195
427 | TENASKA FRONTIER STATION |  | FTR_FTR_UNAVAIL | FANNIN | GAS | NORTH | 2016 | -300 | -300 | -300 | -300 | 0 | 0 | 0 | 0 | 0 | 0 | 0
428 | Switchable Capacity Unavailable to ERCOT |  | SWITCH_UNAVAIL |  | GAS |  |  | -858 | -858 | -858 | -858 | -558 | -558 | -558 | -558 | -558 | -558 | -558
429
430 | Available Mothball Capacity based on Owner's Return Probability |  | MOTH_AVAIL |  | GAS |  |  | 118 | 118 | 118 | 118 | 118 | 118 | 118 | 118 | 118 | 118 | 118
431
432 | Private-Use Network Capacity Contribution (Top 20 Hours) |  | PUN_CAP_CONT |  | GAS |  |  | 3324.7576 | 3324.7576 | 3324.7576 | 3324.7576 | 3324.7576 | 3324.7576 | 3324.7576 | 3324.7576 | 3324.7576 | 3324.7576 | 3324.7576
433 | Private-Use Network Forecast Adjustment (per Protocol 10.3.2.4) |  | PUN_CAP_ADJUST |  | GAS |  |  | 236.31 | 232.31 | 161.31 | 132.31 | 192.31 | 192.31 | 182.31 | 182.31 | 182.31 | 182.31 | 182.31
434
435 | Operational Resources (Wind)
436 | ANACACHO WIND |  | ANACACHO_ANA | KINNEY | WIND | SOUTH | 2012 | 99.8 | 99.8 | 99.8 | 99.8 | 99.8 | 99.8 | 99.8 | 99.8 | 99.8 | 99.8 | 99.8
437 | BARTON CHAPEL WIND |  | BRTSW_BCW1 | JACK | WIND | NORTH | 2007 | 120 | 120 | 120 | 120 | 120 | 120 | 120 | 120 | 120 | 120 | 120
438 | BLUE SUMMIT WIND 5 |  | BLSUMMIT_BLSMT1_5 | WILBARGER | WIND | WEST | 2013 | 9 | 9 | 9 | 9 | 9 | 9 | 9 | 9 | 9 | 9 | 9
439 | BLUE SUMMIT WIND 6 |  | BLSUMMIT_BLSMT1_6 | WILBARGER | WIND | WEST | 2013 | 126.4 | 126.4 | 126.4 | 126.4 | 126.4 | 126.4 | 126.4 | 126.4 | 126.4 | 126.4 | 126.4
440 | BOBCAT BLUFF WIND |  | BCATWIND_WIND_1 | ARCHER | WIND | WEST | 2012 | 150 | 150 | 150 | 150 | 150 | 150 | 150 | 150 | 150 | 150 | 150
441 | BRISCOE WIND |  | BRISCOE_WIND | BRISCOE | WIND | PANHANDLE | 2015 | 149.8 | 149.8 | 149.8 | 149.8 | 149.8 | 149.8 | 149.8 | 149.8 | 149.8 | 149.8 | 149.8
442 | BUCKTHORN WIND 1 A |  | BUCKTHRN_UNIT1 | ERATH | WIND | NORTH | 2017 | 44.9 | 44.9 | 44.9 | 44.9 | 44.9 | 44.9 | 44.9 | 44.9 | 44.9 | 44.9 | 44.9
443 | BUCKTHORN WIND 1 B |  | BUCKTHRN_UNIT2 | ERATH | WIND | NORTH | 2017 | 55.7 | 55.7 | 55.7 | 55.7 | 55.7 | 55.7 | 55.7 | 55.7 | 55.7 | 55.7 | 55.7
444 | BUFFALO GAP WIND 1 |  | BUFF_GAP_UNIT1 | TAYLOR | WIND | WEST | 2006 | 120.6 | 120.6 | 120.6 | 120.6 | 120.6 | 120.6 | 120.6 | 120.6 | 120.6 | 120.6 | 120.6
445 | BUFFALO GAP WIND 2_1 |  | BUFF_GAP_UNIT2_1 | TAYLOR | WIND | WEST | 2007 | 115.5 | 115.5 | 115.5 | 115.5 | 115.5 | 115.5 | 115.5 | 115.5 | 115.5 | 115.5 | 115.5
446 | BUFFALO GAP WIND 2_2 |  | BUFF_GAP_UNIT2_2 | TAYLOR | WIND | WEST | 2007 | 117 | 117 | 117 | 117 | 117 | 117 | 117 | 117 | 117 | 117 | 117
447 | BUFFALO GAP WIND 3 |  | BUFF_GAP_UNIT3 | TAYLOR | WIND | WEST | 2008 | 170.2 | 170.2 | 170.2 | 170.2 | 170.2 | 170.2 | 170.2 | 170.2 | 170.2 | 170.2 | 170.2
448 | BULL CREEK WIND U1 |  | BULLCRK_WND1 | BORDEN | WIND | WEST | 2009 | 88 | 88 | 88 | 88 | 88 | 88 | 88 | 88 | 88 | 88 | 88
449 | BULL CREEK WIND U2 |  | BULLCRK_WND2 | BORDEN | WIND | WEST | 2009 | 90 | 90 | 90 | 90 | 90 | 90 | 90 | 90 | 90 | 90 | 90
450 | CALLAHAN WIND |  | CALLAHAN_WND1 | CALLAHAN | WIND | WEST | 2004 | 114 | 114 | 114 | 114 | 114 | 114 | 114 | 114 | 114 | 114 | 114
451 | CAMP SPRINGS WIND 1 |  | CSEC_CSECG1 | SCURRY | WIND | WEST | 2007 | 130.5 | 130.5 | 130.5 | 130.5 | 130.5 | 130.5 | 130.5 | 130.5 | 130.5 | 130.5 | 130.5
452 | CAMP SPRINGS WIND 2 |  | CSEC_CSECG2 | SCURRY | WIND | WEST | 2007 | 120 | 120 | 120 | 120 | 120 | 120 | 120 | 120 | 120 | 120 | 120
453 | CAPRICORN RIDGE WIND 1 |  | CAPRIDGE_CR1 | STERLING | WIND | WEST | 2007 | 214.5 | 214.5 | 214.5 | 214.5 | 214.5 | 214.5 | 214.5 | 214.5 | 214.5 | 214.5 | 214.5
454 | CAPRICORN RIDGE WIND 2 |  | CAPRIDGE_CR3 | STERLING | WIND | WEST | 2008 | 186 | 186 | 186 | 186 | 186 | 186 | 186 | 186 | 186 | 186 | 186
455 | CAPRICORN RIDGE WIND 3 |  | CAPRIDGE_CR2 | STERLING | WIND | WEST | 2007 | 149.5 | 149.5 | 149.5 | 149.5 | 149.5 | 149.5 | 149.5 | 149.5 | 149.5 | 149.5 | 149.5
456 | CAPRICORN RIDGE WIND 4 |  | CAPRIDG4_CR4 | COKE | WIND | WEST | 2008 | 112.5 | 112.5 | 112.5 | 112.5 | 112.5 | 112.5 | 112.5 | 112.5 | 112.5 | 112.5 | 112.5
457 | CEDRO HILL WIND 1 |  | CEDROHIL_CHW1 | WEBB | WIND | SOUTH | 2010 | 75 | 75 | 75 | 75 | 75 | 75 | 75 | 75 | 75 | 75 | 75
458 | CEDRO HILL WIND 2 |  | CEDROHIL_CHW2 | WEBB | WIND | SOUTH | 2010 | 75 | 75 | 75 | 75 | 75 | 75 | 75 | 75 | 75 | 75 | 75
459 | CHAMPION WIND |  | CHAMPION_UNIT1 | NOLAN | WIND | WEST | 2008 | 126.5 | 126.5 | 126.5 | 126.5 | 126.5 | 126.5 | 126.5 | 126.5 | 126.5 | 126.5 | 126.5
460 | COTTON PLAINS WIND |  | COTPLNS_COTTONPL | FLOYD COUNTY | WIND | NORTH | 2017 | 50.4 | 50.4 | 50.4 | 50.4 | 50.4 | 50.4 | 50.4 | 50.4 | 50.4 | 50.4 | 50.4
461 | DERMOTT WIND 1_1 |  | DERMOTT_UNIT1 | SCURRY | WIND | WEST | 2017 | 126.5 | 126.5 | 126.5 | 126.5 | 126.5 | 126.5 | 126.5 | 126.5 | 126.5 | 126.5 | 126.5
462 | DERMOTT WIND 1_2 |  | DERMOTT_UNIT2 | SCURRY | WIND | WEST | 2017 | 126.5 | 126.5 | 126.5 | 126.5 | 126.5 | 126.5 | 126.5 | 126.5 | 126.5 | 126.5 | 126.5
463 | DESERT SKY WIND 1 |  | INDNENR_INDNENR | PECOS | WIND | WEST | 2002 | 84 | 84 | 84 | 84 | 84 | 84 | 84 | 84 | 84 | 84 | 84
464 | DESERT SKY WIND 2 |  | INDNENR_INDNENR_2 | PECOS | WIND | WEST | 2002 | 76.5 | 76.5 | 76.5 | 76.5 | 76.5 | 76.5 | 76.5 | 76.5 | 76.5 | 76.5 | 76.5
465 | DOUG COLBECK'S CORNER (CONWAY) A |  | GRANDVW1_COLA | CARSON | WIND | PANHANDLE | 2016 | 100.2 | 100.2 | 100.2 | 100.2 | 100.2 | 100.2 | 100.2 | 100.2 | 100.2 | 100.2 | 100.2
466 | DOUG COLBECK'S CORNER (CONWAY) B |  | GRANDVW1_COLB | CARSON | WIND | PANHANDLE | 2016 | 100.2 | 100.2 | 100.2 | 100.2 | 100.2 | 100.2 | 100.2 | 100.2 | 100.2 | 100.2 | 100.2
467 | ELBOW CREEK WIND |  | ELB_ELBCREEK | HOWARD | WIND | WEST | 2008 | 118.7 | 118.7 | 118.7 | 118.7 | 118.7 | 118.7 | 118.7 | 118.7 | 118.7 | 118.7 | 118.7
468 | ELECTRA WIND 1 |  | DIGBY_UNIT1 | WILBARGER | WIND | WEST | 2017 | 98.9 | 98.9 | 98.9 | 98.9 | 98.9 | 98.9 | 98.9 | 98.9 | 98.9 | 98.9 | 98.9
469 | ELECTRA WIND 2 |  | DIGBY_UNIT2 | WILBARGER | WIND | WEST | 2017 | 131.1 | 131.1 | 131.1 | 131.1 | 131.1 | 131.1 | 131.1 | 131.1 | 131.1 | 131.1 | 131.1
470 | FALVEZ ASTRA WIND |  | ASTRA_UNIT1 | RANDALL | WIND | PANHANDLE | 2017 | 163.2 | 163.2 | 163.2 | 163.2 | 163.2 | 163.2 | 163.2 | 163.2 | 163.2 | 163.2 | 163.2
471 | FLUVANNA RENEWABLE 1 A |  | FLUVANNA_UNIT1 | SCURRY | WIND | WEST | 2017 | 79.8 | 79.8 | 79.8 | 79.8 | 79.8 | 79.8 | 79.8 | 79.8 | 79.8 | 79.8 | 79.8
472 | FLUVANNA RENEWABLE 1 B |  | FLUVANNA_UNIT2 | SCURRY | WIND | WEST | 2017 | 75.6 | 75.6 | 75.6 | 75.6 | 75.6 | 75.6 | 75.6 | 75.6 | 75.6 | 75.6 | 75.6
473 | FOREST CREEK WIND |  | MCDLD_FCW1 | GLASSCOCK | WIND | WEST | 2007 | 124.2 | 124.2 | 124.2 | 124.2 | 124.2 | 124.2 | 124.2 | 124.2 | 124.2 | 124.2 | 124.2
474 | GOAT WIND |  | GOAT_GOATWIND | STERLING | WIND | WEST | 2008 | 80 | 80 | 80 | 80 | 80 | 80 | 80 | 80 | 80 | 80 | 80
475 | GOAT WIND 2 |  | GOAT_GOATWIN2 | STERLING | WIND | WEST | 2010 | 69.6 | 69.6 | 69.6 | 69.6 | 69.6 | 69.6 | 69.6 | 69.6 | 69.6 | 69.6 | 69.6
476 | GOLDTHWAITE WIND 1 |  | GWEC_GWEC_G1 | MILLS | WIND | NORTH | 2014 | 148.6 | 148.6 | 148.6 | 148.6 | 148.6 | 148.6 | 148.6 | 148.6 | 148.6 | 148.6 | 148.6
477 | GRANDVIEW WIND 1 (CONWAY) GV1A |  | GRANDVW1_GV1A | CARSON | WIND | PANHANDLE | 2014 | 107.4 | 107.4 | 107.4 | 107.4 | 107.4 | 107.4 | 107.4 | 107.4 | 107.4 | 107.4 | 107.4
478 | GRANDVIEW WIND 1 (CONWAY) GV1B |  | GRANDVW1_GV1B | CARSON | WIND | PANHANDLE | 2014 | 103.8 | 103.8 | 103.8 | 103.8 | 103.8 | 103.8 | 103.8 | 103.8 | 103.8 | 103.8 | 103.8
479 | GREEN MOUNTAIN WIND (BRAZOS) U1 |  | BRAZ_WND_WND1 | SCURRY | WIND | WEST | 2003 | 99 | 99 | 99 | 99 | 99 | 99 | 99 | 99 | 99 | 99 | 99
480 | GREEN MOUNTAIN WIND (BRAZOS) U2 |  | BRAZ_WND_WND2 | SCURRY | WIND | WEST | 2003 | 61 | 61 | 61 | 61 | 61 | 61 | 61 | 61 | 61 | 61 | 61
481 | GREEN PASTURES WIND I |  | GPASTURE_WIND_I | BAYLOR | WIND | WEST | 2015 | 150 | 150 | 150 | 150 | 150 | 150 | 150 | 150 | 150 | 150 | 150
482 | VERTIGO WIND (FORMERLY GREEN PASTURES WIND 2) |  | VERTIGO_WIND_I | BAYLOR | WIND | WEST | 2016 | 150 | 150 | 150 | 150 | 150 | 150 | 150 | 150 | 150 | 150 | 150
483 | GUNSIGHT MOUNTAIN WIND |  | GUNMTN_G1 | HOWARD | WIND | WEST | 2016 | 119.9 | 119.9 | 119.9 | 119.9 | 119.9 | 119.9 | 119.9 | 119.9 | 119.9 | 119.9 | 119.9
484 | HACKBERRY WIND |  | HWF_HWFG1 | SHACKELFORD | WIND | WEST | 2008 | 163.5 | 163.5 | 163.5 | 163.5 | 163.5 | 163.5 | 163.5 | 163.5 | 163.5 | 163.5 | 163.5
485 | HEREFORD WIND G |  | HRFDWIND_WIND_G | DEAF SMITH | WIND | PANHANDLE | 2015 | 99.9 | 99.9 | 99.9 | 99.9 | 99.9 | 99.9 | 99.9 | 99.9 | 99.9 | 99.9 | 99.9
486 | HEREFORD WIND V |  | HRFDWIND_WIND_V | DEAF SMITH | WIND | PANHANDLE | 2015 | 100 | 100 | 100 | 100 | 100 | 100 | 100 | 100 | 100 | 100 | 100
487 | HIDALGO & STARR WIND 11 |  | MIRASOLE_MIR11 | HIDALGO | WIND | SOUTH | 2016 | 52 | 52 | 52 | 52 | 52 | 52 | 52 | 52 | 52 | 52 | 52
488 | HIDALGO & STARR WIND 12 |  | MIRASOLE_MIR12 | HIDALGO | WIND | SOUTH | 2016 | 98 | 98 | 98 | 98 | 98 | 98 | 98 | 98 | 98 | 98 | 98
489 | HIDALGO & STARR WIND 21 |  | MIRASOLE_MIR21 | HIDALGO | WIND | SOUTH | 2016 | 100 | 100 | 100 | 100 | 100 | 100 | 100 | 100 | 100 | 100 | 100
490 | HORSE CREEK WIND 1 |  | HORSECRK_UNIT1 | HASKELL | WIND | WEST | 2017 | 131.1 | 131.1 | 131.1 | 131.1 | 131.1 | 131.1 | 131.1 | 131.1 | 131.1 | 131.1 | 131.1
491 | HORSE CREEK WIND 2 |  | HORSECRK_UNIT2 | HASKELL | WIND | WEST | 2017 | 98.9 | 98.9 | 98.9 | 98.9 | 98.9 | 98.9 | 98.9 | 98.9 | 98.9 | 98.9 | 98.9
492 | HORSE HOLLOW WIND 1 |  | H_HOLLOW_WND1 | TAYLOR | WIND | WEST | 2005 | 206.6 | 206.6 | 206.6 | 206.6 | 206.6 | 206.6 | 206.6 | 206.6 | 206.6 | 206.6 | 206.6
493 | HORSE HOLLOW WIND 2 |  | HHOLLOW2_WIND1 | TAYLOR | WIND | WEST | 2006 | 158 | 158 | 158 | 158 | 158 | 158 | 158 | 158 | 158 | 158 | 158
494 | HORSE HOLLOW WIND 3 |  | HHOLLOW3_WND_1 | TAYLOR | WIND | WEST | 2006 | 223.5 | 223.5 | 223.5 | 223.5 | 223.5 | 223.5 | 223.5 | 223.5 | 223.5 | 223.5 | 223.5
495 | HORSE HOLLOW WIND 4 |  | HHOLLOW4_WND1 | TAYLOR | WIND | WEST | 2006 | 115 | 115 | 115 | 115 | 115 | 115 | 115 | 115 | 115 | 115 | 115
496 | INADALE WIND 1 |  | INDL_INADALE1 | NOLAN | WIND | WEST | 2008 | 95 | 95 | 95 | 95 | 95 | 95 | 95 | 95 | 95 | 95 | 95
497 | INADALE WIND 2 |  | INDL_INADALE2 | NOLAN | WIND | WEST | 2008 | 102 | 102 | 102 | 102 | 102 | 102 | 102 | 102 | 102 | 102 | 102
498 | INDIAN MESA WIND |  | INDNNWP_INDNNWP | PECOS | WIND | WEST | 2001 | 82.5 | 82.5 | 82.5 | 82.5 | 82.5 | 82.5 | 82.5 | 82.5 | 82.5 | 82.5 | 82.5
499 | JAVELINA I WIND 18 |  | BORDAS_JAVEL18 | WEBB | WIND | SOUTH | 2015 | 19.7 | 19.7 | 19.7 | 19.7 | 19.7 | 19.7 | 19.7 | 19.7 | 19.7 | 19.7 | 19.7
500 | JAVELINA I WIND 20 |  | BORDAS_JAVEL20 | WEBB | WIND | SOUTH | 2015 | 230 | 230 | 230 | 230 | 230 | 230 | 230 | 230 | 230 | 230 | 230
501 | JAVELINA II WIND 1 |  | BORDAS2_JAVEL2_A | WEBB | WIND | SOUTH | 2017 | 96 | 96 | 96 | 96 | 96 | 96 | 96 | 96 | 96 | 96 | 96
502 | JAVELINA II WIND 2 |  | BORDAS2_JAVEL2_B | WEBB | WIND | SOUTH | 2017 | 74 | 74 | 74 | 74 | 74 | 74 | 74 | 74 | 74 | 74 | 74
503 | JAVELINA II WIND 3 |  | BORDAS2_JAVEL2_C | WEBB | WIND | SOUTH | 2017 | 30 | 30 | 30 | 30 | 30 | 30 | 30 | 30 | 30 | 30 | 30
504 | JUMBO ROAD WIND 1 |  | HRFDWIND_JRDWIND1 | DEAF SMITH | WIND | PANHANDLE | 2015 | 146.2 | 146.2 | 146.2 | 146.2 | 146.2 | 146.2 | 146.2 | 146.2 | 146.2 | 146.2 | 146.2
505 | JUMBO ROAD WIND 2 |  | HRFDWIND_JRDWIND2 | DEAF SMITH | WIND | PANHANDLE | 2015 | 153.6 | 153.6 | 153.6 | 153.6 | 153.6 | 153.6 | 153.6 | 153.6 | 153.6 | 153.6 | 153.6
506 | KEECHI WIND 138 KV JOPLIN |  | KEECHI_U1 | JACK | WIND | NORTH | 2015 | 110 | 110 | 110 | 110 | 110 | 110 | 110 | 110 | 110 | 110 | 110
507 | KING MOUNTAIN WIND (NE) |  | KING_NE_KINGNE | UPTON | WIND | WEST | 2001 | 79.3 | 79.3 | 79.3 | 79.3 | 79.3 | 79.3 | 79.3 | 79.3 | 79.3 | 79.3 | 79.3
508 | KING MOUNTAIN WIND (NW) |  | KING_NW_KINGNW | UPTON | WIND | WEST | 2001 | 79.3 | 79.3 | 79.3 | 79.3 | 79.3 | 79.3 | 79.3 | 79.3 | 79.3 | 79.3 | 79.3
509 | KING MOUNTAIN WIND (SE) |  | KING_SE_KINGSE | UPTON | WIND | WEST | 2001 | 40.3 | 40.3 | 40.3 | 40.3 | 40.3 | 40.3 | 40.3 | 40.3 | 40.3 | 40.3 | 40.3
510 | KING MOUNTAIN WIND (SW) |  | KING_SW_KINGSW | UPTON | WIND | WEST | 2001 | 79.3 | 79.3 | 79.3 | 79.3 | 79.3 | 79.3 | 79.3 | 79.3 | 79.3 | 79.3 | 79.3
511 | LANGFORD WIND POWER |  | LGD_LANGFORD | TOM GREEN | WIND | WEST | 2009 | 155 | 155 | 155 | 155 | 155 | 155 | 155 | 155 | 155 | 155 | 155
512 | LOGANS GAP WIND I U1 |  | LGW_UNIT1 | COMANCHE | WIND | NORTH | 2015 | 103.8 | 103.8 | 103.8 | 103.8 | 103.8 | 103.8 | 103.8 | 103.8 | 103.8 | 103.8 | 103.8
513 | LOGANS GAP WIND I U2 |  | LGW_UNIT2 | COMANCHE | WIND | NORTH | 2015 | 106.3 | 106.3 | 106.3 | 106.3 | 106.3 | 106.3 | 106.3 | 106.3 | 106.3 | 106.3 | 106.3
514 | LONE STAR WIND 1 (MESQUITE) |  | LNCRK_G83 | SHACKELFORD | WIND | WEST | 2006 | 200 | 200 | 200 | 200 | 200 | 200 | 200 | 200 | 200 | 200 | 200
515 | LONE STAR WIND 2 (POST OAK) U1 |  | LNCRK2_G871 | SHACKELFORD | WIND | WEST | 2007 | 100 | 100 | 100 | 100 | 100 | 100 | 100 | 100 | 100 | 100 | 100
516 | LONE STAR WIND 2 (POST OAK) U2 |  | LNCRK2_G872 | SHACKELFORD | WIND | WEST | 2007 | 100 | 100 | 100 | 100 | 100 | 100 | 100 | 100 | 100 | 100 | 100
517 | LONGHORN WIND NORTH U1 |  | LHORN_N_UNIT1 | FLOYD | WIND | PANHANDLE | 2015 | 100 | 100 | 100 | 100 | 100 | 100 | 100 | 100 | 100 | 100 | 100
518 | LONGHORN WIND NORTH U2 |  | LHORN_N_UNIT2 | FLOYD | WIND | PANHANDLE | 2015 | 100 | 100 | 100 | 100 | 100 | 100 | 100 | 100 | 100 | 100 | 100
519 | LORAINE WINDPARK I |  | LONEWOLF_G1 | MITCHELL | WIND | WEST | 2010 | 49.5 | 49.5 | 49.5 | 49.5 | 49.5 | 49.5 | 49.5 | 49.5 | 49.5 | 49.5 | 49.5
520 | LORAINE WINDPARK II |  | LONEWOLF_G2 | MITCHELL | WIND | WEST | 2010 | 51 | 51 | 51 | 51 | 51 | 51 | 51 | 51 | 51 | 51 | 51
521 | LORAINE WINDPARK III |  | LONEWOLF_G3 | MITCHELL | WIND | WEST | 2011 | 25.5 | 25.5 | 25.5 | 25.5 | 25.5 | 25.5 | 25.5 | 25.5 | 25.5 | 25.5 | 25.5
522 | LORAINE WINDPARK IV |  | LONEWOLF_G4 | MITCHELL | WIND | WEST | 2011 | 24 | 24 | 24 | 24 | 24 | 24 | 24 | 24 | 24 | 24 | 24
523 | LOS VIENTOS III WIND |  | LV3_UNIT_1 | STARR | WIND | SOUTH | 2015 | 200 | 200 | 200 | 200 | 200 | 200 | 200 | 200 | 200 | 200 | 200
524 | LOS VIENTOS IV WIND |  | LV4_UNIT_1 | STARR | WIND | SOUTH | 2016 | 200 | 200 | 200 | 200 | 200 | 200 | 200 | 200 | 200 | 200 | 200
525 | LOS VIENTOS V WIND |  | LV5_UNIT_1 | STARR | WIND | SOUTH | 2016 | 110 | 110 | 110 | 110 | 110 | 110 | 110 | 110 | 110 | 110 | 110
526 | MARIAH DEL NORTE 1 |  | MARIAH_NORTE1 | PARMER | WIND | PANHANDLE | 2017 | 115.2 | 115.2 | 115.2 | 115.2 | 115.2 | 115.2 | 115.2 | 115.2 | 115.2 | 115.2 | 115.2
527 | MARIAH DEL NORTE 2 |  | MARIAH_NORTE2 | PARMER | WIND | PANHANDLE | 2017 | 115.2 | 115.2 | 115.2 | 115.2 | 115.2 | 115.2 | 115.2 | 115.2 | 115.2 | 115.2 | 115.2
528 | MESQUITE CREEK WIND 1 |  | MESQCRK_WND1 | DAWSON | WIND | WEST | 2015 | 105.6 | 105.6 | 105.6 | 105.6 | 105.6 | 105.6 | 105.6 | 105.6 | 105.6 | 105.6 | 105.6
529 | MESQUITE CREEK WIND 2 |  | MESQCRK_WND2 | DAWSON | WIND | WEST | 2015 | 105.6 | 105.6 | 105.6 | 105.6 | 105.6 | 105.6 | 105.6 | 105.6 | 105.6 | 105.6 | 105.6
530 | MIAMI WIND G1 |  | MIAM1_G1 | GRAY | WIND | PANHANDLE | 2014 | 144.3 | 144.3 | 144.3 | 144.3 | 144.3 | 144.3 | 144.3 | 144.3 | 144.3 | 144.3 | 144.3
531 | MIAMI WIND G2 |  | MIAM1_G2 | GRAY | WIND | PANHANDLE | 2014 | 144.3 | 144.3 | 144.3 | 144.3 | 144.3 | 144.3 | 144.3 | 144.3 | 144.3 | 144.3 | 144.3
532 | MCADOO WIND |  | MWEC_G1 | DICKENS | WIND | PANHANDLE | 2008 | 150 | 150 | 150 | 150 | 150 | 150 | 150 | 150 | 150 | 150 | 150
533 | NOTREES WIND 1 |  | NWF_NWF1 | WINKLER | WIND | WEST | 2009 | 92.6 | 92.6 | 92.6 | 92.6 | 92.6 | 92.6 | 92.6 | 92.6 | 92.6 | 92.6 | 92.6
534 | NOTREES WIND 2 |  | NWF_NWF2 | WINKLER | WIND | WEST | 2009 | 60 | 60 | 60 | 60 | 60 | 60 | 60 | 60 | 60 | 60 | 60
535 | OCOTILLO WIND |  | OWF_OWF | HOWARD | WIND | WEST | 2008 | 58.8 | 58.8 | 58.8 | 58.8 | 58.8 | 58.8 | 58.8 | 58.8 | 58.8 | 58.8 | 58.8
536 | OLD SETTLER WIND |  | COTPLNS_OLDSETLR | FLOYD COUNTY | WIND | NORTH | 2017 | 151.2 | 151.2 | 151.2 | 151.2 | 151.2 | 151.2 | 151.2 | 151.2 | 151.2 | 151.2 | 151.2
537 | PANHANDLE WIND 1 U1 |  | PH1_UNIT1 | CARSON | WIND | PANHANDLE | 2014 | 109.2 | 109.2 | 109.2 | 109.2 | 109.2 | 109.2 | 109.2 | 109.2 | 109.2 | 109.2 | 109.2
538 | PANHANDLE WIND 1 U2 |  | PH1_UNIT2 | CARSON | WIND | PANHANDLE | 2014 | 109.2 | 109.2 | 109.2 | 109.2 | 109.2 | 109.2 | 109.2 | 109.2 | 109.2 | 109.2 | 109.2
539 | PANHANDLE WIND 2 U1 |  | PH2_UNIT1 | CARSON | WIND | PANHANDLE | 2014 | 94.2 | 94.2 | 94.2 | 94.2 | 94.2 | 94.2 | 94.2 | 94.2 | 94.2 | 94.2 | 94.2
540 | PANHANDLE WIND 2 U2 |  | PH2_UNIT2 | CARSON | WIND | PANHANDLE | 2014 | 96.6 | 96.6 | 96.6 | 96.6 | 96.6 | 96.6 | 96.6 | 96.6 | 96.6 | 96.6 | 96.6
541 | PANTHER CREEK WIND 1 |  | PC_NORTH_PANTHER1 | HOWARD | WIND | WEST | 2008 | 142.5 | 142.5 | 142.5 | 142.5 | 142.5 | 142.5 | 142.5 | 142.5 | 142.5 | 142.5 | 142.5
542 | PANTHER CREEK WIND 2 |  | PC_SOUTH_PANTHER2 | HOWARD | WIND | WEST | 2008 | 115.5 | 115.5 | 115.5 | 115.5 | 115.5 | 115.5 | 115.5 | 115.5 | 115.5 | 115.5 | 115.5
543 | PANTHER CREEK WIND 3 |  | PC_SOUTH_PANTHER3 | HOWARD | WIND | WEST | 2009 | 199.5 | 199.5 | 199.5 | 199.5 | 199.5 | 199.5 | 199.5 | 199.5 | 199.5 | 199.5 | 199.5
544 | PECOS WIND 1 (WOODWARD) |  | WOODWRD1_WOODWRD1 | PECOS | WIND | WEST | 2001 | 82.5 | 82.5 | 82.5 | 82.5 | 82.5 | 82.5 | 82.5 | 82.5 | 82.5 | 82.5 | 82.5
545 | PECOS WIND 2 (WOODWARD) |  | WOODWRD2_WOODWRD2 | PECOS | WIND | WEST | 2001 | 77.2 | 77.2 | 77.2 | 77.2 | 77.2 | 77.2 | 77.2 | 77.2 | 77.2 | 77.2 | 77.2
546 | PYRON WIND 1 |  | PYR_PYRON1 | SCURRY | WIND | WEST | 2008 | 121.5 | 121.5 | 121.5 | 121.5 | 121.5 | 121.5 | 121.5 | 121.5 | 121.5 | 121.5 | 121.5
547 | PYRON WIND 2 |  | PYR_PYRON2 | SCURRY/FISHER | WIND | WEST | 2008 | 127.5 | 127.5 | 127.5 | 127.5 | 127.5 | 127.5 | 127.5 | 127.5 | 127.5 | 127.5 | 127.5
548 | RATTLESNAKE DEN WIND PHASE 1 G1 |  | RSNAKE_G1 | GLASSCOCK | WIND | WEST | 2015 | 104.3 | 104.3 | 104.3 | 104.3 | 104.3 | 104.3 | 104.3 | 104.3 | 104.3 | 104.3 | 104.3
549 | RATTLESNAKE DEN WIND PHASE 1 G2 |  | RSNAKE_G2 | GLASSCOCK | WIND | WEST | 2015 | 103 | 103 | 103 | 103 | 103 | 103 | 103 | 103 | 103 | 103 | 103
550 | RED CANYON WIND |  | RDCANYON_RDCNY1 | BORDEN | WIND | WEST | 2006 | 84 | 84 | 84 | 84 | 84 | 84 | 84 | 84 | 84 | 84 | 84
551 | ROCK SPRINGS VAL VERDE WIND (FERMI) 1 |  | FERMI_WIND1 | VAL VERDE | WIND | SOUTH | 2017 | 121.9 | 121.9 | 121.9 | 121.9 | 121.9 | 121.9 | 121.9 | 121.9 | 121.9 | 121.9 | 121.9
552 | ROCK SPRINGS VAL VERDE WIND (FERMI) 2 |  | FERMI_WIND2 | VAL VERDE | WIND | SOUTH | 2017 | 27.4 | 27.4 | 27.4 | 27.4 | 27.4 | 27.4 | 27.4 | 27.4 | 27.4 | 27.4 | 27.4
553 | ROSCOE WIND |  | TKWSW1_ROSCOE | NOLAN | WIND | WEST | 2008 | 114 | 114 | 114 | 114 | 114 | 114 | 114 | 114 | 114 | 114 | 114
554 | ROSCOE WIND 2A |  | TKWSW1_ROSCOE2A | NOLAN | WIND | WEST | 2008 | 95 | 95 | 95 | 95 | 95 | 95 | 95 | 95 | 95 | 95 | 95
555 | ROUTE 66 WIND |  | ROUTE_66_WIND1 | CARSON | WIND | PANHANDLE | 2015 | 150 | 150 | 150 | 150 | 150 | 150 | 150 | 150 | 150 | 150 | 150
556 | SALT FORK 1 WIND 1 |  | SALTFORK_UNIT1 | DONLEY | WIND | PANHANDLE | 2017 | 64 | 64 | 64 | 64 | 64 | 64 | 64 | 64 | 64 | 64 | 64
557 | SALT FORK 1 WIND 2 |  | SALTFORK_UNIT2 | DONLEY | WIND | PANHANDLE | 2017 | 110 | 110 | 110 | 110 | 110 | 110 | 110 | 110 | 110 | 110 | 110
558 | SAND BLUFF WIND |  | MCDLD_SBW1 | GLASSCOCK | WIND | WEST | 2008 | 90 | 90 | 90 | 90 | 90 | 90 | 90 | 90 | 90 | 90 | 90
559 | SENDERO WIND ENERGY |  | EXGNSND_WIND_1 | JIM HOGG | WIND | SOUTH | 2015 | 76 | 76 | 76 | 76 | 76 | 76 | 76 | 76 | 76 | 76 | 76
560 | SENATE WIND |  | SENATEWD_UNIT1 | JACK | WIND | NORTH | 2012 | 150 | 150 | 150 | 150 | 150 | 150 | 150 | 150 | 150 | 150 | 150
561 | SHANNON WIND |  | SHANNONW_UNIT_1 | CLAY | WIND | WEST | 2015 | 204.1 | 204.1 | 204.1 | 204.1 | 204.1 | 204.1 | 204.1 | 204.1 | 204.1 | 204.1 | 204.1
562 | SHERBINO 1 WIND |  | KEO_KEO_SM1 | PECOS | WIND | WEST | 2008 | 150 | 150 | 150 | 150 | 150 | 150 | 150 | 150 | 150 | 150 | 150
563 | SHERBINO 2 WIND |  | KEO_SHRBINO2 | PECOS | WIND | WEST | 2011 | 145 | 145 | 145 | 145 | 145 | 145 | 145 | 145 | 145 | 145 | 145
564 | SILVER STAR WIND |  | FLTCK_SSI | EASTLAND | WIND | NORTH | 2008 | 60 | 60 | 60 | 60 | 60 | 60 | 60 | 60 | 60 | 60 | 60
565 | SNYDER WIND |  | ENAS_ENA1 | SCURRY | WIND | WEST | 2007 | 63 | 63 | 63 | 63 | 63 | 63 | 63 | 63 | 63 | 63 | 63
566 | SOUTH PLAINS WIND I |  | SPLAIN1_WIND1 | FLOYD | WIND | PANHANDLE | 2015 | 102 | 102 | 102 | 102 | 102 | 102 | 102 | 102 | 102 | 102 | 102
567 | SOUTH PLAINS WIND 2 |  | SPLAIN1_WIND2 | FLOYD | WIND | PANHANDLE | 2015 | 98 | 98 | 98 | 98 | 98 | 98 | 98 | 98 | 98 | 98 | 98
568 | SOUTH PLAINS WIND II A |  | SPLAIN2_WIND21 | FLOYD | WIND | PANHANDLE | 2016 | 148.5 | 148.5 | 148.5 | 148.5 | 148.5 | 148.5 | 148.5 | 148.5 | 148.5 | 148.5 | 148.5
569 | SOUTH PLAINS WIND II B |  | SPLAIN2_WIND22 | FLOYD | WIND | PANHANDLE | 2016 | 151.8 | 151.8 | 151.8 | 151.8 | 151.8 | 151.8 | 151.8 | 151.8 | 151.8 | 151.8 | 151.8
570 | SOUTH TRENT WIND |  | STWF_T1 | NOLAN | WIND | WEST | 2008 | 98.2 | 98.2 | 98.2 | 98.2 | 98.2 | 98.2 | 98.2 | 98.2 | 98.2 | 98.2 | 98.2
571 | SPINNING SPUR WIND TWO |  | SSPURTWO_WIND_1 | OLDHAM | WIND | PANHANDLE | 2014 | 161 | 161 | 161 | 161 | 161 | 161 | 161 | 161 | 161 | 161 | 161
572 | SPINNING SPUR 3 [WIND 1] |  | SSPURTWO_SS3WIND1 | OLDHAM | WIND | PANHANDLE | 2015 | 96 | 96 | 96 | 96 | 96 | 96 | 96 | 96 | 96 | 96 | 96
573 | SPINNING SPUR 3 [WIND 2] |  | SSPURTWO_SS3WIND2 | OLDHAM | WIND | PANHANDLE | 2015 | 98 | 98 | 98 | 98 | 98 | 98 | 98 | 98 | 98 | 98 | 98
574 | STANTON WIND ENERGY |  | SWEC_G1 | MARTIN | WIND | WEST | 2008 | 120 | 120 | 120 | 120 | 120 | 120 | 120 | 120 | 120 | 120 | 120
575 | STEPHENS RANCH WIND 1 |  | SRWE1_UNIT1 | BORDEN | WIND | WEST | 2014 | 211.2 | 211.2 | 211.2 | 211.2 | 211.2 | 211.2 | 211.2 | 211.2 | 211.2 | 211.2 | 211.2
576 | STEPHENS RANCH WIND 2 |  | SRWE1_SRWE2 | BORDEN | WIND | WEST | 2015 | 164.7 | 164.7 | 164.7 | 164.7 | 164.7 | 164.7 | 164.7 | 164.7 | 164.7 | 164.7 | 164.7
577 | SWEETWATER WIND 1 |  | SWEETWND_WND1 | NOLAN | WIND | WEST | 2003 | 42.5 | 42.5 | 42.5 | 42.5 | 42.5 | 42.5 | 42.5 | 42.5 | 42.5 | 42.5 | 42.5
578 | SWEETWATER WIND 2A |  | SWEETWN2_WND24 | NOLAN | WIND | WEST | 2006 | 17 | 17 | 17 | 17 | 17 | 17 | 17 | 17 | 17 | 17 | 17
579 | SWEETWATER WIND 2B |  | SWEETWN2_WND2 | NOLAN | WIND | WEST | 2004 | 98.8 | 98.8 | 98.8 | 98.8 | 98.8 | 98.8 | 98.8 | 98.8 | 98.8 | 98.8 | 98.8
580 | SWEETWATER WIND 3A |  | SWEETWN3_WND3A | NOLAN | WIND | WEST | 2011 | 34 | 34 | 34 | 34 | 34 | 34 | 34 | 34 | 34 | 34 | 34
581 | SWEETWATER WIND 3B |  | SWEETWN3_WND3B | NOLAN | WIND | WEST | 2011 | 117 | 117 | 117 | 117 | 117 | 117 | 117 | 117 | 117 | 117 | 117
582 | SWEETWATER WIND 4-5 |  | SWEETWN4_WND5 | NOLAN | WIND | WEST | 2007 | 85 | 85 | 85 | 85 | 85 | 85 | 85 | 85 | 85 | 85 | 85
583 | SWEETWATER WIND 4-4B |  | SWEETWN4_WND4B | NOLAN | WIND | WEST | 2007 | 112 | 112 | 112 | 112 | 112 | 112 | 112 | 112 | 112 | 112 | 112
584 | SWEETWATER WIND 4-4A |  | SWEETWN4_WND4A | NOLAN | WIND | WEST | 2007 | 125 | 125 | 125 | 125 | 125 | 125 | 125 | 125 | 125 | 125 | 125
585 | TEXAS BIG SPRING WIND a |  | SGMTN_SIGNALMT | HOWARD | WIND | WEST | 1999 | 27.7 | 27.7 | 27.7 | 27.7 | 27.7 | 27.7 | 27.7 | 27.7 | 27.7 | 27.7 | 27.7
586 | TEXAS BIG SPRING WIND b |  | SGMTN_SIGNALM2 | HOWARD | WIND | WEST | 1999 | 6.6 | 6.6 | 6.6 | 6.6 | 6.6 | 6.6 | 6.6 | 6.6 | 6.6 | 6.6 | 6.6
587 | TRENT WIND |  | TRENT_TRENT | NOLAN | WIND | WEST | 2001 | 150 | 150 | 150 | 150 | 150 | 150 | 150 | 150 | 150 | 150 | 150
588 | TRINITY HILLS WIND 1 |  | TRINITY_TH1_BUS1 | YOUNG | WIND | WEST | 2012 | 117.5 | 117.5 | 117.5 | 117.5 | 117.5 | 117.5 | 117.5 | 117.5 | 117.5 | 117.5 | 117.5
589 | TRINITY HILLS WIND 2 |  | TRINITY_TH1_BUS2 | YOUNG | WIND | WEST | 2012 | 107.5 | 107.5 | 107.5 | 107.5 | 107.5 | 107.5 | 107.5 | 107.5 | 107.5 | 107.5 | 107.5
590 | TURKEY TRACK WIND |  | TTWEC_G1 | NOLAN | WIND | WEST | 2008 | 169.5 | 169.5 | 169.5 | 169.5 | 169.5 | 169.5 | 169.5 | 169.5 | 169.5 | 169.5 | 169.5
591 | TYLER BLUFF WIND |  | TYLRWIND_UNIT1 | COOKE | WIND | NORTH | 2017 | 125.6 | 125.6 | 125.6 | 125.6 | 125.6 | 125.6 | 125.6 | 125.6 | 125.6 | 125.6 | 125.6
592 | WAKE WIND 1 |  | WAKEWE_G1 | DICKENS | WIND | PANHANDLE | 2016 | 114.9 | 114.9 | 114.9 | 114.9 | 114.9 | 114.9 | 114.9 | 114.9 | 114.9 | 114.9 | 114.9
593 | WAKE WIND 2 |  | WAKEWE_G2 | DICKENS | WIND | PANHANDLE | 2016 | 142.3 | 142.3 | 142.3 | 142.3 | 142.3 | 142.3 | 142.3 | 142.3 | 142.3 | 142.3 | 142.3
594 | WEST TEXAS WIND |  | SW_MESA_SW_MESA | UPTON | WIND | WEST | 1999 | 80.3 | 80.3 | 80.3 | 80.3 | 80.3 | 80.3 | 80.3 | 80.3 | 80.3 | 80.3 | 80.3
595 | WHIRLWIND ENERGY |  | WEC_WECG1 | FLOYD | WIND | PANHANDLE | 2007 | 57 | 57 | 57 | 57 | 57 | 57 | 57 | 57 | 57 | 57 | 57
596 | WHITETAIL WIND |  | EXGNWTL_WIND_1 | WEBB | WIND | SOUTH | 2012 | 92.3 | 92.3 | 92.3 | 92.3 | 92.3 | 92.3 | 92.3 | 92.3 | 92.3 | 92.3 | 92.3
597 | WINDTHORST 2 WIND |  | WNDTHST2_UNIT1 | ARCHER | WIND | WEST | 2014 | 67.6 | 67.6 | 67.6 | 67.6 | 67.6 | 67.6 | 67.6 | 67.6 | 67.6 | 67.6 | 67.6
598 | WKN MOZART WIND |  | MOZART_WIND_1 | KENT | WIND | WEST | 2012 | 30 | 30 | 30 | 30 | 30 | 30 | 30 | 30 | 30 | 30 | 30
599 | WOLF RIDGE WIND |  | WHTTAIL_WR1 | COOKE | WIND | NORTH | 2008 | 112.5 | 112.5 | 112.5 | 112.5 | 112.5 | 112.5 | 112.5 | 112.5 | 112.5 | 112.5 | 112.5
600 | TSTC WEST TEXAS WIND |  | DG_ROSC2_1UNIT | NOLAN | WIND | WEST | 2008 | 2 | 2 | 2 | 2 | 2 | 2 | 2 | 2 | 2 | 2 | 2
601 | WOLF FLATS WIND (WIND MGT) |  | DG_TURL_UNIT1 | HALL | WIND | PANHANDLE | 2007 | 1 | 1 | 1 | 1 | 1 | 1 | 1 | 1 | 1 | 1 | 1
602 | Operational Wind Capacity Sub-total (Non-Coastal Counties) | [6 empty] | 17809.2 | 17809.2 | 17809.2 | 17809.2 | 17809.2 | 17809.2 | 17809.2 | 17809.2 | 17809.2 | 17809.2 | 17809.2
603 | Wind Peak Average Capacity Percentage (Non-Coastal) |  | WIND_PEAK_PCT_NC | % |  |  |  | 20 | 20 | 20 | 20 | 20 | 20 | 20 | 20 | 20 | 20 | 20
604
605 | BAFFIN WIND UNIT1 |  | BAFFIN_UNIT1 | KENEDY | WIND-C | COASTAL | 2016 | 100 | 100 | 100 | 100 | 100 | 100 | 100 | 100 | 100 | 100 | 100
606 | BAFFIN WIND UNIT2 |  | BAFFIN_UNIT2 | KENEDY | WIND-C | COASTAL | 2016 | 102 | 102 | 102 | 102 | 102 | 102 | 102 | 102 | 102 | 102 | 102
607 | CAMERON COUNTY WIND |  | CAMWIND_UNIT1 | CAMERON | WIND-C | COASTAL | 2016 | 165 | 165 | 165 | 165 | 165 | 165 | 165 | 165 | 165 | 165 | 165
608 | CHAPMAN RANCH WIND IA (SANTA CRUZ) |  | SANTACRU_UNIT1 | NUECES | WIND-C | SOUTH | 2017 | 150.6 | 150.6 | 150.6 | 150.6 | 150.6 | 150.6 | 150.6 | 150.6 | 150.6 | 150.6 | 150.6
609 | CHAPMAN RANCH WIND IB (SANTA CRUZ) |  | SANTACRU_UNIT2 | NUECES | WIND-C | SOUTH | 2017 | 98.4 | 98.4 | 98.4 | 98.4 | 98.4 | 98.4 | 98.4 | 98.4 | 98.4 | 98.4 | 98.4
610 | GULF WIND I |  | TGW_T1 | KENEDY | WIND-C | COASTAL | 2010 | 141.6 | 141.6 | 141.6 | 141.6 | 141.6 | 141.6 | 141.6 | 141.6 | 141.6 | 141.6 | 141.6
611 | GULF WIND II |  | TGW_T2 | KENEDY | WIND-C | COASTAL | 2010 | 141.6 | 141.6 | 141.6 | 141.6 | 141.6 | 141.6 | 141.6 | 141.6 | 141.6 | 141.6 | 141.6
612 | LOS VIENTOS WIND I |  | LV1_LV1A | WILLACY | WIND-C | COASTAL | 2013 | 200.1 | 200.1 | 200.1 | 200.1 | 200.1 | 200.1 | 200.1 | 200.1 | 200.1 | 200.1 | 200.1
613 | LOS VIENTOS WIND II |  | LV1_LV1B | WILLACY | WIND-C | COASTAL | 2013 | 201.6 | 201.6 | 201.6 | 201.6 | 201.6 | 201.6 | 201.6 | 201.6 | 201.6 | 201.6 | 201.6
614 | MAGIC VALLEY WIND (REDFISH) 1A |  | REDFISH_MV1A | WILLACY | WIND-C | COASTAL | 2012 | 99.8 | 99.8 | 99.8 | 99.8 | 99.8 | 99.8 | 99.8 | 99.8 | 99.8 | 99.8 | 99.8
615 | MAGIC VALLEY WIND (REDFISH) 1B |  | REDFISH_MV1B | WILLACY | WIND-C | COASTAL | 2012 | 103.5 | 103.5 | 103.5 | 103.5 | 103.5 | 103.5 | 103.5 | 103.5 | 103.5 | 103.5 | 103.5
616 | PAPALOTE CREEK WIND |  | PAP1_PAP1 | SAN PATRICIO | WIND-C | COASTAL | 2009 | 179.9 | 179.9 | 179.9 | 179.9 | 179.9 | 179.9 | 179.9 | 179.9 | 179.9 | 179.9 | 179.9
617 | PAPALOTE CREEK WIND II |  | COTTON_PAP2 | SAN PATRICIO | WIND-C | COASTAL | 2010 | 200.1 | 200.1 | 200.1 | 200.1 | 200.1 | 200.1 | 200.1 | 200.1 | 200.1 | 200.1 | 200.1
618 | PENASCAL WIND 1 |  | PENA_UNIT1 | KENEDY | WIND-C | COASTAL | 2009 | 160.8 | 160.8 | 160.8 | 160.8 | 160.8 | 160.8 | 160.8 | 160.8 | 160.8 | 160.8 | 160.8
619 | PENASCAL WIND 2 |  | PENA_UNIT2 | KENEDY | WIND-C | COASTAL | 2009 | 141.6 | 141.6 | 141.6 | 141.6 | 141.6 | 141.6 | 141.6 | 141.6 | 141.6 | 141.6 | 141.6
620 | PENASCAL WIND 3 |  | PENA3_UNIT3 | KENEDY | WIND-C | COASTAL | 2011 | 100.8 | 100.8 | 100.8 | 100.8 | 100.8 | 100.8 | 100.8 | 100.8 | 100.8 | 100.8 | 100.8
621 | SAN ROMAN WIND |  | SANROMAN_WIND_1 | CAMERON | WIND-C | COASTAL | 2017 | 95.2 | 95.2 | 95.2 | 95.2 | 95.2 | 95.2 | 95.2 | 95.2 | 95.2 | 95.2 | 95.2
622 | HARBOR WIND |  | DG_NUECE_6UNITS | NUECES | WIND-C | COASTAL | 2012 | 9 | 9 | 9 | 9 | 9 | 9 | 9 | 9 | 9 | 9 | 9
623 | Operational Wind Capacity Sub-total (Coastal Counties) | [6 empty] | 2391.6 | 2391.6 | 2391.6 | 2391.6 | 2391.6 | 2391.6 | 2391.6 | 2391.6 | 2391.6 | 2391.6 | 2391.6
624 | Wind Peak Average Capacity Percentage (Coastal) |  | WIND_PEAK_PCT_C | % |  |  |  | 42 | 42 | 42 | 42 | 42 | 42 | 42 | 42 | 42 | 42 | 42
625
626 | Operational Wind Capacity Total (All Counties) |  | WIND_OPERATIONAL |  |  |  |  | 20200.8 | 20200.8 | 20200.8 | 20200.8 | 20200.8 | 20200.8 | 20200.8 | 20200.8 | 20200.8 | 20200.8 | 20200.8
627
628 | Operational Resources (Solar)
629 | ACACIA SOLAR |  | ACACIA_UNIT_1 | PRESIDIO | SOLAR | WEST | 2012 | 10 | 10 | 10 | 10 | 10 | 10 | 10 | 10 | 10 | 10 | 10
630 | FS EAST PECOS SOLAR |  | BOOTLEG_UNIT1 | PECOS | SOLAR | WEST | 2017 | 121.1 | 121.1 | 121.1 | 121.1 | 121.1 | 121.1 | 121.1 | 121.1 | 121.1 | 121.1 | 121.1
631 | FS BARILLA SOLAR-PECOS |  | HOVEY_UNIT1 | PECOS | SOLAR | WEST | 2014 | 22 | 22 | 22 | 22 | 22 | 22 | 22 | 22 | 22 | 22 | 22
632 | OCI ALAMO 1 SOLAR |  | OCI_ALM1_UNIT1 | BEXAR | SOLAR | SOUTH | 2013 | 39.2 | 39.2 | 39.2 | 39.2 | 39.2 | 39.2 | 39.2 | 39.2 | 39.2 | 39.2 | 39.2
633 | OCI ALAMO 4 SOLAR-BRACKETVILLE |  | ECLIPSE_UNIT1 | KINNEY | SOLAR | SOUTH | 2014 | 37.6 | 37.6 | 37.6 | 37.6 | 37.6 | 37.6 | 37.6 | 37.6 | 37.6 | 37.6 | 37.6
634 | OCI ALAMO 5 (DOWNIE RANCH) |  | HELIOS_UNIT1 | UVALDE | SOLAR | SOUTH | 2015 | 95 | 95 | 95 | 95 | 95 | 95 | 95 | 95 | 95 | 95 | 95
635 | OCI ALAMO 6 (SIRIUS/WEST TEXAS) |  | SIRIUS_UNIT1 | PECOS | SOLAR | WEST | 2017 | 110.2 | 110.2 | 110.2 | 110.2 | 110.2 | 110.2 | 110.2 | 110.2 | 110.2 | 110.2 | 110.2
636 | SP-TX-12-PHASE B |  | SPTX12B_UNIT1 | UPTON | SOLAR | WEST | 2017 | 157.5 | 157.5 | 157.5 | 157.5 | 157.5 | 157.5 | 157.5 | 157.5 | 157.5 | 157.5 | 157.5
637 | WEBBERVILLE SOLAR |  | WEBBER_S_WSP1 | TRAVIS | SOLAR | SOUTH | 2011 | 26.7 | 26.7 | 26.7 | 26.7 | 26.7 | 26.7 | 26.7 | 26.7 | 26.7 | 26.7 | 26.7
638 | BLUE WING 1 SOLAR |  | DG_BROOK_1UNIT | BEXAR | SOLAR | SOUTH | 2010 | 7.6 | 7.6 | 7.6 | 7.6 | 7.6 | 7.6 | 7.6 | 7.6 | 7.6 | 7.6 | 7.6
639 | BLUE WING 2 SOLAR |  | DG_ELEM_1UNIT | BEXAR | SOLAR | SOUTH | 2010 | 7.3 | 7.3 | 7.3 | 7.3 | 7.3 | 7.3 | 7.3 | 7.3 | 7.3 | 7.3 | 7.3
640 | OCI ALAMO 2 SOLAR-ST. HEDWIG |  | DG_STHWG_UNIT1 | BEXAR | SOLAR | SOUTH | 2014 | 4.4 | 4.4 | 4.4 | 4.4 | 4.4 | 4.4 | 4.4 | 4.4 | 4.4 | 4.4 | 4.4
641 | OCI ALAMO 3-WALZEM SOLAR |  | DG_WALZM_UNIT1 | BEXAR | SOLAR | SOUTH | 2014 | 5.5 | 5.5 | 5.5 | 5.5 | 5.5 | 5.5 | 5.5 | 5.5 | 5.5 | 5.5 | 5.5
642 | OCI ALAMO 7 (PAINT CREEK) |  | SOLARA_UNIT1 | HASKELL | SOLAR | WEST | 2016 | 106.4 | 106.4 | 106.4 | 106.4 | 106.4 | 106.4 | 106.4 | 106.4 | 106.4 | 106.4 | 106.4
643 | RE ROSEROCK SOLAR 1 |  | REROCK_UNIT1 | PECOS | SOLAR | WEST | 2016 | 78.8 | 78.8 | 78.8 | 78.8 | 78.8 | 78.8 | 78.8 | 78.8 | 78.8 | 78.8 | 78.8
644 | RE ROSEROCK SOLAR 2 |  | REROCK_UNIT2 | PECOS | SOLAR | WEST | 2016 | 78.8 | 78.8 | 78.8 | 78.8 | 78.8 | 78.8 | 78.8 | 78.8 | 78.8 | 78.8 | 78.8
645 | BHE SOLAR PEARL PROJECT (SIRIUS 2) |  | SIRIUS_UNIT2 | PECOS | SOLAR | WEST | 2017 | 49.1 | 49.1 | 49.1 | 49.1 | 49.1 | 49.1 | 49.1 | 49.1 | 49.1 | 49.1 | 49.1
646 | BECK 1 |  | DG_CECSOLAR_DG_BECK1 | BEXAR | SOLAR | SOUTH | 2016 | 1 | 1 | 1 | 1 | 1 | 1 | 1 | 1 | 1 | 1 | 1
647 | FIFTH GENERATION SOLAR 1 |  | DG_FGSOLAR1 | TRAVIS | SOLAR | SOUTH | 2016 | 1.6 | 1.6 | 1.6 | 1.6 | 1.6 | 1.6 | 1.6 | 1.6 | 1.6 | 1.6 | 1.6
648 | HM SEALY SOLAR 1 |  | DG_SEALY_1UNIT | AUSTIN | SOLAR | SOUTH | 2015 | 1.6 | 1.6 | 1.6 | 1.6 | 1.6 | 1.6 | 1.6 | 1.6 | 1.6 | 1.6 | 1.6
649 | RENEWABLE ENERGY ALTERNATIVES-CCS1 |  | DG_COSERVSS_CCS1 | DENTON | SOLAR | NORTH | 2015 | 2 | 2 | 2 | 2 | 2 | 2 | 2 | 2 | 2 | 2 | 2
650 | SUNEDISON CPS3 SOMERSET 1 SOLAR |  | DG_SOME1_1UNIT | BEXAR | SOLAR | SOUTH | 2012 | 5.6 | 5.6 | 5.6 | 5.6 | 5.6 | 5.6 | 5.6 | 5.6 | 5.6 | 5.6 | 5.6
651 | SUNEDISON SOMERSET 2 SOLAR |  | DG_SOME2_1UNIT | BEXAR | SOLAR | SOUTH | 2012 | 5 | 5 | 5 | 5 | 5 | 5 | 5 | 5 | 5 | 5 | 5
652 | SUNEDISON RABEL ROAD SOLAR |  | DG_VALL1_1UNIT | BEXAR | SOLAR | SOUTH | 2012 | 9.9 | 9.9 | 9.9 | 9.9 | 9.9 | 9.9 | 9.9 | 9.9 | 9.9 | 9.9 | 9.9
653 | SUNEDISON VALLEY ROAD SOLAR |  | DG_VALL2_1UNIT | BEXAR | SOLAR | SOUTH | 2012 | 9.9 | 9.9 | 9.9 | 9.9 | 9.9 | 9.9 | 9.9 | 9.9 | 9.9 | 9.9 | 9.9
654 | WALNUT SPRINGS |  | DG_WLNTSPRG_1UNIT | BOSQUE | SOLAR | NORTH | 2016 | 10 | 10 | 10 | 10 | 10 | 10 | 10 | 10 | 10 | 10 | 10
655 | Operational Capacity Total (Solar) | [6 empty] | 1003.8 | 1003.8 | 1003.8 | 1003.8 | 1003.8 | 1003.8 | 1003.8 | 1003.8 | 1003.8 | 1003.8 | 1003.8
656 | Solar Peak Average Capacity Percentage |  | SOLAR_PEAK_PCT | % |  |  |  | 9.8 | 9.8 | 9.8 | 9.8 | 9.8 | 9.8 | 9.8 | 9.8 | 9.8 | 9.8 | 9.8
657
658 | Reliability Must-Run (RMR) Capacity |  | RMR_CAP_CONT |  | GAS |  |  | 0 | 0 | 0 | 0 | 0 | 0 | 0 | 0 | 0 | 0
659
660 | Non-Synchronous Tie Resources
661 | EAST TIE |  | DC_E | FANNIN |  | NORTH |  | 600 | 600 | 600 | 600 | 600 | 600 | 600 | 600 | 600 | 600 | 600
662 | NORTH TIE |  | DC_N | WILBARGER |  | WEST |  | 220 | 220 | 220 | 220 | 220 | 220 | 220 | 220 | 220 | 220 | 220
663 | EAGLE PASS TIE |  | DC_S | MAVERICK |  | SOUTH |  | 30 | 30 | 30 | 30 | 30 | 30 | 30 | 30 | 30 | 30 | 30
664 | LAREDO VFT TIE |  | DC_L | WEBB |  | SOUTH |  | 100 | 100 | 100 | 100 | 100 | 100 | 100 | 100 | 100 | 100 | 100
665 | SHARYLAND RAILROAD TIE |  | DC_R | HIDALGO |  | SOUTH |  | 150 | 150 | 150 | 150 | 150 | 150 | 150 | 150 | 150 | 150 | 150
666 | SHARYLAND RAILROAD TIE 2 |  | DC_R2 | HIDALGO |  | SOUTH |  | 150 | 150 | 150 | 150 | 150 | 150 | 150 | 150 | 150 | 150 | 150
667 | Non-Synchronous Ties Total | [6 empty] | 1250 | 1250 | 1250 | 1250 | 1250 | 1250 | 1250 | 1250 | 1250 | 1250 | 1250
668 | Non-Synchronous Ties Capacity Contribution (Top 20 Hours) |  | DCTIE_CAP_CONT |  | OTHER |  |  | 165.8 | 165.8 | 165.8 | 165.8 | 165.8 | 165.8 | 165.8 | 165.8 | 165.8 | 165.8 | 165.8
669
670 | Planned Thermal Resources with Executed SGIA, Air Permit, GHG Permit and Proof of Adequate Water Supplies
671 | DENTON ENERGY CENTER | 18INR0013 |  | DENTON | GAS | NORTH | 2018 | 0 | 225.8 | 225.8 | 225.8 | 225.8 | 225.8 | 225.8 | 225.8 | 225.8 | 225.8 | 225.8
672 | FGE TEXAS I PROJECT | 16INR0010 |  | MITCHELL | GAS | WEST | 2019 | 0 | 0 | 745 | 745 | 745 | 745 | 745 | 745 | 745 | 745 | 745
673 | PHR PEAKERS [BAC_CTG1-6] | 14INR0038 |  | GALVESTON | GAS | HOUSTON | 2017 | 0 | 390 | 390 | 390 | 390 | 390 | 390 | 390 | 390 | 390 | 390
674 | INDECK WHARTON ENERGY CENTER | 15INR0023 |  | WHARTON | GAS | SOUTH | 2019 | 0 | 0 | 654 | 654 | 654 | 654 | 654 | 654 | 654 | 654 | 654
675 | PINECREST ENERGY CENTER PROJECT | 16INR0006 |  | ANGELINA | GAS | NORTH | 2020 | 0 | 0 | 0 | 785 | 785 | 785 | 785 | 785 | 785 | 785 | 785
676 | FRIENDSWOOD G | 13INR0049 |  | HARRIS | GAS | HOUSTON | 2017 | 0 | 119 | 119 | 119 | 119 | 119 | 119 | 119 | 119 | 119 | 119
677 | BETHEL CAES PROJECT | 15INR0013 |  | ANDERSON | GAS | NORTH | 2020 | 0 | 0 | 0 | 324 | 324 | 324 | 324 | 324 | 324 | 324 | 324
678 | HALYARD HENDERSON | 16INR0045 |  | HENDERSON | GAS | NORTH | 2019 | 0 | 0 | 450 | 450 | 450 | 450 | 450 | 450 | 450 | 450 | 450
679 | HALYARD WHARTON ENERGY CENTER | 16INR0044 |  | WHARTON | GAS | SOUTH | 2019 | 0 | 0 | 419 | 419 | 419 | 419 | 419 | 419 | 419 | 419 | 419
680 | MIRAGE | 17INR0022 |  | HARRIS | GAS | HOUSTON | 2018 | 0 | 11 | 11 | 11 | 11 | 11 | 11 | 11 | 11 | 11 | 11
681 | Planned Capacity Total (Coal, Gas & Storage) | [6 empty] | 0 | 745.8 | 3013.8 | 4122.8 | 4122.8 | 4122.8 | 4122.8 | 4122.8 | 4122.8 | 4122.8 | 4122.8
682
683 | Planned Wind Resources with Executed SGIA
684 | MIDWAY FARMS WIND | 11INR0054 |  | SAN PATRICIO | WIND-C | COASTAL | 2019 | 0 | 0 | 162.9 | 162.9 | 162.9 | 162.9 | 162.9 | 162.9 | 162.9 | 162.9 | 162.9
685 | LONGHORN WIND SOUTH | 14INR0023b |  | BRISCOE | WIND | PANHANDLE | 2018 | 0 | 160 | 160 | 160 | 160 | 160 | 160 | 160 | 160 | 160 | 160
686 | MARIAH DEL ESTE | 13INR0010a |  | PARMER | WIND | PANHANDLE | 2018 | 0 | 152.5 | 152.5 | 152.5 | 152.5 | 152.5 | 152.5 | 152.5 | 152.5 | 152.5 | 152.5
687 | MARIAH DEL SUR | 13INR0010c |  | PARMER | WIND | PANHANDLE | 2018 | 0 | 0 | 217.5 | 217.5 | 217.5 | 217.5 | 217.5 | 217.5 | 217.5 | 217.5 | 217.5
688 | PATRIOT WIND (PETRONILLA) | 11INR0062 |  | NUECES | WIND-C | COASTAL | 2019 | 0 | 0 | 180 | 180 | 180 | 180 | 180 | 180 | 180 | 180 | 180
689 | COMANCHE RUN WIND | 12INR0029 |  | SWISHER | WIND | PANHANDLE | 2019 | 0 | 0 | 0 | 500 | 500 | 500 | 500 | 500 | 500 | 500 | 500
690 | GRANDVIEW WIND 3 (CONWAY) | 13INR0005c |  | CARSON | WIND | PANHANDLE | 2019 | 0 | 0 | 0 | 187.5 | 187.5 | 187.5 | 187.5 | 187.5 | 187.5 | 187.5 | 187.5
691 | SCANDIA WIND DEF | 13INR0010def |  | PARMER | WIND | PANHANDLE | 2019 | 0 | 0 | 600.3 | 600.3 | 600.3 | 600.3 | 600.3 | 600.3 | 600.3 | 600.3 | 600.3
692 | PULLMAN ROAD WIND | 15INR0079 |  | RANDALL | WIND | PANHANDLE | 2019 | 0 | 0 | 300 | 300 | 300 | 300 | 300 | 300 | 300 | 300 | 300
693 | PANHANDLE WIND 3 | 14INR0030c |  | CARSON | WIND | PANHANDLE | 2018 | 0 | 0 | 248 | 248 | 248 | 248 | 248 | 248 | 248 | 248 | 248
694 | UNITY WIND | 15INR0050 |  | DEAF SMITH | WIND | PANHANDLE | 2019 | 0 | 0 | 203 | 203 | 203 | 203 | 203 | 203 | 203 | 203 | 203
695 | TORRECILLAS WIND A | 14INR0045a |  | WEBB | WIND | SOUTH | 2019 | 0 | 0 | 0 | 200 | 200 | 200 | 200 | 200 | 200 | 200 | 200
696 | TORRECILLAS WIND B | 14INR0045b |  | WEBB | WIND | SOUTH | 2019 | 0 | 0 | 0 | 200 | 200 | 200 | 200 | 200 | 200 | 200 | 200
697 | LOCKETT WIND FARM | 16INR0062b |  | WILBARGER | WIND | WEST | 2019 | 0 | 0 | 184 | 184 | 184 | 184 | 184 | 184 | 184 | 184 | 184
698 | WILLOW SPRINGS WIND | 14INR0060b |  | HASKELL | WIND | WEST | 2017 | 230 | 230 | 230 | 230 | 230 | 230 | 230 | 230 | 230 | 230 | 230
699 | PUMPKIN FARM WIND | 16INR0037c |  | FLOYD | WIND | PANHANDLE | 2018 | 0 | 0 | 280.9 | 280.9 | 280.9 | 280.9 | 280.9 | 280.9 | 280.9 | 280.9 | 280.9
700 | BRUENNING'S BREEZE | 14INR0041a |  | WILLACY | WIND-C | COASTAL | 2017 | 228 | 228 | 228 | 228 | 228 | 228 | 228 | 228 | 228 | 228 | 228
701 | SANTA RITA WIND | 16INR0091 |  | REAGAN | WIND | WEST | 2017 | 0 | 300 | 300 | 300 | 300 | 300 | 300 | 300 | 300 | 300 | 300
702 | SWISHER WIND | 13INR0038 |  | SWISHER | WIND | PANHANDLE | 2019 | 0 | 0 | 211.9 | 211.9 | 211.9 | 211.9 | 211.9 | 211.9 | 211.9 | 211.9 | 211.9
703 | RTS WIND | 16INR0087 |  | MCCULLOCH | WIND | SOUTH | 2018 | 0 | 160 | 160 | 160 | 160 | 160 | 160 | 160 | 160 | 160 | 160
704 | SILVER CANYON WIND A | 12INR0002a |  | BRISCOE | WIND | PANHANDLE | 2019 | 0 | 0 | 200 | 200 | 200 | 200 | 200 | 200 | 200 | 200 | 200
705 | FLAT TOP WIND I | 15INR0082 |  | COMANCHE | WIND | NORTH | 2018 | 0 | 200 | 200 | 200 | 200 | 200 | 200 | 200 | 200 | 200 | 200
706 | CANADIAN BREAKS WIND | 13INR0026 |  | OLDHAM | WIND | PANHANDLE | 2019 | 0 | 0 | 210 | 210 | 210 | 210 | 210 | 210 | 210 | 210 | 210
707 | SALT FORK WIND EXPANSION | 16INR0121 |  | CARSON | WIND | PANHANDLE | 2018 | 0 | 54 | 54 | 54 | 54 | 54 | 54 | 54 | 54 | 54 | 54
708 | CHOCOLATE BAYOU | 16INR0074 |  | BRAZORIA | WIND-C | COASTAL | 2019 | 0 | 0 | 150 | 150 | 150 | 150 | 150 | 150 | 150 | 150 | 150
709 | GOODNIGHT WIND | 14INR0033 |  | ARMSTRONG | WIND | PANHANDLE | 2018 | 0 | 0 | 496.8 | 496.8 | 496.8 | 496.8 | 496.8 | 496.8 | 496.8 | 496.8 | 496.8
710 | COYOTE WIND | 17INR0027b |  | SCURRY | WIND | WEST | 2019 | 0 | 0 | 242.5 | 242.5 | 242.5 | 242.5 | 242.5 | 242.5 | 242.5 | 242.5 | 242.5
711 | BEARKAT WIND A | 15INR0064 |  | GLASSCOCK | WIND | WEST | 2017 | 0 | 197 | 197 | 197 | 197 | 197 | 197 | 197 | 197 | 197 | 197
712 | BEARKAT WIND B | 15INR0064b |  | GLASSCOCK | WIND | WEST | 2018 | 0 | 162.1 | 162.1 | 162.1 | 162.1 | 162.1 | 162.1 | 162.1 | 162.1 | 162.1 | 162.1
713 | INFINITY LIVE OAK WIND | 12INR0060 |  | SCHLEICHER | WIND | WEST | 2019 | 0 | 0 | 199.5 | 199.5 | 199.5 | 199.5 | 199.5 | 199.5 | 199.5 | 199.5 | 199.5
714 | CACTUS FLATS WIND | 16INR0086 |  | CONCHO | WIND | WEST | 2018 | 0 | 150 | 150 | 150 | 150 | 150 | 150 | 150 | 150 | 150 | 150
715 | STAKED PLAINS WIND 1 | 18INR0025 |  | LYNN | WIND | WEST | 2018 | 0 | 505 | 505 | 505 | 505 | 505 | 505 | 505 | 505 | 505 | 505
716 | STELLA 1 WIND | 15INR0035 |  | KENEDY | WIND-C | COASTAL | 2018 | 0 | 0 | 201 | 201 | 201 | 201 | 201 | 201 | 201 | 201 | 201
717 | RIO BRAVO I WIND | 17INR0005 |  | STARR | WIND | SOUTH | 2018 | 0 | 0 | 237.6 | 237.6 | 237.6 | 237.6 | 237.6 | 237.6 | 237.6 | 237.6 | 237.6
718 | EDMONDSON RANCH WIND | 18INR0043 |  | GLASSCOCK | WIND | WEST | 2019 | 0 | 0 | 292.5 | 292.5 | 292.5 | 292.5 | 292.5 | 292.5 | 292.5 | 292.5 | 292.5
719 | HEART OF TEXAS WIND | 18INR0016 |  | MCCULLOCH | WIND | SOUTH | 2018 | 0 | 0 | 150 | 150 | 150 | 150 | 150 | 150 | 150 | 150 | 150
720 | Planned Capacity Total (Wind) | [6 empty] | 458 | 2498.6 | 7467 | 8554.5 | 8554.5 | 8554.5 | 8554.5 | 8554.5 | 8554.5 | 8554.5 | 8554.5
721
722 | Planned Wind Capacity Sub-total (Non-Coastal Counties) |  | WIND_PLANNED_NC |  |  |  |  | 230 | 2270.6 | 6545.1 | 7632.6 | 7632.6 | 7632.6 | 7632.6 | 7632.6 | 7632.6 | 7632.6 | 7632.6
723 | Wind Peak Average Capacity Percentage (Non-Coastal) |  | WIND_PL_PEAK_PCT_NC | % |  |  |  | 20 | 20 | 20 | 20 | 20 | 20 | 20 | 20 | 20 | 20 | 20
724
725 | Planned Wind Capacity Sub-total (Coastal Counties) |  | WIND_PLANNED_C |  |  |  |  | 228 | 228 | 921.9 | 921.9 | 921.9 | 921.9 | 921.9 | 921.9 | 921.9 | 921.9 | 921.9
726 | Wind Peak Average Capacity Percentage (Coastal) |  | WIND_PL_PEAK_PCT_C | % |  |  |  | 42 | 42 | 42 | 42 | 42 | 42 | 42 | 42 | 42 | 42 | 42
727
728 | Planned Solar Resources with Executed SGIA
729 | FS BARILLA SOLAR 1B [HOVEY_UNIT2] | 12INR0059b |  | PECOS | SOLAR | WEST | 2017 | 0 | 7.4 | 7.4 | 7.4 | 7.4 | 7.4 | 7.4 | 7.4 | 7.4 | 7.4 | 7.4
730 | SE BUCKTHORN WESTEX SOLAR (RIGGINS SOLAR) | 15INR0045 |  | PECOS | SOLAR | WEST | 2018 | 0 | 150 | 150 | 150 | 150 | 150 | 150 | 150 | 150 | 150 | 150
731 | NAZARETH SOLAR | 16INR0049 |  | CASTRO | SOLAR | PANHANDLE | 2019 | 0 | 0 | 201 | 201 | 201 | 201 | 201 | 201 | 201 | 201 | 201
732 | PECOS SOLAR POWER I | 15INR0059 |  | PECOS | SOLAR | WEST | 2019 | 0 | 0 | 108 | 108 | 108 | 108 | 108 | 108 | 108 | 108 | 108
733 | BNB LAMESA SOLAR (PHASE I) | 16INR0023 |  | DAWSON | SOLAR | WEST | 2017 | 0 | 101.6 | 101.6 | 101.6 | 101.6 | 101.6 | 101.6 | 101.6 | 101.6 | 101.6 | 101.6
734 | LAMESA SOLAR (PHASE II) | 16INR0023b |  | DAWSON | SOLAR | WEST | 2018 | 0 | 50 | 50 | 50 | 50 | 50 | 50 | 50 | 50 | 50 | 50
735 | CAPRICORN RIDGE SOLAR | 16INR0019 |  | COKE | SOLAR | WEST | 2018 | 0 | 100 | 100 | 100 | 100 | 100 | 100 | 100 | 100 | 100 | 100
736 | CASTLE GAP SOLAR | 16INR0065 |  | UPTON | SOLAR | WEST | 2018 | 0 | 180 | 180 | 180 | 180 | 180 | 180 | 180 | 180 | 180 | 180
737 | SOLAIREHOLMAN 1 | 15INR0061 |  | BREWSTER | SOLAR | WEST | 2018 | 0 | 50 | 50 | 50 | 50 | 50 | 50 | 50 | 50 | 50 | 50
738 | RE MAPLEWOOD 2A SOLAR | 17INR0020a |  | PECOS | SOLAR | WEST | 2018 | 0 | 0 | 100 | 100 | 100 | 100 | 100 | 100 | 100 | 100 | 100
739 | RE MAPLEWOOD 2B SOLAR | 17INR0020b |  | PECOS | SOLAR | WEST | 2019 | 0 | 0 | 0 | 100 | 100 | 100 | 100 | 100 | 100 | 100 | 100
740 | RE MAPLEWOOD 2C SOLAR | 17INR0020c |  | PECOS | SOLAR | WEST | 2019 | 0 | 0 | 0 | 100 | 100 | 100 | 100 | 100 | 100 | 100 | 100
741 | RE MAPLEWOOD 2D SOLAR | 17INR0020d |  | PECOS | SOLAR | WEST | 2020 | 0 | 0 | 0 | 0 | 100 | 100 | 100 | 100 | 100 | 100 | 100
742 | RE MAPLEWOOD 2E SOLAR | 17INR0020e |  | PECOS | SOLAR | WEST | 2020 | 0 | 0 | 0 | 0 | 100 | 100 | 100 | 100 | 100 | 100 | 100
743 | UPTON SOLAR | 16INR0114 |  | UPTON | SOLAR | WEST | 2018 | 0 | 102 | 102 | 102 | 102 | 102 | 102 | 102 | 102 | 102 | 102
744 | WEST OF PECOS SOLAR | 14INR0044 |  | REEVES | SOLAR | WEST | 2018 | 0 | 0 | 100 | 100 | 100 | 100 | 100 | 100 | 100 | 100 | 100
745 | PFLUGERVILLE SOLAR | 15INR0090 |  | TRAVIS | SOLAR | SOUTH | 2018 | 0 | 0 | 120 | 120 | 120 | 120 | 120 | 120 | 120 | 120 | 120
746 | WAYMARK SOLAR | 16INR0115 |  | PECOS | SOLAR | WEST | 2018 | 0 | 0 | 182 | 182 | 182 | 182 | 182 | 182 | 182 | 182 | 182
747 | Planned Capacity Total (Solar) | [6 empty] | 0 | 741 | 1552 | 1752 | 1952 | 1952 | 1952 | 1952 | 1952 | 1952 | 1952
748 | Solar Peak Average Capacity Percentage |  | SOLAR_PL_PEAK_PCT | % |  |  |  | 9.8 | 9.8 | 9.8 | 9.8 | 9.8 | 9.8 | 9.8 | 9.8 | 9.8 | 9.8 | 9.8
749
750 | Seasonal Mothballed Resources
751 | N/A
752 | Total Seasonal Mothballed Capacity | [6 empty] | 0 | 0 | 0 | 0 | 0 | 0 | 0 | 0 | 0 | 0 | 0
753
754 | Mothballed Resources
755 | SPENCER STG U4 (AS OF 1/3/2018) |  | SPNCER_SPNCE_4 | DENTON | GAS | NORTH | 1966 | 57 | 57 | 57 | 57 | 57 | 57 | 57 | 57 | 57 | 57 | 57
756 | SPENCER STG U5 (AS OF 1/3/2018) |  | SPNCER_SPNCE_5 | DENTON | GAS | NORTH | 1973 | 61 | 61 | 61 | 61 | 61 | 61 | 61 | 61 | 61 | 61 | 61
757 | B M DAVIS STG U1 (AS OF 12/31/2017) |  | B_DAVIS_B_DAVIG1 | NUECES | GAS | COASTAL | 1974 | 330 | 330 | 330 | 330 | 330 | 330 | 330 | 330 | 330 | 330 | 330
758 | GIBBONS CREEK U1 (AS OF 10/17/17; ENDING MID-MAY TO MID-JUNE 2018) |  | GIBCRK_GIB_CRG1 | GRIMES | COAL | NORTH | 1983 | 470 | 470 | 470 | 470 | 470 | 470 | 470 | 470 | 470 | 470 | 470
759 | J T DEELY U1 (AS OF 12/31/2018) |  | CALAVERS_JTD1_M | BEXAR | COAL | SOUTH | 1977 | 430 | 430 | 430 | 430 | 430 | 430 | 430 | 430 | 430 | 430 | 430
760 | J T DEELY U2 (AS OF 12/31/2018) |  | CALAVERS_JTD2_M | BEXAR | COAL | SOUTH | 1978 | 420 | 420 | 420 | 420 | 420 | 420 | 420 | 420 | 420 | 420 | 420
761 | S R BERTRON U1 (SINCE 5/15/2013) |  | SRB_SRB_G1 | HARRIS | GAS | HOUSTON | 1958 | 118 | 118 | 118 | 118 | 118 | 118 | 118 | 118 | 118 | 118 | 118
762 | S R BERTRON U2 (SINCE 5/15/2013) |  | SRB_SRB_G2 | HARRIS | GAS | HOUSTON | 1956 | 174 | 174 | 174 | 174 | 174 | 174 | 174 | 174 | 174 | 174 | 174
763 | Total Mothballed Capacity | [6 empty] | 2060 | 2060 | 2060 | 2060 | 2060 | 2060 | 2060 | 2060 | 2060 | 2060 | 2060
764
765 | Retiring Resources Unavailable to ERCOT (since last CDR/SARA)
766 | GREENS BAYOU STG U5 (AS OF 12/31/2017) |  | GBY_GBY_5 | HARRIS | GAS | HOUSTON | 2016 | 371 | 371 | 371 | 371 | 371 | 371 | 371 | 371 | 371 | 371 | 371
767 | S R BERTRON CTG 2 (AS OF 12/31/2017) |  | SRB_SRBGT_2 | HARRIS | GAS | HOUSTON | 1967 | 13 | 13 | 13 | 13 | 13 | 13 | 13 | 13 | 13 | 13 | 13
768 | S R BERTRON U3 (AS OF 12/31/2017) |  | SRB_SRB_G3 | HARRIS | GAS | HOUSTON | 1959 | 211 | 211 | 211 | 211 | 211 | 211 | 211 | 211 | 211 | 211 | 211
769 | S R BERTRON U4 (AS OF 12/31/2017) |  | SRB_SRB_G4 | HARRIS | GAS | HOUSTON | 1960 | 211 | 211 | 211 | 211 | 211 | 211 | 211 | 211 | 211 | 211 | 211
770 | Total Retiring Capacity | [6 empty] | 806 | 806 | 806 | 806 | 806 | 806 | 806 | 806 | 806 | 806 | 806

## WinterFuelTypes
Winter Fuel Types - ERCOT
Fuel type is based on the primary fuel. Capacity contribution of the wind resources is included at 20% for Non-Coastal and 42% for Coastal counties, while the solar capacity contribution is 9.8%. Private Use Network, Hydro and Non-Synchronous Tie resources are included based on the three-year average historical capability for each Summer Season's 20 peak load hours. Non-Synchronous Tie resources are categorized as Other. Mothballed resource capacity is excluded except for Available Mothball Capacity based on a Seasonal Availability Schedule or Owner's reported Return Probability. Private Use Network is categorized as gas.
In MW
Fuel_Type | Capacity_Pct | 2017/2018 | 2018/2019 | 2019/2020 | 2020/2021 | 2021/2022
Biomass | 100% | 201.7 | 201.7 | 201.7 | 201.7 | 201.7
Coal | 100% | 16325 | 14747 | 14747 | 14747 | 14747
Gas | 100% | 53144.0676 | 53885.8676 | 56082.8676 | 57162.8676 | 57822.8676
Nuclear | 100% | 5140 | 5140 | 5140 | 5140 | 5140
Other | 100% | 165.8 | 165.8 | 165.8 | 165.8 | 165.8
Hydro | 77.73% | 431.5 | 431.5 | 431.5 | 431.5 | 431.5
Wind | 20% | 3607.84 | 4015.96 | 4870.86 | 5088.36 | 5088.36
Wind-C | 42% | 1100.232 | 1100.232 | 1391.67 | 1391.67 | 1391.67
Solar | 9.8% | 98.3724 | 170.9904 | 250.4684 | 270.0684 | 289.6684
Storage | 0% | 0 | 0 | 0 | 0 | 0
Total |  | 80214.512 | 79859.05 | 83281.866 | 84598.966 | 85278.566
In Percentages
Fuel_Type |  | 2017/2018 | 2018/2019 | 2019/2020 | 2020/2021 | 2021/2022
Biomass |  | 0.2515% | 0.2526% | 0.2422% | 0.2384% | 0.2365%
Coal |  | 20.35% | 18.47% | 17.71% | 17.43% | 17.29%
Gas |  | 66.25% | 67.48% | 67.34% | 67.57% | 67.8%
Nuclear |  | 6.408% | 6.436% | 6.172% | 6.076% | 6.027%
Other |  | 0.2067% | 0.2076% | 0.1991% | 0.196% | 0.1944%
Hydro |  | 0.5379% | 0.5403% | 0.5181% | 0.5101% | 0.506%
Wind |  | 4.498% | 5.029% | 5.849% | 6.015% | 5.967%
Wind-C |  | 1.372% | 1.378% | 1.671% | 1.645% | 1.632%
Solar |  | 0.1226% | 0.2141% | 0.3007% | 0.3192% | 0.3397%
Storage |  | 0% | 0% | 0% | 0% | 0%
Total |  | 100% | 100% | 100% | 100% | 100%

## Supplemental
Capacity of Proposed Generation Resources Based on Interconnection Milestone Status
Cumulative Summer Capacity Contribution (in MW) of Resources Available by June 1 of the Reporting Year
| 2018 | 2019 | 2020 | 2021 | 2022
Planned Resource Category
Commissioning Plan Submitted | 447.8 | 771.8 | 771.8 | 771.8 | 771.8
Meets Planning Guide Sec. 6.9 Criteria (CDR-eligible plus Financial Security Posted and Notice-to-Proceed Given) | 783.45 | 2324.975 | 2721.021 | 2871.021 | 2871.021
CDR-Eligible (signed IA, air permits received, proof of adequate water supplies provided) | 783.45 | 5093.119 | 6634.285 | 7108.285 | 7108.285
Signed Interconnection Agreement with the TSP and Full Interconnection Study completed and accepted by ERCOT | 783.45 | 3648.638 | 3871.054 | 3871.054 | 3871.054
Signed Interconnection Agreement with the TSP | 783.45 | 7035.319 | 11329.485 | 12674.485 | 12674.485
Full Interconnection Study Requested | 1162.85 | 12763.3 | 25039.2014 | 28903.0514 | 29703.0514
__________________________________________________
Notes: (1) Resource categories are listed by highest to lowest likelihood that the resource capacity will be in commercial operation in the reported year. For example, resources in the Commissioning Plan Submitted category have reached the "substantially completed construction" phase, and associated transmission switchyard facilities are operational. Conversely, resources in the Full Interconnection Study Requested category include projects that are generally in the development proposal stage and have a significant risk of interconnection request cancellation or project development delays. (2) The data presented here is based upon the latest information provided to ERCOT by resource developers and can change without notice. (3) Resource developers may execute an Interconnection Agreement with a TSP prior to completion of the Full Interconnection Study. This is most common with wind and solar projects. (4) Wind and solar resource capacities reflect their estimated summer on-peak average values as determined by the methodologies in Protocol section 3.2.6.2.2. (5) Battery storage projects are assumed to provide no seasonal sustained peak-hour capacity contributions, and are thus reported as zero MW.
Capacity, Demand and Reserves, 2023 Through Winter 2026/2027
The summer and winter capacity summaries below show the reserve margin impact of not adding any new resources during the latter half of the CDR forecast period. Since project developers typically submit interconnection requests no more than three to five years before the facility is expected to enter commercial operations, reserve margins reported beyond this window always show a declining trend. Also note that the reserve margin impact of potential future unit retirements and mothballing, and associated market responses to replace retired units, are not accounted for here or elsewhere in this CDR report.
Summer
Load Forecast, MW: | 2023 | 2024 | 2025 | 2026 | 2027
Summer Peak Demand (based on normal weather) | 79958.5515 | 81200.0179 | 82375.5316 | 83703.6219 | 85035.2776
plus: Energy Efficiency Program Savings Forecast, per Utilities Code Section 39.905 (b-4) | 2879.7992 | 3137.1362 | 3393.4733 | 3650.7748 | 3910.665
Total Summer Peak Demand (before Reductions from Energy Efficiency Programs) | 82838.3507 | 84337.1541 | 85769.0049 | 87354.3967 | 88945.9426
less: Load Resources providing Responsive Reserves | -1118.532 | -1118.532 | -1118.532 | -1118.532 | -1118.532
less: Load Resources providing Non-Spinning Reserves | 0 | 0 | 0 | 0 | 0
less: Emergency Response Service (10- and 30-min ramp products) | -1123.275 | -1123.275 | -1123.275 | -1123.275 | -1123.275
less: TDSP Standard Offer Load Management Programs | -202.572 | -202.572 | -202.572 | -202.572 | -202.572
less Energy Efficiency Programs | -2879.7992 | -3137.1362 | -3393.4733 | -3650.7748 | -3910.665
Firm Peak Load, MW | 77514.1725 | 78755.6389 | 79931.1526 | 81259.2429 | 82590.8986
Resources, MW: | 2023 | 2024 | 2025 | 2026 | 2027
Installed Capacity, Thermal/Hydro | 64417.5 | 64417.5 | 64417.5 | 64417.5 | 64417.5
Switchable Capacity, MW | 3515.8 | 3515.8 | 3515.8 | 3515.8 | 3515.8
less: Switchable Capacity Unavailable to ERCOT, MW | -543.8 | -543.8 | -543.8 | -543.8 | -543.8
Available Mothballed Capacity, MW | 118 | 118 | 118 | 118 | 118
Capacity from Private Use Networks | 3290.71 | 3290.71 | 3290.71 | 3290.71 | 3290.71
Non-Coastal Wind, Peak Average Capacity Contribution (14%) | 2493.288 | 2493.288 | 2493.288 | 2493.288 | 2493.288
Coastal Wind, Peak Average Capacity Contribution (59%) | 1411.044 | 1411.044 | 1411.044 | 1411.044 | 1411.044
Solar Utility-Scale, Peak Average Capacity Contribution (75%) | 752.85 | 752.85 | 752.85 | 752.85 | 752.85
RMR Capacity to be under Contract | 0 | 0 | 0 | 0 | 0
Operational Generation Capacity, MW | 75455.392 | 75455.392 | 75455.392 | 75455.392 | 75455.392
Capacity Contribution - Non-Synchronous Ties, MW | 389 | 389 | 389 | 389 | 389
Planned Thermal Resources with Signed IA, Air Permits and Water Rights, MW | 4031.8 | 4031.8 | 4031.8 | 4031.8 | 4031.8
Planned Non-Coastal Wind with Signed IA, Peak Average Capacity Contribution (14%) | 1068.564 | 1068.564 | 1068.564 | 1068.564 | 1068.564
Planned Coastal Wind with Signed IA, Peak Average Capacity Contribution (59%) | 543.921 | 543.921 | 543.921 | 543.921 | 543.921
Planned Solar Utility-Scale, Peak Average Capacity Contribution (75%) | 1464 | 1464 | 1464 | 1464 | 1464
Total Capacity, MW | 82952.677 | 82952.677 | 82952.677 | 82952.677 | 82952.677
Reserve Margin | 7.016% | 5.329% | 3.78% | 2.084% | 0.438%
(Total Resources - Firm Load Forecast) / Firm Load Forecast
Winter
Load Forecast, MW: | 2022/2023 | 2023/2024 | 2024/2025 | 2025/2026 | 2026/2027
Winter Peak Demand (based on normal weather) | 61741.9683 | 62590.9839 | 63348.8866 | 64142.9523 | 64999.2054
plus: Energy Efficiency Program Savings Forecast, per Utilities Code Section 39.905 (b-4) | 2879.7992 | 3137.1362 | 3393.4733 | 3650.7748 | 3910.665
Total Winter Peak Demand (before Reductions from Energy Efficiency Programs) | 64621.7675 | 65728.1201 | 66742.3599 | 67793.7271 | 68909.8704
less: Load Resources providing Responsive Reserves | -1347.93 | -1347.93 | -1347.93 | -1347.93 | -1347.93
less: Load Resources providing Non-Spinning Reserves | 0 | 0 | 0 | 0 | 0
less: Emergency Response Service (10- and 30-min ramp products) | -927.8818 | -927.8818 | -927.8818 | -927.8818 | -927.8818
less: TDSP Standard Offer Load Management Programs | 0 | 0 | 0 | 0 | 0
less Energy Efficiency Programs | -2879.7992 | -3137.1362 | -3393.4733 | -3650.7748 | -3910.665
Firm Peak Load, MW | 59466.1565 | 60315.1721 | 61073.0748 | 61867.1406 | 62723.3936
Resources, MW: | 2022/2023 | 2023/2024 | 2024/2025 | 2025/2026 | 2026/2027
Installed Capacity, Thermal/Hydro | 67199.2 | 67199.2 | 67199.2 | 67199.2 | 67199.2
Switchable Capacity, MW | 3736 | 3736 | 3736 | 3736 | 3736
less: Switchable Capacity Unavailable to ERCOT, MW | -558 | -558 | -558 | -558 | -558
Available Mothballed Capacity, MW | 118 | 118 | 118 | 118 | 118
Capacity from Private Use Networks | 3517.0676 | 3507.0676 | 3507.0676 | 3507.0676 | 3507.0676
Non-Coastal Wind, Peak Average Capacity Contribution (20%) | 3561.84 | 3561.84 | 3561.84 | 3561.84 | 3561.84
Coastal Wind, Peak Average Capacity Contribution (42%) | 1004.472 | 1004.472 | 1004.472 | 1004.472 | 1004.472
Solar Utility-Scale, Peak Average Capacity Contribution (9.8%) | 98.3724 | 98.3724 | 98.3724 | 98.3724 | 98.3724
RMR Capacity to be under Contract | 0 | 0 | 0 | 0 | 0
Operational Generation Capacity, MW | 78676.952 | 78666.952 | 78666.952 | 78666.952 | 78666.952
Capacity Contribution - Non-Synchronous Ties, MW | 165.8 | 165.8 | 165.8 | 165.8 | 165.8
Planned Thermal Resources with Signed IA, Air Permits and Water Rights, MW | 4122.8 | 4122.8 | 4122.8 | 4122.8 | 4122.8
Planned Non-Coastal Wind with Signed IA, Peak Average Capacity Contribution (20%) | 1526.52 | 1526.52 | 1526.52 | 1526.52 | 1526.52
Planned Coastal Wind with Signed IA, Peak Average Capacity Contribution (42%) | 387.198 | 387.198 | 387.198 | 387.198 | 387.198
Planned Solar Utility-Scale, Peak Average Capacity Contribution (9.8%) | 191.296 | 191.296 | 191.296 | 191.296 | 191.296
Total Capacity, MW | 85070.566 | 85060.566 | 85060.566 | 85060.566 | 85060.566
Reserve Margin | 43.06% | 41.03% | 39.28% | 37.49% | 35.61%
(Total Resources - Firm Load Forecast) / Firm Load Forecast