## Instructions
ERO2018 NERC LTRA Data Form | Prime Movers |  | Energy Sources
| Code | Description (Detailed) | Code | Fuel Type | Description | Description (Detailed)
| BA | Energy Storage, Battery | ANT | Coal | Coal | Anthracite Coal
| CE | Energy Storage, Compressed Air | BIT | Coal | Coal | Bituminous Coal
| CP | Energy Storage, Concentrated Solar Power | LIG | Coal | Coal | Lignite Coal
| FW | Energy Storage, Flywheel | SGC | Coal | Coal | Coal-Derived Synthesis Gas
| PS | Energy Storage, Reversible Hydraulic Turbine (Pumped Storage) | SUB | Coal | Coal | Subbituminous Coal
Year | ES | Energy Storage, Other (specify in comments section) | WC | Coal | Coal | Waste/Other Coal (including anthracite culm, bituminous gob, fine coal, lignite waste, waste coal)
2018 | ST | Steam Turbine, including nuclear, geothermal and solar steam (does not include combined cycle) | RC | Coal | Coal | Refined Coal
| GT | Combustion (Gas) Turbine (includes jet engine design) | DFO | Petroleum | Petroleum | Distillate Fuel Oil. Including Diesel, No. 1, No. 2, and No. 4 Fuel Oils
Version | IC | Internal Combustion Engine (diesel, piston, reciprocating) | JF | Petroleum | Petroleum | Jet Fuel
1 | CA | Combined Cycle Steam Part | KER | Petroleum | Petroleum | Kerosene
| CT | Combined Cycle Combustion Turbine Part (type of coal or solid must be reported as energy source for integrated coal gasification) | PC | Petroleum | Petroleum | Petroleum Coke
Manual Data Entry Required | CS | Combined Cycle Single Shaft (combustion turbine and steam turbine share a single generator) | PG | Petroleum | Petroleum | Gaseous Propane
Manual Data Entry Optional | CC | Combined Cycle Total Unit (use only for plants/generators in planning stages, for which specific generator details cannot be provided) | RFO | Petroleum | Petroleum | Residual Fuel Oil (including No. 5, and No. 6 fuel oils, and bunker C fuel oil)
Data Provided (Changes Allowed) | HA | Hydrokinetic, Axial Flow Turbine | SGP | Natural Gas and Other Gases | Natural Gas and Other Gases | Synthesis Gas from Petroleum Coke
No Data Entry | HB | Hydrokinetic, Wave Buoy | WO | Natural Gas and Other Gases | Natural Gas and Other Gases | Waste/Other Oil (including crude oil, liquid butane, liquid propane, naphtha, oil waste, re-refined motor oil, sludge oil, tar oil, or other petroleum-based liquid wastes)
Description | HK | Hydrokinetic, Other (specify in comments section) | BFG | Natural Gas and Other Gases | Natural Gas and Other Gases | Blast Furnace Gas
Data Provided (Do Not Modify) | HY | Hydroelectric Turbine (includes turbines associated with delivery of water by pipeline) | NG | Natural Gas and Other Gases | Natural Gas and Other Gases | Natural Gas
| BT | Turbines Used in a Binary Cycle (including those used for geothermal applications) | OG | Natural Gas and Other Gases | Natural Gas and Other Gases | Other Gas (specify in comments section)
| PV | Photovoltaic | AB | Biomass | Solid Renewable Fuels | Agricultural By-Products
| WT | Wind Turbine, Onshore | MSW | Biomass | Solid Renewable Fuels | Municipal Solid Waste
| WS | Wind Turbine, Offshore | OBS | Biomass | Solid Renewable Fuels | Other Biomass Solids (specify in comment section)
| FC | Fuel Cell | WDS | Biomass | Solid Renewable Fuels | Wood/Wood Waste Solids (including paper pellets, railroad ties, utility poles, wood chips, bark, and wood waste solids)
| OT | Other (specify in comments section) | OBL | Biomass | Liquid Renewable (Biomass) Fuels | Other Biomass Liquids (specify in comment section)
| UK | Unknown (specify in comments section) | SLW | Biomass | Liquid Renewable (Biomass) Fuels | Sludge Waste
|  |  | BLQ | Biomass | Liquid Renewable (Biomass) Fuels | Black Liquor
|  |  | WDL | Biomass | Liquid Renewable (Biomass) Fuels | Wood Waste Liquids excluding Black Liquor (including red liquor, sludge wood, spent sulfite liquor, and other wood-based liquids)
|  |  | LFG | Biomass | Gaseous Renewable (Biomass Fuel) | Landfill Gas
|  |  | OBG | Biomass | Gaseous Renewable (Biomass Fuel) | Other Biomass Gas (including digester gas, methane, and other biomass gases; specify in comments section)
|  |  | SUN | Solar | Solar | Solar
|  |  | WND | Wind | Wind | Wind
|  |  | GEO | Geothermal | Geothermal | Geothermal
|  |  | WAT | Hydro | Hydro | Water at a Conventional; Hydroelectric Turbine, and water used in Wave Buoy Hydrokinetic Technology, Current Hydrokinetic Technology, and Tidal Hydrokinetic Technology
|  |  | WAT | Pumped Storage | Pumping Energy for Reversible (Pumped Storage) Hydroelectric Turbine | Pumping Energy for Reversible (Pumped Storage) Hydroelectric Turbine
|  |  | NUC | Nuclear | Nuclear | Nuclear (including Uranium, Plutonium, and Thorium)
|  |  | PUR | Other | Purchased Steam | Purchased Steam
|  |  | WH | Other | Waste heat not directly attributed to a fuel source (WH should only be reported where the fuel source for the waste heat is undetermined, and for combined cycle steam turbines that do not have supplemental firing.) | Waste heat not directly attributed to a fuel source (WH should only be reported where the fuel source for the waste heat is undetermined, and for combined cycle steam turbines that do not have supplemental firing.)
|  |  | TDF | Other | Tire-Derived Fuels | Tire-derived Fuels
|  |  | MWH | Other | Storage | Electricity used for energy storage
|  |  | OTH | Other | Other | (specify in comment section)
|  |  | UKN | Unknown | Unknown | (specify in comment section)

## Form A
NET ENERGY FOR LOAD - MONTHLY | Year(s) | Unit | JAN (W) |  | FEB (W) |  | MAR |  | APR |  | MAY |  | JUN (S) |  | JUL (S) |  | AUG (S) |  | SEP (S) |  | OCT |  | NOV |  | DEC (W) |  | Data Submitter Comments | NERC Response
Net Energy for Load - Prior Year Actual | 2017 | GWh | 27326.9276 |  | 22997.8364 |  | 25973.7972 |  | 26062.9286 |  | 30104.2915 |  | 33937.7275 |  | 38336.1455 |  | 36360.9965 |  | 32106.127 |  | 28994.6716 |  | 25999.1441 |  | 29207.7226
Net Energy For Load - Reporting Year Forecast | 2018 | GWh | 29317.7759 |  | 25576.8414 |  | 26530.47 |  | 26567.074 |  | 30956.243 |  | 35434.4059 |  | 38264.276 |  | 39639.9749 |  | 33334.7066 |  | 29526.239 |  | 26339.9677 |  | 29131.5508
Net Energy For Load - Year 1 Forecast | 2019 | GWh | 30246.7142 |  | 26411.5697 |  | 27527.8026 |  | 27532.804 |  | 31973.7596 |  | 36555.9188 |  | 39596.9909 |  | 40872.4431 |  | 34345.1365 |  | 30622.2635 |  | 27285.987 |  | 30036.4966
NET ENERGY FOR LOAD - ANNUAL | Year(s) | Unit | 2017 |  | 2018 |  | 2019 |  | 2020 |  | 2021 |  | 2022 |  | 2023 |  | 2024 |  | 2025 |  | 2026 |  | 2027 |  | 2028 |  | Data Submitter Comments | NERC Response
Net Energy for Load - Year 2-10 Forecast | 2020-2028 | GWh | [6 empty] | 392609.2735 |  | 401982.5416 |  | 412592.5274 |  | 422216.2734 |  | 431138.783 |  | 439093.6067 |  | 448092.6063 |  | 457273.3089 |  | 466666.8005
PEAK HOUR DEMAND - MONTHLY | Year(s) | Unit | JAN (W) |  | FEB (W) |  | MAR |  | APR |  | MAY |  | JUN (S) |  | JUL (S) |  | AUG (S) |  | SEP (S) |  | OCT |  | NOV |  | DEC (W) |  | Data Submitter Comments | NERC Response
Peak Hour Demand - Prior Year Actual | 2017 | MW | 59649.9652 |  | 42743.1155 |  | 47116.0625 |  | 53486.2844 |  | 59263.6452 |  | 67632.9948 |  | 69512.1546 |  | 67889.1391 |  | 63648.7889 |  | 62332.8822 |  | 50734.5688 |  | 54431.8531
Peak Hour Demand - Reporting Year Actual | 2018 | MW | 65914.6978 |  | 55163.3408
Peak Hour Demand - Reporting Year Forecast | 2018 | MW | 56143.1082 |  | 54681.4942 |  | 46908.9674 |  | 53115.0509 |  | 59600.8648 |  | 68019.3575 |  | 70029.6001 |  | 72756 |  | 66229.6547 |  | 58618.9682 |  | 46954.7432 |  | 54171.1443
Peak Hour Demand Year 1 Forecast | 2019 | MW | 58229.1783 |  | 55694.1415 |  | 48038.6287 |  | 54238.3576 |  | 60750.4946 |  | 69359.0143 |  | 71602.8836 |  | 74202.654 |  | 67415.0296 |  | 59874.1195 |  | 48276.7473 |  | 55372.1745
Peak Hour Demand - Year 2 Forecast | 2020 | MW | 59004.3521 |  | 56729.3651
DEMAND - SEASONAL | Year(s) | Unit | 2017 (S) | 2018 (S) | 2019 (S) | 2020 (S) | 2021 (S) | 2022 (S) | 2023 (S) | 2024 (S) | 2025 (S) | 2026 (S) | 2027 (S) | 2028 (S) | 2017-18 (W) | 2018-19 (W) | 2019-20 (W) | 2020-21 (W) | 2021-22 (W) | 2022-23 (W) | 2023-24 (W) | 2024-25 (W) | 2025-26 (W) | 2026-27 (W) | 2027-28 (W) | 2028-29 (W) | Data Submitter Comments | NERC Response
Peak Hour Demand - Year 2-10 Forecast | 2020-2028 | MW |  |  |  | 75878.5907 | 77595.0519 | 79026.7677 | 80430.5515 | 81673.0179 | 82849.5316 | 84178.6219 | 85511.2776 | 86849.8046 |  |  |  | 59991.0894 | 61097.4507 | 62006.9683 | 62856.9839 | 63615.8866 | 64410.9523 | 65268.2054 | 66119.5135 | 66971.3072
DEMAND-SIDE MANAGEMENT | Year(s) | Unit | 2017 (S) | 2018 (S) | 2019 (S) | 2020 (S) | 2021 (S) | 2022 (S) | 2023 (S) | 2024 (S) | 2025 (S) | 2026 (S) | 2027 (S) | 2028 (S) | 2017-18 (W) | 2018-19 (W) | 2019-20 (W) | 2020-21 (W) | 2021-22 (W) | 2022-23 (W) | 2023-24 (W) | 2024-25 (W) | 2025-26 (W) | 2026-27 (W) | 2027-28 (W) | 2028-29 (W) | Data Submitter Comments | NERC Response
Energy Efficiency and Conservation | 2018-2028 | MW |  | 1270.2481 | 1543.7865 | 1822.0386 | 2103.9244 | 2389.4438 | 2678.597 | 2973.5438 | 3272.1243 | 3577.3074 | 3889.7949 | 4177.1981 |  | 1270.2481 | 1543.7865 | 1822.0386 | 2103.9244 | 2389.4438 | 2678.597 | 2973.5438 | 3272.1243 | 3577.3074 | 3889.7949 | 4177.1981
Controllable and Dispatchable Demand Response - Total | 2018-2028 | MW |  | 2194 | 2173 | 2173 | 2173 | 2173 | 2173 | 2173 | 2173 | 2173 | 2173 | 2173 |  | 1912 | 1891 | 1891 | 1891 | 1891 | 1891 | 1891 | 1891 | 1891 | 1891 | 1891
Controllable and Dispatchable Demand Response - Available | 2018-2028 | MW |  | 2194 | 2173 | 2173 | 2173 | 2173 | 2173 | 2173 | 2173 | 2173 | 2173 | 2173 |  | 1912 | 1891 | 1891 | 1891 | 1891 | 1891 | 1891 | 1891 | 1891 | 1891 | 1891
OTHER DEMAND FACTORS | Year(s) | Unit | 2017 (S) | 2018 (S) | 2019 (S) | 2020 (S) | 2021 (S) | 2022 (S) | 2023 (S) | 2024 (S) | 2025 (S) | 2026 (S) | 2027 (S) | 2028 (S) | 2017-18 (W) | 2018-19 (W) | 2019-20 (W) | 2020-21 (W) | 2021-22 (W) | 2022-23 (W) | 2023-24 (W) | 2024-25 (W) | 2025-26 (W) | 2026-27 (W) | 2027-28 (W) | 2028-29 (W) | Data Submitter Comments | NERC Response
Total Installed Photovoltaic | 2018-2028 | MW |  | 481.25 | 601.5625 | 751.9531 | 939.9414 | 1174.9268 | 1468.6584 | 1835.8231 | 2294.7788 | 2868.4735 | 3585.5919 | 4481.9899 |  | 481.25 | 601.5625 | 751.9531 | 939.9414 | 1174.9268 | 1468.6584 | 1835.8231 | 2294.7788 | 2868.4735 | 3585.5919 | 4481.9899
Photovoltaic On-Peak | 2018-2028 | MW |  | 134.75 | 168.4375 | 210.5469 | 263.1836 | 328.9795 | 411.2244 | 514.0305 | 642.5381 | 803.1726 | 1003.9657 | 1254.9572 |  | 38.5 | 48.125 | 60.1562 | 75.1953 | 93.9941 | 117.4927 | 146.8658 | 183.5823 | 229.4779 | 286.8474 | 358.5592
Estimated Diversity | 2018-2028 | MW |  | 1075.6924 | 1061.2533 | 1048.7139 | 1037.5816 | 1025.7635 | 1018.1248 | 1013.1585 | 1004.7916 | 995.4477 | 988.6156 | 982.4044 |  | 2867.3255 | 2981.0825 | 3039.4534 | 3119.9361 | 3223.9235 | 3306.65 | 3368.4615 | 3451.8302 | 3533.9372 | 3625.4631 | 3713.2786 | Represents the difference between the sum of the 8 weather zone non-coincident peaks and ERCOT's coincident peak
Standby Load Under Contract | 2018-2028 | MW |  | 0 | 0 | 0 | 0 | 0 | 0 | 0 | 0 | 0 | 0 | 0 |  | 0 | 0 | 0 | 0 | 0 | 0 | 0 | 0 | 0 | 0 | 0
REFERENCE MARGIN LEVEL | Year(s) | Unit | 2017 (S) | 2018 (S) | 2019 (S) | 2020 (S) | 2021 (S) | 2022 (S) | 2023 (S) | 2024 (S) | 2025 (S) | 2026 (S) | 2027 (S) | 2028 (S) | 2017-18 (W) | 2018-19 (W) | 2019-20 (W) | 2020-21 (W) | 2021-22 (W) | 2022-23 (W) | 2023-24 (W) | 2024-25 (W) | 2025-26 (W) | 2026-27 (W) | 2027-28 (W) | 2028-29 (W) | Data Submitter Comments | NERC Response
Reference Margin Level | 2017-2028 | Dec |  | 0.1375 | 0.1375 | 0.1375 | 0.1375 | 0.1375 | 0.1375 | 0.1375 | 0.1375 | 0.1375 | 0.1375 | 0.1375 | 0.1375 | 0.1375 | 0.1375 | 0.1375 | 0.1375 | 0.1375 | 0.1375 | 0.1375 | 0.1375 | 0.1375 | 0.1375 | 0.1375

## Form B
GENERATING UNIT INFORMATION | [16 empty] | SUMMER - CERTAIN | [10 empty] | WINTER - CERTAIN | [10 empty] | SUMMER - OTHER | [10 empty] | WINTER - OTHER | [10 empty] | COMMENTS
Status | Country | NERC Unit ID | Plant Code | Generator ID - 1 | Generator ID - 2 | Plant Name - 1 | Plant Name - 2 | Prime Mover | Energy Source - 1 | Energy Source - 2 | Generation Type | Initial Operating Month-Year | Confirmed Retirement Month-Year | Nameplate Capacity | Summer Capacity | Winter Capacity | 2018 | 2019 | 2020 | 2021 | 2022 | 2023 | 2024 | 2025 | 2026 | 2027 | 2028 | 2018-19 | 2019-20 | 2020-21 | 2021-22 | 2022-23 | 2023-24 | 2024-25 | 2025-26 | 2026-27 | 2027-28 | 2028-29 | 2018 | 2019 | 2020 | 2021 | 2022 | 2023 | 2024 | 2025 | 2026 | 2027 | 2028 | 2018-19 | 2019-20 | 2020-21 | 2021-22 | 2022-23 | 2023-24 | 2024-25 | 2025-26 | 2026-27 | 2027-28 | 2028-29 | Data Submitter Comments | NERC Response | Status | Country | Prime Mover | Energy Source
Existing | US | 1360646 | 6145 | 1 | CPSES_UNIT1 | Comanche Peak | COMANCHE PEAK U1 | ST | NUC |  | Nuclear | 1990-08-13 |  | 1269 | 1205 | 1235 | SUMMER - CERTAIN 2018: 1205; SUMMER - CERTAIN 2019: 1205; SUMMER - CERTAIN 2020: 1205; SUMMER - CERTAIN 2021: 1205; SUMMER - CERTAIN 2022: 1205; SUMMER - CERTAIN 2023: 1205; SUMMER - CERTAIN 2024: 1205; SUMMER - CERTAIN 2025: 1205; SUMMER - CERTAIN 2026: 1205; SUMMER - CERTAIN 2027: 1205; SUMMER - CERTAIN 2028: 1205; WINTER - CERTAIN 2018-19: 1235; WINTER - CERTAIN 2019-20: 1235; WINTER - CERTAIN 2020-21: 1235; WINTER - CERTAIN 2021-22: 1235; WINTER - CERTAIN 2022-23: 1235; WINTER - CERTAIN 2023-24: 1235; WINTER - CERTAIN 2024-25: 1235; WINTER - CERTAIN 2025-26: 1235; WINTER - CERTAIN 2026-27: 1235; WINTER - CERTAIN 2027-28: 1235; WINTER - CERTAIN 2028-29: 1235 |  |  | Existing | CA | BA | ANT
Existing | US | 1542502 | 6145 | 2 | CPSES_UNIT2 | Comanche Peak | COMANCHE PEAK U2 | ST | NUC |  | Nuclear | 1993-08-03 |  | 1269 | 1195 | 1225 | SUMMER - CERTAIN 2018: 1195; SUMMER - CERTAIN 2019: 1195; SUMMER - CERTAIN 2020: 1195; SUMMER - CERTAIN 2021: 1195; SUMMER - CERTAIN 2022: 1195; SUMMER - CERTAIN 2023: 1195; SUMMER - CERTAIN 2024: 1195; SUMMER - CERTAIN 2025: 1195; SUMMER - CERTAIN 2026: 1195; SUMMER - CERTAIN 2027: 1195; SUMMER - CERTAIN 2028: 1195; WINTER - CERTAIN 2018-19: 1225; WINTER - CERTAIN 2019-20: 1225; WINTER - CERTAIN 2020-21: 1225; WINTER - CERTAIN 2021-22: 1225; WINTER - CERTAIN 2022-23: 1225; WINTER - CERTAIN 2023-24: 1225; WINTER - CERTAIN 2024-25: 1225; WINTER - CERTAIN 2025-26: 1225; WINTER - CERTAIN 2026-27: 1225; WINTER - CERTAIN 2027-28: 1225; WINTER - CERTAIN 2028-29: 1225 |  |  | Retired | MX | BT | BIT
Existing | US | 1610768 | 6251 | 1 | STP_STP_G1 | South Texas Project | SOUTH TEXAS U1 | ST | NUC |  | Nuclear | 1988-03-22 |  | 1365 | 1280 | 1340 | SUMMER - CERTAIN 2018: 1280; SUMMER - CERTAIN 2019: 1280; SUMMER - CERTAIN 2020: 1280; SUMMER - CERTAIN 2021: 1280; SUMMER - CERTAIN 2022: 1280; SUMMER - CERTAIN 2023: 1280; SUMMER - CERTAIN 2024: 1280; SUMMER - CERTAIN 2025: 1280; SUMMER - CERTAIN 2026: 1280; SUMMER - CERTAIN 2027: 1280; SUMMER - CERTAIN 2028: 1280; WINTER - CERTAIN 2018-19: 1340; WINTER - CERTAIN 2019-20: 1340; WINTER - CERTAIN 2020-21: 1340; WINTER - CERTAIN 2021-22: 1340; WINTER - CERTAIN 2022-23: 1340; WINTER - CERTAIN 2023-24: 1340; WINTER - CERTAIN 2024-25: 1340; WINTER - CERTAIN 2025-26: 1340; WINTER - CERTAIN 2026-27: 1340; WINTER - CERTAIN 2027-28: 1340; WINTER - CERTAIN 2028-29: 1340 |  |  | Mothballed | US | CA | LIG
Existing | US | 1441793 | 6251 | 2 | STP_STP_G2 | South Texas Project | SOUTH TEXAS U2 | ST | NUC |  | Nuclear | 1989-03-28 |  | 1365 | 1280 | 1340 | SUMMER - CERTAIN 2018: 1280; SUMMER - CERTAIN 2019: 1280; SUMMER - CERTAIN 2020: 1280; SUMMER - CERTAIN 2021: 1280; SUMMER - CERTAIN 2022: 1280; SUMMER - CERTAIN 2023: 1280; SUMMER - CERTAIN 2024: 1280; SUMMER - CERTAIN 2025: 1280; SUMMER - CERTAIN 2026: 1280; SUMMER - CERTAIN 2027: 1280; SUMMER - CERTAIN 2028: 1280; WINTER - CERTAIN 2018-19: 1340; WINTER - CERTAIN 2019-20: 1340; WINTER - CERTAIN 2020-21: 1340; WINTER - CERTAIN 2021-22: 1340; WINTER - CERTAIN 2022-23: 1340; WINTER - CERTAIN 2023-24: 1340; WINTER - CERTAIN 2024-25: 1340; WINTER - CERTAIN 2025-26: 1340; WINTER - CERTAIN 2026-27: 1340; WINTER - CERTAIN 2027-28: 1340; WINTER - CERTAIN 2028-29: 1340 |  |  | Cancelled |  | CE | SGC
Existing | US | 1400011 | 6178 | 1 | COLETO_COLETOG1 | Coleto Creek | COLETO CREEK | ST | SUB |  | Coal | 1980-01-01 |  | 660 | 655 | 655 | SUMMER - CERTAIN 2018: 655; SUMMER - CERTAIN 2019: 655; SUMMER - CERTAIN 2020: 655; SUMMER - CERTAIN 2021: 655; SUMMER - CERTAIN 2022: 655; SUMMER - CERTAIN 2023: 655; SUMMER - CERTAIN 2024: 655; SUMMER - CERTAIN 2025: 655; SUMMER - CERTAIN 2026: 655; SUMMER - CERTAIN 2027: 655; SUMMER - CERTAIN 2028: 655; WINTER - CERTAIN 2018-19: 655; WINTER - CERTAIN 2019-20: 655; WINTER - CERTAIN 2020-21: 655; WINTER - CERTAIN 2021-22: 655; WINTER - CERTAIN 2022-23: 655; WINTER - CERTAIN 2023-24: 655; WINTER - CERTAIN 2024-25: 655; WINTER - CERTAIN 2025-26: 655; WINTER - CERTAIN 2026-27: 655; WINTER - CERTAIN 2027-28: 655; WINTER - CERTAIN 2028-29: 655 |  |  | Tier 1 |  | CP | SUB
Existing | US | 1171974 | 6179 | 1 | FPPYD1_FPP_G1 | Fayette Power Project | FAYETTE POWER U1 | ST | SUB |  | Coal | 1979-06-16 |  | 615 | 604 | 603 | SUMMER - CERTAIN 2018: 604; SUMMER - CERTAIN 2019: 604; SUMMER - CERTAIN 2020: 604; SUMMER - CERTAIN 2021: 604; SUMMER - CERTAIN 2022: 604; SUMMER - CERTAIN 2023: 604; SUMMER - CERTAIN 2024: 604; SUMMER - CERTAIN 2025: 604; SUMMER - CERTAIN 2026: 604; SUMMER - CERTAIN 2027: 604; SUMMER - CERTAIN 2028: 604; WINTER - CERTAIN 2018-19: 603; WINTER - CERTAIN 2019-20: 603; WINTER - CERTAIN 2020-21: 603; WINTER - CERTAIN 2021-22: 603; WINTER - CERTAIN 2022-23: 603; WINTER - CERTAIN 2023-24: 603; WINTER - CERTAIN 2024-25: 603; WINTER - CERTAIN 2025-26: 603; WINTER - CERTAIN 2026-27: 603; WINTER - CERTAIN 2027-28: 603; WINTER - CERTAIN 2028-29: 603 |  |  | Tier 2 |  | CS | WC
Existing | US | 1432147 | 6179 | 2 | FPPYD1_FPP_G2 | Fayette Power Project | FAYETTE POWER U2 | ST | SUB |  | Coal | 1980-05-20 |  | 615 | 599 | 605 | SUMMER - CERTAIN 2018: 599; SUMMER - CERTAIN 2019: 599; SUMMER - CERTAIN 2020: 599; SUMMER - CERTAIN 2021: 599; SUMMER - CERTAIN 2022: 599; SUMMER - CERTAIN 2023: 599; SUMMER - CERTAIN 2024: 599; SUMMER - CERTAIN 2025: 599; SUMMER - CERTAIN 2026: 599; SUMMER - CERTAIN 2027: 599; SUMMER - CERTAIN 2028: 599; WINTER - CERTAIN 2018-19: 605; WINTER - CERTAIN 2019-20: 605; WINTER - CERTAIN 2020-21: 605; WINTER - CERTAIN 2021-22: 605; WINTER - CERTAIN 2022-23: 605; WINTER - CERTAIN 2023-24: 605; WINTER - CERTAIN 2024-25: 605; WINTER - CERTAIN 2025-26: 605; WINTER - CERTAIN 2026-27: 605; WINTER - CERTAIN 2027-28: 605; WINTER - CERTAIN 2028-29: 605 |  |  | Tier 3 |  | CT | RC
Existing | US | 1056955 | 6179 | 3 | FPPYD2_FPP_G3 | Fayette Power Project | FAYETTE POWER U3 | ST | SUB |  | Coal | 1988-04-29 |  | 460 | 437 | 449 | SUMMER - CERTAIN 2018: 437; SUMMER - CERTAIN 2019: 437; SUMMER - CERTAIN 2020: 437; SUMMER - CERTAIN 2021: 437; SUMMER - CERTAIN 2022: 437; SUMMER - CERTAIN 2023: 437; SUMMER - CERTAIN 2024: 437; SUMMER - CERTAIN 2025: 437; SUMMER - CERTAIN 2026: 437; SUMMER - CERTAIN 2027: 437; SUMMER - CERTAIN 2028: 437; WINTER - CERTAIN 2018-19: 449; WINTER - CERTAIN 2019-20: 449; WINTER - CERTAIN 2020-21: 449; WINTER - CERTAIN 2021-22: 449; WINTER - CERTAIN 2022-23: 449; WINTER - CERTAIN 2023-24: 449; WINTER - CERTAIN 2024-25: 449; WINTER - CERTAIN 2025-26: 449; WINTER - CERTAIN 2026-27: 449; WINTER - CERTAIN 2027-28: 449; WINTER - CERTAIN 2028-29: 449 |  |  |  |  | ES | DFO
Existing | US | 1152157 | 6136 | 1 | GIBCRK_GIB_CRG1 | Gibbons Creek | GIBBONS CREEK U1 | ST | SUB |  | Coal | 1983-03-15 |  | 493 | 470 | 470 | SUMMER - CERTAIN 2018: 470; SUMMER - CERTAIN 2019: 470; SUMMER - CERTAIN 2020: 470; SUMMER - CERTAIN 2021: 470; SUMMER - CERTAIN 2022: 470; SUMMER - CERTAIN 2023: 470; SUMMER - CERTAIN 2024: 470; SUMMER - CERTAIN 2025: 470; SUMMER - CERTAIN 2026: 470; SUMMER - CERTAIN 2027: 470; SUMMER - CERTAIN 2028: 470; WINTER - CERTAIN 2018-19: 0; WINTER - CERTAIN 2019-20: 470; WINTER - CERTAIN 2020-21: 470; WINTER - CERTAIN 2021-22: 470; WINTER - CERTAIN 2022-23: 470; WINTER - CERTAIN 2023-24: 470; WINTER - CERTAIN 2024-25: 470; WINTER - CERTAIN 2025-26: 470; WINTER - CERTAIN 2026-27: 470; WINTER - CERTAIN 2027-28: 470; WINTER - CERTAIN 2028-29: 470 | ERCOT approved an operations suspension schedule starting 10/1/2018 and ending not less than 5/1/2019 and not greater than 6/1/2019. |  |  |  | FC | JF
Existing | US | 1651250 | 7097 | 1 | CALAVERS_JKS1 | J K Spruce | J K SPRUCE U1 | ST | SUB |  | Coal | 1992-11-01 |  | 560 | 560 | 560 | SUMMER - CERTAIN 2018: 560; SUMMER - CERTAIN 2019: 560; SUMMER - CERTAIN 2020: 560; SUMMER - CERTAIN 2021: 560; SUMMER - CERTAIN 2022: 560; SUMMER - CERTAIN 2023: 560; SUMMER - CERTAIN 2024: 560; SUMMER - CERTAIN 2025: 560; SUMMER - CERTAIN 2026: 560; SUMMER - CERTAIN 2027: 560; SUMMER - CERTAIN 2028: 560; WINTER - CERTAIN 2018-19: 560; WINTER - CERTAIN 2019-20: 560; WINTER - CERTAIN 2020-21: 560; WINTER - CERTAIN 2021-22: 560; WINTER - CERTAIN 2022-23: 560; WINTER - CERTAIN 2023-24: 560; WINTER - CERTAIN 2024-25: 560; WINTER - CERTAIN 2025-26: 560; WINTER - CERTAIN 2026-27: 560; WINTER - CERTAIN 2027-28: 560; WINTER - CERTAIN 2028-29: 560 |  |  |  |  | FW | KER
Existing | US | 1566399 | 7097 | 2 | CALAVERS_JKS2 | J K Spruce | J K SPRUCE U2 | ST | SUB |  | Coal | 2010-05-28 |  | 876 | 785 | 785 | SUMMER - CERTAIN 2018: 785; SUMMER - CERTAIN 2019: 785; SUMMER - CERTAIN 2020: 785; SUMMER - CERTAIN 2021: 785; SUMMER - CERTAIN 2022: 785; SUMMER - CERTAIN 2023: 785; SUMMER - CERTAIN 2024: 785; SUMMER - CERTAIN 2025: 785; SUMMER - CERTAIN 2026: 785; SUMMER - CERTAIN 2027: 785; SUMMER - CERTAIN 2028: 785; WINTER - CERTAIN 2018-19: 785; WINTER - CERTAIN 2019-20: 785; WINTER - CERTAIN 2020-21: 785; WINTER - CERTAIN 2021-22: 785; WINTER - CERTAIN 2022-23: 785; WINTER - CERTAIN 2023-24: 785; WINTER - CERTAIN 2024-25: 785; WINTER - CERTAIN 2025-26: 785; WINTER - CERTAIN 2026-27: 785; WINTER - CERTAIN 2027-28: 785; WINTER - CERTAIN 2028-29: 785 |  |  |  |  | GT | PC
Existing | US | 1770369 | 6181 | 1 | CALAVERS_JTD1_M | J T Deely | J T DEELY U1 (AS OF 12/31/2018) | ST | SUB |  | Coal | 1977-08-08 | 2018-12-31 | 420 | 420 | 420 | 420 | 0 | 0 | 0 | 0 | 0 | 0 | 0 | 0 | 0 | 0 | 0 | 0 | 0 | 0 | 0 | 0 | 0 | 0 | 0 | 0 | 0 | 0 | 420 | 420 | 420 | 420 | 420 | 420 | 420 | 420 | 420 | 420 | 420 | 420 | 420 | 420 | 420 | 420 | 420 | 420 | 420 | 420 | 420 | This unit is currently operating but is planned to be mothballed as of 12/31/2018; winter peaks assumed to be in January, so capacity is excluded from 2018-2019 winter |  |  |  | HA | PG
Existing | US | 1247532 | 6181 | 2 | CALAVERS_JTD2_M | J T Deely | J T DEELY U2 (AS OF 12/31/2018) | ST | SUB |  | Coal | 1978-08-01 | 2018-12-31 | 420 | 420 | 420 | 420 | 0 | 0 | 0 | 0 | 0 | 0 | 0 | 0 | 0 | 0 | 0 | 0 | 0 | 0 | 0 | 0 | 0 | 0 | 0 | 0 | 0 | 0 | 420 | 420 | 420 | 420 | 420 | 420 | 420 | 420 | 420 | 420 | 420 | 420 | 420 | 420 | 420 | 420 | 420 | 420 | 420 | 420 | 420 | This unit is currently operating but is planned to be mothballed as of 12/31/2018; winter peaks assumed to be in January, so capacity is excluded from 2018-2019 winter |  |  |  | HB | RFO
Existing | US | 1325509 | 298 | 1 | LEG_LEG_G1 | Limestone | LIMESTONE U1 | ST | LIG |  | Coal | 1985-12-01 |  | 893 | 824 | 824 | SUMMER - CERTAIN 2018: 824; SUMMER - CERTAIN 2019: 824; SUMMER - CERTAIN 2020: 824; SUMMER - CERTAIN 2021: 824; SUMMER - CERTAIN 2022: 824; SUMMER - CERTAIN 2023: 824; SUMMER - CERTAIN 2024: 824; SUMMER - CERTAIN 2025: 824; SUMMER - CERTAIN 2026: 824; SUMMER - CERTAIN 2027: 824; SUMMER - CERTAIN 2028: 824; WINTER - CERTAIN 2018-19: 824; WINTER - CERTAIN 2019-20: 824; WINTER - CERTAIN 2020-21: 824; WINTER - CERTAIN 2021-22: 824; WINTER - CERTAIN 2022-23: 824; WINTER - CERTAIN 2023-24: 824; WINTER - CERTAIN 2024-25: 824; WINTER - CERTAIN 2025-26: 824; WINTER - CERTAIN 2026-27: 824; WINTER - CERTAIN 2027-28: 824; WINTER - CERTAIN 2028-29: 824 |  |  |  |  | HK | SGP
Existing | US | 1380445 | 298 | 2 | LEG_LEG_G2 | Limestone | LIMESTONE U2 | ST | LIG |  | Coal | 1986-12-01 |  | 956.8 | 836 | 836 | SUMMER - CERTAIN 2018: 836; SUMMER - CERTAIN 2019: 836; SUMMER - CERTAIN 2020: 836; SUMMER - CERTAIN 2021: 836; SUMMER - CERTAIN 2022: 836; SUMMER - CERTAIN 2023: 836; SUMMER - CERTAIN 2024: 836; SUMMER - CERTAIN 2025: 836; SUMMER - CERTAIN 2026: 836; SUMMER - CERTAIN 2027: 836; SUMMER - CERTAIN 2028: 836; WINTER - CERTAIN 2018-19: 836; WINTER - CERTAIN 2019-20: 836; WINTER - CERTAIN 2020-21: 836; WINTER - CERTAIN 2021-22: 836; WINTER - CERTAIN 2022-23: 836; WINTER - CERTAIN 2023-24: 836; WINTER - CERTAIN 2024-25: 836; WINTER - CERTAIN 2025-26: 836; WINTER - CERTAIN 2026-27: 836; WINTER - CERTAIN 2027-28: 836; WINTER - CERTAIN 2028-29: 836 |  |  |  |  | HY | WO
Existing | US | 1705645 | 6146 | 1 | MLSES_UNIT1 | Martin Lake | MARTIN LAKE U1 | ST | LIG |  | Coal | 1977-05-16 |  | 893 | 800 | 815 | SUMMER - CERTAIN 2018: 800; SUMMER - CERTAIN 2019: 800; SUMMER - CERTAIN 2020: 800; SUMMER - CERTAIN 2021: 800; SUMMER - CERTAIN 2022: 800; SUMMER - CERTAIN 2023: 800; SUMMER - CERTAIN 2024: 800; SUMMER - CERTAIN 2025: 800; SUMMER - CERTAIN 2026: 800; SUMMER - CERTAIN 2027: 800; SUMMER - CERTAIN 2028: 800; WINTER - CERTAIN 2018-19: 815; WINTER - CERTAIN 2019-20: 815; WINTER - CERTAIN 2020-21: 815; WINTER - CERTAIN 2021-22: 815; WINTER - CERTAIN 2022-23: 815; WINTER - CERTAIN 2023-24: 815; WINTER - CERTAIN 2024-25: 815; WINTER - CERTAIN 2025-26: 815; WINTER - CERTAIN 2026-27: 815; WINTER - CERTAIN 2027-28: 815; WINTER - CERTAIN 2028-29: 815 |  |  |  |  | IC | BFG
Existing | US | 1709331 | 6146 | 2 | MLSES_UNIT2 | Martin Lake | MARTIN LAKE U2 | ST | LIG |  | Coal | 1978-05-23 |  | 893 | 805 | 820 | SUMMER - CERTAIN 2018: 805; SUMMER - CERTAIN 2019: 805; SUMMER - CERTAIN 2020: 805; SUMMER - CERTAIN 2021: 805; SUMMER - CERTAIN 2022: 805; SUMMER - CERTAIN 2023: 805; SUMMER - CERTAIN 2024: 805; SUMMER - CERTAIN 2025: 805; SUMMER - CERTAIN 2026: 805; SUMMER - CERTAIN 2027: 805; SUMMER - CERTAIN 2028: 805; WINTER - CERTAIN 2018-19: 820; WINTER - CERTAIN 2019-20: 820; WINTER - CERTAIN 2020-21: 820; WINTER - CERTAIN 2021-22: 820; WINTER - CERTAIN 2022-23: 820; WINTER - CERTAIN 2023-24: 820; WINTER - CERTAIN 2024-25: 820; WINTER - CERTAIN 2025-26: 820; WINTER - CERTAIN 2026-27: 820; WINTER - CERTAIN 2027-28: 820; WINTER - CERTAIN 2028-29: 820 |  |  |  |  | OT | NG
Existing | US | 1417847 | 6146 | 3 | MLSES_UNIT3 | Martin Lake | MARTIN LAKE U3 | ST | LIG |  | Coal | 1979-04-01 |  | 893 | 805 | 820 | SUMMER - CERTAIN 2018: 805; SUMMER - CERTAIN 2019: 805; SUMMER - CERTAIN 2020: 805; SUMMER - CERTAIN 2021: 805; SUMMER - CERTAIN 2022: 805; SUMMER - CERTAIN 2023: 805; SUMMER - CERTAIN 2024: 805; SUMMER - CERTAIN 2025: 805; SUMMER - CERTAIN 2026: 805; SUMMER - CERTAIN 2027: 805; SUMMER - CERTAIN 2028: 805; WINTER - CERTAIN 2018-19: 820; WINTER - CERTAIN 2019-20: 820; WINTER - CERTAIN 2020-21: 820; WINTER - CERTAIN 2021-22: 820; WINTER - CERTAIN 2022-23: 820; WINTER - CERTAIN 2023-24: 820; WINTER - CERTAIN 2024-25: 820; WINTER - CERTAIN 2025-26: 820; WINTER - CERTAIN 2026-27: 820; WINTER - CERTAIN 2027-28: 820; WINTER - CERTAIN 2028-29: 820 |  |  |  |  | PS | OG
Existing | US | 1465896 | 6180 | 1 | OGSES_UNIT1A | Oak Grove | OAK GROVE SES U1 | ST | LIG |  | Coal | 2010-04-14 |  | 916.8 | 840 | 840 | SUMMER - CERTAIN 2018: 840; SUMMER - CERTAIN 2019: 840; SUMMER - CERTAIN 2020: 840; SUMMER - CERTAIN 2021: 840; SUMMER - CERTAIN 2022: 840; SUMMER - CERTAIN 2023: 840; SUMMER - CERTAIN 2024: 840; SUMMER - CERTAIN 2025: 840; SUMMER - CERTAIN 2026: 840; SUMMER - CERTAIN 2027: 840; SUMMER - CERTAIN 2028: 840; WINTER - CERTAIN 2018-19: 840; WINTER - CERTAIN 2019-20: 840; WINTER - CERTAIN 2020-21: 840; WINTER - CERTAIN 2021-22: 840; WINTER - CERTAIN 2022-23: 840; WINTER - CERTAIN 2023-24: 840; WINTER - CERTAIN 2024-25: 840; WINTER - CERTAIN 2025-26: 840; WINTER - CERTAIN 2026-27: 840; WINTER - CERTAIN 2027-28: 840; WINTER - CERTAIN 2028-29: 840 |  |  |  |  | PV | AB
Existing | US | 1142613 | 6180 | 2 | OGSES_UNIT2 | Oak Grove | OAK GROVE SES U2 | ST | LIG |  | Coal | 2011-04-19 |  | 916.8 | 825 | 825 | SUMMER - CERTAIN 2018: 825; SUMMER - CERTAIN 2019: 825; SUMMER - CERTAIN 2020: 825; SUMMER - CERTAIN 2021: 825; SUMMER - CERTAIN 2022: 825; SUMMER - CERTAIN 2023: 825; SUMMER - CERTAIN 2024: 825; SUMMER - CERTAIN 2025: 825; SUMMER - CERTAIN 2026: 825; SUMMER - CERTAIN 2027: 825; SUMMER - CERTAIN 2028: 825; WINTER - CERTAIN 2018-19: 825; WINTER - CERTAIN 2019-20: 825; WINTER - CERTAIN 2020-21: 825; WINTER - CERTAIN 2021-22: 825; WINTER - CERTAIN 2022-23: 825; WINTER - CERTAIN 2023-24: 825; WINTER - CERTAIN 2024-25: 825; WINTER - CERTAIN 2025-26: 825; WINTER - CERTAIN 2026-27: 825; WINTER - CERTAIN 2027-28: 825; WINTER - CERTAIN 2028-29: 825 |  |  |  |  | ST | MSW
Existing | US | 1792725 | 127 | 1 | OKLA_OKLA_G1 | Oklaunion | OKLAUNION U1 | ST | SUB |  | Coal | 1986-12-24 |  | 720 | 650 | 650 | SUMMER - CERTAIN 2018: 650; SUMMER - CERTAIN 2019: 650; SUMMER - CERTAIN 2020: 650; SUMMER - CERTAIN 2021: 650; SUMMER - CERTAIN 2022: 650; SUMMER - CERTAIN 2023: 650; SUMMER - CERTAIN 2024: 650; SUMMER - CERTAIN 2025: 650; SUMMER - CERTAIN 2026: 650; SUMMER - CERTAIN 2027: 650; SUMMER - CERTAIN 2028: 650; WINTER - CERTAIN 2018-19: 650; WINTER - CERTAIN 2019-20: 650; WINTER - CERTAIN 2020-21: 650; WINTER - CERTAIN 2021-22: 650; WINTER - CERTAIN 2022-23: 650; WINTER - CERTAIN 2023-24: 650; WINTER - CERTAIN 2024-25: 650; WINTER - CERTAIN 2025-26: 650; WINTER - CERTAIN 2026-27: 650; WINTER - CERTAIN 2027-28: 650; WINTER - CERTAIN 2028-29: 650 |  |  |  |  | UK | OBS
Existing | US | 1868674 | 6183 | 1 | SANMIGL_G1 | San Miguel | SAN MIGUEL U1 | ST | LIG |  | Coal | 1982-02-07 |  | 430 | 391 | 391 | SUMMER - CERTAIN 2018: 391; SUMMER - CERTAIN 2019: 391; SUMMER - CERTAIN 2020: 391; SUMMER - CERTAIN 2021: 391; SUMMER - CERTAIN 2022: 391; SUMMER - CERTAIN 2023: 391; SUMMER - CERTAIN 2024: 391; SUMMER - CERTAIN 2025: 391; SUMMER - CERTAIN 2026: 391; SUMMER - CERTAIN 2027: 391; SUMMER - CERTAIN 2028: 391; WINTER - CERTAIN 2018-19: 391; WINTER - CERTAIN 2019-20: 391; WINTER - CERTAIN 2020-21: 391; WINTER - CERTAIN 2021-22: 391; WINTER - CERTAIN 2022-23: 391; WINTER - CERTAIN 2023-24: 391; WINTER - CERTAIN 2024-25: 391; WINTER - CERTAIN 2025-26: 391; WINTER - CERTAIN 2026-27: 391; WINTER - CERTAIN 2027-28: 391; WINTER - CERTAIN 2028-29: 391 |  |  |  |  | WS | WDS
Existing | US | 1565323 | 56611 | S01 | SCES_UNIT1 | Sandy Creek Energy Station | SANDY CREEK U1 | ST | SUB |  | Coal | 2013-07-17 |  | 1008 | 940 | 950 | SUMMER - CERTAIN 2018: 940; SUMMER - CERTAIN 2019: 940; SUMMER - CERTAIN 2020: 940; SUMMER - CERTAIN 2021: 940; SUMMER - CERTAIN 2022: 940; SUMMER - CERTAIN 2023: 940; SUMMER - CERTAIN 2024: 940; SUMMER - CERTAIN 2025: 940; SUMMER - CERTAIN 2026: 940; SUMMER - CERTAIN 2027: 940; SUMMER - CERTAIN 2028: 940; WINTER - CERTAIN 2018-19: 950; WINTER - CERTAIN 2019-20: 950; WINTER - CERTAIN 2020-21: 950; WINTER - CERTAIN 2021-22: 950; WINTER - CERTAIN 2022-23: 950; WINTER - CERTAIN 2023-24: 950; WINTER - CERTAIN 2024-25: 950; WINTER - CERTAIN 2025-26: 950; WINTER - CERTAIN 2026-27: 950; WINTER - CERTAIN 2027-28: 950; WINTER - CERTAIN 2028-29: 950 |  |  |  |  | WT | OBL
Existing | US | 1721228 | 7030 | 1 | TNP_ONE_TNP_O_1 | Twin Oaks Power One | TWIN OAKS U1 | ST | LIG |  | Coal | 1990-06-08 |  | 174.6 | 155 | 155 | SUMMER - CERTAIN 2018: 155; SUMMER - CERTAIN 2019: 155; SUMMER - CERTAIN 2020: 155; SUMMER - CERTAIN 2021: 155; SUMMER - CERTAIN 2022: 155; SUMMER - CERTAIN 2023: 155; SUMMER - CERTAIN 2024: 155; SUMMER - CERTAIN 2025: 155; SUMMER - CERTAIN 2026: 155; SUMMER - CERTAIN 2027: 155; SUMMER - CERTAIN 2028: 155; WINTER - CERTAIN 2018-19: 155; WINTER - CERTAIN 2019-20: 155; WINTER - CERTAIN 2020-21: 155; WINTER - CERTAIN 2021-22: 155; WINTER - CERTAIN 2022-23: 155; WINTER - CERTAIN 2023-24: 155; WINTER - CERTAIN 2024-25: 155; WINTER - CERTAIN 2025-26: 155; WINTER - CERTAIN 2026-27: 155; WINTER - CERTAIN 2027-28: 155; WINTER - CERTAIN 2028-29: 155 | [5 empty] | SLW
Existing | US | 1221386 | 7030 | 2 | TNP_ONE_TNP_O_2 | Twin Oaks Power One | TWIN OAKS U2 | ST | LIG |  | Coal | 1991-05-31 |  | 174.6 | 155 | 155 | SUMMER - CERTAIN 2018: 155; SUMMER - CERTAIN 2019: 155; SUMMER - CERTAIN 2020: 155; SUMMER - CERTAIN 2021: 155; SUMMER - CERTAIN 2022: 155; SUMMER - CERTAIN 2023: 155; SUMMER - CERTAIN 2024: 155; SUMMER - CERTAIN 2025: 155; SUMMER - CERTAIN 2026: 155; SUMMER - CERTAIN 2027: 155; SUMMER - CERTAIN 2028: 155; WINTER - CERTAIN 2018-19: 155; WINTER - CERTAIN 2019-20: 155; WINTER - CERTAIN 2020-21: 155; WINTER - CERTAIN 2021-22: 155; WINTER - CERTAIN 2022-23: 155; WINTER - CERTAIN 2023-24: 155; WINTER - CERTAIN 2024-25: 155; WINTER - CERTAIN 2025-26: 155; WINTER - CERTAIN 2026-27: 155; WINTER - CERTAIN 2027-28: 155; WINTER - CERTAIN 2028-29: 155 | [5 empty] | BLQ
Existing | US | 1094448 | 3470 | 5 | WAP_WAP_G5 | W A Parish | W A PARISH U5 | ST | BIT |  | Coal | 1977-12-27 |  | 734.1 | 664 | 664 | SUMMER - CERTAIN 2018: 664; SUMMER - CERTAIN 2019: 664; SUMMER - CERTAIN 2020: 664; SUMMER - CERTAIN 2021: 664; SUMMER - CERTAIN 2022: 664; SUMMER - CERTAIN 2023: 664; SUMMER - CERTAIN 2024: 664; SUMMER - CERTAIN 2025: 664; SUMMER - CERTAIN 2026: 664; SUMMER - CERTAIN 2027: 664; SUMMER - CERTAIN 2028: 664; WINTER - CERTAIN 2018-19: 664; WINTER - CERTAIN 2019-20: 664; WINTER - CERTAIN 2020-21: 664; WINTER - CERTAIN 2021-22: 664; WINTER - CERTAIN 2022-23: 664; WINTER - CERTAIN 2023-24: 664; WINTER - CERTAIN 2024-25: 664; WINTER - CERTAIN 2025-26: 664; WINTER - CERTAIN 2026-27: 664; WINTER - CERTAIN 2027-28: 664; WINTER - CERTAIN 2028-29: 664 | [5 empty] | WDL
Existing | US | 1508435 | 3470 | 6 | WAP_WAP_G6 | W A Parish | W A PARISH U6 | ST | BIT |  | Coal | 1978-12-27 |  | 734.1 | 663 | 663 | SUMMER - CERTAIN 2018: 663; SUMMER - CERTAIN 2019: 663; SUMMER - CERTAIN 2020: 663; SUMMER - CERTAIN 2021: 663; SUMMER - CERTAIN 2022: 663; SUMMER - CERTAIN 2023: 663; SUMMER - CERTAIN 2024: 663; SUMMER - CERTAIN 2025: 663; SUMMER - CERTAIN 2026: 663; SUMMER - CERTAIN 2027: 663; SUMMER - CERTAIN 2028: 663; WINTER - CERTAIN 2018-19: 663; WINTER - CERTAIN 2019-20: 663; WINTER - CERTAIN 2020-21: 663; WINTER - CERTAIN 2021-22: 663; WINTER - CERTAIN 2022-23: 663; WINTER - CERTAIN 2023-24: 663; WINTER - CERTAIN 2024-25: 663; WINTER - CERTAIN 2025-26: 663; WINTER - CERTAIN 2026-27: 663; WINTER - CERTAIN 2027-28: 663; WINTER - CERTAIN 2028-29: 663 | [5 empty] | LFG
Existing | US | 1624497 | 3470 | 7 | WAP_WAP_G7 | W A Parish | W A PARISH U7 | ST | BIT |  | Coal | 1980-06-02 |  | 614.6 | 577 | 577 | SUMMER - CERTAIN 2018: 577; SUMMER - CERTAIN 2019: 577; SUMMER - CERTAIN 2020: 577; SUMMER - CERTAIN 2021: 577; SUMMER - CERTAIN 2022: 577; SUMMER - CERTAIN 2023: 577; SUMMER - CERTAIN 2024: 577; SUMMER - CERTAIN 2025: 577; SUMMER - CERTAIN 2026: 577; SUMMER - CERTAIN 2027: 577; SUMMER - CERTAIN 2028: 577; WINTER - CERTAIN 2018-19: 577; WINTER - CERTAIN 2019-20: 577; WINTER - CERTAIN 2020-21: 577; WINTER - CERTAIN 2021-22: 577; WINTER - CERTAIN 2022-23: 577; WINTER - CERTAIN 2023-24: 577; WINTER - CERTAIN 2024-25: 577; WINTER - CERTAIN 2025-26: 577; WINTER - CERTAIN 2026-27: 577; WINTER - CERTAIN 2027-28: 577; WINTER - CERTAIN 2028-29: 577 | [5 empty] | OBG
Existing | US | 1609959 | 3470 | 8 | WAP_WAP_G8 | W A Parish | W A PARISH U8 | ST | BIT |  | Coal | 1982-12-01 |  | 653.99 | 610 | 610 | SUMMER - CERTAIN 2018: 610; SUMMER - CERTAIN 2019: 610; SUMMER - CERTAIN 2020: 610; SUMMER - CERTAIN 2021: 610; SUMMER - CERTAIN 2022: 610; SUMMER - CERTAIN 2023: 610; SUMMER - CERTAIN 2024: 610; SUMMER - CERTAIN 2025: 610; SUMMER - CERTAIN 2026: 610; SUMMER - CERTAIN 2027: 610; SUMMER - CERTAIN 2028: 610; WINTER - CERTAIN 2018-19: 610; WINTER - CERTAIN 2019-20: 610; WINTER - CERTAIN 2020-21: 610; WINTER - CERTAIN 2021-22: 610; WINTER - CERTAIN 2022-23: 610; WINTER - CERTAIN 2023-24: 610; WINTER - CERTAIN 2024-25: 610; WINTER - CERTAIN 2025-26: 610; WINTER - CERTAIN 2026-27: 610; WINTER - CERTAIN 2027-28: 610; WINTER - CERTAIN 2028-29: 610 | [5 empty] | SUN
Existing | US | 1328347 | 7512 | 1 | BRAUNIG_AVR1_CT1 | Arthur Von Rosenberg | ARTHUR VON ROSENBERG 1 CTG 1 | CT | NG |  | Natural Gas and Other Gases | 2000-06-02 |  | 195 | 157 | 157 | SUMMER - CERTAIN 2018: 157; SUMMER - CERTAIN 2019: 157; SUMMER - CERTAIN 2020: 157; SUMMER - CERTAIN 2021: 157; SUMMER - CERTAIN 2022: 157; SUMMER - CERTAIN 2023: 157; SUMMER - CERTAIN 2024: 157; SUMMER - CERTAIN 2025: 157; SUMMER - CERTAIN 2026: 157; SUMMER - CERTAIN 2027: 157; SUMMER - CERTAIN 2028: 157; WINTER - CERTAIN 2018-19: 157; WINTER - CERTAIN 2019-20: 157; WINTER - CERTAIN 2020-21: 157; WINTER - CERTAIN 2021-22: 157; WINTER - CERTAIN 2022-23: 157; WINTER - CERTAIN 2023-24: 157; WINTER - CERTAIN 2024-25: 157; WINTER - CERTAIN 2025-26: 157; WINTER - CERTAIN 2026-27: 157; WINTER - CERTAIN 2027-28: 157; WINTER - CERTAIN 2028-29: 157 | [5 empty] | WND
Existing | US | 1852949 | 7512 | 2 | BRAUNIG_AVR1_CT2 | Arthur Von Rosenberg | ARTHUR VON ROSENBERG 1 CTG 2 | CT | NG |  | Natural Gas and Other Gases | 2000-06-02 |  | 195 | 157 | 157 | SUMMER - CERTAIN 2018: 157; SUMMER - CERTAIN 2019: 157; SUMMER - CERTAIN 2020: 157; SUMMER - CERTAIN 2021: 157; SUMMER - CERTAIN 2022: 157; SUMMER - CERTAIN 2023: 157; SUMMER - CERTAIN 2024: 157; SUMMER - CERTAIN 2025: 157; SUMMER - CERTAIN 2026: 157; SUMMER - CERTAIN 2027: 157; SUMMER - CERTAIN 2028: 157; WINTER - CERTAIN 2018-19: 157; WINTER - CERTAIN 2019-20: 157; WINTER - CERTAIN 2020-21: 157; WINTER - CERTAIN 2021-22: 157; WINTER - CERTAIN 2022-23: 157; WINTER - CERTAIN 2023-24: 157; WINTER - CERTAIN 2024-25: 157; WINTER - CERTAIN 2025-26: 157; WINTER - CERTAIN 2026-27: 157; WINTER - CERTAIN 2027-28: 157; WINTER - CERTAIN 2028-29: 157 | [5 empty] | GEO
Existing | US | 1494657 | 7512 | 3 | BRAUNIG_AVR1_ST | Arthur Von Rosenberg | ARTHUR VON ROSENBERG 1 STG | CA | NG |  | Natural Gas and Other Gases | 2000-06-02 |  | 223 | 164 | 164 | SUMMER - CERTAIN 2018: 164; SUMMER - CERTAIN 2019: 164; SUMMER - CERTAIN 2020: 164; SUMMER - CERTAIN 2021: 164; SUMMER - CERTAIN 2022: 164; SUMMER - CERTAIN 2023: 164; SUMMER - CERTAIN 2024: 164; SUMMER - CERTAIN 2025: 164; SUMMER - CERTAIN 2026: 164; SUMMER - CERTAIN 2027: 164; SUMMER - CERTAIN 2028: 164; WINTER - CERTAIN 2018-19: 164; WINTER - CERTAIN 2019-20: 164; WINTER - CERTAIN 2020-21: 164; WINTER - CERTAIN 2021-22: 164; WINTER - CERTAIN 2022-23: 164; WINTER - CERTAIN 2023-24: 164; WINTER - CERTAIN 2024-25: 164; WINTER - CERTAIN 2025-26: 164; WINTER - CERTAIN 2026-27: 164; WINTER - CERTAIN 2027-28: 164; WINTER - CERTAIN 2028-29: 164 | [5 empty] | WAT
Existing | US | 1722011 | 4939 | 3 | B_DAVIS_B_DAVIG3 | Barney M Davis | BARNEY M DAVIS REPOWER CTG 3 | CT | NG |  | Natural Gas and Other Gases | 2010-03-26 |  | 189.55 | 157 | 165 | SUMMER - CERTAIN 2018: 157; SUMMER - CERTAIN 2019: 157; SUMMER - CERTAIN 2020: 157; SUMMER - CERTAIN 2021: 157; SUMMER - CERTAIN 2022: 157; SUMMER - CERTAIN 2023: 157; SUMMER - CERTAIN 2024: 157; SUMMER - CERTAIN 2025: 157; SUMMER - CERTAIN 2026: 157; SUMMER - CERTAIN 2027: 157; SUMMER - CERTAIN 2028: 157; WINTER - CERTAIN 2018-19: 165; WINTER - CERTAIN 2019-20: 165; WINTER - CERTAIN 2020-21: 165; WINTER - CERTAIN 2021-22: 165; WINTER - CERTAIN 2022-23: 165; WINTER - CERTAIN 2023-24: 165; WINTER - CERTAIN 2024-25: 165; WINTER - CERTAIN 2025-26: 165; WINTER - CERTAIN 2026-27: 165; WINTER - CERTAIN 2027-28: 165; WINTER - CERTAIN 2028-29: 165 | [5 empty] | WAT
Existing | US | 1039999 | 4939 | 4 | B_DAVIS_B_DAVIG4 | Barney M Davis | BARNEY M DAVIS REPOWER CTG 4 | CT | NG |  | Natural Gas and Other Gases | 2010-03-26 |  | 189.55 | 157 | 165 | SUMMER - CERTAIN 2018: 157; SUMMER - CERTAIN 2019: 157; SUMMER - CERTAIN 2020: 157; SUMMER - CERTAIN 2021: 157; SUMMER - CERTAIN 2022: 157; SUMMER - CERTAIN 2023: 157; SUMMER - CERTAIN 2024: 157; SUMMER - CERTAIN 2025: 157; SUMMER - CERTAIN 2026: 157; SUMMER - CERTAIN 2027: 157; SUMMER - CERTAIN 2028: 157; WINTER - CERTAIN 2018-19: 165; WINTER - CERTAIN 2019-20: 165; WINTER - CERTAIN 2020-21: 165; WINTER - CERTAIN 2021-22: 165; WINTER - CERTAIN 2022-23: 165; WINTER - CERTAIN 2023-24: 165; WINTER - CERTAIN 2024-25: 165; WINTER - CERTAIN 2025-26: 165; WINTER - CERTAIN 2026-27: 165; WINTER - CERTAIN 2027-28: 165; WINTER - CERTAIN 2028-29: 165 | [5 empty] | NUC
Existing | US | 1929079 | 4939 | 2 | B_DAVIS_B_DAVIG2 | Barney M Davis | BARNEY M DAVIS REPOWER STG 2 | CA | NG |  | Natural Gas and Other Gases | 1976-03-01 |  | 351 | 319 | 325 | SUMMER - CERTAIN 2018: 319; SUMMER - CERTAIN 2019: 319; SUMMER - CERTAIN 2020: 319; SUMMER - CERTAIN 2021: 319; SUMMER - CERTAIN 2022: 319; SUMMER - CERTAIN 2023: 319; SUMMER - CERTAIN 2024: 319; SUMMER - CERTAIN 2025: 319; SUMMER - CERTAIN 2026: 319; SUMMER - CERTAIN 2027: 319; SUMMER - CERTAIN 2028: 319; WINTER - CERTAIN 2018-19: 325; WINTER - CERTAIN 2019-20: 325; WINTER - CERTAIN 2020-21: 325; WINTER - CERTAIN 2021-22: 325; WINTER - CERTAIN 2022-23: 325; WINTER - CERTAIN 2023-24: 325; WINTER - CERTAIN 2024-25: 325; WINTER - CERTAIN 2025-26: 325; WINTER - CERTAIN 2026-27: 325; WINTER - CERTAIN 2027-28: 325; WINTER - CERTAIN 2028-29: 325 | [5 empty] | PUR
Existing | US | 1493455 | 55168 | 1 | BASTEN_GTG1100 | Bastrop Energy Center | BASTROP ENERGY CENTER CTG 1 | CT | NG |  | Natural Gas and Other Gases | 2002-03-13 |  | 188 | 150 | 167 | SUMMER - CERTAIN 2018: 150; SUMMER - CERTAIN 2019: 150; SUMMER - CERTAIN 2020: 150; SUMMER - CERTAIN 2021: 150; SUMMER - CERTAIN 2022: 150; SUMMER - CERTAIN 2023: 150; SUMMER - CERTAIN 2024: 150; SUMMER - CERTAIN 2025: 150; SUMMER - CERTAIN 2026: 150; SUMMER - CERTAIN 2027: 150; SUMMER - CERTAIN 2028: 150; WINTER - CERTAIN 2018-19: 167; WINTER - CERTAIN 2019-20: 167; WINTER - CERTAIN 2020-21: 167; WINTER - CERTAIN 2021-22: 167; WINTER - CERTAIN 2022-23: 167; WINTER - CERTAIN 2023-24: 167; WINTER - CERTAIN 2024-25: 167; WINTER - CERTAIN 2025-26: 167; WINTER - CERTAIN 2026-27: 167; WINTER - CERTAIN 2027-28: 167; WINTER - CERTAIN 2028-29: 167 | [5 empty] | WH
Existing | US | 1978169 | 55168 | 2 | BASTEN_GTG2100 | Bastrop Energy Center | BASTROP ENERGY CENTER CTG 2 | CT | NG |  | Natural Gas and Other Gases | 2002-03-13 |  | 188 | 150 | 167 | SUMMER - CERTAIN 2018: 150; SUMMER - CERTAIN 2019: 150; SUMMER - CERTAIN 2020: 150; SUMMER - CERTAIN 2021: 150; SUMMER - CERTAIN 2022: 150; SUMMER - CERTAIN 2023: 150; SUMMER - CERTAIN 2024: 150; SUMMER - CERTAIN 2025: 150; SUMMER - CERTAIN 2026: 150; SUMMER - CERTAIN 2027: 150; SUMMER - CERTAIN 2028: 150; WINTER - CERTAIN 2018-19: 167; WINTER - CERTAIN 2019-20: 167; WINTER - CERTAIN 2020-21: 167; WINTER - CERTAIN 2021-22: 167; WINTER - CERTAIN 2022-23: 167; WINTER - CERTAIN 2023-24: 167; WINTER - CERTAIN 2024-25: 167; WINTER - CERTAIN 2025-26: 167; WINTER - CERTAIN 2026-27: 167; WINTER - CERTAIN 2027-28: 167; WINTER - CERTAIN 2028-29: 167 | [5 empty] | TDF
Existing | US | 1694863 | 55168 | 3 | BASTEN_ST0100 | Bastrop Energy Center | BASTROP ENERGY CENTER STG | CA | NG |  | Natural Gas and Other Gases | 2002-03-13 |  | 242 | 233 | 234 | SUMMER - CERTAIN 2018: 233; SUMMER - CERTAIN 2019: 233; SUMMER - CERTAIN 2020: 233; SUMMER - CERTAIN 2021: 233; SUMMER - CERTAIN 2022: 233; SUMMER - CERTAIN 2023: 233; SUMMER - CERTAIN 2024: 233; SUMMER - CERTAIN 2025: 233; SUMMER - CERTAIN 2026: 233; SUMMER - CERTAIN 2027: 233; SUMMER - CERTAIN 2028: 233; WINTER - CERTAIN 2018-19: 234; WINTER - CERTAIN 2019-20: 234; WINTER - CERTAIN 2020-21: 234; WINTER - CERTAIN 2021-22: 234; WINTER - CERTAIN 2022-23: 234; WINTER - CERTAIN 2023-24: 234; WINTER - CERTAIN 2024-25: 234; WINTER - CERTAIN 2025-26: 234; WINTER - CERTAIN 2026-27: 234; WINTER - CERTAIN 2027-28: 234; WINTER - CERTAIN 2028-29: 234 | [5 empty] | MWH
Existing | US | 1373838 | 55172 | GT-1 | BOSQUESW_BSQSU_1 | Bosque County Peaking | BOSQUE ENERGY CENTER CTG 1 | CT | NG |  | Natural Gas and Other Gases | 2000-06-01 |  | 188.7 | 148.9 | 170.9 | SUMMER - CERTAIN 2018: 148.9; SUMMER - CERTAIN 2019: 148.9; SUMMER - CERTAIN 2020: 148.9; SUMMER - CERTAIN 2021: 148.9; SUMMER - CERTAIN 2022: 148.9; SUMMER - CERTAIN 2023: 148.9; SUMMER - CERTAIN 2024: 148.9; SUMMER - CERTAIN 2025: 148.9; SUMMER - CERTAIN 2026: 148.9; SUMMER - CERTAIN 2027: 148.9; SUMMER - CERTAIN 2028: 148.9; WINTER - CERTAIN 2018-19: 170.9; WINTER - CERTAIN 2019-20: 170.9; WINTER - CERTAIN 2020-21: 170.9; WINTER - CERTAIN 2021-22: 170.9; WINTER - CERTAIN 2022-23: 170.9; WINTER - CERTAIN 2023-24: 170.9; WINTER - CERTAIN 2024-25: 170.9; WINTER - CERTAIN 2025-26: 170.9; WINTER - CERTAIN 2026-27: 170.9; WINTER - CERTAIN 2027-28: 170.9; WINTER - CERTAIN 2028-29: 170.9 | [5 empty] | OTH
Existing | US | 1275604 | 55172 | ST-4 | BOSQUESW_BSQSU_4 | Bosque County Peaking | BOSQUE ENERGY CENTER STG 4 | CA | NG |  | Natural Gas and Other Gases | 2001-06-01 |  | 94.95 | 81.4 | 85.2 | SUMMER - CERTAIN 2018: 81.4; SUMMER - CERTAIN 2019: 81.4; SUMMER - CERTAIN 2020: 81.4; SUMMER - CERTAIN 2021: 81.4; SUMMER - CERTAIN 2022: 81.4; SUMMER - CERTAIN 2023: 81.4; SUMMER - CERTAIN 2024: 81.4; SUMMER - CERTAIN 2025: 81.4; SUMMER - CERTAIN 2026: 81.4; SUMMER - CERTAIN 2027: 81.4; SUMMER - CERTAIN 2028: 81.4; WINTER - CERTAIN 2018-19: 85.2; WINTER - CERTAIN 2019-20: 85.2; WINTER - CERTAIN 2020-21: 85.2; WINTER - CERTAIN 2021-22: 85.2; WINTER - CERTAIN 2022-23: 85.2; WINTER - CERTAIN 2023-24: 85.2; WINTER - CERTAIN 2024-25: 85.2; WINTER - CERTAIN 2025-26: 85.2; WINTER - CERTAIN 2026-27: 85.2; WINTER - CERTAIN 2027-28: 85.2; WINTER - CERTAIN 2028-29: 85.2 | [5 empty] | UKN
Existing | US | 1922993 | 55172 | GT-2 | BOSQUESW_BSQSU_2 | Bosque County Peaking | BOSQUE ENERGY CENTER CTG 2 | CT | NG |  | Natural Gas and Other Gases | 2000-06-01 |  | 188.7 | 148.9 | 170.9 | SUMMER - CERTAIN 2018: 148.9; SUMMER - CERTAIN 2019: 148.9; SUMMER - CERTAIN 2020: 148.9; SUMMER - CERTAIN 2021: 148.9; SUMMER - CERTAIN 2022: 148.9; SUMMER - CERTAIN 2023: 148.9; SUMMER - CERTAIN 2024: 148.9; SUMMER - CERTAIN 2025: 148.9; SUMMER - CERTAIN 2026: 148.9; SUMMER - CERTAIN 2027: 148.9; SUMMER - CERTAIN 2028: 148.9; WINTER - CERTAIN 2018-19: 170.9; WINTER - CERTAIN 2019-20: 170.9; WINTER - CERTAIN 2020-21: 170.9; WINTER - CERTAIN 2021-22: 170.9; WINTER - CERTAIN 2022-23: 170.9; WINTER - CERTAIN 2023-24: 170.9; WINTER - CERTAIN 2024-25: 170.9; WINTER - CERTAIN 2025-26: 170.9; WINTER - CERTAIN 2026-27: 170.9; WINTER - CERTAIN 2027-28: 170.9; WINTER - CERTAIN 2028-29: 170.9
Existing | US | 1567315 | 55172 | GT-3 | BOSQUESW_BSQSU_3 | Bosque County Peaking | BOSQUE ENERGY CENTER CTG 3 | CT | NG |  | Natural Gas and Other Gases | 2001-06-01 |  | 188.7 | 150.2 | 168.5 | SUMMER - CERTAIN 2018: 150.2; SUMMER - CERTAIN 2019: 150.2; SUMMER - CERTAIN 2020: 150.2; SUMMER - CERTAIN 2021: 150.2; SUMMER - CERTAIN 2022: 150.2; SUMMER - CERTAIN 2023: 150.2; SUMMER - CERTAIN 2024: 150.2; SUMMER - CERTAIN 2025: 150.2; SUMMER - CERTAIN 2026: 150.2; SUMMER - CERTAIN 2027: 150.2; SUMMER - CERTAIN 2028: 150.2; WINTER - CERTAIN 2018-19: 168.5; WINTER - CERTAIN 2019-20: 168.5; WINTER - CERTAIN 2020-21: 168.5; WINTER - CERTAIN 2021-22: 168.5; WINTER - CERTAIN 2022-23: 168.5; WINTER - CERTAIN 2023-24: 168.5; WINTER - CERTAIN 2024-25: 168.5; WINTER - CERTAIN 2025-26: 168.5; WINTER - CERTAIN 2026-27: 168.5; WINTER - CERTAIN 2027-28: 168.5; WINTER - CERTAIN 2028-29: 168.5
Existing | US | 1478200 | 55172 | ST-5 | BOSQUESW_BSQSU_5 | Bosque County Peaking | BOSQUE ENERGY CENTER STG 5 | CA | NG |  | Natural Gas and Other Gases | 2009-03-01 |  | 254.15 | 214.9 | 226.7 | SUMMER - CERTAIN 2018: 214.9; SUMMER - CERTAIN 2019: 214.9; SUMMER - CERTAIN 2020: 214.9; SUMMER - CERTAIN 2021: 214.9; SUMMER - CERTAIN 2022: 214.9; SUMMER - CERTAIN 2023: 214.9; SUMMER - CERTAIN 2024: 214.9; SUMMER - CERTAIN 2025: 214.9; SUMMER - CERTAIN 2026: 214.9; SUMMER - CERTAIN 2027: 214.9; SUMMER - CERTAIN 2028: 214.9; WINTER - CERTAIN 2018-19: 226.7; WINTER - CERTAIN 2019-20: 226.7; WINTER - CERTAIN 2020-21: 226.7; WINTER - CERTAIN 2021-22: 226.7; WINTER - CERTAIN 2022-23: 226.7; WINTER - CERTAIN 2023-24: 226.7; WINTER - CERTAIN 2024-25: 226.7; WINTER - CERTAIN 2025-26: 226.7; WINTER - CERTAIN 2026-27: 226.7; WINTER - CERTAIN 2027-28: 226.7; WINTER - CERTAIN 2028-29: 226.7
Existing | US | 1470622 | 55357 | CTG1 | BVE_UNIT1 | Brazos Valley Generating Facility | BRAZOS VALLEY CTG 1 | CT | NG |  | Natural Gas and Other Gases | 2003-01-21 |  | 198.9 | 166 | 168 | SUMMER - CERTAIN 2018: 166; SUMMER - CERTAIN 2019: 166; SUMMER - CERTAIN 2020: 166; SUMMER - CERTAIN 2021: 166; SUMMER - CERTAIN 2022: 166; SUMMER - CERTAIN 2023: 166; SUMMER - CERTAIN 2024: 166; SUMMER - CERTAIN 2025: 166; SUMMER - CERTAIN 2026: 166; SUMMER - CERTAIN 2027: 166; SUMMER - CERTAIN 2028: 166; WINTER - CERTAIN 2018-19: 168; WINTER - CERTAIN 2019-20: 168; WINTER - CERTAIN 2020-21: 168; WINTER - CERTAIN 2021-22: 168; WINTER - CERTAIN 2022-23: 168; WINTER - CERTAIN 2023-24: 168; WINTER - CERTAIN 2024-25: 168; WINTER - CERTAIN 2025-26: 168; WINTER - CERTAIN 2026-27: 168; WINTER - CERTAIN 2027-28: 168; WINTER - CERTAIN 2028-29: 168
Existing | US | 1697058 | 55357 | CTG2 | BVE_UNIT2 | Brazos Valley Generating Facility | BRAZOS VALLEY CTG 2 | CT | NG |  | Natural Gas and Other Gases | 2003-01-21 |  | 198.9 | 166 | 168 | SUMMER - CERTAIN 2018: 166; SUMMER - CERTAIN 2019: 166; SUMMER - CERTAIN 2020: 166; SUMMER - CERTAIN 2021: 166; SUMMER - CERTAIN 2022: 166; SUMMER - CERTAIN 2023: 166; SUMMER - CERTAIN 2024: 166; SUMMER - CERTAIN 2025: 166; SUMMER - CERTAIN 2026: 166; SUMMER - CERTAIN 2027: 166; SUMMER - CERTAIN 2028: 166; WINTER - CERTAIN 2018-19: 168; WINTER - CERTAIN 2019-20: 168; WINTER - CERTAIN 2020-21: 168; WINTER - CERTAIN 2021-22: 168; WINTER - CERTAIN 2022-23: 168; WINTER - CERTAIN 2023-24: 168; WINTER - CERTAIN 2024-25: 168; WINTER - CERTAIN 2025-26: 168; WINTER - CERTAIN 2026-27: 168; WINTER - CERTAIN 2027-28: 168; WINTER - CERTAIN 2028-29: 168
Existing | US | 1587024 | 55357 | STG1 | BVE_UNIT3 | Brazos Valley Generating Facility | BRAZOS VALLEY STG 3 | CA | NG |  | Natural Gas and Other Gases | 2003-01-21 |  | 275.57 | 270 | 270 | SUMMER - CERTAIN 2018: 270; SUMMER - CERTAIN 2019: 270; SUMMER - CERTAIN 2020: 270; SUMMER - CERTAIN 2021: 270; SUMMER - CERTAIN 2022: 270; SUMMER - CERTAIN 2023: 270; SUMMER - CERTAIN 2024: 270; SUMMER - CERTAIN 2025: 270; SUMMER - CERTAIN 2026: 270; SUMMER - CERTAIN 2027: 270; SUMMER - CERTAIN 2028: 270; WINTER - CERTAIN 2018-19: 270; WINTER - CERTAIN 2019-20: 270; WINTER - CERTAIN 2020-21: 270; WINTER - CERTAIN 2021-22: 270; WINTER - CERTAIN 2022-23: 270; WINTER - CERTAIN 2023-24: 270; WINTER - CERTAIN 2024-25: 270; WINTER - CERTAIN 2025-26: 270; WINTER - CERTAIN 2026-27: 270; WINTER - CERTAIN 2027-28: 270; WINTER - CERTAIN 2028-29: 270
Existing | US | 1135120 | 52176 | GEN1 | FLCNS_UNIT1 | C R Wing Cogen Plant | CALENERGY-FALCON SEABOARD CTG 1 | CT | NG |  | Natural Gas and Other Gases | 1987-07-20 |  | 77.54 | 75 | 77.5 | SUMMER - CERTAIN 2018: 75; SUMMER - CERTAIN 2019: 75; SUMMER - CERTAIN 2020: 75; SUMMER - CERTAIN 2021: 75; SUMMER - CERTAIN 2022: 75; SUMMER - CERTAIN 2023: 75; SUMMER - CERTAIN 2024: 75; SUMMER - CERTAIN 2025: 75; SUMMER - CERTAIN 2026: 75; SUMMER - CERTAIN 2027: 75; SUMMER - CERTAIN 2028: 75; WINTER - CERTAIN 2018-19: 77.5; WINTER - CERTAIN 2019-20: 77.5; WINTER - CERTAIN 2020-21: 77.5; WINTER - CERTAIN 2021-22: 77.5; WINTER - CERTAIN 2022-23: 77.5; WINTER - CERTAIN 2023-24: 77.5; WINTER - CERTAIN 2024-25: 77.5; WINTER - CERTAIN 2025-26: 77.5; WINTER - CERTAIN 2026-27: 77.5; WINTER - CERTAIN 2027-28: 77.5; WINTER - CERTAIN 2028-29: 77.5
Existing | US | 1805923 | 52176 | GEN2 | FLCNS_UNIT2 | C R Wing Cogen Plant | CALENERGY-FALCON SEABOARD CTG 2 | CT | NG |  | Natural Gas and Other Gases | 1987-07-21 |  | 77.54 | 75 | 77.5 | SUMMER - CERTAIN 2018: 75; SUMMER - CERTAIN 2019: 75; SUMMER - CERTAIN 2020: 75; SUMMER - CERTAIN 2021: 75; SUMMER - CERTAIN 2022: 75; SUMMER - CERTAIN 2023: 75; SUMMER - CERTAIN 2024: 75; SUMMER - CERTAIN 2025: 75; SUMMER - CERTAIN 2026: 75; SUMMER - CERTAIN 2027: 75; SUMMER - CERTAIN 2028: 75; WINTER - CERTAIN 2018-19: 77.5; WINTER - CERTAIN 2019-20: 77.5; WINTER - CERTAIN 2020-21: 77.5; WINTER - CERTAIN 2021-22: 77.5; WINTER - CERTAIN 2022-23: 77.5; WINTER - CERTAIN 2023-24: 77.5; WINTER - CERTAIN 2024-25: 77.5; WINTER - CERTAIN 2025-26: 77.5; WINTER - CERTAIN 2026-27: 77.5; WINTER - CERTAIN 2027-28: 77.5; WINTER - CERTAIN 2028-29: 77.5
Existing | US | 1656490 | 52176 | GEN3 | FLCNS_UNIT3 | C R Wing Cogen Plant | CALENERGY-FALCON SEABOARD STG 3 | CA | NG |  | Natural Gas and Other Gases | 1988-02-18 |  | 75 | 70 | 74 | SUMMER - CERTAIN 2018: 70; SUMMER - CERTAIN 2019: 70; SUMMER - CERTAIN 2020: 70; SUMMER - CERTAIN 2021: 70; SUMMER - CERTAIN 2022: 70; SUMMER - CERTAIN 2023: 70; SUMMER - CERTAIN 2024: 70; SUMMER - CERTAIN 2025: 70; SUMMER - CERTAIN 2026: 70; SUMMER - CERTAIN 2027: 70; SUMMER - CERTAIN 2028: 70; WINTER - CERTAIN 2018-19: 74; WINTER - CERTAIN 2019-20: 74; WINTER - CERTAIN 2020-21: 74; WINTER - CERTAIN 2021-22: 74; WINTER - CERTAIN 2022-23: 74; WINTER - CERTAIN 2023-24: 74; WINTER - CERTAIN 2024-25: 74; WINTER - CERTAIN 2025-26: 74; WINTER - CERTAIN 2026-27: 74; WINTER - CERTAIN 2027-28: 74; WINTER - CERTAIN 2028-29: 74
Existing | US |  | 60459 |  | CALHOUN_UNIT1 |  | CALHOUN (PORT COMFORT) 1 | GT | NG |  | Natural Gas and Other Gases | 2017-10-03 |  | 60.5 | 44 | 49.8 | SUMMER - CERTAIN 2018: 44; SUMMER - CERTAIN 2019: 44; SUMMER - CERTAIN 2020: 44; SUMMER - CERTAIN 2021: 44; SUMMER - CERTAIN 2022: 44; SUMMER - CERTAIN 2023: 44; SUMMER - CERTAIN 2024: 44; SUMMER - CERTAIN 2025: 44; SUMMER - CERTAIN 2026: 44; SUMMER - CERTAIN 2027: 44; SUMMER - CERTAIN 2028: 44; WINTER - CERTAIN 2018-19: 49.8; WINTER - CERTAIN 2019-20: 49.8; WINTER - CERTAIN 2020-21: 49.8; WINTER - CERTAIN 2021-22: 49.8; WINTER - CERTAIN 2022-23: 49.8; WINTER - CERTAIN 2023-24: 49.8; WINTER - CERTAIN 2024-25: 49.8; WINTER - CERTAIN 2025-26: 49.8; WINTER - CERTAIN 2026-27: 49.8; WINTER - CERTAIN 2027-28: 49.8; WINTER - CERTAIN 2028-29: 49.8
Existing | US |  | 60459 |  | CALHOUN_UNIT2 |  | CALHOUN (PORT COMFORT) 2 | GT | NG |  | Natural Gas and Other Gases | 2017-10-03 |  | 60.5 | 44 | 49.8 | SUMMER - CERTAIN 2018: 44; SUMMER - CERTAIN 2019: 44; SUMMER - CERTAIN 2020: 44; SUMMER - CERTAIN 2021: 44; SUMMER - CERTAIN 2022: 44; SUMMER - CERTAIN 2023: 44; SUMMER - CERTAIN 2024: 44; SUMMER - CERTAIN 2025: 44; SUMMER - CERTAIN 2026: 44; SUMMER - CERTAIN 2027: 44; SUMMER - CERTAIN 2028: 44; WINTER - CERTAIN 2018-19: 49.8; WINTER - CERTAIN 2019-20: 49.8; WINTER - CERTAIN 2020-21: 49.8; WINTER - CERTAIN 2021-22: 49.8; WINTER - CERTAIN 2022-23: 49.8; WINTER - CERTAIN 2023-24: 49.8; WINTER - CERTAIN 2024-25: 49.8; WINTER - CERTAIN 2025-26: 49.8; WINTER - CERTAIN 2026-27: 49.8; WINTER - CERTAIN 2027-28: 49.8; WINTER - CERTAIN 2028-29: 49.8
Existing | US | 1790110 | 56806 | 41 | CBY4_CT41 | Cedar Bayou 4 | CEDAR BAYOU 4 CTG 1 | CT | NG |  | Natural Gas and Other Gases | 2009-03-09 |  | 205 | 163 | 173 | SUMMER - CERTAIN 2018: 163; SUMMER - CERTAIN 2019: 163; SUMMER - CERTAIN 2020: 163; SUMMER - CERTAIN 2021: 163; SUMMER - CERTAIN 2022: 163; SUMMER - CERTAIN 2023: 163; SUMMER - CERTAIN 2024: 163; SUMMER - CERTAIN 2025: 163; SUMMER - CERTAIN 2026: 163; SUMMER - CERTAIN 2027: 163; SUMMER - CERTAIN 2028: 163; WINTER - CERTAIN 2018-19: 173; WINTER - CERTAIN 2019-20: 173; WINTER - CERTAIN 2020-21: 173; WINTER - CERTAIN 2021-22: 173; WINTER - CERTAIN 2022-23: 173; WINTER - CERTAIN 2023-24: 173; WINTER - CERTAIN 2024-25: 173; WINTER - CERTAIN 2025-26: 173; WINTER - CERTAIN 2026-27: 173; WINTER - CERTAIN 2027-28: 173; WINTER - CERTAIN 2028-29: 173
Existing | US | 1523019 | 56806 | 42 | CBY4_CT42 | Cedar Bayou 4 | CEDAR BAYOU 4 CTG 2 | CT | NG |  | Natural Gas and Other Gases | 2009-03-09 |  | 205 | 163 | 173 | SUMMER - CERTAIN 2018: 163; SUMMER - CERTAIN 2019: 163; SUMMER - CERTAIN 2020: 163; SUMMER - CERTAIN 2021: 163; SUMMER - CERTAIN 2022: 163; SUMMER - CERTAIN 2023: 163; SUMMER - CERTAIN 2024: 163; SUMMER - CERTAIN 2025: 163; SUMMER - CERTAIN 2026: 163; SUMMER - CERTAIN 2027: 163; SUMMER - CERTAIN 2028: 163; WINTER - CERTAIN 2018-19: 173; WINTER - CERTAIN 2019-20: 173; WINTER - CERTAIN 2020-21: 173; WINTER - CERTAIN 2021-22: 173; WINTER - CERTAIN 2022-23: 173; WINTER - CERTAIN 2023-24: 173; WINTER - CERTAIN 2024-25: 173; WINTER - CERTAIN 2025-26: 173; WINTER - CERTAIN 2026-27: 173; WINTER - CERTAIN 2027-28: 173; WINTER - CERTAIN 2028-29: 173
Existing | US | 1005872 | 56806 | 4 | CBY4_ST04 | Cedar Bayou 4 | CEDAR BAYOU 4 STG | CA | NG |  | Natural Gas and Other Gases | 2009-03-09 |  | 205 | 178 | 186 | SUMMER - CERTAIN 2018: 178; SUMMER - CERTAIN 2019: 178; SUMMER - CERTAIN 2020: 178; SUMMER - CERTAIN 2021: 178; SUMMER - CERTAIN 2022: 178; SUMMER - CERTAIN 2023: 178; SUMMER - CERTAIN 2024: 178; SUMMER - CERTAIN 2025: 178; SUMMER - CERTAIN 2026: 178; SUMMER - CERTAIN 2027: 178; SUMMER - CERTAIN 2028: 178; WINTER - CERTAIN 2018-19: 186; WINTER - CERTAIN 2019-20: 186; WINTER - CERTAIN 2020-21: 186; WINTER - CERTAIN 2021-22: 186; WINTER - CERTAIN 2022-23: 186; WINTER - CERTAIN 2023-24: 186; WINTER - CERTAIN 2024-25: 186; WINTER - CERTAIN 2025-26: 186; WINTER - CERTAIN 2026-27: 186; WINTER - CERTAIN 2027-28: 186; WINTER - CERTAIN 2028-29: 186
Existing | US | 1641939 | 56350 | CT1A | CBEC_GT1 | Colorado Bend Energy Center | COLORADO BEND ENERGY CENTER CTG 1 | CT | NG |  | Natural Gas and Other Gases | 2007-04-04 |  | 86.5 | 70 | 79 | SUMMER - CERTAIN 2018: 70; SUMMER - CERTAIN 2019: 70; SUMMER - CERTAIN 2020: 70; SUMMER - CERTAIN 2021: 70; SUMMER - CERTAIN 2022: 70; SUMMER - CERTAIN 2023: 70; SUMMER - CERTAIN 2024: 70; SUMMER - CERTAIN 2025: 70; SUMMER - CERTAIN 2026: 70; SUMMER - CERTAIN 2027: 70; SUMMER - CERTAIN 2028: 70; WINTER - CERTAIN 2018-19: 79; WINTER - CERTAIN 2019-20: 79; WINTER - CERTAIN 2020-21: 79; WINTER - CERTAIN 2021-22: 79; WINTER - CERTAIN 2022-23: 79; WINTER - CERTAIN 2023-24: 79; WINTER - CERTAIN 2024-25: 79; WINTER - CERTAIN 2025-26: 79; WINTER - CERTAIN 2026-27: 79; WINTER - CERTAIN 2027-28: 79; WINTER - CERTAIN 2028-29: 79
Existing | US | 1553774 | 56350 | CT1B | CBEC_GT2 | Colorado Bend Energy Center | COLORADO BEND ENERGY CENTER CTG 2 | CT | NG |  | Natural Gas and Other Gases | 2007-04-04 |  | 86.5 | 62 | 72 | SUMMER - CERTAIN 2018: 62; SUMMER - CERTAIN 2019: 62; SUMMER - CERTAIN 2020: 62; SUMMER - CERTAIN 2021: 62; SUMMER - CERTAIN 2022: 62; SUMMER - CERTAIN 2023: 62; SUMMER - CERTAIN 2024: 62; SUMMER - CERTAIN 2025: 62; SUMMER - CERTAIN 2026: 62; SUMMER - CERTAIN 2027: 62; SUMMER - CERTAIN 2028: 62; WINTER - CERTAIN 2018-19: 72; WINTER - CERTAIN 2019-20: 72; WINTER - CERTAIN 2020-21: 72; WINTER - CERTAIN 2021-22: 72; WINTER - CERTAIN 2022-23: 72; WINTER - CERTAIN 2023-24: 72; WINTER - CERTAIN 2024-25: 72; WINTER - CERTAIN 2025-26: 72; WINTER - CERTAIN 2026-27: 72; WINTER - CERTAIN 2027-28: 72; WINTER - CERTAIN 2028-29: 72
Existing | US | 1169375 | 56350 | ST1 | CBEC_STG1 | Colorado Bend Energy Center | COLORADO BEND ENERGY CENTER STG 1 | CA | NG |  | Natural Gas and Other Gases | 2007-04-04 |  | 105 | 101 | 102 | SUMMER - CERTAIN 2018: 101; SUMMER - CERTAIN 2019: 101; SUMMER - CERTAIN 2020: 101; SUMMER - CERTAIN 2021: 101; SUMMER - CERTAIN 2022: 101; SUMMER - CERTAIN 2023: 101; SUMMER - CERTAIN 2024: 101; SUMMER - CERTAIN 2025: 101; SUMMER - CERTAIN 2026: 101; SUMMER - CERTAIN 2027: 101; SUMMER - CERTAIN 2028: 101; WINTER - CERTAIN 2018-19: 102; WINTER - CERTAIN 2019-20: 102; WINTER - CERTAIN 2020-21: 102; WINTER - CERTAIN 2021-22: 102; WINTER - CERTAIN 2022-23: 102; WINTER - CERTAIN 2023-24: 102; WINTER - CERTAIN 2024-25: 102; WINTER - CERTAIN 2025-26: 102; WINTER - CERTAIN 2026-27: 102; WINTER - CERTAIN 2027-28: 102; WINTER - CERTAIN 2028-29: 102
Existing | US | 1577696 | 56350 | CT2A | CBEC_GT3 | Colorado Bend Energy Center | COLORADO BEND ENERGY CENTER CTG 3 | CT | NG |  | Natural Gas and Other Gases | 2008-06-01 |  | 86.5 | 69 | 77 | SUMMER - CERTAIN 2018: 69; SUMMER - CERTAIN 2019: 69; SUMMER - CERTAIN 2020: 69; SUMMER - CERTAIN 2021: 69; SUMMER - CERTAIN 2022: 69; SUMMER - CERTAIN 2023: 69; SUMMER - CERTAIN 2024: 69; SUMMER - CERTAIN 2025: 69; SUMMER - CERTAIN 2026: 69; SUMMER - CERTAIN 2027: 69; SUMMER - CERTAIN 2028: 69; WINTER - CERTAIN 2018-19: 77; WINTER - CERTAIN 2019-20: 77; WINTER - CERTAIN 2020-21: 77; WINTER - CERTAIN 2021-22: 77; WINTER - CERTAIN 2022-23: 77; WINTER - CERTAIN 2023-24: 77; WINTER - CERTAIN 2024-25: 77; WINTER - CERTAIN 2025-26: 77; WINTER - CERTAIN 2026-27: 77; WINTER - CERTAIN 2027-28: 77; WINTER - CERTAIN 2028-29: 77
Existing | US | 1441745 | 56350 | CT2B | CBEC_GT4 | Colorado Bend Energy Center | COLORADO BEND ENERGY CENTER CTG 4 | CT | NG |  | Natural Gas and Other Gases | 2008-06-01 |  | 86.5 | 63 | 73 | SUMMER - CERTAIN 2018: 63; SUMMER - CERTAIN 2019: 63; SUMMER - CERTAIN 2020: 63; SUMMER - CERTAIN 2021: 63; SUMMER - CERTAIN 2022: 63; SUMMER - CERTAIN 2023: 63; SUMMER - CERTAIN 2024: 63; SUMMER - CERTAIN 2025: 63; SUMMER - CERTAIN 2026: 63; SUMMER - CERTAIN 2027: 63; SUMMER - CERTAIN 2028: 63; WINTER - CERTAIN 2018-19: 73; WINTER - CERTAIN 2019-20: 73; WINTER - CERTAIN 2020-21: 73; WINTER - CERTAIN 2021-22: 73; WINTER - CERTAIN 2022-23: 73; WINTER - CERTAIN 2023-24: 73; WINTER - CERTAIN 2024-25: 73; WINTER - CERTAIN 2025-26: 73; WINTER - CERTAIN 2026-27: 73; WINTER - CERTAIN 2027-28: 73; WINTER - CERTAIN 2028-29: 73
Existing | US | 1625591 | 56350 | ST2 | CBEC_STG2 | Colorado Bend Energy Center | COLORADO BEND ENERGY CENTER STG 2 | CA | NG |  | Natural Gas and Other Gases | 2008-06-01 |  | 108.8 | 103 | 108 | SUMMER - CERTAIN 2018: 103; SUMMER - CERTAIN 2019: 103; SUMMER - CERTAIN 2020: 103; SUMMER - CERTAIN 2021: 103; SUMMER - CERTAIN 2022: 103; SUMMER - CERTAIN 2023: 103; SUMMER - CERTAIN 2024: 103; SUMMER - CERTAIN 2025: 103; SUMMER - CERTAIN 2026: 103; SUMMER - CERTAIN 2027: 103; SUMMER - CERTAIN 2028: 103; WINTER - CERTAIN 2018-19: 108; WINTER - CERTAIN 2019-20: 108; WINTER - CERTAIN 2020-21: 108; WINTER - CERTAIN 2021-22: 108; WINTER - CERTAIN 2022-23: 108; WINTER - CERTAIN 2023-24: 108; WINTER - CERTAIN 2024-25: 108; WINTER - CERTAIN 2025-26: 108; WINTER - CERTAIN 2026-27: 108; WINTER - CERTAIN 2027-28: 108; WINTER - CERTAIN 2028-29: 108
Existing | US |  | 60122 |  | CBECII_CT7 |  | COLORADO BEND II CT7 | CT | NG |  | Natural Gas and Other Gases | 2017-06-23 |  | 360.9 | 325 | 350 | SUMMER - CERTAIN 2018: 325; SUMMER - CERTAIN 2019: 325; SUMMER - CERTAIN 2020: 325; SUMMER - CERTAIN 2021: 325; SUMMER - CERTAIN 2022: 325; SUMMER - CERTAIN 2023: 325; SUMMER - CERTAIN 2024: 325; SUMMER - CERTAIN 2025: 325; SUMMER - CERTAIN 2026: 325; SUMMER - CERTAIN 2027: 325; SUMMER - CERTAIN 2028: 325; WINTER - CERTAIN 2018-19: 350; WINTER - CERTAIN 2019-20: 350; WINTER - CERTAIN 2020-21: 350; WINTER - CERTAIN 2021-22: 350; WINTER - CERTAIN 2022-23: 350; WINTER - CERTAIN 2023-24: 350; WINTER - CERTAIN 2024-25: 350; WINTER - CERTAIN 2025-26: 350; WINTER - CERTAIN 2026-27: 350; WINTER - CERTAIN 2027-28: 350; WINTER - CERTAIN 2028-29: 350
Existing | US |  | 60122 |  | CBECII_CT8 |  | COLORADO BEND II CT8 | CT | NG |  | Natural Gas and Other Gases | 2017-06-23 |  | 360.9 | 325 | 350 | SUMMER - CERTAIN 2018: 325; SUMMER - CERTAIN 2019: 325; SUMMER - CERTAIN 2020: 325; SUMMER - CERTAIN 2021: 325; SUMMER - CERTAIN 2022: 325; SUMMER - CERTAIN 2023: 325; SUMMER - CERTAIN 2024: 325; SUMMER - CERTAIN 2025: 325; SUMMER - CERTAIN 2026: 325; SUMMER - CERTAIN 2027: 325; SUMMER - CERTAIN 2028: 325; WINTER - CERTAIN 2018-19: 350; WINTER - CERTAIN 2019-20: 350; WINTER - CERTAIN 2020-21: 350; WINTER - CERTAIN 2021-22: 350; WINTER - CERTAIN 2022-23: 350; WINTER - CERTAIN 2023-24: 350; WINTER - CERTAIN 2024-25: 350; WINTER - CERTAIN 2025-26: 350; WINTER - CERTAIN 2026-27: 350; WINTER - CERTAIN 2027-28: 350; WINTER - CERTAIN 2028-29: 350
Existing | US |  | 60122 |  | CBECII_STG9 |  | COLORADO BEND II ST8 | CA | NG |  | Natural Gas and Other Gases | 2017-06-23 |  | 508.5 | 440 | 498 | SUMMER - CERTAIN 2018: 453; SUMMER - CERTAIN 2019: 470; SUMMER - CERTAIN 2020: 470; SUMMER - CERTAIN 2021: 470; SUMMER - CERTAIN 2022: 470; SUMMER - CERTAIN 2023: 470; SUMMER - CERTAIN 2024: 470; SUMMER - CERTAIN 2025: 470; SUMMER - CERTAIN 2026: 470; SUMMER - CERTAIN 2027: 470; SUMMER - CERTAIN 2028: 470; WINTER - CERTAIN 2018-19: 500; WINTER - CERTAIN 2019-20: 500; WINTER - CERTAIN 2020-21: 500; WINTER - CERTAIN 2021-22: 500; WINTER - CERTAIN 2022-23: 500; WINTER - CERTAIN 2023-24: 500; WINTER - CERTAIN 2024-25: 500; WINTER - CERTAIN 2025-26: 500; WINTER - CERTAIN 2026-27: 500; WINTER - CERTAIN 2027-28: 500; WINTER - CERTAIN 2028-29: 500 | re-tune for plant in queue
Existing | US | 1082631 | 55187 | GT1 | CVC_CVC_G1 | Channelview Cogeneration Plant | CVC CHANNELVIEW CTG 1 | CT | NG |  | Natural Gas and Other Gases | 2008-07-01 |  | 192.1 | 169 | 185 | SUMMER - CERTAIN 2018: 169; SUMMER - CERTAIN 2019: 169; SUMMER - CERTAIN 2020: 169; SUMMER - CERTAIN 2021: 169; SUMMER - CERTAIN 2022: 169; SUMMER - CERTAIN 2023: 169; SUMMER - CERTAIN 2024: 169; SUMMER - CERTAIN 2025: 169; SUMMER - CERTAIN 2026: 169; SUMMER - CERTAIN 2027: 169; SUMMER - CERTAIN 2028: 169; WINTER - CERTAIN 2018-19: 185; WINTER - CERTAIN 2019-20: 185; WINTER - CERTAIN 2020-21: 185; WINTER - CERTAIN 2021-22: 185; WINTER - CERTAIN 2022-23: 185; WINTER - CERTAIN 2023-24: 185; WINTER - CERTAIN 2024-25: 185; WINTER - CERTAIN 2025-26: 185; WINTER - CERTAIN 2026-27: 185; WINTER - CERTAIN 2027-28: 185; WINTER - CERTAIN 2028-29: 185
Existing | US | 1249200 | 55187 | GT2 | CVC_CVC_G2 | Channelview Cogeneration Plant | CVC CHANNELVIEW CTG 2 | CT | NG |  | Natural Gas and Other Gases | 2008-07-01 |  | 192.1 | 165 | 182 | SUMMER - CERTAIN 2018: 165; SUMMER - CERTAIN 2019: 165; SUMMER - CERTAIN 2020: 165; SUMMER - CERTAIN 2021: 165; SUMMER - CERTAIN 2022: 165; SUMMER - CERTAIN 2023: 165; SUMMER - CERTAIN 2024: 165; SUMMER - CERTAIN 2025: 165; SUMMER - CERTAIN 2026: 165; SUMMER - CERTAIN 2027: 165; SUMMER - CERTAIN 2028: 165; WINTER - CERTAIN 2018-19: 182; WINTER - CERTAIN 2019-20: 182; WINTER - CERTAIN 2020-21: 182; WINTER - CERTAIN 2021-22: 182; WINTER - CERTAIN 2022-23: 182; WINTER - CERTAIN 2023-24: 182; WINTER - CERTAIN 2024-25: 182; WINTER - CERTAIN 2025-26: 182; WINTER - CERTAIN 2026-27: 182; WINTER - CERTAIN 2027-28: 182; WINTER - CERTAIN 2028-29: 182
Existing | US | 1165341 | 55187 | GT3 | CVC_CVC_G3 | Channelview Cogeneration Plant | CVC CHANNELVIEW CTG 3 | CT | NG |  | Natural Gas and Other Gases | 2008-07-01 |  | 192.1 | 165 | 181 | SUMMER - CERTAIN 2018: 165; SUMMER - CERTAIN 2019: 165; SUMMER - CERTAIN 2020: 165; SUMMER - CERTAIN 2021: 165; SUMMER - CERTAIN 2022: 165; SUMMER - CERTAIN 2023: 165; SUMMER - CERTAIN 2024: 165; SUMMER - CERTAIN 2025: 165; SUMMER - CERTAIN 2026: 165; SUMMER - CERTAIN 2027: 165; SUMMER - CERTAIN 2028: 165; WINTER - CERTAIN 2018-19: 181; WINTER - CERTAIN 2019-20: 181; WINTER - CERTAIN 2020-21: 181; WINTER - CERTAIN 2021-22: 181; WINTER - CERTAIN 2022-23: 181; WINTER - CERTAIN 2023-24: 181; WINTER - CERTAIN 2024-25: 181; WINTER - CERTAIN 2025-26: 181; WINTER - CERTAIN 2026-27: 181; WINTER - CERTAIN 2027-28: 181; WINTER - CERTAIN 2028-29: 181
Existing | US | 1802159 | 55187 | ST1 | CVC_CVC_G5 | Channelview Cogeneration Plant | CVC CHANNELVIEW STG 5 | CA | NG |  | Natural Gas and Other Gases | 2008-07-01 |  | 150 | 144 | 144 | SUMMER - CERTAIN 2018: 144; SUMMER - CERTAIN 2019: 144; SUMMER - CERTAIN 2020: 144; SUMMER - CERTAIN 2021: 144; SUMMER - CERTAIN 2022: 144; SUMMER - CERTAIN 2023: 144; SUMMER - CERTAIN 2024: 144; SUMMER - CERTAIN 2025: 144; SUMMER - CERTAIN 2026: 144; SUMMER - CERTAIN 2027: 144; SUMMER - CERTAIN 2028: 144; WINTER - CERTAIN 2018-19: 144; WINTER - CERTAIN 2019-20: 144; WINTER - CERTAIN 2020-21: 144; WINTER - CERTAIN 2021-22: 144; WINTER - CERTAIN 2022-23: 144; WINTER - CERTAIN 2023-24: 144; WINTER - CERTAIN 2024-25: 144; WINTER - CERTAIN 2025-26: 144; WINTER - CERTAIN 2026-27: 144; WINTER - CERTAIN 2027-28: 144; WINTER - CERTAIN 2028-29: 144
Existing | US | 1615792 | 55464 | CTG1 | DDPEC_GT1 | Deer Park Energy Center | DEER PARK ENERGY CENTER CTG 1 | CT | NG |  | Natural Gas and Other Gases | 2002-11-10 |  | 190.4 | 181 | 203 | SUMMER - CERTAIN 2018: 181; SUMMER - CERTAIN 2019: 181; SUMMER - CERTAIN 2020: 181; SUMMER - CERTAIN 2021: 181; SUMMER - CERTAIN 2022: 181; SUMMER - CERTAIN 2023: 181; SUMMER - CERTAIN 2024: 181; SUMMER - CERTAIN 2025: 181; SUMMER - CERTAIN 2026: 181; SUMMER - CERTAIN 2027: 181; SUMMER - CERTAIN 2028: 181; WINTER - CERTAIN 2018-19: 203; WINTER - CERTAIN 2019-20: 203; WINTER - CERTAIN 2020-21: 203; WINTER - CERTAIN 2021-22: 203; WINTER - CERTAIN 2022-23: 203; WINTER - CERTAIN 2023-24: 203; WINTER - CERTAIN 2024-25: 203; WINTER - CERTAIN 2025-26: 203; WINTER - CERTAIN 2026-27: 203; WINTER - CERTAIN 2027-28: 203; WINTER - CERTAIN 2028-29: 203
Existing | US | 1145750 | 55464 | CTG2 | DDPEC_GT2 | Deer Park Energy Center | DEER PARK ENERGY CENTER CTG 2 | CT | NG |  | Natural Gas and Other Gases | 2002-11-10 |  | 215 | 193 | 215 | SUMMER - CERTAIN 2018: 193; SUMMER - CERTAIN 2019: 193; SUMMER - CERTAIN 2020: 193; SUMMER - CERTAIN 2021: 193; SUMMER - CERTAIN 2022: 193; SUMMER - CERTAIN 2023: 193; SUMMER - CERTAIN 2024: 193; SUMMER - CERTAIN 2025: 193; SUMMER - CERTAIN 2026: 193; SUMMER - CERTAIN 2027: 193; SUMMER - CERTAIN 2028: 193; WINTER - CERTAIN 2018-19: 215; WINTER - CERTAIN 2019-20: 215; WINTER - CERTAIN 2020-21: 215; WINTER - CERTAIN 2021-22: 215; WINTER - CERTAIN 2022-23: 215; WINTER - CERTAIN 2023-24: 215; WINTER - CERTAIN 2024-25: 215; WINTER - CERTAIN 2025-26: 215; WINTER - CERTAIN 2026-27: 215; WINTER - CERTAIN 2027-28: 215; WINTER - CERTAIN 2028-29: 215
Existing | US | 1823683 | 55464 | CTG3 | DDPEC_GT3 | Deer Park Energy Center | DEER PARK ENERGY CENTER CTG 3 | CT | NG |  | Natural Gas and Other Gases | 2002-11-10 |  | 190.4 | 181 | 203 | SUMMER - CERTAIN 2018: 181; SUMMER - CERTAIN 2019: 181; SUMMER - CERTAIN 2020: 181; SUMMER - CERTAIN 2021: 181; SUMMER - CERTAIN 2022: 181; SUMMER - CERTAIN 2023: 181; SUMMER - CERTAIN 2024: 181; SUMMER - CERTAIN 2025: 181; SUMMER - CERTAIN 2026: 181; SUMMER - CERTAIN 2027: 181; SUMMER - CERTAIN 2028: 181; WINTER - CERTAIN 2018-19: 203; WINTER - CERTAIN 2019-20: 203; WINTER - CERTAIN 2020-21: 203; WINTER - CERTAIN 2021-22: 203; WINTER - CERTAIN 2022-23: 203; WINTER - CERTAIN 2023-24: 203; WINTER - CERTAIN 2024-25: 203; WINTER - CERTAIN 2025-26: 203; WINTER - CERTAIN 2026-27: 203; WINTER - CERTAIN 2027-28: 203; WINTER - CERTAIN 2028-29: 203
Existing | US | 1779829 | 55464 | CTG4 | DDPEC_GT4 | Deer Park Energy Center | DEER PARK ENERGY CENTER CTG 4 | CT | NG |  | Natural Gas and Other Gases | 2002-11-10 |  | 215 | 193 | 215 | SUMMER - CERTAIN 2018: 193; SUMMER - CERTAIN 2019: 193; SUMMER - CERTAIN 2020: 193; SUMMER - CERTAIN 2021: 193; SUMMER - CERTAIN 2022: 193; SUMMER - CERTAIN 2023: 193; SUMMER - CERTAIN 2024: 193; SUMMER - CERTAIN 2025: 193; SUMMER - CERTAIN 2026: 193; SUMMER - CERTAIN 2027: 193; SUMMER - CERTAIN 2028: 193; WINTER - CERTAIN 2018-19: 215; WINTER - CERTAIN 2019-20: 215; WINTER - CERTAIN 2020-21: 215; WINTER - CERTAIN 2021-22: 215; WINTER - CERTAIN 2022-23: 215; WINTER - CERTAIN 2023-24: 215; WINTER - CERTAIN 2024-25: 215; WINTER - CERTAIN 2025-26: 215; WINTER - CERTAIN 2026-27: 215; WINTER - CERTAIN 2027-28: 215; WINTER - CERTAIN 2028-29: 215
Existing | US | 1764248 | 55464 | STG1 | DDPEC_ST1 | Deer Park Energy Center | DEER PARK ENERGY CENTER STG | CA | NG |  | Natural Gas and Other Gases | 2002-11-10 |  | 290 | 290 | 290 | SUMMER - CERTAIN 2018: 290; SUMMER - CERTAIN 2019: 290; SUMMER - CERTAIN 2020: 290; SUMMER - CERTAIN 2021: 290; SUMMER - CERTAIN 2022: 290; SUMMER - CERTAIN 2023: 290; SUMMER - CERTAIN 2024: 290; SUMMER - CERTAIN 2025: 290; SUMMER - CERTAIN 2026: 290; SUMMER - CERTAIN 2027: 290; SUMMER - CERTAIN 2028: 290; WINTER - CERTAIN 2018-19: 290; WINTER - CERTAIN 2019-20: 290; WINTER - CERTAIN 2020-21: 290; WINTER - CERTAIN 2021-22: 290; WINTER - CERTAIN 2022-23: 290; WINTER - CERTAIN 2023-24: 290; WINTER - CERTAIN 2024-25: 290; WINTER - CERTAIN 2025-26: 290; WINTER - CERTAIN 2026-27: 290; WINTER - CERTAIN 2027-28: 290; WINTER - CERTAIN 2028-29: 290
Existing | US | 1416285 | 55464 | CTG6 | DDPEC_GT6 | Deer Park Energy Center | DEER PARK ENERGY CENTER CTG 6 | CT | NG |  | Natural Gas and Other Gases | 2014-06-11 |  | 199 | 165 | 190 | SUMMER - CERTAIN 2018: 165; SUMMER - CERTAIN 2019: 165; SUMMER - CERTAIN 2020: 165; SUMMER - CERTAIN 2021: 165; SUMMER - CERTAIN 2022: 165; SUMMER - CERTAIN 2023: 165; SUMMER - CERTAIN 2024: 165; SUMMER - CERTAIN 2025: 165; SUMMER - CERTAIN 2026: 165; SUMMER - CERTAIN 2027: 165; SUMMER - CERTAIN 2028: 165; WINTER - CERTAIN 2018-19: 190; WINTER - CERTAIN 2019-20: 190; WINTER - CERTAIN 2020-21: 190; WINTER - CERTAIN 2021-22: 190; WINTER - CERTAIN 2022-23: 190; WINTER - CERTAIN 2023-24: 190; WINTER - CERTAIN 2024-25: 190; WINTER - CERTAIN 2025-26: 190; WINTER - CERTAIN 2026-27: 190; WINTER - CERTAIN 2027-28: 190; WINTER - CERTAIN 2028-29: 190
Existing | US | 1819841 | 55223 | GT1 | ETCCS_CT1 | Ennis Power Company LLC | ENNIS POWER STATION CTG 2 | CT | NG |  | Natural Gas and Other Gases | 2002-01-01 |  | 260 | 196 | 231 | SUMMER - CERTAIN 2018: 196; SUMMER - CERTAIN 2019: 196; SUMMER - CERTAIN 2020: 196; SUMMER - CERTAIN 2021: 196; SUMMER - CERTAIN 2022: 196; SUMMER - CERTAIN 2023: 196; SUMMER - CERTAIN 2024: 196; SUMMER - CERTAIN 2025: 196; SUMMER - CERTAIN 2026: 196; SUMMER - CERTAIN 2027: 196; SUMMER - CERTAIN 2028: 196; WINTER - CERTAIN 2018-19: 231; WINTER - CERTAIN 2019-20: 231; WINTER - CERTAIN 2020-21: 231; WINTER - CERTAIN 2021-22: 231; WINTER - CERTAIN 2022-23: 231; WINTER - CERTAIN 2023-24: 231; WINTER - CERTAIN 2024-25: 231; WINTER - CERTAIN 2025-26: 231; WINTER - CERTAIN 2026-27: 231; WINTER - CERTAIN 2027-28: 231; WINTER - CERTAIN 2028-29: 231
Existing | US | 1496385 | 55223 | ST1 | ETCCS_UNIT1 | Ennis Power Company LLC | ENNIS POWER STATION STG 1 | CA | NG |  | Natural Gas and Other Gases | 2002-01-01 |  | 140 | 116 | 127 | SUMMER - CERTAIN 2018: 116; SUMMER - CERTAIN 2019: 116; SUMMER - CERTAIN 2020: 116; SUMMER - CERTAIN 2021: 116; SUMMER - CERTAIN 2022: 116; SUMMER - CERTAIN 2023: 116; SUMMER - CERTAIN 2024: 116; SUMMER - CERTAIN 2025: 116; SUMMER - CERTAIN 2026: 116; SUMMER - CERTAIN 2027: 116; SUMMER - CERTAIN 2028: 116; WINTER - CERTAIN 2018-19: 127; WINTER - CERTAIN 2019-20: 127; WINTER - CERTAIN 2020-21: 127; WINTER - CERTAIN 2021-22: 127; WINTER - CERTAIN 2022-23: 127; WINTER - CERTAIN 2023-24: 127; WINTER - CERTAIN 2024-25: 127; WINTER - CERTAIN 2025-26: 127; WINTER - CERTAIN 2026-27: 127; WINTER - CERTAIN 2027-28: 127; WINTER - CERTAIN 2028-29: 127
Existing | US | 1389210 | 4937 | CT-1 | FERGCC_FERGGT1 | Thomas C Ferguson | FERGUSON REPLACEMENT CTG1 | CT | NG |  | Natural Gas and Other Gases | 2014-08-12 |  | 185.3 | 169 | 180 | SUMMER - CERTAIN 2018: 169; SUMMER - CERTAIN 2019: 169; SUMMER - CERTAIN 2020: 169; SUMMER - CERTAIN 2021: 169; SUMMER - CERTAIN 2022: 169; SUMMER - CERTAIN 2023: 169; SUMMER - CERTAIN 2024: 169; SUMMER - CERTAIN 2025: 169; SUMMER - CERTAIN 2026: 169; SUMMER - CERTAIN 2027: 169; SUMMER - CERTAIN 2028: 169; WINTER - CERTAIN 2018-19: 180; WINTER - CERTAIN 2019-20: 180; WINTER - CERTAIN 2020-21: 180; WINTER - CERTAIN 2021-22: 180; WINTER - CERTAIN 2022-23: 180; WINTER - CERTAIN 2023-24: 180; WINTER - CERTAIN 2024-25: 180; WINTER - CERTAIN 2025-26: 180; WINTER - CERTAIN 2026-27: 180; WINTER - CERTAIN 2027-28: 180; WINTER - CERTAIN 2028-29: 180
Existing | US | 1081617 | 4937 | CT-2 | FERGCC_FERGGT2 | Thomas C Ferguson | FERGUSON REPLACEMENT CTG2 | CT | NG |  | Natural Gas and Other Gases | 2014-08-12 |  | 185.3 | 169 | 180 | SUMMER - CERTAIN 2018: 169; SUMMER - CERTAIN 2019: 169; SUMMER - CERTAIN 2020: 169; SUMMER - CERTAIN 2021: 169; SUMMER - CERTAIN 2022: 169; SUMMER - CERTAIN 2023: 169; SUMMER - CERTAIN 2024: 169; SUMMER - CERTAIN 2025: 169; SUMMER - CERTAIN 2026: 169; SUMMER - CERTAIN 2027: 169; SUMMER - CERTAIN 2028: 169; WINTER - CERTAIN 2018-19: 180; WINTER - CERTAIN 2019-20: 180; WINTER - CERTAIN 2020-21: 180; WINTER - CERTAIN 2021-22: 180; WINTER - CERTAIN 2022-23: 180; WINTER - CERTAIN 2023-24: 180; WINTER - CERTAIN 2024-25: 180; WINTER - CERTAIN 2025-26: 180; WINTER - CERTAIN 2026-27: 180; WINTER - CERTAIN 2027-28: 180; WINTER - CERTAIN 2028-29: 180
Existing | US | 1699891 | 4937 | STG | FERGCC_FERGST1 | Thomas C Ferguson | FERGUSON REPLACEMENT STG | CA | NG |  | Natural Gas and Other Gases | 2014-08-12 |  | 204 | 182 | 194 | SUMMER - CERTAIN 2018: 182; SUMMER - CERTAIN 2019: 182; SUMMER - CERTAIN 2020: 182; SUMMER - CERTAIN 2021: 182; SUMMER - CERTAIN 2022: 182; SUMMER - CERTAIN 2023: 182; SUMMER - CERTAIN 2024: 182; SUMMER - CERTAIN 2025: 182; SUMMER - CERTAIN 2026: 182; SUMMER - CERTAIN 2027: 182; SUMMER - CERTAIN 2028: 182; WINTER - CERTAIN 2018-19: 194; WINTER - CERTAIN 2019-20: 194; WINTER - CERTAIN 2020-21: 194; WINTER - CERTAIN 2021-22: 194; WINTER - CERTAIN 2022-23: 194; WINTER - CERTAIN 2023-24: 194; WINTER - CERTAIN 2024-25: 194; WINTER - CERTAIN 2025-26: 194; WINTER - CERTAIN 2026-27: 194; WINTER - CERTAIN 2027-28: 194; WINTER - CERTAIN 2028-29: 194
Existing | US | 1989804 | 55480 | U1 | FRNYPP_GT11 | Forney Energy Center | FORNEY ENERGY CENTER CTG 11 | CT | NG |  | Natural Gas and Other Gases | 2003-02-01 |  | 196.7 | 169 | 192 | SUMMER - CERTAIN 2018: 169; SUMMER - CERTAIN 2019: 169; SUMMER - CERTAIN 2020: 169; SUMMER - CERTAIN 2021: 169; SUMMER - CERTAIN 2022: 169; SUMMER - CERTAIN 2023: 169; SUMMER - CERTAIN 2024: 169; SUMMER - CERTAIN 2025: 169; SUMMER - CERTAIN 2026: 169; SUMMER - CERTAIN 2027: 169; SUMMER - CERTAIN 2028: 169; WINTER - CERTAIN 2018-19: 192; WINTER - CERTAIN 2019-20: 192; WINTER - CERTAIN 2020-21: 192; WINTER - CERTAIN 2021-22: 192; WINTER - CERTAIN 2022-23: 192; WINTER - CERTAIN 2023-24: 192; WINTER - CERTAIN 2024-25: 192; WINTER - CERTAIN 2025-26: 192; WINTER - CERTAIN 2026-27: 192; WINTER - CERTAIN 2027-28: 192; WINTER - CERTAIN 2028-29: 192
Existing | US | 1146804 | 55480 | U2 | FRNYPP_GT12 | Forney Energy Center | FORNEY ENERGY CENTER CTG 12 | CT | NG |  | Natural Gas and Other Gases | 2003-02-01 |  | 196.7 | 161 | 184 | SUMMER - CERTAIN 2018: 161; SUMMER - CERTAIN 2019: 161; SUMMER - CERTAIN 2020: 161; SUMMER - CERTAIN 2021: 161; SUMMER - CERTAIN 2022: 161; SUMMER - CERTAIN 2023: 161; SUMMER - CERTAIN 2024: 161; SUMMER - CERTAIN 2025: 161; SUMMER - CERTAIN 2026: 161; SUMMER - CERTAIN 2027: 161; SUMMER - CERTAIN 2028: 161; WINTER - CERTAIN 2018-19: 184; WINTER - CERTAIN 2019-20: 184; WINTER - CERTAIN 2020-21: 184; WINTER - CERTAIN 2021-22: 184; WINTER - CERTAIN 2022-23: 184; WINTER - CERTAIN 2023-24: 184; WINTER - CERTAIN 2024-25: 184; WINTER - CERTAIN 2025-26: 184; WINTER - CERTAIN 2026-27: 184; WINTER - CERTAIN 2027-28: 184; WINTER - CERTAIN 2028-29: 184
Existing | US | 1965938 | 55480 | U3 | FRNYPP_GT13 | Forney Energy Center | FORNEY ENERGY CENTER CTG 13 | CT | NG |  | Natural Gas and Other Gases | 2003-02-01 |  | 196.7 | 161 | 184 | SUMMER - CERTAIN 2018: 161; SUMMER - CERTAIN 2019: 161; SUMMER - CERTAIN 2020: 161; SUMMER - CERTAIN 2021: 161; SUMMER - CERTAIN 2022: 161; SUMMER - CERTAIN 2023: 161; SUMMER - CERTAIN 2024: 161; SUMMER - CERTAIN 2025: 161; SUMMER - CERTAIN 2026: 161; SUMMER - CERTAIN 2027: 161; SUMMER - CERTAIN 2028: 161; WINTER - CERTAIN 2018-19: 184; WINTER - CERTAIN 2019-20: 184; WINTER - CERTAIN 2020-21: 184; WINTER - CERTAIN 2021-22: 184; WINTER - CERTAIN 2022-23: 184; WINTER - CERTAIN 2023-24: 184; WINTER - CERTAIN 2024-25: 184; WINTER - CERTAIN 2025-26: 184; WINTER - CERTAIN 2026-27: 184; WINTER - CERTAIN 2027-28: 184; WINTER - CERTAIN 2028-29: 184
Existing | US | 1720384 | 55480 | U4 | FRNYPP_GT21 | Forney Energy Center | FORNEY ENERGY CENTER CTG 21 | CT | NG |  | Natural Gas and Other Gases | 2003-02-01 |  | 196.7 | 169 | 192 | SUMMER - CERTAIN 2018: 169; SUMMER - CERTAIN 2019: 169; SUMMER - CERTAIN 2020: 169; SUMMER - CERTAIN 2021: 169; SUMMER - CERTAIN 2022: 169; SUMMER - CERTAIN 2023: 169; SUMMER - CERTAIN 2024: 169; SUMMER - CERTAIN 2025: 169; SUMMER - CERTAIN 2026: 169; SUMMER - CERTAIN 2027: 169; SUMMER - CERTAIN 2028: 169; WINTER - CERTAIN 2018-19: 192; WINTER - CERTAIN 2019-20: 192; WINTER - CERTAIN 2020-21: 192; WINTER - CERTAIN 2021-22: 192; WINTER - CERTAIN 2022-23: 192; WINTER - CERTAIN 2023-24: 192; WINTER - CERTAIN 2024-25: 192; WINTER - CERTAIN 2025-26: 192; WINTER - CERTAIN 2026-27: 192; WINTER - CERTAIN 2027-28: 192; WINTER - CERTAIN 2028-29: 192
Existing | US | 1450610 | 55480 | U5 | FRNYPP_GT22 | Forney Energy Center | FORNEY ENERGY CENTER CTG 22 | CT | NG |  | Natural Gas and Other Gases | 2003-02-01 |  | 196.7 | 161 | 184 | SUMMER - CERTAIN 2018: 161; SUMMER - CERTAIN 2019: 161; SUMMER - CERTAIN 2020: 161; SUMMER - CERTAIN 2021: 161; SUMMER - CERTAIN 2022: 161; SUMMER - CERTAIN 2023: 161; SUMMER - CERTAIN 2024: 161; SUMMER - CERTAIN 2025: 161; SUMMER - CERTAIN 2026: 161; SUMMER - CERTAIN 2027: 161; SUMMER - CERTAIN 2028: 161; WINTER - CERTAIN 2018-19: 184; WINTER - CERTAIN 2019-20: 184; WINTER - CERTAIN 2020-21: 184; WINTER - CERTAIN 2021-22: 184; WINTER - CERTAIN 2022-23: 184; WINTER - CERTAIN 2023-24: 184; WINTER - CERTAIN 2024-25: 184; WINTER - CERTAIN 2025-26: 184; WINTER - CERTAIN 2026-27: 184; WINTER - CERTAIN 2027-28: 184; WINTER - CERTAIN 2028-29: 184
Existing | US | 1857862 | 55480 | U6 | FRNYPP_GT23 | Forney Energy Center | FORNEY ENERGY CENTER CTG 23 | CT | NG |  | Natural Gas and Other Gases | 2003-02-01 |  | 196.7 | 161 | 184 | SUMMER - CERTAIN 2018: 161; SUMMER - CERTAIN 2019: 161; SUMMER - CERTAIN 2020: 161; SUMMER - CERTAIN 2021: 161; SUMMER - CERTAIN 2022: 161; SUMMER - CERTAIN 2023: 161; SUMMER - CERTAIN 2024: 161; SUMMER - CERTAIN 2025: 161; SUMMER - CERTAIN 2026: 161; SUMMER - CERTAIN 2027: 161; SUMMER - CERTAIN 2028: 161; WINTER - CERTAIN 2018-19: 184; WINTER - CERTAIN 2019-20: 184; WINTER - CERTAIN 2020-21: 184; WINTER - CERTAIN 2021-22: 184; WINTER - CERTAIN 2022-23: 184; WINTER - CERTAIN 2023-24: 184; WINTER - CERTAIN 2024-25: 184; WINTER - CERTAIN 2025-26: 184; WINTER - CERTAIN 2026-27: 184; WINTER - CERTAIN 2027-28: 184; WINTER - CERTAIN 2028-29: 184
Existing | US | 1586933 | 55480 | ST1 | FRNYPP_ST10 | Forney Energy Center | FORNEY ENERGY CENTER STG 10 | CA | NG |  | Natural Gas and Other Gases | 2003-02-01 |  | 422 | 420 | 420 | SUMMER - CERTAIN 2018: 420; SUMMER - CERTAIN 2019: 420; SUMMER - CERTAIN 2020: 420; SUMMER - CERTAIN 2021: 420; SUMMER - CERTAIN 2022: 420; SUMMER - CERTAIN 2023: 420; SUMMER - CERTAIN 2024: 420; SUMMER - CERTAIN 2025: 420; SUMMER - CERTAIN 2026: 420; SUMMER - CERTAIN 2027: 420; SUMMER - CERTAIN 2028: 420; WINTER - CERTAIN 2018-19: 420; WINTER - CERTAIN 2019-20: 420; WINTER - CERTAIN 2020-21: 420; WINTER - CERTAIN 2021-22: 420; WINTER - CERTAIN 2022-23: 420; WINTER - CERTAIN 2023-24: 420; WINTER - CERTAIN 2024-25: 420; WINTER - CERTAIN 2025-26: 420; WINTER - CERTAIN 2026-27: 420; WINTER - CERTAIN 2027-28: 420; WINTER - CERTAIN 2028-29: 420
Existing | US | 1499921 | 55480 | ST2 | FRNYPP_ST20 | Forney Energy Center | FORNEY ENERGY CENTER STG 20 | CA | NG |  | Natural Gas and Other Gases | 2003-02-01 |  | 422 | 420 | 420 | SUMMER - CERTAIN 2018: 420; SUMMER - CERTAIN 2019: 420; SUMMER - CERTAIN 2020: 420; SUMMER - CERTAIN 2021: 420; SUMMER - CERTAIN 2022: 420; SUMMER - CERTAIN 2023: 420; SUMMER - CERTAIN 2024: 420; SUMMER - CERTAIN 2025: 420; SUMMER - CERTAIN 2026: 420; SUMMER - CERTAIN 2027: 420; SUMMER - CERTAIN 2028: 420; WINTER - CERTAIN 2018-19: 420; WINTER - CERTAIN 2019-20: 420; WINTER - CERTAIN 2020-21: 420; WINTER - CERTAIN 2021-22: 420; WINTER - CERTAIN 2022-23: 420; WINTER - CERTAIN 2023-24: 420; WINTER - CERTAIN 2024-25: 420; WINTER - CERTAIN 2025-26: 420; WINTER - CERTAIN 2026-27: 420; WINTER - CERTAIN 2027-28: 420; WINTER - CERTAIN 2028-29: 420
Existing | US | 1761222 | 55226 | GT1 | FREC_GT1 | Freestone Energy Center | FREESTONE ENERGY CENTER CTG 1 | CT | NG |  | Natural Gas and Other Gases | 2002-06-01 |  | 179.35 | 151.6 | 160.7 | SUMMER - CERTAIN 2018: 151.6; SUMMER - CERTAIN 2019: 151.6; SUMMER - CERTAIN 2020: 151.6; SUMMER - CERTAIN 2021: 151.6; SUMMER - CERTAIN 2022: 151.6; SUMMER - CERTAIN 2023: 151.6; SUMMER - CERTAIN 2024: 151.6; SUMMER - CERTAIN 2025: 151.6; SUMMER - CERTAIN 2026: 151.6; SUMMER - CERTAIN 2027: 151.6; SUMMER - CERTAIN 2028: 151.6; WINTER - CERTAIN 2018-19: 160.7; WINTER - CERTAIN 2019-20: 160.7; WINTER - CERTAIN 2020-21: 160.7; WINTER - CERTAIN 2021-22: 160.7; WINTER - CERTAIN 2022-23: 160.7; WINTER - CERTAIN 2023-24: 160.7; WINTER - CERTAIN 2024-25: 160.7; WINTER - CERTAIN 2025-26: 160.7; WINTER - CERTAIN 2026-27: 160.7; WINTER - CERTAIN 2027-28: 160.7; WINTER - CERTAIN 2028-29: 160.7
Existing | US | 1251528 | 55226 | GT2 | FREC_GT2 | Freestone Energy Center | FREESTONE ENERGY CENTER CTG 2 | CT | NG |  | Natural Gas and Other Gases | 2002-06-01 |  | 179.35 | 151.6 | 160.7 | SUMMER - CERTAIN 2018: 151.6; SUMMER - CERTAIN 2019: 151.6; SUMMER - CERTAIN 2020: 151.6; SUMMER - CERTAIN 2021: 151.6; SUMMER - CERTAIN 2022: 151.6; SUMMER - CERTAIN 2023: 151.6; SUMMER - CERTAIN 2024: 151.6; SUMMER - CERTAIN 2025: 151.6; SUMMER - CERTAIN 2026: 151.6; SUMMER - CERTAIN 2027: 151.6; SUMMER - CERTAIN 2028: 151.6; WINTER - CERTAIN 2018-19: 160.7; WINTER - CERTAIN 2019-20: 160.7; WINTER - CERTAIN 2020-21: 160.7; WINTER - CERTAIN 2021-22: 160.7; WINTER - CERTAIN 2022-23: 160.7; WINTER - CERTAIN 2023-24: 160.7; WINTER - CERTAIN 2024-25: 160.7; WINTER - CERTAIN 2025-26: 160.7; WINTER - CERTAIN 2026-27: 160.7; WINTER - CERTAIN 2027-28: 160.7; WINTER - CERTAIN 2028-29: 160.7
Existing | US | 1473898 | 55226 | ST3 | FREC_ST3 | Freestone Energy Center | FREESTONE ENERGY CENTER STG 3 | CA | NG |  | Natural Gas and Other Gases | 2002-06-01 |  | 190.74 | 176.2 | 179.8 | SUMMER - CERTAIN 2018: 176.2; SUMMER - CERTAIN 2019: 176.2; SUMMER - CERTAIN 2020: 176.2; SUMMER - CERTAIN 2021: 176.2; SUMMER - CERTAIN 2022: 176.2; SUMMER - CERTAIN 2023: 176.2; SUMMER - CERTAIN 2024: 176.2; SUMMER - CERTAIN 2025: 176.2; SUMMER - CERTAIN 2026: 176.2; SUMMER - CERTAIN 2027: 176.2; SUMMER - CERTAIN 2028: 176.2; WINTER - CERTAIN 2018-19: 179.8; WINTER - CERTAIN 2019-20: 179.8; WINTER - CERTAIN 2020-21: 179.8; WINTER - CERTAIN 2021-22: 179.8; WINTER - CERTAIN 2022-23: 179.8; WINTER - CERTAIN 2023-24: 179.8; WINTER - CERTAIN 2024-25: 179.8; WINTER - CERTAIN 2025-26: 179.8; WINTER - CERTAIN 2026-27: 179.8; WINTER - CERTAIN 2027-28: 179.8; WINTER - CERTAIN 2028-29: 179.8
Existing | US | 1969769 | 55226 | GT3 | FREC_GT4 | Freestone Energy Center | FREESTONE ENERGY CENTER CTG 4 | CT | NG |  | Natural Gas and Other Gases | 2002-04-01 |  | 179.35 | 151.7 | 161.1 | SUMMER - CERTAIN 2018: 151.7; SUMMER - CERTAIN 2019: 151.7; SUMMER - CERTAIN 2020: 151.7; SUMMER - CERTAIN 2021: 151.7; SUMMER - CERTAIN 2022: 151.7; SUMMER - CERTAIN 2023: 151.7; SUMMER - CERTAIN 2024: 151.7; SUMMER - CERTAIN 2025: 151.7; SUMMER - CERTAIN 2026: 151.7; SUMMER - CERTAIN 2027: 151.7; SUMMER - CERTAIN 2028: 151.7; WINTER - CERTAIN 2018-19: 161.1; WINTER - CERTAIN 2019-20: 161.1; WINTER - CERTAIN 2020-21: 161.1; WINTER - CERTAIN 2021-22: 161.1; WINTER - CERTAIN 2022-23: 161.1; WINTER - CERTAIN 2023-24: 161.1; WINTER - CERTAIN 2024-25: 161.1; WINTER - CERTAIN 2025-26: 161.1; WINTER - CERTAIN 2026-27: 161.1; WINTER - CERTAIN 2027-28: 161.1; WINTER - CERTAIN 2028-29: 161.1
Existing | US | 1057589 | 55226 | GT4 | FREC_GT5 | Freestone Energy Center | FREESTONE ENERGY CENTER CTG 5 | CT | NG |  | Natural Gas and Other Gases | 2002-04-01 |  | 179.35 | 151.7 | 161.1 | SUMMER - CERTAIN 2018: 151.7; SUMMER - CERTAIN 2019: 151.7; SUMMER - CERTAIN 2020: 151.7; SUMMER - CERTAIN 2021: 151.7; SUMMER - CERTAIN 2022: 151.7; SUMMER - CERTAIN 2023: 151.7; SUMMER - CERTAIN 2024: 151.7; SUMMER - CERTAIN 2025: 151.7; SUMMER - CERTAIN 2026: 151.7; SUMMER - CERTAIN 2027: 151.7; SUMMER - CERTAIN 2028: 151.7; WINTER - CERTAIN 2018-19: 161.1; WINTER - CERTAIN 2019-20: 161.1; WINTER - CERTAIN 2020-21: 161.1; WINTER - CERTAIN 2021-22: 161.1; WINTER - CERTAIN 2022-23: 161.1; WINTER - CERTAIN 2023-24: 161.1; WINTER - CERTAIN 2024-25: 161.1; WINTER - CERTAIN 2025-26: 161.1; WINTER - CERTAIN 2026-27: 161.1; WINTER - CERTAIN 2027-28: 161.1; WINTER - CERTAIN 2028-29: 161.1
Existing | US | 1494020 | 55226 | ST6 | FREC_ST6 | Freestone Energy Center | FREESTONE ENERGY CENTER STG 6 | CA | NG |  | Natural Gas and Other Gases | 2002-04-01 |  | 190.74 | 174.5 | 179.7 | SUMMER - CERTAIN 2018: 174.5; SUMMER - CERTAIN 2019: 174.5; SUMMER - CERTAIN 2020: 174.5; SUMMER - CERTAIN 2021: 174.5; SUMMER - CERTAIN 2022: 174.5; SUMMER - CERTAIN 2023: 174.5; SUMMER - CERTAIN 2024: 174.5; SUMMER - CERTAIN 2025: 174.5; SUMMER - CERTAIN 2026: 174.5; SUMMER - CERTAIN 2027: 174.5; SUMMER - CERTAIN 2028: 174.5; WINTER - CERTAIN 2018-19: 179.7; WINTER - CERTAIN 2019-20: 179.7; WINTER - CERTAIN 2020-21: 179.7; WINTER - CERTAIN 2021-22: 179.7; WINTER - CERTAIN 2022-23: 179.7; WINTER - CERTAIN 2023-24: 179.7; WINTER - CERTAIN 2024-25: 179.7; WINTER - CERTAIN 2025-26: 179.7; WINTER - CERTAIN 2026-27: 179.7; WINTER - CERTAIN 2027-28: 179.7; WINTER - CERTAIN 2028-29: 179.7
Existing | US |  | 55086 |  | LGE_LGE_GT1 |  | GREGORY POWER PARTNERS GT1 | GT | NG |  | Natural Gas and Other Gases | 2000-07-15 |  | 185 | 145 | 158 | SUMMER - CERTAIN 2018: 0; SUMMER - CERTAIN 2019: 145; SUMMER - CERTAIN 2020: 145; SUMMER - CERTAIN 2021: 145; SUMMER - CERTAIN 2022: 145; SUMMER - CERTAIN 2023: 145; SUMMER - CERTAIN 2024: 145; SUMMER - CERTAIN 2025: 145; SUMMER - CERTAIN 2026: 145; SUMMER - CERTAIN 2027: 145; SUMMER - CERTAIN 2028: 145; WINTER - CERTAIN 2018-19: 158; WINTER - CERTAIN 2019-20: 158; WINTER - CERTAIN 2020-21: 158; WINTER - CERTAIN 2021-22: 158; WINTER - CERTAIN 2022-23: 158; WINTER - CERTAIN 2023-24: 158; WINTER - CERTAIN 2024-25: 158; WINTER - CERTAIN 2025-26: 158; WINTER - CERTAIN 2026-27: 158; WINTER - CERTAIN 2027-28: 158; WINTER - CERTAIN 2028-29: 158 | This unit is under extended outage for summer 2018 due to gas steam host issues.
Existing | US |  | 55086 |  | LGE_LGE_GT2 |  | GREGORY POWER PARTNERS GT2 | GT | NG |  | Natural Gas and Other Gases | 2000-07-15 |  | 185 | 145 | 158 | SUMMER - CERTAIN 2018: 0; SUMMER - CERTAIN 2019: 145; SUMMER - CERTAIN 2020: 145; SUMMER - CERTAIN 2021: 145; SUMMER - CERTAIN 2022: 145; SUMMER - CERTAIN 2023: 145; SUMMER - CERTAIN 2024: 145; SUMMER - CERTAIN 2025: 145; SUMMER - CERTAIN 2026: 145; SUMMER - CERTAIN 2027: 145; SUMMER - CERTAIN 2028: 145; WINTER - CERTAIN 2018-19: 158; WINTER - CERTAIN 2019-20: 158; WINTER - CERTAIN 2020-21: 158; WINTER - CERTAIN 2021-22: 158; WINTER - CERTAIN 2022-23: 158; WINTER - CERTAIN 2023-24: 158; WINTER - CERTAIN 2024-25: 158; WINTER - CERTAIN 2025-26: 158; WINTER - CERTAIN 2026-27: 158; WINTER - CERTAIN 2027-28: 158; WINTER - CERTAIN 2028-29: 158 | This unit is under extended outage for summer 2018 due to gas steam host issues.
Existing | US |  | 55086 |  | LGE_LGE_STG |  | GREGORY POWER PARTNERS STG | ST | NG |  | Natural Gas and Other Gases | 2000-07-15 |  | 100 | 75 | 75 | SUMMER - CERTAIN 2018: 0; SUMMER - CERTAIN 2019: 75; SUMMER - CERTAIN 2020: 75; SUMMER - CERTAIN 2021: 75; SUMMER - CERTAIN 2022: 75; SUMMER - CERTAIN 2023: 75; SUMMER - CERTAIN 2024: 75; SUMMER - CERTAIN 2025: 75; SUMMER - CERTAIN 2026: 75; SUMMER - CERTAIN 2027: 75; SUMMER - CERTAIN 2028: 75; WINTER - CERTAIN 2018-19: 75; WINTER - CERTAIN 2019-20: 75; WINTER - CERTAIN 2020-21: 75; WINTER - CERTAIN 2021-22: 75; WINTER - CERTAIN 2022-23: 75; WINTER - CERTAIN 2023-24: 75; WINTER - CERTAIN 2024-25: 75; WINTER - CERTAIN 2025-26: 75; WINTER - CERTAIN 2026-27: 75; WINTER - CERTAIN 2027-28: 75; WINTER - CERTAIN 2028-29: 75 | This unit is under extended outage for summer 2018 due to gas steam host issues.
Existing | US | 1487512 | 55153 | CTG1 | GUADG_GAS1 | Guadalupe Generating Station | GUADALUPE ENERGY CENTER CTG 1 | CT | NG |  | Natural Gas and Other Gases | 2000-12-01 |  | 181 | 148 | 167 | SUMMER - CERTAIN 2018: 148; SUMMER - CERTAIN 2019: 148; SUMMER - CERTAIN 2020: 148; SUMMER - CERTAIN 2021: 148; SUMMER - CERTAIN 2022: 148; SUMMER - CERTAIN 2023: 148; SUMMER - CERTAIN 2024: 148; SUMMER - CERTAIN 2025: 148; SUMMER - CERTAIN 2026: 148; SUMMER - CERTAIN 2027: 148; SUMMER - CERTAIN 2028: 148; WINTER - CERTAIN 2018-19: 167; WINTER - CERTAIN 2019-20: 167; WINTER - CERTAIN 2020-21: 167; WINTER - CERTAIN 2021-22: 167; WINTER - CERTAIN 2022-23: 167; WINTER - CERTAIN 2023-24: 167; WINTER - CERTAIN 2024-25: 167; WINTER - CERTAIN 2025-26: 167; WINTER - CERTAIN 2026-27: 167; WINTER - CERTAIN 2027-28: 167; WINTER - CERTAIN 2028-29: 167
Existing | US | 1938929 | 55153 | CTG2 | GUADG_GAS2 | Guadalupe Generating Station | GUADALUPE ENERGY CENTER CTG 2 | CT | NG |  | Natural Gas and Other Gases | 2000-12-01 |  | 181 | 148 | 167 | SUMMER - CERTAIN 2018: 148; SUMMER - CERTAIN 2019: 148; SUMMER - CERTAIN 2020: 148; SUMMER - CERTAIN 2021: 148; SUMMER - CERTAIN 2022: 148; SUMMER - CERTAIN 2023: 148; SUMMER - CERTAIN 2024: 148; SUMMER - CERTAIN 2025: 148; SUMMER - CERTAIN 2026: 148; SUMMER - CERTAIN 2027: 148; SUMMER - CERTAIN 2028: 148; WINTER - CERTAIN 2018-19: 167; WINTER - CERTAIN 2019-20: 167; WINTER - CERTAIN 2020-21: 167; WINTER - CERTAIN 2021-22: 167; WINTER - CERTAIN 2022-23: 167; WINTER - CERTAIN 2023-24: 167; WINTER - CERTAIN 2024-25: 167; WINTER - CERTAIN 2025-26: 167; WINTER - CERTAIN 2026-27: 167; WINTER - CERTAIN 2027-28: 167; WINTER - CERTAIN 2028-29: 167
Existing | US | 1546286 | 55153 | CTG3 | GUADG_GAS3 | Guadalupe Generating Station | GUADALUPE ENERGY CENTER CTG 3 | CT | NG |  | Natural Gas and Other Gases | 2000-12-01 |  | 181 | 148 | 167 | SUMMER - CERTAIN 2018: 148; SUMMER - CERTAIN 2019: 148; SUMMER - CERTAIN 2020: 148; SUMMER - CERTAIN 2021: 148; SUMMER - CERTAIN 2022: 148; SUMMER - CERTAIN 2023: 148; SUMMER - CERTAIN 2024: 148; SUMMER - CERTAIN 2025: 148; SUMMER - CERTAIN 2026: 148; SUMMER - CERTAIN 2027: 148; SUMMER - CERTAIN 2028: 148; WINTER - CERTAIN 2018-19: 167; WINTER - CERTAIN 2019-20: 167; WINTER - CERTAIN 2020-21: 167; WINTER - CERTAIN 2021-22: 167; WINTER - CERTAIN 2022-23: 167; WINTER - CERTAIN 2023-24: 167; WINTER - CERTAIN 2024-25: 167; WINTER - CERTAIN 2025-26: 167; WINTER - CERTAIN 2026-27: 167; WINTER - CERTAIN 2027-28: 167; WINTER - CERTAIN 2028-29: 167
Existing | US | 1526891 | 55153 | CTG4 | GUADG_GAS4 | Guadalupe Generating Station | GUADALUPE ENERGY CENTER CTG 4 | CT | NG |  | Natural Gas and Other Gases | 2000-12-01 |  | 181 | 148 | 167 | SUMMER - CERTAIN 2018: 148; SUMMER - CERTAIN 2019: 148; SUMMER - CERTAIN 2020: 148; SUMMER - CERTAIN 2021: 148; SUMMER - CERTAIN 2022: 148; SUMMER - CERTAIN 2023: 148; SUMMER - CERTAIN 2024: 148; SUMMER - CERTAIN 2025: 148; SUMMER - CERTAIN 2026: 148; SUMMER - CERTAIN 2027: 148; SUMMER - CERTAIN 2028: 148; WINTER - CERTAIN 2018-19: 167; WINTER - CERTAIN 2019-20: 167; WINTER - CERTAIN 2020-21: 167; WINTER - CERTAIN 2021-22: 167; WINTER - CERTAIN 2022-23: 167; WINTER - CERTAIN 2023-24: 167; WINTER - CERTAIN 2024-25: 167; WINTER - CERTAIN 2025-26: 167; WINTER - CERTAIN 2026-27: 167; WINTER - CERTAIN 2027-28: 167; WINTER - CERTAIN 2028-29: 167
Existing | US | 1114556 | 55153 | STG1 | GUADG_STM5 | Guadalupe Generating Station | GUADALUPE ENERGY CENTER STG 5 | CA | NG |  | Natural Gas and Other Gases | 2000-12-01 |  | 204 | 197 | 203 | SUMMER - CERTAIN 2018: 197; SUMMER - CERTAIN 2019: 197; SUMMER - CERTAIN 2020: 197; SUMMER - CERTAIN 2021: 197; SUMMER - CERTAIN 2022: 197; SUMMER - CERTAIN 2023: 197; SUMMER - CERTAIN 2024: 197; SUMMER - CERTAIN 2025: 197; SUMMER - CERTAIN 2026: 197; SUMMER - CERTAIN 2027: 197; SUMMER - CERTAIN 2028: 197; WINTER - CERTAIN 2018-19: 203; WINTER - CERTAIN 2019-20: 203; WINTER - CERTAIN 2020-21: 203; WINTER - CERTAIN 2021-22: 203; WINTER - CERTAIN 2022-23: 203; WINTER - CERTAIN 2023-24: 203; WINTER - CERTAIN 2024-25: 203; WINTER - CERTAIN 2025-26: 203; WINTER - CERTAIN 2026-27: 203; WINTER - CERTAIN 2027-28: 203; WINTER - CERTAIN 2028-29: 203
Existing | US | 1950623 | 55153 | STG2 | GUADG_STM6 | Guadalupe Generating Station | GUADALUPE ENERGY CENTER STG 6 | CA | NG |  | Natural Gas and Other Gases | 2000-12-01 |  | 204 | 197 | 203 | SUMMER - CERTAIN 2018: 197; SUMMER - CERTAIN 2019: 197; SUMMER - CERTAIN 2020: 197; SUMMER - CERTAIN 2021: 197; SUMMER - CERTAIN 2022: 197; SUMMER - CERTAIN 2023: 197; SUMMER - CERTAIN 2024: 197; SUMMER - CERTAIN 2025: 197; SUMMER - CERTAIN 2026: 197; SUMMER - CERTAIN 2027: 197; SUMMER - CERTAIN 2028: 197; WINTER - CERTAIN 2018-19: 203; WINTER - CERTAIN 2019-20: 203; WINTER - CERTAIN 2020-21: 203; WINTER - CERTAIN 2021-22: 203; WINTER - CERTAIN 2022-23: 203; WINTER - CERTAIN 2023-24: 203; WINTER - CERTAIN 2024-25: 203; WINTER - CERTAIN 2025-26: 203; WINTER - CERTAIN 2026-27: 203; WINTER - CERTAIN 2027-28: 203; WINTER - CERTAIN 2028-29: 203
Existing | US | 1110957 | 55144 | U1 | HAYSEN_HAYSENG1 | Hays Energy Project | HAYS ENERGY FACILITY CSG 1 | CS | NG |  | Natural Gas and Other Gases | 2002-05-28 |  | 242 | 210 | 239 | SUMMER - CERTAIN 2018: 210; SUMMER - CERTAIN 2019: 210; SUMMER - CERTAIN 2020: 210; SUMMER - CERTAIN 2021: 210; SUMMER - CERTAIN 2022: 210; SUMMER - CERTAIN 2023: 210; SUMMER - CERTAIN 2024: 210; SUMMER - CERTAIN 2025: 210; SUMMER - CERTAIN 2026: 210; SUMMER - CERTAIN 2027: 210; SUMMER - CERTAIN 2028: 210; WINTER - CERTAIN 2018-19: 239; WINTER - CERTAIN 2019-20: 239; WINTER - CERTAIN 2020-21: 239; WINTER - CERTAIN 2021-22: 239; WINTER - CERTAIN 2022-23: 239; WINTER - CERTAIN 2023-24: 239; WINTER - CERTAIN 2024-25: 239; WINTER - CERTAIN 2025-26: 239; WINTER - CERTAIN 2026-27: 239; WINTER - CERTAIN 2027-28: 239; WINTER - CERTAIN 2028-29: 239
Existing | US | 1772556 | 55144 | U2 | HAYSEN_HAYSENG2 | Hays Energy Project | HAYS ENERGY FACILITY CSG 2 | CS | NG |  | Natural Gas and Other Gases | 2002-04-19 |  | 242 | 211 | 240 | SUMMER - CERTAIN 2018: 211; SUMMER - CERTAIN 2019: 211; SUMMER - CERTAIN 2020: 211; SUMMER - CERTAIN 2021: 211; SUMMER - CERTAIN 2022: 211; SUMMER - CERTAIN 2023: 211; SUMMER - CERTAIN 2024: 211; SUMMER - CERTAIN 2025: 211; SUMMER - CERTAIN 2026: 211; SUMMER - CERTAIN 2027: 211; SUMMER - CERTAIN 2028: 211; WINTER - CERTAIN 2018-19: 240; WINTER - CERTAIN 2019-20: 240; WINTER - CERTAIN 2020-21: 240; WINTER - CERTAIN 2021-22: 240; WINTER - CERTAIN 2022-23: 240; WINTER - CERTAIN 2023-24: 240; WINTER - CERTAIN 2024-25: 240; WINTER - CERTAIN 2025-26: 240; WINTER - CERTAIN 2026-27: 240; WINTER - CERTAIN 2027-28: 240; WINTER - CERTAIN 2028-29: 240
Existing | US | 1253901 | 55144 | U3 | HAYSEN_HAYSENG3 | Hays Energy Project | HAYS ENERGY FACILITY CSG 3 | CS | NG |  | Natural Gas and Other Gases | 2002-08-16 |  | 252 | 210 | 242 | SUMMER - CERTAIN 2018: 210; SUMMER - CERTAIN 2019: 210; SUMMER - CERTAIN 2020: 210; SUMMER - CERTAIN 2021: 210; SUMMER - CERTAIN 2022: 210; SUMMER - CERTAIN 2023: 210; SUMMER - CERTAIN 2024: 210; SUMMER - CERTAIN 2025: 210; SUMMER - CERTAIN 2026: 210; SUMMER - CERTAIN 2027: 210; SUMMER - CERTAIN 2028: 210; WINTER - CERTAIN 2018-19: 242; WINTER - CERTAIN 2019-20: 242; WINTER - CERTAIN 2020-21: 242; WINTER - CERTAIN 2021-22: 242; WINTER - CERTAIN 2022-23: 242; WINTER - CERTAIN 2023-24: 242; WINTER - CERTAIN 2024-25: 242; WINTER - CERTAIN 2025-26: 242; WINTER - CERTAIN 2026-27: 242; WINTER - CERTAIN 2027-28: 242; WINTER - CERTAIN 2028-29: 242
Existing | US | 1657485 | 55144 | U4 | HAYSEN_HAYSENG4 | Hays Energy Project | HAYS ENERGY FACILITY CSG 4 | CS | NG |  | Natural Gas and Other Gases | 2002-08-15 |  | 252 | 213 | 243 | SUMMER - CERTAIN 2018: 213; SUMMER - CERTAIN 2019: 213; SUMMER - CERTAIN 2020: 213; SUMMER - CERTAIN 2021: 213; SUMMER - CERTAIN 2022: 213; SUMMER - CERTAIN 2023: 213; SUMMER - CERTAIN 2024: 213; SUMMER - CERTAIN 2025: 213; SUMMER - CERTAIN 2026: 213; SUMMER - CERTAIN 2027: 213; SUMMER - CERTAIN 2028: 213; WINTER - CERTAIN 2018-19: 243; WINTER - CERTAIN 2019-20: 243; WINTER - CERTAIN 2020-21: 243; WINTER - CERTAIN 2021-22: 243; WINTER - CERTAIN 2022-23: 243; WINTER - CERTAIN 2023-24: 243; WINTER - CERTAIN 2024-25: 243; WINTER - CERTAIN 2025-26: 243; WINTER - CERTAIN 2026-27: 243; WINTER - CERTAIN 2027-28: 243; WINTER - CERTAIN 2028-29: 243
Existing | US | 1729721 | 55545 | CTG1 | DUKE_DUKE_GT1 | Hidalgo Energy Center | HIDALGO ENERGY CENTER CTG 1 | CT | NG |  | Natural Gas and Other Gases | 2000-01-01 |  | 176.63 | 143 | 150 | SUMMER - CERTAIN 2018: 143; SUMMER - CERTAIN 2019: 143; SUMMER - CERTAIN 2020: 143; SUMMER - CERTAIN 2021: 143; SUMMER - CERTAIN 2022: 143; SUMMER - CERTAIN 2023: 143; SUMMER - CERTAIN 2024: 143; SUMMER - CERTAIN 2025: 143; SUMMER - CERTAIN 2026: 143; SUMMER - CERTAIN 2027: 143; SUMMER - CERTAIN 2028: 143; WINTER - CERTAIN 2018-19: 150; WINTER - CERTAIN 2019-20: 150; WINTER - CERTAIN 2020-21: 150; WINTER - CERTAIN 2021-22: 150; WINTER - CERTAIN 2022-23: 150; WINTER - CERTAIN 2023-24: 150; WINTER - CERTAIN 2024-25: 150; WINTER - CERTAIN 2025-26: 150; WINTER - CERTAIN 2026-27: 150; WINTER - CERTAIN 2027-28: 150; WINTER - CERTAIN 2028-29: 150
Existing | US | 1420495 | 55545 | CTG2 | DUKE_DUKE_GT2 | Hidalgo Energy Center | HIDALGO ENERGY CENTER CTG 2 | CT | NG |  | Natural Gas and Other Gases | 2000-01-01 |  | 176.63 | 143 | 150 | SUMMER - CERTAIN 2018: 143; SUMMER - CERTAIN 2019: 143; SUMMER - CERTAIN 2020: 143; SUMMER - CERTAIN 2021: 143; SUMMER - CERTAIN 2022: 143; SUMMER - CERTAIN 2023: 143; SUMMER - CERTAIN 2024: 143; SUMMER - CERTAIN 2025: 143; SUMMER - CERTAIN 2026: 143; SUMMER - CERTAIN 2027: 143; SUMMER - CERTAIN 2028: 143; WINTER - CERTAIN 2018-19: 150; WINTER - CERTAIN 2019-20: 150; WINTER - CERTAIN 2020-21: 150; WINTER - CERTAIN 2021-22: 150; WINTER - CERTAIN 2022-23: 150; WINTER - CERTAIN 2023-24: 150; WINTER - CERTAIN 2024-25: 150; WINTER - CERTAIN 2025-26: 150; WINTER - CERTAIN 2026-27: 150; WINTER - CERTAIN 2027-28: 150; WINTER - CERTAIN 2028-29: 150
Existing | US | 1664518 | 55545 | STG1 | DUKE_DUKE_ST1 | Hidalgo Energy Center | HIDALGO ENERGY CENTER STG | CA | NG |  | Natural Gas and Other Gases | 2000-01-01 |  | 198.05 | 172 | 176 | SUMMER - CERTAIN 2018: 172; SUMMER - CERTAIN 2019: 172; SUMMER - CERTAIN 2020: 172; SUMMER - CERTAIN 2021: 172; SUMMER - CERTAIN 2022: 172; SUMMER - CERTAIN 2023: 172; SUMMER - CERTAIN 2024: 172; SUMMER - CERTAIN 2025: 172; SUMMER - CERTAIN 2026: 172; SUMMER - CERTAIN 2027: 172; SUMMER - CERTAIN 2028: 172; WINTER - CERTAIN 2018-19: 176; WINTER - CERTAIN 2019-20: 176; WINTER - CERTAIN 2020-21: 176; WINTER - CERTAIN 2021-22: 176; WINTER - CERTAIN 2022-23: 176; WINTER - CERTAIN 2023-24: 176; WINTER - CERTAIN 2024-25: 176; WINTER - CERTAIN 2025-26: 176; WINTER - CERTAIN 2026-27: 176; WINTER - CERTAIN 2027-28: 176; WINTER - CERTAIN 2028-29: 176
Existing | US | 1278342 | 55230 | CT1 | JACKCNTY_CT1 | Jack County | JACK COUNTY GEN FACILITY CTG 1 | CT | NG |  | Natural Gas and Other Gases | 2005-07-01 |  | 198.9 | 155 | 160 | SUMMER - CERTAIN 2018: 155; SUMMER - CERTAIN 2019: 155; SUMMER - CERTAIN 2020: 155; SUMMER - CERTAIN 2021: 155; SUMMER - CERTAIN 2022: 155; SUMMER - CERTAIN 2023: 155; SUMMER - CERTAIN 2024: 155; SUMMER - CERTAIN 2025: 155; SUMMER - CERTAIN 2026: 155; SUMMER - CERTAIN 2027: 155; SUMMER - CERTAIN 2028: 155; WINTER - CERTAIN 2018-19: 160; WINTER - CERTAIN 2019-20: 160; WINTER - CERTAIN 2020-21: 160; WINTER - CERTAIN 2021-22: 160; WINTER - CERTAIN 2022-23: 160; WINTER - CERTAIN 2023-24: 160; WINTER - CERTAIN 2024-25: 160; WINTER - CERTAIN 2025-26: 160; WINTER - CERTAIN 2026-27: 160; WINTER - CERTAIN 2027-28: 160; WINTER - CERTAIN 2028-29: 160
Existing | US | 1934361 | 55230 | CT2 | JACKCNTY_CT2 | Jack County | JACK COUNTY GEN FACILITY CTG 2 | CT | NG |  | Natural Gas and Other Gases | 2005-07-01 |  | 198.9 | 155 | 160 | SUMMER - CERTAIN 2018: 155; SUMMER - CERTAIN 2019: 155; SUMMER - CERTAIN 2020: 155; SUMMER - CERTAIN 2021: 155; SUMMER - CERTAIN 2022: 155; SUMMER - CERTAIN 2023: 155; SUMMER - CERTAIN 2024: 155; SUMMER - CERTAIN 2025: 155; SUMMER - CERTAIN 2026: 155; SUMMER - CERTAIN 2027: 155; SUMMER - CERTAIN 2028: 155; WINTER - CERTAIN 2018-19: 160; WINTER - CERTAIN 2019-20: 160; WINTER - CERTAIN 2020-21: 160; WINTER - CERTAIN 2021-22: 160; WINTER - CERTAIN 2022-23: 160; WINTER - CERTAIN 2023-24: 160; WINTER - CERTAIN 2024-25: 160; WINTER - CERTAIN 2025-26: 160; WINTER - CERTAIN 2026-27: 160; WINTER - CERTAIN 2027-28: 160; WINTER - CERTAIN 2028-29: 160
Existing | US | 1206231 | 55230 | ST1 | JACKCNTY_STG | Jack County | JACK COUNTY GEN FACILITY STG 1 | CA | NG |  | Natural Gas and Other Gases | 2005-07-01 |  | 320.6 | 295 | 293 | SUMMER - CERTAIN 2018: 295; SUMMER - CERTAIN 2019: 295; SUMMER - CERTAIN 2020: 295; SUMMER - CERTAIN 2021: 295; SUMMER - CERTAIN 2022: 295; SUMMER - CERTAIN 2023: 295; SUMMER - CERTAIN 2024: 295; SUMMER - CERTAIN 2025: 295; SUMMER - CERTAIN 2026: 295; SUMMER - CERTAIN 2027: 295; SUMMER - CERTAIN 2028: 295; WINTER - CERTAIN 2018-19: 293; WINTER - CERTAIN 2019-20: 293; WINTER - CERTAIN 2020-21: 293; WINTER - CERTAIN 2021-22: 293; WINTER - CERTAIN 2022-23: 293; WINTER - CERTAIN 2023-24: 293; WINTER - CERTAIN 2024-25: 293; WINTER - CERTAIN 2025-26: 293; WINTER - CERTAIN 2026-27: 293; WINTER - CERTAIN 2027-28: 293; WINTER - CERTAIN 2028-29: 293
Existing | US | 1874052 | 55230 | CT3 | JCKCNTY2_CT3 | Jack County | JACK COUNTY GEN FACILITY CTG 3 | CT | NG |  | Natural Gas and Other Gases | 2011-08-05 |  | 198.9 | 150 | 165 | SUMMER - CERTAIN 2018: 150; SUMMER - CERTAIN 2019: 150; SUMMER - CERTAIN 2020: 150; SUMMER - CERTAIN 2021: 150; SUMMER - CERTAIN 2022: 150; SUMMER - CERTAIN 2023: 150; SUMMER - CERTAIN 2024: 150; SUMMER - CERTAIN 2025: 150; SUMMER - CERTAIN 2026: 150; SUMMER - CERTAIN 2027: 150; SUMMER - CERTAIN 2028: 150; WINTER - CERTAIN 2018-19: 165; WINTER - CERTAIN 2019-20: 165; WINTER - CERTAIN 2020-21: 165; WINTER - CERTAIN 2021-22: 165; WINTER - CERTAIN 2022-23: 165; WINTER - CERTAIN 2023-24: 165; WINTER - CERTAIN 2024-25: 165; WINTER - CERTAIN 2025-26: 165; WINTER - CERTAIN 2026-27: 165; WINTER - CERTAIN 2027-28: 165; WINTER - CERTAIN 2028-29: 165
Existing | US | 1780041 | 55230 | CT4 | JCKCNTY2_CT4 | Jack County | JACK COUNTY GEN FACILITY CTG 4 | CT | NG |  | Natural Gas and Other Gases | 2011-08-05 |  | 198.9 | 150 | 165 | SUMMER - CERTAIN 2018: 150; SUMMER - CERTAIN 2019: 150; SUMMER - CERTAIN 2020: 150; SUMMER - CERTAIN 2021: 150; SUMMER - CERTAIN 2022: 150; SUMMER - CERTAIN 2023: 150; SUMMER - CERTAIN 2024: 150; SUMMER - CERTAIN 2025: 150; SUMMER - CERTAIN 2026: 150; SUMMER - CERTAIN 2027: 150; SUMMER - CERTAIN 2028: 150; WINTER - CERTAIN 2018-19: 165; WINTER - CERTAIN 2019-20: 165; WINTER - CERTAIN 2020-21: 165; WINTER - CERTAIN 2021-22: 165; WINTER - CERTAIN 2022-23: 165; WINTER - CERTAIN 2023-24: 165; WINTER - CERTAIN 2024-25: 165; WINTER - CERTAIN 2025-26: 165; WINTER - CERTAIN 2026-27: 165; WINTER - CERTAIN 2027-28: 165; WINTER - CERTAIN 2028-29: 165
Existing | US | 1770753 | 55230 | ST2 | JCKCNTY2_ST2 | Jack County | JACK COUNTY GEN FACILITY STG 2 | CA | NG |  | Natural Gas and Other Gases | 2011-08-05 |  | 320.6 | 295 | 310 | SUMMER - CERTAIN 2018: 295; SUMMER - CERTAIN 2019: 295; SUMMER - CERTAIN 2020: 295; SUMMER - CERTAIN 2021: 295; SUMMER - CERTAIN 2022: 295; SUMMER - CERTAIN 2023: 295; SUMMER - CERTAIN 2024: 295; SUMMER - CERTAIN 2025: 295; SUMMER - CERTAIN 2026: 295; SUMMER - CERTAIN 2027: 295; SUMMER - CERTAIN 2028: 295; WINTER - CERTAIN 2018-19: 310; WINTER - CERTAIN 2019-20: 310; WINTER - CERTAIN 2020-21: 310; WINTER - CERTAIN 2021-22: 310; WINTER - CERTAIN 2022-23: 310; WINTER - CERTAIN 2023-24: 310; WINTER - CERTAIN 2024-25: 310; WINTER - CERTAIN 2025-26: 310; WINTER - CERTAIN 2026-27: 310; WINTER - CERTAIN 2027-28: 310; WINTER - CERTAIN 2028-29: 310
Existing | US | 1613480 | 54817 | GT-1 | TEN_CT1 | Johnson County | JOHNSON COUNTY GEN FACILITY CTG | CT | NG |  | Natural Gas and Other Gases | 1997-01-02 |  | 185 | 163 | 177 | SUMMER - CERTAIN 2018: 163; SUMMER - CERTAIN 2019: 163; SUMMER - CERTAIN 2020: 163; SUMMER - CERTAIN 2021: 163; SUMMER - CERTAIN 2022: 163; SUMMER - CERTAIN 2023: 163; SUMMER - CERTAIN 2024: 163; SUMMER - CERTAIN 2025: 163; SUMMER - CERTAIN 2026: 163; SUMMER - CERTAIN 2027: 163; SUMMER - CERTAIN 2028: 163; WINTER - CERTAIN 2018-19: 177; WINTER - CERTAIN 2019-20: 177; WINTER - CERTAIN 2020-21: 177; WINTER - CERTAIN 2021-22: 177; WINTER - CERTAIN 2022-23: 177; WINTER - CERTAIN 2023-24: 177; WINTER - CERTAIN 2024-25: 177; WINTER - CERTAIN 2025-26: 177; WINTER - CERTAIN 2026-27: 177; WINTER - CERTAIN 2027-28: 177; WINTER - CERTAIN 2028-29: 177
Existing | US | 1120858 | 54817 | ST-1 | TEN_STG | Johnson County | JOHNSON COUNTY GEN FACILITY STG | CA | NG |  | Natural Gas and Other Gases | 1997-01-02 |  | 107 | 106 | 106 | SUMMER - CERTAIN 2018: 106; SUMMER - CERTAIN 2019: 106; SUMMER - CERTAIN 2020: 106; SUMMER - CERTAIN 2021: 106; SUMMER - CERTAIN 2022: 106; SUMMER - CERTAIN 2023: 106; SUMMER - CERTAIN 2024: 106; SUMMER - CERTAIN 2025: 106; SUMMER - CERTAIN 2026: 106; SUMMER - CERTAIN 2027: 106; SUMMER - CERTAIN 2028: 106; WINTER - CERTAIN 2018-19: 106; WINTER - CERTAIN 2019-20: 106; WINTER - CERTAIN 2020-21: 106; WINTER - CERTAIN 2021-22: 106; WINTER - CERTAIN 2022-23: 106; WINTER - CERTAIN 2023-24: 106; WINTER - CERTAIN 2024-25: 106; WINTER - CERTAIN 2025-26: 106; WINTER - CERTAIN 2026-27: 106; WINTER - CERTAIN 2027-28: 106; WINTER - CERTAIN 2028-29: 106
Existing | US | 1282098 | 55097 | CTG1 | LPCCS_CT11 | Lamar Power Project | LAMAR ENERGY CENTER CTG 11 | CT | NG |  | Natural Gas and Other Gases | 2000-07-04 |  | 186 | 163 | 186 | SUMMER - CERTAIN 2018: 163; SUMMER - CERTAIN 2019: 163; SUMMER - CERTAIN 2020: 163; SUMMER - CERTAIN 2021: 163; SUMMER - CERTAIN 2022: 163; SUMMER - CERTAIN 2023: 163; SUMMER - CERTAIN 2024: 163; SUMMER - CERTAIN 2025: 163; SUMMER - CERTAIN 2026: 163; SUMMER - CERTAIN 2027: 163; SUMMER - CERTAIN 2028: 163; WINTER - CERTAIN 2018-19: 186; WINTER - CERTAIN 2019-20: 186; WINTER - CERTAIN 2020-21: 186; WINTER - CERTAIN 2021-22: 186; WINTER - CERTAIN 2022-23: 186; WINTER - CERTAIN 2023-24: 186; WINTER - CERTAIN 2024-25: 186; WINTER - CERTAIN 2025-26: 186; WINTER - CERTAIN 2026-27: 186; WINTER - CERTAIN 2027-28: 186; WINTER - CERTAIN 2028-29: 186
Existing | US | 1600004 | 55097 | CTG2 | LPCCS_CT12 | Lamar Power Project | LAMAR ENERGY CENTER CTG 12 | CT | NG |  | Natural Gas and Other Gases | 2000-07-04 |  | 186 | 153 | 176 | SUMMER - CERTAIN 2018: 153; SUMMER - CERTAIN 2019: 153; SUMMER - CERTAIN 2020: 153; SUMMER - CERTAIN 2021: 153; SUMMER - CERTAIN 2022: 153; SUMMER - CERTAIN 2023: 153; SUMMER - CERTAIN 2024: 153; SUMMER - CERTAIN 2025: 153; SUMMER - CERTAIN 2026: 153; SUMMER - CERTAIN 2027: 153; SUMMER - CERTAIN 2028: 153; WINTER - CERTAIN 2018-19: 176; WINTER - CERTAIN 2019-20: 176; WINTER - CERTAIN 2020-21: 176; WINTER - CERTAIN 2021-22: 176; WINTER - CERTAIN 2022-23: 176; WINTER - CERTAIN 2023-24: 176; WINTER - CERTAIN 2024-25: 176; WINTER - CERTAIN 2025-26: 176; WINTER - CERTAIN 2026-27: 176; WINTER - CERTAIN 2027-28: 176; WINTER - CERTAIN 2028-29: 176
Existing | US | 1126724 | 55097 | CTG3 | LPCCS_CT21 | Lamar Power Project | LAMAR ENERGY CENTER CTG 21 | CT | NG |  | Natural Gas and Other Gases | 2000-07-04 |  | 186 | 153 | 176 | SUMMER - CERTAIN 2018: 153; SUMMER - CERTAIN 2019: 153; SUMMER - CERTAIN 2020: 153; SUMMER - CERTAIN 2021: 153; SUMMER - CERTAIN 2022: 153; SUMMER - CERTAIN 2023: 153; SUMMER - CERTAIN 2024: 153; SUMMER - CERTAIN 2025: 153; SUMMER - CERTAIN 2026: 153; SUMMER - CERTAIN 2027: 153; SUMMER - CERTAIN 2028: 153; WINTER - CERTAIN 2018-19: 176; WINTER - CERTAIN 2019-20: 176; WINTER - CERTAIN 2020-21: 176; WINTER - CERTAIN 2021-22: 176; WINTER - CERTAIN 2022-23: 176; WINTER - CERTAIN 2023-24: 176; WINTER - CERTAIN 2024-25: 176; WINTER - CERTAIN 2025-26: 176; WINTER - CERTAIN 2026-27: 176; WINTER - CERTAIN 2027-28: 176; WINTER - CERTAIN 2028-29: 176
Existing | US | 1796872 | 55097 | CTG4 | LPCCS_CT22 | Lamar Power Project | LAMAR ENERGY CENTER CTG 22 | CT | NG |  | Natural Gas and Other Gases | 2000-07-04 |  | 186 | 163 | 186 | SUMMER - CERTAIN 2018: 163; SUMMER - CERTAIN 2019: 163; SUMMER - CERTAIN 2020: 163; SUMMER - CERTAIN 2021: 163; SUMMER - CERTAIN 2022: 163; SUMMER - CERTAIN 2023: 163; SUMMER - CERTAIN 2024: 163; SUMMER - CERTAIN 2025: 163; SUMMER - CERTAIN 2026: 163; SUMMER - CERTAIN 2027: 163; SUMMER - CERTAIN 2028: 163; WINTER - CERTAIN 2018-19: 186; WINTER - CERTAIN 2019-20: 186; WINTER - CERTAIN 2020-21: 186; WINTER - CERTAIN 2021-22: 186; WINTER - CERTAIN 2022-23: 186; WINTER - CERTAIN 2023-24: 186; WINTER - CERTAIN 2024-25: 186; WINTER - CERTAIN 2025-26: 186; WINTER - CERTAIN 2026-27: 186; WINTER - CERTAIN 2027-28: 186; WINTER - CERTAIN 2028-29: 186
Existing | US | 1747362 | 55097 | STG1 | LPCCS_UNIT1 | Lamar Power Project | LAMAR ENERGY CENTER STG 1 | CA | NG |  | Natural Gas and Other Gases | 2000-07-04 |  | 216 | 204 | 204 | SUMMER - CERTAIN 2018: 204; SUMMER - CERTAIN 2019: 204; SUMMER - CERTAIN 2020: 204; SUMMER - CERTAIN 2021: 204; SUMMER - CERTAIN 2022: 204; SUMMER - CERTAIN 2023: 204; SUMMER - CERTAIN 2024: 204; SUMMER - CERTAIN 2025: 204; SUMMER - CERTAIN 2026: 204; SUMMER - CERTAIN 2027: 204; SUMMER - CERTAIN 2028: 204; WINTER - CERTAIN 2018-19: 204; WINTER - CERTAIN 2019-20: 204; WINTER - CERTAIN 2020-21: 204; WINTER - CERTAIN 2021-22: 204; WINTER - CERTAIN 2022-23: 204; WINTER - CERTAIN 2023-24: 204; WINTER - CERTAIN 2024-25: 204; WINTER - CERTAIN 2025-26: 204; WINTER - CERTAIN 2026-27: 204; WINTER - CERTAIN 2027-28: 204; WINTER - CERTAIN 2028-29: 204
Existing | US | 1098956 | 55097 | STG2 | LPCCS_UNIT2 | Lamar Power Project | LAMAR ENERGY CENTER STG 2 | CA | NG |  | Natural Gas and Other Gases | 2000-07-04 |  | 216 | 204 | 204 | SUMMER - CERTAIN 2018: 204; SUMMER - CERTAIN 2019: 204; SUMMER - CERTAIN 2020: 204; SUMMER - CERTAIN 2021: 204; SUMMER - CERTAIN 2022: 204; SUMMER - CERTAIN 2023: 204; SUMMER - CERTAIN 2024: 204; SUMMER - CERTAIN 2025: 204; SUMMER - CERTAIN 2026: 204; SUMMER - CERTAIN 2027: 204; SUMMER - CERTAIN 2028: 204; WINTER - CERTAIN 2018-19: 204; WINTER - CERTAIN 2019-20: 204; WINTER - CERTAIN 2020-21: 204; WINTER - CERTAIN 2021-22: 204; WINTER - CERTAIN 2022-23: 204; WINTER - CERTAIN 2023-24: 204; WINTER - CERTAIN 2024-25: 204; WINTER - CERTAIN 2025-26: 204; WINTER - CERTAIN 2026-27: 204; WINTER - CERTAIN 2027-28: 204; WINTER - CERTAIN 2028-29: 204
Existing | US | 1212230 | 55154 | CTA | LOSTPI_LOSTPGT1 | Lost Pines 1 Power Project | LOST PINES POWER CTG 1 | CT | NG |  | Natural Gas and Other Gases | 2001-05-27 |  | 202.5 | 170 | 183 | SUMMER - CERTAIN 2018: 170; SUMMER - CERTAIN 2019: 170; SUMMER - CERTAIN 2020: 170; SUMMER - CERTAIN 2021: 170; SUMMER - CERTAIN 2022: 170; SUMMER - CERTAIN 2023: 170; SUMMER - CERTAIN 2024: 170; SUMMER - CERTAIN 2025: 170; SUMMER - CERTAIN 2026: 170; SUMMER - CERTAIN 2027: 170; SUMMER - CERTAIN 2028: 170; WINTER - CERTAIN 2018-19: 183; WINTER - CERTAIN 2019-20: 183; WINTER - CERTAIN 2020-21: 183; WINTER - CERTAIN 2021-22: 183; WINTER - CERTAIN 2022-23: 183; WINTER - CERTAIN 2023-24: 183; WINTER - CERTAIN 2024-25: 183; WINTER - CERTAIN 2025-26: 183; WINTER - CERTAIN 2026-27: 183; WINTER - CERTAIN 2027-28: 183; WINTER - CERTAIN 2028-29: 183
Existing | US | 1431892 | 55154 | CTB | LOSTPI_LOSTPGT2 | Lost Pines 1 Power Project | LOST PINES POWER CTG 2 | CT | NG |  | Natural Gas and Other Gases | 2001-05-27 |  | 202.5 | 170 | 183 | SUMMER - CERTAIN 2018: 170; SUMMER - CERTAIN 2019: 170; SUMMER - CERTAIN 2020: 170; SUMMER - CERTAIN 2021: 170; SUMMER - CERTAIN 2022: 170; SUMMER - CERTAIN 2023: 170; SUMMER - CERTAIN 2024: 170; SUMMER - CERTAIN 2025: 170; SUMMER - CERTAIN 2026: 170; SUMMER - CERTAIN 2027: 170; SUMMER - CERTAIN 2028: 170; WINTER - CERTAIN 2018-19: 183; WINTER - CERTAIN 2019-20: 183; WINTER - CERTAIN 2020-21: 183; WINTER - CERTAIN 2021-22: 183; WINTER - CERTAIN 2022-23: 183; WINTER - CERTAIN 2023-24: 183; WINTER - CERTAIN 2024-25: 183; WINTER - CERTAIN 2025-26: 183; WINTER - CERTAIN 2026-27: 183; WINTER - CERTAIN 2027-28: 183; WINTER - CERTAIN 2028-29: 183
Existing | US | 1191056 | 55154 | ST | LOSTPI_LOSTPST1 | Lost Pines 1 Power Project | LOST PINES POWER STG | CA | NG |  | Natural Gas and Other Gases | 2001-05-27 |  | 204 | 188 | 192 | SUMMER - CERTAIN 2018: 188; SUMMER - CERTAIN 2019: 188; SUMMER - CERTAIN 2020: 188; SUMMER - CERTAIN 2021: 188; SUMMER - CERTAIN 2022: 188; SUMMER - CERTAIN 2023: 188; SUMMER - CERTAIN 2024: 188; SUMMER - CERTAIN 2025: 188; SUMMER - CERTAIN 2026: 188; SUMMER - CERTAIN 2027: 188; SUMMER - CERTAIN 2028: 188; WINTER - CERTAIN 2018-19: 192; WINTER - CERTAIN 2019-20: 192; WINTER - CERTAIN 2020-21: 192; WINTER - CERTAIN 2021-22: 192; WINTER - CERTAIN 2022-23: 192; WINTER - CERTAIN 2023-24: 192; WINTER - CERTAIN 2024-25: 192; WINTER - CERTAIN 2025-26: 192; WINTER - CERTAIN 2026-27: 192; WINTER - CERTAIN 2027-28: 192; WINTER - CERTAIN 2028-29: 192
Existing | US | 1786790 | 55123 | CTG1 | NEDIN_NEDIN_G1 | Magic Valley Generating Station | MAGIC VALLEY STATION CTG 1 | CT | NG |  | Natural Gas and Other Gases | 2001-07-11 |  | 266.9 | 208.6 | 218.6 | SUMMER - CERTAIN 2018: 208.6; SUMMER - CERTAIN 2019: 208.6; SUMMER - CERTAIN 2020: 208.6; SUMMER - CERTAIN 2021: 208.6; SUMMER - CERTAIN 2022: 208.6; SUMMER - CERTAIN 2023: 208.6; SUMMER - CERTAIN 2024: 208.6; SUMMER - CERTAIN 2025: 208.6; SUMMER - CERTAIN 2026: 208.6; SUMMER - CERTAIN 2027: 208.6; SUMMER - CERTAIN 2028: 208.6; WINTER - CERTAIN 2018-19: 218.6; WINTER - CERTAIN 2019-20: 218.6; WINTER - CERTAIN 2020-21: 218.6; WINTER - CERTAIN 2021-22: 218.6; WINTER - CERTAIN 2022-23: 218.6; WINTER - CERTAIN 2023-24: 218.6; WINTER - CERTAIN 2024-25: 218.6; WINTER - CERTAIN 2025-26: 218.6; WINTER - CERTAIN 2026-27: 218.6; WINTER - CERTAIN 2027-28: 218.6; WINTER - CERTAIN 2028-29: 218.6
Existing | US | 1419758 | 55123 | CTG2 | NEDIN_NEDIN_G2 | Magic Valley Generating Station | MAGIC VALLEY STATION CTG 2 | CT | NG |  | Natural Gas and Other Gases | 2001-07-11 |  | 266.9 | 208.6 | 218.6 | SUMMER - CERTAIN 2018: 208.6; SUMMER - CERTAIN 2019: 208.6; SUMMER - CERTAIN 2020: 208.6; SUMMER - CERTAIN 2021: 208.6; SUMMER - CERTAIN 2022: 208.6; SUMMER - CERTAIN 2023: 208.6; SUMMER - CERTAIN 2024: 208.6; SUMMER - CERTAIN 2025: 208.6; SUMMER - CERTAIN 2026: 208.6; SUMMER - CERTAIN 2027: 208.6; SUMMER - CERTAIN 2028: 208.6; WINTER - CERTAIN 2018-19: 218.6; WINTER - CERTAIN 2019-20: 218.6; WINTER - CERTAIN 2020-21: 218.6; WINTER - CERTAIN 2021-22: 218.6; WINTER - CERTAIN 2022-23: 218.6; WINTER - CERTAIN 2023-24: 218.6; WINTER - CERTAIN 2024-25: 218.6; WINTER - CERTAIN 2025-26: 218.6; WINTER - CERTAIN 2026-27: 218.6; WINTER - CERTAIN 2027-28: 218.6; WINTER - CERTAIN 2028-29: 218.6
Existing | US | 1717815 | 55123 | STG | NEDIN_NEDIN_G3 | Magic Valley Generating Station | MAGIC VALLEY STATION STG | CA | NG |  | Natural Gas and Other Gases | 2001-07-11 |  | 258.4 | 253 | 257.9 | SUMMER - CERTAIN 2018: 253; SUMMER - CERTAIN 2019: 253; SUMMER - CERTAIN 2020: 253; SUMMER - CERTAIN 2021: 253; SUMMER - CERTAIN 2022: 253; SUMMER - CERTAIN 2023: 253; SUMMER - CERTAIN 2024: 253; SUMMER - CERTAIN 2025: 253; SUMMER - CERTAIN 2026: 253; SUMMER - CERTAIN 2027: 253; SUMMER - CERTAIN 2028: 253; WINTER - CERTAIN 2018-19: 257.9; WINTER - CERTAIN 2019-20: 257.9; WINTER - CERTAIN 2020-21: 257.9; WINTER - CERTAIN 2021-22: 257.9; WINTER - CERTAIN 2022-23: 257.9; WINTER - CERTAIN 2023-24: 257.9; WINTER - CERTAIN 2024-25: 257.9; WINTER - CERTAIN 2025-26: 257.9; WINTER - CERTAIN 2026-27: 257.9; WINTER - CERTAIN 2027-28: 257.9; WINTER - CERTAIN 2028-29: 257.9
Existing | US | 1672189 | 55091 | STK1 | MDANP_CT1 | Midlothian Energy Facility | MIDLOTHIAN ENERGY FACILITY CS 1 | CS | NG |  | Natural Gas and Other Gases | 2001-03-18 |  | 247 | 235 | 240 | SUMMER - CERTAIN 2018: 235; SUMMER - CERTAIN 2019: 235; SUMMER - CERTAIN 2020: 235; SUMMER - CERTAIN 2021: 235; SUMMER - CERTAIN 2022: 235; SUMMER - CERTAIN 2023: 235; SUMMER - CERTAIN 2024: 235; SUMMER - CERTAIN 2025: 235; SUMMER - CERTAIN 2026: 235; SUMMER - CERTAIN 2027: 235; SUMMER - CERTAIN 2028: 235; WINTER - CERTAIN 2018-19: 240; WINTER - CERTAIN 2019-20: 240; WINTER - CERTAIN 2020-21: 240; WINTER - CERTAIN 2021-22: 240; WINTER - CERTAIN 2022-23: 240; WINTER - CERTAIN 2023-24: 240; WINTER - CERTAIN 2024-25: 240; WINTER - CERTAIN 2025-26: 240; WINTER - CERTAIN 2026-27: 240; WINTER - CERTAIN 2027-28: 240; WINTER - CERTAIN 2028-29: 240
Existing | US | 1980234 | 55091 | STK2 | MDANP_CT2 | Midlothian Energy Facility | MIDLOTHIAN ENERGY FACILITY CS 2 | CS | NG |  | Natural Gas and Other Gases | 2001-03-15 |  | 247 | 235 | 240 | SUMMER - CERTAIN 2018: 235; SUMMER - CERTAIN 2019: 235; SUMMER - CERTAIN 2020: 235; SUMMER - CERTAIN 2021: 235; SUMMER - CERTAIN 2022: 235; SUMMER - CERTAIN 2023: 235; SUMMER - CERTAIN 2024: 235; SUMMER - CERTAIN 2025: 235; SUMMER - CERTAIN 2026: 235; SUMMER - CERTAIN 2027: 235; SUMMER - CERTAIN 2028: 235; WINTER - CERTAIN 2018-19: 240; WINTER - CERTAIN 2019-20: 240; WINTER - CERTAIN 2020-21: 240; WINTER - CERTAIN 2021-22: 240; WINTER - CERTAIN 2022-23: 240; WINTER - CERTAIN 2023-24: 240; WINTER - CERTAIN 2024-25: 240; WINTER - CERTAIN 2025-26: 240; WINTER - CERTAIN 2026-27: 240; WINTER - CERTAIN 2027-28: 240; WINTER - CERTAIN 2028-29: 240
Existing | US | 1082740 | 55091 | STK3 | MDANP_CT3 | Midlothian Energy Facility | MIDLOTHIAN ENERGY FACILITY CS 3 | CS | NG |  | Natural Gas and Other Gases | 2001-01-22 |  | 247 | 235 | 240 | SUMMER - CERTAIN 2018: 235; SUMMER - CERTAIN 2019: 235; SUMMER - CERTAIN 2020: 235; SUMMER - CERTAIN 2021: 235; SUMMER - CERTAIN 2022: 235; SUMMER - CERTAIN 2023: 235; SUMMER - CERTAIN 2024: 235; SUMMER - CERTAIN 2025: 235; SUMMER - CERTAIN 2026: 235; SUMMER - CERTAIN 2027: 235; SUMMER - CERTAIN 2028: 235; WINTER - CERTAIN 2018-19: 240; WINTER - CERTAIN 2019-20: 240; WINTER - CERTAIN 2020-21: 240; WINTER - CERTAIN 2021-22: 240; WINTER - CERTAIN 2022-23: 240; WINTER - CERTAIN 2023-24: 240; WINTER - CERTAIN 2024-25: 240; WINTER - CERTAIN 2025-26: 240; WINTER - CERTAIN 2026-27: 240; WINTER - CERTAIN 2027-28: 240; WINTER - CERTAIN 2028-29: 240
Existing | US | 1452931 | 55091 | STK4 | MDANP_CT4 | Midlothian Energy Facility | MIDLOTHIAN ENERGY FACILITY CS 4 | CS | NG |  | Natural Gas and Other Gases | 2001-02-08 |  | 247 | 235 | 240 | SUMMER - CERTAIN 2018: 235; SUMMER - CERTAIN 2019: 235; SUMMER - CERTAIN 2020: 235; SUMMER - CERTAIN 2021: 235; SUMMER - CERTAIN 2022: 235; SUMMER - CERTAIN 2023: 235; SUMMER - CERTAIN 2024: 235; SUMMER - CERTAIN 2025: 235; SUMMER - CERTAIN 2026: 235; SUMMER - CERTAIN 2027: 235; SUMMER - CERTAIN 2028: 235; WINTER - CERTAIN 2018-19: 240; WINTER - CERTAIN 2019-20: 240; WINTER - CERTAIN 2020-21: 240; WINTER - CERTAIN 2021-22: 240; WINTER - CERTAIN 2022-23: 240; WINTER - CERTAIN 2023-24: 240; WINTER - CERTAIN 2024-25: 240; WINTER - CERTAIN 2025-26: 240; WINTER - CERTAIN 2026-27: 240; WINTER - CERTAIN 2027-28: 240; WINTER - CERTAIN 2028-29: 240
Existing | US | 1337233 | 55091 | STK5 | MDANP_CT5 | Midlothian Energy Facility | MIDLOTHIAN ENERGY FACILITY CS 5 | CS | NG |  | Natural Gas and Other Gases | 2002-06-28 |  | 260 | 252 | 257 | SUMMER - CERTAIN 2018: 252; SUMMER - CERTAIN 2019: 252; SUMMER - CERTAIN 2020: 252; SUMMER - CERTAIN 2021: 252; SUMMER - CERTAIN 2022: 252; SUMMER - CERTAIN 2023: 252; SUMMER - CERTAIN 2024: 252; SUMMER - CERTAIN 2025: 252; SUMMER - CERTAIN 2026: 252; SUMMER - CERTAIN 2027: 252; SUMMER - CERTAIN 2028: 252; WINTER - CERTAIN 2018-19: 257; WINTER - CERTAIN 2019-20: 257; WINTER - CERTAIN 2020-21: 257; WINTER - CERTAIN 2021-22: 257; WINTER - CERTAIN 2022-23: 257; WINTER - CERTAIN 2023-24: 257; WINTER - CERTAIN 2024-25: 257; WINTER - CERTAIN 2025-26: 257; WINTER - CERTAIN 2026-27: 257; WINTER - CERTAIN 2027-28: 257; WINTER - CERTAIN 2028-29: 257
Existing | US | 1200367 | 55091 | STK6 | MDANP_CT6 | Midlothian Energy Facility | MIDLOTHIAN ENERGY FACILITY CS 6 | CS | NG |  | Natural Gas and Other Gases | 2002-06-07 |  | 260 | 252 | 257 | SUMMER - CERTAIN 2018: 252; SUMMER - CERTAIN 2019: 252; SUMMER - CERTAIN 2020: 252; SUMMER - CERTAIN 2021: 252; SUMMER - CERTAIN 2022: 252; SUMMER - CERTAIN 2023: 252; SUMMER - CERTAIN 2024: 252; SUMMER - CERTAIN 2025: 252; SUMMER - CERTAIN 2026: 252; SUMMER - CERTAIN 2027: 252; SUMMER - CERTAIN 2028: 252; WINTER - CERTAIN 2018-19: 257; WINTER - CERTAIN 2019-20: 257; WINTER - CERTAIN 2020-21: 257; WINTER - CERTAIN 2021-22: 257; WINTER - CERTAIN 2022-23: 257; WINTER - CERTAIN 2023-24: 257; WINTER - CERTAIN 2024-25: 257; WINTER - CERTAIN 2025-26: 257; WINTER - CERTAIN 2026-27: 257; WINTER - CERTAIN 2027-28: 257; WINTER - CERTAIN 2028-29: 257
Existing | US | 1373404 | 3441 | 8 | NUECES_B_NUECESG8 | Nueces Bay | NUECES BAY REPOWER CTG 8 | CT | NG |  | Natural Gas and Other Gases | 2010-03-20 |  | 189.55 | 157 | 165 | SUMMER - CERTAIN 2018: 157; SUMMER - CERTAIN 2019: 157; SUMMER - CERTAIN 2020: 157; SUMMER - CERTAIN 2021: 157; SUMMER - CERTAIN 2022: 157; SUMMER - CERTAIN 2023: 157; SUMMER - CERTAIN 2024: 157; SUMMER - CERTAIN 2025: 157; SUMMER - CERTAIN 2026: 157; SUMMER - CERTAIN 2027: 157; SUMMER - CERTAIN 2028: 157; WINTER - CERTAIN 2018-19: 165; WINTER - CERTAIN 2019-20: 165; WINTER - CERTAIN 2020-21: 165; WINTER - CERTAIN 2021-22: 165; WINTER - CERTAIN 2022-23: 165; WINTER - CERTAIN 2023-24: 165; WINTER - CERTAIN 2024-25: 165; WINTER - CERTAIN 2025-26: 165; WINTER - CERTAIN 2026-27: 165; WINTER - CERTAIN 2027-28: 165; WINTER - CERTAIN 2028-29: 165
Existing | US | 1482243 | 3441 | 9 | NUECES_B_NUECESG9 | Nueces Bay | NUECES BAY REPOWER CTG 9 | CT | NG |  | Natural Gas and Other Gases | 2010-03-20 |  | 189.55 | 157 | 165 | SUMMER - CERTAIN 2018: 157; SUMMER - CERTAIN 2019: 157; SUMMER - CERTAIN 2020: 157; SUMMER - CERTAIN 2021: 157; SUMMER - CERTAIN 2022: 157; SUMMER - CERTAIN 2023: 157; SUMMER - CERTAIN 2024: 157; SUMMER - CERTAIN 2025: 157; SUMMER - CERTAIN 2026: 157; SUMMER - CERTAIN 2027: 157; SUMMER - CERTAIN 2028: 157; WINTER - CERTAIN 2018-19: 165; WINTER - CERTAIN 2019-20: 165; WINTER - CERTAIN 2020-21: 165; WINTER - CERTAIN 2021-22: 165; WINTER - CERTAIN 2022-23: 165; WINTER - CERTAIN 2023-24: 165; WINTER - CERTAIN 2024-25: 165; WINTER - CERTAIN 2025-26: 165; WINTER - CERTAIN 2026-27: 165; WINTER - CERTAIN 2027-28: 165; WINTER - CERTAIN 2028-29: 165
Existing | US | 1021089 | 3441 | 7 | NUECES_B_NUECESG7 | Nueces Bay | NUECES BAY REPOWER STG 7 | CA | NG |  | Natural Gas and Other Gases | 1972-01-01 |  | 351 | 319 | 325 | SUMMER - CERTAIN 2018: 319; SUMMER - CERTAIN 2019: 319; SUMMER - CERTAIN 2020: 319; SUMMER - CERTAIN 2021: 319; SUMMER - CERTAIN 2022: 319; SUMMER - CERTAIN 2023: 319; SUMMER - CERTAIN 2024: 319; SUMMER - CERTAIN 2025: 319; SUMMER - CERTAIN 2026: 319; SUMMER - CERTAIN 2027: 319; SUMMER - CERTAIN 2028: 319; WINTER - CERTAIN 2018-19: 325; WINTER - CERTAIN 2019-20: 325; WINTER - CERTAIN 2020-21: 325; WINTER - CERTAIN 2021-22: 325; WINTER - CERTAIN 2022-23: 325; WINTER - CERTAIN 2023-24: 325; WINTER - CERTAIN 2024-25: 325; WINTER - CERTAIN 2025-26: 325; WINTER - CERTAIN 2026-27: 325; WINTER - CERTAIN 2027-28: 325; WINTER - CERTAIN 2028-29: 325
Existing | US | 1992182 | 55215 | CTG1 | OECCS_CT11 | Odessa Ector Generating Station | ODESSA-ECTOR POWER CTG 11 | CT | NG |  | Natural Gas and Other Gases | 2001-06-01 |  | 171.7 | 149 | 157.9 | SUMMER - CERTAIN 2018: 149; SUMMER - CERTAIN 2019: 149; SUMMER - CERTAIN 2020: 149; SUMMER - CERTAIN 2021: 149; SUMMER - CERTAIN 2022: 149; SUMMER - CERTAIN 2023: 149; SUMMER - CERTAIN 2024: 149; SUMMER - CERTAIN 2025: 149; SUMMER - CERTAIN 2026: 149; SUMMER - CERTAIN 2027: 149; SUMMER - CERTAIN 2028: 149; WINTER - CERTAIN 2018-19: 157.9; WINTER - CERTAIN 2019-20: 157.9; WINTER - CERTAIN 2020-21: 157.9; WINTER - CERTAIN 2021-22: 157.9; WINTER - CERTAIN 2022-23: 157.9; WINTER - CERTAIN 2023-24: 157.9; WINTER - CERTAIN 2024-25: 157.9; WINTER - CERTAIN 2025-26: 157.9; WINTER - CERTAIN 2026-27: 157.9; WINTER - CERTAIN 2027-28: 157.9; WINTER - CERTAIN 2028-29: 157.9
Existing | US | 1519118 | 55215 | CTG2 | OECCS_CT12 | Odessa Ector Generating Station | ODESSA-ECTOR POWER CTG 12 | CT | NG |  | Natural Gas and Other Gases | 2001-06-01 |  | 171.7 | 143 | 151.5 | SUMMER - CERTAIN 2018: 143; SUMMER - CERTAIN 2019: 143; SUMMER - CERTAIN 2020: 143; SUMMER - CERTAIN 2021: 143; SUMMER - CERTAIN 2022: 143; SUMMER - CERTAIN 2023: 143; SUMMER - CERTAIN 2024: 143; SUMMER - CERTAIN 2025: 143; SUMMER - CERTAIN 2026: 143; SUMMER - CERTAIN 2027: 143; SUMMER - CERTAIN 2028: 143; WINTER - CERTAIN 2018-19: 151.5; WINTER - CERTAIN 2019-20: 151.5; WINTER - CERTAIN 2020-21: 151.5; WINTER - CERTAIN 2021-22: 151.5; WINTER - CERTAIN 2022-23: 151.5; WINTER - CERTAIN 2023-24: 151.5; WINTER - CERTAIN 2024-25: 151.5; WINTER - CERTAIN 2025-26: 151.5; WINTER - CERTAIN 2026-27: 151.5; WINTER - CERTAIN 2027-28: 151.5; WINTER - CERTAIN 2028-29: 151.5
Existing | US | 1905342 | 55215 | CTG3 | OECCS_CT21 | Odessa Ector Generating Station | ODESSA-ECTOR POWER CTG 21 | CT | NG |  | Natural Gas and Other Gases | 2001-06-01 |  | 171.7 | 145.3 | 154 | SUMMER - CERTAIN 2018: 145.3; SUMMER - CERTAIN 2019: 145.3; SUMMER - CERTAIN 2020: 145.3; SUMMER - CERTAIN 2021: 145.3; SUMMER - CERTAIN 2022: 145.3; SUMMER - CERTAIN 2023: 145.3; SUMMER - CERTAIN 2024: 145.3; SUMMER - CERTAIN 2025: 145.3; SUMMER - CERTAIN 2026: 145.3; SUMMER - CERTAIN 2027: 145.3; SUMMER - CERTAIN 2028: 145.3; WINTER - CERTAIN 2018-19: 154; WINTER - CERTAIN 2019-20: 154; WINTER - CERTAIN 2020-21: 154; WINTER - CERTAIN 2021-22: 154; WINTER - CERTAIN 2022-23: 154; WINTER - CERTAIN 2023-24: 154; WINTER - CERTAIN 2024-25: 154; WINTER - CERTAIN 2025-26: 154; WINTER - CERTAIN 2026-27: 154; WINTER - CERTAIN 2027-28: 154; WINTER - CERTAIN 2028-29: 154
Existing | US | 1624033 | 55215 | CTG4 | OECCS_CT22 | Odessa Ector Generating Station | ODESSA-ECTOR POWER CTG 22 | CT | NG |  | Natural Gas and Other Gases | 2001-06-01 |  | 171.7 | 143.7 | 152.3 | SUMMER - CERTAIN 2018: 143.7; SUMMER - CERTAIN 2019: 143.7; SUMMER - CERTAIN 2020: 143.7; SUMMER - CERTAIN 2021: 143.7; SUMMER - CERTAIN 2022: 143.7; SUMMER - CERTAIN 2023: 143.7; SUMMER - CERTAIN 2024: 143.7; SUMMER - CERTAIN 2025: 143.7; SUMMER - CERTAIN 2026: 143.7; SUMMER - CERTAIN 2027: 143.7; SUMMER - CERTAIN 2028: 143.7; WINTER - CERTAIN 2018-19: 152.3; WINTER - CERTAIN 2019-20: 152.3; WINTER - CERTAIN 2020-21: 152.3; WINTER - CERTAIN 2021-22: 152.3; WINTER - CERTAIN 2022-23: 152.3; WINTER - CERTAIN 2023-24: 152.3; WINTER - CERTAIN 2024-25: 152.3; WINTER - CERTAIN 2025-26: 152.3; WINTER - CERTAIN 2026-27: 152.3; WINTER - CERTAIN 2027-28: 152.3; WINTER - CERTAIN 2028-29: 152.3
Existing | US | 1046446 | 55215 | STG1 | OECCS_UNIT1 | Odessa Ector Generating Station | ODESSA-ECTOR POWER STG 1 | CA | NG |  | Natural Gas and Other Gases | 2001-06-01 |  | 224.26 | 204.9 | 212 | SUMMER - CERTAIN 2018: 204.9; SUMMER - CERTAIN 2019: 204.9; SUMMER - CERTAIN 2020: 204.9; SUMMER - CERTAIN 2021: 204.9; SUMMER - CERTAIN 2022: 204.9; SUMMER - CERTAIN 2023: 204.9; SUMMER - CERTAIN 2024: 204.9; SUMMER - CERTAIN 2025: 204.9; SUMMER - CERTAIN 2026: 204.9; SUMMER - CERTAIN 2027: 204.9; SUMMER - CERTAIN 2028: 204.9; WINTER - CERTAIN 2018-19: 212; WINTER - CERTAIN 2019-20: 212; WINTER - CERTAIN 2020-21: 212; WINTER - CERTAIN 2021-22: 212; WINTER - CERTAIN 2022-23: 212; WINTER - CERTAIN 2023-24: 212; WINTER - CERTAIN 2024-25: 212; WINTER - CERTAIN 2025-26: 212; WINTER - CERTAIN 2026-27: 212; WINTER - CERTAIN 2027-28: 212; WINTER - CERTAIN 2028-29: 212
Existing | US | 1432968 | 55215 | STG2 | OECCS_UNIT2 | Odessa Ector Generating Station | ODESSA-ECTOR POWER STG 2 | CA | NG |  | Natural Gas and Other Gases | 2001-06-01 |  | 224.26 | 204.9 | 212 | SUMMER - CERTAIN 2018: 204.9; SUMMER - CERTAIN 2019: 204.9; SUMMER - CERTAIN 2020: 204.9; SUMMER - CERTAIN 2021: 204.9; SUMMER - CERTAIN 2022: 204.9; SUMMER - CERTAIN 2023: 204.9; SUMMER - CERTAIN 2024: 204.9; SUMMER - CERTAIN 2025: 204.9; SUMMER - CERTAIN 2026: 204.9; SUMMER - CERTAIN 2027: 204.9; SUMMER - CERTAIN 2028: 204.9; WINTER - CERTAIN 2018-19: 212; WINTER - CERTAIN 2019-20: 212; WINTER - CERTAIN 2020-21: 212; WINTER - CERTAIN 2021-22: 212; WINTER - CERTAIN 2022-23: 212; WINTER - CERTAIN 2023-24: 212; WINTER - CERTAIN 2024-25: 212; WINTER - CERTAIN 2025-26: 212; WINTER - CERTAIN 2026-27: 212; WINTER - CERTAIN 2027-28: 212; WINTER - CERTAIN 2028-29: 212
Existing | US | 1069315 | 58005 | CTG-1 | PANDA_S_SHER1CT1 | Panda Sherman Power Station | PANDA SHERMAN POWER CTG1 | CT | NG |  | Natural Gas and Other Gases | 2014-08-01 |  | 232 | 196 | 218.5 | SUMMER - CERTAIN 2018: 196; SUMMER - CERTAIN 2019: 196; SUMMER - CERTAIN 2020: 196; SUMMER - CERTAIN 2021: 196; SUMMER - CERTAIN 2022: 196; SUMMER - CERTAIN 2023: 196; SUMMER - CERTAIN 2024: 196; SUMMER - CERTAIN 2025: 196; SUMMER - CERTAIN 2026: 196; SUMMER - CERTAIN 2027: 196; SUMMER - CERTAIN 2028: 196; WINTER - CERTAIN 2018-19: 218.5; WINTER - CERTAIN 2019-20: 218.5; WINTER - CERTAIN 2020-21: 218.5; WINTER - CERTAIN 2021-22: 218.5; WINTER - CERTAIN 2022-23: 218.5; WINTER - CERTAIN 2023-24: 218.5; WINTER - CERTAIN 2024-25: 218.5; WINTER - CERTAIN 2025-26: 218.5; WINTER - CERTAIN 2026-27: 218.5; WINTER - CERTAIN 2027-28: 218.5; WINTER - CERTAIN 2028-29: 218.5
Existing | US | 1052194 | 58005 | CTG-2 | PANDA_S_SHER1CT2 | Panda Sherman Power Station | PANDA SHERMAN POWER CTG2 | CT | NG |  | Natural Gas and Other Gases | 2014-08-01 |  | 232 | 195 | 218.5 | SUMMER - CERTAIN 2018: 195; SUMMER - CERTAIN 2019: 195; SUMMER - CERTAIN 2020: 195; SUMMER - CERTAIN 2021: 195; SUMMER - CERTAIN 2022: 195; SUMMER - CERTAIN 2023: 195; SUMMER - CERTAIN 2024: 195; SUMMER - CERTAIN 2025: 195; SUMMER - CERTAIN 2026: 195; SUMMER - CERTAIN 2027: 195; SUMMER - CERTAIN 2028: 195; WINTER - CERTAIN 2018-19: 218.5; WINTER - CERTAIN 2019-20: 218.5; WINTER - CERTAIN 2020-21: 218.5; WINTER - CERTAIN 2021-22: 218.5; WINTER - CERTAIN 2022-23: 218.5; WINTER - CERTAIN 2023-24: 218.5; WINTER - CERTAIN 2024-25: 218.5; WINTER - CERTAIN 2025-26: 218.5; WINTER - CERTAIN 2026-27: 218.5; WINTER - CERTAIN 2027-28: 218.5; WINTER - CERTAIN 2028-29: 218.5
Existing | US | 1815344 | 58005 | STG-1 | PANDA_S_SHER1ST1 | Panda Sherman Power Station | PANDA SHERMAN POWER STG | CA | NG |  | Natural Gas and Other Gases | 2014-08-01 |  | 353.1 | 326 | 333.6 | SUMMER - CERTAIN 2018: 326; SUMMER - CERTAIN 2019: 326; SUMMER - CERTAIN 2020: 326; SUMMER - CERTAIN 2021: 326; SUMMER - CERTAIN 2022: 326; SUMMER - CERTAIN 2023: 326; SUMMER - CERTAIN 2024: 326; SUMMER - CERTAIN 2025: 326; SUMMER - CERTAIN 2026: 326; SUMMER - CERTAIN 2027: 326; SUMMER - CERTAIN 2028: 326; WINTER - CERTAIN 2018-19: 333.6; WINTER - CERTAIN 2019-20: 333.6; WINTER - CERTAIN 2020-21: 333.6; WINTER - CERTAIN 2021-22: 333.6; WINTER - CERTAIN 2022-23: 333.6; WINTER - CERTAIN 2023-24: 333.6; WINTER - CERTAIN 2024-25: 333.6; WINTER - CERTAIN 2025-26: 333.6; WINTER - CERTAIN 2026-27: 333.6; WINTER - CERTAIN 2027-28: 333.6; WINTER - CERTAIN 2028-29: 333.6
Existing | US | 1357435 | 58001 | CTG-1 | PANDA_T1_TMPL1CT1 | Panda Temple Power Station | PANDA TEMPLE I POWER CTG1 | CT | NG |  | Natural Gas and Other Gases | 2014-08-01 |  | 232 | 195 | 218.5 | SUMMER - CERTAIN 2018: 195; SUMMER - CERTAIN 2019: 195; SUMMER - CERTAIN 2020: 195; SUMMER - CERTAIN 2021: 195; SUMMER - CERTAIN 2022: 195; SUMMER - CERTAIN 2023: 195; SUMMER - CERTAIN 2024: 195; SUMMER - CERTAIN 2025: 195; SUMMER - CERTAIN 2026: 195; SUMMER - CERTAIN 2027: 195; SUMMER - CERTAIN 2028: 195; WINTER - CERTAIN 2018-19: 218.5; WINTER - CERTAIN 2019-20: 218.5; WINTER - CERTAIN 2020-21: 218.5; WINTER - CERTAIN 2021-22: 218.5; WINTER - CERTAIN 2022-23: 218.5; WINTER - CERTAIN 2023-24: 218.5; WINTER - CERTAIN 2024-25: 218.5; WINTER - CERTAIN 2025-26: 218.5; WINTER - CERTAIN 2026-27: 218.5; WINTER - CERTAIN 2027-28: 218.5; WINTER - CERTAIN 2028-29: 218.5
Existing | US | 1203125 | 58001 | CTG-2 | PANDA_T1_TMPL1CT2 | Panda Temple Power Station | PANDA TEMPLE I POWER CTG2 | CT | NG |  | Natural Gas and Other Gases | 2014-08-01 |  | 232 | 195 | 218.5 | SUMMER - CERTAIN 2018: 195; SUMMER - CERTAIN 2019: 195; SUMMER - CERTAIN 2020: 195; SUMMER - CERTAIN 2021: 195; SUMMER - CERTAIN 2022: 195; SUMMER - CERTAIN 2023: 195; SUMMER - CERTAIN 2024: 195; SUMMER - CERTAIN 2025: 195; SUMMER - CERTAIN 2026: 195; SUMMER - CERTAIN 2027: 195; SUMMER - CERTAIN 2028: 195; WINTER - CERTAIN 2018-19: 218.5; WINTER - CERTAIN 2019-20: 218.5; WINTER - CERTAIN 2020-21: 218.5; WINTER - CERTAIN 2021-22: 218.5; WINTER - CERTAIN 2022-23: 218.5; WINTER - CERTAIN 2023-24: 218.5; WINTER - CERTAIN 2024-25: 218.5; WINTER - CERTAIN 2025-26: 218.5; WINTER - CERTAIN 2026-27: 218.5; WINTER - CERTAIN 2027-28: 218.5; WINTER - CERTAIN 2028-29: 218.5
Existing | US | 1198467 | 58001 | STG-1 | PANDA_T1_TMPL1ST1 | Panda Temple Power Station | PANDA TEMPLE I POWER STG | CA | NG |  | Natural Gas and Other Gases | 2014-08-01 |  | 353.1 | 312 | 333.6 | SUMMER - CERTAIN 2018: 312; SUMMER - CERTAIN 2019: 312; SUMMER - CERTAIN 2020: 312; SUMMER - CERTAIN 2021: 312; SUMMER - CERTAIN 2022: 312; SUMMER - CERTAIN 2023: 312; SUMMER - CERTAIN 2024: 312; SUMMER - CERTAIN 2025: 312; SUMMER - CERTAIN 2026: 312; SUMMER - CERTAIN 2027: 312; SUMMER - CERTAIN 2028: 312; WINTER - CERTAIN 2018-19: 333.6; WINTER - CERTAIN 2019-20: 333.6; WINTER - CERTAIN 2020-21: 333.6; WINTER - CERTAIN 2021-22: 333.6; WINTER - CERTAIN 2022-23: 333.6; WINTER - CERTAIN 2023-24: 333.6; WINTER - CERTAIN 2024-25: 333.6; WINTER - CERTAIN 2025-26: 333.6; WINTER - CERTAIN 2026-27: 333.6; WINTER - CERTAIN 2027-28: 333.6; WINTER - CERTAIN 2028-29: 333.6
Existing | US | 1402290 | 58001 | CTG-3 | PANDA_T2_TMPL2CT1 | Panda Temple Power Station | PANDA TEMPLE II POWER CTG1 | CT | NG |  | Natural Gas and Other Gases | 2015-08-01 |  | 232 | 191.2 | 218.5 | SUMMER - CERTAIN 2018: 191.2; SUMMER - CERTAIN 2019: 191.2; SUMMER - CERTAIN 2020: 191.2; SUMMER - CERTAIN 2021: 191.2; SUMMER - CERTAIN 2022: 191.2; SUMMER - CERTAIN 2023: 191.2; SUMMER - CERTAIN 2024: 191.2; SUMMER - CERTAIN 2025: 191.2; SUMMER - CERTAIN 2026: 191.2; SUMMER - CERTAIN 2027: 191.2; SUMMER - CERTAIN 2028: 191.2; WINTER - CERTAIN 2018-19: 218.5; WINTER - CERTAIN 2019-20: 218.5; WINTER - CERTAIN 2020-21: 218.5; WINTER - CERTAIN 2021-22: 218.5; WINTER - CERTAIN 2022-23: 218.5; WINTER - CERTAIN 2023-24: 218.5; WINTER - CERTAIN 2024-25: 218.5; WINTER - CERTAIN 2025-26: 218.5; WINTER - CERTAIN 2026-27: 218.5; WINTER - CERTAIN 2027-28: 218.5; WINTER - CERTAIN 2028-29: 218.5
Existing | US | 1031450 | 58001 | CTG-4 | PANDA_T2_TMPL2CT2 | Panda Temple Power Station | PANDA TEMPLE II POWER CTG2 | CT | NG |  | Natural Gas and Other Gases | 2015-08-01 |  | 232 | 191.2 | 218.5 | SUMMER - CERTAIN 2018: 191.2; SUMMER - CERTAIN 2019: 191.2; SUMMER - CERTAIN 2020: 191.2; SUMMER - CERTAIN 2021: 191.2; SUMMER - CERTAIN 2022: 191.2; SUMMER - CERTAIN 2023: 191.2; SUMMER - CERTAIN 2024: 191.2; SUMMER - CERTAIN 2025: 191.2; SUMMER - CERTAIN 2026: 191.2; SUMMER - CERTAIN 2027: 191.2; SUMMER - CERTAIN 2028: 191.2; WINTER - CERTAIN 2018-19: 218.5; WINTER - CERTAIN 2019-20: 218.5; WINTER - CERTAIN 2020-21: 218.5; WINTER - CERTAIN 2021-22: 218.5; WINTER - CERTAIN 2022-23: 218.5; WINTER - CERTAIN 2023-24: 218.5; WINTER - CERTAIN 2024-25: 218.5; WINTER - CERTAIN 2025-26: 218.5; WINTER - CERTAIN 2026-27: 218.5; WINTER - CERTAIN 2027-28: 218.5; WINTER - CERTAIN 2028-29: 218.5
Existing | US | 1695667 | 58001 | STG-2 | PANDA_T2_TMPL2ST1 | Panda Temple Power Station | PANDA TEMPLE II POWER STG | CA | NG |  | Natural Gas and Other Gases | 2015-08-01 |  | 353.1 | 334.7 | 333.6 | SUMMER - CERTAIN 2018: 334.7; SUMMER - CERTAIN 2019: 334.7; SUMMER - CERTAIN 2020: 334.7; SUMMER - CERTAIN 2021: 334.7; SUMMER - CERTAIN 2022: 334.7; SUMMER - CERTAIN 2023: 334.7; SUMMER - CERTAIN 2024: 334.7; SUMMER - CERTAIN 2025: 334.7; SUMMER - CERTAIN 2026: 334.7; SUMMER - CERTAIN 2027: 334.7; SUMMER - CERTAIN 2028: 334.7; WINTER - CERTAIN 2018-19: 333.6; WINTER - CERTAIN 2019-20: 333.6; WINTER - CERTAIN 2020-21: 333.6; WINTER - CERTAIN 2021-22: 333.6; WINTER - CERTAIN 2022-23: 333.6; WINTER - CERTAIN 2023-24: 333.6; WINTER - CERTAIN 2024-25: 333.6; WINTER - CERTAIN 2025-26: 333.6; WINTER - CERTAIN 2026-27: 333.6; WINTER - CERTAIN 2027-28: 333.6; WINTER - CERTAIN 2028-29: 333.6
Existing | US | 1915137 | 50109 | GEN1 | TNSKA_GT1 | Paris Energy Center | PARIS ENERGY CENTER CTG 1 | CT | NG |  | Natural Gas and Other Gases | 1989-06-01 |  | 90.88 | 76 | 87 | SUMMER - CERTAIN 2018: 76; SUMMER - CERTAIN 2019: 76; SUMMER - CERTAIN 2020: 76; SUMMER - CERTAIN 2021: 76; SUMMER - CERTAIN 2022: 76; SUMMER - CERTAIN 2023: 76; SUMMER - CERTAIN 2024: 76; SUMMER - CERTAIN 2025: 76; SUMMER - CERTAIN 2026: 76; SUMMER - CERTAIN 2027: 76; SUMMER - CERTAIN 2028: 76; WINTER - CERTAIN 2018-19: 87; WINTER - CERTAIN 2019-20: 87; WINTER - CERTAIN 2020-21: 87; WINTER - CERTAIN 2021-22: 87; WINTER - CERTAIN 2022-23: 87; WINTER - CERTAIN 2023-24: 87; WINTER - CERTAIN 2024-25: 87; WINTER - CERTAIN 2025-26: 87; WINTER - CERTAIN 2026-27: 87; WINTER - CERTAIN 2027-28: 87; WINTER - CERTAIN 2028-29: 87
Existing | US | 1288014 | 50109 | GEN2 | TNSKA_GT2 | Paris Energy Center | PARIS ENERGY CENTER CTG 2 | CT | NG |  | Natural Gas and Other Gases | 1989-06-01 |  | 90.88 | 76 | 87 | SUMMER - CERTAIN 2018: 76; SUMMER - CERTAIN 2019: 76; SUMMER - CERTAIN 2020: 76; SUMMER - CERTAIN 2021: 76; SUMMER - CERTAIN 2022: 76; SUMMER - CERTAIN 2023: 76; SUMMER - CERTAIN 2024: 76; SUMMER - CERTAIN 2025: 76; SUMMER - CERTAIN 2026: 76; SUMMER - CERTAIN 2027: 76; SUMMER - CERTAIN 2028: 76; WINTER - CERTAIN 2018-19: 87; WINTER - CERTAIN 2019-20: 87; WINTER - CERTAIN 2020-21: 87; WINTER - CERTAIN 2021-22: 87; WINTER - CERTAIN 2022-23: 87; WINTER - CERTAIN 2023-24: 87; WINTER - CERTAIN 2024-25: 87; WINTER - CERTAIN 2025-26: 87; WINTER - CERTAIN 2026-27: 87; WINTER - CERTAIN 2027-28: 87; WINTER - CERTAIN 2028-29: 87
Existing | US | 1250701 | 50109 | GEN3 | TNSKA_STG | Paris Energy Center | PARIS ENERGY CENTER STG | CA | NG |  | Natural Gas and Other Gases | 1990-02-01 |  | 90 | 87 | 89 | SUMMER - CERTAIN 2018: 87; SUMMER - CERTAIN 2019: 87; SUMMER - CERTAIN 2020: 87; SUMMER - CERTAIN 2021: 87; SUMMER - CERTAIN 2022: 87; SUMMER - CERTAIN 2023: 87; SUMMER - CERTAIN 2024: 87; SUMMER - CERTAIN 2025: 87; SUMMER - CERTAIN 2026: 87; SUMMER - CERTAIN 2027: 87; SUMMER - CERTAIN 2028: 87; WINTER - CERTAIN 2018-19: 89; WINTER - CERTAIN 2019-20: 89; WINTER - CERTAIN 2020-21: 89; WINTER - CERTAIN 2021-22: 89; WINTER - CERTAIN 2022-23: 89; WINTER - CERTAIN 2023-24: 89; WINTER - CERTAIN 2024-25: 89; WINTER - CERTAIN 2025-26: 89; WINTER - CERTAIN 2026-27: 89; WINTER - CERTAIN 2027-28: 89; WINTER - CERTAIN 2028-29: 89
Existing | US | 1077628 | 55047 | CTG2 | PSG_PSG_GT2 | Pasadena Cogeneration | PASADENA COGEN FACILITY CTG 2 | CT | NG |  | Natural Gas and Other Gases | 2000-06-02 |  | 215.05 | 164 | 176 | SUMMER - CERTAIN 2018: 164; SUMMER - CERTAIN 2019: 164; SUMMER - CERTAIN 2020: 164; SUMMER - CERTAIN 2021: 164; SUMMER - CERTAIN 2022: 164; SUMMER - CERTAIN 2023: 164; SUMMER - CERTAIN 2024: 164; SUMMER - CERTAIN 2025: 164; SUMMER - CERTAIN 2026: 164; SUMMER - CERTAIN 2027: 164; SUMMER - CERTAIN 2028: 164; WINTER - CERTAIN 2018-19: 176; WINTER - CERTAIN 2019-20: 176; WINTER - CERTAIN 2020-21: 176; WINTER - CERTAIN 2021-22: 176; WINTER - CERTAIN 2022-23: 176; WINTER - CERTAIN 2023-24: 176; WINTER - CERTAIN 2024-25: 176; WINTER - CERTAIN 2025-26: 176; WINTER - CERTAIN 2026-27: 176; WINTER - CERTAIN 2027-28: 176; WINTER - CERTAIN 2028-29: 176
Existing | US | 1419803 | 55047 | CTG3 | PSG_PSG_GT3 | Pasadena Cogeneration | PASADENA COGEN FACILITY CTG 3 | CT | NG |  | Natural Gas and Other Gases | 2000-06-02 |  | 215.05 | 164 | 176 | SUMMER - CERTAIN 2018: 164; SUMMER - CERTAIN 2019: 164; SUMMER - CERTAIN 2020: 164; SUMMER - CERTAIN 2021: 164; SUMMER - CERTAIN 2022: 164; SUMMER - CERTAIN 2023: 164; SUMMER - CERTAIN 2024: 164; SUMMER - CERTAIN 2025: 164; SUMMER - CERTAIN 2026: 164; SUMMER - CERTAIN 2027: 164; SUMMER - CERTAIN 2028: 164; WINTER - CERTAIN 2018-19: 176; WINTER - CERTAIN 2019-20: 176; WINTER - CERTAIN 2020-21: 176; WINTER - CERTAIN 2021-22: 176; WINTER - CERTAIN 2022-23: 176; WINTER - CERTAIN 2023-24: 176; WINTER - CERTAIN 2024-25: 176; WINTER - CERTAIN 2025-26: 176; WINTER - CERTAIN 2026-27: 176; WINTER - CERTAIN 2027-28: 176; WINTER - CERTAIN 2028-29: 176
Existing | US | 1610489 | 55047 | STG2 | PSG_PSG_ST2 | Pasadena Cogeneration | PASADENA COGEN FACILITY STG 2 | CA | NG |  | Natural Gas and Other Gases | 2000-06-02 |  | 195.5 | 167 | 169 | SUMMER - CERTAIN 2018: 167; SUMMER - CERTAIN 2019: 167; SUMMER - CERTAIN 2020: 167; SUMMER - CERTAIN 2021: 167; SUMMER - CERTAIN 2022: 167; SUMMER - CERTAIN 2023: 167; SUMMER - CERTAIN 2024: 167; SUMMER - CERTAIN 2025: 167; SUMMER - CERTAIN 2026: 167; SUMMER - CERTAIN 2027: 167; SUMMER - CERTAIN 2028: 167; WINTER - CERTAIN 2018-19: 169; WINTER - CERTAIN 2019-20: 169; WINTER - CERTAIN 2020-21: 169; WINTER - CERTAIN 2021-22: 169; WINTER - CERTAIN 2022-23: 169; WINTER - CERTAIN 2023-24: 169; WINTER - CERTAIN 2024-25: 169; WINTER - CERTAIN 2025-26: 169; WINTER - CERTAIN 2026-27: 169; WINTER - CERTAIN 2027-28: 169; WINTER - CERTAIN 2028-29: 169
Existing | US | 1148775 | 56349 | CT1A | QALSW_GT1 | Quail Run Energy Center | QUAIL RUN ENERGY CTG 1 | CT | NG |  | Natural Gas and Other Gases | 2007-04-12 |  | 90.6 | 74 | 84 | SUMMER - CERTAIN 2018: 74; SUMMER - CERTAIN 2019: 74; SUMMER - CERTAIN 2020: 74; SUMMER - CERTAIN 2021: 74; SUMMER - CERTAIN 2022: 74; SUMMER - CERTAIN 2023: 74; SUMMER - CERTAIN 2024: 74; SUMMER - CERTAIN 2025: 74; SUMMER - CERTAIN 2026: 74; SUMMER - CERTAIN 2027: 74; SUMMER - CERTAIN 2028: 74; WINTER - CERTAIN 2018-19: 84; WINTER - CERTAIN 2019-20: 84; WINTER - CERTAIN 2020-21: 84; WINTER - CERTAIN 2021-22: 84; WINTER - CERTAIN 2022-23: 84; WINTER - CERTAIN 2023-24: 84; WINTER - CERTAIN 2024-25: 84; WINTER - CERTAIN 2025-26: 84; WINTER - CERTAIN 2026-27: 84; WINTER - CERTAIN 2027-28: 84; WINTER - CERTAIN 2028-29: 84
Existing | US | 1712955 | 56349 | CT1B | QALSW_GT2 | Quail Run Energy Center | QUAIL RUN ENERGY CTG 2 | CT | NG |  | Natural Gas and Other Gases | 2007-04-12 |  | 90.6 | 74 | 86 | SUMMER - CERTAIN 2018: 74; SUMMER - CERTAIN 2019: 74; SUMMER - CERTAIN 2020: 74; SUMMER - CERTAIN 2021: 74; SUMMER - CERTAIN 2022: 74; SUMMER - CERTAIN 2023: 74; SUMMER - CERTAIN 2024: 74; SUMMER - CERTAIN 2025: 74; SUMMER - CERTAIN 2026: 74; SUMMER - CERTAIN 2027: 74; SUMMER - CERTAIN 2028: 74; WINTER - CERTAIN 2018-19: 86; WINTER - CERTAIN 2019-20: 86; WINTER - CERTAIN 2020-21: 86; WINTER - CERTAIN 2021-22: 86; WINTER - CERTAIN 2022-23: 86; WINTER - CERTAIN 2023-24: 86; WINTER - CERTAIN 2024-25: 86; WINTER - CERTAIN 2025-26: 86; WINTER - CERTAIN 2026-27: 86; WINTER - CERTAIN 2027-28: 86; WINTER - CERTAIN 2028-29: 86
Existing | US | 1950773 | 56349 | ST1 | QALSW_STG1 | Quail Run Energy Center | QUAIL RUN ENERGY STG 1 | CA | NG |  | Natural Gas and Other Gases | 2007-04-12 |  | 98.1 | 98 | 98 | SUMMER - CERTAIN 2018: 98; SUMMER - CERTAIN 2019: 98; SUMMER - CERTAIN 2020: 98; SUMMER - CERTAIN 2021: 98; SUMMER - CERTAIN 2022: 98; SUMMER - CERTAIN 2023: 98; SUMMER - CERTAIN 2024: 98; SUMMER - CERTAIN 2025: 98; SUMMER - CERTAIN 2026: 98; SUMMER - CERTAIN 2027: 98; SUMMER - CERTAIN 2028: 98; WINTER - CERTAIN 2018-19: 98; WINTER - CERTAIN 2019-20: 98; WINTER - CERTAIN 2020-21: 98; WINTER - CERTAIN 2021-22: 98; WINTER - CERTAIN 2022-23: 98; WINTER - CERTAIN 2023-24: 98; WINTER - CERTAIN 2024-25: 98; WINTER - CERTAIN 2025-26: 98; WINTER - CERTAIN 2026-27: 98; WINTER - CERTAIN 2027-28: 98; WINTER - CERTAIN 2028-29: 98
Existing | US | 1878113 | 56349 | CT2A | QALSW_GT3 | Quail Run Energy Center | QUAIL RUN ENERGY CTG 3 | CT | NG |  | Natural Gas and Other Gases | 2008-05-03 |  | 90.6 | 72 | 81 | SUMMER - CERTAIN 2018: 72; SUMMER - CERTAIN 2019: 72; SUMMER - CERTAIN 2020: 72; SUMMER - CERTAIN 2021: 72; SUMMER - CERTAIN 2022: 72; SUMMER - CERTAIN 2023: 72; SUMMER - CERTAIN 2024: 72; SUMMER - CERTAIN 2025: 72; SUMMER - CERTAIN 2026: 72; SUMMER - CERTAIN 2027: 72; SUMMER - CERTAIN 2028: 72; WINTER - CERTAIN 2018-19: 81; WINTER - CERTAIN 2019-20: 81; WINTER - CERTAIN 2020-21: 81; WINTER - CERTAIN 2021-22: 81; WINTER - CERTAIN 2022-23: 81; WINTER - CERTAIN 2023-24: 81; WINTER - CERTAIN 2024-25: 81; WINTER - CERTAIN 2025-26: 81; WINTER - CERTAIN 2026-27: 81; WINTER - CERTAIN 2027-28: 81; WINTER - CERTAIN 2028-29: 81
Existing | US | 1996861 | 56349 | CT2B | QALSW_GT4 | Quail Run Energy Center | QUAIL RUN ENERGY CTG 4 | CT | NG |  | Natural Gas and Other Gases | 2008-05-03 |  | 90.6 | 72 | 81 | SUMMER - CERTAIN 2018: 72; SUMMER - CERTAIN 2019: 72; SUMMER - CERTAIN 2020: 72; SUMMER - CERTAIN 2021: 72; SUMMER - CERTAIN 2022: 72; SUMMER - CERTAIN 2023: 72; SUMMER - CERTAIN 2024: 72; SUMMER - CERTAIN 2025: 72; SUMMER - CERTAIN 2026: 72; SUMMER - CERTAIN 2027: 72; SUMMER - CERTAIN 2028: 72; WINTER - CERTAIN 2018-19: 81; WINTER - CERTAIN 2019-20: 81; WINTER - CERTAIN 2020-21: 81; WINTER - CERTAIN 2021-22: 81; WINTER - CERTAIN 2022-23: 81; WINTER - CERTAIN 2023-24: 81; WINTER - CERTAIN 2024-25: 81; WINTER - CERTAIN 2025-26: 81; WINTER - CERTAIN 2026-27: 81; WINTER - CERTAIN 2027-28: 81; WINTER - CERTAIN 2028-29: 81
Existing | US | 1933534 | 56349 | ST2 | QALSW_STG2 | Quail Run Energy Center | QUAIL RUN ENERGY STG 2 | CA | NG |  | Natural Gas and Other Gases | 2008-05-03 |  | 98.1 | 98 | 98 | SUMMER - CERTAIN 2018: 98; SUMMER - CERTAIN 2019: 98; SUMMER - CERTAIN 2020: 98; SUMMER - CERTAIN 2021: 98; SUMMER - CERTAIN 2022: 98; SUMMER - CERTAIN 2023: 98; SUMMER - CERTAIN 2024: 98; SUMMER - CERTAIN 2025: 98; SUMMER - CERTAIN 2026: 98; SUMMER - CERTAIN 2027: 98; SUMMER - CERTAIN 2028: 98; WINTER - CERTAIN 2018-19: 98; WINTER - CERTAIN 2019-20: 98; WINTER - CERTAIN 2020-21: 98; WINTER - CERTAIN 2021-22: 98; WINTER - CERTAIN 2022-23: 98; WINTER - CERTAIN 2023-24: 98; WINTER - CERTAIN 2024-25: 98; WINTER - CERTAIN 2025-26: 98; WINTER - CERTAIN 2026-27: 98; WINTER - CERTAIN 2027-28: 98; WINTER - CERTAIN 2028-29: 98
Existing | US |  | 3604 | 7 | R_MASSENGALE_7 | J Robert Massengale | R MASSENGALE ST7 (LP&L) | CA | NG |  | Natural Gas and Other Gases | 1959-03-01 |  | 22 | 18 | 18 | SUMMER - CERTAIN 2018: 0; SUMMER - CERTAIN 2019: 0; SUMMER - CERTAIN 2020: 0; SUMMER - CERTAIN 2021: 18; SUMMER - CERTAIN 2022: 18; SUMMER - CERTAIN 2023: 18; SUMMER - CERTAIN 2024: 18; SUMMER - CERTAIN 2025: 18; SUMMER - CERTAIN 2026: 18; SUMMER - CERTAIN 2027: 18; SUMMER - CERTAIN 2028: 18; WINTER - CERTAIN 2018-19: 0; WINTER - CERTAIN 2019-20: 0; WINTER - CERTAIN 2020-21: 0; WINTER - CERTAIN 2021-22: 18; WINTER - CERTAIN 2022-23: 18; WINTER - CERTAIN 2023-24: 18; WINTER - CERTAIN 2024-25: 18; WINTER - CERTAIN 2025-26: 18; WINTER - CERTAIN 2026-27: 18; WINTER - CERTAIN 2027-28: 18; WINTER - CERTAIN 2028-29: 18 | This unit is being integrated into the ERCOT grid in 2021
Existing | US |  | 3604 | 8 | R_MASSENGALE_8 | J Robert Massengale | R MASSENGALE GT8 (LP&L) | CT | NG |  | Natural Gas and Other Gases | 2000-09-01 |  | 40 | 38 | 42 | SUMMER - CERTAIN 2018: 0; SUMMER - CERTAIN 2019: 0; SUMMER - CERTAIN 2020: 0; SUMMER - CERTAIN 2021: 38; SUMMER - CERTAIN 2022: 38; SUMMER - CERTAIN 2023: 38; SUMMER - CERTAIN 2024: 38; SUMMER - CERTAIN 2025: 38; SUMMER - CERTAIN 2026: 38; SUMMER - CERTAIN 2027: 38; SUMMER - CERTAIN 2028: 38; WINTER - CERTAIN 2018-19: 0; WINTER - CERTAIN 2019-20: 0; WINTER - CERTAIN 2020-21: 0; WINTER - CERTAIN 2021-22: 42; WINTER - CERTAIN 2022-23: 42; WINTER - CERTAIN 2023-24: 42; WINTER - CERTAIN 2024-25: 42; WINTER - CERTAIN 2025-26: 42; WINTER - CERTAIN 2026-27: 42; WINTER - CERTAIN 2027-28: 42; WINTER - CERTAIN 2028-29: 42 | This unit is being integrated into the ERCOT grid in 2021
Existing | US | 1144810 | 55137 | CTG1 | RIONOG_CT1 | Rio Nogales Power Project | RIO NOGALES POWER CTG 1 | CT | NG |  | Natural Gas and Other Gases | 2002-06-01 |  | 188.7 | 154 | 175 | SUMMER - CERTAIN 2018: 154; SUMMER - CERTAIN 2019: 154; SUMMER - CERTAIN 2020: 154; SUMMER - CERTAIN 2021: 154; SUMMER - CERTAIN 2022: 154; SUMMER - CERTAIN 2023: 154; SUMMER - CERTAIN 2024: 154; SUMMER - CERTAIN 2025: 154; SUMMER - CERTAIN 2026: 154; SUMMER - CERTAIN 2027: 154; SUMMER - CERTAIN 2028: 154; WINTER - CERTAIN 2018-19: 175; WINTER - CERTAIN 2019-20: 175; WINTER - CERTAIN 2020-21: 175; WINTER - CERTAIN 2021-22: 175; WINTER - CERTAIN 2022-23: 175; WINTER - CERTAIN 2023-24: 175; WINTER - CERTAIN 2024-25: 175; WINTER - CERTAIN 2025-26: 175; WINTER - CERTAIN 2026-27: 175; WINTER - CERTAIN 2027-28: 175; WINTER - CERTAIN 2028-29: 175
Existing | US | 1309873 | 55137 | CTG2 | RIONOG_CT2 | Rio Nogales Power Project | RIO NOGALES POWER CTG 2 | CT | NG |  | Natural Gas and Other Gases | 2002-06-01 |  | 188.7 | 154 | 175 | SUMMER - CERTAIN 2018: 154; SUMMER - CERTAIN 2019: 154; SUMMER - CERTAIN 2020: 154; SUMMER - CERTAIN 2021: 154; SUMMER - CERTAIN 2022: 154; SUMMER - CERTAIN 2023: 154; SUMMER - CERTAIN 2024: 154; SUMMER - CERTAIN 2025: 154; SUMMER - CERTAIN 2026: 154; SUMMER - CERTAIN 2027: 154; SUMMER - CERTAIN 2028: 154; WINTER - CERTAIN 2018-19: 175; WINTER - CERTAIN 2019-20: 175; WINTER - CERTAIN 2020-21: 175; WINTER - CERTAIN 2021-22: 175; WINTER - CERTAIN 2022-23: 175; WINTER - CERTAIN 2023-24: 175; WINTER - CERTAIN 2024-25: 175; WINTER - CERTAIN 2025-26: 175; WINTER - CERTAIN 2026-27: 175; WINTER - CERTAIN 2027-28: 175; WINTER - CERTAIN 2028-29: 175
Existing | US | 1467454 | 55137 | CTG3 | RIONOG_CT3 | Rio Nogales Power Project | RIO NOGALES POWER CTG 3 | CT | NG |  | Natural Gas and Other Gases | 2002-06-01 |  | 188.7 | 154 | 175 | SUMMER - CERTAIN 2018: 154; SUMMER - CERTAIN 2019: 154; SUMMER - CERTAIN 2020: 154; SUMMER - CERTAIN 2021: 154; SUMMER - CERTAIN 2022: 154; SUMMER - CERTAIN 2023: 154; SUMMER - CERTAIN 2024: 154; SUMMER - CERTAIN 2025: 154; SUMMER - CERTAIN 2026: 154; SUMMER - CERTAIN 2027: 154; SUMMER - CERTAIN 2028: 154; WINTER - CERTAIN 2018-19: 175; WINTER - CERTAIN 2019-20: 175; WINTER - CERTAIN 2020-21: 175; WINTER - CERTAIN 2021-22: 175; WINTER - CERTAIN 2022-23: 175; WINTER - CERTAIN 2023-24: 175; WINTER - CERTAIN 2024-25: 175; WINTER - CERTAIN 2025-26: 175; WINTER - CERTAIN 2026-27: 175; WINTER - CERTAIN 2027-28: 175; WINTER - CERTAIN 2028-29: 175
Existing | US | 1704505 | 55137 | STG1 | RIONOG_ST1 | Rio Nogales Power Project | RIO NOGALES POWER STG 4 | CA | NG |  | Natural Gas and Other Gases | 2002-06-01 |  | 373.16 | 323 | 323 | SUMMER - CERTAIN 2018: 323; SUMMER - CERTAIN 2019: 323; SUMMER - CERTAIN 2020: 323; SUMMER - CERTAIN 2021: 323; SUMMER - CERTAIN 2022: 323; SUMMER - CERTAIN 2023: 323; SUMMER - CERTAIN 2024: 323; SUMMER - CERTAIN 2025: 323; SUMMER - CERTAIN 2026: 323; SUMMER - CERTAIN 2027: 323; SUMMER - CERTAIN 2028: 323; WINTER - CERTAIN 2018-19: 323; WINTER - CERTAIN 2019-20: 323; WINTER - CERTAIN 2020-21: 323; WINTER - CERTAIN 2021-22: 323; WINTER - CERTAIN 2022-23: 323; WINTER - CERTAIN 2023-24: 323; WINTER - CERTAIN 2024-25: 323; WINTER - CERTAIN 2025-26: 323; WINTER - CERTAIN 2026-27: 323; WINTER - CERTAIN 2027-28: 323; WINTER - CERTAIN 2028-29: 323
Existing | US | 1160552 | 3631 | 7 | RAYBURN_RAYBURG7 | Sam Rayburn | SAM RAYBURN POWER CTG 7 | CT | NG |  | Natural Gas and Other Gases | 2003-06-24 |  | 60.5 | 50 | 50 | SUMMER - CERTAIN 2018: 50; SUMMER - CERTAIN 2019: 50; SUMMER - CERTAIN 2020: 50; SUMMER - CERTAIN 2021: 50; SUMMER - CERTAIN 2022: 50; SUMMER - CERTAIN 2023: 50; SUMMER - CERTAIN 2024: 50; SUMMER - CERTAIN 2025: 50; SUMMER - CERTAIN 2026: 50; SUMMER - CERTAIN 2027: 50; SUMMER - CERTAIN 2028: 50; WINTER - CERTAIN 2018-19: 50; WINTER - CERTAIN 2019-20: 50; WINTER - CERTAIN 2020-21: 50; WINTER - CERTAIN 2021-22: 50; WINTER - CERTAIN 2022-23: 50; WINTER - CERTAIN 2023-24: 50; WINTER - CERTAIN 2024-25: 50; WINTER - CERTAIN 2025-26: 50; WINTER - CERTAIN 2026-27: 50; WINTER - CERTAIN 2027-28: 50; WINTER - CERTAIN 2028-29: 50
Existing | US | 1538895 | 3631 | 8 | RAYBURN_RAYBURG8 | Sam Rayburn | SAM RAYBURN POWER CTG 8 | CT | NG |  | Natural Gas and Other Gases | 2003-06-26 |  | 60.5 | 50 | 51 | SUMMER - CERTAIN 2018: 50; SUMMER - CERTAIN 2019: 50; SUMMER - CERTAIN 2020: 50; SUMMER - CERTAIN 2021: 50; SUMMER - CERTAIN 2022: 50; SUMMER - CERTAIN 2023: 50; SUMMER - CERTAIN 2024: 50; SUMMER - CERTAIN 2025: 50; SUMMER - CERTAIN 2026: 50; SUMMER - CERTAIN 2027: 50; SUMMER - CERTAIN 2028: 50; WINTER - CERTAIN 2018-19: 51; WINTER - CERTAIN 2019-20: 51; WINTER - CERTAIN 2020-21: 51; WINTER - CERTAIN 2021-22: 51; WINTER - CERTAIN 2022-23: 51; WINTER - CERTAIN 2023-24: 51; WINTER - CERTAIN 2024-25: 51; WINTER - CERTAIN 2025-26: 51; WINTER - CERTAIN 2026-27: 51; WINTER - CERTAIN 2027-28: 51; WINTER - CERTAIN 2028-29: 51
Existing | US | 1618293 | 3631 | 9 | RAYBURN_RAYBURG9 | Sam Rayburn | SAM RAYBURN POWER CTG 9 | CT | NG |  | Natural Gas and Other Gases | 2003-06-26 |  | 60.5 | 50 | 50 | SUMMER - CERTAIN 2018: 50; SUMMER - CERTAIN 2019: 50; SUMMER - CERTAIN 2020: 50; SUMMER - CERTAIN 2021: 50; SUMMER - CERTAIN 2022: 50; SUMMER - CERTAIN 2023: 50; SUMMER - CERTAIN 2024: 50; SUMMER - CERTAIN 2025: 50; SUMMER - CERTAIN 2026: 50; SUMMER - CERTAIN 2027: 50; SUMMER - CERTAIN 2028: 50; WINTER - CERTAIN 2018-19: 50; WINTER - CERTAIN 2019-20: 50; WINTER - CERTAIN 2020-21: 50; WINTER - CERTAIN 2021-22: 50; WINTER - CERTAIN 2022-23: 50; WINTER - CERTAIN 2023-24: 50; WINTER - CERTAIN 2024-25: 50; WINTER - CERTAIN 2025-26: 50; WINTER - CERTAIN 2026-27: 50; WINTER - CERTAIN 2027-28: 50; WINTER - CERTAIN 2028-29: 50
Existing | US | 1167369 | 3631 | 10 | RAYBURN_RAYBURG10 | Sam Rayburn | SAM RAYBURN POWER STG 10 | CA | NG |  | Natural Gas and Other Gases | 2003-06-26 |  | 41.98 | 40 | 40 | SUMMER - CERTAIN 2018: 40; SUMMER - CERTAIN 2019: 40; SUMMER - CERTAIN 2020: 40; SUMMER - CERTAIN 2021: 40; SUMMER - CERTAIN 2022: 40; SUMMER - CERTAIN 2023: 40; SUMMER - CERTAIN 2024: 40; SUMMER - CERTAIN 2025: 40; SUMMER - CERTAIN 2026: 40; SUMMER - CERTAIN 2027: 40; SUMMER - CERTAIN 2028: 40; WINTER - CERTAIN 2018-19: 40; WINTER - CERTAIN 2019-20: 40; WINTER - CERTAIN 2020-21: 40; WINTER - CERTAIN 2021-22: 40; WINTER - CERTAIN 2022-23: 40; WINTER - CERTAIN 2023-24: 40; WINTER - CERTAIN 2024-25: 40; WINTER - CERTAIN 2025-26: 40; WINTER - CERTAIN 2026-27: 40; WINTER - CERTAIN 2027-28: 40; WINTER - CERTAIN 2028-29: 40
Existing | US | 1989341 | 7900 | 5A | SANDHSYD_SH_5A | Sand Hill | SANDHILL ENERGY CENTER CTG 5A | CT | NG |  | Natural Gas and Other Gases | 2004-09-01 |  | 198.9 | 150 | 170 | SUMMER - CERTAIN 2018: 150; SUMMER - CERTAIN 2019: 150; SUMMER - CERTAIN 2020: 150; SUMMER - CERTAIN 2021: 150; SUMMER - CERTAIN 2022: 150; SUMMER - CERTAIN 2023: 150; SUMMER - CERTAIN 2024: 150; SUMMER - CERTAIN 2025: 150; SUMMER - CERTAIN 2026: 150; SUMMER - CERTAIN 2027: 150; SUMMER - CERTAIN 2028: 150; WINTER - CERTAIN 2018-19: 170; WINTER - CERTAIN 2019-20: 170; WINTER - CERTAIN 2020-21: 170; WINTER - CERTAIN 2021-22: 170; WINTER - CERTAIN 2022-23: 170; WINTER - CERTAIN 2023-24: 170; WINTER - CERTAIN 2024-25: 170; WINTER - CERTAIN 2025-26: 170; WINTER - CERTAIN 2026-27: 170; WINTER - CERTAIN 2027-28: 170; WINTER - CERTAIN 2028-29: 170
Existing | US | 1168137 | 7900 | 5C | SANDHSYD_SH_5C | Sand Hill | SANDHILL ENERGY CENTER STG 5C | CA | NG |  | Natural Gas and Other Gases | 2004-09-01 |  | 191 | 145 | 160 | SUMMER - CERTAIN 2018: 145; SUMMER - CERTAIN 2019: 145; SUMMER - CERTAIN 2020: 145; SUMMER - CERTAIN 2021: 145; SUMMER - CERTAIN 2022: 145; SUMMER - CERTAIN 2023: 145; SUMMER - CERTAIN 2024: 145; SUMMER - CERTAIN 2025: 145; SUMMER - CERTAIN 2026: 145; SUMMER - CERTAIN 2027: 145; SUMMER - CERTAIN 2028: 145; WINTER - CERTAIN 2018-19: 160; WINTER - CERTAIN 2019-20: 160; WINTER - CERTAIN 2020-21: 160; WINTER - CERTAIN 2021-22: 160; WINTER - CERTAIN 2022-23: 160; WINTER - CERTAIN 2023-24: 160; WINTER - CERTAIN 2024-25: 160; WINTER - CERTAIN 2025-26: 160; WINTER - CERTAIN 2026-27: 160; WINTER - CERTAIN 2027-28: 160; WINTER - CERTAIN 2028-29: 160
Existing | US | 1139864 | 3559 | 6 | SILASRAY_SILAS_6 | Silas Ray | SILAS RAY POWER STG 6 | CA | NG |  | Natural Gas and Other Gases | 1962-03-02 |  | 25 | 20 | 21 | SUMMER - CERTAIN 2018: 20; SUMMER - CERTAIN 2019: 20; SUMMER - CERTAIN 2020: 20; SUMMER - CERTAIN 2021: 20; SUMMER - CERTAIN 2022: 20; SUMMER - CERTAIN 2023: 20; SUMMER - CERTAIN 2024: 20; SUMMER - CERTAIN 2025: 20; SUMMER - CERTAIN 2026: 20; SUMMER - CERTAIN 2027: 20; SUMMER - CERTAIN 2028: 20; WINTER - CERTAIN 2018-19: 21; WINTER - CERTAIN 2019-20: 21; WINTER - CERTAIN 2020-21: 21; WINTER - CERTAIN 2021-22: 21; WINTER - CERTAIN 2022-23: 21; WINTER - CERTAIN 2023-24: 21; WINTER - CERTAIN 2024-25: 21; WINTER - CERTAIN 2025-26: 21; WINTER - CERTAIN 2026-27: 21; WINTER - CERTAIN 2027-28: 21; WINTER - CERTAIN 2028-29: 21
Existing | US | 1185150 | 3559 | 9 | SILASRAY_SILAS_9 | Silas Ray | SILAS RAY POWER CTG 9 | CT | NG |  | Natural Gas and Other Gases | 1996-01-01 |  | 50 | 38 | 49 | SUMMER - CERTAIN 2018: 38; SUMMER - CERTAIN 2019: 38; SUMMER - CERTAIN 2020: 38; SUMMER - CERTAIN 2021: 38; SUMMER - CERTAIN 2022: 38; SUMMER - CERTAIN 2023: 38; SUMMER - CERTAIN 2024: 38; SUMMER - CERTAIN 2025: 38; SUMMER - CERTAIN 2026: 38; SUMMER - CERTAIN 2027: 38; SUMMER - CERTAIN 2028: 38; WINTER - CERTAIN 2018-19: 49; WINTER - CERTAIN 2019-20: 49; WINTER - CERTAIN 2020-21: 49; WINTER - CERTAIN 2021-22: 49; WINTER - CERTAIN 2022-23: 49; WINTER - CERTAIN 2023-24: 49; WINTER - CERTAIN 2024-25: 49; WINTER - CERTAIN 2025-26: 49; WINTER - CERTAIN 2026-27: 49; WINTER - CERTAIN 2027-28: 49; WINTER - CERTAIN 2028-29: 49
Existing | US | 1669582 | 3469 | 31 | THW_THWGT31 | T H Wharton | T H WHARTON POWER CTG 31 | CT | NG |  | Natural Gas and Other Gases | 1972-07-31 |  | 51.3 | 51.3 | 69 | SUMMER - CERTAIN 2018: 51.3; SUMMER - CERTAIN 2019: 51.3; SUMMER - CERTAIN 2020: 51.3; SUMMER - CERTAIN 2021: 51.3; SUMMER - CERTAIN 2022: 51.3; SUMMER - CERTAIN 2023: 51.3; SUMMER - CERTAIN 2024: 51.3; SUMMER - CERTAIN 2025: 51.3; SUMMER - CERTAIN 2026: 51.3; SUMMER - CERTAIN 2027: 51.3; SUMMER - CERTAIN 2028: 51.3; WINTER - CERTAIN 2018-19: 69; WINTER - CERTAIN 2019-20: 69; WINTER - CERTAIN 2020-21: 69; WINTER - CERTAIN 2021-22: 69; WINTER - CERTAIN 2022-23: 69; WINTER - CERTAIN 2023-24: 69; WINTER - CERTAIN 2024-25: 69; WINTER - CERTAIN 2025-26: 69; WINTER - CERTAIN 2026-27: 69; WINTER - CERTAIN 2027-28: 69; WINTER - CERTAIN 2028-29: 69
Existing | US | 1499105 | 3469 | 32 | THW_THWGT32 | T H Wharton | T H WHARTON POWER CTG 32 | CT | NG |  | Natural Gas and Other Gases | 1972-07-31 |  | 51.3 | 51.3 | 69 | SUMMER - CERTAIN 2018: 51.3; SUMMER - CERTAIN 2019: 51.3; SUMMER - CERTAIN 2020: 51.3; SUMMER - CERTAIN 2021: 51.3; SUMMER - CERTAIN 2022: 51.3; SUMMER - CERTAIN 2023: 51.3; SUMMER - CERTAIN 2024: 51.3; SUMMER - CERTAIN 2025: 51.3; SUMMER - CERTAIN 2026: 51.3; SUMMER - CERTAIN 2027: 51.3; SUMMER - CERTAIN 2028: 51.3; WINTER - CERTAIN 2018-19: 69; WINTER - CERTAIN 2019-20: 69; WINTER - CERTAIN 2020-21: 69; WINTER - CERTAIN 2021-22: 69; WINTER - CERTAIN 2022-23: 69; WINTER - CERTAIN 2023-24: 69; WINTER - CERTAIN 2024-25: 69; WINTER - CERTAIN 2025-26: 69; WINTER - CERTAIN 2026-27: 69; WINTER - CERTAIN 2027-28: 69; WINTER - CERTAIN 2028-29: 69
Existing | US | 1484108 | 3469 | 33 | THW_THWGT33 | T H Wharton | T H WHARTON POWER CTG 33 | CT | NG |  | Natural Gas and Other Gases | 1972-07-31 |  | 51.3 | 51.3 | 69 | SUMMER - CERTAIN 2018: 51.3; SUMMER - CERTAIN 2019: 51.3; SUMMER - CERTAIN 2020: 51.3; SUMMER - CERTAIN 2021: 51.3; SUMMER - CERTAIN 2022: 51.3; SUMMER - CERTAIN 2023: 51.3; SUMMER - CERTAIN 2024: 51.3; SUMMER - CERTAIN 2025: 51.3; SUMMER - CERTAIN 2026: 51.3; SUMMER - CERTAIN 2027: 51.3; SUMMER - CERTAIN 2028: 51.3; WINTER - CERTAIN 2018-19: 69; WINTER - CERTAIN 2019-20: 69; WINTER - CERTAIN 2020-21: 69; WINTER - CERTAIN 2021-22: 69; WINTER - CERTAIN 2022-23: 69; WINTER - CERTAIN 2023-24: 69; WINTER - CERTAIN 2024-25: 69; WINTER - CERTAIN 2025-26: 69; WINTER - CERTAIN 2026-27: 69; WINTER - CERTAIN 2027-28: 69; WINTER - CERTAIN 2028-29: 69
Existing | US | 1045885 | 3469 | 34 | THW_THWGT34 | T H Wharton | T H WHARTON POWER CTG 34 | CT | NG |  | Natural Gas and Other Gases | 1972-07-31 |  | 51.3 | 51.3 | 69 | SUMMER - CERTAIN 2018: 51.3; SUMMER - CERTAIN 2019: 51.3; SUMMER - CERTAIN 2020: 51.3; SUMMER - CERTAIN 2021: 51.3; SUMMER - CERTAIN 2022: 51.3; SUMMER - CERTAIN 2023: 51.3; SUMMER - CERTAIN 2024: 51.3; SUMMER - CERTAIN 2025: 51.3; SUMMER - CERTAIN 2026: 51.3; SUMMER - CERTAIN 2027: 51.3; SUMMER - CERTAIN 2028: 51.3; WINTER - CERTAIN 2018-19: 69; WINTER - CERTAIN 2019-20: 69; WINTER - CERTAIN 2020-21: 69; WINTER - CERTAIN 2021-22: 69; WINTER - CERTAIN 2022-23: 69; WINTER - CERTAIN 2023-24: 69; WINTER - CERTAIN 2024-25: 69; WINTER - CERTAIN 2025-26: 69; WINTER - CERTAIN 2026-27: 69; WINTER - CERTAIN 2027-28: 69; WINTER - CERTAIN 2028-29: 69
Existing | US | 1048948 | 3469 | ST3 | THW_THWST_3 | T H Wharton | T H WHARTON POWER STG 3 | CA | NG |  | Natural Gas and Other Gases | 1974-08-16 |  | 113.1 | 110 | 110 | SUMMER - CERTAIN 2018: 110; SUMMER - CERTAIN 2019: 110; SUMMER - CERTAIN 2020: 110; SUMMER - CERTAIN 2021: 110; SUMMER - CERTAIN 2022: 110; SUMMER - CERTAIN 2023: 110; SUMMER - CERTAIN 2024: 110; SUMMER - CERTAIN 2025: 110; SUMMER - CERTAIN 2026: 110; SUMMER - CERTAIN 2027: 110; SUMMER - CERTAIN 2028: 110; WINTER - CERTAIN 2018-19: 110; WINTER - CERTAIN 2019-20: 110; WINTER - CERTAIN 2020-21: 110; WINTER - CERTAIN 2021-22: 110; WINTER - CERTAIN 2022-23: 110; WINTER - CERTAIN 2023-24: 110; WINTER - CERTAIN 2024-25: 110; WINTER - CERTAIN 2025-26: 110; WINTER - CERTAIN 2026-27: 110; WINTER - CERTAIN 2027-28: 110; WINTER - CERTAIN 2028-29: 110
Existing | US | 1997700 | 3469 | 41 | THW_THWGT41 | T H Wharton | T H WHARTON POWER CTG 41 | CT | NG |  | Natural Gas and Other Gases | 1972-07-31 |  | 51.3 | 54 | 69 | SUMMER - CERTAIN 2018: 51.3; SUMMER - CERTAIN 2019: 51.3; SUMMER - CERTAIN 2020: 51.3; SUMMER - CERTAIN 2021: 51.3; SUMMER - CERTAIN 2022: 51.3; SUMMER - CERTAIN 2023: 51.3; SUMMER - CERTAIN 2024: 51.3; SUMMER - CERTAIN 2025: 51.3; SUMMER - CERTAIN 2026: 51.3; SUMMER - CERTAIN 2027: 51.3; SUMMER - CERTAIN 2028: 51.3; WINTER - CERTAIN 2018-19: 69; WINTER - CERTAIN 2019-20: 69; WINTER - CERTAIN 2020-21: 69; WINTER - CERTAIN 2021-22: 69; WINTER - CERTAIN 2022-23: 69; WINTER - CERTAIN 2023-24: 69; WINTER - CERTAIN 2024-25: 69; WINTER - CERTAIN 2025-26: 69; WINTER - CERTAIN 2026-27: 69; WINTER - CERTAIN 2027-28: 69; WINTER - CERTAIN 2028-29: 69
Existing | US | 1668314 | 3469 | 42 | THW_THWGT42 | T H Wharton | T H WHARTON POWER CTG 42 | CT | NG |  | Natural Gas and Other Gases | 1972-07-31 |  | 51.3 | 54 | 69 | SUMMER - CERTAIN 2018: 51.3; SUMMER - CERTAIN 2019: 51.3; SUMMER - CERTAIN 2020: 51.3; SUMMER - CERTAIN 2021: 51.3; SUMMER - CERTAIN 2022: 51.3; SUMMER - CERTAIN 2023: 51.3; SUMMER - CERTAIN 2024: 51.3; SUMMER - CERTAIN 2025: 51.3; SUMMER - CERTAIN 2026: 51.3; SUMMER - CERTAIN 2027: 51.3; SUMMER - CERTAIN 2028: 51.3; WINTER - CERTAIN 2018-19: 69; WINTER - CERTAIN 2019-20: 69; WINTER - CERTAIN 2020-21: 69; WINTER - CERTAIN 2021-22: 69; WINTER - CERTAIN 2022-23: 69; WINTER - CERTAIN 2023-24: 69; WINTER - CERTAIN 2024-25: 69; WINTER - CERTAIN 2025-26: 69; WINTER - CERTAIN 2026-27: 69; WINTER - CERTAIN 2027-28: 69; WINTER - CERTAIN 2028-29: 69
Existing | US | 1512561 | 3469 | 43 | THW_THWGT43 | T H Wharton | T H WHARTON POWER CTG 43 | CT | NG |  | Natural Gas and Other Gases | 1974-08-16 |  | 62 | 54 | 69 | SUMMER - CERTAIN 2018: 54; SUMMER - CERTAIN 2019: 54; SUMMER - CERTAIN 2020: 54; SUMMER - CERTAIN 2021: 54; SUMMER - CERTAIN 2022: 54; SUMMER - CERTAIN 2023: 54; SUMMER - CERTAIN 2024: 54; SUMMER - CERTAIN 2025: 54; SUMMER - CERTAIN 2026: 54; SUMMER - CERTAIN 2027: 54; SUMMER - CERTAIN 2028: 54; WINTER - CERTAIN 2018-19: 69; WINTER - CERTAIN 2019-20: 69; WINTER - CERTAIN 2020-21: 69; WINTER - CERTAIN 2021-22: 69; WINTER - CERTAIN 2022-23: 69; WINTER - CERTAIN 2023-24: 69; WINTER - CERTAIN 2024-25: 69; WINTER - CERTAIN 2025-26: 69; WINTER - CERTAIN 2026-27: 69; WINTER - CERTAIN 2027-28: 69; WINTER - CERTAIN 2028-29: 69
Existing | US | 1098830 | 3469 | 44 | THW_THWGT44 | T H Wharton | T H WHARTON POWER CTG 44 | CT | NG |  | Natural Gas and Other Gases | 1974-08-16 |  | 62 | 54 | 69 | SUMMER - CERTAIN 2018: 54; SUMMER - CERTAIN 2019: 54; SUMMER - CERTAIN 2020: 54; SUMMER - CERTAIN 2021: 54; SUMMER - CERTAIN 2022: 54; SUMMER - CERTAIN 2023: 54; SUMMER - CERTAIN 2024: 54; SUMMER - CERTAIN 2025: 54; SUMMER - CERTAIN 2026: 54; SUMMER - CERTAIN 2027: 54; SUMMER - CERTAIN 2028: 54; WINTER - CERTAIN 2018-19: 69; WINTER - CERTAIN 2019-20: 69; WINTER - CERTAIN 2020-21: 69; WINTER - CERTAIN 2021-22: 69; WINTER - CERTAIN 2022-23: 69; WINTER - CERTAIN 2023-24: 69; WINTER - CERTAIN 2024-25: 69; WINTER - CERTAIN 2025-26: 69; WINTER - CERTAIN 2026-27: 69; WINTER - CERTAIN 2027-28: 69; WINTER - CERTAIN 2028-29: 69
Existing | US | 1009323 | 3469 | ST4 | THW_THWST_4 | T H Wharton | T H WHARTON POWER STG 4 | CA | NG |  | Natural Gas and Other Gases | 1974-08-16 |  | 113.1 | 110 | 110 | SUMMER - CERTAIN 2018: 110; SUMMER - CERTAIN 2019: 110; SUMMER - CERTAIN 2020: 110; SUMMER - CERTAIN 2021: 110; SUMMER - CERTAIN 2022: 110; SUMMER - CERTAIN 2023: 110; SUMMER - CERTAIN 2024: 110; SUMMER - CERTAIN 2025: 110; SUMMER - CERTAIN 2026: 110; SUMMER - CERTAIN 2027: 110; SUMMER - CERTAIN 2028: 110; WINTER - CERTAIN 2018-19: 110; WINTER - CERTAIN 2019-20: 110; WINTER - CERTAIN 2020-21: 110; WINTER - CERTAIN 2021-22: 110; WINTER - CERTAIN 2022-23: 110; WINTER - CERTAIN 2023-24: 110; WINTER - CERTAIN 2024-25: 110; WINTER - CERTAIN 2025-26: 110; WINTER - CERTAIN 2026-27: 110; WINTER - CERTAIN 2027-28: 110; WINTER - CERTAIN 2028-29: 110
Existing | US | 1809454 | 52088 | GEN2 | TXCTY_CTA | Texas City Power Plant | TEXAS CITY POWER CTG A | CT | NG |  | Natural Gas and Other Gases | 2000-01-01 |  | 129.06 | 96.6 | 102.4 | SUMMER - CERTAIN 2018: 96.6; SUMMER - CERTAIN 2019: 96.6; SUMMER - CERTAIN 2020: 96.6; SUMMER - CERTAIN 2021: 96.6; SUMMER - CERTAIN 2022: 96.6; SUMMER - CERTAIN 2023: 96.6; SUMMER - CERTAIN 2024: 96.6; SUMMER - CERTAIN 2025: 96.6; SUMMER - CERTAIN 2026: 96.6; SUMMER - CERTAIN 2027: 96.6; SUMMER - CERTAIN 2028: 96.6; WINTER - CERTAIN 2018-19: 102.4; WINTER - CERTAIN 2019-20: 102.4; WINTER - CERTAIN 2020-21: 102.4; WINTER - CERTAIN 2021-22: 102.4; WINTER - CERTAIN 2022-23: 102.4; WINTER - CERTAIN 2023-24: 102.4; WINTER - CERTAIN 2024-25: 102.4; WINTER - CERTAIN 2025-26: 102.4; WINTER - CERTAIN 2026-27: 102.4; WINTER - CERTAIN 2027-28: 102.4; WINTER - CERTAIN 2028-29: 102.4
Existing | US | 1918354 | 52088 | GEN3 | TXCTY_CTB | Texas City Power Plant | TEXAS CITY POWER CTG B | CT | NG |  | Natural Gas and Other Gases | 2000-01-01 |  | 129.06 | 96.6 | 102.4 | SUMMER - CERTAIN 2018: 96.6; SUMMER - CERTAIN 2019: 96.6; SUMMER - CERTAIN 2020: 96.6; SUMMER - CERTAIN 2021: 96.6; SUMMER - CERTAIN 2022: 96.6; SUMMER - CERTAIN 2023: 96.6; SUMMER - CERTAIN 2024: 96.6; SUMMER - CERTAIN 2025: 96.6; SUMMER - CERTAIN 2026: 96.6; SUMMER - CERTAIN 2027: 96.6; SUMMER - CERTAIN 2028: 96.6; WINTER - CERTAIN 2018-19: 102.4; WINTER - CERTAIN 2019-20: 102.4; WINTER - CERTAIN 2020-21: 102.4; WINTER - CERTAIN 2021-22: 102.4; WINTER - CERTAIN 2022-23: 102.4; WINTER - CERTAIN 2023-24: 102.4; WINTER - CERTAIN 2024-25: 102.4; WINTER - CERTAIN 2025-26: 102.4; WINTER - CERTAIN 2026-27: 102.4; WINTER - CERTAIN 2027-28: 102.4; WINTER - CERTAIN 2028-29: 102.4
Existing | US | 1709757 | 52088 | GEN4 | TXCTY_CTC | Texas City Power Plant | TEXAS CITY POWER CTG C | CT | NG |  | Natural Gas and Other Gases | 2000-01-01 |  | 129.06 | 96.6 | 102.4 | SUMMER - CERTAIN 2018: 96.6; SUMMER - CERTAIN 2019: 96.6; SUMMER - CERTAIN 2020: 96.6; SUMMER - CERTAIN 2021: 96.6; SUMMER - CERTAIN 2022: 96.6; SUMMER - CERTAIN 2023: 96.6; SUMMER - CERTAIN 2024: 96.6; SUMMER - CERTAIN 2025: 96.6; SUMMER - CERTAIN 2026: 96.6; SUMMER - CERTAIN 2027: 96.6; SUMMER - CERTAIN 2028: 96.6; WINTER - CERTAIN 2018-19: 102.4; WINTER - CERTAIN 2019-20: 102.4; WINTER - CERTAIN 2020-21: 102.4; WINTER - CERTAIN 2021-22: 102.4; WINTER - CERTAIN 2022-23: 102.4; WINTER - CERTAIN 2023-24: 102.4; WINTER - CERTAIN 2024-25: 102.4; WINTER - CERTAIN 2025-26: 102.4; WINTER - CERTAIN 2026-27: 102.4; WINTER - CERTAIN 2027-28: 102.4; WINTER - CERTAIN 2028-29: 102.4
Existing | US | 1918739 | 52088 | GEN1 | TXCTY_ST | Texas City Power Plant | TEXAS CITY POWER STG | CA | NG |  | Natural Gas and Other Gases | 2000-01-01 |  | 143.65 | 131.6 | 131.5 | SUMMER - CERTAIN 2018: 131.6; SUMMER - CERTAIN 2019: 131.6; SUMMER - CERTAIN 2020: 131.6; SUMMER - CERTAIN 2021: 131.6; SUMMER - CERTAIN 2022: 131.6; SUMMER - CERTAIN 2023: 131.6; SUMMER - CERTAIN 2024: 131.6; SUMMER - CERTAIN 2025: 131.6; SUMMER - CERTAIN 2026: 131.6; SUMMER - CERTAIN 2027: 131.6; SUMMER - CERTAIN 2028: 131.6; WINTER - CERTAIN 2018-19: 131.5; WINTER - CERTAIN 2019-20: 131.5; WINTER - CERTAIN 2020-21: 131.5; WINTER - CERTAIN 2021-22: 131.5; WINTER - CERTAIN 2022-23: 131.5; WINTER - CERTAIN 2023-24: 131.5; WINTER - CERTAIN 2024-25: 131.5; WINTER - CERTAIN 2025-26: 131.5; WINTER - CERTAIN 2026-27: 131.5; WINTER - CERTAIN 2027-28: 131.5; WINTER - CERTAIN 2028-29: 131.5
Existing | US | 1267416 | 3443 | 6 | VICTORIA_VICTORG6 | Victoria | VICTORIA POWER CTG 6 | CT | NG |  | Natural Gas and Other Gases | 2009-10-15 |  | 196.86 | 160 | 171 | SUMMER - CERTAIN 2018: 160; SUMMER - CERTAIN 2019: 160; SUMMER - CERTAIN 2020: 160; SUMMER - CERTAIN 2021: 160; SUMMER - CERTAIN 2022: 160; SUMMER - CERTAIN 2023: 160; SUMMER - CERTAIN 2024: 160; SUMMER - CERTAIN 2025: 160; SUMMER - CERTAIN 2026: 160; SUMMER - CERTAIN 2027: 160; SUMMER - CERTAIN 2028: 160; WINTER - CERTAIN 2018-19: 171; WINTER - CERTAIN 2019-20: 171; WINTER - CERTAIN 2020-21: 171; WINTER - CERTAIN 2021-22: 171; WINTER - CERTAIN 2022-23: 171; WINTER - CERTAIN 2023-24: 171; WINTER - CERTAIN 2024-25: 171; WINTER - CERTAIN 2025-26: 171; WINTER - CERTAIN 2026-27: 171; WINTER - CERTAIN 2027-28: 171; WINTER - CERTAIN 2028-29: 171
Existing | US | 1082698 | 3443 | 5 | VICTORIA_VICTORG5 | Victoria | VICTORIA POWER STG 5 | CA | NG |  | Natural Gas and Other Gases | 1963-06-01 |  | 180.2 | 125 | 132 | SUMMER - CERTAIN 2018: 125; SUMMER - CERTAIN 2019: 125; SUMMER - CERTAIN 2020: 125; SUMMER - CERTAIN 2021: 125; SUMMER - CERTAIN 2022: 125; SUMMER - CERTAIN 2023: 125; SUMMER - CERTAIN 2024: 125; SUMMER - CERTAIN 2025: 125; SUMMER - CERTAIN 2026: 125; SUMMER - CERTAIN 2027: 125; SUMMER - CERTAIN 2028: 125; WINTER - CERTAIN 2018-19: 132; WINTER - CERTAIN 2019-20: 132; WINTER - CERTAIN 2020-21: 132; WINTER - CERTAIN 2021-22: 132; WINTER - CERTAIN 2022-23: 132; WINTER - CERTAIN 2023-24: 132; WINTER - CERTAIN 2024-25: 132; WINTER - CERTAIN 2025-26: 132; WINTER - CERTAIN 2026-27: 132; WINTER - CERTAIN 2027-28: 132; WINTER - CERTAIN 2028-29: 132
Existing | US | 1422724 | 50127 | GTA | WFCOGEN_UNIT1 | CCI Signal Hill LLC | WICHITA FALLS CTG 1 | CT | NG |  | Natural Gas and Other Gases | 1987-06-19 |  | 20 | 20 | 20 | SUMMER - CERTAIN 2018: 20; SUMMER - CERTAIN 2019: 20; SUMMER - CERTAIN 2020: 20; SUMMER - CERTAIN 2021: 20; SUMMER - CERTAIN 2022: 20; SUMMER - CERTAIN 2023: 20; SUMMER - CERTAIN 2024: 20; SUMMER - CERTAIN 2025: 20; SUMMER - CERTAIN 2026: 20; SUMMER - CERTAIN 2027: 20; SUMMER - CERTAIN 2028: 20; WINTER - CERTAIN 2018-19: 20; WINTER - CERTAIN 2019-20: 20; WINTER - CERTAIN 2020-21: 20; WINTER - CERTAIN 2021-22: 20; WINTER - CERTAIN 2022-23: 20; WINTER - CERTAIN 2023-24: 20; WINTER - CERTAIN 2024-25: 20; WINTER - CERTAIN 2025-26: 20; WINTER - CERTAIN 2026-27: 20; WINTER - CERTAIN 2027-28: 20; WINTER - CERTAIN 2028-29: 20
Existing | US | 1172052 | 50127 | GTB | WFCOGEN_UNIT2 | CCI Signal Hill LLC | WICHITA FALLS CTG 2 | CT | NG |  | Natural Gas and Other Gases | 1987-06-19 |  | 20 | 20 | 20 | SUMMER - CERTAIN 2018: 20; SUMMER - CERTAIN 2019: 20; SUMMER - CERTAIN 2020: 20; SUMMER - CERTAIN 2021: 20; SUMMER - CERTAIN 2022: 20; SUMMER - CERTAIN 2023: 20; SUMMER - CERTAIN 2024: 20; SUMMER - CERTAIN 2025: 20; SUMMER - CERTAIN 2026: 20; SUMMER - CERTAIN 2027: 20; SUMMER - CERTAIN 2028: 20; WINTER - CERTAIN 2018-19: 20; WINTER - CERTAIN 2019-20: 20; WINTER - CERTAIN 2020-21: 20; WINTER - CERTAIN 2021-22: 20; WINTER - CERTAIN 2022-23: 20; WINTER - CERTAIN 2023-24: 20; WINTER - CERTAIN 2024-25: 20; WINTER - CERTAIN 2025-26: 20; WINTER - CERTAIN 2026-27: 20; WINTER - CERTAIN 2027-28: 20; WINTER - CERTAIN 2028-29: 20
Existing | US | 1418148 | 50127 | GTC | WFCOGEN_UNIT3 | CCI Signal Hill LLC | WICHITA FALLS CTG 3 | CT | NG |  | Natural Gas and Other Gases | 1987-06-19 |  | 20 | 20 | 20 | SUMMER - CERTAIN 2018: 20; SUMMER - CERTAIN 2019: 20; SUMMER - CERTAIN 2020: 20; SUMMER - CERTAIN 2021: 20; SUMMER - CERTAIN 2022: 20; SUMMER - CERTAIN 2023: 20; SUMMER - CERTAIN 2024: 20; SUMMER - CERTAIN 2025: 20; SUMMER - CERTAIN 2026: 20; SUMMER - CERTAIN 2027: 20; SUMMER - CERTAIN 2028: 20; WINTER - CERTAIN 2018-19: 20; WINTER - CERTAIN 2019-20: 20; WINTER - CERTAIN 2020-21: 20; WINTER - CERTAIN 2021-22: 20; WINTER - CERTAIN 2022-23: 20; WINTER - CERTAIN 2023-24: 20; WINTER - CERTAIN 2024-25: 20; WINTER - CERTAIN 2025-26: 20; WINTER - CERTAIN 2026-27: 20; WINTER - CERTAIN 2027-28: 20; WINTER - CERTAIN 2028-29: 20
Existing | US | 1762120 | 50127 | STD | WFCOGEN_UNIT4 | CCI Signal Hill LLC | WICHITA FALLS STG 4 | CA | NG |  | Natural Gas and Other Gases | 1987-06-19 |  | 20 | 17 | 16 | SUMMER - CERTAIN 2018: 17; SUMMER - CERTAIN 2019: 17; SUMMER - CERTAIN 2020: 17; SUMMER - CERTAIN 2021: 17; SUMMER - CERTAIN 2022: 17; SUMMER - CERTAIN 2023: 17; SUMMER - CERTAIN 2024: 17; SUMMER - CERTAIN 2025: 17; SUMMER - CERTAIN 2026: 17; SUMMER - CERTAIN 2027: 17; SUMMER - CERTAIN 2028: 17; WINTER - CERTAIN 2018-19: 16; WINTER - CERTAIN 2019-20: 16; WINTER - CERTAIN 2020-21: 16; WINTER - CERTAIN 2021-22: 16; WINTER - CERTAIN 2022-23: 16; WINTER - CERTAIN 2023-24: 16; WINTER - CERTAIN 2024-25: 16; WINTER - CERTAIN 2025-26: 16; WINTER - CERTAIN 2026-27: 16; WINTER - CERTAIN 2027-28: 16; WINTER - CERTAIN 2028-29: 16
Existing | US | 1509948 | 55320 | CT1 | WCPP_CT1 | Wise County Power LLC | WISE-TRACTEBEL POWER CTG 1 | CT | NG |  | Natural Gas and Other Gases | 2004-01-03 |  | 275 | 240 | 275 | SUMMER - CERTAIN 2018: 240; SUMMER - CERTAIN 2019: 240; SUMMER - CERTAIN 2020: 240; SUMMER - CERTAIN 2021: 240; SUMMER - CERTAIN 2022: 240; SUMMER - CERTAIN 2023: 240; SUMMER - CERTAIN 2024: 240; SUMMER - CERTAIN 2025: 240; SUMMER - CERTAIN 2026: 240; SUMMER - CERTAIN 2027: 240; SUMMER - CERTAIN 2028: 240; WINTER - CERTAIN 2018-19: 275; WINTER - CERTAIN 2019-20: 275; WINTER - CERTAIN 2020-21: 275; WINTER - CERTAIN 2021-22: 275; WINTER - CERTAIN 2022-23: 275; WINTER - CERTAIN 2023-24: 275; WINTER - CERTAIN 2024-25: 275; WINTER - CERTAIN 2025-26: 275; WINTER - CERTAIN 2026-27: 275; WINTER - CERTAIN 2027-28: 275; WINTER - CERTAIN 2028-29: 275
Existing | US | 1314981 | 55320 | CT2 | WCPP_CT2 | Wise County Power LLC | WISE-TRACTEBEL POWER CTG 2 | CT | NG |  | Natural Gas and Other Gases | 2004-01-03 |  | 275 | 240 | 275 | SUMMER - CERTAIN 2018: 240; SUMMER - CERTAIN 2019: 240; SUMMER - CERTAIN 2020: 240; SUMMER - CERTAIN 2021: 240; SUMMER - CERTAIN 2022: 240; SUMMER - CERTAIN 2023: 240; SUMMER - CERTAIN 2024: 240; SUMMER - CERTAIN 2025: 240; SUMMER - CERTAIN 2026: 240; SUMMER - CERTAIN 2027: 240; SUMMER - CERTAIN 2028: 240; WINTER - CERTAIN 2018-19: 275; WINTER - CERTAIN 2019-20: 275; WINTER - CERTAIN 2020-21: 275; WINTER - CERTAIN 2021-22: 275; WINTER - CERTAIN 2022-23: 275; WINTER - CERTAIN 2023-24: 275; WINTER - CERTAIN 2024-25: 275; WINTER - CERTAIN 2025-26: 275; WINTER - CERTAIN 2026-27: 275; WINTER - CERTAIN 2027-28: 275; WINTER - CERTAIN 2028-29: 275
Existing | US | 1088055 | 55320 | ST1 | WCPP_ST1 | Wise County Power LLC | WISE-TRACTEBEL POWER STG 1 | CA | NG |  | Natural Gas and Other Gases | 2004-01-03 |  | 290 | 260 | 290 | SUMMER - CERTAIN 2018: 260; SUMMER - CERTAIN 2019: 260; SUMMER - CERTAIN 2020: 260; SUMMER - CERTAIN 2021: 260; SUMMER - CERTAIN 2022: 260; SUMMER - CERTAIN 2023: 260; SUMMER - CERTAIN 2024: 260; SUMMER - CERTAIN 2025: 260; SUMMER - CERTAIN 2026: 260; SUMMER - CERTAIN 2027: 260; SUMMER - CERTAIN 2028: 260; WINTER - CERTAIN 2018-19: 290; WINTER - CERTAIN 2019-20: 290; WINTER - CERTAIN 2020-21: 290; WINTER - CERTAIN 2021-22: 290; WINTER - CERTAIN 2022-23: 290; WINTER - CERTAIN 2023-24: 290; WINTER - CERTAIN 2024-25: 290; WINTER - CERTAIN 2025-26: 290; WINTER - CERTAIN 2026-27: 290; WINTER - CERTAIN 2027-28: 290; WINTER - CERTAIN 2028-29: 290
Existing | US | 1490782 | 55139 | CTG1 | WHCCS_CT1 | Wolf Hollow I LP | WOLF HOLLOW POWER CTG 1 | CA | NG |  | Natural Gas and Other Gases | 2002-07-24 |  | 264.5 | 212.5 | 249 | SUMMER - CERTAIN 2018: 212.5; SUMMER - CERTAIN 2019: 212.5; SUMMER - CERTAIN 2020: 212.5; SUMMER - CERTAIN 2021: 212.5; SUMMER - CERTAIN 2022: 212.5; SUMMER - CERTAIN 2023: 212.5; SUMMER - CERTAIN 2024: 212.5; SUMMER - CERTAIN 2025: 212.5; SUMMER - CERTAIN 2026: 212.5; SUMMER - CERTAIN 2027: 212.5; SUMMER - CERTAIN 2028: 212.5; WINTER - CERTAIN 2018-19: 249; WINTER - CERTAIN 2019-20: 249; WINTER - CERTAIN 2020-21: 249; WINTER - CERTAIN 2021-22: 249; WINTER - CERTAIN 2022-23: 249; WINTER - CERTAIN 2023-24: 249; WINTER - CERTAIN 2024-25: 249; WINTER - CERTAIN 2025-26: 249; WINTER - CERTAIN 2026-27: 249; WINTER - CERTAIN 2027-28: 249; WINTER - CERTAIN 2028-29: 249
Existing | US | 1025191 | 55139 | CTG2 | WHCCS_CT2 | Wolf Hollow I LP | WOLF HOLLOW POWER CTG 2 | CT | NG |  | Natural Gas and Other Gases | 2002-07-24 |  | 264.5 | 212.5 | 249 | SUMMER - CERTAIN 2018: 212.5; SUMMER - CERTAIN 2019: 212.5; SUMMER - CERTAIN 2020: 212.5; SUMMER - CERTAIN 2021: 212.5; SUMMER - CERTAIN 2022: 212.5; SUMMER - CERTAIN 2023: 212.5; SUMMER - CERTAIN 2024: 212.5; SUMMER - CERTAIN 2025: 212.5; SUMMER - CERTAIN 2026: 212.5; SUMMER - CERTAIN 2027: 212.5; SUMMER - CERTAIN 2028: 212.5; WINTER - CERTAIN 2018-19: 249; WINTER - CERTAIN 2019-20: 249; WINTER - CERTAIN 2020-21: 249; WINTER - CERTAIN 2021-22: 249; WINTER - CERTAIN 2022-23: 249; WINTER - CERTAIN 2023-24: 249; WINTER - CERTAIN 2024-25: 249; WINTER - CERTAIN 2025-26: 249; WINTER - CERTAIN 2026-27: 249; WINTER - CERTAIN 2027-28: 249; WINTER - CERTAIN 2028-29: 249
Existing | US | 1374296 | 55139 | ST | WHCCS_STG | Wolf Hollow I LP | WOLF HOLLOW POWER STG | CT | NG |  | Natural Gas and Other Gases | 2002-07-24 |  | 300 | 280 | 293 | SUMMER - CERTAIN 2018: 280; SUMMER - CERTAIN 2019: 280; SUMMER - CERTAIN 2020: 280; SUMMER - CERTAIN 2021: 280; SUMMER - CERTAIN 2022: 280; SUMMER - CERTAIN 2023: 280; SUMMER - CERTAIN 2024: 280; SUMMER - CERTAIN 2025: 280; SUMMER - CERTAIN 2026: 280; SUMMER - CERTAIN 2027: 280; SUMMER - CERTAIN 2028: 280; WINTER - CERTAIN 2018-19: 293; WINTER - CERTAIN 2019-20: 293; WINTER - CERTAIN 2020-21: 293; WINTER - CERTAIN 2021-22: 293; WINTER - CERTAIN 2022-23: 293; WINTER - CERTAIN 2023-24: 293; WINTER - CERTAIN 2024-25: 293; WINTER - CERTAIN 2025-26: 293; WINTER - CERTAIN 2026-27: 293; WINTER - CERTAIN 2027-28: 293; WINTER - CERTAIN 2028-29: 293
Existing | US |  | 59812 |  | WHCCS2_CT4 |  | WOLF HOLLOW 2 CT5 | CT | NG |  | Natural Gas and Other Gases | 2017-05-02 |  | 360 | 314.1 | 335 | SUMMER - CERTAIN 2018: 314.1; SUMMER - CERTAIN 2019: 314.1; SUMMER - CERTAIN 2020: 314.1; SUMMER - CERTAIN 2021: 314.1; SUMMER - CERTAIN 2022: 314.1; SUMMER - CERTAIN 2023: 314.1; SUMMER - CERTAIN 2024: 314.1; SUMMER - CERTAIN 2025: 314.1; SUMMER - CERTAIN 2026: 314.1; SUMMER - CERTAIN 2027: 314.1; SUMMER - CERTAIN 2028: 314.1; WINTER - CERTAIN 2018-19: 335; WINTER - CERTAIN 2019-20: 335; WINTER - CERTAIN 2020-21: 335; WINTER - CERTAIN 2021-22: 335; WINTER - CERTAIN 2022-23: 335; WINTER - CERTAIN 2023-24: 335; WINTER - CERTAIN 2024-25: 335; WINTER - CERTAIN 2025-26: 335; WINTER - CERTAIN 2026-27: 335; WINTER - CERTAIN 2027-28: 335; WINTER - CERTAIN 2028-29: 335
Existing | US |  | 59812 |  | WHCCS2_CT5 |  | WOLF HOLLOW 2 CT6 | CT | NG |  | Natural Gas and Other Gases | 2017-05-02 |  | 360 | 317.9 | 335 | SUMMER - CERTAIN 2018: 317.9; SUMMER - CERTAIN 2019: 317.9; SUMMER - CERTAIN 2020: 317.9; SUMMER - CERTAIN 2021: 317.9; SUMMER - CERTAIN 2022: 317.9; SUMMER - CERTAIN 2023: 317.9; SUMMER - CERTAIN 2024: 317.9; SUMMER - CERTAIN 2025: 317.9; SUMMER - CERTAIN 2026: 317.9; SUMMER - CERTAIN 2027: 317.9; SUMMER - CERTAIN 2028: 317.9; WINTER - CERTAIN 2018-19: 335; WINTER - CERTAIN 2019-20: 335; WINTER - CERTAIN 2020-21: 335; WINTER - CERTAIN 2021-22: 335; WINTER - CERTAIN 2022-23: 335; WINTER - CERTAIN 2023-24: 335; WINTER - CERTAIN 2024-25: 335; WINTER - CERTAIN 2025-26: 335; WINTER - CERTAIN 2026-27: 335; WINTER - CERTAIN 2027-28: 335; WINTER - CERTAIN 2028-29: 335
Existing | US |  | 59812 |  | WHCCS2_STG6 |  | WOLF HOLLOW 2 STG6 | CA | NG |  | Natural Gas and Other Gases | 2017-05-02 |  | 511.2 | 432 | 460 | SUMMER - CERTAIN 2018: 455; SUMMER - CERTAIN 2019: 478; SUMMER - CERTAIN 2020: 478; SUMMER - CERTAIN 2021: 478; SUMMER - CERTAIN 2022: 478; SUMMER - CERTAIN 2023: 478; SUMMER - CERTAIN 2024: 478; SUMMER - CERTAIN 2025: 478; SUMMER - CERTAIN 2026: 478; SUMMER - CERTAIN 2027: 478; SUMMER - CERTAIN 2028: 478; WINTER - CERTAIN 2018-19: 510; WINTER - CERTAIN 2019-20: 510; WINTER - CERTAIN 2020-21: 510; WINTER - CERTAIN 2021-22: 510; WINTER - CERTAIN 2022-23: 510; WINTER - CERTAIN 2023-24: 510; WINTER - CERTAIN 2024-25: 510; WINTER - CERTAIN 2025-26: 510; WINTER - CERTAIN 2026-27: 510; WINTER - CERTAIN 2027-28: 510; WINTER - CERTAIN 2028-29: 510 | re-tune for plant in queue
Existing | US | 1082924 | 3561 | 7 | ATKINS_ATKINSG7 | Bryan (TX) | ATKINS CTG 7 | CT | NG |  | Natural Gas and Other Gases | 1973-01-01 |  | 21 | 18 | 20 | SUMMER - CERTAIN 2018: 18; SUMMER - CERTAIN 2019: 18; SUMMER - CERTAIN 2020: 18; SUMMER - CERTAIN 2021: 18; SUMMER - CERTAIN 2022: 18; SUMMER - CERTAIN 2023: 18; SUMMER - CERTAIN 2024: 18; SUMMER - CERTAIN 2025: 18; SUMMER - CERTAIN 2026: 18; SUMMER - CERTAIN 2027: 18; SUMMER - CERTAIN 2028: 18; WINTER - CERTAIN 2018-19: 20; WINTER - CERTAIN 2019-20: 20; WINTER - CERTAIN 2020-21: 20; WINTER - CERTAIN 2021-22: 20; WINTER - CERTAIN 2022-23: 20; WINTER - CERTAIN 2023-24: 20; WINTER - CERTAIN 2024-25: 20; WINTER - CERTAIN 2025-26: 20; WINTER - CERTAIN 2026-27: 20; WINTER - CERTAIN 2027-28: 20; WINTER - CERTAIN 2028-29: 20
Existing | US |  | 7131 |  | BRANDON |  | BRANDON GT1 (LP&L) | GT | NG |  | Natural Gas and Other Gases | 1990-07-01 |  | 21 | 21 | 22 | SUMMER - CERTAIN 2018: 0; SUMMER - CERTAIN 2019: 0; SUMMER - CERTAIN 2020: 0; SUMMER - CERTAIN 2021: 21; SUMMER - CERTAIN 2022: 21; SUMMER - CERTAIN 2023: 21; SUMMER - CERTAIN 2024: 21; SUMMER - CERTAIN 2025: 21; SUMMER - CERTAIN 2026: 21; SUMMER - CERTAIN 2027: 21; SUMMER - CERTAIN 2028: 21; WINTER - CERTAIN 2018-19: 0; WINTER - CERTAIN 2019-20: 0; WINTER - CERTAIN 2020-21: 0; WINTER - CERTAIN 2021-22: 21.5; WINTER - CERTAIN 2022-23: 21.5; WINTER - CERTAIN 2023-24: 21.5; WINTER - CERTAIN 2024-25: 21.5; WINTER - CERTAIN 2025-26: 21.5; WINTER - CERTAIN 2026-27: 21.5; WINTER - CERTAIN 2027-28: 21.5; WINTER - CERTAIN 2028-29: 21.5
Existing | US |  | 60460 |  | CHAMON_CTG_0101 |  | CASTLEMAN CHAMON 1 | GT | NG |  | Natural Gas and Other Gases | 2017-10-24 |  | 60.5 | 44 | 49.8 | SUMMER - CERTAIN 2018: 44; SUMMER - CERTAIN 2019: 44; SUMMER - CERTAIN 2020: 44; SUMMER - CERTAIN 2021: 44; SUMMER - CERTAIN 2022: 44; SUMMER - CERTAIN 2023: 44; SUMMER - CERTAIN 2024: 44; SUMMER - CERTAIN 2025: 44; SUMMER - CERTAIN 2026: 44; SUMMER - CERTAIN 2027: 44; SUMMER - CERTAIN 2028: 44; WINTER - CERTAIN 2018-19: 49.8; WINTER - CERTAIN 2019-20: 49.8; WINTER - CERTAIN 2020-21: 49.8; WINTER - CERTAIN 2021-22: 49.8; WINTER - CERTAIN 2022-23: 49.8; WINTER - CERTAIN 2023-24: 49.8; WINTER - CERTAIN 2024-25: 49.8; WINTER - CERTAIN 2025-26: 49.8; WINTER - CERTAIN 2026-27: 49.8; WINTER - CERTAIN 2027-28: 49.8; WINTER - CERTAIN 2028-29: 49.8
Existing | US |  | 60460 |  | CHAMON_CTG_0301 |  | CASTLEMAN CHAMON 2 | GT | NG |  | Natural Gas and Other Gases | 2017-10-24 |  | 60.5 | 44 | 49.8 | SUMMER - CERTAIN 2018: 44; SUMMER - CERTAIN 2019: 44; SUMMER - CERTAIN 2020: 44; SUMMER - CERTAIN 2021: 44; SUMMER - CERTAIN 2022: 44; SUMMER - CERTAIN 2023: 44; SUMMER - CERTAIN 2024: 44; SUMMER - CERTAIN 2025: 44; SUMMER - CERTAIN 2026: 44; SUMMER - CERTAIN 2027: 44; SUMMER - CERTAIN 2028: 44; WINTER - CERTAIN 2018-19: 49.8; WINTER - CERTAIN 2019-20: 49.8; WINTER - CERTAIN 2020-21: 49.8; WINTER - CERTAIN 2021-22: 49.8; WINTER - CERTAIN 2022-23: 49.8; WINTER - CERTAIN 2023-24: 49.8; WINTER - CERTAIN 2024-25: 49.8; WINTER - CERTAIN 2025-26: 49.8; WINTER - CERTAIN 2026-27: 49.8; WINTER - CERTAIN 2027-28: 49.8; WINTER - CERTAIN 2028-29: 49.8
Existing | US | 1891818 | 6243 | 2 | DANSBY_DANSBYG2 | Dansby | DANSBY CTG 2 | GT | NG |  | Natural Gas and Other Gases | 2004-02-01 |  | 48 | 45 | 48 | SUMMER - CERTAIN 2018: 45; SUMMER - CERTAIN 2019: 45; SUMMER - CERTAIN 2020: 45; SUMMER - CERTAIN 2021: 45; SUMMER - CERTAIN 2022: 45; SUMMER - CERTAIN 2023: 45; SUMMER - CERTAIN 2024: 45; SUMMER - CERTAIN 2025: 45; SUMMER - CERTAIN 2026: 45; SUMMER - CERTAIN 2027: 45; SUMMER - CERTAIN 2028: 45; WINTER - CERTAIN 2018-19: 48; WINTER - CERTAIN 2019-20: 48; WINTER - CERTAIN 2020-21: 48; WINTER - CERTAIN 2021-22: 48; WINTER - CERTAIN 2022-23: 48; WINTER - CERTAIN 2023-24: 48; WINTER - CERTAIN 2024-25: 48; WINTER - CERTAIN 2025-26: 48; WINTER - CERTAIN 2026-27: 48; WINTER - CERTAIN 2027-28: 48; WINTER - CERTAIN 2028-29: 48
Existing | US | 1009670 | 6243 | 3 | DANSBY_DANSBYG3 | Dansby | DANSBY CTG 3 | GT | NG |  | Natural Gas and Other Gases | 2010-01-11 |  | 50 | 47 | 50 | SUMMER - CERTAIN 2018: 47; SUMMER - CERTAIN 2019: 47; SUMMER - CERTAIN 2020: 47; SUMMER - CERTAIN 2021: 47; SUMMER - CERTAIN 2022: 47; SUMMER - CERTAIN 2023: 47; SUMMER - CERTAIN 2024: 47; SUMMER - CERTAIN 2025: 47; SUMMER - CERTAIN 2026: 47; SUMMER - CERTAIN 2027: 47; SUMMER - CERTAIN 2028: 47; WINTER - CERTAIN 2018-19: 50; WINTER - CERTAIN 2019-20: 50; WINTER - CERTAIN 2020-21: 50; WINTER - CERTAIN 2021-22: 50; WINTER - CERTAIN 2022-23: 50; WINTER - CERTAIN 2023-24: 50; WINTER - CERTAIN 2024-25: 50; WINTER - CERTAIN 2025-26: 50; WINTER - CERTAIN 2026-27: 50; WINTER - CERTAIN 2027-28: 50; WINTER - CERTAIN 2028-29: 50
Existing | US | 1022046 | 3548 | GT1 | DECKER_DPGT_1 | Decker Creek | DECKER CREEK CTG 1 | GT | NG |  | Natural Gas and Other Gases | 1989-01-30 |  | 56.7 | 48 | 54 | SUMMER - CERTAIN 2018: 48; SUMMER - CERTAIN 2019: 48; SUMMER - CERTAIN 2020: 48; SUMMER - CERTAIN 2021: 48; SUMMER - CERTAIN 2022: 48; SUMMER - CERTAIN 2023: 48; SUMMER - CERTAIN 2024: 48; SUMMER - CERTAIN 2025: 48; SUMMER - CERTAIN 2026: 48; SUMMER - CERTAIN 2027: 48; SUMMER - CERTAIN 2028: 48; WINTER - CERTAIN 2018-19: 54; WINTER - CERTAIN 2019-20: 54; WINTER - CERTAIN 2020-21: 54; WINTER - CERTAIN 2021-22: 54; WINTER - CERTAIN 2022-23: 54; WINTER - CERTAIN 2023-24: 54; WINTER - CERTAIN 2024-25: 54; WINTER - CERTAIN 2025-26: 54; WINTER - CERTAIN 2026-27: 54; WINTER - CERTAIN 2027-28: 54; WINTER - CERTAIN 2028-29: 54
Existing | US | 1942690 | 3548 | GT2 | DECKER_DPGT_2 | Decker Creek | DECKER CREEK CTG 2 | GT | NG |  | Natural Gas and Other Gases | 1989-01-30 |  | 56.7 | 48 | 54 | SUMMER - CERTAIN 2018: 48; SUMMER - CERTAIN 2019: 48; SUMMER - CERTAIN 2020: 48; SUMMER - CERTAIN 2021: 48; SUMMER - CERTAIN 2022: 48; SUMMER - CERTAIN 2023: 48; SUMMER - CERTAIN 2024: 48; SUMMER - CERTAIN 2025: 48; SUMMER - CERTAIN 2026: 48; SUMMER - CERTAIN 2027: 48; SUMMER - CERTAIN 2028: 48; WINTER - CERTAIN 2018-19: 54; WINTER - CERTAIN 2019-20: 54; WINTER - CERTAIN 2020-21: 54; WINTER - CERTAIN 2021-22: 54; WINTER - CERTAIN 2022-23: 54; WINTER - CERTAIN 2023-24: 54; WINTER - CERTAIN 2024-25: 54; WINTER - CERTAIN 2025-26: 54; WINTER - CERTAIN 2026-27: 54; WINTER - CERTAIN 2027-28: 54; WINTER - CERTAIN 2028-29: 54
Existing | US | 1650422 | 3548 | GT3 | DECKER_DPGT_3 | Decker Creek | DECKER CREEK CTG 3 | GT | NG |  | Natural Gas and Other Gases | 1989-01-30 |  | 56.7 | 48 | 54 | SUMMER - CERTAIN 2018: 48; SUMMER - CERTAIN 2019: 48; SUMMER - CERTAIN 2020: 48; SUMMER - CERTAIN 2021: 48; SUMMER - CERTAIN 2022: 48; SUMMER - CERTAIN 2023: 48; SUMMER - CERTAIN 2024: 48; SUMMER - CERTAIN 2025: 48; SUMMER - CERTAIN 2026: 48; SUMMER - CERTAIN 2027: 48; SUMMER - CERTAIN 2028: 48; WINTER - CERTAIN 2018-19: 54; WINTER - CERTAIN 2019-20: 54; WINTER - CERTAIN 2020-21: 54; WINTER - CERTAIN 2021-22: 54; WINTER - CERTAIN 2022-23: 54; WINTER - CERTAIN 2023-24: 54; WINTER - CERTAIN 2024-25: 54; WINTER - CERTAIN 2025-26: 54; WINTER - CERTAIN 2026-27: 54; WINTER - CERTAIN 2027-28: 54; WINTER - CERTAIN 2028-29: 54
Existing | US | 1055731 | 3548 | GT4 | DECKER_DPGT_4 | Decker Creek | DECKER CREEK CTG 4 | GT | NG |  | Natural Gas and Other Gases | 1989-01-30 |  | 56.7 | 48 | 54 | SUMMER - CERTAIN 2018: 48; SUMMER - CERTAIN 2019: 48; SUMMER - CERTAIN 2020: 48; SUMMER - CERTAIN 2021: 48; SUMMER - CERTAIN 2022: 48; SUMMER - CERTAIN 2023: 48; SUMMER - CERTAIN 2024: 48; SUMMER - CERTAIN 2025: 48; SUMMER - CERTAIN 2026: 48; SUMMER - CERTAIN 2027: 48; SUMMER - CERTAIN 2028: 48; WINTER - CERTAIN 2018-19: 54; WINTER - CERTAIN 2019-20: 54; WINTER - CERTAIN 2020-21: 54; WINTER - CERTAIN 2021-22: 54; WINTER - CERTAIN 2022-23: 54; WINTER - CERTAIN 2023-24: 54; WINTER - CERTAIN 2024-25: 54; WINTER - CERTAIN 2025-26: 54; WINTER - CERTAIN 2026-27: 54; WINTER - CERTAIN 2027-28: 54; WINTER - CERTAIN 2028-29: 54
Existing | US | 1389385 | 8063 | CT1 | DCSES_CT10 | Decordova Steam Electric Station | DECORDOVA CTG 1 | GT | NG |  | Natural Gas and Other Gases | 1990-03-01 |  | 89.48 | 71 | 80 | SUMMER - CERTAIN 2018: 71; SUMMER - CERTAIN 2019: 71; SUMMER - CERTAIN 2020: 71; SUMMER - CERTAIN 2021: 71; SUMMER - CERTAIN 2022: 71; SUMMER - CERTAIN 2023: 71; SUMMER - CERTAIN 2024: 71; SUMMER - CERTAIN 2025: 71; SUMMER - CERTAIN 2026: 71; SUMMER - CERTAIN 2027: 71; SUMMER - CERTAIN 2028: 71; WINTER - CERTAIN 2018-19: 80; WINTER - CERTAIN 2019-20: 80; WINTER - CERTAIN 2020-21: 80; WINTER - CERTAIN 2021-22: 80; WINTER - CERTAIN 2022-23: 80; WINTER - CERTAIN 2023-24: 80; WINTER - CERTAIN 2024-25: 80; WINTER - CERTAIN 2025-26: 80; WINTER - CERTAIN 2026-27: 80; WINTER - CERTAIN 2027-28: 80; WINTER - CERTAIN 2028-29: 80
Existing | US | 1244160 | 8063 | CT2 | DCSES_CT20 | Decordova Steam Electric Station | DECORDOVA CTG 2 | GT | NG |  | Natural Gas and Other Gases | 1990-03-01 |  | 89.48 | 70 | 79 | SUMMER - CERTAIN 2018: 70; SUMMER - CERTAIN 2019: 70; SUMMER - CERTAIN 2020: 70; SUMMER - CERTAIN 2021: 70; SUMMER - CERTAIN 2022: 70; SUMMER - CERTAIN 2023: 70; SUMMER - CERTAIN 2024: 70; SUMMER - CERTAIN 2025: 70; SUMMER - CERTAIN 2026: 70; SUMMER - CERTAIN 2027: 70; SUMMER - CERTAIN 2028: 70; WINTER - CERTAIN 2018-19: 79; WINTER - CERTAIN 2019-20: 79; WINTER - CERTAIN 2020-21: 79; WINTER - CERTAIN 2021-22: 79; WINTER - CERTAIN 2022-23: 79; WINTER - CERTAIN 2023-24: 79; WINTER - CERTAIN 2024-25: 79; WINTER - CERTAIN 2025-26: 79; WINTER - CERTAIN 2026-27: 79; WINTER - CERTAIN 2027-28: 79; WINTER - CERTAIN 2028-29: 79
Existing | US | 1301459 | 8063 | CT3 | DCSES_CT30 | Decordova Steam Electric Station | DECORDOVA CTG 3 | GT | NG |  | Natural Gas and Other Gases | 1990-03-01 |  | 89.48 | 69 | 78 | SUMMER - CERTAIN 2018: 69; SUMMER - CERTAIN 2019: 69; SUMMER - CERTAIN 2020: 69; SUMMER - CERTAIN 2021: 69; SUMMER - CERTAIN 2022: 69; SUMMER - CERTAIN 2023: 69; SUMMER - CERTAIN 2024: 69; SUMMER - CERTAIN 2025: 69; SUMMER - CERTAIN 2026: 69; SUMMER - CERTAIN 2027: 69; SUMMER - CERTAIN 2028: 69; WINTER - CERTAIN 2018-19: 78; WINTER - CERTAIN 2019-20: 78; WINTER - CERTAIN 2020-21: 78; WINTER - CERTAIN 2021-22: 78; WINTER - CERTAIN 2022-23: 78; WINTER - CERTAIN 2023-24: 78; WINTER - CERTAIN 2024-25: 78; WINTER - CERTAIN 2025-26: 78; WINTER - CERTAIN 2026-27: 78; WINTER - CERTAIN 2027-28: 78; WINTER - CERTAIN 2028-29: 78
Existing | US | 1230785 | 8063 | CT4 | DCSES_CT40 | Decordova Steam Electric Station | DECORDOVA CTG 4 | GT | NG |  | Natural Gas and Other Gases | 1990-03-01 |  | 89.48 | 68 | 77 | SUMMER - CERTAIN 2018: 68; SUMMER - CERTAIN 2019: 68; SUMMER - CERTAIN 2020: 68; SUMMER - CERTAIN 2021: 68; SUMMER - CERTAIN 2022: 68; SUMMER - CERTAIN 2023: 68; SUMMER - CERTAIN 2024: 68; SUMMER - CERTAIN 2025: 68; SUMMER - CERTAIN 2026: 68; SUMMER - CERTAIN 2027: 68; SUMMER - CERTAIN 2028: 68; WINTER - CERTAIN 2018-19: 77; WINTER - CERTAIN 2019-20: 77; WINTER - CERTAIN 2020-21: 77; WINTER - CERTAIN 2021-22: 77; WINTER - CERTAIN 2022-23: 77; WINTER - CERTAIN 2023-24: 77; WINTER - CERTAIN 2024-25: 77; WINTER - CERTAIN 2025-26: 77; WINTER - CERTAIN 2026-27: 77; WINTER - CERTAIN 2027-28: 77; WINTER - CERTAIN 2028-29: 77
Existing | US | 1506132 | 58471 | CTG1-2 | ECEC_G1 | Ector County Energy Center | ECTOR COUNTY ENERGY CTG 1 | GT | NG |  | Natural Gas and Other Gases | 2015-09-28 |  | 179.35 | 147 | 170.4 | SUMMER - CERTAIN 2018: 147; SUMMER - CERTAIN 2019: 147; SUMMER - CERTAIN 2020: 147; SUMMER - CERTAIN 2021: 147; SUMMER - CERTAIN 2022: 147; SUMMER - CERTAIN 2023: 147; SUMMER - CERTAIN 2024: 147; SUMMER - CERTAIN 2025: 147; SUMMER - CERTAIN 2026: 147; SUMMER - CERTAIN 2027: 147; SUMMER - CERTAIN 2028: 147; WINTER - CERTAIN 2018-19: 170.4; WINTER - CERTAIN 2019-20: 170.4; WINTER - CERTAIN 2020-21: 170.4; WINTER - CERTAIN 2021-22: 170.4; WINTER - CERTAIN 2022-23: 170.4; WINTER - CERTAIN 2023-24: 170.4; WINTER - CERTAIN 2024-25: 170.4; WINTER - CERTAIN 2025-26: 170.4; WINTER - CERTAIN 2026-27: 170.4; WINTER - CERTAIN 2027-28: 170.4; WINTER - CERTAIN 2028-29: 170.4
Existing | US | 1187208 | 58471 | CTG1-2 | ECEC_G2 | Ector County Energy Center | ECTOR COUNTY ENERGY CTG 2 | CT | NG |  | Natural Gas and Other Gases | 2015-09-28 |  | 179.35 | 147 | 170.4 | SUMMER - CERTAIN 2018: 147; SUMMER - CERTAIN 2019: 147; SUMMER - CERTAIN 2020: 147; SUMMER - CERTAIN 2021: 147; SUMMER - CERTAIN 2022: 147; SUMMER - CERTAIN 2023: 147; SUMMER - CERTAIN 2024: 147; SUMMER - CERTAIN 2025: 147; SUMMER - CERTAIN 2026: 147; SUMMER - CERTAIN 2027: 147; SUMMER - CERTAIN 2028: 147; WINTER - CERTAIN 2018-19: 170.4; WINTER - CERTAIN 2019-20: 170.4; WINTER - CERTAIN 2020-21: 170.4; WINTER - CERTAIN 2021-22: 170.4; WINTER - CERTAIN 2022-23: 170.4; WINTER - CERTAIN 2023-24: 170.4; WINTER - CERTAIN 2024-25: 170.4; WINTER - CERTAIN 2025-26: 170.4; WINTER - CERTAIN 2026-27: 170.4; WINTER - CERTAIN 2027-28: 170.4; WINTER - CERTAIN 2028-29: 170.4
Existing | US |  | 58835 | 0 | AEEC_ELK_3 |  | ELK STATION CTG 3 | GT | NG |  | Natural Gas and Other Gases | 2016-06-07 |  | 202 | 190 | 195 | SUMMER - CERTAIN 2018: 190; SUMMER - CERTAIN 2019: 190; SUMMER - CERTAIN 2020: 190; SUMMER - CERTAIN 2021: 190; SUMMER - CERTAIN 2022: 190; SUMMER - CERTAIN 2023: 190; SUMMER - CERTAIN 2024: 190; SUMMER - CERTAIN 2025: 190; SUMMER - CERTAIN 2026: 190; SUMMER - CERTAIN 2027: 190; SUMMER - CERTAIN 2028: 190; WINTER - CERTAIN 2018-19: 195; WINTER - CERTAIN 2019-20: 195; WINTER - CERTAIN 2020-21: 195; WINTER - CERTAIN 2021-22: 195; WINTER - CERTAIN 2022-23: 195; WINTER - CERTAIN 2023-24: 195; WINTER - CERTAIN 2024-25: 195; WINTER - CERTAIN 2025-26: 195; WINTER - CERTAIN 2026-27: 195; WINTER - CERTAIN 2027-28: 195; WINTER - CERTAIN 2028-29: 195
Existing | US | 1726553 | 55365 | GT1 | AZ_AZ_G1 | Exelon LaPorte Generating Station | EXTEX LAPORTE GEN STN CTG 1 | CT | NG |  | Natural Gas and Other Gases | 2009-11-30 |  | 38.29 | 38 | 45 | SUMMER - CERTAIN 2018: 38; SUMMER - CERTAIN 2019: 38; SUMMER - CERTAIN 2020: 38; SUMMER - CERTAIN 2021: 38; SUMMER - CERTAIN 2022: 38; SUMMER - CERTAIN 2023: 38; SUMMER - CERTAIN 2024: 38; SUMMER - CERTAIN 2025: 38; SUMMER - CERTAIN 2026: 38; SUMMER - CERTAIN 2027: 38; SUMMER - CERTAIN 2028: 38; WINTER - CERTAIN 2018-19: 45; WINTER - CERTAIN 2019-20: 45; WINTER - CERTAIN 2020-21: 45; WINTER - CERTAIN 2021-22: 45; WINTER - CERTAIN 2022-23: 45; WINTER - CERTAIN 2023-24: 45; WINTER - CERTAIN 2024-25: 45; WINTER - CERTAIN 2025-26: 45; WINTER - CERTAIN 2026-27: 45; WINTER - CERTAIN 2027-28: 45; WINTER - CERTAIN 2028-29: 45
Existing | US | 1994388 | 55365 | GT2 | AZ_AZ_G2 | Exelon LaPorte Generating Station | EXTEX LAPORTE GEN STN CTG 2 | CT | NG |  | Natural Gas and Other Gases | 2009-11-30 |  | 38.29 | 38 | 45 | SUMMER - CERTAIN 2018: 38; SUMMER - CERTAIN 2019: 38; SUMMER - CERTAIN 2020: 38; SUMMER - CERTAIN 2021: 38; SUMMER - CERTAIN 2022: 38; SUMMER - CERTAIN 2023: 38; SUMMER - CERTAIN 2024: 38; SUMMER - CERTAIN 2025: 38; SUMMER - CERTAIN 2026: 38; SUMMER - CERTAIN 2027: 38; SUMMER - CERTAIN 2028: 38; WINTER - CERTAIN 2018-19: 45; WINTER - CERTAIN 2019-20: 45; WINTER - CERTAIN 2020-21: 45; WINTER - CERTAIN 2021-22: 45; WINTER - CERTAIN 2022-23: 45; WINTER - CERTAIN 2023-24: 45; WINTER - CERTAIN 2024-25: 45; WINTER - CERTAIN 2025-26: 45; WINTER - CERTAIN 2026-27: 45; WINTER - CERTAIN 2027-28: 45; WINTER - CERTAIN 2028-29: 45
Existing | US | 1187161 | 55365 | GT3 | AZ_AZ_G3 | Exelon LaPorte Generating Station | EXTEX LAPORTE GEN STN CTG 3 | CT | NG |  | Natural Gas and Other Gases | 2009-11-30 |  | 38.29 | 38 | 45 | SUMMER - CERTAIN 2018: 38; SUMMER - CERTAIN 2019: 38; SUMMER - CERTAIN 2020: 38; SUMMER - CERTAIN 2021: 38; SUMMER - CERTAIN 2022: 38; SUMMER - CERTAIN 2023: 38; SUMMER - CERTAIN 2024: 38; SUMMER - CERTAIN 2025: 38; SUMMER - CERTAIN 2026: 38; SUMMER - CERTAIN 2027: 38; SUMMER - CERTAIN 2028: 38; WINTER - CERTAIN 2018-19: 45; WINTER - CERTAIN 2019-20: 45; WINTER - CERTAIN 2020-21: 45; WINTER - CERTAIN 2021-22: 45; WINTER - CERTAIN 2022-23: 45; WINTER - CERTAIN 2023-24: 45; WINTER - CERTAIN 2024-25: 45; WINTER - CERTAIN 2025-26: 45; WINTER - CERTAIN 2026-27: 45; WINTER - CERTAIN 2027-28: 45; WINTER - CERTAIN 2028-29: 45
Existing | US | 1807513 | 55365 | GT4 | AZ_AZ_G4 | Exelon LaPorte Generating Station | EXTEX LAPORTE GEN STN CTG 4 | CT | NG |  | Natural Gas and Other Gases | 2009-11-30 |  | 38.29 | 38 | 45 | SUMMER - CERTAIN 2018: 38; SUMMER - CERTAIN 2019: 38; SUMMER - CERTAIN 2020: 38; SUMMER - CERTAIN 2021: 38; SUMMER - CERTAIN 2022: 38; SUMMER - CERTAIN 2023: 38; SUMMER - CERTAIN 2024: 38; SUMMER - CERTAIN 2025: 38; SUMMER - CERTAIN 2026: 38; SUMMER - CERTAIN 2027: 38; SUMMER - CERTAIN 2028: 38; WINTER - CERTAIN 2018-19: 45; WINTER - CERTAIN 2019-20: 45; WINTER - CERTAIN 2020-21: 45; WINTER - CERTAIN 2021-22: 45; WINTER - CERTAIN 2022-23: 45; WINTER - CERTAIN 2023-24: 45; WINTER - CERTAIN 2024-25: 45; WINTER - CERTAIN 2025-26: 45; WINTER - CERTAIN 2026-27: 45; WINTER - CERTAIN 2027-28: 45; WINTER - CERTAIN 2028-29: 45
Existing | US | 1732391 | 3464 | 73 | GBY_GBYGT73 | Greens Bayou | GREENS BAYOU CTG 73 | GT | NG |  | Natural Gas and Other Gases | 1976-12-16 |  | 72 | 56 | 65 | SUMMER - CERTAIN 2018: 56; SUMMER - CERTAIN 2019: 56; SUMMER - CERTAIN 2020: 56; SUMMER - CERTAIN 2021: 56; SUMMER - CERTAIN 2022: 56; SUMMER - CERTAIN 2023: 56; SUMMER - CERTAIN 2024: 56; SUMMER - CERTAIN 2025: 56; SUMMER - CERTAIN 2026: 56; SUMMER - CERTAIN 2027: 56; SUMMER - CERTAIN 2028: 56; WINTER - CERTAIN 2018-19: 65; WINTER - CERTAIN 2019-20: 65; WINTER - CERTAIN 2020-21: 65; WINTER - CERTAIN 2021-22: 65; WINTER - CERTAIN 2022-23: 65; WINTER - CERTAIN 2023-24: 65; WINTER - CERTAIN 2024-25: 65; WINTER - CERTAIN 2025-26: 65; WINTER - CERTAIN 2026-27: 65; WINTER - CERTAIN 2027-28: 65; WINTER - CERTAIN 2028-29: 65
Existing | US | 1811408 | 3464 | 74 | GBY_GBYGT74 | Greens Bayou | GREENS BAYOU CTG 74 | GT | NG |  | Natural Gas and Other Gases | 1976-12-16 |  | 72 | 56 | 65 | SUMMER - CERTAIN 2018: 56; SUMMER - CERTAIN 2019: 56; SUMMER - CERTAIN 2020: 56; SUMMER - CERTAIN 2021: 56; SUMMER - CERTAIN 2022: 56; SUMMER - CERTAIN 2023: 56; SUMMER - CERTAIN 2024: 56; SUMMER - CERTAIN 2025: 56; SUMMER - CERTAIN 2026: 56; SUMMER - CERTAIN 2027: 56; SUMMER - CERTAIN 2028: 56; WINTER - CERTAIN 2018-19: 65; WINTER - CERTAIN 2019-20: 65; WINTER - CERTAIN 2020-21: 65; WINTER - CERTAIN 2021-22: 65; WINTER - CERTAIN 2022-23: 65; WINTER - CERTAIN 2023-24: 65; WINTER - CERTAIN 2024-25: 65; WINTER - CERTAIN 2025-26: 65; WINTER - CERTAIN 2026-27: 65; WINTER - CERTAIN 2027-28: 65; WINTER - CERTAIN 2028-29: 65
Existing | US | 1795000 | 3464 | 81 | GBY_GBYGT81 | Greens Bayou | GREENS BAYOU CTG 81 | GT | NG |  | Natural Gas and Other Gases | 1976-12-16 |  | 72 | 56 | 65 | SUMMER - CERTAIN 2018: 56; SUMMER - CERTAIN 2019: 56; SUMMER - CERTAIN 2020: 56; SUMMER - CERTAIN 2021: 56; SUMMER - CERTAIN 2022: 56; SUMMER - CERTAIN 2023: 56; SUMMER - CERTAIN 2024: 56; SUMMER - CERTAIN 2025: 56; SUMMER - CERTAIN 2026: 56; SUMMER - CERTAIN 2027: 56; SUMMER - CERTAIN 2028: 56; WINTER - CERTAIN 2018-19: 65; WINTER - CERTAIN 2019-20: 65; WINTER - CERTAIN 2020-21: 65; WINTER - CERTAIN 2021-22: 65; WINTER - CERTAIN 2022-23: 65; WINTER - CERTAIN 2023-24: 65; WINTER - CERTAIN 2024-25: 65; WINTER - CERTAIN 2025-26: 65; WINTER - CERTAIN 2026-27: 65; WINTER - CERTAIN 2027-28: 65; WINTER - CERTAIN 2028-29: 65
Existing | US | 1506185 | 3464 | 82 | GBY_GBYGT82 | Greens Bayou | GREENS BAYOU CTG 82 | GT | NG |  | Natural Gas and Other Gases | 1976-12-16 |  | 72 | 50 | 50 | SUMMER - CERTAIN 2018: 50; SUMMER - CERTAIN 2019: 50; SUMMER - CERTAIN 2020: 50; SUMMER - CERTAIN 2021: 50; SUMMER - CERTAIN 2022: 50; SUMMER - CERTAIN 2023: 50; SUMMER - CERTAIN 2024: 50; SUMMER - CERTAIN 2025: 50; SUMMER - CERTAIN 2026: 50; SUMMER - CERTAIN 2027: 50; SUMMER - CERTAIN 2028: 50; WINTER - CERTAIN 2018-19: 50; WINTER - CERTAIN 2019-20: 50; WINTER - CERTAIN 2020-21: 50; WINTER - CERTAIN 2021-22: 50; WINTER - CERTAIN 2022-23: 50; WINTER - CERTAIN 2023-24: 50; WINTER - CERTAIN 2024-25: 50; WINTER - CERTAIN 2025-26: 50; WINTER - CERTAIN 2026-27: 50; WINTER - CERTAIN 2027-28: 50; WINTER - CERTAIN 2028-29: 50
Existing | US | 1702186 | 3464 | 83 | GBY_GBYGT83 | Greens Bayou | GREENS BAYOU CTG 83 | GT | NG |  | Natural Gas and Other Gases | 1976-12-16 |  | 72 | 56 | 65 | SUMMER - CERTAIN 2018: 56; SUMMER - CERTAIN 2019: 56; SUMMER - CERTAIN 2020: 56; SUMMER - CERTAIN 2021: 56; SUMMER - CERTAIN 2022: 56; SUMMER - CERTAIN 2023: 56; SUMMER - CERTAIN 2024: 56; SUMMER - CERTAIN 2025: 56; SUMMER - CERTAIN 2026: 56; SUMMER - CERTAIN 2027: 56; SUMMER - CERTAIN 2028: 56; WINTER - CERTAIN 2018-19: 65; WINTER - CERTAIN 2019-20: 65; WINTER - CERTAIN 2020-21: 65; WINTER - CERTAIN 2021-22: 65; WINTER - CERTAIN 2022-23: 65; WINTER - CERTAIN 2023-24: 65; WINTER - CERTAIN 2024-25: 65; WINTER - CERTAIN 2025-26: 65; WINTER - CERTAIN 2026-27: 65; WINTER - CERTAIN 2027-28: 65; WINTER - CERTAIN 2028-29: 65
Existing | US | 1119798 | 3464 | 84 | GBY_GBYGT84 | Greens Bayou | GREENS BAYOU CTG 84 | GT | NG |  | Natural Gas and Other Gases | 1976-12-16 |  | 72 | 56 | 65 | SUMMER - CERTAIN 2018: 56; SUMMER - CERTAIN 2019: 56; SUMMER - CERTAIN 2020: 56; SUMMER - CERTAIN 2021: 56; SUMMER - CERTAIN 2022: 56; SUMMER - CERTAIN 2023: 56; SUMMER - CERTAIN 2024: 56; SUMMER - CERTAIN 2025: 56; SUMMER - CERTAIN 2026: 56; SUMMER - CERTAIN 2027: 56; SUMMER - CERTAIN 2028: 56; WINTER - CERTAIN 2018-19: 65; WINTER - CERTAIN 2019-20: 65; WINTER - CERTAIN 2020-21: 65; WINTER - CERTAIN 2021-22: 65; WINTER - CERTAIN 2022-23: 65; WINTER - CERTAIN 2023-24: 65; WINTER - CERTAIN 2024-25: 65; WINTER - CERTAIN 2025-26: 65; WINTER - CERTAIN 2026-27: 65; WINTER - CERTAIN 2027-28: 65; WINTER - CERTAIN 2028-29: 65
Existing | US | 1101011 | 4195 | EP | STEAM_ENGINE_1 | Powerlane Plant | GREENVILLE IC ENGINE PLANT | IC | NG |  | Natural Gas and Other Gases | 2010-06-01 |  | 8.439 | 8.2 | 8.2 | SUMMER - CERTAIN 2018: 8.2; SUMMER - CERTAIN 2019: 8.2; SUMMER - CERTAIN 2020: 8.2; SUMMER - CERTAIN 2021: 8.2; SUMMER - CERTAIN 2022: 8.2; SUMMER - CERTAIN 2023: 8.2; SUMMER - CERTAIN 2024: 8.2; SUMMER - CERTAIN 2025: 8.2; SUMMER - CERTAIN 2026: 8.2; SUMMER - CERTAIN 2027: 8.2; SUMMER - CERTAIN 2028: 8.2; WINTER - CERTAIN 2018-19: 8.2; WINTER - CERTAIN 2019-20: 8.2; WINTER - CERTAIN 2020-21: 8.2; WINTER - CERTAIN 2021-22: 8.2; WINTER - CERTAIN 2022-23: 8.2; WINTER - CERTAIN 2023-24: 8.2; WINTER - CERTAIN 2024-25: 8.2; WINTER - CERTAIN 2025-26: 8.2; WINTER - CERTAIN 2026-27: 8.2; WINTER - CERTAIN 2027-28: 8.2; WINTER - CERTAIN 2028-29: 8.2
Existing | US | 1176316 | 4195 | EP2 | STEAM_ENGINE_2 | Powerlane Plant | GREENVILLE IC ENGINE PLANT | IC | NG |  | Natural Gas and Other Gases | 2010-06-01 |  | 8.439 | 8.2 | 8.2 | SUMMER - CERTAIN 2018: 8.2; SUMMER - CERTAIN 2019: 8.2; SUMMER - CERTAIN 2020: 8.2; SUMMER - CERTAIN 2021: 8.2; SUMMER - CERTAIN 2022: 8.2; SUMMER - CERTAIN 2023: 8.2; SUMMER - CERTAIN 2024: 8.2; SUMMER - CERTAIN 2025: 8.2; SUMMER - CERTAIN 2026: 8.2; SUMMER - CERTAIN 2027: 8.2; SUMMER - CERTAIN 2028: 8.2; WINTER - CERTAIN 2018-19: 8.2; WINTER - CERTAIN 2019-20: 8.2; WINTER - CERTAIN 2020-21: 8.2; WINTER - CERTAIN 2021-22: 8.2; WINTER - CERTAIN 2022-23: 8.2; WINTER - CERTAIN 2023-24: 8.2; WINTER - CERTAIN 2024-25: 8.2; WINTER - CERTAIN 2025-26: 8.2; WINTER - CERTAIN 2026-27: 8.2; WINTER - CERTAIN 2027-28: 8.2; WINTER - CERTAIN 2028-29: 8.2
Existing | US | 1350487 | 4195 | EP3 | STEAM_ENGINE_3 | Powerlane Plant | GREENVILLE IC ENGINE PLANT | IC | NG |  | Natural Gas and Other Gases | 2010-06-01 |  | 8.439 | 8.2 | 8.2 | SUMMER - CERTAIN 2018: 8.2; SUMMER - CERTAIN 2019: 8.2; SUMMER - CERTAIN 2020: 8.2; SUMMER - CERTAIN 2021: 8.2; SUMMER - CERTAIN 2022: 8.2; SUMMER - CERTAIN 2023: 8.2; SUMMER - CERTAIN 2024: 8.2; SUMMER - CERTAIN 2025: 8.2; SUMMER - CERTAIN 2026: 8.2; SUMMER - CERTAIN 2027: 8.2; SUMMER - CERTAIN 2028: 8.2; WINTER - CERTAIN 2018-19: 8.2; WINTER - CERTAIN 2019-20: 8.2; WINTER - CERTAIN 2020-21: 8.2; WINTER - CERTAIN 2021-22: 8.2; WINTER - CERTAIN 2022-23: 8.2; WINTER - CERTAIN 2023-24: 8.2; WINTER - CERTAIN 2024-25: 8.2; WINTER - CERTAIN 2025-26: 8.2; WINTER - CERTAIN 2026-27: 8.2; WINTER - CERTAIN 2027-28: 8.2; WINTER - CERTAIN 2028-29: 8.2
Existing | US | 1072025 | 3439 | 4 | LARDVFTN_G4 | Laredo | LAREDO CTG 4 | GT | NG |  | Natural Gas and Other Gases | 2008-07-27 |  | 98.5 | 90.1 | 97.4 | SUMMER - CERTAIN 2018: 90.1; SUMMER - CERTAIN 2019: 90.1; SUMMER - CERTAIN 2020: 90.1; SUMMER - CERTAIN 2021: 90.1; SUMMER - CERTAIN 2022: 90.1; SUMMER - CERTAIN 2023: 90.1; SUMMER - CERTAIN 2024: 90.1; SUMMER - CERTAIN 2025: 90.1; SUMMER - CERTAIN 2026: 90.1; SUMMER - CERTAIN 2027: 90.1; SUMMER - CERTAIN 2028: 90.1; WINTER - CERTAIN 2018-19: 97.4; WINTER - CERTAIN 2019-20: 97.4; WINTER - CERTAIN 2020-21: 97.4; WINTER - CERTAIN 2021-22: 97.4; WINTER - CERTAIN 2022-23: 97.4; WINTER - CERTAIN 2023-24: 97.4; WINTER - CERTAIN 2024-25: 97.4; WINTER - CERTAIN 2025-26: 97.4; WINTER - CERTAIN 2026-27: 97.4; WINTER - CERTAIN 2027-28: 97.4; WINTER - CERTAIN 2028-29: 97.4
Existing | US | 1446220 | 3439 | 5 | LARDVFTN_G5 | Laredo | LAREDO CTG 5 | GT | NG |  | Natural Gas and Other Gases | 2008-08-20 |  | 98.5 | 87.3 | 94.4 | SUMMER - CERTAIN 2018: 87.3; SUMMER - CERTAIN 2019: 87.3; SUMMER - CERTAIN 2020: 87.3; SUMMER - CERTAIN 2021: 87.3; SUMMER - CERTAIN 2022: 87.3; SUMMER - CERTAIN 2023: 87.3; SUMMER - CERTAIN 2024: 87.3; SUMMER - CERTAIN 2025: 87.3; SUMMER - CERTAIN 2026: 87.3; SUMMER - CERTAIN 2027: 87.3; SUMMER - CERTAIN 2028: 87.3; WINTER - CERTAIN 2018-19: 94.4; WINTER - CERTAIN 2019-20: 94.4; WINTER - CERTAIN 2020-21: 94.4; WINTER - CERTAIN 2021-22: 94.4; WINTER - CERTAIN 2022-23: 94.4; WINTER - CERTAIN 2023-24: 94.4; WINTER - CERTAIN 2024-25: 94.4; WINTER - CERTAIN 2025-26: 94.4; WINTER - CERTAIN 2026-27: 94.4; WINTER - CERTAIN 2027-28: 94.4; WINTER - CERTAIN 2028-29: 94.4
Existing | US | 1049071 | 3609 | CGT1 | LEON_CRK_LCPCT1 | Leon Creek | LEON CREEK PEAKER CTG 1 | GT | NG |  | Natural Gas and Other Gases | 2004-03-26 |  | 48 | 46 | 46 | SUMMER - CERTAIN 2018: 46; SUMMER - CERTAIN 2019: 46; SUMMER - CERTAIN 2020: 46; SUMMER - CERTAIN 2021: 46; SUMMER - CERTAIN 2022: 46; SUMMER - CERTAIN 2023: 46; SUMMER - CERTAIN 2024: 46; SUMMER - CERTAIN 2025: 46; SUMMER - CERTAIN 2026: 46; SUMMER - CERTAIN 2027: 46; SUMMER - CERTAIN 2028: 46; WINTER - CERTAIN 2018-19: 46; WINTER - CERTAIN 2019-20: 46; WINTER - CERTAIN 2020-21: 46; WINTER - CERTAIN 2021-22: 46; WINTER - CERTAIN 2022-23: 46; WINTER - CERTAIN 2023-24: 46; WINTER - CERTAIN 2024-25: 46; WINTER - CERTAIN 2025-26: 46; WINTER - CERTAIN 2026-27: 46; WINTER - CERTAIN 2027-28: 46; WINTER - CERTAIN 2028-29: 46
Existing | US | 1059188 | 3609 | CGT2 | LEON_CRK_LCPCT2 | Leon Creek | LEON CREEK PEAKER CTG 2 | GT | NG |  | Natural Gas and Other Gases | 2004-04-08 |  | 48 | 46 | 46 | SUMMER - CERTAIN 2018: 46; SUMMER - CERTAIN 2019: 46; SUMMER - CERTAIN 2020: 46; SUMMER - CERTAIN 2021: 46; SUMMER - CERTAIN 2022: 46; SUMMER - CERTAIN 2023: 46; SUMMER - CERTAIN 2024: 46; SUMMER - CERTAIN 2025: 46; SUMMER - CERTAIN 2026: 46; SUMMER - CERTAIN 2027: 46; SUMMER - CERTAIN 2028: 46; WINTER - CERTAIN 2018-19: 46; WINTER - CERTAIN 2019-20: 46; WINTER - CERTAIN 2020-21: 46; WINTER - CERTAIN 2021-22: 46; WINTER - CERTAIN 2022-23: 46; WINTER - CERTAIN 2023-24: 46; WINTER - CERTAIN 2024-25: 46; WINTER - CERTAIN 2025-26: 46; WINTER - CERTAIN 2026-27: 46; WINTER - CERTAIN 2027-28: 46; WINTER - CERTAIN 2028-29: 46
Existing | US | 1020719 | 3609 | CGT3 | LEON_CRK_LCPCT3 | Leon Creek | LEON CREEK PEAKER CTG 3 | GT | NG |  | Natural Gas and Other Gases | 2004-04-15 |  | 48 | 44 | 44 | SUMMER - CERTAIN 2018: 44; SUMMER - CERTAIN 2019: 44; SUMMER - CERTAIN 2020: 44; SUMMER - CERTAIN 2021: 44; SUMMER - CERTAIN 2022: 44; SUMMER - CERTAIN 2023: 44; SUMMER - CERTAIN 2024: 44; SUMMER - CERTAIN 2025: 44; SUMMER - CERTAIN 2026: 44; SUMMER - CERTAIN 2027: 44; SUMMER - CERTAIN 2028: 44; WINTER - CERTAIN 2018-19: 44; WINTER - CERTAIN 2019-20: 44; WINTER - CERTAIN 2020-21: 44; WINTER - CERTAIN 2021-22: 44; WINTER - CERTAIN 2022-23: 44; WINTER - CERTAIN 2023-24: 44; WINTER - CERTAIN 2024-25: 44; WINTER - CERTAIN 2025-26: 44; WINTER - CERTAIN 2026-27: 44; WINTER - CERTAIN 2027-28: 44; WINTER - CERTAIN 2028-29: 44
Existing | US | 1847979 | 3609 | CGT4 | LEON_CRK_LCPCT4 | Leon Creek | LEON CREEK PEAKER CTG 4 | GT | NG |  | Natural Gas and Other Gases | 2004-04-22 |  | 48 | 46 | 46 | SUMMER - CERTAIN 2018: 46; SUMMER - CERTAIN 2019: 46; SUMMER - CERTAIN 2020: 46; SUMMER - CERTAIN 2021: 46; SUMMER - CERTAIN 2022: 46; SUMMER - CERTAIN 2023: 46; SUMMER - CERTAIN 2024: 46; SUMMER - CERTAIN 2025: 46; SUMMER - CERTAIN 2026: 46; SUMMER - CERTAIN 2027: 46; SUMMER - CERTAIN 2028: 46; WINTER - CERTAIN 2018-19: 46; WINTER - CERTAIN 2019-20: 46; WINTER - CERTAIN 2020-21: 46; WINTER - CERTAIN 2021-22: 46; WINTER - CERTAIN 2022-23: 46; WINTER - CERTAIN 2023-24: 46; WINTER - CERTAIN 2024-25: 46; WINTER - CERTAIN 2025-26: 46; WINTER - CERTAIN 2026-27: 46; WINTER - CERTAIN 2027-28: 46; WINTER - CERTAIN 2028-29: 46
Existing | US | 1234366 | 3492 | CT1 | MGSES_CT1 | Morgan Creek | MORGAN CREEK CTG 1 | GT | NG |  | Natural Gas and Other Gases | 1988-07-01 |  | 89.4 | 68 | 81 | SUMMER - CERTAIN 2018: 68; SUMMER - CERTAIN 2019: 68; SUMMER - CERTAIN 2020: 68; SUMMER - CERTAIN 2021: 68; SUMMER - CERTAIN 2022: 68; SUMMER - CERTAIN 2023: 68; SUMMER - CERTAIN 2024: 68; SUMMER - CERTAIN 2025: 68; SUMMER - CERTAIN 2026: 68; SUMMER - CERTAIN 2027: 68; SUMMER - CERTAIN 2028: 68; WINTER - CERTAIN 2018-19: 81; WINTER - CERTAIN 2019-20: 81; WINTER - CERTAIN 2020-21: 81; WINTER - CERTAIN 2021-22: 81; WINTER - CERTAIN 2022-23: 81; WINTER - CERTAIN 2023-24: 81; WINTER - CERTAIN 2024-25: 81; WINTER - CERTAIN 2025-26: 81; WINTER - CERTAIN 2026-27: 81; WINTER - CERTAIN 2027-28: 81; WINTER - CERTAIN 2028-29: 81
Existing | US | 1599127 | 3492 | CT2 | MGSES_CT2 | Morgan Creek | MORGAN CREEK CTG 2 | GT | NG |  | Natural Gas and Other Gases | 1988-07-01 |  | 89.4 | 68 | 81 | SUMMER - CERTAIN 2018: 68; SUMMER - CERTAIN 2019: 68; SUMMER - CERTAIN 2020: 68; SUMMER - CERTAIN 2021: 68; SUMMER - CERTAIN 2022: 68; SUMMER - CERTAIN 2023: 68; SUMMER - CERTAIN 2024: 68; SUMMER - CERTAIN 2025: 68; SUMMER - CERTAIN 2026: 68; SUMMER - CERTAIN 2027: 68; SUMMER - CERTAIN 2028: 68; WINTER - CERTAIN 2018-19: 81; WINTER - CERTAIN 2019-20: 81; WINTER - CERTAIN 2020-21: 81; WINTER - CERTAIN 2021-22: 81; WINTER - CERTAIN 2022-23: 81; WINTER - CERTAIN 2023-24: 81; WINTER - CERTAIN 2024-25: 81; WINTER - CERTAIN 2025-26: 81; WINTER - CERTAIN 2026-27: 81; WINTER - CERTAIN 2027-28: 81; WINTER - CERTAIN 2028-29: 81
Existing | US | 1238424 | 3492 | CT3 | MGSES_CT3 | Morgan Creek | MORGAN CREEK CTG 3 | GT | NG |  | Natural Gas and Other Gases | 1988-07-01 |  | 89.4 | 68 | 81 | SUMMER - CERTAIN 2018: 68; SUMMER - CERTAIN 2019: 68; SUMMER - CERTAIN 2020: 68; SUMMER - CERTAIN 2021: 68; SUMMER - CERTAIN 2022: 68; SUMMER - CERTAIN 2023: 68; SUMMER - CERTAIN 2024: 68; SUMMER - CERTAIN 2025: 68; SUMMER - CERTAIN 2026: 68; SUMMER - CERTAIN 2027: 68; SUMMER - CERTAIN 2028: 68; WINTER - CERTAIN 2018-19: 81; WINTER - CERTAIN 2019-20: 81; WINTER - CERTAIN 2020-21: 81; WINTER - CERTAIN 2021-22: 81; WINTER - CERTAIN 2022-23: 81; WINTER - CERTAIN 2023-24: 81; WINTER - CERTAIN 2024-25: 81; WINTER - CERTAIN 2025-26: 81; WINTER - CERTAIN 2026-27: 81; WINTER - CERTAIN 2027-28: 81; WINTER - CERTAIN 2028-29: 81
Existing | US | 1307289 | 3492 | CT4 | MGSES_CT4 | Morgan Creek | MORGAN CREEK CTG 4 | GT | NG |  | Natural Gas and Other Gases | 1988-07-01 |  | 89.4 | 68 | 81 | SUMMER - CERTAIN 2018: 68; SUMMER - CERTAIN 2019: 68; SUMMER - CERTAIN 2020: 68; SUMMER - CERTAIN 2021: 68; SUMMER - CERTAIN 2022: 68; SUMMER - CERTAIN 2023: 68; SUMMER - CERTAIN 2024: 68; SUMMER - CERTAIN 2025: 68; SUMMER - CERTAIN 2026: 68; SUMMER - CERTAIN 2027: 68; SUMMER - CERTAIN 2028: 68; WINTER - CERTAIN 2018-19: 81; WINTER - CERTAIN 2019-20: 81; WINTER - CERTAIN 2020-21: 81; WINTER - CERTAIN 2021-22: 81; WINTER - CERTAIN 2022-23: 81; WINTER - CERTAIN 2023-24: 81; WINTER - CERTAIN 2024-25: 81; WINTER - CERTAIN 2025-26: 81; WINTER - CERTAIN 2026-27: 81; WINTER - CERTAIN 2027-28: 81; WINTER - CERTAIN 2028-29: 81
Existing | US | 1021807 | 3492 | CT5 | MGSES_CT5 | Morgan Creek | MORGAN CREEK CTG 5 | GT | NG |  | Natural Gas and Other Gases | 1988-07-01 |  | 89.4 | 68 | 81 | SUMMER - CERTAIN 2018: 68; SUMMER - CERTAIN 2019: 68; SUMMER - CERTAIN 2020: 68; SUMMER - CERTAIN 2021: 68; SUMMER - CERTAIN 2022: 68; SUMMER - CERTAIN 2023: 68; SUMMER - CERTAIN 2024: 68; SUMMER - CERTAIN 2025: 68; SUMMER - CERTAIN 2026: 68; SUMMER - CERTAIN 2027: 68; SUMMER - CERTAIN 2028: 68; WINTER - CERTAIN 2018-19: 81; WINTER - CERTAIN 2019-20: 81; WINTER - CERTAIN 2020-21: 81; WINTER - CERTAIN 2021-22: 81; WINTER - CERTAIN 2022-23: 81; WINTER - CERTAIN 2023-24: 81; WINTER - CERTAIN 2024-25: 81; WINTER - CERTAIN 2025-26: 81; WINTER - CERTAIN 2026-27: 81; WINTER - CERTAIN 2027-28: 81; WINTER - CERTAIN 2028-29: 81
Existing | US | 1555517 | 3492 | CT6 | MGSES_CT6 | Morgan Creek | MORGAN CREEK CTG 6 | GT | NG |  | Natural Gas and Other Gases | 1988-07-01 |  | 89.4 | 67 | 81 | SUMMER - CERTAIN 2018: 67; SUMMER - CERTAIN 2019: 67; SUMMER - CERTAIN 2020: 67; SUMMER - CERTAIN 2021: 67; SUMMER - CERTAIN 2022: 67; SUMMER - CERTAIN 2023: 67; SUMMER - CERTAIN 2024: 67; SUMMER - CERTAIN 2025: 67; SUMMER - CERTAIN 2026: 67; SUMMER - CERTAIN 2027: 67; SUMMER - CERTAIN 2028: 67; WINTER - CERTAIN 2018-19: 81; WINTER - CERTAIN 2019-20: 81; WINTER - CERTAIN 2020-21: 81; WINTER - CERTAIN 2021-22: 81; WINTER - CERTAIN 2022-23: 81; WINTER - CERTAIN 2023-24: 81; WINTER - CERTAIN 2024-25: 81; WINTER - CERTAIN 2025-26: 81; WINTER - CERTAIN 2026-27: 81; WINTER - CERTAIN 2027-28: 81; WINTER - CERTAIN 2028-29: 81
Existing | US | 1563183 | 3630 | 1A-6A | PEARSAL2_AGR_A | Pearsall | PEARSALL IC ENGINE PLANT A | IC | NG |  | Natural Gas and Other Gases | 2012-06-29 |  | 50.64 | 50.6 | 50.6 | SUMMER - CERTAIN 2018: 50.6; SUMMER - CERTAIN 2019: 50.6; SUMMER - CERTAIN 2020: 50.6; SUMMER - CERTAIN 2021: 50.6; SUMMER - CERTAIN 2022: 50.6; SUMMER - CERTAIN 2023: 50.6; SUMMER - CERTAIN 2024: 50.6; SUMMER - CERTAIN 2025: 50.6; SUMMER - CERTAIN 2026: 50.6; SUMMER - CERTAIN 2027: 50.6; SUMMER - CERTAIN 2028: 50.6; WINTER - CERTAIN 2018-19: 50.6; WINTER - CERTAIN 2019-20: 50.6; WINTER - CERTAIN 2020-21: 50.6; WINTER - CERTAIN 2021-22: 50.6; WINTER - CERTAIN 2022-23: 50.6; WINTER - CERTAIN 2023-24: 50.6; WINTER - CERTAIN 2024-25: 50.6; WINTER - CERTAIN 2025-26: 50.6; WINTER - CERTAIN 2026-27: 50.6; WINTER - CERTAIN 2027-28: 50.6; WINTER - CERTAIN 2028-29: 50.6
Existing | US | 1401552 | 3630 | 7A-12A | PEARSAL2_AGR_B | Pearsall | PEARSALL IC ENGINE PLANT B | IC | NG |  | Natural Gas and Other Gases | 2012-06-29 |  | 50.64 | 50.6 | 50.6 | SUMMER - CERTAIN 2018: 50.6; SUMMER - CERTAIN 2019: 50.6; SUMMER - CERTAIN 2020: 50.6; SUMMER - CERTAIN 2021: 50.6; SUMMER - CERTAIN 2022: 50.6; SUMMER - CERTAIN 2023: 50.6; SUMMER - CERTAIN 2024: 50.6; SUMMER - CERTAIN 2025: 50.6; SUMMER - CERTAIN 2026: 50.6; SUMMER - CERTAIN 2027: 50.6; SUMMER - CERTAIN 2028: 50.6; WINTER - CERTAIN 2018-19: 50.6; WINTER - CERTAIN 2019-20: 50.6; WINTER - CERTAIN 2020-21: 50.6; WINTER - CERTAIN 2021-22: 50.6; WINTER - CERTAIN 2022-23: 50.6; WINTER - CERTAIN 2023-24: 50.6; WINTER - CERTAIN 2024-25: 50.6; WINTER - CERTAIN 2025-26: 50.6; WINTER - CERTAIN 2026-27: 50.6; WINTER - CERTAIN 2027-28: 50.6; WINTER - CERTAIN 2028-29: 50.6
Existing | US | 1277011 | 3630 | 13A-18A | PEARSAL2_AGR_C | Pearsall | PEARSALL IC ENGINE PLANT C | IC | NG |  | Natural Gas and Other Gases | 2012-06-29 |  | 50.64 | 50.6 | 50.6 | SUMMER - CERTAIN 2018: 50.6; SUMMER - CERTAIN 2019: 50.6; SUMMER - CERTAIN 2020: 50.6; SUMMER - CERTAIN 2021: 50.6; SUMMER - CERTAIN 2022: 50.6; SUMMER - CERTAIN 2023: 50.6; SUMMER - CERTAIN 2024: 50.6; SUMMER - CERTAIN 2025: 50.6; SUMMER - CERTAIN 2026: 50.6; SUMMER - CERTAIN 2027: 50.6; SUMMER - CERTAIN 2028: 50.6; WINTER - CERTAIN 2018-19: 50.6; WINTER - CERTAIN 2019-20: 50.6; WINTER - CERTAIN 2020-21: 50.6; WINTER - CERTAIN 2021-22: 50.6; WINTER - CERTAIN 2022-23: 50.6; WINTER - CERTAIN 2023-24: 50.6; WINTER - CERTAIN 2024-25: 50.6; WINTER - CERTAIN 2025-26: 50.6; WINTER - CERTAIN 2026-27: 50.6; WINTER - CERTAIN 2027-28: 50.6; WINTER - CERTAIN 2028-29: 50.6
Existing | US | 1416442 | 3630 | 19A-24A | PEARSAL2_AGR_D | Pearsall | PEARSALL IC ENGINE PLANT D | IC | NG |  | Natural Gas and Other Gases | 2012-06-29 |  | 50.64 | 50.6 | 50.6 | SUMMER - CERTAIN 2018: 50.6; SUMMER - CERTAIN 2019: 50.6; SUMMER - CERTAIN 2020: 50.6; SUMMER - CERTAIN 2021: 50.6; SUMMER - CERTAIN 2022: 50.6; SUMMER - CERTAIN 2023: 50.6; SUMMER - CERTAIN 2024: 50.6; SUMMER - CERTAIN 2025: 50.6; SUMMER - CERTAIN 2026: 50.6; SUMMER - CERTAIN 2027: 50.6; SUMMER - CERTAIN 2028: 50.6; WINTER - CERTAIN 2018-19: 50.6; WINTER - CERTAIN 2019-20: 50.6; WINTER - CERTAIN 2020-21: 50.6; WINTER - CERTAIN 2021-22: 50.6; WINTER - CERTAIN 2022-23: 50.6; WINTER - CERTAIN 2023-24: 50.6; WINTER - CERTAIN 2024-25: 50.6; WINTER - CERTAIN 2025-26: 50.6; WINTER - CERTAIN 2026-27: 50.6; WINTER - CERTAIN 2027-28: 50.6; WINTER - CERTAIN 2028-29: 50.6
Existing | US | 1869383 | 3494 | CT1 | PB2SES_CT1 | Permian Basin | PERMIAN BASIN CTG 1 | GT | NG |  | Natural Gas and Other Gases | 1988-05-01 |  | 89.4 | 68 | 71 | SUMMER - CERTAIN 2018: 68; SUMMER - CERTAIN 2019: 68; SUMMER - CERTAIN 2020: 68; SUMMER - CERTAIN 2021: 68; SUMMER - CERTAIN 2022: 68; SUMMER - CERTAIN 2023: 68; SUMMER - CERTAIN 2024: 68; SUMMER - CERTAIN 2025: 68; SUMMER - CERTAIN 2026: 68; SUMMER - CERTAIN 2027: 68; SUMMER - CERTAIN 2028: 68; WINTER - CERTAIN 2018-19: 71; WINTER - CERTAIN 2019-20: 71; WINTER - CERTAIN 2020-21: 71; WINTER - CERTAIN 2021-22: 71; WINTER - CERTAIN 2022-23: 71; WINTER - CERTAIN 2023-24: 71; WINTER - CERTAIN 2024-25: 71; WINTER - CERTAIN 2025-26: 71; WINTER - CERTAIN 2026-27: 71; WINTER - CERTAIN 2027-28: 71; WINTER - CERTAIN 2028-29: 71
Existing | US | 1228834 | 3494 | CT2 | PB2SES_CT2 | Permian Basin | PERMIAN BASIN CTG 2 | GT | NG |  | Natural Gas and Other Gases | 1988-05-01 |  | 89.4 | 65 | 71 | SUMMER - CERTAIN 2018: 65; SUMMER - CERTAIN 2019: 65; SUMMER - CERTAIN 2020: 65; SUMMER - CERTAIN 2021: 65; SUMMER - CERTAIN 2022: 65; SUMMER - CERTAIN 2023: 65; SUMMER - CERTAIN 2024: 65; SUMMER - CERTAIN 2025: 65; SUMMER - CERTAIN 2026: 65; SUMMER - CERTAIN 2027: 65; SUMMER - CERTAIN 2028: 65; WINTER - CERTAIN 2018-19: 71; WINTER - CERTAIN 2019-20: 71; WINTER - CERTAIN 2020-21: 71; WINTER - CERTAIN 2021-22: 71; WINTER - CERTAIN 2022-23: 71; WINTER - CERTAIN 2023-24: 71; WINTER - CERTAIN 2024-25: 71; WINTER - CERTAIN 2025-26: 71; WINTER - CERTAIN 2026-27: 71; WINTER - CERTAIN 2027-28: 71; WINTER - CERTAIN 2028-29: 71
Existing | US | 1416667 | 3494 | CT3 | PB2SES_CT3 | Permian Basin | PERMIAN BASIN CTG 3 | GT | NG |  | Natural Gas and Other Gases | 1988-05-01 |  | 89.4 | 68 | 74 | SUMMER - CERTAIN 2018: 68; SUMMER - CERTAIN 2019: 68; SUMMER - CERTAIN 2020: 68; SUMMER - CERTAIN 2021: 68; SUMMER - CERTAIN 2022: 68; SUMMER - CERTAIN 2023: 68; SUMMER - CERTAIN 2024: 68; SUMMER - CERTAIN 2025: 68; SUMMER - CERTAIN 2026: 68; SUMMER - CERTAIN 2027: 68; SUMMER - CERTAIN 2028: 68; WINTER - CERTAIN 2018-19: 74; WINTER - CERTAIN 2019-20: 74; WINTER - CERTAIN 2020-21: 74; WINTER - CERTAIN 2021-22: 74; WINTER - CERTAIN 2022-23: 74; WINTER - CERTAIN 2023-24: 74; WINTER - CERTAIN 2024-25: 74; WINTER - CERTAIN 2025-26: 74; WINTER - CERTAIN 2026-27: 74; WINTER - CERTAIN 2027-28: 74; WINTER - CERTAIN 2028-29: 74
Existing | US | 1728161 | 3494 | CT4 | PB2SES_CT4 | Permian Basin | PERMIAN BASIN CTG 4 | GT | NG |  | Natural Gas and Other Gases | 1990-02-01 |  | 89.4 | 69 | 75 | SUMMER - CERTAIN 2018: 69; SUMMER - CERTAIN 2019: 69; SUMMER - CERTAIN 2020: 69; SUMMER - CERTAIN 2021: 69; SUMMER - CERTAIN 2022: 69; SUMMER - CERTAIN 2023: 69; SUMMER - CERTAIN 2024: 69; SUMMER - CERTAIN 2025: 69; SUMMER - CERTAIN 2026: 69; SUMMER - CERTAIN 2027: 69; SUMMER - CERTAIN 2028: 69; WINTER - CERTAIN 2018-19: 75; WINTER - CERTAIN 2019-20: 75; WINTER - CERTAIN 2020-21: 75; WINTER - CERTAIN 2021-22: 75; WINTER - CERTAIN 2022-23: 75; WINTER - CERTAIN 2023-24: 75; WINTER - CERTAIN 2024-25: 75; WINTER - CERTAIN 2025-26: 75; WINTER - CERTAIN 2026-27: 75; WINTER - CERTAIN 2027-28: 75; WINTER - CERTAIN 2028-29: 75
Existing | US | 1918887 | 3494 | CT5 | PB2SES_CT5 | Permian Basin | PERMIAN BASIN CTG 5 | GT | NG |  | Natural Gas and Other Gases | 1990-02-01 |  | 89.4 | 70 | 75 | SUMMER - CERTAIN 2018: 70; SUMMER - CERTAIN 2019: 70; SUMMER - CERTAIN 2020: 70; SUMMER - CERTAIN 2021: 70; SUMMER - CERTAIN 2022: 70; SUMMER - CERTAIN 2023: 70; SUMMER - CERTAIN 2024: 70; SUMMER - CERTAIN 2025: 70; SUMMER - CERTAIN 2026: 70; SUMMER - CERTAIN 2027: 70; SUMMER - CERTAIN 2028: 70; WINTER - CERTAIN 2018-19: 75; WINTER - CERTAIN 2019-20: 75; WINTER - CERTAIN 2020-21: 75; WINTER - CERTAIN 2021-22: 75; WINTER - CERTAIN 2022-23: 75; WINTER - CERTAIN 2023-24: 75; WINTER - CERTAIN 2024-25: 75; WINTER - CERTAIN 2025-26: 75; WINTER - CERTAIN 2026-27: 75; WINTER - CERTAIN 2027-28: 75; WINTER - CERTAIN 2028-29: 75
Existing | US |  | 59391 |  | REDGATE_AGR_A |  | REDGATE A | IC | NG |  | Natural Gas and Other Gases | 2016-05-28 |  | 56.3 | 56.3 | 56.3 | SUMMER - CERTAIN 2018: 56.3; SUMMER - CERTAIN 2019: 56.3; SUMMER - CERTAIN 2020: 56.3; SUMMER - CERTAIN 2021: 56.3; SUMMER - CERTAIN 2022: 56.3; SUMMER - CERTAIN 2023: 56.3; SUMMER - CERTAIN 2024: 56.3; SUMMER - CERTAIN 2025: 56.3; SUMMER - CERTAIN 2026: 56.3; SUMMER - CERTAIN 2027: 56.3; SUMMER - CERTAIN 2028: 56.3; WINTER - CERTAIN 2018-19: 56.3; WINTER - CERTAIN 2019-20: 56.3; WINTER - CERTAIN 2020-21: 56.3; WINTER - CERTAIN 2021-22: 56.3; WINTER - CERTAIN 2022-23: 56.3; WINTER - CERTAIN 2023-24: 56.3; WINTER - CERTAIN 2024-25: 56.3; WINTER - CERTAIN 2025-26: 56.3; WINTER - CERTAIN 2026-27: 56.3; WINTER - CERTAIN 2027-28: 56.3; WINTER - CERTAIN 2028-29: 56.3
Existing | US |  | 59391 |  | REDGATE_AGR_B |  | REDGATE B | IC | NG |  | Natural Gas and Other Gases | 2016-05-28 |  | 56.3 | 56.3 | 56.3 | SUMMER - CERTAIN 2018: 56.3; SUMMER - CERTAIN 2019: 56.3; SUMMER - CERTAIN 2020: 56.3; SUMMER - CERTAIN 2021: 56.3; SUMMER - CERTAIN 2022: 56.3; SUMMER - CERTAIN 2023: 56.3; SUMMER - CERTAIN 2024: 56.3; SUMMER - CERTAIN 2025: 56.3; SUMMER - CERTAIN 2026: 56.3; SUMMER - CERTAIN 2027: 56.3; SUMMER - CERTAIN 2028: 56.3; WINTER - CERTAIN 2018-19: 56.3; WINTER - CERTAIN 2019-20: 56.3; WINTER - CERTAIN 2020-21: 56.3; WINTER - CERTAIN 2021-22: 56.3; WINTER - CERTAIN 2022-23: 56.3; WINTER - CERTAIN 2023-24: 56.3; WINTER - CERTAIN 2024-25: 56.3; WINTER - CERTAIN 2025-26: 56.3; WINTER - CERTAIN 2026-27: 56.3; WINTER - CERTAIN 2027-28: 56.3; WINTER - CERTAIN 2028-29: 56.3
Existing | US |  | 59391 |  | REDGATE_AGR_C |  | REDGATE C | IC | NG |  | Natural Gas and Other Gases | 2016-05-28 |  | 56.3 | 56.3 | 56.3 | SUMMER - CERTAIN 2018: 56.3; SUMMER - CERTAIN 2019: 56.3; SUMMER - CERTAIN 2020: 56.3; SUMMER - CERTAIN 2021: 56.3; SUMMER - CERTAIN 2022: 56.3; SUMMER - CERTAIN 2023: 56.3; SUMMER - CERTAIN 2024: 56.3; SUMMER - CERTAIN 2025: 56.3; SUMMER - CERTAIN 2026: 56.3; SUMMER - CERTAIN 2027: 56.3; SUMMER - CERTAIN 2028: 56.3; WINTER - CERTAIN 2018-19: 56.3; WINTER - CERTAIN 2019-20: 56.3; WINTER - CERTAIN 2020-21: 56.3; WINTER - CERTAIN 2021-22: 56.3; WINTER - CERTAIN 2022-23: 56.3; WINTER - CERTAIN 2023-24: 56.3; WINTER - CERTAIN 2024-25: 56.3; WINTER - CERTAIN 2025-26: 56.3; WINTER - CERTAIN 2026-27: 56.3; WINTER - CERTAIN 2027-28: 56.3; WINTER - CERTAIN 2028-29: 56.3
Existing | US |  | 59391 |  | REDGATE_AGR_D |  | REDGATE D | IC | NG |  | Natural Gas and Other Gases | 2016-05-28 |  | 56.3 | 56.3 | 56.3 | SUMMER - CERTAIN 2018: 56.3; SUMMER - CERTAIN 2019: 56.3; SUMMER - CERTAIN 2020: 56.3; SUMMER - CERTAIN 2021: 56.3; SUMMER - CERTAIN 2022: 56.3; SUMMER - CERTAIN 2023: 56.3; SUMMER - CERTAIN 2024: 56.3; SUMMER - CERTAIN 2025: 56.3; SUMMER - CERTAIN 2026: 56.3; SUMMER - CERTAIN 2027: 56.3; SUMMER - CERTAIN 2028: 56.3; WINTER - CERTAIN 2018-19: 56.3; WINTER - CERTAIN 2019-20: 56.3; WINTER - CERTAIN 2020-21: 56.3; WINTER - CERTAIN 2021-22: 56.3; WINTER - CERTAIN 2022-23: 56.3; WINTER - CERTAIN 2023-24: 56.3; WINTER - CERTAIN 2024-25: 56.3; WINTER - CERTAIN 2025-26: 56.3; WINTER - CERTAIN 2026-27: 56.3; WINTER - CERTAIN 2027-28: 56.3; WINTER - CERTAIN 2028-29: 56.3
Existing | US | 1513705 | 3628 | 4 | MIL_MILLERG4 | R W Miller | R W MILLER CTG 4 | GT | NG |  | Natural Gas and Other Gases | 1994-07-01 |  | 128 | 100 | 115 | SUMMER - CERTAIN 2018: 100; SUMMER - CERTAIN 2019: 100; SUMMER - CERTAIN 2020: 100; SUMMER - CERTAIN 2021: 100; SUMMER - CERTAIN 2022: 100; SUMMER - CERTAIN 2023: 100; SUMMER - CERTAIN 2024: 100; SUMMER - CERTAIN 2025: 100; SUMMER - CERTAIN 2026: 100; SUMMER - CERTAIN 2027: 100; SUMMER - CERTAIN 2028: 100; WINTER - CERTAIN 2018-19: 115; WINTER - CERTAIN 2019-20: 115; WINTER - CERTAIN 2020-21: 115; WINTER - CERTAIN 2021-22: 115; WINTER - CERTAIN 2022-23: 115; WINTER - CERTAIN 2023-24: 115; WINTER - CERTAIN 2024-25: 115; WINTER - CERTAIN 2025-26: 115; WINTER - CERTAIN 2026-27: 115; WINTER - CERTAIN 2027-28: 115; WINTER - CERTAIN 2028-29: 115
Existing | US | 1102722 | 3628 | 5 | MIL_MILLERG5 | R W Miller | R W MILLER CTG 5 | GT | NG |  | Natural Gas and Other Gases | 1994-07-01 |  | 128 | 100 | 115 | SUMMER - CERTAIN 2018: 100; SUMMER - CERTAIN 2019: 100; SUMMER - CERTAIN 2020: 100; SUMMER - CERTAIN 2021: 100; SUMMER - CERTAIN 2022: 100; SUMMER - CERTAIN 2023: 100; SUMMER - CERTAIN 2024: 100; SUMMER - CERTAIN 2025: 100; SUMMER - CERTAIN 2026: 100; SUMMER - CERTAIN 2027: 100; SUMMER - CERTAIN 2028: 100; WINTER - CERTAIN 2018-19: 115; WINTER - CERTAIN 2019-20: 115; WINTER - CERTAIN 2020-21: 115; WINTER - CERTAIN 2021-22: 115; WINTER - CERTAIN 2022-23: 115; WINTER - CERTAIN 2023-24: 115; WINTER - CERTAIN 2024-25: 115; WINTER - CERTAIN 2025-26: 115; WINTER - CERTAIN 2026-27: 115; WINTER - CERTAIN 2027-28: 115; WINTER - CERTAIN 2028-29: 115
Existing | US | 1518313 | 3576 | 4 | OLINGR_OLING_4 | Ray Olinger | RAY OLINGER CTG 4 | GT | NG |  | Natural Gas and Other Gases | 2001-06-01 |  | 84 | 75 | 84 | SUMMER - CERTAIN 2018: 75; SUMMER - CERTAIN 2019: 75; SUMMER - CERTAIN 2020: 75; SUMMER - CERTAIN 2021: 75; SUMMER - CERTAIN 2022: 75; SUMMER - CERTAIN 2023: 75; SUMMER - CERTAIN 2024: 75; SUMMER - CERTAIN 2025: 75; SUMMER - CERTAIN 2026: 75; SUMMER - CERTAIN 2027: 75; SUMMER - CERTAIN 2028: 75; WINTER - CERTAIN 2018-19: 84; WINTER - CERTAIN 2019-20: 84; WINTER - CERTAIN 2020-21: 84; WINTER - CERTAIN 2021-22: 84; WINTER - CERTAIN 2022-23: 84; WINTER - CERTAIN 2023-24: 84; WINTER - CERTAIN 2024-25: 84; WINTER - CERTAIN 2025-26: 84; WINTER - CERTAIN 2026-27: 84; WINTER - CERTAIN 2027-28: 84; WINTER - CERTAIN 2028-29: 84
Existing | US | 1850234 | 3631 | 1 | RAYBURN_RAYBURG1 | Sam Rayburn | SAM RAYBURN CTG 1 | GT | NG |  | Natural Gas and Other Gases | 1963-03-08 |  | 13.5 | 11 | 13.5 | SUMMER - CERTAIN 2018: 11; SUMMER - CERTAIN 2019: 11; SUMMER - CERTAIN 2020: 11; SUMMER - CERTAIN 2021: 11; SUMMER - CERTAIN 2022: 11; SUMMER - CERTAIN 2023: 11; SUMMER - CERTAIN 2024: 11; SUMMER - CERTAIN 2025: 11; SUMMER - CERTAIN 2026: 11; SUMMER - CERTAIN 2027: 11; SUMMER - CERTAIN 2028: 11; WINTER - CERTAIN 2018-19: 13.5; WINTER - CERTAIN 2019-20: 13.5; WINTER - CERTAIN 2020-21: 13.5; WINTER - CERTAIN 2021-22: 13.5; WINTER - CERTAIN 2022-23: 13.5; WINTER - CERTAIN 2023-24: 13.5; WINTER - CERTAIN 2024-25: 13.5; WINTER - CERTAIN 2025-26: 13.5; WINTER - CERTAIN 2026-27: 13.5; WINTER - CERTAIN 2027-28: 13.5; WINTER - CERTAIN 2028-29: 13.5
Existing | US | 1493986 | 3631 | 2 | RAYBURN_RAYBURG2 | Sam Rayburn | SAM RAYBURN CTG 2 | GT | NG |  | Natural Gas and Other Gases | 1963-03-01 |  | 13.5 | 11 | 13.5 | SUMMER - CERTAIN 2018: 11; SUMMER - CERTAIN 2019: 11; SUMMER - CERTAIN 2020: 11; SUMMER - CERTAIN 2021: 11; SUMMER - CERTAIN 2022: 11; SUMMER - CERTAIN 2023: 11; SUMMER - CERTAIN 2024: 11; SUMMER - CERTAIN 2025: 11; SUMMER - CERTAIN 2026: 11; SUMMER - CERTAIN 2027: 11; SUMMER - CERTAIN 2028: 11; WINTER - CERTAIN 2018-19: 13.5; WINTER - CERTAIN 2019-20: 13.5; WINTER - CERTAIN 2020-21: 13.5; WINTER - CERTAIN 2021-22: 13.5; WINTER - CERTAIN 2022-23: 13.5; WINTER - CERTAIN 2023-24: 13.5; WINTER - CERTAIN 2024-25: 13.5; WINTER - CERTAIN 2025-26: 13.5; WINTER - CERTAIN 2026-27: 13.5; WINTER - CERTAIN 2027-28: 13.5; WINTER - CERTAIN 2028-29: 13.5
Existing | US | 1515298 | 7325 | 1 | SJS_SJS_G1 | San Jacinto Steam Electric Station | SAN JACINTO SES CTG 1 | GT | NG |  | Natural Gas and Other Gases | 1995-04-21 |  | 88.23 | 80 | 87 | SUMMER - CERTAIN 2018: 80; SUMMER - CERTAIN 2019: 80; SUMMER - CERTAIN 2020: 80; SUMMER - CERTAIN 2021: 80; SUMMER - CERTAIN 2022: 80; SUMMER - CERTAIN 2023: 80; SUMMER - CERTAIN 2024: 80; SUMMER - CERTAIN 2025: 80; SUMMER - CERTAIN 2026: 80; SUMMER - CERTAIN 2027: 80; SUMMER - CERTAIN 2028: 80; WINTER - CERTAIN 2018-19: 87; WINTER - CERTAIN 2019-20: 87; WINTER - CERTAIN 2020-21: 87; WINTER - CERTAIN 2021-22: 87; WINTER - CERTAIN 2022-23: 87; WINTER - CERTAIN 2023-24: 87; WINTER - CERTAIN 2024-25: 87; WINTER - CERTAIN 2025-26: 87; WINTER - CERTAIN 2026-27: 87; WINTER - CERTAIN 2027-28: 87; WINTER - CERTAIN 2028-29: 87
Existing | US | 1676191 | 7325 | 2 | SJS_SJS_G2 | San Jacinto Steam Electric Station | SAN JACINTO SES CTG 2 | GT | NG |  | Natural Gas and Other Gases | 1995-04-21 |  | 88.23 | 80 | 87 | SUMMER - CERTAIN 2018: 80; SUMMER - CERTAIN 2019: 80; SUMMER - CERTAIN 2020: 80; SUMMER - CERTAIN 2021: 80; SUMMER - CERTAIN 2022: 80; SUMMER - CERTAIN 2023: 80; SUMMER - CERTAIN 2024: 80; SUMMER - CERTAIN 2025: 80; SUMMER - CERTAIN 2026: 80; SUMMER - CERTAIN 2027: 80; SUMMER - CERTAIN 2028: 80; WINTER - CERTAIN 2018-19: 87; WINTER - CERTAIN 2019-20: 87; WINTER - CERTAIN 2020-21: 87; WINTER - CERTAIN 2021-22: 87; WINTER - CERTAIN 2022-23: 87; WINTER - CERTAIN 2023-24: 87; WINTER - CERTAIN 2024-25: 87; WINTER - CERTAIN 2025-26: 87; WINTER - CERTAIN 2026-27: 87; WINTER - CERTAIN 2027-28: 87; WINTER - CERTAIN 2028-29: 87
Existing | US | 1489160 | 7900 | SH1 | SANDHSYD_SH1 | Sand Hill | SANDHILL ENERGY CENTER CTG 1 | GT | NG |  | Natural Gas and Other Gases | 2001-06-20 |  | 60.5 | 47 | 48 | SUMMER - CERTAIN 2018: 47; SUMMER - CERTAIN 2019: 47; SUMMER - CERTAIN 2020: 47; SUMMER - CERTAIN 2021: 47; SUMMER - CERTAIN 2022: 47; SUMMER - CERTAIN 2023: 47; SUMMER - CERTAIN 2024: 47; SUMMER - CERTAIN 2025: 47; SUMMER - CERTAIN 2026: 47; SUMMER - CERTAIN 2027: 47; SUMMER - CERTAIN 2028: 47; WINTER - CERTAIN 2018-19: 48; WINTER - CERTAIN 2019-20: 48; WINTER - CERTAIN 2020-21: 48; WINTER - CERTAIN 2021-22: 48; WINTER - CERTAIN 2022-23: 48; WINTER - CERTAIN 2023-24: 48; WINTER - CERTAIN 2024-25: 48; WINTER - CERTAIN 2025-26: 48; WINTER - CERTAIN 2026-27: 48; WINTER - CERTAIN 2027-28: 48; WINTER - CERTAIN 2028-29: 48
Existing | US | 1610805 | 7900 | SH2 | SANDHSYD_SH2 | Sand Hill | SANDHILL ENERGY CENTER CTG 2 | GT | NG |  | Natural Gas and Other Gases | 2001-06-20 |  | 60.5 | 47 | 48 | SUMMER - CERTAIN 2018: 47; SUMMER - CERTAIN 2019: 47; SUMMER - CERTAIN 2020: 47; SUMMER - CERTAIN 2021: 47; SUMMER - CERTAIN 2022: 47; SUMMER - CERTAIN 2023: 47; SUMMER - CERTAIN 2024: 47; SUMMER - CERTAIN 2025: 47; SUMMER - CERTAIN 2026: 47; SUMMER - CERTAIN 2027: 47; SUMMER - CERTAIN 2028: 47; WINTER - CERTAIN 2018-19: 48; WINTER - CERTAIN 2019-20: 48; WINTER - CERTAIN 2020-21: 48; WINTER - CERTAIN 2021-22: 48; WINTER - CERTAIN 2022-23: 48; WINTER - CERTAIN 2023-24: 48; WINTER - CERTAIN 2024-25: 48; WINTER - CERTAIN 2025-26: 48; WINTER - CERTAIN 2026-27: 48; WINTER - CERTAIN 2027-28: 48; WINTER - CERTAIN 2028-29: 48
Existing | US | 1562705 | 7900 | SH3 | SANDHSYD_SH3 | Sand Hill | SANDHILL ENERGY CENTER CTG 3 | GT | NG |  | Natural Gas and Other Gases | 2001-06-20 |  | 60.5 | 47 | 48 | SUMMER - CERTAIN 2018: 47; SUMMER - CERTAIN 2019: 47; SUMMER - CERTAIN 2020: 47; SUMMER - CERTAIN 2021: 47; SUMMER - CERTAIN 2022: 47; SUMMER - CERTAIN 2023: 47; SUMMER - CERTAIN 2024: 47; SUMMER - CERTAIN 2025: 47; SUMMER - CERTAIN 2026: 47; SUMMER - CERTAIN 2027: 47; SUMMER - CERTAIN 2028: 47; WINTER - CERTAIN 2018-19: 48; WINTER - CERTAIN 2019-20: 48; WINTER - CERTAIN 2020-21: 48; WINTER - CERTAIN 2021-22: 48; WINTER - CERTAIN 2022-23: 48; WINTER - CERTAIN 2023-24: 48; WINTER - CERTAIN 2024-25: 48; WINTER - CERTAIN 2025-26: 48; WINTER - CERTAIN 2026-27: 48; WINTER - CERTAIN 2027-28: 48; WINTER - CERTAIN 2028-29: 48
Existing | US | 1194004 | 7900 | SH4 | SANDHSYD_SH4 | Sand Hill | SANDHILL ENERGY CENTER CTG 4 | GT | NG |  | Natural Gas and Other Gases | 2001-06-20 |  | 60.5 | 47 | 48 | SUMMER - CERTAIN 2018: 47; SUMMER - CERTAIN 2019: 47; SUMMER - CERTAIN 2020: 47; SUMMER - CERTAIN 2021: 47; SUMMER - CERTAIN 2022: 47; SUMMER - CERTAIN 2023: 47; SUMMER - CERTAIN 2024: 47; SUMMER - CERTAIN 2025: 47; SUMMER - CERTAIN 2026: 47; SUMMER - CERTAIN 2027: 47; SUMMER - CERTAIN 2028: 47; WINTER - CERTAIN 2018-19: 48; WINTER - CERTAIN 2019-20: 48; WINTER - CERTAIN 2020-21: 48; WINTER - CERTAIN 2021-22: 48; WINTER - CERTAIN 2022-23: 48; WINTER - CERTAIN 2023-24: 48; WINTER - CERTAIN 2024-25: 48; WINTER - CERTAIN 2025-26: 48; WINTER - CERTAIN 2026-27: 48; WINTER - CERTAIN 2027-28: 48; WINTER - CERTAIN 2028-29: 48
Existing | US | 1125879 | 7900 | SH6 | SANDHSYD_SH6 | Sand Hill | SANDHILL ENERGY CENTER CTG 6 | GT | NG |  | Natural Gas and Other Gases | 2010-03-22 |  | 60.5 | 47 | 48 | SUMMER - CERTAIN 2018: 47; SUMMER - CERTAIN 2019: 47; SUMMER - CERTAIN 2020: 47; SUMMER - CERTAIN 2021: 47; SUMMER - CERTAIN 2022: 47; SUMMER - CERTAIN 2023: 47; SUMMER - CERTAIN 2024: 47; SUMMER - CERTAIN 2025: 47; SUMMER - CERTAIN 2026: 47; SUMMER - CERTAIN 2027: 47; SUMMER - CERTAIN 2028: 47; WINTER - CERTAIN 2018-19: 48; WINTER - CERTAIN 2019-20: 48; WINTER - CERTAIN 2020-21: 48; WINTER - CERTAIN 2021-22: 48; WINTER - CERTAIN 2022-23: 48; WINTER - CERTAIN 2023-24: 48; WINTER - CERTAIN 2024-25: 48; WINTER - CERTAIN 2025-26: 48; WINTER - CERTAIN 2026-27: 48; WINTER - CERTAIN 2027-28: 48; WINTER - CERTAIN 2028-29: 48
Existing | US | 1704383 | 7900 | SH7 | SANDHSYD_SH7 | Sand Hill | SANDHILL ENERGY CENTER CTG 7 | GT | NG |  | Natural Gas and Other Gases | 2010-04-09 |  | 60.5 | 47 | 48 | SUMMER - CERTAIN 2018: 47; SUMMER - CERTAIN 2019: 47; SUMMER - CERTAIN 2020: 47; SUMMER - CERTAIN 2021: 47; SUMMER - CERTAIN 2022: 47; SUMMER - CERTAIN 2023: 47; SUMMER - CERTAIN 2024: 47; SUMMER - CERTAIN 2025: 47; SUMMER - CERTAIN 2026: 47; SUMMER - CERTAIN 2027: 47; SUMMER - CERTAIN 2028: 47; WINTER - CERTAIN 2018-19: 48; WINTER - CERTAIN 2019-20: 48; WINTER - CERTAIN 2020-21: 48; WINTER - CERTAIN 2021-22: 48; WINTER - CERTAIN 2022-23: 48; WINTER - CERTAIN 2023-24: 48; WINTER - CERTAIN 2024-25: 48; WINTER - CERTAIN 2025-26: 48; WINTER - CERTAIN 2026-27: 48; WINTER - CERTAIN 2027-28: 48; WINTER - CERTAIN 2028-29: 48
Existing | US | 1306145 | 3559 | GT 10 | SILASRAY_SILAS_10 | Silas Ray | SILAS RAY CTG 10 | GT | NG |  | Natural Gas and Other Gases | 2004-01-01 |  | 60.5 | 46 | 46 | SUMMER - CERTAIN 2018: 46; SUMMER - CERTAIN 2019: 46; SUMMER - CERTAIN 2020: 46; SUMMER - CERTAIN 2021: 46; SUMMER - CERTAIN 2022: 46; SUMMER - CERTAIN 2023: 46; SUMMER - CERTAIN 2024: 46; SUMMER - CERTAIN 2025: 46; SUMMER - CERTAIN 2026: 46; SUMMER - CERTAIN 2027: 46; SUMMER - CERTAIN 2028: 46; WINTER - CERTAIN 2018-19: 46; WINTER - CERTAIN 2019-20: 46; WINTER - CERTAIN 2020-21: 46; WINTER - CERTAIN 2021-22: 46; WINTER - CERTAIN 2022-23: 46; WINTER - CERTAIN 2023-24: 46; WINTER - CERTAIN 2024-25: 46; WINTER - CERTAIN 2025-26: 46; WINTER - CERTAIN 2026-27: 46; WINTER - CERTAIN 2027-28: 46; WINTER - CERTAIN 2028-29: 46
Existing | US |  | 59938 |  | SKY1_SKY1A |  | SKY GLOBAL POWER ONE A | IC | NG |  | Natural Gas and Other Gases | 2016-04-01 |  | 26.7 | 26.7 | 26.7 | SUMMER - CERTAIN 2018: 26.7; SUMMER - CERTAIN 2019: 26.7; SUMMER - CERTAIN 2020: 26.7; SUMMER - CERTAIN 2021: 26.7; SUMMER - CERTAIN 2022: 26.7; SUMMER - CERTAIN 2023: 26.7; SUMMER - CERTAIN 2024: 26.7; SUMMER - CERTAIN 2025: 26.7; SUMMER - CERTAIN 2026: 26.7; SUMMER - CERTAIN 2027: 26.7; SUMMER - CERTAIN 2028: 26.7; WINTER - CERTAIN 2018-19: 26.7; WINTER - CERTAIN 2019-20: 26.7; WINTER - CERTAIN 2020-21: 26.7; WINTER - CERTAIN 2021-22: 26.7; WINTER - CERTAIN 2022-23: 26.7; WINTER - CERTAIN 2023-24: 26.7; WINTER - CERTAIN 2024-25: 26.7; WINTER - CERTAIN 2025-26: 26.7; WINTER - CERTAIN 2026-27: 26.7; WINTER - CERTAIN 2027-28: 26.7; WINTER - CERTAIN 2028-29: 26.7
Existing | US |  | 59938 |  | SKY1_SKY1B |  | SKY GLOBAL POWER ONE B | IC | NG |  | Natural Gas and Other Gases | 2016-04-01 |  | 26.7 | 26.7 | 26.7 | SUMMER - CERTAIN 2018: 26.7; SUMMER - CERTAIN 2019: 26.7; SUMMER - CERTAIN 2020: 26.7; SUMMER - CERTAIN 2021: 26.7; SUMMER - CERTAIN 2022: 26.7; SUMMER - CERTAIN 2023: 26.7; SUMMER - CERTAIN 2024: 26.7; SUMMER - CERTAIN 2025: 26.7; SUMMER - CERTAIN 2026: 26.7; SUMMER - CERTAIN 2027: 26.7; SUMMER - CERTAIN 2028: 26.7; WINTER - CERTAIN 2018-19: 26.7; WINTER - CERTAIN 2019-20: 26.7; WINTER - CERTAIN 2020-21: 26.7; WINTER - CERTAIN 2021-22: 26.7; WINTER - CERTAIN 2022-23: 26.7; WINTER - CERTAIN 2023-24: 26.7; WINTER - CERTAIN 2024-25: 26.7; WINTER - CERTAIN 2025-26: 26.7; WINTER - CERTAIN 2026-27: 26.7; WINTER - CERTAIN 2027-28: 26.7; WINTER - CERTAIN 2028-29: 26.7
Existing | US | 1958264 | 3469 | 51 | THW_THWGT51 | T H Wharton | T H WHARTON CTG 51 | GT | NG |  | Natural Gas and Other Gases | 1975-11-21 |  | 85 | 56 | 65 | SUMMER - CERTAIN 2018: 56; SUMMER - CERTAIN 2019: 56; SUMMER - CERTAIN 2020: 56; SUMMER - CERTAIN 2021: 56; SUMMER - CERTAIN 2022: 56; SUMMER - CERTAIN 2023: 56; SUMMER - CERTAIN 2024: 56; SUMMER - CERTAIN 2025: 56; SUMMER - CERTAIN 2026: 56; SUMMER - CERTAIN 2027: 56; SUMMER - CERTAIN 2028: 56; WINTER - CERTAIN 2018-19: 65; WINTER - CERTAIN 2019-20: 65; WINTER - CERTAIN 2020-21: 65; WINTER - CERTAIN 2021-22: 65; WINTER - CERTAIN 2022-23: 65; WINTER - CERTAIN 2023-24: 65; WINTER - CERTAIN 2024-25: 65; WINTER - CERTAIN 2025-26: 65; WINTER - CERTAIN 2026-27: 65; WINTER - CERTAIN 2027-28: 65; WINTER - CERTAIN 2028-29: 65
Existing | US | 1800173 | 3469 | 52 | THW_THWGT52 | T H Wharton | T H WHARTON CTG 52 | GT | NG |  | Natural Gas and Other Gases | 1975-11-21 |  | 85 | 56 | 65 | SUMMER - CERTAIN 2018: 56; SUMMER - CERTAIN 2019: 56; SUMMER - CERTAIN 2020: 56; SUMMER - CERTAIN 2021: 56; SUMMER - CERTAIN 2022: 56; SUMMER - CERTAIN 2023: 56; SUMMER - CERTAIN 2024: 56; SUMMER - CERTAIN 2025: 56; SUMMER - CERTAIN 2026: 56; SUMMER - CERTAIN 2027: 56; SUMMER - CERTAIN 2028: 56; WINTER - CERTAIN 2018-19: 65; WINTER - CERTAIN 2019-20: 65; WINTER - CERTAIN 2020-21: 65; WINTER - CERTAIN 2021-22: 65; WINTER - CERTAIN 2022-23: 65; WINTER - CERTAIN 2023-24: 65; WINTER - CERTAIN 2024-25: 65; WINTER - CERTAIN 2025-26: 65; WINTER - CERTAIN 2026-27: 65; WINTER - CERTAIN 2027-28: 65; WINTER - CERTAIN 2028-29: 65
Existing | US | 1204561 | 3469 | 53 | THW_THWGT53 | T H Wharton | T H WHARTON CTG 53 | GT | NG |  | Natural Gas and Other Gases | 1975-11-21 |  | 85 | 56 | 65 | SUMMER - CERTAIN 2018: 56; SUMMER - CERTAIN 2019: 56; SUMMER - CERTAIN 2020: 56; SUMMER - CERTAIN 2021: 56; SUMMER - CERTAIN 2022: 56; SUMMER - CERTAIN 2023: 56; SUMMER - CERTAIN 2024: 56; SUMMER - CERTAIN 2025: 56; SUMMER - CERTAIN 2026: 56; SUMMER - CERTAIN 2027: 56; SUMMER - CERTAIN 2028: 56; WINTER - CERTAIN 2018-19: 65; WINTER - CERTAIN 2019-20: 65; WINTER - CERTAIN 2020-21: 65; WINTER - CERTAIN 2021-22: 65; WINTER - CERTAIN 2022-23: 65; WINTER - CERTAIN 2023-24: 65; WINTER - CERTAIN 2024-25: 65; WINTER - CERTAIN 2025-26: 65; WINTER - CERTAIN 2026-27: 65; WINTER - CERTAIN 2027-28: 65; WINTER - CERTAIN 2028-29: 65
Existing | US | 1638552 | 3469 | 54 | THW_THWGT54 | T H Wharton | T H WHARTON CTG 54 | GT | NG |  | Natural Gas and Other Gases | 1975-11-21 |  | 85 | 56 | 65 | SUMMER - CERTAIN 2018: 56; SUMMER - CERTAIN 2019: 56; SUMMER - CERTAIN 2020: 56; SUMMER - CERTAIN 2021: 56; SUMMER - CERTAIN 2022: 56; SUMMER - CERTAIN 2023: 56; SUMMER - CERTAIN 2024: 56; SUMMER - CERTAIN 2025: 56; SUMMER - CERTAIN 2026: 56; SUMMER - CERTAIN 2027: 56; SUMMER - CERTAIN 2028: 56; WINTER - CERTAIN 2018-19: 65; WINTER - CERTAIN 2019-20: 65; WINTER - CERTAIN 2020-21: 65; WINTER - CERTAIN 2021-22: 65; WINTER - CERTAIN 2022-23: 65; WINTER - CERTAIN 2023-24: 65; WINTER - CERTAIN 2024-25: 65; WINTER - CERTAIN 2025-26: 65; WINTER - CERTAIN 2026-27: 65; WINTER - CERTAIN 2027-28: 65; WINTER - CERTAIN 2028-29: 65
Existing | US | 1082611 | 3469 | 55 | THW_THWGT55 | T H Wharton | T H WHARTON CTG 55 | GT | NG |  | Natural Gas and Other Gases | 1975-11-21 |  | 85 | 56 | 65 | SUMMER - CERTAIN 2018: 56; SUMMER - CERTAIN 2019: 56; SUMMER - CERTAIN 2020: 56; SUMMER - CERTAIN 2021: 56; SUMMER - CERTAIN 2022: 56; SUMMER - CERTAIN 2023: 56; SUMMER - CERTAIN 2024: 56; SUMMER - CERTAIN 2025: 56; SUMMER - CERTAIN 2026: 56; SUMMER - CERTAIN 2027: 56; SUMMER - CERTAIN 2028: 56; WINTER - CERTAIN 2018-19: 65; WINTER - CERTAIN 2019-20: 65; WINTER - CERTAIN 2020-21: 65; WINTER - CERTAIN 2021-22: 65; WINTER - CERTAIN 2022-23: 65; WINTER - CERTAIN 2023-24: 65; WINTER - CERTAIN 2024-25: 65; WINTER - CERTAIN 2025-26: 65; WINTER - CERTAIN 2026-27: 65; WINTER - CERTAIN 2027-28: 65; WINTER - CERTAIN 2028-29: 65
Existing | US | 1449837 | 3469 | 56 | THW_THWGT56 | T H Wharton | T H WHARTON CTG 56 | GT | NG |  | Natural Gas and Other Gases | 1975-11-21 |  | 85 | 56 | 65 | SUMMER - CERTAIN 2018: 56; SUMMER - CERTAIN 2019: 56; SUMMER - CERTAIN 2020: 56; SUMMER - CERTAIN 2021: 56; SUMMER - CERTAIN 2022: 56; SUMMER - CERTAIN 2023: 56; SUMMER - CERTAIN 2024: 56; SUMMER - CERTAIN 2025: 56; SUMMER - CERTAIN 2026: 56; SUMMER - CERTAIN 2027: 56; SUMMER - CERTAIN 2028: 56; WINTER - CERTAIN 2018-19: 65; WINTER - CERTAIN 2019-20: 65; WINTER - CERTAIN 2020-21: 65; WINTER - CERTAIN 2021-22: 65; WINTER - CERTAIN 2022-23: 65; WINTER - CERTAIN 2023-24: 65; WINTER - CERTAIN 2024-25: 65; WINTER - CERTAIN 2025-26: 65; WINTER - CERTAIN 2026-27: 65; WINTER - CERTAIN 2027-28: 65; WINTER - CERTAIN 2028-29: 65
Existing | US | 1746478 | 3469 | GT1 | THW_THWGT_1 | T H Wharton | T H WHARTON CTG G1 | BT | NG |  | Natural Gas and Other Gases | 1967-07-31 |  | 16.32 | 13 | 13 | SUMMER - CERTAIN 2018: 13; SUMMER - CERTAIN 2019: 13; SUMMER - CERTAIN 2020: 13; SUMMER - CERTAIN 2021: 13; SUMMER - CERTAIN 2022: 13; SUMMER - CERTAIN 2023: 13; SUMMER - CERTAIN 2024: 13; SUMMER - CERTAIN 2025: 13; SUMMER - CERTAIN 2026: 13; SUMMER - CERTAIN 2027: 13; SUMMER - CERTAIN 2028: 13; WINTER - CERTAIN 2018-19: 13; WINTER - CERTAIN 2019-20: 13; WINTER - CERTAIN 2020-21: 13; WINTER - CERTAIN 2021-22: 13; WINTER - CERTAIN 2022-23: 13; WINTER - CERTAIN 2023-24: 13; WINTER - CERTAIN 2024-25: 13; WINTER - CERTAIN 2025-26: 13; WINTER - CERTAIN 2026-27: 13; WINTER - CERTAIN 2027-28: 13; WINTER - CERTAIN 2028-29: 13
Existing | US | 1331553 | 50137 | GEN1 | TGF_TGFGT_1 | Newgulf Cogen | TEXAS GULF SULPHUR | CA | NG |  | Natural Gas and Other Gases | 1985-04-25 |  | 94 | 79 | 89 | SUMMER - CERTAIN 2018: 79; SUMMER - CERTAIN 2019: 79; SUMMER - CERTAIN 2020: 79; SUMMER - CERTAIN 2021: 79; SUMMER - CERTAIN 2022: 79; SUMMER - CERTAIN 2023: 79; SUMMER - CERTAIN 2024: 79; SUMMER - CERTAIN 2025: 79; SUMMER - CERTAIN 2026: 79; SUMMER - CERTAIN 2027: 79; SUMMER - CERTAIN 2028: 79; WINTER - CERTAIN 2018-19: 89; WINTER - CERTAIN 2019-20: 89; WINTER - CERTAIN 2020-21: 89; WINTER - CERTAIN 2021-22: 89; WINTER - CERTAIN 2022-23: 89; WINTER - CERTAIN 2023-24: 89; WINTER - CERTAIN 2024-25: 89; WINTER - CERTAIN 2025-26: 89; WINTER - CERTAIN 2026-27: 89; WINTER - CERTAIN 2027-28: 89; WINTER - CERTAIN 2028-29: 89
Existing | US | 1735505 | 3612 | CT5 | BRAUNIG_VHB6CT5 | V H Braunig | V H BRAUNIG CTG 5 | GT | NG |  | Natural Gas and Other Gases | 2009-10-02 |  | 64.5 | 48 | 48 | SUMMER - CERTAIN 2018: 48; SUMMER - CERTAIN 2019: 48; SUMMER - CERTAIN 2020: 48; SUMMER - CERTAIN 2021: 48; SUMMER - CERTAIN 2022: 48; SUMMER - CERTAIN 2023: 48; SUMMER - CERTAIN 2024: 48; SUMMER - CERTAIN 2025: 48; SUMMER - CERTAIN 2026: 48; SUMMER - CERTAIN 2027: 48; SUMMER - CERTAIN 2028: 48; WINTER - CERTAIN 2018-19: 48; WINTER - CERTAIN 2019-20: 48; WINTER - CERTAIN 2020-21: 48; WINTER - CERTAIN 2021-22: 48; WINTER - CERTAIN 2022-23: 48; WINTER - CERTAIN 2023-24: 48; WINTER - CERTAIN 2024-25: 48; WINTER - CERTAIN 2025-26: 48; WINTER - CERTAIN 2026-27: 48; WINTER - CERTAIN 2027-28: 48; WINTER - CERTAIN 2028-29: 48
Existing | US | 1797306 | 3612 | CT6 | BRAUNIG_VHB6CT6 | V H Braunig | V H BRAUNIG CTG 6 | GT | NG |  | Natural Gas and Other Gases | 2009-10-02 |  | 64.5 | 48 | 48 | SUMMER - CERTAIN 2018: 48; SUMMER - CERTAIN 2019: 48; SUMMER - CERTAIN 2020: 48; SUMMER - CERTAIN 2021: 48; SUMMER - CERTAIN 2022: 48; SUMMER - CERTAIN 2023: 48; SUMMER - CERTAIN 2024: 48; SUMMER - CERTAIN 2025: 48; SUMMER - CERTAIN 2026: 48; SUMMER - CERTAIN 2027: 48; SUMMER - CERTAIN 2028: 48; WINTER - CERTAIN 2018-19: 48; WINTER - CERTAIN 2019-20: 48; WINTER - CERTAIN 2020-21: 48; WINTER - CERTAIN 2021-22: 48; WINTER - CERTAIN 2022-23: 48; WINTER - CERTAIN 2023-24: 48; WINTER - CERTAIN 2024-25: 48; WINTER - CERTAIN 2025-26: 48; WINTER - CERTAIN 2026-27: 48; WINTER - CERTAIN 2027-28: 48; WINTER - CERTAIN 2028-29: 48
Existing | US | 1976589 | 3612 | CT7 | BRAUNIG_VHB6CT7 | V H Braunig | V H BRAUNIG CTG 7 | GT | NG |  | Natural Gas and Other Gases | 2009-10-02 |  | 64.5 | 48 | 48 | SUMMER - CERTAIN 2018: 48; SUMMER - CERTAIN 2019: 48; SUMMER - CERTAIN 2020: 48; SUMMER - CERTAIN 2021: 48; SUMMER - CERTAIN 2022: 48; SUMMER - CERTAIN 2023: 48; SUMMER - CERTAIN 2024: 48; SUMMER - CERTAIN 2025: 48; SUMMER - CERTAIN 2026: 48; SUMMER - CERTAIN 2027: 48; SUMMER - CERTAIN 2028: 48; WINTER - CERTAIN 2018-19: 48; WINTER - CERTAIN 2019-20: 48; WINTER - CERTAIN 2020-21: 48; WINTER - CERTAIN 2021-22: 48; WINTER - CERTAIN 2022-23: 48; WINTER - CERTAIN 2023-24: 48; WINTER - CERTAIN 2024-25: 48; WINTER - CERTAIN 2025-26: 48; WINTER - CERTAIN 2026-27: 48; WINTER - CERTAIN 2027-28: 48; WINTER - CERTAIN 2028-29: 48
Existing | US | 1886904 | 3612 | CT8 | BRAUNIG_VHB6CT8 | V H Braunig | V H BRAUNIG CTG 8 | GT | NG |  | Natural Gas and Other Gases | 2009-10-02 |  | 64.5 | 47 | 47 | SUMMER - CERTAIN 2018: 47; SUMMER - CERTAIN 2019: 47; SUMMER - CERTAIN 2020: 47; SUMMER - CERTAIN 2021: 47; SUMMER - CERTAIN 2022: 47; SUMMER - CERTAIN 2023: 47; SUMMER - CERTAIN 2024: 47; SUMMER - CERTAIN 2025: 47; SUMMER - CERTAIN 2026: 47; SUMMER - CERTAIN 2027: 47; SUMMER - CERTAIN 2028: 47; WINTER - CERTAIN 2018-19: 47; WINTER - CERTAIN 2019-20: 47; WINTER - CERTAIN 2020-21: 47; WINTER - CERTAIN 2021-22: 47; WINTER - CERTAIN 2022-23: 47; WINTER - CERTAIN 2023-24: 47; WINTER - CERTAIN 2024-25: 47; WINTER - CERTAIN 2025-26: 47; WINTER - CERTAIN 2026-27: 47; WINTER - CERTAIN 2027-28: 47; WINTER - CERTAIN 2028-29: 47
Existing | US | 1406965 | 3470 | GT1 | WAP_WAPGT_1 | W A Parish | W A PARISH CTG 1 | CT | NG |  | Natural Gas and Other Gases | 1967-07-31 |  | 16.32 | 13 | 13 | SUMMER - CERTAIN 2018: 13; SUMMER - CERTAIN 2019: 13; SUMMER - CERTAIN 2020: 13; SUMMER - CERTAIN 2021: 13; SUMMER - CERTAIN 2022: 13; SUMMER - CERTAIN 2023: 13; SUMMER - CERTAIN 2024: 13; SUMMER - CERTAIN 2025: 13; SUMMER - CERTAIN 2026: 13; SUMMER - CERTAIN 2027: 13; SUMMER - CERTAIN 2028: 13; WINTER - CERTAIN 2018-19: 13; WINTER - CERTAIN 2019-20: 13; WINTER - CERTAIN 2020-21: 13; WINTER - CERTAIN 2021-22: 13; WINTER - CERTAIN 2022-23: 13; WINTER - CERTAIN 2023-24: 13; WINTER - CERTAIN 2024-25: 13; WINTER - CERTAIN 2025-26: 13; WINTER - CERTAIN 2026-27: 13; WINTER - CERTAIN 2027-28: 13; WINTER - CERTAIN 2028-29: 13
Existing | US | 1550993 | 56674 | CGT1 | WIPOPA_WPP_G1 | Winchester Power Park | WINCHESTER POWER PARK CTG 1 | CT | NG |  | Natural Gas and Other Gases | 2009-05-31 |  | 60.5 | 44 | 46 | SUMMER - CERTAIN 2018: 44; SUMMER - CERTAIN 2019: 44; SUMMER - CERTAIN 2020: 44; SUMMER - CERTAIN 2021: 44; SUMMER - CERTAIN 2022: 44; SUMMER - CERTAIN 2023: 44; SUMMER - CERTAIN 2024: 44; SUMMER - CERTAIN 2025: 44; SUMMER - CERTAIN 2026: 44; SUMMER - CERTAIN 2027: 44; SUMMER - CERTAIN 2028: 44; WINTER - CERTAIN 2018-19: 46; WINTER - CERTAIN 2019-20: 46; WINTER - CERTAIN 2020-21: 46; WINTER - CERTAIN 2021-22: 46; WINTER - CERTAIN 2022-23: 46; WINTER - CERTAIN 2023-24: 46; WINTER - CERTAIN 2024-25: 46; WINTER - CERTAIN 2025-26: 46; WINTER - CERTAIN 2026-27: 46; WINTER - CERTAIN 2027-28: 46; WINTER - CERTAIN 2028-29: 46
Existing | US | 1043533 | 56674 | CGT2 | WIPOPA_WPP_G2 | Winchester Power Park | WINCHESTER POWER PARK CTG 2 | CT | NG |  | Natural Gas and Other Gases | 2009-05-31 |  | 60.5 | 44 | 46 | SUMMER - CERTAIN 2018: 44; SUMMER - CERTAIN 2019: 44; SUMMER - CERTAIN 2020: 44; SUMMER - CERTAIN 2021: 44; SUMMER - CERTAIN 2022: 44; SUMMER - CERTAIN 2023: 44; SUMMER - CERTAIN 2024: 44; SUMMER - CERTAIN 2025: 44; SUMMER - CERTAIN 2026: 44; SUMMER - CERTAIN 2027: 44; SUMMER - CERTAIN 2028: 44; WINTER - CERTAIN 2018-19: 46; WINTER - CERTAIN 2019-20: 46; WINTER - CERTAIN 2020-21: 46; WINTER - CERTAIN 2021-22: 46; WINTER - CERTAIN 2022-23: 46; WINTER - CERTAIN 2023-24: 46; WINTER - CERTAIN 2024-25: 46; WINTER - CERTAIN 2025-26: 46; WINTER - CERTAIN 2026-27: 46; WINTER - CERTAIN 2027-28: 46; WINTER - CERTAIN 2028-29: 46
Existing | US | 1472347 | 56674 | CGT3 | WIPOPA_WPP_G3 | Winchester Power Park | WINCHESTER POWER PARK CTG 3 | CT | NG |  | Natural Gas and Other Gases | 2009-05-31 |  | 60.5 | 44 | 46 | SUMMER - CERTAIN 2018: 44; SUMMER - CERTAIN 2019: 44; SUMMER - CERTAIN 2020: 44; SUMMER - CERTAIN 2021: 44; SUMMER - CERTAIN 2022: 44; SUMMER - CERTAIN 2023: 44; SUMMER - CERTAIN 2024: 44; SUMMER - CERTAIN 2025: 44; SUMMER - CERTAIN 2026: 44; SUMMER - CERTAIN 2027: 44; SUMMER - CERTAIN 2028: 44; WINTER - CERTAIN 2018-19: 46; WINTER - CERTAIN 2019-20: 46; WINTER - CERTAIN 2020-21: 46; WINTER - CERTAIN 2021-22: 46; WINTER - CERTAIN 2022-23: 46; WINTER - CERTAIN 2023-24: 46; WINTER - CERTAIN 2024-25: 46; WINTER - CERTAIN 2025-26: 46; WINTER - CERTAIN 2026-27: 46; WINTER - CERTAIN 2027-28: 46; WINTER - CERTAIN 2028-29: 46
Existing | US | 1654104 | 56674 | CGT4 | WIPOPA_WPP_G4 | Winchester Power Park | WINCHESTER POWER PARK CTG 4 | CT | NG |  | Natural Gas and Other Gases | 2009-05-31 |  | 60.5 | 44 | 46 | SUMMER - CERTAIN 2018: 44; SUMMER - CERTAIN 2019: 44; SUMMER - CERTAIN 2020: 44; SUMMER - CERTAIN 2021: 44; SUMMER - CERTAIN 2022: 44; SUMMER - CERTAIN 2023: 44; SUMMER - CERTAIN 2024: 44; SUMMER - CERTAIN 2025: 44; SUMMER - CERTAIN 2026: 44; SUMMER - CERTAIN 2027: 44; SUMMER - CERTAIN 2028: 44; WINTER - CERTAIN 2018-19: 46; WINTER - CERTAIN 2019-20: 46; WINTER - CERTAIN 2020-21: 46; WINTER - CERTAIN 2021-22: 46; WINTER - CERTAIN 2022-23: 46; WINTER - CERTAIN 2023-24: 46; WINTER - CERTAIN 2024-25: 46; WINTER - CERTAIN 2025-26: 46; WINTER - CERTAIN 2026-27: 46; WINTER - CERTAIN 2027-28: 46; WINTER - CERTAIN 2028-29: 46
Existing | US | 1377031 | 4939 | 1 | B_DAVIS_B_DAVIG1 | Barney M Davis | B M DAVIS STG U1 | ST | NG |  | Natural Gas and Other Gases | 1974-04-15 |  | 352.8 | 300 | 330 | SUMMER - CERTAIN 2018: 300; SUMMER - CERTAIN 2019: 300; SUMMER - CERTAIN 2020: 300; SUMMER - CERTAIN 2021: 300; SUMMER - CERTAIN 2022: 300; SUMMER - CERTAIN 2023: 300; SUMMER - CERTAIN 2024: 300; SUMMER - CERTAIN 2025: 300; SUMMER - CERTAIN 2026: 300; SUMMER - CERTAIN 2027: 300; SUMMER - CERTAIN 2028: 300; WINTER - CERTAIN 2018-19: 330; WINTER - CERTAIN 2019-20: 330; WINTER - CERTAIN 2020-21: 330; WINTER - CERTAIN 2021-22: 330; WINTER - CERTAIN 2022-23: 330; WINTER - CERTAIN 2023-24: 330; WINTER - CERTAIN 2024-25: 330; WINTER - CERTAIN 2025-26: 330; WINTER - CERTAIN 2026-27: 330; WINTER - CERTAIN 2027-28: 330; WINTER - CERTAIN 2028-29: 330
Existing | US | 1801764 | 3460 | 1 | CBY_CBY_G1 | Cedar Bayou | CEDAR BAYOU STG U1 | ST | NG |  | Natural Gas and Other Gases | 1970-12-11 |  | 765 | 745 | 745 | SUMMER - CERTAIN 2018: 745; SUMMER - CERTAIN 2019: 745; SUMMER - CERTAIN 2020: 745; SUMMER - CERTAIN 2021: 745; SUMMER - CERTAIN 2022: 745; SUMMER - CERTAIN 2023: 745; SUMMER - CERTAIN 2024: 745; SUMMER - CERTAIN 2025: 745; SUMMER - CERTAIN 2026: 745; SUMMER - CERTAIN 2027: 745; SUMMER - CERTAIN 2028: 745; WINTER - CERTAIN 2018-19: 745; WINTER - CERTAIN 2019-20: 745; WINTER - CERTAIN 2020-21: 745; WINTER - CERTAIN 2021-22: 745; WINTER - CERTAIN 2022-23: 745; WINTER - CERTAIN 2023-24: 745; WINTER - CERTAIN 2024-25: 745; WINTER - CERTAIN 2025-26: 745; WINTER - CERTAIN 2026-27: 745; WINTER - CERTAIN 2027-28: 745; WINTER - CERTAIN 2028-29: 745
Existing | US | 1516913 | 3460 | 2 | CBY_CBY_G2 | Cedar Bayou | CEDAR BAYOU STG U2 | ST | NG |  | Natural Gas and Other Gases | 1972-03-15 |  | 765 | 749 | 749 | SUMMER - CERTAIN 2018: 749; SUMMER - CERTAIN 2019: 749; SUMMER - CERTAIN 2020: 749; SUMMER - CERTAIN 2021: 749; SUMMER - CERTAIN 2022: 749; SUMMER - CERTAIN 2023: 749; SUMMER - CERTAIN 2024: 749; SUMMER - CERTAIN 2025: 749; SUMMER - CERTAIN 2026: 749; SUMMER - CERTAIN 2027: 749; SUMMER - CERTAIN 2028: 749; WINTER - CERTAIN 2018-19: 749; WINTER - CERTAIN 2019-20: 749; WINTER - CERTAIN 2020-21: 749; WINTER - CERTAIN 2021-22: 749; WINTER - CERTAIN 2022-23: 749; WINTER - CERTAIN 2023-24: 749; WINTER - CERTAIN 2024-25: 749; WINTER - CERTAIN 2025-26: 749; WINTER - CERTAIN 2026-27: 749; WINTER - CERTAIN 2027-28: 749; WINTER - CERTAIN 2028-29: 749
Existing | US | 1899890 | 6243 | 1 | DANSBY_DANSBYG1 | Dansby | DANSBY STG U1 | ST | NG |  | Natural Gas and Other Gases | 1978-09-01 |  | 120 | 107 | 110 | SUMMER - CERTAIN 2018: 107; SUMMER - CERTAIN 2019: 107; SUMMER - CERTAIN 2020: 107; SUMMER - CERTAIN 2021: 107; SUMMER - CERTAIN 2022: 107; SUMMER - CERTAIN 2023: 107; SUMMER - CERTAIN 2024: 107; SUMMER - CERTAIN 2025: 107; SUMMER - CERTAIN 2026: 107; SUMMER - CERTAIN 2027: 107; SUMMER - CERTAIN 2028: 107; WINTER - CERTAIN 2018-19: 110; WINTER - CERTAIN 2019-20: 110; WINTER - CERTAIN 2020-21: 110; WINTER - CERTAIN 2021-22: 110; WINTER - CERTAIN 2022-23: 110; WINTER - CERTAIN 2023-24: 110; WINTER - CERTAIN 2024-25: 110; WINTER - CERTAIN 2025-26: 110; WINTER - CERTAIN 2026-27: 110; WINTER - CERTAIN 2027-28: 110; WINTER - CERTAIN 2028-29: 110
Existing | US | 1510781 | 3548 | 1 | DECKER_DPG1 | Decker Creek | DECKER CREEK STG U1 | ST | NG |  | Natural Gas and Other Gases | 1971-07-01 |  | 354 | 315 | 320 | SUMMER - CERTAIN 2018: 315; SUMMER - CERTAIN 2019: 315; SUMMER - CERTAIN 2020: 315; SUMMER - CERTAIN 2021: 315; SUMMER - CERTAIN 2022: 315; SUMMER - CERTAIN 2023: 315; SUMMER - CERTAIN 2024: 315; SUMMER - CERTAIN 2025: 315; SUMMER - CERTAIN 2026: 315; SUMMER - CERTAIN 2027: 315; SUMMER - CERTAIN 2028: 315; WINTER - CERTAIN 2018-19: 320; WINTER - CERTAIN 2019-20: 320; WINTER - CERTAIN 2020-21: 320; WINTER - CERTAIN 2021-22: 320; WINTER - CERTAIN 2022-23: 320; WINTER - CERTAIN 2023-24: 320; WINTER - CERTAIN 2024-25: 320; WINTER - CERTAIN 2025-26: 320; WINTER - CERTAIN 2026-27: 320; WINTER - CERTAIN 2027-28: 320; WINTER - CERTAIN 2028-29: 320
Existing | US | 1312662 | 3548 | 2 | DECKER_DPG2 | Decker Creek | DECKER CREEK STG U2 | ST | NG |  | Natural Gas and Other Gases | 1978-01-12 |  | 450 | 420 | 428 | SUMMER - CERTAIN 2018: 420; SUMMER - CERTAIN 2019: 420; SUMMER - CERTAIN 2020: 420; SUMMER - CERTAIN 2021: 420; SUMMER - CERTAIN 2022: 420; SUMMER - CERTAIN 2023: 420; SUMMER - CERTAIN 2024: 420; SUMMER - CERTAIN 2025: 420; SUMMER - CERTAIN 2026: 420; SUMMER - CERTAIN 2027: 420; SUMMER - CERTAIN 2028: 420; WINTER - CERTAIN 2018-19: 428; WINTER - CERTAIN 2019-20: 428; WINTER - CERTAIN 2020-21: 428; WINTER - CERTAIN 2021-22: 428; WINTER - CERTAIN 2022-23: 428; WINTER - CERTAIN 2023-24: 428; WINTER - CERTAIN 2024-25: 428; WINTER - CERTAIN 2025-26: 428; WINTER - CERTAIN 2026-27: 428; WINTER - CERTAIN 2027-28: 428; WINTER - CERTAIN 2028-29: 428
Existing | US | 1256896 | 3490 | 1 | GRSES_UNIT1 | Graham | GRAHAM STG U1 | ST | NG |  | Natural Gas and Other Gases | 1960-12-19 |  | 234 | 234 | 234 | SUMMER - CERTAIN 2018: 234; SUMMER - CERTAIN 2019: 234; SUMMER - CERTAIN 2020: 234; SUMMER - CERTAIN 2021: 234; SUMMER - CERTAIN 2022: 234; SUMMER - CERTAIN 2023: 234; SUMMER - CERTAIN 2024: 234; SUMMER - CERTAIN 2025: 234; SUMMER - CERTAIN 2026: 234; SUMMER - CERTAIN 2027: 234; SUMMER - CERTAIN 2028: 234; WINTER - CERTAIN 2018-19: 234; WINTER - CERTAIN 2019-20: 234; WINTER - CERTAIN 2020-21: 234; WINTER - CERTAIN 2021-22: 234; WINTER - CERTAIN 2022-23: 234; WINTER - CERTAIN 2023-24: 234; WINTER - CERTAIN 2024-25: 234; WINTER - CERTAIN 2025-26: 234; WINTER - CERTAIN 2026-27: 234; WINTER - CERTAIN 2027-28: 234; WINTER - CERTAIN 2028-29: 234
Existing | US | 1942756 | 3490 | 2 | GRSES_UNIT2 | Graham | GRAHAM STG U2 | ST | NG |  | Natural Gas and Other Gases | 1969-06-05 |  | 390 | 390 | 390 | SUMMER - CERTAIN 2018: 390; SUMMER - CERTAIN 2019: 390; SUMMER - CERTAIN 2020: 390; SUMMER - CERTAIN 2021: 390; SUMMER - CERTAIN 2022: 390; SUMMER - CERTAIN 2023: 390; SUMMER - CERTAIN 2024: 390; SUMMER - CERTAIN 2025: 390; SUMMER - CERTAIN 2026: 390; SUMMER - CERTAIN 2027: 390; SUMMER - CERTAIN 2028: 390; WINTER - CERTAIN 2018-19: 390; WINTER - CERTAIN 2019-20: 390; WINTER - CERTAIN 2020-21: 390; WINTER - CERTAIN 2021-22: 390; WINTER - CERTAIN 2022-23: 390; WINTER - CERTAIN 2023-24: 390; WINTER - CERTAIN 2024-25: 390; WINTER - CERTAIN 2025-26: 390; WINTER - CERTAIN 2026-27: 390; WINTER - CERTAIN 2027-28: 390; WINTER - CERTAIN 2028-29: 390
Existing | US | 1625369 | 3491 | 3 | HLSES_UNIT3 | Handley | HANDLEY STG U3 | ST | NG |  | Natural Gas and Other Gases | 1963-01-01 |  | 395 | 395 | 395 | SUMMER - CERTAIN 2018: 395; SUMMER - CERTAIN 2019: 395; SUMMER - CERTAIN 2020: 395; SUMMER - CERTAIN 2021: 395; SUMMER - CERTAIN 2022: 395; SUMMER - CERTAIN 2023: 395; SUMMER - CERTAIN 2024: 395; SUMMER - CERTAIN 2025: 395; SUMMER - CERTAIN 2026: 395; SUMMER - CERTAIN 2027: 395; SUMMER - CERTAIN 2028: 395; WINTER - CERTAIN 2018-19: 395; WINTER - CERTAIN 2019-20: 395; WINTER - CERTAIN 2020-21: 395; WINTER - CERTAIN 2021-22: 395; WINTER - CERTAIN 2022-23: 395; WINTER - CERTAIN 2023-24: 395; WINTER - CERTAIN 2024-25: 395; WINTER - CERTAIN 2025-26: 395; WINTER - CERTAIN 2026-27: 395; WINTER - CERTAIN 2027-28: 395; WINTER - CERTAIN 2028-29: 395
Existing | US | 1202568 | 3491 | 4 | HLSES_UNIT4 | Handley | HANDLEY STG U4 | ST | NG |  | Natural Gas and Other Gases | 1976-01-01 |  | 435 | 435 | 435 | SUMMER - CERTAIN 2018: 435; SUMMER - CERTAIN 2019: 435; SUMMER - CERTAIN 2020: 435; SUMMER - CERTAIN 2021: 435; SUMMER - CERTAIN 2022: 435; SUMMER - CERTAIN 2023: 435; SUMMER - CERTAIN 2024: 435; SUMMER - CERTAIN 2025: 435; SUMMER - CERTAIN 2026: 435; SUMMER - CERTAIN 2027: 435; SUMMER - CERTAIN 2028: 435; WINTER - CERTAIN 2018-19: 435; WINTER - CERTAIN 2019-20: 435; WINTER - CERTAIN 2020-21: 435; WINTER - CERTAIN 2021-22: 435; WINTER - CERTAIN 2022-23: 435; WINTER - CERTAIN 2023-24: 435; WINTER - CERTAIN 2024-25: 435; WINTER - CERTAIN 2025-26: 435; WINTER - CERTAIN 2026-27: 435; WINTER - CERTAIN 2027-28: 435; WINTER - CERTAIN 2028-29: 435
Existing | US | 1736192 | 3491 | 5 | HLSES_UNIT5 | Handley | HANDLEY STG U5 | ST | NG |  | Natural Gas and Other Gases | 1977-01-01 |  | 435 | 435 | 435 | SUMMER - CERTAIN 2018: 435; SUMMER - CERTAIN 2019: 435; SUMMER - CERTAIN 2020: 435; SUMMER - CERTAIN 2021: 435; SUMMER - CERTAIN 2022: 435; SUMMER - CERTAIN 2023: 435; SUMMER - CERTAIN 2024: 435; SUMMER - CERTAIN 2025: 435; SUMMER - CERTAIN 2026: 435; SUMMER - CERTAIN 2027: 435; SUMMER - CERTAIN 2028: 435; WINTER - CERTAIN 2018-19: 435; WINTER - CERTAIN 2019-20: 435; WINTER - CERTAIN 2020-21: 435; WINTER - CERTAIN 2021-22: 435; WINTER - CERTAIN 2022-23: 435; WINTER - CERTAIN 2023-24: 435; WINTER - CERTAIN 2024-25: 435; WINTER - CERTAIN 2025-26: 435; WINTER - CERTAIN 2026-27: 435; WINTER - CERTAIN 2027-28: 435; WINTER - CERTAIN 2028-29: 435
Existing | US | 1804825 | 3452 | 1 | LHSES_UNIT1 | Lake Hubbard | LAKE HUBBARD STG U1 | ST | NG |  | Natural Gas and Other Gases | 1970-06-18 |  | 397 | 392 | 392 | SUMMER - CERTAIN 2018: 392; SUMMER - CERTAIN 2019: 392; SUMMER - CERTAIN 2020: 392; SUMMER - CERTAIN 2021: 392; SUMMER - CERTAIN 2022: 392; SUMMER - CERTAIN 2023: 392; SUMMER - CERTAIN 2024: 392; SUMMER - CERTAIN 2025: 392; SUMMER - CERTAIN 2026: 392; SUMMER - CERTAIN 2027: 392; SUMMER - CERTAIN 2028: 392; WINTER - CERTAIN 2018-19: 392; WINTER - CERTAIN 2019-20: 392; WINTER - CERTAIN 2020-21: 392; WINTER - CERTAIN 2021-22: 392; WINTER - CERTAIN 2022-23: 392; WINTER - CERTAIN 2023-24: 392; WINTER - CERTAIN 2024-25: 392; WINTER - CERTAIN 2025-26: 392; WINTER - CERTAIN 2026-27: 392; WINTER - CERTAIN 2027-28: 392; WINTER - CERTAIN 2028-29: 392
Existing | US | 1629106 | 3452 | 2 | LHSES_UNIT2A | Lake Hubbard | LAKE HUBBARD STG U2 | ST | NG |  | Natural Gas and Other Gases | 1973-11-20 |  | 531 | 523 | 523 | SUMMER - CERTAIN 2018: 523; SUMMER - CERTAIN 2019: 523; SUMMER - CERTAIN 2020: 523; SUMMER - CERTAIN 2021: 523; SUMMER - CERTAIN 2022: 523; SUMMER - CERTAIN 2023: 523; SUMMER - CERTAIN 2024: 523; SUMMER - CERTAIN 2025: 523; SUMMER - CERTAIN 2026: 523; SUMMER - CERTAIN 2027: 523; SUMMER - CERTAIN 2028: 523; WINTER - CERTAIN 2018-19: 523; WINTER - CERTAIN 2019-20: 523; WINTER - CERTAIN 2020-21: 523; WINTER - CERTAIN 2021-22: 523; WINTER - CERTAIN 2022-23: 523; WINTER - CERTAIN 2023-24: 523; WINTER - CERTAIN 2024-25: 523; WINTER - CERTAIN 2025-26: 523; WINTER - CERTAIN 2026-27: 523; WINTER - CERTAIN 2027-28: 523; WINTER - CERTAIN 2028-29: 523
Existing | US | 1565685 | 3453 | 6 | MCSES_UNIT6 | Mountain Creek | MOUNTAIN CREEK STG U6 | ST | NG |  | Natural Gas and Other Gases | 1956-01-01 |  | 122 | 122 | 122 | SUMMER - CERTAIN 2018: 122; SUMMER - CERTAIN 2019: 122; SUMMER - CERTAIN 2020: 122; SUMMER - CERTAIN 2021: 122; SUMMER - CERTAIN 2022: 122; SUMMER - CERTAIN 2023: 122; SUMMER - CERTAIN 2024: 122; SUMMER - CERTAIN 2025: 122; SUMMER - CERTAIN 2026: 122; SUMMER - CERTAIN 2027: 122; SUMMER - CERTAIN 2028: 122; WINTER - CERTAIN 2018-19: 122; WINTER - CERTAIN 2019-20: 122; WINTER - CERTAIN 2020-21: 122; WINTER - CERTAIN 2021-22: 122; WINTER - CERTAIN 2022-23: 122; WINTER - CERTAIN 2023-24: 122; WINTER - CERTAIN 2024-25: 122; WINTER - CERTAIN 2025-26: 122; WINTER - CERTAIN 2026-27: 122; WINTER - CERTAIN 2027-28: 122; WINTER - CERTAIN 2028-29: 122
Existing | US | 1106084 | 3453 | 7 | MCSES_UNIT7 | Mountain Creek | MOUNTAIN CREEK STG U7 | ST | NG |  | Natural Gas and Other Gases | 1958-01-01 |  | 118 | 118 | 118 | SUMMER - CERTAIN 2018: 118; SUMMER - CERTAIN 2019: 118; SUMMER - CERTAIN 2020: 118; SUMMER - CERTAIN 2021: 118; SUMMER - CERTAIN 2022: 118; SUMMER - CERTAIN 2023: 118; SUMMER - CERTAIN 2024: 118; SUMMER - CERTAIN 2025: 118; SUMMER - CERTAIN 2026: 118; SUMMER - CERTAIN 2027: 118; SUMMER - CERTAIN 2028: 118; WINTER - CERTAIN 2018-19: 118; WINTER - CERTAIN 2019-20: 118; WINTER - CERTAIN 2020-21: 118; WINTER - CERTAIN 2021-22: 118; WINTER - CERTAIN 2022-23: 118; WINTER - CERTAIN 2023-24: 118; WINTER - CERTAIN 2024-25: 118; WINTER - CERTAIN 2025-26: 118; WINTER - CERTAIN 2026-27: 118; WINTER - CERTAIN 2027-28: 118; WINTER - CERTAIN 2028-29: 118
Existing | US | 1663415 | 3453 | 8 | MCSES_UNIT8 | Mountain Creek | MOUNTAIN CREEK STG U8 | ST | NG |  | Natural Gas and Other Gases | 1967-01-01 |  | 568 | 568 | 568 | SUMMER - CERTAIN 2018: 568; SUMMER - CERTAIN 2019: 568; SUMMER - CERTAIN 2020: 568; SUMMER - CERTAIN 2021: 568; SUMMER - CERTAIN 2022: 568; SUMMER - CERTAIN 2023: 568; SUMMER - CERTAIN 2024: 568; SUMMER - CERTAIN 2025: 568; SUMMER - CERTAIN 2026: 568; SUMMER - CERTAIN 2027: 568; SUMMER - CERTAIN 2028: 568; WINTER - CERTAIN 2018-19: 568; WINTER - CERTAIN 2019-20: 568; WINTER - CERTAIN 2020-21: 568; WINTER - CERTAIN 2021-22: 568; WINTER - CERTAIN 2022-23: 568; WINTER - CERTAIN 2023-24: 568; WINTER - CERTAIN 2024-25: 568; WINTER - CERTAIN 2025-26: 568; WINTER - CERTAIN 2026-27: 568; WINTER - CERTAIN 2027-28: 568; WINTER - CERTAIN 2028-29: 568
Existing | US | 1945534 | 3611 | 1 | CALAVERS_OWS1 | O W Sommers | O W SOMMERS STG U1 | ST | NG |  | Natural Gas and Other Gases | 1972-06-06 |  | 445 | 420 | 420 | SUMMER - CERTAIN 2018: 420; SUMMER - CERTAIN 2019: 420; SUMMER - CERTAIN 2020: 420; SUMMER - CERTAIN 2021: 420; SUMMER - CERTAIN 2022: 420; SUMMER - CERTAIN 2023: 420; SUMMER - CERTAIN 2024: 420; SUMMER - CERTAIN 2025: 420; SUMMER - CERTAIN 2026: 420; SUMMER - CERTAIN 2027: 420; SUMMER - CERTAIN 2028: 420; WINTER - CERTAIN 2018-19: 420; WINTER - CERTAIN 2019-20: 420; WINTER - CERTAIN 2020-21: 420; WINTER - CERTAIN 2021-22: 420; WINTER - CERTAIN 2022-23: 420; WINTER - CERTAIN 2023-24: 420; WINTER - CERTAIN 2024-25: 420; WINTER - CERTAIN 2025-26: 420; WINTER - CERTAIN 2026-27: 420; WINTER - CERTAIN 2027-28: 420; WINTER - CERTAIN 2028-29: 420
Existing | US | 1817247 | 3611 | 2 | CALAVERS_OWS2 | O W Sommers | O W SOMMERS STG U2 | ST | NG |  | Natural Gas and Other Gases | 1974-03-20 |  | 435 | 410 | 410 | SUMMER - CERTAIN 2018: 410; SUMMER - CERTAIN 2019: 410; SUMMER - CERTAIN 2020: 410; SUMMER - CERTAIN 2021: 410; SUMMER - CERTAIN 2022: 410; SUMMER - CERTAIN 2023: 410; SUMMER - CERTAIN 2024: 410; SUMMER - CERTAIN 2025: 410; SUMMER - CERTAIN 2026: 410; SUMMER - CERTAIN 2027: 410; SUMMER - CERTAIN 2028: 410; WINTER - CERTAIN 2018-19: 410; WINTER - CERTAIN 2019-20: 410; WINTER - CERTAIN 2020-21: 410; WINTER - CERTAIN 2021-22: 410; WINTER - CERTAIN 2022-23: 410; WINTER - CERTAIN 2023-24: 410; WINTER - CERTAIN 2024-25: 410; WINTER - CERTAIN 2025-26: 410; WINTER - CERTAIN 2026-27: 410; WINTER - CERTAIN 2027-28: 410; WINTER - CERTAIN 2028-29: 410
Existing | US | 1742302 | 4195 | ST1 | STEAM1A_STEAM_1 | Powerlane Plant | POWERLANE PLANT STG U1 | ST | NG |  | Natural Gas and Other Gases | 1966-01-01 |  | 20 | 20 | 20 | SUMMER - CERTAIN 2018: 20; SUMMER - CERTAIN 2019: 20; SUMMER - CERTAIN 2020: 20; SUMMER - CERTAIN 2021: 20; SUMMER - CERTAIN 2022: 20; SUMMER - CERTAIN 2023: 20; SUMMER - CERTAIN 2024: 20; SUMMER - CERTAIN 2025: 20; SUMMER - CERTAIN 2026: 20; SUMMER - CERTAIN 2027: 20; SUMMER - CERTAIN 2028: 20; WINTER - CERTAIN 2018-19: 20; WINTER - CERTAIN 2019-20: 20; WINTER - CERTAIN 2020-21: 20; WINTER - CERTAIN 2021-22: 20; WINTER - CERTAIN 2022-23: 20; WINTER - CERTAIN 2023-24: 20; WINTER - CERTAIN 2024-25: 20; WINTER - CERTAIN 2025-26: 20; WINTER - CERTAIN 2026-27: 20; WINTER - CERTAIN 2027-28: 20; WINTER - CERTAIN 2028-29: 20
Existing | US | 1888595 | 4195 | ST2 | STEAM_STEAM_2 | Powerlane Plant | POWERLANE PLANT STG U2 | ST | NG |  | Natural Gas and Other Gases | 1967-01-01 |  | 25 | 24 | 24 | SUMMER - CERTAIN 2018: 24; SUMMER - CERTAIN 2019: 24; SUMMER - CERTAIN 2020: 24; SUMMER - CERTAIN 2021: 24; SUMMER - CERTAIN 2022: 24; SUMMER - CERTAIN 2023: 24; SUMMER - CERTAIN 2024: 24; SUMMER - CERTAIN 2025: 24; SUMMER - CERTAIN 2026: 24; SUMMER - CERTAIN 2027: 24; SUMMER - CERTAIN 2028: 24; WINTER - CERTAIN 2018-19: 24; WINTER - CERTAIN 2019-20: 24; WINTER - CERTAIN 2020-21: 24; WINTER - CERTAIN 2021-22: 24; WINTER - CERTAIN 2022-23: 24; WINTER - CERTAIN 2023-24: 24; WINTER - CERTAIN 2024-25: 24; WINTER - CERTAIN 2025-26: 24; WINTER - CERTAIN 2026-27: 24; WINTER - CERTAIN 2027-28: 24; WINTER - CERTAIN 2028-29: 24
Existing | US | 1254964 | 4195 | ST3 | STEAM_STEAM_3 | Powerlane Plant | POWERLANE PLANT STG U3 | ST | NG |  | Natural Gas and Other Gases | 1978-01-01 |  | 43.2 | 41 | 41 | SUMMER - CERTAIN 2018: 41; SUMMER - CERTAIN 2019: 41; SUMMER - CERTAIN 2020: 41; SUMMER - CERTAIN 2021: 41; SUMMER - CERTAIN 2022: 41; SUMMER - CERTAIN 2023: 41; SUMMER - CERTAIN 2024: 41; SUMMER - CERTAIN 2025: 41; SUMMER - CERTAIN 2026: 41; SUMMER - CERTAIN 2027: 41; SUMMER - CERTAIN 2028: 41; WINTER - CERTAIN 2018-19: 41; WINTER - CERTAIN 2019-20: 41; WINTER - CERTAIN 2020-21: 41; WINTER - CERTAIN 2021-22: 41; WINTER - CERTAIN 2022-23: 41; WINTER - CERTAIN 2023-24: 41; WINTER - CERTAIN 2024-25: 41; WINTER - CERTAIN 2025-26: 41; WINTER - CERTAIN 2026-27: 41; WINTER - CERTAIN 2027-28: 41; WINTER - CERTAIN 2028-29: 41
Existing | US | 1845123 | 3628 | 1 | MIL_MILLERG1 | R W Miller | R W MILLER STG U1 | ST | NG |  | Natural Gas and Other Gases | 1968-10-01 |  | 88 | 70 | 75 | SUMMER - CERTAIN 2018: 70; SUMMER - CERTAIN 2019: 70; SUMMER - CERTAIN 2020: 70; SUMMER - CERTAIN 2021: 70; SUMMER - CERTAIN 2022: 70; SUMMER - CERTAIN 2023: 70; SUMMER - CERTAIN 2024: 70; SUMMER - CERTAIN 2025: 70; SUMMER - CERTAIN 2026: 70; SUMMER - CERTAIN 2027: 70; SUMMER - CERTAIN 2028: 70; WINTER - CERTAIN 2018-19: 75; WINTER - CERTAIN 2019-20: 75; WINTER - CERTAIN 2020-21: 75; WINTER - CERTAIN 2021-22: 75; WINTER - CERTAIN 2022-23: 75; WINTER - CERTAIN 2023-24: 75; WINTER - CERTAIN 2024-25: 75; WINTER - CERTAIN 2025-26: 75; WINTER - CERTAIN 2026-27: 75; WINTER - CERTAIN 2027-28: 75; WINTER - CERTAIN 2028-29: 75
Existing | US | 1033431 | 3628 | 2 | MIL_MILLERG2 | R W Miller | R W MILLER STG U2 | ST | NG |  | Natural Gas and Other Gases | 1972-07-01 |  | 133.68 | 118 | 120 | SUMMER - CERTAIN 2018: 118; SUMMER - CERTAIN 2019: 118; SUMMER - CERTAIN 2020: 118; SUMMER - CERTAIN 2021: 118; SUMMER - CERTAIN 2022: 118; SUMMER - CERTAIN 2023: 118; SUMMER - CERTAIN 2024: 118; SUMMER - CERTAIN 2025: 118; SUMMER - CERTAIN 2026: 118; SUMMER - CERTAIN 2027: 118; SUMMER - CERTAIN 2028: 118; WINTER - CERTAIN 2018-19: 120; WINTER - CERTAIN 2019-20: 120; WINTER - CERTAIN 2020-21: 120; WINTER - CERTAIN 2021-22: 120; WINTER - CERTAIN 2022-23: 120; WINTER - CERTAIN 2023-24: 120; WINTER - CERTAIN 2024-25: 120; WINTER - CERTAIN 2025-26: 120; WINTER - CERTAIN 2026-27: 120; WINTER - CERTAIN 2027-28: 120; WINTER - CERTAIN 2028-29: 120
Existing | US | 1432524 | 3628 | 3 | MIL_MILLERG3 | R W Miller | R W MILLER STG U3 | ST | NG |  | Natural Gas and Other Gases | 1975-08-01 |  | 240 | 208 | 208 | SUMMER - CERTAIN 2018: 208; SUMMER - CERTAIN 2019: 208; SUMMER - CERTAIN 2020: 208; SUMMER - CERTAIN 2021: 208; SUMMER - CERTAIN 2022: 208; SUMMER - CERTAIN 2023: 208; SUMMER - CERTAIN 2024: 208; SUMMER - CERTAIN 2025: 208; SUMMER - CERTAIN 2026: 208; SUMMER - CERTAIN 2027: 208; SUMMER - CERTAIN 2028: 208; WINTER - CERTAIN 2018-19: 208; WINTER - CERTAIN 2019-20: 208; WINTER - CERTAIN 2020-21: 208; WINTER - CERTAIN 2021-22: 208; WINTER - CERTAIN 2022-23: 208; WINTER - CERTAIN 2023-24: 208; WINTER - CERTAIN 2024-25: 208; WINTER - CERTAIN 2025-26: 208; WINTER - CERTAIN 2026-27: 208; WINTER - CERTAIN 2027-28: 208; WINTER - CERTAIN 2028-29: 208
Existing | US | 1589626 | 3576 | 1 | OLINGR_OLING_1 | Ray Olinger | RAY OLINGER STG U1 | ST | NG |  | Natural Gas and Other Gases | 1967-07-01 |  | 78 | 78 | 78 | SUMMER - CERTAIN 2018: 78; SUMMER - CERTAIN 2019: 78; SUMMER - CERTAIN 2020: 78; SUMMER - CERTAIN 2021: 78; SUMMER - CERTAIN 2022: 78; SUMMER - CERTAIN 2023: 78; SUMMER - CERTAIN 2024: 78; SUMMER - CERTAIN 2025: 78; SUMMER - CERTAIN 2026: 78; SUMMER - CERTAIN 2027: 78; SUMMER - CERTAIN 2028: 78; WINTER - CERTAIN 2018-19: 78; WINTER - CERTAIN 2019-20: 78; WINTER - CERTAIN 2020-21: 78; WINTER - CERTAIN 2021-22: 78; WINTER - CERTAIN 2022-23: 78; WINTER - CERTAIN 2023-24: 78; WINTER - CERTAIN 2024-25: 78; WINTER - CERTAIN 2025-26: 78; WINTER - CERTAIN 2026-27: 78; WINTER - CERTAIN 2027-28: 78; WINTER - CERTAIN 2028-29: 78
Existing | US | 1098470 | 3576 | 2 | OLINGR_OLING_2 | Ray Olinger | RAY OLINGER STG U2 | ST | NG |  | Natural Gas and Other Gases | 1971-05-01 |  | 113.64 | 107 | 107 | SUMMER - CERTAIN 2018: 107; SUMMER - CERTAIN 2019: 107; SUMMER - CERTAIN 2020: 107; SUMMER - CERTAIN 2021: 107; SUMMER - CERTAIN 2022: 107; SUMMER - CERTAIN 2023: 107; SUMMER - CERTAIN 2024: 107; SUMMER - CERTAIN 2025: 107; SUMMER - CERTAIN 2026: 107; SUMMER - CERTAIN 2027: 107; SUMMER - CERTAIN 2028: 107; WINTER - CERTAIN 2018-19: 107; WINTER - CERTAIN 2019-20: 107; WINTER - CERTAIN 2020-21: 107; WINTER - CERTAIN 2021-22: 107; WINTER - CERTAIN 2022-23: 107; WINTER - CERTAIN 2023-24: 107; WINTER - CERTAIN 2024-25: 107; WINTER - CERTAIN 2025-26: 107; WINTER - CERTAIN 2026-27: 107; WINTER - CERTAIN 2027-28: 107; WINTER - CERTAIN 2028-29: 107
Existing | US | 1437453 | 3576 | 3 | OLINGR_OLING_3 | Ray Olinger | RAY OLINGER STG U3 | ST | NG |  | Natural Gas and Other Gases | 1975-12-01 |  | 156.6 | 146 | 146 | SUMMER - CERTAIN 2018: 146; SUMMER - CERTAIN 2019: 146; SUMMER - CERTAIN 2020: 146; SUMMER - CERTAIN 2021: 146; SUMMER - CERTAIN 2022: 146; SUMMER - CERTAIN 2023: 146; SUMMER - CERTAIN 2024: 146; SUMMER - CERTAIN 2025: 146; SUMMER - CERTAIN 2026: 146; SUMMER - CERTAIN 2027: 146; SUMMER - CERTAIN 2028: 146; WINTER - CERTAIN 2018-19: 146; WINTER - CERTAIN 2019-20: 146; WINTER - CERTAIN 2020-21: 146; WINTER - CERTAIN 2021-22: 146; WINTER - CERTAIN 2022-23: 146; WINTER - CERTAIN 2023-24: 146; WINTER - CERTAIN 2024-25: 146; WINTER - CERTAIN 2025-26: 146; WINTER - CERTAIN 2026-27: 146; WINTER - CERTAIN 2027-28: 146; WINTER - CERTAIN 2028-29: 146
Existing | US | 1919181 | 3601 | 1 | GIDEON_GIDEONG1 | Sim Gideon | SIM GIDEON STG U1 | ST | NG |  | Natural Gas and Other Gases | 1965-05-15 |  | 136 | 130 | 130 | SUMMER - CERTAIN 2018: 130; SUMMER - CERTAIN 2019: 130; SUMMER - CERTAIN 2020: 130; SUMMER - CERTAIN 2021: 130; SUMMER - CERTAIN 2022: 130; SUMMER - CERTAIN 2023: 130; SUMMER - CERTAIN 2024: 130; SUMMER - CERTAIN 2025: 130; SUMMER - CERTAIN 2026: 130; SUMMER - CERTAIN 2027: 130; SUMMER - CERTAIN 2028: 130; WINTER - CERTAIN 2018-19: 130; WINTER - CERTAIN 2019-20: 130; WINTER - CERTAIN 2020-21: 130; WINTER - CERTAIN 2021-22: 130; WINTER - CERTAIN 2022-23: 130; WINTER - CERTAIN 2023-24: 130; WINTER - CERTAIN 2024-25: 130; WINTER - CERTAIN 2025-26: 130; WINTER - CERTAIN 2026-27: 130; WINTER - CERTAIN 2027-28: 130; WINTER - CERTAIN 2028-29: 130
Existing | US | 1219878 | 3601 | 2 | GIDEON_GIDEONG2 | Sim Gideon | SIM GIDEON STG U2 | ST | NG |  | Natural Gas and Other Gases | 1968-03-01 |  | 136 | 135 | 135 | SUMMER - CERTAIN 2018: 135; SUMMER - CERTAIN 2019: 135; SUMMER - CERTAIN 2020: 135; SUMMER - CERTAIN 2021: 135; SUMMER - CERTAIN 2022: 135; SUMMER - CERTAIN 2023: 135; SUMMER - CERTAIN 2024: 135; SUMMER - CERTAIN 2025: 135; SUMMER - CERTAIN 2026: 135; SUMMER - CERTAIN 2027: 135; SUMMER - CERTAIN 2028: 135; WINTER - CERTAIN 2018-19: 135; WINTER - CERTAIN 2019-20: 135; WINTER - CERTAIN 2020-21: 135; WINTER - CERTAIN 2021-22: 135; WINTER - CERTAIN 2022-23: 135; WINTER - CERTAIN 2023-24: 135; WINTER - CERTAIN 2024-25: 135; WINTER - CERTAIN 2025-26: 135; WINTER - CERTAIN 2026-27: 135; WINTER - CERTAIN 2027-28: 135; WINTER - CERTAIN 2028-29: 135
Existing | US | 1276205 | 3601 | 3 | GIDEON_GIDEONG3 | Sim Gideon | SIM GIDEON STG U3 | ST | NG |  | Natural Gas and Other Gases | 1972-05-01 |  | 351 | 336 | 340 | SUMMER - CERTAIN 2018: 336; SUMMER - CERTAIN 2019: 336; SUMMER - CERTAIN 2020: 336; SUMMER - CERTAIN 2021: 336; SUMMER - CERTAIN 2022: 336; SUMMER - CERTAIN 2023: 336; SUMMER - CERTAIN 2024: 336; SUMMER - CERTAIN 2025: 336; SUMMER - CERTAIN 2026: 336; SUMMER - CERTAIN 2027: 336; SUMMER - CERTAIN 2028: 336; WINTER - CERTAIN 2018-19: 340; WINTER - CERTAIN 2019-20: 340; WINTER - CERTAIN 2020-21: 340; WINTER - CERTAIN 2021-22: 340; WINTER - CERTAIN 2022-23: 340; WINTER - CERTAIN 2023-24: 340; WINTER - CERTAIN 2024-25: 340; WINTER - CERTAIN 2025-26: 340; WINTER - CERTAIN 2026-27: 340; WINTER - CERTAIN 2027-28: 340; WINTER - CERTAIN 2028-29: 340
Existing | US | 1237221 | 4266 | 4 | SPNCER_SPNCE_4 | Spencer | SPENCER STG U4 | ST | NG |  | Natural Gas and Other Gases | 1966-08-18 |  | 61 | 57 | 57 | SUMMER - CERTAIN 2018: 57; SUMMER - CERTAIN 2019: 57; SUMMER - CERTAIN 2020: 57; SUMMER - CERTAIN 2021: 57; SUMMER - CERTAIN 2022: 57; SUMMER - CERTAIN 2023: 57; SUMMER - CERTAIN 2024: 57; SUMMER - CERTAIN 2025: 57; SUMMER - CERTAIN 2026: 57; SUMMER - CERTAIN 2027: 57; SUMMER - CERTAIN 2028: 57; WINTER - CERTAIN 2018-19: 57; WINTER - CERTAIN 2019-20: 57; WINTER - CERTAIN 2020-21: 57; WINTER - CERTAIN 2021-22: 57; WINTER - CERTAIN 2022-23: 57; WINTER - CERTAIN 2023-24: 57; WINTER - CERTAIN 2024-25: 57; WINTER - CERTAIN 2025-26: 57; WINTER - CERTAIN 2026-27: 57; WINTER - CERTAIN 2027-28: 57; WINTER - CERTAIN 2028-29: 57
Existing | US | 1490343 | 4266 | 5 | SPNCER_SPNCE_5 | Spencer | SPENCER STG U5 | ST | NG |  | Natural Gas and Other Gases | 1973-05-30 |  | 65 | 61 | 61 | SUMMER - CERTAIN 2018: 61; SUMMER - CERTAIN 2019: 61; SUMMER - CERTAIN 2020: 61; SUMMER - CERTAIN 2021: 61; SUMMER - CERTAIN 2022: 61; SUMMER - CERTAIN 2023: 61; SUMMER - CERTAIN 2024: 61; SUMMER - CERTAIN 2025: 61; SUMMER - CERTAIN 2026: 61; SUMMER - CERTAIN 2027: 61; SUMMER - CERTAIN 2028: 61; WINTER - CERTAIN 2018-19: 61; WINTER - CERTAIN 2019-20: 61; WINTER - CERTAIN 2020-21: 61; WINTER - CERTAIN 2021-22: 61; WINTER - CERTAIN 2022-23: 61; WINTER - CERTAIN 2023-24: 61; WINTER - CERTAIN 2024-25: 61; WINTER - CERTAIN 2025-26: 61; WINTER - CERTAIN 2026-27: 61; WINTER - CERTAIN 2027-28: 61; WINTER - CERTAIN 2028-29: 61
Existing | US | 1448874 | 3504 | ST1 | SCSES_UNIT1A | Stryker Creek | STRYKER CREEK STG U1 | ST | NG |  | Natural Gas and Other Gases | 1958-06-26 |  | 177 | 167 | 167 | SUMMER - CERTAIN 2018: 167; SUMMER - CERTAIN 2019: 167; SUMMER - CERTAIN 2020: 167; SUMMER - CERTAIN 2021: 167; SUMMER - CERTAIN 2022: 167; SUMMER - CERTAIN 2023: 167; SUMMER - CERTAIN 2024: 167; SUMMER - CERTAIN 2025: 167; SUMMER - CERTAIN 2026: 167; SUMMER - CERTAIN 2027: 167; SUMMER - CERTAIN 2028: 167; WINTER - CERTAIN 2018-19: 167; WINTER - CERTAIN 2019-20: 167; WINTER - CERTAIN 2020-21: 167; WINTER - CERTAIN 2021-22: 167; WINTER - CERTAIN 2022-23: 167; WINTER - CERTAIN 2023-24: 167; WINTER - CERTAIN 2024-25: 167; WINTER - CERTAIN 2025-26: 167; WINTER - CERTAIN 2026-27: 167; WINTER - CERTAIN 2027-28: 167; WINTER - CERTAIN 2028-29: 167
Existing | US | 1446203 | 3504 | ST2 | SCSES_UNIT2 | Stryker Creek | STRYKER CREEK STG U2 | ST | NG |  | Natural Gas and Other Gases | 1965-12-21 |  | 502 | 502 | 502 | SUMMER - CERTAIN 2018: 502; SUMMER - CERTAIN 2019: 502; SUMMER - CERTAIN 2020: 502; SUMMER - CERTAIN 2021: 502; SUMMER - CERTAIN 2022: 502; SUMMER - CERTAIN 2023: 502; SUMMER - CERTAIN 2024: 502; SUMMER - CERTAIN 2025: 502; SUMMER - CERTAIN 2026: 502; SUMMER - CERTAIN 2027: 502; SUMMER - CERTAIN 2028: 502; WINTER - CERTAIN 2018-19: 502; WINTER - CERTAIN 2019-20: 502; WINTER - CERTAIN 2020-21: 502; WINTER - CERTAIN 2021-22: 502; WINTER - CERTAIN 2022-23: 502; WINTER - CERTAIN 2023-24: 502; WINTER - CERTAIN 2024-25: 502; WINTER - CERTAIN 2025-26: 502; WINTER - CERTAIN 2026-27: 502; WINTER - CERTAIN 2027-28: 502; WINTER - CERTAIN 2028-29: 502
Existing | US | 1495606 | 3507 | 6 | TRSES_UNIT6 | Trinidad (TX) | TRINIDAD STG U6 | ST | NG |  | Natural Gas and Other Gases | 1965-05-26 |  | 239 | 235 | 235 | SUMMER - CERTAIN 2018: 235; SUMMER - CERTAIN 2019: 235; SUMMER - CERTAIN 2020: 235; SUMMER - CERTAIN 2021: 235; SUMMER - CERTAIN 2022: 235; SUMMER - CERTAIN 2023: 235; SUMMER - CERTAIN 2024: 235; SUMMER - CERTAIN 2025: 235; SUMMER - CERTAIN 2026: 235; SUMMER - CERTAIN 2027: 235; SUMMER - CERTAIN 2028: 235; WINTER - CERTAIN 2018-19: 235; WINTER - CERTAIN 2019-20: 235; WINTER - CERTAIN 2020-21: 235; WINTER - CERTAIN 2021-22: 235; WINTER - CERTAIN 2022-23: 235; WINTER - CERTAIN 2023-24: 235; WINTER - CERTAIN 2024-25: 235; WINTER - CERTAIN 2025-26: 235; WINTER - CERTAIN 2026-27: 235; WINTER - CERTAIN 2027-28: 235; WINTER - CERTAIN 2028-29: 235
Existing | US | 1847839 | 3612 | 1 | BRAUNIG_VHB1 | V H Braunig | V H BRAUNIG STG U1 | ST | NG |  | Natural Gas and Other Gases | 1966-05-03 |  | 225 | 217 | 217 | SUMMER - CERTAIN 2018: 217; SUMMER - CERTAIN 2019: 217; SUMMER - CERTAIN 2020: 217; SUMMER - CERTAIN 2021: 217; SUMMER - CERTAIN 2022: 217; SUMMER - CERTAIN 2023: 217; SUMMER - CERTAIN 2024: 217; SUMMER - CERTAIN 2025: 217; SUMMER - CERTAIN 2026: 217; SUMMER - CERTAIN 2027: 217; SUMMER - CERTAIN 2028: 217; WINTER - CERTAIN 2018-19: 217; WINTER - CERTAIN 2019-20: 217; WINTER - CERTAIN 2020-21: 217; WINTER - CERTAIN 2021-22: 217; WINTER - CERTAIN 2022-23: 217; WINTER - CERTAIN 2023-24: 217; WINTER - CERTAIN 2024-25: 217; WINTER - CERTAIN 2025-26: 217; WINTER - CERTAIN 2026-27: 217; WINTER - CERTAIN 2027-28: 217; WINTER - CERTAIN 2028-29: 217
Existing | US | 1835522 | 3612 | 2 | BRAUNIG_VHB2 | V H Braunig | V H BRAUNIG STG U2 | ST | NG |  | Natural Gas and Other Gases | 1968-05-15 |  | 240 | 230 | 230 | SUMMER - CERTAIN 2018: 230; SUMMER - CERTAIN 2019: 230; SUMMER - CERTAIN 2020: 230; SUMMER - CERTAIN 2021: 230; SUMMER - CERTAIN 2022: 230; SUMMER - CERTAIN 2023: 230; SUMMER - CERTAIN 2024: 230; SUMMER - CERTAIN 2025: 230; SUMMER - CERTAIN 2026: 230; SUMMER - CERTAIN 2027: 230; SUMMER - CERTAIN 2028: 230; WINTER - CERTAIN 2018-19: 230; WINTER - CERTAIN 2019-20: 230; WINTER - CERTAIN 2020-21: 230; WINTER - CERTAIN 2021-22: 230; WINTER - CERTAIN 2022-23: 230; WINTER - CERTAIN 2023-24: 230; WINTER - CERTAIN 2024-25: 230; WINTER - CERTAIN 2025-26: 230; WINTER - CERTAIN 2026-27: 230; WINTER - CERTAIN 2027-28: 230; WINTER - CERTAIN 2028-29: 230
Existing | US | 1441214 | 3612 | 3 | BRAUNIG_VHB3 | V H Braunig | V H BRAUNIG STG U3 | ST | NG |  | Natural Gas and Other Gases | 1970-08-01 |  | 420 | 412 | 412 | SUMMER - CERTAIN 2018: 412; SUMMER - CERTAIN 2019: 412; SUMMER - CERTAIN 2020: 412; SUMMER - CERTAIN 2021: 412; SUMMER - CERTAIN 2022: 412; SUMMER - CERTAIN 2023: 412; SUMMER - CERTAIN 2024: 412; SUMMER - CERTAIN 2025: 412; SUMMER - CERTAIN 2026: 412; SUMMER - CERTAIN 2027: 412; SUMMER - CERTAIN 2028: 412; WINTER - CERTAIN 2018-19: 412; WINTER - CERTAIN 2019-20: 412; WINTER - CERTAIN 2020-21: 412; WINTER - CERTAIN 2021-22: 412; WINTER - CERTAIN 2022-23: 412; WINTER - CERTAIN 2023-24: 412; WINTER - CERTAIN 2024-25: 412; WINTER - CERTAIN 2025-26: 412; WINTER - CERTAIN 2026-27: 412; WINTER - CERTAIN 2027-28: 412; WINTER - CERTAIN 2028-29: 412
Existing | US | 1152309 | 3470 | 1 | WAP_WAP_G1 | W A Parish | W A PARISH STG U1 | ST | NG |  | Natural Gas and Other Gases | 1958-06-01 |  | 187.85 | 169 | 169 | SUMMER - CERTAIN 2018: 169; SUMMER - CERTAIN 2019: 169; SUMMER - CERTAIN 2020: 169; SUMMER - CERTAIN 2021: 169; SUMMER - CERTAIN 2022: 169; SUMMER - CERTAIN 2023: 169; SUMMER - CERTAIN 2024: 169; SUMMER - CERTAIN 2025: 169; SUMMER - CERTAIN 2026: 169; SUMMER - CERTAIN 2027: 169; SUMMER - CERTAIN 2028: 169; WINTER - CERTAIN 2018-19: 169; WINTER - CERTAIN 2019-20: 169; WINTER - CERTAIN 2020-21: 169; WINTER - CERTAIN 2021-22: 169; WINTER - CERTAIN 2022-23: 169; WINTER - CERTAIN 2023-24: 169; WINTER - CERTAIN 2024-25: 169; WINTER - CERTAIN 2025-26: 169; WINTER - CERTAIN 2026-27: 169; WINTER - CERTAIN 2027-28: 169; WINTER - CERTAIN 2028-29: 169
Existing | US | 1940951 | 3470 | 2 | WAP_WAP_G2 | W A Parish | W A PARISH STG U2 | ST | NG |  | Natural Gas and Other Gases | 1958-12-20 |  | 187.85 | 169 | 169 | SUMMER - CERTAIN 2018: 169; SUMMER - CERTAIN 2019: 169; SUMMER - CERTAIN 2020: 169; SUMMER - CERTAIN 2021: 169; SUMMER - CERTAIN 2022: 169; SUMMER - CERTAIN 2023: 169; SUMMER - CERTAIN 2024: 169; SUMMER - CERTAIN 2025: 169; SUMMER - CERTAIN 2026: 169; SUMMER - CERTAIN 2027: 169; SUMMER - CERTAIN 2028: 169; WINTER - CERTAIN 2018-19: 169; WINTER - CERTAIN 2019-20: 169; WINTER - CERTAIN 2020-21: 169; WINTER - CERTAIN 2021-22: 169; WINTER - CERTAIN 2022-23: 169; WINTER - CERTAIN 2023-24: 169; WINTER - CERTAIN 2024-25: 169; WINTER - CERTAIN 2025-26: 169; WINTER - CERTAIN 2026-27: 169; WINTER - CERTAIN 2027-28: 169; WINTER - CERTAIN 2028-29: 169
Existing | US | 1120038 | 3470 | 3 | WAP_WAP_G3 | W A Parish | W A PARISH STG U3 | ST | NG |  | Natural Gas and Other Gases | 1961-03-15 |  | 299.2 | 240 | 258 | SUMMER - CERTAIN 2018: 240; SUMMER - CERTAIN 2019: 240; SUMMER - CERTAIN 2020: 240; SUMMER - CERTAIN 2021: 240; SUMMER - CERTAIN 2022: 240; SUMMER - CERTAIN 2023: 240; SUMMER - CERTAIN 2024: 240; SUMMER - CERTAIN 2025: 240; SUMMER - CERTAIN 2026: 240; SUMMER - CERTAIN 2027: 240; SUMMER - CERTAIN 2028: 240; WINTER - CERTAIN 2018-19: 258; WINTER - CERTAIN 2019-20: 258; WINTER - CERTAIN 2020-21: 258; WINTER - CERTAIN 2021-22: 258; WINTER - CERTAIN 2022-23: 258; WINTER - CERTAIN 2023-24: 258; WINTER - CERTAIN 2024-25: 258; WINTER - CERTAIN 2025-26: 258; WINTER - CERTAIN 2026-27: 258; WINTER - CERTAIN 2027-28: 258; WINTER - CERTAIN 2028-29: 258
Existing | US | 1512942 | 3470 | 4 | WAP_WAP_G4 | W A Parish | W A PARISH STG U4 | ST | NG |  | Natural Gas and Other Gases | 1968-06-01 |  | 580.5 | 527 | 552 | SUMMER - CERTAIN 2018: 527; SUMMER - CERTAIN 2019: 527; SUMMER - CERTAIN 2020: 527; SUMMER - CERTAIN 2021: 527; SUMMER - CERTAIN 2022: 527; SUMMER - CERTAIN 2023: 527; SUMMER - CERTAIN 2024: 527; SUMMER - CERTAIN 2025: 527; SUMMER - CERTAIN 2026: 527; SUMMER - CERTAIN 2027: 527; SUMMER - CERTAIN 2028: 527; WINTER - CERTAIN 2018-19: 552; WINTER - CERTAIN 2019-20: 552; WINTER - CERTAIN 2020-21: 552; WINTER - CERTAIN 2021-22: 552; WINTER - CERTAIN 2022-23: 552; WINTER - CERTAIN 2023-24: 552; WINTER - CERTAIN 2024-25: 552; WINTER - CERTAIN 2025-26: 552; WINTER - CERTAIN 2026-27: 552; WINTER - CERTAIN 2027-28: 552; WINTER - CERTAIN 2028-29: 552
Existing | US | 1031869 | 55708 | STG4 | NACPW_UNIT1 | Nacogdoches Power | NACOGDOCHES POWER | ST | WDS |  | Biomass | 2012-06-22 |  | 116.45 | 105 | 105 | SUMMER - CERTAIN 2018: 105; SUMMER - CERTAIN 2019: 105; SUMMER - CERTAIN 2020: 105; SUMMER - CERTAIN 2021: 105; SUMMER - CERTAIN 2022: 105; SUMMER - CERTAIN 2023: 105; SUMMER - CERTAIN 2024: 105; SUMMER - CERTAIN 2025: 105; SUMMER - CERTAIN 2026: 105; SUMMER - CERTAIN 2027: 105; SUMMER - CERTAIN 2028: 105; WINTER - CERTAIN 2018-19: 105; WINTER - CERTAIN 2019-20: 105; WINTER - CERTAIN 2020-21: 105; WINTER - CERTAIN 2021-22: 105; WINTER - CERTAIN 2022-23: 105; WINTER - CERTAIN 2023-24: 105; WINTER - CERTAIN 2024-25: 105; WINTER - CERTAIN 2025-26: 105; WINTER - CERTAIN 2026-27: 105; WINTER - CERTAIN 2027-28: 105; WINTER - CERTAIN 2028-29: 105
Existing | US | 1022152 |  | 0 | DG_WALZE_4UNITS |  | BIOENERGY AUSTIN WALZEM RD LFG | OT | LFG |  | Biomass | 2002-10-10 |  | 9.8 | 9.8 | 9.8 | SUMMER - CERTAIN 2018: 9.8; SUMMER - CERTAIN 2019: 9.8; SUMMER - CERTAIN 2020: 9.8; SUMMER - CERTAIN 2021: 9.8; SUMMER - CERTAIN 2022: 9.8; SUMMER - CERTAIN 2023: 9.8; SUMMER - CERTAIN 2024: 9.8; SUMMER - CERTAIN 2025: 9.8; SUMMER - CERTAIN 2026: 9.8; SUMMER - CERTAIN 2027: 9.8; SUMMER - CERTAIN 2028: 9.8; WINTER - CERTAIN 2018-19: 9.8; WINTER - CERTAIN 2019-20: 9.8; WINTER - CERTAIN 2020-21: 9.8; WINTER - CERTAIN 2021-22: 9.8; WINTER - CERTAIN 2022-23: 9.8; WINTER - CERTAIN 2023-24: 9.8; WINTER - CERTAIN 2024-25: 9.8; WINTER - CERTAIN 2025-26: 9.8; WINTER - CERTAIN 2026-27: 9.8; WINTER - CERTAIN 2027-28: 9.8; WINTER - CERTAIN 2028-29: 9.8
Existing | US | 1358335 | 56864 | 42375 | DG_MEDIN_1UNIT | Covel Gardens Gas Recovery | BIOENERGY TEXAS COVEL GARDENS LFG | IC | LFG |  | Biomass | 2005-12-01 |  | 9.6 | 9.6 | 9.6 | SUMMER - CERTAIN 2018: 9.6; SUMMER - CERTAIN 2019: 9.6; SUMMER - CERTAIN 2020: 9.6; SUMMER - CERTAIN 2021: 9.6; SUMMER - CERTAIN 2022: 9.6; SUMMER - CERTAIN 2023: 9.6; SUMMER - CERTAIN 2024: 9.6; SUMMER - CERTAIN 2025: 9.6; SUMMER - CERTAIN 2026: 9.6; SUMMER - CERTAIN 2027: 9.6; SUMMER - CERTAIN 2028: 9.6; WINTER - CERTAIN 2018-19: 9.6; WINTER - CERTAIN 2019-20: 9.6; WINTER - CERTAIN 2020-21: 9.6; WINTER - CERTAIN 2021-22: 9.6; WINTER - CERTAIN 2022-23: 9.6; WINTER - CERTAIN 2023-24: 9.6; WINTER - CERTAIN 2024-25: 9.6; WINTER - CERTAIN 2025-26: 9.6; WINTER - CERTAIN 2026-27: 9.6; WINTER - CERTAIN 2027-28: 9.6; WINTER - CERTAIN 2028-29: 9.6
Existing | US | 1593315 | 57878 | UNT1 | DG_RDLML_1UNIT | Fort Worth Methane | FORT WORTH METHANE LFG | IC | LFG |  | Biomass | 2011-06-14 |  | 1.6 | 1.6 | 1.6 | SUMMER - CERTAIN 2018: 1.6; SUMMER - CERTAIN 2019: 1.6; SUMMER - CERTAIN 2020: 1.6; SUMMER - CERTAIN 2021: 1.6; SUMMER - CERTAIN 2022: 1.6; SUMMER - CERTAIN 2023: 1.6; SUMMER - CERTAIN 2024: 1.6; SUMMER - CERTAIN 2025: 1.6; SUMMER - CERTAIN 2026: 1.6; SUMMER - CERTAIN 2027: 1.6; SUMMER - CERTAIN 2028: 1.6; WINTER - CERTAIN 2018-19: 1.6; WINTER - CERTAIN 2019-20: 1.6; WINTER - CERTAIN 2020-21: 1.6; WINTER - CERTAIN 2021-22: 1.6; WINTER - CERTAIN 2022-23: 1.6; WINTER - CERTAIN 2023-24: 1.6; WINTER - CERTAIN 2024-25: 1.6; WINTER - CERTAIN 2025-26: 1.6; WINTER - CERTAIN 2026-27: 1.6; WINTER - CERTAIN 2027-28: 1.6; WINTER - CERTAIN 2028-29: 1.6
Existing | US | 1371823 |  | 0 | DG_TRIRA_1UNIT |  | GRAND PRAIRIE LFG | IC | LFG |  | Biomass | 2015-03-20 |  | 4 | 4 | 4 | SUMMER - CERTAIN 2018: 4; SUMMER - CERTAIN 2019: 4; SUMMER - CERTAIN 2020: 4; SUMMER - CERTAIN 2021: 4; SUMMER - CERTAIN 2022: 4; SUMMER - CERTAIN 2023: 4; SUMMER - CERTAIN 2024: 4; SUMMER - CERTAIN 2025: 4; SUMMER - CERTAIN 2026: 4; SUMMER - CERTAIN 2027: 4; SUMMER - CERTAIN 2028: 4; WINTER - CERTAIN 2018-19: 4; WINTER - CERTAIN 2019-20: 4; WINTER - CERTAIN 2020-21: 4; WINTER - CERTAIN 2021-22: 4; WINTER - CERTAIN 2022-23: 4; WINTER - CERTAIN 2023-24: 4; WINTER - CERTAIN 2024-25: 4; WINTER - CERTAIN 2025-26: 4; WINTER - CERTAIN 2026-27: 4; WINTER - CERTAIN 2027-28: 4; WINTER - CERTAIN 2028-29: 4
Existing | US | 1927607 | 57508 | GEN1-GEN2 | DG_MKNSW_2UNITS | McKinney LFG | MCKINNEY LFG | IC | LFG |  | Biomass | 2011-05-05 |  | 3.2 | 3.2 | 3.2 | SUMMER - CERTAIN 2018: 3.2; SUMMER - CERTAIN 2019: 3.2; SUMMER - CERTAIN 2020: 3.2; SUMMER - CERTAIN 2021: 3.2; SUMMER - CERTAIN 2022: 3.2; SUMMER - CERTAIN 2023: 3.2; SUMMER - CERTAIN 2024: 3.2; SUMMER - CERTAIN 2025: 3.2; SUMMER - CERTAIN 2026: 3.2; SUMMER - CERTAIN 2027: 3.2; SUMMER - CERTAIN 2028: 3.2; WINTER - CERTAIN 2018-19: 3.2; WINTER - CERTAIN 2019-20: 3.2; WINTER - CERTAIN 2020-21: 3.2; WINTER - CERTAIN 2021-22: 3.2; WINTER - CERTAIN 2022-23: 3.2; WINTER - CERTAIN 2023-24: 3.2; WINTER - CERTAIN 2024-25: 3.2; WINTER - CERTAIN 2025-26: 3.2; WINTER - CERTAIN 2026-27: 3.2; WINTER - CERTAIN 2027-28: 3.2; WINTER - CERTAIN 2028-29: 3.2
Existing | US | 1392174 | 59649 | 0 | DG_78252_4UNITS |  | NELSON GARDENS LFG | IC | LFG |  | Biomass | 2013-12-31 |  | 4.2 | 4.2 | 4.2 | SUMMER - CERTAIN 2018: 4.2; SUMMER - CERTAIN 2019: 4.2; SUMMER - CERTAIN 2020: 4.2; SUMMER - CERTAIN 2021: 4.2; SUMMER - CERTAIN 2022: 4.2; SUMMER - CERTAIN 2023: 4.2; SUMMER - CERTAIN 2024: 4.2; SUMMER - CERTAIN 2025: 4.2; SUMMER - CERTAIN 2026: 4.2; SUMMER - CERTAIN 2027: 4.2; SUMMER - CERTAIN 2028: 4.2; WINTER - CERTAIN 2018-19: 4.2; WINTER - CERTAIN 2019-20: 4.2; WINTER - CERTAIN 2020-21: 4.2; WINTER - CERTAIN 2021-22: 4.2; WINTER - CERTAIN 2022-23: 4.2; WINTER - CERTAIN 2023-24: 4.2; WINTER - CERTAIN 2024-25: 4.2; WINTER - CERTAIN 2025-26: 4.2; WINTER - CERTAIN 2026-27: 4.2; WINTER - CERTAIN 2027-28: 4.2; WINTER - CERTAIN 2028-29: 4.2
Existing | US | 1150322 | 56528 | GEN1-GEN4 | DG_FERIS_4 UNITS | Skyline Gas Recovery | SKYLINE LFG | OT | LFG |  | Biomass | 2007-03-31 |  | 6.4 | 6.4 | 6.4 | SUMMER - CERTAIN 2018: 6.4; SUMMER - CERTAIN 2019: 6.4; SUMMER - CERTAIN 2020: 6.4; SUMMER - CERTAIN 2021: 6.4; SUMMER - CERTAIN 2022: 6.4; SUMMER - CERTAIN 2023: 6.4; SUMMER - CERTAIN 2024: 6.4; SUMMER - CERTAIN 2025: 6.4; SUMMER - CERTAIN 2026: 6.4; SUMMER - CERTAIN 2027: 6.4; SUMMER - CERTAIN 2028: 6.4; WINTER - CERTAIN 2018-19: 6.4; WINTER - CERTAIN 2019-20: 6.4; WINTER - CERTAIN 2020-21: 6.4; WINTER - CERTAIN 2021-22: 6.4; WINTER - CERTAIN 2022-23: 6.4; WINTER - CERTAIN 2023-24: 6.4; WINTER - CERTAIN 2024-25: 6.4; WINTER - CERTAIN 2025-26: 6.4; WINTER - CERTAIN 2026-27: 6.4; WINTER - CERTAIN 2027-28: 6.4; WINTER - CERTAIN 2028-29: 6.4
Existing | US | 1721618 | 57877 | UNT1 | DG_KLBRG_1UNIT | Trinity Oaks Energy | TRINITY OAKS LFG | IC | LFG |  | Biomass | 2011-06-14 |  | 3.2 | 3.2 | 3.2 | SUMMER - CERTAIN 2018: 3.2; SUMMER - CERTAIN 2019: 3.2; SUMMER - CERTAIN 2020: 3.2; SUMMER - CERTAIN 2021: 3.2; SUMMER - CERTAIN 2022: 3.2; SUMMER - CERTAIN 2023: 3.2; SUMMER - CERTAIN 2024: 3.2; SUMMER - CERTAIN 2025: 3.2; SUMMER - CERTAIN 2026: 3.2; SUMMER - CERTAIN 2027: 3.2; SUMMER - CERTAIN 2028: 3.2; WINTER - CERTAIN 2018-19: 3.2; WINTER - CERTAIN 2019-20: 3.2; WINTER - CERTAIN 2020-21: 3.2; WINTER - CERTAIN 2021-22: 3.2; WINTER - CERTAIN 2022-23: 3.2; WINTER - CERTAIN 2023-24: 3.2; WINTER - CERTAIN 2024-25: 3.2; WINTER - CERTAIN 2025-26: 3.2; WINTER - CERTAIN 2026-27: 3.2; WINTER - CERTAIN 2027-28: 3.2; WINTER - CERTAIN 2028-29: 3.2
Existing | US | 1814202 |  | 0 | DG_AV_DG1 |  | VIRIDIS ENERGY-ALVIN LFG | OT | LFG |  | Biomass | 2002-10-01 |  | 6.7 | 6.7 | 6.7 | SUMMER - CERTAIN 2018: 6.7; SUMMER - CERTAIN 2019: 6.7; SUMMER - CERTAIN 2020: 6.7; SUMMER - CERTAIN 2021: 6.7; SUMMER - CERTAIN 2022: 6.7; SUMMER - CERTAIN 2023: 6.7; SUMMER - CERTAIN 2024: 6.7; SUMMER - CERTAIN 2025: 6.7; SUMMER - CERTAIN 2026: 6.7; SUMMER - CERTAIN 2027: 6.7; SUMMER - CERTAIN 2028: 6.7; WINTER - CERTAIN 2018-19: 6.7; WINTER - CERTAIN 2019-20: 6.7; WINTER - CERTAIN 2020-21: 6.7; WINTER - CERTAIN 2021-22: 6.7; WINTER - CERTAIN 2022-23: 6.7; WINTER - CERTAIN 2023-24: 6.7; WINTER - CERTAIN 2024-25: 6.7; WINTER - CERTAIN 2025-26: 6.7; WINTER - CERTAIN 2026-27: 6.7; WINTER - CERTAIN 2027-28: 6.7; WINTER - CERTAIN 2028-29: 6.7
Existing | US | 1088521 |  | 0 | DG_HB_DG1 |  | VIRIDIS ENERGY-HUMBLE LFG | OT | LFG |  | Biomass | 2002-12-01 |  | 10 | 10 | 10 | SUMMER - CERTAIN 2018: 10; SUMMER - CERTAIN 2019: 10; SUMMER - CERTAIN 2020: 10; SUMMER - CERTAIN 2021: 10; SUMMER - CERTAIN 2022: 10; SUMMER - CERTAIN 2023: 10; SUMMER - CERTAIN 2024: 10; SUMMER - CERTAIN 2025: 10; SUMMER - CERTAIN 2026: 10; SUMMER - CERTAIN 2027: 10; SUMMER - CERTAIN 2028: 10; WINTER - CERTAIN 2018-19: 10; WINTER - CERTAIN 2019-20: 10; WINTER - CERTAIN 2020-21: 10; WINTER - CERTAIN 2021-22: 10; WINTER - CERTAIN 2022-23: 10; WINTER - CERTAIN 2023-24: 10; WINTER - CERTAIN 2024-25: 10; WINTER - CERTAIN 2025-26: 10; WINTER - CERTAIN 2026-27: 10; WINTER - CERTAIN 2027-28: 10; WINTER - CERTAIN 2028-29: 10
Existing | US | 1919239 |  | 0 | DG_LB_DG1 |  | VIRIDIS ENERGY-LIBERTY LFG | OT | LFG |  | Biomass | 2002-11-01 |  | 3.9 | 3.9 | 3.9 | SUMMER - CERTAIN 2018: 3.9; SUMMER - CERTAIN 2019: 3.9; SUMMER - CERTAIN 2020: 3.9; SUMMER - CERTAIN 2021: 3.9; SUMMER - CERTAIN 2022: 3.9; SUMMER - CERTAIN 2023: 3.9; SUMMER - CERTAIN 2024: 3.9; SUMMER - CERTAIN 2025: 3.9; SUMMER - CERTAIN 2026: 3.9; SUMMER - CERTAIN 2027: 3.9; SUMMER - CERTAIN 2028: 3.9; WINTER - CERTAIN 2018-19: 3.9; WINTER - CERTAIN 2019-20: 3.9; WINTER - CERTAIN 2020-21: 3.9; WINTER - CERTAIN 2021-22: 3.9; WINTER - CERTAIN 2022-23: 3.9; WINTER - CERTAIN 2023-24: 3.9; WINTER - CERTAIN 2024-25: 3.9; WINTER - CERTAIN 2025-26: 3.9; WINTER - CERTAIN 2026-27: 3.9; WINTER - CERTAIN 2027-28: 3.9; WINTER - CERTAIN 2028-29: 3.9
Existing | US | 1102671 |  | 0 | DG_TRN_DG1 |  | VIRIDIS ENERGY-TRINITY BAY LFG | OT | LFG |  | Biomass | 2002-11-01 |  | 3.9 | 3.9 | 3.9 | SUMMER - CERTAIN 2018: 3.9; SUMMER - CERTAIN 2019: 3.9; SUMMER - CERTAIN 2020: 3.9; SUMMER - CERTAIN 2021: 3.9; SUMMER - CERTAIN 2022: 3.9; SUMMER - CERTAIN 2023: 3.9; SUMMER - CERTAIN 2024: 3.9; SUMMER - CERTAIN 2025: 3.9; SUMMER - CERTAIN 2026: 3.9; SUMMER - CERTAIN 2027: 3.9; SUMMER - CERTAIN 2028: 3.9; WINTER - CERTAIN 2018-19: 3.9; WINTER - CERTAIN 2019-20: 3.9; WINTER - CERTAIN 2020-21: 3.9; WINTER - CERTAIN 2021-22: 3.9; WINTER - CERTAIN 2022-23: 3.9; WINTER - CERTAIN 2023-24: 3.9; WINTER - CERTAIN 2024-25: 3.9; WINTER - CERTAIN 2025-26: 3.9; WINTER - CERTAIN 2026-27: 3.9; WINTER - CERTAIN 2027-28: 3.9; WINTER - CERTAIN 2028-29: 3.9
Existing | US | 1670555 | 56524 | GEN1-GEN4 | DG_SPRIN_4UNITS | Austin Gas Recovery | WM RENEWABLE-AUSTIN LFG | OT | LFG |  | Biomass | 2007-11-21 |  | 6.4 | 6.4 | 6.4 | SUMMER - CERTAIN 2018: 6.4; SUMMER - CERTAIN 2019: 6.4; SUMMER - CERTAIN 2020: 6.4; SUMMER - CERTAIN 2021: 6.4; SUMMER - CERTAIN 2022: 6.4; SUMMER - CERTAIN 2023: 6.4; SUMMER - CERTAIN 2024: 6.4; SUMMER - CERTAIN 2025: 6.4; SUMMER - CERTAIN 2026: 6.4; SUMMER - CERTAIN 2027: 6.4; SUMMER - CERTAIN 2028: 6.4; WINTER - CERTAIN 2018-19: 6.4; WINTER - CERTAIN 2019-20: 6.4; WINTER - CERTAIN 2020-21: 6.4; WINTER - CERTAIN 2021-22: 6.4; WINTER - CERTAIN 2022-23: 6.4; WINTER - CERTAIN 2023-24: 6.4; WINTER - CERTAIN 2024-25: 6.4; WINTER - CERTAIN 2025-26: 6.4; WINTER - CERTAIN 2026-27: 6.4; WINTER - CERTAIN 2027-28: 6.4; WINTER - CERTAIN 2028-29: 6.4
Existing | US | 1060949 | 50569 | GEN3-GEN6 | DG_BIO2_4UNITS | DFW Gas Recovery | WM RENEWABLE-DFW GAS RECOVERY LFG | OT | LFG |  | Biomass | 2009-07-31 |  | 6.4 | 6.4 | 6.4 | SUMMER - CERTAIN 2018: 6.4; SUMMER - CERTAIN 2019: 6.4; SUMMER - CERTAIN 2020: 6.4; SUMMER - CERTAIN 2021: 6.4; SUMMER - CERTAIN 2022: 6.4; SUMMER - CERTAIN 2023: 6.4; SUMMER - CERTAIN 2024: 6.4; SUMMER - CERTAIN 2025: 6.4; SUMMER - CERTAIN 2026: 6.4; SUMMER - CERTAIN 2027: 6.4; SUMMER - CERTAIN 2028: 6.4; WINTER - CERTAIN 2018-19: 6.4; WINTER - CERTAIN 2019-20: 6.4; WINTER - CERTAIN 2020-21: 6.4; WINTER - CERTAIN 2021-22: 6.4; WINTER - CERTAIN 2022-23: 6.4; WINTER - CERTAIN 2023-24: 6.4; WINTER - CERTAIN 2024-25: 6.4; WINTER - CERTAIN 2025-26: 6.4; WINTER - CERTAIN 2026-27: 6.4; WINTER - CERTAIN 2027-28: 6.4; WINTER - CERTAIN 2028-29: 6.4
Existing | US | 1765863 | 50569 | GEN1-GEN2 | DG_BIOE_2UNITS | DFW Gas Recovery | WM RENEWABLE-BIOENERGY PARTNERS LFG | GT | LFG |  | Biomass | 1988-01-01 |  | 6.2 | 6.2 | 6.2 | SUMMER - CERTAIN 2018: 6.2; SUMMER - CERTAIN 2019: 6.2; SUMMER - CERTAIN 2020: 6.2; SUMMER - CERTAIN 2021: 6.2; SUMMER - CERTAIN 2022: 6.2; SUMMER - CERTAIN 2023: 6.2; SUMMER - CERTAIN 2024: 6.2; SUMMER - CERTAIN 2025: 6.2; SUMMER - CERTAIN 2026: 6.2; SUMMER - CERTAIN 2027: 6.2; SUMMER - CERTAIN 2028: 6.2; WINTER - CERTAIN 2018-19: 6.2; WINTER - CERTAIN 2019-20: 6.2; WINTER - CERTAIN 2020-21: 6.2; WINTER - CERTAIN 2021-22: 6.2; WINTER - CERTAIN 2022-23: 6.2; WINTER - CERTAIN 2023-24: 6.2; WINTER - CERTAIN 2024-25: 6.2; WINTER - CERTAIN 2025-26: 6.2; WINTER - CERTAIN 2026-27: 6.2; WINTER - CERTAIN 2027-28: 6.2; WINTER - CERTAIN 2028-29: 6.2
Existing | US | 1397927 | 57167 | GEN1-GEN2 | DG_FREIH_2UNITS | Mesquite Creek LFGTE Project | WM RENEWABLE-MESQUITE CREEK LFG | OT | LFG |  | Biomass | 2011-08-01 |  | 3.2 | 3.2 | 3.2 | SUMMER - CERTAIN 2018: 3.2; SUMMER - CERTAIN 2019: 3.2; SUMMER - CERTAIN 2020: 3.2; SUMMER - CERTAIN 2021: 3.2; SUMMER - CERTAIN 2022: 3.2; SUMMER - CERTAIN 2023: 3.2; SUMMER - CERTAIN 2024: 3.2; SUMMER - CERTAIN 2025: 3.2; SUMMER - CERTAIN 2026: 3.2; SUMMER - CERTAIN 2027: 3.2; SUMMER - CERTAIN 2028: 3.2; WINTER - CERTAIN 2018-19: 3.2; WINTER - CERTAIN 2019-20: 3.2; WINTER - CERTAIN 2020-21: 3.2; WINTER - CERTAIN 2021-22: 3.2; WINTER - CERTAIN 2022-23: 3.2; WINTER - CERTAIN 2023-24: 3.2; WINTER - CERTAIN 2024-25: 3.2; WINTER - CERTAIN 2025-26: 3.2; WINTER - CERTAIN 2026-27: 3.2; WINTER - CERTAIN 2027-28: 3.2; WINTER - CERTAIN 2028-29: 3.2
Existing | US | 1792929 | 57020 | GEN1-GEN3 | DG_WSTHL_3UNITS | Westside Landfill Gas Recovery | WM RENEWABLE-WESTSIDE LFG | OT | LFG |  | Biomass | 2010-02-05 |  | 4.8 | 4.8 | 4.8 | SUMMER - CERTAIN 2018: 4.8; SUMMER - CERTAIN 2019: 4.8; SUMMER - CERTAIN 2020: 4.8; SUMMER - CERTAIN 2021: 4.8; SUMMER - CERTAIN 2022: 4.8; SUMMER - CERTAIN 2023: 4.8; SUMMER - CERTAIN 2024: 4.8; SUMMER - CERTAIN 2025: 4.8; SUMMER - CERTAIN 2026: 4.8; SUMMER - CERTAIN 2027: 4.8; SUMMER - CERTAIN 2028: 4.8; WINTER - CERTAIN 2018-19: 4.8; WINTER - CERTAIN 2019-20: 4.8; WINTER - CERTAIN 2020-21: 4.8; WINTER - CERTAIN 2021-22: 4.8; WINTER - CERTAIN 2022-23: 4.8; WINTER - CERTAIN 2023-24: 4.8; WINTER - CERTAIN 2024-25: 4.8; WINTER - CERTAIN 2025-26: 4.8; WINTER - CERTAIN 2026-27: 4.8; WINTER - CERTAIN 2027-28: 4.8; WINTER - CERTAIN 2028-29: 4.8
Existing | US |  | 60690 |  | BLSUMMIT_BATTERY |  | BLUE SUMMIT BATTERY | BA | MWH |  | Other | 2017-04-30 |  | 30 | 0 | 0 | SUMMER - CERTAIN 2018: 0; SUMMER - CERTAIN 2019: 0; SUMMER - CERTAIN 2020: 0; SUMMER - CERTAIN 2021: 0; SUMMER - CERTAIN 2022: 0; SUMMER - CERTAIN 2023: 0; SUMMER - CERTAIN 2024: 0; SUMMER - CERTAIN 2025: 0; SUMMER - CERTAIN 2026: 0; SUMMER - CERTAIN 2027: 0; SUMMER - CERTAIN 2028: 0; WINTER - CERTAIN 2018-19: 0; WINTER - CERTAIN 2019-20: 0; WINTER - CERTAIN 2020-21: 0; WINTER - CERTAIN 2021-22: 0; WINTER - CERTAIN 2022-23: 0; WINTER - CERTAIN 2023-24: 0; WINTER - CERTAIN 2024-25: 0; WINTER - CERTAIN 2025-26: 0; WINTER - CERTAIN 2026-27: 0; WINTER - CERTAIN 2027-28: 0; WINTER - CERTAIN 2028-29: 0
Existing | US |  | 56984 |  | INDL_ESS |  | INADALE ESS | BA | MWH |  | Other | 2018-01-03 |  | 9.9 | 0 | 0 | SUMMER - CERTAIN 2018: 0; SUMMER - CERTAIN 2019: 0; SUMMER - CERTAIN 2020: 0; SUMMER - CERTAIN 2021: 0; SUMMER - CERTAIN 2022: 0; SUMMER - CERTAIN 2023: 0; SUMMER - CERTAIN 2024: 0; SUMMER - CERTAIN 2025: 0; SUMMER - CERTAIN 2026: 0; SUMMER - CERTAIN 2027: 0; SUMMER - CERTAIN 2028: 0; WINTER - CERTAIN 2018-19: 0; WINTER - CERTAIN 2019-20: 0; WINTER - CERTAIN 2020-21: 0; WINTER - CERTAIN 2021-22: 0; WINTER - CERTAIN 2022-23: 0; WINTER - CERTAIN 2023-24: 0; WINTER - CERTAIN 2024-25: 0; WINTER - CERTAIN 2025-26: 0; WINTER - CERTAIN 2026-27: 0; WINTER - CERTAIN 2027-28: 0; WINTER - CERTAIN 2028-29: 0
Existing | US | 1570047 | 56961 | BATT | NWF_NBS | Notrees Windpower | NOTREES BATTERY FACILITY | BA | MWH |  | Other | 2012-10-01 |  | 36 | 0 | 0 | SUMMER - CERTAIN 2018: 0; SUMMER - CERTAIN 2019: 0; SUMMER - CERTAIN 2020: 0; SUMMER - CERTAIN 2021: 0; SUMMER - CERTAIN 2022: 0; SUMMER - CERTAIN 2023: 0; SUMMER - CERTAIN 2024: 0; SUMMER - CERTAIN 2025: 0; SUMMER - CERTAIN 2026: 0; SUMMER - CERTAIN 2027: 0; SUMMER - CERTAIN 2028: 0; WINTER - CERTAIN 2018-19: 0; WINTER - CERTAIN 2019-20: 0; WINTER - CERTAIN 2020-21: 0; WINTER - CERTAIN 2021-22: 0; WINTER - CERTAIN 2022-23: 0; WINTER - CERTAIN 2023-24: 0; WINTER - CERTAIN 2024-25: 0; WINTER - CERTAIN 2025-26: 0; WINTER - CERTAIN 2026-27: 0; WINTER - CERTAIN 2027-28: 0; WINTER - CERTAIN 2028-29: 0
Existing | US |  | 56981 |  | PYR_ESS |  | PYRON ESS | BA | MWH |  | Other | 2018-01-04 |  | 9.9 | 0 | 0 | SUMMER - CERTAIN 2018: 0; SUMMER - CERTAIN 2019: 0; SUMMER - CERTAIN 2020: 0; SUMMER - CERTAIN 2021: 0; SUMMER - CERTAIN 2022: 0; SUMMER - CERTAIN 2023: 0; SUMMER - CERTAIN 2024: 0; SUMMER - CERTAIN 2025: 0; SUMMER - CERTAIN 2026: 0; SUMMER - CERTAIN 2027: 0; SUMMER - CERTAIN 2028: 0; WINTER - CERTAIN 2018-19: 0; WINTER - CERTAIN 2019-20: 0; WINTER - CERTAIN 2020-21: 0; WINTER - CERTAIN 2021-22: 0; WINTER - CERTAIN 2022-23: 0; WINTER - CERTAIN 2023-24: 0; WINTER - CERTAIN 2024-25: 0; WINTER - CERTAIN 2025-26: 0; WINTER - CERTAIN 2026-27: 0; WINTER - CERTAIN 2027-28: 0; WINTER - CERTAIN 2028-29: 0
Existing | US |  | 58537 |  | DG_OCI_ALM1_ASTRO1 |  | OCI ALAMO 1 | BA | MWH |  | Other | 2016-01-27 |  | 1 | 0 | 0 | SUMMER - CERTAIN 2018: 0; SUMMER - CERTAIN 2019: 0; SUMMER - CERTAIN 2020: 0; SUMMER - CERTAIN 2021: 0; SUMMER - CERTAIN 2022: 0; SUMMER - CERTAIN 2023: 0; SUMMER - CERTAIN 2024: 0; SUMMER - CERTAIN 2025: 0; SUMMER - CERTAIN 2026: 0; SUMMER - CERTAIN 2027: 0; SUMMER - CERTAIN 2028: 0; WINTER - CERTAIN 2018-19: 0; WINTER - CERTAIN 2019-20: 0; WINTER - CERTAIN 2020-21: 0; WINTER - CERTAIN 2021-22: 0; WINTER - CERTAIN 2022-23: 0; WINTER - CERTAIN 2023-24: 0; WINTER - CERTAIN 2024-25: 0; WINTER - CERTAIN 2025-26: 0; WINTER - CERTAIN 2026-27: 0; WINTER - CERTAIN 2027-28: 0; WINTER - CERTAIN 2028-29: 0
Existing | US |  | 61362 |  | DG_TOSBATT_UNIT1 |  | TOS BATTERY STORAGE | BA | MWH |  | Other | 2017-03-31 |  | 2 | 0 | 0 | SUMMER - CERTAIN 2018: 0; SUMMER - CERTAIN 2019: 0; SUMMER - CERTAIN 2020: 0; SUMMER - CERTAIN 2021: 0; SUMMER - CERTAIN 2022: 0; SUMMER - CERTAIN 2023: 0; SUMMER - CERTAIN 2024: 0; SUMMER - CERTAIN 2025: 0; SUMMER - CERTAIN 2026: 0; SUMMER - CERTAIN 2027: 0; SUMMER - CERTAIN 2028: 0; WINTER - CERTAIN 2018-19: 0; WINTER - CERTAIN 2019-20: 0; WINTER - CERTAIN 2020-21: 0; WINTER - CERTAIN 2021-22: 0; WINTER - CERTAIN 2022-23: 0; WINTER - CERTAIN 2023-24: 0; WINTER - CERTAIN 2024-25: 0; WINTER - CERTAIN 2025-26: 0; WINTER - CERTAIN 2026-27: 0; WINTER - CERTAIN 2027-28: 0; WINTER - CERTAIN 2028-29: 0
Existing | US |  | 57165 |  | DG_HBR_2UNITS |  | FARMERS BRANCH LANDFILL GAS TO ENERGY | IC | LFG |  | Biomass | 2011-08-01 |  | 3.2 | 3.2 | 3.2 | SUMMER - CERTAIN 2018: 3.2; SUMMER - CERTAIN 2019: 3.2; SUMMER - CERTAIN 2020: 3.2; SUMMER - CERTAIN 2021: 3.2; SUMMER - CERTAIN 2022: 3.2; SUMMER - CERTAIN 2023: 3.2; SUMMER - CERTAIN 2024: 3.2; SUMMER - CERTAIN 2025: 3.2; SUMMER - CERTAIN 2026: 3.2; SUMMER - CERTAIN 2027: 3.2; SUMMER - CERTAIN 2028: 3.2; WINTER - CERTAIN 2018-19: 3.2; WINTER - CERTAIN 2019-20: 3.2; WINTER - CERTAIN 2020-21: 3.2; WINTER - CERTAIN 2021-22: 3.2; WINTER - CERTAIN 2022-23: 3.2; WINTER - CERTAIN 2023-24: 3.2; WINTER - CERTAIN 2024-25: 3.2; WINTER - CERTAIN 2025-26: 3.2; WINTER - CERTAIN 2026-27: 3.2; WINTER - CERTAIN 2027-28: 3.2; WINTER - CERTAIN 2028-29: 3.2
Existing | US | 1664906 | 6128 | 1 | AMISTAD_AMISTAG1 | Amistad Dam & Power | AMISTAD HYDRO 1 | HY | WAT |  | Hydro | 1983-06-01 |  | 34.7 | 31.836 | 31.078 | SUMMER - CERTAIN 2018: 31.836; SUMMER - CERTAIN 2019: 31.836; SUMMER - CERTAIN 2020: 31.836; SUMMER - CERTAIN 2021: 31.836; SUMMER - CERTAIN 2022: 31.836; SUMMER - CERTAIN 2023: 31.836; SUMMER - CERTAIN 2024: 31.836; SUMMER - CERTAIN 2025: 31.836; SUMMER - CERTAIN 2026: 31.836; SUMMER - CERTAIN 2027: 31.836; SUMMER - CERTAIN 2028: 31.836; WINTER - CERTAIN 2018-19: 31.078; WINTER - CERTAIN 2019-20: 31.078; WINTER - CERTAIN 2020-21: 31.078; WINTER - CERTAIN 2021-22: 31.078; WINTER - CERTAIN 2022-23: 31.078; WINTER - CERTAIN 2023-24: 31.078; WINTER - CERTAIN 2024-25: 31.078; WINTER - CERTAIN 2025-26: 31.078; WINTER - CERTAIN 2026-27: 31.078; WINTER - CERTAIN 2027-28: 31.078; WINTER - CERTAIN 2028-29: 31.078
Existing | US | 1396128 | 6128 | 2 | AMISTAD_AMISTAG2 | Amistad Dam & Power | AMISTAD HYDRO 2 | HY | WAT |  | Hydro | 1983-10-01 |  | 34.7 | 31.836 | 31.078 | SUMMER - CERTAIN 2018: 31.836; SUMMER - CERTAIN 2019: 31.836; SUMMER - CERTAIN 2020: 31.836; SUMMER - CERTAIN 2021: 31.836; SUMMER - CERTAIN 2022: 31.836; SUMMER - CERTAIN 2023: 31.836; SUMMER - CERTAIN 2024: 31.836; SUMMER - CERTAIN 2025: 31.836; SUMMER - CERTAIN 2026: 31.836; SUMMER - CERTAIN 2027: 31.836; SUMMER - CERTAIN 2028: 31.836; WINTER - CERTAIN 2018-19: 31.078; WINTER - CERTAIN 2019-20: 31.078; WINTER - CERTAIN 2020-21: 31.078; WINTER - CERTAIN 2021-22: 31.078; WINTER - CERTAIN 2022-23: 31.078; WINTER - CERTAIN 2023-24: 31.078; WINTER - CERTAIN 2024-25: 31.078; WINTER - CERTAIN 2025-26: 31.078; WINTER - CERTAIN 2026-27: 31.078; WINTER - CERTAIN 2027-28: 31.078; WINTER - CERTAIN 2028-29: 31.078
Existing | US | 1815801 | 3594 | 1 | AUSTPL_AUSTING1 | Austin | AUSTIN HYDRO 1 | HY | WAT |  | Hydro | 1940-04-01 |  | 8.995 | 6.72 | 6.56 | SUMMER - CERTAIN 2018: 6.72; SUMMER - CERTAIN 2019: 6.72; SUMMER - CERTAIN 2020: 6.72; SUMMER - CERTAIN 2021: 6.72; SUMMER - CERTAIN 2022: 6.72; SUMMER - CERTAIN 2023: 6.72; SUMMER - CERTAIN 2024: 6.72; SUMMER - CERTAIN 2025: 6.72; SUMMER - CERTAIN 2026: 6.72; SUMMER - CERTAIN 2027: 6.72; SUMMER - CERTAIN 2028: 6.72; WINTER - CERTAIN 2018-19: 6.56; WINTER - CERTAIN 2019-20: 6.56; WINTER - CERTAIN 2020-21: 6.56; WINTER - CERTAIN 2021-22: 6.56; WINTER - CERTAIN 2022-23: 6.56; WINTER - CERTAIN 2023-24: 6.56; WINTER - CERTAIN 2024-25: 6.56; WINTER - CERTAIN 2025-26: 6.56; WINTER - CERTAIN 2026-27: 6.56; WINTER - CERTAIN 2027-28: 6.56; WINTER - CERTAIN 2028-29: 6.56
Existing | US | 1538169 | 3594 | 2 | AUSTPL_AUSTING2 | Austin | AUSTIN HYDRO 2 | HY | WAT |  | Hydro | 1940-04-01 |  | 8.995 | 7.56 | 7.38 | SUMMER - CERTAIN 2018: 7.56; SUMMER - CERTAIN 2019: 7.56; SUMMER - CERTAIN 2020: 7.56; SUMMER - CERTAIN 2021: 7.56; SUMMER - CERTAIN 2022: 7.56; SUMMER - CERTAIN 2023: 7.56; SUMMER - CERTAIN 2024: 7.56; SUMMER - CERTAIN 2025: 7.56; SUMMER - CERTAIN 2026: 7.56; SUMMER - CERTAIN 2027: 7.56; SUMMER - CERTAIN 2028: 7.56; WINTER - CERTAIN 2018-19: 7.38; WINTER - CERTAIN 2019-20: 7.38; WINTER - CERTAIN 2020-21: 7.38; WINTER - CERTAIN 2021-22: 7.38; WINTER - CERTAIN 2022-23: 7.38; WINTER - CERTAIN 2023-24: 7.38; WINTER - CERTAIN 2024-25: 7.38; WINTER - CERTAIN 2025-26: 7.38; WINTER - CERTAIN 2026-27: 7.38; WINTER - CERTAIN 2027-28: 7.38; WINTER - CERTAIN 2028-29: 7.38
Existing | US | 1337445 | 3595 | 1 | BUCHAN_BUCHANG1 | Buchanan Dam (TX) | BUCHANAN HYDRO 1 | HY | WAT |  | Hydro | 1938-01-01 |  | 16 | 13.44 | 13.12 | SUMMER - CERTAIN 2018: 13.44; SUMMER - CERTAIN 2019: 13.44; SUMMER - CERTAIN 2020: 13.44; SUMMER - CERTAIN 2021: 13.44; SUMMER - CERTAIN 2022: 13.44; SUMMER - CERTAIN 2023: 13.44; SUMMER - CERTAIN 2024: 13.44; SUMMER - CERTAIN 2025: 13.44; SUMMER - CERTAIN 2026: 13.44; SUMMER - CERTAIN 2027: 13.44; SUMMER - CERTAIN 2028: 13.44; WINTER - CERTAIN 2018-19: 13.12; WINTER - CERTAIN 2019-20: 13.12; WINTER - CERTAIN 2020-21: 13.12; WINTER - CERTAIN 2021-22: 13.12; WINTER - CERTAIN 2022-23: 13.12; WINTER - CERTAIN 2023-24: 13.12; WINTER - CERTAIN 2024-25: 13.12; WINTER - CERTAIN 2025-26: 13.12; WINTER - CERTAIN 2026-27: 13.12; WINTER - CERTAIN 2027-28: 13.12; WINTER - CERTAIN 2028-29: 13.12
Existing | US | 1369111 | 3595 | 2 | BUCHAN_BUCHANG2 | Buchanan Dam (TX) | BUCHANAN HYDRO 2 | HY | WAT |  | Hydro | 1938-01-01 |  | 18.3 | 13.44 | 13.12 | SUMMER - CERTAIN 2018: 13.44; SUMMER - CERTAIN 2019: 13.44; SUMMER - CERTAIN 2020: 13.44; SUMMER - CERTAIN 2021: 13.44; SUMMER - CERTAIN 2022: 13.44; SUMMER - CERTAIN 2023: 13.44; SUMMER - CERTAIN 2024: 13.44; SUMMER - CERTAIN 2025: 13.44; SUMMER - CERTAIN 2026: 13.44; SUMMER - CERTAIN 2027: 13.44; SUMMER - CERTAIN 2028: 13.44; WINTER - CERTAIN 2018-19: 13.12; WINTER - CERTAIN 2019-20: 13.12; WINTER - CERTAIN 2020-21: 13.12; WINTER - CERTAIN 2021-22: 13.12; WINTER - CERTAIN 2022-23: 13.12; WINTER - CERTAIN 2023-24: 13.12; WINTER - CERTAIN 2024-25: 13.12; WINTER - CERTAIN 2025-26: 13.12; WINTER - CERTAIN 2026-27: 13.12; WINTER - CERTAIN 2027-28: 13.12; WINTER - CERTAIN 2028-29: 13.12
Existing | US | 1304748 | 3595 | 3 | BUCHAN_BUCHANG3 | Buchanan Dam (TX) | BUCHANAN HYDRO 3 | HY | WAT |  | Hydro | 1950-05-19 |  | 18.3 | 14.28 | 13.94 | SUMMER - CERTAIN 2018: 14.28; SUMMER - CERTAIN 2019: 14.28; SUMMER - CERTAIN 2020: 14.28; SUMMER - CERTAIN 2021: 14.28; SUMMER - CERTAIN 2022: 14.28; SUMMER - CERTAIN 2023: 14.28; SUMMER - CERTAIN 2024: 14.28; SUMMER - CERTAIN 2025: 14.28; SUMMER - CERTAIN 2026: 14.28; SUMMER - CERTAIN 2027: 14.28; SUMMER - CERTAIN 2028: 14.28; WINTER - CERTAIN 2018-19: 13.94; WINTER - CERTAIN 2019-20: 13.94; WINTER - CERTAIN 2020-21: 13.94; WINTER - CERTAIN 2021-22: 13.94; WINTER - CERTAIN 2022-23: 13.94; WINTER - CERTAIN 2023-24: 13.94; WINTER - CERTAIN 2024-25: 13.94; WINTER - CERTAIN 2025-26: 13.94; WINTER - CERTAIN 2026-27: 13.94; WINTER - CERTAIN 2027-28: 13.94; WINTER - CERTAIN 2028-29: 13.94
Existing | US | 1989469 | 6416 | 1 | DNDAM_DENISOG1 | Denison | DENISON DAM 1 | HY | WAT |  | Hydro | 1944-03-01 |  | 41.8 | 33.6 | 32.8 | SUMMER - CERTAIN 2018: 33.6; SUMMER - CERTAIN 2019: 33.6; SUMMER - CERTAIN 2020: 33.6; SUMMER - CERTAIN 2021: 33.6; SUMMER - CERTAIN 2022: 33.6; SUMMER - CERTAIN 2023: 33.6; SUMMER - CERTAIN 2024: 33.6; SUMMER - CERTAIN 2025: 33.6; SUMMER - CERTAIN 2026: 33.6; SUMMER - CERTAIN 2027: 33.6; SUMMER - CERTAIN 2028: 33.6; WINTER - CERTAIN 2018-19: 32.8; WINTER - CERTAIN 2019-20: 32.8; WINTER - CERTAIN 2020-21: 32.8; WINTER - CERTAIN 2021-22: 32.8; WINTER - CERTAIN 2022-23: 32.8; WINTER - CERTAIN 2023-24: 32.8; WINTER - CERTAIN 2024-25: 32.8; WINTER - CERTAIN 2025-26: 32.8; WINTER - CERTAIN 2026-27: 32.8; WINTER - CERTAIN 2027-28: 32.8; WINTER - CERTAIN 2028-29: 32.8
Existing | US | 1653333 | 6416 | 2 | DNDAM_DENISOG2 | Denison | DENISON DAM 2 | HY | WAT |  | Hydro | 1948-03-04 |  | 41.8 | 33.6 | 32.8 | SUMMER - CERTAIN 2018: 33.6; SUMMER - CERTAIN 2019: 33.6; SUMMER - CERTAIN 2020: 33.6; SUMMER - CERTAIN 2021: 33.6; SUMMER - CERTAIN 2022: 33.6; SUMMER - CERTAIN 2023: 33.6; SUMMER - CERTAIN 2024: 33.6; SUMMER - CERTAIN 2025: 33.6; SUMMER - CERTAIN 2026: 33.6; SUMMER - CERTAIN 2027: 33.6; SUMMER - CERTAIN 2028: 33.6; WINTER - CERTAIN 2018-19: 32.8; WINTER - CERTAIN 2019-20: 32.8; WINTER - CERTAIN 2020-21: 32.8; WINTER - CERTAIN 2021-22: 32.8; WINTER - CERTAIN 2022-23: 32.8; WINTER - CERTAIN 2023-24: 32.8; WINTER - CERTAIN 2024-25: 32.8; WINTER - CERTAIN 2025-26: 32.8; WINTER - CERTAIN 2026-27: 32.8; WINTER - CERTAIN 2027-28: 32.8; WINTER - CERTAIN 2028-29: 32.8
Existing | US | 1963560 | 6410 | 1 | FALCON_FALCONG1 | Falcon Dam & Power | FALCON HYDRO 1 | HY | WAT |  | Hydro | 1954-10-11 |  | 10.5 | 10.08 | 9.84 | SUMMER - CERTAIN 2018: 10.08; SUMMER - CERTAIN 2019: 10.08; SUMMER - CERTAIN 2020: 10.08; SUMMER - CERTAIN 2021: 10.08; SUMMER - CERTAIN 2022: 10.08; SUMMER - CERTAIN 2023: 10.08; SUMMER - CERTAIN 2024: 10.08; SUMMER - CERTAIN 2025: 10.08; SUMMER - CERTAIN 2026: 10.08; SUMMER - CERTAIN 2027: 10.08; SUMMER - CERTAIN 2028: 10.08; WINTER - CERTAIN 2018-19: 9.84; WINTER - CERTAIN 2019-20: 9.84; WINTER - CERTAIN 2020-21: 9.84; WINTER - CERTAIN 2021-22: 9.84; WINTER - CERTAIN 2022-23: 9.84; WINTER - CERTAIN 2023-24: 9.84; WINTER - CERTAIN 2024-25: 9.84; WINTER - CERTAIN 2025-26: 9.84; WINTER - CERTAIN 2026-27: 9.84; WINTER - CERTAIN 2027-28: 9.84; WINTER - CERTAIN 2028-29: 9.84
Existing | US | 1710493 | 6410 | 2 | FALCON_FALCONG2 | Falcon Dam & Power | FALCON HYDRO 2 | HY | WAT |  | Hydro | 1954-10-11 |  | 10.5 | 10.08 | 9.84 | SUMMER - CERTAIN 2018: 10.08; SUMMER - CERTAIN 2019: 10.08; SUMMER - CERTAIN 2020: 10.08; SUMMER - CERTAIN 2021: 10.08; SUMMER - CERTAIN 2022: 10.08; SUMMER - CERTAIN 2023: 10.08; SUMMER - CERTAIN 2024: 10.08; SUMMER - CERTAIN 2025: 10.08; SUMMER - CERTAIN 2026: 10.08; SUMMER - CERTAIN 2027: 10.08; SUMMER - CERTAIN 2028: 10.08; WINTER - CERTAIN 2018-19: 9.84; WINTER - CERTAIN 2019-20: 9.84; WINTER - CERTAIN 2020-21: 9.84; WINTER - CERTAIN 2021-22: 9.84; WINTER - CERTAIN 2022-23: 9.84; WINTER - CERTAIN 2023-24: 9.84; WINTER - CERTAIN 2024-25: 9.84; WINTER - CERTAIN 2025-26: 9.84; WINTER - CERTAIN 2026-27: 9.84; WINTER - CERTAIN 2027-28: 9.84; WINTER - CERTAIN 2028-29: 9.84
Existing | US | 1132476 | 6410 | 3 | FALCON_FALCONG3 | Falcon Dam & Power | FALCON HYDRO 3 | HY | WAT |  | Hydro | 1954-10-11 |  | 10.5 | 10.08 | 9.84 | SUMMER - CERTAIN 2018: 10.08; SUMMER - CERTAIN 2019: 10.08; SUMMER - CERTAIN 2020: 10.08; SUMMER - CERTAIN 2021: 10.08; SUMMER - CERTAIN 2022: 10.08; SUMMER - CERTAIN 2023: 10.08; SUMMER - CERTAIN 2024: 10.08; SUMMER - CERTAIN 2025: 10.08; SUMMER - CERTAIN 2026: 10.08; SUMMER - CERTAIN 2027: 10.08; SUMMER - CERTAIN 2028: 10.08; WINTER - CERTAIN 2018-19: 9.84; WINTER - CERTAIN 2019-20: 9.84; WINTER - CERTAIN 2020-21: 9.84; WINTER - CERTAIN 2021-22: 9.84; WINTER - CERTAIN 2022-23: 9.84; WINTER - CERTAIN 2023-24: 9.84; WINTER - CERTAIN 2024-25: 9.84; WINTER - CERTAIN 2025-26: 9.84; WINTER - CERTAIN 2026-27: 9.84; WINTER - CERTAIN 2027-28: 9.84; WINTER - CERTAIN 2028-29: 9.84
Existing | US | 1858988 | 3597 | 1 | WIRTZ_WIRTZ_G1 | Granite Shoals | GRANITE SHOALS HYDRO 1 | HY | WAT |  | Hydro | 1951-06-28 |  | 27 | 24.36 | 23.78 | SUMMER - CERTAIN 2018: 24.36; SUMMER - CERTAIN 2019: 24.36; SUMMER - CERTAIN 2020: 24.36; SUMMER - CERTAIN 2021: 24.36; SUMMER - CERTAIN 2022: 24.36; SUMMER - CERTAIN 2023: 24.36; SUMMER - CERTAIN 2024: 24.36; SUMMER - CERTAIN 2025: 24.36; SUMMER - CERTAIN 2026: 24.36; SUMMER - CERTAIN 2027: 24.36; SUMMER - CERTAIN 2028: 24.36; WINTER - CERTAIN 2018-19: 23.78; WINTER - CERTAIN 2019-20: 23.78; WINTER - CERTAIN 2020-21: 23.78; WINTER - CERTAIN 2021-22: 23.78; WINTER - CERTAIN 2022-23: 23.78; WINTER - CERTAIN 2023-24: 23.78; WINTER - CERTAIN 2024-25: 23.78; WINTER - CERTAIN 2025-26: 23.78; WINTER - CERTAIN 2026-27: 23.78; WINTER - CERTAIN 2027-28: 23.78; WINTER - CERTAIN 2028-29: 23.78
Existing | US | 1358316 | 3597 | 2 | WIRTZ_WIRTZ_G2 | Granite Shoals | GRANITE SHOALS HYDRO 2 | HY | WAT |  | Hydro | 1951-08-03 |  | 27 | 24.36 | 23.78 | SUMMER - CERTAIN 2018: 24.36; SUMMER - CERTAIN 2019: 24.36; SUMMER - CERTAIN 2020: 24.36; SUMMER - CERTAIN 2021: 24.36; SUMMER - CERTAIN 2022: 24.36; SUMMER - CERTAIN 2023: 24.36; SUMMER - CERTAIN 2024: 24.36; SUMMER - CERTAIN 2025: 24.36; SUMMER - CERTAIN 2026: 24.36; SUMMER - CERTAIN 2027: 24.36; SUMMER - CERTAIN 2028: 24.36; WINTER - CERTAIN 2018-19: 23.78; WINTER - CERTAIN 2019-20: 23.78; WINTER - CERTAIN 2020-21: 23.78; WINTER - CERTAIN 2021-22: 23.78; WINTER - CERTAIN 2022-23: 23.78; WINTER - CERTAIN 2023-24: 23.78; WINTER - CERTAIN 2024-25: 23.78; WINTER - CERTAIN 2025-26: 23.78; WINTER - CERTAIN 2026-27: 23.78; WINTER - CERTAIN 2027-28: 23.78; WINTER - CERTAIN 2028-29: 23.78
Existing | US | 1359577 | 3598 | 1 | INKSDA_INKS_G1 | Inks | INKS HYDRO 1 | HY | WAT |  | Hydro | 1938-01-01 |  | 15 | 11.76 | 11.48 | SUMMER - CERTAIN 2018: 11.76; SUMMER - CERTAIN 2019: 11.76; SUMMER - CERTAIN 2020: 11.76; SUMMER - CERTAIN 2021: 11.76; SUMMER - CERTAIN 2022: 11.76; SUMMER - CERTAIN 2023: 11.76; SUMMER - CERTAIN 2024: 11.76; SUMMER - CERTAIN 2025: 11.76; SUMMER - CERTAIN 2026: 11.76; SUMMER - CERTAIN 2027: 11.76; SUMMER - CERTAIN 2028: 11.76; WINTER - CERTAIN 2018-19: 11.48; WINTER - CERTAIN 2019-20: 11.48; WINTER - CERTAIN 2020-21: 11.48; WINTER - CERTAIN 2021-22: 11.48; WINTER - CERTAIN 2022-23: 11.48; WINTER - CERTAIN 2023-24: 11.48; WINTER - CERTAIN 2024-25: 11.48; WINTER - CERTAIN 2025-26: 11.48; WINTER - CERTAIN 2026-27: 11.48; WINTER - CERTAIN 2027-28: 11.48; WINTER - CERTAIN 2028-29: 11.48
Existing | US | 1285008 | 3599 | 1 | MARBFA_MARBFAG1 | Marble Falls | MARBLE FALLS HYDRO 1 | HY | WAT |  | Hydro | 1951-10-10 |  | 19.8 | 17.64 | 17.22 | SUMMER - CERTAIN 2018: 17.64; SUMMER - CERTAIN 2019: 17.64; SUMMER - CERTAIN 2020: 17.64; SUMMER - CERTAIN 2021: 17.64; SUMMER - CERTAIN 2022: 17.64; SUMMER - CERTAIN 2023: 17.64; SUMMER - CERTAIN 2024: 17.64; SUMMER - CERTAIN 2025: 17.64; SUMMER - CERTAIN 2026: 17.64; SUMMER - CERTAIN 2027: 17.64; SUMMER - CERTAIN 2028: 17.64; WINTER - CERTAIN 2018-19: 17.22; WINTER - CERTAIN 2019-20: 17.22; WINTER - CERTAIN 2020-21: 17.22; WINTER - CERTAIN 2021-22: 17.22; WINTER - CERTAIN 2022-23: 17.22; WINTER - CERTAIN 2023-24: 17.22; WINTER - CERTAIN 2024-25: 17.22; WINTER - CERTAIN 2025-26: 17.22; WINTER - CERTAIN 2026-27: 17.22; WINTER - CERTAIN 2027-28: 17.22; WINTER - CERTAIN 2028-29: 17.22
Existing | US | 1311687 | 3599 | 2 | MARBFA_MARBFAG2 | Marble Falls | MARBLE FALLS HYDRO 2 | HY | WAT |  | Hydro | 1951-09-25 |  | 19.8 | 16.8 | 16.4 | SUMMER - CERTAIN 2018: 16.8; SUMMER - CERTAIN 2019: 16.8; SUMMER - CERTAIN 2020: 16.8; SUMMER - CERTAIN 2021: 16.8; SUMMER - CERTAIN 2022: 16.8; SUMMER - CERTAIN 2023: 16.8; SUMMER - CERTAIN 2024: 16.8; SUMMER - CERTAIN 2025: 16.8; SUMMER - CERTAIN 2026: 16.8; SUMMER - CERTAIN 2027: 16.8; SUMMER - CERTAIN 2028: 16.8; WINTER - CERTAIN 2018-19: 16.4; WINTER - CERTAIN 2019-20: 16.4; WINTER - CERTAIN 2020-21: 16.4; WINTER - CERTAIN 2021-22: 16.4; WINTER - CERTAIN 2022-23: 16.4; WINTER - CERTAIN 2023-24: 16.4; WINTER - CERTAIN 2024-25: 16.4; WINTER - CERTAIN 2025-26: 16.4; WINTER - CERTAIN 2026-27: 16.4; WINTER - CERTAIN 2027-28: 16.4; WINTER - CERTAIN 2028-29: 16.4
Existing | US | 1308958 | 3600 | 1 | MARSFO_MARSFOG1 | Marshall Ford | MARSHALL FORD HYDRO 1 | HY | WAT |  | Hydro | 1941-01-01 |  | 36 | 30.24 | 29.52 | SUMMER - CERTAIN 2018: 30.24; SUMMER - CERTAIN 2019: 30.24; SUMMER - CERTAIN 2020: 30.24; SUMMER - CERTAIN 2021: 30.24; SUMMER - CERTAIN 2022: 30.24; SUMMER - CERTAIN 2023: 30.24; SUMMER - CERTAIN 2024: 30.24; SUMMER - CERTAIN 2025: 30.24; SUMMER - CERTAIN 2026: 30.24; SUMMER - CERTAIN 2027: 30.24; SUMMER - CERTAIN 2028: 30.24; WINTER - CERTAIN 2018-19: 29.52; WINTER - CERTAIN 2019-20: 29.52; WINTER - CERTAIN 2020-21: 29.52; WINTER - CERTAIN 2021-22: 29.52; WINTER - CERTAIN 2022-23: 29.52; WINTER - CERTAIN 2023-24: 29.52; WINTER - CERTAIN 2024-25: 29.52; WINTER - CERTAIN 2025-26: 29.52; WINTER - CERTAIN 2026-27: 29.52; WINTER - CERTAIN 2027-28: 29.52; WINTER - CERTAIN 2028-29: 29.52
Existing | US | 1372480 | 3600 | 2 | MARSFO_MARSFOG2 | Marshall Ford | MARSHALL FORD HYDRO 2 | HY | WAT |  | Hydro | 1941-01-01 |  | 36 | 30.24 | 29.52 | SUMMER - CERTAIN 2018: 30.24; SUMMER - CERTAIN 2019: 30.24; SUMMER - CERTAIN 2020: 30.24; SUMMER - CERTAIN 2021: 30.24; SUMMER - CERTAIN 2022: 30.24; SUMMER - CERTAIN 2023: 30.24; SUMMER - CERTAIN 2024: 30.24; SUMMER - CERTAIN 2025: 30.24; SUMMER - CERTAIN 2026: 30.24; SUMMER - CERTAIN 2027: 30.24; SUMMER - CERTAIN 2028: 30.24; WINTER - CERTAIN 2018-19: 29.52; WINTER - CERTAIN 2019-20: 29.52; WINTER - CERTAIN 2020-21: 29.52; WINTER - CERTAIN 2021-22: 29.52; WINTER - CERTAIN 2022-23: 29.52; WINTER - CERTAIN 2023-24: 29.52; WINTER - CERTAIN 2024-25: 29.52; WINTER - CERTAIN 2025-26: 29.52; WINTER - CERTAIN 2026-27: 29.52; WINTER - CERTAIN 2027-28: 29.52; WINTER - CERTAIN 2028-29: 29.52
Existing | US | 1121250 | 3600 | 3 | MARSFO_MARSFOG3 | Marshall Ford | MARSHALL FORD HYDRO 3 | HY | WAT |  | Hydro | 1941-01-01 |  | 29 | 24.36 | 23.78 | SUMMER - CERTAIN 2018: 24.36; SUMMER - CERTAIN 2019: 24.36; SUMMER - CERTAIN 2020: 24.36; SUMMER - CERTAIN 2021: 24.36; SUMMER - CERTAIN 2022: 24.36; SUMMER - CERTAIN 2023: 24.36; SUMMER - CERTAIN 2024: 24.36; SUMMER - CERTAIN 2025: 24.36; SUMMER - CERTAIN 2026: 24.36; SUMMER - CERTAIN 2027: 24.36; SUMMER - CERTAIN 2028: 24.36; WINTER - CERTAIN 2018-19: 23.78; WINTER - CERTAIN 2019-20: 23.78; WINTER - CERTAIN 2020-21: 23.78; WINTER - CERTAIN 2021-22: 23.78; WINTER - CERTAIN 2022-23: 23.78; WINTER - CERTAIN 2023-24: 23.78; WINTER - CERTAIN 2024-25: 23.78; WINTER - CERTAIN 2025-26: 23.78; WINTER - CERTAIN 2026-27: 23.78; WINTER - CERTAIN 2027-28: 23.78; WINTER - CERTAIN 2028-29: 23.78
Existing | US | 1302241 | 6414 | 1 | WND_WHITNEY1 | Whitney | WHITNEY DAM HYDRO | HY | WAT |  | Hydro | 1953-01-01 |  | 21 | 20.16 | 19.68 | SUMMER - CERTAIN 2018: 20.16; SUMMER - CERTAIN 2019: 20.16; SUMMER - CERTAIN 2020: 20.16; SUMMER - CERTAIN 2021: 20.16; SUMMER - CERTAIN 2022: 20.16; SUMMER - CERTAIN 2023: 20.16; SUMMER - CERTAIN 2024: 20.16; SUMMER - CERTAIN 2025: 20.16; SUMMER - CERTAIN 2026: 20.16; SUMMER - CERTAIN 2027: 20.16; SUMMER - CERTAIN 2028: 20.16; WINTER - CERTAIN 2018-19: 19.68; WINTER - CERTAIN 2019-20: 19.68; WINTER - CERTAIN 2020-21: 19.68; WINTER - CERTAIN 2021-22: 19.68; WINTER - CERTAIN 2022-23: 19.68; WINTER - CERTAIN 2023-24: 19.68; WINTER - CERTAIN 2024-25: 19.68; WINTER - CERTAIN 2025-26: 19.68; WINTER - CERTAIN 2026-27: 19.68; WINTER - CERTAIN 2027-28: 19.68; WINTER - CERTAIN 2028-29: 19.68
Existing | US | 1126458 | 6414 | 2 | WND_WHITNEY2 | Whitney | WHITNEY DAM HYDRO 2 | HY | WAT |  | Hydro | 1953-01-01 |  | 21 | 20.16 | 19.68 | SUMMER - CERTAIN 2018: 20.16; SUMMER - CERTAIN 2019: 20.16; SUMMER - CERTAIN 2020: 20.16; SUMMER - CERTAIN 2021: 20.16; SUMMER - CERTAIN 2022: 20.16; SUMMER - CERTAIN 2023: 20.16; SUMMER - CERTAIN 2024: 20.16; SUMMER - CERTAIN 2025: 20.16; SUMMER - CERTAIN 2026: 20.16; SUMMER - CERTAIN 2027: 20.16; SUMMER - CERTAIN 2028: 20.16; WINTER - CERTAIN 2018-19: 19.68; WINTER - CERTAIN 2019-20: 19.68; WINTER - CERTAIN 2020-21: 19.68; WINTER - CERTAIN 2021-22: 19.68; WINTER - CERTAIN 2022-23: 19.68; WINTER - CERTAIN 2023-24: 19.68; WINTER - CERTAIN 2024-25: 19.68; WINTER - CERTAIN 2025-26: 19.68; WINTER - CERTAIN 2026-27: 19.68; WINTER - CERTAIN 2027-28: 19.68; WINTER - CERTAIN 2028-29: 19.68
Existing | US | 1020393 |  | 0 | DG_OAKHL_1UNIT |  | ARLINGTON OUTLET HYDROELECTRIC FACILITY | HY | WAT |  | Hydro | 2014-01-21 |  | 1.4 | 1.176 | 1.148 | SUMMER - CERTAIN 2018: 1.176; SUMMER - CERTAIN 2019: 1.176; SUMMER - CERTAIN 2020: 1.176; SUMMER - CERTAIN 2021: 1.176; SUMMER - CERTAIN 2022: 1.176; SUMMER - CERTAIN 2023: 1.176; SUMMER - CERTAIN 2024: 1.176; SUMMER - CERTAIN 2025: 1.176; SUMMER - CERTAIN 2026: 1.176; SUMMER - CERTAIN 2027: 1.176; SUMMER - CERTAIN 2028: 1.176; WINTER - CERTAIN 2018-19: 1.148; WINTER - CERTAIN 2019-20: 1.148; WINTER - CERTAIN 2020-21: 1.148; WINTER - CERTAIN 2021-22: 1.148; WINTER - CERTAIN 2022-23: 1.148; WINTER - CERTAIN 2023-24: 1.148; WINTER - CERTAIN 2024-25: 1.148; WINTER - CERTAIN 2025-26: 1.148; WINTER - CERTAIN 2026-27: 1.148; WINTER - CERTAIN 2027-28: 1.148; WINTER - CERTAIN 2028-29: 1.148
Existing | US | 1936386 | 3437 | 42372 | DG_EAGLE_HY_EAGLE_HY1 | Eagle Pass | EAGLE PASS HYDRO | HY | WAT |  | Hydro | 2005-12-22 |  | 9.6 | 8.064 | 7.872 | SUMMER - CERTAIN 2018: 8.064; SUMMER - CERTAIN 2019: 8.064; SUMMER - CERTAIN 2020: 8.064; SUMMER - CERTAIN 2021: 8.064; SUMMER - CERTAIN 2022: 8.064; SUMMER - CERTAIN 2023: 8.064; SUMMER - CERTAIN 2024: 8.064; SUMMER - CERTAIN 2025: 8.064; SUMMER - CERTAIN 2026: 8.064; SUMMER - CERTAIN 2027: 8.064; SUMMER - CERTAIN 2028: 8.064; WINTER - CERTAIN 2018-19: 7.872; WINTER - CERTAIN 2019-20: 7.872; WINTER - CERTAIN 2020-21: 7.872; WINTER - CERTAIN 2021-22: 7.872; WINTER - CERTAIN 2022-23: 7.872; WINTER - CERTAIN 2023-24: 7.872; WINTER - CERTAIN 2024-25: 7.872; WINTER - CERTAIN 2025-26: 7.872; WINTER - CERTAIN 2026-27: 7.872; WINTER - CERTAIN 2027-28: 7.872; WINTER - CERTAIN 2028-29: 7.872
Existing | US | 1860279 | 791 | 42371 | DG_CANYHY_CANYHYG1 | Canyon | GUADALUPE BLANCO RIVER AUTH-CANYON | HY | WAT |  | Hydro | 1989-01-01 |  | 6 | 5.04 | 4.92 | SUMMER - CERTAIN 2018: 5.04; SUMMER - CERTAIN 2019: 5.04; SUMMER - CERTAIN 2020: 5.04; SUMMER - CERTAIN 2021: 5.04; SUMMER - CERTAIN 2022: 5.04; SUMMER - CERTAIN 2023: 5.04; SUMMER - CERTAIN 2024: 5.04; SUMMER - CERTAIN 2025: 5.04; SUMMER - CERTAIN 2026: 5.04; SUMMER - CERTAIN 2027: 5.04; SUMMER - CERTAIN 2028: 5.04; WINTER - CERTAIN 2018-19: 4.92; WINTER - CERTAIN 2019-20: 4.92; WINTER - CERTAIN 2020-21: 4.92; WINTER - CERTAIN 2021-22: 4.92; WINTER - CERTAIN 2022-23: 4.92; WINTER - CERTAIN 2023-24: 4.92; WINTER - CERTAIN 2024-25: 4.92; WINTER - CERTAIN 2025-26: 4.92; WINTER - CERTAIN 2026-27: 4.92; WINTER - CERTAIN 2027-28: 4.92; WINTER - CERTAIN 2028-29: 4.92
Existing | US | 1549730 | 3584 | 1 | DG_LKWDT_2UNITS | H 4 and H 5 | GUADALUPE BLANCO RIVER AUTH-LAKEWOOD TAP | HY | WAT |  | Hydro | 1931-01-01 |  | 4.8 | 4.032 | 3.936 | SUMMER - CERTAIN 2018: 4.032; SUMMER - CERTAIN 2019: 4.032; SUMMER - CERTAIN 2020: 4.032; SUMMER - CERTAIN 2021: 4.032; SUMMER - CERTAIN 2022: 4.032; SUMMER - CERTAIN 2023: 4.032; SUMMER - CERTAIN 2024: 4.032; SUMMER - CERTAIN 2025: 4.032; SUMMER - CERTAIN 2026: 4.032; SUMMER - CERTAIN 2027: 4.032; SUMMER - CERTAIN 2028: 4.032; WINTER - CERTAIN 2018-19: 3.936; WINTER - CERTAIN 2019-20: 3.936; WINTER - CERTAIN 2020-21: 3.936; WINTER - CERTAIN 2021-22: 3.936; WINTER - CERTAIN 2022-23: 3.936; WINTER - CERTAIN 2023-24: 3.936; WINTER - CERTAIN 2024-25: 3.936; WINTER - CERTAIN 2025-26: 3.936; WINTER - CERTAIN 2026-27: 3.936; WINTER - CERTAIN 2027-28: 3.936; WINTER - CERTAIN 2028-29: 3.936
Existing | US | 1760780 | 3581 | 3585-6 | DG_MCQUE_5UNITS | DG_MCQUE_5UNITS | GUADALUPE BLANCO RIVER AUTH-MCQUEENEY | HY | WAT |  | Hydro | 1928-01-01 |  | 7.7 | 6.468 | 6.314 | SUMMER - CERTAIN 2018: 6.468; SUMMER - CERTAIN 2019: 6.468; SUMMER - CERTAIN 2020: 6.468; SUMMER - CERTAIN 2021: 6.468; SUMMER - CERTAIN 2022: 6.468; SUMMER - CERTAIN 2023: 6.468; SUMMER - CERTAIN 2024: 6.468; SUMMER - CERTAIN 2025: 6.468; SUMMER - CERTAIN 2026: 6.468; SUMMER - CERTAIN 2027: 6.468; SUMMER - CERTAIN 2028: 6.468; WINTER - CERTAIN 2018-19: 6.314; WINTER - CERTAIN 2019-20: 6.314; WINTER - CERTAIN 2020-21: 6.314; WINTER - CERTAIN 2021-22: 6.314; WINTER - CERTAIN 2022-23: 6.314; WINTER - CERTAIN 2023-24: 6.314; WINTER - CERTAIN 2024-25: 6.314; WINTER - CERTAIN 2025-26: 6.314; WINTER - CERTAIN 2026-27: 6.314; WINTER - CERTAIN 2027-28: 6.314; WINTER - CERTAIN 2028-29: 6.314
Existing | US | 1522563 | 3582 | 42371 | DG_SCHUM_2UNITS | Dunlap TP 1 | GUADALUPE BLANCO RIVER AUTH-SCHUMANSVILLE | HY | WAT |  | Hydro | 1928-01-01 |  | 3.6 | 3.024 | 2.952 | SUMMER - CERTAIN 2018: 3.024; SUMMER - CERTAIN 2019: 3.024; SUMMER - CERTAIN 2020: 3.024; SUMMER - CERTAIN 2021: 3.024; SUMMER - CERTAIN 2022: 3.024; SUMMER - CERTAIN 2023: 3.024; SUMMER - CERTAIN 2024: 3.024; SUMMER - CERTAIN 2025: 3.024; SUMMER - CERTAIN 2026: 3.024; SUMMER - CERTAIN 2027: 3.024; SUMMER - CERTAIN 2028: 3.024; WINTER - CERTAIN 2018-19: 2.952; WINTER - CERTAIN 2019-20: 2.952; WINTER - CERTAIN 2020-21: 2.952; WINTER - CERTAIN 2021-22: 2.952; WINTER - CERTAIN 2022-23: 2.952; WINTER - CERTAIN 2023-24: 2.952; WINTER - CERTAIN 2024-25: 2.952; WINTER - CERTAIN 2025-26: 2.952; WINTER - CERTAIN 2026-27: 2.952; WINTER - CERTAIN 2027-28: 2.952; WINTER - CERTAIN 2028-29: 2.952
Existing | US | 1725045 | 794 | 1 | DG_LWSVL_1UNIT | Lewisville | LEWISVILLE HYDRO-CITY OF GARLAND | HY | WAT |  | Hydro | 1991-01-01 |  | 2.2 | 1.848 | 1.804 | SUMMER - CERTAIN 2018: 1.848; SUMMER - CERTAIN 2019: 1.848; SUMMER - CERTAIN 2020: 1.848; SUMMER - CERTAIN 2021: 1.848; SUMMER - CERTAIN 2022: 1.848; SUMMER - CERTAIN 2023: 1.848; SUMMER - CERTAIN 2024: 1.848; SUMMER - CERTAIN 2025: 1.848; SUMMER - CERTAIN 2026: 1.848; SUMMER - CERTAIN 2027: 1.848; SUMMER - CERTAIN 2028: 1.848; WINTER - CERTAIN 2018-19: 1.804; WINTER - CERTAIN 2019-20: 1.804; WINTER - CERTAIN 2020-21: 1.804; WINTER - CERTAIN 2021-22: 1.804; WINTER - CERTAIN 2022-23: 1.804; WINTER - CERTAIN 2023-24: 1.804; WINTER - CERTAIN 2024-25: 1.804; WINTER - CERTAIN 2025-26: 1.804; WINTER - CERTAIN 2026-27: 1.804; WINTER - CERTAIN 2027-28: 1.804; WINTER - CERTAIN 2028-29: 1.804
Existing | US |  | 57865 | 0 | AEEC_ANTLP_1 |  | ANTELOPE IC 1 | IC | NG |  | Natural Gas and Other Gases | 2016-06-07 |  | 56.04 | 54.6 | 56 | SUMMER - CERTAIN 2018: 54.6; SUMMER - CERTAIN 2019: 54.6; SUMMER - CERTAIN 2020: 54.6; SUMMER - CERTAIN 2021: 54.6; SUMMER - CERTAIN 2022: 54.6; SUMMER - CERTAIN 2023: 54.6; SUMMER - CERTAIN 2024: 54.6; SUMMER - CERTAIN 2025: 54.6; SUMMER - CERTAIN 2026: 54.6; SUMMER - CERTAIN 2027: 54.6; SUMMER - CERTAIN 2028: 54.6; WINTER - CERTAIN 2018-19: 56; WINTER - CERTAIN 2019-20: 56; WINTER - CERTAIN 2020-21: 56; WINTER - CERTAIN 2021-22: 56; WINTER - CERTAIN 2022-23: 56; WINTER - CERTAIN 2023-24: 56; WINTER - CERTAIN 2024-25: 56; WINTER - CERTAIN 2025-26: 56; WINTER - CERTAIN 2026-27: 56; WINTER - CERTAIN 2027-28: 56; WINTER - CERTAIN 2028-29: 56 | This unit is classified as an exporting switchable unit. It is reflected as an export in Form C. However, to avoid double-counting, the capacity is also included in Form B.
Existing | US |  | 57865 | 0 | AEEC_ANTLP_2 |  | ANTELOPE IC 2 | IC | NG |  | Natural Gas and Other Gases | 2016-06-07 |  | 56.04 | 54.6 | 56 | SUMMER - CERTAIN 2018: 54.6; SUMMER - CERTAIN 2019: 54.6; SUMMER - CERTAIN 2020: 54.6; SUMMER - CERTAIN 2021: 54.6; SUMMER - CERTAIN 2022: 54.6; SUMMER - CERTAIN 2023: 54.6; SUMMER - CERTAIN 2024: 54.6; SUMMER - CERTAIN 2025: 54.6; SUMMER - CERTAIN 2026: 54.6; SUMMER - CERTAIN 2027: 54.6; SUMMER - CERTAIN 2028: 54.6; WINTER - CERTAIN 2018-19: 56; WINTER - CERTAIN 2019-20: 56; WINTER - CERTAIN 2020-21: 56; WINTER - CERTAIN 2021-22: 56; WINTER - CERTAIN 2022-23: 56; WINTER - CERTAIN 2023-24: 56; WINTER - CERTAIN 2024-25: 56; WINTER - CERTAIN 2025-26: 56; WINTER - CERTAIN 2026-27: 56; WINTER - CERTAIN 2027-28: 56; WINTER - CERTAIN 2028-29: 56 | This unit is classified as an exporting switchable unit. It is reflected as an export in Form C. However, to avoid double-counting, the capacity is also included in Form B.
Existing | US |  | 57865 | 0 | AEEC_ANTLP_3 |  | ANTELOPE IC 3 | IC | NG |  | Natural Gas and Other Gases | 2016-06-07 |  | 56.04 | 54.6 | 56 | SUMMER - CERTAIN 2018: 54.6; SUMMER - CERTAIN 2019: 54.6; SUMMER - CERTAIN 2020: 54.6; SUMMER - CERTAIN 2021: 54.6; SUMMER - CERTAIN 2022: 54.6; SUMMER - CERTAIN 2023: 54.6; SUMMER - CERTAIN 2024: 54.6; SUMMER - CERTAIN 2025: 54.6; SUMMER - CERTAIN 2026: 54.6; SUMMER - CERTAIN 2027: 54.6; SUMMER - CERTAIN 2028: 54.6; WINTER - CERTAIN 2018-19: 56; WINTER - CERTAIN 2019-20: 56; WINTER - CERTAIN 2020-21: 56; WINTER - CERTAIN 2021-22: 56; WINTER - CERTAIN 2022-23: 56; WINTER - CERTAIN 2023-24: 56; WINTER - CERTAIN 2024-25: 56; WINTER - CERTAIN 2025-26: 56; WINTER - CERTAIN 2026-27: 56; WINTER - CERTAIN 2027-28: 56; WINTER - CERTAIN 2028-29: 56 | This unit is classified as an exporting switchable unit. It is reflected as an export in Form C. However, to avoid double-counting, the capacity is also included in Form B.
Existing | US |  | 58835 | 0 | AEEC_ELK_1 |  | ELK STATION CTG 1 | GT | NG |  | Natural Gas and Other Gases | 2016-06-07 |  | 202 | 190 | 195 | SUMMER - CERTAIN 2018: 190; SUMMER - CERTAIN 2019: 190; SUMMER - CERTAIN 2020: 190; SUMMER - CERTAIN 2021: 190; SUMMER - CERTAIN 2022: 190; SUMMER - CERTAIN 2023: 190; SUMMER - CERTAIN 2024: 190; SUMMER - CERTAIN 2025: 190; SUMMER - CERTAIN 2026: 190; SUMMER - CERTAIN 2027: 190; SUMMER - CERTAIN 2028: 190; WINTER - CERTAIN 2018-19: 195; WINTER - CERTAIN 2019-20: 195; WINTER - CERTAIN 2020-21: 195; WINTER - CERTAIN 2021-22: 195; WINTER - CERTAIN 2022-23: 195; WINTER - CERTAIN 2023-24: 195; WINTER - CERTAIN 2024-25: 195; WINTER - CERTAIN 2025-26: 195; WINTER - CERTAIN 2026-27: 195; WINTER - CERTAIN 2027-28: 195; WINTER - CERTAIN 2028-29: 195 | This unit is classified as an exporting switchable unit. It is reflected as an export in Form C. However, to avoid double-counting, the capacity is also included in Form B.
Existing | US |  | 58835 | 0 | AEEC_ELK_2 |  | ELK STATION CTG 2 | GT | NG |  | Natural Gas and Other Gases | 2016-06-07 |  | 202 | 190 | 195 | SUMMER - CERTAIN 2018: 190; SUMMER - CERTAIN 2019: 190; SUMMER - CERTAIN 2020: 190; SUMMER - CERTAIN 2021: 190; SUMMER - CERTAIN 2022: 190; SUMMER - CERTAIN 2023: 190; SUMMER - CERTAIN 2024: 190; SUMMER - CERTAIN 2025: 190; SUMMER - CERTAIN 2026: 190; SUMMER - CERTAIN 2027: 190; SUMMER - CERTAIN 2028: 190; WINTER - CERTAIN 2018-19: 195; WINTER - CERTAIN 2019-20: 195; WINTER - CERTAIN 2020-21: 195; WINTER - CERTAIN 2021-22: 195; WINTER - CERTAIN 2022-23: 195; WINTER - CERTAIN 2023-24: 195; WINTER - CERTAIN 2024-25: 195; WINTER - CERTAIN 2025-26: 195; WINTER - CERTAIN 2026-27: 195; WINTER - CERTAIN 2027-28: 195; WINTER - CERTAIN 2028-29: 195 | This unit is classified as an exporting switchable unit. It is reflected as an export in Form C. However, to avoid double-counting, the capacity is also included in Form B.
Existing | US | 1372482 | 55062 | GTG1 | FTR_FTR_G1 | Tenaska Frontier Generation St | TENASKA FRONTIER STATION CTG 1 | CT | NG |  | Natural Gas and Other Gases | 2000-09-17 |  | 185 | 160 | 180 | SUMMER - CERTAIN 2018: 160; SUMMER - CERTAIN 2019: 160; SUMMER - CERTAIN 2020: 160; SUMMER - CERTAIN 2021: 160; SUMMER - CERTAIN 2022: 160; SUMMER - CERTAIN 2023: 160; SUMMER - CERTAIN 2024: 160; SUMMER - CERTAIN 2025: 160; SUMMER - CERTAIN 2026: 160; SUMMER - CERTAIN 2027: 160; SUMMER - CERTAIN 2028: 160; WINTER - CERTAIN 2018-19: 180; WINTER - CERTAIN 2019-20: 180; WINTER - CERTAIN 2020-21: 180; WINTER - CERTAIN 2021-22: 180; WINTER - CERTAIN 2022-23: 180; WINTER - CERTAIN 2023-24: 180; WINTER - CERTAIN 2024-25: 180; WINTER - CERTAIN 2025-26: 180; WINTER - CERTAIN 2026-27: 180; WINTER - CERTAIN 2027-28: 180; WINTER - CERTAIN 2028-29: 180
Existing | US | 1754480 | 55062 | GTG2 | FTR_FTR_G2 | Tenaska Frontier Generation St | TENASKA FRONTIER STATION CTG 2 | CT | NG |  | Natural Gas and Other Gases | 2000-09-17 |  | 185 | 160 | 180 | SUMMER - CERTAIN 2018: 160; SUMMER - CERTAIN 2019: 160; SUMMER - CERTAIN 2020: 160; SUMMER - CERTAIN 2021: 160; SUMMER - CERTAIN 2022: 160; SUMMER - CERTAIN 2023: 160; SUMMER - CERTAIN 2024: 160; SUMMER - CERTAIN 2025: 160; SUMMER - CERTAIN 2026: 160; SUMMER - CERTAIN 2027: 160; SUMMER - CERTAIN 2028: 160; WINTER - CERTAIN 2018-19: 180; WINTER - CERTAIN 2019-20: 180; WINTER - CERTAIN 2020-21: 180; WINTER - CERTAIN 2021-22: 180; WINTER - CERTAIN 2022-23: 180; WINTER - CERTAIN 2023-24: 180; WINTER - CERTAIN 2024-25: 180; WINTER - CERTAIN 2025-26: 180; WINTER - CERTAIN 2026-27: 180; WINTER - CERTAIN 2027-28: 180; WINTER - CERTAIN 2028-29: 180
Existing | US | 1438257 | 55062 | GTG3 | FTR_FTR_G3 | Tenaska Frontier Generation St | TENASKA FRONTIER STATION CTG 3 | CT | NG |  | Natural Gas and Other Gases | 2000-09-17 |  | 185 | 160 | 180 | SUMMER - CERTAIN 2018: 160; SUMMER - CERTAIN 2019: 160; SUMMER - CERTAIN 2020: 160; SUMMER - CERTAIN 2021: 160; SUMMER - CERTAIN 2022: 160; SUMMER - CERTAIN 2023: 160; SUMMER - CERTAIN 2024: 160; SUMMER - CERTAIN 2025: 160; SUMMER - CERTAIN 2026: 160; SUMMER - CERTAIN 2027: 160; SUMMER - CERTAIN 2028: 160; WINTER - CERTAIN 2018-19: 180; WINTER - CERTAIN 2019-20: 180; WINTER - CERTAIN 2020-21: 180; WINTER - CERTAIN 2021-22: 180; WINTER - CERTAIN 2022-23: 180; WINTER - CERTAIN 2023-24: 180; WINTER - CERTAIN 2024-25: 180; WINTER - CERTAIN 2025-26: 180; WINTER - CERTAIN 2026-27: 180; WINTER - CERTAIN 2027-28: 180; WINTER - CERTAIN 2028-29: 180
Existing | US | 1585108 | 55062 | STG1 | FTR_FTR_G4 | Tenaska Frontier Generation St | TENASKA FRONTIER STATION STG 4 | CA | NG |  | Natural Gas and Other Gases | 2000-09-17 |  | 400 | 400 | 400 | SUMMER - CERTAIN 2018: 400; SUMMER - CERTAIN 2019: 400; SUMMER - CERTAIN 2020: 400; SUMMER - CERTAIN 2021: 400; SUMMER - CERTAIN 2022: 400; SUMMER - CERTAIN 2023: 400; SUMMER - CERTAIN 2024: 400; SUMMER - CERTAIN 2025: 400; SUMMER - CERTAIN 2026: 400; SUMMER - CERTAIN 2027: 400; SUMMER - CERTAIN 2028: 400; WINTER - CERTAIN 2018-19: 400; WINTER - CERTAIN 2019-20: 400; WINTER - CERTAIN 2020-21: 400; WINTER - CERTAIN 2021-22: 400; WINTER - CERTAIN 2022-23: 400; WINTER - CERTAIN 2023-24: 400; WINTER - CERTAIN 2024-25: 400; WINTER - CERTAIN 2025-26: 400; WINTER - CERTAIN 2026-27: 400; WINTER - CERTAIN 2027-28: 400; WINTER - CERTAIN 2028-29: 400
Existing | US | 1920261 | 55132 | CTG1 | TGCCS_CT1 | Tenaska Gateway | TENASKA GATEWAY STATION CTG 1 | CT | NG |  | Natural Gas and Other Gases | 2001-07-21 |  | 179 | 156 | 162 | SUMMER - CERTAIN 2018: 156; SUMMER - CERTAIN 2019: 156; SUMMER - CERTAIN 2020: 156; SUMMER - CERTAIN 2021: 156; SUMMER - CERTAIN 2022: 156; SUMMER - CERTAIN 2023: 156; SUMMER - CERTAIN 2024: 156; SUMMER - CERTAIN 2025: 156; SUMMER - CERTAIN 2026: 156; SUMMER - CERTAIN 2027: 156; SUMMER - CERTAIN 2028: 156; WINTER - CERTAIN 2018-19: 162; WINTER - CERTAIN 2019-20: 162; WINTER - CERTAIN 2020-21: 162; WINTER - CERTAIN 2021-22: 162; WINTER - CERTAIN 2022-23: 162; WINTER - CERTAIN 2023-24: 162; WINTER - CERTAIN 2024-25: 162; WINTER - CERTAIN 2025-26: 162; WINTER - CERTAIN 2026-27: 162; WINTER - CERTAIN 2027-28: 162; WINTER - CERTAIN 2028-29: 162
Existing | US | 1084219 | 55132 | CTG2 | TGCCS_CT2 | Tenaska Gateway | TENASKA GATEWAY STATION CTG 2 | CT | NG |  | Natural Gas and Other Gases | 2001-07-21 |  | 179 | 135 | 179 | SUMMER - CERTAIN 2018: 135; SUMMER - CERTAIN 2019: 135; SUMMER - CERTAIN 2020: 135; SUMMER - CERTAIN 2021: 135; SUMMER - CERTAIN 2022: 135; SUMMER - CERTAIN 2023: 135; SUMMER - CERTAIN 2024: 135; SUMMER - CERTAIN 2025: 135; SUMMER - CERTAIN 2026: 135; SUMMER - CERTAIN 2027: 135; SUMMER - CERTAIN 2028: 135; WINTER - CERTAIN 2018-19: 179; WINTER - CERTAIN 2019-20: 179; WINTER - CERTAIN 2020-21: 179; WINTER - CERTAIN 2021-22: 179; WINTER - CERTAIN 2022-23: 179; WINTER - CERTAIN 2023-24: 179; WINTER - CERTAIN 2024-25: 179; WINTER - CERTAIN 2025-26: 179; WINTER - CERTAIN 2026-27: 179; WINTER - CERTAIN 2027-28: 179; WINTER - CERTAIN 2028-29: 179
Existing | US | 1960567 | 55132 | CTG3 | TGCCS_CT3 | Tenaska Gateway | TENASKA GATEWAY STATION CTG 3 | CT | NG |  | Natural Gas and Other Gases | 2001-07-21 |  | 179 | 153 | 178 | SUMMER - CERTAIN 2018: 153; SUMMER - CERTAIN 2019: 153; SUMMER - CERTAIN 2020: 153; SUMMER - CERTAIN 2021: 153; SUMMER - CERTAIN 2022: 153; SUMMER - CERTAIN 2023: 153; SUMMER - CERTAIN 2024: 153; SUMMER - CERTAIN 2025: 153; SUMMER - CERTAIN 2026: 153; SUMMER - CERTAIN 2027: 153; SUMMER - CERTAIN 2028: 153; WINTER - CERTAIN 2018-19: 178; WINTER - CERTAIN 2019-20: 178; WINTER - CERTAIN 2020-21: 178; WINTER - CERTAIN 2021-22: 178; WINTER - CERTAIN 2022-23: 178; WINTER - CERTAIN 2023-24: 178; WINTER - CERTAIN 2024-25: 178; WINTER - CERTAIN 2025-26: 178; WINTER - CERTAIN 2026-27: 178; WINTER - CERTAIN 2027-28: 178; WINTER - CERTAIN 2028-29: 178
Existing | US | 1417061 | 55132 | STG1 | TGCCS_UNIT4 | Tenaska Gateway | TENASKA GATEWAY STATION STG 4 | CT | NG |  | Natural Gas and Other Gases | 2001-07-21 |  | 402 | 402 | 389 | SUMMER - CERTAIN 2018: 402; SUMMER - CERTAIN 2019: 402; SUMMER - CERTAIN 2020: 402; SUMMER - CERTAIN 2021: 402; SUMMER - CERTAIN 2022: 402; SUMMER - CERTAIN 2023: 402; SUMMER - CERTAIN 2024: 402; SUMMER - CERTAIN 2025: 402; SUMMER - CERTAIN 2026: 402; SUMMER - CERTAIN 2027: 402; SUMMER - CERTAIN 2028: 402; WINTER - CERTAIN 2018-19: 389; WINTER - CERTAIN 2019-20: 389; WINTER - CERTAIN 2020-21: 389; WINTER - CERTAIN 2021-22: 389; WINTER - CERTAIN 2022-23: 389; WINTER - CERTAIN 2023-24: 389; WINTER - CERTAIN 2024-25: 389; WINTER - CERTAIN 2025-26: 389; WINTER - CERTAIN 2026-27: 389; WINTER - CERTAIN 2027-28: 389; WINTER - CERTAIN 2028-29: 389
Existing | US | 1360819 | 58000 | ANA | ANACACHO_ANA | Anacacho Wind Farm | ANACACHO WIND | WT | WND |  | Wind | 2012-12-01 |  | 99.83 | 13.972 | 19.96 | SUMMER - CERTAIN 2018: 13.972; SUMMER - CERTAIN 2019: 13.972; SUMMER - CERTAIN 2020: 13.972; SUMMER - CERTAIN 2021: 13.972; SUMMER - CERTAIN 2022: 13.972; SUMMER - CERTAIN 2023: 13.972; SUMMER - CERTAIN 2024: 13.972; SUMMER - CERTAIN 2025: 13.972; SUMMER - CERTAIN 2026: 13.972; SUMMER - CERTAIN 2027: 13.972; SUMMER - CERTAIN 2028: 13.972; WINTER - CERTAIN 2018-19: 19.96; WINTER - CERTAIN 2019-20: 19.96; WINTER - CERTAIN 2020-21: 19.96; WINTER - CERTAIN 2021-22: 19.96; WINTER - CERTAIN 2022-23: 19.96; WINTER - CERTAIN 2023-24: 19.96; WINTER - CERTAIN 2024-25: 19.96; WINTER - CERTAIN 2025-26: 19.96; WINTER - CERTAIN 2026-27: 19.96; WINTER - CERTAIN 2027-28: 19.96; WINTER - CERTAIN 2028-29: 19.96
Existing | US | 1040924 | 57156 | BC | BRTSW_BCW1 | Barton Chapel Wind Farm | BARTON CHAPEL WIND | WT | WND |  | Wind | 2007-12-01 |  | 120 | 16.8 | 24 | SUMMER - CERTAIN 2018: 16.8; SUMMER - CERTAIN 2019: 16.8; SUMMER - CERTAIN 2020: 16.8; SUMMER - CERTAIN 2021: 16.8; SUMMER - CERTAIN 2022: 16.8; SUMMER - CERTAIN 2023: 16.8; SUMMER - CERTAIN 2024: 16.8; SUMMER - CERTAIN 2025: 16.8; SUMMER - CERTAIN 2026: 16.8; SUMMER - CERTAIN 2027: 16.8; SUMMER - CERTAIN 2028: 16.8; WINTER - CERTAIN 2018-19: 24; WINTER - CERTAIN 2019-20: 24; WINTER - CERTAIN 2020-21: 24; WINTER - CERTAIN 2021-22: 24; WINTER - CERTAIN 2022-23: 24; WINTER - CERTAIN 2023-24: 24; WINTER - CERTAIN 2024-25: 24; WINTER - CERTAIN 2025-26: 24; WINTER - CERTAIN 2026-27: 24; WINTER - CERTAIN 2027-28: 24; WINTER - CERTAIN 2028-29: 24
Existing | US | 1525415 | 58372 | GEN1 | BLSUMMIT_BLSMT1_5 | Blue Summit Wind LLC | BLUE SUMMIT WIND 5 | WT | WND |  | Wind | 2013-12-16 |  | 13.8 | 1.823 | 2.99 | SUMMER - CERTAIN 2018: 1.26; SUMMER - CERTAIN 2019: 1.823; SUMMER - CERTAIN 2020: 1.823; SUMMER - CERTAIN 2021: 1.823; SUMMER - CERTAIN 2022: 1.823; SUMMER - CERTAIN 2023: 1.823; SUMMER - CERTAIN 2024: 1.823; SUMMER - CERTAIN 2025: 1.823; SUMMER - CERTAIN 2026: 1.823; SUMMER - CERTAIN 2027: 1.823; SUMMER - CERTAIN 2028: 1.823; WINTER - CERTAIN 2018-19: 1.8; WINTER - CERTAIN 2019-20: 2.99; WINTER - CERTAIN 2020-21: 2.99; WINTER - CERTAIN 2021-22: 2.99; WINTER - CERTAIN 2022-23: 2.99; WINTER - CERTAIN 2023-24: 2.99; WINTER - CERTAIN 2024-25: 2.99; WINTER - CERTAIN 2025-26: 2.99; WINTER - CERTAIN 2026-27: 2.99; WINTER - CERTAIN 2027-28: 2.99; WINTER - CERTAIN 2028-29: 2.99 | re-power for plant in queue
Existing | US | 1605677 | 58372 | GEN1 | BLSUMMIT_BLSMT1_6 | Blue Summit Wind LLC | BLUE SUMMIT WIND 6 | WT | WND |  | Wind | 2013-12-16 |  | 131.2 | 18.519 | 26.27 | SUMMER - CERTAIN 2018: 17.696; SUMMER - CERTAIN 2019: 19; SUMMER - CERTAIN 2020: 19; SUMMER - CERTAIN 2021: 19; SUMMER - CERTAIN 2022: 19; SUMMER - CERTAIN 2023: 19; SUMMER - CERTAIN 2024: 19; SUMMER - CERTAIN 2025: 19; SUMMER - CERTAIN 2026: 19; SUMMER - CERTAIN 2027: 19; SUMMER - CERTAIN 2028: 19; WINTER - CERTAIN 2018-19: 25.28; WINTER - CERTAIN 2019-20: 25.676; WINTER - CERTAIN 2020-21: 25.676; WINTER - CERTAIN 2021-22: 25.676; WINTER - CERTAIN 2022-23: 25.676; WINTER - CERTAIN 2023-24: 25.676; WINTER - CERTAIN 2024-25: 25.676; WINTER - CERTAIN 2025-26: 25.676; WINTER - CERTAIN 2026-27: 25.676; WINTER - CERTAIN 2027-28: 25.676; WINTER - CERTAIN 2028-29: 25.676 | re-power for plant in queue
Existing | US | 1312292 | 57974 | GEN1 | BCATWIND_WIND_1 | Bobcat Bluff Wind Project LLC | BOBCAT BLUFF WIND | WT | WND |  | Wind | 2012-12-19 |  | 162 | 22.68 | 32.4 | SUMMER - CERTAIN 2018: 21; SUMMER - CERTAIN 2019: 23; SUMMER - CERTAIN 2020: 23; SUMMER - CERTAIN 2021: 23; SUMMER - CERTAIN 2022: 23; SUMMER - CERTAIN 2023: 23; SUMMER - CERTAIN 2024: 23; SUMMER - CERTAIN 2025: 23; SUMMER - CERTAIN 2026: 23; SUMMER - CERTAIN 2027: 23; SUMMER - CERTAIN 2028: 23; WINTER - CERTAIN 2018-19: 30; WINTER - CERTAIN 2019-20: 32; WINTER - CERTAIN 2020-21: 32; WINTER - CERTAIN 2021-22: 32; WINTER - CERTAIN 2022-23: 32; WINTER - CERTAIN 2023-24: 32; WINTER - CERTAIN 2024-25: 32; WINTER - CERTAIN 2025-26: 32; WINTER - CERTAIN 2026-27: 32; WINTER - CERTAIN 2027-28: 32; WINTER - CERTAIN 2028-29: 32 | re-power for plant in queue
Existing | US | 1400848 | 59734 | 0 | BRISCOE_WIND |  | BRISCOE WIND | WT | WND |  | Wind | 2015-10-30 |  | 149.8 | 20.972 | 29.96 | SUMMER - CERTAIN 2018: 20.972; SUMMER - CERTAIN 2019: 20.972; SUMMER - CERTAIN 2020: 20.972; SUMMER - CERTAIN 2021: 20.972; SUMMER - CERTAIN 2022: 20.972; SUMMER - CERTAIN 2023: 20.972; SUMMER - CERTAIN 2024: 20.972; SUMMER - CERTAIN 2025: 20.972; SUMMER - CERTAIN 2026: 20.972; SUMMER - CERTAIN 2027: 20.972; SUMMER - CERTAIN 2028: 20.972; WINTER - CERTAIN 2018-19: 29.96; WINTER - CERTAIN 2019-20: 29.96; WINTER - CERTAIN 2020-21: 29.96; WINTER - CERTAIN 2021-22: 29.96; WINTER - CERTAIN 2022-23: 29.96; WINTER - CERTAIN 2023-24: 29.96; WINTER - CERTAIN 2024-25: 29.96; WINTER - CERTAIN 2025-26: 29.96; WINTER - CERTAIN 2026-27: 29.96; WINTER - CERTAIN 2027-28: 29.96; WINTER - CERTAIN 2028-29: 29.96
Existing | US |  | 60983 |  | BUCKTHRN_UNIT1 |  | BUCKTHORN WIND 1 A | WT | WND |  | Wind | 2017-12-11 |  | 44.9 | 6.286 | 8.98 | SUMMER - CERTAIN 2018: 6.286; SUMMER - CERTAIN 2019: 6.286; SUMMER - CERTAIN 2020: 6.286; SUMMER - CERTAIN 2021: 6.286; SUMMER - CERTAIN 2022: 6.286; SUMMER - CERTAIN 2023: 6.286; SUMMER - CERTAIN 2024: 6.286; SUMMER - CERTAIN 2025: 6.286; SUMMER - CERTAIN 2026: 6.286; SUMMER - CERTAIN 2027: 6.286; SUMMER - CERTAIN 2028: 6.286; WINTER - CERTAIN 2018-19: 8.98; WINTER - CERTAIN 2019-20: 8.98; WINTER - CERTAIN 2020-21: 8.98; WINTER - CERTAIN 2021-22: 8.98; WINTER - CERTAIN 2022-23: 8.98; WINTER - CERTAIN 2023-24: 8.98; WINTER - CERTAIN 2024-25: 8.98; WINTER - CERTAIN 2025-26: 8.98; WINTER - CERTAIN 2026-27: 8.98; WINTER - CERTAIN 2027-28: 8.98; WINTER - CERTAIN 2028-29: 8.98
Existing | US |  | 60983 |  | BUCKTHRN_UNIT2 |  | BUCKTHORN WIND 1 B | WT | WND |  | Wind | 2017-12-11 |  | 55.7 | 7.798 | 11.14 | SUMMER - CERTAIN 2018: 7.798; SUMMER - CERTAIN 2019: 7.798; SUMMER - CERTAIN 2020: 7.798; SUMMER - CERTAIN 2021: 7.798; SUMMER - CERTAIN 2022: 7.798; SUMMER - CERTAIN 2023: 7.798; SUMMER - CERTAIN 2024: 7.798; SUMMER - CERTAIN 2025: 7.798; SUMMER - CERTAIN 2026: 7.798; SUMMER - CERTAIN 2027: 7.798; SUMMER - CERTAIN 2028: 7.798; WINTER - CERTAIN 2018-19: 11.14; WINTER - CERTAIN 2019-20: 11.14; WINTER - CERTAIN 2020-21: 11.14; WINTER - CERTAIN 2021-22: 11.14; WINTER - CERTAIN 2022-23: 11.14; WINTER - CERTAIN 2023-24: 11.14; WINTER - CERTAIN 2024-25: 11.14; WINTER - CERTAIN 2025-26: 11.14; WINTER - CERTAIN 2026-27: 11.14; WINTER - CERTAIN 2027-28: 11.14; WINTER - CERTAIN 2028-29: 11.14
Existing | US | 1420141 | 56240 | 1 | BUFF_GAP_UNIT1 | Buffalo Gap Wind Farm | BUFFALO GAP WIND 1 | WT | WND |  | Wind | 2006-04-21 |  | 120.6 | 16.884 | 24.12 | SUMMER - CERTAIN 2018: 16.884; SUMMER - CERTAIN 2019: 16.884; SUMMER - CERTAIN 2020: 16.884; SUMMER - CERTAIN 2021: 16.884; SUMMER - CERTAIN 2022: 16.884; SUMMER - CERTAIN 2023: 16.884; SUMMER - CERTAIN 2024: 16.884; SUMMER - CERTAIN 2025: 16.884; SUMMER - CERTAIN 2026: 16.884; SUMMER - CERTAIN 2027: 16.884; SUMMER - CERTAIN 2028: 16.884; WINTER - CERTAIN 2018-19: 24.12; WINTER - CERTAIN 2019-20: 24.12; WINTER - CERTAIN 2020-21: 24.12; WINTER - CERTAIN 2021-22: 24.12; WINTER - CERTAIN 2022-23: 24.12; WINTER - CERTAIN 2023-24: 24.12; WINTER - CERTAIN 2024-25: 24.12; WINTER - CERTAIN 2025-26: 24.12; WINTER - CERTAIN 2026-27: 24.12; WINTER - CERTAIN 2027-28: 24.12; WINTER - CERTAIN 2028-29: 24.12
Existing | US | 1133741 | 56484 | 1 | BUFF_GAP_UNIT2_1 | Buffalo Gap 2 Wind Farm | BUFFALO GAP WIND 2_1 | WT | WND |  | Wind | 2007-07-01 |  | 115.5 | 16.17 | 23.1 | SUMMER - CERTAIN 2018: 16.17; SUMMER - CERTAIN 2019: 16.17; SUMMER - CERTAIN 2020: 16.17; SUMMER - CERTAIN 2021: 16.17; SUMMER - CERTAIN 2022: 16.17; SUMMER - CERTAIN 2023: 16.17; SUMMER - CERTAIN 2024: 16.17; SUMMER - CERTAIN 2025: 16.17; SUMMER - CERTAIN 2026: 16.17; SUMMER - CERTAIN 2027: 16.17; SUMMER - CERTAIN 2028: 16.17; WINTER - CERTAIN 2018-19: 23.1; WINTER - CERTAIN 2019-20: 23.1; WINTER - CERTAIN 2020-21: 23.1; WINTER - CERTAIN 2021-22: 23.1; WINTER - CERTAIN 2022-23: 23.1; WINTER - CERTAIN 2023-24: 23.1; WINTER - CERTAIN 2024-25: 23.1; WINTER - CERTAIN 2025-26: 23.1; WINTER - CERTAIN 2026-27: 23.1; WINTER - CERTAIN 2027-28: 23.1; WINTER - CERTAIN 2028-29: 23.1
Existing | US | 1833068 | 56484 | 1 | BUFF_GAP_UNIT2_2 | Buffalo Gap 2 Wind Farm | BUFFALO GAP WIND 2_2 | WT | WND |  | Wind | 2007-07-01 |  | 117 | 16.38 | 23.4 | SUMMER - CERTAIN 2018: 16.38; SUMMER - CERTAIN 2019: 16.38; SUMMER - CERTAIN 2020: 16.38; SUMMER - CERTAIN 2021: 16.38; SUMMER - CERTAIN 2022: 16.38; SUMMER - CERTAIN 2023: 16.38; SUMMER - CERTAIN 2024: 16.38; SUMMER - CERTAIN 2025: 16.38; SUMMER - CERTAIN 2026: 16.38; SUMMER - CERTAIN 2027: 16.38; SUMMER - CERTAIN 2028: 16.38; WINTER - CERTAIN 2018-19: 23.4; WINTER - CERTAIN 2019-20: 23.4; WINTER - CERTAIN 2020-21: 23.4; WINTER - CERTAIN 2021-22: 23.4; WINTER - CERTAIN 2022-23: 23.4; WINTER - CERTAIN 2023-24: 23.4; WINTER - CERTAIN 2024-25: 23.4; WINTER - CERTAIN 2025-26: 23.4; WINTER - CERTAIN 2026-27: 23.4; WINTER - CERTAIN 2027-28: 23.4; WINTER - CERTAIN 2028-29: 23.4
Existing | US | 1507657 | 56638 | GEN1 | BUFF_GAP_UNIT3 | Buffalo Gap 3 Wind Farm | BUFFALO GAP WIND 3 | WT | WND |  | Wind | 2008-07-30 |  | 170.2 | 23.828 | 34.04 | SUMMER - CERTAIN 2018: 23.828; SUMMER - CERTAIN 2019: 23.828; SUMMER - CERTAIN 2020: 23.828; SUMMER - CERTAIN 2021: 23.828; SUMMER - CERTAIN 2022: 23.828; SUMMER - CERTAIN 2023: 23.828; SUMMER - CERTAIN 2024: 23.828; SUMMER - CERTAIN 2025: 23.828; SUMMER - CERTAIN 2026: 23.828; SUMMER - CERTAIN 2027: 23.828; SUMMER - CERTAIN 2028: 23.828; WINTER - CERTAIN 2018-19: 34.04; WINTER - CERTAIN 2019-20: 34.04; WINTER - CERTAIN 2020-21: 34.04; WINTER - CERTAIN 2021-22: 34.04; WINTER - CERTAIN 2022-23: 34.04; WINTER - CERTAIN 2023-24: 34.04; WINTER - CERTAIN 2024-25: 34.04; WINTER - CERTAIN 2025-26: 34.04; WINTER - CERTAIN 2026-27: 34.04; WINTER - CERTAIN 2027-28: 34.04; WINTER - CERTAIN 2028-29: 34.04
Existing | US | 1434758 | 56956 | 1 | BULLCRK_WND1 | Bull Creek Wind | BULL CREEK WIND U1 | WT | WND |  | Wind | 2009-05-14 |  | 89 | 12.32 | 17.6 | SUMMER - CERTAIN 2018: 12.32; SUMMER - CERTAIN 2019: 12.32; SUMMER - CERTAIN 2020: 12.32; SUMMER - CERTAIN 2021: 12.32; SUMMER - CERTAIN 2022: 12.32; SUMMER - CERTAIN 2023: 12.32; SUMMER - CERTAIN 2024: 12.32; SUMMER - CERTAIN 2025: 12.32; SUMMER - CERTAIN 2026: 12.32; SUMMER - CERTAIN 2027: 12.32; SUMMER - CERTAIN 2028: 12.32; WINTER - CERTAIN 2018-19: 17.6; WINTER - CERTAIN 2019-20: 17.6; WINTER - CERTAIN 2020-21: 17.6; WINTER - CERTAIN 2021-22: 17.6; WINTER - CERTAIN 2022-23: 17.6; WINTER - CERTAIN 2023-24: 17.6; WINTER - CERTAIN 2024-25: 17.6; WINTER - CERTAIN 2025-26: 17.6; WINTER - CERTAIN 2026-27: 17.6; WINTER - CERTAIN 2027-28: 17.6; WINTER - CERTAIN 2028-29: 17.6
Existing | US | 1600609 | 56956 | 001A | BULLCRK_WND2 | Bull Creek Wind | BULL CREEK WIND U2 | WT | WND |  | Wind | 2009-05-14 |  | 91 | 12.6 | 18 | SUMMER - CERTAIN 2018: 12.6; SUMMER - CERTAIN 2019: 12.6; SUMMER - CERTAIN 2020: 12.6; SUMMER - CERTAIN 2021: 12.6; SUMMER - CERTAIN 2022: 12.6; SUMMER - CERTAIN 2023: 12.6; SUMMER - CERTAIN 2024: 12.6; SUMMER - CERTAIN 2025: 12.6; SUMMER - CERTAIN 2026: 12.6; SUMMER - CERTAIN 2027: 12.6; SUMMER - CERTAIN 2028: 12.6; WINTER - CERTAIN 2018-19: 18; WINTER - CERTAIN 2019-20: 18; WINTER - CERTAIN 2020-21: 18; WINTER - CERTAIN 2021-22: 18; WINTER - CERTAIN 2022-23: 18; WINTER - CERTAIN 2023-24: 18; WINTER - CERTAIN 2024-25: 18; WINTER - CERTAIN 2025-26: 18; WINTER - CERTAIN 2026-27: 18; WINTER - CERTAIN 2027-28: 18; WINTER - CERTAIN 2028-29: 18
Existing | US | 1618195 | 56270 | 1 | CALLAHAN_WND1 | Callahan Divide Wind Energy Center | CALLAHAN WIND | WT | WND |  | Wind | 2004-12-15 |  | 114 | 16 | 22.8 | SUMMER - CERTAIN 2018: 16; SUMMER - CERTAIN 2019: 16; SUMMER - CERTAIN 2020: 16; SUMMER - CERTAIN 2021: 16; SUMMER - CERTAIN 2022: 16; SUMMER - CERTAIN 2023: 16; SUMMER - CERTAIN 2024: 16; SUMMER - CERTAIN 2025: 16; SUMMER - CERTAIN 2026: 16; SUMMER - CERTAIN 2027: 16; SUMMER - CERTAIN 2028: 16; WINTER - CERTAIN 2018-19: 22.8; WINTER - CERTAIN 2019-20: 22.8; WINTER - CERTAIN 2020-21: 22.8; WINTER - CERTAIN 2021-22: 22.8; WINTER - CERTAIN 2022-23: 22.8; WINTER - CERTAIN 2023-24: 22.8; WINTER - CERTAIN 2024-25: 22.8; WINTER - CERTAIN 2025-26: 22.8; WINTER - CERTAIN 2026-27: 22.8; WINTER - CERTAIN 2027-28: 22.8; WINTER - CERTAIN 2028-29: 22.8 | re-power for plant in queue
Existing | US | 1942646 | 56506 | SCW | CSEC_CSECG1 | Scurry County Wind LP | CAMP SPRINGS WIND 1 | WT | WND |  | Wind | 2007-05-26 |  | 130.5 | 18.27 | 26.1 | SUMMER - CERTAIN 2018: 18.27; SUMMER - CERTAIN 2019: 18.27; SUMMER - CERTAIN 2020: 18.27; SUMMER - CERTAIN 2021: 18.27; SUMMER - CERTAIN 2022: 18.27; SUMMER - CERTAIN 2023: 18.27; SUMMER - CERTAIN 2024: 18.27; SUMMER - CERTAIN 2025: 18.27; SUMMER - CERTAIN 2026: 18.27; SUMMER - CERTAIN 2027: 18.27; SUMMER - CERTAIN 2028: 18.27; WINTER - CERTAIN 2018-19: 26.1; WINTER - CERTAIN 2019-20: 26.1; WINTER - CERTAIN 2020-21: 26.1; WINTER - CERTAIN 2021-22: 26.1; WINTER - CERTAIN 2022-23: 26.1; WINTER - CERTAIN 2023-24: 26.1; WINTER - CERTAIN 2024-25: 26.1; WINTER - CERTAIN 2025-26: 26.1; WINTER - CERTAIN 2026-27: 26.1; WINTER - CERTAIN 2027-28: 26.1; WINTER - CERTAIN 2028-29: 26.1
Existing | US | 1081546 | 56775 | 1 | CSEC_CSECG2 | Scurry County Wind II | CAMP SPRINGS WIND 2 | WT | WND |  | Wind | 2007-11-15 |  | 120 | 16.8 | 24 | SUMMER - CERTAIN 2018: 16.8; SUMMER - CERTAIN 2019: 16.8; SUMMER - CERTAIN 2020: 16.8; SUMMER - CERTAIN 2021: 16.8; SUMMER - CERTAIN 2022: 16.8; SUMMER - CERTAIN 2023: 16.8; SUMMER - CERTAIN 2024: 16.8; SUMMER - CERTAIN 2025: 16.8; SUMMER - CERTAIN 2026: 16.8; SUMMER - CERTAIN 2027: 16.8; SUMMER - CERTAIN 2028: 16.8; WINTER - CERTAIN 2018-19: 24; WINTER - CERTAIN 2019-20: 24; WINTER - CERTAIN 2020-21: 24; WINTER - CERTAIN 2021-22: 24; WINTER - CERTAIN 2022-23: 24; WINTER - CERTAIN 2023-24: 24; WINTER - CERTAIN 2024-25: 24; WINTER - CERTAIN 2025-26: 24; WINTER - CERTAIN 2026-27: 24; WINTER - CERTAIN 2027-28: 24; WINTER - CERTAIN 2028-29: 24
Existing | US | 1252486 | 56763 | 2 | CAPRIDGE_CR1 | Capricorn Ridge Wind LLC | CAPRICORN RIDGE WIND 1 | WT | WND |  | Wind | 2007-08-01 |  | 215 | 32.438 | 46.34 | SUMMER - CERTAIN 2018: 32.438; SUMMER - CERTAIN 2019: 32.438; SUMMER - CERTAIN 2020: 32.438; SUMMER - CERTAIN 2021: 32.438; SUMMER - CERTAIN 2022: 32.438; SUMMER - CERTAIN 2023: 32.438; SUMMER - CERTAIN 2024: 32.438; SUMMER - CERTAIN 2025: 32.438; SUMMER - CERTAIN 2026: 32.438; SUMMER - CERTAIN 2027: 32.438; SUMMER - CERTAIN 2028: 32.438; WINTER - CERTAIN 2018-19: 46.34; WINTER - CERTAIN 2019-20: 46.34; WINTER - CERTAIN 2020-21: 46.34; WINTER - CERTAIN 2021-22: 46.34; WINTER - CERTAIN 2022-23: 46.34; WINTER - CERTAIN 2023-24: 46.34; WINTER - CERTAIN 2024-25: 46.34; WINTER - CERTAIN 2025-26: 46.34; WINTER - CERTAIN 2026-27: 46.34; WINTER - CERTAIN 2027-28: 46.34; WINTER - CERTAIN 2028-29: 46.34 | re-power for plant in queue
Existing | US | 1119769 | 56763 | 4 | CAPRIDGE_CR3 | Capricorn Ridge Wind LLC | CAPRICORN RIDGE WIND 3 | WT | WND |  | Wind | 2008-02-15 |  | 186 | 28.126 | 40.18 | SUMMER - CERTAIN 2018: 28.126; SUMMER - CERTAIN 2019: 28.126; SUMMER - CERTAIN 2020: 28.126; SUMMER - CERTAIN 2021: 28.126; SUMMER - CERTAIN 2022: 28.126; SUMMER - CERTAIN 2023: 28.126; SUMMER - CERTAIN 2024: 28.126; SUMMER - CERTAIN 2025: 28.126; SUMMER - CERTAIN 2026: 28.126; SUMMER - CERTAIN 2027: 28.126; SUMMER - CERTAIN 2028: 28.126; WINTER - CERTAIN 2018-19: 40.18; WINTER - CERTAIN 2019-20: 40.18; WINTER - CERTAIN 2020-21: 40.18; WINTER - CERTAIN 2021-22: 40.18; WINTER - CERTAIN 2022-23: 40.18; WINTER - CERTAIN 2023-24: 40.18; WINTER - CERTAIN 2024-25: 40.18; WINTER - CERTAIN 2025-26: 40.18; WINTER - CERTAIN 2026-27: 40.18; WINTER - CERTAIN 2027-28: 40.18; WINTER - CERTAIN 2028-29: 40.18 | re-power for plant in queue
Existing | US | 1177895 | 56763 | 3 | CAPRIDGE_CR2 | Capricorn Ridge Wind LLC | CAPRICORN RIDGE WIND 2 | WT | WND |  | Wind | 2007-08-01 |  | 150 | 20.93 | 29.9 | SUMMER - CERTAIN 2018: 20.93; SUMMER - CERTAIN 2019: 20.93; SUMMER - CERTAIN 2020: 20.93; SUMMER - CERTAIN 2021: 20.93; SUMMER - CERTAIN 2022: 20.93; SUMMER - CERTAIN 2023: 20.93; SUMMER - CERTAIN 2024: 20.93; SUMMER - CERTAIN 2025: 20.93; SUMMER - CERTAIN 2026: 20.93; SUMMER - CERTAIN 2027: 20.93; SUMMER - CERTAIN 2028: 20.93; WINTER - CERTAIN 2018-19: 29.9; WINTER - CERTAIN 2019-20: 29.9; WINTER - CERTAIN 2020-21: 29.9; WINTER - CERTAIN 2021-22: 29.9; WINTER - CERTAIN 2022-23: 29.9; WINTER - CERTAIN 2023-24: 29.9; WINTER - CERTAIN 2024-25: 29.9; WINTER - CERTAIN 2025-26: 29.9; WINTER - CERTAIN 2026-27: 29.9; WINTER - CERTAIN 2027-28: 29.9; WINTER - CERTAIN 2028-29: 29.9 | re-power for plant in queue
Existing | US | 1568270 | 56763 | 1 | CAPRIDG4_CR4 | Capricorn Ridge Wind LLC | CAPRICORN RIDGE WIND 4 | WT | WND |  | Wind | 2008-04-15 |  | 122 | 17.01 | 24.3 | SUMMER - CERTAIN 2018: 17.01; SUMMER - CERTAIN 2019: 17.01; SUMMER - CERTAIN 2020: 17.01; SUMMER - CERTAIN 2021: 17.01; SUMMER - CERTAIN 2022: 17.01; SUMMER - CERTAIN 2023: 17.01; SUMMER - CERTAIN 2024: 17.01; SUMMER - CERTAIN 2025: 17.01; SUMMER - CERTAIN 2026: 17.01; SUMMER - CERTAIN 2027: 17.01; SUMMER - CERTAIN 2028: 17.01; WINTER - CERTAIN 2018-19: 24.3; WINTER - CERTAIN 2019-20: 24.3; WINTER - CERTAIN 2020-21: 24.3; WINTER - CERTAIN 2021-22: 24.3; WINTER - CERTAIN 2022-23: 24.3; WINTER - CERTAIN 2023-24: 24.3; WINTER - CERTAIN 2024-25: 24.3; WINTER - CERTAIN 2025-26: 24.3; WINTER - CERTAIN 2026-27: 24.3; WINTER - CERTAIN 2027-28: 24.3; WINTER - CERTAIN 2028-29: 24.3 | re-power for plant in queue
Existing | US | 1022816 | 57260 | 1 | CEDROHIL_CHW1 | Cedro Hill Wind LLC | CEDRO HILL WIND 1 | WT | WND |  | Wind | 2010-11-23 |  | 75 | 10.5 | 15 | SUMMER - CERTAIN 2018: 10.5; SUMMER - CERTAIN 2019: 10.5; SUMMER - CERTAIN 2020: 10.5; SUMMER - CERTAIN 2021: 10.5; SUMMER - CERTAIN 2022: 10.5; SUMMER - CERTAIN 2023: 10.5; SUMMER - CERTAIN 2024: 10.5; SUMMER - CERTAIN 2025: 10.5; SUMMER - CERTAIN 2026: 10.5; SUMMER - CERTAIN 2027: 10.5; SUMMER - CERTAIN 2028: 10.5; WINTER - CERTAIN 2018-19: 15; WINTER - CERTAIN 2019-20: 15; WINTER - CERTAIN 2020-21: 15; WINTER - CERTAIN 2021-22: 15; WINTER - CERTAIN 2022-23: 15; WINTER - CERTAIN 2023-24: 15; WINTER - CERTAIN 2024-25: 15; WINTER - CERTAIN 2025-26: 15; WINTER - CERTAIN 2026-27: 15; WINTER - CERTAIN 2027-28: 15; WINTER - CERTAIN 2028-29: 15
Existing | US | 1907847 | 57260 | 1 | CEDROHIL_CHW2 | Cedro Hill Wind LLC | CEDRO HILL WIND 2 | WT | WND |  | Wind | 2010-11-23 |  | 75 | 10.5 | 15 | SUMMER - CERTAIN 2018: 10.5; SUMMER - CERTAIN 2019: 10.5; SUMMER - CERTAIN 2020: 10.5; SUMMER - CERTAIN 2021: 10.5; SUMMER - CERTAIN 2022: 10.5; SUMMER - CERTAIN 2023: 10.5; SUMMER - CERTAIN 2024: 10.5; SUMMER - CERTAIN 2025: 10.5; SUMMER - CERTAIN 2026: 10.5; SUMMER - CERTAIN 2027: 10.5; SUMMER - CERTAIN 2028: 10.5; WINTER - CERTAIN 2018-19: 15; WINTER - CERTAIN 2019-20: 15; WINTER - CERTAIN 2020-21: 15; WINTER - CERTAIN 2021-22: 15; WINTER - CERTAIN 2022-23: 15; WINTER - CERTAIN 2023-24: 15; WINTER - CERTAIN 2024-25: 15; WINTER - CERTAIN 2025-26: 15; WINTER - CERTAIN 2026-27: 15; WINTER - CERTAIN 2027-28: 15; WINTER - CERTAIN 2028-29: 15
Existing | US | 1855252 | 56592 | CH1 | CHAMPION_UNIT1 | Champion Wind Farm LLC | CHAMPION WIND | WT | WND |  | Wind | 2008-01-28 |  | 126.5 | 17.71 | 25.3 | SUMMER - CERTAIN 2018: 17.71; SUMMER - CERTAIN 2019: 17.71; SUMMER - CERTAIN 2020: 17.71; SUMMER - CERTAIN 2021: 17.71; SUMMER - CERTAIN 2022: 17.71; SUMMER - CERTAIN 2023: 17.71; SUMMER - CERTAIN 2024: 17.71; SUMMER - CERTAIN 2025: 17.71; SUMMER - CERTAIN 2026: 17.71; SUMMER - CERTAIN 2027: 17.71; SUMMER - CERTAIN 2028: 17.71; WINTER - CERTAIN 2018-19: 25.3; WINTER - CERTAIN 2019-20: 25.3; WINTER - CERTAIN 2020-21: 25.3; WINTER - CERTAIN 2021-22: 25.3; WINTER - CERTAIN 2022-23: 25.3; WINTER - CERTAIN 2023-24: 25.3; WINTER - CERTAIN 2024-25: 25.3; WINTER - CERTAIN 2025-26: 25.3; WINTER - CERTAIN 2026-27: 25.3; WINTER - CERTAIN 2027-28: 25.3; WINTER - CERTAIN 2028-29: 25.3
Existing | US |  | 60210 |  | COTPLNS_COTTONPL |  | COTTON PLAINS WIND | WT | WND |  | Wind | 2016-11-30 |  | 50 | 7.056 | 10.08 | SUMMER - CERTAIN 2018: 7.056; SUMMER - CERTAIN 2019: 7.056; SUMMER - CERTAIN 2020: 7.056; SUMMER - CERTAIN 2021: 7.056; SUMMER - CERTAIN 2022: 7.056; SUMMER - CERTAIN 2023: 7.056; SUMMER - CERTAIN 2024: 7.056; SUMMER - CERTAIN 2025: 7.056; SUMMER - CERTAIN 2026: 7.056; SUMMER - CERTAIN 2027: 7.056; SUMMER - CERTAIN 2028: 7.056; WINTER - CERTAIN 2018-19: 10.08; WINTER - CERTAIN 2019-20: 10.08; WINTER - CERTAIN 2020-21: 10.08; WINTER - CERTAIN 2021-22: 10.08; WINTER - CERTAIN 2022-23: 10.08; WINTER - CERTAIN 2023-24: 10.08; WINTER - CERTAIN 2024-25: 10.08; WINTER - CERTAIN 2025-26: 10.08; WINTER - CERTAIN 2026-27: 10.08; WINTER - CERTAIN 2027-28: 10.08; WINTER - CERTAIN 2028-29: 10.08
Existing | US |  | 60902 |  | DERMOTT_UNIT1 |  | DERMOTT WIND 1_1 | WT | WND |  | Wind | 2017-08-01 |  | 126.5 | 17.71 | 25.3 | SUMMER - CERTAIN 2018: 17.71; SUMMER - CERTAIN 2019: 17.71; SUMMER - CERTAIN 2020: 17.71; SUMMER - CERTAIN 2021: 17.71; SUMMER - CERTAIN 2022: 17.71; SUMMER - CERTAIN 2023: 17.71; SUMMER - CERTAIN 2024: 17.71; SUMMER - CERTAIN 2025: 17.71; SUMMER - CERTAIN 2026: 17.71; SUMMER - CERTAIN 2027: 17.71; SUMMER - CERTAIN 2028: 17.71; WINTER - CERTAIN 2018-19: 25.3; WINTER - CERTAIN 2019-20: 25.3; WINTER - CERTAIN 2020-21: 25.3; WINTER - CERTAIN 2021-22: 25.3; WINTER - CERTAIN 2022-23: 25.3; WINTER - CERTAIN 2023-24: 25.3; WINTER - CERTAIN 2024-25: 25.3; WINTER - CERTAIN 2025-26: 25.3; WINTER - CERTAIN 2026-27: 25.3; WINTER - CERTAIN 2027-28: 25.3; WINTER - CERTAIN 2028-29: 25.3
Existing | US |  | 60902 |  | DERMOTT_UNIT2 |  | DERMOTT WIND 1_2 | WT | WND |  | Wind | 2017-08-01 |  | 126.5 | 17.71 | 25.3 | SUMMER - CERTAIN 2018: 17.71; SUMMER - CERTAIN 2019: 17.71; SUMMER - CERTAIN 2020: 17.71; SUMMER - CERTAIN 2021: 17.71; SUMMER - CERTAIN 2022: 17.71; SUMMER - CERTAIN 2023: 17.71; SUMMER - CERTAIN 2024: 17.71; SUMMER - CERTAIN 2025: 17.71; SUMMER - CERTAIN 2026: 17.71; SUMMER - CERTAIN 2027: 17.71; SUMMER - CERTAIN 2028: 17.71; WINTER - CERTAIN 2018-19: 25.3; WINTER - CERTAIN 2019-20: 25.3; WINTER - CERTAIN 2020-21: 25.3; WINTER - CERTAIN 2021-22: 25.3; WINTER - CERTAIN 2022-23: 25.3; WINTER - CERTAIN 2023-24: 25.3; WINTER - CERTAIN 2024-25: 25.3; WINTER - CERTAIN 2025-26: 25.3; WINTER - CERTAIN 2026-27: 25.3; WINTER - CERTAIN 2027-28: 25.3; WINTER - CERTAIN 2028-29: 25.3
Existing | US | 1321591 | 55992 | 1 | INDNENR_INDNENR | Desert Sky | DESERT SKY WIND 1 | WT | WND |  | Wind | 2002-01-01 |  | 87.75 | 12.264 | 17.52 | SUMMER - CERTAIN 2018: 12.264; SUMMER - CERTAIN 2019: 12.264; SUMMER - CERTAIN 2020: 12.264; SUMMER - CERTAIN 2021: 12.264; SUMMER - CERTAIN 2022: 12.264; SUMMER - CERTAIN 2023: 12.264; SUMMER - CERTAIN 2024: 12.264; SUMMER - CERTAIN 2025: 12.264; SUMMER - CERTAIN 2026: 12.264; SUMMER - CERTAIN 2027: 12.264; SUMMER - CERTAIN 2028: 12.264; WINTER - CERTAIN 2018-19: 17.52; WINTER - CERTAIN 2019-20: 17.52; WINTER - CERTAIN 2020-21: 17.52; WINTER - CERTAIN 2021-22: 17.52; WINTER - CERTAIN 2022-23: 17.52; WINTER - CERTAIN 2023-24: 17.52; WINTER - CERTAIN 2024-25: 17.52; WINTER - CERTAIN 2025-26: 17.52; WINTER - CERTAIN 2026-27: 17.52; WINTER - CERTAIN 2027-28: 17.52; WINTER - CERTAIN 2028-29: 17.52 | re-power for plant in queue
Existing | US | 1925449 | 55992 | 1 | INDNENR_INDNENR_2 | Desert Sky | DESERT SKY WIND 2 | WT | WND |  | Wind | 2002-01-01 |  | 80.25 | 11.214 | 16.02 | SUMMER - CERTAIN 2018: 11.214; SUMMER - CERTAIN 2019: 11.214; SUMMER - CERTAIN 2020: 11.214; SUMMER - CERTAIN 2021: 11.214; SUMMER - CERTAIN 2022: 11.214; SUMMER - CERTAIN 2023: 11.214; SUMMER - CERTAIN 2024: 11.214; SUMMER - CERTAIN 2025: 11.214; SUMMER - CERTAIN 2026: 11.214; SUMMER - CERTAIN 2027: 11.214; SUMMER - CERTAIN 2028: 11.214; WINTER - CERTAIN 2018-19: 16.02; WINTER - CERTAIN 2019-20: 16.02; WINTER - CERTAIN 2020-21: 16.02; WINTER - CERTAIN 2021-22: 16.02; WINTER - CERTAIN 2022-23: 16.02; WINTER - CERTAIN 2023-24: 16.02; WINTER - CERTAIN 2024-25: 16.02; WINTER - CERTAIN 2025-26: 16.02; WINTER - CERTAIN 2026-27: 16.02; WINTER - CERTAIN 2027-28: 16.02; WINTER - CERTAIN 2028-29: 16.02 | re-power for plant in queue
Existing | US |  | 59068 |  | GRANDVW1_COLA |  | DOUG COLBECK'S CORNER (CONWAY) A | WT | WND |  | Wind | 2016-06-30 |  | 100.2 | 14.028 | 20.04 | SUMMER - CERTAIN 2018: 14.028; SUMMER - CERTAIN 2019: 14.028; SUMMER - CERTAIN 2020: 14.028; SUMMER - CERTAIN 2021: 14.028; SUMMER - CERTAIN 2022: 14.028; SUMMER - CERTAIN 2023: 14.028; SUMMER - CERTAIN 2024: 14.028; SUMMER - CERTAIN 2025: 14.028; SUMMER - CERTAIN 2026: 14.028; SUMMER - CERTAIN 2027: 14.028; SUMMER - CERTAIN 2028: 14.028; WINTER - CERTAIN 2018-19: 20.04; WINTER - CERTAIN 2019-20: 20.04; WINTER - CERTAIN 2020-21: 20.04; WINTER - CERTAIN 2021-22: 20.04; WINTER - CERTAIN 2022-23: 20.04; WINTER - CERTAIN 2023-24: 20.04; WINTER - CERTAIN 2024-25: 20.04; WINTER - CERTAIN 2025-26: 20.04; WINTER - CERTAIN 2026-27: 20.04; WINTER - CERTAIN 2027-28: 20.04; WINTER - CERTAIN 2028-29: 20.04
Existing | US |  | 59068 |  | GRANDVW1_COLB |  | DOUG COLBECK'S CORNER (CONWAY) B | WT | WND |  | Wind | 2016-06-30 |  | 100.2 | 14.028 | 20.04 | SUMMER - CERTAIN 2018: 14.028; SUMMER - CERTAIN 2019: 14.028; SUMMER - CERTAIN 2020: 14.028; SUMMER - CERTAIN 2021: 14.028; SUMMER - CERTAIN 2022: 14.028; SUMMER - CERTAIN 2023: 14.028; SUMMER - CERTAIN 2024: 14.028; SUMMER - CERTAIN 2025: 14.028; SUMMER - CERTAIN 2026: 14.028; SUMMER - CERTAIN 2027: 14.028; SUMMER - CERTAIN 2028: 14.028; WINTER - CERTAIN 2018-19: 20.04; WINTER - CERTAIN 2019-20: 20.04; WINTER - CERTAIN 2020-21: 20.04; WINTER - CERTAIN 2021-22: 20.04; WINTER - CERTAIN 2022-23: 20.04; WINTER - CERTAIN 2023-24: 20.04; WINTER - CERTAIN 2024-25: 20.04; WINTER - CERTAIN 2025-26: 20.04; WINTER - CERTAIN 2026-27: 20.04; WINTER - CERTAIN 2027-28: 20.04; WINTER - CERTAIN 2028-29: 20.04
Existing | US | 1560307 | 56783 | 1 | ELB_ELBCREEK | Elbow Creek Wind Project LLC | ELBOW CREEK WIND | WT | WND |  | Wind | 2008-11-21 |  | 122 | 17 | 24 | SUMMER - CERTAIN 2018: 16.618; SUMMER - CERTAIN 2019: 17; SUMMER - CERTAIN 2020: 17; SUMMER - CERTAIN 2021: 17; SUMMER - CERTAIN 2022: 17; SUMMER - CERTAIN 2023: 17; SUMMER - CERTAIN 2024: 17; SUMMER - CERTAIN 2025: 17; SUMMER - CERTAIN 2026: 17; SUMMER - CERTAIN 2027: 17; SUMMER - CERTAIN 2028: 17; WINTER - CERTAIN 2018-19: 23.74; WINTER - CERTAIN 2019-20: 24; WINTER - CERTAIN 2020-21: 24; WINTER - CERTAIN 2021-22: 24; WINTER - CERTAIN 2022-23: 24; WINTER - CERTAIN 2023-24: 24; WINTER - CERTAIN 2024-25: 24; WINTER - CERTAIN 2025-26: 24; WINTER - CERTAIN 2026-27: 24; WINTER - CERTAIN 2027-28: 24; WINTER - CERTAIN 2028-29: 24 | re-power for plant in queue
Existing | US |  | 60338 |  | DIGBY_UNIT1 |  | ELECTRA WIND 1 | WT | WND |  | Wind | 2017-01-31 |  | 98.9 | 13.846 | 19.78 | SUMMER - CERTAIN 2018: 13.846; SUMMER - CERTAIN 2019: 13.846; SUMMER - CERTAIN 2020: 13.846; SUMMER - CERTAIN 2021: 13.846; SUMMER - CERTAIN 2022: 13.846; SUMMER - CERTAIN 2023: 13.846; SUMMER - CERTAIN 2024: 13.846; SUMMER - CERTAIN 2025: 13.846; SUMMER - CERTAIN 2026: 13.846; SUMMER - CERTAIN 2027: 13.846; SUMMER - CERTAIN 2028: 13.846; WINTER - CERTAIN 2018-19: 19.78; WINTER - CERTAIN 2019-20: 19.78; WINTER - CERTAIN 2020-21: 19.78; WINTER - CERTAIN 2021-22: 19.78; WINTER - CERTAIN 2022-23: 19.78; WINTER - CERTAIN 2023-24: 19.78; WINTER - CERTAIN 2024-25: 19.78; WINTER - CERTAIN 2025-26: 19.78; WINTER - CERTAIN 2026-27: 19.78; WINTER - CERTAIN 2027-28: 19.78; WINTER - CERTAIN 2028-29: 19.78
Existing | US |  | 60338 |  | DIGBY_UNIT2 |  | ELECTRA WIND 2 | WT | WND |  | Wind | 2017-01-31 |  | 131.1 | 18.354 | 26.22 | SUMMER - CERTAIN 2018: 18.354; SUMMER - CERTAIN 2019: 18.354; SUMMER - CERTAIN 2020: 18.354; SUMMER - CERTAIN 2021: 18.354; SUMMER - CERTAIN 2022: 18.354; SUMMER - CERTAIN 2023: 18.354; SUMMER - CERTAIN 2024: 18.354; SUMMER - CERTAIN 2025: 18.354; SUMMER - CERTAIN 2026: 18.354; SUMMER - CERTAIN 2027: 18.354; SUMMER - CERTAIN 2028: 18.354; WINTER - CERTAIN 2018-19: 26.22; WINTER - CERTAIN 2019-20: 26.22; WINTER - CERTAIN 2020-21: 26.22; WINTER - CERTAIN 2021-22: 26.22; WINTER - CERTAIN 2022-23: 26.22; WINTER - CERTAIN 2023-24: 26.22; WINTER - CERTAIN 2024-25: 26.22; WINTER - CERTAIN 2025-26: 26.22; WINTER - CERTAIN 2026-27: 26.22; WINTER - CERTAIN 2027-28: 26.22; WINTER - CERTAIN 2028-29: 26.22
Existing | US |  |  |  | ASTRA_UNIT1 |  | FALVEZ ASTRA WIND | WT | WND |  | Wind | 2017-05-24 |  | 163.2 | 22.848 | 32.64 | SUMMER - CERTAIN 2018: 22.848; SUMMER - CERTAIN 2019: 22.848; SUMMER - CERTAIN 2020: 22.848; SUMMER - CERTAIN 2021: 22.848; SUMMER - CERTAIN 2022: 22.848; SUMMER - CERTAIN 2023: 22.848; SUMMER - CERTAIN 2024: 22.848; SUMMER - CERTAIN 2025: 22.848; SUMMER - CERTAIN 2026: 22.848; SUMMER - CERTAIN 2027: 22.848; SUMMER - CERTAIN 2028: 22.848; WINTER - CERTAIN 2018-19: 32.64; WINTER - CERTAIN 2019-20: 32.64; WINTER - CERTAIN 2020-21: 32.64; WINTER - CERTAIN 2021-22: 32.64; WINTER - CERTAIN 2022-23: 32.64; WINTER - CERTAIN 2023-24: 32.64; WINTER - CERTAIN 2024-25: 32.64; WINTER - CERTAIN 2025-26: 32.64; WINTER - CERTAIN 2026-27: 32.64; WINTER - CERTAIN 2027-28: 32.64; WINTER - CERTAIN 2028-29: 32.64
Existing | US |  | 60338 |  | FLUVANNA_UNIT1 |  | FLUVANNA RENEWABLE 1 A | WT | WND |  | Wind | 2017-11-20 |  | 79.8 | 11.172 | 15.96 | SUMMER - CERTAIN 2018: 11.172; SUMMER - CERTAIN 2019: 11.172; SUMMER - CERTAIN 2020: 11.172; SUMMER - CERTAIN 2021: 11.172; SUMMER - CERTAIN 2022: 11.172; SUMMER - CERTAIN 2023: 11.172; SUMMER - CERTAIN 2024: 11.172; SUMMER - CERTAIN 2025: 11.172; SUMMER - CERTAIN 2026: 11.172; SUMMER - CERTAIN 2027: 11.172; SUMMER - CERTAIN 2028: 11.172; WINTER - CERTAIN 2018-19: 15.96; WINTER - CERTAIN 2019-20: 15.96; WINTER - CERTAIN 2020-21: 15.96; WINTER - CERTAIN 2021-22: 15.96; WINTER - CERTAIN 2022-23: 15.96; WINTER - CERTAIN 2023-24: 15.96; WINTER - CERTAIN 2024-25: 15.96; WINTER - CERTAIN 2025-26: 15.96; WINTER - CERTAIN 2026-27: 15.96; WINTER - CERTAIN 2027-28: 15.96; WINTER - CERTAIN 2028-29: 15.96
Existing | US |  | 60338 |  | FLUVANNA_UNIT2 |  | FLUVANNA RENEWABLE 1 B | WT | WND |  | Wind | 2017-11-20 |  | 75.6 | 10.584 | 15.12 | SUMMER - CERTAIN 2018: 10.584; SUMMER - CERTAIN 2019: 10.584; SUMMER - CERTAIN 2020: 10.584; SUMMER - CERTAIN 2021: 10.584; SUMMER - CERTAIN 2022: 10.584; SUMMER - CERTAIN 2023: 10.584; SUMMER - CERTAIN 2024: 10.584; SUMMER - CERTAIN 2025: 10.584; SUMMER - CERTAIN 2026: 10.584; SUMMER - CERTAIN 2027: 10.584; SUMMER - CERTAIN 2028: 10.584; WINTER - CERTAIN 2018-19: 15.12; WINTER - CERTAIN 2019-20: 15.12; WINTER - CERTAIN 2020-21: 15.12; WINTER - CERTAIN 2021-22: 15.12; WINTER - CERTAIN 2022-23: 15.12; WINTER - CERTAIN 2023-24: 15.12; WINTER - CERTAIN 2024-25: 15.12; WINTER - CERTAIN 2025-26: 15.12; WINTER - CERTAIN 2026-27: 15.12; WINTER - CERTAIN 2027-28: 15.12; WINTER - CERTAIN 2028-29: 15.12
Existing | US | 1944092 | 56394 | 1 | MCDLD_FCW1 | Forest Creek Wind Farm LLC | FOREST CREEK WIND | WT | WND |  | Wind | 2007-03-01 |  | 124.2 | 17.388 | 24.84 | SUMMER - CERTAIN 2018: 17.388; SUMMER - CERTAIN 2019: 17.388; SUMMER - CERTAIN 2020: 17.388; SUMMER - CERTAIN 2021: 17.388; SUMMER - CERTAIN 2022: 17.388; SUMMER - CERTAIN 2023: 17.388; SUMMER - CERTAIN 2024: 17.388; SUMMER - CERTAIN 2025: 17.388; SUMMER - CERTAIN 2026: 17.388; SUMMER - CERTAIN 2027: 17.388; SUMMER - CERTAIN 2028: 17.388; WINTER - CERTAIN 2018-19: 24.84; WINTER - CERTAIN 2019-20: 24.84; WINTER - CERTAIN 2020-21: 24.84; WINTER - CERTAIN 2021-22: 24.84; WINTER - CERTAIN 2022-23: 24.84; WINTER - CERTAIN 2023-24: 24.84; WINTER - CERTAIN 2024-25: 24.84; WINTER - CERTAIN 2025-26: 24.84; WINTER - CERTAIN 2026-27: 24.84; WINTER - CERTAIN 2027-28: 24.84; WINTER - CERTAIN 2028-29: 24.84
Existing | US | 1433860 | 56754 | 1 | GOAT_GOATWIND | Goat Wind LP | GOAT WIND | WT | WND |  | Wind | 2008-02-21 |  | 80 | 11.2 | 16 | SUMMER - CERTAIN 2018: 11.2; SUMMER - CERTAIN 2019: 11.2; SUMMER - CERTAIN 2020: 11.2; SUMMER - CERTAIN 2021: 11.2; SUMMER - CERTAIN 2022: 11.2; SUMMER - CERTAIN 2023: 11.2; SUMMER - CERTAIN 2024: 11.2; SUMMER - CERTAIN 2025: 11.2; SUMMER - CERTAIN 2026: 11.2; SUMMER - CERTAIN 2027: 11.2; SUMMER - CERTAIN 2028: 11.2; WINTER - CERTAIN 2018-19: 16; WINTER - CERTAIN 2019-20: 16; WINTER - CERTAIN 2020-21: 16; WINTER - CERTAIN 2021-22: 16; WINTER - CERTAIN 2022-23: 16; WINTER - CERTAIN 2023-24: 16; WINTER - CERTAIN 2024-25: 16; WINTER - CERTAIN 2025-26: 16; WINTER - CERTAIN 2026-27: 16; WINTER - CERTAIN 2027-28: 16; WINTER - CERTAIN 2028-29: 16
Existing | US | 1043689 | 56754 | 2 | GOAT_GOATWIN2 | Goat Wind LP | GOAT WIND 2 | WT | WND |  | Wind | 2010-04-14 |  | 69.6 | 9.744 | 13.92 | SUMMER - CERTAIN 2018: 9.744; SUMMER - CERTAIN 2019: 9.744; SUMMER - CERTAIN 2020: 9.744; SUMMER - CERTAIN 2021: 9.744; SUMMER - CERTAIN 2022: 9.744; SUMMER - CERTAIN 2023: 9.744; SUMMER - CERTAIN 2024: 9.744; SUMMER - CERTAIN 2025: 9.744; SUMMER - CERTAIN 2026: 9.744; SUMMER - CERTAIN 2027: 9.744; SUMMER - CERTAIN 2028: 9.744; WINTER - CERTAIN 2018-19: 13.92; WINTER - CERTAIN 2019-20: 13.92; WINTER - CERTAIN 2020-21: 13.92; WINTER - CERTAIN 2021-22: 13.92; WINTER - CERTAIN 2022-23: 13.92; WINTER - CERTAIN 2023-24: 13.92; WINTER - CERTAIN 2024-25: 13.92; WINTER - CERTAIN 2025-26: 13.92; WINTER - CERTAIN 2026-27: 13.92; WINTER - CERTAIN 2027-28: 13.92; WINTER - CERTAIN 2028-29: 13.92
Existing | US | 1200092 | 58321 | 1 | GWEC_GWEC_G1 | Goldthwaite Wind Energy Facility | GOLDTHWAITE WIND 1 | WT | WND |  | Wind | 2014-02-28 |  | 148.6 | 20.804 | 29.72 | SUMMER - CERTAIN 2018: 20.804; SUMMER - CERTAIN 2019: 20.804; SUMMER - CERTAIN 2020: 20.804; SUMMER - CERTAIN 2021: 20.804; SUMMER - CERTAIN 2022: 20.804; SUMMER - CERTAIN 2023: 20.804; SUMMER - CERTAIN 2024: 20.804; SUMMER - CERTAIN 2025: 20.804; SUMMER - CERTAIN 2026: 20.804; SUMMER - CERTAIN 2027: 20.804; SUMMER - CERTAIN 2028: 20.804; WINTER - CERTAIN 2018-19: 29.72; WINTER - CERTAIN 2019-20: 29.72; WINTER - CERTAIN 2020-21: 29.72; WINTER - CERTAIN 2021-22: 29.72; WINTER - CERTAIN 2022-23: 29.72; WINTER - CERTAIN 2023-24: 29.72; WINTER - CERTAIN 2024-25: 29.72; WINTER - CERTAIN 2025-26: 29.72; WINTER - CERTAIN 2026-27: 29.72; WINTER - CERTAIN 2027-28: 29.72; WINTER - CERTAIN 2028-29: 29.72
Existing | US | 1953012 | 58596 | GRVWI | GRANDVW1_GV1A | Grandview Wind Farm | GRANDVIEW WIND 1 (CONWAY) GV1A | WT | WND |  | Wind | 2014-11-01 |  | 107.4 | 15.036 | 21.48 | SUMMER - CERTAIN 2018: 15.036; SUMMER - CERTAIN 2019: 15.036; SUMMER - CERTAIN 2020: 15.036; SUMMER - CERTAIN 2021: 15.036; SUMMER - CERTAIN 2022: 15.036; SUMMER - CERTAIN 2023: 15.036; SUMMER - CERTAIN 2024: 15.036; SUMMER - CERTAIN 2025: 15.036; SUMMER - CERTAIN 2026: 15.036; SUMMER - CERTAIN 2027: 15.036; SUMMER - CERTAIN 2028: 15.036; WINTER - CERTAIN 2018-19: 21.48; WINTER - CERTAIN 2019-20: 21.48; WINTER - CERTAIN 2020-21: 21.48; WINTER - CERTAIN 2021-22: 21.48; WINTER - CERTAIN 2022-23: 21.48; WINTER - CERTAIN 2023-24: 21.48; WINTER - CERTAIN 2024-25: 21.48; WINTER - CERTAIN 2025-26: 21.48; WINTER - CERTAIN 2026-27: 21.48; WINTER - CERTAIN 2027-28: 21.48; WINTER - CERTAIN 2028-29: 21.48
Existing | US | 1526702 | 58596 | GRVWI | GRANDVW1_GV1B | Grandview Wind Farm | GRANDVIEW WIND 1 (CONWAY) GV1B | WT | WND |  | Wind | 2014-11-01 |  | 103.8 | 14.532 | 20.76 | SUMMER - CERTAIN 2018: 14.532; SUMMER - CERTAIN 2019: 14.532; SUMMER - CERTAIN 2020: 14.532; SUMMER - CERTAIN 2021: 14.532; SUMMER - CERTAIN 2022: 14.532; SUMMER - CERTAIN 2023: 14.532; SUMMER - CERTAIN 2024: 14.532; SUMMER - CERTAIN 2025: 14.532; SUMMER - CERTAIN 2026: 14.532; SUMMER - CERTAIN 2027: 14.532; SUMMER - CERTAIN 2028: 14.532; WINTER - CERTAIN 2018-19: 20.76; WINTER - CERTAIN 2019-20: 20.76; WINTER - CERTAIN 2020-21: 20.76; WINTER - CERTAIN 2021-22: 20.76; WINTER - CERTAIN 2022-23: 20.76; WINTER - CERTAIN 2023-24: 20.76; WINTER - CERTAIN 2024-25: 20.76; WINTER - CERTAIN 2025-26: 20.76; WINTER - CERTAIN 2026-27: 20.76; WINTER - CERTAIN 2027-28: 20.76; WINTER - CERTAIN 2028-29: 20.76
Existing | US | 1288407 | 56111 | GEN1 | BRAZ_WND_WND1 | Brazos Wind Farm | GREEN MOUNTAIN WIND (BRAZOS) U1 | WT | WND |  | Wind | 2003-12-24 |  | 99 | 13.86 | 19.8 | SUMMER - CERTAIN 2018: 13.86; SUMMER - CERTAIN 2019: 13.86; SUMMER - CERTAIN 2020: 13.86; SUMMER - CERTAIN 2021: 13.86; SUMMER - CERTAIN 2022: 13.86; SUMMER - CERTAIN 2023: 13.86; SUMMER - CERTAIN 2024: 13.86; SUMMER - CERTAIN 2025: 13.86; SUMMER - CERTAIN 2026: 13.86; SUMMER - CERTAIN 2027: 13.86; SUMMER - CERTAIN 2028: 13.86; WINTER - CERTAIN 2018-19: 19.8; WINTER - CERTAIN 2019-20: 19.8; WINTER - CERTAIN 2020-21: 19.8; WINTER - CERTAIN 2021-22: 19.8; WINTER - CERTAIN 2022-23: 19.8; WINTER - CERTAIN 2023-24: 19.8; WINTER - CERTAIN 2024-25: 19.8; WINTER - CERTAIN 2025-26: 19.8; WINTER - CERTAIN 2026-27: 19.8; WINTER - CERTAIN 2027-28: 19.8; WINTER - CERTAIN 2028-29: 19.8
Existing | US | 1663154 | 56111 | GEN2 | BRAZ_WND_WND2 | Brazos Wind Farm | GREEN MOUNTAIN WIND (BRAZOS) U2 | WT | WND |  | Wind | 2003-12-24 |  | 61 | 8.54 | 12.2 | SUMMER - CERTAIN 2018: 8.54; SUMMER - CERTAIN 2019: 8.54; SUMMER - CERTAIN 2020: 8.54; SUMMER - CERTAIN 2021: 8.54; SUMMER - CERTAIN 2022: 8.54; SUMMER - CERTAIN 2023: 8.54; SUMMER - CERTAIN 2024: 8.54; SUMMER - CERTAIN 2025: 8.54; SUMMER - CERTAIN 2026: 8.54; SUMMER - CERTAIN 2027: 8.54; SUMMER - CERTAIN 2028: 8.54; WINTER - CERTAIN 2018-19: 12.2; WINTER - CERTAIN 2019-20: 12.2; WINTER - CERTAIN 2020-21: 12.2; WINTER - CERTAIN 2021-22: 12.2; WINTER - CERTAIN 2022-23: 12.2; WINTER - CERTAIN 2023-24: 12.2; WINTER - CERTAIN 2024-25: 12.2; WINTER - CERTAIN 2025-26: 12.2; WINTER - CERTAIN 2026-27: 12.2; WINTER - CERTAIN 2027-28: 12.2; WINTER - CERTAIN 2028-29: 12.2
Existing | US | 1607213 | 59732 | 0 | GPASTURE_WIND_I |  | GREEN PASTURES WIND I | WT | WND |  | Wind | 2015-04-22 |  | 150 | 21 | 30 | SUMMER - CERTAIN 2018: 21; SUMMER - CERTAIN 2019: 21; SUMMER - CERTAIN 2020: 21; SUMMER - CERTAIN 2021: 21; SUMMER - CERTAIN 2022: 21; SUMMER - CERTAIN 2023: 21; SUMMER - CERTAIN 2024: 21; SUMMER - CERTAIN 2025: 21; SUMMER - CERTAIN 2026: 21; SUMMER - CERTAIN 2027: 21; SUMMER - CERTAIN 2028: 21; WINTER - CERTAIN 2018-19: 30; WINTER - CERTAIN 2019-20: 30; WINTER - CERTAIN 2020-21: 30; WINTER - CERTAIN 2021-22: 30; WINTER - CERTAIN 2022-23: 30; WINTER - CERTAIN 2023-24: 30; WINTER - CERTAIN 2024-25: 30; WINTER - CERTAIN 2025-26: 30; WINTER - CERTAIN 2026-27: 30; WINTER - CERTAIN 2027-28: 30; WINTER - CERTAIN 2028-29: 30
Existing | US |  | 59733 |  | VERTIGO_WIND_I |  | VERTIGO WIND (FORMERLY GREEN PASTURES WIND 2) | WT | WND |  | Wind | 2016-03-01 |  | 150 | 21 | 30 | SUMMER - CERTAIN 2018: 21; SUMMER - CERTAIN 2019: 21; SUMMER - CERTAIN 2020: 21; SUMMER - CERTAIN 2021: 21; SUMMER - CERTAIN 2022: 21; SUMMER - CERTAIN 2023: 21; SUMMER - CERTAIN 2024: 21; SUMMER - CERTAIN 2025: 21; SUMMER - CERTAIN 2026: 21; SUMMER - CERTAIN 2027: 21; SUMMER - CERTAIN 2028: 21; WINTER - CERTAIN 2018-19: 30; WINTER - CERTAIN 2019-20: 30; WINTER - CERTAIN 2020-21: 30; WINTER - CERTAIN 2021-22: 30; WINTER - CERTAIN 2022-23: 30; WINTER - CERTAIN 2023-24: 30; WINTER - CERTAIN 2024-25: 30; WINTER - CERTAIN 2025-26: 30; WINTER - CERTAIN 2026-27: 30; WINTER - CERTAIN 2027-28: 30; WINTER - CERTAIN 2028-29: 30
Existing | US |  | 56776 |  | GUNMTN_G1 |  | GUNSIGHT MOUNTAIN WIND | WT | WND |  | Wind | 2016-09-28 |  | 119.9 | 16.786 | 23.98 | SUMMER - CERTAIN 2018: 16.786; SUMMER - CERTAIN 2019: 16.786; SUMMER - CERTAIN 2020: 16.786; SUMMER - CERTAIN 2021: 16.786; SUMMER - CERTAIN 2022: 16.786; SUMMER - CERTAIN 2023: 16.786; SUMMER - CERTAIN 2024: 16.786; SUMMER - CERTAIN 2025: 16.786; SUMMER - CERTAIN 2026: 16.786; SUMMER - CERTAIN 2027: 16.786; SUMMER - CERTAIN 2028: 16.786; WINTER - CERTAIN 2018-19: 23.98; WINTER - CERTAIN 2019-20: 23.98; WINTER - CERTAIN 2020-21: 23.98; WINTER - CERTAIN 2021-22: 23.98; WINTER - CERTAIN 2022-23: 23.98; WINTER - CERTAIN 2023-24: 23.98; WINTER - CERTAIN 2024-25: 23.98; WINTER - CERTAIN 2025-26: 23.98; WINTER - CERTAIN 2026-27: 23.98; WINTER - CERTAIN 2027-28: 23.98; WINTER - CERTAIN 2028-29: 23.98
Existing | US | 1720425 | 56823 | HWFG1 | HWF_HWFG1 | Hackberry Wind Farm | HACKBERRY WIND | WT | WND |  | Wind | 2008-12-21 |  | 165.6 | 22.89 | 32.7 | SUMMER - CERTAIN 2018: 22.89; SUMMER - CERTAIN 2019: 22.89; SUMMER - CERTAIN 2020: 22.89; SUMMER - CERTAIN 2021: 22.89; SUMMER - CERTAIN 2022: 22.89; SUMMER - CERTAIN 2023: 22.89; SUMMER - CERTAIN 2024: 22.89; SUMMER - CERTAIN 2025: 22.89; SUMMER - CERTAIN 2026: 22.89; SUMMER - CERTAIN 2027: 22.89; SUMMER - CERTAIN 2028: 22.89; WINTER - CERTAIN 2018-19: 32.7; WINTER - CERTAIN 2019-20: 32.7; WINTER - CERTAIN 2020-21: 32.7; WINTER - CERTAIN 2021-22: 32.7; WINTER - CERTAIN 2022-23: 32.7; WINTER - CERTAIN 2023-24: 32.7; WINTER - CERTAIN 2024-25: 32.7; WINTER - CERTAIN 2025-26: 32.7; WINTER - CERTAIN 2026-27: 32.7; WINTER - CERTAIN 2027-28: 32.7; WINTER - CERTAIN 2028-29: 32.7
Existing | US | 1620287 | 58773 | GEN1 | HRFDWIND_WIND_G | TX Hereford Wind | HEREFORD WIND G | WT | WND |  | Wind | 2015-05-20 |  | 99.9 | 13.986 | 19.98 | SUMMER - CERTAIN 2018: 13.986; SUMMER - CERTAIN 2019: 13.986; SUMMER - CERTAIN 2020: 13.986; SUMMER - CERTAIN 2021: 13.986; SUMMER - CERTAIN 2022: 13.986; SUMMER - CERTAIN 2023: 13.986; SUMMER - CERTAIN 2024: 13.986; SUMMER - CERTAIN 2025: 13.986; SUMMER - CERTAIN 2026: 13.986; SUMMER - CERTAIN 2027: 13.986; SUMMER - CERTAIN 2028: 13.986; WINTER - CERTAIN 2018-19: 19.98; WINTER - CERTAIN 2019-20: 19.98; WINTER - CERTAIN 2020-21: 19.98; WINTER - CERTAIN 2021-22: 19.98; WINTER - CERTAIN 2022-23: 19.98; WINTER - CERTAIN 2023-24: 19.98; WINTER - CERTAIN 2024-25: 19.98; WINTER - CERTAIN 2025-26: 19.98; WINTER - CERTAIN 2026-27: 19.98; WINTER - CERTAIN 2027-28: 19.98; WINTER - CERTAIN 2028-29: 19.98
Existing | US | 1259050 | 58773 | GEN1 | HRFDWIND_WIND_V | TX Hereford Wind | HEREFORD WIND V | WT | WND |  | Wind | 2015-05-20 |  | 100 | 14 | 20 | SUMMER - CERTAIN 2018: 14; SUMMER - CERTAIN 2019: 14; SUMMER - CERTAIN 2020: 14; SUMMER - CERTAIN 2021: 14; SUMMER - CERTAIN 2022: 14; SUMMER - CERTAIN 2023: 14; SUMMER - CERTAIN 2024: 14; SUMMER - CERTAIN 2025: 14; SUMMER - CERTAIN 2026: 14; SUMMER - CERTAIN 2027: 14; SUMMER - CERTAIN 2028: 14; WINTER - CERTAIN 2018-19: 20; WINTER - CERTAIN 2019-20: 20; WINTER - CERTAIN 2020-21: 20; WINTER - CERTAIN 2021-22: 20; WINTER - CERTAIN 2022-23: 20; WINTER - CERTAIN 2023-24: 20; WINTER - CERTAIN 2024-25: 20; WINTER - CERTAIN 2025-26: 20; WINTER - CERTAIN 2026-27: 20; WINTER - CERTAIN 2027-28: 20; WINTER - CERTAIN 2028-29: 20
Existing | US |  | 57617 |  | MIRASOLE_MIR11 |  | HIDALGO & STARR WIND 11 | WT | WND |  | Wind | 2016-11-30 |  | 50 | 7.28 | 10.4 | SUMMER - CERTAIN 2018: 7.28; SUMMER - CERTAIN 2019: 7.28; SUMMER - CERTAIN 2020: 7.28; SUMMER - CERTAIN 2021: 7.28; SUMMER - CERTAIN 2022: 7.28; SUMMER - CERTAIN 2023: 7.28; SUMMER - CERTAIN 2024: 7.28; SUMMER - CERTAIN 2025: 7.28; SUMMER - CERTAIN 2026: 7.28; SUMMER - CERTAIN 2027: 7.28; SUMMER - CERTAIN 2028: 7.28; WINTER - CERTAIN 2018-19: 10.4; WINTER - CERTAIN 2019-20: 10.4; WINTER - CERTAIN 2020-21: 10.4; WINTER - CERTAIN 2021-22: 10.4; WINTER - CERTAIN 2022-23: 10.4; WINTER - CERTAIN 2023-24: 10.4; WINTER - CERTAIN 2024-25: 10.4; WINTER - CERTAIN 2025-26: 10.4; WINTER - CERTAIN 2026-27: 10.4; WINTER - CERTAIN 2027-28: 10.4; WINTER - CERTAIN 2028-29: 10.4
Existing | US |  | 57617 |  | MIRASOLE_MIR12 |  | HIDALGO & STARR WIND 12 | WT | WND |  | Wind | 2016-11-30 |  | 100 | 13.72 | 19.6 | SUMMER - CERTAIN 2018: 13.72; SUMMER - CERTAIN 2019: 13.72; SUMMER - CERTAIN 2020: 13.72; SUMMER - CERTAIN 2021: 13.72; SUMMER - CERTAIN 2022: 13.72; SUMMER - CERTAIN 2023: 13.72; SUMMER - CERTAIN 2024: 13.72; SUMMER - CERTAIN 2025: 13.72; SUMMER - CERTAIN 2026: 13.72; SUMMER - CERTAIN 2027: 13.72; SUMMER - CERTAIN 2028: 13.72; WINTER - CERTAIN 2018-19: 19.6; WINTER - CERTAIN 2019-20: 19.6; WINTER - CERTAIN 2020-21: 19.6; WINTER - CERTAIN 2021-22: 19.6; WINTER - CERTAIN 2022-23: 19.6; WINTER - CERTAIN 2023-24: 19.6; WINTER - CERTAIN 2024-25: 19.6; WINTER - CERTAIN 2025-26: 19.6; WINTER - CERTAIN 2026-27: 19.6; WINTER - CERTAIN 2027-28: 19.6; WINTER - CERTAIN 2028-29: 19.6
Existing | US |  | 57617 |  | MIRASOLE_MIR21 |  | HIDALGO & STARR WIND 21 | WT | WND |  | Wind | 2016-11-30 |  | 100 | 14 | 20 | SUMMER - CERTAIN 2018: 14; SUMMER - CERTAIN 2019: 14; SUMMER - CERTAIN 2020: 14; SUMMER - CERTAIN 2021: 14; SUMMER - CERTAIN 2022: 14; SUMMER - CERTAIN 2023: 14; SUMMER - CERTAIN 2024: 14; SUMMER - CERTAIN 2025: 14; SUMMER - CERTAIN 2026: 14; SUMMER - CERTAIN 2027: 14; SUMMER - CERTAIN 2028: 14; WINTER - CERTAIN 2018-19: 20; WINTER - CERTAIN 2019-20: 20; WINTER - CERTAIN 2020-21: 20; WINTER - CERTAIN 2021-22: 20; WINTER - CERTAIN 2022-23: 20; WINTER - CERTAIN 2023-24: 20; WINTER - CERTAIN 2024-25: 20; WINTER - CERTAIN 2025-26: 20; WINTER - CERTAIN 2026-27: 20; WINTER - CERTAIN 2027-28: 20; WINTER - CERTAIN 2028-29: 20
Existing | US |  | 60339 |  | HORSECRK_UNIT1 |  | HORSE CREEK WIND 1 | WT | WND |  | Wind | 2016-09-30 |  | 131.1 | 18.354 | 26.22 | SUMMER - CERTAIN 2018: 18.354; SUMMER - CERTAIN 2019: 18.354; SUMMER - CERTAIN 2020: 18.354; SUMMER - CERTAIN 2021: 18.354; SUMMER - CERTAIN 2022: 18.354; SUMMER - CERTAIN 2023: 18.354; SUMMER - CERTAIN 2024: 18.354; SUMMER - CERTAIN 2025: 18.354; SUMMER - CERTAIN 2026: 18.354; SUMMER - CERTAIN 2027: 18.354; SUMMER - CERTAIN 2028: 18.354; WINTER - CERTAIN 2018-19: 26.22; WINTER - CERTAIN 2019-20: 26.22; WINTER - CERTAIN 2020-21: 26.22; WINTER - CERTAIN 2021-22: 26.22; WINTER - CERTAIN 2022-23: 26.22; WINTER - CERTAIN 2023-24: 26.22; WINTER - CERTAIN 2024-25: 26.22; WINTER - CERTAIN 2025-26: 26.22; WINTER - CERTAIN 2026-27: 26.22; WINTER - CERTAIN 2027-28: 26.22; WINTER - CERTAIN 2028-29: 26.22
Existing | US |  | 60339 |  | HORSECRK_UNIT2 |  | HORSE CREEK WIND 2 | WT | WND |  | Wind | 2016-09-30 |  | 98.9 | 13.846 | 19.78 | SUMMER - CERTAIN 2018: 13.846; SUMMER - CERTAIN 2019: 13.846; SUMMER - CERTAIN 2020: 13.846; SUMMER - CERTAIN 2021: 13.846; SUMMER - CERTAIN 2022: 13.846; SUMMER - CERTAIN 2023: 13.846; SUMMER - CERTAIN 2024: 13.846; SUMMER - CERTAIN 2025: 13.846; SUMMER - CERTAIN 2026: 13.846; SUMMER - CERTAIN 2027: 13.846; SUMMER - CERTAIN 2028: 13.846; WINTER - CERTAIN 2018-19: 19.78; WINTER - CERTAIN 2019-20: 19.78; WINTER - CERTAIN 2020-21: 19.78; WINTER - CERTAIN 2021-22: 19.78; WINTER - CERTAIN 2022-23: 19.78; WINTER - CERTAIN 2023-24: 19.78; WINTER - CERTAIN 2024-25: 19.78; WINTER - CERTAIN 2025-26: 19.78; WINTER - CERTAIN 2026-27: 19.78; WINTER - CERTAIN 2027-28: 19.78; WINTER - CERTAIN 2028-29: 19.78
Existing | US | 1141730 | 56291 | 1 | H_HOLLOW_WND1 | Horse Hollow Wind Energy Center | HORSE HOLLOW WIND 1 | WT | WND |  | Wind | 2005-06-27 |  | 213 | 35.98 | 50.12 | SUMMER - CERTAIN 2018: 35.98; SUMMER - CERTAIN 2019: 35.98; SUMMER - CERTAIN 2020: 35.98; SUMMER - CERTAIN 2021: 35.98; SUMMER - CERTAIN 2022: 35.98; SUMMER - CERTAIN 2023: 35.98; SUMMER - CERTAIN 2024: 35.98; SUMMER - CERTAIN 2025: 35.98; SUMMER - CERTAIN 2026: 35.98; SUMMER - CERTAIN 2027: 35.98; SUMMER - CERTAIN 2028: 35.98; WINTER - CERTAIN 2018-19: 50.12; WINTER - CERTAIN 2019-20: 50.12; WINTER - CERTAIN 2020-21: 50.12; WINTER - CERTAIN 2021-22: 50.12; WINTER - CERTAIN 2022-23: 50.12; WINTER - CERTAIN 2023-24: 50.12; WINTER - CERTAIN 2024-25: 50.12; WINTER - CERTAIN 2025-26: 50.12; WINTER - CERTAIN 2026-27: 50.12; WINTER - CERTAIN 2027-28: 50.12; WINTER - CERTAIN 2028-29: 50.12 | re-power for plant in queue
Existing | US | 1080181 | 56291 | 2 | HHOLLOW2_WIND1 | Horse Hollow Wind Energy Center | HORSE HOLLOW WIND 2 | WT | WND |  | Wind | 2006-06-01 |  | 184 | 25.76 | 31.6 | SUMMER - CERTAIN 2018: 25.76; SUMMER - CERTAIN 2019: 25.76; SUMMER - CERTAIN 2020: 25.76; SUMMER - CERTAIN 2021: 25.76; SUMMER - CERTAIN 2022: 25.76; SUMMER - CERTAIN 2023: 25.76; SUMMER - CERTAIN 2024: 25.76; SUMMER - CERTAIN 2025: 25.76; SUMMER - CERTAIN 2026: 25.76; SUMMER - CERTAIN 2027: 25.76; SUMMER - CERTAIN 2028: 25.76; WINTER - CERTAIN 2018-19: 31.6; WINTER - CERTAIN 2019-20: 31.6; WINTER - CERTAIN 2020-21: 31.6; WINTER - CERTAIN 2021-22: 31.6; WINTER - CERTAIN 2022-23: 31.6; WINTER - CERTAIN 2023-24: 31.6; WINTER - CERTAIN 2024-25: 31.6; WINTER - CERTAIN 2025-26: 31.6; WINTER - CERTAIN 2026-27: 31.6; WINTER - CERTAIN 2027-28: 31.6; WINTER - CERTAIN 2028-29: 31.6 | re-power for plant in queue
Existing | US | 1970433 | 56291 | 3 | HHOLLOW3_WND_1 | Horse Hollow Wind Energy Center | HORSE HOLLOW WIND 3 | WT | WND |  | Wind | 2006-06-01 |  | 224 | 37.45 | 53.5 | SUMMER - CERTAIN 2018: 37.45; SUMMER - CERTAIN 2019: 37.45; SUMMER - CERTAIN 2020: 37.45; SUMMER - CERTAIN 2021: 37.45; SUMMER - CERTAIN 2022: 37.45; SUMMER - CERTAIN 2023: 37.45; SUMMER - CERTAIN 2024: 37.45; SUMMER - CERTAIN 2025: 37.45; SUMMER - CERTAIN 2026: 37.45; SUMMER - CERTAIN 2027: 37.45; SUMMER - CERTAIN 2028: 37.45; WINTER - CERTAIN 2018-19: 53.5; WINTER - CERTAIN 2019-20: 53.5; WINTER - CERTAIN 2020-21: 53.5; WINTER - CERTAIN 2021-22: 53.5; WINTER - CERTAIN 2022-23: 53.5; WINTER - CERTAIN 2023-24: 53.5; WINTER - CERTAIN 2024-25: 53.5; WINTER - CERTAIN 2025-26: 53.5; WINTER - CERTAIN 2026-27: 53.5; WINTER - CERTAIN 2027-28: 53.5; WINTER - CERTAIN 2028-29: 53.5 | re-power for plant in queue
Existing | US | 1485106 | 56291 | 4 | HHOLLOW4_WND1 | Horse Hollow Wind Energy Center | HORSE HOLLOW WIND 4 | WT | WND |  | Wind | 2006-06-01 |  | 115 | 16.1 | 23 | SUMMER - CERTAIN 2018: 16.1; SUMMER - CERTAIN 2019: 16.1; SUMMER - CERTAIN 2020: 16.1; SUMMER - CERTAIN 2021: 16.1; SUMMER - CERTAIN 2022: 16.1; SUMMER - CERTAIN 2023: 16.1; SUMMER - CERTAIN 2024: 16.1; SUMMER - CERTAIN 2025: 16.1; SUMMER - CERTAIN 2026: 16.1; SUMMER - CERTAIN 2027: 16.1; SUMMER - CERTAIN 2028: 16.1; WINTER - CERTAIN 2018-19: 23; WINTER - CERTAIN 2019-20: 23; WINTER - CERTAIN 2020-21: 23; WINTER - CERTAIN 2021-22: 23; WINTER - CERTAIN 2022-23: 23; WINTER - CERTAIN 2023-24: 23; WINTER - CERTAIN 2024-25: 23; WINTER - CERTAIN 2025-26: 23; WINTER - CERTAIN 2026-27: 23; WINTER - CERTAIN 2027-28: 23; WINTER - CERTAIN 2028-29: 23 | re-power for plant in queue
Existing | US | 1946557 | 56984 | 1 | INDL_INADALE1 | Inadale Wind Farm LLC | INADALE WIND | WT | WND |  | Wind | 2008-12-18 |  | 95 | 13.3 | 19 | SUMMER - CERTAIN 2018: 13.3; SUMMER - CERTAIN 2019: 13.3; SUMMER - CERTAIN 2020: 13.3; SUMMER - CERTAIN 2021: 13.3; SUMMER - CERTAIN 2022: 13.3; SUMMER - CERTAIN 2023: 13.3; SUMMER - CERTAIN 2024: 13.3; SUMMER - CERTAIN 2025: 13.3; SUMMER - CERTAIN 2026: 13.3; SUMMER - CERTAIN 2027: 13.3; SUMMER - CERTAIN 2028: 13.3; WINTER - CERTAIN 2018-19: 19; WINTER - CERTAIN 2019-20: 19; WINTER - CERTAIN 2020-21: 19; WINTER - CERTAIN 2021-22: 19; WINTER - CERTAIN 2022-23: 19; WINTER - CERTAIN 2023-24: 19; WINTER - CERTAIN 2024-25: 19; WINTER - CERTAIN 2025-26: 19; WINTER - CERTAIN 2026-27: 19; WINTER - CERTAIN 2027-28: 19; WINTER - CERTAIN 2028-29: 19
Existing | US | 1946557 | 56984 |  | INDL_INADALE2 | Inadale Wind Farm LLC | INADALE WIND 2 | WT | WND |  | Wind | 2008-12-18 |  | 102 | 14.28 | 20.4 | SUMMER - CERTAIN 2018: 14.28; SUMMER - CERTAIN 2019: 14.28; SUMMER - CERTAIN 2020: 14.28; SUMMER - CERTAIN 2021: 14.28; SUMMER - CERTAIN 2022: 14.28; SUMMER - CERTAIN 2023: 14.28; SUMMER - CERTAIN 2024: 14.28; SUMMER - CERTAIN 2025: 14.28; SUMMER - CERTAIN 2026: 14.28; SUMMER - CERTAIN 2027: 14.28; SUMMER - CERTAIN 2028: 14.28; WINTER - CERTAIN 2018-19: 20.4; WINTER - CERTAIN 2019-20: 20.4; WINTER - CERTAIN 2020-21: 20.4; WINTER - CERTAIN 2021-22: 20.4; WINTER - CERTAIN 2022-23: 20.4; WINTER - CERTAIN 2023-24: 20.4; WINTER - CERTAIN 2024-25: 20.4; WINTER - CERTAIN 2025-26: 20.4; WINTER - CERTAIN 2026-27: 20.4; WINTER - CERTAIN 2027-28: 20.4; WINTER - CERTAIN 2028-29: 20.4
Existing | US | 1846610 | 55747 | NWP2 | INDNNWP_INDNNWP | NWP Indian Mesa Wind Farm | INDIAN MESA WIND | WT | WND |  | Wind | 2001-06-01 |  | 92 | 12.866 | 18.16 | SUMMER - CERTAIN 2018: 12.866; SUMMER - CERTAIN 2019: 12.866; SUMMER - CERTAIN 2020: 12.866; SUMMER - CERTAIN 2021: 12.866; SUMMER - CERTAIN 2022: 12.866; SUMMER - CERTAIN 2023: 12.866; SUMMER - CERTAIN 2024: 12.866; SUMMER - CERTAIN 2025: 12.866; SUMMER - CERTAIN 2026: 12.866; SUMMER - CERTAIN 2027: 12.866; SUMMER - CERTAIN 2028: 12.866; WINTER - CERTAIN 2018-19: 18.16; WINTER - CERTAIN 2019-20: 18.16; WINTER - CERTAIN 2020-21: 18.16; WINTER - CERTAIN 2021-22: 18.16; WINTER - CERTAIN 2022-23: 18.16; WINTER - CERTAIN 2023-24: 18.16; WINTER - CERTAIN 2024-25: 18.16; WINTER - CERTAIN 2025-26: 18.16; WINTER - CERTAIN 2026-27: 18.16; WINTER - CERTAIN 2027-28: 18.16; WINTER - CERTAIN 2028-29: 18.16 | re-power for plant in queue
Existing | US | 1386931 | 60104 | 0 | BORDAS_JAVEL18 |  | JAVELINA WIND 18 | WT | WND |  | Wind | 2015-12-31 |  | 19.69 | 2.758 | 3.94 | SUMMER - CERTAIN 2018: 2.758; SUMMER - CERTAIN 2019: 2.758; SUMMER - CERTAIN 2020: 2.758; SUMMER - CERTAIN 2021: 2.758; SUMMER - CERTAIN 2022: 2.758; SUMMER - CERTAIN 2023: 2.758; SUMMER - CERTAIN 2024: 2.758; SUMMER - CERTAIN 2025: 2.758; SUMMER - CERTAIN 2026: 2.758; SUMMER - CERTAIN 2027: 2.758; SUMMER - CERTAIN 2028: 2.758; WINTER - CERTAIN 2018-19: 3.94; WINTER - CERTAIN 2019-20: 3.94; WINTER - CERTAIN 2020-21: 3.94; WINTER - CERTAIN 2021-22: 3.94; WINTER - CERTAIN 2022-23: 3.94; WINTER - CERTAIN 2023-24: 3.94; WINTER - CERTAIN 2024-25: 3.94; WINTER - CERTAIN 2025-26: 3.94; WINTER - CERTAIN 2026-27: 3.94; WINTER - CERTAIN 2027-28: 3.94; WINTER - CERTAIN 2028-29: 3.94
Existing | US | 1471632 | 60104 | 0 | BORDAS_JAVEL20 |  | JAVELINA WIND 20 | WT | WND |  | Wind | 2015-12-31 |  | 230 | 32.2 | 46 | SUMMER - CERTAIN 2018: 32.2; SUMMER - CERTAIN 2019: 32.2; SUMMER - CERTAIN 2020: 32.2; SUMMER - CERTAIN 2021: 32.2; SUMMER - CERTAIN 2022: 32.2; SUMMER - CERTAIN 2023: 32.2; SUMMER - CERTAIN 2024: 32.2; SUMMER - CERTAIN 2025: 32.2; SUMMER - CERTAIN 2026: 32.2; SUMMER - CERTAIN 2027: 32.2; SUMMER - CERTAIN 2028: 32.2; WINTER - CERTAIN 2018-19: 46; WINTER - CERTAIN 2019-20: 46; WINTER - CERTAIN 2020-21: 46; WINTER - CERTAIN 2021-22: 46; WINTER - CERTAIN 2022-23: 46; WINTER - CERTAIN 2023-24: 46; WINTER - CERTAIN 2024-25: 46; WINTER - CERTAIN 2025-26: 46; WINTER - CERTAIN 2026-27: 46; WINTER - CERTAIN 2027-28: 46; WINTER - CERTAIN 2028-29: 46
Existing | US |  | 60645 |  | BORDAS2_JAVEL2_A |  | JAVELINA II WIND 1 | WT | WND |  | Wind | 2016-11-14 |  | 96 | 13.44 | 19.2 | SUMMER - CERTAIN 2018: 13.44; SUMMER - CERTAIN 2019: 13.44; SUMMER - CERTAIN 2020: 13.44; SUMMER - CERTAIN 2021: 13.44; SUMMER - CERTAIN 2022: 13.44; SUMMER - CERTAIN 2023: 13.44; SUMMER - CERTAIN 2024: 13.44; SUMMER - CERTAIN 2025: 13.44; SUMMER - CERTAIN 2026: 13.44; SUMMER - CERTAIN 2027: 13.44; SUMMER - CERTAIN 2028: 13.44; WINTER - CERTAIN 2018-19: 19.2; WINTER - CERTAIN 2019-20: 19.2; WINTER - CERTAIN 2020-21: 19.2; WINTER - CERTAIN 2021-22: 19.2; WINTER - CERTAIN 2022-23: 19.2; WINTER - CERTAIN 2023-24: 19.2; WINTER - CERTAIN 2024-25: 19.2; WINTER - CERTAIN 2025-26: 19.2; WINTER - CERTAIN 2026-27: 19.2; WINTER - CERTAIN 2027-28: 19.2; WINTER - CERTAIN 2028-29: 19.2
Existing | US |  | 60645 |  | BORDAS2_JAVEL2_B |  | JAVELINA II WIND 2 | WT | WND |  | Wind | 2016-11-14 |  | 74 | 10.36 | 14.8 | SUMMER - CERTAIN 2018: 10.36; SUMMER - CERTAIN 2019: 10.36; SUMMER - CERTAIN 2020: 10.36; SUMMER - CERTAIN 2021: 10.36; SUMMER - CERTAIN 2022: 10.36; SUMMER - CERTAIN 2023: 10.36; SUMMER - CERTAIN 2024: 10.36; SUMMER - CERTAIN 2025: 10.36; SUMMER - CERTAIN 2026: 10.36; SUMMER - CERTAIN 2027: 10.36; SUMMER - CERTAIN 2028: 10.36; WINTER - CERTAIN 2018-19: 14.8; WINTER - CERTAIN 2019-20: 14.8; WINTER - CERTAIN 2020-21: 14.8; WINTER - CERTAIN 2021-22: 14.8; WINTER - CERTAIN 2022-23: 14.8; WINTER - CERTAIN 2023-24: 14.8; WINTER - CERTAIN 2024-25: 14.8; WINTER - CERTAIN 2025-26: 14.8; WINTER - CERTAIN 2026-27: 14.8; WINTER - CERTAIN 2027-28: 14.8; WINTER - CERTAIN 2028-29: 14.8
Existing | US |  | 60645 |  | BORDAS2_JAVEL2_C |  | JAVELINA II WIND 3 | WT | WND |  | Wind | 2016-11-14 |  | 30 | 4.2 | 6 | SUMMER - CERTAIN 2018: 4.2; SUMMER - CERTAIN 2019: 4.2; SUMMER - CERTAIN 2020: 4.2; SUMMER - CERTAIN 2021: 4.2; SUMMER - CERTAIN 2022: 4.2; SUMMER - CERTAIN 2023: 4.2; SUMMER - CERTAIN 2024: 4.2; SUMMER - CERTAIN 2025: 4.2; SUMMER - CERTAIN 2026: 4.2; SUMMER - CERTAIN 2027: 4.2; SUMMER - CERTAIN 2028: 4.2; WINTER - CERTAIN 2018-19: 6; WINTER - CERTAIN 2019-20: 6; WINTER - CERTAIN 2020-21: 6; WINTER - CERTAIN 2021-22: 6; WINTER - CERTAIN 2022-23: 6; WINTER - CERTAIN 2023-24: 6; WINTER - CERTAIN 2024-25: 6; WINTER - CERTAIN 2025-26: 6; WINTER - CERTAIN 2026-27: 6; WINTER - CERTAIN 2027-28: 6; WINTER - CERTAIN 2028-29: 6
Existing | US | 1890003 | 59621 | 0 | HRFDWIND_JRDWIND1 |  | JUMBO ROAD WIND 1 | WT | WND |  | Wind | 2015-03-31 |  | 146.15 | 20.468 | 29.24 | SUMMER - CERTAIN 2018: 20.468; SUMMER - CERTAIN 2019: 20.468; SUMMER - CERTAIN 2020: 20.468; SUMMER - CERTAIN 2021: 20.468; SUMMER - CERTAIN 2022: 20.468; SUMMER - CERTAIN 2023: 20.468; SUMMER - CERTAIN 2024: 20.468; SUMMER - CERTAIN 2025: 20.468; SUMMER - CERTAIN 2026: 20.468; SUMMER - CERTAIN 2027: 20.468; SUMMER - CERTAIN 2028: 20.468; WINTER - CERTAIN 2018-19: 29.24; WINTER - CERTAIN 2019-20: 29.24; WINTER - CERTAIN 2020-21: 29.24; WINTER - CERTAIN 2021-22: 29.24; WINTER - CERTAIN 2022-23: 29.24; WINTER - CERTAIN 2023-24: 29.24; WINTER - CERTAIN 2024-25: 29.24; WINTER - CERTAIN 2025-26: 29.24; WINTER - CERTAIN 2026-27: 29.24; WINTER - CERTAIN 2027-28: 29.24; WINTER - CERTAIN 2028-29: 29.24
Existing | US | 1381055 | 59621 | 0 | HRFDWIND_JRDWIND2 |  | JUMBO ROAD WIND 2 | WT | WND |  | Wind | 2015-03-31 |  | 153.55 | 21.504 | 30.72 | SUMMER - CERTAIN 2018: 21.504; SUMMER - CERTAIN 2019: 21.504; SUMMER - CERTAIN 2020: 21.504; SUMMER - CERTAIN 2021: 21.504; SUMMER - CERTAIN 2022: 21.504; SUMMER - CERTAIN 2023: 21.504; SUMMER - CERTAIN 2024: 21.504; SUMMER - CERTAIN 2025: 21.504; SUMMER - CERTAIN 2026: 21.504; SUMMER - CERTAIN 2027: 21.504; SUMMER - CERTAIN 2028: 21.504; WINTER - CERTAIN 2018-19: 30.72; WINTER - CERTAIN 2019-20: 30.72; WINTER - CERTAIN 2020-21: 30.72; WINTER - CERTAIN 2021-22: 30.72; WINTER - CERTAIN 2022-23: 30.72; WINTER - CERTAIN 2023-24: 30.72; WINTER - CERTAIN 2024-25: 30.72; WINTER - CERTAIN 2025-26: 30.72; WINTER - CERTAIN 2026-27: 30.72; WINTER - CERTAIN 2027-28: 30.72; WINTER - CERTAIN 2028-29: 30.72
Existing | US | 1945448 | 58838 | KW1 | KEECHI_U1 | Keechi Wind | KEECHI WIND 138 KV JOPLIN | WT | WND |  | Wind | 2015-01-23 |  | 110 | 15.4 | 22 | SUMMER - CERTAIN 2018: 15.4; SUMMER - CERTAIN 2019: 15.4; SUMMER - CERTAIN 2020: 15.4; SUMMER - CERTAIN 2021: 15.4; SUMMER - CERTAIN 2022: 15.4; SUMMER - CERTAIN 2023: 15.4; SUMMER - CERTAIN 2024: 15.4; SUMMER - CERTAIN 2025: 15.4; SUMMER - CERTAIN 2026: 15.4; SUMMER - CERTAIN 2027: 15.4; SUMMER - CERTAIN 2028: 15.4; WINTER - CERTAIN 2018-19: 22; WINTER - CERTAIN 2019-20: 22; WINTER - CERTAIN 2020-21: 22; WINTER - CERTAIN 2021-22: 22; WINTER - CERTAIN 2022-23: 22; WINTER - CERTAIN 2023-24: 22; WINTER - CERTAIN 2024-25: 22; WINTER - CERTAIN 2025-26: 22; WINTER - CERTAIN 2026-27: 22; WINTER - CERTAIN 2027-28: 22; WINTER - CERTAIN 2028-29: 22
Existing | US | 1286193 | 55581 | EXIS1 | KING_NE_KINGNE | King Mountain Wind Ranch 1 | KING MOUNTAIN WIND (NE) | WT | WND |  | Wind | 2001-11-08 |  | 79.3 | 11.102 | 15.86 | SUMMER - CERTAIN 2018: 11.102; SUMMER - CERTAIN 2019: 11.102; SUMMER - CERTAIN 2020: 11.102; SUMMER - CERTAIN 2021: 11.102; SUMMER - CERTAIN 2022: 11.102; SUMMER - CERTAIN 2023: 11.102; SUMMER - CERTAIN 2024: 11.102; SUMMER - CERTAIN 2025: 11.102; SUMMER - CERTAIN 2026: 11.102; SUMMER - CERTAIN 2027: 11.102; SUMMER - CERTAIN 2028: 11.102; WINTER - CERTAIN 2018-19: 15.86; WINTER - CERTAIN 2019-20: 15.86; WINTER - CERTAIN 2020-21: 15.86; WINTER - CERTAIN 2021-22: 15.86; WINTER - CERTAIN 2022-23: 15.86; WINTER - CERTAIN 2023-24: 15.86; WINTER - CERTAIN 2024-25: 15.86; WINTER - CERTAIN 2025-26: 15.86; WINTER - CERTAIN 2026-27: 15.86; WINTER - CERTAIN 2027-28: 15.86; WINTER - CERTAIN 2028-29: 15.86
Existing | US | 1967094 | 55581 | EXIS2 | KING_NW_KINGNW | King Mountain Wind Ranch 1 | KING MOUNTAIN WIND (NW) | WT | WND |  | Wind | 2001-09-21 |  | 79.3 | 11.102 | 15.86 | SUMMER - CERTAIN 2018: 11.102; SUMMER - CERTAIN 2019: 11.102; SUMMER - CERTAIN 2020: 11.102; SUMMER - CERTAIN 2021: 11.102; SUMMER - CERTAIN 2022: 11.102; SUMMER - CERTAIN 2023: 11.102; SUMMER - CERTAIN 2024: 11.102; SUMMER - CERTAIN 2025: 11.102; SUMMER - CERTAIN 2026: 11.102; SUMMER - CERTAIN 2027: 11.102; SUMMER - CERTAIN 2028: 11.102; WINTER - CERTAIN 2018-19: 15.86; WINTER - CERTAIN 2019-20: 15.86; WINTER - CERTAIN 2020-21: 15.86; WINTER - CERTAIN 2021-22: 15.86; WINTER - CERTAIN 2022-23: 15.86; WINTER - CERTAIN 2023-24: 15.86; WINTER - CERTAIN 2024-25: 15.86; WINTER - CERTAIN 2025-26: 15.86; WINTER - CERTAIN 2026-27: 15.86; WINTER - CERTAIN 2027-28: 15.86; WINTER - CERTAIN 2028-29: 15.86
Existing | US | 1021466 | 55581 | EXIS3 | KING_SE_KINGSE | King Mountain Wind Ranch 1 | KING MOUNTAIN WIND (SE) | WT | WND |  | Wind | 2001-12-01 |  | 40.3 | 5.642 | 8.06 | SUMMER - CERTAIN 2018: 5.642; SUMMER - CERTAIN 2019: 5.642; SUMMER - CERTAIN 2020: 5.642; SUMMER - CERTAIN 2021: 5.642; SUMMER - CERTAIN 2022: 5.642; SUMMER - CERTAIN 2023: 5.642; SUMMER - CERTAIN 2024: 5.642; SUMMER - CERTAIN 2025: 5.642; SUMMER - CERTAIN 2026: 5.642; SUMMER - CERTAIN 2027: 5.642; SUMMER - CERTAIN 2028: 5.642; WINTER - CERTAIN 2018-19: 8.06; WINTER - CERTAIN 2019-20: 8.06; WINTER - CERTAIN 2020-21: 8.06; WINTER - CERTAIN 2021-22: 8.06; WINTER - CERTAIN 2022-23: 8.06; WINTER - CERTAIN 2023-24: 8.06; WINTER - CERTAIN 2024-25: 8.06; WINTER - CERTAIN 2025-26: 8.06; WINTER - CERTAIN 2026-27: 8.06; WINTER - CERTAIN 2027-28: 8.06; WINTER - CERTAIN 2028-29: 8.06
Existing | US | 1601801 | 55581 | EXIS4 | KING_SW_KINGSW | King Mountain Wind Ranch 1 | KING MOUNTAIN WIND (SW) | WT | WND |  | Wind | 2001-08-12 |  | 79.3 | 11.102 | 15.86 | SUMMER - CERTAIN 2018: 11.102; SUMMER - CERTAIN 2019: 11.102; SUMMER - CERTAIN 2020: 11.102; SUMMER - CERTAIN 2021: 11.102; SUMMER - CERTAIN 2022: 11.102; SUMMER - CERTAIN 2023: 11.102; SUMMER - CERTAIN 2024: 11.102; SUMMER - CERTAIN 2025: 11.102; SUMMER - CERTAIN 2026: 11.102; SUMMER - CERTAIN 2027: 11.102; SUMMER - CERTAIN 2028: 11.102; WINTER - CERTAIN 2018-19: 15.86; WINTER - CERTAIN 2019-20: 15.86; WINTER - CERTAIN 2020-21: 15.86; WINTER - CERTAIN 2021-22: 15.86; WINTER - CERTAIN 2022-23: 15.86; WINTER - CERTAIN 2023-24: 15.86; WINTER - CERTAIN 2024-25: 15.86; WINTER - CERTAIN 2025-26: 15.86; WINTER - CERTAIN 2026-27: 15.86; WINTER - CERTAIN 2027-28: 15.86; WINTER - CERTAIN 2028-29: 15.86
Existing | US | 1822362 | 57153 | 1 | LGD_LANGFORD | Langford Wind Power | LANGFORD WIND POWER | WT | WND |  | Wind | 2009-10-31 |  | 155 | 21.7 | 31 | SUMMER - CERTAIN 2018: 21.7; SUMMER - CERTAIN 2019: 21.7; SUMMER - CERTAIN 2020: 21.7; SUMMER - CERTAIN 2021: 21.7; SUMMER - CERTAIN 2022: 21.7; SUMMER - CERTAIN 2023: 21.7; SUMMER - CERTAIN 2024: 21.7; SUMMER - CERTAIN 2025: 21.7; SUMMER - CERTAIN 2026: 21.7; SUMMER - CERTAIN 2027: 21.7; SUMMER - CERTAIN 2028: 21.7; WINTER - CERTAIN 2018-19: 31; WINTER - CERTAIN 2019-20: 31; WINTER - CERTAIN 2020-21: 31; WINTER - CERTAIN 2021-22: 31; WINTER - CERTAIN 2022-23: 31; WINTER - CERTAIN 2023-24: 31; WINTER - CERTAIN 2024-25: 31; WINTER - CERTAIN 2025-26: 31; WINTER - CERTAIN 2026-27: 31; WINTER - CERTAIN 2027-28: 31; WINTER - CERTAIN 2028-29: 31
Existing | US | 1118092 | 59442 | 0 | LGW_UNIT1 |  | LOGANS GAP WIND I U1 | WT | WND |  | Wind | 2015-08-01 |  | 103.85 | 14.532 | 20.76 | SUMMER - CERTAIN 2018: 14.532; SUMMER - CERTAIN 2019: 14.532; SUMMER - CERTAIN 2020: 14.532; SUMMER - CERTAIN 2021: 14.532; SUMMER - CERTAIN 2022: 14.532; SUMMER - CERTAIN 2023: 14.532; SUMMER - CERTAIN 2024: 14.532; SUMMER - CERTAIN 2025: 14.532; SUMMER - CERTAIN 2026: 14.532; SUMMER - CERTAIN 2027: 14.532; SUMMER - CERTAIN 2028: 14.532; WINTER - CERTAIN 2018-19: 20.76; WINTER - CERTAIN 2019-20: 20.76; WINTER - CERTAIN 2020-21: 20.76; WINTER - CERTAIN 2021-22: 20.76; WINTER - CERTAIN 2022-23: 20.76; WINTER - CERTAIN 2023-24: 20.76; WINTER - CERTAIN 2024-25: 20.76; WINTER - CERTAIN 2025-26: 20.76; WINTER - CERTAIN 2026-27: 20.76; WINTER - CERTAIN 2027-28: 20.76; WINTER - CERTAIN 2028-29: 20.76
Existing | US | 1152476 | 59442 | 0 | LGW_UNIT2 |  | LOGANS GAP WIND I U2 | WT | WND |  | Wind | 2015-08-01 |  | 106.26 | 14.882 | 21.26 | SUMMER - CERTAIN 2018: 14.882; SUMMER - CERTAIN 2019: 14.882; SUMMER - CERTAIN 2020: 14.882; SUMMER - CERTAIN 2021: 14.882; SUMMER - CERTAIN 2022: 14.882; SUMMER - CERTAIN 2023: 14.882; SUMMER - CERTAIN 2024: 14.882; SUMMER - CERTAIN 2025: 14.882; SUMMER - CERTAIN 2026: 14.882; SUMMER - CERTAIN 2027: 14.882; SUMMER - CERTAIN 2028: 14.882; WINTER - CERTAIN 2018-19: 21.26; WINTER - CERTAIN 2019-20: 21.26; WINTER - CERTAIN 2020-21: 21.26; WINTER - CERTAIN 2021-22: 21.26; WINTER - CERTAIN 2022-23: 21.26; WINTER - CERTAIN 2023-24: 21.26; WINTER - CERTAIN 2024-25: 21.26; WINTER - CERTAIN 2025-26: 21.26; WINTER - CERTAIN 2026-27: 21.26; WINTER - CERTAIN 2027-28: 21.26; WINTER - CERTAIN 2028-29: 21.26
Existing | US | 1960746 | 56395 | 1 | LNCRK_G83 | Mesquite Wind Power LLC | LONE STAR WIND 1 (MESQUITE) | WT | WND |  | Wind | 2006-11-21 |  | 200 | 28 | 40 | SUMMER - CERTAIN 2018: 28; SUMMER - CERTAIN 2019: 28; SUMMER - CERTAIN 2020: 28; SUMMER - CERTAIN 2021: 28; SUMMER - CERTAIN 2022: 28; SUMMER - CERTAIN 2023: 28; SUMMER - CERTAIN 2024: 28; SUMMER - CERTAIN 2025: 28; SUMMER - CERTAIN 2026: 28; SUMMER - CERTAIN 2027: 28; SUMMER - CERTAIN 2028: 28; WINTER - CERTAIN 2018-19: 40; WINTER - CERTAIN 2019-20: 40; WINTER - CERTAIN 2020-21: 40; WINTER - CERTAIN 2021-22: 40; WINTER - CERTAIN 2022-23: 40; WINTER - CERTAIN 2023-24: 40; WINTER - CERTAIN 2024-25: 40; WINTER - CERTAIN 2025-26: 40; WINTER - CERTAIN 2026-27: 40; WINTER - CERTAIN 2027-28: 40; WINTER - CERTAIN 2028-29: 40
Existing | US | 1389004 | 56483 | 1 | LNCRK2_G871 | Post Oak Wind LLC | LONE STAR WIND 2 (POST OAK) U1 | WT | WND |  | Wind | 2007-09-15 |  | 100 | 14 | 20 | SUMMER - CERTAIN 2018: 14; SUMMER - CERTAIN 2019: 14; SUMMER - CERTAIN 2020: 14; SUMMER - CERTAIN 2021: 14; SUMMER - CERTAIN 2022: 14; SUMMER - CERTAIN 2023: 14; SUMMER - CERTAIN 2024: 14; SUMMER - CERTAIN 2025: 14; SUMMER - CERTAIN 2026: 14; SUMMER - CERTAIN 2027: 14; SUMMER - CERTAIN 2028: 14; WINTER - CERTAIN 2018-19: 20; WINTER - CERTAIN 2019-20: 20; WINTER - CERTAIN 2020-21: 20; WINTER - CERTAIN 2021-22: 20; WINTER - CERTAIN 2022-23: 20; WINTER - CERTAIN 2023-24: 20; WINTER - CERTAIN 2024-25: 20; WINTER - CERTAIN 2025-26: 20; WINTER - CERTAIN 2026-27: 20; WINTER - CERTAIN 2027-28: 20; WINTER - CERTAIN 2028-29: 20
Existing | US | 1836076 | 56483 | 1 | LNCRK2_G872 | Post Oak Wind LLC | LONE STAR WIND 2 (POST OAK) U2 | WT | WND |  | Wind | 2007-09-15 |  | 100 | 14 | 20 | SUMMER - CERTAIN 2018: 14; SUMMER - CERTAIN 2019: 14; SUMMER - CERTAIN 2020: 14; SUMMER - CERTAIN 2021: 14; SUMMER - CERTAIN 2022: 14; SUMMER - CERTAIN 2023: 14; SUMMER - CERTAIN 2024: 14; SUMMER - CERTAIN 2025: 14; SUMMER - CERTAIN 2026: 14; SUMMER - CERTAIN 2027: 14; SUMMER - CERTAIN 2028: 14; WINTER - CERTAIN 2018-19: 20; WINTER - CERTAIN 2019-20: 20; WINTER - CERTAIN 2020-21: 20; WINTER - CERTAIN 2021-22: 20; WINTER - CERTAIN 2022-23: 20; WINTER - CERTAIN 2023-24: 20; WINTER - CERTAIN 2024-25: 20; WINTER - CERTAIN 2025-26: 20; WINTER - CERTAIN 2026-27: 20; WINTER - CERTAIN 2027-28: 20; WINTER - CERTAIN 2028-29: 20
Existing | US | 1886466 | 58772 | GEN1 | LHORN_N_UNIT1 | Longhorn Wind | LONGHORN WIND NORTH U1 | WT | WND |  | Wind | 2015-09-21 |  | 100 | 14 | 20 | SUMMER - CERTAIN 2018: 14; SUMMER - CERTAIN 2019: 14; SUMMER - CERTAIN 2020: 14; SUMMER - CERTAIN 2021: 14; SUMMER - CERTAIN 2022: 14; SUMMER - CERTAIN 2023: 14; SUMMER - CERTAIN 2024: 14; SUMMER - CERTAIN 2025: 14; SUMMER - CERTAIN 2026: 14; SUMMER - CERTAIN 2027: 14; SUMMER - CERTAIN 2028: 14; WINTER - CERTAIN 2018-19: 20; WINTER - CERTAIN 2019-20: 20; WINTER - CERTAIN 2020-21: 20; WINTER - CERTAIN 2021-22: 20; WINTER - CERTAIN 2022-23: 20; WINTER - CERTAIN 2023-24: 20; WINTER - CERTAIN 2024-25: 20; WINTER - CERTAIN 2025-26: 20; WINTER - CERTAIN 2026-27: 20; WINTER - CERTAIN 2027-28: 20; WINTER - CERTAIN 2028-29: 20
Existing | US | 1232608 | 58772 | GEN1 | LHORN_N_UNIT2 | Longhorn Wind | LONGHORN WIND NORTH U2 | WT | WND |  | Wind | 2015-09-21 |  | 100 | 14 | 20 | SUMMER - CERTAIN 2018: 14; SUMMER - CERTAIN 2019: 14; SUMMER - CERTAIN 2020: 14; SUMMER - CERTAIN 2021: 14; SUMMER - CERTAIN 2022: 14; SUMMER - CERTAIN 2023: 14; SUMMER - CERTAIN 2024: 14; SUMMER - CERTAIN 2025: 14; SUMMER - CERTAIN 2026: 14; SUMMER - CERTAIN 2027: 14; SUMMER - CERTAIN 2028: 14; WINTER - CERTAIN 2018-19: 20; WINTER - CERTAIN 2019-20: 20; WINTER - CERTAIN 2020-21: 20; WINTER - CERTAIN 2021-22: 20; WINTER - CERTAIN 2022-23: 20; WINTER - CERTAIN 2023-24: 20; WINTER - CERTAIN 2024-25: 20; WINTER - CERTAIN 2025-26: 20; WINTER - CERTAIN 2026-27: 20; WINTER - CERTAIN 2027-28: 20; WINTER - CERTAIN 2028-29: 20
Existing | US | 1782183 | 57303 | LWG1 | LONEWOLF_G1 | Loraine Windpower Park LLC | LORAINE WINDPARK I | WT | WND |  | Wind | 2009-10-15 |  | 49.5 | 6.93 | 9.9 | SUMMER - CERTAIN 2018: 6.93; SUMMER - CERTAIN 2019: 6.93; SUMMER - CERTAIN 2020: 6.93; SUMMER - CERTAIN 2021: 6.93; SUMMER - CERTAIN 2022: 6.93; SUMMER - CERTAIN 2023: 6.93; SUMMER - CERTAIN 2024: 6.93; SUMMER - CERTAIN 2025: 6.93; SUMMER - CERTAIN 2026: 6.93; SUMMER - CERTAIN 2027: 6.93; SUMMER - CERTAIN 2028: 6.93; WINTER - CERTAIN 2018-19: 9.9; WINTER - CERTAIN 2019-20: 9.9; WINTER - CERTAIN 2020-21: 9.9; WINTER - CERTAIN 2021-22: 9.9; WINTER - CERTAIN 2022-23: 9.9; WINTER - CERTAIN 2023-24: 9.9; WINTER - CERTAIN 2024-25: 9.9; WINTER - CERTAIN 2025-26: 9.9; WINTER - CERTAIN 2026-27: 9.9; WINTER - CERTAIN 2027-28: 9.9; WINTER - CERTAIN 2028-29: 9.9
Existing | US | 1022569 | 57303 | LWG2 | LONEWOLF_G2 | Loraine Windpower Park LLC | LORAINE WINDPARK II | WT | WND |  | Wind | 2009-10-15 |  | 51 | 7.14 | 10.2 | SUMMER - CERTAIN 2018: 7.14; SUMMER - CERTAIN 2019: 7.14; SUMMER - CERTAIN 2020: 7.14; SUMMER - CERTAIN 2021: 7.14; SUMMER - CERTAIN 2022: 7.14; SUMMER - CERTAIN 2023: 7.14; SUMMER - CERTAIN 2024: 7.14; SUMMER - CERTAIN 2025: 7.14; SUMMER - CERTAIN 2026: 7.14; SUMMER - CERTAIN 2027: 7.14; SUMMER - CERTAIN 2028: 7.14; WINTER - CERTAIN 2018-19: 10.2; WINTER - CERTAIN 2019-20: 10.2; WINTER - CERTAIN 2020-21: 10.2; WINTER - CERTAIN 2021-22: 10.2; WINTER - CERTAIN 2022-23: 10.2; WINTER - CERTAIN 2023-24: 10.2; WINTER - CERTAIN 2024-25: 10.2; WINTER - CERTAIN 2025-26: 10.2; WINTER - CERTAIN 2026-27: 10.2; WINTER - CERTAIN 2027-28: 10.2; WINTER - CERTAIN 2028-29: 10.2
Existing | US | 1969076 | 57303 | LWG1 | LONEWOLF_G3 | Loraine Windpower Park LLC | LORAINE WINDPARK III | WT | WND |  | Wind | 2011-02-01 |  | 25.5 | 3.57 | 5.1 | SUMMER - CERTAIN 2018: 3.57; SUMMER - CERTAIN 2019: 3.57; SUMMER - CERTAIN 2020: 3.57; SUMMER - CERTAIN 2021: 3.57; SUMMER - CERTAIN 2022: 3.57; SUMMER - CERTAIN 2023: 3.57; SUMMER - CERTAIN 2024: 3.57; SUMMER - CERTAIN 2025: 3.57; SUMMER - CERTAIN 2026: 3.57; SUMMER - CERTAIN 2027: 3.57; SUMMER - CERTAIN 2028: 3.57; WINTER - CERTAIN 2018-19: 5.1; WINTER - CERTAIN 2019-20: 5.1; WINTER - CERTAIN 2020-21: 5.1; WINTER - CERTAIN 2021-22: 5.1; WINTER - CERTAIN 2022-23: 5.1; WINTER - CERTAIN 2023-24: 5.1; WINTER - CERTAIN 2024-25: 5.1; WINTER - CERTAIN 2025-26: 5.1; WINTER - CERTAIN 2026-27: 5.1; WINTER - CERTAIN 2027-28: 5.1; WINTER - CERTAIN 2028-29: 5.1
Existing | US | 1540045 | 57303 | LWG2 | LONEWOLF_G4 | Loraine Windpower Park LLC | LORAINE WINDPARK IV | WT | WND |  | Wind | 2011-02-01 |  | 24 | 3.36 | 4.8 | SUMMER - CERTAIN 2018: 3.36; SUMMER - CERTAIN 2019: 3.36; SUMMER - CERTAIN 2020: 3.36; SUMMER - CERTAIN 2021: 3.36; SUMMER - CERTAIN 2022: 3.36; SUMMER - CERTAIN 2023: 3.36; SUMMER - CERTAIN 2024: 3.36; SUMMER - CERTAIN 2025: 3.36; SUMMER - CERTAIN 2026: 3.36; SUMMER - CERTAIN 2027: 3.36; SUMMER - CERTAIN 2028: 3.36; WINTER - CERTAIN 2018-19: 4.8; WINTER - CERTAIN 2019-20: 4.8; WINTER - CERTAIN 2020-21: 4.8; WINTER - CERTAIN 2021-22: 4.8; WINTER - CERTAIN 2022-23: 4.8; WINTER - CERTAIN 2023-24: 4.8; WINTER - CERTAIN 2024-25: 4.8; WINTER - CERTAIN 2025-26: 4.8; WINTER - CERTAIN 2026-27: 4.8; WINTER - CERTAIN 2027-28: 4.8; WINTER - CERTAIN 2028-29: 4.8
Existing | US | 1684815 | 59320 | GEN1 | LV3_UNIT_1 | Los Vientos Windpower III | LOS VIENTOS III WIND | WT | WND |  | Wind | 2015-04-15 |  | 200 | 28 | 40 | SUMMER - CERTAIN 2018: 28; SUMMER - CERTAIN 2019: 28; SUMMER - CERTAIN 2020: 28; SUMMER - CERTAIN 2021: 28; SUMMER - CERTAIN 2022: 28; SUMMER - CERTAIN 2023: 28; SUMMER - CERTAIN 2024: 28; SUMMER - CERTAIN 2025: 28; SUMMER - CERTAIN 2026: 28; SUMMER - CERTAIN 2027: 28; SUMMER - CERTAIN 2028: 28; WINTER - CERTAIN 2018-19: 40; WINTER - CERTAIN 2019-20: 40; WINTER - CERTAIN 2020-21: 40; WINTER - CERTAIN 2021-22: 40; WINTER - CERTAIN 2022-23: 40; WINTER - CERTAIN 2023-24: 40; WINTER - CERTAIN 2024-25: 40; WINTER - CERTAIN 2025-26: 40; WINTER - CERTAIN 2026-27: 40; WINTER - CERTAIN 2027-28: 40; WINTER - CERTAIN 2028-29: 40
Existing | US |  | 59321 |  | LV4_UNIT_1 |  | LOS VIENTOS IV WIND | WT | WND |  | Wind | 2016-11-01 |  | 200 | 28 | 40 | SUMMER - CERTAIN 2018: 28; SUMMER - CERTAIN 2019: 28; SUMMER - CERTAIN 2020: 28; SUMMER - CERTAIN 2021: 28; SUMMER - CERTAIN 2022: 28; SUMMER - CERTAIN 2023: 28; SUMMER - CERTAIN 2024: 28; SUMMER - CERTAIN 2025: 28; SUMMER - CERTAIN 2026: 28; SUMMER - CERTAIN 2027: 28; SUMMER - CERTAIN 2028: 28; WINTER - CERTAIN 2018-19: 40; WINTER - CERTAIN 2019-20: 40; WINTER - CERTAIN 2020-21: 40; WINTER - CERTAIN 2021-22: 40; WINTER - CERTAIN 2022-23: 40; WINTER - CERTAIN 2023-24: 40; WINTER - CERTAIN 2024-25: 40; WINTER - CERTAIN 2025-26: 40; WINTER - CERTAIN 2026-27: 40; WINTER - CERTAIN 2027-28: 40; WINTER - CERTAIN 2028-29: 40
Existing | US |  | 60059 |  | LV5_UNIT_1 |  | LOS VIENTOS V WIND | WT | WND |  | Wind | 2016-03-01 |  | 110 | 15.4 | 22 | SUMMER - CERTAIN 2018: 15.4; SUMMER - CERTAIN 2019: 15.4; SUMMER - CERTAIN 2020: 15.4; SUMMER - CERTAIN 2021: 15.4; SUMMER - CERTAIN 2022: 15.4; SUMMER - CERTAIN 2023: 15.4; SUMMER - CERTAIN 2024: 15.4; SUMMER - CERTAIN 2025: 15.4; SUMMER - CERTAIN 2026: 15.4; SUMMER - CERTAIN 2027: 15.4; SUMMER - CERTAIN 2028: 15.4; WINTER - CERTAIN 2018-19: 22; WINTER - CERTAIN 2019-20: 22; WINTER - CERTAIN 2020-21: 22; WINTER - CERTAIN 2021-22: 22; WINTER - CERTAIN 2022-23: 22; WINTER - CERTAIN 2023-24: 22; WINTER - CERTAIN 2024-25: 22; WINTER - CERTAIN 2025-26: 22; WINTER - CERTAIN 2026-27: 22; WINTER - CERTAIN 2027-28: 22; WINTER - CERTAIN 2028-29: 22
Existing | US |  | 59005 |  | MARIAH_NORTE1 |  | MARIAH DEL NORTE 1 | WT | WND |  | Wind | 2016-10-31 |  | 115.2 | 16.128 | 23.04 | SUMMER - CERTAIN 2018: 16.128; SUMMER - CERTAIN 2019: 16.128; SUMMER - CERTAIN 2020: 16.128; SUMMER - CERTAIN 2021: 16.128; SUMMER - CERTAIN 2022: 16.128; SUMMER - CERTAIN 2023: 16.128; SUMMER - CERTAIN 2024: 16.128; SUMMER - CERTAIN 2025: 16.128; SUMMER - CERTAIN 2026: 16.128; SUMMER - CERTAIN 2027: 16.128; SUMMER - CERTAIN 2028: 16.128; WINTER - CERTAIN 2018-19: 23.04; WINTER - CERTAIN 2019-20: 23.04; WINTER - CERTAIN 2020-21: 23.04; WINTER - CERTAIN 2021-22: 23.04; WINTER - CERTAIN 2022-23: 23.04; WINTER - CERTAIN 2023-24: 23.04; WINTER - CERTAIN 2024-25: 23.04; WINTER - CERTAIN 2025-26: 23.04; WINTER - CERTAIN 2026-27: 23.04; WINTER - CERTAIN 2027-28: 23.04; WINTER - CERTAIN 2028-29: 23.04
Existing | US |  | 59005 |  | MARIAH_NORTE2 |  | MARIAH DEL NORTE 2 | WT | WND |  | Wind | 2016-10-31 |  | 115.2 | 16.128 | 23.04 | SUMMER - CERTAIN 2018: 16.128; SUMMER - CERTAIN 2019: 16.128; SUMMER - CERTAIN 2020: 16.128; SUMMER - CERTAIN 2021: 16.128; SUMMER - CERTAIN 2022: 16.128; SUMMER - CERTAIN 2023: 16.128; SUMMER - CERTAIN 2024: 16.128; SUMMER - CERTAIN 2025: 16.128; SUMMER - CERTAIN 2026: 16.128; SUMMER - CERTAIN 2027: 16.128; SUMMER - CERTAIN 2028: 16.128; WINTER - CERTAIN 2018-19: 23.04; WINTER - CERTAIN 2019-20: 23.04; WINTER - CERTAIN 2020-21: 23.04; WINTER - CERTAIN 2021-22: 23.04; WINTER - CERTAIN 2022-23: 23.04; WINTER - CERTAIN 2023-24: 23.04; WINTER - CERTAIN 2024-25: 23.04; WINTER - CERTAIN 2025-26: 23.04; WINTER - CERTAIN 2026-27: 23.04; WINTER - CERTAIN 2027-28: 23.04; WINTER - CERTAIN 2028-29: 23.04
Existing | US | 1458620 | 59332 | MSCRK | MESQCRK_WND1 | Mesquite Creek Wind | MESQUITE CREEK WIND 1 | WT | WND |  | Wind | 2015-04-11 |  | 105.61 | 14.784 | 21.12 | SUMMER - CERTAIN 2018: 14.784; SUMMER - CERTAIN 2019: 14.784; SUMMER - CERTAIN 2020: 14.784; SUMMER - CERTAIN 2021: 14.784; SUMMER - CERTAIN 2022: 14.784; SUMMER - CERTAIN 2023: 14.784; SUMMER - CERTAIN 2024: 14.784; SUMMER - CERTAIN 2025: 14.784; SUMMER - CERTAIN 2026: 14.784; SUMMER - CERTAIN 2027: 14.784; SUMMER - CERTAIN 2028: 14.784; WINTER - CERTAIN 2018-19: 21.12; WINTER - CERTAIN 2019-20: 21.12; WINTER - CERTAIN 2020-21: 21.12; WINTER - CERTAIN 2021-22: 21.12; WINTER - CERTAIN 2022-23: 21.12; WINTER - CERTAIN 2023-24: 21.12; WINTER - CERTAIN 2024-25: 21.12; WINTER - CERTAIN 2025-26: 21.12; WINTER - CERTAIN 2026-27: 21.12; WINTER - CERTAIN 2027-28: 21.12; WINTER - CERTAIN 2028-29: 21.12
Existing | US | 1511263 | 59332 | MSCRK | MESQCRK_WND2 | Mesquite Creek Wind | MESQUITE CREEK WIND 2 | WT | WND |  | Wind | 2015-04-11 |  | 105.61 | 14.784 | 21.12 | SUMMER - CERTAIN 2018: 14.784; SUMMER - CERTAIN 2019: 14.784; SUMMER - CERTAIN 2020: 14.784; SUMMER - CERTAIN 2021: 14.784; SUMMER - CERTAIN 2022: 14.784; SUMMER - CERTAIN 2023: 14.784; SUMMER - CERTAIN 2024: 14.784; SUMMER - CERTAIN 2025: 14.784; SUMMER - CERTAIN 2026: 14.784; SUMMER - CERTAIN 2027: 14.784; SUMMER - CERTAIN 2028: 14.784; WINTER - CERTAIN 2018-19: 21.12; WINTER - CERTAIN 2019-20: 21.12; WINTER - CERTAIN 2020-21: 21.12; WINTER - CERTAIN 2021-22: 21.12; WINTER - CERTAIN 2022-23: 21.12; WINTER - CERTAIN 2023-24: 21.12; WINTER - CERTAIN 2024-25: 21.12; WINTER - CERTAIN 2025-26: 21.12; WINTER - CERTAIN 2026-27: 21.12; WINTER - CERTAIN 2027-28: 21.12; WINTER - CERTAIN 2028-29: 21.12
Existing | US | 1921579 | 58765 | 1 | MIAM1_G1 | Miami Wind Energy Center | MIAMI WIND G1 | WT | WND |  | Wind | 2014-12-04 |  | 144.3 | 20.202 | 28.86 | SUMMER - CERTAIN 2018: 20.202; SUMMER - CERTAIN 2019: 20.202; SUMMER - CERTAIN 2020: 20.202; SUMMER - CERTAIN 2021: 20.202; SUMMER - CERTAIN 2022: 20.202; SUMMER - CERTAIN 2023: 20.202; SUMMER - CERTAIN 2024: 20.202; SUMMER - CERTAIN 2025: 20.202; SUMMER - CERTAIN 2026: 20.202; SUMMER - CERTAIN 2027: 20.202; SUMMER - CERTAIN 2028: 20.202; WINTER - CERTAIN 2018-19: 28.86; WINTER - CERTAIN 2019-20: 28.86; WINTER - CERTAIN 2020-21: 28.86; WINTER - CERTAIN 2021-22: 28.86; WINTER - CERTAIN 2022-23: 28.86; WINTER - CERTAIN 2023-24: 28.86; WINTER - CERTAIN 2024-25: 28.86; WINTER - CERTAIN 2025-26: 28.86; WINTER - CERTAIN 2026-27: 28.86; WINTER - CERTAIN 2027-28: 28.86; WINTER - CERTAIN 2028-29: 28.86
Existing | US | 1710884 | 58765 | 1 | MIAM1_G2 | Miami Wind Energy Center | MIAMI WIND G2 | WT | WND |  | Wind | 2014-12-04 |  | 144.3 | 20.202 | 28.86 | SUMMER - CERTAIN 2018: 20.202; SUMMER - CERTAIN 2019: 20.202; SUMMER - CERTAIN 2020: 20.202; SUMMER - CERTAIN 2021: 20.202; SUMMER - CERTAIN 2022: 20.202; SUMMER - CERTAIN 2023: 20.202; SUMMER - CERTAIN 2024: 20.202; SUMMER - CERTAIN 2025: 20.202; SUMMER - CERTAIN 2026: 20.202; SUMMER - CERTAIN 2027: 20.202; SUMMER - CERTAIN 2028: 20.202; WINTER - CERTAIN 2018-19: 28.86; WINTER - CERTAIN 2019-20: 28.86; WINTER - CERTAIN 2020-21: 28.86; WINTER - CERTAIN 2021-22: 28.86; WINTER - CERTAIN 2022-23: 28.86; WINTER - CERTAIN 2023-24: 28.86; WINTER - CERTAIN 2024-25: 28.86; WINTER - CERTAIN 2025-26: 28.86; WINTER - CERTAIN 2026-27: 28.86; WINTER - CERTAIN 2027-28: 28.86; WINTER - CERTAIN 2028-29: 28.86
Existing | US | 1873306 | 56773 | 1 | MWEC_G1 | McAdoo Wind Energy LLC | MCADOO WIND | WT | WND |  | Wind | 2008-07-31 |  | 150 | 21 | 30 | SUMMER - CERTAIN 2018: 21; SUMMER - CERTAIN 2019: 21; SUMMER - CERTAIN 2020: 21; SUMMER - CERTAIN 2021: 21; SUMMER - CERTAIN 2022: 21; SUMMER - CERTAIN 2023: 21; SUMMER - CERTAIN 2024: 21; SUMMER - CERTAIN 2025: 21; SUMMER - CERTAIN 2026: 21; SUMMER - CERTAIN 2027: 21; SUMMER - CERTAIN 2028: 21; WINTER - CERTAIN 2018-19: 30; WINTER - CERTAIN 2019-20: 30; WINTER - CERTAIN 2020-21: 30; WINTER - CERTAIN 2021-22: 30; WINTER - CERTAIN 2022-23: 30; WINTER - CERTAIN 2023-24: 30; WINTER - CERTAIN 2024-25: 30; WINTER - CERTAIN 2025-26: 30; WINTER - CERTAIN 2026-27: 30; WINTER - CERTAIN 2027-28: 30; WINTER - CERTAIN 2028-29: 30
Existing | US |  | 59972 |  | NBOHR_UNIT1 |  | NIELS BOHR WIND A (BEARKAT WIND A) | WT | WND |  | Wind | 2018-02-15 |  | 197 | 27.524 | 39.32 | SUMMER - CERTAIN 2018: 27.524; SUMMER - CERTAIN 2019: 27.524; SUMMER - CERTAIN 2020: 27.524; SUMMER - CERTAIN 2021: 27.524; SUMMER - CERTAIN 2022: 27.524; SUMMER - CERTAIN 2023: 27.524; SUMMER - CERTAIN 2024: 27.524; SUMMER - CERTAIN 2025: 27.524; SUMMER - CERTAIN 2026: 27.524; SUMMER - CERTAIN 2027: 27.524; SUMMER - CERTAIN 2028: 27.524; WINTER - CERTAIN 2018-19: 39.32; WINTER - CERTAIN 2019-20: 39.32; WINTER - CERTAIN 2020-21: 39.32; WINTER - CERTAIN 2021-22: 39.32; WINTER - CERTAIN 2022-23: 39.32; WINTER - CERTAIN 2023-24: 39.32; WINTER - CERTAIN 2024-25: 39.32; WINTER - CERTAIN 2025-26: 39.32; WINTER - CERTAIN 2026-27: 39.32; WINTER - CERTAIN 2027-28: 39.32; WINTER - CERTAIN 2028-29: 39.32
Existing | US | 1626678 | 56961 | VESTA | NWF_NWF1 | Notrees Windpower | NOTREES WIND 1 | WT | WND |  | Wind | 2009-04-01 |  | 92.61 | 12.964 | 18.52 | SUMMER - CERTAIN 2018: 12.964; SUMMER - CERTAIN 2019: 12.964; SUMMER - CERTAIN 2020: 12.964; SUMMER - CERTAIN 2021: 12.964; SUMMER - CERTAIN 2022: 12.964; SUMMER - CERTAIN 2023: 12.964; SUMMER - CERTAIN 2024: 12.964; SUMMER - CERTAIN 2025: 12.964; SUMMER - CERTAIN 2026: 12.964; SUMMER - CERTAIN 2027: 12.964; SUMMER - CERTAIN 2028: 12.964; WINTER - CERTAIN 2018-19: 18.52; WINTER - CERTAIN 2019-20: 18.52; WINTER - CERTAIN 2020-21: 18.52; WINTER - CERTAIN 2021-22: 18.52; WINTER - CERTAIN 2022-23: 18.52; WINTER - CERTAIN 2023-24: 18.52; WINTER - CERTAIN 2024-25: 18.52; WINTER - CERTAIN 2025-26: 18.52; WINTER - CERTAIN 2026-27: 18.52; WINTER - CERTAIN 2027-28: 18.52; WINTER - CERTAIN 2028-29: 18.52
Existing | US | 1450076 | 56961 | GE | NWF_NWF2 | Notrees Windpower | NOTREES WIND 2 | WT | WND |  | Wind | 2009-04-01 |  | 60 | 8.4 | 12 | SUMMER - CERTAIN 2018: 8.4; SUMMER - CERTAIN 2019: 8.4; SUMMER - CERTAIN 2020: 8.4; SUMMER - CERTAIN 2021: 8.4; SUMMER - CERTAIN 2022: 8.4; SUMMER - CERTAIN 2023: 8.4; SUMMER - CERTAIN 2024: 8.4; SUMMER - CERTAIN 2025: 8.4; SUMMER - CERTAIN 2026: 8.4; SUMMER - CERTAIN 2027: 8.4; SUMMER - CERTAIN 2028: 8.4; WINTER - CERTAIN 2018-19: 12; WINTER - CERTAIN 2019-20: 12; WINTER - CERTAIN 2020-21: 12; WINTER - CERTAIN 2021-22: 12; WINTER - CERTAIN 2022-23: 12; WINTER - CERTAIN 2023-24: 12; WINTER - CERTAIN 2024-25: 12; WINTER - CERTAIN 2025-26: 12; WINTER - CERTAIN 2026-27: 12; WINTER - CERTAIN 2027-28: 12; WINTER - CERTAIN 2028-29: 12
Existing | US | 1608753 | 56959 | OWF | OWF_OWF | Ocotillo Windpower | OCOTILLO WIND | WT | WND |  | Wind | 2008-11-01 |  | 58.8 | 8.232 | 11.76 | SUMMER - CERTAIN 2018: 8.232; SUMMER - CERTAIN 2019: 8.232; SUMMER - CERTAIN 2020: 8.232; SUMMER - CERTAIN 2021: 8.232; SUMMER - CERTAIN 2022: 8.232; SUMMER - CERTAIN 2023: 8.232; SUMMER - CERTAIN 2024: 8.232; SUMMER - CERTAIN 2025: 8.232; SUMMER - CERTAIN 2026: 8.232; SUMMER - CERTAIN 2027: 8.232; SUMMER - CERTAIN 2028: 8.232; WINTER - CERTAIN 2018-19: 11.76; WINTER - CERTAIN 2019-20: 11.76; WINTER - CERTAIN 2020-21: 11.76; WINTER - CERTAIN 2021-22: 11.76; WINTER - CERTAIN 2022-23: 11.76; WINTER - CERTAIN 2023-24: 11.76; WINTER - CERTAIN 2024-25: 11.76; WINTER - CERTAIN 2025-26: 11.76; WINTER - CERTAIN 2026-27: 11.76; WINTER - CERTAIN 2027-28: 11.76; WINTER - CERTAIN 2028-29: 11.76
Existing | US |  | 60366 |  | COTPLNS_OLDSETLR |  | OLD SETTLER WIND | WT | WND |  | Wind | 2016-11-30 |  | 150 | 21.168 | 30.24 | SUMMER - CERTAIN 2018: 21.168; SUMMER - CERTAIN 2019: 21.168; SUMMER - CERTAIN 2020: 21.168; SUMMER - CERTAIN 2021: 21.168; SUMMER - CERTAIN 2022: 21.168; SUMMER - CERTAIN 2023: 21.168; SUMMER - CERTAIN 2024: 21.168; SUMMER - CERTAIN 2025: 21.168; SUMMER - CERTAIN 2026: 21.168; SUMMER - CERTAIN 2027: 21.168; SUMMER - CERTAIN 2028: 21.168; WINTER - CERTAIN 2018-19: 30.24; WINTER - CERTAIN 2019-20: 30.24; WINTER - CERTAIN 2020-21: 30.24; WINTER - CERTAIN 2021-22: 30.24; WINTER - CERTAIN 2022-23: 30.24; WINTER - CERTAIN 2023-24: 30.24; WINTER - CERTAIN 2024-25: 30.24; WINTER - CERTAIN 2025-26: 30.24; WINTER - CERTAIN 2026-27: 30.24; WINTER - CERTAIN 2027-28: 30.24; WINTER - CERTAIN 2028-29: 30.24
Existing | US | 1044213 | 58242 | 1 | PH1_UNIT1 | Pattern Panhandle Wind LLC | PANHANDLE WIND 1 U1 | WT | WND |  | Wind | 2014-07-30 |  | 109.15 | 15.288 | 21.84 | SUMMER - CERTAIN 2018: 15.288; SUMMER - CERTAIN 2019: 15.288; SUMMER - CERTAIN 2020: 15.288; SUMMER - CERTAIN 2021: 15.288; SUMMER - CERTAIN 2022: 15.288; SUMMER - CERTAIN 2023: 15.288; SUMMER - CERTAIN 2024: 15.288; SUMMER - CERTAIN 2025: 15.288; SUMMER - CERTAIN 2026: 15.288; SUMMER - CERTAIN 2027: 15.288; SUMMER - CERTAIN 2028: 15.288; WINTER - CERTAIN 2018-19: 21.84; WINTER - CERTAIN 2019-20: 21.84; WINTER - CERTAIN 2020-21: 21.84; WINTER - CERTAIN 2021-22: 21.84; WINTER - CERTAIN 2022-23: 21.84; WINTER - CERTAIN 2023-24: 21.84; WINTER - CERTAIN 2024-25: 21.84; WINTER - CERTAIN 2025-26: 21.84; WINTER - CERTAIN 2026-27: 21.84; WINTER - CERTAIN 2027-28: 21.84; WINTER - CERTAIN 2028-29: 21.84
Existing | US | 1555633 | 58242 | 1 | PH1_UNIT2 | Pattern Panhandle Wind LLC | PANHANDLE WIND 1 U2 | WT | WND |  | Wind | 2014-07-30 |  | 109.15 | 15.288 | 21.84 | SUMMER - CERTAIN 2018: 15.288; SUMMER - CERTAIN 2019: 15.288; SUMMER - CERTAIN 2020: 15.288; SUMMER - CERTAIN 2021: 15.288; SUMMER - CERTAIN 2022: 15.288; SUMMER - CERTAIN 2023: 15.288; SUMMER - CERTAIN 2024: 15.288; SUMMER - CERTAIN 2025: 15.288; SUMMER - CERTAIN 2026: 15.288; SUMMER - CERTAIN 2027: 15.288; SUMMER - CERTAIN 2028: 15.288; WINTER - CERTAIN 2018-19: 21.84; WINTER - CERTAIN 2019-20: 21.84; WINTER - CERTAIN 2020-21: 21.84; WINTER - CERTAIN 2021-22: 21.84; WINTER - CERTAIN 2022-23: 21.84; WINTER - CERTAIN 2023-24: 21.84; WINTER - CERTAIN 2024-25: 21.84; WINTER - CERTAIN 2025-26: 21.84; WINTER - CERTAIN 2026-27: 21.84; WINTER - CERTAIN 2027-28: 21.84; WINTER - CERTAIN 2028-29: 21.84
Existing | US | 1778752 | 58720 | 1 | PH2_UNIT1 | Pattern Panhandle Wind 2 LLC | PANHANDLE WIND 2 U1 | WT | WND |  | Wind | 2014-11-01 |  | 94.19 | 13.188 | 18.84 | SUMMER - CERTAIN 2018: 13.188; SUMMER - CERTAIN 2019: 13.188; SUMMER - CERTAIN 2020: 13.188; SUMMER - CERTAIN 2021: 13.188; SUMMER - CERTAIN 2022: 13.188; SUMMER - CERTAIN 2023: 13.188; SUMMER - CERTAIN 2024: 13.188; SUMMER - CERTAIN 2025: 13.188; SUMMER - CERTAIN 2026: 13.188; SUMMER - CERTAIN 2027: 13.188; SUMMER - CERTAIN 2028: 13.188; WINTER - CERTAIN 2018-19: 18.84; WINTER - CERTAIN 2019-20: 18.84; WINTER - CERTAIN 2020-21: 18.84; WINTER - CERTAIN 2021-22: 18.84; WINTER - CERTAIN 2022-23: 18.84; WINTER - CERTAIN 2023-24: 18.84; WINTER - CERTAIN 2024-25: 18.84; WINTER - CERTAIN 2025-26: 18.84; WINTER - CERTAIN 2026-27: 18.84; WINTER - CERTAIN 2027-28: 18.84; WINTER - CERTAIN 2028-29: 18.84
Existing | US | 1786583 | 58720 | 1 | PH2_UNIT2 | Pattern Panhandle Wind 2 LLC | PANHANDLE WIND 2 U2 | WT | WND |  | Wind | 2014-11-01 |  | 96.6 | 13.524 | 19.32 | SUMMER - CERTAIN 2018: 13.524; SUMMER - CERTAIN 2019: 13.524; SUMMER - CERTAIN 2020: 13.524; SUMMER - CERTAIN 2021: 13.524; SUMMER - CERTAIN 2022: 13.524; SUMMER - CERTAIN 2023: 13.524; SUMMER - CERTAIN 2024: 13.524; SUMMER - CERTAIN 2025: 13.524; SUMMER - CERTAIN 2026: 13.524; SUMMER - CERTAIN 2027: 13.524; SUMMER - CERTAIN 2028: 13.524; WINTER - CERTAIN 2018-19: 19.32; WINTER - CERTAIN 2019-20: 19.32; WINTER - CERTAIN 2020-21: 19.32; WINTER - CERTAIN 2021-22: 19.32; WINTER - CERTAIN 2022-23: 19.32; WINTER - CERTAIN 2023-24: 19.32; WINTER - CERTAIN 2024-25: 19.32; WINTER - CERTAIN 2025-26: 19.32; WINTER - CERTAIN 2026-27: 19.32; WINTER - CERTAIN 2027-28: 19.32; WINTER - CERTAIN 2028-29: 19.32
Existing | US | 1021130 | 56920 | 1 | PC_NORTH_PANTHER1 | EC&R Panther Creek Wind Farm I | PANTHER CREEK WIND 1 | WT | WND |  | Wind | 2008-07-18 |  | 142.5 | 19.95 | 28.5 | SUMMER - CERTAIN 2018: 19.95; SUMMER - CERTAIN 2019: 19.95; SUMMER - CERTAIN 2020: 19.95; SUMMER - CERTAIN 2021: 19.95; SUMMER - CERTAIN 2022: 19.95; SUMMER - CERTAIN 2023: 19.95; SUMMER - CERTAIN 2024: 19.95; SUMMER - CERTAIN 2025: 19.95; SUMMER - CERTAIN 2026: 19.95; SUMMER - CERTAIN 2027: 19.95; SUMMER - CERTAIN 2028: 19.95; WINTER - CERTAIN 2018-19: 28.5; WINTER - CERTAIN 2019-20: 28.5; WINTER - CERTAIN 2020-21: 28.5; WINTER - CERTAIN 2021-22: 28.5; WINTER - CERTAIN 2022-23: 28.5; WINTER - CERTAIN 2023-24: 28.5; WINTER - CERTAIN 2024-25: 28.5; WINTER - CERTAIN 2025-26: 28.5; WINTER - CERTAIN 2026-27: 28.5; WINTER - CERTAIN 2027-28: 28.5; WINTER - CERTAIN 2028-29: 28.5
Existing | US | 1546412 | 56921 | 1 | PC_SOUTH_PANTHER2 | EC&R Panther Creek Wind Farm II | PANTHER CREEK WIND 2 | WT | WND |  | Wind | 2008-12-12 |  | 115.5 | 16.17 | 23.1 | SUMMER - CERTAIN 2018: 16.17; SUMMER - CERTAIN 2019: 16.17; SUMMER - CERTAIN 2020: 16.17; SUMMER - CERTAIN 2021: 16.17; SUMMER - CERTAIN 2022: 16.17; SUMMER - CERTAIN 2023: 16.17; SUMMER - CERTAIN 2024: 16.17; SUMMER - CERTAIN 2025: 16.17; SUMMER - CERTAIN 2026: 16.17; SUMMER - CERTAIN 2027: 16.17; SUMMER - CERTAIN 2028: 16.17; WINTER - CERTAIN 2018-19: 23.1; WINTER - CERTAIN 2019-20: 23.1; WINTER - CERTAIN 2020-21: 23.1; WINTER - CERTAIN 2021-22: 23.1; WINTER - CERTAIN 2022-23: 23.1; WINTER - CERTAIN 2023-24: 23.1; WINTER - CERTAIN 2024-25: 23.1; WINTER - CERTAIN 2025-26: 23.1; WINTER - CERTAIN 2026-27: 23.1; WINTER - CERTAIN 2027-28: 23.1; WINTER - CERTAIN 2028-29: 23.1
Existing | US | 1267661 | 56979 | 1 | PC_SOUTH_PANTHER3 | EC&R Panther Creek Wind Farm III | PANTHER CREEK WIND 3 | WT | WND |  | Wind | 2009-07-09 |  | 199.5 | 27.93 | 39.9 | SUMMER - CERTAIN 2018: 27.93; SUMMER - CERTAIN 2019: 27.93; SUMMER - CERTAIN 2020: 27.93; SUMMER - CERTAIN 2021: 27.93; SUMMER - CERTAIN 2022: 27.93; SUMMER - CERTAIN 2023: 27.93; SUMMER - CERTAIN 2024: 27.93; SUMMER - CERTAIN 2025: 27.93; SUMMER - CERTAIN 2026: 27.93; SUMMER - CERTAIN 2027: 27.93; SUMMER - CERTAIN 2028: 27.93; WINTER - CERTAIN 2018-19: 39.9; WINTER - CERTAIN 2019-20: 39.9; WINTER - CERTAIN 2020-21: 39.9; WINTER - CERTAIN 2021-22: 39.9; WINTER - CERTAIN 2022-23: 39.9; WINTER - CERTAIN 2023-24: 39.9; WINTER - CERTAIN 2024-25: 39.9; WINTER - CERTAIN 2025-26: 39.9; WINTER - CERTAIN 2026-27: 39.9; WINTER - CERTAIN 2027-28: 39.9; WINTER - CERTAIN 2028-29: 39.9
Existing | US | 1471063 | 55796 | 1 | WOODWRD1_WOODWRD1 | Woodward Mountain I | PECOS WIND 1 (WOODWARD) | WT | WND |  | Wind | 2001-07-31 |  | 82.5 | 11.55 | 16.5 | SUMMER - CERTAIN 2018: 11.55; SUMMER - CERTAIN 2019: 11.55; SUMMER - CERTAIN 2020: 11.55; SUMMER - CERTAIN 2021: 11.55; SUMMER - CERTAIN 2022: 11.55; SUMMER - CERTAIN 2023: 11.55; SUMMER - CERTAIN 2024: 11.55; SUMMER - CERTAIN 2025: 11.55; SUMMER - CERTAIN 2026: 11.55; SUMMER - CERTAIN 2027: 11.55; SUMMER - CERTAIN 2028: 11.55; WINTER - CERTAIN 2018-19: 16.5; WINTER - CERTAIN 2019-20: 16.5; WINTER - CERTAIN 2020-21: 16.5; WINTER - CERTAIN 2021-22: 16.5; WINTER - CERTAIN 2022-23: 16.5; WINTER - CERTAIN 2023-24: 16.5; WINTER - CERTAIN 2024-25: 16.5; WINTER - CERTAIN 2025-26: 16.5; WINTER - CERTAIN 2026-27: 16.5; WINTER - CERTAIN 2027-28: 16.5; WINTER - CERTAIN 2028-29: 16.5
Existing | US | 1994643 | 55795 | 1 | WOODWRD2_WOODWRD2 | Woodward Mountain II | PECOS WIND 2 (WOODWARD) | WT | WND |  | Wind | 2001-07-31 |  | 77.22 | 10.808 | 15.44 | SUMMER - CERTAIN 2018: 10.808; SUMMER - CERTAIN 2019: 10.808; SUMMER - CERTAIN 2020: 10.808; SUMMER - CERTAIN 2021: 10.808; SUMMER - CERTAIN 2022: 10.808; SUMMER - CERTAIN 2023: 10.808; SUMMER - CERTAIN 2024: 10.808; SUMMER - CERTAIN 2025: 10.808; SUMMER - CERTAIN 2026: 10.808; SUMMER - CERTAIN 2027: 10.808; SUMMER - CERTAIN 2028: 10.808; WINTER - CERTAIN 2018-19: 15.44; WINTER - CERTAIN 2019-20: 15.44; WINTER - CERTAIN 2020-21: 15.44; WINTER - CERTAIN 2021-22: 15.44; WINTER - CERTAIN 2022-23: 15.44; WINTER - CERTAIN 2023-24: 15.44; WINTER - CERTAIN 2024-25: 15.44; WINTER - CERTAIN 2025-26: 15.44; WINTER - CERTAIN 2026-27: 15.44; WINTER - CERTAIN 2027-28: 15.44; WINTER - CERTAIN 2028-29: 15.44
Existing | US | 1163408 | 56981 | 1 | PYR_PYRON1 | Pyron Wind Farm LLC | PYRON WIND | WT | WND |  | Wind | 2008-12-23 |  | 121.5 | 17.01 | 24.3 | SUMMER - CERTAIN 2018: 17.01; SUMMER - CERTAIN 2019: 17.01; SUMMER - CERTAIN 2020: 17.01; SUMMER - CERTAIN 2021: 17.01; SUMMER - CERTAIN 2022: 17.01; SUMMER - CERTAIN 2023: 17.01; SUMMER - CERTAIN 2024: 17.01; SUMMER - CERTAIN 2025: 17.01; SUMMER - CERTAIN 2026: 17.01; SUMMER - CERTAIN 2027: 17.01; SUMMER - CERTAIN 2028: 17.01; WINTER - CERTAIN 2018-19: 24.3; WINTER - CERTAIN 2019-20: 24.3; WINTER - CERTAIN 2020-21: 24.3; WINTER - CERTAIN 2021-22: 24.3; WINTER - CERTAIN 2022-23: 24.3; WINTER - CERTAIN 2023-24: 24.3; WINTER - CERTAIN 2024-25: 24.3; WINTER - CERTAIN 2025-26: 24.3; WINTER - CERTAIN 2026-27: 24.3; WINTER - CERTAIN 2027-28: 24.3; WINTER - CERTAIN 2028-29: 24.3
Existing | US | 1163408 | 56981 |  | PYR_PYRON2 | Pyron Wind Farm LLC | PYRON WIND 2 | WT | WND |  | Wind | 2008-12-23 |  | 127.5 | 17.85 | 25.5 | SUMMER - CERTAIN 2018: 17.85; SUMMER - CERTAIN 2019: 17.85; SUMMER - CERTAIN 2020: 17.85; SUMMER - CERTAIN 2021: 17.85; SUMMER - CERTAIN 2022: 17.85; SUMMER - CERTAIN 2023: 17.85; SUMMER - CERTAIN 2024: 17.85; SUMMER - CERTAIN 2025: 17.85; SUMMER - CERTAIN 2026: 17.85; SUMMER - CERTAIN 2027: 17.85; SUMMER - CERTAIN 2028: 17.85; WINTER - CERTAIN 2018-19: 25.5; WINTER - CERTAIN 2019-20: 25.5; WINTER - CERTAIN 2020-21: 25.5; WINTER - CERTAIN 2021-22: 25.5; WINTER - CERTAIN 2022-23: 25.5; WINTER - CERTAIN 2023-24: 25.5; WINTER - CERTAIN 2024-25: 25.5; WINTER - CERTAIN 2025-26: 25.5; WINTER - CERTAIN 2026-27: 25.5; WINTER - CERTAIN 2027-28: 25.5; WINTER - CERTAIN 2028-29: 25.5
Existing | US | 1460119 | 59943 | 0 | RSNAKE_G1 |  | RATTLESNAKE DEN WIND PHASE 1 G1 | WT | WND |  | Wind | 2015-09-01 |  | 104.26 | 14.602 | 20.86 | SUMMER - CERTAIN 2018: 14.602; SUMMER - CERTAIN 2019: 14.602; SUMMER - CERTAIN 2020: 14.602; SUMMER - CERTAIN 2021: 14.602; SUMMER - CERTAIN 2022: 14.602; SUMMER - CERTAIN 2023: 14.602; SUMMER - CERTAIN 2024: 14.602; SUMMER - CERTAIN 2025: 14.602; SUMMER - CERTAIN 2026: 14.602; SUMMER - CERTAIN 2027: 14.602; SUMMER - CERTAIN 2028: 14.602; WINTER - CERTAIN 2018-19: 20.86; WINTER - CERTAIN 2019-20: 20.86; WINTER - CERTAIN 2020-21: 20.86; WINTER - CERTAIN 2021-22: 20.86; WINTER - CERTAIN 2022-23: 20.86; WINTER - CERTAIN 2023-24: 20.86; WINTER - CERTAIN 2024-25: 20.86; WINTER - CERTAIN 2025-26: 20.86; WINTER - CERTAIN 2026-27: 20.86; WINTER - CERTAIN 2027-28: 20.86; WINTER - CERTAIN 2028-29: 20.86
Existing | US | 1456422 | 59943 | 0 | RSNAKE_G2 |  | RATTLESNAKE DEN WIND PHASE 1 G2 | WT | WND |  | Wind | 2015-09-01 |  | 102.99 | 14.42 | 20.6 | SUMMER - CERTAIN 2018: 14.42; SUMMER - CERTAIN 2019: 14.42; SUMMER - CERTAIN 2020: 14.42; SUMMER - CERTAIN 2021: 14.42; SUMMER - CERTAIN 2022: 14.42; SUMMER - CERTAIN 2023: 14.42; SUMMER - CERTAIN 2024: 14.42; SUMMER - CERTAIN 2025: 14.42; SUMMER - CERTAIN 2026: 14.42; SUMMER - CERTAIN 2027: 14.42; SUMMER - CERTAIN 2028: 14.42; WINTER - CERTAIN 2018-19: 20.6; WINTER - CERTAIN 2019-20: 20.6; WINTER - CERTAIN 2020-21: 20.6; WINTER - CERTAIN 2021-22: 20.6; WINTER - CERTAIN 2022-23: 20.6; WINTER - CERTAIN 2023-24: 20.6; WINTER - CERTAIN 2024-25: 20.6; WINTER - CERTAIN 2025-26: 20.6; WINTER - CERTAIN 2026-27: 20.6; WINTER - CERTAIN 2027-28: 20.6; WINTER - CERTAIN 2028-29: 20.6
Existing | US | 1286643 | 56457 | 1 | RDCANYON_RDCNY1 | Post Wind Farm LP | RED CANYON WIND | WT | WND |  | Wind | 2006-04-15 |  | 90 | 12.544 | 16.8 | SUMMER - CERTAIN 2018: 12.544; SUMMER - CERTAIN 2019: 12.544; SUMMER - CERTAIN 2020: 12.544; SUMMER - CERTAIN 2021: 12.544; SUMMER - CERTAIN 2022: 12.544; SUMMER - CERTAIN 2023: 12.544; SUMMER - CERTAIN 2024: 12.544; SUMMER - CERTAIN 2025: 12.544; SUMMER - CERTAIN 2026: 12.544; SUMMER - CERTAIN 2027: 12.544; SUMMER - CERTAIN 2028: 12.544; WINTER - CERTAIN 2018-19: 16.8; WINTER - CERTAIN 2019-20: 16.8; WINTER - CERTAIN 2020-21: 16.8; WINTER - CERTAIN 2021-22: 16.8; WINTER - CERTAIN 2022-23: 16.8; WINTER - CERTAIN 2023-24: 16.8; WINTER - CERTAIN 2024-25: 16.8; WINTER - CERTAIN 2025-26: 16.8; WINTER - CERTAIN 2026-27: 16.8; WINTER - CERTAIN 2027-28: 16.8; WINTER - CERTAIN 2028-29: 16.8 | re-power for plant in queue
Existing | US |  | 60217 |  | FERMI_WIND1 |  | ROCK SPRINGS VAL VERDE WIND (FERMI) 1 | WT | WND |  | Wind | 2017-10-26 |  | 121.9 | 17.066 | 24.38 | SUMMER - CERTAIN 2018: 17.066; SUMMER - CERTAIN 2019: 17.066; SUMMER - CERTAIN 2020: 17.066; SUMMER - CERTAIN 2021: 17.066; SUMMER - CERTAIN 2022: 17.066; SUMMER - CERTAIN 2023: 17.066; SUMMER - CERTAIN 2024: 17.066; SUMMER - CERTAIN 2025: 17.066; SUMMER - CERTAIN 2026: 17.066; SUMMER - CERTAIN 2027: 17.066; SUMMER - CERTAIN 2028: 17.066; WINTER - CERTAIN 2018-19: 24.38; WINTER - CERTAIN 2019-20: 24.38; WINTER - CERTAIN 2020-21: 24.38; WINTER - CERTAIN 2021-22: 24.38; WINTER - CERTAIN 2022-23: 24.38; WINTER - CERTAIN 2023-24: 24.38; WINTER - CERTAIN 2024-25: 24.38; WINTER - CERTAIN 2025-26: 24.38; WINTER - CERTAIN 2026-27: 24.38; WINTER - CERTAIN 2027-28: 24.38; WINTER - CERTAIN 2028-29: 24.38
Existing | US |  | 60217 |  | FERMI_WIND2 |  | ROCK SPRINGS VAL VERDE WIND (FERMI) 2 | WT | WND |  | Wind | 2017-10-26 |  | 27.44 | 3.836 | 5.48 | SUMMER - CERTAIN 2018: 3.836; SUMMER - CERTAIN 2019: 3.836; SUMMER - CERTAIN 2020: 3.836; SUMMER - CERTAIN 2021: 3.836; SUMMER - CERTAIN 2022: 3.836; SUMMER - CERTAIN 2023: 3.836; SUMMER - CERTAIN 2024: 3.836; SUMMER - CERTAIN 2025: 3.836; SUMMER - CERTAIN 2026: 3.836; SUMMER - CERTAIN 2027: 3.836; SUMMER - CERTAIN 2028: 3.836; WINTER - CERTAIN 2018-19: 5.48; WINTER - CERTAIN 2019-20: 5.48; WINTER - CERTAIN 2020-21: 5.48; WINTER - CERTAIN 2021-22: 5.48; WINTER - CERTAIN 2022-23: 5.48; WINTER - CERTAIN 2023-24: 5.48; WINTER - CERTAIN 2024-25: 5.48; WINTER - CERTAIN 2025-26: 5.48; WINTER - CERTAIN 2026-27: 5.48; WINTER - CERTAIN 2027-28: 5.48; WINTER - CERTAIN 2028-29: 5.48
Existing | US | 1675949 | 56593 | RO1 | TKWSW1_ROSCOE | Roscoe Wind Farm LLC | ROSCOE WIND | WT | WND |  | Wind | 2008-02-20 |  | 114 | 15.96 | 22.8 | SUMMER - CERTAIN 2018: 15.96; SUMMER - CERTAIN 2019: 15.96; SUMMER - CERTAIN 2020: 15.96; SUMMER - CERTAIN 2021: 15.96; SUMMER - CERTAIN 2022: 15.96; SUMMER - CERTAIN 2023: 15.96; SUMMER - CERTAIN 2024: 15.96; SUMMER - CERTAIN 2025: 15.96; SUMMER - CERTAIN 2026: 15.96; SUMMER - CERTAIN 2027: 15.96; SUMMER - CERTAIN 2028: 15.96; WINTER - CERTAIN 2018-19: 22.8; WINTER - CERTAIN 2019-20: 22.8; WINTER - CERTAIN 2020-21: 22.8; WINTER - CERTAIN 2021-22: 22.8; WINTER - CERTAIN 2022-23: 22.8; WINTER - CERTAIN 2023-24: 22.8; WINTER - CERTAIN 2024-25: 22.8; WINTER - CERTAIN 2025-26: 22.8; WINTER - CERTAIN 2026-27: 22.8; WINTER - CERTAIN 2027-28: 22.8; WINTER - CERTAIN 2028-29: 22.8
Existing | US | 1675949 | 56593 |  | TKWSW1_ROSCOE2A | Roscoe Wind Farm LLC | ROSCOE WIND 2A | WT | WND |  | Wind | 2008-02-20 |  | 95 | 13.3 | 19 | SUMMER - CERTAIN 2018: 13.3; SUMMER - CERTAIN 2019: 13.3; SUMMER - CERTAIN 2020: 13.3; SUMMER - CERTAIN 2021: 13.3; SUMMER - CERTAIN 2022: 13.3; SUMMER - CERTAIN 2023: 13.3; SUMMER - CERTAIN 2024: 13.3; SUMMER - CERTAIN 2025: 13.3; SUMMER - CERTAIN 2026: 13.3; SUMMER - CERTAIN 2027: 13.3; SUMMER - CERTAIN 2028: 13.3; WINTER - CERTAIN 2018-19: 19; WINTER - CERTAIN 2019-20: 19; WINTER - CERTAIN 2020-21: 19; WINTER - CERTAIN 2021-22: 19; WINTER - CERTAIN 2022-23: 19; WINTER - CERTAIN 2023-24: 19; WINTER - CERTAIN 2024-25: 19; WINTER - CERTAIN 2025-26: 19; WINTER - CERTAIN 2026-27: 19; WINTER - CERTAIN 2027-28: 19; WINTER - CERTAIN 2028-29: 19
Existing | US | 1985425 | 58681 | RT661 | ROUTE_66_WIND1 | Route 66 Wind Plant | ROUTE 66 WIND | WT | WND |  | Wind | 2015-08-15 |  | 150 | 21 | 30 | SUMMER - CERTAIN 2018: 21; SUMMER - CERTAIN 2019: 21; SUMMER - CERTAIN 2020: 21; SUMMER - CERTAIN 2021: 21; SUMMER - CERTAIN 2022: 21; SUMMER - CERTAIN 2023: 21; SUMMER - CERTAIN 2024: 21; SUMMER - CERTAIN 2025: 21; SUMMER - CERTAIN 2026: 21; SUMMER - CERTAIN 2027: 21; SUMMER - CERTAIN 2028: 21; WINTER - CERTAIN 2018-19: 30; WINTER - CERTAIN 2019-20: 30; WINTER - CERTAIN 2020-21: 30; WINTER - CERTAIN 2021-22: 30; WINTER - CERTAIN 2022-23: 30; WINTER - CERTAIN 2023-24: 30; WINTER - CERTAIN 2024-25: 30; WINTER - CERTAIN 2025-26: 30; WINTER - CERTAIN 2026-27: 30; WINTER - CERTAIN 2027-28: 30; WINTER - CERTAIN 2028-29: 30
Existing | US |  | 60657 |  | SALTFORK_UNIT1 |  | SALT FORK 1 WIND 1 | WT | WND |  | Wind | 2017-06-13 |  | 64 | 8.96 | 12.8 | SUMMER - CERTAIN 2018: 8.96; SUMMER - CERTAIN 2019: 8.96; SUMMER - CERTAIN 2020: 8.96; SUMMER - CERTAIN 2021: 8.96; SUMMER - CERTAIN 2022: 8.96; SUMMER - CERTAIN 2023: 8.96; SUMMER - CERTAIN 2024: 8.96; SUMMER - CERTAIN 2025: 8.96; SUMMER - CERTAIN 2026: 8.96; SUMMER - CERTAIN 2027: 8.96; SUMMER - CERTAIN 2028: 8.96; WINTER - CERTAIN 2018-19: 12.8; WINTER - CERTAIN 2019-20: 12.8; WINTER - CERTAIN 2020-21: 12.8; WINTER - CERTAIN 2021-22: 12.8; WINTER - CERTAIN 2022-23: 12.8; WINTER - CERTAIN 2023-24: 12.8; WINTER - CERTAIN 2024-25: 12.8; WINTER - CERTAIN 2025-26: 12.8; WINTER - CERTAIN 2026-27: 12.8; WINTER - CERTAIN 2027-28: 12.8; WINTER - CERTAIN 2028-29: 12.8
Existing | US |  | 60657 |  | SALTFORK_UNIT2 |  | SALT FORK 1 WIND 2 | WT | WND |  | Wind | 2017-06-13 |  | 110 | 15.4 | 22 | SUMMER - CERTAIN 2018: 15.4; SUMMER - CERTAIN 2019: 15.4; SUMMER - CERTAIN 2020: 15.4; SUMMER - CERTAIN 2021: 15.4; SUMMER - CERTAIN 2022: 15.4; SUMMER - CERTAIN 2023: 15.4; SUMMER - CERTAIN 2024: 15.4; SUMMER - CERTAIN 2025: 15.4; SUMMER - CERTAIN 2026: 15.4; SUMMER - CERTAIN 2027: 15.4; SUMMER - CERTAIN 2028: 15.4; WINTER - CERTAIN 2018-19: 22; WINTER - CERTAIN 2019-20: 22; WINTER - CERTAIN 2020-21: 22; WINTER - CERTAIN 2021-22: 22; WINTER - CERTAIN 2022-23: 22; WINTER - CERTAIN 2023-24: 22; WINTER - CERTAIN 2024-25: 22; WINTER - CERTAIN 2025-26: 22; WINTER - CERTAIN 2026-27: 22; WINTER - CERTAIN 2027-28: 22; WINTER - CERTAIN 2028-29: 22
Existing | US | 1415046 | 56479 | 2 | MCDLD_SBW1 | Sand Bluff Wind Farm | SAND BLUFF WIND | WT | WND |  | Wind | 2008-01-01 |  | 90 | 12.6 | 18 | SUMMER - CERTAIN 2018: 12.6; SUMMER - CERTAIN 2019: 12.6; SUMMER - CERTAIN 2020: 12.6; SUMMER - CERTAIN 2021: 12.6; SUMMER - CERTAIN 2022: 12.6; SUMMER - CERTAIN 2023: 12.6; SUMMER - CERTAIN 2024: 12.6; SUMMER - CERTAIN 2025: 12.6; SUMMER - CERTAIN 2026: 12.6; SUMMER - CERTAIN 2027: 12.6; SUMMER - CERTAIN 2028: 12.6; WINTER - CERTAIN 2018-19: 18; WINTER - CERTAIN 2019-20: 18; WINTER - CERTAIN 2020-21: 18; WINTER - CERTAIN 2021-22: 18; WINTER - CERTAIN 2022-23: 18; WINTER - CERTAIN 2023-24: 18; WINTER - CERTAIN 2024-25: 18; WINTER - CERTAIN 2025-26: 18; WINTER - CERTAIN 2026-27: 18; WINTER - CERTAIN 2027-28: 18; WINTER - CERTAIN 2028-29: 18
Existing | US | 1870751 | 59654 | 0 | EXGNSND_WIND_1 |  | SENDERO WIND ENERGY | WT | WND |  | Wind | 2015-12-22 |  | 76 | 10.64 | 15.2 | SUMMER - CERTAIN 2018: 10.64; SUMMER - CERTAIN 2019: 10.64; SUMMER - CERTAIN 2020: 10.64; SUMMER - CERTAIN 2021: 10.64; SUMMER - CERTAIN 2022: 10.64; SUMMER - CERTAIN 2023: 10.64; SUMMER - CERTAIN 2024: 10.64; SUMMER - CERTAIN 2025: 10.64; SUMMER - CERTAIN 2026: 10.64; SUMMER - CERTAIN 2027: 10.64; SUMMER - CERTAIN 2028: 10.64; WINTER - CERTAIN 2018-19: 15.2; WINTER - CERTAIN 2019-20: 15.2; WINTER - CERTAIN 2020-21: 15.2; WINTER - CERTAIN 2021-22: 15.2; WINTER - CERTAIN 2022-23: 15.2; WINTER - CERTAIN 2023-24: 15.2; WINTER - CERTAIN 2024-25: 15.2; WINTER - CERTAIN 2025-26: 15.2; WINTER - CERTAIN 2026-27: 15.2; WINTER - CERTAIN 2027-28: 15.2; WINTER - CERTAIN 2028-29: 15.2
Existing | US | 1834636 | 57981 | GEN1 | SENATEWD_UNIT1 | Senate Wind LLC | SENATE WIND | WT | WND |  | Wind | 2012-12-01 |  | 150 | 21 | 30 | SUMMER - CERTAIN 2018: 21; SUMMER - CERTAIN 2019: 21; SUMMER - CERTAIN 2020: 21; SUMMER - CERTAIN 2021: 21; SUMMER - CERTAIN 2022: 21; SUMMER - CERTAIN 2023: 21; SUMMER - CERTAIN 2024: 21; SUMMER - CERTAIN 2025: 21; SUMMER - CERTAIN 2026: 21; SUMMER - CERTAIN 2027: 21; SUMMER - CERTAIN 2028: 21; WINTER - CERTAIN 2018-19: 30; WINTER - CERTAIN 2019-20: 30; WINTER - CERTAIN 2020-21: 30; WINTER - CERTAIN 2021-22: 30; WINTER - CERTAIN 2022-23: 30; WINTER - CERTAIN 2023-24: 30; WINTER - CERTAIN 2024-25: 30; WINTER - CERTAIN 2025-26: 30; WINTER - CERTAIN 2026-27: 30; WINTER - CERTAIN 2027-28: 30; WINTER - CERTAIN 2028-29: 30
Existing | US | 1981226 | 59034 | SHAN1 | SHANNONW_UNIT_1 | Shannon Wind | SHANNON WIND | WT | WND |  | Wind | 2015-12-05 |  | 204.1 | 28.574 | 40.82 | SUMMER - CERTAIN 2018: 28.574; SUMMER - CERTAIN 2019: 28.574; SUMMER - CERTAIN 2020: 28.574; SUMMER - CERTAIN 2021: 28.574; SUMMER - CERTAIN 2022: 28.574; SUMMER - CERTAIN 2023: 28.574; SUMMER - CERTAIN 2024: 28.574; SUMMER - CERTAIN 2025: 28.574; SUMMER - CERTAIN 2026: 28.574; SUMMER - CERTAIN 2027: 28.574; SUMMER - CERTAIN 2028: 28.574; WINTER - CERTAIN 2018-19: 40.82; WINTER - CERTAIN 2019-20: 40.82; WINTER - CERTAIN 2020-21: 40.82; WINTER - CERTAIN 2021-22: 40.82; WINTER - CERTAIN 2022-23: 40.82; WINTER - CERTAIN 2023-24: 40.82; WINTER - CERTAIN 2024-25: 40.82; WINTER - CERTAIN 2025-26: 40.82; WINTER - CERTAIN 2026-27: 40.82; WINTER - CERTAIN 2027-28: 40.82; WINTER - CERTAIN 2028-29: 40.82
Existing | US | 1329224 | 56779 | 1 | KEO_KEO_SM1 | Sherbino I Wind Farm | SHERBINO 1 WIND | WT | WND |  | Wind | 2008-10-15 |  | 150 | 21 | 30 | SUMMER - CERTAIN 2018: 21; SUMMER - CERTAIN 2019: 21; SUMMER - CERTAIN 2020: 21; SUMMER - CERTAIN 2021: 21; SUMMER - CERTAIN 2022: 21; SUMMER - CERTAIN 2023: 21; SUMMER - CERTAIN 2024: 21; SUMMER - CERTAIN 2025: 21; SUMMER - CERTAIN 2026: 21; SUMMER - CERTAIN 2027: 21; SUMMER - CERTAIN 2028: 21; WINTER - CERTAIN 2018-19: 30; WINTER - CERTAIN 2019-20: 30; WINTER - CERTAIN 2020-21: 30; WINTER - CERTAIN 2021-22: 30; WINTER - CERTAIN 2022-23: 30; WINTER - CERTAIN 2023-24: 30; WINTER - CERTAIN 2024-25: 30; WINTER - CERTAIN 2025-26: 30; WINTER - CERTAIN 2026-27: 30; WINTER - CERTAIN 2027-28: 30; WINTER - CERTAIN 2028-29: 30
Existing | US | 1845207 | 57415 | 1 | KEO_SHRBINO2 | Sherbino II | SHERBINO 2 WIND | WT | WND |  | Wind | 2011-12-21 |  | 132 | 18.48 | 26.4 | SUMMER - CERTAIN 2018: 20.3; SUMMER - CERTAIN 2019: 20.3; SUMMER - CERTAIN 2020: 18.48; SUMMER - CERTAIN 2021: 18.48; SUMMER - CERTAIN 2022: 18.48; SUMMER - CERTAIN 2023: 18.48; SUMMER - CERTAIN 2024: 18.48; SUMMER - CERTAIN 2025: 18.48; SUMMER - CERTAIN 2026: 18.48; SUMMER - CERTAIN 2027: 18.48; SUMMER - CERTAIN 2028: 18.48; WINTER - CERTAIN 2018-19: 29; WINTER - CERTAIN 2019-20: 26.4; WINTER - CERTAIN 2020-21: 26.4; WINTER - CERTAIN 2021-22: 26.4; WINTER - CERTAIN 2022-23: 26.4; WINTER - CERTAIN 2023-24: 26.4; WINTER - CERTAIN 2024-25: 26.4; WINTER - CERTAIN 2025-26: 26.4; WINTER - CERTAIN 2026-27: 26.4; WINTER - CERTAIN 2027-28: 26.4; WINTER - CERTAIN 2028-29: 26.4 | re-power for plant in queue
Existing | US | 1655397 | 56771 | 1 | FLTCK_SSI | Silver Star I Wind Power Project | SILVER STAR WIND | WT | WND |  | Wind | 2008-09-26 |  | 53 | 7.392 | 10.56 | SUMMER - CERTAIN 2018: 7.392; SUMMER - CERTAIN 2019: 7.392; SUMMER - CERTAIN 2020: 7.392; SUMMER - CERTAIN 2021: 7.392; SUMMER - CERTAIN 2022: 7.392; SUMMER - CERTAIN 2023: 7.392; SUMMER - CERTAIN 2024: 7.392; SUMMER - CERTAIN 2025: 7.392; SUMMER - CERTAIN 2026: 7.392; SUMMER - CERTAIN 2027: 7.392; SUMMER - CERTAIN 2028: 7.392; WINTER - CERTAIN 2018-19: 10.56; WINTER - CERTAIN 2019-20: 10.56; WINTER - CERTAIN 2020-21: 10.56; WINTER - CERTAIN 2021-22: 10.56; WINTER - CERTAIN 2022-23: 10.56; WINTER - CERTAIN 2023-24: 10.56; WINTER - CERTAIN 2024-25: 10.56; WINTER - CERTAIN 2025-26: 10.56; WINTER - CERTAIN 2026-27: 10.56; WINTER - CERTAIN 2027-28: 10.56; WINTER - CERTAIN 2028-29: 10.56 | re-power for plant in queue
Existing | US | 1112475 | 56602 | SNY1 | ENAS_ENA1 | Snyder Wind Farm | SNYDER WIND | WT | WND |  | Wind | 2007-10-31 |  | 63 | 8.82 | 12.6 | SUMMER - CERTAIN 2018: 8.82; SUMMER - CERTAIN 2019: 8.82; SUMMER - CERTAIN 2020: 8.82; SUMMER - CERTAIN 2021: 8.82; SUMMER - CERTAIN 2022: 8.82; SUMMER - CERTAIN 2023: 8.82; SUMMER - CERTAIN 2024: 8.82; SUMMER - CERTAIN 2025: 8.82; SUMMER - CERTAIN 2026: 8.82; SUMMER - CERTAIN 2027: 8.82; SUMMER - CERTAIN 2028: 8.82; WINTER - CERTAIN 2018-19: 12.6; WINTER - CERTAIN 2019-20: 12.6; WINTER - CERTAIN 2020-21: 12.6; WINTER - CERTAIN 2021-22: 12.6; WINTER - CERTAIN 2022-23: 12.6; WINTER - CERTAIN 2023-24: 12.6; WINTER - CERTAIN 2024-25: 12.6; WINTER - CERTAIN 2025-26: 12.6; WINTER - CERTAIN 2026-27: 12.6; WINTER - CERTAIN 2027-28: 12.6; WINTER - CERTAIN 2028-29: 12.6
Existing | US | 1785714 | 59384 | 1 | SPLAIN1_WIND1 | South Plains Wind Phase I | SOUTH PLAINS WIND I | WT | WND |  | Wind | 2015-10-31 |  | 102 | 14.28 | 20.4 | SUMMER - CERTAIN 2018: 14.28; SUMMER - CERTAIN 2019: 14.28; SUMMER - CERTAIN 2020: 14.28; SUMMER - CERTAIN 2021: 14.28; SUMMER - CERTAIN 2022: 14.28; SUMMER - CERTAIN 2023: 14.28; SUMMER - CERTAIN 2024: 14.28; SUMMER - CERTAIN 2025: 14.28; SUMMER - CERTAIN 2026: 14.28; SUMMER - CERTAIN 2027: 14.28; SUMMER - CERTAIN 2028: 14.28; WINTER - CERTAIN 2018-19: 20.4; WINTER - CERTAIN 2019-20: 20.4; WINTER - CERTAIN 2020-21: 20.4; WINTER - CERTAIN 2021-22: 20.4; WINTER - CERTAIN 2022-23: 20.4; WINTER - CERTAIN 2023-24: 20.4; WINTER - CERTAIN 2024-25: 20.4; WINTER - CERTAIN 2025-26: 20.4; WINTER - CERTAIN 2026-27: 20.4; WINTER - CERTAIN 2027-28: 20.4; WINTER - CERTAIN 2028-29: 20.4
Existing | US | 1476938 | 59384 | 1 | SPLAIN1_WIND2 | South Plains Wind Phase I | SOUTH PLAINS WIND 2 | WT | WND |  | Wind | 2015-10-31 |  | 98 | 13.72 | 19.6 | SUMMER - CERTAIN 2018: 13.72; SUMMER - CERTAIN 2019: 13.72; SUMMER - CERTAIN 2020: 13.72; SUMMER - CERTAIN 2021: 13.72; SUMMER - CERTAIN 2022: 13.72; SUMMER - CERTAIN 2023: 13.72; SUMMER - CERTAIN 2024: 13.72; SUMMER - CERTAIN 2025: 13.72; SUMMER - CERTAIN 2026: 13.72; SUMMER - CERTAIN 2027: 13.72; SUMMER - CERTAIN 2028: 13.72; WINTER - CERTAIN 2018-19: 19.6; WINTER - CERTAIN 2019-20: 19.6; WINTER - CERTAIN 2020-21: 19.6; WINTER - CERTAIN 2021-22: 19.6; WINTER - CERTAIN 2022-23: 19.6; WINTER - CERTAIN 2023-24: 19.6; WINTER - CERTAIN 2024-25: 19.6; WINTER - CERTAIN 2025-26: 19.6; WINTER - CERTAIN 2026-27: 19.6; WINTER - CERTAIN 2027-28: 19.6; WINTER - CERTAIN 2028-29: 19.6
Existing | US |  | 60087 |  | SPLAIN2_WIND21 |  | SOUTH PLAINS WIND II A | WT | WND |  | Wind | 2016-05-31 |  | 148.5 | 20.79 | 29.7 | SUMMER - CERTAIN 2018: 20.79; SUMMER - CERTAIN 2019: 20.79; SUMMER - CERTAIN 2020: 20.79; SUMMER - CERTAIN 2021: 20.79; SUMMER - CERTAIN 2022: 20.79; SUMMER - CERTAIN 2023: 20.79; SUMMER - CERTAIN 2024: 20.79; SUMMER - CERTAIN 2025: 20.79; SUMMER - CERTAIN 2026: 20.79; SUMMER - CERTAIN 2027: 20.79; SUMMER - CERTAIN 2028: 20.79; WINTER - CERTAIN 2018-19: 29.7; WINTER - CERTAIN 2019-20: 29.7; WINTER - CERTAIN 2020-21: 29.7; WINTER - CERTAIN 2021-22: 29.7; WINTER - CERTAIN 2022-23: 29.7; WINTER - CERTAIN 2023-24: 29.7; WINTER - CERTAIN 2024-25: 29.7; WINTER - CERTAIN 2025-26: 29.7; WINTER - CERTAIN 2026-27: 29.7; WINTER - CERTAIN 2027-28: 29.7; WINTER - CERTAIN 2028-29: 29.7
Existing | US |  | 60087 |  | SPLAIN2_WIND22 |  | SOUTH PLAINS WIND II B | WT | WND |  | Wind | 2016-05-31 |  | 151.8 | 21.252 | 30.36 | SUMMER - CERTAIN 2018: 21.252; SUMMER - CERTAIN 2019: 21.252; SUMMER - CERTAIN 2020: 21.252; SUMMER - CERTAIN 2021: 21.252; SUMMER - CERTAIN 2022: 21.252; SUMMER - CERTAIN 2023: 21.252; SUMMER - CERTAIN 2024: 21.252; SUMMER - CERTAIN 2025: 21.252; SUMMER - CERTAIN 2026: 21.252; SUMMER - CERTAIN 2027: 21.252; SUMMER - CERTAIN 2028: 21.252; WINTER - CERTAIN 2018-19: 30.36; WINTER - CERTAIN 2019-20: 30.36; WINTER - CERTAIN 2020-21: 30.36; WINTER - CERTAIN 2021-22: 30.36; WINTER - CERTAIN 2022-23: 30.36; WINTER - CERTAIN 2023-24: 30.36; WINTER - CERTAIN 2024-25: 30.36; WINTER - CERTAIN 2025-26: 30.36; WINTER - CERTAIN 2026-27: 30.36; WINTER - CERTAIN 2027-28: 30.36; WINTER - CERTAIN 2028-29: 30.36
Existing | US | 1645117 | 56649 | 0 | STWF_T1 | South Trent Wind Farm | SOUTH TRENT WIND | WT | WND |  | Wind | 2008-10-29 |  | 98.2 | 13.748 | 19.64 | SUMMER - CERTAIN 2018: 13.748; SUMMER - CERTAIN 2019: 13.748; SUMMER - CERTAIN 2020: 13.748; SUMMER - CERTAIN 2021: 13.748; SUMMER - CERTAIN 2022: 13.748; SUMMER - CERTAIN 2023: 13.748; SUMMER - CERTAIN 2024: 13.748; SUMMER - CERTAIN 2025: 13.748; SUMMER - CERTAIN 2026: 13.748; SUMMER - CERTAIN 2027: 13.748; SUMMER - CERTAIN 2028: 13.748; WINTER - CERTAIN 2018-19: 19.64; WINTER - CERTAIN 2019-20: 19.64; WINTER - CERTAIN 2020-21: 19.64; WINTER - CERTAIN 2021-22: 19.64; WINTER - CERTAIN 2022-23: 19.64; WINTER - CERTAIN 2023-24: 19.64; WINTER - CERTAIN 2024-25: 19.64; WINTER - CERTAIN 2025-26: 19.64; WINTER - CERTAIN 2026-27: 19.64; WINTER - CERTAIN 2027-28: 19.64; WINTER - CERTAIN 2028-29: 19.64
Existing | US | 1620894 | 58774 | GEN1 | SSPURTWO_WIND_1 | Spinning Spur Wind II | SPINNING SPUR WIND TWO | WT | WND |  | Wind | 2014-06-01 |  | 160.95 | 22.54 | 32.2 | SUMMER - CERTAIN 2018: 22.54; SUMMER - CERTAIN 2019: 22.54; SUMMER - CERTAIN 2020: 22.54; SUMMER - CERTAIN 2021: 22.54; SUMMER - CERTAIN 2022: 22.54; SUMMER - CERTAIN 2023: 22.54; SUMMER - CERTAIN 2024: 22.54; SUMMER - CERTAIN 2025: 22.54; SUMMER - CERTAIN 2026: 22.54; SUMMER - CERTAIN 2027: 22.54; SUMMER - CERTAIN 2028: 22.54; WINTER - CERTAIN 2018-19: 32.2; WINTER - CERTAIN 2019-20: 32.2; WINTER - CERTAIN 2020-21: 32.2; WINTER - CERTAIN 2021-22: 32.2; WINTER - CERTAIN 2022-23: 32.2; WINTER - CERTAIN 2023-24: 32.2; WINTER - CERTAIN 2024-25: 32.2; WINTER - CERTAIN 2025-26: 32.2; WINTER - CERTAIN 2026-27: 32.2; WINTER - CERTAIN 2027-28: 32.2; WINTER - CERTAIN 2028-29: 32.2
Existing | US | 1326536 | 58775 | GEN1 | SSPURTWO_SS3WIND1 | Spinning Spur Wind III | SPINNING SPUR 3 [WIND 1] | WT | WND |  | Wind | 2015-10-30 |  | 96 | 13.44 | 19.2 | SUMMER - CERTAIN 2018: 13.44; SUMMER - CERTAIN 2019: 13.44; SUMMER - CERTAIN 2020: 13.44; SUMMER - CERTAIN 2021: 13.44; SUMMER - CERTAIN 2022: 13.44; SUMMER - CERTAIN 2023: 13.44; SUMMER - CERTAIN 2024: 13.44; SUMMER - CERTAIN 2025: 13.44; SUMMER - CERTAIN 2026: 13.44; SUMMER - CERTAIN 2027: 13.44; SUMMER - CERTAIN 2028: 13.44; WINTER - CERTAIN 2018-19: 19.2; WINTER - CERTAIN 2019-20: 19.2; WINTER - CERTAIN 2020-21: 19.2; WINTER - CERTAIN 2021-22: 19.2; WINTER - CERTAIN 2022-23: 19.2; WINTER - CERTAIN 2023-24: 19.2; WINTER - CERTAIN 2024-25: 19.2; WINTER - CERTAIN 2025-26: 19.2; WINTER - CERTAIN 2026-27: 19.2; WINTER - CERTAIN 2027-28: 19.2; WINTER - CERTAIN 2028-29: 19.2
Existing | US | 1298384 | 58775 | GEN1 | SSPURTWO_SS3WIND2 | Spinning Spur Wind III | SPINNING SPUR 3 [WIND 2] | WT | WND |  | Wind | 2015-10-30 |  | 98 | 13.72 | 19.6 | SUMMER - CERTAIN 2018: 13.72; SUMMER - CERTAIN 2019: 13.72; SUMMER - CERTAIN 2020: 13.72; SUMMER - CERTAIN 2021: 13.72; SUMMER - CERTAIN 2022: 13.72; SUMMER - CERTAIN 2023: 13.72; SUMMER - CERTAIN 2024: 13.72; SUMMER - CERTAIN 2025: 13.72; SUMMER - CERTAIN 2026: 13.72; SUMMER - CERTAIN 2027: 13.72; SUMMER - CERTAIN 2028: 13.72; WINTER - CERTAIN 2018-19: 19.6; WINTER - CERTAIN 2019-20: 19.6; WINTER - CERTAIN 2020-21: 19.6; WINTER - CERTAIN 2021-22: 19.6; WINTER - CERTAIN 2022-23: 19.6; WINTER - CERTAIN 2023-24: 19.6; WINTER - CERTAIN 2024-25: 19.6; WINTER - CERTAIN 2025-26: 19.6; WINTER - CERTAIN 2026-27: 19.6; WINTER - CERTAIN 2027-28: 19.6; WINTER - CERTAIN 2028-29: 19.6
Existing | US | 1456994 | 56644 | 1 | SWEC_G1 | Stanton Wind Energy LLC | STANTON WIND ENERGY | WT | WND |  | Wind | 2008-01-28 |  | 120 | 16.8 | 24 | SUMMER - CERTAIN 2018: 16.8; SUMMER - CERTAIN 2019: 16.8; SUMMER - CERTAIN 2020: 16.8; SUMMER - CERTAIN 2021: 16.8; SUMMER - CERTAIN 2022: 16.8; SUMMER - CERTAIN 2023: 16.8; SUMMER - CERTAIN 2024: 16.8; SUMMER - CERTAIN 2025: 16.8; SUMMER - CERTAIN 2026: 16.8; SUMMER - CERTAIN 2027: 16.8; SUMMER - CERTAIN 2028: 16.8; WINTER - CERTAIN 2018-19: 24; WINTER - CERTAIN 2019-20: 24; WINTER - CERTAIN 2020-21: 24; WINTER - CERTAIN 2021-22: 24; WINTER - CERTAIN 2022-23: 24; WINTER - CERTAIN 2023-24: 24; WINTER - CERTAIN 2024-25: 24; WINTER - CERTAIN 2025-26: 24; WINTER - CERTAIN 2026-27: 24; WINTER - CERTAIN 2027-28: 24; WINTER - CERTAIN 2028-29: 24
Existing | US | 1234264 | 57983 | 1 | SRWE1_UNIT1 | Stephens Ranch Wind Energy LLC | STEPHENS RANCH WIND 1 | WT | WND |  | Wind | 2014-10-05 |  | 211.22 | 29.568 | 42.24 | SUMMER - CERTAIN 2018: 29.568; SUMMER - CERTAIN 2019: 29.568; SUMMER - CERTAIN 2020: 29.568; SUMMER - CERTAIN 2021: 29.568; SUMMER - CERTAIN 2022: 29.568; SUMMER - CERTAIN 2023: 29.568; SUMMER - CERTAIN 2024: 29.568; SUMMER - CERTAIN 2025: 29.568; SUMMER - CERTAIN 2026: 29.568; SUMMER - CERTAIN 2027: 29.568; SUMMER - CERTAIN 2028: 29.568; WINTER - CERTAIN 2018-19: 42.24; WINTER - CERTAIN 2019-20: 42.24; WINTER - CERTAIN 2020-21: 42.24; WINTER - CERTAIN 2021-22: 42.24; WINTER - CERTAIN 2022-23: 42.24; WINTER - CERTAIN 2023-24: 42.24; WINTER - CERTAIN 2024-25: 42.24; WINTER - CERTAIN 2025-26: 42.24; WINTER - CERTAIN 2026-27: 42.24; WINTER - CERTAIN 2027-28: 42.24; WINTER - CERTAIN 2028-29: 42.24
Existing | US | 1198358 | 57983 | 2 | SRWE1_SRWE2 | Stephens Ranch Wind Energy LLC | STEPHENS RANCH WIND 2 | WT | WND |  | Wind | 2015-05-12 |  | 164.68 | 23.058 | 32.94 | SUMMER - CERTAIN 2018: 23.058; SUMMER - CERTAIN 2019: 23.058; SUMMER - CERTAIN 2020: 23.058; SUMMER - CERTAIN 2021: 23.058; SUMMER - CERTAIN 2022: 23.058; SUMMER - CERTAIN 2023: 23.058; SUMMER - CERTAIN 2024: 23.058; SUMMER - CERTAIN 2025: 23.058; SUMMER - CERTAIN 2026: 23.058; SUMMER - CERTAIN 2027: 23.058; SUMMER - CERTAIN 2028: 23.058; WINTER - CERTAIN 2018-19: 32.94; WINTER - CERTAIN 2019-20: 32.94; WINTER - CERTAIN 2020-21: 32.94; WINTER - CERTAIN 2021-22: 32.94; WINTER - CERTAIN 2022-23: 32.94; WINTER - CERTAIN 2023-24: 32.94; WINTER - CERTAIN 2024-25: 32.94; WINTER - CERTAIN 2025-26: 32.94; WINTER - CERTAIN 2026-27: 32.94; WINTER - CERTAIN 2027-28: 32.94; WINTER - CERTAIN 2028-29: 32.94
Existing | US | 1894460 | 56211 | SW1 | SWEETWND_WND1 | Sweetwater Wind 1 LLC | SWEETWATER WIND 1 | WT | WND |  | Wind | 2003-11-20 |  | 41 | 5.67 | 9.1 | SUMMER - CERTAIN 2018: 5.67; SUMMER - CERTAIN 2019: 5.67; SUMMER - CERTAIN 2020: 5.67; SUMMER - CERTAIN 2021: 5.67; SUMMER - CERTAIN 2022: 5.67; SUMMER - CERTAIN 2023: 5.67; SUMMER - CERTAIN 2024: 5.67; SUMMER - CERTAIN 2025: 5.67; SUMMER - CERTAIN 2026: 5.67; SUMMER - CERTAIN 2027: 5.67; SUMMER - CERTAIN 2028: 5.67; WINTER - CERTAIN 2018-19: 9.1; WINTER - CERTAIN 2019-20: 9.1; WINTER - CERTAIN 2020-21: 9.1; WINTER - CERTAIN 2021-22: 9.1; WINTER - CERTAIN 2022-23: 9.1; WINTER - CERTAIN 2023-24: 9.1; WINTER - CERTAIN 2024-25: 9.1; WINTER - CERTAIN 2025-26: 9.1; WINTER - CERTAIN 2026-27: 9.1; WINTER - CERTAIN 2027-28: 9.1; WINTER - CERTAIN 2028-29: 9.1 | re-power for plant in queue
Existing | US | 1557115 | 56212 | SW2 | SWEETWN2_WND24 | Sweetwater Wind 2 LLC | SWEETWATER WIND 2A | WT | WND |  | Wind | 2006-03-21 |  | 18.08 | 2.38 | 3.4 | SUMMER - CERTAIN 2018: 2.38; SUMMER - CERTAIN 2019: 2.38; SUMMER - CERTAIN 2020: 2.38; SUMMER - CERTAIN 2021: 2.38; SUMMER - CERTAIN 2022: 2.38; SUMMER - CERTAIN 2023: 2.38; SUMMER - CERTAIN 2024: 2.38; SUMMER - CERTAIN 2025: 2.38; SUMMER - CERTAIN 2026: 2.38; SUMMER - CERTAIN 2027: 2.38; SUMMER - CERTAIN 2028: 2.38; WINTER - CERTAIN 2018-19: 3.4; WINTER - CERTAIN 2019-20: 3.4; WINTER - CERTAIN 2020-21: 3.4; WINTER - CERTAIN 2021-22: 3.4; WINTER - CERTAIN 2022-23: 3.4; WINTER - CERTAIN 2023-24: 3.4; WINTER - CERTAIN 2024-25: 3.4; WINTER - CERTAIN 2025-26: 3.4; WINTER - CERTAIN 2026-27: 3.4; WINTER - CERTAIN 2027-28: 3.4; WINTER - CERTAIN 2028-29: 3.4 | re-power for plant in queue
Existing | US | 1549776 | 56212 | SW2 | SWEETWN2_WND2 | Sweetwater Wind 2 LLC | SWEETWATER WIND 2B | WT | WND |  | Wind | 2004-11-22 |  | 105 | 14.672 | 21.22 | SUMMER - CERTAIN 2018: 14.672; SUMMER - CERTAIN 2019: 14.672; SUMMER - CERTAIN 2020: 14.672; SUMMER - CERTAIN 2021: 14.672; SUMMER - CERTAIN 2022: 14.672; SUMMER - CERTAIN 2023: 14.672; SUMMER - CERTAIN 2024: 14.672; SUMMER - CERTAIN 2025: 14.672; SUMMER - CERTAIN 2026: 14.672; SUMMER - CERTAIN 2027: 14.672; SUMMER - CERTAIN 2028: 14.672; WINTER - CERTAIN 2018-19: 21.22; WINTER - CERTAIN 2019-20: 21.22; WINTER - CERTAIN 2020-21: 21.22; WINTER - CERTAIN 2021-22: 21.22; WINTER - CERTAIN 2022-23: 21.22; WINTER - CERTAIN 2023-24: 21.22; WINTER - CERTAIN 2024-25: 21.22; WINTER - CERTAIN 2025-26: 21.22; WINTER - CERTAIN 2026-27: 21.22; WINTER - CERTAIN 2027-28: 21.22; WINTER - CERTAIN 2028-29: 21.22 | re-power for plant in queue
Existing | US | 1442720 | 56311 | SW3 | SWEETWN3_WND3A | Sweetwater Wind 3 LLC | SWEETWATER WIND 3A | WT | WND |  | Wind | 2011-08-02 |  | 37 | 4.396 | 7.88 | SUMMER - CERTAIN 2018: 4.396; SUMMER - CERTAIN 2019: 4.396; SUMMER - CERTAIN 2020: 4.396; SUMMER - CERTAIN 2021: 4.396; SUMMER - CERTAIN 2022: 4.396; SUMMER - CERTAIN 2023: 4.396; SUMMER - CERTAIN 2024: 4.396; SUMMER - CERTAIN 2025: 4.396; SUMMER - CERTAIN 2026: 4.396; SUMMER - CERTAIN 2027: 4.396; SUMMER - CERTAIN 2028: 4.396; WINTER - CERTAIN 2018-19: 7.88; WINTER - CERTAIN 2019-20: 7.88; WINTER - CERTAIN 2020-21: 7.88; WINTER - CERTAIN 2021-22: 7.88; WINTER - CERTAIN 2022-23: 7.88; WINTER - CERTAIN 2023-24: 7.88; WINTER - CERTAIN 2024-25: 7.88; WINTER - CERTAIN 2025-26: 7.88; WINTER - CERTAIN 2026-27: 7.88; WINTER - CERTAIN 2027-28: 7.88; WINTER - CERTAIN 2028-29: 7.88 | re-power for plant in queue
Existing | US | 1927250 | 56311 | SW3 | SWEETWN3_WND3B | Sweetwater Wind 3 LLC | SWEETWATER WIND 3B | WT | WND |  | Wind | 2011-08-02 |  | 109 | 16.016 | 24.48 | SUMMER - CERTAIN 2018: 16.016; SUMMER - CERTAIN 2019: 16.016; SUMMER - CERTAIN 2020: 16.016; SUMMER - CERTAIN 2021: 16.016; SUMMER - CERTAIN 2022: 16.016; SUMMER - CERTAIN 2023: 16.016; SUMMER - CERTAIN 2024: 16.016; SUMMER - CERTAIN 2025: 16.016; SUMMER - CERTAIN 2026: 16.016; SUMMER - CERTAIN 2027: 16.016; SUMMER - CERTAIN 2028: 16.016; WINTER - CERTAIN 2018-19: 24.48; WINTER - CERTAIN 2019-20: 24.48; WINTER - CERTAIN 2020-21: 24.48; WINTER - CERTAIN 2021-22: 24.48; WINTER - CERTAIN 2022-23: 24.48; WINTER - CERTAIN 2023-24: 24.48; WINTER - CERTAIN 2024-25: 24.48; WINTER - CERTAIN 2025-26: 24.48; WINTER - CERTAIN 2026-27: 24.48; WINTER - CERTAIN 2027-28: 24.48; WINTER - CERTAIN 2028-29: 24.48 | re-power for plant in queue
Existing | US | 1867937 | 56372 | SW5 | SWEETWN4_WND5 | Sweetwater Wind 5 | SWEETWATER WIND 4-5 | WT | WND |  | Wind | 2007-11-01 |  | 79.23 | 11.9 | 17 | SUMMER - CERTAIN 2018: 11.9; SUMMER - CERTAIN 2019: 11.9; SUMMER - CERTAIN 2020: 11.9; SUMMER - CERTAIN 2021: 11.9; SUMMER - CERTAIN 2022: 11.9; SUMMER - CERTAIN 2023: 11.9; SUMMER - CERTAIN 2024: 11.9; SUMMER - CERTAIN 2025: 11.9; SUMMER - CERTAIN 2026: 11.9; SUMMER - CERTAIN 2027: 11.9; SUMMER - CERTAIN 2028: 11.9; WINTER - CERTAIN 2018-19: 17; WINTER - CERTAIN 2019-20: 17; WINTER - CERTAIN 2020-21: 17; WINTER - CERTAIN 2021-22: 17; WINTER - CERTAIN 2022-23: 17; WINTER - CERTAIN 2023-24: 17; WINTER - CERTAIN 2024-25: 17; WINTER - CERTAIN 2025-26: 17; WINTER - CERTAIN 2026-27: 17; WINTER - CERTAIN 2027-28: 17; WINTER - CERTAIN 2028-29: 17
Existing | US | 1658441 | 56337 | SW4 | SWEETWN4_WND4B | Sweetwater Wind 4 LLC | SWEETWATER WIND 4-4B | WT | WND |  | Wind | 2007-03-21 |  | 103.652 | 15.68 | 22.4 | SUMMER - CERTAIN 2018: 15.68; SUMMER - CERTAIN 2019: 15.68; SUMMER - CERTAIN 2020: 15.68; SUMMER - CERTAIN 2021: 15.68; SUMMER - CERTAIN 2022: 15.68; SUMMER - CERTAIN 2023: 15.68; SUMMER - CERTAIN 2024: 15.68; SUMMER - CERTAIN 2025: 15.68; SUMMER - CERTAIN 2026: 15.68; SUMMER - CERTAIN 2027: 15.68; SUMMER - CERTAIN 2028: 15.68; WINTER - CERTAIN 2018-19: 22.4; WINTER - CERTAIN 2019-20: 22.4; WINTER - CERTAIN 2020-21: 22.4; WINTER - CERTAIN 2021-22: 22.4; WINTER - CERTAIN 2022-23: 22.4; WINTER - CERTAIN 2023-24: 22.4; WINTER - CERTAIN 2024-25: 22.4; WINTER - CERTAIN 2025-26: 22.4; WINTER - CERTAIN 2026-27: 22.4; WINTER - CERTAIN 2027-28: 22.4; WINTER - CERTAIN 2028-29: 22.4
Existing | US | 1936030 | 56337 | SW4 | SWEETWN4_WND4A | Sweetwater Wind 4 LLC | SWEETWATER WIND 4-4A | WT | WND |  | Wind | 2007-03-21 |  | 117.8 | 17.5 | 25 | SUMMER - CERTAIN 2018: 17.5; SUMMER - CERTAIN 2019: 17.5; SUMMER - CERTAIN 2020: 17.5; SUMMER - CERTAIN 2021: 17.5; SUMMER - CERTAIN 2022: 17.5; SUMMER - CERTAIN 2023: 17.5; SUMMER - CERTAIN 2024: 17.5; SUMMER - CERTAIN 2025: 17.5; SUMMER - CERTAIN 2026: 17.5; SUMMER - CERTAIN 2027: 17.5; SUMMER - CERTAIN 2028: 17.5; WINTER - CERTAIN 2018-19: 25; WINTER - CERTAIN 2019-20: 25; WINTER - CERTAIN 2020-21: 25; WINTER - CERTAIN 2021-22: 25; WINTER - CERTAIN 2022-23: 25; WINTER - CERTAIN 2023-24: 25; WINTER - CERTAIN 2024-25: 25; WINTER - CERTAIN 2025-26: 25; WINTER - CERTAIN 2026-27: 25; WINTER - CERTAIN 2027-28: 25; WINTER - CERTAIN 2028-29: 25
Existing | US | 1565370 | 54979 | WIND | SGMTN_SIGNALMT | Big Spring Wind Power Facility | TEXAS BIG SPRING WIND a | WT | WND |  | Wind | 1999-05-27 |  | 27.72 | 3.878 | 5.54 | SUMMER - CERTAIN 2018: 3.878; SUMMER - CERTAIN 2019: 3.878; SUMMER - CERTAIN 2020: 3.878; SUMMER - CERTAIN 2021: 3.878; SUMMER - CERTAIN 2022: 3.878; SUMMER - CERTAIN 2023: 3.878; SUMMER - CERTAIN 2024: 3.878; SUMMER - CERTAIN 2025: 3.878; SUMMER - CERTAIN 2026: 3.878; SUMMER - CERTAIN 2027: 3.878; SUMMER - CERTAIN 2028: 3.878; WINTER - CERTAIN 2018-19: 5.54; WINTER - CERTAIN 2019-20: 5.54; WINTER - CERTAIN 2020-21: 5.54; WINTER - CERTAIN 2021-22: 5.54; WINTER - CERTAIN 2022-23: 5.54; WINTER - CERTAIN 2023-24: 5.54; WINTER - CERTAIN 2024-25: 5.54; WINTER - CERTAIN 2025-26: 5.54; WINTER - CERTAIN 2026-27: 5.54; WINTER - CERTAIN 2027-28: 5.54; WINTER - CERTAIN 2028-29: 5.54
Existing | US | 1173881 | 54979 | WIND | SGMTN_SIGNALM2 | Big Spring Wind Power Facility | TEXAS BIG SPRING WIND b | WT | WND |  | Wind | 1999-05-27 |  | 6.6 | 0.924 | 1.32 | SUMMER - CERTAIN 2018: 0.924; SUMMER - CERTAIN 2019: 0.924; SUMMER - CERTAIN 2020: 0.924; SUMMER - CERTAIN 2021: 0.924; SUMMER - CERTAIN 2022: 0.924; SUMMER - CERTAIN 2023: 0.924; SUMMER - CERTAIN 2024: 0.924; SUMMER - CERTAIN 2025: 0.924; SUMMER - CERTAIN 2026: 0.924; SUMMER - CERTAIN 2027: 0.924; SUMMER - CERTAIN 2028: 0.924; WINTER - CERTAIN 2018-19: 1.32; WINTER - CERTAIN 2019-20: 1.32; WINTER - CERTAIN 2020-21: 1.32; WINTER - CERTAIN 2021-22: 1.32; WINTER - CERTAIN 2022-23: 1.32; WINTER - CERTAIN 2023-24: 1.32; WINTER - CERTAIN 2024-25: 1.32; WINTER - CERTAIN 2025-26: 1.32; WINTER - CERTAIN 2026-27: 1.32; WINTER - CERTAIN 2027-28: 1.32; WINTER - CERTAIN 2028-29: 1.32
Existing | US | 1526608 | 55968 | WTG1 | TRENT_TRENT | Trent Wind Farm LP | TRENT WIND | WT | WND |  | Wind | 2001-07-09 |  | 156 | 21.896 | 31.28 | SUMMER - CERTAIN 2018: 21.896; SUMMER - CERTAIN 2019: 21.896; SUMMER - CERTAIN 2020: 21.896; SUMMER - CERTAIN 2021: 21.896; SUMMER - CERTAIN 2022: 21.896; SUMMER - CERTAIN 2023: 21.896; SUMMER - CERTAIN 2024: 21.896; SUMMER - CERTAIN 2025: 21.896; SUMMER - CERTAIN 2026: 21.896; SUMMER - CERTAIN 2027: 21.896; SUMMER - CERTAIN 2028: 21.896; WINTER - CERTAIN 2018-19: 31.28; WINTER - CERTAIN 2019-20: 31.28; WINTER - CERTAIN 2020-21: 31.28; WINTER - CERTAIN 2021-22: 31.28; WINTER - CERTAIN 2022-23: 31.28; WINTER - CERTAIN 2023-24: 31.28; WINTER - CERTAIN 2024-25: 31.28; WINTER - CERTAIN 2025-26: 31.28; WINTER - CERTAIN 2026-27: 31.28; WINTER - CERTAIN 2027-28: 31.28; WINTER - CERTAIN 2028-29: 31.28 | re-power for plant in queue
Existing | US | 1052656 | 57520 | 1 | TRINITY_TH1_BUS1 | TRINITY HILLS | TRINITY HILLS WIND 1 | WT | WND |  | Wind | 2012-02-03 |  | 104 | 14.56 | 20.8 | SUMMER - CERTAIN 2018: 16.45; SUMMER - CERTAIN 2019: 16.45; SUMMER - CERTAIN 2020: 16.45; SUMMER - CERTAIN 2021: 14.56; SUMMER - CERTAIN 2022: 14.56; SUMMER - CERTAIN 2023: 14.56; SUMMER - CERTAIN 2024: 14.56; SUMMER - CERTAIN 2025: 14.56; SUMMER - CERTAIN 2026: 14.56; SUMMER - CERTAIN 2027: 14.56; SUMMER - CERTAIN 2028: 14.56; WINTER - CERTAIN 2018-19: 23.5; WINTER - CERTAIN 2019-20: 23.5; WINTER - CERTAIN 2020-21: 20.8; WINTER - CERTAIN 2021-22: 20.8; WINTER - CERTAIN 2022-23: 20.8; WINTER - CERTAIN 2023-24: 20.8; WINTER - CERTAIN 2024-25: 20.8; WINTER - CERTAIN 2025-26: 20.8; WINTER - CERTAIN 2026-27: 20.8; WINTER - CERTAIN 2027-28: 20.8; WINTER - CERTAIN 2028-29: 20.8 | re-power for plant in queue
Existing | US | 1817991 | 57520 | 1 | TRINITY_TH1_BUS2 | TRINITY HILLS | TRINITY HILLS WIND 2 | WT | WND |  | Wind | 2012-02-03 |  | 94 | 13.16 | 18.8 | SUMMER - CERTAIN 2018: 15.05; SUMMER - CERTAIN 2019: 15.05; SUMMER - CERTAIN 2020: 15.05; SUMMER - CERTAIN 2021: 13.16; SUMMER - CERTAIN 2022: 13.16; SUMMER - CERTAIN 2023: 13.16; SUMMER - CERTAIN 2024: 13.16; SUMMER - CERTAIN 2025: 13.16; SUMMER - CERTAIN 2026: 13.16; SUMMER - CERTAIN 2027: 13.16; SUMMER - CERTAIN 2028: 13.16; WINTER - CERTAIN 2018-19: 21.5; WINTER - CERTAIN 2019-20: 21.5; WINTER - CERTAIN 2020-21: 18.8; WINTER - CERTAIN 2021-22: 18.8; WINTER - CERTAIN 2022-23: 18.8; WINTER - CERTAIN 2023-24: 18.8; WINTER - CERTAIN 2024-25: 18.8; WINTER - CERTAIN 2025-26: 18.8; WINTER - CERTAIN 2026-27: 18.8; WINTER - CERTAIN 2027-28: 18.8; WINTER - CERTAIN 2028-29: 18.8 | re-power for plant in queue
Existing | US | 1171398 | 56774 | 1 | TTWEC_G1 | Turkey Track Wind Energy LLC | TURKEY TRACK WIND | WT | WND |  | Wind | 2008-11-06 |  | 169.5 | 23.73 | 33.9 | SUMMER - CERTAIN 2018: 23.73; SUMMER - CERTAIN 2019: 23.73; SUMMER - CERTAIN 2020: 23.73; SUMMER - CERTAIN 2021: 23.73; SUMMER - CERTAIN 2022: 23.73; SUMMER - CERTAIN 2023: 23.73; SUMMER - CERTAIN 2024: 23.73; SUMMER - CERTAIN 2025: 23.73; SUMMER - CERTAIN 2026: 23.73; SUMMER - CERTAIN 2027: 23.73; SUMMER - CERTAIN 2028: 23.73; WINTER - CERTAIN 2018-19: 33.9; WINTER - CERTAIN 2019-20: 33.9; WINTER - CERTAIN 2020-21: 33.9; WINTER - CERTAIN 2021-22: 33.9; WINTER - CERTAIN 2022-23: 33.9; WINTER - CERTAIN 2023-24: 33.9; WINTER - CERTAIN 2024-25: 33.9; WINTER - CERTAIN 2025-26: 33.9; WINTER - CERTAIN 2026-27: 33.9; WINTER - CERTAIN 2027-28: 33.9; WINTER - CERTAIN 2028-29: 33.9
Existing | US |  | 60502 |  | TYLRWIND_UNIT1 |  | TYLER BLUFF WIND | WT | WND |  | Wind | 2016-10-31 |  | 125.6 | 17.584 | 25.12 | SUMMER - CERTAIN 2018: 17.584; SUMMER - CERTAIN 2019: 17.584; SUMMER - CERTAIN 2020: 17.584; SUMMER - CERTAIN 2021: 17.584; SUMMER - CERTAIN 2022: 17.584; SUMMER - CERTAIN 2023: 17.584; SUMMER - CERTAIN 2024: 17.584; SUMMER - CERTAIN 2025: 17.584; SUMMER - CERTAIN 2026: 17.584; SUMMER - CERTAIN 2027: 17.584; SUMMER - CERTAIN 2028: 17.584; WINTER - CERTAIN 2018-19: 25.12; WINTER - CERTAIN 2019-20: 25.12; WINTER - CERTAIN 2020-21: 25.12; WINTER - CERTAIN 2021-22: 25.12; WINTER - CERTAIN 2022-23: 25.12; WINTER - CERTAIN 2023-24: 25.12; WINTER - CERTAIN 2024-25: 25.12; WINTER - CERTAIN 2025-26: 25.12; WINTER - CERTAIN 2026-27: 25.12; WINTER - CERTAIN 2027-28: 25.12; WINTER - CERTAIN 2028-29: 25.12
Existing | US |  | 58766 |  | WAKEWE_G1 |  | WAKE WIND 1 | WT | WND |  | Wind | 2016-10-28 |  | 114.9 | 16.086 | 22.98 | SUMMER - CERTAIN 2018: 16.086; SUMMER - CERTAIN 2019: 16.086; SUMMER - CERTAIN 2020: 16.086; SUMMER - CERTAIN 2021: 16.086; SUMMER - CERTAIN 2022: 16.086; SUMMER - CERTAIN 2023: 16.086; SUMMER - CERTAIN 2024: 16.086; SUMMER - CERTAIN 2025: 16.086; SUMMER - CERTAIN 2026: 16.086; SUMMER - CERTAIN 2027: 16.086; SUMMER - CERTAIN 2028: 16.086; WINTER - CERTAIN 2018-19: 22.98; WINTER - CERTAIN 2019-20: 22.98; WINTER - CERTAIN 2020-21: 22.98; WINTER - CERTAIN 2021-22: 22.98; WINTER - CERTAIN 2022-23: 22.98; WINTER - CERTAIN 2023-24: 22.98; WINTER - CERTAIN 2024-25: 22.98; WINTER - CERTAIN 2025-26: 22.98; WINTER - CERTAIN 2026-27: 22.98; WINTER - CERTAIN 2027-28: 22.98; WINTER - CERTAIN 2028-29: 22.98
Existing | US |  | 58766 |  | WAKEWE_G2 |  | WAKE WIND 2 | WT | WND |  | Wind | 2016-10-28 |  | 142.3 | 19.922 | 28.46 | SUMMER - CERTAIN 2018: 19.922; SUMMER - CERTAIN 2019: 19.922; SUMMER - CERTAIN 2020: 19.922; SUMMER - CERTAIN 2021: 19.922; SUMMER - CERTAIN 2022: 19.922; SUMMER - CERTAIN 2023: 19.922; SUMMER - CERTAIN 2024: 19.922; SUMMER - CERTAIN 2025: 19.922; SUMMER - CERTAIN 2026: 19.922; SUMMER - CERTAIN 2027: 19.922; SUMMER - CERTAIN 2028: 19.922; WINTER - CERTAIN 2018-19: 28.46; WINTER - CERTAIN 2019-20: 28.46; WINTER - CERTAIN 2020-21: 28.46; WINTER - CERTAIN 2021-22: 28.46; WINTER - CERTAIN 2022-23: 28.46; WINTER - CERTAIN 2023-24: 28.46; WINTER - CERTAIN 2024-25: 28.46; WINTER - CERTAIN 2025-26: 28.46; WINTER - CERTAIN 2026-27: 28.46; WINTER - CERTAIN 2027-28: 28.46; WINTER - CERTAIN 2028-29: 28.46
Existing | US | 1610325 | 55367 | 1 | SW_MESA_SW_MESA | West Texas Wind Energy LLC | WEST TEXAS WIND | WT | WND |  | Wind | 1999-06-01 |  | 80.25 | 11.242 | 16.06 | SUMMER - CERTAIN 2018: 11.242; SUMMER - CERTAIN 2019: 11.242; SUMMER - CERTAIN 2020: 11.242; SUMMER - CERTAIN 2021: 11.242; SUMMER - CERTAIN 2022: 11.242; SUMMER - CERTAIN 2023: 11.242; SUMMER - CERTAIN 2024: 11.242; SUMMER - CERTAIN 2025: 11.242; SUMMER - CERTAIN 2026: 11.242; SUMMER - CERTAIN 2027: 11.242; SUMMER - CERTAIN 2028: 11.242; WINTER - CERTAIN 2018-19: 16.06; WINTER - CERTAIN 2019-20: 16.06; WINTER - CERTAIN 2020-21: 16.06; WINTER - CERTAIN 2021-22: 16.06; WINTER - CERTAIN 2022-23: 16.06; WINTER - CERTAIN 2023-24: 16.06; WINTER - CERTAIN 2024-25: 16.06; WINTER - CERTAIN 2025-26: 16.06; WINTER - CERTAIN 2026-27: 16.06; WINTER - CERTAIN 2027-28: 16.06; WINTER - CERTAIN 2028-29: 16.06
Existing | US | 1535080 | 56673 | WEC | WEC_WECG1 | Whirlwind Energy Center | WHIRLWIND ENERGY | WT | WND |  | Wind | 2007-11-09 |  | 57 | 7.98 | 11.4 | SUMMER - CERTAIN 2018: 7.98; SUMMER - CERTAIN 2019: 7.98; SUMMER - CERTAIN 2020: 7.98; SUMMER - CERTAIN 2021: 7.98; SUMMER - CERTAIN 2022: 7.98; SUMMER - CERTAIN 2023: 7.98; SUMMER - CERTAIN 2024: 7.98; SUMMER - CERTAIN 2025: 7.98; SUMMER - CERTAIN 2026: 7.98; SUMMER - CERTAIN 2027: 7.98; SUMMER - CERTAIN 2028: 7.98; WINTER - CERTAIN 2018-19: 11.4; WINTER - CERTAIN 2019-20: 11.4; WINTER - CERTAIN 2020-21: 11.4; WINTER - CERTAIN 2021-22: 11.4; WINTER - CERTAIN 2022-23: 11.4; WINTER - CERTAIN 2023-24: 11.4; WINTER - CERTAIN 2024-25: 11.4; WINTER - CERTAIN 2025-26: 11.4; WINTER - CERTAIN 2026-27: 11.4; WINTER - CERTAIN 2027-28: 11.4; WINTER - CERTAIN 2028-29: 11.4
Existing | US | 1164864 | 58021 | 1 | EXGNWTL_WIND_1 | Whitetail Wind Energy LLC | WHITETAIL WIND | WT | WND |  | Wind | 2012-12-21 |  | 91 | 12.922 | 18.46 | SUMMER - CERTAIN 2018: 12.922; SUMMER - CERTAIN 2019: 12.922; SUMMER - CERTAIN 2020: 12.922; SUMMER - CERTAIN 2021: 12.922; SUMMER - CERTAIN 2022: 12.922; SUMMER - CERTAIN 2023: 12.922; SUMMER - CERTAIN 2024: 12.922; SUMMER - CERTAIN 2025: 12.922; SUMMER - CERTAIN 2026: 12.922; SUMMER - CERTAIN 2027: 12.922; SUMMER - CERTAIN 2028: 12.922; WINTER - CERTAIN 2018-19: 18.46; WINTER - CERTAIN 2019-20: 18.46; WINTER - CERTAIN 2020-21: 18.46; WINTER - CERTAIN 2021-22: 18.46; WINTER - CERTAIN 2022-23: 18.46; WINTER - CERTAIN 2023-24: 18.46; WINTER - CERTAIN 2024-25: 18.46; WINTER - CERTAIN 2025-26: 18.46; WINTER - CERTAIN 2026-27: 18.46; WINTER - CERTAIN 2027-28: 18.46; WINTER - CERTAIN 2028-29: 18.46
Existing | US | 1341976 | 59238 | WND2 | WNDTHST2_UNIT1 | Windthorst-2 | WINDTHORST 2 WIND | WT | WND |  | Wind | 2014-09-30 |  | 67.62 | 9.464 | 13.52 | SUMMER - CERTAIN 2018: 9.464; SUMMER - CERTAIN 2019: 9.464; SUMMER - CERTAIN 2020: 9.464; SUMMER - CERTAIN 2021: 9.464; SUMMER - CERTAIN 2022: 9.464; SUMMER - CERTAIN 2023: 9.464; SUMMER - CERTAIN 2024: 9.464; SUMMER - CERTAIN 2025: 9.464; SUMMER - CERTAIN 2026: 9.464; SUMMER - CERTAIN 2027: 9.464; SUMMER - CERTAIN 2028: 9.464; WINTER - CERTAIN 2018-19: 13.52; WINTER - CERTAIN 2019-20: 13.52; WINTER - CERTAIN 2020-21: 13.52; WINTER - CERTAIN 2021-22: 13.52; WINTER - CERTAIN 2022-23: 13.52; WINTER - CERTAIN 2023-24: 13.52; WINTER - CERTAIN 2024-25: 13.52; WINTER - CERTAIN 2025-26: 13.52; WINTER - CERTAIN 2026-27: 13.52; WINTER - CERTAIN 2027-28: 13.52; WINTER - CERTAIN 2028-29: 13.52
Existing | US | 1869496 | 58048 | 1 | MOZART_WIND_1 | WKN Mozart Wind | WKN MOZART WIND | WT | WND |  | Wind | 2012-12-21 |  | 30 | 4.2 | 6 | SUMMER - CERTAIN 2018: 4.2; SUMMER - CERTAIN 2019: 4.2; SUMMER - CERTAIN 2020: 4.2; SUMMER - CERTAIN 2021: 4.2; SUMMER - CERTAIN 2022: 4.2; SUMMER - CERTAIN 2023: 4.2; SUMMER - CERTAIN 2024: 4.2; SUMMER - CERTAIN 2025: 4.2; SUMMER - CERTAIN 2026: 4.2; SUMMER - CERTAIN 2027: 4.2; SUMMER - CERTAIN 2028: 4.2; WINTER - CERTAIN 2018-19: 6; WINTER - CERTAIN 2019-20: 6; WINTER - CERTAIN 2020-21: 6; WINTER - CERTAIN 2021-22: 6; WINTER - CERTAIN 2022-23: 6; WINTER - CERTAIN 2023-24: 6; WINTER - CERTAIN 2024-25: 6; WINTER - CERTAIN 2025-26: 6; WINTER - CERTAIN 2026-27: 6; WINTER - CERTAIN 2027-28: 6; WINTER - CERTAIN 2028-29: 6
Existing | US |  | 60901 |  | SALVTION_UNIT1 |  | WILLOW SPRINGS WIND A | WT | WND |  | Wind | 2017-12-29 |  | 125 | 17.5 | 25 | SUMMER - CERTAIN 2018: 17.5; SUMMER - CERTAIN 2019: 17.5; SUMMER - CERTAIN 2020: 17.5; SUMMER - CERTAIN 2021: 17.5; SUMMER - CERTAIN 2022: 17.5; SUMMER - CERTAIN 2023: 17.5; SUMMER - CERTAIN 2024: 17.5; SUMMER - CERTAIN 2025: 17.5; SUMMER - CERTAIN 2026: 17.5; SUMMER - CERTAIN 2027: 17.5; SUMMER - CERTAIN 2028: 17.5; WINTER - CERTAIN 2018-19: 25; WINTER - CERTAIN 2019-20: 25; WINTER - CERTAIN 2020-21: 25; WINTER - CERTAIN 2021-22: 25; WINTER - CERTAIN 2022-23: 25; WINTER - CERTAIN 2023-24: 25; WINTER - CERTAIN 2024-25: 25; WINTER - CERTAIN 2025-26: 25; WINTER - CERTAIN 2026-27: 25; WINTER - CERTAIN 2027-28: 25; WINTER - CERTAIN 2028-29: 25
Existing | US |  | 60901 |  | SALVTION_UNIT2 |  | WILLOW SPRINGS WIND B | WT | WND |  | Wind | 2017-12-29 |  | 125 | 17.5 | 25 | SUMMER - CERTAIN 2018: 17.5; SUMMER - CERTAIN 2019: 17.5; SUMMER - CERTAIN 2020: 17.5; SUMMER - CERTAIN 2021: 17.5; SUMMER - CERTAIN 2022: 17.5; SUMMER - CERTAIN 2023: 17.5; SUMMER - CERTAIN 2024: 17.5; SUMMER - CERTAIN 2025: 17.5; SUMMER - CERTAIN 2026: 17.5; SUMMER - CERTAIN 2027: 17.5; SUMMER - CERTAIN 2028: 17.5; WINTER - CERTAIN 2018-19: 25; WINTER - CERTAIN 2019-20: 25; WINTER - CERTAIN 2020-21: 25; WINTER - CERTAIN 2021-22: 25; WINTER - CERTAIN 2022-23: 25; WINTER - CERTAIN 2023-24: 25; WINTER - CERTAIN 2024-25: 25; WINTER - CERTAIN 2025-26: 25; WINTER - CERTAIN 2026-27: 25; WINTER - CERTAIN 2027-28: 25; WINTER - CERTAIN 2028-29: 25
Existing | US | 1431613 | 58080 | 1 | WHTTAIL_WR1 | Wolf Ridge Wind | WOLF RIDGE WIND | WT | WND |  | Wind | 2008-10-02 |  | 112.5 | 15.75 | 22.5 | SUMMER - CERTAIN 2018: 15.75; SUMMER - CERTAIN 2019: 15.75; SUMMER - CERTAIN 2020: 15.75; SUMMER - CERTAIN 2021: 15.75; SUMMER - CERTAIN 2022: 15.75; SUMMER - CERTAIN 2023: 15.75; SUMMER - CERTAIN 2024: 15.75; SUMMER - CERTAIN 2025: 15.75; SUMMER - CERTAIN 2026: 15.75; SUMMER - CERTAIN 2027: 15.75; SUMMER - CERTAIN 2028: 15.75; WINTER - CERTAIN 2018-19: 22.5; WINTER - CERTAIN 2019-20: 22.5; WINTER - CERTAIN 2020-21: 22.5; WINTER - CERTAIN 2021-22: 22.5; WINTER - CERTAIN 2022-23: 22.5; WINTER - CERTAIN 2023-24: 22.5; WINTER - CERTAIN 2024-25: 22.5; WINTER - CERTAIN 2025-26: 22.5; WINTER - CERTAIN 2026-27: 22.5; WINTER - CERTAIN 2027-28: 22.5; WINTER - CERTAIN 2028-29: 22.5
Existing | US | 1036937 |  | 0 | DG_ROSC2_1UNIT |  | TSTC WEST TEXAS WIND | WT | WND |  | Wind | 2008-01-01 |  | 2 | 0.28 | 0.4 | SUMMER - CERTAIN 2018: 0.28; SUMMER - CERTAIN 2019: 0.28; SUMMER - CERTAIN 2020: 0.28; SUMMER - CERTAIN 2021: 0.28; SUMMER - CERTAIN 2022: 0.28; SUMMER - CERTAIN 2023: 0.28; SUMMER - CERTAIN 2024: 0.28; SUMMER - CERTAIN 2025: 0.28; SUMMER - CERTAIN 2026: 0.28; SUMMER - CERTAIN 2027: 0.28; SUMMER - CERTAIN 2028: 0.28; WINTER - CERTAIN 2018-19: 0.4; WINTER - CERTAIN 2019-20: 0.4; WINTER - CERTAIN 2020-21: 0.4; WINTER - CERTAIN 2021-22: 0.4; WINTER - CERTAIN 2022-23: 0.4; WINTER - CERTAIN 2023-24: 0.4; WINTER - CERTAIN 2024-25: 0.4; WINTER - CERTAIN 2025-26: 0.4; WINTER - CERTAIN 2026-27: 0.4; WINTER - CERTAIN 2027-28: 0.4; WINTER - CERTAIN 2028-29: 0.4
Existing | US | 1318700 |  | 0 | DG_TURL_UNIT1 |  | WOLF FLATS WIND (WIND MGT) | WT | WND |  | Wind | 2007-03-19 |  | 1 | 0.14 | 0.2 | SUMMER - CERTAIN 2018: 0.14; SUMMER - CERTAIN 2019: 0.14; SUMMER - CERTAIN 2020: 0.14; SUMMER - CERTAIN 2021: 0.14; SUMMER - CERTAIN 2022: 0.14; SUMMER - CERTAIN 2023: 0.14; SUMMER - CERTAIN 2024: 0.14; SUMMER - CERTAIN 2025: 0.14; SUMMER - CERTAIN 2026: 0.14; SUMMER - CERTAIN 2027: 0.14; SUMMER - CERTAIN 2028: 0.14; WINTER - CERTAIN 2018-19: 0.2; WINTER - CERTAIN 2019-20: 0.2; WINTER - CERTAIN 2020-21: 0.2; WINTER - CERTAIN 2021-22: 0.2; WINTER - CERTAIN 2022-23: 0.2; WINTER - CERTAIN 2023-24: 0.2; WINTER - CERTAIN 2024-25: 0.2; WINTER - CERTAIN 2025-26: 0.2; WINTER - CERTAIN 2026-27: 0.2; WINTER - CERTAIN 2027-28: 0.2; WINTER - CERTAIN 2028-29: 0.2
Existing | US |  | 57927 |  | BAFFIN_UNIT1 |  | BAFFIN WIND UNIT1 | WT | WND |  | Wind | 2014-12-31 |  | 100 | 59 | 43 | SUMMER - CERTAIN 2018: 59; SUMMER - CERTAIN 2019: 59; SUMMER - CERTAIN 2020: 59; SUMMER - CERTAIN 2021: 59; SUMMER - CERTAIN 2022: 59; SUMMER - CERTAIN 2023: 59; SUMMER - CERTAIN 2024: 59; SUMMER - CERTAIN 2025: 59; SUMMER - CERTAIN 2026: 59; SUMMER - CERTAIN 2027: 59; SUMMER - CERTAIN 2028: 59; WINTER - CERTAIN 2018-19: 43; WINTER - CERTAIN 2019-20: 43; WINTER - CERTAIN 2020-21: 43; WINTER - CERTAIN 2021-22: 43; WINTER - CERTAIN 2022-23: 43; WINTER - CERTAIN 2023-24: 43; WINTER - CERTAIN 2024-25: 43; WINTER - CERTAIN 2025-26: 43; WINTER - CERTAIN 2026-27: 43; WINTER - CERTAIN 2027-28: 43; WINTER - CERTAIN 2028-29: 43
Existing | US |  | 57927 |  | BAFFIN_UNIT2 |  | BAFFIN WIND UNIT2 | WT | WND |  | Wind | 2014-12-31 |  | 102 | 60.18 | 43.86 | SUMMER - CERTAIN 2018: 60.18; SUMMER - CERTAIN 2019: 60.18; SUMMER - CERTAIN 2020: 60.18; SUMMER - CERTAIN 2021: 60.18; SUMMER - CERTAIN 2022: 60.18; SUMMER - CERTAIN 2023: 60.18; SUMMER - CERTAIN 2024: 60.18; SUMMER - CERTAIN 2025: 60.18; SUMMER - CERTAIN 2026: 60.18; SUMMER - CERTAIN 2027: 60.18; SUMMER - CERTAIN 2028: 60.18; WINTER - CERTAIN 2018-19: 43.86; WINTER - CERTAIN 2019-20: 43.86; WINTER - CERTAIN 2020-21: 43.86; WINTER - CERTAIN 2021-22: 43.86; WINTER - CERTAIN 2022-23: 43.86; WINTER - CERTAIN 2023-24: 43.86; WINTER - CERTAIN 2024-25: 43.86; WINTER - CERTAIN 2025-26: 43.86; WINTER - CERTAIN 2026-27: 43.86; WINTER - CERTAIN 2027-28: 43.86; WINTER - CERTAIN 2028-29: 43.86
Existing | US |  | 59066 |  | BBREEZE_UNIT1 |  | BRUENNING'S BREEZE A | WT | WND |  | Wind | 2017-12-20 |  | 120 | 70.8 | 51.6 | SUMMER - CERTAIN 2018: 70.8; SUMMER - CERTAIN 2019: 70.8; SUMMER - CERTAIN 2020: 70.8; SUMMER - CERTAIN 2021: 70.8; SUMMER - CERTAIN 2022: 70.8; SUMMER - CERTAIN 2023: 70.8; SUMMER - CERTAIN 2024: 70.8; SUMMER - CERTAIN 2025: 70.8; SUMMER - CERTAIN 2026: 70.8; SUMMER - CERTAIN 2027: 70.8; SUMMER - CERTAIN 2028: 70.8; WINTER - CERTAIN 2018-19: 51.6; WINTER - CERTAIN 2019-20: 51.6; WINTER - CERTAIN 2020-21: 51.6; WINTER - CERTAIN 2021-22: 51.6; WINTER - CERTAIN 2022-23: 51.6; WINTER - CERTAIN 2023-24: 51.6; WINTER - CERTAIN 2024-25: 51.6; WINTER - CERTAIN 2025-26: 51.6; WINTER - CERTAIN 2026-27: 51.6; WINTER - CERTAIN 2027-28: 51.6; WINTER - CERTAIN 2028-29: 51.6
Existing | US |  | 59066 |  | BBREEZE_UNIT2 |  | BRUENNING'S BREEZE B | WT | WND |  | Wind | 2017-12-20 |  | 108 | 63.72 | 46.44 | SUMMER - CERTAIN 2018: 63.72; SUMMER - CERTAIN 2019: 63.72; SUMMER - CERTAIN 2020: 63.72; SUMMER - CERTAIN 2021: 63.72; SUMMER - CERTAIN 2022: 63.72; SUMMER - CERTAIN 2023: 63.72; SUMMER - CERTAIN 2024: 63.72; SUMMER - CERTAIN 2025: 63.72; SUMMER - CERTAIN 2026: 63.72; SUMMER - CERTAIN 2027: 63.72; SUMMER - CERTAIN 2028: 63.72; WINTER - CERTAIN 2018-19: 46.44; WINTER - CERTAIN 2019-20: 46.44; WINTER - CERTAIN 2020-21: 46.44; WINTER - CERTAIN 2021-22: 46.44; WINTER - CERTAIN 2022-23: 46.44; WINTER - CERTAIN 2023-24: 46.44; WINTER - CERTAIN 2024-25: 46.44; WINTER - CERTAIN 2025-26: 46.44; WINTER - CERTAIN 2026-27: 46.44; WINTER - CERTAIN 2027-28: 46.44; WINTER - CERTAIN 2028-29: 46.44
Existing | US | 1755309 | 59118 | 0 | CAMWIND_UNIT1 |  | CAMERON COUNTY WIND [CAMWIND_UNIT1] | WT | WND |  | Wind | 2016-01-27 |  | 165 | 97.35 | 70.95 | SUMMER - CERTAIN 2018: 97.35; SUMMER - CERTAIN 2019: 97.35; SUMMER - CERTAIN 2020: 97.35; SUMMER - CERTAIN 2021: 97.35; SUMMER - CERTAIN 2022: 97.35; SUMMER - CERTAIN 2023: 97.35; SUMMER - CERTAIN 2024: 97.35; SUMMER - CERTAIN 2025: 97.35; SUMMER - CERTAIN 2026: 97.35; SUMMER - CERTAIN 2027: 97.35; SUMMER - CERTAIN 2028: 97.35; WINTER - CERTAIN 2018-19: 70.95; WINTER - CERTAIN 2019-20: 70.95; WINTER - CERTAIN 2020-21: 70.95; WINTER - CERTAIN 2021-22: 70.95; WINTER - CERTAIN 2022-23: 70.95; WINTER - CERTAIN 2023-24: 70.95; WINTER - CERTAIN 2024-25: 70.95; WINTER - CERTAIN 2025-26: 70.95; WINTER - CERTAIN 2026-27: 70.95; WINTER - CERTAIN 2027-28: 70.95; WINTER - CERTAIN 2028-29: 70.95
Existing | US |  | 59193 |  | SANTACRU_UNIT1 |  | CHAPMAN RANCH WIND IA (SANTA CRUZ) | WT | WND |  | Wind | 2017-10-27 |  | 150.6 | 88.854 | 64.758 | SUMMER - CERTAIN 2018: 88.854; SUMMER - CERTAIN 2019: 88.854; SUMMER - CERTAIN 2020: 88.854; SUMMER - CERTAIN 2021: 88.854; SUMMER - CERTAIN 2022: 88.854; SUMMER - CERTAIN 2023: 88.854; SUMMER - CERTAIN 2024: 88.854; SUMMER - CERTAIN 2025: 88.854; SUMMER - CERTAIN 2026: 88.854; SUMMER - CERTAIN 2027: 88.854; SUMMER - CERTAIN 2028: 88.854; WINTER - CERTAIN 2018-19: 64.758; WINTER - CERTAIN 2019-20: 64.758; WINTER - CERTAIN 2020-21: 64.758; WINTER - CERTAIN 2021-22: 64.758; WINTER - CERTAIN 2022-23: 64.758; WINTER - CERTAIN 2023-24: 64.758; WINTER - CERTAIN 2024-25: 64.758; WINTER - CERTAIN 2025-26: 64.758; WINTER - CERTAIN 2026-27: 64.758; WINTER - CERTAIN 2027-28: 64.758; WINTER - CERTAIN 2028-29: 64.758
Existing | US |  | 59193 |  | SANTACRU_UNIT2 |  | CHAPMAN RANCH WIND IB (SANTA CRUZ) | WT | WND |  | Wind | 2017-10-27 |  | 98.4 | 58.056 | 42.312 | SUMMER - CERTAIN 2018: 58.056; SUMMER - CERTAIN 2019: 58.056; SUMMER - CERTAIN 2020: 58.056; SUMMER - CERTAIN 2021: 58.056; SUMMER - CERTAIN 2022: 58.056; SUMMER - CERTAIN 2023: 58.056; SUMMER - CERTAIN 2024: 58.056; SUMMER - CERTAIN 2025: 58.056; SUMMER - CERTAIN 2026: 58.056; SUMMER - CERTAIN 2027: 58.056; SUMMER - CERTAIN 2028: 58.056; WINTER - CERTAIN 2018-19: 42.312; WINTER - CERTAIN 2019-20: 42.312; WINTER - CERTAIN 2020-21: 42.312; WINTER - CERTAIN 2021-22: 42.312; WINTER - CERTAIN 2022-23: 42.312; WINTER - CERTAIN 2023-24: 42.312; WINTER - CERTAIN 2024-25: 42.312; WINTER - CERTAIN 2025-26: 42.312; WINTER - CERTAIN 2026-27: 42.312; WINTER - CERTAIN 2027-28: 42.312; WINTER - CERTAIN 2028-29: 42.312
Existing | US | 1285374 | 56661 | 1 | TGW_T1 | Pattern Gulf Wind | GULF WIND I | WT | WND |  | Wind | 2010-03-19 |  | 141.6 | 83.544 | 60.888 | SUMMER - CERTAIN 2018: 83.544; SUMMER - CERTAIN 2019: 83.544; SUMMER - CERTAIN 2020: 83.544; SUMMER - CERTAIN 2021: 83.544; SUMMER - CERTAIN 2022: 83.544; SUMMER - CERTAIN 2023: 83.544; SUMMER - CERTAIN 2024: 83.544; SUMMER - CERTAIN 2025: 83.544; SUMMER - CERTAIN 2026: 83.544; SUMMER - CERTAIN 2027: 83.544; SUMMER - CERTAIN 2028: 83.544; WINTER - CERTAIN 2018-19: 60.888; WINTER - CERTAIN 2019-20: 60.888; WINTER - CERTAIN 2020-21: 60.888; WINTER - CERTAIN 2021-22: 60.888; WINTER - CERTAIN 2022-23: 60.888; WINTER - CERTAIN 2023-24: 60.888; WINTER - CERTAIN 2024-25: 60.888; WINTER - CERTAIN 2025-26: 60.888; WINTER - CERTAIN 2026-27: 60.888; WINTER - CERTAIN 2027-28: 60.888; WINTER - CERTAIN 2028-29: 60.888 | re-power for plant in queue
Existing | US | 1718867 | 56661 | 0 | TGW_T2 | Pattern Gulf Wind | GULF WIND II | WT | WND |  | Wind | 2010-03-19 |  | 141.6 | 83.544 | 60.888 | SUMMER - CERTAIN 2018: 83.544; SUMMER - CERTAIN 2019: 83.544; SUMMER - CERTAIN 2020: 83.544; SUMMER - CERTAIN 2021: 83.544; SUMMER - CERTAIN 2022: 83.544; SUMMER - CERTAIN 2023: 83.544; SUMMER - CERTAIN 2024: 83.544; SUMMER - CERTAIN 2025: 83.544; SUMMER - CERTAIN 2026: 83.544; SUMMER - CERTAIN 2027: 83.544; SUMMER - CERTAIN 2028: 83.544; WINTER - CERTAIN 2018-19: 60.888; WINTER - CERTAIN 2019-20: 60.888; WINTER - CERTAIN 2020-21: 60.888; WINTER - CERTAIN 2021-22: 60.888; WINTER - CERTAIN 2022-23: 60.888; WINTER - CERTAIN 2023-24: 60.888; WINTER - CERTAIN 2024-25: 60.888; WINTER - CERTAIN 2025-26: 60.888; WINTER - CERTAIN 2026-27: 60.888; WINTER - CERTAIN 2027-28: 60.888; WINTER - CERTAIN 2028-29: 60.888 | re-power for plant in queue
Existing | US | 1941763 | 57751 | 1 | LV1_LV1A | Los Vientos Wind 1A | LOS VIENTOS WIND I | WT | WND |  | Wind | 2013-08-30 |  | 200.1 | 118.059 | 86.043 | SUMMER - CERTAIN 2018: 118.059; SUMMER - CERTAIN 2019: 118.059; SUMMER - CERTAIN 2020: 118.059; SUMMER - CERTAIN 2021: 118.059; SUMMER - CERTAIN 2022: 118.059; SUMMER - CERTAIN 2023: 118.059; SUMMER - CERTAIN 2024: 118.059; SUMMER - CERTAIN 2025: 118.059; SUMMER - CERTAIN 2026: 118.059; SUMMER - CERTAIN 2027: 118.059; SUMMER - CERTAIN 2028: 118.059; WINTER - CERTAIN 2018-19: 86.043; WINTER - CERTAIN 2019-20: 86.043; WINTER - CERTAIN 2020-21: 86.043; WINTER - CERTAIN 2021-22: 86.043; WINTER - CERTAIN 2022-23: 86.043; WINTER - CERTAIN 2023-24: 86.043; WINTER - CERTAIN 2024-25: 86.043; WINTER - CERTAIN 2025-26: 86.043; WINTER - CERTAIN 2026-27: 86.043; WINTER - CERTAIN 2027-28: 86.043; WINTER - CERTAIN 2028-29: 86.043
Existing | US | 1766484 | 57752 | 1 | LV1_LV1B | Los Vientos Wind 1B | LOS VIENTOS WIND II | WT | WND |  | Wind | 2013-09-13 |  | 201.6 | 118.944 | 86.688 | SUMMER - CERTAIN 2018: 118.944; SUMMER - CERTAIN 2019: 118.944; SUMMER - CERTAIN 2020: 118.944; SUMMER - CERTAIN 2021: 118.944; SUMMER - CERTAIN 2022: 118.944; SUMMER - CERTAIN 2023: 118.944; SUMMER - CERTAIN 2024: 118.944; SUMMER - CERTAIN 2025: 118.944; SUMMER - CERTAIN 2026: 118.944; SUMMER - CERTAIN 2027: 118.944; SUMMER - CERTAIN 2028: 118.944; WINTER - CERTAIN 2018-19: 86.688; WINTER - CERTAIN 2019-20: 86.688; WINTER - CERTAIN 2020-21: 86.688; WINTER - CERTAIN 2021-22: 86.688; WINTER - CERTAIN 2022-23: 86.688; WINTER - CERTAIN 2023-24: 86.688; WINTER - CERTAIN 2024-25: 86.688; WINTER - CERTAIN 2025-26: 86.688; WINTER - CERTAIN 2026-27: 86.688; WINTER - CERTAIN 2027-28: 86.688; WINTER - CERTAIN 2028-29: 86.688
Existing | US | 1888223 | 57802 | MV1 | REDFISH_MV1A | Magic Valley Wind Farm I LLC | MAGIC VALLEY WIND (REDFISH) 1A | WT | WND |  | Wind | 2012-09-18 |  | 99.83 | 58.882 | 42.914 | SUMMER - CERTAIN 2018: 58.882; SUMMER - CERTAIN 2019: 58.882; SUMMER - CERTAIN 2020: 58.882; SUMMER - CERTAIN 2021: 58.882; SUMMER - CERTAIN 2022: 58.882; SUMMER - CERTAIN 2023: 58.882; SUMMER - CERTAIN 2024: 58.882; SUMMER - CERTAIN 2025: 58.882; SUMMER - CERTAIN 2026: 58.882; SUMMER - CERTAIN 2027: 58.882; SUMMER - CERTAIN 2028: 58.882; WINTER - CERTAIN 2018-19: 42.914; WINTER - CERTAIN 2019-20: 42.914; WINTER - CERTAIN 2020-21: 42.914; WINTER - CERTAIN 2021-22: 42.914; WINTER - CERTAIN 2022-23: 42.914; WINTER - CERTAIN 2023-24: 42.914; WINTER - CERTAIN 2024-25: 42.914; WINTER - CERTAIN 2025-26: 42.914; WINTER - CERTAIN 2026-27: 42.914; WINTER - CERTAIN 2027-28: 42.914; WINTER - CERTAIN 2028-29: 42.914
Existing | US | 1240153 | 57802 | MV1 | REDFISH_MV1B | Magic Valley Wind Farm I LLC | MAGIC VALLEY WIND (REDFISH) 1B | WT | WND |  | Wind | 2012-09-18 |  | 103.46 | 61.065 | 44.505 | SUMMER - CERTAIN 2018: 61.065; SUMMER - CERTAIN 2019: 61.065; SUMMER - CERTAIN 2020: 61.065; SUMMER - CERTAIN 2021: 61.065; SUMMER - CERTAIN 2022: 61.065; SUMMER - CERTAIN 2023: 61.065; SUMMER - CERTAIN 2024: 61.065; SUMMER - CERTAIN 2025: 61.065; SUMMER - CERTAIN 2026: 61.065; SUMMER - CERTAIN 2027: 61.065; SUMMER - CERTAIN 2028: 61.065; WINTER - CERTAIN 2018-19: 44.505; WINTER - CERTAIN 2019-20: 44.505; WINTER - CERTAIN 2020-21: 44.505; WINTER - CERTAIN 2021-22: 44.505; WINTER - CERTAIN 2022-23: 44.505; WINTER - CERTAIN 2023-24: 44.505; WINTER - CERTAIN 2024-25: 44.505; WINTER - CERTAIN 2025-26: 44.505; WINTER - CERTAIN 2026-27: 44.505; WINTER - CERTAIN 2027-28: 44.505; WINTER - CERTAIN 2028-29: 44.505
Existing | US | 1355338 | 56983 | 1 | PAP1_PAP1 | EC&R Papalote Creek I LLC | PAPALOTE CREEK WIND | WT | WND |  | Wind | 2009-09-04 |  | 179.86 | 106.141 | 77.357 | SUMMER - CERTAIN 2018: 106.141; SUMMER - CERTAIN 2019: 106.141; SUMMER - CERTAIN 2020: 106.141; SUMMER - CERTAIN 2021: 106.141; SUMMER - CERTAIN 2022: 106.141; SUMMER - CERTAIN 2023: 106.141; SUMMER - CERTAIN 2024: 106.141; SUMMER - CERTAIN 2025: 106.141; SUMMER - CERTAIN 2026: 106.141; SUMMER - CERTAIN 2027: 106.141; SUMMER - CERTAIN 2028: 106.141; WINTER - CERTAIN 2018-19: 77.357; WINTER - CERTAIN 2019-20: 77.357; WINTER - CERTAIN 2020-21: 77.357; WINTER - CERTAIN 2021-22: 77.357; WINTER - CERTAIN 2022-23: 77.357; WINTER - CERTAIN 2023-24: 77.357; WINTER - CERTAIN 2024-25: 77.357; WINTER - CERTAIN 2025-26: 77.357; WINTER - CERTAIN 2026-27: 77.357; WINTER - CERTAIN 2027-28: 77.357; WINTER - CERTAIN 2028-29: 77.357
Existing | US | 1315216 | 56983 | 1 | COTTON_PAP2 | EC&R Papalote Creek I LLC | PAPALOTE CREEK WIND II | WT | WND |  | Wind | 2010-06-01 |  | 200.12 | 118.059 | 86.043 | SUMMER - CERTAIN 2018: 118.059; SUMMER - CERTAIN 2019: 118.059; SUMMER - CERTAIN 2020: 118.059; SUMMER - CERTAIN 2021: 118.059; SUMMER - CERTAIN 2022: 118.059; SUMMER - CERTAIN 2023: 118.059; SUMMER - CERTAIN 2024: 118.059; SUMMER - CERTAIN 2025: 118.059; SUMMER - CERTAIN 2026: 118.059; SUMMER - CERTAIN 2027: 118.059; SUMMER - CERTAIN 2028: 118.059; WINTER - CERTAIN 2018-19: 86.043; WINTER - CERTAIN 2019-20: 86.043; WINTER - CERTAIN 2020-21: 86.043; WINTER - CERTAIN 2021-22: 86.043; WINTER - CERTAIN 2022-23: 86.043; WINTER - CERTAIN 2023-24: 86.043; WINTER - CERTAIN 2024-25: 86.043; WINTER - CERTAIN 2025-26: 86.043; WINTER - CERTAIN 2026-27: 86.043; WINTER - CERTAIN 2027-28: 86.043; WINTER - CERTAIN 2028-29: 86.043
Existing | US | 1824535 | 56795 | 1 | PENA_UNIT1 | Penascal Wind Power LLC | PENASCAL WIND 1 | WT | WND |  | Wind | 2009-04-22 |  | 160.8 | 94.872 | 69.144 | SUMMER - CERTAIN 2018: 94.872; SUMMER - CERTAIN 2019: 94.872; SUMMER - CERTAIN 2020: 94.872; SUMMER - CERTAIN 2021: 94.872; SUMMER - CERTAIN 2022: 94.872; SUMMER - CERTAIN 2023: 94.872; SUMMER - CERTAIN 2024: 94.872; SUMMER - CERTAIN 2025: 94.872; SUMMER - CERTAIN 2026: 94.872; SUMMER - CERTAIN 2027: 94.872; SUMMER - CERTAIN 2028: 94.872; WINTER - CERTAIN 2018-19: 69.144; WINTER - CERTAIN 2019-20: 69.144; WINTER - CERTAIN 2020-21: 69.144; WINTER - CERTAIN 2021-22: 69.144; WINTER - CERTAIN 2022-23: 69.144; WINTER - CERTAIN 2023-24: 69.144; WINTER - CERTAIN 2024-25: 69.144; WINTER - CERTAIN 2025-26: 69.144; WINTER - CERTAIN 2026-27: 69.144; WINTER - CERTAIN 2027-28: 69.144; WINTER - CERTAIN 2028-29: 69.144
Existing | US | 1006723 | 57095 | 1 | PENA_UNIT2 | Penascal II Wind Project LLC | PENASCAL WIND 2 | WT | WND |  | Wind | 2009-04-22 |  | 141.6 | 83.544 | 60.888 | SUMMER - CERTAIN 2018: 83.544; SUMMER - CERTAIN 2019: 83.544; SUMMER - CERTAIN 2020: 83.544; SUMMER - CERTAIN 2021: 83.544; SUMMER - CERTAIN 2022: 83.544; SUMMER - CERTAIN 2023: 83.544; SUMMER - CERTAIN 2024: 83.544; SUMMER - CERTAIN 2025: 83.544; SUMMER - CERTAIN 2026: 83.544; SUMMER - CERTAIN 2027: 83.544; SUMMER - CERTAIN 2028: 83.544; WINTER - CERTAIN 2018-19: 60.888; WINTER - CERTAIN 2019-20: 60.888; WINTER - CERTAIN 2020-21: 60.888; WINTER - CERTAIN 2021-22: 60.888; WINTER - CERTAIN 2022-23: 60.888; WINTER - CERTAIN 2023-24: 60.888; WINTER - CERTAIN 2024-25: 60.888; WINTER - CERTAIN 2025-26: 60.888; WINTER - CERTAIN 2026-27: 60.888; WINTER - CERTAIN 2027-28: 60.888; WINTER - CERTAIN 2028-29: 60.888
Existing | US | 1872846 | 57095 | 1 | PENA3_UNIT3 | Penascal II Wind Project LLC | PENASCAL WIND 3 | WT | WND |  | Wind | 2011-08-02 |  | 100.8 | 59.472 | 43.344 | SUMMER - CERTAIN 2018: 59.472; SUMMER - CERTAIN 2019: 59.472; SUMMER - CERTAIN 2020: 59.472; SUMMER - CERTAIN 2021: 59.472; SUMMER - CERTAIN 2022: 59.472; SUMMER - CERTAIN 2023: 59.472; SUMMER - CERTAIN 2024: 59.472; SUMMER - CERTAIN 2025: 59.472; SUMMER - CERTAIN 2026: 59.472; SUMMER - CERTAIN 2027: 59.472; SUMMER - CERTAIN 2028: 59.472; WINTER - CERTAIN 2018-19: 43.344; WINTER - CERTAIN 2019-20: 43.344; WINTER - CERTAIN 2020-21: 43.344; WINTER - CERTAIN 2021-22: 43.344; WINTER - CERTAIN 2022-23: 43.344; WINTER - CERTAIN 2023-24: 43.344; WINTER - CERTAIN 2024-25: 43.344; WINTER - CERTAIN 2025-26: 43.344; WINTER - CERTAIN 2026-27: 43.344; WINTER - CERTAIN 2027-28: 43.344; WINTER - CERTAIN 2028-29: 43.344
Existing | US |  | 59712 |  | SANROMAN_WIND_1 |  | SAN ROMAN WIND | WT | WND |  | Wind | 2016-11-17 |  | 95.2 | 56.168 | 40.936 | SUMMER - CERTAIN 2018: 56.168; SUMMER - CERTAIN 2019: 56.168; SUMMER - CERTAIN 2020: 56.168; SUMMER - CERTAIN 2021: 56.168; SUMMER - CERTAIN 2022: 56.168; SUMMER - CERTAIN 2023: 56.168; SUMMER - CERTAIN 2024: 56.168; SUMMER - CERTAIN 2025: 56.168; SUMMER - CERTAIN 2026: 56.168; SUMMER - CERTAIN 2027: 56.168; SUMMER - CERTAIN 2028: 56.168; WINTER - CERTAIN 2018-19: 40.936; WINTER - CERTAIN 2019-20: 40.936; WINTER - CERTAIN 2020-21: 40.936; WINTER - CERTAIN 2021-22: 40.936; WINTER - CERTAIN 2022-23: 40.936; WINTER - CERTAIN 2023-24: 40.936; WINTER - CERTAIN 2024-25: 40.936; WINTER - CERTAIN 2025-26: 40.936; WINTER - CERTAIN 2026-27: 40.936; WINTER - CERTAIN 2027-28: 40.936; WINTER - CERTAIN 2028-29: 40.936
Existing | US | 1650714 | 58424 | 1 | DG_NUECE_6UNITS | Harbor Wind LLC | HARBOR WIND | WT | WND |  | Wind | 2012-02-17 |  | 9 | 5.31 | 3.87 | SUMMER - CERTAIN 2018: 5.31; SUMMER - CERTAIN 2019: 5.31; SUMMER - CERTAIN 2020: 5.31; SUMMER - CERTAIN 2021: 5.31; SUMMER - CERTAIN 2022: 5.31; SUMMER - CERTAIN 2023: 5.31; SUMMER - CERTAIN 2024: 5.31; SUMMER - CERTAIN 2025: 5.31; SUMMER - CERTAIN 2026: 5.31; SUMMER - CERTAIN 2027: 5.31; SUMMER - CERTAIN 2028: 5.31; WINTER - CERTAIN 2018-19: 3.87; WINTER - CERTAIN 2019-20: 3.87; WINTER - CERTAIN 2020-21: 3.87; WINTER - CERTAIN 2021-22: 3.87; WINTER - CERTAIN 2022-23: 3.87; WINTER - CERTAIN 2023-24: 3.87; WINTER - CERTAIN 2024-25: 3.87; WINTER - CERTAIN 2025-26: 3.87; WINTER - CERTAIN 2026-27: 3.87; WINTER - CERTAIN 2027-28: 3.87; WINTER - CERTAIN 2028-29: 3.87
Existing | US | 1885515 | 58488 | 0 | ACACIA_UNIT_1 |  | ACACIA SOLAR | PV | SUN |  | Solar | 2012-12-30 |  | 10 | 7.5 | 1.2 | SUMMER - CERTAIN 2018: 7.5; SUMMER - CERTAIN 2019: 7.5; SUMMER - CERTAIN 2020: 7.5; SUMMER - CERTAIN 2021: 7.5; SUMMER - CERTAIN 2022: 7.5; SUMMER - CERTAIN 2023: 7.5; SUMMER - CERTAIN 2024: 7.5; SUMMER - CERTAIN 2025: 7.5; SUMMER - CERTAIN 2026: 7.5; SUMMER - CERTAIN 2027: 7.5; SUMMER - CERTAIN 2028: 7.5; WINTER - CERTAIN 2018-19: 1.2; WINTER - CERTAIN 2019-20: 1.2; WINTER - CERTAIN 2020-21: 1.2; WINTER - CERTAIN 2021-22: 1.2; WINTER - CERTAIN 2022-23: 1.2; WINTER - CERTAIN 2023-24: 1.2; WINTER - CERTAIN 2024-25: 1.2; WINTER - CERTAIN 2025-26: 1.2; WINTER - CERTAIN 2026-27: 1.2; WINTER - CERTAIN 2027-28: 1.2; WINTER - CERTAIN 2028-29: 1.2
Existing | US |  | 60372 |  | LMESASLR_UNIT1 |  | BNB LAMESA SOLAR (PHASE I) | PV | SUN |  | Solar | 2018-02-21 |  | 102 | 76.2 | 12.192 | SUMMER - CERTAIN 2018: 76.2; SUMMER - CERTAIN 2019: 76.2; SUMMER - CERTAIN 2020: 76.2; SUMMER - CERTAIN 2021: 76.2; SUMMER - CERTAIN 2022: 76.2; SUMMER - CERTAIN 2023: 76.2; SUMMER - CERTAIN 2024: 76.2; SUMMER - CERTAIN 2025: 76.2; SUMMER - CERTAIN 2026: 76.2; SUMMER - CERTAIN 2027: 76.2; SUMMER - CERTAIN 2028: 76.2; WINTER - CERTAIN 2018-19: 12.192; WINTER - CERTAIN 2019-20: 12.192; WINTER - CERTAIN 2020-21: 12.192; WINTER - CERTAIN 2021-22: 12.192; WINTER - CERTAIN 2022-23: 12.192; WINTER - CERTAIN 2023-24: 12.192; WINTER - CERTAIN 2024-25: 12.192; WINTER - CERTAIN 2025-26: 12.192; WINTER - CERTAIN 2026-27: 12.192; WINTER - CERTAIN 2027-28: 12.192; WINTER - CERTAIN 2028-29: 12.192
Existing | US |  | 60436 |  | BOOTLEG_UNIT1 |  | FS EAST PECOS SOLAR | PV | SUN |  | Solar | 2016-12-31 |  | 121.1 | 90.825 | 14.532 | SUMMER - CERTAIN 2018: 90.825; SUMMER - CERTAIN 2019: 90.825; SUMMER - CERTAIN 2020: 90.825; SUMMER - CERTAIN 2021: 90.825; SUMMER - CERTAIN 2022: 90.825; SUMMER - CERTAIN 2023: 90.825; SUMMER - CERTAIN 2024: 90.825; SUMMER - CERTAIN 2025: 90.825; SUMMER - CERTAIN 2026: 90.825; SUMMER - CERTAIN 2027: 90.825; SUMMER - CERTAIN 2028: 90.825; WINTER - CERTAIN 2018-19: 14.532; WINTER - CERTAIN 2019-20: 14.532; WINTER - CERTAIN 2020-21: 14.532; WINTER - CERTAIN 2021-22: 14.532; WINTER - CERTAIN 2022-23: 14.532; WINTER - CERTAIN 2023-24: 14.532; WINTER - CERTAIN 2024-25: 14.532; WINTER - CERTAIN 2025-26: 14.532; WINTER - CERTAIN 2026-27: 14.532; WINTER - CERTAIN 2027-28: 14.532; WINTER - CERTAIN 2028-29: 14.532
Existing | US | 1523264 | 58710 | BRLA | HOVEY_UNIT1 | Barilla Solar | FS BARILLA SOLAR-PECOS | PV | SUN |  | Solar | 2014-07-31 |  | 22 | 16.5 | 2.64 | SUMMER - CERTAIN 2018: 16.5; SUMMER - CERTAIN 2019: 16.5; SUMMER - CERTAIN 2020: 16.5; SUMMER - CERTAIN 2021: 16.5; SUMMER - CERTAIN 2022: 16.5; SUMMER - CERTAIN 2023: 16.5; SUMMER - CERTAIN 2024: 16.5; SUMMER - CERTAIN 2025: 16.5; SUMMER - CERTAIN 2026: 16.5; SUMMER - CERTAIN 2027: 16.5; SUMMER - CERTAIN 2028: 16.5; WINTER - CERTAIN 2018-19: 2.64; WINTER - CERTAIN 2019-20: 2.64; WINTER - CERTAIN 2020-21: 2.64; WINTER - CERTAIN 2021-22: 2.64; WINTER - CERTAIN 2022-23: 2.64; WINTER - CERTAIN 2023-24: 2.64; WINTER - CERTAIN 2024-25: 2.64; WINTER - CERTAIN 2025-26: 2.64; WINTER - CERTAIN 2026-27: 2.64; WINTER - CERTAIN 2027-28: 2.64; WINTER - CERTAIN 2028-29: 2.64
Existing | US | 1367701 | 58537 | 1 | OCI_ALM1_UNIT1 | OCI Alamo Solar I | OCI ALAMO 1 SOLAR | PV | SUN |  | Solar | 2013-12-13 |  | 39.18 | 29.4 | 4.704 | SUMMER - CERTAIN 2018: 29.4; SUMMER - CERTAIN 2019: 29.4; SUMMER - CERTAIN 2020: 29.4; SUMMER - CERTAIN 2021: 29.4; SUMMER - CERTAIN 2022: 29.4; SUMMER - CERTAIN 2023: 29.4; SUMMER - CERTAIN 2024: 29.4; SUMMER - CERTAIN 2025: 29.4; SUMMER - CERTAIN 2026: 29.4; SUMMER - CERTAIN 2027: 29.4; SUMMER - CERTAIN 2028: 29.4; WINTER - CERTAIN 2018-19: 4.704; WINTER - CERTAIN 2019-20: 4.704; WINTER - CERTAIN 2020-21: 4.704; WINTER - CERTAIN 2021-22: 4.704; WINTER - CERTAIN 2022-23: 4.704; WINTER - CERTAIN 2023-24: 4.704; WINTER - CERTAIN 2024-25: 4.704; WINTER - CERTAIN 2025-26: 4.704; WINTER - CERTAIN 2026-27: 4.704; WINTER - CERTAIN 2027-28: 4.704; WINTER - CERTAIN 2028-29: 4.704
Existing | US | 1946079 | 58717 | 1 | ECLIPSE_UNIT1 | OCI Alamo 4 | OCI ALAMO 4 SOLAR-BRACKETVILLE | PV | SUN |  | Solar | 2014-08-15 |  | 37.62 | 28.2 | 4.512 | SUMMER - CERTAIN 2018: 28.2; SUMMER - CERTAIN 2019: 28.2; SUMMER - CERTAIN 2020: 28.2; SUMMER - CERTAIN 2021: 28.2; SUMMER - CERTAIN 2022: 28.2; SUMMER - CERTAIN 2023: 28.2; SUMMER - CERTAIN 2024: 28.2; SUMMER - CERTAIN 2025: 28.2; SUMMER - CERTAIN 2026: 28.2; SUMMER - CERTAIN 2027: 28.2; SUMMER - CERTAIN 2028: 28.2; WINTER - CERTAIN 2018-19: 4.512; WINTER - CERTAIN 2019-20: 4.512; WINTER - CERTAIN 2020-21: 4.512; WINTER - CERTAIN 2021-22: 4.512; WINTER - CERTAIN 2022-23: 4.512; WINTER - CERTAIN 2023-24: 4.512; WINTER - CERTAIN 2024-25: 4.512; WINTER - CERTAIN 2025-26: 4.512; WINTER - CERTAIN 2026-27: 4.512; WINTER - CERTAIN 2027-28: 4.512; WINTER - CERTAIN 2028-29: 4.512
Existing | US | 1185742 | 59205 | OCIA5 | HELIOS_UNIT1 | OCI Alamo 5 LLC | OCI ALAMO 5 (DOWNIE RANCH) | PV | SUN |  | Solar | 2015-11-02 |  | 95 | 71.25 | 11.4 | SUMMER - CERTAIN 2018: 71.25; SUMMER - CERTAIN 2019: 71.25; SUMMER - CERTAIN 2020: 71.25; SUMMER - CERTAIN 2021: 71.25; SUMMER - CERTAIN 2022: 71.25; SUMMER - CERTAIN 2023: 71.25; SUMMER - CERTAIN 2024: 71.25; SUMMER - CERTAIN 2025: 71.25; SUMMER - CERTAIN 2026: 71.25; SUMMER - CERTAIN 2027: 71.25; SUMMER - CERTAIN 2028: 71.25; WINTER - CERTAIN 2018-19: 11.4; WINTER - CERTAIN 2019-20: 11.4; WINTER - CERTAIN 2020-21: 11.4; WINTER - CERTAIN 2021-22: 11.4; WINTER - CERTAIN 2022-23: 11.4; WINTER - CERTAIN 2023-24: 11.4; WINTER - CERTAIN 2024-25: 11.4; WINTER - CERTAIN 2025-26: 11.4; WINTER - CERTAIN 2026-27: 11.4; WINTER - CERTAIN 2027-28: 11.4; WINTER - CERTAIN 2028-29: 11.4
Existing | US |  | 59206 |  | SIRIUS_UNIT1 |  | OCI ALAMO 6 (WEST TEXAS, SIRIUS) | PV | SUN |  | Solar | 2016-08-30 |  | 108.3 | 82.65 | 13.224 | SUMMER - CERTAIN 2018: 82.65; SUMMER - CERTAIN 2019: 82.65; SUMMER - CERTAIN 2020: 82.65; SUMMER - CERTAIN 2021: 82.65; SUMMER - CERTAIN 2022: 82.65; SUMMER - CERTAIN 2023: 82.65; SUMMER - CERTAIN 2024: 82.65; SUMMER - CERTAIN 2025: 82.65; SUMMER - CERTAIN 2026: 82.65; SUMMER - CERTAIN 2027: 82.65; SUMMER - CERTAIN 2028: 82.65; WINTER - CERTAIN 2018-19: 13.224; WINTER - CERTAIN 2019-20: 13.224; WINTER - CERTAIN 2020-21: 13.224; WINTER - CERTAIN 2021-22: 13.224; WINTER - CERTAIN 2022-23: 13.224; WINTER - CERTAIN 2023-24: 13.224; WINTER - CERTAIN 2024-25: 13.224; WINTER - CERTAIN 2025-26: 13.224; WINTER - CERTAIN 2026-27: 13.224; WINTER - CERTAIN 2027-28: 13.224; WINTER - CERTAIN 2028-29: 13.224
Existing | US |  | 60581 |  | SPTX12B_UNIT1 |  | SP-TX-12-PHASE B | PV | SUN |  | Solar | 2017-08-11 |  | 157.5 | 118.125 | 18.9 | SUMMER - CERTAIN 2018: 118.125; SUMMER - CERTAIN 2019: 118.125; SUMMER - CERTAIN 2020: 118.125; SUMMER - CERTAIN 2021: 118.125; SUMMER - CERTAIN 2022: 118.125; SUMMER - CERTAIN 2023: 118.125; SUMMER - CERTAIN 2024: 118.125; SUMMER - CERTAIN 2025: 118.125; SUMMER - CERTAIN 2026: 118.125; SUMMER - CERTAIN 2027: 118.125; SUMMER - CERTAIN 2028: 118.125; WINTER - CERTAIN 2018-19: 18.9; WINTER - CERTAIN 2019-20: 18.9; WINTER - CERTAIN 2020-21: 18.9; WINTER - CERTAIN 2021-22: 18.9; WINTER - CERTAIN 2022-23: 18.9; WINTER - CERTAIN 2023-24: 18.9; WINTER - CERTAIN 2024-25: 18.9; WINTER - CERTAIN 2025-26: 18.9; WINTER - CERTAIN 2026-27: 18.9; WINTER - CERTAIN 2027-28: 18.9; WINTER - CERTAIN 2028-29: 18.9
Existing | US | 1360082 | 57699 | AES1 | WEBBER_S_WSP1 | Webberville Solar Project | WEBBERVILLE SOLAR | PV | SUN |  | Solar | 2011-11-23 |  | 26.7 | 20.025 | 3.204 | SUMMER - CERTAIN 2018: 20.025; SUMMER - CERTAIN 2019: 20.025; SUMMER - CERTAIN 2020: 20.025; SUMMER - CERTAIN 2021: 20.025; SUMMER - CERTAIN 2022: 20.025; SUMMER - CERTAIN 2023: 20.025; SUMMER - CERTAIN 2024: 20.025; SUMMER - CERTAIN 2025: 20.025; SUMMER - CERTAIN 2026: 20.025; SUMMER - CERTAIN 2027: 20.025; SUMMER - CERTAIN 2028: 20.025; WINTER - CERTAIN 2018-19: 3.204; WINTER - CERTAIN 2019-20: 3.204; WINTER - CERTAIN 2020-21: 3.204; WINTER - CERTAIN 2021-22: 3.204; WINTER - CERTAIN 2022-23: 3.204; WINTER - CERTAIN 2023-24: 3.204; WINTER - CERTAIN 2024-25: 3.204; WINTER - CERTAIN 2025-26: 3.204; WINTER - CERTAIN 2026-27: 3.204; WINTER - CERTAIN 2027-28: 3.204; WINTER - CERTAIN 2028-29: 3.204
Existing | US | 1896796 | 57197 | 1 | DG_BROOK_1UNIT | Blue Wing Solar Energy Generation | BLUE WING 1 SOLAR | PV | SUN |  | Solar | 2010-08-17 |  | 7.6 | 5.7 | 0.912 | SUMMER - CERTAIN 2018: 5.7; SUMMER - CERTAIN 2019: 5.7; SUMMER - CERTAIN 2020: 5.7; SUMMER - CERTAIN 2021: 5.7; SUMMER - CERTAIN 2022: 5.7; SUMMER - CERTAIN 2023: 5.7; SUMMER - CERTAIN 2024: 5.7; SUMMER - CERTAIN 2025: 5.7; SUMMER - CERTAIN 2026: 5.7; SUMMER - CERTAIN 2027: 5.7; SUMMER - CERTAIN 2028: 5.7; WINTER - CERTAIN 2018-19: 0.912; WINTER - CERTAIN 2019-20: 0.912; WINTER - CERTAIN 2020-21: 0.912; WINTER - CERTAIN 2021-22: 0.912; WINTER - CERTAIN 2022-23: 0.912; WINTER - CERTAIN 2023-24: 0.912; WINTER - CERTAIN 2024-25: 0.912; WINTER - CERTAIN 2025-26: 0.912; WINTER - CERTAIN 2026-27: 0.912; WINTER - CERTAIN 2027-28: 0.912; WINTER - CERTAIN 2028-29: 0.912
Existing | US | 1912247 | 57197 | 1 | DG_ELEM_1UNIT | Blue Wing Solar Energy Generation | BLUE WING 2 SOLAR | PV | SUN |  | Solar | 2010-09-15 |  | 7.3 | 5.475 | 0.876 | SUMMER - CERTAIN 2018: 5.475; SUMMER - CERTAIN 2019: 5.475; SUMMER - CERTAIN 2020: 5.475; SUMMER - CERTAIN 2021: 5.475; SUMMER - CERTAIN 2022: 5.475; SUMMER - CERTAIN 2023: 5.475; SUMMER - CERTAIN 2024: 5.475; SUMMER - CERTAIN 2025: 5.475; SUMMER - CERTAIN 2026: 5.475; SUMMER - CERTAIN 2027: 5.475; SUMMER - CERTAIN 2028: 5.475; WINTER - CERTAIN 2018-19: 0.876; WINTER - CERTAIN 2019-20: 0.876; WINTER - CERTAIN 2020-21: 0.876; WINTER - CERTAIN 2021-22: 0.876; WINTER - CERTAIN 2022-23: 0.876; WINTER - CERTAIN 2023-24: 0.876; WINTER - CERTAIN 2024-25: 0.876; WINTER - CERTAIN 2025-26: 0.876; WINTER - CERTAIN 2026-27: 0.876; WINTER - CERTAIN 2027-28: 0.876; WINTER - CERTAIN 2028-29: 0.876
Existing | US | 1888336 | 58716 | 1 | DG_STHWG_UNIT1 | OCI Alamo 2 | OCI ALAMO 2 SOLAR-ST. HEDWIG | PV | SUN |  | Solar | 2014-01-20 |  | 4.4 | 3.3 | 0.528 | SUMMER - CERTAIN 2018: 3.3; SUMMER - CERTAIN 2019: 3.3; SUMMER - CERTAIN 2020: 3.3; SUMMER - CERTAIN 2021: 3.3; SUMMER - CERTAIN 2022: 3.3; SUMMER - CERTAIN 2023: 3.3; SUMMER - CERTAIN 2024: 3.3; SUMMER - CERTAIN 2025: 3.3; SUMMER - CERTAIN 2026: 3.3; SUMMER - CERTAIN 2027: 3.3; SUMMER - CERTAIN 2028: 3.3; WINTER - CERTAIN 2018-19: 0.528; WINTER - CERTAIN 2019-20: 0.528; WINTER - CERTAIN 2020-21: 0.528; WINTER - CERTAIN 2021-22: 0.528; WINTER - CERTAIN 2022-23: 0.528; WINTER - CERTAIN 2023-24: 0.528; WINTER - CERTAIN 2024-25: 0.528; WINTER - CERTAIN 2025-26: 0.528; WINTER - CERTAIN 2026-27: 0.528; WINTER - CERTAIN 2027-28: 0.528; WINTER - CERTAIN 2028-29: 0.528
Existing | US | 1438404 | 59204 | OCIA3 | DG_WALZM_UNIT1 | OCI Alamo 3 LLC | OCI ALAMO 3-WALZEM SOLAR | PV | SUN |  | Solar | 2014-10-01 |  | 5.5 | 4.125 | 0.66 | SUMMER - CERTAIN 2018: 4.125; SUMMER - CERTAIN 2019: 4.125; SUMMER - CERTAIN 2020: 4.125; SUMMER - CERTAIN 2021: 4.125; SUMMER - CERTAIN 2022: 4.125; SUMMER - CERTAIN 2023: 4.125; SUMMER - CERTAIN 2024: 4.125; SUMMER - CERTAIN 2025: 4.125; SUMMER - CERTAIN 2026: 4.125; SUMMER - CERTAIN 2027: 4.125; SUMMER - CERTAIN 2028: 4.125; WINTER - CERTAIN 2018-19: 0.66; WINTER - CERTAIN 2019-20: 0.66; WINTER - CERTAIN 2020-21: 0.66; WINTER - CERTAIN 2021-22: 0.66; WINTER - CERTAIN 2022-23: 0.66; WINTER - CERTAIN 2023-24: 0.66; WINTER - CERTAIN 2024-25: 0.66; WINTER - CERTAIN 2025-26: 0.66; WINTER - CERTAIN 2026-27: 0.66; WINTER - CERTAIN 2027-28: 0.66; WINTER - CERTAIN 2028-29: 0.66
Existing | US |  | 59207 |  | SOLARA_UNIT1 |  | OCI ALAMO 7 (PAINT CREEK) | PV | SUN |  | Solar | 2016-09-30 |  | 104.5 | 79.8 | 12.768 | SUMMER - CERTAIN 2018: 79.8; SUMMER - CERTAIN 2019: 79.8; SUMMER - CERTAIN 2020: 79.8; SUMMER - CERTAIN 2021: 79.8; SUMMER - CERTAIN 2022: 79.8; SUMMER - CERTAIN 2023: 79.8; SUMMER - CERTAIN 2024: 79.8; SUMMER - CERTAIN 2025: 79.8; SUMMER - CERTAIN 2026: 79.8; SUMMER - CERTAIN 2027: 79.8; SUMMER - CERTAIN 2028: 79.8; WINTER - CERTAIN 2018-19: 12.768; WINTER - CERTAIN 2019-20: 12.768; WINTER - CERTAIN 2020-21: 12.768; WINTER - CERTAIN 2021-22: 12.768; WINTER - CERTAIN 2022-23: 12.768; WINTER - CERTAIN 2023-24: 12.768; WINTER - CERTAIN 2024-25: 12.768; WINTER - CERTAIN 2025-26: 12.768; WINTER - CERTAIN 2026-27: 12.768; WINTER - CERTAIN 2027-28: 12.768; WINTER - CERTAIN 2028-29: 12.768
Existing | US |  | 59994 |  | REROCK_UNIT1 |  | RE ROSEROCK SOLAR 1 | PV | SUN |  | Solar | 2016-09-30 |  | 78.8 | 59.1 | 9.456 | SUMMER - CERTAIN 2018: 59.1; SUMMER - CERTAIN 2019: 59.1; SUMMER - CERTAIN 2020: 59.1; SUMMER - CERTAIN 2021: 59.1; SUMMER - CERTAIN 2022: 59.1; SUMMER - CERTAIN 2023: 59.1; SUMMER - CERTAIN 2024: 59.1; SUMMER - CERTAIN 2025: 59.1; SUMMER - CERTAIN 2026: 59.1; SUMMER - CERTAIN 2027: 59.1; SUMMER - CERTAIN 2028: 59.1; WINTER - CERTAIN 2018-19: 9.456; WINTER - CERTAIN 2019-20: 9.456; WINTER - CERTAIN 2020-21: 9.456; WINTER - CERTAIN 2021-22: 9.456; WINTER - CERTAIN 2022-23: 9.456; WINTER - CERTAIN 2023-24: 9.456; WINTER - CERTAIN 2024-25: 9.456; WINTER - CERTAIN 2025-26: 9.456; WINTER - CERTAIN 2026-27: 9.456; WINTER - CERTAIN 2027-28: 9.456; WINTER - CERTAIN 2028-29: 9.456
Existing | US |  | 59994 |  | REROCK_UNIT2 |  | RE ROSEROCK SOLAR 2 | PV | SUN |  | Solar | 2016-09-30 |  | 78.8 | 59.1 | 9.456 | SUMMER - CERTAIN 2018: 59.1; SUMMER - CERTAIN 2019: 59.1; SUMMER - CERTAIN 2020: 59.1; SUMMER - CERTAIN 2021: 59.1; SUMMER - CERTAIN 2022: 59.1; SUMMER - CERTAIN 2023: 59.1; SUMMER - CERTAIN 2024: 59.1; SUMMER - CERTAIN 2025: 59.1; SUMMER - CERTAIN 2026: 59.1; SUMMER - CERTAIN 2027: 59.1; SUMMER - CERTAIN 2028: 59.1; WINTER - CERTAIN 2018-19: 9.456; WINTER - CERTAIN 2019-20: 9.456; WINTER - CERTAIN 2020-21: 9.456; WINTER - CERTAIN 2021-22: 9.456; WINTER - CERTAIN 2022-23: 9.456; WINTER - CERTAIN 2023-24: 9.456; WINTER - CERTAIN 2024-25: 9.456; WINTER - CERTAIN 2025-26: 9.456; WINTER - CERTAIN 2026-27: 9.456; WINTER - CERTAIN 2027-28: 9.456; WINTER - CERTAIN 2028-29: 9.456
Existing | US |  | 60682 |  | SIRIUS_UNIT2 |  | BHE SOLAR PEARL PROJECT (SIRIUS 2) | PV | SUN |  | Solar | 2017-09-28 |  | 49 | 36.825 | 5.892 | SUMMER - CERTAIN 2018: 36.825; SUMMER - CERTAIN 2019: 36.825; SUMMER - CERTAIN 2020: 36.825; SUMMER - CERTAIN 2021: 36.825; SUMMER - CERTAIN 2022: 36.825; SUMMER - CERTAIN 2023: 36.825; SUMMER - CERTAIN 2024: 36.825; SUMMER - CERTAIN 2025: 36.825; SUMMER - CERTAIN 2026: 36.825; SUMMER - CERTAIN 2027: 36.825; SUMMER - CERTAIN 2028: 36.825; WINTER - CERTAIN 2018-19: 5.892; WINTER - CERTAIN 2019-20: 5.892; WINTER - CERTAIN 2020-21: 5.892; WINTER - CERTAIN 2021-22: 5.892; WINTER - CERTAIN 2022-23: 5.892; WINTER - CERTAIN 2023-24: 5.892; WINTER - CERTAIN 2024-25: 5.892; WINTER - CERTAIN 2025-26: 5.892; WINTER - CERTAIN 2026-27: 5.892; WINTER - CERTAIN 2027-28: 5.892; WINTER - CERTAIN 2028-29: 5.892
Existing | US |  |  |  | DG_CECSOLAR_DG_BECK1 |  | BECK 1 | PV | SUN |  | Solar | 2016-08-09 |  | 1 | 0.75 | 0.12 | SUMMER - CERTAIN 2018: 0.75; SUMMER - CERTAIN 2019: 0.75; SUMMER - CERTAIN 2020: 0.75; SUMMER - CERTAIN 2021: 0.75; SUMMER - CERTAIN 2022: 0.75; SUMMER - CERTAIN 2023: 0.75; SUMMER - CERTAIN 2024: 0.75; SUMMER - CERTAIN 2025: 0.75; SUMMER - CERTAIN 2026: 0.75; SUMMER - CERTAIN 2027: 0.75; SUMMER - CERTAIN 2028: 0.75; WINTER - CERTAIN 2018-19: 0.12; WINTER - CERTAIN 2019-20: 0.12; WINTER - CERTAIN 2020-21: 0.12; WINTER - CERTAIN 2021-22: 0.12; WINTER - CERTAIN 2022-23: 0.12; WINTER - CERTAIN 2023-24: 0.12; WINTER - CERTAIN 2024-25: 0.12; WINTER - CERTAIN 2025-26: 0.12; WINTER - CERTAIN 2026-27: 0.12; WINTER - CERTAIN 2027-28: 0.12; WINTER - CERTAIN 2028-29: 0.12
Existing | US |  |  |  | DG_FGSOLAR1 |  | FIFTH GENERATION SOLAR 1 | PV | SUN |  | Solar | 2016-05-31 |  | 1.6 | 1.2 | 0.192 | SUMMER - CERTAIN 2018: 1.2; SUMMER - CERTAIN 2019: 1.2; SUMMER - CERTAIN 2020: 1.2; SUMMER - CERTAIN 2021: 1.2; SUMMER - CERTAIN 2022: 1.2; SUMMER - CERTAIN 2023: 1.2; SUMMER - CERTAIN 2024: 1.2; SUMMER - CERTAIN 2025: 1.2; SUMMER - CERTAIN 2026: 1.2; SUMMER - CERTAIN 2027: 1.2; SUMMER - CERTAIN 2028: 1.2; WINTER - CERTAIN 2018-19: 0.192; WINTER - CERTAIN 2019-20: 0.192; WINTER - CERTAIN 2020-21: 0.192; WINTER - CERTAIN 2021-22: 0.192; WINTER - CERTAIN 2022-23: 0.192; WINTER - CERTAIN 2023-24: 0.192; WINTER - CERTAIN 2024-25: 0.192; WINTER - CERTAIN 2025-26: 0.192; WINTER - CERTAIN 2026-27: 0.192; WINTER - CERTAIN 2027-28: 0.192; WINTER - CERTAIN 2028-29: 0.192
Existing | US |  |  |  | DG_SEALY_1UNIT |  | HM SEALY SOLAR 1 | PV | SUN |  | Solar | 2015-12-31 |  | 1.6 | 1.2 | 0.192 | SUMMER - CERTAIN 2018: 1.2; SUMMER - CERTAIN 2019: 1.2; SUMMER - CERTAIN 2020: 1.2; SUMMER - CERTAIN 2021: 1.2; SUMMER - CERTAIN 2022: 1.2; SUMMER - CERTAIN 2023: 1.2; SUMMER - CERTAIN 2024: 1.2; SUMMER - CERTAIN 2025: 1.2; SUMMER - CERTAIN 2026: 1.2; SUMMER - CERTAIN 2027: 1.2; SUMMER - CERTAIN 2028: 1.2; WINTER - CERTAIN 2018-19: 0.192; WINTER - CERTAIN 2019-20: 0.192; WINTER - CERTAIN 2020-21: 0.192; WINTER - CERTAIN 2021-22: 0.192; WINTER - CERTAIN 2022-23: 0.192; WINTER - CERTAIN 2023-24: 0.192; WINTER - CERTAIN 2024-25: 0.192; WINTER - CERTAIN 2025-26: 0.192; WINTER - CERTAIN 2026-27: 0.192; WINTER - CERTAIN 2027-28: 0.192; WINTER - CERTAIN 2028-29: 0.192
Existing | US | 1287411 | 60427 | 0 | DG_COSERVSS_CCS1 |  | RENEWABLE ENERGY ALTERNATIVES-CCS1 | PV | SUN |  | Solar | 2015-05-20 |  | 2 | 1.5 | 0.24 | SUMMER - CERTAIN 2018: 1.5; SUMMER - CERTAIN 2019: 1.5; SUMMER - CERTAIN 2020: 1.5; SUMMER - CERTAIN 2021: 1.5; SUMMER - CERTAIN 2022: 1.5; SUMMER - CERTAIN 2023: 1.5; SUMMER - CERTAIN 2024: 1.5; SUMMER - CERTAIN 2025: 1.5; SUMMER - CERTAIN 2026: 1.5; SUMMER - CERTAIN 2027: 1.5; SUMMER - CERTAIN 2028: 1.5; WINTER - CERTAIN 2018-19: 0.24; WINTER - CERTAIN 2019-20: 0.24; WINTER - CERTAIN 2020-21: 0.24; WINTER - CERTAIN 2021-22: 0.24; WINTER - CERTAIN 2022-23: 0.24; WINTER - CERTAIN 2023-24: 0.24; WINTER - CERTAIN 2024-25: 0.24; WINTER - CERTAIN 2025-26: 0.24; WINTER - CERTAIN 2026-27: 0.24; WINTER - CERTAIN 2027-28: 0.24; WINTER - CERTAIN 2028-29: 0.24
Existing | US | 1986175 | 58009 | 0 | DG_SOME1_1UNIT |  | SUNEDISON CPS3 SOMERSET 1 SOLAR | PV | SUN |  | Solar | 2012-04-01 |  | 5.6 | 4.2 | 0.672 | SUMMER - CERTAIN 2018: 4.2; SUMMER - CERTAIN 2019: 4.2; SUMMER - CERTAIN 2020: 4.2; SUMMER - CERTAIN 2021: 4.2; SUMMER - CERTAIN 2022: 4.2; SUMMER - CERTAIN 2023: 4.2; SUMMER - CERTAIN 2024: 4.2; SUMMER - CERTAIN 2025: 4.2; SUMMER - CERTAIN 2026: 4.2; SUMMER - CERTAIN 2027: 4.2; SUMMER - CERTAIN 2028: 4.2; WINTER - CERTAIN 2018-19: 0.672; WINTER - CERTAIN 2019-20: 0.672; WINTER - CERTAIN 2020-21: 0.672; WINTER - CERTAIN 2021-22: 0.672; WINTER - CERTAIN 2022-23: 0.672; WINTER - CERTAIN 2023-24: 0.672; WINTER - CERTAIN 2024-25: 0.672; WINTER - CERTAIN 2025-26: 0.672; WINTER - CERTAIN 2026-27: 0.672; WINTER - CERTAIN 2027-28: 0.672; WINTER - CERTAIN 2028-29: 0.672
Existing | US | 1610395 | 58009 | 0 | DG_SOME2_1UNIT |  | SUNEDISON SOMERSET 2 SOLAR | PV | SUN |  | Solar | 2012-04-01 |  | 5 | 3.75 | 0.6 | SUMMER - CERTAIN 2018: 3.75; SUMMER - CERTAIN 2019: 3.75; SUMMER - CERTAIN 2020: 3.75; SUMMER - CERTAIN 2021: 3.75; SUMMER - CERTAIN 2022: 3.75; SUMMER - CERTAIN 2023: 3.75; SUMMER - CERTAIN 2024: 3.75; SUMMER - CERTAIN 2025: 3.75; SUMMER - CERTAIN 2026: 3.75; SUMMER - CERTAIN 2027: 3.75; SUMMER - CERTAIN 2028: 3.75; WINTER - CERTAIN 2018-19: 0.6; WINTER - CERTAIN 2019-20: 0.6; WINTER - CERTAIN 2020-21: 0.6; WINTER - CERTAIN 2021-22: 0.6; WINTER - CERTAIN 2022-23: 0.6; WINTER - CERTAIN 2023-24: 0.6; WINTER - CERTAIN 2024-25: 0.6; WINTER - CERTAIN 2025-26: 0.6; WINTER - CERTAIN 2026-27: 0.6; WINTER - CERTAIN 2027-28: 0.6; WINTER - CERTAIN 2028-29: 0.6
Existing | US | 1577118 | 58068 | 0 | DG_VALL1_1UNIT |  | SUNEDISON RABEL ROAD SOLAR | PV | SUN |  | Solar | 2012-02-15 |  | 9.9 | 7.425 | 1.188 | SUMMER - CERTAIN 2018: 7.425; SUMMER - CERTAIN 2019: 7.425; SUMMER - CERTAIN 2020: 7.425; SUMMER - CERTAIN 2021: 7.425; SUMMER - CERTAIN 2022: 7.425; SUMMER - CERTAIN 2023: 7.425; SUMMER - CERTAIN 2024: 7.425; SUMMER - CERTAIN 2025: 7.425; SUMMER - CERTAIN 2026: 7.425; SUMMER - CERTAIN 2027: 7.425; SUMMER - CERTAIN 2028: 7.425; WINTER - CERTAIN 2018-19: 1.188; WINTER - CERTAIN 2019-20: 1.188; WINTER - CERTAIN 2020-21: 1.188; WINTER - CERTAIN 2021-22: 1.188; WINTER - CERTAIN 2022-23: 1.188; WINTER - CERTAIN 2023-24: 1.188; WINTER - CERTAIN 2024-25: 1.188; WINTER - CERTAIN 2025-26: 1.188; WINTER - CERTAIN 2026-27: 1.188; WINTER - CERTAIN 2027-28: 1.188; WINTER - CERTAIN 2028-29: 1.188
Existing | US | 1255866 | 58027 | 0 | DG_VALL2_1UNIT |  | SUNEDISON VALLEY ROAD SOLAR | PV | SUN |  | Solar | 2012-02-15 |  | 9.9 | 7.425 | 1.188 | SUMMER - CERTAIN 2018: 7.425; SUMMER - CERTAIN 2019: 7.425; SUMMER - CERTAIN 2020: 7.425; SUMMER - CERTAIN 2021: 7.425; SUMMER - CERTAIN 2022: 7.425; SUMMER - CERTAIN 2023: 7.425; SUMMER - CERTAIN 2024: 7.425; SUMMER - CERTAIN 2025: 7.425; SUMMER - CERTAIN 2026: 7.425; SUMMER - CERTAIN 2027: 7.425; SUMMER - CERTAIN 2028: 7.425; WINTER - CERTAIN 2018-19: 1.188; WINTER - CERTAIN 2019-20: 1.188; WINTER - CERTAIN 2020-21: 1.188; WINTER - CERTAIN 2021-22: 1.188; WINTER - CERTAIN 2022-23: 1.188; WINTER - CERTAIN 2023-24: 1.188; WINTER - CERTAIN 2024-25: 1.188; WINTER - CERTAIN 2025-26: 1.188; WINTER - CERTAIN 2026-27: 1.188; WINTER - CERTAIN 2027-28: 1.188; WINTER - CERTAIN 2028-29: 1.188
Existing | US |  | 61370 |  | DG_WLNTSPRG_1UNIT |  | WALNUT SPRINGS | PV | SUN |  | Solar | 2016-07-31 |  | 10 | 7.5 | 1.2 | SUMMER - CERTAIN 2018: 7.5; SUMMER - CERTAIN 2019: 7.5; SUMMER - CERTAIN 2020: 7.5; SUMMER - CERTAIN 2021: 7.5; SUMMER - CERTAIN 2022: 7.5; SUMMER - CERTAIN 2023: 7.5; SUMMER - CERTAIN 2024: 7.5; SUMMER - CERTAIN 2025: 7.5; SUMMER - CERTAIN 2026: 7.5; SUMMER - CERTAIN 2027: 7.5; SUMMER - CERTAIN 2028: 7.5; WINTER - CERTAIN 2018-19: 1.2; WINTER - CERTAIN 2019-20: 1.2; WINTER - CERTAIN 2020-21: 1.2; WINTER - CERTAIN 2021-22: 1.2; WINTER - CERTAIN 2022-23: 1.2; WINTER - CERTAIN 2023-24: 1.2; WINTER - CERTAIN 2024-25: 1.2; WINTER - CERTAIN 2025-26: 1.2; WINTER - CERTAIN 2026-27: 1.2; WINTER - CERTAIN 2027-28: 1.2; WINTER - CERTAIN 2028-29: 1.2
Existing | US |  |  |  | HICKMAN_G1 |  | HICKMAN (SANTA RITA WIND) 1 | WT | WND |  | Wind | 2018-05-09 |  | 150 | 21 | 30 | SUMMER - CERTAIN 2018: 21; SUMMER - CERTAIN 2019: 21; SUMMER - CERTAIN 2020: 21; SUMMER - CERTAIN 2021: 21; SUMMER - CERTAIN 2022: 21; SUMMER - CERTAIN 2023: 21; SUMMER - CERTAIN 2024: 21; SUMMER - CERTAIN 2025: 21; SUMMER - CERTAIN 2026: 21; SUMMER - CERTAIN 2027: 21; SUMMER - CERTAIN 2028: 21; WINTER - CERTAIN 2018-19: 30; WINTER - CERTAIN 2019-20: 30; WINTER - CERTAIN 2020-21: 30; WINTER - CERTAIN 2021-22: 30; WINTER - CERTAIN 2022-23: 30; WINTER - CERTAIN 2023-24: 30; WINTER - CERTAIN 2024-25: 30; WINTER - CERTAIN 2025-26: 30; WINTER - CERTAIN 2026-27: 30; WINTER - CERTAIN 2027-28: 30; WINTER - CERTAIN 2028-29: 30
Existing | US |  |  |  | HICKMAN_G2 |  | HICKMAN (SANTA RITA WIND) 2 | WT | WND |  | Wind | 2018-05-09 |  | 150 | 21 | 30 | SUMMER - CERTAIN 2018: 21; SUMMER - CERTAIN 2019: 21; SUMMER - CERTAIN 2020: 21; SUMMER - CERTAIN 2021: 21; SUMMER - CERTAIN 2022: 21; SUMMER - CERTAIN 2023: 21; SUMMER - CERTAIN 2024: 21; SUMMER - CERTAIN 2025: 21; SUMMER - CERTAIN 2026: 21; SUMMER - CERTAIN 2027: 21; SUMMER - CERTAIN 2028: 21; WINTER - CERTAIN 2018-19: 30; WINTER - CERTAIN 2019-20: 30; WINTER - CERTAIN 2020-21: 30; WINTER - CERTAIN 2021-22: 30; WINTER - CERTAIN 2022-23: 30; WINTER - CERTAIN 2023-24: 30; WINTER - CERTAIN 2024-25: 30; WINTER - CERTAIN 2025-26: 30; WINTER - CERTAIN 2026-27: 30; WINTER - CERTAIN 2027-28: 30; WINTER - CERTAIN 2028-29: 30
Existing | US | 1504695 | 55098 | GEN3 | FRONTERA_FRONTEG1 | Frontera Generation Facility | FRONTERA GENERATION CTG 1 | CT | NG |  | Natural Gas and Other Gases | 1999-06-30 |  | 172 | 170 | 170 | SUMMER - CERTAIN 2018: 170; SUMMER - CERTAIN 2019: 170; SUMMER - CERTAIN 2020: 170; SUMMER - CERTAIN 2021: 170; SUMMER - CERTAIN 2022: 170; SUMMER - CERTAIN 2023: 170; SUMMER - CERTAIN 2024: 170; SUMMER - CERTAIN 2025: 170; SUMMER - CERTAIN 2026: 170; SUMMER - CERTAIN 2027: 170; SUMMER - CERTAIN 2028: 170; WINTER - CERTAIN 2018-19: 170; WINTER - CERTAIN 2019-20: 170; WINTER - CERTAIN 2020-21: 170; WINTER - CERTAIN 2021-22: 170; WINTER - CERTAIN 2022-23: 170; WINTER - CERTAIN 2023-24: 170; WINTER - CERTAIN 2024-25: 170; WINTER - CERTAIN 2025-26: 170; WINTER - CERTAIN 2026-27: 170; WINTER - CERTAIN 2027-28: 170; WINTER - CERTAIN 2028-29: 170 | This unit is now dedicated to serving the Mexican grid, and has been removed from ERCOT's resource registration system. Per instructions from Elliott Nethercutt, dated 6/1/17, this unit is assigned a zero capacity for all years, but is treated as an existing resource
Existing | US | 1671377 | 55098 | GEN2 | FRONTERA_FRONTEG2 | Frontera Generation Facility | FRONTERA GENERATION CTG 2 | CT | NG |  | Natural Gas and Other Gases | 1999-07-22 |  | 172 | 170 | 170 | SUMMER - CERTAIN 2018: 170; SUMMER - CERTAIN 2019: 170; SUMMER - CERTAIN 2020: 170; SUMMER - CERTAIN 2021: 170; SUMMER - CERTAIN 2022: 170; SUMMER - CERTAIN 2023: 170; SUMMER - CERTAIN 2024: 170; SUMMER - CERTAIN 2025: 170; SUMMER - CERTAIN 2026: 170; SUMMER - CERTAIN 2027: 170; SUMMER - CERTAIN 2028: 170; WINTER - CERTAIN 2018-19: 170; WINTER - CERTAIN 2019-20: 170; WINTER - CERTAIN 2020-21: 170; WINTER - CERTAIN 2021-22: 170; WINTER - CERTAIN 2022-23: 170; WINTER - CERTAIN 2023-24: 170; WINTER - CERTAIN 2024-25: 170; WINTER - CERTAIN 2025-26: 170; WINTER - CERTAIN 2026-27: 170; WINTER - CERTAIN 2027-28: 170; WINTER - CERTAIN 2028-29: 170 | This unit is now dedicated to serving the Mexican grid, and has been removed from ERCOT's resource registration system. Per instructions from Elliott Nethercutt, dated 6/1/17, this unit is assigned a zero capacity for all years, but is treated as an existing resource
Existing | US | 1920912 | 55098 | GEN1 | FRONTERA_FRONTEG3 | Frontera Generation Facility | FRONTERA GENERATION STG | CA | NG |  | Natural Gas and Other Gases | 2000-05-15 |  | 185 | 184 | 184 | SUMMER - CERTAIN 2018: 184; SUMMER - CERTAIN 2019: 184; SUMMER - CERTAIN 2020: 184; SUMMER - CERTAIN 2021: 184; SUMMER - CERTAIN 2022: 184; SUMMER - CERTAIN 2023: 184; SUMMER - CERTAIN 2024: 184; SUMMER - CERTAIN 2025: 184; SUMMER - CERTAIN 2026: 184; SUMMER - CERTAIN 2027: 184; SUMMER - CERTAIN 2028: 184; WINTER - CERTAIN 2018-19: 184; WINTER - CERTAIN 2019-20: 184; WINTER - CERTAIN 2020-21: 184; WINTER - CERTAIN 2021-22: 184; WINTER - CERTAIN 2022-23: 184; WINTER - CERTAIN 2023-24: 184; WINTER - CERTAIN 2024-25: 184; WINTER - CERTAIN 2025-26: 184; WINTER - CERTAIN 2026-27: 184; WINTER - CERTAIN 2027-28: 184; WINTER - CERTAIN 2028-29: 184 | This unit is now dedicated to serving the Mexican grid, and has been removed from ERCOT's resource registration system. Per instructions from Elliott Nethercutt, dated 6/1/17, this unit is assigned a zero capacity for all years, but is treated as an existing resource
Mothballed | US | 1929560 | 3468 | ST1 | SRB_SRB_G1 | Sam Bertron | S R BERTRON U1 | ST | NG |  | Natural Gas and Other Gases | 1958-03-01 |  | 187.85 | 112 | 118 | 0 | 0 | 0 | 0 | 0 | 0 | 0 | 0 | 0 | 0 | 0 | 0 | 0 | 0 | 0 | 0 | 0 | 0 | 0 | 0 | 0 | 0 | 112 | 112 | 112 | 112 | 112 | 112 | 112 | 112 | 112 | 112 | 112 | 118 | 118 | 118 | 118 | 118 | 118 | 118 | 118 | 118 | 118 | 118
Mothballed | US | 1024083 | 3468 | ST2 | SRB_SRB_G2 | Sam Bertron | S R BERTRON U2 | ST | NG |  | Natural Gas and Other Gases | 1956-04-01 |  | 187.85 | 168 | 174 | 0 | 0 | 0 | 0 | 0 | 0 | 0 | 0 | 0 | 0 | 0 | 0 | 0 | 0 | 0 | 0 | 0 | 0 | 0 | 0 | 0 | 0 | 168 | 168 | 168 | 168 | 168 | 168 | 168 | 168 | 168 | 168 | 168 | 174 | 174 | 174 | 174 | 174 | 174 | 174 | 174 | 174 | 174 | 174
Retired | US | 1202466 | 3464 | 5 | GBY_GBY_5 | Greens Bayou | GREENS BAYOU STG U5 | ST | NG |  | Natural Gas and Other Gases | 1973-06-16 | 2017-12-31 | 446.4 | 371 | 371 | SUMMER - CERTAIN 2018: 0; SUMMER - CERTAIN 2019: 0; SUMMER - CERTAIN 2020: 0; SUMMER - CERTAIN 2021: 0; SUMMER - CERTAIN 2022: 0; SUMMER - CERTAIN 2023: 0; SUMMER - CERTAIN 2024: 0; SUMMER - CERTAIN 2025: 0; SUMMER - CERTAIN 2026: 0; SUMMER - CERTAIN 2027: 0; SUMMER - CERTAIN 2028: 0; WINTER - CERTAIN 2018-19: 0; WINTER - CERTAIN 2019-20: 0; WINTER - CERTAIN 2020-21: 0; WINTER - CERTAIN 2021-22: 0; WINTER - CERTAIN 2022-23: 0; WINTER - CERTAIN 2023-24: 0; WINTER - CERTAIN 2024-25: 0; WINTER - CERTAIN 2025-26: 0; WINTER - CERTAIN 2026-27: 0; WINTER - CERTAIN 2027-28: 0; WINTER - CERTAIN 2028-29: 0
Retired | US | 1239837 | 3468 | GT2 | SRB_SRBGT_2 | Sam Bertron | S R BERTRON CTG 2 | GT | NG |  | Natural Gas and Other Gases | 1967-07-31 | 2017-12-31 | 16.32 | 13 | 13 | SUMMER - CERTAIN 2018: 0; SUMMER - CERTAIN 2019: 0; SUMMER - CERTAIN 2020: 0; SUMMER - CERTAIN 2021: 0; SUMMER - CERTAIN 2022: 0; SUMMER - CERTAIN 2023: 0; SUMMER - CERTAIN 2024: 0; SUMMER - CERTAIN 2025: 0; SUMMER - CERTAIN 2026: 0; SUMMER - CERTAIN 2027: 0; SUMMER - CERTAIN 2028: 0; WINTER - CERTAIN 2018-19: 0; WINTER - CERTAIN 2019-20: 0; WINTER - CERTAIN 2020-21: 0; WINTER - CERTAIN 2021-22: 0; WINTER - CERTAIN 2022-23: 0; WINTER - CERTAIN 2023-24: 0; WINTER - CERTAIN 2024-25: 0; WINTER - CERTAIN 2025-26: 0; WINTER - CERTAIN 2026-27: 0; WINTER - CERTAIN 2027-28: 0; WINTER - CERTAIN 2028-29: 0
Retired | US | 1523368 | 3468 | 3 | SRB_SRB_G3 | Sam Bertron | S R BERTRON U3 | ST | NG |  | Natural Gas and Other Gases | 1959-04-01 | 2017-12-31 | 225.25 | 211 | 211 | SUMMER - CERTAIN 2018: 0; SUMMER - CERTAIN 2019: 0; SUMMER - CERTAIN 2020: 0; SUMMER - CERTAIN 2021: 0; SUMMER - CERTAIN 2022: 0; SUMMER - CERTAIN 2023: 0; SUMMER - CERTAIN 2024: 0; SUMMER - CERTAIN 2025: 0; SUMMER - CERTAIN 2026: 0; SUMMER - CERTAIN 2027: 0; SUMMER - CERTAIN 2028: 0; WINTER - CERTAIN 2018-19: 0; WINTER - CERTAIN 2019-20: 0; WINTER - CERTAIN 2020-21: 0; WINTER - CERTAIN 2021-22: 0; WINTER - CERTAIN 2022-23: 0; WINTER - CERTAIN 2023-24: 0; WINTER - CERTAIN 2024-25: 0; WINTER - CERTAIN 2025-26: 0; WINTER - CERTAIN 2026-27: 0; WINTER - CERTAIN 2027-28: 0; WINTER - CERTAIN 2028-29: 0
Retired | US | 1498721 | 3468 | 4 | SRB_SRB_G4 | Sam Bertron | S R BERTRON U4 | ST | NG |  | Natural Gas and Other Gases | 1960-03-15 | 2017-12-31 | 225.25 | 211 | 211 | SUMMER - CERTAIN 2018: 0; SUMMER - CERTAIN 2019: 0; SUMMER - CERTAIN 2020: 0; SUMMER - CERTAIN 2021: 0; SUMMER - CERTAIN 2022: 0; SUMMER - CERTAIN 2023: 0; SUMMER - CERTAIN 2024: 0; SUMMER - CERTAIN 2025: 0; SUMMER - CERTAIN 2026: 0; SUMMER - CERTAIN 2027: 0; SUMMER - CERTAIN 2028: 0; WINTER - CERTAIN 2018-19: 0; WINTER - CERTAIN 2019-20: 0; WINTER - CERTAIN 2020-21: 0; WINTER - CERTAIN 2021-22: 0; WINTER - CERTAIN 2022-23: 0; WINTER - CERTAIN 2023-24: 0; WINTER - CERTAIN 2024-25: 0; WINTER - CERTAIN 2025-26: 0; WINTER - CERTAIN 2026-27: 0; WINTER - CERTAIN 2027-28: 0; WINTER - CERTAIN 2028-29: 0
Retired | US | 1054060 | 3497 | 1 | BBSES_UNIT1 | Big Brown | BIG BROWN U1 | ST | LIG |  | Coal | 1971-12-23 | 2018-02-12 | 640 | 606 | 606 | SUMMER - CERTAIN 2018: 0; SUMMER - CERTAIN 2019: 0; SUMMER - CERTAIN 2020: 0; SUMMER - CERTAIN 2021: 0; SUMMER - CERTAIN 2022: 0; SUMMER - CERTAIN 2023: 0; SUMMER - CERTAIN 2024: 0; SUMMER - CERTAIN 2025: 0; SUMMER - CERTAIN 2026: 0; SUMMER - CERTAIN 2027: 0; SUMMER - CERTAIN 2028: 0; WINTER - CERTAIN 2018-19: 0; WINTER - CERTAIN 2019-20: 0; WINTER - CERTAIN 2020-21: 0; WINTER - CERTAIN 2021-22: 0; WINTER - CERTAIN 2022-23: 0; WINTER - CERTAIN 2023-24: 0; WINTER - CERTAIN 2024-25: 0; WINTER - CERTAIN 2025-26: 0; WINTER - CERTAIN 2026-27: 0; WINTER - CERTAIN 2027-28: 0; WINTER - CERTAIN 2028-29: 0
Retired | US | 1765788 | 3497 | 2 | BBSES_UNIT2 | Big Brown | BIG BROWN U2 | ST | LIG |  | Coal | 1972-12-06 | 2018-02-12 | 644 | 602 | 602 | SUMMER - CERTAIN 2018: 0; SUMMER - CERTAIN 2019: 0; SUMMER - CERTAIN 2020: 0; SUMMER - CERTAIN 2021: 0; SUMMER - CERTAIN 2022: 0; SUMMER - CERTAIN 2023: 0; SUMMER - CERTAIN 2024: 0; SUMMER - CERTAIN 2025: 0; SUMMER - CERTAIN 2026: 0; SUMMER - CERTAIN 2027: 0; SUMMER - CERTAIN 2028: 0; WINTER - CERTAIN 2018-19: 0; WINTER - CERTAIN 2019-20: 0; WINTER - CERTAIN 2020-21: 0; WINTER - CERTAIN 2021-22: 0; WINTER - CERTAIN 2022-23: 0; WINTER - CERTAIN 2023-24: 0; WINTER - CERTAIN 2024-25: 0; WINTER - CERTAIN 2025-26: 0; WINTER - CERTAIN 2026-27: 0; WINTER - CERTAIN 2027-28: 0; WINTER - CERTAIN 2028-29: 0
Retired | US | 1883507 | 6147 | 1 | MNSES_UNIT1 | Monticello | MONTICELLO U1 | ST | SUB |  | Coal | 1974-12-23 | 2018-01-04 | 646 | 535 | 580 | SUMMER - CERTAIN 2018: 0; SUMMER - CERTAIN 2019: 0; SUMMER - CERTAIN 2020: 0; SUMMER - CERTAIN 2021: 0; SUMMER - CERTAIN 2022: 0; SUMMER - CERTAIN 2023: 0; SUMMER - CERTAIN 2024: 0; SUMMER - CERTAIN 2025: 0; SUMMER - CERTAIN 2026: 0; SUMMER - CERTAIN 2027: 0; SUMMER - CERTAIN 2028: 0; WINTER - CERTAIN 2018-19: 0; WINTER - CERTAIN 2019-20: 0; WINTER - CERTAIN 2020-21: 0; WINTER - CERTAIN 2021-22: 0; WINTER - CERTAIN 2022-23: 0; WINTER - CERTAIN 2023-24: 0; WINTER - CERTAIN 2024-25: 0; WINTER - CERTAIN 2025-26: 0; WINTER - CERTAIN 2026-27: 0; WINTER - CERTAIN 2027-28: 0; WINTER - CERTAIN 2028-29: 0
Retired | US | 1644221 | 6147 | 2 | MNSES_UNIT2 | Monticello | MONTICELLO U2 | ST | SUB |  | Coal | 1975-12-08 | 2018-01-04 | 646 | 535 | 580 | SUMMER - CERTAIN 2018: 0; SUMMER - CERTAIN 2019: 0; SUMMER - CERTAIN 2020: 0; SUMMER - CERTAIN 2021: 0; SUMMER - CERTAIN 2022: 0; SUMMER - CERTAIN 2023: 0; SUMMER - CERTAIN 2024: 0; SUMMER - CERTAIN 2025: 0; SUMMER - CERTAIN 2026: 0; SUMMER - CERTAIN 2027: 0; SUMMER - CERTAIN 2028: 0; WINTER - CERTAIN 2018-19: 0; WINTER - CERTAIN 2019-20: 0; WINTER - CERTAIN 2020-21: 0; WINTER - CERTAIN 2021-22: 0; WINTER - CERTAIN 2022-23: 0; WINTER - CERTAIN 2023-24: 0; WINTER - CERTAIN 2024-25: 0; WINTER - CERTAIN 2025-26: 0; WINTER - CERTAIN 2026-27: 0; WINTER - CERTAIN 2027-28: 0; WINTER - CERTAIN 2028-29: 0
Retired | US | 1135800 | 6147 | 3 | MNSES_UNIT3 | Monticello | MONTICELLO U3 | ST | SUB |  | Coal | 1978-08-01 | 2018-01-04 | 858 | 795 | 795 | SUMMER - CERTAIN 2018: 0; SUMMER - CERTAIN 2019: 0; SUMMER - CERTAIN 2020: 0; SUMMER - CERTAIN 2021: 0; SUMMER - CERTAIN 2022: 0; SUMMER - CERTAIN 2023: 0; SUMMER - CERTAIN 2024: 0; SUMMER - CERTAIN 2025: 0; SUMMER - CERTAIN 2026: 0; SUMMER - CERTAIN 2027: 0; SUMMER - CERTAIN 2028: 0; WINTER - CERTAIN 2018-19: 0; WINTER - CERTAIN 2019-20: 0; WINTER - CERTAIN 2020-21: 0; WINTER - CERTAIN 2021-22: 0; WINTER - CERTAIN 2022-23: 0; WINTER - CERTAIN 2023-24: 0; WINTER - CERTAIN 2024-25: 0; WINTER - CERTAIN 2025-26: 0; WINTER - CERTAIN 2026-27: 0; WINTER - CERTAIN 2027-28: 0; WINTER - CERTAIN 2028-29: 0
Retired | US | 1787947 | 52071 | 5 | SD5SES_UNIT5 | Sandow No 5 | SANDOW U5 | ST | LIG |  | Coal | 2010-01-06 | 2018-01-11 | 661.5 | 600 | 600 | SUMMER - CERTAIN 2018: 0; SUMMER - CERTAIN 2019: 0; SUMMER - CERTAIN 2020: 0; SUMMER - CERTAIN 2021: 0; SUMMER - CERTAIN 2022: 0; SUMMER - CERTAIN 2023: 0; SUMMER - CERTAIN 2024: 0; SUMMER - CERTAIN 2025: 0; SUMMER - CERTAIN 2026: 0; SUMMER - CERTAIN 2027: 0; SUMMER - CERTAIN 2028: 0; WINTER - CERTAIN 2018-19: 0; WINTER - CERTAIN 2019-20: 0; WINTER - CERTAIN 2020-21: 0; WINTER - CERTAIN 2021-22: 0; WINTER - CERTAIN 2022-23: 0; WINTER - CERTAIN 2023-24: 0; WINTER - CERTAIN 2024-25: 0; WINTER - CERTAIN 2025-26: 0; WINTER - CERTAIN 2026-27: 0; WINTER - CERTAIN 2027-28: 0; WINTER - CERTAIN 2028-29: 0
Retired | US | 1535190 | 3630 | 1 | PEARSALL_PEARS_1 | Pearsall | PEARSALL STG U1 | ST | NG |  | Natural Gas and Other Gases | 1961-06-01 | 2017-08-01 | 25 | 19 | 20 | SUMMER - CERTAIN 2018: 0; SUMMER - CERTAIN 2019: 0; SUMMER - CERTAIN 2020: 0; SUMMER - CERTAIN 2021: 0; SUMMER - CERTAIN 2022: 0; SUMMER - CERTAIN 2023: 0; SUMMER - CERTAIN 2024: 0; SUMMER - CERTAIN 2025: 0; SUMMER - CERTAIN 2026: 0; SUMMER - CERTAIN 2027: 0; SUMMER - CERTAIN 2028: 0; WINTER - CERTAIN 2018-19: 0; WINTER - CERTAIN 2019-20: 0; WINTER - CERTAIN 2020-21: 0; WINTER - CERTAIN 2021-22: 0; WINTER - CERTAIN 2022-23: 0; WINTER - CERTAIN 2023-24: 0; WINTER - CERTAIN 2024-25: 0; WINTER - CERTAIN 2025-26: 0; WINTER - CERTAIN 2026-27: 0; WINTER - CERTAIN 2027-28: 0; WINTER - CERTAIN 2028-29: 0
Retired | US | 1963499 | 3630 | 2 | PEARSALL_PEARS_2 | Pearsall | PEARSALL STG U2 | ST | NG |  | Natural Gas and Other Gases | 1961-07-01 | 2017-08-01 | 25 | 22 | 24 | SUMMER - CERTAIN 2018: 0; SUMMER - CERTAIN 2019: 0; SUMMER - CERTAIN 2020: 0; SUMMER - CERTAIN 2021: 0; SUMMER - CERTAIN 2022: 0; SUMMER - CERTAIN 2023: 0; SUMMER - CERTAIN 2024: 0; SUMMER - CERTAIN 2025: 0; SUMMER - CERTAIN 2026: 0; SUMMER - CERTAIN 2027: 0; SUMMER - CERTAIN 2028: 0; WINTER - CERTAIN 2018-19: 0; WINTER - CERTAIN 2019-20: 0; WINTER - CERTAIN 2020-21: 0; WINTER - CERTAIN 2021-22: 0; WINTER - CERTAIN 2022-23: 0; WINTER - CERTAIN 2023-24: 0; WINTER - CERTAIN 2024-25: 0; WINTER - CERTAIN 2025-26: 0; WINTER - CERTAIN 2026-27: 0; WINTER - CERTAIN 2027-28: 0; WINTER - CERTAIN 2028-29: 0
Retired | US | 1594769 | 3630 | 3 | PEARSALL_PEARS_3 | Pearsall | PEARSALL STG U3 | ST | NG |  | Natural Gas and Other Gases | 1961-09-01 | 2017-08-01 | 25 | 20 | 22 | SUMMER - CERTAIN 2018: 0; SUMMER - CERTAIN 2019: 0; SUMMER - CERTAIN 2020: 0; SUMMER - CERTAIN 2021: 0; SUMMER - CERTAIN 2022: 0; SUMMER - CERTAIN 2023: 0; SUMMER - CERTAIN 2024: 0; SUMMER - CERTAIN 2025: 0; SUMMER - CERTAIN 2026: 0; SUMMER - CERTAIN 2027: 0; SUMMER - CERTAIN 2028: 0; WINTER - CERTAIN 2018-19: 0; WINTER - CERTAIN 2019-20: 0; WINTER - CERTAIN 2020-21: 0; WINTER - CERTAIN 2021-22: 0; WINTER - CERTAIN 2022-23: 0; WINTER - CERTAIN 2023-24: 0; WINTER - CERTAIN 2024-25: 0; WINTER - CERTAIN 2025-26: 0; WINTER - CERTAIN 2026-27: 0; WINTER - CERTAIN 2027-28: 0; WINTER - CERTAIN 2028-29: 0
Tier 1 | US | 1357171 | 3466 | PHR1-6 | 14INR0038 | P H Robinson | PHR PEAKERS [BAC_CTG1-6] | GT | NG |  | Natural Gas and Other Gases | 2018-12-31 |  | 390 | 324 | 390 | SUMMER - CERTAIN 2018: 0; SUMMER - CERTAIN 2019: 324; SUMMER - CERTAIN 2020: 324; SUMMER - CERTAIN 2021: 324; SUMMER - CERTAIN 2022: 324; SUMMER - CERTAIN 2023: 324; SUMMER - CERTAIN 2024: 324; SUMMER - CERTAIN 2025: 324; SUMMER - CERTAIN 2026: 324; SUMMER - CERTAIN 2027: 324; SUMMER - CERTAIN 2028: 324; WINTER - CERTAIN 2018-19: 0; WINTER - CERTAIN 2019-20: 390; WINTER - CERTAIN 2020-21: 390; WINTER - CERTAIN 2021-22: 390; WINTER - CERTAIN 2022-23: 390; WINTER - CERTAIN 2023-24: 390; WINTER - CERTAIN 2024-25: 390; WINTER - CERTAIN 2025-26: 390; WINTER - CERTAIN 2026-27: 390; WINTER - CERTAIN 2027-28: 390; WINTER - CERTAIN 2028-29: 390
Tier 1 | US | 1941529 | 59048 |  | 15INR0013 |  | BETHEL CAES PROJECT | CE | NG |  | Natural Gas and Other Gases | 2020-11-27 |  | 324 | 324 | 324 | SUMMER - CERTAIN 2018: 0; SUMMER - CERTAIN 2019: 0; SUMMER - CERTAIN 2020: 0; SUMMER - CERTAIN 2021: 324; SUMMER - CERTAIN 2022: 324; SUMMER - CERTAIN 2023: 324; SUMMER - CERTAIN 2024: 324; SUMMER - CERTAIN 2025: 324; SUMMER - CERTAIN 2026: 324; SUMMER - CERTAIN 2027: 324; SUMMER - CERTAIN 2028: 324; WINTER - CERTAIN 2018-19: 0; WINTER - CERTAIN 2019-20: 0; WINTER - CERTAIN 2020-21: 324; WINTER - CERTAIN 2021-22: 324; WINTER - CERTAIN 2022-23: 324; WINTER - CERTAIN 2023-24: 324; WINTER - CERTAIN 2024-25: 324; WINTER - CERTAIN 2025-26: 324; WINTER - CERTAIN 2026-27: 324; WINTER - CERTAIN 2027-28: 324; WINTER - CERTAIN 2028-29: 324
Tier 1 | US | 1703484 |  |  | 18INR0013 | Denton Energy Center | DENTON ENERGY CENTER | GT | NG |  | Natural Gas and Other Gases | 2018-06-22 |  | 226 | 225.8 | 225.8 | SUMMER - CERTAIN 2018: 225.8; SUMMER - CERTAIN 2019: 225.8; SUMMER - CERTAIN 2020: 225.8; SUMMER - CERTAIN 2021: 225.8; SUMMER - CERTAIN 2022: 225.8; SUMMER - CERTAIN 2023: 225.8; SUMMER - CERTAIN 2024: 225.8; SUMMER - CERTAIN 2025: 225.8; SUMMER - CERTAIN 2026: 225.8; SUMMER - CERTAIN 2027: 225.8; SUMMER - CERTAIN 2028: 225.8; WINTER - CERTAIN 2018-19: 225.8; WINTER - CERTAIN 2019-20: 225.8; WINTER - CERTAIN 2020-21: 225.8; WINTER - CERTAIN 2021-22: 225.8; WINTER - CERTAIN 2022-23: 225.8; WINTER - CERTAIN 2023-24: 225.8; WINTER - CERTAIN 2024-25: 225.8; WINTER - CERTAIN 2025-26: 225.8; WINTER - CERTAIN 2026-27: 225.8; WINTER - CERTAIN 2027-28: 225.8; WINTER - CERTAIN 2028-29: 225.8
Tier 1 | US | 1156891 | 58931 | CA1 | 16INR0010 |  | FGE TEXAS I PROJECT | CC | NG |  | Natural Gas and Other Gases | 2020-10-30 |  | 743 | 742.9 | 742.9 | SUMMER - CERTAIN 2018: 0; SUMMER - CERTAIN 2019: 0; SUMMER - CERTAIN 2020: 0; SUMMER - CERTAIN 2021: 742.9; SUMMER - CERTAIN 2022: 742.9; SUMMER - CERTAIN 2023: 742.9; SUMMER - CERTAIN 2024: 742.9; SUMMER - CERTAIN 2025: 742.9; SUMMER - CERTAIN 2026: 742.9; SUMMER - CERTAIN 2027: 742.9; SUMMER - CERTAIN 2028: 742.9; WINTER - CERTAIN 2018-19: 0; WINTER - CERTAIN 2019-20: 0; WINTER - CERTAIN 2020-21: 742.9; WINTER - CERTAIN 2021-22: 742.9; WINTER - CERTAIN 2022-23: 742.9; WINTER - CERTAIN 2023-24: 742.9; WINTER - CERTAIN 2024-25: 742.9; WINTER - CERTAIN 2025-26: 742.9; WINTER - CERTAIN 2026-27: 742.9; WINTER - CERTAIN 2027-28: 742.9; WINTER - CERTAIN 2028-29: 742.9
Tier 1 | US | 1585370 | 60468 |  | 13INR0049 |  | FRIENDSWOOD G | GT | NG |  | Natural Gas and Other Gases | 2018-05-30 |  | 129 | 119 | 119 | SUMMER - CERTAIN 2018: 119; SUMMER - CERTAIN 2019: 119; SUMMER - CERTAIN 2020: 119; SUMMER - CERTAIN 2021: 119; SUMMER - CERTAIN 2022: 119; SUMMER - CERTAIN 2023: 119; SUMMER - CERTAIN 2024: 119; SUMMER - CERTAIN 2025: 119; SUMMER - CERTAIN 2026: 119; SUMMER - CERTAIN 2027: 119; SUMMER - CERTAIN 2028: 119; WINTER - CERTAIN 2018-19: 119; WINTER - CERTAIN 2019-20: 119; WINTER - CERTAIN 2020-21: 119; WINTER - CERTAIN 2021-22: 119; WINTER - CERTAIN 2022-23: 119; WINTER - CERTAIN 2023-24: 119; WINTER - CERTAIN 2024-25: 119; WINTER - CERTAIN 2025-26: 119; WINTER - CERTAIN 2026-27: 119; WINTER - CERTAIN 2027-28: 119; WINTER - CERTAIN 2028-29: 119
Tier 1 | US | 1236091 | 60268 |  | 16INR0045 |  | HALYARD HENDERSON | GT | NG |  | Natural Gas and Other Gases | 2020-06-01 |  | 432 | 432 | 432 | SUMMER - CERTAIN 2018: 0; SUMMER - CERTAIN 2019: 0; SUMMER - CERTAIN 2020: 432; SUMMER - CERTAIN 2021: 432; SUMMER - CERTAIN 2022: 432; SUMMER - CERTAIN 2023: 432; SUMMER - CERTAIN 2024: 432; SUMMER - CERTAIN 2025: 432; SUMMER - CERTAIN 2026: 432; SUMMER - CERTAIN 2027: 432; SUMMER - CERTAIN 2028: 432; WINTER - CERTAIN 2018-19: 0; WINTER - CERTAIN 2019-20: 0; WINTER - CERTAIN 2020-21: 432; WINTER - CERTAIN 2021-22: 432; WINTER - CERTAIN 2022-23: 432; WINTER - CERTAIN 2023-24: 432; WINTER - CERTAIN 2024-25: 432; WINTER - CERTAIN 2025-26: 432; WINTER - CERTAIN 2026-27: 432; WINTER - CERTAIN 2027-28: 432; WINTER - CERTAIN 2028-29: 432
Tier 1 | US | 1844398 | 60221 |  | 16INR0044 |  | HALYARD WHARTON ENERGY CENTER | GT | NG |  | Natural Gas and Other Gases | 2019-06-01 |  | 419 | 419 | 419 | SUMMER - CERTAIN 2018: 0; SUMMER - CERTAIN 2019: 419; SUMMER - CERTAIN 2020: 419; SUMMER - CERTAIN 2021: 419; SUMMER - CERTAIN 2022: 419; SUMMER - CERTAIN 2023: 419; SUMMER - CERTAIN 2024: 419; SUMMER - CERTAIN 2025: 419; SUMMER - CERTAIN 2026: 419; SUMMER - CERTAIN 2027: 419; SUMMER - CERTAIN 2028: 419; WINTER - CERTAIN 2018-19: 0; WINTER - CERTAIN 2019-20: 419; WINTER - CERTAIN 2020-21: 419; WINTER - CERTAIN 2021-22: 419; WINTER - CERTAIN 2022-23: 419; WINTER - CERTAIN 2023-24: 419; WINTER - CERTAIN 2024-25: 419; WINTER - CERTAIN 2025-26: 419; WINTER - CERTAIN 2026-27: 419; WINTER - CERTAIN 2027-28: 419; WINTER - CERTAIN 2028-29: 419
Tier 1 | US | 1220120 |  |  | 16INR0076 | Brazoria Energy G | HUDSON (BRAZORIA ENERGY G) | GT | NG |  | Natural Gas and Other Gases | 2019-01-31 |  | 90 | 90 | 96 | SUMMER - CERTAIN 2018: 0; SUMMER - CERTAIN 2019: 90; SUMMER - CERTAIN 2020: 90; SUMMER - CERTAIN 2021: 90; SUMMER - CERTAIN 2022: 90; SUMMER - CERTAIN 2023: 90; SUMMER - CERTAIN 2024: 90; SUMMER - CERTAIN 2025: 90; SUMMER - CERTAIN 2026: 90; SUMMER - CERTAIN 2027: 90; SUMMER - CERTAIN 2028: 90; WINTER - CERTAIN 2018-19: 0; WINTER - CERTAIN 2019-20: 96; WINTER - CERTAIN 2020-21: 96; WINTER - CERTAIN 2021-22: 96; WINTER - CERTAIN 2022-23: 96; WINTER - CERTAIN 2023-24: 96; WINTER - CERTAIN 2024-25: 96; WINTER - CERTAIN 2025-26: 96; WINTER - CERTAIN 2026-27: 96; WINTER - CERTAIN 2027-28: 96; WINTER - CERTAIN 2028-29: 96
Tier 1 | US | 1112077 |  |  | 15INR0023 |  | INDECK WHARTON ENERGY CENTER | GT | NG |  | Natural Gas and Other Gases | 2021-09-01 |  | 654 | 654 | 654 | SUMMER - CERTAIN 2018: 0; SUMMER - CERTAIN 2019: 0; SUMMER - CERTAIN 2020: 0; SUMMER - CERTAIN 2021: 0; SUMMER - CERTAIN 2022: 654; SUMMER - CERTAIN 2023: 654; SUMMER - CERTAIN 2024: 654; SUMMER - CERTAIN 2025: 654; SUMMER - CERTAIN 2026: 654; SUMMER - CERTAIN 2027: 654; SUMMER - CERTAIN 2028: 654; WINTER - CERTAIN 2018-19: 0; WINTER - CERTAIN 2019-20: 0; WINTER - CERTAIN 2020-21: 0; WINTER - CERTAIN 2021-22: 654; WINTER - CERTAIN 2022-23: 654; WINTER - CERTAIN 2023-24: 654; WINTER - CERTAIN 2024-25: 654; WINTER - CERTAIN 2025-26: 654; WINTER - CERTAIN 2026-27: 654; WINTER - CERTAIN 2027-28: 654; WINTER - CERTAIN 2028-29: 654
Tier 1 | US | 1861837 | 60910 |  | 17INR0022 | NET Power LaPorte | MIRAGE | GT | NG |  | Natural Gas and Other Gases | 2018-10-01 |  | 11 | 11 | 11 | SUMMER - CERTAIN 2018: 0; SUMMER - CERTAIN 2019: 11; SUMMER - CERTAIN 2020: 11; SUMMER - CERTAIN 2021: 11; SUMMER - CERTAIN 2022: 11; SUMMER - CERTAIN 2023: 11; SUMMER - CERTAIN 2024: 11; SUMMER - CERTAIN 2025: 11; SUMMER - CERTAIN 2026: 11; SUMMER - CERTAIN 2027: 11; SUMMER - CERTAIN 2028: 11; WINTER - CERTAIN 2018-19: 11; WINTER - CERTAIN 2019-20: 11; WINTER - CERTAIN 2020-21: 11; WINTER - CERTAIN 2021-22: 11; WINTER - CERTAIN 2022-23: 11; WINTER - CERTAIN 2023-24: 11; WINTER - CERTAIN 2024-25: 11; WINTER - CERTAIN 2025-26: 11; WINTER - CERTAIN 2026-27: 11; WINTER - CERTAIN 2027-28: 11; WINTER - CERTAIN 2028-29: 11
Tier 1 | US | 1275649 | 59923 |  | 16INR0006 |  | PINECREST ENERGY CENTER PROJECT | CC | NG |  | Natural Gas and Other Gases | 2020-04-12 |  | 785 | 785 | 785 | SUMMER - CERTAIN 2018: 0; SUMMER - CERTAIN 2019: 0; SUMMER - CERTAIN 2020: 785; SUMMER - CERTAIN 2021: 785; SUMMER - CERTAIN 2022: 785; SUMMER - CERTAIN 2023: 785; SUMMER - CERTAIN 2024: 785; SUMMER - CERTAIN 2025: 785; SUMMER - CERTAIN 2026: 785; SUMMER - CERTAIN 2027: 785; SUMMER - CERTAIN 2028: 785; WINTER - CERTAIN 2018-19: 0; WINTER - CERTAIN 2019-20: 0; WINTER - CERTAIN 2020-21: 785; WINTER - CERTAIN 2021-22: 785; WINTER - CERTAIN 2022-23: 785; WINTER - CERTAIN 2023-24: 785; WINTER - CERTAIN 2024-25: 785; WINTER - CERTAIN 2025-26: 785; WINTER - CERTAIN 2026-27: 785; WINTER - CERTAIN 2027-28: 785; WINTER - CERTAIN 2028-29: 785
Tier 1 | US |  |  |  | 18INR0035 | CityVict | VICTORIA CITY (CITYVICT) | GT | NG |  | Natural Gas and Other Gases | 2018-11-01 |  | 100 | 100 | 100 | SUMMER - CERTAIN 2018: 0; SUMMER - CERTAIN 2019: 100; SUMMER - CERTAIN 2020: 100; SUMMER - CERTAIN 2021: 100; SUMMER - CERTAIN 2022: 100; SUMMER - CERTAIN 2023: 100; SUMMER - CERTAIN 2024: 100; SUMMER - CERTAIN 2025: 100; SUMMER - CERTAIN 2026: 100; SUMMER - CERTAIN 2027: 100; SUMMER - CERTAIN 2028: 100; WINTER - CERTAIN 2018-19: 100; WINTER - CERTAIN 2019-20: 100; WINTER - CERTAIN 2020-21: 100; WINTER - CERTAIN 2021-22: 100; WINTER - CERTAIN 2022-23: 100; WINTER - CERTAIN 2023-24: 100; WINTER - CERTAIN 2024-25: 100; WINTER - CERTAIN 2025-26: 100; WINTER - CERTAIN 2026-27: 100; WINTER - CERTAIN 2027-28: 100; WINTER - CERTAIN 2028-29: 100
Tier 1 | US | 1538742 |  |  | 17INR0005 | Rio Bravo I | CABEZON WIND (RIO BRAVO I WIND) | WT | WND |  | Wind | 2019-04-01 |  | 238 | 33.264 | 47.52 | SUMMER - CERTAIN 2018: 0; SUMMER - CERTAIN 2019: 33.264; SUMMER - CERTAIN 2020: 33.264; SUMMER - CERTAIN 2021: 33.264; SUMMER - CERTAIN 2022: 33.264; SUMMER - CERTAIN 2023: 33.264; SUMMER - CERTAIN 2024: 33.264; SUMMER - CERTAIN 2025: 33.264; SUMMER - CERTAIN 2026: 33.264; SUMMER - CERTAIN 2027: 33.264; SUMMER - CERTAIN 2028: 33.264; WINTER - CERTAIN 2018-19: 0; WINTER - CERTAIN 2019-20: 47.52; WINTER - CERTAIN 2020-21: 47.52; WINTER - CERTAIN 2021-22: 47.52; WINTER - CERTAIN 2022-23: 47.52; WINTER - CERTAIN 2023-24: 47.52; WINTER - CERTAIN 2024-25: 47.52; WINTER - CERTAIN 2025-26: 47.52; WINTER - CERTAIN 2026-27: 47.52; WINTER - CERTAIN 2027-28: 47.52; WINTER - CERTAIN 2028-29: 47.52
Tier 1 | US | 1717213 | 61001 |  | 16INR0086 |  | CACTUS FLATS WIND | WT | WND |  | Wind | 2018-06-15 |  | 148 | 20.776 | 29.68 | SUMMER - CERTAIN 2018: 20.776; SUMMER - CERTAIN 2019: 20.776; SUMMER - CERTAIN 2020: 20.776; SUMMER - CERTAIN 2021: 20.776; SUMMER - CERTAIN 2022: 20.776; SUMMER - CERTAIN 2023: 20.776; SUMMER - CERTAIN 2024: 20.776; SUMMER - CERTAIN 2025: 20.776; SUMMER - CERTAIN 2026: 20.776; SUMMER - CERTAIN 2027: 20.776; SUMMER - CERTAIN 2028: 20.776; WINTER - CERTAIN 2018-19: 29.68; WINTER - CERTAIN 2019-20: 29.68; WINTER - CERTAIN 2020-21: 29.68; WINTER - CERTAIN 2021-22: 29.68; WINTER - CERTAIN 2022-23: 29.68; WINTER - CERTAIN 2023-24: 29.68; WINTER - CERTAIN 2024-25: 29.68; WINTER - CERTAIN 2025-26: 29.68; WINTER - CERTAIN 2026-27: 29.68; WINTER - CERTAIN 2027-28: 29.68; WINTER - CERTAIN 2028-29: 29.68
Tier 1 | US | 1325708 |  |  | 13INR0026 |  | CANADIAN BREAKS WIND | WT | WND |  | Wind | 2019-07-01 |  | 210 | 29.4 | 42 | SUMMER - CERTAIN 2018: 0; SUMMER - CERTAIN 2019: 29.4; SUMMER - CERTAIN 2020: 29.4; SUMMER - CERTAIN 2021: 29.4; SUMMER - CERTAIN 2022: 29.4; SUMMER - CERTAIN 2023: 29.4; SUMMER - CERTAIN 2024: 29.4; SUMMER - CERTAIN 2025: 29.4; SUMMER - CERTAIN 2026: 29.4; SUMMER - CERTAIN 2027: 29.4; SUMMER - CERTAIN 2028: 29.4; WINTER - CERTAIN 2018-19: 0; WINTER - CERTAIN 2019-20: 42; WINTER - CERTAIN 2020-21: 42; WINTER - CERTAIN 2021-22: 42; WINTER - CERTAIN 2022-23: 42; WINTER - CERTAIN 2023-24: 42; WINTER - CERTAIN 2024-25: 42; WINTER - CERTAIN 2025-26: 42; WINTER - CERTAIN 2026-27: 42; WINTER - CERTAIN 2027-28: 42; WINTER - CERTAIN 2028-29: 42
Tier 1 | US | 1071704 |  |  | 12INR0029 |  | COMANCHE RUN WIND | WT | WND |  | Wind | 2019-12-31 |  | 500 | 70 | 100 | SUMMER - CERTAIN 2018: 0; SUMMER - CERTAIN 2019: 0; SUMMER - CERTAIN 2020: 70; SUMMER - CERTAIN 2021: 70; SUMMER - CERTAIN 2022: 70; SUMMER - CERTAIN 2023: 70; SUMMER - CERTAIN 2024: 70; SUMMER - CERTAIN 2025: 70; SUMMER - CERTAIN 2026: 70; SUMMER - CERTAIN 2027: 70; SUMMER - CERTAIN 2028: 70; WINTER - CERTAIN 2018-19: 0; WINTER - CERTAIN 2019-20: 0; WINTER - CERTAIN 2020-21: 100; WINTER - CERTAIN 2021-22: 100; WINTER - CERTAIN 2022-23: 100; WINTER - CERTAIN 2023-24: 100; WINTER - CERTAIN 2024-25: 100; WINTER - CERTAIN 2025-26: 100; WINTER - CERTAIN 2026-27: 100; WINTER - CERTAIN 2027-28: 100; WINTER - CERTAIN 2028-29: 100
Tier 1 | US | 1370330 |  |  | 17INR0027b |  | COYOTE WIND | WT | WND |  | Wind | 2019-05-01 |  | 243 | 33.95 | 48.5 | SUMMER - CERTAIN 2018: 0; SUMMER - CERTAIN 2019: 33.95; SUMMER - CERTAIN 2020: 33.95; SUMMER - CERTAIN 2021: 33.95; SUMMER - CERTAIN 2022: 33.95; SUMMER - CERTAIN 2023: 33.95; SUMMER - CERTAIN 2024: 33.95; SUMMER - CERTAIN 2025: 33.95; SUMMER - CERTAIN 2026: 33.95; SUMMER - CERTAIN 2027: 33.95; SUMMER - CERTAIN 2028: 33.95; WINTER - CERTAIN 2018-19: 0; WINTER - CERTAIN 2019-20: 48.5; WINTER - CERTAIN 2020-21: 48.5; WINTER - CERTAIN 2021-22: 48.5; WINTER - CERTAIN 2022-23: 48.5; WINTER - CERTAIN 2023-24: 48.5; WINTER - CERTAIN 2024-25: 48.5; WINTER - CERTAIN 2025-26: 48.5; WINTER - CERTAIN 2026-27: 48.5; WINTER - CERTAIN 2027-28: 48.5; WINTER - CERTAIN 2028-29: 48.5
Tier 1 | US |  |  |  | 18INR0043 | Edmondson Ranch Wind | EDMONDSON RANCH WIND | WT | WND |  | Wind | 2019-09-01 |  | 293 | 40.95 | 58.5 | SUMMER - CERTAIN 2018: 0; SUMMER - CERTAIN 2019: 0; SUMMER - CERTAIN 2020: 40.95; SUMMER - CERTAIN 2021: 40.95; SUMMER - CERTAIN 2022: 40.95; SUMMER - CERTAIN 2023: 40.95; SUMMER - CERTAIN 2024: 40.95; SUMMER - CERTAIN 2025: 40.95; SUMMER - CERTAIN 2026: 40.95; SUMMER - CERTAIN 2027: 40.95; SUMMER - CERTAIN 2028: 40.95; WINTER - CERTAIN 2018-19: 0; WINTER - CERTAIN 2019-20: 58.5; WINTER - CERTAIN 2020-21: 58.5; WINTER - CERTAIN 2021-22: 58.5; WINTER - CERTAIN 2022-23: 58.5; WINTER - CERTAIN 2023-24: 58.5; WINTER - CERTAIN 2024-25: 58.5; WINTER - CERTAIN 2025-26: 58.5; WINTER - CERTAIN 2026-27: 58.5; WINTER - CERTAIN 2027-28: 58.5; WINTER - CERTAIN 2028-29: 58.5
Tier 1 | US | 1364980 |  |  | 15INR0082 |  | FLAT TOP WIND I | WT | WND |  | Wind | 2018-04-30 |  | 200 | 28 | 40 | SUMMER - CERTAIN 2018: 28; SUMMER - CERTAIN 2019: 28; SUMMER - CERTAIN 2020: 28; SUMMER - CERTAIN 2021: 28; SUMMER - CERTAIN 2022: 28; SUMMER - CERTAIN 2023: 28; SUMMER - CERTAIN 2024: 28; SUMMER - CERTAIN 2025: 28; SUMMER - CERTAIN 2026: 28; SUMMER - CERTAIN 2027: 28; SUMMER - CERTAIN 2028: 28; WINTER - CERTAIN 2018-19: 40; WINTER - CERTAIN 2019-20: 40; WINTER - CERTAIN 2020-21: 40; WINTER - CERTAIN 2021-22: 40; WINTER - CERTAIN 2022-23: 40; WINTER - CERTAIN 2023-24: 40; WINTER - CERTAIN 2024-25: 40; WINTER - CERTAIN 2025-26: 40; WINTER - CERTAIN 2026-27: 40; WINTER - CERTAIN 2027-28: 40; WINTER - CERTAIN 2028-29: 40
Tier 1 | US |  |  |  | 19INR0019 | Foard City Wind | FOARD CITY WIND | WT | WND |  | Wind | 2019-06-30 |  | 350 | 49 | 70 | SUMMER - CERTAIN 2018: 0; SUMMER - CERTAIN 2019: 49; SUMMER - CERTAIN 2020: 49; SUMMER - CERTAIN 2021: 49; SUMMER - CERTAIN 2022: 49; SUMMER - CERTAIN 2023: 49; SUMMER - CERTAIN 2024: 49; SUMMER - CERTAIN 2025: 49; SUMMER - CERTAIN 2026: 49; SUMMER - CERTAIN 2027: 49; SUMMER - CERTAIN 2028: 49; WINTER - CERTAIN 2018-19: 0; WINTER - CERTAIN 2019-20: 70; WINTER - CERTAIN 2020-21: 70; WINTER - CERTAIN 2021-22: 70; WINTER - CERTAIN 2022-23: 70; WINTER - CERTAIN 2023-24: 70; WINTER - CERTAIN 2024-25: 70; WINTER - CERTAIN 2025-26: 70; WINTER - CERTAIN 2026-27: 70; WINTER - CERTAIN 2027-28: 70; WINTER - CERTAIN 2028-29: 70
Tier 1 | US | 1034062 | 59246 |  | 14INR0033 |  | GOODNIGHT WIND | WT | WND |  | Wind | 2019-08-11 |  | 497 | 69.552 | 99.36 | SUMMER - CERTAIN 2018: 0; SUMMER - CERTAIN 2019: 0; SUMMER - CERTAIN 2020: 69.552; SUMMER - CERTAIN 2021: 69.552; SUMMER - CERTAIN 2022: 69.552; SUMMER - CERTAIN 2023: 69.552; SUMMER - CERTAIN 2024: 69.552; SUMMER - CERTAIN 2025: 69.552; SUMMER - CERTAIN 2026: 69.552; SUMMER - CERTAIN 2027: 69.552; SUMMER - CERTAIN 2028: 69.552; WINTER - CERTAIN 2018-19: 0; WINTER - CERTAIN 2019-20: 99.36; WINTER - CERTAIN 2020-21: 99.36; WINTER - CERTAIN 2021-22: 99.36; WINTER - CERTAIN 2022-23: 99.36; WINTER - CERTAIN 2023-24: 99.36; WINTER - CERTAIN 2024-25: 99.36; WINTER - CERTAIN 2025-26: 99.36; WINTER - CERTAIN 2026-27: 99.36; WINTER - CERTAIN 2027-28: 99.36; WINTER - CERTAIN 2028-29: 99.36
Tier 1 | US |  |  |  | 18INR0067 |  | GOPHER CREEK WIND | WT | WND |  | Wind | 2019-06-26 |  | 158 | 22.12 | 31.6 | SUMMER - CERTAIN 2018: 0; SUMMER - CERTAIN 2019: 22.12; SUMMER - CERTAIN 2020: 22.12; SUMMER - CERTAIN 2021: 22.12; SUMMER - CERTAIN 2022: 22.12; SUMMER - CERTAIN 2023: 22.12; SUMMER - CERTAIN 2024: 22.12; SUMMER - CERTAIN 2025: 22.12; SUMMER - CERTAIN 2026: 22.12; SUMMER - CERTAIN 2027: 22.12; SUMMER - CERTAIN 2028: 22.12; WINTER - CERTAIN 2018-19: 0; WINTER - CERTAIN 2019-20: 31.6; WINTER - CERTAIN 2020-21: 31.6; WINTER - CERTAIN 2021-22: 31.6; WINTER - CERTAIN 2022-23: 31.6; WINTER - CERTAIN 2023-24: 31.6; WINTER - CERTAIN 2024-25: 31.6; WINTER - CERTAIN 2025-26: 31.6; WINTER - CERTAIN 2026-27: 31.6; WINTER - CERTAIN 2027-28: 31.6; WINTER - CERTAIN 2028-29: 31.6
Tier 1 | US | 1545426 | 59067 |  | 13INR0005c |  | GRANDVIEW WIND 3 (CONWAY) | WT | WND |  | Wind | 2019-12-15 |  | 188 | 26.25 | 37.5 | SUMMER - CERTAIN 2018: 0; SUMMER - CERTAIN 2019: 0; SUMMER - CERTAIN 2020: 26.25; SUMMER - CERTAIN 2021: 26.25; SUMMER - CERTAIN 2022: 26.25; SUMMER - CERTAIN 2023: 26.25; SUMMER - CERTAIN 2024: 26.25; SUMMER - CERTAIN 2025: 26.25; SUMMER - CERTAIN 2026: 26.25; SUMMER - CERTAIN 2027: 26.25; SUMMER - CERTAIN 2028: 26.25; WINTER - CERTAIN 2018-19: 0; WINTER - CERTAIN 2019-20: 0; WINTER - CERTAIN 2020-21: 37.5; WINTER - CERTAIN 2021-22: 37.5; WINTER - CERTAIN 2022-23: 37.5; WINTER - CERTAIN 2023-24: 37.5; WINTER - CERTAIN 2024-25: 37.5; WINTER - CERTAIN 2025-26: 37.5; WINTER - CERTAIN 2026-27: 37.5; WINTER - CERTAIN 2027-28: 37.5; WINTER - CERTAIN 2028-29: 37.5
Tier 1 | US | 1984230 | 59972 |  | 15INR0064b |  | HARALD (BEARKAT WIND B) | WT | WND |  | Wind | 2019-08-02 |  | 162 | 22.694 | 32.42 | SUMMER - CERTAIN 2018: 0; SUMMER - CERTAIN 2019: 0; SUMMER - CERTAIN 2020: 22.694; SUMMER - CERTAIN 2021: 22.694; SUMMER - CERTAIN 2022: 22.694; SUMMER - CERTAIN 2023: 22.694; SUMMER - CERTAIN 2024: 22.694; SUMMER - CERTAIN 2025: 22.694; SUMMER - CERTAIN 2026: 22.694; SUMMER - CERTAIN 2027: 22.694; SUMMER - CERTAIN 2028: 22.694; WINTER - CERTAIN 2018-19: 0; WINTER - CERTAIN 2019-20: 32.42; WINTER - CERTAIN 2020-21: 32.42; WINTER - CERTAIN 2021-22: 32.42; WINTER - CERTAIN 2022-23: 32.42; WINTER - CERTAIN 2023-24: 32.42; WINTER - CERTAIN 2024-25: 32.42; WINTER - CERTAIN 2025-26: 32.42; WINTER - CERTAIN 2026-27: 32.42; WINTER - CERTAIN 2027-28: 32.42; WINTER - CERTAIN 2028-29: 32.42
Tier 1 | US | 1979252 |  |  | 18INR0016 | Heart of Texas Wind | HEART OF TEXAS WIND | WT | WND |  | Wind | 2018-12-31 |  | 150 | 21 | 30 | SUMMER - CERTAIN 2018: 0; SUMMER - CERTAIN 2019: 21; SUMMER - CERTAIN 2020: 21; SUMMER - CERTAIN 2021: 21; SUMMER - CERTAIN 2022: 21; SUMMER - CERTAIN 2023: 21; SUMMER - CERTAIN 2024: 21; SUMMER - CERTAIN 2025: 21; SUMMER - CERTAIN 2026: 21; SUMMER - CERTAIN 2027: 21; SUMMER - CERTAIN 2028: 21; WINTER - CERTAIN 2018-19: 0; WINTER - CERTAIN 2019-20: 30; WINTER - CERTAIN 2020-21: 30; WINTER - CERTAIN 2021-22: 30; WINTER - CERTAIN 2022-23: 30; WINTER - CERTAIN 2023-24: 30; WINTER - CERTAIN 2024-25: 30; WINTER - CERTAIN 2025-26: 30; WINTER - CERTAIN 2026-27: 30; WINTER - CERTAIN 2027-28: 30; WINTER - CERTAIN 2028-29: 30
Tier 1 | US |  |  |  | 19INR0038 | High Lonesome W | HIGH LONESOME W | WT | WND |  | Wind | 2019-11-30 |  | 500 | 70 | 100 | SUMMER - CERTAIN 2018: 0; SUMMER - CERTAIN 2019: 0; SUMMER - CERTAIN 2020: 70; SUMMER - CERTAIN 2021: 70; SUMMER - CERTAIN 2022: 70; SUMMER - CERTAIN 2023: 70; SUMMER - CERTAIN 2024: 70; SUMMER - CERTAIN 2025: 70; SUMMER - CERTAIN 2026: 70; SUMMER - CERTAIN 2027: 70; SUMMER - CERTAIN 2028: 70; WINTER - CERTAIN 2018-19: 0; WINTER - CERTAIN 2019-20: 100; WINTER - CERTAIN 2020-21: 100; WINTER - CERTAIN 2021-22: 100; WINTER - CERTAIN 2022-23: 100; WINTER - CERTAIN 2023-24: 100; WINTER - CERTAIN 2024-25: 100; WINTER - CERTAIN 2025-26: 100; WINTER - CERTAIN 2026-27: 100; WINTER - CERTAIN 2027-28: 100; WINTER - CERTAIN 2028-29: 100
Tier 1 | US | 1714396 |  |  | 12INR0060 |  | INFINITY LIVE OAK WIND | WT | WND |  | Wind | 2018-12-01 |  | 200 | 27.93 | 39.9 | SUMMER - CERTAIN 2018: 0; SUMMER - CERTAIN 2019: 27.93; SUMMER - CERTAIN 2020: 27.93; SUMMER - CERTAIN 2021: 27.93; SUMMER - CERTAIN 2022: 27.93; SUMMER - CERTAIN 2023: 27.93; SUMMER - CERTAIN 2024: 27.93; SUMMER - CERTAIN 2025: 27.93; SUMMER - CERTAIN 2026: 27.93; SUMMER - CERTAIN 2027: 27.93; SUMMER - CERTAIN 2028: 27.93; WINTER - CERTAIN 2018-19: 39.9; WINTER - CERTAIN 2019-20: 39.9; WINTER - CERTAIN 2020-21: 39.9; WINTER - CERTAIN 2021-22: 39.9; WINTER - CERTAIN 2022-23: 39.9; WINTER - CERTAIN 2023-24: 39.9; WINTER - CERTAIN 2024-25: 39.9; WINTER - CERTAIN 2025-26: 39.9; WINTER - CERTAIN 2026-27: 39.9; WINTER - CERTAIN 2027-28: 39.9; WINTER - CERTAIN 2028-29: 39.9
Tier 1 | US |  |  |  | 19INR0074 |  | KARANKAWA 2 WIND FARM | WT | WND |  | Wind | 2019-12-31 |  | 200 | 118 | 86 | SUMMER - CERTAIN 2018: 0; SUMMER - CERTAIN 2019: 0; SUMMER - CERTAIN 2020: 118; SUMMER - CERTAIN 2021: 118; SUMMER - CERTAIN 2022: 118; SUMMER - CERTAIN 2023: 118; SUMMER - CERTAIN 2024: 118; SUMMER - CERTAIN 2025: 118; SUMMER - CERTAIN 2026: 118; SUMMER - CERTAIN 2027: 118; SUMMER - CERTAIN 2028: 118; WINTER - CERTAIN 2018-19: 0; WINTER - CERTAIN 2019-20: 0; WINTER - CERTAIN 2020-21: 86; WINTER - CERTAIN 2021-22: 86; WINTER - CERTAIN 2022-23: 86; WINTER - CERTAIN 2023-24: 86; WINTER - CERTAIN 2024-25: 86; WINTER - CERTAIN 2025-26: 86; WINTER - CERTAIN 2026-27: 86; WINTER - CERTAIN 2027-28: 86; WINTER - CERTAIN 2028-29: 86
Tier 1 | US | 1573610 |  |  | 18INR0014 | Karankawa Wind Alt A | KARANKAWA WIND ALT A | WT | WND |  | Wind | 2019-12-31 |  | 200 | 118 | 86 | SUMMER - CERTAIN 2018: 0; SUMMER - CERTAIN 2019: 0; SUMMER - CERTAIN 2020: 118; SUMMER - CERTAIN 2021: 118; SUMMER - CERTAIN 2022: 118; SUMMER - CERTAIN 2023: 118; SUMMER - CERTAIN 2024: 118; SUMMER - CERTAIN 2025: 118; SUMMER - CERTAIN 2026: 118; SUMMER - CERTAIN 2027: 118; SUMMER - CERTAIN 2028: 118; WINTER - CERTAIN 2018-19: 0; WINTER - CERTAIN 2019-20: 0; WINTER - CERTAIN 2020-21: 86; WINTER - CERTAIN 2021-22: 86; WINTER - CERTAIN 2022-23: 86; WINTER - CERTAIN 2023-24: 86; WINTER - CERTAIN 2024-25: 86; WINTER - CERTAIN 2025-26: 86; WINTER - CERTAIN 2026-27: 86; WINTER - CERTAIN 2027-28: 86; WINTER - CERTAIN 2028-29: 86
Tier 1 | US | 1320597 |  |  | 12INR0055 | Little Mountain Wind | LITTLE MOUNTAIN WIND | WT | WND |  | Wind | 2019-03-01 |  | 80 | 11.2 | 16 | SUMMER - CERTAIN 2018: 0; SUMMER - CERTAIN 2019: 11.2; SUMMER - CERTAIN 2020: 11.2; SUMMER - CERTAIN 2021: 11.2; SUMMER - CERTAIN 2022: 11.2; SUMMER - CERTAIN 2023: 11.2; SUMMER - CERTAIN 2024: 11.2; SUMMER - CERTAIN 2025: 11.2; SUMMER - CERTAIN 2026: 11.2; SUMMER - CERTAIN 2027: 11.2; SUMMER - CERTAIN 2028: 11.2; WINTER - CERTAIN 2018-19: 0; WINTER - CERTAIN 2019-20: 16; WINTER - CERTAIN 2020-21: 16; WINTER - CERTAIN 2021-22: 16; WINTER - CERTAIN 2022-23: 16; WINTER - CERTAIN 2023-24: 16; WINTER - CERTAIN 2024-25: 16; WINTER - CERTAIN 2025-26: 16; WINTER - CERTAIN 2026-27: 16; WINTER - CERTAIN 2027-28: 16; WINTER - CERTAIN 2028-29: 16
Tier 1 | US | 1128164 |  |  | 16INR0062b |  | LOCKETT WIND FARM | WT | WND |  | Wind | 2019-06-01 |  | 184 | 25.76 | 36.8 | SUMMER - CERTAIN 2018: 0; SUMMER - CERTAIN 2019: 25.76; SUMMER - CERTAIN 2020: 25.76; SUMMER - CERTAIN 2021: 25.76; SUMMER - CERTAIN 2022: 25.76; SUMMER - CERTAIN 2023: 25.76; SUMMER - CERTAIN 2024: 25.76; SUMMER - CERTAIN 2025: 25.76; SUMMER - CERTAIN 2026: 25.76; SUMMER - CERTAIN 2027: 25.76; SUMMER - CERTAIN 2028: 25.76; WINTER - CERTAIN 2018-19: 0; WINTER - CERTAIN 2019-20: 36.8; WINTER - CERTAIN 2020-21: 36.8; WINTER - CERTAIN 2021-22: 36.8; WINTER - CERTAIN 2022-23: 36.8; WINTER - CERTAIN 2023-24: 36.8; WINTER - CERTAIN 2024-25: 36.8; WINTER - CERTAIN 2025-26: 36.8; WINTER - CERTAIN 2026-27: 36.8; WINTER - CERTAIN 2027-28: 36.8; WINTER - CERTAIN 2028-29: 36.8
Tier 1 | US | 1167337 |  |  | 16INR0112 | Loma Pinta Wind | LOMA PINTA WIND | WT | WND |  | Wind | 2018-12-31 |  | 200 | 28 | 40 | SUMMER - CERTAIN 2018: 0; SUMMER - CERTAIN 2019: 28; SUMMER - CERTAIN 2020: 28; SUMMER - CERTAIN 2021: 28; SUMMER - CERTAIN 2022: 28; SUMMER - CERTAIN 2023: 28; SUMMER - CERTAIN 2024: 28; SUMMER - CERTAIN 2025: 28; SUMMER - CERTAIN 2026: 28; SUMMER - CERTAIN 2027: 28; SUMMER - CERTAIN 2028: 28; WINTER - CERTAIN 2018-19: 0; WINTER - CERTAIN 2019-20: 40; WINTER - CERTAIN 2020-21: 40; WINTER - CERTAIN 2021-22: 40; WINTER - CERTAIN 2022-23: 40; WINTER - CERTAIN 2023-24: 40; WINTER - CERTAIN 2024-25: 40; WINTER - CERTAIN 2025-26: 40; WINTER - CERTAIN 2026-27: 40; WINTER - CERTAIN 2027-28: 40; WINTER - CERTAIN 2028-29: 40
Tier 1 | US |  |  |  | 20INR0058 |  | LONGHORN SOUTH | WT | WND |  | Wind | 2020-12-31 |  | 160 | 22.4 | 32 | SUMMER - CERTAIN 2018: 0; SUMMER - CERTAIN 2019: 0; SUMMER - CERTAIN 2020: 0; SUMMER - CERTAIN 2021: 22.4; SUMMER - CERTAIN 2022: 22.4; SUMMER - CERTAIN 2023: 22.4; SUMMER - CERTAIN 2024: 22.4; SUMMER - CERTAIN 2025: 22.4; SUMMER - CERTAIN 2026: 22.4; SUMMER - CERTAIN 2027: 22.4; SUMMER - CERTAIN 2028: 22.4; WINTER - CERTAIN 2018-19: 0; WINTER - CERTAIN 2019-20: 0; WINTER - CERTAIN 2020-21: 0; WINTER - CERTAIN 2021-22: 32; WINTER - CERTAIN 2022-23: 32; WINTER - CERTAIN 2023-24: 32; WINTER - CERTAIN 2024-25: 32; WINTER - CERTAIN 2025-26: 32; WINTER - CERTAIN 2026-27: 32; WINTER - CERTAIN 2027-28: 32; WINTER - CERTAIN 2028-29: 32
Tier 1 | US |  |  |  | 18INR0068 |  | LORAINE WINDPARK PHASE III | WT | WND |  | Wind | 2018-12-21 |  | 100 | 14 | 20 | SUMMER - CERTAIN 2018: 0; SUMMER - CERTAIN 2019: 14; SUMMER - CERTAIN 2020: 14; SUMMER - CERTAIN 2021: 14; SUMMER - CERTAIN 2022: 14; SUMMER - CERTAIN 2023: 14; SUMMER - CERTAIN 2024: 14; SUMMER - CERTAIN 2025: 14; SUMMER - CERTAIN 2026: 14; SUMMER - CERTAIN 2027: 14; SUMMER - CERTAIN 2028: 14; WINTER - CERTAIN 2018-19: 0; WINTER - CERTAIN 2019-20: 20; WINTER - CERTAIN 2020-21: 20; WINTER - CERTAIN 2021-22: 20; WINTER - CERTAIN 2022-23: 20; WINTER - CERTAIN 2023-24: 20; WINTER - CERTAIN 2024-25: 20; WINTER - CERTAIN 2025-26: 20; WINTER - CERTAIN 2026-27: 20; WINTER - CERTAIN 2027-28: 20; WINTER - CERTAIN 2028-29: 20
Tier 1 | US | 1425448 | 59005 | 42430 | 13INR0010a | Mariah Renewable Energy Center Phase 1 | MARIAH DEL ESTE | WT | WND |  | Wind | 2018-12-31 |  | 153 | 21.35 | 30.5 | SUMMER - CERTAIN 2018: 0; SUMMER - CERTAIN 2019: 21.35; SUMMER - CERTAIN 2020: 21.35; SUMMER - CERTAIN 2021: 21.35; SUMMER - CERTAIN 2022: 21.35; SUMMER - CERTAIN 2023: 21.35; SUMMER - CERTAIN 2024: 21.35; SUMMER - CERTAIN 2025: 21.35; SUMMER - CERTAIN 2026: 21.35; SUMMER - CERTAIN 2027: 21.35; SUMMER - CERTAIN 2028: 21.35; WINTER - CERTAIN 2018-19: 0; WINTER - CERTAIN 2019-20: 30.5; WINTER - CERTAIN 2020-21: 30.5; WINTER - CERTAIN 2021-22: 30.5; WINTER - CERTAIN 2022-23: 30.5; WINTER - CERTAIN 2023-24: 30.5; WINTER - CERTAIN 2024-25: 30.5; WINTER - CERTAIN 2025-26: 30.5; WINTER - CERTAIN 2026-27: 30.5; WINTER - CERTAIN 2027-28: 30.5; WINTER - CERTAIN 2028-29: 30.5
Tier 1 | US | 1003174 |  |  | 13INR0010c |  | MARIAH DEL SUR | WT | WND |  | Wind | 2018-12-31 |  | 218 | 30.45 | 43.5 | SUMMER - CERTAIN 2018: 0; SUMMER - CERTAIN 2019: 30.45; SUMMER - CERTAIN 2020: 30.45; SUMMER - CERTAIN 2021: 30.45; SUMMER - CERTAIN 2022: 30.45; SUMMER - CERTAIN 2023: 30.45; SUMMER - CERTAIN 2024: 30.45; SUMMER - CERTAIN 2025: 30.45; SUMMER - CERTAIN 2026: 30.45; SUMMER - CERTAIN 2027: 30.45; SUMMER - CERTAIN 2028: 30.45; WINTER - CERTAIN 2018-19: 0; WINTER - CERTAIN 2019-20: 43.5; WINTER - CERTAIN 2020-21: 43.5; WINTER - CERTAIN 2021-22: 43.5; WINTER - CERTAIN 2022-23: 43.5; WINTER - CERTAIN 2023-24: 43.5; WINTER - CERTAIN 2024-25: 43.5; WINTER - CERTAIN 2025-26: 43.5; WINTER - CERTAIN 2026-27: 43.5; WINTER - CERTAIN 2027-28: 43.5; WINTER - CERTAIN 2028-29: 43.5
Tier 1 | US | 1010133 |  |  | 11INR0054 |  | MIDWAY FARMS WIND | WT | WND |  | Wind | 2018-12-15 |  | 163 | 96.111 | 70.047 | SUMMER - CERTAIN 2018: 0; SUMMER - CERTAIN 2019: 96.111; SUMMER - CERTAIN 2020: 96.111; SUMMER - CERTAIN 2021: 96.111; SUMMER - CERTAIN 2022: 96.111; SUMMER - CERTAIN 2023: 96.111; SUMMER - CERTAIN 2024: 96.111; SUMMER - CERTAIN 2025: 96.111; SUMMER - CERTAIN 2026: 96.111; SUMMER - CERTAIN 2027: 96.111; SUMMER - CERTAIN 2028: 96.111; WINTER - CERTAIN 2018-19: 0; WINTER - CERTAIN 2019-20: 70.047; WINTER - CERTAIN 2020-21: 70.047; WINTER - CERTAIN 2021-22: 70.047; WINTER - CERTAIN 2022-23: 70.047; WINTER - CERTAIN 2023-24: 70.047; WINTER - CERTAIN 2024-25: 70.047; WINTER - CERTAIN 2025-26: 70.047; WINTER - CERTAIN 2026-27: 70.047; WINTER - CERTAIN 2027-28: 70.047; WINTER - CERTAIN 2028-29: 70.047
Tier 1 | US | 1534835 |  |  | 17INR0037 | Palmas Altas Wind | PALMAS ALTAS WIND | WT | WND |  | Wind | 2019-12-31 |  | 145 | 85.491 | 62.307 | SUMMER - CERTAIN 2018: 0; SUMMER - CERTAIN 2019: 0; SUMMER - CERTAIN 2020: 85.491; SUMMER - CERTAIN 2021: 85.491; SUMMER - CERTAIN 2022: 85.491; SUMMER - CERTAIN 2023: 85.491; SUMMER - CERTAIN 2024: 85.491; SUMMER - CERTAIN 2025: 85.491; SUMMER - CERTAIN 2026: 85.491; SUMMER - CERTAIN 2027: 85.491; SUMMER - CERTAIN 2028: 85.491; WINTER - CERTAIN 2018-19: 0; WINTER - CERTAIN 2019-20: 0; WINTER - CERTAIN 2020-21: 62.307; WINTER - CERTAIN 2021-22: 62.307; WINTER - CERTAIN 2022-23: 62.307; WINTER - CERTAIN 2023-24: 62.307; WINTER - CERTAIN 2024-25: 62.307; WINTER - CERTAIN 2025-26: 62.307; WINTER - CERTAIN 2026-27: 62.307; WINTER - CERTAIN 2027-28: 62.307; WINTER - CERTAIN 2028-29: 62.307
Tier 1 | US | 1530324 |  |  | 14INR0030c |  | PANHANDLE WIND 3 | WT | WND |  | Wind | 2020-12-01 |  | 248 | 34.72 | 49.6 | SUMMER - CERTAIN 2018: 0; SUMMER - CERTAIN 2019: 0; SUMMER - CERTAIN 2020: 0; SUMMER - CERTAIN 2021: 34.72; SUMMER - CERTAIN 2022: 34.72; SUMMER - CERTAIN 2023: 34.72; SUMMER - CERTAIN 2024: 34.72; SUMMER - CERTAIN 2025: 34.72; SUMMER - CERTAIN 2026: 34.72; SUMMER - CERTAIN 2027: 34.72; SUMMER - CERTAIN 2028: 34.72; WINTER - CERTAIN 2018-19: 0; WINTER - CERTAIN 2019-20: 0; WINTER - CERTAIN 2020-21: 49.6; WINTER - CERTAIN 2021-22: 49.6; WINTER - CERTAIN 2022-23: 49.6; WINTER - CERTAIN 2023-24: 49.6; WINTER - CERTAIN 2024-25: 49.6; WINTER - CERTAIN 2025-26: 49.6; WINTER - CERTAIN 2026-27: 49.6; WINTER - CERTAIN 2027-28: 49.6; WINTER - CERTAIN 2028-29: 49.6
Tier 1 | US | 1884436 | 58614 | PAT1 | 11INR0062 | Patriot Wind Farm | PATRIOT WIND (PETRONILLA) | WT | WND |  | Wind | 2019-04-01 |  | 226 | 133.34 | 97.18 | SUMMER - CERTAIN 2018: 0; SUMMER - CERTAIN 2019: 133.34; SUMMER - CERTAIN 2020: 133.34; SUMMER - CERTAIN 2021: 133.34; SUMMER - CERTAIN 2022: 133.34; SUMMER - CERTAIN 2023: 133.34; SUMMER - CERTAIN 2024: 133.34; SUMMER - CERTAIN 2025: 133.34; SUMMER - CERTAIN 2026: 133.34; SUMMER - CERTAIN 2027: 133.34; SUMMER - CERTAIN 2028: 133.34; WINTER - CERTAIN 2018-19: 0; WINTER - CERTAIN 2019-20: 97.18; WINTER - CERTAIN 2020-21: 97.18; WINTER - CERTAIN 2021-22: 97.18; WINTER - CERTAIN 2022-23: 97.18; WINTER - CERTAIN 2023-24: 97.18; WINTER - CERTAIN 2024-25: 97.18; WINTER - CERTAIN 2025-26: 97.18; WINTER - CERTAIN 2026-27: 97.18; WINTER - CERTAIN 2027-28: 97.18; WINTER - CERTAIN 2028-29: 97.18
Tier 1 | US | 1222172 |  |  | 18INR0018 | Matagorda Bay Wind | PEYTON CREEK WIND | WT | WND |  | Wind | 2019-12-01 |  | 150 | 88.5 | 64.5 | SUMMER - CERTAIN 2018: 0; SUMMER - CERTAIN 2019: 0; SUMMER - CERTAIN 2020: 88.5; SUMMER - CERTAIN 2021: 88.5; SUMMER - CERTAIN 2022: 88.5; SUMMER - CERTAIN 2023: 88.5; SUMMER - CERTAIN 2024: 88.5; SUMMER - CERTAIN 2025: 88.5; SUMMER - CERTAIN 2026: 88.5; SUMMER - CERTAIN 2027: 88.5; SUMMER - CERTAIN 2028: 88.5; WINTER - CERTAIN 2018-19: 0; WINTER - CERTAIN 2019-20: 64.5; WINTER - CERTAIN 2020-21: 64.5; WINTER - CERTAIN 2021-22: 64.5; WINTER - CERTAIN 2022-23: 64.5; WINTER - CERTAIN 2023-24: 64.5; WINTER - CERTAIN 2024-25: 64.5; WINTER - CERTAIN 2025-26: 64.5; WINTER - CERTAIN 2026-27: 64.5; WINTER - CERTAIN 2027-28: 64.5; WINTER - CERTAIN 2028-29: 64.5
Tier 1 | US | 1389907 |  |  | 15INR0079 |  | PULLMAN ROAD WIND | WT | WND |  | Wind | 2019-10-31 |  | 300 | 42 | 60 | SUMMER - CERTAIN 2018: 0; SUMMER - CERTAIN 2019: 0; SUMMER - CERTAIN 2020: 42; SUMMER - CERTAIN 2021: 42; SUMMER - CERTAIN 2022: 42; SUMMER - CERTAIN 2023: 42; SUMMER - CERTAIN 2024: 42; SUMMER - CERTAIN 2025: 42; SUMMER - CERTAIN 2026: 42; SUMMER - CERTAIN 2027: 42; SUMMER - CERTAIN 2028: 42; WINTER - CERTAIN 2018-19: 0; WINTER - CERTAIN 2019-20: 60; WINTER - CERTAIN 2020-21: 60; WINTER - CERTAIN 2021-22: 60; WINTER - CERTAIN 2022-23: 60; WINTER - CERTAIN 2023-24: 60; WINTER - CERTAIN 2024-25: 60; WINTER - CERTAIN 2025-26: 60; WINTER - CERTAIN 2026-27: 60; WINTER - CERTAIN 2027-28: 60; WINTER - CERTAIN 2028-29: 60
Tier 1 | US | 1447284 |  |  | 16INR0037c |  | PUMPKIN FARM WIND | WT | WND |  | Wind | 2019-01-31 |  | 281 | 39.326 | 56.18 | SUMMER - CERTAIN 2018: 0; SUMMER - CERTAIN 2019: 39.326; SUMMER - CERTAIN 2020: 39.326; SUMMER - CERTAIN 2021: 39.326; SUMMER - CERTAIN 2022: 39.326; SUMMER - CERTAIN 2023: 39.326; SUMMER - CERTAIN 2024: 39.326; SUMMER - CERTAIN 2025: 39.326; SUMMER - CERTAIN 2026: 39.326; SUMMER - CERTAIN 2027: 39.326; SUMMER - CERTAIN 2028: 39.326; WINTER - CERTAIN 2018-19: 0; WINTER - CERTAIN 2019-20: 56.18; WINTER - CERTAIN 2020-21: 56.18; WINTER - CERTAIN 2021-22: 56.18; WINTER - CERTAIN 2022-23: 56.18; WINTER - CERTAIN 2023-24: 56.18; WINTER - CERTAIN 2024-25: 56.18; WINTER - CERTAIN 2025-26: 56.18; WINTER - CERTAIN 2026-27: 56.18; WINTER - CERTAIN 2027-28: 56.18; WINTER - CERTAIN 2028-29: 56.18
Tier 1 | US | 1232897 |  |  | 16INR0087 |  | RTS WIND | WT | WND |  | Wind | 2018-05-30 |  | 160 | 22.4 | 32 | SUMMER - CERTAIN 2018: 22.4; SUMMER - CERTAIN 2019: 22.4; SUMMER - CERTAIN 2020: 22.4; SUMMER - CERTAIN 2021: 22.4; SUMMER - CERTAIN 2022: 22.4; SUMMER - CERTAIN 2023: 22.4; SUMMER - CERTAIN 2024: 22.4; SUMMER - CERTAIN 2025: 22.4; SUMMER - CERTAIN 2026: 22.4; SUMMER - CERTAIN 2027: 22.4; SUMMER - CERTAIN 2028: 22.4; WINTER - CERTAIN 2018-19: 32; WINTER - CERTAIN 2019-20: 32; WINTER - CERTAIN 2020-21: 32; WINTER - CERTAIN 2021-22: 32; WINTER - CERTAIN 2022-23: 32; WINTER - CERTAIN 2023-24: 32; WINTER - CERTAIN 2024-25: 32; WINTER - CERTAIN 2025-26: 32; WINTER - CERTAIN 2026-27: 32; WINTER - CERTAIN 2027-28: 32; WINTER - CERTAIN 2028-29: 32
Tier 1 | US |  |  |  | 19INR0163 |  | SAGE DRAW WIND | WT | WND |  | Wind | 2019-06-15 |  | 300 | 42 | 60 | SUMMER - CERTAIN 2018: 0; SUMMER - CERTAIN 2019: 42; SUMMER - CERTAIN 2020: 42; SUMMER - CERTAIN 2021: 42; SUMMER - CERTAIN 2022: 42; SUMMER - CERTAIN 2023: 42; SUMMER - CERTAIN 2024: 42; SUMMER - CERTAIN 2025: 42; SUMMER - CERTAIN 2026: 42; SUMMER - CERTAIN 2027: 42; SUMMER - CERTAIN 2028: 42; WINTER - CERTAIN 2018-19: 0; WINTER - CERTAIN 2019-20: 60; WINTER - CERTAIN 2020-21: 60; WINTER - CERTAIN 2021-22: 60; WINTER - CERTAIN 2022-23: 60; WINTER - CERTAIN 2023-24: 60; WINTER - CERTAIN 2024-25: 60; WINTER - CERTAIN 2025-26: 60; WINTER - CERTAIN 2026-27: 60; WINTER - CERTAIN 2027-28: 60; WINTER - CERTAIN 2028-29: 60
Tier 1 | US | 1089555 |  |  | 13INR0010def |  | SCANDIA WIND DEF | WT | WND |  | Wind | 2019-05-01 |  | 600 | 84.042 | 120.06 | SUMMER - CERTAIN 2018: 0; SUMMER - CERTAIN 2019: 84.042; SUMMER - CERTAIN 2020: 84.042; SUMMER - CERTAIN 2021: 84.042; SUMMER - CERTAIN 2022: 84.042; SUMMER - CERTAIN 2023: 84.042; SUMMER - CERTAIN 2024: 84.042; SUMMER - CERTAIN 2025: 84.042; SUMMER - CERTAIN 2026: 84.042; SUMMER - CERTAIN 2027: 84.042; SUMMER - CERTAIN 2028: 84.042; WINTER - CERTAIN 2018-19: 0; WINTER - CERTAIN 2019-20: 120.06; WINTER - CERTAIN 2020-21: 120.06; WINTER - CERTAIN 2021-22: 120.06; WINTER - CERTAIN 2022-23: 120.06; WINTER - CERTAIN 2023-24: 120.06; WINTER - CERTAIN 2024-25: 120.06; WINTER - CERTAIN 2025-26: 120.06; WINTER - CERTAIN 2026-27: 120.06; WINTER - CERTAIN 2027-28: 120.06; WINTER - CERTAIN 2028-29: 120.06
Tier 1 | US | 1896501 |  |  | 12INR0002a |  | SILVER CANYON WIND A | WT | WND |  | Wind | 2019-10-31 |  | 200 | 28 | 40 | SUMMER - CERTAIN 2018: 0; SUMMER - CERTAIN 2019: 0; SUMMER - CERTAIN 2020: 28; SUMMER - CERTAIN 2021: 28; SUMMER - CERTAIN 2022: 28; SUMMER - CERTAIN 2023: 28; SUMMER - CERTAIN 2024: 28; SUMMER - CERTAIN 2025: 28; SUMMER - CERTAIN 2026: 28; SUMMER - CERTAIN 2027: 28; SUMMER - CERTAIN 2028: 28; WINTER - CERTAIN 2018-19: 0; WINTER - CERTAIN 2019-20: 40; WINTER - CERTAIN 2020-21: 40; WINTER - CERTAIN 2021-22: 40; WINTER - CERTAIN 2022-23: 40; WINTER - CERTAIN 2023-24: 40; WINTER - CERTAIN 2024-25: 40; WINTER - CERTAIN 2025-26: 40; WINTER - CERTAIN 2026-27: 40; WINTER - CERTAIN 2027-28: 40; WINTER - CERTAIN 2028-29: 40
Tier 1 | US | 1157196 | 59063 |  | 15INR0035 | Stella 1 | STELLA 1 WIND | WT | WND |  | Wind | 2018-12-31 |  | 201 | 118.59 | 86.43 | SUMMER - CERTAIN 2018: 0; SUMMER - CERTAIN 2019: 118.59; SUMMER - CERTAIN 2020: 118.59; SUMMER - CERTAIN 2021: 118.59; SUMMER - CERTAIN 2022: 118.59; SUMMER - CERTAIN 2023: 118.59; SUMMER - CERTAIN 2024: 118.59; SUMMER - CERTAIN 2025: 118.59; SUMMER - CERTAIN 2026: 118.59; SUMMER - CERTAIN 2027: 118.59; SUMMER - CERTAIN 2028: 118.59; WINTER - CERTAIN 2018-19: 0; WINTER - CERTAIN 2019-20: 86.43; WINTER - CERTAIN 2020-21: 86.43; WINTER - CERTAIN 2021-22: 86.43; WINTER - CERTAIN 2022-23: 86.43; WINTER - CERTAIN 2023-24: 86.43; WINTER - CERTAIN 2024-25: 86.43; WINTER - CERTAIN 2025-26: 86.43; WINTER - CERTAIN 2026-27: 86.43; WINTER - CERTAIN 2027-28: 86.43; WINTER - CERTAIN 2028-29: 86.43
Tier 1 | US | 1574386 |  |  | 18INR0025 | Staked Plains Wind 1 | TAHOKA WIND (STAKED PLAINS WIND 1) | WT | WND |  | Wind | 2018-10-31 |  | 300 | 42 | 60 | SUMMER - CERTAIN 2018: 0; SUMMER - CERTAIN 2019: 42; SUMMER - CERTAIN 2020: 42; SUMMER - CERTAIN 2021: 42; SUMMER - CERTAIN 2022: 42; SUMMER - CERTAIN 2023: 42; SUMMER - CERTAIN 2024: 42; SUMMER - CERTAIN 2025: 42; SUMMER - CERTAIN 2026: 42; SUMMER - CERTAIN 2027: 42; SUMMER - CERTAIN 2028: 42; WINTER - CERTAIN 2018-19: 60; WINTER - CERTAIN 2019-20: 60; WINTER - CERTAIN 2020-21: 60; WINTER - CERTAIN 2021-22: 60; WINTER - CERTAIN 2022-23: 60; WINTER - CERTAIN 2023-24: 60; WINTER - CERTAIN 2024-25: 60; WINTER - CERTAIN 2025-26: 60; WINTER - CERTAIN 2026-27: 60; WINTER - CERTAIN 2027-28: 60; WINTER - CERTAIN 2028-29: 60
Tier 1 | US |  |  |  | 14INR0045 |  | TORRECILLAS WIND | WT | WND |  | Wind | 2018-12-31 |  | 301 | 42.07 | 60.1 | SUMMER - CERTAIN 2018: 0; SUMMER - CERTAIN 2019: 42.07; SUMMER - CERTAIN 2020: 42.07; SUMMER - CERTAIN 2021: 42.07; SUMMER - CERTAIN 2022: 42.07; SUMMER - CERTAIN 2023: 42.07; SUMMER - CERTAIN 2024: 42.07; SUMMER - CERTAIN 2025: 42.07; SUMMER - CERTAIN 2026: 42.07; SUMMER - CERTAIN 2027: 42.07; SUMMER - CERTAIN 2028: 42.07; WINTER - CERTAIN 2018-19: 0; WINTER - CERTAIN 2019-20: 60.1; WINTER - CERTAIN 2020-21: 60.1; WINTER - CERTAIN 2021-22: 60.1; WINTER - CERTAIN 2022-23: 60.1; WINTER - CERTAIN 2023-24: 60.1; WINTER - CERTAIN 2024-25: 60.1; WINTER - CERTAIN 2025-26: 60.1; WINTER - CERTAIN 2026-27: 60.1; WINTER - CERTAIN 2027-28: 60.1; WINTER - CERTAIN 2028-29: 60.1
Tier 1 | US | 1363909 |  |  | 15INR0050 |  | UNITY WIND | WT | WND |  | Wind | 2019-10-01 |  | 203 | 28.42 | 40.6 | SUMMER - CERTAIN 2018: 0; SUMMER - CERTAIN 2019: 0; SUMMER - CERTAIN 2020: 28.42; SUMMER - CERTAIN 2021: 28.42; SUMMER - CERTAIN 2022: 28.42; SUMMER - CERTAIN 2023: 28.42; SUMMER - CERTAIN 2024: 28.42; SUMMER - CERTAIN 2025: 28.42; SUMMER - CERTAIN 2026: 28.42; SUMMER - CERTAIN 2027: 28.42; SUMMER - CERTAIN 2028: 28.42; WINTER - CERTAIN 2018-19: 0; WINTER - CERTAIN 2019-20: 40.6; WINTER - CERTAIN 2020-21: 40.6; WINTER - CERTAIN 2021-22: 40.6; WINTER - CERTAIN 2022-23: 40.6; WINTER - CERTAIN 2023-24: 40.6; WINTER - CERTAIN 2024-25: 40.6; WINTER - CERTAIN 2025-26: 40.6; WINTER - CERTAIN 2026-27: 40.6; WINTER - CERTAIN 2027-28: 40.6; WINTER - CERTAIN 2028-29: 40.6
Tier 1 | US | 1495853 |  |  | 13INR0038 |  | WILDROSE WIND (SWISHER WIND) | WT | WND |  | Wind | 2019-10-30 |  | 212 | 29.666 | 42.38 | SUMMER - CERTAIN 2018: 0; SUMMER - CERTAIN 2019: 0; SUMMER - CERTAIN 2020: 29.666; SUMMER - CERTAIN 2021: 29.666; SUMMER - CERTAIN 2022: 29.666; SUMMER - CERTAIN 2023: 29.666; SUMMER - CERTAIN 2024: 29.666; SUMMER - CERTAIN 2025: 29.666; SUMMER - CERTAIN 2026: 29.666; SUMMER - CERTAIN 2027: 29.666; SUMMER - CERTAIN 2028: 29.666; WINTER - CERTAIN 2018-19: 0; WINTER - CERTAIN 2019-20: 42.38; WINTER - CERTAIN 2020-21: 42.38; WINTER - CERTAIN 2021-22: 42.38; WINTER - CERTAIN 2022-23: 42.38; WINTER - CERTAIN 2023-24: 42.38; WINTER - CERTAIN 2024-25: 42.38; WINTER - CERTAIN 2025-26: 42.38; WINTER - CERTAIN 2026-27: 42.38; WINTER - CERTAIN 2027-28: 42.38; WINTER - CERTAIN 2028-29: 42.38
Tier 1 | US | 1201277 |  |  | 14INR0009 | WKN Amadeus | WKN AMADEUS WIND | WT | WND |  | Wind | 2019-10-31 |  | 246 | 34.426 | 49.18 | SUMMER - CERTAIN 2018: 0; SUMMER - CERTAIN 2019: 0; SUMMER - CERTAIN 2020: 34.426; SUMMER - CERTAIN 2021: 34.426; SUMMER - CERTAIN 2022: 34.426; SUMMER - CERTAIN 2023: 34.426; SUMMER - CERTAIN 2024: 34.426; SUMMER - CERTAIN 2025: 34.426; SUMMER - CERTAIN 2026: 34.426; SUMMER - CERTAIN 2027: 34.426; SUMMER - CERTAIN 2028: 34.426; WINTER - CERTAIN 2018-19: 0; WINTER - CERTAIN 2019-20: 49.18; WINTER - CERTAIN 2020-21: 49.18; WINTER - CERTAIN 2021-22: 49.18; WINTER - CERTAIN 2022-23: 49.18; WINTER - CERTAIN 2023-24: 49.18; WINTER - CERTAIN 2024-25: 49.18; WINTER - CERTAIN 2025-26: 49.18; WINTER - CERTAIN 2026-27: 49.18; WINTER - CERTAIN 2027-28: 49.18; WINTER - CERTAIN 2028-29: 49.18
Tier 1 | US | 1138864 |  |  | 16INR0019 |  | BLUEBELL SOLAR (CAPRICORN RIDGE SOLAR) | PV | SUN |  | Solar | 2018-12-01 |  | 30 | 22.5 | 3.6 | SUMMER - CERTAIN 2018: 0; SUMMER - CERTAIN 2019: 22.5; SUMMER - CERTAIN 2020: 22.5; SUMMER - CERTAIN 2021: 22.5; SUMMER - CERTAIN 2022: 22.5; SUMMER - CERTAIN 2023: 22.5; SUMMER - CERTAIN 2024: 22.5; SUMMER - CERTAIN 2025: 22.5; SUMMER - CERTAIN 2026: 22.5; SUMMER - CERTAIN 2027: 22.5; SUMMER - CERTAIN 2028: 22.5; WINTER - CERTAIN 2018-19: 3.6; WINTER - CERTAIN 2019-20: 3.6; WINTER - CERTAIN 2020-21: 3.6; WINTER - CERTAIN 2021-22: 3.6; WINTER - CERTAIN 2022-23: 3.6; WINTER - CERTAIN 2023-24: 3.6; WINTER - CERTAIN 2024-25: 3.6; WINTER - CERTAIN 2025-26: 3.6; WINTER - CERTAIN 2026-27: 3.6; WINTER - CERTAIN 2027-28: 3.6; WINTER - CERTAIN 2028-29: 3.6
Existing | US | 1787126 | 60123 |  | CASL_GAP_UNIT1 |  | CASTLE GAP SOLAR | PV | SUN |  | Solar | 2018-05-30 |  | 180 | 135 | 21.6 | SUMMER - CERTAIN 2018: 135; SUMMER - CERTAIN 2019: 135; SUMMER - CERTAIN 2020: 135; SUMMER - CERTAIN 2021: 135; SUMMER - CERTAIN 2022: 135; SUMMER - CERTAIN 2023: 135; SUMMER - CERTAIN 2024: 135; SUMMER - CERTAIN 2025: 135; SUMMER - CERTAIN 2026: 135; SUMMER - CERTAIN 2027: 135; SUMMER - CERTAIN 2028: 135; WINTER - CERTAIN 2018-19: 21.6; WINTER - CERTAIN 2019-20: 21.6; WINTER - CERTAIN 2020-21: 21.6; WINTER - CERTAIN 2021-22: 21.6; WINTER - CERTAIN 2022-23: 21.6; WINTER - CERTAIN 2023-24: 21.6; WINTER - CERTAIN 2024-25: 21.6; WINTER - CERTAIN 2025-26: 21.6; WINTER - CERTAIN 2026-27: 21.6; WINTER - CERTAIN 2027-28: 21.6; WINTER - CERTAIN 2028-29: 21.6
Tier 1 | US | 1142665 | 58710 |  | 12INR0059b |  | FS BARILLA SOLAR 1B [HOVEY_UNIT2] | PV | SUN |  | Solar | 2018-05-30 |  | 7 | 5.55 | 0.888 | SUMMER - CERTAIN 2018: 5.55; SUMMER - CERTAIN 2019: 5.55; SUMMER - CERTAIN 2020: 5.55; SUMMER - CERTAIN 2021: 5.55; SUMMER - CERTAIN 2022: 5.55; SUMMER - CERTAIN 2023: 5.55; SUMMER - CERTAIN 2024: 5.55; SUMMER - CERTAIN 2025: 5.55; SUMMER - CERTAIN 2026: 5.55; SUMMER - CERTAIN 2027: 5.55; SUMMER - CERTAIN 2028: 5.55; WINTER - CERTAIN 2018-19: 0.888; WINTER - CERTAIN 2019-20: 0.888; WINTER - CERTAIN 2020-21: 0.888; WINTER - CERTAIN 2021-22: 0.888; WINTER - CERTAIN 2022-23: 0.888; WINTER - CERTAIN 2023-24: 0.888; WINTER - CERTAIN 2024-25: 0.888; WINTER - CERTAIN 2025-26: 0.888; WINTER - CERTAIN 2026-27: 0.888; WINTER - CERTAIN 2027-28: 0.888; WINTER - CERTAIN 2028-29: 0.888
Tier 1 | US |  |  |  | 16INR0023b |  | LAMESA SOLAR (PHASE II) | PV | SUN |  | Solar | 2018-12-31 |  | 50 | 37.5 | 6 | SUMMER - CERTAIN 2018: 0; SUMMER - CERTAIN 2019: 37.5; SUMMER - CERTAIN 2020: 37.5; SUMMER - CERTAIN 2021: 37.5; SUMMER - CERTAIN 2022: 37.5; SUMMER - CERTAIN 2023: 37.5; SUMMER - CERTAIN 2024: 37.5; SUMMER - CERTAIN 2025: 37.5; SUMMER - CERTAIN 2026: 37.5; SUMMER - CERTAIN 2027: 37.5; SUMMER - CERTAIN 2028: 37.5; WINTER - CERTAIN 2018-19: 0; WINTER - CERTAIN 2019-20: 6; WINTER - CERTAIN 2020-21: 6; WINTER - CERTAIN 2021-22: 6; WINTER - CERTAIN 2022-23: 6; WINTER - CERTAIN 2023-24: 6; WINTER - CERTAIN 2024-25: 6; WINTER - CERTAIN 2025-26: 6; WINTER - CERTAIN 2026-27: 6; WINTER - CERTAIN 2027-28: 6; WINTER - CERTAIN 2028-29: 6
Tier 1 | US | 1194275 |  |  | 16INR0049 |  | NAZARETH SOLAR | PV | SUN |  | Solar | 2019-10-01 |  | 201 | 150.75 | 24.12 | SUMMER - CERTAIN 2018: 0; SUMMER - CERTAIN 2019: 0; SUMMER - CERTAIN 2020: 150.75; SUMMER - CERTAIN 2021: 150.75; SUMMER - CERTAIN 2022: 150.75; SUMMER - CERTAIN 2023: 150.75; SUMMER - CERTAIN 2024: 150.75; SUMMER - CERTAIN 2025: 150.75; SUMMER - CERTAIN 2026: 150.75; SUMMER - CERTAIN 2027: 150.75; SUMMER - CERTAIN 2028: 150.75; WINTER - CERTAIN 2018-19: 0; WINTER - CERTAIN 2019-20: 24.12; WINTER - CERTAIN 2020-21: 24.12; WINTER - CERTAIN 2021-22: 24.12; WINTER - CERTAIN 2022-23: 24.12; WINTER - CERTAIN 2023-24: 24.12; WINTER - CERTAIN 2024-25: 24.12; WINTER - CERTAIN 2025-26: 24.12; WINTER - CERTAIN 2026-27: 24.12; WINTER - CERTAIN 2027-28: 24.12; WINTER - CERTAIN 2028-29: 24.12
Tier 1 | US | 1880969 |  |  | 15INR0059 |  | PECOS SOLAR POWER I | PV | SUN |  | Solar | 2019-05-31 |  | 108 | 81 | 12.96 | SUMMER - CERTAIN 2018: 0; SUMMER - CERTAIN 2019: 81; SUMMER - CERTAIN 2020: 81; SUMMER - CERTAIN 2021: 81; SUMMER - CERTAIN 2022: 81; SUMMER - CERTAIN 2023: 81; SUMMER - CERTAIN 2024: 81; SUMMER - CERTAIN 2025: 81; SUMMER - CERTAIN 2026: 81; SUMMER - CERTAIN 2027: 81; SUMMER - CERTAIN 2028: 81; WINTER - CERTAIN 2018-19: 0; WINTER - CERTAIN 2019-20: 12.96; WINTER - CERTAIN 2020-21: 12.96; WINTER - CERTAIN 2021-22: 12.96; WINTER - CERTAIN 2022-23: 12.96; WINTER - CERTAIN 2023-24: 12.96; WINTER - CERTAIN 2024-25: 12.96; WINTER - CERTAIN 2025-26: 12.96; WINTER - CERTAIN 2026-27: 12.96; WINTER - CERTAIN 2027-28: 12.96; WINTER - CERTAIN 2028-29: 12.96
Tier 1 | US | 1096800 | 57659 |  | 15INR0090 | Pflugerville Solar | PFLUGERVILLE SOLAR | PV | SUN |  | Solar | 2019-12-01 |  | 144 | 108 | 17.28 | SUMMER - CERTAIN 2018: 0; SUMMER - CERTAIN 2019: 0; SUMMER - CERTAIN 2020: 108; SUMMER - CERTAIN 2021: 108; SUMMER - CERTAIN 2022: 108; SUMMER - CERTAIN 2023: 108; SUMMER - CERTAIN 2024: 108; SUMMER - CERTAIN 2025: 108; SUMMER - CERTAIN 2026: 108; SUMMER - CERTAIN 2027: 108; SUMMER - CERTAIN 2028: 108; WINTER - CERTAIN 2018-19: 0; WINTER - CERTAIN 2019-20: 17.28; WINTER - CERTAIN 2020-21: 17.28; WINTER - CERTAIN 2021-22: 17.28; WINTER - CERTAIN 2022-23: 17.28; WINTER - CERTAIN 2023-24: 17.28; WINTER - CERTAIN 2024-25: 17.28; WINTER - CERTAIN 2025-26: 17.28; WINTER - CERTAIN 2026-27: 17.28; WINTER - CERTAIN 2027-28: 17.28; WINTER - CERTAIN 2028-29: 17.28
Tier 1 | US |  |  |  | 19INR0092 |  | PROSPERO SOLAR | PV | SUN |  | Solar | 2019-05-01 |  | 300 | 225 | 36 | SUMMER - CERTAIN 2018: 0; SUMMER - CERTAIN 2019: 225; SUMMER - CERTAIN 2020: 225; SUMMER - CERTAIN 2021: 225; SUMMER - CERTAIN 2022: 225; SUMMER - CERTAIN 2023: 225; SUMMER - CERTAIN 2024: 225; SUMMER - CERTAIN 2025: 225; SUMMER - CERTAIN 2026: 225; SUMMER - CERTAIN 2027: 225; SUMMER - CERTAIN 2028: 225; WINTER - CERTAIN 2018-19: 0; WINTER - CERTAIN 2019-20: 36; WINTER - CERTAIN 2020-21: 36; WINTER - CERTAIN 2021-22: 36; WINTER - CERTAIN 2022-23: 36; WINTER - CERTAIN 2023-24: 36; WINTER - CERTAIN 2024-25: 36; WINTER - CERTAIN 2025-26: 36; WINTER - CERTAIN 2026-27: 36; WINTER - CERTAIN 2027-28: 36; WINTER - CERTAIN 2028-29: 36
Tier 1 | US | 1532799 |  |  | 18INR0022 | RES Wink | RES WINK SOLAR | PV | SUN |  | Solar | 2019-12-31 |  | 150 | 112.5 | 18 | SUMMER - CERTAIN 2018: 0; SUMMER - CERTAIN 2019: 0; SUMMER - CERTAIN 2020: 112.5; SUMMER - CERTAIN 2021: 112.5; SUMMER - CERTAIN 2022: 112.5; SUMMER - CERTAIN 2023: 112.5; SUMMER - CERTAIN 2024: 112.5; SUMMER - CERTAIN 2025: 112.5; SUMMER - CERTAIN 2026: 112.5; SUMMER - CERTAIN 2027: 112.5; SUMMER - CERTAIN 2028: 112.5; WINTER - CERTAIN 2018-19: 0; WINTER - CERTAIN 2019-20: 0; WINTER - CERTAIN 2020-21: 18; WINTER - CERTAIN 2021-22: 18; WINTER - CERTAIN 2022-23: 18; WINTER - CERTAIN 2023-24: 18; WINTER - CERTAIN 2024-25: 18; WINTER - CERTAIN 2025-26: 18; WINTER - CERTAIN 2026-27: 18; WINTER - CERTAIN 2027-28: 18; WINTER - CERTAIN 2028-29: 18
Tier 1 | US | 1888086 |  |  | 17INR0020a |  | RE MAPLEWOOD 2A SOLAR | PV | SUN |  | Solar | 2019-12-31 |  | 103 | 75 | 12 | SUMMER - CERTAIN 2018: 0; SUMMER - CERTAIN 2019: 0; SUMMER - CERTAIN 2020: 75; SUMMER - CERTAIN 2021: 75; SUMMER - CERTAIN 2022: 75; SUMMER - CERTAIN 2023: 75; SUMMER - CERTAIN 2024: 75; SUMMER - CERTAIN 2025: 75; SUMMER - CERTAIN 2026: 75; SUMMER - CERTAIN 2027: 75; SUMMER - CERTAIN 2028: 75; WINTER - CERTAIN 2018-19: 0; WINTER - CERTAIN 2019-20: 0; WINTER - CERTAIN 2020-21: 12; WINTER - CERTAIN 2021-22: 12; WINTER - CERTAIN 2022-23: 12; WINTER - CERTAIN 2023-24: 12; WINTER - CERTAIN 2024-25: 12; WINTER - CERTAIN 2025-26: 12; WINTER - CERTAIN 2026-27: 12; WINTER - CERTAIN 2027-28: 12; WINTER - CERTAIN 2028-29: 12
Tier 1 | US | 1364103 |  |  | 17INR0020b |  | RE MAPLEWOOD 2B SOLAR | PV | SUN |  | Solar | 2019-12-31 |  | 103 | 75 | 12 | SUMMER - CERTAIN 2018: 0; SUMMER - CERTAIN 2019: 0; SUMMER - CERTAIN 2020: 75; SUMMER - CERTAIN 2021: 75; SUMMER - CERTAIN 2022: 75; SUMMER - CERTAIN 2023: 75; SUMMER - CERTAIN 2024: 75; SUMMER - CERTAIN 2025: 75; SUMMER - CERTAIN 2026: 75; SUMMER - CERTAIN 2027: 75; SUMMER - CERTAIN 2028: 75; WINTER - CERTAIN 2018-19: 0; WINTER - CERTAIN 2019-20: 0; WINTER - CERTAIN 2020-21: 12; WINTER - CERTAIN 2021-22: 12; WINTER - CERTAIN 2022-23: 12; WINTER - CERTAIN 2023-24: 12; WINTER - CERTAIN 2024-25: 12; WINTER - CERTAIN 2025-26: 12; WINTER - CERTAIN 2026-27: 12; WINTER - CERTAIN 2027-28: 12; WINTER - CERTAIN 2028-29: 12
Tier 1 | US | 1084052 |  |  | 17INR0020c |  | RE MAPLEWOOD 2C SOLAR | PV | SUN |  | Solar | 2019-12-31 |  | 103 | 75 | 12 | SUMMER - CERTAIN 2018: 0; SUMMER - CERTAIN 2019: 0; SUMMER - CERTAIN 2020: 75; SUMMER - CERTAIN 2021: 75; SUMMER - CERTAIN 2022: 75; SUMMER - CERTAIN 2023: 75; SUMMER - CERTAIN 2024: 75; SUMMER - CERTAIN 2025: 75; SUMMER - CERTAIN 2026: 75; SUMMER - CERTAIN 2027: 75; SUMMER - CERTAIN 2028: 75; WINTER - CERTAIN 2018-19: 0; WINTER - CERTAIN 2019-20: 0; WINTER - CERTAIN 2020-21: 12; WINTER - CERTAIN 2021-22: 12; WINTER - CERTAIN 2022-23: 12; WINTER - CERTAIN 2023-24: 12; WINTER - CERTAIN 2024-25: 12; WINTER - CERTAIN 2025-26: 12; WINTER - CERTAIN 2026-27: 12; WINTER - CERTAIN 2027-28: 12; WINTER - CERTAIN 2028-29: 12
Tier 1 | US | 1815656 |  |  | 17INR0020d |  | RE MAPLEWOOD 2D SOLAR | PV | SUN |  | Solar | 2020-12-31 |  | 102.5 | 75 | 12 | SUMMER - CERTAIN 2018: 0; SUMMER - CERTAIN 2019: 0; SUMMER - CERTAIN 2020: 0; SUMMER - CERTAIN 2021: 75; SUMMER - CERTAIN 2022: 75; SUMMER - CERTAIN 2023: 75; SUMMER - CERTAIN 2024: 75; SUMMER - CERTAIN 2025: 75; SUMMER - CERTAIN 2026: 75; SUMMER - CERTAIN 2027: 75; SUMMER - CERTAIN 2028: 75; WINTER - CERTAIN 2018-19: 0; WINTER - CERTAIN 2019-20: 0; WINTER - CERTAIN 2020-21: 0; WINTER - CERTAIN 2021-22: 12; WINTER - CERTAIN 2022-23: 12; WINTER - CERTAIN 2023-24: 12; WINTER - CERTAIN 2024-25: 12; WINTER - CERTAIN 2025-26: 12; WINTER - CERTAIN 2026-27: 12; WINTER - CERTAIN 2027-28: 12; WINTER - CERTAIN 2028-29: 12
Tier 1 | US |  |  |  | 17INR0020e |  | RE MAPLEWOOD 2E SOLAR | PV | SUN |  | Solar | 2020-12-31 |  | 102.5 | 75 | 12 | SUMMER - CERTAIN 2018: 0; SUMMER - CERTAIN 2019: 0; SUMMER - CERTAIN 2020: 0; SUMMER - CERTAIN 2021: 75; SUMMER - CERTAIN 2022: 75; SUMMER - CERTAIN 2023: 75; SUMMER - CERTAIN 2024: 75; SUMMER - CERTAIN 2025: 75; SUMMER - CERTAIN 2026: 75; SUMMER - CERTAIN 2027: 75; SUMMER - CERTAIN 2028: 75; WINTER - CERTAIN 2018-19: 0; WINTER - CERTAIN 2019-20: 0; WINTER - CERTAIN 2020-21: 0; WINTER - CERTAIN 2021-22: 12; WINTER - CERTAIN 2022-23: 12; WINTER - CERTAIN 2023-24: 12; WINTER - CERTAIN 2024-25: 12; WINTER - CERTAIN 2025-26: 12; WINTER - CERTAIN 2026-27: 12; WINTER - CERTAIN 2027-28: 12; WINTER - CERTAIN 2028-29: 12
Existing | US | 1928235 | 60044 |  | RIGGINS_UNIT1 |  | RIGGINS (SE BUCKTHORN WESTEX SOLAR) | PV | SUN |  | Solar | 2018-04-20 |  | 150 | 112.5 | 18 | SUMMER - CERTAIN 2018: 112.5; SUMMER - CERTAIN 2019: 112.5; SUMMER - CERTAIN 2020: 112.5; SUMMER - CERTAIN 2021: 112.5; SUMMER - CERTAIN 2022: 112.5; SUMMER - CERTAIN 2023: 112.5; SUMMER - CERTAIN 2024: 112.5; SUMMER - CERTAIN 2025: 112.5; SUMMER - CERTAIN 2026: 112.5; SUMMER - CERTAIN 2027: 112.5; SUMMER - CERTAIN 2028: 112.5; WINTER - CERTAIN 2018-19: 18; WINTER - CERTAIN 2019-20: 18; WINTER - CERTAIN 2020-21: 18; WINTER - CERTAIN 2021-22: 18; WINTER - CERTAIN 2022-23: 18; WINTER - CERTAIN 2023-24: 18; WINTER - CERTAIN 2024-25: 18; WINTER - CERTAIN 2025-26: 18; WINTER - CERTAIN 2026-27: 18; WINTER - CERTAIN 2027-28: 18; WINTER - CERTAIN 2028-29: 18
Existing | US | 1109940 | 60989 |  | LASSO_UNIT1 |  | SOLAIREHOLMAN 1 | PV | SUN |  | Solar | 2018-05-24 |  | 50 | 37.5 | 6 | SUMMER - CERTAIN 2018: 37.5; SUMMER - CERTAIN 2019: 37.5; SUMMER - CERTAIN 2020: 37.5; SUMMER - CERTAIN 2021: 37.5; SUMMER - CERTAIN 2022: 37.5; SUMMER - CERTAIN 2023: 37.5; SUMMER - CERTAIN 2024: 37.5; SUMMER - CERTAIN 2025: 37.5; SUMMER - CERTAIN 2026: 37.5; SUMMER - CERTAIN 2027: 37.5; SUMMER - CERTAIN 2028: 37.5; WINTER - CERTAIN 2018-19: 6; WINTER - CERTAIN 2019-20: 6; WINTER - CERTAIN 2020-21: 6; WINTER - CERTAIN 2021-22: 6; WINTER - CERTAIN 2022-23: 6; WINTER - CERTAIN 2023-24: 6; WINTER - CERTAIN 2024-25: 6; WINTER - CERTAIN 2025-26: 6; WINTER - CERTAIN 2026-27: 6; WINTER - CERTAIN 2027-28: 6; WINTER - CERTAIN 2028-29: 6
Tier 1 | US | 1761974 | 60581 |  | 16INR0114 |  | UPTON SOLAR | PV | SUN |  | Solar | 2019-12-01 |  | 102 | 76.5 | 12.24 | SUMMER - CERTAIN 2018: 0; SUMMER - CERTAIN 2019: 0; SUMMER - CERTAIN 2020: 76.5; SUMMER - CERTAIN 2021: 76.5; SUMMER - CERTAIN 2022: 76.5; SUMMER - CERTAIN 2023: 76.5; SUMMER - CERTAIN 2024: 76.5; SUMMER - CERTAIN 2025: 76.5; SUMMER - CERTAIN 2026: 76.5; SUMMER - CERTAIN 2027: 76.5; SUMMER - CERTAIN 2028: 76.5; WINTER - CERTAIN 2018-19: 0; WINTER - CERTAIN 2019-20: 12.24; WINTER - CERTAIN 2020-21: 12.24; WINTER - CERTAIN 2021-22: 12.24; WINTER - CERTAIN 2022-23: 12.24; WINTER - CERTAIN 2023-24: 12.24; WINTER - CERTAIN 2024-25: 12.24; WINTER - CERTAIN 2025-26: 12.24; WINTER - CERTAIN 2026-27: 12.24; WINTER - CERTAIN 2027-28: 12.24; WINTER - CERTAIN 2028-29: 12.24
Tier 1 | US | 1836764 |  |  | 16INR0115 | Waymark Solar | WAYMARK SOLAR | PV | SUN |  | Solar | 2018-12-15 |  | 182 | 136.5 | 21.84 | SUMMER - CERTAIN 2018: 0; SUMMER - CERTAIN 2019: 136.5; SUMMER - CERTAIN 2020: 136.5; SUMMER - CERTAIN 2021: 136.5; SUMMER - CERTAIN 2022: 136.5; SUMMER - CERTAIN 2023: 136.5; SUMMER - CERTAIN 2024: 136.5; SUMMER - CERTAIN 2025: 136.5; SUMMER - CERTAIN 2026: 136.5; SUMMER - CERTAIN 2027: 136.5; SUMMER - CERTAIN 2028: 136.5; WINTER - CERTAIN 2018-19: 0; WINTER - CERTAIN 2019-20: 21.84; WINTER - CERTAIN 2020-21: 21.84; WINTER - CERTAIN 2021-22: 21.84; WINTER - CERTAIN 2022-23: 21.84; WINTER - CERTAIN 2023-24: 21.84; WINTER - CERTAIN 2024-25: 21.84; WINTER - CERTAIN 2025-26: 21.84; WINTER - CERTAIN 2026-27: 21.84; WINTER - CERTAIN 2027-28: 21.84; WINTER - CERTAIN 2028-29: 21.84
Tier 1 | US | 1627218 |  |  | 14INR0044 |  | WEST OF PECOS SOLAR | PV | SUN |  | Solar | 2019-12-15 |  | 100 | 75 | 12 | SUMMER - CERTAIN 2018: 0; SUMMER - CERTAIN 2019: 0; SUMMER - CERTAIN 2020: 75; SUMMER - CERTAIN 2021: 75; SUMMER - CERTAIN 2022: 75; SUMMER - CERTAIN 2023: 75; SUMMER - CERTAIN 2024: 75; SUMMER - CERTAIN 2025: 75; SUMMER - CERTAIN 2026: 75; SUMMER - CERTAIN 2027: 75; SUMMER - CERTAIN 2028: 75; WINTER - CERTAIN 2018-19: 0; WINTER - CERTAIN 2019-20: 0; WINTER - CERTAIN 2020-21: 12; WINTER - CERTAIN 2021-22: 12; WINTER - CERTAIN 2022-23: 12; WINTER - CERTAIN 2023-24: 12; WINTER - CERTAIN 2024-25: 12; WINTER - CERTAIN 2025-26: 12; WINTER - CERTAIN 2026-27: 12; WINTER - CERTAIN 2027-28: 12; WINTER - CERTAIN 2028-29: 12
Tier 1 | US |  |  |  | 19INR0029 | Phoebe Solar | Phoebe Solar | PV | SUN |  | Solar | 2019-10-01 |  | 253 | 187.5 | 30 | SUMMER - CERTAIN 2018: 0; SUMMER - CERTAIN 2019: 0; SUMMER - CERTAIN 2020: 188; SUMMER - CERTAIN 2021: 188; SUMMER - CERTAIN 2022: 188; SUMMER - CERTAIN 2023: 188; SUMMER - CERTAIN 2024: 188; SUMMER - CERTAIN 2025: 188; SUMMER - CERTAIN 2026: 188; SUMMER - CERTAIN 2027: 188; SUMMER - CERTAIN 2028: 188; WINTER - CERTAIN 2018-19: 0; WINTER - CERTAIN 2019-20: 30; WINTER - CERTAIN 2020-21: 30; WINTER - CERTAIN 2021-22: 30; WINTER - CERTAIN 2022-23: 30; WINTER - CERTAIN 2023-24: 30; WINTER - CERTAIN 2024-25: 30; WINTER - CERTAIN 2025-26: 30; WINTER - CERTAIN 2026-27: 30; WINTER - CERTAIN 2027-28: 30; WINTER - CERTAIN 2028-29: 30
Tier 1 | US |  |  |  | 20INR0011 |  | Ranchero Wind | WT | WND |  | Wind | 2019-06-04 |  | 300 | 42 | 60 | SUMMER - CERTAIN 2018: 0; SUMMER - CERTAIN 2019: 42; SUMMER - CERTAIN 2020: 42; SUMMER - CERTAIN 2021: 42; SUMMER - CERTAIN 2022: 42; SUMMER - CERTAIN 2023: 42; SUMMER - CERTAIN 2024: 42; SUMMER - CERTAIN 2025: 42; SUMMER - CERTAIN 2026: 42; SUMMER - CERTAIN 2027: 42; SUMMER - CERTAIN 2028: 42; WINTER - CERTAIN 2018-19: 0; WINTER - CERTAIN 2019-20: 30; WINTER - CERTAIN 2020-21: 30; WINTER - CERTAIN 2021-22: 30; WINTER - CERTAIN 2022-23: 30; WINTER - CERTAIN 2023-24: 30; WINTER - CERTAIN 2024-25: 30; WINTER - CERTAIN 2025-26: 30; WINTER - CERTAIN 2026-27: 30; WINTER - CERTAIN 2027-28: 30; WINTER - CERTAIN 2028-29: 30
Tier 1 | US |  |  |  | 18INR0070 |  | Blue Summit II | WT | WND |  | Wind | 2018-12-03 |  | 102 | 14.28 | 20.4 | SUMMER - CERTAIN 2018: 0; SUMMER - CERTAIN 2019: 14; SUMMER - CERTAIN 2020: 14; SUMMER - CERTAIN 2021: 14; SUMMER - CERTAIN 2022: 14; SUMMER - CERTAIN 2023: 14; SUMMER - CERTAIN 2024: 14; SUMMER - CERTAIN 2025: 14; SUMMER - CERTAIN 2026: 14; SUMMER - CERTAIN 2027: 14; SUMMER - CERTAIN 2028: 14; WINTER - CERTAIN 2018-19: 0; WINTER - CERTAIN 2019-20: 20; WINTER - CERTAIN 2020-21: 20; WINTER - CERTAIN 2021-22: 20; WINTER - CERTAIN 2022-23: 20; WINTER - CERTAIN 2023-24: 20; WINTER - CERTAIN 2024-25: 20; WINTER - CERTAIN 2025-26: 20; WINTER - CERTAIN 2026-27: 20; WINTER - CERTAIN 2027-28: 20; WINTER - CERTAIN 2028-29: 20
Tier 1 | US | 1878912 |  |  | 16INR0081 | Rio Bravo II | Mesteno Wind | WT | WND |  | Wind | 2019-12-31 |  | 202 | 28.224 | 40.32 | SUMMER - CERTAIN 2018: 0; SUMMER - CERTAIN 2019: 0; SUMMER - CERTAIN 2020: 28; SUMMER - CERTAIN 2021: 28; SUMMER - CERTAIN 2022: 28; SUMMER - CERTAIN 2023: 28; SUMMER - CERTAIN 2024: 28; SUMMER - CERTAIN 2025: 28; SUMMER - CERTAIN 2026: 28; SUMMER - CERTAIN 2027: 28; SUMMER - CERTAIN 2028: 28; WINTER - CERTAIN 2018-19: 0; WINTER - CERTAIN 2019-20: 0; WINTER - CERTAIN 2020-21: 40; WINTER - CERTAIN 2021-22: 40; WINTER - CERTAIN 2022-23: 40; WINTER - CERTAIN 2023-24: 40; WINTER - CERTAIN 2024-25: 40; WINTER - CERTAIN 2025-26: 40; WINTER - CERTAIN 2026-27: 40; WINTER - CERTAIN 2027-28: 40; WINTER - CERTAIN 2028-29: 40
Tier 1 | US | 1822837 |  |  | 17INR0035 | Las Majadas Wind | Las Majadas Wind | WT | WND |  | Wind | 2020-10-01 |  | 227 | 133.93 | 97.61 | SUMMER - CERTAIN 2018: 0; SUMMER - CERTAIN 2019: 0; SUMMER - CERTAIN 2020: 0; SUMMER - CERTAIN 2021: 134; SUMMER - CERTAIN 2022: 134; SUMMER - CERTAIN 2023: 134; SUMMER - CERTAIN 2024: 134; SUMMER - CERTAIN 2025: 134; SUMMER - CERTAIN 2026: 134; SUMMER - CERTAIN 2027: 134; SUMMER - CERTAIN 2028: 134; WINTER - CERTAIN 2018-19: 0; WINTER - CERTAIN 2019-20: 0; WINTER - CERTAIN 2020-21: 98; WINTER - CERTAIN 2021-22: 98; WINTER - CERTAIN 2022-23: 98; WINTER - CERTAIN 2023-24: 98; WINTER - CERTAIN 2024-25: 98; WINTER - CERTAIN 2025-26: 98; WINTER - CERTAIN 2026-27: 98; WINTER - CERTAIN 2027-28: 98; WINTER - CERTAIN 2028-29: 98
Tier 1 | US | 1461760 |  |  | 17INR0045 | Castleman Victoria | VictPort | GT | NG |  | Natural Gas and Other Gases | 2018-11-01 |  | 100 | 100 | 100 | SUMMER - CERTAIN 2018: 0; SUMMER - CERTAIN 2019: 100; SUMMER - CERTAIN 2020: 100; SUMMER - CERTAIN 2021: 100; SUMMER - CERTAIN 2022: 100; SUMMER - CERTAIN 2023: 100; SUMMER - CERTAIN 2024: 100; SUMMER - CERTAIN 2025: 100; SUMMER - CERTAIN 2026: 100; SUMMER - CERTAIN 2027: 100; SUMMER - CERTAIN 2028: 100; WINTER - CERTAIN 2018-19: 100; WINTER - CERTAIN 2019-20: 100; WINTER - CERTAIN 2020-21: 100; WINTER - CERTAIN 2021-22: 100; WINTER - CERTAIN 2022-23: 100; WINTER - CERTAIN 2023-24: 100; WINTER - CERTAIN 2024-25: 100; WINTER - CERTAIN 2025-26: 100; WINTER - CERTAIN 2026-27: 100; WINTER - CERTAIN 2027-28: 100; WINTER - CERTAIN 2028-29: 100
Tier 2 | US | 1638532 |  |  | 08INR0019b | Grandview 5 | Grandview 5 W | WT | WND |  | Wind | 2020-12-15 |  | 249 | 34.86 | 49.8 | SUMMER - CERTAIN 2018: 0; SUMMER - CERTAIN 2019: 0; SUMMER - CERTAIN 2020: 0; SUMMER - CERTAIN 2021: 34.86; SUMMER - CERTAIN 2022: 34.86; SUMMER - CERTAIN 2023: 34.86; SUMMER - CERTAIN 2024: 34.86; SUMMER - CERTAIN 2025: 34.86; SUMMER - CERTAIN 2026: 34.86; SUMMER - CERTAIN 2027: 34.86; SUMMER - CERTAIN 2028: 34.86; WINTER - CERTAIN 2018-19: 0; WINTER - CERTAIN 2019-20: 0; WINTER - CERTAIN 2020-21: 0; WINTER - CERTAIN 2021-22: 49.8; WINTER - CERTAIN 2022-23: 49.8; WINTER - CERTAIN 2023-24: 49.8; WINTER - CERTAIN 2024-25: 49.8; WINTER - CERTAIN 2025-26: 49.8; WINTER - CERTAIN 2026-27: 49.8; WINTER - CERTAIN 2027-28: 49.8; WINTER - CERTAIN 2028-29: 49.8
Tier 2 | US | 1088058 |  |  | 13INR0025 | Buffalo Wind 1 | Buffalo Wind 1 | WT | WND |  | Wind | 2019-07-01 |  | 150 | 21 | 30 | SUMMER - CERTAIN 2018: 0; SUMMER - CERTAIN 2019: 21; SUMMER - CERTAIN 2020: 21; SUMMER - CERTAIN 2021: 21; SUMMER - CERTAIN 2022: 21; SUMMER - CERTAIN 2023: 21; SUMMER - CERTAIN 2024: 21; SUMMER - CERTAIN 2025: 21; SUMMER - CERTAIN 2026: 21; SUMMER - CERTAIN 2027: 21; SUMMER - CERTAIN 2028: 21; WINTER - CERTAIN 2018-19: 0; WINTER - CERTAIN 2019-20: 30; WINTER - CERTAIN 2020-21: 30; WINTER - CERTAIN 2021-22: 30; WINTER - CERTAIN 2022-23: 30; WINTER - CERTAIN 2023-24: 30; WINTER - CERTAIN 2024-25: 30; WINTER - CERTAIN 2025-26: 30; WINTER - CERTAIN 2026-27: 30; WINTER - CERTAIN 2027-28: 30; WINTER - CERTAIN 2028-29: 30
Tier 2 | US | 1464297 |  |  | 15INR0034 | El Algodon Alto | El Algodon Alto W | WT | WND |  | Wind | 2019-12-31 |  | 201 | 118.59 | 86.43 | SUMMER - CERTAIN 2018: 0; SUMMER - CERTAIN 2019: 0; SUMMER - CERTAIN 2020: 118.59; SUMMER - CERTAIN 2021: 118.59; SUMMER - CERTAIN 2022: 118.59; SUMMER - CERTAIN 2023: 118.59; SUMMER - CERTAIN 2024: 118.59; SUMMER - CERTAIN 2025: 118.59; SUMMER - CERTAIN 2026: 118.59; SUMMER - CERTAIN 2027: 118.59; SUMMER - CERTAIN 2028: 118.59; WINTER - CERTAIN 2018-19: 0; WINTER - CERTAIN 2019-20: 0; WINTER - CERTAIN 2020-21: 86.43; WINTER - CERTAIN 2021-22: 86.43; WINTER - CERTAIN 2022-23: 86.43; WINTER - CERTAIN 2023-24: 86.43; WINTER - CERTAIN 2024-25: 86.43; WINTER - CERTAIN 2025-26: 86.43; WINTER - CERTAIN 2026-27: 86.43; WINTER - CERTAIN 2027-28: 86.43; WINTER - CERTAIN 2028-29: 86.43
Tier 2 | US | 1903319 |  |  | 15INR0044 | Ocelot Solar | Corazon Solar | PV | SUN |  | Solar | 2019-12-31 |  | 200 | 150 | 24 | SUMMER - CERTAIN 2018: 0; SUMMER - CERTAIN 2019: 0; SUMMER - CERTAIN 2020: 150; SUMMER - CERTAIN 2021: 150; SUMMER - CERTAIN 2022: 150; SUMMER - CERTAIN 2023: 150; SUMMER - CERTAIN 2024: 150; SUMMER - CERTAIN 2025: 150; SUMMER - CERTAIN 2026: 150; SUMMER - CERTAIN 2027: 150; SUMMER - CERTAIN 2028: 150; WINTER - CERTAIN 2018-19: 0; WINTER - CERTAIN 2019-20: 0; WINTER - CERTAIN 2020-21: 24; WINTER - CERTAIN 2021-22: 24; WINTER - CERTAIN 2022-23: 24; WINTER - CERTAIN 2023-24: 24; WINTER - CERTAIN 2024-25: 24; WINTER - CERTAIN 2025-26: 24; WINTER - CERTAIN 2026-27: 24; WINTER - CERTAIN 2027-28: 24; WINTER - CERTAIN 2028-29: 24
Tier 2 | US | 1438779 |  |  | 15INR0051 | Tierra Blanca | Tierra Blanca W | WT | WND |  | Wind | 2019-12-15 |  | 200 | 28 | 40 | SUMMER - CERTAIN 2018: 0; SUMMER - CERTAIN 2019: 0; SUMMER - CERTAIN 2020: 28; SUMMER - CERTAIN 2021: 28; SUMMER - CERTAIN 2022: 28; SUMMER - CERTAIN 2023: 28; SUMMER - CERTAIN 2024: 28; SUMMER - CERTAIN 2025: 28; SUMMER - CERTAIN 2026: 28; SUMMER - CERTAIN 2027: 28; SUMMER - CERTAIN 2028: 28; WINTER - CERTAIN 2018-19: 0; WINTER - CERTAIN 2019-20: 0; WINTER - CERTAIN 2020-21: 40; WINTER - CERTAIN 2021-22: 40; WINTER - CERTAIN 2022-23: 40; WINTER - CERTAIN 2023-24: 40; WINTER - CERTAIN 2024-25: 40; WINTER - CERTAIN 2025-26: 40; WINTER - CERTAIN 2026-27: 40; WINTER - CERTAIN 2027-28: 40; WINTER - CERTAIN 2028-29: 40
Tier 2 | US | 1162592 | 59247 |  | 15INR0062 | Hale Community W 1 | Hale Community W 1 | WT | WND |  | Wind | 2020-12-31 |  | 200 | 28 | 40 | SUMMER - CERTAIN 2018: 0; SUMMER - CERTAIN 2019: 0; SUMMER - CERTAIN 2020: 0; SUMMER - CERTAIN 2021: 28; SUMMER - CERTAIN 2022: 28; SUMMER - CERTAIN 2023: 28; SUMMER - CERTAIN 2024: 28; SUMMER - CERTAIN 2025: 28; SUMMER - CERTAIN 2026: 28; SUMMER - CERTAIN 2027: 28; SUMMER - CERTAIN 2028: 28; WINTER - CERTAIN 2018-19: 0; WINTER - CERTAIN 2019-20: 0; WINTER - CERTAIN 2020-21: 0; WINTER - CERTAIN 2021-22: 40; WINTER - CERTAIN 2022-23: 40; WINTER - CERTAIN 2023-24: 40; WINTER - CERTAIN 2024-25: 40; WINTER - CERTAIN 2025-26: 40; WINTER - CERTAIN 2026-27: 40; WINTER - CERTAIN 2027-28: 40; WINTER - CERTAIN 2028-29: 40
Tier 2 | US | 1415094 | 59247 |  | 15INR0062b | Hale Community W 2 | Hale Community W 2 | WT | WND |  | Wind | 2020-12-31 |  | 122 | 17.08 | 24.4 | SUMMER - CERTAIN 2018: 0; SUMMER - CERTAIN 2019: 0; SUMMER - CERTAIN 2020: 0; SUMMER - CERTAIN 2021: 17.08; SUMMER - CERTAIN 2022: 17.08; SUMMER - CERTAIN 2023: 17.08; SUMMER - CERTAIN 2024: 17.08; SUMMER - CERTAIN 2025: 17.08; SUMMER - CERTAIN 2026: 17.08; SUMMER - CERTAIN 2027: 17.08; SUMMER - CERTAIN 2028: 17.08; WINTER - CERTAIN 2018-19: 0; WINTER - CERTAIN 2019-20: 0; WINTER - CERTAIN 2020-21: 0; WINTER - CERTAIN 2021-22: 24.4; WINTER - CERTAIN 2022-23: 24.4; WINTER - CERTAIN 2023-24: 24.4; WINTER - CERTAIN 2024-25: 24.4; WINTER - CERTAIN 2025-26: 24.4; WINTER - CERTAIN 2026-27: 24.4; WINTER - CERTAIN 2027-28: 24.4; WINTER - CERTAIN 2028-29: 24.4
Tier 2 | US | 1173659 | 59971 |  | 15INR0063 | Easter Wind A | Easter Wind A | WT | WND |  | Wind | 2019-10-31 |  | 155 | 21.7 | 31 | SUMMER - CERTAIN 2018: 0; SUMMER - CERTAIN 2019: 0; SUMMER - CERTAIN 2020: 21.7; SUMMER - CERTAIN 2021: 21.7; SUMMER - CERTAIN 2022: 21.7; SUMMER - CERTAIN 2023: 21.7; SUMMER - CERTAIN 2024: 21.7; SUMMER - CERTAIN 2025: 21.7; SUMMER - CERTAIN 2026: 21.7; SUMMER - CERTAIN 2027: 21.7; SUMMER - CERTAIN 2028: 21.7; WINTER - CERTAIN 2018-19: 0; WINTER - CERTAIN 2019-20: 31; WINTER - CERTAIN 2020-21: 31; WINTER - CERTAIN 2021-22: 31; WINTER - CERTAIN 2022-23: 31; WINTER - CERTAIN 2023-24: 31; WINTER - CERTAIN 2024-25: 31; WINTER - CERTAIN 2025-26: 31; WINTER - CERTAIN 2026-27: 31; WINTER - CERTAIN 2027-28: 31; WINTER - CERTAIN 2028-29: 31
Tier 2 | US | 1990197 | 59971 |  | 15INR0063b | Easter Wind B | Easter Wind B | WT | WND |  | Wind | 2020-10-31 |  | 153 | 21.35 | 30.5 | SUMMER - CERTAIN 2018: 0; SUMMER - CERTAIN 2019: 0; SUMMER - CERTAIN 2020: 0; SUMMER - CERTAIN 2021: 21.35; SUMMER - CERTAIN 2022: 21.35; SUMMER - CERTAIN 2023: 21.35; SUMMER - CERTAIN 2024: 21.35; SUMMER - CERTAIN 2025: 21.35; SUMMER - CERTAIN 2026: 21.35; SUMMER - CERTAIN 2027: 21.35; SUMMER - CERTAIN 2028: 21.35; WINTER - CERTAIN 2018-19: 0; WINTER - CERTAIN 2019-20: 0; WINTER - CERTAIN 2020-21: 30.5; WINTER - CERTAIN 2021-22: 30.5; WINTER - CERTAIN 2022-23: 30.5; WINTER - CERTAIN 2023-24: 30.5; WINTER - CERTAIN 2024-25: 30.5; WINTER - CERTAIN 2025-26: 30.5; WINTER - CERTAIN 2026-27: 30.5; WINTER - CERTAIN 2027-28: 30.5; WINTER - CERTAIN 2028-29: 30.5
Tier 2 | US | 1522251 |  |  | 16INR0012 | Kenedy Project 2 S | Stella 2 Wind | WT | WND |  | Wind | 2019-12-31 |  | 201 | 118.59 | 86.43 | SUMMER - CERTAIN 2018: 0; SUMMER - CERTAIN 2019: 0; SUMMER - CERTAIN 2020: 118.59; SUMMER - CERTAIN 2021: 118.59; SUMMER - CERTAIN 2022: 118.59; SUMMER - CERTAIN 2023: 118.59; SUMMER - CERTAIN 2024: 118.59; SUMMER - CERTAIN 2025: 118.59; SUMMER - CERTAIN 2026: 118.59; SUMMER - CERTAIN 2027: 118.59; SUMMER - CERTAIN 2028: 118.59; WINTER - CERTAIN 2018-19: 0; WINTER - CERTAIN 2019-20: 0; WINTER - CERTAIN 2020-21: 86.43; WINTER - CERTAIN 2021-22: 86.43; WINTER - CERTAIN 2022-23: 86.43; WINTER - CERTAIN 2023-24: 86.43; WINTER - CERTAIN 2024-25: 86.43; WINTER - CERTAIN 2025-26: 86.43; WINTER - CERTAIN 2026-27: 86.43; WINTER - CERTAIN 2027-28: 86.43; WINTER - CERTAIN 2028-29: 86.43
Tier 2 | US | 1911082 |  |  | 16INR0014 | Cattleman Wind A | Cattleman Wind A | WT | WND |  | Wind | 2019-12-15 |  | 202 | 28.224 | 40.32 | SUMMER - CERTAIN 2018: 0; SUMMER - CERTAIN 2019: 0; SUMMER - CERTAIN 2020: 28.224; SUMMER - CERTAIN 2021: 28.224; SUMMER - CERTAIN 2022: 28.224; SUMMER - CERTAIN 2023: 28.224; SUMMER - CERTAIN 2024: 28.224; SUMMER - CERTAIN 2025: 28.224; SUMMER - CERTAIN 2026: 28.224; SUMMER - CERTAIN 2027: 28.224; SUMMER - CERTAIN 2028: 28.224; WINTER - CERTAIN 2018-19: 0; WINTER - CERTAIN 2019-20: 0; WINTER - CERTAIN 2020-21: 40.32; WINTER - CERTAIN 2021-22: 40.32; WINTER - CERTAIN 2022-23: 40.32; WINTER - CERTAIN 2023-24: 40.32; WINTER - CERTAIN 2024-25: 40.32; WINTER - CERTAIN 2025-26: 40.32; WINTER - CERTAIN 2026-27: 40.32; WINTER - CERTAIN 2027-28: 40.32; WINTER - CERTAIN 2028-29: 40.32
Tier 2 | US | 1698911 |  |  | 16INR0014b | Cattleman Wind B | Cattleman Wind B | WT | WND |  | Wind | 2019-12-15 |  | 202 | 28.224 | 40.32 | SUMMER - CERTAIN 2018: 0; SUMMER - CERTAIN 2019: 0; SUMMER - CERTAIN 2020: 28.224; SUMMER - CERTAIN 2021: 28.224; SUMMER - CERTAIN 2022: 28.224; SUMMER - CERTAIN 2023: 28.224; SUMMER - CERTAIN 2024: 28.224; SUMMER - CERTAIN 2025: 28.224; SUMMER - CERTAIN 2026: 28.224; SUMMER - CERTAIN 2027: 28.224; SUMMER - CERTAIN 2028: 28.224; WINTER - CERTAIN 2018-19: 0; WINTER - CERTAIN 2019-20: 0; WINTER - CERTAIN 2020-21: 40.32; WINTER - CERTAIN 2021-22: 40.32; WINTER - CERTAIN 2022-23: 40.32; WINTER - CERTAIN 2023-24: 40.32; WINTER - CERTAIN 2024-25: 40.32; WINTER - CERTAIN 2025-26: 40.32; WINTER - CERTAIN 2026-27: 40.32; WINTER - CERTAIN 2027-28: 40.32; WINTER - CERTAIN 2028-29: 40.32
Tier 2 | US | 1611251 |  |  | 16INR0033 | Hart Wind | Hart Wind | WT | WND |  | Wind | 2020-12-31 |  | 150 | 21 | 30 | SUMMER - CERTAIN 2018: 0; SUMMER - CERTAIN 2019: 0; SUMMER - CERTAIN 2020: 0; SUMMER - CERTAIN 2021: 21; SUMMER - CERTAIN 2022: 21; SUMMER - CERTAIN 2023: 21; SUMMER - CERTAIN 2024: 21; SUMMER - CERTAIN 2025: 21; SUMMER - CERTAIN 2026: 21; SUMMER - CERTAIN 2027: 21; SUMMER - CERTAIN 2028: 21; WINTER - CERTAIN 2018-19: 0; WINTER - CERTAIN 2019-20: 0; WINTER - CERTAIN 2020-21: 0; WINTER - CERTAIN 2021-22: 30; WINTER - CERTAIN 2022-23: 30; WINTER - CERTAIN 2023-24: 30; WINTER - CERTAIN 2024-25: 30; WINTER - CERTAIN 2025-26: 30; WINTER - CERTAIN 2026-27: 30; WINTER - CERTAIN 2027-28: 30; WINTER - CERTAIN 2028-29: 30
Tier 2 | US | 1263432 | 59298 |  | 16INR0036 | Pecan Creek 1 Gas | Pecan Creek 1 Gas | GT | NG |  | Natural Gas and Other Gases | 2019-04-01 |  | 280 | 280 | 280 | SUMMER - CERTAIN 2018: 0; SUMMER - CERTAIN 2019: 280; SUMMER - CERTAIN 2020: 280; SUMMER - CERTAIN 2021: 280; SUMMER - CERTAIN 2022: 280; SUMMER - CERTAIN 2023: 280; SUMMER - CERTAIN 2024: 280; SUMMER - CERTAIN 2025: 280; SUMMER - CERTAIN 2026: 280; SUMMER - CERTAIN 2027: 280; SUMMER - CERTAIN 2028: 280; WINTER - CERTAIN 2018-19: 0; WINTER - CERTAIN 2019-20: 280; WINTER - CERTAIN 2020-21: 280; WINTER - CERTAIN 2021-22: 280; WINTER - CERTAIN 2022-23: 280; WINTER - CERTAIN 2023-24: 280; WINTER - CERTAIN 2024-25: 280; WINTER - CERTAIN 2025-26: 280; WINTER - CERTAIN 2026-27: 280; WINTER - CERTAIN 2027-28: 280; WINTER - CERTAIN 2028-29: 280
Tier 2 | US | 1599285 |  |  | 16INR0074 |  | Chocolate Bayou W | WT | WND |  | Wind | 2019-12-01 |  | 150 | 88.205 | 64.285 | SUMMER - CERTAIN 2018: 0; SUMMER - CERTAIN 2019: 0; SUMMER - CERTAIN 2020: 88.205; SUMMER - CERTAIN 2021: 88.205; SUMMER - CERTAIN 2022: 88.205; SUMMER - CERTAIN 2023: 88.205; SUMMER - CERTAIN 2024: 88.205; SUMMER - CERTAIN 2025: 88.205; SUMMER - CERTAIN 2026: 88.205; SUMMER - CERTAIN 2027: 88.205; SUMMER - CERTAIN 2028: 88.205; WINTER - CERTAIN 2018-19: 0; WINTER - CERTAIN 2019-20: 64.285; WINTER - CERTAIN 2020-21: 64.285; WINTER - CERTAIN 2021-22: 64.285; WINTER - CERTAIN 2022-23: 64.285; WINTER - CERTAIN 2023-24: 64.285; WINTER - CERTAIN 2024-25: 64.285; WINTER - CERTAIN 2025-26: 64.285; WINTER - CERTAIN 2026-27: 64.285; WINTER - CERTAIN 2027-28: 64.285; WINTER - CERTAIN 2028-29: 64.285
Tier 2 | US | 1814381 |  |  | 16INR0085 | Priddy Wind | Priddy Wind | WT | WND |  | Wind | 2020-12-31 |  | 300 | 42 | 60 | SUMMER - CERTAIN 2018: 0; SUMMER - CERTAIN 2019: 0; SUMMER - CERTAIN 2020: 0; SUMMER - CERTAIN 2021: 42; SUMMER - CERTAIN 2022: 42; SUMMER - CERTAIN 2023: 42; SUMMER - CERTAIN 2024: 42; SUMMER - CERTAIN 2025: 42; SUMMER - CERTAIN 2026: 42; SUMMER - CERTAIN 2027: 42; SUMMER - CERTAIN 2028: 42; WINTER - CERTAIN 2018-19: 0; WINTER - CERTAIN 2019-20: 0; WINTER - CERTAIN 2020-21: 0; WINTER - CERTAIN 2021-22: 60; WINTER - CERTAIN 2022-23: 60; WINTER - CERTAIN 2023-24: 60; WINTER - CERTAIN 2024-25: 60; WINTER - CERTAIN 2025-26: 60; WINTER - CERTAIN 2026-27: 60; WINTER - CERTAIN 2027-28: 60; WINTER - CERTAIN 2028-29: 60
Tier 2 | US | 1458292 | 61049 |  | 16INR0097 | Morada Del Sol Solar | Morada Del Sol Solar | PV | SUN |  | Solar | 2019-09-30 |  | 200 | 150 | 24 | SUMMER - CERTAIN 2018: 0; SUMMER - CERTAIN 2019: 0; SUMMER - CERTAIN 2020: 150; SUMMER - CERTAIN 2021: 150; SUMMER - CERTAIN 2022: 150; SUMMER - CERTAIN 2023: 150; SUMMER - CERTAIN 2024: 150; SUMMER - CERTAIN 2025: 150; SUMMER - CERTAIN 2026: 150; SUMMER - CERTAIN 2027: 150; SUMMER - CERTAIN 2028: 150; WINTER - CERTAIN 2018-19: 0; WINTER - CERTAIN 2019-20: 24; WINTER - CERTAIN 2020-21: 24; WINTER - CERTAIN 2021-22: 24; WINTER - CERTAIN 2022-23: 24; WINTER - CERTAIN 2023-24: 24; WINTER - CERTAIN 2024-25: 24; WINTER - CERTAIN 2025-26: 24; WINTER - CERTAIN 2026-27: 24; WINTER - CERTAIN 2027-28: 24; WINTER - CERTAIN 2028-29: 24
Tier 2 | US | 1327250 |  |  | 16INR0099 | Hecate Solar B | Hecate Solar | PV | SUN |  | Solar | 2020-12-31 |  | 33 | 24.75 | 3.96 | SUMMER - CERTAIN 2018: 0; SUMMER - CERTAIN 2019: 0; SUMMER - CERTAIN 2020: 0; SUMMER - CERTAIN 2021: 24.75; SUMMER - CERTAIN 2022: 24.75; SUMMER - CERTAIN 2023: 24.75; SUMMER - CERTAIN 2024: 24.75; SUMMER - CERTAIN 2025: 24.75; SUMMER - CERTAIN 2026: 24.75; SUMMER - CERTAIN 2027: 24.75; SUMMER - CERTAIN 2028: 24.75; WINTER - CERTAIN 2018-19: 0; WINTER - CERTAIN 2019-20: 0; WINTER - CERTAIN 2020-21: 0; WINTER - CERTAIN 2021-22: 3.96; WINTER - CERTAIN 2022-23: 3.96; WINTER - CERTAIN 2023-24: 3.96; WINTER - CERTAIN 2024-25: 3.96; WINTER - CERTAIN 2025-26: 3.96; WINTER - CERTAIN 2026-27: 3.96; WINTER - CERTAIN 2027-28: 3.96; WINTER - CERTAIN 2028-29: 3.96
Tier 2 | US | 1231811 |  |  | 16INR0101 | Hecate Sun Valley 57 | Chatee Solar | PV | SUN |  | Solar | 2020-12-31 |  | 57 | 42.75 | 6.84 | SUMMER - CERTAIN 2018: 0; SUMMER - CERTAIN 2019: 0; SUMMER - CERTAIN 2020: 0; SUMMER - CERTAIN 2021: 42.75; SUMMER - CERTAIN 2022: 42.75; SUMMER - CERTAIN 2023: 42.75; SUMMER - CERTAIN 2024: 42.75; SUMMER - CERTAIN 2025: 42.75; SUMMER - CERTAIN 2026: 42.75; SUMMER - CERTAIN 2027: 42.75; SUMMER - CERTAIN 2028: 42.75; WINTER - CERTAIN 2018-19: 0; WINTER - CERTAIN 2019-20: 0; WINTER - CERTAIN 2020-21: 0; WINTER - CERTAIN 2021-22: 6.84; WINTER - CERTAIN 2022-23: 6.84; WINTER - CERTAIN 2023-24: 6.84; WINTER - CERTAIN 2024-25: 6.84; WINTER - CERTAIN 2025-26: 6.84; WINTER - CERTAIN 2026-27: 6.84; WINTER - CERTAIN 2027-28: 6.84; WINTER - CERTAIN 2028-29: 6.84
Tier 2 | US | 1411662 |  |  | 16INR0102 | Hecate Sun Valley 130 | Owego Solar | PV | SUN |  | Solar | 2020-12-31 |  | 74 | 55.5 | 8.88 | SUMMER - CERTAIN 2018: 0; SUMMER - CERTAIN 2019: 0; SUMMER - CERTAIN 2020: 0; SUMMER - CERTAIN 2021: 55.5; SUMMER - CERTAIN 2022: 55.5; SUMMER - CERTAIN 2023: 55.5; SUMMER - CERTAIN 2024: 55.5; SUMMER - CERTAIN 2025: 55.5; SUMMER - CERTAIN 2026: 55.5; SUMMER - CERTAIN 2027: 55.5; SUMMER - CERTAIN 2028: 55.5; WINTER - CERTAIN 2018-19: 0; WINTER - CERTAIN 2019-20: 0; WINTER - CERTAIN 2020-21: 0; WINTER - CERTAIN 2021-22: 8.88; WINTER - CERTAIN 2022-23: 8.88; WINTER - CERTAIN 2023-24: 8.88; WINTER - CERTAIN 2024-25: 8.88; WINTER - CERTAIN 2025-26: 8.88; WINTER - CERTAIN 2026-27: 8.88; WINTER - CERTAIN 2027-28: 8.88; WINTER - CERTAIN 2028-29: 8.88
Tier 2 | US | 1826625 |  |  | 16INR0104 | Big Sampson Wind | Big Sampson Wind | WT | WND |  | Wind | 2019-12-01 |  | 400 | 56 | 80 | SUMMER - CERTAIN 2018: 0; SUMMER - CERTAIN 2019: 0; SUMMER - CERTAIN 2020: 56; SUMMER - CERTAIN 2021: 56; SUMMER - CERTAIN 2022: 56; SUMMER - CERTAIN 2023: 56; SUMMER - CERTAIN 2024: 56; SUMMER - CERTAIN 2025: 56; SUMMER - CERTAIN 2026: 56; SUMMER - CERTAIN 2027: 56; SUMMER - CERTAIN 2028: 56; WINTER - CERTAIN 2018-19: 0; WINTER - CERTAIN 2019-20: 80; WINTER - CERTAIN 2020-21: 80; WINTER - CERTAIN 2021-22: 80; WINTER - CERTAIN 2022-23: 80; WINTER - CERTAIN 2023-24: 80; WINTER - CERTAIN 2024-25: 80; WINTER - CERTAIN 2025-26: 80; WINTER - CERTAIN 2026-27: 80; WINTER - CERTAIN 2027-28: 80; WINTER - CERTAIN 2028-29: 80
Tier 2 | US | 1876475 |  |  | 16INR0105 | Vaquero Wind | Zapata I W | WT | WND |  | Wind | 2019-12-01 |  | 300 | 42 | 60 | SUMMER - CERTAIN 2018: 0; SUMMER - CERTAIN 2019: 0; SUMMER - CERTAIN 2020: 42; SUMMER - CERTAIN 2021: 42; SUMMER - CERTAIN 2022: 42; SUMMER - CERTAIN 2023: 42; SUMMER - CERTAIN 2024: 42; SUMMER - CERTAIN 2025: 42; SUMMER - CERTAIN 2026: 42; SUMMER - CERTAIN 2027: 42; SUMMER - CERTAIN 2028: 42; WINTER - CERTAIN 2018-19: 0; WINTER - CERTAIN 2019-20: 60; WINTER - CERTAIN 2020-21: 60; WINTER - CERTAIN 2021-22: 60; WINTER - CERTAIN 2022-23: 60; WINTER - CERTAIN 2023-24: 60; WINTER - CERTAIN 2024-25: 60; WINTER - CERTAIN 2025-26: 60; WINTER - CERTAIN 2026-27: 60; WINTER - CERTAIN 2027-28: 60; WINTER - CERTAIN 2028-29: 60
Tier 2 | US | 1541205 |  |  | 16INR0106 | Andrews County Solar | Whatley Solar | PV | SUN |  | Solar | 2020-12-31 |  | 150 | 112.5 | 18 | SUMMER - CERTAIN 2018: 0; SUMMER - CERTAIN 2019: 0; SUMMER - CERTAIN 2020: 0; SUMMER - CERTAIN 2021: 112.5; SUMMER - CERTAIN 2022: 112.5; SUMMER - CERTAIN 2023: 112.5; SUMMER - CERTAIN 2024: 112.5; SUMMER - CERTAIN 2025: 112.5; SUMMER - CERTAIN 2026: 112.5; SUMMER - CERTAIN 2027: 112.5; SUMMER - CERTAIN 2028: 112.5; WINTER - CERTAIN 2018-19: 0; WINTER - CERTAIN 2019-20: 0; WINTER - CERTAIN 2020-21: 0; WINTER - CERTAIN 2021-22: 18; WINTER - CERTAIN 2022-23: 18; WINTER - CERTAIN 2023-24: 18; WINTER - CERTAIN 2024-25: 18; WINTER - CERTAIN 2025-26: 18; WINTER - CERTAIN 2026-27: 18; WINTER - CERTAIN 2027-28: 18; WINTER - CERTAIN 2028-29: 18
Tier 2 | US | 1056966 |  |  | 16INR0111 | Las Lomas Wind | Las Lomas Wind | WT | WND |  | Wind | 2019-05-31 |  | 200 | 28 | 40 | SUMMER - CERTAIN 2018: 0; SUMMER - CERTAIN 2019: 28; SUMMER - CERTAIN 2020: 28; SUMMER - CERTAIN 2021: 28; SUMMER - CERTAIN 2022: 28; SUMMER - CERTAIN 2023: 28; SUMMER - CERTAIN 2024: 28; SUMMER - CERTAIN 2025: 28; SUMMER - CERTAIN 2026: 28; SUMMER - CERTAIN 2027: 28; SUMMER - CERTAIN 2028: 28; WINTER - CERTAIN 2018-19: 0; WINTER - CERTAIN 2019-20: 40; WINTER - CERTAIN 2020-21: 40; WINTER - CERTAIN 2021-22: 40; WINTER - CERTAIN 2022-23: 40; WINTER - CERTAIN 2023-24: 40; WINTER - CERTAIN 2024-25: 40; WINTER - CERTAIN 2025-26: 40; WINTER - CERTAIN 2026-27: 40; WINTER - CERTAIN 2027-28: 40; WINTER - CERTAIN 2028-29: 40
Tier 2 | US | 1716388 |  |  | 16INR0117 | Tecovas 1 | Tecovas 1 W | WT | WND |  | Wind | 2020-06-01 |  | 200 | 28.014 | 40 | SUMMER - CERTAIN 2018: 0; SUMMER - CERTAIN 2019: 0; SUMMER - CERTAIN 2020: 28.014; SUMMER - CERTAIN 2021: 28.014; SUMMER - CERTAIN 2022: 28.014; SUMMER - CERTAIN 2023: 28.014; SUMMER - CERTAIN 2024: 28.014; SUMMER - CERTAIN 2025: 28.014; SUMMER - CERTAIN 2026: 28.014; SUMMER - CERTAIN 2027: 28.014; SUMMER - CERTAIN 2028: 28.014; WINTER - CERTAIN 2018-19: 0; WINTER - CERTAIN 2019-20: 0; WINTER - CERTAIN 2020-21: 40; WINTER - CERTAIN 2021-22: 40; WINTER - CERTAIN 2022-23: 40; WINTER - CERTAIN 2023-24: 40; WINTER - CERTAIN 2024-25: 40; WINTER - CERTAIN 2025-26: 40; WINTER - CERTAIN 2026-27: 40; WINTER - CERTAIN 2027-28: 40; WINTER - CERTAIN 2028-29: 40
Tier 2 | US | 1967477 |  |  | 16INR0119 | Wake Solar | Wake Solar | PV | SUN |  | Solar | 2021-12-31 |  | 150 | 112.5 | 18 | SUMMER - CERTAIN 2018: 0; SUMMER - CERTAIN 2019: 0; SUMMER - CERTAIN 2020: 0; SUMMER - CERTAIN 2021: 0; SUMMER - CERTAIN 2022: 112.5; SUMMER - CERTAIN 2023: 112.5; SUMMER - CERTAIN 2024: 112.5; SUMMER - CERTAIN 2025: 112.5; SUMMER - CERTAIN 2026: 112.5; SUMMER - CERTAIN 2027: 112.5; SUMMER - CERTAIN 2028: 112.5; WINTER - CERTAIN 2018-19: 0; WINTER - CERTAIN 2019-20: 0; WINTER - CERTAIN 2020-21: 0; WINTER - CERTAIN 2021-22: 0; WINTER - CERTAIN 2022-23: 18; WINTER - CERTAIN 2023-24: 18; WINTER - CERTAIN 2024-25: 18; WINTER - CERTAIN 2025-26: 18; WINTER - CERTAIN 2026-27: 18; WINTER - CERTAIN 2027-28: 18; WINTER - CERTAIN 2028-29: 18
Tier 2 | US | 1889497 |  |  | 17INR0013 | Site C Brazos G | Site C Brazos G | GT | NG |  | Natural Gas and Other Gases | 2021-08-01 |  | 800 | 800 | 800 | SUMMER - CERTAIN 2018: 0; SUMMER - CERTAIN 2019: 0; SUMMER - CERTAIN 2020: 0; SUMMER - CERTAIN 2021: 0; SUMMER - CERTAIN 2022: 800; SUMMER - CERTAIN 2023: 800; SUMMER - CERTAIN 2024: 800; SUMMER - CERTAIN 2025: 800; SUMMER - CERTAIN 2026: 800; SUMMER - CERTAIN 2027: 800; SUMMER - CERTAIN 2028: 800; WINTER - CERTAIN 2018-19: 0; WINTER - CERTAIN 2019-20: 0; WINTER - CERTAIN 2020-21: 0; WINTER - CERTAIN 2021-22: 800; WINTER - CERTAIN 2022-23: 800; WINTER - CERTAIN 2023-24: 800; WINTER - CERTAIN 2024-25: 800; WINTER - CERTAIN 2025-26: 800; WINTER - CERTAIN 2026-27: 800; WINTER - CERTAIN 2027-28: 800; WINTER - CERTAIN 2028-29: 800
Tier 2 | US | 1565194 |  |  | 17INR0025 | Reloj Del Sol Wind | Reloj Del Sol Wind | WT | WND |  | Wind | 2019-10-31 |  | 202 | 28.28 | 40.4 | SUMMER - CERTAIN 2018: 0; SUMMER - CERTAIN 2019: 0; SUMMER - CERTAIN 2020: 28.28; SUMMER - CERTAIN 2021: 28.28; SUMMER - CERTAIN 2022: 28.28; SUMMER - CERTAIN 2023: 28.28; SUMMER - CERTAIN 2024: 28.28; SUMMER - CERTAIN 2025: 28.28; SUMMER - CERTAIN 2026: 28.28; SUMMER - CERTAIN 2027: 28.28; SUMMER - CERTAIN 2028: 28.28; WINTER - CERTAIN 2018-19: 0; WINTER - CERTAIN 2019-20: 40.4; WINTER - CERTAIN 2020-21: 40.4; WINTER - CERTAIN 2021-22: 40.4; WINTER - CERTAIN 2022-23: 40.4; WINTER - CERTAIN 2023-24: 40.4; WINTER - CERTAIN 2024-25: 40.4; WINTER - CERTAIN 2025-26: 40.4; WINTER - CERTAIN 2026-27: 40.4; WINTER - CERTAIN 2027-28: 40.4; WINTER - CERTAIN 2028-29: 40.4
Tier 2 | US | 1808178 |  |  | 17INR0030 | Estacado Solar | Estacado Solar | PV | SUN |  | Solar | 2019-12-31 |  | 100 | 75 | 12 | SUMMER - CERTAIN 2018: 0; SUMMER - CERTAIN 2019: 0; SUMMER - CERTAIN 2020: 75; SUMMER - CERTAIN 2021: 75; SUMMER - CERTAIN 2022: 75; SUMMER - CERTAIN 2023: 75; SUMMER - CERTAIN 2024: 75; SUMMER - CERTAIN 2025: 75; SUMMER - CERTAIN 2026: 75; SUMMER - CERTAIN 2027: 75; SUMMER - CERTAIN 2028: 75; WINTER - CERTAIN 2018-19: 0; WINTER - CERTAIN 2019-20: 0; WINTER - CERTAIN 2020-21: 12; WINTER - CERTAIN 2021-22: 12; WINTER - CERTAIN 2022-23: 12; WINTER - CERTAIN 2023-24: 12; WINTER - CERTAIN 2024-25: 12; WINTER - CERTAIN 2025-26: 12; WINTER - CERTAIN 2026-27: 12; WINTER - CERTAIN 2027-28: 12; WINTER - CERTAIN 2028-29: 12
Tier 2 | US | 1334800 |  |  | 17INR0031 | Espiritu Wind | Espiritu Wind | WT | WND |  | Wind | 2019-12-31 |  | 149 | 87.615 | 63.855 | SUMMER - CERTAIN 2018: 0; SUMMER - CERTAIN 2019: 0; SUMMER - CERTAIN 2020: 87.615; SUMMER - CERTAIN 2021: 87.615; SUMMER - CERTAIN 2022: 87.615; SUMMER - CERTAIN 2023: 87.615; SUMMER - CERTAIN 2024: 87.615; SUMMER - CERTAIN 2025: 87.615; SUMMER - CERTAIN 2026: 87.615; SUMMER - CERTAIN 2027: 87.615; SUMMER - CERTAIN 2028: 87.615; WINTER - CERTAIN 2018-19: 0; WINTER - CERTAIN 2019-20: 0; WINTER - CERTAIN 2020-21: 63.855; WINTER - CERTAIN 2021-22: 63.855; WINTER - CERTAIN 2022-23: 63.855; WINTER - CERTAIN 2023-24: 63.855; WINTER - CERTAIN 2024-25: 63.855; WINTER - CERTAIN 2025-26: 63.855; WINTER - CERTAIN 2026-27: 63.855; WINTER - CERTAIN 2027-28: 63.855; WINTER - CERTAIN 2028-29: 63.855
Tier 2 | US | 1470691 |  |  | 17INR0033 | Tecovas 2 | Tecovas 2 W | WT | WND |  | Wind | 2020-06-01 |  | 200 | 28.014 | 40 | SUMMER - CERTAIN 2018: 0; SUMMER - CERTAIN 2019: 0; SUMMER - CERTAIN 2020: 28.014; SUMMER - CERTAIN 2021: 28.014; SUMMER - CERTAIN 2022: 28.014; SUMMER - CERTAIN 2023: 28.014; SUMMER - CERTAIN 2024: 28.014; SUMMER - CERTAIN 2025: 28.014; SUMMER - CERTAIN 2026: 28.014; SUMMER - CERTAIN 2027: 28.014; SUMMER - CERTAIN 2028: 28.014; WINTER - CERTAIN 2018-19: 0; WINTER - CERTAIN 2019-20: 0; WINTER - CERTAIN 2020-21: 40; WINTER - CERTAIN 2021-22: 40; WINTER - CERTAIN 2022-23: 40; WINTER - CERTAIN 2023-24: 40; WINTER - CERTAIN 2024-25: 40; WINTER - CERTAIN 2025-26: 40; WINTER - CERTAIN 2026-27: 40; WINTER - CERTAIN 2027-28: 40; WINTER - CERTAIN 2028-29: 40
Tier 2 | US | 1459994 |  |  | 17INR0036 | Grandview 4 Phase A | Grandview 4 Phase A Wind | WT | WND |  | Wind | 2019-12-01 |  | 201 | 28.07 | 40.1 | SUMMER - CERTAIN 2018: 0; SUMMER - CERTAIN 2019: 0; SUMMER - CERTAIN 2020: 28.07; SUMMER - CERTAIN 2021: 28.07; SUMMER - CERTAIN 2022: 28.07; SUMMER - CERTAIN 2023: 28.07; SUMMER - CERTAIN 2024: 28.07; SUMMER - CERTAIN 2025: 28.07; SUMMER - CERTAIN 2026: 28.07; SUMMER - CERTAIN 2027: 28.07; SUMMER - CERTAIN 2028: 28.07; WINTER - CERTAIN 2018-19: 0; WINTER - CERTAIN 2019-20: 40.1; WINTER - CERTAIN 2020-21: 40.1; WINTER - CERTAIN 2021-22: 40.1; WINTER - CERTAIN 2022-23: 40.1; WINTER - CERTAIN 2023-24: 40.1; WINTER - CERTAIN 2024-25: 40.1; WINTER - CERTAIN 2025-26: 40.1; WINTER - CERTAIN 2026-27: 40.1; WINTER - CERTAIN 2027-28: 40.1; WINTER - CERTAIN 2028-29: 40.1
Tier 2 | US | 1481151 |  |  | 17INR0038 | Vaquero 2 Wind | Zapata II W | WT | WND |  | Wind | 2019-12-31 |  | 400 | 56 | 80 | SUMMER - CERTAIN 2018: 0; SUMMER - CERTAIN 2019: 0; SUMMER - CERTAIN 2020: 56; SUMMER - CERTAIN 2021: 56; SUMMER - CERTAIN 2022: 56; SUMMER - CERTAIN 2023: 56; SUMMER - CERTAIN 2024: 56; SUMMER - CERTAIN 2025: 56; SUMMER - CERTAIN 2026: 56; SUMMER - CERTAIN 2027: 56; SUMMER - CERTAIN 2028: 56; WINTER - CERTAIN 2018-19: 0; WINTER - CERTAIN 2019-20: 0; WINTER - CERTAIN 2020-21: 80; WINTER - CERTAIN 2021-22: 80; WINTER - CERTAIN 2022-23: 80; WINTER - CERTAIN 2023-24: 80; WINTER - CERTAIN 2024-25: 80; WINTER - CERTAIN 2025-26: 80; WINTER - CERTAIN 2026-27: 80; WINTER - CERTAIN 2027-28: 80; WINTER - CERTAIN 2028-29: 80
Tier 2 | US | 1425596 |  |  | 17INR0043 | Vaquero Option 2 W | Vaquero 1 Wind | WT | WND |  | Wind | 2020-12-31 |  | 400 | 56 | 80 | SUMMER - CERTAIN 2018: 0; SUMMER - CERTAIN 2019: 0; SUMMER - CERTAIN 2020: 0; SUMMER - CERTAIN 2021: 56; SUMMER - CERTAIN 2022: 56; SUMMER - CERTAIN 2023: 56; SUMMER - CERTAIN 2024: 56; SUMMER - CERTAIN 2025: 56; SUMMER - CERTAIN 2026: 56; SUMMER - CERTAIN 2027: 56; SUMMER - CERTAIN 2028: 56; WINTER - CERTAIN 2018-19: 0; WINTER - CERTAIN 2019-20: 0; WINTER - CERTAIN 2020-21: 0; WINTER - CERTAIN 2021-22: 80; WINTER - CERTAIN 2022-23: 80; WINTER - CERTAIN 2023-24: 80; WINTER - CERTAIN 2024-25: 80; WINTER - CERTAIN 2025-26: 80; WINTER - CERTAIN 2026-27: 80; WINTER - CERTAIN 2027-28: 80; WINTER - CERTAIN 2028-29: 80
Tier 2 | US | 1425305 |  |  | 18INR0005 | Panda Sherman 2 G | Panda Sherman 2 G | CC | NG |  | Natural Gas and Other Gases | 2020-12-01 |  | 543 | 496 | 543 | SUMMER - CERTAIN 2018: 0; SUMMER - CERTAIN 2019: 0; SUMMER - CERTAIN 2020: 0; SUMMER - CERTAIN 2021: 496; SUMMER - CERTAIN 2022: 496; SUMMER - CERTAIN 2023: 496; SUMMER - CERTAIN 2024: 496; SUMMER - CERTAIN 2025: 496; SUMMER - CERTAIN 2026: 496; SUMMER - CERTAIN 2027: 496; SUMMER - CERTAIN 2028: 496; WINTER - CERTAIN 2018-19: 0; WINTER - CERTAIN 2019-20: 0; WINTER - CERTAIN 2020-21: 543; WINTER - CERTAIN 2021-22: 543; WINTER - CERTAIN 2022-23: 543; WINTER - CERTAIN 2023-24: 543; WINTER - CERTAIN 2024-25: 543; WINTER - CERTAIN 2025-26: 543; WINTER - CERTAIN 2026-27: 543; WINTER - CERTAIN 2027-28: 543; WINTER - CERTAIN 2028-29: 543
Tier 2 | US | 1863912 |  |  | 18INR0009 | FGE Eagle Pines I | Eagle Pines Gas | CC | NG |  | Natural Gas and Other Gases | 2021-02-15 |  | 1174 | 1173.5 | 1173.5 | SUMMER - CERTAIN 2018: 0; SUMMER - CERTAIN 2019: 0; SUMMER - CERTAIN 2020: 0; SUMMER - CERTAIN 2021: 1173.5; SUMMER - CERTAIN 2022: 1173.5; SUMMER - CERTAIN 2023: 1173.5; SUMMER - CERTAIN 2024: 1173.5; SUMMER - CERTAIN 2025: 1173.5; SUMMER - CERTAIN 2026: 1173.5; SUMMER - CERTAIN 2027: 1173.5; SUMMER - CERTAIN 2028: 1173.5; WINTER - CERTAIN 2018-19: 0; WINTER - CERTAIN 2019-20: 0; WINTER - CERTAIN 2020-21: 0; WINTER - CERTAIN 2021-22: 1173.5; WINTER - CERTAIN 2022-23: 1173.5; WINTER - CERTAIN 2023-24: 1173.5; WINTER - CERTAIN 2024-25: 1173.5; WINTER - CERTAIN 2025-26: 1173.5; WINTER - CERTAIN 2026-27: 1173.5; WINTER - CERTAIN 2027-28: 1173.5; WINTER - CERTAIN 2028-29: 1173.5
Tier 2 | US |  |  |  | 18INR0023 | Lost Mines Wind | Lost Mines Wind | WT | WND |  | Wind | 2019-03-31 |  | 201 | 28.126 | 40.18 | SUMMER - CERTAIN 2018: 0; SUMMER - CERTAIN 2019: 28.126; SUMMER - CERTAIN 2020: 28.126; SUMMER - CERTAIN 2021: 28.126; SUMMER - CERTAIN 2022: 28.126; SUMMER - CERTAIN 2023: 28.126; SUMMER - CERTAIN 2024: 28.126; SUMMER - CERTAIN 2025: 28.126; SUMMER - CERTAIN 2026: 28.126; SUMMER - CERTAIN 2027: 28.126; SUMMER - CERTAIN 2028: 28.126; WINTER - CERTAIN 2018-19: 0; WINTER - CERTAIN 2019-20: 40.18; WINTER - CERTAIN 2020-21: 40.18; WINTER - CERTAIN 2021-22: 40.18; WINTER - CERTAIN 2022-23: 40.18; WINTER - CERTAIN 2023-24: 40.18; WINTER - CERTAIN 2024-25: 40.18; WINTER - CERTAIN 2025-26: 40.18; WINTER - CERTAIN 2026-27: 40.18; WINTER - CERTAIN 2027-28: 40.18; WINTER - CERTAIN 2028-29: 40.18
Tier 2 | US | 1272852 |  |  | 18INR0027 | Crane Solar | Ponwar Solar Farm | PV | SUN |  | Solar | 2019-10-01 |  | 180 | 135 | 21.6 | SUMMER - CERTAIN 2018: 0; SUMMER - CERTAIN 2019: 0; SUMMER - CERTAIN 2020: 135; SUMMER - CERTAIN 2021: 135; SUMMER - CERTAIN 2022: 135; SUMMER - CERTAIN 2023: 135; SUMMER - CERTAIN 2024: 135; SUMMER - CERTAIN 2025: 135; SUMMER - CERTAIN 2026: 135; SUMMER - CERTAIN 2027: 135; SUMMER - CERTAIN 2028: 135; WINTER - CERTAIN 2018-19: 0; WINTER - CERTAIN 2019-20: 21.6; WINTER - CERTAIN 2020-21: 21.6; WINTER - CERTAIN 2021-22: 21.6; WINTER - CERTAIN 2022-23: 21.6; WINTER - CERTAIN 2023-24: 21.6; WINTER - CERTAIN 2024-25: 21.6; WINTER - CERTAIN 2025-26: 21.6; WINTER - CERTAIN 2026-27: 21.6; WINTER - CERTAIN 2027-28: 21.6; WINTER - CERTAIN 2028-29: 21.6
Tier 2 | US |  |  |  | 18INR0029 | Armstrong Wind | Armstrong Wind | WT | WND |  | Wind | 2020-03-31 |  | 253 | 35.42 | 50.6 | SUMMER - CERTAIN 2018: 0; SUMMER - CERTAIN 2019: 0; SUMMER - CERTAIN 2020: 35.42; SUMMER - CERTAIN 2021: 35.42; SUMMER - CERTAIN 2022: 35.42; SUMMER - CERTAIN 2023: 35.42; SUMMER - CERTAIN 2024: 35.42; SUMMER - CERTAIN 2025: 35.42; SUMMER - CERTAIN 2026: 35.42; SUMMER - CERTAIN 2027: 35.42; SUMMER - CERTAIN 2028: 35.42; WINTER - CERTAIN 2018-19: 0; WINTER - CERTAIN 2019-20: 0; WINTER - CERTAIN 2020-21: 50.6; WINTER - CERTAIN 2021-22: 50.6; WINTER - CERTAIN 2022-23: 50.6; WINTER - CERTAIN 2023-24: 50.6; WINTER - CERTAIN 2024-25: 50.6; WINTER - CERTAIN 2025-26: 50.6; WINTER - CERTAIN 2026-27: 50.6; WINTER - CERTAIN 2027-28: 50.6; WINTER - CERTAIN 2028-29: 50.6
Tier 2 | US |  |  |  | 18INR0030 | Canyon Wind | Canyon Wind | WT | WND |  | Wind | 2019-09-30 |  | 360 | 42.126 | 72 | SUMMER - CERTAIN 2018: 0; SUMMER - CERTAIN 2019: 0; SUMMER - CERTAIN 2020: 42.126; SUMMER - CERTAIN 2021: 42.126; SUMMER - CERTAIN 2022: 42.126; SUMMER - CERTAIN 2023: 42.126; SUMMER - CERTAIN 2024: 42.126; SUMMER - CERTAIN 2025: 42.126; SUMMER - CERTAIN 2026: 42.126; SUMMER - CERTAIN 2027: 42.126; SUMMER - CERTAIN 2028: 42.126; WINTER - CERTAIN 2018-19: 0; WINTER - CERTAIN 2019-20: 72; WINTER - CERTAIN 2020-21: 72; WINTER - CERTAIN 2021-22: 72; WINTER - CERTAIN 2022-23: 72; WINTER - CERTAIN 2023-24: 72; WINTER - CERTAIN 2024-25: 72; WINTER - CERTAIN 2025-26: 72; WINTER - CERTAIN 2026-27: 72; WINTER - CERTAIN 2027-28: 72; WINTER - CERTAIN 2028-29: 72
Tier 2 | US |  |  |  | 18INR0031 | Sweetwater Wind 6 | Maryneal Wind | WT | WND |  | Wind | 2019-11-30 |  | 180 | 25.2 | 36 | SUMMER - CERTAIN 2018: 0; SUMMER - CERTAIN 2019: 0; SUMMER - CERTAIN 2020: 25.2; SUMMER - CERTAIN 2021: 25.2; SUMMER - CERTAIN 2022: 25.2; SUMMER - CERTAIN 2023: 25.2; SUMMER - CERTAIN 2024: 25.2; SUMMER - CERTAIN 2025: 25.2; SUMMER - CERTAIN 2026: 25.2; SUMMER - CERTAIN 2027: 25.2; SUMMER - CERTAIN 2028: 25.2; WINTER - CERTAIN 2018-19: 0; WINTER - CERTAIN 2019-20: 36; WINTER - CERTAIN 2020-21: 36; WINTER - CERTAIN 2021-22: 36; WINTER - CERTAIN 2022-23: 36; WINTER - CERTAIN 2023-24: 36; WINTER - CERTAIN 2024-25: 36; WINTER - CERTAIN 2025-26: 36; WINTER - CERTAIN 2026-27: 36; WINTER - CERTAIN 2027-28: 36; WINTER - CERTAIN 2028-29: 36
Tier 2 | US |  |  |  | 18INR0033 | Irion County Wind | Oveja Wind | WT | WND |  | Wind | 2019-06-30 |  | 300 | 42 | 60 | SUMMER - CERTAIN 2018: 0; SUMMER - CERTAIN 2019: 42; SUMMER - CERTAIN 2020: 42; SUMMER - CERTAIN 2021: 42; SUMMER - CERTAIN 2022: 42; SUMMER - CERTAIN 2023: 42; SUMMER - CERTAIN 2024: 42; SUMMER - CERTAIN 2025: 42; SUMMER - CERTAIN 2026: 42; SUMMER - CERTAIN 2027: 42; SUMMER - CERTAIN 2028: 42; WINTER - CERTAIN 2018-19: 0; WINTER - CERTAIN 2019-20: 60; WINTER - CERTAIN 2020-21: 60; WINTER - CERTAIN 2021-22: 60; WINTER - CERTAIN 2022-23: 60; WINTER - CERTAIN 2023-24: 60; WINTER - CERTAIN 2024-25: 60; WINTER - CERTAIN 2025-26: 60; WINTER - CERTAIN 2026-27: 60; WINTER - CERTAIN 2027-28: 60; WINTER - CERTAIN 2028-29: 60
Tier 2 | US |  |  |  | 18INR0034 | Blanco Canyon | Blanco Canyon Wind | WT | WND |  | Wind | 2021-12-31 |  | 251 | 35.098 | 50.14 | SUMMER - CERTAIN 2018: 0; SUMMER - CERTAIN 2019: 0; SUMMER - CERTAIN 2020: 0; SUMMER - CERTAIN 2021: 0; SUMMER - CERTAIN 2022: 35.098; SUMMER - CERTAIN 2023: 35.098; SUMMER - CERTAIN 2024: 35.098; SUMMER - CERTAIN 2025: 35.098; SUMMER - CERTAIN 2026: 35.098; SUMMER - CERTAIN 2027: 35.098; SUMMER - CERTAIN 2028: 35.098; WINTER - CERTAIN 2018-19: 0; WINTER - CERTAIN 2019-20: 0; WINTER - CERTAIN 2020-21: 0; WINTER - CERTAIN 2021-22: 0; WINTER - CERTAIN 2022-23: 50.14; WINTER - CERTAIN 2023-24: 50.14; WINTER - CERTAIN 2024-25: 50.14; WINTER - CERTAIN 2025-26: 50.14; WINTER - CERTAIN 2026-27: 50.14; WINTER - CERTAIN 2027-28: 50.14; WINTER - CERTAIN 2028-29: 50.14
Tier 2 | US |  |  |  | 18INR0038 | Jumbo Hill Wind | Jumbo Hill Wind | WT | WND |  | Wind | 2019-12-01 |  | 200 | 28 | 40 | SUMMER - CERTAIN 2018: 0; SUMMER - CERTAIN 2019: 0; SUMMER - CERTAIN 2020: 28; SUMMER - CERTAIN 2021: 28; SUMMER - CERTAIN 2022: 28; SUMMER - CERTAIN 2023: 28; SUMMER - CERTAIN 2024: 28; SUMMER - CERTAIN 2025: 28; SUMMER - CERTAIN 2026: 28; SUMMER - CERTAIN 2027: 28; SUMMER - CERTAIN 2028: 28; WINTER - CERTAIN 2018-19: 0; WINTER - CERTAIN 2019-20: 40; WINTER - CERTAIN 2020-21: 40; WINTER - CERTAIN 2021-22: 40; WINTER - CERTAIN 2022-23: 40; WINTER - CERTAIN 2023-24: 40; WINTER - CERTAIN 2024-25: 40; WINTER - CERTAIN 2025-26: 40; WINTER - CERTAIN 2026-27: 40; WINTER - CERTAIN 2027-28: 40; WINTER - CERTAIN 2028-29: 40
Tier 2 | US |  |  |  | 18INR0039 | SP-TX-16 | Fowler Ranch | PV | SUN |  | Solar | 2019-06-30 |  | 150 | 112.5 | 18 | SUMMER - CERTAIN 2018: 0; SUMMER - CERTAIN 2019: 112.5; SUMMER - CERTAIN 2020: 112.5; SUMMER - CERTAIN 2021: 112.5; SUMMER - CERTAIN 2022: 112.5; SUMMER - CERTAIN 2023: 112.5; SUMMER - CERTAIN 2024: 112.5; SUMMER - CERTAIN 2025: 112.5; SUMMER - CERTAIN 2026: 112.5; SUMMER - CERTAIN 2027: 112.5; SUMMER - CERTAIN 2028: 112.5; WINTER - CERTAIN 2018-19: 0; WINTER - CERTAIN 2019-20: 18; WINTER - CERTAIN 2020-21: 18; WINTER - CERTAIN 2021-22: 18; WINTER - CERTAIN 2022-23: 18; WINTER - CERTAIN 2023-24: 18; WINTER - CERTAIN 2024-25: 18; WINTER - CERTAIN 2025-26: 18; WINTER - CERTAIN 2026-27: 18; WINTER - CERTAIN 2027-28: 18; WINTER - CERTAIN 2028-29: 18
Tier 2 | US |  |  |  | 18INR0040 | Pecos Solar 1 | Soda Lake Solar 1 and 2 | PV | SUN |  | Solar | 2019-06-30 |  | 400 | 300 | 48 | SUMMER - CERTAIN 2018: 0; SUMMER - CERTAIN 2019: 300; SUMMER - CERTAIN 2020: 300; SUMMER - CERTAIN 2021: 300; SUMMER - CERTAIN 2022: 300; SUMMER - CERTAIN 2023: 300; SUMMER - CERTAIN 2024: 300; SUMMER - CERTAIN 2025: 300; SUMMER - CERTAIN 2026: 300; SUMMER - CERTAIN 2027: 300; SUMMER - CERTAIN 2028: 300; WINTER - CERTAIN 2018-19: 0; WINTER - CERTAIN 2019-20: 48; WINTER - CERTAIN 2020-21: 48; WINTER - CERTAIN 2021-22: 48; WINTER - CERTAIN 2022-23: 48; WINTER - CERTAIN 2023-24: 48; WINTER - CERTAIN 2024-25: 48; WINTER - CERTAIN 2025-26: 48; WINTER - CERTAIN 2026-27: 48; WINTER - CERTAIN 2027-28: 48; WINTER - CERTAIN 2028-29: 48
Tier 2 | US |  |  |  | 18INR0042 | Kaiser Creek Wind | Kaiser Creek Wind | WT | WND |  | Wind | 2019-10-01 |  | 100 | 14 | 20 | SUMMER - CERTAIN 2018: 0; SUMMER - CERTAIN 2019: 0; SUMMER - CERTAIN 2020: 14; SUMMER - CERTAIN 2021: 14; SUMMER - CERTAIN 2022: 14; SUMMER - CERTAIN 2023: 14; SUMMER - CERTAIN 2024: 14; SUMMER - CERTAIN 2025: 14; SUMMER - CERTAIN 2026: 14; SUMMER - CERTAIN 2027: 14; SUMMER - CERTAIN 2028: 14; WINTER - CERTAIN 2018-19: 0; WINTER - CERTAIN 2019-20: 20; WINTER - CERTAIN 2020-21: 20; WINTER - CERTAIN 2021-22: 20; WINTER - CERTAIN 2022-23: 20; WINTER - CERTAIN 2023-24: 20; WINTER - CERTAIN 2024-25: 20; WINTER - CERTAIN 2025-26: 20; WINTER - CERTAIN 2026-27: 20; WINTER - CERTAIN 2027-28: 20; WINTER - CERTAIN 2028-29: 20
Tier 2 | US |  |  |  | 18INR0044 | Bluegrove Wind | Bluegrove Wind | WT | WND |  | Wind | 2019-12-31 |  | 100 | 14 | 20 | SUMMER - CERTAIN 2018: 0; SUMMER - CERTAIN 2019: 0; SUMMER - CERTAIN 2020: 14; SUMMER - CERTAIN 2021: 14; SUMMER - CERTAIN 2022: 14; SUMMER - CERTAIN 2023: 14; SUMMER - CERTAIN 2024: 14; SUMMER - CERTAIN 2025: 14; SUMMER - CERTAIN 2026: 14; SUMMER - CERTAIN 2027: 14; SUMMER - CERTAIN 2028: 14; WINTER - CERTAIN 2018-19: 0; WINTER - CERTAIN 2019-20: 0; WINTER - CERTAIN 2020-21: 20; WINTER - CERTAIN 2021-22: 20; WINTER - CERTAIN 2022-23: 20; WINTER - CERTAIN 2023-24: 20; WINTER - CERTAIN 2024-25: 20; WINTER - CERTAIN 2025-26: 20; WINTER - CERTAIN 2026-27: 20; WINTER - CERTAIN 2027-28: 20; WINTER - CERTAIN 2028-29: 20
Tier 2 | US |  |  |  | 18INR0045 | Misae Solar | Misae Solar | PV | SUN |  | Solar | 2019-06-28 |  | 241 | 180.6 | 28.896 | SUMMER - CERTAIN 2018: 0; SUMMER - CERTAIN 2019: 180.6; SUMMER - CERTAIN 2020: 180.6; SUMMER - CERTAIN 2021: 180.6; SUMMER - CERTAIN 2022: 180.6; SUMMER - CERTAIN 2023: 180.6; SUMMER - CERTAIN 2024: 180.6; SUMMER - CERTAIN 2025: 180.6; SUMMER - CERTAIN 2026: 180.6; SUMMER - CERTAIN 2027: 180.6; SUMMER - CERTAIN 2028: 180.6; WINTER - CERTAIN 2018-19: 0; WINTER - CERTAIN 2019-20: 28.896; WINTER - CERTAIN 2020-21: 28.896; WINTER - CERTAIN 2021-22: 28.896; WINTER - CERTAIN 2022-23: 28.896; WINTER - CERTAIN 2023-24: 28.896; WINTER - CERTAIN 2024-25: 28.896; WINTER - CERTAIN 2025-26: 28.896; WINTER - CERTAIN 2026-27: 28.896; WINTER - CERTAIN 2027-28: 28.896; WINTER - CERTAIN 2028-29: 28.896
Tier 2 | US |  |  |  | 18INR0049 | Santa Rita Solar | Santa Rita Solar | PV | SUN |  | Solar | 2019-12-31 |  | 400 | 300 | 48 | SUMMER - CERTAIN 2018: 0; SUMMER - CERTAIN 2019: 0; SUMMER - CERTAIN 2020: 300; SUMMER - CERTAIN 2021: 300; SUMMER - CERTAIN 2022: 300; SUMMER - CERTAIN 2023: 300; SUMMER - CERTAIN 2024: 300; SUMMER - CERTAIN 2025: 300; SUMMER - CERTAIN 2026: 300; SUMMER - CERTAIN 2027: 300; SUMMER - CERTAIN 2028: 300; WINTER - CERTAIN 2018-19: 0; WINTER - CERTAIN 2019-20: 0; WINTER - CERTAIN 2020-21: 48; WINTER - CERTAIN 2021-22: 48; WINTER - CERTAIN 2022-23: 48; WINTER - CERTAIN 2023-24: 48; WINTER - CERTAIN 2024-25: 48; WINTER - CERTAIN 2025-26: 48; WINTER - CERTAIN 2026-27: 48; WINTER - CERTAIN 2027-28: 48; WINTER - CERTAIN 2028-29: 48
Tier 2 | US |  |  |  | 18INR0050 | Mustang Creek Solar | Mustang Creek Solar | PV | SUN |  | Solar | 2019-08-01 |  | 150 | 112.5 | 18 | SUMMER - CERTAIN 2018: 0; SUMMER - CERTAIN 2019: 0; SUMMER - CERTAIN 2020: 112.5; SUMMER - CERTAIN 2021: 112.5; SUMMER - CERTAIN 2022: 112.5; SUMMER - CERTAIN 2023: 112.5; SUMMER - CERTAIN 2024: 112.5; SUMMER - CERTAIN 2025: 112.5; SUMMER - CERTAIN 2026: 112.5; SUMMER - CERTAIN 2027: 112.5; SUMMER - CERTAIN 2028: 112.5; WINTER - CERTAIN 2018-19: 0; WINTER - CERTAIN 2019-20: 18; WINTER - CERTAIN 2020-21: 18; WINTER - CERTAIN 2021-22: 18; WINTER - CERTAIN 2022-23: 18; WINTER - CERTAIN 2023-24: 18; WINTER - CERTAIN 2024-25: 18; WINTER - CERTAIN 2025-26: 18; WINTER - CERTAIN 2026-27: 18; WINTER - CERTAIN 2027-28: 18; WINTER - CERTAIN 2028-29: 18
Tier 2 | US |  |  |  | 18INR0051 | Byers Wind | Byers Wind | WT | WND |  | Wind | 2019-12-31 |  | 200 | 28 | 40 | SUMMER - CERTAIN 2018: 0; SUMMER - CERTAIN 2019: 0; SUMMER - CERTAIN 2020: 28; SUMMER - CERTAIN 2021: 28; SUMMER - CERTAIN 2022: 28; SUMMER - CERTAIN 2023: 28; SUMMER - CERTAIN 2024: 28; SUMMER - CERTAIN 2025: 28; SUMMER - CERTAIN 2026: 28; SUMMER - CERTAIN 2027: 28; SUMMER - CERTAIN 2028: 28; WINTER - CERTAIN 2018-19: 0; WINTER - CERTAIN 2019-20: 0; WINTER - CERTAIN 2020-21: 40; WINTER - CERTAIN 2021-22: 40; WINTER - CERTAIN 2022-23: 40; WINTER - CERTAIN 2023-24: 40; WINTER - CERTAIN 2024-25: 40; WINTER - CERTAIN 2025-26: 40; WINTER - CERTAIN 2026-27: 40; WINTER - CERTAIN 2027-28: 40; WINTER - CERTAIN 2028-29: 40
Tier 2 | US |  |  |  | 18INR0053 | Fort Bend Solar | Fort Bend Solar | PV | SUN |  | Solar | 2019-05-31 |  | 240 | 180 | 28.8 | SUMMER - CERTAIN 2018: 0; SUMMER - CERTAIN 2019: 180; SUMMER - CERTAIN 2020: 180; SUMMER - CERTAIN 2021: 180; SUMMER - CERTAIN 2022: 180; SUMMER - CERTAIN 2023: 180; SUMMER - CERTAIN 2024: 180; SUMMER - CERTAIN 2025: 180; SUMMER - CERTAIN 2026: 180; SUMMER - CERTAIN 2027: 180; SUMMER - CERTAIN 2028: 180; WINTER - CERTAIN 2018-19: 0; WINTER - CERTAIN 2019-20: 28.8; WINTER - CERTAIN 2020-21: 28.8; WINTER - CERTAIN 2021-22: 28.8; WINTER - CERTAIN 2022-23: 28.8; WINTER - CERTAIN 2023-24: 28.8; WINTER - CERTAIN 2024-25: 28.8; WINTER - CERTAIN 2025-26: 28.8; WINTER - CERTAIN 2026-27: 28.8; WINTER - CERTAIN 2027-28: 28.8; WINTER - CERTAIN 2028-29: 28.8
Tier 2 | US |  |  |  | 18INR0055 | Long Draw Solar | Long Draw Solar | PV | SUN |  | Solar | 2019-03-31 |  | 225 | 168.75 | 27 | SUMMER - CERTAIN 2018: 0; SUMMER - CERTAIN 2019: 168.75; SUMMER - CERTAIN 2020: 168.75; SUMMER - CERTAIN 2021: 168.75; SUMMER - CERTAIN 2022: 168.75; SUMMER - CERTAIN 2023: 168.75; SUMMER - CERTAIN 2024: 168.75; SUMMER - CERTAIN 2025: 168.75; SUMMER - CERTAIN 2026: 168.75; SUMMER - CERTAIN 2027: 168.75; SUMMER - CERTAIN 2028: 168.75; WINTER - CERTAIN 2018-19: 0; WINTER - CERTAIN 2019-20: 27; WINTER - CERTAIN 2020-21: 27; WINTER - CERTAIN 2021-22: 27; WINTER - CERTAIN 2022-23: 27; WINTER - CERTAIN 2023-24: 27; WINTER - CERTAIN 2024-25: 27; WINTER - CERTAIN 2025-26: 27; WINTER - CERTAIN 2026-27: 27; WINTER - CERTAIN 2027-28: 27; WINTER - CERTAIN 2028-29: 27
Tier 2 | US |  |  |  | 18INR0056 | Hallmark Solar | Hallmark Solar | PV | SUN |  | Solar | 2019-10-31 |  | 50 | 37.5 | 6 | SUMMER - CERTAIN 2018: 0; SUMMER - CERTAIN 2019: 0; SUMMER - CERTAIN 2020: 37.5; SUMMER - CERTAIN 2021: 37.5; SUMMER - CERTAIN 2022: 37.5; SUMMER - CERTAIN 2023: 37.5; SUMMER - CERTAIN 2024: 37.5; SUMMER - CERTAIN 2025: 37.5; SUMMER - CERTAIN 2026: 37.5; SUMMER - CERTAIN 2027: 37.5; SUMMER - CERTAIN 2028: 37.5; WINTER - CERTAIN 2018-19: 0; WINTER - CERTAIN 2019-20: 6; WINTER - CERTAIN 2020-21: 6; WINTER - CERTAIN 2021-22: 6; WINTER - CERTAIN 2022-23: 6; WINTER - CERTAIN 2023-24: 6; WINTER - CERTAIN 2024-25: 6; WINTER - CERTAIN 2025-26: 6; WINTER - CERTAIN 2026-27: 6; WINTER - CERTAIN 2027-28: 6; WINTER - CERTAIN 2028-29: 6
Tier 2 | US |  |  |  | 18INR0057 | Green Valley Wind | Green Valley Wind | WT | WND |  | Wind | 2019-12-15 |  | 500 | 70 | 100 | SUMMER - CERTAIN 2018: 0; SUMMER - CERTAIN 2019: 0; SUMMER - CERTAIN 2020: 70; SUMMER - CERTAIN 2021: 70; SUMMER - CERTAIN 2022: 70; SUMMER - CERTAIN 2023: 70; SUMMER - CERTAIN 2024: 70; SUMMER - CERTAIN 2025: 70; SUMMER - CERTAIN 2026: 70; SUMMER - CERTAIN 2027: 70; SUMMER - CERTAIN 2028: 70; WINTER - CERTAIN 2018-19: 0; WINTER - CERTAIN 2019-20: 0; WINTER - CERTAIN 2020-21: 100; WINTER - CERTAIN 2021-22: 100; WINTER - CERTAIN 2022-23: 100; WINTER - CERTAIN 2023-24: 100; WINTER - CERTAIN 2024-25: 100; WINTER - CERTAIN 2025-26: 100; WINTER - CERTAIN 2026-27: 100; WINTER - CERTAIN 2027-28: 100; WINTER - CERTAIN 2028-29: 100
Tier 2 | US |  |  |  | 18INR0058 | Texana Solar | Texana Solar | PV | SUN |  | Solar | 2019-08-01 |  | 150 | 112.5 | 18 | SUMMER - CERTAIN 2018: 0; SUMMER - CERTAIN 2019: 0; SUMMER - CERTAIN 2020: 112.5; SUMMER - CERTAIN 2021: 112.5; SUMMER - CERTAIN 2022: 112.5; SUMMER - CERTAIN 2023: 112.5; SUMMER - CERTAIN 2024: 112.5; SUMMER - CERTAIN 2025: 112.5; SUMMER - CERTAIN 2026: 112.5; SUMMER - CERTAIN 2027: 112.5; SUMMER - CERTAIN 2028: 112.5; WINTER - CERTAIN 2018-19: 0; WINTER - CERTAIN 2019-20: 18; WINTER - CERTAIN 2020-21: 18; WINTER - CERTAIN 2021-22: 18; WINTER - CERTAIN 2022-23: 18; WINTER - CERTAIN 2023-24: 18; WINTER - CERTAIN 2024-25: 18; WINTER - CERTAIN 2025-26: 18; WINTER - CERTAIN 2026-27: 18; WINTER - CERTAIN 2027-28: 18; WINTER - CERTAIN 2028-29: 18
Tier 2 | US |  |  |  | 18INR0059 | Raymond Wind | Raymond Wind | WT | WND |  | Wind | 2019-12-15 |  | 202 | 118.944 | 86.688 | SUMMER - CERTAIN 2018: 0; SUMMER - CERTAIN 2019: 0; SUMMER - CERTAIN 2020: 118.944; SUMMER - CERTAIN 2021: 118.944; SUMMER - CERTAIN 2022: 118.944; SUMMER - CERTAIN 2023: 118.944; SUMMER - CERTAIN 2024: 118.944; SUMMER - CERTAIN 2025: 118.944; SUMMER - CERTAIN 2026: 118.944; SUMMER - CERTAIN 2027: 118.944; SUMMER - CERTAIN 2028: 118.944; WINTER - CERTAIN 2018-19: 0; WINTER - CERTAIN 2019-20: 0; WINTER - CERTAIN 2020-21: 86.688; WINTER - CERTAIN 2021-22: 86.688; WINTER - CERTAIN 2022-23: 86.688; WINTER - CERTAIN 2023-24: 86.688; WINTER - CERTAIN 2024-25: 86.688; WINTER - CERTAIN 2025-26: 86.688; WINTER - CERTAIN 2026-27: 86.688; WINTER - CERTAIN 2027-28: 86.688; WINTER - CERTAIN 2028-29: 86.688
Tier 2 | US |  |  |  | 18INR0060 | Brightside Solar | Brightside Solar | PV | SUN |  | Solar | 2019-12-01 |  | 50 | 37.5 | 6 | SUMMER - CERTAIN 2018: 0; SUMMER - CERTAIN 2019: 0; SUMMER - CERTAIN 2020: 37.5; SUMMER - CERTAIN 2021: 37.5; SUMMER - CERTAIN 2022: 37.5; SUMMER - CERTAIN 2023: 37.5; SUMMER - CERTAIN 2024: 37.5; SUMMER - CERTAIN 2025: 37.5; SUMMER - CERTAIN 2026: 37.5; SUMMER - CERTAIN 2027: 37.5; SUMMER - CERTAIN 2028: 37.5; WINTER - CERTAIN 2018-19: 0; WINTER - CERTAIN 2019-20: 6; WINTER - CERTAIN 2020-21: 6; WINTER - CERTAIN 2021-22: 6; WINTER - CERTAIN 2022-23: 6; WINTER - CERTAIN 2023-24: 6; WINTER - CERTAIN 2024-25: 6; WINTER - CERTAIN 2025-26: 6; WINTER - CERTAIN 2026-27: 6; WINTER - CERTAIN 2027-28: 6; WINTER - CERTAIN 2028-29: 6
Tier 2 | US |  |  |  | 18INR0062 | Willow Solar | Wagyu Solar | PV | SUN |  | Solar | 2019-08-15 |  | 120 | 90 | 14.4 | SUMMER - CERTAIN 2018: 0; SUMMER - CERTAIN 2019: 0; SUMMER - CERTAIN 2020: 90; SUMMER - CERTAIN 2021: 90; SUMMER - CERTAIN 2022: 90; SUMMER - CERTAIN 2023: 90; SUMMER - CERTAIN 2024: 90; SUMMER - CERTAIN 2025: 90; SUMMER - CERTAIN 2026: 90; SUMMER - CERTAIN 2027: 90; SUMMER - CERTAIN 2028: 90; WINTER - CERTAIN 2018-19: 0; WINTER - CERTAIN 2019-20: 14.4; WINTER - CERTAIN 2020-21: 14.4; WINTER - CERTAIN 2021-22: 14.4; WINTER - CERTAIN 2022-23: 14.4; WINTER - CERTAIN 2023-24: 14.4; WINTER - CERTAIN 2024-25: 14.4; WINTER - CERTAIN 2025-26: 14.4; WINTER - CERTAIN 2026-27: 14.4; WINTER - CERTAIN 2027-28: 14.4; WINTER - CERTAIN 2028-29: 14.4
Tier 2 | US |  |  |  | 18INR0065 |  | Goodranch Solar | PV | SUN |  | Solar | 2019-07-01 |  | 200 | 150 | 24 | SUMMER - CERTAIN 2018: 0; SUMMER - CERTAIN 2019: 150; SUMMER - CERTAIN 2020: 150; SUMMER - CERTAIN 2021: 150; SUMMER - CERTAIN 2022: 150; SUMMER - CERTAIN 2023: 150; SUMMER - CERTAIN 2024: 150; SUMMER - CERTAIN 2025: 150; SUMMER - CERTAIN 2026: 150; SUMMER - CERTAIN 2027: 150; SUMMER - CERTAIN 2028: 150; WINTER - CERTAIN 2018-19: 0; WINTER - CERTAIN 2019-20: 24; WINTER - CERTAIN 2020-21: 24; WINTER - CERTAIN 2021-22: 24; WINTER - CERTAIN 2022-23: 24; WINTER - CERTAIN 2023-24: 24; WINTER - CERTAIN 2024-25: 24; WINTER - CERTAIN 2025-26: 24; WINTER - CERTAIN 2026-27: 24; WINTER - CERTAIN 2027-28: 24; WINTER - CERTAIN 2028-29: 24
Tier 2 | US |  |  |  | 18INR0071 |  | Midway Wind II | WT | WND |  | Wind | 2019-03-01 |  | 52 | 30.68 | 22.36 | SUMMER - CERTAIN 2018: 0; SUMMER - CERTAIN 2019: 30.68; SUMMER - CERTAIN 2020: 30.68; SUMMER - CERTAIN 2021: 30.68; SUMMER - CERTAIN 2022: 30.68; SUMMER - CERTAIN 2023: 30.68; SUMMER - CERTAIN 2024: 30.68; SUMMER - CERTAIN 2025: 30.68; SUMMER - CERTAIN 2026: 30.68; SUMMER - CERTAIN 2027: 30.68; SUMMER - CERTAIN 2028: 30.68; WINTER - CERTAIN 2018-19: 0; WINTER - CERTAIN 2019-20: 22.36; WINTER - CERTAIN 2020-21: 22.36; WINTER - CERTAIN 2021-22: 22.36; WINTER - CERTAIN 2022-23: 22.36; WINTER - CERTAIN 2023-24: 22.36; WINTER - CERTAIN 2024-25: 22.36; WINTER - CERTAIN 2025-26: 22.36; WINTER - CERTAIN 2026-27: 22.36; WINTER - CERTAIN 2027-28: 22.36; WINTER - CERTAIN 2028-29: 22.36
Tier 2 | US | 1012150 |  |  | 19INR0001 | Texas Solar Nova | Texas Solar Nova | PV | SUN |  | Solar | 2019-06-01 |  | 750 | 562.5 | 90 | SUMMER - CERTAIN 2018: 0; SUMMER - CERTAIN 2019: 562.5; SUMMER - CERTAIN 2020: 562.5; SUMMER - CERTAIN 2021: 562.5; SUMMER - CERTAIN 2022: 562.5; SUMMER - CERTAIN 2023: 562.5; SUMMER - CERTAIN 2024: 562.5; SUMMER - CERTAIN 2025: 562.5; SUMMER - CERTAIN 2026: 562.5; SUMMER - CERTAIN 2027: 562.5; SUMMER - CERTAIN 2028: 562.5; WINTER - CERTAIN 2018-19: 0; WINTER - CERTAIN 2019-20: 90; WINTER - CERTAIN 2020-21: 90; WINTER - CERTAIN 2021-22: 90; WINTER - CERTAIN 2022-23: 90; WINTER - CERTAIN 2023-24: 90; WINTER - CERTAIN 2024-25: 90; WINTER - CERTAIN 2025-26: 90; WINTER - CERTAIN 2026-27: 90; WINTER - CERTAIN 2027-28: 90; WINTER - CERTAIN 2028-29: 90
Tier 2 | US |  |  |  | 19INR0002 | King Mountain Solar | King Mountain Solar | PV | SUN |  | Solar | 2019-12-01 |  | 350 | 262.5 | 42 | SUMMER - CERTAIN 2018: 0; SUMMER - CERTAIN 2019: 0; SUMMER - CERTAIN 2020: 262.5; SUMMER - CERTAIN 2021: 262.5; SUMMER - CERTAIN 2022: 262.5; SUMMER - CERTAIN 2023: 262.5; SUMMER - CERTAIN 2024: 262.5; SUMMER - CERTAIN 2025: 262.5; SUMMER - CERTAIN 2026: 262.5; SUMMER - CERTAIN 2027: 262.5; SUMMER - CERTAIN 2028: 262.5; WINTER - CERTAIN 2018-19: 0; WINTER - CERTAIN 2019-20: 42; WINTER - CERTAIN 2020-21: 42; WINTER - CERTAIN 2021-22: 42; WINTER - CERTAIN 2022-23: 42; WINTER - CERTAIN 2023-24: 42; WINTER - CERTAIN 2024-25: 42; WINTER - CERTAIN 2025-26: 42; WINTER - CERTAIN 2026-27: 42; WINTER - CERTAIN 2027-28: 42; WINTER - CERTAIN 2028-29: 42
Tier 2 | US |  |  |  | 19INR0004 | Sanco Solar | Sanco Solar | PV | SUN |  | Solar | 2019-10-01 |  | 400 | 300 | 48 | SUMMER - CERTAIN 2018: 0; SUMMER - CERTAIN 2019: 0; SUMMER - CERTAIN 2020: 300; SUMMER - CERTAIN 2021: 300; SUMMER - CERTAIN 2022: 300; SUMMER - CERTAIN 2023: 300; SUMMER - CERTAIN 2024: 300; SUMMER - CERTAIN 2025: 300; SUMMER - CERTAIN 2026: 300; SUMMER - CERTAIN 2027: 300; SUMMER - CERTAIN 2028: 300; WINTER - CERTAIN 2018-19: 0; WINTER - CERTAIN 2019-20: 48; WINTER - CERTAIN 2020-21: 48; WINTER - CERTAIN 2021-22: 48; WINTER - CERTAIN 2022-23: 48; WINTER - CERTAIN 2023-24: 48; WINTER - CERTAIN 2024-25: 48; WINTER - CERTAIN 2025-26: 48; WINTER - CERTAIN 2026-27: 48; WINTER - CERTAIN 2027-28: 48; WINTER - CERTAIN 2028-29: 48
Tier 2 | US |  |  |  | 19INR0006 | Bluebonnet Solar | Bluebonnet Solar | PV | SUN |  | Solar | 2019-11-01 |  | 61 | 45.525 | 7.284 | SUMMER - CERTAIN 2018: 0; SUMMER - CERTAIN 2019: 0; SUMMER - CERTAIN 2020: 45.525; SUMMER - CERTAIN 2021: 45.525; SUMMER - CERTAIN 2022: 45.525; SUMMER - CERTAIN 2023: 45.525; SUMMER - CERTAIN 2024: 45.525; SUMMER - CERTAIN 2025: 45.525; SUMMER - CERTAIN 2026: 45.525; SUMMER - CERTAIN 2027: 45.525; SUMMER - CERTAIN 2028: 45.525; WINTER - CERTAIN 2018-19: 0; WINTER - CERTAIN 2019-20: 7.284; WINTER - CERTAIN 2020-21: 7.284; WINTER - CERTAIN 2021-22: 7.284; WINTER - CERTAIN 2022-23: 7.284; WINTER - CERTAIN 2023-24: 7.284; WINTER - CERTAIN 2024-25: 7.284; WINTER - CERTAIN 2025-26: 7.284; WINTER - CERTAIN 2026-27: 7.284; WINTER - CERTAIN 2027-28: 7.284; WINTER - CERTAIN 2028-29: 7.284
Tier 2 | US |  |  |  | 19INR0007 | Charbray Solar | Charbray Solar | PV | SUN |  | Solar | 2019-10-01 |  | 200 | 135 | 24 | SUMMER - CERTAIN 2018: 0; SUMMER - CERTAIN 2019: 0; SUMMER - CERTAIN 2020: 135; SUMMER - CERTAIN 2021: 135; SUMMER - CERTAIN 2022: 135; SUMMER - CERTAIN 2023: 135; SUMMER - CERTAIN 2024: 135; SUMMER - CERTAIN 2025: 135; SUMMER - CERTAIN 2026: 135; SUMMER - CERTAIN 2027: 135; SUMMER - CERTAIN 2028: 135; WINTER - CERTAIN 2018-19: 0; WINTER - CERTAIN 2019-20: 24; WINTER - CERTAIN 2020-21: 24; WINTER - CERTAIN 2021-22: 24; WINTER - CERTAIN 2022-23: 24; WINTER - CERTAIN 2023-24: 24; WINTER - CERTAIN 2024-25: 24; WINTER - CERTAIN 2025-26: 24; WINTER - CERTAIN 2026-27: 24; WINTER - CERTAIN 2027-28: 24; WINTER - CERTAIN 2028-29: 24
Tier 2 | US |  |  |  | 19INR0009 | Holstein Solar | Holstein Solar | PV | SUN |  | Solar | 2020-04-01 |  | 200 | 150 | 24 | SUMMER - CERTAIN 2018: 0; SUMMER - CERTAIN 2019: 0; SUMMER - CERTAIN 2020: 150; SUMMER - CERTAIN 2021: 150; SUMMER - CERTAIN 2022: 150; SUMMER - CERTAIN 2023: 150; SUMMER - CERTAIN 2024: 150; SUMMER - CERTAIN 2025: 150; SUMMER - CERTAIN 2026: 150; SUMMER - CERTAIN 2027: 150; SUMMER - CERTAIN 2028: 150; WINTER - CERTAIN 2018-19: 0; WINTER - CERTAIN 2019-20: 0; WINTER - CERTAIN 2020-21: 24; WINTER - CERTAIN 2021-22: 24; WINTER - CERTAIN 2022-23: 24; WINTER - CERTAIN 2023-24: 24; WINTER - CERTAIN 2024-25: 24; WINTER - CERTAIN 2025-26: 24; WINTER - CERTAIN 2026-27: 24; WINTER - CERTAIN 2027-28: 24; WINTER - CERTAIN 2028-29: 24
Tier 2 | US |  |  |  | 19INR0014 | Formosa Increase | Formosa Increase | CC | NG |  | Natural Gas and Other Gases | 2019-12-31 |  | 240 | 240 | 240 | SUMMER - CERTAIN 2018: 0; SUMMER - CERTAIN 2019: 0; SUMMER - CERTAIN 2020: 240; SUMMER - CERTAIN 2021: 240; SUMMER - CERTAIN 2022: 240; SUMMER - CERTAIN 2023: 240; SUMMER - CERTAIN 2024: 240; SUMMER - CERTAIN 2025: 240; SUMMER - CERTAIN 2026: 240; SUMMER - CERTAIN 2027: 240; SUMMER - CERTAIN 2028: 240; WINTER - CERTAIN 2018-19: 0; WINTER - CERTAIN 2019-20: 0; WINTER - CERTAIN 2020-21: 240; WINTER - CERTAIN 2021-22: 240; WINTER - CERTAIN 2022-23: 240; WINTER - CERTAIN 2023-24: 240; WINTER - CERTAIN 2024-25: 240; WINTER - CERTAIN 2025-26: 240; WINTER - CERTAIN 2026-27: 240; WINTER - CERTAIN 2027-28: 240; WINTER - CERTAIN 2028-29: 240
Tier 2 | US |  |  |  | 19INR0017 | Crane County Solar | Tri-County Solar | PV | SUN |  | Solar | 2019-06-30 |  | 207 | 155.25 | 24.84 | SUMMER - CERTAIN 2018: 0; SUMMER - CERTAIN 2019: 155.25; SUMMER - CERTAIN 2020: 155.25; SUMMER - CERTAIN 2021: 155.25; SUMMER - CERTAIN 2022: 155.25; SUMMER - CERTAIN 2023: 155.25; SUMMER - CERTAIN 2024: 155.25; SUMMER - CERTAIN 2025: 155.25; SUMMER - CERTAIN 2026: 155.25; SUMMER - CERTAIN 2027: 155.25; SUMMER - CERTAIN 2028: 155.25; WINTER - CERTAIN 2018-19: 0; WINTER - CERTAIN 2019-20: 24.84; WINTER - CERTAIN 2020-21: 24.84; WINTER - CERTAIN 2021-22: 24.84; WINTER - CERTAIN 2022-23: 24.84; WINTER - CERTAIN 2023-24: 24.84; WINTER - CERTAIN 2024-25: 24.84; WINTER - CERTAIN 2025-26: 24.84; WINTER - CERTAIN 2026-27: 24.84; WINTER - CERTAIN 2027-28: 24.84; WINTER - CERTAIN 2028-29: 24.84
Tier 2 | US |  |  |  | 19INR0020 | SP-Pecos Bend Solar A | SP-Pecos Bend Solar A | PV | SUN |  | Solar | 2020-05-15 |  | 180 | 135 | 21.6 | SUMMER - CERTAIN 2018: 0; SUMMER - CERTAIN 2019: 0; SUMMER - CERTAIN 2020: 135; SUMMER - CERTAIN 2021: 135; SUMMER - CERTAIN 2022: 135; SUMMER - CERTAIN 2023: 135; SUMMER - CERTAIN 2024: 135; SUMMER - CERTAIN 2025: 135; SUMMER - CERTAIN 2026: 135; SUMMER - CERTAIN 2027: 135; SUMMER - CERTAIN 2028: 135; WINTER - CERTAIN 2018-19: 0; WINTER - CERTAIN 2019-20: 0; WINTER - CERTAIN 2020-21: 21.6; WINTER - CERTAIN 2021-22: 21.6; WINTER - CERTAIN 2022-23: 21.6; WINTER - CERTAIN 2023-24: 21.6; WINTER - CERTAIN 2024-25: 21.6; WINTER - CERTAIN 2025-26: 21.6; WINTER - CERTAIN 2026-27: 21.6; WINTER - CERTAIN 2027-28: 21.6; WINTER - CERTAIN 2028-29: 21.6
Tier 2 | US |  |  |  | 19INR0020b | SP-Pecos Bend Solar B | SP-Pecos Bend Solar B | PV | SUN |  | Solar | 2020-05-15 |  | 180 | 135 | 21.6 | SUMMER - CERTAIN 2018: 0; SUMMER - CERTAIN 2019: 0; SUMMER - CERTAIN 2020: 135; SUMMER - CERTAIN 2021: 135; SUMMER - CERTAIN 2022: 135; SUMMER - CERTAIN 2023: 135; SUMMER - CERTAIN 2024: 135; SUMMER - CERTAIN 2025: 135; SUMMER - CERTAIN 2026: 135; SUMMER - CERTAIN 2027: 135; SUMMER - CERTAIN 2028: 135; WINTER - CERTAIN 2018-19: 0; WINTER - CERTAIN 2019-20: 0; WINTER - CERTAIN 2020-21: 21.6; WINTER - CERTAIN 2021-22: 21.6; WINTER - CERTAIN 2022-23: 21.6; WINTER - CERTAIN 2023-24: 21.6; WINTER - CERTAIN 2024-25: 21.6; WINTER - CERTAIN 2025-26: 21.6; WINTER - CERTAIN 2026-27: 21.6; WINTER - CERTAIN 2027-28: 21.6; WINTER - CERTAIN 2028-29: 21.6
Tier 2 | US |  |  |  | 19INR0020c | SP-Pecos Bend Solar C | SP-Pecos Bend Solar C | PV | SUN |  | Solar | 2020-05-15 |  | 180 | 135 | 21.6 | SUMMER - CERTAIN 2018: 0; SUMMER - CERTAIN 2019: 0; SUMMER - CERTAIN 2020: 135; SUMMER - CERTAIN 2021: 135; SUMMER - CERTAIN 2022: 135; SUMMER - CERTAIN 2023: 135; SUMMER - CERTAIN 2024: 135; SUMMER - CERTAIN 2025: 135; SUMMER - CERTAIN 2026: 135; SUMMER - CERTAIN 2027: 135; SUMMER - CERTAIN 2028: 135; WINTER - CERTAIN 2018-19: 0; WINTER - CERTAIN 2019-20: 0; WINTER - CERTAIN 2020-21: 21.6; WINTER - CERTAIN 2021-22: 21.6; WINTER - CERTAIN 2022-23: 21.6; WINTER - CERTAIN 2023-24: 21.6; WINTER - CERTAIN 2024-25: 21.6; WINTER - CERTAIN 2025-26: 21.6; WINTER - CERTAIN 2026-27: 21.6; WINTER - CERTAIN 2027-28: 21.6; WINTER - CERTAIN 2028-29: 21.6
Tier 2 | US |  |  |  | 19INR0022 | West Willacy 2 | West Willacy 2 W | WT | WND |  | Wind | 2019-12-31 |  | 200 | 118 | 86 | SUMMER - CERTAIN 2018: 0; SUMMER - CERTAIN 2019: 0; SUMMER - CERTAIN 2020: 118; SUMMER - CERTAIN 2021: 118; SUMMER - CERTAIN 2022: 118; SUMMER - CERTAIN 2023: 118; SUMMER - CERTAIN 2024: 118; SUMMER - CERTAIN 2025: 118; SUMMER - CERTAIN 2026: 118; SUMMER - CERTAIN 2027: 118; SUMMER - CERTAIN 2028: 118; WINTER - CERTAIN 2018-19: 0; WINTER - CERTAIN 2019-20: 0; WINTER - CERTAIN 2020-21: 86; WINTER - CERTAIN 2021-22: 86; WINTER - CERTAIN 2022-23: 86; WINTER - CERTAIN 2023-24: 86; WINTER - CERTAIN 2024-25: 86; WINTER - CERTAIN 2025-26: 86; WINTER - CERTAIN 2026-27: 86; WINTER - CERTAIN 2027-28: 86; WINTER - CERTAIN 2028-29: 86
Tier 2 | US |  |  |  | 19INR0023 | West Willacy 3 | West Willacy 3 W | WT | WND |  | Wind | 2019-12-31 |  | 200 | 118 | 86 | SUMMER - CERTAIN 2018: 0; SUMMER - CERTAIN 2019: 0; SUMMER - CERTAIN 2020: 118; SUMMER - CERTAIN 2021: 118; SUMMER - CERTAIN 2022: 118; SUMMER - CERTAIN 2023: 118; SUMMER - CERTAIN 2024: 118; SUMMER - CERTAIN 2025: 118; SUMMER - CERTAIN 2026: 118; SUMMER - CERTAIN 2027: 118; SUMMER - CERTAIN 2028: 118; WINTER - CERTAIN 2018-19: 0; WINTER - CERTAIN 2019-20: 0; WINTER - CERTAIN 2020-21: 86; WINTER - CERTAIN 2021-22: 86; WINTER - CERTAIN 2022-23: 86; WINTER - CERTAIN 2023-24: 86; WINTER - CERTAIN 2024-25: 86; WINTER - CERTAIN 2025-26: 86; WINTER - CERTAIN 2026-27: 86; WINTER - CERTAIN 2027-28: 86; WINTER - CERTAIN 2028-29: 86
Tier 2 | US |  |  |  | 19INR0026 | Holstein 2 Solar | Holstein 2 Solar | PV | SUN |  | Solar | 2020-04-01 |  | 100 | 75 | 12 | SUMMER - CERTAIN 2018: 0; SUMMER - CERTAIN 2019: 0; SUMMER - CERTAIN 2020: 75; SUMMER - CERTAIN 2021: 75; SUMMER - CERTAIN 2022: 75; SUMMER - CERTAIN 2023: 75; SUMMER - CERTAIN 2024: 75; SUMMER - CERTAIN 2025: 75; SUMMER - CERTAIN 2026: 75; SUMMER - CERTAIN 2027: 75; SUMMER - CERTAIN 2028: 75; WINTER - CERTAIN 2018-19: 0; WINTER - CERTAIN 2019-20: 0; WINTER - CERTAIN 2020-21: 12; WINTER - CERTAIN 2021-22: 12; WINTER - CERTAIN 2022-23: 12; WINTER - CERTAIN 2023-24: 12; WINTER - CERTAIN 2024-25: 12; WINTER - CERTAIN 2025-26: 12; WINTER - CERTAIN 2026-27: 12; WINTER - CERTAIN 2027-28: 12; WINTER - CERTAIN 2028-29: 12
Tier 2 | US |  |  |  | 19INR0028 | Normande Solar Farm | Normande Solar Farm | PV | SUN |  | Solar | 2019-06-01 |  | 300 | 225 | 36 | SUMMER - CERTAIN 2018: 0; SUMMER - CERTAIN 2019: 225; SUMMER - CERTAIN 2020: 225; SUMMER - CERTAIN 2021: 225; SUMMER - CERTAIN 2022: 225; SUMMER - CERTAIN 2023: 225; SUMMER - CERTAIN 2024: 225; SUMMER - CERTAIN 2025: 225; SUMMER - CERTAIN 2026: 225; SUMMER - CERTAIN 2027: 225; SUMMER - CERTAIN 2028: 225; WINTER - CERTAIN 2018-19: 0; WINTER - CERTAIN 2019-20: 36; WINTER - CERTAIN 2020-21: 36; WINTER - CERTAIN 2021-22: 36; WINTER - CERTAIN 2022-23: 36; WINTER - CERTAIN 2023-24: 36; WINTER - CERTAIN 2024-25: 36; WINTER - CERTAIN 2025-26: 36; WINTER - CERTAIN 2026-27: 36; WINTER - CERTAIN 2027-28: 36; WINTER - CERTAIN 2028-29: 36
Tier 2 | US |  |  |  | 19INR0030 | San Bernard Solar | San Bernard Solar | PV | SUN |  | Solar | 2020-06-01 |  | 100 | 75 | 12 | SUMMER - CERTAIN 2018: 0; SUMMER - CERTAIN 2019: 0; SUMMER - CERTAIN 2020: 75; SUMMER - CERTAIN 2021: 75; SUMMER - CERTAIN 2022: 75; SUMMER - CERTAIN 2023: 75; SUMMER - CERTAIN 2024: 75; SUMMER - CERTAIN 2025: 75; SUMMER - CERTAIN 2026: 75; SUMMER - CERTAIN 2027: 75; SUMMER - CERTAIN 2028: 75; WINTER - CERTAIN 2018-19: 0; WINTER - CERTAIN 2019-20: 0; WINTER - CERTAIN 2020-21: 12; WINTER - CERTAIN 2021-22: 12; WINTER - CERTAIN 2022-23: 12; WINTER - CERTAIN 2023-24: 12; WINTER - CERTAIN 2024-25: 12; WINTER - CERTAIN 2025-26: 12; WINTER - CERTAIN 2026-27: 12; WINTER - CERTAIN 2027-28: 12; WINTER - CERTAIN 2028-29: 12
Tier 2 | US |  |  |  | 19INR0031 | Bestla Energy | Bestla Solar | PV | SUN |  | Solar | 2019-12-31 |  | 150 | 112.5 | 18 | SUMMER - CERTAIN 2018: 0; SUMMER - CERTAIN 2019: 0; SUMMER - CERTAIN 2020: 112.5; SUMMER - CERTAIN 2021: 112.5; SUMMER - CERTAIN 2022: 112.5; SUMMER - CERTAIN 2023: 112.5; SUMMER - CERTAIN 2024: 112.5; SUMMER - CERTAIN 2025: 112.5; SUMMER - CERTAIN 2026: 112.5; SUMMER - CERTAIN 2027: 112.5; SUMMER - CERTAIN 2028: 112.5; WINTER - CERTAIN 2018-19: 0; WINTER - CERTAIN 2019-20: 0; WINTER - CERTAIN 2020-21: 18; WINTER - CERTAIN 2021-22: 18; WINTER - CERTAIN 2022-23: 18; WINTER - CERTAIN 2023-24: 18; WINTER - CERTAIN 2024-25: 18; WINTER - CERTAIN 2025-26: 18; WINTER - CERTAIN 2026-27: 18; WINTER - CERTAIN 2027-28: 18; WINTER - CERTAIN 2028-29: 18
Tier 2 | US |  |  |  | 19INR0033 | Murphy Lake Solar | Murphy Lake Solar | PV | SUN |  | Solar | 2019-12-01 |  | 100 | 75 | 12 | SUMMER - CERTAIN 2018: 0; SUMMER - CERTAIN 2019: 0; SUMMER - CERTAIN 2020: 75; SUMMER - CERTAIN 2021: 75; SUMMER - CERTAIN 2022: 75; SUMMER - CERTAIN 2023: 75; SUMMER - CERTAIN 2024: 75; SUMMER - CERTAIN 2025: 75; SUMMER - CERTAIN 2026: 75; SUMMER - CERTAIN 2027: 75; SUMMER - CERTAIN 2028: 75; WINTER - CERTAIN 2018-19: 0; WINTER - CERTAIN 2019-20: 12; WINTER - CERTAIN 2020-21: 12; WINTER - CERTAIN 2021-22: 12; WINTER - CERTAIN 2022-23: 12; WINTER - CERTAIN 2023-24: 12; WINTER - CERTAIN 2024-25: 12; WINTER - CERTAIN 2025-26: 12; WINTER - CERTAIN 2026-27: 12; WINTER - CERTAIN 2027-28: 12; WINTER - CERTAIN 2028-29: 12
Tier 2 | US |  |  |  | 19INR0034 | Greasewood Solar | Greasewood Solar | PV | SUN |  | Solar | 2020-04-30 |  | 200 | 150 | 24 | SUMMER - CERTAIN 2018: 0; SUMMER - CERTAIN 2019: 0; SUMMER - CERTAIN 2020: 150; SUMMER - CERTAIN 2021: 150; SUMMER - CERTAIN 2022: 150; SUMMER - CERTAIN 2023: 150; SUMMER - CERTAIN 2024: 150; SUMMER - CERTAIN 2025: 150; SUMMER - CERTAIN 2026: 150; SUMMER - CERTAIN 2027: 150; SUMMER - CERTAIN 2028: 150; WINTER - CERTAIN 2018-19: 0; WINTER - CERTAIN 2019-20: 0; WINTER - CERTAIN 2020-21: 24; WINTER - CERTAIN 2021-22: 24; WINTER - CERTAIN 2022-23: 24; WINTER - CERTAIN 2023-24: 24; WINTER - CERTAIN 2024-25: 24; WINTER - CERTAIN 2025-26: 24; WINTER - CERTAIN 2026-27: 24; WINTER - CERTAIN 2027-28: 24; WINTER - CERTAIN 2028-29: 24
Tier 2 | US |  |  |  | 19INR0035 | Norton Solar | Norton Solar | PV | SUN |  | Solar | 2019-12-01 |  | 125 | 93.75 | 15 | SUMMER - CERTAIN 2018: 0; SUMMER - CERTAIN 2019: 0; SUMMER - CERTAIN 2020: 93.75; SUMMER - CERTAIN 2021: 93.75; SUMMER - CERTAIN 2022: 93.75; SUMMER - CERTAIN 2023: 93.75; SUMMER - CERTAIN 2024: 93.75; SUMMER - CERTAIN 2025: 93.75; SUMMER - CERTAIN 2026: 93.75; SUMMER - CERTAIN 2027: 93.75; SUMMER - CERTAIN 2028: 93.75; WINTER - CERTAIN 2018-19: 0; WINTER - CERTAIN 2019-20: 15; WINTER - CERTAIN 2020-21: 15; WINTER - CERTAIN 2021-22: 15; WINTER - CERTAIN 2022-23: 15; WINTER - CERTAIN 2023-24: 15; WINTER - CERTAIN 2024-25: 15; WINTER - CERTAIN 2025-26: 15; WINTER - CERTAIN 2026-27: 15; WINTER - CERTAIN 2027-28: 15; WINTER - CERTAIN 2028-29: 15
Tier 2 | US |  |  |  | 19INR0036 | Oxbow Solar | Oxbow Solar | PV | SUN |  | Solar | 2019-06-15 |  | 250 | 187.5 | 30 | SUMMER - CERTAIN 2018: 0; SUMMER - CERTAIN 2019: 187.5; SUMMER - CERTAIN 2020: 187.5; SUMMER - CERTAIN 2021: 187.5; SUMMER - CERTAIN 2022: 187.5; SUMMER - CERTAIN 2023: 187.5; SUMMER - CERTAIN 2024: 187.5; SUMMER - CERTAIN 2025: 187.5; SUMMER - CERTAIN 2026: 187.5; SUMMER - CERTAIN 2027: 187.5; SUMMER - CERTAIN 2028: 187.5; WINTER - CERTAIN 2018-19: 0; WINTER - CERTAIN 2019-20: 30; WINTER - CERTAIN 2020-21: 30; WINTER - CERTAIN 2021-22: 30; WINTER - CERTAIN 2022-23: 30; WINTER - CERTAIN 2023-24: 30; WINTER - CERTAIN 2024-25: 30; WINTER - CERTAIN 2025-26: 30; WINTER - CERTAIN 2026-27: 30; WINTER - CERTAIN 2027-28: 30; WINTER - CERTAIN 2028-29: 30
Tier 2 | US |  |  |  | 19INR0041 | Myrtle Solar | Myrtle Solar | PV | SUN |  | Solar | 2019-07-01 |  | 240 | 180 | 28.8 | SUMMER - CERTAIN 2018: 0; SUMMER - CERTAIN 2019: 180; SUMMER - CERTAIN 2020: 180; SUMMER - CERTAIN 2021: 180; SUMMER - CERTAIN 2022: 180; SUMMER - CERTAIN 2023: 180; SUMMER - CERTAIN 2024: 180; SUMMER - CERTAIN 2025: 180; SUMMER - CERTAIN 2026: 180; SUMMER - CERTAIN 2027: 180; SUMMER - CERTAIN 2028: 180; WINTER - CERTAIN 2018-19: 0; WINTER - CERTAIN 2019-20: 28.8; WINTER - CERTAIN 2020-21: 28.8; WINTER - CERTAIN 2021-22: 28.8; WINTER - CERTAIN 2022-23: 28.8; WINTER - CERTAIN 2023-24: 28.8; WINTER - CERTAIN 2024-25: 28.8; WINTER - CERTAIN 2025-26: 28.8; WINTER - CERTAIN 2026-27: 28.8; WINTER - CERTAIN 2027-28: 28.8; WINTER - CERTAIN 2028-29: 28.8
Tier 2 | US |  |  |  | 19INR0042 | Long Point Solar | Long Point Solar | PV | SUN |  | Solar | 2020-09-01 |  | 100 | 75 | 12 | SUMMER - CERTAIN 2018: 0; SUMMER - CERTAIN 2019: 0; SUMMER - CERTAIN 2020: 0; SUMMER - CERTAIN 2021: 75; SUMMER - CERTAIN 2022: 75; SUMMER - CERTAIN 2023: 75; SUMMER - CERTAIN 2024: 75; SUMMER - CERTAIN 2025: 75; SUMMER - CERTAIN 2026: 75; SUMMER - CERTAIN 2027: 75; SUMMER - CERTAIN 2028: 75; WINTER - CERTAIN 2018-19: 0; WINTER - CERTAIN 2019-20: 0; WINTER - CERTAIN 2020-21: 12; WINTER - CERTAIN 2021-22: 12; WINTER - CERTAIN 2022-23: 12; WINTER - CERTAIN 2023-24: 12; WINTER - CERTAIN 2024-25: 12; WINTER - CERTAIN 2025-26: 12; WINTER - CERTAIN 2026-27: 12; WINTER - CERTAIN 2027-28: 12; WINTER - CERTAIN 2028-29: 12
Tier 2 | US |  |  |  | 19INR0044 | Lily Solar | Lily Solar | PV | SUN |  | Solar | 2019-07-27 |  | 150 | 112.5 | 18 | SUMMER - CERTAIN 2018: 0; SUMMER - CERTAIN 2019: 0; SUMMER - CERTAIN 2020: 112.5; SUMMER - CERTAIN 2021: 112.5; SUMMER - CERTAIN 2022: 112.5; SUMMER - CERTAIN 2023: 112.5; SUMMER - CERTAIN 2024: 112.5; SUMMER - CERTAIN 2025: 112.5; SUMMER - CERTAIN 2026: 112.5; SUMMER - CERTAIN 2027: 112.5; SUMMER - CERTAIN 2028: 112.5; WINTER - CERTAIN 2018-19: 0; WINTER - CERTAIN 2019-20: 18; WINTER - CERTAIN 2020-21: 18; WINTER - CERTAIN 2021-22: 18; WINTER - CERTAIN 2022-23: 18; WINTER - CERTAIN 2023-24: 18; WINTER - CERTAIN 2024-25: 18; WINTER - CERTAIN 2025-26: 18; WINTER - CERTAIN 2026-27: 18; WINTER - CERTAIN 2027-28: 18; WINTER - CERTAIN 2028-29: 18
Tier 2 | US |  |  |  | 19INR0045 | Rayos Del Sol | Rayos Del Sol | PV | SUN |  | Solar | 2019-10-31 |  | 150 | 112.5 | 18 | SUMMER - CERTAIN 2018: 0; SUMMER - CERTAIN 2019: 0; SUMMER - CERTAIN 2020: 112.5; SUMMER - CERTAIN 2021: 112.5; SUMMER - CERTAIN 2022: 112.5; SUMMER - CERTAIN 2023: 112.5; SUMMER - CERTAIN 2024: 112.5; SUMMER - CERTAIN 2025: 112.5; SUMMER - CERTAIN 2026: 112.5; SUMMER - CERTAIN 2027: 112.5; SUMMER - CERTAIN 2028: 112.5; WINTER - CERTAIN 2018-19: 0; WINTER - CERTAIN 2019-20: 18; WINTER - CERTAIN 2020-21: 18; WINTER - CERTAIN 2021-22: 18; WINTER - CERTAIN 2022-23: 18; WINTER - CERTAIN 2023-24: 18; WINTER - CERTAIN 2024-25: 18; WINTER - CERTAIN 2025-26: 18; WINTER - CERTAIN 2026-27: 18; WINTER - CERTAIN 2027-28: 18; WINTER - CERTAIN 2028-29: 18
Tier 2 | US |  |  |  | 19INR0048 | Willacy Expansion West I | Buenos Aires 1 W | WT | WND |  | Wind | 2019-12-31 |  | 200 | 28 | 40 | SUMMER - CERTAIN 2018: 0; SUMMER - CERTAIN 2019: 0; SUMMER - CERTAIN 2020: 28; SUMMER - CERTAIN 2021: 28; SUMMER - CERTAIN 2022: 28; SUMMER - CERTAIN 2023: 28; SUMMER - CERTAIN 2024: 28; SUMMER - CERTAIN 2025: 28; SUMMER - CERTAIN 2026: 28; SUMMER - CERTAIN 2027: 28; SUMMER - CERTAIN 2028: 28; WINTER - CERTAIN 2018-19: 0; WINTER - CERTAIN 2019-20: 0; WINTER - CERTAIN 2020-21: 40; WINTER - CERTAIN 2021-22: 40; WINTER - CERTAIN 2022-23: 40; WINTER - CERTAIN 2023-24: 40; WINTER - CERTAIN 2024-25: 40; WINTER - CERTAIN 2025-26: 40; WINTER - CERTAIN 2026-27: 40; WINTER - CERTAIN 2027-28: 40; WINTER - CERTAIN 2028-29: 40
Tier 2 | US |  |  |  | 19INR0049 | Willacy Expansion West II | Buenos Aires 2 W | WT | WND |  | Wind | 2019-12-31 |  | 200 | 28 | 40 | SUMMER - CERTAIN 2018: 0; SUMMER - CERTAIN 2019: 0; SUMMER - CERTAIN 2020: 28; SUMMER - CERTAIN 2021: 28; SUMMER - CERTAIN 2022: 28; SUMMER - CERTAIN 2023: 28; SUMMER - CERTAIN 2024: 28; SUMMER - CERTAIN 2025: 28; SUMMER - CERTAIN 2026: 28; SUMMER - CERTAIN 2027: 28; SUMMER - CERTAIN 2028: 28; WINTER - CERTAIN 2018-19: 0; WINTER - CERTAIN 2019-20: 0; WINTER - CERTAIN 2020-21: 40; WINTER - CERTAIN 2021-22: 40; WINTER - CERTAIN 2022-23: 40; WINTER - CERTAIN 2023-24: 40; WINTER - CERTAIN 2024-25: 40; WINTER - CERTAIN 2025-26: 40; WINTER - CERTAIN 2026-27: 40; WINTER - CERTAIN 2027-28: 40; WINTER - CERTAIN 2028-29: 40
Tier 2 | US |  |  |  | 19INR0051 | Truscott Gilliland West | Vera Wind | WT | WND |  | Wind | 2019-12-01 |  | 220.4 | 30.856 | 44.08 | SUMMER - CERTAIN 2018: 0; SUMMER - CERTAIN 2019: 0; SUMMER - CERTAIN 2020: 30.856; SUMMER - CERTAIN 2021: 30.856; SUMMER - CERTAIN 2022: 30.856; SUMMER - CERTAIN 2023: 30.856; SUMMER - CERTAIN 2024: 30.856; SUMMER - CERTAIN 2025: 30.856; SUMMER - CERTAIN 2026: 30.856; SUMMER - CERTAIN 2027: 30.856; SUMMER - CERTAIN 2028: 30.856; WINTER - CERTAIN 2018-19: 0; WINTER - CERTAIN 2019-20: 44.08; WINTER - CERTAIN 2020-21: 44.08; WINTER - CERTAIN 2021-22: 44.08; WINTER - CERTAIN 2022-23: 44.08; WINTER - CERTAIN 2023-24: 44.08; WINTER - CERTAIN 2024-25: 44.08; WINTER - CERTAIN 2025-26: 44.08; WINTER - CERTAIN 2026-27: 44.08; WINTER - CERTAIN 2027-28: 44.08; WINTER - CERTAIN 2028-29: 44.08
Tier 2 | US |  |  |  | 19INR0052 | Truscott Gilliland East | Truscott Gilliland East W | WT | WND |  | Wind | 2019-12-15 |  | 278 | 38.85 | 55.5 | SUMMER - CERTAIN 2018: 0; SUMMER - CERTAIN 2019: 0; SUMMER - CERTAIN 2020: 38.85; SUMMER - CERTAIN 2021: 38.85; SUMMER - CERTAIN 2022: 38.85; SUMMER - CERTAIN 2023: 38.85; SUMMER - CERTAIN 2024: 38.85; SUMMER - CERTAIN 2025: 38.85; SUMMER - CERTAIN 2026: 38.85; SUMMER - CERTAIN 2027: 38.85; SUMMER - CERTAIN 2028: 38.85; WINTER - CERTAIN 2018-19: 0; WINTER - CERTAIN 2019-20: 0; WINTER - CERTAIN 2020-21: 55.5; WINTER - CERTAIN 2021-22: 55.5; WINTER - CERTAIN 2022-23: 55.5; WINTER - CERTAIN 2023-24: 55.5; WINTER - CERTAIN 2024-25: 55.5; WINTER - CERTAIN 2025-26: 55.5; WINTER - CERTAIN 2026-27: 55.5; WINTER - CERTAIN 2027-28: 55.5; WINTER - CERTAIN 2028-29: 55.5
Tier 2 | US |  |  |  | 19INR0053 | Hidalgo II Wind | Hidalgo II Wind | WT | WND |  | Wind | 2019-10-31 |  | 51 | 7.14 | 10.2 | SUMMER - CERTAIN 2018: 0; SUMMER - CERTAIN 2019: 0; SUMMER - CERTAIN 2020: 7.14; SUMMER - CERTAIN 2021: 7.14; SUMMER - CERTAIN 2022: 7.14; SUMMER - CERTAIN 2023: 7.14; SUMMER - CERTAIN 2024: 7.14; SUMMER - CERTAIN 2025: 7.14; SUMMER - CERTAIN 2026: 7.14; SUMMER - CERTAIN 2027: 7.14; SUMMER - CERTAIN 2028: 7.14; WINTER - CERTAIN 2018-19: 0; WINTER - CERTAIN 2019-20: 10.2; WINTER - CERTAIN 2020-21: 10.2; WINTER - CERTAIN 2021-22: 10.2; WINTER - CERTAIN 2022-23: 10.2; WINTER - CERTAIN 2023-24: 10.2; WINTER - CERTAIN 2024-25: 10.2; WINTER - CERTAIN 2025-26: 10.2; WINTER - CERTAIN 2026-27: 10.2; WINTER - CERTAIN 2027-28: 10.2; WINTER - CERTAIN 2028-29: 10.2
Tier 2 | US |  |  |  | 19INR0054 | Willacy Expansion Southwest I | Monte Cristo 1 W | WT | WND |  | Wind | 2019-12-31 |  | 200 | 28 | 40 | SUMMER - CERTAIN 2018: 0; SUMMER - CERTAIN 2019: 0; SUMMER - CERTAIN 2020: 28; SUMMER - CERTAIN 2021: 28; SUMMER - CERTAIN 2022: 28; SUMMER - CERTAIN 2023: 28; SUMMER - CERTAIN 2024: 28; SUMMER - CERTAIN 2025: 28; SUMMER - CERTAIN 2026: 28; SUMMER - CERTAIN 2027: 28; SUMMER - CERTAIN 2028: 28; WINTER - CERTAIN 2018-19: 0; WINTER - CERTAIN 2019-20: 0; WINTER - CERTAIN 2020-21: 40; WINTER - CERTAIN 2021-22: 40; WINTER - CERTAIN 2022-23: 40; WINTER - CERTAIN 2023-24: 40; WINTER - CERTAIN 2024-25: 40; WINTER - CERTAIN 2025-26: 40; WINTER - CERTAIN 2026-27: 40; WINTER - CERTAIN 2027-28: 40; WINTER - CERTAIN 2028-29: 40
Tier 2 | US |  |  |  | 19INR0055 | Willacy Expansion Southwest II | Monte Cristo II W | WT | WND |  | Wind | 2019-12-31 |  | 200 | 28 | 40 | SUMMER - CERTAIN 2018: 0; SUMMER - CERTAIN 2019: 0; SUMMER - CERTAIN 2020: 28; SUMMER - CERTAIN 2021: 28; SUMMER - CERTAIN 2022: 28; SUMMER - CERTAIN 2023: 28; SUMMER - CERTAIN 2024: 28; SUMMER - CERTAIN 2025: 28; SUMMER - CERTAIN 2026: 28; SUMMER - CERTAIN 2027: 28; SUMMER - CERTAIN 2028: 28; WINTER - CERTAIN 2018-19: 0; WINTER - CERTAIN 2019-20: 0; WINTER - CERTAIN 2020-21: 40; WINTER - CERTAIN 2021-22: 40; WINTER - CERTAIN 2022-23: 40; WINTER - CERTAIN 2023-24: 40; WINTER - CERTAIN 2024-25: 40; WINTER - CERTAIN 2025-26: 40; WINTER - CERTAIN 2026-27: 40; WINTER - CERTAIN 2027-28: 40; WINTER - CERTAIN 2028-29: 40
Tier 2 | US |  |  |  | 19INR0056 | Chamon Phase 2 | Chamon Phase 2 | GT | NG |  | Natural Gas and Other Gases | 2019-04-01 |  | 100 | 100 | 100 | SUMMER - CERTAIN 2018: 0; SUMMER - CERTAIN 2019: 100; SUMMER - CERTAIN 2020: 100; SUMMER - CERTAIN 2021: 100; SUMMER - CERTAIN 2022: 100; SUMMER - CERTAIN 2023: 100; SUMMER - CERTAIN 2024: 100; SUMMER - CERTAIN 2025: 100; SUMMER - CERTAIN 2026: 100; SUMMER - CERTAIN 2027: 100; SUMMER - CERTAIN 2028: 100; WINTER - CERTAIN 2018-19: 0; WINTER - CERTAIN 2019-20: 100; WINTER - CERTAIN 2020-21: 100; WINTER - CERTAIN 2021-22: 100; WINTER - CERTAIN 2022-23: 100; WINTER - CERTAIN 2023-24: 100; WINTER - CERTAIN 2024-25: 100; WINTER - CERTAIN 2025-26: 100; WINTER - CERTAIN 2026-27: 100; WINTER - CERTAIN 2027-28: 100; WINTER - CERTAIN 2028-29: 100
Tier 2 | US |  |  |  | 19INR0057 | Victoria Port Phase 2 | Old Bloomington Road | GT | NG |  | Natural Gas and Other Gases | 2019-04-01 |  | 100 | 100 | 100 | SUMMER - CERTAIN 2018: 0; SUMMER - CERTAIN 2019: 100; SUMMER - CERTAIN 2020: 100; SUMMER - CERTAIN 2021: 100; SUMMER - CERTAIN 2022: 100; SUMMER - CERTAIN 2023: 100; SUMMER - CERTAIN 2024: 100; SUMMER - CERTAIN 2025: 100; SUMMER - CERTAIN 2026: 100; SUMMER - CERTAIN 2027: 100; SUMMER - CERTAIN 2028: 100; WINTER - CERTAIN 2018-19: 0; WINTER - CERTAIN 2019-20: 100; WINTER - CERTAIN 2020-21: 100; WINTER - CERTAIN 2021-22: 100; WINTER - CERTAIN 2022-23: 100; WINTER - CERTAIN 2023-24: 100; WINTER - CERTAIN 2024-25: 100; WINTER - CERTAIN 2025-26: 100; WINTER - CERTAIN 2026-27: 100; WINTER - CERTAIN 2027-28: 100; WINTER - CERTAIN 2028-29: 100
Tier 2 | US |  |  |  | 19INR0070 | Trevino Solar | Trevino Solar | PV | SUN |  | Solar | 2019-12-01 |  | 180 | 135 | 21.6 | SUMMER - CERTAIN 2018: 0; SUMMER - CERTAIN 2019: 0; SUMMER - CERTAIN 2020: 135; SUMMER - CERTAIN 2021: 135; SUMMER - CERTAIN 2022: 135; SUMMER - CERTAIN 2023: 135; SUMMER - CERTAIN 2024: 135; SUMMER - CERTAIN 2025: 135; SUMMER - CERTAIN 2026: 135; SUMMER - CERTAIN 2027: 135; SUMMER - CERTAIN 2028: 135; WINTER - CERTAIN 2018-19: 0; WINTER - CERTAIN 2019-20: 21.6; WINTER - CERTAIN 2020-21: 21.6; WINTER - CERTAIN 2021-22: 21.6; WINTER - CERTAIN 2022-23: 21.6; WINTER - CERTAIN 2023-24: 21.6; WINTER - CERTAIN 2024-25: 21.6; WINTER - CERTAIN 2025-26: 21.6; WINTER - CERTAIN 2026-27: 21.6; WINTER - CERTAIN 2027-28: 21.6; WINTER - CERTAIN 2028-29: 21.6
Tier 2 | US |  |  |  | 19INR0073 | Shakes Solar II | Shakes Solar | PV | SUN |  | Solar | 2019-12-31 |  | 206 | 154.5 | 24.72 | SUMMER - CERTAIN 2018: 0; SUMMER - CERTAIN 2019: 0; SUMMER - CERTAIN 2020: 154.5; SUMMER - CERTAIN 2021: 154.5; SUMMER - CERTAIN 2022: 154.5; SUMMER - CERTAIN 2023: 154.5; SUMMER - CERTAIN 2024: 154.5; SUMMER - CERTAIN 2025: 154.5; SUMMER - CERTAIN 2026: 154.5; SUMMER - CERTAIN 2027: 154.5; SUMMER - CERTAIN 2028: 154.5; WINTER - CERTAIN 2018-19: 0; WINTER - CERTAIN 2019-20: 0; WINTER - CERTAIN 2020-21: 24.72; WINTER - CERTAIN 2021-22: 24.72; WINTER - CERTAIN 2022-23: 24.72; WINTER - CERTAIN 2023-24: 24.72; WINTER - CERTAIN 2024-25: 24.72; WINTER - CERTAIN 2025-26: 24.72; WINTER - CERTAIN 2026-27: 24.72; WINTER - CERTAIN 2027-28: 24.72; WINTER - CERTAIN 2028-29: 24.72
Tier 2 | US |  |  |  | 19INR0075 |  | Horseshoe Bend Solar | PV | SUN |  | Solar | 2020-12-31 |  | 300 | 225 | 36 | SUMMER - CERTAIN 2018: 0; SUMMER - CERTAIN 2019: 0; SUMMER - CERTAIN 2020: 0; SUMMER - CERTAIN 2021: 225; SUMMER - CERTAIN 2022: 225; SUMMER - CERTAIN 2023: 225; SUMMER - CERTAIN 2024: 225; SUMMER - CERTAIN 2025: 225; SUMMER - CERTAIN 2026: 225; SUMMER - CERTAIN 2027: 225; SUMMER - CERTAIN 2028: 225; WINTER - CERTAIN 2018-19: 0; WINTER - CERTAIN 2019-20: 0; WINTER - CERTAIN 2020-21: 0; WINTER - CERTAIN 2021-22: 36; WINTER - CERTAIN 2022-23: 36; WINTER - CERTAIN 2023-24: 36; WINTER - CERTAIN 2024-25: 36; WINTER - CERTAIN 2025-26: 36; WINTER - CERTAIN 2026-27: 36; WINTER - CERTAIN 2027-28: 36; WINTER - CERTAIN 2028-29: 36
Tier 2 | US |  |  |  | 19INR0080 |  | Whitehorse Wind | WT | WND |  | Wind | 2019-10-01 |  | 400 | 56 | 80 | SUMMER - CERTAIN 2018: 0; SUMMER - CERTAIN 2019: 0; SUMMER - CERTAIN 2020: 56; SUMMER - CERTAIN 2021: 56; SUMMER - CERTAIN 2022: 56; SUMMER - CERTAIN 2023: 56; SUMMER - CERTAIN 2024: 56; SUMMER - CERTAIN 2025: 56; SUMMER - CERTAIN 2026: 56; SUMMER - CERTAIN 2027: 56; SUMMER - CERTAIN 2028: 56; WINTER - CERTAIN 2018-19: 0; WINTER - CERTAIN 2019-20: 80; WINTER - CERTAIN 2020-21: 80; WINTER - CERTAIN 2021-22: 80; WINTER - CERTAIN 2022-23: 80; WINTER - CERTAIN 2023-24: 80; WINTER - CERTAIN 2024-25: 80; WINTER - CERTAIN 2025-26: 80; WINTER - CERTAIN 2026-27: 80; WINTER - CERTAIN 2027-28: 80; WINTER - CERTAIN 2028-29: 80
Tier 2 | US |  |  |  | 19INR0081 |  | Anson Solar | PV | SUN |  | Solar | 2020-06-30 |  | 600 | 450 | 72 | SUMMER - CERTAIN 2018: 0; SUMMER - CERTAIN 2019: 0; SUMMER - CERTAIN 2020: 450; SUMMER - CERTAIN 2021: 450; SUMMER - CERTAIN 2022: 450; SUMMER - CERTAIN 2023: 450; SUMMER - CERTAIN 2024: 450; SUMMER - CERTAIN 2025: 450; SUMMER - CERTAIN 2026: 450; SUMMER - CERTAIN 2027: 450; SUMMER - CERTAIN 2028: 450; WINTER - CERTAIN 2018-19: 0; WINTER - CERTAIN 2019-20: 0; WINTER - CERTAIN 2020-21: 72; WINTER - CERTAIN 2021-22: 72; WINTER - CERTAIN 2022-23: 72; WINTER - CERTAIN 2023-24: 72; WINTER - CERTAIN 2024-25: 72; WINTER - CERTAIN 2025-26: 72; WINTER - CERTAIN 2026-27: 72; WINTER - CERTAIN 2027-28: 72; WINTER - CERTAIN 2028-29: 72
Tier 2 | US |  |  |  | 19INR0083 |  | Oberon Solar | PV | SUN |  | Solar | 2019-08-01 |  | 180 | 135 | 21.6 | SUMMER - CERTAIN 2018: 0; SUMMER - CERTAIN 2019: 0; SUMMER - CERTAIN 2020: 135; SUMMER - CERTAIN 2021: 135; SUMMER - CERTAIN 2022: 135; SUMMER - CERTAIN 2023: 135; SUMMER - CERTAIN 2024: 135; SUMMER - CERTAIN 2025: 135; SUMMER - CERTAIN 2026: 135; SUMMER - CERTAIN 2027: 135; SUMMER - CERTAIN 2028: 135; WINTER - CERTAIN 2018-19: 0; WINTER - CERTAIN 2019-20: 21.6; WINTER - CERTAIN 2020-21: 21.6; WINTER - CERTAIN 2021-22: 21.6; WINTER - CERTAIN 2022-23: 21.6; WINTER - CERTAIN 2023-24: 21.6; WINTER - CERTAIN 2024-25: 21.6; WINTER - CERTAIN 2025-26: 21.6; WINTER - CERTAIN 2026-27: 21.6; WINTER - CERTAIN 2027-28: 21.6; WINTER - CERTAIN 2028-29: 21.6
Tier 2 | US |  |  |  | 19INR0085 |  | Blue Jay Solar | PV | SUN |  | Solar | 2019-12-15 |  | 210 | 157.5 | 25.2 | SUMMER - CERTAIN 2018: 0; SUMMER - CERTAIN 2019: 0; SUMMER - CERTAIN 2020: 157.5; SUMMER - CERTAIN 2021: 157.5; SUMMER - CERTAIN 2022: 157.5; SUMMER - CERTAIN 2023: 157.5; SUMMER - CERTAIN 2024: 157.5; SUMMER - CERTAIN 2025: 157.5; SUMMER - CERTAIN 2026: 157.5; SUMMER - CERTAIN 2027: 157.5; SUMMER - CERTAIN 2028: 157.5; WINTER - CERTAIN 2018-19: 0; WINTER - CERTAIN 2019-20: 0; WINTER - CERTAIN 2020-21: 25.2; WINTER - CERTAIN 2021-22: 25.2; WINTER - CERTAIN 2022-23: 25.2; WINTER - CERTAIN 2023-24: 25.2; WINTER - CERTAIN 2024-25: 25.2; WINTER - CERTAIN 2025-26: 25.2; WINTER - CERTAIN 2026-27: 25.2; WINTER - CERTAIN 2027-28: 25.2; WINTER - CERTAIN 2028-29: 25.2
Tier 2 | US |  |  |  | 19INR0088 |  | Aragorn Solar | PV | SUN |  | Solar | 2019-12-31 |  | 186 | 139.725 | 22.356 | SUMMER - CERTAIN 2018: 0; SUMMER - CERTAIN 2019: 0; SUMMER - CERTAIN 2020: 139.725; SUMMER - CERTAIN 2021: 139.725; SUMMER - CERTAIN 2022: 139.725; SUMMER - CERTAIN 2023: 139.725; SUMMER - CERTAIN 2024: 139.725; SUMMER - CERTAIN 2025: 139.725; SUMMER - CERTAIN 2026: 139.725; SUMMER - CERTAIN 2027: 139.725; SUMMER - CERTAIN 2028: 139.725; WINTER - CERTAIN 2018-19: 0; WINTER - CERTAIN 2019-20: 0; WINTER - CERTAIN 2020-21: 22.356; WINTER - CERTAIN 2021-22: 22.356; WINTER - CERTAIN 2022-23: 22.356; WINTER - CERTAIN 2023-24: 22.356; WINTER - CERTAIN 2024-25: 22.356; WINTER - CERTAIN 2025-26: 22.356; WINTER - CERTAIN 2026-27: 22.356; WINTER - CERTAIN 2027-28: 22.356; WINTER - CERTAIN 2028-29: 22.356
Tier 2 | US |  |  |  | 19INR0091 |  | Phoenix Solar | PV | SUN |  | Solar | 2020-03-01 |  | 82.3 | 61.725 | 9.876 | SUMMER - CERTAIN 2018: 0; SUMMER - CERTAIN 2019: 0; SUMMER - CERTAIN 2020: 61.725; SUMMER - CERTAIN 2021: 61.725; SUMMER - CERTAIN 2022: 61.725; SUMMER - CERTAIN 2023: 61.725; SUMMER - CERTAIN 2024: 61.725; SUMMER - CERTAIN 2025: 61.725; SUMMER - CERTAIN 2026: 61.725; SUMMER - CERTAIN 2027: 61.725; SUMMER - CERTAIN 2028: 61.725; WINTER - CERTAIN 2018-19: 0; WINTER - CERTAIN 2019-20: 0; WINTER - CERTAIN 2020-21: 9.876; WINTER - CERTAIN 2021-22: 9.876; WINTER - CERTAIN 2022-23: 9.876; WINTER - CERTAIN 2023-24: 9.876; WINTER - CERTAIN 2024-25: 9.876; WINTER - CERTAIN 2025-26: 9.876; WINTER - CERTAIN 2026-27: 9.876; WINTER - CERTAIN 2027-28: 9.876; WINTER - CERTAIN 2028-29: 9.876
Tier 2 | US |  |  |  | 19INR0093 |  | Sole Mio | PV | SUN |  | Solar | 2019-12-01 |  | 45 | 33.75 | 5.4 | SUMMER - CERTAIN 2018: 0; SUMMER - CERTAIN 2019: 0; SUMMER - CERTAIN 2020: 33.75; SUMMER - CERTAIN 2021: 33.75; SUMMER - CERTAIN 2022: 33.75; SUMMER - CERTAIN 2023: 33.75; SUMMER - CERTAIN 2024: 33.75; SUMMER - CERTAIN 2025: 33.75; SUMMER - CERTAIN 2026: 33.75; SUMMER - CERTAIN 2027: 33.75; SUMMER - CERTAIN 2028: 33.75; WINTER - CERTAIN 2018-19: 0; WINTER - CERTAIN 2019-20: 5.4; WINTER - CERTAIN 2020-21: 5.4; WINTER - CERTAIN 2021-22: 5.4; WINTER - CERTAIN 2022-23: 5.4; WINTER - CERTAIN 2023-24: 5.4; WINTER - CERTAIN 2024-25: 5.4; WINTER - CERTAIN 2025-26: 5.4; WINTER - CERTAIN 2026-27: 5.4; WINTER - CERTAIN 2027-28: 5.4; WINTER - CERTAIN 2028-29: 5.4
Tier 2 | US |  |  |  | 19INR0094 |  | GSE Three Solar | PV | SUN |  | Solar | 2019-04-01 |  | 50 | 37.5 | 6 | SUMMER - CERTAIN 2018: 0; SUMMER - CERTAIN 2019: 37.5; SUMMER - CERTAIN 2020: 37.5; SUMMER - CERTAIN 2021: 37.5; SUMMER - CERTAIN 2022: 37.5; SUMMER - CERTAIN 2023: 37.5; SUMMER - CERTAIN 2024: 37.5; SUMMER - CERTAIN 2025: 37.5; SUMMER - CERTAIN 2026: 37.5; SUMMER - CERTAIN 2027: 37.5; SUMMER - CERTAIN 2028: 37.5; WINTER - CERTAIN 2018-19: 0; WINTER - CERTAIN 2019-20: 6; WINTER - CERTAIN 2020-21: 6; WINTER - CERTAIN 2021-22: 6; WINTER - CERTAIN 2022-23: 6; WINTER - CERTAIN 2023-24: 6; WINTER - CERTAIN 2024-25: 6; WINTER - CERTAIN 2025-26: 6; WINTER - CERTAIN 2026-27: 6; WINTER - CERTAIN 2027-28: 6; WINTER - CERTAIN 2028-29: 6
Tier 2 | US |  |  |  | 19INR0096 |  | Shamrock Wind | WT | WND |  | Wind | 2020-12-15 |  | 202 | 28.224 | 40.32 | SUMMER - CERTAIN 2018: 0; SUMMER - CERTAIN 2019: 0; SUMMER - CERTAIN 2020: 0; SUMMER - CERTAIN 2021: 28.224; SUMMER - CERTAIN 2022: 28.224; SUMMER - CERTAIN 2023: 28.224; SUMMER - CERTAIN 2024: 28.224; SUMMER - CERTAIN 2025: 28.224; SUMMER - CERTAIN 2026: 28.224; SUMMER - CERTAIN 2027: 28.224; SUMMER - CERTAIN 2028: 28.224; WINTER - CERTAIN 2018-19: 0; WINTER - CERTAIN 2019-20: 0; WINTER - CERTAIN 2020-21: 0; WINTER - CERTAIN 2021-22: 40.32; WINTER - CERTAIN 2022-23: 40.32; WINTER - CERTAIN 2023-24: 40.32; WINTER - CERTAIN 2024-25: 40.32; WINTER - CERTAIN 2025-26: 40.32; WINTER - CERTAIN 2026-27: 40.32; WINTER - CERTAIN 2027-28: 40.32; WINTER - CERTAIN 2028-29: 40.32
Tier 2 | US |  |  |  | 19INR0097 |  | Shamrock Wind II | WT | WND |  | Wind | 2020-12-15 |  | 202 | 28.224 | 40.32 | SUMMER - CERTAIN 2018: 0; SUMMER - CERTAIN 2019: 0; SUMMER - CERTAIN 2020: 0; SUMMER - CERTAIN 2021: 28.224; SUMMER - CERTAIN 2022: 28.224; SUMMER - CERTAIN 2023: 28.224; SUMMER - CERTAIN 2024: 28.224; SUMMER - CERTAIN 2025: 28.224; SUMMER - CERTAIN 2026: 28.224; SUMMER - CERTAIN 2027: 28.224; SUMMER - CERTAIN 2028: 28.224; WINTER - CERTAIN 2018-19: 0; WINTER - CERTAIN 2019-20: 0; WINTER - CERTAIN 2020-21: 0; WINTER - CERTAIN 2021-22: 40.32; WINTER - CERTAIN 2022-23: 40.32; WINTER - CERTAIN 2023-24: 40.32; WINTER - CERTAIN 2024-25: 40.32; WINTER - CERTAIN 2025-26: 40.32; WINTER - CERTAIN 2026-27: 40.32; WINTER - CERTAIN 2027-28: 40.32; WINTER - CERTAIN 2028-29: 40.32
Tier 2 | US |  |  |  | 19INR0098 |  | Pease River Wind | WT | WND |  | Wind | 2019-12-31 |  | 301 | 42.196 | 60.28 | SUMMER - CERTAIN 2018: 0; SUMMER - CERTAIN 2019: 0; SUMMER - CERTAIN 2020: 42.196; SUMMER - CERTAIN 2021: 42.196; SUMMER - CERTAIN 2022: 42.196; SUMMER - CERTAIN 2023: 42.196; SUMMER - CERTAIN 2024: 42.196; SUMMER - CERTAIN 2025: 42.196; SUMMER - CERTAIN 2026: 42.196; SUMMER - CERTAIN 2027: 42.196; SUMMER - CERTAIN 2028: 42.196; WINTER - CERTAIN 2018-19: 0; WINTER - CERTAIN 2019-20: 0; WINTER - CERTAIN 2020-21: 60.28; WINTER - CERTAIN 2021-22: 60.28; WINTER - CERTAIN 2022-23: 60.28; WINTER - CERTAIN 2023-24: 60.28; WINTER - CERTAIN 2024-25: 60.28; WINTER - CERTAIN 2025-26: 60.28; WINTER - CERTAIN 2026-27: 60.28; WINTER - CERTAIN 2027-28: 60.28; WINTER - CERTAIN 2028-29: 60.28
Tier 2 | US |  |  |  | 19INR0099a |  | Kontiki Wind | WT | WND |  | Wind | 2019-09-01 |  | 255 | 35.742 | 51.06 | SUMMER - CERTAIN 2018: 0; SUMMER - CERTAIN 2019: 0; SUMMER - CERTAIN 2020: 35.742; SUMMER - CERTAIN 2021: 35.742; SUMMER - CERTAIN 2022: 35.742; SUMMER - CERTAIN 2023: 35.742; SUMMER - CERTAIN 2024: 35.742; SUMMER - CERTAIN 2025: 35.742; SUMMER - CERTAIN 2026: 35.742; SUMMER - CERTAIN 2027: 35.742; SUMMER - CERTAIN 2028: 35.742; WINTER - CERTAIN 2018-19: 0; WINTER - CERTAIN 2019-20: 51.06; WINTER - CERTAIN 2020-21: 51.06; WINTER - CERTAIN 2021-22: 51.06; WINTER - CERTAIN 2022-23: 51.06; WINTER - CERTAIN 2023-24: 51.06; WINTER - CERTAIN 2024-25: 51.06; WINTER - CERTAIN 2025-26: 51.06; WINTER - CERTAIN 2026-27: 51.06; WINTER - CERTAIN 2027-28: 51.06; WINTER - CERTAIN 2028-29: 51.06
Tier 2 | US |  |  |  | 19INR0099b |  | Kontiki Wind | WT | WND |  | Wind | 2020-09-01 |  | 255 | 35.742 | 51.06 | SUMMER - CERTAIN 2018: 0; SUMMER - CERTAIN 2019: 0; SUMMER - CERTAIN 2020: 0; SUMMER - CERTAIN 2021: 35.742; SUMMER - CERTAIN 2022: 35.742; SUMMER - CERTAIN 2023: 35.742; SUMMER - CERTAIN 2024: 35.742; SUMMER - CERTAIN 2025: 35.742; SUMMER - CERTAIN 2026: 35.742; SUMMER - CERTAIN 2027: 35.742; SUMMER - CERTAIN 2028: 35.742; WINTER - CERTAIN 2018-19: 0; WINTER - CERTAIN 2019-20: 0; WINTER - CERTAIN 2020-21: 51.06; WINTER - CERTAIN 2021-22: 51.06; WINTER - CERTAIN 2022-23: 51.06; WINTER - CERTAIN 2023-24: 51.06; WINTER - CERTAIN 2024-25: 51.06; WINTER - CERTAIN 2025-26: 51.06; WINTER - CERTAIN 2026-27: 51.06; WINTER - CERTAIN 2027-28: 51.06; WINTER - CERTAIN 2028-29: 51.06
Tier 2 | US |  |  |  | 19INR0100 |  | Prairie Hill Wind | WT | WND |  | Wind | 2019-12-01 |  | 300 | 42 | 60 | SUMMER - CERTAIN 2018: 0; SUMMER - CERTAIN 2019: 0; SUMMER - CERTAIN 2020: 42; SUMMER - CERTAIN 2021: 42; SUMMER - CERTAIN 2022: 42; SUMMER - CERTAIN 2023: 42; SUMMER - CERTAIN 2024: 42; SUMMER - CERTAIN 2025: 42; SUMMER - CERTAIN 2026: 42; SUMMER - CERTAIN 2027: 42; SUMMER - CERTAIN 2028: 42; WINTER - CERTAIN 2018-19: 0; WINTER - CERTAIN 2019-20: 60; WINTER - CERTAIN 2020-21: 60; WINTER - CERTAIN 2021-22: 60; WINTER - CERTAIN 2022-23: 60; WINTER - CERTAIN 2023-24: 60; WINTER - CERTAIN 2024-25: 60; WINTER - CERTAIN 2025-26: 60; WINTER - CERTAIN 2026-27: 60; WINTER - CERTAIN 2027-28: 60; WINTER - CERTAIN 2028-29: 60
Tier 2 | US |  |  |  | 19INR0101 |  | Tehuacana Wind | WT | WND |  | Wind | 2019-12-01 |  | 600 | 84 | 120 | SUMMER - CERTAIN 2018: 0; SUMMER - CERTAIN 2019: 0; SUMMER - CERTAIN 2020: 84; SUMMER - CERTAIN 2021: 84; SUMMER - CERTAIN 2022: 84; SUMMER - CERTAIN 2023: 84; SUMMER - CERTAIN 2024: 84; SUMMER - CERTAIN 2025: 84; SUMMER - CERTAIN 2026: 84; SUMMER - CERTAIN 2027: 84; SUMMER - CERTAIN 2028: 84; WINTER - CERTAIN 2018-19: 0; WINTER - CERTAIN 2019-20: 120; WINTER - CERTAIN 2020-21: 120; WINTER - CERTAIN 2021-22: 120; WINTER - CERTAIN 2022-23: 120; WINTER - CERTAIN 2023-24: 120; WINTER - CERTAIN 2024-25: 120; WINTER - CERTAIN 2025-26: 120; WINTER - CERTAIN 2026-27: 120; WINTER - CERTAIN 2027-28: 120; WINTER - CERTAIN 2028-29: 120
Tier 2 | US |  |  |  | 19INR0102 |  | Queen Solar | PV | SUN |  | Solar | 2019-09-30 |  | 400 | 300 | 48 | SUMMER - CERTAIN 2018: 0; SUMMER - CERTAIN 2019: 0; SUMMER - CERTAIN 2020: 300; SUMMER - CERTAIN 2021: 300; SUMMER - CERTAIN 2022: 300; SUMMER - CERTAIN 2023: 300; SUMMER - CERTAIN 2024: 300; SUMMER - CERTAIN 2025: 300; SUMMER - CERTAIN 2026: 300; SUMMER - CERTAIN 2027: 300; SUMMER - CERTAIN 2028: 300; WINTER - CERTAIN 2018-19: 0; WINTER - CERTAIN 2019-20: 48; WINTER - CERTAIN 2020-21: 48; WINTER - CERTAIN 2021-22: 48; WINTER - CERTAIN 2022-23: 48; WINTER - CERTAIN 2023-24: 48; WINTER - CERTAIN 2024-25: 48; WINTER - CERTAIN 2025-26: 48; WINTER - CERTAIN 2026-27: 48; WINTER - CERTAIN 2027-28: 48; WINTER - CERTAIN 2028-29: 48
Tier 2 | US |  |  |  | 19INR0103 |  | Rodeo Solar | PV | SUN |  | Solar | 2019-12-31 |  | 205 | 150 | 24.6 | SUMMER - CERTAIN 2018: 0; SUMMER - CERTAIN 2019: 0; SUMMER - CERTAIN 2020: 150; SUMMER - CERTAIN 2021: 150; SUMMER - CERTAIN 2022: 150; SUMMER - CERTAIN 2023: 150; SUMMER - CERTAIN 2024: 150; SUMMER - CERTAIN 2025: 150; SUMMER - CERTAIN 2026: 150; SUMMER - CERTAIN 2027: 150; SUMMER - CERTAIN 2028: 150; WINTER - CERTAIN 2018-19: 0; WINTER - CERTAIN 2019-20: 0; WINTER - CERTAIN 2020-21: 24.6; WINTER - CERTAIN 2021-22: 24.6; WINTER - CERTAIN 2022-23: 24.6; WINTER - CERTAIN 2023-24: 24.6; WINTER - CERTAIN 2024-25: 24.6; WINTER - CERTAIN 2025-26: 24.6; WINTER - CERTAIN 2026-27: 24.6; WINTER - CERTAIN 2027-28: 24.6; WINTER - CERTAIN 2028-29: 24.6
Tier 2 | US |  |  |  | 19INR0104 |  | Alpine Solar | PV | SUN |  | Solar | 2019-11-01 |  | 50 | 37.5 | 6 | SUMMER - CERTAIN 2018: 0; SUMMER - CERTAIN 2019: 0; SUMMER - CERTAIN 2020: 37.5; SUMMER - CERTAIN 2021: 37.5; SUMMER - CERTAIN 2022: 37.5; SUMMER - CERTAIN 2023: 37.5; SUMMER - CERTAIN 2024: 37.5; SUMMER - CERTAIN 2025: 37.5; SUMMER - CERTAIN 2026: 37.5; SUMMER - CERTAIN 2027: 37.5; SUMMER - CERTAIN 2028: 37.5; WINTER - CERTAIN 2018-19: 0; WINTER - CERTAIN 2019-20: 6; WINTER - CERTAIN 2020-21: 6; WINTER - CERTAIN 2021-22: 6; WINTER - CERTAIN 2022-23: 6; WINTER - CERTAIN 2023-24: 6; WINTER - CERTAIN 2024-25: 6; WINTER - CERTAIN 2025-26: 6; WINTER - CERTAIN 2026-27: 6; WINTER - CERTAIN 2027-28: 6; WINTER - CERTAIN 2028-29: 6
Tier 2 | US |  |  |  | 19INR0108 |  | Hardeman Wind | WT | WND |  | Wind | 2019-12-31 |  | 200 | 28.028 | 40.04 | SUMMER - CERTAIN 2018: 0; SUMMER - CERTAIN 2019: 0; SUMMER - CERTAIN 2020: 28.028; SUMMER - CERTAIN 2021: 28.028; SUMMER - CERTAIN 2022: 28.028; SUMMER - CERTAIN 2023: 28.028; SUMMER - CERTAIN 2024: 28.028; SUMMER - CERTAIN 2025: 28.028; SUMMER - CERTAIN 2026: 28.028; SUMMER - CERTAIN 2027: 28.028; SUMMER - CERTAIN 2028: 28.028; WINTER - CERTAIN 2018-19: 0; WINTER - CERTAIN 2019-20: 0; WINTER - CERTAIN 2020-21: 40.04; WINTER - CERTAIN 2021-22: 40.04; WINTER - CERTAIN 2022-23: 40.04; WINTER - CERTAIN 2023-24: 40.04; WINTER - CERTAIN 2024-25: 40.04; WINTER - CERTAIN 2025-26: 40.04; WINTER - CERTAIN 2026-27: 40.04; WINTER - CERTAIN 2027-28: 40.04; WINTER - CERTAIN 2028-29: 40.04
Tier 2 | US |  |  |  | 19INR0109 |  | Crockett Solar | PV | SUN |  | Solar | 2019-10-31 |  | 150 | 112.5 | 18 | SUMMER - CERTAIN 2018: 0; SUMMER - CERTAIN 2019: 0; SUMMER - CERTAIN 2020: 112.5; SUMMER - CERTAIN 2021: 112.5; SUMMER - CERTAIN 2022: 112.5; SUMMER - CERTAIN 2023: 112.5; SUMMER - CERTAIN 2024: 112.5; SUMMER - CERTAIN 2025: 112.5; SUMMER - CERTAIN 2026: 112.5; SUMMER - CERTAIN 2027: 112.5; SUMMER - CERTAIN 2028: 112.5; WINTER - CERTAIN 2018-19: 0; WINTER - CERTAIN 2019-20: 18; WINTER - CERTAIN 2020-21: 18; WINTER - CERTAIN 2021-22: 18; WINTER - CERTAIN 2022-23: 18; WINTER - CERTAIN 2023-24: 18; WINTER - CERTAIN 2024-25: 18; WINTER - CERTAIN 2025-26: 18; WINTER - CERTAIN 2026-27: 18; WINTER - CERTAIN 2027-28: 18; WINTER - CERTAIN 2028-29: 18
Tier 2 | US |  |  |  | 19INR0110 |  | Angelina Solar | PV | SUN |  | Solar | 2020-10-31 |  | 150 | 112.5 | 18 | SUMMER - CERTAIN 2018: 0; SUMMER - CERTAIN 2019: 0; SUMMER - CERTAIN 2020: 0; SUMMER - CERTAIN 2021: 112.5; SUMMER - CERTAIN 2022: 112.5; SUMMER - CERTAIN 2023: 112.5; SUMMER - CERTAIN 2024: 112.5; SUMMER - CERTAIN 2025: 112.5; SUMMER - CERTAIN 2026: 112.5; SUMMER - CERTAIN 2027: 112.5; SUMMER - CERTAIN 2028: 112.5; WINTER - CERTAIN 2018-19: 0; WINTER - CERTAIN 2019-20: 0; WINTER - CERTAIN 2020-21: 18; WINTER - CERTAIN 2021-22: 18; WINTER - CERTAIN 2022-23: 18; WINTER - CERTAIN 2023-24: 18; WINTER - CERTAIN 2024-25: 18; WINTER - CERTAIN 2025-26: 18; WINTER - CERTAIN 2026-27: 18; WINTER - CERTAIN 2027-28: 18; WINTER - CERTAIN 2028-29: 18
Tier 2 | US |  |  |  | 19INR0111 |  | Tom Green Solar | PV | SUN |  | Solar | 2019-10-31 |  | 150 | 112.5 | 18 | SUMMER - CERTAIN 2018: 0; SUMMER - CERTAIN 2019: 0; SUMMER - CERTAIN 2020: 112.5; SUMMER - CERTAIN 2021: 112.5; SUMMER - CERTAIN 2022: 112.5; SUMMER - CERTAIN 2023: 112.5; SUMMER - CERTAIN 2024: 112.5; SUMMER - CERTAIN 2025: 112.5; SUMMER - CERTAIN 2026: 112.5; SUMMER - CERTAIN 2027: 112.5; SUMMER - CERTAIN 2028: 112.5; WINTER - CERTAIN 2018-19: 0; WINTER - CERTAIN 2019-20: 18; WINTER - CERTAIN 2020-21: 18; WINTER - CERTAIN 2021-22: 18; WINTER - CERTAIN 2022-23: 18; WINTER - CERTAIN 2023-24: 18; WINTER - CERTAIN 2024-25: 18; WINTER - CERTAIN 2025-26: 18; WINTER - CERTAIN 2026-27: 18; WINTER - CERTAIN 2027-28: 18; WINTER - CERTAIN 2028-29: 18
Tier 2 | US |  |  |  | 19INR0112 |  | Cranel Wind | WT | WND |  | Wind | 2019-12-31 |  | 220 | 118.59 | 94.6 | SUMMER - CERTAIN 2018: 0; SUMMER - CERTAIN 2019: 0; SUMMER - CERTAIN 2020: 118.59; SUMMER - CERTAIN 2021: 118.59; SUMMER - CERTAIN 2022: 118.59; SUMMER - CERTAIN 2023: 118.59; SUMMER - CERTAIN 2024: 118.59; SUMMER - CERTAIN 2025: 118.59; SUMMER - CERTAIN 2026: 118.59; SUMMER - CERTAIN 2027: 118.59; SUMMER - CERTAIN 2028: 118.59; WINTER - CERTAIN 2018-19: 0; WINTER - CERTAIN 2019-20: 0; WINTER - CERTAIN 2020-21: 94.6; WINTER - CERTAIN 2021-22: 94.6; WINTER - CERTAIN 2022-23: 94.6; WINTER - CERTAIN 2023-24: 94.6; WINTER - CERTAIN 2024-25: 94.6; WINTER - CERTAIN 2025-26: 94.6; WINTER - CERTAIN 2026-27: 94.6; WINTER - CERTAIN 2027-28: 94.6; WINTER - CERTAIN 2028-29: 94.6
Tier 2 | US |  |  |  | 19INR0113 |  | County Line Solar | PV | SUN |  | Solar | 2019-12-01 |  | 250 | 187.5 | 30 | SUMMER - CERTAIN 2018: 0; SUMMER - CERTAIN 2019: 0; SUMMER - CERTAIN 2020: 187.5; SUMMER - CERTAIN 2021: 187.5; SUMMER - CERTAIN 2022: 187.5; SUMMER - CERTAIN 2023: 187.5; SUMMER - CERTAIN 2024: 187.5; SUMMER - CERTAIN 2025: 187.5; SUMMER - CERTAIN 2026: 187.5; SUMMER - CERTAIN 2027: 187.5; SUMMER - CERTAIN 2028: 187.5; WINTER - CERTAIN 2018-19: 0; WINTER - CERTAIN 2019-20: 30; WINTER - CERTAIN 2020-21: 30; WINTER - CERTAIN 2021-22: 30; WINTER - CERTAIN 2022-23: 30; WINTER - CERTAIN 2023-24: 30; WINTER - CERTAIN 2024-25: 30; WINTER - CERTAIN 2025-26: 30; WINTER - CERTAIN 2026-27: 30; WINTER - CERTAIN 2027-28: 30; WINTER - CERTAIN 2028-29: 30
Tier 2 | US |  |  |  | 19INR0114 |  | Rambler Solar | PV | SUN |  | Solar | 2019-12-30 |  | 150 | 112.5 | 18 | SUMMER - CERTAIN 2018: 0; SUMMER - CERTAIN 2019: 0; SUMMER - CERTAIN 2020: 112.5; SUMMER - CERTAIN 2021: 112.5; SUMMER - CERTAIN 2022: 112.5; SUMMER - CERTAIN 2023: 112.5; SUMMER - CERTAIN 2024: 112.5; SUMMER - CERTAIN 2025: 112.5; SUMMER - CERTAIN 2026: 112.5; SUMMER - CERTAIN 2027: 112.5; SUMMER - CERTAIN 2028: 112.5; WINTER - CERTAIN 2018-19: 0; WINTER - CERTAIN 2019-20: 0; WINTER - CERTAIN 2020-21: 18; WINTER - CERTAIN 2021-22: 18; WINTER - CERTAIN 2022-23: 18; WINTER - CERTAIN 2023-24: 18; WINTER - CERTAIN 2024-25: 18; WINTER - CERTAIN 2025-26: 18; WINTER - CERTAIN 2026-27: 18; WINTER - CERTAIN 2027-28: 18; WINTER - CERTAIN 2028-29: 18
Tier 2 | US |  |  |  | 19INR0115 |  | Blackwater Draw Solar | PV | SUN |  | Solar | 2019-12-31 |  | 150 | 112.5 | 18 | SUMMER - CERTAIN 2018: 0; SUMMER - CERTAIN 2019: 0; SUMMER - CERTAIN 2020: 112.5; SUMMER - CERTAIN 2021: 112.5; SUMMER - CERTAIN 2022: 112.5; SUMMER - CERTAIN 2023: 112.5; SUMMER - CERTAIN 2024: 112.5; SUMMER - CERTAIN 2025: 112.5; SUMMER - CERTAIN 2026: 112.5; SUMMER - CERTAIN 2027: 112.5; SUMMER - CERTAIN 2028: 112.5; WINTER - CERTAIN 2018-19: 0; WINTER - CERTAIN 2019-20: 0; WINTER - CERTAIN 2020-21: 18; WINTER - CERTAIN 2021-22: 18; WINTER - CERTAIN 2022-23: 18; WINTER - CERTAIN 2023-24: 18; WINTER - CERTAIN 2024-25: 18; WINTER - CERTAIN 2025-26: 18; WINTER - CERTAIN 2026-27: 18; WINTER - CERTAIN 2027-28: 18; WINTER - CERTAIN 2028-29: 18
Tier 2 | US |  |  |  | 19INR0117 |  | Road Runner Crossing Wind 1 | WT | WND |  | Wind | 2020-12-31 |  | 201 | 28.14 | 40.2 | SUMMER - CERTAIN 2018: 0; SUMMER - CERTAIN 2019: 0; SUMMER - CERTAIN 2020: 0; SUMMER - CERTAIN 2021: 28.14; SUMMER - CERTAIN 2022: 28.14; SUMMER - CERTAIN 2023: 28.14; SUMMER - CERTAIN 2024: 28.14; SUMMER - CERTAIN 2025: 28.14; SUMMER - CERTAIN 2026: 28.14; SUMMER - CERTAIN 2027: 28.14; SUMMER - CERTAIN 2028: 28.14; WINTER - CERTAIN 2018-19: 0; WINTER - CERTAIN 2019-20: 0; WINTER - CERTAIN 2020-21: 0; WINTER - CERTAIN 2021-22: 40.2; WINTER - CERTAIN 2022-23: 40.2; WINTER - CERTAIN 2023-24: 40.2; WINTER - CERTAIN 2024-25: 40.2; WINTER - CERTAIN 2025-26: 40.2; WINTER - CERTAIN 2026-27: 40.2; WINTER - CERTAIN 2027-28: 40.2; WINTER - CERTAIN 2028-29: 40.2
Tier 2 | US |  |  |  | 19INR0118 |  | Road Runner Crossing Wind 2 | WT | WND |  | Wind | 2021-12-31 |  | 102 | 14.28 | 20.4 | SUMMER - CERTAIN 2018: 0; SUMMER - CERTAIN 2019: 0; SUMMER - CERTAIN 2020: 0; SUMMER - CERTAIN 2021: 0; SUMMER - CERTAIN 2022: 14.28; SUMMER - CERTAIN 2023: 14.28; SUMMER - CERTAIN 2024: 14.28; SUMMER - CERTAIN 2025: 14.28; SUMMER - CERTAIN 2026: 14.28; SUMMER - CERTAIN 2027: 14.28; SUMMER - CERTAIN 2028: 14.28; WINTER - CERTAIN 2018-19: 0; WINTER - CERTAIN 2019-20: 0; WINTER - CERTAIN 2020-21: 0; WINTER - CERTAIN 2021-22: 0; WINTER - CERTAIN 2022-23: 20.4; WINTER - CERTAIN 2023-24: 20.4; WINTER - CERTAIN 2024-25: 20.4; WINTER - CERTAIN 2025-26: 20.4; WINTER - CERTAIN 2026-27: 20.4; WINTER - CERTAIN 2027-28: 20.4; WINTER - CERTAIN 2028-29: 20.4
Tier 2 | US |  |  |  | 19INR0121 |  | Galloway Solar | PV | SUN |  | Solar | 2020-12-01 |  | 360 | 270 | 43.2 | SUMMER - CERTAIN 2018: 0; SUMMER - CERTAIN 2019: 0; SUMMER - CERTAIN 2020: 0; SUMMER - CERTAIN 2021: 270; SUMMER - CERTAIN 2022: 270; SUMMER - CERTAIN 2023: 270; SUMMER - CERTAIN 2024: 270; SUMMER - CERTAIN 2025: 270; SUMMER - CERTAIN 2026: 270; SUMMER - CERTAIN 2027: 270; SUMMER - CERTAIN 2028: 270; WINTER - CERTAIN 2018-19: 0; WINTER - CERTAIN 2019-20: 0; WINTER - CERTAIN 2020-21: 43.2; WINTER - CERTAIN 2021-22: 43.2; WINTER - CERTAIN 2022-23: 43.2; WINTER - CERTAIN 2023-24: 43.2; WINTER - CERTAIN 2024-25: 43.2; WINTER - CERTAIN 2025-26: 43.2; WINTER - CERTAIN 2026-27: 43.2; WINTER - CERTAIN 2027-28: 43.2; WINTER - CERTAIN 2028-29: 43.2
Tier 2 | US |  |  |  | 19INR0122 |  | Lone Star 1 | PV | SUN |  | Solar | 2019-06-30 |  | 150 | 112.5 | 18 | SUMMER - CERTAIN 2018: 0; SUMMER - CERTAIN 2019: 112.5; SUMMER - CERTAIN 2020: 112.5; SUMMER - CERTAIN 2021: 112.5; SUMMER - CERTAIN 2022: 112.5; SUMMER - CERTAIN 2023: 112.5; SUMMER - CERTAIN 2024: 112.5; SUMMER - CERTAIN 2025: 112.5; SUMMER - CERTAIN 2026: 112.5; SUMMER - CERTAIN 2027: 112.5; SUMMER - CERTAIN 2028: 112.5; WINTER - CERTAIN 2018-19: 0; WINTER - CERTAIN 2019-20: 18; WINTER - CERTAIN 2020-21: 18; WINTER - CERTAIN 2021-22: 18; WINTER - CERTAIN 2022-23: 18; WINTER - CERTAIN 2023-24: 18; WINTER - CERTAIN 2024-25: 18; WINTER - CERTAIN 2025-26: 18; WINTER - CERTAIN 2026-27: 18; WINTER - CERTAIN 2027-28: 18; WINTER - CERTAIN 2028-29: 18
Tier 2 | US |  |  |  | 19INR0123 |  | GSE Eleven | PV | SUN |  | Solar | 2020-05-31 |  | 135 | 101.25 | 16.2 | SUMMER - CERTAIN 2018: 0; SUMMER - CERTAIN 2019: 0; SUMMER - CERTAIN 2020: 101.25; SUMMER - CERTAIN 2021: 101.25; SUMMER - CERTAIN 2022: 101.25; SUMMER - CERTAIN 2023: 101.25; SUMMER - CERTAIN 2024: 101.25; SUMMER - CERTAIN 2025: 101.25; SUMMER - CERTAIN 2026: 101.25; SUMMER - CERTAIN 2027: 101.25; SUMMER - CERTAIN 2028: 101.25; WINTER - CERTAIN 2018-19: 0; WINTER - CERTAIN 2019-20: 0; WINTER - CERTAIN 2020-21: 16.2; WINTER - CERTAIN 2021-22: 16.2; WINTER - CERTAIN 2022-23: 16.2; WINTER - CERTAIN 2023-24: 16.2; WINTER - CERTAIN 2024-25: 16.2; WINTER - CERTAIN 2025-26: 16.2; WINTER - CERTAIN 2026-27: 16.2; WINTER - CERTAIN 2027-28: 16.2; WINTER - CERTAIN 2028-29: 16.2
Tier 2 | US |  |  |  | 19INR0124 |  | Solemio Springs | PV | SUN |  | Solar | 2019-12-01 |  | 50 | 37.5 | 6 | SUMMER - CERTAIN 2018: 0; SUMMER - CERTAIN 2019: 0; SUMMER - CERTAIN 2020: 37.5; SUMMER - CERTAIN 2021: 37.5; SUMMER - CERTAIN 2022: 37.5; SUMMER - CERTAIN 2023: 37.5; SUMMER - CERTAIN 2024: 37.5; SUMMER - CERTAIN 2025: 37.5; SUMMER - CERTAIN 2026: 37.5; SUMMER - CERTAIN 2027: 37.5; SUMMER - CERTAIN 2028: 37.5; WINTER - CERTAIN 2018-19: 0; WINTER - CERTAIN 2019-20: 6; WINTER - CERTAIN 2020-21: 6; WINTER - CERTAIN 2021-22: 6; WINTER - CERTAIN 2022-23: 6; WINTER - CERTAIN 2023-24: 6; WINTER - CERTAIN 2024-25: 6; WINTER - CERTAIN 2025-26: 6; WINTER - CERTAIN 2026-27: 6; WINTER - CERTAIN 2027-28: 6; WINTER - CERTAIN 2028-29: 6
Tier 2 | US |  |  |  | 19INR0125 |  | Wolfcamp 1 | PV | SUN |  | Solar | 2019-09-30 |  | 100 | 75 | 12 | SUMMER - CERTAIN 2018: 0; SUMMER - CERTAIN 2019: 0; SUMMER - CERTAIN 2020: 75; SUMMER - CERTAIN 2021: 75; SUMMER - CERTAIN 2022: 75; SUMMER - CERTAIN 2023: 75; SUMMER - CERTAIN 2024: 75; SUMMER - CERTAIN 2025: 75; SUMMER - CERTAIN 2026: 75; SUMMER - CERTAIN 2027: 75; SUMMER - CERTAIN 2028: 75; WINTER - CERTAIN 2018-19: 0; WINTER - CERTAIN 2019-20: 12; WINTER - CERTAIN 2020-21: 12; WINTER - CERTAIN 2021-22: 12; WINTER - CERTAIN 2022-23: 12; WINTER - CERTAIN 2023-24: 12; WINTER - CERTAIN 2024-25: 12; WINTER - CERTAIN 2025-26: 12; WINTER - CERTAIN 2026-27: 12; WINTER - CERTAIN 2027-28: 12; WINTER - CERTAIN 2028-29: 12
Tier 2 | US |  |  |  | 19INR0126 |  | Wolfcamp 2 | PV | SUN |  | Solar | 2019-09-30 |  | 100 | 75 | 12 | SUMMER - CERTAIN 2018: 0; SUMMER - CERTAIN 2019: 0; SUMMER - CERTAIN 2020: 75; SUMMER - CERTAIN 2021: 75; SUMMER - CERTAIN 2022: 75; SUMMER - CERTAIN 2023: 75; SUMMER - CERTAIN 2024: 75; SUMMER - CERTAIN 2025: 75; SUMMER - CERTAIN 2026: 75; SUMMER - CERTAIN 2027: 75; SUMMER - CERTAIN 2028: 75; WINTER - CERTAIN 2018-19: 0; WINTER - CERTAIN 2019-20: 12; WINTER - CERTAIN 2020-21: 12; WINTER - CERTAIN 2021-22: 12; WINTER - CERTAIN 2022-23: 12; WINTER - CERTAIN 2023-24: 12; WINTER - CERTAIN 2024-25: 12; WINTER - CERTAIN 2025-26: 12; WINTER - CERTAIN 2026-27: 12; WINTER - CERTAIN 2027-28: 12; WINTER - CERTAIN 2028-29: 12
Tier 2 | US |  |  |  | 19INR0127 |  | EK Ilanga | PV | SUN |  | Solar | 2019-12-31 |  | 100 | 75 | 12 | SUMMER - CERTAIN 2018: 0; SUMMER - CERTAIN 2019: 0; SUMMER - CERTAIN 2020: 75; SUMMER - CERTAIN 2021: 75; SUMMER - CERTAIN 2022: 75; SUMMER - CERTAIN 2023: 75; SUMMER - CERTAIN 2024: 75; SUMMER - CERTAIN 2025: 75; SUMMER - CERTAIN 2026: 75; SUMMER - CERTAIN 2027: 75; SUMMER - CERTAIN 2028: 75; WINTER - CERTAIN 2018-19: 0; WINTER - CERTAIN 2019-20: 0; WINTER - CERTAIN 2020-21: 12; WINTER - CERTAIN 2021-22: 12; WINTER - CERTAIN 2022-23: 12; WINTER - CERTAIN 2023-24: 12; WINTER - CERTAIN 2024-25: 12; WINTER - CERTAIN 2025-26: 12; WINTER - CERTAIN 2026-27: 12; WINTER - CERTAIN 2027-28: 12; WINTER - CERTAIN 2028-29: 12
Tier 2 | US |  |  |  | 19INR0128 |  | White Mesa Wind | WT | WND |  | Wind | 2019-12-23 |  | 500 | 70 | 100 | SUMMER - CERTAIN 2018: 0; SUMMER - CERTAIN 2019: 0; SUMMER - CERTAIN 2020: 70; SUMMER - CERTAIN 2021: 70; SUMMER - CERTAIN 2022: 70; SUMMER - CERTAIN 2023: 70; SUMMER - CERTAIN 2024: 70; SUMMER - CERTAIN 2025: 70; SUMMER - CERTAIN 2026: 70; SUMMER - CERTAIN 2027: 70; SUMMER - CERTAIN 2028: 70; WINTER - CERTAIN 2018-19: 0; WINTER - CERTAIN 2019-20: 0; WINTER - CERTAIN 2020-21: 100; WINTER - CERTAIN 2021-22: 100; WINTER - CERTAIN 2022-23: 100; WINTER - CERTAIN 2023-24: 100; WINTER - CERTAIN 2024-25: 100; WINTER - CERTAIN 2025-26: 100; WINTER - CERTAIN 2026-27: 100; WINTER - CERTAIN 2027-28: 100; WINTER - CERTAIN 2028-29: 100
Tier 2 | US |  |  |  | 19INR0129 |  | Flatland Solar | PV | SUN |  | Solar | 2019-12-01 |  | 150 | 112.5 | 18 | SUMMER - CERTAIN 2018: 0; SUMMER - CERTAIN 2019: 0; SUMMER - CERTAIN 2020: 112.5; SUMMER - CERTAIN 2021: 112.5; SUMMER - CERTAIN 2022: 112.5; SUMMER - CERTAIN 2023: 112.5; SUMMER - CERTAIN 2024: 112.5; SUMMER - CERTAIN 2025: 112.5; SUMMER - CERTAIN 2026: 112.5; SUMMER - CERTAIN 2027: 112.5; SUMMER - CERTAIN 2028: 112.5; WINTER - CERTAIN 2018-19: 0; WINTER - CERTAIN 2019-20: 18; WINTER - CERTAIN 2020-21: 18; WINTER - CERTAIN 2021-22: 18; WINTER - CERTAIN 2022-23: 18; WINTER - CERTAIN 2023-24: 18; WINTER - CERTAIN 2024-25: 18; WINTER - CERTAIN 2025-26: 18; WINTER - CERTAIN 2026-27: 18; WINTER - CERTAIN 2027-28: 18; WINTER - CERTAIN 2028-29: 18
Tier 2 | US |  |  |  | 19INR0130 |  | Buckthorn Solar 2 | PV | SUN |  | Solar | 2019-07-01 |  | 75 | 56.25 | 9 | SUMMER - CERTAIN 2018: 0; SUMMER - CERTAIN 2019: 56.25; SUMMER - CERTAIN 2020: 56.25; SUMMER - CERTAIN 2021: 56.25; SUMMER - CERTAIN 2022: 56.25; SUMMER - CERTAIN 2023: 56.25; SUMMER - CERTAIN 2024: 56.25; SUMMER - CERTAIN 2025: 56.25; SUMMER - CERTAIN 2026: 56.25; SUMMER - CERTAIN 2027: 56.25; SUMMER - CERTAIN 2028: 56.25; WINTER - CERTAIN 2018-19: 0; WINTER - CERTAIN 2019-20: 9; WINTER - CERTAIN 2020-21: 9; WINTER - CERTAIN 2021-22: 9; WINTER - CERTAIN 2022-23: 9; WINTER - CERTAIN 2023-24: 9; WINTER - CERTAIN 2024-25: 9; WINTER - CERTAIN 2025-26: 9; WINTER - CERTAIN 2026-27: 9; WINTER - CERTAIN 2027-28: 9; WINTER - CERTAIN 2028-29: 9
Tier 2 | US |  |  |  | 19INR0131 |  | Cutlass Solar | PV | SUN |  | Solar | 2019-06-01 |  | 300 | 225 | 36 | SUMMER - CERTAIN 2018: 0; SUMMER - CERTAIN 2019: 225; SUMMER - CERTAIN 2020: 225; SUMMER - CERTAIN 2021: 225; SUMMER - CERTAIN 2022: 225; SUMMER - CERTAIN 2023: 225; SUMMER - CERTAIN 2024: 225; SUMMER - CERTAIN 2025: 225; SUMMER - CERTAIN 2026: 225; SUMMER - CERTAIN 2027: 225; SUMMER - CERTAIN 2028: 225; WINTER - CERTAIN 2018-19: 0; WINTER - CERTAIN 2019-20: 36; WINTER - CERTAIN 2020-21: 36; WINTER - CERTAIN 2021-22: 36; WINTER - CERTAIN 2022-23: 36; WINTER - CERTAIN 2023-24: 36; WINTER - CERTAIN 2024-25: 36; WINTER - CERTAIN 2025-26: 36; WINTER - CERTAIN 2026-27: 36; WINTER - CERTAIN 2027-28: 36; WINTER - CERTAIN 2028-29: 36
Tier 2 | US |  |  |  | 19INR0132 |  | Los Porciones I | WT | WND |  | Wind | 2019-12-31 |  | 200 | 28 | 40 | SUMMER - CERTAIN 2018: 0; SUMMER - CERTAIN 2019: 0; SUMMER - CERTAIN 2020: 28; SUMMER - CERTAIN 2021: 28; SUMMER - CERTAIN 2022: 28; SUMMER - CERTAIN 2023: 28; SUMMER - CERTAIN 2024: 28; SUMMER - CERTAIN 2025: 28; SUMMER - CERTAIN 2026: 28; SUMMER - CERTAIN 2027: 28; SUMMER - CERTAIN 2028: 28; WINTER - CERTAIN 2018-19: 0; WINTER - CERTAIN 2019-20: 0; WINTER - CERTAIN 2020-21: 40; WINTER - CERTAIN 2021-22: 40; WINTER - CERTAIN 2022-23: 40; WINTER - CERTAIN 2023-24: 40; WINTER - CERTAIN 2024-25: 40; WINTER - CERTAIN 2025-26: 40; WINTER - CERTAIN 2026-27: 40; WINTER - CERTAIN 2027-28: 40; WINTER - CERTAIN 2028-29: 40
Tier 2 | US |  |  |  | 19INR0133 |  | Los Porciones II | WT | WND |  | Wind | 2019-12-31 |  | 200 | 28 | 40 | SUMMER - CERTAIN 2018: 0; SUMMER - CERTAIN 2019: 0; SUMMER - CERTAIN 2020: 28; SUMMER - CERTAIN 2021: 28; SUMMER - CERTAIN 2022: 28; SUMMER - CERTAIN 2023: 28; SUMMER - CERTAIN 2024: 28; SUMMER - CERTAIN 2025: 28; SUMMER - CERTAIN 2026: 28; SUMMER - CERTAIN 2027: 28; SUMMER - CERTAIN 2028: 28; WINTER - CERTAIN 2018-19: 0; WINTER - CERTAIN 2019-20: 0; WINTER - CERTAIN 2020-21: 40; WINTER - CERTAIN 2021-22: 40; WINTER - CERTAIN 2022-23: 40; WINTER - CERTAIN 2023-24: 40; WINTER - CERTAIN 2024-25: 40; WINTER - CERTAIN 2025-26: 40; WINTER - CERTAIN 2026-27: 40; WINTER - CERTAIN 2027-28: 40; WINTER - CERTAIN 2028-29: 40
Tier 2 | US |  |  |  | 19INR0134 |  | Cottonwood Bayou | PV | SUN |  | Solar | 2020-11-30 |  | 150 | 112.5 | 18 | SUMMER - CERTAIN 2018: 0; SUMMER - CERTAIN 2019: 0; SUMMER - CERTAIN 2020: 0; SUMMER - CERTAIN 2021: 112.5; SUMMER - CERTAIN 2022: 112.5; SUMMER - CERTAIN 2023: 112.5; SUMMER - CERTAIN 2024: 112.5; SUMMER - CERTAIN 2025: 112.5; SUMMER - CERTAIN 2026: 112.5; SUMMER - CERTAIN 2027: 112.5; SUMMER - CERTAIN 2028: 112.5; WINTER - CERTAIN 2018-19: 0; WINTER - CERTAIN 2019-20: 0; WINTER - CERTAIN 2020-21: 18; WINTER - CERTAIN 2021-22: 18; WINTER - CERTAIN 2022-23: 18; WINTER - CERTAIN 2023-24: 18; WINTER - CERTAIN 2024-25: 18; WINTER - CERTAIN 2025-26: 18; WINTER - CERTAIN 2026-27: 18; WINTER - CERTAIN 2027-28: 18; WINTER - CERTAIN 2028-29: 18
Tier 2 | US |  |  |  | 19INR0135 |  | Hill Solar | PV | SUN |  | Solar | 2019-10-01 |  | 80 | 60 | 9.6 | SUMMER - CERTAIN 2018: 0; SUMMER - CERTAIN 2019: 0; SUMMER - CERTAIN 2020: 60; SUMMER - CERTAIN 2021: 60; SUMMER - CERTAIN 2022: 60; SUMMER - CERTAIN 2023: 60; SUMMER - CERTAIN 2024: 60; SUMMER - CERTAIN 2025: 60; SUMMER - CERTAIN 2026: 60; SUMMER - CERTAIN 2027: 60; SUMMER - CERTAIN 2028: 60; WINTER - CERTAIN 2018-19: 0; WINTER - CERTAIN 2019-20: 9.6; WINTER - CERTAIN 2020-21: 9.6; WINTER - CERTAIN 2021-22: 9.6; WINTER - CERTAIN 2022-23: 9.6; WINTER - CERTAIN 2023-24: 9.6; WINTER - CERTAIN 2024-25: 9.6; WINTER - CERTAIN 2025-26: 9.6; WINTER - CERTAIN 2026-27: 9.6; WINTER - CERTAIN 2027-28: 9.6; WINTER - CERTAIN 2028-29: 9.6
Tier 2 | US |  |  |  | 19INR0136 |  | Able Solar | PV | SUN |  | Solar | 2019-10-01 |  | 50 | 37.5 | 6 | SUMMER - CERTAIN 2018: 0; SUMMER - CERTAIN 2019: 0; SUMMER - CERTAIN 2020: 37.5; SUMMER - CERTAIN 2021: 37.5; SUMMER - CERTAIN 2022: 37.5; SUMMER - CERTAIN 2023: 37.5; SUMMER - CERTAIN 2024: 37.5; SUMMER - CERTAIN 2025: 37.5; SUMMER - CERTAIN 2026: 37.5; SUMMER - CERTAIN 2027: 37.5; SUMMER - CERTAIN 2028: 37.5; WINTER - CERTAIN 2018-19: 0; WINTER - CERTAIN 2019-20: 6; WINTER - CERTAIN 2020-21: 6; WINTER - CERTAIN 2021-22: 6; WINTER - CERTAIN 2022-23: 6; WINTER - CERTAIN 2023-24: 6; WINTER - CERTAIN 2024-25: 6; WINTER - CERTAIN 2025-26: 6; WINTER - CERTAIN 2026-27: 6; WINTER - CERTAIN 2027-28: 6; WINTER - CERTAIN 2028-29: 6
Tier 2 | US |  |  |  | 19INR0138 |  | Buffalo Gap 4 | WT | WND |  | Wind | 2019-09-15 |  | 175 | 24.5 | 35 | SUMMER - CERTAIN 2018: 0; SUMMER - CERTAIN 2019: 0; SUMMER - CERTAIN 2020: 24.5; SUMMER - CERTAIN 2021: 24.5; SUMMER - CERTAIN 2022: 24.5; SUMMER - CERTAIN 2023: 24.5; SUMMER - CERTAIN 2024: 24.5; SUMMER - CERTAIN 2025: 24.5; SUMMER - CERTAIN 2026: 24.5; SUMMER - CERTAIN 2027: 24.5; SUMMER - CERTAIN 2028: 24.5; WINTER - CERTAIN 2018-19: 0; WINTER - CERTAIN 2019-20: 35; WINTER - CERTAIN 2020-21: 35; WINTER - CERTAIN 2021-22: 35; WINTER - CERTAIN 2022-23: 35; WINTER - CERTAIN 2023-24: 35; WINTER - CERTAIN 2024-25: 35; WINTER - CERTAIN 2025-26: 35; WINTER - CERTAIN 2026-27: 35; WINTER - CERTAIN 2027-28: 35; WINTER - CERTAIN 2028-29: 35
Tier 2 | US |  |  |  | 19INR0139 |  | Craver Ranch | PV | SUN |  | Solar | 2019-12-01 |  | 100 | 75 | 12 | SUMMER - CERTAIN 2018: 0; SUMMER - CERTAIN 2019: 0; SUMMER - CERTAIN 2020: 75; SUMMER - CERTAIN 2021: 75; SUMMER - CERTAIN 2022: 75; SUMMER - CERTAIN 2023: 75; SUMMER - CERTAIN 2024: 75; SUMMER - CERTAIN 2025: 75; SUMMER - CERTAIN 2026: 75; SUMMER - CERTAIN 2027: 75; SUMMER - CERTAIN 2028: 75; WINTER - CERTAIN 2018-19: 0; WINTER - CERTAIN 2019-20: 12; WINTER - CERTAIN 2020-21: 12; WINTER - CERTAIN 2021-22: 12; WINTER - CERTAIN 2022-23: 12; WINTER - CERTAIN 2023-24: 12; WINTER - CERTAIN 2024-25: 12; WINTER - CERTAIN 2025-26: 12; WINTER - CERTAIN 2026-27: 12; WINTER - CERTAIN 2027-28: 12; WINTER - CERTAIN 2028-29: 12
Tier 2 | US |  |  |  | 19INR0142 |  | Bacon Switch Solar | PV | SUN |  | Solar | 2019-10-01 |  | 150 | 112.5 | 18 | SUMMER - CERTAIN 2018: 0; SUMMER - CERTAIN 2019: 0; SUMMER - CERTAIN 2020: 112.5; SUMMER - CERTAIN 2021: 112.5; SUMMER - CERTAIN 2022: 112.5; SUMMER - CERTAIN 2023: 112.5; SUMMER - CERTAIN 2024: 112.5; SUMMER - CERTAIN 2025: 112.5; SUMMER - CERTAIN 2026: 112.5; SUMMER - CERTAIN 2027: 112.5; SUMMER - CERTAIN 2028: 112.5; WINTER - CERTAIN 2018-19: 0; WINTER - CERTAIN 2019-20: 18; WINTER - CERTAIN 2020-21: 18; WINTER - CERTAIN 2021-22: 18; WINTER - CERTAIN 2022-23: 18; WINTER - CERTAIN 2023-24: 18; WINTER - CERTAIN 2024-25: 18; WINTER - CERTAIN 2025-26: 18; WINTER - CERTAIN 2026-27: 18; WINTER - CERTAIN 2027-28: 18; WINTER - CERTAIN 2028-29: 18
Tier 2 | US |  |  |  | 19INR0144 |  | Bird Dog Wind | WT | WND |  | Wind | 2019-10-01 |  | 300 | 42 | 60 | SUMMER - CERTAIN 2018: 0; SUMMER - CERTAIN 2019: 0; SUMMER - CERTAIN 2020: 42; SUMMER - CERTAIN 2021: 42; SUMMER - CERTAIN 2022: 42; SUMMER - CERTAIN 2023: 42; SUMMER - CERTAIN 2024: 42; SUMMER - CERTAIN 2025: 42; SUMMER - CERTAIN 2026: 42; SUMMER - CERTAIN 2027: 42; SUMMER - CERTAIN 2028: 42; WINTER - CERTAIN 2018-19: 0; WINTER - CERTAIN 2019-20: 60; WINTER - CERTAIN 2020-21: 60; WINTER - CERTAIN 2021-22: 60; WINTER - CERTAIN 2022-23: 60; WINTER - CERTAIN 2023-24: 60; WINTER - CERTAIN 2024-25: 60; WINTER - CERTAIN 2025-26: 60; WINTER - CERTAIN 2026-27: 60; WINTER - CERTAIN 2027-28: 60; WINTER - CERTAIN 2028-29: 60
Tier 2 | US |  |  |  | 19INR0147 |  | Delong Solar | PV | SUN |  | Solar | 2019-12-20 |  | 200 | 150 | 24 | SUMMER - CERTAIN 2018: 0; SUMMER - CERTAIN 2019: 0; SUMMER - CERTAIN 2020: 150; SUMMER - CERTAIN 2021: 150; SUMMER - CERTAIN 2022: 150; SUMMER - CERTAIN 2023: 150; SUMMER - CERTAIN 2024: 150; SUMMER - CERTAIN 2025: 150; SUMMER - CERTAIN 2026: 150; SUMMER - CERTAIN 2027: 150; SUMMER - CERTAIN 2028: 150; WINTER - CERTAIN 2018-19: 0; WINTER - CERTAIN 2019-20: 0; WINTER - CERTAIN 2020-21: 24; WINTER - CERTAIN 2021-22: 24; WINTER - CERTAIN 2022-23: 24; WINTER - CERTAIN 2023-24: 24; WINTER - CERTAIN 2024-25: 24; WINTER - CERTAIN 2025-26: 24; WINTER - CERTAIN 2026-27: 24; WINTER - CERTAIN 2027-28: 24; WINTER - CERTAIN 2028-29: 24
Tier 2 | US |  |  |  | 19INR0148 |  | Simmental Solar | PV | SUN |  | Solar | 2019-12-01 |  | 200 | 150 | 24 | SUMMER - CERTAIN 2018: 0; SUMMER - CERTAIN 2019: 0; SUMMER - CERTAIN 2020: 150; SUMMER - CERTAIN 2021: 150; SUMMER - CERTAIN 2022: 150; SUMMER - CERTAIN 2023: 150; SUMMER - CERTAIN 2024: 150; SUMMER - CERTAIN 2025: 150; SUMMER - CERTAIN 2026: 150; SUMMER - CERTAIN 2027: 150; SUMMER - CERTAIN 2028: 150; WINTER - CERTAIN 2018-19: 0; WINTER - CERTAIN 2019-20: 24; WINTER - CERTAIN 2020-21: 24; WINTER - CERTAIN 2021-22: 24; WINTER - CERTAIN 2022-23: 24; WINTER - CERTAIN 2023-24: 24; WINTER - CERTAIN 2024-25: 24; WINTER - CERTAIN 2025-26: 24; WINTER - CERTAIN 2026-27: 24; WINTER - CERTAIN 2027-28: 24; WINTER - CERTAIN 2028-29: 24
Tier 2 | US |  |  |  | 19INR0149 |  | Lapetus Solar | PV | SUN |  | Solar | 2019-11-30 |  | 50 | 37.5 | 6 | SUMMER - CERTAIN 2018: 0; SUMMER - CERTAIN 2019: 0; SUMMER - CERTAIN 2020: 37.5; SUMMER - CERTAIN 2021: 37.5; SUMMER - CERTAIN 2022: 37.5; SUMMER - CERTAIN 2023: 37.5; SUMMER - CERTAIN 2024: 37.5; SUMMER - CERTAIN 2025: 37.5; SUMMER - CERTAIN 2026: 37.5; SUMMER - CERTAIN 2027: 37.5; SUMMER - CERTAIN 2028: 37.5; WINTER - CERTAIN 2018-19: 0; WINTER - CERTAIN 2019-20: 6; WINTER - CERTAIN 2020-21: 6; WINTER - CERTAIN 2021-22: 6; WINTER - CERTAIN 2022-23: 6; WINTER - CERTAIN 2023-24: 6; WINTER - CERTAIN 2024-25: 6; WINTER - CERTAIN 2025-26: 6; WINTER - CERTAIN 2026-27: 6; WINTER - CERTAIN 2027-28: 6; WINTER - CERTAIN 2028-29: 6
Tier 2 | US |  |  |  | 19INR0150 |  | Millhouse Solar | PV | SUN |  | Solar | 2019-11-15 |  | 113 | 84.75 | 13.56 | SUMMER - CERTAIN 2018: 0; SUMMER - CERTAIN 2019: 0; SUMMER - CERTAIN 2020: 84.75; SUMMER - CERTAIN 2021: 84.75; SUMMER - CERTAIN 2022: 84.75; SUMMER - CERTAIN 2023: 84.75; SUMMER - CERTAIN 2024: 84.75; SUMMER - CERTAIN 2025: 84.75; SUMMER - CERTAIN 2026: 84.75; SUMMER - CERTAIN 2027: 84.75; SUMMER - CERTAIN 2028: 84.75; WINTER - CERTAIN 2018-19: 0; WINTER - CERTAIN 2019-20: 13.56; WINTER - CERTAIN 2020-21: 13.56; WINTER - CERTAIN 2021-22: 13.56; WINTER - CERTAIN 2022-23: 13.56; WINTER - CERTAIN 2023-24: 13.56; WINTER - CERTAIN 2024-25: 13.56; WINTER - CERTAIN 2025-26: 13.56; WINTER - CERTAIN 2026-27: 13.56; WINTER - CERTAIN 2027-28: 13.56; WINTER - CERTAIN 2028-29: 13.56
Tier 2 | US |  |  |  | 19INR0151 |  | Impact Solar | PV | SUN |  | Solar | 2020-11-01 |  | 187 | 150 | 22.44 | SUMMER - CERTAIN 2018: 0; SUMMER - CERTAIN 2019: 0; SUMMER - CERTAIN 2020: 0; SUMMER - CERTAIN 2021: 150; SUMMER - CERTAIN 2022: 150; SUMMER - CERTAIN 2023: 150; SUMMER - CERTAIN 2024: 150; SUMMER - CERTAIN 2025: 150; SUMMER - CERTAIN 2026: 150; SUMMER - CERTAIN 2027: 150; SUMMER - CERTAIN 2028: 150; WINTER - CERTAIN 2018-19: 0; WINTER - CERTAIN 2019-20: 0; WINTER - CERTAIN 2020-21: 22.44; WINTER - CERTAIN 2021-22: 22.44; WINTER - CERTAIN 2022-23: 22.44; WINTER - CERTAIN 2023-24: 22.44; WINTER - CERTAIN 2024-25: 22.44; WINTER - CERTAIN 2025-26: 22.44; WINTER - CERTAIN 2026-27: 22.44; WINTER - CERTAIN 2027-28: 22.44; WINTER - CERTAIN 2028-29: 22.44
Tier 2 | US |  |  |  | 19INR0152 |  | GSE Thirteen | PV | SUN |  | Solar | 2019-12-20 |  | 135 | 101.25 | 16.2 | SUMMER - CERTAIN 2018: 0; SUMMER - CERTAIN 2019: 0; SUMMER - CERTAIN 2020: 101.25; SUMMER - CERTAIN 2021: 101.25; SUMMER - CERTAIN 2022: 101.25; SUMMER - CERTAIN 2023: 101.25; SUMMER - CERTAIN 2024: 101.25; SUMMER - CERTAIN 2025: 101.25; SUMMER - CERTAIN 2026: 101.25; SUMMER - CERTAIN 2027: 101.25; SUMMER - CERTAIN 2028: 101.25; WINTER - CERTAIN 2018-19: 0; WINTER - CERTAIN 2019-20: 0; WINTER - CERTAIN 2020-21: 16.2; WINTER - CERTAIN 2021-22: 16.2; WINTER - CERTAIN 2022-23: 16.2; WINTER - CERTAIN 2023-24: 16.2; WINTER - CERTAIN 2024-25: 16.2; WINTER - CERTAIN 2025-26: 16.2; WINTER - CERTAIN 2026-27: 16.2; WINTER - CERTAIN 2027-28: 16.2; WINTER - CERTAIN 2028-29: 16.2
Tier 2 | US |  |  |  | 19INR0154 |  | Yturria Ranch Wind | WT | WND |  | Wind | 2019-09-01 |  | 169 | 99.828 | 72.756 | SUMMER - CERTAIN 2018: 0; SUMMER - CERTAIN 2019: 0; SUMMER - CERTAIN 2020: 99.828; SUMMER - CERTAIN 2021: 99.828; SUMMER - CERTAIN 2022: 99.828; SUMMER - CERTAIN 2023: 99.828; SUMMER - CERTAIN 2024: 99.828; SUMMER - CERTAIN 2025: 99.828; SUMMER - CERTAIN 2026: 99.828; SUMMER - CERTAIN 2027: 99.828; SUMMER - CERTAIN 2028: 99.828; WINTER - CERTAIN 2018-19: 0; WINTER - CERTAIN 2019-20: 72.756; WINTER - CERTAIN 2020-21: 72.756; WINTER - CERTAIN 2021-22: 72.756; WINTER - CERTAIN 2022-23: 72.756; WINTER - CERTAIN 2023-24: 72.756; WINTER - CERTAIN 2024-25: 72.756; WINTER - CERTAIN 2025-26: 72.756; WINTER - CERTAIN 2026-27: 72.756; WINTER - CERTAIN 2027-28: 72.756; WINTER - CERTAIN 2028-29: 72.756
Tier 2 | US |  |  |  | 19INR0155 |  | Morrow Lake Solar | PV | SUN |  | Solar | 2019-11-30 |  | 150 | 112.5 | 18 | SUMMER - CERTAIN 2018: 0; SUMMER - CERTAIN 2019: 0; SUMMER - CERTAIN 2020: 112.5; SUMMER - CERTAIN 2021: 112.5; SUMMER - CERTAIN 2022: 112.5; SUMMER - CERTAIN 2023: 112.5; SUMMER - CERTAIN 2024: 112.5; SUMMER - CERTAIN 2025: 112.5; SUMMER - CERTAIN 2026: 112.5; SUMMER - CERTAIN 2027: 112.5; SUMMER - CERTAIN 2028: 112.5; WINTER - CERTAIN 2018-19: 0; WINTER - CERTAIN 2019-20: 18; WINTER - CERTAIN 2020-21: 18; WINTER - CERTAIN 2021-22: 18; WINTER - CERTAIN 2022-23: 18; WINTER - CERTAIN 2023-24: 18; WINTER - CERTAIN 2024-25: 18; WINTER - CERTAIN 2025-26: 18; WINTER - CERTAIN 2026-27: 18; WINTER - CERTAIN 2027-28: 18; WINTER - CERTAIN 2028-29: 18
Tier 2 | US |  |  |  | 19INR0156 |  | Grape Creek Wind | WT | WND |  | Wind | 2019-12-23 |  | 524 | 73.416 | 104.88 | SUMMER - CERTAIN 2018: 0; SUMMER - CERTAIN 2019: 0; SUMMER - CERTAIN 2020: 73.416; SUMMER - CERTAIN 2021: 73.416; SUMMER - CERTAIN 2022: 73.416; SUMMER - CERTAIN 2023: 73.416; SUMMER - CERTAIN 2024: 73.416; SUMMER - CERTAIN 2025: 73.416; SUMMER - CERTAIN 2026: 73.416; SUMMER - CERTAIN 2027: 73.416; SUMMER - CERTAIN 2028: 73.416; WINTER - CERTAIN 2018-19: 0; WINTER - CERTAIN 2019-20: 0; WINTER - CERTAIN 2020-21: 104.88; WINTER - CERTAIN 2021-22: 104.88; WINTER - CERTAIN 2022-23: 104.88; WINTER - CERTAIN 2023-24: 104.88; WINTER - CERTAIN 2024-25: 104.88; WINTER - CERTAIN 2025-26: 104.88; WINTER - CERTAIN 2026-27: 104.88; WINTER - CERTAIN 2027-28: 104.88; WINTER - CERTAIN 2028-29: 104.88
Tier 2 | US |  |  |  | 19INR0157 |  | EK Yecla 2 | PV | SUN |  | Solar | 2019-10-31 |  | 100 | 75 | 12 | SUMMER - CERTAIN 2018: 0; SUMMER - CERTAIN 2019: 0; SUMMER - CERTAIN 2020: 75; SUMMER - CERTAIN 2021: 75; SUMMER - CERTAIN 2022: 75; SUMMER - CERTAIN 2023: 75; SUMMER - CERTAIN 2024: 75; SUMMER - CERTAIN 2025: 75; SUMMER - CERTAIN 2026: 75; SUMMER - CERTAIN 2027: 75; SUMMER - CERTAIN 2028: 75; WINTER - CERTAIN 2018-19: 0; WINTER - CERTAIN 2019-20: 12; WINTER - CERTAIN 2020-21: 12; WINTER - CERTAIN 2021-22: 12; WINTER - CERTAIN 2022-23: 12; WINTER - CERTAIN 2023-24: 12; WINTER - CERTAIN 2024-25: 12; WINTER - CERTAIN 2025-26: 12; WINTER - CERTAIN 2026-27: 12; WINTER - CERTAIN 2027-28: 12; WINTER - CERTAIN 2028-29: 12
Tier 2 | US |  |  |  | 19INR0158 |  | Kranich 1 | PV | SUN |  | Solar | 2019-10-31 |  | 100 | 75 | 12 | SUMMER - CERTAIN 2018: 0; SUMMER - CERTAIN 2019: 0; SUMMER - CERTAIN 2020: 75; SUMMER - CERTAIN 2021: 75; SUMMER - CERTAIN 2022: 75; SUMMER - CERTAIN 2023: 75; SUMMER - CERTAIN 2024: 75; SUMMER - CERTAIN 2025: 75; SUMMER - CERTAIN 2026: 75; SUMMER - CERTAIN 2027: 75; SUMMER - CERTAIN 2028: 75; WINTER - CERTAIN 2018-19: 0; WINTER - CERTAIN 2019-20: 12; WINTER - CERTAIN 2020-21: 12; WINTER - CERTAIN 2021-22: 12; WINTER - CERTAIN 2022-23: 12; WINTER - CERTAIN 2023-24: 12; WINTER - CERTAIN 2024-25: 12; WINTER - CERTAIN 2025-26: 12; WINTER - CERTAIN 2026-27: 12; WINTER - CERTAIN 2027-28: 12; WINTER - CERTAIN 2028-29: 12
Tier 2 | US |  |  |  | 19INR0159 |  | Reiher Solar | PV | SUN |  | Solar | 2019-10-31 |  | 100 | 75 | 12 | SUMMER - CERTAIN 2018: 0; SUMMER - CERTAIN 2019: 0; SUMMER - CERTAIN 2020: 75; SUMMER - CERTAIN 2021: 75; SUMMER - CERTAIN 2022: 75; SUMMER - CERTAIN 2023: 75; SUMMER - CERTAIN 2024: 75; SUMMER - CERTAIN 2025: 75; SUMMER - CERTAIN 2026: 75; SUMMER - CERTAIN 2027: 75; SUMMER - CERTAIN 2028: 75; WINTER - CERTAIN 2018-19: 0; WINTER - CERTAIN 2019-20: 12; WINTER - CERTAIN 2020-21: 12; WINTER - CERTAIN 2021-22: 12; WINTER - CERTAIN 2022-23: 12; WINTER - CERTAIN 2023-24: 12; WINTER - CERTAIN 2024-25: 12; WINTER - CERTAIN 2025-26: 12; WINTER - CERTAIN 2026-27: 12; WINTER - CERTAIN 2027-28: 12; WINTER - CERTAIN 2028-29: 12
Tier 2 | US |  |  |  | 19INR0160 |  | Great Dane Wind | WT | WND |  | Wind | 2019-12-01 |  | 303 | 42.35 | 60.5 | SUMMER - CERTAIN 2018: 0; SUMMER - CERTAIN 2019: 0; SUMMER - CERTAIN 2020: 42.35; SUMMER - CERTAIN 2021: 42.35; SUMMER - CERTAIN 2022: 42.35; SUMMER - CERTAIN 2023: 42.35; SUMMER - CERTAIN 2024: 42.35; SUMMER - CERTAIN 2025: 42.35; SUMMER - CERTAIN 2026: 42.35; SUMMER - CERTAIN 2027: 42.35; SUMMER - CERTAIN 2028: 42.35; WINTER - CERTAIN 2018-19: 0; WINTER - CERTAIN 2019-20: 60.5; WINTER - CERTAIN 2020-21: 60.5; WINTER - CERTAIN 2021-22: 60.5; WINTER - CERTAIN 2022-23: 60.5; WINTER - CERTAIN 2023-24: 60.5; WINTER - CERTAIN 2024-25: 60.5; WINTER - CERTAIN 2025-26: 60.5; WINTER - CERTAIN 2026-27: 60.5; WINTER - CERTAIN 2027-28: 60.5; WINTER - CERTAIN 2028-29: 60.5
Tier 2 | US |  |  |  | 19INR0161 |  | Pierce Wind | WT | WND |  | Wind | 2019-12-01 |  | 300 | 42 | 60 | SUMMER - CERTAIN 2018: 0; SUMMER - CERTAIN 2019: 0; SUMMER - CERTAIN 2020: 42; SUMMER - CERTAIN 2021: 42; SUMMER - CERTAIN 2022: 42; SUMMER - CERTAIN 2023: 42; SUMMER - CERTAIN 2024: 42; SUMMER - CERTAIN 2025: 42; SUMMER - CERTAIN 2026: 42; SUMMER - CERTAIN 2027: 42; SUMMER - CERTAIN 2028: 42; WINTER - CERTAIN 2018-19: 0; WINTER - CERTAIN 2019-20: 60; WINTER - CERTAIN 2020-21: 60; WINTER - CERTAIN 2021-22: 60; WINTER - CERTAIN 2022-23: 60; WINTER - CERTAIN 2023-24: 60; WINTER - CERTAIN 2024-25: 60; WINTER - CERTAIN 2025-26: 60; WINTER - CERTAIN 2026-27: 60; WINTER - CERTAIN 2027-28: 60; WINTER - CERTAIN 2028-29: 60
Tier 2 | US |  |  |  | 19INR0162 |  | EK Tumbleweed | PV | SUN |  | Solar | 2019-10-31 |  | 100 | 75 | 12 | SUMMER - CERTAIN 2018: 0; SUMMER - CERTAIN 2019: 0; SUMMER - CERTAIN 2020: 75; SUMMER - CERTAIN 2021: 75; SUMMER - CERTAIN 2022: 75; SUMMER - CERTAIN 2023: 75; SUMMER - CERTAIN 2024: 75; SUMMER - CERTAIN 2025: 75; SUMMER - CERTAIN 2026: 75; SUMMER - CERTAIN 2027: 75; SUMMER - CERTAIN 2028: 75; WINTER - CERTAIN 2018-19: 0; WINTER - CERTAIN 2019-20: 12; WINTER - CERTAIN 2020-21: 12; WINTER - CERTAIN 2021-22: 12; WINTER - CERTAIN 2022-23: 12; WINTER - CERTAIN 2023-24: 12; WINTER - CERTAIN 2024-25: 12; WINTER - CERTAIN 2025-26: 12; WINTER - CERTAIN 2026-27: 12; WINTER - CERTAIN 2027-28: 12; WINTER - CERTAIN 2028-29: 12
Tier 2 | US |  |  |  | 19INR0164 |  | Three Bays Wind | WT | WND |  | Wind | 2019-12-01 |  | 210 | 123.9 | 90.3 | SUMMER - CERTAIN 2018: 0; SUMMER - CERTAIN 2019: 0; SUMMER - CERTAIN 2020: 123.9; SUMMER - CERTAIN 2021: 123.9; SUMMER - CERTAIN 2022: 123.9; SUMMER - CERTAIN 2023: 123.9; SUMMER - CERTAIN 2024: 123.9; SUMMER - CERTAIN 2025: 123.9; SUMMER - CERTAIN 2026: 123.9; SUMMER - CERTAIN 2027: 123.9; SUMMER - CERTAIN 2028: 123.9; WINTER - CERTAIN 2018-19: 0; WINTER - CERTAIN 2019-20: 90.3; WINTER - CERTAIN 2020-21: 90.3; WINTER - CERTAIN 2021-22: 90.3; WINTER - CERTAIN 2022-23: 90.3; WINTER - CERTAIN 2023-24: 90.3; WINTER - CERTAIN 2024-25: 90.3; WINTER - CERTAIN 2025-26: 90.3; WINTER - CERTAIN 2026-27: 90.3; WINTER - CERTAIN 2027-28: 90.3; WINTER - CERTAIN 2028-29: 90.3
Tier 2 | US |  |  |  | 19INR0166 |  | Loma Pinta II | WT | WND |  | Wind | 2019-10-31 |  | 202 | 28.224 | 40.32 | SUMMER - CERTAIN 2018: 0; SUMMER - CERTAIN 2019: 0; SUMMER - CERTAIN 2020: 28.224; SUMMER - CERTAIN 2021: 28.224; SUMMER - CERTAIN 2022: 28.224; SUMMER - CERTAIN 2023: 28.224; SUMMER - CERTAIN 2024: 28.224; SUMMER - CERTAIN 2025: 28.224; SUMMER - CERTAIN 2026: 28.224; SUMMER - CERTAIN 2027: 28.224; SUMMER - CERTAIN 2028: 28.224; WINTER - CERTAIN 2018-19: 0; WINTER - CERTAIN 2019-20: 40.32; WINTER - CERTAIN 2020-21: 40.32; WINTER - CERTAIN 2021-22: 40.32; WINTER - CERTAIN 2022-23: 40.32; WINTER - CERTAIN 2023-24: 40.32; WINTER - CERTAIN 2024-25: 40.32; WINTER - CERTAIN 2025-26: 40.32; WINTER - CERTAIN 2026-27: 40.32; WINTER - CERTAIN 2027-28: 40.32; WINTER - CERTAIN 2028-29: 40.32
Tier 2 | US |  |  |  | 19INR0168 |  | GSE Sixteen | PV | SUN |  | Solar | 2020-03-30 |  | 135 | 101.25 | 16.2 | SUMMER - CERTAIN 2018: 0; SUMMER - CERTAIN 2019: 0; SUMMER - CERTAIN 2020: 101.25; SUMMER - CERTAIN 2021: 101.25; SUMMER - CERTAIN 2022: 101.25; SUMMER - CERTAIN 2023: 101.25; SUMMER - CERTAIN 2024: 101.25; SUMMER - CERTAIN 2025: 101.25; SUMMER - CERTAIN 2026: 101.25; SUMMER - CERTAIN 2027: 101.25; SUMMER - CERTAIN 2028: 101.25; WINTER - CERTAIN 2018-19: 0; WINTER - CERTAIN 2019-20: 0; WINTER - CERTAIN 2020-21: 16.2; WINTER - CERTAIN 2021-22: 16.2; WINTER - CERTAIN 2022-23: 16.2; WINTER - CERTAIN 2023-24: 16.2; WINTER - CERTAIN 2024-25: 16.2; WINTER - CERTAIN 2025-26: 16.2; WINTER - CERTAIN 2026-27: 16.2; WINTER - CERTAIN 2027-28: 16.2; WINTER - CERTAIN 2028-29: 16.2
Tier 2 | US |  |  |  | 19INR0169 |  | GSE Eighteen | PV | SUN |  | Solar | 2019-12-20 |  | 135 | 101.25 | 16.2 | SUMMER - CERTAIN 2018: 0; SUMMER - CERTAIN 2019: 0; SUMMER - CERTAIN 2020: 101.25; SUMMER - CERTAIN 2021: 101.25; SUMMER - CERTAIN 2022: 101.25; SUMMER - CERTAIN 2023: 101.25; SUMMER - CERTAIN 2024: 101.25; SUMMER - CERTAIN 2025: 101.25; SUMMER - CERTAIN 2026: 101.25; SUMMER - CERTAIN 2027: 101.25; SUMMER - CERTAIN 2028: 101.25; WINTER - CERTAIN 2018-19: 0; WINTER - CERTAIN 2019-20: 0; WINTER - CERTAIN 2020-21: 16.2; WINTER - CERTAIN 2021-22: 16.2; WINTER - CERTAIN 2022-23: 16.2; WINTER - CERTAIN 2023-24: 16.2; WINTER - CERTAIN 2024-25: 16.2; WINTER - CERTAIN 2025-26: 16.2; WINTER - CERTAIN 2026-27: 16.2; WINTER - CERTAIN 2027-28: 16.2; WINTER - CERTAIN 2028-29: 16.2
Tier 2 | US |  |  |  | 19INR0170 |  | Appaloosa Run Wind | WT | WND |  | Wind | 2019-12-31 |  | 180 | 25.2 | 36 | SUMMER - CERTAIN 2018: 0; SUMMER - CERTAIN 2019: 0; SUMMER - CERTAIN 2020: 25.2; SUMMER - CERTAIN 2021: 25.2; SUMMER - CERTAIN 2022: 25.2; SUMMER - CERTAIN 2023: 25.2; SUMMER - CERTAIN 2024: 25.2; SUMMER - CERTAIN 2025: 25.2; SUMMER - CERTAIN 2026: 25.2; SUMMER - CERTAIN 2027: 25.2; SUMMER - CERTAIN 2028: 25.2; WINTER - CERTAIN 2018-19: 0; WINTER - CERTAIN 2019-20: 0; WINTER - CERTAIN 2020-21: 36; WINTER - CERTAIN 2021-22: 36; WINTER - CERTAIN 2022-23: 36; WINTER - CERTAIN 2023-24: 36; WINTER - CERTAIN 2024-25: 36; WINTER - CERTAIN 2025-26: 36; WINTER - CERTAIN 2026-27: 36; WINTER - CERTAIN 2027-28: 36; WINTER - CERTAIN 2028-29: 36
Tier 2 | US |  |  |  | 19INR0171 |  | Concho Valley Solar | PV | SUN |  | Solar | 2019-12-31 |  | 150 | 112.5 | 18 | SUMMER - CERTAIN 2018: 0; SUMMER - CERTAIN 2019: 0; SUMMER - CERTAIN 2020: 112.5; SUMMER - CERTAIN 2021: 112.5; SUMMER - CERTAIN 2022: 112.5; SUMMER - CERTAIN 2023: 112.5; SUMMER - CERTAIN 2024: 112.5; SUMMER - CERTAIN 2025: 112.5; SUMMER - CERTAIN 2026: 112.5; SUMMER - CERTAIN 2027: 112.5; SUMMER - CERTAIN 2028: 112.5; WINTER - CERTAIN 2018-19: 0; WINTER - CERTAIN 2019-20: 0; WINTER - CERTAIN 2020-21: 18; WINTER - CERTAIN 2021-22: 18; WINTER - CERTAIN 2022-23: 18; WINTER - CERTAIN 2023-24: 18; WINTER - CERTAIN 2024-25: 18; WINTER - CERTAIN 2025-26: 18; WINTER - CERTAIN 2026-27: 18; WINTER - CERTAIN 2027-28: 18; WINTER - CERTAIN 2028-29: 18
Tier 2 | US |  |  |  | 20INR0002 | Lake Spring Solar | Lake Spring Solar | PV | SUN |  | Solar | 2020-06-01 |  | 400 | 300 | 48 | SUMMER - CERTAIN 2018: 0; SUMMER - CERTAIN 2019: 0; SUMMER - CERTAIN 2020: 300; SUMMER - CERTAIN 2021: 300; SUMMER - CERTAIN 2022: 300; SUMMER - CERTAIN 2023: 300; SUMMER - CERTAIN 2024: 300; SUMMER - CERTAIN 2025: 300; SUMMER - CERTAIN 2026: 300; SUMMER - CERTAIN 2027: 300; SUMMER - CERTAIN 2028: 300; WINTER - CERTAIN 2018-19: 0; WINTER - CERTAIN 2019-20: 0; WINTER - CERTAIN 2020-21: 48; WINTER - CERTAIN 2021-22: 48; WINTER - CERTAIN 2022-23: 48; WINTER - CERTAIN 2023-24: 48; WINTER - CERTAIN 2024-25: 48; WINTER - CERTAIN 2025-26: 48; WINTER - CERTAIN 2026-27: 48; WINTER - CERTAIN 2027-28: 48; WINTER - CERTAIN 2028-29: 48
Tier 2 | US |  |  |  | 20INR0003 | Shorthorn Solar | Shorthorn Solar | PV | SUN |  | Solar | 2020-03-01 |  | 200 | 150 | 24 | SUMMER - CERTAIN 2018: 0; SUMMER - CERTAIN 2019: 0; SUMMER - CERTAIN 2020: 150; SUMMER - CERTAIN 2021: 150; SUMMER - CERTAIN 2022: 150; SUMMER - CERTAIN 2023: 150; SUMMER - CERTAIN 2024: 150; SUMMER - CERTAIN 2025: 150; SUMMER - CERTAIN 2026: 150; SUMMER - CERTAIN 2027: 150; SUMMER - CERTAIN 2028: 150; WINTER - CERTAIN 2018-19: 0; WINTER - CERTAIN 2019-20: 0; WINTER - CERTAIN 2020-21: 24; WINTER - CERTAIN 2021-22: 24; WINTER - CERTAIN 2022-23: 24; WINTER - CERTAIN 2023-24: 24; WINTER - CERTAIN 2024-25: 24; WINTER - CERTAIN 2025-26: 24; WINTER - CERTAIN 2026-27: 24; WINTER - CERTAIN 2027-28: 24; WINTER - CERTAIN 2028-29: 24
Tier 2 | US |  |  |  | 20INR0005 | Shorthorn 2 Solar | Shorthorn 2 Solar | PV | SUN |  | Solar | 2020-10-01 |  | 200 | 150 | 24 | SUMMER - CERTAIN 2018: 0; SUMMER - CERTAIN 2019: 0; SUMMER - CERTAIN 2020: 0; SUMMER - CERTAIN 2021: 150; SUMMER - CERTAIN 2022: 150; SUMMER - CERTAIN 2023: 150; SUMMER - CERTAIN 2024: 150; SUMMER - CERTAIN 2025: 150; SUMMER - CERTAIN 2026: 150; SUMMER - CERTAIN 2027: 150; SUMMER - CERTAIN 2028: 150; WINTER - CERTAIN 2018-19: 0; WINTER - CERTAIN 2019-20: 0; WINTER - CERTAIN 2020-21: 24; WINTER - CERTAIN 2021-22: 24; WINTER - CERTAIN 2022-23: 24; WINTER - CERTAIN 2023-24: 24; WINTER - CERTAIN 2024-25: 24; WINTER - CERTAIN 2025-26: 24; WINTER - CERTAIN 2026-27: 24; WINTER - CERTAIN 2027-28: 24; WINTER - CERTAIN 2028-29: 24
Tier 2 | US |  |  |  | 20INR0008 | Yellow Jacket Wind | Yellow Jacket Wind | WT | WND |  | Wind | 2019-12-19 |  | 200 | 28.014 | 40.02 | SUMMER - CERTAIN 2018: 0; SUMMER - CERTAIN 2019: 0; SUMMER - CERTAIN 2020: 28.014; SUMMER - CERTAIN 2021: 28.014; SUMMER - CERTAIN 2022: 28.014; SUMMER - CERTAIN 2023: 28.014; SUMMER - CERTAIN 2024: 28.014; SUMMER - CERTAIN 2025: 28.014; SUMMER - CERTAIN 2026: 28.014; SUMMER - CERTAIN 2027: 28.014; SUMMER - CERTAIN 2028: 28.014; WINTER - CERTAIN 2018-19: 0; WINTER - CERTAIN 2019-20: 0; WINTER - CERTAIN 2020-21: 40.02; WINTER - CERTAIN 2021-22: 40.02; WINTER - CERTAIN 2022-23: 40.02; WINTER - CERTAIN 2023-24: 40.02; WINTER - CERTAIN 2024-25: 40.02; WINTER - CERTAIN 2025-26: 40.02; WINTER - CERTAIN 2026-27: 40.02; WINTER - CERTAIN 2027-28: 40.02; WINTER - CERTAIN 2028-29: 40.02
Tier 2 | US |  |  |  | 20INR0009 |  | Mariah Del Sur 2 | WT | WND |  | Wind | 2023-12-31 |  | 350 | 49 | 70 | SUMMER - CERTAIN 2018: 0; SUMMER - CERTAIN 2019: 0; SUMMER - CERTAIN 2020: 0; SUMMER - CERTAIN 2021: 0; SUMMER - CERTAIN 2022: 0; SUMMER - CERTAIN 2023: 0; SUMMER - CERTAIN 2024: 49; SUMMER - CERTAIN 2025: 49; SUMMER - CERTAIN 2026: 49; SUMMER - CERTAIN 2027: 49; SUMMER - CERTAIN 2028: 49; WINTER - CERTAIN 2018-19: 0; WINTER - CERTAIN 2019-20: 0; WINTER - CERTAIN 2020-21: 0; WINTER - CERTAIN 2021-22: 0; WINTER - CERTAIN 2022-23: 0; WINTER - CERTAIN 2023-24: 0; WINTER - CERTAIN 2024-25: 70; WINTER - CERTAIN 2025-26: 70; WINTER - CERTAIN 2026-27: 70; WINTER - CERTAIN 2027-28: 70; WINTER - CERTAIN 2028-29: 70
Tier 2 | US |  |  |  | 20INR0012 |  | Lueders Solar | PV | SUN |  | Solar | 2020-08-01 |  | 40 | 30 | 4.8 | SUMMER - CERTAIN 2018: 0; SUMMER - CERTAIN 2019: 0; SUMMER - CERTAIN 2020: 0; SUMMER - CERTAIN 2021: 30; SUMMER - CERTAIN 2022: 30; SUMMER - CERTAIN 2023: 30; SUMMER - CERTAIN 2024: 30; SUMMER - CERTAIN 2025: 30; SUMMER - CERTAIN 2026: 30; SUMMER - CERTAIN 2027: 30; SUMMER - CERTAIN 2028: 30; WINTER - CERTAIN 2018-19: 0; WINTER - CERTAIN 2019-20: 0; WINTER - CERTAIN 2020-21: 4.8; WINTER - CERTAIN 2021-22: 4.8; WINTER - CERTAIN 2022-23: 4.8; WINTER - CERTAIN 2023-24: 4.8; WINTER - CERTAIN 2024-25: 4.8; WINTER - CERTAIN 2025-26: 4.8; WINTER - CERTAIN 2026-27: 4.8; WINTER - CERTAIN 2027-28: 4.8; WINTER - CERTAIN 2028-29: 4.8
Tier 2 | US |  |  |  | 20INR0013 |  | Basalt Solar | PV | SUN |  | Solar | 2020-08-01 |  | 20 | 15 | 2.4 | SUMMER - CERTAIN 2018: 0; SUMMER - CERTAIN 2019: 0; SUMMER - CERTAIN 2020: 0; SUMMER - CERTAIN 2021: 15; SUMMER - CERTAIN 2022: 15; SUMMER - CERTAIN 2023: 15; SUMMER - CERTAIN 2024: 15; SUMMER - CERTAIN 2025: 15; SUMMER - CERTAIN 2026: 15; SUMMER - CERTAIN 2027: 15; SUMMER - CERTAIN 2028: 15; WINTER - CERTAIN 2018-19: 0; WINTER - CERTAIN 2019-20: 0; WINTER - CERTAIN 2020-21: 2.4; WINTER - CERTAIN 2021-22: 2.4; WINTER - CERTAIN 2022-23: 2.4; WINTER - CERTAIN 2023-24: 2.4; WINTER - CERTAIN 2024-25: 2.4; WINTER - CERTAIN 2025-26: 2.4; WINTER - CERTAIN 2026-27: 2.4; WINTER - CERTAIN 2027-28: 2.4; WINTER - CERTAIN 2028-29: 2.4
Tier 2 | US |  |  |  | 20INR0014 |  | Obsidian Solar | PV | SUN |  | Solar | 2020-08-01 |  | 60 | 45 | 7.2 | SUMMER - CERTAIN 2018: 0; SUMMER - CERTAIN 2019: 0; SUMMER - CERTAIN 2020: 0; SUMMER - CERTAIN 2021: 45; SUMMER - CERTAIN 2022: 45; SUMMER - CERTAIN 2023: 45; SUMMER - CERTAIN 2024: 45; SUMMER - CERTAIN 2025: 45; SUMMER - CERTAIN 2026: 45; SUMMER - CERTAIN 2027: 45; SUMMER - CERTAIN 2028: 45; WINTER - CERTAIN 2018-19: 0; WINTER - CERTAIN 2019-20: 0; WINTER - CERTAIN 2020-21: 7.2; WINTER - CERTAIN 2021-22: 7.2; WINTER - CERTAIN 2022-23: 7.2; WINTER - CERTAIN 2023-24: 7.2; WINTER - CERTAIN 2024-25: 7.2; WINTER - CERTAIN 2025-26: 7.2; WINTER - CERTAIN 2026-27: 7.2; WINTER - CERTAIN 2027-28: 7.2; WINTER - CERTAIN 2028-29: 7.2
Tier 2 | US |  |  |  | 20INR0015 |  | Citrine Solar | PV | SUN |  | Solar | 2020-08-01 |  | 45 | 33.75 | 5.4 | SUMMER - CERTAIN 2018: 0; SUMMER - CERTAIN 2019: 0; SUMMER - CERTAIN 2020: 0; SUMMER - CERTAIN 2021: 33.75; SUMMER - CERTAIN 2022: 33.75; SUMMER - CERTAIN 2023: 33.75; SUMMER - CERTAIN 2024: 33.75; SUMMER - CERTAIN 2025: 33.75; SUMMER - CERTAIN 2026: 33.75; SUMMER - CERTAIN 2027: 33.75; SUMMER - CERTAIN 2028: 33.75; WINTER - CERTAIN 2018-19: 0; WINTER - CERTAIN 2019-20: 0; WINTER - CERTAIN 2020-21: 5.4; WINTER - CERTAIN 2021-22: 5.4; WINTER - CERTAIN 2022-23: 5.4; WINTER - CERTAIN 2023-24: 5.4; WINTER - CERTAIN 2024-25: 5.4; WINTER - CERTAIN 2025-26: 5.4; WINTER - CERTAIN 2026-27: 5.4; WINTER - CERTAIN 2027-28: 5.4; WINTER - CERTAIN 2028-29: 5.4
Tier 2 | US |  |  |  | 20INR0016 |  | Opal Solar | PV | SUN |  | Solar | 2020-08-01 |  | 45 | 33.75 | 5.4 | SUMMER - CERTAIN 2018: 0; SUMMER - CERTAIN 2019: 0; SUMMER - CERTAIN 2020: 0; SUMMER - CERTAIN 2021: 33.75; SUMMER - CERTAIN 2022: 33.75; SUMMER - CERTAIN 2023: 33.75; SUMMER - CERTAIN 2024: 33.75; SUMMER - CERTAIN 2025: 33.75; SUMMER - CERTAIN 2026: 33.75; SUMMER - CERTAIN 2027: 33.75; SUMMER - CERTAIN 2028: 33.75; WINTER - CERTAIN 2018-19: 0; WINTER - CERTAIN 2019-20: 0; WINTER - CERTAIN 2020-21: 5.4; WINTER - CERTAIN 2021-22: 5.4; WINTER - CERTAIN 2022-23: 5.4; WINTER - CERTAIN 2023-24: 5.4; WINTER - CERTAIN 2024-25: 5.4; WINTER - CERTAIN 2025-26: 5.4; WINTER - CERTAIN 2026-27: 5.4; WINTER - CERTAIN 2027-28: 5.4; WINTER - CERTAIN 2028-29: 5.4
Tier 2 | US |  |  |  | 20INR0021 |  | Garnet Solar | PV | SUN |  | Solar | 2020-07-01 |  | 20 | 15 | 2.4 | SUMMER - CERTAIN 2018: 0; SUMMER - CERTAIN 2019: 0; SUMMER - CERTAIN 2020: 15; SUMMER - CERTAIN 2021: 15; SUMMER - CERTAIN 2022: 15; SUMMER - CERTAIN 2023: 15; SUMMER - CERTAIN 2024: 15; SUMMER - CERTAIN 2025: 15; SUMMER - CERTAIN 2026: 15; SUMMER - CERTAIN 2027: 15; SUMMER - CERTAIN 2028: 15; WINTER - CERTAIN 2018-19: 0; WINTER - CERTAIN 2019-20: 0; WINTER - CERTAIN 2020-21: 2.4; WINTER - CERTAIN 2021-22: 2.4; WINTER - CERTAIN 2022-23: 2.4; WINTER - CERTAIN 2023-24: 2.4; WINTER - CERTAIN 2024-25: 2.4; WINTER - CERTAIN 2025-26: 2.4; WINTER - CERTAIN 2026-27: 2.4; WINTER - CERTAIN 2027-28: 2.4; WINTER - CERTAIN 2028-29: 2.4
Tier 2 | US |  |  |  | 20INR0022 |  | Sandine Solar | PV | SUN |  | Solar | 2020-08-01 |  | 30 | 22.5 | 3.6 | SUMMER - CERTAIN 2018: 0; SUMMER - CERTAIN 2019: 0; SUMMER - CERTAIN 2020: 0; SUMMER - CERTAIN 2021: 22.5; SUMMER - CERTAIN 2022: 22.5; SUMMER - CERTAIN 2023: 22.5; SUMMER - CERTAIN 2024: 22.5; SUMMER - CERTAIN 2025: 22.5; SUMMER - CERTAIN 2026: 22.5; SUMMER - CERTAIN 2027: 22.5; SUMMER - CERTAIN 2028: 22.5; WINTER - CERTAIN 2018-19: 0; WINTER - CERTAIN 2019-20: 0; WINTER - CERTAIN 2020-21: 3.6; WINTER - CERTAIN 2021-22: 3.6; WINTER - CERTAIN 2022-23: 3.6; WINTER - CERTAIN 2023-24: 3.6; WINTER - CERTAIN 2024-25: 3.6; WINTER - CERTAIN 2025-26: 3.6; WINTER - CERTAIN 2026-27: 3.6; WINTER - CERTAIN 2027-28: 3.6; WINTER - CERTAIN 2028-29: 3.6
Tier 2 | US |  |  |  | 20INR0023 |  | Agate Solar | PV | SUN |  | Solar | 2020-08-01 |  | 60 | 45 | 7.2 | SUMMER - CERTAIN 2018: 0; SUMMER - CERTAIN 2019: 0; SUMMER - CERTAIN 2020: 0; SUMMER - CERTAIN 2021: 45; SUMMER - CERTAIN 2022: 45; SUMMER - CERTAIN 2023: 45; SUMMER - CERTAIN 2024: 45; SUMMER - CERTAIN 2025: 45; SUMMER - CERTAIN 2026: 45; SUMMER - CERTAIN 2027: 45; SUMMER - CERTAIN 2028: 45; WINTER - CERTAIN 2018-19: 0; WINTER - CERTAIN 2019-20: 0; WINTER - CERTAIN 2020-21: 7.2; WINTER - CERTAIN 2021-22: 7.2; WINTER - CERTAIN 2022-23: 7.2; WINTER - CERTAIN 2023-24: 7.2; WINTER - CERTAIN 2024-25: 7.2; WINTER - CERTAIN 2025-26: 7.2; WINTER - CERTAIN 2026-27: 7.2; WINTER - CERTAIN 2027-28: 7.2; WINTER - CERTAIN 2028-29: 7.2
Tier 2 | US |  |  |  | 20INR0024 |  | IS 177 | PV | SUN |  | Solar | 2020-07-01 |  | 25 | 18.75 | 3 | SUMMER - CERTAIN 2018: 0; SUMMER - CERTAIN 2019: 0; SUMMER - CERTAIN 2020: 18.75; SUMMER - CERTAIN 2021: 18.75; SUMMER - CERTAIN 2022: 18.75; SUMMER - CERTAIN 2023: 18.75; SUMMER - CERTAIN 2024: 18.75; SUMMER - CERTAIN 2025: 18.75; SUMMER - CERTAIN 2026: 18.75; SUMMER - CERTAIN 2027: 18.75; SUMMER - CERTAIN 2028: 18.75; WINTER - CERTAIN 2018-19: 0; WINTER - CERTAIN 2019-20: 0; WINTER - CERTAIN 2020-21: 3; WINTER - CERTAIN 2021-22: 3; WINTER - CERTAIN 2022-23: 3; WINTER - CERTAIN 2023-24: 3; WINTER - CERTAIN 2024-25: 3; WINTER - CERTAIN 2025-26: 3; WINTER - CERTAIN 2026-27: 3; WINTER - CERTAIN 2027-28: 3; WINTER - CERTAIN 2028-29: 3
Tier 2 | US |  |  |  | 20INR0025 |  | Spinel Solar | PV | SUN |  | Solar | 2020-08-01 |  | 30 | 22.5 | 3.6 | SUMMER - CERTAIN 2018: 0; SUMMER - CERTAIN 2019: 0; SUMMER - CERTAIN 2020: 0; SUMMER - CERTAIN 2021: 22.5; SUMMER - CERTAIN 2022: 22.5; SUMMER - CERTAIN 2023: 22.5; SUMMER - CERTAIN 2024: 22.5; SUMMER - CERTAIN 2025: 22.5; SUMMER - CERTAIN 2026: 22.5; SUMMER - CERTAIN 2027: 22.5; SUMMER - CERTAIN 2028: 22.5; WINTER - CERTAIN 2018-19: 0; WINTER - CERTAIN 2019-20: 0; WINTER - CERTAIN 2020-21: 3.6; WINTER - CERTAIN 2021-22: 3.6; WINTER - CERTAIN 2022-23: 3.6; WINTER - CERTAIN 2023-24: 3.6; WINTER - CERTAIN 2024-25: 3.6; WINTER - CERTAIN 2025-26: 3.6; WINTER - CERTAIN 2026-27: 3.6; WINTER - CERTAIN 2027-28: 3.6; WINTER - CERTAIN 2028-29: 3.6
Tier 2 | US |  |  |  | 20INR0026 |  | Longbow Solar | PV | SUN |  | Solar | 2020-03-01 |  | 105 | 78.75 | 12.6 | SUMMER - CERTAIN 2018: 0; SUMMER - CERTAIN 2019: 0; SUMMER - CERTAIN 2020: 78.75; SUMMER - CERTAIN 2021: 78.75; SUMMER - CERTAIN 2022: 78.75; SUMMER - CERTAIN 2023: 78.75; SUMMER - CERTAIN 2024: 78.75; SUMMER - CERTAIN 2025: 78.75; SUMMER - CERTAIN 2026: 78.75; SUMMER - CERTAIN 2027: 78.75; SUMMER - CERTAIN 2028: 78.75; WINTER - CERTAIN 2018-19: 0; WINTER - CERTAIN 2019-20: 0; WINTER - CERTAIN 2020-21: 12.6; WINTER - CERTAIN 2021-22: 12.6; WINTER - CERTAIN 2022-23: 12.6; WINTER - CERTAIN 2023-24: 12.6; WINTER - CERTAIN 2024-25: 12.6; WINTER - CERTAIN 2025-26: 12.6; WINTER - CERTAIN 2026-27: 12.6; WINTER - CERTAIN 2027-28: 12.6; WINTER - CERTAIN 2028-29: 12.6
Tier 2 | US |  |  |  | 20INR0028 |  | Fossil Ridge | PV | SUN |  | Solar | 2020-12-01 |  | 300 | 225 | 36 | SUMMER - CERTAIN 2018: 0; SUMMER - CERTAIN 2019: 0; SUMMER - CERTAIN 2020: 0; SUMMER - CERTAIN 2021: 225; SUMMER - CERTAIN 2022: 225; SUMMER - CERTAIN 2023: 225; SUMMER - CERTAIN 2024: 225; SUMMER - CERTAIN 2025: 225; SUMMER - CERTAIN 2026: 225; SUMMER - CERTAIN 2027: 225; SUMMER - CERTAIN 2028: 225; WINTER - CERTAIN 2018-19: 0; WINTER - CERTAIN 2019-20: 0; WINTER - CERTAIN 2020-21: 36; WINTER - CERTAIN 2021-22: 36; WINTER - CERTAIN 2022-23: 36; WINTER - CERTAIN 2023-24: 36; WINTER - CERTAIN 2024-25: 36; WINTER - CERTAIN 2025-26: 36; WINTER - CERTAIN 2026-27: 36; WINTER - CERTAIN 2027-28: 36; WINTER - CERTAIN 2028-29: 36
Tier 2 | US |  |  |  | 20INR0029 |  | JA Ranch | WT | WND |  | Wind | 2020-12-01 |  | 242 | 33.88 | 48.4 | SUMMER - CERTAIN 2018: 0; SUMMER - CERTAIN 2019: 0; SUMMER - CERTAIN 2020: 0; SUMMER - CERTAIN 2021: 33.88; SUMMER - CERTAIN 2022: 33.88; SUMMER - CERTAIN 2023: 33.88; SUMMER - CERTAIN 2024: 33.88; SUMMER - CERTAIN 2025: 33.88; SUMMER - CERTAIN 2026: 33.88; SUMMER - CERTAIN 2027: 33.88; SUMMER - CERTAIN 2028: 33.88; WINTER - CERTAIN 2018-19: 0; WINTER - CERTAIN 2019-20: 0; WINTER - CERTAIN 2020-21: 48.4; WINTER - CERTAIN 2021-22: 48.4; WINTER - CERTAIN 2022-23: 48.4; WINTER - CERTAIN 2023-24: 48.4; WINTER - CERTAIN 2024-25: 48.4; WINTER - CERTAIN 2025-26: 48.4; WINTER - CERTAIN 2026-27: 48.4; WINTER - CERTAIN 2027-28: 48.4; WINTER - CERTAIN 2028-29: 48.4
Tier 2 | US |  |  |  | 20INR0030 |  | Rustler Solar | PV | SUN |  | Solar | 2020-06-30 |  | 113 | 84.75 | 13.56 | SUMMER - CERTAIN 2018: 0; SUMMER - CERTAIN 2019: 0; SUMMER - CERTAIN 2020: 84.75; SUMMER - CERTAIN 2021: 84.75; SUMMER - CERTAIN 2022: 84.75; SUMMER - CERTAIN 2023: 84.75; SUMMER - CERTAIN 2024: 84.75; SUMMER - CERTAIN 2025: 84.75; SUMMER - CERTAIN 2026: 84.75; SUMMER - CERTAIN 2027: 84.75; SUMMER - CERTAIN 2028: 84.75; WINTER - CERTAIN 2018-19: 0; WINTER - CERTAIN 2019-20: 0; WINTER - CERTAIN 2020-21: 13.56; WINTER - CERTAIN 2021-22: 13.56; WINTER - CERTAIN 2022-23: 13.56; WINTER - CERTAIN 2023-24: 13.56; WINTER - CERTAIN 2024-25: 13.56; WINTER - CERTAIN 2025-26: 13.56; WINTER - CERTAIN 2026-27: 13.56; WINTER - CERTAIN 2027-28: 13.56; WINTER - CERTAIN 2028-29: 13.56
Tier 2 | US |  |  |  | 20INR0031 |  | Rippey Solar | PV | SUN |  | Solar | 2020-03-01 |  | 60 | 45 | 7.2 | SUMMER - CERTAIN 2018: 0; SUMMER - CERTAIN 2019: 0; SUMMER - CERTAIN 2020: 45; SUMMER - CERTAIN 2021: 45; SUMMER - CERTAIN 2022: 45; SUMMER - CERTAIN 2023: 45; SUMMER - CERTAIN 2024: 45; SUMMER - CERTAIN 2025: 45; SUMMER - CERTAIN 2026: 45; SUMMER - CERTAIN 2027: 45; SUMMER - CERTAIN 2028: 45; WINTER - CERTAIN 2018-19: 0; WINTER - CERTAIN 2019-20: 0; WINTER - CERTAIN 2020-21: 7.2; WINTER - CERTAIN 2021-22: 7.2; WINTER - CERTAIN 2022-23: 7.2; WINTER - CERTAIN 2023-24: 7.2; WINTER - CERTAIN 2024-25: 7.2; WINTER - CERTAIN 2025-26: 7.2; WINTER - CERTAIN 2026-27: 7.2; WINTER - CERTAIN 2027-28: 7.2; WINTER - CERTAIN 2028-29: 7.2
Tier 2 | US |  |  |  | 20INR0032 |  | IP Titan | PV | SUN |  | Solar | 2020-12-31 |  | 227 | 170.1 | 27.216 | SUMMER - CERTAIN 2018: 0; SUMMER - CERTAIN 2019: 0; SUMMER - CERTAIN 2020: 0; SUMMER - CERTAIN 2021: 170.1; SUMMER - CERTAIN 2022: 170.1; SUMMER - CERTAIN 2023: 170.1; SUMMER - CERTAIN 2024: 170.1; SUMMER - CERTAIN 2025: 170.1; SUMMER - CERTAIN 2026: 170.1; SUMMER - CERTAIN 2027: 170.1; SUMMER - CERTAIN 2028: 170.1; WINTER - CERTAIN 2018-19: 0; WINTER - CERTAIN 2019-20: 0; WINTER - CERTAIN 2020-21: 0; WINTER - CERTAIN 2021-22: 27.216; WINTER - CERTAIN 2022-23: 27.216; WINTER - CERTAIN 2023-24: 27.216; WINTER - CERTAIN 2024-25: 27.216; WINTER - CERTAIN 2025-26: 27.216; WINTER - CERTAIN 2026-27: 27.216; WINTER - CERTAIN 2027-28: 27.216; WINTER - CERTAIN 2028-29: 27.216
Tier 2 | US |  |  |  | 20INR0033 |  | Cooke Wind II | WT | WND |  | Wind | 2020-10-31 |  | 152 | 21.28 | 30.4 | SUMMER - CERTAIN 2018: 0; SUMMER - CERTAIN 2019: 0; SUMMER - CERTAIN 2020: 0; SUMMER - CERTAIN 2021: 21.28; SUMMER - CERTAIN 2022: 21.28; SUMMER - CERTAIN 2023: 21.28; SUMMER - CERTAIN 2024: 21.28; SUMMER - CERTAIN 2025: 21.28; SUMMER - CERTAIN 2026: 21.28; SUMMER - CERTAIN 2027: 21.28; SUMMER - CERTAIN 2028: 21.28; WINTER - CERTAIN 2018-19: 0; WINTER - CERTAIN 2019-20: 0; WINTER - CERTAIN 2020-21: 30.4; WINTER - CERTAIN 2021-22: 30.4; WINTER - CERTAIN 2022-23: 30.4; WINTER - CERTAIN 2023-24: 30.4; WINTER - CERTAIN 2024-25: 30.4; WINTER - CERTAIN 2025-26: 30.4; WINTER - CERTAIN 2026-27: 30.4; WINTER - CERTAIN 2027-28: 30.4; WINTER - CERTAIN 2028-29: 30.4
Tier 2 | US |  |  |  | 20INR0035 |  | Angus Solar | PV | SUN |  | Solar | 2020-08-31 |  | 188 | 141 | 22.56 | SUMMER - CERTAIN 2018: 0; SUMMER - CERTAIN 2019: 0; SUMMER - CERTAIN 2020: 0; SUMMER - CERTAIN 2021: 141; SUMMER - CERTAIN 2022: 141; SUMMER - CERTAIN 2023: 141; SUMMER - CERTAIN 2024: 141; SUMMER - CERTAIN 2025: 141; SUMMER - CERTAIN 2026: 141; SUMMER - CERTAIN 2027: 141; SUMMER - CERTAIN 2028: 141; WINTER - CERTAIN 2018-19: 0; WINTER - CERTAIN 2019-20: 0; WINTER - CERTAIN 2020-21: 22.56; WINTER - CERTAIN 2021-22: 22.56; WINTER - CERTAIN 2022-23: 22.56; WINTER - CERTAIN 2023-24: 22.56; WINTER - CERTAIN 2024-25: 22.56; WINTER - CERTAIN 2025-26: 22.56; WINTER - CERTAIN 2026-27: 22.56; WINTER - CERTAIN 2027-28: 22.56; WINTER - CERTAIN 2028-29: 22.56
Tier 2 | US |  |  |  | 20INR0036 |  | Stillwater Solar | PV | SUN |  | Solar | 2020-08-31 |  | 216 | 162 | 25.92 | SUMMER - CERTAIN 2018: 0; SUMMER - CERTAIN 2019: 0; SUMMER - CERTAIN 2020: 0; SUMMER - CERTAIN 2021: 162; SUMMER - CERTAIN 2022: 162; SUMMER - CERTAIN 2023: 162; SUMMER - CERTAIN 2024: 162; SUMMER - CERTAIN 2025: 162; SUMMER - CERTAIN 2026: 162; SUMMER - CERTAIN 2027: 162; SUMMER - CERTAIN 2028: 162; WINTER - CERTAIN 2018-19: 0; WINTER - CERTAIN 2019-20: 0; WINTER - CERTAIN 2020-21: 25.92; WINTER - CERTAIN 2021-22: 25.92; WINTER - CERTAIN 2022-23: 25.92; WINTER - CERTAIN 2023-24: 25.92; WINTER - CERTAIN 2024-25: 25.92; WINTER - CERTAIN 2025-26: 25.92; WINTER - CERTAIN 2026-27: 25.92; WINTER - CERTAIN 2027-28: 25.92; WINTER - CERTAIN 2028-29: 25.92
Tier 2 | US |  |  |  | 20INR0037 |  | Coniglio Solar | PV | SUN |  | Solar | 2020-03-01 |  | 135 | 101.25 | 16.2 | SUMMER - CERTAIN 2018: 0; SUMMER - CERTAIN 2019: 0; SUMMER - CERTAIN 2020: 101.25; SUMMER - CERTAIN 2021: 101.25; SUMMER - CERTAIN 2022: 101.25; SUMMER - CERTAIN 2023: 101.25; SUMMER - CERTAIN 2024: 101.25; SUMMER - CERTAIN 2025: 101.25; SUMMER - CERTAIN 2026: 101.25; SUMMER - CERTAIN 2027: 101.25; SUMMER - CERTAIN 2028: 101.25; WINTER - CERTAIN 2018-19: 0; WINTER - CERTAIN 2019-20: 0; WINTER - CERTAIN 2020-21: 16.2; WINTER - CERTAIN 2021-22: 16.2; WINTER - CERTAIN 2022-23: 16.2; WINTER - CERTAIN 2023-24: 16.2; WINTER - CERTAIN 2024-25: 16.2; WINTER - CERTAIN 2025-26: 16.2; WINTER - CERTAIN 2026-27: 16.2; WINTER - CERTAIN 2027-28: 16.2; WINTER - CERTAIN 2028-29: 16.2
Tier 2 | US |  |  |  | 20INR0038 |  | Red Mud Creek | WT | WND |  | Wind | 2020-12-31 |  | 201 | 28.14 | 40.2 | SUMMER - CERTAIN 2018: 0; SUMMER - CERTAIN 2019: 0; SUMMER - CERTAIN 2020: 0; SUMMER - CERTAIN 2021: 28.14; SUMMER - CERTAIN 2022: 28.14; SUMMER - CERTAIN 2023: 28.14; SUMMER - CERTAIN 2024: 28.14; SUMMER - CERTAIN 2025: 28.14; SUMMER - CERTAIN 2026: 28.14; SUMMER - CERTAIN 2027: 28.14; SUMMER - CERTAIN 2028: 28.14; WINTER - CERTAIN 2018-19: 0; WINTER - CERTAIN 2019-20: 0; WINTER - CERTAIN 2020-21: 0; WINTER - CERTAIN 2021-22: 40.2; WINTER - CERTAIN 2022-23: 40.2; WINTER - CERTAIN 2023-24: 40.2; WINTER - CERTAIN 2024-25: 40.2; WINTER - CERTAIN 2025-26: 40.2; WINTER - CERTAIN 2026-27: 40.2; WINTER - CERTAIN 2027-28: 40.2; WINTER - CERTAIN 2028-29: 40.2
Tier 2 | US |  |  |  | 20INR0039 |  | Red Mud Creek II | WT | WND |  | Wind | 2020-12-31 |  | 102 | 14.28 | 20.4 | SUMMER - CERTAIN 2018: 0; SUMMER - CERTAIN 2019: 0; SUMMER - CERTAIN 2020: 0; SUMMER - CERTAIN 2021: 14.28; SUMMER - CERTAIN 2022: 14.28; SUMMER - CERTAIN 2023: 14.28; SUMMER - CERTAIN 2024: 14.28; SUMMER - CERTAIN 2025: 14.28; SUMMER - CERTAIN 2026: 14.28; SUMMER - CERTAIN 2027: 14.28; SUMMER - CERTAIN 2028: 14.28; WINTER - CERTAIN 2018-19: 0; WINTER - CERTAIN 2019-20: 0; WINTER - CERTAIN 2020-21: 0; WINTER - CERTAIN 2021-22: 20.4; WINTER - CERTAIN 2022-23: 20.4; WINTER - CERTAIN 2023-24: 20.4; WINTER - CERTAIN 2024-25: 20.4; WINTER - CERTAIN 2025-26: 20.4; WINTER - CERTAIN 2026-27: 20.4; WINTER - CERTAIN 2027-28: 20.4; WINTER - CERTAIN 2028-29: 20.4
Tier 2 | US |  |  |  | 20INR0040 |  | Montgomery Ranch Wind | WT | WND |  | Wind | 2020-12-31 |  | 200 | 28.028 | 40.04 | SUMMER - CERTAIN 2018: 0; SUMMER - CERTAIN 2019: 0; SUMMER - CERTAIN 2020: 0; SUMMER - CERTAIN 2021: 28.028; SUMMER - CERTAIN 2022: 28.028; SUMMER - CERTAIN 2023: 28.028; SUMMER - CERTAIN 2024: 28.028; SUMMER - CERTAIN 2025: 28.028; SUMMER - CERTAIN 2026: 28.028; SUMMER - CERTAIN 2027: 28.028; SUMMER - CERTAIN 2028: 28.028; WINTER - CERTAIN 2018-19: 0; WINTER - CERTAIN 2019-20: 0; WINTER - CERTAIN 2020-21: 0; WINTER - CERTAIN 2021-22: 40.04; WINTER - CERTAIN 2022-23: 40.04; WINTER - CERTAIN 2023-24: 40.04; WINTER - CERTAIN 2024-25: 40.04; WINTER - CERTAIN 2025-26: 40.04; WINTER - CERTAIN 2026-27: 40.04; WINTER - CERTAIN 2027-28: 40.04; WINTER - CERTAIN 2028-29: 40.04
Tier 2 | US |  |  |  | 20INR0042 |  | Palmas Altas Wind 2 | WT | WND |  | Wind | 2020-07-01 |  | 145 | 85.491 | 62.307 | SUMMER - CERTAIN 2018: 0; SUMMER - CERTAIN 2019: 0; SUMMER - CERTAIN 2020: 85.491; SUMMER - CERTAIN 2021: 85.491; SUMMER - CERTAIN 2022: 85.491; SUMMER - CERTAIN 2023: 85.491; SUMMER - CERTAIN 2024: 85.491; SUMMER - CERTAIN 2025: 85.491; SUMMER - CERTAIN 2026: 85.491; SUMMER - CERTAIN 2027: 85.491; SUMMER - CERTAIN 2028: 85.491; WINTER - CERTAIN 2018-19: 0; WINTER - CERTAIN 2019-20: 0; WINTER - CERTAIN 2020-21: 62.307; WINTER - CERTAIN 2021-22: 62.307; WINTER - CERTAIN 2022-23: 62.307; WINTER - CERTAIN 2023-24: 62.307; WINTER - CERTAIN 2024-25: 62.307; WINTER - CERTAIN 2025-26: 62.307; WINTER - CERTAIN 2026-27: 62.307; WINTER - CERTAIN 2027-28: 62.307; WINTER - CERTAIN 2028-29: 62.307
Tier 2 | US |  |  |  | 20INR0043 |  | Gulf Wind 2 | WT | WND |  | Wind | 2020-05-01 |  | 180 | 106.2 | 77.4 | SUMMER - CERTAIN 2018: 0; SUMMER - CERTAIN 2019: 0; SUMMER - CERTAIN 2020: 106.2; SUMMER - CERTAIN 2021: 106.2; SUMMER - CERTAIN 2022: 106.2; SUMMER - CERTAIN 2023: 106.2; SUMMER - CERTAIN 2024: 106.2; SUMMER - CERTAIN 2025: 106.2; SUMMER - CERTAIN 2026: 106.2; SUMMER - CERTAIN 2027: 106.2; SUMMER - CERTAIN 2028: 106.2; WINTER - CERTAIN 2018-19: 0; WINTER - CERTAIN 2019-20: 0; WINTER - CERTAIN 2020-21: 77.4; WINTER - CERTAIN 2021-22: 77.4; WINTER - CERTAIN 2022-23: 77.4; WINTER - CERTAIN 2023-24: 77.4; WINTER - CERTAIN 2024-25: 77.4; WINTER - CERTAIN 2025-26: 77.4; WINTER - CERTAIN 2026-27: 77.4; WINTER - CERTAIN 2027-28: 77.4; WINTER - CERTAIN 2028-29: 77.4
Tier 2 | US |  |  |  | 20INR0044 |  | French Goldston Solar | PV | SUN |  | Solar | 2020-06-01 |  | 120 | 90 | 14.4 | SUMMER - CERTAIN 2018: 0; SUMMER - CERTAIN 2019: 0; SUMMER - CERTAIN 2020: 90; SUMMER - CERTAIN 2021: 90; SUMMER - CERTAIN 2022: 90; SUMMER - CERTAIN 2023: 90; SUMMER - CERTAIN 2024: 90; SUMMER - CERTAIN 2025: 90; SUMMER - CERTAIN 2026: 90; SUMMER - CERTAIN 2027: 90; SUMMER - CERTAIN 2028: 90; WINTER - CERTAIN 2018-19: 0; WINTER - CERTAIN 2019-20: 0; WINTER - CERTAIN 2020-21: 14.4; WINTER - CERTAIN 2021-22: 14.4; WINTER - CERTAIN 2022-23: 14.4; WINTER - CERTAIN 2023-24: 14.4; WINTER - CERTAIN 2024-25: 14.4; WINTER - CERTAIN 2025-26: 14.4; WINTER - CERTAIN 2026-27: 14.4; WINTER - CERTAIN 2027-28: 14.4; WINTER - CERTAIN 2028-29: 14.4
Tier 2 | US |  |  |  | 20INR0045 |  | Maverick Creek I | WT | WND |  | Wind | 2020-08-01 |  | 252 | 35.28 | 50.4 | SUMMER - CERTAIN 2018: 0; SUMMER - CERTAIN 2019: 0; SUMMER - CERTAIN 2020: 0; SUMMER - CERTAIN 2021: 35.28; SUMMER - CERTAIN 2022: 35.28; SUMMER - CERTAIN 2023: 35.28; SUMMER - CERTAIN 2024: 35.28; SUMMER - CERTAIN 2025: 35.28; SUMMER - CERTAIN 2026: 35.28; SUMMER - CERTAIN 2027: 35.28; SUMMER - CERTAIN 2028: 35.28; WINTER - CERTAIN 2018-19: 0; WINTER - CERTAIN 2019-20: 0; WINTER - CERTAIN 2020-21: 50.4; WINTER - CERTAIN 2021-22: 50.4; WINTER - CERTAIN 2022-23: 50.4; WINTER - CERTAIN 2023-24: 50.4; WINTER - CERTAIN 2024-25: 50.4; WINTER - CERTAIN 2025-26: 50.4; WINTER - CERTAIN 2026-27: 50.4; WINTER - CERTAIN 2027-28: 50.4; WINTER - CERTAIN 2028-29: 50.4
Tier 2 | US |  |  |  | 20INR0046 |  | Maverick Creek II | WT | WND |  | Wind | 2020-08-01 |  | 252 | 35.28 | 50.4 | SUMMER - CERTAIN 2018: 0; SUMMER - CERTAIN 2019: 0; SUMMER - CERTAIN 2020: 0; SUMMER - CERTAIN 2021: 35.28; SUMMER - CERTAIN 2022: 35.28; SUMMER - CERTAIN 2023: 35.28; SUMMER - CERTAIN 2024: 35.28; SUMMER - CERTAIN 2025: 35.28; SUMMER - CERTAIN 2026: 35.28; SUMMER - CERTAIN 2027: 35.28; SUMMER - CERTAIN 2028: 35.28; WINTER - CERTAIN 2018-19: 0; WINTER - CERTAIN 2019-20: 0; WINTER - CERTAIN 2020-21: 50.4; WINTER - CERTAIN 2021-22: 50.4; WINTER - CERTAIN 2022-23: 50.4; WINTER - CERTAIN 2023-24: 50.4; WINTER - CERTAIN 2024-25: 50.4; WINTER - CERTAIN 2025-26: 50.4; WINTER - CERTAIN 2026-27: 50.4; WINTER - CERTAIN 2027-28: 50.4; WINTER - CERTAIN 2028-29: 50.4
Tier 2 | US |  |  |  | 20INR0048 |  | Century Oak Wind | WT | WND |  | Wind | 2020-12-01 |  | 126 | 17.64 | 25.2 | SUMMER - CERTAIN 2018: 0; SUMMER - CERTAIN 2019: 0; SUMMER - CERTAIN 2020: 0; SUMMER - CERTAIN 2021: 17.64; SUMMER - CERTAIN 2022: 17.64; SUMMER - CERTAIN 2023: 17.64; SUMMER - CERTAIN 2024: 17.64; SUMMER - CERTAIN 2025: 17.64; SUMMER - CERTAIN 2026: 17.64; SUMMER - CERTAIN 2027: 17.64; SUMMER - CERTAIN 2028: 17.64; WINTER - CERTAIN 2018-19: 0; WINTER - CERTAIN 2019-20: 0; WINTER - CERTAIN 2020-21: 25.2; WINTER - CERTAIN 2021-22: 25.2; WINTER - CERTAIN 2022-23: 25.2; WINTER - CERTAIN 2023-24: 25.2; WINTER - CERTAIN 2024-25: 25.2; WINTER - CERTAIN 2025-26: 25.2; WINTER - CERTAIN 2026-27: 25.2; WINTER - CERTAIN 2027-28: 25.2; WINTER - CERTAIN 2028-29: 25.2
Tier 2 | US |  |  |  | 20INR0049 |  | Whitehorse Wind 2 | WT | WND |  | Wind | 2020-03-31 |  | 252 | 35.28 | 50.4 | SUMMER - CERTAIN 2018: 0; SUMMER - CERTAIN 2019: 0; SUMMER - CERTAIN 2020: 35.28; SUMMER - CERTAIN 2021: 35.28; SUMMER - CERTAIN 2022: 35.28; SUMMER - CERTAIN 2023: 35.28; SUMMER - CERTAIN 2024: 35.28; SUMMER - CERTAIN 2025: 35.28; SUMMER - CERTAIN 2026: 35.28; SUMMER - CERTAIN 2027: 35.28; SUMMER - CERTAIN 2028: 35.28; WINTER - CERTAIN 2018-19: 0; WINTER - CERTAIN 2019-20: 0; WINTER - CERTAIN 2020-21: 50.4; WINTER - CERTAIN 2021-22: 50.4; WINTER - CERTAIN 2022-23: 50.4; WINTER - CERTAIN 2023-24: 50.4; WINTER - CERTAIN 2024-25: 50.4; WINTER - CERTAIN 2025-26: 50.4; WINTER - CERTAIN 2026-27: 50.4; WINTER - CERTAIN 2027-28: 50.4; WINTER - CERTAIN 2028-29: 50.4
Tier 2 | US |  |  |  | 20INR0050 |  | Castro Solar | PV | SUN |  | Solar | 2020-01-01 |  | 200 | 150 | 24 | SUMMER - CERTAIN 2018: 0; SUMMER - CERTAIN 2019: 0; SUMMER - CERTAIN 2020: 150; SUMMER - CERTAIN 2021: 150; SUMMER - CERTAIN 2022: 150; SUMMER - CERTAIN 2023: 150; SUMMER - CERTAIN 2024: 150; SUMMER - CERTAIN 2025: 150; SUMMER - CERTAIN 2026: 150; SUMMER - CERTAIN 2027: 150; SUMMER - CERTAIN 2028: 150; WINTER - CERTAIN 2018-19: 0; WINTER - CERTAIN 2019-20: 0; WINTER - CERTAIN 2020-21: 24; WINTER - CERTAIN 2021-22: 24; WINTER - CERTAIN 2022-23: 24; WINTER - CERTAIN 2023-24: 24; WINTER - CERTAIN 2024-25: 24; WINTER - CERTAIN 2025-26: 24; WINTER - CERTAIN 2026-27: 24; WINTER - CERTAIN 2027-28: 24; WINTER - CERTAIN 2028-29: 24
Tier 2 | US |  |  |  | 20INR0051 |  | Bruni Wind | WT | WND |  | Wind | 2020-12-23 |  | 400 | 56 | 80 | SUMMER - CERTAIN 2018: 0; SUMMER - CERTAIN 2019: 0; SUMMER - CERTAIN 2020: 0; SUMMER - CERTAIN 2021: 56; SUMMER - CERTAIN 2022: 56; SUMMER - CERTAIN 2023: 56; SUMMER - CERTAIN 2024: 56; SUMMER - CERTAIN 2025: 56; SUMMER - CERTAIN 2026: 56; SUMMER - CERTAIN 2027: 56; SUMMER - CERTAIN 2028: 56; WINTER - CERTAIN 2018-19: 0; WINTER - CERTAIN 2019-20: 0; WINTER - CERTAIN 2020-21: 0; WINTER - CERTAIN 2021-22: 80; WINTER - CERTAIN 2022-23: 80; WINTER - CERTAIN 2023-24: 80; WINTER - CERTAIN 2024-25: 80; WINTER - CERTAIN 2025-26: 80; WINTER - CERTAIN 2026-27: 80; WINTER - CERTAIN 2027-28: 80; WINTER - CERTAIN 2028-29: 80
Tier 2 | US |  |  |  | 20INR0052 |  | Griffin Trail Wind | WT | WND |  | Wind | 2020-09-30 |  | 202 | 28.224 | 40.32 | SUMMER - CERTAIN 2018: 0; SUMMER - CERTAIN 2019: 0; SUMMER - CERTAIN 2020: 0; SUMMER - CERTAIN 2021: 28.224; SUMMER - CERTAIN 2022: 28.224; SUMMER - CERTAIN 2023: 28.224; SUMMER - CERTAIN 2024: 28.224; SUMMER - CERTAIN 2025: 28.224; SUMMER - CERTAIN 2026: 28.224; SUMMER - CERTAIN 2027: 28.224; SUMMER - CERTAIN 2028: 28.224; WINTER - CERTAIN 2018-19: 0; WINTER - CERTAIN 2019-20: 0; WINTER - CERTAIN 2020-21: 40.32; WINTER - CERTAIN 2021-22: 40.32; WINTER - CERTAIN 2022-23: 40.32; WINTER - CERTAIN 2023-24: 40.32; WINTER - CERTAIN 2024-25: 40.32; WINTER - CERTAIN 2025-26: 40.32; WINTER - CERTAIN 2026-27: 40.32; WINTER - CERTAIN 2027-28: 40.32; WINTER - CERTAIN 2028-29: 40.32
Tier 2 | US |  |  |  | 20INR0053 |  | Bravepost Solar | PV | SUN |  | Solar | 2020-12-31 |  | 200 | 150 | 24 | SUMMER - CERTAIN 2018: 0; SUMMER - CERTAIN 2019: 0; SUMMER - CERTAIN 2020: 0; SUMMER - CERTAIN 2021: 150; SUMMER - CERTAIN 2022: 150; SUMMER - CERTAIN 2023: 150; SUMMER - CERTAIN 2024: 150; SUMMER - CERTAIN 2025: 150; SUMMER - CERTAIN 2026: 150; SUMMER - CERTAIN 2027: 150; SUMMER - CERTAIN 2028: 150; WINTER - CERTAIN 2018-19: 0; WINTER - CERTAIN 2019-20: 0; WINTER - CERTAIN 2020-21: 0; WINTER - CERTAIN 2021-22: 24; WINTER - CERTAIN 2022-23: 24; WINTER - CERTAIN 2023-24: 24; WINTER - CERTAIN 2024-25: 24; WINTER - CERTAIN 2025-26: 24; WINTER - CERTAIN 2026-27: 24; WINTER - CERTAIN 2027-28: 24; WINTER - CERTAIN 2028-29: 24
Tier 2 | US |  |  |  | 20INR0054 |  | Taygete Solar | PV | SUN |  | Solar | 2020-07-01 |  | 250 | 187.5 | 30 | SUMMER - CERTAIN 2018: 0; SUMMER - CERTAIN 2019: 0; SUMMER - CERTAIN 2020: 187.5; SUMMER - CERTAIN 2021: 187.5; SUMMER - CERTAIN 2022: 187.5; SUMMER - CERTAIN 2023: 187.5; SUMMER - CERTAIN 2024: 187.5; SUMMER - CERTAIN 2025: 187.5; SUMMER - CERTAIN 2026: 187.5; SUMMER - CERTAIN 2027: 187.5; SUMMER - CERTAIN 2028: 187.5; WINTER - CERTAIN 2018-19: 0; WINTER - CERTAIN 2019-20: 0; WINTER - CERTAIN 2020-21: 30; WINTER - CERTAIN 2021-22: 30; WINTER - CERTAIN 2022-23: 30; WINTER - CERTAIN 2023-24: 30; WINTER - CERTAIN 2024-25: 30; WINTER - CERTAIN 2025-26: 30; WINTER - CERTAIN 2026-27: 30; WINTER - CERTAIN 2027-28: 30; WINTER - CERTAIN 2028-29: 30
Tier 2 | US |  |  |  | 20INR0057 |  | Gretchen Solar | PV | SUN |  | Solar | 2020-04-01 |  | 55 | 41.25 | 6.6 | SUMMER - CERTAIN 2018: 0; SUMMER - CERTAIN 2019: 0; SUMMER - CERTAIN 2020: 41.25; SUMMER - CERTAIN 2021: 41.25; SUMMER - CERTAIN 2022: 41.25; SUMMER - CERTAIN 2023: 41.25; SUMMER - CERTAIN 2024: 41.25; SUMMER - CERTAIN 2025: 41.25; SUMMER - CERTAIN 2026: 41.25; SUMMER - CERTAIN 2027: 41.25; SUMMER - CERTAIN 2028: 41.25; WINTER - CERTAIN 2018-19: 0; WINTER - CERTAIN 2019-20: 0; WINTER - CERTAIN 2020-21: 6.6; WINTER - CERTAIN 2021-22: 6.6; WINTER - CERTAIN 2022-23: 6.6; WINTER - CERTAIN 2023-24: 6.6; WINTER - CERTAIN 2024-25: 6.6; WINTER - CERTAIN 2025-26: 6.6; WINTER - CERTAIN 2026-27: 6.6; WINTER - CERTAIN 2027-28: 6.6; WINTER - CERTAIN 2028-29: 6.6
Tier 2 | US |  |  |  | 20INR0059 |  | Cowboy Newt Solar | PV | SUN |  | Solar | 2020-04-01 |  | 45 | 33.75 | 5.4 | SUMMER - CERTAIN 2018: 0; SUMMER - CERTAIN 2019: 0; SUMMER - CERTAIN 2020: 33.75; SUMMER - CERTAIN 2021: 33.75; SUMMER - CERTAIN 2022: 33.75; SUMMER - CERTAIN 2023: 33.75; SUMMER - CERTAIN 2024: 33.75; SUMMER - CERTAIN 2025: 33.75; SUMMER - CERTAIN 2026: 33.75; SUMMER - CERTAIN 2027: 33.75; SUMMER - CERTAIN 2028: 33.75; WINTER - CERTAIN 2018-19: 0; WINTER - CERTAIN 2019-20: 0; WINTER - CERTAIN 2020-21: 5.4; WINTER - CERTAIN 2021-22: 5.4; WINTER - CERTAIN 2022-23: 5.4; WINTER - CERTAIN 2023-24: 5.4; WINTER - CERTAIN 2024-25: 5.4; WINTER - CERTAIN 2025-26: 5.4; WINTER - CERTAIN 2026-27: 5.4; WINTER - CERTAIN 2027-28: 5.4; WINTER - CERTAIN 2028-29: 5.4
Tier 2 | US |  |  |  | 20INR0060 |  | Owen Solar | PV | SUN |  | Solar | 2020-04-01 |  | 100 | 75 | 12 | SUMMER - CERTAIN 2018: 0; SUMMER - CERTAIN 2019: 0; SUMMER - CERTAIN 2020: 75; SUMMER - CERTAIN 2021: 75; SUMMER - CERTAIN 2022: 75; SUMMER - CERTAIN 2023: 75; SUMMER - CERTAIN 2024: 75; SUMMER - CERTAIN 2025: 75; SUMMER - CERTAIN 2026: 75; SUMMER - CERTAIN 2027: 75; SUMMER - CERTAIN 2028: 75; WINTER - CERTAIN 2018-19: 0; WINTER - CERTAIN 2019-20: 0; WINTER - CERTAIN 2020-21: 12; WINTER - CERTAIN 2021-22: 12; WINTER - CERTAIN 2022-23: 12; WINTER - CERTAIN 2023-24: 12; WINTER - CERTAIN 2024-25: 12; WINTER - CERTAIN 2025-26: 12; WINTER - CERTAIN 2026-27: 12; WINTER - CERTAIN 2027-28: 12; WINTER - CERTAIN 2028-29: 12
Tier 2 | US |  |  |  | 20INR0061 |  | Pflugerville 2 Solar | PV | SUN |  | Solar | 2020-12-01 |  | 120 | 90 | 14.4 | SUMMER - CERTAIN 2018: 0; SUMMER - CERTAIN 2019: 0; SUMMER - CERTAIN 2020: 0; SUMMER - CERTAIN 2021: 90; SUMMER - CERTAIN 2022: 90; SUMMER - CERTAIN 2023: 90; SUMMER - CERTAIN 2024: 90; SUMMER - CERTAIN 2025: 90; SUMMER - CERTAIN 2026: 90; SUMMER - CERTAIN 2027: 90; SUMMER - CERTAIN 2028: 90; WINTER - CERTAIN 2018-19: 0; WINTER - CERTAIN 2019-20: 0; WINTER - CERTAIN 2020-21: 14.4; WINTER - CERTAIN 2021-22: 14.4; WINTER - CERTAIN 2022-23: 14.4; WINTER - CERTAIN 2023-24: 14.4; WINTER - CERTAIN 2024-25: 14.4; WINTER - CERTAIN 2025-26: 14.4; WINTER - CERTAIN 2026-27: 14.4; WINTER - CERTAIN 2027-28: 14.4; WINTER - CERTAIN 2028-29: 14.4
Tier 2 | US |  |  |  | 20INR0064 |  | Black Angus | WT | WND |  | Wind | 2020-09-01 |  | 353 | 49.392 | 70.56 | SUMMER - CERTAIN 2018: 0; SUMMER - CERTAIN 2019: 0; SUMMER - CERTAIN 2020: 0; SUMMER - CERTAIN 2021: 49.392; SUMMER - CERTAIN 2022: 49.392; SUMMER - CERTAIN 2023: 49.392; SUMMER - CERTAIN 2024: 49.392; SUMMER - CERTAIN 2025: 49.392; SUMMER - CERTAIN 2026: 49.392; SUMMER - CERTAIN 2027: 49.392; SUMMER - CERTAIN 2028: 49.392; WINTER - CERTAIN 2018-19: 0; WINTER - CERTAIN 2019-20: 0; WINTER - CERTAIN 2020-21: 70.56; WINTER - CERTAIN 2021-22: 70.56; WINTER - CERTAIN 2022-23: 70.56; WINTER - CERTAIN 2023-24: 70.56; WINTER - CERTAIN 2024-25: 70.56; WINTER - CERTAIN 2025-26: 70.56; WINTER - CERTAIN 2026-27: 70.56; WINTER - CERTAIN 2027-28: 70.56; WINTER - CERTAIN 2028-29: 70.56
Tier 2 | US |  |  |  | 21INR0004 |  | Hutt Wind I | WT | WND |  | Wind | 2021-01-01 |  | 204 | 28.56 | 40.8 | SUMMER - CERTAIN 2018: 0; SUMMER - CERTAIN 2019: 0; SUMMER - CERTAIN 2020: 0; SUMMER - CERTAIN 2021: 28.56; SUMMER - CERTAIN 2022: 28.56; SUMMER - CERTAIN 2023: 28.56; SUMMER - CERTAIN 2024: 28.56; SUMMER - CERTAIN 2025: 28.56; SUMMER - CERTAIN 2026: 28.56; SUMMER - CERTAIN 2027: 28.56; SUMMER - CERTAIN 2028: 28.56; WINTER - CERTAIN 2018-19: 0; WINTER - CERTAIN 2019-20: 0; WINTER - CERTAIN 2020-21: 0; WINTER - CERTAIN 2021-22: 40.8; WINTER - CERTAIN 2022-23: 40.8; WINTER - CERTAIN 2023-24: 40.8; WINTER - CERTAIN 2024-25: 40.8; WINTER - CERTAIN 2025-26: 40.8; WINTER - CERTAIN 2026-27: 40.8; WINTER - CERTAIN 2027-28: 40.8; WINTER - CERTAIN 2028-29: 40.8
Tier 2 | US |  |  |  | 21INR0005 |  | Hutt Wind II | WT | WND |  | Wind | 2021-01-01 |  | 306 | 42.84 | 61.2 | SUMMER - CERTAIN 2018: 0; SUMMER - CERTAIN 2019: 0; SUMMER - CERTAIN 2020: 0; SUMMER - CERTAIN 2021: 42.84; SUMMER - CERTAIN 2022: 42.84; SUMMER - CERTAIN 2023: 42.84; SUMMER - CERTAIN 2024: 42.84; SUMMER - CERTAIN 2025: 42.84; SUMMER - CERTAIN 2026: 42.84; SUMMER - CERTAIN 2027: 42.84; SUMMER - CERTAIN 2028: 42.84; WINTER - CERTAIN 2018-19: 0; WINTER - CERTAIN 2019-20: 0; WINTER - CERTAIN 2020-21: 0; WINTER - CERTAIN 2021-22: 61.2; WINTER - CERTAIN 2022-23: 61.2; WINTER - CERTAIN 2023-24: 61.2; WINTER - CERTAIN 2024-25: 61.2; WINTER - CERTAIN 2025-26: 61.2; WINTER - CERTAIN 2026-27: 61.2; WINTER - CERTAIN 2027-28: 61.2; WINTER - CERTAIN 2028-29: 61.2
Tier 2 | US |  |  |  | 21INR0006 |  | Giddings Wind | WT | WND |  | Wind | 2021-01-01 |  | 204 | 28.56 | 40.8 | SUMMER - CERTAIN 2018: 0; SUMMER - CERTAIN 2019: 0; SUMMER - CERTAIN 2020: 0; SUMMER - CERTAIN 2021: 28.56; SUMMER - CERTAIN 2022: 28.56; SUMMER - CERTAIN 2023: 28.56; SUMMER - CERTAIN 2024: 28.56; SUMMER - CERTAIN 2025: 28.56; SUMMER - CERTAIN 2026: 28.56; SUMMER - CERTAIN 2027: 28.56; SUMMER - CERTAIN 2028: 28.56; WINTER - CERTAIN 2018-19: 0; WINTER - CERTAIN 2019-20: 0; WINTER - CERTAIN 2020-21: 0; WINTER - CERTAIN 2021-22: 40.8; WINTER - CERTAIN 2022-23: 40.8; WINTER - CERTAIN 2023-24: 40.8; WINTER - CERTAIN 2024-25: 40.8; WINTER - CERTAIN 2025-26: 40.8; WINTER - CERTAIN 2026-27: 40.8; WINTER - CERTAIN 2027-28: 40.8; WINTER - CERTAIN 2028-29: 40.8
Tier 2 | US |  |  |  | 21INR0007 |  | Deepwater | GT | NG |  | Natural Gas and Other Gases | 2021-04-30 |  | 462 | 462.2 | 462.2 | SUMMER - CERTAIN 2018: 0; SUMMER - CERTAIN 2019: 0; SUMMER - CERTAIN 2020: 0; SUMMER - CERTAIN 2021: 462.2; SUMMER - CERTAIN 2022: 462.2; SUMMER - CERTAIN 2023: 462.2; SUMMER - CERTAIN 2024: 462.2; SUMMER - CERTAIN 2025: 462.2; SUMMER - CERTAIN 2026: 462.2; SUMMER - CERTAIN 2027: 462.2; SUMMER - CERTAIN 2028: 462.2; WINTER - CERTAIN 2018-19: 0; WINTER - CERTAIN 2019-20: 0; WINTER - CERTAIN 2020-21: 0; WINTER - CERTAIN 2021-22: 462.2; WINTER - CERTAIN 2022-23: 462.2; WINTER - CERTAIN 2023-24: 462.2; WINTER - CERTAIN 2024-25: 462.2; WINTER - CERTAIN 2025-26: 462.2; WINTER - CERTAIN 2026-27: 462.2; WINTER - CERTAIN 2027-28: 462.2; WINTER - CERTAIN 2028-29: 462.2
Tier 2 | US |  |  |  | 19INR0153 |  | Squaw Mountain Wind | WT | WND |  | Wind | 2019-09-01 |  | 200 | 28.028 | 40.04 | SUMMER - CERTAIN 2018: 0; SUMMER - CERTAIN 2019: 0; SUMMER - CERTAIN 2020: 28.028; SUMMER - CERTAIN 2021: 28.028; SUMMER - CERTAIN 2022: 28.028; SUMMER - CERTAIN 2023: 28.028; SUMMER - CERTAIN 2024: 28.028; SUMMER - CERTAIN 2025: 28.028; SUMMER - CERTAIN 2026: 28.028; SUMMER - CERTAIN 2027: 28.028; SUMMER - CERTAIN 2028: 28.028; WINTER - CERTAIN 2018-19: 0; WINTER - CERTAIN 2019-20: 40.04; WINTER - CERTAIN 2020-21: 40.04; WINTER - CERTAIN 2021-22: 40.04; WINTER - CERTAIN 2022-23: 40.04; WINTER - CERTAIN 2023-24: 40.04; WINTER - CERTAIN 2024-25: 40.04; WINTER - CERTAIN 2025-26: 40.04; WINTER - CERTAIN 2026-27: 40.04; WINTER - CERTAIN 2027-28: 40.04; WINTER - CERTAIN 2028-29: 40.04
Tier 3 | US |  |  |  | 19INR0165 |  |  | WT | WND |  | Wind | 2020-04-30 |  | 202 | 28.224 | 40.32 | SUMMER - CERTAIN 2018: 0; SUMMER - CERTAIN 2019: 0; SUMMER - CERTAIN 2020: 28.224; SUMMER - CERTAIN 2021: 28.224; SUMMER - CERTAIN 2022: 28.224; SUMMER - CERTAIN 2023: 28.224; SUMMER - CERTAIN 2024: 28.224; SUMMER - CERTAIN 2025: 28.224; SUMMER - CERTAIN 2026: 28.224; SUMMER - CERTAIN 2027: 28.224; SUMMER - CERTAIN 2028: 28.224; WINTER - CERTAIN 2018-19: 0; WINTER - CERTAIN 2019-20: 0; WINTER - CERTAIN 2020-21: 40.32; WINTER - CERTAIN 2021-22: 40.32; WINTER - CERTAIN 2022-23: 40.32; WINTER - CERTAIN 2023-24: 40.32; WINTER - CERTAIN 2024-25: 40.32; WINTER - CERTAIN 2025-26: 40.32; WINTER - CERTAIN 2026-27: 40.32; WINTER - CERTAIN 2027-28: 40.32; WINTER - CERTAIN 2028-29: 40.32
Tier 3 | US |  |  |  | 19INR0167 |  |  | PV | SUN |  | Solar | 2019-12-30 |  | 140 | 105 | 16.8 | SUMMER - CERTAIN 2018: 0; SUMMER - CERTAIN 2019: 0; SUMMER - CERTAIN 2020: 105; SUMMER - CERTAIN 2021: 105; SUMMER - CERTAIN 2022: 105; SUMMER - CERTAIN 2023: 105; SUMMER - CERTAIN 2024: 105; SUMMER - CERTAIN 2025: 105; SUMMER - CERTAIN 2026: 105; SUMMER - CERTAIN 2027: 105; SUMMER - CERTAIN 2028: 105; WINTER - CERTAIN 2018-19: 0; WINTER - CERTAIN 2019-20: 0; WINTER - CERTAIN 2020-21: 16.8; WINTER - CERTAIN 2021-22: 16.8; WINTER - CERTAIN 2022-23: 16.8; WINTER - CERTAIN 2023-24: 16.8; WINTER - CERTAIN 2024-25: 16.8; WINTER - CERTAIN 2025-26: 16.8; WINTER - CERTAIN 2026-27: 16.8; WINTER - CERTAIN 2027-28: 16.8; WINTER - CERTAIN 2028-29: 16.8
Tier 3 | US |  |  |  | 20INR0055 |  |  | WT | WND |  | Wind | 2020-12-31 |  | 202 | 28.224 | 40.32 | SUMMER - CERTAIN 2018: 0; SUMMER - CERTAIN 2019: 0; SUMMER - CERTAIN 2020: 0; SUMMER - CERTAIN 2021: 28.224; SUMMER - CERTAIN 2022: 28.224; SUMMER - CERTAIN 2023: 28.224; SUMMER - CERTAIN 2024: 28.224; SUMMER - CERTAIN 2025: 28.224; SUMMER - CERTAIN 2026: 28.224; SUMMER - CERTAIN 2027: 28.224; SUMMER - CERTAIN 2028: 28.224; WINTER - CERTAIN 2018-19: 0; WINTER - CERTAIN 2019-20: 0; WINTER - CERTAIN 2020-21: 0; WINTER - CERTAIN 2021-22: 40.32; WINTER - CERTAIN 2022-23: 40.32; WINTER - CERTAIN 2023-24: 40.32; WINTER - CERTAIN 2024-25: 40.32; WINTER - CERTAIN 2025-26: 40.32; WINTER - CERTAIN 2026-27: 40.32; WINTER - CERTAIN 2027-28: 40.32; WINTER - CERTAIN 2028-29: 40.32
Tier 3 | US |  |  |  | 20INR0063 |  |  | WT | WND |  | Wind | 2020-09-01 |  | 150 | 21 | 30 | SUMMER - CERTAIN 2018: 0; SUMMER - CERTAIN 2019: 0; SUMMER - CERTAIN 2020: 0; SUMMER - CERTAIN 2021: 21; SUMMER - CERTAIN 2022: 21; SUMMER - CERTAIN 2023: 21; SUMMER - CERTAIN 2024: 21; SUMMER - CERTAIN 2025: 21; SUMMER - CERTAIN 2026: 21; SUMMER - CERTAIN 2027: 21; SUMMER - CERTAIN 2028: 21; WINTER - CERTAIN 2018-19: 0; WINTER - CERTAIN 2019-20: 0; WINTER - CERTAIN 2020-21: 30; WINTER - CERTAIN 2021-22: 30; WINTER - CERTAIN 2022-23: 30; WINTER - CERTAIN 2023-24: 30; WINTER - CERTAIN 2024-25: 30; WINTER - CERTAIN 2025-26: 30; WINTER - CERTAIN 2026-27: 30; WINTER - CERTAIN 2027-28: 30; WINTER - CERTAIN 2028-29: 30
Tier 3 | US |  |  |  | 20INR0056 |  |  | PV | SUN |  | Solar | 2020-06-01 |  | 500 | 375 | 60 | SUMMER - CERTAIN 2018: 0; SUMMER - CERTAIN 2019: 0; SUMMER - CERTAIN 2020: 375; SUMMER - CERTAIN 2021: 375; SUMMER - CERTAIN 2022: 375; SUMMER - CERTAIN 2023: 375; SUMMER - CERTAIN 2024: 375; SUMMER - CERTAIN 2025: 375; SUMMER - CERTAIN 2026: 375; SUMMER - CERTAIN 2027: 375; SUMMER - CERTAIN 2028: 375; WINTER - CERTAIN 2018-19: 0; WINTER - CERTAIN 2019-20: 0; WINTER - CERTAIN 2020-21: 60; WINTER - CERTAIN 2021-22: 60; WINTER - CERTAIN 2022-23: 60; WINTER - CERTAIN 2023-24: 60; WINTER - CERTAIN 2024-25: 60; WINTER - CERTAIN 2025-26: 60; WINTER - CERTAIN 2026-27: 60; WINTER - CERTAIN 2027-28: 60; WINTER - CERTAIN 2028-29: 60
Tier 3 | US |  |  |  | 20INR0065 |  |  | PV | SUN |  | Solar | 2020-12-31 |  | 375 | 281.25 | 45 | SUMMER - CERTAIN 2018: 0; SUMMER - CERTAIN 2019: 0; SUMMER - CERTAIN 2020: 0; SUMMER - CERTAIN 2021: 281.25; SUMMER - CERTAIN 2022: 281.25; SUMMER - CERTAIN 2023: 281.25; SUMMER - CERTAIN 2024: 281.25; SUMMER - CERTAIN 2025: 281.25; SUMMER - CERTAIN 2026: 281.25; SUMMER - CERTAIN 2027: 281.25; SUMMER - CERTAIN 2028: 281.25; WINTER - CERTAIN 2018-19: 0; WINTER - CERTAIN 2019-20: 0; WINTER - CERTAIN 2020-21: 0; WINTER - CERTAIN 2021-22: 45; WINTER - CERTAIN 2022-23: 45; WINTER - CERTAIN 2023-24: 45; WINTER - CERTAIN 2024-25: 45; WINTER - CERTAIN 2025-26: 45; WINTER - CERTAIN 2026-27: 45; WINTER - CERTAIN 2027-28: 45; WINTER - CERTAIN 2028-29: 45
Tier 3 | US |  |  |  | 20INR0066 |  |  | PV | SUN |  | Solar | 2020-12-01 |  | 300 | 225 | 36 | SUMMER - CERTAIN 2018: 0; SUMMER - CERTAIN 2019: 0; SUMMER - CERTAIN 2020: 0; SUMMER - CERTAIN 2021: 225; SUMMER - CERTAIN 2022: 225; SUMMER - CERTAIN 2023: 225; SUMMER - CERTAIN 2024: 225; SUMMER - CERTAIN 2025: 225; SUMMER - CERTAIN 2026: 225; SUMMER - CERTAIN 2027: 225; SUMMER - CERTAIN 2028: 225; WINTER - CERTAIN 2018-19: 0; WINTER - CERTAIN 2019-20: 0; WINTER - CERTAIN 2020-21: 36; WINTER - CERTAIN 2021-22: 36; WINTER - CERTAIN 2022-23: 36; WINTER - CERTAIN 2023-24: 36; WINTER - CERTAIN 2024-25: 36; WINTER - CERTAIN 2025-26: 36; WINTER - CERTAIN 2026-27: 36; WINTER - CERTAIN 2027-28: 36; WINTER - CERTAIN 2028-29: 36
Tier 3 | US |  |  |  | 20INR0068 |  |  | WT | WND |  | Wind | 2020-09-01 |  | 200 | 28.028 | 40.04 | SUMMER - CERTAIN 2018: 0; SUMMER - CERTAIN 2019: 0; SUMMER - CERTAIN 2020: 0; SUMMER - CERTAIN 2021: 28.028; SUMMER - CERTAIN 2022: 28.028; SUMMER - CERTAIN 2023: 28.028; SUMMER - CERTAIN 2024: 28.028; SUMMER - CERTAIN 2025: 28.028; SUMMER - CERTAIN 2026: 28.028; SUMMER - CERTAIN 2027: 28.028; SUMMER - CERTAIN 2028: 28.028; WINTER - CERTAIN 2018-19: 0; WINTER - CERTAIN 2019-20: 0; WINTER - CERTAIN 2020-21: 40.04; WINTER - CERTAIN 2021-22: 40.04; WINTER - CERTAIN 2022-23: 40.04; WINTER - CERTAIN 2023-24: 40.04; WINTER - CERTAIN 2024-25: 40.04; WINTER - CERTAIN 2025-26: 40.04; WINTER - CERTAIN 2026-27: 40.04; WINTER - CERTAIN 2027-28: 40.04; WINTER - CERTAIN 2028-29: 40.04
Tier 3 | US |  |  |  | 19INR0172 |  |  | WT | WND |  | Wind | 2019-12-31 |  | 175 | 24.5 | 35 | SUMMER - CERTAIN 2018: 0; SUMMER - CERTAIN 2019: 0; SUMMER - CERTAIN 2020: 24.5; SUMMER - CERTAIN 2021: 24.5; SUMMER - CERTAIN 2022: 24.5; SUMMER - CERTAIN 2023: 24.5; SUMMER - CERTAIN 2024: 24.5; SUMMER - CERTAIN 2025: 24.5; SUMMER - CERTAIN 2026: 24.5; SUMMER - CERTAIN 2027: 24.5; SUMMER - CERTAIN 2028: 24.5; WINTER - CERTAIN 2018-19: 0; WINTER - CERTAIN 2019-20: 0; WINTER - CERTAIN 2020-21: 35; WINTER - CERTAIN 2021-22: 35; WINTER - CERTAIN 2022-23: 35; WINTER - CERTAIN 2023-24: 35; WINTER - CERTAIN 2024-25: 35; WINTER - CERTAIN 2025-26: 35; WINTER - CERTAIN 2026-27: 35; WINTER - CERTAIN 2027-28: 35; WINTER - CERTAIN 2028-29: 35
Tier 3 | US |  |  |  | 19INR0173 |  |  | WT | WND |  | Wind | 2019-03-30 |  | 125 | 17.5 | 25 | SUMMER - CERTAIN 2018: 0; SUMMER - CERTAIN 2019: 17.5; SUMMER - CERTAIN 2020: 17.5; SUMMER - CERTAIN 2021: 17.5; SUMMER - CERTAIN 2022: 17.5; SUMMER - CERTAIN 2023: 17.5; SUMMER - CERTAIN 2024: 17.5; SUMMER - CERTAIN 2025: 17.5; SUMMER - CERTAIN 2026: 17.5; SUMMER - CERTAIN 2027: 17.5; SUMMER - CERTAIN 2028: 17.5; WINTER - CERTAIN 2018-19: 0; WINTER - CERTAIN 2019-20: 25; WINTER - CERTAIN 2020-21: 25; WINTER - CERTAIN 2021-22: 25; WINTER - CERTAIN 2022-23: 25; WINTER - CERTAIN 2023-24: 25; WINTER - CERTAIN 2024-25: 25; WINTER - CERTAIN 2025-26: 25; WINTER - CERTAIN 2026-27: 25; WINTER - CERTAIN 2027-28: 25; WINTER - CERTAIN 2028-29: 25
Tier 3 | US |  |  |  | 19INR0175 |  |  | WT | WND |  | Wind | 2019-08-31 |  | 290 | 40.572 | 57.96 | SUMMER - CERTAIN 2018: 0; SUMMER - CERTAIN 2019: 0; SUMMER - CERTAIN 2020: 40.572; SUMMER - CERTAIN 2021: 40.572; SUMMER - CERTAIN 2022: 40.572; SUMMER - CERTAIN 2023: 40.572; SUMMER - CERTAIN 2024: 40.572; SUMMER - CERTAIN 2025: 40.572; SUMMER - CERTAIN 2026: 40.572; SUMMER - CERTAIN 2027: 40.572; SUMMER - CERTAIN 2028: 40.572; WINTER - CERTAIN 2018-19: 0; WINTER - CERTAIN 2019-20: 57.96; WINTER - CERTAIN 2020-21: 57.96; WINTER - CERTAIN 2021-22: 57.96; WINTER - CERTAIN 2022-23: 57.96; WINTER - CERTAIN 2023-24: 57.96; WINTER - CERTAIN 2024-25: 57.96; WINTER - CERTAIN 2025-26: 57.96; WINTER - CERTAIN 2026-27: 57.96; WINTER - CERTAIN 2027-28: 57.96; WINTER - CERTAIN 2028-29: 57.96
Tier 3 | US |  |  |  | 20INR0067 |  |  | PV | SUN |  | Solar | 2020-06-30 |  | 400 | 300 | 48 | SUMMER - CERTAIN 2018: 0; SUMMER - CERTAIN 2019: 0; SUMMER - CERTAIN 2020: 300; SUMMER - CERTAIN 2021: 300; SUMMER - CERTAIN 2022: 300; SUMMER - CERTAIN 2023: 300; SUMMER - CERTAIN 2024: 300; SUMMER - CERTAIN 2025: 300; SUMMER - CERTAIN 2026: 300; SUMMER - CERTAIN 2027: 300; SUMMER - CERTAIN 2028: 300; WINTER - CERTAIN 2018-19: 0; WINTER - CERTAIN 2019-20: 0; WINTER - CERTAIN 2020-21: 48; WINTER - CERTAIN 2021-22: 48; WINTER - CERTAIN 2022-23: 48; WINTER - CERTAIN 2023-24: 48; WINTER - CERTAIN 2024-25: 48; WINTER - CERTAIN 2025-26: 48; WINTER - CERTAIN 2026-27: 48; WINTER - CERTAIN 2027-28: 48; WINTER - CERTAIN 2028-29: 48
Tier 3 | US |  |  |  | 20INR0069 |  |  | PV | SUN |  | Solar | 2021-02-01 |  | 200 | 150 | 24 | SUMMER - CERTAIN 2018: 0; SUMMER - CERTAIN 2019: 0; SUMMER - CERTAIN 2020: 0; SUMMER - CERTAIN 2021: 150; SUMMER - CERTAIN 2022: 150; SUMMER - CERTAIN 2023: 150; SUMMER - CERTAIN 2024: 150; SUMMER - CERTAIN 2025: 150; SUMMER - CERTAIN 2026: 150; SUMMER - CERTAIN 2027: 150; SUMMER - CERTAIN 2028: 150; WINTER - CERTAIN 2018-19: 0; WINTER - CERTAIN 2019-20: 0; WINTER - CERTAIN 2020-21: 0; WINTER - CERTAIN 2021-22: 24; WINTER - CERTAIN 2022-23: 24; WINTER - CERTAIN 2023-24: 24; WINTER - CERTAIN 2024-25: 24; WINTER - CERTAIN 2025-26: 24; WINTER - CERTAIN 2026-27: 24; WINTER - CERTAIN 2027-28: 24; WINTER - CERTAIN 2028-29: 24
Tier 3 | US |  |  |  | 20INR0070 |  |  | WT | WND |  | Wind | 2020-06-30 |  | 201 | 28.154 | 40.22 | SUMMER - CERTAIN 2018: 0; SUMMER - CERTAIN 2019: 0; SUMMER - CERTAIN 2020: 28.154; SUMMER - CERTAIN 2021: 28.154; SUMMER - CERTAIN 2022: 28.154; SUMMER - CERTAIN 2023: 28.154; SUMMER - CERTAIN 2024: 28.154; SUMMER - CERTAIN 2025: 28.154; SUMMER - CERTAIN 2026: 28.154; SUMMER - CERTAIN 2027: 28.154; SUMMER - CERTAIN 2028: 28.154; WINTER - CERTAIN 2018-19: 0; WINTER - CERTAIN 2019-20: 0; WINTER - CERTAIN 2020-21: 40.22; WINTER - CERTAIN 2021-22: 40.22; WINTER - CERTAIN 2022-23: 40.22; WINTER - CERTAIN 2023-24: 40.22; WINTER - CERTAIN 2024-25: 40.22; WINTER - CERTAIN 2025-26: 40.22; WINTER - CERTAIN 2026-27: 40.22; WINTER - CERTAIN 2027-28: 40.22; WINTER - CERTAIN 2028-29: 40.22
Tier 3 | US |  |  |  | 20INR0071 |  |  | WT | WND |  | Wind | 2020-06-30 |  | 201 | 28.154 | 40.22 | SUMMER - CERTAIN 2018: 0; SUMMER - CERTAIN 2019: 0; SUMMER - CERTAIN 2020: 28.154; SUMMER - CERTAIN 2021: 28.154; SUMMER - CERTAIN 2022: 28.154; SUMMER - CERTAIN 2023: 28.154; SUMMER - CERTAIN 2024: 28.154; SUMMER - CERTAIN 2025: 28.154; SUMMER - CERTAIN 2026: 28.154; SUMMER - CERTAIN 2027: 28.154; SUMMER - CERTAIN 2028: 28.154; WINTER - CERTAIN 2018-19: 0; WINTER - CERTAIN 2019-20: 0; WINTER - CERTAIN 2020-21: 40.22; WINTER - CERTAIN 2021-22: 40.22; WINTER - CERTAIN 2022-23: 40.22; WINTER - CERTAIN 2023-24: 40.22; WINTER - CERTAIN 2024-25: 40.22; WINTER - CERTAIN 2025-26: 40.22; WINTER - CERTAIN 2026-27: 40.22; WINTER - CERTAIN 2027-28: 40.22; WINTER - CERTAIN 2028-29: 40.22
Tier 3 | US |  |  |  | 20INR0072 |  |  | PV | SUN |  | Solar | 2020-08-02 |  | 120 | 90 | 14.4 | SUMMER - CERTAIN 2018: 0; SUMMER - CERTAIN 2019: 0; SUMMER - CERTAIN 2020: 0; SUMMER - CERTAIN 2021: 90; SUMMER - CERTAIN 2022: 90; SUMMER - CERTAIN 2023: 90; SUMMER - CERTAIN 2024: 90; SUMMER - CERTAIN 2025: 90; SUMMER - CERTAIN 2026: 90; SUMMER - CERTAIN 2027: 90; SUMMER - CERTAIN 2028: 90; WINTER - CERTAIN 2018-19: 0; WINTER - CERTAIN 2019-20: 0; WINTER - CERTAIN 2020-21: 14.4; WINTER - CERTAIN 2021-22: 14.4; WINTER - CERTAIN 2022-23: 14.4; WINTER - CERTAIN 2023-24: 14.4; WINTER - CERTAIN 2024-25: 14.4; WINTER - CERTAIN 2025-26: 14.4; WINTER - CERTAIN 2026-27: 14.4; WINTER - CERTAIN 2027-28: 14.4; WINTER - CERTAIN 2028-29: 14.4
Tier 3 | US |  |  |  | 20INR0073 |  |  | CC | NG |  | Natural Gas and Other Gases | 2020-05-01 |  | 200 | 200 | 200 | SUMMER - CERTAIN 2018: 0; SUMMER - CERTAIN 2019: 0; SUMMER - CERTAIN 2020: 200; SUMMER - CERTAIN 2021: 200; SUMMER - CERTAIN 2022: 200; SUMMER - CERTAIN 2023: 200; SUMMER - CERTAIN 2024: 200; SUMMER - CERTAIN 2025: 200; SUMMER - CERTAIN 2026: 200; SUMMER - CERTAIN 2027: 200; SUMMER - CERTAIN 2028: 200; WINTER - CERTAIN 2018-19: 0; WINTER - CERTAIN 2019-20: 0; WINTER - CERTAIN 2020-21: 200; WINTER - CERTAIN 2021-22: 200; WINTER - CERTAIN 2022-23: 200; WINTER - CERTAIN 2023-24: 200; WINTER - CERTAIN 2024-25: 200; WINTER - CERTAIN 2025-26: 200; WINTER - CERTAIN 2026-27: 200; WINTER - CERTAIN 2027-28: 200; WINTER - CERTAIN 2028-29: 200
Tier 3 | US |  |  |  | 20INR0074 |  |  | PV | SUN |  | Solar | 2020-08-01 |  | 75 | 56.25 | 9 | SUMMER - CERTAIN 2018: 0; SUMMER - CERTAIN 2019: 0; SUMMER - CERTAIN 2020: 0; SUMMER - CERTAIN 2021: 56.25; SUMMER - CERTAIN 2022: 56.25; SUMMER - CERTAIN 2023: 56.25; SUMMER - CERTAIN 2024: 56.25; SUMMER - CERTAIN 2025: 56.25; SUMMER - CERTAIN 2026: 56.25; SUMMER - CERTAIN 2027: 56.25; SUMMER - CERTAIN 2028: 56.25; WINTER - CERTAIN 2018-19: 0; WINTER - CERTAIN 2019-20: 0; WINTER - CERTAIN 2020-21: 9; WINTER - CERTAIN 2021-22: 9; WINTER - CERTAIN 2022-23: 9; WINTER - CERTAIN 2023-24: 9; WINTER - CERTAIN 2024-25: 9; WINTER - CERTAIN 2025-26: 9; WINTER - CERTAIN 2026-27: 9; WINTER - CERTAIN 2027-28: 9; WINTER - CERTAIN 2028-29: 9
Tier 3 | US |  |  |  | 20INR0076 |  |  | PV | SUN |  | Solar | 2020-08-01 |  | 250 | 187.5 | 30 | SUMMER - CERTAIN 2018: 0; SUMMER - CERTAIN 2019: 0; SUMMER - CERTAIN 2020: 0; SUMMER - CERTAIN 2021: 187.5; SUMMER - CERTAIN 2022: 187.5; SUMMER - CERTAIN 2023: 187.5; SUMMER - CERTAIN 2024: 187.5; SUMMER - CERTAIN 2025: 187.5; SUMMER - CERTAIN 2026: 187.5; SUMMER - CERTAIN 2027: 187.5; SUMMER - CERTAIN 2028: 187.5; WINTER - CERTAIN 2018-19: 0; WINTER - CERTAIN 2019-20: 0; WINTER - CERTAIN 2020-21: 30; WINTER - CERTAIN 2021-22: 30; WINTER - CERTAIN 2022-23: 30; WINTER - CERTAIN 2023-24: 30; WINTER - CERTAIN 2024-25: 30; WINTER - CERTAIN 2025-26: 30; WINTER - CERTAIN 2026-27: 30; WINTER - CERTAIN 2027-28: 30; WINTER - CERTAIN 2028-29: 30
Tier 3 | US |  |  |  | 20INR0081 |  |  | PV | SUN |  | Solar | 2020-11-01 |  | 150 | 112.5 | 18 | SUMMER - CERTAIN 2018: 0; SUMMER - CERTAIN 2019: 0; SUMMER - CERTAIN 2020: 0; SUMMER - CERTAIN 2021: 112.5; SUMMER - CERTAIN 2022: 112.5; SUMMER - CERTAIN 2023: 112.5; SUMMER - CERTAIN 2024: 112.5; SUMMER - CERTAIN 2025: 112.5; SUMMER - CERTAIN 2026: 112.5; SUMMER - CERTAIN 2027: 112.5; SUMMER - CERTAIN 2028: 112.5; WINTER - CERTAIN 2018-19: 0; WINTER - CERTAIN 2019-20: 0; WINTER - CERTAIN 2020-21: 18; WINTER - CERTAIN 2021-22: 18; WINTER - CERTAIN 2022-23: 18; WINTER - CERTAIN 2023-24: 18; WINTER - CERTAIN 2024-25: 18; WINTER - CERTAIN 2025-26: 18; WINTER - CERTAIN 2026-27: 18; WINTER - CERTAIN 2027-28: 18; WINTER - CERTAIN 2028-29: 18
Tier 3 | US |  |  |  | 20INR0082 |  |  | PV | SUN |  | Solar | 2020-09-01 |  | 127 | 95.4 | 15.264 | SUMMER - CERTAIN 2018: 0; SUMMER - CERTAIN 2019: 0; SUMMER - CERTAIN 2020: 0; SUMMER - CERTAIN 2021: 95.4; SUMMER - CERTAIN 2022: 95.4; SUMMER - CERTAIN 2023: 95.4; SUMMER - CERTAIN 2024: 95.4; SUMMER - CERTAIN 2025: 95.4; SUMMER - CERTAIN 2026: 95.4; SUMMER - CERTAIN 2027: 95.4; SUMMER - CERTAIN 2028: 95.4; WINTER - CERTAIN 2018-19: 0; WINTER - CERTAIN 2019-20: 0; WINTER - CERTAIN 2020-21: 15.264; WINTER - CERTAIN 2021-22: 15.264; WINTER - CERTAIN 2022-23: 15.264; WINTER - CERTAIN 2023-24: 15.264; WINTER - CERTAIN 2024-25: 15.264; WINTER - CERTAIN 2025-26: 15.264; WINTER - CERTAIN 2026-27: 15.264; WINTER - CERTAIN 2027-28: 15.264; WINTER - CERTAIN 2028-29: 15.264
Tier 3 | US |  |  |  | 21INR0008 |  |  | PV | SUN |  | Solar | 2021-09-01 |  | 603 | 452.175 | 72.348 | SUMMER - CERTAIN 2018: 0; SUMMER - CERTAIN 2019: 0; SUMMER - CERTAIN 2020: 0; SUMMER - CERTAIN 2021: 0; SUMMER - CERTAIN 2022: 452.175; SUMMER - CERTAIN 2023: 452.175; SUMMER - CERTAIN 2024: 452.175; SUMMER - CERTAIN 2025: 452.175; SUMMER - CERTAIN 2026: 452.175; SUMMER - CERTAIN 2027: 452.175; SUMMER - CERTAIN 2028: 452.175; WINTER - CERTAIN 2018-19: 0; WINTER - CERTAIN 2019-20: 0; WINTER - CERTAIN 2020-21: 0; WINTER - CERTAIN 2021-22: 72.348; WINTER - CERTAIN 2022-23: 72.348; WINTER - CERTAIN 2023-24: 72.348; WINTER - CERTAIN 2024-25: 72.348; WINTER - CERTAIN 2025-26: 72.348; WINTER - CERTAIN 2026-27: 72.348; WINTER - CERTAIN 2027-28: 72.348; WINTER - CERTAIN 2028-29: 72.348
Tier 3 | US |  |  |  | 21INR0009 |  |  | PV | SUN |  | Solar | 2021-12-31 |  | 300 | 225 | 36 | SUMMER - CERTAIN 2018: 0; SUMMER - CERTAIN 2019: 0; SUMMER - CERTAIN 2020: 0; SUMMER - CERTAIN 2021: 0; SUMMER - CERTAIN 2022: 225; SUMMER - CERTAIN 2023: 225; SUMMER - CERTAIN 2024: 225; SUMMER - CERTAIN 2025: 225; SUMMER - CERTAIN 2026: 225; SUMMER - CERTAIN 2027: 225; SUMMER - CERTAIN 2028: 225; WINTER - CERTAIN 2018-19: 0; WINTER - CERTAIN 2019-20: 0; WINTER - CERTAIN 2020-21: 0; WINTER - CERTAIN 2021-22: 0; WINTER - CERTAIN 2022-23: 36; WINTER - CERTAIN 2023-24: 36; WINTER - CERTAIN 2024-25: 36; WINTER - CERTAIN 2025-26: 36; WINTER - CERTAIN 2026-27: 36; WINTER - CERTAIN 2027-28: 36; WINTER - CERTAIN 2028-29: 36
Tier 3 | US |  |  |  | 21INR0010 |  |  | CC | NG |  | Natural Gas and Other Gases | 2021-10-01 |  | 700 | 700 | 700 | SUMMER - CERTAIN 2018: 0; SUMMER - CERTAIN 2019: 0; SUMMER - CERTAIN 2020: 0; SUMMER - CERTAIN 2021: 0; SUMMER - CERTAIN 2022: 700; SUMMER - CERTAIN 2023: 700; SUMMER - CERTAIN 2024: 700; SUMMER - CERTAIN 2025: 700; SUMMER - CERTAIN 2026: 700; SUMMER - CERTAIN 2027: 700; SUMMER - CERTAIN 2028: 700; WINTER - CERTAIN 2018-19: 0; WINTER - CERTAIN 2019-20: 0; WINTER - CERTAIN 2020-21: 0; WINTER - CERTAIN 2021-22: 700; WINTER - CERTAIN 2022-23: 700; WINTER - CERTAIN 2023-24: 700; WINTER - CERTAIN 2024-25: 700; WINTER - CERTAIN 2025-26: 700; WINTER - CERTAIN 2026-27: 700; WINTER - CERTAIN 2027-28: 700; WINTER - CERTAIN 2028-29: 700
Tier 3 | US |  |  |  | 21INR0011 |  |  | CC | NG |  | Natural Gas and Other Gases | 2021-10-01 |  | 700 | 700 | 700 | SUMMER - CERTAIN 2018: 0; SUMMER - CERTAIN 2019: 0; SUMMER - CERTAIN 2020: 0; SUMMER - CERTAIN 2021: 0; SUMMER - CERTAIN 2022: 700; SUMMER - CERTAIN 2023: 700; SUMMER - CERTAIN 2024: 700; SUMMER - CERTAIN 2025: 700; SUMMER - CERTAIN 2026: 700; SUMMER - CERTAIN 2027: 700; SUMMER - CERTAIN 2028: 700; WINTER - CERTAIN 2018-19: 0; WINTER - CERTAIN 2019-20: 0; WINTER - CERTAIN 2020-21: 0; WINTER - CERTAIN 2021-22: 700; WINTER - CERTAIN 2022-23: 700; WINTER - CERTAIN 2023-24: 700; WINTER - CERTAIN 2024-25: 700; WINTER - CERTAIN 2025-26: 700; WINTER - CERTAIN 2026-27: 700; WINTER - CERTAIN 2027-28: 700; WINTER - CERTAIN 2028-29: 700
Tier 3 | US |  |  |  | 21INR0013 |  |  | PV | SUN |  | Solar | 2021-06-30 |  | 350 | 262.5 | 42 | SUMMER - CERTAIN 2018: 0; SUMMER - CERTAIN 2019: 0; SUMMER - CERTAIN 2020: 0; SUMMER - CERTAIN 2021: 262.5; SUMMER - CERTAIN 2022: 262.5; SUMMER - CERTAIN 2023: 262.5; SUMMER - CERTAIN 2024: 262.5; SUMMER - CERTAIN 2025: 262.5; SUMMER - CERTAIN 2026: 262.5; SUMMER - CERTAIN 2027: 262.5; SUMMER - CERTAIN 2028: 262.5; WINTER - CERTAIN 2018-19: 0; WINTER - CERTAIN 2019-20: 0; WINTER - CERTAIN 2020-21: 0; WINTER - CERTAIN 2021-22: 42; WINTER - CERTAIN 2022-23: 42; WINTER - CERTAIN 2023-24: 42; WINTER - CERTAIN 2024-25: 42; WINTER - CERTAIN 2025-26: 42; WINTER - CERTAIN 2026-27: 42; WINTER - CERTAIN 2027-28: 42; WINTER - CERTAIN 2028-29: 42
Tier 3 | US |  |  |  | 21INR0014 |  |  | PV | SUN |  | Solar | 2021-06-30 |  | 450 | 337.5 | 54 | SUMMER - CERTAIN 2018: 0; SUMMER - CERTAIN 2019: 0; SUMMER - CERTAIN 2020: 0; SUMMER - CERTAIN 2021: 337.5; SUMMER - CERTAIN 2022: 337.5; SUMMER - CERTAIN 2023: 337.5; SUMMER - CERTAIN 2024: 337.5; SUMMER - CERTAIN 2025: 337.5; SUMMER - CERTAIN 2026: 337.5; SUMMER - CERTAIN 2027: 337.5; SUMMER - CERTAIN 2028: 337.5; WINTER - CERTAIN 2018-19: 0; WINTER - CERTAIN 2019-20: 0; WINTER - CERTAIN 2020-21: 0; WINTER - CERTAIN 2021-22: 54; WINTER - CERTAIN 2022-23: 54; WINTER - CERTAIN 2023-24: 54; WINTER - CERTAIN 2024-25: 54; WINTER - CERTAIN 2025-26: 54; WINTER - CERTAIN 2026-27: 54; WINTER - CERTAIN 2027-28: 54; WINTER - CERTAIN 2028-29: 54
Tier 3 | US |  |  |  | 19INR0176 |  |  | PV | SUN |  | Solar | 2019-08-01 |  | 50 | 37.5 | 6 | SUMMER - CERTAIN 2018: 0; SUMMER - CERTAIN 2019: 0; SUMMER - CERTAIN 2020: 37.5; SUMMER - CERTAIN 2021: 37.5; SUMMER - CERTAIN 2022: 37.5; SUMMER - CERTAIN 2023: 37.5; SUMMER - CERTAIN 2024: 37.5; SUMMER - CERTAIN 2025: 37.5; SUMMER - CERTAIN 2026: 37.5; SUMMER - CERTAIN 2027: 37.5; SUMMER - CERTAIN 2028: 37.5; WINTER - CERTAIN 2018-19: 0; WINTER - CERTAIN 2019-20: 6; WINTER - CERTAIN 2020-21: 6; WINTER - CERTAIN 2021-22: 6; WINTER - CERTAIN 2022-23: 6; WINTER - CERTAIN 2023-24: 6; WINTER - CERTAIN 2024-25: 6; WINTER - CERTAIN 2025-26: 6; WINTER - CERTAIN 2026-27: 6; WINTER - CERTAIN 2027-28: 6; WINTER - CERTAIN 2028-29: 6
Tier 3 | US |  |  |  | 19INR0177 |  |  | WT | WND |  | Wind | 2019-12-31 |  | 153.3 | 21.462 | 30.66 | SUMMER - CERTAIN 2018: 0; SUMMER - CERTAIN 2019: 0; SUMMER - CERTAIN 2020: 21.462; SUMMER - CERTAIN 2021: 21.462; SUMMER - CERTAIN 2022: 21.462; SUMMER - CERTAIN 2023: 21.462; SUMMER - CERTAIN 2024: 21.462; SUMMER - CERTAIN 2025: 21.462; SUMMER - CERTAIN 2026: 21.462; SUMMER - CERTAIN 2027: 21.462; SUMMER - CERTAIN 2028: 21.462; WINTER - CERTAIN 2018-19: 0; WINTER - CERTAIN 2019-20: 0; WINTER - CERTAIN 2020-21: 30.66; WINTER - CERTAIN 2021-22: 30.66; WINTER - CERTAIN 2022-23: 30.66; WINTER - CERTAIN 2023-24: 30.66; WINTER - CERTAIN 2024-25: 30.66; WINTER - CERTAIN 2025-26: 30.66; WINTER - CERTAIN 2026-27: 30.66; WINTER - CERTAIN 2027-28: 30.66; WINTER - CERTAIN 2028-29: 30.66
Tier 3 | US |  |  |  | 19INR0178 |  |  | PV | SUN |  | Solar | 2019-09-01 |  | 225 | 168.75 | 27 | SUMMER - CERTAIN 2018: 0; SUMMER - CERTAIN 2019: 0; SUMMER - CERTAIN 2020: 168.75; SUMMER - CERTAIN 2021: 168.75; SUMMER - CERTAIN 2022: 168.75; SUMMER - CERTAIN 2023: 168.75; SUMMER - CERTAIN 2024: 168.75; SUMMER - CERTAIN 2025: 168.75; SUMMER - CERTAIN 2026: 168.75; SUMMER - CERTAIN 2027: 168.75; SUMMER - CERTAIN 2028: 168.75; WINTER - CERTAIN 2018-19: 0; WINTER - CERTAIN 2019-20: 27; WINTER - CERTAIN 2020-21: 27; WINTER - CERTAIN 2021-22: 27; WINTER - CERTAIN 2022-23: 27; WINTER - CERTAIN 2023-24: 27; WINTER - CERTAIN 2024-25: 27; WINTER - CERTAIN 2025-26: 27; WINTER - CERTAIN 2026-27: 27; WINTER - CERTAIN 2027-28: 27; WINTER - CERTAIN 2028-29: 27
Tier 3 | US |  |  |  | 20INR0062 |  |  | WT | WND |  | Wind | 2020-09-01 |  | 201 | 28.14 | 40.2 | SUMMER - CERTAIN 2018: 0; SUMMER - CERTAIN 2019: 0; SUMMER - CERTAIN 2020: 0; SUMMER - CERTAIN 2021: 28.14; SUMMER - CERTAIN 2022: 28.14; SUMMER - CERTAIN 2023: 28.14; SUMMER - CERTAIN 2024: 28.14; SUMMER - CERTAIN 2025: 28.14; SUMMER - CERTAIN 2026: 28.14; SUMMER - CERTAIN 2027: 28.14; SUMMER - CERTAIN 2028: 28.14; WINTER - CERTAIN 2018-19: 0; WINTER - CERTAIN 2019-20: 0; WINTER - CERTAIN 2020-21: 40.2; WINTER - CERTAIN 2021-22: 40.2; WINTER - CERTAIN 2022-23: 40.2; WINTER - CERTAIN 2023-24: 40.2; WINTER - CERTAIN 2024-25: 40.2; WINTER - CERTAIN 2025-26: 40.2; WINTER - CERTAIN 2026-27: 40.2; WINTER - CERTAIN 2027-28: 40.2; WINTER - CERTAIN 2028-29: 40.2
Tier 3 | US |  |  |  | 20INR0077 |  |  | CC | NG |  | Natural Gas and Other Gases | 2020-05-01 |  | 200 | 200 | 200 | SUMMER - CERTAIN 2018: 0; SUMMER - CERTAIN 2019: 0; SUMMER - CERTAIN 2020: 200; SUMMER - CERTAIN 2021: 200; SUMMER - CERTAIN 2022: 200; SUMMER - CERTAIN 2023: 200; SUMMER - CERTAIN 2024: 200; SUMMER - CERTAIN 2025: 200; SUMMER - CERTAIN 2026: 200; SUMMER - CERTAIN 2027: 200; SUMMER - CERTAIN 2028: 200; WINTER - CERTAIN 2018-19: 0; WINTER - CERTAIN 2019-20: 0; WINTER - CERTAIN 2020-21: 200; WINTER - CERTAIN 2021-22: 200; WINTER - CERTAIN 2022-23: 200; WINTER - CERTAIN 2023-24: 200; WINTER - CERTAIN 2024-25: 200; WINTER - CERTAIN 2025-26: 200; WINTER - CERTAIN 2026-27: 200; WINTER - CERTAIN 2027-28: 200; WINTER - CERTAIN 2028-29: 200
Tier 3 | US |  |  |  | 20INR0078 |  |  | CC | NG |  | Natural Gas and Other Gases | 2020-05-01 |  | 200 | 200 | 200 | SUMMER - CERTAIN 2018: 0; SUMMER - CERTAIN 2019: 0; SUMMER - CERTAIN 2020: 200; SUMMER - CERTAIN 2021: 200; SUMMER - CERTAIN 2022: 200; SUMMER - CERTAIN 2023: 200; SUMMER - CERTAIN 2024: 200; SUMMER - CERTAIN 2025: 200; SUMMER - CERTAIN 2026: 200; SUMMER - CERTAIN 2027: 200; SUMMER - CERTAIN 2028: 200; WINTER - CERTAIN 2018-19: 0; WINTER - CERTAIN 2019-20: 0; WINTER - CERTAIN 2020-21: 200; WINTER - CERTAIN 2021-22: 200; WINTER - CERTAIN 2022-23: 200; WINTER - CERTAIN 2023-24: 200; WINTER - CERTAIN 2024-25: 200; WINTER - CERTAIN 2025-26: 200; WINTER - CERTAIN 2026-27: 200; WINTER - CERTAIN 2027-28: 200; WINTER - CERTAIN 2028-29: 200
Tier 3 | US |  |  |  | 20INR0079 |  |  | CC | NG |  | Natural Gas and Other Gases | 2020-05-01 |  | 200 | 200 | 200 | SUMMER - CERTAIN 2018: 0; SUMMER - CERTAIN 2019: 0; SUMMER - CERTAIN 2020: 200; SUMMER - CERTAIN 2021: 200; SUMMER - CERTAIN 2022: 200; SUMMER - CERTAIN 2023: 200; SUMMER - CERTAIN 2024: 200; SUMMER - CERTAIN 2025: 200; SUMMER - CERTAIN 2026: 200; SUMMER - CERTAIN 2027: 200; SUMMER - CERTAIN 2028: 200; WINTER - CERTAIN 2018-19: 0; WINTER - CERTAIN 2019-20: 0; WINTER - CERTAIN 2020-21: 200; WINTER - CERTAIN 2021-22: 200; WINTER - CERTAIN 2022-23: 200; WINTER - CERTAIN 2023-24: 200; WINTER - CERTAIN 2024-25: 200; WINTER - CERTAIN 2025-26: 200; WINTER - CERTAIN 2026-27: 200; WINTER - CERTAIN 2027-28: 200; WINTER - CERTAIN 2028-29: 200
Tier 3 | US |  |  |  | 20INR0083 |  |  | WT | WND |  | Wind | 2020-12-15 |  | 278 | 38.92 | 55.6 | SUMMER - CERTAIN 2018: 0; SUMMER - CERTAIN 2019: 0; SUMMER - CERTAIN 2020: 0; SUMMER - CERTAIN 2021: 38.92; SUMMER - CERTAIN 2022: 38.92; SUMMER - CERTAIN 2023: 38.92; SUMMER - CERTAIN 2024: 38.92; SUMMER - CERTAIN 2025: 38.92; SUMMER - CERTAIN 2026: 38.92; SUMMER - CERTAIN 2027: 38.92; SUMMER - CERTAIN 2028: 38.92; WINTER - CERTAIN 2018-19: 0; WINTER - CERTAIN 2019-20: 0; WINTER - CERTAIN 2020-21: 0; WINTER - CERTAIN 2021-22: 55.6; WINTER - CERTAIN 2022-23: 55.6; WINTER - CERTAIN 2023-24: 55.6; WINTER - CERTAIN 2024-25: 55.6; WINTER - CERTAIN 2025-26: 55.6; WINTER - CERTAIN 2026-27: 55.6; WINTER - CERTAIN 2027-28: 55.6; WINTER - CERTAIN 2028-29: 55.6
Tier 3 | US |  |  |  | 20INR0086 |  |  | PV | SUN |  | Solar | 2020-09-01 |  | 100 | 75 | 12 | SUMMER - CERTAIN 2018: 0; SUMMER - CERTAIN 2019: 0; SUMMER - CERTAIN 2020: 0; SUMMER - CERTAIN 2021: 75; SUMMER - CERTAIN 2022: 75; SUMMER - CERTAIN 2023: 75; SUMMER - CERTAIN 2024: 75; SUMMER - CERTAIN 2025: 75; SUMMER - CERTAIN 2026: 75; SUMMER - CERTAIN 2027: 75; SUMMER - CERTAIN 2028: 75; WINTER - CERTAIN 2018-19: 0; WINTER - CERTAIN 2019-20: 0; WINTER - CERTAIN 2020-21: 12; WINTER - CERTAIN 2021-22: 12; WINTER - CERTAIN 2022-23: 12; WINTER - CERTAIN 2023-24: 12; WINTER - CERTAIN 2024-25: 12; WINTER - CERTAIN 2025-26: 12; WINTER - CERTAIN 2026-27: 12; WINTER - CERTAIN 2027-28: 12; WINTER - CERTAIN 2028-29: 12
Tier 3 | US |  |  |  | 21INR0015 |  |  | PV | SUN |  | Solar | 2021-04-01 |  | 300 | 225 | 36 | SUMMER - CERTAIN 2018: 0; SUMMER - CERTAIN 2019: 0; SUMMER - CERTAIN 2020: 0; SUMMER - CERTAIN 2021: 225; SUMMER - CERTAIN 2022: 225; SUMMER - CERTAIN 2023: 225; SUMMER - CERTAIN 2024: 225; SUMMER - CERTAIN 2025: 225; SUMMER - CERTAIN 2026: 225; SUMMER - CERTAIN 2027: 225; SUMMER - CERTAIN 2028: 225; WINTER - CERTAIN 2018-19: 0; WINTER - CERTAIN 2019-20: 0; WINTER - CERTAIN 2020-21: 0; WINTER - CERTAIN 2021-22: 36; WINTER - CERTAIN 2022-23: 36; WINTER - CERTAIN 2023-24: 36; WINTER - CERTAIN 2024-25: 36; WINTER - CERTAIN 2025-26: 36; WINTER - CERTAIN 2026-27: 36; WINTER - CERTAIN 2027-28: 36; WINTER - CERTAIN 2028-29: 36
Tier 3 | US |  |  |  | 17INR0039 |  |  | PV | SUN |  | Solar | 2017-07-01 |  | 40 | 30 | 4.8 | SUMMER - CERTAIN 2018: 30; SUMMER - CERTAIN 2019: 30; SUMMER - CERTAIN 2020: 30; SUMMER - CERTAIN 2021: 30; SUMMER - CERTAIN 2022: 30; SUMMER - CERTAIN 2023: 30; SUMMER - CERTAIN 2024: 30; SUMMER - CERTAIN 2025: 30; SUMMER - CERTAIN 2026: 30; SUMMER - CERTAIN 2027: 30; SUMMER - CERTAIN 2028: 30; WINTER - CERTAIN 2018-19: 4.8; WINTER - CERTAIN 2019-20: 4.8; WINTER - CERTAIN 2020-21: 4.8; WINTER - CERTAIN 2021-22: 4.8; WINTER - CERTAIN 2022-23: 4.8; WINTER - CERTAIN 2023-24: 4.8; WINTER - CERTAIN 2024-25: 4.8; WINTER - CERTAIN 2025-26: 4.8; WINTER - CERTAIN 2026-27: 4.8; WINTER - CERTAIN 2027-28: 4.8; WINTER - CERTAIN 2028-29: 4.8
Tier 2 | US | 1478956 |  |  | 18INR0004 | Shawnee G | Shawnee G | GT | NG |  | Natural Gas and Other Gases | 2019-10-01 |  | 928 | 928 | 928 | SUMMER - CERTAIN 2018: 0; SUMMER - CERTAIN 2019: 0; SUMMER - CERTAIN 2020: 928; SUMMER - CERTAIN 2021: 928; SUMMER - CERTAIN 2022: 928; SUMMER - CERTAIN 2023: 928; SUMMER - CERTAIN 2024: 928; SUMMER - CERTAIN 2025: 928; SUMMER - CERTAIN 2026: 928; SUMMER - CERTAIN 2027: 928; SUMMER - CERTAIN 2028: 928; WINTER - CERTAIN 2018-19: 0; WINTER - CERTAIN 2019-20: 928; WINTER - CERTAIN 2020-21: 928; WINTER - CERTAIN 2021-22: 928; WINTER - CERTAIN 2022-23: 928; WINTER - CERTAIN 2023-24: 928; WINTER - CERTAIN 2024-25: 928; WINTER - CERTAIN 2025-26: 928; WINTER - CERTAIN 2026-27: 928; WINTER - CERTAIN 2027-28: 928; WINTER - CERTAIN 2028-29: 928
Tier 2 | US | 1569971 |  |  | 18INR0001 | Rockwood G | Rockwood G | CC | NG |  | Natural Gas and Other Gases | 2019-07-01 |  | 1122 | 1122 | 1122 | SUMMER - CERTAIN 2018: 0; SUMMER - CERTAIN 2019: 1122; SUMMER - CERTAIN 2020: 1122; SUMMER - CERTAIN 2021: 1122; SUMMER - CERTAIN 2022: 1122; SUMMER - CERTAIN 2023: 1122; SUMMER - CERTAIN 2024: 1122; SUMMER - CERTAIN 2025: 1122; SUMMER - CERTAIN 2026: 1122; SUMMER - CERTAIN 2027: 1122; SUMMER - CERTAIN 2028: 1122; WINTER - CERTAIN 2018-19: 0; WINTER - CERTAIN 2019-20: 1122; WINTER - CERTAIN 2020-21: 1122; WINTER - CERTAIN 2021-22: 1122; WINTER - CERTAIN 2022-23: 1122; WINTER - CERTAIN 2023-24: 1122; WINTER - CERTAIN 2024-25: 1122; WINTER - CERTAIN 2025-26: 1122; WINTER - CERTAIN 2026-27: 1122; WINTER - CERTAIN 2027-28: 1122; WINTER - CERTAIN 2028-29: 1122
Tier 2 | US | 1016801 |  |  | 16INR0005 | Brownsville G | Brownsville G | CC | NG |  | Natural Gas and Other Gases | 2020-12-31 |  | 871 | 871 | 871 | SUMMER - CERTAIN 2018: 0; SUMMER - CERTAIN 2019: 0; SUMMER - CERTAIN 2020: 0; SUMMER - CERTAIN 2021: 871; SUMMER - CERTAIN 2022: 871; SUMMER - CERTAIN 2023: 871; SUMMER - CERTAIN 2024: 871; SUMMER - CERTAIN 2025: 871; SUMMER - CERTAIN 2026: 871; SUMMER - CERTAIN 2027: 871; SUMMER - CERTAIN 2028: 871; WINTER - CERTAIN 2018-19: 0; WINTER - CERTAIN 2019-20: 0; WINTER - CERTAIN 2020-21: 0; WINTER - CERTAIN 2021-22: 871; WINTER - CERTAIN 2022-23: 871; WINTER - CERTAIN 2023-24: 871; WINTER - CERTAIN 2024-25: 871; WINTER - CERTAIN 2025-26: 871; WINTER - CERTAIN 2026-27: 871; WINTER - CERTAIN 2027-28: 871; WINTER - CERTAIN 2028-29: 871
Tier 2 | US | 1489253 | 58930 |  | 17INR0010 | FGE Texas II | FGE Texas 2 Gas | CC | NG |  | Natural Gas and Other Gases | 2020-09-15 |  | 743 | 742.9 | 742.9 | SUMMER - CERTAIN 2018: 0; SUMMER - CERTAIN 2019: 0; SUMMER - CERTAIN 2020: 0; SUMMER - CERTAIN 2021: 742.9; SUMMER - CERTAIN 2022: 742.9; SUMMER - CERTAIN 2023: 742.9; SUMMER - CERTAIN 2024: 742.9; SUMMER - CERTAIN 2025: 742.9; SUMMER - CERTAIN 2026: 742.9; SUMMER - CERTAIN 2027: 742.9; SUMMER - CERTAIN 2028: 742.9; WINTER - CERTAIN 2018-19: 0; WINTER - CERTAIN 2019-20: 0; WINTER - CERTAIN 2020-21: 742.9; WINTER - CERTAIN 2021-22: 742.9; WINTER - CERTAIN 2022-23: 742.9; WINTER - CERTAIN 2023-24: 742.9; WINTER - CERTAIN 2024-25: 742.9; WINTER - CERTAIN 2025-26: 742.9; WINTER - CERTAIN 2026-27: 742.9; WINTER - CERTAIN 2027-28: 742.9; WINTER - CERTAIN 2028-29: 742.9
Cancelled | US |  |  |  | 03INR0015 |  | Cameron Wind | WT | WND |  | Wind | n/a |  | 80 | 47.2 | 34.4 | SUMMER - CERTAIN 2018: 0; SUMMER - CERTAIN 2019: 0; SUMMER - CERTAIN 2020: 0; SUMMER - CERTAIN 2021: 0; SUMMER - CERTAIN 2022: 0; SUMMER - CERTAIN 2023: 0; SUMMER - CERTAIN 2024: 0; SUMMER - CERTAIN 2025: 0; SUMMER - CERTAIN 2026: 0; SUMMER - CERTAIN 2027: 0; SUMMER - CERTAIN 2028: 0; WINTER - CERTAIN 2018-19: 0; WINTER - CERTAIN 2019-20: 0; WINTER - CERTAIN 2020-21: 0; WINTER - CERTAIN 2021-22: 0; WINTER - CERTAIN 2022-23: 0; WINTER - CERTAIN 2023-24: 0; WINTER - CERTAIN 2024-25: 0; WINTER - CERTAIN 2025-26: 0; WINTER - CERTAIN 2026-27: 0; WINTER - CERTAIN 2027-28: 0; WINTER - CERTAIN 2028-29: 0
Cancelled | US |  |  |  | 03INR0022 |  | Goat Mountain-Cielo | WT | WND |  | Wind | n/a |  | 80 | 11.2 | 16 | SUMMER - CERTAIN 2018: 0; SUMMER - CERTAIN 2019: 0; SUMMER - CERTAIN 2020: 0; SUMMER - CERTAIN 2021: 0; SUMMER - CERTAIN 2022: 0; SUMMER - CERTAIN 2023: 0; SUMMER - CERTAIN 2024: 0; SUMMER - CERTAIN 2025: 0; SUMMER - CERTAIN 2026: 0; SUMMER - CERTAIN 2027: 0; SUMMER - CERTAIN 2028: 0; WINTER - CERTAIN 2018-19: 0; WINTER - CERTAIN 2019-20: 0; WINTER - CERTAIN 2020-21: 0; WINTER - CERTAIN 2021-22: 0; WINTER - CERTAIN 2022-23: 0; WINTER - CERTAIN 2023-24: 0; WINTER - CERTAIN 2024-25: 0; WINTER - CERTAIN 2025-26: 0; WINTER - CERTAIN 2026-27: 0; WINTER - CERTAIN 2027-28: 0; WINTER - CERTAIN 2028-29: 0
Cancelled | US |  |  |  | 03INR0024 |  | Silver Wind | WT | WND |  | Wind | n/a |  | 80 | 11.2 | 16 | SUMMER - CERTAIN 2018: 0; SUMMER - CERTAIN 2019: 0; SUMMER - CERTAIN 2020: 0; SUMMER - CERTAIN 2021: 0; SUMMER - CERTAIN 2022: 0; SUMMER - CERTAIN 2023: 0; SUMMER - CERTAIN 2024: 0; SUMMER - CERTAIN 2025: 0; SUMMER - CERTAIN 2026: 0; SUMMER - CERTAIN 2027: 0; SUMMER - CERTAIN 2028: 0; WINTER - CERTAIN 2018-19: 0; WINTER - CERTAIN 2019-20: 0; WINTER - CERTAIN 2020-21: 0; WINTER - CERTAIN 2021-22: 0; WINTER - CERTAIN 2022-23: 0; WINTER - CERTAIN 2023-24: 0; WINTER - CERTAIN 2024-25: 0; WINTER - CERTAIN 2025-26: 0; WINTER - CERTAIN 2026-27: 0; WINTER - CERTAIN 2027-28: 0; WINTER - CERTAIN 2028-29: 0
Cancelled | US |  |  |  | 03INR0030a |  | Wild Horse Wind Farm 1 | WT | WND |  | Wind | n/a |  | 60 | 8.4 | 12 | SUMMER - CERTAIN 2018: 0; SUMMER - CERTAIN 2019: 0; SUMMER - CERTAIN 2020: 0; SUMMER - CERTAIN 2021: 0; SUMMER - CERTAIN 2022: 0; SUMMER - CERTAIN 2023: 0; SUMMER - CERTAIN 2024: 0; SUMMER - CERTAIN 2025: 0; SUMMER - CERTAIN 2026: 0; SUMMER - CERTAIN 2027: 0; SUMMER - CERTAIN 2028: 0; WINTER - CERTAIN 2018-19: 0; WINTER - CERTAIN 2019-20: 0; WINTER - CERTAIN 2020-21: 0; WINTER - CERTAIN 2021-22: 0; WINTER - CERTAIN 2022-23: 0; WINTER - CERTAIN 2023-24: 0; WINTER - CERTAIN 2024-25: 0; WINTER - CERTAIN 2025-26: 0; WINTER - CERTAIN 2026-27: 0; WINTER - CERTAIN 2027-28: 0; WINTER - CERTAIN 2028-29: 0
Cancelled | US |  |  |  | 03INR0030b |  | Wild Horse Wind Farm 2 | WT | WND |  | Wind | n/a |  | 39 | 5.46 | 7.8 | SUMMER - CERTAIN 2018: 0; SUMMER - CERTAIN 2019: 0; SUMMER - CERTAIN 2020: 0; SUMMER - CERTAIN 2021: 0; SUMMER - CERTAIN 2022: 0; SUMMER - CERTAIN 2023: 0; SUMMER - CERTAIN 2024: 0; SUMMER - CERTAIN 2025: 0; SUMMER - CERTAIN 2026: 0; SUMMER - CERTAIN 2027: 0; SUMMER - CERTAIN 2028: 0; WINTER - CERTAIN 2018-19: 0; WINTER - CERTAIN 2019-20: 0; WINTER - CERTAIN 2020-21: 0; WINTER - CERTAIN 2021-22: 0; WINTER - CERTAIN 2022-23: 0; WINTER - CERTAIN 2023-24: 0; WINTER - CERTAIN 2024-25: 0; WINTER - CERTAIN 2025-26: 0; WINTER - CERTAIN 2026-27: 0; WINTER - CERTAIN 2027-28: 0; WINTER - CERTAIN 2028-29: 0
Cancelled | US |  |  |  | 03INR0031 |  | Trent Mesa Expansion | WT | WND |  | Wind | n/a |  | 120 | 16.8 | 24 | SUMMER - CERTAIN 2018: 0; SUMMER - CERTAIN 2019: 0; SUMMER - CERTAIN 2020: 0; SUMMER - CERTAIN 2021: 0; SUMMER - CERTAIN 2022: 0; SUMMER - CERTAIN 2023: 0; SUMMER - CERTAIN 2024: 0; SUMMER - CERTAIN 2025: 0; SUMMER - CERTAIN 2026: 0; SUMMER - CERTAIN 2027: 0; SUMMER - CERTAIN 2028: 0; WINTER - CERTAIN 2018-19: 0; WINTER - CERTAIN 2019-20: 0; WINTER - CERTAIN 2020-21: 0; WINTER - CERTAIN 2021-22: 0; WINTER - CERTAIN 2022-23: 0; WINTER - CERTAIN 2023-24: 0; WINTER - CERTAIN 2024-25: 0; WINTER - CERTAIN 2025-26: 0; WINTER - CERTAIN 2026-27: 0; WINTER - CERTAIN 2027-28: 0; WINTER - CERTAIN 2028-29: 0
Cancelled | US |  |  |  | 03INR0035 |  | Morgan Ranch Wind Park | WT | WND |  | Wind | n/a |  | 108 | 15.12 | 21.6 | SUMMER - CERTAIN 2018: 0; SUMMER - CERTAIN 2019: 0; SUMMER - CERTAIN 2020: 0; SUMMER - CERTAIN 2021: 0; SUMMER - CERTAIN 2022: 0; SUMMER - CERTAIN 2023: 0; SUMMER - CERTAIN 2024: 0; SUMMER - CERTAIN 2025: 0; SUMMER - CERTAIN 2026: 0; SUMMER - CERTAIN 2027: 0; SUMMER - CERTAIN 2028: 0; WINTER - CERTAIN 2018-19: 0; WINTER - CERTAIN 2019-20: 0; WINTER - CERTAIN 2020-21: 0; WINTER - CERTAIN 2021-22: 0; WINTER - CERTAIN 2022-23: 0; WINTER - CERTAIN 2023-24: 0; WINTER - CERTAIN 2024-25: 0; WINTER - CERTAIN 2025-26: 0; WINTER - CERTAIN 2026-27: 0; WINTER - CERTAIN 2027-28: 0; WINTER - CERTAIN 2028-29: 0
Cancelled | US |  |  |  | 04INR0011b |  | Cedar Elm | WT | WND |  | Wind | n/a |  | 136 | 19.04 | 27.2 | SUMMER - CERTAIN 2018: 0; SUMMER - CERTAIN 2019: 0; SUMMER - CERTAIN 2020: 0; SUMMER - CERTAIN 2021: 0; SUMMER - CERTAIN 2022: 0; SUMMER - CERTAIN 2023: 0; SUMMER - CERTAIN 2024: 0; SUMMER - CERTAIN 2025: 0; SUMMER - CERTAIN 2026: 0; SUMMER - CERTAIN 2027: 0; SUMMER - CERTAIN 2028: 0; WINTER - CERTAIN 2018-19: 0; WINTER - CERTAIN 2019-20: 0; WINTER - CERTAIN 2020-21: 0; WINTER - CERTAIN 2021-22: 0; WINTER - CERTAIN 2022-23: 0; WINTER - CERTAIN 2023-24: 0; WINTER - CERTAIN 2024-25: 0; WINTER - CERTAIN 2025-26: 0; WINTER - CERTAIN 2026-27: 0; WINTER - CERTAIN 2027-28: 0; WINTER - CERTAIN 2028-29: 0
Cancelled | US |  |  |  | 04INR0011c |  | Cottonwood Wind | WT | WND |  | Wind | n/a |  | 100 | 14 | 20 | SUMMER - CERTAIN 2018: 0; SUMMER - CERTAIN 2019: 0; SUMMER - CERTAIN 2020: 0; SUMMER - CERTAIN 2021: 0; SUMMER - CERTAIN 2022: 0; SUMMER - CERTAIN 2023: 0; SUMMER - CERTAIN 2024: 0; SUMMER - CERTAIN 2025: 0; SUMMER - CERTAIN 2026: 0; SUMMER - CERTAIN 2027: 0; SUMMER - CERTAIN 2028: 0; WINTER - CERTAIN 2018-19: 0; WINTER - CERTAIN 2019-20: 0; WINTER - CERTAIN 2020-21: 0; WINTER - CERTAIN 2021-22: 0; WINTER - CERTAIN 2022-23: 0; WINTER - CERTAIN 2023-24: 0; WINTER - CERTAIN 2024-25: 0; WINTER - CERTAIN 2025-26: 0; WINTER - CERTAIN 2026-27: 0; WINTER - CERTAIN 2027-28: 0; WINTER - CERTAIN 2028-29: 0
Cancelled | US |  |  |  | 04INR0012 |  | Callahan Wind Farm | WT | WND |  | Wind | n/a |  | 75 | 10.5 | 15 | SUMMER - CERTAIN 2018: 0; SUMMER - CERTAIN 2019: 0; SUMMER - CERTAIN 2020: 0; SUMMER - CERTAIN 2021: 0; SUMMER - CERTAIN 2022: 0; SUMMER - CERTAIN 2023: 0; SUMMER - CERTAIN 2024: 0; SUMMER - CERTAIN 2025: 0; SUMMER - CERTAIN 2026: 0; SUMMER - CERTAIN 2027: 0; SUMMER - CERTAIN 2028: 0; WINTER - CERTAIN 2018-19: 0; WINTER - CERTAIN 2019-20: 0; WINTER - CERTAIN 2020-21: 0; WINTER - CERTAIN 2021-22: 0; WINTER - CERTAIN 2022-23: 0; WINTER - CERTAIN 2023-24: 0; WINTER - CERTAIN 2024-25: 0; WINTER - CERTAIN 2025-26: 0; WINTER - CERTAIN 2026-27: 0; WINTER - CERTAIN 2027-28: 0; WINTER - CERTAIN 2028-29: 0
Cancelled | US |  |  |  | 05INR0015b |  | Gulf Wind 2 | WT | WND |  | Wind | n/a |  | 400 | 236 | 172 | SUMMER - CERTAIN 2018: 0; SUMMER - CERTAIN 2019: 0; SUMMER - CERTAIN 2020: 0; SUMMER - CERTAIN 2021: 0; SUMMER - CERTAIN 2022: 0; SUMMER - CERTAIN 2023: 0; SUMMER - CERTAIN 2024: 0; SUMMER - CERTAIN 2025: 0; SUMMER - CERTAIN 2026: 0; SUMMER - CERTAIN 2027: 0; SUMMER - CERTAIN 2028: 0; WINTER - CERTAIN 2018-19: 0; WINTER - CERTAIN 2019-20: 0; WINTER - CERTAIN 2020-21: 0; WINTER - CERTAIN 2021-22: 0; WINTER - CERTAIN 2022-23: 0; WINTER - CERTAIN 2023-24: 0; WINTER - CERTAIN 2024-25: 0; WINTER - CERTAIN 2025-26: 0; WINTER - CERTAIN 2026-27: 0; WINTER - CERTAIN 2027-28: 0; WINTER - CERTAIN 2028-29: 0
Cancelled | US |  |  |  | 05INR0015c |  | Gulf Wind 3 | WT | WND |  | Wind | n/a |  | 400 | 236 | 172 | SUMMER - CERTAIN 2018: 0; SUMMER - CERTAIN 2019: 0; SUMMER - CERTAIN 2020: 0; SUMMER - CERTAIN 2021: 0; SUMMER - CERTAIN 2022: 0; SUMMER - CERTAIN 2023: 0; SUMMER - CERTAIN 2024: 0; SUMMER - CERTAIN 2025: 0; SUMMER - CERTAIN 2026: 0; SUMMER - CERTAIN 2027: 0; SUMMER - CERTAIN 2028: 0; WINTER - CERTAIN 2018-19: 0; WINTER - CERTAIN 2019-20: 0; WINTER - CERTAIN 2020-21: 0; WINTER - CERTAIN 2021-22: 0; WINTER - CERTAIN 2022-23: 0; WINTER - CERTAIN 2023-24: 0; WINTER - CERTAIN 2024-25: 0; WINTER - CERTAIN 2025-26: 0; WINTER - CERTAIN 2026-27: 0; WINTER - CERTAIN 2027-28: 0; WINTER - CERTAIN 2028-29: 0
Cancelled | US |  |  |  | 05INR0016 |  | Salt Fork Wind Ranch | WT | WND |  | Wind | n/a |  | 240 | 33.6 | 48 | SUMMER - CERTAIN 2018: 0; SUMMER - CERTAIN 2019: 0; SUMMER - CERTAIN 2020: 0; SUMMER - CERTAIN 2021: 0; SUMMER - CERTAIN 2022: 0; SUMMER - CERTAIN 2023: 0; SUMMER - CERTAIN 2024: 0; SUMMER - CERTAIN 2025: 0; SUMMER - CERTAIN 2026: 0; SUMMER - CERTAIN 2027: 0; SUMMER - CERTAIN 2028: 0; WINTER - CERTAIN 2018-19: 0; WINTER - CERTAIN 2019-20: 0; WINTER - CERTAIN 2020-21: 0; WINTER - CERTAIN 2021-22: 0; WINTER - CERTAIN 2022-23: 0; WINTER - CERTAIN 2023-24: 0; WINTER - CERTAIN 2024-25: 0; WINTER - CERTAIN 2025-26: 0; WINTER - CERTAIN 2026-27: 0; WINTER - CERTAIN 2027-28: 0; WINTER - CERTAIN 2028-29: 0
Cancelled | US |  |  |  | 05INR0020 |  | ??Harris-BTEC | ST | WDS |  | Biomass | n/a |  | 53 | 0 | 0 | SUMMER - CERTAIN 2018: 0; SUMMER - CERTAIN 2019: 0; SUMMER - CERTAIN 2020: 0; SUMMER - CERTAIN 2021: 0; SUMMER - CERTAIN 2022: 0; SUMMER - CERTAIN 2023: 0; SUMMER - CERTAIN 2024: 0; SUMMER - CERTAIN 2025: 0; SUMMER - CERTAIN 2026: 0; SUMMER - CERTAIN 2027: 0; SUMMER - CERTAIN 2028: 0; WINTER - CERTAIN 2018-19: 0; WINTER - CERTAIN 2019-20: 0; WINTER - CERTAIN 2020-21: 0; WINTER - CERTAIN 2021-22: 0; WINTER - CERTAIN 2022-23: 0; WINTER - CERTAIN 2023-24: 0; WINTER - CERTAIN 2024-25: 0; WINTER - CERTAIN 2025-26: 0; WINTER - CERTAIN 2026-27: 0; WINTER - CERTAIN 2027-28: 0; WINTER - CERTAIN 2028-29: 0
Cancelled | US |  |  |  | 06INR0006 |  | Cobisa-Greenville | CE | NG |  | Natural Gas and Other Gases | n/a |  | 2023 | 1820 | 2023 | SUMMER - CERTAIN 2018: 0; SUMMER - CERTAIN 2019: 0; SUMMER - CERTAIN 2020: 0; SUMMER - CERTAIN 2021: 0; SUMMER - CERTAIN 2022: 0; SUMMER - CERTAIN 2023: 0; SUMMER - CERTAIN 2024: 0; SUMMER - CERTAIN 2025: 0; SUMMER - CERTAIN 2026: 0; SUMMER - CERTAIN 2027: 0; SUMMER - CERTAIN 2028: 0; WINTER - CERTAIN 2018-19: 0; WINTER - CERTAIN 2019-20: 0; WINTER - CERTAIN 2020-21: 0; WINTER - CERTAIN 2021-22: 0; WINTER - CERTAIN 2022-23: 0; WINTER - CERTAIN 2023-24: 0; WINTER - CERTAIN 2024-25: 0; WINTER - CERTAIN 2025-26: 0; WINTER - CERTAIN 2026-27: 0; WINTER - CERTAIN 2027-28: 0; WINTER - CERTAIN 2028-29: 0
Cancelled | US |  |  |  | 06INR0013 |  | Mathis Wind | WT | WND |  | Wind | n/a |  | 230 | 135.7 | 98.9 | SUMMER - CERTAIN 2018: 0; SUMMER - CERTAIN 2019: 0; SUMMER - CERTAIN 2020: 0; SUMMER - CERTAIN 2021: 0; SUMMER - CERTAIN 2022: 0; SUMMER - CERTAIN 2023: 0; SUMMER - CERTAIN 2024: 0; SUMMER - CERTAIN 2025: 0; SUMMER - CERTAIN 2026: 0; SUMMER - CERTAIN 2027: 0; SUMMER - CERTAIN 2028: 0; WINTER - CERTAIN 2018-19: 0; WINTER - CERTAIN 2019-20: 0; WINTER - CERTAIN 2020-21: 0; WINTER - CERTAIN 2021-22: 0; WINTER - CERTAIN 2022-23: 0; WINTER - CERTAIN 2023-24: 0; WINTER - CERTAIN 2024-25: 0; WINTER - CERTAIN 2025-26: 0; WINTER - CERTAIN 2026-27: 0; WINTER - CERTAIN 2027-28: 0; WINTER - CERTAIN 2028-29: 0
Cancelled | US |  |  |  | 06INR0014 |  | Nueces County Wind | WT | WND |  | Wind | n/a |  | 230 | 135.7 | 98.9 | SUMMER - CERTAIN 2018: 0; SUMMER - CERTAIN 2019: 0; SUMMER - CERTAIN 2020: 0; SUMMER - CERTAIN 2021: 0; SUMMER - CERTAIN 2022: 0; SUMMER - CERTAIN 2023: 0; SUMMER - CERTAIN 2024: 0; SUMMER - CERTAIN 2025: 0; SUMMER - CERTAIN 2026: 0; SUMMER - CERTAIN 2027: 0; SUMMER - CERTAIN 2028: 0; WINTER - CERTAIN 2018-19: 0; WINTER - CERTAIN 2019-20: 0; WINTER - CERTAIN 2020-21: 0; WINTER - CERTAIN 2021-22: 0; WINTER - CERTAIN 2022-23: 0; WINTER - CERTAIN 2023-24: 0; WINTER - CERTAIN 2024-25: 0; WINTER - CERTAIN 2025-26: 0; WINTER - CERTAIN 2026-27: 0; WINTER - CERTAIN 2027-28: 0; WINTER - CERTAIN 2028-29: 0
Cancelled | US |  |  |  | 06INR0015 |  | Sinton Wind | WT | WND |  | Wind | n/a |  | 230 | 135.7 | 98.9 | SUMMER - CERTAIN 2018: 0; SUMMER - CERTAIN 2019: 0; SUMMER - CERTAIN 2020: 0; SUMMER - CERTAIN 2021: 0; SUMMER - CERTAIN 2022: 0; SUMMER - CERTAIN 2023: 0; SUMMER - CERTAIN 2024: 0; SUMMER - CERTAIN 2025: 0; SUMMER - CERTAIN 2026: 0; SUMMER - CERTAIN 2027: 0; SUMMER - CERTAIN 2028: 0; WINTER - CERTAIN 2018-19: 0; WINTER - CERTAIN 2019-20: 0; WINTER - CERTAIN 2020-21: 0; WINTER - CERTAIN 2021-22: 0; WINTER - CERTAIN 2022-23: 0; WINTER - CERTAIN 2023-24: 0; WINTER - CERTAIN 2024-25: 0; WINTER - CERTAIN 2025-26: 0; WINTER - CERTAIN 2026-27: 0; WINTER - CERTAIN 2027-28: 0; WINTER - CERTAIN 2028-29: 0
Cancelled | US |  |  |  | 06INR0018 |  | Chocolate Bayou Wind | WT | WND |  | Wind | n/a |  | 160 | 94.4 | 68.8 | SUMMER - CERTAIN 2018: 0; SUMMER - CERTAIN 2019: 0; SUMMER - CERTAIN 2020: 0; SUMMER - CERTAIN 2021: 0; SUMMER - CERTAIN 2022: 0; SUMMER - CERTAIN 2023: 0; SUMMER - CERTAIN 2024: 0; SUMMER - CERTAIN 2025: 0; SUMMER - CERTAIN 2026: 0; SUMMER - CERTAIN 2027: 0; SUMMER - CERTAIN 2028: 0; WINTER - CERTAIN 2018-19: 0; WINTER - CERTAIN 2019-20: 0; WINTER - CERTAIN 2020-21: 0; WINTER - CERTAIN 2021-22: 0; WINTER - CERTAIN 2022-23: 0; WINTER - CERTAIN 2023-24: 0; WINTER - CERTAIN 2024-25: 0; WINTER - CERTAIN 2025-26: 0; WINTER - CERTAIN 2026-27: 0; WINTER - CERTAIN 2027-28: 0; WINTER - CERTAIN 2028-29: 0
Cancelled | US |  |  |  | 06INR0019 |  | TX04a Farm | WT | WND |  | Wind | n/a |  | 120 | 16.8 | 24 | SUMMER - CERTAIN 2018: 0; SUMMER - CERTAIN 2019: 0; SUMMER - CERTAIN 2020: 0; SUMMER - CERTAIN 2021: 0; SUMMER - CERTAIN 2022: 0; SUMMER - CERTAIN 2023: 0; SUMMER - CERTAIN 2024: 0; SUMMER - CERTAIN 2025: 0; SUMMER - CERTAIN 2026: 0; SUMMER - CERTAIN 2027: 0; SUMMER - CERTAIN 2028: 0; WINTER - CERTAIN 2018-19: 0; WINTER - CERTAIN 2019-20: 0; WINTER - CERTAIN 2020-21: 0; WINTER - CERTAIN 2021-22: 0; WINTER - CERTAIN 2022-23: 0; WINTER - CERTAIN 2023-24: 0; WINTER - CERTAIN 2024-25: 0; WINTER - CERTAIN 2025-26: 0; WINTER - CERTAIN 2026-27: 0; WINTER - CERTAIN 2027-28: 0; WINTER - CERTAIN 2028-29: 0
Cancelled | US |  |  |  | 06INR0020 |  | TX05 Farm | WT | WND |  | Wind | n/a |  | 240 | 33.6 | 48 | SUMMER - CERTAIN 2018: 0; SUMMER - CERTAIN 2019: 0; SUMMER - CERTAIN 2020: 0; SUMMER - CERTAIN 2021: 0; SUMMER - CERTAIN 2022: 0; SUMMER - CERTAIN 2023: 0; SUMMER - CERTAIN 2024: 0; SUMMER - CERTAIN 2025: 0; SUMMER - CERTAIN 2026: 0; SUMMER - CERTAIN 2027: 0; SUMMER - CERTAIN 2028: 0; WINTER - CERTAIN 2018-19: 0; WINTER - CERTAIN 2019-20: 0; WINTER - CERTAIN 2020-21: 0; WINTER - CERTAIN 2021-22: 0; WINTER - CERTAIN 2022-23: 0; WINTER - CERTAIN 2023-24: 0; WINTER - CERTAIN 2024-25: 0; WINTER - CERTAIN 2025-26: 0; WINTER - CERTAIN 2026-27: 0; WINTER - CERTAIN 2027-28: 0; WINTER - CERTAIN 2028-29: 0
Cancelled | US |  |  |  | 06INR0022d |  | Penascal Wind Farm 5 | WT | WND |  | Wind | n/a |  | 200 | 118 | 86 | SUMMER - CERTAIN 2018: 0; SUMMER - CERTAIN 2019: 0; SUMMER - CERTAIN 2020: 0; SUMMER - CERTAIN 2021: 0; SUMMER - CERTAIN 2022: 0; SUMMER - CERTAIN 2023: 0; SUMMER - CERTAIN 2024: 0; SUMMER - CERTAIN 2025: 0; SUMMER - CERTAIN 2026: 0; SUMMER - CERTAIN 2027: 0; SUMMER - CERTAIN 2028: 0; WINTER - CERTAIN 2018-19: 0; WINTER - CERTAIN 2019-20: 0; WINTER - CERTAIN 2020-21: 0; WINTER - CERTAIN 2021-22: 0; WINTER - CERTAIN 2022-23: 0; WINTER - CERTAIN 2023-24: 0; WINTER - CERTAIN 2024-25: 0; WINTER - CERTAIN 2025-26: 0; WINTER - CERTAIN 2026-27: 0; WINTER - CERTAIN 2027-28: 0; WINTER - CERTAIN 2028-29: 0
Cancelled | US |  |  |  | 06INR0022e |  | Penascal Wind Farm 6 | WT | WND |  | Wind | n/a |  | 200 | 118 | 86 | SUMMER - CERTAIN 2018: 0; SUMMER - CERTAIN 2019: 0; SUMMER - CERTAIN 2020: 0; SUMMER - CERTAIN 2021: 0; SUMMER - CERTAIN 2022: 0; SUMMER - CERTAIN 2023: 0; SUMMER - CERTAIN 2024: 0; SUMMER - CERTAIN 2025: 0; SUMMER - CERTAIN 2026: 0; SUMMER - CERTAIN 2027: 0; SUMMER - CERTAIN 2028: 0; WINTER - CERTAIN 2018-19: 0; WINTER - CERTAIN 2019-20: 0; WINTER - CERTAIN 2020-21: 0; WINTER - CERTAIN 2021-22: 0; WINTER - CERTAIN 2022-23: 0; WINTER - CERTAIN 2023-24: 0; WINTER - CERTAIN 2024-25: 0; WINTER - CERTAIN 2025-26: 0; WINTER - CERTAIN 2026-27: 0; WINTER - CERTAIN 2027-28: 0; WINTER - CERTAIN 2028-29: 0
Cancelled | US |  |  |  | 06INR0022f |  | Penascal Wind Farm 4 | WT | WND |  | Wind | n/a |  | 200 | 118 | 86 | SUMMER - CERTAIN 2018: 0; SUMMER - CERTAIN 2019: 0; SUMMER - CERTAIN 2020: 0; SUMMER - CERTAIN 2021: 0; SUMMER - CERTAIN 2022: 0; SUMMER - CERTAIN 2023: 0; SUMMER - CERTAIN 2024: 0; SUMMER - CERTAIN 2025: 0; SUMMER - CERTAIN 2026: 0; SUMMER - CERTAIN 2027: 0; SUMMER - CERTAIN 2028: 0; WINTER - CERTAIN 2018-19: 0; WINTER - CERTAIN 2019-20: 0; WINTER - CERTAIN 2020-21: 0; WINTER - CERTAIN 2021-22: 0; WINTER - CERTAIN 2022-23: 0; WINTER - CERTAIN 2023-24: 0; WINTER - CERTAIN 2024-25: 0; WINTER - CERTAIN 2025-26: 0; WINTER - CERTAIN 2026-27: 0; WINTER - CERTAIN 2027-28: 0; WINTER - CERTAIN 2028-29: 0
Cancelled | US |  |  |  | 06INR0023 |  | Sterling City Wind Park | WT | WND |  | Wind | n/a |  | 526 | 73.64 | 105.2 | SUMMER - CERTAIN 2018: 0; SUMMER - CERTAIN 2019: 0; SUMMER - CERTAIN 2020: 0; SUMMER - CERTAIN 2021: 0; SUMMER - CERTAIN 2022: 0; SUMMER - CERTAIN 2023: 0; SUMMER - CERTAIN 2024: 0; SUMMER - CERTAIN 2025: 0; SUMMER - CERTAIN 2026: 0; SUMMER - CERTAIN 2027: 0; SUMMER - CERTAIN 2028: 0; WINTER - CERTAIN 2018-19: 0; WINTER - CERTAIN 2019-20: 0; WINTER - CERTAIN 2020-21: 0; WINTER - CERTAIN 2021-22: 0; WINTER - CERTAIN 2022-23: 0; WINTER - CERTAIN 2023-24: 0; WINTER - CERTAIN 2024-25: 0; WINTER - CERTAIN 2025-26: 0; WINTER - CERTAIN 2026-27: 0; WINTER - CERTAIN 2027-28: 0; WINTER - CERTAIN 2028-29: 0
Cancelled | US |  |  |  | 06INR0024 |  | Midway Wind Project | WT | WND |  | Wind | n/a |  | 149 | 20.86 | 29.8 | SUMMER - CERTAIN 2018: 0; SUMMER - CERTAIN 2019: 0; SUMMER - CERTAIN 2020: 0; SUMMER - CERTAIN 2021: 0; SUMMER - CERTAIN 2022: 0; SUMMER - CERTAIN 2023: 0; SUMMER - CERTAIN 2024: 0; SUMMER - CERTAIN 2025: 0; SUMMER - CERTAIN 2026: 0; SUMMER - CERTAIN 2027: 0; SUMMER - CERTAIN 2028: 0; WINTER - CERTAIN 2018-19: 0; WINTER - CERTAIN 2019-20: 0; WINTER - CERTAIN 2020-21: 0; WINTER - CERTAIN 2021-22: 0; WINTER - CERTAIN 2022-23: 0; WINTER - CERTAIN 2023-24: 0; WINTER - CERTAIN 2024-25: 0; WINTER - CERTAIN 2025-26: 0; WINTER - CERTAIN 2026-27: 0; WINTER - CERTAIN 2027-28: 0; WINTER - CERTAIN 2028-29: 0
Cancelled | US |  |  |  | 06INR0025 |  | Steele Wind Project | WT | WND |  | Wind | n/a |  | 149 | 20.86 | 29.8 | SUMMER - CERTAIN 2018: 0; SUMMER - CERTAIN 2019: 0; SUMMER - CERTAIN 2020: 0; SUMMER - CERTAIN 2021: 0; SUMMER - CERTAIN 2022: 0; SUMMER - CERTAIN 2023: 0; SUMMER - CERTAIN 2024: 0; SUMMER - CERTAIN 2025: 0; SUMMER - CERTAIN 2026: 0; SUMMER - CERTAIN 2027: 0; SUMMER - CERTAIN 2028: 0; WINTER - CERTAIN 2018-19: 0; WINTER - CERTAIN 2019-20: 0; WINTER - CERTAIN 2020-21: 0; WINTER - CERTAIN 2021-22: 0; WINTER - CERTAIN 2022-23: 0; WINTER - CERTAIN 2023-24: 0; WINTER - CERTAIN 2024-25: 0; WINTER - CERTAIN 2025-26: 0; WINTER - CERTAIN 2026-27: 0; WINTER - CERTAIN 2027-28: 0; WINTER - CERTAIN 2028-29: 0
Cancelled | US |  |  |  | 06INR0026 |  | Wild Horse Mountain | WT | WND |  | Wind | n/a |  | 120 | 16.8 | 24 | SUMMER - CERTAIN 2018: 0; SUMMER - CERTAIN 2019: 0; SUMMER - CERTAIN 2020: 0; SUMMER - CERTAIN 2021: 0; SUMMER - CERTAIN 2022: 0; SUMMER - CERTAIN 2023: 0; SUMMER - CERTAIN 2024: 0; SUMMER - CERTAIN 2025: 0; SUMMER - CERTAIN 2026: 0; SUMMER - CERTAIN 2027: 0; SUMMER - CERTAIN 2028: 0; WINTER - CERTAIN 2018-19: 0; WINTER - CERTAIN 2019-20: 0; WINTER - CERTAIN 2020-21: 0; WINTER - CERTAIN 2021-22: 0; WINTER - CERTAIN 2022-23: 0; WINTER - CERTAIN 2023-24: 0; WINTER - CERTAIN 2024-25: 0; WINTER - CERTAIN 2025-26: 0; WINTER - CERTAIN 2026-27: 0; WINTER - CERTAIN 2027-28: 0; WINTER - CERTAIN 2028-29: 0
Cancelled | US |  |  |  | 06INR0027 |  | TX-11 | WT | WND |  | Wind | n/a |  | 100 | 14 | 20 | SUMMER - CERTAIN 2018: 0; SUMMER - CERTAIN 2019: 0; SUMMER - CERTAIN 2020: 0; SUMMER - CERTAIN 2021: 0; SUMMER - CERTAIN 2022: 0; SUMMER - CERTAIN 2023: 0; SUMMER - CERTAIN 2024: 0; SUMMER - CERTAIN 2025: 0; SUMMER - CERTAIN 2026: 0; SUMMER - CERTAIN 2027: 0; SUMMER - CERTAIN 2028: 0; WINTER - CERTAIN 2018-19: 0; WINTER - CERTAIN 2019-20: 0; WINTER - CERTAIN 2020-21: 0; WINTER - CERTAIN 2021-22: 0; WINTER - CERTAIN 2022-23: 0; WINTER - CERTAIN 2023-24: 0; WINTER - CERTAIN 2024-25: 0; WINTER - CERTAIN 2025-26: 0; WINTER - CERTAIN 2026-27: 0; WINTER - CERTAIN 2027-28: 0; WINTER - CERTAIN 2028-29: 0
Cancelled | US |  |  |  | 06INR0028 |  | Hylton Mountain | WT | WND |  | Wind | n/a |  | 100 | 14 | 20 | SUMMER - CERTAIN 2018: 0; SUMMER - CERTAIN 2019: 0; SUMMER - CERTAIN 2020: 0; SUMMER - CERTAIN 2021: 0; SUMMER - CERTAIN 2022: 0; SUMMER - CERTAIN 2023: 0; SUMMER - CERTAIN 2024: 0; SUMMER - CERTAIN 2025: 0; SUMMER - CERTAIN 2026: 0; SUMMER - CERTAIN 2027: 0; SUMMER - CERTAIN 2028: 0; WINTER - CERTAIN 2018-19: 0; WINTER - CERTAIN 2019-20: 0; WINTER - CERTAIN 2020-21: 0; WINTER - CERTAIN 2021-22: 0; WINTER - CERTAIN 2022-23: 0; WINTER - CERTAIN 2023-24: 0; WINTER - CERTAIN 2024-25: 0; WINTER - CERTAIN 2025-26: 0; WINTER - CERTAIN 2026-27: 0; WINTER - CERTAIN 2027-28: 0; WINTER - CERTAIN 2028-29: 0
Cancelled | US |  |  |  | 06INR0029 |  | Jackson Mountain | WT | WND |  | Wind | n/a |  | 90 | 12.6 | 18 | SUMMER - CERTAIN 2018: 0; SUMMER - CERTAIN 2019: 0; SUMMER - CERTAIN 2020: 0; SUMMER - CERTAIN 2021: 0; SUMMER - CERTAIN 2022: 0; SUMMER - CERTAIN 2023: 0; SUMMER - CERTAIN 2024: 0; SUMMER - CERTAIN 2025: 0; SUMMER - CERTAIN 2026: 0; SUMMER - CERTAIN 2027: 0; SUMMER - CERTAIN 2028: 0; WINTER - CERTAIN 2018-19: 0; WINTER - CERTAIN 2019-20: 0; WINTER - CERTAIN 2020-21: 0; WINTER - CERTAIN 2021-22: 0; WINTER - CERTAIN 2022-23: 0; WINTER - CERTAIN 2023-24: 0; WINTER - CERTAIN 2024-25: 0; WINTER - CERTAIN 2025-26: 0; WINTER - CERTAIN 2026-27: 0; WINTER - CERTAIN 2027-28: 0; WINTER - CERTAIN 2028-29: 0
Cancelled | US |  |  |  | 06INR0030 |  | TX23 | WT | WND |  | Wind | n/a |  | 160 | 22.4 | 32 | SUMMER - CERTAIN 2018: 0; SUMMER - CERTAIN 2019: 0; SUMMER - CERTAIN 2020: 0; SUMMER - CERTAIN 2021: 0; SUMMER - CERTAIN 2022: 0; SUMMER - CERTAIN 2023: 0; SUMMER - CERTAIN 2024: 0; SUMMER - CERTAIN 2025: 0; SUMMER - CERTAIN 2026: 0; SUMMER - CERTAIN 2027: 0; SUMMER - CERTAIN 2028: 0; WINTER - CERTAIN 2018-19: 0; WINTER - CERTAIN 2019-20: 0; WINTER - CERTAIN 2020-21: 0; WINTER - CERTAIN 2021-22: 0; WINTER - CERTAIN 2022-23: 0; WINTER - CERTAIN 2023-24: 0; WINTER - CERTAIN 2024-25: 0; WINTER - CERTAIN 2025-26: 0; WINTER - CERTAIN 2026-27: 0; WINTER - CERTAIN 2027-28: 0; WINTER - CERTAIN 2028-29: 0
Cancelled | US |  |  |  | 06INR0031 |  | TX-26 | WT | WND |  | Wind | n/a |  | 100 | 14 | 20 | SUMMER - CERTAIN 2018: 0; SUMMER - CERTAIN 2019: 0; SUMMER - CERTAIN 2020: 0; SUMMER - CERTAIN 2021: 0; SUMMER - CERTAIN 2022: 0; SUMMER - CERTAIN 2023: 0; SUMMER - CERTAIN 2024: 0; SUMMER - CERTAIN 2025: 0; SUMMER - CERTAIN 2026: 0; SUMMER - CERTAIN 2027: 0; SUMMER - CERTAIN 2028: 0; WINTER - CERTAIN 2018-19: 0; WINTER - CERTAIN 2019-20: 0; WINTER - CERTAIN 2020-21: 0; WINTER - CERTAIN 2021-22: 0; WINTER - CERTAIN 2022-23: 0; WINTER - CERTAIN 2023-24: 0; WINTER - CERTAIN 2024-25: 0; WINTER - CERTAIN 2025-26: 0; WINTER - CERTAIN 2026-27: 0; WINTER - CERTAIN 2027-28: 0; WINTER - CERTAIN 2028-29: 0
Cancelled | US |  |  |  | 06INR0032 |  | TX-27 | WT | WND |  | Wind | n/a |  | 160 | 22.4 | 32 | SUMMER - CERTAIN 2018: 0; SUMMER - CERTAIN 2019: 0; SUMMER - CERTAIN 2020: 0; SUMMER - CERTAIN 2021: 0; SUMMER - CERTAIN 2022: 0; SUMMER - CERTAIN 2023: 0; SUMMER - CERTAIN 2024: 0; SUMMER - CERTAIN 2025: 0; SUMMER - CERTAIN 2026: 0; SUMMER - CERTAIN 2027: 0; SUMMER - CERTAIN 2028: 0; WINTER - CERTAIN 2018-19: 0; WINTER - CERTAIN 2019-20: 0; WINTER - CERTAIN 2020-21: 0; WINTER - CERTAIN 2021-22: 0; WINTER - CERTAIN 2022-23: 0; WINTER - CERTAIN 2023-24: 0; WINTER - CERTAIN 2024-25: 0; WINTER - CERTAIN 2025-26: 0; WINTER - CERTAIN 2026-27: 0; WINTER - CERTAIN 2027-28: 0; WINTER - CERTAIN 2028-29: 0
Cancelled | US |  |  |  | 06INR0033 |  | TX-28 | WT | WND |  | Wind | n/a |  | 160 | 22.4 | 32 | SUMMER - CERTAIN 2018: 0; SUMMER - CERTAIN 2019: 0; SUMMER - CERTAIN 2020: 0; SUMMER - CERTAIN 2021: 0; SUMMER - CERTAIN 2022: 0; SUMMER - CERTAIN 2023: 0; SUMMER - CERTAIN 2024: 0; SUMMER - CERTAIN 2025: 0; SUMMER - CERTAIN 2026: 0; SUMMER - CERTAIN 2027: 0; SUMMER - CERTAIN 2028: 0; WINTER - CERTAIN 2018-19: 0; WINTER - CERTAIN 2019-20: 0; WINTER - CERTAIN 2020-21: 0; WINTER - CERTAIN 2021-22: 0; WINTER - CERTAIN 2022-23: 0; WINTER - CERTAIN 2023-24: 0; WINTER - CERTAIN 2024-25: 0; WINTER - CERTAIN 2025-26: 0; WINTER - CERTAIN 2026-27: 0; WINTER - CERTAIN 2027-28: 0; WINTER - CERTAIN 2028-29: 0
Cancelled | US |  |  |  | 06INR0034 |  | Vaquillas Wind (TX-31) | WT | WND |  | Wind | n/a |  | 100 | 14 | 20 | SUMMER - CERTAIN 2018: 0; SUMMER - CERTAIN 2019: 0; SUMMER - CERTAIN 2020: 0; SUMMER - CERTAIN 2021: 0; SUMMER - CERTAIN 2022: 0; SUMMER - CERTAIN 2023: 0; SUMMER - CERTAIN 2024: 0; SUMMER - CERTAIN 2025: 0; SUMMER - CERTAIN 2026: 0; SUMMER - CERTAIN 2027: 0; SUMMER - CERTAIN 2028: 0; WINTER - CERTAIN 2018-19: 0; WINTER - CERTAIN 2019-20: 0; WINTER - CERTAIN 2020-21: 0; WINTER - CERTAIN 2021-22: 0; WINTER - CERTAIN 2022-23: 0; WINTER - CERTAIN 2023-24: 0; WINTER - CERTAIN 2024-25: 0; WINTER - CERTAIN 2025-26: 0; WINTER - CERTAIN 2026-27: 0; WINTER - CERTAIN 2027-28: 0; WINTER - CERTAIN 2028-29: 0
Cancelled | US |  |  |  | 06INR0039 |  | McCommas Power Project | ST | WDS |  | Biomass | n/a |  | 45 | 45 | 45 | SUMMER - CERTAIN 2018: 0; SUMMER - CERTAIN 2019: 0; SUMMER - CERTAIN 2020: 0; SUMMER - CERTAIN 2021: 0; SUMMER - CERTAIN 2022: 0; SUMMER - CERTAIN 2023: 0; SUMMER - CERTAIN 2024: 0; SUMMER - CERTAIN 2025: 0; SUMMER - CERTAIN 2026: 0; SUMMER - CERTAIN 2027: 0; SUMMER - CERTAIN 2028: 0; WINTER - CERTAIN 2018-19: 0; WINTER - CERTAIN 2019-20: 0; WINTER - CERTAIN 2020-21: 0; WINTER - CERTAIN 2021-22: 0; WINTER - CERTAIN 2022-23: 0; WINTER - CERTAIN 2023-24: 0; WINTER - CERTAIN 2024-25: 0; WINTER - CERTAIN 2025-26: 0; WINTER - CERTAIN 2026-27: 0; WINTER - CERTAIN 2027-28: 0; WINTER - CERTAIN 2028-29: 0
Cancelled | US |  |  |  | 06INR0041 |  | CottonWood | CC | NG |  | Natural Gas and Other Gases | n/a |  | 1160 | 1160 | 1160 | SUMMER - CERTAIN 2018: 0; SUMMER - CERTAIN 2019: 0; SUMMER - CERTAIN 2020: 0; SUMMER - CERTAIN 2021: 0; SUMMER - CERTAIN 2022: 0; SUMMER - CERTAIN 2023: 0; SUMMER - CERTAIN 2024: 0; SUMMER - CERTAIN 2025: 0; SUMMER - CERTAIN 2026: 0; SUMMER - CERTAIN 2027: 0; SUMMER - CERTAIN 2028: 0; WINTER - CERTAIN 2018-19: 0; WINTER - CERTAIN 2019-20: 0; WINTER - CERTAIN 2020-21: 0; WINTER - CERTAIN 2021-22: 0; WINTER - CERTAIN 2022-23: 0; WINTER - CERTAIN 2023-24: 0; WINTER - CERTAIN 2024-25: 0; WINTER - CERTAIN 2025-26: 0; WINTER - CERTAIN 2026-27: 0; WINTER - CERTAIN 2027-28: 0; WINTER - CERTAIN 2028-29: 0
Cancelled | US |  |  |  | 07INR0001 |  | McCommas Power Project | CC | NG |  | Natural Gas and Other Gases | n/a |  | 665 | 665 | 665 | SUMMER - CERTAIN 2018: 0; SUMMER - CERTAIN 2019: 0; SUMMER - CERTAIN 2020: 0; SUMMER - CERTAIN 2021: 0; SUMMER - CERTAIN 2022: 0; SUMMER - CERTAIN 2023: 0; SUMMER - CERTAIN 2024: 0; SUMMER - CERTAIN 2025: 0; SUMMER - CERTAIN 2026: 0; SUMMER - CERTAIN 2027: 0; SUMMER - CERTAIN 2028: 0; WINTER - CERTAIN 2018-19: 0; WINTER - CERTAIN 2019-20: 0; WINTER - CERTAIN 2020-21: 0; WINTER - CERTAIN 2021-22: 0; WINTER - CERTAIN 2022-23: 0; WINTER - CERTAIN 2023-24: 0; WINTER - CERTAIN 2024-25: 0; WINTER - CERTAIN 2025-26: 0; WINTER - CERTAIN 2026-27: 0; WINTER - CERTAIN 2027-28: 0; WINTER - CERTAIN 2028-29: 0
Cancelled | US |  |  |  | 07INR0002 |  | ??Harris-Agrifos | ST | WDS |  | Biomass | n/a |  | 22 | 2 | 2 | SUMMER - CERTAIN 2018: 0; SUMMER - CERTAIN 2019: 0; SUMMER - CERTAIN 2020: 0; SUMMER - CERTAIN 2021: 0; SUMMER - CERTAIN 2022: 0; SUMMER - CERTAIN 2023: 0; SUMMER - CERTAIN 2024: 0; SUMMER - CERTAIN 2025: 0; SUMMER - CERTAIN 2026: 0; SUMMER - CERTAIN 2027: 0; SUMMER - CERTAIN 2028: 0; WINTER - CERTAIN 2018-19: 0; WINTER - CERTAIN 2019-20: 0; WINTER - CERTAIN 2020-21: 0; WINTER - CERTAIN 2021-22: 0; WINTER - CERTAIN 2022-23: 0; WINTER - CERTAIN 2023-24: 0; WINTER - CERTAIN 2024-25: 0; WINTER - CERTAIN 2025-26: 0; WINTER - CERTAIN 2026-27: 0; WINTER - CERTAIN 2027-28: 0; WINTER - CERTAIN 2028-29: 0
Cancelled | US |  |  |  | 07INR0004 |  | Pampa Energy Center | ST | SUB |  | Coal | n/a |  | 165 | 165 | 165 | SUMMER - CERTAIN 2018: 0; SUMMER - CERTAIN 2019: 0; SUMMER - CERTAIN 2020: 0; SUMMER - CERTAIN 2021: 0; SUMMER - CERTAIN 2022: 0; SUMMER - CERTAIN 2023: 0; SUMMER - CERTAIN 2024: 0; SUMMER - CERTAIN 2025: 0; SUMMER - CERTAIN 2026: 0; SUMMER - CERTAIN 2027: 0; SUMMER - CERTAIN 2028: 0; WINTER - CERTAIN 2018-19: 0; WINTER - CERTAIN 2019-20: 0; WINTER - CERTAIN 2020-21: 0; WINTER - CERTAIN 2021-22: 0; WINTER - CERTAIN 2022-23: 0; WINTER - CERTAIN 2023-24: 0; WINTER - CERTAIN 2024-25: 0; WINTER - CERTAIN 2025-26: 0; WINTER - CERTAIN 2026-27: 0; WINTER - CERTAIN 2027-28: 0; WINTER - CERTAIN 2028-29: 0
Cancelled | US |  |  |  | 07INR0008 |  | Permian Wind | WT | WND |  | Wind | n/a |  | 35 | 4.9 | 7 | SUMMER - CERTAIN 2018: 0; SUMMER - CERTAIN 2019: 0; SUMMER - CERTAIN 2020: 0; SUMMER - CERTAIN 2021: 0; SUMMER - CERTAIN 2022: 0; SUMMER - CERTAIN 2023: 0; SUMMER - CERTAIN 2024: 0; SUMMER - CERTAIN 2025: 0; SUMMER - CERTAIN 2026: 0; SUMMER - CERTAIN 2027: 0; SUMMER - CERTAIN 2028: 0; WINTER - CERTAIN 2018-19: 0; WINTER - CERTAIN 2019-20: 0; WINTER - CERTAIN 2020-21: 0; WINTER - CERTAIN 2021-22: 0; WINTER - CERTAIN 2022-23: 0; WINTER - CERTAIN 2023-24: 0; WINTER - CERTAIN 2024-25: 0; WINTER - CERTAIN 2025-26: 0; WINTER - CERTAIN 2026-27: 0; WINTER - CERTAIN 2027-28: 0; WINTER - CERTAIN 2028-29: 0
Cancelled | US |  |  |  | 07INR0009 |  | Navasota Lane City Peaking Center |  | NG | CT | Natural Gas and Other Gases | n/a |  | 330 | 330 | 330 | SUMMER - CERTAIN 2018: 0; SUMMER - CERTAIN 2019: 0; SUMMER - CERTAIN 2020: 0; SUMMER - CERTAIN 2021: 0; SUMMER - CERTAIN 2022: 0; SUMMER - CERTAIN 2023: 0; SUMMER - CERTAIN 2024: 0; SUMMER - CERTAIN 2025: 0; SUMMER - CERTAIN 2026: 0; SUMMER - CERTAIN 2027: 0; SUMMER - CERTAIN 2028: 0; WINTER - CERTAIN 2018-19: 0; WINTER - CERTAIN 2019-20: 0; WINTER - CERTAIN 2020-21: 0; WINTER - CERTAIN 2021-22: 0; WINTER - CERTAIN 2022-23: 0; WINTER - CERTAIN 2023-24: 0; WINTER - CERTAIN 2024-25: 0; WINTER - CERTAIN 2025-26: 0; WINTER - CERTAIN 2026-27: 0; WINTER - CERTAIN 2027-28: 0; WINTER - CERTAIN 2028-29: 0
Cancelled | US |  |  |  | 07INR0012 |  | Notrees-2 | WT | WND |  | Wind | n/a |  | 240 | 33.6 | 48 | SUMMER - CERTAIN 2018: 0; SUMMER - CERTAIN 2019: 0; SUMMER - CERTAIN 2020: 0; SUMMER - CERTAIN 2021: 0; SUMMER - CERTAIN 2022: 0; SUMMER - CERTAIN 2023: 0; SUMMER - CERTAIN 2024: 0; SUMMER - CERTAIN 2025: 0; SUMMER - CERTAIN 2026: 0; SUMMER - CERTAIN 2027: 0; SUMMER - CERTAIN 2028: 0; WINTER - CERTAIN 2018-19: 0; WINTER - CERTAIN 2019-20: 0; WINTER - CERTAIN 2020-21: 0; WINTER - CERTAIN 2021-22: 0; WINTER - CERTAIN 2022-23: 0; WINTER - CERTAIN 2023-24: 0; WINTER - CERTAIN 2024-25: 0; WINTER - CERTAIN 2025-26: 0; WINTER - CERTAIN 2026-27: 0; WINTER - CERTAIN 2027-28: 0; WINTER - CERTAIN 2028-29: 0
Cancelled | US |  |  |  | 07INR0013 |  | Great Republic Wind Generation Project | WT | WND |  | Wind | n/a |  | 200 | 28 | 40 | SUMMER - CERTAIN 2018: 0; SUMMER - CERTAIN 2019: 0; SUMMER - CERTAIN 2020: 0; SUMMER - CERTAIN 2021: 0; SUMMER - CERTAIN 2022: 0; SUMMER - CERTAIN 2023: 0; SUMMER - CERTAIN 2024: 0; SUMMER - CERTAIN 2025: 0; SUMMER - CERTAIN 2026: 0; SUMMER - CERTAIN 2027: 0; SUMMER - CERTAIN 2028: 0; WINTER - CERTAIN 2018-19: 0; WINTER - CERTAIN 2019-20: 0; WINTER - CERTAIN 2020-21: 0; WINTER - CERTAIN 2021-22: 0; WINTER - CERTAIN 2022-23: 0; WINTER - CERTAIN 2023-24: 0; WINTER - CERTAIN 2024-25: 0; WINTER - CERTAIN 2025-26: 0; WINTER - CERTAIN 2026-27: 0; WINTER - CERTAIN 2027-28: 0; WINTER - CERTAIN 2028-29: 0
Cancelled | US |  |  |  | 07INR0014a |  | Blue Summit Windfarm ph 1 | WT | WND |  | Wind | n/a |  | 140 | 19.6 | 28 | SUMMER - CERTAIN 2018: 0; SUMMER - CERTAIN 2019: 0; SUMMER - CERTAIN 2020: 0; SUMMER - CERTAIN 2021: 0; SUMMER - CERTAIN 2022: 0; SUMMER - CERTAIN 2023: 0; SUMMER - CERTAIN 2024: 0; SUMMER - CERTAIN 2025: 0; SUMMER - CERTAIN 2026: 0; SUMMER - CERTAIN 2027: 0; SUMMER - CERTAIN 2028: 0; WINTER - CERTAIN 2018-19: 0; WINTER - CERTAIN 2019-20: 0; WINTER - CERTAIN 2020-21: 0; WINTER - CERTAIN 2021-22: 0; WINTER - CERTAIN 2022-23: 0; WINTER - CERTAIN 2023-24: 0; WINTER - CERTAIN 2024-25: 0; WINTER - CERTAIN 2025-26: 0; WINTER - CERTAIN 2026-27: 0; WINTER - CERTAIN 2027-28: 0; WINTER - CERTAIN 2028-29: 0
Cancelled | US |  |  |  | 07INR0014b |  | Blue Summit Windfarm ph 2 | WT | WND |  | Wind | n/a |  | 70 | 9.8 | 14 | SUMMER - CERTAIN 2018: 0; SUMMER - CERTAIN 2019: 0; SUMMER - CERTAIN 2020: 0; SUMMER - CERTAIN 2021: 0; SUMMER - CERTAIN 2022: 0; SUMMER - CERTAIN 2023: 0; SUMMER - CERTAIN 2024: 0; SUMMER - CERTAIN 2025: 0; SUMMER - CERTAIN 2026: 0; SUMMER - CERTAIN 2027: 0; SUMMER - CERTAIN 2028: 0; WINTER - CERTAIN 2018-19: 0; WINTER - CERTAIN 2019-20: 0; WINTER - CERTAIN 2020-21: 0; WINTER - CERTAIN 2021-22: 0; WINTER - CERTAIN 2022-23: 0; WINTER - CERTAIN 2023-24: 0; WINTER - CERTAIN 2024-25: 0; WINTER - CERTAIN 2025-26: 0; WINTER - CERTAIN 2026-27: 0; WINTER - CERTAIN 2027-28: 0; WINTER - CERTAIN 2028-29: 0
Cancelled | US |  |  |  | 07INR0015 |  | Beaver Point Windfarm | WT | WND |  | Wind | n/a |  | 180 | 25.2 | 36 | SUMMER - CERTAIN 2018: 0; SUMMER - CERTAIN 2019: 0; SUMMER - CERTAIN 2020: 0; SUMMER - CERTAIN 2021: 0; SUMMER - CERTAIN 2022: 0; SUMMER - CERTAIN 2023: 0; SUMMER - CERTAIN 2024: 0; SUMMER - CERTAIN 2025: 0; SUMMER - CERTAIN 2026: 0; SUMMER - CERTAIN 2027: 0; SUMMER - CERTAIN 2028: 0; WINTER - CERTAIN 2018-19: 0; WINTER - CERTAIN 2019-20: 0; WINTER - CERTAIN 2020-21: 0; WINTER - CERTAIN 2021-22: 0; WINTER - CERTAIN 2022-23: 0; WINTER - CERTAIN 2023-24: 0; WINTER - CERTAIN 2024-25: 0; WINTER - CERTAIN 2025-26: 0; WINTER - CERTAIN 2026-27: 0; WINTER - CERTAIN 2027-28: 0; WINTER - CERTAIN 2028-29: 0
Cancelled | US |  |  |  | 07INR0016 |  | Ranger Ridge Windfarm | WT | WND |  | Wind | n/a |  | 126 | 17.64 | 25.2 | SUMMER - CERTAIN 2018: 0; SUMMER - CERTAIN 2019: 0; SUMMER - CERTAIN 2020: 0; SUMMER - CERTAIN 2021: 0; SUMMER - CERTAIN 2022: 0; SUMMER - CERTAIN 2023: 0; SUMMER - CERTAIN 2024: 0; SUMMER - CERTAIN 2025: 0; SUMMER - CERTAIN 2026: 0; SUMMER - CERTAIN 2027: 0; SUMMER - CERTAIN 2028: 0; WINTER - CERTAIN 2018-19: 0; WINTER - CERTAIN 2019-20: 0; WINTER - CERTAIN 2020-21: 0; WINTER - CERTAIN 2021-22: 0; WINTER - CERTAIN 2022-23: 0; WINTER - CERTAIN 2023-24: 0; WINTER - CERTAIN 2024-25: 0; WINTER - CERTAIN 2025-26: 0; WINTER - CERTAIN 2026-27: 0; WINTER - CERTAIN 2027-28: 0; WINTER - CERTAIN 2028-29: 0
Cancelled | US |  |  |  | 07INR0017 |  | Huckabay Windfarm | WT | WND |  | Wind | n/a |  | 210 | 29.4 | 42 | SUMMER - CERTAIN 2018: 0; SUMMER - CERTAIN 2019: 0; SUMMER - CERTAIN 2020: 0; SUMMER - CERTAIN 2021: 0; SUMMER - CERTAIN 2022: 0; SUMMER - CERTAIN 2023: 0; SUMMER - CERTAIN 2024: 0; SUMMER - CERTAIN 2025: 0; SUMMER - CERTAIN 2026: 0; SUMMER - CERTAIN 2027: 0; SUMMER - CERTAIN 2028: 0; WINTER - CERTAIN 2018-19: 0; WINTER - CERTAIN 2019-20: 0; WINTER - CERTAIN 2020-21: 0; WINTER - CERTAIN 2021-22: 0; WINTER - CERTAIN 2022-23: 0; WINTER - CERTAIN 2023-24: 0; WINTER - CERTAIN 2024-25: 0; WINTER - CERTAIN 2025-26: 0; WINTER - CERTAIN 2026-27: 0; WINTER - CERTAIN 2027-28: 0; WINTER - CERTAIN 2028-29: 0
Cancelled | US |  |  |  | 07INR0019 |  | Horse Hollow 4 | WT | WND |  | Wind | n/a |  | 116 | 16.24 | 23.2 | SUMMER - CERTAIN 2018: 0; SUMMER - CERTAIN 2019: 0; SUMMER - CERTAIN 2020: 0; SUMMER - CERTAIN 2021: 0; SUMMER - CERTAIN 2022: 0; SUMMER - CERTAIN 2023: 0; SUMMER - CERTAIN 2024: 0; SUMMER - CERTAIN 2025: 0; SUMMER - CERTAIN 2026: 0; SUMMER - CERTAIN 2027: 0; SUMMER - CERTAIN 2028: 0; WINTER - CERTAIN 2018-19: 0; WINTER - CERTAIN 2019-20: 0; WINTER - CERTAIN 2020-21: 0; WINTER - CERTAIN 2021-22: 0; WINTER - CERTAIN 2022-23: 0; WINTER - CERTAIN 2023-24: 0; WINTER - CERTAIN 2024-25: 0; WINTER - CERTAIN 2025-26: 0; WINTER - CERTAIN 2026-27: 0; WINTER - CERTAIN 2027-28: 0; WINTER - CERTAIN 2028-29: 0
Cancelled | US |  |  |  | 07INR0020 |  | Horse Hollow III Expansion | WT | WND |  | Wind | n/a |  | 74 | 10.36 | 14.8 | SUMMER - CERTAIN 2018: 0; SUMMER - CERTAIN 2019: 0; SUMMER - CERTAIN 2020: 0; SUMMER - CERTAIN 2021: 0; SUMMER - CERTAIN 2022: 0; SUMMER - CERTAIN 2023: 0; SUMMER - CERTAIN 2024: 0; SUMMER - CERTAIN 2025: 0; SUMMER - CERTAIN 2026: 0; SUMMER - CERTAIN 2027: 0; SUMMER - CERTAIN 2028: 0; WINTER - CERTAIN 2018-19: 0; WINTER - CERTAIN 2019-20: 0; WINTER - CERTAIN 2020-21: 0; WINTER - CERTAIN 2021-22: 0; WINTER - CERTAIN 2022-23: 0; WINTER - CERTAIN 2023-24: 0; WINTER - CERTAIN 2024-25: 0; WINTER - CERTAIN 2025-26: 0; WINTER - CERTAIN 2026-27: 0; WINTER - CERTAIN 2027-28: 0; WINTER - CERTAIN 2028-29: 0
Cancelled | US |  |  |  | 07INR0021 |  | Water Valley Divide Renewable Gen Center | WT | WND |  | Wind | n/a |  | 249 | 34.86 | 49.8 | SUMMER - CERTAIN 2018: 0; SUMMER - CERTAIN 2019: 0; SUMMER - CERTAIN 2020: 0; SUMMER - CERTAIN 2021: 0; SUMMER - CERTAIN 2022: 0; SUMMER - CERTAIN 2023: 0; SUMMER - CERTAIN 2024: 0; SUMMER - CERTAIN 2025: 0; SUMMER - CERTAIN 2026: 0; SUMMER - CERTAIN 2027: 0; SUMMER - CERTAIN 2028: 0; WINTER - CERTAIN 2018-19: 0; WINTER - CERTAIN 2019-20: 0; WINTER - CERTAIN 2020-21: 0; WINTER - CERTAIN 2021-22: 0; WINTER - CERTAIN 2022-23: 0; WINTER - CERTAIN 2023-24: 0; WINTER - CERTAIN 2024-25: 0; WINTER - CERTAIN 2025-26: 0; WINTER - CERTAIN 2026-27: 0; WINTER - CERTAIN 2027-28: 0; WINTER - CERTAIN 2028-29: 0
Cancelled | US |  |  |  | 07INR0024 |  | Project Echo | CC | NG |  | Natural Gas and Other Gases | n/a |  | 330 | 330 | 330 | SUMMER - CERTAIN 2018: 0; SUMMER - CERTAIN 2019: 0; SUMMER - CERTAIN 2020: 0; SUMMER - CERTAIN 2021: 0; SUMMER - CERTAIN 2022: 0; SUMMER - CERTAIN 2023: 0; SUMMER - CERTAIN 2024: 0; SUMMER - CERTAIN 2025: 0; SUMMER - CERTAIN 2026: 0; SUMMER - CERTAIN 2027: 0; SUMMER - CERTAIN 2028: 0; WINTER - CERTAIN 2018-19: 0; WINTER - CERTAIN 2019-20: 0; WINTER - CERTAIN 2020-21: 0; WINTER - CERTAIN 2021-22: 0; WINTER - CERTAIN 2022-23: 0; WINTER - CERTAIN 2023-24: 0; WINTER - CERTAIN 2024-25: 0; WINTER - CERTAIN 2025-26: 0; WINTER - CERTAIN 2026-27: 0; WINTER - CERTAIN 2027-28: 0; WINTER - CERTAIN 2028-29: 0
Cancelled | US |  |  |  | 07INR0025 |  | Airtricity Lamesa Wind Plant | WT | WND |  | Wind | n/a |  | 183 | 25.62 | 36.6 | SUMMER - CERTAIN 2018: 0; SUMMER - CERTAIN 2019: 0; SUMMER - CERTAIN 2020: 0; SUMMER - CERTAIN 2021: 0; SUMMER - CERTAIN 2022: 0; SUMMER - CERTAIN 2023: 0; SUMMER - CERTAIN 2024: 0; SUMMER - CERTAIN 2025: 0; SUMMER - CERTAIN 2026: 0; SUMMER - CERTAIN 2027: 0; SUMMER - CERTAIN 2028: 0; WINTER - CERTAIN 2018-19: 0; WINTER - CERTAIN 2019-20: 0; WINTER - CERTAIN 2020-21: 0; WINTER - CERTAIN 2021-22: 0; WINTER - CERTAIN 2022-23: 0; WINTER - CERTAIN 2023-24: 0; WINTER - CERTAIN 2024-25: 0; WINTER - CERTAIN 2025-26: 0; WINTER - CERTAIN 2026-27: 0; WINTER - CERTAIN 2027-28: 0; WINTER - CERTAIN 2028-29: 0
Cancelled | US |  |  |  | 07INR0026 |  | Vera Renewable Generation Center | WT | WND |  | Wind | n/a |  | 400 | 56 | 80 | SUMMER - CERTAIN 2018: 0; SUMMER - CERTAIN 2019: 0; SUMMER - CERTAIN 2020: 0; SUMMER - CERTAIN 2021: 0; SUMMER - CERTAIN 2022: 0; SUMMER - CERTAIN 2023: 0; SUMMER - CERTAIN 2024: 0; SUMMER - CERTAIN 2025: 0; SUMMER - CERTAIN 2026: 0; SUMMER - CERTAIN 2027: 0; SUMMER - CERTAIN 2028: 0; WINTER - CERTAIN 2018-19: 0; WINTER - CERTAIN 2019-20: 0; WINTER - CERTAIN 2020-21: 0; WINTER - CERTAIN 2021-22: 0; WINTER - CERTAIN 2022-23: 0; WINTER - CERTAIN 2023-24: 0; WINTER - CERTAIN 2024-25: 0; WINTER - CERTAIN 2025-26: 0; WINTER - CERTAIN 2026-27: 0; WINTER - CERTAIN 2027-28: 0; WINTER - CERTAIN 2028-29: 0
Cancelled | US |  |  |  | 07INR0031 |  | Hulldale Wind Farm | WT | WND |  | Wind | n/a |  | 149 | 20.86 | 29.8 | SUMMER - CERTAIN 2018: 0; SUMMER - CERTAIN 2019: 0; SUMMER - CERTAIN 2020: 0; SUMMER - CERTAIN 2021: 0; SUMMER - CERTAIN 2022: 0; SUMMER - CERTAIN 2023: 0; SUMMER - CERTAIN 2024: 0; SUMMER - CERTAIN 2025: 0; SUMMER - CERTAIN 2026: 0; SUMMER - CERTAIN 2027: 0; SUMMER - CERTAIN 2028: 0; WINTER - CERTAIN 2018-19: 0; WINTER - CERTAIN 2019-20: 0; WINTER - CERTAIN 2020-21: 0; WINTER - CERTAIN 2021-22: 0; WINTER - CERTAIN 2022-23: 0; WINTER - CERTAIN 2023-24: 0; WINTER - CERTAIN 2024-25: 0; WINTER - CERTAIN 2025-26: 0; WINTER - CERTAIN 2026-27: 0; WINTER - CERTAIN 2027-28: 0; WINTER - CERTAIN 2028-29: 0
Cancelled | US |  |  |  | 07INR0032 |  | Tom Green County Wind Energy Project | WT | WND |  | Wind | n/a |  | 249 | 34.86 | 49.8 | SUMMER - CERTAIN 2018: 0; SUMMER - CERTAIN 2019: 0; SUMMER - CERTAIN 2020: 0; SUMMER - CERTAIN 2021: 0; SUMMER - CERTAIN 2022: 0; SUMMER - CERTAIN 2023: 0; SUMMER - CERTAIN 2024: 0; SUMMER - CERTAIN 2025: 0; SUMMER - CERTAIN 2026: 0; SUMMER - CERTAIN 2027: 0; SUMMER - CERTAIN 2028: 0; WINTER - CERTAIN 2018-19: 0; WINTER - CERTAIN 2019-20: 0; WINTER - CERTAIN 2020-21: 0; WINTER - CERTAIN 2021-22: 0; WINTER - CERTAIN 2022-23: 0; WINTER - CERTAIN 2023-24: 0; WINTER - CERTAIN 2024-25: 0; WINTER - CERTAIN 2025-26: 0; WINTER - CERTAIN 2026-27: 0; WINTER - CERTAIN 2027-28: 0; WINTER - CERTAIN 2028-29: 0
Cancelled | US |  |  |  | 07INR0033 |  | Coronado Wind Energy Project | WT | WND |  | Wind | n/a |  | 200 | 28 | 40 | SUMMER - CERTAIN 2018: 0; SUMMER - CERTAIN 2019: 0; SUMMER - CERTAIN 2020: 0; SUMMER - CERTAIN 2021: 0; SUMMER - CERTAIN 2022: 0; SUMMER - CERTAIN 2023: 0; SUMMER - CERTAIN 2024: 0; SUMMER - CERTAIN 2025: 0; SUMMER - CERTAIN 2026: 0; SUMMER - CERTAIN 2027: 0; SUMMER - CERTAIN 2028: 0; WINTER - CERTAIN 2018-19: 0; WINTER - CERTAIN 2019-20: 0; WINTER - CERTAIN 2020-21: 0; WINTER - CERTAIN 2021-22: 0; WINTER - CERTAIN 2022-23: 0; WINTER - CERTAIN 2023-24: 0; WINTER - CERTAIN 2024-25: 0; WINTER - CERTAIN 2025-26: 0; WINTER - CERTAIN 2026-27: 0; WINTER - CERTAIN 2027-28: 0; WINTER - CERTAIN 2028-29: 0
Cancelled | US |  |  |  | 07INR0035 |  | Crows Nest Windfarm | WT | WND |  | Wind | n/a |  | 270 | 37.8 | 54 | SUMMER - CERTAIN 2018: 0; SUMMER - CERTAIN 2019: 0; SUMMER - CERTAIN 2020: 0; SUMMER - CERTAIN 2021: 0; SUMMER - CERTAIN 2022: 0; SUMMER - CERTAIN 2023: 0; SUMMER - CERTAIN 2024: 0; SUMMER - CERTAIN 2025: 0; SUMMER - CERTAIN 2026: 0; SUMMER - CERTAIN 2027: 0; SUMMER - CERTAIN 2028: 0; WINTER - CERTAIN 2018-19: 0; WINTER - CERTAIN 2019-20: 0; WINTER - CERTAIN 2020-21: 0; WINTER - CERTAIN 2021-22: 0; WINTER - CERTAIN 2022-23: 0; WINTER - CERTAIN 2023-24: 0; WINTER - CERTAIN 2024-25: 0; WINTER - CERTAIN 2025-26: 0; WINTER - CERTAIN 2026-27: 0; WINTER - CERTAIN 2027-28: 0; WINTER - CERTAIN 2028-29: 0
Cancelled | US |  |  |  | 07INR0036 |  | Coyote Run Windfarm | WT | WND |  | Wind | n/a |  | 225 | 31.5 | 45 | SUMMER - CERTAIN 2018: 0; SUMMER - CERTAIN 2019: 0; SUMMER - CERTAIN 2020: 0; SUMMER - CERTAIN 2021: 0; SUMMER - CERTAIN 2022: 0; SUMMER - CERTAIN 2023: 0; SUMMER - CERTAIN 2024: 0; SUMMER - CERTAIN 2025: 0; SUMMER - CERTAIN 2026: 0; SUMMER - CERTAIN 2027: 0; SUMMER - CERTAIN 2028: 0; WINTER - CERTAIN 2018-19: 0; WINTER - CERTAIN 2019-20: 0; WINTER - CERTAIN 2020-21: 0; WINTER - CERTAIN 2021-22: 0; WINTER - CERTAIN 2022-23: 0; WINTER - CERTAIN 2023-24: 0; WINTER - CERTAIN 2024-25: 0; WINTER - CERTAIN 2025-26: 0; WINTER - CERTAIN 2026-27: 0; WINTER - CERTAIN 2027-28: 0; WINTER - CERTAIN 2028-29: 0
Cancelled | US |  |  |  | 07INR0039 |  | Concho Bluff | WT | WND |  | Wind | n/a |  | 200 | 28 | 40 | SUMMER - CERTAIN 2018: 0; SUMMER - CERTAIN 2019: 0; SUMMER - CERTAIN 2020: 0; SUMMER - CERTAIN 2021: 0; SUMMER - CERTAIN 2022: 0; SUMMER - CERTAIN 2023: 0; SUMMER - CERTAIN 2024: 0; SUMMER - CERTAIN 2025: 0; SUMMER - CERTAIN 2026: 0; SUMMER - CERTAIN 2027: 0; SUMMER - CERTAIN 2028: 0; WINTER - CERTAIN 2018-19: 0; WINTER - CERTAIN 2019-20: 0; WINTER - CERTAIN 2020-21: 0; WINTER - CERTAIN 2021-22: 0; WINTER - CERTAIN 2022-23: 0; WINTER - CERTAIN 2023-24: 0; WINTER - CERTAIN 2024-25: 0; WINTER - CERTAIN 2025-26: 0; WINTER - CERTAIN 2026-27: 0; WINTER - CERTAIN 2027-28: 0; WINTER - CERTAIN 2028-29: 0
Cancelled | US |  |  |  | 07INR0043 |  | Pecos Power Project | PV | SUN |  | Solar | n/a |  | 50 | 37.5 | 6 | SUMMER - CERTAIN 2018: 0; SUMMER - CERTAIN 2019: 0; SUMMER - CERTAIN 2020: 0; SUMMER - CERTAIN 2021: 0; SUMMER - CERTAIN 2022: 0; SUMMER - CERTAIN 2023: 0; SUMMER - CERTAIN 2024: 0; SUMMER - CERTAIN 2025: 0; SUMMER - CERTAIN 2026: 0; SUMMER - CERTAIN 2027: 0; SUMMER - CERTAIN 2028: 0; WINTER - CERTAIN 2018-19: 0; WINTER - CERTAIN 2019-20: 0; WINTER - CERTAIN 2020-21: 0; WINTER - CERTAIN 2021-22: 0; WINTER - CERTAIN 2022-23: 0; WINTER - CERTAIN 2023-24: 0; WINTER - CERTAIN 2024-25: 0; WINTER - CERTAIN 2025-26: 0; WINTER - CERTAIN 2026-27: 0; WINTER - CERTAIN 2027-28: 0; WINTER - CERTAIN 2028-29: 0
Cancelled | US |  |  |  | 07INR0044 |  | Wind Power Texas Joint Venture | WT | WND |  | Wind | n/a |  | 126 | 17.64 | 25.2 | SUMMER - CERTAIN 2018: 0; SUMMER - CERTAIN 2019: 0; SUMMER - CERTAIN 2020: 0; SUMMER - CERTAIN 2021: 0; SUMMER - CERTAIN 2022: 0; SUMMER - CERTAIN 2023: 0; SUMMER - CERTAIN 2024: 0; SUMMER - CERTAIN 2025: 0; SUMMER - CERTAIN 2026: 0; SUMMER - CERTAIN 2027: 0; SUMMER - CERTAIN 2028: 0; WINTER - CERTAIN 2018-19: 0; WINTER - CERTAIN 2019-20: 0; WINTER - CERTAIN 2020-21: 0; WINTER - CERTAIN 2021-22: 0; WINTER - CERTAIN 2022-23: 0; WINTER - CERTAIN 2023-24: 0; WINTER - CERTAIN 2024-25: 0; WINTER - CERTAIN 2025-26: 0; WINTER - CERTAIN 2026-27: 0; WINTER - CERTAIN 2027-28: 0; WINTER - CERTAIN 2028-29: 0
Cancelled | US |  |  |  | 07INR0045c |  | Roscoe 3 | WT | WND |  | Wind | n/a |  | 516 | 72.24 | 103.2 | SUMMER - CERTAIN 2018: 0; SUMMER - CERTAIN 2019: 0; SUMMER - CERTAIN 2020: 0; SUMMER - CERTAIN 2021: 0; SUMMER - CERTAIN 2022: 0; SUMMER - CERTAIN 2023: 0; SUMMER - CERTAIN 2024: 0; SUMMER - CERTAIN 2025: 0; SUMMER - CERTAIN 2026: 0; SUMMER - CERTAIN 2027: 0; SUMMER - CERTAIN 2028: 0; WINTER - CERTAIN 2018-19: 0; WINTER - CERTAIN 2019-20: 0; WINTER - CERTAIN 2020-21: 0; WINTER - CERTAIN 2021-22: 0; WINTER - CERTAIN 2022-23: 0; WINTER - CERTAIN 2023-24: 0; WINTER - CERTAIN 2024-25: 0; WINTER - CERTAIN 2025-26: 0; WINTER - CERTAIN 2026-27: 0; WINTER - CERTAIN 2027-28: 0; WINTER - CERTAIN 2028-29: 0
Cancelled | US |  |  |  | 07INR0048 |  | BTEC Power | CC | NG |  | Natural Gas and Other Gases | n/a |  | 372 | 372 | 372 | SUMMER - CERTAIN 2018: 0; SUMMER - CERTAIN 2019: 0; SUMMER - CERTAIN 2020: 0; SUMMER - CERTAIN 2021: 0; SUMMER - CERTAIN 2022: 0; SUMMER - CERTAIN 2023: 0; SUMMER - CERTAIN 2024: 0; SUMMER - CERTAIN 2025: 0; SUMMER - CERTAIN 2026: 0; SUMMER - CERTAIN 2027: 0; SUMMER - CERTAIN 2028: 0; WINTER - CERTAIN 2018-19: 0; WINTER - CERTAIN 2019-20: 0; WINTER - CERTAIN 2020-21: 0; WINTER - CERTAIN 2021-22: 0; WINTER - CERTAIN 2022-23: 0; WINTER - CERTAIN 2023-24: 0; WINTER - CERTAIN 2024-25: 0; WINTER - CERTAIN 2025-26: 0; WINTER - CERTAIN 2026-27: 0; WINTER - CERTAIN 2027-28: 0; WINTER - CERTAIN 2028-29: 0
Cancelled | US |  |  |  | 08INR0002 |  | Sandow 5 | ST | SUB |  | Coal | n/a |  | 430 | 430 | 430 | SUMMER - CERTAIN 2018: 0; SUMMER - CERTAIN 2019: 0; SUMMER - CERTAIN 2020: 0; SUMMER - CERTAIN 2021: 0; SUMMER - CERTAIN 2022: 0; SUMMER - CERTAIN 2023: 0; SUMMER - CERTAIN 2024: 0; SUMMER - CERTAIN 2025: 0; SUMMER - CERTAIN 2026: 0; SUMMER - CERTAIN 2027: 0; SUMMER - CERTAIN 2028: 0; WINTER - CERTAIN 2018-19: 0; WINTER - CERTAIN 2019-20: 0; WINTER - CERTAIN 2020-21: 0; WINTER - CERTAIN 2021-22: 0; WINTER - CERTAIN 2022-23: 0; WINTER - CERTAIN 2023-24: 0; WINTER - CERTAIN 2024-25: 0; WINTER - CERTAIN 2025-26: 0; WINTER - CERTAIN 2026-27: 0; WINTER - CERTAIN 2027-28: 0; WINTER - CERTAIN 2028-29: 0
Cancelled | US |  |  |  | 08INR0004 |  | Ennis Peakers | ST | WDS |  | Biomass | n/a |  | 400 | 400 | 400 | SUMMER - CERTAIN 2018: 0; SUMMER - CERTAIN 2019: 0; SUMMER - CERTAIN 2020: 0; SUMMER - CERTAIN 2021: 0; SUMMER - CERTAIN 2022: 0; SUMMER - CERTAIN 2023: 0; SUMMER - CERTAIN 2024: 0; SUMMER - CERTAIN 2025: 0; SUMMER - CERTAIN 2026: 0; SUMMER - CERTAIN 2027: 0; SUMMER - CERTAIN 2028: 0; WINTER - CERTAIN 2018-19: 0; WINTER - CERTAIN 2019-20: 0; WINTER - CERTAIN 2020-21: 0; WINTER - CERTAIN 2021-22: 0; WINTER - CERTAIN 2022-23: 0; WINTER - CERTAIN 2023-24: 0; WINTER - CERTAIN 2024-25: 0; WINTER - CERTAIN 2025-26: 0; WINTER - CERTAIN 2026-27: 0; WINTER - CERTAIN 2027-28: 0; WINTER - CERTAIN 2028-29: 0
Cancelled | US |  |  |  | 08INR0005 |  | Wise Peakers | CC | NG |  | Natural Gas and Other Gases | n/a |  | 400 | 291 | 291 | SUMMER - CERTAIN 2018: 0; SUMMER - CERTAIN 2019: 0; SUMMER - CERTAIN 2020: 0; SUMMER - CERTAIN 2021: 0; SUMMER - CERTAIN 2022: 0; SUMMER - CERTAIN 2023: 0; SUMMER - CERTAIN 2024: 0; SUMMER - CERTAIN 2025: 0; SUMMER - CERTAIN 2026: 0; SUMMER - CERTAIN 2027: 0; SUMMER - CERTAIN 2028: 0; WINTER - CERTAIN 2018-19: 0; WINTER - CERTAIN 2019-20: 0; WINTER - CERTAIN 2020-21: 0; WINTER - CERTAIN 2021-22: 0; WINTER - CERTAIN 2022-23: 0; WINTER - CERTAIN 2023-24: 0; WINTER - CERTAIN 2024-25: 0; WINTER - CERTAIN 2025-26: 0; WINTER - CERTAIN 2026-27: 0; WINTER - CERTAIN 2027-28: 0; WINTER - CERTAIN 2028-29: 0
Cancelled | US |  |  |  | 08INR0006 |  | Antelope Hills Wind Energy Project | WT | WND |  | Wind | n/a |  | 300 | 42 | 60 | SUMMER - CERTAIN 2018: 0; SUMMER - CERTAIN 2019: 0; SUMMER - CERTAIN 2020: 0; SUMMER - CERTAIN 2021: 0; SUMMER - CERTAIN 2022: 0; SUMMER - CERTAIN 2023: 0; SUMMER - CERTAIN 2024: 0; SUMMER - CERTAIN 2025: 0; SUMMER - CERTAIN 2026: 0; SUMMER - CERTAIN 2027: 0; SUMMER - CERTAIN 2028: 0; WINTER - CERTAIN 2018-19: 0; WINTER - CERTAIN 2019-20: 0; WINTER - CERTAIN 2020-21: 0; WINTER - CERTAIN 2021-22: 0; WINTER - CERTAIN 2022-23: 0; WINTER - CERTAIN 2023-24: 0; WINTER - CERTAIN 2024-25: 0; WINTER - CERTAIN 2025-26: 0; WINTER - CERTAIN 2026-27: 0; WINTER - CERTAIN 2027-28: 0; WINTER - CERTAIN 2028-29: 0
Cancelled | US |  |  |  | 08INR0007 |  | Southwest Windthorst Wind Energy Project | WT | WND |  | Wind | n/a |  | 400 | 56 | 80 | SUMMER - CERTAIN 2018: 0; SUMMER - CERTAIN 2019: 0; SUMMER - CERTAIN 2020: 0; SUMMER - CERTAIN 2021: 0; SUMMER - CERTAIN 2022: 0; SUMMER - CERTAIN 2023: 0; SUMMER - CERTAIN 2024: 0; SUMMER - CERTAIN 2025: 0; SUMMER - CERTAIN 2026: 0; SUMMER - CERTAIN 2027: 0; SUMMER - CERTAIN 2028: 0; WINTER - CERTAIN 2018-19: 0; WINTER - CERTAIN 2019-20: 0; WINTER - CERTAIN 2020-21: 0; WINTER - CERTAIN 2021-22: 0; WINTER - CERTAIN 2022-23: 0; WINTER - CERTAIN 2023-24: 0; WINTER - CERTAIN 2024-25: 0; WINTER - CERTAIN 2025-26: 0; WINTER - CERTAIN 2026-27: 0; WINTER - CERTAIN 2027-28: 0; WINTER - CERTAIN 2028-29: 0
Cancelled | US |  |  |  | 08INR0008 |  | Willacy Wind Project | WT | WND |  | Wind | n/a |  | 200 | 118 | 86 | SUMMER - CERTAIN 2018: 0; SUMMER - CERTAIN 2019: 0; SUMMER - CERTAIN 2020: 0; SUMMER - CERTAIN 2021: 0; SUMMER - CERTAIN 2022: 0; SUMMER - CERTAIN 2023: 0; SUMMER - CERTAIN 2024: 0; SUMMER - CERTAIN 2025: 0; SUMMER - CERTAIN 2026: 0; SUMMER - CERTAIN 2027: 0; SUMMER - CERTAIN 2028: 0; WINTER - CERTAIN 2018-19: 0; WINTER - CERTAIN 2019-20: 0; WINTER - CERTAIN 2020-21: 0; WINTER - CERTAIN 2021-22: 0; WINTER - CERTAIN 2022-23: 0; WINTER - CERTAIN 2023-24: 0; WINTER - CERTAIN 2024-25: 0; WINTER - CERTAIN 2025-26: 0; WINTER - CERTAIN 2026-27: 0; WINTER - CERTAIN 2027-28: 0; WINTER - CERTAIN 2028-29: 0
Cancelled | US |  |  |  | 08INR0009 |  | Trinity Wind Project | WT | WND |  | Wind | n/a |  | 150 | 21 | 30 | SUMMER - CERTAIN 2018: 0; SUMMER - CERTAIN 2019: 0; SUMMER - CERTAIN 2020: 0; SUMMER - CERTAIN 2021: 0; SUMMER - CERTAIN 2022: 0; SUMMER - CERTAIN 2023: 0; SUMMER - CERTAIN 2024: 0; SUMMER - CERTAIN 2025: 0; SUMMER - CERTAIN 2026: 0; SUMMER - CERTAIN 2027: 0; SUMMER - CERTAIN 2028: 0; WINTER - CERTAIN 2018-19: 0; WINTER - CERTAIN 2019-20: 0; WINTER - CERTAIN 2020-21: 0; WINTER - CERTAIN 2021-22: 0; WINTER - CERTAIN 2022-23: 0; WINTER - CERTAIN 2023-24: 0; WINTER - CERTAIN 2024-25: 0; WINTER - CERTAIN 2025-26: 0; WINTER - CERTAIN 2026-27: 0; WINTER - CERTAIN 2027-28: 0; WINTER - CERTAIN 2028-29: 0
Cancelled | US |  |  |  | 08INR0013 |  | Airtricity Huisache Wind Energy Project | WT | WND |  | Wind | n/a |  | 249 | 34.86 | 49.8 | SUMMER - CERTAIN 2018: 0; SUMMER - CERTAIN 2019: 0; SUMMER - CERTAIN 2020: 0; SUMMER - CERTAIN 2021: 0; SUMMER - CERTAIN 2022: 0; SUMMER - CERTAIN 2023: 0; SUMMER - CERTAIN 2024: 0; SUMMER - CERTAIN 2025: 0; SUMMER - CERTAIN 2026: 0; SUMMER - CERTAIN 2027: 0; SUMMER - CERTAIN 2028: 0; WINTER - CERTAIN 2018-19: 0; WINTER - CERTAIN 2019-20: 0; WINTER - CERTAIN 2020-21: 0; WINTER - CERTAIN 2021-22: 0; WINTER - CERTAIN 2022-23: 0; WINTER - CERTAIN 2023-24: 0; WINTER - CERTAIN 2024-25: 0; WINTER - CERTAIN 2025-26: 0; WINTER - CERTAIN 2026-27: 0; WINTER - CERTAIN 2027-28: 0; WINTER - CERTAIN 2028-29: 0
Cancelled | US |  |  |  | 08INR0014 |  | Airtricity Venado Wind Energy Project | WT | WND |  | Wind | n/a |  | 183 | 25.62 | 36.6 | SUMMER - CERTAIN 2018: 0; SUMMER - CERTAIN 2019: 0; SUMMER - CERTAIN 2020: 0; SUMMER - CERTAIN 2021: 0; SUMMER - CERTAIN 2022: 0; SUMMER - CERTAIN 2023: 0; SUMMER - CERTAIN 2024: 0; SUMMER - CERTAIN 2025: 0; SUMMER - CERTAIN 2026: 0; SUMMER - CERTAIN 2027: 0; SUMMER - CERTAIN 2028: 0; WINTER - CERTAIN 2018-19: 0; WINTER - CERTAIN 2019-20: 0; WINTER - CERTAIN 2020-21: 0; WINTER - CERTAIN 2021-22: 0; WINTER - CERTAIN 2022-23: 0; WINTER - CERTAIN 2023-24: 0; WINTER - CERTAIN 2024-25: 0; WINTER - CERTAIN 2025-26: 0; WINTER - CERTAIN 2026-27: 0; WINTER - CERTAIN 2027-28: 0; WINTER - CERTAIN 2028-29: 0
Cancelled | US |  |  |  | 08INR0015 |  | Cap Rock Wind Farm | WT | WND |  | Wind | n/a |  | 240 | 33.6 | 48 | SUMMER - CERTAIN 2018: 0; SUMMER - CERTAIN 2019: 0; SUMMER - CERTAIN 2020: 0; SUMMER - CERTAIN 2021: 0; SUMMER - CERTAIN 2022: 0; SUMMER - CERTAIN 2023: 0; SUMMER - CERTAIN 2024: 0; SUMMER - CERTAIN 2025: 0; SUMMER - CERTAIN 2026: 0; SUMMER - CERTAIN 2027: 0; SUMMER - CERTAIN 2028: 0; WINTER - CERTAIN 2018-19: 0; WINTER - CERTAIN 2019-20: 0; WINTER - CERTAIN 2020-21: 0; WINTER - CERTAIN 2021-22: 0; WINTER - CERTAIN 2022-23: 0; WINTER - CERTAIN 2023-24: 0; WINTER - CERTAIN 2024-25: 0; WINTER - CERTAIN 2025-26: 0; WINTER - CERTAIN 2026-27: 0; WINTER - CERTAIN 2027-28: 0; WINTER - CERTAIN 2028-29: 0
Cancelled | US |  |  |  | 08INR0016 |  | Fulcrum Cogeneration LP | CC | NG |  | Natural Gas and Other Gases | n/a |  | 172 | 170 | 170 | SUMMER - CERTAIN 2018: 0; SUMMER - CERTAIN 2019: 0; SUMMER - CERTAIN 2020: 0; SUMMER - CERTAIN 2021: 0; SUMMER - CERTAIN 2022: 0; SUMMER - CERTAIN 2023: 0; SUMMER - CERTAIN 2024: 0; SUMMER - CERTAIN 2025: 0; SUMMER - CERTAIN 2026: 0; SUMMER - CERTAIN 2027: 0; SUMMER - CERTAIN 2028: 0; WINTER - CERTAIN 2018-19: 0; WINTER - CERTAIN 2019-20: 0; WINTER - CERTAIN 2020-21: 0; WINTER - CERTAIN 2021-22: 0; WINTER - CERTAIN 2022-23: 0; WINTER - CERTAIN 2023-24: 0; WINTER - CERTAIN 2024-25: 0; WINTER - CERTAIN 2025-26: 0; WINTER - CERTAIN 2026-27: 0; WINTER - CERTAIN 2027-28: 0; WINTER - CERTAIN 2028-29: 0
Cancelled | US | 1783833 |  |  | 08INR0019a | Grandview 4 | Grandview 4 W | WT | WND |  | Wind | n/a |  | 250 | 35 | 50 | SUMMER - CERTAIN 2018: 0; SUMMER - CERTAIN 2019: 0; SUMMER - CERTAIN 2020: 0; SUMMER - CERTAIN 2021: 0; SUMMER - CERTAIN 2022: 0; SUMMER - CERTAIN 2023: 0; SUMMER - CERTAIN 2024: 0; SUMMER - CERTAIN 2025: 0; SUMMER - CERTAIN 2026: 0; SUMMER - CERTAIN 2027: 0; SUMMER - CERTAIN 2028: 0; WINTER - CERTAIN 2018-19: 0; WINTER - CERTAIN 2019-20: 0; WINTER - CERTAIN 2020-21: 0; WINTER - CERTAIN 2021-22: 0; WINTER - CERTAIN 2022-23: 0; WINTER - CERTAIN 2023-24: 0; WINTER - CERTAIN 2024-25: 0; WINTER - CERTAIN 2025-26: 0; WINTER - CERTAIN 2026-27: 0; WINTER - CERTAIN 2027-28: 0; WINTER - CERTAIN 2028-29: 0
Cancelled | US | 1034890 |  |  | 08INR0019c | Grandview 6 | Grandview 6 W | WT | WND |  | Wind | n/a |  | 250 | 35 | 50 | SUMMER - CERTAIN 2018: 0; SUMMER - CERTAIN 2019: 0; SUMMER - CERTAIN 2020: 0; SUMMER - CERTAIN 2021: 0; SUMMER - CERTAIN 2022: 0; SUMMER - CERTAIN 2023: 0; SUMMER - CERTAIN 2024: 0; SUMMER - CERTAIN 2025: 0; SUMMER - CERTAIN 2026: 0; SUMMER - CERTAIN 2027: 0; SUMMER - CERTAIN 2028: 0; WINTER - CERTAIN 2018-19: 0; WINTER - CERTAIN 2019-20: 0; WINTER - CERTAIN 2020-21: 0; WINTER - CERTAIN 2021-22: 0; WINTER - CERTAIN 2022-23: 0; WINTER - CERTAIN 2023-24: 0; WINTER - CERTAIN 2024-25: 0; WINTER - CERTAIN 2025-26: 0; WINTER - CERTAIN 2026-27: 0; WINTER - CERTAIN 2027-28: 0; WINTER - CERTAIN 2028-29: 0
Cancelled | US |  |  |  | 08INR0020 |  | Silver Star II | WT | WND |  | Wind | n/a |  | 200 | 28 | 40 | SUMMER - CERTAIN 2018: 0; SUMMER - CERTAIN 2019: 0; SUMMER - CERTAIN 2020: 0; SUMMER - CERTAIN 2021: 0; SUMMER - CERTAIN 2022: 0; SUMMER - CERTAIN 2023: 0; SUMMER - CERTAIN 2024: 0; SUMMER - CERTAIN 2025: 0; SUMMER - CERTAIN 2026: 0; SUMMER - CERTAIN 2027: 0; SUMMER - CERTAIN 2028: 0; WINTER - CERTAIN 2018-19: 0; WINTER - CERTAIN 2019-20: 0; WINTER - CERTAIN 2020-21: 0; WINTER - CERTAIN 2021-22: 0; WINTER - CERTAIN 2022-23: 0; WINTER - CERTAIN 2023-24: 0; WINTER - CERTAIN 2024-25: 0; WINTER - CERTAIN 2025-26: 0; WINTER - CERTAIN 2026-27: 0; WINTER - CERTAIN 2027-28: 0; WINTER - CERTAIN 2028-29: 0
Cancelled | US |  |  |  | 08INR0021 |  | Chaparoosa Wind Farm | WT | WND |  | Wind | n/a |  | 249 | 34.86 | 49.8 | SUMMER - CERTAIN 2018: 0; SUMMER - CERTAIN 2019: 0; SUMMER - CERTAIN 2020: 0; SUMMER - CERTAIN 2021: 0; SUMMER - CERTAIN 2022: 0; SUMMER - CERTAIN 2023: 0; SUMMER - CERTAIN 2024: 0; SUMMER - CERTAIN 2025: 0; SUMMER - CERTAIN 2026: 0; SUMMER - CERTAIN 2027: 0; SUMMER - CERTAIN 2028: 0; WINTER - CERTAIN 2018-19: 0; WINTER - CERTAIN 2019-20: 0; WINTER - CERTAIN 2020-21: 0; WINTER - CERTAIN 2021-22: 0; WINTER - CERTAIN 2022-23: 0; WINTER - CERTAIN 2023-24: 0; WINTER - CERTAIN 2024-25: 0; WINTER - CERTAIN 2025-26: 0; WINTER - CERTAIN 2026-27: 0; WINTER - CERTAIN 2027-28: 0; WINTER - CERTAIN 2028-29: 0
Cancelled | US |  |  |  | 08INR0022 |  | Cedar Cap Wind Project (USTX-09) | WT | WND |  | Wind | n/a |  | 100 | 14 | 20 | SUMMER - CERTAIN 2018: 0; SUMMER - CERTAIN 2019: 0; SUMMER - CERTAIN 2020: 0; SUMMER - CERTAIN 2021: 0; SUMMER - CERTAIN 2022: 0; SUMMER - CERTAIN 2023: 0; SUMMER - CERTAIN 2024: 0; SUMMER - CERTAIN 2025: 0; SUMMER - CERTAIN 2026: 0; SUMMER - CERTAIN 2027: 0; SUMMER - CERTAIN 2028: 0; WINTER - CERTAIN 2018-19: 0; WINTER - CERTAIN 2019-20: 0; WINTER - CERTAIN 2020-21: 0; WINTER - CERTAIN 2021-22: 0; WINTER - CERTAIN 2022-23: 0; WINTER - CERTAIN 2023-24: 0; WINTER - CERTAIN 2024-25: 0; WINTER - CERTAIN 2025-26: 0; WINTER - CERTAIN 2026-27: 0; WINTER - CERTAIN 2027-28: 0; WINTER - CERTAIN 2028-29: 0
Cancelled | US |  |  |  | 08INR0023 |  | Cedar Cap Wind Project 2 | WT | WND |  | Wind | n/a |  | 100 | 14 | 20 | SUMMER - CERTAIN 2018: 0; SUMMER - CERTAIN 2019: 0; SUMMER - CERTAIN 2020: 0; SUMMER - CERTAIN 2021: 0; SUMMER - CERTAIN 2022: 0; SUMMER - CERTAIN 2023: 0; SUMMER - CERTAIN 2024: 0; SUMMER - CERTAIN 2025: 0; SUMMER - CERTAIN 2026: 0; SUMMER - CERTAIN 2027: 0; SUMMER - CERTAIN 2028: 0; WINTER - CERTAIN 2018-19: 0; WINTER - CERTAIN 2019-20: 0; WINTER - CERTAIN 2020-21: 0; WINTER - CERTAIN 2021-22: 0; WINTER - CERTAIN 2022-23: 0; WINTER - CERTAIN 2023-24: 0; WINTER - CERTAIN 2024-25: 0; WINTER - CERTAIN 2025-26: 0; WINTER - CERTAIN 2026-27: 0; WINTER - CERTAIN 2027-28: 0; WINTER - CERTAIN 2028-29: 0
Cancelled | US |  |  |  | 08INR0024 |  | TX-35 | WT | WND |  | Wind | n/a |  | 100 | 14 | 20 | SUMMER - CERTAIN 2018: 0; SUMMER - CERTAIN 2019: 0; SUMMER - CERTAIN 2020: 0; SUMMER - CERTAIN 2021: 0; SUMMER - CERTAIN 2022: 0; SUMMER - CERTAIN 2023: 0; SUMMER - CERTAIN 2024: 0; SUMMER - CERTAIN 2025: 0; SUMMER - CERTAIN 2026: 0; SUMMER - CERTAIN 2027: 0; SUMMER - CERTAIN 2028: 0; WINTER - CERTAIN 2018-19: 0; WINTER - CERTAIN 2019-20: 0; WINTER - CERTAIN 2020-21: 0; WINTER - CERTAIN 2021-22: 0; WINTER - CERTAIN 2022-23: 0; WINTER - CERTAIN 2023-24: 0; WINTER - CERTAIN 2024-25: 0; WINTER - CERTAIN 2025-26: 0; WINTER - CERTAIN 2026-27: 0; WINTER - CERTAIN 2027-28: 0; WINTER - CERTAIN 2028-29: 0
Cancelled | US |  |  |  | 08INR0025 |  | Pistol Hill Energy Center | WT | WND |  | Wind | n/a |  | 300 | 42 | 60 | SUMMER - CERTAIN 2018: 0; SUMMER - CERTAIN 2019: 0; SUMMER - CERTAIN 2020: 0; SUMMER - CERTAIN 2021: 0; SUMMER - CERTAIN 2022: 0; SUMMER - CERTAIN 2023: 0; SUMMER - CERTAIN 2024: 0; SUMMER - CERTAIN 2025: 0; SUMMER - CERTAIN 2026: 0; SUMMER - CERTAIN 2027: 0; SUMMER - CERTAIN 2028: 0; WINTER - CERTAIN 2018-19: 0; WINTER - CERTAIN 2019-20: 0; WINTER - CERTAIN 2020-21: 0; WINTER - CERTAIN 2021-22: 0; WINTER - CERTAIN 2022-23: 0; WINTER - CERTAIN 2023-24: 0; WINTER - CERTAIN 2024-25: 0; WINTER - CERTAIN 2025-26: 0; WINTER - CERTAIN 2026-27: 0; WINTER - CERTAIN 2027-28: 0; WINTER - CERTAIN 2028-29: 0
Cancelled | US |  |  |  | 08INR0026 |  | Chocolate Bayou | WT | WND |  | Wind | n/a |  | 200 | 28 | 40 | SUMMER - CERTAIN 2018: 0; SUMMER - CERTAIN 2019: 0; SUMMER - CERTAIN 2020: 0; SUMMER - CERTAIN 2021: 0; SUMMER - CERTAIN 2022: 0; SUMMER - CERTAIN 2023: 0; SUMMER - CERTAIN 2024: 0; SUMMER - CERTAIN 2025: 0; SUMMER - CERTAIN 2026: 0; SUMMER - CERTAIN 2027: 0; SUMMER - CERTAIN 2028: 0; WINTER - CERTAIN 2018-19: 0; WINTER - CERTAIN 2019-20: 0; WINTER - CERTAIN 2020-21: 0; WINTER - CERTAIN 2021-22: 0; WINTER - CERTAIN 2022-23: 0; WINTER - CERTAIN 2023-24: 0; WINTER - CERTAIN 2024-25: 0; WINTER - CERTAIN 2025-26: 0; WINTER - CERTAIN 2026-27: 0; WINTER - CERTAIN 2027-28: 0; WINTER - CERTAIN 2028-29: 0
Cancelled | US |  |  |  | 08INR0027 |  | McDonald III | WT | WND |  | Wind | n/a |  | 100 | 14 | 20 | SUMMER - CERTAIN 2018: 0; SUMMER - CERTAIN 2019: 0; SUMMER - CERTAIN 2020: 0; SUMMER - CERTAIN 2021: 0; SUMMER - CERTAIN 2022: 0; SUMMER - CERTAIN 2023: 0; SUMMER - CERTAIN 2024: 0; SUMMER - CERTAIN 2025: 0; SUMMER - CERTAIN 2026: 0; SUMMER - CERTAIN 2027: 0; SUMMER - CERTAIN 2028: 0; WINTER - CERTAIN 2018-19: 0; WINTER - CERTAIN 2019-20: 0; WINTER - CERTAIN 2020-21: 0; WINTER - CERTAIN 2021-22: 0; WINTER - CERTAIN 2022-23: 0; WINTER - CERTAIN 2023-24: 0; WINTER - CERTAIN 2024-25: 0; WINTER - CERTAIN 2025-26: 0; WINTER - CERTAIN 2026-27: 0; WINTER - CERTAIN 2027-28: 0; WINTER - CERTAIN 2028-29: 0
Cancelled | US |  |  |  | 08INR0029 |  | Bull Creek Two | WT | WND |  | Wind | n/a |  | 249 | 34.86 | 49.8 | SUMMER - CERTAIN 2018: 0; SUMMER - CERTAIN 2019: 0; SUMMER - CERTAIN 2020: 0; SUMMER - CERTAIN 2021: 0; SUMMER - CERTAIN 2022: 0; SUMMER - CERTAIN 2023: 0; SUMMER - CERTAIN 2024: 0; SUMMER - CERTAIN 2025: 0; SUMMER - CERTAIN 2026: 0; SUMMER - CERTAIN 2027: 0; SUMMER - CERTAIN 2028: 0; WINTER - CERTAIN 2018-19: 0; WINTER - CERTAIN 2019-20: 0; WINTER - CERTAIN 2020-21: 0; WINTER - CERTAIN 2021-22: 0; WINTER - CERTAIN 2022-23: 0; WINTER - CERTAIN 2023-24: 0; WINTER - CERTAIN 2024-25: 0; WINTER - CERTAIN 2025-26: 0; WINTER - CERTAIN 2026-27: 0; WINTER - CERTAIN 2027-28: 0; WINTER - CERTAIN 2028-29: 0
Cancelled | US |  |  |  | 08INR0030 |  | New Gulf Power Plant | CC | NG |  | Natural Gas and Other Gases | n/a |  | 609 | 609 | 609 | SUMMER - CERTAIN 2018: 0; SUMMER - CERTAIN 2019: 0; SUMMER - CERTAIN 2020: 0; SUMMER - CERTAIN 2021: 0; SUMMER - CERTAIN 2022: 0; SUMMER - CERTAIN 2023: 0; SUMMER - CERTAIN 2024: 0; SUMMER - CERTAIN 2025: 0; SUMMER - CERTAIN 2026: 0; SUMMER - CERTAIN 2027: 0; SUMMER - CERTAIN 2028: 0; WINTER - CERTAIN 2018-19: 0; WINTER - CERTAIN 2019-20: 0; WINTER - CERTAIN 2020-21: 0; WINTER - CERTAIN 2021-22: 0; WINTER - CERTAIN 2022-23: 0; WINTER - CERTAIN 2023-24: 0; WINTER - CERTAIN 2024-25: 0; WINTER - CERTAIN 2025-26: 0; WINTER - CERTAIN 2026-27: 0; WINTER - CERTAIN 2027-28: 0; WINTER - CERTAIN 2028-29: 0
Cancelled | US |  |  |  | 08INR0031 |  | Childress County Wind | WT | WND |  | Wind | n/a |  | 120 | 16.8 | 24 | SUMMER - CERTAIN 2018: 0; SUMMER - CERTAIN 2019: 0; SUMMER - CERTAIN 2020: 0; SUMMER - CERTAIN 2021: 0; SUMMER - CERTAIN 2022: 0; SUMMER - CERTAIN 2023: 0; SUMMER - CERTAIN 2024: 0; SUMMER - CERTAIN 2025: 0; SUMMER - CERTAIN 2026: 0; SUMMER - CERTAIN 2027: 0; SUMMER - CERTAIN 2028: 0; WINTER - CERTAIN 2018-19: 0; WINTER - CERTAIN 2019-20: 0; WINTER - CERTAIN 2020-21: 0; WINTER - CERTAIN 2021-22: 0; WINTER - CERTAIN 2022-23: 0; WINTER - CERTAIN 2023-24: 0; WINTER - CERTAIN 2024-25: 0; WINTER - CERTAIN 2025-26: 0; WINTER - CERTAIN 2026-27: 0; WINTER - CERTAIN 2027-28: 0; WINTER - CERTAIN 2028-29: 0
Cancelled | US |  |  |  | 08INR0032 |  | Wind Tex Delaware Mt Ranch Project | WT | WND |  | Wind | n/a |  | 120 | 16.8 | 24 | SUMMER - CERTAIN 2018: 0; SUMMER - CERTAIN 2019: 0; SUMMER - CERTAIN 2020: 0; SUMMER - CERTAIN 2021: 0; SUMMER - CERTAIN 2022: 0; SUMMER - CERTAIN 2023: 0; SUMMER - CERTAIN 2024: 0; SUMMER - CERTAIN 2025: 0; SUMMER - CERTAIN 2026: 0; SUMMER - CERTAIN 2027: 0; SUMMER - CERTAIN 2028: 0; WINTER - CERTAIN 2018-19: 0; WINTER - CERTAIN 2019-20: 0; WINTER - CERTAIN 2020-21: 0; WINTER - CERTAIN 2021-22: 0; WINTER - CERTAIN 2022-23: 0; WINTER - CERTAIN 2023-24: 0; WINTER - CERTAIN 2024-25: 0; WINTER - CERTAIN 2025-26: 0; WINTER - CERTAIN 2026-27: 0; WINTER - CERTAIN 2027-28: 0; WINTER - CERTAIN 2028-29: 0
Cancelled | US |  |  |  | 08INR0034 |  | Star Mountain | WT | WND |  | Wind | n/a |  | 160 | 22.4 | 32 | SUMMER - CERTAIN 2018: 0; SUMMER - CERTAIN 2019: 0; SUMMER - CERTAIN 2020: 0; SUMMER - CERTAIN 2021: 0; SUMMER - CERTAIN 2022: 0; SUMMER - CERTAIN 2023: 0; SUMMER - CERTAIN 2024: 0; SUMMER - CERTAIN 2025: 0; SUMMER - CERTAIN 2026: 0; SUMMER - CERTAIN 2027: 0; SUMMER - CERTAIN 2028: 0; WINTER - CERTAIN 2018-19: 0; WINTER - CERTAIN 2019-20: 0; WINTER - CERTAIN 2020-21: 0; WINTER - CERTAIN 2021-22: 0; WINTER - CERTAIN 2022-23: 0; WINTER - CERTAIN 2023-24: 0; WINTER - CERTAIN 2024-25: 0; WINTER - CERTAIN 2025-26: 0; WINTER - CERTAIN 2026-27: 0; WINTER - CERTAIN 2027-28: 0; WINTER - CERTAIN 2028-29: 0
Cancelled | US |  |  |  | 08INR0038 |  | M Bar Wind | WT | WND |  | Wind | n/a |  | 194 | 27.16 | 38.8 | SUMMER - CERTAIN 2018: 0; SUMMER - CERTAIN 2019: 0; SUMMER - CERTAIN 2020: 0; SUMMER - CERTAIN 2021: 0; SUMMER - CERTAIN 2022: 0; SUMMER - CERTAIN 2023: 0; SUMMER - CERTAIN 2024: 0; SUMMER - CERTAIN 2025: 0; SUMMER - CERTAIN 2026: 0; SUMMER - CERTAIN 2027: 0; SUMMER - CERTAIN 2028: 0; WINTER - CERTAIN 2018-19: 0; WINTER - CERTAIN 2019-20: 0; WINTER - CERTAIN 2020-21: 0; WINTER - CERTAIN 2021-22: 0; WINTER - CERTAIN 2022-23: 0; WINTER - CERTAIN 2023-24: 0; WINTER - CERTAIN 2024-25: 0; WINTER - CERTAIN 2025-26: 0; WINTER - CERTAIN 2026-27: 0; WINTER - CERTAIN 2027-28: 0; WINTER - CERTAIN 2028-29: 0
Cancelled | US |  |  |  | 08INR0039 |  | Leon River Wind Farm | WT | WND |  | Wind | n/a |  | 90 | 12.6 | 18 | SUMMER - CERTAIN 2018: 0; SUMMER - CERTAIN 2019: 0; SUMMER - CERTAIN 2020: 0; SUMMER - CERTAIN 2021: 0; SUMMER - CERTAIN 2022: 0; SUMMER - CERTAIN 2023: 0; SUMMER - CERTAIN 2024: 0; SUMMER - CERTAIN 2025: 0; SUMMER - CERTAIN 2026: 0; SUMMER - CERTAIN 2027: 0; SUMMER - CERTAIN 2028: 0; WINTER - CERTAIN 2018-19: 0; WINTER - CERTAIN 2019-20: 0; WINTER - CERTAIN 2020-21: 0; WINTER - CERTAIN 2021-22: 0; WINTER - CERTAIN 2022-23: 0; WINTER - CERTAIN 2023-24: 0; WINTER - CERTAIN 2024-25: 0; WINTER - CERTAIN 2025-26: 0; WINTER - CERTAIN 2026-27: 0; WINTER - CERTAIN 2027-28: 0; WINTER - CERTAIN 2028-29: 0
Cancelled | US |  |  |  | 08INR0040 |  | Lenorah Project | WT | WND |  | Wind | n/a |  | 251 | 35.14 | 50.2 | SUMMER - CERTAIN 2018: 0; SUMMER - CERTAIN 2019: 0; SUMMER - CERTAIN 2020: 0; SUMMER - CERTAIN 2021: 0; SUMMER - CERTAIN 2022: 0; SUMMER - CERTAIN 2023: 0; SUMMER - CERTAIN 2024: 0; SUMMER - CERTAIN 2025: 0; SUMMER - CERTAIN 2026: 0; SUMMER - CERTAIN 2027: 0; SUMMER - CERTAIN 2028: 0; WINTER - CERTAIN 2018-19: 0; WINTER - CERTAIN 2019-20: 0; WINTER - CERTAIN 2020-21: 0; WINTER - CERTAIN 2021-22: 0; WINTER - CERTAIN 2022-23: 0; WINTER - CERTAIN 2023-24: 0; WINTER - CERTAIN 2024-25: 0; WINTER - CERTAIN 2025-26: 0; WINTER - CERTAIN 2026-27: 0; WINTER - CERTAIN 2027-28: 0; WINTER - CERTAIN 2028-29: 0
Cancelled | US |  |  |  | 08INR0041 |  | Pecan Mountain | WT | WND |  | Wind | n/a |  | 200 | 28 | 40 | SUMMER - CERTAIN 2018: 0; SUMMER - CERTAIN 2019: 0; SUMMER - CERTAIN 2020: 0; SUMMER - CERTAIN 2021: 0; SUMMER - CERTAIN 2022: 0; SUMMER - CERTAIN 2023: 0; SUMMER - CERTAIN 2024: 0; SUMMER - CERTAIN 2025: 0; SUMMER - CERTAIN 2026: 0; SUMMER - CERTAIN 2027: 0; SUMMER - CERTAIN 2028: 0; WINTER - CERTAIN 2018-19: 0; WINTER - CERTAIN 2019-20: 0; WINTER - CERTAIN 2020-21: 0; WINTER - CERTAIN 2021-22: 0; WINTER - CERTAIN 2022-23: 0; WINTER - CERTAIN 2023-24: 0; WINTER - CERTAIN 2024-25: 0; WINTER - CERTAIN 2025-26: 0; WINTER - CERTAIN 2026-27: 0; WINTER - CERTAIN 2027-28: 0; WINTER - CERTAIN 2028-29: 0
Cancelled | US |  |  |  | 08INR0042 |  | Live Oak | WT | WND |  | Wind | n/a |  | 200 | 28 | 40 | SUMMER - CERTAIN 2018: 0; SUMMER - CERTAIN 2019: 0; SUMMER - CERTAIN 2020: 0; SUMMER - CERTAIN 2021: 0; SUMMER - CERTAIN 2022: 0; SUMMER - CERTAIN 2023: 0; SUMMER - CERTAIN 2024: 0; SUMMER - CERTAIN 2025: 0; SUMMER - CERTAIN 2026: 0; SUMMER - CERTAIN 2027: 0; SUMMER - CERTAIN 2028: 0; WINTER - CERTAIN 2018-19: 0; WINTER - CERTAIN 2019-20: 0; WINTER - CERTAIN 2020-21: 0; WINTER - CERTAIN 2021-22: 0; WINTER - CERTAIN 2022-23: 0; WINTER - CERTAIN 2023-24: 0; WINTER - CERTAIN 2024-25: 0; WINTER - CERTAIN 2025-26: 0; WINTER - CERTAIN 2026-27: 0; WINTER - CERTAIN 2027-28: 0; WINTER - CERTAIN 2028-29: 0
Cancelled | US |  |  |  | 08INR0043 |  | Cherry Mountain | WT | WND |  | Wind | n/a |  | 150 | 21 | 30 | SUMMER - CERTAIN 2018: 0; SUMMER - CERTAIN 2019: 0; SUMMER - CERTAIN 2020: 0; SUMMER - CERTAIN 2021: 0; SUMMER - CERTAIN 2022: 0; SUMMER - CERTAIN 2023: 0; SUMMER - CERTAIN 2024: 0; SUMMER - CERTAIN 2025: 0; SUMMER - CERTAIN 2026: 0; SUMMER - CERTAIN 2027: 0; SUMMER - CERTAIN 2028: 0; WINTER - CERTAIN 2018-19: 0; WINTER - CERTAIN 2019-20: 0; WINTER - CERTAIN 2020-21: 0; WINTER - CERTAIN 2021-22: 0; WINTER - CERTAIN 2022-23: 0; WINTER - CERTAIN 2023-24: 0; WINTER - CERTAIN 2024-25: 0; WINTER - CERTAIN 2025-26: 0; WINTER - CERTAIN 2026-27: 0; WINTER - CERTAIN 2027-28: 0; WINTER - CERTAIN 2028-29: 0
Cancelled | US |  |  |  | 08INR0044 |  | Brady Mountain | WT | WND |  | Wind | n/a |  | 200 | 28 | 40 | SUMMER - CERTAIN 2018: 0; SUMMER - CERTAIN 2019: 0; SUMMER - CERTAIN 2020: 0; SUMMER - CERTAIN 2021: 0; SUMMER - CERTAIN 2022: 0; SUMMER - CERTAIN 2023: 0; SUMMER - CERTAIN 2024: 0; SUMMER - CERTAIN 2025: 0; SUMMER - CERTAIN 2026: 0; SUMMER - CERTAIN 2027: 0; SUMMER - CERTAIN 2028: 0; WINTER - CERTAIN 2018-19: 0; WINTER - CERTAIN 2019-20: 0; WINTER - CERTAIN 2020-21: 0; WINTER - CERTAIN 2021-22: 0; WINTER - CERTAIN 2022-23: 0; WINTER - CERTAIN 2023-24: 0; WINTER - CERTAIN 2024-25: 0; WINTER - CERTAIN 2025-26: 0; WINTER - CERTAIN 2026-27: 0; WINTER - CERTAIN 2027-28: 0; WINTER - CERTAIN 2028-29: 0
Cancelled | US |  |  |  | 08INR0045 |  | Menard | WT | WND |  | Wind | n/a |  | 150 | 21 | 30 | SUMMER - CERTAIN 2018: 0; SUMMER - CERTAIN 2019: 0; SUMMER - CERTAIN 2020: 0; SUMMER - CERTAIN 2021: 0; SUMMER - CERTAIN 2022: 0; SUMMER - CERTAIN 2023: 0; SUMMER - CERTAIN 2024: 0; SUMMER - CERTAIN 2025: 0; SUMMER - CERTAIN 2026: 0; SUMMER - CERTAIN 2027: 0; SUMMER - CERTAIN 2028: 0; WINTER - CERTAIN 2018-19: 0; WINTER - CERTAIN 2019-20: 0; WINTER - CERTAIN 2020-21: 0; WINTER - CERTAIN 2021-22: 0; WINTER - CERTAIN 2022-23: 0; WINTER - CERTAIN 2023-24: 0; WINTER - CERTAIN 2024-25: 0; WINTER - CERTAIN 2025-26: 0; WINTER - CERTAIN 2026-27: 0; WINTER - CERTAIN 2027-28: 0; WINTER - CERTAIN 2028-29: 0
Cancelled | US |  |  |  | 08INR0048 |  | Buffalo Gap 5 | WT | WND |  | Wind | n/a |  | 249 | 34.86 | 49.8 | SUMMER - CERTAIN 2018: 0; SUMMER - CERTAIN 2019: 0; SUMMER - CERTAIN 2020: 0; SUMMER - CERTAIN 2021: 0; SUMMER - CERTAIN 2022: 0; SUMMER - CERTAIN 2023: 0; SUMMER - CERTAIN 2024: 0; SUMMER - CERTAIN 2025: 0; SUMMER - CERTAIN 2026: 0; SUMMER - CERTAIN 2027: 0; SUMMER - CERTAIN 2028: 0; WINTER - CERTAIN 2018-19: 0; WINTER - CERTAIN 2019-20: 0; WINTER - CERTAIN 2020-21: 0; WINTER - CERTAIN 2021-22: 0; WINTER - CERTAIN 2022-23: 0; WINTER - CERTAIN 2023-24: 0; WINTER - CERTAIN 2024-25: 0; WINTER - CERTAIN 2025-26: 0; WINTER - CERTAIN 2026-27: 0; WINTER - CERTAIN 2027-28: 0; WINTER - CERTAIN 2028-29: 0
Cancelled | US |  |  |  | 08INR0051 |  | Flo Mot | WT | WND |  | Wind | n/a |  | 30 | 4.2 | 6 | SUMMER - CERTAIN 2018: 0; SUMMER - CERTAIN 2019: 0; SUMMER - CERTAIN 2020: 0; SUMMER - CERTAIN 2021: 0; SUMMER - CERTAIN 2022: 0; SUMMER - CERTAIN 2023: 0; SUMMER - CERTAIN 2024: 0; SUMMER - CERTAIN 2025: 0; SUMMER - CERTAIN 2026: 0; SUMMER - CERTAIN 2027: 0; SUMMER - CERTAIN 2028: 0; WINTER - CERTAIN 2018-19: 0; WINTER - CERTAIN 2019-20: 0; WINTER - CERTAIN 2020-21: 0; WINTER - CERTAIN 2021-22: 0; WINTER - CERTAIN 2022-23: 0; WINTER - CERTAIN 2023-24: 0; WINTER - CERTAIN 2024-25: 0; WINTER - CERTAIN 2025-26: 0; WINTER - CERTAIN 2026-27: 0; WINTER - CERTAIN 2027-28: 0; WINTER - CERTAIN 2028-29: 0
Cancelled | US |  |  |  | 08INR0052 |  | Aspermont | WT | WND |  | Wind | n/a |  | 70 | 9.8 | 14 | SUMMER - CERTAIN 2018: 0; SUMMER - CERTAIN 2019: 0; SUMMER - CERTAIN 2020: 0; SUMMER - CERTAIN 2021: 0; SUMMER - CERTAIN 2022: 0; SUMMER - CERTAIN 2023: 0; SUMMER - CERTAIN 2024: 0; SUMMER - CERTAIN 2025: 0; SUMMER - CERTAIN 2026: 0; SUMMER - CERTAIN 2027: 0; SUMMER - CERTAIN 2028: 0; WINTER - CERTAIN 2018-19: 0; WINTER - CERTAIN 2019-20: 0; WINTER - CERTAIN 2020-21: 0; WINTER - CERTAIN 2021-22: 0; WINTER - CERTAIN 2022-23: 0; WINTER - CERTAIN 2023-24: 0; WINTER - CERTAIN 2024-25: 0; WINTER - CERTAIN 2025-26: 0; WINTER - CERTAIN 2026-27: 0; WINTER - CERTAIN 2027-28: 0; WINTER - CERTAIN 2028-29: 0
Cancelled | US |  |  |  | 08INR0054 |  | Roadrunner Wind Farm | WT | WND |  | Wind | n/a |  | 401 | 56.14 | 80.2 | SUMMER - CERTAIN 2018: 0; SUMMER - CERTAIN 2019: 0; SUMMER - CERTAIN 2020: 0; SUMMER - CERTAIN 2021: 0; SUMMER - CERTAIN 2022: 0; SUMMER - CERTAIN 2023: 0; SUMMER - CERTAIN 2024: 0; SUMMER - CERTAIN 2025: 0; SUMMER - CERTAIN 2026: 0; SUMMER - CERTAIN 2027: 0; SUMMER - CERTAIN 2028: 0; WINTER - CERTAIN 2018-19: 0; WINTER - CERTAIN 2019-20: 0; WINTER - CERTAIN 2020-21: 0; WINTER - CERTAIN 2021-22: 0; WINTER - CERTAIN 2022-23: 0; WINTER - CERTAIN 2023-24: 0; WINTER - CERTAIN 2024-25: 0; WINTER - CERTAIN 2025-26: 0; WINTER - CERTAIN 2026-27: 0; WINTER - CERTAIN 2027-28: 0; WINTER - CERTAIN 2028-29: 0
Cancelled | US |  |  |  | 08INR0056 |  | Horse Hollow III Expansion | WT | WND |  | Wind | n/a |  | 149 | 20.86 | 29.8 | SUMMER - CERTAIN 2018: 0; SUMMER - CERTAIN 2019: 0; SUMMER - CERTAIN 2020: 0; SUMMER - CERTAIN 2021: 0; SUMMER - CERTAIN 2022: 0; SUMMER - CERTAIN 2023: 0; SUMMER - CERTAIN 2024: 0; SUMMER - CERTAIN 2025: 0; SUMMER - CERTAIN 2026: 0; SUMMER - CERTAIN 2027: 0; SUMMER - CERTAIN 2028: 0; WINTER - CERTAIN 2018-19: 0; WINTER - CERTAIN 2019-20: 0; WINTER - CERTAIN 2020-21: 0; WINTER - CERTAIN 2021-22: 0; WINTER - CERTAIN 2022-23: 0; WINTER - CERTAIN 2023-24: 0; WINTER - CERTAIN 2024-25: 0; WINTER - CERTAIN 2025-26: 0; WINTER - CERTAIN 2026-27: 0; WINTER - CERTAIN 2027-28: 0; WINTER - CERTAIN 2028-29: 0
Cancelled | US |  |  |  | 08INR0057 |  | Wolf Ridge Wind Farm Expansion | WT | WND |  | Wind | n/a |  | 60 | 8.4 | 12 | SUMMER - CERTAIN 2018: 0; SUMMER - CERTAIN 2019: 0; SUMMER - CERTAIN 2020: 0; SUMMER - CERTAIN 2021: 0; SUMMER - CERTAIN 2022: 0; SUMMER - CERTAIN 2023: 0; SUMMER - CERTAIN 2024: 0; SUMMER - CERTAIN 2025: 0; SUMMER - CERTAIN 2026: 0; SUMMER - CERTAIN 2027: 0; SUMMER - CERTAIN 2028: 0; WINTER - CERTAIN 2018-19: 0; WINTER - CERTAIN 2019-20: 0; WINTER - CERTAIN 2020-21: 0; WINTER - CERTAIN 2021-22: 0; WINTER - CERTAIN 2022-23: 0; WINTER - CERTAIN 2023-24: 0; WINTER - CERTAIN 2024-25: 0; WINTER - CERTAIN 2025-26: 0; WINTER - CERTAIN 2026-27: 0; WINTER - CERTAIN 2027-28: 0; WINTER - CERTAIN 2028-29: 0
Cancelled | US |  |  |  | 08INR0058 |  | No Deer Run Wind Project | WT | WND |  | Wind | n/a |  | 646 | 90.44 | 129.2 | SUMMER - CERTAIN 2018: 0; SUMMER - CERTAIN 2019: 0; SUMMER - CERTAIN 2020: 0; SUMMER - CERTAIN 2021: 0; SUMMER - CERTAIN 2022: 0; SUMMER - CERTAIN 2023: 0; SUMMER - CERTAIN 2024: 0; SUMMER - CERTAIN 2025: 0; SUMMER - CERTAIN 2026: 0; SUMMER - CERTAIN 2027: 0; SUMMER - CERTAIN 2028: 0; WINTER - CERTAIN 2018-19: 0; WINTER - CERTAIN 2019-20: 0; WINTER - CERTAIN 2020-21: 0; WINTER - CERTAIN 2021-22: 0; WINTER - CERTAIN 2022-23: 0; WINTER - CERTAIN 2023-24: 0; WINTER - CERTAIN 2024-25: 0; WINTER - CERTAIN 2025-26: 0; WINTER - CERTAIN 2026-27: 0; WINTER - CERTAIN 2027-28: 0; WINTER - CERTAIN 2028-29: 0
Cancelled | US |  |  |  | 08INR0059 |  | Gray Wind Project | WT | WND |  | Wind | n/a |  | 141 | 19.74 | 28.2 | SUMMER - CERTAIN 2018: 0; SUMMER - CERTAIN 2019: 0; SUMMER - CERTAIN 2020: 0; SUMMER - CERTAIN 2021: 0; SUMMER - CERTAIN 2022: 0; SUMMER - CERTAIN 2023: 0; SUMMER - CERTAIN 2024: 0; SUMMER - CERTAIN 2025: 0; SUMMER - CERTAIN 2026: 0; SUMMER - CERTAIN 2027: 0; SUMMER - CERTAIN 2028: 0; WINTER - CERTAIN 2018-19: 0; WINTER - CERTAIN 2019-20: 0; WINTER - CERTAIN 2020-21: 0; WINTER - CERTAIN 2021-22: 0; WINTER - CERTAIN 2022-23: 0; WINTER - CERTAIN 2023-24: 0; WINTER - CERTAIN 2024-25: 0; WINTER - CERTAIN 2025-26: 0; WINTER - CERTAIN 2026-27: 0; WINTER - CERTAIN 2027-28: 0; WINTER - CERTAIN 2028-29: 0
Cancelled | US |  |  |  | 08INR0060 |  | J L Bates Repowering | CC | NG |  | Natural Gas and Other Gases | n/a |  | 279 | 279 | 279 | SUMMER - CERTAIN 2018: 0; SUMMER - CERTAIN 2019: 0; SUMMER - CERTAIN 2020: 0; SUMMER - CERTAIN 2021: 0; SUMMER - CERTAIN 2022: 0; SUMMER - CERTAIN 2023: 0; SUMMER - CERTAIN 2024: 0; SUMMER - CERTAIN 2025: 0; SUMMER - CERTAIN 2026: 0; SUMMER - CERTAIN 2027: 0; SUMMER - CERTAIN 2028: 0; WINTER - CERTAIN 2018-19: 0; WINTER - CERTAIN 2019-20: 0; WINTER - CERTAIN 2020-21: 0; WINTER - CERTAIN 2021-22: 0; WINTER - CERTAIN 2022-23: 0; WINTER - CERTAIN 2023-24: 0; WINTER - CERTAIN 2024-25: 0; WINTER - CERTAIN 2025-26: 0; WINTER - CERTAIN 2026-27: 0; WINTER - CERTAIN 2027-28: 0; WINTER - CERTAIN 2028-29: 0
Cancelled | US |  |  |  | 08INR0061 |  | Hardeman County - BP | WT | WND |  | Wind | n/a |  | 200 | 28 | 40 | SUMMER - CERTAIN 2018: 0; SUMMER - CERTAIN 2019: 0; SUMMER - CERTAIN 2020: 0; SUMMER - CERTAIN 2021: 0; SUMMER - CERTAIN 2022: 0; SUMMER - CERTAIN 2023: 0; SUMMER - CERTAIN 2024: 0; SUMMER - CERTAIN 2025: 0; SUMMER - CERTAIN 2026: 0; SUMMER - CERTAIN 2027: 0; SUMMER - CERTAIN 2028: 0; WINTER - CERTAIN 2018-19: 0; WINTER - CERTAIN 2019-20: 0; WINTER - CERTAIN 2020-21: 0; WINTER - CERTAIN 2021-22: 0; WINTER - CERTAIN 2022-23: 0; WINTER - CERTAIN 2023-24: 0; WINTER - CERTAIN 2024-25: 0; WINTER - CERTAIN 2025-26: 0; WINTER - CERTAIN 2026-27: 0; WINTER - CERTAIN 2027-28: 0; WINTER - CERTAIN 2028-29: 0
Cancelled | US |  |  |  | 08INR0065 |  | Buffalo Gap 4 and 5 | WT | WND |  | Wind | n/a |  | 465 | 65.1 | 93 | SUMMER - CERTAIN 2018: 0; SUMMER - CERTAIN 2019: 0; SUMMER - CERTAIN 2020: 0; SUMMER - CERTAIN 2021: 0; SUMMER - CERTAIN 2022: 0; SUMMER - CERTAIN 2023: 0; SUMMER - CERTAIN 2024: 0; SUMMER - CERTAIN 2025: 0; SUMMER - CERTAIN 2026: 0; SUMMER - CERTAIN 2027: 0; SUMMER - CERTAIN 2028: 0; WINTER - CERTAIN 2018-19: 0; WINTER - CERTAIN 2019-20: 0; WINTER - CERTAIN 2020-21: 0; WINTER - CERTAIN 2021-22: 0; WINTER - CERTAIN 2022-23: 0; WINTER - CERTAIN 2023-24: 0; WINTER - CERTAIN 2024-25: 0; WINTER - CERTAIN 2025-26: 0; WINTER - CERTAIN 2026-27: 0; WINTER - CERTAIN 2027-28: 0; WINTER - CERTAIN 2028-29: 0
Cancelled | US |  |  |  | 09INR0003 |  | Dansby 3 | ST | SUB |  | Coal | n/a |  | 450 | 450 | 450 | SUMMER - CERTAIN 2018: 0; SUMMER - CERTAIN 2019: 0; SUMMER - CERTAIN 2020: 0; SUMMER - CERTAIN 2021: 0; SUMMER - CERTAIN 2022: 0; SUMMER - CERTAIN 2023: 0; SUMMER - CERTAIN 2024: 0; SUMMER - CERTAIN 2025: 0; SUMMER - CERTAIN 2026: 0; SUMMER - CERTAIN 2027: 0; SUMMER - CERTAIN 2028: 0; WINTER - CERTAIN 2018-19: 0; WINTER - CERTAIN 2019-20: 0; WINTER - CERTAIN 2020-21: 0; WINTER - CERTAIN 2021-22: 0; WINTER - CERTAIN 2022-23: 0; WINTER - CERTAIN 2023-24: 0; WINTER - CERTAIN 2024-25: 0; WINTER - CERTAIN 2025-26: 0; WINTER - CERTAIN 2026-27: 0; WINTER - CERTAIN 2027-28: 0; WINTER - CERTAIN 2028-29: 0
Cancelled | US |  |  |  | 09INR0004 |  | Alcoa - Rockdale | ST | SUB |  | Coal | n/a |  | 565 | 0 | 0 | SUMMER - CERTAIN 2018: 0; SUMMER - CERTAIN 2019: 0; SUMMER - CERTAIN 2020: 0; SUMMER - CERTAIN 2021: 0; SUMMER - CERTAIN 2022: 0; SUMMER - CERTAIN 2023: 0; SUMMER - CERTAIN 2024: 0; SUMMER - CERTAIN 2025: 0; SUMMER - CERTAIN 2026: 0; SUMMER - CERTAIN 2027: 0; SUMMER - CERTAIN 2028: 0; WINTER - CERTAIN 2018-19: 0; WINTER - CERTAIN 2019-20: 0; WINTER - CERTAIN 2020-21: 0; WINTER - CERTAIN 2021-22: 0; WINTER - CERTAIN 2022-23: 0; WINTER - CERTAIN 2023-24: 0; WINTER - CERTAIN 2024-25: 0; WINTER - CERTAIN 2025-26: 0; WINTER - CERTAIN 2026-27: 0; WINTER - CERTAIN 2027-28: 0; WINTER - CERTAIN 2028-29: 0
Cancelled | US |  |  |  | 09INR0005 |  | Joslin repowering | ST | NG |  | Natural Gas and Other Gases | n/a |  | 280 | 280 | 280 | SUMMER - CERTAIN 2018: 0; SUMMER - CERTAIN 2019: 0; SUMMER - CERTAIN 2020: 0; SUMMER - CERTAIN 2021: 0; SUMMER - CERTAIN 2022: 0; SUMMER - CERTAIN 2023: 0; SUMMER - CERTAIN 2024: 0; SUMMER - CERTAIN 2025: 0; SUMMER - CERTAIN 2026: 0; SUMMER - CERTAIN 2027: 0; SUMMER - CERTAIN 2028: 0; WINTER - CERTAIN 2018-19: 0; WINTER - CERTAIN 2019-20: 0; WINTER - CERTAIN 2020-21: 0; WINTER - CERTAIN 2021-22: 0; WINTER - CERTAIN 2022-23: 0; WINTER - CERTAIN 2023-24: 0; WINTER - CERTAIN 2024-25: 0; WINTER - CERTAIN 2025-26: 0; WINTER - CERTAIN 2026-27: 0; WINTER - CERTAIN 2027-28: 0; WINTER - CERTAIN 2028-29: 0
Cancelled | US |  |  |  | 09INR0008 |  | Big Brown 3 | ST | SUB |  | Coal | n/a |  | 858 | 858 | 858 | SUMMER - CERTAIN 2018: 0; SUMMER - CERTAIN 2019: 0; SUMMER - CERTAIN 2020: 0; SUMMER - CERTAIN 2021: 0; SUMMER - CERTAIN 2022: 0; SUMMER - CERTAIN 2023: 0; SUMMER - CERTAIN 2024: 0; SUMMER - CERTAIN 2025: 0; SUMMER - CERTAIN 2026: 0; SUMMER - CERTAIN 2027: 0; SUMMER - CERTAIN 2028: 0; WINTER - CERTAIN 2018-19: 0; WINTER - CERTAIN 2019-20: 0; WINTER - CERTAIN 2020-21: 0; WINTER - CERTAIN 2021-22: 0; WINTER - CERTAIN 2022-23: 0; WINTER - CERTAIN 2023-24: 0; WINTER - CERTAIN 2024-25: 0; WINTER - CERTAIN 2025-26: 0; WINTER - CERTAIN 2026-27: 0; WINTER - CERTAIN 2027-28: 0; WINTER - CERTAIN 2028-29: 0
Cancelled | US |  |  |  | 09INR0009 |  | Lake Creek 3 | ST | SUB |  | Coal | n/a |  | 858 | 858 | 858 | SUMMER - CERTAIN 2018: 0; SUMMER - CERTAIN 2019: 0; SUMMER - CERTAIN 2020: 0; SUMMER - CERTAIN 2021: 0; SUMMER - CERTAIN 2022: 0; SUMMER - CERTAIN 2023: 0; SUMMER - CERTAIN 2024: 0; SUMMER - CERTAIN 2025: 0; SUMMER - CERTAIN 2026: 0; SUMMER - CERTAIN 2027: 0; SUMMER - CERTAIN 2028: 0; WINTER - CERTAIN 2018-19: 0; WINTER - CERTAIN 2019-20: 0; WINTER - CERTAIN 2020-21: 0; WINTER - CERTAIN 2021-22: 0; WINTER - CERTAIN 2022-23: 0; WINTER - CERTAIN 2023-24: 0; WINTER - CERTAIN 2024-25: 0; WINTER - CERTAIN 2025-26: 0; WINTER - CERTAIN 2026-27: 0; WINTER - CERTAIN 2027-28: 0; WINTER - CERTAIN 2028-29: 0
Cancelled | US |  |  |  | 09INR0010 |  | Martin Lake 4 | ST | SUB |  | Coal | n/a |  | 858 | 858 | 858 | SUMMER - CERTAIN 2018: 0; SUMMER - CERTAIN 2019: 0; SUMMER - CERTAIN 2020: 0; SUMMER - CERTAIN 2021: 0; SUMMER - CERTAIN 2022: 0; SUMMER - CERTAIN 2023: 0; SUMMER - CERTAIN 2024: 0; SUMMER - CERTAIN 2025: 0; SUMMER - CERTAIN 2026: 0; SUMMER - CERTAIN 2027: 0; SUMMER - CERTAIN 2028: 0; WINTER - CERTAIN 2018-19: 0; WINTER - CERTAIN 2019-20: 0; WINTER - CERTAIN 2020-21: 0; WINTER - CERTAIN 2021-22: 0; WINTER - CERTAIN 2022-23: 0; WINTER - CERTAIN 2023-24: 0; WINTER - CERTAIN 2024-25: 0; WINTER - CERTAIN 2025-26: 0; WINTER - CERTAIN 2026-27: 0; WINTER - CERTAIN 2027-28: 0; WINTER - CERTAIN 2028-29: 0
Cancelled | US |  |  |  | 09INR0011 |  | Monticello 4 | ST | SUB |  | Coal | n/a |  | 858 | 858 | 858 | SUMMER - CERTAIN 2018: 0; SUMMER - CERTAIN 2019: 0; SUMMER - CERTAIN 2020: 0; SUMMER - CERTAIN 2021: 0; SUMMER - CERTAIN 2022: 0; SUMMER - CERTAIN 2023: 0; SUMMER - CERTAIN 2024: 0; SUMMER - CERTAIN 2025: 0; SUMMER - CERTAIN 2026: 0; SUMMER - CERTAIN 2027: 0; SUMMER - CERTAIN 2028: 0; WINTER - CERTAIN 2018-19: 0; WINTER - CERTAIN 2019-20: 0; WINTER - CERTAIN 2020-21: 0; WINTER - CERTAIN 2021-22: 0; WINTER - CERTAIN 2022-23: 0; WINTER - CERTAIN 2023-24: 0; WINTER - CERTAIN 2024-25: 0; WINTER - CERTAIN 2025-26: 0; WINTER - CERTAIN 2026-27: 0; WINTER - CERTAIN 2027-28: 0; WINTER - CERTAIN 2028-29: 0
Cancelled | US |  |  |  | 09INR0012 |  | Morgan Creek 7 | ST | SUB |  | Coal | n/a |  | 858 | 858 | 858 | SUMMER - CERTAIN 2018: 0; SUMMER - CERTAIN 2019: 0; SUMMER - CERTAIN 2020: 0; SUMMER - CERTAIN 2021: 0; SUMMER - CERTAIN 2022: 0; SUMMER - CERTAIN 2023: 0; SUMMER - CERTAIN 2024: 0; SUMMER - CERTAIN 2025: 0; SUMMER - CERTAIN 2026: 0; SUMMER - CERTAIN 2027: 0; SUMMER - CERTAIN 2028: 0; WINTER - CERTAIN 2018-19: 0; WINTER - CERTAIN 2019-20: 0; WINTER - CERTAIN 2020-21: 0; WINTER - CERTAIN 2021-22: 0; WINTER - CERTAIN 2022-23: 0; WINTER - CERTAIN 2023-24: 0; WINTER - CERTAIN 2024-25: 0; WINTER - CERTAIN 2025-26: 0; WINTER - CERTAIN 2026-27: 0; WINTER - CERTAIN 2027-28: 0; WINTER - CERTAIN 2028-29: 0
Cancelled | US |  |  |  | 09INR0013a |  | Tradinghouse 3 | ST | SUB |  | Coal | n/a |  | 858 | 858 | 858 | SUMMER - CERTAIN 2018: 0; SUMMER - CERTAIN 2019: 0; SUMMER - CERTAIN 2020: 0; SUMMER - CERTAIN 2021: 0; SUMMER - CERTAIN 2022: 0; SUMMER - CERTAIN 2023: 0; SUMMER - CERTAIN 2024: 0; SUMMER - CERTAIN 2025: 0; SUMMER - CERTAIN 2026: 0; SUMMER - CERTAIN 2027: 0; SUMMER - CERTAIN 2028: 0; WINTER - CERTAIN 2018-19: 0; WINTER - CERTAIN 2019-20: 0; WINTER - CERTAIN 2020-21: 0; WINTER - CERTAIN 2021-22: 0; WINTER - CERTAIN 2022-23: 0; WINTER - CERTAIN 2023-24: 0; WINTER - CERTAIN 2024-25: 0; WINTER - CERTAIN 2025-26: 0; WINTER - CERTAIN 2026-27: 0; WINTER - CERTAIN 2027-28: 0; WINTER - CERTAIN 2028-29: 0
Cancelled | US |  |  |  | 09INR0013b |  | Tradinghouse 4 | ST | SUB |  | Coal | n/a |  | 858 | 858 | 858 | SUMMER - CERTAIN 2018: 0; SUMMER - CERTAIN 2019: 0; SUMMER - CERTAIN 2020: 0; SUMMER - CERTAIN 2021: 0; SUMMER - CERTAIN 2022: 0; SUMMER - CERTAIN 2023: 0; SUMMER - CERTAIN 2024: 0; SUMMER - CERTAIN 2025: 0; SUMMER - CERTAIN 2026: 0; SUMMER - CERTAIN 2027: 0; SUMMER - CERTAIN 2028: 0; WINTER - CERTAIN 2018-19: 0; WINTER - CERTAIN 2019-20: 0; WINTER - CERTAIN 2020-21: 0; WINTER - CERTAIN 2021-22: 0; WINTER - CERTAIN 2022-23: 0; WINTER - CERTAIN 2023-24: 0; WINTER - CERTAIN 2024-25: 0; WINTER - CERTAIN 2025-26: 0; WINTER - CERTAIN 2026-27: 0; WINTER - CERTAIN 2027-28: 0; WINTER - CERTAIN 2028-29: 0
Cancelled | US |  |  |  | 09INR0014 |  | Valley 4 | ST | SUB |  | Coal | n/a |  | 858 | 858 | 858 | SUMMER - CERTAIN 2018: 0; SUMMER - CERTAIN 2019: 0; SUMMER - CERTAIN 2020: 0; SUMMER - CERTAIN 2021: 0; SUMMER - CERTAIN 2022: 0; SUMMER - CERTAIN 2023: 0; SUMMER - CERTAIN 2024: 0; SUMMER - CERTAIN 2025: 0; SUMMER - CERTAIN 2026: 0; SUMMER - CERTAIN 2027: 0; SUMMER - CERTAIN 2028: 0; WINTER - CERTAIN 2018-19: 0; WINTER - CERTAIN 2019-20: 0; WINTER - CERTAIN 2020-21: 0; WINTER - CERTAIN 2021-22: 0; WINTER - CERTAIN 2022-23: 0; WINTER - CERTAIN 2023-24: 0; WINTER - CERTAIN 2024-25: 0; WINTER - CERTAIN 2025-26: 0; WINTER - CERTAIN 2026-27: 0; WINTER - CERTAIN 2027-28: 0; WINTER - CERTAIN 2028-29: 0
Cancelled | US |  |  |  | 09INR0016 |  | Denver Unit Cogen Plant | CC | NG |  | Natural Gas and Other Gases | n/a |  | 291 | 291 | 291 | SUMMER - CERTAIN 2018: 0; SUMMER - CERTAIN 2019: 0; SUMMER - CERTAIN 2020: 0; SUMMER - CERTAIN 2021: 0; SUMMER - CERTAIN 2022: 0; SUMMER - CERTAIN 2023: 0; SUMMER - CERTAIN 2024: 0; SUMMER - CERTAIN 2025: 0; SUMMER - CERTAIN 2026: 0; SUMMER - CERTAIN 2027: 0; SUMMER - CERTAIN 2028: 0; WINTER - CERTAIN 2018-19: 0; WINTER - CERTAIN 2019-20: 0; WINTER - CERTAIN 2020-21: 0; WINTER - CERTAIN 2021-22: 0; WINTER - CERTAIN 2022-23: 0; WINTER - CERTAIN 2023-24: 0; WINTER - CERTAIN 2024-25: 0; WINTER - CERTAIN 2025-26: 0; WINTER - CERTAIN 2026-27: 0; WINTER - CERTAIN 2027-28: 0; WINTER - CERTAIN 2028-29: 0
Cancelled | US |  |  |  | 09INR0018 |  | Rolling Oak 1 | WT | WND |  | Wind | n/a |  | 249 | 34.86 | 49.8 | SUMMER - CERTAIN 2018: 0; SUMMER - CERTAIN 2019: 0; SUMMER - CERTAIN 2020: 0; SUMMER - CERTAIN 2021: 0; SUMMER - CERTAIN 2022: 0; SUMMER - CERTAIN 2023: 0; SUMMER - CERTAIN 2024: 0; SUMMER - CERTAIN 2025: 0; SUMMER - CERTAIN 2026: 0; SUMMER - CERTAIN 2027: 0; SUMMER - CERTAIN 2028: 0; WINTER - CERTAIN 2018-19: 0; WINTER - CERTAIN 2019-20: 0; WINTER - CERTAIN 2020-21: 0; WINTER - CERTAIN 2021-22: 0; WINTER - CERTAIN 2022-23: 0; WINTER - CERTAIN 2023-24: 0; WINTER - CERTAIN 2024-25: 0; WINTER - CERTAIN 2025-26: 0; WINTER - CERTAIN 2026-27: 0; WINTER - CERTAIN 2027-28: 0; WINTER - CERTAIN 2028-29: 0
Cancelled | US |  |  |  | 09INR0019 |  | Hardeman County WF | WT | WND |  | Wind | n/a |  | 125 | 17.5 | 25 | SUMMER - CERTAIN 2018: 0; SUMMER - CERTAIN 2019: 0; SUMMER - CERTAIN 2020: 0; SUMMER - CERTAIN 2021: 0; SUMMER - CERTAIN 2022: 0; SUMMER - CERTAIN 2023: 0; SUMMER - CERTAIN 2024: 0; SUMMER - CERTAIN 2025: 0; SUMMER - CERTAIN 2026: 0; SUMMER - CERTAIN 2027: 0; SUMMER - CERTAIN 2028: 0; WINTER - CERTAIN 2018-19: 0; WINTER - CERTAIN 2019-20: 0; WINTER - CERTAIN 2020-21: 0; WINTER - CERTAIN 2021-22: 0; WINTER - CERTAIN 2022-23: 0; WINTER - CERTAIN 2023-24: 0; WINTER - CERTAIN 2024-25: 0; WINTER - CERTAIN 2025-26: 0; WINTER - CERTAIN 2026-27: 0; WINTER - CERTAIN 2027-28: 0; WINTER - CERTAIN 2028-29: 0
Cancelled | US |  |  |  | 09INR0020 |  | Yoakum County Cogen Addition | CC | NG |  | Natural Gas and Other Gases | n/a |  | 437 | 437 | 437 | SUMMER - CERTAIN 2018: 0; SUMMER - CERTAIN 2019: 0; SUMMER - CERTAIN 2020: 0; SUMMER - CERTAIN 2021: 0; SUMMER - CERTAIN 2022: 0; SUMMER - CERTAIN 2023: 0; SUMMER - CERTAIN 2024: 0; SUMMER - CERTAIN 2025: 0; SUMMER - CERTAIN 2026: 0; SUMMER - CERTAIN 2027: 0; SUMMER - CERTAIN 2028: 0; WINTER - CERTAIN 2018-19: 0; WINTER - CERTAIN 2019-20: 0; WINTER - CERTAIN 2020-21: 0; WINTER - CERTAIN 2021-22: 0; WINTER - CERTAIN 2022-23: 0; WINTER - CERTAIN 2023-24: 0; WINTER - CERTAIN 2024-25: 0; WINTER - CERTAIN 2025-26: 0; WINTER - CERTAIN 2026-27: 0; WINTER - CERTAIN 2027-28: 0; WINTER - CERTAIN 2028-29: 0
Cancelled | US |  |  |  | 09INR0022 |  | Galveston Offshore Wind | WT | WND |  | Wind | n/a |  | 300 | 42 | 60 | SUMMER - CERTAIN 2018: 0; SUMMER - CERTAIN 2019: 0; SUMMER - CERTAIN 2020: 0; SUMMER - CERTAIN 2021: 0; SUMMER - CERTAIN 2022: 0; SUMMER - CERTAIN 2023: 0; SUMMER - CERTAIN 2024: 0; SUMMER - CERTAIN 2025: 0; SUMMER - CERTAIN 2026: 0; SUMMER - CERTAIN 2027: 0; SUMMER - CERTAIN 2028: 0; WINTER - CERTAIN 2018-19: 0; WINTER - CERTAIN 2019-20: 0; WINTER - CERTAIN 2020-21: 0; WINTER - CERTAIN 2021-22: 0; WINTER - CERTAIN 2022-23: 0; WINTER - CERTAIN 2023-24: 0; WINTER - CERTAIN 2024-25: 0; WINTER - CERTAIN 2025-26: 0; WINTER - CERTAIN 2026-27: 0; WINTER - CERTAIN 2027-28: 0; WINTER - CERTAIN 2028-29: 0
Cancelled | US |  |  |  | 09INR0023 |  | Lost Pines Switch | CC | NG |  | Natural Gas and Other Gases | n/a |  | 0 | 0 | 0 | SUMMER - CERTAIN 2018: 0; SUMMER - CERTAIN 2019: 0; SUMMER - CERTAIN 2020: 0; SUMMER - CERTAIN 2021: 0; SUMMER - CERTAIN 2022: 0; SUMMER - CERTAIN 2023: 0; SUMMER - CERTAIN 2024: 0; SUMMER - CERTAIN 2025: 0; SUMMER - CERTAIN 2026: 0; SUMMER - CERTAIN 2027: 0; SUMMER - CERTAIN 2028: 0; WINTER - CERTAIN 2018-19: 0; WINTER - CERTAIN 2019-20: 0; WINTER - CERTAIN 2020-21: 0; WINTER - CERTAIN 2021-22: 0; WINTER - CERTAIN 2022-23: 0; WINTER - CERTAIN 2023-24: 0; WINTER - CERTAIN 2024-25: 0; WINTER - CERTAIN 2025-26: 0; WINTER - CERTAIN 2026-27: 0; WINTER - CERTAIN 2027-28: 0; WINTER - CERTAIN 2028-29: 0
Cancelled | US |  |  |  | 09INR0024 |  | B&B Panhandle Wind | WT | WND |  | Wind | n/a |  | 1001 | 140.14 | 200.2 | SUMMER - CERTAIN 2018: 0; SUMMER - CERTAIN 2019: 0; SUMMER - CERTAIN 2020: 0; SUMMER - CERTAIN 2021: 0; SUMMER - CERTAIN 2022: 0; SUMMER - CERTAIN 2023: 0; SUMMER - CERTAIN 2024: 0; SUMMER - CERTAIN 2025: 0; SUMMER - CERTAIN 2026: 0; SUMMER - CERTAIN 2027: 0; SUMMER - CERTAIN 2028: 0; WINTER - CERTAIN 2018-19: 0; WINTER - CERTAIN 2019-20: 0; WINTER - CERTAIN 2020-21: 0; WINTER - CERTAIN 2021-22: 0; WINTER - CERTAIN 2022-23: 0; WINTER - CERTAIN 2023-24: 0; WINTER - CERTAIN 2024-25: 0; WINTER - CERTAIN 2025-26: 0; WINTER - CERTAIN 2026-27: 0; WINTER - CERTAIN 2027-28: 0; WINTER - CERTAIN 2028-29: 0
Cancelled | US |  |  |  | 09INR0025 |  | Brady Wind | WT | WND |  | Wind | n/a |  | 180 | 25.2 | 36 | SUMMER - CERTAIN 2018: 0; SUMMER - CERTAIN 2019: 0; SUMMER - CERTAIN 2020: 0; SUMMER - CERTAIN 2021: 0; SUMMER - CERTAIN 2022: 0; SUMMER - CERTAIN 2023: 0; SUMMER - CERTAIN 2024: 0; SUMMER - CERTAIN 2025: 0; SUMMER - CERTAIN 2026: 0; SUMMER - CERTAIN 2027: 0; SUMMER - CERTAIN 2028: 0; WINTER - CERTAIN 2018-19: 0; WINTER - CERTAIN 2019-20: 0; WINTER - CERTAIN 2020-21: 0; WINTER - CERTAIN 2021-22: 0; WINTER - CERTAIN 2022-23: 0; WINTER - CERTAIN 2023-24: 0; WINTER - CERTAIN 2024-25: 0; WINTER - CERTAIN 2025-26: 0; WINTER - CERTAIN 2026-27: 0; WINTER - CERTAIN 2027-28: 0; WINTER - CERTAIN 2028-29: 0
Cancelled | US |  |  |  | 09INR0026 |  | Sterling Energy Center | WT | WND |  | Wind | n/a |  | 300 | 42 | 60 | SUMMER - CERTAIN 2018: 0; SUMMER - CERTAIN 2019: 0; SUMMER - CERTAIN 2020: 0; SUMMER - CERTAIN 2021: 0; SUMMER - CERTAIN 2022: 0; SUMMER - CERTAIN 2023: 0; SUMMER - CERTAIN 2024: 0; SUMMER - CERTAIN 2025: 0; SUMMER - CERTAIN 2026: 0; SUMMER - CERTAIN 2027: 0; SUMMER - CERTAIN 2028: 0; WINTER - CERTAIN 2018-19: 0; WINTER - CERTAIN 2019-20: 0; WINTER - CERTAIN 2020-21: 0; WINTER - CERTAIN 2021-22: 0; WINTER - CERTAIN 2022-23: 0; WINTER - CERTAIN 2023-24: 0; WINTER - CERTAIN 2024-25: 0; WINTER - CERTAIN 2025-26: 0; WINTER - CERTAIN 2026-27: 0; WINTER - CERTAIN 2027-28: 0; WINTER - CERTAIN 2028-29: 0
Cancelled | US |  |  |  | 09INR0026a |  | Sterling Energy Center | WT | WND |  | Wind | n/a |  | 200 | 28 | 40 | SUMMER - CERTAIN 2018: 0; SUMMER - CERTAIN 2019: 0; SUMMER - CERTAIN 2020: 0; SUMMER - CERTAIN 2021: 0; SUMMER - CERTAIN 2022: 0; SUMMER - CERTAIN 2023: 0; SUMMER - CERTAIN 2024: 0; SUMMER - CERTAIN 2025: 0; SUMMER - CERTAIN 2026: 0; SUMMER - CERTAIN 2027: 0; SUMMER - CERTAIN 2028: 0; WINTER - CERTAIN 2018-19: 0; WINTER - CERTAIN 2019-20: 0; WINTER - CERTAIN 2020-21: 0; WINTER - CERTAIN 2021-22: 0; WINTER - CERTAIN 2022-23: 0; WINTER - CERTAIN 2023-24: 0; WINTER - CERTAIN 2024-25: 0; WINTER - CERTAIN 2025-26: 0; WINTER - CERTAIN 2026-27: 0; WINTER - CERTAIN 2027-28: 0; WINTER - CERTAIN 2028-29: 0
Cancelled | US |  |  |  | 09INR0030 |  | Colorado Bend Phase 3 | CC | NG |  | Natural Gas and Other Gases | n/a |  | 275 | 275 | 275 | SUMMER - CERTAIN 2018: 0; SUMMER - CERTAIN 2019: 0; SUMMER - CERTAIN 2020: 0; SUMMER - CERTAIN 2021: 0; SUMMER - CERTAIN 2022: 0; SUMMER - CERTAIN 2023: 0; SUMMER - CERTAIN 2024: 0; SUMMER - CERTAIN 2025: 0; SUMMER - CERTAIN 2026: 0; SUMMER - CERTAIN 2027: 0; SUMMER - CERTAIN 2028: 0; WINTER - CERTAIN 2018-19: 0; WINTER - CERTAIN 2019-20: 0; WINTER - CERTAIN 2020-21: 0; WINTER - CERTAIN 2021-22: 0; WINTER - CERTAIN 2022-23: 0; WINTER - CERTAIN 2023-24: 0; WINTER - CERTAIN 2024-25: 0; WINTER - CERTAIN 2025-26: 0; WINTER - CERTAIN 2026-27: 0; WINTER - CERTAIN 2027-28: 0; WINTER - CERTAIN 2028-29: 0
Cancelled | US |  |  |  | 09INR0031 |  | Quail Run Phase III | CC | NG |  | Natural Gas and Other Gases | n/a |  | 275 | 275 | 275 | SUMMER - CERTAIN 2018: 0; SUMMER - CERTAIN 2019: 0; SUMMER - CERTAIN 2020: 0; SUMMER - CERTAIN 2021: 0; SUMMER - CERTAIN 2022: 0; SUMMER - CERTAIN 2023: 0; SUMMER - CERTAIN 2024: 0; SUMMER - CERTAIN 2025: 0; SUMMER - CERTAIN 2026: 0; SUMMER - CERTAIN 2027: 0; SUMMER - CERTAIN 2028: 0; WINTER - CERTAIN 2018-19: 0; WINTER - CERTAIN 2019-20: 0; WINTER - CERTAIN 2020-21: 0; WINTER - CERTAIN 2021-22: 0; WINTER - CERTAIN 2022-23: 0; WINTER - CERTAIN 2023-24: 0; WINTER - CERTAIN 2024-25: 0; WINTER - CERTAIN 2025-26: 0; WINTER - CERTAIN 2026-27: 0; WINTER - CERTAIN 2027-28: 0; WINTER - CERTAIN 2028-29: 0
Cancelled | US |  |  |  | 09INR0032 |  | CD Lancaster | ST | WDS |  | Biomass | n/a |  | 502 | 500 | 500 | SUMMER - CERTAIN 2018: 0; SUMMER - CERTAIN 2019: 0; SUMMER - CERTAIN 2020: 0; SUMMER - CERTAIN 2021: 0; SUMMER - CERTAIN 2022: 0; SUMMER - CERTAIN 2023: 0; SUMMER - CERTAIN 2024: 0; SUMMER - CERTAIN 2025: 0; SUMMER - CERTAIN 2026: 0; SUMMER - CERTAIN 2027: 0; SUMMER - CERTAIN 2028: 0; WINTER - CERTAIN 2018-19: 0; WINTER - CERTAIN 2019-20: 0; WINTER - CERTAIN 2020-21: 0; WINTER - CERTAIN 2021-22: 0; WINTER - CERTAIN 2022-23: 0; WINTER - CERTAIN 2023-24: 0; WINTER - CERTAIN 2024-25: 0; WINTER - CERTAIN 2025-26: 0; WINTER - CERTAIN 2026-27: 0; WINTER - CERTAIN 2027-28: 0; WINTER - CERTAIN 2028-29: 0
Cancelled | US |  |  |  | 09INR0033 |  | CD Harris | ST | WDS |  | Biomass | n/a |  | 502 | 500 | 500 | SUMMER - CERTAIN 2018: 0; SUMMER - CERTAIN 2019: 0; SUMMER - CERTAIN 2020: 0; SUMMER - CERTAIN 2021: 0; SUMMER - CERTAIN 2022: 0; SUMMER - CERTAIN 2023: 0; SUMMER - CERTAIN 2024: 0; SUMMER - CERTAIN 2025: 0; SUMMER - CERTAIN 2026: 0; SUMMER - CERTAIN 2027: 0; SUMMER - CERTAIN 2028: 0; WINTER - CERTAIN 2018-19: 0; WINTER - CERTAIN 2019-20: 0; WINTER - CERTAIN 2020-21: 0; WINTER - CERTAIN 2021-22: 0; WINTER - CERTAIN 2022-23: 0; WINTER - CERTAIN 2023-24: 0; WINTER - CERTAIN 2024-25: 0; WINTER - CERTAIN 2025-26: 0; WINTER - CERTAIN 2026-27: 0; WINTER - CERTAIN 2027-28: 0; WINTER - CERTAIN 2028-29: 0
Cancelled | US |  |  |  | 09INR0034 |  | Gatesville Wind Farm | WT | WND |  | Wind | n/a |  | 200 | 28 | 40 | SUMMER - CERTAIN 2018: 0; SUMMER - CERTAIN 2019: 0; SUMMER - CERTAIN 2020: 0; SUMMER - CERTAIN 2021: 0; SUMMER - CERTAIN 2022: 0; SUMMER - CERTAIN 2023: 0; SUMMER - CERTAIN 2024: 0; SUMMER - CERTAIN 2025: 0; SUMMER - CERTAIN 2026: 0; SUMMER - CERTAIN 2027: 0; SUMMER - CERTAIN 2028: 0; WINTER - CERTAIN 2018-19: 0; WINTER - CERTAIN 2019-20: 0; WINTER - CERTAIN 2020-21: 0; WINTER - CERTAIN 2021-22: 0; WINTER - CERTAIN 2022-23: 0; WINTER - CERTAIN 2023-24: 0; WINTER - CERTAIN 2024-25: 0; WINTER - CERTAIN 2025-26: 0; WINTER - CERTAIN 2026-27: 0; WINTER - CERTAIN 2027-28: 0; WINTER - CERTAIN 2028-29: 0
Cancelled | US |  |  |  | 09INR0035 |  | Rolling Oak 2 | WT | WND |  | Wind | n/a |  | 750 | 105 | 150 | SUMMER - CERTAIN 2018: 0; SUMMER - CERTAIN 2019: 0; SUMMER - CERTAIN 2020: 0; SUMMER - CERTAIN 2021: 0; SUMMER - CERTAIN 2022: 0; SUMMER - CERTAIN 2023: 0; SUMMER - CERTAIN 2024: 0; SUMMER - CERTAIN 2025: 0; SUMMER - CERTAIN 2026: 0; SUMMER - CERTAIN 2027: 0; SUMMER - CERTAIN 2028: 0; WINTER - CERTAIN 2018-19: 0; WINTER - CERTAIN 2019-20: 0; WINTER - CERTAIN 2020-21: 0; WINTER - CERTAIN 2021-22: 0; WINTER - CERTAIN 2022-23: 0; WINTER - CERTAIN 2023-24: 0; WINTER - CERTAIN 2024-25: 0; WINTER - CERTAIN 2025-26: 0; WINTER - CERTAIN 2026-27: 0; WINTER - CERTAIN 2027-28: 0; WINTER - CERTAIN 2028-29: 0
Cancelled | US |  |  |  | 09INR0036 |  | McAdoo Energy Center II | WT | WND |  | Wind | n/a |  | 500 | 70 | 100 | SUMMER - CERTAIN 2018: 0; SUMMER - CERTAIN 2019: 0; SUMMER - CERTAIN 2020: 0; SUMMER - CERTAIN 2021: 0; SUMMER - CERTAIN 2022: 0; SUMMER - CERTAIN 2023: 0; SUMMER - CERTAIN 2024: 0; SUMMER - CERTAIN 2025: 0; SUMMER - CERTAIN 2026: 0; SUMMER - CERTAIN 2027: 0; SUMMER - CERTAIN 2028: 0; WINTER - CERTAIN 2018-19: 0; WINTER - CERTAIN 2019-20: 0; WINTER - CERTAIN 2020-21: 0; WINTER - CERTAIN 2021-22: 0; WINTER - CERTAIN 2022-23: 0; WINTER - CERTAIN 2023-24: 0; WINTER - CERTAIN 2024-25: 0; WINTER - CERTAIN 2025-26: 0; WINTER - CERTAIN 2026-27: 0; WINTER - CERTAIN 2027-28: 0; WINTER - CERTAIN 2028-29: 0
Cancelled | US |  |  |  | 09INR0037 |  | Scurry County Wind III | WT | WND |  | Wind | n/a |  | 350 | 49 | 70 | SUMMER - CERTAIN 2018: 0; SUMMER - CERTAIN 2019: 0; SUMMER - CERTAIN 2020: 0; SUMMER - CERTAIN 2021: 0; SUMMER - CERTAIN 2022: 0; SUMMER - CERTAIN 2023: 0; SUMMER - CERTAIN 2024: 0; SUMMER - CERTAIN 2025: 0; SUMMER - CERTAIN 2026: 0; SUMMER - CERTAIN 2027: 0; SUMMER - CERTAIN 2028: 0; WINTER - CERTAIN 2018-19: 0; WINTER - CERTAIN 2019-20: 0; WINTER - CERTAIN 2020-21: 0; WINTER - CERTAIN 2021-22: 0; WINTER - CERTAIN 2022-23: 0; WINTER - CERTAIN 2023-24: 0; WINTER - CERTAIN 2024-25: 0; WINTER - CERTAIN 2025-26: 0; WINTER - CERTAIN 2026-27: 0; WINTER - CERTAIN 2027-28: 0; WINTER - CERTAIN 2028-29: 0
Cancelled | US |  |  |  | 09INR0040 |  | Pampa Wind Farm | WT | WND |  | Wind | n/a |  | 499 | 69.86 | 99.8 | SUMMER - CERTAIN 2018: 0; SUMMER - CERTAIN 2019: 0; SUMMER - CERTAIN 2020: 0; SUMMER - CERTAIN 2021: 0; SUMMER - CERTAIN 2022: 0; SUMMER - CERTAIN 2023: 0; SUMMER - CERTAIN 2024: 0; SUMMER - CERTAIN 2025: 0; SUMMER - CERTAIN 2026: 0; SUMMER - CERTAIN 2027: 0; SUMMER - CERTAIN 2028: 0; WINTER - CERTAIN 2018-19: 0; WINTER - CERTAIN 2019-20: 0; WINTER - CERTAIN 2020-21: 0; WINTER - CERTAIN 2021-22: 0; WINTER - CERTAIN 2022-23: 0; WINTER - CERTAIN 2023-24: 0; WINTER - CERTAIN 2024-25: 0; WINTER - CERTAIN 2025-26: 0; WINTER - CERTAIN 2026-27: 0; WINTER - CERTAIN 2027-28: 0; WINTER - CERTAIN 2028-29: 0
Cancelled | US |  |  |  | 09INR0041 |  | Mitchell I Windpark 1 | WT | WND |  | Wind | n/a |  | 300 | 42 | 60 | SUMMER - CERTAIN 2018: 0; SUMMER - CERTAIN 2019: 0; SUMMER - CERTAIN 2020: 0; SUMMER - CERTAIN 2021: 0; SUMMER - CERTAIN 2022: 0; SUMMER - CERTAIN 2023: 0; SUMMER - CERTAIN 2024: 0; SUMMER - CERTAIN 2025: 0; SUMMER - CERTAIN 2026: 0; SUMMER - CERTAIN 2027: 0; SUMMER - CERTAIN 2028: 0; WINTER - CERTAIN 2018-19: 0; WINTER - CERTAIN 2019-20: 0; WINTER - CERTAIN 2020-21: 0; WINTER - CERTAIN 2021-22: 0; WINTER - CERTAIN 2022-23: 0; WINTER - CERTAIN 2023-24: 0; WINTER - CERTAIN 2024-25: 0; WINTER - CERTAIN 2025-26: 0; WINTER - CERTAIN 2026-27: 0; WINTER - CERTAIN 2027-28: 0; WINTER - CERTAIN 2028-29: 0
Cancelled | US |  |  |  | 09INR0042 |  | Mitchell I Windpark 2 | WT | WND |  | Wind | n/a |  | 750 | 105 | 150 | SUMMER - CERTAIN 2018: 0; SUMMER - CERTAIN 2019: 0; SUMMER - CERTAIN 2020: 0; SUMMER - CERTAIN 2021: 0; SUMMER - CERTAIN 2022: 0; SUMMER - CERTAIN 2023: 0; SUMMER - CERTAIN 2024: 0; SUMMER - CERTAIN 2025: 0; SUMMER - CERTAIN 2026: 0; SUMMER - CERTAIN 2027: 0; SUMMER - CERTAIN 2028: 0; WINTER - CERTAIN 2018-19: 0; WINTER - CERTAIN 2019-20: 0; WINTER - CERTAIN 2020-21: 0; WINTER - CERTAIN 2021-22: 0; WINTER - CERTAIN 2022-23: 0; WINTER - CERTAIN 2023-24: 0; WINTER - CERTAIN 2024-25: 0; WINTER - CERTAIN 2025-26: 0; WINTER - CERTAIN 2026-27: 0; WINTER - CERTAIN 2027-28: 0; WINTER - CERTAIN 2028-29: 0
Cancelled | US |  |  |  | 09INR0043 |  | Throckmorton Wind FARM - B&B | WT | WND |  | Wind | n/a |  | 300 | 42 | 60 | SUMMER - CERTAIN 2018: 0; SUMMER - CERTAIN 2019: 0; SUMMER - CERTAIN 2020: 0; SUMMER - CERTAIN 2021: 0; SUMMER - CERTAIN 2022: 0; SUMMER - CERTAIN 2023: 0; SUMMER - CERTAIN 2024: 0; SUMMER - CERTAIN 2025: 0; SUMMER - CERTAIN 2026: 0; SUMMER - CERTAIN 2027: 0; SUMMER - CERTAIN 2028: 0; WINTER - CERTAIN 2018-19: 0; WINTER - CERTAIN 2019-20: 0; WINTER - CERTAIN 2020-21: 0; WINTER - CERTAIN 2021-22: 0; WINTER - CERTAIN 2022-23: 0; WINTER - CERTAIN 2023-24: 0; WINTER - CERTAIN 2024-25: 0; WINTER - CERTAIN 2025-26: 0; WINTER - CERTAIN 2026-27: 0; WINTER - CERTAIN 2027-28: 0; WINTER - CERTAIN 2028-29: 0
Cancelled | US |  |  |  | 09INR0044 |  | Jackson Mountain Wind Ranch 2 | WT | WND |  | Wind | n/a |  | 60 | 8.4 | 12 | SUMMER - CERTAIN 2018: 0; SUMMER - CERTAIN 2019: 0; SUMMER - CERTAIN 2020: 0; SUMMER - CERTAIN 2021: 0; SUMMER - CERTAIN 2022: 0; SUMMER - CERTAIN 2023: 0; SUMMER - CERTAIN 2024: 0; SUMMER - CERTAIN 2025: 0; SUMMER - CERTAIN 2026: 0; SUMMER - CERTAIN 2027: 0; SUMMER - CERTAIN 2028: 0; WINTER - CERTAIN 2018-19: 0; WINTER - CERTAIN 2019-20: 0; WINTER - CERTAIN 2020-21: 0; WINTER - CERTAIN 2021-22: 0; WINTER - CERTAIN 2022-23: 0; WINTER - CERTAIN 2023-24: 0; WINTER - CERTAIN 2024-25: 0; WINTER - CERTAIN 2025-26: 0; WINTER - CERTAIN 2026-27: 0; WINTER - CERTAIN 2027-28: 0; WINTER - CERTAIN 2028-29: 0
Cancelled | US |  |  |  | 09INR0046 |  | Navasota Grimes |  | NG | CC | Natural Gas and Other Gases | n/a |  | 312 | 312 | 312 | SUMMER - CERTAIN 2018: 0; SUMMER - CERTAIN 2019: 0; SUMMER - CERTAIN 2020: 0; SUMMER - CERTAIN 2021: 0; SUMMER - CERTAIN 2022: 0; SUMMER - CERTAIN 2023: 0; SUMMER - CERTAIN 2024: 0; SUMMER - CERTAIN 2025: 0; SUMMER - CERTAIN 2026: 0; SUMMER - CERTAIN 2027: 0; SUMMER - CERTAIN 2028: 0; WINTER - CERTAIN 2018-19: 0; WINTER - CERTAIN 2019-20: 0; WINTER - CERTAIN 2020-21: 0; WINTER - CERTAIN 2021-22: 0; WINTER - CERTAIN 2022-23: 0; WINTER - CERTAIN 2023-24: 0; WINTER - CERTAIN 2024-25: 0; WINTER - CERTAIN 2025-26: 0; WINTER - CERTAIN 2026-27: 0; WINTER - CERTAIN 2027-28: 0; WINTER - CERTAIN 2028-29: 0
Cancelled | US |  |  |  | 09INR0048 |  | Keechi Creek Wind Farm | WT | WND |  | Wind | n/a |  | 113 | 15.82 | 22.6 | SUMMER - CERTAIN 2018: 0; SUMMER - CERTAIN 2019: 0; SUMMER - CERTAIN 2020: 0; SUMMER - CERTAIN 2021: 0; SUMMER - CERTAIN 2022: 0; SUMMER - CERTAIN 2023: 0; SUMMER - CERTAIN 2024: 0; SUMMER - CERTAIN 2025: 0; SUMMER - CERTAIN 2026: 0; SUMMER - CERTAIN 2027: 0; SUMMER - CERTAIN 2028: 0; WINTER - CERTAIN 2018-19: 0; WINTER - CERTAIN 2019-20: 0; WINTER - CERTAIN 2020-21: 0; WINTER - CERTAIN 2021-22: 0; WINTER - CERTAIN 2022-23: 0; WINTER - CERTAIN 2023-24: 0; WINTER - CERTAIN 2024-25: 0; WINTER - CERTAIN 2025-26: 0; WINTER - CERTAIN 2026-27: 0; WINTER - CERTAIN 2027-28: 0; WINTER - CERTAIN 2028-29: 0
Cancelled | US |  |  |  | 09INR0049 |  | Matagorda | CC | NG |  | Natural Gas and Other Gases | n/a |  | 1200 | 1200 | 1200 | SUMMER - CERTAIN 2018: 0; SUMMER - CERTAIN 2019: 0; SUMMER - CERTAIN 2020: 0; SUMMER - CERTAIN 2021: 0; SUMMER - CERTAIN 2022: 0; SUMMER - CERTAIN 2023: 0; SUMMER - CERTAIN 2024: 0; SUMMER - CERTAIN 2025: 0; SUMMER - CERTAIN 2026: 0; SUMMER - CERTAIN 2027: 0; SUMMER - CERTAIN 2028: 0; WINTER - CERTAIN 2018-19: 0; WINTER - CERTAIN 2019-20: 0; WINTER - CERTAIN 2020-21: 0; WINTER - CERTAIN 2021-22: 0; WINTER - CERTAIN 2022-23: 0; WINTER - CERTAIN 2023-24: 0; WINTER - CERTAIN 2024-25: 0; WINTER - CERTAIN 2025-26: 0; WINTER - CERTAIN 2026-27: 0; WINTER - CERTAIN 2027-28: 0; WINTER - CERTAIN 2028-29: 0
Cancelled | US |  |  |  | 09INR0050 |  | Fannin | CC | NG |  | Natural Gas and Other Gases | n/a |  | 1200 | 1200 | 1200 | SUMMER - CERTAIN 2018: 0; SUMMER - CERTAIN 2019: 0; SUMMER - CERTAIN 2020: 0; SUMMER - CERTAIN 2021: 0; SUMMER - CERTAIN 2022: 0; SUMMER - CERTAIN 2023: 0; SUMMER - CERTAIN 2024: 0; SUMMER - CERTAIN 2025: 0; SUMMER - CERTAIN 2026: 0; SUMMER - CERTAIN 2027: 0; SUMMER - CERTAIN 2028: 0; WINTER - CERTAIN 2018-19: 0; WINTER - CERTAIN 2019-20: 0; WINTER - CERTAIN 2020-21: 0; WINTER - CERTAIN 2021-22: 0; WINTER - CERTAIN 2022-23: 0; WINTER - CERTAIN 2023-24: 0; WINTER - CERTAIN 2024-25: 0; WINTER - CERTAIN 2025-26: 0; WINTER - CERTAIN 2026-27: 0; WINTER - CERTAIN 2027-28: 0; WINTER - CERTAIN 2028-29: 0
Cancelled | US |  |  |  | 09INR0052 |  | Wichita | WT | WND |  | Wind | n/a |  | 225 | 31.5 | 45 | SUMMER - CERTAIN 2018: 0; SUMMER - CERTAIN 2019: 0; SUMMER - CERTAIN 2020: 0; SUMMER - CERTAIN 2021: 0; SUMMER - CERTAIN 2022: 0; SUMMER - CERTAIN 2023: 0; SUMMER - CERTAIN 2024: 0; SUMMER - CERTAIN 2025: 0; SUMMER - CERTAIN 2026: 0; SUMMER - CERTAIN 2027: 0; SUMMER - CERTAIN 2028: 0; WINTER - CERTAIN 2018-19: 0; WINTER - CERTAIN 2019-20: 0; WINTER - CERTAIN 2020-21: 0; WINTER - CERTAIN 2021-22: 0; WINTER - CERTAIN 2022-23: 0; WINTER - CERTAIN 2023-24: 0; WINTER - CERTAIN 2024-25: 0; WINTER - CERTAIN 2025-26: 0; WINTER - CERTAIN 2026-27: 0; WINTER - CERTAIN 2027-28: 0; WINTER - CERTAIN 2028-29: 0
Cancelled | US |  |  |  | 09INR0053 |  | Childress | WT | WND |  | Wind | n/a |  | 200 | 28 | 40 | SUMMER - CERTAIN 2018: 0; SUMMER - CERTAIN 2019: 0; SUMMER - CERTAIN 2020: 0; SUMMER - CERTAIN 2021: 0; SUMMER - CERTAIN 2022: 0; SUMMER - CERTAIN 2023: 0; SUMMER - CERTAIN 2024: 0; SUMMER - CERTAIN 2025: 0; SUMMER - CERTAIN 2026: 0; SUMMER - CERTAIN 2027: 0; SUMMER - CERTAIN 2028: 0; WINTER - CERTAIN 2018-19: 0; WINTER - CERTAIN 2019-20: 0; WINTER - CERTAIN 2020-21: 0; WINTER - CERTAIN 2021-22: 0; WINTER - CERTAIN 2022-23: 0; WINTER - CERTAIN 2023-24: 0; WINTER - CERTAIN 2024-25: 0; WINTER - CERTAIN 2025-26: 0; WINTER - CERTAIN 2026-27: 0; WINTER - CERTAIN 2027-28: 0; WINTER - CERTAIN 2028-29: 0
Cancelled | US |  |  |  | 09INR0054 |  | Spur Ridge Wind | WT | WND |  | Wind | n/a |  | 148.5 | 20.79 | 29.7 | SUMMER - CERTAIN 2018: 0; SUMMER - CERTAIN 2019: 0; SUMMER - CERTAIN 2020: 0; SUMMER - CERTAIN 2021: 0; SUMMER - CERTAIN 2022: 0; SUMMER - CERTAIN 2023: 0; SUMMER - CERTAIN 2024: 0; SUMMER - CERTAIN 2025: 0; SUMMER - CERTAIN 2026: 0; SUMMER - CERTAIN 2027: 0; SUMMER - CERTAIN 2028: 0; WINTER - CERTAIN 2018-19: 0; WINTER - CERTAIN 2019-20: 0; WINTER - CERTAIN 2020-21: 0; WINTER - CERTAIN 2021-22: 0; WINTER - CERTAIN 2022-23: 0; WINTER - CERTAIN 2023-24: 0; WINTER - CERTAIN 2024-25: 0; WINTER - CERTAIN 2025-26: 0; WINTER - CERTAIN 2026-27: 0; WINTER - CERTAIN 2027-28: 0; WINTER - CERTAIN 2028-29: 0
Cancelled | US |  |  |  | 09INR0055 |  | Rattlesnake Wind Farm | WT | WND |  | Wind | n/a |  | 200 | 28 | 40 | SUMMER - CERTAIN 2018: 0; SUMMER - CERTAIN 2019: 0; SUMMER - CERTAIN 2020: 0; SUMMER - CERTAIN 2021: 0; SUMMER - CERTAIN 2022: 0; SUMMER - CERTAIN 2023: 0; SUMMER - CERTAIN 2024: 0; SUMMER - CERTAIN 2025: 0; SUMMER - CERTAIN 2026: 0; SUMMER - CERTAIN 2027: 0; SUMMER - CERTAIN 2028: 0; WINTER - CERTAIN 2018-19: 0; WINTER - CERTAIN 2019-20: 0; WINTER - CERTAIN 2020-21: 0; WINTER - CERTAIN 2021-22: 0; WINTER - CERTAIN 2022-23: 0; WINTER - CERTAIN 2023-24: 0; WINTER - CERTAIN 2024-25: 0; WINTER - CERTAIN 2025-26: 0; WINTER - CERTAIN 2026-27: 0; WINTER - CERTAIN 2027-28: 0; WINTER - CERTAIN 2028-29: 0
Cancelled | US |  |  |  | 09INR0056 |  | Encinal Wind Farm | WT | WND |  | Wind | n/a |  | 120 | 16.8 | 24 | SUMMER - CERTAIN 2018: 0; SUMMER - CERTAIN 2019: 0; SUMMER - CERTAIN 2020: 0; SUMMER - CERTAIN 2021: 0; SUMMER - CERTAIN 2022: 0; SUMMER - CERTAIN 2023: 0; SUMMER - CERTAIN 2024: 0; SUMMER - CERTAIN 2025: 0; SUMMER - CERTAIN 2026: 0; SUMMER - CERTAIN 2027: 0; SUMMER - CERTAIN 2028: 0; WINTER - CERTAIN 2018-19: 0; WINTER - CERTAIN 2019-20: 0; WINTER - CERTAIN 2020-21: 0; WINTER - CERTAIN 2021-22: 0; WINTER - CERTAIN 2022-23: 0; WINTER - CERTAIN 2023-24: 0; WINTER - CERTAIN 2024-25: 0; WINTER - CERTAIN 2025-26: 0; WINTER - CERTAIN 2026-27: 0; WINTER - CERTAIN 2027-28: 0; WINTER - CERTAIN 2028-29: 0
Cancelled | US |  |  |  | 09INR0057 |  | Evant Wind Farm | WT | WND |  | Wind | n/a |  | 60 | 8.4 | 12 | SUMMER - CERTAIN 2018: 0; SUMMER - CERTAIN 2019: 0; SUMMER - CERTAIN 2020: 0; SUMMER - CERTAIN 2021: 0; SUMMER - CERTAIN 2022: 0; SUMMER - CERTAIN 2023: 0; SUMMER - CERTAIN 2024: 0; SUMMER - CERTAIN 2025: 0; SUMMER - CERTAIN 2026: 0; SUMMER - CERTAIN 2027: 0; SUMMER - CERTAIN 2028: 0; WINTER - CERTAIN 2018-19: 0; WINTER - CERTAIN 2019-20: 0; WINTER - CERTAIN 2020-21: 0; WINTER - CERTAIN 2021-22: 0; WINTER - CERTAIN 2022-23: 0; WINTER - CERTAIN 2023-24: 0; WINTER - CERTAIN 2024-25: 0; WINTER - CERTAIN 2025-26: 0; WINTER - CERTAIN 2026-27: 0; WINTER - CERTAIN 2027-28: 0; WINTER - CERTAIN 2028-29: 0
Cancelled | US |  |  |  | 09INR0058 |  | Gunsight Mountain II | WT | WND |  | Wind | n/a |  | 250 | 35 | 50 | SUMMER - CERTAIN 2018: 0; SUMMER - CERTAIN 2019: 0; SUMMER - CERTAIN 2020: 0; SUMMER - CERTAIN 2021: 0; SUMMER - CERTAIN 2022: 0; SUMMER - CERTAIN 2023: 0; SUMMER - CERTAIN 2024: 0; SUMMER - CERTAIN 2025: 0; SUMMER - CERTAIN 2026: 0; SUMMER - CERTAIN 2027: 0; SUMMER - CERTAIN 2028: 0; WINTER - CERTAIN 2018-19: 0; WINTER - CERTAIN 2019-20: 0; WINTER - CERTAIN 2020-21: 0; WINTER - CERTAIN 2021-22: 0; WINTER - CERTAIN 2022-23: 0; WINTER - CERTAIN 2023-24: 0; WINTER - CERTAIN 2024-25: 0; WINTER - CERTAIN 2025-26: 0; WINTER - CERTAIN 2026-27: 0; WINTER - CERTAIN 2027-28: 0; WINTER - CERTAIN 2028-29: 0
Cancelled | US |  |  |  | 09INR0060 |  | Stephens Wind Farm | WT | WND |  | Wind | n/a |  | 141 | 19.74 | 28.2 | SUMMER - CERTAIN 2018: 0; SUMMER - CERTAIN 2019: 0; SUMMER - CERTAIN 2020: 0; SUMMER - CERTAIN 2021: 0; SUMMER - CERTAIN 2022: 0; SUMMER - CERTAIN 2023: 0; SUMMER - CERTAIN 2024: 0; SUMMER - CERTAIN 2025: 0; SUMMER - CERTAIN 2026: 0; SUMMER - CERTAIN 2027: 0; SUMMER - CERTAIN 2028: 0; WINTER - CERTAIN 2018-19: 0; WINTER - CERTAIN 2019-20: 0; WINTER - CERTAIN 2020-21: 0; WINTER - CERTAIN 2021-22: 0; WINTER - CERTAIN 2022-23: 0; WINTER - CERTAIN 2023-24: 0; WINTER - CERTAIN 2024-25: 0; WINTER - CERTAIN 2025-26: 0; WINTER - CERTAIN 2026-27: 0; WINTER - CERTAIN 2027-28: 0; WINTER - CERTAIN 2028-29: 0
Cancelled | US |  |  |  | 09INR0062 |  | Star Mountain - Airtricity | WT | WND |  | Wind | n/a |  | 140 | 19.6 | 28 | SUMMER - CERTAIN 2018: 0; SUMMER - CERTAIN 2019: 0; SUMMER - CERTAIN 2020: 0; SUMMER - CERTAIN 2021: 0; SUMMER - CERTAIN 2022: 0; SUMMER - CERTAIN 2023: 0; SUMMER - CERTAIN 2024: 0; SUMMER - CERTAIN 2025: 0; SUMMER - CERTAIN 2026: 0; SUMMER - CERTAIN 2027: 0; SUMMER - CERTAIN 2028: 0; WINTER - CERTAIN 2018-19: 0; WINTER - CERTAIN 2019-20: 0; WINTER - CERTAIN 2020-21: 0; WINTER - CERTAIN 2021-22: 0; WINTER - CERTAIN 2022-23: 0; WINTER - CERTAIN 2023-24: 0; WINTER - CERTAIN 2024-25: 0; WINTER - CERTAIN 2025-26: 0; WINTER - CERTAIN 2026-27: 0; WINTER - CERTAIN 2027-28: 0; WINTER - CERTAIN 2028-29: 0
Cancelled | US |  |  |  | 09INR0063 |  | Lon C. Hill Power Station | CC | NG |  | Natural Gas and Other Gases | n/a |  | 289 | 289 | 289 | SUMMER - CERTAIN 2018: 0; SUMMER - CERTAIN 2019: 0; SUMMER - CERTAIN 2020: 0; SUMMER - CERTAIN 2021: 0; SUMMER - CERTAIN 2022: 0; SUMMER - CERTAIN 2023: 0; SUMMER - CERTAIN 2024: 0; SUMMER - CERTAIN 2025: 0; SUMMER - CERTAIN 2026: 0; SUMMER - CERTAIN 2027: 0; SUMMER - CERTAIN 2028: 0; WINTER - CERTAIN 2018-19: 0; WINTER - CERTAIN 2019-20: 0; WINTER - CERTAIN 2020-21: 0; WINTER - CERTAIN 2021-22: 0; WINTER - CERTAIN 2022-23: 0; WINTER - CERTAIN 2023-24: 0; WINTER - CERTAIN 2024-25: 0; WINTER - CERTAIN 2025-26: 0; WINTER - CERTAIN 2026-27: 0; WINTER - CERTAIN 2027-28: 0; WINTER - CERTAIN 2028-29: 0
Cancelled | US |  |  |  | 09INR0064 |  | Coyote Run Wind Farm Addition | WT | WND |  | Wind | n/a |  | 41 | 5.74 | 8.2 | SUMMER - CERTAIN 2018: 0; SUMMER - CERTAIN 2019: 0; SUMMER - CERTAIN 2020: 0; SUMMER - CERTAIN 2021: 0; SUMMER - CERTAIN 2022: 0; SUMMER - CERTAIN 2023: 0; SUMMER - CERTAIN 2024: 0; SUMMER - CERTAIN 2025: 0; SUMMER - CERTAIN 2026: 0; SUMMER - CERTAIN 2027: 0; SUMMER - CERTAIN 2028: 0; WINTER - CERTAIN 2018-19: 0; WINTER - CERTAIN 2019-20: 0; WINTER - CERTAIN 2020-21: 0; WINTER - CERTAIN 2021-22: 0; WINTER - CERTAIN 2022-23: 0; WINTER - CERTAIN 2023-24: 0; WINTER - CERTAIN 2024-25: 0; WINTER - CERTAIN 2025-26: 0; WINTER - CERTAIN 2026-27: 0; WINTER - CERTAIN 2027-28: 0; WINTER - CERTAIN 2028-29: 0
Cancelled | US |  |  |  | 09INR0065 |  | Vaquillas Wind Farm | WT | WND |  | Wind | n/a |  | 150 | 21 | 30 | SUMMER - CERTAIN 2018: 0; SUMMER - CERTAIN 2019: 0; SUMMER - CERTAIN 2020: 0; SUMMER - CERTAIN 2021: 0; SUMMER - CERTAIN 2022: 0; SUMMER - CERTAIN 2023: 0; SUMMER - CERTAIN 2024: 0; SUMMER - CERTAIN 2025: 0; SUMMER - CERTAIN 2026: 0; SUMMER - CERTAIN 2027: 0; SUMMER - CERTAIN 2028: 0; WINTER - CERTAIN 2018-19: 0; WINTER - CERTAIN 2019-20: 0; WINTER - CERTAIN 2020-21: 0; WINTER - CERTAIN 2021-22: 0; WINTER - CERTAIN 2022-23: 0; WINTER - CERTAIN 2023-24: 0; WINTER - CERTAIN 2024-25: 0; WINTER - CERTAIN 2025-26: 0; WINTER - CERTAIN 2026-27: 0; WINTER - CERTAIN 2027-28: 0; WINTER - CERTAIN 2028-29: 0
Cancelled | US |  |  |  | 09INR0066 |  | Cohen's Star | WT | WND |  | Wind | n/a |  | 400 | 56 | 80 | SUMMER - CERTAIN 2018: 0; SUMMER - CERTAIN 2019: 0; SUMMER - CERTAIN 2020: 0; SUMMER - CERTAIN 2021: 0; SUMMER - CERTAIN 2022: 0; SUMMER - CERTAIN 2023: 0; SUMMER - CERTAIN 2024: 0; SUMMER - CERTAIN 2025: 0; SUMMER - CERTAIN 2026: 0; SUMMER - CERTAIN 2027: 0; SUMMER - CERTAIN 2028: 0; WINTER - CERTAIN 2018-19: 0; WINTER - CERTAIN 2019-20: 0; WINTER - CERTAIN 2020-21: 0; WINTER - CERTAIN 2021-22: 0; WINTER - CERTAIN 2022-23: 0; WINTER - CERTAIN 2023-24: 0; WINTER - CERTAIN 2024-25: 0; WINTER - CERTAIN 2025-26: 0; WINTER - CERTAIN 2026-27: 0; WINTER - CERTAIN 2027-28: 0; WINTER - CERTAIN 2028-29: 0
Cancelled | US |  |  |  | 09INR0067a |  | PSEG Renewable Generation - Phase 1 | WT | WND |  | Wind | n/a |  | 139.5 | 19.53 | 27.9 | SUMMER - CERTAIN 2018: 0; SUMMER - CERTAIN 2019: 0; SUMMER - CERTAIN 2020: 0; SUMMER - CERTAIN 2021: 0; SUMMER - CERTAIN 2022: 0; SUMMER - CERTAIN 2023: 0; SUMMER - CERTAIN 2024: 0; SUMMER - CERTAIN 2025: 0; SUMMER - CERTAIN 2026: 0; SUMMER - CERTAIN 2027: 0; SUMMER - CERTAIN 2028: 0; WINTER - CERTAIN 2018-19: 0; WINTER - CERTAIN 2019-20: 0; WINTER - CERTAIN 2020-21: 0; WINTER - CERTAIN 2021-22: 0; WINTER - CERTAIN 2022-23: 0; WINTER - CERTAIN 2023-24: 0; WINTER - CERTAIN 2024-25: 0; WINTER - CERTAIN 2025-26: 0; WINTER - CERTAIN 2026-27: 0; WINTER - CERTAIN 2027-28: 0; WINTER - CERTAIN 2028-29: 0
Cancelled | US |  |  |  | 09INR0067b |  | PSEG Renewable Generation - Phase 2 | WT | WND |  | Wind | n/a |  | 139.5 | 19.53 | 27.9 | SUMMER - CERTAIN 2018: 0; SUMMER - CERTAIN 2019: 0; SUMMER - CERTAIN 2020: 0; SUMMER - CERTAIN 2021: 0; SUMMER - CERTAIN 2022: 0; SUMMER - CERTAIN 2023: 0; SUMMER - CERTAIN 2024: 0; SUMMER - CERTAIN 2025: 0; SUMMER - CERTAIN 2026: 0; SUMMER - CERTAIN 2027: 0; SUMMER - CERTAIN 2028: 0; WINTER - CERTAIN 2018-19: 0; WINTER - CERTAIN 2019-20: 0; WINTER - CERTAIN 2020-21: 0; WINTER - CERTAIN 2021-22: 0; WINTER - CERTAIN 2022-23: 0; WINTER - CERTAIN 2023-24: 0; WINTER - CERTAIN 2024-25: 0; WINTER - CERTAIN 2025-26: 0; WINTER - CERTAIN 2026-27: 0; WINTER - CERTAIN 2027-28: 0; WINTER - CERTAIN 2028-29: 0
Cancelled | US |  |  |  | 09INR0067c |  | PSEG Renewable Generation - Phase 3 | WT | WND |  | Wind | n/a |  | 139.5 | 19.53 | 27.9 | SUMMER - CERTAIN 2018: 0; SUMMER - CERTAIN 2019: 0; SUMMER - CERTAIN 2020: 0; SUMMER - CERTAIN 2021: 0; SUMMER - CERTAIN 2022: 0; SUMMER - CERTAIN 2023: 0; SUMMER - CERTAIN 2024: 0; SUMMER - CERTAIN 2025: 0; SUMMER - CERTAIN 2026: 0; SUMMER - CERTAIN 2027: 0; SUMMER - CERTAIN 2028: 0; WINTER - CERTAIN 2018-19: 0; WINTER - CERTAIN 2019-20: 0; WINTER - CERTAIN 2020-21: 0; WINTER - CERTAIN 2021-22: 0; WINTER - CERTAIN 2022-23: 0; WINTER - CERTAIN 2023-24: 0; WINTER - CERTAIN 2024-25: 0; WINTER - CERTAIN 2025-26: 0; WINTER - CERTAIN 2026-27: 0; WINTER - CERTAIN 2027-28: 0; WINTER - CERTAIN 2028-29: 0
Cancelled | US |  |  |  | 09INR0067d |  | PSEG Renewable Generation - Phase 4 | WT | WND |  | Wind | n/a |  | 139.5 | 19.53 | 27.9 | SUMMER - CERTAIN 2018: 0; SUMMER - CERTAIN 2019: 0; SUMMER - CERTAIN 2020: 0; SUMMER - CERTAIN 2021: 0; SUMMER - CERTAIN 2022: 0; SUMMER - CERTAIN 2023: 0; SUMMER - CERTAIN 2024: 0; SUMMER - CERTAIN 2025: 0; SUMMER - CERTAIN 2026: 0; SUMMER - CERTAIN 2027: 0; SUMMER - CERTAIN 2028: 0; WINTER - CERTAIN 2018-19: 0; WINTER - CERTAIN 2019-20: 0; WINTER - CERTAIN 2020-21: 0; WINTER - CERTAIN 2021-22: 0; WINTER - CERTAIN 2022-23: 0; WINTER - CERTAIN 2023-24: 0; WINTER - CERTAIN 2024-25: 0; WINTER - CERTAIN 2025-26: 0; WINTER - CERTAIN 2026-27: 0; WINTER - CERTAIN 2027-28: 0; WINTER - CERTAIN 2028-29: 0
Cancelled | US |  |  |  | 09INR0068 |  | Airtricity Panther Creek 4 | WT | WND |  | Wind | n/a |  | 70 | 9.8 | 14 | SUMMER - CERTAIN 2018: 0; SUMMER - CERTAIN 2019: 0; SUMMER - CERTAIN 2020: 0; SUMMER - CERTAIN 2021: 0; SUMMER - CERTAIN 2022: 0; SUMMER - CERTAIN 2023: 0; SUMMER - CERTAIN 2024: 0; SUMMER - CERTAIN 2025: 0; SUMMER - CERTAIN 2026: 0; SUMMER - CERTAIN 2027: 0; SUMMER - CERTAIN 2028: 0; WINTER - CERTAIN 2018-19: 0; WINTER - CERTAIN 2019-20: 0; WINTER - CERTAIN 2020-21: 0; WINTER - CERTAIN 2021-22: 0; WINTER - CERTAIN 2022-23: 0; WINTER - CERTAIN 2023-24: 0; WINTER - CERTAIN 2024-25: 0; WINTER - CERTAIN 2025-26: 0; WINTER - CERTAIN 2026-27: 0; WINTER - CERTAIN 2027-28: 0; WINTER - CERTAIN 2028-29: 0
Cancelled | US |  |  |  | 09INR0069 |  | Big Lake Windfarm | WT | WND |  | Wind | n/a |  | 36 | 5.04 | 7.2 | SUMMER - CERTAIN 2018: 0; SUMMER - CERTAIN 2019: 0; SUMMER - CERTAIN 2020: 0; SUMMER - CERTAIN 2021: 0; SUMMER - CERTAIN 2022: 0; SUMMER - CERTAIN 2023: 0; SUMMER - CERTAIN 2024: 0; SUMMER - CERTAIN 2025: 0; SUMMER - CERTAIN 2026: 0; SUMMER - CERTAIN 2027: 0; SUMMER - CERTAIN 2028: 0; WINTER - CERTAIN 2018-19: 0; WINTER - CERTAIN 2019-20: 0; WINTER - CERTAIN 2020-21: 0; WINTER - CERTAIN 2021-22: 0; WINTER - CERTAIN 2022-23: 0; WINTER - CERTAIN 2023-24: 0; WINTER - CERTAIN 2024-25: 0; WINTER - CERTAIN 2025-26: 0; WINTER - CERTAIN 2026-27: 0; WINTER - CERTAIN 2027-28: 0; WINTER - CERTAIN 2028-29: 0
Cancelled | US |  |  |  | 09INR0070 |  | Airtricity Lone Wolf | WT | WND |  | Wind | n/a |  | 42 | 5.88 | 8.4 | SUMMER - CERTAIN 2018: 0; SUMMER - CERTAIN 2019: 0; SUMMER - CERTAIN 2020: 0; SUMMER - CERTAIN 2021: 0; SUMMER - CERTAIN 2022: 0; SUMMER - CERTAIN 2023: 0; SUMMER - CERTAIN 2024: 0; SUMMER - CERTAIN 2025: 0; SUMMER - CERTAIN 2026: 0; SUMMER - CERTAIN 2027: 0; SUMMER - CERTAIN 2028: 0; WINTER - CERTAIN 2018-19: 0; WINTER - CERTAIN 2019-20: 0; WINTER - CERTAIN 2020-21: 0; WINTER - CERTAIN 2021-22: 0; WINTER - CERTAIN 2022-23: 0; WINTER - CERTAIN 2023-24: 0; WINTER - CERTAIN 2024-25: 0; WINTER - CERTAIN 2025-26: 0; WINTER - CERTAIN 2026-27: 0; WINTER - CERTAIN 2027-28: 0; WINTER - CERTAIN 2028-29: 0
Cancelled | US |  |  |  | 09INR0071a |  | Windthorst2 Phase1 | WT | WND |  | Wind | n/a |  | 100 | 14 | 20 | SUMMER - CERTAIN 2018: 0; SUMMER - CERTAIN 2019: 0; SUMMER - CERTAIN 2020: 0; SUMMER - CERTAIN 2021: 0; SUMMER - CERTAIN 2022: 0; SUMMER - CERTAIN 2023: 0; SUMMER - CERTAIN 2024: 0; SUMMER - CERTAIN 2025: 0; SUMMER - CERTAIN 2026: 0; SUMMER - CERTAIN 2027: 0; SUMMER - CERTAIN 2028: 0; WINTER - CERTAIN 2018-19: 0; WINTER - CERTAIN 2019-20: 0; WINTER - CERTAIN 2020-21: 0; WINTER - CERTAIN 2021-22: 0; WINTER - CERTAIN 2022-23: 0; WINTER - CERTAIN 2023-24: 0; WINTER - CERTAIN 2024-25: 0; WINTER - CERTAIN 2025-26: 0; WINTER - CERTAIN 2026-27: 0; WINTER - CERTAIN 2027-28: 0; WINTER - CERTAIN 2028-29: 0
Cancelled | US |  |  |  | 09INR0071B |  | Windthorst3 Phase2 | WT | WND |  | Wind | n/a |  | 48 | 6.72 | 9.6 | SUMMER - CERTAIN 2018: 0; SUMMER - CERTAIN 2019: 0; SUMMER - CERTAIN 2020: 0; SUMMER - CERTAIN 2021: 0; SUMMER - CERTAIN 2022: 0; SUMMER - CERTAIN 2023: 0; SUMMER - CERTAIN 2024: 0; SUMMER - CERTAIN 2025: 0; SUMMER - CERTAIN 2026: 0; SUMMER - CERTAIN 2027: 0; SUMMER - CERTAIN 2028: 0; WINTER - CERTAIN 2018-19: 0; WINTER - CERTAIN 2019-20: 0; WINTER - CERTAIN 2020-21: 0; WINTER - CERTAIN 2021-22: 0; WINTER - CERTAIN 2022-23: 0; WINTER - CERTAIN 2023-24: 0; WINTER - CERTAIN 2024-25: 0; WINTER - CERTAIN 2025-26: 0; WINTER - CERTAIN 2026-27: 0; WINTER - CERTAIN 2027-28: 0; WINTER - CERTAIN 2028-29: 0
Cancelled | US |  |  |  | 09INR0073 |  | Roscoe 5 | WT | WND |  | Wind | n/a |  | 200 | 28 | 40 | SUMMER - CERTAIN 2018: 0; SUMMER - CERTAIN 2019: 0; SUMMER - CERTAIN 2020: 0; SUMMER - CERTAIN 2021: 0; SUMMER - CERTAIN 2022: 0; SUMMER - CERTAIN 2023: 0; SUMMER - CERTAIN 2024: 0; SUMMER - CERTAIN 2025: 0; SUMMER - CERTAIN 2026: 0; SUMMER - CERTAIN 2027: 0; SUMMER - CERTAIN 2028: 0; WINTER - CERTAIN 2018-19: 0; WINTER - CERTAIN 2019-20: 0; WINTER - CERTAIN 2020-21: 0; WINTER - CERTAIN 2021-22: 0; WINTER - CERTAIN 2022-23: 0; WINTER - CERTAIN 2023-24: 0; WINTER - CERTAIN 2024-25: 0; WINTER - CERTAIN 2025-26: 0; WINTER - CERTAIN 2026-27: 0; WINTER - CERTAIN 2027-28: 0; WINTER - CERTAIN 2028-29: 0
Cancelled | US |  |  |  | 09INR0074 |  | Big Wind | WT | WND |  | Wind | n/a |  | 70 | 9.8 | 14 | SUMMER - CERTAIN 2018: 0; SUMMER - CERTAIN 2019: 0; SUMMER - CERTAIN 2020: 0; SUMMER - CERTAIN 2021: 0; SUMMER - CERTAIN 2022: 0; SUMMER - CERTAIN 2023: 0; SUMMER - CERTAIN 2024: 0; SUMMER - CERTAIN 2025: 0; SUMMER - CERTAIN 2026: 0; SUMMER - CERTAIN 2027: 0; SUMMER - CERTAIN 2028: 0; WINTER - CERTAIN 2018-19: 0; WINTER - CERTAIN 2019-20: 0; WINTER - CERTAIN 2020-21: 0; WINTER - CERTAIN 2021-22: 0; WINTER - CERTAIN 2022-23: 0; WINTER - CERTAIN 2023-24: 0; WINTER - CERTAIN 2024-25: 0; WINTER - CERTAIN 2025-26: 0; WINTER - CERTAIN 2026-27: 0; WINTER - CERTAIN 2027-28: 0; WINTER - CERTAIN 2028-29: 0
Cancelled | US |  |  |  | 09INR0075 |  | Anacacho Mountain Wind | WT | WND |  | Wind | n/a |  | 248 | 34.72 | 49.6 | SUMMER - CERTAIN 2018: 0; SUMMER - CERTAIN 2019: 0; SUMMER - CERTAIN 2020: 0; SUMMER - CERTAIN 2021: 0; SUMMER - CERTAIN 2022: 0; SUMMER - CERTAIN 2023: 0; SUMMER - CERTAIN 2024: 0; SUMMER - CERTAIN 2025: 0; SUMMER - CERTAIN 2026: 0; SUMMER - CERTAIN 2027: 0; SUMMER - CERTAIN 2028: 0; WINTER - CERTAIN 2018-19: 0; WINTER - CERTAIN 2019-20: 0; WINTER - CERTAIN 2020-21: 0; WINTER - CERTAIN 2021-22: 0; WINTER - CERTAIN 2022-23: 0; WINTER - CERTAIN 2023-24: 0; WINTER - CERTAIN 2024-25: 0; WINTER - CERTAIN 2025-26: 0; WINTER - CERTAIN 2026-27: 0; WINTER - CERTAIN 2027-28: 0; WINTER - CERTAIN 2028-29: 0
Cancelled | US |  |  |  | 09INR0076 |  | Karankawa Wind Farm | WT | WND |  | Wind | n/a |  | 300 | 42 | 60 | SUMMER - CERTAIN 2018: 0; SUMMER - CERTAIN 2019: 0; SUMMER - CERTAIN 2020: 0; SUMMER - CERTAIN 2021: 0; SUMMER - CERTAIN 2022: 0; SUMMER - CERTAIN 2023: 0; SUMMER - CERTAIN 2024: 0; SUMMER - CERTAIN 2025: 0; SUMMER - CERTAIN 2026: 0; SUMMER - CERTAIN 2027: 0; SUMMER - CERTAIN 2028: 0; WINTER - CERTAIN 2018-19: 0; WINTER - CERTAIN 2019-20: 0; WINTER - CERTAIN 2020-21: 0; WINTER - CERTAIN 2021-22: 0; WINTER - CERTAIN 2022-23: 0; WINTER - CERTAIN 2023-24: 0; WINTER - CERTAIN 2024-25: 0; WINTER - CERTAIN 2025-26: 0; WINTER - CERTAIN 2026-27: 0; WINTER - CERTAIN 2027-28: 0; WINTER - CERTAIN 2028-29: 0
Cancelled | US |  |  |  | 09INR0077 |  | Big Lake | WT | WND |  | Wind | n/a |  | 500 | 70 | 100 | SUMMER - CERTAIN 2018: 0; SUMMER - CERTAIN 2019: 0; SUMMER - CERTAIN 2020: 0; SUMMER - CERTAIN 2021: 0; SUMMER - CERTAIN 2022: 0; SUMMER - CERTAIN 2023: 0; SUMMER - CERTAIN 2024: 0; SUMMER - CERTAIN 2025: 0; SUMMER - CERTAIN 2026: 0; SUMMER - CERTAIN 2027: 0; SUMMER - CERTAIN 2028: 0; WINTER - CERTAIN 2018-19: 0; WINTER - CERTAIN 2019-20: 0; WINTER - CERTAIN 2020-21: 0; WINTER - CERTAIN 2021-22: 0; WINTER - CERTAIN 2022-23: 0; WINTER - CERTAIN 2023-24: 0; WINTER - CERTAIN 2024-25: 0; WINTER - CERTAIN 2025-26: 0; WINTER - CERTAIN 2026-27: 0; WINTER - CERTAIN 2027-28: 0; WINTER - CERTAIN 2028-29: 0
Cancelled | US |  |  |  | 09INR0078 |  | Mesa Springs USTX-39 | WT | WND |  | Wind | n/a |  | 60 | 8.4 | 12 | SUMMER - CERTAIN 2018: 0; SUMMER - CERTAIN 2019: 0; SUMMER - CERTAIN 2020: 0; SUMMER - CERTAIN 2021: 0; SUMMER - CERTAIN 2022: 0; SUMMER - CERTAIN 2023: 0; SUMMER - CERTAIN 2024: 0; SUMMER - CERTAIN 2025: 0; SUMMER - CERTAIN 2026: 0; SUMMER - CERTAIN 2027: 0; SUMMER - CERTAIN 2028: 0; WINTER - CERTAIN 2018-19: 0; WINTER - CERTAIN 2019-20: 0; WINTER - CERTAIN 2020-21: 0; WINTER - CERTAIN 2021-22: 0; WINTER - CERTAIN 2022-23: 0; WINTER - CERTAIN 2023-24: 0; WINTER - CERTAIN 2024-25: 0; WINTER - CERTAIN 2025-26: 0; WINTER - CERTAIN 2026-27: 0; WINTER - CERTAIN 2027-28: 0; WINTER - CERTAIN 2028-29: 0
Cancelled | US |  |  |  | 09INR0080 |  | Huckabay Hills Windfarm | WT | WND |  | Wind | n/a |  | 300 | 42 | 60 | SUMMER - CERTAIN 2018: 0; SUMMER - CERTAIN 2019: 0; SUMMER - CERTAIN 2020: 0; SUMMER - CERTAIN 2021: 0; SUMMER - CERTAIN 2022: 0; SUMMER - CERTAIN 2023: 0; SUMMER - CERTAIN 2024: 0; SUMMER - CERTAIN 2025: 0; SUMMER - CERTAIN 2026: 0; SUMMER - CERTAIN 2027: 0; SUMMER - CERTAIN 2028: 0; WINTER - CERTAIN 2018-19: 0; WINTER - CERTAIN 2019-20: 0; WINTER - CERTAIN 2020-21: 0; WINTER - CERTAIN 2021-22: 0; WINTER - CERTAIN 2022-23: 0; WINTER - CERTAIN 2023-24: 0; WINTER - CERTAIN 2024-25: 0; WINTER - CERTAIN 2025-26: 0; WINTER - CERTAIN 2026-27: 0; WINTER - CERTAIN 2027-28: 0; WINTER - CERTAIN 2028-29: 0
Cancelled | US |  |  |  | 10INR0002 |  | Hugo Plant | ST | SUB |  | Coal | n/a |  | 750 | 500 | 500 | SUMMER - CERTAIN 2018: 0; SUMMER - CERTAIN 2019: 0; SUMMER - CERTAIN 2020: 0; SUMMER - CERTAIN 2021: 0; SUMMER - CERTAIN 2022: 0; SUMMER - CERTAIN 2023: 0; SUMMER - CERTAIN 2024: 0; SUMMER - CERTAIN 2025: 0; SUMMER - CERTAIN 2026: 0; SUMMER - CERTAIN 2027: 0; SUMMER - CERTAIN 2028: 0; WINTER - CERTAIN 2018-19: 0; WINTER - CERTAIN 2019-20: 0; WINTER - CERTAIN 2020-21: 0; WINTER - CERTAIN 2021-22: 0; WINTER - CERTAIN 2022-23: 0; WINTER - CERTAIN 2023-24: 0; WINTER - CERTAIN 2024-25: 0; WINTER - CERTAIN 2025-26: 0; WINTER - CERTAIN 2026-27: 0; WINTER - CERTAIN 2027-28: 0; WINTER - CERTAIN 2028-29: 0
Cancelled | US |  |  |  | 10INR0003 |  | Longview | CC | NG |  | Natural Gas and Other Gases | n/a |  | 550 | 550 | 550 | SUMMER - CERTAIN 2018: 0; SUMMER - CERTAIN 2019: 0; SUMMER - CERTAIN 2020: 0; SUMMER - CERTAIN 2021: 0; SUMMER - CERTAIN 2022: 0; SUMMER - CERTAIN 2023: 0; SUMMER - CERTAIN 2024: 0; SUMMER - CERTAIN 2025: 0; SUMMER - CERTAIN 2026: 0; SUMMER - CERTAIN 2027: 0; SUMMER - CERTAIN 2028: 0; WINTER - CERTAIN 2018-19: 0; WINTER - CERTAIN 2019-20: 0; WINTER - CERTAIN 2020-21: 0; WINTER - CERTAIN 2021-22: 0; WINTER - CERTAIN 2022-23: 0; WINTER - CERTAIN 2023-24: 0; WINTER - CERTAIN 2024-25: 0; WINTER - CERTAIN 2025-26: 0; WINTER - CERTAIN 2026-27: 0; WINTER - CERTAIN 2027-28: 0; WINTER - CERTAIN 2028-29: 0
Cancelled | US |  |  |  | 10INR0004 |  | Cedar Bayou | CC | NG |  | Natural Gas and Other Gases | n/a |  | 240 | 61 | 61 | SUMMER - CERTAIN 2018: 0; SUMMER - CERTAIN 2019: 0; SUMMER - CERTAIN 2020: 0; SUMMER - CERTAIN 2021: 0; SUMMER - CERTAIN 2022: 0; SUMMER - CERTAIN 2023: 0; SUMMER - CERTAIN 2024: 0; SUMMER - CERTAIN 2025: 0; SUMMER - CERTAIN 2026: 0; SUMMER - CERTAIN 2027: 0; SUMMER - CERTAIN 2028: 0; WINTER - CERTAIN 2018-19: 0; WINTER - CERTAIN 2019-20: 0; WINTER - CERTAIN 2020-21: 0; WINTER - CERTAIN 2021-22: 0; WINTER - CERTAIN 2022-23: 0; WINTER - CERTAIN 2023-24: 0; WINTER - CERTAIN 2024-25: 0; WINTER - CERTAIN 2025-26: 0; WINTER - CERTAIN 2026-27: 0; WINTER - CERTAIN 2027-28: 0; WINTER - CERTAIN 2028-29: 0
Cancelled | US |  |  |  | 10INR0005 |  | Mallet Cogeneration Plant | CC | NG |  | Natural Gas and Other Gases | n/a |  | 216 | 216 | 216 | SUMMER - CERTAIN 2018: 0; SUMMER - CERTAIN 2019: 0; SUMMER - CERTAIN 2020: 0; SUMMER - CERTAIN 2021: 0; SUMMER - CERTAIN 2022: 0; SUMMER - CERTAIN 2023: 0; SUMMER - CERTAIN 2024: 0; SUMMER - CERTAIN 2025: 0; SUMMER - CERTAIN 2026: 0; SUMMER - CERTAIN 2027: 0; SUMMER - CERTAIN 2028: 0; WINTER - CERTAIN 2018-19: 0; WINTER - CERTAIN 2019-20: 0; WINTER - CERTAIN 2020-21: 0; WINTER - CERTAIN 2021-22: 0; WINTER - CERTAIN 2022-23: 0; WINTER - CERTAIN 2023-24: 0; WINTER - CERTAIN 2024-25: 0; WINTER - CERTAIN 2025-26: 0; WINTER - CERTAIN 2026-27: 0; WINTER - CERTAIN 2027-28: 0; WINTER - CERTAIN 2028-29: 0
Cancelled | US |  |  |  | 10INR0006 |  | Willard Cogeneration Plant | CC | NG |  | Natural Gas and Other Gases | n/a |  | 216 | 216 | 216 | SUMMER - CERTAIN 2018: 0; SUMMER - CERTAIN 2019: 0; SUMMER - CERTAIN 2020: 0; SUMMER - CERTAIN 2021: 0; SUMMER - CERTAIN 2022: 0; SUMMER - CERTAIN 2023: 0; SUMMER - CERTAIN 2024: 0; SUMMER - CERTAIN 2025: 0; SUMMER - CERTAIN 2026: 0; SUMMER - CERTAIN 2027: 0; SUMMER - CERTAIN 2028: 0; WINTER - CERTAIN 2018-19: 0; WINTER - CERTAIN 2019-20: 0; WINTER - CERTAIN 2020-21: 0; WINTER - CERTAIN 2021-22: 0; WINTER - CERTAIN 2022-23: 0; WINTER - CERTAIN 2023-24: 0; WINTER - CERTAIN 2024-25: 0; WINTER - CERTAIN 2025-26: 0; WINTER - CERTAIN 2026-27: 0; WINTER - CERTAIN 2027-28: 0; WINTER - CERTAIN 2028-29: 0
Cancelled | US |  |  |  | 10INR0007 |  | Mountain Creek 9-15 | CC | NG |  | Natural Gas and Other Gases | n/a |  | 1000 | 1000 | 1000 | SUMMER - CERTAIN 2018: 0; SUMMER - CERTAIN 2019: 0; SUMMER - CERTAIN 2020: 0; SUMMER - CERTAIN 2021: 0; SUMMER - CERTAIN 2022: 0; SUMMER - CERTAIN 2023: 0; SUMMER - CERTAIN 2024: 0; SUMMER - CERTAIN 2025: 0; SUMMER - CERTAIN 2026: 0; SUMMER - CERTAIN 2027: 0; SUMMER - CERTAIN 2028: 0; WINTER - CERTAIN 2018-19: 0; WINTER - CERTAIN 2019-20: 0; WINTER - CERTAIN 2020-21: 0; WINTER - CERTAIN 2021-22: 0; WINTER - CERTAIN 2022-23: 0; WINTER - CERTAIN 2023-24: 0; WINTER - CERTAIN 2024-25: 0; WINTER - CERTAIN 2025-26: 0; WINTER - CERTAIN 2026-27: 0; WINTER - CERTAIN 2027-28: 0; WINTER - CERTAIN 2028-29: 0
Cancelled | US |  |  |  | 10INR0008 |  | Sherbino Mesa II | WT | WND |  | Wind | n/a |  | 500 | 70 | 100 | SUMMER - CERTAIN 2018: 0; SUMMER - CERTAIN 2019: 0; SUMMER - CERTAIN 2020: 0; SUMMER - CERTAIN 2021: 0; SUMMER - CERTAIN 2022: 0; SUMMER - CERTAIN 2023: 0; SUMMER - CERTAIN 2024: 0; SUMMER - CERTAIN 2025: 0; SUMMER - CERTAIN 2026: 0; SUMMER - CERTAIN 2027: 0; SUMMER - CERTAIN 2028: 0; WINTER - CERTAIN 2018-19: 0; WINTER - CERTAIN 2019-20: 0; WINTER - CERTAIN 2020-21: 0; WINTER - CERTAIN 2021-22: 0; WINTER - CERTAIN 2022-23: 0; WINTER - CERTAIN 2023-24: 0; WINTER - CERTAIN 2024-25: 0; WINTER - CERTAIN 2025-26: 0; WINTER - CERTAIN 2026-27: 0; WINTER - CERTAIN 2027-28: 0; WINTER - CERTAIN 2028-29: 0
Cancelled | US | 1303974 |  |  | 10INR0009 |  | Caprock Wind | WT | WND |  | Wind | n/a |  | 300 | 42 | 60 | SUMMER - CERTAIN 2018: 0; SUMMER - CERTAIN 2019: 0; SUMMER - CERTAIN 2020: 0; SUMMER - CERTAIN 2021: 0; SUMMER - CERTAIN 2022: 0; SUMMER - CERTAIN 2023: 0; SUMMER - CERTAIN 2024: 0; SUMMER - CERTAIN 2025: 0; SUMMER - CERTAIN 2026: 0; SUMMER - CERTAIN 2027: 0; SUMMER - CERTAIN 2028: 0; WINTER - CERTAIN 2018-19: 0; WINTER - CERTAIN 2019-20: 0; WINTER - CERTAIN 2020-21: 0; WINTER - CERTAIN 2021-22: 0; WINTER - CERTAIN 2022-23: 0; WINTER - CERTAIN 2023-24: 0; WINTER - CERTAIN 2024-25: 0; WINTER - CERTAIN 2025-26: 0; WINTER - CERTAIN 2026-27: 0; WINTER - CERTAIN 2027-28: 0; WINTER - CERTAIN 2028-29: 0
Cancelled | US |  |  |  | 10INR0011 |  | Johnson County 2 | CC | NG |  | Natural Gas and Other Gases | n/a |  | 275 | 275 | 275 | SUMMER - CERTAIN 2018: 0; SUMMER - CERTAIN 2019: 0; SUMMER - CERTAIN 2020: 0; SUMMER - CERTAIN 2021: 0; SUMMER - CERTAIN 2022: 0; SUMMER - CERTAIN 2023: 0; SUMMER - CERTAIN 2024: 0; SUMMER - CERTAIN 2025: 0; SUMMER - CERTAIN 2026: 0; SUMMER - CERTAIN 2027: 0; SUMMER - CERTAIN 2028: 0; WINTER - CERTAIN 2018-19: 0; WINTER - CERTAIN 2019-20: 0; WINTER - CERTAIN 2020-21: 0; WINTER - CERTAIN 2021-22: 0; WINTER - CERTAIN 2022-23: 0; WINTER - CERTAIN 2023-24: 0; WINTER - CERTAIN 2024-25: 0; WINTER - CERTAIN 2025-26: 0; WINTER - CERTAIN 2026-27: 0; WINTER - CERTAIN 2027-28: 0; WINTER - CERTAIN 2028-29: 0
Cancelled | US |  |  |  | 10INR0012 |  | Nacogdoches CC Generating Facility | CC | NG |  | Natural Gas and Other Gases | n/a |  | 300 | 300 | 300 | SUMMER - CERTAIN 2018: 0; SUMMER - CERTAIN 2019: 0; SUMMER - CERTAIN 2020: 0; SUMMER - CERTAIN 2021: 0; SUMMER - CERTAIN 2022: 0; SUMMER - CERTAIN 2023: 0; SUMMER - CERTAIN 2024: 0; SUMMER - CERTAIN 2025: 0; SUMMER - CERTAIN 2026: 0; SUMMER - CERTAIN 2027: 0; SUMMER - CERTAIN 2028: 0; WINTER - CERTAIN 2018-19: 0; WINTER - CERTAIN 2019-20: 0; WINTER - CERTAIN 2020-21: 0; WINTER - CERTAIN 2021-22: 0; WINTER - CERTAIN 2022-23: 0; WINTER - CERTAIN 2023-24: 0; WINTER - CERTAIN 2024-25: 0; WINTER - CERTAIN 2025-26: 0; WINTER - CERTAIN 2026-27: 0; WINTER - CERTAIN 2027-28: 0; WINTER - CERTAIN 2028-29: 0
Cancelled | US |  |  |  | 10INR0013 |  | High Lonesome Wind Farm | WT | WND |  | Wind | n/a |  | 100 | 14 | 20 | SUMMER - CERTAIN 2018: 0; SUMMER - CERTAIN 2019: 0; SUMMER - CERTAIN 2020: 0; SUMMER - CERTAIN 2021: 0; SUMMER - CERTAIN 2022: 0; SUMMER - CERTAIN 2023: 0; SUMMER - CERTAIN 2024: 0; SUMMER - CERTAIN 2025: 0; SUMMER - CERTAIN 2026: 0; SUMMER - CERTAIN 2027: 0; SUMMER - CERTAIN 2028: 0; WINTER - CERTAIN 2018-19: 0; WINTER - CERTAIN 2019-20: 0; WINTER - CERTAIN 2020-21: 0; WINTER - CERTAIN 2021-22: 0; WINTER - CERTAIN 2022-23: 0; WINTER - CERTAIN 2023-24: 0; WINTER - CERTAIN 2024-25: 0; WINTER - CERTAIN 2025-26: 0; WINTER - CERTAIN 2026-27: 0; WINTER - CERTAIN 2027-28: 0; WINTER - CERTAIN 2028-29: 0
Cancelled | US |  |  |  | 10INR0014 |  | Forney Peakers | CC | NG |  | Natural Gas and Other Gases | n/a |  | 200 | 200 | 200 | SUMMER - CERTAIN 2018: 0; SUMMER - CERTAIN 2019: 0; SUMMER - CERTAIN 2020: 0; SUMMER - CERTAIN 2021: 0; SUMMER - CERTAIN 2022: 0; SUMMER - CERTAIN 2023: 0; SUMMER - CERTAIN 2024: 0; SUMMER - CERTAIN 2025: 0; SUMMER - CERTAIN 2026: 0; SUMMER - CERTAIN 2027: 0; SUMMER - CERTAIN 2028: 0; WINTER - CERTAIN 2018-19: 0; WINTER - CERTAIN 2019-20: 0; WINTER - CERTAIN 2020-21: 0; WINTER - CERTAIN 2021-22: 0; WINTER - CERTAIN 2022-23: 0; WINTER - CERTAIN 2023-24: 0; WINTER - CERTAIN 2024-25: 0; WINTER - CERTAIN 2025-26: 0; WINTER - CERTAIN 2026-27: 0; WINTER - CERTAIN 2027-28: 0; WINTER - CERTAIN 2028-29: 0
Cancelled | US |  |  |  | 10INR0015 |  | Noble Red Bank Windpark | WT | WND |  | Wind | n/a |  | 350 | 49 | 70 | SUMMER - CERTAIN 2018: 0; SUMMER - CERTAIN 2019: 0; SUMMER - CERTAIN 2020: 0; SUMMER - CERTAIN 2021: 0; SUMMER - CERTAIN 2022: 0; SUMMER - CERTAIN 2023: 0; SUMMER - CERTAIN 2024: 0; SUMMER - CERTAIN 2025: 0; SUMMER - CERTAIN 2026: 0; SUMMER - CERTAIN 2027: 0; SUMMER - CERTAIN 2028: 0; WINTER - CERTAIN 2018-19: 0; WINTER - CERTAIN 2019-20: 0; WINTER - CERTAIN 2020-21: 0; WINTER - CERTAIN 2021-22: 0; WINTER - CERTAIN 2022-23: 0; WINTER - CERTAIN 2023-24: 0; WINTER - CERTAIN 2024-25: 0; WINTER - CERTAIN 2025-26: 0; WINTER - CERTAIN 2026-27: 0; WINTER - CERTAIN 2027-28: 0; WINTER - CERTAIN 2028-29: 0
Cancelled | US |  |  |  | 10INR0016 |  | Texas Rose II | WT | WND |  | Wind | n/a |  | 150 | 21 | 30 | SUMMER - CERTAIN 2018: 0; SUMMER - CERTAIN 2019: 0; SUMMER - CERTAIN 2020: 0; SUMMER - CERTAIN 2021: 0; SUMMER - CERTAIN 2022: 0; SUMMER - CERTAIN 2023: 0; SUMMER - CERTAIN 2024: 0; SUMMER - CERTAIN 2025: 0; SUMMER - CERTAIN 2026: 0; SUMMER - CERTAIN 2027: 0; SUMMER - CERTAIN 2028: 0; WINTER - CERTAIN 2018-19: 0; WINTER - CERTAIN 2019-20: 0; WINTER - CERTAIN 2020-21: 0; WINTER - CERTAIN 2021-22: 0; WINTER - CERTAIN 2022-23: 0; WINTER - CERTAIN 2023-24: 0; WINTER - CERTAIN 2024-25: 0; WINTER - CERTAIN 2025-26: 0; WINTER - CERTAIN 2026-27: 0; WINTER - CERTAIN 2027-28: 0; WINTER - CERTAIN 2028-29: 0
Cancelled | US |  |  |  | 10INR0017 |  | Cedar Bayou 5 | CC | NG |  | Natural Gas and Other Gases | n/a |  | 685 | 685 | 685 | SUMMER - CERTAIN 2018: 0; SUMMER - CERTAIN 2019: 0; SUMMER - CERTAIN 2020: 0; SUMMER - CERTAIN 2021: 0; SUMMER - CERTAIN 2022: 0; SUMMER - CERTAIN 2023: 0; SUMMER - CERTAIN 2024: 0; SUMMER - CERTAIN 2025: 0; SUMMER - CERTAIN 2026: 0; SUMMER - CERTAIN 2027: 0; SUMMER - CERTAIN 2028: 0; WINTER - CERTAIN 2018-19: 0; WINTER - CERTAIN 2019-20: 0; WINTER - CERTAIN 2020-21: 0; WINTER - CERTAIN 2021-22: 0; WINTER - CERTAIN 2022-23: 0; WINTER - CERTAIN 2023-24: 0; WINTER - CERTAIN 2024-25: 0; WINTER - CERTAIN 2025-26: 0; WINTER - CERTAIN 2026-27: 0; WINTER - CERTAIN 2027-28: 0; WINTER - CERTAIN 2028-29: 0
Cancelled | US |  |  |  | 10INR0018 |  | Madison Bell Energy Center | CC | NG |  | Natural Gas and Other Gases | n/a |  | 550 | 550 | 550 | SUMMER - CERTAIN 2018: 0; SUMMER - CERTAIN 2019: 0; SUMMER - CERTAIN 2020: 0; SUMMER - CERTAIN 2021: 0; SUMMER - CERTAIN 2022: 0; SUMMER - CERTAIN 2023: 0; SUMMER - CERTAIN 2024: 0; SUMMER - CERTAIN 2025: 0; SUMMER - CERTAIN 2026: 0; SUMMER - CERTAIN 2027: 0; SUMMER - CERTAIN 2028: 0; WINTER - CERTAIN 2018-19: 0; WINTER - CERTAIN 2019-20: 0; WINTER - CERTAIN 2020-21: 0; WINTER - CERTAIN 2021-22: 0; WINTER - CERTAIN 2022-23: 0; WINTER - CERTAIN 2023-24: 0; WINTER - CERTAIN 2024-25: 0; WINTER - CERTAIN 2025-26: 0; WINTER - CERTAIN 2026-27: 0; WINTER - CERTAIN 2027-28: 0; WINTER - CERTAIN 2028-29: 0
Cancelled | US |  |  |  | 10INR0019 |  | Happy Whiteface Wind Farm | WT | WND |  | Wind | n/a |  | 609 | 85.26 | 121.8 | SUMMER - CERTAIN 2018: 0; SUMMER - CERTAIN 2019: 0; SUMMER - CERTAIN 2020: 0; SUMMER - CERTAIN 2021: 0; SUMMER - CERTAIN 2022: 0; SUMMER - CERTAIN 2023: 0; SUMMER - CERTAIN 2024: 0; SUMMER - CERTAIN 2025: 0; SUMMER - CERTAIN 2026: 0; SUMMER - CERTAIN 2027: 0; SUMMER - CERTAIN 2028: 0; WINTER - CERTAIN 2018-19: 0; WINTER - CERTAIN 2019-20: 0; WINTER - CERTAIN 2020-21: 0; WINTER - CERTAIN 2021-22: 0; WINTER - CERTAIN 2022-23: 0; WINTER - CERTAIN 2023-24: 0; WINTER - CERTAIN 2024-25: 0; WINTER - CERTAIN 2025-26: 0; WINTER - CERTAIN 2026-27: 0; WINTER - CERTAIN 2027-28: 0; WINTER - CERTAIN 2028-29: 0
Cancelled | US |  |  |  | 10INR0022 |  | Pondera King G | CC | NG |  | Natural Gas and Other Gases | n/a |  | 955 | 881.7 | 925 | SUMMER - CERTAIN 2018: 0; SUMMER - CERTAIN 2019: 0; SUMMER - CERTAIN 2020: 0; SUMMER - CERTAIN 2021: 0; SUMMER - CERTAIN 2022: 0; SUMMER - CERTAIN 2023: 0; SUMMER - CERTAIN 2024: 0; SUMMER - CERTAIN 2025: 0; SUMMER - CERTAIN 2026: 0; SUMMER - CERTAIN 2027: 0; SUMMER - CERTAIN 2028: 0; WINTER - CERTAIN 2018-19: 0; WINTER - CERTAIN 2019-20: 0; WINTER - CERTAIN 2020-21: 0; WINTER - CERTAIN 2021-22: 0; WINTER - CERTAIN 2022-23: 0; WINTER - CERTAIN 2023-24: 0; WINTER - CERTAIN 2024-25: 0; WINTER - CERTAIN 2025-26: 0; WINTER - CERTAIN 2026-27: 0; WINTER - CERTAIN 2027-28: 0; WINTER - CERTAIN 2028-29: 0
Cancelled | US |  |  |  | 10INR0023 |  | Baker Ranch | WT | WND |  | Wind | n/a |  | 400 | 56 | 80 | SUMMER - CERTAIN 2018: 0; SUMMER - CERTAIN 2019: 0; SUMMER - CERTAIN 2020: 0; SUMMER - CERTAIN 2021: 0; SUMMER - CERTAIN 2022: 0; SUMMER - CERTAIN 2023: 0; SUMMER - CERTAIN 2024: 0; SUMMER - CERTAIN 2025: 0; SUMMER - CERTAIN 2026: 0; SUMMER - CERTAIN 2027: 0; SUMMER - CERTAIN 2028: 0; WINTER - CERTAIN 2018-19: 0; WINTER - CERTAIN 2019-20: 0; WINTER - CERTAIN 2020-21: 0; WINTER - CERTAIN 2021-22: 0; WINTER - CERTAIN 2022-23: 0; WINTER - CERTAIN 2023-24: 0; WINTER - CERTAIN 2024-25: 0; WINTER - CERTAIN 2025-26: 0; WINTER - CERTAIN 2026-27: 0; WINTER - CERTAIN 2027-28: 0; WINTER - CERTAIN 2028-29: 0
Cancelled | US |  |  |  | 10INR0024 |  | Shell Windenergy - Briscoe | WT | WND |  | Wind | n/a |  | 3000 | 411.6 | 588 | SUMMER - CERTAIN 2018: 0; SUMMER - CERTAIN 2019: 0; SUMMER - CERTAIN 2020: 0; SUMMER - CERTAIN 2021: 0; SUMMER - CERTAIN 2022: 0; SUMMER - CERTAIN 2023: 0; SUMMER - CERTAIN 2024: 0; SUMMER - CERTAIN 2025: 0; SUMMER - CERTAIN 2026: 0; SUMMER - CERTAIN 2027: 0; SUMMER - CERTAIN 2028: 0; WINTER - CERTAIN 2018-19: 0; WINTER - CERTAIN 2019-20: 0; WINTER - CERTAIN 2020-21: 0; WINTER - CERTAIN 2021-22: 0; WINTER - CERTAIN 2022-23: 0; WINTER - CERTAIN 2023-24: 0; WINTER - CERTAIN 2024-25: 0; WINTER - CERTAIN 2025-26: 0; WINTER - CERTAIN 2026-27: 0; WINTER - CERTAIN 2027-28: 0; WINTER - CERTAIN 2028-29: 0
Cancelled | US |  |  |  | 10INR0027 |  | Harbor Sunrise Industrial Wind Park | WT | WND |  | Wind | n/a |  | 35 | 20.65 | 15.05 | SUMMER - CERTAIN 2018: 0; SUMMER - CERTAIN 2019: 0; SUMMER - CERTAIN 2020: 0; SUMMER - CERTAIN 2021: 0; SUMMER - CERTAIN 2022: 0; SUMMER - CERTAIN 2023: 0; SUMMER - CERTAIN 2024: 0; SUMMER - CERTAIN 2025: 0; SUMMER - CERTAIN 2026: 0; SUMMER - CERTAIN 2027: 0; SUMMER - CERTAIN 2028: 0; WINTER - CERTAIN 2018-19: 0; WINTER - CERTAIN 2019-20: 0; WINTER - CERTAIN 2020-21: 0; WINTER - CERTAIN 2021-22: 0; WINTER - CERTAIN 2022-23: 0; WINTER - CERTAIN 2023-24: 0; WINTER - CERTAIN 2024-25: 0; WINTER - CERTAIN 2025-26: 0; WINTER - CERTAIN 2026-27: 0; WINTER - CERTAIN 2027-28: 0; WINTER - CERTAIN 2028-29: 0
Cancelled | US |  |  |  | 10INR0028 |  | SR Bertron - CCGT | CC | NG |  | Natural Gas and Other Gases | n/a |  | 641 | 641 | 641 | SUMMER - CERTAIN 2018: 0; SUMMER - CERTAIN 2019: 0; SUMMER - CERTAIN 2020: 0; SUMMER - CERTAIN 2021: 0; SUMMER - CERTAIN 2022: 0; SUMMER - CERTAIN 2023: 0; SUMMER - CERTAIN 2024: 0; SUMMER - CERTAIN 2025: 0; SUMMER - CERTAIN 2026: 0; SUMMER - CERTAIN 2027: 0; SUMMER - CERTAIN 2028: 0; WINTER - CERTAIN 2018-19: 0; WINTER - CERTAIN 2019-20: 0; WINTER - CERTAIN 2020-21: 0; WINTER - CERTAIN 2021-22: 0; WINTER - CERTAIN 2022-23: 0; WINTER - CERTAIN 2023-24: 0; WINTER - CERTAIN 2024-25: 0; WINTER - CERTAIN 2025-26: 0; WINTER - CERTAIN 2026-27: 0; WINTER - CERTAIN 2027-28: 0; WINTER - CERTAIN 2028-29: 0
Cancelled | US |  |  |  | 10INR0029 |  | Wolf Hollow II, LP | CC | NG |  | Natural Gas and Other Gases | n/a |  | 810 | 810 | 810 | SUMMER - CERTAIN 2018: 0; SUMMER - CERTAIN 2019: 0; SUMMER - CERTAIN 2020: 0; SUMMER - CERTAIN 2021: 0; SUMMER - CERTAIN 2022: 0; SUMMER - CERTAIN 2023: 0; SUMMER - CERTAIN 2024: 0; SUMMER - CERTAIN 2025: 0; SUMMER - CERTAIN 2026: 0; SUMMER - CERTAIN 2027: 0; SUMMER - CERTAIN 2028: 0; WINTER - CERTAIN 2018-19: 0; WINTER - CERTAIN 2019-20: 0; WINTER - CERTAIN 2020-21: 0; WINTER - CERTAIN 2021-22: 0; WINTER - CERTAIN 2022-23: 0; WINTER - CERTAIN 2023-24: 0; WINTER - CERTAIN 2024-25: 0; WINTER - CERTAIN 2025-26: 0; WINTER - CERTAIN 2026-27: 0; WINTER - CERTAIN 2027-28: 0; WINTER - CERTAIN 2028-29: 0
Cancelled | US |  |  |  | 10INR0030 |  | Greens Bayou CCGT | CC | NG |  | Natural Gas and Other Gases | n/a |  | 641 | 641 | 641 | SUMMER - CERTAIN 2018: 0; SUMMER - CERTAIN 2019: 0; SUMMER - CERTAIN 2020: 0; SUMMER - CERTAIN 2021: 0; SUMMER - CERTAIN 2022: 0; SUMMER - CERTAIN 2023: 0; SUMMER - CERTAIN 2024: 0; SUMMER - CERTAIN 2025: 0; SUMMER - CERTAIN 2026: 0; SUMMER - CERTAIN 2027: 0; SUMMER - CERTAIN 2028: 0; WINTER - CERTAIN 2018-19: 0; WINTER - CERTAIN 2019-20: 0; WINTER - CERTAIN 2020-21: 0; WINTER - CERTAIN 2021-22: 0; WINTER - CERTAIN 2022-23: 0; WINTER - CERTAIN 2023-24: 0; WINTER - CERTAIN 2024-25: 0; WINTER - CERTAIN 2025-26: 0; WINTER - CERTAIN 2026-27: 0; WINTER - CERTAIN 2027-28: 0; WINTER - CERTAIN 2028-29: 0
Cancelled | US |  |  |  | 10INR0031 |  | Navarro Energy Ctr. I | CC | NG |  | Natural Gas and Other Gases | n/a |  | 775 | 775 | 775 | SUMMER - CERTAIN 2018: 0; SUMMER - CERTAIN 2019: 0; SUMMER - CERTAIN 2020: 0; SUMMER - CERTAIN 2021: 0; SUMMER - CERTAIN 2022: 0; SUMMER - CERTAIN 2023: 0; SUMMER - CERTAIN 2024: 0; SUMMER - CERTAIN 2025: 0; SUMMER - CERTAIN 2026: 0; SUMMER - CERTAIN 2027: 0; SUMMER - CERTAIN 2028: 0; WINTER - CERTAIN 2018-19: 0; WINTER - CERTAIN 2019-20: 0; WINTER - CERTAIN 2020-21: 0; WINTER - CERTAIN 2021-22: 0; WINTER - CERTAIN 2022-23: 0; WINTER - CERTAIN 2023-24: 0; WINTER - CERTAIN 2024-25: 0; WINTER - CERTAIN 2025-26: 0; WINTER - CERTAIN 2026-27: 0; WINTER - CERTAIN 2027-28: 0; WINTER - CERTAIN 2028-29: 0
Cancelled | US |  |  |  | 10INR0032 |  | Navarro Energy Ctr. II | CC | NG |  | Natural Gas and Other Gases | n/a |  | 800 | 775 | 775 | SUMMER - CERTAIN 2018: 0; SUMMER - CERTAIN 2019: 0; SUMMER - CERTAIN 2020: 0; SUMMER - CERTAIN 2021: 0; SUMMER - CERTAIN 2022: 0; SUMMER - CERTAIN 2023: 0; SUMMER - CERTAIN 2024: 0; SUMMER - CERTAIN 2025: 0; SUMMER - CERTAIN 2026: 0; SUMMER - CERTAIN 2027: 0; SUMMER - CERTAIN 2028: 0; WINTER - CERTAIN 2018-19: 0; WINTER - CERTAIN 2019-20: 0; WINTER - CERTAIN 2020-21: 0; WINTER - CERTAIN 2021-22: 0; WINTER - CERTAIN 2022-23: 0; WINTER - CERTAIN 2023-24: 0; WINTER - CERTAIN 2024-25: 0; WINTER - CERTAIN 2025-26: 0; WINTER - CERTAIN 2026-27: 0; WINTER - CERTAIN 2027-28: 0; WINTER - CERTAIN 2028-29: 0
Cancelled | US |  |  |  | 10INR0033a |  | Salt Fork Wind Farm Ph 1 | WT | WND |  | Wind | n/a |  | 171 | 23.94 | 34.2 | SUMMER - CERTAIN 2018: 0; SUMMER - CERTAIN 2019: 0; SUMMER - CERTAIN 2020: 0; SUMMER - CERTAIN 2021: 0; SUMMER - CERTAIN 2022: 0; SUMMER - CERTAIN 2023: 0; SUMMER - CERTAIN 2024: 0; SUMMER - CERTAIN 2025: 0; SUMMER - CERTAIN 2026: 0; SUMMER - CERTAIN 2027: 0; SUMMER - CERTAIN 2028: 0; WINTER - CERTAIN 2018-19: 0; WINTER - CERTAIN 2019-20: 0; WINTER - CERTAIN 2020-21: 0; WINTER - CERTAIN 2021-22: 0; WINTER - CERTAIN 2022-23: 0; WINTER - CERTAIN 2023-24: 0; WINTER - CERTAIN 2024-25: 0; WINTER - CERTAIN 2025-26: 0; WINTER - CERTAIN 2026-27: 0; WINTER - CERTAIN 2027-28: 0; WINTER - CERTAIN 2028-29: 0
Cancelled | US |  |  |  | 10INR0033b |  | Salt Fork Wind Farm ph 2 | WT | WND |  | Wind | n/a |  | 249 | 34.86 | 49.8 | SUMMER - CERTAIN 2018: 0; SUMMER - CERTAIN 2019: 0; SUMMER - CERTAIN 2020: 0; SUMMER - CERTAIN 2021: 0; SUMMER - CERTAIN 2022: 0; SUMMER - CERTAIN 2023: 0; SUMMER - CERTAIN 2024: 0; SUMMER - CERTAIN 2025: 0; SUMMER - CERTAIN 2026: 0; SUMMER - CERTAIN 2027: 0; SUMMER - CERTAIN 2028: 0; WINTER - CERTAIN 2018-19: 0; WINTER - CERTAIN 2019-20: 0; WINTER - CERTAIN 2020-21: 0; WINTER - CERTAIN 2021-22: 0; WINTER - CERTAIN 2022-23: 0; WINTER - CERTAIN 2023-24: 0; WINTER - CERTAIN 2024-25: 0; WINTER - CERTAIN 2025-26: 0; WINTER - CERTAIN 2026-27: 0; WINTER - CERTAIN 2027-28: 0; WINTER - CERTAIN 2028-29: 0
Cancelled | US |  |  |  | 10INR0034 |  | Deer Park Energy Center CTG-5 | CC | NG |  | Natural Gas and Other Gases | n/a |  | 208 | 208 | 208 | SUMMER - CERTAIN 2018: 0; SUMMER - CERTAIN 2019: 0; SUMMER - CERTAIN 2020: 0; SUMMER - CERTAIN 2021: 0; SUMMER - CERTAIN 2022: 0; SUMMER - CERTAIN 2023: 0; SUMMER - CERTAIN 2024: 0; SUMMER - CERTAIN 2025: 0; SUMMER - CERTAIN 2026: 0; SUMMER - CERTAIN 2027: 0; SUMMER - CERTAIN 2028: 0; WINTER - CERTAIN 2018-19: 0; WINTER - CERTAIN 2019-20: 0; WINTER - CERTAIN 2020-21: 0; WINTER - CERTAIN 2021-22: 0; WINTER - CERTAIN 2022-23: 0; WINTER - CERTAIN 2023-24: 0; WINTER - CERTAIN 2024-25: 0; WINTER - CERTAIN 2025-26: 0; WINTER - CERTAIN 2026-27: 0; WINTER - CERTAIN 2027-28: 0; WINTER - CERTAIN 2028-29: 0
Cancelled | US |  |  |  | 10INR0035 |  | Deer Park Energy Center CTG-5 & 6 | CC | NG |  | Natural Gas and Other Gases | n/a |  | 416 | 416 | 416 | SUMMER - CERTAIN 2018: 0; SUMMER - CERTAIN 2019: 0; SUMMER - CERTAIN 2020: 0; SUMMER - CERTAIN 2021: 0; SUMMER - CERTAIN 2022: 0; SUMMER - CERTAIN 2023: 0; SUMMER - CERTAIN 2024: 0; SUMMER - CERTAIN 2025: 0; SUMMER - CERTAIN 2026: 0; SUMMER - CERTAIN 2027: 0; SUMMER - CERTAIN 2028: 0; WINTER - CERTAIN 2018-19: 0; WINTER - CERTAIN 2019-20: 0; WINTER - CERTAIN 2020-21: 0; WINTER - CERTAIN 2021-22: 0; WINTER - CERTAIN 2022-23: 0; WINTER - CERTAIN 2023-24: 0; WINTER - CERTAIN 2024-25: 0; WINTER - CERTAIN 2025-26: 0; WINTER - CERTAIN 2026-27: 0; WINTER - CERTAIN 2027-28: 0; WINTER - CERTAIN 2028-29: 0
Cancelled | US |  |  |  | 10INR0036 |  | China Creek Wind Farm | WT | WND |  | Wind | n/a |  | 250 | 35 | 50 | SUMMER - CERTAIN 2018: 0; SUMMER - CERTAIN 2019: 0; SUMMER - CERTAIN 2020: 0; SUMMER - CERTAIN 2021: 0; SUMMER - CERTAIN 2022: 0; SUMMER - CERTAIN 2023: 0; SUMMER - CERTAIN 2024: 0; SUMMER - CERTAIN 2025: 0; SUMMER - CERTAIN 2026: 0; SUMMER - CERTAIN 2027: 0; SUMMER - CERTAIN 2028: 0; WINTER - CERTAIN 2018-19: 0; WINTER - CERTAIN 2019-20: 0; WINTER - CERTAIN 2020-21: 0; WINTER - CERTAIN 2021-22: 0; WINTER - CERTAIN 2022-23: 0; WINTER - CERTAIN 2023-24: 0; WINTER - CERTAIN 2024-25: 0; WINTER - CERTAIN 2025-26: 0; WINTER - CERTAIN 2026-27: 0; WINTER - CERTAIN 2027-28: 0; WINTER - CERTAIN 2028-29: 0
Cancelled | US |  |  |  | 10INR0037 |  | Capricorn Ridge VI | WT | WND |  | Wind | n/a |  | 499 | 69.86 | 99.8 | SUMMER - CERTAIN 2018: 0; SUMMER - CERTAIN 2019: 0; SUMMER - CERTAIN 2020: 0; SUMMER - CERTAIN 2021: 0; SUMMER - CERTAIN 2022: 0; SUMMER - CERTAIN 2023: 0; SUMMER - CERTAIN 2024: 0; SUMMER - CERTAIN 2025: 0; SUMMER - CERTAIN 2026: 0; SUMMER - CERTAIN 2027: 0; SUMMER - CERTAIN 2028: 0; WINTER - CERTAIN 2018-19: 0; WINTER - CERTAIN 2019-20: 0; WINTER - CERTAIN 2020-21: 0; WINTER - CERTAIN 2021-22: 0; WINTER - CERTAIN 2022-23: 0; WINTER - CERTAIN 2023-24: 0; WINTER - CERTAIN 2024-25: 0; WINTER - CERTAIN 2025-26: 0; WINTER - CERTAIN 2026-27: 0; WINTER - CERTAIN 2027-28: 0; WINTER - CERTAIN 2028-29: 0
Cancelled | US |  |  |  | 10INR0038 |  | CPV Rattlesnake Den WindFarm | WT | WND |  | Wind | n/a |  | 350 | 49 | 70 | SUMMER - CERTAIN 2018: 0; SUMMER - CERTAIN 2019: 0; SUMMER - CERTAIN 2020: 0; SUMMER - CERTAIN 2021: 0; SUMMER - CERTAIN 2022: 0; SUMMER - CERTAIN 2023: 0; SUMMER - CERTAIN 2024: 0; SUMMER - CERTAIN 2025: 0; SUMMER - CERTAIN 2026: 0; SUMMER - CERTAIN 2027: 0; SUMMER - CERTAIN 2028: 0; WINTER - CERTAIN 2018-19: 0; WINTER - CERTAIN 2019-20: 0; WINTER - CERTAIN 2020-21: 0; WINTER - CERTAIN 2021-22: 0; WINTER - CERTAIN 2022-23: 0; WINTER - CERTAIN 2023-24: 0; WINTER - CERTAIN 2024-25: 0; WINTER - CERTAIN 2025-26: 0; WINTER - CERTAIN 2026-27: 0; WINTER - CERTAIN 2027-28: 0; WINTER - CERTAIN 2028-29: 0
Cancelled | US |  |  |  | 10INR0039 |  | CPV Steele Hill WindFarm | WT | WND |  | Wind | n/a |  | 200 | 28 | 40 | SUMMER - CERTAIN 2018: 0; SUMMER - CERTAIN 2019: 0; SUMMER - CERTAIN 2020: 0; SUMMER - CERTAIN 2021: 0; SUMMER - CERTAIN 2022: 0; SUMMER - CERTAIN 2023: 0; SUMMER - CERTAIN 2024: 0; SUMMER - CERTAIN 2025: 0; SUMMER - CERTAIN 2026: 0; SUMMER - CERTAIN 2027: 0; SUMMER - CERTAIN 2028: 0; WINTER - CERTAIN 2018-19: 0; WINTER - CERTAIN 2019-20: 0; WINTER - CERTAIN 2020-21: 0; WINTER - CERTAIN 2021-22: 0; WINTER - CERTAIN 2022-23: 0; WINTER - CERTAIN 2023-24: 0; WINTER - CERTAIN 2024-25: 0; WINTER - CERTAIN 2025-26: 0; WINTER - CERTAIN 2026-27: 0; WINTER - CERTAIN 2027-28: 0; WINTER - CERTAIN 2028-29: 0
Cancelled | US |  |  |  | 10INR0040 |  | Whistler Ridge Wind Farm | WT | WND |  | Wind | n/a |  | 230 | 32.2 | 46 | SUMMER - CERTAIN 2018: 0; SUMMER - CERTAIN 2019: 0; SUMMER - CERTAIN 2020: 0; SUMMER - CERTAIN 2021: 0; SUMMER - CERTAIN 2022: 0; SUMMER - CERTAIN 2023: 0; SUMMER - CERTAIN 2024: 0; SUMMER - CERTAIN 2025: 0; SUMMER - CERTAIN 2026: 0; SUMMER - CERTAIN 2027: 0; SUMMER - CERTAIN 2028: 0; WINTER - CERTAIN 2018-19: 0; WINTER - CERTAIN 2019-20: 0; WINTER - CERTAIN 2020-21: 0; WINTER - CERTAIN 2021-22: 0; WINTER - CERTAIN 2022-23: 0; WINTER - CERTAIN 2023-24: 0; WINTER - CERTAIN 2024-25: 0; WINTER - CERTAIN 2025-26: 0; WINTER - CERTAIN 2026-27: 0; WINTER - CERTAIN 2027-28: 0; WINTER - CERTAIN 2028-29: 0
Cancelled | US |  |  |  | 10INR0041 |  | Whirlwind Expansion | WT | WND |  | Wind | n/a |  | 135 | 18.9 | 27 | SUMMER - CERTAIN 2018: 0; SUMMER - CERTAIN 2019: 0; SUMMER - CERTAIN 2020: 0; SUMMER - CERTAIN 2021: 0; SUMMER - CERTAIN 2022: 0; SUMMER - CERTAIN 2023: 0; SUMMER - CERTAIN 2024: 0; SUMMER - CERTAIN 2025: 0; SUMMER - CERTAIN 2026: 0; SUMMER - CERTAIN 2027: 0; SUMMER - CERTAIN 2028: 0; WINTER - CERTAIN 2018-19: 0; WINTER - CERTAIN 2019-20: 0; WINTER - CERTAIN 2020-21: 0; WINTER - CERTAIN 2021-22: 0; WINTER - CERTAIN 2022-23: 0; WINTER - CERTAIN 2023-24: 0; WINTER - CERTAIN 2024-25: 0; WINTER - CERTAIN 2025-26: 0; WINTER - CERTAIN 2026-27: 0; WINTER - CERTAIN 2027-28: 0; WINTER - CERTAIN 2028-29: 0
Cancelled | US |  |  |  | 10INR0042 |  | Mason Mountain Wind 1 | WT | WND |  | Wind | n/a |  | 170 | 23.8 | 34 | SUMMER - CERTAIN 2018: 0; SUMMER - CERTAIN 2019: 0; SUMMER - CERTAIN 2020: 0; SUMMER - CERTAIN 2021: 0; SUMMER - CERTAIN 2022: 0; SUMMER - CERTAIN 2023: 0; SUMMER - CERTAIN 2024: 0; SUMMER - CERTAIN 2025: 0; SUMMER - CERTAIN 2026: 0; SUMMER - CERTAIN 2027: 0; SUMMER - CERTAIN 2028: 0; WINTER - CERTAIN 2018-19: 0; WINTER - CERTAIN 2019-20: 0; WINTER - CERTAIN 2020-21: 0; WINTER - CERTAIN 2021-22: 0; WINTER - CERTAIN 2022-23: 0; WINTER - CERTAIN 2023-24: 0; WINTER - CERTAIN 2024-25: 0; WINTER - CERTAIN 2025-26: 0; WINTER - CERTAIN 2026-27: 0; WINTER - CERTAIN 2027-28: 0; WINTER - CERTAIN 2028-29: 0
Cancelled | US |  |  |  | 10INR0043 |  | Garden Heights Wind 1 | WT | WND |  | Wind | n/a |  | 230 | 32.2 | 46 | SUMMER - CERTAIN 2018: 0; SUMMER - CERTAIN 2019: 0; SUMMER - CERTAIN 2020: 0; SUMMER - CERTAIN 2021: 0; SUMMER - CERTAIN 2022: 0; SUMMER - CERTAIN 2023: 0; SUMMER - CERTAIN 2024: 0; SUMMER - CERTAIN 2025: 0; SUMMER - CERTAIN 2026: 0; SUMMER - CERTAIN 2027: 0; SUMMER - CERTAIN 2028: 0; WINTER - CERTAIN 2018-19: 0; WINTER - CERTAIN 2019-20: 0; WINTER - CERTAIN 2020-21: 0; WINTER - CERTAIN 2021-22: 0; WINTER - CERTAIN 2022-23: 0; WINTER - CERTAIN 2023-24: 0; WINTER - CERTAIN 2024-25: 0; WINTER - CERTAIN 2025-26: 0; WINTER - CERTAIN 2026-27: 0; WINTER - CERTAIN 2027-28: 0; WINTER - CERTAIN 2028-29: 0
Cancelled | US |  |  |  | 10INR0044 |  | Cedar Crossing Wind | WT | WND |  | Wind | n/a |  | 300 | 42 | 60 | SUMMER - CERTAIN 2018: 0; SUMMER - CERTAIN 2019: 0; SUMMER - CERTAIN 2020: 0; SUMMER - CERTAIN 2021: 0; SUMMER - CERTAIN 2022: 0; SUMMER - CERTAIN 2023: 0; SUMMER - CERTAIN 2024: 0; SUMMER - CERTAIN 2025: 0; SUMMER - CERTAIN 2026: 0; SUMMER - CERTAIN 2027: 0; SUMMER - CERTAIN 2028: 0; WINTER - CERTAIN 2018-19: 0; WINTER - CERTAIN 2019-20: 0; WINTER - CERTAIN 2020-21: 0; WINTER - CERTAIN 2021-22: 0; WINTER - CERTAIN 2022-23: 0; WINTER - CERTAIN 2023-24: 0; WINTER - CERTAIN 2024-25: 0; WINTER - CERTAIN 2025-26: 0; WINTER - CERTAIN 2026-27: 0; WINTER - CERTAIN 2027-28: 0; WINTER - CERTAIN 2028-29: 0
Cancelled | US |  |  |  | 10INR0045 |  | Oilton Wind Farm | WT | WND |  | Wind | n/a |  | 734 | 102.76 | 146.8 | SUMMER - CERTAIN 2018: 0; SUMMER - CERTAIN 2019: 0; SUMMER - CERTAIN 2020: 0; SUMMER - CERTAIN 2021: 0; SUMMER - CERTAIN 2022: 0; SUMMER - CERTAIN 2023: 0; SUMMER - CERTAIN 2024: 0; SUMMER - CERTAIN 2025: 0; SUMMER - CERTAIN 2026: 0; SUMMER - CERTAIN 2027: 0; SUMMER - CERTAIN 2028: 0; WINTER - CERTAIN 2018-19: 0; WINTER - CERTAIN 2019-20: 0; WINTER - CERTAIN 2020-21: 0; WINTER - CERTAIN 2021-22: 0; WINTER - CERTAIN 2022-23: 0; WINTER - CERTAIN 2023-24: 0; WINTER - CERTAIN 2024-25: 0; WINTER - CERTAIN 2025-26: 0; WINTER - CERTAIN 2026-27: 0; WINTER - CERTAIN 2027-28: 0; WINTER - CERTAIN 2028-29: 0
Cancelled | US |  |  |  | 10INR0046 |  | Randado Wind Farm | WT | WND |  | Wind | n/a |  | 264 | 36.96 | 52.8 | SUMMER - CERTAIN 2018: 0; SUMMER - CERTAIN 2019: 0; SUMMER - CERTAIN 2020: 0; SUMMER - CERTAIN 2021: 0; SUMMER - CERTAIN 2022: 0; SUMMER - CERTAIN 2023: 0; SUMMER - CERTAIN 2024: 0; SUMMER - CERTAIN 2025: 0; SUMMER - CERTAIN 2026: 0; SUMMER - CERTAIN 2027: 0; SUMMER - CERTAIN 2028: 0; WINTER - CERTAIN 2018-19: 0; WINTER - CERTAIN 2019-20: 0; WINTER - CERTAIN 2020-21: 0; WINTER - CERTAIN 2021-22: 0; WINTER - CERTAIN 2022-23: 0; WINTER - CERTAIN 2023-24: 0; WINTER - CERTAIN 2024-25: 0; WINTER - CERTAIN 2025-26: 0; WINTER - CERTAIN 2026-27: 0; WINTER - CERTAIN 2027-28: 0; WINTER - CERTAIN 2028-29: 0
Cancelled | US |  |  |  | 10INR0048 |  | Hardeman Windfarm | WT | WND |  | Wind | n/a |  | 1000 | 140 | 200 | SUMMER - CERTAIN 2018: 0; SUMMER - CERTAIN 2019: 0; SUMMER - CERTAIN 2020: 0; SUMMER - CERTAIN 2021: 0; SUMMER - CERTAIN 2022: 0; SUMMER - CERTAIN 2023: 0; SUMMER - CERTAIN 2024: 0; SUMMER - CERTAIN 2025: 0; SUMMER - CERTAIN 2026: 0; SUMMER - CERTAIN 2027: 0; SUMMER - CERTAIN 2028: 0; WINTER - CERTAIN 2018-19: 0; WINTER - CERTAIN 2019-20: 0; WINTER - CERTAIN 2020-21: 0; WINTER - CERTAIN 2021-22: 0; WINTER - CERTAIN 2022-23: 0; WINTER - CERTAIN 2023-24: 0; WINTER - CERTAIN 2024-25: 0; WINTER - CERTAIN 2025-26: 0; WINTER - CERTAIN 2026-27: 0; WINTER - CERTAIN 2027-28: 0; WINTER - CERTAIN 2028-29: 0
Cancelled | US |  |  |  | 10INR0049 |  | Trans Pecos Windfarm | WT | WND |  | Wind | n/a |  | 200 | 28 | 40 | SUMMER - CERTAIN 2018: 0; SUMMER - CERTAIN 2019: 0; SUMMER - CERTAIN 2020: 0; SUMMER - CERTAIN 2021: 0; SUMMER - CERTAIN 2022: 0; SUMMER - CERTAIN 2023: 0; SUMMER - CERTAIN 2024: 0; SUMMER - CERTAIN 2025: 0; SUMMER - CERTAIN 2026: 0; SUMMER - CERTAIN 2027: 0; SUMMER - CERTAIN 2028: 0; WINTER - CERTAIN 2018-19: 0; WINTER - CERTAIN 2019-20: 0; WINTER - CERTAIN 2020-21: 0; WINTER - CERTAIN 2021-22: 0; WINTER - CERTAIN 2022-23: 0; WINTER - CERTAIN 2023-24: 0; WINTER - CERTAIN 2024-25: 0; WINTER - CERTAIN 2025-26: 0; WINTER - CERTAIN 2026-27: 0; WINTER - CERTAIN 2027-28: 0; WINTER - CERTAIN 2028-29: 0
Cancelled | US |  |  |  | 10INR0050 |  | Live Oak Windfarm | WT | WND |  | Wind | n/a |  | 170 | 23.8 | 34 | SUMMER - CERTAIN 2018: 0; SUMMER - CERTAIN 2019: 0; SUMMER - CERTAIN 2020: 0; SUMMER - CERTAIN 2021: 0; SUMMER - CERTAIN 2022: 0; SUMMER - CERTAIN 2023: 0; SUMMER - CERTAIN 2024: 0; SUMMER - CERTAIN 2025: 0; SUMMER - CERTAIN 2026: 0; SUMMER - CERTAIN 2027: 0; SUMMER - CERTAIN 2028: 0; WINTER - CERTAIN 2018-19: 0; WINTER - CERTAIN 2019-20: 0; WINTER - CERTAIN 2020-21: 0; WINTER - CERTAIN 2021-22: 0; WINTER - CERTAIN 2022-23: 0; WINTER - CERTAIN 2023-24: 0; WINTER - CERTAIN 2024-25: 0; WINTER - CERTAIN 2025-26: 0; WINTER - CERTAIN 2026-27: 0; WINTER - CERTAIN 2027-28: 0; WINTER - CERTAIN 2028-29: 0
Cancelled | US |  |  |  | 10INR0051 |  | West Bay Wind | WT | WND |  | Wind | n/a |  | 200 | 118 | 86 | SUMMER - CERTAIN 2018: 0; SUMMER - CERTAIN 2019: 0; SUMMER - CERTAIN 2020: 0; SUMMER - CERTAIN 2021: 0; SUMMER - CERTAIN 2022: 0; SUMMER - CERTAIN 2023: 0; SUMMER - CERTAIN 2024: 0; SUMMER - CERTAIN 2025: 0; SUMMER - CERTAIN 2026: 0; SUMMER - CERTAIN 2027: 0; SUMMER - CERTAIN 2028: 0; WINTER - CERTAIN 2018-19: 0; WINTER - CERTAIN 2019-20: 0; WINTER - CERTAIN 2020-21: 0; WINTER - CERTAIN 2021-22: 0; WINTER - CERTAIN 2022-23: 0; WINTER - CERTAIN 2023-24: 0; WINTER - CERTAIN 2024-25: 0; WINTER - CERTAIN 2025-26: 0; WINTER - CERTAIN 2026-27: 0; WINTER - CERTAIN 2027-28: 0; WINTER - CERTAIN 2028-29: 0
Cancelled | US |  |  |  | 10INR0052a |  | Haskell Knox Wind Farm | WT | WND |  | Wind | n/a |  | 21 | 2.94 | 4.2 | SUMMER - CERTAIN 2018: 0; SUMMER - CERTAIN 2019: 0; SUMMER - CERTAIN 2020: 0; SUMMER - CERTAIN 2021: 0; SUMMER - CERTAIN 2022: 0; SUMMER - CERTAIN 2023: 0; SUMMER - CERTAIN 2024: 0; SUMMER - CERTAIN 2025: 0; SUMMER - CERTAIN 2026: 0; SUMMER - CERTAIN 2027: 0; SUMMER - CERTAIN 2028: 0; WINTER - CERTAIN 2018-19: 0; WINTER - CERTAIN 2019-20: 0; WINTER - CERTAIN 2020-21: 0; WINTER - CERTAIN 2021-22: 0; WINTER - CERTAIN 2022-23: 0; WINTER - CERTAIN 2023-24: 0; WINTER - CERTAIN 2024-25: 0; WINTER - CERTAIN 2025-26: 0; WINTER - CERTAIN 2026-27: 0; WINTER - CERTAIN 2027-28: 0; WINTER - CERTAIN 2028-29: 0
Cancelled | US |  |  |  | 10INR0052b |  | Haskell Knox Wind Farm | WT | WND |  | Wind | n/a |  | 59 | 8.26 | 11.8 | SUMMER - CERTAIN 2018: 0; SUMMER - CERTAIN 2019: 0; SUMMER - CERTAIN 2020: 0; SUMMER - CERTAIN 2021: 0; SUMMER - CERTAIN 2022: 0; SUMMER - CERTAIN 2023: 0; SUMMER - CERTAIN 2024: 0; SUMMER - CERTAIN 2025: 0; SUMMER - CERTAIN 2026: 0; SUMMER - CERTAIN 2027: 0; SUMMER - CERTAIN 2028: 0; WINTER - CERTAIN 2018-19: 0; WINTER - CERTAIN 2019-20: 0; WINTER - CERTAIN 2020-21: 0; WINTER - CERTAIN 2021-22: 0; WINTER - CERTAIN 2022-23: 0; WINTER - CERTAIN 2023-24: 0; WINTER - CERTAIN 2024-25: 0; WINTER - CERTAIN 2025-26: 0; WINTER - CERTAIN 2026-27: 0; WINTER - CERTAIN 2027-28: 0; WINTER - CERTAIN 2028-29: 0
Cancelled | US |  |  |  | 10INR0053 |  | Snow Hill Wind Energy | WT | WND |  | Wind | n/a |  | 90 | 12.6 | 18 | SUMMER - CERTAIN 2018: 0; SUMMER - CERTAIN 2019: 0; SUMMER - CERTAIN 2020: 0; SUMMER - CERTAIN 2021: 0; SUMMER - CERTAIN 2022: 0; SUMMER - CERTAIN 2023: 0; SUMMER - CERTAIN 2024: 0; SUMMER - CERTAIN 2025: 0; SUMMER - CERTAIN 2026: 0; SUMMER - CERTAIN 2027: 0; SUMMER - CERTAIN 2028: 0; WINTER - CERTAIN 2018-19: 0; WINTER - CERTAIN 2019-20: 0; WINTER - CERTAIN 2020-21: 0; WINTER - CERTAIN 2021-22: 0; WINTER - CERTAIN 2022-23: 0; WINTER - CERTAIN 2023-24: 0; WINTER - CERTAIN 2024-25: 0; WINTER - CERTAIN 2025-26: 0; WINTER - CERTAIN 2026-27: 0; WINTER - CERTAIN 2027-28: 0; WINTER - CERTAIN 2028-29: 0
Cancelled | US |  |  |  | 10INR0054 |  | Hilltop Wind Energy | WT | WND |  | Wind | n/a |  | 36 | 5.04 | 7.2 | SUMMER - CERTAIN 2018: 0; SUMMER - CERTAIN 2019: 0; SUMMER - CERTAIN 2020: 0; SUMMER - CERTAIN 2021: 0; SUMMER - CERTAIN 2022: 0; SUMMER - CERTAIN 2023: 0; SUMMER - CERTAIN 2024: 0; SUMMER - CERTAIN 2025: 0; SUMMER - CERTAIN 2026: 0; SUMMER - CERTAIN 2027: 0; SUMMER - CERTAIN 2028: 0; WINTER - CERTAIN 2018-19: 0; WINTER - CERTAIN 2019-20: 0; WINTER - CERTAIN 2020-21: 0; WINTER - CERTAIN 2021-22: 0; WINTER - CERTAIN 2022-23: 0; WINTER - CERTAIN 2023-24: 0; WINTER - CERTAIN 2024-25: 0; WINTER - CERTAIN 2025-26: 0; WINTER - CERTAIN 2026-27: 0; WINTER - CERTAIN 2027-28: 0; WINTER - CERTAIN 2028-29: 0
Cancelled | US |  |  |  | 10INR0055 |  | Tordilla Wind Energy | WT | WND |  | Wind | n/a |  | 60 | 8.4 | 12 | SUMMER - CERTAIN 2018: 0; SUMMER - CERTAIN 2019: 0; SUMMER - CERTAIN 2020: 0; SUMMER - CERTAIN 2021: 0; SUMMER - CERTAIN 2022: 0; SUMMER - CERTAIN 2023: 0; SUMMER - CERTAIN 2024: 0; SUMMER - CERTAIN 2025: 0; SUMMER - CERTAIN 2026: 0; SUMMER - CERTAIN 2027: 0; SUMMER - CERTAIN 2028: 0; WINTER - CERTAIN 2018-19: 0; WINTER - CERTAIN 2019-20: 0; WINTER - CERTAIN 2020-21: 0; WINTER - CERTAIN 2021-22: 0; WINTER - CERTAIN 2022-23: 0; WINTER - CERTAIN 2023-24: 0; WINTER - CERTAIN 2024-25: 0; WINTER - CERTAIN 2025-26: 0; WINTER - CERTAIN 2026-27: 0; WINTER - CERTAIN 2027-28: 0; WINTER - CERTAIN 2028-29: 0
Cancelled | US |  |  |  | 10INR0056 |  | Mesquite Creek | WT | WND |  | Wind | n/a |  | 249 | 34.86 | 49.8 | SUMMER - CERTAIN 2018: 0; SUMMER - CERTAIN 2019: 0; SUMMER - CERTAIN 2020: 0; SUMMER - CERTAIN 2021: 0; SUMMER - CERTAIN 2022: 0; SUMMER - CERTAIN 2023: 0; SUMMER - CERTAIN 2024: 0; SUMMER - CERTAIN 2025: 0; SUMMER - CERTAIN 2026: 0; SUMMER - CERTAIN 2027: 0; SUMMER - CERTAIN 2028: 0; WINTER - CERTAIN 2018-19: 0; WINTER - CERTAIN 2019-20: 0; WINTER - CERTAIN 2020-21: 0; WINTER - CERTAIN 2021-22: 0; WINTER - CERTAIN 2022-23: 0; WINTER - CERTAIN 2023-24: 0; WINTER - CERTAIN 2024-25: 0; WINTER - CERTAIN 2025-26: 0; WINTER - CERTAIN 2026-27: 0; WINTER - CERTAIN 2027-28: 0; WINTER - CERTAIN 2028-29: 0
Cancelled | US |  |  |  | 10INR0057 |  | Bison Wind Farm | WT | WND |  | Wind | n/a |  | 200 | 28 | 40 | SUMMER - CERTAIN 2018: 0; SUMMER - CERTAIN 2019: 0; SUMMER - CERTAIN 2020: 0; SUMMER - CERTAIN 2021: 0; SUMMER - CERTAIN 2022: 0; SUMMER - CERTAIN 2023: 0; SUMMER - CERTAIN 2024: 0; SUMMER - CERTAIN 2025: 0; SUMMER - CERTAIN 2026: 0; SUMMER - CERTAIN 2027: 0; SUMMER - CERTAIN 2028: 0; WINTER - CERTAIN 2018-19: 0; WINTER - CERTAIN 2019-20: 0; WINTER - CERTAIN 2020-21: 0; WINTER - CERTAIN 2021-22: 0; WINTER - CERTAIN 2022-23: 0; WINTER - CERTAIN 2023-24: 0; WINTER - CERTAIN 2024-25: 0; WINTER - CERTAIN 2025-26: 0; WINTER - CERTAIN 2026-27: 0; WINTER - CERTAIN 2027-28: 0; WINTER - CERTAIN 2028-29: 0
Cancelled | US |  |  |  | 10INR0058 |  | Port Mansfield 138 Windfarm | WT | WND |  | Wind | n/a |  | 200 | 118 | 86 | SUMMER - CERTAIN 2018: 0; SUMMER - CERTAIN 2019: 0; SUMMER - CERTAIN 2020: 0; SUMMER - CERTAIN 2021: 0; SUMMER - CERTAIN 2022: 0; SUMMER - CERTAIN 2023: 0; SUMMER - CERTAIN 2024: 0; SUMMER - CERTAIN 2025: 0; SUMMER - CERTAIN 2026: 0; SUMMER - CERTAIN 2027: 0; SUMMER - CERTAIN 2028: 0; WINTER - CERTAIN 2018-19: 0; WINTER - CERTAIN 2019-20: 0; WINTER - CERTAIN 2020-21: 0; WINTER - CERTAIN 2021-22: 0; WINTER - CERTAIN 2022-23: 0; WINTER - CERTAIN 2023-24: 0; WINTER - CERTAIN 2024-25: 0; WINTER - CERTAIN 2025-26: 0; WINTER - CERTAIN 2026-27: 0; WINTER - CERTAIN 2027-28: 0; WINTER - CERTAIN 2028-29: 0
Cancelled | US |  |  |  | 10INR0059 |  | Zapata Windfarm | WT | WND |  | Wind | n/a |  | 250.7 | 35.098 | 50.14 | SUMMER - CERTAIN 2018: 0; SUMMER - CERTAIN 2019: 0; SUMMER - CERTAIN 2020: 0; SUMMER - CERTAIN 2021: 0; SUMMER - CERTAIN 2022: 0; SUMMER - CERTAIN 2023: 0; SUMMER - CERTAIN 2024: 0; SUMMER - CERTAIN 2025: 0; SUMMER - CERTAIN 2026: 0; SUMMER - CERTAIN 2027: 0; SUMMER - CERTAIN 2028: 0; WINTER - CERTAIN 2018-19: 0; WINTER - CERTAIN 2019-20: 0; WINTER - CERTAIN 2020-21: 0; WINTER - CERTAIN 2021-22: 0; WINTER - CERTAIN 2022-23: 0; WINTER - CERTAIN 2023-24: 0; WINTER - CERTAIN 2024-25: 0; WINTER - CERTAIN 2025-26: 0; WINTER - CERTAIN 2026-27: 0; WINTER - CERTAIN 2027-28: 0; WINTER - CERTAIN 2028-29: 0
Cancelled | US |  |  |  | 10INR0061 |  | Zapata Radial Windfarm | WT | WND |  | Wind | n/a |  | 70 | 9.8 | 14 | SUMMER - CERTAIN 2018: 0; SUMMER - CERTAIN 2019: 0; SUMMER - CERTAIN 2020: 0; SUMMER - CERTAIN 2021: 0; SUMMER - CERTAIN 2022: 0; SUMMER - CERTAIN 2023: 0; SUMMER - CERTAIN 2024: 0; SUMMER - CERTAIN 2025: 0; SUMMER - CERTAIN 2026: 0; SUMMER - CERTAIN 2027: 0; SUMMER - CERTAIN 2028: 0; WINTER - CERTAIN 2018-19: 0; WINTER - CERTAIN 2019-20: 0; WINTER - CERTAIN 2020-21: 0; WINTER - CERTAIN 2021-22: 0; WINTER - CERTAIN 2022-23: 0; WINTER - CERTAIN 2023-24: 0; WINTER - CERTAIN 2024-25: 0; WINTER - CERTAIN 2025-26: 0; WINTER - CERTAIN 2026-27: 0; WINTER - CERTAIN 2027-28: 0; WINTER - CERTAIN 2028-29: 0
Cancelled | US |  |  |  | 10INR0062a |  | Longfellow Ranch Partners Project Ph 1 | WT | WND |  | Wind | n/a |  | 80 | 11.2 | 16 | SUMMER - CERTAIN 2018: 0; SUMMER - CERTAIN 2019: 0; SUMMER - CERTAIN 2020: 0; SUMMER - CERTAIN 2021: 0; SUMMER - CERTAIN 2022: 0; SUMMER - CERTAIN 2023: 0; SUMMER - CERTAIN 2024: 0; SUMMER - CERTAIN 2025: 0; SUMMER - CERTAIN 2026: 0; SUMMER - CERTAIN 2027: 0; SUMMER - CERTAIN 2028: 0; WINTER - CERTAIN 2018-19: 0; WINTER - CERTAIN 2019-20: 0; WINTER - CERTAIN 2020-21: 0; WINTER - CERTAIN 2021-22: 0; WINTER - CERTAIN 2022-23: 0; WINTER - CERTAIN 2023-24: 0; WINTER - CERTAIN 2024-25: 0; WINTER - CERTAIN 2025-26: 0; WINTER - CERTAIN 2026-27: 0; WINTER - CERTAIN 2027-28: 0; WINTER - CERTAIN 2028-29: 0
Cancelled | US |  |  |  | 10INR0062b |  | Longfellow Ranch Partners Project Ph 2 | WT | WND |  | Wind | n/a |  | 220 | 30.8 | 44 | SUMMER - CERTAIN 2018: 0; SUMMER - CERTAIN 2019: 0; SUMMER - CERTAIN 2020: 0; SUMMER - CERTAIN 2021: 0; SUMMER - CERTAIN 2022: 0; SUMMER - CERTAIN 2023: 0; SUMMER - CERTAIN 2024: 0; SUMMER - CERTAIN 2025: 0; SUMMER - CERTAIN 2026: 0; SUMMER - CERTAIN 2027: 0; SUMMER - CERTAIN 2028: 0; WINTER - CERTAIN 2018-19: 0; WINTER - CERTAIN 2019-20: 0; WINTER - CERTAIN 2020-21: 0; WINTER - CERTAIN 2021-22: 0; WINTER - CERTAIN 2022-23: 0; WINTER - CERTAIN 2023-24: 0; WINTER - CERTAIN 2024-25: 0; WINTER - CERTAIN 2025-26: 0; WINTER - CERTAIN 2026-27: 0; WINTER - CERTAIN 2027-28: 0; WINTER - CERTAIN 2028-29: 0
Cancelled | US |  |  |  | 10INR0062c |  | Longfellow Ranch Partners Project Ph 3 | WT | WND |  | Wind | n/a |  | 201 | 28.14 | 40.2 | SUMMER - CERTAIN 2018: 0; SUMMER - CERTAIN 2019: 0; SUMMER - CERTAIN 2020: 0; SUMMER - CERTAIN 2021: 0; SUMMER - CERTAIN 2022: 0; SUMMER - CERTAIN 2023: 0; SUMMER - CERTAIN 2024: 0; SUMMER - CERTAIN 2025: 0; SUMMER - CERTAIN 2026: 0; SUMMER - CERTAIN 2027: 0; SUMMER - CERTAIN 2028: 0; WINTER - CERTAIN 2018-19: 0; WINTER - CERTAIN 2019-20: 0; WINTER - CERTAIN 2020-21: 0; WINTER - CERTAIN 2021-22: 0; WINTER - CERTAIN 2022-23: 0; WINTER - CERTAIN 2023-24: 0; WINTER - CERTAIN 2024-25: 0; WINTER - CERTAIN 2025-26: 0; WINTER - CERTAIN 2026-27: 0; WINTER - CERTAIN 2027-28: 0; WINTER - CERTAIN 2028-29: 0
Cancelled | US |  |  |  | 10INR0063 |  | Sun Tower X1 | PV | SUN |  | Solar | n/a |  | 92 | 69 | 11.04 | SUMMER - CERTAIN 2018: 0; SUMMER - CERTAIN 2019: 0; SUMMER - CERTAIN 2020: 0; SUMMER - CERTAIN 2021: 0; SUMMER - CERTAIN 2022: 0; SUMMER - CERTAIN 2023: 0; SUMMER - CERTAIN 2024: 0; SUMMER - CERTAIN 2025: 0; SUMMER - CERTAIN 2026: 0; SUMMER - CERTAIN 2027: 0; SUMMER - CERTAIN 2028: 0; WINTER - CERTAIN 2018-19: 0; WINTER - CERTAIN 2019-20: 0; WINTER - CERTAIN 2020-21: 0; WINTER - CERTAIN 2021-22: 0; WINTER - CERTAIN 2022-23: 0; WINTER - CERTAIN 2023-24: 0; WINTER - CERTAIN 2024-25: 0; WINTER - CERTAIN 2025-26: 0; WINTER - CERTAIN 2026-27: 0; WINTER - CERTAIN 2027-28: 0; WINTER - CERTAIN 2028-29: 0
Cancelled | US |  |  |  | 10INR0064 |  | Sun Tower X2 | PV | SUN |  | Solar | n/a |  | 92 | 69 | 11.04 | SUMMER - CERTAIN 2018: 0; SUMMER - CERTAIN 2019: 0; SUMMER - CERTAIN 2020: 0; SUMMER - CERTAIN 2021: 0; SUMMER - CERTAIN 2022: 0; SUMMER - CERTAIN 2023: 0; SUMMER - CERTAIN 2024: 0; SUMMER - CERTAIN 2025: 0; SUMMER - CERTAIN 2026: 0; SUMMER - CERTAIN 2027: 0; SUMMER - CERTAIN 2028: 0; WINTER - CERTAIN 2018-19: 0; WINTER - CERTAIN 2019-20: 0; WINTER - CERTAIN 2020-21: 0; WINTER - CERTAIN 2021-22: 0; WINTER - CERTAIN 2022-23: 0; WINTER - CERTAIN 2023-24: 0; WINTER - CERTAIN 2024-25: 0; WINTER - CERTAIN 2025-26: 0; WINTER - CERTAIN 2026-27: 0; WINTER - CERTAIN 2027-28: 0; WINTER - CERTAIN 2028-29: 0
Cancelled | US |  |  |  | 10INR0065 |  | Sun Tower X3 | PV | SUN |  | Solar | n/a |  | 92 | 69 | 11.04 | SUMMER - CERTAIN 2018: 0; SUMMER - CERTAIN 2019: 0; SUMMER - CERTAIN 2020: 0; SUMMER - CERTAIN 2021: 0; SUMMER - CERTAIN 2022: 0; SUMMER - CERTAIN 2023: 0; SUMMER - CERTAIN 2024: 0; SUMMER - CERTAIN 2025: 0; SUMMER - CERTAIN 2026: 0; SUMMER - CERTAIN 2027: 0; SUMMER - CERTAIN 2028: 0; WINTER - CERTAIN 2018-19: 0; WINTER - CERTAIN 2019-20: 0; WINTER - CERTAIN 2020-21: 0; WINTER - CERTAIN 2021-22: 0; WINTER - CERTAIN 2022-23: 0; WINTER - CERTAIN 2023-24: 0; WINTER - CERTAIN 2024-25: 0; WINTER - CERTAIN 2025-26: 0; WINTER - CERTAIN 2026-27: 0; WINTER - CERTAIN 2027-28: 0; WINTER - CERTAIN 2028-29: 0
Cancelled | US |  |  |  | 10INR0066 |  | Sun Tower Y1 | PV | SUN |  | Solar | n/a |  | 184 | 138 | 22.08 | SUMMER - CERTAIN 2018: 0; SUMMER - CERTAIN 2019: 0; SUMMER - CERTAIN 2020: 0; SUMMER - CERTAIN 2021: 0; SUMMER - CERTAIN 2022: 0; SUMMER - CERTAIN 2023: 0; SUMMER - CERTAIN 2024: 0; SUMMER - CERTAIN 2025: 0; SUMMER - CERTAIN 2026: 0; SUMMER - CERTAIN 2027: 0; SUMMER - CERTAIN 2028: 0; WINTER - CERTAIN 2018-19: 0; WINTER - CERTAIN 2019-20: 0; WINTER - CERTAIN 2020-21: 0; WINTER - CERTAIN 2021-22: 0; WINTER - CERTAIN 2022-23: 0; WINTER - CERTAIN 2023-24: 0; WINTER - CERTAIN 2024-25: 0; WINTER - CERTAIN 2025-26: 0; WINTER - CERTAIN 2026-27: 0; WINTER - CERTAIN 2027-28: 0; WINTER - CERTAIN 2028-29: 0
Cancelled | US |  |  |  | 10INR0067 |  | Sun Tower Y2 | PV | SUN |  | Solar | n/a |  | 184 | 138 | 22.08 | SUMMER - CERTAIN 2018: 0; SUMMER - CERTAIN 2019: 0; SUMMER - CERTAIN 2020: 0; SUMMER - CERTAIN 2021: 0; SUMMER - CERTAIN 2022: 0; SUMMER - CERTAIN 2023: 0; SUMMER - CERTAIN 2024: 0; SUMMER - CERTAIN 2025: 0; SUMMER - CERTAIN 2026: 0; SUMMER - CERTAIN 2027: 0; SUMMER - CERTAIN 2028: 0; WINTER - CERTAIN 2018-19: 0; WINTER - CERTAIN 2019-20: 0; WINTER - CERTAIN 2020-21: 0; WINTER - CERTAIN 2021-22: 0; WINTER - CERTAIN 2022-23: 0; WINTER - CERTAIN 2023-24: 0; WINTER - CERTAIN 2024-25: 0; WINTER - CERTAIN 2025-26: 0; WINTER - CERTAIN 2026-27: 0; WINTER - CERTAIN 2027-28: 0; WINTER - CERTAIN 2028-29: 0
Cancelled | US |  |  |  | 10INR0068 |  | Sun Tower Y3 | PV | SUN |  | Solar | n/a |  | 184 | 138 | 22.08 | SUMMER - CERTAIN 2018: 0; SUMMER - CERTAIN 2019: 0; SUMMER - CERTAIN 2020: 0; SUMMER - CERTAIN 2021: 0; SUMMER - CERTAIN 2022: 0; SUMMER - CERTAIN 2023: 0; SUMMER - CERTAIN 2024: 0; SUMMER - CERTAIN 2025: 0; SUMMER - CERTAIN 2026: 0; SUMMER - CERTAIN 2027: 0; SUMMER - CERTAIN 2028: 0; WINTER - CERTAIN 2018-19: 0; WINTER - CERTAIN 2019-20: 0; WINTER - CERTAIN 2020-21: 0; WINTER - CERTAIN 2021-22: 0; WINTER - CERTAIN 2022-23: 0; WINTER - CERTAIN 2023-24: 0; WINTER - CERTAIN 2024-25: 0; WINTER - CERTAIN 2025-26: 0; WINTER - CERTAIN 2026-27: 0; WINTER - CERTAIN 2027-28: 0; WINTER - CERTAIN 2028-29: 0
Cancelled | US |  |  |  | 10INR0071 |  | Saltgrass-Sargent Wind | WT | WND |  | Wind | n/a |  | 75 | 44.25 | 32.25 | SUMMER - CERTAIN 2018: 0; SUMMER - CERTAIN 2019: 0; SUMMER - CERTAIN 2020: 0; SUMMER - CERTAIN 2021: 0; SUMMER - CERTAIN 2022: 0; SUMMER - CERTAIN 2023: 0; SUMMER - CERTAIN 2024: 0; SUMMER - CERTAIN 2025: 0; SUMMER - CERTAIN 2026: 0; SUMMER - CERTAIN 2027: 0; SUMMER - CERTAIN 2028: 0; WINTER - CERTAIN 2018-19: 0; WINTER - CERTAIN 2019-20: 0; WINTER - CERTAIN 2020-21: 0; WINTER - CERTAIN 2021-22: 0; WINTER - CERTAIN 2022-23: 0; WINTER - CERTAIN 2023-24: 0; WINTER - CERTAIN 2024-25: 0; WINTER - CERTAIN 2025-26: 0; WINTER - CERTAIN 2026-27: 0; WINTER - CERTAIN 2027-28: 0; WINTER - CERTAIN 2028-29: 0
Cancelled | US |  |  |  | 10INR0072 |  | Webberville Solar Project | PV | SUN |  | Solar | n/a |  | 35 | 26.25 | 4.2 | SUMMER - CERTAIN 2018: 0; SUMMER - CERTAIN 2019: 0; SUMMER - CERTAIN 2020: 0; SUMMER - CERTAIN 2021: 0; SUMMER - CERTAIN 2022: 0; SUMMER - CERTAIN 2023: 0; SUMMER - CERTAIN 2024: 0; SUMMER - CERTAIN 2025: 0; SUMMER - CERTAIN 2026: 0; SUMMER - CERTAIN 2027: 0; SUMMER - CERTAIN 2028: 0; WINTER - CERTAIN 2018-19: 0; WINTER - CERTAIN 2019-20: 0; WINTER - CERTAIN 2020-21: 0; WINTER - CERTAIN 2021-22: 0; WINTER - CERTAIN 2022-23: 0; WINTER - CERTAIN 2023-24: 0; WINTER - CERTAIN 2024-25: 0; WINTER - CERTAIN 2025-26: 0; WINTER - CERTAIN 2026-27: 0; WINTER - CERTAIN 2027-28: 0; WINTER - CERTAIN 2028-29: 0
Cancelled | US |  |  |  | 10INR0073 |  | Everest Peaker | CC | NG |  | Natural Gas and Other Gases | n/a |  | 100 | 100 | 100 | SUMMER - CERTAIN 2018: 0; SUMMER - CERTAIN 2019: 0; SUMMER - CERTAIN 2020: 0; SUMMER - CERTAIN 2021: 0; SUMMER - CERTAIN 2022: 0; SUMMER - CERTAIN 2023: 0; SUMMER - CERTAIN 2024: 0; SUMMER - CERTAIN 2025: 0; SUMMER - CERTAIN 2026: 0; SUMMER - CERTAIN 2027: 0; SUMMER - CERTAIN 2028: 0; WINTER - CERTAIN 2018-19: 0; WINTER - CERTAIN 2019-20: 0; WINTER - CERTAIN 2020-21: 0; WINTER - CERTAIN 2021-22: 0; WINTER - CERTAIN 2022-23: 0; WINTER - CERTAIN 2023-24: 0; WINTER - CERTAIN 2024-25: 0; WINTER - CERTAIN 2025-26: 0; WINTER - CERTAIN 2026-27: 0; WINTER - CERTAIN 2027-28: 0; WINTER - CERTAIN 2028-29: 0
Cancelled | US |  |  |  | 10INR0074 |  | Jensen Wind Energy Project | WT | WND |  | Wind | n/a |  | 499 | 69.86 | 99.8 | SUMMER - CERTAIN 2018: 0; SUMMER - CERTAIN 2019: 0; SUMMER - CERTAIN 2020: 0; SUMMER - CERTAIN 2021: 0; SUMMER - CERTAIN 2022: 0; SUMMER - CERTAIN 2023: 0; SUMMER - CERTAIN 2024: 0; SUMMER - CERTAIN 2025: 0; SUMMER - CERTAIN 2026: 0; SUMMER - CERTAIN 2027: 0; SUMMER - CERTAIN 2028: 0; WINTER - CERTAIN 2018-19: 0; WINTER - CERTAIN 2019-20: 0; WINTER - CERTAIN 2020-21: 0; WINTER - CERTAIN 2021-22: 0; WINTER - CERTAIN 2022-23: 0; WINTER - CERTAIN 2023-24: 0; WINTER - CERTAIN 2024-25: 0; WINTER - CERTAIN 2025-26: 0; WINTER - CERTAIN 2026-27: 0; WINTER - CERTAIN 2027-28: 0; WINTER - CERTAIN 2028-29: 0
Cancelled | US |  |  |  | 10INR0075 |  | Sun Tower X4 | PV | SUN |  | Solar | n/a |  | 92 | 69 | 11.04 | SUMMER - CERTAIN 2018: 0; SUMMER - CERTAIN 2019: 0; SUMMER - CERTAIN 2020: 0; SUMMER - CERTAIN 2021: 0; SUMMER - CERTAIN 2022: 0; SUMMER - CERTAIN 2023: 0; SUMMER - CERTAIN 2024: 0; SUMMER - CERTAIN 2025: 0; SUMMER - CERTAIN 2026: 0; SUMMER - CERTAIN 2027: 0; SUMMER - CERTAIN 2028: 0; WINTER - CERTAIN 2018-19: 0; WINTER - CERTAIN 2019-20: 0; WINTER - CERTAIN 2020-21: 0; WINTER - CERTAIN 2021-22: 0; WINTER - CERTAIN 2022-23: 0; WINTER - CERTAIN 2023-24: 0; WINTER - CERTAIN 2024-25: 0; WINTER - CERTAIN 2025-26: 0; WINTER - CERTAIN 2026-27: 0; WINTER - CERTAIN 2027-28: 0; WINTER - CERTAIN 2028-29: 0
Cancelled | US |  |  |  | 10INR0076 |  | Bordas Wind Farm | WT | WND |  | Wind | n/a |  | 225 | 31.5 | 45 | SUMMER - CERTAIN 2018: 0; SUMMER - CERTAIN 2019: 0; SUMMER - CERTAIN 2020: 0; SUMMER - CERTAIN 2021: 0; SUMMER - CERTAIN 2022: 0; SUMMER - CERTAIN 2023: 0; SUMMER - CERTAIN 2024: 0; SUMMER - CERTAIN 2025: 0; SUMMER - CERTAIN 2026: 0; SUMMER - CERTAIN 2027: 0; SUMMER - CERTAIN 2028: 0; WINTER - CERTAIN 2018-19: 0; WINTER - CERTAIN 2019-20: 0; WINTER - CERTAIN 2020-21: 0; WINTER - CERTAIN 2021-22: 0; WINTER - CERTAIN 2022-23: 0; WINTER - CERTAIN 2023-24: 0; WINTER - CERTAIN 2024-25: 0; WINTER - CERTAIN 2025-26: 0; WINTER - CERTAIN 2026-27: 0; WINTER - CERTAIN 2027-28: 0; WINTER - CERTAIN 2028-29: 0
Cancelled | US |  |  |  | 10INR0077 |  | Kaiser Creek Windfarm | WT | WND |  | Wind | n/a |  | 101 | 14.14 | 20.2 | SUMMER - CERTAIN 2018: 0; SUMMER - CERTAIN 2019: 0; SUMMER - CERTAIN 2020: 0; SUMMER - CERTAIN 2021: 0; SUMMER - CERTAIN 2022: 0; SUMMER - CERTAIN 2023: 0; SUMMER - CERTAIN 2024: 0; SUMMER - CERTAIN 2025: 0; SUMMER - CERTAIN 2026: 0; SUMMER - CERTAIN 2027: 0; SUMMER - CERTAIN 2028: 0; WINTER - CERTAIN 2018-19: 0; WINTER - CERTAIN 2019-20: 0; WINTER - CERTAIN 2020-21: 0; WINTER - CERTAIN 2021-22: 0; WINTER - CERTAIN 2022-23: 0; WINTER - CERTAIN 2023-24: 0; WINTER - CERTAIN 2024-25: 0; WINTER - CERTAIN 2025-26: 0; WINTER - CERTAIN 2026-27: 0; WINTER - CERTAIN 2027-28: 0; WINTER - CERTAIN 2028-29: 0
Cancelled | US |  |  |  | 10INR0078 |  | Ygnacio Windfarm | WT | WND |  | Wind | n/a |  | 149 | 20.86 | 29.8 | SUMMER - CERTAIN 2018: 0; SUMMER - CERTAIN 2019: 0; SUMMER - CERTAIN 2020: 0; SUMMER - CERTAIN 2021: 0; SUMMER - CERTAIN 2022: 0; SUMMER - CERTAIN 2023: 0; SUMMER - CERTAIN 2024: 0; SUMMER - CERTAIN 2025: 0; SUMMER - CERTAIN 2026: 0; SUMMER - CERTAIN 2027: 0; SUMMER - CERTAIN 2028: 0; WINTER - CERTAIN 2018-19: 0; WINTER - CERTAIN 2019-20: 0; WINTER - CERTAIN 2020-21: 0; WINTER - CERTAIN 2021-22: 0; WINTER - CERTAIN 2022-23: 0; WINTER - CERTAIN 2023-24: 0; WINTER - CERTAIN 2024-25: 0; WINTER - CERTAIN 2025-26: 0; WINTER - CERTAIN 2026-27: 0; WINTER - CERTAIN 2027-28: 0; WINTER - CERTAIN 2028-29: 0
Cancelled | US |  |  |  | 10INR0079 |  | Spring Creek Wind | WT | WND |  | Wind | n/a |  | 60 | 8.4 | 12 | SUMMER - CERTAIN 2018: 0; SUMMER - CERTAIN 2019: 0; SUMMER - CERTAIN 2020: 0; SUMMER - CERTAIN 2021: 0; SUMMER - CERTAIN 2022: 0; SUMMER - CERTAIN 2023: 0; SUMMER - CERTAIN 2024: 0; SUMMER - CERTAIN 2025: 0; SUMMER - CERTAIN 2026: 0; SUMMER - CERTAIN 2027: 0; SUMMER - CERTAIN 2028: 0; WINTER - CERTAIN 2018-19: 0; WINTER - CERTAIN 2019-20: 0; WINTER - CERTAIN 2020-21: 0; WINTER - CERTAIN 2021-22: 0; WINTER - CERTAIN 2022-23: 0; WINTER - CERTAIN 2023-24: 0; WINTER - CERTAIN 2024-25: 0; WINTER - CERTAIN 2025-26: 0; WINTER - CERTAIN 2026-27: 0; WINTER - CERTAIN 2027-28: 0; WINTER - CERTAIN 2028-29: 0
Cancelled | US |  |  |  | 10INR0080 |  | Western Ranch Solar1 | PV | SUN |  | Solar | n/a |  | 81 | 60.75 | 9.72 | SUMMER - CERTAIN 2018: 0; SUMMER - CERTAIN 2019: 0; SUMMER - CERTAIN 2020: 0; SUMMER - CERTAIN 2021: 0; SUMMER - CERTAIN 2022: 0; SUMMER - CERTAIN 2023: 0; SUMMER - CERTAIN 2024: 0; SUMMER - CERTAIN 2025: 0; SUMMER - CERTAIN 2026: 0; SUMMER - CERTAIN 2027: 0; SUMMER - CERTAIN 2028: 0; WINTER - CERTAIN 2018-19: 0; WINTER - CERTAIN 2019-20: 0; WINTER - CERTAIN 2020-21: 0; WINTER - CERTAIN 2021-22: 0; WINTER - CERTAIN 2022-23: 0; WINTER - CERTAIN 2023-24: 0; WINTER - CERTAIN 2024-25: 0; WINTER - CERTAIN 2025-26: 0; WINTER - CERTAIN 2026-27: 0; WINTER - CERTAIN 2027-28: 0; WINTER - CERTAIN 2028-29: 0
Cancelled | US |  |  |  | 10INR0081a |  | Shannon-1 Wind Farm Phase 1 | WT | WND |  | Wind | n/a |  | 30.4 | 4.256 | 6.08 | SUMMER - CERTAIN 2018: 0; SUMMER - CERTAIN 2019: 0; SUMMER - CERTAIN 2020: 0; SUMMER - CERTAIN 2021: 0; SUMMER - CERTAIN 2022: 0; SUMMER - CERTAIN 2023: 0; SUMMER - CERTAIN 2024: 0; SUMMER - CERTAIN 2025: 0; SUMMER - CERTAIN 2026: 0; SUMMER - CERTAIN 2027: 0; SUMMER - CERTAIN 2028: 0; WINTER - CERTAIN 2018-19: 0; WINTER - CERTAIN 2019-20: 0; WINTER - CERTAIN 2020-21: 0; WINTER - CERTAIN 2021-22: 0; WINTER - CERTAIN 2022-23: 0; WINTER - CERTAIN 2023-24: 0; WINTER - CERTAIN 2024-25: 0; WINTER - CERTAIN 2025-26: 0; WINTER - CERTAIN 2026-27: 0; WINTER - CERTAIN 2027-28: 0; WINTER - CERTAIN 2028-29: 0
Cancelled | US |  |  |  | 10INR0081b |  | Shannon-1 Wind Farm Phase 2 | WT | WND |  | Wind | n/a |  | 19.2 | 2.688 | 3.84 | SUMMER - CERTAIN 2018: 0; SUMMER - CERTAIN 2019: 0; SUMMER - CERTAIN 2020: 0; SUMMER - CERTAIN 2021: 0; SUMMER - CERTAIN 2022: 0; SUMMER - CERTAIN 2023: 0; SUMMER - CERTAIN 2024: 0; SUMMER - CERTAIN 2025: 0; SUMMER - CERTAIN 2026: 0; SUMMER - CERTAIN 2027: 0; SUMMER - CERTAIN 2028: 0; WINTER - CERTAIN 2018-19: 0; WINTER - CERTAIN 2019-20: 0; WINTER - CERTAIN 2020-21: 0; WINTER - CERTAIN 2021-22: 0; WINTER - CERTAIN 2022-23: 0; WINTER - CERTAIN 2023-24: 0; WINTER - CERTAIN 2024-25: 0; WINTER - CERTAIN 2025-26: 0; WINTER - CERTAIN 2026-27: 0; WINTER - CERTAIN 2027-28: 0; WINTER - CERTAIN 2028-29: 0
Cancelled | US |  |  |  | 10INR0083 |  | Deepwater Energy Storage | BA | MWH |  | Other | n/a |  | 20 | 0 | 0 | SUMMER - CERTAIN 2018: 0; SUMMER - CERTAIN 2019: 0; SUMMER - CERTAIN 2020: 0; SUMMER - CERTAIN 2021: 0; SUMMER - CERTAIN 2022: 0; SUMMER - CERTAIN 2023: 0; SUMMER - CERTAIN 2024: 0; SUMMER - CERTAIN 2025: 0; SUMMER - CERTAIN 2026: 0; SUMMER - CERTAIN 2027: 0; SUMMER - CERTAIN 2028: 0; WINTER - CERTAIN 2018-19: 0; WINTER - CERTAIN 2019-20: 0; WINTER - CERTAIN 2020-21: 0; WINTER - CERTAIN 2021-22: 0; WINTER - CERTAIN 2022-23: 0; WINTER - CERTAIN 2023-24: 0; WINTER - CERTAIN 2024-25: 0; WINTER - CERTAIN 2025-26: 0; WINTER - CERTAIN 2026-27: 0; WINTER - CERTAIN 2027-28: 0; WINTER - CERTAIN 2028-29: 0
Cancelled | US |  |  |  | 10INR0084 |  | FAS 1 Solar Project | PV | SUN |  | Solar | n/a |  | 50 | 37.5 | 6 | SUMMER - CERTAIN 2018: 0; SUMMER - CERTAIN 2019: 0; SUMMER - CERTAIN 2020: 0; SUMMER - CERTAIN 2021: 0; SUMMER - CERTAIN 2022: 0; SUMMER - CERTAIN 2023: 0; SUMMER - CERTAIN 2024: 0; SUMMER - CERTAIN 2025: 0; SUMMER - CERTAIN 2026: 0; SUMMER - CERTAIN 2027: 0; SUMMER - CERTAIN 2028: 0; WINTER - CERTAIN 2018-19: 0; WINTER - CERTAIN 2019-20: 0; WINTER - CERTAIN 2020-21: 0; WINTER - CERTAIN 2021-22: 0; WINTER - CERTAIN 2022-23: 0; WINTER - CERTAIN 2023-24: 0; WINTER - CERTAIN 2024-25: 0; WINTER - CERTAIN 2025-26: 0; WINTER - CERTAIN 2026-27: 0; WINTER - CERTAIN 2027-28: 0; WINTER - CERTAIN 2028-29: 0
Cancelled | US |  |  |  | 10INR0085 |  | West Texas Angelos | PV | SUN |  | Solar | n/a |  | 57 | 42.75 | 6.84 | SUMMER - CERTAIN 2018: 0; SUMMER - CERTAIN 2019: 0; SUMMER - CERTAIN 2020: 0; SUMMER - CERTAIN 2021: 0; SUMMER - CERTAIN 2022: 0; SUMMER - CERTAIN 2023: 0; SUMMER - CERTAIN 2024: 0; SUMMER - CERTAIN 2025: 0; SUMMER - CERTAIN 2026: 0; SUMMER - CERTAIN 2027: 0; SUMMER - CERTAIN 2028: 0; WINTER - CERTAIN 2018-19: 0; WINTER - CERTAIN 2019-20: 0; WINTER - CERTAIN 2020-21: 0; WINTER - CERTAIN 2021-22: 0; WINTER - CERTAIN 2022-23: 0; WINTER - CERTAIN 2023-24: 0; WINTER - CERTAIN 2024-25: 0; WINTER - CERTAIN 2025-26: 0; WINTER - CERTAIN 2026-27: 0; WINTER - CERTAIN 2027-28: 0; WINTER - CERTAIN 2028-29: 0
Cancelled | US |  |  |  | 10INR0086 |  | West Texas Angelos II | PV | SUN |  | Solar | n/a |  | 10 | 7.5 | 1.2 | SUMMER - CERTAIN 2018: 0; SUMMER - CERTAIN 2019: 0; SUMMER - CERTAIN 2020: 0; SUMMER - CERTAIN 2021: 0; SUMMER - CERTAIN 2022: 0; SUMMER - CERTAIN 2023: 0; SUMMER - CERTAIN 2024: 0; SUMMER - CERTAIN 2025: 0; SUMMER - CERTAIN 2026: 0; SUMMER - CERTAIN 2027: 0; SUMMER - CERTAIN 2028: 0; WINTER - CERTAIN 2018-19: 0; WINTER - CERTAIN 2019-20: 0; WINTER - CERTAIN 2020-21: 0; WINTER - CERTAIN 2021-22: 0; WINTER - CERTAIN 2022-23: 0; WINTER - CERTAIN 2023-24: 0; WINTER - CERTAIN 2024-25: 0; WINTER - CERTAIN 2025-26: 0; WINTER - CERTAIN 2026-27: 0; WINTER - CERTAIN 2027-28: 0; WINTER - CERTAIN 2028-29: 0
Cancelled | US |  |  |  | 10INR0087 |  | West Texas Angelos III | PV | SUN |  | Solar | n/a |  | 10 | 7.5 | 1.2 | SUMMER - CERTAIN 2018: 0; SUMMER - CERTAIN 2019: 0; SUMMER - CERTAIN 2020: 0; SUMMER - CERTAIN 2021: 0; SUMMER - CERTAIN 2022: 0; SUMMER - CERTAIN 2023: 0; SUMMER - CERTAIN 2024: 0; SUMMER - CERTAIN 2025: 0; SUMMER - CERTAIN 2026: 0; SUMMER - CERTAIN 2027: 0; SUMMER - CERTAIN 2028: 0; WINTER - CERTAIN 2018-19: 0; WINTER - CERTAIN 2019-20: 0; WINTER - CERTAIN 2020-21: 0; WINTER - CERTAIN 2021-22: 0; WINTER - CERTAIN 2022-23: 0; WINTER - CERTAIN 2023-24: 0; WINTER - CERTAIN 2024-25: 0; WINTER - CERTAIN 2025-26: 0; WINTER - CERTAIN 2026-27: 0; WINTER - CERTAIN 2027-28: 0; WINTER - CERTAIN 2028-29: 0
Cancelled | US |  |  |  | 10INR0088 |  | West Texas Angelos IV | PV | SUN |  | Solar | n/a |  | 10 | 7.5 | 1.2 | SUMMER - CERTAIN 2018: 0; SUMMER - CERTAIN 2019: 0; SUMMER - CERTAIN 2020: 0; SUMMER - CERTAIN 2021: 0; SUMMER - CERTAIN 2022: 0; SUMMER - CERTAIN 2023: 0; SUMMER - CERTAIN 2024: 0; SUMMER - CERTAIN 2025: 0; SUMMER - CERTAIN 2026: 0; SUMMER - CERTAIN 2027: 0; SUMMER - CERTAIN 2028: 0; WINTER - CERTAIN 2018-19: 0; WINTER - CERTAIN 2019-20: 0; WINTER - CERTAIN 2020-21: 0; WINTER - CERTAIN 2021-22: 0; WINTER - CERTAIN 2022-23: 0; WINTER - CERTAIN 2023-24: 0; WINTER - CERTAIN 2024-25: 0; WINTER - CERTAIN 2025-26: 0; WINTER - CERTAIN 2026-27: 0; WINTER - CERTAIN 2027-28: 0; WINTER - CERTAIN 2028-29: 0
Cancelled | US |  |  |  | 10INR0089 |  | Deepwater Energy Storage | BA | MWH |  | Other | n/a |  | 40 | 0 | 0 | SUMMER - CERTAIN 2018: 0; SUMMER - CERTAIN 2019: 0; SUMMER - CERTAIN 2020: 0; SUMMER - CERTAIN 2021: 0; SUMMER - CERTAIN 2022: 0; SUMMER - CERTAIN 2023: 0; SUMMER - CERTAIN 2024: 0; SUMMER - CERTAIN 2025: 0; SUMMER - CERTAIN 2026: 0; SUMMER - CERTAIN 2027: 0; SUMMER - CERTAIN 2028: 0; WINTER - CERTAIN 2018-19: 0; WINTER - CERTAIN 2019-20: 0; WINTER - CERTAIN 2020-21: 0; WINTER - CERTAIN 2021-22: 0; WINTER - CERTAIN 2022-23: 0; WINTER - CERTAIN 2023-24: 0; WINTER - CERTAIN 2024-25: 0; WINTER - CERTAIN 2025-26: 0; WINTER - CERTAIN 2026-27: 0; WINTER - CERTAIN 2027-28: 0; WINTER - CERTAIN 2028-29: 0
Cancelled | US |  |  |  | 10INR0090 |  | Diospyros | PV | SUN |  | Solar | n/a |  | 38 | 28.5 | 4.56 | SUMMER - CERTAIN 2018: 0; SUMMER - CERTAIN 2019: 0; SUMMER - CERTAIN 2020: 0; SUMMER - CERTAIN 2021: 0; SUMMER - CERTAIN 2022: 0; SUMMER - CERTAIN 2023: 0; SUMMER - CERTAIN 2024: 0; SUMMER - CERTAIN 2025: 0; SUMMER - CERTAIN 2026: 0; SUMMER - CERTAIN 2027: 0; SUMMER - CERTAIN 2028: 0; WINTER - CERTAIN 2018-19: 0; WINTER - CERTAIN 2019-20: 0; WINTER - CERTAIN 2020-21: 0; WINTER - CERTAIN 2021-22: 0; WINTER - CERTAIN 2022-23: 0; WINTER - CERTAIN 2023-24: 0; WINTER - CERTAIN 2024-25: 0; WINTER - CERTAIN 2025-26: 0; WINTER - CERTAIN 2026-27: 0; WINTER - CERTAIN 2027-28: 0; WINTER - CERTAIN 2028-29: 0
Cancelled | US |  |  |  | 11INR0001 |  | Twin Oaks 3 | ST | WDS |  | Biomass | n/a |  | 630 | 630 | 630 | SUMMER - CERTAIN 2018: 0; SUMMER - CERTAIN 2019: 0; SUMMER - CERTAIN 2020: 0; SUMMER - CERTAIN 2021: 0; SUMMER - CERTAIN 2022: 0; SUMMER - CERTAIN 2023: 0; SUMMER - CERTAIN 2024: 0; SUMMER - CERTAIN 2025: 0; SUMMER - CERTAIN 2026: 0; SUMMER - CERTAIN 2027: 0; SUMMER - CERTAIN 2028: 0; WINTER - CERTAIN 2018-19: 0; WINTER - CERTAIN 2019-20: 0; WINTER - CERTAIN 2020-21: 0; WINTER - CERTAIN 2021-22: 0; WINTER - CERTAIN 2022-23: 0; WINTER - CERTAIN 2023-24: 0; WINTER - CERTAIN 2024-25: 0; WINTER - CERTAIN 2025-26: 0; WINTER - CERTAIN 2026-27: 0; WINTER - CERTAIN 2027-28: 0; WINTER - CERTAIN 2028-29: 0
Cancelled | US |  |  |  | 11INR0002 |  | Sandy Creek 2 | ST | SUB |  | Coal | n/a |  | 800 | 800 | 800 | SUMMER - CERTAIN 2018: 0; SUMMER - CERTAIN 2019: 0; SUMMER - CERTAIN 2020: 0; SUMMER - CERTAIN 2021: 0; SUMMER - CERTAIN 2022: 0; SUMMER - CERTAIN 2023: 0; SUMMER - CERTAIN 2024: 0; SUMMER - CERTAIN 2025: 0; SUMMER - CERTAIN 2026: 0; SUMMER - CERTAIN 2027: 0; SUMMER - CERTAIN 2028: 0; WINTER - CERTAIN 2018-19: 0; WINTER - CERTAIN 2019-20: 0; WINTER - CERTAIN 2020-21: 0; WINTER - CERTAIN 2021-22: 0; WINTER - CERTAIN 2022-23: 0; WINTER - CERTAIN 2023-24: 0; WINTER - CERTAIN 2024-25: 0; WINTER - CERTAIN 2025-26: 0; WINTER - CERTAIN 2026-27: 0; WINTER - CERTAIN 2027-28: 0; WINTER - CERTAIN 2028-29: 0
Cancelled | US |  |  |  | 11INR0003 |  | Bay City Energy Center | ST | SUB |  | Coal | n/a |  | 1200 | 1200 | 1200 | SUMMER - CERTAIN 2018: 0; SUMMER - CERTAIN 2019: 0; SUMMER - CERTAIN 2020: 0; SUMMER - CERTAIN 2021: 0; SUMMER - CERTAIN 2022: 0; SUMMER - CERTAIN 2023: 0; SUMMER - CERTAIN 2024: 0; SUMMER - CERTAIN 2025: 0; SUMMER - CERTAIN 2026: 0; SUMMER - CERTAIN 2027: 0; SUMMER - CERTAIN 2028: 0; WINTER - CERTAIN 2018-19: 0; WINTER - CERTAIN 2019-20: 0; WINTER - CERTAIN 2020-21: 0; WINTER - CERTAIN 2021-22: 0; WINTER - CERTAIN 2022-23: 0; WINTER - CERTAIN 2023-24: 0; WINTER - CERTAIN 2024-25: 0; WINTER - CERTAIN 2025-26: 0; WINTER - CERTAIN 2026-27: 0; WINTER - CERTAIN 2027-28: 0; WINTER - CERTAIN 2028-29: 0
Cancelled | US |  |  |  | 11INR0004 |  | Port Lavaca Energy Center | ST | SUB |  | Coal | n/a |  | 1200 | 1200 | 1200 | SUMMER - CERTAIN 2018: 0; SUMMER - CERTAIN 2019: 0; SUMMER - CERTAIN 2020: 0; SUMMER - CERTAIN 2021: 0; SUMMER - CERTAIN 2022: 0; SUMMER - CERTAIN 2023: 0; SUMMER - CERTAIN 2024: 0; SUMMER - CERTAIN 2025: 0; SUMMER - CERTAIN 2026: 0; SUMMER - CERTAIN 2027: 0; SUMMER - CERTAIN 2028: 0; WINTER - CERTAIN 2018-19: 0; WINTER - CERTAIN 2019-20: 0; WINTER - CERTAIN 2020-21: 0; WINTER - CERTAIN 2021-22: 0; WINTER - CERTAIN 2022-23: 0; WINTER - CERTAIN 2023-24: 0; WINTER - CERTAIN 2024-25: 0; WINTER - CERTAIN 2025-26: 0; WINTER - CERTAIN 2026-27: 0; WINTER - CERTAIN 2027-28: 0; WINTER - CERTAIN 2028-29: 0
Cancelled | US |  |  |  | 11INR0005 |  | Trans-Pecos Wind Farm | WT | WND |  | Wind | n/a |  | 500 | 70 | 100 | SUMMER - CERTAIN 2018: 0; SUMMER - CERTAIN 2019: 0; SUMMER - CERTAIN 2020: 0; SUMMER - CERTAIN 2021: 0; SUMMER - CERTAIN 2022: 0; SUMMER - CERTAIN 2023: 0; SUMMER - CERTAIN 2024: 0; SUMMER - CERTAIN 2025: 0; SUMMER - CERTAIN 2026: 0; SUMMER - CERTAIN 2027: 0; SUMMER - CERTAIN 2028: 0; WINTER - CERTAIN 2018-19: 0; WINTER - CERTAIN 2019-20: 0; WINTER - CERTAIN 2020-21: 0; WINTER - CERTAIN 2021-22: 0; WINTER - CERTAIN 2022-23: 0; WINTER - CERTAIN 2023-24: 0; WINTER - CERTAIN 2024-25: 0; WINTER - CERTAIN 2025-26: 0; WINTER - CERTAIN 2026-27: 0; WINTER - CERTAIN 2027-28: 0; WINTER - CERTAIN 2028-29: 0
Cancelled | US |  |  |  | 11INR0006 |  | Lamar Power Park III | CC | NG |  | Natural Gas and Other Gases | n/a |  | 579 | 579 | 579 | SUMMER - CERTAIN 2018: 0; SUMMER - CERTAIN 2019: 0; SUMMER - CERTAIN 2020: 0; SUMMER - CERTAIN 2021: 0; SUMMER - CERTAIN 2022: 0; SUMMER - CERTAIN 2023: 0; SUMMER - CERTAIN 2024: 0; SUMMER - CERTAIN 2025: 0; SUMMER - CERTAIN 2026: 0; SUMMER - CERTAIN 2027: 0; SUMMER - CERTAIN 2028: 0; WINTER - CERTAIN 2018-19: 0; WINTER - CERTAIN 2019-20: 0; WINTER - CERTAIN 2020-21: 0; WINTER - CERTAIN 2021-22: 0; WINTER - CERTAIN 2022-23: 0; WINTER - CERTAIN 2023-24: 0; WINTER - CERTAIN 2024-25: 0; WINTER - CERTAIN 2025-26: 0; WINTER - CERTAIN 2026-27: 0; WINTER - CERTAIN 2027-28: 0; WINTER - CERTAIN 2028-29: 0
Cancelled | US |  |  |  | 11INR0007 |  | Mountain Creek | CC | NG |  | Natural Gas and Other Gases | n/a |  | 700 | 700 | 700 | SUMMER - CERTAIN 2018: 0; SUMMER - CERTAIN 2019: 0; SUMMER - CERTAIN 2020: 0; SUMMER - CERTAIN 2021: 0; SUMMER - CERTAIN 2022: 0; SUMMER - CERTAIN 2023: 0; SUMMER - CERTAIN 2024: 0; SUMMER - CERTAIN 2025: 0; SUMMER - CERTAIN 2026: 0; SUMMER - CERTAIN 2027: 0; SUMMER - CERTAIN 2028: 0; WINTER - CERTAIN 2018-19: 0; WINTER - CERTAIN 2019-20: 0; WINTER - CERTAIN 2020-21: 0; WINTER - CERTAIN 2021-22: 0; WINTER - CERTAIN 2022-23: 0; WINTER - CERTAIN 2023-24: 0; WINTER - CERTAIN 2024-25: 0; WINTER - CERTAIN 2025-26: 0; WINTER - CERTAIN 2026-27: 0; WINTER - CERTAIN 2027-28: 0; WINTER - CERTAIN 2028-29: 0
Cancelled | US |  |  |  | 11INR0008a |  | Mesa Power Project | WT | WND |  | Wind | n/a |  | 1000 | 140 | 200 | SUMMER - CERTAIN 2018: 0; SUMMER - CERTAIN 2019: 0; SUMMER - CERTAIN 2020: 0; SUMMER - CERTAIN 2021: 0; SUMMER - CERTAIN 2022: 0; SUMMER - CERTAIN 2023: 0; SUMMER - CERTAIN 2024: 0; SUMMER - CERTAIN 2025: 0; SUMMER - CERTAIN 2026: 0; SUMMER - CERTAIN 2027: 0; SUMMER - CERTAIN 2028: 0; WINTER - CERTAIN 2018-19: 0; WINTER - CERTAIN 2019-20: 0; WINTER - CERTAIN 2020-21: 0; WINTER - CERTAIN 2021-22: 0; WINTER - CERTAIN 2022-23: 0; WINTER - CERTAIN 2023-24: 0; WINTER - CERTAIN 2024-25: 0; WINTER - CERTAIN 2025-26: 0; WINTER - CERTAIN 2026-27: 0; WINTER - CERTAIN 2027-28: 0; WINTER - CERTAIN 2028-29: 0
Cancelled | US |  |  |  | 11INR0008b |  | Mesa Power Project | ST | SUB |  | Coal | n/a |  | 750 | 750 | 750 | SUMMER - CERTAIN 2018: 0; SUMMER - CERTAIN 2019: 0; SUMMER - CERTAIN 2020: 0; SUMMER - CERTAIN 2021: 0; SUMMER - CERTAIN 2022: 0; SUMMER - CERTAIN 2023: 0; SUMMER - CERTAIN 2024: 0; SUMMER - CERTAIN 2025: 0; SUMMER - CERTAIN 2026: 0; SUMMER - CERTAIN 2027: 0; SUMMER - CERTAIN 2028: 0; WINTER - CERTAIN 2018-19: 0; WINTER - CERTAIN 2019-20: 0; WINTER - CERTAIN 2020-21: 0; WINTER - CERTAIN 2021-22: 0; WINTER - CERTAIN 2022-23: 0; WINTER - CERTAIN 2023-24: 0; WINTER - CERTAIN 2024-25: 0; WINTER - CERTAIN 2025-26: 0; WINTER - CERTAIN 2026-27: 0; WINTER - CERTAIN 2027-28: 0; WINTER - CERTAIN 2028-29: 0
Cancelled | US |  |  |  | 11INR0008c |  | Mesa Power Project | CC | NG |  | Natural Gas and Other Gases | n/a |  | 600 | 600 | 600 | SUMMER - CERTAIN 2018: 0; SUMMER - CERTAIN 2019: 0; SUMMER - CERTAIN 2020: 0; SUMMER - CERTAIN 2021: 0; SUMMER - CERTAIN 2022: 0; SUMMER - CERTAIN 2023: 0; SUMMER - CERTAIN 2024: 0; SUMMER - CERTAIN 2025: 0; SUMMER - CERTAIN 2026: 0; SUMMER - CERTAIN 2027: 0; SUMMER - CERTAIN 2028: 0; WINTER - CERTAIN 2018-19: 0; WINTER - CERTAIN 2019-20: 0; WINTER - CERTAIN 2020-21: 0; WINTER - CERTAIN 2021-22: 0; WINTER - CERTAIN 2022-23: 0; WINTER - CERTAIN 2023-24: 0; WINTER - CERTAIN 2024-25: 0; WINTER - CERTAIN 2025-26: 0; WINTER - CERTAIN 2026-27: 0; WINTER - CERTAIN 2027-28: 0; WINTER - CERTAIN 2028-29: 0
Cancelled | US |  |  |  | 11INR0009 |  | Navarrro-LS | CC | NG |  | Natural Gas and Other Gases | n/a |  | 1200 | 1200 | 1200 | SUMMER - CERTAIN 2018: 0; SUMMER - CERTAIN 2019: 0; SUMMER - CERTAIN 2020: 0; SUMMER - CERTAIN 2021: 0; SUMMER - CERTAIN 2022: 0; SUMMER - CERTAIN 2023: 0; SUMMER - CERTAIN 2024: 0; SUMMER - CERTAIN 2025: 0; SUMMER - CERTAIN 2026: 0; SUMMER - CERTAIN 2027: 0; SUMMER - CERTAIN 2028: 0; WINTER - CERTAIN 2018-19: 0; WINTER - CERTAIN 2019-20: 0; WINTER - CERTAIN 2020-21: 0; WINTER - CERTAIN 2021-22: 0; WINTER - CERTAIN 2022-23: 0; WINTER - CERTAIN 2023-24: 0; WINTER - CERTAIN 2024-25: 0; WINTER - CERTAIN 2025-26: 0; WINTER - CERTAIN 2026-27: 0; WINTER - CERTAIN 2027-28: 0; WINTER - CERTAIN 2028-29: 0
Cancelled | US |  |  |  | 11INr0010 |  | Jack-LS Power | CC | NG |  | Natural Gas and Other Gases | n/a |  | 1200 | 1200 | 1200 | SUMMER - CERTAIN 2018: 0; SUMMER - CERTAIN 2019: 0; SUMMER - CERTAIN 2020: 0; SUMMER - CERTAIN 2021: 0; SUMMER - CERTAIN 2022: 0; SUMMER - CERTAIN 2023: 0; SUMMER - CERTAIN 2024: 0; SUMMER - CERTAIN 2025: 0; SUMMER - CERTAIN 2026: 0; SUMMER - CERTAIN 2027: 0; SUMMER - CERTAIN 2028: 0; WINTER - CERTAIN 2018-19: 0; WINTER - CERTAIN 2019-20: 0; WINTER - CERTAIN 2020-21: 0; WINTER - CERTAIN 2021-22: 0; WINTER - CERTAIN 2022-23: 0; WINTER - CERTAIN 2023-24: 0; WINTER - CERTAIN 2024-25: 0; WINTER - CERTAIN 2025-26: 0; WINTER - CERTAIN 2026-27: 0; WINTER - CERTAIN 2027-28: 0; WINTER - CERTAIN 2028-29: 0
Cancelled | US |  |  |  | 11INR0011 |  | Victoria City Nuclear | ST | NUC |  | Nuclear | n/a |  | 3200 | 3200 | 3200 | SUMMER - CERTAIN 2018: 0; SUMMER - CERTAIN 2019: 0; SUMMER - CERTAIN 2020: 0; SUMMER - CERTAIN 2021: 0; SUMMER - CERTAIN 2022: 0; SUMMER - CERTAIN 2023: 0; SUMMER - CERTAIN 2024: 0; SUMMER - CERTAIN 2025: 0; SUMMER - CERTAIN 2026: 0; SUMMER - CERTAIN 2027: 0; SUMMER - CERTAIN 2028: 0; WINTER - CERTAIN 2018-19: 0; WINTER - CERTAIN 2019-20: 0; WINTER - CERTAIN 2020-21: 0; WINTER - CERTAIN 2021-22: 0; WINTER - CERTAIN 2022-23: 0; WINTER - CERTAIN 2023-24: 0; WINTER - CERTAIN 2024-25: 0; WINTER - CERTAIN 2025-26: 0; WINTER - CERTAIN 2026-27: 0; WINTER - CERTAIN 2027-28: 0; WINTER - CERTAIN 2028-29: 0
Cancelled | US |  |  |  | 11INR0012 |  | Invenergy Los Ojuelos Wind | WT | WND |  | Wind | n/a |  | 400 | 56 | 80 | SUMMER - CERTAIN 2018: 0; SUMMER - CERTAIN 2019: 0; SUMMER - CERTAIN 2020: 0; SUMMER - CERTAIN 2021: 0; SUMMER - CERTAIN 2022: 0; SUMMER - CERTAIN 2023: 0; SUMMER - CERTAIN 2024: 0; SUMMER - CERTAIN 2025: 0; SUMMER - CERTAIN 2026: 0; SUMMER - CERTAIN 2027: 0; SUMMER - CERTAIN 2028: 0; WINTER - CERTAIN 2018-19: 0; WINTER - CERTAIN 2019-20: 0; WINTER - CERTAIN 2020-21: 0; WINTER - CERTAIN 2021-22: 0; WINTER - CERTAIN 2022-23: 0; WINTER - CERTAIN 2023-24: 0; WINTER - CERTAIN 2024-25: 0; WINTER - CERTAIN 2025-26: 0; WINTER - CERTAIN 2026-27: 0; WINTER - CERTAIN 2027-28: 0; WINTER - CERTAIN 2028-29: 0
Cancelled | US |  |  |  | 11INR0016 |  | West Texas Wind Farm | WT | WND |  | Wind | n/a |  | 1500 | 210 | 300 | SUMMER - CERTAIN 2018: 0; SUMMER - CERTAIN 2019: 0; SUMMER - CERTAIN 2020: 0; SUMMER - CERTAIN 2021: 0; SUMMER - CERTAIN 2022: 0; SUMMER - CERTAIN 2023: 0; SUMMER - CERTAIN 2024: 0; SUMMER - CERTAIN 2025: 0; SUMMER - CERTAIN 2026: 0; SUMMER - CERTAIN 2027: 0; SUMMER - CERTAIN 2028: 0; WINTER - CERTAIN 2018-19: 0; WINTER - CERTAIN 2019-20: 0; WINTER - CERTAIN 2020-21: 0; WINTER - CERTAIN 2021-22: 0; WINTER - CERTAIN 2022-23: 0; WINTER - CERTAIN 2023-24: 0; WINTER - CERTAIN 2024-25: 0; WINTER - CERTAIN 2025-26: 0; WINTER - CERTAIN 2026-27: 0; WINTER - CERTAIN 2027-28: 0; WINTER - CERTAIN 2028-29: 0
Cancelled | US |  |  |  | 11INR0017 |  | West Texas II Wind Farm | WT | WND |  | Wind | n/a |  | 2001 | 280.14 | 400.2 | SUMMER - CERTAIN 2018: 0; SUMMER - CERTAIN 2019: 0; SUMMER - CERTAIN 2020: 0; SUMMER - CERTAIN 2021: 0; SUMMER - CERTAIN 2022: 0; SUMMER - CERTAIN 2023: 0; SUMMER - CERTAIN 2024: 0; SUMMER - CERTAIN 2025: 0; SUMMER - CERTAIN 2026: 0; SUMMER - CERTAIN 2027: 0; SUMMER - CERTAIN 2028: 0; WINTER - CERTAIN 2018-19: 0; WINTER - CERTAIN 2019-20: 0; WINTER - CERTAIN 2020-21: 0; WINTER - CERTAIN 2021-22: 0; WINTER - CERTAIN 2022-23: 0; WINTER - CERTAIN 2023-24: 0; WINTER - CERTAIN 2024-25: 0; WINTER - CERTAIN 2025-26: 0; WINTER - CERTAIN 2026-27: 0; WINTER - CERTAIN 2027-28: 0; WINTER - CERTAIN 2028-29: 0
Cancelled | US |  |  |  | 11INR0018 |  | Panda NoName1 | CC | NG |  | Natural Gas and Other Gases | n/a |  | 600 | 600 | 600 | SUMMER - CERTAIN 2018: 0; SUMMER - CERTAIN 2019: 0; SUMMER - CERTAIN 2020: 0; SUMMER - CERTAIN 2021: 0; SUMMER - CERTAIN 2022: 0; SUMMER - CERTAIN 2023: 0; SUMMER - CERTAIN 2024: 0; SUMMER - CERTAIN 2025: 0; SUMMER - CERTAIN 2026: 0; SUMMER - CERTAIN 2027: 0; SUMMER - CERTAIN 2028: 0; WINTER - CERTAIN 2018-19: 0; WINTER - CERTAIN 2019-20: 0; WINTER - CERTAIN 2020-21: 0; WINTER - CERTAIN 2021-22: 0; WINTER - CERTAIN 2022-23: 0; WINTER - CERTAIN 2023-24: 0; WINTER - CERTAIN 2024-25: 0; WINTER - CERTAIN 2025-26: 0; WINTER - CERTAIN 2026-27: 0; WINTER - CERTAIN 2027-28: 0; WINTER - CERTAIN 2028-29: 0
Cancelled | US |  |  |  | 11INR0019 |  | Trans Pecos II Wind Farm | WT | WND |  | Wind | n/a |  | 200 | 28 | 40 | SUMMER - CERTAIN 2018: 0; SUMMER - CERTAIN 2019: 0; SUMMER - CERTAIN 2020: 0; SUMMER - CERTAIN 2021: 0; SUMMER - CERTAIN 2022: 0; SUMMER - CERTAIN 2023: 0; SUMMER - CERTAIN 2024: 0; SUMMER - CERTAIN 2025: 0; SUMMER - CERTAIN 2026: 0; SUMMER - CERTAIN 2027: 0; SUMMER - CERTAIN 2028: 0; WINTER - CERTAIN 2018-19: 0; WINTER - CERTAIN 2019-20: 0; WINTER - CERTAIN 2020-21: 0; WINTER - CERTAIN 2021-22: 0; WINTER - CERTAIN 2022-23: 0; WINTER - CERTAIN 2023-24: 0; WINTER - CERTAIN 2024-25: 0; WINTER - CERTAIN 2025-26: 0; WINTER - CERTAIN 2026-27: 0; WINTER - CERTAIN 2027-28: 0; WINTER - CERTAIN 2028-29: 0
Cancelled | US |  |  |  | 11INR0020 |  | Trans Pecos III Wind Farm | WT | WND |  | Wind | n/a |  | 200 | 28 | 40 | SUMMER - CERTAIN 2018: 0; SUMMER - CERTAIN 2019: 0; SUMMER - CERTAIN 2020: 0; SUMMER - CERTAIN 2021: 0; SUMMER - CERTAIN 2022: 0; SUMMER - CERTAIN 2023: 0; SUMMER - CERTAIN 2024: 0; SUMMER - CERTAIN 2025: 0; SUMMER - CERTAIN 2026: 0; SUMMER - CERTAIN 2027: 0; SUMMER - CERTAIN 2028: 0; WINTER - CERTAIN 2018-19: 0; WINTER - CERTAIN 2019-20: 0; WINTER - CERTAIN 2020-21: 0; WINTER - CERTAIN 2021-22: 0; WINTER - CERTAIN 2022-23: 0; WINTER - CERTAIN 2023-24: 0; WINTER - CERTAIN 2024-25: 0; WINTER - CERTAIN 2025-26: 0; WINTER - CERTAIN 2026-27: 0; WINTER - CERTAIN 2027-28: 0; WINTER - CERTAIN 2028-29: 0
Cancelled | US |  |  |  | 11INR0021 |  | Fort Concho II Wind Farm | WT | WND |  | Wind | n/a |  | 200 | 28 | 40 | SUMMER - CERTAIN 2018: 0; SUMMER - CERTAIN 2019: 0; SUMMER - CERTAIN 2020: 0; SUMMER - CERTAIN 2021: 0; SUMMER - CERTAIN 2022: 0; SUMMER - CERTAIN 2023: 0; SUMMER - CERTAIN 2024: 0; SUMMER - CERTAIN 2025: 0; SUMMER - CERTAIN 2026: 0; SUMMER - CERTAIN 2027: 0; SUMMER - CERTAIN 2028: 0; WINTER - CERTAIN 2018-19: 0; WINTER - CERTAIN 2019-20: 0; WINTER - CERTAIN 2020-21: 0; WINTER - CERTAIN 2021-22: 0; WINTER - CERTAIN 2022-23: 0; WINTER - CERTAIN 2023-24: 0; WINTER - CERTAIN 2024-25: 0; WINTER - CERTAIN 2025-26: 0; WINTER - CERTAIN 2026-27: 0; WINTER - CERTAIN 2027-28: 0; WINTER - CERTAIN 2028-29: 0
Cancelled | US |  |  |  | 11INR0022 |  | Fort Concho III Wind Farm | WT | WND |  | Wind | n/a |  | 200 | 28 | 40 | SUMMER - CERTAIN 2018: 0; SUMMER - CERTAIN 2019: 0; SUMMER - CERTAIN 2020: 0; SUMMER - CERTAIN 2021: 0; SUMMER - CERTAIN 2022: 0; SUMMER - CERTAIN 2023: 0; SUMMER - CERTAIN 2024: 0; SUMMER - CERTAIN 2025: 0; SUMMER - CERTAIN 2026: 0; SUMMER - CERTAIN 2027: 0; SUMMER - CERTAIN 2028: 0; WINTER - CERTAIN 2018-19: 0; WINTER - CERTAIN 2019-20: 0; WINTER - CERTAIN 2020-21: 0; WINTER - CERTAIN 2021-22: 0; WINTER - CERTAIN 2022-23: 0; WINTER - CERTAIN 2023-24: 0; WINTER - CERTAIN 2024-25: 0; WINTER - CERTAIN 2025-26: 0; WINTER - CERTAIN 2026-27: 0; WINTER - CERTAIN 2027-28: 0; WINTER - CERTAIN 2028-29: 0
Cancelled | US |  |  |  | 11INR0023 |  | Hagin's Wind | WT | WND |  | Wind | n/a |  | 400 | 56 | 80 | SUMMER - CERTAIN 2018: 0; SUMMER - CERTAIN 2019: 0; SUMMER - CERTAIN 2020: 0; SUMMER - CERTAIN 2021: 0; SUMMER - CERTAIN 2022: 0; SUMMER - CERTAIN 2023: 0; SUMMER - CERTAIN 2024: 0; SUMMER - CERTAIN 2025: 0; SUMMER - CERTAIN 2026: 0; SUMMER - CERTAIN 2027: 0; SUMMER - CERTAIN 2028: 0; WINTER - CERTAIN 2018-19: 0; WINTER - CERTAIN 2019-20: 0; WINTER - CERTAIN 2020-21: 0; WINTER - CERTAIN 2021-22: 0; WINTER - CERTAIN 2022-23: 0; WINTER - CERTAIN 2023-24: 0; WINTER - CERTAIN 2024-25: 0; WINTER - CERTAIN 2025-26: 0; WINTER - CERTAIN 2026-27: 0; WINTER - CERTAIN 2027-28: 0; WINTER - CERTAIN 2028-29: 0
Cancelled | US |  |  |  | 11INR0024 |  | Bandit's Run Wind | WT | WND |  | Wind | n/a |  | 250 | 35 | 50 | SUMMER - CERTAIN 2018: 0; SUMMER - CERTAIN 2019: 0; SUMMER - CERTAIN 2020: 0; SUMMER - CERTAIN 2021: 0; SUMMER - CERTAIN 2022: 0; SUMMER - CERTAIN 2023: 0; SUMMER - CERTAIN 2024: 0; SUMMER - CERTAIN 2025: 0; SUMMER - CERTAIN 2026: 0; SUMMER - CERTAIN 2027: 0; SUMMER - CERTAIN 2028: 0; WINTER - CERTAIN 2018-19: 0; WINTER - CERTAIN 2019-20: 0; WINTER - CERTAIN 2020-21: 0; WINTER - CERTAIN 2021-22: 0; WINTER - CERTAIN 2022-23: 0; WINTER - CERTAIN 2023-24: 0; WINTER - CERTAIN 2024-25: 0; WINTER - CERTAIN 2025-26: 0; WINTER - CERTAIN 2026-27: 0; WINTER - CERTAIN 2027-28: 0; WINTER - CERTAIN 2028-29: 0
Cancelled | US |  |  |  | 11INR0025 |  | Hoover's Ridge Wind | WT | WND |  | Wind | n/a |  | 400 | 56 | 80 | SUMMER - CERTAIN 2018: 0; SUMMER - CERTAIN 2019: 0; SUMMER - CERTAIN 2020: 0; SUMMER - CERTAIN 2021: 0; SUMMER - CERTAIN 2022: 0; SUMMER - CERTAIN 2023: 0; SUMMER - CERTAIN 2024: 0; SUMMER - CERTAIN 2025: 0; SUMMER - CERTAIN 2026: 0; SUMMER - CERTAIN 2027: 0; SUMMER - CERTAIN 2028: 0; WINTER - CERTAIN 2018-19: 0; WINTER - CERTAIN 2019-20: 0; WINTER - CERTAIN 2020-21: 0; WINTER - CERTAIN 2021-22: 0; WINTER - CERTAIN 2022-23: 0; WINTER - CERTAIN 2023-24: 0; WINTER - CERTAIN 2024-25: 0; WINTER - CERTAIN 2025-26: 0; WINTER - CERTAIN 2026-27: 0; WINTER - CERTAIN 2027-28: 0; WINTER - CERTAIN 2028-29: 0
Cancelled | US |  |  |  | 11INR0026 |  | Texas Plains Windpark | WT | WND |  | Wind | n/a |  | 100 | 14 | 20 | SUMMER - CERTAIN 2018: 0; SUMMER - CERTAIN 2019: 0; SUMMER - CERTAIN 2020: 0; SUMMER - CERTAIN 2021: 0; SUMMER - CERTAIN 2022: 0; SUMMER - CERTAIN 2023: 0; SUMMER - CERTAIN 2024: 0; SUMMER - CERTAIN 2025: 0; SUMMER - CERTAIN 2026: 0; SUMMER - CERTAIN 2027: 0; SUMMER - CERTAIN 2028: 0; WINTER - CERTAIN 2018-19: 0; WINTER - CERTAIN 2019-20: 0; WINTER - CERTAIN 2020-21: 0; WINTER - CERTAIN 2021-22: 0; WINTER - CERTAIN 2022-23: 0; WINTER - CERTAIN 2023-24: 0; WINTER - CERTAIN 2024-25: 0; WINTER - CERTAIN 2025-26: 0; WINTER - CERTAIN 2026-27: 0; WINTER - CERTAIN 2027-28: 0; WINTER - CERTAIN 2028-29: 0
Cancelled | US |  |  |  | 11INR0027 |  | Ellis County Energy | CC | NG |  | Natural Gas and Other Gases | n/a |  | 1280 | 1280 | 1280 | SUMMER - CERTAIN 2018: 0; SUMMER - CERTAIN 2019: 0; SUMMER - CERTAIN 2020: 0; SUMMER - CERTAIN 2021: 0; SUMMER - CERTAIN 2022: 0; SUMMER - CERTAIN 2023: 0; SUMMER - CERTAIN 2024: 0; SUMMER - CERTAIN 2025: 0; SUMMER - CERTAIN 2026: 0; SUMMER - CERTAIN 2027: 0; SUMMER - CERTAIN 2028: 0; WINTER - CERTAIN 2018-19: 0; WINTER - CERTAIN 2019-20: 0; WINTER - CERTAIN 2020-21: 0; WINTER - CERTAIN 2021-22: 0; WINTER - CERTAIN 2022-23: 0; WINTER - CERTAIN 2023-24: 0; WINTER - CERTAIN 2024-25: 0; WINTER - CERTAIN 2025-26: 0; WINTER - CERTAIN 2026-27: 0; WINTER - CERTAIN 2027-28: 0; WINTER - CERTAIN 2028-29: 0
Cancelled | US |  |  |  | 11INR0028 |  | Grimes County Energy | CC | NG |  | Natural Gas and Other Gases | n/a |  | 1280 | 1280 | 1280 | SUMMER - CERTAIN 2018: 0; SUMMER - CERTAIN 2019: 0; SUMMER - CERTAIN 2020: 0; SUMMER - CERTAIN 2021: 0; SUMMER - CERTAIN 2022: 0; SUMMER - CERTAIN 2023: 0; SUMMER - CERTAIN 2024: 0; SUMMER - CERTAIN 2025: 0; SUMMER - CERTAIN 2026: 0; SUMMER - CERTAIN 2027: 0; SUMMER - CERTAIN 2028: 0; WINTER - CERTAIN 2018-19: 0; WINTER - CERTAIN 2019-20: 0; WINTER - CERTAIN 2020-21: 0; WINTER - CERTAIN 2021-22: 0; WINTER - CERTAIN 2022-23: 0; WINTER - CERTAIN 2023-24: 0; WINTER - CERTAIN 2024-25: 0; WINTER - CERTAIN 2025-26: 0; WINTER - CERTAIN 2026-27: 0; WINTER - CERTAIN 2027-28: 0; WINTER - CERTAIN 2028-29: 0
Cancelled | US |  |  |  | 11INR0029 |  | Throckmorton Wind Ph1 | WT | WND |  | Wind | n/a |  | 200 | 28 | 40 | SUMMER - CERTAIN 2018: 0; SUMMER - CERTAIN 2019: 0; SUMMER - CERTAIN 2020: 0; SUMMER - CERTAIN 2021: 0; SUMMER - CERTAIN 2022: 0; SUMMER - CERTAIN 2023: 0; SUMMER - CERTAIN 2024: 0; SUMMER - CERTAIN 2025: 0; SUMMER - CERTAIN 2026: 0; SUMMER - CERTAIN 2027: 0; SUMMER - CERTAIN 2028: 0; WINTER - CERTAIN 2018-19: 0; WINTER - CERTAIN 2019-20: 0; WINTER - CERTAIN 2020-21: 0; WINTER - CERTAIN 2021-22: 0; WINTER - CERTAIN 2022-23: 0; WINTER - CERTAIN 2023-24: 0; WINTER - CERTAIN 2024-25: 0; WINTER - CERTAIN 2025-26: 0; WINTER - CERTAIN 2026-27: 0; WINTER - CERTAIN 2027-28: 0; WINTER - CERTAIN 2028-29: 0
Cancelled | US |  |  |  | 11INR0030 |  | Throckmorton Wind Ph2 | WT | WND |  | Wind | n/a |  | 200 | 28 | 40 | SUMMER - CERTAIN 2018: 0; SUMMER - CERTAIN 2019: 0; SUMMER - CERTAIN 2020: 0; SUMMER - CERTAIN 2021: 0; SUMMER - CERTAIN 2022: 0; SUMMER - CERTAIN 2023: 0; SUMMER - CERTAIN 2024: 0; SUMMER - CERTAIN 2025: 0; SUMMER - CERTAIN 2026: 0; SUMMER - CERTAIN 2027: 0; SUMMER - CERTAIN 2028: 0; WINTER - CERTAIN 2018-19: 0; WINTER - CERTAIN 2019-20: 0; WINTER - CERTAIN 2020-21: 0; WINTER - CERTAIN 2021-22: 0; WINTER - CERTAIN 2022-23: 0; WINTER - CERTAIN 2023-24: 0; WINTER - CERTAIN 2024-25: 0; WINTER - CERTAIN 2025-26: 0; WINTER - CERTAIN 2026-27: 0; WINTER - CERTAIN 2027-28: 0; WINTER - CERTAIN 2028-29: 0
Cancelled | US |  |  |  | 11INR0031 |  | Mason Mountain Wind 2 | WT | WND |  | Wind | n/a |  | 150 | 21 | 30 | SUMMER - CERTAIN 2018: 0; SUMMER - CERTAIN 2019: 0; SUMMER - CERTAIN 2020: 0; SUMMER - CERTAIN 2021: 0; SUMMER - CERTAIN 2022: 0; SUMMER - CERTAIN 2023: 0; SUMMER - CERTAIN 2024: 0; SUMMER - CERTAIN 2025: 0; SUMMER - CERTAIN 2026: 0; SUMMER - CERTAIN 2027: 0; SUMMER - CERTAIN 2028: 0; WINTER - CERTAIN 2018-19: 0; WINTER - CERTAIN 2019-20: 0; WINTER - CERTAIN 2020-21: 0; WINTER - CERTAIN 2021-22: 0; WINTER - CERTAIN 2022-23: 0; WINTER - CERTAIN 2023-24: 0; WINTER - CERTAIN 2024-25: 0; WINTER - CERTAIN 2025-26: 0; WINTER - CERTAIN 2026-27: 0; WINTER - CERTAIN 2027-28: 0; WINTER - CERTAIN 2028-29: 0
Cancelled | US |  |  |  | 11INR0032 |  | Garden Heights Wind 2 | WT | WND |  | Wind | n/a |  | 230 | 32.2 | 46 | SUMMER - CERTAIN 2018: 0; SUMMER - CERTAIN 2019: 0; SUMMER - CERTAIN 2020: 0; SUMMER - CERTAIN 2021: 0; SUMMER - CERTAIN 2022: 0; SUMMER - CERTAIN 2023: 0; SUMMER - CERTAIN 2024: 0; SUMMER - CERTAIN 2025: 0; SUMMER - CERTAIN 2026: 0; SUMMER - CERTAIN 2027: 0; SUMMER - CERTAIN 2028: 0; WINTER - CERTAIN 2018-19: 0; WINTER - CERTAIN 2019-20: 0; WINTER - CERTAIN 2020-21: 0; WINTER - CERTAIN 2021-22: 0; WINTER - CERTAIN 2022-23: 0; WINTER - CERTAIN 2023-24: 0; WINTER - CERTAIN 2024-25: 0; WINTER - CERTAIN 2025-26: 0; WINTER - CERTAIN 2026-27: 0; WINTER - CERTAIN 2027-28: 0; WINTER - CERTAIN 2028-29: 0
Cancelled | US |  |  |  | 11INR0034 |  | LaIsla Wind | WT | WND |  | Wind | n/a |  | 300 | 177 | 129 | SUMMER - CERTAIN 2018: 0; SUMMER - CERTAIN 2019: 0; SUMMER - CERTAIN 2020: 0; SUMMER - CERTAIN 2021: 0; SUMMER - CERTAIN 2022: 0; SUMMER - CERTAIN 2023: 0; SUMMER - CERTAIN 2024: 0; SUMMER - CERTAIN 2025: 0; SUMMER - CERTAIN 2026: 0; SUMMER - CERTAIN 2027: 0; SUMMER - CERTAIN 2028: 0; WINTER - CERTAIN 2018-19: 0; WINTER - CERTAIN 2019-20: 0; WINTER - CERTAIN 2020-21: 0; WINTER - CERTAIN 2021-22: 0; WINTER - CERTAIN 2022-23: 0; WINTER - CERTAIN 2023-24: 0; WINTER - CERTAIN 2024-25: 0; WINTER - CERTAIN 2025-26: 0; WINTER - CERTAIN 2026-27: 0; WINTER - CERTAIN 2027-28: 0; WINTER - CERTAIN 2028-29: 0
Cancelled | US |  |  |  | 11INR0035 |  | Green Acres Wind | WT | WND |  | Wind | n/a |  | 500 | 295 | 215 | SUMMER - CERTAIN 2018: 0; SUMMER - CERTAIN 2019: 0; SUMMER - CERTAIN 2020: 0; SUMMER - CERTAIN 2021: 0; SUMMER - CERTAIN 2022: 0; SUMMER - CERTAIN 2023: 0; SUMMER - CERTAIN 2024: 0; SUMMER - CERTAIN 2025: 0; SUMMER - CERTAIN 2026: 0; SUMMER - CERTAIN 2027: 0; SUMMER - CERTAIN 2028: 0; WINTER - CERTAIN 2018-19: 0; WINTER - CERTAIN 2019-20: 0; WINTER - CERTAIN 2020-21: 0; WINTER - CERTAIN 2021-22: 0; WINTER - CERTAIN 2022-23: 0; WINTER - CERTAIN 2023-24: 0; WINTER - CERTAIN 2024-25: 0; WINTER - CERTAIN 2025-26: 0; WINTER - CERTAIN 2026-27: 0; WINTER - CERTAIN 2027-28: 0; WINTER - CERTAIN 2028-29: 0
Cancelled | US |  |  |  | 11INR0036a |  | Saltgrass Wind Ph 1 | WT | WND |  | Wind | n/a |  | 200 | 118 | 86 | SUMMER - CERTAIN 2018: 0; SUMMER - CERTAIN 2019: 0; SUMMER - CERTAIN 2020: 0; SUMMER - CERTAIN 2021: 0; SUMMER - CERTAIN 2022: 0; SUMMER - CERTAIN 2023: 0; SUMMER - CERTAIN 2024: 0; SUMMER - CERTAIN 2025: 0; SUMMER - CERTAIN 2026: 0; SUMMER - CERTAIN 2027: 0; SUMMER - CERTAIN 2028: 0; WINTER - CERTAIN 2018-19: 0; WINTER - CERTAIN 2019-20: 0; WINTER - CERTAIN 2020-21: 0; WINTER - CERTAIN 2021-22: 0; WINTER - CERTAIN 2022-23: 0; WINTER - CERTAIN 2023-24: 0; WINTER - CERTAIN 2024-25: 0; WINTER - CERTAIN 2025-26: 0; WINTER - CERTAIN 2026-27: 0; WINTER - CERTAIN 2027-28: 0; WINTER - CERTAIN 2028-29: 0
Cancelled | US |  |  |  | 11INR0036b |  | Saltgrass Wind Ph 2 | WT | WND |  | Wind | n/a |  | 200 | 118 | 86 | SUMMER - CERTAIN 2018: 0; SUMMER - CERTAIN 2019: 0; SUMMER - CERTAIN 2020: 0; SUMMER - CERTAIN 2021: 0; SUMMER - CERTAIN 2022: 0; SUMMER - CERTAIN 2023: 0; SUMMER - CERTAIN 2024: 0; SUMMER - CERTAIN 2025: 0; SUMMER - CERTAIN 2026: 0; SUMMER - CERTAIN 2027: 0; SUMMER - CERTAIN 2028: 0; WINTER - CERTAIN 2018-19: 0; WINTER - CERTAIN 2019-20: 0; WINTER - CERTAIN 2020-21: 0; WINTER - CERTAIN 2021-22: 0; WINTER - CERTAIN 2022-23: 0; WINTER - CERTAIN 2023-24: 0; WINTER - CERTAIN 2024-25: 0; WINTER - CERTAIN 2025-26: 0; WINTER - CERTAIN 2026-27: 0; WINTER - CERTAIN 2027-28: 0; WINTER - CERTAIN 2028-29: 0
Cancelled | US |  |  |  | 11INR0037 |  | Lindale Reliability Energy | ST | NG |  | Natural Gas and Other Gases | n/a |  | 55 | 50 | 50 | SUMMER - CERTAIN 2018: 0; SUMMER - CERTAIN 2019: 0; SUMMER - CERTAIN 2020: 0; SUMMER - CERTAIN 2021: 0; SUMMER - CERTAIN 2022: 0; SUMMER - CERTAIN 2023: 0; SUMMER - CERTAIN 2024: 0; SUMMER - CERTAIN 2025: 0; SUMMER - CERTAIN 2026: 0; SUMMER - CERTAIN 2027: 0; SUMMER - CERTAIN 2028: 0; WINTER - CERTAIN 2018-19: 0; WINTER - CERTAIN 2019-20: 0; WINTER - CERTAIN 2020-21: 0; WINTER - CERTAIN 2021-22: 0; WINTER - CERTAIN 2022-23: 0; WINTER - CERTAIN 2023-24: 0; WINTER - CERTAIN 2024-25: 0; WINTER - CERTAIN 2025-26: 0; WINTER - CERTAIN 2026-27: 0; WINTER - CERTAIN 2027-28: 0; WINTER - CERTAIN 2028-29: 0
Cancelled | US |  |  |  | 11INR0038 |  | Noble Zapata County Windpark | WT | WND |  | Wind | n/a |  | 100 | 14 | 20 | SUMMER - CERTAIN 2018: 0; SUMMER - CERTAIN 2019: 0; SUMMER - CERTAIN 2020: 0; SUMMER - CERTAIN 2021: 0; SUMMER - CERTAIN 2022: 0; SUMMER - CERTAIN 2023: 0; SUMMER - CERTAIN 2024: 0; SUMMER - CERTAIN 2025: 0; SUMMER - CERTAIN 2026: 0; SUMMER - CERTAIN 2027: 0; SUMMER - CERTAIN 2028: 0; WINTER - CERTAIN 2018-19: 0; WINTER - CERTAIN 2019-20: 0; WINTER - CERTAIN 2020-21: 0; WINTER - CERTAIN 2021-22: 0; WINTER - CERTAIN 2022-23: 0; WINTER - CERTAIN 2023-24: 0; WINTER - CERTAIN 2024-25: 0; WINTER - CERTAIN 2025-26: 0; WINTER - CERTAIN 2026-27: 0; WINTER - CERTAIN 2027-28: 0; WINTER - CERTAIN 2028-29: 0
Cancelled | US |  |  |  | 11INR0039 |  | Noble Starr County Windpark | WT | WND |  | Wind | n/a |  | 201 | 28.14 | 40.2 | SUMMER - CERTAIN 2018: 0; SUMMER - CERTAIN 2019: 0; SUMMER - CERTAIN 2020: 0; SUMMER - CERTAIN 2021: 0; SUMMER - CERTAIN 2022: 0; SUMMER - CERTAIN 2023: 0; SUMMER - CERTAIN 2024: 0; SUMMER - CERTAIN 2025: 0; SUMMER - CERTAIN 2026: 0; SUMMER - CERTAIN 2027: 0; SUMMER - CERTAIN 2028: 0; WINTER - CERTAIN 2018-19: 0; WINTER - CERTAIN 2019-20: 0; WINTER - CERTAIN 2020-21: 0; WINTER - CERTAIN 2021-22: 0; WINTER - CERTAIN 2022-23: 0; WINTER - CERTAIN 2023-24: 0; WINTER - CERTAIN 2024-25: 0; WINTER - CERTAIN 2025-26: 0; WINTER - CERTAIN 2026-27: 0; WINTER - CERTAIN 2027-28: 0; WINTER - CERTAIN 2028-29: 0
Cancelled | US |  |  |  | 11INR0040 |  | Lakeside G | CC | NG |  | Natural Gas and Other Gases | n/a |  | 749 | 749 | 640 | SUMMER - CERTAIN 2018: 0; SUMMER - CERTAIN 2019: 0; SUMMER - CERTAIN 2020: 0; SUMMER - CERTAIN 2021: 0; SUMMER - CERTAIN 2022: 0; SUMMER - CERTAIN 2023: 0; SUMMER - CERTAIN 2024: 0; SUMMER - CERTAIN 2025: 0; SUMMER - CERTAIN 2026: 0; SUMMER - CERTAIN 2027: 0; SUMMER - CERTAIN 2028: 0; WINTER - CERTAIN 2018-19: 0; WINTER - CERTAIN 2019-20: 0; WINTER - CERTAIN 2020-21: 0; WINTER - CERTAIN 2021-22: 0; WINTER - CERTAIN 2022-23: 0; WINTER - CERTAIN 2023-24: 0; WINTER - CERTAIN 2024-25: 0; WINTER - CERTAIN 2025-26: 0; WINTER - CERTAIN 2026-27: 0; WINTER - CERTAIN 2027-28: 0; WINTER - CERTAIN 2028-29: 0
Cancelled | US |  |  |  | 11INR0041 |  | Baytown Sustainable Energy | CC | NG |  | Natural Gas and Other Gases | n/a |  | 583 | 483 | 483 | SUMMER - CERTAIN 2018: 0; SUMMER - CERTAIN 2019: 0; SUMMER - CERTAIN 2020: 0; SUMMER - CERTAIN 2021: 0; SUMMER - CERTAIN 2022: 0; SUMMER - CERTAIN 2023: 0; SUMMER - CERTAIN 2024: 0; SUMMER - CERTAIN 2025: 0; SUMMER - CERTAIN 2026: 0; SUMMER - CERTAIN 2027: 0; SUMMER - CERTAIN 2028: 0; WINTER - CERTAIN 2018-19: 0; WINTER - CERTAIN 2019-20: 0; WINTER - CERTAIN 2020-21: 0; WINTER - CERTAIN 2021-22: 0; WINTER - CERTAIN 2022-23: 0; WINTER - CERTAIN 2023-24: 0; WINTER - CERTAIN 2024-25: 0; WINTER - CERTAIN 2025-26: 0; WINTER - CERTAIN 2026-27: 0; WINTER - CERTAIN 2027-28: 0; WINTER - CERTAIN 2028-29: 0
Cancelled | US |  |  |  | 11INR0042 |  | Maverick Canyon Wind | WT | WND |  | Wind | n/a |  | 140 | 19.6 | 28 | SUMMER - CERTAIN 2018: 0; SUMMER - CERTAIN 2019: 0; SUMMER - CERTAIN 2020: 0; SUMMER - CERTAIN 2021: 0; SUMMER - CERTAIN 2022: 0; SUMMER - CERTAIN 2023: 0; SUMMER - CERTAIN 2024: 0; SUMMER - CERTAIN 2025: 0; SUMMER - CERTAIN 2026: 0; SUMMER - CERTAIN 2027: 0; SUMMER - CERTAIN 2028: 0; WINTER - CERTAIN 2018-19: 0; WINTER - CERTAIN 2019-20: 0; WINTER - CERTAIN 2020-21: 0; WINTER - CERTAIN 2021-22: 0; WINTER - CERTAIN 2022-23: 0; WINTER - CERTAIN 2023-24: 0; WINTER - CERTAIN 2024-25: 0; WINTER - CERTAIN 2025-26: 0; WINTER - CERTAIN 2026-27: 0; WINTER - CERTAIN 2027-28: 0; WINTER - CERTAIN 2028-29: 0
Cancelled | US |  |  |  | 11INR0043 |  | Stone Ranch Wind | WT | WND |  | Wind | n/a |  | 300 | 42 | 60 | SUMMER - CERTAIN 2018: 0; SUMMER - CERTAIN 2019: 0; SUMMER - CERTAIN 2020: 0; SUMMER - CERTAIN 2021: 0; SUMMER - CERTAIN 2022: 0; SUMMER - CERTAIN 2023: 0; SUMMER - CERTAIN 2024: 0; SUMMER - CERTAIN 2025: 0; SUMMER - CERTAIN 2026: 0; SUMMER - CERTAIN 2027: 0; SUMMER - CERTAIN 2028: 0; WINTER - CERTAIN 2018-19: 0; WINTER - CERTAIN 2019-20: 0; WINTER - CERTAIN 2020-21: 0; WINTER - CERTAIN 2021-22: 0; WINTER - CERTAIN 2022-23: 0; WINTER - CERTAIN 2023-24: 0; WINTER - CERTAIN 2024-25: 0; WINTER - CERTAIN 2025-26: 0; WINTER - CERTAIN 2026-27: 0; WINTER - CERTAIN 2027-28: 0; WINTER - CERTAIN 2028-29: 0
Cancelled | US |  |  |  | 11INR0044 |  | Bishop Wind | WT | WND |  | Wind | n/a |  | 200 | 118 | 86 | SUMMER - CERTAIN 2018: 0; SUMMER - CERTAIN 2019: 0; SUMMER - CERTAIN 2020: 0; SUMMER - CERTAIN 2021: 0; SUMMER - CERTAIN 2022: 0; SUMMER - CERTAIN 2023: 0; SUMMER - CERTAIN 2024: 0; SUMMER - CERTAIN 2025: 0; SUMMER - CERTAIN 2026: 0; SUMMER - CERTAIN 2027: 0; SUMMER - CERTAIN 2028: 0; WINTER - CERTAIN 2018-19: 0; WINTER - CERTAIN 2019-20: 0; WINTER - CERTAIN 2020-21: 0; WINTER - CERTAIN 2021-22: 0; WINTER - CERTAIN 2022-23: 0; WINTER - CERTAIN 2023-24: 0; WINTER - CERTAIN 2024-25: 0; WINTER - CERTAIN 2025-26: 0; WINTER - CERTAIN 2026-27: 0; WINTER - CERTAIN 2027-28: 0; WINTER - CERTAIN 2028-29: 0
Cancelled | US |  |  |  | 11INR0045 |  | San Pablo Wind | WT | WND |  | Wind | n/a |  | 200 | 28 | 40 | SUMMER - CERTAIN 2018: 0; SUMMER - CERTAIN 2019: 0; SUMMER - CERTAIN 2020: 0; SUMMER - CERTAIN 2021: 0; SUMMER - CERTAIN 2022: 0; SUMMER - CERTAIN 2023: 0; SUMMER - CERTAIN 2024: 0; SUMMER - CERTAIN 2025: 0; SUMMER - CERTAIN 2026: 0; SUMMER - CERTAIN 2027: 0; SUMMER - CERTAIN 2028: 0; WINTER - CERTAIN 2018-19: 0; WINTER - CERTAIN 2019-20: 0; WINTER - CERTAIN 2020-21: 0; WINTER - CERTAIN 2021-22: 0; WINTER - CERTAIN 2022-23: 0; WINTER - CERTAIN 2023-24: 0; WINTER - CERTAIN 2024-25: 0; WINTER - CERTAIN 2025-26: 0; WINTER - CERTAIN 2026-27: 0; WINTER - CERTAIN 2027-28: 0; WINTER - CERTAIN 2028-29: 0
Cancelled | US |  |  |  | 11INR0046 |  | Brazoria Texas Peakers | CC | NG |  | Natural Gas and Other Gases | n/a |  | 300 | 300 | 300 | SUMMER - CERTAIN 2018: 0; SUMMER - CERTAIN 2019: 0; SUMMER - CERTAIN 2020: 0; SUMMER - CERTAIN 2021: 0; SUMMER - CERTAIN 2022: 0; SUMMER - CERTAIN 2023: 0; SUMMER - CERTAIN 2024: 0; SUMMER - CERTAIN 2025: 0; SUMMER - CERTAIN 2026: 0; SUMMER - CERTAIN 2027: 0; SUMMER - CERTAIN 2028: 0; WINTER - CERTAIN 2018-19: 0; WINTER - CERTAIN 2019-20: 0; WINTER - CERTAIN 2020-21: 0; WINTER - CERTAIN 2021-22: 0; WINTER - CERTAIN 2022-23: 0; WINTER - CERTAIN 2023-24: 0; WINTER - CERTAIN 2024-25: 0; WINTER - CERTAIN 2025-26: 0; WINTER - CERTAIN 2026-27: 0; WINTER - CERTAIN 2027-28: 0; WINTER - CERTAIN 2028-29: 0
Cancelled | US |  |  |  | 11INR0047 |  | Bootleg Wind | WT | WND |  | Wind | n/a |  | 600 | 84 | 120 | SUMMER - CERTAIN 2018: 0; SUMMER - CERTAIN 2019: 0; SUMMER - CERTAIN 2020: 0; SUMMER - CERTAIN 2021: 0; SUMMER - CERTAIN 2022: 0; SUMMER - CERTAIN 2023: 0; SUMMER - CERTAIN 2024: 0; SUMMER - CERTAIN 2025: 0; SUMMER - CERTAIN 2026: 0; SUMMER - CERTAIN 2027: 0; SUMMER - CERTAIN 2028: 0; WINTER - CERTAIN 2018-19: 0; WINTER - CERTAIN 2019-20: 0; WINTER - CERTAIN 2020-21: 0; WINTER - CERTAIN 2021-22: 0; WINTER - CERTAIN 2022-23: 0; WINTER - CERTAIN 2023-24: 0; WINTER - CERTAIN 2024-25: 0; WINTER - CERTAIN 2025-26: 0; WINTER - CERTAIN 2026-27: 0; WINTER - CERTAIN 2027-28: 0; WINTER - CERTAIN 2028-29: 0
Cancelled | US |  |  |  | 11INR0048 |  | Reed Road Project | CC | NG |  | Natural Gas and Other Gases | n/a |  | 300 | 300 | 300 | SUMMER - CERTAIN 2018: 0; SUMMER - CERTAIN 2019: 0; SUMMER - CERTAIN 2020: 0; SUMMER - CERTAIN 2021: 0; SUMMER - CERTAIN 2022: 0; SUMMER - CERTAIN 2023: 0; SUMMER - CERTAIN 2024: 0; SUMMER - CERTAIN 2025: 0; SUMMER - CERTAIN 2026: 0; SUMMER - CERTAIN 2027: 0; SUMMER - CERTAIN 2028: 0; WINTER - CERTAIN 2018-19: 0; WINTER - CERTAIN 2019-20: 0; WINTER - CERTAIN 2020-21: 0; WINTER - CERTAIN 2021-22: 0; WINTER - CERTAIN 2022-23: 0; WINTER - CERTAIN 2023-24: 0; WINTER - CERTAIN 2024-25: 0; WINTER - CERTAIN 2025-26: 0; WINTER - CERTAIN 2026-27: 0; WINTER - CERTAIN 2027-28: 0; WINTER - CERTAIN 2028-29: 0
Cancelled | US |  |  |  | 11INR0049 |  | Colorado Bend Phase 3 | CC | NG |  | Natural Gas and Other Gases | n/a |  | 275 | 275 | 275 | SUMMER - CERTAIN 2018: 0; SUMMER - CERTAIN 2019: 0; SUMMER - CERTAIN 2020: 0; SUMMER - CERTAIN 2021: 0; SUMMER - CERTAIN 2022: 0; SUMMER - CERTAIN 2023: 0; SUMMER - CERTAIN 2024: 0; SUMMER - CERTAIN 2025: 0; SUMMER - CERTAIN 2026: 0; SUMMER - CERTAIN 2027: 0; SUMMER - CERTAIN 2028: 0; WINTER - CERTAIN 2018-19: 0; WINTER - CERTAIN 2019-20: 0; WINTER - CERTAIN 2020-21: 0; WINTER - CERTAIN 2021-22: 0; WINTER - CERTAIN 2022-23: 0; WINTER - CERTAIN 2023-24: 0; WINTER - CERTAIN 2024-25: 0; WINTER - CERTAIN 2025-26: 0; WINTER - CERTAIN 2026-27: 0; WINTER - CERTAIN 2027-28: 0; WINTER - CERTAIN 2028-29: 0
Cancelled | US |  |  |  | 11INR0050 |  | Moore Wind 1 | WT | WND |  | Wind | n/a |  | 149 | 20.86 | 29.8 | SUMMER - CERTAIN 2018: 0; SUMMER - CERTAIN 2019: 0; SUMMER - CERTAIN 2020: 0; SUMMER - CERTAIN 2021: 0; SUMMER - CERTAIN 2022: 0; SUMMER - CERTAIN 2023: 0; SUMMER - CERTAIN 2024: 0; SUMMER - CERTAIN 2025: 0; SUMMER - CERTAIN 2026: 0; SUMMER - CERTAIN 2027: 0; SUMMER - CERTAIN 2028: 0; WINTER - CERTAIN 2018-19: 0; WINTER - CERTAIN 2019-20: 0; WINTER - CERTAIN 2020-21: 0; WINTER - CERTAIN 2021-22: 0; WINTER - CERTAIN 2022-23: 0; WINTER - CERTAIN 2023-24: 0; WINTER - CERTAIN 2024-25: 0; WINTER - CERTAIN 2025-26: 0; WINTER - CERTAIN 2026-27: 0; WINTER - CERTAIN 2027-28: 0; WINTER - CERTAIN 2028-29: 0
Cancelled | US |  |  |  | 11INR0051 |  | Noelke Hill | WT | WND |  | Wind | n/a |  | 237 | 33.6 | 48 | SUMMER - CERTAIN 2018: 0; SUMMER - CERTAIN 2019: 0; SUMMER - CERTAIN 2020: 0; SUMMER - CERTAIN 2021: 0; SUMMER - CERTAIN 2022: 0; SUMMER - CERTAIN 2023: 0; SUMMER - CERTAIN 2024: 0; SUMMER - CERTAIN 2025: 0; SUMMER - CERTAIN 2026: 0; SUMMER - CERTAIN 2027: 0; SUMMER - CERTAIN 2028: 0; WINTER - CERTAIN 2018-19: 0; WINTER - CERTAIN 2019-20: 0; WINTER - CERTAIN 2020-21: 0; WINTER - CERTAIN 2021-22: 0; WINTER - CERTAIN 2022-23: 0; WINTER - CERTAIN 2023-24: 0; WINTER - CERTAIN 2024-25: 0; WINTER - CERTAIN 2025-26: 0; WINTER - CERTAIN 2026-27: 0; WINTER - CERTAIN 2027-28: 0; WINTER - CERTAIN 2028-29: 0
Cancelled | US |  |  |  | 11INR0052 |  | Brushy Gap Wind | WT | WND |  | Wind | n/a |  | 230 | 32.2 | 46 | SUMMER - CERTAIN 2018: 0; SUMMER - CERTAIN 2019: 0; SUMMER - CERTAIN 2020: 0; SUMMER - CERTAIN 2021: 0; SUMMER - CERTAIN 2022: 0; SUMMER - CERTAIN 2023: 0; SUMMER - CERTAIN 2024: 0; SUMMER - CERTAIN 2025: 0; SUMMER - CERTAIN 2026: 0; SUMMER - CERTAIN 2027: 0; SUMMER - CERTAIN 2028: 0; WINTER - CERTAIN 2018-19: 0; WINTER - CERTAIN 2019-20: 0; WINTER - CERTAIN 2020-21: 0; WINTER - CERTAIN 2021-22: 0; WINTER - CERTAIN 2022-23: 0; WINTER - CERTAIN 2023-24: 0; WINTER - CERTAIN 2024-25: 0; WINTER - CERTAIN 2025-26: 0; WINTER - CERTAIN 2026-27: 0; WINTER - CERTAIN 2027-28: 0; WINTER - CERTAIN 2028-29: 0
Cancelled | US |  |  |  | 11INR0053 |  | Mountain View Wind | WT | WND |  | Wind | n/a |  | 173 | 24.22 | 34.6 | SUMMER - CERTAIN 2018: 0; SUMMER - CERTAIN 2019: 0; SUMMER - CERTAIN 2020: 0; SUMMER - CERTAIN 2021: 0; SUMMER - CERTAIN 2022: 0; SUMMER - CERTAIN 2023: 0; SUMMER - CERTAIN 2024: 0; SUMMER - CERTAIN 2025: 0; SUMMER - CERTAIN 2026: 0; SUMMER - CERTAIN 2027: 0; SUMMER - CERTAIN 2028: 0; WINTER - CERTAIN 2018-19: 0; WINTER - CERTAIN 2019-20: 0; WINTER - CERTAIN 2020-21: 0; WINTER - CERTAIN 2021-22: 0; WINTER - CERTAIN 2022-23: 0; WINTER - CERTAIN 2023-24: 0; WINTER - CERTAIN 2024-25: 0; WINTER - CERTAIN 2025-26: 0; WINTER - CERTAIN 2026-27: 0; WINTER - CERTAIN 2027-28: 0; WINTER - CERTAIN 2028-29: 0
Cancelled | US |  |  |  | 11INR0055 |  | Palo Alto Farms Wind | WT | WND |  | Wind | n/a |  | 210 | 123.9 | 90.3 | SUMMER - CERTAIN 2018: 0; SUMMER - CERTAIN 2019: 0; SUMMER - CERTAIN 2020: 0; SUMMER - CERTAIN 2021: 0; SUMMER - CERTAIN 2022: 0; SUMMER - CERTAIN 2023: 0; SUMMER - CERTAIN 2024: 0; SUMMER - CERTAIN 2025: 0; SUMMER - CERTAIN 2026: 0; SUMMER - CERTAIN 2027: 0; SUMMER - CERTAIN 2028: 0; WINTER - CERTAIN 2018-19: 0; WINTER - CERTAIN 2019-20: 0; WINTER - CERTAIN 2020-21: 0; WINTER - CERTAIN 2021-22: 0; WINTER - CERTAIN 2022-23: 0; WINTER - CERTAIN 2023-24: 0; WINTER - CERTAIN 2024-25: 0; WINTER - CERTAIN 2025-26: 0; WINTER - CERTAIN 2026-27: 0; WINTER - CERTAIN 2027-28: 0; WINTER - CERTAIN 2028-29: 0
Cancelled | US |  |  |  | 11INR0056 |  | Campo Ventoso Farms Wind | WT | WND |  | Wind | n/a |  | 180 | 106.2 | 77.4 | SUMMER - CERTAIN 2018: 0; SUMMER - CERTAIN 2019: 0; SUMMER - CERTAIN 2020: 0; SUMMER - CERTAIN 2021: 0; SUMMER - CERTAIN 2022: 0; SUMMER - CERTAIN 2023: 0; SUMMER - CERTAIN 2024: 0; SUMMER - CERTAIN 2025: 0; SUMMER - CERTAIN 2026: 0; SUMMER - CERTAIN 2027: 0; SUMMER - CERTAIN 2028: 0; WINTER - CERTAIN 2018-19: 0; WINTER - CERTAIN 2019-20: 0; WINTER - CERTAIN 2020-21: 0; WINTER - CERTAIN 2021-22: 0; WINTER - CERTAIN 2022-23: 0; WINTER - CERTAIN 2023-24: 0; WINTER - CERTAIN 2024-25: 0; WINTER - CERTAIN 2025-26: 0; WINTER - CERTAIN 2026-27: 0; WINTER - CERTAIN 2027-28: 0; WINTER - CERTAIN 2028-29: 0
Cancelled | US |  |  |  | 11INR0058 |  | Barilla Solar Power | PV | SUN |  | Solar | n/a |  | 135 | 101.25 | 16.2 | SUMMER - CERTAIN 2018: 0; SUMMER - CERTAIN 2019: 0; SUMMER - CERTAIN 2020: 0; SUMMER - CERTAIN 2021: 0; SUMMER - CERTAIN 2022: 0; SUMMER - CERTAIN 2023: 0; SUMMER - CERTAIN 2024: 0; SUMMER - CERTAIN 2025: 0; SUMMER - CERTAIN 2026: 0; SUMMER - CERTAIN 2027: 0; SUMMER - CERTAIN 2028: 0; WINTER - CERTAIN 2018-19: 0; WINTER - CERTAIN 2019-20: 0; WINTER - CERTAIN 2020-21: 0; WINTER - CERTAIN 2021-22: 0; WINTER - CERTAIN 2022-23: 0; WINTER - CERTAIN 2023-24: 0; WINTER - CERTAIN 2024-25: 0; WINTER - CERTAIN 2025-26: 0; WINTER - CERTAIN 2026-27: 0; WINTER - CERTAIN 2027-28: 0; WINTER - CERTAIN 2028-29: 0
Cancelled | US |  |  |  | 11INR0059 |  | West Texas Solar Power | PV | SUN |  | Solar | n/a |  | 135 | 101.25 | 16.2 | SUMMER - CERTAIN 2018: 0; SUMMER - CERTAIN 2019: 0; SUMMER - CERTAIN 2020: 0; SUMMER - CERTAIN 2021: 0; SUMMER - CERTAIN 2022: 0; SUMMER - CERTAIN 2023: 0; SUMMER - CERTAIN 2024: 0; SUMMER - CERTAIN 2025: 0; SUMMER - CERTAIN 2026: 0; SUMMER - CERTAIN 2027: 0; SUMMER - CERTAIN 2028: 0; WINTER - CERTAIN 2018-19: 0; WINTER - CERTAIN 2019-20: 0; WINTER - CERTAIN 2020-21: 0; WINTER - CERTAIN 2021-22: 0; WINTER - CERTAIN 2022-23: 0; WINTER - CERTAIN 2023-24: 0; WINTER - CERTAIN 2024-25: 0; WINTER - CERTAIN 2025-26: 0; WINTER - CERTAIN 2026-27: 0; WINTER - CERTAIN 2027-28: 0; WINTER - CERTAIN 2028-29: 0
Cancelled | US |  |  |  | 11INR0060 |  | City Farm Solar Energy | PV | SUN |  | Solar | n/a |  | 90 | 67.5 | 10.8 | SUMMER - CERTAIN 2018: 0; SUMMER - CERTAIN 2019: 0; SUMMER - CERTAIN 2020: 0; SUMMER - CERTAIN 2021: 0; SUMMER - CERTAIN 2022: 0; SUMMER - CERTAIN 2023: 0; SUMMER - CERTAIN 2024: 0; SUMMER - CERTAIN 2025: 0; SUMMER - CERTAIN 2026: 0; SUMMER - CERTAIN 2027: 0; SUMMER - CERTAIN 2028: 0; WINTER - CERTAIN 2018-19: 0; WINTER - CERTAIN 2019-20: 0; WINTER - CERTAIN 2020-21: 0; WINTER - CERTAIN 2021-22: 0; WINTER - CERTAIN 2022-23: 0; WINTER - CERTAIN 2023-24: 0; WINTER - CERTAIN 2024-25: 0; WINTER - CERTAIN 2025-26: 0; WINTER - CERTAIN 2026-27: 0; WINTER - CERTAIN 2027-28: 0; WINTER - CERTAIN 2028-29: 0
Cancelled | US |  |  |  | 11INR0061 |  | Chinati Solar Power | PV | SUN |  | Solar | n/a |  | 90 | 67.5 | 10.8 | SUMMER - CERTAIN 2018: 0; SUMMER - CERTAIN 2019: 0; SUMMER - CERTAIN 2020: 0; SUMMER - CERTAIN 2021: 0; SUMMER - CERTAIN 2022: 0; SUMMER - CERTAIN 2023: 0; SUMMER - CERTAIN 2024: 0; SUMMER - CERTAIN 2025: 0; SUMMER - CERTAIN 2026: 0; SUMMER - CERTAIN 2027: 0; SUMMER - CERTAIN 2028: 0; WINTER - CERTAIN 2018-19: 0; WINTER - CERTAIN 2019-20: 0; WINTER - CERTAIN 2020-21: 0; WINTER - CERTAIN 2021-22: 0; WINTER - CERTAIN 2022-23: 0; WINTER - CERTAIN 2023-24: 0; WINTER - CERTAIN 2024-25: 0; WINTER - CERTAIN 2025-26: 0; WINTER - CERTAIN 2026-27: 0; WINTER - CERTAIN 2027-28: 0; WINTER - CERTAIN 2028-29: 0
Cancelled | US |  |  |  | 11INR0063 |  | Langford Wind Power II | WT | WND |  | Wind | n/a |  | 200 | 28 | 40 | SUMMER - CERTAIN 2018: 0; SUMMER - CERTAIN 2019: 0; SUMMER - CERTAIN 2020: 0; SUMMER - CERTAIN 2021: 0; SUMMER - CERTAIN 2022: 0; SUMMER - CERTAIN 2023: 0; SUMMER - CERTAIN 2024: 0; SUMMER - CERTAIN 2025: 0; SUMMER - CERTAIN 2026: 0; SUMMER - CERTAIN 2027: 0; SUMMER - CERTAIN 2028: 0; WINTER - CERTAIN 2018-19: 0; WINTER - CERTAIN 2019-20: 0; WINTER - CERTAIN 2020-21: 0; WINTER - CERTAIN 2021-22: 0; WINTER - CERTAIN 2022-23: 0; WINTER - CERTAIN 2023-24: 0; WINTER - CERTAIN 2024-25: 0; WINTER - CERTAIN 2025-26: 0; WINTER - CERTAIN 2026-27: 0; WINTER - CERTAIN 2027-28: 0; WINTER - CERTAIN 2028-29: 0
Cancelled | US |  |  |  | 11INR0064 |  | Chapman Ranch Wind 138 | WT | WND |  | Wind | n/a |  | 48 | 28.32 | 20.64 | SUMMER - CERTAIN 2018: 0; SUMMER - CERTAIN 2019: 0; SUMMER - CERTAIN 2020: 0; SUMMER - CERTAIN 2021: 0; SUMMER - CERTAIN 2022: 0; SUMMER - CERTAIN 2023: 0; SUMMER - CERTAIN 2024: 0; SUMMER - CERTAIN 2025: 0; SUMMER - CERTAIN 2026: 0; SUMMER - CERTAIN 2027: 0; SUMMER - CERTAIN 2028: 0; WINTER - CERTAIN 2018-19: 0; WINTER - CERTAIN 2019-20: 0; WINTER - CERTAIN 2020-21: 0; WINTER - CERTAIN 2021-22: 0; WINTER - CERTAIN 2022-23: 0; WINTER - CERTAIN 2023-24: 0; WINTER - CERTAIN 2024-25: 0; WINTER - CERTAIN 2025-26: 0; WINTER - CERTAIN 2026-27: 0; WINTER - CERTAIN 2027-28: 0; WINTER - CERTAIN 2028-29: 0
Cancelled | US |  |  |  | 11INR0065 |  | Chapman Ranch Wind 345 | WT | WND |  | Wind | n/a |  | 350 | 206.5 | 150.5 | SUMMER - CERTAIN 2018: 0; SUMMER - CERTAIN 2019: 0; SUMMER - CERTAIN 2020: 0; SUMMER - CERTAIN 2021: 0; SUMMER - CERTAIN 2022: 0; SUMMER - CERTAIN 2023: 0; SUMMER - CERTAIN 2024: 0; SUMMER - CERTAIN 2025: 0; SUMMER - CERTAIN 2026: 0; SUMMER - CERTAIN 2027: 0; SUMMER - CERTAIN 2028: 0; WINTER - CERTAIN 2018-19: 0; WINTER - CERTAIN 2019-20: 0; WINTER - CERTAIN 2020-21: 0; WINTER - CERTAIN 2021-22: 0; WINTER - CERTAIN 2022-23: 0; WINTER - CERTAIN 2023-24: 0; WINTER - CERTAIN 2024-25: 0; WINTER - CERTAIN 2025-26: 0; WINTER - CERTAIN 2026-27: 0; WINTER - CERTAIN 2027-28: 0; WINTER - CERTAIN 2028-29: 0
Cancelled | US |  |  |  | 11INR0066 |  | Cielo-Salt Fork Wind | WT | WND |  | Wind | n/a |  | 805 | 112.7 | 161 | SUMMER - CERTAIN 2018: 0; SUMMER - CERTAIN 2019: 0; SUMMER - CERTAIN 2020: 0; SUMMER - CERTAIN 2021: 0; SUMMER - CERTAIN 2022: 0; SUMMER - CERTAIN 2023: 0; SUMMER - CERTAIN 2024: 0; SUMMER - CERTAIN 2025: 0; SUMMER - CERTAIN 2026: 0; SUMMER - CERTAIN 2027: 0; SUMMER - CERTAIN 2028: 0; WINTER - CERTAIN 2018-19: 0; WINTER - CERTAIN 2019-20: 0; WINTER - CERTAIN 2020-21: 0; WINTER - CERTAIN 2021-22: 0; WINTER - CERTAIN 2022-23: 0; WINTER - CERTAIN 2023-24: 0; WINTER - CERTAIN 2024-25: 0; WINTER - CERTAIN 2025-26: 0; WINTER - CERTAIN 2026-27: 0; WINTER - CERTAIN 2027-28: 0; WINTER - CERTAIN 2028-29: 0
Cancelled | US |  |  |  | 11INR0067 |  | Palmas Altas Wind | WT | WND |  | Wind | n/a |  | 78 | 46.02 | 33.54 | SUMMER - CERTAIN 2018: 0; SUMMER - CERTAIN 2019: 0; SUMMER - CERTAIN 2020: 0; SUMMER - CERTAIN 2021: 0; SUMMER - CERTAIN 2022: 0; SUMMER - CERTAIN 2023: 0; SUMMER - CERTAIN 2024: 0; SUMMER - CERTAIN 2025: 0; SUMMER - CERTAIN 2026: 0; SUMMER - CERTAIN 2027: 0; SUMMER - CERTAIN 2028: 0; WINTER - CERTAIN 2018-19: 0; WINTER - CERTAIN 2019-20: 0; WINTER - CERTAIN 2020-21: 0; WINTER - CERTAIN 2021-22: 0; WINTER - CERTAIN 2022-23: 0; WINTER - CERTAIN 2023-24: 0; WINTER - CERTAIN 2024-25: 0; WINTER - CERTAIN 2025-26: 0; WINTER - CERTAIN 2026-27: 0; WINTER - CERTAIN 2027-28: 0; WINTER - CERTAIN 2028-29: 0
Cancelled | US |  |  |  | 11INR0068 |  | Palmas Wind (South) | WT | WND |  | Wind | n/a |  | 78 | 46.02 | 33.54 | SUMMER - CERTAIN 2018: 0; SUMMER - CERTAIN 2019: 0; SUMMER - CERTAIN 2020: 0; SUMMER - CERTAIN 2021: 0; SUMMER - CERTAIN 2022: 0; SUMMER - CERTAIN 2023: 0; SUMMER - CERTAIN 2024: 0; SUMMER - CERTAIN 2025: 0; SUMMER - CERTAIN 2026: 0; SUMMER - CERTAIN 2027: 0; SUMMER - CERTAIN 2028: 0; WINTER - CERTAIN 2018-19: 0; WINTER - CERTAIN 2019-20: 0; WINTER - CERTAIN 2020-21: 0; WINTER - CERTAIN 2021-22: 0; WINTER - CERTAIN 2022-23: 0; WINTER - CERTAIN 2023-24: 0; WINTER - CERTAIN 2024-25: 0; WINTER - CERTAIN 2025-26: 0; WINTER - CERTAIN 2026-27: 0; WINTER - CERTAIN 2027-28: 0; WINTER - CERTAIN 2028-29: 0
Cancelled | US |  |  |  | 11INR0069 |  | Oryx Wind Farm | WT | WND |  | Wind | n/a |  | 38 | 5.32 | 7.6 | SUMMER - CERTAIN 2018: 0; SUMMER - CERTAIN 2019: 0; SUMMER - CERTAIN 2020: 0; SUMMER - CERTAIN 2021: 0; SUMMER - CERTAIN 2022: 0; SUMMER - CERTAIN 2023: 0; SUMMER - CERTAIN 2024: 0; SUMMER - CERTAIN 2025: 0; SUMMER - CERTAIN 2026: 0; SUMMER - CERTAIN 2027: 0; SUMMER - CERTAIN 2028: 0; WINTER - CERTAIN 2018-19: 0; WINTER - CERTAIN 2019-20: 0; WINTER - CERTAIN 2020-21: 0; WINTER - CERTAIN 2021-22: 0; WINTER - CERTAIN 2022-23: 0; WINTER - CERTAIN 2023-24: 0; WINTER - CERTAIN 2024-25: 0; WINTER - CERTAIN 2025-26: 0; WINTER - CERTAIN 2026-27: 0; WINTER - CERTAIN 2027-28: 0; WINTER - CERTAIN 2028-29: 0
Cancelled | US |  |  |  | 11INR0070 |  | Saragosa Solar Plant | PV | SUN |  | Solar | n/a |  | 50 | 37.5 | 6 | SUMMER - CERTAIN 2018: 0; SUMMER - CERTAIN 2019: 0; SUMMER - CERTAIN 2020: 0; SUMMER - CERTAIN 2021: 0; SUMMER - CERTAIN 2022: 0; SUMMER - CERTAIN 2023: 0; SUMMER - CERTAIN 2024: 0; SUMMER - CERTAIN 2025: 0; SUMMER - CERTAIN 2026: 0; SUMMER - CERTAIN 2027: 0; SUMMER - CERTAIN 2028: 0; WINTER - CERTAIN 2018-19: 0; WINTER - CERTAIN 2019-20: 0; WINTER - CERTAIN 2020-21: 0; WINTER - CERTAIN 2021-22: 0; WINTER - CERTAIN 2022-23: 0; WINTER - CERTAIN 2023-24: 0; WINTER - CERTAIN 2024-25: 0; WINTER - CERTAIN 2025-26: 0; WINTER - CERTAIN 2026-27: 0; WINTER - CERTAIN 2027-28: 0; WINTER - CERTAIN 2028-29: 0
Cancelled | US |  |  |  | 11INR0072 |  | Trans Pecos Solar Energy Center | PV | SUN |  | Solar | n/a |  | 50 | 37.5 | 6 | SUMMER - CERTAIN 2018: 0; SUMMER - CERTAIN 2019: 0; SUMMER - CERTAIN 2020: 0; SUMMER - CERTAIN 2021: 0; SUMMER - CERTAIN 2022: 0; SUMMER - CERTAIN 2023: 0; SUMMER - CERTAIN 2024: 0; SUMMER - CERTAIN 2025: 0; SUMMER - CERTAIN 2026: 0; SUMMER - CERTAIN 2027: 0; SUMMER - CERTAIN 2028: 0; WINTER - CERTAIN 2018-19: 0; WINTER - CERTAIN 2019-20: 0; WINTER - CERTAIN 2020-21: 0; WINTER - CERTAIN 2021-22: 0; WINTER - CERTAIN 2022-23: 0; WINTER - CERTAIN 2023-24: 0; WINTER - CERTAIN 2024-25: 0; WINTER - CERTAIN 2025-26: 0; WINTER - CERTAIN 2026-27: 0; WINTER - CERTAIN 2027-28: 0; WINTER - CERTAIN 2028-29: 0
Cancelled | US |  |  |  | 11INR0073 |  | Endeavor Wind Energy Project | WT | WND |  | Wind | n/a |  | 249 | 34.86 | 49.8 | SUMMER - CERTAIN 2018: 0; SUMMER - CERTAIN 2019: 0; SUMMER - CERTAIN 2020: 0; SUMMER - CERTAIN 2021: 0; SUMMER - CERTAIN 2022: 0; SUMMER - CERTAIN 2023: 0; SUMMER - CERTAIN 2024: 0; SUMMER - CERTAIN 2025: 0; SUMMER - CERTAIN 2026: 0; SUMMER - CERTAIN 2027: 0; SUMMER - CERTAIN 2028: 0; WINTER - CERTAIN 2018-19: 0; WINTER - CERTAIN 2019-20: 0; WINTER - CERTAIN 2020-21: 0; WINTER - CERTAIN 2021-22: 0; WINTER - CERTAIN 2022-23: 0; WINTER - CERTAIN 2023-24: 0; WINTER - CERTAIN 2024-25: 0; WINTER - CERTAIN 2025-26: 0; WINTER - CERTAIN 2026-27: 0; WINTER - CERTAIN 2027-28: 0; WINTER - CERTAIN 2028-29: 0
Cancelled | US |  |  |  | 11INR0074 |  | Alamo Renewable Energy Center | PV | SUN |  | Solar | n/a |  | 13 | 9.75 | 1.56 | SUMMER - CERTAIN 2018: 0; SUMMER - CERTAIN 2019: 0; SUMMER - CERTAIN 2020: 0; SUMMER - CERTAIN 2021: 0; SUMMER - CERTAIN 2022: 0; SUMMER - CERTAIN 2023: 0; SUMMER - CERTAIN 2024: 0; SUMMER - CERTAIN 2025: 0; SUMMER - CERTAIN 2026: 0; SUMMER - CERTAIN 2027: 0; SUMMER - CERTAIN 2028: 0; WINTER - CERTAIN 2018-19: 0; WINTER - CERTAIN 2019-20: 0; WINTER - CERTAIN 2020-21: 0; WINTER - CERTAIN 2021-22: 0; WINTER - CERTAIN 2022-23: 0; WINTER - CERTAIN 2023-24: 0; WINTER - CERTAIN 2024-25: 0; WINTER - CERTAIN 2025-26: 0; WINTER - CERTAIN 2026-27: 0; WINTER - CERTAIN 2027-28: 0; WINTER - CERTAIN 2028-29: 0
Cancelled | US |  |  |  | 11INR0076 |  | Windthorst-2 Wind Farm | WT | WND |  | Wind | n/a |  | 94 | 13.16 | 18.8 | SUMMER - CERTAIN 2018: 0; SUMMER - CERTAIN 2019: 0; SUMMER - CERTAIN 2020: 0; SUMMER - CERTAIN 2021: 0; SUMMER - CERTAIN 2022: 0; SUMMER - CERTAIN 2023: 0; SUMMER - CERTAIN 2024: 0; SUMMER - CERTAIN 2025: 0; SUMMER - CERTAIN 2026: 0; SUMMER - CERTAIN 2027: 0; SUMMER - CERTAIN 2028: 0; WINTER - CERTAIN 2018-19: 0; WINTER - CERTAIN 2019-20: 0; WINTER - CERTAIN 2020-21: 0; WINTER - CERTAIN 2021-22: 0; WINTER - CERTAIN 2022-23: 0; WINTER - CERTAIN 2023-24: 0; WINTER - CERTAIN 2024-25: 0; WINTER - CERTAIN 2025-26: 0; WINTER - CERTAIN 2026-27: 0; WINTER - CERTAIN 2027-28: 0; WINTER - CERTAIN 2028-29: 0
Cancelled | US |  |  |  | 11INR0077 |  | Webb Wind I | WT | WND |  | Wind | n/a |  | 72 | 10.08 | 14.4 | SUMMER - CERTAIN 2018: 0; SUMMER - CERTAIN 2019: 0; SUMMER - CERTAIN 2020: 0; SUMMER - CERTAIN 2021: 0; SUMMER - CERTAIN 2022: 0; SUMMER - CERTAIN 2023: 0; SUMMER - CERTAIN 2024: 0; SUMMER - CERTAIN 2025: 0; SUMMER - CERTAIN 2026: 0; SUMMER - CERTAIN 2027: 0; SUMMER - CERTAIN 2028: 0; WINTER - CERTAIN 2018-19: 0; WINTER - CERTAIN 2019-20: 0; WINTER - CERTAIN 2020-21: 0; WINTER - CERTAIN 2021-22: 0; WINTER - CERTAIN 2022-23: 0; WINTER - CERTAIN 2023-24: 0; WINTER - CERTAIN 2024-25: 0; WINTER - CERTAIN 2025-26: 0; WINTER - CERTAIN 2026-27: 0; WINTER - CERTAIN 2027-28: 0; WINTER - CERTAIN 2028-29: 0
Cancelled | US |  |  |  | 11INR0078 |  | Brooks Wind I | WT | WND |  | Wind | n/a |  | 249 | 34.86 | 49.8 | SUMMER - CERTAIN 2018: 0; SUMMER - CERTAIN 2019: 0; SUMMER - CERTAIN 2020: 0; SUMMER - CERTAIN 2021: 0; SUMMER - CERTAIN 2022: 0; SUMMER - CERTAIN 2023: 0; SUMMER - CERTAIN 2024: 0; SUMMER - CERTAIN 2025: 0; SUMMER - CERTAIN 2026: 0; SUMMER - CERTAIN 2027: 0; SUMMER - CERTAIN 2028: 0; WINTER - CERTAIN 2018-19: 0; WINTER - CERTAIN 2019-20: 0; WINTER - CERTAIN 2020-21: 0; WINTER - CERTAIN 2021-22: 0; WINTER - CERTAIN 2022-23: 0; WINTER - CERTAIN 2023-24: 0; WINTER - CERTAIN 2024-25: 0; WINTER - CERTAIN 2025-26: 0; WINTER - CERTAIN 2026-27: 0; WINTER - CERTAIN 2027-28: 0; WINTER - CERTAIN 2028-29: 0
Cancelled | US |  |  |  | 11INR0079b |  | South Clay Windfarm | WT | WND |  | Wind | n/a |  | 125 | 17.5 | 25 | SUMMER - CERTAIN 2018: 0; SUMMER - CERTAIN 2019: 0; SUMMER - CERTAIN 2020: 0; SUMMER - CERTAIN 2021: 0; SUMMER - CERTAIN 2022: 0; SUMMER - CERTAIN 2023: 0; SUMMER - CERTAIN 2024: 0; SUMMER - CERTAIN 2025: 0; SUMMER - CERTAIN 2026: 0; SUMMER - CERTAIN 2027: 0; SUMMER - CERTAIN 2028: 0; WINTER - CERTAIN 2018-19: 0; WINTER - CERTAIN 2019-20: 0; WINTER - CERTAIN 2020-21: 0; WINTER - CERTAIN 2021-22: 0; WINTER - CERTAIN 2022-23: 0; WINTER - CERTAIN 2023-24: 0; WINTER - CERTAIN 2024-25: 0; WINTER - CERTAIN 2025-26: 0; WINTER - CERTAIN 2026-27: 0; WINTER - CERTAIN 2027-28: 0; WINTER - CERTAIN 2028-29: 0
Cancelled | US |  |  |  | 11INR0079c |  | South Clay Windfarm | WT | WND |  | Wind | n/a |  | 125 | 17.5 | 25 | SUMMER - CERTAIN 2018: 0; SUMMER - CERTAIN 2019: 0; SUMMER - CERTAIN 2020: 0; SUMMER - CERTAIN 2021: 0; SUMMER - CERTAIN 2022: 0; SUMMER - CERTAIN 2023: 0; SUMMER - CERTAIN 2024: 0; SUMMER - CERTAIN 2025: 0; SUMMER - CERTAIN 2026: 0; SUMMER - CERTAIN 2027: 0; SUMMER - CERTAIN 2028: 0; WINTER - CERTAIN 2018-19: 0; WINTER - CERTAIN 2019-20: 0; WINTER - CERTAIN 2020-21: 0; WINTER - CERTAIN 2021-22: 0; WINTER - CERTAIN 2022-23: 0; WINTER - CERTAIN 2023-24: 0; WINTER - CERTAIN 2024-25: 0; WINTER - CERTAIN 2025-26: 0; WINTER - CERTAIN 2026-27: 0; WINTER - CERTAIN 2027-28: 0; WINTER - CERTAIN 2028-29: 0
Cancelled | US |  |  |  | 11INR0079d |  | South Clay Windfarm | WT | WND |  | Wind | n/a |  | 125 | 17.5 | 25 | SUMMER - CERTAIN 2018: 0; SUMMER - CERTAIN 2019: 0; SUMMER - CERTAIN 2020: 0; SUMMER - CERTAIN 2021: 0; SUMMER - CERTAIN 2022: 0; SUMMER - CERTAIN 2023: 0; SUMMER - CERTAIN 2024: 0; SUMMER - CERTAIN 2025: 0; SUMMER - CERTAIN 2026: 0; SUMMER - CERTAIN 2027: 0; SUMMER - CERTAIN 2028: 0; WINTER - CERTAIN 2018-19: 0; WINTER - CERTAIN 2019-20: 0; WINTER - CERTAIN 2020-21: 0; WINTER - CERTAIN 2021-22: 0; WINTER - CERTAIN 2022-23: 0; WINTER - CERTAIN 2023-24: 0; WINTER - CERTAIN 2024-25: 0; WINTER - CERTAIN 2025-26: 0; WINTER - CERTAIN 2026-27: 0; WINTER - CERTAIN 2027-28: 0; WINTER - CERTAIN 2028-29: 0
Cancelled | US |  |  |  | 11INR0080 |  | Element-Windthorst2 Wind Energy Center | WT | WND |  | Wind | n/a |  | 50 | 7 | 10 | SUMMER - CERTAIN 2018: 0; SUMMER - CERTAIN 2019: 0; SUMMER - CERTAIN 2020: 0; SUMMER - CERTAIN 2021: 0; SUMMER - CERTAIN 2022: 0; SUMMER - CERTAIN 2023: 0; SUMMER - CERTAIN 2024: 0; SUMMER - CERTAIN 2025: 0; SUMMER - CERTAIN 2026: 0; SUMMER - CERTAIN 2027: 0; SUMMER - CERTAIN 2028: 0; WINTER - CERTAIN 2018-19: 0; WINTER - CERTAIN 2019-20: 0; WINTER - CERTAIN 2020-21: 0; WINTER - CERTAIN 2021-22: 0; WINTER - CERTAIN 2022-23: 0; WINTER - CERTAIN 2023-24: 0; WINTER - CERTAIN 2024-25: 0; WINTER - CERTAIN 2025-26: 0; WINTER - CERTAIN 2026-27: 0; WINTER - CERTAIN 2027-28: 0; WINTER - CERTAIN 2028-29: 0
Cancelled | US |  |  |  | 11INR0081 |  | Windwood Project | WT | WND |  | Wind | n/a |  | 72 | 10.08 | 14.4 | SUMMER - CERTAIN 2018: 0; SUMMER - CERTAIN 2019: 0; SUMMER - CERTAIN 2020: 0; SUMMER - CERTAIN 2021: 0; SUMMER - CERTAIN 2022: 0; SUMMER - CERTAIN 2023: 0; SUMMER - CERTAIN 2024: 0; SUMMER - CERTAIN 2025: 0; SUMMER - CERTAIN 2026: 0; SUMMER - CERTAIN 2027: 0; SUMMER - CERTAIN 2028: 0; WINTER - CERTAIN 2018-19: 0; WINTER - CERTAIN 2019-20: 0; WINTER - CERTAIN 2020-21: 0; WINTER - CERTAIN 2021-22: 0; WINTER - CERTAIN 2022-23: 0; WINTER - CERTAIN 2023-24: 0; WINTER - CERTAIN 2024-25: 0; WINTER - CERTAIN 2025-26: 0; WINTER - CERTAIN 2026-27: 0; WINTER - CERTAIN 2027-28: 0; WINTER - CERTAIN 2028-29: 0
Cancelled | US |  |  |  | 11INR0082 |  | Val Verde Wind A | WT | WND |  | Wind | n/a |  | 180 | 25.2 | 36 | SUMMER - CERTAIN 2018: 0; SUMMER - CERTAIN 2019: 0; SUMMER - CERTAIN 2020: 0; SUMMER - CERTAIN 2021: 0; SUMMER - CERTAIN 2022: 0; SUMMER - CERTAIN 2023: 0; SUMMER - CERTAIN 2024: 0; SUMMER - CERTAIN 2025: 0; SUMMER - CERTAIN 2026: 0; SUMMER - CERTAIN 2027: 0; SUMMER - CERTAIN 2028: 0; WINTER - CERTAIN 2018-19: 0; WINTER - CERTAIN 2019-20: 0; WINTER - CERTAIN 2020-21: 0; WINTER - CERTAIN 2021-22: 0; WINTER - CERTAIN 2022-23: 0; WINTER - CERTAIN 2023-24: 0; WINTER - CERTAIN 2024-25: 0; WINTER - CERTAIN 2025-26: 0; WINTER - CERTAIN 2026-27: 0; WINTER - CERTAIN 2027-28: 0; WINTER - CERTAIN 2028-29: 0
Cancelled | US |  |  |  | 11INR0083A |  | Rio Pecos Wind Project - Ph 1 | WT | WND |  | Wind | n/a |  | 50 | 7 | 10 | SUMMER - CERTAIN 2018: 0; SUMMER - CERTAIN 2019: 0; SUMMER - CERTAIN 2020: 0; SUMMER - CERTAIN 2021: 0; SUMMER - CERTAIN 2022: 0; SUMMER - CERTAIN 2023: 0; SUMMER - CERTAIN 2024: 0; SUMMER - CERTAIN 2025: 0; SUMMER - CERTAIN 2026: 0; SUMMER - CERTAIN 2027: 0; SUMMER - CERTAIN 2028: 0; WINTER - CERTAIN 2018-19: 0; WINTER - CERTAIN 2019-20: 0; WINTER - CERTAIN 2020-21: 0; WINTER - CERTAIN 2021-22: 0; WINTER - CERTAIN 2022-23: 0; WINTER - CERTAIN 2023-24: 0; WINTER - CERTAIN 2024-25: 0; WINTER - CERTAIN 2025-26: 0; WINTER - CERTAIN 2026-27: 0; WINTER - CERTAIN 2027-28: 0; WINTER - CERTAIN 2028-29: 0
Cancelled | US |  |  |  | 11INR0083B |  | Rio Pecos Wind Project - Ph 2 | WT | WND |  | Wind | n/a |  | 100 | 14 | 20 | SUMMER - CERTAIN 2018: 0; SUMMER - CERTAIN 2019: 0; SUMMER - CERTAIN 2020: 0; SUMMER - CERTAIN 2021: 0; SUMMER - CERTAIN 2022: 0; SUMMER - CERTAIN 2023: 0; SUMMER - CERTAIN 2024: 0; SUMMER - CERTAIN 2025: 0; SUMMER - CERTAIN 2026: 0; SUMMER - CERTAIN 2027: 0; SUMMER - CERTAIN 2028: 0; WINTER - CERTAIN 2018-19: 0; WINTER - CERTAIN 2019-20: 0; WINTER - CERTAIN 2020-21: 0; WINTER - CERTAIN 2021-22: 0; WINTER - CERTAIN 2022-23: 0; WINTER - CERTAIN 2023-24: 0; WINTER - CERTAIN 2024-25: 0; WINTER - CERTAIN 2025-26: 0; WINTER - CERTAIN 2026-27: 0; WINTER - CERTAIN 2027-28: 0; WINTER - CERTAIN 2028-29: 0
Cancelled | US |  |  |  | 11INR0084 |  | 2W Whatley Phase 1 | WT | WND |  | Wind | n/a |  | 45 | 6.3 | 9 | SUMMER - CERTAIN 2018: 0; SUMMER - CERTAIN 2019: 0; SUMMER - CERTAIN 2020: 0; SUMMER - CERTAIN 2021: 0; SUMMER - CERTAIN 2022: 0; SUMMER - CERTAIN 2023: 0; SUMMER - CERTAIN 2024: 0; SUMMER - CERTAIN 2025: 0; SUMMER - CERTAIN 2026: 0; SUMMER - CERTAIN 2027: 0; SUMMER - CERTAIN 2028: 0; WINTER - CERTAIN 2018-19: 0; WINTER - CERTAIN 2019-20: 0; WINTER - CERTAIN 2020-21: 0; WINTER - CERTAIN 2021-22: 0; WINTER - CERTAIN 2022-23: 0; WINTER - CERTAIN 2023-24: 0; WINTER - CERTAIN 2024-25: 0; WINTER - CERTAIN 2025-26: 0; WINTER - CERTAIN 2026-27: 0; WINTER - CERTAIN 2027-28: 0; WINTER - CERTAIN 2028-29: 0
Cancelled | US |  |  |  | 11INR0085 |  | Sepanta Wind Project | WT | WND |  | Wind | n/a |  | 106 | 14.84 | 21.2 | SUMMER - CERTAIN 2018: 0; SUMMER - CERTAIN 2019: 0; SUMMER - CERTAIN 2020: 0; SUMMER - CERTAIN 2021: 0; SUMMER - CERTAIN 2022: 0; SUMMER - CERTAIN 2023: 0; SUMMER - CERTAIN 2024: 0; SUMMER - CERTAIN 2025: 0; SUMMER - CERTAIN 2026: 0; SUMMER - CERTAIN 2027: 0; SUMMER - CERTAIN 2028: 0; WINTER - CERTAIN 2018-19: 0; WINTER - CERTAIN 2019-20: 0; WINTER - CERTAIN 2020-21: 0; WINTER - CERTAIN 2021-22: 0; WINTER - CERTAIN 2022-23: 0; WINTER - CERTAIN 2023-24: 0; WINTER - CERTAIN 2024-25: 0; WINTER - CERTAIN 2025-26: 0; WINTER - CERTAIN 2026-27: 0; WINTER - CERTAIN 2027-28: 0; WINTER - CERTAIN 2028-29: 0
Cancelled | US |  |  |  | 11INR0086 |  | RRE Austin Solar | PV | SUN |  | Solar | n/a |  | 60 | 45 | 7.2 | SUMMER - CERTAIN 2018: 0; SUMMER - CERTAIN 2019: 0; SUMMER - CERTAIN 2020: 0; SUMMER - CERTAIN 2021: 0; SUMMER - CERTAIN 2022: 0; SUMMER - CERTAIN 2023: 0; SUMMER - CERTAIN 2024: 0; SUMMER - CERTAIN 2025: 0; SUMMER - CERTAIN 2026: 0; SUMMER - CERTAIN 2027: 0; SUMMER - CERTAIN 2028: 0; WINTER - CERTAIN 2018-19: 0; WINTER - CERTAIN 2019-20: 0; WINTER - CERTAIN 2020-21: 0; WINTER - CERTAIN 2021-22: 0; WINTER - CERTAIN 2022-23: 0; WINTER - CERTAIN 2023-24: 0; WINTER - CERTAIN 2024-25: 0; WINTER - CERTAIN 2025-26: 0; WINTER - CERTAIN 2026-27: 0; WINTER - CERTAIN 2027-28: 0; WINTER - CERTAIN 2028-29: 0
Cancelled | US |  |  |  | 11INR0087 |  | Wise County Plant Upgrade | CC | NG |  | Natural Gas and Other Gases | n/a |  | 90 | 90 | 90 | SUMMER - CERTAIN 2018: 0; SUMMER - CERTAIN 2019: 0; SUMMER - CERTAIN 2020: 0; SUMMER - CERTAIN 2021: 0; SUMMER - CERTAIN 2022: 0; SUMMER - CERTAIN 2023: 0; SUMMER - CERTAIN 2024: 0; SUMMER - CERTAIN 2025: 0; SUMMER - CERTAIN 2026: 0; SUMMER - CERTAIN 2027: 0; SUMMER - CERTAIN 2028: 0; WINTER - CERTAIN 2018-19: 0; WINTER - CERTAIN 2019-20: 0; WINTER - CERTAIN 2020-21: 0; WINTER - CERTAIN 2021-22: 0; WINTER - CERTAIN 2022-23: 0; WINTER - CERTAIN 2023-24: 0; WINTER - CERTAIN 2024-25: 0; WINTER - CERTAIN 2025-26: 0; WINTER - CERTAIN 2026-27: 0; WINTER - CERTAIN 2027-28: 0; WINTER - CERTAIN 2028-29: 0
Cancelled | US |  |  |  | 11INR0089 |  | Hays Solar | PV | SUN |  | Solar | n/a |  | 20 | 15 | 2.4 | SUMMER - CERTAIN 2018: 0; SUMMER - CERTAIN 2019: 0; SUMMER - CERTAIN 2020: 0; SUMMER - CERTAIN 2021: 0; SUMMER - CERTAIN 2022: 0; SUMMER - CERTAIN 2023: 0; SUMMER - CERTAIN 2024: 0; SUMMER - CERTAIN 2025: 0; SUMMER - CERTAIN 2026: 0; SUMMER - CERTAIN 2027: 0; SUMMER - CERTAIN 2028: 0; WINTER - CERTAIN 2018-19: 0; WINTER - CERTAIN 2019-20: 0; WINTER - CERTAIN 2020-21: 0; WINTER - CERTAIN 2021-22: 0; WINTER - CERTAIN 2022-23: 0; WINTER - CERTAIN 2023-24: 0; WINTER - CERTAIN 2024-25: 0; WINTER - CERTAIN 2025-26: 0; WINTER - CERTAIN 2026-27: 0; WINTER - CERTAIN 2027-28: 0; WINTER - CERTAIN 2028-29: 0
Cancelled | US |  |  |  | 11INR0090 |  | Big Springs Solar | PV | SUN |  | Solar | n/a |  | 60 | 45 | 7.2 | SUMMER - CERTAIN 2018: 0; SUMMER - CERTAIN 2019: 0; SUMMER - CERTAIN 2020: 0; SUMMER - CERTAIN 2021: 0; SUMMER - CERTAIN 2022: 0; SUMMER - CERTAIN 2023: 0; SUMMER - CERTAIN 2024: 0; SUMMER - CERTAIN 2025: 0; SUMMER - CERTAIN 2026: 0; SUMMER - CERTAIN 2027: 0; SUMMER - CERTAIN 2028: 0; WINTER - CERTAIN 2018-19: 0; WINTER - CERTAIN 2019-20: 0; WINTER - CERTAIN 2020-21: 0; WINTER - CERTAIN 2021-22: 0; WINTER - CERTAIN 2022-23: 0; WINTER - CERTAIN 2023-24: 0; WINTER - CERTAIN 2024-25: 0; WINTER - CERTAIN 2025-26: 0; WINTER - CERTAIN 2026-27: 0; WINTER - CERTAIN 2027-28: 0; WINTER - CERTAIN 2028-29: 0
Cancelled | US |  |  |  | 11INR0092 |  | Hackberry Solar Energy Project | PV | SUN |  | Solar | n/a |  | 50 | 37.5 | 6 | SUMMER - CERTAIN 2018: 0; SUMMER - CERTAIN 2019: 0; SUMMER - CERTAIN 2020: 0; SUMMER - CERTAIN 2021: 0; SUMMER - CERTAIN 2022: 0; SUMMER - CERTAIN 2023: 0; SUMMER - CERTAIN 2024: 0; SUMMER - CERTAIN 2025: 0; SUMMER - CERTAIN 2026: 0; SUMMER - CERTAIN 2027: 0; SUMMER - CERTAIN 2028: 0; WINTER - CERTAIN 2018-19: 0; WINTER - CERTAIN 2019-20: 0; WINTER - CERTAIN 2020-21: 0; WINTER - CERTAIN 2021-22: 0; WINTER - CERTAIN 2022-23: 0; WINTER - CERTAIN 2023-24: 0; WINTER - CERTAIN 2024-25: 0; WINTER - CERTAIN 2025-26: 0; WINTER - CERTAIN 2026-27: 0; WINTER - CERTAIN 2027-28: 0; WINTER - CERTAIN 2028-29: 0
Cancelled | US |  |  |  | 11INR0093 |  | LWPC Wind | WT | WND |  | Wind | n/a |  | 41 | 24.19 | 17.63 | SUMMER - CERTAIN 2018: 0; SUMMER - CERTAIN 2019: 0; SUMMER - CERTAIN 2020: 0; SUMMER - CERTAIN 2021: 0; SUMMER - CERTAIN 2022: 0; SUMMER - CERTAIN 2023: 0; SUMMER - CERTAIN 2024: 0; SUMMER - CERTAIN 2025: 0; SUMMER - CERTAIN 2026: 0; SUMMER - CERTAIN 2027: 0; SUMMER - CERTAIN 2028: 0; WINTER - CERTAIN 2018-19: 0; WINTER - CERTAIN 2019-20: 0; WINTER - CERTAIN 2020-21: 0; WINTER - CERTAIN 2021-22: 0; WINTER - CERTAIN 2022-23: 0; WINTER - CERTAIN 2023-24: 0; WINTER - CERTAIN 2024-25: 0; WINTER - CERTAIN 2025-26: 0; WINTER - CERTAIN 2026-27: 0; WINTER - CERTAIN 2027-28: 0; WINTER - CERTAIN 2028-29: 0
Cancelled | US |  |  |  | 11INR0094 |  | White Camp Solar | PV | SUN |  | Solar | n/a |  | 100 | 75 | 12 | SUMMER - CERTAIN 2018: 0; SUMMER - CERTAIN 2019: 0; SUMMER - CERTAIN 2020: 0; SUMMER - CERTAIN 2021: 0; SUMMER - CERTAIN 2022: 0; SUMMER - CERTAIN 2023: 0; SUMMER - CERTAIN 2024: 0; SUMMER - CERTAIN 2025: 0; SUMMER - CERTAIN 2026: 0; SUMMER - CERTAIN 2027: 0; SUMMER - CERTAIN 2028: 0; WINTER - CERTAIN 2018-19: 0; WINTER - CERTAIN 2019-20: 0; WINTER - CERTAIN 2020-21: 0; WINTER - CERTAIN 2021-22: 0; WINTER - CERTAIN 2022-23: 0; WINTER - CERTAIN 2023-24: 0; WINTER - CERTAIN 2024-25: 0; WINTER - CERTAIN 2025-26: 0; WINTER - CERTAIN 2026-27: 0; WINTER - CERTAIN 2027-28: 0; WINTER - CERTAIN 2028-29: 0
Cancelled | US |  |  |  | 12INR0001 |  | Nueces County Generation | ST | SUB |  | Coal | n/a |  | 660 | 660 | 660 | SUMMER - CERTAIN 2018: 0; SUMMER - CERTAIN 2019: 0; SUMMER - CERTAIN 2020: 0; SUMMER - CERTAIN 2021: 0; SUMMER - CERTAIN 2022: 0; SUMMER - CERTAIN 2023: 0; SUMMER - CERTAIN 2024: 0; SUMMER - CERTAIN 2025: 0; SUMMER - CERTAIN 2026: 0; SUMMER - CERTAIN 2027: 0; SUMMER - CERTAIN 2028: 0; WINTER - CERTAIN 2018-19: 0; WINTER - CERTAIN 2019-20: 0; WINTER - CERTAIN 2020-21: 0; WINTER - CERTAIN 2021-22: 0; WINTER - CERTAIN 2022-23: 0; WINTER - CERTAIN 2023-24: 0; WINTER - CERTAIN 2024-25: 0; WINTER - CERTAIN 2025-26: 0; WINTER - CERTAIN 2026-27: 0; WINTER - CERTAIN 2027-28: 0; WINTER - CERTAIN 2028-29: 0
Cancelled | US | 1893316 |  |  | 12INR0002b | Silver Canyon Wind B | Silver Canyon Wind B | WT | WND |  | Wind | n/a |  | 200 | 28 | 40 | SUMMER - CERTAIN 2018: 0; SUMMER - CERTAIN 2019: 0; SUMMER - CERTAIN 2020: 0; SUMMER - CERTAIN 2021: 0; SUMMER - CERTAIN 2022: 0; SUMMER - CERTAIN 2023: 0; SUMMER - CERTAIN 2024: 0; SUMMER - CERTAIN 2025: 0; SUMMER - CERTAIN 2026: 0; SUMMER - CERTAIN 2027: 0; SUMMER - CERTAIN 2028: 0; WINTER - CERTAIN 2018-19: 0; WINTER - CERTAIN 2019-20: 0; WINTER - CERTAIN 2020-21: 0; WINTER - CERTAIN 2021-22: 0; WINTER - CERTAIN 2022-23: 0; WINTER - CERTAIN 2023-24: 0; WINTER - CERTAIN 2024-25: 0; WINTER - CERTAIN 2025-26: 0; WINTER - CERTAIN 2026-27: 0; WINTER - CERTAIN 2027-28: 0; WINTER - CERTAIN 2028-29: 0
Cancelled | US |  |  |  | 12INR0002c |  | Silver Canyon Wind Farm Ph3 | WT | WND |  | Wind | n/a |  | 350 | 49 | 70 | SUMMER - CERTAIN 2018: 0; SUMMER - CERTAIN 2019: 0; SUMMER - CERTAIN 2020: 0; SUMMER - CERTAIN 2021: 0; SUMMER - CERTAIN 2022: 0; SUMMER - CERTAIN 2023: 0; SUMMER - CERTAIN 2024: 0; SUMMER - CERTAIN 2025: 0; SUMMER - CERTAIN 2026: 0; SUMMER - CERTAIN 2027: 0; SUMMER - CERTAIN 2028: 0; WINTER - CERTAIN 2018-19: 0; WINTER - CERTAIN 2019-20: 0; WINTER - CERTAIN 2020-21: 0; WINTER - CERTAIN 2021-22: 0; WINTER - CERTAIN 2022-23: 0; WINTER - CERTAIN 2023-24: 0; WINTER - CERTAIN 2024-25: 0; WINTER - CERTAIN 2025-26: 0; WINTER - CERTAIN 2026-27: 0; WINTER - CERTAIN 2027-28: 0; WINTER - CERTAIN 2028-29: 0
Cancelled | US |  |  |  | 12INR0003 |  | Throckmorton Wind Farm | WT | WND |  | Wind | n/a |  | 400 | 56 | 80 | SUMMER - CERTAIN 2018: 0; SUMMER - CERTAIN 2019: 0; SUMMER - CERTAIN 2020: 0; SUMMER - CERTAIN 2021: 0; SUMMER - CERTAIN 2022: 0; SUMMER - CERTAIN 2023: 0; SUMMER - CERTAIN 2024: 0; SUMMER - CERTAIN 2025: 0; SUMMER - CERTAIN 2026: 0; SUMMER - CERTAIN 2027: 0; SUMMER - CERTAIN 2028: 0; WINTER - CERTAIN 2018-19: 0; WINTER - CERTAIN 2019-20: 0; WINTER - CERTAIN 2020-21: 0; WINTER - CERTAIN 2021-22: 0; WINTER - CERTAIN 2022-23: 0; WINTER - CERTAIN 2023-24: 0; WINTER - CERTAIN 2024-25: 0; WINTER - CERTAIN 2025-26: 0; WINTER - CERTAIN 2026-27: 0; WINTER - CERTAIN 2027-28: 0; WINTER - CERTAIN 2028-29: 0
Cancelled | US |  |  |  | 12INR0004 |  | Fort Concho Wind Farm | WT | WND |  | Wind | n/a |  | 400 | 56 | 80 | SUMMER - CERTAIN 2018: 0; SUMMER - CERTAIN 2019: 0; SUMMER - CERTAIN 2020: 0; SUMMER - CERTAIN 2021: 0; SUMMER - CERTAIN 2022: 0; SUMMER - CERTAIN 2023: 0; SUMMER - CERTAIN 2024: 0; SUMMER - CERTAIN 2025: 0; SUMMER - CERTAIN 2026: 0; SUMMER - CERTAIN 2027: 0; SUMMER - CERTAIN 2028: 0; WINTER - CERTAIN 2018-19: 0; WINTER - CERTAIN 2019-20: 0; WINTER - CERTAIN 2020-21: 0; WINTER - CERTAIN 2021-22: 0; WINTER - CERTAIN 2022-23: 0; WINTER - CERTAIN 2023-24: 0; WINTER - CERTAIN 2024-25: 0; WINTER - CERTAIN 2025-26: 0; WINTER - CERTAIN 2026-27: 0; WINTER - CERTAIN 2027-28: 0; WINTER - CERTAIN 2028-29: 0
Cancelled | US |  |  |  | 12INR0005 |  | Floyd County | WT | WND |  | Wind | n/a |  | 1100 | 154 | 220 | SUMMER - CERTAIN 2018: 0; SUMMER - CERTAIN 2019: 0; SUMMER - CERTAIN 2020: 0; SUMMER - CERTAIN 2021: 0; SUMMER - CERTAIN 2022: 0; SUMMER - CERTAIN 2023: 0; SUMMER - CERTAIN 2024: 0; SUMMER - CERTAIN 2025: 0; SUMMER - CERTAIN 2026: 0; SUMMER - CERTAIN 2027: 0; SUMMER - CERTAIN 2028: 0; WINTER - CERTAIN 2018-19: 0; WINTER - CERTAIN 2019-20: 0; WINTER - CERTAIN 2020-21: 0; WINTER - CERTAIN 2021-22: 0; WINTER - CERTAIN 2022-23: 0; WINTER - CERTAIN 2023-24: 0; WINTER - CERTAIN 2024-25: 0; WINTER - CERTAIN 2025-26: 0; WINTER - CERTAIN 2026-27: 0; WINTER - CERTAIN 2027-28: 0; WINTER - CERTAIN 2028-29: 0
Cancelled | US |  |  |  | 12INR0006 |  | Limestone 3 | ST | SUB |  | Coal | n/a |  | 875 | 875 | 875 | SUMMER - CERTAIN 2018: 0; SUMMER - CERTAIN 2019: 0; SUMMER - CERTAIN 2020: 0; SUMMER - CERTAIN 2021: 0; SUMMER - CERTAIN 2022: 0; SUMMER - CERTAIN 2023: 0; SUMMER - CERTAIN 2024: 0; SUMMER - CERTAIN 2025: 0; SUMMER - CERTAIN 2026: 0; SUMMER - CERTAIN 2027: 0; SUMMER - CERTAIN 2028: 0; WINTER - CERTAIN 2018-19: 0; WINTER - CERTAIN 2019-20: 0; WINTER - CERTAIN 2020-21: 0; WINTER - CERTAIN 2021-22: 0; WINTER - CERTAIN 2022-23: 0; WINTER - CERTAIN 2023-24: 0; WINTER - CERTAIN 2024-25: 0; WINTER - CERTAIN 2025-26: 0; WINTER - CERTAIN 2026-27: 0; WINTER - CERTAIN 2027-28: 0; WINTER - CERTAIN 2028-29: 0
Cancelled | US |  |  |  | 12INR0007 |  | Lamar Power Project Expansion | CC | NG |  | Natural Gas and Other Gases | n/a |  | 296 | 296 | 296 | SUMMER - CERTAIN 2018: 0; SUMMER - CERTAIN 2019: 0; SUMMER - CERTAIN 2020: 0; SUMMER - CERTAIN 2021: 0; SUMMER - CERTAIN 2022: 0; SUMMER - CERTAIN 2023: 0; SUMMER - CERTAIN 2024: 0; SUMMER - CERTAIN 2025: 0; SUMMER - CERTAIN 2026: 0; SUMMER - CERTAIN 2027: 0; SUMMER - CERTAIN 2028: 0; WINTER - CERTAIN 2018-19: 0; WINTER - CERTAIN 2019-20: 0; WINTER - CERTAIN 2020-21: 0; WINTER - CERTAIN 2021-22: 0; WINTER - CERTAIN 2022-23: 0; WINTER - CERTAIN 2023-24: 0; WINTER - CERTAIN 2024-25: 0; WINTER - CERTAIN 2025-26: 0; WINTER - CERTAIN 2026-27: 0; WINTER - CERTAIN 2027-28: 0; WINTER - CERTAIN 2028-29: 0
Cancelled | US |  |  |  | 12INR0008 |  | Cedar Crossing | CC | NG |  | Natural Gas and Other Gases | n/a |  | 875 | 875 | 875 | SUMMER - CERTAIN 2018: 0; SUMMER - CERTAIN 2019: 0; SUMMER - CERTAIN 2020: 0; SUMMER - CERTAIN 2021: 0; SUMMER - CERTAIN 2022: 0; SUMMER - CERTAIN 2023: 0; SUMMER - CERTAIN 2024: 0; SUMMER - CERTAIN 2025: 0; SUMMER - CERTAIN 2026: 0; SUMMER - CERTAIN 2027: 0; SUMMER - CERTAIN 2028: 0; WINTER - CERTAIN 2018-19: 0; WINTER - CERTAIN 2019-20: 0; WINTER - CERTAIN 2020-21: 0; WINTER - CERTAIN 2021-22: 0; WINTER - CERTAIN 2022-23: 0; WINTER - CERTAIN 2023-24: 0; WINTER - CERTAIN 2024-25: 0; WINTER - CERTAIN 2025-26: 0; WINTER - CERTAIN 2026-27: 0; WINTER - CERTAIN 2027-28: 0; WINTER - CERTAIN 2028-29: 0
Cancelled | US |  |  |  | 12INR0009 |  | Cotton Energy Center | CC | NG |  | Natural Gas and Other Gases | n/a |  | 875 | 875 | 875 | SUMMER - CERTAIN 2018: 0; SUMMER - CERTAIN 2019: 0; SUMMER - CERTAIN 2020: 0; SUMMER - CERTAIN 2021: 0; SUMMER - CERTAIN 2022: 0; SUMMER - CERTAIN 2023: 0; SUMMER - CERTAIN 2024: 0; SUMMER - CERTAIN 2025: 0; SUMMER - CERTAIN 2026: 0; SUMMER - CERTAIN 2027: 0; SUMMER - CERTAIN 2028: 0; WINTER - CERTAIN 2018-19: 0; WINTER - CERTAIN 2019-20: 0; WINTER - CERTAIN 2020-21: 0; WINTER - CERTAIN 2021-22: 0; WINTER - CERTAIN 2022-23: 0; WINTER - CERTAIN 2023-24: 0; WINTER - CERTAIN 2024-25: 0; WINTER - CERTAIN 2025-26: 0; WINTER - CERTAIN 2026-27: 0; WINTER - CERTAIN 2027-28: 0; WINTER - CERTAIN 2028-29: 0
Cancelled | US |  |  |  | 12INR0010 |  | Bastrop Energy Center II | CC | NG |  | Natural Gas and Other Gases | n/a |  | 593 | 495 | 495 | SUMMER - CERTAIN 2018: 0; SUMMER - CERTAIN 2019: 0; SUMMER - CERTAIN 2020: 0; SUMMER - CERTAIN 2021: 0; SUMMER - CERTAIN 2022: 0; SUMMER - CERTAIN 2023: 0; SUMMER - CERTAIN 2024: 0; SUMMER - CERTAIN 2025: 0; SUMMER - CERTAIN 2026: 0; SUMMER - CERTAIN 2027: 0; SUMMER - CERTAIN 2028: 0; WINTER - CERTAIN 2018-19: 0; WINTER - CERTAIN 2019-20: 0; WINTER - CERTAIN 2020-21: 0; WINTER - CERTAIN 2021-22: 0; WINTER - CERTAIN 2022-23: 0; WINTER - CERTAIN 2023-24: 0; WINTER - CERTAIN 2024-25: 0; WINTER - CERTAIN 2025-26: 0; WINTER - CERTAIN 2026-27: 0; WINTER - CERTAIN 2027-28: 0; WINTER - CERTAIN 2028-29: 0
Cancelled | US |  |  |  | 12INR0011 |  | Mustang Draw | WT | WND |  | Wind | n/a |  | 149 | 20.86 | 29.8 | SUMMER - CERTAIN 2018: 0; SUMMER - CERTAIN 2019: 0; SUMMER - CERTAIN 2020: 0; SUMMER - CERTAIN 2021: 0; SUMMER - CERTAIN 2022: 0; SUMMER - CERTAIN 2023: 0; SUMMER - CERTAIN 2024: 0; SUMMER - CERTAIN 2025: 0; SUMMER - CERTAIN 2026: 0; SUMMER - CERTAIN 2027: 0; SUMMER - CERTAIN 2028: 0; WINTER - CERTAIN 2018-19: 0; WINTER - CERTAIN 2019-20: 0; WINTER - CERTAIN 2020-21: 0; WINTER - CERTAIN 2021-22: 0; WINTER - CERTAIN 2022-23: 0; WINTER - CERTAIN 2023-24: 0; WINTER - CERTAIN 2024-25: 0; WINTER - CERTAIN 2025-26: 0; WINTER - CERTAIN 2026-27: 0; WINTER - CERTAIN 2027-28: 0; WINTER - CERTAIN 2028-29: 0
Cancelled | US |  |  |  | 12INR0012 |  | Glasscock East | WT | WND |  | Wind | n/a |  | 249 | 34.86 | 49.8 | SUMMER - CERTAIN 2018: 0; SUMMER - CERTAIN 2019: 0; SUMMER - CERTAIN 2020: 0; SUMMER - CERTAIN 2021: 0; SUMMER - CERTAIN 2022: 0; SUMMER - CERTAIN 2023: 0; SUMMER - CERTAIN 2024: 0; SUMMER - CERTAIN 2025: 0; SUMMER - CERTAIN 2026: 0; SUMMER - CERTAIN 2027: 0; SUMMER - CERTAIN 2028: 0; WINTER - CERTAIN 2018-19: 0; WINTER - CERTAIN 2019-20: 0; WINTER - CERTAIN 2020-21: 0; WINTER - CERTAIN 2021-22: 0; WINTER - CERTAIN 2022-23: 0; WINTER - CERTAIN 2023-24: 0; WINTER - CERTAIN 2024-25: 0; WINTER - CERTAIN 2025-26: 0; WINTER - CERTAIN 2026-27: 0; WINTER - CERTAIN 2027-28: 0; WINTER - CERTAIN 2028-29: 0
Cancelled | US |  |  |  | 12INR0013 |  | Rock Hollow | WT | WND |  | Wind | n/a |  | 100 | 14 | 20 | SUMMER - CERTAIN 2018: 0; SUMMER - CERTAIN 2019: 0; SUMMER - CERTAIN 2020: 0; SUMMER - CERTAIN 2021: 0; SUMMER - CERTAIN 2022: 0; SUMMER - CERTAIN 2023: 0; SUMMER - CERTAIN 2024: 0; SUMMER - CERTAIN 2025: 0; SUMMER - CERTAIN 2026: 0; SUMMER - CERTAIN 2027: 0; SUMMER - CERTAIN 2028: 0; WINTER - CERTAIN 2018-19: 0; WINTER - CERTAIN 2019-20: 0; WINTER - CERTAIN 2020-21: 0; WINTER - CERTAIN 2021-22: 0; WINTER - CERTAIN 2022-23: 0; WINTER - CERTAIN 2023-24: 0; WINTER - CERTAIN 2024-25: 0; WINTER - CERTAIN 2025-26: 0; WINTER - CERTAIN 2026-27: 0; WINTER - CERTAIN 2027-28: 0; WINTER - CERTAIN 2028-29: 0
Cancelled | US |  |  |  | 12INR0014 |  | Lost Canyon | WT | WND |  | Wind | n/a |  | 249 | 34.86 | 49.8 | SUMMER - CERTAIN 2018: 0; SUMMER - CERTAIN 2019: 0; SUMMER - CERTAIN 2020: 0; SUMMER - CERTAIN 2021: 0; SUMMER - CERTAIN 2022: 0; SUMMER - CERTAIN 2023: 0; SUMMER - CERTAIN 2024: 0; SUMMER - CERTAIN 2025: 0; SUMMER - CERTAIN 2026: 0; SUMMER - CERTAIN 2027: 0; SUMMER - CERTAIN 2028: 0; WINTER - CERTAIN 2018-19: 0; WINTER - CERTAIN 2019-20: 0; WINTER - CERTAIN 2020-21: 0; WINTER - CERTAIN 2021-22: 0; WINTER - CERTAIN 2022-23: 0; WINTER - CERTAIN 2023-24: 0; WINTER - CERTAIN 2024-25: 0; WINTER - CERTAIN 2025-26: 0; WINTER - CERTAIN 2026-27: 0; WINTER - CERTAIN 2027-28: 0; WINTER - CERTAIN 2028-29: 0
Cancelled | US |  |  |  | 12INR0015 |  | Liberty Energy Center | CC | NG |  | Natural Gas and Other Gases | n/a |  | 1020 | 875 | 875 | SUMMER - CERTAIN 2018: 0; SUMMER - CERTAIN 2019: 0; SUMMER - CERTAIN 2020: 0; SUMMER - CERTAIN 2021: 0; SUMMER - CERTAIN 2022: 0; SUMMER - CERTAIN 2023: 0; SUMMER - CERTAIN 2024: 0; SUMMER - CERTAIN 2025: 0; SUMMER - CERTAIN 2026: 0; SUMMER - CERTAIN 2027: 0; SUMMER - CERTAIN 2028: 0; WINTER - CERTAIN 2018-19: 0; WINTER - CERTAIN 2019-20: 0; WINTER - CERTAIN 2020-21: 0; WINTER - CERTAIN 2021-22: 0; WINTER - CERTAIN 2022-23: 0; WINTER - CERTAIN 2023-24: 0; WINTER - CERTAIN 2024-25: 0; WINTER - CERTAIN 2025-26: 0; WINTER - CERTAIN 2026-27: 0; WINTER - CERTAIN 2027-28: 0; WINTER - CERTAIN 2028-29: 0
Cancelled | US |  |  |  | 12INR0016a |  | Las Brisas Energy Center | CC | NG |  | PetCoke | n/a |  | 660 | 660 | 660 | SUMMER - CERTAIN 2018: 0; SUMMER - CERTAIN 2019: 0; SUMMER - CERTAIN 2020: 0; SUMMER - CERTAIN 2021: 0; SUMMER - CERTAIN 2022: 0; SUMMER - CERTAIN 2023: 0; SUMMER - CERTAIN 2024: 0; SUMMER - CERTAIN 2025: 0; SUMMER - CERTAIN 2026: 0; SUMMER - CERTAIN 2027: 0; SUMMER - CERTAIN 2028: 0; WINTER - CERTAIN 2018-19: 0; WINTER - CERTAIN 2019-20: 0; WINTER - CERTAIN 2020-21: 0; WINTER - CERTAIN 2021-22: 0; WINTER - CERTAIN 2022-23: 0; WINTER - CERTAIN 2023-24: 0; WINTER - CERTAIN 2024-25: 0; WINTER - CERTAIN 2025-26: 0; WINTER - CERTAIN 2026-27: 0; WINTER - CERTAIN 2027-28: 0; WINTER - CERTAIN 2028-29: 0
Cancelled | US |  |  |  | 12INR0016b |  | Las Brisas Energy Center | CC | NG |  | PetCoke | n/a |  | 660 | 660 | 660 | SUMMER - CERTAIN 2018: 0; SUMMER - CERTAIN 2019: 0; SUMMER - CERTAIN 2020: 0; SUMMER - CERTAIN 2021: 0; SUMMER - CERTAIN 2022: 0; SUMMER - CERTAIN 2023: 0; SUMMER - CERTAIN 2024: 0; SUMMER - CERTAIN 2025: 0; SUMMER - CERTAIN 2026: 0; SUMMER - CERTAIN 2027: 0; SUMMER - CERTAIN 2028: 0; WINTER - CERTAIN 2018-19: 0; WINTER - CERTAIN 2019-20: 0; WINTER - CERTAIN 2020-21: 0; WINTER - CERTAIN 2021-22: 0; WINTER - CERTAIN 2022-23: 0; WINTER - CERTAIN 2023-24: 0; WINTER - CERTAIN 2024-25: 0; WINTER - CERTAIN 2025-26: 0; WINTER - CERTAIN 2026-27: 0; WINTER - CERTAIN 2027-28: 0; WINTER - CERTAIN 2028-29: 0
Cancelled | US |  |  |  | 12INR0017 |  | Roaring Springs Wind Project | WT | WND |  | Wind | n/a |  | 500 | 70 | 100 | SUMMER - CERTAIN 2018: 0; SUMMER - CERTAIN 2019: 0; SUMMER - CERTAIN 2020: 0; SUMMER - CERTAIN 2021: 0; SUMMER - CERTAIN 2022: 0; SUMMER - CERTAIN 2023: 0; SUMMER - CERTAIN 2024: 0; SUMMER - CERTAIN 2025: 0; SUMMER - CERTAIN 2026: 0; SUMMER - CERTAIN 2027: 0; SUMMER - CERTAIN 2028: 0; WINTER - CERTAIN 2018-19: 0; WINTER - CERTAIN 2019-20: 0; WINTER - CERTAIN 2020-21: 0; WINTER - CERTAIN 2021-22: 0; WINTER - CERTAIN 2022-23: 0; WINTER - CERTAIN 2023-24: 0; WINTER - CERTAIN 2024-25: 0; WINTER - CERTAIN 2025-26: 0; WINTER - CERTAIN 2026-27: 0; WINTER - CERTAIN 2027-28: 0; WINTER - CERTAIN 2028-29: 0
Cancelled | US | 1734159 |  |  | 12INR0018 |  | Pampa Wind | WT | WND |  | Wind | n/a |  | 500 | 70 | 100 | SUMMER - CERTAIN 2018: 0; SUMMER - CERTAIN 2019: 0; SUMMER - CERTAIN 2020: 0; SUMMER - CERTAIN 2021: 0; SUMMER - CERTAIN 2022: 0; SUMMER - CERTAIN 2023: 0; SUMMER - CERTAIN 2024: 0; SUMMER - CERTAIN 2025: 0; SUMMER - CERTAIN 2026: 0; SUMMER - CERTAIN 2027: 0; SUMMER - CERTAIN 2028: 0; WINTER - CERTAIN 2018-19: 0; WINTER - CERTAIN 2019-20: 0; WINTER - CERTAIN 2020-21: 0; WINTER - CERTAIN 2021-22: 0; WINTER - CERTAIN 2022-23: 0; WINTER - CERTAIN 2023-24: 0; WINTER - CERTAIN 2024-25: 0; WINTER - CERTAIN 2025-26: 0; WINTER - CERTAIN 2026-27: 0; WINTER - CERTAIN 2027-28: 0; WINTER - CERTAIN 2028-29: 0
Cancelled | US |  |  |  | 12INR0019 |  | Tenaska Tarrant | CC | NG |  | Natural Gas and Other Gases | n/a |  | 1050 | 1050 | 1050 | SUMMER - CERTAIN 2018: 0; SUMMER - CERTAIN 2019: 0; SUMMER - CERTAIN 2020: 0; SUMMER - CERTAIN 2021: 0; SUMMER - CERTAIN 2022: 0; SUMMER - CERTAIN 2023: 0; SUMMER - CERTAIN 2024: 0; SUMMER - CERTAIN 2025: 0; SUMMER - CERTAIN 2026: 0; SUMMER - CERTAIN 2027: 0; SUMMER - CERTAIN 2028: 0; WINTER - CERTAIN 2018-19: 0; WINTER - CERTAIN 2019-20: 0; WINTER - CERTAIN 2020-21: 0; WINTER - CERTAIN 2021-22: 0; WINTER - CERTAIN 2022-23: 0; WINTER - CERTAIN 2023-24: 0; WINTER - CERTAIN 2024-25: 0; WINTER - CERTAIN 2025-26: 0; WINTER - CERTAIN 2026-27: 0; WINTER - CERTAIN 2027-28: 0; WINTER - CERTAIN 2028-29: 0
Cancelled | US |  |  |  | 12INR0020 |  | Wharton County Generation #2 | CC | NG |  | Natural Gas and Other Gases | n/a |  | 660 | 660 | 660 | SUMMER - CERTAIN 2018: 0; SUMMER - CERTAIN 2019: 0; SUMMER - CERTAIN 2020: 0; SUMMER - CERTAIN 2021: 0; SUMMER - CERTAIN 2022: 0; SUMMER - CERTAIN 2023: 0; SUMMER - CERTAIN 2024: 0; SUMMER - CERTAIN 2025: 0; SUMMER - CERTAIN 2026: 0; SUMMER - CERTAIN 2027: 0; SUMMER - CERTAIN 2028: 0; WINTER - CERTAIN 2018-19: 0; WINTER - CERTAIN 2019-20: 0; WINTER - CERTAIN 2020-21: 0; WINTER - CERTAIN 2021-22: 0; WINTER - CERTAIN 2022-23: 0; WINTER - CERTAIN 2023-24: 0; WINTER - CERTAIN 2024-25: 0; WINTER - CERTAIN 2025-26: 0; WINTER - CERTAIN 2026-27: 0; WINTER - CERTAIN 2027-28: 0; WINTER - CERTAIN 2028-29: 0
Cancelled | US |  |  |  | 12INR0021 |  | Carta Valley Wind | WT | WND |  | Wind | n/a |  | 165 | 23.1 | 33 | SUMMER - CERTAIN 2018: 0; SUMMER - CERTAIN 2019: 0; SUMMER - CERTAIN 2020: 0; SUMMER - CERTAIN 2021: 0; SUMMER - CERTAIN 2022: 0; SUMMER - CERTAIN 2023: 0; SUMMER - CERTAIN 2024: 0; SUMMER - CERTAIN 2025: 0; SUMMER - CERTAIN 2026: 0; SUMMER - CERTAIN 2027: 0; SUMMER - CERTAIN 2028: 0; WINTER - CERTAIN 2018-19: 0; WINTER - CERTAIN 2019-20: 0; WINTER - CERTAIN 2020-21: 0; WINTER - CERTAIN 2021-22: 0; WINTER - CERTAIN 2022-23: 0; WINTER - CERTAIN 2023-24: 0; WINTER - CERTAIN 2024-25: 0; WINTER - CERTAIN 2025-26: 0; WINTER - CERTAIN 2026-27: 0; WINTER - CERTAIN 2027-28: 0; WINTER - CERTAIN 2028-29: 0
Cancelled | US |  |  |  | 12INR0022 |  | South Texas Windfarm | WT | WND |  | Wind | n/a |  | 200 | 28 | 40 | SUMMER - CERTAIN 2018: 0; SUMMER - CERTAIN 2019: 0; SUMMER - CERTAIN 2020: 0; SUMMER - CERTAIN 2021: 0; SUMMER - CERTAIN 2022: 0; SUMMER - CERTAIN 2023: 0; SUMMER - CERTAIN 2024: 0; SUMMER - CERTAIN 2025: 0; SUMMER - CERTAIN 2026: 0; SUMMER - CERTAIN 2027: 0; SUMMER - CERTAIN 2028: 0; WINTER - CERTAIN 2018-19: 0; WINTER - CERTAIN 2019-20: 0; WINTER - CERTAIN 2020-21: 0; WINTER - CERTAIN 2021-22: 0; WINTER - CERTAIN 2022-23: 0; WINTER - CERTAIN 2023-24: 0; WINTER - CERTAIN 2024-25: 0; WINTER - CERTAIN 2025-26: 0; WINTER - CERTAIN 2026-27: 0; WINTER - CERTAIN 2027-28: 0; WINTER - CERTAIN 2028-29: 0
Cancelled | US |  |  |  | 12INR0023 |  | Salt Red | WT | WND |  | Wind | n/a |  | 1236 | 168 | 240 | SUMMER - CERTAIN 2018: 0; SUMMER - CERTAIN 2019: 0; SUMMER - CERTAIN 2020: 0; SUMMER - CERTAIN 2021: 0; SUMMER - CERTAIN 2022: 0; SUMMER - CERTAIN 2023: 0; SUMMER - CERTAIN 2024: 0; SUMMER - CERTAIN 2025: 0; SUMMER - CERTAIN 2026: 0; SUMMER - CERTAIN 2027: 0; SUMMER - CERTAIN 2028: 0; WINTER - CERTAIN 2018-19: 0; WINTER - CERTAIN 2019-20: 0; WINTER - CERTAIN 2020-21: 0; WINTER - CERTAIN 2021-22: 0; WINTER - CERTAIN 2022-23: 0; WINTER - CERTAIN 2023-24: 0; WINTER - CERTAIN 2024-25: 0; WINTER - CERTAIN 2025-26: 0; WINTER - CERTAIN 2026-27: 0; WINTER - CERTAIN 2027-28: 0; WINTER - CERTAIN 2028-29: 0
Cancelled | US |  |  |  | 12INR0024 |  | ASP Pecos Solar Power Ranch | PV | SUN |  | Solar | n/a |  | 88 | 66 | 10.56 | SUMMER - CERTAIN 2018: 0; SUMMER - CERTAIN 2019: 0; SUMMER - CERTAIN 2020: 0; SUMMER - CERTAIN 2021: 0; SUMMER - CERTAIN 2022: 0; SUMMER - CERTAIN 2023: 0; SUMMER - CERTAIN 2024: 0; SUMMER - CERTAIN 2025: 0; SUMMER - CERTAIN 2026: 0; SUMMER - CERTAIN 2027: 0; SUMMER - CERTAIN 2028: 0; WINTER - CERTAIN 2018-19: 0; WINTER - CERTAIN 2019-20: 0; WINTER - CERTAIN 2020-21: 0; WINTER - CERTAIN 2021-22: 0; WINTER - CERTAIN 2022-23: 0; WINTER - CERTAIN 2023-24: 0; WINTER - CERTAIN 2024-25: 0; WINTER - CERTAIN 2025-26: 0; WINTER - CERTAIN 2026-27: 0; WINTER - CERTAIN 2027-28: 0; WINTER - CERTAIN 2028-29: 0
Cancelled | US |  |  |  | 12INR0025 |  | Tx City Wind | WT | WND |  | Wind | n/a |  | 100 | 14 | 20 | SUMMER - CERTAIN 2018: 0; SUMMER - CERTAIN 2019: 0; SUMMER - CERTAIN 2020: 0; SUMMER - CERTAIN 2021: 0; SUMMER - CERTAIN 2022: 0; SUMMER - CERTAIN 2023: 0; SUMMER - CERTAIN 2024: 0; SUMMER - CERTAIN 2025: 0; SUMMER - CERTAIN 2026: 0; SUMMER - CERTAIN 2027: 0; SUMMER - CERTAIN 2028: 0; WINTER - CERTAIN 2018-19: 0; WINTER - CERTAIN 2019-20: 0; WINTER - CERTAIN 2020-21: 0; WINTER - CERTAIN 2021-22: 0; WINTER - CERTAIN 2022-23: 0; WINTER - CERTAIN 2023-24: 0; WINTER - CERTAIN 2024-25: 0; WINTER - CERTAIN 2025-26: 0; WINTER - CERTAIN 2026-27: 0; WINTER - CERTAIN 2027-28: 0; WINTER - CERTAIN 2028-29: 0
Cancelled | US |  |  |  | 12INR0026 |  | Palo Duro Wind | WT | WND |  | Wind | n/a |  | 400 | 56 | 80 | SUMMER - CERTAIN 2018: 0; SUMMER - CERTAIN 2019: 0; SUMMER - CERTAIN 2020: 0; SUMMER - CERTAIN 2021: 0; SUMMER - CERTAIN 2022: 0; SUMMER - CERTAIN 2023: 0; SUMMER - CERTAIN 2024: 0; SUMMER - CERTAIN 2025: 0; SUMMER - CERTAIN 2026: 0; SUMMER - CERTAIN 2027: 0; SUMMER - CERTAIN 2028: 0; WINTER - CERTAIN 2018-19: 0; WINTER - CERTAIN 2019-20: 0; WINTER - CERTAIN 2020-21: 0; WINTER - CERTAIN 2021-22: 0; WINTER - CERTAIN 2022-23: 0; WINTER - CERTAIN 2023-24: 0; WINTER - CERTAIN 2024-25: 0; WINTER - CERTAIN 2025-26: 0; WINTER - CERTAIN 2026-27: 0; WINTER - CERTAIN 2027-28: 0; WINTER - CERTAIN 2028-29: 0
Cancelled | US |  |  |  | 12INR0027 |  | Haynes Wind | WT | WND |  | Wind | n/a |  | 200 | 28 | 40 | SUMMER - CERTAIN 2018: 0; SUMMER - CERTAIN 2019: 0; SUMMER - CERTAIN 2020: 0; SUMMER - CERTAIN 2021: 0; SUMMER - CERTAIN 2022: 0; SUMMER - CERTAIN 2023: 0; SUMMER - CERTAIN 2024: 0; SUMMER - CERTAIN 2025: 0; SUMMER - CERTAIN 2026: 0; SUMMER - CERTAIN 2027: 0; SUMMER - CERTAIN 2028: 0; WINTER - CERTAIN 2018-19: 0; WINTER - CERTAIN 2019-20: 0; WINTER - CERTAIN 2020-21: 0; WINTER - CERTAIN 2021-22: 0; WINTER - CERTAIN 2022-23: 0; WINTER - CERTAIN 2023-24: 0; WINTER - CERTAIN 2024-25: 0; WINTER - CERTAIN 2025-26: 0; WINTER - CERTAIN 2026-27: 0; WINTER - CERTAIN 2027-28: 0; WINTER - CERTAIN 2028-29: 0
Cancelled | US |  |  |  | 12INR0028 |  | Wise County Reconfiguration | CC | NG |  | Natural Gas and Other Gases | n/a |  | 446 | 0 | 0 | SUMMER - CERTAIN 2018: 0; SUMMER - CERTAIN 2019: 0; SUMMER - CERTAIN 2020: 0; SUMMER - CERTAIN 2021: 0; SUMMER - CERTAIN 2022: 0; SUMMER - CERTAIN 2023: 0; SUMMER - CERTAIN 2024: 0; SUMMER - CERTAIN 2025: 0; SUMMER - CERTAIN 2026: 0; SUMMER - CERTAIN 2027: 0; SUMMER - CERTAIN 2028: 0; WINTER - CERTAIN 2018-19: 0; WINTER - CERTAIN 2019-20: 0; WINTER - CERTAIN 2020-21: 0; WINTER - CERTAIN 2021-22: 0; WINTER - CERTAIN 2022-23: 0; WINTER - CERTAIN 2023-24: 0; WINTER - CERTAIN 2024-25: 0; WINTER - CERTAIN 2025-26: 0; WINTER - CERTAIN 2026-27: 0; WINTER - CERTAIN 2027-28: 0; WINTER - CERTAIN 2028-29: 0
Cancelled | US |  |  |  | 12INR0030 |  | Big Mesa Windfarm | WT | WND |  | Wind | n/a |  | 180 | 25.2 | 36 | SUMMER - CERTAIN 2018: 0; SUMMER - CERTAIN 2019: 0; SUMMER - CERTAIN 2020: 0; SUMMER - CERTAIN 2021: 0; SUMMER - CERTAIN 2022: 0; SUMMER - CERTAIN 2023: 0; SUMMER - CERTAIN 2024: 0; SUMMER - CERTAIN 2025: 0; SUMMER - CERTAIN 2026: 0; SUMMER - CERTAIN 2027: 0; SUMMER - CERTAIN 2028: 0; WINTER - CERTAIN 2018-19: 0; WINTER - CERTAIN 2019-20: 0; WINTER - CERTAIN 2020-21: 0; WINTER - CERTAIN 2021-22: 0; WINTER - CERTAIN 2022-23: 0; WINTER - CERTAIN 2023-24: 0; WINTER - CERTAIN 2024-25: 0; WINTER - CERTAIN 2025-26: 0; WINTER - CERTAIN 2026-27: 0; WINTER - CERTAIN 2027-28: 0; WINTER - CERTAIN 2028-29: 0
Cancelled | US |  |  |  | 12INR0031 |  | Langford Wind Power III | WT | WND |  | Wind | n/a |  | 200 | 28 | 40 | SUMMER - CERTAIN 2018: 0; SUMMER - CERTAIN 2019: 0; SUMMER - CERTAIN 2020: 0; SUMMER - CERTAIN 2021: 0; SUMMER - CERTAIN 2022: 0; SUMMER - CERTAIN 2023: 0; SUMMER - CERTAIN 2024: 0; SUMMER - CERTAIN 2025: 0; SUMMER - CERTAIN 2026: 0; SUMMER - CERTAIN 2027: 0; SUMMER - CERTAIN 2028: 0; WINTER - CERTAIN 2018-19: 0; WINTER - CERTAIN 2019-20: 0; WINTER - CERTAIN 2020-21: 0; WINTER - CERTAIN 2021-22: 0; WINTER - CERTAIN 2022-23: 0; WINTER - CERTAIN 2023-24: 0; WINTER - CERTAIN 2024-25: 0; WINTER - CERTAIN 2025-26: 0; WINTER - CERTAIN 2026-27: 0; WINTER - CERTAIN 2027-28: 0; WINTER - CERTAIN 2028-29: 0
Cancelled | US |  |  |  | 12INR0032 |  | Pecos Solar Power Ranch - Loving | PV | SUN |  | Solar | n/a |  | 88 | 66 | 10.56 | SUMMER - CERTAIN 2018: 0; SUMMER - CERTAIN 2019: 0; SUMMER - CERTAIN 2020: 0; SUMMER - CERTAIN 2021: 0; SUMMER - CERTAIN 2022: 0; SUMMER - CERTAIN 2023: 0; SUMMER - CERTAIN 2024: 0; SUMMER - CERTAIN 2025: 0; SUMMER - CERTAIN 2026: 0; SUMMER - CERTAIN 2027: 0; SUMMER - CERTAIN 2028: 0; WINTER - CERTAIN 2018-19: 0; WINTER - CERTAIN 2019-20: 0; WINTER - CERTAIN 2020-21: 0; WINTER - CERTAIN 2021-22: 0; WINTER - CERTAIN 2022-23: 0; WINTER - CERTAIN 2023-24: 0; WINTER - CERTAIN 2024-25: 0; WINTER - CERTAIN 2025-26: 0; WINTER - CERTAIN 2026-27: 0; WINTER - CERTAIN 2027-28: 0; WINTER - CERTAIN 2028-29: 0
Cancelled | US |  |  |  | 12INR0033 |  | Cap Rock Power | WT | WND |  | Wind | n/a |  | 150 | 21 | 30 | SUMMER - CERTAIN 2018: 0; SUMMER - CERTAIN 2019: 0; SUMMER - CERTAIN 2020: 0; SUMMER - CERTAIN 2021: 0; SUMMER - CERTAIN 2022: 0; SUMMER - CERTAIN 2023: 0; SUMMER - CERTAIN 2024: 0; SUMMER - CERTAIN 2025: 0; SUMMER - CERTAIN 2026: 0; SUMMER - CERTAIN 2027: 0; SUMMER - CERTAIN 2028: 0; WINTER - CERTAIN 2018-19: 0; WINTER - CERTAIN 2019-20: 0; WINTER - CERTAIN 2020-21: 0; WINTER - CERTAIN 2021-22: 0; WINTER - CERTAIN 2022-23: 0; WINTER - CERTAIN 2023-24: 0; WINTER - CERTAIN 2024-25: 0; WINTER - CERTAIN 2025-26: 0; WINTER - CERTAIN 2026-27: 0; WINTER - CERTAIN 2027-28: 0; WINTER - CERTAIN 2028-29: 0
Cancelled | US |  |  |  | 12INR0035 |  | Chapman Ranch Wind 345 Phase II | WT | WND |  | Wind | n/a |  | 249 | 146.91 | 107.07 | SUMMER - CERTAIN 2018: 0; SUMMER - CERTAIN 2019: 0; SUMMER - CERTAIN 2020: 0; SUMMER - CERTAIN 2021: 0; SUMMER - CERTAIN 2022: 0; SUMMER - CERTAIN 2023: 0; SUMMER - CERTAIN 2024: 0; SUMMER - CERTAIN 2025: 0; SUMMER - CERTAIN 2026: 0; SUMMER - CERTAIN 2027: 0; SUMMER - CERTAIN 2028: 0; WINTER - CERTAIN 2018-19: 0; WINTER - CERTAIN 2019-20: 0; WINTER - CERTAIN 2020-21: 0; WINTER - CERTAIN 2021-22: 0; WINTER - CERTAIN 2022-23: 0; WINTER - CERTAIN 2023-24: 0; WINTER - CERTAIN 2024-25: 0; WINTER - CERTAIN 2025-26: 0; WINTER - CERTAIN 2026-27: 0; WINTER - CERTAIN 2027-28: 0; WINTER - CERTAIN 2028-29: 0
Cancelled | US |  |  |  | 12INR0036 |  | Rattlesnake Wind Energy Center | WT | WND |  | Wind | n/a |  | 200 | 28 | 40 | SUMMER - CERTAIN 2018: 0; SUMMER - CERTAIN 2019: 0; SUMMER - CERTAIN 2020: 0; SUMMER - CERTAIN 2021: 0; SUMMER - CERTAIN 2022: 0; SUMMER - CERTAIN 2023: 0; SUMMER - CERTAIN 2024: 0; SUMMER - CERTAIN 2025: 0; SUMMER - CERTAIN 2026: 0; SUMMER - CERTAIN 2027: 0; SUMMER - CERTAIN 2028: 0; WINTER - CERTAIN 2018-19: 0; WINTER - CERTAIN 2019-20: 0; WINTER - CERTAIN 2020-21: 0; WINTER - CERTAIN 2021-22: 0; WINTER - CERTAIN 2022-23: 0; WINTER - CERTAIN 2023-24: 0; WINTER - CERTAIN 2024-25: 0; WINTER - CERTAIN 2025-26: 0; WINTER - CERTAIN 2026-27: 0; WINTER - CERTAIN 2027-28: 0; WINTER - CERTAIN 2028-29: 0
Cancelled | US |  |  |  | 12INR0037 |  | Waggoner Gap Wind Power | WT | WND |  | Wind | n/a |  | 72 | 10.08 | 14.4 | SUMMER - CERTAIN 2018: 0; SUMMER - CERTAIN 2019: 0; SUMMER - CERTAIN 2020: 0; SUMMER - CERTAIN 2021: 0; SUMMER - CERTAIN 2022: 0; SUMMER - CERTAIN 2023: 0; SUMMER - CERTAIN 2024: 0; SUMMER - CERTAIN 2025: 0; SUMMER - CERTAIN 2026: 0; SUMMER - CERTAIN 2027: 0; SUMMER - CERTAIN 2028: 0; WINTER - CERTAIN 2018-19: 0; WINTER - CERTAIN 2019-20: 0; WINTER - CERTAIN 2020-21: 0; WINTER - CERTAIN 2021-22: 0; WINTER - CERTAIN 2022-23: 0; WINTER - CERTAIN 2023-24: 0; WINTER - CERTAIN 2024-25: 0; WINTER - CERTAIN 2025-26: 0; WINTER - CERTAIN 2026-27: 0; WINTER - CERTAIN 2027-28: 0; WINTER - CERTAIN 2028-29: 0
Cancelled | US |  |  |  | 12INR0038 |  | Camp Branch Wind Power | WT | WND |  | Wind | n/a |  | 72 | 10.08 | 14.4 | SUMMER - CERTAIN 2018: 0; SUMMER - CERTAIN 2019: 0; SUMMER - CERTAIN 2020: 0; SUMMER - CERTAIN 2021: 0; SUMMER - CERTAIN 2022: 0; SUMMER - CERTAIN 2023: 0; SUMMER - CERTAIN 2024: 0; SUMMER - CERTAIN 2025: 0; SUMMER - CERTAIN 2026: 0; SUMMER - CERTAIN 2027: 0; SUMMER - CERTAIN 2028: 0; WINTER - CERTAIN 2018-19: 0; WINTER - CERTAIN 2019-20: 0; WINTER - CERTAIN 2020-21: 0; WINTER - CERTAIN 2021-22: 0; WINTER - CERTAIN 2022-23: 0; WINTER - CERTAIN 2023-24: 0; WINTER - CERTAIN 2024-25: 0; WINTER - CERTAIN 2025-26: 0; WINTER - CERTAIN 2026-27: 0; WINTER - CERTAIN 2027-28: 0; WINTER - CERTAIN 2028-29: 0
Cancelled | US |  |  |  | 12INR0039 |  | White Ranch Wind Power | WT | WND |  | Wind | n/a |  | 74 | 10.36 | 14.8 | SUMMER - CERTAIN 2018: 0; SUMMER - CERTAIN 2019: 0; SUMMER - CERTAIN 2020: 0; SUMMER - CERTAIN 2021: 0; SUMMER - CERTAIN 2022: 0; SUMMER - CERTAIN 2023: 0; SUMMER - CERTAIN 2024: 0; SUMMER - CERTAIN 2025: 0; SUMMER - CERTAIN 2026: 0; SUMMER - CERTAIN 2027: 0; SUMMER - CERTAIN 2028: 0; WINTER - CERTAIN 2018-19: 0; WINTER - CERTAIN 2019-20: 0; WINTER - CERTAIN 2020-21: 0; WINTER - CERTAIN 2021-22: 0; WINTER - CERTAIN 2022-23: 0; WINTER - CERTAIN 2023-24: 0; WINTER - CERTAIN 2024-25: 0; WINTER - CERTAIN 2025-26: 0; WINTER - CERTAIN 2026-27: 0; WINTER - CERTAIN 2027-28: 0; WINTER - CERTAIN 2028-29: 0
Cancelled | US |  |  |  | 12INR0040 |  | Lenorah Project | WT | WND |  | Wind | n/a |  | 213 | 29.82 | 42.6 | SUMMER - CERTAIN 2018: 0; SUMMER - CERTAIN 2019: 0; SUMMER - CERTAIN 2020: 0; SUMMER - CERTAIN 2021: 0; SUMMER - CERTAIN 2022: 0; SUMMER - CERTAIN 2023: 0; SUMMER - CERTAIN 2024: 0; SUMMER - CERTAIN 2025: 0; SUMMER - CERTAIN 2026: 0; SUMMER - CERTAIN 2027: 0; SUMMER - CERTAIN 2028: 0; WINTER - CERTAIN 2018-19: 0; WINTER - CERTAIN 2019-20: 0; WINTER - CERTAIN 2020-21: 0; WINTER - CERTAIN 2021-22: 0; WINTER - CERTAIN 2022-23: 0; WINTER - CERTAIN 2023-24: 0; WINTER - CERTAIN 2024-25: 0; WINTER - CERTAIN 2025-26: 0; WINTER - CERTAIN 2026-27: 0; WINTER - CERTAIN 2027-28: 0; WINTER - CERTAIN 2028-29: 0
Cancelled | US |  |  |  | 12INR0041 |  | West Bay Wind - Hitchcock | WT | WND |  | Wind | n/a |  | 200 | 28 | 40 | SUMMER - CERTAIN 2018: 0; SUMMER - CERTAIN 2019: 0; SUMMER - CERTAIN 2020: 0; SUMMER - CERTAIN 2021: 0; SUMMER - CERTAIN 2022: 0; SUMMER - CERTAIN 2023: 0; SUMMER - CERTAIN 2024: 0; SUMMER - CERTAIN 2025: 0; SUMMER - CERTAIN 2026: 0; SUMMER - CERTAIN 2027: 0; SUMMER - CERTAIN 2028: 0; WINTER - CERTAIN 2018-19: 0; WINTER - CERTAIN 2019-20: 0; WINTER - CERTAIN 2020-21: 0; WINTER - CERTAIN 2021-22: 0; WINTER - CERTAIN 2022-23: 0; WINTER - CERTAIN 2023-24: 0; WINTER - CERTAIN 2024-25: 0; WINTER - CERTAIN 2025-26: 0; WINTER - CERTAIN 2026-27: 0; WINTER - CERTAIN 2027-28: 0; WINTER - CERTAIN 2028-29: 0
Cancelled | US |  |  |  | 12INR0042a |  | Spitfire Wind ph 1 | WT | WND |  | Wind | n/a |  | 265 | 37.1 | 53 | SUMMER - CERTAIN 2018: 0; SUMMER - CERTAIN 2019: 0; SUMMER - CERTAIN 2020: 0; SUMMER - CERTAIN 2021: 0; SUMMER - CERTAIN 2022: 0; SUMMER - CERTAIN 2023: 0; SUMMER - CERTAIN 2024: 0; SUMMER - CERTAIN 2025: 0; SUMMER - CERTAIN 2026: 0; SUMMER - CERTAIN 2027: 0; SUMMER - CERTAIN 2028: 0; WINTER - CERTAIN 2018-19: 0; WINTER - CERTAIN 2019-20: 0; WINTER - CERTAIN 2020-21: 0; WINTER - CERTAIN 2021-22: 0; WINTER - CERTAIN 2022-23: 0; WINTER - CERTAIN 2023-24: 0; WINTER - CERTAIN 2024-25: 0; WINTER - CERTAIN 2025-26: 0; WINTER - CERTAIN 2026-27: 0; WINTER - CERTAIN 2027-28: 0; WINTER - CERTAIN 2028-29: 0
Cancelled | US |  |  |  | 12INR0042b |  | Spitfire Wind ph 2 | WT | WND |  | Wind | n/a |  | 135 | 18.9 | 27 | SUMMER - CERTAIN 2018: 0; SUMMER - CERTAIN 2019: 0; SUMMER - CERTAIN 2020: 0; SUMMER - CERTAIN 2021: 0; SUMMER - CERTAIN 2022: 0; SUMMER - CERTAIN 2023: 0; SUMMER - CERTAIN 2024: 0; SUMMER - CERTAIN 2025: 0; SUMMER - CERTAIN 2026: 0; SUMMER - CERTAIN 2027: 0; SUMMER - CERTAIN 2028: 0; WINTER - CERTAIN 2018-19: 0; WINTER - CERTAIN 2019-20: 0; WINTER - CERTAIN 2020-21: 0; WINTER - CERTAIN 2021-22: 0; WINTER - CERTAIN 2022-23: 0; WINTER - CERTAIN 2023-24: 0; WINTER - CERTAIN 2024-25: 0; WINTER - CERTAIN 2025-26: 0; WINTER - CERTAIN 2026-27: 0; WINTER - CERTAIN 2027-28: 0; WINTER - CERTAIN 2028-29: 0
Cancelled | US |  |  |  | 12INR0043 |  | 2W Whatley Phase 2 | WT | WND |  | Wind | n/a |  | 290 | 40.6 | 58 | SUMMER - CERTAIN 2018: 0; SUMMER - CERTAIN 2019: 0; SUMMER - CERTAIN 2020: 0; SUMMER - CERTAIN 2021: 0; SUMMER - CERTAIN 2022: 0; SUMMER - CERTAIN 2023: 0; SUMMER - CERTAIN 2024: 0; SUMMER - CERTAIN 2025: 0; SUMMER - CERTAIN 2026: 0; SUMMER - CERTAIN 2027: 0; SUMMER - CERTAIN 2028: 0; WINTER - CERTAIN 2018-19: 0; WINTER - CERTAIN 2019-20: 0; WINTER - CERTAIN 2020-21: 0; WINTER - CERTAIN 2021-22: 0; WINTER - CERTAIN 2022-23: 0; WINTER - CERTAIN 2023-24: 0; WINTER - CERTAIN 2024-25: 0; WINTER - CERTAIN 2025-26: 0; WINTER - CERTAIN 2026-27: 0; WINTER - CERTAIN 2027-28: 0; WINTER - CERTAIN 2028-29: 0
Cancelled | US |  |  |  | 12INR0044 |  | Mustang Bayou Wind Energy Center | WT | WND |  | Wind | n/a |  | 150 | 21 | 30 | SUMMER - CERTAIN 2018: 0; SUMMER - CERTAIN 2019: 0; SUMMER - CERTAIN 2020: 0; SUMMER - CERTAIN 2021: 0; SUMMER - CERTAIN 2022: 0; SUMMER - CERTAIN 2023: 0; SUMMER - CERTAIN 2024: 0; SUMMER - CERTAIN 2025: 0; SUMMER - CERTAIN 2026: 0; SUMMER - CERTAIN 2027: 0; SUMMER - CERTAIN 2028: 0; WINTER - CERTAIN 2018-19: 0; WINTER - CERTAIN 2019-20: 0; WINTER - CERTAIN 2020-21: 0; WINTER - CERTAIN 2021-22: 0; WINTER - CERTAIN 2022-23: 0; WINTER - CERTAIN 2023-24: 0; WINTER - CERTAIN 2024-25: 0; WINTER - CERTAIN 2025-26: 0; WINTER - CERTAIN 2026-27: 0; WINTER - CERTAIN 2027-28: 0; WINTER - CERTAIN 2028-29: 0
Cancelled | US |  |  |  | 12INR0045 |  | Riviera Wind | WT | WND |  | Wind | n/a |  | 135 | 79.65 | 58.05 | SUMMER - CERTAIN 2018: 0; SUMMER - CERTAIN 2019: 0; SUMMER - CERTAIN 2020: 0; SUMMER - CERTAIN 2021: 0; SUMMER - CERTAIN 2022: 0; SUMMER - CERTAIN 2023: 0; SUMMER - CERTAIN 2024: 0; SUMMER - CERTAIN 2025: 0; SUMMER - CERTAIN 2026: 0; SUMMER - CERTAIN 2027: 0; SUMMER - CERTAIN 2028: 0; WINTER - CERTAIN 2018-19: 0; WINTER - CERTAIN 2019-20: 0; WINTER - CERTAIN 2020-21: 0; WINTER - CERTAIN 2021-22: 0; WINTER - CERTAIN 2022-23: 0; WINTER - CERTAIN 2023-24: 0; WINTER - CERTAIN 2024-25: 0; WINTER - CERTAIN 2025-26: 0; WINTER - CERTAIN 2026-27: 0; WINTER - CERTAIN 2027-28: 0; WINTER - CERTAIN 2028-29: 0
Cancelled | US |  |  |  | 12INR0046 |  | Uvalde Solar | PV | SUN |  | Solar | n/a |  | 40 | 30 | 4.8 | SUMMER - CERTAIN 2018: 0; SUMMER - CERTAIN 2019: 0; SUMMER - CERTAIN 2020: 0; SUMMER - CERTAIN 2021: 0; SUMMER - CERTAIN 2022: 0; SUMMER - CERTAIN 2023: 0; SUMMER - CERTAIN 2024: 0; SUMMER - CERTAIN 2025: 0; SUMMER - CERTAIN 2026: 0; SUMMER - CERTAIN 2027: 0; SUMMER - CERTAIN 2028: 0; WINTER - CERTAIN 2018-19: 0; WINTER - CERTAIN 2019-20: 0; WINTER - CERTAIN 2020-21: 0; WINTER - CERTAIN 2021-22: 0; WINTER - CERTAIN 2022-23: 0; WINTER - CERTAIN 2023-24: 0; WINTER - CERTAIN 2024-25: 0; WINTER - CERTAIN 2025-26: 0; WINTER - CERTAIN 2026-27: 0; WINTER - CERTAIN 2027-28: 0; WINTER - CERTAIN 2028-29: 0
Cancelled | US |  |  |  | 12INR0047 |  | Fort Stockton Solar | PV | SUN |  | Solar | n/a |  | 40 | 30 | 4.8 | SUMMER - CERTAIN 2018: 0; SUMMER - CERTAIN 2019: 0; SUMMER - CERTAIN 2020: 0; SUMMER - CERTAIN 2021: 0; SUMMER - CERTAIN 2022: 0; SUMMER - CERTAIN 2023: 0; SUMMER - CERTAIN 2024: 0; SUMMER - CERTAIN 2025: 0; SUMMER - CERTAIN 2026: 0; SUMMER - CERTAIN 2027: 0; SUMMER - CERTAIN 2028: 0; WINTER - CERTAIN 2018-19: 0; WINTER - CERTAIN 2019-20: 0; WINTER - CERTAIN 2020-21: 0; WINTER - CERTAIN 2021-22: 0; WINTER - CERTAIN 2022-23: 0; WINTER - CERTAIN 2023-24: 0; WINTER - CERTAIN 2024-25: 0; WINTER - CERTAIN 2025-26: 0; WINTER - CERTAIN 2026-27: 0; WINTER - CERTAIN 2027-28: 0; WINTER - CERTAIN 2028-29: 0
Cancelled | US |  |  |  | 12INR0048 |  | Verhalen Solar | PV | SUN |  | Solar | n/a |  | 40 | 30 | 4.8 | SUMMER - CERTAIN 2018: 0; SUMMER - CERTAIN 2019: 0; SUMMER - CERTAIN 2020: 0; SUMMER - CERTAIN 2021: 0; SUMMER - CERTAIN 2022: 0; SUMMER - CERTAIN 2023: 0; SUMMER - CERTAIN 2024: 0; SUMMER - CERTAIN 2025: 0; SUMMER - CERTAIN 2026: 0; SUMMER - CERTAIN 2027: 0; SUMMER - CERTAIN 2028: 0; WINTER - CERTAIN 2018-19: 0; WINTER - CERTAIN 2019-20: 0; WINTER - CERTAIN 2020-21: 0; WINTER - CERTAIN 2021-22: 0; WINTER - CERTAIN 2022-23: 0; WINTER - CERTAIN 2023-24: 0; WINTER - CERTAIN 2024-25: 0; WINTER - CERTAIN 2025-26: 0; WINTER - CERTAIN 2026-27: 0; WINTER - CERTAIN 2027-28: 0; WINTER - CERTAIN 2028-29: 0
Cancelled | US |  |  |  | 12INR0049 |  | Arroyo Viento Wind Power | WT | WND |  | Wind | n/a |  | 149 | 87.91 | 64.07 | SUMMER - CERTAIN 2018: 0; SUMMER - CERTAIN 2019: 0; SUMMER - CERTAIN 2020: 0; SUMMER - CERTAIN 2021: 0; SUMMER - CERTAIN 2022: 0; SUMMER - CERTAIN 2023: 0; SUMMER - CERTAIN 2024: 0; SUMMER - CERTAIN 2025: 0; SUMMER - CERTAIN 2026: 0; SUMMER - CERTAIN 2027: 0; SUMMER - CERTAIN 2028: 0; WINTER - CERTAIN 2018-19: 0; WINTER - CERTAIN 2019-20: 0; WINTER - CERTAIN 2020-21: 0; WINTER - CERTAIN 2021-22: 0; WINTER - CERTAIN 2022-23: 0; WINTER - CERTAIN 2023-24: 0; WINTER - CERTAIN 2024-25: 0; WINTER - CERTAIN 2025-26: 0; WINTER - CERTAIN 2026-27: 0; WINTER - CERTAIN 2027-28: 0; WINTER - CERTAIN 2028-29: 0
Cancelled | US |  |  |  | 12INR0050 |  | King County Wind Farm | WT | WND |  | Wind | n/a |  | 332 | 46.48 | 66.4 | SUMMER - CERTAIN 2018: 0; SUMMER - CERTAIN 2019: 0; SUMMER - CERTAIN 2020: 0; SUMMER - CERTAIN 2021: 0; SUMMER - CERTAIN 2022: 0; SUMMER - CERTAIN 2023: 0; SUMMER - CERTAIN 2024: 0; SUMMER - CERTAIN 2025: 0; SUMMER - CERTAIN 2026: 0; SUMMER - CERTAIN 2027: 0; SUMMER - CERTAIN 2028: 0; WINTER - CERTAIN 2018-19: 0; WINTER - CERTAIN 2019-20: 0; WINTER - CERTAIN 2020-21: 0; WINTER - CERTAIN 2021-22: 0; WINTER - CERTAIN 2022-23: 0; WINTER - CERTAIN 2023-24: 0; WINTER - CERTAIN 2024-25: 0; WINTER - CERTAIN 2025-26: 0; WINTER - CERTAIN 2026-27: 0; WINTER - CERTAIN 2027-28: 0; WINTER - CERTAIN 2028-29: 0
Cancelled | US |  |  |  | 12INR0051 |  | Jackalope PV | PV | SUN |  | Solar | n/a |  | 50 | 37.5 | 6 | SUMMER - CERTAIN 2018: 0; SUMMER - CERTAIN 2019: 0; SUMMER - CERTAIN 2020: 0; SUMMER - CERTAIN 2021: 0; SUMMER - CERTAIN 2022: 0; SUMMER - CERTAIN 2023: 0; SUMMER - CERTAIN 2024: 0; SUMMER - CERTAIN 2025: 0; SUMMER - CERTAIN 2026: 0; SUMMER - CERTAIN 2027: 0; SUMMER - CERTAIN 2028: 0; WINTER - CERTAIN 2018-19: 0; WINTER - CERTAIN 2019-20: 0; WINTER - CERTAIN 2020-21: 0; WINTER - CERTAIN 2021-22: 0; WINTER - CERTAIN 2022-23: 0; WINTER - CERTAIN 2023-24: 0; WINTER - CERTAIN 2024-25: 0; WINTER - CERTAIN 2025-26: 0; WINTER - CERTAIN 2026-27: 0; WINTER - CERTAIN 2027-28: 0; WINTER - CERTAIN 2028-29: 0
Cancelled | US |  |  |  | 12INR0052 |  | Star Mountain - American Ventus | WT | WND |  | Wind | n/a |  | 149 | 20.86 | 29.8 | SUMMER - CERTAIN 2018: 0; SUMMER - CERTAIN 2019: 0; SUMMER - CERTAIN 2020: 0; SUMMER - CERTAIN 2021: 0; SUMMER - CERTAIN 2022: 0; SUMMER - CERTAIN 2023: 0; SUMMER - CERTAIN 2024: 0; SUMMER - CERTAIN 2025: 0; SUMMER - CERTAIN 2026: 0; SUMMER - CERTAIN 2027: 0; SUMMER - CERTAIN 2028: 0; WINTER - CERTAIN 2018-19: 0; WINTER - CERTAIN 2019-20: 0; WINTER - CERTAIN 2020-21: 0; WINTER - CERTAIN 2021-22: 0; WINTER - CERTAIN 2022-23: 0; WINTER - CERTAIN 2023-24: 0; WINTER - CERTAIN 2024-25: 0; WINTER - CERTAIN 2025-26: 0; WINTER - CERTAIN 2026-27: 0; WINTER - CERTAIN 2027-28: 0; WINTER - CERTAIN 2028-29: 0
Cancelled | US |  |  |  | 12INR0053 |  | Spinning Star Energy | WT | WND |  | Wind | n/a |  | 615 | 86.1 | 123 | SUMMER - CERTAIN 2018: 0; SUMMER - CERTAIN 2019: 0; SUMMER - CERTAIN 2020: 0; SUMMER - CERTAIN 2021: 0; SUMMER - CERTAIN 2022: 0; SUMMER - CERTAIN 2023: 0; SUMMER - CERTAIN 2024: 0; SUMMER - CERTAIN 2025: 0; SUMMER - CERTAIN 2026: 0; SUMMER - CERTAIN 2027: 0; SUMMER - CERTAIN 2028: 0; WINTER - CERTAIN 2018-19: 0; WINTER - CERTAIN 2019-20: 0; WINTER - CERTAIN 2020-21: 0; WINTER - CERTAIN 2021-22: 0; WINTER - CERTAIN 2022-23: 0; WINTER - CERTAIN 2023-24: 0; WINTER - CERTAIN 2024-25: 0; WINTER - CERTAIN 2025-26: 0; WINTER - CERTAIN 2026-27: 0; WINTER - CERTAIN 2027-28: 0; WINTER - CERTAIN 2028-29: 0
Cancelled | US |  |  |  | 12INR0054 |  | Tuxedo I | WT | WND |  | Wind | n/a |  | 200 | 28 | 40 | SUMMER - CERTAIN 2018: 0; SUMMER - CERTAIN 2019: 0; SUMMER - CERTAIN 2020: 0; SUMMER - CERTAIN 2021: 0; SUMMER - CERTAIN 2022: 0; SUMMER - CERTAIN 2023: 0; SUMMER - CERTAIN 2024: 0; SUMMER - CERTAIN 2025: 0; SUMMER - CERTAIN 2026: 0; SUMMER - CERTAIN 2027: 0; SUMMER - CERTAIN 2028: 0; WINTER - CERTAIN 2018-19: 0; WINTER - CERTAIN 2019-20: 0; WINTER - CERTAIN 2020-21: 0; WINTER - CERTAIN 2021-22: 0; WINTER - CERTAIN 2022-23: 0; WINTER - CERTAIN 2023-24: 0; WINTER - CERTAIN 2024-25: 0; WINTER - CERTAIN 2025-26: 0; WINTER - CERTAIN 2026-27: 0; WINTER - CERTAIN 2027-28: 0; WINTER - CERTAIN 2028-29: 0
Cancelled | US |  |  |  | 12INR0056 |  | Agrifos Steam Unit | ST | NG |  | Natural Gas and Other Gases | n/a |  | 11 | 11 | 11 | SUMMER - CERTAIN 2018: 0; SUMMER - CERTAIN 2019: 0; SUMMER - CERTAIN 2020: 0; SUMMER - CERTAIN 2021: 0; SUMMER - CERTAIN 2022: 0; SUMMER - CERTAIN 2023: 0; SUMMER - CERTAIN 2024: 0; SUMMER - CERTAIN 2025: 0; SUMMER - CERTAIN 2026: 0; SUMMER - CERTAIN 2027: 0; SUMMER - CERTAIN 2028: 0; WINTER - CERTAIN 2018-19: 0; WINTER - CERTAIN 2019-20: 0; WINTER - CERTAIN 2020-21: 0; WINTER - CERTAIN 2021-22: 0; WINTER - CERTAIN 2022-23: 0; WINTER - CERTAIN 2023-24: 0; WINTER - CERTAIN 2024-25: 0; WINTER - CERTAIN 2025-26: 0; WINTER - CERTAIN 2026-27: 0; WINTER - CERTAIN 2027-28: 0; WINTER - CERTAIN 2028-29: 0
Cancelled | US |  |  |  | 12INR0058 |  | San Patricio Wind | WT | WND |  | Wind | n/a |  | 50 | 29.5 | 21.5 | SUMMER - CERTAIN 2018: 0; SUMMER - CERTAIN 2019: 0; SUMMER - CERTAIN 2020: 0; SUMMER - CERTAIN 2021: 0; SUMMER - CERTAIN 2022: 0; SUMMER - CERTAIN 2023: 0; SUMMER - CERTAIN 2024: 0; SUMMER - CERTAIN 2025: 0; SUMMER - CERTAIN 2026: 0; SUMMER - CERTAIN 2027: 0; SUMMER - CERTAIN 2028: 0; WINTER - CERTAIN 2018-19: 0; WINTER - CERTAIN 2019-20: 0; WINTER - CERTAIN 2020-21: 0; WINTER - CERTAIN 2021-22: 0; WINTER - CERTAIN 2022-23: 0; WINTER - CERTAIN 2023-24: 0; WINTER - CERTAIN 2024-25: 0; WINTER - CERTAIN 2025-26: 0; WINTER - CERTAIN 2026-27: 0; WINTER - CERTAIN 2027-28: 0; WINTER - CERTAIN 2028-29: 0
Cancelled | US |  |  |  | 12INR0059c |  | Barilla Solar 2 | PV | SUN |  | Solar | n/a |  | 21 | 15.75 | 2.52 | SUMMER - CERTAIN 2018: 0; SUMMER - CERTAIN 2019: 0; SUMMER - CERTAIN 2020: 0; SUMMER - CERTAIN 2021: 0; SUMMER - CERTAIN 2022: 0; SUMMER - CERTAIN 2023: 0; SUMMER - CERTAIN 2024: 0; SUMMER - CERTAIN 2025: 0; SUMMER - CERTAIN 2026: 0; SUMMER - CERTAIN 2027: 0; SUMMER - CERTAIN 2028: 0; WINTER - CERTAIN 2018-19: 0; WINTER - CERTAIN 2019-20: 0; WINTER - CERTAIN 2020-21: 0; WINTER - CERTAIN 2021-22: 0; WINTER - CERTAIN 2022-23: 0; WINTER - CERTAIN 2023-24: 0; WINTER - CERTAIN 2024-25: 0; WINTER - CERTAIN 2025-26: 0; WINTER - CERTAIN 2026-27: 0; WINTER - CERTAIN 2027-28: 0; WINTER - CERTAIN 2028-29: 0
Cancelled | US |  |  |  | 12INR0061 |  | Wolf Ridge Solar | PV | SUN |  | Solar | n/a |  | 20 | 15 | 2.4 | SUMMER - CERTAIN 2018: 0; SUMMER - CERTAIN 2019: 0; SUMMER - CERTAIN 2020: 0; SUMMER - CERTAIN 2021: 0; SUMMER - CERTAIN 2022: 0; SUMMER - CERTAIN 2023: 0; SUMMER - CERTAIN 2024: 0; SUMMER - CERTAIN 2025: 0; SUMMER - CERTAIN 2026: 0; SUMMER - CERTAIN 2027: 0; SUMMER - CERTAIN 2028: 0; WINTER - CERTAIN 2018-19: 0; WINTER - CERTAIN 2019-20: 0; WINTER - CERTAIN 2020-21: 0; WINTER - CERTAIN 2021-22: 0; WINTER - CERTAIN 2022-23: 0; WINTER - CERTAIN 2023-24: 0; WINTER - CERTAIN 2024-25: 0; WINTER - CERTAIN 2025-26: 0; WINTER - CERTAIN 2026-27: 0; WINTER - CERTAIN 2027-28: 0; WINTER - CERTAIN 2028-29: 0
Cancelled | US |  |  |  | 12INR0062 |  | Linclon-Hays Solar | PV | SUN |  | Solar | n/a |  | 20 | 15 | 2.4 | SUMMER - CERTAIN 2018: 0; SUMMER - CERTAIN 2019: 0; SUMMER - CERTAIN 2020: 0; SUMMER - CERTAIN 2021: 0; SUMMER - CERTAIN 2022: 0; SUMMER - CERTAIN 2023: 0; SUMMER - CERTAIN 2024: 0; SUMMER - CERTAIN 2025: 0; SUMMER - CERTAIN 2026: 0; SUMMER - CERTAIN 2027: 0; SUMMER - CERTAIN 2028: 0; WINTER - CERTAIN 2018-19: 0; WINTER - CERTAIN 2019-20: 0; WINTER - CERTAIN 2020-21: 0; WINTER - CERTAIN 2021-22: 0; WINTER - CERTAIN 2022-23: 0; WINTER - CERTAIN 2023-24: 0; WINTER - CERTAIN 2024-25: 0; WINTER - CERTAIN 2025-26: 0; WINTER - CERTAIN 2026-27: 0; WINTER - CERTAIN 2027-28: 0; WINTER - CERTAIN 2028-29: 0
Cancelled | US |  |  |  | 12INR0063 |  | First Solar - Uvalde Solar | PV | SUN |  | Solar | n/a |  | 90 | 67.5 | 10.8 | SUMMER - CERTAIN 2018: 0; SUMMER - CERTAIN 2019: 0; SUMMER - CERTAIN 2020: 0; SUMMER - CERTAIN 2021: 0; SUMMER - CERTAIN 2022: 0; SUMMER - CERTAIN 2023: 0; SUMMER - CERTAIN 2024: 0; SUMMER - CERTAIN 2025: 0; SUMMER - CERTAIN 2026: 0; SUMMER - CERTAIN 2027: 0; SUMMER - CERTAIN 2028: 0; WINTER - CERTAIN 2018-19: 0; WINTER - CERTAIN 2019-20: 0; WINTER - CERTAIN 2020-21: 0; WINTER - CERTAIN 2021-22: 0; WINTER - CERTAIN 2022-23: 0; WINTER - CERTAIN 2023-24: 0; WINTER - CERTAIN 2024-25: 0; WINTER - CERTAIN 2025-26: 0; WINTER - CERTAIN 2026-27: 0; WINTER - CERTAIN 2027-28: 0; WINTER - CERTAIN 2028-29: 0
Cancelled | US |  |  |  | 12INR0064 |  | Round Rock Solar | PV | SUN |  | Solar | n/a |  | 25 | 18.75 | 3 | SUMMER - CERTAIN 2018: 0; SUMMER - CERTAIN 2019: 0; SUMMER - CERTAIN 2020: 0; SUMMER - CERTAIN 2021: 0; SUMMER - CERTAIN 2022: 0; SUMMER - CERTAIN 2023: 0; SUMMER - CERTAIN 2024: 0; SUMMER - CERTAIN 2025: 0; SUMMER - CERTAIN 2026: 0; SUMMER - CERTAIN 2027: 0; SUMMER - CERTAIN 2028: 0; WINTER - CERTAIN 2018-19: 0; WINTER - CERTAIN 2019-20: 0; WINTER - CERTAIN 2020-21: 0; WINTER - CERTAIN 2021-22: 0; WINTER - CERTAIN 2022-23: 0; WINTER - CERTAIN 2023-24: 0; WINTER - CERTAIN 2024-25: 0; WINTER - CERTAIN 2025-26: 0; WINTER - CERTAIN 2026-27: 0; WINTER - CERTAIN 2027-28: 0; WINTER - CERTAIN 2028-29: 0
Cancelled | US |  |  |  | 12INR0065 |  | Belding Solar Project | PV | SUN |  | Solar | n/a |  | 59 | 44.25 | 7.08 | SUMMER - CERTAIN 2018: 0; SUMMER - CERTAIN 2019: 0; SUMMER - CERTAIN 2020: 0; SUMMER - CERTAIN 2021: 0; SUMMER - CERTAIN 2022: 0; SUMMER - CERTAIN 2023: 0; SUMMER - CERTAIN 2024: 0; SUMMER - CERTAIN 2025: 0; SUMMER - CERTAIN 2026: 0; SUMMER - CERTAIN 2027: 0; SUMMER - CERTAIN 2028: 0; WINTER - CERTAIN 2018-19: 0; WINTER - CERTAIN 2019-20: 0; WINTER - CERTAIN 2020-21: 0; WINTER - CERTAIN 2021-22: 0; WINTER - CERTAIN 2022-23: 0; WINTER - CERTAIN 2023-24: 0; WINTER - CERTAIN 2024-25: 0; WINTER - CERTAIN 2025-26: 0; WINTER - CERTAIN 2026-27: 0; WINTER - CERTAIN 2027-28: 0; WINTER - CERTAIN 2028-29: 0
Cancelled | US |  |  |  | 12INR0066 |  | Taylor Solar Project | PV | SUN |  | Solar | n/a |  | 20 | 15 | 2.4 | SUMMER - CERTAIN 2018: 0; SUMMER - CERTAIN 2019: 0; SUMMER - CERTAIN 2020: 0; SUMMER - CERTAIN 2021: 0; SUMMER - CERTAIN 2022: 0; SUMMER - CERTAIN 2023: 0; SUMMER - CERTAIN 2024: 0; SUMMER - CERTAIN 2025: 0; SUMMER - CERTAIN 2026: 0; SUMMER - CERTAIN 2027: 0; SUMMER - CERTAIN 2028: 0; WINTER - CERTAIN 2018-19: 0; WINTER - CERTAIN 2019-20: 0; WINTER - CERTAIN 2020-21: 0; WINTER - CERTAIN 2021-22: 0; WINTER - CERTAIN 2022-23: 0; WINTER - CERTAIN 2023-24: 0; WINTER - CERTAIN 2024-25: 0; WINTER - CERTAIN 2025-26: 0; WINTER - CERTAIN 2026-27: 0; WINTER - CERTAIN 2027-28: 0; WINTER - CERTAIN 2028-29: 0
Cancelled | US |  |  |  | 12INR0067 |  | Oilton 1 Wind | WT | WND |  | Wind | n/a |  | 94 | 13.16 | 18.8 | SUMMER - CERTAIN 2018: 0; SUMMER - CERTAIN 2019: 0; SUMMER - CERTAIN 2020: 0; SUMMER - CERTAIN 2021: 0; SUMMER - CERTAIN 2022: 0; SUMMER - CERTAIN 2023: 0; SUMMER - CERTAIN 2024: 0; SUMMER - CERTAIN 2025: 0; SUMMER - CERTAIN 2026: 0; SUMMER - CERTAIN 2027: 0; SUMMER - CERTAIN 2028: 0; WINTER - CERTAIN 2018-19: 0; WINTER - CERTAIN 2019-20: 0; WINTER - CERTAIN 2020-21: 0; WINTER - CERTAIN 2021-22: 0; WINTER - CERTAIN 2022-23: 0; WINTER - CERTAIN 2023-24: 0; WINTER - CERTAIN 2024-25: 0; WINTER - CERTAIN 2025-26: 0; WINTER - CERTAIN 2026-27: 0; WINTER - CERTAIN 2027-28: 0; WINTER - CERTAIN 2028-29: 0
Cancelled | US |  |  |  | 12INR0069 |  | Alpine Solar 1 | PV | SUN |  | Solar | n/a |  | 50 | 37.5 | 6 | SUMMER - CERTAIN 2018: 0; SUMMER - CERTAIN 2019: 0; SUMMER - CERTAIN 2020: 0; SUMMER - CERTAIN 2021: 0; SUMMER - CERTAIN 2022: 0; SUMMER - CERTAIN 2023: 0; SUMMER - CERTAIN 2024: 0; SUMMER - CERTAIN 2025: 0; SUMMER - CERTAIN 2026: 0; SUMMER - CERTAIN 2027: 0; SUMMER - CERTAIN 2028: 0; WINTER - CERTAIN 2018-19: 0; WINTER - CERTAIN 2019-20: 0; WINTER - CERTAIN 2020-21: 0; WINTER - CERTAIN 2021-22: 0; WINTER - CERTAIN 2022-23: 0; WINTER - CERTAIN 2023-24: 0; WINTER - CERTAIN 2024-25: 0; WINTER - CERTAIN 2025-26: 0; WINTER - CERTAIN 2026-27: 0; WINTER - CERTAIN 2027-28: 0; WINTER - CERTAIN 2028-29: 0
Cancelled | US |  |  |  | 12INR0071 |  | Mustang Wind | WT | WND |  | Wind | n/a |  | 30 | 4.2 | 6 | SUMMER - CERTAIN 2018: 0; SUMMER - CERTAIN 2019: 0; SUMMER - CERTAIN 2020: 0; SUMMER - CERTAIN 2021: 0; SUMMER - CERTAIN 2022: 0; SUMMER - CERTAIN 2023: 0; SUMMER - CERTAIN 2024: 0; SUMMER - CERTAIN 2025: 0; SUMMER - CERTAIN 2026: 0; SUMMER - CERTAIN 2027: 0; SUMMER - CERTAIN 2028: 0; WINTER - CERTAIN 2018-19: 0; WINTER - CERTAIN 2019-20: 0; WINTER - CERTAIN 2020-21: 0; WINTER - CERTAIN 2021-22: 0; WINTER - CERTAIN 2022-23: 0; WINTER - CERTAIN 2023-24: 0; WINTER - CERTAIN 2024-25: 0; WINTER - CERTAIN 2025-26: 0; WINTER - CERTAIN 2026-27: 0; WINTER - CERTAIN 2027-28: 0; WINTER - CERTAIN 2028-29: 0
Cancelled | US |  |  |  | 12INR0073 |  | County Line Solar | PV | SUN |  | Solar | n/a |  | 22 | 16.5 | 2.64 | SUMMER - CERTAIN 2018: 0; SUMMER - CERTAIN 2019: 0; SUMMER - CERTAIN 2020: 0; SUMMER - CERTAIN 2021: 0; SUMMER - CERTAIN 2022: 0; SUMMER - CERTAIN 2023: 0; SUMMER - CERTAIN 2024: 0; SUMMER - CERTAIN 2025: 0; SUMMER - CERTAIN 2026: 0; SUMMER - CERTAIN 2027: 0; SUMMER - CERTAIN 2028: 0; WINTER - CERTAIN 2018-19: 0; WINTER - CERTAIN 2019-20: 0; WINTER - CERTAIN 2020-21: 0; WINTER - CERTAIN 2021-22: 0; WINTER - CERTAIN 2022-23: 0; WINTER - CERTAIN 2023-24: 0; WINTER - CERTAIN 2024-25: 0; WINTER - CERTAIN 2025-26: 0; WINTER - CERTAIN 2026-27: 0; WINTER - CERTAIN 2027-28: 0; WINTER - CERTAIN 2028-29: 0
Cancelled | US |  |  |  | 12INR0074 |  | Screwbean Solar Project | PV | SUN |  | Solar | n/a |  | 50 | 37.5 | 6 | SUMMER - CERTAIN 2018: 0; SUMMER - CERTAIN 2019: 0; SUMMER - CERTAIN 2020: 0; SUMMER - CERTAIN 2021: 0; SUMMER - CERTAIN 2022: 0; SUMMER - CERTAIN 2023: 0; SUMMER - CERTAIN 2024: 0; SUMMER - CERTAIN 2025: 0; SUMMER - CERTAIN 2026: 0; SUMMER - CERTAIN 2027: 0; SUMMER - CERTAIN 2028: 0; WINTER - CERTAIN 2018-19: 0; WINTER - CERTAIN 2019-20: 0; WINTER - CERTAIN 2020-21: 0; WINTER - CERTAIN 2021-22: 0; WINTER - CERTAIN 2022-23: 0; WINTER - CERTAIN 2023-24: 0; WINTER - CERTAIN 2024-25: 0; WINTER - CERTAIN 2025-26: 0; WINTER - CERTAIN 2026-27: 0; WINTER - CERTAIN 2027-28: 0; WINTER - CERTAIN 2028-29: 0
Cancelled | US |  |  |  | 12INR0077 |  | Lynn Wind Project | WT | WND |  | Wind | n/a |  | 220 | 30.8 | 44 | SUMMER - CERTAIN 2018: 0; SUMMER - CERTAIN 2019: 0; SUMMER - CERTAIN 2020: 0; SUMMER - CERTAIN 2021: 0; SUMMER - CERTAIN 2022: 0; SUMMER - CERTAIN 2023: 0; SUMMER - CERTAIN 2024: 0; SUMMER - CERTAIN 2025: 0; SUMMER - CERTAIN 2026: 0; SUMMER - CERTAIN 2027: 0; SUMMER - CERTAIN 2028: 0; WINTER - CERTAIN 2018-19: 0; WINTER - CERTAIN 2019-20: 0; WINTER - CERTAIN 2020-21: 0; WINTER - CERTAIN 2021-22: 0; WINTER - CERTAIN 2022-23: 0; WINTER - CERTAIN 2023-24: 0; WINTER - CERTAIN 2024-25: 0; WINTER - CERTAIN 2025-26: 0; WINTER - CERTAIN 2026-27: 0; WINTER - CERTAIN 2027-28: 0; WINTER - CERTAIN 2028-29: 0
Cancelled | US |  |  |  | 12INR0078 |  | Lenorah Wind Project | WT | WND |  | Wind | n/a |  | 220 | 30.8 | 44 | SUMMER - CERTAIN 2018: 0; SUMMER - CERTAIN 2019: 0; SUMMER - CERTAIN 2020: 0; SUMMER - CERTAIN 2021: 0; SUMMER - CERTAIN 2022: 0; SUMMER - CERTAIN 2023: 0; SUMMER - CERTAIN 2024: 0; SUMMER - CERTAIN 2025: 0; SUMMER - CERTAIN 2026: 0; SUMMER - CERTAIN 2027: 0; SUMMER - CERTAIN 2028: 0; WINTER - CERTAIN 2018-19: 0; WINTER - CERTAIN 2019-20: 0; WINTER - CERTAIN 2020-21: 0; WINTER - CERTAIN 2021-22: 0; WINTER - CERTAIN 2022-23: 0; WINTER - CERTAIN 2023-24: 0; WINTER - CERTAIN 2024-25: 0; WINTER - CERTAIN 2025-26: 0; WINTER - CERTAIN 2026-27: 0; WINTER - CERTAIN 2027-28: 0; WINTER - CERTAIN 2028-29: 0
Cancelled | US |  |  |  | 12INR0079 |  | Gulf Wind 2 | WT | WND |  | Wind | n/a |  | 200 | 118 | 86 | SUMMER - CERTAIN 2018: 0; SUMMER - CERTAIN 2019: 0; SUMMER - CERTAIN 2020: 0; SUMMER - CERTAIN 2021: 0; SUMMER - CERTAIN 2022: 0; SUMMER - CERTAIN 2023: 0; SUMMER - CERTAIN 2024: 0; SUMMER - CERTAIN 2025: 0; SUMMER - CERTAIN 2026: 0; SUMMER - CERTAIN 2027: 0; SUMMER - CERTAIN 2028: 0; WINTER - CERTAIN 2018-19: 0; WINTER - CERTAIN 2019-20: 0; WINTER - CERTAIN 2020-21: 0; WINTER - CERTAIN 2021-22: 0; WINTER - CERTAIN 2022-23: 0; WINTER - CERTAIN 2023-24: 0; WINTER - CERTAIN 2024-25: 0; WINTER - CERTAIN 2025-26: 0; WINTER - CERTAIN 2026-27: 0; WINTER - CERTAIN 2027-28: 0; WINTER - CERTAIN 2028-29: 0
Cancelled | US |  |  |  | 12INR0080 |  | Blanco Canyon Wind | WT | WND |  | Wind | n/a |  | 300 | 42 | 60 | SUMMER - CERTAIN 2018: 0; SUMMER - CERTAIN 2019: 0; SUMMER - CERTAIN 2020: 0; SUMMER - CERTAIN 2021: 0; SUMMER - CERTAIN 2022: 0; SUMMER - CERTAIN 2023: 0; SUMMER - CERTAIN 2024: 0; SUMMER - CERTAIN 2025: 0; SUMMER - CERTAIN 2026: 0; SUMMER - CERTAIN 2027: 0; SUMMER - CERTAIN 2028: 0; WINTER - CERTAIN 2018-19: 0; WINTER - CERTAIN 2019-20: 0; WINTER - CERTAIN 2020-21: 0; WINTER - CERTAIN 2021-22: 0; WINTER - CERTAIN 2022-23: 0; WINTER - CERTAIN 2023-24: 0; WINTER - CERTAIN 2024-25: 0; WINTER - CERTAIN 2025-26: 0; WINTER - CERTAIN 2026-27: 0; WINTER - CERTAIN 2027-28: 0; WINTER - CERTAIN 2028-29: 0
Cancelled | US |  |  |  | 12INR0081 |  | SSE phase 1 | WT | WND |  | Wind | n/a |  | 113 | 15.82 | 22.6 | SUMMER - CERTAIN 2018: 0; SUMMER - CERTAIN 2019: 0; SUMMER - CERTAIN 2020: 0; SUMMER - CERTAIN 2021: 0; SUMMER - CERTAIN 2022: 0; SUMMER - CERTAIN 2023: 0; SUMMER - CERTAIN 2024: 0; SUMMER - CERTAIN 2025: 0; SUMMER - CERTAIN 2026: 0; SUMMER - CERTAIN 2027: 0; SUMMER - CERTAIN 2028: 0; WINTER - CERTAIN 2018-19: 0; WINTER - CERTAIN 2019-20: 0; WINTER - CERTAIN 2020-21: 0; WINTER - CERTAIN 2021-22: 0; WINTER - CERTAIN 2022-23: 0; WINTER - CERTAIN 2023-24: 0; WINTER - CERTAIN 2024-25: 0; WINTER - CERTAIN 2025-26: 0; WINTER - CERTAIN 2026-27: 0; WINTER - CERTAIN 2027-28: 0; WINTER - CERTAIN 2028-29: 0
Cancelled | US |  |  |  | 12INR0081a |  | SSE phase 1 | WT | WND |  | Wind | n/a |  | 112 | 0 | 22.4 | SUMMER - CERTAIN 2018: 0; SUMMER - CERTAIN 2019: 0; SUMMER - CERTAIN 2020: 0; SUMMER - CERTAIN 2021: 0; SUMMER - CERTAIN 2022: 0; SUMMER - CERTAIN 2023: 0; SUMMER - CERTAIN 2024: 0; SUMMER - CERTAIN 2025: 0; SUMMER - CERTAIN 2026: 0; SUMMER - CERTAIN 2027: 0; SUMMER - CERTAIN 2028: 0; WINTER - CERTAIN 2018-19: 0; WINTER - CERTAIN 2019-20: 0; WINTER - CERTAIN 2020-21: 0; WINTER - CERTAIN 2021-22: 0; WINTER - CERTAIN 2022-23: 0; WINTER - CERTAIN 2023-24: 0; WINTER - CERTAIN 2024-25: 0; WINTER - CERTAIN 2025-26: 0; WINTER - CERTAIN 2026-27: 0; WINTER - CERTAIN 2027-28: 0; WINTER - CERTAIN 2028-29: 0
Cancelled | US |  |  |  | 12INR0082 |  | Solar Star I - Sheffield | PV | SUN |  | Solar | n/a |  | 30 | 22.5 | 3.6 | SUMMER - CERTAIN 2018: 0; SUMMER - CERTAIN 2019: 0; SUMMER - CERTAIN 2020: 0; SUMMER - CERTAIN 2021: 0; SUMMER - CERTAIN 2022: 0; SUMMER - CERTAIN 2023: 0; SUMMER - CERTAIN 2024: 0; SUMMER - CERTAIN 2025: 0; SUMMER - CERTAIN 2026: 0; SUMMER - CERTAIN 2027: 0; SUMMER - CERTAIN 2028: 0; WINTER - CERTAIN 2018-19: 0; WINTER - CERTAIN 2019-20: 0; WINTER - CERTAIN 2020-21: 0; WINTER - CERTAIN 2021-22: 0; WINTER - CERTAIN 2022-23: 0; WINTER - CERTAIN 2023-24: 0; WINTER - CERTAIN 2024-25: 0; WINTER - CERTAIN 2025-26: 0; WINTER - CERTAIN 2026-27: 0; WINTER - CERTAIN 2027-28: 0; WINTER - CERTAIN 2028-29: 0
Cancelled | US |  |  |  | 12INR0083 |  | Solar Star IV - Oran | PV | SUN |  | Solar | n/a |  | 30 | 22.5 | 3.6 | SUMMER - CERTAIN 2018: 0; SUMMER - CERTAIN 2019: 0; SUMMER - CERTAIN 2020: 0; SUMMER - CERTAIN 2021: 0; SUMMER - CERTAIN 2022: 0; SUMMER - CERTAIN 2023: 0; SUMMER - CERTAIN 2024: 0; SUMMER - CERTAIN 2025: 0; SUMMER - CERTAIN 2026: 0; SUMMER - CERTAIN 2027: 0; SUMMER - CERTAIN 2028: 0; WINTER - CERTAIN 2018-19: 0; WINTER - CERTAIN 2019-20: 0; WINTER - CERTAIN 2020-21: 0; WINTER - CERTAIN 2021-22: 0; WINTER - CERTAIN 2022-23: 0; WINTER - CERTAIN 2023-24: 0; WINTER - CERTAIN 2024-25: 0; WINTER - CERTAIN 2025-26: 0; WINTER - CERTAIN 2026-27: 0; WINTER - CERTAIN 2027-28: 0; WINTER - CERTAIN 2028-29: 0
Cancelled | US |  |  |  | 12INR0084 |  | Greenwich/Happy Whiteface | WT | WND |  | Wind | n/a |  | 242 | 33.88 | 48.4 | SUMMER - CERTAIN 2018: 0; SUMMER - CERTAIN 2019: 0; SUMMER - CERTAIN 2020: 0; SUMMER - CERTAIN 2021: 0; SUMMER - CERTAIN 2022: 0; SUMMER - CERTAIN 2023: 0; SUMMER - CERTAIN 2024: 0; SUMMER - CERTAIN 2025: 0; SUMMER - CERTAIN 2026: 0; SUMMER - CERTAIN 2027: 0; SUMMER - CERTAIN 2028: 0; WINTER - CERTAIN 2018-19: 0; WINTER - CERTAIN 2019-20: 0; WINTER - CERTAIN 2020-21: 0; WINTER - CERTAIN 2021-22: 0; WINTER - CERTAIN 2022-23: 0; WINTER - CERTAIN 2023-24: 0; WINTER - CERTAIN 2024-25: 0; WINTER - CERTAIN 2025-26: 0; WINTER - CERTAIN 2026-27: 0; WINTER - CERTAIN 2027-28: 0; WINTER - CERTAIN 2028-29: 0
Cancelled | US |  |  |  | 12INR0085 |  | Comanche Ridge Wind | WT | WND |  | Wind | n/a |  | 24 | 3.36 | 4.8 | SUMMER - CERTAIN 2018: 0; SUMMER - CERTAIN 2019: 0; SUMMER - CERTAIN 2020: 0; SUMMER - CERTAIN 2021: 0; SUMMER - CERTAIN 2022: 0; SUMMER - CERTAIN 2023: 0; SUMMER - CERTAIN 2024: 0; SUMMER - CERTAIN 2025: 0; SUMMER - CERTAIN 2026: 0; SUMMER - CERTAIN 2027: 0; SUMMER - CERTAIN 2028: 0; WINTER - CERTAIN 2018-19: 0; WINTER - CERTAIN 2019-20: 0; WINTER - CERTAIN 2020-21: 0; WINTER - CERTAIN 2021-22: 0; WINTER - CERTAIN 2022-23: 0; WINTER - CERTAIN 2023-24: 0; WINTER - CERTAIN 2024-25: 0; WINTER - CERTAIN 2025-26: 0; WINTER - CERTAIN 2026-27: 0; WINTER - CERTAIN 2027-28: 0; WINTER - CERTAIN 2028-29: 0
Cancelled | US |  |  |  | 12INR0087 |  | HO Clarke Engine Plant | IC | NG |  | Natural Gas and Other Gases | n/a |  | 144 | 144 | 144 | SUMMER - CERTAIN 2018: 0; SUMMER - CERTAIN 2019: 0; SUMMER - CERTAIN 2020: 0; SUMMER - CERTAIN 2021: 0; SUMMER - CERTAIN 2022: 0; SUMMER - CERTAIN 2023: 0; SUMMER - CERTAIN 2024: 0; SUMMER - CERTAIN 2025: 0; SUMMER - CERTAIN 2026: 0; SUMMER - CERTAIN 2027: 0; SUMMER - CERTAIN 2028: 0; WINTER - CERTAIN 2018-19: 0; WINTER - CERTAIN 2019-20: 0; WINTER - CERTAIN 2020-21: 0; WINTER - CERTAIN 2021-22: 0; WINTER - CERTAIN 2022-23: 0; WINTER - CERTAIN 2023-24: 0; WINTER - CERTAIN 2024-25: 0; WINTER - CERTAIN 2025-26: 0; WINTER - CERTAIN 2026-27: 0; WINTER - CERTAIN 2027-28: 0; WINTER - CERTAIN 2028-29: 0
Cancelled | US |  |  |  | 12INR0088 |  | Tumbleweed Wind Farm | WT | WND |  | Wind | n/a |  | 201 | 28.14 | 40.2 | SUMMER - CERTAIN 2018: 0; SUMMER - CERTAIN 2019: 0; SUMMER - CERTAIN 2020: 0; SUMMER - CERTAIN 2021: 0; SUMMER - CERTAIN 2022: 0; SUMMER - CERTAIN 2023: 0; SUMMER - CERTAIN 2024: 0; SUMMER - CERTAIN 2025: 0; SUMMER - CERTAIN 2026: 0; SUMMER - CERTAIN 2027: 0; SUMMER - CERTAIN 2028: 0; WINTER - CERTAIN 2018-19: 0; WINTER - CERTAIN 2019-20: 0; WINTER - CERTAIN 2020-21: 0; WINTER - CERTAIN 2021-22: 0; WINTER - CERTAIN 2022-23: 0; WINTER - CERTAIN 2023-24: 0; WINTER - CERTAIN 2024-25: 0; WINTER - CERTAIN 2025-26: 0; WINTER - CERTAIN 2026-27: 0; WINTER - CERTAIN 2027-28: 0; WINTER - CERTAIN 2028-29: 0
Cancelled | US |  |  |  | 12INR0089 |  | Smart Wind Ranch | WT | WND |  | Wind | n/a |  | 230 | 32.2 | 46 | SUMMER - CERTAIN 2018: 0; SUMMER - CERTAIN 2019: 0; SUMMER - CERTAIN 2020: 0; SUMMER - CERTAIN 2021: 0; SUMMER - CERTAIN 2022: 0; SUMMER - CERTAIN 2023: 0; SUMMER - CERTAIN 2024: 0; SUMMER - CERTAIN 2025: 0; SUMMER - CERTAIN 2026: 0; SUMMER - CERTAIN 2027: 0; SUMMER - CERTAIN 2028: 0; WINTER - CERTAIN 2018-19: 0; WINTER - CERTAIN 2019-20: 0; WINTER - CERTAIN 2020-21: 0; WINTER - CERTAIN 2021-22: 0; WINTER - CERTAIN 2022-23: 0; WINTER - CERTAIN 2023-24: 0; WINTER - CERTAIN 2024-25: 0; WINTER - CERTAIN 2025-26: 0; WINTER - CERTAIN 2026-27: 0; WINTER - CERTAIN 2027-28: 0; WINTER - CERTAIN 2028-29: 0
Cancelled | US |  |  |  | 13INR0001 |  | South West | WT | WND |  | Wind | n/a |  | 1236 | 168 | 240 | SUMMER - CERTAIN 2018: 0; SUMMER - CERTAIN 2019: 0; SUMMER - CERTAIN 2020: 0; SUMMER - CERTAIN 2021: 0; SUMMER - CERTAIN 2022: 0; SUMMER - CERTAIN 2023: 0; SUMMER - CERTAIN 2024: 0; SUMMER - CERTAIN 2025: 0; SUMMER - CERTAIN 2026: 0; SUMMER - CERTAIN 2027: 0; SUMMER - CERTAIN 2028: 0; WINTER - CERTAIN 2018-19: 0; WINTER - CERTAIN 2019-20: 0; WINTER - CERTAIN 2020-21: 0; WINTER - CERTAIN 2021-22: 0; WINTER - CERTAIN 2022-23: 0; WINTER - CERTAIN 2023-24: 0; WINTER - CERTAIN 2024-25: 0; WINTER - CERTAIN 2025-26: 0; WINTER - CERTAIN 2026-27: 0; WINTER - CERTAIN 2027-28: 0; WINTER - CERTAIN 2028-29: 0
Cancelled | US |  |  |  | 13INR0002 |  | SixCap | WT | WND |  | Wind | n/a |  | 289 | 39.34 | 56.2 | SUMMER - CERTAIN 2018: 0; SUMMER - CERTAIN 2019: 0; SUMMER - CERTAIN 2020: 0; SUMMER - CERTAIN 2021: 0; SUMMER - CERTAIN 2022: 0; SUMMER - CERTAIN 2023: 0; SUMMER - CERTAIN 2024: 0; SUMMER - CERTAIN 2025: 0; SUMMER - CERTAIN 2026: 0; SUMMER - CERTAIN 2027: 0; SUMMER - CERTAIN 2028: 0; WINTER - CERTAIN 2018-19: 0; WINTER - CERTAIN 2019-20: 0; WINTER - CERTAIN 2020-21: 0; WINTER - CERTAIN 2021-22: 0; WINTER - CERTAIN 2022-23: 0; WINTER - CERTAIN 2023-24: 0; WINTER - CERTAIN 2024-25: 0; WINTER - CERTAIN 2025-26: 0; WINTER - CERTAIN 2026-27: 0; WINTER - CERTAIN 2027-28: 0; WINTER - CERTAIN 2028-29: 0
Cancelled | US |  |  |  | 13INR0003 |  | Borlynn Wind | WT | WND |  | Wind | n/a |  | 201 | 28.14 | 40.2 | SUMMER - CERTAIN 2018: 0; SUMMER - CERTAIN 2019: 0; SUMMER - CERTAIN 2020: 0; SUMMER - CERTAIN 2021: 0; SUMMER - CERTAIN 2022: 0; SUMMER - CERTAIN 2023: 0; SUMMER - CERTAIN 2024: 0; SUMMER - CERTAIN 2025: 0; SUMMER - CERTAIN 2026: 0; SUMMER - CERTAIN 2027: 0; SUMMER - CERTAIN 2028: 0; WINTER - CERTAIN 2018-19: 0; WINTER - CERTAIN 2019-20: 0; WINTER - CERTAIN 2020-21: 0; WINTER - CERTAIN 2021-22: 0; WINTER - CERTAIN 2022-23: 0; WINTER - CERTAIN 2023-24: 0; WINTER - CERTAIN 2024-25: 0; WINTER - CERTAIN 2025-26: 0; WINTER - CERTAIN 2026-27: 0; WINTER - CERTAIN 2027-28: 0; WINTER - CERTAIN 2028-29: 0
Cancelled | US |  |  |  | 13INR0004 |  | Hereford Wind | WT | WND |  | Wind | n/a |  | 500 | 70 | 100 | SUMMER - CERTAIN 2018: 0; SUMMER - CERTAIN 2019: 0; SUMMER - CERTAIN 2020: 0; SUMMER - CERTAIN 2021: 0; SUMMER - CERTAIN 2022: 0; SUMMER - CERTAIN 2023: 0; SUMMER - CERTAIN 2024: 0; SUMMER - CERTAIN 2025: 0; SUMMER - CERTAIN 2026: 0; SUMMER - CERTAIN 2027: 0; SUMMER - CERTAIN 2028: 0; WINTER - CERTAIN 2018-19: 0; WINTER - CERTAIN 2019-20: 0; WINTER - CERTAIN 2020-21: 0; WINTER - CERTAIN 2021-22: 0; WINTER - CERTAIN 2022-23: 0; WINTER - CERTAIN 2023-24: 0; WINTER - CERTAIN 2024-25: 0; WINTER - CERTAIN 2025-26: 0; WINTER - CERTAIN 2026-27: 0; WINTER - CERTAIN 2027-28: 0; WINTER - CERTAIN 2028-29: 0
Cancelled | US | 1708230 |  |  | 13INR0006 | Grandview (Last) | Grandview (Last) W | WT | WND |  | Wind | n/a |  | 750 | 105 | 150 | SUMMER - CERTAIN 2018: 0; SUMMER - CERTAIN 2019: 0; SUMMER - CERTAIN 2020: 0; SUMMER - CERTAIN 2021: 0; SUMMER - CERTAIN 2022: 0; SUMMER - CERTAIN 2023: 0; SUMMER - CERTAIN 2024: 0; SUMMER - CERTAIN 2025: 0; SUMMER - CERTAIN 2026: 0; SUMMER - CERTAIN 2027: 0; SUMMER - CERTAIN 2028: 0; WINTER - CERTAIN 2018-19: 0; WINTER - CERTAIN 2019-20: 0; WINTER - CERTAIN 2020-21: 0; WINTER - CERTAIN 2021-22: 0; WINTER - CERTAIN 2022-23: 0; WINTER - CERTAIN 2023-24: 0; WINTER - CERTAIN 2024-25: 0; WINTER - CERTAIN 2025-26: 0; WINTER - CERTAIN 2026-27: 0; WINTER - CERTAIN 2027-28: 0; WINTER - CERTAIN 2028-29: 0
Cancelled | US |  |  |  | 13INR0007 |  | Murray Wind Ranch | WT | WND |  | Wind | n/a |  | 200 | 28 | 40 | SUMMER - CERTAIN 2018: 0; SUMMER - CERTAIN 2019: 0; SUMMER - CERTAIN 2020: 0; SUMMER - CERTAIN 2021: 0; SUMMER - CERTAIN 2022: 0; SUMMER - CERTAIN 2023: 0; SUMMER - CERTAIN 2024: 0; SUMMER - CERTAIN 2025: 0; SUMMER - CERTAIN 2026: 0; SUMMER - CERTAIN 2027: 0; SUMMER - CERTAIN 2028: 0; WINTER - CERTAIN 2018-19: 0; WINTER - CERTAIN 2019-20: 0; WINTER - CERTAIN 2020-21: 0; WINTER - CERTAIN 2021-22: 0; WINTER - CERTAIN 2022-23: 0; WINTER - CERTAIN 2023-24: 0; WINTER - CERTAIN 2024-25: 0; WINTER - CERTAIN 2025-26: 0; WINTER - CERTAIN 2026-27: 0; WINTER - CERTAIN 2027-28: 0; WINTER - CERTAIN 2028-29: 0
Cancelled | US |  |  |  | 13INR0008 |  | Swisher Wind Project | WT | WND |  | Wind | n/a |  | 300 | 42.56 | 60.8 | SUMMER - CERTAIN 2018: 0; SUMMER - CERTAIN 2019: 0; SUMMER - CERTAIN 2020: 0; SUMMER - CERTAIN 2021: 0; SUMMER - CERTAIN 2022: 0; SUMMER - CERTAIN 2023: 0; SUMMER - CERTAIN 2024: 0; SUMMER - CERTAIN 2025: 0; SUMMER - CERTAIN 2026: 0; SUMMER - CERTAIN 2027: 0; SUMMER - CERTAIN 2028: 0; WINTER - CERTAIN 2018-19: 0; WINTER - CERTAIN 2019-20: 0; WINTER - CERTAIN 2020-21: 0; WINTER - CERTAIN 2021-22: 0; WINTER - CERTAIN 2022-23: 0; WINTER - CERTAIN 2023-24: 0; WINTER - CERTAIN 2024-25: 0; WINTER - CERTAIN 2025-26: 0; WINTER - CERTAIN 2026-27: 0; WINTER - CERTAIN 2027-28: 0; WINTER - CERTAIN 2028-29: 0
Cancelled | US |  |  |  | 13INR0009 |  | Cottonwood Energy Reconnect | CC | NG |  | Natural Gas and Other Gases | n/a |  | 1279 | 1279 | 1279 | SUMMER - CERTAIN 2018: 0; SUMMER - CERTAIN 2019: 0; SUMMER - CERTAIN 2020: 0; SUMMER - CERTAIN 2021: 0; SUMMER - CERTAIN 2022: 0; SUMMER - CERTAIN 2023: 0; SUMMER - CERTAIN 2024: 0; SUMMER - CERTAIN 2025: 0; SUMMER - CERTAIN 2026: 0; SUMMER - CERTAIN 2027: 0; SUMMER - CERTAIN 2028: 0; WINTER - CERTAIN 2018-19: 0; WINTER - CERTAIN 2019-20: 0; WINTER - CERTAIN 2020-21: 0; WINTER - CERTAIN 2021-22: 0; WINTER - CERTAIN 2022-23: 0; WINTER - CERTAIN 2023-24: 0; WINTER - CERTAIN 2024-25: 0; WINTER - CERTAIN 2025-26: 0; WINTER - CERTAIN 2026-27: 0; WINTER - CERTAIN 2027-28: 0; WINTER - CERTAIN 2028-29: 0
Cancelled | US |  |  |  | 13INR0011 |  | Sky High Wind Energy Center | WT | WND |  | Wind | n/a |  | 230 | 32.2 | 46 | SUMMER - CERTAIN 2018: 0; SUMMER - CERTAIN 2019: 0; SUMMER - CERTAIN 2020: 0; SUMMER - CERTAIN 2021: 0; SUMMER - CERTAIN 2022: 0; SUMMER - CERTAIN 2023: 0; SUMMER - CERTAIN 2024: 0; SUMMER - CERTAIN 2025: 0; SUMMER - CERTAIN 2026: 0; SUMMER - CERTAIN 2027: 0; SUMMER - CERTAIN 2028: 0; WINTER - CERTAIN 2018-19: 0; WINTER - CERTAIN 2019-20: 0; WINTER - CERTAIN 2020-21: 0; WINTER - CERTAIN 2021-22: 0; WINTER - CERTAIN 2022-23: 0; WINTER - CERTAIN 2023-24: 0; WINTER - CERTAIN 2024-25: 0; WINTER - CERTAIN 2025-26: 0; WINTER - CERTAIN 2026-27: 0; WINTER - CERTAIN 2027-28: 0; WINTER - CERTAIN 2028-29: 0
Cancelled | US |  |  |  | 13INR0012 |  | Long Horn Wind Energy Center | WT | WND |  | Wind | n/a |  | 160 | 22.4 | 32 | SUMMER - CERTAIN 2018: 0; SUMMER - CERTAIN 2019: 0; SUMMER - CERTAIN 2020: 0; SUMMER - CERTAIN 2021: 0; SUMMER - CERTAIN 2022: 0; SUMMER - CERTAIN 2023: 0; SUMMER - CERTAIN 2024: 0; SUMMER - CERTAIN 2025: 0; SUMMER - CERTAIN 2026: 0; SUMMER - CERTAIN 2027: 0; SUMMER - CERTAIN 2028: 0; WINTER - CERTAIN 2018-19: 0; WINTER - CERTAIN 2019-20: 0; WINTER - CERTAIN 2020-21: 0; WINTER - CERTAIN 2021-22: 0; WINTER - CERTAIN 2022-23: 0; WINTER - CERTAIN 2023-24: 0; WINTER - CERTAIN 2024-25: 0; WINTER - CERTAIN 2025-26: 0; WINTER - CERTAIN 2026-27: 0; WINTER - CERTAIN 2027-28: 0; WINTER - CERTAIN 2028-29: 0
Cancelled | US |  |  |  | 13INR0013 |  | Long Point Energy Storage | WT | WND |  | Wind | n/a |  | 149 | 20.86 | 29.8 | SUMMER - CERTAIN 2018: 0; SUMMER - CERTAIN 2019: 0; SUMMER - CERTAIN 2020: 0; SUMMER - CERTAIN 2021: 0; SUMMER - CERTAIN 2022: 0; SUMMER - CERTAIN 2023: 0; SUMMER - CERTAIN 2024: 0; SUMMER - CERTAIN 2025: 0; SUMMER - CERTAIN 2026: 0; SUMMER - CERTAIN 2027: 0; SUMMER - CERTAIN 2028: 0; WINTER - CERTAIN 2018-19: 0; WINTER - CERTAIN 2019-20: 0; WINTER - CERTAIN 2020-21: 0; WINTER - CERTAIN 2021-22: 0; WINTER - CERTAIN 2022-23: 0; WINTER - CERTAIN 2023-24: 0; WINTER - CERTAIN 2024-25: 0; WINTER - CERTAIN 2025-26: 0; WINTER - CERTAIN 2026-27: 0; WINTER - CERTAIN 2027-28: 0; WINTER - CERTAIN 2028-29: 0
Cancelled | US |  |  |  | 13INR0014 |  | Star Mountain - American Ventus | WT | WND |  | Wind | n/a |  | 74 | 10.36 | 14.8 | SUMMER - CERTAIN 2018: 0; SUMMER - CERTAIN 2019: 0; SUMMER - CERTAIN 2020: 0; SUMMER - CERTAIN 2021: 0; SUMMER - CERTAIN 2022: 0; SUMMER - CERTAIN 2023: 0; SUMMER - CERTAIN 2024: 0; SUMMER - CERTAIN 2025: 0; SUMMER - CERTAIN 2026: 0; SUMMER - CERTAIN 2027: 0; SUMMER - CERTAIN 2028: 0; WINTER - CERTAIN 2018-19: 0; WINTER - CERTAIN 2019-20: 0; WINTER - CERTAIN 2020-21: 0; WINTER - CERTAIN 2021-22: 0; WINTER - CERTAIN 2022-23: 0; WINTER - CERTAIN 2023-24: 0; WINTER - CERTAIN 2024-25: 0; WINTER - CERTAIN 2025-26: 0; WINTER - CERTAIN 2026-27: 0; WINTER - CERTAIN 2027-28: 0; WINTER - CERTAIN 2028-29: 0
Cancelled | US |  |  |  | 13INR0015 |  | ADAGE Crockett | ST | NG |  | Natural Gas and Other Gases | n/a |  | 58 | 58 | 58 | SUMMER - CERTAIN 2018: 0; SUMMER - CERTAIN 2019: 0; SUMMER - CERTAIN 2020: 0; SUMMER - CERTAIN 2021: 0; SUMMER - CERTAIN 2022: 0; SUMMER - CERTAIN 2023: 0; SUMMER - CERTAIN 2024: 0; SUMMER - CERTAIN 2025: 0; SUMMER - CERTAIN 2026: 0; SUMMER - CERTAIN 2027: 0; SUMMER - CERTAIN 2028: 0; WINTER - CERTAIN 2018-19: 0; WINTER - CERTAIN 2019-20: 0; WINTER - CERTAIN 2020-21: 0; WINTER - CERTAIN 2021-22: 0; WINTER - CERTAIN 2022-23: 0; WINTER - CERTAIN 2023-24: 0; WINTER - CERTAIN 2024-25: 0; WINTER - CERTAIN 2025-26: 0; WINTER - CERTAIN 2026-27: 0; WINTER - CERTAIN 2027-28: 0; WINTER - CERTAIN 2028-29: 0
Cancelled | US |  |  |  | 13INR0016 |  | Deaf Smith Wind Project | WT | WND |  | Wind | n/a |  | 251 | 35.14 | 50.2 | SUMMER - CERTAIN 2018: 0; SUMMER - CERTAIN 2019: 0; SUMMER - CERTAIN 2020: 0; SUMMER - CERTAIN 2021: 0; SUMMER - CERTAIN 2022: 0; SUMMER - CERTAIN 2023: 0; SUMMER - CERTAIN 2024: 0; SUMMER - CERTAIN 2025: 0; SUMMER - CERTAIN 2026: 0; SUMMER - CERTAIN 2027: 0; SUMMER - CERTAIN 2028: 0; WINTER - CERTAIN 2018-19: 0; WINTER - CERTAIN 2019-20: 0; WINTER - CERTAIN 2020-21: 0; WINTER - CERTAIN 2021-22: 0; WINTER - CERTAIN 2022-23: 0; WINTER - CERTAIN 2023-24: 0; WINTER - CERTAIN 2024-25: 0; WINTER - CERTAIN 2025-26: 0; WINTER - CERTAIN 2026-27: 0; WINTER - CERTAIN 2027-28: 0; WINTER - CERTAIN 2028-29: 0
Cancelled | US |  |  |  | 13INR0017 |  | Waters Ranch Wind | WT | WND |  | Wind | n/a |  | 210 | 28 | 40 | SUMMER - CERTAIN 2018: 0; SUMMER - CERTAIN 2019: 0; SUMMER - CERTAIN 2020: 0; SUMMER - CERTAIN 2021: 0; SUMMER - CERTAIN 2022: 0; SUMMER - CERTAIN 2023: 0; SUMMER - CERTAIN 2024: 0; SUMMER - CERTAIN 2025: 0; SUMMER - CERTAIN 2026: 0; SUMMER - CERTAIN 2027: 0; SUMMER - CERTAIN 2028: 0; WINTER - CERTAIN 2018-19: 0; WINTER - CERTAIN 2019-20: 0; WINTER - CERTAIN 2020-21: 0; WINTER - CERTAIN 2021-22: 0; WINTER - CERTAIN 2022-23: 0; WINTER - CERTAIN 2023-24: 0; WINTER - CERTAIN 2024-25: 0; WINTER - CERTAIN 2025-26: 0; WINTER - CERTAIN 2026-27: 0; WINTER - CERTAIN 2027-28: 0; WINTER - CERTAIN 2028-29: 0
Cancelled | US |  |  |  | 13INR0018 |  | Knight Mountain Wind Farm | WT | WND |  | Wind | n/a |  | 72 | 10.08 | 14.4 | SUMMER - CERTAIN 2018: 0; SUMMER - CERTAIN 2019: 0; SUMMER - CERTAIN 2020: 0; SUMMER - CERTAIN 2021: 0; SUMMER - CERTAIN 2022: 0; SUMMER - CERTAIN 2023: 0; SUMMER - CERTAIN 2024: 0; SUMMER - CERTAIN 2025: 0; SUMMER - CERTAIN 2026: 0; SUMMER - CERTAIN 2027: 0; SUMMER - CERTAIN 2028: 0; WINTER - CERTAIN 2018-19: 0; WINTER - CERTAIN 2019-20: 0; WINTER - CERTAIN 2020-21: 0; WINTER - CERTAIN 2021-22: 0; WINTER - CERTAIN 2022-23: 0; WINTER - CERTAIN 2023-24: 0; WINTER - CERTAIN 2024-25: 0; WINTER - CERTAIN 2025-26: 0; WINTER - CERTAIN 2026-27: 0; WINTER - CERTAIN 2027-28: 0; WINTER - CERTAIN 2028-29: 0
Cancelled | US |  |  |  | 13INR0019 |  | Carya | PV | SUN |  | Solar | n/a |  | 200 | 150 | 24 | SUMMER - CERTAIN 2018: 0; SUMMER - CERTAIN 2019: 0; SUMMER - CERTAIN 2020: 0; SUMMER - CERTAIN 2021: 0; SUMMER - CERTAIN 2022: 0; SUMMER - CERTAIN 2023: 0; SUMMER - CERTAIN 2024: 0; SUMMER - CERTAIN 2025: 0; SUMMER - CERTAIN 2026: 0; SUMMER - CERTAIN 2027: 0; SUMMER - CERTAIN 2028: 0; WINTER - CERTAIN 2018-19: 0; WINTER - CERTAIN 2019-20: 0; WINTER - CERTAIN 2020-21: 0; WINTER - CERTAIN 2021-22: 0; WINTER - CERTAIN 2022-23: 0; WINTER - CERTAIN 2023-24: 0; WINTER - CERTAIN 2024-25: 0; WINTER - CERTAIN 2025-26: 0; WINTER - CERTAIN 2026-27: 0; WINTER - CERTAIN 2027-28: 0; WINTER - CERTAIN 2028-29: 0
Cancelled | US | 1484859 | 60743 |  | 13INR0020b |  | Rattlesnake W 2 | WT | WND |  | Wind | n/a |  | 158 | 22.12 | 31.6 | SUMMER - CERTAIN 2018: 0; SUMMER - CERTAIN 2019: 0; SUMMER - CERTAIN 2020: 0; SUMMER - CERTAIN 2021: 0; SUMMER - CERTAIN 2022: 0; SUMMER - CERTAIN 2023: 0; SUMMER - CERTAIN 2024: 0; SUMMER - CERTAIN 2025: 0; SUMMER - CERTAIN 2026: 0; SUMMER - CERTAIN 2027: 0; SUMMER - CERTAIN 2028: 0; WINTER - CERTAIN 2018-19: 0; WINTER - CERTAIN 2019-20: 0; WINTER - CERTAIN 2020-21: 0; WINTER - CERTAIN 2021-22: 0; WINTER - CERTAIN 2022-23: 0; WINTER - CERTAIN 2023-24: 0; WINTER - CERTAIN 2024-25: 0; WINTER - CERTAIN 2025-26: 0; WINTER - CERTAIN 2026-27: 0; WINTER - CERTAIN 2027-28: 0; WINTER - CERTAIN 2028-29: 0
Cancelled | US |  |  |  | 13INR0022 |  | Belding Solar Energy | PV | SUN |  | Solar | n/a |  | 100 | 75 | 12 | SUMMER - CERTAIN 2018: 0; SUMMER - CERTAIN 2019: 0; SUMMER - CERTAIN 2020: 0; SUMMER - CERTAIN 2021: 0; SUMMER - CERTAIN 2022: 0; SUMMER - CERTAIN 2023: 0; SUMMER - CERTAIN 2024: 0; SUMMER - CERTAIN 2025: 0; SUMMER - CERTAIN 2026: 0; SUMMER - CERTAIN 2027: 0; SUMMER - CERTAIN 2028: 0; WINTER - CERTAIN 2018-19: 0; WINTER - CERTAIN 2019-20: 0; WINTER - CERTAIN 2020-21: 0; WINTER - CERTAIN 2021-22: 0; WINTER - CERTAIN 2022-23: 0; WINTER - CERTAIN 2023-24: 0; WINTER - CERTAIN 2024-25: 0; WINTER - CERTAIN 2025-26: 0; WINTER - CERTAIN 2026-27: 0; WINTER - CERTAIN 2027-28: 0; WINTER - CERTAIN 2028-29: 0
Cancelled | US |  |  |  | 13INR0023 |  | Texas Clean C | ST | SUB |  | Coal | n/a |  | 400 | 240 | 240 | SUMMER - CERTAIN 2018: 0; SUMMER - CERTAIN 2019: 0; SUMMER - CERTAIN 2020: 0; SUMMER - CERTAIN 2021: 0; SUMMER - CERTAIN 2022: 0; SUMMER - CERTAIN 2023: 0; SUMMER - CERTAIN 2024: 0; SUMMER - CERTAIN 2025: 0; SUMMER - CERTAIN 2026: 0; SUMMER - CERTAIN 2027: 0; SUMMER - CERTAIN 2028: 0; WINTER - CERTAIN 2018-19: 0; WINTER - CERTAIN 2019-20: 0; WINTER - CERTAIN 2020-21: 0; WINTER - CERTAIN 2021-22: 0; WINTER - CERTAIN 2022-23: 0; WINTER - CERTAIN 2023-24: 0; WINTER - CERTAIN 2024-25: 0; WINTER - CERTAIN 2025-26: 0; WINTER - CERTAIN 2026-27: 0; WINTER - CERTAIN 2027-28: 0; WINTER - CERTAIN 2028-29: 0
Cancelled | US |  |  |  | 13INR0024 |  | Antelope Ridge Wind Project | WT | WND |  | Wind | n/a |  | 400 | 56 | 80 | SUMMER - CERTAIN 2018: 0; SUMMER - CERTAIN 2019: 0; SUMMER - CERTAIN 2020: 0; SUMMER - CERTAIN 2021: 0; SUMMER - CERTAIN 2022: 0; SUMMER - CERTAIN 2023: 0; SUMMER - CERTAIN 2024: 0; SUMMER - CERTAIN 2025: 0; SUMMER - CERTAIN 2026: 0; SUMMER - CERTAIN 2027: 0; SUMMER - CERTAIN 2028: 0; WINTER - CERTAIN 2018-19: 0; WINTER - CERTAIN 2019-20: 0; WINTER - CERTAIN 2020-21: 0; WINTER - CERTAIN 2021-22: 0; WINTER - CERTAIN 2022-23: 0; WINTER - CERTAIN 2023-24: 0; WINTER - CERTAIN 2024-25: 0; WINTER - CERTAIN 2025-26: 0; WINTER - CERTAIN 2026-27: 0; WINTER - CERTAIN 2027-28: 0; WINTER - CERTAIN 2028-29: 0
Cancelled | US |  |  |  | 13INR0027 |  | Tuxedo II | WT | WND |  | Wind | n/a |  | 249 | 34.86 | 49.8 | SUMMER - CERTAIN 2018: 0; SUMMER - CERTAIN 2019: 0; SUMMER - CERTAIN 2020: 0; SUMMER - CERTAIN 2021: 0; SUMMER - CERTAIN 2022: 0; SUMMER - CERTAIN 2023: 0; SUMMER - CERTAIN 2024: 0; SUMMER - CERTAIN 2025: 0; SUMMER - CERTAIN 2026: 0; SUMMER - CERTAIN 2027: 0; SUMMER - CERTAIN 2028: 0; WINTER - CERTAIN 2018-19: 0; WINTER - CERTAIN 2019-20: 0; WINTER - CERTAIN 2020-21: 0; WINTER - CERTAIN 2021-22: 0; WINTER - CERTAIN 2022-23: 0; WINTER - CERTAIN 2023-24: 0; WINTER - CERTAIN 2024-25: 0; WINTER - CERTAIN 2025-26: 0; WINTER - CERTAIN 2026-27: 0; WINTER - CERTAIN 2027-28: 0; WINTER - CERTAIN 2028-29: 0
Cancelled | US |  |  |  | 13INR0029 |  | Windthorst B | WT | WND |  | Wind | n/a |  | 50 | 7 | 10 | SUMMER - CERTAIN 2018: 0; SUMMER - CERTAIN 2019: 0; SUMMER - CERTAIN 2020: 0; SUMMER - CERTAIN 2021: 0; SUMMER - CERTAIN 2022: 0; SUMMER - CERTAIN 2023: 0; SUMMER - CERTAIN 2024: 0; SUMMER - CERTAIN 2025: 0; SUMMER - CERTAIN 2026: 0; SUMMER - CERTAIN 2027: 0; SUMMER - CERTAIN 2028: 0; WINTER - CERTAIN 2018-19: 0; WINTER - CERTAIN 2019-20: 0; WINTER - CERTAIN 2020-21: 0; WINTER - CERTAIN 2021-22: 0; WINTER - CERTAIN 2022-23: 0; WINTER - CERTAIN 2023-24: 0; WINTER - CERTAIN 2024-25: 0; WINTER - CERTAIN 2025-26: 0; WINTER - CERTAIN 2026-27: 0; WINTER - CERTAIN 2027-28: 0; WINTER - CERTAIN 2028-29: 0
Cancelled | US |  |  |  | 13INR0030 |  | Onion Creek Wind | WT | WND |  | Wind | n/a |  | 100 | 14 | 20 | SUMMER - CERTAIN 2018: 0; SUMMER - CERTAIN 2019: 0; SUMMER - CERTAIN 2020: 0; SUMMER - CERTAIN 2021: 0; SUMMER - CERTAIN 2022: 0; SUMMER - CERTAIN 2023: 0; SUMMER - CERTAIN 2024: 0; SUMMER - CERTAIN 2025: 0; SUMMER - CERTAIN 2026: 0; SUMMER - CERTAIN 2027: 0; SUMMER - CERTAIN 2028: 0; WINTER - CERTAIN 2018-19: 0; WINTER - CERTAIN 2019-20: 0; WINTER - CERTAIN 2020-21: 0; WINTER - CERTAIN 2021-22: 0; WINTER - CERTAIN 2022-23: 0; WINTER - CERTAIN 2023-24: 0; WINTER - CERTAIN 2024-25: 0; WINTER - CERTAIN 2025-26: 0; WINTER - CERTAIN 2026-27: 0; WINTER - CERTAIN 2027-28: 0; WINTER - CERTAIN 2028-29: 0
Cancelled | US |  |  |  | 13INR0031 |  | Mustang Solar Project | PV | SUN |  | Solar | n/a |  | 30 | 22.5 | 3.6 | SUMMER - CERTAIN 2018: 0; SUMMER - CERTAIN 2019: 0; SUMMER - CERTAIN 2020: 0; SUMMER - CERTAIN 2021: 0; SUMMER - CERTAIN 2022: 0; SUMMER - CERTAIN 2023: 0; SUMMER - CERTAIN 2024: 0; SUMMER - CERTAIN 2025: 0; SUMMER - CERTAIN 2026: 0; SUMMER - CERTAIN 2027: 0; SUMMER - CERTAIN 2028: 0; WINTER - CERTAIN 2018-19: 0; WINTER - CERTAIN 2019-20: 0; WINTER - CERTAIN 2020-21: 0; WINTER - CERTAIN 2021-22: 0; WINTER - CERTAIN 2022-23: 0; WINTER - CERTAIN 2023-24: 0; WINTER - CERTAIN 2024-25: 0; WINTER - CERTAIN 2025-26: 0; WINTER - CERTAIN 2026-27: 0; WINTER - CERTAIN 2027-28: 0; WINTER - CERTAIN 2028-29: 0
Cancelled | US |  |  |  | 13INR0032 |  | Sandy Hills Solar | PV | SUN |  | Solar | n/a |  | 100 | 75 | 12 | SUMMER - CERTAIN 2018: 0; SUMMER - CERTAIN 2019: 0; SUMMER - CERTAIN 2020: 0; SUMMER - CERTAIN 2021: 0; SUMMER - CERTAIN 2022: 0; SUMMER - CERTAIN 2023: 0; SUMMER - CERTAIN 2024: 0; SUMMER - CERTAIN 2025: 0; SUMMER - CERTAIN 2026: 0; SUMMER - CERTAIN 2027: 0; SUMMER - CERTAIN 2028: 0; WINTER - CERTAIN 2018-19: 0; WINTER - CERTAIN 2019-20: 0; WINTER - CERTAIN 2020-21: 0; WINTER - CERTAIN 2021-22: 0; WINTER - CERTAIN 2022-23: 0; WINTER - CERTAIN 2023-24: 0; WINTER - CERTAIN 2024-25: 0; WINTER - CERTAIN 2025-26: 0; WINTER - CERTAIN 2026-27: 0; WINTER - CERTAIN 2027-28: 0; WINTER - CERTAIN 2028-29: 0
Cancelled | US |  |  |  | 13INR0033 |  | Spinning Spur Wind Two | WT | WND |  | Wind | n/a |  | 160 | 22.4 | 32 | SUMMER - CERTAIN 2018: 0; SUMMER - CERTAIN 2019: 0; SUMMER - CERTAIN 2020: 0; SUMMER - CERTAIN 2021: 0; SUMMER - CERTAIN 2022: 0; SUMMER - CERTAIN 2023: 0; SUMMER - CERTAIN 2024: 0; SUMMER - CERTAIN 2025: 0; SUMMER - CERTAIN 2026: 0; SUMMER - CERTAIN 2027: 0; SUMMER - CERTAIN 2028: 0; WINTER - CERTAIN 2018-19: 0; WINTER - CERTAIN 2019-20: 0; WINTER - CERTAIN 2020-21: 0; WINTER - CERTAIN 2021-22: 0; WINTER - CERTAIN 2022-23: 0; WINTER - CERTAIN 2023-24: 0; WINTER - CERTAIN 2024-25: 0; WINTER - CERTAIN 2025-26: 0; WINTER - CERTAIN 2026-27: 0; WINTER - CERTAIN 2027-28: 0; WINTER - CERTAIN 2028-29: 0
Cancelled | US |  |  |  | 13INR0034 |  | McKenzie Mountain Wind | WT | WND |  | Wind | n/a |  | 100 | 14 | 20 | SUMMER - CERTAIN 2018: 0; SUMMER - CERTAIN 2019: 0; SUMMER - CERTAIN 2020: 0; SUMMER - CERTAIN 2021: 0; SUMMER - CERTAIN 2022: 0; SUMMER - CERTAIN 2023: 0; SUMMER - CERTAIN 2024: 0; SUMMER - CERTAIN 2025: 0; SUMMER - CERTAIN 2026: 0; SUMMER - CERTAIN 2027: 0; SUMMER - CERTAIN 2028: 0; WINTER - CERTAIN 2018-19: 0; WINTER - CERTAIN 2019-20: 0; WINTER - CERTAIN 2020-21: 0; WINTER - CERTAIN 2021-22: 0; WINTER - CERTAIN 2022-23: 0; WINTER - CERTAIN 2023-24: 0; WINTER - CERTAIN 2024-25: 0; WINTER - CERTAIN 2025-26: 0; WINTER - CERTAIN 2026-27: 0; WINTER - CERTAIN 2027-28: 0; WINTER - CERTAIN 2028-29: 0
Cancelled | US |  |  |  | 13INR0035 |  | Alpine Solar 2 | PV | SUN |  | Solar | n/a |  | 50 | 37.5 | 6 | SUMMER - CERTAIN 2018: 0; SUMMER - CERTAIN 2019: 0; SUMMER - CERTAIN 2020: 0; SUMMER - CERTAIN 2021: 0; SUMMER - CERTAIN 2022: 0; SUMMER - CERTAIN 2023: 0; SUMMER - CERTAIN 2024: 0; SUMMER - CERTAIN 2025: 0; SUMMER - CERTAIN 2026: 0; SUMMER - CERTAIN 2027: 0; SUMMER - CERTAIN 2028: 0; WINTER - CERTAIN 2018-19: 0; WINTER - CERTAIN 2019-20: 0; WINTER - CERTAIN 2020-21: 0; WINTER - CERTAIN 2021-22: 0; WINTER - CERTAIN 2022-23: 0; WINTER - CERTAIN 2023-24: 0; WINTER - CERTAIN 2024-25: 0; WINTER - CERTAIN 2025-26: 0; WINTER - CERTAIN 2026-27: 0; WINTER - CERTAIN 2027-28: 0; WINTER - CERTAIN 2028-29: 0
Cancelled | US |  |  |  | 13INR0036 |  | Hidalgo Wind Farm | WT | WND |  | Wind | n/a |  | 200 | 28 | 40 | SUMMER - CERTAIN 2018: 0; SUMMER - CERTAIN 2019: 0; SUMMER - CERTAIN 2020: 0; SUMMER - CERTAIN 2021: 0; SUMMER - CERTAIN 2022: 0; SUMMER - CERTAIN 2023: 0; SUMMER - CERTAIN 2024: 0; SUMMER - CERTAIN 2025: 0; SUMMER - CERTAIN 2026: 0; SUMMER - CERTAIN 2027: 0; SUMMER - CERTAIN 2028: 0; WINTER - CERTAIN 2018-19: 0; WINTER - CERTAIN 2019-20: 0; WINTER - CERTAIN 2020-21: 0; WINTER - CERTAIN 2021-22: 0; WINTER - CERTAIN 2022-23: 0; WINTER - CERTAIN 2023-24: 0; WINTER - CERTAIN 2024-25: 0; WINTER - CERTAIN 2025-26: 0; WINTER - CERTAIN 2026-27: 0; WINTER - CERTAIN 2027-28: 0; WINTER - CERTAIN 2028-29: 0
Cancelled | US |  |  |  | 13INR0037 |  | Mesquite Solar | PV | SUN |  | Solar | n/a |  | 24 | 18 | 2.88 | SUMMER - CERTAIN 2018: 0; SUMMER - CERTAIN 2019: 0; SUMMER - CERTAIN 2020: 0; SUMMER - CERTAIN 2021: 0; SUMMER - CERTAIN 2022: 0; SUMMER - CERTAIN 2023: 0; SUMMER - CERTAIN 2024: 0; SUMMER - CERTAIN 2025: 0; SUMMER - CERTAIN 2026: 0; SUMMER - CERTAIN 2027: 0; SUMMER - CERTAIN 2028: 0; WINTER - CERTAIN 2018-19: 0; WINTER - CERTAIN 2019-20: 0; WINTER - CERTAIN 2020-21: 0; WINTER - CERTAIN 2021-22: 0; WINTER - CERTAIN 2022-23: 0; WINTER - CERTAIN 2023-24: 0; WINTER - CERTAIN 2024-25: 0; WINTER - CERTAIN 2025-26: 0; WINTER - CERTAIN 2026-27: 0; WINTER - CERTAIN 2027-28: 0; WINTER - CERTAIN 2028-29: 0
Cancelled | US |  |  |  | 13INR0039 |  | Hereford Wind | WT | WND |  | Wind | n/a |  | 500 | 70 | 100 | SUMMER - CERTAIN 2018: 0; SUMMER - CERTAIN 2019: 0; SUMMER - CERTAIN 2020: 0; SUMMER - CERTAIN 2021: 0; SUMMER - CERTAIN 2022: 0; SUMMER - CERTAIN 2023: 0; SUMMER - CERTAIN 2024: 0; SUMMER - CERTAIN 2025: 0; SUMMER - CERTAIN 2026: 0; SUMMER - CERTAIN 2027: 0; SUMMER - CERTAIN 2028: 0; WINTER - CERTAIN 2018-19: 0; WINTER - CERTAIN 2019-20: 0; WINTER - CERTAIN 2020-21: 0; WINTER - CERTAIN 2021-22: 0; WINTER - CERTAIN 2022-23: 0; WINTER - CERTAIN 2023-24: 0; WINTER - CERTAIN 2024-25: 0; WINTER - CERTAIN 2025-26: 0; WINTER - CERTAIN 2026-27: 0; WINTER - CERTAIN 2027-28: 0; WINTER - CERTAIN 2028-29: 0
Cancelled | US |  |  |  | 13INR0041 |  | Blue Summit II Windfarm | WT | WND |  | Wind | n/a |  | 300 | 42 | 60 | SUMMER - CERTAIN 2018: 0; SUMMER - CERTAIN 2019: 0; SUMMER - CERTAIN 2020: 0; SUMMER - CERTAIN 2021: 0; SUMMER - CERTAIN 2022: 0; SUMMER - CERTAIN 2023: 0; SUMMER - CERTAIN 2024: 0; SUMMER - CERTAIN 2025: 0; SUMMER - CERTAIN 2026: 0; SUMMER - CERTAIN 2027: 0; SUMMER - CERTAIN 2028: 0; WINTER - CERTAIN 2018-19: 0; WINTER - CERTAIN 2019-20: 0; WINTER - CERTAIN 2020-21: 0; WINTER - CERTAIN 2021-22: 0; WINTER - CERTAIN 2022-23: 0; WINTER - CERTAIN 2023-24: 0; WINTER - CERTAIN 2024-25: 0; WINTER - CERTAIN 2025-26: 0; WINTER - CERTAIN 2026-27: 0; WINTER - CERTAIN 2027-28: 0; WINTER - CERTAIN 2028-29: 0
Cancelled | US |  |  |  | 13INR0042 |  | Solar Star II - Gage | PV | SUN |  | Solar | n/a |  | 30 | 22.5 | 3.6 | SUMMER - CERTAIN 2018: 0; SUMMER - CERTAIN 2019: 0; SUMMER - CERTAIN 2020: 0; SUMMER - CERTAIN 2021: 0; SUMMER - CERTAIN 2022: 0; SUMMER - CERTAIN 2023: 0; SUMMER - CERTAIN 2024: 0; SUMMER - CERTAIN 2025: 0; SUMMER - CERTAIN 2026: 0; SUMMER - CERTAIN 2027: 0; SUMMER - CERTAIN 2028: 0; WINTER - CERTAIN 2018-19: 0; WINTER - CERTAIN 2019-20: 0; WINTER - CERTAIN 2020-21: 0; WINTER - CERTAIN 2021-22: 0; WINTER - CERTAIN 2022-23: 0; WINTER - CERTAIN 2023-24: 0; WINTER - CERTAIN 2024-25: 0; WINTER - CERTAIN 2025-26: 0; WINTER - CERTAIN 2026-27: 0; WINTER - CERTAIN 2027-28: 0; WINTER - CERTAIN 2028-29: 0
Cancelled | US |  |  |  | 13INR0043 |  | Solar Star III - Baxter | PV | SUN |  | Solar | n/a |  | 30 | 22.5 | 3.6 | SUMMER - CERTAIN 2018: 0; SUMMER - CERTAIN 2019: 0; SUMMER - CERTAIN 2020: 0; SUMMER - CERTAIN 2021: 0; SUMMER - CERTAIN 2022: 0; SUMMER - CERTAIN 2023: 0; SUMMER - CERTAIN 2024: 0; SUMMER - CERTAIN 2025: 0; SUMMER - CERTAIN 2026: 0; SUMMER - CERTAIN 2027: 0; SUMMER - CERTAIN 2028: 0; WINTER - CERTAIN 2018-19: 0; WINTER - CERTAIN 2019-20: 0; WINTER - CERTAIN 2020-21: 0; WINTER - CERTAIN 2021-22: 0; WINTER - CERTAIN 2022-23: 0; WINTER - CERTAIN 2023-24: 0; WINTER - CERTAIN 2024-25: 0; WINTER - CERTAIN 2025-26: 0; WINTER - CERTAIN 2026-27: 0; WINTER - CERTAIN 2027-28: 0; WINTER - CERTAIN 2028-29: 0
Cancelled | US |  |  |  | 13INR0044 |  | Los Vientos Phase III | WT | WND |  | Wind | n/a |  | 400 | 56 | 80 | SUMMER - CERTAIN 2018: 0; SUMMER - CERTAIN 2019: 0; SUMMER - CERTAIN 2020: 0; SUMMER - CERTAIN 2021: 0; SUMMER - CERTAIN 2022: 0; SUMMER - CERTAIN 2023: 0; SUMMER - CERTAIN 2024: 0; SUMMER - CERTAIN 2025: 0; SUMMER - CERTAIN 2026: 0; SUMMER - CERTAIN 2027: 0; SUMMER - CERTAIN 2028: 0; WINTER - CERTAIN 2018-19: 0; WINTER - CERTAIN 2019-20: 0; WINTER - CERTAIN 2020-21: 0; WINTER - CERTAIN 2021-22: 0; WINTER - CERTAIN 2022-23: 0; WINTER - CERTAIN 2023-24: 0; WINTER - CERTAIN 2024-25: 0; WINTER - CERTAIN 2025-26: 0; WINTER - CERTAIN 2026-27: 0; WINTER - CERTAIN 2027-28: 0; WINTER - CERTAIN 2028-29: 0
Cancelled | US | 1575106 | 59243 | CHAN1 | 13INR0045 | Changing Winds | Changing Winds | WT | WND |  | Wind | n/a |  | 288 | 40.32 | 57.6 | SUMMER - CERTAIN 2018: 0; SUMMER - CERTAIN 2019: 0; SUMMER - CERTAIN 2020: 0; SUMMER - CERTAIN 2021: 0; SUMMER - CERTAIN 2022: 0; SUMMER - CERTAIN 2023: 0; SUMMER - CERTAIN 2024: 0; SUMMER - CERTAIN 2025: 0; SUMMER - CERTAIN 2026: 0; SUMMER - CERTAIN 2027: 0; SUMMER - CERTAIN 2028: 0; WINTER - CERTAIN 2018-19: 0; WINTER - CERTAIN 2019-20: 0; WINTER - CERTAIN 2020-21: 0; WINTER - CERTAIN 2021-22: 0; WINTER - CERTAIN 2022-23: 0; WINTER - CERTAIN 2023-24: 0; WINTER - CERTAIN 2024-25: 0; WINTER - CERTAIN 2025-26: 0; WINTER - CERTAIN 2026-27: 0; WINTER - CERTAIN 2027-28: 0; WINTER - CERTAIN 2028-29: 0
Cancelled | US |  |  |  | 13INR0046 |  | Limestone Wind Farm | WT | WND |  | Wind | n/a |  | 71 | 9.94 | 14.2 | SUMMER - CERTAIN 2018: 0; SUMMER - CERTAIN 2019: 0; SUMMER - CERTAIN 2020: 0; SUMMER - CERTAIN 2021: 0; SUMMER - CERTAIN 2022: 0; SUMMER - CERTAIN 2023: 0; SUMMER - CERTAIN 2024: 0; SUMMER - CERTAIN 2025: 0; SUMMER - CERTAIN 2026: 0; SUMMER - CERTAIN 2027: 0; SUMMER - CERTAIN 2028: 0; WINTER - CERTAIN 2018-19: 0; WINTER - CERTAIN 2019-20: 0; WINTER - CERTAIN 2020-21: 0; WINTER - CERTAIN 2021-22: 0; WINTER - CERTAIN 2022-23: 0; WINTER - CERTAIN 2023-24: 0; WINTER - CERTAIN 2024-25: 0; WINTER - CERTAIN 2025-26: 0; WINTER - CERTAIN 2026-27: 0; WINTER - CERTAIN 2027-28: 0; WINTER - CERTAIN 2028-29: 0
Cancelled | US |  |  |  | 13INR0047 |  | Wolf Ridge Solar | PV | SUN |  | Solar | n/a |  | 20 | 15 | 2.4 | SUMMER - CERTAIN 2018: 0; SUMMER - CERTAIN 2019: 0; SUMMER - CERTAIN 2020: 0; SUMMER - CERTAIN 2021: 0; SUMMER - CERTAIN 2022: 0; SUMMER - CERTAIN 2023: 0; SUMMER - CERTAIN 2024: 0; SUMMER - CERTAIN 2025: 0; SUMMER - CERTAIN 2026: 0; SUMMER - CERTAIN 2027: 0; SUMMER - CERTAIN 2028: 0; WINTER - CERTAIN 2018-19: 0; WINTER - CERTAIN 2019-20: 0; WINTER - CERTAIN 2020-21: 0; WINTER - CERTAIN 2021-22: 0; WINTER - CERTAIN 2022-23: 0; WINTER - CERTAIN 2023-24: 0; WINTER - CERTAIN 2024-25: 0; WINTER - CERTAIN 2025-26: 0; WINTER - CERTAIN 2026-27: 0; WINTER - CERTAIN 2027-28: 0; WINTER - CERTAIN 2028-29: 0
Cancelled | US |  |  |  | 13INR0051 |  | Palmas Altas Wind | WT | WND |  | Wind | n/a |  | 67 | 39.53 | 28.81 | SUMMER - CERTAIN 2018: 0; SUMMER - CERTAIN 2019: 0; SUMMER - CERTAIN 2020: 0; SUMMER - CERTAIN 2021: 0; SUMMER - CERTAIN 2022: 0; SUMMER - CERTAIN 2023: 0; SUMMER - CERTAIN 2024: 0; SUMMER - CERTAIN 2025: 0; SUMMER - CERTAIN 2026: 0; SUMMER - CERTAIN 2027: 0; SUMMER - CERTAIN 2028: 0; WINTER - CERTAIN 2018-19: 0; WINTER - CERTAIN 2019-20: 0; WINTER - CERTAIN 2020-21: 0; WINTER - CERTAIN 2021-22: 0; WINTER - CERTAIN 2022-23: 0; WINTER - CERTAIN 2023-24: 0; WINTER - CERTAIN 2024-25: 0; WINTER - CERTAIN 2025-26: 0; WINTER - CERTAIN 2026-27: 0; WINTER - CERTAIN 2027-28: 0; WINTER - CERTAIN 2028-29: 0
Cancelled | US |  |  |  | 13INR0053 |  | Baytown Enerrgy Center Chiller | CC | NG |  | Natural Gas and Other Gases | n/a |  | 90 | 0 | 0 | SUMMER - CERTAIN 2018: 0; SUMMER - CERTAIN 2019: 0; SUMMER - CERTAIN 2020: 0; SUMMER - CERTAIN 2021: 0; SUMMER - CERTAIN 2022: 0; SUMMER - CERTAIN 2023: 0; SUMMER - CERTAIN 2024: 0; SUMMER - CERTAIN 2025: 0; SUMMER - CERTAIN 2026: 0; SUMMER - CERTAIN 2027: 0; SUMMER - CERTAIN 2028: 0; WINTER - CERTAIN 2018-19: 0; WINTER - CERTAIN 2019-20: 0; WINTER - CERTAIN 2020-21: 0; WINTER - CERTAIN 2021-22: 0; WINTER - CERTAIN 2022-23: 0; WINTER - CERTAIN 2023-24: 0; WINTER - CERTAIN 2024-25: 0; WINTER - CERTAIN 2025-26: 0; WINTER - CERTAIN 2026-27: 0; WINTER - CERTAIN 2027-28: 0; WINTER - CERTAIN 2028-29: 0
Cancelled | US |  |  |  | 13INR0054 |  | T2 EF Cogen (Silver Oak Processing) | CC | NG |  | Natural Gas and Other Gases | n/a |  | 25 | 25 | 25 | SUMMER - CERTAIN 2018: 0; SUMMER - CERTAIN 2019: 0; SUMMER - CERTAIN 2020: 0; SUMMER - CERTAIN 2021: 0; SUMMER - CERTAIN 2022: 0; SUMMER - CERTAIN 2023: 0; SUMMER - CERTAIN 2024: 0; SUMMER - CERTAIN 2025: 0; SUMMER - CERTAIN 2026: 0; SUMMER - CERTAIN 2027: 0; SUMMER - CERTAIN 2028: 0; WINTER - CERTAIN 2018-19: 0; WINTER - CERTAIN 2019-20: 0; WINTER - CERTAIN 2020-21: 0; WINTER - CERTAIN 2021-22: 0; WINTER - CERTAIN 2022-23: 0; WINTER - CERTAIN 2023-24: 0; WINTER - CERTAIN 2024-25: 0; WINTER - CERTAIN 2025-26: 0; WINTER - CERTAIN 2026-27: 0; WINTER - CERTAIN 2027-28: 0; WINTER - CERTAIN 2028-29: 0
Cancelled | US | 1961873 |  |  | 13INR0056b | Fluvanna Renewable 2 | Fluvanna Renewable 2 | WT | WND |  | Wind | n/a |  | 152 | 21.238 | 30.34 | SUMMER - CERTAIN 2018: 0; SUMMER - CERTAIN 2019: 0; SUMMER - CERTAIN 2020: 0; SUMMER - CERTAIN 2021: 0; SUMMER - CERTAIN 2022: 0; SUMMER - CERTAIN 2023: 0; SUMMER - CERTAIN 2024: 0; SUMMER - CERTAIN 2025: 0; SUMMER - CERTAIN 2026: 0; SUMMER - CERTAIN 2027: 0; SUMMER - CERTAIN 2028: 0; WINTER - CERTAIN 2018-19: 0; WINTER - CERTAIN 2019-20: 0; WINTER - CERTAIN 2020-21: 0; WINTER - CERTAIN 2021-22: 0; WINTER - CERTAIN 2022-23: 0; WINTER - CERTAIN 2023-24: 0; WINTER - CERTAIN 2024-25: 0; WINTER - CERTAIN 2025-26: 0; WINTER - CERTAIN 2026-27: 0; WINTER - CERTAIN 2027-28: 0; WINTER - CERTAIN 2028-29: 0
Cancelled | US |  |  |  | 14INR0001 |  | Sherbino Mesa III | WT | WND |  | Wind | n/a |  | 500 | 70 | 100 | SUMMER - CERTAIN 2018: 0; SUMMER - CERTAIN 2019: 0; SUMMER - CERTAIN 2020: 0; SUMMER - CERTAIN 2021: 0; SUMMER - CERTAIN 2022: 0; SUMMER - CERTAIN 2023: 0; SUMMER - CERTAIN 2024: 0; SUMMER - CERTAIN 2025: 0; SUMMER - CERTAIN 2026: 0; SUMMER - CERTAIN 2027: 0; SUMMER - CERTAIN 2028: 0; WINTER - CERTAIN 2018-19: 0; WINTER - CERTAIN 2019-20: 0; WINTER - CERTAIN 2020-21: 0; WINTER - CERTAIN 2021-22: 0; WINTER - CERTAIN 2022-23: 0; WINTER - CERTAIN 2023-24: 0; WINTER - CERTAIN 2024-25: 0; WINTER - CERTAIN 2025-26: 0; WINTER - CERTAIN 2026-27: 0; WINTER - CERTAIN 2027-28: 0; WINTER - CERTAIN 2028-29: 0
Cancelled | US |  |  |  | 14INR0002 |  | Coleto Creek Unit 2 | ST | SUB |  | Coal | n/a |  | 660 | 660 | 660 | SUMMER - CERTAIN 2018: 0; SUMMER - CERTAIN 2019: 0; SUMMER - CERTAIN 2020: 0; SUMMER - CERTAIN 2021: 0; SUMMER - CERTAIN 2022: 0; SUMMER - CERTAIN 2023: 0; SUMMER - CERTAIN 2024: 0; SUMMER - CERTAIN 2025: 0; SUMMER - CERTAIN 2026: 0; SUMMER - CERTAIN 2027: 0; SUMMER - CERTAIN 2028: 0; WINTER - CERTAIN 2018-19: 0; WINTER - CERTAIN 2019-20: 0; WINTER - CERTAIN 2020-21: 0; WINTER - CERTAIN 2021-22: 0; WINTER - CERTAIN 2022-23: 0; WINTER - CERTAIN 2023-24: 0; WINTER - CERTAIN 2024-25: 0; WINTER - CERTAIN 2025-26: 0; WINTER - CERTAIN 2026-27: 0; WINTER - CERTAIN 2027-28: 0; WINTER - CERTAIN 2028-29: 0
Cancelled | US |  |  |  | 14INR0003 |  | Tenaska Trailblazers | ST | SUB |  | Coal | n/a |  | 850 | 850 | 850 | SUMMER - CERTAIN 2018: 0; SUMMER - CERTAIN 2019: 0; SUMMER - CERTAIN 2020: 0; SUMMER - CERTAIN 2021: 0; SUMMER - CERTAIN 2022: 0; SUMMER - CERTAIN 2023: 0; SUMMER - CERTAIN 2024: 0; SUMMER - CERTAIN 2025: 0; SUMMER - CERTAIN 2026: 0; SUMMER - CERTAIN 2027: 0; SUMMER - CERTAIN 2028: 0; WINTER - CERTAIN 2018-19: 0; WINTER - CERTAIN 2019-20: 0; WINTER - CERTAIN 2020-21: 0; WINTER - CERTAIN 2021-22: 0; WINTER - CERTAIN 2022-23: 0; WINTER - CERTAIN 2023-24: 0; WINTER - CERTAIN 2024-25: 0; WINTER - CERTAIN 2025-26: 0; WINTER - CERTAIN 2026-27: 0; WINTER - CERTAIN 2027-28: 0; WINTER - CERTAIN 2028-29: 0
Cancelled | US |  |  |  | 14INR0004 |  | Twin Oaks 3 | ST | SUB |  | Coal | n/a |  | 630 | 630 | 630 | SUMMER - CERTAIN 2018: 0; SUMMER - CERTAIN 2019: 0; SUMMER - CERTAIN 2020: 0; SUMMER - CERTAIN 2021: 0; SUMMER - CERTAIN 2022: 0; SUMMER - CERTAIN 2023: 0; SUMMER - CERTAIN 2024: 0; SUMMER - CERTAIN 2025: 0; SUMMER - CERTAIN 2026: 0; SUMMER - CERTAIN 2027: 0; SUMMER - CERTAIN 2028: 0; WINTER - CERTAIN 2018-19: 0; WINTER - CERTAIN 2019-20: 0; WINTER - CERTAIN 2020-21: 0; WINTER - CERTAIN 2021-22: 0; WINTER - CERTAIN 2022-23: 0; WINTER - CERTAIN 2023-24: 0; WINTER - CERTAIN 2024-25: 0; WINTER - CERTAIN 2025-26: 0; WINTER - CERTAIN 2026-27: 0; WINTER - CERTAIN 2027-28: 0; WINTER - CERTAIN 2028-29: 0
Cancelled | US |  |  |  | 14INR0005 |  | White Stallion Energy Center | ST | SUB |  | Coal | n/a |  | 1200 | 1200 | 1200 | SUMMER - CERTAIN 2018: 0; SUMMER - CERTAIN 2019: 0; SUMMER - CERTAIN 2020: 0; SUMMER - CERTAIN 2021: 0; SUMMER - CERTAIN 2022: 0; SUMMER - CERTAIN 2023: 0; SUMMER - CERTAIN 2024: 0; SUMMER - CERTAIN 2025: 0; SUMMER - CERTAIN 2026: 0; SUMMER - CERTAIN 2027: 0; SUMMER - CERTAIN 2028: 0; WINTER - CERTAIN 2018-19: 0; WINTER - CERTAIN 2019-20: 0; WINTER - CERTAIN 2020-21: 0; WINTER - CERTAIN 2021-22: 0; WINTER - CERTAIN 2022-23: 0; WINTER - CERTAIN 2023-24: 0; WINTER - CERTAIN 2024-25: 0; WINTER - CERTAIN 2025-26: 0; WINTER - CERTAIN 2026-27: 0; WINTER - CERTAIN 2027-28: 0; WINTER - CERTAIN 2028-29: 0
Cancelled | US |  |  |  | 14INR0006 |  | Rio Blanco Windfarm | WT | WND |  | Wind | n/a |  | 151 | 21.14 | 30.2 | SUMMER - CERTAIN 2018: 0; SUMMER - CERTAIN 2019: 0; SUMMER - CERTAIN 2020: 0; SUMMER - CERTAIN 2021: 0; SUMMER - CERTAIN 2022: 0; SUMMER - CERTAIN 2023: 0; SUMMER - CERTAIN 2024: 0; SUMMER - CERTAIN 2025: 0; SUMMER - CERTAIN 2026: 0; SUMMER - CERTAIN 2027: 0; SUMMER - CERTAIN 2028: 0; WINTER - CERTAIN 2018-19: 0; WINTER - CERTAIN 2019-20: 0; WINTER - CERTAIN 2020-21: 0; WINTER - CERTAIN 2021-22: 0; WINTER - CERTAIN 2022-23: 0; WINTER - CERTAIN 2023-24: 0; WINTER - CERTAIN 2024-25: 0; WINTER - CERTAIN 2025-26: 0; WINTER - CERTAIN 2026-27: 0; WINTER - CERTAIN 2027-28: 0; WINTER - CERTAIN 2028-29: 0
Cancelled | US |  |  |  | 14INR0007 |  | Pease River Wind | WT | WND |  | Wind | n/a |  | 150 | 21 | 30 | SUMMER - CERTAIN 2018: 0; SUMMER - CERTAIN 2019: 0; SUMMER - CERTAIN 2020: 0; SUMMER - CERTAIN 2021: 0; SUMMER - CERTAIN 2022: 0; SUMMER - CERTAIN 2023: 0; SUMMER - CERTAIN 2024: 0; SUMMER - CERTAIN 2025: 0; SUMMER - CERTAIN 2026: 0; SUMMER - CERTAIN 2027: 0; SUMMER - CERTAIN 2028: 0; WINTER - CERTAIN 2018-19: 0; WINTER - CERTAIN 2019-20: 0; WINTER - CERTAIN 2020-21: 0; WINTER - CERTAIN 2021-22: 0; WINTER - CERTAIN 2022-23: 0; WINTER - CERTAIN 2023-24: 0; WINTER - CERTAIN 2024-25: 0; WINTER - CERTAIN 2025-26: 0; WINTER - CERTAIN 2026-27: 0; WINTER - CERTAIN 2027-28: 0; WINTER - CERTAIN 2028-29: 0
Cancelled | US |  |  |  | 14INR0008 |  | Red Lake Wind Generation | WT | WND |  | Wind | n/a |  | 160 | 22.4 | 32 | SUMMER - CERTAIN 2018: 0; SUMMER - CERTAIN 2019: 0; SUMMER - CERTAIN 2020: 0; SUMMER - CERTAIN 2021: 0; SUMMER - CERTAIN 2022: 0; SUMMER - CERTAIN 2023: 0; SUMMER - CERTAIN 2024: 0; SUMMER - CERTAIN 2025: 0; SUMMER - CERTAIN 2026: 0; SUMMER - CERTAIN 2027: 0; SUMMER - CERTAIN 2028: 0; WINTER - CERTAIN 2018-19: 0; WINTER - CERTAIN 2019-20: 0; WINTER - CERTAIN 2020-21: 0; WINTER - CERTAIN 2021-22: 0; WINTER - CERTAIN 2022-23: 0; WINTER - CERTAIN 2023-24: 0; WINTER - CERTAIN 2024-25: 0; WINTER - CERTAIN 2025-26: 0; WINTER - CERTAIN 2026-27: 0; WINTER - CERTAIN 2027-28: 0; WINTER - CERTAIN 2028-29: 0
Cancelled | US |  |  |  | 14INR0010 |  | Comanche Mesa | WT | WND |  | Wind | n/a |  | 300 | 42 | 60 | SUMMER - CERTAIN 2018: 0; SUMMER - CERTAIN 2019: 0; SUMMER - CERTAIN 2020: 0; SUMMER - CERTAIN 2021: 0; SUMMER - CERTAIN 2022: 0; SUMMER - CERTAIN 2023: 0; SUMMER - CERTAIN 2024: 0; SUMMER - CERTAIN 2025: 0; SUMMER - CERTAIN 2026: 0; SUMMER - CERTAIN 2027: 0; SUMMER - CERTAIN 2028: 0; WINTER - CERTAIN 2018-19: 0; WINTER - CERTAIN 2019-20: 0; WINTER - CERTAIN 2020-21: 0; WINTER - CERTAIN 2021-22: 0; WINTER - CERTAIN 2022-23: 0; WINTER - CERTAIN 2023-24: 0; WINTER - CERTAIN 2024-25: 0; WINTER - CERTAIN 2025-26: 0; WINTER - CERTAIN 2026-27: 0; WINTER - CERTAIN 2027-28: 0; WINTER - CERTAIN 2028-29: 0
Cancelled | US | 1201819 |  |  | 14INR0011 | Chamisa CAES | Chamisa CAES | CE | NG |  | Natural Gas and Other Gases | n/a |  | 270 | 270 | 270 | SUMMER - CERTAIN 2018: 0; SUMMER - CERTAIN 2019: 0; SUMMER - CERTAIN 2020: 0; SUMMER - CERTAIN 2021: 0; SUMMER - CERTAIN 2022: 0; SUMMER - CERTAIN 2023: 0; SUMMER - CERTAIN 2024: 0; SUMMER - CERTAIN 2025: 0; SUMMER - CERTAIN 2026: 0; SUMMER - CERTAIN 2027: 0; SUMMER - CERTAIN 2028: 0; WINTER - CERTAIN 2018-19: 0; WINTER - CERTAIN 2019-20: 0; WINTER - CERTAIN 2020-21: 0; WINTER - CERTAIN 2021-22: 0; WINTER - CERTAIN 2022-23: 0; WINTER - CERTAIN 2023-24: 0; WINTER - CERTAIN 2024-25: 0; WINTER - CERTAIN 2025-26: 0; WINTER - CERTAIN 2026-27: 0; WINTER - CERTAIN 2027-28: 0; WINTER - CERTAIN 2028-29: 0
Cancelled | US |  |  |  | 14INR0012b |  | Miami Wind G3 | WT | WND |  | Wind | n/a |  | 111 | 15.54 | 22.2 | SUMMER - CERTAIN 2018: 0; SUMMER - CERTAIN 2019: 0; SUMMER - CERTAIN 2020: 0; SUMMER - CERTAIN 2021: 0; SUMMER - CERTAIN 2022: 0; SUMMER - CERTAIN 2023: 0; SUMMER - CERTAIN 2024: 0; SUMMER - CERTAIN 2025: 0; SUMMER - CERTAIN 2026: 0; SUMMER - CERTAIN 2027: 0; SUMMER - CERTAIN 2028: 0; WINTER - CERTAIN 2018-19: 0; WINTER - CERTAIN 2019-20: 0; WINTER - CERTAIN 2020-21: 0; WINTER - CERTAIN 2021-22: 0; WINTER - CERTAIN 2022-23: 0; WINTER - CERTAIN 2023-24: 0; WINTER - CERTAIN 2024-25: 0; WINTER - CERTAIN 2025-26: 0; WINTER - CERTAIN 2026-27: 0; WINTER - CERTAIN 2027-28: 0; WINTER - CERTAIN 2028-29: 0
Cancelled | US | 1081265 |  |  | 14INR0014 | West Ranch Solar | West Ranch Solar | PV | SUN |  | Solar | n/a |  | 100 | 75 | 12 | SUMMER - CERTAIN 2018: 0; SUMMER - CERTAIN 2019: 0; SUMMER - CERTAIN 2020: 0; SUMMER - CERTAIN 2021: 0; SUMMER - CERTAIN 2022: 0; SUMMER - CERTAIN 2023: 0; SUMMER - CERTAIN 2024: 0; SUMMER - CERTAIN 2025: 0; SUMMER - CERTAIN 2026: 0; SUMMER - CERTAIN 2027: 0; SUMMER - CERTAIN 2028: 0; WINTER - CERTAIN 2018-19: 0; WINTER - CERTAIN 2019-20: 0; WINTER - CERTAIN 2020-21: 0; WINTER - CERTAIN 2021-22: 0; WINTER - CERTAIN 2022-23: 0; WINTER - CERTAIN 2023-24: 0; WINTER - CERTAIN 2024-25: 0; WINTER - CERTAIN 2025-26: 0; WINTER - CERTAIN 2026-27: 0; WINTER - CERTAIN 2027-28: 0; WINTER - CERTAIN 2028-29: 0
Cancelled | US |  |  |  | 14INR0017 |  | Channel Energy Center 345kV CT | CC | NG |  | Natural Gas and Other Gases | n/a |  | 190 | 190 | 190 | SUMMER - CERTAIN 2018: 0; SUMMER - CERTAIN 2019: 0; SUMMER - CERTAIN 2020: 0; SUMMER - CERTAIN 2021: 0; SUMMER - CERTAIN 2022: 0; SUMMER - CERTAIN 2023: 0; SUMMER - CERTAIN 2024: 0; SUMMER - CERTAIN 2025: 0; SUMMER - CERTAIN 2026: 0; SUMMER - CERTAIN 2027: 0; SUMMER - CERTAIN 2028: 0; WINTER - CERTAIN 2018-19: 0; WINTER - CERTAIN 2019-20: 0; WINTER - CERTAIN 2020-21: 0; WINTER - CERTAIN 2021-22: 0; WINTER - CERTAIN 2022-23: 0; WINTER - CERTAIN 2023-24: 0; WINTER - CERTAIN 2024-25: 0; WINTER - CERTAIN 2025-26: 0; WINTER - CERTAIN 2026-27: 0; WINTER - CERTAIN 2027-28: 0; WINTER - CERTAIN 2028-29: 0
Cancelled | US |  |  |  | 14INR0018 |  | RE Trent | PV | SUN |  | Solar | n/a |  | 20 | 15 | 2.4 | SUMMER - CERTAIN 2018: 0; SUMMER - CERTAIN 2019: 0; SUMMER - CERTAIN 2020: 0; SUMMER - CERTAIN 2021: 0; SUMMER - CERTAIN 2022: 0; SUMMER - CERTAIN 2023: 0; SUMMER - CERTAIN 2024: 0; SUMMER - CERTAIN 2025: 0; SUMMER - CERTAIN 2026: 0; SUMMER - CERTAIN 2027: 0; SUMMER - CERTAIN 2028: 0; WINTER - CERTAIN 2018-19: 0; WINTER - CERTAIN 2019-20: 0; WINTER - CERTAIN 2020-21: 0; WINTER - CERTAIN 2021-22: 0; WINTER - CERTAIN 2022-23: 0; WINTER - CERTAIN 2023-24: 0; WINTER - CERTAIN 2024-25: 0; WINTER - CERTAIN 2025-26: 0; WINTER - CERTAIN 2026-27: 0; WINTER - CERTAIN 2027-28: 0; WINTER - CERTAIN 2028-29: 0
Cancelled | US |  |  |  | 14INR0019 |  | Los Vientos Phase IV | WT | WND |  | Wind | n/a |  | 400 | 56 | 80 | SUMMER - CERTAIN 2018: 0; SUMMER - CERTAIN 2019: 0; SUMMER - CERTAIN 2020: 0; SUMMER - CERTAIN 2021: 0; SUMMER - CERTAIN 2022: 0; SUMMER - CERTAIN 2023: 0; SUMMER - CERTAIN 2024: 0; SUMMER - CERTAIN 2025: 0; SUMMER - CERTAIN 2026: 0; SUMMER - CERTAIN 2027: 0; SUMMER - CERTAIN 2028: 0; WINTER - CERTAIN 2018-19: 0; WINTER - CERTAIN 2019-20: 0; WINTER - CERTAIN 2020-21: 0; WINTER - CERTAIN 2021-22: 0; WINTER - CERTAIN 2022-23: 0; WINTER - CERTAIN 2023-24: 0; WINTER - CERTAIN 2024-25: 0; WINTER - CERTAIN 2025-26: 0; WINTER - CERTAIN 2026-27: 0; WINTER - CERTAIN 2027-28: 0; WINTER - CERTAIN 2028-29: 0
Cancelled | US |  |  |  | 14INR0020 |  | Cedar Cap Wind | WT | WND |  | Wind | n/a |  | 150 | 21 | 30 | SUMMER - CERTAIN 2018: 0; SUMMER - CERTAIN 2019: 0; SUMMER - CERTAIN 2020: 0; SUMMER - CERTAIN 2021: 0; SUMMER - CERTAIN 2022: 0; SUMMER - CERTAIN 2023: 0; SUMMER - CERTAIN 2024: 0; SUMMER - CERTAIN 2025: 0; SUMMER - CERTAIN 2026: 0; SUMMER - CERTAIN 2027: 0; SUMMER - CERTAIN 2028: 0; WINTER - CERTAIN 2018-19: 0; WINTER - CERTAIN 2019-20: 0; WINTER - CERTAIN 2020-21: 0; WINTER - CERTAIN 2021-22: 0; WINTER - CERTAIN 2022-23: 0; WINTER - CERTAIN 2023-24: 0; WINTER - CERTAIN 2024-25: 0; WINTER - CERTAIN 2025-26: 0; WINTER - CERTAIN 2026-27: 0; WINTER - CERTAIN 2027-28: 0; WINTER - CERTAIN 2028-29: 0
Cancelled | US |  |  |  | 14INR0021 |  | Silver Star II | WT | WND |  | Wind | n/a |  | 125 | 17.5 | 25 | SUMMER - CERTAIN 2018: 0; SUMMER - CERTAIN 2019: 0; SUMMER - CERTAIN 2020: 0; SUMMER - CERTAIN 2021: 0; SUMMER - CERTAIN 2022: 0; SUMMER - CERTAIN 2023: 0; SUMMER - CERTAIN 2024: 0; SUMMER - CERTAIN 2025: 0; SUMMER - CERTAIN 2026: 0; SUMMER - CERTAIN 2027: 0; SUMMER - CERTAIN 2028: 0; WINTER - CERTAIN 2018-19: 0; WINTER - CERTAIN 2019-20: 0; WINTER - CERTAIN 2020-21: 0; WINTER - CERTAIN 2021-22: 0; WINTER - CERTAIN 2022-23: 0; WINTER - CERTAIN 2023-24: 0; WINTER - CERTAIN 2024-25: 0; WINTER - CERTAIN 2025-26: 0; WINTER - CERTAIN 2026-27: 0; WINTER - CERTAIN 2027-28: 0; WINTER - CERTAIN 2028-29: 0
Cancelled | US |  |  |  | 14INR0022 |  | Whirl Wind Expansion Project | WT | WND |  | Wind | n/a |  | 361 | 50.54 | 72.2 | SUMMER - CERTAIN 2018: 0; SUMMER - CERTAIN 2019: 0; SUMMER - CERTAIN 2020: 0; SUMMER - CERTAIN 2021: 0; SUMMER - CERTAIN 2022: 0; SUMMER - CERTAIN 2023: 0; SUMMER - CERTAIN 2024: 0; SUMMER - CERTAIN 2025: 0; SUMMER - CERTAIN 2026: 0; SUMMER - CERTAIN 2027: 0; SUMMER - CERTAIN 2028: 0; WINTER - CERTAIN 2018-19: 0; WINTER - CERTAIN 2019-20: 0; WINTER - CERTAIN 2020-21: 0; WINTER - CERTAIN 2021-22: 0; WINTER - CERTAIN 2022-23: 0; WINTER - CERTAIN 2023-24: 0; WINTER - CERTAIN 2024-25: 0; WINTER - CERTAIN 2025-26: 0; WINTER - CERTAIN 2026-27: 0; WINTER - CERTAIN 2027-28: 0; WINTER - CERTAIN 2028-29: 0
Cancelled | US | 1150573 |  |  | 14INR0023b |  | LHORN (Longhorn South W) | WT | WND |  | Wind | n/a |  | 160 | 22.4 | 32 | SUMMER - CERTAIN 2018: 0; SUMMER - CERTAIN 2019: 0; SUMMER - CERTAIN 2020: 0; SUMMER - CERTAIN 2021: 0; SUMMER - CERTAIN 2022: 0; SUMMER - CERTAIN 2023: 0; SUMMER - CERTAIN 2024: 0; SUMMER - CERTAIN 2025: 0; SUMMER - CERTAIN 2026: 0; SUMMER - CERTAIN 2027: 0; SUMMER - CERTAIN 2028: 0; WINTER - CERTAIN 2018-19: 0; WINTER - CERTAIN 2019-20: 0; WINTER - CERTAIN 2020-21: 0; WINTER - CERTAIN 2021-22: 0; WINTER - CERTAIN 2022-23: 0; WINTER - CERTAIN 2023-24: 0; WINTER - CERTAIN 2024-25: 0; WINTER - CERTAIN 2025-26: 0; WINTER - CERTAIN 2026-27: 0; WINTER - CERTAIN 2027-28: 0; WINTER - CERTAIN 2028-29: 0
Cancelled | US |  |  |  | 14INR0025_2 |  | South Plains Wind Energy | WT | WND |  | Wind | n/a |  | 500 | 70 | 100 | SUMMER - CERTAIN 2018: 0; SUMMER - CERTAIN 2019: 0; SUMMER - CERTAIN 2020: 0; SUMMER - CERTAIN 2021: 0; SUMMER - CERTAIN 2022: 0; SUMMER - CERTAIN 2023: 0; SUMMER - CERTAIN 2024: 0; SUMMER - CERTAIN 2025: 0; SUMMER - CERTAIN 2026: 0; SUMMER - CERTAIN 2027: 0; SUMMER - CERTAIN 2028: 0; WINTER - CERTAIN 2018-19: 0; WINTER - CERTAIN 2019-20: 0; WINTER - CERTAIN 2020-21: 0; WINTER - CERTAIN 2021-22: 0; WINTER - CERTAIN 2022-23: 0; WINTER - CERTAIN 2023-24: 0; WINTER - CERTAIN 2024-25: 0; WINTER - CERTAIN 2025-26: 0; WINTER - CERTAIN 2026-27: 0; WINTER - CERTAIN 2027-28: 0; WINTER - CERTAIN 2028-29: 0
Cancelled | US |  |  |  | 14INR0026 |  | Alpine 1 Solar | PV | SUN |  | Solar | n/a |  | 30 | 22.5 | 3.6 | SUMMER - CERTAIN 2018: 0; SUMMER - CERTAIN 2019: 0; SUMMER - CERTAIN 2020: 0; SUMMER - CERTAIN 2021: 0; SUMMER - CERTAIN 2022: 0; SUMMER - CERTAIN 2023: 0; SUMMER - CERTAIN 2024: 0; SUMMER - CERTAIN 2025: 0; SUMMER - CERTAIN 2026: 0; SUMMER - CERTAIN 2027: 0; SUMMER - CERTAIN 2028: 0; WINTER - CERTAIN 2018-19: 0; WINTER - CERTAIN 2019-20: 0; WINTER - CERTAIN 2020-21: 0; WINTER - CERTAIN 2021-22: 0; WINTER - CERTAIN 2022-23: 0; WINTER - CERTAIN 2023-24: 0; WINTER - CERTAIN 2024-25: 0; WINTER - CERTAIN 2025-26: 0; WINTER - CERTAIN 2026-27: 0; WINTER - CERTAIN 2027-28: 0; WINTER - CERTAIN 2028-29: 0
Cancelled | US | 1218158 |  |  | 14INR0027 | Guadalupe II | Guadalupe II | GT | NG |  | Natural Gas and Other Gases | n/a |  | 362 | 336 | 362 | SUMMER - CERTAIN 2018: 0; SUMMER - CERTAIN 2019: 0; SUMMER - CERTAIN 2020: 0; SUMMER - CERTAIN 2021: 0; SUMMER - CERTAIN 2022: 0; SUMMER - CERTAIN 2023: 0; SUMMER - CERTAIN 2024: 0; SUMMER - CERTAIN 2025: 0; SUMMER - CERTAIN 2026: 0; SUMMER - CERTAIN 2027: 0; SUMMER - CERTAIN 2028: 0; WINTER - CERTAIN 2018-19: 0; WINTER - CERTAIN 2019-20: 0; WINTER - CERTAIN 2020-21: 0; WINTER - CERTAIN 2021-22: 0; WINTER - CERTAIN 2022-23: 0; WINTER - CERTAIN 2023-24: 0; WINTER - CERTAIN 2024-25: 0; WINTER - CERTAIN 2025-26: 0; WINTER - CERTAIN 2026-27: 0; WINTER - CERTAIN 2027-28: 0; WINTER - CERTAIN 2028-29: 0
Cancelled | US |  |  |  | 14INR0028 |  | Windwood Wind | WT | WND |  | Wind | n/a |  | 360 | 42 | 60 | SUMMER - CERTAIN 2018: 0; SUMMER - CERTAIN 2019: 0; SUMMER - CERTAIN 2020: 0; SUMMER - CERTAIN 2021: 0; SUMMER - CERTAIN 2022: 0; SUMMER - CERTAIN 2023: 0; SUMMER - CERTAIN 2024: 0; SUMMER - CERTAIN 2025: 0; SUMMER - CERTAIN 2026: 0; SUMMER - CERTAIN 2027: 0; SUMMER - CERTAIN 2028: 0; WINTER - CERTAIN 2018-19: 0; WINTER - CERTAIN 2019-20: 0; WINTER - CERTAIN 2020-21: 0; WINTER - CERTAIN 2021-22: 0; WINTER - CERTAIN 2022-23: 0; WINTER - CERTAIN 2023-24: 0; WINTER - CERTAIN 2024-25: 0; WINTER - CERTAIN 2025-26: 0; WINTER - CERTAIN 2026-27: 0; WINTER - CERTAIN 2027-28: 0; WINTER - CERTAIN 2028-29: 0
Cancelled | US |  |  |  | 14INR0029 |  | Solar Prime TX-2 | PV | SUN |  | Solar | n/a |  | 42 | 31.5 | 5.04 | SUMMER - CERTAIN 2018: 0; SUMMER - CERTAIN 2019: 0; SUMMER - CERTAIN 2020: 0; SUMMER - CERTAIN 2021: 0; SUMMER - CERTAIN 2022: 0; SUMMER - CERTAIN 2023: 0; SUMMER - CERTAIN 2024: 0; SUMMER - CERTAIN 2025: 0; SUMMER - CERTAIN 2026: 0; SUMMER - CERTAIN 2027: 0; SUMMER - CERTAIN 2028: 0; WINTER - CERTAIN 2018-19: 0; WINTER - CERTAIN 2019-20: 0; WINTER - CERTAIN 2020-21: 0; WINTER - CERTAIN 2021-22: 0; WINTER - CERTAIN 2022-23: 0; WINTER - CERTAIN 2023-24: 0; WINTER - CERTAIN 2024-25: 0; WINTER - CERTAIN 2025-26: 0; WINTER - CERTAIN 2026-27: 0; WINTER - CERTAIN 2027-28: 0; WINTER - CERTAIN 2028-29: 0
Cancelled | US |  |  |  | 14INR0030a_1 |  | Panhandle Wind | WT | WND |  | Wind | n/a |  | 322 | 45.08 | 64.4 | SUMMER - CERTAIN 2018: 0; SUMMER - CERTAIN 2019: 0; SUMMER - CERTAIN 2020: 0; SUMMER - CERTAIN 2021: 0; SUMMER - CERTAIN 2022: 0; SUMMER - CERTAIN 2023: 0; SUMMER - CERTAIN 2024: 0; SUMMER - CERTAIN 2025: 0; SUMMER - CERTAIN 2026: 0; SUMMER - CERTAIN 2027: 0; SUMMER - CERTAIN 2028: 0; WINTER - CERTAIN 2018-19: 0; WINTER - CERTAIN 2019-20: 0; WINTER - CERTAIN 2020-21: 0; WINTER - CERTAIN 2021-22: 0; WINTER - CERTAIN 2022-23: 0; WINTER - CERTAIN 2023-24: 0; WINTER - CERTAIN 2024-25: 0; WINTER - CERTAIN 2025-26: 0; WINTER - CERTAIN 2026-27: 0; WINTER - CERTAIN 2027-28: 0; WINTER - CERTAIN 2028-29: 0
Cancelled | US |  |  |  | 14INR0032b |  | Route66 Wind | WT | WND |  | Wind | n/a |  | 300 | 0 | 60 | SUMMER - CERTAIN 2018: 0; SUMMER - CERTAIN 2019: 0; SUMMER - CERTAIN 2020: 0; SUMMER - CERTAIN 2021: 0; SUMMER - CERTAIN 2022: 0; SUMMER - CERTAIN 2023: 0; SUMMER - CERTAIN 2024: 0; SUMMER - CERTAIN 2025: 0; SUMMER - CERTAIN 2026: 0; SUMMER - CERTAIN 2027: 0; SUMMER - CERTAIN 2028: 0; WINTER - CERTAIN 2018-19: 0; WINTER - CERTAIN 2019-20: 0; WINTER - CERTAIN 2020-21: 0; WINTER - CERTAIN 2021-22: 0; WINTER - CERTAIN 2022-23: 0; WINTER - CERTAIN 2023-24: 0; WINTER - CERTAIN 2024-25: 0; WINTER - CERTAIN 2025-26: 0; WINTER - CERTAIN 2026-27: 0; WINTER - CERTAIN 2027-28: 0; WINTER - CERTAIN 2028-29: 0
Cancelled | US |  |  |  | 14INR0034 |  | Alpine 1 Solar Option 2 | PV | SUN |  | Solar | n/a |  | 54 | 0 | 6.48 | SUMMER - CERTAIN 2018: 0; SUMMER - CERTAIN 2019: 0; SUMMER - CERTAIN 2020: 0; SUMMER - CERTAIN 2021: 0; SUMMER - CERTAIN 2022: 0; SUMMER - CERTAIN 2023: 0; SUMMER - CERTAIN 2024: 0; SUMMER - CERTAIN 2025: 0; SUMMER - CERTAIN 2026: 0; SUMMER - CERTAIN 2027: 0; SUMMER - CERTAIN 2028: 0; WINTER - CERTAIN 2018-19: 0; WINTER - CERTAIN 2019-20: 0; WINTER - CERTAIN 2020-21: 0; WINTER - CERTAIN 2021-22: 0; WINTER - CERTAIN 2022-23: 0; WINTER - CERTAIN 2023-24: 0; WINTER - CERTAIN 2024-25: 0; WINTER - CERTAIN 2025-26: 0; WINTER - CERTAIN 2026-27: 0; WINTER - CERTAIN 2027-28: 0; WINTER - CERTAIN 2028-29: 0
Cancelled | US |  |  |  | 14INR0035 |  | Solar Prime TX3 | PV | SUN |  | Solar | n/a |  | 40 | 30 | 4.8 | SUMMER - CERTAIN 2018: 0; SUMMER - CERTAIN 2019: 0; SUMMER - CERTAIN 2020: 0; SUMMER - CERTAIN 2021: 0; SUMMER - CERTAIN 2022: 0; SUMMER - CERTAIN 2023: 0; SUMMER - CERTAIN 2024: 0; SUMMER - CERTAIN 2025: 0; SUMMER - CERTAIN 2026: 0; SUMMER - CERTAIN 2027: 0; SUMMER - CERTAIN 2028: 0; WINTER - CERTAIN 2018-19: 0; WINTER - CERTAIN 2019-20: 0; WINTER - CERTAIN 2020-21: 0; WINTER - CERTAIN 2021-22: 0; WINTER - CERTAIN 2022-23: 0; WINTER - CERTAIN 2023-24: 0; WINTER - CERTAIN 2024-25: 0; WINTER - CERTAIN 2025-26: 0; WINTER - CERTAIN 2026-27: 0; WINTER - CERTAIN 2027-28: 0; WINTER - CERTAIN 2028-29: 0
Cancelled | US |  |  |  | 14INR0036 |  | WTS 1 Solar | PV | SUN |  | Solar | n/a |  | 150 | 112.5 | 18 | SUMMER - CERTAIN 2018: 0; SUMMER - CERTAIN 2019: 0; SUMMER - CERTAIN 2020: 0; SUMMER - CERTAIN 2021: 0; SUMMER - CERTAIN 2022: 0; SUMMER - CERTAIN 2023: 0; SUMMER - CERTAIN 2024: 0; SUMMER - CERTAIN 2025: 0; SUMMER - CERTAIN 2026: 0; SUMMER - CERTAIN 2027: 0; SUMMER - CERTAIN 2028: 0; WINTER - CERTAIN 2018-19: 0; WINTER - CERTAIN 2019-20: 0; WINTER - CERTAIN 2020-21: 0; WINTER - CERTAIN 2021-22: 0; WINTER - CERTAIN 2022-23: 0; WINTER - CERTAIN 2023-24: 0; WINTER - CERTAIN 2024-25: 0; WINTER - CERTAIN 2025-26: 0; WINTER - CERTAIN 2026-27: 0; WINTER - CERTAIN 2027-28: 0; WINTER - CERTAIN 2028-29: 0
Cancelled | US |  |  |  | 14INR0037 |  | FAS 1 Solar | PV | SUN |  | Solar | n/a |  | 150 | 112.5 | 18 | SUMMER - CERTAIN 2018: 0; SUMMER - CERTAIN 2019: 0; SUMMER - CERTAIN 2020: 0; SUMMER - CERTAIN 2021: 0; SUMMER - CERTAIN 2022: 0; SUMMER - CERTAIN 2023: 0; SUMMER - CERTAIN 2024: 0; SUMMER - CERTAIN 2025: 0; SUMMER - CERTAIN 2026: 0; SUMMER - CERTAIN 2027: 0; SUMMER - CERTAIN 2028: 0; WINTER - CERTAIN 2018-19: 0; WINTER - CERTAIN 2019-20: 0; WINTER - CERTAIN 2020-21: 0; WINTER - CERTAIN 2021-22: 0; WINTER - CERTAIN 2022-23: 0; WINTER - CERTAIN 2023-24: 0; WINTER - CERTAIN 2024-25: 0; WINTER - CERTAIN 2025-26: 0; WINTER - CERTAIN 2026-27: 0; WINTER - CERTAIN 2027-28: 0; WINTER - CERTAIN 2028-29: 0
Cancelled | US |  |  |  | 14INR0042 |  | Mariah Solar I | PV | SUN |  | Solar | n/a |  | 80 | 0 | 9.6 | SUMMER - CERTAIN 2018: 0; SUMMER - CERTAIN 2019: 0; SUMMER - CERTAIN 2020: 0; SUMMER - CERTAIN 2021: 0; SUMMER - CERTAIN 2022: 0; SUMMER - CERTAIN 2023: 0; SUMMER - CERTAIN 2024: 0; SUMMER - CERTAIN 2025: 0; SUMMER - CERTAIN 2026: 0; SUMMER - CERTAIN 2027: 0; SUMMER - CERTAIN 2028: 0; WINTER - CERTAIN 2018-19: 0; WINTER - CERTAIN 2019-20: 0; WINTER - CERTAIN 2020-21: 0; WINTER - CERTAIN 2021-22: 0; WINTER - CERTAIN 2022-23: 0; WINTER - CERTAIN 2023-24: 0; WINTER - CERTAIN 2024-25: 0; WINTER - CERTAIN 2025-26: 0; WINTER - CERTAIN 2026-27: 0; WINTER - CERTAIN 2027-28: 0; WINTER - CERTAIN 2028-29: 0
Cancelled | US |  |  |  | 14INR0043 |  | Panther Creek S 1 | PV | SUN |  | Solar | n/a |  | 40 | 30 | 4.8 | SUMMER - CERTAIN 2018: 0; SUMMER - CERTAIN 2019: 0; SUMMER - CERTAIN 2020: 0; SUMMER - CERTAIN 2021: 0; SUMMER - CERTAIN 2022: 0; SUMMER - CERTAIN 2023: 0; SUMMER - CERTAIN 2024: 0; SUMMER - CERTAIN 2025: 0; SUMMER - CERTAIN 2026: 0; SUMMER - CERTAIN 2027: 0; SUMMER - CERTAIN 2028: 0; WINTER - CERTAIN 2018-19: 0; WINTER - CERTAIN 2019-20: 0; WINTER - CERTAIN 2020-21: 0; WINTER - CERTAIN 2021-22: 0; WINTER - CERTAIN 2022-23: 0; WINTER - CERTAIN 2023-24: 0; WINTER - CERTAIN 2024-25: 0; WINTER - CERTAIN 2025-26: 0; WINTER - CERTAIN 2026-27: 0; WINTER - CERTAIN 2027-28: 0; WINTER - CERTAIN 2028-29: 0
Cancelled | US |  |  |  | 14INR0046 |  | Mesquite Star Wind Farm | WT | WND |  | Wind | n/a |  | 147 | 0 | 29.4 | SUMMER - CERTAIN 2018: 0; SUMMER - CERTAIN 2019: 0; SUMMER - CERTAIN 2020: 0; SUMMER - CERTAIN 2021: 0; SUMMER - CERTAIN 2022: 0; SUMMER - CERTAIN 2023: 0; SUMMER - CERTAIN 2024: 0; SUMMER - CERTAIN 2025: 0; SUMMER - CERTAIN 2026: 0; SUMMER - CERTAIN 2027: 0; SUMMER - CERTAIN 2028: 0; WINTER - CERTAIN 2018-19: 0; WINTER - CERTAIN 2019-20: 0; WINTER - CERTAIN 2020-21: 0; WINTER - CERTAIN 2021-22: 0; WINTER - CERTAIN 2022-23: 0; WINTER - CERTAIN 2023-24: 0; WINTER - CERTAIN 2024-25: 0; WINTER - CERTAIN 2025-26: 0; WINTER - CERTAIN 2026-27: 0; WINTER - CERTAIN 2027-28: 0; WINTER - CERTAIN 2028-29: 0
Cancelled | US | 1702111 |  |  | 14INR0048_1 | Blue Summit W 2 | Blue Summit W 2 | WT | WND |  | Wind | n/a |  | 114 | 15.96 | 22.8 | SUMMER - CERTAIN 2018: 0; SUMMER - CERTAIN 2019: 0; SUMMER - CERTAIN 2020: 0; SUMMER - CERTAIN 2021: 0; SUMMER - CERTAIN 2022: 0; SUMMER - CERTAIN 2023: 0; SUMMER - CERTAIN 2024: 0; SUMMER - CERTAIN 2025: 0; SUMMER - CERTAIN 2026: 0; SUMMER - CERTAIN 2027: 0; SUMMER - CERTAIN 2028: 0; WINTER - CERTAIN 2018-19: 0; WINTER - CERTAIN 2019-20: 0; WINTER - CERTAIN 2020-21: 0; WINTER - CERTAIN 2021-22: 0; WINTER - CERTAIN 2022-23: 0; WINTER - CERTAIN 2023-24: 0; WINTER - CERTAIN 2024-25: 0; WINTER - CERTAIN 2025-26: 0; WINTER - CERTAIN 2026-27: 0; WINTER - CERTAIN 2027-28: 0; WINTER - CERTAIN 2028-29: 0
Cancelled | US |  |  |  | 14INR0048_2 |  | Blue Summit 2 | WT | WND |  | Wind | n/a |  | 250 | 35 | 50 | SUMMER - CERTAIN 2018: 0; SUMMER - CERTAIN 2019: 0; SUMMER - CERTAIN 2020: 0; SUMMER - CERTAIN 2021: 0; SUMMER - CERTAIN 2022: 0; SUMMER - CERTAIN 2023: 0; SUMMER - CERTAIN 2024: 0; SUMMER - CERTAIN 2025: 0; SUMMER - CERTAIN 2026: 0; SUMMER - CERTAIN 2027: 0; SUMMER - CERTAIN 2028: 0; WINTER - CERTAIN 2018-19: 0; WINTER - CERTAIN 2019-20: 0; WINTER - CERTAIN 2020-21: 0; WINTER - CERTAIN 2021-22: 0; WINTER - CERTAIN 2022-23: 0; WINTER - CERTAIN 2023-24: 0; WINTER - CERTAIN 2024-25: 0; WINTER - CERTAIN 2025-26: 0; WINTER - CERTAIN 2026-27: 0; WINTER - CERTAIN 2027-28: 0; WINTER - CERTAIN 2028-29: 0
Cancelled | US |  |  |  | 14INR0049_1 |  | Keechi Wind Energy Center 345 kV | WT | WND |  | Wind | n/a |  | 102 | 14.28 | 20.4 | SUMMER - CERTAIN 2018: 0; SUMMER - CERTAIN 2019: 0; SUMMER - CERTAIN 2020: 0; SUMMER - CERTAIN 2021: 0; SUMMER - CERTAIN 2022: 0; SUMMER - CERTAIN 2023: 0; SUMMER - CERTAIN 2024: 0; SUMMER - CERTAIN 2025: 0; SUMMER - CERTAIN 2026: 0; SUMMER - CERTAIN 2027: 0; SUMMER - CERTAIN 2028: 0; WINTER - CERTAIN 2018-19: 0; WINTER - CERTAIN 2019-20: 0; WINTER - CERTAIN 2020-21: 0; WINTER - CERTAIN 2021-22: 0; WINTER - CERTAIN 2022-23: 0; WINTER - CERTAIN 2023-24: 0; WINTER - CERTAIN 2024-25: 0; WINTER - CERTAIN 2025-26: 0; WINTER - CERTAIN 2026-27: 0; WINTER - CERTAIN 2027-28: 0; WINTER - CERTAIN 2028-29: 0
Cancelled | US |  |  |  | 14INR0050 |  | Uvalde Solar | PV | SUN |  | Solar | n/a |  | 40 | 30 | 4.8 | SUMMER - CERTAIN 2018: 0; SUMMER - CERTAIN 2019: 0; SUMMER - CERTAIN 2020: 0; SUMMER - CERTAIN 2021: 0; SUMMER - CERTAIN 2022: 0; SUMMER - CERTAIN 2023: 0; SUMMER - CERTAIN 2024: 0; SUMMER - CERTAIN 2025: 0; SUMMER - CERTAIN 2026: 0; SUMMER - CERTAIN 2027: 0; SUMMER - CERTAIN 2028: 0; WINTER - CERTAIN 2018-19: 0; WINTER - CERTAIN 2019-20: 0; WINTER - CERTAIN 2020-21: 0; WINTER - CERTAIN 2021-22: 0; WINTER - CERTAIN 2022-23: 0; WINTER - CERTAIN 2023-24: 0; WINTER - CERTAIN 2024-25: 0; WINTER - CERTAIN 2025-26: 0; WINTER - CERTAIN 2026-27: 0; WINTER - CERTAIN 2027-28: 0; WINTER - CERTAIN 2028-29: 0
Cancelled | US |  |  |  | 14INR0051 |  | RDEG Roaring Springs Wind Farm | WT | WND |  | Wind | n/a |  | 150 | 21 | 30 | SUMMER - CERTAIN 2018: 0; SUMMER - CERTAIN 2019: 0; SUMMER - CERTAIN 2020: 0; SUMMER - CERTAIN 2021: 0; SUMMER - CERTAIN 2022: 0; SUMMER - CERTAIN 2023: 0; SUMMER - CERTAIN 2024: 0; SUMMER - CERTAIN 2025: 0; SUMMER - CERTAIN 2026: 0; SUMMER - CERTAIN 2027: 0; SUMMER - CERTAIN 2028: 0; WINTER - CERTAIN 2018-19: 0; WINTER - CERTAIN 2019-20: 0; WINTER - CERTAIN 2020-21: 0; WINTER - CERTAIN 2021-22: 0; WINTER - CERTAIN 2022-23: 0; WINTER - CERTAIN 2023-24: 0; WINTER - CERTAIN 2024-25: 0; WINTER - CERTAIN 2025-26: 0; WINTER - CERTAIN 2026-27: 0; WINTER - CERTAIN 2027-28: 0; WINTER - CERTAIN 2028-29: 0
Cancelled | US |  |  |  | 14INR0052 |  | Jensen Wind Energy Project | WT | WND |  | Wind | n/a |  | 150 | 21 | 30 | SUMMER - CERTAIN 2018: 0; SUMMER - CERTAIN 2019: 0; SUMMER - CERTAIN 2020: 0; SUMMER - CERTAIN 2021: 0; SUMMER - CERTAIN 2022: 0; SUMMER - CERTAIN 2023: 0; SUMMER - CERTAIN 2024: 0; SUMMER - CERTAIN 2025: 0; SUMMER - CERTAIN 2026: 0; SUMMER - CERTAIN 2027: 0; SUMMER - CERTAIN 2028: 0; WINTER - CERTAIN 2018-19: 0; WINTER - CERTAIN 2019-20: 0; WINTER - CERTAIN 2020-21: 0; WINTER - CERTAIN 2021-22: 0; WINTER - CERTAIN 2022-23: 0; WINTER - CERTAIN 2023-24: 0; WINTER - CERTAIN 2024-25: 0; WINTER - CERTAIN 2025-26: 0; WINTER - CERTAIN 2026-27: 0; WINTER - CERTAIN 2027-28: 0; WINTER - CERTAIN 2028-29: 0
Cancelled | US |  |  |  | 14INR0054 |  | Rolling Plains Wind Farm | WT | WND |  | Wind | n/a |  | 300 | 42 | 60 | SUMMER - CERTAIN 2018: 0; SUMMER - CERTAIN 2019: 0; SUMMER - CERTAIN 2020: 0; SUMMER - CERTAIN 2021: 0; SUMMER - CERTAIN 2022: 0; SUMMER - CERTAIN 2023: 0; SUMMER - CERTAIN 2024: 0; SUMMER - CERTAIN 2025: 0; SUMMER - CERTAIN 2026: 0; SUMMER - CERTAIN 2027: 0; SUMMER - CERTAIN 2028: 0; WINTER - CERTAIN 2018-19: 0; WINTER - CERTAIN 2019-20: 0; WINTER - CERTAIN 2020-21: 0; WINTER - CERTAIN 2021-22: 0; WINTER - CERTAIN 2022-23: 0; WINTER - CERTAIN 2023-24: 0; WINTER - CERTAIN 2024-25: 0; WINTER - CERTAIN 2025-26: 0; WINTER - CERTAIN 2026-27: 0; WINTER - CERTAIN 2027-28: 0; WINTER - CERTAIN 2028-29: 0
Cancelled | US |  |  |  | 14INR0055 |  | Payne Mountain 138 kV | WT | WND |  | Wind | n/a |  | 101 | 0 | 20.2 | SUMMER - CERTAIN 2018: 0; SUMMER - CERTAIN 2019: 0; SUMMER - CERTAIN 2020: 0; SUMMER - CERTAIN 2021: 0; SUMMER - CERTAIN 2022: 0; SUMMER - CERTAIN 2023: 0; SUMMER - CERTAIN 2024: 0; SUMMER - CERTAIN 2025: 0; SUMMER - CERTAIN 2026: 0; SUMMER - CERTAIN 2027: 0; SUMMER - CERTAIN 2028: 0; WINTER - CERTAIN 2018-19: 0; WINTER - CERTAIN 2019-20: 0; WINTER - CERTAIN 2020-21: 0; WINTER - CERTAIN 2021-22: 0; WINTER - CERTAIN 2022-23: 0; WINTER - CERTAIN 2023-24: 0; WINTER - CERTAIN 2024-25: 0; WINTER - CERTAIN 2025-26: 0; WINTER - CERTAIN 2026-27: 0; WINTER - CERTAIN 2027-28: 0; WINTER - CERTAIN 2028-29: 0
Cancelled | US | 1120968 |  |  | 14INR0056 | Payne Mt 345kV | Payne Mt Wind | WT | WND |  | Wind | n/a |  | 101 | 14.14 | 20.2 | SUMMER - CERTAIN 2018: 0; SUMMER - CERTAIN 2019: 0; SUMMER - CERTAIN 2020: 0; SUMMER - CERTAIN 2021: 0; SUMMER - CERTAIN 2022: 0; SUMMER - CERTAIN 2023: 0; SUMMER - CERTAIN 2024: 0; SUMMER - CERTAIN 2025: 0; SUMMER - CERTAIN 2026: 0; SUMMER - CERTAIN 2027: 0; SUMMER - CERTAIN 2028: 0; WINTER - CERTAIN 2018-19: 0; WINTER - CERTAIN 2019-20: 0; WINTER - CERTAIN 2020-21: 0; WINTER - CERTAIN 2021-22: 0; WINTER - CERTAIN 2022-23: 0; WINTER - CERTAIN 2023-24: 0; WINTER - CERTAIN 2024-25: 0; WINTER - CERTAIN 2025-26: 0; WINTER - CERTAIN 2026-27: 0; WINTER - CERTAIN 2027-28: 0; WINTER - CERTAIN 2028-29: 0
Cancelled | US |  |  |  | 14INR0058 |  | Solar Prime TX-4 | PV | SUN |  | Solar | n/a |  | 100 | 0 | 12 | SUMMER - CERTAIN 2018: 0; SUMMER - CERTAIN 2019: 0; SUMMER - CERTAIN 2020: 0; SUMMER - CERTAIN 2021: 0; SUMMER - CERTAIN 2022: 0; SUMMER - CERTAIN 2023: 0; SUMMER - CERTAIN 2024: 0; SUMMER - CERTAIN 2025: 0; SUMMER - CERTAIN 2026: 0; SUMMER - CERTAIN 2027: 0; SUMMER - CERTAIN 2028: 0; WINTER - CERTAIN 2018-19: 0; WINTER - CERTAIN 2019-20: 0; WINTER - CERTAIN 2020-21: 0; WINTER - CERTAIN 2021-22: 0; WINTER - CERTAIN 2022-23: 0; WINTER - CERTAIN 2023-24: 0; WINTER - CERTAIN 2024-25: 0; WINTER - CERTAIN 2025-26: 0; WINTER - CERTAIN 2026-27: 0; WINTER - CERTAIN 2027-28: 0; WINTER - CERTAIN 2028-29: 0
Cancelled | US |  |  |  | 14INR0061 |  | Mason Mountain Wind and Solar | WT | WND |  | Wind | n/a |  | 150 | 21 | 30 | SUMMER - CERTAIN 2018: 0; SUMMER - CERTAIN 2019: 0; SUMMER - CERTAIN 2020: 0; SUMMER - CERTAIN 2021: 0; SUMMER - CERTAIN 2022: 0; SUMMER - CERTAIN 2023: 0; SUMMER - CERTAIN 2024: 0; SUMMER - CERTAIN 2025: 0; SUMMER - CERTAIN 2026: 0; SUMMER - CERTAIN 2027: 0; SUMMER - CERTAIN 2028: 0; WINTER - CERTAIN 2018-19: 0; WINTER - CERTAIN 2019-20: 0; WINTER - CERTAIN 2020-21: 0; WINTER - CERTAIN 2021-22: 0; WINTER - CERTAIN 2022-23: 0; WINTER - CERTAIN 2023-24: 0; WINTER - CERTAIN 2024-25: 0; WINTER - CERTAIN 2025-26: 0; WINTER - CERTAIN 2026-27: 0; WINTER - CERTAIN 2027-28: 0; WINTER - CERTAIN 2028-29: 0
Cancelled | US |  |  |  | 14INR0063 |  | Raymondville Peaking Facility | CC | NG |  | Natural Gas and Other Gases | n/a |  | 320 | 320 | 320 | SUMMER - CERTAIN 2018: 0; SUMMER - CERTAIN 2019: 0; SUMMER - CERTAIN 2020: 0; SUMMER - CERTAIN 2021: 0; SUMMER - CERTAIN 2022: 0; SUMMER - CERTAIN 2023: 0; SUMMER - CERTAIN 2024: 0; SUMMER - CERTAIN 2025: 0; SUMMER - CERTAIN 2026: 0; SUMMER - CERTAIN 2027: 0; SUMMER - CERTAIN 2028: 0; WINTER - CERTAIN 2018-19: 0; WINTER - CERTAIN 2019-20: 0; WINTER - CERTAIN 2020-21: 0; WINTER - CERTAIN 2021-22: 0; WINTER - CERTAIN 2022-23: 0; WINTER - CERTAIN 2023-24: 0; WINTER - CERTAIN 2024-25: 0; WINTER - CERTAIN 2025-26: 0; WINTER - CERTAIN 2026-27: 0; WINTER - CERTAIN 2027-28: 0; WINTER - CERTAIN 2028-29: 0
Cancelled | US |  |  |  | 14INR0071 |  | Solar Prime TX-5 | PV | SUN |  | Solar | n/a |  | 60 | 45 | 7.2 | SUMMER - CERTAIN 2018: 0; SUMMER - CERTAIN 2019: 0; SUMMER - CERTAIN 2020: 0; SUMMER - CERTAIN 2021: 0; SUMMER - CERTAIN 2022: 0; SUMMER - CERTAIN 2023: 0; SUMMER - CERTAIN 2024: 0; SUMMER - CERTAIN 2025: 0; SUMMER - CERTAIN 2026: 0; SUMMER - CERTAIN 2027: 0; SUMMER - CERTAIN 2028: 0; WINTER - CERTAIN 2018-19: 0; WINTER - CERTAIN 2019-20: 0; WINTER - CERTAIN 2020-21: 0; WINTER - CERTAIN 2021-22: 0; WINTER - CERTAIN 2022-23: 0; WINTER - CERTAIN 2023-24: 0; WINTER - CERTAIN 2024-25: 0; WINTER - CERTAIN 2025-26: 0; WINTER - CERTAIN 2026-27: 0; WINTER - CERTAIN 2027-28: 0; WINTER - CERTAIN 2028-29: 0
Cancelled | US |  |  |  | 14INR0073 |  | GIM Channelview Cogeneration LYCHEM | CC | NG |  | Natural Gas and Other Gases | n/a |  | 192 | 0 | 192 | SUMMER - CERTAIN 2018: 0; SUMMER - CERTAIN 2019: 0; SUMMER - CERTAIN 2020: 0; SUMMER - CERTAIN 2021: 0; SUMMER - CERTAIN 2022: 0; SUMMER - CERTAIN 2023: 0; SUMMER - CERTAIN 2024: 0; SUMMER - CERTAIN 2025: 0; SUMMER - CERTAIN 2026: 0; SUMMER - CERTAIN 2027: 0; SUMMER - CERTAIN 2028: 0; WINTER - CERTAIN 2018-19: 0; WINTER - CERTAIN 2019-20: 0; WINTER - CERTAIN 2020-21: 0; WINTER - CERTAIN 2021-22: 0; WINTER - CERTAIN 2022-23: 0; WINTER - CERTAIN 2023-24: 0; WINTER - CERTAIN 2024-25: 0; WINTER - CERTAIN 2025-26: 0; WINTER - CERTAIN 2026-27: 0; WINTER - CERTAIN 2027-28: 0; WINTER - CERTAIN 2028-29: 0
Cancelled | US | 1769324 |  |  | 14INR0074 | Frame Switch Energy | Frame Switch Energy | GT | NG |  | Natural Gas and Other Gases | n/a |  | 92 | 92.1 | 92 | SUMMER - CERTAIN 2018: 0; SUMMER - CERTAIN 2019: 0; SUMMER - CERTAIN 2020: 0; SUMMER - CERTAIN 2021: 0; SUMMER - CERTAIN 2022: 0; SUMMER - CERTAIN 2023: 0; SUMMER - CERTAIN 2024: 0; SUMMER - CERTAIN 2025: 0; SUMMER - CERTAIN 2026: 0; SUMMER - CERTAIN 2027: 0; SUMMER - CERTAIN 2028: 0; WINTER - CERTAIN 2018-19: 0; WINTER - CERTAIN 2019-20: 0; WINTER - CERTAIN 2020-21: 0; WINTER - CERTAIN 2021-22: 0; WINTER - CERTAIN 2022-23: 0; WINTER - CERTAIN 2023-24: 0; WINTER - CERTAIN 2024-25: 0; WINTER - CERTAIN 2025-26: 0; WINTER - CERTAIN 2026-27: 0; WINTER - CERTAIN 2027-28: 0; WINTER - CERTAIN 2028-29: 0
Cancelled | US |  |  |  | 14INR0075 |  | CHANNELVIEW COGEN CVC | CC | NG |  | Natural Gas and Other Gases | n/a |  | 726 | 0 | 726 | SUMMER - CERTAIN 2018: 0; SUMMER - CERTAIN 2019: 0; SUMMER - CERTAIN 2020: 0; SUMMER - CERTAIN 2021: 0; SUMMER - CERTAIN 2022: 0; SUMMER - CERTAIN 2023: 0; SUMMER - CERTAIN 2024: 0; SUMMER - CERTAIN 2025: 0; SUMMER - CERTAIN 2026: 0; SUMMER - CERTAIN 2027: 0; SUMMER - CERTAIN 2028: 0; WINTER - CERTAIN 2018-19: 0; WINTER - CERTAIN 2019-20: 0; WINTER - CERTAIN 2020-21: 0; WINTER - CERTAIN 2021-22: 0; WINTER - CERTAIN 2022-23: 0; WINTER - CERTAIN 2023-24: 0; WINTER - CERTAIN 2024-25: 0; WINTER - CERTAIN 2025-26: 0; WINTER - CERTAIN 2026-27: 0; WINTER - CERTAIN 2027-28: 0; WINTER - CERTAIN 2028-29: 0
Cancelled | US |  |  |  | 14INR0076 |  | GCWA_Gen_1 | IC | NG |  | Natural Gas and Other Gases | n/a |  | 5 | 5 | 5 | SUMMER - CERTAIN 2018: 0; SUMMER - CERTAIN 2019: 0; SUMMER - CERTAIN 2020: 0; SUMMER - CERTAIN 2021: 0; SUMMER - CERTAIN 2022: 0; SUMMER - CERTAIN 2023: 0; SUMMER - CERTAIN 2024: 0; SUMMER - CERTAIN 2025: 0; SUMMER - CERTAIN 2026: 0; SUMMER - CERTAIN 2027: 0; SUMMER - CERTAIN 2028: 0; WINTER - CERTAIN 2018-19: 0; WINTER - CERTAIN 2019-20: 0; WINTER - CERTAIN 2020-21: 0; WINTER - CERTAIN 2021-22: 0; WINTER - CERTAIN 2022-23: 0; WINTER - CERTAIN 2023-24: 0; WINTER - CERTAIN 2024-25: 0; WINTER - CERTAIN 2025-26: 0; WINTER - CERTAIN 2026-27: 0; WINTER - CERTAIN 2027-28: 0; WINTER - CERTAIN 2028-29: 0
Cancelled | US |  |  |  | 15INR0001 |  | M-Plant | CC | NG |  | Natural Gas and Other Gases | n/a |  | 3000 | 3000 | 3000 | SUMMER - CERTAIN 2018: 0; SUMMER - CERTAIN 2019: 0; SUMMER - CERTAIN 2020: 0; SUMMER - CERTAIN 2021: 0; SUMMER - CERTAIN 2022: 0; SUMMER - CERTAIN 2023: 0; SUMMER - CERTAIN 2024: 0; SUMMER - CERTAIN 2025: 0; SUMMER - CERTAIN 2026: 0; SUMMER - CERTAIN 2027: 0; SUMMER - CERTAIN 2028: 0; WINTER - CERTAIN 2018-19: 0; WINTER - CERTAIN 2019-20: 0; WINTER - CERTAIN 2020-21: 0; WINTER - CERTAIN 2021-22: 0; WINTER - CERTAIN 2022-23: 0; WINTER - CERTAIN 2023-24: 0; WINTER - CERTAIN 2024-25: 0; WINTER - CERTAIN 2025-26: 0; WINTER - CERTAIN 2026-27: 0; WINTER - CERTAIN 2027-28: 0; WINTER - CERTAIN 2028-29: 0
Cancelled | US |  |  |  | 15INR0002 |  | Comanche Peak 3 and 4 | ST | NUC |  | Nuclear | n/a |  | 3200 | 3200 | 3200 | SUMMER - CERTAIN 2018: 0; SUMMER - CERTAIN 2019: 0; SUMMER - CERTAIN 2020: 0; SUMMER - CERTAIN 2021: 0; SUMMER - CERTAIN 2022: 0; SUMMER - CERTAIN 2023: 0; SUMMER - CERTAIN 2024: 0; SUMMER - CERTAIN 2025: 0; SUMMER - CERTAIN 2026: 0; SUMMER - CERTAIN 2027: 0; SUMMER - CERTAIN 2028: 0; WINTER - CERTAIN 2018-19: 0; WINTER - CERTAIN 2019-20: 0; WINTER - CERTAIN 2020-21: 0; WINTER - CERTAIN 2021-22: 0; WINTER - CERTAIN 2022-23: 0; WINTER - CERTAIN 2023-24: 0; WINTER - CERTAIN 2024-25: 0; WINTER - CERTAIN 2025-26: 0; WINTER - CERTAIN 2026-27: 0; WINTER - CERTAIN 2027-28: 0; WINTER - CERTAIN 2028-29: 0
Cancelled | US |  |  |  | 15INR0003 |  | Bay City Nuclear Station | ST | NUC |  | Nuclear | n/a |  | 3200 | 3200 | 3200 | SUMMER - CERTAIN 2018: 0; SUMMER - CERTAIN 2019: 0; SUMMER - CERTAIN 2020: 0; SUMMER - CERTAIN 2021: 0; SUMMER - CERTAIN 2022: 0; SUMMER - CERTAIN 2023: 0; SUMMER - CERTAIN 2024: 0; SUMMER - CERTAIN 2025: 0; SUMMER - CERTAIN 2026: 0; SUMMER - CERTAIN 2027: 0; SUMMER - CERTAIN 2028: 0; WINTER - CERTAIN 2018-19: 0; WINTER - CERTAIN 2019-20: 0; WINTER - CERTAIN 2020-21: 0; WINTER - CERTAIN 2021-22: 0; WINTER - CERTAIN 2022-23: 0; WINTER - CERTAIN 2023-24: 0; WINTER - CERTAIN 2024-25: 0; WINTER - CERTAIN 2025-26: 0; WINTER - CERTAIN 2026-27: 0; WINTER - CERTAIN 2027-28: 0; WINTER - CERTAIN 2028-29: 0
Cancelled | US |  |  |  | 15INR0004 |  | Placedo City Nuclear Station | ST | NUC |  | Nuclear | n/a |  | 3200 | 3200 | 3200 | SUMMER - CERTAIN 2018: 0; SUMMER - CERTAIN 2019: 0; SUMMER - CERTAIN 2020: 0; SUMMER - CERTAIN 2021: 0; SUMMER - CERTAIN 2022: 0; SUMMER - CERTAIN 2023: 0; SUMMER - CERTAIN 2024: 0; SUMMER - CERTAIN 2025: 0; SUMMER - CERTAIN 2026: 0; SUMMER - CERTAIN 2027: 0; SUMMER - CERTAIN 2028: 0; WINTER - CERTAIN 2018-19: 0; WINTER - CERTAIN 2019-20: 0; WINTER - CERTAIN 2020-21: 0; WINTER - CERTAIN 2021-22: 0; WINTER - CERTAIN 2022-23: 0; WINTER - CERTAIN 2023-24: 0; WINTER - CERTAIN 2024-25: 0; WINTER - CERTAIN 2025-26: 0; WINTER - CERTAIN 2026-27: 0; WINTER - CERTAIN 2027-28: 0; WINTER - CERTAIN 2028-29: 0
Cancelled | US |  |  |  | 15INR0005 |  | Jacksonville Nuclear Station | ST | NUC |  | Nuclear | n/a |  | 3200 | 3200 | 3200 | SUMMER - CERTAIN 2018: 0; SUMMER - CERTAIN 2019: 0; SUMMER - CERTAIN 2020: 0; SUMMER - CERTAIN 2021: 0; SUMMER - CERTAIN 2022: 0; SUMMER - CERTAIN 2023: 0; SUMMER - CERTAIN 2024: 0; SUMMER - CERTAIN 2025: 0; SUMMER - CERTAIN 2026: 0; SUMMER - CERTAIN 2027: 0; SUMMER - CERTAIN 2028: 0; WINTER - CERTAIN 2018-19: 0; WINTER - CERTAIN 2019-20: 0; WINTER - CERTAIN 2020-21: 0; WINTER - CERTAIN 2021-22: 0; WINTER - CERTAIN 2022-23: 0; WINTER - CERTAIN 2023-24: 0; WINTER - CERTAIN 2024-25: 0; WINTER - CERTAIN 2025-26: 0; WINTER - CERTAIN 2026-27: 0; WINTER - CERTAIN 2027-28: 0; WINTER - CERTAIN 2028-29: 0
Cancelled | US |  |  |  | 15INR0006 |  | Sealy Nuclear Station | ST | NUC |  | Nuclear | n/a |  | 3200 | 3200 | 3200 | SUMMER - CERTAIN 2018: 0; SUMMER - CERTAIN 2019: 0; SUMMER - CERTAIN 2020: 0; SUMMER - CERTAIN 2021: 0; SUMMER - CERTAIN 2022: 0; SUMMER - CERTAIN 2023: 0; SUMMER - CERTAIN 2024: 0; SUMMER - CERTAIN 2025: 0; SUMMER - CERTAIN 2026: 0; SUMMER - CERTAIN 2027: 0; SUMMER - CERTAIN 2028: 0; WINTER - CERTAIN 2018-19: 0; WINTER - CERTAIN 2019-20: 0; WINTER - CERTAIN 2020-21: 0; WINTER - CERTAIN 2021-22: 0; WINTER - CERTAIN 2022-23: 0; WINTER - CERTAIN 2023-24: 0; WINTER - CERTAIN 2024-25: 0; WINTER - CERTAIN 2025-26: 0; WINTER - CERTAIN 2026-27: 0; WINTER - CERTAIN 2027-28: 0; WINTER - CERTAIN 2028-29: 0
Cancelled | US |  |  |  | 15INR0007 |  | Malakoff Nuclear Station | ST | NUC |  | Nuclear | n/a |  | 3200 | 3200 | 3200 | SUMMER - CERTAIN 2018: 0; SUMMER - CERTAIN 2019: 0; SUMMER - CERTAIN 2020: 0; SUMMER - CERTAIN 2021: 0; SUMMER - CERTAIN 2022: 0; SUMMER - CERTAIN 2023: 0; SUMMER - CERTAIN 2024: 0; SUMMER - CERTAIN 2025: 0; SUMMER - CERTAIN 2026: 0; SUMMER - CERTAIN 2027: 0; SUMMER - CERTAIN 2028: 0; WINTER - CERTAIN 2018-19: 0; WINTER - CERTAIN 2019-20: 0; WINTER - CERTAIN 2020-21: 0; WINTER - CERTAIN 2021-22: 0; WINTER - CERTAIN 2022-23: 0; WINTER - CERTAIN 2023-24: 0; WINTER - CERTAIN 2024-25: 0; WINTER - CERTAIN 2025-26: 0; WINTER - CERTAIN 2026-27: 0; WINTER - CERTAIN 2027-28: 0; WINTER - CERTAIN 2028-29: 0
Cancelled | US |  |  |  | 15INR0008 |  | STP 3 and 4 | ST | NUC |  | Nuclear | n/a |  | 2700 | 2700 | 2700 | SUMMER - CERTAIN 2018: 0; SUMMER - CERTAIN 2019: 0; SUMMER - CERTAIN 2020: 0; SUMMER - CERTAIN 2021: 0; SUMMER - CERTAIN 2022: 0; SUMMER - CERTAIN 2023: 0; SUMMER - CERTAIN 2024: 0; SUMMER - CERTAIN 2025: 0; SUMMER - CERTAIN 2026: 0; SUMMER - CERTAIN 2027: 0; SUMMER - CERTAIN 2028: 0; WINTER - CERTAIN 2018-19: 0; WINTER - CERTAIN 2019-20: 0; WINTER - CERTAIN 2020-21: 0; WINTER - CERTAIN 2021-22: 0; WINTER - CERTAIN 2022-23: 0; WINTER - CERTAIN 2023-24: 0; WINTER - CERTAIN 2024-25: 0; WINTER - CERTAIN 2025-26: 0; WINTER - CERTAIN 2026-27: 0; WINTER - CERTAIN 2027-28: 0; WINTER - CERTAIN 2028-29: 0
Cancelled | US |  |  |  | 15INR0009 |  | Powderhorn Nuclear Station | ST | NUC |  | Nuclear | n/a |  | 3200 | 3200 | 3200 | SUMMER - CERTAIN 2018: 0; SUMMER - CERTAIN 2019: 0; SUMMER - CERTAIN 2020: 0; SUMMER - CERTAIN 2021: 0; SUMMER - CERTAIN 2022: 0; SUMMER - CERTAIN 2023: 0; SUMMER - CERTAIN 2024: 0; SUMMER - CERTAIN 2025: 0; SUMMER - CERTAIN 2026: 0; SUMMER - CERTAIN 2027: 0; SUMMER - CERTAIN 2028: 0; WINTER - CERTAIN 2018-19: 0; WINTER - CERTAIN 2019-20: 0; WINTER - CERTAIN 2020-21: 0; WINTER - CERTAIN 2021-22: 0; WINTER - CERTAIN 2022-23: 0; WINTER - CERTAIN 2023-24: 0; WINTER - CERTAIN 2024-25: 0; WINTER - CERTAIN 2025-26: 0; WINTER - CERTAIN 2026-27: 0; WINTER - CERTAIN 2027-28: 0; WINTER - CERTAIN 2028-29: 0
Cancelled | US |  |  |  | 15INR0010 |  | Sam Rayburn Nuclear Station | ST | NUC |  | Nuclear | n/a |  | 3200 | 3200 | 3200 | SUMMER - CERTAIN 2018: 0; SUMMER - CERTAIN 2019: 0; SUMMER - CERTAIN 2020: 0; SUMMER - CERTAIN 2021: 0; SUMMER - CERTAIN 2022: 0; SUMMER - CERTAIN 2023: 0; SUMMER - CERTAIN 2024: 0; SUMMER - CERTAIN 2025: 0; SUMMER - CERTAIN 2026: 0; SUMMER - CERTAIN 2027: 0; SUMMER - CERTAIN 2028: 0; WINTER - CERTAIN 2018-19: 0; WINTER - CERTAIN 2019-20: 0; WINTER - CERTAIN 2020-21: 0; WINTER - CERTAIN 2021-22: 0; WINTER - CERTAIN 2022-23: 0; WINTER - CERTAIN 2023-24: 0; WINTER - CERTAIN 2024-25: 0; WINTER - CERTAIN 2025-26: 0; WINTER - CERTAIN 2026-27: 0; WINTER - CERTAIN 2027-28: 0; WINTER - CERTAIN 2028-29: 0
Cancelled | US |  |  |  | 15INR0011a |  | Long Draw Energy Project | WT | WND |  | Wind | n/a |  | 112 | 15.68 | 22.4 | SUMMER - CERTAIN 2018: 0; SUMMER - CERTAIN 2019: 0; SUMMER - CERTAIN 2020: 0; SUMMER - CERTAIN 2021: 0; SUMMER - CERTAIN 2022: 0; SUMMER - CERTAIN 2023: 0; SUMMER - CERTAIN 2024: 0; SUMMER - CERTAIN 2025: 0; SUMMER - CERTAIN 2026: 0; SUMMER - CERTAIN 2027: 0; SUMMER - CERTAIN 2028: 0; WINTER - CERTAIN 2018-19: 0; WINTER - CERTAIN 2019-20: 0; WINTER - CERTAIN 2020-21: 0; WINTER - CERTAIN 2021-22: 0; WINTER - CERTAIN 2022-23: 0; WINTER - CERTAIN 2023-24: 0; WINTER - CERTAIN 2024-25: 0; WINTER - CERTAIN 2025-26: 0; WINTER - CERTAIN 2026-27: 0; WINTER - CERTAIN 2027-28: 0; WINTER - CERTAIN 2028-29: 0
Cancelled | US |  |  |  | 15INR0011b |  | Long Draw Energy Project | PV | SUN |  | Solar | n/a |  | 38 | 28.5 | 4.56 | SUMMER - CERTAIN 2018: 0; SUMMER - CERTAIN 2019: 0; SUMMER - CERTAIN 2020: 0; SUMMER - CERTAIN 2021: 0; SUMMER - CERTAIN 2022: 0; SUMMER - CERTAIN 2023: 0; SUMMER - CERTAIN 2024: 0; SUMMER - CERTAIN 2025: 0; SUMMER - CERTAIN 2026: 0; SUMMER - CERTAIN 2027: 0; SUMMER - CERTAIN 2028: 0; WINTER - CERTAIN 2018-19: 0; WINTER - CERTAIN 2019-20: 0; WINTER - CERTAIN 2020-21: 0; WINTER - CERTAIN 2021-22: 0; WINTER - CERTAIN 2022-23: 0; WINTER - CERTAIN 2023-24: 0; WINTER - CERTAIN 2024-25: 0; WINTER - CERTAIN 2025-26: 0; WINTER - CERTAIN 2026-27: 0; WINTER - CERTAIN 2027-28: 0; WINTER - CERTAIN 2028-29: 0
Cancelled | US |  |  |  | 15INR0012 |  | Project Green | CC | NG |  | Natural Gas and Other Gases | n/a |  | 1321 | 1321 | 1321 | SUMMER - CERTAIN 2018: 0; SUMMER - CERTAIN 2019: 0; SUMMER - CERTAIN 2020: 0; SUMMER - CERTAIN 2021: 0; SUMMER - CERTAIN 2022: 0; SUMMER - CERTAIN 2023: 0; SUMMER - CERTAIN 2024: 0; SUMMER - CERTAIN 2025: 0; SUMMER - CERTAIN 2026: 0; SUMMER - CERTAIN 2027: 0; SUMMER - CERTAIN 2028: 0; WINTER - CERTAIN 2018-19: 0; WINTER - CERTAIN 2019-20: 0; WINTER - CERTAIN 2020-21: 0; WINTER - CERTAIN 2021-22: 0; WINTER - CERTAIN 2022-23: 0; WINTER - CERTAIN 2023-24: 0; WINTER - CERTAIN 2024-25: 0; WINTER - CERTAIN 2025-26: 0; WINTER - CERTAIN 2026-27: 0; WINTER - CERTAIN 2027-28: 0; WINTER - CERTAIN 2028-29: 0
Cancelled | US |  |  |  | 15INR0014 |  | Matagorda Energy Center | CE | NG |  | Natural Gas and Other Gases | n/a |  | 280 | 280 | 280 | SUMMER - CERTAIN 2018: 0; SUMMER - CERTAIN 2019: 0; SUMMER - CERTAIN 2020: 0; SUMMER - CERTAIN 2021: 0; SUMMER - CERTAIN 2022: 0; SUMMER - CERTAIN 2023: 0; SUMMER - CERTAIN 2024: 0; SUMMER - CERTAIN 2025: 0; SUMMER - CERTAIN 2026: 0; SUMMER - CERTAIN 2027: 0; SUMMER - CERTAIN 2028: 0; WINTER - CERTAIN 2018-19: 0; WINTER - CERTAIN 2019-20: 0; WINTER - CERTAIN 2020-21: 0; WINTER - CERTAIN 2021-22: 0; WINTER - CERTAIN 2022-23: 0; WINTER - CERTAIN 2023-24: 0; WINTER - CERTAIN 2024-25: 0; WINTER - CERTAIN 2025-26: 0; WINTER - CERTAIN 2026-27: 0; WINTER - CERTAIN 2027-28: 0; WINTER - CERTAIN 2028-29: 0
Cancelled | US |  |  |  | 15INR0015 |  | RE Ft Stockton Solar | PV | SUN |  | Solar | n/a |  | 140 | 105 | 16.8 | SUMMER - CERTAIN 2018: 0; SUMMER - CERTAIN 2019: 0; SUMMER - CERTAIN 2020: 0; SUMMER - CERTAIN 2021: 0; SUMMER - CERTAIN 2022: 0; SUMMER - CERTAIN 2023: 0; SUMMER - CERTAIN 2024: 0; SUMMER - CERTAIN 2025: 0; SUMMER - CERTAIN 2026: 0; SUMMER - CERTAIN 2027: 0; SUMMER - CERTAIN 2028: 0; WINTER - CERTAIN 2018-19: 0; WINTER - CERTAIN 2019-20: 0; WINTER - CERTAIN 2020-21: 0; WINTER - CERTAIN 2021-22: 0; WINTER - CERTAIN 2022-23: 0; WINTER - CERTAIN 2023-24: 0; WINTER - CERTAIN 2024-25: 0; WINTER - CERTAIN 2025-26: 0; WINTER - CERTAIN 2026-27: 0; WINTER - CERTAIN 2027-28: 0; WINTER - CERTAIN 2028-29: 0
Cancelled | US |  |  |  | 15INR0016 |  | Los Vientos IVB | WT | WND |  | Wind | n/a |  | 200 | 28 | 40 | SUMMER - CERTAIN 2018: 0; SUMMER - CERTAIN 2019: 0; SUMMER - CERTAIN 2020: 0; SUMMER - CERTAIN 2021: 0; SUMMER - CERTAIN 2022: 0; SUMMER - CERTAIN 2023: 0; SUMMER - CERTAIN 2024: 0; SUMMER - CERTAIN 2025: 0; SUMMER - CERTAIN 2026: 0; SUMMER - CERTAIN 2027: 0; SUMMER - CERTAIN 2028: 0; WINTER - CERTAIN 2018-19: 0; WINTER - CERTAIN 2019-20: 0; WINTER - CERTAIN 2020-21: 0; WINTER - CERTAIN 2021-22: 0; WINTER - CERTAIN 2022-23: 0; WINTER - CERTAIN 2023-24: 0; WINTER - CERTAIN 2024-25: 0; WINTER - CERTAIN 2025-26: 0; WINTER - CERTAIN 2026-27: 0; WINTER - CERTAIN 2027-28: 0; WINTER - CERTAIN 2028-29: 0
Cancelled | US |  |  |  | 15INR0017 |  | Coleto Creek 2 | GT | NG |  | Natural Gas and Other Gases | n/a |  | 195 | 195 | 195 | SUMMER - CERTAIN 2018: 0; SUMMER - CERTAIN 2019: 0; SUMMER - CERTAIN 2020: 0; SUMMER - CERTAIN 2021: 0; SUMMER - CERTAIN 2022: 0; SUMMER - CERTAIN 2023: 0; SUMMER - CERTAIN 2024: 0; SUMMER - CERTAIN 2025: 0; SUMMER - CERTAIN 2026: 0; SUMMER - CERTAIN 2027: 0; SUMMER - CERTAIN 2028: 0; WINTER - CERTAIN 2018-19: 0; WINTER - CERTAIN 2019-20: 0; WINTER - CERTAIN 2020-21: 0; WINTER - CERTAIN 2021-22: 0; WINTER - CERTAIN 2022-23: 0; WINTER - CERTAIN 2023-24: 0; WINTER - CERTAIN 2024-25: 0; WINTER - CERTAIN 2025-26: 0; WINTER - CERTAIN 2026-27: 0; WINTER - CERTAIN 2027-28: 0; WINTER - CERTAIN 2028-29: 0
Cancelled | US |  |  |  | 15INR0018 |  | Wharton County 2 | GT | NG |  | Natural Gas and Other Gases | n/a |  | 195 | 195 | 195 | SUMMER - CERTAIN 2018: 0; SUMMER - CERTAIN 2019: 0; SUMMER - CERTAIN 2020: 0; SUMMER - CERTAIN 2021: 0; SUMMER - CERTAIN 2022: 0; SUMMER - CERTAIN 2023: 0; SUMMER - CERTAIN 2024: 0; SUMMER - CERTAIN 2025: 0; SUMMER - CERTAIN 2026: 0; SUMMER - CERTAIN 2027: 0; SUMMER - CERTAIN 2028: 0; WINTER - CERTAIN 2018-19: 0; WINTER - CERTAIN 2019-20: 0; WINTER - CERTAIN 2020-21: 0; WINTER - CERTAIN 2021-22: 0; WINTER - CERTAIN 2022-23: 0; WINTER - CERTAIN 2023-24: 0; WINTER - CERTAIN 2024-25: 0; WINTER - CERTAIN 2025-26: 0; WINTER - CERTAIN 2026-27: 0; WINTER - CERTAIN 2027-28: 0; WINTER - CERTAIN 2028-29: 0
Cancelled | US |  |  |  | 15INR0019 |  | Wise County 2 | GT | NG |  | Natural Gas and Other Gases | n/a |  | 195 | 195 | 195 | SUMMER - CERTAIN 2018: 0; SUMMER - CERTAIN 2019: 0; SUMMER - CERTAIN 2020: 0; SUMMER - CERTAIN 2021: 0; SUMMER - CERTAIN 2022: 0; SUMMER - CERTAIN 2023: 0; SUMMER - CERTAIN 2024: 0; SUMMER - CERTAIN 2025: 0; SUMMER - CERTAIN 2026: 0; SUMMER - CERTAIN 2027: 0; SUMMER - CERTAIN 2028: 0; WINTER - CERTAIN 2018-19: 0; WINTER - CERTAIN 2019-20: 0; WINTER - CERTAIN 2020-21: 0; WINTER - CERTAIN 2021-22: 0; WINTER - CERTAIN 2022-23: 0; WINTER - CERTAIN 2023-24: 0; WINTER - CERTAIN 2024-25: 0; WINTER - CERTAIN 2025-26: 0; WINTER - CERTAIN 2026-27: 0; WINTER - CERTAIN 2027-28: 0; WINTER - CERTAIN 2028-29: 0
Cancelled | US |  |  |  | 15INR0020 |  | Los Vientos West Expansion | WT | WND |  | Wind | n/a |  | 400 | 56 | 80 | SUMMER - CERTAIN 2018: 0; SUMMER - CERTAIN 2019: 0; SUMMER - CERTAIN 2020: 0; SUMMER - CERTAIN 2021: 0; SUMMER - CERTAIN 2022: 0; SUMMER - CERTAIN 2023: 0; SUMMER - CERTAIN 2024: 0; SUMMER - CERTAIN 2025: 0; SUMMER - CERTAIN 2026: 0; SUMMER - CERTAIN 2027: 0; SUMMER - CERTAIN 2028: 0; WINTER - CERTAIN 2018-19: 0; WINTER - CERTAIN 2019-20: 0; WINTER - CERTAIN 2020-21: 0; WINTER - CERTAIN 2021-22: 0; WINTER - CERTAIN 2022-23: 0; WINTER - CERTAIN 2023-24: 0; WINTER - CERTAIN 2024-25: 0; WINTER - CERTAIN 2025-26: 0; WINTER - CERTAIN 2026-27: 0; WINTER - CERTAIN 2027-28: 0; WINTER - CERTAIN 2028-29: 0
Cancelled | US |  |  |  | 15INR0022 |  | TX_Marfa_Solar | PV | SUN |  | Solar | n/a |  | 75 | 56.25 | 9 | SUMMER - CERTAIN 2018: 0; SUMMER - CERTAIN 2019: 0; SUMMER - CERTAIN 2020: 0; SUMMER - CERTAIN 2021: 0; SUMMER - CERTAIN 2022: 0; SUMMER - CERTAIN 2023: 0; SUMMER - CERTAIN 2024: 0; SUMMER - CERTAIN 2025: 0; SUMMER - CERTAIN 2026: 0; SUMMER - CERTAIN 2027: 0; SUMMER - CERTAIN 2028: 0; WINTER - CERTAIN 2018-19: 0; WINTER - CERTAIN 2019-20: 0; WINTER - CERTAIN 2020-21: 0; WINTER - CERTAIN 2021-22: 0; WINTER - CERTAIN 2022-23: 0; WINTER - CERTAIN 2023-24: 0; WINTER - CERTAIN 2024-25: 0; WINTER - CERTAIN 2025-26: 0; WINTER - CERTAIN 2026-27: 0; WINTER - CERTAIN 2027-28: 0; WINTER - CERTAIN 2028-29: 0
Cancelled | US |  |  |  | 15INR0024 |  | INDECK Brazoria Energy Center | GT | NG |  | Natural Gas and Other Gases | n/a |  | 700 | 0 | 700 | SUMMER - CERTAIN 2018: 0; SUMMER - CERTAIN 2019: 0; SUMMER - CERTAIN 2020: 0; SUMMER - CERTAIN 2021: 0; SUMMER - CERTAIN 2022: 0; SUMMER - CERTAIN 2023: 0; SUMMER - CERTAIN 2024: 0; SUMMER - CERTAIN 2025: 0; SUMMER - CERTAIN 2026: 0; SUMMER - CERTAIN 2027: 0; SUMMER - CERTAIN 2028: 0; WINTER - CERTAIN 2018-19: 0; WINTER - CERTAIN 2019-20: 0; WINTER - CERTAIN 2020-21: 0; WINTER - CERTAIN 2021-22: 0; WINTER - CERTAIN 2022-23: 0; WINTER - CERTAIN 2023-24: 0; WINTER - CERTAIN 2024-25: 0; WINTER - CERTAIN 2025-26: 0; WINTER - CERTAIN 2026-27: 0; WINTER - CERTAIN 2027-28: 0; WINTER - CERTAIN 2028-29: 0
Cancelled | US |  |  |  | 15INR0025 |  | INDECK Liberty Energy Center | GT | NG |  | Natural Gas and Other Gases | n/a |  | 700 | 0 | 700 | SUMMER - CERTAIN 2018: 0; SUMMER - CERTAIN 2019: 0; SUMMER - CERTAIN 2020: 0; SUMMER - CERTAIN 2021: 0; SUMMER - CERTAIN 2022: 0; SUMMER - CERTAIN 2023: 0; SUMMER - CERTAIN 2024: 0; SUMMER - CERTAIN 2025: 0; SUMMER - CERTAIN 2026: 0; SUMMER - CERTAIN 2027: 0; SUMMER - CERTAIN 2028: 0; WINTER - CERTAIN 2018-19: 0; WINTER - CERTAIN 2019-20: 0; WINTER - CERTAIN 2020-21: 0; WINTER - CERTAIN 2021-22: 0; WINTER - CERTAIN 2022-23: 0; WINTER - CERTAIN 2023-24: 0; WINTER - CERTAIN 2024-25: 0; WINTER - CERTAIN 2025-26: 0; WINTER - CERTAIN 2026-27: 0; WINTER - CERTAIN 2027-28: 0; WINTER - CERTAIN 2028-29: 0
Cancelled | US |  |  |  | 15INR0026 |  | INDECK Grimes Energy Center | GT | NG |  | Natural Gas and Other Gases | n/a |  | 700 | 0 | 700 | SUMMER - CERTAIN 2018: 0; SUMMER - CERTAIN 2019: 0; SUMMER - CERTAIN 2020: 0; SUMMER - CERTAIN 2021: 0; SUMMER - CERTAIN 2022: 0; SUMMER - CERTAIN 2023: 0; SUMMER - CERTAIN 2024: 0; SUMMER - CERTAIN 2025: 0; SUMMER - CERTAIN 2026: 0; SUMMER - CERTAIN 2027: 0; SUMMER - CERTAIN 2028: 0; WINTER - CERTAIN 2018-19: 0; WINTER - CERTAIN 2019-20: 0; WINTER - CERTAIN 2020-21: 0; WINTER - CERTAIN 2021-22: 0; WINTER - CERTAIN 2022-23: 0; WINTER - CERTAIN 2023-24: 0; WINTER - CERTAIN 2024-25: 0; WINTER - CERTAIN 2025-26: 0; WINTER - CERTAIN 2026-27: 0; WINTER - CERTAIN 2027-28: 0; WINTER - CERTAIN 2028-29: 0
Cancelled | US |  |  |  | 15INR0027 |  | Magic Valley Chillers | CC | NG |  | Natural Gas and Other Gases | n/a |  | 79 | 79 | 79 | SUMMER - CERTAIN 2018: 0; SUMMER - CERTAIN 2019: 0; SUMMER - CERTAIN 2020: 0; SUMMER - CERTAIN 2021: 0; SUMMER - CERTAIN 2022: 0; SUMMER - CERTAIN 2023: 0; SUMMER - CERTAIN 2024: 0; SUMMER - CERTAIN 2025: 0; SUMMER - CERTAIN 2026: 0; SUMMER - CERTAIN 2027: 0; SUMMER - CERTAIN 2028: 0; WINTER - CERTAIN 2018-19: 0; WINTER - CERTAIN 2019-20: 0; WINTER - CERTAIN 2020-21: 0; WINTER - CERTAIN 2021-22: 0; WINTER - CERTAIN 2022-23: 0; WINTER - CERTAIN 2023-24: 0; WINTER - CERTAIN 2024-25: 0; WINTER - CERTAIN 2025-26: 0; WINTER - CERTAIN 2026-27: 0; WINTER - CERTAIN 2027-28: 0; WINTER - CERTAIN 2028-29: 0
Cancelled | US |  |  |  | 15INR0028 |  | Freestone Chillers | CC | NG |  | Natural Gas and Other Gases | n/a |  | 160 | 160 | 160 | SUMMER - CERTAIN 2018: 0; SUMMER - CERTAIN 2019: 0; SUMMER - CERTAIN 2020: 0; SUMMER - CERTAIN 2021: 0; SUMMER - CERTAIN 2022: 0; SUMMER - CERTAIN 2023: 0; SUMMER - CERTAIN 2024: 0; SUMMER - CERTAIN 2025: 0; SUMMER - CERTAIN 2026: 0; SUMMER - CERTAIN 2027: 0; SUMMER - CERTAIN 2028: 0; WINTER - CERTAIN 2018-19: 0; WINTER - CERTAIN 2019-20: 0; WINTER - CERTAIN 2020-21: 0; WINTER - CERTAIN 2021-22: 0; WINTER - CERTAIN 2022-23: 0; WINTER - CERTAIN 2023-24: 0; WINTER - CERTAIN 2024-25: 0; WINTER - CERTAIN 2025-26: 0; WINTER - CERTAIN 2026-27: 0; WINTER - CERTAIN 2027-28: 0; WINTER - CERTAIN 2028-29: 0
Cancelled | US |  |  |  | 15INR0029 |  | INDECK Grimes Energy Center #2 | GT | NG |  | Natural Gas and Other Gases | n/a |  | 700 | 0 | 700 | SUMMER - CERTAIN 2018: 0; SUMMER - CERTAIN 2019: 0; SUMMER - CERTAIN 2020: 0; SUMMER - CERTAIN 2021: 0; SUMMER - CERTAIN 2022: 0; SUMMER - CERTAIN 2023: 0; SUMMER - CERTAIN 2024: 0; SUMMER - CERTAIN 2025: 0; SUMMER - CERTAIN 2026: 0; SUMMER - CERTAIN 2027: 0; SUMMER - CERTAIN 2028: 0; WINTER - CERTAIN 2018-19: 0; WINTER - CERTAIN 2019-20: 0; WINTER - CERTAIN 2020-21: 0; WINTER - CERTAIN 2021-22: 0; WINTER - CERTAIN 2022-23: 0; WINTER - CERTAIN 2023-24: 0; WINTER - CERTAIN 2024-25: 0; WINTER - CERTAIN 2025-26: 0; WINTER - CERTAIN 2026-27: 0; WINTER - CERTAIN 2027-28: 0; WINTER - CERTAIN 2028-29: 0
Cancelled | US |  |  |  | 15INR0030 |  | INDECK Wharton Energy Center #2 | GT | NG |  | Natural Gas and Other Gases | n/a |  | 700 | 0 | 700 | SUMMER - CERTAIN 2018: 0; SUMMER - CERTAIN 2019: 0; SUMMER - CERTAIN 2020: 0; SUMMER - CERTAIN 2021: 0; SUMMER - CERTAIN 2022: 0; SUMMER - CERTAIN 2023: 0; SUMMER - CERTAIN 2024: 0; SUMMER - CERTAIN 2025: 0; SUMMER - CERTAIN 2026: 0; SUMMER - CERTAIN 2027: 0; SUMMER - CERTAIN 2028: 0; WINTER - CERTAIN 2018-19: 0; WINTER - CERTAIN 2019-20: 0; WINTER - CERTAIN 2020-21: 0; WINTER - CERTAIN 2021-22: 0; WINTER - CERTAIN 2022-23: 0; WINTER - CERTAIN 2023-24: 0; WINTER - CERTAIN 2024-25: 0; WINTER - CERTAIN 2025-26: 0; WINTER - CERTAIN 2026-27: 0; WINTER - CERTAIN 2027-28: 0; WINTER - CERTAIN 2028-29: 0
Cancelled | US |  |  |  | 15INR0031 |  | INDECK Matagorda Energy Center | GT | NG |  | Natural Gas and Other Gases | n/a |  | 700 | 0 | 700 | SUMMER - CERTAIN 2018: 0; SUMMER - CERTAIN 2019: 0; SUMMER - CERTAIN 2020: 0; SUMMER - CERTAIN 2021: 0; SUMMER - CERTAIN 2022: 0; SUMMER - CERTAIN 2023: 0; SUMMER - CERTAIN 2024: 0; SUMMER - CERTAIN 2025: 0; SUMMER - CERTAIN 2026: 0; SUMMER - CERTAIN 2027: 0; SUMMER - CERTAIN 2028: 0; WINTER - CERTAIN 2018-19: 0; WINTER - CERTAIN 2019-20: 0; WINTER - CERTAIN 2020-21: 0; WINTER - CERTAIN 2021-22: 0; WINTER - CERTAIN 2022-23: 0; WINTER - CERTAIN 2023-24: 0; WINTER - CERTAIN 2024-25: 0; WINTER - CERTAIN 2025-26: 0; WINTER - CERTAIN 2026-27: 0; WINTER - CERTAIN 2027-28: 0; WINTER - CERTAIN 2028-29: 0
Cancelled | US |  |  |  | 15INR0039 |  | Miami Wind III | WT | WND |  | Wind | n/a |  | 201 | 28.14 | 40.2 | SUMMER - CERTAIN 2018: 0; SUMMER - CERTAIN 2019: 0; SUMMER - CERTAIN 2020: 0; SUMMER - CERTAIN 2021: 0; SUMMER - CERTAIN 2022: 0; SUMMER - CERTAIN 2023: 0; SUMMER - CERTAIN 2024: 0; SUMMER - CERTAIN 2025: 0; SUMMER - CERTAIN 2026: 0; SUMMER - CERTAIN 2027: 0; SUMMER - CERTAIN 2028: 0; WINTER - CERTAIN 2018-19: 0; WINTER - CERTAIN 2019-20: 0; WINTER - CERTAIN 2020-21: 0; WINTER - CERTAIN 2021-22: 0; WINTER - CERTAIN 2022-23: 0; WINTER - CERTAIN 2023-24: 0; WINTER - CERTAIN 2024-25: 0; WINTER - CERTAIN 2025-26: 0; WINTER - CERTAIN 2026-27: 0; WINTER - CERTAIN 2027-28: 0; WINTER - CERTAIN 2028-29: 0
Cancelled | US |  |  |  | 15INR0040 |  | Gage Solar | PV | SUN |  | Solar | n/a |  | 60 | 45 | 7.2 | SUMMER - CERTAIN 2018: 0; SUMMER - CERTAIN 2019: 0; SUMMER - CERTAIN 2020: 0; SUMMER - CERTAIN 2021: 0; SUMMER - CERTAIN 2022: 0; SUMMER - CERTAIN 2023: 0; SUMMER - CERTAIN 2024: 0; SUMMER - CERTAIN 2025: 0; SUMMER - CERTAIN 2026: 0; SUMMER - CERTAIN 2027: 0; SUMMER - CERTAIN 2028: 0; WINTER - CERTAIN 2018-19: 0; WINTER - CERTAIN 2019-20: 0; WINTER - CERTAIN 2020-21: 0; WINTER - CERTAIN 2021-22: 0; WINTER - CERTAIN 2022-23: 0; WINTER - CERTAIN 2023-24: 0; WINTER - CERTAIN 2024-25: 0; WINTER - CERTAIN 2025-26: 0; WINTER - CERTAIN 2026-27: 0; WINTER - CERTAIN 2027-28: 0; WINTER - CERTAIN 2028-29: 0
Cancelled | US |  |  |  | 15INR0041 |  | Sheffield Solar (Solar Star 1) | PV | SUN |  | Solar | n/a |  | 51 | 0 | 6.12 | SUMMER - CERTAIN 2018: 0; SUMMER - CERTAIN 2019: 0; SUMMER - CERTAIN 2020: 0; SUMMER - CERTAIN 2021: 0; SUMMER - CERTAIN 2022: 0; SUMMER - CERTAIN 2023: 0; SUMMER - CERTAIN 2024: 0; SUMMER - CERTAIN 2025: 0; SUMMER - CERTAIN 2026: 0; SUMMER - CERTAIN 2027: 0; SUMMER - CERTAIN 2028: 0; WINTER - CERTAIN 2018-19: 0; WINTER - CERTAIN 2019-20: 0; WINTER - CERTAIN 2020-21: 0; WINTER - CERTAIN 2021-22: 0; WINTER - CERTAIN 2022-23: 0; WINTER - CERTAIN 2023-24: 0; WINTER - CERTAIN 2024-25: 0; WINTER - CERTAIN 2025-26: 0; WINTER - CERTAIN 2026-27: 0; WINTER - CERTAIN 2027-28: 0; WINTER - CERTAIN 2028-29: 0
Cancelled | US |  |  |  | 15INR0042 |  | DeCordova G | GT | NG |  | Natural Gas and Other Gases | n/a |  | 470 | 460 | 460 | SUMMER - CERTAIN 2018: 0; SUMMER - CERTAIN 2019: 0; SUMMER - CERTAIN 2020: 0; SUMMER - CERTAIN 2021: 0; SUMMER - CERTAIN 2022: 0; SUMMER - CERTAIN 2023: 0; SUMMER - CERTAIN 2024: 0; SUMMER - CERTAIN 2025: 0; SUMMER - CERTAIN 2026: 0; SUMMER - CERTAIN 2027: 0; SUMMER - CERTAIN 2028: 0; WINTER - CERTAIN 2018-19: 0; WINTER - CERTAIN 2019-20: 0; WINTER - CERTAIN 2020-21: 0; WINTER - CERTAIN 2021-22: 0; WINTER - CERTAIN 2022-23: 0; WINTER - CERTAIN 2023-24: 0; WINTER - CERTAIN 2024-25: 0; WINTER - CERTAIN 2025-26: 0; WINTER - CERTAIN 2026-27: 0; WINTER - CERTAIN 2027-28: 0; WINTER - CERTAIN 2028-29: 0
Cancelled | US |  |  |  | 15INR0043 |  | Marfa 1 Solar | PV | SUN |  | Solar | n/a |  | 30 | 22.5 | 3.6 | SUMMER - CERTAIN 2018: 0; SUMMER - CERTAIN 2019: 0; SUMMER - CERTAIN 2020: 0; SUMMER - CERTAIN 2021: 0; SUMMER - CERTAIN 2022: 0; SUMMER - CERTAIN 2023: 0; SUMMER - CERTAIN 2024: 0; SUMMER - CERTAIN 2025: 0; SUMMER - CERTAIN 2026: 0; SUMMER - CERTAIN 2027: 0; SUMMER - CERTAIN 2028: 0; WINTER - CERTAIN 2018-19: 0; WINTER - CERTAIN 2019-20: 0; WINTER - CERTAIN 2020-21: 0; WINTER - CERTAIN 2021-22: 0; WINTER - CERTAIN 2022-23: 0; WINTER - CERTAIN 2023-24: 0; WINTER - CERTAIN 2024-25: 0; WINTER - CERTAIN 2025-26: 0; WINTER - CERTAIN 2026-27: 0; WINTER - CERTAIN 2027-28: 0; WINTER - CERTAIN 2028-29: 0
Cancelled | US |  |  |  | 15INR0046 |  | Carya Solar | PV | SUN |  | Solar | n/a |  | 42 | 31.5 | 5.04 | SUMMER - CERTAIN 2018: 0; SUMMER - CERTAIN 2019: 0; SUMMER - CERTAIN 2020: 0; SUMMER - CERTAIN 2021: 0; SUMMER - CERTAIN 2022: 0; SUMMER - CERTAIN 2023: 0; SUMMER - CERTAIN 2024: 0; SUMMER - CERTAIN 2025: 0; SUMMER - CERTAIN 2026: 0; SUMMER - CERTAIN 2027: 0; SUMMER - CERTAIN 2028: 0; WINTER - CERTAIN 2018-19: 0; WINTER - CERTAIN 2019-20: 0; WINTER - CERTAIN 2020-21: 0; WINTER - CERTAIN 2021-22: 0; WINTER - CERTAIN 2022-23: 0; WINTER - CERTAIN 2023-24: 0; WINTER - CERTAIN 2024-25: 0; WINTER - CERTAIN 2025-26: 0; WINTER - CERTAIN 2026-27: 0; WINTER - CERTAIN 2027-28: 0; WINTER - CERTAIN 2028-29: 0
Cancelled | US |  |  |  | 15INR0047 |  | Maple Solar | PV | SUN |  | Solar | n/a |  | 42 | 31.5 | 5.04 | SUMMER - CERTAIN 2018: 0; SUMMER - CERTAIN 2019: 0; SUMMER - CERTAIN 2020: 0; SUMMER - CERTAIN 2021: 0; SUMMER - CERTAIN 2022: 0; SUMMER - CERTAIN 2023: 0; SUMMER - CERTAIN 2024: 0; SUMMER - CERTAIN 2025: 0; SUMMER - CERTAIN 2026: 0; SUMMER - CERTAIN 2027: 0; SUMMER - CERTAIN 2028: 0; WINTER - CERTAIN 2018-19: 0; WINTER - CERTAIN 2019-20: 0; WINTER - CERTAIN 2020-21: 0; WINTER - CERTAIN 2021-22: 0; WINTER - CERTAIN 2022-23: 0; WINTER - CERTAIN 2023-24: 0; WINTER - CERTAIN 2024-25: 0; WINTER - CERTAIN 2025-26: 0; WINTER - CERTAIN 2026-27: 0; WINTER - CERTAIN 2027-28: 0; WINTER - CERTAIN 2028-29: 0
Cancelled | US |  |  |  | 15INR0048 |  | Locust Solar | PV | SUN |  | Solar | n/a |  | 100 | 75 | 12 | SUMMER - CERTAIN 2018: 0; SUMMER - CERTAIN 2019: 0; SUMMER - CERTAIN 2020: 0; SUMMER - CERTAIN 2021: 0; SUMMER - CERTAIN 2022: 0; SUMMER - CERTAIN 2023: 0; SUMMER - CERTAIN 2024: 0; SUMMER - CERTAIN 2025: 0; SUMMER - CERTAIN 2026: 0; SUMMER - CERTAIN 2027: 0; SUMMER - CERTAIN 2028: 0; WINTER - CERTAIN 2018-19: 0; WINTER - CERTAIN 2019-20: 0; WINTER - CERTAIN 2020-21: 0; WINTER - CERTAIN 2021-22: 0; WINTER - CERTAIN 2022-23: 0; WINTER - CERTAIN 2023-24: 0; WINTER - CERTAIN 2024-25: 0; WINTER - CERTAIN 2025-26: 0; WINTER - CERTAIN 2026-27: 0; WINTER - CERTAIN 2027-28: 0; WINTER - CERTAIN 2028-29: 0
Cancelled | US |  |  |  | 15INR0052 |  | Muenster Wind | WT | WND |  | Wind | n/a |  | 130 | 18.2 | 26 | SUMMER - CERTAIN 2018: 0; SUMMER - CERTAIN 2019: 0; SUMMER - CERTAIN 2020: 0; SUMMER - CERTAIN 2021: 0; SUMMER - CERTAIN 2022: 0; SUMMER - CERTAIN 2023: 0; SUMMER - CERTAIN 2024: 0; SUMMER - CERTAIN 2025: 0; SUMMER - CERTAIN 2026: 0; SUMMER - CERTAIN 2027: 0; SUMMER - CERTAIN 2028: 0; WINTER - CERTAIN 2018-19: 0; WINTER - CERTAIN 2019-20: 0; WINTER - CERTAIN 2020-21: 0; WINTER - CERTAIN 2021-22: 0; WINTER - CERTAIN 2022-23: 0; WINTER - CERTAIN 2023-24: 0; WINTER - CERTAIN 2024-25: 0; WINTER - CERTAIN 2025-26: 0; WINTER - CERTAIN 2026-27: 0; WINTER - CERTAIN 2027-28: 0; WINTER - CERTAIN 2028-29: 0
Cancelled | US | 1620172 |  |  | 15INR0053 | TXP Winkler G | TXP Winkler G | GT | NG |  | Natural Gas and Other Gases | n/a |  | 123 | 123 | 123 | SUMMER - CERTAIN 2018: 0; SUMMER - CERTAIN 2019: 0; SUMMER - CERTAIN 2020: 0; SUMMER - CERTAIN 2021: 0; SUMMER - CERTAIN 2022: 0; SUMMER - CERTAIN 2023: 0; SUMMER - CERTAIN 2024: 0; SUMMER - CERTAIN 2025: 0; SUMMER - CERTAIN 2026: 0; SUMMER - CERTAIN 2027: 0; SUMMER - CERTAIN 2028: 0; WINTER - CERTAIN 2018-19: 0; WINTER - CERTAIN 2019-20: 0; WINTER - CERTAIN 2020-21: 0; WINTER - CERTAIN 2021-22: 0; WINTER - CERTAIN 2022-23: 0; WINTER - CERTAIN 2023-24: 0; WINTER - CERTAIN 2024-25: 0; WINTER - CERTAIN 2025-26: 0; WINTER - CERTAIN 2026-27: 0; WINTER - CERTAIN 2027-28: 0; WINTER - CERTAIN 2028-29: 0
Cancelled | US | 1820612 |  |  | 15INR0054 | TXP Reeves G | TXP Reeves G | GT | NG |  | Natural Gas and Other Gases | n/a |  | 123 | 123 | 123 | SUMMER - CERTAIN 2018: 0; SUMMER - CERTAIN 2019: 0; SUMMER - CERTAIN 2020: 0; SUMMER - CERTAIN 2021: 0; SUMMER - CERTAIN 2022: 0; SUMMER - CERTAIN 2023: 0; SUMMER - CERTAIN 2024: 0; SUMMER - CERTAIN 2025: 0; SUMMER - CERTAIN 2026: 0; SUMMER - CERTAIN 2027: 0; SUMMER - CERTAIN 2028: 0; WINTER - CERTAIN 2018-19: 0; WINTER - CERTAIN 2019-20: 0; WINTER - CERTAIN 2020-21: 0; WINTER - CERTAIN 2021-22: 0; WINTER - CERTAIN 2022-23: 0; WINTER - CERTAIN 2023-24: 0; WINTER - CERTAIN 2024-25: 0; WINTER - CERTAIN 2025-26: 0; WINTER - CERTAIN 2026-27: 0; WINTER - CERTAIN 2027-28: 0; WINTER - CERTAIN 2028-29: 0
Cancelled | US | 1309049 |  |  | 15INR0055 | TXP Sealy G | TXP Sealy G | GT | NG |  | Natural Gas and Other Gases | n/a |  | 142 | 122.7 | 142 | SUMMER - CERTAIN 2018: 0; SUMMER - CERTAIN 2019: 0; SUMMER - CERTAIN 2020: 0; SUMMER - CERTAIN 2021: 0; SUMMER - CERTAIN 2022: 0; SUMMER - CERTAIN 2023: 0; SUMMER - CERTAIN 2024: 0; SUMMER - CERTAIN 2025: 0; SUMMER - CERTAIN 2026: 0; SUMMER - CERTAIN 2027: 0; SUMMER - CERTAIN 2028: 0; WINTER - CERTAIN 2018-19: 0; WINTER - CERTAIN 2019-20: 0; WINTER - CERTAIN 2020-21: 0; WINTER - CERTAIN 2021-22: 0; WINTER - CERTAIN 2022-23: 0; WINTER - CERTAIN 2023-24: 0; WINTER - CERTAIN 2024-25: 0; WINTER - CERTAIN 2025-26: 0; WINTER - CERTAIN 2026-27: 0; WINTER - CERTAIN 2027-28: 0; WINTER - CERTAIN 2028-29: 0
Cancelled | US |  |  |  | 15INR0056 |  | Dawson Solar | PV | SUN |  | Solar | n/a |  | 106 | 79.5 | 12.72 | SUMMER - CERTAIN 2018: 0; SUMMER - CERTAIN 2019: 0; SUMMER - CERTAIN 2020: 0; SUMMER - CERTAIN 2021: 0; SUMMER - CERTAIN 2022: 0; SUMMER - CERTAIN 2023: 0; SUMMER - CERTAIN 2024: 0; SUMMER - CERTAIN 2025: 0; SUMMER - CERTAIN 2026: 0; SUMMER - CERTAIN 2027: 0; SUMMER - CERTAIN 2028: 0; WINTER - CERTAIN 2018-19: 0; WINTER - CERTAIN 2019-20: 0; WINTER - CERTAIN 2020-21: 0; WINTER - CERTAIN 2021-22: 0; WINTER - CERTAIN 2022-23: 0; WINTER - CERTAIN 2023-24: 0; WINTER - CERTAIN 2024-25: 0; WINTER - CERTAIN 2025-26: 0; WINTER - CERTAIN 2026-27: 0; WINTER - CERTAIN 2027-28: 0; WINTER - CERTAIN 2028-29: 0
Cancelled | US | 1051407 |  |  | 15INR0057 | TXP Ricebird | TXP Ricebird | GT | NG |  | Natural Gas and Other Gases | n/a |  | 142 | 142 | 142 | SUMMER - CERTAIN 2018: 0; SUMMER - CERTAIN 2019: 0; SUMMER - CERTAIN 2020: 0; SUMMER - CERTAIN 2021: 0; SUMMER - CERTAIN 2022: 0; SUMMER - CERTAIN 2023: 0; SUMMER - CERTAIN 2024: 0; SUMMER - CERTAIN 2025: 0; SUMMER - CERTAIN 2026: 0; SUMMER - CERTAIN 2027: 0; SUMMER - CERTAIN 2028: 0; WINTER - CERTAIN 2018-19: 0; WINTER - CERTAIN 2019-20: 0; WINTER - CERTAIN 2020-21: 0; WINTER - CERTAIN 2021-22: 0; WINTER - CERTAIN 2022-23: 0; WINTER - CERTAIN 2023-24: 0; WINTER - CERTAIN 2024-25: 0; WINTER - CERTAIN 2025-26: 0; WINTER - CERTAIN 2026-27: 0; WINTER - CERTAIN 2027-28: 0; WINTER - CERTAIN 2028-29: 0
Cancelled | US |  |  |  | 15INR0058 |  | TXP Boling | GT | NG |  | Natural Gas and Other Gases | n/a |  | 142 | 142 | 142 | SUMMER - CERTAIN 2018: 0; SUMMER - CERTAIN 2019: 0; SUMMER - CERTAIN 2020: 0; SUMMER - CERTAIN 2021: 0; SUMMER - CERTAIN 2022: 0; SUMMER - CERTAIN 2023: 0; SUMMER - CERTAIN 2024: 0; SUMMER - CERTAIN 2025: 0; SUMMER - CERTAIN 2026: 0; SUMMER - CERTAIN 2027: 0; SUMMER - CERTAIN 2028: 0; WINTER - CERTAIN 2018-19: 0; WINTER - CERTAIN 2019-20: 0; WINTER - CERTAIN 2020-21: 0; WINTER - CERTAIN 2021-22: 0; WINTER - CERTAIN 2022-23: 0; WINTER - CERTAIN 2023-24: 0; WINTER - CERTAIN 2024-25: 0; WINTER - CERTAIN 2025-26: 0; WINTER - CERTAIN 2026-27: 0; WINTER - CERTAIN 2027-28: 0; WINTER - CERTAIN 2028-29: 0
Cancelled | US |  |  |  | 15INR0060 |  | PECOS SOLARPOWER II | PV | SUN |  | Solar | n/a |  | 25 | 18.75 | 3 | SUMMER - CERTAIN 2018: 0; SUMMER - CERTAIN 2019: 0; SUMMER - CERTAIN 2020: 0; SUMMER - CERTAIN 2021: 0; SUMMER - CERTAIN 2022: 0; SUMMER - CERTAIN 2023: 0; SUMMER - CERTAIN 2024: 0; SUMMER - CERTAIN 2025: 0; SUMMER - CERTAIN 2026: 0; SUMMER - CERTAIN 2027: 0; SUMMER - CERTAIN 2028: 0; WINTER - CERTAIN 2018-19: 0; WINTER - CERTAIN 2019-20: 0; WINTER - CERTAIN 2020-21: 0; WINTER - CERTAIN 2021-22: 0; WINTER - CERTAIN 2022-23: 0; WINTER - CERTAIN 2023-24: 0; WINTER - CERTAIN 2024-25: 0; WINTER - CERTAIN 2025-26: 0; WINTER - CERTAIN 2026-27: 0; WINTER - CERTAIN 2027-28: 0; WINTER - CERTAIN 2028-29: 0
Cancelled | US |  |  |  | 15INR0065 |  | Anson Solar | PV | SUN |  | Solar | n/a |  | 150 | 112.5 | 18 | SUMMER - CERTAIN 2018: 0; SUMMER - CERTAIN 2019: 0; SUMMER - CERTAIN 2020: 0; SUMMER - CERTAIN 2021: 0; SUMMER - CERTAIN 2022: 0; SUMMER - CERTAIN 2023: 0; SUMMER - CERTAIN 2024: 0; SUMMER - CERTAIN 2025: 0; SUMMER - CERTAIN 2026: 0; SUMMER - CERTAIN 2027: 0; SUMMER - CERTAIN 2028: 0; WINTER - CERTAIN 2018-19: 0; WINTER - CERTAIN 2019-20: 0; WINTER - CERTAIN 2020-21: 0; WINTER - CERTAIN 2021-22: 0; WINTER - CERTAIN 2022-23: 0; WINTER - CERTAIN 2023-24: 0; WINTER - CERTAIN 2024-25: 0; WINTER - CERTAIN 2025-26: 0; WINTER - CERTAIN 2026-27: 0; WINTER - CERTAIN 2027-28: 0; WINTER - CERTAIN 2028-29: 0
Cancelled | US |  |  |  | 15INR0066 |  | Ft. Stockton Solar | PV | SUN |  | Solar | n/a |  | 80 | 60 | 9.6 | SUMMER - CERTAIN 2018: 0; SUMMER - CERTAIN 2019: 0; SUMMER - CERTAIN 2020: 0; SUMMER - CERTAIN 2021: 0; SUMMER - CERTAIN 2022: 0; SUMMER - CERTAIN 2023: 0; SUMMER - CERTAIN 2024: 0; SUMMER - CERTAIN 2025: 0; SUMMER - CERTAIN 2026: 0; SUMMER - CERTAIN 2027: 0; SUMMER - CERTAIN 2028: 0; WINTER - CERTAIN 2018-19: 0; WINTER - CERTAIN 2019-20: 0; WINTER - CERTAIN 2020-21: 0; WINTER - CERTAIN 2021-22: 0; WINTER - CERTAIN 2022-23: 0; WINTER - CERTAIN 2023-24: 0; WINTER - CERTAIN 2024-25: 0; WINTER - CERTAIN 2025-26: 0; WINTER - CERTAIN 2026-27: 0; WINTER - CERTAIN 2027-28: 0; WINTER - CERTAIN 2028-29: 0
Cancelled | US |  |  |  | 15INR0067 |  | Lindsay Solar | PV | SUN |  | Solar | n/a |  | 80 | 60 | 9.6 | SUMMER - CERTAIN 2018: 0; SUMMER - CERTAIN 2019: 0; SUMMER - CERTAIN 2020: 0; SUMMER - CERTAIN 2021: 0; SUMMER - CERTAIN 2022: 0; SUMMER - CERTAIN 2023: 0; SUMMER - CERTAIN 2024: 0; SUMMER - CERTAIN 2025: 0; SUMMER - CERTAIN 2026: 0; SUMMER - CERTAIN 2027: 0; SUMMER - CERTAIN 2028: 0; WINTER - CERTAIN 2018-19: 0; WINTER - CERTAIN 2019-20: 0; WINTER - CERTAIN 2020-21: 0; WINTER - CERTAIN 2021-22: 0; WINTER - CERTAIN 2022-23: 0; WINTER - CERTAIN 2023-24: 0; WINTER - CERTAIN 2024-25: 0; WINTER - CERTAIN 2025-26: 0; WINTER - CERTAIN 2026-27: 0; WINTER - CERTAIN 2027-28: 0; WINTER - CERTAIN 2028-29: 0
Cancelled | US |  |  |  | 15INR0068 |  | Panther Creek S 2 | PV | SUN |  | Solar | n/a |  | 20 | 15 | 2.4 | SUMMER - CERTAIN 2018: 0; SUMMER - CERTAIN 2019: 0; SUMMER - CERTAIN 2020: 0; SUMMER - CERTAIN 2021: 0; SUMMER - CERTAIN 2022: 0; SUMMER - CERTAIN 2023: 0; SUMMER - CERTAIN 2024: 0; SUMMER - CERTAIN 2025: 0; SUMMER - CERTAIN 2026: 0; SUMMER - CERTAIN 2027: 0; SUMMER - CERTAIN 2028: 0; WINTER - CERTAIN 2018-19: 0; WINTER - CERTAIN 2019-20: 0; WINTER - CERTAIN 2020-21: 0; WINTER - CERTAIN 2021-22: 0; WINTER - CERTAIN 2022-23: 0; WINTER - CERTAIN 2023-24: 0; WINTER - CERTAIN 2024-25: 0; WINTER - CERTAIN 2025-26: 0; WINTER - CERTAIN 2026-27: 0; WINTER - CERTAIN 2027-28: 0; WINTER - CERTAIN 2028-29: 0
Cancelled | US |  |  |  | 15INR0069 |  | FAS1 Solar | PV | SUN |  | Solar | n/a |  | 110 | 82.5 | 13.2 | SUMMER - CERTAIN 2018: 0; SUMMER - CERTAIN 2019: 0; SUMMER - CERTAIN 2020: 0; SUMMER - CERTAIN 2021: 0; SUMMER - CERTAIN 2022: 0; SUMMER - CERTAIN 2023: 0; SUMMER - CERTAIN 2024: 0; SUMMER - CERTAIN 2025: 0; SUMMER - CERTAIN 2026: 0; SUMMER - CERTAIN 2027: 0; SUMMER - CERTAIN 2028: 0; WINTER - CERTAIN 2018-19: 0; WINTER - CERTAIN 2019-20: 0; WINTER - CERTAIN 2020-21: 0; WINTER - CERTAIN 2021-22: 0; WINTER - CERTAIN 2022-23: 0; WINTER - CERTAIN 2023-24: 0; WINTER - CERTAIN 2024-25: 0; WINTER - CERTAIN 2025-26: 0; WINTER - CERTAIN 2026-27: 0; WINTER - CERTAIN 2027-28: 0; WINTER - CERTAIN 2028-29: 0
Cancelled | US |  |  |  | 15INR0070_2 |  | West Texas Solar 1 | PV | SUN |  | Solar | n/a |  | 110 | 82.5 | 13.2 | SUMMER - CERTAIN 2018: 0; SUMMER - CERTAIN 2019: 0; SUMMER - CERTAIN 2020: 0; SUMMER - CERTAIN 2021: 0; SUMMER - CERTAIN 2022: 0; SUMMER - CERTAIN 2023: 0; SUMMER - CERTAIN 2024: 0; SUMMER - CERTAIN 2025: 0; SUMMER - CERTAIN 2026: 0; SUMMER - CERTAIN 2027: 0; SUMMER - CERTAIN 2028: 0; WINTER - CERTAIN 2018-19: 0; WINTER - CERTAIN 2019-20: 0; WINTER - CERTAIN 2020-21: 0; WINTER - CERTAIN 2021-22: 0; WINTER - CERTAIN 2022-23: 0; WINTER - CERTAIN 2023-24: 0; WINTER - CERTAIN 2024-25: 0; WINTER - CERTAIN 2025-26: 0; WINTER - CERTAIN 2026-27: 0; WINTER - CERTAIN 2027-28: 0; WINTER - CERTAIN 2028-29: 0
Cancelled | US |  |  |  | 15INR0071 |  | Buffalo Wind 2 | WT | WND |  | Wind | n/a |  | 199 | 27.86 | 39.8 | SUMMER - CERTAIN 2018: 0; SUMMER - CERTAIN 2019: 0; SUMMER - CERTAIN 2020: 0; SUMMER - CERTAIN 2021: 0; SUMMER - CERTAIN 2022: 0; SUMMER - CERTAIN 2023: 0; SUMMER - CERTAIN 2024: 0; SUMMER - CERTAIN 2025: 0; SUMMER - CERTAIN 2026: 0; SUMMER - CERTAIN 2027: 0; SUMMER - CERTAIN 2028: 0; WINTER - CERTAIN 2018-19: 0; WINTER - CERTAIN 2019-20: 0; WINTER - CERTAIN 2020-21: 0; WINTER - CERTAIN 2021-22: 0; WINTER - CERTAIN 2022-23: 0; WINTER - CERTAIN 2023-24: 0; WINTER - CERTAIN 2024-25: 0; WINTER - CERTAIN 2025-26: 0; WINTER - CERTAIN 2026-27: 0; WINTER - CERTAIN 2027-28: 0; WINTER - CERTAIN 2028-29: 0
Cancelled | US | 1887228 |  |  | 15INR0072 | Barilla Solar 3 | Barilla Solar 3 | PV | SUN |  | Solar | n/a |  | 140 | 105 | 16.8 | SUMMER - CERTAIN 2018: 0; SUMMER - CERTAIN 2019: 0; SUMMER - CERTAIN 2020: 0; SUMMER - CERTAIN 2021: 0; SUMMER - CERTAIN 2022: 0; SUMMER - CERTAIN 2023: 0; SUMMER - CERTAIN 2024: 0; SUMMER - CERTAIN 2025: 0; SUMMER - CERTAIN 2026: 0; SUMMER - CERTAIN 2027: 0; SUMMER - CERTAIN 2028: 0; WINTER - CERTAIN 2018-19: 0; WINTER - CERTAIN 2019-20: 0; WINTER - CERTAIN 2020-21: 0; WINTER - CERTAIN 2021-22: 0; WINTER - CERTAIN 2022-23: 0; WINTER - CERTAIN 2023-24: 0; WINTER - CERTAIN 2024-25: 0; WINTER - CERTAIN 2025-26: 0; WINTER - CERTAIN 2026-27: 0; WINTER - CERTAIN 2027-28: 0; WINTER - CERTAIN 2028-29: 0
Cancelled | US |  |  |  | 15INR0073 |  | Red River Saltfork W | WT | WND |  | Wind | n/a |  | 201 | 28.14 | 40.2 | SUMMER - CERTAIN 2018: 0; SUMMER - CERTAIN 2019: 0; SUMMER - CERTAIN 2020: 0; SUMMER - CERTAIN 2021: 0; SUMMER - CERTAIN 2022: 0; SUMMER - CERTAIN 2023: 0; SUMMER - CERTAIN 2024: 0; SUMMER - CERTAIN 2025: 0; SUMMER - CERTAIN 2026: 0; SUMMER - CERTAIN 2027: 0; SUMMER - CERTAIN 2028: 0; WINTER - CERTAIN 2018-19: 0; WINTER - CERTAIN 2019-20: 0; WINTER - CERTAIN 2020-21: 0; WINTER - CERTAIN 2021-22: 0; WINTER - CERTAIN 2022-23: 0; WINTER - CERTAIN 2023-24: 0; WINTER - CERTAIN 2024-25: 0; WINTER - CERTAIN 2025-26: 0; WINTER - CERTAIN 2026-27: 0; WINTER - CERTAIN 2027-28: 0; WINTER - CERTAIN 2028-29: 0
Cancelled | US |  |  |  | 15INR0075 |  | M&G RESINS CORPUS CHRISTI | CC | NG |  | Natural Gas and Other Gases | n/a |  | 70 | 50.6 | 51 | SUMMER - CERTAIN 2018: 0; SUMMER - CERTAIN 2019: 0; SUMMER - CERTAIN 2020: 0; SUMMER - CERTAIN 2021: 0; SUMMER - CERTAIN 2022: 0; SUMMER - CERTAIN 2023: 0; SUMMER - CERTAIN 2024: 0; SUMMER - CERTAIN 2025: 0; SUMMER - CERTAIN 2026: 0; SUMMER - CERTAIN 2027: 0; SUMMER - CERTAIN 2028: 0; WINTER - CERTAIN 2018-19: 0; WINTER - CERTAIN 2019-20: 0; WINTER - CERTAIN 2020-21: 0; WINTER - CERTAIN 2021-22: 0; WINTER - CERTAIN 2022-23: 0; WINTER - CERTAIN 2023-24: 0; WINTER - CERTAIN 2024-25: 0; WINTER - CERTAIN 2025-26: 0; WINTER - CERTAIN 2026-27: 0; WINTER - CERTAIN 2027-28: 0; WINTER - CERTAIN 2028-29: 0
Cancelled | US |  |  |  | 15INR0076 |  | Wharton County Power 2 | GT | NG |  | Natural Gas and Other Gases | n/a |  | 195 | 195 | 195 | SUMMER - CERTAIN 2018: 0; SUMMER - CERTAIN 2019: 0; SUMMER - CERTAIN 2020: 0; SUMMER - CERTAIN 2021: 0; SUMMER - CERTAIN 2022: 0; SUMMER - CERTAIN 2023: 0; SUMMER - CERTAIN 2024: 0; SUMMER - CERTAIN 2025: 0; SUMMER - CERTAIN 2026: 0; SUMMER - CERTAIN 2027: 0; SUMMER - CERTAIN 2028: 0; WINTER - CERTAIN 2018-19: 0; WINTER - CERTAIN 2019-20: 0; WINTER - CERTAIN 2020-21: 0; WINTER - CERTAIN 2021-22: 0; WINTER - CERTAIN 2022-23: 0; WINTER - CERTAIN 2023-24: 0; WINTER - CERTAIN 2024-25: 0; WINTER - CERTAIN 2025-26: 0; WINTER - CERTAIN 2026-27: 0; WINTER - CERTAIN 2027-28: 0; WINTER - CERTAIN 2028-29: 0
Cancelled | US |  |  |  | 15INR0077 |  | Bushorado Wind Ranch | WT | WND |  | Wind | n/a |  | 600 | 84 | 120 | SUMMER - CERTAIN 2018: 0; SUMMER - CERTAIN 2019: 0; SUMMER - CERTAIN 2020: 0; SUMMER - CERTAIN 2021: 0; SUMMER - CERTAIN 2022: 0; SUMMER - CERTAIN 2023: 0; SUMMER - CERTAIN 2024: 0; SUMMER - CERTAIN 2025: 0; SUMMER - CERTAIN 2026: 0; SUMMER - CERTAIN 2027: 0; SUMMER - CERTAIN 2028: 0; WINTER - CERTAIN 2018-19: 0; WINTER - CERTAIN 2019-20: 0; WINTER - CERTAIN 2020-21: 0; WINTER - CERTAIN 2021-22: 0; WINTER - CERTAIN 2022-23: 0; WINTER - CERTAIN 2023-24: 0; WINTER - CERTAIN 2024-25: 0; WINTER - CERTAIN 2025-26: 0; WINTER - CERTAIN 2026-27: 0; WINTER - CERTAIN 2027-28: 0; WINTER - CERTAIN 2028-29: 0
Cancelled | US |  |  |  | 15INR0078 |  | Dawn Wind | WT | WND |  | Wind | n/a |  | 600 | 84 | 120 | SUMMER - CERTAIN 2018: 0; SUMMER - CERTAIN 2019: 0; SUMMER - CERTAIN 2020: 0; SUMMER - CERTAIN 2021: 0; SUMMER - CERTAIN 2022: 0; SUMMER - CERTAIN 2023: 0; SUMMER - CERTAIN 2024: 0; SUMMER - CERTAIN 2025: 0; SUMMER - CERTAIN 2026: 0; SUMMER - CERTAIN 2027: 0; SUMMER - CERTAIN 2028: 0; WINTER - CERTAIN 2018-19: 0; WINTER - CERTAIN 2019-20: 0; WINTER - CERTAIN 2020-21: 0; WINTER - CERTAIN 2021-22: 0; WINTER - CERTAIN 2022-23: 0; WINTER - CERTAIN 2023-24: 0; WINTER - CERTAIN 2024-25: 0; WINTER - CERTAIN 2025-26: 0; WINTER - CERTAIN 2026-27: 0; WINTER - CERTAIN 2027-28: 0; WINTER - CERTAIN 2028-29: 0
Cancelled | US | 1155810 |  |  | 15INR0081 | Mason Mt Wind | Mason Mt Wind | WT | WND |  | Wind | n/a |  | 62 | 8.68 | 12.4 | SUMMER - CERTAIN 2018: 0; SUMMER - CERTAIN 2019: 0; SUMMER - CERTAIN 2020: 0; SUMMER - CERTAIN 2021: 0; SUMMER - CERTAIN 2022: 0; SUMMER - CERTAIN 2023: 0; SUMMER - CERTAIN 2024: 0; SUMMER - CERTAIN 2025: 0; SUMMER - CERTAIN 2026: 0; SUMMER - CERTAIN 2027: 0; SUMMER - CERTAIN 2028: 0; WINTER - CERTAIN 2018-19: 0; WINTER - CERTAIN 2019-20: 0; WINTER - CERTAIN 2020-21: 0; WINTER - CERTAIN 2021-22: 0; WINTER - CERTAIN 2022-23: 0; WINTER - CERTAIN 2023-24: 0; WINTER - CERTAIN 2024-25: 0; WINTER - CERTAIN 2025-26: 0; WINTER - CERTAIN 2026-27: 0; WINTER - CERTAIN 2027-28: 0; WINTER - CERTAIN 2028-29: 0
Cancelled | US |  |  |  | 15INR0083 |  | Solar Prime TX07 | PV | SUN |  | Solar | n/a |  | 100 | 75 | 12 | SUMMER - CERTAIN 2018: 0; SUMMER - CERTAIN 2019: 0; SUMMER - CERTAIN 2020: 0; SUMMER - CERTAIN 2021: 0; SUMMER - CERTAIN 2022: 0; SUMMER - CERTAIN 2023: 0; SUMMER - CERTAIN 2024: 0; SUMMER - CERTAIN 2025: 0; SUMMER - CERTAIN 2026: 0; SUMMER - CERTAIN 2027: 0; SUMMER - CERTAIN 2028: 0; WINTER - CERTAIN 2018-19: 0; WINTER - CERTAIN 2019-20: 0; WINTER - CERTAIN 2020-21: 0; WINTER - CERTAIN 2021-22: 0; WINTER - CERTAIN 2022-23: 0; WINTER - CERTAIN 2023-24: 0; WINTER - CERTAIN 2024-25: 0; WINTER - CERTAIN 2025-26: 0; WINTER - CERTAIN 2026-27: 0; WINTER - CERTAIN 2027-28: 0; WINTER - CERTAIN 2028-29: 0
Cancelled | US |  |  |  | 15INR0084 |  | SP-TX-08 | PV | SUN |  | Solar | n/a |  | 120 | 90 | 14.4 | SUMMER - CERTAIN 2018: 0; SUMMER - CERTAIN 2019: 0; SUMMER - CERTAIN 2020: 0; SUMMER - CERTAIN 2021: 0; SUMMER - CERTAIN 2022: 0; SUMMER - CERTAIN 2023: 0; SUMMER - CERTAIN 2024: 0; SUMMER - CERTAIN 2025: 0; SUMMER - CERTAIN 2026: 0; SUMMER - CERTAIN 2027: 0; SUMMER - CERTAIN 2028: 0; WINTER - CERTAIN 2018-19: 0; WINTER - CERTAIN 2019-20: 0; WINTER - CERTAIN 2020-21: 0; WINTER - CERTAIN 2021-22: 0; WINTER - CERTAIN 2022-23: 0; WINTER - CERTAIN 2023-24: 0; WINTER - CERTAIN 2024-25: 0; WINTER - CERTAIN 2025-26: 0; WINTER - CERTAIN 2026-27: 0; WINTER - CERTAIN 2027-28: 0; WINTER - CERTAIN 2028-29: 0
Cancelled | US |  |  |  | 15INR0086 |  | SP-TX-09 | PV | SUN |  | Solar | n/a |  | 45 | 33.75 | 5.4 | SUMMER - CERTAIN 2018: 0; SUMMER - CERTAIN 2019: 0; SUMMER - CERTAIN 2020: 0; SUMMER - CERTAIN 2021: 0; SUMMER - CERTAIN 2022: 0; SUMMER - CERTAIN 2023: 0; SUMMER - CERTAIN 2024: 0; SUMMER - CERTAIN 2025: 0; SUMMER - CERTAIN 2026: 0; SUMMER - CERTAIN 2027: 0; SUMMER - CERTAIN 2028: 0; WINTER - CERTAIN 2018-19: 0; WINTER - CERTAIN 2019-20: 0; WINTER - CERTAIN 2020-21: 0; WINTER - CERTAIN 2021-22: 0; WINTER - CERTAIN 2022-23: 0; WINTER - CERTAIN 2023-24: 0; WINTER - CERTAIN 2024-25: 0; WINTER - CERTAIN 2025-26: 0; WINTER - CERTAIN 2026-27: 0; WINTER - CERTAIN 2027-28: 0; WINTER - CERTAIN 2028-29: 0
Cancelled | US |  |  |  | 15INR0088 |  | Snyder Solar | PV | SUN |  | Solar | n/a |  | 20 | 15 | 2.4 | SUMMER - CERTAIN 2018: 0; SUMMER - CERTAIN 2019: 0; SUMMER - CERTAIN 2020: 0; SUMMER - CERTAIN 2021: 0; SUMMER - CERTAIN 2022: 0; SUMMER - CERTAIN 2023: 0; SUMMER - CERTAIN 2024: 0; SUMMER - CERTAIN 2025: 0; SUMMER - CERTAIN 2026: 0; SUMMER - CERTAIN 2027: 0; SUMMER - CERTAIN 2028: 0; WINTER - CERTAIN 2018-19: 0; WINTER - CERTAIN 2019-20: 0; WINTER - CERTAIN 2020-21: 0; WINTER - CERTAIN 2021-22: 0; WINTER - CERTAIN 2022-23: 0; WINTER - CERTAIN 2023-24: 0; WINTER - CERTAIN 2024-25: 0; WINTER - CERTAIN 2025-26: 0; WINTER - CERTAIN 2026-27: 0; WINTER - CERTAIN 2027-28: 0; WINTER - CERTAIN 2028-29: 0
Cancelled | US |  |  |  | 15INR0089 |  | Van Horn | PV | SUN |  | Solar | n/a |  | 265 | 198.75 | 31.8 | SUMMER - CERTAIN 2018: 0; SUMMER - CERTAIN 2019: 0; SUMMER - CERTAIN 2020: 0; SUMMER - CERTAIN 2021: 0; SUMMER - CERTAIN 2022: 0; SUMMER - CERTAIN 2023: 0; SUMMER - CERTAIN 2024: 0; SUMMER - CERTAIN 2025: 0; SUMMER - CERTAIN 2026: 0; SUMMER - CERTAIN 2027: 0; SUMMER - CERTAIN 2028: 0; WINTER - CERTAIN 2018-19: 0; WINTER - CERTAIN 2019-20: 0; WINTER - CERTAIN 2020-21: 0; WINTER - CERTAIN 2021-22: 0; WINTER - CERTAIN 2022-23: 0; WINTER - CERTAIN 2023-24: 0; WINTER - CERTAIN 2024-25: 0; WINTER - CERTAIN 2025-26: 0; WINTER - CERTAIN 2026-27: 0; WINTER - CERTAIN 2027-28: 0; WINTER - CERTAIN 2028-29: 0
Cancelled | US |  |  |  | 16INR0001 |  | Sweeney Gassification IGCC Project | ST | SUB |  | Coal | n/a |  | 950 | 950 | 950 | SUMMER - CERTAIN 2018: 0; SUMMER - CERTAIN 2019: 0; SUMMER - CERTAIN 2020: 0; SUMMER - CERTAIN 2021: 0; SUMMER - CERTAIN 2022: 0; SUMMER - CERTAIN 2023: 0; SUMMER - CERTAIN 2024: 0; SUMMER - CERTAIN 2025: 0; SUMMER - CERTAIN 2026: 0; SUMMER - CERTAIN 2027: 0; SUMMER - CERTAIN 2028: 0; WINTER - CERTAIN 2018-19: 0; WINTER - CERTAIN 2019-20: 0; WINTER - CERTAIN 2020-21: 0; WINTER - CERTAIN 2021-22: 0; WINTER - CERTAIN 2022-23: 0; WINTER - CERTAIN 2023-24: 0; WINTER - CERTAIN 2024-25: 0; WINTER - CERTAIN 2025-26: 0; WINTER - CERTAIN 2026-27: 0; WINTER - CERTAIN 2027-28: 0; WINTER - CERTAIN 2028-29: 0
Cancelled | US |  |  |  | 16INR0002 |  | Sweeney Gassification IGCC Project | ST | SUB |  | Coal | n/a |  | 1000 | 700 | 700 | SUMMER - CERTAIN 2018: 0; SUMMER - CERTAIN 2019: 0; SUMMER - CERTAIN 2020: 0; SUMMER - CERTAIN 2021: 0; SUMMER - CERTAIN 2022: 0; SUMMER - CERTAIN 2023: 0; SUMMER - CERTAIN 2024: 0; SUMMER - CERTAIN 2025: 0; SUMMER - CERTAIN 2026: 0; SUMMER - CERTAIN 2027: 0; SUMMER - CERTAIN 2028: 0; WINTER - CERTAIN 2018-19: 0; WINTER - CERTAIN 2019-20: 0; WINTER - CERTAIN 2020-21: 0; WINTER - CERTAIN 2021-22: 0; WINTER - CERTAIN 2022-23: 0; WINTER - CERTAIN 2023-24: 0; WINTER - CERTAIN 2024-25: 0; WINTER - CERTAIN 2025-26: 0; WINTER - CERTAIN 2026-27: 0; WINTER - CERTAIN 2027-28: 0; WINTER - CERTAIN 2028-29: 0
Cancelled | US |  |  |  | 16INR0004 |  | LaPaloma G | CC | NG |  | Natural Gas and Other Gases | n/a |  | 785 | 730 | 730 | SUMMER - CERTAIN 2018: 0; SUMMER - CERTAIN 2019: 0; SUMMER - CERTAIN 2020: 0; SUMMER - CERTAIN 2021: 0; SUMMER - CERTAIN 2022: 0; SUMMER - CERTAIN 2023: 0; SUMMER - CERTAIN 2024: 0; SUMMER - CERTAIN 2025: 0; SUMMER - CERTAIN 2026: 0; SUMMER - CERTAIN 2027: 0; SUMMER - CERTAIN 2028: 0; WINTER - CERTAIN 2018-19: 0; WINTER - CERTAIN 2019-20: 0; WINTER - CERTAIN 2020-21: 0; WINTER - CERTAIN 2021-22: 0; WINTER - CERTAIN 2022-23: 0; WINTER - CERTAIN 2023-24: 0; WINTER - CERTAIN 2024-25: 0; WINTER - CERTAIN 2025-26: 0; WINTER - CERTAIN 2026-27: 0; WINTER - CERTAIN 2027-28: 0; WINTER - CERTAIN 2028-29: 0
Cancelled | US |  |  |  | 16INR0007 |  | Hidalgo Chillers | CC | NG |  | Natural Gas and Other Gases | n/a |  | 95 | 95 | 95 | SUMMER - CERTAIN 2018: 0; SUMMER - CERTAIN 2019: 0; SUMMER - CERTAIN 2020: 0; SUMMER - CERTAIN 2021: 0; SUMMER - CERTAIN 2022: 0; SUMMER - CERTAIN 2023: 0; SUMMER - CERTAIN 2024: 0; SUMMER - CERTAIN 2025: 0; SUMMER - CERTAIN 2026: 0; SUMMER - CERTAIN 2027: 0; SUMMER - CERTAIN 2028: 0; WINTER - CERTAIN 2018-19: 0; WINTER - CERTAIN 2019-20: 0; WINTER - CERTAIN 2020-21: 0; WINTER - CERTAIN 2021-22: 0; WINTER - CERTAIN 2022-23: 0; WINTER - CERTAIN 2023-24: 0; WINTER - CERTAIN 2024-25: 0; WINTER - CERTAIN 2025-26: 0; WINTER - CERTAIN 2026-27: 0; WINTER - CERTAIN 2027-28: 0; WINTER - CERTAIN 2028-29: 0
Cancelled | US | 1683982 |  |  | 16INR0008 | Tenaska Roans Prairie | Tenaska Roans Prairie | GT | NG |  | Natural Gas and Other Gases | n/a |  | 663 | 663 | 663 | SUMMER - CERTAIN 2018: 0; SUMMER - CERTAIN 2019: 0; SUMMER - CERTAIN 2020: 0; SUMMER - CERTAIN 2021: 0; SUMMER - CERTAIN 2022: 0; SUMMER - CERTAIN 2023: 0; SUMMER - CERTAIN 2024: 0; SUMMER - CERTAIN 2025: 0; SUMMER - CERTAIN 2026: 0; SUMMER - CERTAIN 2027: 0; SUMMER - CERTAIN 2028: 0; WINTER - CERTAIN 2018-19: 0; WINTER - CERTAIN 2019-20: 0; WINTER - CERTAIN 2020-21: 0; WINTER - CERTAIN 2021-22: 0; WINTER - CERTAIN 2022-23: 0; WINTER - CERTAIN 2023-24: 0; WINTER - CERTAIN 2024-25: 0; WINTER - CERTAIN 2025-26: 0; WINTER - CERTAIN 2026-27: 0; WINTER - CERTAIN 2027-28: 0; WINTER - CERTAIN 2028-29: 0
Cancelled | US |  |  |  | 16INR0008_2 |  | Roan's Prairie | GT | NG |  | Natural Gas and Other Gases | n/a |  | 768 | 0 | 768 | SUMMER - CERTAIN 2018: 0; SUMMER - CERTAIN 2019: 0; SUMMER - CERTAIN 2020: 0; SUMMER - CERTAIN 2021: 0; SUMMER - CERTAIN 2022: 0; SUMMER - CERTAIN 2023: 0; SUMMER - CERTAIN 2024: 0; SUMMER - CERTAIN 2025: 0; SUMMER - CERTAIN 2026: 0; SUMMER - CERTAIN 2027: 0; SUMMER - CERTAIN 2028: 0; WINTER - CERTAIN 2018-19: 0; WINTER - CERTAIN 2019-20: 0; WINTER - CERTAIN 2020-21: 0; WINTER - CERTAIN 2021-22: 0; WINTER - CERTAIN 2022-23: 0; WINTER - CERTAIN 2023-24: 0; WINTER - CERTAIN 2024-25: 0; WINTER - CERTAIN 2025-26: 0; WINTER - CERTAIN 2026-27: 0; WINTER - CERTAIN 2027-28: 0; WINTER - CERTAIN 2028-29: 0
Cancelled | US |  |  |  | 16INR0011a |  | Gulf Offshore Wind 1 | WT | WND |  | Wind | n/a |  | 18 | 10.62 | 7.74 | SUMMER - CERTAIN 2018: 0; SUMMER - CERTAIN 2019: 0; SUMMER - CERTAIN 2020: 0; SUMMER - CERTAIN 2021: 0; SUMMER - CERTAIN 2022: 0; SUMMER - CERTAIN 2023: 0; SUMMER - CERTAIN 2024: 0; SUMMER - CERTAIN 2025: 0; SUMMER - CERTAIN 2026: 0; SUMMER - CERTAIN 2027: 0; SUMMER - CERTAIN 2028: 0; WINTER - CERTAIN 2018-19: 0; WINTER - CERTAIN 2019-20: 0; WINTER - CERTAIN 2020-21: 0; WINTER - CERTAIN 2021-22: 0; WINTER - CERTAIN 2022-23: 0; WINTER - CERTAIN 2023-24: 0; WINTER - CERTAIN 2024-25: 0; WINTER - CERTAIN 2025-26: 0; WINTER - CERTAIN 2026-27: 0; WINTER - CERTAIN 2027-28: 0; WINTER - CERTAIN 2028-29: 0
Cancelled | US |  |  |  | 16INR0011b |  | Gulf Offshore Wind 2 | WT | WND |  | Wind | n/a |  | 132 | 77.88 | 56.76 | SUMMER - CERTAIN 2018: 0; SUMMER - CERTAIN 2019: 0; SUMMER - CERTAIN 2020: 0; SUMMER - CERTAIN 2021: 0; SUMMER - CERTAIN 2022: 0; SUMMER - CERTAIN 2023: 0; SUMMER - CERTAIN 2024: 0; SUMMER - CERTAIN 2025: 0; SUMMER - CERTAIN 2026: 0; SUMMER - CERTAIN 2027: 0; SUMMER - CERTAIN 2028: 0; WINTER - CERTAIN 2018-19: 0; WINTER - CERTAIN 2019-20: 0; WINTER - CERTAIN 2020-21: 0; WINTER - CERTAIN 2021-22: 0; WINTER - CERTAIN 2022-23: 0; WINTER - CERTAIN 2023-24: 0; WINTER - CERTAIN 2024-25: 0; WINTER - CERTAIN 2025-26: 0; WINTER - CERTAIN 2026-27: 0; WINTER - CERTAIN 2027-28: 0; WINTER - CERTAIN 2028-29: 0
Cancelled | US |  |  |  | 16INR0011c |  | Gulf Offshore Wind 3 | WT | WND |  | Wind | n/a |  | 198 | 116.82 | 85.14 | SUMMER - CERTAIN 2018: 0; SUMMER - CERTAIN 2019: 0; SUMMER - CERTAIN 2020: 0; SUMMER - CERTAIN 2021: 0; SUMMER - CERTAIN 2022: 0; SUMMER - CERTAIN 2023: 0; SUMMER - CERTAIN 2024: 0; SUMMER - CERTAIN 2025: 0; SUMMER - CERTAIN 2026: 0; SUMMER - CERTAIN 2027: 0; SUMMER - CERTAIN 2028: 0; WINTER - CERTAIN 2018-19: 0; WINTER - CERTAIN 2019-20: 0; WINTER - CERTAIN 2020-21: 0; WINTER - CERTAIN 2021-22: 0; WINTER - CERTAIN 2022-23: 0; WINTER - CERTAIN 2023-24: 0; WINTER - CERTAIN 2024-25: 0; WINTER - CERTAIN 2025-26: 0; WINTER - CERTAIN 2026-27: 0; WINTER - CERTAIN 2027-28: 0; WINTER - CERTAIN 2028-29: 0
Cancelled | US |  |  |  | 16INR0011d |  | Gulf Offshore Wind 4 | WT | WND |  | Wind | n/a |  | 198 | 116.82 | 85.14 | SUMMER - CERTAIN 2018: 0; SUMMER - CERTAIN 2019: 0; SUMMER - CERTAIN 2020: 0; SUMMER - CERTAIN 2021: 0; SUMMER - CERTAIN 2022: 0; SUMMER - CERTAIN 2023: 0; SUMMER - CERTAIN 2024: 0; SUMMER - CERTAIN 2025: 0; SUMMER - CERTAIN 2026: 0; SUMMER - CERTAIN 2027: 0; SUMMER - CERTAIN 2028: 0; WINTER - CERTAIN 2018-19: 0; WINTER - CERTAIN 2019-20: 0; WINTER - CERTAIN 2020-21: 0; WINTER - CERTAIN 2021-22: 0; WINTER - CERTAIN 2022-23: 0; WINTER - CERTAIN 2023-24: 0; WINTER - CERTAIN 2024-25: 0; WINTER - CERTAIN 2025-26: 0; WINTER - CERTAIN 2026-27: 0; WINTER - CERTAIN 2027-28: 0; WINTER - CERTAIN 2028-29: 0
Cancelled | US |  |  |  | 16INR0013 |  | SPC Nacogdoches | GT | NG |  | Natural Gas and Other Gases | n/a |  | 229 | 227 | 229 | SUMMER - CERTAIN 2018: 0; SUMMER - CERTAIN 2019: 0; SUMMER - CERTAIN 2020: 0; SUMMER - CERTAIN 2021: 0; SUMMER - CERTAIN 2022: 0; SUMMER - CERTAIN 2023: 0; SUMMER - CERTAIN 2024: 0; SUMMER - CERTAIN 2025: 0; SUMMER - CERTAIN 2026: 0; SUMMER - CERTAIN 2027: 0; SUMMER - CERTAIN 2028: 0; WINTER - CERTAIN 2018-19: 0; WINTER - CERTAIN 2019-20: 0; WINTER - CERTAIN 2020-21: 0; WINTER - CERTAIN 2021-22: 0; WINTER - CERTAIN 2022-23: 0; WINTER - CERTAIN 2023-24: 0; WINTER - CERTAIN 2024-25: 0; WINTER - CERTAIN 2025-26: 0; WINTER - CERTAIN 2026-27: 0; WINTER - CERTAIN 2027-28: 0; WINTER - CERTAIN 2028-29: 0
Cancelled | US |  |  |  | 16INR0015 |  | Wharton Wind | WT | WND |  | Wind | n/a |  | 248 | 34.776 | 49.6 | SUMMER - CERTAIN 2018: 0; SUMMER - CERTAIN 2019: 0; SUMMER - CERTAIN 2020: 0; SUMMER - CERTAIN 2021: 0; SUMMER - CERTAIN 2022: 0; SUMMER - CERTAIN 2023: 0; SUMMER - CERTAIN 2024: 0; SUMMER - CERTAIN 2025: 0; SUMMER - CERTAIN 2026: 0; SUMMER - CERTAIN 2027: 0; SUMMER - CERTAIN 2028: 0; WINTER - CERTAIN 2018-19: 0; WINTER - CERTAIN 2019-20: 0; WINTER - CERTAIN 2020-21: 0; WINTER - CERTAIN 2021-22: 0; WINTER - CERTAIN 2022-23: 0; WINTER - CERTAIN 2023-24: 0; WINTER - CERTAIN 2024-25: 0; WINTER - CERTAIN 2025-26: 0; WINTER - CERTAIN 2026-27: 0; WINTER - CERTAIN 2027-28: 0; WINTER - CERTAIN 2028-29: 0
Cancelled | US |  |  |  | 16INR0016 |  | Elephant Rock Solar Plant | PV | SUN |  | Solar | n/a |  | 38 | 28.5 | 4.56 | SUMMER - CERTAIN 2018: 0; SUMMER - CERTAIN 2019: 0; SUMMER - CERTAIN 2020: 0; SUMMER - CERTAIN 2021: 0; SUMMER - CERTAIN 2022: 0; SUMMER - CERTAIN 2023: 0; SUMMER - CERTAIN 2024: 0; SUMMER - CERTAIN 2025: 0; SUMMER - CERTAIN 2026: 0; SUMMER - CERTAIN 2027: 0; SUMMER - CERTAIN 2028: 0; WINTER - CERTAIN 2018-19: 0; WINTER - CERTAIN 2019-20: 0; WINTER - CERTAIN 2020-21: 0; WINTER - CERTAIN 2021-22: 0; WINTER - CERTAIN 2022-23: 0; WINTER - CERTAIN 2023-24: 0; WINTER - CERTAIN 2024-25: 0; WINTER - CERTAIN 2025-26: 0; WINTER - CERTAIN 2026-27: 0; WINTER - CERTAIN 2027-28: 0; WINTER - CERTAIN 2028-29: 0
Cancelled | US |  |  |  | 16INR0017 |  | Delaware Mt Solar | PV | SUN |  | Solar | n/a |  | 70 | 52.5 | 8.4 | SUMMER - CERTAIN 2018: 0; SUMMER - CERTAIN 2019: 0; SUMMER - CERTAIN 2020: 0; SUMMER - CERTAIN 2021: 0; SUMMER - CERTAIN 2022: 0; SUMMER - CERTAIN 2023: 0; SUMMER - CERTAIN 2024: 0; SUMMER - CERTAIN 2025: 0; SUMMER - CERTAIN 2026: 0; SUMMER - CERTAIN 2027: 0; SUMMER - CERTAIN 2028: 0; WINTER - CERTAIN 2018-19: 0; WINTER - CERTAIN 2019-20: 0; WINTER - CERTAIN 2020-21: 0; WINTER - CERTAIN 2021-22: 0; WINTER - CERTAIN 2022-23: 0; WINTER - CERTAIN 2023-24: 0; WINTER - CERTAIN 2024-25: 0; WINTER - CERTAIN 2025-26: 0; WINTER - CERTAIN 2026-27: 0; WINTER - CERTAIN 2027-28: 0; WINTER - CERTAIN 2028-29: 0
Cancelled | US |  |  |  | 16INR0018 |  | King Mt Solar | PV | SUN |  | Solar | n/a |  | 40 | 30 | 4.8 | SUMMER - CERTAIN 2018: 0; SUMMER - CERTAIN 2019: 0; SUMMER - CERTAIN 2020: 0; SUMMER - CERTAIN 2021: 0; SUMMER - CERTAIN 2022: 0; SUMMER - CERTAIN 2023: 0; SUMMER - CERTAIN 2024: 0; SUMMER - CERTAIN 2025: 0; SUMMER - CERTAIN 2026: 0; SUMMER - CERTAIN 2027: 0; SUMMER - CERTAIN 2028: 0; WINTER - CERTAIN 2018-19: 0; WINTER - CERTAIN 2019-20: 0; WINTER - CERTAIN 2020-21: 0; WINTER - CERTAIN 2021-22: 0; WINTER - CERTAIN 2022-23: 0; WINTER - CERTAIN 2023-24: 0; WINTER - CERTAIN 2024-25: 0; WINTER - CERTAIN 2025-26: 0; WINTER - CERTAIN 2026-27: 0; WINTER - CERTAIN 2027-28: 0; WINTER - CERTAIN 2028-29: 0
Cancelled | US |  |  |  | 16INR0020 |  | Oro Solar | PV | SUN |  | Solar | n/a |  | 55 | 41.25 | 6.6 | SUMMER - CERTAIN 2018: 0; SUMMER - CERTAIN 2019: 0; SUMMER - CERTAIN 2020: 0; SUMMER - CERTAIN 2021: 0; SUMMER - CERTAIN 2022: 0; SUMMER - CERTAIN 2023: 0; SUMMER - CERTAIN 2024: 0; SUMMER - CERTAIN 2025: 0; SUMMER - CERTAIN 2026: 0; SUMMER - CERTAIN 2027: 0; SUMMER - CERTAIN 2028: 0; WINTER - CERTAIN 2018-19: 0; WINTER - CERTAIN 2019-20: 0; WINTER - CERTAIN 2020-21: 0; WINTER - CERTAIN 2021-22: 0; WINTER - CERTAIN 2022-23: 0; WINTER - CERTAIN 2023-24: 0; WINTER - CERTAIN 2024-25: 0; WINTER - CERTAIN 2025-26: 0; WINTER - CERTAIN 2026-27: 0; WINTER - CERTAIN 2027-28: 0; WINTER - CERTAIN 2028-29: 0
Cancelled | US |  |  |  | 16INR0021 |  | Fort Stockton Solar | PV | SUN |  | Solar | n/a |  | 150 | 112.5 | 18 | SUMMER - CERTAIN 2018: 0; SUMMER - CERTAIN 2019: 0; SUMMER - CERTAIN 2020: 0; SUMMER - CERTAIN 2021: 0; SUMMER - CERTAIN 2022: 0; SUMMER - CERTAIN 2023: 0; SUMMER - CERTAIN 2024: 0; SUMMER - CERTAIN 2025: 0; SUMMER - CERTAIN 2026: 0; SUMMER - CERTAIN 2027: 0; SUMMER - CERTAIN 2028: 0; WINTER - CERTAIN 2018-19: 0; WINTER - CERTAIN 2019-20: 0; WINTER - CERTAIN 2020-21: 0; WINTER - CERTAIN 2021-22: 0; WINTER - CERTAIN 2022-23: 0; WINTER - CERTAIN 2023-24: 0; WINTER - CERTAIN 2024-25: 0; WINTER - CERTAIN 2025-26: 0; WINTER - CERTAIN 2026-27: 0; WINTER - CERTAIN 2027-28: 0; WINTER - CERTAIN 2028-29: 0
Cancelled | US |  |  |  | 16INR0022 |  | BNB Oxbow Solar | PV | SUN |  | Solar | n/a |  | 100 | 75 | 12 | SUMMER - CERTAIN 2018: 0; SUMMER - CERTAIN 2019: 0; SUMMER - CERTAIN 2020: 0; SUMMER - CERTAIN 2021: 0; SUMMER - CERTAIN 2022: 0; SUMMER - CERTAIN 2023: 0; SUMMER - CERTAIN 2024: 0; SUMMER - CERTAIN 2025: 0; SUMMER - CERTAIN 2026: 0; SUMMER - CERTAIN 2027: 0; SUMMER - CERTAIN 2028: 0; WINTER - CERTAIN 2018-19: 0; WINTER - CERTAIN 2019-20: 0; WINTER - CERTAIN 2020-21: 0; WINTER - CERTAIN 2021-22: 0; WINTER - CERTAIN 2022-23: 0; WINTER - CERTAIN 2023-24: 0; WINTER - CERTAIN 2024-25: 0; WINTER - CERTAIN 2025-26: 0; WINTER - CERTAIN 2026-27: 0; WINTER - CERTAIN 2027-28: 0; WINTER - CERTAIN 2028-29: 0
Cancelled | US |  |  |  | 16INR0025 |  | Panther Creek Solar III | PV | SUN |  | Solar | n/a |  | 30 | 22.5 | 3.6 | SUMMER - CERTAIN 2018: 0; SUMMER - CERTAIN 2019: 0; SUMMER - CERTAIN 2020: 0; SUMMER - CERTAIN 2021: 0; SUMMER - CERTAIN 2022: 0; SUMMER - CERTAIN 2023: 0; SUMMER - CERTAIN 2024: 0; SUMMER - CERTAIN 2025: 0; SUMMER - CERTAIN 2026: 0; SUMMER - CERTAIN 2027: 0; SUMMER - CERTAIN 2028: 0; WINTER - CERTAIN 2018-19: 0; WINTER - CERTAIN 2019-20: 0; WINTER - CERTAIN 2020-21: 0; WINTER - CERTAIN 2021-22: 0; WINTER - CERTAIN 2022-23: 0; WINTER - CERTAIN 2023-24: 0; WINTER - CERTAIN 2024-25: 0; WINTER - CERTAIN 2025-26: 0; WINTER - CERTAIN 2026-27: 0; WINTER - CERTAIN 2027-28: 0; WINTER - CERTAIN 2028-29: 0
Cancelled | US |  |  |  | 16INR0026 |  | Angus Wind, LLC | WT | WND |  | Wind | n/a |  | 100 | 14 | 20 | SUMMER - CERTAIN 2018: 0; SUMMER - CERTAIN 2019: 0; SUMMER - CERTAIN 2020: 0; SUMMER - CERTAIN 2021: 0; SUMMER - CERTAIN 2022: 0; SUMMER - CERTAIN 2023: 0; SUMMER - CERTAIN 2024: 0; SUMMER - CERTAIN 2025: 0; SUMMER - CERTAIN 2026: 0; SUMMER - CERTAIN 2027: 0; SUMMER - CERTAIN 2028: 0; WINTER - CERTAIN 2018-19: 0; WINTER - CERTAIN 2019-20: 0; WINTER - CERTAIN 2020-21: 0; WINTER - CERTAIN 2021-22: 0; WINTER - CERTAIN 2022-23: 0; WINTER - CERTAIN 2023-24: 0; WINTER - CERTAIN 2024-25: 0; WINTER - CERTAIN 2025-26: 0; WINTER - CERTAIN 2026-27: 0; WINTER - CERTAIN 2027-28: 0; WINTER - CERTAIN 2028-29: 0
Cancelled | US | 1906423 |  |  | 16INR0027 | Bonham Wind | Bonham Wind | WT | WND |  | Wind | n/a |  | 100 | 14 | 20 | SUMMER - CERTAIN 2018: 0; SUMMER - CERTAIN 2019: 0; SUMMER - CERTAIN 2020: 0; SUMMER - CERTAIN 2021: 0; SUMMER - CERTAIN 2022: 0; SUMMER - CERTAIN 2023: 0; SUMMER - CERTAIN 2024: 0; SUMMER - CERTAIN 2025: 0; SUMMER - CERTAIN 2026: 0; SUMMER - CERTAIN 2027: 0; SUMMER - CERTAIN 2028: 0; WINTER - CERTAIN 2018-19: 0; WINTER - CERTAIN 2019-20: 0; WINTER - CERTAIN 2020-21: 0; WINTER - CERTAIN 2021-22: 0; WINTER - CERTAIN 2022-23: 0; WINTER - CERTAIN 2023-24: 0; WINTER - CERTAIN 2024-25: 0; WINTER - CERTAIN 2025-26: 0; WINTER - CERTAIN 2026-27: 0; WINTER - CERTAIN 2027-28: 0; WINTER - CERTAIN 2028-29: 0
Cancelled | US |  |  |  | 16INR0028 |  | Braford Wind | WT | WND |  | Wind | n/a |  | 100 | 14 | 20 | SUMMER - CERTAIN 2018: 0; SUMMER - CERTAIN 2019: 0; SUMMER - CERTAIN 2020: 0; SUMMER - CERTAIN 2021: 0; SUMMER - CERTAIN 2022: 0; SUMMER - CERTAIN 2023: 0; SUMMER - CERTAIN 2024: 0; SUMMER - CERTAIN 2025: 0; SUMMER - CERTAIN 2026: 0; SUMMER - CERTAIN 2027: 0; SUMMER - CERTAIN 2028: 0; WINTER - CERTAIN 2018-19: 0; WINTER - CERTAIN 2019-20: 0; WINTER - CERTAIN 2020-21: 0; WINTER - CERTAIN 2021-22: 0; WINTER - CERTAIN 2022-23: 0; WINTER - CERTAIN 2023-24: 0; WINTER - CERTAIN 2024-25: 0; WINTER - CERTAIN 2025-26: 0; WINTER - CERTAIN 2026-27: 0; WINTER - CERTAIN 2027-28: 0; WINTER - CERTAIN 2028-29: 0
Cancelled | US | 1054180 |  |  | 16INR0029 | Hubbard Wind | Hubbard Wind | WT | WND |  | Wind | n/a |  | 200 | 28 | 40 | SUMMER - CERTAIN 2018: 0; SUMMER - CERTAIN 2019: 0; SUMMER - CERTAIN 2020: 0; SUMMER - CERTAIN 2021: 0; SUMMER - CERTAIN 2022: 0; SUMMER - CERTAIN 2023: 0; SUMMER - CERTAIN 2024: 0; SUMMER - CERTAIN 2025: 0; SUMMER - CERTAIN 2026: 0; SUMMER - CERTAIN 2027: 0; SUMMER - CERTAIN 2028: 0; WINTER - CERTAIN 2018-19: 0; WINTER - CERTAIN 2019-20: 0; WINTER - CERTAIN 2020-21: 0; WINTER - CERTAIN 2021-22: 0; WINTER - CERTAIN 2022-23: 0; WINTER - CERTAIN 2023-24: 0; WINTER - CERTAIN 2024-25: 0; WINTER - CERTAIN 2025-26: 0; WINTER - CERTAIN 2026-27: 0; WINTER - CERTAIN 2027-28: 0; WINTER - CERTAIN 2028-29: 0
Cancelled | US |  |  |  | 16INR0030 |  | Shorthorn Wind | WT | WND |  | Wind | n/a |  | 211 | 29.568 | 42.2 | SUMMER - CERTAIN 2018: 0; SUMMER - CERTAIN 2019: 0; SUMMER - CERTAIN 2020: 0; SUMMER - CERTAIN 2021: 0; SUMMER - CERTAIN 2022: 0; SUMMER - CERTAIN 2023: 0; SUMMER - CERTAIN 2024: 0; SUMMER - CERTAIN 2025: 0; SUMMER - CERTAIN 2026: 0; SUMMER - CERTAIN 2027: 0; SUMMER - CERTAIN 2028: 0; WINTER - CERTAIN 2018-19: 0; WINTER - CERTAIN 2019-20: 0; WINTER - CERTAIN 2020-21: 0; WINTER - CERTAIN 2021-22: 0; WINTER - CERTAIN 2022-23: 0; WINTER - CERTAIN 2023-24: 0; WINTER - CERTAIN 2024-25: 0; WINTER - CERTAIN 2025-26: 0; WINTER - CERTAIN 2026-27: 0; WINTER - CERTAIN 2027-28: 0; WINTER - CERTAIN 2028-29: 0
Cancelled | US |  |  |  | 16INR0031 |  | New Falcon Wind | WT | WND |  | Wind | n/a |  | 100 | 14 | 20 | SUMMER - CERTAIN 2018: 0; SUMMER - CERTAIN 2019: 0; SUMMER - CERTAIN 2020: 0; SUMMER - CERTAIN 2021: 0; SUMMER - CERTAIN 2022: 0; SUMMER - CERTAIN 2023: 0; SUMMER - CERTAIN 2024: 0; SUMMER - CERTAIN 2025: 0; SUMMER - CERTAIN 2026: 0; SUMMER - CERTAIN 2027: 0; SUMMER - CERTAIN 2028: 0; WINTER - CERTAIN 2018-19: 0; WINTER - CERTAIN 2019-20: 0; WINTER - CERTAIN 2020-21: 0; WINTER - CERTAIN 2021-22: 0; WINTER - CERTAIN 2022-23: 0; WINTER - CERTAIN 2023-24: 0; WINTER - CERTAIN 2024-25: 0; WINTER - CERTAIN 2025-26: 0; WINTER - CERTAIN 2026-27: 0; WINTER - CERTAIN 2027-28: 0; WINTER - CERTAIN 2028-29: 0
Cancelled | US |  |  |  | 16INR0032 |  | Watusi Wind, LLC | WT | WND |  | Wind | n/a |  | 201 | 0 | 40.2 | SUMMER - CERTAIN 2018: 0; SUMMER - CERTAIN 2019: 0; SUMMER - CERTAIN 2020: 0; SUMMER - CERTAIN 2021: 0; SUMMER - CERTAIN 2022: 0; SUMMER - CERTAIN 2023: 0; SUMMER - CERTAIN 2024: 0; SUMMER - CERTAIN 2025: 0; SUMMER - CERTAIN 2026: 0; SUMMER - CERTAIN 2027: 0; SUMMER - CERTAIN 2028: 0; WINTER - CERTAIN 2018-19: 0; WINTER - CERTAIN 2019-20: 0; WINTER - CERTAIN 2020-21: 0; WINTER - CERTAIN 2021-22: 0; WINTER - CERTAIN 2022-23: 0; WINTER - CERTAIN 2023-24: 0; WINTER - CERTAIN 2024-25: 0; WINTER - CERTAIN 2025-26: 0; WINTER - CERTAIN 2026-27: 0; WINTER - CERTAIN 2027-28: 0; WINTER - CERTAIN 2028-29: 0
Cancelled | US |  |  |  | 16INR0034 |  | Bosque Upgrade | CC | NG |  | Natural Gas and Other Gases | n/a |  | 909 | 175.6 | 124 | SUMMER - CERTAIN 2018: 0; SUMMER - CERTAIN 2019: 0; SUMMER - CERTAIN 2020: 0; SUMMER - CERTAIN 2021: 0; SUMMER - CERTAIN 2022: 0; SUMMER - CERTAIN 2023: 0; SUMMER - CERTAIN 2024: 0; SUMMER - CERTAIN 2025: 0; SUMMER - CERTAIN 2026: 0; SUMMER - CERTAIN 2027: 0; SUMMER - CERTAIN 2028: 0; WINTER - CERTAIN 2018-19: 0; WINTER - CERTAIN 2019-20: 0; WINTER - CERTAIN 2020-21: 0; WINTER - CERTAIN 2021-22: 0; WINTER - CERTAIN 2022-23: 0; WINTER - CERTAIN 2023-24: 0; WINTER - CERTAIN 2024-25: 0; WINTER - CERTAIN 2025-26: 0; WINTER - CERTAIN 2026-27: 0; WINTER - CERTAIN 2027-28: 0; WINTER - CERTAIN 2028-29: 0
Cancelled | US |  |  |  | 16INR0035 |  | Corpus Christi Upgrade | CC | NG |  | Natural Gas and Other Gases | n/a |  | 483 | 34 | 82 | SUMMER - CERTAIN 2018: 0; SUMMER - CERTAIN 2019: 0; SUMMER - CERTAIN 2020: 0; SUMMER - CERTAIN 2021: 0; SUMMER - CERTAIN 2022: 0; SUMMER - CERTAIN 2023: 0; SUMMER - CERTAIN 2024: 0; SUMMER - CERTAIN 2025: 0; SUMMER - CERTAIN 2026: 0; SUMMER - CERTAIN 2027: 0; SUMMER - CERTAIN 2028: 0; WINTER - CERTAIN 2018-19: 0; WINTER - CERTAIN 2019-20: 0; WINTER - CERTAIN 2020-21: 0; WINTER - CERTAIN 2021-22: 0; WINTER - CERTAIN 2022-23: 0; WINTER - CERTAIN 2023-24: 0; WINTER - CERTAIN 2024-25: 0; WINTER - CERTAIN 2025-26: 0; WINTER - CERTAIN 2026-27: 0; WINTER - CERTAIN 2027-28: 0; WINTER - CERTAIN 2028-29: 0
Cancelled | US |  |  |  | 16INR0038 |  | Tradinghouse G | CC | NG |  | Natural Gas and Other Gases | n/a |  | 471 | 471 | 471 | SUMMER - CERTAIN 2018: 0; SUMMER - CERTAIN 2019: 0; SUMMER - CERTAIN 2020: 0; SUMMER - CERTAIN 2021: 0; SUMMER - CERTAIN 2022: 0; SUMMER - CERTAIN 2023: 0; SUMMER - CERTAIN 2024: 0; SUMMER - CERTAIN 2025: 0; SUMMER - CERTAIN 2026: 0; SUMMER - CERTAIN 2027: 0; SUMMER - CERTAIN 2028: 0; WINTER - CERTAIN 2018-19: 0; WINTER - CERTAIN 2019-20: 0; WINTER - CERTAIN 2020-21: 0; WINTER - CERTAIN 2021-22: 0; WINTER - CERTAIN 2022-23: 0; WINTER - CERTAIN 2023-24: 0; WINTER - CERTAIN 2024-25: 0; WINTER - CERTAIN 2025-26: 0; WINTER - CERTAIN 2026-27: 0; WINTER - CERTAIN 2027-28: 0; WINTER - CERTAIN 2028-29: 0
Cancelled | US |  |  |  | 16INR0039 |  | Caballo Solar | PV | SUN |  | Solar | n/a |  | 100 | 75 | 12 | SUMMER - CERTAIN 2018: 0; SUMMER - CERTAIN 2019: 0; SUMMER - CERTAIN 2020: 0; SUMMER - CERTAIN 2021: 0; SUMMER - CERTAIN 2022: 0; SUMMER - CERTAIN 2023: 0; SUMMER - CERTAIN 2024: 0; SUMMER - CERTAIN 2025: 0; SUMMER - CERTAIN 2026: 0; SUMMER - CERTAIN 2027: 0; SUMMER - CERTAIN 2028: 0; WINTER - CERTAIN 2018-19: 0; WINTER - CERTAIN 2019-20: 0; WINTER - CERTAIN 2020-21: 0; WINTER - CERTAIN 2021-22: 0; WINTER - CERTAIN 2022-23: 0; WINTER - CERTAIN 2023-24: 0; WINTER - CERTAIN 2024-25: 0; WINTER - CERTAIN 2025-26: 0; WINTER - CERTAIN 2026-27: 0; WINTER - CERTAIN 2027-28: 0; WINTER - CERTAIN 2028-29: 0
Cancelled | US |  |  |  | 16INR0040 |  | RE Avalon Solar | PV | SUN |  | Solar | n/a |  | 105 | 78.75 | 12.6 | SUMMER - CERTAIN 2018: 0; SUMMER - CERTAIN 2019: 0; SUMMER - CERTAIN 2020: 0; SUMMER - CERTAIN 2021: 0; SUMMER - CERTAIN 2022: 0; SUMMER - CERTAIN 2023: 0; SUMMER - CERTAIN 2024: 0; SUMMER - CERTAIN 2025: 0; SUMMER - CERTAIN 2026: 0; SUMMER - CERTAIN 2027: 0; SUMMER - CERTAIN 2028: 0; WINTER - CERTAIN 2018-19: 0; WINTER - CERTAIN 2019-20: 0; WINTER - CERTAIN 2020-21: 0; WINTER - CERTAIN 2021-22: 0; WINTER - CERTAIN 2022-23: 0; WINTER - CERTAIN 2023-24: 0; WINTER - CERTAIN 2024-25: 0; WINTER - CERTAIN 2025-26: 0; WINTER - CERTAIN 2026-27: 0; WINTER - CERTAIN 2027-28: 0; WINTER - CERTAIN 2028-29: 0
Cancelled | US |  |  |  | 16INR0041 |  | RE Monument Solar | PV | SUN |  | Solar | n/a |  | 100 | 75 | 12 | SUMMER - CERTAIN 2018: 0; SUMMER - CERTAIN 2019: 0; SUMMER - CERTAIN 2020: 0; SUMMER - CERTAIN 2021: 0; SUMMER - CERTAIN 2022: 0; SUMMER - CERTAIN 2023: 0; SUMMER - CERTAIN 2024: 0; SUMMER - CERTAIN 2025: 0; SUMMER - CERTAIN 2026: 0; SUMMER - CERTAIN 2027: 0; SUMMER - CERTAIN 2028: 0; WINTER - CERTAIN 2018-19: 0; WINTER - CERTAIN 2019-20: 0; WINTER - CERTAIN 2020-21: 0; WINTER - CERTAIN 2021-22: 0; WINTER - CERTAIN 2022-23: 0; WINTER - CERTAIN 2023-24: 0; WINTER - CERTAIN 2024-25: 0; WINTER - CERTAIN 2025-26: 0; WINTER - CERTAIN 2026-27: 0; WINTER - CERTAIN 2027-28: 0; WINTER - CERTAIN 2028-29: 0
Cancelled | US |  |  |  | 16INR0042 |  | Halyard Bay City G | GT | NG |  | Natural Gas and Other Gases | n/a |  | 398 | 398 | 398 | SUMMER - CERTAIN 2018: 0; SUMMER - CERTAIN 2019: 0; SUMMER - CERTAIN 2020: 0; SUMMER - CERTAIN 2021: 0; SUMMER - CERTAIN 2022: 0; SUMMER - CERTAIN 2023: 0; SUMMER - CERTAIN 2024: 0; SUMMER - CERTAIN 2025: 0; SUMMER - CERTAIN 2026: 0; SUMMER - CERTAIN 2027: 0; SUMMER - CERTAIN 2028: 0; WINTER - CERTAIN 2018-19: 0; WINTER - CERTAIN 2019-20: 0; WINTER - CERTAIN 2020-21: 0; WINTER - CERTAIN 2021-22: 0; WINTER - CERTAIN 2022-23: 0; WINTER - CERTAIN 2023-24: 0; WINTER - CERTAIN 2024-25: 0; WINTER - CERTAIN 2025-26: 0; WINTER - CERTAIN 2026-27: 0; WINTER - CERTAIN 2027-28: 0; WINTER - CERTAIN 2028-29: 0
Cancelled | US |  |  |  | 16INR0043 |  | Halyard Matagorda Energy Center | GT | NG |  | Natural Gas and Other Gases | n/a |  | 400 | 400 | 400 | SUMMER - CERTAIN 2018: 0; SUMMER - CERTAIN 2019: 0; SUMMER - CERTAIN 2020: 0; SUMMER - CERTAIN 2021: 0; SUMMER - CERTAIN 2022: 0; SUMMER - CERTAIN 2023: 0; SUMMER - CERTAIN 2024: 0; SUMMER - CERTAIN 2025: 0; SUMMER - CERTAIN 2026: 0; SUMMER - CERTAIN 2027: 0; SUMMER - CERTAIN 2028: 0; WINTER - CERTAIN 2018-19: 0; WINTER - CERTAIN 2019-20: 0; WINTER - CERTAIN 2020-21: 0; WINTER - CERTAIN 2021-22: 0; WINTER - CERTAIN 2022-23: 0; WINTER - CERTAIN 2023-24: 0; WINTER - CERTAIN 2024-25: 0; WINTER - CERTAIN 2025-26: 0; WINTER - CERTAIN 2026-27: 0; WINTER - CERTAIN 2027-28: 0; WINTER - CERTAIN 2028-29: 0
Cancelled | US |  |  |  | 16INR0046 |  | Halyard East Bernard Energy Center | GT | NG |  | Natural Gas and Other Gases | n/a |  | 400 | 400 | 400 | SUMMER - CERTAIN 2018: 0; SUMMER - CERTAIN 2019: 0; SUMMER - CERTAIN 2020: 0; SUMMER - CERTAIN 2021: 0; SUMMER - CERTAIN 2022: 0; SUMMER - CERTAIN 2023: 0; SUMMER - CERTAIN 2024: 0; SUMMER - CERTAIN 2025: 0; SUMMER - CERTAIN 2026: 0; SUMMER - CERTAIN 2027: 0; SUMMER - CERTAIN 2028: 0; WINTER - CERTAIN 2018-19: 0; WINTER - CERTAIN 2019-20: 0; WINTER - CERTAIN 2020-21: 0; WINTER - CERTAIN 2021-22: 0; WINTER - CERTAIN 2022-23: 0; WINTER - CERTAIN 2023-24: 0; WINTER - CERTAIN 2024-25: 0; WINTER - CERTAIN 2025-26: 0; WINTER - CERTAIN 2026-27: 0; WINTER - CERTAIN 2027-28: 0; WINTER - CERTAIN 2028-29: 0
Cancelled | US |  |  |  | 16INR0047 |  | Coleto Creek Power 2 | GT | NG |  | Natural Gas and Other Gases | n/a |  | 195 | 195 | 195 | SUMMER - CERTAIN 2018: 0; SUMMER - CERTAIN 2019: 0; SUMMER - CERTAIN 2020: 0; SUMMER - CERTAIN 2021: 0; SUMMER - CERTAIN 2022: 0; SUMMER - CERTAIN 2023: 0; SUMMER - CERTAIN 2024: 0; SUMMER - CERTAIN 2025: 0; SUMMER - CERTAIN 2026: 0; SUMMER - CERTAIN 2027: 0; SUMMER - CERTAIN 2028: 0; WINTER - CERTAIN 2018-19: 0; WINTER - CERTAIN 2019-20: 0; WINTER - CERTAIN 2020-21: 0; WINTER - CERTAIN 2021-22: 0; WINTER - CERTAIN 2022-23: 0; WINTER - CERTAIN 2023-24: 0; WINTER - CERTAIN 2024-25: 0; WINTER - CERTAIN 2025-26: 0; WINTER - CERTAIN 2026-27: 0; WINTER - CERTAIN 2027-28: 0; WINTER - CERTAIN 2028-29: 0
Cancelled | US |  |  |  | 16INR0050 |  | SolaireHolman 2 | PV | SUN |  | Solar | n/a |  | 50 | 37.5 | 6 | SUMMER - CERTAIN 2018: 0; SUMMER - CERTAIN 2019: 0; SUMMER - CERTAIN 2020: 0; SUMMER - CERTAIN 2021: 0; SUMMER - CERTAIN 2022: 0; SUMMER - CERTAIN 2023: 0; SUMMER - CERTAIN 2024: 0; SUMMER - CERTAIN 2025: 0; SUMMER - CERTAIN 2026: 0; SUMMER - CERTAIN 2027: 0; SUMMER - CERTAIN 2028: 0; WINTER - CERTAIN 2018-19: 0; WINTER - CERTAIN 2019-20: 0; WINTER - CERTAIN 2020-21: 0; WINTER - CERTAIN 2021-22: 0; WINTER - CERTAIN 2022-23: 0; WINTER - CERTAIN 2023-24: 0; WINTER - CERTAIN 2024-25: 0; WINTER - CERTAIN 2025-26: 0; WINTER - CERTAIN 2026-27: 0; WINTER - CERTAIN 2027-28: 0; WINTER - CERTAIN 2028-29: 0
Cancelled | US |  |  |  | 16INR0053 |  | Briscoe Solar | PV | SUN |  | Solar | n/a |  | 100 | 75 | 12 | SUMMER - CERTAIN 2018: 0; SUMMER - CERTAIN 2019: 0; SUMMER - CERTAIN 2020: 0; SUMMER - CERTAIN 2021: 0; SUMMER - CERTAIN 2022: 0; SUMMER - CERTAIN 2023: 0; SUMMER - CERTAIN 2024: 0; SUMMER - CERTAIN 2025: 0; SUMMER - CERTAIN 2026: 0; SUMMER - CERTAIN 2027: 0; SUMMER - CERTAIN 2028: 0; WINTER - CERTAIN 2018-19: 0; WINTER - CERTAIN 2019-20: 0; WINTER - CERTAIN 2020-21: 0; WINTER - CERTAIN 2021-22: 0; WINTER - CERTAIN 2022-23: 0; WINTER - CERTAIN 2023-24: 0; WINTER - CERTAIN 2024-25: 0; WINTER - CERTAIN 2025-26: 0; WINTER - CERTAIN 2026-27: 0; WINTER - CERTAIN 2027-28: 0; WINTER - CERTAIN 2028-29: 0
Cancelled | US |  |  |  | 16INR0056 |  | Solar Prime TX-10 | PV | SUN |  | Solar | n/a |  | 150 | 112.5 | 18 | SUMMER - CERTAIN 2018: 0; SUMMER - CERTAIN 2019: 0; SUMMER - CERTAIN 2020: 0; SUMMER - CERTAIN 2021: 0; SUMMER - CERTAIN 2022: 0; SUMMER - CERTAIN 2023: 0; SUMMER - CERTAIN 2024: 0; SUMMER - CERTAIN 2025: 0; SUMMER - CERTAIN 2026: 0; SUMMER - CERTAIN 2027: 0; SUMMER - CERTAIN 2028: 0; WINTER - CERTAIN 2018-19: 0; WINTER - CERTAIN 2019-20: 0; WINTER - CERTAIN 2020-21: 0; WINTER - CERTAIN 2021-22: 0; WINTER - CERTAIN 2022-23: 0; WINTER - CERTAIN 2023-24: 0; WINTER - CERTAIN 2024-25: 0; WINTER - CERTAIN 2025-26: 0; WINTER - CERTAIN 2026-27: 0; WINTER - CERTAIN 2027-28: 0; WINTER - CERTAIN 2028-29: 0
Cancelled | US |  |  |  | 16INR0058 |  | Parker Ranch Solar 1 | PV | SUN |  | Solar | n/a |  | 88 | 66 | 10.56 | SUMMER - CERTAIN 2018: 0; SUMMER - CERTAIN 2019: 0; SUMMER - CERTAIN 2020: 0; SUMMER - CERTAIN 2021: 0; SUMMER - CERTAIN 2022: 0; SUMMER - CERTAIN 2023: 0; SUMMER - CERTAIN 2024: 0; SUMMER - CERTAIN 2025: 0; SUMMER - CERTAIN 2026: 0; SUMMER - CERTAIN 2027: 0; SUMMER - CERTAIN 2028: 0; WINTER - CERTAIN 2018-19: 0; WINTER - CERTAIN 2019-20: 0; WINTER - CERTAIN 2020-21: 0; WINTER - CERTAIN 2021-22: 0; WINTER - CERTAIN 2022-23: 0; WINTER - CERTAIN 2023-24: 0; WINTER - CERTAIN 2024-25: 0; WINTER - CERTAIN 2025-26: 0; WINTER - CERTAIN 2026-27: 0; WINTER - CERTAIN 2027-28: 0; WINTER - CERTAIN 2028-29: 0
Cancelled | US |  |  |  | 16INR0059 |  | NRG Texas Solar I | PV | SUN |  | Solar | n/a |  | 50 | 37.5 | 6 | SUMMER - CERTAIN 2018: 0; SUMMER - CERTAIN 2019: 0; SUMMER - CERTAIN 2020: 0; SUMMER - CERTAIN 2021: 0; SUMMER - CERTAIN 2022: 0; SUMMER - CERTAIN 2023: 0; SUMMER - CERTAIN 2024: 0; SUMMER - CERTAIN 2025: 0; SUMMER - CERTAIN 2026: 0; SUMMER - CERTAIN 2027: 0; SUMMER - CERTAIN 2028: 0; WINTER - CERTAIN 2018-19: 0; WINTER - CERTAIN 2019-20: 0; WINTER - CERTAIN 2020-21: 0; WINTER - CERTAIN 2021-22: 0; WINTER - CERTAIN 2022-23: 0; WINTER - CERTAIN 2023-24: 0; WINTER - CERTAIN 2024-25: 0; WINTER - CERTAIN 2025-26: 0; WINTER - CERTAIN 2026-27: 0; WINTER - CERTAIN 2027-28: 0; WINTER - CERTAIN 2028-29: 0
Cancelled | US |  |  |  | 16INR0060 |  | King Mt II | PV | SUN |  | Solar | n/a |  | 150 | 112.5 | 18 | SUMMER - CERTAIN 2018: 0; SUMMER - CERTAIN 2019: 0; SUMMER - CERTAIN 2020: 0; SUMMER - CERTAIN 2021: 0; SUMMER - CERTAIN 2022: 0; SUMMER - CERTAIN 2023: 0; SUMMER - CERTAIN 2024: 0; SUMMER - CERTAIN 2025: 0; SUMMER - CERTAIN 2026: 0; SUMMER - CERTAIN 2027: 0; SUMMER - CERTAIN 2028: 0; WINTER - CERTAIN 2018-19: 0; WINTER - CERTAIN 2019-20: 0; WINTER - CERTAIN 2020-21: 0; WINTER - CERTAIN 2021-22: 0; WINTER - CERTAIN 2022-23: 0; WINTER - CERTAIN 2023-24: 0; WINTER - CERTAIN 2024-25: 0; WINTER - CERTAIN 2025-26: 0; WINTER - CERTAIN 2026-27: 0; WINTER - CERTAIN 2027-28: 0; WINTER - CERTAIN 2028-29: 0
Cancelled | US | 1484765 |  |  | 16INR0061 | WIT Ranch | WIT Ranch Wind | WT | WND |  | Wind | n/a |  | 200 | 28 | 40 | SUMMER - CERTAIN 2018: 0; SUMMER - CERTAIN 2019: 0; SUMMER - CERTAIN 2020: 0; SUMMER - CERTAIN 2021: 0; SUMMER - CERTAIN 2022: 0; SUMMER - CERTAIN 2023: 0; SUMMER - CERTAIN 2024: 0; SUMMER - CERTAIN 2025: 0; SUMMER - CERTAIN 2026: 0; SUMMER - CERTAIN 2027: 0; SUMMER - CERTAIN 2028: 0; WINTER - CERTAIN 2018-19: 0; WINTER - CERTAIN 2019-20: 0; WINTER - CERTAIN 2020-21: 0; WINTER - CERTAIN 2021-22: 0; WINTER - CERTAIN 2022-23: 0; WINTER - CERTAIN 2023-24: 0; WINTER - CERTAIN 2024-25: 0; WINTER - CERTAIN 2025-26: 0; WINTER - CERTAIN 2026-27: 0; WINTER - CERTAIN 2027-28: 0; WINTER - CERTAIN 2028-29: 0
Cancelled | US |  |  |  | 16INR0063 |  | RE Palmwood 1 Solar | PV | SUN |  | Solar | n/a |  | 98 | 73.5 | 11.76 | SUMMER - CERTAIN 2018: 0; SUMMER - CERTAIN 2019: 0; SUMMER - CERTAIN 2020: 0; SUMMER - CERTAIN 2021: 0; SUMMER - CERTAIN 2022: 0; SUMMER - CERTAIN 2023: 0; SUMMER - CERTAIN 2024: 0; SUMMER - CERTAIN 2025: 0; SUMMER - CERTAIN 2026: 0; SUMMER - CERTAIN 2027: 0; SUMMER - CERTAIN 2028: 0; WINTER - CERTAIN 2018-19: 0; WINTER - CERTAIN 2019-20: 0; WINTER - CERTAIN 2020-21: 0; WINTER - CERTAIN 2021-22: 0; WINTER - CERTAIN 2022-23: 0; WINTER - CERTAIN 2023-24: 0; WINTER - CERTAIN 2024-25: 0; WINTER - CERTAIN 2025-26: 0; WINTER - CERTAIN 2026-27: 0; WINTER - CERTAIN 2027-28: 0; WINTER - CERTAIN 2028-29: 0
Cancelled | US |  |  |  | 16INR0064 |  | Paducah Solar | PV | SUN |  | Solar | n/a |  | 50 | 37.5 | 6 | SUMMER - CERTAIN 2018: 0; SUMMER - CERTAIN 2019: 0; SUMMER - CERTAIN 2020: 0; SUMMER - CERTAIN 2021: 0; SUMMER - CERTAIN 2022: 0; SUMMER - CERTAIN 2023: 0; SUMMER - CERTAIN 2024: 0; SUMMER - CERTAIN 2025: 0; SUMMER - CERTAIN 2026: 0; SUMMER - CERTAIN 2027: 0; SUMMER - CERTAIN 2028: 0; WINTER - CERTAIN 2018-19: 0; WINTER - CERTAIN 2019-20: 0; WINTER - CERTAIN 2020-21: 0; WINTER - CERTAIN 2021-22: 0; WINTER - CERTAIN 2022-23: 0; WINTER - CERTAIN 2023-24: 0; WINTER - CERTAIN 2024-25: 0; WINTER - CERTAIN 2025-26: 0; WINTER - CERTAIN 2026-27: 0; WINTER - CERTAIN 2027-28: 0; WINTER - CERTAIN 2028-29: 0
Cancelled | US |  |  |  | 16INR0066 |  | Horseshoe Bend S | PV | SUN |  | Solar | n/a |  | 150 | 112.5 | 18 | SUMMER - CERTAIN 2018: 0; SUMMER - CERTAIN 2019: 0; SUMMER - CERTAIN 2020: 0; SUMMER - CERTAIN 2021: 0; SUMMER - CERTAIN 2022: 0; SUMMER - CERTAIN 2023: 0; SUMMER - CERTAIN 2024: 0; SUMMER - CERTAIN 2025: 0; SUMMER - CERTAIN 2026: 0; SUMMER - CERTAIN 2027: 0; SUMMER - CERTAIN 2028: 0; WINTER - CERTAIN 2018-19: 0; WINTER - CERTAIN 2019-20: 0; WINTER - CERTAIN 2020-21: 0; WINTER - CERTAIN 2021-22: 0; WINTER - CERTAIN 2022-23: 0; WINTER - CERTAIN 2023-24: 0; WINTER - CERTAIN 2024-25: 0; WINTER - CERTAIN 2025-26: 0; WINTER - CERTAIN 2026-27: 0; WINTER - CERTAIN 2027-28: 0; WINTER - CERTAIN 2028-29: 0
Cancelled | US |  |  |  | 16INR0067 |  | Locust Solar | PV | SUN |  | Solar | n/a |  | 100 | 75 | 12 | SUMMER - CERTAIN 2018: 0; SUMMER - CERTAIN 2019: 0; SUMMER - CERTAIN 2020: 0; SUMMER - CERTAIN 2021: 0; SUMMER - CERTAIN 2022: 0; SUMMER - CERTAIN 2023: 0; SUMMER - CERTAIN 2024: 0; SUMMER - CERTAIN 2025: 0; SUMMER - CERTAIN 2026: 0; SUMMER - CERTAIN 2027: 0; SUMMER - CERTAIN 2028: 0; WINTER - CERTAIN 2018-19: 0; WINTER - CERTAIN 2019-20: 0; WINTER - CERTAIN 2020-21: 0; WINTER - CERTAIN 2021-22: 0; WINTER - CERTAIN 2022-23: 0; WINTER - CERTAIN 2023-24: 0; WINTER - CERTAIN 2024-25: 0; WINTER - CERTAIN 2025-26: 0; WINTER - CERTAIN 2026-27: 0; WINTER - CERTAIN 2027-28: 0; WINTER - CERTAIN 2028-29: 0
Cancelled | US |  |  |  | 16INR0068 |  | Dogwood Solar | PV | SUN |  | Solar | n/a |  | 100 | 75 | 12 | SUMMER - CERTAIN 2018: 0; SUMMER - CERTAIN 2019: 0; SUMMER - CERTAIN 2020: 0; SUMMER - CERTAIN 2021: 0; SUMMER - CERTAIN 2022: 0; SUMMER - CERTAIN 2023: 0; SUMMER - CERTAIN 2024: 0; SUMMER - CERTAIN 2025: 0; SUMMER - CERTAIN 2026: 0; SUMMER - CERTAIN 2027: 0; SUMMER - CERTAIN 2028: 0; WINTER - CERTAIN 2018-19: 0; WINTER - CERTAIN 2019-20: 0; WINTER - CERTAIN 2020-21: 0; WINTER - CERTAIN 2021-22: 0; WINTER - CERTAIN 2022-23: 0; WINTER - CERTAIN 2023-24: 0; WINTER - CERTAIN 2024-25: 0; WINTER - CERTAIN 2025-26: 0; WINTER - CERTAIN 2026-27: 0; WINTER - CERTAIN 2027-28: 0; WINTER - CERTAIN 2028-29: 0
Cancelled | US |  |  |  | 16INR0069 |  | AJS Solar | PV | SUN |  | Solar | n/a |  | 150 | 112.5 | 18 | SUMMER - CERTAIN 2018: 0; SUMMER - CERTAIN 2019: 0; SUMMER - CERTAIN 2020: 0; SUMMER - CERTAIN 2021: 0; SUMMER - CERTAIN 2022: 0; SUMMER - CERTAIN 2023: 0; SUMMER - CERTAIN 2024: 0; SUMMER - CERTAIN 2025: 0; SUMMER - CERTAIN 2026: 0; SUMMER - CERTAIN 2027: 0; SUMMER - CERTAIN 2028: 0; WINTER - CERTAIN 2018-19: 0; WINTER - CERTAIN 2019-20: 0; WINTER - CERTAIN 2020-21: 0; WINTER - CERTAIN 2021-22: 0; WINTER - CERTAIN 2022-23: 0; WINTER - CERTAIN 2023-24: 0; WINTER - CERTAIN 2024-25: 0; WINTER - CERTAIN 2025-26: 0; WINTER - CERTAIN 2026-27: 0; WINTER - CERTAIN 2027-28: 0; WINTER - CERTAIN 2028-29: 0
Cancelled | US |  |  |  | 16INR0070 |  | Clear Water Solar | PV | SUN |  | Solar | n/a |  | 150 | 112.5 | 18 | SUMMER - CERTAIN 2018: 0; SUMMER - CERTAIN 2019: 0; SUMMER - CERTAIN 2020: 0; SUMMER - CERTAIN 2021: 0; SUMMER - CERTAIN 2022: 0; SUMMER - CERTAIN 2023: 0; SUMMER - CERTAIN 2024: 0; SUMMER - CERTAIN 2025: 0; SUMMER - CERTAIN 2026: 0; SUMMER - CERTAIN 2027: 0; SUMMER - CERTAIN 2028: 0; WINTER - CERTAIN 2018-19: 0; WINTER - CERTAIN 2019-20: 0; WINTER - CERTAIN 2020-21: 0; WINTER - CERTAIN 2021-22: 0; WINTER - CERTAIN 2022-23: 0; WINTER - CERTAIN 2023-24: 0; WINTER - CERTAIN 2024-25: 0; WINTER - CERTAIN 2025-26: 0; WINTER - CERTAIN 2026-27: 0; WINTER - CERTAIN 2027-28: 0; WINTER - CERTAIN 2028-29: 0
Cancelled | US |  |  |  | 16INR0071 |  | ONSITE-STX | GT | NG |  | Natural Gas and Other Gases | n/a |  | 90 | 90 | 90 | SUMMER - CERTAIN 2018: 0; SUMMER - CERTAIN 2019: 0; SUMMER - CERTAIN 2020: 0; SUMMER - CERTAIN 2021: 0; SUMMER - CERTAIN 2022: 0; SUMMER - CERTAIN 2023: 0; SUMMER - CERTAIN 2024: 0; SUMMER - CERTAIN 2025: 0; SUMMER - CERTAIN 2026: 0; SUMMER - CERTAIN 2027: 0; SUMMER - CERTAIN 2028: 0; WINTER - CERTAIN 2018-19: 0; WINTER - CERTAIN 2019-20: 0; WINTER - CERTAIN 2020-21: 0; WINTER - CERTAIN 2021-22: 0; WINTER - CERTAIN 2022-23: 0; WINTER - CERTAIN 2023-24: 0; WINTER - CERTAIN 2024-25: 0; WINTER - CERTAIN 2025-26: 0; WINTER - CERTAIN 2026-27: 0; WINTER - CERTAIN 2027-28: 0; WINTER - CERTAIN 2028-29: 0
Cancelled | US |  |  |  | 16INR0075 |  | Jobe Solar | PV | SUN |  | Solar | n/a |  | 100 | 75 | 12 | SUMMER - CERTAIN 2018: 0; SUMMER - CERTAIN 2019: 0; SUMMER - CERTAIN 2020: 0; SUMMER - CERTAIN 2021: 0; SUMMER - CERTAIN 2022: 0; SUMMER - CERTAIN 2023: 0; SUMMER - CERTAIN 2024: 0; SUMMER - CERTAIN 2025: 0; SUMMER - CERTAIN 2026: 0; SUMMER - CERTAIN 2027: 0; SUMMER - CERTAIN 2028: 0; WINTER - CERTAIN 2018-19: 0; WINTER - CERTAIN 2019-20: 0; WINTER - CERTAIN 2020-21: 0; WINTER - CERTAIN 2021-22: 0; WINTER - CERTAIN 2022-23: 0; WINTER - CERTAIN 2023-24: 0; WINTER - CERTAIN 2024-25: 0; WINTER - CERTAIN 2025-26: 0; WINTER - CERTAIN 2026-27: 0; WINTER - CERTAIN 2027-28: 0; WINTER - CERTAIN 2028-29: 0
Cancelled | US |  |  |  | 16INR0077 |  | St Lawrence Solar | PV | SUN |  | Solar | n/a |  | 150 | 112.5 | 18 | SUMMER - CERTAIN 2018: 0; SUMMER - CERTAIN 2019: 0; SUMMER - CERTAIN 2020: 0; SUMMER - CERTAIN 2021: 0; SUMMER - CERTAIN 2022: 0; SUMMER - CERTAIN 2023: 0; SUMMER - CERTAIN 2024: 0; SUMMER - CERTAIN 2025: 0; SUMMER - CERTAIN 2026: 0; SUMMER - CERTAIN 2027: 0; SUMMER - CERTAIN 2028: 0; WINTER - CERTAIN 2018-19: 0; WINTER - CERTAIN 2019-20: 0; WINTER - CERTAIN 2020-21: 0; WINTER - CERTAIN 2021-22: 0; WINTER - CERTAIN 2022-23: 0; WINTER - CERTAIN 2023-24: 0; WINTER - CERTAIN 2024-25: 0; WINTER - CERTAIN 2025-26: 0; WINTER - CERTAIN 2026-27: 0; WINTER - CERTAIN 2027-28: 0; WINTER - CERTAIN 2028-29: 0
Cancelled | US |  |  |  | 16INR0078 |  | San Roman Wind 2 | WT | WND |  | Wind | n/a |  | 201 | 118.59 | 86.43 | SUMMER - CERTAIN 2018: 0; SUMMER - CERTAIN 2019: 0; SUMMER - CERTAIN 2020: 0; SUMMER - CERTAIN 2021: 0; SUMMER - CERTAIN 2022: 0; SUMMER - CERTAIN 2023: 0; SUMMER - CERTAIN 2024: 0; SUMMER - CERTAIN 2025: 0; SUMMER - CERTAIN 2026: 0; SUMMER - CERTAIN 2027: 0; SUMMER - CERTAIN 2028: 0; WINTER - CERTAIN 2018-19: 0; WINTER - CERTAIN 2019-20: 0; WINTER - CERTAIN 2020-21: 0; WINTER - CERTAIN 2021-22: 0; WINTER - CERTAIN 2022-23: 0; WINTER - CERTAIN 2023-24: 0; WINTER - CERTAIN 2024-25: 0; WINTER - CERTAIN 2025-26: 0; WINTER - CERTAIN 2026-27: 0; WINTER - CERTAIN 2027-28: 0; WINTER - CERTAIN 2028-29: 0
Cancelled | US |  |  |  | 16INR0079 |  | Parker Ranch Solar 3 | PV | SUN |  | Solar | n/a |  | 56 | 42 | 6.72 | SUMMER - CERTAIN 2018: 0; SUMMER - CERTAIN 2019: 0; SUMMER - CERTAIN 2020: 0; SUMMER - CERTAIN 2021: 0; SUMMER - CERTAIN 2022: 0; SUMMER - CERTAIN 2023: 0; SUMMER - CERTAIN 2024: 0; SUMMER - CERTAIN 2025: 0; SUMMER - CERTAIN 2026: 0; SUMMER - CERTAIN 2027: 0; SUMMER - CERTAIN 2028: 0; WINTER - CERTAIN 2018-19: 0; WINTER - CERTAIN 2019-20: 0; WINTER - CERTAIN 2020-21: 0; WINTER - CERTAIN 2021-22: 0; WINTER - CERTAIN 2022-23: 0; WINTER - CERTAIN 2023-24: 0; WINTER - CERTAIN 2024-25: 0; WINTER - CERTAIN 2025-26: 0; WINTER - CERTAIN 2026-27: 0; WINTER - CERTAIN 2027-28: 0; WINTER - CERTAIN 2028-29: 0
Cancelled | US |  |  |  | 16INR0080 |  | Parker Ranch Solar 2 | PV | SUN |  | Solar | n/a |  | 56 | 42 | 6.72 | SUMMER - CERTAIN 2018: 0; SUMMER - CERTAIN 2019: 0; SUMMER - CERTAIN 2020: 0; SUMMER - CERTAIN 2021: 0; SUMMER - CERTAIN 2022: 0; SUMMER - CERTAIN 2023: 0; SUMMER - CERTAIN 2024: 0; SUMMER - CERTAIN 2025: 0; SUMMER - CERTAIN 2026: 0; SUMMER - CERTAIN 2027: 0; SUMMER - CERTAIN 2028: 0; WINTER - CERTAIN 2018-19: 0; WINTER - CERTAIN 2019-20: 0; WINTER - CERTAIN 2020-21: 0; WINTER - CERTAIN 2021-22: 0; WINTER - CERTAIN 2022-23: 0; WINTER - CERTAIN 2023-24: 0; WINTER - CERTAIN 2024-25: 0; WINTER - CERTAIN 2025-26: 0; WINTER - CERTAIN 2026-27: 0; WINTER - CERTAIN 2027-28: 0; WINTER - CERTAIN 2028-29: 0
Cancelled | US |  |  |  | 16INR0082 |  | Salt Fork 2 Wind | WT | WND |  | Wind | n/a |  | 200 | 28 | 40 | SUMMER - CERTAIN 2018: 0; SUMMER - CERTAIN 2019: 0; SUMMER - CERTAIN 2020: 0; SUMMER - CERTAIN 2021: 0; SUMMER - CERTAIN 2022: 0; SUMMER - CERTAIN 2023: 0; SUMMER - CERTAIN 2024: 0; SUMMER - CERTAIN 2025: 0; SUMMER - CERTAIN 2026: 0; SUMMER - CERTAIN 2027: 0; SUMMER - CERTAIN 2028: 0; WINTER - CERTAIN 2018-19: 0; WINTER - CERTAIN 2019-20: 0; WINTER - CERTAIN 2020-21: 0; WINTER - CERTAIN 2021-22: 0; WINTER - CERTAIN 2022-23: 0; WINTER - CERTAIN 2023-24: 0; WINTER - CERTAIN 2024-25: 0; WINTER - CERTAIN 2025-26: 0; WINTER - CERTAIN 2026-27: 0; WINTER - CERTAIN 2027-28: 0; WINTER - CERTAIN 2028-29: 0
Cancelled | US |  |  |  | 16INR0083 |  | Dawn Wind Ranch | WT | WND |  | Wind | n/a |  | 200 | 28 | 40 | SUMMER - CERTAIN 2018: 0; SUMMER - CERTAIN 2019: 0; SUMMER - CERTAIN 2020: 0; SUMMER - CERTAIN 2021: 0; SUMMER - CERTAIN 2022: 0; SUMMER - CERTAIN 2023: 0; SUMMER - CERTAIN 2024: 0; SUMMER - CERTAIN 2025: 0; SUMMER - CERTAIN 2026: 0; SUMMER - CERTAIN 2027: 0; SUMMER - CERTAIN 2028: 0; WINTER - CERTAIN 2018-19: 0; WINTER - CERTAIN 2019-20: 0; WINTER - CERTAIN 2020-21: 0; WINTER - CERTAIN 2021-22: 0; WINTER - CERTAIN 2022-23: 0; WINTER - CERTAIN 2023-24: 0; WINTER - CERTAIN 2024-25: 0; WINTER - CERTAIN 2025-26: 0; WINTER - CERTAIN 2026-27: 0; WINTER - CERTAIN 2027-28: 0; WINTER - CERTAIN 2028-29: 0
Cancelled | US |  |  |  | 16INR0084 |  | Panhandle Wind Ranch | WT | WND |  | Wind | n/a |  | 209 | 29.26 | 41.8 | SUMMER - CERTAIN 2018: 0; SUMMER - CERTAIN 2019: 0; SUMMER - CERTAIN 2020: 0; SUMMER - CERTAIN 2021: 0; SUMMER - CERTAIN 2022: 0; SUMMER - CERTAIN 2023: 0; SUMMER - CERTAIN 2024: 0; SUMMER - CERTAIN 2025: 0; SUMMER - CERTAIN 2026: 0; SUMMER - CERTAIN 2027: 0; SUMMER - CERTAIN 2028: 0; WINTER - CERTAIN 2018-19: 0; WINTER - CERTAIN 2019-20: 0; WINTER - CERTAIN 2020-21: 0; WINTER - CERTAIN 2021-22: 0; WINTER - CERTAIN 2022-23: 0; WINTER - CERTAIN 2023-24: 0; WINTER - CERTAIN 2024-25: 0; WINTER - CERTAIN 2025-26: 0; WINTER - CERTAIN 2026-27: 0; WINTER - CERTAIN 2027-28: 0; WINTER - CERTAIN 2028-29: 0
Cancelled | US |  |  |  | 16INR0088 |  | Culberson Solar | PV | SUN |  | Solar | n/a |  | 150 | 112.5 | 18 | SUMMER - CERTAIN 2018: 0; SUMMER - CERTAIN 2019: 0; SUMMER - CERTAIN 2020: 0; SUMMER - CERTAIN 2021: 0; SUMMER - CERTAIN 2022: 0; SUMMER - CERTAIN 2023: 0; SUMMER - CERTAIN 2024: 0; SUMMER - CERTAIN 2025: 0; SUMMER - CERTAIN 2026: 0; SUMMER - CERTAIN 2027: 0; SUMMER - CERTAIN 2028: 0; WINTER - CERTAIN 2018-19: 0; WINTER - CERTAIN 2019-20: 0; WINTER - CERTAIN 2020-21: 0; WINTER - CERTAIN 2021-22: 0; WINTER - CERTAIN 2022-23: 0; WINTER - CERTAIN 2023-24: 0; WINTER - CERTAIN 2024-25: 0; WINTER - CERTAIN 2025-26: 0; WINTER - CERTAIN 2026-27: 0; WINTER - CERTAIN 2027-28: 0; WINTER - CERTAIN 2028-29: 0
Cancelled | US | 1333390 |  |  | 16INR0089 | NW Andrews Solar | NW Andrews Solar | PV | SUN |  | Solar | n/a |  | 60 | 45 | 7.2 | SUMMER - CERTAIN 2018: 0; SUMMER - CERTAIN 2019: 0; SUMMER - CERTAIN 2020: 0; SUMMER - CERTAIN 2021: 0; SUMMER - CERTAIN 2022: 0; SUMMER - CERTAIN 2023: 0; SUMMER - CERTAIN 2024: 0; SUMMER - CERTAIN 2025: 0; SUMMER - CERTAIN 2026: 0; SUMMER - CERTAIN 2027: 0; SUMMER - CERTAIN 2028: 0; WINTER - CERTAIN 2018-19: 0; WINTER - CERTAIN 2019-20: 0; WINTER - CERTAIN 2020-21: 0; WINTER - CERTAIN 2021-22: 0; WINTER - CERTAIN 2022-23: 0; WINTER - CERTAIN 2023-24: 0; WINTER - CERTAIN 2024-25: 0; WINTER - CERTAIN 2025-26: 0; WINTER - CERTAIN 2026-27: 0; WINTER - CERTAIN 2027-28: 0; WINTER - CERTAIN 2028-29: 0
Cancelled | US |  |  |  | 16INR0090 |  | Panhandle Wind 4 | WT | WND |  | Wind | n/a |  | 101 | 14.14 | 20.2 | SUMMER - CERTAIN 2018: 0; SUMMER - CERTAIN 2019: 0; SUMMER - CERTAIN 2020: 0; SUMMER - CERTAIN 2021: 0; SUMMER - CERTAIN 2022: 0; SUMMER - CERTAIN 2023: 0; SUMMER - CERTAIN 2024: 0; SUMMER - CERTAIN 2025: 0; SUMMER - CERTAIN 2026: 0; SUMMER - CERTAIN 2027: 0; SUMMER - CERTAIN 2028: 0; WINTER - CERTAIN 2018-19: 0; WINTER - CERTAIN 2019-20: 0; WINTER - CERTAIN 2020-21: 0; WINTER - CERTAIN 2021-22: 0; WINTER - CERTAIN 2022-23: 0; WINTER - CERTAIN 2023-24: 0; WINTER - CERTAIN 2024-25: 0; WINTER - CERTAIN 2025-26: 0; WINTER - CERTAIN 2026-27: 0; WINTER - CERTAIN 2027-28: 0; WINTER - CERTAIN 2028-29: 0
Cancelled | US | 1845661 |  |  | 16INR0092 | River Rock Solar | River Rock Solar | PV | SUN |  | Solar | n/a |  | 50 | 37.5 | 6 | SUMMER - CERTAIN 2018: 0; SUMMER - CERTAIN 2019: 0; SUMMER - CERTAIN 2020: 0; SUMMER - CERTAIN 2021: 0; SUMMER - CERTAIN 2022: 0; SUMMER - CERTAIN 2023: 0; SUMMER - CERTAIN 2024: 0; SUMMER - CERTAIN 2025: 0; SUMMER - CERTAIN 2026: 0; SUMMER - CERTAIN 2027: 0; SUMMER - CERTAIN 2028: 0; WINTER - CERTAIN 2018-19: 0; WINTER - CERTAIN 2019-20: 0; WINTER - CERTAIN 2020-21: 0; WINTER - CERTAIN 2021-22: 0; WINTER - CERTAIN 2022-23: 0; WINTER - CERTAIN 2023-24: 0; WINTER - CERTAIN 2024-25: 0; WINTER - CERTAIN 2025-26: 0; WINTER - CERTAIN 2026-27: 0; WINTER - CERTAIN 2027-28: 0; WINTER - CERTAIN 2028-29: 0
Cancelled | US | 1062795 |  |  | 16INR0093 | Tarbush Solar | Tarbush Solar | PV | SUN |  | Solar | n/a |  | 48 | 35.625 | 5.7 | SUMMER - CERTAIN 2018: 0; SUMMER - CERTAIN 2019: 0; SUMMER - CERTAIN 2020: 0; SUMMER - CERTAIN 2021: 0; SUMMER - CERTAIN 2022: 0; SUMMER - CERTAIN 2023: 0; SUMMER - CERTAIN 2024: 0; SUMMER - CERTAIN 2025: 0; SUMMER - CERTAIN 2026: 0; SUMMER - CERTAIN 2027: 0; SUMMER - CERTAIN 2028: 0; WINTER - CERTAIN 2018-19: 0; WINTER - CERTAIN 2019-20: 0; WINTER - CERTAIN 2020-21: 0; WINTER - CERTAIN 2021-22: 0; WINTER - CERTAIN 2022-23: 0; WINTER - CERTAIN 2023-24: 0; WINTER - CERTAIN 2024-25: 0; WINTER - CERTAIN 2025-26: 0; WINTER - CERTAIN 2026-27: 0; WINTER - CERTAIN 2027-28: 0; WINTER - CERTAIN 2028-29: 0
Cancelled | US |  |  |  | 16INR0094 |  | Last Stop Solar | PV | SUN |  | Solar | n/a |  | 280 | 210 | 33.6 | SUMMER - CERTAIN 2018: 0; SUMMER - CERTAIN 2019: 0; SUMMER - CERTAIN 2020: 0; SUMMER - CERTAIN 2021: 0; SUMMER - CERTAIN 2022: 0; SUMMER - CERTAIN 2023: 0; SUMMER - CERTAIN 2024: 0; SUMMER - CERTAIN 2025: 0; SUMMER - CERTAIN 2026: 0; SUMMER - CERTAIN 2027: 0; SUMMER - CERTAIN 2028: 0; WINTER - CERTAIN 2018-19: 0; WINTER - CERTAIN 2019-20: 0; WINTER - CERTAIN 2020-21: 0; WINTER - CERTAIN 2021-22: 0; WINTER - CERTAIN 2022-23: 0; WINTER - CERTAIN 2023-24: 0; WINTER - CERTAIN 2024-25: 0; WINTER - CERTAIN 2025-26: 0; WINTER - CERTAIN 2026-27: 0; WINTER - CERTAIN 2027-28: 0; WINTER - CERTAIN 2028-29: 0
Cancelled | US |  |  |  | 16INR0095 |  | Mustang Draw Solar | PV | SUN |  | Solar | n/a |  | 200 | 150 | 24 | SUMMER - CERTAIN 2018: 0; SUMMER - CERTAIN 2019: 0; SUMMER - CERTAIN 2020: 0; SUMMER - CERTAIN 2021: 0; SUMMER - CERTAIN 2022: 0; SUMMER - CERTAIN 2023: 0; SUMMER - CERTAIN 2024: 0; SUMMER - CERTAIN 2025: 0; SUMMER - CERTAIN 2026: 0; SUMMER - CERTAIN 2027: 0; SUMMER - CERTAIN 2028: 0; WINTER - CERTAIN 2018-19: 0; WINTER - CERTAIN 2019-20: 0; WINTER - CERTAIN 2020-21: 0; WINTER - CERTAIN 2021-22: 0; WINTER - CERTAIN 2022-23: 0; WINTER - CERTAIN 2023-24: 0; WINTER - CERTAIN 2024-25: 0; WINTER - CERTAIN 2025-26: 0; WINTER - CERTAIN 2026-27: 0; WINTER - CERTAIN 2027-28: 0; WINTER - CERTAIN 2028-29: 0
Cancelled | US |  |  |  | 16INR0096 |  | Pecos Solar II | PV | SUN |  | Solar | n/a |  | 102 | 76.5 | 12.24 | SUMMER - CERTAIN 2018: 0; SUMMER - CERTAIN 2019: 0; SUMMER - CERTAIN 2020: 0; SUMMER - CERTAIN 2021: 0; SUMMER - CERTAIN 2022: 0; SUMMER - CERTAIN 2023: 0; SUMMER - CERTAIN 2024: 0; SUMMER - CERTAIN 2025: 0; SUMMER - CERTAIN 2026: 0; SUMMER - CERTAIN 2027: 0; SUMMER - CERTAIN 2028: 0; WINTER - CERTAIN 2018-19: 0; WINTER - CERTAIN 2019-20: 0; WINTER - CERTAIN 2020-21: 0; WINTER - CERTAIN 2021-22: 0; WINTER - CERTAIN 2022-23: 0; WINTER - CERTAIN 2023-24: 0; WINTER - CERTAIN 2024-25: 0; WINTER - CERTAIN 2025-26: 0; WINTER - CERTAIN 2026-27: 0; WINTER - CERTAIN 2027-28: 0; WINTER - CERTAIN 2028-29: 0
Cancelled | US | 1269266 |  |  | 16INR0098 | Hecate Solar A | Hecate Solar A | PV | SUN |  | Solar | n/a |  | 50 | 37.5 | 6 | SUMMER - CERTAIN 2018: 0; SUMMER - CERTAIN 2019: 0; SUMMER - CERTAIN 2020: 0; SUMMER - CERTAIN 2021: 0; SUMMER - CERTAIN 2022: 0; SUMMER - CERTAIN 2023: 0; SUMMER - CERTAIN 2024: 0; SUMMER - CERTAIN 2025: 0; SUMMER - CERTAIN 2026: 0; SUMMER - CERTAIN 2027: 0; SUMMER - CERTAIN 2028: 0; WINTER - CERTAIN 2018-19: 0; WINTER - CERTAIN 2019-20: 0; WINTER - CERTAIN 2020-21: 0; WINTER - CERTAIN 2021-22: 0; WINTER - CERTAIN 2022-23: 0; WINTER - CERTAIN 2023-24: 0; WINTER - CERTAIN 2024-25: 0; WINTER - CERTAIN 2025-26: 0; WINTER - CERTAIN 2026-27: 0; WINTER - CERTAIN 2027-28: 0; WINTER - CERTAIN 2028-29: 0
Cancelled | US | 1368080 |  |  | 16INR0100 | Hecate Solar C | Hecate Solar C | PV | SUN |  | Solar | n/a |  | 150 | 112.5 | 18 | SUMMER - CERTAIN 2018: 0; SUMMER - CERTAIN 2019: 0; SUMMER - CERTAIN 2020: 0; SUMMER - CERTAIN 2021: 0; SUMMER - CERTAIN 2022: 0; SUMMER - CERTAIN 2023: 0; SUMMER - CERTAIN 2024: 0; SUMMER - CERTAIN 2025: 0; SUMMER - CERTAIN 2026: 0; SUMMER - CERTAIN 2027: 0; SUMMER - CERTAIN 2028: 0; WINTER - CERTAIN 2018-19: 0; WINTER - CERTAIN 2019-20: 0; WINTER - CERTAIN 2020-21: 0; WINTER - CERTAIN 2021-22: 0; WINTER - CERTAIN 2022-23: 0; WINTER - CERTAIN 2023-24: 0; WINTER - CERTAIN 2024-25: 0; WINTER - CERTAIN 2025-26: 0; WINTER - CERTAIN 2026-27: 0; WINTER - CERTAIN 2027-28: 0; WINTER - CERTAIN 2028-29: 0
Cancelled | US |  |  |  | 16INR0103 |  | Bluebell 2 Solar | PV | SUN |  | Solar | n/a |  | 0 | 54.75 | 8.76 | SUMMER - CERTAIN 2018: 0; SUMMER - CERTAIN 2019: 0; SUMMER - CERTAIN 2020: 0; SUMMER - CERTAIN 2021: 0; SUMMER - CERTAIN 2022: 0; SUMMER - CERTAIN 2023: 0; SUMMER - CERTAIN 2024: 0; SUMMER - CERTAIN 2025: 0; SUMMER - CERTAIN 2026: 0; SUMMER - CERTAIN 2027: 0; SUMMER - CERTAIN 2028: 0; WINTER - CERTAIN 2018-19: 0; WINTER - CERTAIN 2019-20: 0; WINTER - CERTAIN 2020-21: 0; WINTER - CERTAIN 2021-22: 0; WINTER - CERTAIN 2022-23: 0; WINTER - CERTAIN 2023-24: 0; WINTER - CERTAIN 2024-25: 0; WINTER - CERTAIN 2025-26: 0; WINTER - CERTAIN 2026-27: 0; WINTER - CERTAIN 2027-28: 0; WINTER - CERTAIN 2028-29: 0
Cancelled | US |  |  |  | 16INR0107 |  | Hays Solar | PV | SUN |  | Solar | n/a |  | 25 | 18.75 | 3 | SUMMER - CERTAIN 2018: 0; SUMMER - CERTAIN 2019: 0; SUMMER - CERTAIN 2020: 0; SUMMER - CERTAIN 2021: 0; SUMMER - CERTAIN 2022: 0; SUMMER - CERTAIN 2023: 0; SUMMER - CERTAIN 2024: 0; SUMMER - CERTAIN 2025: 0; SUMMER - CERTAIN 2026: 0; SUMMER - CERTAIN 2027: 0; SUMMER - CERTAIN 2028: 0; WINTER - CERTAIN 2018-19: 0; WINTER - CERTAIN 2019-20: 0; WINTER - CERTAIN 2020-21: 0; WINTER - CERTAIN 2021-22: 0; WINTER - CERTAIN 2022-23: 0; WINTER - CERTAIN 2023-24: 0; WINTER - CERTAIN 2024-25: 0; WINTER - CERTAIN 2025-26: 0; WINTER - CERTAIN 2026-27: 0; WINTER - CERTAIN 2027-28: 0; WINTER - CERTAIN 2028-29: 0
Cancelled | US |  |  |  | 16INR0108 |  | Hecate McCamey A Solar | PV | SUN |  | Solar | n/a |  | 200 | 150 | 24 | SUMMER - CERTAIN 2018: 0; SUMMER - CERTAIN 2019: 0; SUMMER - CERTAIN 2020: 0; SUMMER - CERTAIN 2021: 0; SUMMER - CERTAIN 2022: 0; SUMMER - CERTAIN 2023: 0; SUMMER - CERTAIN 2024: 0; SUMMER - CERTAIN 2025: 0; SUMMER - CERTAIN 2026: 0; SUMMER - CERTAIN 2027: 0; SUMMER - CERTAIN 2028: 0; WINTER - CERTAIN 2018-19: 0; WINTER - CERTAIN 2019-20: 0; WINTER - CERTAIN 2020-21: 0; WINTER - CERTAIN 2021-22: 0; WINTER - CERTAIN 2022-23: 0; WINTER - CERTAIN 2023-24: 0; WINTER - CERTAIN 2024-25: 0; WINTER - CERTAIN 2025-26: 0; WINTER - CERTAIN 2026-27: 0; WINTER - CERTAIN 2027-28: 0; WINTER - CERTAIN 2028-29: 0
Cancelled | US |  |  |  | 16INR0109 |  | Hecate McCamey B Solar | PV | SUN |  | Solar | n/a |  | 400 | 300 | 48 | SUMMER - CERTAIN 2018: 0; SUMMER - CERTAIN 2019: 0; SUMMER - CERTAIN 2020: 0; SUMMER - CERTAIN 2021: 0; SUMMER - CERTAIN 2022: 0; SUMMER - CERTAIN 2023: 0; SUMMER - CERTAIN 2024: 0; SUMMER - CERTAIN 2025: 0; SUMMER - CERTAIN 2026: 0; SUMMER - CERTAIN 2027: 0; SUMMER - CERTAIN 2028: 0; WINTER - CERTAIN 2018-19: 0; WINTER - CERTAIN 2019-20: 0; WINTER - CERTAIN 2020-21: 0; WINTER - CERTAIN 2021-22: 0; WINTER - CERTAIN 2022-23: 0; WINTER - CERTAIN 2023-24: 0; WINTER - CERTAIN 2024-25: 0; WINTER - CERTAIN 2025-26: 0; WINTER - CERTAIN 2026-27: 0; WINTER - CERTAIN 2027-28: 0; WINTER - CERTAIN 2028-29: 0
Cancelled | US |  |  |  | 16INR0110 |  | Hecate McCamey C Solar | PV | SUN |  | Solar | n/a |  | 600 | 450 | 72 | SUMMER - CERTAIN 2018: 0; SUMMER - CERTAIN 2019: 0; SUMMER - CERTAIN 2020: 0; SUMMER - CERTAIN 2021: 0; SUMMER - CERTAIN 2022: 0; SUMMER - CERTAIN 2023: 0; SUMMER - CERTAIN 2024: 0; SUMMER - CERTAIN 2025: 0; SUMMER - CERTAIN 2026: 0; SUMMER - CERTAIN 2027: 0; SUMMER - CERTAIN 2028: 0; WINTER - CERTAIN 2018-19: 0; WINTER - CERTAIN 2019-20: 0; WINTER - CERTAIN 2020-21: 0; WINTER - CERTAIN 2021-22: 0; WINTER - CERTAIN 2022-23: 0; WINTER - CERTAIN 2023-24: 0; WINTER - CERTAIN 2024-25: 0; WINTER - CERTAIN 2025-26: 0; WINTER - CERTAIN 2026-27: 0; WINTER - CERTAIN 2027-28: 0; WINTER - CERTAIN 2028-29: 0
Cancelled | US |  |  |  | 16INR0113 |  | Winkler Solar | PV | SUN |  | Solar | n/a |  | 150 | 112.5 | 18 | SUMMER - CERTAIN 2018: 0; SUMMER - CERTAIN 2019: 0; SUMMER - CERTAIN 2020: 0; SUMMER - CERTAIN 2021: 0; SUMMER - CERTAIN 2022: 0; SUMMER - CERTAIN 2023: 0; SUMMER - CERTAIN 2024: 0; SUMMER - CERTAIN 2025: 0; SUMMER - CERTAIN 2026: 0; SUMMER - CERTAIN 2027: 0; SUMMER - CERTAIN 2028: 0; WINTER - CERTAIN 2018-19: 0; WINTER - CERTAIN 2019-20: 0; WINTER - CERTAIN 2020-21: 0; WINTER - CERTAIN 2021-22: 0; WINTER - CERTAIN 2022-23: 0; WINTER - CERTAIN 2023-24: 0; WINTER - CERTAIN 2024-25: 0; WINTER - CERTAIN 2025-26: 0; WINTER - CERTAIN 2026-27: 0; WINTER - CERTAIN 2027-28: 0; WINTER - CERTAIN 2028-29: 0
Cancelled | US |  |  |  | 16INR0116 |  | Goliad Solar | PV | SUN |  | Solar | n/a |  | 50 | 37.5 | 6 | SUMMER - CERTAIN 2018: 0; SUMMER - CERTAIN 2019: 0; SUMMER - CERTAIN 2020: 0; SUMMER - CERTAIN 2021: 0; SUMMER - CERTAIN 2022: 0; SUMMER - CERTAIN 2023: 0; SUMMER - CERTAIN 2024: 0; SUMMER - CERTAIN 2025: 0; SUMMER - CERTAIN 2026: 0; SUMMER - CERTAIN 2027: 0; SUMMER - CERTAIN 2028: 0; WINTER - CERTAIN 2018-19: 0; WINTER - CERTAIN 2019-20: 0; WINTER - CERTAIN 2020-21: 0; WINTER - CERTAIN 2021-22: 0; WINTER - CERTAIN 2022-23: 0; WINTER - CERTAIN 2023-24: 0; WINTER - CERTAIN 2024-25: 0; WINTER - CERTAIN 2025-26: 0; WINTER - CERTAIN 2026-27: 0; WINTER - CERTAIN 2027-28: 0; WINTER - CERTAIN 2028-29: 0
Cancelled | US |  |  |  | 16INR0118 |  | Permian Solar | PV | SUN |  | Solar | n/a |  | 100 | 75 | 12 | SUMMER - CERTAIN 2018: 0; SUMMER - CERTAIN 2019: 0; SUMMER - CERTAIN 2020: 0; SUMMER - CERTAIN 2021: 0; SUMMER - CERTAIN 2022: 0; SUMMER - CERTAIN 2023: 0; SUMMER - CERTAIN 2024: 0; SUMMER - CERTAIN 2025: 0; SUMMER - CERTAIN 2026: 0; SUMMER - CERTAIN 2027: 0; SUMMER - CERTAIN 2028: 0; WINTER - CERTAIN 2018-19: 0; WINTER - CERTAIN 2019-20: 0; WINTER - CERTAIN 2020-21: 0; WINTER - CERTAIN 2021-22: 0; WINTER - CERTAIN 2022-23: 0; WINTER - CERTAIN 2023-24: 0; WINTER - CERTAIN 2024-25: 0; WINTER - CERTAIN 2025-26: 0; WINTER - CERTAIN 2026-27: 0; WINTER - CERTAIN 2027-28: 0; WINTER - CERTAIN 2028-29: 0
Cancelled | US |  |  |  | 16INR0120 |  | AES Parkdale Storage | BA | MWH |  | Other | n/a |  | 20 | 0 | 0 | SUMMER - CERTAIN 2018: 0; SUMMER - CERTAIN 2019: 0; SUMMER - CERTAIN 2020: 0; SUMMER - CERTAIN 2021: 0; SUMMER - CERTAIN 2022: 0; SUMMER - CERTAIN 2023: 0; SUMMER - CERTAIN 2024: 0; SUMMER - CERTAIN 2025: 0; SUMMER - CERTAIN 2026: 0; SUMMER - CERTAIN 2027: 0; SUMMER - CERTAIN 2028: 0; WINTER - CERTAIN 2018-19: 0; WINTER - CERTAIN 2019-20: 0; WINTER - CERTAIN 2020-21: 0; WINTER - CERTAIN 2021-22: 0; WINTER - CERTAIN 2022-23: 0; WINTER - CERTAIN 2023-24: 0; WINTER - CERTAIN 2024-25: 0; WINTER - CERTAIN 2025-26: 0; WINTER - CERTAIN 2026-27: 0; WINTER - CERTAIN 2027-28: 0; WINTER - CERTAIN 2028-29: 0
Cancelled | US | 1699801 | 60657 |  | 16INR0121 |  | Salt Fork Wind Expansion | WT | WND |  | Wind | n/a |  | 54 | 7.56 | 10.8 | SUMMER - CERTAIN 2018: 0; SUMMER - CERTAIN 2019: 0; SUMMER - CERTAIN 2020: 0; SUMMER - CERTAIN 2021: 0; SUMMER - CERTAIN 2022: 0; SUMMER - CERTAIN 2023: 0; SUMMER - CERTAIN 2024: 0; SUMMER - CERTAIN 2025: 0; SUMMER - CERTAIN 2026: 0; SUMMER - CERTAIN 2027: 0; SUMMER - CERTAIN 2028: 0; WINTER - CERTAIN 2018-19: 0; WINTER - CERTAIN 2019-20: 0; WINTER - CERTAIN 2020-21: 0; WINTER - CERTAIN 2021-22: 0; WINTER - CERTAIN 2022-23: 0; WINTER - CERTAIN 2023-24: 0; WINTER - CERTAIN 2024-25: 0; WINTER - CERTAIN 2025-26: 0; WINTER - CERTAIN 2026-27: 0; WINTER - CERTAIN 2027-28: 0; WINTER - CERTAIN 2028-29: 0
Cancelled | US |  |  |  | 17INR0001 |  | Cedar Elm Wind | WT | WND |  | Wind | n/a |  | 100 | 14 | 20 | SUMMER - CERTAIN 2018: 0; SUMMER - CERTAIN 2019: 0; SUMMER - CERTAIN 2020: 0; SUMMER - CERTAIN 2021: 0; SUMMER - CERTAIN 2022: 0; SUMMER - CERTAIN 2023: 0; SUMMER - CERTAIN 2024: 0; SUMMER - CERTAIN 2025: 0; SUMMER - CERTAIN 2026: 0; SUMMER - CERTAIN 2027: 0; SUMMER - CERTAIN 2028: 0; WINTER - CERTAIN 2018-19: 0; WINTER - CERTAIN 2019-20: 0; WINTER - CERTAIN 2020-21: 0; WINTER - CERTAIN 2021-22: 0; WINTER - CERTAIN 2022-23: 0; WINTER - CERTAIN 2023-24: 0; WINTER - CERTAIN 2024-25: 0; WINTER - CERTAIN 2025-26: 0; WINTER - CERTAIN 2026-27: 0; WINTER - CERTAIN 2027-28: 0; WINTER - CERTAIN 2028-29: 0
Cancelled | US | 1336015 |  |  | 17INR0002 | SPC Henderson Option 2 | SPC Henderson Option 2 | CC | NG |  | Natural Gas and Other Gases | n/a |  | 478 | 478 | 478 | SUMMER - CERTAIN 2018: 0; SUMMER - CERTAIN 2019: 0; SUMMER - CERTAIN 2020: 0; SUMMER - CERTAIN 2021: 0; SUMMER - CERTAIN 2022: 0; SUMMER - CERTAIN 2023: 0; SUMMER - CERTAIN 2024: 0; SUMMER - CERTAIN 2025: 0; SUMMER - CERTAIN 2026: 0; SUMMER - CERTAIN 2027: 0; SUMMER - CERTAIN 2028: 0; WINTER - CERTAIN 2018-19: 0; WINTER - CERTAIN 2019-20: 0; WINTER - CERTAIN 2020-21: 0; WINTER - CERTAIN 2021-22: 0; WINTER - CERTAIN 2022-23: 0; WINTER - CERTAIN 2023-24: 0; WINTER - CERTAIN 2024-25: 0; WINTER - CERTAIN 2025-26: 0; WINTER - CERTAIN 2026-27: 0; WINTER - CERTAIN 2027-28: 0; WINTER - CERTAIN 2028-29: 0
Cancelled | US |  |  |  | 17INR0002_1 |  | Southern Company - Henderson County Opt1 | CC | NG |  | Natural Gas and Other Gases | n/a |  | 976 | 976 | 976 | SUMMER - CERTAIN 2018: 0; SUMMER - CERTAIN 2019: 0; SUMMER - CERTAIN 2020: 0; SUMMER - CERTAIN 2021: 0; SUMMER - CERTAIN 2022: 0; SUMMER - CERTAIN 2023: 0; SUMMER - CERTAIN 2024: 0; SUMMER - CERTAIN 2025: 0; SUMMER - CERTAIN 2026: 0; SUMMER - CERTAIN 2027: 0; SUMMER - CERTAIN 2028: 0; WINTER - CERTAIN 2018-19: 0; WINTER - CERTAIN 2019-20: 0; WINTER - CERTAIN 2020-21: 0; WINTER - CERTAIN 2021-22: 0; WINTER - CERTAIN 2022-23: 0; WINTER - CERTAIN 2023-24: 0; WINTER - CERTAIN 2024-25: 0; WINTER - CERTAIN 2025-26: 0; WINTER - CERTAIN 2026-27: 0; WINTER - CERTAIN 2027-28: 0; WINTER - CERTAIN 2028-29: 0
Cancelled | US |  |  |  | 17INR0002_2 |  | Southern Company - Henderson County Opt2 | CC | NG |  | Natural Gas and Other Gases | n/a |  | 489 | 489 | 489 | SUMMER - CERTAIN 2018: 0; SUMMER - CERTAIN 2019: 0; SUMMER - CERTAIN 2020: 0; SUMMER - CERTAIN 2021: 0; SUMMER - CERTAIN 2022: 0; SUMMER - CERTAIN 2023: 0; SUMMER - CERTAIN 2024: 0; SUMMER - CERTAIN 2025: 0; SUMMER - CERTAIN 2026: 0; SUMMER - CERTAIN 2027: 0; SUMMER - CERTAIN 2028: 0; WINTER - CERTAIN 2018-19: 0; WINTER - CERTAIN 2019-20: 0; WINTER - CERTAIN 2020-21: 0; WINTER - CERTAIN 2021-22: 0; WINTER - CERTAIN 2022-23: 0; WINTER - CERTAIN 2023-24: 0; WINTER - CERTAIN 2024-25: 0; WINTER - CERTAIN 2025-26: 0; WINTER - CERTAIN 2026-27: 0; WINTER - CERTAIN 2027-28: 0; WINTER - CERTAIN 2028-29: 0
Cancelled | US |  |  |  | 17INR0002_4 |  | Southern Company - Henderson County Opt4 | CC | NG |  | Natural Gas and Other Gases | n/a |  | 965 | 0 | 965 | SUMMER - CERTAIN 2018: 0; SUMMER - CERTAIN 2019: 0; SUMMER - CERTAIN 2020: 0; SUMMER - CERTAIN 2021: 0; SUMMER - CERTAIN 2022: 0; SUMMER - CERTAIN 2023: 0; SUMMER - CERTAIN 2024: 0; SUMMER - CERTAIN 2025: 0; SUMMER - CERTAIN 2026: 0; SUMMER - CERTAIN 2027: 0; SUMMER - CERTAIN 2028: 0; WINTER - CERTAIN 2018-19: 0; WINTER - CERTAIN 2019-20: 0; WINTER - CERTAIN 2020-21: 0; WINTER - CERTAIN 2021-22: 0; WINTER - CERTAIN 2022-23: 0; WINTER - CERTAIN 2023-24: 0; WINTER - CERTAIN 2024-25: 0; WINTER - CERTAIN 2025-26: 0; WINTER - CERTAIN 2026-27: 0; WINTER - CERTAIN 2027-28: 0; WINTER - CERTAIN 2028-29: 0
Cancelled | US |  |  |  | 17INR0003 |  | SPC Jackson G | CC | NG |  | Natural Gas and Other Gases | n/a |  | 916 | 908 | 916 | SUMMER - CERTAIN 2018: 0; SUMMER - CERTAIN 2019: 0; SUMMER - CERTAIN 2020: 0; SUMMER - CERTAIN 2021: 0; SUMMER - CERTAIN 2022: 0; SUMMER - CERTAIN 2023: 0; SUMMER - CERTAIN 2024: 0; SUMMER - CERTAIN 2025: 0; SUMMER - CERTAIN 2026: 0; SUMMER - CERTAIN 2027: 0; SUMMER - CERTAIN 2028: 0; WINTER - CERTAIN 2018-19: 0; WINTER - CERTAIN 2019-20: 0; WINTER - CERTAIN 2020-21: 0; WINTER - CERTAIN 2021-22: 0; WINTER - CERTAIN 2022-23: 0; WINTER - CERTAIN 2023-24: 0; WINTER - CERTAIN 2024-25: 0; WINTER - CERTAIN 2025-26: 0; WINTER - CERTAIN 2026-27: 0; WINTER - CERTAIN 2027-28: 0; WINTER - CERTAIN 2028-29: 0
Cancelled | US |  |  |  | 17INR0004 |  | Elk 4 | GT | NG |  | Natural Gas and Other Gases | n/a |  | 225 | 202 | 202 | SUMMER - CERTAIN 2018: 0; SUMMER - CERTAIN 2019: 0; SUMMER - CERTAIN 2020: 0; SUMMER - CERTAIN 2021: 0; SUMMER - CERTAIN 2022: 0; SUMMER - CERTAIN 2023: 0; SUMMER - CERTAIN 2024: 0; SUMMER - CERTAIN 2025: 0; SUMMER - CERTAIN 2026: 0; SUMMER - CERTAIN 2027: 0; SUMMER - CERTAIN 2028: 0; WINTER - CERTAIN 2018-19: 0; WINTER - CERTAIN 2019-20: 0; WINTER - CERTAIN 2020-21: 0; WINTER - CERTAIN 2021-22: 0; WINTER - CERTAIN 2022-23: 0; WINTER - CERTAIN 2023-24: 0; WINTER - CERTAIN 2024-25: 0; WINTER - CERTAIN 2025-26: 0; WINTER - CERTAIN 2026-27: 0; WINTER - CERTAIN 2027-28: 0; WINTER - CERTAIN 2028-29: 0
Cancelled | US |  |  |  | 17INR0006 |  | PANDA SAVOY POWER | CC | NG |  | Natural Gas and Other Gases | n/a |  | 1350 | 1350 | 1350 | SUMMER - CERTAIN 2018: 0; SUMMER - CERTAIN 2019: 0; SUMMER - CERTAIN 2020: 0; SUMMER - CERTAIN 2021: 0; SUMMER - CERTAIN 2022: 0; SUMMER - CERTAIN 2023: 0; SUMMER - CERTAIN 2024: 0; SUMMER - CERTAIN 2025: 0; SUMMER - CERTAIN 2026: 0; SUMMER - CERTAIN 2027: 0; SUMMER - CERTAIN 2028: 0; WINTER - CERTAIN 2018-19: 0; WINTER - CERTAIN 2019-20: 0; WINTER - CERTAIN 2020-21: 0; WINTER - CERTAIN 2021-22: 0; WINTER - CERTAIN 2022-23: 0; WINTER - CERTAIN 2023-24: 0; WINTER - CERTAIN 2024-25: 0; WINTER - CERTAIN 2025-26: 0; WINTER - CERTAIN 2026-27: 0; WINTER - CERTAIN 2027-28: 0; WINTER - CERTAIN 2028-29: 0
Cancelled | US |  |  |  | 17INR0008 |  | Shamburger Thermal Facility | CC | NG |  | Natural Gas and Other Gases | n/a |  | 719 | 719 | 710 | SUMMER - CERTAIN 2018: 0; SUMMER - CERTAIN 2019: 0; SUMMER - CERTAIN 2020: 0; SUMMER - CERTAIN 2021: 0; SUMMER - CERTAIN 2022: 0; SUMMER - CERTAIN 2023: 0; SUMMER - CERTAIN 2024: 0; SUMMER - CERTAIN 2025: 0; SUMMER - CERTAIN 2026: 0; SUMMER - CERTAIN 2027: 0; SUMMER - CERTAIN 2028: 0; WINTER - CERTAIN 2018-19: 0; WINTER - CERTAIN 2019-20: 0; WINTER - CERTAIN 2020-21: 0; WINTER - CERTAIN 2021-22: 0; WINTER - CERTAIN 2022-23: 0; WINTER - CERTAIN 2023-24: 0; WINTER - CERTAIN 2024-25: 0; WINTER - CERTAIN 2025-26: 0; WINTER - CERTAIN 2026-27: 0; WINTER - CERTAIN 2027-28: 0; WINTER - CERTAIN 2028-29: 0
Cancelled | US |  |  |  | 17INR0011 |  | Site A Brazos | CC | NG |  | Natural Gas and Other Gases | n/a |  | 800 | 800 | 800 | SUMMER - CERTAIN 2018: 0; SUMMER - CERTAIN 2019: 0; SUMMER - CERTAIN 2020: 0; SUMMER - CERTAIN 2021: 0; SUMMER - CERTAIN 2022: 0; SUMMER - CERTAIN 2023: 0; SUMMER - CERTAIN 2024: 0; SUMMER - CERTAIN 2025: 0; SUMMER - CERTAIN 2026: 0; SUMMER - CERTAIN 2027: 0; SUMMER - CERTAIN 2028: 0; WINTER - CERTAIN 2018-19: 0; WINTER - CERTAIN 2019-20: 0; WINTER - CERTAIN 2020-21: 0; WINTER - CERTAIN 2021-22: 0; WINTER - CERTAIN 2022-23: 0; WINTER - CERTAIN 2023-24: 0; WINTER - CERTAIN 2024-25: 0; WINTER - CERTAIN 2025-26: 0; WINTER - CERTAIN 2026-27: 0; WINTER - CERTAIN 2027-28: 0; WINTER - CERTAIN 2028-29: 0
Cancelled | US |  |  |  | 17INR0012 |  | Site B Brazos | CC | NG |  | Natural Gas and Other Gases | n/a |  | 800 | 800 | 800 | SUMMER - CERTAIN 2018: 0; SUMMER - CERTAIN 2019: 0; SUMMER - CERTAIN 2020: 0; SUMMER - CERTAIN 2021: 0; SUMMER - CERTAIN 2022: 0; SUMMER - CERTAIN 2023: 0; SUMMER - CERTAIN 2024: 0; SUMMER - CERTAIN 2025: 0; SUMMER - CERTAIN 2026: 0; SUMMER - CERTAIN 2027: 0; SUMMER - CERTAIN 2028: 0; WINTER - CERTAIN 2018-19: 0; WINTER - CERTAIN 2019-20: 0; WINTER - CERTAIN 2020-21: 0; WINTER - CERTAIN 2021-22: 0; WINTER - CERTAIN 2022-23: 0; WINTER - CERTAIN 2023-24: 0; WINTER - CERTAIN 2024-25: 0; WINTER - CERTAIN 2025-26: 0; WINTER - CERTAIN 2026-27: 0; WINTER - CERTAIN 2027-28: 0; WINTER - CERTAIN 2028-29: 0
Cancelled | US |  |  |  | 17INR0014 |  | Van Alstyne G | GT | NG |  | Natural Gas and Other Gases | n/a |  | 548 | 548 | 548 | SUMMER - CERTAIN 2018: 0; SUMMER - CERTAIN 2019: 0; SUMMER - CERTAIN 2020: 0; SUMMER - CERTAIN 2021: 0; SUMMER - CERTAIN 2022: 0; SUMMER - CERTAIN 2023: 0; SUMMER - CERTAIN 2024: 0; SUMMER - CERTAIN 2025: 0; SUMMER - CERTAIN 2026: 0; SUMMER - CERTAIN 2027: 0; SUMMER - CERTAIN 2028: 0; WINTER - CERTAIN 2018-19: 0; WINTER - CERTAIN 2019-20: 0; WINTER - CERTAIN 2020-21: 0; WINTER - CERTAIN 2021-22: 0; WINTER - CERTAIN 2022-23: 0; WINTER - CERTAIN 2023-24: 0; WINTER - CERTAIN 2024-25: 0; WINTER - CERTAIN 2025-26: 0; WINTER - CERTAIN 2026-27: 0; WINTER - CERTAIN 2027-28: 0; WINTER - CERTAIN 2028-29: 0
Cancelled | US |  |  |  | 17INR0015 |  | Neches Station | CC | NG |  | Natural Gas and Other Gases | n/a |  | 460 | 460 | 460 | SUMMER - CERTAIN 2018: 0; SUMMER - CERTAIN 2019: 0; SUMMER - CERTAIN 2020: 0; SUMMER - CERTAIN 2021: 0; SUMMER - CERTAIN 2022: 0; SUMMER - CERTAIN 2023: 0; SUMMER - CERTAIN 2024: 0; SUMMER - CERTAIN 2025: 0; SUMMER - CERTAIN 2026: 0; SUMMER - CERTAIN 2027: 0; SUMMER - CERTAIN 2028: 0; WINTER - CERTAIN 2018-19: 0; WINTER - CERTAIN 2019-20: 0; WINTER - CERTAIN 2020-21: 0; WINTER - CERTAIN 2021-22: 0; WINTER - CERTAIN 2022-23: 0; WINTER - CERTAIN 2023-24: 0; WINTER - CERTAIN 2024-25: 0; WINTER - CERTAIN 2025-26: 0; WINTER - CERTAIN 2026-27: 0; WINTER - CERTAIN 2027-28: 0; WINTER - CERTAIN 2028-29: 0
Cancelled | US | 1652249 |  |  | 17INR0016 | Navasota South Peaker | Union Valley G | GT | NG |  | Natural Gas and Other Gases | n/a |  | 592 | 591.6 | 591.6 | SUMMER - CERTAIN 2018: 0; SUMMER - CERTAIN 2019: 0; SUMMER - CERTAIN 2020: 0; SUMMER - CERTAIN 2021: 0; SUMMER - CERTAIN 2022: 0; SUMMER - CERTAIN 2023: 0; SUMMER - CERTAIN 2024: 0; SUMMER - CERTAIN 2025: 0; SUMMER - CERTAIN 2026: 0; SUMMER - CERTAIN 2027: 0; SUMMER - CERTAIN 2028: 0; WINTER - CERTAIN 2018-19: 0; WINTER - CERTAIN 2019-20: 0; WINTER - CERTAIN 2020-21: 0; WINTER - CERTAIN 2021-22: 0; WINTER - CERTAIN 2022-23: 0; WINTER - CERTAIN 2023-24: 0; WINTER - CERTAIN 2024-25: 0; WINTER - CERTAIN 2025-26: 0; WINTER - CERTAIN 2026-27: 0; WINTER - CERTAIN 2027-28: 0; WINTER - CERTAIN 2028-29: 0
Cancelled | US | 1566118 | 59615 |  | 17INR0017 | Clear Springs G | Clear Springs G | GT | NG |  | Natural Gas and Other Gases | n/a |  | 592 | 591.6 | 591.6 | SUMMER - CERTAIN 2018: 0; SUMMER - CERTAIN 2019: 0; SUMMER - CERTAIN 2020: 0; SUMMER - CERTAIN 2021: 0; SUMMER - CERTAIN 2022: 0; SUMMER - CERTAIN 2023: 0; SUMMER - CERTAIN 2024: 0; SUMMER - CERTAIN 2025: 0; SUMMER - CERTAIN 2026: 0; SUMMER - CERTAIN 2027: 0; SUMMER - CERTAIN 2028: 0; WINTER - CERTAIN 2018-19: 0; WINTER - CERTAIN 2019-20: 0; WINTER - CERTAIN 2020-21: 0; WINTER - CERTAIN 2021-22: 0; WINTER - CERTAIN 2022-23: 0; WINTER - CERTAIN 2023-24: 0; WINTER - CERTAIN 2024-25: 0; WINTER - CERTAIN 2025-26: 0; WINTER - CERTAIN 2026-27: 0; WINTER - CERTAIN 2027-28: 0; WINTER - CERTAIN 2028-29: 0
Cancelled | US |  |  |  | 17INR0018 |  | Lake Creek 3 G | GT | NG |  | Natural Gas and Other Gases | n/a |  | 471 | 471 | 471 | SUMMER - CERTAIN 2018: 0; SUMMER - CERTAIN 2019: 0; SUMMER - CERTAIN 2020: 0; SUMMER - CERTAIN 2021: 0; SUMMER - CERTAIN 2022: 0; SUMMER - CERTAIN 2023: 0; SUMMER - CERTAIN 2024: 0; SUMMER - CERTAIN 2025: 0; SUMMER - CERTAIN 2026: 0; SUMMER - CERTAIN 2027: 0; SUMMER - CERTAIN 2028: 0; WINTER - CERTAIN 2018-19: 0; WINTER - CERTAIN 2019-20: 0; WINTER - CERTAIN 2020-21: 0; WINTER - CERTAIN 2021-22: 0; WINTER - CERTAIN 2022-23: 0; WINTER - CERTAIN 2023-24: 0; WINTER - CERTAIN 2024-25: 0; WINTER - CERTAIN 2025-26: 0; WINTER - CERTAIN 2026-27: 0; WINTER - CERTAIN 2027-28: 0; WINTER - CERTAIN 2028-29: 0
Cancelled | US |  |  |  | 17INR0019 |  | SPC Jackson County 2 G | CC | NG |  | Natural Gas and Other Gases | n/a |  | 840 | 840 | 840 | SUMMER - CERTAIN 2018: 0; SUMMER - CERTAIN 2019: 0; SUMMER - CERTAIN 2020: 0; SUMMER - CERTAIN 2021: 0; SUMMER - CERTAIN 2022: 0; SUMMER - CERTAIN 2023: 0; SUMMER - CERTAIN 2024: 0; SUMMER - CERTAIN 2025: 0; SUMMER - CERTAIN 2026: 0; SUMMER - CERTAIN 2027: 0; SUMMER - CERTAIN 2028: 0; WINTER - CERTAIN 2018-19: 0; WINTER - CERTAIN 2019-20: 0; WINTER - CERTAIN 2020-21: 0; WINTER - CERTAIN 2021-22: 0; WINTER - CERTAIN 2022-23: 0; WINTER - CERTAIN 2023-24: 0; WINTER - CERTAIN 2024-25: 0; WINTER - CERTAIN 2025-26: 0; WINTER - CERTAIN 2026-27: 0; WINTER - CERTAIN 2027-28: 0; WINTER - CERTAIN 2028-29: 0
Cancelled | US |  |  |  | 17INR0021 |  | NET Power La Porte | GT | NG |  | Natural Gas and Other Gases | n/a |  | 30 | 30 | 30 | SUMMER - CERTAIN 2018: 0; SUMMER - CERTAIN 2019: 0; SUMMER - CERTAIN 2020: 0; SUMMER - CERTAIN 2021: 0; SUMMER - CERTAIN 2022: 0; SUMMER - CERTAIN 2023: 0; SUMMER - CERTAIN 2024: 0; SUMMER - CERTAIN 2025: 0; SUMMER - CERTAIN 2026: 0; SUMMER - CERTAIN 2027: 0; SUMMER - CERTAIN 2028: 0; WINTER - CERTAIN 2018-19: 0; WINTER - CERTAIN 2019-20: 0; WINTER - CERTAIN 2020-21: 0; WINTER - CERTAIN 2021-22: 0; WINTER - CERTAIN 2022-23: 0; WINTER - CERTAIN 2023-24: 0; WINTER - CERTAIN 2024-25: 0; WINTER - CERTAIN 2025-26: 0; WINTER - CERTAIN 2026-27: 0; WINTER - CERTAIN 2027-28: 0; WINTER - CERTAIN 2028-29: 0
Cancelled | US |  |  |  | 17INR0023 |  | Hart Solar | PV | SUN |  | Solar | n/a |  | 200 | 150 | 24 | SUMMER - CERTAIN 2018: 0; SUMMER - CERTAIN 2019: 0; SUMMER - CERTAIN 2020: 0; SUMMER - CERTAIN 2021: 0; SUMMER - CERTAIN 2022: 0; SUMMER - CERTAIN 2023: 0; SUMMER - CERTAIN 2024: 0; SUMMER - CERTAIN 2025: 0; SUMMER - CERTAIN 2026: 0; SUMMER - CERTAIN 2027: 0; SUMMER - CERTAIN 2028: 0; WINTER - CERTAIN 2018-19: 0; WINTER - CERTAIN 2019-20: 0; WINTER - CERTAIN 2020-21: 0; WINTER - CERTAIN 2021-22: 0; WINTER - CERTAIN 2022-23: 0; WINTER - CERTAIN 2023-24: 0; WINTER - CERTAIN 2024-25: 0; WINTER - CERTAIN 2025-26: 0; WINTER - CERTAIN 2026-27: 0; WINTER - CERTAIN 2027-28: 0; WINTER - CERTAIN 2028-29: 0
Cancelled | US | 1308106 |  |  | 17INR0024 | Pecan Creek 2 Gas | Pecan Creek 2 Gas | GT | NG |  | Natural Gas and Other Gases | n/a |  | 350 | 350 | 350 | SUMMER - CERTAIN 2018: 0; SUMMER - CERTAIN 2019: 0; SUMMER - CERTAIN 2020: 0; SUMMER - CERTAIN 2021: 0; SUMMER - CERTAIN 2022: 0; SUMMER - CERTAIN 2023: 0; SUMMER - CERTAIN 2024: 0; SUMMER - CERTAIN 2025: 0; SUMMER - CERTAIN 2026: 0; SUMMER - CERTAIN 2027: 0; SUMMER - CERTAIN 2028: 0; WINTER - CERTAIN 2018-19: 0; WINTER - CERTAIN 2019-20: 0; WINTER - CERTAIN 2020-21: 0; WINTER - CERTAIN 2021-22: 0; WINTER - CERTAIN 2022-23: 0; WINTER - CERTAIN 2023-24: 0; WINTER - CERTAIN 2024-25: 0; WINTER - CERTAIN 2025-26: 0; WINTER - CERTAIN 2026-27: 0; WINTER - CERTAIN 2027-28: 0; WINTER - CERTAIN 2028-29: 0
Cancelled | US |  |  |  | 17INR0026 |  | Zapata Wind II | WT | WND |  | Wind | n/a |  | 0 | 28.28 | 40.4 | SUMMER - CERTAIN 2018: 0; SUMMER - CERTAIN 2019: 0; SUMMER - CERTAIN 2020: 0; SUMMER - CERTAIN 2021: 0; SUMMER - CERTAIN 2022: 0; SUMMER - CERTAIN 2023: 0; SUMMER - CERTAIN 2024: 0; SUMMER - CERTAIN 2025: 0; SUMMER - CERTAIN 2026: 0; SUMMER - CERTAIN 2027: 0; SUMMER - CERTAIN 2028: 0; WINTER - CERTAIN 2018-19: 0; WINTER - CERTAIN 2019-20: 0; WINTER - CERTAIN 2020-21: 0; WINTER - CERTAIN 2021-22: 0; WINTER - CERTAIN 2022-23: 0; WINTER - CERTAIN 2023-24: 0; WINTER - CERTAIN 2024-25: 0; WINTER - CERTAIN 2025-26: 0; WINTER - CERTAIN 2026-27: 0; WINTER - CERTAIN 2027-28: 0; WINTER - CERTAIN 2028-29: 0
Cancelled | US |  |  |  | 17INR0028 |  | Formosa | CC | NG |  | Natural Gas and Other Gases | n/a |  | 317 | 317 | 317 | SUMMER - CERTAIN 2018: 0; SUMMER - CERTAIN 2019: 0; SUMMER - CERTAIN 2020: 0; SUMMER - CERTAIN 2021: 0; SUMMER - CERTAIN 2022: 0; SUMMER - CERTAIN 2023: 0; SUMMER - CERTAIN 2024: 0; SUMMER - CERTAIN 2025: 0; SUMMER - CERTAIN 2026: 0; SUMMER - CERTAIN 2027: 0; SUMMER - CERTAIN 2028: 0; WINTER - CERTAIN 2018-19: 0; WINTER - CERTAIN 2019-20: 0; WINTER - CERTAIN 2020-21: 0; WINTER - CERTAIN 2021-22: 0; WINTER - CERTAIN 2022-23: 0; WINTER - CERTAIN 2023-24: 0; WINTER - CERTAIN 2024-25: 0; WINTER - CERTAIN 2025-26: 0; WINTER - CERTAIN 2026-27: 0; WINTER - CERTAIN 2027-28: 0; WINTER - CERTAIN 2028-29: 0
Cancelled | US |  |  |  | 17INR0029 |  | Anson Solar | PV | SUN |  | Solar | n/a |  | 500 | 375 | 60 | SUMMER - CERTAIN 2018: 0; SUMMER - CERTAIN 2019: 0; SUMMER - CERTAIN 2020: 0; SUMMER - CERTAIN 2021: 0; SUMMER - CERTAIN 2022: 0; SUMMER - CERTAIN 2023: 0; SUMMER - CERTAIN 2024: 0; SUMMER - CERTAIN 2025: 0; SUMMER - CERTAIN 2026: 0; SUMMER - CERTAIN 2027: 0; SUMMER - CERTAIN 2028: 0; WINTER - CERTAIN 2018-19: 0; WINTER - CERTAIN 2019-20: 0; WINTER - CERTAIN 2020-21: 0; WINTER - CERTAIN 2021-22: 0; WINTER - CERTAIN 2022-23: 0; WINTER - CERTAIN 2023-24: 0; WINTER - CERTAIN 2024-25: 0; WINTER - CERTAIN 2025-26: 0; WINTER - CERTAIN 2026-27: 0; WINTER - CERTAIN 2027-28: 0; WINTER - CERTAIN 2028-29: 0
Cancelled | US | 1194372 |  |  | 17INR0032 | Freer Wind | Freer Wind | WT | WND |  | Wind | n/a |  | 53 | 7.434 | 10.6 | SUMMER - CERTAIN 2018: 0; SUMMER - CERTAIN 2019: 0; SUMMER - CERTAIN 2020: 0; SUMMER - CERTAIN 2021: 0; SUMMER - CERTAIN 2022: 0; SUMMER - CERTAIN 2023: 0; SUMMER - CERTAIN 2024: 0; SUMMER - CERTAIN 2025: 0; SUMMER - CERTAIN 2026: 0; SUMMER - CERTAIN 2027: 0; SUMMER - CERTAIN 2028: 0; WINTER - CERTAIN 2018-19: 0; WINTER - CERTAIN 2019-20: 0; WINTER - CERTAIN 2020-21: 0; WINTER - CERTAIN 2021-22: 0; WINTER - CERTAIN 2022-23: 0; WINTER - CERTAIN 2023-24: 0; WINTER - CERTAIN 2024-25: 0; WINTER - CERTAIN 2025-26: 0; WINTER - CERTAIN 2026-27: 0; WINTER - CERTAIN 2027-28: 0; WINTER - CERTAIN 2028-29: 0
Cancelled | US |  |  |  | 17INR0034 |  | Green Valley Gas | GT | NG |  | Natural Gas and Other Gases | n/a |  | 112 | 112 | 112 | SUMMER - CERTAIN 2018: 0; SUMMER - CERTAIN 2019: 0; SUMMER - CERTAIN 2020: 0; SUMMER - CERTAIN 2021: 0; SUMMER - CERTAIN 2022: 0; SUMMER - CERTAIN 2023: 0; SUMMER - CERTAIN 2024: 0; SUMMER - CERTAIN 2025: 0; SUMMER - CERTAIN 2026: 0; SUMMER - CERTAIN 2027: 0; SUMMER - CERTAIN 2028: 0; WINTER - CERTAIN 2018-19: 0; WINTER - CERTAIN 2019-20: 0; WINTER - CERTAIN 2020-21: 0; WINTER - CERTAIN 2021-22: 0; WINTER - CERTAIN 2022-23: 0; WINTER - CERTAIN 2023-24: 0; WINTER - CERTAIN 2024-25: 0; WINTER - CERTAIN 2025-26: 0; WINTER - CERTAIN 2026-27: 0; WINTER - CERTAIN 2027-28: 0; WINTER - CERTAIN 2028-29: 0
Cancelled | US |  |  |  | 17INR0040 |  | SP-TX-14 | PV | SUN |  | Solar | n/a |  | 150 | 112.425 | 17.988 | SUMMER - CERTAIN 2018: 0; SUMMER - CERTAIN 2019: 0; SUMMER - CERTAIN 2020: 0; SUMMER - CERTAIN 2021: 0; SUMMER - CERTAIN 2022: 0; SUMMER - CERTAIN 2023: 0; SUMMER - CERTAIN 2024: 0; SUMMER - CERTAIN 2025: 0; SUMMER - CERTAIN 2026: 0; SUMMER - CERTAIN 2027: 0; SUMMER - CERTAIN 2028: 0; WINTER - CERTAIN 2018-19: 0; WINTER - CERTAIN 2019-20: 0; WINTER - CERTAIN 2020-21: 0; WINTER - CERTAIN 2021-22: 0; WINTER - CERTAIN 2022-23: 0; WINTER - CERTAIN 2023-24: 0; WINTER - CERTAIN 2024-25: 0; WINTER - CERTAIN 2025-26: 0; WINTER - CERTAIN 2026-27: 0; WINTER - CERTAIN 2027-28: 0; WINTER - CERTAIN 2028-29: 0
Cancelled | US |  |  |  | 17INR0041 |  | South Mesa S+W | PV | SUN |  | Solar | n/a |  | 150 | 112.5 | 18 | SUMMER - CERTAIN 2018: 0; SUMMER - CERTAIN 2019: 0; SUMMER - CERTAIN 2020: 0; SUMMER - CERTAIN 2021: 0; SUMMER - CERTAIN 2022: 0; SUMMER - CERTAIN 2023: 0; SUMMER - CERTAIN 2024: 0; SUMMER - CERTAIN 2025: 0; SUMMER - CERTAIN 2026: 0; SUMMER - CERTAIN 2027: 0; SUMMER - CERTAIN 2028: 0; WINTER - CERTAIN 2018-19: 0; WINTER - CERTAIN 2019-20: 0; WINTER - CERTAIN 2020-21: 0; WINTER - CERTAIN 2021-22: 0; WINTER - CERTAIN 2022-23: 0; WINTER - CERTAIN 2023-24: 0; WINTER - CERTAIN 2024-25: 0; WINTER - CERTAIN 2025-26: 0; WINTER - CERTAIN 2026-27: 0; WINTER - CERTAIN 2027-28: 0; WINTER - CERTAIN 2028-29: 0
Cancelled | US |  |  |  | 17INR0046a | Ivory Solar A | Ivory Solar A | PV | SUN |  | Solar | n/a |  | 50 | 37.5 | 6 | SUMMER - CERTAIN 2018: 0; SUMMER - CERTAIN 2019: 0; SUMMER - CERTAIN 2020: 0; SUMMER - CERTAIN 2021: 0; SUMMER - CERTAIN 2022: 0; SUMMER - CERTAIN 2023: 0; SUMMER - CERTAIN 2024: 0; SUMMER - CERTAIN 2025: 0; SUMMER - CERTAIN 2026: 0; SUMMER - CERTAIN 2027: 0; SUMMER - CERTAIN 2028: 0; WINTER - CERTAIN 2018-19: 0; WINTER - CERTAIN 2019-20: 0; WINTER - CERTAIN 2020-21: 0; WINTER - CERTAIN 2021-22: 0; WINTER - CERTAIN 2022-23: 0; WINTER - CERTAIN 2023-24: 0; WINTER - CERTAIN 2024-25: 0; WINTER - CERTAIN 2025-26: 0; WINTER - CERTAIN 2026-27: 0; WINTER - CERTAIN 2027-28: 0; WINTER - CERTAIN 2028-29: 0
Cancelled | US |  |  |  | 17INR0046b | Ivory Solar B | Ivory Solar B | PV | SUN |  | Solar | n/a |  | 50 | 37.5 | 6 | SUMMER - CERTAIN 2018: 0; SUMMER - CERTAIN 2019: 0; SUMMER - CERTAIN 2020: 0; SUMMER - CERTAIN 2021: 0; SUMMER - CERTAIN 2022: 0; SUMMER - CERTAIN 2023: 0; SUMMER - CERTAIN 2024: 0; SUMMER - CERTAIN 2025: 0; SUMMER - CERTAIN 2026: 0; SUMMER - CERTAIN 2027: 0; SUMMER - CERTAIN 2028: 0; WINTER - CERTAIN 2018-19: 0; WINTER - CERTAIN 2019-20: 0; WINTER - CERTAIN 2020-21: 0; WINTER - CERTAIN 2021-22: 0; WINTER - CERTAIN 2022-23: 0; WINTER - CERTAIN 2023-24: 0; WINTER - CERTAIN 2024-25: 0; WINTER - CERTAIN 2025-26: 0; WINTER - CERTAIN 2026-27: 0; WINTER - CERTAIN 2027-28: 0; WINTER - CERTAIN 2028-29: 0
Cancelled | US |  |  |  | 17INR0046c | Ivory Solar C | Ivory Solar C | PV | SUN |  | Solar | n/a |  | 50 | 37.5 | 6 | SUMMER - CERTAIN 2018: 0; SUMMER - CERTAIN 2019: 0; SUMMER - CERTAIN 2020: 0; SUMMER - CERTAIN 2021: 0; SUMMER - CERTAIN 2022: 0; SUMMER - CERTAIN 2023: 0; SUMMER - CERTAIN 2024: 0; SUMMER - CERTAIN 2025: 0; SUMMER - CERTAIN 2026: 0; SUMMER - CERTAIN 2027: 0; SUMMER - CERTAIN 2028: 0; WINTER - CERTAIN 2018-19: 0; WINTER - CERTAIN 2019-20: 0; WINTER - CERTAIN 2020-21: 0; WINTER - CERTAIN 2021-22: 0; WINTER - CERTAIN 2022-23: 0; WINTER - CERTAIN 2023-24: 0; WINTER - CERTAIN 2024-25: 0; WINTER - CERTAIN 2025-26: 0; WINTER - CERTAIN 2026-27: 0; WINTER - CERTAIN 2027-28: 0; WINTER - CERTAIN 2028-29: 0
Cancelled | US |  |  |  | 17INR0048 | Greens Bayou Expansion II | Greens Bayou Expansion II | GT | NG |  | Natural Gas and Other Gases | n/a |  | 150 | 149.4 | 149.4 | SUMMER - CERTAIN 2018: 0; SUMMER - CERTAIN 2019: 0; SUMMER - CERTAIN 2020: 0; SUMMER - CERTAIN 2021: 0; SUMMER - CERTAIN 2022: 0; SUMMER - CERTAIN 2023: 0; SUMMER - CERTAIN 2024: 0; SUMMER - CERTAIN 2025: 0; SUMMER - CERTAIN 2026: 0; SUMMER - CERTAIN 2027: 0; SUMMER - CERTAIN 2028: 0; WINTER - CERTAIN 2018-19: 0; WINTER - CERTAIN 2019-20: 0; WINTER - CERTAIN 2020-21: 0; WINTER - CERTAIN 2021-22: 0; WINTER - CERTAIN 2022-23: 0; WINTER - CERTAIN 2023-24: 0; WINTER - CERTAIN 2024-25: 0; WINTER - CERTAIN 2025-26: 0; WINTER - CERTAIN 2026-27: 0; WINTER - CERTAIN 2027-28: 0; WINTER - CERTAIN 2028-29: 0
Cancelled | US |  |  |  | 17INR0049 |  | Comanche Spring Solar | PV | SUN |  | Solar | n/a |  | 300 | 225 | 36 | SUMMER - CERTAIN 2018: 0; SUMMER - CERTAIN 2019: 0; SUMMER - CERTAIN 2020: 0; SUMMER - CERTAIN 2021: 0; SUMMER - CERTAIN 2022: 0; SUMMER - CERTAIN 2023: 0; SUMMER - CERTAIN 2024: 0; SUMMER - CERTAIN 2025: 0; SUMMER - CERTAIN 2026: 0; SUMMER - CERTAIN 2027: 0; SUMMER - CERTAIN 2028: 0; WINTER - CERTAIN 2018-19: 0; WINTER - CERTAIN 2019-20: 0; WINTER - CERTAIN 2020-21: 0; WINTER - CERTAIN 2021-22: 0; WINTER - CERTAIN 2022-23: 0; WINTER - CERTAIN 2023-24: 0; WINTER - CERTAIN 2024-25: 0; WINTER - CERTAIN 2025-26: 0; WINTER - CERTAIN 2026-27: 0; WINTER - CERTAIN 2027-28: 0; WINTER - CERTAIN 2028-29: 0
Cancelled | US |  |  |  | 17INR0050 |  | Concho Bluff | PV | SUN |  | Solar | n/a |  | 200 | 150 | 24 | SUMMER - CERTAIN 2018: 0; SUMMER - CERTAIN 2019: 0; SUMMER - CERTAIN 2020: 0; SUMMER - CERTAIN 2021: 0; SUMMER - CERTAIN 2022: 0; SUMMER - CERTAIN 2023: 0; SUMMER - CERTAIN 2024: 0; SUMMER - CERTAIN 2025: 0; SUMMER - CERTAIN 2026: 0; SUMMER - CERTAIN 2027: 0; SUMMER - CERTAIN 2028: 0; WINTER - CERTAIN 2018-19: 0; WINTER - CERTAIN 2019-20: 0; WINTER - CERTAIN 2020-21: 0; WINTER - CERTAIN 2021-22: 0; WINTER - CERTAIN 2022-23: 0; WINTER - CERTAIN 2023-24: 0; WINTER - CERTAIN 2024-25: 0; WINTER - CERTAIN 2025-26: 0; WINTER - CERTAIN 2026-27: 0; WINTER - CERTAIN 2027-28: 0; WINTER - CERTAIN 2028-29: 0
Cancelled | US |  |  |  | 17INR0051 |  | Pioneer Solar | PV | SUN |  | Solar | n/a |  | 150 | 112.5 | 18 | SUMMER - CERTAIN 2018: 0; SUMMER - CERTAIN 2019: 0; SUMMER - CERTAIN 2020: 0; SUMMER - CERTAIN 2021: 0; SUMMER - CERTAIN 2022: 0; SUMMER - CERTAIN 2023: 0; SUMMER - CERTAIN 2024: 0; SUMMER - CERTAIN 2025: 0; SUMMER - CERTAIN 2026: 0; SUMMER - CERTAIN 2027: 0; SUMMER - CERTAIN 2028: 0; WINTER - CERTAIN 2018-19: 0; WINTER - CERTAIN 2019-20: 0; WINTER - CERTAIN 2020-21: 0; WINTER - CERTAIN 2021-22: 0; WINTER - CERTAIN 2022-23: 0; WINTER - CERTAIN 2023-24: 0; WINTER - CERTAIN 2024-25: 0; WINTER - CERTAIN 2025-26: 0; WINTER - CERTAIN 2026-27: 0; WINTER - CERTAIN 2027-28: 0; WINTER - CERTAIN 2028-29: 0
Cancelled | US |  |  |  | 18INR0002 |  | Eagle Mountain SES | CC | NG |  | Natural Gas and Other Gases | n/a |  | 853 | 853 | 853 | SUMMER - CERTAIN 2018: 0; SUMMER - CERTAIN 2019: 0; SUMMER - CERTAIN 2020: 0; SUMMER - CERTAIN 2021: 0; SUMMER - CERTAIN 2022: 0; SUMMER - CERTAIN 2023: 0; SUMMER - CERTAIN 2024: 0; SUMMER - CERTAIN 2025: 0; SUMMER - CERTAIN 2026: 0; SUMMER - CERTAIN 2027: 0; SUMMER - CERTAIN 2028: 0; WINTER - CERTAIN 2018-19: 0; WINTER - CERTAIN 2019-20: 0; WINTER - CERTAIN 2020-21: 0; WINTER - CERTAIN 2021-22: 0; WINTER - CERTAIN 2022-23: 0; WINTER - CERTAIN 2023-24: 0; WINTER - CERTAIN 2024-25: 0; WINTER - CERTAIN 2025-26: 0; WINTER - CERTAIN 2026-27: 0; WINTER - CERTAIN 2027-28: 0; WINTER - CERTAIN 2028-29: 0
Cancelled | US |  |  |  | 18INR0003 |  | Navarro G | GT | NG |  | Natural Gas and Other Gases | n/a |  | 1349 | 1349 | 1349 | SUMMER - CERTAIN 2018: 0; SUMMER - CERTAIN 2019: 0; SUMMER - CERTAIN 2020: 0; SUMMER - CERTAIN 2021: 0; SUMMER - CERTAIN 2022: 0; SUMMER - CERTAIN 2023: 0; SUMMER - CERTAIN 2024: 0; SUMMER - CERTAIN 2025: 0; SUMMER - CERTAIN 2026: 0; SUMMER - CERTAIN 2027: 0; SUMMER - CERTAIN 2028: 0; WINTER - CERTAIN 2018-19: 0; WINTER - CERTAIN 2019-20: 0; WINTER - CERTAIN 2020-21: 0; WINTER - CERTAIN 2021-22: 0; WINTER - CERTAIN 2022-23: 0; WINTER - CERTAIN 2023-24: 0; WINTER - CERTAIN 2024-25: 0; WINTER - CERTAIN 2025-26: 0; WINTER - CERTAIN 2026-27: 0; WINTER - CERTAIN 2027-28: 0; WINTER - CERTAIN 2028-29: 0
Cancelled | US |  |  |  | 18INR0006 |  | Holman Thermal | GT | NG |  | Natural Gas and Other Gases | n/a |  | 500 | 250 | 500 | SUMMER - CERTAIN 2018: 0; SUMMER - CERTAIN 2019: 0; SUMMER - CERTAIN 2020: 0; SUMMER - CERTAIN 2021: 0; SUMMER - CERTAIN 2022: 0; SUMMER - CERTAIN 2023: 0; SUMMER - CERTAIN 2024: 0; SUMMER - CERTAIN 2025: 0; SUMMER - CERTAIN 2026: 0; SUMMER - CERTAIN 2027: 0; SUMMER - CERTAIN 2028: 0; WINTER - CERTAIN 2018-19: 0; WINTER - CERTAIN 2019-20: 0; WINTER - CERTAIN 2020-21: 0; WINTER - CERTAIN 2021-22: 0; WINTER - CERTAIN 2022-23: 0; WINTER - CERTAIN 2023-24: 0; WINTER - CERTAIN 2024-25: 0; WINTER - CERTAIN 2025-26: 0; WINTER - CERTAIN 2026-27: 0; WINTER - CERTAIN 2027-28: 0; WINTER - CERTAIN 2028-29: 0
Cancelled | US |  |  |  | 18INR0007 |  | Capps Thermal | GT | NG |  | Natural Gas and Other Gases | n/a |  | 750 | 750 | 750 | SUMMER - CERTAIN 2018: 0; SUMMER - CERTAIN 2019: 0; SUMMER - CERTAIN 2020: 0; SUMMER - CERTAIN 2021: 0; SUMMER - CERTAIN 2022: 0; SUMMER - CERTAIN 2023: 0; SUMMER - CERTAIN 2024: 0; SUMMER - CERTAIN 2025: 0; SUMMER - CERTAIN 2026: 0; SUMMER - CERTAIN 2027: 0; SUMMER - CERTAIN 2028: 0; WINTER - CERTAIN 2018-19: 0; WINTER - CERTAIN 2019-20: 0; WINTER - CERTAIN 2020-21: 0; WINTER - CERTAIN 2021-22: 0; WINTER - CERTAIN 2022-23: 0; WINTER - CERTAIN 2023-24: 0; WINTER - CERTAIN 2024-25: 0; WINTER - CERTAIN 2025-26: 0; WINTER - CERTAIN 2026-27: 0; WINTER - CERTAIN 2027-28: 0; WINTER - CERTAIN 2028-29: 0
Cancelled | US |  |  |  | 18INR0008 |  | Jewett Thermal | GT | NG |  | Natural Gas and Other Gases | n/a |  | 750 | 250 | 250 | SUMMER - CERTAIN 2018: 0; SUMMER - CERTAIN 2019: 0; SUMMER - CERTAIN 2020: 0; SUMMER - CERTAIN 2021: 0; SUMMER - CERTAIN 2022: 0; SUMMER - CERTAIN 2023: 0; SUMMER - CERTAIN 2024: 0; SUMMER - CERTAIN 2025: 0; SUMMER - CERTAIN 2026: 0; SUMMER - CERTAIN 2027: 0; SUMMER - CERTAIN 2028: 0; WINTER - CERTAIN 2018-19: 0; WINTER - CERTAIN 2019-20: 0; WINTER - CERTAIN 2020-21: 0; WINTER - CERTAIN 2021-22: 0; WINTER - CERTAIN 2022-23: 0; WINTER - CERTAIN 2023-24: 0; WINTER - CERTAIN 2024-25: 0; WINTER - CERTAIN 2025-26: 0; WINTER - CERTAIN 2026-27: 0; WINTER - CERTAIN 2027-28: 0; WINTER - CERTAIN 2028-29: 0
Cancelled | US |  |  |  | 18INR0010 |  | Powersite Karnes | CC | NG |  | Natural Gas and Other Gases | n/a |  | 396 | 380 | 396 | SUMMER - CERTAIN 2018: 0; SUMMER - CERTAIN 2019: 0; SUMMER - CERTAIN 2020: 0; SUMMER - CERTAIN 2021: 0; SUMMER - CERTAIN 2022: 0; SUMMER - CERTAIN 2023: 0; SUMMER - CERTAIN 2024: 0; SUMMER - CERTAIN 2025: 0; SUMMER - CERTAIN 2026: 0; SUMMER - CERTAIN 2027: 0; SUMMER - CERTAIN 2028: 0; WINTER - CERTAIN 2018-19: 0; WINTER - CERTAIN 2019-20: 0; WINTER - CERTAIN 2020-21: 0; WINTER - CERTAIN 2021-22: 0; WINTER - CERTAIN 2022-23: 0; WINTER - CERTAIN 2023-24: 0; WINTER - CERTAIN 2024-25: 0; WINTER - CERTAIN 2025-26: 0; WINTER - CERTAIN 2026-27: 0; WINTER - CERTAIN 2027-28: 0; WINTER - CERTAIN 2028-29: 0
Cancelled | US |  |  |  | 18INR0011 |  | INGLCOSW CTG3 | CC | NG |  | Natural Gas and Other Gases | n/a |  | 230 | 230.4 | 230.4 | SUMMER - CERTAIN 2018: 0; SUMMER - CERTAIN 2019: 0; SUMMER - CERTAIN 2020: 0; SUMMER - CERTAIN 2021: 0; SUMMER - CERTAIN 2022: 0; SUMMER - CERTAIN 2023: 0; SUMMER - CERTAIN 2024: 0; SUMMER - CERTAIN 2025: 0; SUMMER - CERTAIN 2026: 0; SUMMER - CERTAIN 2027: 0; SUMMER - CERTAIN 2028: 0; WINTER - CERTAIN 2018-19: 0; WINTER - CERTAIN 2019-20: 0; WINTER - CERTAIN 2020-21: 0; WINTER - CERTAIN 2021-22: 0; WINTER - CERTAIN 2022-23: 0; WINTER - CERTAIN 2023-24: 0; WINTER - CERTAIN 2024-25: 0; WINTER - CERTAIN 2025-26: 0; WINTER - CERTAIN 2026-27: 0; WINTER - CERTAIN 2027-28: 0; WINTER - CERTAIN 2028-29: 0
Cancelled | US |  |  |  | 18INR0012 |  | Powersite Jack County | CC | NG |  | Natural Gas and Other Gases | n/a |  | 380 | 380 | 380 | SUMMER - CERTAIN 2018: 0; SUMMER - CERTAIN 2019: 0; SUMMER - CERTAIN 2020: 0; SUMMER - CERTAIN 2021: 0; SUMMER - CERTAIN 2022: 0; SUMMER - CERTAIN 2023: 0; SUMMER - CERTAIN 2024: 0; SUMMER - CERTAIN 2025: 0; SUMMER - CERTAIN 2026: 0; SUMMER - CERTAIN 2027: 0; SUMMER - CERTAIN 2028: 0; WINTER - CERTAIN 2018-19: 0; WINTER - CERTAIN 2019-20: 0; WINTER - CERTAIN 2020-21: 0; WINTER - CERTAIN 2021-22: 0; WINTER - CERTAIN 2022-23: 0; WINTER - CERTAIN 2023-24: 0; WINTER - CERTAIN 2024-25: 0; WINTER - CERTAIN 2025-26: 0; WINTER - CERTAIN 2026-27: 0; WINTER - CERTAIN 2027-28: 0; WINTER - CERTAIN 2028-29: 0
Cancelled | US |  |  |  | 18INR0015 |  | Karankawa Wind Alt B | WT | WND |  | Wind | n/a |  | 0 | 10.64 | 15.2 | SUMMER - CERTAIN 2018: 0; SUMMER - CERTAIN 2019: 0; SUMMER - CERTAIN 2020: 0; SUMMER - CERTAIN 2021: 0; SUMMER - CERTAIN 2022: 0; SUMMER - CERTAIN 2023: 0; SUMMER - CERTAIN 2024: 0; SUMMER - CERTAIN 2025: 0; SUMMER - CERTAIN 2026: 0; SUMMER - CERTAIN 2027: 0; SUMMER - CERTAIN 2028: 0; WINTER - CERTAIN 2018-19: 0; WINTER - CERTAIN 2019-20: 0; WINTER - CERTAIN 2020-21: 0; WINTER - CERTAIN 2021-22: 0; WINTER - CERTAIN 2022-23: 0; WINTER - CERTAIN 2023-24: 0; WINTER - CERTAIN 2024-25: 0; WINTER - CERTAIN 2025-26: 0; WINTER - CERTAIN 2026-27: 0; WINTER - CERTAIN 2027-28: 0; WINTER - CERTAIN 2028-29: 0
Cancelled | US |  |  |  | 18INR0017 |  | White-Frankens Wind | WT | WND |  | Wind | n/a |  | 251 | 35.084 | 50.12 | SUMMER - CERTAIN 2018: 0; SUMMER - CERTAIN 2019: 0; SUMMER - CERTAIN 2020: 0; SUMMER - CERTAIN 2021: 0; SUMMER - CERTAIN 2022: 0; SUMMER - CERTAIN 2023: 0; SUMMER - CERTAIN 2024: 0; SUMMER - CERTAIN 2025: 0; SUMMER - CERTAIN 2026: 0; SUMMER - CERTAIN 2027: 0; SUMMER - CERTAIN 2028: 0; WINTER - CERTAIN 2018-19: 0; WINTER - CERTAIN 2019-20: 0; WINTER - CERTAIN 2020-21: 0; WINTER - CERTAIN 2021-22: 0; WINTER - CERTAIN 2022-23: 0; WINTER - CERTAIN 2023-24: 0; WINTER - CERTAIN 2024-25: 0; WINTER - CERTAIN 2025-26: 0; WINTER - CERTAIN 2026-27: 0; WINTER - CERTAIN 2027-28: 0; WINTER - CERTAIN 2028-29: 0
Cancelled | US |  |  |  | 18INR0019 |  | Magic Valley 3 W | WT | WND |  | Wind | n/a |  | 200 | 118 | 86 | SUMMER - CERTAIN 2018: 0; SUMMER - CERTAIN 2019: 0; SUMMER - CERTAIN 2020: 0; SUMMER - CERTAIN 2021: 0; SUMMER - CERTAIN 2022: 0; SUMMER - CERTAIN 2023: 0; SUMMER - CERTAIN 2024: 0; SUMMER - CERTAIN 2025: 0; SUMMER - CERTAIN 2026: 0; SUMMER - CERTAIN 2027: 0; SUMMER - CERTAIN 2028: 0; WINTER - CERTAIN 2018-19: 0; WINTER - CERTAIN 2019-20: 0; WINTER - CERTAIN 2020-21: 0; WINTER - CERTAIN 2021-22: 0; WINTER - CERTAIN 2022-23: 0; WINTER - CERTAIN 2023-24: 0; WINTER - CERTAIN 2024-25: 0; WINTER - CERTAIN 2025-26: 0; WINTER - CERTAIN 2026-27: 0; WINTER - CERTAIN 2027-28: 0; WINTER - CERTAIN 2028-29: 0
Cancelled | US |  |  |  | 18INR0021 |  | Hart Wind II | WT | WND |  | Wind | n/a |  | 200 | 28 | 40 | SUMMER - CERTAIN 2018: 0; SUMMER - CERTAIN 2019: 0; SUMMER - CERTAIN 2020: 0; SUMMER - CERTAIN 2021: 0; SUMMER - CERTAIN 2022: 0; SUMMER - CERTAIN 2023: 0; SUMMER - CERTAIN 2024: 0; SUMMER - CERTAIN 2025: 0; SUMMER - CERTAIN 2026: 0; SUMMER - CERTAIN 2027: 0; SUMMER - CERTAIN 2028: 0; WINTER - CERTAIN 2018-19: 0; WINTER - CERTAIN 2019-20: 0; WINTER - CERTAIN 2020-21: 0; WINTER - CERTAIN 2021-22: 0; WINTER - CERTAIN 2022-23: 0; WINTER - CERTAIN 2023-24: 0; WINTER - CERTAIN 2024-25: 0; WINTER - CERTAIN 2025-26: 0; WINTER - CERTAIN 2026-27: 0; WINTER - CERTAIN 2027-28: 0; WINTER - CERTAIN 2028-29: 0
Cancelled | US |  |  |  | 18INR0024 |  | Martin Solar | PV | SUN |  | Solar | n/a |  | 40 | 30 | 4.8 | SUMMER - CERTAIN 2018: 0; SUMMER - CERTAIN 2019: 0; SUMMER - CERTAIN 2020: 0; SUMMER - CERTAIN 2021: 0; SUMMER - CERTAIN 2022: 0; SUMMER - CERTAIN 2023: 0; SUMMER - CERTAIN 2024: 0; SUMMER - CERTAIN 2025: 0; SUMMER - CERTAIN 2026: 0; SUMMER - CERTAIN 2027: 0; SUMMER - CERTAIN 2028: 0; WINTER - CERTAIN 2018-19: 0; WINTER - CERTAIN 2019-20: 0; WINTER - CERTAIN 2020-21: 0; WINTER - CERTAIN 2021-22: 0; WINTER - CERTAIN 2022-23: 0; WINTER - CERTAIN 2023-24: 0; WINTER - CERTAIN 2024-25: 0; WINTER - CERTAIN 2025-26: 0; WINTER - CERTAIN 2026-27: 0; WINTER - CERTAIN 2027-28: 0; WINTER - CERTAIN 2028-29: 0
Cancelled | US |  |  |  | 18INR0025b |  | Staked Plains Wind 2 | WT | WND |  | Wind | n/a |  | 454 | 63.56 | 90.8 | SUMMER - CERTAIN 2018: 0; SUMMER - CERTAIN 2019: 0; SUMMER - CERTAIN 2020: 0; SUMMER - CERTAIN 2021: 0; SUMMER - CERTAIN 2022: 0; SUMMER - CERTAIN 2023: 0; SUMMER - CERTAIN 2024: 0; SUMMER - CERTAIN 2025: 0; SUMMER - CERTAIN 2026: 0; SUMMER - CERTAIN 2027: 0; SUMMER - CERTAIN 2028: 0; WINTER - CERTAIN 2018-19: 0; WINTER - CERTAIN 2019-20: 0; WINTER - CERTAIN 2020-21: 0; WINTER - CERTAIN 2021-22: 0; WINTER - CERTAIN 2022-23: 0; WINTER - CERTAIN 2023-24: 0; WINTER - CERTAIN 2024-25: 0; WINTER - CERTAIN 2025-26: 0; WINTER - CERTAIN 2026-27: 0; WINTER - CERTAIN 2027-28: 0; WINTER - CERTAIN 2028-29: 0
Cancelled | US |  |  |  | 18INR0026 |  | Bosque Solar | PV | SUN |  | Solar | n/a |  | 150 | 112.5 | 18 | SUMMER - CERTAIN 2018: 0; SUMMER - CERTAIN 2019: 0; SUMMER - CERTAIN 2020: 0; SUMMER - CERTAIN 2021: 0; SUMMER - CERTAIN 2022: 0; SUMMER - CERTAIN 2023: 0; SUMMER - CERTAIN 2024: 0; SUMMER - CERTAIN 2025: 0; SUMMER - CERTAIN 2026: 0; SUMMER - CERTAIN 2027: 0; SUMMER - CERTAIN 2028: 0; WINTER - CERTAIN 2018-19: 0; WINTER - CERTAIN 2019-20: 0; WINTER - CERTAIN 2020-21: 0; WINTER - CERTAIN 2021-22: 0; WINTER - CERTAIN 2022-23: 0; WINTER - CERTAIN 2023-24: 0; WINTER - CERTAIN 2024-25: 0; WINTER - CERTAIN 2025-26: 0; WINTER - CERTAIN 2026-27: 0; WINTER - CERTAIN 2027-28: 0; WINTER - CERTAIN 2028-29: 0
Cancelled | US |  |  |  | 18INR0028 |  | Swinford Wind | WT | WND |  | Wind | n/a |  | 805 | 112.728 | 161.04 | SUMMER - CERTAIN 2018: 0; SUMMER - CERTAIN 2019: 0; SUMMER - CERTAIN 2020: 0; SUMMER - CERTAIN 2021: 0; SUMMER - CERTAIN 2022: 0; SUMMER - CERTAIN 2023: 0; SUMMER - CERTAIN 2024: 0; SUMMER - CERTAIN 2025: 0; SUMMER - CERTAIN 2026: 0; SUMMER - CERTAIN 2027: 0; SUMMER - CERTAIN 2028: 0; WINTER - CERTAIN 2018-19: 0; WINTER - CERTAIN 2019-20: 0; WINTER - CERTAIN 2020-21: 0; WINTER - CERTAIN 2021-22: 0; WINTER - CERTAIN 2022-23: 0; WINTER - CERTAIN 2023-24: 0; WINTER - CERTAIN 2024-25: 0; WINTER - CERTAIN 2025-26: 0; WINTER - CERTAIN 2026-27: 0; WINTER - CERTAIN 2027-28: 0; WINTER - CERTAIN 2028-29: 0
Cancelled | US |  |  |  | 18INR0032 |  | Haymeadow Solar | PV | SUN |  | Solar | n/a |  | 100 | 52.5 | 8.4 | SUMMER - CERTAIN 2018: 0; SUMMER - CERTAIN 2019: 0; SUMMER - CERTAIN 2020: 0; SUMMER - CERTAIN 2021: 0; SUMMER - CERTAIN 2022: 0; SUMMER - CERTAIN 2023: 0; SUMMER - CERTAIN 2024: 0; SUMMER - CERTAIN 2025: 0; SUMMER - CERTAIN 2026: 0; SUMMER - CERTAIN 2027: 0; SUMMER - CERTAIN 2028: 0; WINTER - CERTAIN 2018-19: 0; WINTER - CERTAIN 2019-20: 0; WINTER - CERTAIN 2020-21: 0; WINTER - CERTAIN 2021-22: 0; WINTER - CERTAIN 2022-23: 0; WINTER - CERTAIN 2023-24: 0; WINTER - CERTAIN 2024-25: 0; WINTER - CERTAIN 2025-26: 0; WINTER - CERTAIN 2026-27: 0; WINTER - CERTAIN 2027-28: 0; WINTER - CERTAIN 2028-29: 0
Cancelled | US |  |  |  | 18INR0036 | Bacon Switch Solar | Bacon Switch Solar | PV | SUN |  | Solar | n/a |  | 150 | 112.5 | 18 | SUMMER - CERTAIN 2018: 0; SUMMER - CERTAIN 2019: 0; SUMMER - CERTAIN 2020: 0; SUMMER - CERTAIN 2021: 0; SUMMER - CERTAIN 2022: 0; SUMMER - CERTAIN 2023: 0; SUMMER - CERTAIN 2024: 0; SUMMER - CERTAIN 2025: 0; SUMMER - CERTAIN 2026: 0; SUMMER - CERTAIN 2027: 0; SUMMER - CERTAIN 2028: 0; WINTER - CERTAIN 2018-19: 0; WINTER - CERTAIN 2019-20: 0; WINTER - CERTAIN 2020-21: 0; WINTER - CERTAIN 2021-22: 0; WINTER - CERTAIN 2022-23: 0; WINTER - CERTAIN 2023-24: 0; WINTER - CERTAIN 2024-25: 0; WINTER - CERTAIN 2025-26: 0; WINTER - CERTAIN 2026-27: 0; WINTER - CERTAIN 2027-28: 0; WINTER - CERTAIN 2028-29: 0
Cancelled | US |  |  |  | 18INR0037 | Burkburnett Solar | Burkburnett Solar | PV | SUN |  | Solar | n/a |  | 75 | 56.25 | 9 | SUMMER - CERTAIN 2018: 0; SUMMER - CERTAIN 2019: 0; SUMMER - CERTAIN 2020: 0; SUMMER - CERTAIN 2021: 0; SUMMER - CERTAIN 2022: 0; SUMMER - CERTAIN 2023: 0; SUMMER - CERTAIN 2024: 0; SUMMER - CERTAIN 2025: 0; SUMMER - CERTAIN 2026: 0; SUMMER - CERTAIN 2027: 0; SUMMER - CERTAIN 2028: 0; WINTER - CERTAIN 2018-19: 0; WINTER - CERTAIN 2019-20: 0; WINTER - CERTAIN 2020-21: 0; WINTER - CERTAIN 2021-22: 0; WINTER - CERTAIN 2022-23: 0; WINTER - CERTAIN 2023-24: 0; WINTER - CERTAIN 2024-25: 0; WINTER - CERTAIN 2025-26: 0; WINTER - CERTAIN 2026-27: 0; WINTER - CERTAIN 2027-28: 0; WINTER - CERTAIN 2028-29: 0
Cancelled | US |  |  |  | 18INR0047 | Comanche South | Comanche South Solar | PV | SUN |  | Solar | n/a |  | 25 | 18.75 | 3 | SUMMER - CERTAIN 2018: 0; SUMMER - CERTAIN 2019: 0; SUMMER - CERTAIN 2020: 0; SUMMER - CERTAIN 2021: 0; SUMMER - CERTAIN 2022: 0; SUMMER - CERTAIN 2023: 0; SUMMER - CERTAIN 2024: 0; SUMMER - CERTAIN 2025: 0; SUMMER - CERTAIN 2026: 0; SUMMER - CERTAIN 2027: 0; SUMMER - CERTAIN 2028: 0; WINTER - CERTAIN 2018-19: 0; WINTER - CERTAIN 2019-20: 0; WINTER - CERTAIN 2020-21: 0; WINTER - CERTAIN 2021-22: 0; WINTER - CERTAIN 2022-23: 0; WINTER - CERTAIN 2023-24: 0; WINTER - CERTAIN 2024-25: 0; WINTER - CERTAIN 2025-26: 0; WINTER - CERTAIN 2026-27: 0; WINTER - CERTAIN 2027-28: 0; WINTER - CERTAIN 2028-29: 0
Cancelled | US |  |  |  | 18INR0048 |  | Palestine | GT | NG |  | Natural Gas and Other Gases | n/a |  | 100 | 100 | 100 | SUMMER - CERTAIN 2018: 0; SUMMER - CERTAIN 2019: 0; SUMMER - CERTAIN 2020: 0; SUMMER - CERTAIN 2021: 0; SUMMER - CERTAIN 2022: 0; SUMMER - CERTAIN 2023: 0; SUMMER - CERTAIN 2024: 0; SUMMER - CERTAIN 2025: 0; SUMMER - CERTAIN 2026: 0; SUMMER - CERTAIN 2027: 0; SUMMER - CERTAIN 2028: 0; WINTER - CERTAIN 2018-19: 0; WINTER - CERTAIN 2019-20: 0; WINTER - CERTAIN 2020-21: 0; WINTER - CERTAIN 2021-22: 0; WINTER - CERTAIN 2022-23: 0; WINTER - CERTAIN 2023-24: 0; WINTER - CERTAIN 2024-25: 0; WINTER - CERTAIN 2025-26: 0; WINTER - CERTAIN 2026-27: 0; WINTER - CERTAIN 2027-28: 0; WINTER - CERTAIN 2028-29: 0
Cancelled | US |  |  |  | 18INR0052 | Barclay BrEl PV | Barclay BrEl PV | PV | SUN |  | Solar | n/a |  | 25 | 18.75 | 3 | SUMMER - CERTAIN 2018: 0; SUMMER - CERTAIN 2019: 0; SUMMER - CERTAIN 2020: 0; SUMMER - CERTAIN 2021: 0; SUMMER - CERTAIN 2022: 0; SUMMER - CERTAIN 2023: 0; SUMMER - CERTAIN 2024: 0; SUMMER - CERTAIN 2025: 0; SUMMER - CERTAIN 2026: 0; SUMMER - CERTAIN 2027: 0; SUMMER - CERTAIN 2028: 0; WINTER - CERTAIN 2018-19: 0; WINTER - CERTAIN 2019-20: 0; WINTER - CERTAIN 2020-21: 0; WINTER - CERTAIN 2021-22: 0; WINTER - CERTAIN 2022-23: 0; WINTER - CERTAIN 2023-24: 0; WINTER - CERTAIN 2024-25: 0; WINTER - CERTAIN 2025-26: 0; WINTER - CERTAIN 2026-27: 0; WINTER - CERTAIN 2027-28: 0; WINTER - CERTAIN 2028-29: 0
Cancelled | US |  |  |  | 18INR0054 | Bearkat Wind III | Bearkat Wind III | WT | WND |  | Wind | n/a |  | 138 | 19.32 | 27.6 | SUMMER - CERTAIN 2018: 0; SUMMER - CERTAIN 2019: 0; SUMMER - CERTAIN 2020: 0; SUMMER - CERTAIN 2021: 0; SUMMER - CERTAIN 2022: 0; SUMMER - CERTAIN 2023: 0; SUMMER - CERTAIN 2024: 0; SUMMER - CERTAIN 2025: 0; SUMMER - CERTAIN 2026: 0; SUMMER - CERTAIN 2027: 0; SUMMER - CERTAIN 2028: 0; WINTER - CERTAIN 2018-19: 0; WINTER - CERTAIN 2019-20: 0; WINTER - CERTAIN 2020-21: 0; WINTER - CERTAIN 2021-22: 0; WINTER - CERTAIN 2022-23: 0; WINTER - CERTAIN 2023-24: 0; WINTER - CERTAIN 2024-25: 0; WINTER - CERTAIN 2025-26: 0; WINTER - CERTAIN 2026-27: 0; WINTER - CERTAIN 2027-28: 0; WINTER - CERTAIN 2028-29: 0
Cancelled | US |  |  |  | 18INR0063 | Blue Jay Solar | Blue Jay Solar | PV | SUN |  | Solar | n/a |  | 70 | 52.5 | 8.4 | SUMMER - CERTAIN 2018: 0; SUMMER - CERTAIN 2019: 0; SUMMER - CERTAIN 2020: 0; SUMMER - CERTAIN 2021: 0; SUMMER - CERTAIN 2022: 0; SUMMER - CERTAIN 2023: 0; SUMMER - CERTAIN 2024: 0; SUMMER - CERTAIN 2025: 0; SUMMER - CERTAIN 2026: 0; SUMMER - CERTAIN 2027: 0; SUMMER - CERTAIN 2028: 0; WINTER - CERTAIN 2018-19: 0; WINTER - CERTAIN 2019-20: 0; WINTER - CERTAIN 2020-21: 0; WINTER - CERTAIN 2021-22: 0; WINTER - CERTAIN 2022-23: 0; WINTER - CERTAIN 2023-24: 0; WINTER - CERTAIN 2024-25: 0; WINTER - CERTAIN 2025-26: 0; WINTER - CERTAIN 2026-27: 0; WINTER - CERTAIN 2027-28: 0; WINTER - CERTAIN 2028-29: 0
Cancelled | US |  |  |  | 18INR0066 |  | Winkler Solar | PV | SUN |  | Solar | n/a |  | 40 | 30 | 4.8 | SUMMER - CERTAIN 2018: 0; SUMMER - CERTAIN 2019: 0; SUMMER - CERTAIN 2020: 0; SUMMER - CERTAIN 2021: 0; SUMMER - CERTAIN 2022: 0; SUMMER - CERTAIN 2023: 0; SUMMER - CERTAIN 2024: 0; SUMMER - CERTAIN 2025: 0; SUMMER - CERTAIN 2026: 0; SUMMER - CERTAIN 2027: 0; SUMMER - CERTAIN 2028: 0; WINTER - CERTAIN 2018-19: 0; WINTER - CERTAIN 2019-20: 0; WINTER - CERTAIN 2020-21: 0; WINTER - CERTAIN 2021-22: 0; WINTER - CERTAIN 2022-23: 0; WINTER - CERTAIN 2023-24: 0; WINTER - CERTAIN 2024-25: 0; WINTER - CERTAIN 2025-26: 0; WINTER - CERTAIN 2026-27: 0; WINTER - CERTAIN 2027-28: 0; WINTER - CERTAIN 2028-29: 0
Cancelled | US |  |  |  | 19INR0003 |  | Galloway Solar | PV | SUN |  | Solar | n/a |  | 180 | 135 | 21.6 | SUMMER - CERTAIN 2018: 0; SUMMER - CERTAIN 2019: 0; SUMMER - CERTAIN 2020: 0; SUMMER - CERTAIN 2021: 0; SUMMER - CERTAIN 2022: 0; SUMMER - CERTAIN 2023: 0; SUMMER - CERTAIN 2024: 0; SUMMER - CERTAIN 2025: 0; SUMMER - CERTAIN 2026: 0; SUMMER - CERTAIN 2027: 0; SUMMER - CERTAIN 2028: 0; WINTER - CERTAIN 2018-19: 0; WINTER - CERTAIN 2019-20: 0; WINTER - CERTAIN 2020-21: 0; WINTER - CERTAIN 2021-22: 0; WINTER - CERTAIN 2022-23: 0; WINTER - CERTAIN 2023-24: 0; WINTER - CERTAIN 2024-25: 0; WINTER - CERTAIN 2025-26: 0; WINTER - CERTAIN 2026-27: 0; WINTER - CERTAIN 2027-28: 0; WINTER - CERTAIN 2028-29: 0
Cancelled | US |  |  |  | 19INR0005 |  | Senepol Solar | PV | SUN |  | Solar | n/a |  | 180 | 135 | 21.6 | SUMMER - CERTAIN 2018: 0; SUMMER - CERTAIN 2019: 0; SUMMER - CERTAIN 2020: 0; SUMMER - CERTAIN 2021: 0; SUMMER - CERTAIN 2022: 0; SUMMER - CERTAIN 2023: 0; SUMMER - CERTAIN 2024: 0; SUMMER - CERTAIN 2025: 0; SUMMER - CERTAIN 2026: 0; SUMMER - CERTAIN 2027: 0; SUMMER - CERTAIN 2028: 0; WINTER - CERTAIN 2018-19: 0; WINTER - CERTAIN 2019-20: 0; WINTER - CERTAIN 2020-21: 0; WINTER - CERTAIN 2021-22: 0; WINTER - CERTAIN 2022-23: 0; WINTER - CERTAIN 2023-24: 0; WINTER - CERTAIN 2024-25: 0; WINTER - CERTAIN 2025-26: 0; WINTER - CERTAIN 2026-27: 0; WINTER - CERTAIN 2027-28: 0; WINTER - CERTAIN 2028-29: 0
Cancelled | US |  |  |  | 19INR0008 |  | Hariana Solar | PV | SUN |  | Solar | n/a |  | 100 | 75 | 12 | SUMMER - CERTAIN 2018: 0; SUMMER - CERTAIN 2019: 0; SUMMER - CERTAIN 2020: 0; SUMMER - CERTAIN 2021: 0; SUMMER - CERTAIN 2022: 0; SUMMER - CERTAIN 2023: 0; SUMMER - CERTAIN 2024: 0; SUMMER - CERTAIN 2025: 0; SUMMER - CERTAIN 2026: 0; SUMMER - CERTAIN 2027: 0; SUMMER - CERTAIN 2028: 0; WINTER - CERTAIN 2018-19: 0; WINTER - CERTAIN 2019-20: 0; WINTER - CERTAIN 2020-21: 0; WINTER - CERTAIN 2021-22: 0; WINTER - CERTAIN 2022-23: 0; WINTER - CERTAIN 2023-24: 0; WINTER - CERTAIN 2024-25: 0; WINTER - CERTAIN 2025-26: 0; WINTER - CERTAIN 2026-27: 0; WINTER - CERTAIN 2027-28: 0; WINTER - CERTAIN 2028-29: 0
Cancelled | US |  |  |  | 19INR0010 |  | Elizabeth Battery | BA | MWH |  | Other | n/a |  | 50 | 0 | 0 | SUMMER - CERTAIN 2018: 0; SUMMER - CERTAIN 2019: 0; SUMMER - CERTAIN 2020: 0; SUMMER - CERTAIN 2021: 0; SUMMER - CERTAIN 2022: 0; SUMMER - CERTAIN 2023: 0; SUMMER - CERTAIN 2024: 0; SUMMER - CERTAIN 2025: 0; SUMMER - CERTAIN 2026: 0; SUMMER - CERTAIN 2027: 0; SUMMER - CERTAIN 2028: 0; WINTER - CERTAIN 2018-19: 0; WINTER - CERTAIN 2019-20: 0; WINTER - CERTAIN 2020-21: 0; WINTER - CERTAIN 2021-22: 0; WINTER - CERTAIN 2022-23: 0; WINTER - CERTAIN 2023-24: 0; WINTER - CERTAIN 2024-25: 0; WINTER - CERTAIN 2025-26: 0; WINTER - CERTAIN 2026-27: 0; WINTER - CERTAIN 2027-28: 0; WINTER - CERTAIN 2028-29: 0
Cancelled | US |  |  |  | 19INR0011 |  | Snake Hollow Wind | WT | WND |  | Wind | n/a |  | 200 | 28 | 40 | SUMMER - CERTAIN 2018: 0; SUMMER - CERTAIN 2019: 0; SUMMER - CERTAIN 2020: 0; SUMMER - CERTAIN 2021: 0; SUMMER - CERTAIN 2022: 0; SUMMER - CERTAIN 2023: 0; SUMMER - CERTAIN 2024: 0; SUMMER - CERTAIN 2025: 0; SUMMER - CERTAIN 2026: 0; SUMMER - CERTAIN 2027: 0; SUMMER - CERTAIN 2028: 0; WINTER - CERTAIN 2018-19: 0; WINTER - CERTAIN 2019-20: 0; WINTER - CERTAIN 2020-21: 0; WINTER - CERTAIN 2021-22: 0; WINTER - CERTAIN 2022-23: 0; WINTER - CERTAIN 2023-24: 0; WINTER - CERTAIN 2024-25: 0; WINTER - CERTAIN 2025-26: 0; WINTER - CERTAIN 2026-27: 0; WINTER - CERTAIN 2027-28: 0; WINTER - CERTAIN 2028-29: 0
Cancelled | US |  |  |  | 19INR0012 |  | Steal Easy Wind | WT | WND |  | Wind | n/a |  | 150 | 21 | 30 | SUMMER - CERTAIN 2018: 0; SUMMER - CERTAIN 2019: 0; SUMMER - CERTAIN 2020: 0; SUMMER - CERTAIN 2021: 0; SUMMER - CERTAIN 2022: 0; SUMMER - CERTAIN 2023: 0; SUMMER - CERTAIN 2024: 0; SUMMER - CERTAIN 2025: 0; SUMMER - CERTAIN 2026: 0; SUMMER - CERTAIN 2027: 0; SUMMER - CERTAIN 2028: 0; WINTER - CERTAIN 2018-19: 0; WINTER - CERTAIN 2019-20: 0; WINTER - CERTAIN 2020-21: 0; WINTER - CERTAIN 2021-22: 0; WINTER - CERTAIN 2022-23: 0; WINTER - CERTAIN 2023-24: 0; WINTER - CERTAIN 2024-25: 0; WINTER - CERTAIN 2025-26: 0; WINTER - CERTAIN 2026-27: 0; WINTER - CERTAIN 2027-28: 0; WINTER - CERTAIN 2028-29: 0
Cancelled | US |  |  |  | 19INR0013 |  | Wasp Creek Wind | WT | WND |  | Wind | n/a |  | 150 | 21 | 30 | SUMMER - CERTAIN 2018: 0; SUMMER - CERTAIN 2019: 0; SUMMER - CERTAIN 2020: 0; SUMMER - CERTAIN 2021: 0; SUMMER - CERTAIN 2022: 0; SUMMER - CERTAIN 2023: 0; SUMMER - CERTAIN 2024: 0; SUMMER - CERTAIN 2025: 0; SUMMER - CERTAIN 2026: 0; SUMMER - CERTAIN 2027: 0; SUMMER - CERTAIN 2028: 0; WINTER - CERTAIN 2018-19: 0; WINTER - CERTAIN 2019-20: 0; WINTER - CERTAIN 2020-21: 0; WINTER - CERTAIN 2021-22: 0; WINTER - CERTAIN 2022-23: 0; WINTER - CERTAIN 2023-24: 0; WINTER - CERTAIN 2024-25: 0; WINTER - CERTAIN 2025-26: 0; WINTER - CERTAIN 2026-27: 0; WINTER - CERTAIN 2027-28: 0; WINTER - CERTAIN 2028-29: 0
Cancelled | US |  |  |  | 19INR0015 |  | Crockett Solar | PV | SUN |  | Solar | n/a |  | 184 | 135 | 21.6 | SUMMER - CERTAIN 2018: 0; SUMMER - CERTAIN 2019: 0; SUMMER - CERTAIN 2020: 0; SUMMER - CERTAIN 2021: 0; SUMMER - CERTAIN 2022: 0; SUMMER - CERTAIN 2023: 0; SUMMER - CERTAIN 2024: 0; SUMMER - CERTAIN 2025: 0; SUMMER - CERTAIN 2026: 0; SUMMER - CERTAIN 2027: 0; SUMMER - CERTAIN 2028: 0; WINTER - CERTAIN 2018-19: 0; WINTER - CERTAIN 2019-20: 0; WINTER - CERTAIN 2020-21: 0; WINTER - CERTAIN 2021-22: 0; WINTER - CERTAIN 2022-23: 0; WINTER - CERTAIN 2023-24: 0; WINTER - CERTAIN 2024-25: 0; WINTER - CERTAIN 2025-26: 0; WINTER - CERTAIN 2026-27: 0; WINTER - CERTAIN 2027-28: 0; WINTER - CERTAIN 2028-29: 0
Cancelled | US |  |  |  | 19INR0018 | Seymour Hills Wind | Seymour Hills Wind | WT | WND |  | Wind | n/a |  | 250 | 35 | 50 | SUMMER - CERTAIN 2018: 0; SUMMER - CERTAIN 2019: 0; SUMMER - CERTAIN 2020: 0; SUMMER - CERTAIN 2021: 0; SUMMER - CERTAIN 2022: 0; SUMMER - CERTAIN 2023: 0; SUMMER - CERTAIN 2024: 0; SUMMER - CERTAIN 2025: 0; SUMMER - CERTAIN 2026: 0; SUMMER - CERTAIN 2027: 0; SUMMER - CERTAIN 2028: 0; WINTER - CERTAIN 2018-19: 0; WINTER - CERTAIN 2019-20: 0; WINTER - CERTAIN 2020-21: 0; WINTER - CERTAIN 2021-22: 0; WINTER - CERTAIN 2022-23: 0; WINTER - CERTAIN 2023-24: 0; WINTER - CERTAIN 2024-25: 0; WINTER - CERTAIN 2025-26: 0; WINTER - CERTAIN 2026-27: 0; WINTER - CERTAIN 2027-28: 0; WINTER - CERTAIN 2028-29: 0
Cancelled | US |  |  |  | 19INR0021 | West Willacy 1 | West Willacy 1 | WT | WND |  | Wind | n/a |  | 100 | 59 | 43 | SUMMER - CERTAIN 2018: 0; SUMMER - CERTAIN 2019: 0; SUMMER - CERTAIN 2020: 0; SUMMER - CERTAIN 2021: 0; SUMMER - CERTAIN 2022: 0; SUMMER - CERTAIN 2023: 0; SUMMER - CERTAIN 2024: 0; SUMMER - CERTAIN 2025: 0; SUMMER - CERTAIN 2026: 0; SUMMER - CERTAIN 2027: 0; SUMMER - CERTAIN 2028: 0; WINTER - CERTAIN 2018-19: 0; WINTER - CERTAIN 2019-20: 0; WINTER - CERTAIN 2020-21: 0; WINTER - CERTAIN 2021-22: 0; WINTER - CERTAIN 2022-23: 0; WINTER - CERTAIN 2023-24: 0; WINTER - CERTAIN 2024-25: 0; WINTER - CERTAIN 2025-26: 0; WINTER - CERTAIN 2026-27: 0; WINTER - CERTAIN 2027-28: 0; WINTER - CERTAIN 2028-29: 0
Cancelled | US |  |  |  | 19INR0024 | Lacy Creek | Lacy Creek W | WT | WND |  | Wind | n/a |  | 400 | 56 | 80 | SUMMER - CERTAIN 2018: 0; SUMMER - CERTAIN 2019: 0; SUMMER - CERTAIN 2020: 0; SUMMER - CERTAIN 2021: 0; SUMMER - CERTAIN 2022: 0; SUMMER - CERTAIN 2023: 0; SUMMER - CERTAIN 2024: 0; SUMMER - CERTAIN 2025: 0; SUMMER - CERTAIN 2026: 0; SUMMER - CERTAIN 2027: 0; SUMMER - CERTAIN 2028: 0; WINTER - CERTAIN 2018-19: 0; WINTER - CERTAIN 2019-20: 0; WINTER - CERTAIN 2020-21: 0; WINTER - CERTAIN 2021-22: 0; WINTER - CERTAIN 2022-23: 0; WINTER - CERTAIN 2023-24: 0; WINTER - CERTAIN 2024-25: 0; WINTER - CERTAIN 2025-26: 0; WINTER - CERTAIN 2026-27: 0; WINTER - CERTAIN 2027-28: 0; WINTER - CERTAIN 2028-29: 0
Cancelled | US |  |  |  | 19INR0025 | Duck Creek | Duck Creek W | WT | WND |  | Wind | n/a |  | 400 | 56 | 80 | SUMMER - CERTAIN 2018: 0; SUMMER - CERTAIN 2019: 0; SUMMER - CERTAIN 2020: 0; SUMMER - CERTAIN 2021: 0; SUMMER - CERTAIN 2022: 0; SUMMER - CERTAIN 2023: 0; SUMMER - CERTAIN 2024: 0; SUMMER - CERTAIN 2025: 0; SUMMER - CERTAIN 2026: 0; SUMMER - CERTAIN 2027: 0; SUMMER - CERTAIN 2028: 0; WINTER - CERTAIN 2018-19: 0; WINTER - CERTAIN 2019-20: 0; WINTER - CERTAIN 2020-21: 0; WINTER - CERTAIN 2021-22: 0; WINTER - CERTAIN 2022-23: 0; WINTER - CERTAIN 2023-24: 0; WINTER - CERTAIN 2024-25: 0; WINTER - CERTAIN 2025-26: 0; WINTER - CERTAIN 2026-27: 0; WINTER - CERTAIN 2027-28: 0; WINTER - CERTAIN 2028-29: 0
Cancelled | US |  |  |  | 19INR0027 | Corriente Solar | Corriente Solar | PV | SUN |  | Solar | n/a |  | 200 | 150 | 24 | SUMMER - CERTAIN 2018: 0; SUMMER - CERTAIN 2019: 0; SUMMER - CERTAIN 2020: 0; SUMMER - CERTAIN 2021: 0; SUMMER - CERTAIN 2022: 0; SUMMER - CERTAIN 2023: 0; SUMMER - CERTAIN 2024: 0; SUMMER - CERTAIN 2025: 0; SUMMER - CERTAIN 2026: 0; SUMMER - CERTAIN 2027: 0; SUMMER - CERTAIN 2028: 0; WINTER - CERTAIN 2018-19: 0; WINTER - CERTAIN 2019-20: 0; WINTER - CERTAIN 2020-21: 0; WINTER - CERTAIN 2021-22: 0; WINTER - CERTAIN 2022-23: 0; WINTER - CERTAIN 2023-24: 0; WINTER - CERTAIN 2024-25: 0; WINTER - CERTAIN 2025-26: 0; WINTER - CERTAIN 2026-27: 0; WINTER - CERTAIN 2027-28: 0; WINTER - CERTAIN 2028-29: 0
Cancelled | US |  |  |  | 19INR0032 | Harcourt Solar | Harcourt Solar | PV | SUN |  | Solar | n/a |  | 200 | 150 | 24 | SUMMER - CERTAIN 2018: 0; SUMMER - CERTAIN 2019: 0; SUMMER - CERTAIN 2020: 0; SUMMER - CERTAIN 2021: 0; SUMMER - CERTAIN 2022: 0; SUMMER - CERTAIN 2023: 0; SUMMER - CERTAIN 2024: 0; SUMMER - CERTAIN 2025: 0; SUMMER - CERTAIN 2026: 0; SUMMER - CERTAIN 2027: 0; SUMMER - CERTAIN 2028: 0; WINTER - CERTAIN 2018-19: 0; WINTER - CERTAIN 2019-20: 0; WINTER - CERTAIN 2020-21: 0; WINTER - CERTAIN 2021-22: 0; WINTER - CERTAIN 2022-23: 0; WINTER - CERTAIN 2023-24: 0; WINTER - CERTAIN 2024-25: 0; WINTER - CERTAIN 2025-26: 0; WINTER - CERTAIN 2026-27: 0; WINTER - CERTAIN 2027-28: 0; WINTER - CERTAIN 2028-29: 0
Cancelled | US |  |  |  | 19INR0039 | Hubbard West | Hubbard West Wind | WT | WND |  | Wind | n/a |  | 201 | 28.14 | 40.2 | SUMMER - CERTAIN 2018: 0; SUMMER - CERTAIN 2019: 0; SUMMER - CERTAIN 2020: 0; SUMMER - CERTAIN 2021: 0; SUMMER - CERTAIN 2022: 0; SUMMER - CERTAIN 2023: 0; SUMMER - CERTAIN 2024: 0; SUMMER - CERTAIN 2025: 0; SUMMER - CERTAIN 2026: 0; SUMMER - CERTAIN 2027: 0; SUMMER - CERTAIN 2028: 0; WINTER - CERTAIN 2018-19: 0; WINTER - CERTAIN 2019-20: 0; WINTER - CERTAIN 2020-21: 0; WINTER - CERTAIN 2021-22: 0; WINTER - CERTAIN 2022-23: 0; WINTER - CERTAIN 2023-24: 0; WINTER - CERTAIN 2024-25: 0; WINTER - CERTAIN 2025-26: 0; WINTER - CERTAIN 2026-27: 0; WINTER - CERTAIN 2027-28: 0; WINTER - CERTAIN 2028-29: 0
Cancelled | US |  |  |  | 19INR0040 | Round Hall Solar | Round Hall Solar | PV | SUN |  | Solar | n/a |  | 60 | 45 | 7.2 | SUMMER - CERTAIN 2018: 0; SUMMER - CERTAIN 2019: 0; SUMMER - CERTAIN 2020: 0; SUMMER - CERTAIN 2021: 0; SUMMER - CERTAIN 2022: 0; SUMMER - CERTAIN 2023: 0; SUMMER - CERTAIN 2024: 0; SUMMER - CERTAIN 2025: 0; SUMMER - CERTAIN 2026: 0; SUMMER - CERTAIN 2027: 0; SUMMER - CERTAIN 2028: 0; WINTER - CERTAIN 2018-19: 0; WINTER - CERTAIN 2019-20: 0; WINTER - CERTAIN 2020-21: 0; WINTER - CERTAIN 2021-22: 0; WINTER - CERTAIN 2022-23: 0; WINTER - CERTAIN 2023-24: 0; WINTER - CERTAIN 2024-25: 0; WINTER - CERTAIN 2025-26: 0; WINTER - CERTAIN 2026-27: 0; WINTER - CERTAIN 2027-28: 0; WINTER - CERTAIN 2028-29: 0
Cancelled | US |  |  |  | 19INR0043 | Daylight Solar | Daylight Solar | PV | SUN |  | Solar | n/a |  | 80 | 60 | 9.6 | SUMMER - CERTAIN 2018: 0; SUMMER - CERTAIN 2019: 0; SUMMER - CERTAIN 2020: 0; SUMMER - CERTAIN 2021: 0; SUMMER - CERTAIN 2022: 0; SUMMER - CERTAIN 2023: 0; SUMMER - CERTAIN 2024: 0; SUMMER - CERTAIN 2025: 0; SUMMER - CERTAIN 2026: 0; SUMMER - CERTAIN 2027: 0; SUMMER - CERTAIN 2028: 0; WINTER - CERTAIN 2018-19: 0; WINTER - CERTAIN 2019-20: 0; WINTER - CERTAIN 2020-21: 0; WINTER - CERTAIN 2021-22: 0; WINTER - CERTAIN 2022-23: 0; WINTER - CERTAIN 2023-24: 0; WINTER - CERTAIN 2024-25: 0; WINTER - CERTAIN 2025-26: 0; WINTER - CERTAIN 2026-27: 0; WINTER - CERTAIN 2027-28: 0; WINTER - CERTAIN 2028-29: 0
Cancelled | US |  |  |  | 19INR0046 | Willacy Expansion South I | Willacy Exp South I W | WT | WND |  | Wind | n/a |  | 200 | 28 | 40 | SUMMER - CERTAIN 2018: 0; SUMMER - CERTAIN 2019: 0; SUMMER - CERTAIN 2020: 0; SUMMER - CERTAIN 2021: 0; SUMMER - CERTAIN 2022: 0; SUMMER - CERTAIN 2023: 0; SUMMER - CERTAIN 2024: 0; SUMMER - CERTAIN 2025: 0; SUMMER - CERTAIN 2026: 0; SUMMER - CERTAIN 2027: 0; SUMMER - CERTAIN 2028: 0; WINTER - CERTAIN 2018-19: 0; WINTER - CERTAIN 2019-20: 0; WINTER - CERTAIN 2020-21: 0; WINTER - CERTAIN 2021-22: 0; WINTER - CERTAIN 2022-23: 0; WINTER - CERTAIN 2023-24: 0; WINTER - CERTAIN 2024-25: 0; WINTER - CERTAIN 2025-26: 0; WINTER - CERTAIN 2026-27: 0; WINTER - CERTAIN 2027-28: 0; WINTER - CERTAIN 2028-29: 0
Cancelled | US |  |  |  | 19INR0047 | Willacy Expansion South II | Willacy Exp South II W | WT | WND |  | Wind | n/a |  | 200 | 28 | 40 | SUMMER - CERTAIN 2018: 0; SUMMER - CERTAIN 2019: 0; SUMMER - CERTAIN 2020: 0; SUMMER - CERTAIN 2021: 0; SUMMER - CERTAIN 2022: 0; SUMMER - CERTAIN 2023: 0; SUMMER - CERTAIN 2024: 0; SUMMER - CERTAIN 2025: 0; SUMMER - CERTAIN 2026: 0; SUMMER - CERTAIN 2027: 0; SUMMER - CERTAIN 2028: 0; WINTER - CERTAIN 2018-19: 0; WINTER - CERTAIN 2019-20: 0; WINTER - CERTAIN 2020-21: 0; WINTER - CERTAIN 2021-22: 0; WINTER - CERTAIN 2022-23: 0; WINTER - CERTAIN 2023-24: 0; WINTER - CERTAIN 2024-25: 0; WINTER - CERTAIN 2025-26: 0; WINTER - CERTAIN 2026-27: 0; WINTER - CERTAIN 2027-28: 0; WINTER - CERTAIN 2028-29: 0
Cancelled | US |  |  |  | 19INR0050 | Griffin Trail Wind | Griffin Trail Wind | WT | WND |  | Wind | n/a |  | 143 | 19.95 | 28.5 | SUMMER - CERTAIN 2018: 0; SUMMER - CERTAIN 2019: 0; SUMMER - CERTAIN 2020: 0; SUMMER - CERTAIN 2021: 0; SUMMER - CERTAIN 2022: 0; SUMMER - CERTAIN 2023: 0; SUMMER - CERTAIN 2024: 0; SUMMER - CERTAIN 2025: 0; SUMMER - CERTAIN 2026: 0; SUMMER - CERTAIN 2027: 0; SUMMER - CERTAIN 2028: 0; WINTER - CERTAIN 2018-19: 0; WINTER - CERTAIN 2019-20: 0; WINTER - CERTAIN 2020-21: 0; WINTER - CERTAIN 2021-22: 0; WINTER - CERTAIN 2022-23: 0; WINTER - CERTAIN 2023-24: 0; WINTER - CERTAIN 2024-25: 0; WINTER - CERTAIN 2025-26: 0; WINTER - CERTAIN 2026-27: 0; WINTER - CERTAIN 2027-28: 0; WINTER - CERTAIN 2028-29: 0
Cancelled | US |  |  |  | 19INR0058 | Victoria City Phase 2 | Victoria City Phase 2 | GT | NG |  | Natural Gas and Other Gases | n/a |  | 100 | 100 | 100 | SUMMER - CERTAIN 2018: 0; SUMMER - CERTAIN 2019: 0; SUMMER - CERTAIN 2020: 0; SUMMER - CERTAIN 2021: 0; SUMMER - CERTAIN 2022: 0; SUMMER - CERTAIN 2023: 0; SUMMER - CERTAIN 2024: 0; SUMMER - CERTAIN 2025: 0; SUMMER - CERTAIN 2026: 0; SUMMER - CERTAIN 2027: 0; SUMMER - CERTAIN 2028: 0; WINTER - CERTAIN 2018-19: 0; WINTER - CERTAIN 2019-20: 0; WINTER - CERTAIN 2020-21: 0; WINTER - CERTAIN 2021-22: 0; WINTER - CERTAIN 2022-23: 0; WINTER - CERTAIN 2023-24: 0; WINTER - CERTAIN 2024-25: 0; WINTER - CERTAIN 2025-26: 0; WINTER - CERTAIN 2026-27: 0; WINTER - CERTAIN 2027-28: 0; WINTER - CERTAIN 2028-29: 0
Cancelled | US |  |  |  | 19INR0059 | San Angelo Solar | San Angelo Solar | PV | SUN |  | Solar | n/a |  | 250 | 187.5 | 30 | SUMMER - CERTAIN 2018: 0; SUMMER - CERTAIN 2019: 0; SUMMER - CERTAIN 2020: 0; SUMMER - CERTAIN 2021: 0; SUMMER - CERTAIN 2022: 0; SUMMER - CERTAIN 2023: 0; SUMMER - CERTAIN 2024: 0; SUMMER - CERTAIN 2025: 0; SUMMER - CERTAIN 2026: 0; SUMMER - CERTAIN 2027: 0; SUMMER - CERTAIN 2028: 0; WINTER - CERTAIN 2018-19: 0; WINTER - CERTAIN 2019-20: 0; WINTER - CERTAIN 2020-21: 0; WINTER - CERTAIN 2021-22: 0; WINTER - CERTAIN 2022-23: 0; WINTER - CERTAIN 2023-24: 0; WINTER - CERTAIN 2024-25: 0; WINTER - CERTAIN 2025-26: 0; WINTER - CERTAIN 2026-27: 0; WINTER - CERTAIN 2027-28: 0; WINTER - CERTAIN 2028-29: 0
Cancelled | US |  |  |  | 19INR0060 | Abilene Solar | Abilene Solar | PV | SUN |  | Solar | n/a |  | 250 | 187.5 | 30 | SUMMER - CERTAIN 2018: 0; SUMMER - CERTAIN 2019: 0; SUMMER - CERTAIN 2020: 0; SUMMER - CERTAIN 2021: 0; SUMMER - CERTAIN 2022: 0; SUMMER - CERTAIN 2023: 0; SUMMER - CERTAIN 2024: 0; SUMMER - CERTAIN 2025: 0; SUMMER - CERTAIN 2026: 0; SUMMER - CERTAIN 2027: 0; SUMMER - CERTAIN 2028: 0; WINTER - CERTAIN 2018-19: 0; WINTER - CERTAIN 2019-20: 0; WINTER - CERTAIN 2020-21: 0; WINTER - CERTAIN 2021-22: 0; WINTER - CERTAIN 2022-23: 0; WINTER - CERTAIN 2023-24: 0; WINTER - CERTAIN 2024-25: 0; WINTER - CERTAIN 2025-26: 0; WINTER - CERTAIN 2026-27: 0; WINTER - CERTAIN 2027-28: 0; WINTER - CERTAIN 2028-29: 0
Cancelled | US |  |  |  | 19INR0061 | Gold Creek Solar | Gold Creek Solar | PV | SUN |  | Solar | n/a |  | 200 | 150 | 24 | SUMMER - CERTAIN 2018: 0; SUMMER - CERTAIN 2019: 0; SUMMER - CERTAIN 2020: 0; SUMMER - CERTAIN 2021: 0; SUMMER - CERTAIN 2022: 0; SUMMER - CERTAIN 2023: 0; SUMMER - CERTAIN 2024: 0; SUMMER - CERTAIN 2025: 0; SUMMER - CERTAIN 2026: 0; SUMMER - CERTAIN 2027: 0; SUMMER - CERTAIN 2028: 0; WINTER - CERTAIN 2018-19: 0; WINTER - CERTAIN 2019-20: 0; WINTER - CERTAIN 2020-21: 0; WINTER - CERTAIN 2021-22: 0; WINTER - CERTAIN 2022-23: 0; WINTER - CERTAIN 2023-24: 0; WINTER - CERTAIN 2024-25: 0; WINTER - CERTAIN 2025-26: 0; WINTER - CERTAIN 2026-27: 0; WINTER - CERTAIN 2027-28: 0; WINTER - CERTAIN 2028-29: 0
Cancelled | US |  |  |  | 19INR0062 | Jones Creek Solar | Jones Creek Solar | PV | SUN |  | Solar | n/a |  | 200 | 150 | 24 | SUMMER - CERTAIN 2018: 0; SUMMER - CERTAIN 2019: 0; SUMMER - CERTAIN 2020: 0; SUMMER - CERTAIN 2021: 0; SUMMER - CERTAIN 2022: 0; SUMMER - CERTAIN 2023: 0; SUMMER - CERTAIN 2024: 0; SUMMER - CERTAIN 2025: 0; SUMMER - CERTAIN 2026: 0; SUMMER - CERTAIN 2027: 0; SUMMER - CERTAIN 2028: 0; WINTER - CERTAIN 2018-19: 0; WINTER - CERTAIN 2019-20: 0; WINTER - CERTAIN 2020-21: 0; WINTER - CERTAIN 2021-22: 0; WINTER - CERTAIN 2022-23: 0; WINTER - CERTAIN 2023-24: 0; WINTER - CERTAIN 2024-25: 0; WINTER - CERTAIN 2025-26: 0; WINTER - CERTAIN 2026-27: 0; WINTER - CERTAIN 2027-28: 0; WINTER - CERTAIN 2028-29: 0
Cancelled | US |  |  |  | 19INR0063 | Cane Island Solar | Cane Island Solar | PV | SUN |  | Solar | n/a |  | 100 | 75 | 12 | SUMMER - CERTAIN 2018: 0; SUMMER - CERTAIN 2019: 0; SUMMER - CERTAIN 2020: 0; SUMMER - CERTAIN 2021: 0; SUMMER - CERTAIN 2022: 0; SUMMER - CERTAIN 2023: 0; SUMMER - CERTAIN 2024: 0; SUMMER - CERTAIN 2025: 0; SUMMER - CERTAIN 2026: 0; SUMMER - CERTAIN 2027: 0; SUMMER - CERTAIN 2028: 0; WINTER - CERTAIN 2018-19: 0; WINTER - CERTAIN 2019-20: 0; WINTER - CERTAIN 2020-21: 0; WINTER - CERTAIN 2021-22: 0; WINTER - CERTAIN 2022-23: 0; WINTER - CERTAIN 2023-24: 0; WINTER - CERTAIN 2024-25: 0; WINTER - CERTAIN 2025-26: 0; WINTER - CERTAIN 2026-27: 0; WINTER - CERTAIN 2027-28: 0; WINTER - CERTAIN 2028-29: 0
Cancelled | US |  |  |  | 19INR0064 | Langham Solar | Langham Solar | PV | SUN |  | Solar | n/a |  | 250 | 187.5 | 30 | SUMMER - CERTAIN 2018: 0; SUMMER - CERTAIN 2019: 0; SUMMER - CERTAIN 2020: 0; SUMMER - CERTAIN 2021: 0; SUMMER - CERTAIN 2022: 0; SUMMER - CERTAIN 2023: 0; SUMMER - CERTAIN 2024: 0; SUMMER - CERTAIN 2025: 0; SUMMER - CERTAIN 2026: 0; SUMMER - CERTAIN 2027: 0; SUMMER - CERTAIN 2028: 0; WINTER - CERTAIN 2018-19: 0; WINTER - CERTAIN 2019-20: 0; WINTER - CERTAIN 2020-21: 0; WINTER - CERTAIN 2021-22: 0; WINTER - CERTAIN 2022-23: 0; WINTER - CERTAIN 2023-24: 0; WINTER - CERTAIN 2024-25: 0; WINTER - CERTAIN 2025-26: 0; WINTER - CERTAIN 2026-27: 0; WINTER - CERTAIN 2027-28: 0; WINTER - CERTAIN 2028-29: 0
Cancelled | US |  |  |  | 19INR0065 | Medina Solar | Medina Solar | PV | SUN |  | Solar | n/a |  | 200 | 150 | 24 | SUMMER - CERTAIN 2018: 0; SUMMER - CERTAIN 2019: 0; SUMMER - CERTAIN 2020: 0; SUMMER - CERTAIN 2021: 0; SUMMER - CERTAIN 2022: 0; SUMMER - CERTAIN 2023: 0; SUMMER - CERTAIN 2024: 0; SUMMER - CERTAIN 2025: 0; SUMMER - CERTAIN 2026: 0; SUMMER - CERTAIN 2027: 0; SUMMER - CERTAIN 2028: 0; WINTER - CERTAIN 2018-19: 0; WINTER - CERTAIN 2019-20: 0; WINTER - CERTAIN 2020-21: 0; WINTER - CERTAIN 2021-22: 0; WINTER - CERTAIN 2022-23: 0; WINTER - CERTAIN 2023-24: 0; WINTER - CERTAIN 2024-25: 0; WINTER - CERTAIN 2025-26: 0; WINTER - CERTAIN 2026-27: 0; WINTER - CERTAIN 2027-28: 0; WINTER - CERTAIN 2028-29: 0
Cancelled | US |  |  |  | 19INR0066 | Lockhart Solar | Lockhart Solar | PV | SUN |  | Solar | n/a |  | 40 | 30 | 4.8 | SUMMER - CERTAIN 2018: 0; SUMMER - CERTAIN 2019: 0; SUMMER - CERTAIN 2020: 0; SUMMER - CERTAIN 2021: 0; SUMMER - CERTAIN 2022: 0; SUMMER - CERTAIN 2023: 0; SUMMER - CERTAIN 2024: 0; SUMMER - CERTAIN 2025: 0; SUMMER - CERTAIN 2026: 0; SUMMER - CERTAIN 2027: 0; SUMMER - CERTAIN 2028: 0; WINTER - CERTAIN 2018-19: 0; WINTER - CERTAIN 2019-20: 0; WINTER - CERTAIN 2020-21: 0; WINTER - CERTAIN 2021-22: 0; WINTER - CERTAIN 2022-23: 0; WINTER - CERTAIN 2023-24: 0; WINTER - CERTAIN 2024-25: 0; WINTER - CERTAIN 2025-26: 0; WINTER - CERTAIN 2026-27: 0; WINTER - CERTAIN 2027-28: 0; WINTER - CERTAIN 2028-29: 0
Cancelled | US |  |  |  | 19INR0067 | Los Olmos Solar | Los Olmos Solar | PV | SUN |  | Solar | n/a |  | 100 | 75 | 12 | SUMMER - CERTAIN 2018: 0; SUMMER - CERTAIN 2019: 0; SUMMER - CERTAIN 2020: 0; SUMMER - CERTAIN 2021: 0; SUMMER - CERTAIN 2022: 0; SUMMER - CERTAIN 2023: 0; SUMMER - CERTAIN 2024: 0; SUMMER - CERTAIN 2025: 0; SUMMER - CERTAIN 2026: 0; SUMMER - CERTAIN 2027: 0; SUMMER - CERTAIN 2028: 0; WINTER - CERTAIN 2018-19: 0; WINTER - CERTAIN 2019-20: 0; WINTER - CERTAIN 2020-21: 0; WINTER - CERTAIN 2021-22: 0; WINTER - CERTAIN 2022-23: 0; WINTER - CERTAIN 2023-24: 0; WINTER - CERTAIN 2024-25: 0; WINTER - CERTAIN 2025-26: 0; WINTER - CERTAIN 2026-27: 0; WINTER - CERTAIN 2027-28: 0; WINTER - CERTAIN 2028-29: 0
Cancelled | US |  |  |  | 19INR0068 | Flat Rock Solar | Flat Rock Solar | PV | SUN |  | Solar | n/a |  | 250 | 187.5 | 30 | SUMMER - CERTAIN 2018: 0; SUMMER - CERTAIN 2019: 0; SUMMER - CERTAIN 2020: 0; SUMMER - CERTAIN 2021: 0; SUMMER - CERTAIN 2022: 0; SUMMER - CERTAIN 2023: 0; SUMMER - CERTAIN 2024: 0; SUMMER - CERTAIN 2025: 0; SUMMER - CERTAIN 2026: 0; SUMMER - CERTAIN 2027: 0; SUMMER - CERTAIN 2028: 0; WINTER - CERTAIN 2018-19: 0; WINTER - CERTAIN 2019-20: 0; WINTER - CERTAIN 2020-21: 0; WINTER - CERTAIN 2021-22: 0; WINTER - CERTAIN 2022-23: 0; WINTER - CERTAIN 2023-24: 0; WINTER - CERTAIN 2024-25: 0; WINTER - CERTAIN 2025-26: 0; WINTER - CERTAIN 2026-27: 0; WINTER - CERTAIN 2027-28: 0; WINTER - CERTAIN 2028-29: 0
Cancelled | US |  |  |  | 19INR0069 | Arroyo Solar | Arroyo Solar | PV | SUN |  | Solar | n/a |  | 200 | 150 | 24 | SUMMER - CERTAIN 2018: 0; SUMMER - CERTAIN 2019: 0; SUMMER - CERTAIN 2020: 0; SUMMER - CERTAIN 2021: 0; SUMMER - CERTAIN 2022: 0; SUMMER - CERTAIN 2023: 0; SUMMER - CERTAIN 2024: 0; SUMMER - CERTAIN 2025: 0; SUMMER - CERTAIN 2026: 0; SUMMER - CERTAIN 2027: 0; SUMMER - CERTAIN 2028: 0; WINTER - CERTAIN 2018-19: 0; WINTER - CERTAIN 2019-20: 0; WINTER - CERTAIN 2020-21: 0; WINTER - CERTAIN 2021-22: 0; WINTER - CERTAIN 2022-23: 0; WINTER - CERTAIN 2023-24: 0; WINTER - CERTAIN 2024-25: 0; WINTER - CERTAIN 2025-26: 0; WINTER - CERTAIN 2026-27: 0; WINTER - CERTAIN 2027-28: 0; WINTER - CERTAIN 2028-29: 0
Cancelled | US |  |  |  | 19INR0071 | Black Wood Solar | Black Wood Solar | PV | SUN |  | Solar | n/a |  | 150 | 112.5 | 18 | SUMMER - CERTAIN 2018: 0; SUMMER - CERTAIN 2019: 0; SUMMER - CERTAIN 2020: 0; SUMMER - CERTAIN 2021: 0; SUMMER - CERTAIN 2022: 0; SUMMER - CERTAIN 2023: 0; SUMMER - CERTAIN 2024: 0; SUMMER - CERTAIN 2025: 0; SUMMER - CERTAIN 2026: 0; SUMMER - CERTAIN 2027: 0; SUMMER - CERTAIN 2028: 0; WINTER - CERTAIN 2018-19: 0; WINTER - CERTAIN 2019-20: 0; WINTER - CERTAIN 2020-21: 0; WINTER - CERTAIN 2021-22: 0; WINTER - CERTAIN 2022-23: 0; WINTER - CERTAIN 2023-24: 0; WINTER - CERTAIN 2024-25: 0; WINTER - CERTAIN 2025-26: 0; WINTER - CERTAIN 2026-27: 0; WINTER - CERTAIN 2027-28: 0; WINTER - CERTAIN 2028-29: 0
Cancelled | US |  |  |  | 19INR0072 |  | Castro Solar | PV | SUN |  | Solar | n/a |  | 100 | 75 | 12 | SUMMER - CERTAIN 2018: 0; SUMMER - CERTAIN 2019: 0; SUMMER - CERTAIN 2020: 0; SUMMER - CERTAIN 2021: 0; SUMMER - CERTAIN 2022: 0; SUMMER - CERTAIN 2023: 0; SUMMER - CERTAIN 2024: 0; SUMMER - CERTAIN 2025: 0; SUMMER - CERTAIN 2026: 0; SUMMER - CERTAIN 2027: 0; SUMMER - CERTAIN 2028: 0; WINTER - CERTAIN 2018-19: 0; WINTER - CERTAIN 2019-20: 0; WINTER - CERTAIN 2020-21: 0; WINTER - CERTAIN 2021-22: 0; WINTER - CERTAIN 2022-23: 0; WINTER - CERTAIN 2023-24: 0; WINTER - CERTAIN 2024-25: 0; WINTER - CERTAIN 2025-26: 0; WINTER - CERTAIN 2026-27: 0; WINTER - CERTAIN 2027-28: 0; WINTER - CERTAIN 2028-29: 0
Cancelled | US |  |  |  | 19INR0076 |  | Duffau Solar | PV | SUN |  | Solar | n/a |  | 100 | 75 | 12 | SUMMER - CERTAIN 2018: 0; SUMMER - CERTAIN 2019: 0; SUMMER - CERTAIN 2020: 0; SUMMER - CERTAIN 2021: 0; SUMMER - CERTAIN 2022: 0; SUMMER - CERTAIN 2023: 0; SUMMER - CERTAIN 2024: 0; SUMMER - CERTAIN 2025: 0; SUMMER - CERTAIN 2026: 0; SUMMER - CERTAIN 2027: 0; SUMMER - CERTAIN 2028: 0; WINTER - CERTAIN 2018-19: 0; WINTER - CERTAIN 2019-20: 0; WINTER - CERTAIN 2020-21: 0; WINTER - CERTAIN 2021-22: 0; WINTER - CERTAIN 2022-23: 0; WINTER - CERTAIN 2023-24: 0; WINTER - CERTAIN 2024-25: 0; WINTER - CERTAIN 2025-26: 0; WINTER - CERTAIN 2026-27: 0; WINTER - CERTAIN 2027-28: 0; WINTER - CERTAIN 2028-29: 0
Cancelled | US |  |  |  | 19INR0077 |  | Harton Solar | PV | SUN |  | Solar | n/a |  | 250 | 187.5 | 30 | SUMMER - CERTAIN 2018: 0; SUMMER - CERTAIN 2019: 0; SUMMER - CERTAIN 2020: 0; SUMMER - CERTAIN 2021: 0; SUMMER - CERTAIN 2022: 0; SUMMER - CERTAIN 2023: 0; SUMMER - CERTAIN 2024: 0; SUMMER - CERTAIN 2025: 0; SUMMER - CERTAIN 2026: 0; SUMMER - CERTAIN 2027: 0; SUMMER - CERTAIN 2028: 0; WINTER - CERTAIN 2018-19: 0; WINTER - CERTAIN 2019-20: 0; WINTER - CERTAIN 2020-21: 0; WINTER - CERTAIN 2021-22: 0; WINTER - CERTAIN 2022-23: 0; WINTER - CERTAIN 2023-24: 0; WINTER - CERTAIN 2024-25: 0; WINTER - CERTAIN 2025-26: 0; WINTER - CERTAIN 2026-27: 0; WINTER - CERTAIN 2027-28: 0; WINTER - CERTAIN 2028-29: 0
Cancelled | US |  |  |  | 19INR0078 |  | Salorn Solar | PV | SUN |  | Solar | n/a |  | 200 | 150 | 24 | SUMMER - CERTAIN 2018: 0; SUMMER - CERTAIN 2019: 0; SUMMER - CERTAIN 2020: 0; SUMMER - CERTAIN 2021: 0; SUMMER - CERTAIN 2022: 0; SUMMER - CERTAIN 2023: 0; SUMMER - CERTAIN 2024: 0; SUMMER - CERTAIN 2025: 0; SUMMER - CERTAIN 2026: 0; SUMMER - CERTAIN 2027: 0; SUMMER - CERTAIN 2028: 0; WINTER - CERTAIN 2018-19: 0; WINTER - CERTAIN 2019-20: 0; WINTER - CERTAIN 2020-21: 0; WINTER - CERTAIN 2021-22: 0; WINTER - CERTAIN 2022-23: 0; WINTER - CERTAIN 2023-24: 0; WINTER - CERTAIN 2024-25: 0; WINTER - CERTAIN 2025-26: 0; WINTER - CERTAIN 2026-27: 0; WINTER - CERTAIN 2027-28: 0; WINTER - CERTAIN 2028-29: 0
Cancelled | US |  |  |  | 19INR0079 |  | White Park Solar | PV | SUN |  | Solar | n/a |  | 600 | 450 | 72 | SUMMER - CERTAIN 2018: 0; SUMMER - CERTAIN 2019: 0; SUMMER - CERTAIN 2020: 0; SUMMER - CERTAIN 2021: 0; SUMMER - CERTAIN 2022: 0; SUMMER - CERTAIN 2023: 0; SUMMER - CERTAIN 2024: 0; SUMMER - CERTAIN 2025: 0; SUMMER - CERTAIN 2026: 0; SUMMER - CERTAIN 2027: 0; SUMMER - CERTAIN 2028: 0; WINTER - CERTAIN 2018-19: 0; WINTER - CERTAIN 2019-20: 0; WINTER - CERTAIN 2020-21: 0; WINTER - CERTAIN 2021-22: 0; WINTER - CERTAIN 2022-23: 0; WINTER - CERTAIN 2023-24: 0; WINTER - CERTAIN 2024-25: 0; WINTER - CERTAIN 2025-26: 0; WINTER - CERTAIN 2026-27: 0; WINTER - CERTAIN 2027-28: 0; WINTER - CERTAIN 2028-29: 0
Cancelled | US |  |  |  | 19INR0082 |  | Diebel | GT | NG |  | Natural Gas and Other Gases | n/a |  | 100 | 100 | 100 | SUMMER - CERTAIN 2018: 0; SUMMER - CERTAIN 2019: 0; SUMMER - CERTAIN 2020: 0; SUMMER - CERTAIN 2021: 0; SUMMER - CERTAIN 2022: 0; SUMMER - CERTAIN 2023: 0; SUMMER - CERTAIN 2024: 0; SUMMER - CERTAIN 2025: 0; SUMMER - CERTAIN 2026: 0; SUMMER - CERTAIN 2027: 0; SUMMER - CERTAIN 2028: 0; WINTER - CERTAIN 2018-19: 0; WINTER - CERTAIN 2019-20: 0; WINTER - CERTAIN 2020-21: 0; WINTER - CERTAIN 2021-22: 0; WINTER - CERTAIN 2022-23: 0; WINTER - CERTAIN 2023-24: 0; WINTER - CERTAIN 2024-25: 0; WINTER - CERTAIN 2025-26: 0; WINTER - CERTAIN 2026-27: 0; WINTER - CERTAIN 2027-28: 0; WINTER - CERTAIN 2028-29: 0
Cancelled | US |  |  |  | 19INR0084 |  | Brazos Solar | PV | SUN |  | Solar | n/a |  | 110 | 82.5 | 13.2 | SUMMER - CERTAIN 2018: 0; SUMMER - CERTAIN 2019: 0; SUMMER - CERTAIN 2020: 0; SUMMER - CERTAIN 2021: 0; SUMMER - CERTAIN 2022: 0; SUMMER - CERTAIN 2023: 0; SUMMER - CERTAIN 2024: 0; SUMMER - CERTAIN 2025: 0; SUMMER - CERTAIN 2026: 0; SUMMER - CERTAIN 2027: 0; SUMMER - CERTAIN 2028: 0; WINTER - CERTAIN 2018-19: 0; WINTER - CERTAIN 2019-20: 0; WINTER - CERTAIN 2020-21: 0; WINTER - CERTAIN 2021-22: 0; WINTER - CERTAIN 2022-23: 0; WINTER - CERTAIN 2023-24: 0; WINTER - CERTAIN 2024-25: 0; WINTER - CERTAIN 2025-26: 0; WINTER - CERTAIN 2026-27: 0; WINTER - CERTAIN 2027-28: 0; WINTER - CERTAIN 2028-29: 0
Cancelled | US |  |  |  | 19INR0086 |  | Tejas Solar | PV | SUN |  | Solar | n/a |  | 150 | 112.5 | 18 | SUMMER - CERTAIN 2018: 0; SUMMER - CERTAIN 2019: 0; SUMMER - CERTAIN 2020: 0; SUMMER - CERTAIN 2021: 0; SUMMER - CERTAIN 2022: 0; SUMMER - CERTAIN 2023: 0; SUMMER - CERTAIN 2024: 0; SUMMER - CERTAIN 2025: 0; SUMMER - CERTAIN 2026: 0; SUMMER - CERTAIN 2027: 0; SUMMER - CERTAIN 2028: 0; WINTER - CERTAIN 2018-19: 0; WINTER - CERTAIN 2019-20: 0; WINTER - CERTAIN 2020-21: 0; WINTER - CERTAIN 2021-22: 0; WINTER - CERTAIN 2022-23: 0; WINTER - CERTAIN 2023-24: 0; WINTER - CERTAIN 2024-25: 0; WINTER - CERTAIN 2025-26: 0; WINTER - CERTAIN 2026-27: 0; WINTER - CERTAIN 2027-28: 0; WINTER - CERTAIN 2028-29: 0
Cancelled | US |  |  |  | 19INR0087 |  | Lavista Solar | PV | SUN |  | Solar | n/a |  | 60 | 45 | 7.2 | SUMMER - CERTAIN 2018: 0; SUMMER - CERTAIN 2019: 0; SUMMER - CERTAIN 2020: 0; SUMMER - CERTAIN 2021: 0; SUMMER - CERTAIN 2022: 0; SUMMER - CERTAIN 2023: 0; SUMMER - CERTAIN 2024: 0; SUMMER - CERTAIN 2025: 0; SUMMER - CERTAIN 2026: 0; SUMMER - CERTAIN 2027: 0; SUMMER - CERTAIN 2028: 0; WINTER - CERTAIN 2018-19: 0; WINTER - CERTAIN 2019-20: 0; WINTER - CERTAIN 2020-21: 0; WINTER - CERTAIN 2021-22: 0; WINTER - CERTAIN 2022-23: 0; WINTER - CERTAIN 2023-24: 0; WINTER - CERTAIN 2024-25: 0; WINTER - CERTAIN 2025-26: 0; WINTER - CERTAIN 2026-27: 0; WINTER - CERTAIN 2027-28: 0; WINTER - CERTAIN 2028-29: 0
Cancelled | US |  |  |  | 19INR0089 |  | Castle Rock Solar | PV | SUN |  | Solar | n/a |  | 250 | 187.5 | 30 | SUMMER - CERTAIN 2018: 0; SUMMER - CERTAIN 2019: 0; SUMMER - CERTAIN 2020: 0; SUMMER - CERTAIN 2021: 0; SUMMER - CERTAIN 2022: 0; SUMMER - CERTAIN 2023: 0; SUMMER - CERTAIN 2024: 0; SUMMER - CERTAIN 2025: 0; SUMMER - CERTAIN 2026: 0; SUMMER - CERTAIN 2027: 0; SUMMER - CERTAIN 2028: 0; WINTER - CERTAIN 2018-19: 0; WINTER - CERTAIN 2019-20: 0; WINTER - CERTAIN 2020-21: 0; WINTER - CERTAIN 2021-22: 0; WINTER - CERTAIN 2022-23: 0; WINTER - CERTAIN 2023-24: 0; WINTER - CERTAIN 2024-25: 0; WINTER - CERTAIN 2025-26: 0; WINTER - CERTAIN 2026-27: 0; WINTER - CERTAIN 2027-28: 0; WINTER - CERTAIN 2028-29: 0
Cancelled | US |  |  |  | 19INR0090 |  | SF Bug Ranch S | PV | SUN |  | Solar | n/a |  | 200 | 150 | 24 | SUMMER - CERTAIN 2018: 0; SUMMER - CERTAIN 2019: 0; SUMMER - CERTAIN 2020: 0; SUMMER - CERTAIN 2021: 0; SUMMER - CERTAIN 2022: 0; SUMMER - CERTAIN 2023: 0; SUMMER - CERTAIN 2024: 0; SUMMER - CERTAIN 2025: 0; SUMMER - CERTAIN 2026: 0; SUMMER - CERTAIN 2027: 0; SUMMER - CERTAIN 2028: 0; WINTER - CERTAIN 2018-19: 0; WINTER - CERTAIN 2019-20: 0; WINTER - CERTAIN 2020-21: 0; WINTER - CERTAIN 2021-22: 0; WINTER - CERTAIN 2022-23: 0; WINTER - CERTAIN 2023-24: 0; WINTER - CERTAIN 2024-25: 0; WINTER - CERTAIN 2025-26: 0; WINTER - CERTAIN 2026-27: 0; WINTER - CERTAIN 2027-28: 0; WINTER - CERTAIN 2028-29: 0
Cancelled | US |  |  |  | 19INR0095 |  | Borden Wind | WT | WND |  | Wind | n/a |  | 250 | 35 | 50 | SUMMER - CERTAIN 2018: 0; SUMMER - CERTAIN 2019: 0; SUMMER - CERTAIN 2020: 0; SUMMER - CERTAIN 2021: 0; SUMMER - CERTAIN 2022: 0; SUMMER - CERTAIN 2023: 0; SUMMER - CERTAIN 2024: 0; SUMMER - CERTAIN 2025: 0; SUMMER - CERTAIN 2026: 0; SUMMER - CERTAIN 2027: 0; SUMMER - CERTAIN 2028: 0; WINTER - CERTAIN 2018-19: 0; WINTER - CERTAIN 2019-20: 0; WINTER - CERTAIN 2020-21: 0; WINTER - CERTAIN 2021-22: 0; WINTER - CERTAIN 2022-23: 0; WINTER - CERTAIN 2023-24: 0; WINTER - CERTAIN 2024-25: 0; WINTER - CERTAIN 2025-26: 0; WINTER - CERTAIN 2026-27: 0; WINTER - CERTAIN 2027-28: 0; WINTER - CERTAIN 2028-29: 0
Cancelled | US |  |  |  | 19INR0105 |  | Concho Valley Solar | PV | SUN |  | Solar | n/a |  | 150 | 112.5 | 18 | SUMMER - CERTAIN 2018: 0; SUMMER - CERTAIN 2019: 0; SUMMER - CERTAIN 2020: 0; SUMMER - CERTAIN 2021: 0; SUMMER - CERTAIN 2022: 0; SUMMER - CERTAIN 2023: 0; SUMMER - CERTAIN 2024: 0; SUMMER - CERTAIN 2025: 0; SUMMER - CERTAIN 2026: 0; SUMMER - CERTAIN 2027: 0; SUMMER - CERTAIN 2028: 0; WINTER - CERTAIN 2018-19: 0; WINTER - CERTAIN 2019-20: 0; WINTER - CERTAIN 2020-21: 0; WINTER - CERTAIN 2021-22: 0; WINTER - CERTAIN 2022-23: 0; WINTER - CERTAIN 2023-24: 0; WINTER - CERTAIN 2024-25: 0; WINTER - CERTAIN 2025-26: 0; WINTER - CERTAIN 2026-27: 0; WINTER - CERTAIN 2027-28: 0; WINTER - CERTAIN 2028-29: 0
Cancelled | US |  |  |  | 19INR0106 |  | Las Palmas Wind | WT | WND |  | Wind | n/a |  | 201 | 118.59 | 86.43 | SUMMER - CERTAIN 2018: 0; SUMMER - CERTAIN 2019: 0; SUMMER - CERTAIN 2020: 0; SUMMER - CERTAIN 2021: 0; SUMMER - CERTAIN 2022: 0; SUMMER - CERTAIN 2023: 0; SUMMER - CERTAIN 2024: 0; SUMMER - CERTAIN 2025: 0; SUMMER - CERTAIN 2026: 0; SUMMER - CERTAIN 2027: 0; SUMMER - CERTAIN 2028: 0; WINTER - CERTAIN 2018-19: 0; WINTER - CERTAIN 2019-20: 0; WINTER - CERTAIN 2020-21: 0; WINTER - CERTAIN 2021-22: 0; WINTER - CERTAIN 2022-23: 0; WINTER - CERTAIN 2023-24: 0; WINTER - CERTAIN 2024-25: 0; WINTER - CERTAIN 2025-26: 0; WINTER - CERTAIN 2026-27: 0; WINTER - CERTAIN 2027-28: 0; WINTER - CERTAIN 2028-29: 0
Cancelled | US |  |  |  | 19INR0107 |  | Las Palmas Wind II | WT | WND |  | Wind | n/a |  | 102 | 60.18 | 43.86 | SUMMER - CERTAIN 2018: 0; SUMMER - CERTAIN 2019: 0; SUMMER - CERTAIN 2020: 0; SUMMER - CERTAIN 2021: 0; SUMMER - CERTAIN 2022: 0; SUMMER - CERTAIN 2023: 0; SUMMER - CERTAIN 2024: 0; SUMMER - CERTAIN 2025: 0; SUMMER - CERTAIN 2026: 0; SUMMER - CERTAIN 2027: 0; SUMMER - CERTAIN 2028: 0; WINTER - CERTAIN 2018-19: 0; WINTER - CERTAIN 2019-20: 0; WINTER - CERTAIN 2020-21: 0; WINTER - CERTAIN 2021-22: 0; WINTER - CERTAIN 2022-23: 0; WINTER - CERTAIN 2023-24: 0; WINTER - CERTAIN 2024-25: 0; WINTER - CERTAIN 2025-26: 0; WINTER - CERTAIN 2026-27: 0; WINTER - CERTAIN 2027-28: 0; WINTER - CERTAIN 2028-29: 0
Cancelled | US |  |  |  | 19INR0116 |  | KMF Wind | WT | WND |  | Wind | n/a |  | 150 | 88.5 | 64.5 | SUMMER - CERTAIN 2018: 0; SUMMER - CERTAIN 2019: 0; SUMMER - CERTAIN 2020: 0; SUMMER - CERTAIN 2021: 0; SUMMER - CERTAIN 2022: 0; SUMMER - CERTAIN 2023: 0; SUMMER - CERTAIN 2024: 0; SUMMER - CERTAIN 2025: 0; SUMMER - CERTAIN 2026: 0; SUMMER - CERTAIN 2027: 0; SUMMER - CERTAIN 2028: 0; WINTER - CERTAIN 2018-19: 0; WINTER - CERTAIN 2019-20: 0; WINTER - CERTAIN 2020-21: 0; WINTER - CERTAIN 2021-22: 0; WINTER - CERTAIN 2022-23: 0; WINTER - CERTAIN 2023-24: 0; WINTER - CERTAIN 2024-25: 0; WINTER - CERTAIN 2025-26: 0; WINTER - CERTAIN 2026-27: 0; WINTER - CERTAIN 2027-28: 0; WINTER - CERTAIN 2028-29: 0
Cancelled | US |  |  |  | 19INR0137 |  | Live Oak Solar | PV | SUN |  | Solar | n/a |  | 50 | 37.5 | 6 | SUMMER - CERTAIN 2018: 0; SUMMER - CERTAIN 2019: 0; SUMMER - CERTAIN 2020: 0; SUMMER - CERTAIN 2021: 0; SUMMER - CERTAIN 2022: 0; SUMMER - CERTAIN 2023: 0; SUMMER - CERTAIN 2024: 0; SUMMER - CERTAIN 2025: 0; SUMMER - CERTAIN 2026: 0; SUMMER - CERTAIN 2027: 0; SUMMER - CERTAIN 2028: 0; WINTER - CERTAIN 2018-19: 0; WINTER - CERTAIN 2019-20: 0; WINTER - CERTAIN 2020-21: 0; WINTER - CERTAIN 2021-22: 0; WINTER - CERTAIN 2022-23: 0; WINTER - CERTAIN 2023-24: 0; WINTER - CERTAIN 2024-25: 0; WINTER - CERTAIN 2025-26: 0; WINTER - CERTAIN 2026-27: 0; WINTER - CERTAIN 2027-28: 0; WINTER - CERTAIN 2028-29: 0
Cancelled | US |  |  |  | 20INR0001 |  | Muldoon Thermal | CC | NG |  | Natural Gas and Other Gases | n/a |  | 1100 | 1100 | 1100 | SUMMER - CERTAIN 2018: 0; SUMMER - CERTAIN 2019: 0; SUMMER - CERTAIN 2020: 0; SUMMER - CERTAIN 2021: 0; SUMMER - CERTAIN 2022: 0; SUMMER - CERTAIN 2023: 0; SUMMER - CERTAIN 2024: 0; SUMMER - CERTAIN 2025: 0; SUMMER - CERTAIN 2026: 0; SUMMER - CERTAIN 2027: 0; SUMMER - CERTAIN 2028: 0; WINTER - CERTAIN 2018-19: 0; WINTER - CERTAIN 2019-20: 0; WINTER - CERTAIN 2020-21: 0; WINTER - CERTAIN 2021-22: 0; WINTER - CERTAIN 2022-23: 0; WINTER - CERTAIN 2023-24: 0; WINTER - CERTAIN 2024-25: 0; WINTER - CERTAIN 2025-26: 0; WINTER - CERTAIN 2026-27: 0; WINTER - CERTAIN 2027-28: 0; WINTER - CERTAIN 2028-29: 0
Cancelled | US |  |  |  | 20INR0004 | Sanco 2 Solar | Sanco 2 Solar | PV | SUN |  | Solar | n/a |  | 150 | 112.5 | 18 | SUMMER - CERTAIN 2018: 0; SUMMER - CERTAIN 2019: 0; SUMMER - CERTAIN 2020: 0; SUMMER - CERTAIN 2021: 0; SUMMER - CERTAIN 2022: 0; SUMMER - CERTAIN 2023: 0; SUMMER - CERTAIN 2024: 0; SUMMER - CERTAIN 2025: 0; SUMMER - CERTAIN 2026: 0; SUMMER - CERTAIN 2027: 0; SUMMER - CERTAIN 2028: 0; WINTER - CERTAIN 2018-19: 0; WINTER - CERTAIN 2019-20: 0; WINTER - CERTAIN 2020-21: 0; WINTER - CERTAIN 2021-22: 0; WINTER - CERTAIN 2022-23: 0; WINTER - CERTAIN 2023-24: 0; WINTER - CERTAIN 2024-25: 0; WINTER - CERTAIN 2025-26: 0; WINTER - CERTAIN 2026-27: 0; WINTER - CERTAIN 2027-28: 0; WINTER - CERTAIN 2028-29: 0
Cancelled | US |  |  |  | 20INR0006 | Barzona Solar | Barzona Solar | PV | SUN |  | Solar | n/a |  | 150 | 112.5 | 18 | SUMMER - CERTAIN 2018: 0; SUMMER - CERTAIN 2019: 0; SUMMER - CERTAIN 2020: 0; SUMMER - CERTAIN 2021: 0; SUMMER - CERTAIN 2022: 0; SUMMER - CERTAIN 2023: 0; SUMMER - CERTAIN 2024: 0; SUMMER - CERTAIN 2025: 0; SUMMER - CERTAIN 2026: 0; SUMMER - CERTAIN 2027: 0; SUMMER - CERTAIN 2028: 0; WINTER - CERTAIN 2018-19: 0; WINTER - CERTAIN 2019-20: 0; WINTER - CERTAIN 2020-21: 0; WINTER - CERTAIN 2021-22: 0; WINTER - CERTAIN 2022-23: 0; WINTER - CERTAIN 2023-24: 0; WINTER - CERTAIN 2024-25: 0; WINTER - CERTAIN 2025-26: 0; WINTER - CERTAIN 2026-27: 0; WINTER - CERTAIN 2027-28: 0; WINTER - CERTAIN 2028-29: 0
Cancelled | US |  |  |  | 20INR0007 | Aubrac Solar | Aubrac Solar | PV | SUN |  | Solar | n/a |  | 300 | 225 | 36 | SUMMER - CERTAIN 2018: 0; SUMMER - CERTAIN 2019: 0; SUMMER - CERTAIN 2020: 0; SUMMER - CERTAIN 2021: 0; SUMMER - CERTAIN 2022: 0; SUMMER - CERTAIN 2023: 0; SUMMER - CERTAIN 2024: 0; SUMMER - CERTAIN 2025: 0; SUMMER - CERTAIN 2026: 0; SUMMER - CERTAIN 2027: 0; SUMMER - CERTAIN 2028: 0; WINTER - CERTAIN 2018-19: 0; WINTER - CERTAIN 2019-20: 0; WINTER - CERTAIN 2020-21: 0; WINTER - CERTAIN 2021-22: 0; WINTER - CERTAIN 2022-23: 0; WINTER - CERTAIN 2023-24: 0; WINTER - CERTAIN 2024-25: 0; WINTER - CERTAIN 2025-26: 0; WINTER - CERTAIN 2026-27: 0; WINTER - CERTAIN 2027-28: 0; WINTER - CERTAIN 2028-29: 0
Cancelled | US |  |  |  | 20INR0010 | SDR Wind | SDR Wind | WT | WND |  | Wind | n/a |  | 400 | 56 | 80 | SUMMER - CERTAIN 2018: 0; SUMMER - CERTAIN 2019: 0; SUMMER - CERTAIN 2020: 0; SUMMER - CERTAIN 2021: 0; SUMMER - CERTAIN 2022: 0; SUMMER - CERTAIN 2023: 0; SUMMER - CERTAIN 2024: 0; SUMMER - CERTAIN 2025: 0; SUMMER - CERTAIN 2026: 0; SUMMER - CERTAIN 2027: 0; SUMMER - CERTAIN 2028: 0; WINTER - CERTAIN 2018-19: 0; WINTER - CERTAIN 2019-20: 0; WINTER - CERTAIN 2020-21: 0; WINTER - CERTAIN 2021-22: 0; WINTER - CERTAIN 2022-23: 0; WINTER - CERTAIN 2023-24: 0; WINTER - CERTAIN 2024-25: 0; WINTER - CERTAIN 2025-26: 0; WINTER - CERTAIN 2026-27: 0; WINTER - CERTAIN 2027-28: 0; WINTER - CERTAIN 2028-29: 0
Cancelled | US |  |  |  | 20INR0017 |  | Cooke Wind | WT | WND |  | Wind | n/a |  | 152 | 21.28 | 30.4 | SUMMER - CERTAIN 2018: 0; SUMMER - CERTAIN 2019: 0; SUMMER - CERTAIN 2020: 0; SUMMER - CERTAIN 2021: 0; SUMMER - CERTAIN 2022: 0; SUMMER - CERTAIN 2023: 0; SUMMER - CERTAIN 2024: 0; SUMMER - CERTAIN 2025: 0; SUMMER - CERTAIN 2026: 0; SUMMER - CERTAIN 2027: 0; SUMMER - CERTAIN 2028: 0; WINTER - CERTAIN 2018-19: 0; WINTER - CERTAIN 2019-20: 0; WINTER - CERTAIN 2020-21: 0; WINTER - CERTAIN 2021-22: 0; WINTER - CERTAIN 2022-23: 0; WINTER - CERTAIN 2023-24: 0; WINTER - CERTAIN 2024-25: 0; WINTER - CERTAIN 2025-26: 0; WINTER - CERTAIN 2026-27: 0; WINTER - CERTAIN 2027-28: 0; WINTER - CERTAIN 2028-29: 0
Cancelled | US |  |  |  | 20INR0018 |  | Hamilton Wind | WT | WND |  | Wind | n/a |  | 101 | 14.14 | 20.2 | SUMMER - CERTAIN 2018: 0; SUMMER - CERTAIN 2019: 0; SUMMER - CERTAIN 2020: 0; SUMMER - CERTAIN 2021: 0; SUMMER - CERTAIN 2022: 0; SUMMER - CERTAIN 2023: 0; SUMMER - CERTAIN 2024: 0; SUMMER - CERTAIN 2025: 0; SUMMER - CERTAIN 2026: 0; SUMMER - CERTAIN 2027: 0; SUMMER - CERTAIN 2028: 0; WINTER - CERTAIN 2018-19: 0; WINTER - CERTAIN 2019-20: 0; WINTER - CERTAIN 2020-21: 0; WINTER - CERTAIN 2021-22: 0; WINTER - CERTAIN 2022-23: 0; WINTER - CERTAIN 2023-24: 0; WINTER - CERTAIN 2024-25: 0; WINTER - CERTAIN 2025-26: 0; WINTER - CERTAIN 2026-27: 0; WINTER - CERTAIN 2027-28: 0; WINTER - CERTAIN 2028-29: 0
Cancelled | US |  |  |  | 20INR0020 |  | Pumpkin Farm Solar | PV | SUN |  | Solar | n/a |  | 400 | 300 | 48 | SUMMER - CERTAIN 2018: 0; SUMMER - CERTAIN 2019: 0; SUMMER - CERTAIN 2020: 0; SUMMER - CERTAIN 2021: 0; SUMMER - CERTAIN 2022: 0; SUMMER - CERTAIN 2023: 0; SUMMER - CERTAIN 2024: 0; SUMMER - CERTAIN 2025: 0; SUMMER - CERTAIN 2026: 0; SUMMER - CERTAIN 2027: 0; SUMMER - CERTAIN 2028: 0; WINTER - CERTAIN 2018-19: 0; WINTER - CERTAIN 2019-20: 0; WINTER - CERTAIN 2020-21: 0; WINTER - CERTAIN 2021-22: 0; WINTER - CERTAIN 2022-23: 0; WINTER - CERTAIN 2023-24: 0; WINTER - CERTAIN 2024-25: 0; WINTER - CERTAIN 2025-26: 0; WINTER - CERTAIN 2026-27: 0; WINTER - CERTAIN 2027-28: 0; WINTER - CERTAIN 2028-29: 0
Cancelled | US |  |  |  | 20INR0027 |  | Lavaca Wind | WT | WND |  | Wind | n/a |  | 151 | 89.208 | 65.016 | SUMMER - CERTAIN 2018: 0; SUMMER - CERTAIN 2019: 0; SUMMER - CERTAIN 2020: 0; SUMMER - CERTAIN 2021: 0; SUMMER - CERTAIN 2022: 0; SUMMER - CERTAIN 2023: 0; SUMMER - CERTAIN 2024: 0; SUMMER - CERTAIN 2025: 0; SUMMER - CERTAIN 2026: 0; SUMMER - CERTAIN 2027: 0; SUMMER - CERTAIN 2028: 0; WINTER - CERTAIN 2018-19: 0; WINTER - CERTAIN 2019-20: 0; WINTER - CERTAIN 2020-21: 0; WINTER - CERTAIN 2021-22: 0; WINTER - CERTAIN 2022-23: 0; WINTER - CERTAIN 2023-24: 0; WINTER - CERTAIN 2024-25: 0; WINTER - CERTAIN 2025-26: 0; WINTER - CERTAIN 2026-27: 0; WINTER - CERTAIN 2027-28: 0; WINTER - CERTAIN 2028-29: 0
Cancelled | US |  |  |  | 20INR0034 |  | Cargil Solar | PV | SUN |  | Solar | n/a |  | 65 | 48.75 | 7.8 | SUMMER - CERTAIN 2018: 0; SUMMER - CERTAIN 2019: 0; SUMMER - CERTAIN 2020: 0; SUMMER - CERTAIN 2021: 0; SUMMER - CERTAIN 2022: 0; SUMMER - CERTAIN 2023: 0; SUMMER - CERTAIN 2024: 0; SUMMER - CERTAIN 2025: 0; SUMMER - CERTAIN 2026: 0; SUMMER - CERTAIN 2027: 0; SUMMER - CERTAIN 2028: 0; WINTER - CERTAIN 2018-19: 0; WINTER - CERTAIN 2019-20: 0; WINTER - CERTAIN 2020-21: 0; WINTER - CERTAIN 2021-22: 0; WINTER - CERTAIN 2022-23: 0; WINTER - CERTAIN 2023-24: 0; WINTER - CERTAIN 2024-25: 0; WINTER - CERTAIN 2025-26: 0; WINTER - CERTAIN 2026-27: 0; WINTER - CERTAIN 2027-28: 0; WINTER - CERTAIN 2028-29: 0
Cancelled | US |  |  |  | 20INR0034_ES |  | Cargil Solar batt | BA | MWH |  | Other | n/a |  | 30 | 0 | 0 | SUMMER - CERTAIN 2018: 0; SUMMER - CERTAIN 2019: 0; SUMMER - CERTAIN 2020: 0; SUMMER - CERTAIN 2021: 0; SUMMER - CERTAIN 2022: 0; SUMMER - CERTAIN 2023: 0; SUMMER - CERTAIN 2024: 0; SUMMER - CERTAIN 2025: 0; SUMMER - CERTAIN 2026: 0; SUMMER - CERTAIN 2027: 0; SUMMER - CERTAIN 2028: 0; WINTER - CERTAIN 2018-19: 0; WINTER - CERTAIN 2019-20: 0; WINTER - CERTAIN 2020-21: 0; WINTER - CERTAIN 2021-22: 0; WINTER - CERTAIN 2022-23: 0; WINTER - CERTAIN 2023-24: 0; WINTER - CERTAIN 2024-25: 0; WINTER - CERTAIN 2025-26: 0; WINTER - CERTAIN 2026-27: 0; WINTER - CERTAIN 2027-28: 0; WINTER - CERTAIN 2028-29: 0
Cancelled | US |  |  |  | 20INR0041 |  | Watusi Solar | PV | SUN |  | Solar | n/a |  | 195 | 146.25 | 23.4 | SUMMER - CERTAIN 2018: 0; SUMMER - CERTAIN 2019: 0; SUMMER - CERTAIN 2020: 0; SUMMER - CERTAIN 2021: 0; SUMMER - CERTAIN 2022: 0; SUMMER - CERTAIN 2023: 0; SUMMER - CERTAIN 2024: 0; SUMMER - CERTAIN 2025: 0; SUMMER - CERTAIN 2026: 0; SUMMER - CERTAIN 2027: 0; SUMMER - CERTAIN 2028: 0; WINTER - CERTAIN 2018-19: 0; WINTER - CERTAIN 2019-20: 0; WINTER - CERTAIN 2020-21: 0; WINTER - CERTAIN 2021-22: 0; WINTER - CERTAIN 2022-23: 0; WINTER - CERTAIN 2023-24: 0; WINTER - CERTAIN 2024-25: 0; WINTER - CERTAIN 2025-26: 0; WINTER - CERTAIN 2026-27: 0; WINTER - CERTAIN 2027-28: 0; WINTER - CERTAIN 2028-29: 0
Cancelled | US |  |  |  | 21INR0001 | Simmental Solar | Simmental Solar | PV | SUN |  | Solar | n/a |  | 300 | 225 | 36 | SUMMER - CERTAIN 2018: 0; SUMMER - CERTAIN 2019: 0; SUMMER - CERTAIN 2020: 0; SUMMER - CERTAIN 2021: 0; SUMMER - CERTAIN 2022: 0; SUMMER - CERTAIN 2023: 0; SUMMER - CERTAIN 2024: 0; SUMMER - CERTAIN 2025: 0; SUMMER - CERTAIN 2026: 0; SUMMER - CERTAIN 2027: 0; SUMMER - CERTAIN 2028: 0; WINTER - CERTAIN 2018-19: 0; WINTER - CERTAIN 2019-20: 0; WINTER - CERTAIN 2020-21: 0; WINTER - CERTAIN 2021-22: 0; WINTER - CERTAIN 2022-23: 0; WINTER - CERTAIN 2023-24: 0; WINTER - CERTAIN 2024-25: 0; WINTER - CERTAIN 2025-26: 0; WINTER - CERTAIN 2026-27: 0; WINTER - CERTAIN 2027-28: 0; WINTER - CERTAIN 2028-29: 0
Cancelled | US |  |  |  | 21INR0002 | Hariana Solar | Hariana Solar | PV | SUN |  | Solar | n/a |  | 200 | 150 | 24 | SUMMER - CERTAIN 2018: 0; SUMMER - CERTAIN 2019: 0; SUMMER - CERTAIN 2020: 0; SUMMER - CERTAIN 2021: 0; SUMMER - CERTAIN 2022: 0; SUMMER - CERTAIN 2023: 0; SUMMER - CERTAIN 2024: 0; SUMMER - CERTAIN 2025: 0; SUMMER - CERTAIN 2026: 0; SUMMER - CERTAIN 2027: 0; SUMMER - CERTAIN 2028: 0; WINTER - CERTAIN 2018-19: 0; WINTER - CERTAIN 2019-20: 0; WINTER - CERTAIN 2020-21: 0; WINTER - CERTAIN 2021-22: 0; WINTER - CERTAIN 2022-23: 0; WINTER - CERTAIN 2023-24: 0; WINTER - CERTAIN 2024-25: 0; WINTER - CERTAIN 2025-26: 0; WINTER - CERTAIN 2026-27: 0; WINTER - CERTAIN 2027-28: 0; WINTER - CERTAIN 2028-29: 0
Cancelled | US |  |  |  | 21INR0003 | Galloway Solar | Galloway Solar | PV | SUN |  | Solar | n/a |  | 300 | 225 | 36 | SUMMER - CERTAIN 2018: 0; SUMMER - CERTAIN 2019: 0; SUMMER - CERTAIN 2020: 0; SUMMER - CERTAIN 2021: 0; SUMMER - CERTAIN 2022: 0; SUMMER - CERTAIN 2023: 0; SUMMER - CERTAIN 2024: 0; SUMMER - CERTAIN 2025: 0; SUMMER - CERTAIN 2026: 0; SUMMER - CERTAIN 2027: 0; SUMMER - CERTAIN 2028: 0; WINTER - CERTAIN 2018-19: 0; WINTER - CERTAIN 2019-20: 0; WINTER - CERTAIN 2020-21: 0; WINTER - CERTAIN 2021-22: 0; WINTER - CERTAIN 2022-23: 0; WINTER - CERTAIN 2023-24: 0; WINTER - CERTAIN 2024-25: 0; WINTER - CERTAIN 2025-26: 0; WINTER - CERTAIN 2026-27: 0; WINTER - CERTAIN 2027-28: 0; WINTER - CERTAIN 2028-29: 0

## Form C
CAPACITY TRANSFERS - IMPORTS | Year(s) | Unit | 2017 (S) | 2018 (S) | 2019 (S) | 2020 (S) | 2021 (S) | 2022 (S) | 2023 (S) | 2024 (S) | 2025 (S) | 2026 (S) | 2027 (S) | 2028 (S) | 2017-18 (W) | 2018-19 (W) | 2019-20 (W) | 2020-21 (W) | 2021-22 (W) | 2022-23 (W) | 2023-24 (W) | 2024-25 (W) | 2025-26 (W) | 2026-27 (W) | 2027-28 (W) | 2028-29 (W) | Data Submitter Comments | NERC Response
Firm Imports | 2018-2028 | MW |  | 1796 | 1796 | 1796 | 1346 | 1296 | 1296 | 1296 | 1296 | 1296 | 1296 | 1296 |  | 1880 | 1880 | 1430 | 1380 | 1380 | 1380 | 1380 | 1380 | 1380 | 1380 | 1380
Firm Imports - Full-Responsibility Purchases | 2018-2028 | MW |  | 0 | 0 | 0 | 0 | 0 | 0 | 0 | 0 | 0 | 0 | 0 |  | 0 | 0 | 0 | 0 | 0 | 0 | 0 | 0 | 0 | 0 | 0
Firm Imports - Owned Capacity/Entitlement Located Outside the Area | 2018-2028 | MW |  | 0 | 0 | 0 | 0 | 0 | 0 | 0 | 0 | 0 | 0 | 0 |  | 0 | 0 | 0 | 0 | 0 | 0 | 0 | 0 | 0 | 0 | 0
Expected Imports | 2018-2028 | MW |  | 1796 | 1796 | 1796 | 1346 | 1296 | 1296 | 1296 | 1296 | 1296 | 1296 | 1296 |  | 1880 | 1880 | 1430 | 1380 | 1380 | 1380 | 1380 | 1380 | 1380 | 1380 | 1380
CAPACITY TRANSFERS - EXPORTS | Year(s) | Unit | 2017 (S) | 2018 (S) | 2019 (S) | 2020 (S) | 2021 (S) | 2022 (S) | 2023 (S) | 2024 (S) | 2025 (S) | 2026 (S) | 2027 (S) | 2028 (S) | 2017-18 (W) | 2018-19 (W) | 2019-20 (W) | 2020-21 (W) | 2021-22 (W) | 2022-23 (W) | 2023-24 (W) | 2024-25 (W) | 2025-26 (W) | 2026-27 (W) | 2027-28 (W) | 2028-29 (W) | Data Submitter Comments | NERC Response
Firm Exports | 2018-2028 | MW |  | 1534.2 | 1534.2 | 1588.8 | 1288.8 | 1288.8 | 1288.8 | 1288.8 | 1288.8 | 1288.8 | 1288.8 | 1288.8 |  | 1534.2 | 1534.2 | 1588.8 | 1288.8 | 1288.8 | 1288.8 | 1288.8 | 1288.8 | 1288.8 | 1288.8 | 1288.8
Firm Exports - Full-Responsibility Sales | 2018-2028 | MW |  | 0 | 0 | 0 | 0 | 0 | 0 | 0 | 0 | 0 | 0 | 0 |  | 0 | 0 | 0 | 0 | 0 | 0 | 0 | 0 | 0 | 0 | 0
Firm Exports - Owned Capacity/Entitlement Located Inside the Area | 2018-2028 | MW |  | 0 | 0 | 0 | 0 | 0 | 0 | 0 | 0 | 0 | 0 | 0 |  | 0 | 0 | 0 | 0 | 0 | 0 | 0 | 0 | 0 | 0 | 0
Expected Exports | 2018-2028 | MW |  | 1534.2 | 1534.2 | 1588.8 | 1288.8 | 1288.8 | 1288.8 | 1288.8 | 1288.8 | 1288.8 | 1288.8 | 1288.8 |  | 1534.2 | 1534.2 | 1588.8 | 1288.8 | 1288.8 | 1288.8 | 1288.8 | 1288.8 | 1288.8 | 1288.8 | 1288.8
AVAILABLE ON-PEAK RESERVES | Year(s) | Unit | 2017 (S) | 2018 (S) | 2019 (S) | 2020 (S) | 2021 (S) | 2022 (S) | 2023 (S) | 2024 (S) | 2025 (S) | 2026 (S) | 2027 (S) | 2028 (S) | 2017-18 (W) | 2018-19 (W) | 2019-20 (W) | 2020-21 (W) | 2021-22 (W) | 2022-23 (W) | 2023-24 (W) | 2024-25 (W) | 2025-26 (W) | 2026-27 (W) | 2027-28 (W) | 2028-29 (W) | Data Submitter Comments | NERC Response
Available Reserves During Peak - Prior Year Actual | 2017 | MW | 5925.9 | [11 empty] | 9670.3
CAPACITY ADJUSTMENTS | Year(s) | Unit | 2017 (S) | 2018 (S) | 2019 (S) | 2020 (S) | 2021 (S) | 2022 (S) | 2023 (S) | 2024 (S) | 2025 (S) | 2026 (S) | 2027 (S) | 2028 (S) | 2017-18 (W) | 2018-19 (W) | 2019-20 (W) | 2020-21 (W) | 2021-22 (W) | 2022-23 (W) | 2023-24 (W) | 2024-25 (W) | 2025-26 (W) | 2026-27 (W) | 2027-28 (W) | 2028-29 (W) | Data Submitter Comments | NERC Response
Scheduled Outages | 2018-2028 | MW |  | 0 | 0 | 0 | 0 | 0 | 0 | 0 | 0 | 0 | 0 | 0 |  | 1695 | 0 | 0 | 0 | 0 | 0 | 0 | 0 | 0 | 0 | 0
Transmission Limitations | 2018-2028 | MW |  | 0 | 0 | 0 | 0 | 0 | 0 | 0 | 0 | 0 | 0 | 0 |  | 0 | 0 | 0 | 0 | 0 | 0 | 0 | 0 | 0 | 0 | 0
Behind the Meter Generation - Capacity | 2018-2028 | MW |  | 3298 | 3264.4 | 3228.4 | 3199.4 | 3259.4 | 3259.4 | 3249.4 | 3249.4 | 3249.4 | 3249.4 | 3249.4 |  | 3298 | 3264.4 | 3228.4 | 3199.4 | 3259.4 | 3259.4 | 3249.4 | 3249.4 | 3249.4 | 3249.4 | 3249.4
Other Capacity Adjustments - Additions | 2018-2028 | MW |  | 0 | 0 | 0 | 0 | 0 | 0 | 0 | 0 | 0 | 0 | 0 | 0 | 79.1 | 79.1 | 79.1 | 79.1 | 79.1 | 79.1 | 79.1 | 79.1 | 79.1 | 79.1 | 79.1
Other Capacity Adjustments - Reductions | 2018-2028 | MW |  | 32.6 | 32.6 | 32.6 | 32.6 | 32.6 | 32.6 | 32.6 | 32.6 | 32.6 | 32.6 | 32.6 |  | 0 | 0 | 0 | 0 | 0 | 0 | 0 | 0 | 0 | 0 | 0
CAPACITY ADDITIONS BY GENERATION TYPE | Status | Unit | 2017 (S) | 2018 (S) | 2019 (S) | 2020 (S) | 2021 (S) | 2022 (S) | 2023 (S) | 2024 (S) | 2025 (S) | 2026 (S) | 2027 (S) | 2028 (S) | 2017-18 (W) | 2018-19 (W) | 2019-20 (W) | 2020-21 (W) | 2021-22 (W) | 2022-23 (W) | 2023-24 (W) | 2024-25 (W) | 2025-26 (W) | 2026-27 (W) | 2027-28 (W) | 2028-29 (W) | Data Submitter Comments | NERC Response
Coal | Tier 1 | MW
| Tier 2 | MW
| Tier 3 | MW
Petroleum | Tier 1 | MW
| Tier 2 | MW
| Tier 3 | MW
Natural Gas | Tier 1 | MW
| Tier 2 | MW
| Tier 3 | MW
Nuclear | Tier 1 | MW
| Tier 2 | MW
| Tier 3 | MW
Hydro | Tier 1 | MW
| Tier 2 | MW
| Tier 3 | MW
Pumped Storage | Tier 1 | MW
| Tier 2 | MW
| Tier 3 | MW
Geothermal | Tier 1 | MW
| Tier 2 | MW
| Tier 3 | MW
Biomass | Tier 1 | MW
| Tier 2 | MW
| Tier 3 | MW
Wind | Tier 1 | MW
| Tier 2 | MW
| Tier 3 | MW
Solar | Tier 1 | MW
| Tier 2 | MW
| Tier 3 | MW
Other | Tier 1 | MW
| Tier 2 | MW
| Tier 3 | MW
Unknown | Tier 1 | MW
| Tier 2 | MW
| Tier 3 | MW
UNCONFIRMED CAPACITY RETIREMENTS BY GENERATION TYPE | Status | Unit | 2017 (S) | 2018 (S) | 2019 (S) | 2020 (S) | 2021 (S) | 2022 (S) | 2023 (S) | 2024 (S) | 2025 (S) | 2026 (S) | 2027 (S) | 2028 (S) | 2017-18 (W) | 2018-19 (W) | 2019-20 (W) | 2020-21 (W) | 2021-22 (W) | 2022-23 (W) | 2023-24 (W) | 2024-25 (W) | 2025-26 (W) | 2026-27 (W) | 2027-28 (W) | 2028-29 (W) | Data Submitter Comments | NERC Response
Coal | Unconfirmed | MW | [6 empty] | 367 | 367 | 367 | 367 | 367 | 367 | [6 empty] | 367 | 367 | 367 | 367 | 367 | 367 | 367 MW of Austin Energy's share of the Fayette Power Station beginning in 2023. Replacement capacity will come mainly from solar PPAs and DSM.
Petroleum | Unconfirmed | MW
Natural Gas | Unconfirmed | MW |  |  |  |  | 315 | 235 | 235 | 235 | 235 | 235 | 235 | 235 |  |  |  |  | 315 | 235 | 235 | 235 | 235 | 235 | 235 | 235 | Austin Energy's Decker gas-steam plant (total of 735 MW, 315 MW in 2021; 420 MW 2022) less 500 MW replacement combined-cycle unit in 2022. Retirement is contingent on building replacement capacity at either the Decker or Sand Hill Energy Center sites.
Nuclear | Unconfirmed | MW
Hydro | Unconfirmed | MW
Pumped Storage | Unconfirmed | MW
Geothermal | Unconfirmed | MW
Biomass | Unconfirmed | MW
Wind | Unconfirmed | MW
Solar | Unconfirmed | MW
Other | Unconfirmed | MW
Unknown | Unconfirmed | MW

## Form D
NERC Project ID | Project ID | Project Name | Project Status | Tie Line | Primary Driver | Secondary Driver | Terminal Origin | Terminal Origin State | Terminal Endpoint | Terminal Endpoint State | Company Name | Company EIA Code | Entity Type | Ownership (%) | Line Length (Circuit Miles) | Line Type | Voltage Type | Operating Voltage Class (kV) | Voltage Design (kV) | Circuits per Structure - Present | Circuits per Structure - Ultimate | Capacity Rating (MVA) | In-Service Month-Year (Original) | In-Service Month-Year (Expected) | Data Submitter Comments | NERC Response | Project Status | Tie Line | Line Type | Entity Type | Drivers | State/Province | Voltage Type | Circuits per Structure | Voltage Class
| 16TPIT0034 | Coleto Creek to Tuleta: New 138 kV Line | Under Construction | N | Reliability | Reliability | Coleto Creek | TX | Tuleta | TX | AEP | 3278 | I | 100% | 56 | OH | AC | 121-150 | 138 | 1 | 2 | 474 |  | 2018-12-01 |  |  | Under Construction | Y | OH | C | Reliability | AL | AC | 1 | 100-120
| 5965 | Benjamin Tap to Katz (BEC): Build new 138 kV line | Planned | N | Reliability | Reliability | Benjamin Tap | TX | Katz (BEC) | TX | AEP | 3278 | I | 50% | 17.7 | OH | AC | 121-150 | 138 | 1 | 1 | 388 |  | 2020-05-01 |  |  | Planned | N | UG | F | Variable/Renewable Integration | AB | DC | 2 | 121-150
| 5167 | Borglum to Tuleta: Build new double circuit 138/69 kV line | Planned | N | Reliability | Reliability | Borglum | TX | Tuleta | TX | AEP | 3278 | I | 100% | 23.5 | OH | AC | 121-150 | 138 | 2 | 2 | 480 |  | 2020-07-01 |  |  | Conceptual |  | SM | I | Nuclear Integration | AR |  | 3 | 151-199
| 5206 | Brackettville to Escondido: Construct 138 kV line | Planned | N | Reliability | Reliability | Brackettville | TX | Escondido | TX | AEP | 3278 | I | 100% | 45 | OH | AC | 121-150 | 138 | 1 | 1 | 480 |  | 2021-11-01 |  |  | Completed |  |  | M | Fossil-Fired Integration | AZ |  |  | 200-299
| 5539 | Solstice to Bakersfield: Build 345 kV line | Planned | N | Reliability | Reliability | Solstice | TX | Bakersfield | TX | AEP | 3278 | I | 50% | 68 | OH | AC | 300-399 | 345 | 1 | 2 | 3640 |  | 2022-03-01 |  |  | Delayed - Load Growth |  |  | S | Hydro Integration | BC |  |  | 300-399
| 5834 | Salt Creek to Cogdell | Planned | N | Reliability | Reliability | Salt Creek | TX | Cogdell | TX | BEPC | 2172 | C | 100% | 20 | OH | AC | 121-150 | 138 | 1 | 1 | 388 |  | 2019-10-01 |  |  | Delayed - Permitting Challenges |  |  | O | Economics / Congestion | CA |  |  | 400-599
| 5838 | New Katz/Gyp Auto to Benjamin 138 kV | Planned | N | Reliability | Reliability | Katz/Gyp | TX | Benjamin/Tardis | TX | BEPC | 2172 | C | 50% | 18 | OH | AC | 121-150 | 138 | 1 | 1 | 484 |  | 2020-10-01 |  |  | Delayed - Siting Challenges |  |  |  | Other | CO |  |  | 600+
| 3937 | Brazos Valley Connection | Completed | N | Reliability | Economics / Congestion | Gibbons Creek | TX | Zenith | TX | CNP | 8901 | I | 100% | 58.4 | OH | AC | 300-399 | 345 | 2 | 2 | 2987 |  | 2018-03-29 |  |  | Delayed - Economics |  |  |  |  | CT
| 6668B | Freeport - Master Plan | Planned | N | Reliability | Other | Bailey | TX | Jones Creek | TX | CNP | 8901 | I | 100% | 48 | OH | AC | 300-399 | 345 | 2 | 2 | 2987 |  | 2021-12-31 |  |  | Delayed - Other (Comment Required) |  |  |  |  | DC
| 4485 | Add new 345kV Limestone - Gibbons Crk double circuit line | Completed | N | Reliability | Economics / Congestion | Limestone | TX | Gibbons Creek | TX | CTT | 60065 | I | 40% | 67 | OH | AC | 300-399 | 345 | 2 | 2 | 2988 |  | 2018-05-01 | Garland Power and Light Company is the other owner. |  | Cancelled - Permitting Challenges |  |  |  |  | FL
| 6683 | Del Sol-Cabezon: Create Permanent Interconnection for Rio Br | Planned | N | Variable/Renewable Integration | Variable/Renewable Integration | Del Sol | Tx | Cabezon | TX | ETT | 3278 | I | 100% | 26.5 | OH | AC | 300-399 | 345 | 2 | 2 | 1396/1915 |  | 2020-02-01 |  |  | Cancelled - Siting Challenges |  |  |  |  | GA
| 13TPIT0045 | Blumenthal Substation | Under Construction | N | Reliability | Other | Blumenthal | TX | Kendall CTEC-Mountain Top | TX | LCRATSC | 11269 | S | 100% | 12.8 | OH | AC | 121-150 | 138 | 1 | 1 | 129 |  | 2018-08-01 |  |  | Cancelled - Economics |  |  |  |  | IA
| 4473 | Zorn to Marion 2nd 345-kV Transmission Line Addition | Under Construction | N | Reliability | Economics / Congestion | Zorn | TX | Marion | TX | LCRATSC | 11269 | S | 100% | 18 | OH | AC | 300-399 | 345 | 1 | 2 | 1959 |  | 2019-05-01 |  |  | Cancelled - Other (Comment Required) |  |  |  |  | ID
| 3967 | Leander - Round Rock Transmission Line Addition | Planned | N | Reliability | Other | Leander | TX | Round Rock | TX | LCRATSC | 11269 | S | 100% | 13 | OH | AC | 121-150 | 138 | 1 | 2 | 446 | 2019-10-01 | 2019-12-01 | [7 empty] | IL
| 5939 | Cooks Point Substation and Transmission Line Addition | Planned | N | Reliability | Other | Cooks Point | TX | Lyle Wolz | TX | LCRATSC | 11269 | S | 100% | 16.7 | OH | AC | 121-150 | 138 | 1 | 1 | 440 |  | 2021-05-01 | [7 empty] | IN
| 5940B | Mountain Home Substation and Transmission Line Addition | Planned | N | Reliability | Other | Mountain Home | TX | Harper | TX | LCRATSC | 11269 | S | 100% | 11.5 | OH | AC | 121-150 | 138 | 1 | 1 | 220 |  | 2021-11-01 | [7 empty] | KS
| 5539 | Bakersfield to Solstice | Planned | N | Reliability | Other | Bakersfield | TX | Solstice | TX | LCRATSC | 11269 | S | 50% | 68 | OH | AC | 300-399 | 345 | 1 | 2 | 2564 |  | 2022-03-01 | [7 empty] | KY
| 4932 | Wink - Yukon 138 kV Line | Under Construction | N | Reliability | Other | Wink | TX | Yukon | TX | ONCOR | 44372 | I | 100% | 36 | OH | AC | 121-150 | 138 | 1 | 2 | 614 |  | 2018-05-01 | [7 empty] | LA
| 5434 | Littman - Fullerton 138 kV Line | Planned | N | Reliability | Other | Littman | TX | Fullerton | TX | ONCOR | 44372 | I | 100% | 15.5 | OH | AC | 121-150 | 138 | 1 | 1 | 394 |  | 2018-12-01 | [7 empty] | MA
| 4759 | Riverton - Sand Lake 138 kV Line | Planned | N | Reliability | Other | Riverton | TX | Sand Lake | TX | ONCOR | 44372 | I | 100% | 25 | OH | AC | 121-150 | 138 | 1 | 2 | 765 |  | 2019-05-01 | [7 empty] | MB
| 5500 | Lamar Blossom - Paris East Tap 138 kV Line | Planned | N | Reliability | Other | Lamar Blossom | TX | Paris East Tap | TX | ONCOR | 44372 | I | 100% | 11.3 | OH | AC | 121-150 | 138 | 2 | 2 | 214 |  | 2019-12-01 | [7 empty] | MD
| 5445 | Riverton-Odessa EHV 345 kV Line | Conceptual | N | Reliability | Other | Riverton | TX | Odessa EHV | TX | ONCOR | 44372 | I | 100% | 85 | OH | AC | 300-399 | 345 | 1 | 2 | 1912 |  | 2020-05-01 | [7 empty] | ME
| 5467 | Nacogdoches Southeast_HertyN 345kV Line | Conceptual | N | Reliability | Other | Nacogdoches Southeast | TX | Herty North | TX | ONCOR | 44372 | I | 100% | 13.4 | OH | AC | 300-399 | 345 | 1 | 2 | 1971 |  | 2020-05-01 | [7 empty] | MI
| 5982 | Relocate existing Shamburger North - Shamburger 138 kV Line | Conceptual | N | Reliability | Other | Shamburger North | TX | Shamburger | TX | ONCOR | 44372 | I | 100% | 10 | OH | AC | 121-150 | 138 | 1 | 2 | 614 |  | 2020-05-01 | [7 empty] | MN
| 6273 | Saginaw 345/138 kV autotransformer | Conceptual | N | Reliability | Other | Saginaw | TX | Hicks | TX | ONCOR | 44372 | I | 100% | 15.6 | OH | AC | 300-399 | 345 | 2 | 3 | 1912 |  | 2020-05-01 | [7 empty] | MO
| 6304 | Shamburger North - Shamburger 345 kV Line | Conceptual | N | Reliability | Other | Shamburger North | TX | Shamburger | TX | ONCOR | 44372 | I | 100% | 10 | OH | AC | 300-399 | 345 | 1 | 2 | 1595 |  | 2020-05-01 | [7 empty] | MS
| 6360 | Hicks - Roanoke 138 kV Line with Alliance 138 kV Sub | Conceptual | N | Reliability | Other | Hicks | TX | Roanoke | TX | ONCOR | 44372 | I | 100% | 10 | OH | AC | 121-150 | 138 | 2 | 2 | 1912 |  | 2022-05-01 | [7 empty] | MT
| 5627 | Hutto N- Gab, Hutto N - Hutto 138 kV Lines - Placeholder | Conceptual | N | Reliability | Other | Hutto North | TX | Gabriel | TX | ONCOR | 44372 | I | 100% | 15 | OH | AC | 121-150 | 138 | 2 | 2 | 614 |  | 2023-05-01 | [7 empty] | NB
| 5444 | Riverton-Solstice 345 kV Line | Conceptual | N | Reliability | Other | Riverton | TX | Solstice | TX | ONCOR | 44372 | I | 100% | 66 | OH | AC | 300-399 | 345 | 1 | 2 | 1912 |  | 2024-06-01 | [7 empty] | NC
| 5180 | Add second circuit to SLU panhandle loop | Completed | N | Economics / Congestion | Variable/Renewable Integration | Alibates | TX | Tule Canyon | TX | SHRY | 17008 | I | 100% | 166 | OH | AC | 300-399 | 345 | 2 | 2 | 1801 |  | 2018-03-01 | [7 empty] | ND
| 4960 | Adding Nat Dam to Sales 17 miles 138 kV line | Under Construction | N | Reliability | Other | Sales Ranch | TX | Natural Dam | TX | SHRY | 17008 | I | 100% | 17 | OH | AC | 121-150 | 138 | 1 | 1 | 376 |  | 2019-04-01 | [7 empty] | NE
| 4538 | Add new 138kV line from Tall City to Glass Ranch | Under Construction | N | Reliability | Other | Tall City | TX | Glass Ranch | TX | SLU | 17008 | I | 100% | 10 | OH | AC | 121-150 | 138 | 1 | 1 | 376 |  | 2019-04-01 | [7 empty] | NH
NJ
NL
NM
NS
NT
NU
NV
NY
OH
OK
ON
OR
PA
PE
QC
RI
SC
SD
SK
TN
TX
UT
VA
VT
VT
WA
WI
WV
WY

## Form E
NERC Project ID | Project ID | Project Status | Project Name | Company Name | Voltage - Low-Side (kV) | Voltage - High-Side (kV) | In-Service Month - Year (Original) | In-Service Month - Year (Expected) | Data Submitter Comments | NERC Response | Project Status
| 5020 | Under Construction | Red Creek: Replace 345/138 kV autotransformer | AEP | 138 | 345 |  | 2018-05-01 |  |  | Under Construction
| 6101 | Under Construction | Lon Hill: Replace 345/138 kV autotransformers | AEP | 138 | 345 |  | 2019-01-01 |  |  | Planned
| 5604 | Planned | Stewart Road: Construct 345 kV station and two 345/138 kV auto transformers | AEP | 138 | 345 |  | 2019-12-01 |  |  | Conceptual
| 5530 | Planned | Solstice: Build 345 kV station and add two 345/138 kV auto transformers | AEP | 138 | 345 |  | 2022-03-01 |  |  | Completed (Provide Actual In-Service Date as Comment)
| 4490 | Planned | LaPalma: Add 2nd 345/138 kV autotransformer | AEP | 138 | 345 |  | 2023-09-01 |  |  | Delayed (Comment Required)
| 5838 | Planned | Katz/Gyp Auto to Benjamin | BEPC | 69 | 138 |  | 2020-10-01 |  |  | Cancelled (Comment Required)
| 6565 | Completed (Provide Actual In-Service Date as Comment) | THW A3 Replacement | CNP | 138 | 345 | 2018-03-01 | 2018-04-20 | THW A3 Replacement energization date: 4/12/2018
| 6312A | Completed (Provide Actual In-Service Date as Comment) | PH Robinson Autotransformer A3 800MVA Addition | CNP | 138 | 345 |  | 2018-05-01 | PHR AT3 energization date: 5/1/2018
| 5894 | Under Construction | Install Third Zenith 345/138kV 800MVA Transformer | CNP | 138 | 345 |  | 2018-05-01
| 6673F | Planned | Freeport - Bridge the Gap: Jones Creek 3rd 800 MVA Auto | CNP | 138 | 345 |  | 2019-05-01
| 3298 | Planned | Skyline - Install a Fourth 345kV Autotransformer. | CPS | 138 | 345 |  | 2020-06-01 | This project will add 600 MVA auto at Skyline Switchyard. The auto proposed will be a 2winder between 345 kv Bus 5371 and 138 kV Bus 5368.
| 5270B | Completed (Provide Actual In-Service Date as Comment) | Twin Buttes Autotransformer Addition | LCRATSC | 138 | 345 |  | 2018-03-01 | 2018-01-31
| 5273 | Under Construction | Bergheim Substation Upgrade | LCRATSC | 138 | 345 |  | 2018-06-01
| 4844 | Planned | 2nd Marion Autotransformer | LCRATSC | 138 | 345 |  | 2019-05-01
| 5946 | Planned | Winchester Autotransformer Additions | LCRATSC | 138 | 345 |  | 2020-06-01
| 4843 | Under Construction | Hicks Sw. Sta. 345/138 kV autotransformer #2 | ONCOR | 138 | 345 |  | 2018-05-01 | Install a second 600 MVA, 345/138 kV autotransformer
| 12TPIT0080 | Conceptual | Forney Sw. Sta. Second 600 MVA, 345/138 kV Autotransformer | ONCOR | 138 | 345 |  | 2020-05-01 | Install a second 600 MVA, 345/138 kV autotransformer
| 5522 | Conceptual | Lake Hubbard 345/138 kV Switching Station | ONCOR | 138 | 345 |  | 2020-05-01 | Install a new 600 MVA, 345/138 kV autotransformer in a new Switching Station
| 5440 | Conceptual | Riverton 345 kV Switching Station | ONCOR | 138 | 345 |  | 2020-05-01 | Install 2 new 600 MVA, 345/138 kV autotransformers in a new Switching Station
| 11TPIT0034 | Conceptual | Sargent Road 345/138 kV autotransformer | ONCOR | 138 | 345 |  | 2020-05-01 | Install a second 600 MVA, 345/138 kV autotransformer
| 6273 | Conceptual | Saginaw 345/138 kV autotransformer | ONCOR | 138 | 345 |  | 2020-05-01 | Install a new 600 MVA, 345/138 kV autotransformer in a new Switching Station
| 5466 | Conceptual | Herty North Sw. Sta. 345/138 kV Autotransformer | ONCOR | 138 | 345 |  | 2020-05-01 | Install a new 600 MVA, 345/138 kV autotransformer in a new Switching Station
| 5524 | Conceptual | Royse South 345/138 kV Switching Station | ONCOR | 138 | 345 |  | 2020-05-01 | Install a new 600 MVA, 345/138 kV autotransformer in a new Switching Station
| 17TPIT0031 | Conceptual | Elkton 345/138 kV autotransformer | ONCOR | 138 | 345 |  | 2024-05-01 | Replace existing 450 MVA, 345/138 kV autotransformer with one 600 MVA autotransformer
| 5981 | Conceptual | Shamburger North 345/138 kV Sw. Sta. | ONCOR | 138 | 345 |  | 2020-05-01 | Install a new 600 MVA, 345/138 kV autotransformer in a new Switching Station
| 5624 | Conceptual | Killeen Sw. Sta. 345/138 kV Autotransformer Replacement | ONCOR | 138 | 345 |  | 2021-05-01 | Replace existing 448 MVA, 345/138 kV autotransformer with one 600 MVA autotransformer
| 4829 | Conceptual | Hutto Sw. Sta. second 345/138 kV autotransformer | ONCOR | 138 | 345 |  | 2022-05-01 | Install a second 600 MVA, 345/138 kV autotransformer
| 4804 | Conceptual | Wichita Falls South 345/138 kV autotransformer | ONCOR | 138 | 345 |  | 2022-05-01 | Install a new 600 MVA, 345/138 kV autotransformer in a new Switching Station
| 5626 | Conceptual | Hutto North 345/138 kV Switching Station | ONCOR | 138 | 345 |  | 2023-05-01 | Install a new 600 MVA, 345/138 kV autotransformer in a new Switching Station
| 4962 | Under Construction | Adding second 345/138 kV auto at Vealmoor station | SHRY | 138 | 345 |  | 2019-02-01
| 5187 | Under Construction | Add 2nd Palmito Transfomer | SHRY | 138 | 345 |  | 2018-06-01
| 6526 | Planned | Place second auto at Einstein | SHRY | 138 | 345 |  | 2021-04-01
| 5218 | Delayed (Comment Required) | San Miguel 345/138 kV autotransformer replacements | STEC | 138 | 345 | 2018-06-01 | 2019-06-01 | New load growth projections delayed this project 1 year. Replace two 300 MVA autos with two 675 MVA autos
| 3894 | Delayed (Comment Required) | Fowlerton 345 station and 345/138 autotransformer | STEC | 138 | 345 | 2017-02-17 | 2020-06-01 | Timing of this auto is highly dependent on timing and amount of oil/gas load additions and development of generation in area. Several forecasted loads have been delayed or reduced. That has delayed the need for the project.Build a 345 kV Fowlerton Station in the San Miguel to Lobo line and install a 345/138 kV autotransformer.

## Summary Tables
DEMAND / DEMAND-SIDE MANAGEMENT | Unit | 2018 (S) | 2019 (S) | 2020 (S) | 2021 (S) | 2022 (S) | 2023 (S) | 2024 (S) | 2025 (S) | 2026 (S) | 2027 (S) | 2028 (S) | 2018-19 (W) | 2019-20 (W) | 2020-21 (W) | 2021-22 (W) | 2022-23 (W) | 2023-24 (W) | 2024-25 (W) | 2025-26 (W) | 2026-27 (W) | 2027-28 (W) | 2028-29 (W)
Energy Efficiency and Conservation | MW | 1270.2481 | 1543.7865 | 1822.0386 | 2103.9244 | 2389.4438 | 2678.597 | 2973.5438 | 3272.1243 | 3577.3074 | 3889.7949 | 4177.1981 | 1270.2481 | 1543.7865 | 1822.0386 | 2103.9244 | 2389.4438 | 2678.597 | 2973.5438 | 3272.1243 | 3577.3074 | 3889.7949 | 4177.1981
Total Installed Photovoltaic | MW | 481.25 | 601.5625 | 751.9531 | 939.9414 | 1174.9268 | 1468.6584 | 1835.8231 | 2294.7788 | 2868.4735 | 3585.5919 | 4481.9899 | 481.25 | 601.5625 | 751.9531 | 939.9414 | 1174.9268 | 1468.6584 | 1835.8231 | 2294.7788 | 2868.4735 | 3585.5919 | 4481.9899
Photovoltaic On-Peak | MW | 134.75 | 168.4375 | 210.5469 | 263.1836 | 328.9795 | 411.2244 | 514.0305 | 642.5381 | 803.1726 | 1003.9657 | 1254.9572 | 38.5 | 48.125 | 60.1562 | 75.1953 | 93.9941 | 117.4927 | 146.8658 | 183.5823 | 229.4779 | 286.8474 | 358.5592
Total Internal Demand | MW | 72756 | 74202.654 | 75878.5907 | 77595.0519 | 79026.7677 | 80430.5515 | 81673.0179 | 82849.5316 | 84178.6219 | 85511.2776 | 86849.8046 | 58229.1783 | 59004.3521 | 59991.0894 | 61097.4507 | 62006.9683 | 62856.9839 | 63615.8866 | 64410.9523 | 65268.2054 | 66119.5135 | 66971.3072
Controllable and Dispatchable Demand Response - Available | MW | 2194 | 2173 | 2173 | 2173 | 2173 | 2173 | 2173 | 2173 | 2173 | 2173 | 2173 | 1912 | 1891 | 1891 | 1891 | 1891 | 1891 | 1891 | 1891 | 1891 | 1891 | 1891
Net Internal Demand | MW | 70562 | 72029.654 | 73705.5907 | 75422.0519 | 76853.7677 | 78257.5515 | 79500.0179 | 80676.5316 | 82005.6219 | 83338.2776 | 84676.8046 | 56317.1783 | 57113.3521 | 58100.0894 | 59206.4507 | 60115.9683 | 60965.9839 | 61724.8866 | 62519.9523 | 63377.2054 | 64228.5135 | 65080.3072
CAPACITY | Unit | 2018 (S) | 2019 (S) | 2020 (S) | 2021 (S) | 2022 (S) | 2023 (S) | 2024 (S) | 2025 (S) | 2026 (S) | 2027 (S) | 2028 (S) | 2018-19 (W) | 2019-20 (W) | 2020-21 (W) | 2021-22 (W) | 2022-23 (W) | 2023-24 (W) | 2024-25 (W) | 2025-26 (W) | 2026-27 (W) | 2027-28 (W) | 2028-29 (W)
Behind the Meter Generation - Capacity | MW | 3298 | 3264.4 | 3228.4 | 3199.4 | 3259.4 | 3259.4 | 3249.4 | 3249.4 | 3249.4 | 3249.4 | 3249.4 | 3298 | 3264.4 | 3228.4 | 3199.4 | 3259.4 | 3259.4 | 3249.4 | 3249.4 | 3249.4 | 3249.4 | 3249.4
Other Capacity Adjustments - Additions | MW | 0 | 0 | 0 | 0 | 0 | 0 | 0 | 0 | 0 | 0 | 0 | 79.1 | 79.1 | 79.1 | 79.1 | 79.1 | 79.1 | 79.1 | 79.1 | 79.1 | 79.1 | 79.1
Other Capacity Adjustments - Reductions | MW | 32.6 | 32.6 | 32.6 | 32.6 | 32.6 | 32.6 | 32.6 | 32.6 | 32.6 | 32.6 | 32.6 | 0 | 0 | 0 | 0 | 0 | 0 | 0 | 0 | 0 | 0 | 0
Confirmed Retirements | MW | 867 | 5380 | 5380 | 5380 | 5380 | 5380 | 5380 | 5380 | 5380 | 5380 | 5380 | 872 | 5475 | 5475 | 5475 | 5475 | 5475 | 5475 | 5475 | 5475 | 5475 | 5475
Unconfirmed Retirements | MW | 0 | 0 | 0 | 315 | 235 | 602 | 602 | 602 | 602 | 602 | 602 | 0 | 0 | 0 | 315 | 235 | 602 | 602 | 602 | 602 | 602 | 602
Scheduled Outages | MW | 0 | 0 | 0 | 0 | 0 | 0 | 0 | 0 | 0 | 0 | 0 | 1695 | 0 | 0 | 0 | 0 | 0 | 0 | 0 | 0 | 0 | 0
Transmission Limitations | MW | 0 | 0 | 0 | 0 | 0 | 0 | 0 | 0 | 0 | 0 | 0 | 0 | 0 | 0 | 0 | 0 | 0 | 0 | 0 | 0 | 0 | 0
Existing-Certain | MW | 77306.988 | 76842.637 | 76804.817 | 76849.037 | 76909.037 | 76909.037 | 76899.037 | 76899.037 | 76899.037 | 76899.037 | 76899.037 | 77627.798 | 79760.444 | 79719.044 | 79771.544 | 79831.544 | 79831.544 | 79821.544 | 79821.544 | 79821.544 | 79821.544 | 79821.544
Existing-Other | MW | 0 | 840 | 840 | 840 | 840 | 840 | 840 | 840 | 840 | 840 | 840 | 840 | 840 | 840 | 840 | 840 | 840 | 840 | 840 | 840 | 840 | 840
Additions - Tier 1 | MW | 421.526 | 2968.929 | 6021.628 | 7429.648 | 8083.648 | 8083.648 | 8083.648 | 8083.648 | 8083.648 | 8083.648 | 8083.648 | 761.868 | 3470.665 | 6379.972 | 7089.972 | 7089.972 | 7089.972 | 7089.972 | 7089.972 | 7089.972 | 7089.972 | 7089.972
Additions - Tier 2 | MW | 0 | 4585.156 | 17735.93 | 24785.634 | 25747.512 | 25747.512 | 25796.512 | 25796.512 | 25796.512 | 25796.512 | 25796.512 | 0 | 5147.961 | 10087.003 | 14247.079 | 14335.619 | 14335.619 | 14405.619 | 14405.619 | 14405.619 | 14405.619 | 14405.619
Additions - Tier 3 | MW | 30 | 47.5 | 2004.816 | 4247.028 | 6324.203 | 6324.203 | 6324.203 | 6324.203 | 6324.203 | 6324.203 | 6324.203 | 4.8 | 120.76 | 1476.884 | 3246.152 | 3282.152 | 3282.152 | 3282.152 | 3282.152 | 3282.152 | 3282.152 | 3282.152
CAPACITY TRANSFERS | Unit | 2018 (S) | 2019 (S) | 2020 (S) | 2021 (S) | 2022 (S) | 2023 (S) | 2024 (S) | 2025 (S) | 2026 (S) | 2027 (S) | 2028 (S) | 2018-19 (W) | 2019-20 (W) | 2020-21 (W) | 2021-22 (W) | 2022-23 (W) | 2023-24 (W) | 2024-25 (W) | 2025-26 (W) | 2026-27 (W) | 2027-28 (W) | 2028-29 (W)
Firm Imports | MW | 1796 | 1796 | 1796 | 1346 | 1296 | 1296 | 1296 | 1296 | 1296 | 1296 | 1296 | 1880 | 1880 | 1430 | 1380 | 1380 | 1380 | 1380 | 1380 | 1380 | 1380 | 1380
Firm Exports | MW | 1534.2 | 1534.2 | 1588.8 | 1288.8 | 1288.8 | 1288.8 | 1288.8 | 1288.8 | 1288.8 | 1288.8 | 1288.8 | 1534.2 | 1534.2 | 1588.8 | 1288.8 | 1288.8 | 1288.8 | 1288.8 | 1288.8 | 1288.8 | 1288.8 | 1288.8
Net Firm Capacity Transfers | MW | 261.8 | 261.8 | 207.2 | 57.2 | 7.2 | 7.2 | 7.2 | 7.2 | 7.2 | 7.2 | 7.2 | 345.8 | 345.8 | -158.8 | 91.2 | 91.2 | 91.2 | 91.2 | 91.2 | 91.2 | 91.2 | 91.2
Expected Imports | MW | 1796 | 1796 | 1796 | 1346 | 1296 | 1296 | 1296 | 1296 | 1296 | 1296 | 1296 | 1880 | 1880 | 1430 | 1380 | 1380 | 1380 | 1380 | 1380 | 1380 | 1380 | 1380
Expected Exports | MW | 1534.2 | 1534.2 | 1588.8 | 1288.8 | 1288.8 | 1288.8 | 1288.8 | 1288.8 | 1288.8 | 1288.8 | 1288.8 | 1534.2 | 1534.2 | 1588.8 | 1288.8 | 1288.8 | 1288.8 | 1288.8 | 1288.8 | 1288.8 | 1288.8 | 1288.8
Net Expected Transfers | MW | 261.8 | 261.8 | 207.2 | 57.2 | 7.2 | 7.2 | 7.2 | 7.2 | 7.2 | 7.2 | 7.2 | 345.8 | 345.8 | -158.8 | 91.2 | 91.2 | 91.2 | 91.2 | 91.2 | 91.2 | 91.2 | 91.2
RESOURCE CATEGORIES | Unit | 2018 (S) | 2019 (S) | 2020 (S) | 2021 (S) | 2022 (S) | 2023 (S) | 2024 (S) | 2025 (S) | 2026 (S) | 2027 (S) | 2028 (S) | 2018-19 (W) | 2019-20 (W) | 2020-21 (W) | 2021-22 (W) | 2022-23 (W) | 2023-24 (W) | 2024-25 (W) | 2025-26 (W) | 2026-27 (W) | 2027-28 (W) | 2028-29 (W)
Existing-Certain & Net Firm Transfers | MW | 77568.788 | 77104.437 | 77012.017 | 76906.237 | 76916.237 | 76916.237 | 76906.237 | 76906.237 | 76906.237 | 76906.237 | 76906.237 | 77973.598 | 80106.244 | 79560.244 | 79862.744 | 79922.744 | 79922.744 | 79912.744 | 79912.744 | 79912.744 | 79912.744 | 79912.744
Anticipated Resources | MW | 77990.314 | 80073.366 | 83033.645 | 84335.885 | 84999.885 | 84999.885 | 84989.885 | 84989.885 | 84989.885 | 84989.885 | 84989.885 | 78735.466 | 83576.909 | 85940.216 | 86952.716 | 87012.716 | 87012.716 | 87002.716 | 87002.716 | 87002.716 | 87002.716 | 87002.716
Prospective Resources | MW | 78252.114 | 85760.322 | 101816.775 | 109703.719 | 111359.597 | 110992.597 | 111031.597 | 111031.597 | 111031.597 | 111031.597 | 111031.597 | 79921.266 | 89910.67 | 96708.419 | 101815.995 | 102044.535 | 101677.535 | 101737.535 | 101737.535 | 101737.535 | 101737.535 | 101737.535
REFERENCE MARGIN LEVEL EXCESS/SHORTFALL | Unit | 2018 (S) | 2019 (S) | 2020 (S) | 2021 (S) | 2022 (S) | 2023 (S) | 2024 (S) | 2025 (S) | 2026 (S) | 2027 (S) | 2028 (S) | 2018-19 (W) | 2019-20 (W) | 2020-21 (W) | 2021-22 (W) | 2022-23 (W) | 2023-24 (W) | 2024-25 (W) | 2025-26 (W) | 2026-27 (W) | 2027-28 (W) | 2028-29 (W)
Existing-Certain and Net Firm Transfers Excess/Shortfall | MW | -2695.487 | -4829.2944 | -6828.0924 | -8886.347 | -10504.9237 | -12101.7278 | -13525.0333 | -14863.3177 | -16375.1579 | -17891.0537 | -19413.6282 | 0 | 0 | 0 | 0 | 0 | 0 | 0 | 0 | 0 | 0 | 0
Anticipated Excess/Shortfall | MW | -2273.961 | -1860.3654 | -806.4644 | -1456.699 | -2421.2757 | -4018.0798 | -5441.3853 | -6779.6697 | -8291.5099 | -9807.4057 | -11329.9802 | 0 | 0 | 0 | 0 | 0 | 0 | 0 | 0 | 0 | 0 | 0
Prospective Excess/Shortfall | MW | -2012.161 | 0 | 0 | 0 | 0 | 0 | 0 | 0 | 0 | 0 | 0 | 0 | 0 | 0 | 0 | 0 | 0 | 0 | 0 | 0 | 0 | 0
PLANNING RESERVE MARGINS | Unit | 2018 (S) | 2019 (S) | 2020 (S) | 2021 (S) | 2022 (S) | 2023 (S) | 2024 (S) | 2025 (S) | 2026 (S) | 2027 (S) | 2028 (S) | 2018-19 (W) | 2019-20 (W) | 2020-21 (W) | 2021-22 (W) | 2022-23 (W) | 2023-24 (W) | 2024-25 (W) | 2025-26 (W) | 2026-27 (W) | 2027-28 (W) | 2028-29 (W)
Existing-Certain and Net Firm Transfers Reserve Margin | % | 9.93% | 7.045% | 4.486% | 1.968% | 0.08128% | -1.714% | -3.263% | -4.673% | -6.218% | -7.718% | -9.177% | 38.45% | 40.26% | 36.94% | 34.89% | 32.95% | 31.09% | 29.47% | 27.82% | 26.09% | 24.42% | 22.79%
Anticipated Reserve Margin | % | 10.53% | 11.17% | 12.66% | 11.82% | 10.6% | 8.616% | 6.905% | 5.346% | 3.639% | 1.982% | 0.3697% | 39.81% | 46.34% | 47.92% | 46.86% | 44.74% | 42.72% | 40.95% | 39.16% | 37.28% | 35.46% | 33.69%
Prospective Reserve Margin | % | 10.9% | 19.06% | 38.14% | 45.45% | 44.9% | 41.83% | 39.66% | 37.63% | 35.4% | 33.23% | 31.12% | 41.91% | 57.42% | 66.45% | 71.97% | 69.75% | 66.78% | 64.82% | 62.73% | 60.53% | 58.4% | 56.33%
NERC REFERENCE MARGIN LEVEL | Unit | 2018 (S) | 2019 (S) | 2020 (S) | 2021 (S) | 2022 (S) | 2023 (S) | 2024 (S) | 2025 (S) | 2026 (S) | 2027 (S) | 2028 (S) | 2018-19 (W) | 2019-20 (W) | 2020-21 (W) | 2021-22 (W) | 2022-23 (W) | 2023-24 (W) | 2024-25 (W) | 2025-26 (W) | 2026-27 (W) | 2027-28 (W) | 2028-29 (W)
Reference Margin Level | dec. | 0.1375 | 0.1375 | 0.1375 | 0.1375 | 0.1375 | 0.1375 | 0.1375 | 0.1375 | 0.1375 | 0.1375 | 0.1375 | 0.1375 | 0.1375 | 0.1375 | 0.1375 | 0.1375 | 0.1375 | 0.1375 | 0.1375 | 0.1375 | 0.1375 | 0.1375