## TitlePage
Report on the Capacity, Demand and Reserves
(CDR) in the ERCOT Region, 2020-2029
May 8, 2019

## Contents
Table of Contents
Tab | Notes
Disclaimer | Please read
Changes from previous CDR | List of significant changes relative to the last CDR, published December 2018
Definitions | List of definitions
Executive Summary | Synopsis of considerations for this report
SummerSummary | Shows load forecast, resource capacity and reserve margin for Summer 2020 through Summer 2024
SummerCapacities | List of registered resources and capabilities used in determining the capacity contribution for Summer Peak Season
SummerFuelTypes | Lists generation fuel types by MW and by percentage for Summer 2020 through Summer 2024
WinterSummary | Shows load forecast, resource capacity and reserve margin for Winter 2019/2020 through Winter 2023/2024
WinterCapacities | List of registered resources and capabilities used in determining the capacity contribution for Winter Peak Season
WinterFuelTypes | Lists generation fuel types by MW and by percentage for Winter 2019/2020 through Winter 2023/2024
Supplemental | Shows the capacity of proposed generation resources for the summer of each forecast year based on meeting various interconnection process milestones. Also shows the load forecast, resource capacity and reserve margin for both Summer and Winter seasons for the later half of the CDR forecast period.

## Disclaimer
Disclaimer
CDR WORKING PAPER
FOR PLANNING PURPOSES ONLY
This ERCOT Working Paper has been prepared for specific ERCOT and market participant purposes and has been developed from data provided by ERCOT market participants. The data may contain errors or become obsolete and thereby affect the conclusions and opinions of the Working Paper. ERCOT MAKES NO WARRANTY, EXPRESS OR IMPLIED, INCLUDING ANY WARRANTY OF MERCHANTABILITY OR FITNESS FOR ANY PARTICULAR PURPOSE, AND DISCLAIMS ANY AND ALL LIABILITY WITH RESPECT TO THE ACCURACY OF SAME OR THE FITNESS OR APPROPRIATENESS OF SAME FOR ANY PARTICULAR USE. THIS ERCOT WORKING PAPER IS SUPPLIED WITH ALL FAULTS. The specific suitability for any use of the Working Paper and its accuracy should be confirmed by each ERCOT market participant that contributed data for this Working Paper.

## Changes
Notes on Changes Relative to the Last CDR, Published December 2018
1 | The following Planned Resources have been moved to Operational Status since the release of the December 2018 CDR report:
| Project Name | Unit Code | County | Fuel | Zone | Installed Capacity MW | Summer Capacity MW
| TAHOKA WIND 1 | TAHOKA_UNIT_1 | LYNN | WIND | WEST | 150 | 22.5
| TAHOKA WIND 2 | TAHOKA_UNIT_2 | LYNN | WIND | WEST | 150 | 22.5
| STELLA WIND | STELLA_UNIT1 | KENEDY | WIND-C | COASTAL | 201 | 116.58
| BNB LAMESA SOLAR (PHASE II) | LMESASLR_IVORY | DAWSON | SOLAR | WEST | 50 | 37
| WAYMARK SOLAR | WAYMARK_UNIT1 | UPTON | SOLAR | WEST | 182 | 134.68
| TOTAL |  |  |  |  | 733 | 333.26
2 | The following Planned Resources have finalized the necessary agreements and permits to be added to the CDR report:
| Project Name | GENERATION INTERCONNECTION PROJECT CODE | County | Fuel | Zone | Year of Projected Commercial Operations 1/ | Capacity MW | Summer Capacity MW
| GRAPE CREEK WIND | 19INR0156 | COKE | WIND | WEST | 2020 | 525 | 78.75
| GRIFFIN TRAIL WIND | 20INR0052 | KNOX | WIND | WEST | 2020 | 201.6 | 30.24
| HIDALGO II WIND | 19INR0053 | HIDALGO | WIND | SOUTH | 2019 | 51 | 7.65
| LAS LOMAS WIND | 16INR0111 | STARR | WIND | SOUTH | 2019 | 200 | 30
| RELOJ DEL SOL WIND | 17INR0025 | ZAPATA | WIND | SOUTH | 2020 | 202 | 30.3
| WHITE MESA WIND | 19INR0128 | CROCKETT | WIND | WEST | 2020 | 500 | 75
| WHITEHORSE WIND | 19INR0080 | FISHER | WIND | WEST | 2019 | 418.9 | 62.835
| AGATE SOLAR | 20INR0023 | ELLIS | SOLAR | NORTH | 2020 | 60 | 44.4
| FOWLER RANCH | 18INR0039 | CRANE | SOLAR | WEST | 2020 | 150 | 111
| GARNET SOLAR | 20INR0021 | WILLIAMSON | SOLAR | SOUTH | 2020 | 20 | 14.8
| GREASEWOOD SOLAR | 19INR0034 | PECOS | SOLAR | WEST | 2020 | 200 | 148
| IP TITAN | 20INR0032 | CULBERSON | SOLAR | WEST | 2021 | 272 | 201.28
| JUNO SOLAR | 21INR0026 | BORDEN | SOLAR | WEST | 2021 | 495 | 366.3
| LAPETUS SOLAR 2 | 19INR0185 | ANDREWS | SOLAR | WEST | 2019 | 100 | 74
| LILY SOLAR | 19INR0044 | KAUFMAN | SOLAR | NORTH | 2020 | 150 | 111
| MISAE SOLAR II | 20INR0091 | CHILDRESS | SOLAR | PANHANDLE | 2020 | 517.3 | 382.802
| MUSTANG CREEK SOLAR | 18INR0050 | JACKSON | SOLAR | SOUTH | 2020 | 150 | 111
| OXY SOLAR | 19INR0184 | ECTOR | SOLAR | WEST | 2019 | 16.2 | 11.988
| RAYOS DEL SOL | 19INR0045 | CAMERON | SOLAR | COASTAL | 2020 | 150 | 111
| SHAKES SOLAR | 19INR0073 | ZAVALA | SOLAR | SOUTH | 2020 | 206 | 152.44
| SPINEL SOLAR | 20INR0025 | MEDINA | SOLAR | SOUTH | 2020 | 30 | 22.2
| TAYGETE SOLAR | 20INR0054 | PECOS | SOLAR | WEST | 2020 | 254.2 | 188.108
| TAYGETE II SOLAR | 21INR0233 | PECOS | SOLAR | WEST | 2021 | 256.3 | 189.662
| JOHNSON CITY BESS |  | BLANCO | OTHER | SOUTH | 2019 | 2.3 | 0
| COMMERCE ST ESS |  | BEXAR | OTHER | SOUTH | 2019 | 10 | 0
| JUNO STORAGE | 21INR0032 | BORDEN | OTHER | WEST | 2021 | 495 | 0
| RABBIT HILL ENERGY STORAGE PROJECT |  | WILLIAMSON | OTHER | SOUTH | 2019 | 9.9 | 0
| TOTAL | [5 empty] | 5642.7 | 2554.755
1/ This date is based on the projected Commercial Operations Date (COD) reported by the project developer. In contrast, a unit's first summer CDR forecast year (reported in the SummerCapacities sheet) is defined as the first year in which the capacity is available for the entire summer Peak Load Season. (The summer Peak Load Season constitutes the months of June, July, August and September.) For example, if a unit has a projected COD of July 1, 2020, the first summer CDR forecast year would be 2021.
3 | The DC tie import forecast methodology changed due to NPRR 922. The new methodology uses import flows during the most recent Energy Emergency Alert (EEA) event for a given season. The old forecast method was based on the average net import flows seen in the top 20 load hours, by summer and winter season, for each of the previous three years.
4 | GIBBONS CREEK U1 (470 MW) will enter 'indefinite mothball' status on 6/1/2019. The unit has been in 'seasonal mothball' status since 10/1/2018.
5 | Five operational DG biomass units totaling 15.8 MW were removed from the report due to retirements between 2014 and 2016. ERCOT is now tracking retirements of Unregistered DG units for resource adequacy reporting.
6 | Operational and planned battery storage facilities were introduced in the February 2019 SARA reports. These resources are assumed to provide regulation reserves rather than sustained capacity available to meet peak loads so their current Peak Average Capacity Contribution value is 0% of rated capacity.
7 | ERCOT implemented a new procedure for handling repower/upgrade projects for existing operational generation units. Previously, capacity changes as a result of such projects were reflected in the CDR only when ERCOT received new Resource Asset Registration Forms (RARFs) with updated seasonal maximum sustained MW ratings. The new procedure is as follows: Capacity changes due to planned repower/upgrade projects are reflected in the operational units' ratings upon (1) receipt and ERCOT approval of a new Resource Asset Registration Form (RARF), or (2) the unit owner has submitted, and ERCOT has approved, a Generation Interconnection or Change Request (GINR) application Interconnection request application, and the project modifies the installed capacity by at least 10 MW as reported in the GINR request. More details on the procedure are provided in the notes at the bottom of the Summer and Winter Capacities tabs.

## Definitions
Definitions
Available Mothballed Capacity based on Owner's Return Probability
Mothballed capacity with a return-to-service probability of 50% or greater for a given season of the year, as provided by its owner, constitutes available mothballed generation. Return probabilities for individual units are considered protected information under the ERCOT Protocols and therefore are not included in this report.
Emergency Response Service
ERCOT uses the methodology specified in Protocol Section 3.2.6.2.1, Peak Load Estimate, to derive the ERS capacity forecast for future years. The Current Year for the calculations is defined as the latest year for which ERS has been procured. The ERS capacity amounts are grossed up by 2% to reflect avoided transmission line losses.
Energy Efficiency Program Savings Forecast
ERCOT's energy efficiency forecast uses the PUCT's annual verified energy efficiency program savings estimates as the starting point. (See the definition for verified energy efficiency program savings below.) ERCOT computes the historical average annual verified savings, but excludes 2017 from the calculation due to Hurricane Harvey load impacts. (For prior forecasts, ERCOT used a formula based on the State energy efficiency goals in Utilities Code Section 39.905. Since the impacts of the goals were assumed to accumulate for just seven years from the time that the goals must be first met (2013), ERCOT no longer uses the goal-based forecasting approach.) Finally, ERCOT incorporates annual energy efficiency estimates from municipal utilities and electric cooperatives provided to the State Energy Conservation Office (SECO). Annual SECO report submission by these entities is required under S.B. No. 924. If annual reports for the previous calendar year are not available at the time the CDR is prepared, ERCOT incorporates report data for the most recently available reporting year. The energy efficiency capacity amounts are grossed up by a factor representing avoided transmission and distribution line losses. The factor is currently 1.076, reflecting 2% for avoided transmission losses and 5.6% for avoided distribution losses. The loss percentages are based on transmission and distribution loss factors posted to ERCOT's MIS website.
Mothballed Unit
A generation resource for which a generation entity has submitted a Notification of Suspension of Operations, for which ERCOT has declined to execute an RMR agreement, and for which the generation entity has not announced retirement of the generation resource. A seasonal mothballed unit is one in which the generation entity requests a seasonal operation period that must include the summer Peak Load Season, June 1 through September 30.
Mothballed Capacity
Capacity that is designated as mothballed by a generating unit's owner as described above, and which is not available for operations during the summer Peak Load Season (June, July, August and September) or winter Peak Load Season (December, January and February).
Forecast Zone
Forecast Zones generally have the same boundaries as the 2003 Congestion Management Zones with the following exceptions: A) Panhandle Zone for resources in the Texas Panhandle counties and outside the 2003 Congestion Management Zones, and B) Coastal Zone for resources in 11 counties along the Texas Gulf Coast and formerly in the South Zone of the 2003 Congestion Management Zones.
Full Interconnection Study (FIS)
The set of studies conducted by a Transmission Service Provider (TSP) for the purpose of identifying any electric system improvements or enhancements required to reliably interconnect a new All-Inclusive Generation Resource consistent with the provisions of Planning Guide Section 5, Generation Resource Interconnection or Change Request. These studies may include steady-state studies, system protection (short-circuit) studies, dynamic and transient stability studies, facility studies, and sub-synchronous oscillation studies.
LRs (Load Resources)
Load capable of reducing or increasing the need for electrical energy or providing Ancillary Services to the ERCOT System, as described in the ERCOT Protocols, Section 6, Ancillary Services. These Resources may provide the following Ancillary Services: Responsive Reserve Service, Non-Spinning Reserve Service, Replacement Reserve Service, and Regulation Service. The Resources must be registered and qualified by ERCOT and will be scheduled by a Qualified Scheduling Entity (QSE). LR capacity has been grossed up by 2% to reflect avoided transmission line losses.
Peak Load Seasons
Summer months are June, July, August, and September; winter months are December, January, and February.
Private Use Networks
An electric network connected to the ERCOT transmission grid that contains load that is not directly metered by ERCOT (i.e., load that is typically netted with internal generation).
Non-Synchronous Tie
Any non-synchronous transmission interconnection between ERCOT and non-ERCOT electric power systems.
Reliability Must-Run (RMR) Unit
A generation resource unit operated under the terms of an agreement with ERCOT that would not otherwise be operated except that they are necessary to provide voltage support, stability or management of localized transmission constraints under first contingency criteria.
Signed SGIA (Standard Generation Interconnection Agreement)
An agreement that sets forth requirements for physical connection between an eligible transmission service customer and a transmission or distribution service provider.
Switchable Unit
A generation resource that can be connected to either the ERCOT transmission grid or a grid outside the ERCOT Region.
Verified Energy Efficiency Program Savings
The total megawatt (MW) amount of verified peak load capacity reductions due to residential and commercial sector energy efficiency incentive programs that are reported by electric utilities in the ERCOT Region to the Public Utility Commission of Texas. See Utilities Code Section 39.905.
Wind Peak Average Capacity Contribution
The seasonal net capacity rating of wind resources multiplied by the Seasonal Peak Average Capacity Percentage for non-coastal and coastal regions.
Wind Seasonal Peak Average Capacity Percentage
The average wind capacity available for the summer and winter Peak Load Seasons for a region (non-coastal / coastal) divided by the installed capacity for the region, expressed as a percentage. Details for the derivation of the percentages are outlined in ERCOT Protocol Section 3.2.6.2.2 (see http://www.ercot.com/content/wcm/current_guides/53528/03-040517_Nodal.doc).
Wind Regions
The coastal wind region comprises the following 11 Texas counties along the southern Gulf Coast: Cameron, Willacy, Kenedy, Kleberg, Nueces, San Patricio, Refugio, Aransas, Calhoun, Matagorda, and Brazoria. The non-coastal region consists of all other counties in the ERCOT Region.

## Executive_Summary
CDR Report - Executive Summary
The ERCOT region continues to experience above-normal growth in electric demand, with the system-wide growth rate expected to be 2.5 to 3% through 2022. Electric demand growth remains especially strong in far West Texas due to oil and gas development and along the coast where new industrial facilities are being constructed
The updated CDR report calculates higher planning reserve margins between 2020 and 2023, primarily due to an increased number of potential wind and solar projects that are currently in the interconnection queue and eligible to be included in the CDR.
Since the December 2018 CDR, approximately 733 MW of installed wind and solar capacity has been approved by ERCOT for commercial operations, with summer peak capacity contributions of 333 MW. Twenty-two Distributed Generation solar units totaling 143 MW were also added to the report and have a combined capacity contribution of 106 MW.
Planned resources that became newly eligible for inclusion in this CDR report total 5,643 MW of installed capacity by 2023, including 517 MW of battery storage.

## SummerSummary
Report on the Capacity, Demand and Reserves in the ERCOT Region
Summer Summary: 2020-2024
Load Forecast, MW: |  | 2020 | 2021 | 2022 | 2023 | 2024
| Summer Peak Demand (based on normal weather) | 76845.4656 | 78823.7416 | 80589.5979 | 82506.3718 | 84121.46
| plus: Energy Efficiency Program Savings Forecast | 1763.6799 | 2064.6831 | 2284.9232 | 2592.0334 | 2821.1604
| Total Summer Peak Demand (before Reductions from Energy Efficiency Programs) | 78609.1456 | 80888.4246 | 82874.521 | 85098.4052 | 86942.6204
| less: Load Resources providing Responsive Reserves | -1173 | -1173 | -1173 | -1173 | -1173
| less: Load Resources providing Non-Spinning Reserves | 0 | 0 | 0 | 0 | 0
| less: Emergency Response Service (10- and 30-min ramp products) | -748.68 | -748.68 | -748.68 | -748.68 | -748.68
| less: TDSP Standard Offer Load Management Programs | -219.2796 | -219.2796 | -219.2796 | -219.2796 | -219.2796
| less: Energy Efficiency Program Savings Forecast | -1763.6799 | -2064.6831 | -2284.9232 | -2592.0334 | -2821.1604
| Firm Peak Load, MW | 74704.506 | 76682.782 | 78448.6383 | 80365.4122 | 81980.5004
Resources, MW: |  | 2020 | 2021 | 2022 | 2023 | 2024
| Installed Capacity, Thermal/Hydro | 65206.5848 | 65283.5848 | 65283.5848 | 65283.5848 | 65283.5848
| Switchable Generation Resource Capacity, MW | 3514 | 3514 | 3514 | 3514 | 3514
| less: Switchable Capacity Unavailable to ERCOT, MW | -842 | -542 | -542 | -542 | -542
| Available Mothballed Capacity, MW | 118 | 118 | 0 | 0 | 0
| Capacity from Private Use Networks | 3477.9495 | 3397.9495 | 3377.9495 | 3377.9495 | 3122.9495
| Non-Coastal Wind, Peak Average Capacity Contribution (15% of installed capacity) | 2883.975 | 2886.855 | 2886.855 | 2886.855 | 2886.855
| Coastal Wind, Peak Average Capacity Contribution (58% of installed capacity) | 1635.948 | 1635.948 | 1635.948 | 1635.948 | 1635.948
| Solar Utility-Scale, Peak Average Capacity Contribution (74% of installed capacity) | 1376.992 | 1376.992 | 1376.992 | 1376.992 | 1376.992
| Storage, Peak Average Capacity Contribution (0% of installed capacity) | 0 | 0 | 0 | 0 | 0
| RMR Capacity to be under Contract | 0 | 0 | 0 | 0 | 0
| Capacity Pending Retirement, MW | 0 | 0 | 0 | 0 | 0
| Operational Generation Capacity, MW | 77371.4493 | 77671.3293 | 77533.3293 | 77533.3293 | 77278.3293
| Non-Synchronous Ties, Capacity Contribution (75% of installed capacity) | 937.5 | 937.5 | 937.5 | 937.5 | 937.5
| Planned Thermal Resources with Signed IA, Air Permits and Water Rights, MW | 301 | 2011.9 | 2011.9 | 2011.9 | 2011.9
| Planned Non-Coastal Wind with Signed IA, Peak Average Capacity Contribution (15% of installed capacity) | 936.585 | 1730.535 | 1814.205 | 1814.205 | 1814.205
| Planned Coastal Wind with Signed IA, Peak Average Capacity Contribution (58% of installed capacity) | 703.308 | 1079.38 | 1079.38 | 1079.38 | 1079.38
| Planned Solar Utility-Scale, Peak Average Capacity Contribution (74% of installed capacity) | 2271.06 | 4928.252 | 5267.394 | 5267.394 | 5267.394
| Planned Storage, Peak Average Capacity Contribution (0% of installed capacity) | 0 | 0 | 0 | 0 | 0
| Total Capacity, MW | 82520.9023 | 88358.8963 | 88643.7083 | 88643.7083 | 88388.7083
| Reserve Margin | 10.46% | 15.23% | 13% | 10.3% | 7.817%
(Total Resources - Firm Load Forecast) / Firm Load Forecast

## SummerCapacities
Unit Capacities - Summer
| UNIT NAME | GENERATION INTERCONNECTION PROJECT CODE | UNIT CODE | COUNTY | FUEL | ZONE | IN SERVICE | 2020 | 2021 | 2022 | 2023 | 2024 | 2025 | 2026 | 2027 | 2028 | 2029
Operational Resources (Thermal)
4 | COMANCHE PEAK U1 |  | CPSES_UNIT1 | SOMERVELL | NUCLEAR | NORTH | 1990 | 1205 | 1205 | 1205 | 1205 | 1205 | 1205 | 1205 | 1205 | 1205 | 1205
5 | COMANCHE PEAK U2 |  | CPSES_UNIT2 | SOMERVELL | NUCLEAR | NORTH | 1993 | 1195 | 1195 | 1195 | 1195 | 1195 | 1195 | 1195 | 1195 | 1195 | 1195
6 | SOUTH TEXAS U1 |  | STP_STP_G1 | MATAGORDA | NUCLEAR | COASTAL | 1988 | 1280 | 1280 | 1280 | 1280 | 1280 | 1280 | 1280 | 1280 | 1280 | 1280
7 | SOUTH TEXAS U2 |  | STP_STP_G2 | MATAGORDA | NUCLEAR | COASTAL | 1989 | 1280 | 1280 | 1280 | 1280 | 1280 | 1280 | 1280 | 1280 | 1280 | 1280
8 | COLETO CREEK |  | COLETO_COLETOG1 | GOLIAD | COAL | SOUTH | 1980 | 655 | 655 | 655 | 655 | 655 | 655 | 655 | 655 | 655 | 655
9 | FAYETTE POWER U1 |  | FPPYD1_FPP_G1 | FAYETTE | COAL | SOUTH | 1979 | 604 | 604 | 604 | 604 | 604 | 604 | 604 | 604 | 604 | 604
10 | FAYETTE POWER U2 |  | FPPYD1_FPP_G2 | FAYETTE | COAL | SOUTH | 1980 | 599 | 599 | 599 | 599 | 599 | 599 | 599 | 599 | 599 | 599
11 | FAYETTE POWER U3 |  | FPPYD2_FPP_G3 | FAYETTE | COAL | SOUTH | 1988 | 437 | 437 | 437 | 437 | 437 | 437 | 437 | 437 | 437 | 437
12 | J K SPRUCE U1 |  | CALAVERS_JKS1 | BEXAR | COAL | SOUTH | 1992 | 560 | 560 | 560 | 560 | 560 | 560 | 560 | 560 | 560 | 560
13 | J K SPRUCE U2 |  | CALAVERS_JKS2 | BEXAR | COAL | SOUTH | 2010 | 785 | 785 | 785 | 785 | 785 | 785 | 785 | 785 | 785 | 785
14 | LIMESTONE U1 |  | LEG_LEG_G1 | LIMESTONE | COAL | NORTH | 1985 | 824 | 824 | 824 | 824 | 824 | 824 | 824 | 824 | 824 | 824
15 | LIMESTONE U2 |  | LEG_LEG_G2 | LIMESTONE | COAL | NORTH | 1986 | 836 | 836 | 836 | 836 | 836 | 836 | 836 | 836 | 836 | 836
16 | MARTIN LAKE U1 |  | MLSES_UNIT1 | RUSK | COAL | NORTH | 1977 | 800 | 800 | 800 | 800 | 800 | 800 | 800 | 800 | 800 | 800
17 | MARTIN LAKE U2 |  | MLSES_UNIT2 | RUSK | COAL | NORTH | 1978 | 805 | 805 | 805 | 805 | 805 | 805 | 805 | 805 | 805 | 805
18 | MARTIN LAKE U3 |  | MLSES_UNIT3 | RUSK | COAL | NORTH | 1979 | 805 | 805 | 805 | 805 | 805 | 805 | 805 | 805 | 805 | 805
19 | OAK GROVE SES U1 | 19INR0204 | OGSES_UNIT1A | ROBERTSON | COAL | NORTH | 2010 | 862.5 | 862.5 | 862.5 | 862.5 | 862.5 | 862.5 | 862.5 | 862.5 | 862.5 | 862.5
20 | OAK GROVE SES U2 | 19INR0204 | OGSES_UNIT2 | ROBERTSON | COAL | NORTH | 2011 | 847.5 | 847.5 | 847.5 | 847.5 | 847.5 | 847.5 | 847.5 | 847.5 | 847.5 | 847.5
21 | OKLAUNION U1 |  | OKLA_OKLA_G1 | WILBARGER | COAL | WEST | 1986 | 650 | 650 | 650 | 650 | 650 | 650 | 650 | 650 | 650 | 650
22 | SAN MIGUEL U1 |  | SANMIGL_G1 | ATASCOSA | COAL | SOUTH | 1982 | 391 | 391 | 391 | 391 | 391 | 391 | 391 | 391 | 391 | 391
23 | SANDY CREEK U1 |  | SCES_UNIT1 | MCLENNAN | COAL | NORTH | 2013 | 940 | 940 | 940 | 940 | 940 | 940 | 940 | 940 | 940 | 940
24 | TWIN OAKS U1 |  | TNP_ONE_TNP_O_1 | ROBERTSON | COAL | NORTH | 1990 | 155 | 155 | 155 | 155 | 155 | 155 | 155 | 155 | 155 | 155
25 | TWIN OAKS U2 |  | TNP_ONE_TNP_O_2 | ROBERTSON | COAL | NORTH | 1991 | 155 | 155 | 155 | 155 | 155 | 155 | 155 | 155 | 155 | 155
26 | W A PARISH U5 |  | WAP_WAP_G5 | FT. BEND | COAL | HOUSTON | 1977 | 664 | 664 | 664 | 664 | 664 | 664 | 664 | 664 | 664 | 664
27 | W A PARISH U6 |  | WAP_WAP_G6 | FT. BEND | COAL | HOUSTON | 1978 | 663 | 663 | 663 | 663 | 663 | 663 | 663 | 663 | 663 | 663
28 | W A PARISH U7 |  | WAP_WAP_G7 | FT. BEND | COAL | HOUSTON | 1980 | 577 | 577 | 577 | 577 | 577 | 577 | 577 | 577 | 577 | 577
29 | W A PARISH U8 |  | WAP_WAP_G8 | FT. BEND | COAL | HOUSTON | 1982 | 610 | 610 | 610 | 610 | 610 | 610 | 610 | 610 | 610 | 610
30 | ARTHUR VON ROSENBERG 1 CTG 1 |  | BRAUNIG_AVR1_CT1 | BEXAR | GAS | SOUTH | 2000 | 157 | 157 | 157 | 157 | 157 | 157 | 157 | 157 | 157 | 157
31 | ARTHUR VON ROSENBERG 1 CTG 2 |  | BRAUNIG_AVR1_CT2 | BEXAR | GAS | SOUTH | 2000 | 157 | 157 | 157 | 157 | 157 | 157 | 157 | 157 | 157 | 157
32 | ARTHUR VON ROSENBERG 1 STG |  | BRAUNIG_AVR1_ST | BEXAR | GAS | SOUTH | 2000 | 164 | 164 | 164 | 164 | 164 | 164 | 164 | 164 | 164 | 164
33 | BARNEY M DAVIS REPOWER CTG 3 |  | B_DAVIS_B_DAVIG3 | NUECES | GAS | COASTAL | 2010 | 157 | 157 | 157 | 157 | 157 | 157 | 157 | 157 | 157 | 157
34 | BARNEY M DAVIS REPOWER CTG 4 |  | B_DAVIS_B_DAVIG4 | NUECES | GAS | COASTAL | 2010 | 157 | 157 | 157 | 157 | 157 | 157 | 157 | 157 | 157 | 157
35 | BARNEY M DAVIS REPOWER STG 2 |  | B_DAVIS_B_DAVIG2 | NUECES | GAS | COASTAL | 1976 | 319 | 319 | 319 | 319 | 319 | 319 | 319 | 319 | 319 | 319
36 | BASTROP ENERGY CENTER CTG 1 |  | BASTEN_GTG1100 | BASTROP | GAS | SOUTH | 2002 | 150 | 150 | 150 | 150 | 150 | 150 | 150 | 150 | 150 | 150
37 | BASTROP ENERGY CENTER CTG 2 |  | BASTEN_GTG2100 | BASTROP | GAS | SOUTH | 2002 | 150 | 150 | 150 | 150 | 150 | 150 | 150 | 150 | 150 | 150
38 | BASTROP ENERGY CENTER STG |  | BASTEN_ST0100 | BASTROP | GAS | SOUTH | 2002 | 233 | 233 | 233 | 233 | 233 | 233 | 233 | 233 | 233 | 233
39 | BOSQUE ENERGY CENTER CTG 1 |  | BOSQUESW_BSQSU_1 | BOSQUE | GAS | NORTH | 2000 | 143.03 | 143.03 | 143.03 | 143.03 | 143.03 | 143.03 | 143.03 | 143.03 | 143.03 | 143.03
40 | BOSQUE ENERGY CENTER STG 4 |  | BOSQUESW_BSQSU_4 | BOSQUE | GAS | NORTH | 2001 | 79.49 | 79.49 | 79.49 | 79.49 | 79.49 | 79.49 | 79.49 | 79.49 | 79.49 | 79.49
41 | BOSQUE ENERGY CENTER CTG 2 |  | BOSQUESW_BSQSU_2 | BOSQUE | GAS | NORTH | 2000 | 143.03 | 143.03 | 143.03 | 143.03 | 143.03 | 143.03 | 143.03 | 143.03 | 143.03 | 143.03
42 | BOSQUE ENERGY CENTER CTG 3 |  | BOSQUESW_BSQSU_3 | BOSQUE | GAS | NORTH | 2001 | 144.99 | 144.99 | 144.99 | 144.99 | 144.99 | 144.99 | 144.99 | 144.99 | 144.99 | 144.99
43 | BOSQUE ENERGY CENTER STG 5 |  | BOSQUESW_BSQSU_5 | BOSQUE | GAS | NORTH | 2009 | 213.46 | 213.46 | 213.46 | 213.46 | 213.46 | 213.46 | 213.46 | 213.46 | 213.46 | 213.46
44 | BRAZOS VALLEY CTG 1 |  | BVE_UNIT1 | FORT BEND | GAS | HOUSTON | 2003 | 149.68 | 149.68 | 149.68 | 149.68 | 149.68 | 149.68 | 149.68 | 149.68 | 149.68 | 149.68
45 | BRAZOS VALLEY CTG 2 |  | BVE_UNIT2 | FORT BEND | GAS | HOUSTON | 2003 | 149.68 | 149.68 | 149.68 | 149.68 | 149.68 | 149.68 | 149.68 | 149.68 | 149.68 | 149.68
46 | BRAZOS VALLEY STG 3 |  | BVE_UNIT3 | FORT BEND | GAS | HOUSTON | 2003 | 257.85 | 257.85 | 257.85 | 257.85 | 257.85 | 257.85 | 257.85 | 257.85 | 257.85 | 257.85
47 | CALENERGY-FALCON SEABOARD CTG 1 |  | FLCNS_UNIT1 | HOWARD | GAS | WEST | 1987 | 75 | 75 | 75 | 75 | 75 | 75 | 75 | 75 | 75 | 75
48 | CALENERGY-FALCON SEABOARD CTG 2 |  | FLCNS_UNIT2 | HOWARD | GAS | WEST | 1987 | 75 | 75 | 75 | 75 | 75 | 75 | 75 | 75 | 75 | 75
49 | CALENERGY-FALCON SEABOARD STG 3 |  | FLCNS_UNIT3 | HOWARD | GAS | WEST | 1988 | 70 | 70 | 70 | 70 | 70 | 70 | 70 | 70 | 70 | 70
50 | CALHOUN (PORT COMFORT) 1 |  | CALHOUN_UNIT1 | CALHOUN | GAS | COASTAL | 2017 | 44 | 44 | 44 | 44 | 44 | 44 | 44 | 44 | 44 | 44
51 | CALHOUN (PORT COMFORT) 2 |  | CALHOUN_UNIT2 | CALHOUN | GAS | COASTAL | 2017 | 44 | 44 | 44 | 44 | 44 | 44 | 44 | 44 | 44 | 44
52 | CEDAR BAYOU 4 CTG 1 |  | CBY4_CT41 | CHAMBERS | GAS | HOUSTON | 2009 | 163 | 163 | 163 | 163 | 163 | 163 | 163 | 163 | 163 | 163
53 | CEDAR BAYOU 4 CTG 2 |  | CBY4_CT42 | CHAMBERS | GAS | HOUSTON | 2009 | 163 | 163 | 163 | 163 | 163 | 163 | 163 | 163 | 163 | 163
54 | CEDAR BAYOU 4 STG |  | CBY4_ST04 | CHAMBERS | GAS | HOUSTON | 2009 | 178 | 178 | 178 | 178 | 178 | 178 | 178 | 178 | 178 | 178
55 | COLORADO BEND ENERGY CENTER CTG 1 |  | CBEC_GT1 | WHARTON | GAS | SOUTH | 2007 | 70 | 70 | 70 | 70 | 70 | 70 | 70 | 70 | 70 | 70
56 | COLORADO BEND ENERGY CENTER CTG 2 |  | CBEC_GT2 | WHARTON | GAS | SOUTH | 2007 | 62 | 62 | 62 | 62 | 62 | 62 | 62 | 62 | 62 | 62
57 | COLORADO BEND ENERGY CENTER STG 1 |  | CBEC_STG1 | WHARTON | GAS | SOUTH | 2007 | 101 | 101 | 101 | 101 | 101 | 101 | 101 | 101 | 101 | 101
58 | COLORADO BEND ENERGY CENTER CTG 3 |  | CBEC_GT3 | WHARTON | GAS | SOUTH | 2008 | 69 | 69 | 69 | 69 | 69 | 69 | 69 | 69 | 69 | 69
59 | COLORADO BEND ENERGY CENTER CTG 4 |  | CBEC_GT4 | WHARTON | GAS | SOUTH | 2008 | 63 | 63 | 63 | 63 | 63 | 63 | 63 | 63 | 63 | 63
60 | COLORADO BEND ENERGY CENTER STG 2 |  | CBEC_STG2 | WHARTON | GAS | SOUTH | 2008 | 103 | 103 | 103 | 103 | 103 | 103 | 103 | 103 | 103 | 103
61 | COLORADO BEND II CT7 | 18INR0077 | CBECII_CT7 | WHARTON | GAS | SOUTH | 2017 | 340.7667 | 340.7667 | 340.7667 | 340.7667 | 340.7667 | 340.7667 | 340.7667 | 340.7667 | 340.7667 | 340.7667
62 | COLORADO BEND II CT8 | 18INR0077 | CBECII_CT8 | WHARTON | GAS | SOUTH | 2017 | 340.7667 | 340.7667 | 340.7667 | 340.7667 | 340.7667 | 340.7667 | 340.7667 | 340.7667 | 340.7667 | 340.7667
63 | COLORADO BEND II ST8 | 18INR0077 | CBECII_STG9 | WHARTON | GAS | SOUTH | 2017 | 455.7667 | 455.7667 | 455.7667 | 455.7667 | 455.7667 | 455.7667 | 455.7667 | 455.7667 | 455.7667 | 455.7667
64 | CVC CHANNELVIEW CTG 1 |  | CVC_CVC_G1 | HARRIS | GAS | HOUSTON | 2008 | 169 | 169 | 169 | 169 | 169 | 169 | 169 | 169 | 169 | 169
65 | CVC CHANNELVIEW CTG 2 |  | CVC_CVC_G2 | HARRIS | GAS | HOUSTON | 2008 | 165 | 165 | 165 | 165 | 165 | 165 | 165 | 165 | 165 | 165
66 | CVC CHANNELVIEW CTG 3 |  | CVC_CVC_G3 | HARRIS | GAS | HOUSTON | 2008 | 165 | 165 | 165 | 165 | 165 | 165 | 165 | 165 | 165 | 165
67 | CVC CHANNELVIEW STG 5 |  | CVC_CVC_G5 | HARRIS | GAS | HOUSTON | 2008 | 144 | 144 | 144 | 144 | 144 | 144 | 144 | 144 | 144 | 144
68 | DEER PARK ENERGY CENTER CTG 1 |  | DDPEC_GT1 | HARRIS | GAS | HOUSTON | 2002 | 178 | 178 | 178 | 178 | 178 | 178 | 178 | 178 | 178 | 178
69 | DEER PARK ENERGY CENTER CTG 2 |  | DDPEC_GT2 | HARRIS | GAS | HOUSTON | 2002 | 188 | 188 | 188 | 188 | 188 | 188 | 188 | 188 | 188 | 188
70 | DEER PARK ENERGY CENTER CTG 3 |  | DDPEC_GT3 | HARRIS | GAS | HOUSTON | 2002 | 178 | 178 | 178 | 178 | 178 | 178 | 178 | 178 | 178 | 178
71 | DEER PARK ENERGY CENTER CTG 4 |  | DDPEC_GT4 | HARRIS | GAS | HOUSTON | 2002 | 188 | 188 | 188 | 188 | 188 | 188 | 188 | 188 | 188 | 188
72 | DEER PARK ENERGY CENTER STG |  | DDPEC_ST1 | HARRIS | GAS | HOUSTON | 2002 | 287 | 287 | 287 | 287 | 287 | 287 | 287 | 287 | 287 | 287
73 | DEER PARK ENERGY CENTER CTG 6 |  | DDPEC_GT6 | HARRIS | GAS | HOUSTON | 2014 | 162 | 162 | 162 | 162 | 162 | 162 | 162 | 162 | 162 | 162
74 | ENNIS POWER STATION CTG 2 |  | ETCCS_CT1 | ELLIS | GAS | NORTH | 2002 | 204 | 204 | 204 | 204 | 204 | 204 | 204 | 204 | 204 | 204
75 | ENNIS POWER STATION STG 1 |  | ETCCS_UNIT1 | ELLIS | GAS | NORTH | 2002 | 115 | 115 | 115 | 115 | 115 | 115 | 115 | 115 | 115 | 115
76 | FERGUSON REPLACEMENT CTG1 |  | FERGCC_FERGGT1 | LLANO | GAS | SOUTH | 2014 | 169 | 169 | 169 | 169 | 169 | 169 | 169 | 169 | 169 | 169
77 | FERGUSON REPLACEMENT CTG2 |  | FERGCC_FERGGT2 | LLANO | GAS | SOUTH | 2014 | 169 | 169 | 169 | 169 | 169 | 169 | 169 | 169 | 169 | 169
78 | FERGUSON REPLACEMENT STG |  | FERGCC_FERGST1 | LLANO | GAS | SOUTH | 2014 | 182 | 182 | 182 | 182 | 182 | 182 | 182 | 182 | 182 | 182
79 | FORNEY ENERGY CENTER CTG 11 |  | FRNYPP_GT11 | KAUFMAN | GAS | NORTH | 2003 | 165 | 165 | 165 | 165 | 165 | 165 | 165 | 165 | 165 | 165
80 | FORNEY ENERGY CENTER CTG 12 |  | FRNYPP_GT12 | KAUFMAN | GAS | NORTH | 2003 | 157 | 157 | 157 | 157 | 157 | 157 | 157 | 157 | 157 | 157
81 | FORNEY ENERGY CENTER CTG 13 |  | FRNYPP_GT13 | KAUFMAN | GAS | NORTH | 2003 | 157 | 157 | 157 | 157 | 157 | 157 | 157 | 157 | 157 | 157
82 | FORNEY ENERGY CENTER CTG 21 |  | FRNYPP_GT21 | KAUFMAN | GAS | NORTH | 2003 | 165 | 165 | 165 | 165 | 165 | 165 | 165 | 165 | 165 | 165
83 | FORNEY ENERGY CENTER CTG 22 |  | FRNYPP_GT22 | KAUFMAN | GAS | NORTH | 2003 | 157 | 157 | 157 | 157 | 157 | 157 | 157 | 157 | 157 | 157
84 | FORNEY ENERGY CENTER CTG 23 |  | FRNYPP_GT23 | KAUFMAN | GAS | NORTH | 2003 | 157 | 157 | 157 | 157 | 157 | 157 | 157 | 157 | 157 | 157
85 | FORNEY ENERGY CENTER STG 10 |  | FRNYPP_ST10 | KAUFMAN | GAS | NORTH | 2003 | 406 | 406 | 406 | 406 | 406 | 406 | 406 | 406 | 406 | 406
86 | FORNEY ENERGY CENTER STG 20 |  | FRNYPP_ST20 | KAUFMAN | GAS | NORTH | 2003 | 406 | 406 | 406 | 406 | 406 | 406 | 406 | 406 | 406 | 406
87 | FREESTONE ENERGY CENTER CTG 1 |  | FREC_GT1 | FREESTONE | GAS | NORTH | 2002 | 147 | 147 | 147 | 147 | 147 | 147 | 147 | 147 | 147 | 147
88 | FREESTONE ENERGY CENTER CTG 2 |  | FREC_GT2 | FREESTONE | GAS | NORTH | 2002 | 147 | 147 | 147 | 147 | 147 | 147 | 147 | 147 | 147 | 147
89 | FREESTONE ENERGY CENTER STG 3 |  | FREC_ST3 | FREESTONE | GAS | NORTH | 2002 | 169 | 169 | 169 | 169 | 169 | 169 | 169 | 169 | 169 | 169
90 | FREESTONE ENERGY CENTER CTG 4 |  | FREC_GT4 | FREESTONE | GAS | NORTH | 2002 | 145 | 145 | 145 | 145 | 145 | 145 | 145 | 145 | 145 | 145
91 | FREESTONE ENERGY CENTER CTG 5 |  | FREC_GT5 | FREESTONE | GAS | NORTH | 2002 | 145 | 145 | 145 | 145 | 145 | 145 | 145 | 145 | 145 | 145
92 | FREESTONE ENERGY CENTER STG 6 |  | FREC_ST6 | FREESTONE | GAS | NORTH | 2002 | 168 | 168 | 168 | 168 | 168 | 168 | 168 | 168 | 168 | 168
93 | GREGORY POWER PARTNERS GT1 |  | LGE_LGE_GT1 | SAN PATRICIO | GAS | COASTAL | 2000 | 145 | 145 | 145 | 145 | 145 | 145 | 145 | 145 | 145 | 145
94 | GREGORY POWER PARTNERS GT2 |  | LGE_LGE_GT2 | SAN PATRICIO | GAS | COASTAL | 2000 | 145 | 145 | 145 | 145 | 145 | 145 | 145 | 145 | 145 | 145
95 | GREGORY POWER PARTNERS STG |  | LGE_LGE_STG | SAN PATRICIO | GAS | COASTAL | 2000 | 75 | 75 | 75 | 75 | 75 | 75 | 75 | 75 | 75 | 75
96 | GUADALUPE ENERGY CENTER CTG 1 |  | GUADG_GAS1 | GUADALUPE | GAS | SOUTH | 2000 | 143 | 143 | 143 | 143 | 143 | 143 | 143 | 143 | 143 | 143
97 | GUADALUPE ENERGY CENTER CTG 2 |  | GUADG_GAS2 | GUADALUPE | GAS | SOUTH | 2000 | 143 | 143 | 143 | 143 | 143 | 143 | 143 | 143 | 143 | 143
98 | GUADALUPE ENERGY CENTER CTG 3 |  | GUADG_GAS3 | GUADALUPE | GAS | SOUTH | 2000 | 141 | 141 | 141 | 141 | 141 | 141 | 141 | 141 | 141 | 141
99 | GUADALUPE ENERGY CENTER CTG 4 |  | GUADG_GAS4 | GUADALUPE | GAS | SOUTH | 2000 | 141 | 141 | 141 | 141 | 141 | 141 | 141 | 141 | 141 | 141
100 | GUADALUPE ENERGY CENTER STG 5 |  | GUADG_STM5 | GUADALUPE | GAS | SOUTH | 2000 | 198 | 198 | 198 | 198 | 198 | 198 | 198 | 198 | 198 | 198
101 | GUADALUPE ENERGY CENTER STG 6 |  | GUADG_STM6 | GUADALUPE | GAS | SOUTH | 2000 | 198 | 198 | 198 | 198 | 198 | 198 | 198 | 198 | 198 | 198
102 | HAYS ENERGY FACILITY CSG 1 |  | HAYSEN_HAYSENG1 | HAYS | GAS | SOUTH | 2002 | 210 | 210 | 210 | 210 | 210 | 210 | 210 | 210 | 210 | 210
103 | HAYS ENERGY FACILITY CSG 2 |  | HAYSEN_HAYSENG2 | HAYS | GAS | SOUTH | 2002 | 211 | 211 | 211 | 211 | 211 | 211 | 211 | 211 | 211 | 211
104 | HAYS ENERGY FACILITY CSG 3 |  | HAYSEN_HAYSENG3 | HAYS | GAS | SOUTH | 2002 | 210 | 210 | 210 | 210 | 210 | 210 | 210 | 210 | 210 | 210
105 | HAYS ENERGY FACILITY CSG 4 |  | HAYSEN_HAYSENG4 | HAYS | GAS | SOUTH | 2002 | 213 | 213 | 213 | 213 | 213 | 213 | 213 | 213 | 213 | 213
106 | HIDALGO ENERGY CENTER CTG 1 |  | DUKE_DUKE_GT1 | HIDALGO | GAS | SOUTH | 2000 | 149 | 149 | 149 | 149 | 149 | 149 | 149 | 149 | 149 | 149
107 | HIDALGO ENERGY CENTER CTG 2 |  | DUKE_DUKE_GT2 | HIDALGO | GAS | SOUTH | 2000 | 149 | 149 | 149 | 149 | 149 | 149 | 149 | 149 | 149 | 149
108 | HIDALGO ENERGY CENTER STG |  | DUKE_DUKE_ST1 | HIDALGO | GAS | SOUTH | 2000 | 168 | 168 | 168 | 168 | 168 | 168 | 168 | 168 | 168 | 168
109 | JACK COUNTY GEN FACILITY CTG 1 |  | JACKCNTY_CT1 | JACK | GAS | NORTH | 2006 | 155 | 155 | 155 | 155 | 155 | 155 | 155 | 155 | 155 | 155
110 | JACK COUNTY GEN FACILITY CTG 2 |  | JACKCNTY_CT2 | JACK | GAS | NORTH | 2006 | 155 | 155 | 155 | 155 | 155 | 155 | 155 | 155 | 155 | 155
111 | JACK COUNTY GEN FACILITY STG 1 |  | JACKCNTY_STG | JACK | GAS | NORTH | 2006 | 295 | 295 | 295 | 295 | 295 | 295 | 295 | 295 | 295 | 295
112 | JACK COUNTY GEN FACILITY CTG 3 |  | JCKCNTY2_CT3 | JACK | GAS | NORTH | 2011 | 150 | 150 | 150 | 150 | 150 | 150 | 150 | 150 | 150 | 150
113 | JACK COUNTY GEN FACILITY CTG 4 |  | JCKCNTY2_CT4 | JACK | GAS | NORTH | 2011 | 150 | 150 | 150 | 150 | 150 | 150 | 150 | 150 | 150 | 150
114 | JACK COUNTY GEN FACILITY STG 2 |  | JCKCNTY2_ST2 | JACK | GAS | NORTH | 2011 | 295 | 295 | 295 | 295 | 295 | 295 | 295 | 295 | 295 | 295
115 | JOHNSON COUNTY GEN FACILITY CTG |  | TEN_CT1 | JOHNSON | GAS | NORTH | 1997 | 163 | 163 | 163 | 163 | 163 | 163 | 163 | 163 | 163 | 163
116 | JOHNSON COUNTY GEN FACILITY STG |  | TEN_STG | JOHNSON | GAS | NORTH | 1997 | 106 | 106 | 106 | 106 | 106 | 106 | 106 | 106 | 106 | 106
117 | LAMAR ENERGY CENTER CTG 11 |  | LPCCS_CT11 | LAMAR | GAS | NORTH | 2000 | 153 | 153 | 153 | 153 | 153 | 153 | 153 | 153 | 153 | 153
118 | LAMAR ENERGY CENTER CTG 12 |  | LPCCS_CT12 | LAMAR | GAS | NORTH | 2000 | 145 | 145 | 145 | 145 | 145 | 145 | 145 | 145 | 145 | 145
119 | LAMAR ENERGY CENTER CTG 21 |  | LPCCS_CT21 | LAMAR | GAS | NORTH | 2000 | 145 | 145 | 145 | 145 | 145 | 145 | 145 | 145 | 145 | 145
120 | LAMAR ENERGY CENTER CTG 22 |  | LPCCS_CT22 | LAMAR | GAS | NORTH | 2000 | 153 | 153 | 153 | 153 | 153 | 153 | 153 | 153 | 153 | 153
121 | LAMAR ENERGY CENTER STG 1 |  | LPCCS_UNIT1 | LAMAR | GAS | NORTH | 2000 | 204 | 204 | 204 | 204 | 204 | 204 | 204 | 204 | 204 | 204
122 | LAMAR ENERGY CENTER STG 2 |  | LPCCS_UNIT2 | LAMAR | GAS | NORTH | 2000 | 204 | 204 | 204 | 204 | 204 | 204 | 204 | 204 | 204 | 204
123 | LOST PINES POWER CTG 1 |  | LOSTPI_LOSTPGT1 | BASTROP | GAS | SOUTH | 2001 | 170 | 170 | 170 | 170 | 170 | 170 | 170 | 170 | 170 | 170
124 | LOST PINES POWER CTG 2 |  | LOSTPI_LOSTPGT2 | BASTROP | GAS | SOUTH | 2001 | 170 | 170 | 170 | 170 | 170 | 170 | 170 | 170 | 170 | 170
125 | LOST PINES POWER STG |  | LOSTPI_LOSTPST1 | BASTROP | GAS | SOUTH | 2001 | 188 | 188 | 188 | 188 | 188 | 188 | 188 | 188 | 188 | 188
126 | MAGIC VALLEY STATION CTG 1 |  | NEDIN_NEDIN_G1 | HIDALGO | GAS | SOUTH | 2001 | 215 | 215 | 215 | 215 | 215 | 215 | 215 | 215 | 215 | 215
127 | MAGIC VALLEY STATION CTG 2 |  | NEDIN_NEDIN_G2 | HIDALGO | GAS | SOUTH | 2001 | 215 | 215 | 215 | 215 | 215 | 215 | 215 | 215 | 215 | 215
128 | MAGIC VALLEY STATION STG |  | NEDIN_NEDIN_G3 | HIDALGO | GAS | SOUTH | 2001 | 236 | 236 | 236 | 236 | 236 | 236 | 236 | 236 | 236 | 236
129 | MIDLOTHIAN ENERGY FACILITY CS 1 |  | MDANP_CT1 | ELLIS | GAS | NORTH | 2001 | 229 | 229 | 229 | 229 | 229 | 229 | 229 | 229 | 229 | 229
130 | MIDLOTHIAN ENERGY FACILITY CS 2 |  | MDANP_CT2 | ELLIS | GAS | NORTH | 2001 | 227 | 227 | 227 | 227 | 227 | 227 | 227 | 227 | 227 | 227
131 | MIDLOTHIAN ENERGY FACILITY CS 3 |  | MDANP_CT3 | ELLIS | GAS | NORTH | 2001 | 227 | 227 | 227 | 227 | 227 | 227 | 227 | 227 | 227 | 227
132 | MIDLOTHIAN ENERGY FACILITY CS 4 |  | MDANP_CT4 | ELLIS | GAS | NORTH | 2001 | 227 | 227 | 227 | 227 | 227 | 227 | 227 | 227 | 227 | 227
133 | MIDLOTHIAN ENERGY FACILITY CS 5 |  | MDANP_CT5 | ELLIS | GAS | NORTH | 2002 | 241 | 241 | 241 | 241 | 241 | 241 | 241 | 241 | 241 | 241
134 | MIDLOTHIAN ENERGY FACILITY CS 6 |  | MDANP_CT6 | ELLIS | GAS | NORTH | 2002 | 243 | 243 | 243 | 243 | 243 | 243 | 243 | 243 | 243 | 243
135 | NUECES BAY REPOWER CTG 8 |  | NUECES_B_NUECESG8 | NUECES | GAS | COASTAL | 2010 | 157 | 157 | 157 | 157 | 157 | 157 | 157 | 157 | 157 | 157
136 | NUECES BAY REPOWER CTG 9 |  | NUECES_B_NUECESG9 | NUECES | GAS | COASTAL | 2010 | 157 | 157 | 157 | 157 | 157 | 157 | 157 | 157 | 157 | 157
137 | NUECES BAY REPOWER STG 7 |  | NUECES_B_NUECESG7 | NUECES | GAS | COASTAL | 1972 | 319 | 319 | 319 | 319 | 319 | 319 | 319 | 319 | 319 | 319
138 | ODESSA-ECTOR POWER CTG 11 |  | OECCS_CT11 | ECTOR | GAS | WEST | 2001 | 149 | 149 | 149 | 149 | 149 | 149 | 149 | 149 | 149 | 149
139 | ODESSA-ECTOR POWER CTG 12 |  | OECCS_CT12 | ECTOR | GAS | WEST | 2001 | 143 | 143 | 143 | 143 | 143 | 143 | 143 | 143 | 143 | 143
140 | ODESSA-ECTOR POWER CTG 21 |  | OECCS_CT21 | ECTOR | GAS | WEST | 2001 | 145.3 | 145.3 | 145.3 | 145.3 | 145.3 | 145.3 | 145.3 | 145.3 | 145.3 | 145.3
141 | ODESSA-ECTOR POWER CTG 22 |  | OECCS_CT22 | ECTOR | GAS | WEST | 2001 | 143.7 | 143.7 | 143.7 | 143.7 | 143.7 | 143.7 | 143.7 | 143.7 | 143.7 | 143.7
142 | ODESSA-ECTOR POWER STG 1 |  | OECCS_UNIT1 | ECTOR | GAS | WEST | 2001 | 204.9 | 204.9 | 204.9 | 204.9 | 204.9 | 204.9 | 204.9 | 204.9 | 204.9 | 204.9
143 | ODESSA-ECTOR POWER STG 2 |  | OECCS_UNIT2 | ECTOR | GAS | WEST | 2001 | 204.9 | 204.9 | 204.9 | 204.9 | 204.9 | 204.9 | 204.9 | 204.9 | 204.9 | 204.9
144 | PANDA SHERMAN POWER CTG1 |  | PANDA_S_SHER1CT1 | GRAYSON | GAS | NORTH | 2014 | 196 | 196 | 196 | 196 | 196 | 196 | 196 | 196 | 196 | 196
145 | PANDA SHERMAN POWER CTG2 |  | PANDA_S_SHER1CT2 | GRAYSON | GAS | NORTH | 2014 | 195 | 195 | 195 | 195 | 195 | 195 | 195 | 195 | 195 | 195
146 | PANDA SHERMAN POWER STG |  | PANDA_S_SHER1ST1 | GRAYSON | GAS | NORTH | 2014 | 326 | 326 | 326 | 326 | 326 | 326 | 326 | 326 | 326 | 326
147 | PANDA TEMPLE I POWER CTG1 |  | PANDA_T1_TMPL1CT1 | BELL | GAS | NORTH | 2014 | 195 | 195 | 195 | 195 | 195 | 195 | 195 | 195 | 195 | 195
148 | PANDA TEMPLE I POWER CTG2 |  | PANDA_T1_TMPL1CT2 | BELL | GAS | NORTH | 2014 | 195 | 195 | 195 | 195 | 195 | 195 | 195 | 195 | 195 | 195
149 | PANDA TEMPLE I POWER STG |  | PANDA_T1_TMPL1ST1 | BELL | GAS | NORTH | 2014 | 312 | 312 | 312 | 312 | 312 | 312 | 312 | 312 | 312 | 312
150 | PANDA TEMPLE II POWER CTG1 |  | PANDA_T2_TMPL2CT1 | BELL | GAS | NORTH | 2015 | 191.2 | 191.2 | 191.2 | 191.2 | 191.2 | 191.2 | 191.2 | 191.2 | 191.2 | 191.2
151 | PANDA TEMPLE II POWER CTG2 |  | PANDA_T2_TMPL2CT2 | BELL | GAS | NORTH | 2015 | 191.2 | 191.2 | 191.2 | 191.2 | 191.2 | 191.2 | 191.2 | 191.2 | 191.2 | 191.2
152 | PANDA TEMPLE II POWER STG |  | PANDA_T2_TMPL2ST1 | BELL | GAS | NORTH | 2015 | 334.7 | 334.7 | 334.7 | 334.7 | 334.7 | 334.7 | 334.7 | 334.7 | 334.7 | 334.7
153 | PARIS ENERGY CENTER CTG 1 |  | TNSKA_GT1 | LAMAR | GAS | NORTH | 1989 | 76 | 76 | 76 | 76 | 76 | 76 | 76 | 76 | 76 | 76
154 | PARIS ENERGY CENTER CTG 2 |  | TNSKA_GT2 | LAMAR | GAS | NORTH | 1989 | 76 | 76 | 76 | 76 | 76 | 76 | 76 | 76 | 76 | 76
155 | PARIS ENERGY CENTER STG |  | TNSKA_STG | LAMAR | GAS | NORTH | 1990 | 87 | 87 | 87 | 87 | 87 | 87 | 87 | 87 | 87 | 87
156 | PASADENA COGEN FACILITY CTG 2 |  | PSG_PSG_GT2 | HARRIS | GAS | HOUSTON | 2000 | 164 | 164 | 164 | 164 | 164 | 164 | 164 | 164 | 164 | 164
157 | PASADENA COGEN FACILITY CTG 3 |  | PSG_PSG_GT3 | HARRIS | GAS | HOUSTON | 2000 | 164 | 164 | 164 | 164 | 164 | 164 | 164 | 164 | 164 | 164
158 | PASADENA COGEN FACILITY STG 2 |  | PSG_PSG_ST2 | HARRIS | GAS | HOUSTON | 2000 | 167 | 167 | 167 | 167 | 167 | 167 | 167 | 167 | 167 | 167
159 | QUAIL RUN ENERGY CTG 1 |  | QALSW_GT1 | ECTOR | GAS | WEST | 2007 | 74 | 74 | 74 | 74 | 74 | 74 | 74 | 74 | 74 | 74
160 | QUAIL RUN ENERGY CTG 2 |  | QALSW_GT2 | ECTOR | GAS | WEST | 2007 | 74 | 74 | 74 | 74 | 74 | 74 | 74 | 74 | 74 | 74
161 | QUAIL RUN ENERGY STG 1 |  | QALSW_STG1 | ECTOR | GAS | WEST | 2007 | 98 | 98 | 98 | 98 | 98 | 98 | 98 | 98 | 98 | 98
162 | QUAIL RUN ENERGY CTG 3 |  | QALSW_GT3 | ECTOR | GAS | WEST | 2008 | 72 | 72 | 72 | 72 | 72 | 72 | 72 | 72 | 72 | 72
163 | QUAIL RUN ENERGY CTG 4 |  | QALSW_GT4 | ECTOR | GAS | WEST | 2008 | 72 | 72 | 72 | 72 | 72 | 72 | 72 | 72 | 72 | 72
164 | QUAIL RUN ENERGY STG 2 |  | QALSW_STG2 | ECTOR | GAS | WEST | 2008 | 98 | 98 | 98 | 98 | 98 | 98 | 98 | 98 | 98 | 98
165 | R MASSENGALE ST7 (LP&L) |  | R_MASSENGALE_7 | LUBBOCK | GAS | PANHANDLE | 1959 | 0 | 18 | 18 | 18 | 18 | 18 | 18 | 18 | 18 | 18
166 | R MASSENGALE GT8 (LP&L) |  | R_MASSENGALE_8 | LUBBOCK | GAS | PANHANDLE | 2000 | 0 | 38 | 38 | 38 | 38 | 38 | 38 | 38 | 38 | 38
167 | RIO NOGALES POWER CTG 1 | 19INR0205 | RIONOG_CT1 | GUADALUPE | GAS | SOUTH | 2002 | 166 | 166 | 166 | 166 | 166 | 166 | 166 | 166 | 166 | 166
168 | RIO NOGALES POWER CTG 2 | 19INR0205 | RIONOG_CT2 | GUADALUPE | GAS | SOUTH | 2002 | 150 | 150 | 150 | 150 | 150 | 150 | 150 | 150 | 150 | 150
169 | RIO NOGALES POWER CTG 3 | 19INR0205 | RIONOG_CT3 | GUADALUPE | GAS | SOUTH | 2002 | 150 | 150 | 150 | 150 | 150 | 150 | 150 | 150 | 150 | 150
170 | RIO NOGALES POWER STG 4 | 19INR0205 | RIONOG_ST1 | GUADALUPE | GAS | SOUTH | 2002 | 286 | 286 | 286 | 286 | 286 | 286 | 286 | 286 | 286 | 286
171 | SAM RAYBURN POWER CTG 7 |  | RAYBURN_RAYBURG7 | VICTORIA | GAS | SOUTH | 2003 | 50 | 50 | 50 | 50 | 50 | 50 | 50 | 50 | 50 | 50
172 | SAM RAYBURN POWER CTG 8 |  | RAYBURN_RAYBURG8 | VICTORIA | GAS | SOUTH | 2003 | 50 | 50 | 50 | 50 | 50 | 50 | 50 | 50 | 50 | 50
173 | SAM RAYBURN POWER CTG 9 |  | RAYBURN_RAYBURG9 | VICTORIA | GAS | SOUTH | 2003 | 50 | 50 | 50 | 50 | 50 | 50 | 50 | 50 | 50 | 50
174 | SAM RAYBURN POWER STG 10 |  | RAYBURN_RAYBURG10 | VICTORIA | GAS | SOUTH | 2003 | 40 | 40 | 40 | 40 | 40 | 40 | 40 | 40 | 40 | 40
175 | SANDHILL ENERGY CENTER CTG 5A |  | SANDHSYD_SH_5A | TRAVIS | GAS | SOUTH | 2004 | 150 | 150 | 150 | 150 | 150 | 150 | 150 | 150 | 150 | 150
176 | SANDHILL ENERGY CENTER STG 5C |  | SANDHSYD_SH_5C | TRAVIS | GAS | SOUTH | 2004 | 145 | 145 | 145 | 145 | 145 | 145 | 145 | 145 | 145 | 145
177 | SILAS RAY POWER STG 6 |  | SILASRAY_SILAS_6 | CAMERON | GAS | COASTAL | 1962 | 20 | 20 | 20 | 20 | 20 | 20 | 20 | 20 | 20 | 20
178 | SILAS RAY POWER CTG 9 |  | SILASRAY_SILAS_9 | CAMERON | GAS | COASTAL | 1996 | 38 | 38 | 38 | 38 | 38 | 38 | 38 | 38 | 38 | 38
179 | T H WHARTON POWER CTG 31 |  | THW_THWGT31 | HARRIS | GAS | HOUSTON | 1972 | 54 | 54 | 54 | 54 | 54 | 54 | 54 | 54 | 54 | 54
180 | T H WHARTON POWER CTG 32 |  | THW_THWGT32 | HARRIS | GAS | HOUSTON | 1972 | 54 | 54 | 54 | 54 | 54 | 54 | 54 | 54 | 54 | 54
181 | T H WHARTON POWER CTG 33 |  | THW_THWGT33 | HARRIS | GAS | HOUSTON | 1972 | 54 | 54 | 54 | 54 | 54 | 54 | 54 | 54 | 54 | 54
182 | T H WHARTON POWER CTG 34 |  | THW_THWGT34 | HARRIS | GAS | HOUSTON | 1972 | 54 | 54 | 54 | 54 | 54 | 54 | 54 | 54 | 54 | 54
183 | T H WHARTON POWER STG 3 |  | THW_THWST_3 | HARRIS | GAS | HOUSTON | 1974 | 110 | 110 | 110 | 110 | 110 | 110 | 110 | 110 | 110 | 110
184 | T H WHARTON POWER CTG 41 |  | THW_THWGT41 | HARRIS | GAS | HOUSTON | 1972 | 54 | 54 | 54 | 54 | 54 | 54 | 54 | 54 | 54 | 54
185 | T H WHARTON POWER CTG 42 |  | THW_THWGT42 | HARRIS | GAS | HOUSTON | 1972 | 54 | 54 | 54 | 54 | 54 | 54 | 54 | 54 | 54 | 54
186 | T H WHARTON POWER CTG 43 |  | THW_THWGT43 | HARRIS | GAS | HOUSTON | 1974 | 54 | 54 | 54 | 54 | 54 | 54 | 54 | 54 | 54 | 54
187 | T H WHARTON POWER CTG 44 |  | THW_THWGT44 | HARRIS | GAS | HOUSTON | 1974 | 54 | 54 | 54 | 54 | 54 | 54 | 54 | 54 | 54 | 54
188 | T H WHARTON POWER STG 4 |  | THW_THWST_4 | HARRIS | GAS | HOUSTON | 1974 | 110 | 110 | 110 | 110 | 110 | 110 | 110 | 110 | 110 | 110
189 | TEXAS CITY POWER CTG A |  | TXCTY_CTA | GALVESTON | GAS | HOUSTON | 2000 | 80.32 | 80.32 | 80.32 | 80.32 | 80.32 | 80.32 | 80.32 | 80.32 | 80.32 | 80.32
190 | TEXAS CITY POWER CTG B |  | TXCTY_CTB | GALVESTON | GAS | HOUSTON | 2000 | 80.32 | 80.32 | 80.32 | 80.32 | 80.32 | 80.32 | 80.32 | 80.32 | 80.32 | 80.32
191 | TEXAS CITY POWER CTG C |  | TXCTY_CTC | GALVESTON | GAS | HOUSTON | 2000 | 80.32 | 80.32 | 80.32 | 80.32 | 80.32 | 80.32 | 80.32 | 80.32 | 80.32 | 80.32
192 | TEXAS CITY POWER STG |  | TXCTY_ST | GALVESTON | GAS | HOUSTON | 2000 | 124.94 | 124.94 | 124.94 | 124.94 | 124.94 | 124.94 | 124.94 | 124.94 | 124.94 | 124.94
193 | VICTORIA POWER CTG 6 |  | VICTORIA_VICTORG6 | VICTORIA | GAS | SOUTH | 2009 | 160 | 160 | 160 | 160 | 160 | 160 | 160 | 160 | 160 | 160
194 | VICTORIA POWER STG 5 |  | VICTORIA_VICTORG5 | VICTORIA | GAS | SOUTH | 1963 | 125 | 125 | 125 | 125 | 125 | 125 | 125 | 125 | 125 | 125
195 | WICHITA FALLS CTG 1 |  | WFCOGEN_UNIT1 | WICHITA | GAS | WEST | 1987 | 20 | 20 | 20 | 20 | 20 | 20 | 20 | 20 | 20 | 20
196 | WICHITA FALLS CTG 2 |  | WFCOGEN_UNIT2 | WICHITA | GAS | WEST | 1987 | 20 | 20 | 20 | 20 | 20 | 20 | 20 | 20 | 20 | 20
197 | WICHITA FALLS CTG 3 |  | WFCOGEN_UNIT3 | WICHITA | GAS | WEST | 1987 | 20 | 20 | 20 | 20 | 20 | 20 | 20 | 20 | 20 | 20
198 | WICHITA FALLS STG 4 |  | WFCOGEN_UNIT4 | WICHITA | GAS | WEST | 1987 | 17 | 17 | 17 | 17 | 17 | 17 | 17 | 17 | 17 | 17
199 | WISE-TRACTEBEL POWER CTG 1 |  | WCPP_CT1 | WISE | GAS | NORTH | 2004 | 203 | 203 | 203 | 203 | 203 | 203 | 203 | 203 | 203 | 203
200 | WISE-TRACTEBEL POWER CTG 2 |  | WCPP_CT2 | WISE | GAS | NORTH | 2004 | 197 | 197 | 197 | 197 | 197 | 197 | 197 | 197 | 197 | 197
201 | WISE-TRACTEBEL POWER STG 1 |  | WCPP_ST1 | WISE | GAS | NORTH | 2004 | 272 | 272 | 272 | 272 | 272 | 272 | 272 | 272 | 272 | 272
202 | WOLF HOLLOW POWER CTG 1 |  | WHCCS_CT1 | HOOD | GAS | NORTH | 2002 | 212.5 | 212.5 | 212.5 | 212.5 | 212.5 | 212.5 | 212.5 | 212.5 | 212.5 | 212.5
203 | WOLF HOLLOW POWER CTG 2 |  | WHCCS_CT2 | HOOD | GAS | NORTH | 2002 | 212.5 | 212.5 | 212.5 | 212.5 | 212.5 | 212.5 | 212.5 | 212.5 | 212.5 | 212.5
204 | WOLF HOLLOW POWER STG |  | WHCCS_STG | HOOD | GAS | NORTH | 2002 | 280 | 280 | 280 | 280 | 280 | 280 | 280 | 280 | 280 | 280
205 | WOLF HOLLOW 2 CT5 | 18INR0076 | WHCCS2_CT4 | HOOD | GAS | NORTH | 2017 | 323.6 | 323.6 | 323.6 | 323.6 | 323.6 | 323.6 | 323.6 | 323.6 | 323.6 | 323.6
206 | WOLF HOLLOW 2 CT6 | 18INR0076 | WHCCS2_CT5 | HOOD | GAS | NORTH | 2017 | 327.4 | 327.4 | 327.4 | 327.4 | 327.4 | 327.4 | 327.4 | 327.4 | 327.4 | 327.4
207 | WOLF HOLLOW 2 STG6 | 18INR0076 | WHCCS2_STG6 | HOOD | GAS | NORTH | 2017 | 464.4 | 464.4 | 464.4 | 464.4 | 464.4 | 464.4 | 464.4 | 464.4 | 464.4 | 464.4
208 | ATKINS CTG 7 |  | ATKINS_ATKINSG7 | BRAZOS | GAS | NORTH | 1973 | 18 | 18 | 18 | 18 | 18 | 18 | 18 | 18 | 18 | 18
209 | BRANDON GT1 (LP&L) |  | BRANDON | LUBBOCK | GAS | PANHANDLE | 1990 | 0 | 21 | 21 | 21 | 21 | 21 | 21 | 21 | 21 | 21
210 | CASTLEMAN CHAMON 1 |  | CHAMON_CTG_0101 | HARRIS | GAS | HOUSTON | 2017 | 44 | 44 | 44 | 44 | 44 | 44 | 44 | 44 | 44 | 44
211 | CASTLEMAN CHAMON 2 |  | CHAMON_CTG_0301 | HARRIS | GAS | HOUSTON | 2017 | 44 | 44 | 44 | 44 | 44 | 44 | 44 | 44 | 44 | 44
212 | DANSBY CTG 2 |  | DANSBY_DANSBYG2 | BRAZOS | GAS | NORTH | 2004 | 45 | 45 | 45 | 45 | 45 | 45 | 45 | 45 | 45 | 45
213 | DANSBY CTG 3 |  | DANSBY_DANSBYG3 | BRAZOS | GAS | NORTH | 2010 | 47 | 47 | 47 | 47 | 47 | 47 | 47 | 47 | 47 | 47
214 | DECKER CREEK CTG 1 |  | DECKER_DPGT_1 | TRAVIS | GAS | SOUTH | 1989 | 48 | 48 | 48 | 48 | 48 | 48 | 48 | 48 | 48 | 48
215 | DECKER CREEK CTG 2 |  | DECKER_DPGT_2 | TRAVIS | GAS | SOUTH | 1989 | 48 | 48 | 48 | 48 | 48 | 48 | 48 | 48 | 48 | 48
216 | DECKER CREEK CTG 3 |  | DECKER_DPGT_3 | TRAVIS | GAS | SOUTH | 1989 | 48 | 48 | 48 | 48 | 48 | 48 | 48 | 48 | 48 | 48
217 | DECKER CREEK CTG 4 |  | DECKER_DPGT_4 | TRAVIS | GAS | SOUTH | 1989 | 48 | 48 | 48 | 48 | 48 | 48 | 48 | 48 | 48 | 48
218 | DECORDOVA CTG 1 |  | DCSES_CT10 | HOOD | GAS | NORTH | 1990 | 69 | 69 | 69 | 69 | 69 | 69 | 69 | 69 | 69 | 69
219 | DECORDOVA CTG 2 |  | DCSES_CT20 | HOOD | GAS | NORTH | 1990 | 69 | 69 | 69 | 69 | 69 | 69 | 69 | 69 | 69 | 69
220 | DECORDOVA CTG 3 |  | DCSES_CT30 | HOOD | GAS | NORTH | 1990 | 68 | 68 | 68 | 68 | 68 | 68 | 68 | 68 | 68 | 68
221 | DECORDOVA CTG 4 |  | DCSES_CT40 | HOOD | GAS | NORTH | 1990 | 69 | 69 | 69 | 69 | 69 | 69 | 69 | 69 | 69 | 69
222 | ECTOR COUNTY ENERGY CTG 1 |  | ECEC_G1 | ECTOR | GAS | WEST | 2015 | 147 | 147 | 147 | 147 | 147 | 147 | 147 | 147 | 147 | 147
223 | ECTOR COUNTY ENERGY CTG 2 |  | ECEC_G2 | ECTOR | GAS | WEST | 2015 | 147 | 147 | 147 | 147 | 147 | 147 | 147 | 147 | 147 | 147
224 | ELK STATION CTG 3 |  | AEEC_ELK_3 | HALE | GAS | PANHANDLE | 2016 | 190 | 190 | 190 | 190 | 190 | 190 | 190 | 190 | 190 | 190
225 | EXTEX LAPORTE GEN STN CTG 1 |  | AZ_AZ_G1 | HARRIS | GAS | HOUSTON | 2009 | 36 | 36 | 36 | 36 | 36 | 36 | 36 | 36 | 36 | 36
226 | EXTEX LAPORTE GEN STN CTG 2 |  | AZ_AZ_G2 | HARRIS | GAS | HOUSTON | 2009 | 36 | 36 | 36 | 36 | 36 | 36 | 36 | 36 | 36 | 36
227 | EXTEX LAPORTE GEN STN CTG 3 |  | AZ_AZ_G3 | HARRIS | GAS | HOUSTON | 2009 | 36 | 36 | 36 | 36 | 36 | 36 | 36 | 36 | 36 | 36
228 | EXTEX LAPORTE GEN STN CTG 4 |  | AZ_AZ_G4 | HARRIS | GAS | HOUSTON | 2009 | 36 | 36 | 36 | 36 | 36 | 36 | 36 | 36 | 36 | 36
229 | FRIENDSWOOD G |  | FEGC_UNIT1 | HARRIS | GAS | HOUSTON | 2018 | 119 | 119 | 119 | 119 | 119 | 119 | 119 | 119 | 119 | 119
230 | GREENS BAYOU CTG 73 |  | GBY_GBYGT73 | HARRIS | GAS | HOUSTON | 1976 | 56 | 56 | 56 | 56 | 56 | 56 | 56 | 56 | 56 | 56
231 | GREENS BAYOU CTG 74 |  | GBY_GBYGT74 | HARRIS | GAS | HOUSTON | 1976 | 56 | 56 | 56 | 56 | 56 | 56 | 56 | 56 | 56 | 56
232 | GREENS BAYOU CTG 81 |  | GBY_GBYGT81 | HARRIS | GAS | HOUSTON | 1976 | 56 | 56 | 56 | 56 | 56 | 56 | 56 | 56 | 56 | 56
233 | GREENS BAYOU CTG 82 |  | GBY_GBYGT82 | HARRIS | GAS | HOUSTON | 1976 | 50 | 50 | 50 | 50 | 50 | 50 | 50 | 50 | 50 | 50
234 | GREENS BAYOU CTG 83 |  | GBY_GBYGT83 | HARRIS | GAS | HOUSTON | 1976 | 56 | 56 | 56 | 56 | 56 | 56 | 56 | 56 | 56 | 56
235 | GREENS BAYOU CTG 84 |  | GBY_GBYGT84 | HARRIS | GAS | HOUSTON | 1976 | 56 | 56 | 56 | 56 | 56 | 56 | 56 | 56 | 56 | 56
236 | GREENVILLE IC ENGINE PLANT |  | STEAM_ENGINE_1 | HUNT | GAS | NORTH | 2010 | 8.2 | 8.2 | 8.2 | 8.2 | 8.2 | 8.2 | 8.2 | 8.2 | 8.2 | 8.2
237 | GREENVILLE IC ENGINE PLANT |  | STEAM_ENGINE_2 | HUNT | GAS | NORTH | 2010 | 8.2 | 8.2 | 8.2 | 8.2 | 8.2 | 8.2 | 8.2 | 8.2 | 8.2 | 8.2
238 | GREENVILLE IC ENGINE PLANT |  | STEAM_ENGINE_3 | HUNT | GAS | NORTH | 2010 | 8.2 | 8.2 | 8.2 | 8.2 | 8.2 | 8.2 | 8.2 | 8.2 | 8.2 | 8.2
239 | LAREDO CTG 4 |  | LARDVFTN_G4 | WEBB | GAS | SOUTH | 2008 | 90.1 | 90.1 | 90.1 | 90.1 | 90.1 | 90.1 | 90.1 | 90.1 | 90.1 | 90.1
240 | LAREDO CTG 5 |  | LARDVFTN_G5 | WEBB | GAS | SOUTH | 2008 | 87.3 | 87.3 | 87.3 | 87.3 | 87.3 | 87.3 | 87.3 | 87.3 | 87.3 | 87.3
241 | LEON CREEK PEAKER CTG 1 |  | LEON_CRK_LCPCT1 | BEXAR | GAS | SOUTH | 2004 | 46 | 46 | 46 | 46 | 46 | 46 | 46 | 46 | 46 | 46
242 | LEON CREEK PEAKER CTG 2 |  | LEON_CRK_LCPCT2 | BEXAR | GAS | SOUTH | 2004 | 46 | 46 | 46 | 46 | 46 | 46 | 46 | 46 | 46 | 46
243 | LEON CREEK PEAKER CTG 3 |  | LEON_CRK_LCPCT3 | BEXAR | GAS | SOUTH | 2004 | 44 | 44 | 44 | 44 | 44 | 44 | 44 | 44 | 44 | 44
244 | LEON CREEK PEAKER CTG 4 |  | LEON_CRK_LCPCT4 | BEXAR | GAS | SOUTH | 2004 | 46 | 46 | 46 | 46 | 46 | 46 | 46 | 46 | 46 | 46
245 | MORGAN CREEK CTG 1 |  | MGSES_CT1 | MITCHELL | GAS | WEST | 1988 | 66 | 66 | 66 | 66 | 66 | 66 | 66 | 66 | 66 | 66
246 | MORGAN CREEK CTG 2 |  | MGSES_CT2 | MITCHELL | GAS | WEST | 1988 | 65 | 65 | 65 | 65 | 65 | 65 | 65 | 65 | 65 | 65
247 | MORGAN CREEK CTG 3 |  | MGSES_CT3 | MITCHELL | GAS | WEST | 1988 | 65 | 65 | 65 | 65 | 65 | 65 | 65 | 65 | 65 | 65
248 | MORGAN CREEK CTG 4 |  | MGSES_CT4 | MITCHELL | GAS | WEST | 1988 | 67 | 67 | 67 | 67 | 67 | 67 | 67 | 67 | 67 | 67
249 | MORGAN CREEK CTG 5 |  | MGSES_CT5 | MITCHELL | GAS | WEST | 1988 | 67 | 67 | 67 | 67 | 67 | 67 | 67 | 67 | 67 | 67
250 | MORGAN CREEK CTG 6 |  | MGSES_CT6 | MITCHELL | GAS | WEST | 1988 | 67 | 67 | 67 | 67 | 67 | 67 | 67 | 67 | 67 | 67
251 | DENTON ENERGY CENTER A |  | DEC_AGR_A | DENTON | GAS | NORTH | 2018 | 56.5 | 56.5 | 56.5 | 56.5 | 56.5 | 56.5 | 56.5 | 56.5 | 56.5 | 56.5
252 | DENTON ENERGY CENTER B |  | DEC_AGR_B | DENTON | GAS | NORTH | 2018 | 56.5 | 56.5 | 56.5 | 56.5 | 56.5 | 56.5 | 56.5 | 56.5 | 56.5 | 56.5
253 | DENTON ENERGY CENTER C |  | DEC_AGR_C | DENTON | GAS | NORTH | 2018 | 56.5 | 56.5 | 56.5 | 56.5 | 56.5 | 56.5 | 56.5 | 56.5 | 56.5 | 56.5
254 | DENTON ENERGY CENTER D |  | DEC_AGR_D | DENTON | GAS | NORTH | 2018 | 56.5 | 56.5 | 56.5 | 56.5 | 56.5 | 56.5 | 56.5 | 56.5 | 56.5 | 56.5
255 | PEARSALL IC ENGINE PLANT A |  | PEARSAL2_AGR_A | FRIO | GAS | SOUTH | 2012 | 50.6 | 50.6 | 50.6 | 50.6 | 50.6 | 50.6 | 50.6 | 50.6 | 50.6 | 50.6
256 | PEARSALL IC ENGINE PLANT B |  | PEARSAL2_AGR_B | FRIO | GAS | SOUTH | 2012 | 50.6 | 50.6 | 50.6 | 50.6 | 50.6 | 50.6 | 50.6 | 50.6 | 50.6 | 50.6
257 | PEARSALL IC ENGINE PLANT C |  | PEARSAL2_AGR_C | FRIO | GAS | SOUTH | 2012 | 50.6 | 50.6 | 50.6 | 50.6 | 50.6 | 50.6 | 50.6 | 50.6 | 50.6 | 50.6
258 | PEARSALL IC ENGINE PLANT D |  | PEARSAL2_AGR_D | FRIO | GAS | SOUTH | 2012 | 50.6 | 50.6 | 50.6 | 50.6 | 50.6 | 50.6 | 50.6 | 50.6 | 50.6 | 50.6
259 | PERMIAN BASIN CTG 1 |  | PB2SES_CT1 | WARD | GAS | WEST | 1988 | 63 | 63 | 63 | 63 | 63 | 63 | 63 | 63 | 63 | 63
260 | PERMIAN BASIN CTG 2 |  | PB2SES_CT2 | WARD | GAS | WEST | 1988 | 64 | 64 | 64 | 64 | 64 | 64 | 64 | 64 | 64 | 64
261 | PERMIAN BASIN CTG 3 |  | PB2SES_CT3 | WARD | GAS | WEST | 1988 | 64 | 64 | 64 | 64 | 64 | 64 | 64 | 64 | 64 | 64
262 | PERMIAN BASIN CTG 4 |  | PB2SES_CT4 | WARD | GAS | WEST | 1990 | 64 | 64 | 64 | 64 | 64 | 64 | 64 | 64 | 64 | 64
263 | PERMIAN BASIN CTG 5 |  | PB2SES_CT5 | WARD | GAS | WEST | 1990 | 65 | 65 | 65 | 65 | 65 | 65 | 65 | 65 | 65 | 65
264 | PHR PEAKERS (BAC) CTG 1 |  | BAC_CTG1 | GALVESTON | GAS | HOUSTON | 2018 | 59 | 59 | 59 | 59 | 59 | 59 | 59 | 59 | 59 | 59
265 | PHR PEAKERS (BAC) CTG 2 |  | BAC_CTG2 | GALVESTON | GAS | HOUSTON | 2018 | 61 | 61 | 61 | 61 | 61 | 61 | 61 | 61 | 61 | 61
266 | PHR PEAKERS (BAC) CTG 3 |  | BAC_CTG3 | GALVESTON | GAS | HOUSTON | 2018 | 49 | 49 | 49 | 49 | 49 | 49 | 49 | 49 | 49 | 49
267 | PHR PEAKERS (BAC) CTG 4 |  | BAC_CTG4 | GALVESTON | GAS | HOUSTON | 2018 | 54 | 54 | 54 | 54 | 54 | 54 | 54 | 54 | 54 | 54
268 | PHR PEAKERS (BAC) CTG 5 |  | BAC_CTG5 | GALVESTON | GAS | HOUSTON | 2018 | 54 | 54 | 54 | 54 | 54 | 54 | 54 | 54 | 54 | 54
269 | PHR PEAKERS (BAC) CTG 6 |  | BAC_CTG6 | GALVESTON | GAS | HOUSTON | 2018 | 52 | 52 | 52 | 52 | 52 | 52 | 52 | 52 | 52 | 52
270 | REDGATE A |  | REDGATE_AGR_A | HIDALGO | GAS | SOUTH | 2016 | 56.3 | 56.3 | 56.3 | 56.3 | 56.3 | 56.3 | 56.3 | 56.3 | 56.3 | 56.3
271 | REDGATE B |  | REDGATE_AGR_B | HIDALGO | GAS | SOUTH | 2016 | 56.3 | 56.3 | 56.3 | 56.3 | 56.3 | 56.3 | 56.3 | 56.3 | 56.3 | 56.3
272 | REDGATE C |  | REDGATE_AGR_C | HIDALGO | GAS | SOUTH | 2016 | 56.3 | 56.3 | 56.3 | 56.3 | 56.3 | 56.3 | 56.3 | 56.3 | 56.3 | 56.3
273 | REDGATE D |  | REDGATE_AGR_D | HIDALGO | GAS | SOUTH | 2016 | 56.3 | 56.3 | 56.3 | 56.3 | 56.3 | 56.3 | 56.3 | 56.3 | 56.3 | 56.3
274 | R W MILLER CTG 4 |  | MIL_MILLERG4 | PALO PINTO | GAS | NORTH | 1994 | 100 | 100 | 100 | 100 | 100 | 100 | 100 | 100 | 100 | 100
275 | R W MILLER CTG 5 |  | MIL_MILLERG5 | PALO PINTO | GAS | NORTH | 1994 | 100 | 100 | 100 | 100 | 100 | 100 | 100 | 100 | 100 | 100
276 | RAY OLINGER CTG 4 |  | OLINGR_OLING_4 | COLLIN | GAS | NORTH | 2001 | 75 | 75 | 75 | 75 | 75 | 75 | 75 | 75 | 75 | 75
277 | SAM RAYBURN CTG 1 |  | RAYBURN_RAYBURG1 | VICTORIA | GAS | SOUTH | 1963 | 11 | 11 | 11 | 11 | 11 | 11 | 11 | 11 | 11 | 11
278 | SAM RAYBURN CTG 2 |  | RAYBURN_RAYBURG2 | VICTORIA | GAS | SOUTH | 1963 | 11 | 11 | 11 | 11 | 11 | 11 | 11 | 11 | 11 | 11
279 | SAN JACINTO SES CTG 1 |  | SJS_SJS_G1 | HARRIS | GAS | HOUSTON | 1995 | 80 | 80 | 80 | 80 | 80 | 80 | 80 | 80 | 80 | 80
280 | SAN JACINTO SES CTG 2 |  | SJS_SJS_G2 | HARRIS | GAS | HOUSTON | 1995 | 80 | 80 | 80 | 80 | 80 | 80 | 80 | 80 | 80 | 80
281 | SANDHILL ENERGY CENTER CTG 1 |  | SANDHSYD_SH1 | TRAVIS | GAS | SOUTH | 2001 | 47 | 47 | 47 | 47 | 47 | 47 | 47 | 47 | 47 | 47
282 | SANDHILL ENERGY CENTER CTG 2 |  | SANDHSYD_SH2 | TRAVIS | GAS | SOUTH | 2001 | 47 | 47 | 47 | 47 | 47 | 47 | 47 | 47 | 47 | 47
283 | SANDHILL ENERGY CENTER CTG 3 |  | SANDHSYD_SH3 | TRAVIS | GAS | SOUTH | 2001 | 47 | 47 | 47 | 47 | 47 | 47 | 47 | 47 | 47 | 47
284 | SANDHILL ENERGY CENTER CTG 4 |  | SANDHSYD_SH4 | TRAVIS | GAS | SOUTH | 2001 | 47 | 47 | 47 | 47 | 47 | 47 | 47 | 47 | 47 | 47
285 | SANDHILL ENERGY CENTER CTG 6 |  | SANDHSYD_SH6 | TRAVIS | GAS | SOUTH | 2010 | 47 | 47 | 47 | 47 | 47 | 47 | 47 | 47 | 47 | 47
286 | SANDHILL ENERGY CENTER CTG 7 |  | SANDHSYD_SH7 | TRAVIS | GAS | SOUTH | 2010 | 47 | 47 | 47 | 47 | 47 | 47 | 47 | 47 | 47 | 47
287 | SILAS RAY CTG 10 |  | SILASRAY_SILAS_10 | CAMERON | GAS | COASTAL | 2004 | 46 | 46 | 46 | 46 | 46 | 46 | 46 | 46 | 46 | 46
288 | SKY GLOBAL POWER ONE A |  | SKY1_SKY1A | COLORADO | GAS | SOUTH | 2016 | 26.7 | 26.7 | 26.7 | 26.7 | 26.7 | 26.7 | 26.7 | 26.7 | 26.7 | 26.7
289 | SKY GLOBAL POWER ONE B |  | SKY1_SKY1B | COLORADO | GAS | SOUTH | 2016 | 26.7 | 26.7 | 26.7 | 26.7 | 26.7 | 26.7 | 26.7 | 26.7 | 26.7 | 26.7
290 | T H WHARTON CTG 51 |  | THW_THWGT51 | HARRIS | GAS | HOUSTON | 1975 | 56 | 56 | 56 | 56 | 56 | 56 | 56 | 56 | 56 | 56
291 | T H WHARTON CTG 52 |  | THW_THWGT52 | HARRIS | GAS | HOUSTON | 1975 | 56 | 56 | 56 | 56 | 56 | 56 | 56 | 56 | 56 | 56
292 | T H WHARTON CTG 53 |  | THW_THWGT53 | HARRIS | GAS | HOUSTON | 1975 | 56 | 56 | 56 | 56 | 56 | 56 | 56 | 56 | 56 | 56
293 | T H WHARTON CTG 54 |  | THW_THWGT54 | HARRIS | GAS | HOUSTON | 1975 | 56 | 56 | 56 | 56 | 56 | 56 | 56 | 56 | 56 | 56
294 | T H WHARTON CTG 55 |  | THW_THWGT55 | HARRIS | GAS | HOUSTON | 1975 | 56 | 56 | 56 | 56 | 56 | 56 | 56 | 56 | 56 | 56
295 | T H WHARTON CTG 56 |  | THW_THWGT56 | HARRIS | GAS | HOUSTON | 1975 | 56 | 56 | 56 | 56 | 56 | 56 | 56 | 56 | 56 | 56
296 | T H WHARTON CTG G1 |  | THW_THWGT_1 | HARRIS | GAS | HOUSTON | 1967 | 13 | 13 | 13 | 13 | 13 | 13 | 13 | 13 | 13 | 13
297 | TEXAS GULF SULPHUR |  | TGF_TGFGT_1 | WHARTON | GAS | SOUTH | 1985 | 79 | 79 | 79 | 79 | 79 | 79 | 79 | 79 | 79 | 79
298 | V H BRAUNIG CTG 5 |  | BRAUNIG_VHB6CT5 | BEXAR | GAS | SOUTH | 2009 | 48 | 48 | 48 | 48 | 48 | 48 | 48 | 48 | 48 | 48
299 | V H BRAUNIG CTG 6 |  | BRAUNIG_VHB6CT6 | BEXAR | GAS | SOUTH | 2009 | 48 | 48 | 48 | 48 | 48 | 48 | 48 | 48 | 48 | 48
300 | V H BRAUNIG CTG 7 |  | BRAUNIG_VHB6CT7 | BEXAR | GAS | SOUTH | 2009 | 48 | 48 | 48 | 48 | 48 | 48 | 48 | 48 | 48 | 48
301 | V H BRAUNIG CTG 8 |  | BRAUNIG_VHB6CT8 | BEXAR | GAS | SOUTH | 2009 | 47 | 47 | 47 | 47 | 47 | 47 | 47 | 47 | 47 | 47
302 | W A PARISH CTG 1 |  | WAP_WAPGT_1 | FT. BEND | GAS | HOUSTON | 1967 | 13 | 13 | 13 | 13 | 13 | 13 | 13 | 13 | 13 | 13
303 | WINCHESTER POWER PARK CTG 1 |  | WIPOPA_WPP_G1 | FAYETTE | GAS | SOUTH | 2009 | 44 | 44 | 44 | 44 | 44 | 44 | 44 | 44 | 44 | 44
304 | WINCHESTER POWER PARK CTG 2 |  | WIPOPA_WPP_G2 | FAYETTE | GAS | SOUTH | 2009 | 44 | 44 | 44 | 44 | 44 | 44 | 44 | 44 | 44 | 44
305 | WINCHESTER POWER PARK CTG 3 |  | WIPOPA_WPP_G3 | FAYETTE | GAS | SOUTH | 2009 | 44 | 44 | 44 | 44 | 44 | 44 | 44 | 44 | 44 | 44
306 | WINCHESTER POWER PARK CTG 4 |  | WIPOPA_WPP_G4 | FAYETTE | GAS | SOUTH | 2009 | 44 | 44 | 44 | 44 | 44 | 44 | 44 | 44 | 44 | 44
307 | B M DAVIS STG U1 |  | B_DAVIS_B_DAVIG1 | NUECES | GAS | COASTAL | 1974 | 300 | 300 | 300 | 300 | 300 | 300 | 300 | 300 | 300 | 300
308 | CEDAR BAYOU STG U1 |  | CBY_CBY_G1 | CHAMBERS | GAS | HOUSTON | 1970 | 745 | 745 | 745 | 745 | 745 | 745 | 745 | 745 | 745 | 745
309 | CEDAR BAYOU STG U2 |  | CBY_CBY_G2 | CHAMBERS | GAS | HOUSTON | 1972 | 749 | 749 | 749 | 749 | 749 | 749 | 749 | 749 | 749 | 749
310 | DANSBY STG U1 |  | DANSBY_DANSBYG1 | BRAZOS | GAS | NORTH | 1978 | 107 | 107 | 107 | 107 | 107 | 107 | 107 | 107 | 107 | 107
311 | DECKER CREEK STG U1 |  | DECKER_DPG1 | TRAVIS | GAS | SOUTH | 1971 | 315 | 315 | 315 | 315 | 315 | 315 | 315 | 315 | 315 | 315
312 | DECKER CREEK STG U2 |  | DECKER_DPG2 | TRAVIS | GAS | SOUTH | 1978 | 420 | 420 | 420 | 420 | 420 | 420 | 420 | 420 | 420 | 420
313 | GRAHAM STG U1 |  | GRSES_UNIT1 | YOUNG | GAS | WEST | 1960 | 234 | 234 | 234 | 234 | 234 | 234 | 234 | 234 | 234 | 234
314 | GRAHAM STG U2 |  | GRSES_UNIT2 | YOUNG | GAS | WEST | 1969 | 390 | 390 | 390 | 390 | 390 | 390 | 390 | 390 | 390 | 390
315 | HANDLEY STG U3 |  | HLSES_UNIT3 | TARRANT | GAS | NORTH | 1963 | 395 | 395 | 395 | 395 | 395 | 395 | 395 | 395 | 395 | 395
316 | HANDLEY STG U4 |  | HLSES_UNIT4 | TARRANT | GAS | NORTH | 1976 | 435 | 435 | 435 | 435 | 435 | 435 | 435 | 435 | 435 | 435
317 | HANDLEY STG U5 |  | HLSES_UNIT5 | TARRANT | GAS | NORTH | 1977 | 435 | 435 | 435 | 435 | 435 | 435 | 435 | 435 | 435 | 435
318 | LAKE HUBBARD STG U1 |  | LHSES_UNIT1 | DALLAS | GAS | NORTH | 1970 | 392 | 392 | 392 | 392 | 392 | 392 | 392 | 392 | 392 | 392
319 | LAKE HUBBARD STG U2 |  | LHSES_UNIT2A | DALLAS | GAS | NORTH | 1973 | 523 | 523 | 523 | 523 | 523 | 523 | 523 | 523 | 523 | 523
320 | MOUNTAIN CREEK STG U6 |  | MCSES_UNIT6 | DALLAS | GAS | NORTH | 1956 | 122 | 122 | 122 | 122 | 122 | 122 | 122 | 122 | 122 | 122
321 | MOUNTAIN CREEK STG U7 |  | MCSES_UNIT7 | DALLAS | GAS | NORTH | 1958 | 118 | 118 | 118 | 118 | 118 | 118 | 118 | 118 | 118 | 118
322 | MOUNTAIN CREEK STG U8 |  | MCSES_UNIT8 | DALLAS | GAS | NORTH | 1967 | 568 | 568 | 568 | 568 | 568 | 568 | 568 | 568 | 568 | 568
323 | O W SOMMERS STG U1 |  | CALAVERS_OWS1 | BEXAR | GAS | SOUTH | 1972 | 420 | 420 | 420 | 420 | 420 | 420 | 420 | 420 | 420 | 420
324 | O W SOMMERS STG U2 |  | CALAVERS_OWS2 | BEXAR | GAS | SOUTH | 1974 | 410 | 410 | 410 | 410 | 410 | 410 | 410 | 410 | 410 | 410
325 | POWERLANE PLANT STG U1 |  | STEAM1A_STEAM_1 | HUNT | GAS | NORTH | 1966 | 17.5 | 17.5 | 17.5 | 17.5 | 17.5 | 17.5 | 17.5 | 17.5 | 17.5 | 17.5
326 | POWERLANE PLANT STG U2 |  | STEAM_STEAM_2 | HUNT | GAS | NORTH | 1967 | 23.5 | 23.5 | 23.5 | 23.5 | 23.5 | 23.5 | 23.5 | 23.5 | 23.5 | 23.5
327 | POWERLANE PLANT STG U3 |  | STEAM_STEAM_3 | HUNT | GAS | NORTH | 1978 | 39.5 | 39.5 | 39.5 | 39.5 | 39.5 | 39.5 | 39.5 | 39.5 | 39.5 | 39.5
328 | R W MILLER STG U1 |  | MIL_MILLERG1 | PALO PINTO | GAS | NORTH | 1968 | 70 | 70 | 70 | 70 | 70 | 70 | 70 | 70 | 70 | 70
329 | R W MILLER STG U2 |  | MIL_MILLERG2 | PALO PINTO | GAS | NORTH | 1972 | 118 | 118 | 118 | 118 | 118 | 118 | 118 | 118 | 118 | 118
330 | R W MILLER STG U3 |  | MIL_MILLERG3 | PALO PINTO | GAS | NORTH | 1975 | 208 | 208 | 208 | 208 | 208 | 208 | 208 | 208 | 208 | 208
331 | RAY OLINGER STG U1 |  | OLINGR_OLING_1 | COLLIN | GAS | NORTH | 1967 | 78 | 78 | 78 | 78 | 78 | 78 | 78 | 78 | 78 | 78
332 | RAY OLINGER STG U2 |  | OLINGR_OLING_2 | COLLIN | GAS | NORTH | 1971 | 107 | 107 | 107 | 107 | 107 | 107 | 107 | 107 | 107 | 107
333 | RAY OLINGER STG U3 |  | OLINGR_OLING_3 | COLLIN | GAS | NORTH | 1975 | 146 | 146 | 146 | 146 | 146 | 146 | 146 | 146 | 146 | 146
334 | SIM GIDEON STG U1 |  | GIDEON_GIDEONG1 | BASTROP | GAS | SOUTH | 1965 | 130 | 130 | 130 | 130 | 130 | 130 | 130 | 130 | 130 | 130
335 | SIM GIDEON STG U2 |  | GIDEON_GIDEONG2 | BASTROP | GAS | SOUTH | 1968 | 135 | 135 | 135 | 135 | 135 | 135 | 135 | 135 | 135 | 135
336 | SIM GIDEON STG U3 |  | GIDEON_GIDEONG3 | BASTROP | GAS | SOUTH | 1972 | 336 | 336 | 336 | 336 | 336 | 336 | 336 | 336 | 336 | 336
337 | STRYKER CREEK STG U1 |  | SCSES_UNIT1A | CHEROKEE | GAS | NORTH | 1958 | 167 | 167 | 167 | 167 | 167 | 167 | 167 | 167 | 167 | 167
338 | STRYKER CREEK STG U2 |  | SCSES_UNIT2 | CHEROKEE | GAS | NORTH | 1965 | 502 | 502 | 502 | 502 | 502 | 502 | 502 | 502 | 502 | 502
339 | TRINIDAD STG U6 |  | TRSES_UNIT6 | HENDERSON | GAS | NORTH | 1965 | 235 | 235 | 235 | 235 | 235 | 235 | 235 | 235 | 235 | 235
340 | V H BRAUNIG STG U1 |  | BRAUNIG_VHB1 | BEXAR | GAS | SOUTH | 1966 | 217 | 217 | 217 | 217 | 217 | 217 | 217 | 217 | 217 | 217
341 | V H BRAUNIG STG U2 |  | BRAUNIG_VHB2 | BEXAR | GAS | SOUTH | 1968 | 230 | 230 | 230 | 230 | 230 | 230 | 230 | 230 | 230 | 230
342 | V H BRAUNIG STG U3 |  | BRAUNIG_VHB3 | BEXAR | GAS | SOUTH | 1970 | 412 | 412 | 412 | 412 | 412 | 412 | 412 | 412 | 412 | 412
343 | W A PARISH STG U1 |  | WAP_WAP_G1 | FT. BEND | GAS | HOUSTON | 1958 | 169 | 169 | 169 | 169 | 169 | 169 | 169 | 169 | 169 | 169
344 | W A PARISH STG U2 |  | WAP_WAP_G2 | FT. BEND | GAS | HOUSTON | 1958 | 169 | 169 | 169 | 169 | 169 | 169 | 169 | 169 | 169 | 169
345 | W A PARISH STG U3 |  | WAP_WAP_G3 | FT. BEND | GAS | HOUSTON | 1961 | 240 | 240 | 240 | 240 | 240 | 240 | 240 | 240 | 240 | 240
346 | W A PARISH STG U4 |  | WAP_WAP_G4 | FT. BEND | GAS | HOUSTON | 1968 | 527 | 527 | 527 | 527 | 527 | 527 | 527 | 527 | 527 | 527
347 | NACOGDOCHES POWER |  | NACPW_UNIT1 | NACOGDOCHES | BIOMASS | NORTH | 2012 | 105 | 105 | 105 | 105 | 105 | 105 | 105 | 105 | 105 | 105
348 | BIOENERGY AUSTIN WALZEM RD LFG |  | DG_WALZE_4UNITS | BEXAR | BIOMASS | SOUTH | 2002 | 9.8 | 9.8 | 9.8 | 9.8 | 9.8 | 9.8 | 9.8 | 9.8 | 9.8 | 9.8
349 | BIOENERGY TEXAS COVEL GARDENS LFG |  | DG_MEDIN_1UNIT | BEXAR | BIOMASS | SOUTH | 2005 | 9.6 | 9.6 | 9.6 | 9.6 | 9.6 | 9.6 | 9.6 | 9.6 | 9.6 | 9.6
350 | GRAND PRAIRIE LFG |  | DG_TRIRA_1UNIT | DALLAS | BIOMASS | NORTH | 2015 | 4 | 4 | 4 | 4 | 4 | 4 | 4 | 4 | 4 | 4
351 | NELSON GARDENS LFG |  | DG_78252_4UNITS | BEXAR | BIOMASS | SOUTH | 2013 | 4.2 | 4.2 | 4.2 | 4.2 | 4.2 | 4.2 | 4.2 | 4.2 | 4.2 | 4.2
352 | SKYLINE LFG |  | DG_FERIS_4 UNITS | DALLAS | BIOMASS | NORTH | 2007 | 6.4 | 6.4 | 6.4 | 6.4 | 6.4 | 6.4 | 6.4 | 6.4 | 6.4 | 6.4
353 | VIRIDIS ENERGY-ALVIN LFG |  | DG_AV_DG1 | GALVESTON | BIOMASS | HOUSTON | 2002 | 6.7 | 6.7 | 6.7 | 6.7 | 6.7 | 6.7 | 6.7 | 6.7 | 6.7 | 6.7
354 | VIRIDIS ENERGY-HUMBLE LFG |  | DG_HB_DG1 | HARRIS | BIOMASS | HOUSTON | 2002 | 10 | 10 | 10 | 10 | 10 | 10 | 10 | 10 | 10 | 10
355 | WM RENEWABLE-AUSTIN LFG |  | DG_SPRIN_4UNITS | TRAVIS | BIOMASS | SOUTH | 2007 | 6.4 | 6.4 | 6.4 | 6.4 | 6.4 | 6.4 | 6.4 | 6.4 | 6.4 | 6.4
356 | WM RENEWABLE-DFW GAS RECOVERY LFG |  | DG_BIO2_4UNITS | DENTON | BIOMASS | NORTH | 2009 | 6.4 | 6.4 | 6.4 | 6.4 | 6.4 | 6.4 | 6.4 | 6.4 | 6.4 | 6.4
357 | WM RENEWABLE-BIOENERGY PARTNERS LFG |  | DG_BIOE_2UNITS | DENTON | BIOMASS | NORTH | 1988 | 6.2 | 6.2 | 6.2 | 6.2 | 6.2 | 6.2 | 6.2 | 6.2 | 6.2 | 6.2
358 | WM RENEWABLE-MESQUITE CREEK LFG |  | DG_FREIH_2UNITS | COMAL | BIOMASS | SOUTH | 2011 | 3.2 | 3.2 | 3.2 | 3.2 | 3.2 | 3.2 | 3.2 | 3.2 | 3.2 | 3.2
359 | WM RENEWABLE-WESTSIDE LFG |  | DG_WSTHL_3UNITS | PARKER | BIOMASS | NORTH | 2010 | 4.8 | 4.8 | 4.8 | 4.8 | 4.8 | 4.8 | 4.8 | 4.8 | 4.8 | 4.8
360 | FARMERS BRANCH LANDFILL GAS TO ENERGY |  | DG_HBR_2UNITS | DENTON | BIOMASS | NORTH | 2011 | 3.2 | 3.2 | 3.2 | 3.2 | 3.2 | 3.2 | 3.2 | 3.2 | 3.2 | 3.2
361 | Operational Capacity Total (Nuclear, Coal, Gas, Biomass) | [6 empty] | 64743.11 | 64820.11 | 64820.11 | 64820.11 | 64820.11 | 64820.11 | 64820.11 | 64820.11 | 64820.11 | 64820.11
362
363 | Operational Resources (Hydro)
364 | AMISTAD HYDRO 1 |  | AMISTAD_AMISTAG1 | VAL VERDE | HYDRO | WEST | 1983 | 37.9 | 37.9 | 37.9 | 37.9 | 37.9 | 37.9 | 37.9 | 37.9 | 37.9 | 37.9
365 | AMISTAD HYDRO 2 |  | AMISTAD_AMISTAG2 | VAL VERDE | HYDRO | WEST | 1983 | 37.9 | 37.9 | 37.9 | 37.9 | 37.9 | 37.9 | 37.9 | 37.9 | 37.9 | 37.9
366 | AUSTIN HYDRO 1 |  | AUSTPL_AUSTING1 | TRAVIS | HYDRO | SOUTH | 1940 | 8 | 8 | 8 | 8 | 8 | 8 | 8 | 8 | 8 | 8
367 | AUSTIN HYDRO 2 |  | AUSTPL_AUSTING2 | TRAVIS | HYDRO | SOUTH | 1940 | 9 | 9 | 9 | 9 | 9 | 9 | 9 | 9 | 9 | 9
368 | BUCHANAN HYDRO 1 |  | BUCHAN_BUCHANG1 | LLANO | HYDRO | SOUTH | 1938 | 16 | 16 | 16 | 16 | 16 | 16 | 16 | 16 | 16 | 16
369 | BUCHANAN HYDRO 2 |  | BUCHAN_BUCHANG2 | LLANO | HYDRO | SOUTH | 1938 | 16 | 16 | 16 | 16 | 16 | 16 | 16 | 16 | 16 | 16
370 | BUCHANAN HYDRO 3 |  | BUCHAN_BUCHANG3 | LLANO | HYDRO | SOUTH | 1950 | 17 | 17 | 17 | 17 | 17 | 17 | 17 | 17 | 17 | 17
371 | DENISON DAM 1 |  | DNDAM_DENISOG1 | GRAYSON | HYDRO | NORTH | 1944 | 40 | 40 | 40 | 40 | 40 | 40 | 40 | 40 | 40 | 40
372 | DENISON DAM 2 |  | DNDAM_DENISOG2 | GRAYSON | HYDRO | NORTH | 1948 | 40 | 40 | 40 | 40 | 40 | 40 | 40 | 40 | 40 | 40
373 | FALCON HYDRO 1 |  | FALCON_FALCONG1 | STARR | HYDRO | SOUTH | 1954 | 12 | 12 | 12 | 12 | 12 | 12 | 12 | 12 | 12 | 12
374 | FALCON HYDRO 2 |  | FALCON_FALCONG2 | STARR | HYDRO | SOUTH | 1954 | 12 | 12 | 12 | 12 | 12 | 12 | 12 | 12 | 12 | 12
375 | FALCON HYDRO 3 |  | FALCON_FALCONG3 | STARR | HYDRO | SOUTH | 1954 | 12 | 12 | 12 | 12 | 12 | 12 | 12 | 12 | 12 | 12
376 | GRANITE SHOALS HYDRO 1 |  | WIRTZ_WIRTZ_G1 | BURNET | HYDRO | SOUTH | 1951 | 29 | 29 | 29 | 29 | 29 | 29 | 29 | 29 | 29 | 29
377 | GRANITE SHOALS HYDRO 2 |  | WIRTZ_WIRTZ_G2 | BURNET | HYDRO | SOUTH | 1951 | 29 | 29 | 29 | 29 | 29 | 29 | 29 | 29 | 29 | 29
378 | INKS HYDRO 1 |  | INKSDA_INKS_G1 | LLANO | HYDRO | SOUTH | 1938 | 14 | 14 | 14 | 14 | 14 | 14 | 14 | 14 | 14 | 14
379 | MARBLE FALLS HYDRO 1 |  | MARBFA_MARBFAG1 | BURNET | HYDRO | SOUTH | 1951 | 21 | 21 | 21 | 21 | 21 | 21 | 21 | 21 | 21 | 21
380 | MARBLE FALLS HYDRO 2 |  | MARBFA_MARBFAG2 | BURNET | HYDRO | SOUTH | 1951 | 20 | 20 | 20 | 20 | 20 | 20 | 20 | 20 | 20 | 20
381 | MARSHALL FORD HYDRO 1 |  | MARSFO_MARSFOG1 | TRAVIS | HYDRO | SOUTH | 1941 | 36 | 36 | 36 | 36 | 36 | 36 | 36 | 36 | 36 | 36
382 | MARSHALL FORD HYDRO 2 |  | MARSFO_MARSFOG2 | TRAVIS | HYDRO | SOUTH | 1941 | 36 | 36 | 36 | 36 | 36 | 36 | 36 | 36 | 36 | 36
383 | MARSHALL FORD HYDRO 3 |  | MARSFO_MARSFOG3 | TRAVIS | HYDRO | SOUTH | 1941 | 29 | 29 | 29 | 29 | 29 | 29 | 29 | 29 | 29 | 29
384 | WHITNEY DAM HYDRO |  | WND_WHITNEY1 | BOSQUE | HYDRO | NORTH | 1953 | 24 | 24 | 24 | 24 | 24 | 24 | 24 | 24 | 24 | 24
385 | WHITNEY DAM HYDRO 2 |  | WND_WHITNEY2 | BOSQUE | HYDRO | NORTH | 1953 | 24 | 24 | 24 | 24 | 24 | 24 | 24 | 24 | 24 | 24
386 | ARLINGTON OUTLET HYDROELECTRIC FACILITY |  | DG_OAKHL_1UNIT | TARRANT | HYDRO | NORTH | 2014 | 1.4 | 1.4 | 1.4 | 1.4 | 1.4 | 1.4 | 1.4 | 1.4 | 1.4 | 1.4
387 | CITY OF GONZALES HYDRO |  | DG_GONZ_HYDRO_GONZ_HYDRO | GONZALES | HYDRO | SOUTH | 1986 | 1.5 | 1.5 | 1.5 | 1.5 | 1.5 | 1.5 | 1.5 | 1.5 | 1.5 | 1.5
388 | EAGLE PASS HYDRO |  | DG_EAGLE_HY_EAGLE_HY1 | MAVERICK | HYDRO | SOUTH | 2005 | 9.6 | 9.6 | 9.6 | 9.6 | 9.6 | 9.6 | 9.6 | 9.6 | 9.6 | 9.6
389 | GUADALUPE BLANCO RIVER AUTH-CANYON |  | DG_CANYHY_CANYHYG1 | COMAL | HYDRO | SOUTH | 1989 | 6 | 6 | 6 | 6 | 6 | 6 | 6 | 6 | 6 | 6
390 | GUADALUPE BLANCO RIVER AUTH-LAKEWOOD TAP |  | DG_LKWDT_2UNITS | GONZALES | HYDRO | SOUTH | 1931 | 4.8 | 4.8 | 4.8 | 4.8 | 4.8 | 4.8 | 4.8 | 4.8 | 4.8 | 4.8
391 | GUADALUPE BLANCO RIVER AUTH-MCQUEENEY |  | DG_MCQUE_5UNITS | GUADALUPE | HYDRO | SOUTH | 1928 | 7.7 | 7.7 | 7.7 | 7.7 | 7.7 | 7.7 | 7.7 | 7.7 | 7.7 | 7.7
392 | GUADALUPE BLANCO RIVER AUTH-SCHUMANSVILLE |  | DG_SCHUM_2UNITS | GUADALUPE | HYDRO | SOUTH | 1928 | 3.6 | 3.6 | 3.6 | 3.6 | 3.6 | 3.6 | 3.6 | 3.6 | 3.6 | 3.6
393 | LEWISVILLE HYDRO-CITY OF GARLAND |  | DG_LWSVL_1UNIT | DENTON | HYDRO | NORTH | 1991 | 2.2 | 2.2 | 2.2 | 2.2 | 2.2 | 2.2 | 2.2 | 2.2 | 2.2 | 2.2
394 | Operational Capacity Total (Hydro) | [6 empty] | 556.6 | 556.6 | 556.6 | 556.6 | 556.6 | 556.6 | 556.6 | 556.6 | 556.6 | 556.6
395 | Hydro Capacity Contribution (Top 20 Hours) |  | HYDRO_CAP_CONT |  |  |  |  | 463.4748 | 463.4748 | 463.4748 | 463.4748 | 463.4748 | 463.4748 | 463.4748 | 463.4748 | 463.4748 | 463.4748
396
397 | Operational Capacity Unavailable due to Extended Outage or Derate |  | OPERATION_UNAVAIL |  |  |  |  | 0 | 0 | 0 | 0 | 0 | 0 | 0 | 0 | 0 | 0
398 | Operational Capacity Total (Including Hydro) |  | OPERATION_TOTAL |  |  |  |  | 65206.5848 | 65283.5848 | 65283.5848 | 65283.5848 | 65283.5848 | 65283.5848 | 65283.5848 | 65283.5848 | 65283.5848 | 65283.5848
399
400 | Operational Resources (Switchable)
401 | ANTELOPE IC 1 |  | AEEC_ANTLP_1 | HALE | GAS | PANHANDLE | 2016 | 54 | 54 | 54 | 54 | 54 | 54 | 54 | 54 | 54 | 54
402 | ANTELOPE IC 2 |  | AEEC_ANTLP_2 | HALE | GAS | PANHANDLE | 2016 | 54 | 54 | 54 | 54 | 54 | 54 | 54 | 54 | 54 | 54
403 | ANTELOPE IC 3 |  | AEEC_ANTLP_3 | HALE | GAS | PANHANDLE | 2016 | 54 | 54 | 54 | 54 | 54 | 54 | 54 | 54 | 54 | 54
404 | ELK STATION CTG 1 |  | AEEC_ELK_1 | HALE | GAS | PANHANDLE | 2016 | 190 | 190 | 190 | 190 | 190 | 190 | 190 | 190 | 190 | 190
405 | ELK STATION CTG 2 |  | AEEC_ELK_2 | HALE | GAS | PANHANDLE | 2016 | 190 | 190 | 190 | 190 | 190 | 190 | 190 | 190 | 190 | 190
406 | TENASKA KIAMICHI STATION 1CT101 |  | KMCHI_1CT101 | FANNIN | GAS | NORTH | 2003 | 153 | 153 | 153 | 153 | 153 | 153 | 153 | 153 | 153 | 153
407 | TENASKA KIAMICHI STATION 1CT201 |  | KMCHI_1CT201 | FANNIN | GAS | NORTH | 2003 | 155 | 155 | 155 | 155 | 155 | 155 | 155 | 155 | 155 | 155
408 | TENASKA KIAMICHI STATION 1ST |  | KMCHI_1ST | FANNIN | GAS | NORTH | 2003 | 315 | 315 | 315 | 315 | 315 | 315 | 315 | 315 | 315 | 315
409 | TENASKA KIAMICHI STATION 2CT101 |  | KMCHI_2CT101 | FANNIN | GAS | NORTH | 2003 | 153 | 153 | 153 | 153 | 153 | 153 | 153 | 153 | 153 | 153
410 | TENASKA KIAMICHI STATION 2CT201 |  | KMCHI_2CT201 | FANNIN | GAS | NORTH | 2003 | 155 | 155 | 155 | 155 | 155 | 155 | 155 | 155 | 155 | 155
411 | TENASKA KIAMICHI STATION 2ST |  | KMCHI_2ST | FANNIN | GAS | NORTH | 2003 | 315 | 315 | 315 | 315 | 315 | 315 | 315 | 315 | 315 | 315
412 | TENASKA FRONTIER STATION CTG 1 |  | FTR_FTR_G1 | GRIMES | GAS | NORTH | 2000 | 160 | 160 | 160 | 160 | 160 | 160 | 160 | 160 | 160 | 160
413 | TENASKA FRONTIER STATION CTG 2 |  | FTR_FTR_G2 | GRIMES | GAS | NORTH | 2000 | 160 | 160 | 160 | 160 | 160 | 160 | 160 | 160 | 160 | 160
414 | TENASKA FRONTIER STATION CTG 3 |  | FTR_FTR_G3 | GRIMES | GAS | NORTH | 2000 | 160 | 160 | 160 | 160 | 160 | 160 | 160 | 160 | 160 | 160
415 | TENASKA FRONTIER STATION STG 4 |  | FTR_FTR_G4 | GRIMES | GAS | NORTH | 2000 | 400 | 400 | 400 | 400 | 400 | 400 | 400 | 400 | 400 | 400
416 | TENASKA GATEWAY STATION CTG 1 |  | TGCCS_CT1 | RUSK | GAS | NORTH | 2001 | 156 | 156 | 156 | 156 | 156 | 156 | 156 | 156 | 156 | 156
417 | TENASKA GATEWAY STATION CTG 2 |  | TGCCS_CT2 | RUSK | GAS | NORTH | 2001 | 135 | 135 | 135 | 135 | 135 | 135 | 135 | 135 | 135 | 135
418 | TENASKA GATEWAY STATION CTG 3 |  | TGCCS_CT3 | RUSK | GAS | NORTH | 2001 | 153 | 153 | 153 | 153 | 153 | 153 | 153 | 153 | 153 | 153
419 | TENASKA GATEWAY STATION STG 4 |  | TGCCS_UNIT4 | RUSK | GAS | NORTH | 2001 | 402 | 402 | 402 | 402 | 402 | 402 | 402 | 402 | 402 | 402
420 | Switchable Capacity Total | [6 empty] | 3514 | 3514 | 3514 | 3514 | 3514 | 3514 | 3514 | 3514 | 3514 | 3514
421
422 | Switchable Capacity Unavailable to ERCOT
423 | ANTELOPE IC 1 |  | AEEC_ANTLP_1_UNAVAIL | HALE | GAS | PANHANDLE | 2017 | -54 | -54 | -54 | -54 | -54 | -54 | -54 | -54 | -54 | -54
424 | ANTELOPE IC 2 |  | AEEC_ANTLP_2_UNAVAIL | HALE | GAS | PANHANDLE | 2017 | -54 | -54 | -54 | -54 | -54 | -54 | -54 | -54 | -54 | -54
425 | ANTELOPE IC 3 |  | AEEC_ANTLP_3_UNAVAIL | HALE | GAS | PANHANDLE | 2017 | -54 | -54 | -54 | -54 | -54 | -54 | -54 | -54 | -54 | -54
426 | ELK STATION CTG 1 |  | AEEC_ELK_1_UNAVAIL | HALE | GAS | PANHANDLE | 2017 | -190 | -190 | -190 | -190 | -190 | -190 | -190 | -190 | -190 | -190
427 | ELK STATION CTG 2 |  | AEEC_ELK_2_UNAVAIL | HALE | GAS | PANHANDLE | 2017 | -190 | -190 | -190 | -190 | -190 | -190 | -190 | -190 | -190 | -190
428 | TENASKA FRONTIER STATION |  | FTR_FTR_UNAVAIL | GRIMES | GAS | NORTH | 2016 | -300 | 0 | 0 | 0 | 0 | 0 | 0 | 0 | 0 | 0
429 | Switchable Capacity Unavailable to ERCOT |  | SWITCH_UNAVAIL |  |  |  |  | -842 | -542 | -542 | -542 | -542 | -542 | -542 | -542 | -542 | -542
430
431 | Available Mothball Capacity based on Owner's Return Probability |  | MOTH_AVAIL |  | GAS |  |  | 118 | 118 | 0 | 0 | 0 | 0 | 0 | 0 | 0 | 0
432
433 | Private-Use Network Capacity Contribution (Top 20 Hours) |  | PUN_CAP_CONT |  | GAS |  |  | 3475.9495 | 3475.9495 | 3475.9495 | 3475.9495 | 3475.9495 | 3475.9495 | 3475.9495 | 3475.9495 | 3475.9495 | 3475.9495
434 | Private-Use Network Forecast Adjustment (per Protocol 10.3.2.4) |  | PUN_CAP_ADJUST |  | GAS |  |  | 2 | -78 | -98 | -98 | -353 | -353 | -353 | -353 | -353 | -353
435
436 | Operational Resources (Wind)
437 | ANACACHO WIND |  | ANACACHO_ANA | KINNEY | WIND | SOUTH | 2012 | 99.8 | 99.8 | 99.8 | 99.8 | 99.8 | 99.8 | 99.8 | 99.8 | 99.8 | 99.8
438 | BARTON CHAPEL WIND |  | BRTSW_BCW1 | JACK | WIND | NORTH | 2007 | 120 | 120 | 120 | 120 | 120 | 120 | 120 | 120 | 120 | 120
439 | BLUE SUMMIT WIND 5 |  | BLSUMMIT_BLSMT1_5 | WILBARGER | WIND | WEST | 2013 | 9 | 9 | 9 | 9 | 9 | 9 | 9 | 9 | 9 | 9
440 | BLUE SUMMIT WIND 6 |  | BLSUMMIT_BLSMT1_6 | WILBARGER | WIND | WEST | 2013 | 126.4 | 126.4 | 126.4 | 126.4 | 126.4 | 126.4 | 126.4 | 126.4 | 126.4 | 126.4
441 | BOBCAT BLUFF WIND | 18INR0078 | BCATWIND_WIND_1 | ARCHER | WIND | WEST | 2013 | 162 | 162 | 162 | 162 | 162 | 162 | 162 | 162 | 162 | 162
442 | BRISCOE WIND |  | BRISCOE_WIND | BRISCOE | WIND | PANHANDLE | 2015 | 149.8 | 149.8 | 149.8 | 149.8 | 149.8 | 149.8 | 149.8 | 149.8 | 149.8 | 149.8
443 | BUCKTHORN WIND 1 A |  | BUCKTHRN_UNIT1 | ERATH | WIND | NORTH | 2017 | 44.9 | 44.9 | 44.9 | 44.9 | 44.9 | 44.9 | 44.9 | 44.9 | 44.9 | 44.9
444 | BUCKTHORN WIND 1 B |  | BUCKTHRN_UNIT2 | ERATH | WIND | NORTH | 2017 | 55.7 | 55.7 | 55.7 | 55.7 | 55.7 | 55.7 | 55.7 | 55.7 | 55.7 | 55.7
445 | BUFFALO GAP WIND 1 |  | BUFF_GAP_UNIT1 | TAYLOR | WIND | WEST | 2006 | 120.6 | 120.6 | 120.6 | 120.6 | 120.6 | 120.6 | 120.6 | 120.6 | 120.6 | 120.6
446 | BUFFALO GAP WIND 2_1 |  | BUFF_GAP_UNIT2_1 | TAYLOR | WIND | WEST | 2007 | 115.5 | 115.5 | 115.5 | 115.5 | 115.5 | 115.5 | 115.5 | 115.5 | 115.5 | 115.5
447 | BUFFALO GAP WIND 2_2 |  | BUFF_GAP_UNIT2_2 | TAYLOR | WIND | WEST | 2007 | 117 | 117 | 117 | 117 | 117 | 117 | 117 | 117 | 117 | 117
448 | BUFFALO GAP WIND 3 |  | BUFF_GAP_UNIT3 | TAYLOR | WIND | WEST | 2008 | 170.2 | 170.2 | 170.2 | 170.2 | 170.2 | 170.2 | 170.2 | 170.2 | 170.2 | 170.2
449 | BULL CREEK WIND U1 |  | BULLCRK_WND1 | BORDEN | WIND | WEST | 2009 | 88 | 88 | 88 | 88 | 88 | 88 | 88 | 88 | 88 | 88
450 | BULL CREEK WIND U2 |  | BULLCRK_WND2 | BORDEN | WIND | WEST | 2009 | 90 | 90 | 90 | 90 | 90 | 90 | 90 | 90 | 90 | 90
451 | CALLAHAN WIND |  | CALLAHAN_WND1 | CALLAHAN | WIND | WEST | 2004 | 114 | 114 | 114 | 114 | 114 | 114 | 114 | 114 | 114 | 114
452 | CAMP SPRINGS WIND 1 |  | CSEC_CSECG1 | SCURRY | WIND | WEST | 2007 | 130.5 | 130.5 | 130.5 | 130.5 | 130.5 | 130.5 | 130.5 | 130.5 | 130.5 | 130.5
453 | CAMP SPRINGS WIND 2 |  | CSEC_CSECG2 | SCURRY | WIND | WEST | 2007 | 120 | 120 | 120 | 120 | 120 | 120 | 120 | 120 | 120 | 120
454 | CAPRICORN RIDGE WIND 1 |  | CAPRIDGE_CR1 | STERLING | WIND | WEST | 2007 | 214.5 | 214.5 | 214.5 | 214.5 | 214.5 | 214.5 | 214.5 | 214.5 | 214.5 | 214.5
455 | CAPRICORN RIDGE WIND 2 |  | CAPRIDGE_CR2 | STERLING | WIND | WEST | 2007 | 149.5 | 149.5 | 149.5 | 149.5 | 149.5 | 149.5 | 149.5 | 149.5 | 149.5 | 149.5
456 | CAPRICORN RIDGE WIND 3 |  | CAPRIDGE_CR3 | STERLING | WIND | WEST | 2008 | 186 | 186 | 186 | 186 | 186 | 186 | 186 | 186 | 186 | 186
457 | CAPRICORN RIDGE WIND 4 |  | CAPRIDG4_CR4 | COKE | WIND | WEST | 2008 | 112.5 | 112.5 | 112.5 | 112.5 | 112.5 | 112.5 | 112.5 | 112.5 | 112.5 | 112.5
458 | CEDRO HILL WIND 1 |  | CEDROHIL_CHW1 | WEBB | WIND | SOUTH | 2010 | 75 | 75 | 75 | 75 | 75 | 75 | 75 | 75 | 75 | 75
459 | CEDRO HILL WIND 2 |  | CEDROHIL_CHW2 | WEBB | WIND | SOUTH | 2010 | 75 | 75 | 75 | 75 | 75 | 75 | 75 | 75 | 75 | 75
460 | CHAMPION WIND |  | CHAMPION_UNIT1 | NOLAN | WIND | WEST | 2008 | 126.5 | 126.5 | 126.5 | 126.5 | 126.5 | 126.5 | 126.5 | 126.5 | 126.5 | 126.5
461 | COTTON PLAINS WIND |  | COTPLNS_COTTONPL | FLOYD COUNTY | WIND | PANHANDLE | 2017 | 50.4 | 50.4 | 50.4 | 50.4 | 50.4 | 50.4 | 50.4 | 50.4 | 50.4 | 50.4
462 | DERMOTT WIND 1_1 |  | DERMOTT_UNIT1 | SCURRY | WIND | WEST | 2017 | 126.5 | 126.5 | 126.5 | 126.5 | 126.5 | 126.5 | 126.5 | 126.5 | 126.5 | 126.5
463 | DERMOTT WIND 1_2 |  | DERMOTT_UNIT2 | SCURRY | WIND | WEST | 2017 | 126.5 | 126.5 | 126.5 | 126.5 | 126.5 | 126.5 | 126.5 | 126.5 | 126.5 | 126.5
464 | DESERT SKY WIND 1 |  | INDNENR_INDNENR | PECOS | WIND | WEST | 2002 | 84 | 84 | 84 | 84 | 84 | 84 | 84 | 84 | 84 | 84
465 | DESERT SKY WIND 2 |  | INDNENR_INDNENR_2 | PECOS | WIND | WEST | 2002 | 76.5 | 76.5 | 76.5 | 76.5 | 76.5 | 76.5 | 76.5 | 76.5 | 76.5 | 76.5
466 | DOUG COLBECK'S CORNER (CONWAY) A |  | GRANDVW1_COLA | CARSON | WIND | PANHANDLE | 2016 | 100.2 | 100.2 | 100.2 | 100.2 | 100.2 | 100.2 | 100.2 | 100.2 | 100.2 | 100.2
467 | DOUG COLBECK'S CORNER (CONWAY) B |  | GRANDVW1_COLB | CARSON | WIND | PANHANDLE | 2016 | 100.2 | 100.2 | 100.2 | 100.2 | 100.2 | 100.2 | 100.2 | 100.2 | 100.2 | 100.2
468 | ELBOW CREEK WIND |  | ELB_ELBCREEK | HOWARD | WIND | WEST | 2008 | 118.7 | 118.7 | 118.7 | 118.7 | 118.7 | 118.7 | 118.7 | 118.7 | 118.7 | 118.7
469 | ELECTRA WIND 1 |  | DIGBY_UNIT1 | WILBARGER | WIND | WEST | 2017 | 98.9 | 98.9 | 98.9 | 98.9 | 98.9 | 98.9 | 98.9 | 98.9 | 98.9 | 98.9
470 | ELECTRA WIND 2 |  | DIGBY_UNIT2 | WILBARGER | WIND | WEST | 2017 | 131.1 | 131.1 | 131.1 | 131.1 | 131.1 | 131.1 | 131.1 | 131.1 | 131.1 | 131.1
471 | FALVEZ ASTRA WIND |  | ASTRA_UNIT1 | RANDALL | WIND | PANHANDLE | 2017 | 163.2 | 163.2 | 163.2 | 163.2 | 163.2 | 163.2 | 163.2 | 163.2 | 163.2 | 163.2
472 | FLAT TOP WIND I |  | FTWIND_UNIT_1 | MILLS | WIND | NORTH | 2018 | 200 | 200 | 200 | 200 | 200 | 200 | 200 | 200 | 200 | 200
473 | FLUVANNA RENEWABLE 1 A |  | FLUVANNA_UNIT1 | SCURRY | WIND | WEST | 2017 | 79.8 | 79.8 | 79.8 | 79.8 | 79.8 | 79.8 | 79.8 | 79.8 | 79.8 | 79.8
474 | FLUVANNA RENEWABLE 1 B |  | FLUVANNA_UNIT2 | SCURRY | WIND | WEST | 2017 | 75.6 | 75.6 | 75.6 | 75.6 | 75.6 | 75.6 | 75.6 | 75.6 | 75.6 | 75.6
475 | FOREST CREEK WIND |  | MCDLD_FCW1 | GLASSCOCK | WIND | WEST | 2007 | 124.2 | 124.2 | 124.2 | 124.2 | 124.2 | 124.2 | 124.2 | 124.2 | 124.2 | 124.2
476 | GOAT WIND |  | GOAT_GOATWIND | STERLING | WIND | WEST | 2008 | 80 | 80 | 80 | 80 | 80 | 80 | 80 | 80 | 80 | 80
477 | GOAT WIND 2 |  | GOAT_GOATWIN2 | STERLING | WIND | WEST | 2010 | 69.6 | 69.6 | 69.6 | 69.6 | 69.6 | 69.6 | 69.6 | 69.6 | 69.6 | 69.6
478 | GOLDTHWAITE WIND 1 |  | GWEC_GWEC_G1 | MILLS | WIND | NORTH | 2014 | 148.6 | 148.6 | 148.6 | 148.6 | 148.6 | 148.6 | 148.6 | 148.6 | 148.6 | 148.6
479 | GRANDVIEW WIND 1 (CONWAY) GV1A |  | GRANDVW1_GV1A | CARSON | WIND | PANHANDLE | 2014 | 107.4 | 107.4 | 107.4 | 107.4 | 107.4 | 107.4 | 107.4 | 107.4 | 107.4 | 107.4
480 | GRANDVIEW WIND 1 (CONWAY) GV1B |  | GRANDVW1_GV1B | CARSON | WIND | PANHANDLE | 2014 | 103.8 | 103.8 | 103.8 | 103.8 | 103.8 | 103.8 | 103.8 | 103.8 | 103.8 | 103.8
481 | GREEN MOUNTAIN WIND (BRAZOS) U1 |  | BRAZ_WND_WND1 | SCURRY | WIND | WEST | 2003 | 99 | 99 | 99 | 99 | 99 | 99 | 99 | 99 | 99 | 99
482 | GREEN MOUNTAIN WIND (BRAZOS) U2 |  | BRAZ_WND_WND2 | SCURRY | WIND | WEST | 2003 | 61 | 61 | 61 | 61 | 61 | 61 | 61 | 61 | 61 | 61
483 | GREEN PASTURES WIND I |  | GPASTURE_WIND_I | BAYLOR | WIND | WEST | 2015 | 150 | 150 | 150 | 150 | 150 | 150 | 150 | 150 | 150 | 150
484 | VERTIGO WIND (FORMERLY GREEN PASTURES WIND 2) |  | VERTIGO_WIND_I | BAYLOR | WIND | WEST | 2015 | 150 | 150 | 150 | 150 | 150 | 150 | 150 | 150 | 150 | 150
485 | GUNSIGHT MOUNTAIN WIND |  | GUNMTN_G1 | HOWARD | WIND | WEST | 2016 | 119.9 | 119.9 | 119.9 | 119.9 | 119.9 | 119.9 | 119.9 | 119.9 | 119.9 | 119.9
486 | HACKBERRY WIND |  | HWF_HWFG1 | SHACKELFORD | WIND | WEST | 2008 | 163.5 | 163.5 | 163.5 | 163.5 | 163.5 | 163.5 | 163.5 | 163.5 | 163.5 | 163.5
487 | HEREFORD WIND G |  | HRFDWIND_WIND_G | DEAF SMITH | WIND | PANHANDLE | 2015 | 99.9 | 99.9 | 99.9 | 99.9 | 99.9 | 99.9 | 99.9 | 99.9 | 99.9 | 99.9
488 | HEREFORD WIND V |  | HRFDWIND_WIND_V | DEAF SMITH | WIND | PANHANDLE | 2015 | 100 | 100 | 100 | 100 | 100 | 100 | 100 | 100 | 100 | 100
489 | HICKMAN (SANTA RITA WIND) 1 |  | HICKMAN_G1 | REGAN AND IRION | WIND | WEST | 2018 | 152.5 | 152.5 | 152.5 | 152.5 | 152.5 | 152.5 | 152.5 | 152.5 | 152.5 | 152.5
490 | HICKMAN (SANTA RITA WIND) 2 |  | HICKMAN_G2 | REGAN AND IRION | WIND | WEST | 2018 | 147.5 | 147.5 | 147.5 | 147.5 | 147.5 | 147.5 | 147.5 | 147.5 | 147.5 | 147.5
491 | HIDALGO & STARR WIND 11 |  | MIRASOLE_MIR11 | HIDALGO | WIND | SOUTH | 2016 | 52 | 52 | 52 | 52 | 52 | 52 | 52 | 52 | 52 | 52
492 | HIDALGO & STARR WIND 12 |  | MIRASOLE_MIR12 | HIDALGO | WIND | SOUTH | 2016 | 98 | 98 | 98 | 98 | 98 | 98 | 98 | 98 | 98 | 98
493 | HIDALGO & STARR WIND 21 |  | MIRASOLE_MIR21 | HIDALGO | WIND | SOUTH | 2016 | 100 | 100 | 100 | 100 | 100 | 100 | 100 | 100 | 100 | 100
494 | HORSE CREEK WIND 1 |  | HORSECRK_UNIT1 | HASKELL | WIND | WEST | 2017 | 131.1 | 131.1 | 131.1 | 131.1 | 131.1 | 131.1 | 131.1 | 131.1 | 131.1 | 131.1
495 | HORSE CREEK WIND 2 |  | HORSECRK_UNIT2 | HASKELL | WIND | WEST | 2017 | 98.9 | 98.9 | 98.9 | 98.9 | 98.9 | 98.9 | 98.9 | 98.9 | 98.9 | 98.9
496 | HORSE HOLLOW WIND 1 |  | H_HOLLOW_WND1 | TAYLOR | WIND | WEST | 2005 | 206.6 | 206.6 | 206.6 | 206.6 | 206.6 | 206.6 | 206.6 | 206.6 | 206.6 | 206.6
497 | HORSE HOLLOW WIND 2 |  | HHOLLOW2_WIND1 | TAYLOR | WIND | WEST | 2006 | 158 | 158 | 158 | 158 | 158 | 158 | 158 | 158 | 158 | 158
498 | HORSE HOLLOW WIND 3 |  | HHOLLOW3_WND_1 | TAYLOR | WIND | WEST | 2006 | 223.5 | 223.5 | 223.5 | 223.5 | 223.5 | 223.5 | 223.5 | 223.5 | 223.5 | 223.5
499 | HORSE HOLLOW WIND 4 |  | HHOLLOW4_WND1 | TAYLOR | WIND | WEST | 2006 | 115 | 115 | 115 | 115 | 115 | 115 | 115 | 115 | 115 | 115
500 | INADALE WIND 1 |  | INDL_INADALE1 | NOLAN | WIND | WEST | 2008 | 95 | 95 | 95 | 95 | 95 | 95 | 95 | 95 | 95 | 95
501 | INADALE WIND 2 |  | INDL_INADALE2 | NOLAN | WIND | WEST | 2008 | 102 | 102 | 102 | 102 | 102 | 102 | 102 | 102 | 102 | 102
502 | INDIAN MESA WIND |  | INDNNWP_INDNNWP2 | PECOS | WIND | WEST | 2001 | 82.5 | 82.5 | 82.5 | 82.5 | 82.5 | 82.5 | 82.5 | 82.5 | 82.5 | 82.5
503 | JAVELINA I WIND 18 |  | BORDAS_JAVEL18 | WEBB | WIND | SOUTH | 2015 | 19.7 | 19.7 | 19.7 | 19.7 | 19.7 | 19.7 | 19.7 | 19.7 | 19.7 | 19.7
504 | JAVELINA I WIND 20 |  | BORDAS_JAVEL20 | WEBB | WIND | SOUTH | 2015 | 230 | 230 | 230 | 230 | 230 | 230 | 230 | 230 | 230 | 230
505 | JAVELINA II WIND 1 |  | BORDAS2_JAVEL2_A | WEBB | WIND | SOUTH | 2017 | 96 | 96 | 96 | 96 | 96 | 96 | 96 | 96 | 96 | 96
506 | JAVELINA II WIND 2 |  | BORDAS2_JAVEL2_B | WEBB | WIND | SOUTH | 2017 | 74 | 74 | 74 | 74 | 74 | 74 | 74 | 74 | 74 | 74
507 | JAVELINA II WIND 3 |  | BORDAS2_JAVEL2_C | WEBB | WIND | SOUTH | 2017 | 30 | 30 | 30 | 30 | 30 | 30 | 30 | 30 | 30 | 30
508 | JUMBO ROAD WIND 1 |  | HRFDWIND_JRDWIND1 | DEAF SMITH | WIND | PANHANDLE | 2015 | 146.2 | 146.2 | 146.2 | 146.2 | 146.2 | 146.2 | 146.2 | 146.2 | 146.2 | 146.2
509 | JUMBO ROAD WIND 2 |  | HRFDWIND_JRDWIND2 | DEAF SMITH | WIND | PANHANDLE | 2015 | 153.6 | 153.6 | 153.6 | 153.6 | 153.6 | 153.6 | 153.6 | 153.6 | 153.6 | 153.6
510 | KEECHI WIND 138 KV JOPLIN |  | KEECHI_U1 | JACK | WIND | NORTH | 2015 | 110 | 110 | 110 | 110 | 110 | 110 | 110 | 110 | 110 | 110
511 | KING MOUNTAIN WIND (NE) |  | KING_NE_KINGNE | UPTON | WIND | WEST | 2001 | 78 | 78 | 78 | 78 | 78 | 78 | 78 | 78 | 78 | 78
512 | KING MOUNTAIN WIND (NW) |  | KING_NW_KINGNW | UPTON | WIND | WEST | 2001 | 76.7 | 76.7 | 76.7 | 76.7 | 76.7 | 76.7 | 76.7 | 76.7 | 76.7 | 76.7
513 | KING MOUNTAIN WIND (SE) |  | KING_SE_KINGSE | UPTON | WIND | WEST | 2001 | 39 | 39 | 39 | 39 | 39 | 39 | 39 | 39 | 39 | 39
514 | KING MOUNTAIN WIND (SW) |  | KING_SW_KINGSW | UPTON | WIND | WEST | 2001 | 78 | 78 | 78 | 78 | 78 | 78 | 78 | 78 | 78 | 78
515 | LANGFORD WIND POWER |  | LGD_LANGFORD | TOM GREEN | WIND | WEST | 2009 | 155 | 155 | 155 | 155 | 155 | 155 | 155 | 155 | 155 | 155
516 | LOGANS GAP WIND I U1 |  | LGW_UNIT1 | COMANCHE | WIND | NORTH | 2015 | 106.3 | 106.3 | 106.3 | 106.3 | 106.3 | 106.3 | 106.3 | 106.3 | 106.3 | 106.3
517 | LOGANS GAP WIND I U2 |  | LGW_UNIT2 | COMANCHE | WIND | NORTH | 2015 | 103.8 | 103.8 | 103.8 | 103.8 | 103.8 | 103.8 | 103.8 | 103.8 | 103.8 | 103.8
518 | LONE STAR WIND 1 (MESQUITE) |  | LNCRK_G83 | SHACKELFORD | WIND | WEST | 2006 | 200 | 200 | 200 | 200 | 200 | 200 | 200 | 200 | 200 | 200
519 | LONE STAR WIND 2 (POST OAK) U1 |  | LNCRK2_G871 | SHACKELFORD | WIND | WEST | 2007 | 100 | 100 | 100 | 100 | 100 | 100 | 100 | 100 | 100 | 100
520 | LONE STAR WIND 2 (POST OAK) U2 |  | LNCRK2_G872 | SHACKELFORD | WIND | WEST | 2007 | 100 | 100 | 100 | 100 | 100 | 100 | 100 | 100 | 100 | 100
521 | LONGHORN WIND NORTH U1 |  | LHORN_N_UNIT1 | FLOYD | WIND | PANHANDLE | 2015 | 100 | 100 | 100 | 100 | 100 | 100 | 100 | 100 | 100 | 100
522 | LONGHORN WIND NORTH U2 |  | LHORN_N_UNIT2 | FLOYD | WIND | PANHANDLE | 2015 | 100 | 100 | 100 | 100 | 100 | 100 | 100 | 100 | 100 | 100
523 | LORAINE WINDPARK I |  | LONEWOLF_G1 | MITCHELL | WIND | WEST | 2010 | 49.5 | 49.5 | 49.5 | 49.5 | 49.5 | 49.5 | 49.5 | 49.5 | 49.5 | 49.5
524 | LORAINE WINDPARK II |  | LONEWOLF_G2 | MITCHELL | WIND | WEST | 2010 | 51 | 51 | 51 | 51 | 51 | 51 | 51 | 51 | 51 | 51
525 | LORAINE WINDPARK III |  | LONEWOLF_G3 | MITCHELL | WIND | WEST | 2011 | 25.5 | 25.5 | 25.5 | 25.5 | 25.5 | 25.5 | 25.5 | 25.5 | 25.5 | 25.5
526 | LORAINE WINDPARK IV |  | LONEWOLF_G4 | MITCHELL | WIND | WEST | 2011 | 24 | 24 | 24 | 24 | 24 | 24 | 24 | 24 | 24 | 24
527 | LOS VIENTOS III WIND |  | LV3_UNIT_1 | STARR | WIND | SOUTH | 2015 | 200 | 200 | 200 | 200 | 200 | 200 | 200 | 200 | 200 | 200
528 | LOS VIENTOS IV WIND |  | LV4_UNIT_1 | STARR | WIND | SOUTH | 2016 | 200 | 200 | 200 | 200 | 200 | 200 | 200 | 200 | 200 | 200
529 | LOS VIENTOS V WIND |  | LV5_UNIT_1 | STARR | WIND | SOUTH | 2016 | 110 | 110 | 110 | 110 | 110 | 110 | 110 | 110 | 110 | 110
530 | MARIAH DEL NORTE 1 |  | MARIAH_NORTE1 | PARMER | WIND | PANHANDLE | 2017 | 115.2 | 115.2 | 115.2 | 115.2 | 115.2 | 115.2 | 115.2 | 115.2 | 115.2 | 115.2
531 | MARIAH DEL NORTE 2 |  | MARIAH_NORTE2 | PARMER | WIND | PANHANDLE | 2017 | 115.2 | 115.2 | 115.2 | 115.2 | 115.2 | 115.2 | 115.2 | 115.2 | 115.2 | 115.2
532 | MESQUITE CREEK WIND 1 |  | MESQCRK_WND1 | DAWSON | WIND | WEST | 2015 | 105.6 | 105.6 | 105.6 | 105.6 | 105.6 | 105.6 | 105.6 | 105.6 | 105.6 | 105.6
533 | MESQUITE CREEK WIND 2 |  | MESQCRK_WND2 | DAWSON | WIND | WEST | 2015 | 105.6 | 105.6 | 105.6 | 105.6 | 105.6 | 105.6 | 105.6 | 105.6 | 105.6 | 105.6
534 | MIAMI WIND G1 |  | MIAM1_G1 | GRAY | WIND | PANHANDLE | 2014 | 144.3 | 144.3 | 144.3 | 144.3 | 144.3 | 144.3 | 144.3 | 144.3 | 144.3 | 144.3
535 | MIAMI WIND G2 |  | MIAM1_G2 | GRAY | WIND | PANHANDLE | 2014 | 144.3 | 144.3 | 144.3 | 144.3 | 144.3 | 144.3 | 144.3 | 144.3 | 144.3 | 144.3
536 | MCADOO WIND |  | MWEC_G1 | DICKENS | WIND | PANHANDLE | 2008 | 150 | 150 | 150 | 150 | 150 | 150 | 150 | 150 | 150 | 150
537 | NIELS BOHR WIND A (BEARKAT WIND A) |  | NBOHR_UNIT1 | GLASSCOCK | WIND | WEST | 2018 | 196.6 | 196.6 | 196.6 | 196.6 | 196.6 | 196.6 | 196.6 | 196.6 | 196.6 | 196.6
538 | NOTREES WIND 1 |  | NWF_NWF1 | WINKLER | WIND | WEST | 2009 | 92.6 | 92.6 | 92.6 | 92.6 | 92.6 | 92.6 | 92.6 | 92.6 | 92.6 | 92.6
539 | NOTREES WIND 2 |  | NWF_NWF2 | WINKLER | WIND | WEST | 2009 | 60 | 60 | 60 | 60 | 60 | 60 | 60 | 60 | 60 | 60
540 | OCOTILLO WIND |  | OWF_OWF | HOWARD | WIND | WEST | 2008 | 58.8 | 58.8 | 58.8 | 58.8 | 58.8 | 58.8 | 58.8 | 58.8 | 58.8 | 58.8
541 | OLD SETTLER WIND |  | COTPLNS_OLDSETLR | FLOYD COUNTY | WIND | PANHANDLE | 2017 | 151.2 | 151.2 | 151.2 | 151.2 | 151.2 | 151.2 | 151.2 | 151.2 | 151.2 | 151.2
542 | PANHANDLE WIND 1 U1 |  | PH1_UNIT1 | CARSON | WIND | PANHANDLE | 2014 | 109.2 | 109.2 | 109.2 | 109.2 | 109.2 | 109.2 | 109.2 | 109.2 | 109.2 | 109.2
543 | PANHANDLE WIND 1 U2 |  | PH1_UNIT2 | CARSON | WIND | PANHANDLE | 2014 | 109.2 | 109.2 | 109.2 | 109.2 | 109.2 | 109.2 | 109.2 | 109.2 | 109.2 | 109.2
544 | PANHANDLE WIND 2 U1 |  | PH2_UNIT1 | CARSON | WIND | PANHANDLE | 2014 | 94.2 | 94.2 | 94.2 | 94.2 | 94.2 | 94.2 | 94.2 | 94.2 | 94.2 | 94.2
545 | PANHANDLE WIND 2 U2 |  | PH2_UNIT2 | CARSON | WIND | PANHANDLE | 2014 | 96.6 | 96.6 | 96.6 | 96.6 | 96.6 | 96.6 | 96.6 | 96.6 | 96.6 | 96.6
546 | PANTHER CREEK WIND 1 |  | PC_NORTH_PANTHER1 | HOWARD | WIND | WEST | 2008 | 142.5 | 142.5 | 142.5 | 142.5 | 142.5 | 142.5 | 142.5 | 142.5 | 142.5 | 142.5
547 | PANTHER CREEK WIND 2 |  | PC_SOUTH_PANTHER2 | HOWARD | WIND | WEST | 2008 | 115.5 | 115.5 | 115.5 | 115.5 | 115.5 | 115.5 | 115.5 | 115.5 | 115.5 | 115.5
548 | PANTHER CREEK WIND 3 |  | PC_SOUTH_PANTHER3 | HOWARD | WIND | WEST | 2009 | 199.5 | 199.5 | 199.5 | 199.5 | 199.5 | 199.5 | 199.5 | 199.5 | 199.5 | 199.5
549 | PECOS WIND 1 (WOODWARD) |  | WOODWRD1_WOODWRD1 | PECOS | WIND | WEST | 2001 | 91.9 | 91.9 | 91.9 | 91.9 | 91.9 | 91.9 | 91.9 | 91.9 | 91.9 | 91.9
550 | PECOS WIND 2 (WOODWARD) |  | WOODWRD2_WOODWRD2 | PECOS | WIND | WEST | 2001 | 86 | 86 | 86 | 86 | 86 | 86 | 86 | 86 | 86 | 86
551 | PYRON WIND 1 |  | PYR_PYRON1 | SCURRY | WIND | WEST | 2008 | 121.5 | 121.5 | 121.5 | 121.5 | 121.5 | 121.5 | 121.5 | 121.5 | 121.5 | 121.5
552 | PYRON WIND 2 |  | PYR_PYRON2 | SCURRY AND FISHER | WIND | WEST | 2008 | 127.5 | 127.5 | 127.5 | 127.5 | 127.5 | 127.5 | 127.5 | 127.5 | 127.5 | 127.5
553 | RATTLESNAKE DEN WIND PHASE 1 G1 |  | RSNAKE_G1 | GLASSCOCK | WIND | WEST | 2015 | 104.3 | 104.3 | 104.3 | 104.3 | 104.3 | 104.3 | 104.3 | 104.3 | 104.3 | 104.3
554 | RATTLESNAKE DEN WIND PHASE 1 G2 |  | RSNAKE_G2 | GLASSCOCK | WIND | WEST | 2015 | 103 | 103 | 103 | 103 | 103 | 103 | 103 | 103 | 103 | 103
555 | RED CANYON WIND |  | RDCANYON_RDCNY1 | BORDEN | WIND | WEST | 2006 | 84 | 84 | 84 | 84 | 84 | 84 | 84 | 84 | 84 | 84
556 | ROCK SPRINGS VAL VERDE WIND (FERMI) 1 |  | FERMI_WIND1 | VAL VERDE | WIND | WEST | 2017 | 121.9 | 121.9 | 121.9 | 121.9 | 121.9 | 121.9 | 121.9 | 121.9 | 121.9 | 121.9
557 | ROCK SPRINGS VAL VERDE WIND (FERMI) 2 |  | FERMI_WIND2 | VAL VERDE | WIND | WEST | 2017 | 27.4 | 27.4 | 27.4 | 27.4 | 27.4 | 27.4 | 27.4 | 27.4 | 27.4 | 27.4
558 | ROSCOE WIND |  | TKWSW1_ROSCOE | NOLAN | WIND | WEST | 2008 | 114 | 114 | 114 | 114 | 114 | 114 | 114 | 114 | 114 | 114
559 | ROSCOE WIND 2A |  | TKWSW1_ROSCOE2A | NOLAN | WIND | WEST | 2008 | 95 | 95 | 95 | 95 | 95 | 95 | 95 | 95 | 95 | 95
560 | ROUTE 66 WIND |  | ROUTE_66_WIND1 | CARSON | WIND | PANHANDLE | 2015 | 150 | 150 | 150 | 150 | 150 | 150 | 150 | 150 | 150 | 150
561 | RTS WIND |  | RTS_U1 | MCCULLOCH | WIND | SOUTH | 2018 | 160 | 160 | 160 | 160 | 160 | 160 | 160 | 160 | 160 | 160
562 | SALT FORK 1 WIND 1 |  | SALTFORK_UNIT1 | DONLEY | WIND | PANHANDLE | 2017 | 64 | 64 | 64 | 64 | 64 | 64 | 64 | 64 | 64 | 64
563 | SALT FORK 1 WIND 2 |  | SALTFORK_UNIT2 | DONLEY | WIND | PANHANDLE | 2017 | 110 | 110 | 110 | 110 | 110 | 110 | 110 | 110 | 110 | 110
564 | SAND BLUFF WIND |  | MCDLD_SBW1 | GLASSCOCK | WIND | WEST | 2008 | 90 | 90 | 90 | 90 | 90 | 90 | 90 | 90 | 90 | 90
565 | SENDERO WIND ENERGY |  | EXGNSND_WIND_1 | JIM HOGG | WIND | SOUTH | 2015 | 76 | 76 | 76 | 76 | 76 | 76 | 76 | 76 | 76 | 76
566 | SENATE WIND |  | SENATEWD_UNIT1 | JACK | WIND | NORTH | 2012 | 150 | 150 | 150 | 150 | 150 | 150 | 150 | 150 | 150 | 150
567 | SHANNON WIND |  | SHANNONW_UNIT_1 | CLAY | WIND | WEST | 2015 | 204.1 | 204.1 | 204.1 | 204.1 | 204.1 | 204.1 | 204.1 | 204.1 | 204.1 | 204.1
568 | SHERBINO 1 WIND |  | KEO_KEO_SM1 | PECOS | WIND | WEST | 2008 | 150 | 150 | 150 | 150 | 150 | 150 | 150 | 150 | 150 | 150
569 | SHERBINO 2 WIND | 19INR0120 | KEO_SHRBINO2 | PECOS | WIND | WEST | 2011 | 132 | 132 | 132 | 132 | 132 | 132 | 132 | 132 | 132 | 132
570 | SILVER STAR WIND |  | FLTCK_SSI | EASTLAND | WIND | NORTH | 2008 | 60 | 60 | 60 | 60 | 60 | 60 | 60 | 60 | 60 | 60
571 | SNYDER WIND | 20INR0257 | ENAS_ENA1 | SCURRY | WIND | WEST | 2007 | 63 | 109.2 | 109.2 | 109.2 | 109.2 | 109.2 | 109.2 | 109.2 | 109.2 | 109.2
572 | SOUTH PLAINS WIND I |  | SPLAIN1_WIND1 | FLOYD | WIND | PANHANDLE | 2015 | 102 | 102 | 102 | 102 | 102 | 102 | 102 | 102 | 102 | 102
573 | SOUTH PLAINS WIND 2 |  | SPLAIN1_WIND2 | FLOYD | WIND | PANHANDLE | 2015 | 98 | 98 | 98 | 98 | 98 | 98 | 98 | 98 | 98 | 98
574 | SOUTH PLAINS WIND II A |  | SPLAIN2_WIND21 | FLOYD | WIND | PANHANDLE | 2016 | 148.5 | 148.5 | 148.5 | 148.5 | 148.5 | 148.5 | 148.5 | 148.5 | 148.5 | 148.5
575 | SOUTH PLAINS WIND II B |  | SPLAIN2_WIND22 | FLOYD | WIND | PANHANDLE | 2016 | 151.8 | 151.8 | 151.8 | 151.8 | 151.8 | 151.8 | 151.8 | 151.8 | 151.8 | 151.8
576 | SOUTH TRENT WIND |  | STWF_T1 | NOLAN | WIND | WEST | 2008 | 98.2 | 98.2 | 98.2 | 98.2 | 98.2 | 98.2 | 98.2 | 98.2 | 98.2 | 98.2
577 | SPINNING SPUR WIND TWO |  | SSPURTWO_WIND_1 | OLDHAM | WIND | PANHANDLE | 2014 | 161 | 161 | 161 | 161 | 161 | 161 | 161 | 161 | 161 | 161
578 | SPINNING SPUR 3 [WIND 1] |  | SSPURTWO_SS3WIND1 | OLDHAM | WIND | PANHANDLE | 2015 | 96 | 96 | 96 | 96 | 96 | 96 | 96 | 96 | 96 | 96
579 | SPINNING SPUR 3 [WIND 2] |  | SSPURTWO_SS3WIND2 | OLDHAM | WIND | PANHANDLE | 2015 | 98 | 98 | 98 | 98 | 98 | 98 | 98 | 98 | 98 | 98
580 | STANTON WIND ENERGY |  | SWEC_G1 | MARTIN | WIND | WEST | 2008 | 120 | 120 | 120 | 120 | 120 | 120 | 120 | 120 | 120 | 120
581 | STEPHENS RANCH WIND 1 |  | SRWE1_UNIT1 | BORDEN | WIND | WEST | 2014 | 211.2 | 211.2 | 211.2 | 211.2 | 211.2 | 211.2 | 211.2 | 211.2 | 211.2 | 211.2
582 | STEPHENS RANCH WIND 2 |  | SRWE1_SRWE2 | BORDEN | WIND | WEST | 2015 | 164.7 | 164.7 | 164.7 | 164.7 | 164.7 | 164.7 | 164.7 | 164.7 | 164.7 | 164.7
583 | SWEETWATER WIND 1 |  | SWEETWND_WND1 | NOLAN | WIND | WEST | 2003 | 42.5 | 42.5 | 42.5 | 42.5 | 42.5 | 42.5 | 42.5 | 42.5 | 42.5 | 42.5
584 | SWEETWATER WIND 2A |  | SWEETWN2_WND24 | NOLAN | WIND | WEST | 2006 | 17 | 17 | 17 | 17 | 17 | 17 | 17 | 17 | 17 | 17
585 | SWEETWATER WIND 2B |  | SWEETWN2_WND2 | NOLAN | WIND | WEST | 2004 | 98.8 | 98.8 | 98.8 | 98.8 | 98.8 | 98.8 | 98.8 | 98.8 | 98.8 | 98.8
586 | SWEETWATER WIND 3A |  | SWEETWN3_WND3A | NOLAN | WIND | WEST | 2011 | 34 | 34 | 34 | 34 | 34 | 34 | 34 | 34 | 34 | 34
587 | SWEETWATER WIND 3B |  | SWEETWN3_WND3B | NOLAN | WIND | WEST | 2011 | 117 | 117 | 117 | 117 | 117 | 117 | 117 | 117 | 117 | 117
588 | SWEETWATER WIND 4-5 |  | SWEETWN4_WND5 | NOLAN | WIND | WEST | 2007 | 85 | 85 | 85 | 85 | 85 | 85 | 85 | 85 | 85 | 85
589 | SWEETWATER WIND 4-4B |  | SWEETWN4_WND4B | NOLAN | WIND | WEST | 2007 | 112 | 112 | 112 | 112 | 112 | 112 | 112 | 112 | 112 | 112
590 | SWEETWATER WIND 4-4A |  | SWEETWN4_WND4A | NOLAN | WIND | WEST | 2007 | 125 | 125 | 125 | 125 | 125 | 125 | 125 | 125 | 125 | 125
591 | TAHOKA WIND 1 |  | TAHOKA_UNIT_1 | LYNN | WIND | WEST | 2019 | 150 | 150 | 150 | 150 | 150 | 150 | 150 | 150 | 150 | 150
592 | TAHOKA WIND 2 |  | TAHOKA_UNIT_2 | LYNN | WIND | WEST | 2019 | 150 | 150 | 150 | 150 | 150 | 150 | 150 | 150 | 150 | 150
593 | TEXAS BIG SPRING WIND a |  | SGMTN_SIGNALMT | HOWARD | WIND | WEST | 1999 | 27.7 | 27.7 | 27.7 | 27.7 | 27.7 | 27.7 | 27.7 | 27.7 | 27.7 | 27.7
594 | TEXAS BIG SPRING WIND b |  | SGMTN_SIGNALM2 | HOWARD | WIND | WEST | 1999 | 6.6 | 6.6 | 6.6 | 6.6 | 6.6 | 6.6 | 6.6 | 6.6 | 6.6 | 6.6
595 | TRENT WIND |  | TRENT_TRENT | NOLAN | WIND | WEST | 2001 | 150 | 150 | 150 | 150 | 150 | 150 | 150 | 150 | 150 | 150
596 | TRINITY HILLS WIND 1 | 20INR0019 | TRINITY_TH1_BUS1 | YOUNG | WIND | WEST | 2012 | 117.5 | 104 | 104 | 104 | 104 | 104 | 104 | 104 | 104 | 104
597 | TRINITY HILLS WIND 2 | 20INR0019 | TRINITY_TH1_BUS2 | YOUNG | WIND | WEST | 2012 | 107.5 | 94 | 94 | 94 | 94 | 94 | 94 | 94 | 94 | 94
598 | TURKEY TRACK WIND |  | TTWEC_G1 | NOLAN | WIND | WEST | 2008 | 169.5 | 169.5 | 169.5 | 169.5 | 169.5 | 169.5 | 169.5 | 169.5 | 169.5 | 169.5
599 | TYLER BLUFF WIND |  | TYLRWIND_UNIT1 | COOKE | WIND | NORTH | 2017 | 125.6 | 125.6 | 125.6 | 125.6 | 125.6 | 125.6 | 125.6 | 125.6 | 125.6 | 125.6
600 | WAKE WIND 1 |  | WAKEWE_G1 | DICKENS | WIND | PANHANDLE | 2016 | 114.9 | 114.9 | 114.9 | 114.9 | 114.9 | 114.9 | 114.9 | 114.9 | 114.9 | 114.9
601 | WAKE WIND 2 |  | WAKEWE_G2 | DICKENS | WIND | PANHANDLE | 2016 | 142.3 | 142.3 | 142.3 | 142.3 | 142.3 | 142.3 | 142.3 | 142.3 | 142.3 | 142.3
602 | WEST TEXAS WIND |  | SW_MESA_SW_MESA | UPTON | WIND | WEST | 1999 | 80.3 | 80.3 | 80.3 | 80.3 | 80.3 | 80.3 | 80.3 | 80.3 | 80.3 | 80.3
603 | WHIRLWIND ENERGY |  | WEC_WECG1 | FLOYD | WIND | PANHANDLE | 2007 | 57 | 57 | 57 | 57 | 57 | 57 | 57 | 57 | 57 | 57
604 | WHITETAIL WIND |  | EXGNWTL_WIND_1 | WEBB | WIND | SOUTH | 2012 | 92.3 | 92.3 | 92.3 | 92.3 | 92.3 | 92.3 | 92.3 | 92.3 | 92.3 | 92.3
605 | WINDTHORST 2 WIND |  | WNDTHST2_UNIT1 | ARCHER | WIND | WEST | 2014 | 67.6 | 67.6 | 67.6 | 67.6 | 67.6 | 67.6 | 67.6 | 67.6 | 67.6 | 67.6
606 | WKN MOZART WIND |  | MOZART_WIND_1 | KENT | WIND | WEST | 2012 | 30 | 30 | 30 | 30 | 30 | 30 | 30 | 30 | 30 | 30
607 | WILLOW SPRINGS WIND A |  | SALVTION_UNIT1 | HASKELL | WIND | WEST | 2017 | 125 | 125 | 125 | 125 | 125 | 125 | 125 | 125 | 125 | 125
608 | WILLOW SPRINGS WIND B |  | SALVTION_UNIT2 | HASKELL | WIND | WEST | 2017 | 125 | 125 | 125 | 125 | 125 | 125 | 125 | 125 | 125 | 125
609 | WOLF RIDGE WIND |  | WHTTAIL_WR1 | COOKE | WIND | NORTH | 2008 | 112.5 | 112.5 | 112.5 | 112.5 | 112.5 | 112.5 | 112.5 | 112.5 | 112.5 | 112.5
610 | TSTC WEST TEXAS WIND |  | DG_ROSC2_1UNIT | NOLAN | WIND | WEST | 2008 | 2 | 2 | 2 | 2 | 2 | 2 | 2 | 2 | 2 | 2
611 | WOLF FLATS WIND (WIND MGT) |  | DG_TURL_UNIT1 | HALL | WIND | PANHANDLE | 2007 | bar: 2020 to 2029
612 | Operational Wind Capacity Sub-total (Non-Coastal Counties) | [6 empty] | 19226.5 | 19245.7 | 19245.7 | 19245.7 | 19245.7 | 19245.7 | 19245.7 | 19245.7 | 19245.7 | 19245.7
613 | Wind Peak Average Capacity Percentage (Non-Coastal) |  | WIND_PEAK_PCT_NC | % |  |  |  | 15 | 15 | 15 | 15 | 15 | 15 | 15 | 15 | 15 | 15
614
615 | BAFFIN WIND UNIT1 |  | BAFFIN_UNIT1 | KENEDY | WIND-C | COASTAL | 2016 | 100 | 100 | 100 | 100 | 100 | 100 | 100 | 100 | 100 | 100
616 | BAFFIN WIND UNIT2 |  | BAFFIN_UNIT2 | KENEDY | WIND-C | COASTAL | 2016 | 102 | 102 | 102 | 102 | 102 | 102 | 102 | 102 | 102 | 102
617 | BRUENNING'S BREEZE A |  | BBREEZE_UNIT1 | WILLACY | WIND-C | COASTAL | 2017 | 120 | 120 | 120 | 120 | 120 | 120 | 120 | 120 | 120 | 120
618 | BRUENNING'S BREEZE B |  | BBREEZE_UNIT2 | WILLACY | WIND-C | COASTAL | 2017 | 108 | 108 | 108 | 108 | 108 | 108 | 108 | 108 | 108 | 108
619 | CAMERON COUNTY WIND |  | CAMWIND_UNIT1 | CAMERON | WIND-C | COASTAL | 2016 | 165 | 165 | 165 | 165 | 165 | 165 | 165 | 165 | 165 | 165
620 | CHAPMAN RANCH WIND IA (SANTA CRUZ) |  | SANTACRU_UNIT1 | NUECES | WIND-C | COASTAL | 2017 | 150.6 | 150.6 | 150.6 | 150.6 | 150.6 | 150.6 | 150.6 | 150.6 | 150.6 | 150.6
621 | CHAPMAN RANCH WIND IB (SANTA CRUZ) |  | SANTACRU_UNIT2 | NUECES | WIND-C | COASTAL | 2017 | 98.4 | 98.4 | 98.4 | 98.4 | 98.4 | 98.4 | 98.4 | 98.4 | 98.4 | 98.4
622 | GULF WIND I |  | TGW_T1 | KENEDY | WIND-C | COASTAL | 2010 | 141.6 | 141.6 | 141.6 | 141.6 | 141.6 | 141.6 | 141.6 | 141.6 | 141.6 | 141.6
623 | GULF WIND II |  | TGW_T2 | KENEDY | WIND-C | COASTAL | 2010 | 141.6 | 141.6 | 141.6 | 141.6 | 141.6 | 141.6 | 141.6 | 141.6 | 141.6 | 141.6
624 | LOS VIENTOS WIND I |  | LV1_LV1A | WILLACY | WIND-C | COASTAL | 2013 | 200.1 | 200.1 | 200.1 | 200.1 | 200.1 | 200.1 | 200.1 | 200.1 | 200.1 | 200.1
625 | LOS VIENTOS WIND II |  | LV1_LV1B | WILLACY | WIND-C | COASTAL | 2013 | 201.6 | 201.6 | 201.6 | 201.6 | 201.6 | 201.6 | 201.6 | 201.6 | 201.6 | 201.6
626 | MAGIC VALLEY WIND (REDFISH) 1A |  | REDFISH_MV1A | WILLACY | WIND-C | COASTAL | 2012 | 99.8 | 99.8 | 99.8 | 99.8 | 99.8 | 99.8 | 99.8 | 99.8 | 99.8 | 99.8
627 | MAGIC VALLEY WIND (REDFISH) 1B |  | REDFISH_MV1B | WILLACY | WIND-C | COASTAL | 2012 | 103.5 | 103.5 | 103.5 | 103.5 | 103.5 | 103.5 | 103.5 | 103.5 | 103.5 | 103.5
628 | PAPALOTE CREEK WIND |  | PAP1_PAP1 | SAN PATRICIO | WIND-C | COASTAL | 2009 | 179.9 | 179.9 | 179.9 | 179.9 | 179.9 | 179.9 | 179.9 | 179.9 | 179.9 | 179.9
629 | PAPALOTE CREEK WIND II |  | COTTON_PAP2 | SAN PATRICIO | WIND-C | COASTAL | 2010 | 200.1 | 200.1 | 200.1 | 200.1 | 200.1 | 200.1 | 200.1 | 200.1 | 200.1 | 200.1
630 | PENASCAL WIND 1 |  | PENA_UNIT1 | KENEDY | WIND-C | COASTAL | 2009 | 160.8 | 160.8 | 160.8 | 160.8 | 160.8 | 160.8 | 160.8 | 160.8 | 160.8 | 160.8
631 | PENASCAL WIND 2 |  | PENA_UNIT2 | KENEDY | WIND-C | COASTAL | 2009 | 141.6 | 141.6 | 141.6 | 141.6 | 141.6 | 141.6 | 141.6 | 141.6 | 141.6 | 141.6
632 | PENASCAL WIND 3 |  | PENA3_UNIT3 | KENEDY | WIND-C | COASTAL | 2011 | 100.8 | 100.8 | 100.8 | 100.8 | 100.8 | 100.8 | 100.8 | 100.8 | 100.8 | 100.8
633 | SAN ROMAN WIND |  | SANROMAN_WIND_1 | CAMERON | WIND-C | COASTAL | 2017 | 95.2 | 95.2 | 95.2 | 95.2 | 95.2 | 95.2 | 95.2 | 95.2 | 95.2 | 95.2
634 | STELLA WIND |  | STELLA_UNIT1 | KENEDY | WIND-C | COASTAL | 2018 | 201 | 201 | 201 | 201 | 201 | 201 | 201 | 201 | 201 | 201
635 | HARBOR WIND |  | DG_NUECE_6UNITS | NUECES | WIND-C | COASTAL | 2012 | 9 | 9 | 9 | 9 | 9 | 9 | 9 | 9 | 9 | 9
636 | Operational Wind Capacity Sub-total (Coastal Counties) | [6 empty] | 2820.6 | 2820.6 | 2820.6 | 2820.6 | 2820.6 | 2820.6 | 2820.6 | 2820.6 | 2820.6 | 2820.6
637 | Wind Peak Average Capacity Percentage (Coastal) |  | WIND_PEAK_PCT_C | % |  |  |  | 58 | 58 | 58 | 58 | 58 | 58 | 58 | 58 | 58 | 58
638
639 | Operational Wind Capacity Total (All Counties) |  | WIND_OPERATIONAL |  |  |  |  | 22047.1 | 22066.3 | 22066.3 | 22066.3 | 22066.3 | 22066.3 | 22066.3 | 22066.3 | 22066.3 | 22066.3
640
641 | Operational Resources (Solar)
642 | ACACIA SOLAR |  | ACACIA_UNIT_1 | PRESIDIO | SOLAR | WEST | 2012 | 10 | 10 | 10 | 10 | 10 | 10 | 10 | 10 | 10 | 10
643 | BHE SOLAR PEARL PROJECT (SIRIUS 2) |  | SIRIUS_UNIT2 | PECOS | SOLAR | WEST | 2017 | 49.1 | 49.1 | 49.1 | 49.1 | 49.1 | 49.1 | 49.1 | 49.1 | 49.1 | 49.1
644 | BNB LAMESA SOLAR (PHASE I) |  | LMESASLR_UNIT1 | DAWSON | SOLAR | WEST | 2018 | 101.6 | 101.6 | 101.6 | 101.6 | 101.6 | 101.6 | 101.6 | 101.6 | 101.6 | 101.6
645 | BNB LAMESA SOLAR (PHASE II) |  | LMESASLR_IVORY | DAWSON | SOLAR | WEST | 2018 | 50 | 50 | 50 | 50 | 50 | 50 | 50 | 50 | 50 | 50
646 | CASTLE GAP SOLAR |  | CASL_GAP_UNIT1 | UPTON | SOLAR | WEST | 2018 | 180 | 180 | 180 | 180 | 180 | 180 | 180 | 180 | 180 | 180
647 | FS BARILLA SOLAR-PECOS |  | HOVEY_UNIT1 | PECOS | SOLAR | WEST | 2015 | 22 | 22 | 22 | 22 | 22 | 22 | 22 | 22 | 22 | 22
648 | FS EAST PECOS SOLAR |  | BOOTLEG_UNIT1 | PECOS | SOLAR | WEST | 2017 | 121.1 | 121.1 | 121.1 | 121.1 | 121.1 | 121.1 | 121.1 | 121.1 | 121.1 | 121.1
649 | OCI ALAMO 1 SOLAR |  | OCI_ALM1_UNIT1 | BEXAR | SOLAR | SOUTH | 2013 | 39.2 | 39.2 | 39.2 | 39.2 | 39.2 | 39.2 | 39.2 | 39.2 | 39.2 | 39.2
650 | OCI ALAMO 4 SOLAR-BRACKETVILLE |  | ECLIPSE_UNIT1 | KINNEY | SOLAR | SOUTH | 2014 | 37.6 | 37.6 | 37.6 | 37.6 | 37.6 | 37.6 | 37.6 | 37.6 | 37.6 | 37.6
651 | OCI ALAMO 5 (DOWNIE RANCH) |  | HELIOS_UNIT1 | UVALDE | SOLAR | SOUTH | 2015 | 95 | 95 | 95 | 95 | 95 | 95 | 95 | 95 | 95 | 95
652 | OCI ALAMO 6 (SIRIUS/WEST TEXAS) |  | SIRIUS_UNIT1 | PECOS | SOLAR | WEST | 2017 | 110.2 | 110.2 | 110.2 | 110.2 | 110.2 | 110.2 | 110.2 | 110.2 | 110.2 | 110.2
653 | OCI ALAMO 7 (PAINT CREEK) |  | SOLARA_UNIT1 | HASKELL | SOLAR | WEST | 2016 | 106.4 | 106.4 | 106.4 | 106.4 | 106.4 | 106.4 | 106.4 | 106.4 | 106.4 | 106.4
654 | RE ROSEROCK SOLAR 1 |  | REROCK_UNIT1 | PECOS | SOLAR | WEST | 2016 | 78.8 | 78.8 | 78.8 | 78.8 | 78.8 | 78.8 | 78.8 | 78.8 | 78.8 | 78.8
655 | RE ROSEROCK SOLAR 2 |  | REROCK_UNIT2 | PECOS | SOLAR | WEST | 2016 | 78.8 | 78.8 | 78.8 | 78.8 | 78.8 | 78.8 | 78.8 | 78.8 | 78.8 | 78.8
656 | RIGGINS (SE BUCKTHORN WESTEX SOLAR) |  | RIGGINS_UNIT1 | PECOS | SOLAR | WEST | 2018 | 150 | 150 | 150 | 150 | 150 | 150 | 150 | 150 | 150 | 150
657 | SOLAIREHOLMAN 1 |  | LASSO_UNIT1 | BREWSTER | SOLAR | WEST | 2018 | 50 | 50 | 50 | 50 | 50 | 50 | 50 | 50 | 50 | 50
658 | SP-TX-12-PHASE B |  | SPTX12B_UNIT1 | UPTON | SOLAR | WEST | 2017 | 157.5 | 157.5 | 157.5 | 157.5 | 157.5 | 157.5 | 157.5 | 157.5 | 157.5 | 157.5
659 | WAYMARK SOLAR |  | WAYMARK_UNIT1 | UPTON | SOLAR | WEST | 2018 | 182 | 182 | 182 | 182 | 182 | 182 | 182 | 182 | 182 | 182
660 | WEBBERVILLE SOLAR |  | WEBBER_S_WSP1 | TRAVIS | SOLAR | SOUTH | 2011 | 26.7 | 26.7 | 26.7 | 26.7 | 26.7 | 26.7 | 26.7 | 26.7 | 26.7 | 26.7
661 | COMMERCE_SOLAR |  | DG_ X443PV1_SWRI_PV1 | BEXAR | SOLAR | SOUTH | 2019 | 5 | 5 | 5 | 5 | 5 | 5 | 5 | 5 | 5 | 5
662 | BECK 1 |  | DG_CECSOLAR_DG_BECK1 | BEXAR | SOLAR | SOUTH | 2016 | bar: 2020 to 2029
663 | BLUE WING 1 SOLAR |  | DG_BROOK_1UNIT | BEXAR | SOLAR | SOUTH | 2010 | 7.6 | 7.6 | 7.6 | 7.6 | 7.6 | 7.6 | 7.6 | 7.6 | 7.6 | 7.6
664 | BLUE WING 2 SOLAR |  | DG_ELEM_1UNIT | BEXAR | SOLAR | SOUTH | 2010 | 7.3 | 7.3 | 7.3 | 7.3 | 7.3 | 7.3 | 7.3 | 7.3 | 7.3 | 7.3
665 | BOVINE SOLAR LLC |  | DG_BOVINE_BOVINE | AUSTIN | SOLAR | SOUTH | 2018 | 5 | 5 | 5 | 5 | 5 | 5 | 5 | 5 | 5 | 5
666 | BOVINE SOLAR LLC |  | DG_BOVINE2_BOVINE2 | AUSTIN | SOLAR | SOUTH | 2018 | 5 | 5 | 5 | 5 | 5 | 5 | 5 | 5 | 5 | 5
667 | BRONSON SOLAR I |  | DG_BRNSN_BRNSN | FORT BEND | SOLAR | HOUSTON | 2018 | 5 | 5 | 5 | 5 | 5 | 5 | 5 | 5 | 5 | 5
668 | BRONSON SOLAR II |  | DG_BRNSN2_BRNSN2 | FORT BEND | SOLAR | HOUSTON | 2018 | 5 | 5 | 5 | 5 | 5 | 5 | 5 | 5 | 5 | 5
669 | CASCADE SOLAR I |  | DG_CASCADE_CASCADE | WHARTON | SOLAR | SOUTH | 2018 | 5 | 5 | 5 | 5 | 5 | 5 | 5 | 5 | 5 | 5
670 | CASCADE SOLAR II |  | DG_CASCADE2_CASCADE2 | WHARTON | SOLAR | SOUTH | 2018 | 5 | 5 | 5 | 5 | 5 | 5 | 5 | 5 | 5 | 5
671 | CHISUM SOLAR |  | DG_CHISUM_CHISUM | LAMAR | SOLAR | NORTH | 2018 | 10 | 10 | 10 | 10 | 10 | 10 | 10 | 10 | 10 | 10
672 | EDDY SOLAR II |  | DG_EDDYII_EDDYII | MCLENNAN | SOLAR | NORTH | 2018 | 10 | 10 | 10 | 10 | 10 | 10 | 10 | 10 | 10 | 10
673 | FIFTH GENERATION SOLAR 1 |  | DG_FGSOLAR1 | TRAVIS | SOLAR | SOUTH | 2016 | 1.6 | 1.6 | 1.6 | 1.6 | 1.6 | 1.6 | 1.6 | 1.6 | 1.6 | 1.6
674 | HIGHWAY 56 |  | DG_HWY56_HWY56 | GRAYSON | SOLAR | NORTH | 2017 | 5.3 | 5.3 | 5.3 | 5.3 | 5.3 | 5.3 | 5.3 | 5.3 | 5.3 | 5.3
675 | HM SEALY SOLAR 1 |  | DG_SEALY_1UNIT | AUSTIN | SOLAR | SOUTH | 2015 | 1.6 | 1.6 | 1.6 | 1.6 | 1.6 | 1.6 | 1.6 | 1.6 | 1.6 | 1.6
676 | LEON |  | DG_LEON_LEON | HUNT | SOLAR | NORTH | 2017 | 10 | 10 | 10 | 10 | 10 | 10 | 10 | 10 | 10 | 10
677 | MARLIN |  | DG_MARLIN_MARLIN | FALLS | SOLAR | NORTH | 2017 | 5.3 | 5.3 | 5.3 | 5.3 | 5.3 | 5.3 | 5.3 | 5.3 | 5.3 | 5.3
678 | MARS SOLAR (DG) |  | DG_MARS_MARS | WEBB | SOLAR | SOUTH | 2019 | 10 | 10 | 10 | 10 | 10 | 10 | 10 | 10 | 10 | 10
679 | NORTH GAINESVILLE |  | DG_NGNSVL_NGAINESV | COOKE | SOLAR | NORTH | 2017 | 5.2 | 5.2 | 5.2 | 5.2 | 5.2 | 5.2 | 5.2 | 5.2 | 5.2 | 5.2
680 | OCI ALAMO 2 SOLAR-ST. HEDWIG |  | DG_STHWG_UNIT1 | BEXAR | SOLAR | SOUTH | 2014 | 4.4 | 4.4 | 4.4 | 4.4 | 4.4 | 4.4 | 4.4 | 4.4 | 4.4 | 4.4
681 | OCI ALAMO 3-WALZEM SOLAR |  | DG_WALZM_UNIT1 | BEXAR | SOLAR | SOUTH | 2014 | 5.5 | 5.5 | 5.5 | 5.5 | 5.5 | 5.5 | 5.5 | 5.5 | 5.5 | 5.5
682 | POWERFIN KINGSBERY |  | DG_PFK_PFKPV | TRAVIS | SOLAR | SOUTH | 2017 | 2.6 | 2.6 | 2.6 | 2.6 | 2.6 | 2.6 | 2.6 | 2.6 | 2.6 | 2.6
683 | RENEWABLE ENERGY ALTERNATIVES-CCS1 |  | DG_COSERVSS_CCS1 | DENTON | SOLAR | NORTH | 2015 | 2 | 2 | 2 | 2 | 2 | 2 | 2 | 2 | 2 | 2
684 | STERLING |  | DG_STRLING_STRLING | HUNT | SOLAR | NORTH | 2018 | 10 | 10 | 10 | 10 | 10 | 10 | 10 | 10 | 10 | 10
685 | SUNEDISON RABEL ROAD SOLAR |  | DG_VALL1_1UNIT | BEXAR | SOLAR | SOUTH | 2012 | 9.9 | 9.9 | 9.9 | 9.9 | 9.9 | 9.9 | 9.9 | 9.9 | 9.9 | 9.9
686 | SUNEDISON VALLEY ROAD SOLAR |  | DG_VALL2_1UNIT | BEXAR | SOLAR | SOUTH | 2012 | 9.9 | 9.9 | 9.9 | 9.9 | 9.9 | 9.9 | 9.9 | 9.9 | 9.9 | 9.9
687 | SUNEDISON CPS3 SOMERSET 1 SOLAR |  | DG_SOME1_1UNIT | BEXAR | SOLAR | SOUTH | 2012 | 5.6 | 5.6 | 5.6 | 5.6 | 5.6 | 5.6 | 5.6 | 5.6 | 5.6 | 5.6
688 | SUNEDISON SOMERSET 2 SOLAR |  | DG_SOME2_1UNIT | BEXAR | SOLAR | SOUTH | 2012 | 5 | 5 | 5 | 5 | 5 | 5 | 5 | 5 | 5 | 5
689 | WALNUT SPRINGS |  | DG_WLNTSPRG_1UNIT | BOSQUE | SOLAR | NORTH | 2016 | 10 | 10 | 10 | 10 | 10 | 10 | 10 | 10 | 10 | 10
690 | WEST MOORE II |  | DG_WMOOREII_WMOOREII | GRAYSON | SOLAR | NORTH | 2018 | 5 | 5 | 5 | 5 | 5 | 5 | 5 | 5 | 5 | 5
691 | WHITESBORO |  | DG_WBORO_WHTSBORO | GRAYSON | SOLAR | NORTH | 2017 | 5 | 5 | 5 | 5 | 5 | 5 | 5 | 5 | 5 | 5
692 | WHITESBORO II |  | DG_WBOROII_WHBOROII | GRAYSON | SOLAR | NORTH | 2017 | 5 | 5 | 5 | 5 | 5 | 5 | 5 | 5 | 5 | 5
693 | WHITEWRIGHT |  | DG_WHTRT_WHTRGHT | FANNIN | SOLAR | NORTH | 2017 | 10 | 10 | 10 | 10 | 10 | 10 | 10 | 10 | 10 | 10
694 | WHITNEY SOLAR |  | DG_WHITNEY_SOLAR1 | BOSQUE | SOLAR | NORTH | 2017 | 10 | 10 | 10 | 10 | 10 | 10 | 10 | 10 | 10 | 10
695 | YELLOW JACKET SOLAR |  | DG_YLWJACKET_YLWJACKET | BOSQUE | SOLAR | NORTH | 2018 | 5 | 5 | 5 | 5 | 5 | 5 | 5 | 5 | 5 | 5
696 | Operational Capacity Total (Solar) | [6 empty] | 1860.8 | 1860.8 | 1860.8 | 1860.8 | 1860.8 | 1860.8 | 1860.8 | 1860.8 | 1860.8 | 1860.8
697 | Solar Peak Average Capacity Percentage |  | SOLAR_PEAK_PCT | % |  |  |  | 74 | 74 | 74 | 74 | 74 | 74 | 74 | 74 | 74 | 74
698
699 | Operational Resources (Storage)
700 | BLUE SUMMIT BATTERY |  | BLSUMMIT_BATTERY | WILBARGER | STORAGE | WEST | 2017 | 30 | 30 | 30 | 30 | 30 | 30 | 30 | 30 | 30 | 30
701 | INADALE ESS |  | INDL_ESS | NOLAN | STORAGE | WEST | 2018 | 9.9 | 9.9 | 9.9 | 9.9 | 9.9 | 9.9 | 9.9 | 9.9 | 9.9 | 9.9
702 | NOTREES BATTERY FACILITY |  | NWF_NBS | WINKLER | STORAGE | WEST | 2013 | 33.7 | 33.7 | 33.7 | 33.7 | 33.7 | 33.7 | 33.7 | 33.7 | 33.7 | 33.7
703 | PYRON ESS |  | PYR_ESS | SCURRY | STORAGE | WEST | 2018 | 9.9 | 9.9 | 9.9 | 9.9 | 9.9 | 9.9 | 9.9 | 9.9 | 9.9 | 9.9
704 | OCI ALAMO 1 |  | DG_OCI_ALM1_ASTRO1 | BEXAR | STORAGE | SOUTH | 2016 | bar: 2020 to 2029
705 | TOS BATTERY STORAGE |  | DG_TOSBATT_UNIT1 | MIDLAND | STORAGE | WEST | 2017 | 2 | 2 | 2 | 2 | 2 | 2 | 2 | 2 | 2 | 2
706 | Operational Capacity Total (Storage) | [6 empty] | 86.5 | 86.5 | 86.5 | 86.5 | 86.5 | 86.5 | 86.5 | 86.5 | 86.5 | 86.5
707 | Storage Peak Average Capacity Percentage |  | STORAGE_PEAK_PCT | % |  |  |  | 0 | 0 | 0 | 0 | 0 | 0 | 0 | 0 | 0 | 0
708
709 | Reliability Must-Run (RMR) Capacity |  | RMR_CAP_CONT |  |  |  |  | 0 | 0 | 0 | 0 | 0 | 0 | 0 | 0 | 0 | 0
710
711 | Capacity Pending Retirement |  | PENDRETIRE_CAP |  |  |  |  | 0 | 0 | 0 | 0 | 0 | 0 | 0 | 0 | 0 | 0
712
713 | Non-Synchronous Tie Resources
714 | EAST TIE |  | DC_E | FANNIN | OTHER | NORTH |  | 600 | 600 | 600 | 600 | 600 | 600 | 600 | 600 | 600 | 600
715 | NORTH TIE |  | DC_N | WILBARGER | OTHER | WEST |  | 220 | 220 | 220 | 220 | 220 | 220 | 220 | 220 | 220 | 220
716 | EAGLE PASS TIE |  | DC_S | MAVERICK | OTHER | SOUTH |  | 30 | 30 | 30 | 30 | 30 | 30 | 30 | 30 | 30 | 30
717 | LAREDO VFT TIE |  | DC_L | WEBB | OTHER | SOUTH |  | 100 | 100 | 100 | 100 | 100 | 100 | 100 | 100 | 100 | 100
718 | SHARYLAND RAILROAD TIE |  | DC_R | HIDALGO | OTHER | SOUTH |  | 150 | 150 | 150 | 150 | 150 | 150 | 150 | 150 | 150 | 150
719 | SHARYLAND RAILROAD TIE 2 |  | DC_R2 | HIDALGO | OTHER | SOUTH |  | 150 | 150 | 150 | 150 | 150 | 150 | 150 | 150 | 150 | 150
720 | Non-Synchronous Ties Total | [6 empty] | 1250 | 1250 | 1250 | 1250 | 1250 | 1250 | 1250 | 1250 | 1250 | 1250
721 | Non-Synchronous Ties Peak Average Capacity Percentage |  | DCTIE_PEAK_PCT | % |  |  |  | 75 | 75 | 75 | 75 | 75 | 75 | 75 | 75 | 75 | 75
722
723 | Planned Thermal Resources with Executed SGIA, Air Permit, GHG Permit and Proof of Adequate Water Supplies
724 | FGE TEXAS I PROJECT | 16INR0010 |  | MITCHELL | GAS | WEST | 2021 | 0 | 742.9 | 742.9 | 742.9 | 742.9 | 742.9 | 742.9 | 742.9 | 742.9 | 742.9
725 | HALYARD HENDERSON | 16INR0045 |  | HENDERSON | GAS | NORTH | 2021 | 0 | 484 | 484 | 484 | 484 | 484 | 484 | 484 | 484 | 484
726 | HALYARD WHARTON ENERGY CENTER | 16INR0044 |  | WHARTON | GAS | SOUTH | 2021 | 0 | 484 | 484 | 484 | 484 | 484 | 484 | 484 | 484 | 484
727 | HUDSON (BRAZORIA ENERGY G) | 16INR0076 |  | BRAZORIA | GAS | COASTAL | 2019 | 90 | 90 | 90 | 90 | 90 | 90 | 90 | 90 | 90 | 90
728 | MIRAGE | 17INR0022 |  | HARRIS | GAS | HOUSTON | 2019 | 11 | 11 | 11 | 11 | 11 | 11 | 11 | 11 | 11 | 11
729 | VICTORIA CITY (CITYVICT) | 18INR0035 |  | REFUGIO | GAS | COASTAL | 2019 | 100 | 100 | 100 | 100 | 100 | 100 | 100 | 100 | 100 | 100
730 | VICTORIA PORT (VICTPORT) | 17INR0045 |  | CALHOUN | GAS | COASTAL | 2019 | 100 | 100 | 100 | 100 | 100 | 100 | 100 | 100 | 100 | 100
731 | Planned Capacity Total (Nuclear, Coal, Gas, Biomass) | [6 empty] | 301 | 2011.9 | 2011.9 | 2011.9 | 2011.9 | 2011.9 | 2011.9 | 2011.9 | 2011.9 | 2011.9
732
733 | Planned Wind Resources with Executed SGIA
734 | ARMSTRONG WIND | 18INR0029 |  | ARMSTRONG | WIND | PANHANDLE | 2020 | 253 | 253 | 253 | 253 | 253 | 253 | 253 | 253 | 253 | 253
735 | BARROW RANCH (JUMBO HILL WIND) | 18INR0038 |  | ANDREWS | WIND | WEST | 2019 | 160 | 160 | 160 | 160 | 160 | 160 | 160 | 160 | 160 | 160
736 | BLUE SUMMIT II | 18INR0070 |  | WILBARGER | WIND | WEST | 2019 | 102 | 102 | 102 | 102 | 102 | 102 | 102 | 102 | 102 | 102
737 | BLUE SUMMIT WIND III | 19INR0182 |  | WILBARGER | WIND | WEST | 2019 | 200 | 200 | 200 | 200 | 200 | 200 | 200 | 200 | 200 | 200
738 | CABEZON WIND (RIO BRAVO I WIND) | 17INR0005 |  | STARR | WIND | SOUTH | 2019 | 237.6 | 237.6 | 237.6 | 237.6 | 237.6 | 237.6 | 237.6 | 237.6 | 237.6 | 237.6
739 | CACTUS FLATS WIND | 16INR0086 |  | CONCHO | WIND | WEST | 2019 | 148.4 | 148.4 | 148.4 | 148.4 | 148.4 | 148.4 | 148.4 | 148.4 | 148.4 | 148.4
740 | CANADIAN BREAKS WIND | 13INR0026 |  | OLDHAM | WIND | PANHANDLE | 2019 | 210 | 210 | 210 | 210 | 210 | 210 | 210 | 210 | 210 | 210
741 | CANYON WIND | 18INR0030 |  | SCURRY | WIND | WEST | 2020 | 0 | 300.9 | 300.9 | 300.9 | 300.9 | 300.9 | 300.9 | 300.9 | 300.9 | 300.9
742 | COYOTE WIND | 17INR0027b |  | SCURRY | WIND | WEST | 2020 | 0 | 242.5 | 242.5 | 242.5 | 242.5 | 242.5 | 242.5 | 242.5 | 242.5 | 242.5
743 | DARMSTADT | 18INR0023 |  | SCHLEICHER | WIND | WEST | 2019 | 200.9 | 200.9 | 200.9 | 200.9 | 200.9 | 200.9 | 200.9 | 200.9 | 200.9 | 200.9
744 | EASTER WIND | 15INR0063 |  | CASTRO | WIND | PANHANDLE | 2020 | 0 | 307.5 | 307.5 | 307.5 | 307.5 | 307.5 | 307.5 | 307.5 | 307.5 | 307.5
745 | EDMONDSON RANCH WIND | 18INR0043 |  | GLASSCOCK | WIND | WEST | 2020 | 0 | 292.5 | 292.5 | 292.5 | 292.5 | 292.5 | 292.5 | 292.5 | 292.5 | 292.5
746 | FOARD CITY WIND | 19INR0019 |  | FOARD | WIND | WEST | 2019 | 350 | 350 | 350 | 350 | 350 | 350 | 350 | 350 | 350 | 350
747 | GOODNIGHT WIND | 14INR0033 |  | ARMSTRONG | WIND | PANHANDLE | 2020 | 0 | 504.4 | 504.4 | 504.4 | 504.4 | 504.4 | 504.4 | 504.4 | 504.4 | 504.4
748 | GOPHER CREEK WIND | 18INR0067 |  | BORDEN | WIND | WEST | 2019 | 158 | 158 | 158 | 158 | 158 | 158 | 158 | 158 | 158 | 158
749 | GRAPE CREEK WIND | 19INR0156 |  | COKE | WIND | WEST | 2020 | 0 | 525 | 525 | 525 | 525 | 525 | 525 | 525 | 525 | 525
750 | GRIFFIN TRAIL WIND | 20INR0052 |  | KNOX | WIND | WEST | 2020 | 0 | 201.6 | 201.6 | 201.6 | 201.6 | 201.6 | 201.6 | 201.6 | 201.6 | 201.6
751 | HARALD (BEARKAT WIND B) | 15INR0064b |  | GLASSCOCK | WIND | WEST | 2019 | 162.1 | 162.1 | 162.1 | 162.1 | 162.1 | 162.1 | 162.1 | 162.1 | 162.1 | 162.1
752 | HART WIND | 16INR0033 |  | CASTRO | WIND | PANHANDLE | 2020 | 0 | 150 | 150 | 150 | 150 | 150 | 150 | 150 | 150 | 150
753 | HIDALGO II WIND | 19INR0053 |  | HIDALGO | WIND | SOUTH | 2019 | 51 | 51 | 51 | 51 | 51 | 51 | 51 | 51 | 51 | 51
754 | HIGH LONESOME W | 19INR0038 |  | CROCKETT | WIND | WEST | 2019 | 449.5 | 449.5 | 449.5 | 449.5 | 449.5 | 449.5 | 449.5 | 449.5 | 449.5 | 449.5
755 | KONTIKI 1 WIND (ERIK) | 19INR0099a |  | GLASSCOCK | WIND | WEST | 2020 | 0 | 255.3 | 255.3 | 255.3 | 255.3 | 255.3 | 255.3 | 255.3 | 255.3 | 255.3
756 | KONTIKI 2 WIND (ERNEST) | 19INR0099b |  | GLASSCOCK | WIND | WEST | 2021 | 0 | 0 | 255.3 | 255.3 | 255.3 | 255.3 | 255.3 | 255.3 | 255.3 | 255.3
757 | LAS LOMAS WIND | 16INR0111 |  | STARR | WIND | SOUTH | 2019 | 200 | 200 | 200 | 200 | 200 | 200 | 200 | 200 | 200 | 200
758 | LOCKETT WIND FARM | 16INR0062b |  | WILBARGER | WIND | WEST | 2019 | 184 | 184 | 184 | 184 | 184 | 184 | 184 | 184 | 184 | 184
759 | LOMA PINTA WIND | 16INR0112 |  | LA SALLE | WIND | SOUTH | 2019 | 200 | 200 | 200 | 200 | 200 | 200 | 200 | 200 | 200 | 200
760 | LORAINE WINDPARK PHASE III | 18INR0068 |  | MITCHELL | WIND | WEST | 2020 | 100 | 100 | 100 | 100 | 100 | 100 | 100 | 100 | 100 | 100
761 | MARIAH DEL ESTE | 13INR0010a |  | PARMER | WIND | PANHANDLE | 2020 | 0 | 152.5 | 152.5 | 152.5 | 152.5 | 152.5 | 152.5 | 152.5 | 152.5 | 152.5
762 | MAVERICK CREEK I | 20INR0045 |  | CONCHO | WIND | WEST | 2020 | 0 | 268.5 | 268.5 | 268.5 | 268.5 | 268.5 | 268.5 | 268.5 | 268.5 | 268.5
763 | MAVERICK CREEK II | 20INR0046 |  | CONCHO | WIND | WEST | 2020 | 0 | 255.9 | 255.9 | 255.9 | 255.9 | 255.9 | 255.9 | 255.9 | 255.9 | 255.9
764 | MESTENO WIND | 16INR0081 |  | STARR | WIND | SOUTH | 2020 | 201.6 | 201.6 | 201.6 | 201.6 | 201.6 | 201.6 | 201.6 | 201.6 | 201.6 | 201.6
765 | NORTHDRAW WIND | 13INR0025 |  | RANDALL | WIND | PANHANDLE | 2020 | 0 | 150 | 150 | 150 | 150 | 150 | 150 | 150 | 150 | 150
766 | OVEJA WIND | 18INR0033 |  | IRION | WIND | WEST | 2019 | 300 | 300 | 300 | 300 | 300 | 300 | 300 | 300 | 300 | 300
767 | PANHANDLE WIND 3 | 14INR0030c |  | CARSON | WIND | PANHANDLE | 2020 | 0 | 248 | 248 | 248 | 248 | 248 | 248 | 248 | 248 | 248
768 | PRAIRIE HILL WIND | 19INR0100 |  | MCLENNAN | WIND | NORTH | 2020 | 300 | 300 | 300 | 300 | 300 | 300 | 300 | 300 | 300 | 300
769 | PUMPKIN FARM WIND | 16INR0037c |  | FLOYD | WIND | PANHANDLE | 2020 | 0 | 280.9 | 280.9 | 280.9 | 280.9 | 280.9 | 280.9 | 280.9 | 280.9 | 280.9
770 | RANCHERO WIND | 20INR0011 |  | CROCKETT | WIND | WEST | 2019 | 300 | 300 | 300 | 300 | 300 | 300 | 300 | 300 | 300 | 300
771 | RELOJ DEL SOL WIND | 17INR0025 |  | ZAPATA | WIND | SOUTH | 2020 | 0 | 202 | 202 | 202 | 202 | 202 | 202 | 202 | 202 | 202
772 | RTS 2 WIND (HEART OF TEXAS WIND) | 18INR0016 |  | MCCULLOCH | WIND | SOUTH | 2020 | 0 | 179.9 | 179.9 | 179.9 | 179.9 | 179.9 | 179.9 | 179.9 | 179.9 | 179.9
773 | S_HILLS WIND (LITTLE MOUNTAIN WIND) | 12INR0055 |  | BAYLOR | WIND | WEST | 2019 | 30.2 | 30.2 | 30.2 | 30.2 | 30.2 | 30.2 | 30.2 | 30.2 | 30.2 | 30.2
774 | SAGE DRAW WIND | 19INR0163 |  | LYNN | WIND | WEST | 2020 | 338 | 338 | 338 | 338 | 338 | 338 | 338 | 338 | 338 | 338
775 | TG EAST WIND | 19INR0052 |  | KNOX | WIND | WEST | 2020 | 0 | 275.6 | 275.6 | 275.6 | 275.6 | 275.6 | 275.6 | 275.6 | 275.6 | 275.6
776 | TORRECILLAS WIND | 14INR0045 |  | WEBB | WIND | SOUTH | 2019 | 300.5 | 300.5 | 300.5 | 300.5 | 300.5 | 300.5 | 300.5 | 300.5 | 300.5 | 300.5
777 | VERA WIND | 19INR0051 |  | KNOX | WIND | WEST | 2020 | 242.8 | 242.8 | 242.8 | 242.8 | 242.8 | 242.8 | 242.8 | 242.8 | 242.8 | 242.8
778 | WHITE MESA WIND | 19INR0128 |  | CROCKETT | WIND | WEST | 2020 | 0 | 500 | 500 | 500 | 500 | 500 | 500 | 500 | 500 | 500
779 | WHITEHORSE WIND | 19INR0080 |  | FISHER | WIND | WEST | 2019 | 418.9 | 418.9 | 418.9 | 418.9 | 418.9 | 418.9 | 418.9 | 418.9 | 418.9 | 418.9
780 | WILDROSE WIND (SWISHER WIND) | 13INR0038 |  | SWISHER | WIND | PANHANDLE | 2021 | 0 | 0 | 302.5 | 302.5 | 302.5 | 302.5 | 302.5 | 302.5 | 302.5 | 302.5
781 | WILSON RANCH (INFINITY LIVE OAK WIND) | 12INR0060 |  | SCHLEICHER | WIND | WEST | 2019 | 199.5 | 199.5 | 199.5 | 199.5 | 199.5 | 199.5 | 199.5 | 199.5 | 199.5 | 199.5
782 | WKN AMADEUS WIND | 14INR0009 |  | FISHER | WIND | WEST | 2020 | 245.9 | 245.9 | 245.9 | 245.9 | 245.9 | 245.9 | 245.9 | 245.9 | 245.9 | 245.9
783 | CHALUPA WIND | 20INR0042 |  | CAMERON | WIND-C | COASTAL | 2020 | 0 | 174 | 174 | 174 | 174 | 174 | 174 | 174 | 174 | 174
784 | CRANEL WIND | 19INR0112 |  | REFUGIO | WIND-C | COASTAL | 2019 | 220 | 220 | 220 | 220 | 220 | 220 | 220 | 220 | 220 | 220
785 | KARANKAWA 2 WIND FARM | 19INR0074 |  | SAN PATRICIO | WIND-C | COASTAL | 2019 | 101 | 101 | 101 | 101 | 101 | 101 | 101 | 101 | 101 | 101
786 | KARANKAWA WIND ALT A | 18INR0014 |  | SAN PATRICIO | WIND-C | COASTAL | 2019 | 206.6 | 206.6 | 206.6 | 206.6 | 206.6 | 206.6 | 206.6 | 206.6 | 206.6 | 206.6
787 | LAS MAJADAS WIND | 17INR0035 |  | WILLACY | WIND-C | COASTAL | 2020 | 0 | 272.8 | 272.8 | 272.8 | 272.8 | 272.8 | 272.8 | 272.8 | 272.8 | 272.8
788 | MIDWAY FARMS WIND | 11INR0054 |  | SAN PATRICIO | WIND-C | COASTAL | 2019 | 162.9 | 162.9 | 162.9 | 162.9 | 162.9 | 162.9 | 162.9 | 162.9 | 162.9 | 162.9
789 | PALMAS ALTAS WIND | 17INR0037 |  | CAMERON | WIND-C | COASTAL | 2020 | 144.9 | 144.9 | 144.9 | 144.9 | 144.9 | 144.9 | 144.9 | 144.9 | 144.9 | 144.9
790 | SHAFFER (PATRIOT WIND/PETRONILLA) | 11INR0062 |  | NUECES | WIND-C | COASTAL | 2019 | 226 | 226 | 226 | 226 | 226 | 226 | 226 | 226 | 226 | 226
791 | PEYTON CREEK WIND | 18INR0018 |  | MATAGORDA | WIND-C | COASTAL | 2019 | 151.2 | 151.2 | 151.2 | 151.2 | 151.2 | 151.2 | 151.2 | 151.2 | 151.2 | 151.2
792 | EAST RAYMOND WIND | 18INR0059 |  | WILLACY | WIND-C | COASTAL | 2020 | 0 | 201.6 | 201.6 | 201.6 | 201.6 | 201.6 | 201.6 | 201.6 | 201.6 | 201.6
793 | Planned Capacity Total (Wind) | [6 empty] | 7456.5 | 13397.9 | 13955.7 | 13955.7 | 13955.7 | 13955.7 | 13955.7 | 13955.7 | 13955.7 | 13955.7
794
795 | Planned Wind Capacity Sub-total (Non-Coastal Counties) |  | WIND_PLANNED_NC |  |  |  |  | 6243.9 | 11536.9 | 12094.7 | 12094.7 | 12094.7 | 12094.7 | 12094.7 | 12094.7 | 12094.7 | 12094.7
796 | Wind Peak Average Capacity Percentage (Non-Coastal) |  | WIND_PL_PEAK_PCT_NC | % |  |  |  | 15 | 15 | 15 | 15 | 15 | 15 | 15 | 15 | 15 | 15
797
798 | Planned Wind Capacity Sub-total (Coastal Counties) |  | WIND_PLANNED_C |  |  |  |  | 1212.6 | 1861 | 1861 | 1861 | 1861 | 1861 | 1861 | 1861 | 1861 | 1861
799 | Wind Peak Average Capacity Percentage (Coastal) |  | WIND_PL_PEAK_PCT_C | % |  |  |  | 58 | 58 | 58 | 58 | 58 | 58 | 58 | 58 | 58 | 58
800
801 | Planned Solar Resources with Executed SGIA
802 | AGATE SOLAR | 20INR0023 |  | ELLIS | SOLAR | NORTH | 2020 | 0 | 60 | 60 | 60 | 60 | 60 | 60 | 60 | 60 | 60
803 | ARAGORN SOLAR | 19INR0088 |  | CULBERSON | SOLAR | WEST | 2021 | 0 | 0 | 186.3 | 186.3 | 186.3 | 186.3 | 186.3 | 186.3 | 186.3 | 186.3
804 | BLUEBELL SOLAR (CAPRICORN RIDGE SOLAR) | 16INR0019 |  | COKE | SOLAR | WEST | 2019 | 30 | 30 | 30 | 30 | 30 | 30 | 30 | 30 | 30 | 30
805 | EMERALD GROVE SOLAR (PECOS SOLAR POWER I) | 15INR0059 |  | PECOS | SOLAR | WEST | 2020 | 108 | 108 | 108 | 108 | 108 | 108 | 108 | 108 | 108 | 108
806 | FOWLER RANCH | 18INR0039 |  | CRANE | SOLAR | WEST | 2020 | 150 | 150 | 150 | 150 | 150 | 150 | 150 | 150 | 150 | 150
807 | GALLOWAY SOLAR | 19INR0121 |  | CONCHO | SOLAR | WEST | 2020 | 0 | 360 | 360 | 360 | 360 | 360 | 360 | 360 | 360 | 360
808 | GARNET SOLAR | 20INR0021 |  | WILLIAMSON | SOLAR | SOUTH | 2020 | 0 | 20 | 20 | 20 | 20 | 20 | 20 | 20 | 20 | 20
809 | GREASEWOOD SOLAR | 19INR0034 |  | PECOS | SOLAR | WEST | 2020 | 0 | 200 | 200 | 200 | 200 | 200 | 200 | 200 | 200 | 200
810 | HOLSTEIN SOLAR | 19INR0009 |  | NOLAN | SOLAR | WEST | 2020 | 204 | 204 | 204 | 204 | 204 | 204 | 204 | 204 | 204 | 204
811 | HOVEY (BARILLA SOLAR 1B) | 12INR0059b |  | PECOS | SOLAR | WEST | 2019 | 7.4 | 7.4 | 7.4 | 7.4 | 7.4 | 7.4 | 7.4 | 7.4 | 7.4 | 7.4
812 | IP TITAN | 20INR0032 |  | CULBERSON | SOLAR | WEST | 2021 | 0 | 0 | 272 | 272 | 272 | 272 | 272 | 272 | 272 | 272
813 | JUNO SOLAR | 21INR0026 |  | BORDEN | SOLAR | WEST | 2021 | 0 | 495 | 495 | 495 | 495 | 495 | 495 | 495 | 495 | 495
814 | LAPETUS SOLAR 2 | 19INR0185 |  | ANDREWS | SOLAR | WEST | 2019 | 100 | 100 | 100 | 100 | 100 | 100 | 100 | 100 | 100 | 100
815 | LILY SOLAR | 19INR0044 |  | KAUFMAN | SOLAR | NORTH | 2020 | 150 | 150 | 150 | 150 | 150 | 150 | 150 | 150 | 150 | 150
816 | LONG DRAW SOLAR | 18INR0055 |  | BORDEN | SOLAR | WEST | 2020 | 0 | 225 | 225 | 225 | 225 | 225 | 225 | 225 | 225 | 225
817 | MISAE SOLAR | 18INR0045 |  | CHILDRESS | SOLAR | PANHANDLE | 2019 | 240.8 | 240.8 | 240.8 | 240.8 | 240.8 | 240.8 | 240.8 | 240.8 | 240.8 | 240.8
818 | MISAE SOLAR II | 20INR0091 |  | CHILDRESS | SOLAR | PANHANDLE | 2020 | 0 | 517.3 | 517.3 | 517.3 | 517.3 | 517.3 | 517.3 | 517.3 | 517.3 | 517.3
819 | MUSTANG CREEK SOLAR | 18INR0050 |  | JACKSON | SOLAR | SOUTH | 2020 | 150 | 150 | 150 | 150 | 150 | 150 | 150 | 150 | 150 | 150
820 | NAZARETH SOLAR | 16INR0049 |  | CASTRO | SOLAR | PANHANDLE | 2021 | 0 | 201 | 201 | 201 | 201 | 201 | 201 | 201 | 201 | 201
821 | OBERON SOLAR | 19INR0083 |  | ECTOR | SOLAR | WEST | 2019 | 180 | 180 | 180 | 180 | 180 | 180 | 180 | 180 | 180 | 180
822 | OXY SOLAR | 19INR0184 |  | ECTOR | SOLAR | WEST | 2019 | 16.2 | 16.2 | 16.2 | 16.2 | 16.2 | 16.2 | 16.2 | 16.2 | 16.2 | 16.2
823 | PFLUGERVILLE SOLAR | 15INR0090 |  | TRAVIS | SOLAR | SOUTH | 2020 | 0 | 144 | 144 | 144 | 144 | 144 | 144 | 144 | 144 | 144
824 | PHOEBE SOLAR | 19INR0029 |  | WINKLER | SOLAR | WEST | 2019 | 250 | 250 | 250 | 250 | 250 | 250 | 250 | 250 | 250 | 250
825 | PROSPERO SOLAR | 19INR0092 |  | ANDREWS | SOLAR | WEST | 2020 | 300 | 300 | 300 | 300 | 300 | 300 | 300 | 300 | 300 | 300
826 | QUEEN SOLAR | 19INR0102 |  | UPTON | SOLAR | WEST | 2019 | 400 | 400 | 400 | 400 | 400 | 400 | 400 | 400 | 400 | 400
827 | RAMBLER SOLAR | 19INR0114 |  | TOM GREEN | SOLAR | WEST | 2019 | 150 | 150 | 150 | 150 | 150 | 150 | 150 | 150 | 150 | 150
828 | RAYOS DEL SOL | 19INR0045 |  | CAMERON | SOLAR | COASTAL | 2020 | 0 | 150 | 150 | 150 | 150 | 150 | 150 | 150 | 150 | 150
829 | RE MAPLEWOOD 2A SOLAR | 17INR0020a |  | PECOS | SOLAR | WEST | 2020 | 222 | 222 | 222 | 222 | 222 | 222 | 222 | 222 | 222 | 222
830 | RE MAPLEWOOD 2B SOLAR | 17INR0020b |  | PECOS | SOLAR | WEST | 2020 | 0 | 28 | 28 | 28 | 28 | 28 | 28 | 28 | 28 | 28
831 | RE MAPLEWOOD 2C SOLAR | 17INR0020c |  | PECOS | SOLAR | WEST | 2021 | 0 | 250 | 250 | 250 | 250 | 250 | 250 | 250 | 250 | 250
832 | SHAKES SOLAR | 19INR0073 |  | ZAVALA | SOLAR | SOUTH | 2020 | 206 | 206 | 206 | 206 | 206 | 206 | 206 | 206 | 206 | 206
833 | SODA LAKE SOLAR 1 | 18INR0040 |  | CRANE | SOLAR | WEST | 2020 | 0 | 200 | 200 | 200 | 200 | 200 | 200 | 200 | 200 | 200
834 | SODA LAKE SOLAR 2 | 20INR0143 |  | CRANE | SOLAR | WEST | 2020 | 0 | 200 | 200 | 200 | 200 | 200 | 200 | 200 | 200 | 200
835 | SPINEL SOLAR | 20INR0025 |  | MEDINA | SOLAR | SOUTH | 2020 | 0 | 30 | 30 | 30 | 30 | 30 | 30 | 30 | 30 | 30
836 | TAYGETE SOLAR | 20INR0054 |  | PECOS | SOLAR | WEST | 2020 | 0 | 254.2 | 254.2 | 254.2 | 254.2 | 254.2 | 254.2 | 254.2 | 254.2 | 254.2
837 | TAYGETE II SOLAR | 21INR0233 |  | PECOS | SOLAR | WEST | 2021 | 0 | 256.3 | 256.3 | 256.3 | 256.3 | 256.3 | 256.3 | 256.3 | 256.3 | 256.3
838 | UPTON SOLAR | 16INR0114 |  | UPTON | SOLAR | WEST | 2020 | 104.6 | 104.6 | 104.6 | 104.6 | 104.6 | 104.6 | 104.6 | 104.6 | 104.6 | 104.6
839 | WEST OF PECOS SOLAR | 14INR0044 |  | REEVES | SOLAR | WEST | 2019 | 100 | 100 | 100 | 100 | 100 | 100 | 100 | 100 | 100 | 100
840 | Planned Capacity Total (Solar) | [6 empty] | 3069 | 6659.8 | 7118.1 | 7118.1 | 7118.1 | 7118.1 | 7118.1 | 7118.1 | 7118.1 | 7118.1
841 | Solar Peak Average Capacity Percentage |  | SOLAR_PL_PEAK_PCT | % |  |  |  | 74 | 74 | 74 | 74 | 74 | 74 | 74 | 74 | 74 | 74
842
843 | Planned Storage Resources with Executed SGIA
844 | CASTLE GAP BATTERY |  |  | UPTON | OTHER | WEST | 2018 | 9.9 | 9.9 | 9.9 | 9.9 | 9.9 | 9.9 | 9.9 | 9.9 | 9.9 | 9.9
845 | COMMERCE ST ESS |  |  | BEXAR | OTHER | SOUTH | 2019 | 10 | 10 | 10 | 10 | 10 | 10 | 10 | 10 | 10 | 10
846 | JOHNSON CITY BESS |  |  | BLANCO | OTHER | SOUTH | 2019 | 2.25 | 2.25 | 2.25 | 2.25 | 2.25 | 2.25 | 2.25 | 2.25 | 2.25 | 2.25
847 | JUNO STORAGE | 21INR0032 |  | BORDEN | OTHER | WEST | 2021 | 0 | 495 | 495 | 495 | 495 | 495 | 495 | 495 | 495 | 495
848 | RABBIT HILL ENERGY STORAGE PROJECT |  |  | WILLIAMSON | OTHER | SOUTH | 2019 | 9.9 | 9.9 | 9.9 | 9.9 | 9.9 | 9.9 | 9.9 | 9.9 | 9.9 | 9.9
849 | Planned Capacity Total (Storage) | [6 empty] | 32.05 | 527.05 | 527.05 | 527.05 | 527.05 | 527.05 | 527.05 | 527.05 | 527.05 | 527.05
850 | Storage Peak Average Capacity Percentage |  | STORAGE_PL_PEAK_PCT | % |  |  |  | 0 | 0 | 0 | 0 | 0 | 0 | 0 | 0 | 0 | 0
851
852 | Seasonal Mothballed Resources
853 | SPENCER STG U4 |  | SPNCER_SPNCE_4 | DENTON | GAS | NORTH | 1966 | 57 | 57 | 57 | 57 | 57 | 57 | 57 | 57 | 57 | 57
854 | SPENCER STG U5 |  | SPNCER_SPNCE_5 | DENTON | GAS | NORTH | 1973 | 61 | 61 | 61 | 61 | 61 | 61 | 61 | 61 | 61 | 61
855 | Total Seasonal Mothballed Capacity | [6 empty] | 118 | 118 | 118 | 118 | 118 | 118 | 118 | 118 | 118 | 118
856
857 | Mothballed Resources
858 | J T DEELY U1 (AS OF 12/31/2018) |  | CALAVERS_JTD1_M | BEXAR | COAL | SOUTH | 1977 | 420 | 420 | 420 | 420 | 420 | 420 | 420 | 420 | 420 | 420
859 | J T DEELY U2 (AS OF 12/31/2018) |  | CALAVERS_JTD2_M | BEXAR | COAL | SOUTH | 1978 | 420 | 420 | 420 | 420 | 420 | 420 | 420 | 420 | 420 | 420
860 | GIBBONS CREEK U1 (AS OF 10/1/2018) |  | GIBCRK_GIB_CRG1 | GRIMES | COAL | NORTH | 1983 | 470 | 470 | 470 | 470 | 470 | 470 | 470 | 470 | 470 | 470
861 | Total Mothballed Capacity | [6 empty] | 1310 | 1310 | 1310 | 1310 | 1310 | 1310 | 1310 | 1310 | 1310 | 1310
862
863 | Retiring Resources Unavailable to ERCOT (since last CDR/SARA)*
864 | FORT WORTH METHANE LFG |  | DG_RDLML_1UNIT | TARRANT | BIOMASS | NORTH | 2011 | 1.6 | 1.6 | 1.6 | 1.6 | 1.6 | 1.6 | 1.6 | 1.6 | 1.6 | 1.6
865 | MCKINNEY LFG |  | DG_MKNSW_2UNITS | COLLIN | BIOMASS | NORTH | 2011 | 3.2 | 3.2 | 3.2 | 3.2 | 3.2 | 3.2 | 3.2 | 3.2 | 3.2 | 3.2
866 | TRINITY OAKS LFG |  | DG_KLBRG_1UNIT | DALLAS | BIOMASS | NORTH | 2011 | 3.2 | 3.2 | 3.2 | 3.2 | 3.2 | 3.2 | 3.2 | 3.2 | 3.2 | 3.2
867 | VIRIDIS ENERGY-LIBERTY LFG |  | DG_LB_DG1 | HARRIS | BIOMASS | HOUSTON | 2002 | 3.9 | 3.9 | 3.9 | 3.9 | 3.9 | 3.9 | 3.9 | 3.9 | 3.9 | 3.9
868 | VIRIDIS ENERGY-TRINITY BAY LFG |  | DG_TRN_DG1 | CHAMBERS | BIOMASS | HOUSTON | 2002 | 3.9 | 3.9 | 3.9 | 3.9 | 3.9 | 3.9 | 3.9 | 3.9 | 3.9 | 3.9
869 | Total Retiring Capacity | [6 empty] | 15.8 | 15.8 | 15.8 | 15.8 | 15.8 | 15.8 | 15.8 | 15.8 | 15.8 | 15.8
Notes:
Capacity changes due to planned repower/upgrade projects are reflected in the operational units' ratings upon (1) receipt and ERCOT approval of a new Resource Asset Registration Form (RARF), or (2) the unit owner has submitted, and ERCOT has approved, a Generation Interconnection or Change Request (GINR) application, and the project modifies the installed capacity by at least 10 MW as reported in the GINR request. Projects associated with interconnection change requests that meet the 10 MW size threshold are indicated with a code in the “Generation Interconnection Project Code” column. Projects with more than one unit have capacity change amounts prorated equally across the units. These prorated capacity adjustments are temporary until project owners submit RARFs that reflect updated seasonal MW ratings for each unit.
Although seasonal capacity ratings for battery energy storage systems are reported above, the ratings are not included in the operational capacity formula. These resources are assumed to provide regulation reserves rather than sustained capacity available to meet system peak loads.
* ERCOT is now tracking and accounting for retirements of Registered DG facilities. These biomass facilities actually retired between 2014 and 2016.

## SummerFuelTypes
Summer Fuel Types - ERCOT
Fuel type is based on the primary fuel. Capacity contribution of the wind resources is included at 15% for Non-Coastal and 58% for Coastal counties, while the solar capacity contribution is 74%. Private Use Network, and Hydro are included based on the three-year average historical capability for each Summer Season's 20 peak load hours. Non-Synchronous Tie resources import forecast is based on flows seen during Energy Emergency Alert (EEA) periods in the most recent summer of occurrence. Non-Synchronous Tie resources are categorized as Other. Mothballed resource capacity is excluded except for Available Mothball Capacity based on a Seasonal Availability Schedule or Owner's reported Return Probability. Private Use Network is categorized as gas.
In MW
Fuel_Type | Capacity_Pct | 2020 | 2021 | 2022 | 2023 | 2024
Biomass | 100% | 185.9 | 185.9 | 185.9 | 185.9 | 185.9
Coal | 100% | 14225 | 14225 | 14225 | 14225 | 14225
Gas | 100% | 51941.1595 | 53949.0595 | 53811.0595 | 53811.0595 | 53556.0595
Nuclear | 100% | 4960 | 4960 | 4960 | 4960 | 4960
Other | 75% | 961.5375 | 1332.7875 | 1332.7875 | 1332.7875 | 1332.7875
Hydro | 83.27% | 463.4748 | 463.4748 | 463.4748 | 463.4748 | 463.4748
Wind | 15% | 3820.56 | 4617.39 | 4701.06 | 4701.06 | 4701.06
Wind-C | 58% | 2339.256 | 2715.328 | 2715.328 | 2715.328 | 2715.328
Solar | 74% | 3648.052 | 6305.244 | 6644.386 | 6644.386 | 6644.386
Storage | 0% | 0 | 0 | 0 | 0 | 0
Total |  | 82544.9398 | 88754.1838 | 89038.9958 | 89038.9958 | 88783.9958
In Percentages
Fuel_Type |  | 2020 | 2021 | 2022 | 2023 | 2024
Biomass |  | 0.2252% | 0.2095% | 0.2088% | 0.2088% | 0.2094%
Coal |  | 17.23% | 16.03% | 15.98% | 15.98% | 16.02%
Natural Gas |  | 62.92% | 60.78% | 60.44% | 60.44% | 60.32%
Nuclear |  | 6.009% | 5.588% | 5.571% | 5.571% | 5.587%
Other |  | 1.165% | 1.502% | 1.497% | 1.497% | 1.501%
Hydro |  | 0.5615% | 0.5222% | 0.5205% | 0.5205% | 0.522%
Wind |  | 4.628% | 5.202% | 5.28% | 5.28% | 5.295%
Wind-C |  | 2.834% | 3.059% | 3.05% | 3.05% | 3.058%
Solar |  | 4.419% | 7.104% | 7.462% | 7.462% | 7.484%
Storage |  | 0% | 0% | 0% | 0% | 0%
Total |  | 100% | 100% | 100% | 100% | 100%

## WinterSummary
Report on the Capacity, Demand and Reserves in the ERCOT Region
Winter Summary: 2019/2020 through 2023/2024
Load Forecast, MW: |  | 2019/2020 | 2020/2021 | 2021/2022 | 2022/2023 | 2023/2024
| Winter Peak Demand (based on normal weather) | 61149.762 | 62782.2869 | 64448.5253 | 66101.9584 | 67895.605
| plus: Energy Efficiency Program Savings Forecast | 1763.6799 | 2064.6831 | 2284.9232 | 2592.0334 | 2821.1604
| Total Winter Peak Demand (before Reductions from Energy Efficiency Programs) | 62913.4419 | 64846.97 | 66733.4485 | 68693.9918 | 70716.7654
| less: Load Resources providing Responsive Reserves | -1722.78 | -1722.78 | -1722.78 | -1722.78 | -1722.78
| less: Load Resources providing Non-Spinning Reserves | 0 | 0 | 0 | 0 | 0
| less: Emergency Response Service (10- and 30-min ramp products) | -1060.8 | -1060.8 | -1060.8 | -1060.8 | -1060.8
| less: TDSP Standard Offer Load Management Programs | 0 | 0 | 0 | 0 | 0
| less: Energy Efficiency Program Savings Forecast | -1763.6799 | -2064.6831 | -2284.9232 | -2592.0334 | -2821.1604
| Firm Peak Load, MW | 58366.182 | 59998.7069 | 61664.9453 | 63318.3784 | 65112.025
Resources, MW: |  | 2019/2020 | 2020/2021 | 2021/2022 | 2022/2023 | 2023/2024
| Installed Capacity, Thermal/Hydro | 68765.7644 | 68765.7644 | 68847.2644 | 68847.2644 | 68847.2644
| Switchable Generation Resource Capacity, MW | 3746 | 3746 | 3746 | 3746 | 3746
| less: Switchable Capacity Unavailable to ERCOT | -868 | -868 | -568 | -568 | -568
| Available Mothballed Capacity | 0 | 0 | 0 | 0 | 0
| Capacity from Private Use Networks | 3964.6289 | 3884.6289 | 3864.6289 | 3864.6289 | 3609.6289
| Non-Coastal Wind, Peak Average Capacity Contribution (20% of installed capacity) | 3847.9 | 3849.14 | 3849.14 | 3849.14 | 3849.14
| Coastal Wind, Peak Average Capacity Contribution (43% of installed capacity) | 1212.858 | 1212.858 | 1212.858 | 1212.858 | 1212.858
| Solar Utility-Scale, Peak Average Capacity Contribution (12% of installed capacity) | 223.296 | 223.296 | 223.296 | 223.296 | 223.296
| Storage, Peak Average Capacity Contribution (0%) | 0 | 0 | 0 | 0 | 0
| RMR Capacity to be under Contract | 0 | 0 | 0 | 0 | 0
| Capacity Pending Retirement, MW | 0 | 0 | 0 | 0 | 0
| Operational Generation Capacity, MW | 80892.4473 | 80813.6873 | 81175.1873 | 81175.1873 | 80920.1873
| Non-Synchronous Ties, Capacity Contribution (67% of installed capacity) | 837.5 | 837.5 | 837.5 | 837.5 | 837.5
| Planned Resources (not wind or solar) with Signed IA, Air Permits and Water Rights | 307 | 307 | 2017.9 | 2017.9 | 2017.9
| Planned Non-Coastal Wind with Signed IA, Peak Average Capacity Contribution (20% of installed capacity) | 716.14 | 2289.2 | 2370.26 | 2430.76 | 2430.76
| Planned Coastal Wind with Signed IA, Peak Average Capacity Contribution (43% of installed capacity) | 232.243 | 725.41 | 800.23 | 800.23 | 800.23
| Planned Solar Utility-Scale, Peak Average Capacity Contribution (12% of installed capacity) | 65.328 | 506.184 | 854.172 | 854.172 | 854.172
| Planned Storage, Peak Average Capacity Contribution (0%) | 0 | 0 | 0 | 0 | 0
| Total Capacity, MW | 83050.6583 | 85478.9813 | 88055.2493 | 88115.7493 | 87860.7493
| Reserve Margin | 42.29% | 42.47% | 42.8% | 39.16% | 34.94%
(Total Resources - Firm Load Forecast) / Firm Load Forecast

## WinterCapacities
Unit Capacities - Winter
| UNIT NAME | GENERATION INTERCONNECTION PROJECT CODE | UNIT CODE | COUNTY | FUEL | ZONE | IN SERVICE | 2019/2020 | 2020/2021 | 2021/2022 | 2022/2023 | 2023/2024 | 2024/2025 | 2025/2026 | 2026/2027 | 2027/2028 | 2028/2029 | 2029/2030
Operational Resources (Thermal)
4 | COMANCHE PEAK U1 |  | CPSES_UNIT1 | SOMERVELL | NUCLEAR | NORTH | 1990 | 1235 | 1235 | 1235 | 1235 | 1235 | 1235 | 1235 | 1235 | 1235 | 1235 | 1235
5 | COMANCHE PEAK U2 |  | CPSES_UNIT2 | SOMERVELL | NUCLEAR | NORTH | 1993 | 1225 | 1225 | 1225 | 1225 | 1225 | 1225 | 1225 | 1225 | 1225 | 1225 | 1225
6 | SOUTH TEXAS U1 |  | STP_STP_G1 | MATAGORDA | NUCLEAR | COASTAL | 1988 | 1340 | 1340 | 1340 | 1340 | 1340 | 1340 | 1340 | 1340 | 1340 | 1340 | 1340
7 | SOUTH TEXAS U2 |  | STP_STP_G2 | MATAGORDA | NUCLEAR | COASTAL | 1989 | 1340 | 1340 | 1340 | 1340 | 1340 | 1340 | 1340 | 1340 | 1340 | 1340 | 1340
8 | COLETO CREEK |  | COLETO_COLETOG1 | GOLIAD | COAL | SOUTH | 1980 | 655 | 655 | 655 | 655 | 655 | 655 | 655 | 655 | 655 | 655 | 655
9 | FAYETTE POWER U1 |  | FPPYD1_FPP_G1 | FAYETTE | COAL | SOUTH | 1979 | 603 | 603 | 603 | 603 | 603 | 603 | 603 | 603 | 603 | 603 | 603
10 | FAYETTE POWER U2 |  | FPPYD1_FPP_G2 | FAYETTE | COAL | SOUTH | 1980 | 605 | 605 | 605 | 605 | 605 | 605 | 605 | 605 | 605 | 605 | 605
11 | FAYETTE POWER U3 |  | FPPYD2_FPP_G3 | FAYETTE | COAL | SOUTH | 1988 | 449 | 449 | 449 | 449 | 449 | 449 | 449 | 449 | 449 | 449 | 449
12 | J K SPRUCE U1 |  | CALAVERS_JKS1 | BEXAR | COAL | SOUTH | 1992 | 560 | 560 | 560 | 560 | 560 | 560 | 560 | 560 | 560 | 560 | 560
13 | J K SPRUCE U2 |  | CALAVERS_JKS2 | BEXAR | COAL | SOUTH | 2010 | 785 | 785 | 785 | 785 | 785 | 785 | 785 | 785 | 785 | 785 | 785
14 | LIMESTONE U1 |  | LEG_LEG_G1 | LIMESTONE | COAL | NORTH | 1985 | 824 | 824 | 824 | 824 | 824 | 824 | 824 | 824 | 824 | 824 | 824
15 | LIMESTONE U2 |  | LEG_LEG_G2 | LIMESTONE | COAL | NORTH | 1986 | 836 | 836 | 836 | 836 | 836 | 836 | 836 | 836 | 836 | 836 | 836
16 | MARTIN LAKE U1 |  | MLSES_UNIT1 | RUSK | COAL | NORTH | 1977 | 815 | 815 | 815 | 815 | 815 | 815 | 815 | 815 | 815 | 815 | 815
17 | MARTIN LAKE U2 |  | MLSES_UNIT2 | RUSK | COAL | NORTH | 1978 | 820 | 820 | 820 | 820 | 820 | 820 | 820 | 820 | 820 | 820 | 820
18 | MARTIN LAKE U3 |  | MLSES_UNIT3 | RUSK | COAL | NORTH | 1979 | 820 | 820 | 820 | 820 | 820 | 820 | 820 | 820 | 820 | 820 | 820
19 | OAK GROVE SES U1 | 19INR0204 | OGSES_UNIT1A | ROBERTSON | COAL | NORTH | 2010 | 862.5 | 862.5 | 862.5 | 862.5 | 862.5 | 862.5 | 862.5 | 862.5 | 862.5 | 862.5 | 862.5
20 | OAK GROVE SES U2 | 19INR0204 | OGSES_UNIT2 | ROBERTSON | COAL | NORTH | 2011 | 847.5 | 847.5 | 847.5 | 847.5 | 847.5 | 847.5 | 847.5 | 847.5 | 847.5 | 847.5 | 847.5
21 | OKLAUNION U1 |  | OKLA_OKLA_G1 | WILBARGER | COAL | WEST | 1986 | 650 | 650 | 650 | 650 | 650 | 650 | 650 | 650 | 650 | 650 | 650
22 | SAN MIGUEL U1 |  | SANMIGL_G1 | ATASCOSA | COAL | SOUTH | 1982 | 391 | 391 | 391 | 391 | 391 | 391 | 391 | 391 | 391 | 391 | 391
23 | SANDY CREEK U1 |  | SCES_UNIT1 | MCLENNAN | COAL | NORTH | 2013 | 950 | 950 | 950 | 950 | 950 | 950 | 950 | 950 | 950 | 950 | 950
24 | TWIN OAKS U1 |  | TNP_ONE_TNP_O_1 | ROBERTSON | COAL | NORTH | 1990 | 155 | 155 | 155 | 155 | 155 | 155 | 155 | 155 | 155 | 155 | 155
25 | TWIN OAKS U2 |  | TNP_ONE_TNP_O_2 | ROBERTSON | COAL | NORTH | 1991 | 155 | 155 | 155 | 155 | 155 | 155 | 155 | 155 | 155 | 155 | 155
26 | W A PARISH U5 |  | WAP_WAP_G5 | FT. BEND | COAL | HOUSTON | 1977 | 664 | 664 | 664 | 664 | 664 | 664 | 664 | 664 | 664 | 664 | 664
27 | W A PARISH U6 |  | WAP_WAP_G6 | FT. BEND | COAL | HOUSTON | 1978 | 663 | 663 | 663 | 663 | 663 | 663 | 663 | 663 | 663 | 663 | 663
28 | W A PARISH U7 |  | WAP_WAP_G7 | FT. BEND | COAL | HOUSTON | 1980 | 577 | 577 | 577 | 577 | 577 | 577 | 577 | 577 | 577 | 577 | 577
29 | W A PARISH U8 |  | WAP_WAP_G8 | FT. BEND | COAL | HOUSTON | 1982 | 610 | 610 | 610 | 610 | 610 | 610 | 610 | 610 | 610 | 610 | 610
30 | ARTHUR VON ROSENBERG 1 CTG 1 |  | BRAUNIG_AVR1_CT1 | BEXAR | GAS | SOUTH | 2000 | 157 | 157 | 157 | 157 | 157 | 157 | 157 | 157 | 157 | 157 | 157
31 | ARTHUR VON ROSENBERG 1 CTG 2 |  | BRAUNIG_AVR1_CT2 | BEXAR | GAS | SOUTH | 2000 | 157 | 157 | 157 | 157 | 157 | 157 | 157 | 157 | 157 | 157 | 157
32 | ARTHUR VON ROSENBERG 1 STG |  | BRAUNIG_AVR1_ST | BEXAR | GAS | SOUTH | 2000 | 164 | 164 | 164 | 164 | 164 | 164 | 164 | 164 | 164 | 164 | 164
33 | BARNEY M DAVIS REPOWER CTG 3 |  | B_DAVIS_B_DAVIG3 | NUECES | GAS | COASTAL | 2010 | 165 | 165 | 165 | 165 | 165 | 165 | 165 | 165 | 165 | 165 | 165
34 | BARNEY M DAVIS REPOWER CTG 4 |  | B_DAVIS_B_DAVIG4 | NUECES | GAS | COASTAL | 2010 | 165 | 165 | 165 | 165 | 165 | 165 | 165 | 165 | 165 | 165 | 165
35 | BARNEY M DAVIS REPOWER STG 2 |  | B_DAVIS_B_DAVIG2 | NUECES | GAS | COASTAL | 1976 | 325 | 325 | 325 | 325 | 325 | 325 | 325 | 325 | 325 | 325 | 325
36 | BASTROP ENERGY CENTER CTG 1 |  | BASTEN_GTG1100 | BASTROP | GAS | SOUTH | 2002 | 167 | 167 | 167 | 167 | 167 | 167 | 167 | 167 | 167 | 167 | 167
37 | BASTROP ENERGY CENTER CTG 2 |  | BASTEN_GTG2100 | BASTROP | GAS | SOUTH | 2002 | 167 | 167 | 167 | 167 | 167 | 167 | 167 | 167 | 167 | 167 | 167
38 | BASTROP ENERGY CENTER STG |  | BASTEN_ST0100 | BASTROP | GAS | SOUTH | 2002 | 234 | 234 | 234 | 234 | 234 | 234 | 234 | 234 | 234 | 234 | 234
39 | BOSQUE ENERGY CENTER CTG 1 |  | BOSQUESW_BSQSU_1 | BOSQUE | GAS | NORTH | 2000 | 170.9 | 170.9 | 170.9 | 170.9 | 170.9 | 170.9 | 170.9 | 170.9 | 170.9 | 170.9 | 170.9
40 | BOSQUE ENERGY CENTER STG 4 |  | BOSQUESW_BSQSU_4 | BOSQUE | GAS | NORTH | 2001 | 85.2 | 85.2 | 85.2 | 85.2 | 85.2 | 85.2 | 85.2 | 85.2 | 85.2 | 85.2 | 85.2
41 | BOSQUE ENERGY CENTER CTG 2 |  | BOSQUESW_BSQSU_2 | BOSQUE | GAS | NORTH | 2000 | 170.9 | 170.9 | 170.9 | 170.9 | 170.9 | 170.9 | 170.9 | 170.9 | 170.9 | 170.9 | 170.9
42 | BOSQUE ENERGY CENTER CTG 3 |  | BOSQUESW_BSQSU_3 | BOSQUE | GAS | NORTH | 2001 | 168.5 | 168.5 | 168.5 | 168.5 | 168.5 | 168.5 | 168.5 | 168.5 | 168.5 | 168.5 | 168.5
43 | BOSQUE ENERGY CENTER STG 5 |  | BOSQUESW_BSQSU_5 | BOSQUE | GAS | NORTH | 2009 | 226.7 | 226.7 | 226.7 | 226.7 | 226.7 | 226.7 | 226.7 | 226.7 | 226.7 | 226.7 | 226.7
44 | BRAZOS VALLEY CTG 1 |  | BVE_UNIT1 | FORT BEND | GAS | HOUSTON | 2003 | 168 | 168 | 168 | 168 | 168 | 168 | 168 | 168 | 168 | 168 | 168
45 | BRAZOS VALLEY CTG 2 |  | BVE_UNIT2 | FORT BEND | GAS | HOUSTON | 2003 | 168 | 168 | 168 | 168 | 168 | 168 | 168 | 168 | 168 | 168 | 168
46 | BRAZOS VALLEY STG 3 |  | BVE_UNIT3 | FORT BEND | GAS | HOUSTON | 2003 | 270 | 270 | 270 | 270 | 270 | 270 | 270 | 270 | 270 | 270 | 270
47 | CALENERGY-FALCON SEABOARD CTG 1 |  | FLCNS_UNIT1 | HOWARD | GAS | WEST | 1987 | 77.5 | 77.5 | 77.5 | 77.5 | 77.5 | 77.5 | 77.5 | 77.5 | 77.5 | 77.5 | 77.5
48 | CALENERGY-FALCON SEABOARD CTG 2 |  | FLCNS_UNIT2 | HOWARD | GAS | WEST | 1987 | 77.5 | 77.5 | 77.5 | 77.5 | 77.5 | 77.5 | 77.5 | 77.5 | 77.5 | 77.5 | 77.5
49 | CALENERGY-FALCON SEABOARD STG 3 |  | FLCNS_UNIT3 | HOWARD | GAS | WEST | 1988 | 74 | 74 | 74 | 74 | 74 | 74 | 74 | 74 | 74 | 74 | 74
50 | CALHOUN (PORT COMFORT) 1 |  | CALHOUN_UNIT1 | CALHOUN | GAS | COASTAL | 2017 | 49.8 | 49.8 | 49.8 | 49.8 | 49.8 | 49.8 | 49.8 | 49.8 | 49.8 | 49.8 | 49.8
51 | CALHOUN (PORT COMFORT) 2 |  | CALHOUN_UNIT2 | CALHOUN | GAS | COASTAL | 2017 | 49.8 | 49.8 | 49.8 | 49.8 | 49.8 | 49.8 | 49.8 | 49.8 | 49.8 | 49.8 | 49.8
52 | CEDAR BAYOU 4 CTG 1 |  | CBY4_CT41 | CHAMBERS | GAS | HOUSTON | 2009 | 173 | 173 | 173 | 173 | 173 | 173 | 173 | 173 | 173 | 173 | 173
53 | CEDAR BAYOU 4 CTG 2 |  | CBY4_CT42 | CHAMBERS | GAS | HOUSTON | 2009 | 173 | 173 | 173 | 173 | 173 | 173 | 173 | 173 | 173 | 173 | 173
54 | CEDAR BAYOU 4 STG |  | CBY4_ST04 | CHAMBERS | GAS | HOUSTON | 2009 | 186 | 186 | 186 | 186 | 186 | 186 | 186 | 186 | 186 | 186 | 186
55 | COLORADO BEND ENERGY CENTER CTG 1 |  | CBEC_GT1 | WHARTON | GAS | SOUTH | 2007 | 79 | 79 | 79 | 79 | 79 | 79 | 79 | 79 | 79 | 79 | 79
56 | COLORADO BEND ENERGY CENTER CTG 2 |  | CBEC_GT2 | WHARTON | GAS | SOUTH | 2007 | 72 | 72 | 72 | 72 | 72 | 72 | 72 | 72 | 72 | 72 | 72
57 | COLORADO BEND ENERGY CENTER STG 1 |  | CBEC_STG1 | WHARTON | GAS | SOUTH | 2007 | 102 | 102 | 102 | 102 | 102 | 102 | 102 | 102 | 102 | 102 | 102
58 | COLORADO BEND ENERGY CENTER CTG 3 |  | CBEC_GT3 | WHARTON | GAS | SOUTH | 2008 | 77 | 77 | 77 | 77 | 77 | 77 | 77 | 77 | 77 | 77 | 77
59 | COLORADO BEND ENERGY CENTER CTG 4 |  | CBEC_GT4 | WHARTON | GAS | SOUTH | 2008 | 73 | 73 | 73 | 73 | 73 | 73 | 73 | 73 | 73 | 73 | 73
60 | COLORADO BEND ENERGY CENTER STG 2 |  | CBEC_STG2 | WHARTON | GAS | SOUTH | 2008 | 108 | 108 | 108 | 108 | 108 | 108 | 108 | 108 | 108 | 108 | 108
61 | COLORADO BEND II CT7 | 18INR0077 | CBECII_CT7 | WHARTON | GAS | SOUTH | 2017 | 353.7667 | 353.7667 | 353.7667 | 353.7667 | 353.7667 | 353.7667 | 353.7667 | 353.7667 | 353.7667 | 353.7667 | 353.7667
62 | COLORADO BEND II CT8 | 18INR0077 | CBECII_CT8 | WHARTON | GAS | SOUTH | 2017 | 353.7667 | 353.7667 | 353.7667 | 353.7667 | 353.7667 | 353.7667 | 353.7667 | 353.7667 | 353.7667 | 353.7667 | 353.7667
63 | COLORADO BEND II ST8 | 18INR0077 | CBECII_STG9 | WHARTON | GAS | SOUTH | 2017 | 501.7667 | 501.7667 | 501.7667 | 501.7667 | 501.7667 | 501.7667 | 501.7667 | 501.7667 | 501.7667 | 501.7667 | 501.7667
64 | CVC CHANNELVIEW CTG 1 |  | CVC_CVC_G1 | HARRIS | GAS | HOUSTON | 2008 | 185 | 185 | 185 | 185 | 185 | 185 | 185 | 185 | 185 | 185 | 185
65 | CVC CHANNELVIEW CTG 2 |  | CVC_CVC_G2 | HARRIS | GAS | HOUSTON | 2008 | 182 | 182 | 182 | 182 | 182 | 182 | 182 | 182 | 182 | 182 | 182
66 | CVC CHANNELVIEW CTG 3 |  | CVC_CVC_G3 | HARRIS | GAS | HOUSTON | 2008 | 181 | 181 | 181 | 181 | 181 | 181 | 181 | 181 | 181 | 181 | 181
67 | CVC CHANNELVIEW STG 5 |  | CVC_CVC_G5 | HARRIS | GAS | HOUSTON | 2008 | 144 | 144 | 144 | 144 | 144 | 144 | 144 | 144 | 144 | 144 | 144
68 | DEER PARK ENERGY CENTER CTG 1 |  | DDPEC_GT1 | HARRIS | GAS | HOUSTON | 2002 | 203 | 203 | 203 | 203 | 203 | 203 | 203 | 203 | 203 | 203 | 203
69 | DEER PARK ENERGY CENTER CTG 2 |  | DDPEC_GT2 | HARRIS | GAS | HOUSTON | 2002 | 215 | 215 | 215 | 215 | 215 | 215 | 215 | 215 | 215 | 215 | 215
70 | DEER PARK ENERGY CENTER CTG 3 |  | DDPEC_GT3 | HARRIS | GAS | HOUSTON | 2002 | 203 | 203 | 203 | 203 | 203 | 203 | 203 | 203 | 203 | 203 | 203
71 | DEER PARK ENERGY CENTER CTG 4 |  | DDPEC_GT4 | HARRIS | GAS | HOUSTON | 2002 | 215 | 215 | 215 | 215 | 215 | 215 | 215 | 215 | 215 | 215 | 215
72 | DEER PARK ENERGY CENTER STG |  | DDPEC_ST1 | HARRIS | GAS | HOUSTON | 2002 | 290 | 290 | 290 | 290 | 290 | 290 | 290 | 290 | 290 | 290 | 290
73 | DEER PARK ENERGY CENTER CTG 6 |  | DDPEC_GT6 | HARRIS | GAS | HOUSTON | 2014 | 190 | 190 | 190 | 190 | 190 | 190 | 190 | 190 | 190 | 190 | 190
74 | ENNIS POWER STATION CTG 2 |  | ETCCS_CT1 | ELLIS | GAS | NORTH | 2002 | 245 | 245 | 245 | 245 | 245 | 245 | 245 | 245 | 245 | 245 | 245
75 | ENNIS POWER STATION STG 1 |  | ETCCS_UNIT1 | ELLIS | GAS | NORTH | 2002 | 116 | 116 | 116 | 116 | 116 | 116 | 116 | 116 | 116 | 116 | 116
76 | FERGUSON REPLACEMENT CTG1 |  | FERGCC_FERGGT1 | LLANO | GAS | SOUTH | 2014 | 180 | 180 | 180 | 180 | 180 | 180 | 180 | 180 | 180 | 180 | 180
77 | FERGUSON REPLACEMENT CTG2 |  | FERGCC_FERGGT2 | LLANO | GAS | SOUTH | 2014 | 180 | 180 | 180 | 180 | 180 | 180 | 180 | 180 | 180 | 180 | 180
78 | FERGUSON REPLACEMENT STG |  | FERGCC_FERGST1 | LLANO | GAS | SOUTH | 2014 | 194 | 194 | 194 | 194 | 194 | 194 | 194 | 194 | 194 | 194 | 194
79 | FORNEY ENERGY CENTER CTG 11 |  | FRNYPP_GT11 | KAUFMAN | GAS | NORTH | 2003 | 195 | 195 | 195 | 195 | 195 | 195 | 195 | 195 | 195 | 195 | 195
80 | FORNEY ENERGY CENTER CTG 12 |  | FRNYPP_GT12 | KAUFMAN | GAS | NORTH | 2003 | 185 | 185 | 185 | 185 | 185 | 185 | 185 | 185 | 185 | 185 | 185
81 | FORNEY ENERGY CENTER CTG 13 |  | FRNYPP_GT13 | KAUFMAN | GAS | NORTH | 2003 | 185 | 185 | 185 | 185 | 185 | 185 | 185 | 185 | 185 | 185 | 185
82 | FORNEY ENERGY CENTER CTG 21 |  | FRNYPP_GT21 | KAUFMAN | GAS | NORTH | 2003 | 195 | 195 | 195 | 195 | 195 | 195 | 195 | 195 | 195 | 195 | 195
83 | FORNEY ENERGY CENTER CTG 22 |  | FRNYPP_GT22 | KAUFMAN | GAS | NORTH | 2003 | 185 | 185 | 185 | 185 | 185 | 185 | 185 | 185 | 185 | 185 | 185
84 | FORNEY ENERGY CENTER CTG 23 |  | FRNYPP_GT23 | KAUFMAN | GAS | NORTH | 2003 | 185 | 185 | 185 | 185 | 185 | 185 | 185 | 185 | 185 | 185 | 185
85 | FORNEY ENERGY CENTER STG 10 |  | FRNYPP_ST10 | KAUFMAN | GAS | NORTH | 2003 | 418 | 418 | 418 | 418 | 418 | 418 | 418 | 418 | 418 | 418 | 418
86 | FORNEY ENERGY CENTER STG 20 |  | FRNYPP_ST20 | KAUFMAN | GAS | NORTH | 2003 | 418 | 418 | 418 | 418 | 418 | 418 | 418 | 418 | 418 | 418 | 418
87 | FREESTONE ENERGY CENTER CTG 1 |  | FREC_GT1 | FREESTONE | GAS | NORTH | 2002 | 160.7 | 160.7 | 160.7 | 160.7 | 160.7 | 160.7 | 160.7 | 160.7 | 160.7 | 160.7 | 160.7
88 | FREESTONE ENERGY CENTER CTG 2 |  | FREC_GT2 | FREESTONE | GAS | NORTH | 2002 | 160.7 | 160.7 | 160.7 | 160.7 | 160.7 | 160.7 | 160.7 | 160.7 | 160.7 | 160.7 | 160.7
89 | FREESTONE ENERGY CENTER STG 3 |  | FREC_ST3 | FREESTONE | GAS | NORTH | 2002 | 179.8 | 179.8 | 179.8 | 179.8 | 179.8 | 179.8 | 179.8 | 179.8 | 179.8 | 179.8 | 179.8
90 | FREESTONE ENERGY CENTER CTG 4 |  | FREC_GT4 | FREESTONE | GAS | NORTH | 2002 | 161.1 | 161.1 | 161.1 | 161.1 | 161.1 | 161.1 | 161.1 | 161.1 | 161.1 | 161.1 | 161.1
91 | FREESTONE ENERGY CENTER CTG 5 |  | FREC_GT5 | FREESTONE | GAS | NORTH | 2002 | 161.1 | 161.1 | 161.1 | 161.1 | 161.1 | 161.1 | 161.1 | 161.1 | 161.1 | 161.1 | 161.1
92 | FREESTONE ENERGY CENTER STG 6 |  | FREC_ST6 | FREESTONE | GAS | NORTH | 2002 | 179.7 | 179.7 | 179.7 | 179.7 | 179.7 | 179.7 | 179.7 | 179.7 | 179.7 | 179.7 | 179.7
93 | GREGORY POWER PARTNERS GT1 |  | LGE_LGE_GT1 | SAN PATRICIO | GAS | COASTAL | 2000 | 158 | 158 | 158 | 158 | 158 | 158 | 158 | 158 | 158 | 158 | 158
94 | GREGORY POWER PARTNERS GT2 |  | LGE_LGE_GT2 | SAN PATRICIO | GAS | COASTAL | 2000 | 158 | 158 | 158 | 158 | 158 | 158 | 158 | 158 | 158 | 158 | 158
95 | GREGORY POWER PARTNERS STG |  | LGE_LGE_STG | SAN PATRICIO | GAS | COASTAL | 2000 | 75 | 75 | 75 | 75 | 75 | 75 | 75 | 75 | 75 | 75 | 75
96 | GUADALUPE ENERGY CENTER CTG 1 |  | GUADG_GAS1 | GUADALUPE | GAS | SOUTH | 2000 | 167 | 167 | 167 | 167 | 167 | 167 | 167 | 167 | 167 | 167 | 167
97 | GUADALUPE ENERGY CENTER CTG 2 |  | GUADG_GAS2 | GUADALUPE | GAS | SOUTH | 2000 | 167 | 167 | 167 | 167 | 167 | 167 | 167 | 167 | 167 | 167 | 167
98 | GUADALUPE ENERGY CENTER CTG 3 |  | GUADG_GAS3 | GUADALUPE | GAS | SOUTH | 2000 | 167 | 167 | 167 | 167 | 167 | 167 | 167 | 167 | 167 | 167 | 167
99 | GUADALUPE ENERGY CENTER CTG 4 |  | GUADG_GAS4 | GUADALUPE | GAS | SOUTH | 2000 | 167 | 167 | 167 | 167 | 167 | 167 | 167 | 167 | 167 | 167 | 167
100 | GUADALUPE ENERGY CENTER STG 5 |  | GUADG_STM5 | GUADALUPE | GAS | SOUTH | 2000 | 203 | 203 | 203 | 203 | 203 | 203 | 203 | 203 | 203 | 203 | 203
101 | GUADALUPE ENERGY CENTER STG 6 |  | GUADG_STM6 | GUADALUPE | GAS | SOUTH | 2000 | 203 | 203 | 203 | 203 | 203 | 203 | 203 | 203 | 203 | 203 | 203
102 | HAYS ENERGY FACILITY CSG 1 |  | HAYSEN_HAYSENG1 | HAYS | GAS | SOUTH | 2002 | 239 | 239 | 239 | 239 | 239 | 239 | 239 | 239 | 239 | 239 | 239
103 | HAYS ENERGY FACILITY CSG 2 |  | HAYSEN_HAYSENG2 | HAYS | GAS | SOUTH | 2002 | 240 | 240 | 240 | 240 | 240 | 240 | 240 | 240 | 240 | 240 | 240
104 | HAYS ENERGY FACILITY CSG 3 |  | HAYSEN_HAYSENG3 | HAYS | GAS | SOUTH | 2002 | 242 | 242 | 242 | 242 | 242 | 242 | 242 | 242 | 242 | 242 | 242
105 | HAYS ENERGY FACILITY CSG 4 |  | HAYSEN_HAYSENG4 | HAYS | GAS | SOUTH | 2002 | 243 | 243 | 243 | 243 | 243 | 243 | 243 | 243 | 243 | 243 | 243
106 | HIDALGO ENERGY CENTER CTG 1 |  | DUKE_DUKE_GT1 | HIDALGO | GAS | SOUTH | 2000 | 150 | 150 | 150 | 150 | 150 | 150 | 150 | 150 | 150 | 150 | 150
107 | HIDALGO ENERGY CENTER CTG 2 |  | DUKE_DUKE_GT2 | HIDALGO | GAS | SOUTH | 2000 | 150 | 150 | 150 | 150 | 150 | 150 | 150 | 150 | 150 | 150 | 150
108 | HIDALGO ENERGY CENTER STG |  | DUKE_DUKE_ST1 | HIDALGO | GAS | SOUTH | 2000 | 176 | 176 | 176 | 176 | 176 | 176 | 176 | 176 | 176 | 176 | 176
109 | JACK COUNTY GEN FACILITY CTG 1 |  | JACKCNTY_CT1 | JACK | GAS | NORTH | 2006 | 160 | 160 | 160 | 160 | 160 | 160 | 160 | 160 | 160 | 160 | 160
110 | JACK COUNTY GEN FACILITY CTG 2 |  | JACKCNTY_CT2 | JACK | GAS | NORTH | 2006 | 160 | 160 | 160 | 160 | 160 | 160 | 160 | 160 | 160 | 160 | 160
111 | JACK COUNTY GEN FACILITY STG 1 |  | JACKCNTY_STG | JACK | GAS | NORTH | 2006 | 293 | 293 | 293 | 293 | 293 | 293 | 293 | 293 | 293 | 293 | 293
112 | JACK COUNTY GEN FACILITY CTG 3 |  | JCKCNTY2_CT3 | JACK | GAS | NORTH | 2011 | 165 | 165 | 165 | 165 | 165 | 165 | 165 | 165 | 165 | 165 | 165
113 | JACK COUNTY GEN FACILITY CTG 4 |  | JCKCNTY2_CT4 | JACK | GAS | NORTH | 2011 | 165 | 165 | 165 | 165 | 165 | 165 | 165 | 165 | 165 | 165 | 165
114 | JACK COUNTY GEN FACILITY STG 2 |  | JCKCNTY2_ST2 | JACK | GAS | NORTH | 2011 | 310 | 310 | 310 | 310 | 310 | 310 | 310 | 310 | 310 | 310 | 310
115 | JOHNSON COUNTY GEN FACILITY CTG |  | TEN_CT1 | JOHNSON | GAS | NORTH | 1997 | 177 | 177 | 177 | 177 | 177 | 177 | 177 | 177 | 177 | 177 | 177
116 | JOHNSON COUNTY GEN FACILITY STG |  | TEN_STG | JOHNSON | GAS | NORTH | 1997 | 106 | 106 | 106 | 106 | 106 | 106 | 106 | 106 | 106 | 106 | 106
117 | LAMAR ENERGY CENTER CTG 11 |  | LPCCS_CT11 | LAMAR | GAS | NORTH | 2000 | 186 | 186 | 186 | 186 | 186 | 186 | 186 | 186 | 186 | 186 | 186
118 | LAMAR ENERGY CENTER CTG 12 |  | LPCCS_CT12 | LAMAR | GAS | NORTH | 2000 | 178 | 178 | 178 | 178 | 178 | 178 | 178 | 178 | 178 | 178 | 178
119 | LAMAR ENERGY CENTER CTG 21 |  | LPCCS_CT21 | LAMAR | GAS | NORTH | 2000 | 178 | 178 | 178 | 178 | 178 | 178 | 178 | 178 | 178 | 178 | 178
120 | LAMAR ENERGY CENTER CTG 22 |  | LPCCS_CT22 | LAMAR | GAS | NORTH | 2000 | 186 | 186 | 186 | 186 | 186 | 186 | 186 | 186 | 186 | 186 | 186
121 | LAMAR ENERGY CENTER STG 1 |  | LPCCS_UNIT1 | LAMAR | GAS | NORTH | 2000 | 204 | 204 | 204 | 204 | 204 | 204 | 204 | 204 | 204 | 204 | 204
122 | LAMAR ENERGY CENTER STG 2 |  | LPCCS_UNIT2 | LAMAR | GAS | NORTH | 2000 | 204 | 204 | 204 | 204 | 204 | 204 | 204 | 204 | 204 | 204 | 204
123 | LOST PINES POWER CTG 1 |  | LOSTPI_LOSTPGT1 | BASTROP | GAS | SOUTH | 2001 | 183 | 183 | 183 | 183 | 183 | 183 | 183 | 183 | 183 | 183 | 183
124 | LOST PINES POWER CTG 2 |  | LOSTPI_LOSTPGT2 | BASTROP | GAS | SOUTH | 2001 | 183 | 183 | 183 | 183 | 183 | 183 | 183 | 183 | 183 | 183 | 183
125 | LOST PINES POWER STG |  | LOSTPI_LOSTPST1 | BASTROP | GAS | SOUTH | 2001 | 192 | 192 | 192 | 192 | 192 | 192 | 192 | 192 | 192 | 192 | 192
126 | MAGIC VALLEY STATION CTG 1 |  | NEDIN_NEDIN_G1 | HIDALGO | GAS | SOUTH | 2001 | 218.6 | 218.6 | 218.6 | 218.6 | 218.6 | 218.6 | 218.6 | 218.6 | 218.6 | 218.6 | 218.6
127 | MAGIC VALLEY STATION CTG 2 |  | NEDIN_NEDIN_G2 | HIDALGO | GAS | SOUTH | 2001 | 218.6 | 218.6 | 218.6 | 218.6 | 218.6 | 218.6 | 218.6 | 218.6 | 218.6 | 218.6 | 218.6
128 | MAGIC VALLEY STATION STG |  | NEDIN_NEDIN_G3 | HIDALGO | GAS | SOUTH | 2001 | 257.9 | 257.9 | 257.9 | 257.9 | 257.9 | 257.9 | 257.9 | 257.9 | 257.9 | 257.9 | 257.9
129 | MIDLOTHIAN ENERGY FACILITY CS 1 |  | MDANP_CT1 | ELLIS | GAS | NORTH | 2001 | 258 | 258 | 258 | 258 | 258 | 258 | 258 | 258 | 258 | 258 | 258
130 | MIDLOTHIAN ENERGY FACILITY CS 2 |  | MDANP_CT2 | ELLIS | GAS | NORTH | 2001 | 256 | 256 | 256 | 256 | 256 | 256 | 256 | 256 | 256 | 256 | 256
131 | MIDLOTHIAN ENERGY FACILITY CS 3 |  | MDANP_CT3 | ELLIS | GAS | NORTH | 2001 | 255 | 255 | 255 | 255 | 255 | 255 | 255 | 255 | 255 | 255 | 255
132 | MIDLOTHIAN ENERGY FACILITY CS 4 |  | MDANP_CT4 | ELLIS | GAS | NORTH | 2001 | 258 | 258 | 258 | 258 | 258 | 258 | 258 | 258 | 258 | 258 | 258
133 | MIDLOTHIAN ENERGY FACILITY CS 5 |  | MDANP_CT5 | ELLIS | GAS | NORTH | 2002 | 276 | 276 | 276 | 276 | 276 | 276 | 276 | 276 | 276 | 276 | 276
134 | MIDLOTHIAN ENERGY FACILITY CS 6 |  | MDANP_CT6 | ELLIS | GAS | NORTH | 2002 | 278 | 278 | 278 | 278 | 278 | 278 | 278 | 278 | 278 | 278 | 278
135 | NUECES BAY REPOWER CTG 8 |  | NUECES_B_NUECESG8 | NUECES | GAS | COASTAL | 2010 | 165 | 165 | 165 | 165 | 165 | 165 | 165 | 165 | 165 | 165 | 165
136 | NUECES BAY REPOWER CTG 9 |  | NUECES_B_NUECESG9 | NUECES | GAS | COASTAL | 2010 | 165 | 165 | 165 | 165 | 165 | 165 | 165 | 165 | 165 | 165 | 165
137 | NUECES BAY REPOWER STG 7 |  | NUECES_B_NUECESG7 | NUECES | GAS | COASTAL | 1972 | 325 | 325 | 325 | 325 | 325 | 325 | 325 | 325 | 325 | 325 | 325
138 | ODESSA-ECTOR POWER CTG 11 |  | OECCS_CT11 | ECTOR | GAS | WEST | 2001 | 157.9 | 157.9 | 157.9 | 157.9 | 157.9 | 157.9 | 157.9 | 157.9 | 157.9 | 157.9 | 157.9
139 | ODESSA-ECTOR POWER CTG 12 |  | OECCS_CT12 | ECTOR | GAS | WEST | 2001 | 151.5 | 151.5 | 151.5 | 151.5 | 151.5 | 151.5 | 151.5 | 151.5 | 151.5 | 151.5 | 151.5
140 | ODESSA-ECTOR POWER CTG 21 |  | OECCS_CT21 | ECTOR | GAS | WEST | 2001 | 154 | 154 | 154 | 154 | 154 | 154 | 154 | 154 | 154 | 154 | 154
141 | ODESSA-ECTOR POWER CTG 22 |  | OECCS_CT22 | ECTOR | GAS | WEST | 2001 | 152.3 | 152.3 | 152.3 | 152.3 | 152.3 | 152.3 | 152.3 | 152.3 | 152.3 | 152.3 | 152.3
142 | ODESSA-ECTOR POWER STG 1 |  | OECCS_UNIT1 | ECTOR | GAS | WEST | 2001 | 212 | 212 | 212 | 212 | 212 | 212 | 212 | 212 | 212 | 212 | 212
143 | ODESSA-ECTOR POWER STG 2 |  | OECCS_UNIT2 | ECTOR | GAS | WEST | 2001 | 212 | 212 | 212 | 212 | 212 | 212 | 212 | 212 | 212 | 212 | 212
144 | PANDA SHERMAN POWER CTG1 |  | PANDA_S_SHER1CT1 | GRAYSON | GAS | NORTH | 2014 | 218.5 | 218.5 | 218.5 | 218.5 | 218.5 | 218.5 | 218.5 | 218.5 | 218.5 | 218.5 | 218.5
145 | PANDA SHERMAN POWER CTG2 |  | PANDA_S_SHER1CT2 | GRAYSON | GAS | NORTH | 2014 | 218.5 | 218.5 | 218.5 | 218.5 | 218.5 | 218.5 | 218.5 | 218.5 | 218.5 | 218.5 | 218.5
146 | PANDA SHERMAN POWER STG |  | PANDA_S_SHER1ST1 | GRAYSON | GAS | NORTH | 2014 | 333.6 | 333.6 | 333.6 | 333.6 | 333.6 | 333.6 | 333.6 | 333.6 | 333.6 | 333.6 | 333.6
147 | PANDA TEMPLE I POWER CTG1 |  | PANDA_T1_TMPL1CT1 | BELL | GAS | NORTH | 2014 | 218.5 | 218.5 | 218.5 | 218.5 | 218.5 | 218.5 | 218.5 | 218.5 | 218.5 | 218.5 | 218.5
148 | PANDA TEMPLE I POWER CTG2 |  | PANDA_T1_TMPL1CT2 | BELL | GAS | NORTH | 2014 | 218.5 | 218.5 | 218.5 | 218.5 | 218.5 | 218.5 | 218.5 | 218.5 | 218.5 | 218.5 | 218.5
149 | PANDA TEMPLE I POWER STG |  | PANDA_T1_TMPL1ST1 | BELL | GAS | NORTH | 2014 | 333.6 | 333.6 | 333.6 | 333.6 | 333.6 | 333.6 | 333.6 | 333.6 | 333.6 | 333.6 | 333.6
150 | PANDA TEMPLE II POWER CTG1 |  | PANDA_T2_TMPL2CT1 | BELL | GAS | NORTH | 2015 | 218.5 | 218.5 | 218.5 | 218.5 | 218.5 | 218.5 | 218.5 | 218.5 | 218.5 | 218.5 | 218.5
151 | PANDA TEMPLE II POWER CTG2 |  | PANDA_T2_TMPL2CT2 | BELL | GAS | NORTH | 2015 | 218.5 | 218.5 | 218.5 | 218.5 | 218.5 | 218.5 | 218.5 | 218.5 | 218.5 | 218.5 | 218.5
152 | PANDA TEMPLE II POWER STG |  | PANDA_T2_TMPL2ST1 | BELL | GAS | NORTH | 2015 | 333.6 | 333.6 | 333.6 | 333.6 | 333.6 | 333.6 | 333.6 | 333.6 | 333.6 | 333.6 | 333.6
153 | PARIS ENERGY CENTER CTG 1 |  | TNSKA_GT1 | LAMAR | GAS | NORTH | 1989 | 87 | 87 | 87 | 87 | 87 | 87 | 87 | 87 | 87 | 87 | 87
154 | PARIS ENERGY CENTER CTG 2 |  | TNSKA_GT2 | LAMAR | GAS | NORTH | 1989 | 87 | 87 | 87 | 87 | 87 | 87 | 87 | 87 | 87 | 87 | 87
155 | PARIS ENERGY CENTER STG |  | TNSKA_STG | LAMAR | GAS | NORTH | 1990 | 89 | 89 | 89 | 89 | 89 | 89 | 89 | 89 | 89 | 89 | 89
156 | PASADENA COGEN FACILITY CTG 2 |  | PSG_PSG_GT2 | HARRIS | GAS | HOUSTON | 2000 | 176 | 176 | 176 | 176 | 176 | 176 | 176 | 176 | 176 | 176 | 176
157 | PASADENA COGEN FACILITY CTG 3 |  | PSG_PSG_GT3 | HARRIS | GAS | HOUSTON | 2000 | 176 | 176 | 176 | 176 | 176 | 176 | 176 | 176 | 176 | 176 | 176
158 | PASADENA COGEN FACILITY STG 2 |  | PSG_PSG_ST2 | HARRIS | GAS | HOUSTON | 2000 | 169 | 169 | 169 | 169 | 169 | 169 | 169 | 169 | 169 | 169 | 169
159 | QUAIL RUN ENERGY CTG 1 |  | QALSW_GT1 | ECTOR | GAS | WEST | 2007 | 84 | 84 | 84 | 84 | 84 | 84 | 84 | 84 | 84 | 84 | 84
160 | QUAIL RUN ENERGY CTG 2 |  | QALSW_GT2 | ECTOR | GAS | WEST | 2007 | 86 | 86 | 86 | 86 | 86 | 86 | 86 | 86 | 86 | 86 | 86
161 | QUAIL RUN ENERGY STG 1 |  | QALSW_STG1 | ECTOR | GAS | WEST | 2007 | 98 | 98 | 98 | 98 | 98 | 98 | 98 | 98 | 98 | 98 | 98
162 | QUAIL RUN ENERGY CTG 3 |  | QALSW_GT3 | ECTOR | GAS | WEST | 2008 | 81 | 81 | 81 | 81 | 81 | 81 | 81 | 81 | 81 | 81 | 81
163 | QUAIL RUN ENERGY CTG 4 |  | QALSW_GT4 | ECTOR | GAS | WEST | 2008 | 81 | 81 | 81 | 81 | 81 | 81 | 81 | 81 | 81 | 81 | 81
164 | QUAIL RUN ENERGY STG 2 |  | QALSW_STG2 | ECTOR | GAS | WEST | 2008 | 98 | 98 | 98 | 98 | 98 | 98 | 98 | 98 | 98 | 98 | 98
165 | R MASSENGALE ST7 (LP&L) |  | R_MASSENGALE_7 | LUBBOCK | GAS | PANHANDLE | 1959 | 0 | 0 | 18 | 18 | 18 | 18 | 18 | 18 | 18 | 18 | 18
166 | R MASSENGALE GT8 (LP&L) |  | R_MASSENGALE_8 | LUBBOCK | GAS | PANHANDLE | 2000 | 0 | 0 | 42 | 42 | 42 | 42 | 42 | 42 | 42 | 42 | 42
167 | RIO NOGALES POWER CTG 1 | 19INR0205 | RIONOG_CT1 | GUADALUPE | GAS | SOUTH | 2002 | 190 | 190 | 190 | 190 | 190 | 190 | 190 | 190 | 190 | 190 | 190
168 | RIO NOGALES POWER CTG 2 | 19INR0205 | RIONOG_CT2 | GUADALUPE | GAS | SOUTH | 2002 | 173 | 173 | 173 | 173 | 173 | 173 | 173 | 173 | 173 | 173 | 173
169 | RIO NOGALES POWER CTG 3 | 19INR0205 | RIONOG_CT3 | GUADALUPE | GAS | SOUTH | 2002 | 173 | 173 | 173 | 173 | 173 | 173 | 173 | 173 | 173 | 173 | 173
170 | RIO NOGALES POWER STG 4 | 19INR0205 | RIONOG_ST1 | GUADALUPE | GAS | SOUTH | 2002 | 323 | 323 | 323 | 323 | 323 | 323 | 323 | 323 | 323 | 323 | 323
171 | SAM RAYBURN POWER CTG 7 |  | RAYBURN_RAYBURG7 | VICTORIA | GAS | SOUTH | 2003 | 50 | 50 | 50 | 50 | 50 | 50 | 50 | 50 | 50 | 50 | 50
172 | SAM RAYBURN POWER CTG 8 |  | RAYBURN_RAYBURG8 | VICTORIA | GAS | SOUTH | 2003 | 51 | 51 | 51 | 51 | 51 | 51 | 51 | 51 | 51 | 51 | 51
173 | SAM RAYBURN POWER CTG 9 |  | RAYBURN_RAYBURG9 | VICTORIA | GAS | SOUTH | 2003 | 50 | 50 | 50 | 50 | 50 | 50 | 50 | 50 | 50 | 50 | 50
174 | SAM RAYBURN POWER STG 10 |  | RAYBURN_RAYBURG10 | VICTORIA | GAS | SOUTH | 2003 | 40 | 40 | 40 | 40 | 40 | 40 | 40 | 40 | 40 | 40 | 40
175 | SANDHILL ENERGY CENTER CTG 5A |  | SANDHSYD_SH_5A | TRAVIS | GAS | SOUTH | 2004 | 170 | 170 | 170 | 170 | 170 | 170 | 170 | 170 | 170 | 170 | 170
176 | SANDHILL ENERGY CENTER STG 5C |  | SANDHSYD_SH_5C | TRAVIS | GAS | SOUTH | 2004 | 160 | 160 | 160 | 160 | 160 | 160 | 160 | 160 | 160 | 160 | 160
177 | SILAS RAY POWER STG 6 |  | SILASRAY_SILAS_6 | CAMERON | GAS | COASTAL | 1962 | 21 | 21 | 21 | 21 | 21 | 21 | 21 | 21 | 21 | 21 | 21
178 | SILAS RAY POWER CTG 9 |  | SILASRAY_SILAS_9 | CAMERON | GAS | COASTAL | 1996 | 49 | 49 | 49 | 49 | 49 | 49 | 49 | 49 | 49 | 49 | 49
179 | T H WHARTON POWER CTG 31 |  | THW_THWGT31 | HARRIS | GAS | HOUSTON | 1972 | 69 | 69 | 69 | 69 | 69 | 69 | 69 | 69 | 69 | 69 | 69
180 | T H WHARTON POWER CTG 32 |  | THW_THWGT32 | HARRIS | GAS | HOUSTON | 1972 | 69 | 69 | 69 | 69 | 69 | 69 | 69 | 69 | 69 | 69 | 69
181 | T H WHARTON POWER CTG 33 |  | THW_THWGT33 | HARRIS | GAS | HOUSTON | 1972 | 69 | 69 | 69 | 69 | 69 | 69 | 69 | 69 | 69 | 69 | 69
182 | T H WHARTON POWER CTG 34 |  | THW_THWGT34 | HARRIS | GAS | HOUSTON | 1972 | 69 | 69 | 69 | 69 | 69 | 69 | 69 | 69 | 69 | 69 | 69
183 | T H WHARTON POWER STG 3 |  | THW_THWST_3 | HARRIS | GAS | HOUSTON | 1974 | 110 | 110 | 110 | 110 | 110 | 110 | 110 | 110 | 110 | 110 | 110
184 | T H WHARTON POWER CTG 41 |  | THW_THWGT41 | HARRIS | GAS | HOUSTON | 1972 | 69 | 69 | 69 | 69 | 69 | 69 | 69 | 69 | 69 | 69 | 69
185 | T H WHARTON POWER CTG 42 |  | THW_THWGT42 | HARRIS | GAS | HOUSTON | 1972 | 69 | 69 | 69 | 69 | 69 | 69 | 69 | 69 | 69 | 69 | 69
186 | T H WHARTON POWER CTG 43 |  | THW_THWGT43 | HARRIS | GAS | HOUSTON | 1974 | 69 | 69 | 69 | 69 | 69 | 69 | 69 | 69 | 69 | 69 | 69
187 | T H WHARTON POWER CTG 44 |  | THW_THWGT44 | HARRIS | GAS | HOUSTON | 1974 | 69 | 69 | 69 | 69 | 69 | 69 | 69 | 69 | 69 | 69 | 69
188 | T H WHARTON POWER STG 4 |  | THW_THWST_4 | HARRIS | GAS | HOUSTON | 1974 | 110 | 110 | 110 | 110 | 110 | 110 | 110 | 110 | 110 | 110 | 110
189 | TEXAS CITY POWER CTG A |  | TXCTY_CTA | GALVESTON | GAS | HOUSTON | 2000 | 102.4 | 102.4 | 102.4 | 102.4 | 102.4 | 102.4 | 102.4 | 102.4 | 102.4 | 102.4 | 102.4
190 | TEXAS CITY POWER CTG B |  | TXCTY_CTB | GALVESTON | GAS | HOUSTON | 2000 | 102.4 | 102.4 | 102.4 | 102.4 | 102.4 | 102.4 | 102.4 | 102.4 | 102.4 | 102.4 | 102.4
191 | TEXAS CITY POWER CTG C |  | TXCTY_CTC | GALVESTON | GAS | HOUSTON | 2000 | 102.4 | 102.4 | 102.4 | 102.4 | 102.4 | 102.4 | 102.4 | 102.4 | 102.4 | 102.4 | 102.4
192 | TEXAS CITY POWER STG |  | TXCTY_ST | GALVESTON | GAS | HOUSTON | 2000 | 131.5 | 131.5 | 131.5 | 131.5 | 131.5 | 131.5 | 131.5 | 131.5 | 131.5 | 131.5 | 131.5
193 | VICTORIA POWER CTG 6 |  | VICTORIA_VICTORG6 | VICTORIA | GAS | SOUTH | 2009 | 171 | 171 | 171 | 171 | 171 | 171 | 171 | 171 | 171 | 171 | 171
194 | VICTORIA POWER STG 5 |  | VICTORIA_VICTORG5 | VICTORIA | GAS | SOUTH | 1963 | 132 | 132 | 132 | 132 | 132 | 132 | 132 | 132 | 132 | 132 | 132
195 | WICHITA FALLS CTG 1 |  | WFCOGEN_UNIT1 | WICHITA | GAS | WEST | 1987 | 20 | 20 | 20 | 20 | 20 | 20 | 20 | 20 | 20 | 20 | 20
196 | WICHITA FALLS CTG 2 |  | WFCOGEN_UNIT2 | WICHITA | GAS | WEST | 1987 | 20 | 20 | 20 | 20 | 20 | 20 | 20 | 20 | 20 | 20 | 20
197 | WICHITA FALLS CTG 3 |  | WFCOGEN_UNIT3 | WICHITA | GAS | WEST | 1987 | 20 | 20 | 20 | 20 | 20 | 20 | 20 | 20 | 20 | 20 | 20
198 | WICHITA FALLS STG 4 |  | WFCOGEN_UNIT4 | WICHITA | GAS | WEST | 1987 | 16 | 16 | 16 | 16 | 16 | 16 | 16 | 16 | 16 | 16 | 16
199 | WISE-TRACTEBEL POWER CTG 1 |  | WCPP_CT1 | WISE | GAS | NORTH | 2004 | 251 | 251 | 251 | 251 | 251 | 251 | 251 | 251 | 251 | 251 | 251
200 | WISE-TRACTEBEL POWER CTG 2 |  | WCPP_CT2 | WISE | GAS | NORTH | 2004 | 256 | 256 | 256 | 256 | 256 | 256 | 256 | 256 | 256 | 256 | 256
201 | WISE-TRACTEBEL POWER STG 1 |  | WCPP_ST1 | WISE | GAS | NORTH | 2004 | 298 | 298 | 298 | 298 | 298 | 298 | 298 | 298 | 298 | 298 | 298
202 | WOLF HOLLOW POWER CTG 1 |  | WHCCS_CT1 | HOOD | GAS | NORTH | 2002 | 249 | 249 | 249 | 249 | 249 | 249 | 249 | 249 | 249 | 249 | 249
203 | WOLF HOLLOW POWER CTG 2 |  | WHCCS_CT2 | HOOD | GAS | NORTH | 2002 | 249 | 249 | 249 | 249 | 249 | 249 | 249 | 249 | 249 | 249 | 249
204 | WOLF HOLLOW POWER STG |  | WHCCS_STG | HOOD | GAS | NORTH | 2002 | 293 | 293 | 293 | 293 | 293 | 293 | 293 | 293 | 293 | 293 | 293
205 | WOLF HOLLOW 2 CT5 | 18INR0076 | WHCCS2_CT4 | HOOD | GAS | NORTH | 2017 | 352 | 352 | 352 | 352 | 352 | 352 | 352 | 352 | 352 | 352 | 352
206 | WOLF HOLLOW 2 CT6 | 18INR0076 | WHCCS2_CT5 | HOOD | GAS | NORTH | 2017 | 352 | 352 | 352 | 352 | 352 | 352 | 352 | 352 | 352 | 352 | 352
207 | WOLF HOLLOW 2 STG6 | 18INR0076 | WHCCS2_STG6 | HOOD | GAS | NORTH | 2017 | 489 | 489 | 489 | 489 | 489 | 489 | 489 | 489 | 489 | 489 | 489
208 | ATKINS CTG 7 |  | ATKINS_ATKINSG7 | BRAZOS | GAS | NORTH | 1973 | 20 | 20 | 20 | 20 | 20 | 20 | 20 | 20 | 20 | 20 | 20
209 | BRANDON GT1 (LP&L) |  | BRANDON | LUBBOCK | GAS | PANHANDLE | 1990 | 0 | 0 | 21.5 | 21.5 | 21.5 | 21.5 | 21.5 | 21.5 | 21.5 | 21.5 | 21.5
210 | CASTLEMAN CHAMON 1 |  | CHAMON_CTG_0101 | HARRIS | GAS | HOUSTON | 2017 | 49.8 | 49.8 | 49.8 | 49.8 | 49.8 | 49.8 | 49.8 | 49.8 | 49.8 | 49.8 | 49.8
211 | CASTLEMAN CHAMON 2 |  | CHAMON_CTG_0301 | HARRIS | GAS | HOUSTON | 2017 | 49.8 | 49.8 | 49.8 | 49.8 | 49.8 | 49.8 | 49.8 | 49.8 | 49.8 | 49.8 | 49.8
212 | DANSBY CTG 2 |  | DANSBY_DANSBYG2 | BRAZOS | GAS | NORTH | 2004 | 48 | 48 | 48 | 48 | 48 | 48 | 48 | 48 | 48 | 48 | 48
213 | DANSBY CTG 3 |  | DANSBY_DANSBYG3 | BRAZOS | GAS | NORTH | 2010 | 50 | 50 | 50 | 50 | 50 | 50 | 50 | 50 | 50 | 50 | 50
214 | DECKER CREEK CTG 1 |  | DECKER_DPGT_1 | TRAVIS | GAS | SOUTH | 1989 | 54 | 54 | 54 | 54 | 54 | 54 | 54 | 54 | 54 | 54 | 54
215 | DECKER CREEK CTG 2 |  | DECKER_DPGT_2 | TRAVIS | GAS | SOUTH | 1989 | 54 | 54 | 54 | 54 | 54 | 54 | 54 | 54 | 54 | 54 | 54
216 | DECKER CREEK CTG 3 |  | DECKER_DPGT_3 | TRAVIS | GAS | SOUTH | 1989 | 54 | 54 | 54 | 54 | 54 | 54 | 54 | 54 | 54 | 54 | 54
217 | DECKER CREEK CTG 4 |  | DECKER_DPGT_4 | TRAVIS | GAS | SOUTH | 1989 | 54 | 54 | 54 | 54 | 54 | 54 | 54 | 54 | 54 | 54 | 54
218 | DECORDOVA CTG 1 |  | DCSES_CT10 | HOOD | GAS | NORTH | 1990 | 88 | 88 | 88 | 88 | 88 | 88 | 88 | 88 | 88 | 88 | 88
219 | DECORDOVA CTG 2 |  | DCSES_CT20 | HOOD | GAS | NORTH | 1990 | 87 | 87 | 87 | 87 | 87 | 87 | 87 | 87 | 87 | 87 | 87
220 | DECORDOVA CTG 3 |  | DCSES_CT30 | HOOD | GAS | NORTH | 1990 | 86 | 86 | 86 | 86 | 86 | 86 | 86 | 86 | 86 | 86 | 86
221 | DECORDOVA CTG 4 |  | DCSES_CT40 | HOOD | GAS | NORTH | 1990 | 86 | 86 | 86 | 86 | 86 | 86 | 86 | 86 | 86 | 86 | 86
222 | ECTOR COUNTY ENERGY CTG 1 |  | ECEC_G1 | ECTOR | GAS | WEST | 2015 | 170.4 | 170.4 | 170.4 | 170.4 | 170.4 | 170.4 | 170.4 | 170.4 | 170.4 | 170.4 | 170.4
223 | ECTOR COUNTY ENERGY CTG 2 |  | ECEC_G2 | ECTOR | GAS | WEST | 2015 | 170.4 | 170.4 | 170.4 | 170.4 | 170.4 | 170.4 | 170.4 | 170.4 | 170.4 | 170.4 | 170.4
224 | ELK STATION CTG 3 |  | AEEC_ELK_3 | HALE | GAS | PANHANDLE | 2016 | 200 | 200 | 200 | 200 | 200 | 200 | 200 | 200 | 200 | 200 | 200
225 | EXTEX LAPORTE GEN STN CTG 1 |  | AZ_AZ_G1 | HARRIS | GAS | HOUSTON | 2009 | 40 | 40 | 40 | 40 | 40 | 40 | 40 | 40 | 40 | 40 | 40
226 | EXTEX LAPORTE GEN STN CTG 2 |  | AZ_AZ_G2 | HARRIS | GAS | HOUSTON | 2009 | 40 | 40 | 40 | 40 | 40 | 40 | 40 | 40 | 40 | 40 | 40
227 | EXTEX LAPORTE GEN STN CTG 3 |  | AZ_AZ_G3 | HARRIS | GAS | HOUSTON | 2009 | 40 | 40 | 40 | 40 | 40 | 40 | 40 | 40 | 40 | 40 | 40
228 | EXTEX LAPORTE GEN STN CTG 4 |  | AZ_AZ_G4 | HARRIS | GAS | HOUSTON | 2009 | 40 | 40 | 40 | 40 | 40 | 40 | 40 | 40 | 40 | 40 | 40
229 | FRIENDSWOOD G |  | FEGC_UNIT1 | HARRIS | GAS | HOUSTON | 2018 | 119 | 119 | 119 | 119 | 119 | 119 | 119 | 119 | 119 | 119 | 119
230 | GREENS BAYOU CTG 73 |  | GBY_GBYGT73 | HARRIS | GAS | HOUSTON | 1976 | 65 | 65 | 65 | 65 | 65 | 65 | 65 | 65 | 65 | 65 | 65
231 | GREENS BAYOU CTG 74 |  | GBY_GBYGT74 | HARRIS | GAS | HOUSTON | 1976 | 65 | 65 | 65 | 65 | 65 | 65 | 65 | 65 | 65 | 65 | 65
232 | GREENS BAYOU CTG 81 |  | GBY_GBYGT81 | HARRIS | GAS | HOUSTON | 1976 | 65 | 65 | 65 | 65 | 65 | 65 | 65 | 65 | 65 | 65 | 65
233 | GREENS BAYOU CTG 82 |  | GBY_GBYGT82 | HARRIS | GAS | HOUSTON | 1976 | 50 | 50 | 50 | 50 | 50 | 50 | 50 | 50 | 50 | 50 | 50
234 | GREENS BAYOU CTG 83 |  | GBY_GBYGT83 | HARRIS | GAS | HOUSTON | 1976 | 65 | 65 | 65 | 65 | 65 | 65 | 65 | 65 | 65 | 65 | 65
235 | GREENS BAYOU CTG 84 |  | GBY_GBYGT84 | HARRIS | GAS | HOUSTON | 1976 | 65 | 65 | 65 | 65 | 65 | 65 | 65 | 65 | 65 | 65 | 65
236 | GREENVILLE IC ENGINE PLANT |  | STEAM_ENGINE_1 | HUNT | GAS | NORTH | 2010 | 8.2 | 8.2 | 8.2 | 8.2 | 8.2 | 8.2 | 8.2 | 8.2 | 8.2 | 8.2 | 8.2
237 | GREENVILLE IC ENGINE PLANT |  | STEAM_ENGINE_2 | HUNT | GAS | NORTH | 2010 | 8.2 | 8.2 | 8.2 | 8.2 | 8.2 | 8.2 | 8.2 | 8.2 | 8.2 | 8.2 | 8.2
238 | GREENVILLE IC ENGINE PLANT |  | STEAM_ENGINE_3 | HUNT | GAS | NORTH | 2010 | 8.2 | 8.2 | 8.2 | 8.2 | 8.2 | 8.2 | 8.2 | 8.2 | 8.2 | 8.2 | 8.2
239 | LAREDO CTG 4 |  | LARDVFTN_G4 | WEBB | GAS | SOUTH | 2008 | 97.4 | 97.4 | 97.4 | 97.4 | 97.4 | 97.4 | 97.4 | 97.4 | 97.4 | 97.4 | 97.4
240 | LAREDO CTG 5 |  | LARDVFTN_G5 | WEBB | GAS | SOUTH | 2008 | 94.4 | 94.4 | 94.4 | 94.4 | 94.4 | 94.4 | 94.4 | 94.4 | 94.4 | 94.4 | 94.4
241 | LEON CREEK PEAKER CTG 1 |  | LEON_CRK_LCPCT1 | BEXAR | GAS | SOUTH | 2004 | 46 | 46 | 46 | 46 | 46 | 46 | 46 | 46 | 46 | 46 | 46
242 | LEON CREEK PEAKER CTG 2 |  | LEON_CRK_LCPCT2 | BEXAR | GAS | SOUTH | 2004 | 46 | 46 | 46 | 46 | 46 | 46 | 46 | 46 | 46 | 46 | 46
243 | LEON CREEK PEAKER CTG 3 |  | LEON_CRK_LCPCT3 | BEXAR | GAS | SOUTH | 2004 | 44 | 44 | 44 | 44 | 44 | 44 | 44 | 44 | 44 | 44 | 44
244 | LEON CREEK PEAKER CTG 4 |  | LEON_CRK_LCPCT4 | BEXAR | GAS | SOUTH | 2004 | 46 | 46 | 46 | 46 | 46 | 46 | 46 | 46 | 46 | 46 | 46
245 | MORGAN CREEK CTG 1 |  | MGSES_CT1 | MITCHELL | GAS | WEST | 1988 | 82 | 82 | 82 | 82 | 82 | 82 | 82 | 82 | 82 | 82 | 82
246 | MORGAN CREEK CTG 2 |  | MGSES_CT2 | MITCHELL | GAS | WEST | 1988 | 80 | 80 | 80 | 80 | 80 | 80 | 80 | 80 | 80 | 80 | 80
247 | MORGAN CREEK CTG 3 |  | MGSES_CT3 | MITCHELL | GAS | WEST | 1988 | 80 | 80 | 80 | 80 | 80 | 80 | 80 | 80 | 80 | 80 | 80
248 | MORGAN CREEK CTG 4 |  | MGSES_CT4 | MITCHELL | GAS | WEST | 1988 | 81 | 81 | 81 | 81 | 81 | 81 | 81 | 81 | 81 | 81 | 81
249 | MORGAN CREEK CTG 5 |  | MGSES_CT5 | MITCHELL | GAS | WEST | 1988 | 80 | 80 | 80 | 80 | 80 | 80 | 80 | 80 | 80 | 80 | 80
250 | MORGAN CREEK CTG 6 |  | MGSES_CT6 | MITCHELL | GAS | WEST | 1988 | 82 | 82 | 82 | 82 | 82 | 82 | 82 | 82 | 82 | 82 | 82
251 | DENTON ENERGY CENTER A |  | DEC_AGR_A | DENTON | GAS | NORTH | 2018 | 56.5 | 56.5 | 56.5 | 56.5 | 56.5 | 56.5 | 56.5 | 56.5 | 56.5 | 56.5 | 56.5
252 | DENTON ENERGY CENTER B |  | DEC_AGR_B | DENTON | GAS | NORTH | 2018 | 56.5 | 56.5 | 56.5 | 56.5 | 56.5 | 56.5 | 56.5 | 56.5 | 56.5 | 56.5 | 56.5
253 | DENTON ENERGY CENTER C |  | DEC_AGR_C | DENTON | GAS | NORTH | 2018 | 56.5 | 56.5 | 56.5 | 56.5 | 56.5 | 56.5 | 56.5 | 56.5 | 56.5 | 56.5 | 56.5
254 | DENTON ENERGY CENTER D |  | DEC_AGR_D | DENTON | GAS | NORTH | 2018 | 56.5 | 56.5 | 56.5 | 56.5 | 56.5 | 56.5 | 56.5 | 56.5 | 56.5 | 56.5 | 56.5
255 | PEARSALL IC ENGINE PLANT A |  | PEARSAL2_AGR_A | FRIO | GAS | SOUTH | 2012 | 50.6 | 50.6 | 50.6 | 50.6 | 50.6 | 50.6 | 50.6 | 50.6 | 50.6 | 50.6 | 50.6
256 | PEARSALL IC ENGINE PLANT B |  | PEARSAL2_AGR_B | FRIO | GAS | SOUTH | 2012 | 50.6 | 50.6 | 50.6 | 50.6 | 50.6 | 50.6 | 50.6 | 50.6 | 50.6 | 50.6 | 50.6
257 | PEARSALL IC ENGINE PLANT C |  | PEARSAL2_AGR_C | FRIO | GAS | SOUTH | 2012 | 50.6 | 50.6 | 50.6 | 50.6 | 50.6 | 50.6 | 50.6 | 50.6 | 50.6 | 50.6 | 50.6
258 | PEARSALL IC ENGINE PLANT D |  | PEARSAL2_AGR_D | FRIO | GAS | SOUTH | 2012 | 50.6 | 50.6 | 50.6 | 50.6 | 50.6 | 50.6 | 50.6 | 50.6 | 50.6 | 50.6 | 50.6
259 | PERMIAN BASIN CTG 1 |  | PB2SES_CT1 | WARD | GAS | WEST | 1988 | 79 | 79 | 79 | 79 | 79 | 79 | 79 | 79 | 79 | 79 | 79
260 | PERMIAN BASIN CTG 2 |  | PB2SES_CT2 | WARD | GAS | WEST | 1988 | 76 | 76 | 76 | 76 | 76 | 76 | 76 | 76 | 76 | 76 | 76
261 | PERMIAN BASIN CTG 3 |  | PB2SES_CT3 | WARD | GAS | WEST | 1988 | 78 | 78 | 78 | 78 | 78 | 78 | 78 | 78 | 78 | 78 | 78
262 | PERMIAN BASIN CTG 4 |  | PB2SES_CT4 | WARD | GAS | WEST | 1990 | 75 | 75 | 75 | 75 | 75 | 75 | 75 | 75 | 75 | 75 | 75
263 | PERMIAN BASIN CTG 5 |  | PB2SES_CT5 | WARD | GAS | WEST | 1990 | 79 | 79 | 79 | 79 | 79 | 79 | 79 | 79 | 79 | 79 | 79
264 | PHR PEAKERS (BAC) CTG 1 |  | BAC_CTG1 | GALVESTON | GAS | HOUSTON | 2018 | 65 | 65 | 65 | 65 | 65 | 65 | 65 | 65 | 65 | 65 | 65
265 | PHR PEAKERS (BAC) CTG 2 |  | BAC_CTG2 | GALVESTON | GAS | HOUSTON | 2018 | 65 | 65 | 65 | 65 | 65 | 65 | 65 | 65 | 65 | 65 | 65
266 | PHR PEAKERS (BAC) CTG 3 |  | BAC_CTG3 | GALVESTON | GAS | HOUSTON | 2018 | 65 | 65 | 65 | 65 | 65 | 65 | 65 | 65 | 65 | 65 | 65
267 | PHR PEAKERS (BAC) CTG 4 |  | BAC_CTG4 | GALVESTON | GAS | HOUSTON | 2018 | 65 | 65 | 65 | 65 | 65 | 65 | 65 | 65 | 65 | 65 | 65
268 | PHR PEAKERS (BAC) CTG 5 |  | BAC_CTG5 | GALVESTON | GAS | HOUSTON | 2018 | 64 | 64 | 64 | 64 | 64 | 64 | 64 | 64 | 64 | 64 | 64
269 | PHR PEAKERS (BAC) CTG 6 |  | BAC_CTG6 | GALVESTON | GAS | HOUSTON | 2018 | 65 | 65 | 65 | 65 | 65 | 65 | 65 | 65 | 65 | 65 | 65
270 | REDGATE A |  | REDGATE_AGR_A | HIDALGO | GAS | SOUTH | 2016 | 56.3 | 56.3 | 56.3 | 56.3 | 56.3 | 56.3 | 56.3 | 56.3 | 56.3 | 56.3 | 56.3
271 | REDGATE B |  | REDGATE_AGR_B | HIDALGO | GAS | SOUTH | 2016 | 56.3 | 56.3 | 56.3 | 56.3 | 56.3 | 56.3 | 56.3 | 56.3 | 56.3 | 56.3 | 56.3
272 | REDGATE C |  | REDGATE_AGR_C | HIDALGO | GAS | SOUTH | 2016 | 56.3 | 56.3 | 56.3 | 56.3 | 56.3 | 56.3 | 56.3 | 56.3 | 56.3 | 56.3 | 56.3
273 | REDGATE D |  | REDGATE_AGR_D | HIDALGO | GAS | SOUTH | 2016 | 56.3 | 56.3 | 56.3 | 56.3 | 56.3 | 56.3 | 56.3 | 56.3 | 56.3 | 56.3 | 56.3
274 | R W MILLER CTG 4 |  | MIL_MILLERG4 | PALO PINTO | GAS | NORTH | 1994 | 115 | 115 | 115 | 115 | 115 | 115 | 115 | 115 | 115 | 115 | 115
275 | R W MILLER CTG 5 |  | MIL_MILLERG5 | PALO PINTO | GAS | NORTH | 1994 | 115 | 115 | 115 | 115 | 115 | 115 | 115 | 115 | 115 | 115 | 115
276 | RAY OLINGER CTG 4 |  | OLINGR_OLING_4 | COLLIN | GAS | NORTH | 2001 | 84 | 84 | 84 | 84 | 84 | 84 | 84 | 84 | 84 | 84 | 84
277 | SAM RAYBURN CTG 1 |  | RAYBURN_RAYBURG1 | VICTORIA | GAS | SOUTH | 1963 | 13.5 | 13.5 | 13.5 | 13.5 | 13.5 | 13.5 | 13.5 | 13.5 | 13.5 | 13.5 | 13.5
278 | SAM RAYBURN CTG 2 |  | RAYBURN_RAYBURG2 | VICTORIA | GAS | SOUTH | 1963 | 13.5 | 13.5 | 13.5 | 13.5 | 13.5 | 13.5 | 13.5 | 13.5 | 13.5 | 13.5 | 13.5
279 | SAN JACINTO SES CTG 1 |  | SJS_SJS_G1 | HARRIS | GAS | HOUSTON | 1995 | 87 | 87 | 87 | 87 | 87 | 87 | 87 | 87 | 87 | 87 | 87
280 | SAN JACINTO SES CTG 2 |  | SJS_SJS_G2 | HARRIS | GAS | HOUSTON | 1995 | 87 | 87 | 87 | 87 | 87 | 87 | 87 | 87 | 87 | 87 | 87
281 | SANDHILL ENERGY CENTER CTG 1 |  | SANDHSYD_SH1 | TRAVIS | GAS | SOUTH | 2001 | 48 | 48 | 48 | 48 | 48 | 48 | 48 | 48 | 48 | 48 | 48
282 | SANDHILL ENERGY CENTER CTG 2 |  | SANDHSYD_SH2 | TRAVIS | GAS | SOUTH | 2001 | 48 | 48 | 48 | 48 | 48 | 48 | 48 | 48 | 48 | 48 | 48
283 | SANDHILL ENERGY CENTER CTG 3 |  | SANDHSYD_SH3 | TRAVIS | GAS | SOUTH | 2001 | 48 | 48 | 48 | 48 | 48 | 48 | 48 | 48 | 48 | 48 | 48
284 | SANDHILL ENERGY CENTER CTG 4 |  | SANDHSYD_SH4 | TRAVIS | GAS | SOUTH | 2001 | 48 | 48 | 48 | 48 | 48 | 48 | 48 | 48 | 48 | 48 | 48
285 | SANDHILL ENERGY CENTER CTG 6 |  | SANDHSYD_SH6 | TRAVIS | GAS | SOUTH | 2010 | 48 | 48 | 48 | 48 | 48 | 48 | 48 | 48 | 48 | 48 | 48
286 | SANDHILL ENERGY CENTER CTG 7 |  | SANDHSYD_SH7 | TRAVIS | GAS | SOUTH | 2010 | 48 | 48 | 48 | 48 | 48 | 48 | 48 | 48 | 48 | 48 | 48
287 | SILAS RAY CTG 10 |  | SILASRAY_SILAS_10 | CAMERON | GAS | COASTAL | 2004 | 46 | 46 | 46 | 46 | 46 | 46 | 46 | 46 | 46 | 46 | 46
288 | SKY GLOBAL POWER ONE A |  | SKY1_SKY1A | COLORADO | GAS | SOUTH | 2016 | 26.7 | 26.7 | 26.7 | 26.7 | 26.7 | 26.7 | 26.7 | 26.7 | 26.7 | 26.7 | 26.7
289 | SKY GLOBAL POWER ONE B |  | SKY1_SKY1B | COLORADO | GAS | SOUTH | 2016 | 26.7 | 26.7 | 26.7 | 26.7 | 26.7 | 26.7 | 26.7 | 26.7 | 26.7 | 26.7 | 26.7
290 | T H WHARTON CTG 51 |  | THW_THWGT51 | HARRIS | GAS | HOUSTON | 1975 | 65 | 65 | 65 | 65 | 65 | 65 | 65 | 65 | 65 | 65 | 65
291 | T H WHARTON CTG 52 |  | THW_THWGT52 | HARRIS | GAS | HOUSTON | 1975 | 65 | 65 | 65 | 65 | 65 | 65 | 65 | 65 | 65 | 65 | 65
292 | T H WHARTON CTG 53 |  | THW_THWGT53 | HARRIS | GAS | HOUSTON | 1975 | 65 | 65 | 65 | 65 | 65 | 65 | 65 | 65 | 65 | 65 | 65
293 | T H WHARTON CTG 54 |  | THW_THWGT54 | HARRIS | GAS | HOUSTON | 1975 | 65 | 65 | 65 | 65 | 65 | 65 | 65 | 65 | 65 | 65 | 65
294 | T H WHARTON CTG 55 |  | THW_THWGT55 | HARRIS | GAS | HOUSTON | 1975 | 65 | 65 | 65 | 65 | 65 | 65 | 65 | 65 | 65 | 65 | 65
295 | T H WHARTON CTG 56 |  | THW_THWGT56 | HARRIS | GAS | HOUSTON | 1975 | 65 | 65 | 65 | 65 | 65 | 65 | 65 | 65 | 65 | 65 | 65
296 | T H WHARTON CTG G1 |  | THW_THWGT_1 | HARRIS | GAS | HOUSTON | 1967 | 13 | 13 | 13 | 13 | 13 | 13 | 13 | 13 | 13 | 13 | 13
297 | TEXAS GULF SULPHUR |  | TGF_TGFGT_1 | WHARTON | GAS | SOUTH | 1985 | 89 | 89 | 89 | 89 | 89 | 89 | 89 | 89 | 89 | 89 | 89
298 | V H BRAUNIG CTG 5 |  | BRAUNIG_VHB6CT5 | BEXAR | GAS | SOUTH | 2009 | 48 | 48 | 48 | 48 | 48 | 48 | 48 | 48 | 48 | 48 | 48
299 | V H BRAUNIG CTG 6 |  | BRAUNIG_VHB6CT6 | BEXAR | GAS | SOUTH | 2009 | 48 | 48 | 48 | 48 | 48 | 48 | 48 | 48 | 48 | 48 | 48
300 | V H BRAUNIG CTG 7 |  | BRAUNIG_VHB6CT7 | BEXAR | GAS | SOUTH | 2009 | 48 | 48 | 48 | 48 | 48 | 48 | 48 | 48 | 48 | 48 | 48
301 | V H BRAUNIG CTG 8 |  | BRAUNIG_VHB6CT8 | BEXAR | GAS | SOUTH | 2009 | 47 | 47 | 47 | 47 | 47 | 47 | 47 | 47 | 47 | 47 | 47
302 | W A PARISH CTG 1 |  | WAP_WAPGT_1 | FT. BEND | GAS | HOUSTON | 1967 | 13 | 13 | 13 | 13 | 13 | 13 | 13 | 13 | 13 | 13 | 13
303 | WINCHESTER POWER PARK CTG 1 |  | WIPOPA_WPP_G1 | FAYETTE | GAS | SOUTH | 2009 | 46 | 46 | 46 | 46 | 46 | 46 | 46 | 46 | 46 | 46 | 46
304 | WINCHESTER POWER PARK CTG 2 |  | WIPOPA_WPP_G2 | FAYETTE | GAS | SOUTH | 2009 | 46 | 46 | 46 | 46 | 46 | 46 | 46 | 46 | 46 | 46 | 46
305 | WINCHESTER POWER PARK CTG 3 |  | WIPOPA_WPP_G3 | FAYETTE | GAS | SOUTH | 2009 | 46 | 46 | 46 | 46 | 46 | 46 | 46 | 46 | 46 | 46 | 46
306 | WINCHESTER POWER PARK CTG 4 |  | WIPOPA_WPP_G4 | FAYETTE | GAS | SOUTH | 2009 | 46 | 46 | 46 | 46 | 46 | 46 | 46 | 46 | 46 | 46 | 46
307 | B M DAVIS STG U1 |  | B_DAVIS_B_DAVIG1 | NUECES | GAS | COASTAL | 1974 | 330 | 330 | 330 | 330 | 330 | 330 | 330 | 330 | 330 | 330 | 330
308 | CEDAR BAYOU STG U1 |  | CBY_CBY_G1 | CHAMBERS | GAS | HOUSTON | 1970 | 745 | 745 | 745 | 745 | 745 | 745 | 745 | 745 | 745 | 745 | 745
309 | CEDAR BAYOU STG U2 |  | CBY_CBY_G2 | CHAMBERS | GAS | HOUSTON | 1972 | 749 | 749 | 749 | 749 | 749 | 749 | 749 | 749 | 749 | 749 | 749
310 | DANSBY STG U1 |  | DANSBY_DANSBYG1 | BRAZOS | GAS | NORTH | 1978 | 110 | 110 | 110 | 110 | 110 | 110 | 110 | 110 | 110 | 110 | 110
311 | DECKER CREEK STG U1 |  | DECKER_DPG1 | TRAVIS | GAS | SOUTH | 1971 | 320 | 320 | 320 | 320 | 320 | 320 | 320 | 320 | 320 | 320 | 320
312 | DECKER CREEK STG U2 |  | DECKER_DPG2 | TRAVIS | GAS | SOUTH | 1978 | 428 | 428 | 428 | 428 | 428 | 428 | 428 | 428 | 428 | 428 | 428
313 | GRAHAM STG U1 |  | GRSES_UNIT1 | YOUNG | GAS | WEST | 1960 | 234 | 234 | 234 | 234 | 234 | 234 | 234 | 234 | 234 | 234 | 234
314 | GRAHAM STG U2 |  | GRSES_UNIT2 | YOUNG | GAS | WEST | 1969 | 390 | 390 | 390 | 390 | 390 | 390 | 390 | 390 | 390 | 390 | 390
315 | HANDLEY STG U3 |  | HLSES_UNIT3 | TARRANT | GAS | NORTH | 1963 | 395 | 395 | 395 | 395 | 395 | 395 | 395 | 395 | 395 | 395 | 395
316 | HANDLEY STG U4 |  | HLSES_UNIT4 | TARRANT | GAS | NORTH | 1976 | 435 | 435 | 435 | 435 | 435 | 435 | 435 | 435 | 435 | 435 | 435
317 | HANDLEY STG U5 |  | HLSES_UNIT5 | TARRANT | GAS | NORTH | 1977 | 435 | 435 | 435 | 435 | 435 | 435 | 435 | 435 | 435 | 435 | 435
318 | LAKE HUBBARD STG U1 |  | LHSES_UNIT1 | DALLAS | GAS | NORTH | 1970 | 392 | 392 | 392 | 392 | 392 | 392 | 392 | 392 | 392 | 392 | 392
319 | LAKE HUBBARD STG U2 |  | LHSES_UNIT2A | DALLAS | GAS | NORTH | 1973 | 523 | 523 | 523 | 523 | 523 | 523 | 523 | 523 | 523 | 523 | 523
320 | MOUNTAIN CREEK STG U6 |  | MCSES_UNIT6 | DALLAS | GAS | NORTH | 1956 | 122 | 122 | 122 | 122 | 122 | 122 | 122 | 122 | 122 | 122 | 122
321 | MOUNTAIN CREEK STG U7 |  | MCSES_UNIT7 | DALLAS | GAS | NORTH | 1958 | 118 | 118 | 118 | 118 | 118 | 118 | 118 | 118 | 118 | 118 | 118
322 | MOUNTAIN CREEK STG U8 |  | MCSES_UNIT8 | DALLAS | GAS | NORTH | 1967 | 568 | 568 | 568 | 568 | 568 | 568 | 568 | 568 | 568 | 568 | 568
323 | O W SOMMERS STG U1 |  | CALAVERS_OWS1 | BEXAR | GAS | SOUTH | 1972 | 420 | 420 | 420 | 420 | 420 | 420 | 420 | 420 | 420 | 420 | 420
324 | O W SOMMERS STG U2 |  | CALAVERS_OWS2 | BEXAR | GAS | SOUTH | 1974 | 410 | 410 | 410 | 410 | 410 | 410 | 410 | 410 | 410 | 410 | 410
325 | POWERLANE PLANT STG U1 |  | STEAM1A_STEAM_1 | HUNT | GAS | NORTH | 1966 | 17.5 | 17.5 | 17.5 | 17.5 | 17.5 | 17.5 | 17.5 | 17.5 | 17.5 | 17.5 | 17.5
326 | POWERLANE PLANT STG U2 |  | STEAM_STEAM_2 | HUNT | GAS | NORTH | 1967 | 23.5 | 23.5 | 23.5 | 23.5 | 23.5 | 23.5 | 23.5 | 23.5 | 23.5 | 23.5 | 23.5
327 | POWERLANE PLANT STG U3 |  | STEAM_STEAM_3 | HUNT | GAS | NORTH | 1978 | 39.5 | 39.5 | 39.5 | 39.5 | 39.5 | 39.5 | 39.5 | 39.5 | 39.5 | 39.5 | 39.5
328 | R W MILLER STG U1 |  | MIL_MILLERG1 | PALO PINTO | GAS | NORTH | 1968 | 75 | 75 | 75 | 75 | 75 | 75 | 75 | 75 | 75 | 75 | 75
329 | R W MILLER STG U2 |  | MIL_MILLERG2 | PALO PINTO | GAS | NORTH | 1972 | 120 | 120 | 120 | 120 | 120 | 120 | 120 | 120 | 120 | 120 | 120
330 | R W MILLER STG U3 |  | MIL_MILLERG3 | PALO PINTO | GAS | NORTH | 1975 | 208 | 208 | 208 | 208 | 208 | 208 | 208 | 208 | 208 | 208 | 208
331 | RAY OLINGER STG U1 |  | OLINGR_OLING_1 | COLLIN | GAS | NORTH | 1967 | 78 | 78 | 78 | 78 | 78 | 78 | 78 | 78 | 78 | 78 | 78
332 | RAY OLINGER STG U2 |  | OLINGR_OLING_2 | COLLIN | GAS | NORTH | 1971 | 107 | 107 | 107 | 107 | 107 | 107 | 107 | 107 | 107 | 107 | 107
333 | RAY OLINGER STG U3 |  | OLINGR_OLING_3 | COLLIN | GAS | NORTH | 1975 | 146 | 146 | 146 | 146 | 146 | 146 | 146 | 146 | 146 | 146 | 146
334 | SIM GIDEON STG U1 |  | GIDEON_GIDEONG1 | BASTROP | GAS | SOUTH | 1965 | 130 | 130 | 130 | 130 | 130 | 130 | 130 | 130 | 130 | 130 | 130
335 | SIM GIDEON STG U2 |  | GIDEON_GIDEONG2 | BASTROP | GAS | SOUTH | 1968 | 135 | 135 | 135 | 135 | 135 | 135 | 135 | 135 | 135 | 135 | 135
336 | SIM GIDEON STG U3 |  | GIDEON_GIDEONG3 | BASTROP | GAS | SOUTH | 1972 | 340 | 340 | 340 | 340 | 340 | 340 | 340 | 340 | 340 | 340 | 340
337 | STRYKER CREEK STG U1 |  | SCSES_UNIT1A | CHEROKEE | GAS | NORTH | 1958 | 167 | 167 | 167 | 167 | 167 | 167 | 167 | 167 | 167 | 167 | 167
338 | STRYKER CREEK STG U2 |  | SCSES_UNIT2 | CHEROKEE | GAS | NORTH | 1965 | 502 | 502 | 502 | 502 | 502 | 502 | 502 | 502 | 502 | 502 | 502
339 | TRINIDAD STG U6 |  | TRSES_UNIT6 | HENDERSON | GAS | NORTH | 1965 | 235 | 235 | 235 | 235 | 235 | 235 | 235 | 235 | 235 | 235 | 235
340 | V H BRAUNIG STG U1 |  | BRAUNIG_VHB1 | BEXAR | GAS | SOUTH | 1966 | 217 | 217 | 217 | 217 | 217 | 217 | 217 | 217 | 217 | 217 | 217
341 | V H BRAUNIG STG U2 |  | BRAUNIG_VHB2 | BEXAR | GAS | SOUTH | 1968 | 230 | 230 | 230 | 230 | 230 | 230 | 230 | 230 | 230 | 230 | 230
342 | V H BRAUNIG STG U3 |  | BRAUNIG_VHB3 | BEXAR | GAS | SOUTH | 1970 | 412 | 412 | 412 | 412 | 412 | 412 | 412 | 412 | 412 | 412 | 412
343 | W A PARISH STG U1 |  | WAP_WAP_G1 | FT. BEND | GAS | HOUSTON | 1958 | 169 | 169 | 169 | 169 | 169 | 169 | 169 | 169 | 169 | 169 | 169
344 | W A PARISH STG U2 |  | WAP_WAP_G2 | FT. BEND | GAS | HOUSTON | 1958 | 169 | 169 | 169 | 169 | 169 | 169 | 169 | 169 | 169 | 169 | 169
345 | W A PARISH STG U3 |  | WAP_WAP_G3 | FT. BEND | GAS | HOUSTON | 1961 | 258 | 258 | 258 | 258 | 258 | 258 | 258 | 258 | 258 | 258 | 258
346 | W A PARISH STG U4 |  | WAP_WAP_G4 | FT. BEND | GAS | HOUSTON | 1968 | 552 | 552 | 552 | 552 | 552 | 552 | 552 | 552 | 552 | 552 | 552
347 | NACOGDOCHES POWER |  | NACPW_UNIT1 | NACOGDOCHES | BIOMASS | NORTH | 2012 | 105 | 105 | 105 | 105 | 105 | 105 | 105 | 105 | 105 | 105 | 105
348 | BIOENERGY AUSTIN WALZEM RD LFG |  | DG_WALZE_4UNITS | BEXAR | BIOMASS | SOUTH | 2002 | 9.8 | 9.8 | 9.8 | 9.8 | 9.8 | 9.8 | 9.8 | 9.8 | 9.8 | 9.8 | 9.8
349 | BIOENERGY TEXAS COVEL GARDENS LFG |  | DG_MEDIN_1UNIT | BEXAR | BIOMASS | SOUTH | 2005 | 9.6 | 9.6 | 9.6 | 9.6 | 9.6 | 9.6 | 9.6 | 9.6 | 9.6 | 9.6 | 9.6
350 | GRAND PRAIRIE LFG |  | DG_TRIRA_1UNIT | DALLAS | BIOMASS | NORTH | 2015 | 4 | 4 | 4 | 4 | 4 | 4 | 4 | 4 | 4 | 4 | 4
351 | NELSON GARDENS LFG |  | DG_78252_4UNITS | BEXAR | BIOMASS | SOUTH | 2013 | 4.2 | 4.2 | 4.2 | 4.2 | 4.2 | 4.2 | 4.2 | 4.2 | 4.2 | 4.2 | 4.2
352 | SKYLINE LFG |  | DG_FERIS_4 UNITS | DALLAS | BIOMASS | NORTH | 2007 | 6.4 | 6.4 | 6.4 | 6.4 | 6.4 | 6.4 | 6.4 | 6.4 | 6.4 | 6.4 | 6.4
353 | VIRIDIS ENERGY-ALVIN LFG |  | DG_AV_DG1 | GALVESTON | BIOMASS | HOUSTON | 2002 | 6.7 | 6.7 | 6.7 | 6.7 | 6.7 | 6.7 | 6.7 | 6.7 | 6.7 | 6.7 | 6.7
354 | VIRIDIS ENERGY-HUMBLE LFG |  | DG_HB_DG1 | HARRIS | BIOMASS | HOUSTON | 2002 | 10 | 10 | 10 | 10 | 10 | 10 | 10 | 10 | 10 | 10 | 10
355 | WM RENEWABLE-AUSTIN LFG |  | DG_SPRIN_4UNITS | TRAVIS | BIOMASS | SOUTH | 2007 | 6.4 | 6.4 | 6.4 | 6.4 | 6.4 | 6.4 | 6.4 | 6.4 | 6.4 | 6.4 | 6.4
356 | WM RENEWABLE-DFW GAS RECOVERY LFG |  | DG_BIO2_4UNITS | DENTON | BIOMASS | NORTH | 2009 | 6.4 | 6.4 | 6.4 | 6.4 | 6.4 | 6.4 | 6.4 | 6.4 | 6.4 | 6.4 | 6.4
357 | WM RENEWABLE-BIOENERGY PARTNERS LFG |  | DG_BIOE_2UNITS | DENTON | BIOMASS | NORTH | 1988 | 6.2 | 6.2 | 6.2 | 6.2 | 6.2 | 6.2 | 6.2 | 6.2 | 6.2 | 6.2 | 6.2
358 | WM RENEWABLE-MESQUITE CREEK LFG |  | DG_FREIH_2UNITS | COMAL | BIOMASS | SOUTH | 2011 | 3.2 | 3.2 | 3.2 | 3.2 | 3.2 | 3.2 | 3.2 | 3.2 | 3.2 | 3.2 | 3.2
359 | WM RENEWABLE-WESTSIDE LFG |  | DG_WSTHL_3UNITS | PARKER | BIOMASS | NORTH | 2010 | 4.8 | 4.8 | 4.8 | 4.8 | 4.8 | 4.8 | 4.8 | 4.8 | 4.8 | 4.8 | 4.8
360 | FARMERS BRANCH LANDFILL GAS TO ENERGY |  | DG_HBR_2UNITS | DENTON | BIOMASS | NORTH | 2011 | 3.2 | 3.2 | 3.2 | 3.2 | 3.2 | 3.2 | 3.2 | 3.2 | 3.2 | 3.2 | 3.2
361 | Operational Capacity Total (Nuclear, Coal, Gas, Biomass) | [6 empty] | 68308.7 | 68308.7 | 68390.2 | 68390.2 | 68390.2 | 68390.2 | 68390.2 | 68390.2 | 68390.2 | 68390.2 | 68390.2
362
363 | Operational Resources (Hydro)
364 | AMISTAD HYDRO 1 |  | AMISTAD_AMISTAG1 | VAL VERDE | HYDRO | WEST | 1983 | 37.9 | 37.9 | 37.9 | 37.9 | 37.9 | 37.9 | 37.9 | 37.9 | 37.9 | 37.9 | 37.9
365 | AMISTAD HYDRO 2 |  | AMISTAD_AMISTAG2 | VAL VERDE | HYDRO | WEST | 1983 | 37.9 | 37.9 | 37.9 | 37.9 | 37.9 | 37.9 | 37.9 | 37.9 | 37.9 | 37.9 | 37.9
366 | AUSTIN HYDRO 1 |  | AUSTPL_AUSTING1 | TRAVIS | HYDRO | SOUTH | 1940 | 8 | 8 | 8 | 8 | 8 | 8 | 8 | 8 | 8 | 8 | 8
367 | AUSTIN HYDRO 2 |  | AUSTPL_AUSTING2 | TRAVIS | HYDRO | SOUTH | 1940 | 9 | 9 | 9 | 9 | 9 | 9 | 9 | 9 | 9 | 9 | 9
368 | BUCHANAN HYDRO 1 |  | BUCHAN_BUCHANG1 | LLANO | HYDRO | SOUTH | 1938 | 16 | 16 | 16 | 16 | 16 | 16 | 16 | 16 | 16 | 16 | 16
369 | BUCHANAN HYDRO 2 |  | BUCHAN_BUCHANG2 | LLANO | HYDRO | SOUTH | 1938 | 16 | 16 | 16 | 16 | 16 | 16 | 16 | 16 | 16 | 16 | 16
370 | BUCHANAN HYDRO 3 |  | BUCHAN_BUCHANG3 | LLANO | HYDRO | SOUTH | 1950 | 17 | 17 | 17 | 17 | 17 | 17 | 17 | 17 | 17 | 17 | 17
371 | DENISON DAM 1 |  | DNDAM_DENISOG1 | GRAYSON | HYDRO | NORTH | 1944 | 40 | 40 | 40 | 40 | 40 | 40 | 40 | 40 | 40 | 40 | 40
372 | DENISON DAM 2 |  | DNDAM_DENISOG2 | GRAYSON | HYDRO | NORTH | 1948 | 40 | 40 | 40 | 40 | 40 | 40 | 40 | 40 | 40 | 40 | 40
373 | FALCON HYDRO 1 |  | FALCON_FALCONG1 | STARR | HYDRO | SOUTH | 1954 | 12 | 12 | 12 | 12 | 12 | 12 | 12 | 12 | 12 | 12 | 12
374 | FALCON HYDRO 2 |  | FALCON_FALCONG2 | STARR | HYDRO | SOUTH | 1954 | 12 | 12 | 12 | 12 | 12 | 12 | 12 | 12 | 12 | 12 | 12
375 | FALCON HYDRO 3 |  | FALCON_FALCONG3 | STARR | HYDRO | SOUTH | 1954 | 12 | 12 | 12 | 12 | 12 | 12 | 12 | 12 | 12 | 12 | 12
376 | GRANITE SHOALS HYDRO 1 |  | WIRTZ_WIRTZ_G1 | BURNET | HYDRO | SOUTH | 1951 | 29 | 29 | 29 | 29 | 29 | 29 | 29 | 29 | 29 | 29 | 29
377 | GRANITE SHOALS HYDRO 2 |  | WIRTZ_WIRTZ_G2 | BURNET | HYDRO | SOUTH | 1951 | 29 | 29 | 29 | 29 | 29 | 29 | 29 | 29 | 29 | 29 | 29
378 | INKS HYDRO 1 |  | INKSDA_INKS_G1 | LLANO | HYDRO | SOUTH | 1938 | 14 | 14 | 14 | 14 | 14 | 14 | 14 | 14 | 14 | 14 | 14
379 | MARBLE FALLS HYDRO 1 |  | MARBFA_MARBFAG1 | BURNET | HYDRO | SOUTH | 1951 | 21 | 21 | 21 | 21 | 21 | 21 | 21 | 21 | 21 | 21 | 21
380 | MARBLE FALLS HYDRO 2 |  | MARBFA_MARBFAG2 | BURNET | HYDRO | SOUTH | 1951 | 20 | 20 | 20 | 20 | 20 | 20 | 20 | 20 | 20 | 20 | 20
381 | MARSHALL FORD HYDRO 1 |  | MARSFO_MARSFOG1 | TRAVIS | HYDRO | SOUTH | 1941 | 36 | 36 | 36 | 36 | 36 | 36 | 36 | 36 | 36 | 36 | 36
382 | MARSHALL FORD HYDRO 2 |  | MARSFO_MARSFOG2 | TRAVIS | HYDRO | SOUTH | 1941 | 36 | 36 | 36 | 36 | 36 | 36 | 36 | 36 | 36 | 36 | 36
383 | MARSHALL FORD HYDRO 3 |  | MARSFO_MARSFOG3 | TRAVIS | HYDRO | SOUTH | 1941 | 29 | 29 | 29 | 29 | 29 | 29 | 29 | 29 | 29 | 29 | 29
384 | WHITNEY DAM HYDRO |  | WND_WHITNEY1 | BOSQUE | HYDRO | NORTH | 1953 | 24 | 24 | 24 | 24 | 24 | 24 | 24 | 24 | 24 | 24 | 24
385 | WHITNEY DAM HYDRO 2 |  | WND_WHITNEY2 | BOSQUE | HYDRO | NORTH | 1953 | 24 | 24 | 24 | 24 | 24 | 24 | 24 | 24 | 24 | 24 | 24
386 | ARLINGTON OUTLET HYDROELECTRIC FACILITY |  | DG_OAKHL_1UNIT | TARRANT | HYDRO | NORTH | 2014 | 1.4 | 1.4 | 1.4 | 1.4 | 1.4 | 1.4 | 1.4 | 1.4 | 1.4 | 1.4 | 1.4
387 | CITY OF GONZALES HYDRO |  | DG_GONZ_HYDRO_GONZ_HYDRO | GONZALES | HYDRO | SOUTH | 1986 | 1.5 | 1.5 | 1.5 | 1.5 | 1.5 | 1.5 | 1.5 | 1.5 | 1.5 | 1.5 | 1.5
388 | EAGLE PASS HYDRO |  | DG_EAGLE_HY_EAGLE_HY1 | MAVERICK | HYDRO | SOUTH | 2005 | 9.6 | 9.6 | 9.6 | 9.6 | 9.6 | 9.6 | 9.6 | 9.6 | 9.6 | 9.6 | 9.6
389 | GUADALUPE BLANCO RIVER AUTH-CANYON |  | DG_CANYHY_CANYHYG1 | COMAL | HYDRO | SOUTH | 1989 | 6 | 6 | 6 | 6 | 6 | 6 | 6 | 6 | 6 | 6 | 6
390 | GUADALUPE BLANCO RIVER AUTH-LAKEWOOD TAP |  | DG_LKWDT_2UNITS | GONZALES | HYDRO | SOUTH | 1931 | 4.8 | 4.8 | 4.8 | 4.8 | 4.8 | 4.8 | 4.8 | 4.8 | 4.8 | 4.8 | 4.8
391 | GUADALUPE BLANCO RIVER AUTH-MCQUEENEY |  | DG_MCQUE_5UNITS | GUADALUPE | HYDRO | SOUTH | 1928 | 7.7 | 7.7 | 7.7 | 7.7 | 7.7 | 7.7 | 7.7 | 7.7 | 7.7 | 7.7 | 7.7
392 | GUADALUPE BLANCO RIVER AUTH-SCHUMANSVILLE |  | DG_SCHUM_2UNITS | GUADALUPE | HYDRO | SOUTH | 1928 | 3.6 | 3.6 | 3.6 | 3.6 | 3.6 | 3.6 | 3.6 | 3.6 | 3.6 | 3.6 | 3.6
393 | LEWISVILLE HYDRO-CITY OF GARLAND |  | DG_LWSVL_1UNIT | DENTON | HYDRO | NORTH | 1991 | 2.2 | 2.2 | 2.2 | 2.2 | 2.2 | 2.2 | 2.2 | 2.2 | 2.2 | 2.2 | 2.2
394 | Operational Capacity Total (Hydro) | [6 empty] | 556.6 | 556.6 | 556.6 | 556.6 | 556.6 | 556.6 | 556.6 | 556.6 | 556.6 | 556.6 | 556.6
395 | Hydro Capacity Contribution (Top 20 Hours) |  | HYDRO_CAP_CONT |  |  |  |  | 457.0644 | 457.0644 | 457.0644 | 457.0644 | 457.0644 | 457.0644 | 457.0644 | 457.0644 | 457.0644 | 457.0644 | 457.0644
396
397 | Operational Capacity Unavailable due to Extended Outage or Derate |  | OPERATION_UNAVAIL |  |  |  |  | 0 | 0 | 0 | 0 | 0 | 0 | 0 | 0 | 0 | 0 | 0
398 | Operational Capacity Total (Including Hydro) |  | OPERATION_TOTAL |  |  |  |  | 68765.7644 | 68765.7644 | 68847.2644 | 68847.2644 | 68847.2644 | 68847.2644 | 68847.2644 | 68847.2644 | 68847.2644 | 68847.2644 | 68847.2644
399
400 | Operational Resources (Switchable)
401 | ANTELOPE IC 1 |  | AEEC_ANTLP_1 | HALE | GAS | PANHANDLE | 2016 | 56 | 56 | 56 | 56 | 56 | 56 | 56 | 56 | 56 | 56 | 56
402 | ANTELOPE IC 2 |  | AEEC_ANTLP_2 | HALE | GAS | PANHANDLE | 2016 | 56 | 56 | 56 | 56 | 56 | 56 | 56 | 56 | 56 | 56 | 56
403 | ANTELOPE IC 3 |  | AEEC_ANTLP_3 | HALE | GAS | PANHANDLE | 2016 | 56 | 56 | 56 | 56 | 56 | 56 | 56 | 56 | 56 | 56 | 56
404 | ELK STATION CTG 1 |  | AEEC_ELK_1 | HALE | GAS | PANHANDLE | 2016 | 200 | 200 | 200 | 200 | 200 | 200 | 200 | 200 | 200 | 200 | 200
405 | ELK STATION CTG 2 |  | AEEC_ELK_2 | HALE | GAS | PANHANDLE | 2016 | 200 | 200 | 200 | 200 | 200 | 200 | 200 | 200 | 200 | 200 | 200
406 | TENASKA KIAMICHI STATION 1CT101 |  | KMCHI_1CT101 | FANNIN | GAS | NORTH | 2003 | 178 | 178 | 178 | 178 | 178 | 178 | 178 | 178 | 178 | 178 | 178
407 | TENASKA KIAMICHI STATION 1CT201 |  | KMCHI_1CT201 | FANNIN | GAS | NORTH | 2003 | 180 | 180 | 180 | 180 | 180 | 180 | 180 | 180 | 180 | 180 | 180
408 | TENASKA KIAMICHI STATION 1ST |  | KMCHI_1ST | FANNIN | GAS | NORTH | 2003 | 307 | 307 | 307 | 307 | 307 | 307 | 307 | 307 | 307 | 307 | 307
409 | TENASKA KIAMICHI STATION 2CT101 |  | KMCHI_2CT101 | FANNIN | GAS | NORTH | 2003 | 178 | 178 | 178 | 178 | 178 | 178 | 178 | 178 | 178 | 178 | 178
410 | TENASKA KIAMICHI STATION 2CT201 |  | KMCHI_2CT201 | FANNIN | GAS | NORTH | 2003 | 180 | 180 | 180 | 180 | 180 | 180 | 180 | 180 | 180 | 180 | 180
411 | TENASKA KIAMICHI STATION 2ST |  | KMCHI_2ST | FANNIN | GAS | NORTH | 2003 | 307 | 307 | 307 | 307 | 307 | 307 | 307 | 307 | 307 | 307 | 307
412 | TENASKA FRONTIER STATION CTG 1 |  | FTR_FTR_G1 | GRIMES | GAS | NORTH | 2000 | 180 | 180 | 180 | 180 | 180 | 180 | 180 | 180 | 180 | 180 | 180
413 | TENASKA FRONTIER STATION CTG 2 |  | FTR_FTR_G2 | GRIMES | GAS | NORTH | 2000 | 180 | 180 | 180 | 180 | 180 | 180 | 180 | 180 | 180 | 180 | 180
414 | TENASKA FRONTIER STATION CTG 3 |  | FTR_FTR_G3 | GRIMES | GAS | NORTH | 2000 | 180 | 180 | 180 | 180 | 180 | 180 | 180 | 180 | 180 | 180 | 180
415 | TENASKA FRONTIER STATION STG 4 |  | FTR_FTR_G4 | GRIMES | GAS | NORTH | 2000 | 400 | 400 | 400 | 400 | 400 | 400 | 400 | 400 | 400 | 400 | 400
416 | TENASKA GATEWAY STATION CTG 1 |  | TGCCS_CT1 | RUSK | GAS | NORTH | 2001 | 162 | 162 | 162 | 162 | 162 | 162 | 162 | 162 | 162 | 162 | 162
417 | TENASKA GATEWAY STATION CTG 2 |  | TGCCS_CT2 | RUSK | GAS | NORTH | 2001 | 179 | 179 | 179 | 179 | 179 | 179 | 179 | 179 | 179 | 179 | 179
418 | TENASKA GATEWAY STATION CTG 3 |  | TGCCS_CT3 | RUSK | GAS | NORTH | 2001 | 178 | 178 | 178 | 178 | 178 | 178 | 178 | 178 | 178 | 178 | 178
419 | TENASKA GATEWAY STATION STG 4 |  | TGCCS_UNIT4 | RUSK | GAS | NORTH | 2001 | 389 | 389 | 389 | 389 | 389 | 389 | 389 | 389 | 389 | 389 | 389
420 | Switchable Capacity Total | [6 empty] | 3746 | 3746 | 3746 | 3746 | 3746 | 3746 | 3746 | 3746 | 3746 | 3746 | 3746
421
422 | Switchable Capacity Unavailable to ERCOT
423 | ANTELOPE IC 1 |  | AEEC_ANTLP_1_UNAVAIL | HALE | GAS | PANHANDLE | 2017 | -56 | -56 | -56 | -56 | -56 | -56 | -56 | -56 | -56 | -56 | -56
424 | ANTELOPE IC 2 |  | AEEC_ANTLP_2_UNAVAIL | HALE | GAS | PANHANDLE | 2017 | -56 | -56 | -56 | -56 | -56 | -56 | -56 | -56 | -56 | -56 | -56
425 | ANTELOPE IC 3 |  | AEEC_ANTLP_3_UNAVAIL | HALE | GAS | PANHANDLE | 2017 | -56 | -56 | -56 | -56 | -56 | -56 | -56 | -56 | -56 | -56 | -56
426 | ELK STATION CTG 1 |  | AEEC_ELK_1_UNAVAIL | HALE | GAS | PANHANDLE | 2017 | -200 | -200 | -200 | -200 | -200 | -200 | -200 | -200 | -200 | -200 | -200
427 | ELK STATION CTG 2 |  | AEEC_ELK_2_UNAVAIL | HALE | GAS | PANHANDLE | 2017 | -200 | -200 | -200 | -200 | -200 | -200 | -200 | -200 | -200 | -200 | -200
428 | TENASKA FRONTIER STATION |  | FTR_FTR_UNAVAIL | GRIMES | GAS | NORTH | 2016 | -300 | -300 | 0 | 0 | 0 | 0 | 0 | 0 | 0 | 0 | 0
429 | Switchable Capacity Unavailable to ERCOT |  | SWITCH_UNAVAIL |  |  |  |  | -868 | -868 | -568 | -568 | -568 | -568 | -568 | -568 | -568 | -568 | -568
430
431 | Available Mothball Capacity based on Owner's Return Probability |  | MOTH_AVAIL |  |  |  |  | 0 | 0 | 0 | 0 | 0 | 0 | 0 | 0 | 0 | 0 | 0
432
433 | Private-Use Network Capacity Contribution (Top 20 Hours) |  | PUN_CAP_CONT |  | GAS |  |  | 3962.6289 | 3962.6289 | 3962.6289 | 3962.6289 | 3962.6289 | 3962.6289 | 3962.6289 | 3962.6289 | 3962.6289 | 3962.6289 | 3962.6289
434 | Private-Use Network Forecast Adjustment (per Protocol 10.3.2.4) |  | PUN_CAP_ADJUST |  | GAS |  |  | 2 | -78 | -98 | -98 | -353 | -353 | -353 | -353 | -353 | -353 | -353
435
436 | Operational Resources (Wind)
437 | ANACACHO WIND |  | ANACACHO_ANA | KINNEY | WIND | SOUTH | 2012 | 99.8 | 99.8 | 99.8 | 99.8 | 99.8 | 99.8 | 99.8 | 99.8 | 99.8 | 99.8 | 99.8
438 | BARTON CHAPEL WIND |  | BRTSW_BCW1 | JACK | WIND | NORTH | 2007 | 120 | 120 | 120 | 120 | 120 | 120 | 120 | 120 | 120 | 120 | 120
439 | BLUE SUMMIT WIND 5 |  | BLSUMMIT_BLSMT1_5 | WILBARGER | WIND | WEST | 2013 | 9 | 9 | 9 | 9 | 9 | 9 | 9 | 9 | 9 | 9 | 9
440 | BLUE SUMMIT WIND 6 |  | BLSUMMIT_BLSMT1_6 | WILBARGER | WIND | WEST | 2013 | 126.4 | 126.4 | 126.4 | 126.4 | 126.4 | 126.4 | 126.4 | 126.4 | 126.4 | 126.4 | 126.4
441 | BOBCAT BLUFF WIND | 18INR0078 | BCATWIND_WIND_1 | ARCHER | WIND | WEST | 2013 | 162 | 162 | 162 | 162 | 162 | 162 | 162 | 162 | 162 | 162 | 162
442 | BRISCOE WIND |  | BRISCOE_WIND | BRISCOE | WIND | PANHANDLE | 2015 | 149.8 | 149.8 | 149.8 | 149.8 | 149.8 | 149.8 | 149.8 | 149.8 | 149.8 | 149.8 | 149.8
443 | BUCKTHORN WIND 1 A |  | BUCKTHRN_UNIT1 | ERATH | WIND | NORTH | 2017 | 44.9 | 44.9 | 44.9 | 44.9 | 44.9 | 44.9 | 44.9 | 44.9 | 44.9 | 44.9 | 44.9
444 | BUCKTHORN WIND 1 B |  | BUCKTHRN_UNIT2 | ERATH | WIND | NORTH | 2017 | 55.7 | 55.7 | 55.7 | 55.7 | 55.7 | 55.7 | 55.7 | 55.7 | 55.7 | 55.7 | 55.7
445 | BUFFALO GAP WIND 1 |  | BUFF_GAP_UNIT1 | TAYLOR | WIND | WEST | 2006 | 120.6 | 120.6 | 120.6 | 120.6 | 120.6 | 120.6 | 120.6 | 120.6 | 120.6 | 120.6 | 120.6
446 | BUFFALO GAP WIND 2_1 |  | BUFF_GAP_UNIT2_1 | TAYLOR | WIND | WEST | 2007 | 115.5 | 115.5 | 115.5 | 115.5 | 115.5 | 115.5 | 115.5 | 115.5 | 115.5 | 115.5 | 115.5
447 | BUFFALO GAP WIND 2_2 |  | BUFF_GAP_UNIT2_2 | TAYLOR | WIND | WEST | 2007 | 117 | 117 | 117 | 117 | 117 | 117 | 117 | 117 | 117 | 117 | 117
448 | BUFFALO GAP WIND 3 |  | BUFF_GAP_UNIT3 | TAYLOR | WIND | WEST | 2008 | 170.2 | 170.2 | 170.2 | 170.2 | 170.2 | 170.2 | 170.2 | 170.2 | 170.2 | 170.2 | 170.2
449 | BULL CREEK WIND U1 |  | BULLCRK_WND1 | BORDEN | WIND | WEST | 2009 | 88 | 88 | 88 | 88 | 88 | 88 | 88 | 88 | 88 | 88 | 88
450 | BULL CREEK WIND U2 |  | BULLCRK_WND2 | BORDEN | WIND | WEST | 2009 | 90 | 90 | 90 | 90 | 90 | 90 | 90 | 90 | 90 | 90 | 90
451 | CALLAHAN WIND |  | CALLAHAN_WND1 | CALLAHAN | WIND | WEST | 2004 | 114 | 114 | 114 | 114 | 114 | 114 | 114 | 114 | 114 | 114 | 114
452 | CAMP SPRINGS WIND 1 |  | CSEC_CSECG1 | SCURRY | WIND | WEST | 2007 | 130.5 | 130.5 | 130.5 | 130.5 | 130.5 | 130.5 | 130.5 | 130.5 | 130.5 | 130.5 | 130.5
453 | CAMP SPRINGS WIND 2 |  | CSEC_CSECG2 | SCURRY | WIND | WEST | 2007 | 120 | 120 | 120 | 120 | 120 | 120 | 120 | 120 | 120 | 120 | 120
454 | CAPRICORN RIDGE WIND 1 |  | CAPRIDGE_CR1 | STERLING | WIND | WEST | 2007 | 214.5 | 214.5 | 214.5 | 214.5 | 214.5 | 214.5 | 214.5 | 214.5 | 214.5 | 214.5 | 214.5
455 | CAPRICORN RIDGE WIND 2 |  | CAPRIDGE_CR2 | STERLING | WIND | WEST | 2007 | 149.5 | 149.5 | 149.5 | 149.5 | 149.5 | 149.5 | 149.5 | 149.5 | 149.5 | 149.5 | 149.5
456 | CAPRICORN RIDGE WIND 3 |  | CAPRIDGE_CR3 | STERLING | WIND | WEST | 2008 | 186 | 186 | 186 | 186 | 186 | 186 | 186 | 186 | 186 | 186 | 186
457 | CAPRICORN RIDGE WIND 4 |  | CAPRIDG4_CR4 | COKE | WIND | WEST | 2008 | 112.5 | 112.5 | 112.5 | 112.5 | 112.5 | 112.5 | 112.5 | 112.5 | 112.5 | 112.5 | 112.5
458 | CEDRO HILL WIND 1 |  | CEDROHIL_CHW1 | WEBB | WIND | SOUTH | 2010 | 75 | 75 | 75 | 75 | 75 | 75 | 75 | 75 | 75 | 75 | 75
459 | CEDRO HILL WIND 2 |  | CEDROHIL_CHW2 | WEBB | WIND | SOUTH | 2010 | 75 | 75 | 75 | 75 | 75 | 75 | 75 | 75 | 75 | 75 | 75
460 | CHAMPION WIND |  | CHAMPION_UNIT1 | NOLAN | WIND | WEST | 2008 | 126.5 | 126.5 | 126.5 | 126.5 | 126.5 | 126.5 | 126.5 | 126.5 | 126.5 | 126.5 | 126.5
461 | COTTON PLAINS WIND |  | COTPLNS_COTTONPL | FLOYD COUNTY | WIND | PANHANDLE | 2017 | 50.4 | 50.4 | 50.4 | 50.4 | 50.4 | 50.4 | 50.4 | 50.4 | 50.4 | 50.4 | 50.4
462 | DERMOTT WIND 1_1 |  | DERMOTT_UNIT1 | SCURRY | WIND | WEST | 2017 | 126.5 | 126.5 | 126.5 | 126.5 | 126.5 | 126.5 | 126.5 | 126.5 | 126.5 | 126.5 | 126.5
463 | DERMOTT WIND 1_2 |  | DERMOTT_UNIT2 | SCURRY | WIND | WEST | 2017 | 126.5 | 126.5 | 126.5 | 126.5 | 126.5 | 126.5 | 126.5 | 126.5 | 126.5 | 126.5 | 126.5
464 | DESERT SKY WIND 1 |  | INDNENR_INDNENR | PECOS | WIND | WEST | 2002 | 84 | 84 | 84 | 84 | 84 | 84 | 84 | 84 | 84 | 84 | 84
465 | DESERT SKY WIND 2 |  | INDNENR_INDNENR_2 | PECOS | WIND | WEST | 2002 | 76.5 | 76.5 | 76.5 | 76.5 | 76.5 | 76.5 | 76.5 | 76.5 | 76.5 | 76.5 | 76.5
466 | DOUG COLBECK'S CORNER (CONWAY) A |  | GRANDVW1_COLA | CARSON | WIND | PANHANDLE | 2016 | 100.2 | 100.2 | 100.2 | 100.2 | 100.2 | 100.2 | 100.2 | 100.2 | 100.2 | 100.2 | 100.2
467 | DOUG COLBECK'S CORNER (CONWAY) B |  | GRANDVW1_COLB | CARSON | WIND | PANHANDLE | 2016 | 100.2 | 100.2 | 100.2 | 100.2 | 100.2 | 100.2 | 100.2 | 100.2 | 100.2 | 100.2 | 100.2
468 | ELBOW CREEK WIND |  | ELB_ELBCREEK | HOWARD | WIND | WEST | 2008 | 118.7 | 118.7 | 118.7 | 118.7 | 118.7 | 118.7 | 118.7 | 118.7 | 118.7 | 118.7 | 118.7
469 | ELECTRA WIND 1 |  | DIGBY_UNIT1 | WILBARGER | WIND | WEST | 2017 | 98.9 | 98.9 | 98.9 | 98.9 | 98.9 | 98.9 | 98.9 | 98.9 | 98.9 | 98.9 | 98.9
470 | ELECTRA WIND 2 |  | DIGBY_UNIT2 | WILBARGER | WIND | WEST | 2017 | 131.1 | 131.1 | 131.1 | 131.1 | 131.1 | 131.1 | 131.1 | 131.1 | 131.1 | 131.1 | 131.1
471 | FALVEZ ASTRA WIND |  | ASTRA_UNIT1 | RANDALL | WIND | PANHANDLE | 2017 | 163.2 | 163.2 | 163.2 | 163.2 | 163.2 | 163.2 | 163.2 | 163.2 | 163.2 | 163.2 | 163.2
472 | FLAT TOP WIND I |  | FTWIND_UNIT_1 | MILLS | WIND | NORTH | 2018 | 200 | 200 | 200 | 200 | 200 | 200 | 200 | 200 | 200 | 200 | 200
473 | FLUVANNA RENEWABLE 1 A |  | FLUVANNA_UNIT1 | SCURRY | WIND | WEST | 2017 | 79.8 | 79.8 | 79.8 | 79.8 | 79.8 | 79.8 | 79.8 | 79.8 | 79.8 | 79.8 | 79.8
474 | FLUVANNA RENEWABLE 1 B |  | FLUVANNA_UNIT2 | SCURRY | WIND | WEST | 2017 | 75.6 | 75.6 | 75.6 | 75.6 | 75.6 | 75.6 | 75.6 | 75.6 | 75.6 | 75.6 | 75.6
475 | FOREST CREEK WIND |  | MCDLD_FCW1 | GLASSCOCK | WIND | WEST | 2007 | 124.2 | 124.2 | 124.2 | 124.2 | 124.2 | 124.2 | 124.2 | 124.2 | 124.2 | 124.2 | 124.2
476 | GOAT WIND |  | GOAT_GOATWIND | STERLING | WIND | WEST | 2008 | 80 | 80 | 80 | 80 | 80 | 80 | 80 | 80 | 80 | 80 | 80
477 | GOAT WIND 2 |  | GOAT_GOATWIN2 | STERLING | WIND | WEST | 2010 | 69.6 | 69.6 | 69.6 | 69.6 | 69.6 | 69.6 | 69.6 | 69.6 | 69.6 | 69.6 | 69.6
478 | GOLDTHWAITE WIND 1 |  | GWEC_GWEC_G1 | MILLS | WIND | NORTH | 2014 | 148.6 | 148.6 | 148.6 | 148.6 | 148.6 | 148.6 | 148.6 | 148.6 | 148.6 | 148.6 | 148.6
479 | GRANDVIEW WIND 1 (CONWAY) GV1A |  | GRANDVW1_GV1A | CARSON | WIND | PANHANDLE | 2014 | 107.4 | 107.4 | 107.4 | 107.4 | 107.4 | 107.4 | 107.4 | 107.4 | 107.4 | 107.4 | 107.4
480 | GRANDVIEW WIND 1 (CONWAY) GV1B |  | GRANDVW1_GV1B | CARSON | WIND | PANHANDLE | 2014 | 103.8 | 103.8 | 103.8 | 103.8 | 103.8 | 103.8 | 103.8 | 103.8 | 103.8 | 103.8 | 103.8
481 | GREEN MOUNTAIN WIND (BRAZOS) U1 |  | BRAZ_WND_WND1 | SCURRY | WIND | WEST | 2003 | 99 | 99 | 99 | 99 | 99 | 99 | 99 | 99 | 99 | 99 | 99
482 | GREEN MOUNTAIN WIND (BRAZOS) U2 |  | BRAZ_WND_WND2 | SCURRY | WIND | WEST | 2003 | 61 | 61 | 61 | 61 | 61 | 61 | 61 | 61 | 61 | 61 | 61
483 | GREEN PASTURES WIND I |  | GPASTURE_WIND_I | BAYLOR | WIND | WEST | 2015 | 150 | 150 | 150 | 150 | 150 | 150 | 150 | 150 | 150 | 150 | 150
484 | VERTIGO WIND (FORMERLY GREEN PASTURES WIND 2) |  | VERTIGO_WIND_I | BAYLOR | WIND | WEST | 2015 | 150 | 150 | 150 | 150 | 150 | 150 | 150 | 150 | 150 | 150 | 150
485 | GUNSIGHT MOUNTAIN WIND |  | GUNMTN_G1 | HOWARD | WIND | WEST | 2016 | 119.9 | 119.9 | 119.9 | 119.9 | 119.9 | 119.9 | 119.9 | 119.9 | 119.9 | 119.9 | 119.9
486 | HACKBERRY WIND |  | HWF_HWFG1 | SHACKELFORD | WIND | WEST | 2008 | 163.5 | 163.5 | 163.5 | 163.5 | 163.5 | 163.5 | 163.5 | 163.5 | 163.5 | 163.5 | 163.5
487 | HEREFORD WIND G |  | HRFDWIND_WIND_G | DEAF SMITH | WIND | PANHANDLE | 2015 | 99.9 | 99.9 | 99.9 | 99.9 | 99.9 | 99.9 | 99.9 | 99.9 | 99.9 | 99.9 | 99.9
488 | HEREFORD WIND V |  | HRFDWIND_WIND_V | DEAF SMITH | WIND | PANHANDLE | 2015 | 100 | 100 | 100 | 100 | 100 | 100 | 100 | 100 | 100 | 100 | 100
489 | HICKMAN (SANTA RITA WIND) 1 |  | HICKMAN_G1 | REGAN AND IRION | WIND | WEST | 2018 | 152.5 | 152.5 | 152.5 | 152.5 | 152.5 | 152.5 | 152.5 | 152.5 | 152.5 | 152.5 | 152.5
490 | HICKMAN (SANTA RITA WIND) 2 |  | HICKMAN_G2 | REGAN AND IRION | WIND | WEST | 2018 | 147.5 | 147.5 | 147.5 | 147.5 | 147.5 | 147.5 | 147.5 | 147.5 | 147.5 | 147.5 | 147.5
491 | HIDALGO & STARR WIND 11 |  | MIRASOLE_MIR11 | HIDALGO | WIND | SOUTH | 2016 | 52 | 52 | 52 | 52 | 52 | 52 | 52 | 52 | 52 | 52 | 52
492 | HIDALGO & STARR WIND 12 |  | MIRASOLE_MIR12 | HIDALGO | WIND | SOUTH | 2016 | 98 | 98 | 98 | 98 | 98 | 98 | 98 | 98 | 98 | 98 | 98
493 | HIDALGO & STARR WIND 21 |  | MIRASOLE_MIR21 | HIDALGO | WIND | SOUTH | 2016 | 100 | 100 | 100 | 100 | 100 | 100 | 100 | 100 | 100 | 100 | 100
494 | HORSE CREEK WIND 1 |  | HORSECRK_UNIT1 | HASKELL | WIND | WEST | 2017 | 131.1 | 131.1 | 131.1 | 131.1 | 131.1 | 131.1 | 131.1 | 131.1 | 131.1 | 131.1 | 131.1
495 | HORSE CREEK WIND 2 |  | HORSECRK_UNIT2 | HASKELL | WIND | WEST | 2017 | 98.9 | 98.9 | 98.9 | 98.9 | 98.9 | 98.9 | 98.9 | 98.9 | 98.9 | 98.9 | 98.9
496 | HORSE HOLLOW WIND 1 |  | H_HOLLOW_WND1 | TAYLOR | WIND | WEST | 2005 | 206.6 | 206.6 | 206.6 | 206.6 | 206.6 | 206.6 | 206.6 | 206.6 | 206.6 | 206.6 | 206.6
497 | HORSE HOLLOW WIND 2 |  | HHOLLOW2_WIND1 | TAYLOR | WIND | WEST | 2006 | 158 | 158 | 158 | 158 | 158 | 158 | 158 | 158 | 158 | 158 | 158
498 | HORSE HOLLOW WIND 3 |  | HHOLLOW3_WND_1 | TAYLOR | WIND | WEST | 2006 | 223.5 | 223.5 | 223.5 | 223.5 | 223.5 | 223.5 | 223.5 | 223.5 | 223.5 | 223.5 | 223.5
499 | HORSE HOLLOW WIND 4 |  | HHOLLOW4_WND1 | TAYLOR | WIND | WEST | 2006 | 115 | 115 | 115 | 115 | 115 | 115 | 115 | 115 | 115 | 115 | 115
500 | INADALE WIND 1 |  | INDL_INADALE1 | NOLAN | WIND | WEST | 2008 | 95 | 95 | 95 | 95 | 95 | 95 | 95 | 95 | 95 | 95 | 95
501 | INADALE WIND 2 |  | INDL_INADALE2 | NOLAN | WIND | WEST | 2008 | 102 | 102 | 102 | 102 | 102 | 102 | 102 | 102 | 102 | 102 | 102
502 | INDIAN MESA WIND |  | INDNNWP_INDNNWP2 | PECOS | WIND | WEST | 2001 | 82.5 | 82.5 | 82.5 | 82.5 | 82.5 | 82.5 | 82.5 | 82.5 | 82.5 | 82.5 | 82.5
503 | JAVELINA I WIND 18 |  | BORDAS_JAVEL18 | WEBB | WIND | SOUTH | 2015 | 19.7 | 19.7 | 19.7 | 19.7 | 19.7 | 19.7 | 19.7 | 19.7 | 19.7 | 19.7 | 19.7
504 | JAVELINA I WIND 20 |  | BORDAS_JAVEL20 | WEBB | WIND | SOUTH | 2015 | 230 | 230 | 230 | 230 | 230 | 230 | 230 | 230 | 230 | 230 | 230
505 | JAVELINA II WIND 1 |  | BORDAS2_JAVEL2_A | WEBB | WIND | SOUTH | 2017 | 96 | 96 | 96 | 96 | 96 | 96 | 96 | 96 | 96 | 96 | 96
506 | JAVELINA II WIND 2 |  | BORDAS2_JAVEL2_B | WEBB | WIND | SOUTH | 2017 | 74 | 74 | 74 | 74 | 74 | 74 | 74 | 74 | 74 | 74 | 74
507 | JAVELINA II WIND 3 |  | BORDAS2_JAVEL2_C | WEBB | WIND | SOUTH | 2017 | 30 | 30 | 30 | 30 | 30 | 30 | 30 | 30 | 30 | 30 | 30
508 | JUMBO ROAD WIND 1 |  | HRFDWIND_JRDWIND1 | DEAF SMITH | WIND | PANHANDLE | 2015 | 146.2 | 146.2 | 146.2 | 146.2 | 146.2 | 146.2 | 146.2 | 146.2 | 146.2 | 146.2 | 146.2
509 | JUMBO ROAD WIND 2 |  | HRFDWIND_JRDWIND2 | DEAF SMITH | WIND | PANHANDLE | 2015 | 153.6 | 153.6 | 153.6 | 153.6 | 153.6 | 153.6 | 153.6 | 153.6 | 153.6 | 153.6 | 153.6
510 | KEECHI WIND 138 KV JOPLIN |  | KEECHI_U1 | JACK | WIND | NORTH | 2015 | 110 | 110 | 110 | 110 | 110 | 110 | 110 | 110 | 110 | 110 | 110
511 | KING MOUNTAIN WIND (NE) |  | KING_NE_KINGNE | UPTON | WIND | WEST | 2001 | 78 | 78 | 78 | 78 | 78 | 78 | 78 | 78 | 78 | 78 | 78
512 | KING MOUNTAIN WIND (NW) |  | KING_NW_KINGNW | UPTON | WIND | WEST | 2001 | 76.7 | 76.7 | 76.7 | 76.7 | 76.7 | 76.7 | 76.7 | 76.7 | 76.7 | 76.7 | 76.7
513 | KING MOUNTAIN WIND (SE) |  | KING_SE_KINGSE | UPTON | WIND | WEST | 2001 | 39 | 39 | 39 | 39 | 39 | 39 | 39 | 39 | 39 | 39 | 39
514 | KING MOUNTAIN WIND (SW) |  | KING_SW_KINGSW | UPTON | WIND | WEST | 2001 | 78 | 78 | 78 | 78 | 78 | 78 | 78 | 78 | 78 | 78 | 78
515 | LANGFORD WIND POWER |  | LGD_LANGFORD | TOM GREEN | WIND | WEST | 2009 | 155 | 155 | 155 | 155 | 155 | 155 | 155 | 155 | 155 | 155 | 155
516 | LOGANS GAP WIND I U1 |  | LGW_UNIT1 | COMANCHE | WIND | NORTH | 2015 | 106.3 | 106.3 | 106.3 | 106.3 | 106.3 | 106.3 | 106.3 | 106.3 | 106.3 | 106.3 | 106.3
517 | LOGANS GAP WIND I U2 |  | LGW_UNIT2 | COMANCHE | WIND | NORTH | 2015 | 103.8 | 103.8 | 103.8 | 103.8 | 103.8 | 103.8 | 103.8 | 103.8 | 103.8 | 103.8 | 103.8
518 | LONE STAR WIND 1 (MESQUITE) |  | LNCRK_G83 | SHACKELFORD | WIND | WEST | 2006 | 200 | 200 | 200 | 200 | 200 | 200 | 200 | 200 | 200 | 200 | 200
519 | LONE STAR WIND 2 (POST OAK) U1 |  | LNCRK2_G871 | SHACKELFORD | WIND | WEST | 2007 | 100 | 100 | 100 | 100 | 100 | 100 | 100 | 100 | 100 | 100 | 100
520 | LONE STAR WIND 2 (POST OAK) U2 |  | LNCRK2_G872 | SHACKELFORD | WIND | WEST | 2007 | 100 | 100 | 100 | 100 | 100 | 100 | 100 | 100 | 100 | 100 | 100
521 | LONGHORN WIND NORTH U1 |  | LHORN_N_UNIT1 | FLOYD | WIND | PANHANDLE | 2015 | 100 | 100 | 100 | 100 | 100 | 100 | 100 | 100 | 100 | 100 | 100
522 | LONGHORN WIND NORTH U2 |  | LHORN_N_UNIT2 | FLOYD | WIND | PANHANDLE | 2015 | 100 | 100 | 100 | 100 | 100 | 100 | 100 | 100 | 100 | 100 | 100
523 | LORAINE WINDPARK I |  | LONEWOLF_G1 | MITCHELL | WIND | WEST | 2010 | 49.5 | 49.5 | 49.5 | 49.5 | 49.5 | 49.5 | 49.5 | 49.5 | 49.5 | 49.5 | 49.5
524 | LORAINE WINDPARK II |  | LONEWOLF_G2 | MITCHELL | WIND | WEST | 2010 | 51 | 51 | 51 | 51 | 51 | 51 | 51 | 51 | 51 | 51 | 51
525 | LORAINE WINDPARK III |  | LONEWOLF_G3 | MITCHELL | WIND | WEST | 2011 | 25.5 | 25.5 | 25.5 | 25.5 | 25.5 | 25.5 | 25.5 | 25.5 | 25.5 | 25.5 | 25.5
526 | LORAINE WINDPARK IV |  | LONEWOLF_G4 | MITCHELL | WIND | WEST | 2011 | 24 | 24 | 24 | 24 | 24 | 24 | 24 | 24 | 24 | 24 | 24
527 | LOS VIENTOS III WIND |  | LV3_UNIT_1 | STARR | WIND | SOUTH | 2015 | 200 | 200 | 200 | 200 | 200 | 200 | 200 | 200 | 200 | 200 | 200
528 | LOS VIENTOS IV WIND |  | LV4_UNIT_1 | STARR | WIND | SOUTH | 2016 | 200 | 200 | 200 | 200 | 200 | 200 | 200 | 200 | 200 | 200 | 200
529 | LOS VIENTOS V WIND |  | LV5_UNIT_1 | STARR | WIND | SOUTH | 2016 | 110 | 110 | 110 | 110 | 110 | 110 | 110 | 110 | 110 | 110 | 110
530 | MARIAH DEL NORTE 1 |  | MARIAH_NORTE1 | PARMER | WIND | PANHANDLE | 2017 | 115.2 | 115.2 | 115.2 | 115.2 | 115.2 | 115.2 | 115.2 | 115.2 | 115.2 | 115.2 | 115.2
531 | MARIAH DEL NORTE 2 |  | MARIAH_NORTE2 | PARMER | WIND | PANHANDLE | 2017 | 115.2 | 115.2 | 115.2 | 115.2 | 115.2 | 115.2 | 115.2 | 115.2 | 115.2 | 115.2 | 115.2
532 | MESQUITE CREEK WIND 1 |  | MESQCRK_WND1 | DAWSON | WIND | WEST | 2015 | 105.6 | 105.6 | 105.6 | 105.6 | 105.6 | 105.6 | 105.6 | 105.6 | 105.6 | 105.6 | 105.6
533 | MESQUITE CREEK WIND 2 |  | MESQCRK_WND2 | DAWSON | WIND | WEST | 2015 | 105.6 | 105.6 | 105.6 | 105.6 | 105.6 | 105.6 | 105.6 | 105.6 | 105.6 | 105.6 | 105.6
534 | MIAMI WIND G1 |  | MIAM1_G1 | GRAY | WIND | PANHANDLE | 2014 | 144.3 | 144.3 | 144.3 | 144.3 | 144.3 | 144.3 | 144.3 | 144.3 | 144.3 | 144.3 | 144.3
535 | MIAMI WIND G2 |  | MIAM1_G2 | GRAY | WIND | PANHANDLE | 2014 | 144.3 | 144.3 | 144.3 | 144.3 | 144.3 | 144.3 | 144.3 | 144.3 | 144.3 | 144.3 | 144.3
536 | MCADOO WIND |  | MWEC_G1 | DICKENS | WIND | PANHANDLE | 2008 | 150 | 150 | 150 | 150 | 150 | 150 | 150 | 150 | 150 | 150 | 150
537 | NIELS BOHR WIND A (BEARKAT WIND A) |  | NBOHR_UNIT1 | GLASSCOCK | WIND | WEST | 2018 | 196.6 | 196.6 | 196.6 | 196.6 | 196.6 | 196.6 | 196.6 | 196.6 | 196.6 | 196.6 | 196.6
538 | NOTREES WIND 1 |  | NWF_NWF1 | WINKLER | WIND | WEST | 2009 | 92.6 | 92.6 | 92.6 | 92.6 | 92.6 | 92.6 | 92.6 | 92.6 | 92.6 | 92.6 | 92.6
539 | NOTREES WIND 2 |  | NWF_NWF2 | WINKLER | WIND | WEST | 2009 | 60 | 60 | 60 | 60 | 60 | 60 | 60 | 60 | 60 | 60 | 60
540 | OCOTILLO WIND |  | OWF_OWF | HOWARD | WIND | WEST | 2008 | 58.8 | 58.8 | 58.8 | 58.8 | 58.8 | 58.8 | 58.8 | 58.8 | 58.8 | 58.8 | 58.8
541 | OLD SETTLER WIND |  | COTPLNS_OLDSETLR | FLOYD COUNTY | WIND | PANHANDLE | 2017 | 151.2 | 151.2 | 151.2 | 151.2 | 151.2 | 151.2 | 151.2 | 151.2 | 151.2 | 151.2 | 151.2
542 | PANHANDLE WIND 1 U1 |  | PH1_UNIT1 | CARSON | WIND | PANHANDLE | 2014 | 109.2 | 109.2 | 109.2 | 109.2 | 109.2 | 109.2 | 109.2 | 109.2 | 109.2 | 109.2 | 109.2
543 | PANHANDLE WIND 1 U2 |  | PH1_UNIT2 | CARSON | WIND | PANHANDLE | 2014 | 109.2 | 109.2 | 109.2 | 109.2 | 109.2 | 109.2 | 109.2 | 109.2 | 109.2 | 109.2 | 109.2
544 | PANHANDLE WIND 2 U1 |  | PH2_UNIT1 | CARSON | WIND | PANHANDLE | 2014 | 94.2 | 94.2 | 94.2 | 94.2 | 94.2 | 94.2 | 94.2 | 94.2 | 94.2 | 94.2 | 94.2
545 | PANHANDLE WIND 2 U2 |  | PH2_UNIT2 | CARSON | WIND | PANHANDLE | 2014 | 96.6 | 96.6 | 96.6 | 96.6 | 96.6 | 96.6 | 96.6 | 96.6 | 96.6 | 96.6 | 96.6
546 | PANTHER CREEK WIND 1 |  | PC_NORTH_PANTHER1 | HOWARD | WIND | WEST | 2008 | 142.5 | 142.5 | 142.5 | 142.5 | 142.5 | 142.5 | 142.5 | 142.5 | 142.5 | 142.5 | 142.5
547 | PANTHER CREEK WIND 2 |  | PC_SOUTH_PANTHER2 | HOWARD | WIND | WEST | 2008 | 115.5 | 115.5 | 115.5 | 115.5 | 115.5 | 115.5 | 115.5 | 115.5 | 115.5 | 115.5 | 115.5
548 | PANTHER CREEK WIND 3 |  | PC_SOUTH_PANTHER3 | HOWARD | WIND | WEST | 2009 | 199.5 | 199.5 | 199.5 | 199.5 | 199.5 | 199.5 | 199.5 | 199.5 | 199.5 | 199.5 | 199.5
549 | PECOS WIND 1 (WOODWARD) |  | WOODWRD1_WOODWRD1 | PECOS | WIND | WEST | 2001 | 91.9 | 91.9 | 91.9 | 91.9 | 91.9 | 91.9 | 91.9 | 91.9 | 91.9 | 91.9 | 91.9
550 | PECOS WIND 2 (WOODWARD) |  | WOODWRD2_WOODWRD2 | PECOS | WIND | WEST | 2001 | 86 | 86 | 86 | 86 | 86 | 86 | 86 | 86 | 86 | 86 | 86
551 | PYRON WIND 1 |  | PYR_PYRON1 | SCURRY | WIND | WEST | 2008 | 121.5 | 121.5 | 121.5 | 121.5 | 121.5 | 121.5 | 121.5 | 121.5 | 121.5 | 121.5 | 121.5
552 | PYRON WIND 2 |  | PYR_PYRON2 | SCURRY AND FISHER | WIND | WEST | 2008 | 127.5 | 127.5 | 127.5 | 127.5 | 127.5 | 127.5 | 127.5 | 127.5 | 127.5 | 127.5 | 127.5
553 | RATTLESNAKE DEN WIND PHASE 1 G1 |  | RSNAKE_G1 | GLASSCOCK | WIND | WEST | 2015 | 104.3 | 104.3 | 104.3 | 104.3 | 104.3 | 104.3 | 104.3 | 104.3 | 104.3 | 104.3 | 104.3
554 | RATTLESNAKE DEN WIND PHASE 1 G2 |  | RSNAKE_G2 | GLASSCOCK | WIND | WEST | 2015 | 103 | 103 | 103 | 103 | 103 | 103 | 103 | 103 | 103 | 103 | 103
555 | RED CANYON WIND |  | RDCANYON_RDCNY1 | BORDEN | WIND | WEST | 2006 | 84 | 84 | 84 | 84 | 84 | 84 | 84 | 84 | 84 | 84 | 84
556 | ROCK SPRINGS VAL VERDE WIND (FERMI) 1 |  | FERMI_WIND1 | VAL VERDE | WIND | WEST | 2017 | 121.9 | 121.9 | 121.9 | 121.9 | 121.9 | 121.9 | 121.9 | 121.9 | 121.9 | 121.9 | 121.9
557 | ROCK SPRINGS VAL VERDE WIND (FERMI) 2 |  | FERMI_WIND2 | VAL VERDE | WIND | WEST | 2017 | 27.4 | 27.4 | 27.4 | 27.4 | 27.4 | 27.4 | 27.4 | 27.4 | 27.4 | 27.4 | 27.4
558 | ROSCOE WIND |  | TKWSW1_ROSCOE | NOLAN | WIND | WEST | 2008 | 114 | 114 | 114 | 114 | 114 | 114 | 114 | 114 | 114 | 114 | 114
559 | ROSCOE WIND 2A |  | TKWSW1_ROSCOE2A | NOLAN | WIND | WEST | 2008 | 95 | 95 | 95 | 95 | 95 | 95 | 95 | 95 | 95 | 95 | 95
560 | ROUTE 66 WIND |  | ROUTE_66_WIND1 | CARSON | WIND | PANHANDLE | 2015 | 150 | 150 | 150 | 150 | 150 | 150 | 150 | 150 | 150 | 150 | 150
561 | RTS WIND |  | RTS_U1 | MCCULLOCH | WIND | SOUTH | 2018 | 160 | 160 | 160 | 160 | 160 | 160 | 160 | 160 | 160 | 160 | 160
562 | SALT FORK 1 WIND 1 |  | SALTFORK_UNIT1 | DONLEY | WIND | PANHANDLE | 2017 | 64 | 64 | 64 | 64 | 64 | 64 | 64 | 64 | 64 | 64 | 64
563 | SALT FORK 1 WIND 2 |  | SALTFORK_UNIT2 | DONLEY | WIND | PANHANDLE | 2017 | 110 | 110 | 110 | 110 | 110 | 110 | 110 | 110 | 110 | 110 | 110
564 | SAND BLUFF WIND |  | MCDLD_SBW1 | GLASSCOCK | WIND | WEST | 2008 | 90 | 90 | 90 | 90 | 90 | 90 | 90 | 90 | 90 | 90 | 90
565 | SENDERO WIND ENERGY |  | EXGNSND_WIND_1 | JIM HOGG | WIND | SOUTH | 2015 | 76 | 76 | 76 | 76 | 76 | 76 | 76 | 76 | 76 | 76 | 76
566 | SENATE WIND |  | SENATEWD_UNIT1 | JACK | WIND | NORTH | 2012 | 150 | 150 | 150 | 150 | 150 | 150 | 150 | 150 | 150 | 150 | 150
567 | SHANNON WIND |  | SHANNONW_UNIT_1 | CLAY | WIND | WEST | 2015 | 204.1 | 204.1 | 204.1 | 204.1 | 204.1 | 204.1 | 204.1 | 204.1 | 204.1 | 204.1 | 204.1
568 | SHERBINO 1 WIND |  | KEO_KEO_SM1 | PECOS | WIND | WEST | 2008 | 150 | 150 | 150 | 150 | 150 | 150 | 150 | 150 | 150 | 150 | 150
569 | SHERBINO 2 WIND | 19INR0120 | KEO_SHRBINO2 | PECOS | WIND | WEST | 2011 | 145 | 132 | 132 | 132 | 132 | 132 | 132 | 132 | 132 | 132 | 132
570 | SILVER STAR WIND |  | FLTCK_SSI | EASTLAND | WIND | NORTH | 2008 | 60 | 60 | 60 | 60 | 60 | 60 | 60 | 60 | 60 | 60 | 60
571 | SNYDER WIND | 20INR0257 | ENAS_ENA1 | SCURRY | WIND | WEST | 2007 | 63 | 109.2 | 109.2 | 109.2 | 109.2 | 109.2 | 109.2 | 109.2 | 109.2 | 109.2 | 109.2
572 | SOUTH PLAINS WIND I |  | SPLAIN1_WIND1 | FLOYD | WIND | PANHANDLE | 2015 | 102 | 102 | 102 | 102 | 102 | 102 | 102 | 102 | 102 | 102 | 102
573 | SOUTH PLAINS WIND 2 |  | SPLAIN1_WIND2 | FLOYD | WIND | PANHANDLE | 2015 | 98 | 98 | 98 | 98 | 98 | 98 | 98 | 98 | 98 | 98 | 98
574 | SOUTH PLAINS WIND II A |  | SPLAIN2_WIND21 | FLOYD | WIND | PANHANDLE | 2016 | 148.5 | 148.5 | 148.5 | 148.5 | 148.5 | 148.5 | 148.5 | 148.5 | 148.5 | 148.5 | 148.5
575 | SOUTH PLAINS WIND II B |  | SPLAIN2_WIND22 | FLOYD | WIND | PANHANDLE | 2016 | 151.8 | 151.8 | 151.8 | 151.8 | 151.8 | 151.8 | 151.8 | 151.8 | 151.8 | 151.8 | 151.8
576 | SOUTH TRENT WIND |  | STWF_T1 | NOLAN | WIND | WEST | 2008 | 98.2 | 98.2 | 98.2 | 98.2 | 98.2 | 98.2 | 98.2 | 98.2 | 98.2 | 98.2 | 98.2
577 | SPINNING SPUR WIND TWO |  | SSPURTWO_WIND_1 | OLDHAM | WIND | PANHANDLE | 2014 | 161 | 161 | 161 | 161 | 161 | 161 | 161 | 161 | 161 | 161 | 161
578 | SPINNING SPUR 3 [WIND 1] |  | SSPURTWO_SS3WIND1 | OLDHAM | WIND | PANHANDLE | 2015 | 96 | 96 | 96 | 96 | 96 | 96 | 96 | 96 | 96 | 96 | 96
579 | SPINNING SPUR 3 [WIND 2] |  | SSPURTWO_SS3WIND2 | OLDHAM | WIND | PANHANDLE | 2015 | 98 | 98 | 98 | 98 | 98 | 98 | 98 | 98 | 98 | 98 | 98
580 | STANTON WIND ENERGY |  | SWEC_G1 | MARTIN | WIND | WEST | 2008 | 120 | 120 | 120 | 120 | 120 | 120 | 120 | 120 | 120 | 120 | 120
581 | STEPHENS RANCH WIND 1 |  | SRWE1_UNIT1 | BORDEN | WIND | WEST | 2014 | 211.2 | 211.2 | 211.2 | 211.2 | 211.2 | 211.2 | 211.2 | 211.2 | 211.2 | 211.2 | 211.2
582 | STEPHENS RANCH WIND 2 |  | SRWE1_SRWE2 | BORDEN | WIND | WEST | 2015 | 164.7 | 164.7 | 164.7 | 164.7 | 164.7 | 164.7 | 164.7 | 164.7 | 164.7 | 164.7 | 164.7
583 | SWEETWATER WIND 1 |  | SWEETWND_WND1 | NOLAN | WIND | WEST | 2003 | 42.5 | 42.5 | 42.5 | 42.5 | 42.5 | 42.5 | 42.5 | 42.5 | 42.5 | 42.5 | 42.5
584 | SWEETWATER WIND 2A |  | SWEETWN2_WND24 | NOLAN | WIND | WEST | 2006 | 17 | 17 | 17 | 17 | 17 | 17 | 17 | 17 | 17 | 17 | 17
585 | SWEETWATER WIND 2B |  | SWEETWN2_WND2 | NOLAN | WIND | WEST | 2004 | 98.8 | 98.8 | 98.8 | 98.8 | 98.8 | 98.8 | 98.8 | 98.8 | 98.8 | 98.8 | 98.8
586 | SWEETWATER WIND 3A |  | SWEETWN3_WND3A | NOLAN | WIND | WEST | 2011 | 34 | 34 | 34 | 34 | 34 | 34 | 34 | 34 | 34 | 34 | 34
587 | SWEETWATER WIND 3B |  | SWEETWN3_WND3B | NOLAN | WIND | WEST | 2011 | 117 | 117 | 117 | 117 | 117 | 117 | 117 | 117 | 117 | 117 | 117
588 | SWEETWATER WIND 4-5 |  | SWEETWN4_WND5 | NOLAN | WIND | WEST | 2007 | 85 | 85 | 85 | 85 | 85 | 85 | 85 | 85 | 85 | 85 | 85
589 | SWEETWATER WIND 4-4B |  | SWEETWN4_WND4B | NOLAN | WIND | WEST | 2007 | 112 | 112 | 112 | 112 | 112 | 112 | 112 | 112 | 112 | 112 | 112
590 | SWEETWATER WIND 4-4A |  | SWEETWN4_WND4A | NOLAN | WIND | WEST | 2007 | 125 | 125 | 125 | 125 | 125 | 125 | 125 | 125 | 125 | 125 | 125
591 | TAHOKA WIND 1 |  | TAHOKA_UNIT_1 | LYNN | WIND | WEST | 2019 | 150 | 150 | 150 | 150 | 150 | 150 | 150 | 150 | 150 | 150 | 150
592 | TAHOKA WIND 2 |  | TAHOKA_UNIT_2 | LYNN | WIND | WEST | 2019 | 150 | 150 | 150 | 150 | 150 | 150 | 150 | 150 | 150 | 150 | 150
593 | TEXAS BIG SPRING WIND a |  | SGMTN_SIGNALMT | HOWARD | WIND | WEST | 1999 | 27.7 | 27.7 | 27.7 | 27.7 | 27.7 | 27.7 | 27.7 | 27.7 | 27.7 | 27.7 | 27.7
594 | TEXAS BIG SPRING WIND b |  | SGMTN_SIGNALM2 | HOWARD | WIND | WEST | 1999 | 6.6 | 6.6 | 6.6 | 6.6 | 6.6 | 6.6 | 6.6 | 6.6 | 6.6 | 6.6 | 6.6
595 | TRENT WIND |  | TRENT_TRENT | NOLAN | WIND | WEST | 2001 | 150 | 150 | 150 | 150 | 150 | 150 | 150 | 150 | 150 | 150 | 150
596 | TRINITY HILLS WIND 1 | 20INR0019 | TRINITY_TH1_BUS1 | YOUNG | WIND | WEST | 2012 | 117.5 | 104 | 104 | 104 | 104 | 104 | 104 | 104 | 104 | 104 | 104
597 | TRINITY HILLS WIND 2 | 20INR0019 | TRINITY_TH1_BUS2 | YOUNG | WIND | WEST | 2012 | 107.5 | 94 | 94 | 94 | 94 | 94 | 94 | 94 | 94 | 94 | 94
598 | TURKEY TRACK WIND |  | TTWEC_G1 | NOLAN | WIND | WEST | 2008 | 169.5 | 169.5 | 169.5 | 169.5 | 169.5 | 169.5 | 169.5 | 169.5 | 169.5 | 169.5 | 169.5
599 | TYLER BLUFF WIND |  | TYLRWIND_UNIT1 | COOKE | WIND | NORTH | 2017 | 125.6 | 125.6 | 125.6 | 125.6 | 125.6 | 125.6 | 125.6 | 125.6 | 125.6 | 125.6 | 125.6
600 | WAKE WIND 1 |  | WAKEWE_G1 | DICKENS | WIND | PANHANDLE | 2016 | 114.9 | 114.9 | 114.9 | 114.9 | 114.9 | 114.9 | 114.9 | 114.9 | 114.9 | 114.9 | 114.9
601 | WAKE WIND 2 |  | WAKEWE_G2 | DICKENS | WIND | PANHANDLE | 2016 | 142.3 | 142.3 | 142.3 | 142.3 | 142.3 | 142.3 | 142.3 | 142.3 | 142.3 | 142.3 | 142.3
602 | WEST TEXAS WIND |  | SW_MESA_SW_MESA | UPTON | WIND | WEST | 1999 | 80.3 | 80.3 | 80.3 | 80.3 | 80.3 | 80.3 | 80.3 | 80.3 | 80.3 | 80.3 | 80.3
603 | WHIRLWIND ENERGY |  | WEC_WECG1 | FLOYD | WIND | PANHANDLE | 2007 | 57 | 57 | 57 | 57 | 57 | 57 | 57 | 57 | 57 | 57 | 57
604 | WHITETAIL WIND |  | EXGNWTL_WIND_1 | WEBB | WIND | SOUTH | 2012 | 92.3 | 92.3 | 92.3 | 92.3 | 92.3 | 92.3 | 92.3 | 92.3 | 92.3 | 92.3 | 92.3
605 | WINDTHORST 2 WIND |  | WNDTHST2_UNIT1 | ARCHER | WIND | WEST | 2014 | 67.6 | 67.6 | 67.6 | 67.6 | 67.6 | 67.6 | 67.6 | 67.6 | 67.6 | 67.6 | 67.6
606 | WKN MOZART WIND |  | MOZART_WIND_1 | KENT | WIND | WEST | 2012 | 30 | 30 | 30 | 30 | 30 | 30 | 30 | 30 | 30 | 30 | 30
607 | WILLOW SPRINGS WIND A |  | SALVTION_UNIT1 | HASKELL | WIND | WEST | 2017 | 125 | 125 | 125 | 125 | 125 | 125 | 125 | 125 | 125 | 125 | 125
608 | WILLOW SPRINGS WIND B |  | SALVTION_UNIT2 | HASKELL | WIND | WEST | 2017 | 125 | 125 | 125 | 125 | 125 | 125 | 125 | 125 | 125 | 125 | 125
609 | WOLF RIDGE WIND |  | WHTTAIL_WR1 | COOKE | WIND | NORTH | 2008 | 112.5 | 112.5 | 112.5 | 112.5 | 112.5 | 112.5 | 112.5 | 112.5 | 112.5 | 112.5 | 112.5
610 | TSTC WEST TEXAS WIND |  | DG_ROSC2_1UNIT | NOLAN | WIND | WEST | 2008 | 2 | 2 | 2 | 2 | 2 | 2 | 2 | 2 | 2 | 2 | 2
611 | WOLF FLATS WIND (WIND MGT) |  | DG_TURL_UNIT1 | HALL | WIND | PANHANDLE | 2007 | 1 | 1 | 1 | 1 | 1 | 1 | 1 | 1 | 1 | 1 | 1
612 | Operational Wind Capacity Sub-total (Non-Coastal Counties) | [6 empty] | 19239.5 | 19245.7 | 19245.7 | 19245.7 | 19245.7 | 19245.7 | 19245.7 | 19245.7 | 19245.7 | 19245.7 | 19245.7
613 | Wind Peak Average Capacity Percentage (Non-Coastal) |  | WIND_PEAK_PCT_NC | % |  |  |  | 20 | 20 | 20 | 20 | 20 | 20 | 20 | 20 | 20 | 20 | 20
614
615 | BAFFIN WIND UNIT1 |  | BAFFIN_UNIT1 | KENEDY | WIND-C | COASTAL | 2016 | 100 | 100 | 100 | 100 | 100 | 100 | 100 | 100 | 100 | 100 | 100
616 | BAFFIN WIND UNIT2 |  | BAFFIN_UNIT2 | KENEDY | WIND-C | COASTAL | 2016 | 102 | 102 | 102 | 102 | 102 | 102 | 102 | 102 | 102 | 102 | 102
617 | BRUENNING'S BREEZE A |  | BBREEZE_UNIT1 | WILLACY | WIND-C | COASTAL | 2017 | 120 | 120 | 120 | 120 | 120 | 120 | 120 | 120 | 120 | 120 | 120
618 | BRUENNING'S BREEZE B |  | BBREEZE_UNIT2 | WILLACY | WIND-C | COASTAL | 2017 | 108 | 108 | 108 | 108 | 108 | 108 | 108 | 108 | 108 | 108 | 108
619 | CAMERON COUNTY WIND |  | CAMWIND_UNIT1 | CAMERON | WIND-C | COASTAL | 2016 | 165 | 165 | 165 | 165 | 165 | 165 | 165 | 165 | 165 | 165 | 165
620 | CHAPMAN RANCH WIND IA (SANTA CRUZ) |  | SANTACRU_UNIT1 | NUECES | WIND-C | COASTAL | 2017 | 150.6 | 150.6 | 150.6 | 150.6 | 150.6 | 150.6 | 150.6 | 150.6 | 150.6 | 150.6 | 150.6
621 | CHAPMAN RANCH WIND IB (SANTA CRUZ) |  | SANTACRU_UNIT2 | NUECES | WIND-C | COASTAL | 2017 | 98.4 | 98.4 | 98.4 | 98.4 | 98.4 | 98.4 | 98.4 | 98.4 | 98.4 | 98.4 | 98.4
622 | GULF WIND I |  | TGW_T1 | KENEDY | WIND-C | COASTAL | 2010 | 141.6 | 141.6 | 141.6 | 141.6 | 141.6 | 141.6 | 141.6 | 141.6 | 141.6 | 141.6 | 141.6
623 | GULF WIND II |  | TGW_T2 | KENEDY | WIND-C | COASTAL | 2010 | 141.6 | 141.6 | 141.6 | 141.6 | 141.6 | 141.6 | 141.6 | 141.6 | 141.6 | 141.6 | 141.6
624 | LOS VIENTOS WIND I |  | LV1_LV1A | WILLACY | WIND-C | COASTAL | 2013 | 200.1 | 200.1 | 200.1 | 200.1 | 200.1 | 200.1 | 200.1 | 200.1 | 200.1 | 200.1 | 200.1
625 | LOS VIENTOS WIND II |  | LV1_LV1B | WILLACY | WIND-C | COASTAL | 2013 | 201.6 | 201.6 | 201.6 | 201.6 | 201.6 | 201.6 | 201.6 | 201.6 | 201.6 | 201.6 | 201.6
626 | MAGIC VALLEY WIND (REDFISH) 1A |  | REDFISH_MV1A | WILLACY | WIND-C | COASTAL | 2012 | 99.8 | 99.8 | 99.8 | 99.8 | 99.8 | 99.8 | 99.8 | 99.8 | 99.8 | 99.8 | 99.8
627 | MAGIC VALLEY WIND (REDFISH) 1B |  | REDFISH_MV1B | WILLACY | WIND-C | COASTAL | 2012 | 103.5 | 103.5 | 103.5 | 103.5 | 103.5 | 103.5 | 103.5 | 103.5 | 103.5 | 103.5 | 103.5
628 | PAPALOTE CREEK WIND |  | PAP1_PAP1 | SAN PATRICIO | WIND-C | COASTAL | 2009 | 179.9 | 179.9 | 179.9 | 179.9 | 179.9 | 179.9 | 179.9 | 179.9 | 179.9 | 179.9 | 179.9
629 | PAPALOTE CREEK WIND II |  | COTTON_PAP2 | SAN PATRICIO | WIND-C | COASTAL | 2010 | 200.1 | 200.1 | 200.1 | 200.1 | 200.1 | 200.1 | 200.1 | 200.1 | 200.1 | 200.1 | 200.1
630 | PENASCAL WIND 1 |  | PENA_UNIT1 | KENEDY | WIND-C | COASTAL | 2009 | 160.8 | 160.8 | 160.8 | 160.8 | 160.8 | 160.8 | 160.8 | 160.8 | 160.8 | 160.8 | 160.8
631 | PENASCAL WIND 2 |  | PENA_UNIT2 | KENEDY | WIND-C | COASTAL | 2009 | 141.6 | 141.6 | 141.6 | 141.6 | 141.6 | 141.6 | 141.6 | 141.6 | 141.6 | 141.6 | 141.6
632 | PENASCAL WIND 3 |  | PENA3_UNIT3 | KENEDY | WIND-C | COASTAL | 2011 | 100.8 | 100.8 | 100.8 | 100.8 | 100.8 | 100.8 | 100.8 | 100.8 | 100.8 | 100.8 | 100.8
633 | SAN ROMAN WIND |  | SANROMAN_WIND_1 | CAMERON | WIND-C | COASTAL | 2017 | 95.2 | 95.2 | 95.2 | 95.2 | 95.2 | 95.2 | 95.2 | 95.2 | 95.2 | 95.2 | 95.2
634 | STELLA WIND |  | STELLA_UNIT1 | KENEDY | WIND-C | COASTAL | 2018 | 201 | 201 | 201 | 201 | 201 | 201 | 201 | 201 | 201 | 201 | 201
635 | HARBOR WIND |  | DG_NUECE_6UNITS | NUECES | WIND-C | COASTAL | 2012 | 9 | 9 | 9 | 9 | 9 | 9 | 9 | 9 | 9 | 9 | 9
636 | Operational Wind Capacity Sub-total (Coastal Counties) | [6 empty] | 2820.6 | 2820.6 | 2820.6 | 2820.6 | 2820.6 | 2820.6 | 2820.6 | 2820.6 | 2820.6 | 2820.6 | 2820.6
637 | Wind Peak Average Capacity Percentage (Coastal) |  | WIND_PEAK_PCT_C | % |  |  |  | 43 | 43 | 43 | 43 | 43 | 43 | 43 | 43 | 43 | 43 | 43
638
639 | Operational Wind Capacity Total (All Counties) |  | WIND_OPERATIONAL |  |  |  |  | 22060.1 | 22066.3 | 22066.3 | 22066.3 | 22066.3 | 22066.3 | 22066.3 | 22066.3 | 22066.3 | 22066.3 | 22066.3
640
641 | Operational Resources (Solar)
642 | ACACIA SOLAR |  | ACACIA_UNIT_1 | PRESIDIO | SOLAR | WEST | 2012 | 10 | 10 | 10 | 10 | 10 | 10 | 10 | 10 | 10 | 10 | 10
643 | BHE SOLAR PEARL PROJECT (SIRIUS 2) |  | SIRIUS_UNIT2 | PECOS | SOLAR | WEST | 2017 | 49.1 | 49.1 | 49.1 | 49.1 | 49.1 | 49.1 | 49.1 | 49.1 | 49.1 | 49.1 | 49.1
644 | BNB LAMESA SOLAR (PHASE I) |  | LMESASLR_UNIT1 | DAWSON | SOLAR | WEST | 2018 | 101.6 | 101.6 | 101.6 | 101.6 | 101.6 | 101.6 | 101.6 | 101.6 | 101.6 | 101.6 | 101.6
645 | BNB LAMESA SOLAR (PHASE II) |  | LMESASLR_IVORY | DAWSON | SOLAR | WEST | 2018 | 50 | 50 | 50 | 50 | 50 | 50 | 50 | 50 | 50 | 50 | 50
646 | CASTLE GAP SOLAR |  | CASL_GAP_UNIT1 | UPTON | SOLAR | WEST | 2018 | 180 | 180 | 180 | 180 | 180 | 180 | 180 | 180 | 180 | 180 | 180
647 | FS BARILLA SOLAR-PECOS |  | HOVEY_UNIT1 | PECOS | SOLAR | WEST | 2015 | 22 | 22 | 22 | 22 | 22 | 22 | 22 | 22 | 22 | 22 | 22
648 | FS EAST PECOS SOLAR |  | BOOTLEG_UNIT1 | PECOS | SOLAR | WEST | 2017 | 121.1 | 121.1 | 121.1 | 121.1 | 121.1 | 121.1 | 121.1 | 121.1 | 121.1 | 121.1 | 121.1
649 | OCI ALAMO 1 SOLAR |  | OCI_ALM1_UNIT1 | BEXAR | SOLAR | SOUTH | 2013 | 39.2 | 39.2 | 39.2 | 39.2 | 39.2 | 39.2 | 39.2 | 39.2 | 39.2 | 39.2 | 39.2
650 | OCI ALAMO 4 SOLAR-BRACKETVILLE |  | ECLIPSE_UNIT1 | KINNEY | SOLAR | SOUTH | 2014 | 37.6 | 37.6 | 37.6 | 37.6 | 37.6 | 37.6 | 37.6 | 37.6 | 37.6 | 37.6 | 37.6
651 | OCI ALAMO 5 (DOWNIE RANCH) |  | HELIOS_UNIT1 | UVALDE | SOLAR | SOUTH | 2015 | 95 | 95 | 95 | 95 | 95 | 95 | 95 | 95 | 95 | 95 | 95
652 | OCI ALAMO 6 (SIRIUS/WEST TEXAS) |  | SIRIUS_UNIT1 | PECOS | SOLAR | WEST | 2017 | 110.2 | 110.2 | 110.2 | 110.2 | 110.2 | 110.2 | 110.2 | 110.2 | 110.2 | 110.2 | 110.2
653 | OCI ALAMO 7 (PAINT CREEK) |  | SOLARA_UNIT1 | HASKELL | SOLAR | WEST | 2016 | 106.4 | 106.4 | 106.4 | 106.4 | 106.4 | 106.4 | 106.4 | 106.4 | 106.4 | 106.4 | 106.4
654 | RE ROSEROCK SOLAR 1 |  | REROCK_UNIT1 | PECOS | SOLAR | WEST | 2016 | 78.8 | 78.8 | 78.8 | 78.8 | 78.8 | 78.8 | 78.8 | 78.8 | 78.8 | 78.8 | 78.8
655 | RE ROSEROCK SOLAR 2 |  | REROCK_UNIT2 | PECOS | SOLAR | WEST | 2016 | 78.8 | 78.8 | 78.8 | 78.8 | 78.8 | 78.8 | 78.8 | 78.8 | 78.8 | 78.8 | 78.8
656 | RIGGINS (SE BUCKTHORN WESTEX SOLAR) |  | RIGGINS_UNIT1 | PECOS | SOLAR | WEST | 2018 | 150 | 150 | 150 | 150 | 150 | 150 | 150 | 150 | 150 | 150 | 150
657 | SOLAIREHOLMAN 1 |  | LASSO_UNIT1 | BREWSTER | SOLAR | WEST | 2018 | 50 | 50 | 50 | 50 | 50 | 50 | 50 | 50 | 50 | 50 | 50
658 | SP-TX-12-PHASE B |  | SPTX12B_UNIT1 | UPTON | SOLAR | WEST | 2017 | 157.5 | 157.5 | 157.5 | 157.5 | 157.5 | 157.5 | 157.5 | 157.5 | 157.5 | 157.5 | 157.5
659 | WAYMARK SOLAR |  | WAYMARK_UNIT1 | UPTON | SOLAR | WEST | 2018 | 182 | 182 | 182 | 182 | 182 | 182 | 182 | 182 | 182 | 182 | 182
660 | WEBBERVILLE SOLAR |  | WEBBER_S_WSP1 | TRAVIS | SOLAR | SOUTH | 2011 | 26.7 | 26.7 | 26.7 | 26.7 | 26.7 | 26.7 | 26.7 | 26.7 | 26.7 | 26.7 | 26.7
661 | COMMERCE_SOLAR |  | DG_ X443PV1_SWRI_PV1 | BEXAR | SOLAR | SOUTH | 2019 | 5 | 5 | 5 | 5 | 5 | 5 | 5 | 5 | 5 | 5 | 5
662 | BECK 1 |  | DG_CECSOLAR_DG_BECK1 | BEXAR | SOLAR | SOUTH | 2016 | 1 | 1 | 1 | 1 | 1 | 1 | 1 | 1 | 1 | 1 | 1
663 | BLUE WING 1 SOLAR |  | DG_BROOK_1UNIT | BEXAR | SOLAR | SOUTH | 2010 | 7.6 | 7.6 | 7.6 | 7.6 | 7.6 | 7.6 | 7.6 | 7.6 | 7.6 | 7.6 | 7.6
664 | BLUE WING 2 SOLAR |  | DG_ELEM_1UNIT | BEXAR | SOLAR | SOUTH | 2010 | 7.3 | 7.3 | 7.3 | 7.3 | 7.3 | 7.3 | 7.3 | 7.3 | 7.3 | 7.3 | 7.3
665 | BOVINE SOLAR LLC |  | DG_BOVINE_BOVINE | AUSTIN | SOLAR | SOUTH | 2018 | 5 | 5 | 5 | 5 | 5 | 5 | 5 | 5 | 5 | 5 | 5
666 | BOVINE SOLAR LLC |  | DG_BOVINE2_BOVINE2 | AUSTIN | SOLAR | SOUTH | 2018 | 5 | 5 | 5 | 5 | 5 | 5 | 5 | 5 | 5 | 5 | 5
667 | BRONSON SOLAR I |  | DG_BRNSN_BRNSN | FORT BEND | SOLAR | HOUSTON | 2018 | 5 | 5 | 5 | 5 | 5 | 5 | 5 | 5 | 5 | 5 | 5
668 | BRONSON SOLAR II |  | DG_BRNSN2_BRNSN2 | FORT BEND | SOLAR | HOUSTON | 2018 | 5 | 5 | 5 | 5 | 5 | 5 | 5 | 5 | 5 | 5 | 5
669 | CASCADE SOLAR I |  | DG_CASCADE_CASCADE | WHARTON | SOLAR | SOUTH | 2018 | 5 | 5 | 5 | 5 | 5 | 5 | 5 | 5 | 5 | 5 | 5
670 | CASCADE SOLAR II |  | DG_CASCADE2_CASCADE2 | WHARTON | SOLAR | SOUTH | 2018 | 5 | 5 | 5 | 5 | 5 | 5 | 5 | 5 | 5 | 5 | 5
671 | CHISUM SOLAR |  | DG_CHISUM_CHISUM | LAMAR | SOLAR | NORTH | 2018 | 10 | 10 | 10 | 10 | 10 | 10 | 10 | 10 | 10 | 10 | 10
672 | EDDY SOLAR II |  | DG_EDDYII_EDDYII | MCLENNAN | SOLAR | NORTH | 2018 | 10 | 10 | 10 | 10 | 10 | 10 | 10 | 10 | 10 | 10 | 10
673 | FIFTH GENERATION SOLAR 1 |  | DG_FGSOLAR1 | TRAVIS | SOLAR | SOUTH | 2016 | 1.6 | 1.6 | 1.6 | 1.6 | 1.6 | 1.6 | 1.6 | 1.6 | 1.6 | 1.6 | 1.6
674 | HIGHWAY 56 |  | DG_HWY56_HWY56 | GRAYSON | SOLAR | NORTH | 2017 | 5.3 | 5.3 | 5.3 | 5.3 | 5.3 | 5.3 | 5.3 | 5.3 | 5.3 | 5.3 | 5.3
675 | HM SEALY SOLAR 1 |  | DG_SEALY_1UNIT | AUSTIN | SOLAR | SOUTH | 2015 | 1.6 | 1.6 | 1.6 | 1.6 | 1.6 | 1.6 | 1.6 | 1.6 | 1.6 | 1.6 | 1.6
676 | LEON |  | DG_LEON_LEON | HUNT | SOLAR | NORTH | 2017 | 10 | 10 | 10 | 10 | 10 | 10 | 10 | 10 | 10 | 10 | 10
677 | MARLIN |  | DG_MARLIN_MARLIN | FALLS | SOLAR | NORTH | 2017 | 5.3 | 5.3 | 5.3 | 5.3 | 5.3 | 5.3 | 5.3 | 5.3 | 5.3 | 5.3 | 5.3
678 | MARS SOLAR (DG) |  | DG_MARS_MARS | WEBB | SOLAR | SOUTH | 2019 | 10 | 10 | 10 | 10 | 10 | 10 | 10 | 10 | 10 | 10 | 10
679 | NORTH GAINESVILLE |  | DG_NGNSVL_NGAINESV | COOKE | SOLAR | NORTH | 2017 | 5.2 | 5.2 | 5.2 | 5.2 | 5.2 | 5.2 | 5.2 | 5.2 | 5.2 | 5.2 | 5.2
680 | OCI ALAMO 2 SOLAR-ST. HEDWIG |  | DG_STHWG_UNIT1 | BEXAR | SOLAR | SOUTH | 2014 | 4.4 | 4.4 | 4.4 | 4.4 | 4.4 | 4.4 | 4.4 | 4.4 | 4.4 | 4.4 | 4.4
681 | OCI ALAMO 3-WALZEM SOLAR |  | DG_WALZM_UNIT1 | BEXAR | SOLAR | SOUTH | 2014 | 5.5 | 5.5 | 5.5 | 5.5 | 5.5 | 5.5 | 5.5 | 5.5 | 5.5 | 5.5 | 5.5
682 | POWERFIN KINGSBERY |  | DG_PFK_PFKPV | TRAVIS | SOLAR | SOUTH | 2017 | 2.6 | 2.6 | 2.6 | 2.6 | 2.6 | 2.6 | 2.6 | 2.6 | 2.6 | 2.6 | 2.6
683 | RENEWABLE ENERGY ALTERNATIVES-CCS1 |  | DG_COSERVSS_CCS1 | DENTON | SOLAR | NORTH | 2015 | 2 | 2 | 2 | 2 | 2 | 2 | 2 | 2 | 2 | 2 | 2
684 | STERLING |  | DG_STRLING_STRLING | HUNT | SOLAR | NORTH | 2018 | 10 | 10 | 10 | 10 | 10 | 10 | 10 | 10 | 10 | 10 | 10
685 | SUNEDISON RABEL ROAD SOLAR |  | DG_VALL1_1UNIT | BEXAR | SOLAR | SOUTH | 2012 | 9.9 | 9.9 | 9.9 | 9.9 | 9.9 | 9.9 | 9.9 | 9.9 | 9.9 | 9.9 | 9.9
686 | SUNEDISON VALLEY ROAD SOLAR |  | DG_VALL2_1UNIT | BEXAR | SOLAR | SOUTH | 2012 | 9.9 | 9.9 | 9.9 | 9.9 | 9.9 | 9.9 | 9.9 | 9.9 | 9.9 | 9.9 | 9.9
687 | SUNEDISON CPS3 SOMERSET 1 SOLAR |  | DG_SOME1_1UNIT | BEXAR | SOLAR | SOUTH | 2012 | 5.6 | 5.6 | 5.6 | 5.6 | 5.6 | 5.6 | 5.6 | 5.6 | 5.6 | 5.6 | 5.6
688 | SUNEDISON SOMERSET 2 SOLAR |  | DG_SOME2_1UNIT | BEXAR | SOLAR | SOUTH | 2012 | 5 | 5 | 5 | 5 | 5 | 5 | 5 | 5 | 5 | 5 | 5
689 | WALNUT SPRINGS |  | DG_WLNTSPRG_1UNIT | BOSQUE | SOLAR | NORTH | 2016 | 10 | 10 | 10 | 10 | 10 | 10 | 10 | 10 | 10 | 10 | 10
690 | WEST MOORE II |  | DG_WMOOREII_WMOOREII | GRAYSON | SOLAR | NORTH | 2018 | 5 | 5 | 5 | 5 | 5 | 5 | 5 | 5 | 5 | 5 | 5
691 | WHITESBORO |  | DG_WBORO_WHTSBORO | GRAYSON | SOLAR | NORTH | 2017 | 5 | 5 | 5 | 5 | 5 | 5 | 5 | 5 | 5 | 5 | 5
692 | WHITESBORO II |  | DG_WBOROII_WHBOROII | GRAYSON | SOLAR | NORTH | 2017 | 5 | 5 | 5 | 5 | 5 | 5 | 5 | 5 | 5 | 5 | 5
693 | WHITEWRIGHT |  | DG_WHTRT_WHTRGHT | FANNIN | SOLAR | NORTH | 2017 | 10 | 10 | 10 | 10 | 10 | 10 | 10 | 10 | 10 | 10 | 10
694 | WHITNEY SOLAR |  | DG_WHITNEY_SOLAR1 | BOSQUE | SOLAR | NORTH | 2017 | 10 | 10 | 10 | 10 | 10 | 10 | 10 | 10 | 10 | 10 | 10
695 | YELLOW JACKET SOLAR |  | DG_YLWJACKET_YLWJACKET | BOSQUE | SOLAR | NORTH | 2018 | 5 | 5 | 5 | 5 | 5 | 5 | 5 | 5 | 5 | 5 | 5
696 | Operational Capacity Total (Solar) | [6 empty] | 1860.8 | 1860.8 | 1860.8 | 1860.8 | 1860.8 | 1860.8 | 1860.8 | 1860.8 | 1860.8 | 1860.8 | 1860.8
697 | Solar Peak Average Capacity Percentage |  | SOLAR_PEAK_PCT | % |  |  |  | 12 | 12 | 12 | 12 | 12 | 12 | 12 | 12 | 12 | 12 | 12
698
699 | Operational Resources (Storage)
700 | BLUE SUMMIT BATTERY |  | BLSUMMIT_BATTERY | WILBARGER | STORAGE | WEST | 2017 | 30 | 30 | 30 | 30 | 30 | 30 | 30 | 30 | 30 | 30 | 30
701 | INADALE ESS |  | INDL_ESS | NOLAN | STORAGE | WEST | 2018 | 9.9 | 9.9 | 9.9 | 9.9 | 9.9 | 9.9 | 9.9 | 9.9 | 9.9 | 9.9 | 9.9
702 | NOTREES BATTERY FACILITY |  | NWF_NBS | WINKLER | STORAGE | WEST | 2013 | 33.7 | 33.7 | 33.7 | 33.7 | 33.7 | 33.7 | 33.7 | 33.7 | 33.7 | 33.7 | 33.7
703 | PYRON ESS |  | PYR_ESS | SCURRY | STORAGE | WEST | 2018 | 9.9 | 9.9 | 9.9 | 9.9 | 9.9 | 9.9 | 9.9 | 9.9 | 9.9 | 9.9 | 9.9
704 | OCI ALAMO 1 |  | DG_OCI_ALM1_ASTRO1 | BEXAR | STORAGE | SOUTH | 2016 | 1 | 1 | 1 | 1 | 1 | 1 | 1 | 1 | 1 | 1 | 1
705 | TOS BATTERY STORAGE |  | DG_TOSBATT_UNIT1 | MIDLAND | STORAGE | WEST | 2017 | 2 | 2 | 2 | 2 | 2 | 2 | 2 | 2 | 2 | 2 | 2
706 | Operational Capacity Total (Storage) | [6 empty] | 86.5 | 86.5 | 86.5 | 86.5 | 86.5 | 86.5 | 86.5 | 86.5 | 86.5 | 86.5 | 86.5
707 | Storage Peak Average Capacity Percentage |  | STORAGE_PEAK_PCT | % |  |  |  | 0 | 0 | 0 | 0 | 0 | 0 | 0 | 0 | 0 | 0 | 0
708
709 | Reliability Must-Run (RMR) Capacity |  | RMR_CAP_CONT |  |  |  |  | 0 | 0 | 0 | 0 | 0 | 0 | 0 | 0 | 0 | 0 | 0
710
711 | Capacity Pending Retirement |  | PENDRETIRE_CAP |  |  |  |  | 0 | 0 | 0 | 0 | 0 | 0 | 0 | 0 | 0 | 0 | 0
712
713 | Non-Synchronous Tie Resources
714 | EAST TIE |  | DC_E | FANNIN | OTHER | NORTH |  | 600 | 600 | 600 | 600 | 600 | 600 | 600 | 600 | 600 | 600 | 600
715 | NORTH TIE |  | DC_N | WILBARGER | OTHER | WEST |  | 220 | 220 | 220 | 220 | 220 | 220 | 220 | 220 | 220 | 220 | 220
716 | EAGLE PASS TIE |  | DC_S | MAVERICK | OTHER | SOUTH |  | 30 | 30 | 30 | 30 | 30 | 30 | 30 | 30 | 30 | 30 | 30
717 | LAREDO VFT TIE |  | DC_L | WEBB | OTHER | SOUTH |  | 100 | 100 | 100 | 100 | 100 | 100 | 100 | 100 | 100 | 100 | 100
718 | SHARYLAND RAILROAD TIE |  | DC_R | HIDALGO | OTHER | SOUTH |  | 150 | 150 | 150 | 150 | 150 | 150 | 150 | 150 | 150 | 150 | 150
719 | SHARYLAND RAILROAD TIE 2 |  | DC_R2 | HIDALGO | OTHER | SOUTH |  | 150 | 150 | 150 | 150 | 150 | 150 | 150 | 150 | 150 | 150 | 150
720 | Non-Synchronous Ties Total | [6 empty] | 1250 | 1250 | 1250 | 1250 | 1250 | 1250 | 1250 | 1250 | 1250 | 1250 | 1250
721 | Non-Synchronous Ties Peak Average Capacity Percentage |  | DCTIE_PEAK_PCT | % |  |  |  | 67 | 67 | 67 | 67 | 67 | 67 | 67 | 67 | 67 | 67 | 67
722
723 | Planned Thermal Resources with Executed SGIA, Air Permit, GHG Permit and Proof of Adequate Water Supplies
724 | FGE TEXAS I PROJECT | 16INR0010 |  | MITCHELL | GAS | WEST | 2021 | 0 | 0 | 742.9 | 742.9 | 742.9 | 742.9 | 742.9 | 742.9 | 742.9 | 742.9 | 742.9
725 | HALYARD HENDERSON | 16INR0045 |  | HENDERSON | GAS | NORTH | 2021 | 0 | 0 | 484 | 484 | 484 | 484 | 484 | 484 | 484 | 484 | 484
726 | HALYARD WHARTON ENERGY CENTER | 16INR0044 |  | WHARTON | GAS | SOUTH | 2021 | 0 | 0 | 484 | 484 | 484 | 484 | 484 | 484 | 484 | 484 | 484
727 | HUDSON (BRAZORIA ENERGY G) | 16INR0076 |  | BRAZORIA | GAS | COASTAL | 2019 | 96 | 96 | 96 | 96 | 96 | 96 | 96 | 96 | 96 | 96 | 96
728 | MIRAGE | 17INR0022 |  | HARRIS | GAS | HOUSTON | 2019 | 11 | 11 | 11 | 11 | 11 | 11 | 11 | 11 | 11 | 11 | 11
729 | VICTORIA CITY (CITYVICT) | 18INR0035 |  | REFUGIO | GAS | COASTAL | 2019 | 100 | 100 | 100 | 100 | 100 | 100 | 100 | 100 | 100 | 100 | 100
730 | VICTORIA PORT (VICTPORT) | 17INR0045 |  | CALHOUN | GAS | COASTAL | 2019 | 100 | 100 | 100 | 100 | 100 | 100 | 100 | 100 | 100 | 100 | 100
731 | Planned Capacity Total (Nuclear, Coal, Gas, Biomass) | [6 empty] | 307 | 307 | 2017.9 | 2017.9 | 2017.9 | 2017.9 | 2017.9 | 2017.9 | 2017.9 | 2017.9 | 2017.9
732
733 | Planned Wind Resources with Executed SGIA
734 | ARMSTRONG WIND | 18INR0029 |  | ARMSTRONG | WIND | PANHANDLE | 2020 | 0 | 253 | 253 | 253 | 253 | 253 | 253 | 253 | 253 | 253 | 253
735 | BARROW RANCH (JUMBO HILL WIND) | 18INR0038 |  | ANDREWS | WIND | WEST | 2019 | 160 | 160 | 160 | 160 | 160 | 160 | 160 | 160 | 160 | 160 | 160
736 | BLUE SUMMIT II | 18INR0070 |  | WILBARGER | WIND | WEST | 2019 | 102 | 102 | 102 | 102 | 102 | 102 | 102 | 102 | 102 | 102 | 102
737 | BLUE SUMMIT WIND III | 19INR0182 |  | WILBARGER | WIND | WEST | 2019 | 200 | 200 | 200 | 200 | 200 | 200 | 200 | 200 | 200 | 200 | 200
738 | CABEZON WIND (RIO BRAVO I WIND) | 17INR0005 |  | STARR | WIND | SOUTH | 2019 | 237.6 | 237.6 | 237.6 | 237.6 | 237.6 | 237.6 | 237.6 | 237.6 | 237.6 | 237.6 | 237.6
739 | CACTUS FLATS WIND | 16INR0086 |  | CONCHO | WIND | WEST | 2019 | 148.4 | 148.4 | 148.4 | 148.4 | 148.4 | 148.4 | 148.4 | 148.4 | 148.4 | 148.4 | 148.4
740 | CANADIAN BREAKS WIND | 13INR0026 |  | OLDHAM | WIND | PANHANDLE | 2019 | 210 | 210 | 210 | 210 | 210 | 210 | 210 | 210 | 210 | 210 | 210
741 | CANYON WIND | 18INR0030 |  | SCURRY | WIND | WEST | 2020 | 0 | 360 | 360 | 360 | 360 | 360 | 360 | 360 | 360 | 360 | 360
742 | COYOTE WIND | 17INR0027b |  | SCURRY | WIND | WEST | 2020 | 0 | 242.5 | 242.5 | 242.5 | 242.5 | 242.5 | 242.5 | 242.5 | 242.5 | 242.5 | 242.5
743 | DARMSTADT | 18INR0023 |  | SCHLEICHER | WIND | WEST | 2019 | 0 | 200.9 | 200.9 | 200.9 | 200.9 | 200.9 | 200.9 | 200.9 | 200.9 | 200.9 | 200.9
744 | EASTER WIND | 15INR0063 |  | CASTRO | WIND | PANHANDLE | 2020 | 0 | 307.5 | 307.5 | 307.5 | 307.5 | 307.5 | 307.5 | 307.5 | 307.5 | 307.5 | 307.5
745 | EDMONDSON RANCH WIND | 18INR0043 |  | GLASSCOCK | WIND | WEST | 2020 | 0 | 292.5 | 292.5 | 292.5 | 292.5 | 292.5 | 292.5 | 292.5 | 292.5 | 292.5 | 292.5
746 | FOARD CITY WIND | 19INR0019 |  | FOARD | WIND | WEST | 2019 | 350 | 350 | 350 | 350 | 350 | 350 | 350 | 350 | 350 | 350 | 350
747 | GOODNIGHT WIND | 14INR0033 |  | ARMSTRONG | WIND | PANHANDLE | 2020 | 0 | 504.4 | 504.4 | 504.4 | 504.4 | 504.4 | 504.4 | 504.4 | 504.4 | 504.4 | 504.4
748 | GOPHER CREEK WIND | 18INR0067 |  | BORDEN | WIND | WEST | 2019 | 158 | 158 | 158 | 158 | 158 | 158 | 158 | 158 | 158 | 158 | 158
749 | GRAPE CREEK WIND | 19INR0156 |  | COKE | WIND | WEST | 2020 | 0 | 525 | 525 | 525 | 525 | 525 | 525 | 525 | 525 | 525 | 525
750 | GRIFFIN TRAIL WIND | 20INR0052 |  | KNOX | WIND | WEST | 2020 | 0 | 201.6 | 201.6 | 201.6 | 201.6 | 201.6 | 201.6 | 201.6 | 201.6 | 201.6 | 201.6
751 | HARALD (BEARKAT WIND B) | 15INR0064b |  | GLASSCOCK | WIND | WEST | 2019 | 0 | 162.1 | 162.1 | 162.1 | 162.1 | 162.1 | 162.1 | 162.1 | 162.1 | 162.1 | 162.1
752 | HART WIND | 16INR0033 |  | CASTRO | WIND | PANHANDLE | 2020 | 0 | 0 | 150 | 150 | 150 | 150 | 150 | 150 | 150 | 150 | 150
753 | HIDALGO II WIND | 19INR0053 |  | HIDALGO | WIND | SOUTH | 2019 | 51 | 51 | 51 | 51 | 51 | 51 | 51 | 51 | 51 | 51 | 51
754 | HIGH LONESOME W | 19INR0038 |  | CROCKETT | WIND | WEST | 2019 | 449.5 | 449.5 | 449.5 | 449.5 | 449.5 | 449.5 | 449.5 | 449.5 | 449.5 | 449.5 | 449.5
755 | KONTIKI 1 WIND (ERIK) | 19INR0099a |  | GLASSCOCK | WIND | WEST | 2020 | 0 | 255.3 | 255.3 | 255.3 | 255.3 | 255.3 | 255.3 | 255.3 | 255.3 | 255.3 | 255.3
756 | KONTIKI 2 WIND (ERNEST) | 19INR0099b |  | GLASSCOCK | WIND | WEST | 2021 | 0 | 0 | 255.3 | 255.3 | 255.3 | 255.3 | 255.3 | 255.3 | 255.3 | 255.3 | 255.3
757 | LAS LOMAS WIND | 16INR0111 |  | STARR | WIND | SOUTH | 2019 | 0 | 200 | 200 | 200 | 200 | 200 | 200 | 200 | 200 | 200 | 200
758 | LOCKETT WIND FARM | 16INR0062b |  | WILBARGER | WIND | WEST | 2019 | 184 | 184 | 184 | 184 | 184 | 184 | 184 | 184 | 184 | 184 | 184
759 | LOMA PINTA WIND | 16INR0112 |  | LA SALLE | WIND | SOUTH | 2019 | 200 | 200 | 200 | 200 | 200 | 200 | 200 | 200 | 200 | 200 | 200
760 | LORAINE WINDPARK PHASE III | 18INR0068 |  | MITCHELL | WIND | WEST | 2020 | 0 | 100 | 100 | 100 | 100 | 100 | 100 | 100 | 100 | 100 | 100
761 | MARIAH DEL ESTE | 13INR0010a |  | PARMER | WIND | PANHANDLE | 2020 | 0 | 152.5 | 152.5 | 152.5 | 152.5 | 152.5 | 152.5 | 152.5 | 152.5 | 152.5 | 152.5
762 | MAVERICK CREEK I | 20INR0045 |  | CONCHO | WIND | WEST | 2020 | 0 | 268.5 | 268.5 | 268.5 | 268.5 | 268.5 | 268.5 | 268.5 | 268.5 | 268.5 | 268.5
763 | MAVERICK CREEK II | 20INR0046 |  | CONCHO | WIND | WEST | 2020 | 0 | 255.9 | 255.9 | 255.9 | 255.9 | 255.9 | 255.9 | 255.9 | 255.9 | 255.9 | 255.9
764 | MESTENO WIND | 16INR0081 |  | STARR | WIND | SOUTH | 2020 | 0 | 201.6 | 201.6 | 201.6 | 201.6 | 201.6 | 201.6 | 201.6 | 201.6 | 201.6 | 201.6
765 | NORTHDRAW WIND | 13INR0025 |  | RANDALL | WIND | PANHANDLE | 2020 | 0 | 150 | 150 | 150 | 150 | 150 | 150 | 150 | 150 | 150 | 150
766 | OVEJA WIND | 18INR0033 |  | IRION | WIND | WEST | 2019 | 300 | 300 | 300 | 300 | 300 | 300 | 300 | 300 | 300 | 300 | 300
767 | PANHANDLE WIND 3 | 14INR0030c |  | CARSON | WIND | PANHANDLE | 2020 | 0 | 248 | 248 | 248 | 248 | 248 | 248 | 248 | 248 | 248 | 248
768 | PRAIRIE HILL WIND | 19INR0100 |  | MCLENNAN | WIND | NORTH | 2020 | 0 | 300 | 300 | 300 | 300 | 300 | 300 | 300 | 300 | 300 | 300
769 | PUMPKIN FARM WIND | 16INR0037c |  | FLOYD | WIND | PANHANDLE | 2020 | 0 | 280.9 | 280.9 | 280.9 | 280.9 | 280.9 | 280.9 | 280.9 | 280.9 | 280.9 | 280.9
770 | RANCHERO WIND | 20INR0011 |  | CROCKETT | WIND | WEST | 2019 | 300 | 300 | 300 | 300 | 300 | 300 | 300 | 300 | 300 | 300 | 300
771 | RELOJ DEL SOL WIND | 17INR0025 |  | ZAPATA | WIND | SOUTH | 2020 | 0 | 202 | 202 | 202 | 202 | 202 | 202 | 202 | 202 | 202 | 202
772 | RTS 2 WIND (HEART OF TEXAS WIND) | 18INR0016 |  | MCCULLOCH | WIND | SOUTH | 2020 | 0 | 179.9 | 179.9 | 179.9 | 179.9 | 179.9 | 179.9 | 179.9 | 179.9 | 179.9 | 179.9
773 | S_HILLS WIND (LITTLE MOUNTAIN WIND) | 12INR0055 |  | BAYLOR | WIND | WEST | 2019 | 30.2 | 30.2 | 30.2 | 30.2 | 30.2 | 30.2 | 30.2 | 30.2 | 30.2 | 30.2 | 30.2
774 | SAGE DRAW WIND | 19INR0163 |  | LYNN | WIND | WEST | 2020 | 0 | 338 | 338 | 338 | 338 | 338 | 338 | 338 | 338 | 338 | 338
775 | TG EAST WIND | 19INR0052 |  | KNOX | WIND | WEST | 2020 | 0 | 275.6 | 275.6 | 275.6 | 275.6 | 275.6 | 275.6 | 275.6 | 275.6 | 275.6 | 275.6
776 | TORRECILLAS WIND | 14INR0045 |  | WEBB | WIND | SOUTH | 2019 | 300.5 | 300.5 | 300.5 | 300.5 | 300.5 | 300.5 | 300.5 | 300.5 | 300.5 | 300.5 | 300.5
777 | VERA WIND | 19INR0051 |  | KNOX | WIND | WEST | 2020 | 0 | 242.8 | 242.8 | 242.8 | 242.8 | 242.8 | 242.8 | 242.8 | 242.8 | 242.8 | 242.8
778 | WHITE MESA WIND | 19INR0128 |  | CROCKETT | WIND | WEST | 2020 | 0 | 500 | 500 | 500 | 500 | 500 | 500 | 500 | 500 | 500 | 500
779 | WHITEHORSE WIND | 19INR0080 |  | FISHER | WIND | WEST | 2019 | 0 | 418.9 | 418.9 | 418.9 | 418.9 | 418.9 | 418.9 | 418.9 | 418.9 | 418.9 | 418.9
780 | WILDROSE WIND (SWISHER WIND) | 13INR0038 |  | SWISHER | WIND | PANHANDLE | 2021 | 0 | 0 | 0 | 302.5 | 302.5 | 302.5 | 302.5 | 302.5 | 302.5 | 302.5 | 302.5
781 | WILSON RANCH (INFINITY LIVE OAK WIND) | 12INR0060 |  | SCHLEICHER | WIND | WEST | 2019 | 199.5 | 199.5 | 199.5 | 199.5 | 199.5 | 199.5 | 199.5 | 199.5 | 199.5 | 199.5 | 199.5
782 | WKN AMADEUS WIND | 14INR0009 |  | FISHER | WIND | WEST | 2020 | 0 | 245.9 | 245.9 | 245.9 | 245.9 | 245.9 | 245.9 | 245.9 | 245.9 | 245.9 | 245.9
783 | CHALUPA WIND | 20INR0042 |  | CAMERON | WIND-C | COASTAL | 2020 | 0 | 0 | 174 | 174 | 174 | 174 | 174 | 174 | 174 | 174 | 174
784 | CRANEL WIND | 19INR0112 |  | REFUGIO | WIND-C | COASTAL | 2019 | 0 | 220 | 220 | 220 | 220 | 220 | 220 | 220 | 220 | 220 | 220
785 | KARANKAWA 2 WIND FARM | 19INR0074 |  | SAN PATRICIO | WIND-C | COASTAL | 2019 | 0 | 101 | 101 | 101 | 101 | 101 | 101 | 101 | 101 | 101 | 101
786 | KARANKAWA WIND ALT A | 18INR0014 |  | SAN PATRICIO | WIND-C | COASTAL | 2019 | 0 | 206.6 | 206.6 | 206.6 | 206.6 | 206.6 | 206.6 | 206.6 | 206.6 | 206.6 | 206.6
787 | LAS MAJADAS WIND | 17INR0035 |  | WILLACY | WIND-C | COASTAL | 2020 | 0 | 272.8 | 272.8 | 272.8 | 272.8 | 272.8 | 272.8 | 272.8 | 272.8 | 272.8 | 272.8
788 | MIDWAY FARMS WIND | 11INR0054 |  | SAN PATRICIO | WIND-C | COASTAL | 2019 | 162.9 | 162.9 | 162.9 | 162.9 | 162.9 | 162.9 | 162.9 | 162.9 | 162.9 | 162.9 | 162.9
789 | PALMAS ALTAS WIND | 17INR0037 |  | CAMERON | WIND-C | COASTAL | 2020 | 0 | 144.9 | 144.9 | 144.9 | 144.9 | 144.9 | 144.9 | 144.9 | 144.9 | 144.9 | 144.9
790 | SHAFFER (PATRIOT WIND/PETRONILLA) | 11INR0062 |  | NUECES | WIND-C | COASTAL | 2019 | 226 | 226 | 226 | 226 | 226 | 226 | 226 | 226 | 226 | 226 | 226
791 | PEYTON CREEK WIND | 18INR0018 |  | MATAGORDA | WIND-C | COASTAL | 2019 | 151.2 | 151.2 | 151.2 | 151.2 | 151.2 | 151.2 | 151.2 | 151.2 | 151.2 | 151.2 | 151.2
792 | EAST RAYMOND WIND | 18INR0059 |  | WILLACY | WIND-C | COASTAL | 2020 | 0 | 201.6 | 201.6 | 201.6 | 201.6 | 201.6 | 201.6 | 201.6 | 201.6 | 201.6 | 201.6
793 | Planned Capacity Total (Wind) | [6 empty] | 4120.8 | 13133 | 13712.3 | 14014.8 | 14014.8 | 14014.8 | 14014.8 | 14014.8 | 14014.8 | 14014.8 | 14014.8
794
795 | Planned Wind Capacity Sub-total (Non-Coastal Counties) |  | WIND_PLANNED_NC |  |  |  |  | 3580.7 | 11446 | 11851.3 | 12153.8 | 12153.8 | 12153.8 | 12153.8 | 12153.8 | 12153.8 | 12153.8 | 12153.8
796 | Wind Peak Average Capacity Percentage (Non-Coastal) |  | WIND_PL_PEAK_PCT_NC | % |  |  |  | 20 | 20 | 20 | 20 | 20 | 20 | 20 | 20 | 20 | 20 | 20
797
798 | Planned Wind Capacity Sub-total (Coastal Counties) |  | WIND_PLANNED_C |  |  |  |  | 540.1 | 1687 | 1861 | 1861 | 1861 | 1861 | 1861 | 1861 | 1861 | 1861 | 1861
799 | Wind Peak Average Capacity Percentage (Coastal) |  | WIND_PL_PEAK_PCT_C | % |  |  |  | 43 | 43 | 43 | 43 | 43 | 43 | 43 | 43 | 43 | 43 | 43
800
801 | Planned Solar Resources with Executed SGIA
802 | AGATE SOLAR | 20INR0023 |  | ELLIS | SOLAR | NORTH | 2020 | 0 | 60 | 60 | 60 | 60 | 60 | 60 | 60 | 60 | 60 | 60
803 | ARAGORN SOLAR | 19INR0088 |  | CULBERSON | SOLAR | WEST | 2021 | 0 | 0 | 186.3 | 186.3 | 186.3 | 186.3 | 186.3 | 186.3 | 186.3 | 186.3 | 186.3
804 | BLUEBELL SOLAR (CAPRICORN RIDGE SOLAR) | 16INR0019 |  | COKE | SOLAR | WEST | 2019 | 30 | 30 | 30 | 30 | 30 | 30 | 30 | 30 | 30 | 30 | 30
805 | EMERALD GROVE SOLAR (PECOS SOLAR POWER I) | 15INR0059 |  | PECOS | SOLAR | WEST | 2020 | 0 | 108 | 108 | 108 | 108 | 108 | 108 | 108 | 108 | 108 | 108
806 | FOWLER RANCH | 18INR0039 |  | CRANE | SOLAR | WEST | 2020 | 0 | 150 | 150 | 150 | 150 | 150 | 150 | 150 | 150 | 150 | 150
807 | GALLOWAY SOLAR | 19INR0121 |  | CONCHO | SOLAR | WEST | 2020 | 0 | 360 | 360 | 360 | 360 | 360 | 360 | 360 | 360 | 360 | 360
808 | GARNET SOLAR | 20INR0021 |  | WILLIAMSON | SOLAR | SOUTH | 2020 | 0 | 20 | 20 | 20 | 20 | 20 | 20 | 20 | 20 | 20 | 20
809 | GREASEWOOD SOLAR | 19INR0034 |  | PECOS | SOLAR | WEST | 2020 | 0 | 200 | 200 | 200 | 200 | 200 | 200 | 200 | 200 | 200 | 200
810 | HOLSTEIN SOLAR | 19INR0009 |  | NOLAN | SOLAR | WEST | 2020 | 0 | 204 | 204 | 204 | 204 | 204 | 204 | 204 | 204 | 204 | 204
811 | HOVEY (BARILLA SOLAR 1B) | 12INR0059b |  | PECOS | SOLAR | WEST | 2019 | 7.4 | 7.4 | 7.4 | 7.4 | 7.4 | 7.4 | 7.4 | 7.4 | 7.4 | 7.4 | 7.4
812 | IP TITAN | 20INR0032 |  | CULBERSON | SOLAR | WEST | 2021 | 0 | 0 | 272 | 272 | 272 | 272 | 272 | 272 | 272 | 272 | 272
813 | JUNO SOLAR | 21INR0026 |  | BORDEN | SOLAR | WEST | 2021 | 0 | 0 | 495 | 495 | 495 | 495 | 495 | 495 | 495 | 495 | 495
814 | LAPETUS SOLAR 2 | 19INR0185 |  | ANDREWS | SOLAR | WEST | 2019 | 0 | 100 | 100 | 100 | 100 | 100 | 100 | 100 | 100 | 100 | 100
815 | LILY SOLAR | 19INR0044 |  | KAUFMAN | SOLAR | NORTH | 2020 | 0 | 150 | 150 | 150 | 150 | 150 | 150 | 150 | 150 | 150 | 150
816 | LONG DRAW SOLAR | 18INR0055 |  | BORDEN | SOLAR | WEST | 2020 | 0 | 225 | 225 | 225 | 225 | 225 | 225 | 225 | 225 | 225 | 225
817 | MISAE SOLAR | 18INR0045 |  | CHILDRESS | SOLAR | PANHANDLE | 2019 | 240.8 | 240.8 | 240.8 | 240.8 | 240.8 | 240.8 | 240.8 | 240.8 | 240.8 | 240.8 | 240.8
818 | MISAE SOLAR II | 20INR0091 |  | CHILDRESS | SOLAR | PANHANDLE | 2020 | 0 | 0 | 517.3 | 517.3 | 517.3 | 517.3 | 517.3 | 517.3 | 517.3 | 517.3 | 517.3
819 | MUSTANG CREEK SOLAR | 18INR0050 |  | JACKSON | SOLAR | SOUTH | 2020 | 0 | 150 | 150 | 150 | 150 | 150 | 150 | 150 | 150 | 150 | 150
820 | NAZARETH SOLAR | 16INR0049 |  | CASTRO | SOLAR | PANHANDLE | 2021 | 0 | 0 | 201 | 201 | 201 | 201 | 201 | 201 | 201 | 201 | 201
821 | OBERON SOLAR | 19INR0083 |  | ECTOR | SOLAR | WEST | 2019 | 0 | 180 | 180 | 180 | 180 | 180 | 180 | 180 | 180 | 180 | 180
822 | OXY SOLAR | 19INR0184 |  | ECTOR | SOLAR | WEST | 2019 | 16.2 | 16.2 | 16.2 | 16.2 | 16.2 | 16.2 | 16.2 | 16.2 | 16.2 | 16.2 | 16.2
823 | PFLUGERVILLE SOLAR | 15INR0090 |  | TRAVIS | SOLAR | SOUTH | 2020 | 0 | 0 | 144 | 144 | 144 | 144 | 144 | 144 | 144 | 144 | 144
824 | PHOEBE SOLAR | 19INR0029 |  | WINKLER | SOLAR | WEST | 2019 | 250 | 250 | 250 | 250 | 250 | 250 | 250 | 250 | 250 | 250 | 250
825 | PROSPERO SOLAR | 19INR0092 |  | ANDREWS | SOLAR | WEST | 2020 | 0 | 300 | 300 | 300 | 300 | 300 | 300 | 300 | 300 | 300 | 300
826 | QUEEN SOLAR | 19INR0102 |  | UPTON | SOLAR | WEST | 2019 | 0 | 400 | 400 | 400 | 400 | 400 | 400 | 400 | 400 | 400 | 400
827 | RAMBLER SOLAR | 19INR0114 |  | TOM GREEN | SOLAR | WEST | 2019 | 0 | 150 | 150 | 150 | 150 | 150 | 150 | 150 | 150 | 150 | 150
828 | RAYOS DEL SOL | 19INR0045 |  | CAMERON | SOLAR | COASTAL | 2020 | 0 | 0 | 150 | 150 | 150 | 150 | 150 | 150 | 150 | 150 | 150
829 | RE MAPLEWOOD 2A SOLAR | 17INR0020a |  | PECOS | SOLAR | WEST | 2020 | 0 | 222 | 222 | 222 | 222 | 222 | 222 | 222 | 222 | 222 | 222
830 | RE MAPLEWOOD 2B SOLAR | 17INR0020b |  | PECOS | SOLAR | WEST | 2020 | 0 | 0 | 28 | 28 | 28 | 28 | 28 | 28 | 28 | 28 | 28
831 | RE MAPLEWOOD 2C SOLAR | 17INR0020c |  | PECOS | SOLAR | WEST | 2021 | 0 | 0 | 250 | 250 | 250 | 250 | 250 | 250 | 250 | 250 | 250
832 | SHAKES SOLAR | 19INR0073 |  | ZAVALA | SOLAR | SOUTH | 2020 | 0 | 206 | 206 | 206 | 206 | 206 | 206 | 206 | 206 | 206 | 206
833 | SODA LAKE SOLAR 1 | 18INR0040 |  | CRANE | SOLAR | WEST | 2020 | 0 | 0 | 200 | 200 | 200 | 200 | 200 | 200 | 200 | 200 | 200
834 | SODA LAKE SOLAR 2 | 20INR0143 |  | CRANE | SOLAR | WEST | 2020 | 0 | 0 | 200 | 200 | 200 | 200 | 200 | 200 | 200 | 200 | 200
835 | SPINEL SOLAR | 20INR0025 |  | MEDINA | SOLAR | SOUTH | 2020 | 0 | 30 | 30 | 30 | 30 | 30 | 30 | 30 | 30 | 30 | 30
836 | TAYGETE SOLAR | 20INR0054 |  | PECOS | SOLAR | WEST | 2020 | 0 | 254.2 | 254.2 | 254.2 | 254.2 | 254.2 | 254.2 | 254.2 | 254.2 | 254.2 | 254.2
837 | TAYGETE II SOLAR | 21INR0233 |  | PECOS | SOLAR | WEST | 2021 | 0 | 0 | 256.3 | 256.3 | 256.3 | 256.3 | 256.3 | 256.3 | 256.3 | 256.3 | 256.3
838 | UPTON SOLAR | 16INR0114 |  | UPTON | SOLAR | WEST | 2020 | 0 | 104.6 | 104.6 | 104.6 | 104.6 | 104.6 | 104.6 | 104.6 | 104.6 | 104.6 | 104.6
839 | WEST OF PECOS SOLAR | 14INR0044 |  | REEVES | SOLAR | WEST | 2019 | 0 | 100 | 100 | 100 | 100 | 100 | 100 | 100 | 100 | 100 | 100
840 | Planned Capacity Total (Solar) | [6 empty] | 544.4 | 4218.2 | 7118.1 | 7118.1 | 7118.1 | 7118.1 | 7118.1 | 7118.1 | 7118.1 | 7118.1 | 7118.1
841 | Solar Peak Average Capacity Percentage |  | SOLAR_PL_PEAK_PCT | % |  |  |  | 12 | 12 | 12 | 12 | 12 | 12 | 12 | 12 | 12 | 12 | 12
842
843 | Planned Storage Resources with Executed SGIA
844 | CASTLE GAP BATTERY |  |  | UPTON | OTHER | WEST | 2018 | 9.9 | 9.9 | 9.9 | 9.9 | 9.9 | 9.9 | 9.9 | 9.9 | 9.9 | 9.9 | 9.9
845 | COMMERCE ST ESS |  |  | BEXAR | OTHER | SOUTH | 2019 | 10 | 10 | 10 | 10 | 10 | 10 | 10 | 10 | 10 | 10 | 10
846 | JOHNSON CITY BESS |  |  | BLANCO | OTHER | SOUTH | 2019 | 2.3 | 2.3 | 2.3 | 2.3 | 2.3 | 2.3 | 2.3 | 2.3 | 2.3 | 2.3 | 2.3
847 | JUNO STORAGE | 21INR0032 |  | BORDEN | OTHER | WEST | 2021 | 0 | 0 | 495 | 495 | 495 | 495 | 495 | 495 | 495 | 495 | 495
848 | RABBIT HILL ENERGY STORAGE PROJECT |  |  | WILLIAMSON | OTHER | SOUTH | 2019 | 9.9 | 9.9 | 9.9 | 9.9 | 9.9 | 9.9 | 9.9 | 9.9 | 9.9 | 9.9 | 9.9
849 | Planned Capacity Total (Storage) | [6 empty] | 32.1 | 32.1 | 527.1 | 527.1 | 527.1 | 527.1 | 527.1 | 527.1 | 527.1 | 527.1 | 527.1
850 | Storage Peak Average Capacity Percentage |  | STORAGE_PL_PEAK_PCT | % |  |  |  | 0 | 0 | 0 | 0 | 0 | 0 | 0 | 0 | 0 | 0 | 0
851
852 | Seasonal Mothballed Resources
853 | SPENCER STG U4 |  | SPNCER_SPNCE_4 | DENTON | GAS | NORTH | 1966 | 57 | 57 | 57 | 57 | 57 | 57 | 57 | 57 | 57 | 57 | 57
854 | SPENCER STG U5 |  | SPNCER_SPNCE_5 | DENTON | GAS | NORTH | 1973 | 61 | 61 | 61 | 61 | 61 | 61 | 61 | 61 | 61 | 61 | 61
855 | Total Seasonal Mothballed Capacity | [6 empty] | 118 | 118 | 118 | 118 | 118 | 118 | 118 | 118 | 118 | 118 | 118
856
857 | Mothballed Resources
858 | J T DEELY U1 (AS OF 12/31/2018) |  | CALAVERS_JTD1_M | BEXAR | COAL | SOUTH | 1977 | 430 | 430 | 430 | 430 | 430 | 430 | 430 | 430 | 430 | 430 | 430
859 | J T DEELY U2 (AS OF 12/31/2018) |  | CALAVERS_JTD2_M | BEXAR | COAL | SOUTH | 1978 | 420 | 420 | 420 | 420 | 420 | 420 | 420 | 420 | 420 | 420 | 420
860 | GIBBONS CREEK U1 (AS OF 10/1/2018) |  | GIBCRK_GIB_CRG1 | GRIMES | COAL | NORTH | 1983 | 470 | 470 | 470 | 470 | 470 | 470 | 470 | 470 | 470 | 470 | 470
861 | Total Mothballed Capacity | [6 empty] | 1320 | 1320 | 1320 | 1320 | 1320 | 1320 | 1320 | 1320 | 1320 | 1320 | 1320
862
863 | Retiring Resources Unavailable to ERCOT (since last CDR/SARA)*
864 | FORT WORTH METHANE LFG |  | DG_RDLML_1UNIT | TARRANT | BIOMASS | NORTH | 2011 | 1.6 | 1.6 | 1.6 | 1.6 | 1.6 | 1.6 | 1.6 | 1.6 | 1.6 | 1.6 | 1.6
865 | MCKINNEY LFG |  | DG_MKNSW_2UNITS | COLLIN | BIOMASS | NORTH | 2011 | 3.2 | 3.2 | 3.2 | 3.2 | 3.2 | 3.2 | 3.2 | 3.2 | 3.2 | 3.2 | 3.2
866 | TRINITY OAKS LFG |  | DG_KLBRG_1UNIT | DALLAS | BIOMASS | NORTH | 2011 | 3.2 | 3.2 | 3.2 | 3.2 | 3.2 | 3.2 | 3.2 | 3.2 | 3.2 | 3.2 | 3.2
867 | VIRIDIS ENERGY-LIBERTY LFG |  | DG_LB_DG1 | HARRIS | BIOMASS | HOUSTON | 2002 | 3.9 | 3.9 | 3.9 | 3.9 | 3.9 | 3.9 | 3.9 | 3.9 | 3.9 | 3.9 | 3.9
868 | VIRIDIS ENERGY-TRINITY BAY LFG |  | DG_TRN_DG1 | CHAMBERS | BIOMASS | HOUSTON | 2002 | 3.9 | 3.9 | 3.9 | 3.9 | 3.9 | 3.9 | 3.9 | 3.9 | 3.9 | 3.9 | 3.9
869 | Total Retiring Capacity | [6 empty] | 15.8 | 15.8 | 15.8 | 15.8 | 15.8 | 15.8 | 15.8 | 15.8 | 15.8 | 15.8 | 15.8
Notes:
Capacity changes due to planned repower/upgrade projects are reflected in the operational units' ratings upon (1) receipt and ERCOT approval of a new Resource Asset Registration Form (RARF), or (2) the unit owner has submitted, and ERCOT has approved, a Generation Interconnection or Change Request (GINR) application, and the project modifies the installed capacity by at least 10 MW as reported in the GINR request. Projects associated with interconnection change requests that meet the 10 MW size threshold are indicated with a code in the “Generation Interconnection Project Code” column. Projects with more than one unit have capacity change amounts prorated equally across the units. These prorated capacity adjustments are temporary until project owners submit RARFs that reflect updated seasonal MW ratings for each unit.
Although seasonal capacity ratings for battery energy storage systems are reported above, the ratings are not included in the operational capacity formula. These resources are assumed to provide regulation reserves rather than sustained capacity available to meet system peak loads.
* ERCOT is now tracking and accounting for retirements of Registered DG facilities. These biomass facilities actually retired between 2014 and 2016.

## WinterFuelTypes
Winter Fuel Types - ERCOT
Fuel type is based on the primary fuel. Capacity contribution of the wind resources is included at 20% for Non-Coastal and 43% for Coastal counties, while the solar capacity contribution is 12%. Private Use Network, and Hydro are included based on the three-year average historical capability for each Summer Season's 20 peak load hours. Non-Synchronous Tie resources import forecast is based on flows seen during Energy Emergency Alert (EEA) periods in the most recent winter of occurrence. Non-Synchronous Tie resources are categorized as Other. Mothballed resource capacity is excluded except for Available Mothball Capacity based on a Seasonal Availability Schedule or Owner's reported Return Probability. Private Use Network is categorized as gas.
In MW
Fuel_Type | Capacity_Pct | 2019/2020 | 2020/2021 | 2021/2022 | 2022/2023 | 2023/2024
Biomass | 100% | 185.9 | 185.9 | 185.9 | 185.9 | 185.9
Coal | 100% | 14297 | 14297 | 14297 | 14297 | 14297
Gas | 100% | 55835.4289 | 55755.4289 | 57827.8289 | 57827.8289 | 57572.8289
Nuclear | 100% | 5140 | 5140 | 5140 | 5140 | 5140
Other | 67% | 859.007 | 859.007 | 1190.657 | 1190.657 | 1190.657
Hydro | 82.12% | 457.0644 | 457.0644 | 457.0644 | 457.0644 | 457.0644
Wind | 20% | 4564.04 | 6138.34 | 6219.4 | 6279.9 | 6279.9
Wind-C | 43% | 1445.101 | 1938.268 | 2013.088 | 2013.088 | 2013.088
Solar | 12% | 288.624 | 729.48 | 1077.468 | 1077.468 | 1077.468
Storage | 0% | 0 | 0 | 0 | 0 | 0
Total |  | 83072.1653 | 85500.4883 | 88408.4063 | 88468.9063 | 88213.9063
In Percentages
Fuel_Type |  | 2019/2020 | 2020/2021 | 2021/2022 | 2022/2023 | 2023/2024
Biomass |  | 0.2238% | 0.2174% | 0.2103% | 0.2101% | 0.2107%
Coal |  | 17.21% | 16.72% | 16.17% | 16.16% | 16.21%
Gas |  | 67.21% | 65.21% | 65.41% | 65.37% | 65.27%
Nuclear |  | 6.187% | 6.012% | 5.814% | 5.81% | 5.827%
Other |  | 1.034% | 1.005% | 1.347% | 1.346% | 1.35%
Hydro |  | 0.5502% | 0.5346% | 0.517% | 0.5166% | 0.5181%
Wind |  | 5.494% | 7.179% | 7.035% | 7.098% | 7.119%
Wind-C |  | 1.74% | 2.267% | 2.277% | 2.275% | 2.282%
Solar |  | 0.3474% | 0.8532% | 1.219% | 1.218% | 1.221%
Storage |  | 0% | 0% | 0% | 0% | 0%
Total |  | 100% | 100% | 100% | 100% | 100%

## Supplemental
Capacity of Proposed Generation Resources Based on Interconnection Milestone Status
Cumulative Summer Capacity Contribution (in MW) of Resources Available by June 1 of the Reporting Year
| 2020 | 2021 | 2022 | 2023 | 2024
Planned Resource Category
Commissioning Plan Submitted | 410.407 | 410.407 | 410.407 | 410.407 | 410.407
Planning Guide 6.9 Criteria plus completed Full Interconnect Study | 2413.4332 | 2975.5987 | 2975.5987 | 2975.5987 | 2975.5987
Meets Planning Guide Sec. 6.9 Criteria (CDR plus TSP Financial Security Posted and Notice to Proceed) | 3321.3726 | 5096.5527 | 5180.2227 | 5180.2227 | 5180.2227
CDR Eligible (signed IA, air permits, proof of adequate water supply) | 4211.9526 | 9750.0977 | 10172.9097 | 10172.9097 | 10172.9097
Signed Interconnection Agreement with the TSP | 4211.9526 | 9750.0977 | 10915.8097 | 10915.8097 | 10915.8097
Full Interconnect Study Requested | 10165.1236 | 32300.8626 | 40370.7864 | 40814.7864 | 40814.7864
__________________________________________________
Notes: (1) Resource categories are listed by highest to lowest likelihood that the resource capacity will be in commercial operation in the reported year. For example, resources in the Commissioning Plan Submitted category have reached the "substantially completed construction" phase, and associated transmission switchyard facilities are operational. Conversely, resources in the Full Interconnection Study Requested category include projects that are generally in the development proposal stage and have a significant risk of interconnection request cancellation or project development delays. (2) The data presented here is based upon the latest information provided to ERCOT by resource developers and can change without notice. (3) Resource developers may execute an Interconnection Agreement with a TSP prior to completion of the Full Interconnection Study. This is most common with wind and solar projects. (4) Wind and solar resource capacities reflect their estimated summer on-peak average values as determined by the methodologies in Protocol section 3.2.6.2.2. (5) Battery storage projects are assumed to provide no seasonal sustained peak-hour capacity contributions, and are thus reported as zero MW.
Capacity, Demand and Reserves, Summer 2025 Through Winter 2029/2030
The summer and winter capacity summaries below show the reserve margin impact of not adding any new resources during the latter half of the CDR forecast period. Since project developers typically submit interconnection requests no more than three to five years before the facility is expected to enter commercial operations, reserve margins reported beyond this window always show a declining trend. Also note that the reserve margin impact of potential future unit retirements and associated market responses to replace retired units are not accounted for here or elsewhere in this CDR report.
Summer
Load Forecast, MW: | 2025 | 2026 | 2027 | 2028 | 2029
Summer Peak Demand (based on normal weather) | 85732.0628 | 87345.3083 | 88912.6439 | 90425.6994 | 91914.1789
plus: Energy Efficiency Program Savings Forecast | 3137.8329 | 3376.1728 | 3703.9162 | 3922 | 4230
Total Summer Peak Demand (before Reductions from Energy Efficiency Programs) | 88869.8956 | 90721.481 | 92616.5601 | 94347.6994 | 96144.1789
less: Load Resources providing Responsive Reserves | -1173 | -1173 | -1173 | -1173 | -1173
less: Load Resources providing Non-Spinning Reserves | 0 | 0 | 0 | 0 | 0
less: Emergency Response Service (10- and 30-min ramp products) | -748.68 | -748.68 | -748.68 | -748.68 | -748.68
less: TDSP Standard Offer Load Management Programs | -219.2796 | -219.2796 | -219.2796 | -219.2796 | -219.2796
less: Energy Efficiency Program Savings Forecast | -3137.8329 | -3376.1728 | -3703.9162 | -3922 | -4230
Firm Peak Load, MW | 83591.1032 | 85204.3487 | 86771.6843 | 88284.7398 | 89773.2193
Resources, MW: | 2025 | 2026 | 2027 | 2028 | 2029
Installed Capacity, Thermal/Hydro | 65283.5848 | 65283.5848 | 65283.5848 | 65283.5848 | 65283.5848
Switchable Generation Resource Capacity, MW | 3514 | 3514 | 3514 | 3514 | 3514
less: Switchable Capacity Unavailable to ERCOT, MW | -542 | -542 | -542 | -542 | -542
Available Mothballed Capacity, MW | 0 | 0 | 0 | 0 | 0
Capacity from Private Use Networks | 3122.9495 | 3122.9495 | 3122.9495 | 3122.9495 | 3122.9495
Non-Coastal Wind, Peak Average Capacity Contribution (15% of installed capacity) | 2886.855 | 2886.855 | 2886.855 | 2886.855 | 2886.855
Coastal Wind, Peak Average Capacity Contribution (58% of installed capacity) | 1635.948 | 1635.948 | 1635.948 | 1635.948 | 1635.948
Solar Utility-Scale, Peak Average Capacity Contribution (74% of installed capacity) | 1376.992 | 1376.992 | 1376.992 | 1376.992 | 1376.992
Storage, Peak Average Capacity Contribution (0% of installed capacity) | 0 | 0 | 0 | 0 | 0
RMR Capacity to be under Contract | 0 | 0 | 0 | 0 | 0
Capacity Pending Retirement, MW | 0 | 0 | 0 | 0 | 0
Operational Generation Capacity, MW | 77278.3293 | 77278.3293 | 77278.3293 | 77278.3293 | 77278.3293
Non-Synchronous Ties, Capacity Contribution (75% of installed capacity) | 937.5 | 937.5 | 937.5 | 937.5 | 937.5
Planned Thermal Resources with Signed IA, Air Permits and Water Rights, MW | 2011.9 | 2011.9 | 2011.9 | 2011.9 | 2011.9
Planned Non-Coastal Wind with Signed IA, Peak Average Capacity Contribution (15% of installed capacity) | 1814.205 | 1814.205 | 1814.205 | 1814.205 | 1814.205
Planned Coastal Wind with Signed IA, Peak Average Capacity Contribution (58% of installed capacity) | 1079.38 | 1079.38 | 1079.38 | 1079.38 | 1079.38
Planned Solar Utility-Scale, Peak Average Capacity Contribution (74% of installed capacity) | 5267.394 | 5267.394 | 5267.394 | 5267.394 | 5267.394
Planned Storage, Peak Average Capacity Contribution (0% of installed capacity) | 0 | 0 | 0 | 0 | 0
Total Capacity, MW | 88388.7083 | 88388.7083 | 88388.7083 | 88388.7083 | 88388.7083
Reserve Margin | 5.739% | 3.737% | 1.864% | 0.1178% | -1.542%
(Total Resources - Firm Load Forecast) / Firm Load Forecast
Winter
Load Forecast, MW: | 2024/2025 | 2025/2026 | 2026/2027 | 2027/2028 | 2028/2029
Winter Peak Demand (based on normal weather) | 69406.808 | 70949.1549 | 72476.6045 | 73951.4911 | 75394.4419
plus: Energy Efficiency Program Savings Forecast | 3137.8329 | 3376.1728 | 3703.9162 | 3922 | 4230
Total Winter Peak Demand (before Reductions from Energy Efficiency Programs) | 72544.6408 | 74325.3277 | 76180.5207 | 77873.4911 | 79624.4419
less: Load Resources providing Responsive Reserves | -1722.78 | -1722.78 | -1722.78 | -1722.78 | -1722.78
less: Load Resources providing Non-Spinning Reserves | 0 | 0 | 0 | 0 | 0
less: Emergency Response Service (10- and 30-min ramp products) | -1060.8 | -1060.8 | -1060.8 | -1060.8 | -1060.8
less: TDSP Standard Offer Load Management Programs | 0 | 0 | 0 | 0 | 0
less: Energy Efficiency Program Savings Forecast | -3137.8329 | -3376.1728 | -3703.9162 | -3922 | -4230
Firm Peak Load, MW | 66623.228 | 68165.5749 | 69693.0245 | 71167.9111 | 72610.8619
Resources, MW: | 2024/2025 | 2025/2026 | 2026/2027 | 2027/2028 | 2028/2029
Installed Capacity, Thermal/Hydro | 68847.2644 | 68847.2644 | 68847.2644 | 68847.2644 | 68847.2644
Switchable Generation Resource Capacity, MW | 3746 | 3746 | 3746 | 3746 | 3746
less: Switchable Capacity Unavailable to ERCOT | -568 | -568 | -568 | -568 | -568
Available Mothballed Capacity | 0 | 0 | 0 | 0 | 0
Capacity from Private Use Networks | 3609.6289 | 3609.6289 | 3609.6289 | 3609.6289 | 3609.6289
Non-Coastal Wind, Peak Average Capacity Contribution (20% of installed capacity) | 3849.14 | 3849.14 | 3849.14 | 3849.14 | 3849.14
Coastal Wind, Peak Average Capacity Contribution (43% of installed capacity) | 1212.858 | 1212.858 | 1212.858 | 1212.858 | 1212.858
Solar Utility-Scale, Peak Average Capacity Contribution (12% of installed capacity) | 223.296 | 223.296 | 223.296 | 223.296 | 223.296
Storage, Peak Average Capacity Contribution (0%) | 0 | 0 | 0 | 0 | 0
RMR Capacity to be under Contract | 0 | 0 | 0 | 0 | 0
Capacity Pending Retirement, MW | 0 | 0 | 0 | 0 | 0
Operational Generation Capacity, MW | 80920.1873 | 80920.1873 | 80920.1873 | 80920.1873 | 80920.1873
Non-Synchronous Ties, Capacity Contribution (67% of installed capacity) | 837.5 | 837.5 | 837.5 | 837.5 | 837.5
Planned Resources (not wind or solar) with Signed IA, Air Permits and Water Rights | 2017.9 | 2017.9 | 2017.9 | 2017.9 | 2017.9
Planned Non-Coastal Wind with Signed IA, Peak Average Capacity Contribution (20% of installed capacity) | 2430.76 | 2430.76 | 2430.76 | 2430.76 | 2430.76
Planned Coastal Wind with Signed IA, Peak Average Capacity Contribution (43% of installed capacity) | 800.23 | 800.23 | 800.23 | 800.23 | 800.23
Planned Solar Utility-Scale, Peak Average Capacity Contribution (12% of installed capacity) | 854.172 | 854.172 | 854.172 | 854.172 | 854.172
Planned Storage, Peak Average Capacity Contribution (0%) | 0 | 0 | 0 | 0 | 0
Total Capacity, MW | 87860.7493 | 87860.7493 | 87860.7493 | 87860.7493 | 87860.7493
Reserve Margin | 31.88% | 28.89% | 26.07% | 23.46% | 21%
(Total Resources - Firm Load Forecast) / Firm Load Forecast