## Instructions
ERO2019 NERC LTRA Data Form | Prime Movers |  | Energy Sources |  |  |  | Status | Country | Prime Mover | Energy Source | [10 empty] | Energy Source (For Drop Down List
| Code | Description (Detailed) | Code | Generation Type | Description | Description (Detailed) | Existing | CA | BA | ANT | Project Status | Tie Line | Line Type | Entity Type | Drivers | State/Province | Voltage Type | Circuits per Structure | Voltage Class | MRO | AB
| BA | Energy Storage, Battery | ANT | Coal | Coal | Anthracite Coal | Retired | MX | BT | BIT | Under Construction | Y | OH | C | Reliability | AL | AC | 1 | 100-120 | NPCC | ANT
| CE | Energy Storage, Compressed Air | BIT | Coal | Coal | Bituminous Coal | Mothballed | US | CA | LIG | Planned | N | UG | F | Variable/Renewable Integration | AB | DC | 2 | 121-150 | RF | BFG
| CP | Energy Storage, Concentrated Solar Power | LIG | Coal | Coal | Lignite Coal | Cancelled |  | CE | SGC | Conceptual |  | SM | I | Nuclear Integration | AR |  | 3 | 151-199 | SERC | BIT
| FW | Energy Storage, Flywheel | SGC | Coal | Coal | Coal-Derived Synthesis Gas | Tier 1 |  | CP | SUB | Completed |  |  | M | Fossil-Fired Integration | AZ |  |  | 200-299 | TRE | BLQ
| PS | Energy Storage, Reversible Hydraulic Turbine (Pumped Storage) | SUB | Coal | Coal | Subbituminous Coal | Tier 2 |  | CS | WC | Delayed - Load Growth |  |  | S | Hydro Integration | BC |  |  | 300-399 | WECC | DFO
Year | ES | Energy Storage, Other (specify in comments section) | WC | Coal | Coal | Waste/Other Coal (including anthracite culm, bituminous gob, fine coal, lignite waste, waste coal) | Tier 3 |  | CT | RC | Delayed - Permitting Challenges |  |  | O | Economics / Congestion | CA |  |  | 400-599 |  | GEO
2019 | ST | Steam Turbine, including nuclear, geothermal and solar steam (does not include combined cycle) | RC | Coal | Coal | Refined Coal |  |  | ES | DFO | Delayed - Siting Challenges |  |  |  | Other | CO |  |  | 600+ |  | JF
| GT | Combustion (Gas) Turbine (includes jet engine design) | DFO | Petroleum | Petroleum | Distillate Fuel Oil. Including Diesel, No. 1, No. 2, and No. 4 Fuel Oils |  |  | FC | JF | Delayed - Economics |  |  |  |  | CT |  |  |  |  | KER
Version | IC | Internal Combustion Engine (diesel, piston, reciprocating) | JF | Petroleum | Petroleum | Jet Fuel |  |  | FW | KER | Delayed - Other (Comment Required) |  |  |  |  | DC |  |  |  |  | LFG
1 | CA | Combined Cycle Steam Part | KER | Petroleum | Petroleum | Kerosene |  |  | GT | PC | Cancelled - Load Growth |  |  |  |  | DE |  |  |  |  | LIG
| CT | Combined Cycle Combustion Turbine Part (type of coal or solid must be reported as energy source for integrated coal gasification) | PC | Petroleum | Petroleum | Petroleum Coke |  |  | HA | PG | Cancelled - Permitting Challenges |  |  |  |  | FL |  |  |  |  | MSW
Manual Data Entry Required | CS | Combined Cycle Single Shaft (combustion turbine and steam turbine share a single generator) | PG | Petroleum | Petroleum | Gaseous Propane |  |  | HB | RFO | Cancelled - Siting Challenges |  |  |  |  | GA |  |  |  |  | MWH
Manual Data Entry Optional | CC | Combined Cycle Total Unit (use only for plants/generators in planning stages, for which specific generator details cannot be provided) | RFO | Petroleum | Petroleum | Residual Fuel Oil (including No. 5, and No. 6 fuel oils, and bunker C fuel oil) |  |  | HK | SGP | Cancelled - Economics |  |  |  |  | IA |  |  |  |  | NG
Data Provided (Changes Allowed) | HA | Hydrokinetic, Axial Flow Turbine | SGP | Natural Gas and Other Gases | Natural Gas and Other Gases | Synthesis Gas from Petroleum Coke |  |  | HY | WO | Cancelled - Other (Comment Required) |  |  |  |  | ID |  |  |  |  | NUC
No Data Entry | HB | Hydrokinetic, Wave Buoy | WO | Natural Gas and Other Gases | Natural Gas and Other Gases | Waste/Other Oil (including crude oil, liquid butane, liquid propane, naphtha, oil waste, re-refined motor oil, sludge oil, tar oil, or other petroleum-based liquid wastes) |  |  | IC | BFG | [5 empty] | IL |  |  |  |  | OBG
Description | HK | Hydrokinetic, Other (specify in comments section) | BFG | Natural Gas and Other Gases | Natural Gas and Other Gases | Blast Furnace Gas |  |  | OT | NG | [5 empty] | IN |  |  |  |  | OBL
Data Provided (Do Not Modify) | HY | Hydroelectric Turbine (includes turbines associated with delivery of water by pipeline) | NG | Natural Gas and Other Gases | Natural Gas and Other Gases | Natural Gas |  |  | PS | OG | [5 empty] | KS |  |  |  |  | OBS
| BT | Turbines Used in a Binary Cycle (including those used for geothermal applications) | OG | Natural Gas and Other Gases | Natural Gas and Other Gases | Other Gas (specify in comments section) |  |  | PV | AB | [5 empty] | KY |  |  |  |  | OG
| PV | Photovoltaic | AB | Biomass | Solid Renewable Fuels | Agricultural By-Products |  |  | ST | MSW | [5 empty] | LA |  |  |  |  | OTH
| WT | Wind Turbine, Onshore | MSW | Biomass | Solid Renewable Fuels | Municipal Solid Waste |  |  | UK | OBS | [5 empty] | MA |  |  |  |  | PC
| WS | Wind Turbine, Offshore | OBS | Biomass | Solid Renewable Fuels | Other Biomass Solids (specify in comment section) |  |  | WS | WDS | [5 empty] | MB |  |  |  |  | PG
| FC | Fuel Cell | WDS | Biomass | Solid Renewable Fuels | Wood/Wood Waste Solids (including paper pellets, railroad ties, utility poles, wood chips, bark, and wood waste solids) |  |  | WT | OBL | [5 empty] | MD |  |  |  |  | PUR
| OT | Other (specify in comments section) | OBL | Biomass | Liquid Renewable (Biomass) Fuels | Other Biomass Liquids (specify in comment section) |  |  |  | SLW | [5 empty] | ME |  |  |  |  | RC
| UK | Unknown (specify in comments section) | SLW | Biomass | Liquid Renewable (Biomass) Fuels | Sludge Waste |  |  |  | BLQ | [5 empty] | MI |  |  |  |  | RFO
|  |  | BLQ | Biomass | Liquid Renewable (Biomass) Fuels | Black Liquor |  |  |  | WDL | [5 empty] | MN |  |  |  |  | SGC
|  |  | WDL | Biomass | Liquid Renewable (Biomass) Fuels | Wood Waste Liquids excluding Black Liquor (including red liquor, sludge wood, spent sulfite liquor, and other wood-based liquids) |  |  |  | LFG | [5 empty] | MO |  |  |  |  | SGP
|  |  | LFG | Biomass | Gaseous Renewable (Biomass Fuel) | Landfill Gas |  |  |  | OBG | [5 empty] | MS |  |  |  |  | SLW
|  |  | OBG | Biomass | Gaseous Renewable (Biomass Fuel) | Other Biomass Gas (including digester gas, methane, and other biomass gases; specify in comments section) |  |  |  | SUN | [5 empty] | MT |  |  |  |  | SUB
|  |  | SUN | Solar | Solar | Solar |  |  |  | WND | [5 empty] | NB |  |  |  |  | SUN
|  |  | WND | Wind | Wind | Wind |  |  |  | GEO | [5 empty] | NC |  |  |  |  | TDF
|  |  | GEO | Geothermal | Geothermal | Geothermal |  |  |  | WAT | [5 empty] | ND |  |  |  |  | UKN
|  |  | WAT | Conventional Hydro |  | Water at a Conventional; Hydroelectric Turbine, and water used in Wave Buoy Hydrokinetic Technology, Current Hydrokinetic Technology, and Tidal Hydrokinetic Technology |  |  |  | WAT | [5 empty] | NE |  |  |  |  | WAT
|  |  | WAT | Run of River Hydro | [16 empty] | WC
|  |  | WAT | Pumped Storage | Pumping Energy for Reversible (Pumped Storage) Hydroelectric Turbine | Pumping Energy for Reversible (Pumped Storage) Hydroelectric Turbine |  |  |  | NUC | [5 empty] | NH |  |  |  |  | WDL
|  |  | NUC | Nuclear | Nuclear | Nuclear (including Uranium, Plutonium, and Thorium) |  |  |  | PUR | [5 empty] | NJ |  |  |  |  | WDS
|  |  | PUR | Other | Purchased Steam | Purchased Steam |  |  |  | WH | [5 empty] | NL |  |  |  |  | WH
|  |  | WH | Other | Waste heat not directly attributed to a fuel source (WH should only be reported where the fuel source for the waste heat is undetermined, and for combined cycle steam turbines that do not have supplemental firing.) | Waste heat not directly attributed to a fuel source (WH should only be reported where the fuel source for the waste heat is undetermined, and for combined cycle steam turbines that do not have supplemental firing.) |  |  |  | TDF | [5 empty] | NM |  |  |  |  | WND
|  |  | TDF | Other | Tire-Derived Fuels | Tire-derived Fuels |  |  |  | MWH | [5 empty] | NS |  |  |  |  | WO
|  |  | MWH | Other | Storage | Electricity used for energy storage |  |  |  | OTH | [5 empty] | NT
|  |  | OTH | Other | Other | (specify in comment section) |  |  |  | UKN | [5 empty] | NU
|  |  | UKN | Unknown | Unknown | (specify in comment section) | [9 empty] | NV
NY
OH
OK
ON
OR
PA
PE
QC
RI
SC
SD
SK
TN
TX
UT
VA
VT
VT
WA
WI
WV
WY

## Form A
NET ENERGY FOR LOAD - MONTHLY | Year(s) | Unit | JAN (W) |  | FEB (W) |  | MAR |  | APR |  | MAY |  | JUN (S) |  | JUL (S) |  | AUG (S) |  | SEP (S) |  | OCT |  | NOV |  | DEC (W) |  | Data Submitter Comments | NERC Response
Net Energy for Load - Prior Year Actual | 2018 | GWh | 31282.2932 |  | 25761.0575 |  | 26169.922 |  | 25748.6493 |  | 33733.2606 |  | 37383.5548 |  | 39628.8619 |  | 39204.9019 |  | 32481.3638 |  | 29136.4752 |  | 27128.335 |  | 28725.1751
Net Energy For Load - Reporting Year Forecast | 2019 | GWh | 30208.364 |  | 26375.4989 |  | 27385.915 |  | 27527.6455 |  | 32260.7167 |  | 36557.382 |  | 39736.6254 |  | 40622.198 |  | 34781.2501 |  | 30642.5792 |  | 27603.1625 |  | 30784.9217
Net Energy For Load - Year 1 Forecast | 2020 | GWh | 31488.7617 |  | 28622.3292 |  | 28789.446 |  | 28908.3602 |  | 33743.6858 |  | 38073.6676 |  | 41156.0105 |  | 42033.7315 |  | 36063.9085 |  | 31878.7835 |  | 28587.3057 |  | 31806.7298
NET ENERGY FOR LOAD - ANNUAL | Year(s) | Unit | 2018 |  | 2019 |  | 2020 |  | 2021 |  | 2022 |  | 2023 |  | 2024 |  | 2025 |  | 2026 |  | 2027 |  | 2028 |  | 2029 |  | Data Submitter Comments | NERC Response
Net Energy for Load - Year 2-10 Forecast | 2021-2029 | GWh | [6 empty] | 413106.652 |  | 425665.1605 |  | 437595.1404 |  | 450426.0137 |  | 461024.6192 |  | 472723.596 |  | 484130.5215 |  | 496340.52 |  | 505944.0829
PEAK HOUR DEMAND - MONTHLY | Year(s) | Unit | JAN (W) |  | FEB (W) |  | MAR |  | APR |  | MAY |  | JUN (S) |  | JUL (S) |  | AUG (S) |  | SEP (S) |  | OCT |  | NOV |  | DEC (W) |  | Data Submitter Comments | NERC Response
Peak Hour Demand - Prior Year Actual | 2018 | MW | 65914.6978 |  | 55163.3408 |  | 46812.4691 |  | 47898.7 |  | 67265.1165 |  | 69122.8213 |  | 73473.0281 |  | 69918.5302 |  | 64630.2459 |  | 60827.2713 |  | 56316.5379 |  | 51955.9447
Peak Hour Demand - Reporting Year Actual | 2019 | MW | 54693.0216 |  | 53752.2794
Peak Hour Demand - Reporting Year Forecast | 2019 | MW | 58196.0718 |  | 56234.7515 |  | 49612.4777 |  | 54108.1185 |  | 61991.8919 |  | 70088.7011 |  | 72543.297 |  | 74853.2073 |  | 68803.3557 |  | 61034.1844 |  | 49585.0722 |  | 58026.5811
Peak Hour Demand Year 1 Forecast | 2020 | MW | 61149.762 |  | 58470.9234 |  | 51837.8415 |  | 56364.8739 |  | 64233.1332 |  | 72309.3806 |  | 74529.3571 |  | 76845.4656 |  | 70767.9939 |  | 62989.0247 |  | 51232.8133 |  | 59660.26
Peak Hour Demand - Year 2 Forecast | 2021 | MW | 62782.2869 |  | 59950.3259
DEMAND - SEASONAL | Year(s) | Unit | 2018 (S) | 2019 (S) | 2020 (S) | 2021 (S) | 2022 (S) | 2023 (S) | 2024 (S) | 2025 (S) | 2026 (S) | 2027 (S) | 2028 (S) | 2029 (S) | 2018-19 (W) | 2019-20 (W) | 2020-21 (W) | 2021-22 (W) | 2022-23 (W) | 2023-24 (W) | 2024-25 (W) | 2025-26 (W) | 2026-27 (W) | 2027-28 (W) | 2028-29 (W) | 2029-30 (W) | Data Submitter Comments | NERC Response
Peak Hour Demand - Year 2-10 Forecast | 2021-2029 | MW |  |  |  | 78823.7416 | 80589.5979 | 82506.3718 | 84121.46 | 85732.0628 | 87345.3083 | 88912.6439 | 90425.6994 | 91914.1789 |  |  |  | 64448.5253 | 66101.9584 | 67895.605 | 69406.808 | 70949.1549 | 72476.6045 | 73951.4911 | 75394.4419 | 76865.5477
DEMAND-SIDE MANAGEMENT | Year(s) | Unit | 2018 (S) | 2019 (S) | 2020 (S) | 2021 (S) | 2022 (S) | 2023 (S) | 2024 (S) | 2025 (S) | 2026 (S) | 2027 (S) | 2028 (S) | 2029 (S) | 2018-19 (W) | 2019-20 (W) | 2020-21 (W) | 2021-22 (W) | 2022-23 (W) | 2023-24 (W) | 2024-25 (W) | 2025-26 (W) | 2026-27 (W) | 2027-28 (W) | 2028-29 (W) | 2029-30 (W) | Data Submitter Comments | NERC Response
Energy Efficiency and Conservation | 2019-2029 | MW |  | 1343.2165 | 1763.6799 | 2064.6831 | 2284.9232 | 2592.0334 | 2821.1604 | 3137.8329 | 3376.1728 | 3703.9162 | 3921.8884 | 4230.1695 |  | 1343.2165 | 1763.6799 | 2064.6831 | 2284.9232 | 2592.0334 | 2821.1604 | 3137.8329 | 3376.1728 | 3703.9162 | 3921.8884 | 4230.1695
Controllable and Dispatchable Demand Response - Total | 2019-2029 | MW |  | 2272.7937 | 2251.4406 | 2230.6512 | 2230.6512 | 2230.6512 | 2230.6512 | 2230.6512 | 2230.6512 | 2230.6512 | 2230.6512 | 2230.6512 |  | 2685.4358 | 2733.4494 | 2783.8584 | 2783.8584 | 2783.8584 | 2783.8584 | 2783.8584 | 2783.8584 | 2783.8584 | 2783.8584 | 2783.8584
Controllable and Dispatchable Demand Response - Available | 2019-2029 | MW |  | 2272.7937 | 2251.4406 | 2230.6512 | 2230.6512 | 2230.6512 | 2230.6512 | 2230.6512 | 2230.6512 | 2230.6512 | 2230.6512 | 2230.6512 |  | 2685.4358 | 2733.4494 | 2783.8584 | 2783.8584 | 2783.8584 | 2783.8584 | 2783.8584 | 2783.8584 | 2783.8584 | 2783.8584 | 2783.8584
OTHER DEMAND FACTORS | Year(s) | Unit | 2018 (S) | 2019 (S) | 2020 (S) | 2021 (S) | 2022 (S) | 2023 (S) | 2024 (S) | 2025 (S) | 2026 (S) | 2027 (S) | 2028 (S) | 2029 (S) | 2018-19 (W) | 2019-20 (W) | 2020-21 (W) | 2021-22 (W) | 2022-23 (W) | 2023-24 (W) | 2024-25 (W) | 2025-26 (W) | 2026-27 (W) | 2027-28 (W) | 2028-29 (W) | 2029-30 (W) | Data Submitter Comments | NERC Response
Total Installed DER/BTM Solar PV | 2019-2029 | MW |  | 603.0776 | 885.754 | 1250.5724 | 1681.4611 | 2140.6861 | 2579.6709 | 2957.5835 | 3254.376 | 3470.8726 | 3620.331 | 3719.5865 |  | 594.4878 | 862.1977 | 1220.1709 | 1645.5537 | 2102.4173 | 2543.0888 | 2926.0908 | 3229.6433 | 3452.8312 | 3607.8761 | 3711.3152
DER/BTM Solar PV On-Peak | 2019-2029 | MW |  | 205.0464 | 301.1564 | 425.1946 | 571.6968 | 727.8333 | 877.0881 | 1005.5784 | 1106.4878 | 1180.0967 | 1230.9125 | 1264.6594 |  | 49.3425 | 71.5624 | 101.2742 | 136.581 | 174.5006 | 211.0764 | 242.8655 | 268.0604 | 286.585 | 299.4537 | 308.0392
Estimated Diversity | 2019-2029 | MW |  | 1109 | 1114 | 1123 | 1123 | 1125 | 1127 | 1128 | 1129 | 1131 | 1132 | 1133 |  | 2208 | 3168 | 3173 | 3289 | 3403 | 3501 | 3591 | 3659 | 3723 | 3786 | 3846
Standby Load Under Contract | 2019-2029 | MW |  | 0 | 0 | 0 | 0 | 0 | 0 | 0 | 0 | 0 | 0 | 0 |  | 0 | 0 | 0 | 0 | 0 | 0 | 0 | 0 | 0 | 0 | 0
REFERENCE MARGIN LEVEL | Year(s) | Unit | 2018 (S) | 2019 (S) | 2020 (S) | 2021 (S) | 2022 (S) | 2023 (S) | 2024 (S) | 2025 (S) | 2026 (S) | 2027 (S) | 2028 (S) | 2029 (S) | 2018-19 (W) | 2019-20 (W) | 2020-21 (W) | 2021-22 (W) | 2022-23 (W) | 2023-24 (W) | 2024-25 (W) | 2025-26 (W) | 2026-27 (W) | 2027-28 (W) | 2028-29 (W) | 2029-30 (W) | Data Submitter Comments | NERC Response
Reference Margin Level | 2018-2029 | Decimal |  | 0.1375 | 0.1375 | 0.1375 | 0.1375 | 0.1375 | 0.1375 | 0.1375 | 0.1375 | 0.1375 | 0.1375 | 0.1375 |  | 0.1375 | 0.1375 | 0.1375 | 0.1375 | 0.1375 | 0.1375 | 0.1375 | 0.1375 | 0.1375 | 0.1375 | 0.1375

## Form B
GENERATING UNIT INFORMATION | [18 empty] | SUMMER - CERTAIN | [10 empty] | WINTER - CERTAIN | [10 empty] | SUMMER - OTHER | [10 empty] | WINTER - OTHER | [10 empty] | COMMENTS
Status | Country | Region | NERC Unit ID | Plant Code | Generator ID - 1 | Generator ID - 2 | Plant Name - 1 | Plant Name - 2 | Plant Name - 3 | Prime Mover | Energy Source - 1 | Energy Source - 2 | Generation Type | Initial Operating Month-Year | Confirmed Retirement Month-Year | Nameplate Capacity | Summer Capacity | Winter Capacity | 2019 | 2020 | 2021 | 2022 | 2023 | 2024 | 2025 | 2026 | 2027 | 2028 | 2029 | 2019-20 | 2020-21 | 2021-22 | 2022-23 | 2023-24 | 2024-25 | 2025-26 | 2026-27 | 2027-28 | 2028-29 | 2029-30 | 2019 | 2020 | 2021 | 2022 | 2023 | 2024 | 2025 | 2026 | 2027 | 2028 | 2029 | 2019-20 | 2020-21 | 2021-22 | 2022-23 | 2023-24 | 2024-25 | 2025-26 | 2026-27 | 2027-28 | 2028-29 | 2029-30 | Data Submitter Comments | NERC Response
Existing | US | TRE | 1360646 | 6145 | CPSES_UNIT1 | 1 | Comanche Peak | COMANCHE PEAK U1 |  | ST | NUC |  | Nuclear | 1990 |  | 1269 | 1205 | 1235 | 1205 | 1205 | 1205 | 1205 | 1205 | 1205 | 1205 | 1205 | 1205 | 1205 | 1205 | 1235 | 1235 | 1235 | 1235 | 1235 | 1235 | 1235 | 1235 | 1235 | 1235 | 1235 | 0 | 0 | 0 | 0 | 0 | 0 | 0 | 0 | 0 | 0 | 0 | 0 | 0 | 0 | 0 | 0 | 0 | 0 | 0 | 0 | 0 | 0
Existing | US | TRE | 1542502 | 6145 | CPSES_UNIT2 | 2 | Comanche Peak | COMANCHE PEAK U2 |  | ST | NUC |  | Nuclear | 1993 |  | 1269 | 1195 | 1225 | 1195 | 1195 | 1195 | 1195 | 1195 | 1195 | 1195 | 1195 | 1195 | 1195 | 1195 | 1225 | 1225 | 1225 | 1225 | 1225 | 1225 | 1225 | 1225 | 1225 | 1225 | 1225 | 0 | 0 | 0 | 0 | 0 | 0 | 0 | 0 | 0 | 0 | 0 | 0 | 0 | 0 | 0 | 0 | 0 | 0 | 0 | 0 | 0 | 0
Existing | US | TRE | 1610768 | 6251 | STP_STP_G1 | 1 | South Texas Project | SOUTH TEXAS U1 |  | ST | NUC |  | Nuclear | 1988 |  | 1365 | 1280 | 1340 | 1280 | 1280 | 1280 | 1280 | 1280 | 1280 | 1280 | 1280 | 1280 | 1280 | 1280 | 1340 | 1340 | 1340 | 1340 | 1340 | 1340 | 1340 | 1340 | 1340 | 1340 | 1340 | 0 | 0 | 0 | 0 | 0 | 0 | 0 | 0 | 0 | 0 | 0 | 0 | 0 | 0 | 0 | 0 | 0 | 0 | 0 | 0 | 0 | 0
Existing | US | TRE | 1441793 | 6251 | STP_STP_G2 | 2 | South Texas Project | SOUTH TEXAS U2 |  | ST | NUC |  | Nuclear | 1989 |  | 1365 | 1280 | 1340 | 1280 | 1280 | 1280 | 1280 | 1280 | 1280 | 1280 | 1280 | 1280 | 1280 | 1280 | 1340 | 1340 | 1340 | 1340 | 1340 | 1340 | 1340 | 1340 | 1340 | 1340 | 1340 | 0 | 0 | 0 | 0 | 0 | 0 | 0 | 0 | 0 | 0 | 0 | 0 | 0 | 0 | 0 | 0 | 0 | 0 | 0 | 0 | 0 | 0
Existing | US | TRE | 1400011 | 6178 | COLETO_COLETOG1 | 1 | Coleto Creek | COLETO CREEK |  | ST | SUB |  | Coal | 1980 |  | 660 | 655 | 655 | 655 | 655 | 655 | 655 | 655 | 655 | 655 | 655 | 655 | 655 | 655 | 655 | 655 | 655 | 655 | 655 | 655 | 655 | 655 | 655 | 655 | 655 | 0 | 0 | 0 | 0 | 0 | 0 | 0 | 0 | 0 | 0 | 0 | 0 | 0 | 0 | 0 | 0 | 0 | 0 | 0 | 0 | 0 | 0
Existing | US | TRE | 1171974 | 6179 | FPPYD1_FPP_G1 | 1 | Fayette Power Project | FAYETTE POWER U1 |  | ST | SUB |  | Coal | 1979 |  | 615 | 604 | 603 | 604 | 604 | 604 | 604 | 604 | 604 | 604 | 604 | 604 | 604 | 604 | 603 | 603 | 603 | 603 | 603 | 603 | 603 | 603 | 603 | 603 | 603 | 0 | 0 | 0 | 0 | 0 | 0 | 0 | 0 | 0 | 0 | 0 | 0 | 0 | 0 | 0 | 0 | 0 | 0 | 0 | 0 | 0 | 0
Existing | US | TRE | 1432147 | 6179 | FPPYD1_FPP_G2 | 2 | Fayette Power Project | FAYETTE POWER U2 |  | ST | SUB |  | Coal | 1980 |  | 615 | 599 | 605 | 599 | 599 | 599 | 599 | 599 | 599 | 599 | 599 | 599 | 599 | 599 | 605 | 605 | 605 | 605 | 605 | 605 | 605 | 605 | 605 | 605 | 605 | 0 | 0 | 0 | 0 | 0 | 0 | 0 | 0 | 0 | 0 | 0 | 0 | 0 | 0 | 0 | 0 | 0 | 0 | 0 | 0 | 0 | 0
Existing | US | TRE | 1056955 | 6179 | FPPYD2_FPP_G3 | 3 | Fayette Power Project | FAYETTE POWER U3 |  | ST | SUB |  | Coal | 1988 |  | 460 | 437 | 449 | 437 | 437 | 437 | 437 | 437 | 437 | 437 | 437 | 437 | 437 | 437 | 449 | 449 | 449 | 449 | 449 | 449 | 449 | 449 | 449 | 449 | 449 | 0 | 0 | 0 | 0 | 0 | 0 | 0 | 0 | 0 | 0 | 0 | 0 | 0 | 0 | 0 | 0 | 0 | 0 | 0 | 0 | 0 | 0
Existing | US | TRE | 1651250 | 7097 | CALAVERS_JKS1 | 1 | J K Spruce | J K SPRUCE U1 |  | ST | SUB |  | Coal | 1992 |  | 560 | 560 | 560 | 560 | 560 | 560 | 560 | 560 | 560 | 560 | 560 | 560 | 560 | 560 | 560 | 560 | 560 | 560 | 560 | 560 | 560 | 560 | 560 | 560 | 560 | 0 | 0 | 0 | 0 | 0 | 0 | 0 | 0 | 0 | 0 | 0 | 0 | 0 | 0 | 0 | 0 | 0 | 0 | 0 | 0 | 0 | 0
Existing | US | TRE | 1566399 | 7097 | CALAVERS_JKS2 | 2 | J K Spruce | J K SPRUCE U2 |  | ST | SUB |  | Coal | 2010 |  | 876 | 785 | 785 | 785 | 785 | 785 | 785 | 785 | 785 | 785 | 785 | 785 | 785 | 785 | 785 | 785 | 785 | 785 | 785 | 785 | 785 | 785 | 785 | 785 | 785 | 0 | 0 | 0 | 0 | 0 | 0 | 0 | 0 | 0 | 0 | 0 | 0 | 0 | 0 | 0 | 0 | 0 | 0 | 0 | 0 | 0 | 0
Existing | US | TRE | 1325509 | 298 | LEG_LEG_G1 | 1 | Limestone | LIMESTONE U1 |  | ST | LIG |  | Coal | 1985 |  | 893 | 824 | 824 | 824 | 824 | 824 | 824 | 824 | 824 | 824 | 824 | 824 | 824 | 824 | 824 | 824 | 824 | 824 | 824 | 824 | 824 | 824 | 824 | 824 | 824 | 0 | 0 | 0 | 0 | 0 | 0 | 0 | 0 | 0 | 0 | 0 | 0 | 0 | 0 | 0 | 0 | 0 | 0 | 0 | 0 | 0 | 0
Existing | US | TRE | 1380445 | 298 | LEG_LEG_G2 | 2 | Limestone | LIMESTONE U2 |  | ST | LIG |  | Coal | 1986 |  | 956.8 | 836 | 836 | 836 | 836 | 836 | 836 | 836 | 836 | 836 | 836 | 836 | 836 | 836 | 836 | 836 | 836 | 836 | 836 | 836 | 836 | 836 | 836 | 836 | 836 | 0 | 0 | 0 | 0 | 0 | 0 | 0 | 0 | 0 | 0 | 0 | 0 | 0 | 0 | 0 | 0 | 0 | 0 | 0 | 0 | 0 | 0
Existing | US | TRE | 1705645 | 6146 | MLSES_UNIT1 | 1 | Martin Lake | MARTIN LAKE U1 |  | ST | LIG |  | Coal | 1977 |  | 893 | 800 | 815 | 800 | 800 | 800 | 800 | 800 | 800 | 800 | 800 | 800 | 800 | 800 | 815 | 815 | 815 | 815 | 815 | 815 | 815 | 815 | 815 | 815 | 815 | 0 | 0 | 0 | 0 | 0 | 0 | 0 | 0 | 0 | 0 | 0 | 0 | 0 | 0 | 0 | 0 | 0 | 0 | 0 | 0 | 0 | 0
Existing | US | TRE | 1709331 | 6146 | MLSES_UNIT2 | 2 | Martin Lake | MARTIN LAKE U2 |  | ST | LIG |  | Coal | 1978 |  | 893 | 805 | 820 | 805 | 805 | 805 | 805 | 805 | 805 | 805 | 805 | 805 | 805 | 805 | 820 | 820 | 820 | 820 | 820 | 820 | 820 | 820 | 820 | 820 | 820 | 0 | 0 | 0 | 0 | 0 | 0 | 0 | 0 | 0 | 0 | 0 | 0 | 0 | 0 | 0 | 0 | 0 | 0 | 0 | 0 | 0 | 0
Existing | US | TRE | 1417847 | 6146 | MLSES_UNIT3 | 3 | Martin Lake | MARTIN LAKE U3 |  | ST | LIG |  | Coal | 1979 |  | 893 | 805 | 820 | 805 | 805 | 805 | 805 | 805 | 805 | 805 | 805 | 805 | 805 | 805 | 820 | 820 | 820 | 820 | 820 | 820 | 820 | 820 | 820 | 820 | 820 | 0 | 0 | 0 | 0 | 0 | 0 | 0 | 0 | 0 | 0 | 0 | 0 | 0 | 0 | 0 | 0 | 0 | 0 | 0 | 0 | 0 | 0
Existing | US | TRE | 1465896 | 6180 | OGSES_UNIT1A | 1 | Oak Grove | OAK GROVE SES U1 |  | ST | LIG |  | Coal | 2010 |  | 916.8 | 855 | 855 | 855 | 855 | 855 | 855 | 855 | 855 | 855 | 855 | 855 | 855 | 855 | 855 | 855 | 855 | 855 | 855 | 855 | 855 | 855 | 855 | 855 | 855 | 0 | 0 | 0 | 0 | 0 | 0 | 0 | 0 | 0 | 0 | 0 | 0 | 0 | 0 | 0 | 0 | 0 | 0 | 0 | 0 | 0 | 0 | Upgrade/repower project in queue (projected COD: 6/1/2019)
Existing | US | TRE | 1142613 | 6180 | OGSES_UNIT2 | 2 | Oak Grove | OAK GROVE SES U2 |  | ST | LIG |  | Coal | 2011 |  | 916.8 | 855 | 855 | 855 | 855 | 855 | 855 | 855 | 855 | 855 | 855 | 855 | 855 | 855 | 855 | 855 | 855 | 855 | 855 | 855 | 855 | 855 | 855 | 855 | 855 | 0 | 0 | 0 | 0 | 0 | 0 | 0 | 0 | 0 | 0 | 0 | 0 | 0 | 0 | 0 | 0 | 0 | 0 | 0 | 0 | 0 | 0 | Upgrade/repower project in queue (projected COD: 6/1/2019)
Existing | US | TRE | 1792725 | 127 | OKLA_OKLA_G1 | 1 | Oklaunion | OKLAUNION U1 |  | ST | SUB |  | Coal | 1986 |  | 720 | 650 | 650 | 650 | 650 | 650 | 650 | 650 | 650 | 650 | 650 | 650 | 650 | 650 | 650 | 650 | 650 | 650 | 650 | 650 | 650 | 650 | 650 | 650 | 650 | 0 | 0 | 0 | 0 | 0 | 0 | 0 | 0 | 0 | 0 | 0 | 0 | 0 | 0 | 0 | 0 | 0 | 0 | 0 | 0 | 0 | 0
Existing | US | TRE | 1868674 | 6183 | SANMIGL_G1 | 1 | San Miguel | SAN MIGUEL U1 |  | ST | LIG |  | Coal | 1982 |  | 430 | 391 | 391 | 391 | 391 | 391 | 391 | 391 | 391 | 391 | 391 | 391 | 391 | 391 | 391 | 391 | 391 | 391 | 391 | 391 | 391 | 391 | 391 | 391 | 391 | 0 | 0 | 0 | 0 | 0 | 0 | 0 | 0 | 0 | 0 | 0 | 0 | 0 | 0 | 0 | 0 | 0 | 0 | 0 | 0 | 0 | 0
Existing | US | TRE | 1565323 | 56611 | SCES_UNIT1 | S01 | Sandy Creek Energy Station | SANDY CREEK U1 |  | ST | SUB |  | Coal | 2013 |  | 1008 | 940 | 950 | 940 | 940 | 940 | 940 | 940 | 940 | 940 | 940 | 940 | 940 | 940 | 950 | 950 | 950 | 950 | 950 | 950 | 950 | 950 | 950 | 950 | 950 | 0 | 0 | 0 | 0 | 0 | 0 | 0 | 0 | 0 | 0 | 0 | 0 | 0 | 0 | 0 | 0 | 0 | 0 | 0 | 0 | 0 | 0
Existing | US | TRE | 1721228 | 7030 | TNP_ONE_TNP_O_1 | 1 | Twin Oaks Power One | TWIN OAKS U1 |  | ST | LIG |  | Coal | 1990 |  | 174.6 | 155 | 155 | 155 | 155 | 155 | 155 | 155 | 155 | 155 | 155 | 155 | 155 | 155 | 155 | 155 | 155 | 155 | 155 | 155 | 155 | 155 | 155 | 155 | 155 | 0 | 0 | 0 | 0 | 0 | 0 | 0 | 0 | 0 | 0 | 0 | 0 | 0 | 0 | 0 | 0 | 0 | 0 | 0 | 0 | 0 | 0
Existing | US | TRE | 1221386 | 7030 | TNP_ONE_TNP_O_2 | 2 | Twin Oaks Power One | TWIN OAKS U2 |  | ST | LIG |  | Coal | 1991 |  | 174.6 | 155 | 155 | 155 | 155 | 155 | 155 | 155 | 155 | 155 | 155 | 155 | 155 | 155 | 155 | 155 | 155 | 155 | 155 | 155 | 155 | 155 | 155 | 155 | 155 | 0 | 0 | 0 | 0 | 0 | 0 | 0 | 0 | 0 | 0 | 0 | 0 | 0 | 0 | 0 | 0 | 0 | 0 | 0 | 0 | 0 | 0
Existing | US | TRE | 1094448 | 3470 | WAP_WAP_G5 | 5 | W A Parish | W A PARISH U5 |  | ST | BIT |  | Coal | 1977 |  | 734.1 | 664 | 664 | 664 | 664 | 664 | 664 | 664 | 664 | 664 | 664 | 664 | 664 | 664 | 664 | 664 | 664 | 664 | 664 | 664 | 664 | 664 | 664 | 664 | 664 | 0 | 0 | 0 | 0 | 0 | 0 | 0 | 0 | 0 | 0 | 0 | 0 | 0 | 0 | 0 | 0 | 0 | 0 | 0 | 0 | 0 | 0
Existing | US | TRE | 1508435 | 3470 | WAP_WAP_G6 | 6 | W A Parish | W A PARISH U6 |  | ST | BIT |  | Coal | 1978 |  | 734.1 | 663 | 663 | 663 | 663 | 663 | 663 | 663 | 663 | 663 | 663 | 663 | 663 | 663 | 663 | 663 | 663 | 663 | 663 | 663 | 663 | 663 | 663 | 663 | 663 | 0 | 0 | 0 | 0 | 0 | 0 | 0 | 0 | 0 | 0 | 0 | 0 | 0 | 0 | 0 | 0 | 0 | 0 | 0 | 0 | 0 | 0
Existing | US | TRE | 1624497 | 3470 | WAP_WAP_G7 | 7 | W A Parish | W A PARISH U7 |  | ST | BIT |  | Coal | 1980 |  | 614.6 | 577 | 577 | 577 | 577 | 577 | 577 | 577 | 577 | 577 | 577 | 577 | 577 | 577 | 577 | 577 | 577 | 577 | 577 | 577 | 577 | 577 | 577 | 577 | 577 | 0 | 0 | 0 | 0 | 0 | 0 | 0 | 0 | 0 | 0 | 0 | 0 | 0 | 0 | 0 | 0 | 0 | 0 | 0 | 0 | 0 | 0
Existing | US | TRE | 1609959 | 3470 | WAP_WAP_G8 | 8 | W A Parish | W A PARISH U8 |  | ST | BIT |  | Coal | 1982 |  | 653.99 | 610 | 610 | 610 | 610 | 610 | 610 | 610 | 610 | 610 | 610 | 610 | 610 | 610 | 610 | 610 | 610 | 610 | 610 | 610 | 610 | 610 | 610 | 610 | 610 | 0 | 0 | 0 | 0 | 0 | 0 | 0 | 0 | 0 | 0 | 0 | 0 | 0 | 0 | 0 | 0 | 0 | 0 | 0 | 0 | 0 | 0
Existing | US | TRE | 1328347 | 7512 | BRAUNIG_AVR1_CT1 | 1 | Arthur Von Rosenberg | ARTHUR VON ROSENBERG 1 CTG 1 |  | CT | NG |  | Natural Gas and Other Gases | 2000 |  | 195 | 164 | 169 | 164 | 164 | 164 | 164 | 164 | 164 | 164 | 164 | 164 | 164 | 164 | 169 | 169 | 169 | 169 | 169 | 169 | 169 | 169 | 169 | 169 | 169 | 0 | 0 | 0 | 0 | 0 | 0 | 0 | 0 | 0 | 0 | 0 | 0 | 0 | 0 | 0 | 0 | 0 | 0 | 0 | 0 | 0 | 0
Existing | US | TRE | 1852949 | 7512 | BRAUNIG_AVR1_CT2 | 2 | Arthur Von Rosenberg | ARTHUR VON ROSENBERG 1 CTG 2 |  | CT | NG |  | Natural Gas and Other Gases | 2000 |  | 195 | 164 | 169 | 164 | 164 | 164 | 164 | 164 | 164 | 164 | 164 | 164 | 164 | 164 | 169 | 169 | 169 | 169 | 169 | 169 | 169 | 169 | 169 | 169 | 169 | 0 | 0 | 0 | 0 | 0 | 0 | 0 | 0 | 0 | 0 | 0 | 0 | 0 | 0 | 0 | 0 | 0 | 0 | 0 | 0 | 0 | 0
Existing | US | TRE | 1494657 | 7512 | BRAUNIG_AVR1_ST | 3 | Arthur Von Rosenberg | ARTHUR VON ROSENBERG 1 STG |  | CA | NG |  | Natural Gas and Other Gases | 2000 |  | 223 | 190 | 190 | 190 | 190 | 190 | 190 | 190 | 190 | 190 | 190 | 190 | 190 | 190 | 190 | 190 | 190 | 190 | 190 | 190 | 190 | 190 | 190 | 190 | 190 | 0 | 0 | 0 | 0 | 0 | 0 | 0 | 0 | 0 | 0 | 0 | 0 | 0 | 0 | 0 | 0 | 0 | 0 | 0 | 0 | 0 | 0
Existing | US | TRE | 1722011 | 4939 | B_DAVIS_B_DAVIG3 | 3 | Barney M Davis | BARNEY M DAVIS REPOWER CTG 3 |  | CT | NG |  | Natural Gas and Other Gases | 2010 |  | 189.55 | 157 | 165 | 157 | 157 | 157 | 157 | 157 | 157 | 157 | 157 | 157 | 157 | 157 | 165 | 165 | 165 | 165 | 165 | 165 | 165 | 165 | 165 | 165 | 165 | 0 | 0 | 0 | 0 | 0 | 0 | 0 | 0 | 0 | 0 | 0 | 0 | 0 | 0 | 0 | 0 | 0 | 0 | 0 | 0 | 0 | 0
Existing | US | TRE | 1039999 | 4939 | B_DAVIS_B_DAVIG4 | 4 | Barney M Davis | BARNEY M DAVIS REPOWER CTG 4 |  | CT | NG |  | Natural Gas and Other Gases | 2010 |  | 189.55 | 157 | 165 | 157 | 157 | 157 | 157 | 157 | 157 | 157 | 157 | 157 | 157 | 157 | 165 | 165 | 165 | 165 | 165 | 165 | 165 | 165 | 165 | 165 | 165 | 0 | 0 | 0 | 0 | 0 | 0 | 0 | 0 | 0 | 0 | 0 | 0 | 0 | 0 | 0 | 0 | 0 | 0 | 0 | 0 | 0 | 0
Existing | US | TRE | 1929079 | 4939 | B_DAVIS_B_DAVIG2 | 2 | Barney M Davis | BARNEY M DAVIS REPOWER STG 2 |  | CA | NG |  | Natural Gas and Other Gases | 1976 |  | 351 | 319 | 325 | 319 | 319 | 319 | 319 | 319 | 319 | 319 | 319 | 319 | 319 | 319 | 325 | 325 | 325 | 325 | 325 | 325 | 325 | 325 | 325 | 325 | 325 | 0 | 0 | 0 | 0 | 0 | 0 | 0 | 0 | 0 | 0 | 0 | 0 | 0 | 0 | 0 | 0 | 0 | 0 | 0 | 0 | 0 | 0
Existing | US | TRE | 1493455 | 55168 | BASTEN_GTG1100 | 1 | Bastrop Energy Center | BASTROP ENERGY CENTER CTG 1 |  | CT | NG |  | Natural Gas and Other Gases | 2002 |  | 188 | 150 | 167 | 150 | 150 | 150 | 150 | 150 | 150 | 150 | 150 | 150 | 150 | 150 | 167 | 167 | 167 | 167 | 167 | 167 | 167 | 167 | 167 | 167 | 167 | 0 | 0 | 0 | 0 | 0 | 0 | 0 | 0 | 0 | 0 | 0 | 0 | 0 | 0 | 0 | 0 | 0 | 0 | 0 | 0 | 0 | 0
Existing | US | TRE | 1978169 | 55168 | BASTEN_GTG2100 | 2 | Bastrop Energy Center | BASTROP ENERGY CENTER CTG 2 |  | CT | NG |  | Natural Gas and Other Gases | 2002 |  | 188 | 150 | 167 | 150 | 150 | 150 | 150 | 150 | 150 | 150 | 150 | 150 | 150 | 150 | 167 | 167 | 167 | 167 | 167 | 167 | 167 | 167 | 167 | 167 | 167 | 0 | 0 | 0 | 0 | 0 | 0 | 0 | 0 | 0 | 0 | 0 | 0 | 0 | 0 | 0 | 0 | 0 | 0 | 0 | 0 | 0 | 0
Existing | US | TRE | 1694863 | 55168 | BASTEN_ST0100 | 3 | Bastrop Energy Center | BASTROP ENERGY CENTER STG |  | CA | NG |  | Natural Gas and Other Gases | 2002 |  | 242 | 233 | 234 | 233 | 233 | 233 | 233 | 233 | 233 | 233 | 233 | 233 | 233 | 233 | 234 | 234 | 234 | 234 | 234 | 234 | 234 | 234 | 234 | 234 | 234 | 0 | 0 | 0 | 0 | 0 | 0 | 0 | 0 | 0 | 0 | 0 | 0 | 0 | 0 | 0 | 0 | 0 | 0 | 0 | 0 | 0 | 0
Existing | US | TRE | 1373838 | 55172 | BOSQUESW_BSQSU_1 | GT-1 | Bosque County Peaking | BOSQUE ENERGY CENTER CTG 1 |  | CT | NG |  | Natural Gas and Other Gases | 2000 |  | 188.7 | 143.03 | 170.9 | 143.03 | 143.03 | 143.03 | 143.03 | 143.03 | 143.03 | 143.03 | 143.03 | 143.03 | 143.03 | 143.03 | 170.9 | 170.9 | 170.9 | 170.9 | 170.9 | 170.9 | 170.9 | 170.9 | 170.9 | 170.9 | 170.9 | 0 | 0 | 0 | 0 | 0 | 0 | 0 | 0 | 0 | 0 | 0 | 0 | 0 | 0 | 0 | 0 | 0 | 0 | 0 | 0 | 0 | 0
Existing | US | TRE | 1275604 | 55172 | BOSQUESW_BSQSU_4 | ST-4 | Bosque County Peaking | BOSQUE ENERGY CENTER STG 4 |  | CA | NG |  | Natural Gas and Other Gases | 2001 |  | 94.95 | 79.49 | 85.2 | 79.49 | 79.49 | 79.49 | 79.49 | 79.49 | 79.49 | 79.49 | 79.49 | 79.49 | 79.49 | 79.49 | 85.2 | 85.2 | 85.2 | 85.2 | 85.2 | 85.2 | 85.2 | 85.2 | 85.2 | 85.2 | 85.2 | 0 | 0 | 0 | 0 | 0 | 0 | 0 | 0 | 0 | 0 | 0 | 0 | 0 | 0 | 0 | 0 | 0 | 0 | 0 | 0 | 0 | 0
Existing | US | TRE | 1922993 | 55172 | BOSQUESW_BSQSU_2 | GT-2 | Bosque County Peaking | BOSQUE ENERGY CENTER CTG 2 |  | CT | NG |  | Natural Gas and Other Gases | 2000 |  | 188.7 | 143.03 | 170.9 | 143.03 | 143.03 | 143.03 | 143.03 | 143.03 | 143.03 | 143.03 | 143.03 | 143.03 | 143.03 | 143.03 | 170.9 | 170.9 | 170.9 | 170.9 | 170.9 | 170.9 | 170.9 | 170.9 | 170.9 | 170.9 | 170.9 | 0 | 0 | 0 | 0 | 0 | 0 | 0 | 0 | 0 | 0 | 0 | 0 | 0 | 0 | 0 | 0 | 0 | 0 | 0 | 0 | 0 | 0
Existing | US | TRE | 1567315 | 55172 | BOSQUESW_BSQSU_3 | GT-3 | Bosque County Peaking | BOSQUE ENERGY CENTER CTG 3 |  | CT | NG |  | Natural Gas and Other Gases | 2001 |  | 188.7 | 144.99 | 168.5 | 144.99 | 144.99 | 144.99 | 144.99 | 144.99 | 144.99 | 144.99 | 144.99 | 144.99 | 144.99 | 144.99 | 168.5 | 168.5 | 168.5 | 168.5 | 168.5 | 168.5 | 168.5 | 168.5 | 168.5 | 168.5 | 168.5 | 0 | 0 | 0 | 0 | 0 | 0 | 0 | 0 | 0 | 0 | 0 | 0 | 0 | 0 | 0 | 0 | 0 | 0 | 0 | 0 | 0 | 0
Existing | US | TRE | 1478200 | 55172 | BOSQUESW_BSQSU_5 | ST-5 | Bosque County Peaking | BOSQUE ENERGY CENTER STG 5 |  | CA | NG |  | Natural Gas and Other Gases | 2009 |  | 254.15 | 213.46 | 226.7 | 213.46 | 213.46 | 213.46 | 213.46 | 213.46 | 213.46 | 213.46 | 213.46 | 213.46 | 213.46 | 213.46 | 226.7 | 226.7 | 226.7 | 226.7 | 226.7 | 226.7 | 226.7 | 226.7 | 226.7 | 226.7 | 226.7 | 0 | 0 | 0 | 0 | 0 | 0 | 0 | 0 | 0 | 0 | 0 | 0 | 0 | 0 | 0 | 0 | 0 | 0 | 0 | 0 | 0 | 0
Existing | US | TRE | 1470622 | 55357 | BVE_UNIT1 | CTG1 | Brazos Valley Generating Facility | BRAZOS VALLEY CTG 1 |  | CT | NG |  | Natural Gas and Other Gases | 2003 |  | 198.9 | 149.68 | 168 | 149.68 | 149.68 | 149.68 | 149.68 | 149.68 | 149.68 | 149.68 | 149.68 | 149.68 | 149.68 | 149.68 | 168 | 168 | 168 | 168 | 168 | 168 | 168 | 168 | 168 | 168 | 168 | 0 | 0 | 0 | 0 | 0 | 0 | 0 | 0 | 0 | 0 | 0 | 0 | 0 | 0 | 0 | 0 | 0 | 0 | 0 | 0 | 0 | 0
Existing | US | TRE | 1697058 | 55357 | BVE_UNIT2 | CTG2 | Brazos Valley Generating Facility | BRAZOS VALLEY CTG 2 |  | CT | NG |  | Natural Gas and Other Gases | 2003 |  | 198.9 | 149.68 | 168 | 149.68 | 149.68 | 149.68 | 149.68 | 149.68 | 149.68 | 149.68 | 149.68 | 149.68 | 149.68 | 149.68 | 168 | 168 | 168 | 168 | 168 | 168 | 168 | 168 | 168 | 168 | 168 | 0 | 0 | 0 | 0 | 0 | 0 | 0 | 0 | 0 | 0 | 0 | 0 | 0 | 0 | 0 | 0 | 0 | 0 | 0 | 0 | 0 | 0
Existing | US | TRE | 1587024 | 55357 | BVE_UNIT3 | STG1 | Brazos Valley Generating Facility | BRAZOS VALLEY STG 3 |  | CA | NG |  | Natural Gas and Other Gases | 2003 |  | 275.57 | 257.85 | 270 | 257.85 | 257.85 | 257.85 | 257.85 | 257.85 | 257.85 | 257.85 | 257.85 | 257.85 | 257.85 | 257.85 | 270 | 270 | 270 | 270 | 270 | 270 | 270 | 270 | 270 | 270 | 270 | 0 | 0 | 0 | 0 | 0 | 0 | 0 | 0 | 0 | 0 | 0 | 0 | 0 | 0 | 0 | 0 | 0 | 0 | 0 | 0 | 0 | 0
Existing | US | TRE | 1135120 | 52176 | FLCNS_UNIT1 | GEN1 | C R Wing Cogen Plant | CALENERGY-FALCON SEABOARD CTG 1 |  | CT | NG |  | Natural Gas and Other Gases | 1987 |  | 77.54 | 75 | 77.5 | 75 | 75 | 75 | 75 | 75 | 75 | 75 | 75 | 75 | 75 | 75 | 77.5 | 77.5 | 77.5 | 77.5 | 77.5 | 77.5 | 77.5 | 77.5 | 77.5 | 77.5 | 77.5 | 0 | 0 | 0 | 0 | 0 | 0 | 0 | 0 | 0 | 0 | 0 | 0 | 0 | 0 | 0 | 0 | 0 | 0 | 0 | 0 | 0 | 0
Existing | US | TRE | 1805923 | 52176 | FLCNS_UNIT2 | GEN2 | C R Wing Cogen Plant | CALENERGY-FALCON SEABOARD CTG 2 |  | CT | NG |  | Natural Gas and Other Gases | 1987 |  | 77.54 | 75 | 77.5 | 75 | 75 | 75 | 75 | 75 | 75 | 75 | 75 | 75 | 75 | 75 | 77.5 | 77.5 | 77.5 | 77.5 | 77.5 | 77.5 | 77.5 | 77.5 | 77.5 | 77.5 | 77.5 | 0 | 0 | 0 | 0 | 0 | 0 | 0 | 0 | 0 | 0 | 0 | 0 | 0 | 0 | 0 | 0 | 0 | 0 | 0 | 0 | 0 | 0
Existing | US | TRE | 1656490 | 52176 | FLCNS_UNIT3 | GEN3 | C R Wing Cogen Plant | CALENERGY-FALCON SEABOARD STG 3 |  | CA | NG |  | Natural Gas and Other Gases | 1988 |  | 75 | 70 | 74 | 70 | 70 | 70 | 70 | 70 | 70 | 70 | 70 | 70 | 70 | 70 | 74 | 74 | 74 | 74 | 74 | 74 | 74 | 74 | 74 | 74 | 74 | 0 | 0 | 0 | 0 | 0 | 0 | 0 | 0 | 0 | 0 | 0 | 0 | 0 | 0 | 0 | 0 | 0 | 0 | 0 | 0 | 0 | 0
Existing | US | TRE |  | 60459 | CALHOUN_UNIT1 |  |  | CALHOUN (PORT COMFORT) 1 |  | GT | NG |  | Natural Gas and Other Gases | 2017 |  | 60.5 | 44 | 49.8 | 44 | 44 | 44 | 44 | 44 | 44 | 44 | 44 | 44 | 44 | 44 | 49.8 | 49.8 | 49.8 | 49.8 | 49.8 | 49.8 | 49.8 | 49.8 | 49.8 | 49.8 | 49.8 | 0 | 0 | 0 | 0 | 0 | 0 | 0 | 0 | 0 | 0 | 0 | 0 | 0 | 0 | 0 | 0 | 0 | 0 | 0 | 0 | 0 | 0
Existing | US | TRE |  | 60459 | CALHOUN_UNIT2 |  |  | CALHOUN (PORT COMFORT) 2 |  | GT | NG |  | Natural Gas and Other Gases | 2017 |  | 60.5 | 44 | 49.8 | 44 | 44 | 44 | 44 | 44 | 44 | 44 | 44 | 44 | 44 | 44 | 49.8 | 49.8 | 49.8 | 49.8 | 49.8 | 49.8 | 49.8 | 49.8 | 49.8 | 49.8 | 49.8 | 0 | 0 | 0 | 0 | 0 | 0 | 0 | 0 | 0 | 0 | 0 | 0 | 0 | 0 | 0 | 0 | 0 | 0 | 0 | 0 | 0 | 0
Existing | US | TRE | 1790110 | 56806 | CBY4_CT41 | 41 | Cedar Bayou 4 | CEDAR BAYOU 4 CTG 1 |  | CT | NG |  | Natural Gas and Other Gases | 2009 |  | 205 | 163 | 173 | 163 | 163 | 163 | 163 | 163 | 163 | 163 | 163 | 163 | 163 | 163 | 173 | 173 | 173 | 173 | 173 | 173 | 173 | 173 | 173 | 173 | 173 | 0 | 0 | 0 | 0 | 0 | 0 | 0 | 0 | 0 | 0 | 0 | 0 | 0 | 0 | 0 | 0 | 0 | 0 | 0 | 0 | 0 | 0
Existing | US | TRE | 1523019 | 56806 | CBY4_CT42 | 42 | Cedar Bayou 4 | CEDAR BAYOU 4 CTG 2 |  | CT | NG |  | Natural Gas and Other Gases | 2009 |  | 205 | 163 | 173 | 163 | 163 | 163 | 163 | 163 | 163 | 163 | 163 | 163 | 163 | 163 | 173 | 173 | 173 | 173 | 173 | 173 | 173 | 173 | 173 | 173 | 173 | 0 | 0 | 0 | 0 | 0 | 0 | 0 | 0 | 0 | 0 | 0 | 0 | 0 | 0 | 0 | 0 | 0 | 0 | 0 | 0 | 0 | 0
Existing | US | TRE | 1005872 | 56806 | CBY4_ST04 | 4 | Cedar Bayou 4 | CEDAR BAYOU 4 STG |  | CA | NG |  | Natural Gas and Other Gases | 2009 |  | 205 | 178 | 186 | 178 | 178 | 178 | 178 | 178 | 178 | 178 | 178 | 178 | 178 | 178 | 186 | 186 | 186 | 186 | 186 | 186 | 186 | 186 | 186 | 186 | 186 | 0 | 0 | 0 | 0 | 0 | 0 | 0 | 0 | 0 | 0 | 0 | 0 | 0 | 0 | 0 | 0 | 0 | 0 | 0 | 0 | 0 | 0
Existing | US | TRE | 1641939 | 56350 | CBEC_GT1 | CT1A | Colorado Bend Energy Center | COLORADO BEND ENERGY CENTER CTG 1 |  | CT | NG |  | Natural Gas and Other Gases | 2007 |  | 86.5 | 70 | 79 | 70 | 70 | 70 | 70 | 70 | 70 | 70 | 70 | 70 | 70 | 70 | 79 | 79 | 79 | 79 | 79 | 79 | 79 | 79 | 79 | 79 | 79 | 0 | 0 | 0 | 0 | 0 | 0 | 0 | 0 | 0 | 0 | 0 | 0 | 0 | 0 | 0 | 0 | 0 | 0 | 0 | 0 | 0 | 0
Existing | US | TRE | 1553774 | 56350 | CBEC_GT2 | CT1B | Colorado Bend Energy Center | COLORADO BEND ENERGY CENTER CTG 2 |  | CT | NG |  | Natural Gas and Other Gases | 2007 |  | 86.5 | 62 | 72 | 62 | 62 | 62 | 62 | 62 | 62 | 62 | 62 | 62 | 62 | 62 | 72 | 72 | 72 | 72 | 72 | 72 | 72 | 72 | 72 | 72 | 72 | 0 | 0 | 0 | 0 | 0 | 0 | 0 | 0 | 0 | 0 | 0 | 0 | 0 | 0 | 0 | 0 | 0 | 0 | 0 | 0 | 0 | 0
Existing | US | TRE | 1169375 | 56350 | CBEC_STG1 | ST1 | Colorado Bend Energy Center | COLORADO BEND ENERGY CENTER STG 1 |  | CA | NG |  | Natural Gas and Other Gases | 2007 |  | 105 | 101 | 102 | 101 | 101 | 101 | 101 | 101 | 101 | 101 | 101 | 101 | 101 | 101 | 102 | 102 | 102 | 102 | 102 | 102 | 102 | 102 | 102 | 102 | 102 | 0 | 0 | 0 | 0 | 0 | 0 | 0 | 0 | 0 | 0 | 0 | 0 | 0 | 0 | 0 | 0 | 0 | 0 | 0 | 0 | 0 | 0
Existing | US | TRE | 1577696 | 56350 | CBEC_GT3 | CT2A | Colorado Bend Energy Center | COLORADO BEND ENERGY CENTER CTG 3 |  | CT | NG |  | Natural Gas and Other Gases | 2008 |  | 86.5 | 69 | 77 | 69 | 69 | 69 | 69 | 69 | 69 | 69 | 69 | 69 | 69 | 69 | 77 | 77 | 77 | 77 | 77 | 77 | 77 | 77 | 77 | 77 | 77 | 0 | 0 | 0 | 0 | 0 | 0 | 0 | 0 | 0 | 0 | 0 | 0 | 0 | 0 | 0 | 0 | 0 | 0 | 0 | 0 | 0 | 0
Existing | US | TRE | 1441745 | 56350 | CBEC_GT4 | CT2B | Colorado Bend Energy Center | COLORADO BEND ENERGY CENTER CTG 4 |  | CT | NG |  | Natural Gas and Other Gases | 2008 |  | 86.5 | 63 | 73 | 63 | 63 | 63 | 63 | 63 | 63 | 63 | 63 | 63 | 63 | 63 | 73 | 73 | 73 | 73 | 73 | 73 | 73 | 73 | 73 | 73 | 73 | 0 | 0 | 0 | 0 | 0 | 0 | 0 | 0 | 0 | 0 | 0 | 0 | 0 | 0 | 0 | 0 | 0 | 0 | 0 | 0 | 0 | 0
Existing | US | TRE | 1625591 | 56350 | CBEC_STG2 | ST2 | Colorado Bend Energy Center | COLORADO BEND ENERGY CENTER STG 2 |  | CA | NG |  | Natural Gas and Other Gases | 2008 |  | 108.8 | 103 | 108 | 103 | 103 | 103 | 103 | 103 | 103 | 103 | 103 | 103 | 103 | 103 | 108 | 108 | 108 | 108 | 108 | 108 | 108 | 108 | 108 | 108 | 108 | 0 | 0 | 0 | 0 | 0 | 0 | 0 | 0 | 0 | 0 | 0 | 0 | 0 | 0 | 0 | 0 | 0 | 0 | 0 | 0 | 0 | 0
Existing | US | TRE |  | 60122 | CBECII_CT7 | CT7 | Colorado Bend II | COLORADO BEND II CT7 |  | CT | NG |  | Natural Gas and Other Gases | 2017 |  | 360.9 | 331.9 | 361 | 331.9 | 331.9 | 331.9 | 331.9 | 331.9 | 331.9 | 331.9 | 331.9 | 331.9 | 331.9 | 331.9 | 361 | 361 | 361 | 361 | 361 | 361 | 361 | 361 | 361 | 361 | 361 | 0 | 0 | 0 | 0 | 0 | 0 | 0 | 0 | 0 | 0 | 0 | 0 | 0 | 0 | 0 | 0 | 0 | 0 | 0 | 0 | 0 | 0 | Upgrade/repower project in queue (projected COD: 9/15/2019)
Existing | US | TRE |  | 60122 | CBECII_CT8 | CT8 | Colorado Bend II | COLORADO BEND II CT8 |  | CT | NG |  | Natural Gas and Other Gases | 2017 |  | 360.9 | 335.3 | 357.9 | 335.3 | 335.3 | 335.3 | 335.3 | 335.3 | 335.3 | 335.3 | 335.3 | 335.3 | 335.3 | 335.3 | 357.9 | 357.9 | 357.9 | 357.9 | 357.9 | 357.9 | 357.9 | 357.9 | 357.9 | 357.9 | 357.9 | 0 | 0 | 0 | 0 | 0 | 0 | 0 | 0 | 0 | 0 | 0 | 0 | 0 | 0 | 0 | 0 | 0 | 0 | 0 | 0 | 0 | 0 | Upgrade/repower project in queue (projected COD: 9/15/2019)
Existing | US | TRE |  | 60122 | CBECII_STG9 | STG9 | Colorado Bend II | COLORADO BEND II ST8 |  | CA | NG |  | Natural Gas and Other Gases | 2017 |  | 508.5 | 472.5 | 492.9 | 472.5 | 472.5 | 472.5 | 472.5 | 472.5 | 472.5 | 472.5 | 472.5 | 472.5 | 472.5 | 472.5 | 492.9 | 492.9 | 492.9 | 492.9 | 492.9 | 492.9 | 492.9 | 492.9 | 492.9 | 492.9 | 492.9 | 0 | 0 | 0 | 0 | 0 | 0 | 0 | 0 | 0 | 0 | 0 | 0 | 0 | 0 | 0 | 0 | 0 | 0 | 0 | 0 | 0 | 0 | Upgrade/repower project in queue (projected COD: 9/15/2019)
Existing | US | TRE | 1082631 | 55187 | CVC_CVC_G1 | GT1 | Channelview Cogeneration Plant | CVC CHANNELVIEW CTG 1 |  | CT | NG |  | Natural Gas and Other Gases | 2008 |  | 192.1 | 169 | 185 | 169 | 169 | 169 | 169 | 169 | 169 | 169 | 169 | 169 | 169 | 169 | 185 | 185 | 185 | 185 | 185 | 185 | 185 | 185 | 185 | 185 | 185 | 0 | 0 | 0 | 0 | 0 | 0 | 0 | 0 | 0 | 0 | 0 | 0 | 0 | 0 | 0 | 0 | 0 | 0 | 0 | 0 | 0 | 0
Existing | US | TRE | 1249200 | 55187 | CVC_CVC_G2 | GT2 | Channelview Cogeneration Plant | CVC CHANNELVIEW CTG 2 |  | CT | NG |  | Natural Gas and Other Gases | 2008 |  | 192.1 | 165 | 182 | 165 | 165 | 165 | 165 | 165 | 165 | 165 | 165 | 165 | 165 | 165 | 182 | 182 | 182 | 182 | 182 | 182 | 182 | 182 | 182 | 182 | 182 | 0 | 0 | 0 | 0 | 0 | 0 | 0 | 0 | 0 | 0 | 0 | 0 | 0 | 0 | 0 | 0 | 0 | 0 | 0 | 0 | 0 | 0
Existing | US | TRE | 1165341 | 55187 | CVC_CVC_G3 | GT3 | Channelview Cogeneration Plant | CVC CHANNELVIEW CTG 3 |  | CT | NG |  | Natural Gas and Other Gases | 2008 |  | 192.1 | 165 | 181 | 165 | 165 | 165 | 165 | 165 | 165 | 165 | 165 | 165 | 165 | 165 | 181 | 181 | 181 | 181 | 181 | 181 | 181 | 181 | 181 | 181 | 181 | 0 | 0 | 0 | 0 | 0 | 0 | 0 | 0 | 0 | 0 | 0 | 0 | 0 | 0 | 0 | 0 | 0 | 0 | 0 | 0 | 0 | 0
Existing | US | TRE | 1802159 | 55187 | CVC_CVC_G5 | ST1 | Channelview Cogeneration Plant | CVC CHANNELVIEW STG 5 |  | CA | NG |  | Natural Gas and Other Gases | 2008 |  | 150 | 144 | 144 | 144 | 144 | 144 | 144 | 144 | 144 | 144 | 144 | 144 | 144 | 144 | 144 | 144 | 144 | 144 | 144 | 144 | 144 | 144 | 144 | 144 | 144 | 0 | 0 | 0 | 0 | 0 | 0 | 0 | 0 | 0 | 0 | 0 | 0 | 0 | 0 | 0 | 0 | 0 | 0 | 0 | 0 | 0 | 0
Existing | US | TRE | 1615792 | 55464 | DDPEC_GT1 | CTG1 | Deer Park Energy Center | DEER PARK ENERGY CENTER CTG 1 |  | CT | NG |  | Natural Gas and Other Gases | 2002 |  | 180 | 172 | 203 | 172 | 172 | 172 | 172 | 172 | 172 | 172 | 172 | 172 | 172 | 172 | 203 | 203 | 203 | 203 | 203 | 203 | 203 | 203 | 203 | 203 | 203 | 0 | 0 | 0 | 0 | 0 | 0 | 0 | 0 | 0 | 0 | 0 | 0 | 0 | 0 | 0 | 0 | 0 | 0 | 0 | 0 | 0 | 0
Existing | US | TRE | 1145750 | 55464 | DDPEC_GT2 | CTG2 | Deer Park Energy Center | DEER PARK ENERGY CENTER CTG 2 |  | CT | NG |  | Natural Gas and Other Gases | 2002 |  | 215 | 182 | 215 | 182 | 182 | 182 | 182 | 182 | 182 | 182 | 182 | 182 | 182 | 182 | 215 | 215 | 215 | 215 | 215 | 215 | 215 | 215 | 215 | 215 | 215 | 0 | 0 | 0 | 0 | 0 | 0 | 0 | 0 | 0 | 0 | 0 | 0 | 0 | 0 | 0 | 0 | 0 | 0 | 0 | 0 | 0 | 0
Existing | US | TRE | 1823683 | 55464 | DDPEC_GT3 | CTG3 | Deer Park Energy Center | DEER PARK ENERGY CENTER CTG 3 |  | CT | NG |  | Natural Gas and Other Gases | 2002 |  | 180 | 172 | 203 | 172 | 172 | 172 | 172 | 172 | 172 | 172 | 172 | 172 | 172 | 172 | 203 | 203 | 203 | 203 | 203 | 203 | 203 | 203 | 203 | 203 | 203 | 0 | 0 | 0 | 0 | 0 | 0 | 0 | 0 | 0 | 0 | 0 | 0 | 0 | 0 | 0 | 0 | 0 | 0 | 0 | 0 | 0 | 0
Existing | US | TRE | 1779829 | 55464 | DDPEC_GT4 | CTG4 | Deer Park Energy Center | DEER PARK ENERGY CENTER CTG 4 |  | CT | NG |  | Natural Gas and Other Gases | 2002 |  | 215 | 182 | 215 | 182 | 182 | 182 | 182 | 182 | 182 | 182 | 182 | 182 | 182 | 182 | 215 | 215 | 215 | 215 | 215 | 215 | 215 | 215 | 215 | 215 | 215 | 0 | 0 | 0 | 0 | 0 | 0 | 0 | 0 | 0 | 0 | 0 | 0 | 0 | 0 | 0 | 0 | 0 | 0 | 0 | 0 | 0 | 0
Existing | US | TRE | 1764248 | 55464 | DDPEC_ST1 | STG1 | Deer Park Energy Center | DEER PARK ENERGY CENTER STG |  | CA | NG |  | Natural Gas and Other Gases | 2002 |  | 290 | 287 | 290 | 287 | 287 | 287 | 287 | 287 | 287 | 287 | 287 | 287 | 287 | 287 | 290 | 290 | 290 | 290 | 290 | 290 | 290 | 290 | 290 | 290 | 290 | 0 | 0 | 0 | 0 | 0 | 0 | 0 | 0 | 0 | 0 | 0 | 0 | 0 | 0 | 0 | 0 | 0 | 0 | 0 | 0 | 0 | 0
Existing | US | TRE | 1416285 | 55464 | DDPEC_GT6 | CTG6 | Deer Park Energy Center | DEER PARK ENERGY CENTER CTG 6 |  | CT | NG |  | Natural Gas and Other Gases | 2014 |  | 199 | 156 | 190 | 156 | 156 | 156 | 156 | 156 | 156 | 156 | 156 | 156 | 156 | 156 | 190 | 190 | 190 | 190 | 190 | 190 | 190 | 190 | 190 | 190 | 190 | 0 | 0 | 0 | 0 | 0 | 0 | 0 | 0 | 0 | 0 | 0 | 0 | 0 | 0 | 0 | 0 | 0 | 0 | 0 | 0 | 0 | 0
Existing | US | TRE | 1819841 | 55223 | ETCCS_CT1 | GT1 | Ennis Power Company LLC | ENNIS POWER STATION CTG 2 |  | CT | NG |  | Natural Gas and Other Gases | 2002 |  | 260 | 204 | 245 | 204 | 204 | 204 | 204 | 204 | 204 | 204 | 204 | 204 | 204 | 204 | 245 | 245 | 245 | 245 | 245 | 245 | 245 | 245 | 245 | 245 | 245 | 0 | 0 | 0 | 0 | 0 | 0 | 0 | 0 | 0 | 0 | 0 | 0 | 0 | 0 | 0 | 0 | 0 | 0 | 0 | 0 | 0 | 0
Existing | US | TRE | 1496385 | 55223 | ETCCS_UNIT1 | ST1 | Ennis Power Company LLC | ENNIS POWER STATION STG 1 |  | CA | NG |  | Natural Gas and Other Gases | 2002 |  | 140 | 115 | 116 | 115 | 115 | 115 | 115 | 115 | 115 | 115 | 115 | 115 | 115 | 115 | 116 | 116 | 116 | 116 | 116 | 116 | 116 | 116 | 116 | 116 | 116 | 0 | 0 | 0 | 0 | 0 | 0 | 0 | 0 | 0 | 0 | 0 | 0 | 0 | 0 | 0 | 0 | 0 | 0 | 0 | 0 | 0 | 0
Existing | US | TRE | 1389210 | 4937 | FERGCC_FERGGT1 | CT-1 | Thomas C Ferguson | FERGUSON REPLACEMENT CTG1 |  | CT | NG |  | Natural Gas and Other Gases | 2014 |  | 185.3 | 169 | 180 | 169 | 169 | 169 | 169 | 169 | 169 | 169 | 169 | 169 | 169 | 169 | 180 | 180 | 180 | 180 | 180 | 180 | 180 | 180 | 180 | 180 | 180 | 0 | 0 | 0 | 0 | 0 | 0 | 0 | 0 | 0 | 0 | 0 | 0 | 0 | 0 | 0 | 0 | 0 | 0 | 0 | 0 | 0 | 0
Existing | US | TRE | 1081617 | 4937 | FERGCC_FERGGT2 | CT-2 | Thomas C Ferguson | FERGUSON REPLACEMENT CTG2 |  | CT | NG |  | Natural Gas and Other Gases | 2014 |  | 185.3 | 169 | 180 | 169 | 169 | 169 | 169 | 169 | 169 | 169 | 169 | 169 | 169 | 169 | 180 | 180 | 180 | 180 | 180 | 180 | 180 | 180 | 180 | 180 | 180 | 0 | 0 | 0 | 0 | 0 | 0 | 0 | 0 | 0 | 0 | 0 | 0 | 0 | 0 | 0 | 0 | 0 | 0 | 0 | 0 | 0 | 0
Existing | US | TRE | 1699891 | 4937 | FERGCC_FERGST1 | STG | Thomas C Ferguson | FERGUSON REPLACEMENT STG |  | CA | NG |  | Natural Gas and Other Gases | 2014 |  | 204 | 182 | 194 | 182 | 182 | 182 | 182 | 182 | 182 | 182 | 182 | 182 | 182 | 182 | 194 | 194 | 194 | 194 | 194 | 194 | 194 | 194 | 194 | 194 | 194 | 0 | 0 | 0 | 0 | 0 | 0 | 0 | 0 | 0 | 0 | 0 | 0 | 0 | 0 | 0 | 0 | 0 | 0 | 0 | 0 | 0 | 0
Existing | US | TRE | 1989804 | 55480 | FRNYPP_GT11 | U1 | Forney Energy Center | FORNEY ENERGY CENTER CTG 11 |  | CT | NG |  | Natural Gas and Other Gases | 2003 |  | 196.7 | 165 | 195 | 165 | 165 | 165 | 165 | 165 | 165 | 165 | 165 | 165 | 165 | 165 | 195 | 195 | 195 | 195 | 195 | 195 | 195 | 195 | 195 | 195 | 195 | 0 | 0 | 0 | 0 | 0 | 0 | 0 | 0 | 0 | 0 | 0 | 0 | 0 | 0 | 0 | 0 | 0 | 0 | 0 | 0 | 0 | 0
Existing | US | TRE | 1146804 | 55480 | FRNYPP_GT12 | U2 | Forney Energy Center | FORNEY ENERGY CENTER CTG 12 |  | CT | NG |  | Natural Gas and Other Gases | 2003 |  | 196.7 | 157 | 185 | 157 | 157 | 157 | 157 | 157 | 157 | 157 | 157 | 157 | 157 | 157 | 185 | 185 | 185 | 185 | 185 | 185 | 185 | 185 | 185 | 185 | 185 | 0 | 0 | 0 | 0 | 0 | 0 | 0 | 0 | 0 | 0 | 0 | 0 | 0 | 0 | 0 | 0 | 0 | 0 | 0 | 0 | 0 | 0
Existing | US | TRE | 1965938 | 55480 | FRNYPP_GT13 | U3 | Forney Energy Center | FORNEY ENERGY CENTER CTG 13 |  | CT | NG |  | Natural Gas and Other Gases | 2003 |  | 196.7 | 157 | 185 | 157 | 157 | 157 | 157 | 157 | 157 | 157 | 157 | 157 | 157 | 157 | 185 | 185 | 185 | 185 | 185 | 185 | 185 | 185 | 185 | 185 | 185 | 0 | 0 | 0 | 0 | 0 | 0 | 0 | 0 | 0 | 0 | 0 | 0 | 0 | 0 | 0 | 0 | 0 | 0 | 0 | 0 | 0 | 0
Existing | US | TRE | 1720384 | 55480 | FRNYPP_GT21 | U4 | Forney Energy Center | FORNEY ENERGY CENTER CTG 21 |  | CT | NG |  | Natural Gas and Other Gases | 2003 |  | 196.7 | 165 | 195 | 165 | 165 | 165 | 165 | 165 | 165 | 165 | 165 | 165 | 165 | 165 | 195 | 195 | 195 | 195 | 195 | 195 | 195 | 195 | 195 | 195 | 195 | 0 | 0 | 0 | 0 | 0 | 0 | 0 | 0 | 0 | 0 | 0 | 0 | 0 | 0 | 0 | 0 | 0 | 0 | 0 | 0 | 0 | 0
Existing | US | TRE | 1450610 | 55480 | FRNYPP_GT22 | U5 | Forney Energy Center | FORNEY ENERGY CENTER CTG 22 |  | CT | NG |  | Natural Gas and Other Gases | 2003 |  | 196.7 | 157 | 185 | 157 | 157 | 157 | 157 | 157 | 157 | 157 | 157 | 157 | 157 | 157 | 185 | 185 | 185 | 185 | 185 | 185 | 185 | 185 | 185 | 185 | 185 | 0 | 0 | 0 | 0 | 0 | 0 | 0 | 0 | 0 | 0 | 0 | 0 | 0 | 0 | 0 | 0 | 0 | 0 | 0 | 0 | 0 | 0
Existing | US | TRE | 1857862 | 55480 | FRNYPP_GT23 | U6 | Forney Energy Center | FORNEY ENERGY CENTER CTG 23 |  | CT | NG |  | Natural Gas and Other Gases | 2003 |  | 196.7 | 157 | 185 | 157 | 157 | 157 | 157 | 157 | 157 | 157 | 157 | 157 | 157 | 157 | 185 | 185 | 185 | 185 | 185 | 185 | 185 | 185 | 185 | 185 | 185 | 0 | 0 | 0 | 0 | 0 | 0 | 0 | 0 | 0 | 0 | 0 | 0 | 0 | 0 | 0 | 0 | 0 | 0 | 0 | 0 | 0 | 0
Existing | US | TRE | 1586933 | 55480 | FRNYPP_ST10 | ST1 | Forney Energy Center | FORNEY ENERGY CENTER STG 10 |  | CA | NG |  | Natural Gas and Other Gases | 2003 |  | 422 | 406 | 418 | 406 | 406 | 406 | 406 | 406 | 406 | 406 | 406 | 406 | 406 | 406 | 418 | 418 | 418 | 418 | 418 | 418 | 418 | 418 | 418 | 418 | 418 | 0 | 0 | 0 | 0 | 0 | 0 | 0 | 0 | 0 | 0 | 0 | 0 | 0 | 0 | 0 | 0 | 0 | 0 | 0 | 0 | 0 | 0
Existing | US | TRE | 1499921 | 55480 | FRNYPP_ST20 | ST2 | Forney Energy Center | FORNEY ENERGY CENTER STG 20 |  | CA | NG |  | Natural Gas and Other Gases | 2003 |  | 422 | 406 | 418 | 406 | 406 | 406 | 406 | 406 | 406 | 406 | 406 | 406 | 406 | 406 | 418 | 418 | 418 | 418 | 418 | 418 | 418 | 418 | 418 | 418 | 418 | 0 | 0 | 0 | 0 | 0 | 0 | 0 | 0 | 0 | 0 | 0 | 0 | 0 | 0 | 0 | 0 | 0 | 0 | 0 | 0 | 0 | 0
Existing | US | TRE | 1761222 | 55226 | FREC_GT1 | GT1 | Freestone Energy Center | FREESTONE ENERGY CENTER CTG 1 |  | CT | NG |  | Natural Gas and Other Gases | 2002 |  | 179.35 | 147 | 160.7 | 147 | 147 | 147 | 147 | 147 | 147 | 147 | 147 | 147 | 147 | 147 | 160.7 | 160.7 | 160.7 | 160.7 | 160.7 | 160.7 | 160.7 | 160.7 | 160.7 | 160.7 | 160.7 | 0 | 0 | 0 | 0 | 0 | 0 | 0 | 0 | 0 | 0 | 0 | 0 | 0 | 0 | 0 | 0 | 0 | 0 | 0 | 0 | 0 | 0
Existing | US | TRE | 1251528 | 55226 | FREC_GT2 | GT2 | Freestone Energy Center | FREESTONE ENERGY CENTER CTG 2 |  | CT | NG |  | Natural Gas and Other Gases | 2002 |  | 179.35 | 147 | 160.7 | 147 | 147 | 147 | 147 | 147 | 147 | 147 | 147 | 147 | 147 | 147 | 160.7 | 160.7 | 160.7 | 160.7 | 160.7 | 160.7 | 160.7 | 160.7 | 160.7 | 160.7 | 160.7 | 0 | 0 | 0 | 0 | 0 | 0 | 0 | 0 | 0 | 0 | 0 | 0 | 0 | 0 | 0 | 0 | 0 | 0 | 0 | 0 | 0 | 0
Existing | US | TRE | 1473898 | 55226 | FREC_ST3 | ST3 | Freestone Energy Center | FREESTONE ENERGY CENTER STG 3 |  | CA | NG |  | Natural Gas and Other Gases | 2002 |  | 190.74 | 169 | 179.8 | 169 | 169 | 169 | 169 | 169 | 169 | 169 | 169 | 169 | 169 | 169 | 179.8 | 179.8 | 179.8 | 179.8 | 179.8 | 179.8 | 179.8 | 179.8 | 179.8 | 179.8 | 179.8 | 0 | 0 | 0 | 0 | 0 | 0 | 0 | 0 | 0 | 0 | 0 | 0 | 0 | 0 | 0 | 0 | 0 | 0 | 0 | 0 | 0 | 0
Existing | US | TRE | 1969769 | 55226 | FREC_GT4 | GT3 | Freestone Energy Center | FREESTONE ENERGY CENTER CTG 4 |  | CT | NG |  | Natural Gas and Other Gases | 2002 |  | 179.35 | 145 | 161.1 | 145 | 145 | 145 | 145 | 145 | 145 | 145 | 145 | 145 | 145 | 145 | 161.1 | 161.1 | 161.1 | 161.1 | 161.1 | 161.1 | 161.1 | 161.1 | 161.1 | 161.1 | 161.1 | 0 | 0 | 0 | 0 | 0 | 0 | 0 | 0 | 0 | 0 | 0 | 0 | 0 | 0 | 0 | 0 | 0 | 0 | 0 | 0 | 0 | 0
Existing | US | TRE | 1057589 | 55226 | FREC_GT5 | GT4 | Freestone Energy Center | FREESTONE ENERGY CENTER CTG 5 |  | CT | NG |  | Natural Gas and Other Gases | 2002 |  | 179.35 | 145 | 161.1 | 145 | 145 | 145 | 145 | 145 | 145 | 145 | 145 | 145 | 145 | 145 | 161.1 | 161.1 | 161.1 | 161.1 | 161.1 | 161.1 | 161.1 | 161.1 | 161.1 | 161.1 | 161.1 | 0 | 0 | 0 | 0 | 0 | 0 | 0 | 0 | 0 | 0 | 0 | 0 | 0 | 0 | 0 | 0 | 0 | 0 | 0 | 0 | 0 | 0
Existing | US | TRE | 1494020 | 55226 | FREC_ST6 | ST6 | Freestone Energy Center | FREESTONE ENERGY CENTER STG 6 |  | CA | NG |  | Natural Gas and Other Gases | 2002 |  | 190.74 | 168 | 179.7 | 168 | 168 | 168 | 168 | 168 | 168 | 168 | 168 | 168 | 168 | 168 | 179.7 | 179.7 | 179.7 | 179.7 | 179.7 | 179.7 | 179.7 | 179.7 | 179.7 | 179.7 | 179.7 | 0 | 0 | 0 | 0 | 0 | 0 | 0 | 0 | 0 | 0 | 0 | 0 | 0 | 0 | 0 | 0 | 0 | 0 | 0 | 0 | 0 | 0
Existing | US | TRE |  | 55086 | LGE_LGE_GT1 |  |  | GREGORY POWER PARTNERS GT1 |  | GT | NG |  | Natural Gas and Other Gases | 2000 |  | 185 | 145 | 158 | 145 | 145 | 145 | 145 | 145 | 145 | 145 | 145 | 145 | 145 | 145 | 0 | 0 | 0 | 0 | 0 | 0 | 0 | 0 | 0 | 0 | 0 | 0 | 0 | 0 | 0 | 0 | 0 | 0 | 0 | 0 | 0 | 0 | 158 | 158 | 158 | 158 | 158 | 158 | 158 | 158 | 158 | 158 | 158 | Under summer-only operations plan as of 10/17/2019
Existing | US | TRE |  | 55086 | LGE_LGE_GT2 |  |  | GREGORY POWER PARTNERS GT2 |  | GT | NG |  | Natural Gas and Other Gases | 2000 |  | 185 | 145 | 158 | 145 | 145 | 145 | 145 | 145 | 145 | 145 | 145 | 145 | 145 | 145 | 0 | 0 | 0 | 0 | 0 | 0 | 0 | 0 | 0 | 0 | 0 | 0 | 0 | 0 | 0 | 0 | 0 | 0 | 0 | 0 | 0 | 0 | 158 | 158 | 158 | 158 | 158 | 158 | 158 | 158 | 158 | 158 | 158 | Under summer-only operations plan as of 10/17/2019
Existing | US | TRE |  | 55086 | LGE_LGE_STG |  |  | GREGORY POWER PARTNERS STG |  | ST | NG |  | Natural Gas and Other Gases | 2000 |  | 100 | 75 | 75 | 75 | 75 | 75 | 75 | 75 | 75 | 75 | 75 | 75 | 75 | 75 | 0 | 0 | 0 | 0 | 0 | 0 | 0 | 0 | 0 | 0 | 0 | 0 | 0 | 0 | 0 | 0 | 0 | 0 | 0 | 0 | 0 | 0 | 75 | 75 | 75 | 75 | 75 | 75 | 75 | 75 | 75 | 75 | 75 | Under summer-only operations plan as of 10/17/2019
Existing | US | TRE | 1487512 | 55153 | GUADG_GAS1 | CTG1 | Guadalupe Generating Station | GUADALUPE ENERGY CENTER CTG 1 |  | CT | NG |  | Natural Gas and Other Gases | 2000 |  | 181 | 143 | 167 | 143 | 143 | 143 | 143 | 143 | 143 | 143 | 143 | 143 | 143 | 143 | 167 | 167 | 167 | 167 | 167 | 167 | 167 | 167 | 167 | 167 | 167 | 0 | 0 | 0 | 0 | 0 | 0 | 0 | 0 | 0 | 0 | 0 | 0 | 0 | 0 | 0 | 0 | 0 | 0 | 0 | 0 | 0 | 0
Existing | US | TRE | 1938929 | 55153 | GUADG_GAS2 | CTG2 | Guadalupe Generating Station | GUADALUPE ENERGY CENTER CTG 2 |  | CT | NG |  | Natural Gas and Other Gases | 2000 |  | 181 | 143 | 167 | 143 | 143 | 143 | 143 | 143 | 143 | 143 | 143 | 143 | 143 | 143 | 167 | 167 | 167 | 167 | 167 | 167 | 167 | 167 | 167 | 167 | 167 | 0 | 0 | 0 | 0 | 0 | 0 | 0 | 0 | 0 | 0 | 0 | 0 | 0 | 0 | 0 | 0 | 0 | 0 | 0 | 0 | 0 | 0
Existing | US | TRE | 1546286 | 55153 | GUADG_GAS3 | CTG3 | Guadalupe Generating Station | GUADALUPE ENERGY CENTER CTG 3 |  | CT | NG |  | Natural Gas and Other Gases | 2000 |  | 181 | 141 | 167 | 141 | 141 | 141 | 141 | 141 | 141 | 141 | 141 | 141 | 141 | 141 | 167 | 167 | 167 | 167 | 167 | 167 | 167 | 167 | 167 | 167 | 167 | 0 | 0 | 0 | 0 | 0 | 0 | 0 | 0 | 0 | 0 | 0 | 0 | 0 | 0 | 0 | 0 | 0 | 0 | 0 | 0 | 0 | 0
Existing | US | TRE | 1526891 | 55153 | GUADG_GAS4 | CTG4 | Guadalupe Generating Station | GUADALUPE ENERGY CENTER CTG 4 |  | CT | NG |  | Natural Gas and Other Gases | 2000 |  | 181 | 141 | 167 | 141 | 141 | 141 | 141 | 141 | 141 | 141 | 141 | 141 | 141 | 141 | 167 | 167 | 167 | 167 | 167 | 167 | 167 | 167 | 167 | 167 | 167 | 0 | 0 | 0 | 0 | 0 | 0 | 0 | 0 | 0 | 0 | 0 | 0 | 0 | 0 | 0 | 0 | 0 | 0 | 0 | 0 | 0 | 0
Existing | US | TRE | 1114556 | 55153 | GUADG_STM5 | STG1 | Guadalupe Generating Station | GUADALUPE ENERGY CENTER STG 5 |  | CA | NG |  | Natural Gas and Other Gases | 2000 |  | 204 | 198 | 203 | 198 | 198 | 198 | 198 | 198 | 198 | 198 | 198 | 198 | 198 | 198 | 203 | 203 | 203 | 203 | 203 | 203 | 203 | 203 | 203 | 203 | 203 | 0 | 0 | 0 | 0 | 0 | 0 | 0 | 0 | 0 | 0 | 0 | 0 | 0 | 0 | 0 | 0 | 0 | 0 | 0 | 0 | 0 | 0
Existing | US | TRE | 1950623 | 55153 | GUADG_STM6 | STG2 | Guadalupe Generating Station | GUADALUPE ENERGY CENTER STG 6 |  | CA | NG |  | Natural Gas and Other Gases | 2000 |  | 204 | 198 | 203 | 198 | 198 | 198 | 198 | 198 | 198 | 198 | 198 | 198 | 198 | 198 | 203 | 203 | 203 | 203 | 203 | 203 | 203 | 203 | 203 | 203 | 203 | 0 | 0 | 0 | 0 | 0 | 0 | 0 | 0 | 0 | 0 | 0 | 0 | 0 | 0 | 0 | 0 | 0 | 0 | 0 | 0 | 0 | 0
Existing | US | TRE | 1110957 | 55144 | HAYSEN_HAYSENG1 | U1 | Hays Energy Project | HAYS ENERGY FACILITY CSG 1 |  | CS | NG |  | Natural Gas and Other Gases | 2002 |  | 242 | 210 | 239 | 210 | 210 | 210 | 210 | 210 | 210 | 210 | 210 | 210 | 210 | 210 | 239 | 239 | 239 | 239 | 239 | 239 | 239 | 239 | 239 | 239 | 239 | 0 | 0 | 0 | 0 | 0 | 0 | 0 | 0 | 0 | 0 | 0 | 0 | 0 | 0 | 0 | 0 | 0 | 0 | 0 | 0 | 0 | 0
Existing | US | TRE | 1772556 | 55144 | HAYSEN_HAYSENG2 | U2 | Hays Energy Project | HAYS ENERGY FACILITY CSG 2 |  | CS | NG |  | Natural Gas and Other Gases | 2002 |  | 242 | 211 | 240 | 211 | 211 | 211 | 211 | 211 | 211 | 211 | 211 | 211 | 211 | 211 | 240 | 240 | 240 | 240 | 240 | 240 | 240 | 240 | 240 | 240 | 240 | 0 | 0 | 0 | 0 | 0 | 0 | 0 | 0 | 0 | 0 | 0 | 0 | 0 | 0 | 0 | 0 | 0 | 0 | 0 | 0 | 0 | 0
Existing | US | TRE | 1253901 | 55144 | HAYSEN_HAYSENG3 | U3 | Hays Energy Project | HAYS ENERGY FACILITY CSG 3 |  | CS | NG |  | Natural Gas and Other Gases | 2002 |  | 252 | 210 | 242 | 210 | 210 | 210 | 210 | 210 | 210 | 210 | 210 | 210 | 210 | 210 | 242 | 242 | 242 | 242 | 242 | 242 | 242 | 242 | 242 | 242 | 242 | 0 | 0 | 0 | 0 | 0 | 0 | 0 | 0 | 0 | 0 | 0 | 0 | 0 | 0 | 0 | 0 | 0 | 0 | 0 | 0 | 0 | 0
Existing | US | TRE | 1657485 | 55144 | HAYSEN_HAYSENG4 | U4 | Hays Energy Project | HAYS ENERGY FACILITY CSG 4 |  | CS | NG |  | Natural Gas and Other Gases | 2002 |  | 252 | 213 | 243 | 213 | 213 | 213 | 213 | 213 | 213 | 213 | 213 | 213 | 213 | 213 | 243 | 243 | 243 | 243 | 243 | 243 | 243 | 243 | 243 | 243 | 243 | 0 | 0 | 0 | 0 | 0 | 0 | 0 | 0 | 0 | 0 | 0 | 0 | 0 | 0 | 0 | 0 | 0 | 0 | 0 | 0 | 0 | 0
Existing | US | TRE | 1729721 | 55545 | DUKE_DUKE_GT1 | CTG1 | Hidalgo Energy Center | HIDALGO ENERGY CENTER CTG 1 |  | CT | NG |  | Natural Gas and Other Gases | 2000 |  | 176.63 | 149 | 150 | 149 | 149 | 149 | 149 | 149 | 149 | 149 | 149 | 149 | 149 | 149 | 150 | 150 | 150 | 150 | 150 | 150 | 150 | 150 | 150 | 150 | 150 | 0 | 0 | 0 | 0 | 0 | 0 | 0 | 0 | 0 | 0 | 0 | 0 | 0 | 0 | 0 | 0 | 0 | 0 | 0 | 0 | 0 | 0
Existing | US | TRE | 1420495 | 55545 | DUKE_DUKE_GT2 | CTG2 | Hidalgo Energy Center | HIDALGO ENERGY CENTER CTG 2 |  | CT | NG |  | Natural Gas and Other Gases | 2000 |  | 176.63 | 149 | 150 | 149 | 149 | 149 | 149 | 149 | 149 | 149 | 149 | 149 | 149 | 149 | 150 | 150 | 150 | 150 | 150 | 150 | 150 | 150 | 150 | 150 | 150 | 0 | 0 | 0 | 0 | 0 | 0 | 0 | 0 | 0 | 0 | 0 | 0 | 0 | 0 | 0 | 0 | 0 | 0 | 0 | 0 | 0 | 0
Existing | US | TRE | 1664518 | 55545 | DUKE_DUKE_ST1 | STG1 | Hidalgo Energy Center | HIDALGO ENERGY CENTER STG |  | CA | NG |  | Natural Gas and Other Gases | 2000 |  | 198.05 | 168 | 176 | 168 | 168 | 168 | 168 | 168 | 168 | 168 | 168 | 168 | 168 | 168 | 176 | 176 | 176 | 176 | 176 | 176 | 176 | 176 | 176 | 176 | 176 | 0 | 0 | 0 | 0 | 0 | 0 | 0 | 0 | 0 | 0 | 0 | 0 | 0 | 0 | 0 | 0 | 0 | 0 | 0 | 0 | 0 | 0
Existing | US | TRE | 1278342 | 55230 | JACKCNTY_CT1 | CT1 | Jack County | JACK COUNTY GEN FACILITY CTG 1 |  | CT | NG |  | Natural Gas and Other Gases | 2005 |  | 198.9 | 155 | 160 | 155 | 155 | 155 | 155 | 155 | 155 | 155 | 155 | 155 | 155 | 155 | 160 | 160 | 160 | 160 | 160 | 160 | 160 | 160 | 160 | 160 | 160 | 0 | 0 | 0 | 0 | 0 | 0 | 0 | 0 | 0 | 0 | 0 | 0 | 0 | 0 | 0 | 0 | 0 | 0 | 0 | 0 | 0 | 0
Existing | US | TRE | 1934361 | 55230 | JACKCNTY_CT2 | CT2 | Jack County | JACK COUNTY GEN FACILITY CTG 2 |  | CT | NG |  | Natural Gas and Other Gases | 2005 |  | 198.9 | 155 | 160 | 155 | 155 | 155 | 155 | 155 | 155 | 155 | 155 | 155 | 155 | 155 | 160 | 160 | 160 | 160 | 160 | 160 | 160 | 160 | 160 | 160 | 160 | 0 | 0 | 0 | 0 | 0 | 0 | 0 | 0 | 0 | 0 | 0 | 0 | 0 | 0 | 0 | 0 | 0 | 0 | 0 | 0 | 0 | 0
Existing | US | TRE | 1206231 | 55230 | JACKCNTY_STG | ST1 | Jack County | JACK COUNTY GEN FACILITY STG 1 |  | CA | NG |  | Natural Gas and Other Gases | 2005 |  | 300 | 295 | 293 | 295 | 295 | 295 | 295 | 295 | 295 | 295 | 295 | 295 | 295 | 295 | 293 | 293 | 293 | 293 | 293 | 293 | 293 | 293 | 293 | 293 | 293 | 0 | 0 | 0 | 0 | 0 | 0 | 0 | 0 | 0 | 0 | 0 | 0 | 0 | 0 | 0 | 0 | 0 | 0 | 0 | 0 | 0 | 0
Existing | US | TRE | 1874052 | 55230 | JCKCNTY2_CT3 | CT3 | Jack County | JACK COUNTY GEN FACILITY CTG 3 |  | CT | NG |  | Natural Gas and Other Gases | 2011 |  | 198.9 | 150 | 165 | 150 | 150 | 150 | 150 | 150 | 150 | 150 | 150 | 150 | 150 | 150 | 165 | 165 | 165 | 165 | 165 | 165 | 165 | 165 | 165 | 165 | 165 | 0 | 0 | 0 | 0 | 0 | 0 | 0 | 0 | 0 | 0 | 0 | 0 | 0 | 0 | 0 | 0 | 0 | 0 | 0 | 0 | 0 | 0
Existing | US | TRE | 1780041 | 55230 | JCKCNTY2_CT4 | CT4 | Jack County | JACK COUNTY GEN FACILITY CTG 4 |  | CT | NG |  | Natural Gas and Other Gases | 2011 |  | 198.9 | 150 | 165 | 150 | 150 | 150 | 150 | 150 | 150 | 150 | 150 | 150 | 150 | 150 | 165 | 165 | 165 | 165 | 165 | 165 | 165 | 165 | 165 | 165 | 165 | 0 | 0 | 0 | 0 | 0 | 0 | 0 | 0 | 0 | 0 | 0 | 0 | 0 | 0 | 0 | 0 | 0 | 0 | 0 | 0 | 0 | 0
Existing | US | TRE | 1770753 | 55230 | JCKCNTY2_ST2 | ST2 | Jack County | JACK COUNTY GEN FACILITY STG 2 |  | CA | NG |  | Natural Gas and Other Gases | 2011 |  | 320.6 | 295 | 310 | 295 | 295 | 295 | 295 | 295 | 295 | 295 | 295 | 295 | 295 | 295 | 310 | 310 | 310 | 310 | 310 | 310 | 310 | 310 | 310 | 310 | 310 | 0 | 0 | 0 | 0 | 0 | 0 | 0 | 0 | 0 | 0 | 0 | 0 | 0 | 0 | 0 | 0 | 0 | 0 | 0 | 0 | 0 | 0
Existing | US | TRE | 1613480 | 54817 | TEN_CT1 | GT-1 | Johnson County | JOHNSON COUNTY GEN FACILITY CTG |  | CT | NG |  | Natural Gas and Other Gases | 1997 |  | 185 | 163 | 177 | 163 | 163 | 163 | 163 | 163 | 163 | 163 | 163 | 163 | 163 | 163 | 177 | 177 | 177 | 177 | 177 | 177 | 177 | 177 | 177 | 177 | 177 | 0 | 0 | 0 | 0 | 0 | 0 | 0 | 0 | 0 | 0 | 0 | 0 | 0 | 0 | 0 | 0 | 0 | 0 | 0 | 0 | 0 | 0
Existing | US | TRE | 1120858 | 54817 | TEN_STG | ST-1 | Johnson County | JOHNSON COUNTY GEN FACILITY STG |  | CA | NG |  | Natural Gas and Other Gases | 1997 |  | 107 | 106 | 106 | 106 | 106 | 106 | 106 | 106 | 106 | 106 | 106 | 106 | 106 | 106 | 106 | 106 | 106 | 106 | 106 | 106 | 106 | 106 | 106 | 106 | 106 | 0 | 0 | 0 | 0 | 0 | 0 | 0 | 0 | 0 | 0 | 0 | 0 | 0 | 0 | 0 | 0 | 0 | 0 | 0 | 0 | 0 | 0
Existing | US | TRE | 1282098 | 55097 | LPCCS_CT11 | CTG1 | Lamar Power Project | LAMAR ENERGY CENTER CTG 11 |  | CT | NG |  | Natural Gas and Other Gases | 2000 |  | 186 | 153 | 186 | 153 | 153 | 153 | 153 | 153 | 153 | 153 | 153 | 153 | 153 | 153 | 186 | 186 | 186 | 186 | 186 | 186 | 186 | 186 | 186 | 186 | 186 | 0 | 0 | 0 | 0 | 0 | 0 | 0 | 0 | 0 | 0 | 0 | 0 | 0 | 0 | 0 | 0 | 0 | 0 | 0 | 0 | 0 | 0
Existing | US | TRE | 1600004 | 55097 | LPCCS_CT12 | CTG2 | Lamar Power Project | LAMAR ENERGY CENTER CTG 12 |  | CT | NG |  | Natural Gas and Other Gases | 2000 |  | 186 | 145 | 178 | 145 | 145 | 145 | 145 | 145 | 145 | 145 | 145 | 145 | 145 | 145 | 178 | 178 | 178 | 178 | 178 | 178 | 178 | 178 | 178 | 178 | 178 | 0 | 0 | 0 | 0 | 0 | 0 | 0 | 0 | 0 | 0 | 0 | 0 | 0 | 0 | 0 | 0 | 0 | 0 | 0 | 0 | 0 | 0
Existing | US | TRE | 1126724 | 55097 | LPCCS_CT21 | CTG3 | Lamar Power Project | LAMAR ENERGY CENTER CTG 21 |  | CT | NG |  | Natural Gas and Other Gases | 2000 |  | 186 | 145 | 178 | 145 | 145 | 145 | 145 | 145 | 145 | 145 | 145 | 145 | 145 | 145 | 178 | 178 | 178 | 178 | 178 | 178 | 178 | 178 | 178 | 178 | 178 | 0 | 0 | 0 | 0 | 0 | 0 | 0 | 0 | 0 | 0 | 0 | 0 | 0 | 0 | 0 | 0 | 0 | 0 | 0 | 0 | 0 | 0
Existing | US | TRE | 1796872 | 55097 | LPCCS_CT22 | CTG4 | Lamar Power Project | LAMAR ENERGY CENTER CTG 22 |  | CT | NG |  | Natural Gas and Other Gases | 2000 |  | 186 | 153 | 186 | 153 | 153 | 153 | 153 | 153 | 153 | 153 | 153 | 153 | 153 | 153 | 186 | 186 | 186 | 186 | 186 | 186 | 186 | 186 | 186 | 186 | 186 | 0 | 0 | 0 | 0 | 0 | 0 | 0 | 0 | 0 | 0 | 0 | 0 | 0 | 0 | 0 | 0 | 0 | 0 | 0 | 0 | 0 | 0
Existing | US | TRE | 1747362 | 55097 | LPCCS_UNIT1 | STG1 | Lamar Power Project | LAMAR ENERGY CENTER STG 1 |  | CA | NG |  | Natural Gas and Other Gases | 2000 |  | 216 | 204 | 204 | 204 | 204 | 204 | 204 | 204 | 204 | 204 | 204 | 204 | 204 | 204 | 204 | 204 | 204 | 204 | 204 | 204 | 204 | 204 | 204 | 204 | 204 | 0 | 0 | 0 | 0 | 0 | 0 | 0 | 0 | 0 | 0 | 0 | 0 | 0 | 0 | 0 | 0 | 0 | 0 | 0 | 0 | 0 | 0
Existing | US | TRE | 1098956 | 55097 | LPCCS_UNIT2 | STG2 | Lamar Power Project | LAMAR ENERGY CENTER STG 2 |  | CA | NG |  | Natural Gas and Other Gases | 2000 |  | 216 | 204 | 204 | 204 | 204 | 204 | 204 | 204 | 204 | 204 | 204 | 204 | 204 | 204 | 204 | 204 | 204 | 204 | 204 | 204 | 204 | 204 | 204 | 204 | 204 | 0 | 0 | 0 | 0 | 0 | 0 | 0 | 0 | 0 | 0 | 0 | 0 | 0 | 0 | 0 | 0 | 0 | 0 | 0 | 0 | 0 | 0
Existing | US | TRE | 1212230 | 55154 | LOSTPI_LOSTPGT1 | CTA | Lost Pines 1 Power Project | LOST PINES POWER CTG 1 |  | CT | NG |  | Natural Gas and Other Gases | 2001 |  | 202.5 | 170 | 183 | 170 | 170 | 170 | 170 | 170 | 170 | 170 | 170 | 170 | 170 | 170 | 183 | 183 | 183 | 183 | 183 | 183 | 183 | 183 | 183 | 183 | 183 | 0 | 0 | 0 | 0 | 0 | 0 | 0 | 0 | 0 | 0 | 0 | 0 | 0 | 0 | 0 | 0 | 0 | 0 | 0 | 0 | 0 | 0
Existing | US | TRE | 1431892 | 55154 | LOSTPI_LOSTPGT2 | CTB | Lost Pines 1 Power Project | LOST PINES POWER CTG 2 |  | CT | NG |  | Natural Gas and Other Gases | 2001 |  | 202.5 | 170 | 183 | 170 | 170 | 170 | 170 | 170 | 170 | 170 | 170 | 170 | 170 | 170 | 183 | 183 | 183 | 183 | 183 | 183 | 183 | 183 | 183 | 183 | 183 | 0 | 0 | 0 | 0 | 0 | 0 | 0 | 0 | 0 | 0 | 0 | 0 | 0 | 0 | 0 | 0 | 0 | 0 | 0 | 0 | 0 | 0
Existing | US | TRE | 1191056 | 55154 | LOSTPI_LOSTPST1 | ST | Lost Pines 1 Power Project | LOST PINES POWER STG |  | CA | NG |  | Natural Gas and Other Gases | 2001 |  | 204 | 188 | 192 | 188 | 188 | 188 | 188 | 188 | 188 | 188 | 188 | 188 | 188 | 188 | 192 | 192 | 192 | 192 | 192 | 192 | 192 | 192 | 192 | 192 | 192 | 0 | 0 | 0 | 0 | 0 | 0 | 0 | 0 | 0 | 0 | 0 | 0 | 0 | 0 | 0 | 0 | 0 | 0 | 0 | 0 | 0 | 0
Existing | US | TRE | 1786790 | 55123 | NEDIN_NEDIN_G1 | CTG1 | Magic Valley Generating Station | MAGIC VALLEY STATION CTG 1 |  | CT | NG |  | Natural Gas and Other Gases | 2001 |  | 266.9 | 215 | 218.6 | 215 | 215 | 215 | 215 | 215 | 215 | 215 | 215 | 215 | 215 | 215 | 218.6 | 218.6 | 218.6 | 218.6 | 218.6 | 218.6 | 218.6 | 218.6 | 218.6 | 218.6 | 218.6 | 0 | 0 | 0 | 0 | 0 | 0 | 0 | 0 | 0 | 0 | 0 | 0 | 0 | 0 | 0 | 0 | 0 | 0 | 0 | 0 | 0 | 0
Existing | US | TRE | 1419758 | 55123 | NEDIN_NEDIN_G2 | CTG2 | Magic Valley Generating Station | MAGIC VALLEY STATION CTG 2 |  | CT | NG |  | Natural Gas and Other Gases | 2001 |  | 266.9 | 215 | 218.6 | 215 | 215 | 215 | 215 | 215 | 215 | 215 | 215 | 215 | 215 | 215 | 218.6 | 218.6 | 218.6 | 218.6 | 218.6 | 218.6 | 218.6 | 218.6 | 218.6 | 218.6 | 218.6 | 0 | 0 | 0 | 0 | 0 | 0 | 0 | 0 | 0 | 0 | 0 | 0 | 0 | 0 | 0 | 0 | 0 | 0 | 0 | 0 | 0 | 0
Existing | US | TRE | 1717815 | 55123 | NEDIN_NEDIN_G3 | STG | Magic Valley Generating Station | MAGIC VALLEY STATION STG |  | CA | NG |  | Natural Gas and Other Gases | 2001 |  | 258.4 | 236 | 257.9 | 236 | 236 | 236 | 236 | 236 | 236 | 236 | 236 | 236 | 236 | 236 | 257.9 | 257.9 | 257.9 | 257.9 | 257.9 | 257.9 | 257.9 | 257.9 | 257.9 | 257.9 | 257.9 | 0 | 0 | 0 | 0 | 0 | 0 | 0 | 0 | 0 | 0 | 0 | 0 | 0 | 0 | 0 | 0 | 0 | 0 | 0 | 0 | 0 | 0
Existing | US | TRE | 1672189 | 55091 | MDANP_CT1 | STK1 | Midlothian Energy Facility | MIDLOTHIAN ENERGY FACILITY CS 1 |  | CS | NG |  | Natural Gas and Other Gases | 2001 |  | 289 | 229 | 258 | 229 | 229 | 229 | 229 | 229 | 229 | 229 | 229 | 229 | 229 | 229 | 258 | 258 | 258 | 258 | 258 | 258 | 258 | 258 | 258 | 258 | 258 | 0 | 0 | 0 | 0 | 0 | 0 | 0 | 0 | 0 | 0 | 0 | 0 | 0 | 0 | 0 | 0 | 0 | 0 | 0 | 0 | 0 | 0
Existing | US | TRE | 1980234 | 55091 | MDANP_CT2 | STK2 | Midlothian Energy Facility | MIDLOTHIAN ENERGY FACILITY CS 2 |  | CS | NG |  | Natural Gas and Other Gases | 2001 |  | 289 | 227 | 256 | 227 | 227 | 227 | 227 | 227 | 227 | 227 | 227 | 227 | 227 | 227 | 256 | 256 | 256 | 256 | 256 | 256 | 256 | 256 | 256 | 256 | 256 | 0 | 0 | 0 | 0 | 0 | 0 | 0 | 0 | 0 | 0 | 0 | 0 | 0 | 0 | 0 | 0 | 0 | 0 | 0 | 0 | 0 | 0
Existing | US | TRE | 1082740 | 55091 | MDANP_CT3 | STK3 | Midlothian Energy Facility | MIDLOTHIAN ENERGY FACILITY CS 3 |  | CS | NG |  | Natural Gas and Other Gases | 2001 |  | 289 | 227 | 255 | 227 | 227 | 227 | 227 | 227 | 227 | 227 | 227 | 227 | 227 | 227 | 255 | 255 | 255 | 255 | 255 | 255 | 255 | 255 | 255 | 255 | 255 | 0 | 0 | 0 | 0 | 0 | 0 | 0 | 0 | 0 | 0 | 0 | 0 | 0 | 0 | 0 | 0 | 0 | 0 | 0 | 0 | 0 | 0
Existing | US | TRE | 1452931 | 55091 | MDANP_CT4 | STK4 | Midlothian Energy Facility | MIDLOTHIAN ENERGY FACILITY CS 4 |  | CS | NG |  | Natural Gas and Other Gases | 2001 |  | 289 | 227 | 258 | 227 | 227 | 227 | 227 | 227 | 227 | 227 | 227 | 227 | 227 | 227 | 258 | 258 | 258 | 258 | 258 | 258 | 258 | 258 | 258 | 258 | 258 | 0 | 0 | 0 | 0 | 0 | 0 | 0 | 0 | 0 | 0 | 0 | 0 | 0 | 0 | 0 | 0 | 0 | 0 | 0 | 0 | 0 | 0
Existing | US | TRE | 1337233 | 55091 | MDANP_CT5 | STK5 | Midlothian Energy Facility | MIDLOTHIAN ENERGY FACILITY CS 5 |  | CS | NG |  | Natural Gas and Other Gases | 2002 |  | 289 | 241 | 276 | 241 | 241 | 241 | 241 | 241 | 241 | 241 | 241 | 241 | 241 | 241 | 276 | 276 | 276 | 276 | 276 | 276 | 276 | 276 | 276 | 276 | 276 | 0 | 0 | 0 | 0 | 0 | 0 | 0 | 0 | 0 | 0 | 0 | 0 | 0 | 0 | 0 | 0 | 0 | 0 | 0 | 0 | 0 | 0
Existing | US | TRE | 1200367 | 55091 | MDANP_CT6 | STK6 | Midlothian Energy Facility | MIDLOTHIAN ENERGY FACILITY CS 6 |  | CS | NG |  | Natural Gas and Other Gases | 2002 |  | 289 | 243 | 278 | 243 | 243 | 243 | 243 | 243 | 243 | 243 | 243 | 243 | 243 | 243 | 278 | 278 | 278 | 278 | 278 | 278 | 278 | 278 | 278 | 278 | 278 | 0 | 0 | 0 | 0 | 0 | 0 | 0 | 0 | 0 | 0 | 0 | 0 | 0 | 0 | 0 | 0 | 0 | 0 | 0 | 0 | 0 | 0
Existing | US | TRE | 1373404 | 3441 | NUECES_B_NUECESG8 | 8 | Nueces Bay | NUECES BAY REPOWER CTG 8 |  | CT | NG |  | Natural Gas and Other Gases | 2010 |  | 189.55 | 157 | 165 | 157 | 157 | 157 | 157 | 157 | 157 | 157 | 157 | 157 | 157 | 157 | 165 | 165 | 165 | 165 | 165 | 165 | 165 | 165 | 165 | 165 | 165 | 0 | 0 | 0 | 0 | 0 | 0 | 0 | 0 | 0 | 0 | 0 | 0 | 0 | 0 | 0 | 0 | 0 | 0 | 0 | 0 | 0 | 0
Existing | US | TRE | 1482243 | 3441 | NUECES_B_NUECESG9 | 9 | Nueces Bay | NUECES BAY REPOWER CTG 9 |  | CT | NG |  | Natural Gas and Other Gases | 2010 |  | 189.55 | 157 | 165 | 157 | 157 | 157 | 157 | 157 | 157 | 157 | 157 | 157 | 157 | 157 | 165 | 165 | 165 | 165 | 165 | 165 | 165 | 165 | 165 | 165 | 165 | 0 | 0 | 0 | 0 | 0 | 0 | 0 | 0 | 0 | 0 | 0 | 0 | 0 | 0 | 0 | 0 | 0 | 0 | 0 | 0 | 0 | 0
Existing | US | TRE | 1021089 | 3441 | NUECES_B_NUECESG7 | 7 | Nueces Bay | NUECES BAY REPOWER STG 7 |  | CA | NG |  | Natural Gas and Other Gases | 1972 |  | 351 | 319 | 325 | 319 | 319 | 319 | 319 | 319 | 319 | 319 | 319 | 319 | 319 | 319 | 325 | 325 | 325 | 325 | 325 | 325 | 325 | 325 | 325 | 325 | 325 | 0 | 0 | 0 | 0 | 0 | 0 | 0 | 0 | 0 | 0 | 0 | 0 | 0 | 0 | 0 | 0 | 0 | 0 | 0 | 0 | 0 | 0
Existing | US | TRE | 1992182 | 55215 | OECCS_CT11 | CTG1 | Odessa Ector Generating Station | ODESSA-ECTOR POWER CTG 11 |  | CT | NG |  | Natural Gas and Other Gases | 2001 |  | 171.2333 | 154.6667 | 171.2333 | 154.6667 | 154.6667 | 154.6667 | 154.6667 | 154.6667 | 154.6667 | 154.6667 | 154.6667 | 154.6667 | 154.6667 | 154.6667 | 171.2333 | 171.2333 | 171.2333 | 171.2333 | 171.2333 | 171.2333 | 171.2333 | 171.2333 | 171.2333 | 171.2333 | 171.2333 | 0 | 0 | 0 | 0 | 0 | 0 | 0 | 0 | 0 | 0 | 0 | 0 | 0 | 0 | 0 | 0 | 0 | 0 | 0 | 0 | 0 | 0 | Upgrade/repower project in queue (projected COD: 5/13/2019)
Existing | US | TRE | 1519118 | 55215 | OECCS_CT12 | CTG2 | Odessa Ector Generating Station | ODESSA-ECTOR POWER CTG 12 |  | CT | NG |  | Natural Gas and Other Gases | 2001 |  | 164.8333 | 148.6667 | 164.8333 | 148.6667 | 148.6667 | 148.6667 | 148.6667 | 148.6667 | 148.6667 | 148.6667 | 148.6667 | 148.6667 | 148.6667 | 148.6667 | 164.8333 | 164.8333 | 164.8333 | 164.8333 | 164.8333 | 164.8333 | 164.8333 | 164.8333 | 164.8333 | 164.8333 | 164.8333 | 0 | 0 | 0 | 0 | 0 | 0 | 0 | 0 | 0 | 0 | 0 | 0 | 0 | 0 | 0 | 0 | 0 | 0 | 0 | 0 | 0 | 0 | Upgrade/repower project in queue (projected COD: 5/13/2019)
Existing | US | TRE | 1905342 | 55215 | OECCS_CT21 | CTG3 | Odessa Ector Generating Station | ODESSA-ECTOR POWER CTG 21 |  | CT | NG |  | Natural Gas and Other Gases | 2001 |  | 167.3333 | 150.9667 | 167.3333 | 150.9667 | 150.9667 | 150.9667 | 150.9667 | 150.9667 | 150.9667 | 150.9667 | 150.9667 | 150.9667 | 150.9667 | 150.9667 | 167.3333 | 167.3333 | 167.3333 | 167.3333 | 167.3333 | 167.3333 | 167.3333 | 167.3333 | 167.3333 | 167.3333 | 167.3333 | 0 | 0 | 0 | 0 | 0 | 0 | 0 | 0 | 0 | 0 | 0 | 0 | 0 | 0 | 0 | 0 | 0 | 0 | 0 | 0 | 0 | 0 | Upgrade/repower project in queue (projected COD: 5/13/2019)
Existing | US | TRE | 1624033 | 55215 | OECCS_CT22 | CTG4 | Odessa Ector Generating Station | ODESSA-ECTOR POWER CTG 22 |  | CT | NG |  | Natural Gas and Other Gases | 2001 |  | 165.6333 | 149.3667 | 165.6333 | 149.3667 | 149.3667 | 149.3667 | 149.3667 | 149.3667 | 149.3667 | 149.3667 | 149.3667 | 149.3667 | 149.3667 | 149.3667 | 165.6333 | 165.6333 | 165.6333 | 165.6333 | 165.6333 | 165.6333 | 165.6333 | 165.6333 | 165.6333 | 165.6333 | 165.6333 | 0 | 0 | 0 | 0 | 0 | 0 | 0 | 0 | 0 | 0 | 0 | 0 | 0 | 0 | 0 | 0 | 0 | 0 | 0 | 0 | 0 | 0 | Upgrade/repower project in queue (projected COD: 5/13/2019)
Existing | US | TRE | 1046446 | 55215 | OECCS_UNIT1 | STG1 | Odessa Ector Generating Station | ODESSA-ECTOR POWER STG 1 |  | CA | NG |  | Natural Gas and Other Gases | 2001 |  | 225.3333 | 210.5667 | 225.3333 | 210.5667 | 210.5667 | 210.5667 | 210.5667 | 210.5667 | 210.5667 | 210.5667 | 210.5667 | 210.5667 | 210.5667 | 210.5667 | 225.3333 | 225.3333 | 225.3333 | 225.3333 | 225.3333 | 225.3333 | 225.3333 | 225.3333 | 225.3333 | 225.3333 | 225.3333 | 0 | 0 | 0 | 0 | 0 | 0 | 0 | 0 | 0 | 0 | 0 | 0 | 0 | 0 | 0 | 0 | 0 | 0 | 0 | 0 | 0 | 0 | Upgrade/repower project in queue (projected COD: 5/13/2019)
Existing | US | TRE | 1432968 | 55215 | OECCS_UNIT2 | STG2 | Odessa Ector Generating Station | ODESSA-ECTOR POWER STG 2 |  | CA | NG |  | Natural Gas and Other Gases | 2001 |  | 225.3333 | 210.5667 | 225.3333 | 210.5667 | 210.5667 | 210.5667 | 210.5667 | 210.5667 | 210.5667 | 210.5667 | 210.5667 | 210.5667 | 210.5667 | 210.5667 | 225.3333 | 225.3333 | 225.3333 | 225.3333 | 225.3333 | 225.3333 | 225.3333 | 225.3333 | 225.3333 | 225.3333 | 225.3333 | 0 | 0 | 0 | 0 | 0 | 0 | 0 | 0 | 0 | 0 | 0 | 0 | 0 | 0 | 0 | 0 | 0 | 0 | 0 | 0 | 0 | 0 | Upgrade/repower project in queue (projected COD: 5/13/2019)
Existing | US | TRE | 1069315 | 58005 | PANDA_S_SHER1CT1 | CTG-1 | Panda Sherman Power Station | PANDA SHERMAN POWER CTG1 |  | CT | NG |  | Natural Gas and Other Gases | 2014 |  | 232 | 196 | 218.5 | 196 | 196 | 196 | 196 | 196 | 196 | 196 | 196 | 196 | 196 | 196 | 218.5 | 218.5 | 218.5 | 218.5 | 218.5 | 218.5 | 218.5 | 218.5 | 218.5 | 218.5 | 218.5 | 0 | 0 | 0 | 0 | 0 | 0 | 0 | 0 | 0 | 0 | 0 | 0 | 0 | 0 | 0 | 0 | 0 | 0 | 0 | 0 | 0 | 0
Existing | US | TRE | 1052194 | 58005 | PANDA_S_SHER1CT2 | CTG-2 | Panda Sherman Power Station | PANDA SHERMAN POWER CTG2 |  | CT | NG |  | Natural Gas and Other Gases | 2014 |  | 232 | 195 | 218.5 | 195 | 195 | 195 | 195 | 195 | 195 | 195 | 195 | 195 | 195 | 195 | 218.5 | 218.5 | 218.5 | 218.5 | 218.5 | 218.5 | 218.5 | 218.5 | 218.5 | 218.5 | 218.5 | 0 | 0 | 0 | 0 | 0 | 0 | 0 | 0 | 0 | 0 | 0 | 0 | 0 | 0 | 0 | 0 | 0 | 0 | 0 | 0 | 0 | 0
Existing | US | TRE | 1815344 | 58005 | PANDA_S_SHER1ST1 | STG-1 | Panda Sherman Power Station | PANDA SHERMAN POWER STG |  | CA | NG |  | Natural Gas and Other Gases | 2014 |  | 353.1 | 326 | 333.6 | 326 | 326 | 326 | 326 | 326 | 326 | 326 | 326 | 326 | 326 | 326 | 333.6 | 333.6 | 333.6 | 333.6 | 333.6 | 333.6 | 333.6 | 333.6 | 333.6 | 333.6 | 333.6 | 0 | 0 | 0 | 0 | 0 | 0 | 0 | 0 | 0 | 0 | 0 | 0 | 0 | 0 | 0 | 0 | 0 | 0 | 0 | 0 | 0 | 0
Existing | US | TRE | 1357435 | 58001 | PANDA_T1_TMPL1CT1 | CTG-1 | Panda Temple Power Station | PANDA TEMPLE I POWER CTG1 |  | CT | NG |  | Natural Gas and Other Gases | 2014 |  | 232 | 195 | 218.5 | 195 | 195 | 195 | 195 | 195 | 195 | 195 | 195 | 195 | 195 | 195 | 218.5 | 218.5 | 218.5 | 218.5 | 218.5 | 218.5 | 218.5 | 218.5 | 218.5 | 218.5 | 218.5 | 0 | 0 | 0 | 0 | 0 | 0 | 0 | 0 | 0 | 0 | 0 | 0 | 0 | 0 | 0 | 0 | 0 | 0 | 0 | 0 | 0 | 0
Existing | US | TRE | 1203125 | 58001 | PANDA_T1_TMPL1CT2 | CTG-2 | Panda Temple Power Station | PANDA TEMPLE I POWER CTG2 |  | CT | NG |  | Natural Gas and Other Gases | 2014 |  | 232 | 195 | 218.5 | 195 | 195 | 195 | 195 | 195 | 195 | 195 | 195 | 195 | 195 | 195 | 218.5 | 218.5 | 218.5 | 218.5 | 218.5 | 218.5 | 218.5 | 218.5 | 218.5 | 218.5 | 218.5 | 0 | 0 | 0 | 0 | 0 | 0 | 0 | 0 | 0 | 0 | 0 | 0 | 0 | 0 | 0 | 0 | 0 | 0 | 0 | 0 | 0 | 0
Existing | US | TRE | 1198467 | 58001 | PANDA_T1_TMPL1ST1 | STG-1 | Panda Temple Power Station | PANDA TEMPLE I POWER STG |  | CA | NG |  | Natural Gas and Other Gases | 2014 |  | 353.1 | 312 | 333.6 | 312 | 312 | 312 | 312 | 312 | 312 | 312 | 312 | 312 | 312 | 312 | 333.6 | 333.6 | 333.6 | 333.6 | 333.6 | 333.6 | 333.6 | 333.6 | 333.6 | 333.6 | 333.6 | 0 | 0 | 0 | 0 | 0 | 0 | 0 | 0 | 0 | 0 | 0 | 0 | 0 | 0 | 0 | 0 | 0 | 0 | 0 | 0 | 0 | 0
Existing | US | TRE | 1402290 | 58001 | PANDA_T2_TMPL2CT1 | CTG-3 | Panda Temple Power Station | PANDA TEMPLE II POWER CTG1 |  | CT | NG |  | Natural Gas and Other Gases | 2015 |  | 232 | 191.2 | 218.5 | 191.2 | 191.2 | 191.2 | 191.2 | 191.2 | 191.2 | 191.2 | 191.2 | 191.2 | 191.2 | 191.2 | 218.5 | 218.5 | 218.5 | 218.5 | 218.5 | 218.5 | 218.5 | 218.5 | 218.5 | 218.5 | 218.5 | 0 | 0 | 0 | 0 | 0 | 0 | 0 | 0 | 0 | 0 | 0 | 0 | 0 | 0 | 0 | 0 | 0 | 0 | 0 | 0 | 0 | 0
Existing | US | TRE | 1031450 | 58001 | PANDA_T2_TMPL2CT2 | CTG-4 | Panda Temple Power Station | PANDA TEMPLE II POWER CTG2 |  | CT | NG |  | Natural Gas and Other Gases | 2015 |  | 232 | 191.2 | 218.5 | 191.2 | 191.2 | 191.2 | 191.2 | 191.2 | 191.2 | 191.2 | 191.2 | 191.2 | 191.2 | 191.2 | 218.5 | 218.5 | 218.5 | 218.5 | 218.5 | 218.5 | 218.5 | 218.5 | 218.5 | 218.5 | 218.5 | 0 | 0 | 0 | 0 | 0 | 0 | 0 | 0 | 0 | 0 | 0 | 0 | 0 | 0 | 0 | 0 | 0 | 0 | 0 | 0 | 0 | 0
Existing | US | TRE | 1695667 | 58001 | PANDA_T2_TMPL2ST1 | STG-2 | Panda Temple Power Station | PANDA TEMPLE II POWER STG |  | CA | NG |  | Natural Gas and Other Gases | 2015 |  | 339.2 | 334.7 | 333.6 | 334.7 | 334.7 | 334.7 | 334.7 | 334.7 | 334.7 | 334.7 | 334.7 | 334.7 | 334.7 | 334.7 | 333.6 | 333.6 | 333.6 | 333.6 | 333.6 | 333.6 | 333.6 | 333.6 | 333.6 | 333.6 | 333.6 | 0 | 0 | 0 | 0 | 0 | 0 | 0 | 0 | 0 | 0 | 0 | 0 | 0 | 0 | 0 | 0 | 0 | 0 | 0 | 0 | 0 | 0
Existing | US | TRE | 1915137 | 50109 | TNSKA_GT1 | GEN1 | Paris Energy Center | PARIS ENERGY CENTER CTG 1 |  | CT | NG |  | Natural Gas and Other Gases | 1989 |  | 90.88 | 76 | 87 | 76 | 76 | 76 | 76 | 76 | 76 | 76 | 76 | 76 | 76 | 76 | 87 | 87 | 87 | 87 | 87 | 87 | 87 | 87 | 87 | 87 | 87 | 0 | 0 | 0 | 0 | 0 | 0 | 0 | 0 | 0 | 0 | 0 | 0 | 0 | 0 | 0 | 0 | 0 | 0 | 0 | 0 | 0 | 0
Existing | US | TRE | 1288014 | 50109 | TNSKA_GT2 | GEN2 | Paris Energy Center | PARIS ENERGY CENTER CTG 2 |  | CT | NG |  | Natural Gas and Other Gases | 1989 |  | 90.88 | 76 | 87 | 76 | 76 | 76 | 76 | 76 | 76 | 76 | 76 | 76 | 76 | 76 | 87 | 87 | 87 | 87 | 87 | 87 | 87 | 87 | 87 | 87 | 87 | 0 | 0 | 0 | 0 | 0 | 0 | 0 | 0 | 0 | 0 | 0 | 0 | 0 | 0 | 0 | 0 | 0 | 0 | 0 | 0 | 0 | 0
Existing | US | TRE | 1250701 | 50109 | TNSKA_STG | GEN3 | Paris Energy Center | PARIS ENERGY CENTER STG |  | CA | NG |  | Natural Gas and Other Gases | 1990 |  | 90 | 87 | 89 | 87 | 87 | 87 | 87 | 87 | 87 | 87 | 87 | 87 | 87 | 87 | 89 | 89 | 89 | 89 | 89 | 89 | 89 | 89 | 89 | 89 | 89 | 0 | 0 | 0 | 0 | 0 | 0 | 0 | 0 | 0 | 0 | 0 | 0 | 0 | 0 | 0 | 0 | 0 | 0 | 0 | 0 | 0 | 0
Existing | US | TRE | 1077628 | 55047 | PSG_PSG_GT2 | CTG2 | Pasadena Cogeneration | PASADENA COGEN FACILITY CTG 2 |  | CT | NG |  | Natural Gas and Other Gases | 2000 |  | 215.05 | 164 | 176 | 164 | 164 | 164 | 164 | 164 | 164 | 164 | 164 | 164 | 164 | 164 | 176 | 176 | 176 | 176 | 176 | 176 | 176 | 176 | 176 | 176 | 176 | 0 | 0 | 0 | 0 | 0 | 0 | 0 | 0 | 0 | 0 | 0 | 0 | 0 | 0 | 0 | 0 | 0 | 0 | 0 | 0 | 0 | 0
Existing | US | TRE | 1419803 | 55047 | PSG_PSG_GT3 | CTG3 | Pasadena Cogeneration | PASADENA COGEN FACILITY CTG 3 |  | CT | NG |  | Natural Gas and Other Gases | 2000 |  | 215.05 | 164 | 176 | 164 | 164 | 164 | 164 | 164 | 164 | 164 | 164 | 164 | 164 | 164 | 176 | 176 | 176 | 176 | 176 | 176 | 176 | 176 | 176 | 176 | 176 | 0 | 0 | 0 | 0 | 0 | 0 | 0 | 0 | 0 | 0 | 0 | 0 | 0 | 0 | 0 | 0 | 0 | 0 | 0 | 0 | 0 | 0
Existing | US | TRE | 1610489 | 55047 | PSG_PSG_ST2 | STG2 | Pasadena Cogeneration | PASADENA COGEN FACILITY STG 2 |  | CA | NG |  | Natural Gas and Other Gases | 2000 |  | 195.5 | 167 | 169 | 167 | 167 | 167 | 167 | 167 | 167 | 167 | 167 | 167 | 167 | 167 | 169 | 169 | 169 | 169 | 169 | 169 | 169 | 169 | 169 | 169 | 169 | 0 | 0 | 0 | 0 | 0 | 0 | 0 | 0 | 0 | 0 | 0 | 0 | 0 | 0 | 0 | 0 | 0 | 0 | 0 | 0 | 0 | 0
Existing | US | TRE | 1148775 | 56349 | QALSW_GT1 | CT1A | Quail Run Energy Center | QUAIL RUN ENERGY CTG 1 |  | CT | NG |  | Natural Gas and Other Gases | 2007 |  | 90.6 | 74 | 84 | 74 | 74 | 74 | 74 | 74 | 74 | 74 | 74 | 74 | 74 | 74 | 84 | 84 | 84 | 84 | 84 | 84 | 84 | 84 | 84 | 84 | 84 | 0 | 0 | 0 | 0 | 0 | 0 | 0 | 0 | 0 | 0 | 0 | 0 | 0 | 0 | 0 | 0 | 0 | 0 | 0 | 0 | 0 | 0
Existing | US | TRE | 1712955 | 56349 | QALSW_GT2 | CT1B | Quail Run Energy Center | QUAIL RUN ENERGY CTG 2 |  | CT | NG |  | Natural Gas and Other Gases | 2007 |  | 90.6 | 74 | 86 | 74 | 74 | 74 | 74 | 74 | 74 | 74 | 74 | 74 | 74 | 74 | 86 | 86 | 86 | 86 | 86 | 86 | 86 | 86 | 86 | 86 | 86 | 0 | 0 | 0 | 0 | 0 | 0 | 0 | 0 | 0 | 0 | 0 | 0 | 0 | 0 | 0 | 0 | 0 | 0 | 0 | 0 | 0 | 0
Existing | US | TRE | 1950773 | 56349 | QALSW_STG1 | ST1 | Quail Run Energy Center | QUAIL RUN ENERGY STG 1 |  | CA | NG |  | Natural Gas and Other Gases | 2007 |  | 98.1 | 98 | 98 | 98 | 98 | 98 | 98 | 98 | 98 | 98 | 98 | 98 | 98 | 98 | 98 | 98 | 98 | 98 | 98 | 98 | 98 | 98 | 98 | 98 | 98 | 0 | 0 | 0 | 0 | 0 | 0 | 0 | 0 | 0 | 0 | 0 | 0 | 0 | 0 | 0 | 0 | 0 | 0 | 0 | 0 | 0 | 0
Existing | US | TRE | 1878113 | 56349 | QALSW_GT3 | CT2A | Quail Run Energy Center | QUAIL RUN ENERGY CTG 3 |  | CT | NG |  | Natural Gas and Other Gases | 2008 |  | 90.6 | 72 | 81 | 72 | 72 | 72 | 72 | 72 | 72 | 72 | 72 | 72 | 72 | 72 | 81 | 81 | 81 | 81 | 81 | 81 | 81 | 81 | 81 | 81 | 81 | 0 | 0 | 0 | 0 | 0 | 0 | 0 | 0 | 0 | 0 | 0 | 0 | 0 | 0 | 0 | 0 | 0 | 0 | 0 | 0 | 0 | 0
Existing | US | TRE | 1996861 | 56349 | QALSW_GT4 | CT2B | Quail Run Energy Center | QUAIL RUN ENERGY CTG 4 |  | CT | NG |  | Natural Gas and Other Gases | 2008 |  | 90.6 | 72 | 81 | 72 | 72 | 72 | 72 | 72 | 72 | 72 | 72 | 72 | 72 | 72 | 81 | 81 | 81 | 81 | 81 | 81 | 81 | 81 | 81 | 81 | 81 | 0 | 0 | 0 | 0 | 0 | 0 | 0 | 0 | 0 | 0 | 0 | 0 | 0 | 0 | 0 | 0 | 0 | 0 | 0 | 0 | 0 | 0
Existing | US | TRE | 1933534 | 56349 | QALSW_STG2 | ST2 | Quail Run Energy Center | QUAIL RUN ENERGY STG 2 |  | CA | NG |  | Natural Gas and Other Gases | 2008 |  | 98.1 | 98 | 98 | 98 | 98 | 98 | 98 | 98 | 98 | 98 | 98 | 98 | 98 | 98 | 98 | 98 | 98 | 98 | 98 | 98 | 98 | 98 | 98 | 98 | 98 | 0 | 0 | 0 | 0 | 0 | 0 | 0 | 0 | 0 | 0 | 0 | 0 | 0 | 0 | 0 | 0 | 0 | 0 | 0 | 0 | 0 | 0
Existing | US | TRE |  | 3604 | R_MASSENGALE_7 | 7 | J Robert Massengale | R MASSENGALE ST7 (LP&L) |  | CA | NG |  | Natural Gas and Other Gases | 1959 |  | 22 | 18 | 18 | 0 | 0 | 18 | 18 | 18 | 18 | 18 | 18 | 18 | 18 | 18 | 0 | 0 | 18 | 18 | 18 | 18 | 18 | 18 | 18 | 18 | 18 | 0 | 0 | 0 | 0 | 0 | 0 | 0 | 0 | 0 | 0 | 0 | 0 | 0 | 0 | 0 | 0 | 0 | 0 | 0 | 0 | 0 | 0 | This unit is being integrated into the ERCOT grid in 2021
Existing | US | TRE |  | 3604 | R_MASSENGALE_8 | 8 | J Robert Massengale | R MASSENGALE GT8 (LP&L) |  | CT | NG |  | Natural Gas and Other Gases | 2000 |  | 40 | 38 | 42 | 0 | 0 | 38 | 38 | 38 | 38 | 38 | 38 | 38 | 38 | 38 | 0 | 0 | 42 | 42 | 42 | 42 | 42 | 42 | 42 | 42 | 42 | 0 | 0 | 0 | 0 | 0 | 0 | 0 | 0 | 0 | 0 | 0 | 0 | 0 | 0 | 0 | 0 | 0 | 0 | 0 | 0 | 0 | 0 | This unit is being integrated into the ERCOT grid in 2021
Existing | US | TRE | 1144810 | 55137 | RIONOG_CT1 | CTG1 | Rio Nogales Power Project | RIO NOGALES POWER CTG 1 |  | CT | NG |  | Natural Gas and Other Gases | 2002 |  | 188.7 | 166 | 190 | 166 | 166 | 166 | 166 | 166 | 166 | 166 | 166 | 166 | 166 | 166 | 190 | 190 | 190 | 190 | 190 | 190 | 190 | 190 | 190 | 190 | 190 | 0 | 0 | 0 | 0 | 0 | 0 | 0 | 0 | 0 | 0 | 0 | 0 | 0 | 0 | 0 | 0 | 0 | 0 | 0 | 0 | 0 | 0 | Upgrade/repower project in queue (projected COD: 5/11/2019)
Existing | US | TRE | 1309873 | 55137 | RIONOG_CT2 | CTG2 | Rio Nogales Power Project | RIO NOGALES POWER CTG 2 |  | CT | NG |  | Natural Gas and Other Gases | 2002 |  | 188.7 | 169 | 194 | 154 | 154 | 169 | 169 | 169 | 169 | 169 | 169 | 169 | 169 | 169 | 175 | 175 | 194 | 194 | 194 | 194 | 194 | 194 | 194 | 194 | 194 | 0 | 0 | 0 | 0 | 0 | 0 | 0 | 0 | 0 | 0 | 0 | 0 | 0 | 0 | 0 | 0 | 0 | 0 | 0 | 0 | 0 | 0 | Upgrade/repower project in queue (projected COD: 1/4/2021)
Existing | US | TRE | 1467454 | 55137 | RIONOG_CT3 | CTG3 | Rio Nogales Power Project | RIO NOGALES POWER CTG 3 |  | CT | NG |  | Natural Gas and Other Gases | 2002 |  | 188.7 | 169 | 194 | 154 | 169 | 169 | 169 | 169 | 169 | 169 | 169 | 169 | 169 | 169 | 175 | 194 | 194 | 194 | 194 | 194 | 194 | 194 | 194 | 194 | 194 | 0 | 0 | 0 | 0 | 0 | 0 | 0 | 0 | 0 | 0 | 0 | 0 | 0 | 0 | 0 | 0 | 0 | 0 | 0 | 0 | 0 | 0 | Upgrade/repower project in queue (projected COD: 4/20/2020)
Existing | US | TRE | 1704505 | 55137 | RIONOG_ST1 | STG1 | Rio Nogales Power Project | RIO NOGALES POWER STG 4 |  | CA | NG |  | Natural Gas and Other Gases | 2002 |  | 373.16 | 286 | 323 | 286 | 286 | 286 | 286 | 286 | 286 | 286 | 286 | 286 | 286 | 286 | 323 | 323 | 323 | 323 | 323 | 323 | 323 | 323 | 323 | 323 | 323 | 0 | 0 | 0 | 0 | 0 | 0 | 0 | 0 | 0 | 0 | 0 | 0 | 0 | 0 | 0 | 0 | 0 | 0 | 0 | 0 | 0 | 0 | Upgrade/repower project in queue (projected COD: 5/11/2019)
Existing | US | TRE | 1160552 | 3631 | RAYBURN_RAYBURG7 | 7 | Sam Rayburn | SAM RAYBURN POWER CTG 7 |  | CT | NG |  | Natural Gas and Other Gases | 2003 |  | 60.5 | 50 | 50 | 50 | 50 | 50 | 50 | 50 | 50 | 50 | 50 | 50 | 50 | 50 | 50 | 50 | 50 | 50 | 50 | 50 | 50 | 50 | 50 | 50 | 50 | 0 | 0 | 0 | 0 | 0 | 0 | 0 | 0 | 0 | 0 | 0 | 0 | 0 | 0 | 0 | 0 | 0 | 0 | 0 | 0 | 0 | 0
Existing | US | TRE | 1538895 | 3631 | RAYBURN_RAYBURG8 | 8 | Sam Rayburn | SAM RAYBURN POWER CTG 8 |  | CT | NG |  | Natural Gas and Other Gases | 2003 |  | 60.5 | 50 | 51 | 50 | 50 | 50 | 50 | 50 | 50 | 50 | 50 | 50 | 50 | 50 | 51 | 51 | 51 | 51 | 51 | 51 | 51 | 51 | 51 | 51 | 51 | 0 | 0 | 0 | 0 | 0 | 0 | 0 | 0 | 0 | 0 | 0 | 0 | 0 | 0 | 0 | 0 | 0 | 0 | 0 | 0 | 0 | 0
Existing | US | TRE | 1618293 | 3631 | RAYBURN_RAYBURG9 | 9 | Sam Rayburn | SAM RAYBURN POWER CTG 9 |  | CT | NG |  | Natural Gas and Other Gases | 2003 |  | 60.5 | 50 | 50 | 50 | 50 | 50 | 50 | 50 | 50 | 50 | 50 | 50 | 50 | 50 | 50 | 50 | 50 | 50 | 50 | 50 | 50 | 50 | 50 | 50 | 50 | 0 | 0 | 0 | 0 | 0 | 0 | 0 | 0 | 0 | 0 | 0 | 0 | 0 | 0 | 0 | 0 | 0 | 0 | 0 | 0 | 0 | 0
Existing | US | TRE | 1167369 | 3631 | RAYBURN_RAYBURG10 | 10 | Sam Rayburn | SAM RAYBURN POWER STG 10 |  | CA | NG |  | Natural Gas and Other Gases | 2003 |  | 41.98 | 40 | 40 | 40 | 40 | 40 | 40 | 40 | 40 | 40 | 40 | 40 | 40 | 40 | 40 | 40 | 40 | 40 | 40 | 40 | 40 | 40 | 40 | 40 | 40 | 0 | 0 | 0 | 0 | 0 | 0 | 0 | 0 | 0 | 0 | 0 | 0 | 0 | 0 | 0 | 0 | 0 | 0 | 0 | 0 | 0 | 0
Existing | US | TRE | 1989341 | 7900 | SANDHSYD_SH_5A | 5A | Sand Hill | SANDHILL ENERGY CENTER CTG 5A |  | CT | NG |  | Natural Gas and Other Gases | 2004 |  | 198.9 | 142 | 175 | 142 | 142 | 142 | 142 | 142 | 142 | 142 | 142 | 142 | 142 | 142 | 175 | 175 | 175 | 175 | 175 | 175 | 175 | 175 | 175 | 175 | 175 | 0 | 0 | 0 | 0 | 0 | 0 | 0 | 0 | 0 | 0 | 0 | 0 | 0 | 0 | 0 | 0 | 0 | 0 | 0 | 0 | 0 | 0
Existing | US | TRE | 1168137 | 7900 | SANDHSYD_SH_5C | 5C | Sand Hill | SANDHILL ENERGY CENTER STG 5C |  | CA | NG |  | Natural Gas and Other Gases | 2004 |  | 191 | 139 | 150 | 139 | 139 | 139 | 139 | 139 | 139 | 139 | 139 | 139 | 139 | 139 | 150 | 150 | 150 | 150 | 150 | 150 | 150 | 150 | 150 | 150 | 150 | 0 | 0 | 0 | 0 | 0 | 0 | 0 | 0 | 0 | 0 | 0 | 0 | 0 | 0 | 0 | 0 | 0 | 0 | 0 | 0 | 0 | 0
Existing | US | TRE | 1139864 | 3559 | SILASRAY_SILAS_6 | 6 | Silas Ray | SILAS RAY POWER STG 6 |  | CA | NG |  | Natural Gas and Other Gases | 1962 |  | 25 | 20 | 21 | 20 | 20 | 20 | 20 | 20 | 20 | 20 | 20 | 20 | 20 | 20 | 21 | 21 | 21 | 21 | 21 | 21 | 21 | 21 | 21 | 21 | 21 | 0 | 0 | 0 | 0 | 0 | 0 | 0 | 0 | 0 | 0 | 0 | 0 | 0 | 0 | 0 | 0 | 0 | 0 | 0 | 0 | 0 | 0
Existing | US | TRE | 1185150 | 3559 | SILASRAY_SILAS_9 | 9 | Silas Ray | SILAS RAY POWER CTG 9 |  | CT | NG |  | Natural Gas and Other Gases | 1996 |  | 50 | 38 | 49 | 38 | 38 | 38 | 38 | 38 | 38 | 38 | 38 | 38 | 38 | 38 | 49 | 49 | 49 | 49 | 49 | 49 | 49 | 49 | 49 | 49 | 49 | 0 | 0 | 0 | 0 | 0 | 0 | 0 | 0 | 0 | 0 | 0 | 0 | 0 | 0 | 0 | 0 | 0 | 0 | 0 | 0 | 0 | 0
Existing | US | TRE | 1669582 | 3469 | THW_THWGT31 | 31 | T H Wharton | T H WHARTON POWER CTG 31 |  | CT | NG |  | Natural Gas and Other Gases | 1972 |  | 54 | 54 | 69 | 54 | 54 | 54 | 54 | 54 | 54 | 54 | 54 | 54 | 54 | 54 | 69 | 69 | 69 | 69 | 69 | 69 | 69 | 69 | 69 | 69 | 69 | 0 | 0 | 0 | 0 | 0 | 0 | 0 | 0 | 0 | 0 | 0 | 0 | 0 | 0 | 0 | 0 | 0 | 0 | 0 | 0 | 0 | 0
Existing | US | TRE | 1499105 | 3469 | THW_THWGT32 | 32 | T H Wharton | T H WHARTON POWER CTG 32 |  | CT | NG |  | Natural Gas and Other Gases | 1972 |  | 54 | 54 | 69 | 54 | 54 | 54 | 54 | 54 | 54 | 54 | 54 | 54 | 54 | 54 | 69 | 69 | 69 | 69 | 69 | 69 | 69 | 69 | 69 | 69 | 69 | 0 | 0 | 0 | 0 | 0 | 0 | 0 | 0 | 0 | 0 | 0 | 0 | 0 | 0 | 0 | 0 | 0 | 0 | 0 | 0 | 0 | 0
Existing | US | TRE | 1484108 | 3469 | THW_THWGT33 | 33 | T H Wharton | T H WHARTON POWER CTG 33 |  | CT | NG |  | Natural Gas and Other Gases | 1972 |  | 54 | 54 | 69 | 54 | 54 | 54 | 54 | 54 | 54 | 54 | 54 | 54 | 54 | 54 | 69 | 69 | 69 | 69 | 69 | 69 | 69 | 69 | 69 | 69 | 69 | 0 | 0 | 0 | 0 | 0 | 0 | 0 | 0 | 0 | 0 | 0 | 0 | 0 | 0 | 0 | 0 | 0 | 0 | 0 | 0 | 0 | 0
Existing | US | TRE | 1045885 | 3469 | THW_THWGT34 | 34 | T H Wharton | T H WHARTON POWER CTG 34 |  | CT | NG |  | Natural Gas and Other Gases | 1972 |  | 54 | 54 | 69 | 54 | 54 | 54 | 54 | 54 | 54 | 54 | 54 | 54 | 54 | 54 | 69 | 69 | 69 | 69 | 69 | 69 | 69 | 69 | 69 | 69 | 69 | 0 | 0 | 0 | 0 | 0 | 0 | 0 | 0 | 0 | 0 | 0 | 0 | 0 | 0 | 0 | 0 | 0 | 0 | 0 | 0 | 0 | 0
Existing | US | TRE | 1048948 | 3469 | THW_THWST_3 | ST3 | T H Wharton | T H WHARTON POWER STG 3 |  | CA | NG |  | Natural Gas and Other Gases | 1974 |  | 113.1 | 110 | 110 | 110 | 110 | 110 | 110 | 110 | 110 | 110 | 110 | 110 | 110 | 110 | 110 | 110 | 110 | 110 | 110 | 110 | 110 | 110 | 110 | 110 | 110 | 0 | 0 | 0 | 0 | 0 | 0 | 0 | 0 | 0 | 0 | 0 | 0 | 0 | 0 | 0 | 0 | 0 | 0 | 0 | 0 | 0 | 0
Existing | US | TRE | 1997700 | 3469 | THW_THWGT41 | 41 | T H Wharton | T H WHARTON POWER CTG 41 |  | CT | NG |  | Natural Gas and Other Gases | 1972 |  | 54 | 54 | 69 | 54 | 54 | 54 | 54 | 54 | 54 | 54 | 54 | 54 | 54 | 54 | 69 | 69 | 69 | 69 | 69 | 69 | 69 | 69 | 69 | 69 | 69 | 0 | 0 | 0 | 0 | 0 | 0 | 0 | 0 | 0 | 0 | 0 | 0 | 0 | 0 | 0 | 0 | 0 | 0 | 0 | 0 | 0 | 0
Existing | US | TRE | 1668314 | 3469 | THW_THWGT42 | 42 | T H Wharton | T H WHARTON POWER CTG 42 |  | CT | NG |  | Natural Gas and Other Gases | 1972 |  | 54 | 54 | 69 | 54 | 54 | 54 | 54 | 54 | 54 | 54 | 54 | 54 | 54 | 54 | 69 | 69 | 69 | 69 | 69 | 69 | 69 | 69 | 69 | 69 | 69 | 0 | 0 | 0 | 0 | 0 | 0 | 0 | 0 | 0 | 0 | 0 | 0 | 0 | 0 | 0 | 0 | 0 | 0 | 0 | 0 | 0 | 0
Existing | US | TRE | 1512561 | 3469 | THW_THWGT43 | 43 | T H Wharton | T H WHARTON POWER CTG 43 |  | CT | NG |  | Natural Gas and Other Gases | 1974 |  | 56.7 | 54 | 69 | 54 | 54 | 54 | 54 | 54 | 54 | 54 | 54 | 54 | 54 | 54 | 69 | 69 | 69 | 69 | 69 | 69 | 69 | 69 | 69 | 69 | 69 | 0 | 0 | 0 | 0 | 0 | 0 | 0 | 0 | 0 | 0 | 0 | 0 | 0 | 0 | 0 | 0 | 0 | 0 | 0 | 0 | 0 | 0
Existing | US | TRE | 1098830 | 3469 | THW_THWGT44 | 44 | T H Wharton | T H WHARTON POWER CTG 44 |  | CT | NG |  | Natural Gas and Other Gases | 1974 |  | 56.7 | 54 | 69 | 54 | 54 | 54 | 54 | 54 | 54 | 54 | 54 | 54 | 54 | 54 | 69 | 69 | 69 | 69 | 69 | 69 | 69 | 69 | 69 | 69 | 69 | 0 | 0 | 0 | 0 | 0 | 0 | 0 | 0 | 0 | 0 | 0 | 0 | 0 | 0 | 0 | 0 | 0 | 0 | 0 | 0 | 0 | 0
Existing | US | TRE | 1009323 | 3469 | THW_THWST_4 | ST4 | T H Wharton | T H WHARTON POWER STG 4 |  | CA | NG |  | Natural Gas and Other Gases | 1974 |  | 113.1 | 110 | 110 | 110 | 110 | 110 | 110 | 110 | 110 | 110 | 110 | 110 | 110 | 110 | 110 | 110 | 110 | 110 | 110 | 110 | 110 | 110 | 110 | 110 | 110 | 0 | 0 | 0 | 0 | 0 | 0 | 0 | 0 | 0 | 0 | 0 | 0 | 0 | 0 | 0 | 0 | 0 | 0 | 0 | 0 | 0 | 0
Existing | US | TRE | 1809454 | 52088 | TXCTY_CTA | GEN2 | Texas City Power Plant | TEXAS CITY POWER CTG A |  | CT | NG |  | Natural Gas and Other Gases | 2000 |  | 129.06 | 80.32 | 102.4 | 80.32 | 80.32 | 80.32 | 80.32 | 80.32 | 80.32 | 80.32 | 80.32 | 80.32 | 80.32 | 80.32 | 102.4 | 102.4 | 102.4 | 102.4 | 102.4 | 102.4 | 102.4 | 102.4 | 102.4 | 102.4 | 102.4 | 0 | 0 | 0 | 0 | 0 | 0 | 0 | 0 | 0 | 0 | 0 | 0 | 0 | 0 | 0 | 0 | 0 | 0 | 0 | 0 | 0 | 0
Existing | US | TRE | 1918354 | 52088 | TXCTY_CTB | GEN3 | Texas City Power Plant | TEXAS CITY POWER CTG B |  | CT | NG |  | Natural Gas and Other Gases | 2000 |  | 129.06 | 80.32 | 102.4 | 80.32 | 80.32 | 80.32 | 80.32 | 80.32 | 80.32 | 80.32 | 80.32 | 80.32 | 80.32 | 80.32 | 102.4 | 102.4 | 102.4 | 102.4 | 102.4 | 102.4 | 102.4 | 102.4 | 102.4 | 102.4 | 102.4 | 0 | 0 | 0 | 0 | 0 | 0 | 0 | 0 | 0 | 0 | 0 | 0 | 0 | 0 | 0 | 0 | 0 | 0 | 0 | 0 | 0 | 0
Existing | US | TRE | 1709757 | 52088 | TXCTY_CTC | GEN4 | Texas City Power Plant | TEXAS CITY POWER CTG C |  | CT | NG |  | Natural Gas and Other Gases | 2000 |  | 129.06 | 80.32 | 102.4 | 80.32 | 80.32 | 80.32 | 80.32 | 80.32 | 80.32 | 80.32 | 80.32 | 80.32 | 80.32 | 80.32 | 102.4 | 102.4 | 102.4 | 102.4 | 102.4 | 102.4 | 102.4 | 102.4 | 102.4 | 102.4 | 102.4 | 0 | 0 | 0 | 0 | 0 | 0 | 0 | 0 | 0 | 0 | 0 | 0 | 0 | 0 | 0 | 0 | 0 | 0 | 0 | 0 | 0 | 0
Existing | US | TRE | 1918739 | 52088 | TXCTY_ST | GEN1 | Texas City Power Plant | TEXAS CITY POWER STG |  | CA | NG |  | Natural Gas and Other Gases | 2000 |  | 143.65 | 124.94 | 131.5 | 124.94 | 124.94 | 124.94 | 124.94 | 124.94 | 124.94 | 124.94 | 124.94 | 124.94 | 124.94 | 124.94 | 131.5 | 131.5 | 131.5 | 131.5 | 131.5 | 131.5 | 131.5 | 131.5 | 131.5 | 131.5 | 131.5 | 0 | 0 | 0 | 0 | 0 | 0 | 0 | 0 | 0 | 0 | 0 | 0 | 0 | 0 | 0 | 0 | 0 | 0 | 0 | 0 | 0 | 0
Existing | US | TRE | 1267416 | 3443 | VICTORIA_VICTORG6 | 6 | Victoria | VICTORIA POWER CTG 6 |  | CT | NG |  | Natural Gas and Other Gases | 2009 |  | 196.86 | 160 | 171 | 160 | 160 | 160 | 160 | 160 | 160 | 160 | 160 | 160 | 160 | 160 | 171 | 171 | 171 | 171 | 171 | 171 | 171 | 171 | 171 | 171 | 171 | 0 | 0 | 0 | 0 | 0 | 0 | 0 | 0 | 0 | 0 | 0 | 0 | 0 | 0 | 0 | 0 | 0 | 0 | 0 | 0 | 0 | 0
Existing | US | TRE | 1082698 | 3443 | VICTORIA_VICTORG5 | 5 | Victoria | VICTORIA POWER STG 5 |  | CA | NG |  | Natural Gas and Other Gases | 1963 |  | 180.2 | 125 | 132 | 125 | 125 | 125 | 125 | 125 | 125 | 125 | 125 | 125 | 125 | 125 | 132 | 132 | 132 | 132 | 132 | 132 | 132 | 132 | 132 | 132 | 132 | 0 | 0 | 0 | 0 | 0 | 0 | 0 | 0 | 0 | 0 | 0 | 0 | 0 | 0 | 0 | 0 | 0 | 0 | 0 | 0 | 0 | 0
Existing | US | TRE | 1422724 | 50127 | WFCOGEN_UNIT1 | GTA | CCI Signal Hill LLC | WICHITA FALLS CTG 1 |  | CT | NG |  | Natural Gas and Other Gases | 1987 |  | 20 | 20 | 20 | 20 | 20 | 20 | 20 | 20 | 20 | 20 | 20 | 20 | 20 | 20 | 20 | 20 | 20 | 20 | 20 | 20 | 20 | 20 | 20 | 20 | 20 | 0 | 0 | 0 | 0 | 0 | 0 | 0 | 0 | 0 | 0 | 0 | 0 | 0 | 0 | 0 | 0 | 0 | 0 | 0 | 0 | 0 | 0
Existing | US | TRE | 1172052 | 50127 | WFCOGEN_UNIT2 | GTB | CCI Signal Hill LLC | WICHITA FALLS CTG 2 |  | CT | NG |  | Natural Gas and Other Gases | 1987 |  | 20 | 20 | 20 | 20 | 20 | 20 | 20 | 20 | 20 | 20 | 20 | 20 | 20 | 20 | 20 | 20 | 20 | 20 | 20 | 20 | 20 | 20 | 20 | 20 | 20 | 0 | 0 | 0 | 0 | 0 | 0 | 0 | 0 | 0 | 0 | 0 | 0 | 0 | 0 | 0 | 0 | 0 | 0 | 0 | 0 | 0 | 0
Existing | US | TRE | 1418148 | 50127 | WFCOGEN_UNIT3 | GTC | CCI Signal Hill LLC | WICHITA FALLS CTG 3 |  | CT | NG |  | Natural Gas and Other Gases | 1987 |  | 20 | 20 | 20 | 20 | 20 | 20 | 20 | 20 | 20 | 20 | 20 | 20 | 20 | 20 | 20 | 20 | 20 | 20 | 20 | 20 | 20 | 20 | 20 | 20 | 20 | 0 | 0 | 0 | 0 | 0 | 0 | 0 | 0 | 0 | 0 | 0 | 0 | 0 | 0 | 0 | 0 | 0 | 0 | 0 | 0 | 0 | 0
Existing | US | TRE | 1762120 | 50127 | WFCOGEN_UNIT4 | STD | CCI Signal Hill LLC | WICHITA FALLS STG 4 |  | CA | NG |  | Natural Gas and Other Gases | 1987 |  | 20 | 17 | 16 | 17 | 17 | 17 | 17 | 17 | 17 | 17 | 17 | 17 | 17 | 17 | 16 | 16 | 16 | 16 | 16 | 16 | 16 | 16 | 16 | 16 | 16 | 0 | 0 | 0 | 0 | 0 | 0 | 0 | 0 | 0 | 0 | 0 | 0 | 0 | 0 | 0 | 0 | 0 | 0 | 0 | 0 | 0 | 0
Existing | US | TRE | 1509948 | 55320 | WCPP_CT1 | CT1 | Wise County Power LLC | WISE-TRACTEBEL POWER CTG 1 |  | CT | NG |  | Natural Gas and Other Gases | 2004 |  | 275 | 203 | 251 | 203 | 203 | 203 | 203 | 203 | 203 | 203 | 203 | 203 | 203 | 203 | 251 | 251 | 251 | 251 | 251 | 251 | 251 | 251 | 251 | 251 | 251 | 0 | 0 | 0 | 0 | 0 | 0 | 0 | 0 | 0 | 0 | 0 | 0 | 0 | 0 | 0 | 0 | 0 | 0 | 0 | 0 | 0 | 0
Existing | US | TRE | 1314981 | 55320 | WCPP_CT2 | CT2 | Wise County Power LLC | WISE-TRACTEBEL POWER CTG 2 |  | CT | NG |  | Natural Gas and Other Gases | 2004 |  | 275 | 197 | 256 | 197 | 197 | 197 | 197 | 197 | 197 | 197 | 197 | 197 | 197 | 197 | 256 | 256 | 256 | 256 | 256 | 256 | 256 | 256 | 256 | 256 | 256 | 0 | 0 | 0 | 0 | 0 | 0 | 0 | 0 | 0 | 0 | 0 | 0 | 0 | 0 | 0 | 0 | 0 | 0 | 0 | 0 | 0 | 0
Existing | US | TRE | 1088055 | 55320 | WCPP_ST1 | ST1 | Wise County Power LLC | WISE-TRACTEBEL POWER STG 1 |  | CA | NG |  | Natural Gas and Other Gases | 2004 |  | 299.7 | 272 | 298 | 272 | 272 | 272 | 272 | 272 | 272 | 272 | 272 | 272 | 272 | 272 | 298 | 298 | 298 | 298 | 298 | 298 | 298 | 298 | 298 | 298 | 298 | 0 | 0 | 0 | 0 | 0 | 0 | 0 | 0 | 0 | 0 | 0 | 0 | 0 | 0 | 0 | 0 | 0 | 0 | 0 | 0 | 0 | 0
Existing | US | TRE | 1490782 | 55139 | WHCCS_CT1 | CTG1 | Wolf Hollow I LP | WOLF HOLLOW POWER CTG 1 |  | CA | NG |  | Natural Gas and Other Gases | 2002 |  | 264.5 | 212.5 | 249 | 212.5 | 212.5 | 212.5 | 212.5 | 212.5 | 212.5 | 212.5 | 212.5 | 212.5 | 212.5 | 212.5 | 249 | 249 | 249 | 249 | 249 | 249 | 249 | 249 | 249 | 249 | 249 | 0 | 0 | 0 | 0 | 0 | 0 | 0 | 0 | 0 | 0 | 0 | 0 | 0 | 0 | 0 | 0 | 0 | 0 | 0 | 0 | 0 | 0
Existing | US | TRE | 1025191 | 55139 | WHCCS_CT2 | CTG2 | Wolf Hollow I LP | WOLF HOLLOW POWER CTG 2 |  | CT | NG |  | Natural Gas and Other Gases | 2002 |  | 264.5 | 212.5 | 249 | 212.5 | 212.5 | 212.5 | 212.5 | 212.5 | 212.5 | 212.5 | 212.5 | 212.5 | 212.5 | 212.5 | 249 | 249 | 249 | 249 | 249 | 249 | 249 | 249 | 249 | 249 | 249 | 0 | 0 | 0 | 0 | 0 | 0 | 0 | 0 | 0 | 0 | 0 | 0 | 0 | 0 | 0 | 0 | 0 | 0 | 0 | 0 | 0 | 0
Existing | US | TRE | 1374296 | 55139 | WHCCS_STG | ST | Wolf Hollow I LP | WOLF HOLLOW POWER STG |  | CT | NG |  | Natural Gas and Other Gases | 2002 |  | 300 | 280 | 293 | 280 | 280 | 280 | 280 | 280 | 280 | 280 | 280 | 280 | 280 | 280 | 293 | 293 | 293 | 293 | 293 | 293 | 293 | 293 | 293 | 293 | 293 | 0 | 0 | 0 | 0 | 0 | 0 | 0 | 0 | 0 | 0 | 0 | 0 | 0 | 0 | 0 | 0 | 0 | 0 | 0 | 0 | 0 | 0
Existing | US | TRE |  | 59812 | WHCCS2_CT4 | CGT4 | Wolf Hollow II | WOLF HOLLOW 2 CT5 |  | CT | NG |  | Natural Gas and Other Gases | 2017 |  | 360 | 327.8 | 353.3 | 327.8 | 327.8 | 327.8 | 327.8 | 327.8 | 327.8 | 327.8 | 327.8 | 327.8 | 327.8 | 327.8 | 353.3 | 353.3 | 353.3 | 353.3 | 353.3 | 353.3 | 353.3 | 353.3 | 353.3 | 353.3 | 353.3 | 0 | 0 | 0 | 0 | 0 | 0 | 0 | 0 | 0 | 0 | 0 | 0 | 0 | 0 | 0 | 0 | 0 | 0 | 0 | 0 | 0 | 0 | Upgrade/repower project in queue (projected COD: 9/16/2019)
Existing | US | TRE |  | 59812 | WHCCS2_CT5 | CGT5 | Wolf Hollow II | WOLF HOLLOW 2 CT6 |  | CT | NG |  | Natural Gas and Other Gases | 2017 |  | 360 | 329.3 | 354.6 | 329.3 | 329.3 | 329.3 | 329.3 | 329.3 | 329.3 | 329.3 | 329.3 | 329.3 | 329.3 | 329.3 | 354.6 | 354.6 | 354.6 | 354.6 | 354.6 | 354.6 | 354.6 | 354.6 | 354.6 | 354.6 | 354.6 | 0 | 0 | 0 | 0 | 0 | 0 | 0 | 0 | 0 | 0 | 0 | 0 | 0 | 0 | 0 | 0 | 0 | 0 | 0 | 0 | 0 | 0 | Upgrade/repower project in queue (projected COD: 9/16/2019)
Existing | US | TRE |  | 59812 | WHCCS2_STG6 | STG6 | Wolf Hollow II | WOLF HOLLOW 2 STG6 |  | CA | NG |  | Natural Gas and Other Gases | 2017 |  | 511.2 | 458.3 | 485.1 | 458.3 | 458.3 | 458.3 | 458.3 | 458.3 | 458.3 | 458.3 | 458.3 | 458.3 | 458.3 | 458.3 | 485.1 | 485.1 | 485.1 | 485.1 | 485.1 | 485.1 | 485.1 | 485.1 | 485.1 | 485.1 | 485.1 | 0 | 0 | 0 | 0 | 0 | 0 | 0 | 0 | 0 | 0 | 0 | 0 | 0 | 0 | 0 | 0 | 0 | 0 | 0 | 0 | 0 | 0 | Upgrade/repower project in queue (projected COD: 9/16/2019)
Existing | US | TRE | 1082924 | 3561 | ATKINS_ATKINSG7 | 7 | Bryan (TX) | ATKINS CTG 7 |  | CT | NG |  | Natural Gas and Other Gases | 1973 |  | 21 | 18 | 20 | 18 | 18 | 18 | 18 | 18 | 18 | 18 | 18 | 18 | 18 | 18 | 20 | 20 | 20 | 20 | 20 | 20 | 20 | 20 | 20 | 20 | 20 | 0 | 0 | 0 | 0 | 0 | 0 | 0 | 0 | 0 | 0 | 0 | 0 | 0 | 0 | 0 | 0 | 0 | 0 | 0 | 0 | 0 | 0
Existing | US | TRE |  | 7131 | BRANDON | 1 | Brandon Station | BRANDON GT1 (LP&L) |  | GT | NG |  | Natural Gas and Other Gases | 1990 |  | 21 | 21 | 21.5 | 0 | 0 | 21 | 21 | 21 | 21 | 21 | 21 | 21 | 21 | 21 | 0 | 0 | 21.5 | 21.5 | 21.5 | 21.5 | 21.5 | 21.5 | 21.5 | 21.5 | 21.5 | 0 | 0 | 0 | 0 | 0 | 0 | 0 | 0 | 0 | 0 | 0 | 0 | 0 | 0 | 0 | 0 | 0 | 0 | 0 | 0 | 0 | 0 | This unit is being integrated into the ERCOT grid in 2021
Existing | US | TRE |  | 60460 | CHAMON_CTG_0101 |  |  | CASTLEMAN CHAMON 1 |  | GT | NG |  | Natural Gas and Other Gases | 2017 |  | 60.5 | 44 | 49.8 | 44 | 44 | 44 | 44 | 44 | 44 | 44 | 44 | 44 | 44 | 44 | 49.8 | 49.8 | 49.8 | 49.8 | 49.8 | 49.8 | 49.8 | 49.8 | 49.8 | 49.8 | 49.8 | 0 | 0 | 0 | 0 | 0 | 0 | 0 | 0 | 0 | 0 | 0 | 0 | 0 | 0 | 0 | 0 | 0 | 0 | 0 | 0 | 0 | 0
Existing | US | TRE |  | 60460 | CHAMON_CTG_0301 |  |  | CASTLEMAN CHAMON 2 |  | GT | NG |  | Natural Gas and Other Gases | 2017 |  | 60.5 | 44 | 49.8 | 44 | 44 | 44 | 44 | 44 | 44 | 44 | 44 | 44 | 44 | 44 | 49.8 | 49.8 | 49.8 | 49.8 | 49.8 | 49.8 | 49.8 | 49.8 | 49.8 | 49.8 | 49.8 | 0 | 0 | 0 | 0 | 0 | 0 | 0 | 0 | 0 | 0 | 0 | 0 | 0 | 0 | 0 | 0 | 0 | 0 | 0 | 0 | 0 | 0
Existing | US | TRE | 1891818 | 6243 | DANSBY_DANSBYG2 | 2 | Dansby | DANSBY CTG 2 |  | GT | NG |  | Natural Gas and Other Gases | 2004 |  | 48 | 45 | 48 | 45 | 45 | 45 | 45 | 45 | 45 | 45 | 45 | 45 | 45 | 45 | 48 | 48 | 48 | 48 | 48 | 48 | 48 | 48 | 48 | 48 | 48 | 0 | 0 | 0 | 0 | 0 | 0 | 0 | 0 | 0 | 0 | 0 | 0 | 0 | 0 | 0 | 0 | 0 | 0 | 0 | 0 | 0 | 0
Existing | US | TRE | 1009670 | 6243 | DANSBY_DANSBYG3 | 3 | Dansby | DANSBY CTG 3 |  | GT | NG |  | Natural Gas and Other Gases | 2010 |  | 50 | 47 | 50 | 47 | 47 | 47 | 47 | 47 | 47 | 47 | 47 | 47 | 47 | 47 | 50 | 50 | 50 | 50 | 50 | 50 | 50 | 50 | 50 | 50 | 50 | 0 | 0 | 0 | 0 | 0 | 0 | 0 | 0 | 0 | 0 | 0 | 0 | 0 | 0 | 0 | 0 | 0 | 0 | 0 | 0 | 0 | 0
Existing | US | TRE | 1022046 | 3548 | DECKER_DPGT_1 | GT1 | Decker Creek | DECKER CREEK CTG 1 |  | GT | NG |  | Natural Gas and Other Gases | 1989 |  | 56.7 | 48 | 54 | 48 | 48 | 48 | 48 | 48 | 48 | 48 | 48 | 48 | 48 | 48 | 54 | 54 | 54 | 54 | 54 | 54 | 54 | 54 | 54 | 54 | 54 | 0 | 0 | 0 | 0 | 0 | 0 | 0 | 0 | 0 | 0 | 0 | 0 | 0 | 0 | 0 | 0 | 0 | 0 | 0 | 0 | 0 | 0
Existing | US | TRE | 1942690 | 3548 | DECKER_DPGT_2 | GT2 | Decker Creek | DECKER CREEK CTG 2 |  | GT | NG |  | Natural Gas and Other Gases | 1989 |  | 56.7 | 48 | 54 | 48 | 48 | 48 | 48 | 48 | 48 | 48 | 48 | 48 | 48 | 48 | 54 | 54 | 54 | 54 | 54 | 54 | 54 | 54 | 54 | 54 | 54 | 0 | 0 | 0 | 0 | 0 | 0 | 0 | 0 | 0 | 0 | 0 | 0 | 0 | 0 | 0 | 0 | 0 | 0 | 0 | 0 | 0 | 0
Existing | US | TRE | 1650422 | 3548 | DECKER_DPGT_3 | GT3 | Decker Creek | DECKER CREEK CTG 3 |  | GT | NG |  | Natural Gas and Other Gases | 1989 |  | 56.7 | 48 | 54 | 48 | 48 | 48 | 48 | 48 | 48 | 48 | 48 | 48 | 48 | 48 | 54 | 54 | 54 | 54 | 54 | 54 | 54 | 54 | 54 | 54 | 54 | 0 | 0 | 0 | 0 | 0 | 0 | 0 | 0 | 0 | 0 | 0 | 0 | 0 | 0 | 0 | 0 | 0 | 0 | 0 | 0 | 0 | 0
Existing | US | TRE | 1055731 | 3548 | DECKER_DPGT_4 | GT4 | Decker Creek | DECKER CREEK CTG 4 |  | GT | NG |  | Natural Gas and Other Gases | 1989 |  | 56.7 | 48 | 54 | 48 | 48 | 48 | 48 | 48 | 48 | 48 | 48 | 48 | 48 | 48 | 54 | 54 | 54 | 54 | 54 | 54 | 54 | 54 | 54 | 54 | 54 | 0 | 0 | 0 | 0 | 0 | 0 | 0 | 0 | 0 | 0 | 0 | 0 | 0 | 0 | 0 | 0 | 0 | 0 | 0 | 0 | 0 | 0
Existing | US | TRE | 1389385 | 8063 | DCSES_CT10 | CT1 | Decordova Steam Electric Station | DECORDOVA CTG 1 |  | GT | NG |  | Natural Gas and Other Gases | 1990 |  | 89.48 | 69 | 88 | 69 | 69 | 69 | 69 | 69 | 69 | 69 | 69 | 69 | 69 | 69 | 88 | 88 | 88 | 88 | 88 | 88 | 88 | 88 | 88 | 88 | 88 | 0 | 0 | 0 | 0 | 0 | 0 | 0 | 0 | 0 | 0 | 0 | 0 | 0 | 0 | 0 | 0 | 0 | 0 | 0 | 0 | 0 | 0
Existing | US | TRE | 1244160 | 8063 | DCSES_CT20 | CT2 | Decordova Steam Electric Station | DECORDOVA CTG 2 |  | GT | NG |  | Natural Gas and Other Gases | 1990 |  | 89.48 | 69 | 87 | 69 | 69 | 69 | 69 | 69 | 69 | 69 | 69 | 69 | 69 | 69 | 87 | 87 | 87 | 87 | 87 | 87 | 87 | 87 | 87 | 87 | 87 | 0 | 0 | 0 | 0 | 0 | 0 | 0 | 0 | 0 | 0 | 0 | 0 | 0 | 0 | 0 | 0 | 0 | 0 | 0 | 0 | 0 | 0
Existing | US | TRE | 1301459 | 8063 | DCSES_CT30 | CT3 | Decordova Steam Electric Station | DECORDOVA CTG 3 |  | GT | NG |  | Natural Gas and Other Gases | 1990 |  | 89.48 | 68 | 86 | 68 | 68 | 68 | 68 | 68 | 68 | 68 | 68 | 68 | 68 | 68 | 86 | 86 | 86 | 86 | 86 | 86 | 86 | 86 | 86 | 86 | 86 | 0 | 0 | 0 | 0 | 0 | 0 | 0 | 0 | 0 | 0 | 0 | 0 | 0 | 0 | 0 | 0 | 0 | 0 | 0 | 0 | 0 | 0
Existing | US | TRE | 1230785 | 8063 | DCSES_CT40 | CT4 | Decordova Steam Electric Station | DECORDOVA CTG 4 |  | GT | NG |  | Natural Gas and Other Gases | 1990 |  | 89.48 | 69 | 86 | 69 | 69 | 69 | 69 | 69 | 69 | 69 | 69 | 69 | 69 | 69 | 86 | 86 | 86 | 86 | 86 | 86 | 86 | 86 | 86 | 86 | 86 | 0 | 0 | 0 | 0 | 0 | 0 | 0 | 0 | 0 | 0 | 0 | 0 | 0 | 0 | 0 | 0 | 0 | 0 | 0 | 0 | 0 | 0
Existing | US | TRE | 1506132 | 58471 | ECEC_G1 | CTG1-2 | Ector County Energy Center | ECTOR COUNTY ENERGY CTG 1 |  | GT | NG |  | Natural Gas and Other Gases | 2015 |  | 179.35 | 147 | 170.4 | 147 | 147 | 147 | 147 | 147 | 147 | 147 | 147 | 147 | 147 | 147 | 170.4 | 170.4 | 170.4 | 170.4 | 170.4 | 170.4 | 170.4 | 170.4 | 170.4 | 170.4 | 170.4 | 0 | 0 | 0 | 0 | 0 | 0 | 0 | 0 | 0 | 0 | 0 | 0 | 0 | 0 | 0 | 0 | 0 | 0 | 0 | 0 | 0 | 0
Existing | US | TRE | 1187208 | 58471 | ECEC_G2 | CTG1-2 | Ector County Energy Center | ECTOR COUNTY ENERGY CTG 2 |  | CT | NG |  | Natural Gas and Other Gases | 2015 |  | 179.35 | 147 | 170.4 | 147 | 147 | 147 | 147 | 147 | 147 | 147 | 147 | 147 | 147 | 147 | 170.4 | 170.4 | 170.4 | 170.4 | 170.4 | 170.4 | 170.4 | 170.4 | 170.4 | 170.4 | 170.4 | 0 | 0 | 0 | 0 | 0 | 0 | 0 | 0 | 0 | 0 | 0 | 0 | 0 | 0 | 0 | 0 | 0 | 0 | 0 | 0 | 0 | 0
Existing | US | TRE |  | 58835 | AEEC_ELK_3 |  |  | ELK STATION CTG 3 |  | GT | NG |  | Natural Gas and Other Gases | 2016 |  | 202 | 190 | 200 | 190 | 190 | 190 | 190 | 190 | 190 | 190 | 190 | 190 | 190 | 190 | 200 | 200 | 200 | 200 | 200 | 200 | 200 | 200 | 200 | 200 | 200 | 0 | 0 | 0 | 0 | 0 | 0 | 0 | 0 | 0 | 0 | 0 | 0 | 0 | 0 | 0 | 0 | 0 | 0 | 0 | 0 | 0 | 0
Existing | US | TRE | 1726553 | 55365 | AZ_AZ_G1 | GT1 | Exelon LaPorte Generating Station | EXTEX LAPORTE GEN STN CTG 1 |  | CT | NG |  | Natural Gas and Other Gases | 2009 |  | 59 | 36 | 40 | 36 | 36 | 36 | 36 | 36 | 36 | 36 | 36 | 36 | 36 | 36 | 40 | 40 | 40 | 40 | 40 | 40 | 40 | 40 | 40 | 40 | 40 | 0 | 0 | 0 | 0 | 0 | 0 | 0 | 0 | 0 | 0 | 0 | 0 | 0 | 0 | 0 | 0 | 0 | 0 | 0 | 0 | 0 | 0
Existing | US | TRE | 1994388 | 55365 | AZ_AZ_G2 | GT2 | Exelon LaPorte Generating Station | EXTEX LAPORTE GEN STN CTG 2 |  | CT | NG |  | Natural Gas and Other Gases | 2009 |  | 59 | 36 | 40 | 36 | 36 | 36 | 36 | 36 | 36 | 36 | 36 | 36 | 36 | 36 | 40 | 40 | 40 | 40 | 40 | 40 | 40 | 40 | 40 | 40 | 40 | 0 | 0 | 0 | 0 | 0 | 0 | 0 | 0 | 0 | 0 | 0 | 0 | 0 | 0 | 0 | 0 | 0 | 0 | 0 | 0 | 0 | 0
Existing | US | TRE | 1187161 | 55365 | AZ_AZ_G3 | GT3 | Exelon LaPorte Generating Station | EXTEX LAPORTE GEN STN CTG 3 |  | CT | NG |  | Natural Gas and Other Gases | 2009 |  | 59 | 36 | 40 | 36 | 36 | 36 | 36 | 36 | 36 | 36 | 36 | 36 | 36 | 36 | 40 | 40 | 40 | 40 | 40 | 40 | 40 | 40 | 40 | 40 | 40 | 0 | 0 | 0 | 0 | 0 | 0 | 0 | 0 | 0 | 0 | 0 | 0 | 0 | 0 | 0 | 0 | 0 | 0 | 0 | 0 | 0 | 0
Existing | US | TRE | 1807513 | 55365 | AZ_AZ_G4 | GT4 | Exelon LaPorte Generating Station | EXTEX LAPORTE GEN STN CTG 4 |  | CT | NG |  | Natural Gas and Other Gases | 2009 |  | 59 | 36 | 40 | 36 | 36 | 36 | 36 | 36 | 36 | 36 | 36 | 36 | 36 | 36 | 40 | 40 | 40 | 40 | 40 | 40 | 40 | 40 | 40 | 40 | 40 | 0 | 0 | 0 | 0 | 0 | 0 | 0 | 0 | 0 | 0 | 0 | 0 | 0 | 0 | 0 | 0 | 0 | 0 | 0 | 0 | 0 | 0
Existing | US | TRE |  | 60468 | FEGC_UNIT1 |  | Friendswood Energy | FRIENDSWOOD G |  | GT | NG |  | Natural Gas and Other Gases | 1905 |  | 121.5 | 119 | 119 | 119 | 119 | 119 | 119 | 119 | 119 | 119 | 119 | 119 | 119 | 119 | 119 | 119 | 119 | 119 | 119 | 119 | 119 | 119 | 119 | 119 | 119 | 0 | 0 | 0 | 0 | 0 | 0 | 0 | 0 | 0 | 0 | 0 | 0 | 0 | 0 | 0 | 0 | 0 | 0 | 0 | 0 | 0 | 0
Existing | US | TRE | 1732391 | 3464 | GBY_GBYGT73 | 73 | Greens Bayou | GREENS BAYOU CTG 73 |  | GT | NG |  | Natural Gas and Other Gases | 1976 |  | 88.3333 | 77.6667 | 88.3333 | 56 | 77.6667 | 77.6667 | 77.6667 | 77.6667 | 77.6667 | 77.6667 | 77.6667 | 77.6667 | 77.6667 | 77.6667 | 65 | 88.3333 | 88.3333 | 88.3333 | 88.3333 | 88.3333 | 88.3333 | 88.3333 | 88.3333 | 88.3333 | 88.3333 | 0 | 0 | 0 | 0 | 0 | 0 | 0 | 0 | 0 | 0 | 0 | 0 | 0 | 0 | 0 | 0 | 0 | 0 | 0 | 0 | 0 | 0 | Upgrade/repower project in queue (projected COD: 6/1/2020)
Existing | US | TRE | 1811408 | 3464 | GBY_GBYGT74 | 74 | Greens Bayou | GREENS BAYOU CTG 74 |  | GT | NG |  | Natural Gas and Other Gases | 1976 |  | 88.3333 | 77.6667 | 88.3333 | 56 | 77.6667 | 77.6667 | 77.6667 | 77.6667 | 77.6667 | 77.6667 | 77.6667 | 77.6667 | 77.6667 | 77.6667 | 65 | 88.3333 | 88.3333 | 88.3333 | 88.3333 | 88.3333 | 88.3333 | 88.3333 | 88.3333 | 88.3333 | 88.3333 | 0 | 0 | 0 | 0 | 0 | 0 | 0 | 0 | 0 | 0 | 0 | 0 | 0 | 0 | 0 | 0 | 0 | 0 | 0 | 0 | 0 | 0 | Upgrade/repower project in queue (projected COD: 6/1/2020)
Existing | US | TRE | 1795000 | 3464 | GBY_GBYGT81 | 81 | Greens Bayou | GREENS BAYOU CTG 81 |  | GT | NG |  | Natural Gas and Other Gases | 1976 |  | 88.3333 | 77.6667 | 88.3333 | 56 | 77.6667 | 77.6667 | 77.6667 | 77.6667 | 77.6667 | 77.6667 | 77.6667 | 77.6667 | 77.6667 | 77.6667 | 65 | 88.3333 | 88.3333 | 88.3333 | 88.3333 | 88.3333 | 88.3333 | 88.3333 | 88.3333 | 88.3333 | 88.3333 | 0 | 0 | 0 | 0 | 0 | 0 | 0 | 0 | 0 | 0 | 0 | 0 | 0 | 0 | 0 | 0 | 0 | 0 | 0 | 0 | 0 | 0 | Upgrade/repower project in queue (projected COD: 6/1/2020)
Existing | US | TRE | 1506185 | 3464 | GBY_GBYGT82 | 82 | Greens Bayou | GREENS BAYOU CTG 82 |  | GT | NG |  | Natural Gas and Other Gases | 1976 |  | 73.3333 | 71.6667 | 73.3333 | 50 | 71.6667 | 71.6667 | 71.6667 | 71.6667 | 71.6667 | 71.6667 | 71.6667 | 71.6667 | 71.6667 | 71.6667 | 50 | 73.3333 | 73.3333 | 73.3333 | 73.3333 | 73.3333 | 73.3333 | 73.3333 | 73.3333 | 73.3333 | 73.3333 | 0 | 0 | 0 | 0 | 0 | 0 | 0 | 0 | 0 | 0 | 0 | 0 | 0 | 0 | 0 | 0 | 0 | 0 | 0 | 0 | 0 | 0 | Upgrade/repower project in queue (projected COD: 6/1/2020)
Existing | US | TRE | 1702186 | 3464 | GBY_GBYGT83 | 83 | Greens Bayou | GREENS BAYOU CTG 83 |  | GT | NG |  | Natural Gas and Other Gases | 1976 |  | 88.3333 | 77.6667 | 88.3333 | 56 | 77.6667 | 77.6667 | 77.6667 | 77.6667 | 77.6667 | 77.6667 | 77.6667 | 77.6667 | 77.6667 | 77.6667 | 65 | 88.3333 | 88.3333 | 88.3333 | 88.3333 | 88.3333 | 88.3333 | 88.3333 | 88.3333 | 88.3333 | 88.3333 | 0 | 0 | 0 | 0 | 0 | 0 | 0 | 0 | 0 | 0 | 0 | 0 | 0 | 0 | 0 | 0 | 0 | 0 | 0 | 0 | 0 | 0 | Upgrade/repower project in queue (projected COD: 6/1/2020)
Existing | US | TRE | 1119798 | 3464 | GBY_GBYGT84 | 84 | Greens Bayou | GREENS BAYOU CTG 84 |  | GT | NG |  | Natural Gas and Other Gases | 1976 |  | 88.3333 | 77.6667 | 88.3333 | 56 | 77.6667 | 77.6667 | 77.6667 | 77.6667 | 77.6667 | 77.6667 | 77.6667 | 77.6667 | 77.6667 | 77.6667 | 65 | 88.3333 | 88.3333 | 88.3333 | 88.3333 | 88.3333 | 88.3333 | 88.3333 | 88.3333 | 88.3333 | 88.3333 | 0 | 0 | 0 | 0 | 0 | 0 | 0 | 0 | 0 | 0 | 0 | 0 | 0 | 0 | 0 | 0 | 0 | 0 | 0 | 0 | 0 | 0 | Upgrade/repower project in queue (projected COD: 6/1/2020)
Existing | US | TRE | 1101011 | 4195 | STEAM_ENGINE_1 | EP | Powerlane Plant | GREENVILLE IC ENGINE PLANT |  | IC | NG |  | Natural Gas and Other Gases | 2010 |  | 8.439 | 8.2 | 8.2 | 8.2 | 8.2 | 8.2 | 8.2 | 8.2 | 8.2 | 8.2 | 8.2 | 8.2 | 8.2 | 8.2 | 8.2 | 8.2 | 8.2 | 8.2 | 8.2 | 8.2 | 8.2 | 8.2 | 8.2 | 8.2 | 8.2 | 0 | 0 | 0 | 0 | 0 | 0 | 0 | 0 | 0 | 0 | 0 | 0 | 0 | 0 | 0 | 0 | 0 | 0 | 0 | 0 | 0 | 0
Existing | US | TRE | 1176316 | 4195 | STEAM_ENGINE_2 | EP2 | Powerlane Plant | GREENVILLE IC ENGINE PLANT |  | IC | NG |  | Natural Gas and Other Gases | 2010 |  | 8.439 | 8.2 | 8.2 | 8.2 | 8.2 | 8.2 | 8.2 | 8.2 | 8.2 | 8.2 | 8.2 | 8.2 | 8.2 | 8.2 | 8.2 | 8.2 | 8.2 | 8.2 | 8.2 | 8.2 | 8.2 | 8.2 | 8.2 | 8.2 | 8.2 | 0 | 0 | 0 | 0 | 0 | 0 | 0 | 0 | 0 | 0 | 0 | 0 | 0 | 0 | 0 | 0 | 0 | 0 | 0 | 0 | 0 | 0
Existing | US | TRE | 1350487 | 4195 | STEAM_ENGINE_3 | EP3 | Powerlane Plant | GREENVILLE IC ENGINE PLANT |  | IC | NG |  | Natural Gas and Other Gases | 2010 |  | 8.439 | 8.2 | 8.2 | 8.2 | 8.2 | 8.2 | 8.2 | 8.2 | 8.2 | 8.2 | 8.2 | 8.2 | 8.2 | 8.2 | 8.2 | 8.2 | 8.2 | 8.2 | 8.2 | 8.2 | 8.2 | 8.2 | 8.2 | 8.2 | 8.2 | 0 | 0 | 0 | 0 | 0 | 0 | 0 | 0 | 0 | 0 | 0 | 0 | 0 | 0 | 0 | 0 | 0 | 0 | 0 | 0 | 0 | 0
Existing | US | TRE | 1072025 | 3439 | LARDVFTN_G4 | 4 | Laredo | LAREDO CTG 4 |  | GT | NG |  | Natural Gas and Other Gases | 2008 |  | 98.5 | 90.1 | 97.4 | 90.1 | 90.1 | 90.1 | 90.1 | 90.1 | 90.1 | 90.1 | 90.1 | 90.1 | 90.1 | 90.1 | 97.4 | 97.4 | 97.4 | 97.4 | 97.4 | 97.4 | 97.4 | 97.4 | 97.4 | 97.4 | 97.4 | 0 | 0 | 0 | 0 | 0 | 0 | 0 | 0 | 0 | 0 | 0 | 0 | 0 | 0 | 0 | 0 | 0 | 0 | 0 | 0 | 0 | 0
Existing | US | TRE | 1446220 | 3439 | LARDVFTN_G5 | 5 | Laredo | LAREDO CTG 5 |  | GT | NG |  | Natural Gas and Other Gases | 2008 |  | 98.5 | 87.3 | 94.4 | 87.3 | 87.3 | 87.3 | 87.3 | 87.3 | 87.3 | 87.3 | 87.3 | 87.3 | 87.3 | 87.3 | 94.4 | 94.4 | 94.4 | 94.4 | 94.4 | 94.4 | 94.4 | 94.4 | 94.4 | 94.4 | 94.4 | 0 | 0 | 0 | 0 | 0 | 0 | 0 | 0 | 0 | 0 | 0 | 0 | 0 | 0 | 0 | 0 | 0 | 0 | 0 | 0 | 0 | 0
Existing | US | TRE | 1049071 | 3609 | LEON_CRK_LCPCT1 | CGT1 | Leon Creek | LEON CREEK PEAKER CTG 1 |  | GT | NG |  | Natural Gas and Other Gases | 2004 |  | 48 | 46 | 46 | 46 | 46 | 46 | 46 | 46 | 46 | 46 | 46 | 46 | 46 | 46 | 46 | 46 | 46 | 46 | 46 | 46 | 46 | 46 | 46 | 46 | 46 | 0 | 0 | 0 | 0 | 0 | 0 | 0 | 0 | 0 | 0 | 0 | 0 | 0 | 0 | 0 | 0 | 0 | 0 | 0 | 0 | 0 | 0
Existing | US | TRE | 1059188 | 3609 | LEON_CRK_LCPCT2 | CGT2 | Leon Creek | LEON CREEK PEAKER CTG 2 |  | GT | NG |  | Natural Gas and Other Gases | 2004 |  | 48 | 46 | 46 | 46 | 46 | 46 | 46 | 46 | 46 | 46 | 46 | 46 | 46 | 46 | 46 | 46 | 46 | 46 | 46 | 46 | 46 | 46 | 46 | 46 | 46 | 0 | 0 | 0 | 0 | 0 | 0 | 0 | 0 | 0 | 0 | 0 | 0 | 0 | 0 | 0 | 0 | 0 | 0 | 0 | 0 | 0 | 0
Existing | US | TRE | 1020719 | 3609 | LEON_CRK_LCPCT3 | CGT3 | Leon Creek | LEON CREEK PEAKER CTG 3 |  | GT | NG |  | Natural Gas and Other Gases | 2004 |  | 48 | 44 | 44 | 44 | 44 | 44 | 44 | 44 | 44 | 44 | 44 | 44 | 44 | 44 | 44 | 44 | 44 | 44 | 44 | 44 | 44 | 44 | 44 | 44 | 44 | 0 | 0 | 0 | 0 | 0 | 0 | 0 | 0 | 0 | 0 | 0 | 0 | 0 | 0 | 0 | 0 | 0 | 0 | 0 | 0 | 0 | 0
Existing | US | TRE | 1847979 | 3609 | LEON_CRK_LCPCT4 | CGT4 | Leon Creek | LEON CREEK PEAKER CTG 4 |  | GT | NG |  | Natural Gas and Other Gases | 2004 |  | 48 | 46 | 46 | 46 | 46 | 46 | 46 | 46 | 46 | 46 | 46 | 46 | 46 | 46 | 46 | 46 | 46 | 46 | 46 | 46 | 46 | 46 | 46 | 46 | 46 | 0 | 0 | 0 | 0 | 0 | 0 | 0 | 0 | 0 | 0 | 0 | 0 | 0 | 0 | 0 | 0 | 0 | 0 | 0 | 0 | 0 | 0
Existing | US | TRE | 1234366 | 3492 | MGSES_CT1 | CT1 | Morgan Creek | MORGAN CREEK CTG 1 |  | GT | NG |  | Natural Gas and Other Gases | 1988 |  | 89.4 | 66 | 82 | 66 | 66 | 66 | 66 | 66 | 66 | 66 | 66 | 66 | 66 | 66 | 82 | 82 | 82 | 82 | 82 | 82 | 82 | 82 | 82 | 82 | 82 | 0 | 0 | 0 | 0 | 0 | 0 | 0 | 0 | 0 | 0 | 0 | 0 | 0 | 0 | 0 | 0 | 0 | 0 | 0 | 0 | 0 | 0
Existing | US | TRE | 1599127 | 3492 | MGSES_CT2 | CT2 | Morgan Creek | MORGAN CREEK CTG 2 |  | GT | NG |  | Natural Gas and Other Gases | 1988 |  | 89.4 | 65 | 80 | 65 | 65 | 65 | 65 | 65 | 65 | 65 | 65 | 65 | 65 | 65 | 80 | 80 | 80 | 80 | 80 | 80 | 80 | 80 | 80 | 80 | 80 | 0 | 0 | 0 | 0 | 0 | 0 | 0 | 0 | 0 | 0 | 0 | 0 | 0 | 0 | 0 | 0 | 0 | 0 | 0 | 0 | 0 | 0
Existing | US | TRE | 1238424 | 3492 | MGSES_CT3 | CT3 | Morgan Creek | MORGAN CREEK CTG 3 |  | GT | NG |  | Natural Gas and Other Gases | 1988 |  | 89.4 | 65 | 80 | 65 | 65 | 65 | 65 | 65 | 65 | 65 | 65 | 65 | 65 | 65 | 80 | 80 | 80 | 80 | 80 | 80 | 80 | 80 | 80 | 80 | 80 | 0 | 0 | 0 | 0 | 0 | 0 | 0 | 0 | 0 | 0 | 0 | 0 | 0 | 0 | 0 | 0 | 0 | 0 | 0 | 0 | 0 | 0
Existing | US | TRE | 1307289 | 3492 | MGSES_CT4 | CT4 | Morgan Creek | MORGAN CREEK CTG 4 |  | GT | NG |  | Natural Gas and Other Gases | 1988 |  | 89.4 | 67 | 81 | 67 | 67 | 67 | 67 | 67 | 67 | 67 | 67 | 67 | 67 | 67 | 81 | 81 | 81 | 81 | 81 | 81 | 81 | 81 | 81 | 81 | 81 | 0 | 0 | 0 | 0 | 0 | 0 | 0 | 0 | 0 | 0 | 0 | 0 | 0 | 0 | 0 | 0 | 0 | 0 | 0 | 0 | 0 | 0
Existing | US | TRE | 1021807 | 3492 | MGSES_CT5 | CT5 | Morgan Creek | MORGAN CREEK CTG 5 |  | GT | NG |  | Natural Gas and Other Gases | 1988 |  | 89.4 | 67 | 80 | 67 | 67 | 67 | 67 | 67 | 67 | 67 | 67 | 67 | 67 | 67 | 80 | 80 | 80 | 80 | 80 | 80 | 80 | 80 | 80 | 80 | 80 | 0 | 0 | 0 | 0 | 0 | 0 | 0 | 0 | 0 | 0 | 0 | 0 | 0 | 0 | 0 | 0 | 0 | 0 | 0 | 0 | 0 | 0
Existing | US | TRE | 1555517 | 3492 | MGSES_CT6 | CT6 | Morgan Creek | MORGAN CREEK CTG 6 |  | GT | NG |  | Natural Gas and Other Gases | 1988 |  | 89.4 | 67 | 82 | 67 | 67 | 67 | 67 | 67 | 67 | 67 | 67 | 67 | 67 | 67 | 82 | 82 | 82 | 82 | 82 | 82 | 82 | 82 | 82 | 82 | 82 | 0 | 0 | 0 | 0 | 0 | 0 | 0 | 0 | 0 | 0 | 0 | 0 | 0 | 0 | 0 | 0 | 0 | 0 | 0 | 0 | 0 | 0
Existing | US | TRE |  | 61643 | DEC_AGR_A |  | Denton Energy Center | DENTON ENERGY CENTER A |  | IC | NG |  | Natural Gas and Other Gases | 1905 |  | 56.5 | 56.5 | 56.5 | 56.5 | 56.5 | 56.5 | 56.5 | 56.5 | 56.5 | 56.5 | 56.5 | 56.5 | 56.5 | 56.5 | 56.5 | 56.5 | 56.5 | 56.5 | 56.5 | 56.5 | 56.5 | 56.5 | 56.5 | 56.5 | 56.5 | 0 | 0 | 0 | 0 | 0 | 0 | 0 | 0 | 0 | 0 | 0 | 0 | 0 | 0 | 0 | 0 | 0 | 0 | 0 | 0 | 0 | 0
Existing | US | TRE |  | 61643 | DEC_AGR_B |  | Denton Energy Center | DENTON ENERGY CENTER B |  | IC | NG |  | Natural Gas and Other Gases | 1905 |  | 56.5 | 56.5 | 56.5 | 56.5 | 56.5 | 56.5 | 56.5 | 56.5 | 56.5 | 56.5 | 56.5 | 56.5 | 56.5 | 56.5 | 56.5 | 56.5 | 56.5 | 56.5 | 56.5 | 56.5 | 56.5 | 56.5 | 56.5 | 56.5 | 56.5 | 0 | 0 | 0 | 0 | 0 | 0 | 0 | 0 | 0 | 0 | 0 | 0 | 0 | 0 | 0 | 0 | 0 | 0 | 0 | 0 | 0 | 0
Existing | US | TRE |  | 61643 | DEC_AGR_C |  | Denton Energy Center | DENTON ENERGY CENTER C |  | IC | NG |  | Natural Gas and Other Gases | 1905 |  | 56.5 | 56.5 | 56.5 | 56.5 | 56.5 | 56.5 | 56.5 | 56.5 | 56.5 | 56.5 | 56.5 | 56.5 | 56.5 | 56.5 | 56.5 | 56.5 | 56.5 | 56.5 | 56.5 | 56.5 | 56.5 | 56.5 | 56.5 | 56.5 | 56.5 | 0 | 0 | 0 | 0 | 0 | 0 | 0 | 0 | 0 | 0 | 0 | 0 | 0 | 0 | 0 | 0 | 0 | 0 | 0 | 0 | 0 | 0
Existing | US | TRE |  | 61643 | DEC_AGR_D |  | Denton Energy Center | DENTON ENERGY CENTER D |  | IC | NG |  | Natural Gas and Other Gases | 1905 |  | 56.5 | 56.5 | 56.5 | 56.5 | 56.5 | 56.5 | 56.5 | 56.5 | 56.5 | 56.5 | 56.5 | 56.5 | 56.5 | 56.5 | 56.5 | 56.5 | 56.5 | 56.5 | 56.5 | 56.5 | 56.5 | 56.5 | 56.5 | 56.5 | 56.5 | 0 | 0 | 0 | 0 | 0 | 0 | 0 | 0 | 0 | 0 | 0 | 0 | 0 | 0 | 0 | 0 | 0 | 0 | 0 | 0 | 0 | 0
Existing | US | TRE | 1563183 | 3630 | PEARSAL2_AGR_A | 1A-6A | Pearsall | PEARSALL IC ENGINE PLANT A |  | IC | NG |  | Natural Gas and Other Gases | 2012 |  | 50.64 | 50.6 | 50.6 | 50.6 | 50.6 | 50.6 | 50.6 | 50.6 | 50.6 | 50.6 | 50.6 | 50.6 | 50.6 | 50.6 | 50.6 | 50.6 | 50.6 | 50.6 | 50.6 | 50.6 | 50.6 | 50.6 | 50.6 | 50.6 | 50.6 | 0 | 0 | 0 | 0 | 0 | 0 | 0 | 0 | 0 | 0 | 0 | 0 | 0 | 0 | 0 | 0 | 0 | 0 | 0 | 0 | 0 | 0
Existing | US | TRE | 1401552 | 3630 | PEARSAL2_AGR_B | 7A-12A | Pearsall | PEARSALL IC ENGINE PLANT B |  | IC | NG |  | Natural Gas and Other Gases | 2012 |  | 50.64 | 50.6 | 50.6 | 50.6 | 50.6 | 50.6 | 50.6 | 50.6 | 50.6 | 50.6 | 50.6 | 50.6 | 50.6 | 50.6 | 50.6 | 50.6 | 50.6 | 50.6 | 50.6 | 50.6 | 50.6 | 50.6 | 50.6 | 50.6 | 50.6 | 0 | 0 | 0 | 0 | 0 | 0 | 0 | 0 | 0 | 0 | 0 | 0 | 0 | 0 | 0 | 0 | 0 | 0 | 0 | 0 | 0 | 0
Existing | US | TRE | 1277011 | 3630 | PEARSAL2_AGR_C | 13A-18A | Pearsall | PEARSALL IC ENGINE PLANT C |  | IC | NG |  | Natural Gas and Other Gases | 2012 |  | 50.64 | 50.6 | 50.6 | 50.6 | 50.6 | 50.6 | 50.6 | 50.6 | 50.6 | 50.6 | 50.6 | 50.6 | 50.6 | 50.6 | 50.6 | 50.6 | 50.6 | 50.6 | 50.6 | 50.6 | 50.6 | 50.6 | 50.6 | 50.6 | 50.6 | 0 | 0 | 0 | 0 | 0 | 0 | 0 | 0 | 0 | 0 | 0 | 0 | 0 | 0 | 0 | 0 | 0 | 0 | 0 | 0 | 0 | 0
Existing | US | TRE | 1416442 | 3630 | PEARSAL2_AGR_D | 19A-24A | Pearsall | PEARSALL IC ENGINE PLANT D |  | IC | NG |  | Natural Gas and Other Gases | 2012 |  | 50.64 | 50.6 | 50.6 | 50.6 | 50.6 | 50.6 | 50.6 | 50.6 | 50.6 | 50.6 | 50.6 | 50.6 | 50.6 | 50.6 | 50.6 | 50.6 | 50.6 | 50.6 | 50.6 | 50.6 | 50.6 | 50.6 | 50.6 | 50.6 | 50.6 | 0 | 0 | 0 | 0 | 0 | 0 | 0 | 0 | 0 | 0 | 0 | 0 | 0 | 0 | 0 | 0 | 0 | 0 | 0 | 0 | 0 | 0
Existing | US | TRE | 1869383 | 3494 | PB2SES_CT1 | CT1 | Permian Basin | PERMIAN BASIN CTG 1 |  | GT | NG |  | Natural Gas and Other Gases | 1988 |  | 89.4 | 63 | 79 | 63 | 63 | 63 | 63 | 63 | 63 | 63 | 63 | 63 | 63 | 63 | 79 | 79 | 79 | 79 | 79 | 79 | 79 | 79 | 79 | 79 | 79 | 0 | 0 | 0 | 0 | 0 | 0 | 0 | 0 | 0 | 0 | 0 | 0 | 0 | 0 | 0 | 0 | 0 | 0 | 0 | 0 | 0 | 0
Existing | US | TRE | 1228834 | 3494 | PB2SES_CT2 | CT2 | Permian Basin | PERMIAN BASIN CTG 2 |  | GT | NG |  | Natural Gas and Other Gases | 1988 |  | 89.4 | 64 | 76 | 64 | 64 | 64 | 64 | 64 | 64 | 64 | 64 | 64 | 64 | 64 | 76 | 76 | 76 | 76 | 76 | 76 | 76 | 76 | 76 | 76 | 76 | 0 | 0 | 0 | 0 | 0 | 0 | 0 | 0 | 0 | 0 | 0 | 0 | 0 | 0 | 0 | 0 | 0 | 0 | 0 | 0 | 0 | 0
Existing | US | TRE | 1416667 | 3494 | PB2SES_CT3 | CT3 | Permian Basin | PERMIAN BASIN CTG 3 |  | GT | NG |  | Natural Gas and Other Gases | 1988 |  | 89.4 | 64 | 78 | 64 | 64 | 64 | 64 | 64 | 64 | 64 | 64 | 64 | 64 | 64 | 78 | 78 | 78 | 78 | 78 | 78 | 78 | 78 | 78 | 78 | 78 | 0 | 0 | 0 | 0 | 0 | 0 | 0 | 0 | 0 | 0 | 0 | 0 | 0 | 0 | 0 | 0 | 0 | 0 | 0 | 0 | 0 | 0
Existing | US | TRE | 1728161 | 3494 | PB2SES_CT4 | CT4 | Permian Basin | PERMIAN BASIN CTG 4 |  | GT | NG |  | Natural Gas and Other Gases | 1990 |  | 89.4 | 64 | 75 | 64 | 64 | 64 | 64 | 64 | 64 | 64 | 64 | 64 | 64 | 64 | 75 | 75 | 75 | 75 | 75 | 75 | 75 | 75 | 75 | 75 | 75 | 0 | 0 | 0 | 0 | 0 | 0 | 0 | 0 | 0 | 0 | 0 | 0 | 0 | 0 | 0 | 0 | 0 | 0 | 0 | 0 | 0 | 0
Existing | US | TRE | 1918887 | 3494 | PB2SES_CT5 | CT5 | Permian Basin | PERMIAN BASIN CTG 5 |  | GT | NG |  | Natural Gas and Other Gases | 1990 |  | 89.4 | 65 | 79 | 65 | 65 | 65 | 65 | 65 | 65 | 65 | 65 | 65 | 65 | 65 | 79 | 79 | 79 | 79 | 79 | 79 | 79 | 79 | 79 | 79 | 79 | 0 | 0 | 0 | 0 | 0 | 0 | 0 | 0 | 0 | 0 | 0 | 0 | 0 | 0 | 0 | 0 | 0 | 0 | 0 | 0 | 0 | 0
Existing | US | TRE |  | 60264 | BAC_CTG1 |  | Bacliff | PHR PEAKERS (BAC) CTG 1 |  | GT | NG |  | Natural Gas and Other Gases | 1905 |  | 71.2 | 59 | 65 | 59 | 59 | 59 | 59 | 59 | 59 | 59 | 59 | 59 | 59 | 59 | 65 | 65 | 65 | 65 | 65 | 65 | 65 | 65 | 65 | 65 | 65 | 0 | 0 | 0 | 0 | 0 | 0 | 0 | 0 | 0 | 0 | 0 | 0 | 0 | 0 | 0 | 0 | 0 | 0 | 0 | 0 | 0 | 0
Existing | US | TRE |  | 60264 | BAC_CTG2 |  | Bacliff | PHR PEAKERS (BAC) CTG 2 |  | GT | NG |  | Natural Gas and Other Gases | 1905 |  | 71.2 | 61 | 65 | 61 | 61 | 61 | 61 | 61 | 61 | 61 | 61 | 61 | 61 | 61 | 65 | 65 | 65 | 65 | 65 | 65 | 65 | 65 | 65 | 65 | 65 | 0 | 0 | 0 | 0 | 0 | 0 | 0 | 0 | 0 | 0 | 0 | 0 | 0 | 0 | 0 | 0 | 0 | 0 | 0 | 0 | 0 | 0
Existing | US | TRE |  | 60264 | BAC_CTG3 |  | Bacliff | PHR PEAKERS (BAC) CTG 3 |  | GT | NG |  | Natural Gas and Other Gases | 1905 |  | 71.2 | 49 | 65 | 49 | 49 | 49 | 49 | 49 | 49 | 49 | 49 | 49 | 49 | 49 | 65 | 65 | 65 | 65 | 65 | 65 | 65 | 65 | 65 | 65 | 65 | 0 | 0 | 0 | 0 | 0 | 0 | 0 | 0 | 0 | 0 | 0 | 0 | 0 | 0 | 0 | 0 | 0 | 0 | 0 | 0 | 0 | 0
Existing | US | TRE |  | 60264 | BAC_CTG4 |  | Bacliff | PHR PEAKERS (BAC) CTG 4 |  | GT | NG |  | Natural Gas and Other Gases | 1905 |  | 71.2 | 54 | 65 | 54 | 54 | 54 | 54 | 54 | 54 | 54 | 54 | 54 | 54 | 54 | 65 | 65 | 65 | 65 | 65 | 65 | 65 | 65 | 65 | 65 | 65 | 0 | 0 | 0 | 0 | 0 | 0 | 0 | 0 | 0 | 0 | 0 | 0 | 0 | 0 | 0 | 0 | 0 | 0 | 0 | 0 | 0 | 0
Existing | US | TRE |  | 60264 | BAC_CTG5 |  | Bacliff | PHR PEAKERS (BAC) CTG 5 |  | GT | NG |  | Natural Gas and Other Gases | 1905 |  | 71.2 | 54 | 64 | 54 | 54 | 54 | 54 | 54 | 54 | 54 | 54 | 54 | 54 | 54 | 64 | 64 | 64 | 64 | 64 | 64 | 64 | 64 | 64 | 64 | 64 | 0 | 0 | 0 | 0 | 0 | 0 | 0 | 0 | 0 | 0 | 0 | 0 | 0 | 0 | 0 | 0 | 0 | 0 | 0 | 0 | 0 | 0
Existing | US | TRE |  | 60264 | BAC_CTG6 |  | Bacliff | PHR PEAKERS (BAC) CTG 6 |  | GT | NG |  | Natural Gas and Other Gases | 1905 |  | 71.2 | 52 | 65 | 52 | 52 | 52 | 52 | 52 | 52 | 52 | 52 | 52 | 52 | 52 | 65 | 65 | 65 | 65 | 65 | 65 | 65 | 65 | 65 | 65 | 65 | 0 | 0 | 0 | 0 | 0 | 0 | 0 | 0 | 0 | 0 | 0 | 0 | 0 | 0 | 0 | 0 | 0 | 0 | 0 | 0 | 0 | 0
Existing | US | TRE |  | 59391 | REDGATE_AGR_A |  |  | REDGATE A |  | IC | NG |  | Natural Gas and Other Gases | 2016 |  | 56.3 | 56.3 | 56.3 | 56.3 | 56.3 | 56.3 | 56.3 | 56.3 | 56.3 | 56.3 | 56.3 | 56.3 | 56.3 | 56.3 | 56.3 | 56.3 | 56.3 | 56.3 | 56.3 | 56.3 | 56.3 | 56.3 | 56.3 | 56.3 | 56.3 | 0 | 0 | 0 | 0 | 0 | 0 | 0 | 0 | 0 | 0 | 0 | 0 | 0 | 0 | 0 | 0 | 0 | 0 | 0 | 0 | 0 | 0
Existing | US | TRE |  | 59391 | REDGATE_AGR_B |  |  | REDGATE B |  | IC | NG |  | Natural Gas and Other Gases | 2016 |  | 56.3 | 56.3 | 56.3 | 56.3 | 56.3 | 56.3 | 56.3 | 56.3 | 56.3 | 56.3 | 56.3 | 56.3 | 56.3 | 56.3 | 56.3 | 56.3 | 56.3 | 56.3 | 56.3 | 56.3 | 56.3 | 56.3 | 56.3 | 56.3 | 56.3 | 0 | 0 | 0 | 0 | 0 | 0 | 0 | 0 | 0 | 0 | 0 | 0 | 0 | 0 | 0 | 0 | 0 | 0 | 0 | 0 | 0 | 0
Existing | US | TRE |  | 59391 | REDGATE_AGR_C |  |  | REDGATE C |  | IC | NG |  | Natural Gas and Other Gases | 2016 |  | 56.3 | 56.3 | 56.3 | 56.3 | 56.3 | 56.3 | 56.3 | 56.3 | 56.3 | 56.3 | 56.3 | 56.3 | 56.3 | 56.3 | 56.3 | 56.3 | 56.3 | 56.3 | 56.3 | 56.3 | 56.3 | 56.3 | 56.3 | 56.3 | 56.3 | 0 | 0 | 0 | 0 | 0 | 0 | 0 | 0 | 0 | 0 | 0 | 0 | 0 | 0 | 0 | 0 | 0 | 0 | 0 | 0 | 0 | 0
Existing | US | TRE |  | 59391 | REDGATE_AGR_D |  |  | REDGATE D |  | IC | NG |  | Natural Gas and Other Gases | 2016 |  | 56.3 | 56.3 | 56.3 | 56.3 | 56.3 | 56.3 | 56.3 | 56.3 | 56.3 | 56.3 | 56.3 | 56.3 | 56.3 | 56.3 | 56.3 | 56.3 | 56.3 | 56.3 | 56.3 | 56.3 | 56.3 | 56.3 | 56.3 | 56.3 | 56.3 | 0 | 0 | 0 | 0 | 0 | 0 | 0 | 0 | 0 | 0 | 0 | 0 | 0 | 0 | 0 | 0 | 0 | 0 | 0 | 0 | 0 | 0
Existing | US | TRE | 1513705 | 3628 | MIL_MILLERG4 | 4 | R W Miller | R W MILLER CTG 4 |  | GT | NG |  | Natural Gas and Other Gases | 1994 |  | 128 | 100 | 115 | 100 | 100 | 100 | 100 | 100 | 100 | 100 | 100 | 100 | 100 | 100 | 115 | 115 | 115 | 115 | 115 | 115 | 115 | 115 | 115 | 115 | 115 | 0 | 0 | 0 | 0 | 0 | 0 | 0 | 0 | 0 | 0 | 0 | 0 | 0 | 0 | 0 | 0 | 0 | 0 | 0 | 0 | 0 | 0
Existing | US | TRE | 1102722 | 3628 | MIL_MILLERG5 | 5 | R W Miller | R W MILLER CTG 5 |  | GT | NG |  | Natural Gas and Other Gases | 1994 |  | 128 | 100 | 115 | 100 | 100 | 100 | 100 | 100 | 100 | 100 | 100 | 100 | 100 | 100 | 115 | 115 | 115 | 115 | 115 | 115 | 115 | 115 | 115 | 115 | 115 | 0 | 0 | 0 | 0 | 0 | 0 | 0 | 0 | 0 | 0 | 0 | 0 | 0 | 0 | 0 | 0 | 0 | 0 | 0 | 0 | 0 | 0
Existing | US | TRE | 1518313 | 3576 | OLINGR_OLING_4 | 4 | Ray Olinger | RAY OLINGER CTG 4 |  | GT | NG |  | Natural Gas and Other Gases | 2001 |  | 84 | 75 | 84 | 75 | 75 | 75 | 75 | 75 | 75 | 75 | 75 | 75 | 75 | 75 | 84 | 84 | 84 | 84 | 84 | 84 | 84 | 84 | 84 | 84 | 84 | 0 | 0 | 0 | 0 | 0 | 0 | 0 | 0 | 0 | 0 | 0 | 0 | 0 | 0 | 0 | 0 | 0 | 0 | 0 | 0 | 0 | 0
Existing | US | TRE | 1850234 | 3631 | RAYBURN_RAYBURG1 | 1 | Sam Rayburn | SAM RAYBURN CTG 1 |  | GT | NG |  | Natural Gas and Other Gases | 1963 |  | 13.5 | 11 | 13.5 | 11 | 11 | 11 | 11 | 11 | 11 | 11 | 11 | 11 | 11 | 11 | 13.5 | 13.5 | 13.5 | 13.5 | 13.5 | 13.5 | 13.5 | 13.5 | 13.5 | 13.5 | 13.5 | 0 | 0 | 0 | 0 | 0 | 0 | 0 | 0 | 0 | 0 | 0 | 0 | 0 | 0 | 0 | 0 | 0 | 0 | 0 | 0 | 0 | 0
Existing | US | TRE | 1493986 | 3631 | RAYBURN_RAYBURG2 | 2 | Sam Rayburn | SAM RAYBURN CTG 2 |  | GT | NG |  | Natural Gas and Other Gases | 1963 |  | 13.5 | 11 | 13.5 | 11 | 11 | 11 | 11 | 11 | 11 | 11 | 11 | 11 | 11 | 11 | 13.5 | 13.5 | 13.5 | 13.5 | 13.5 | 13.5 | 13.5 | 13.5 | 13.5 | 13.5 | 13.5 | 0 | 0 | 0 | 0 | 0 | 0 | 0 | 0 | 0 | 0 | 0 | 0 | 0 | 0 | 0 | 0 | 0 | 0 | 0 | 0 | 0 | 0
Existing | US | TRE | 1515298 | 7325 | SJS_SJS_G1 | 1 | San Jacinto Steam Electric Station | SAN JACINTO SES CTG 1 |  | GT | NG |  | Natural Gas and Other Gases | 1995 |  | 88.23 | 80 | 87 | 80 | 80 | 80 | 80 | 80 | 80 | 80 | 80 | 80 | 80 | 80 | 87 | 87 | 87 | 87 | 87 | 87 | 87 | 87 | 87 | 87 | 87 | 0 | 0 | 0 | 0 | 0 | 0 | 0 | 0 | 0 | 0 | 0 | 0 | 0 | 0 | 0 | 0 | 0 | 0 | 0 | 0 | 0 | 0
Existing | US | TRE | 1676191 | 7325 | SJS_SJS_G2 | 2 | San Jacinto Steam Electric Station | SAN JACINTO SES CTG 2 |  | GT | NG |  | Natural Gas and Other Gases | 1995 |  | 88.23 | 80 | 87 | 80 | 80 | 80 | 80 | 80 | 80 | 80 | 80 | 80 | 80 | 80 | 87 | 87 | 87 | 87 | 87 | 87 | 87 | 87 | 87 | 87 | 87 | 0 | 0 | 0 | 0 | 0 | 0 | 0 | 0 | 0 | 0 | 0 | 0 | 0 | 0 | 0 | 0 | 0 | 0 | 0 | 0 | 0 | 0
Existing | US | TRE | 1489160 | 7900 | SANDHSYD_SH1 | SH1 | Sand Hill | SANDHILL ENERGY CENTER CTG 1 |  | GT | NG |  | Natural Gas and Other Gases | 2001 |  | 60.5 | 47 | 48 | 47 | 47 | 47 | 47 | 47 | 47 | 47 | 47 | 47 | 47 | 47 | 48 | 48 | 48 | 48 | 48 | 48 | 48 | 48 | 48 | 48 | 48 | 0 | 0 | 0 | 0 | 0 | 0 | 0 | 0 | 0 | 0 | 0 | 0 | 0 | 0 | 0 | 0 | 0 | 0 | 0 | 0 | 0 | 0
Existing | US | TRE | 1610805 | 7900 | SANDHSYD_SH2 | SH2 | Sand Hill | SANDHILL ENERGY CENTER CTG 2 |  | GT | NG |  | Natural Gas and Other Gases | 2001 |  | 60.5 | 47 | 48 | 47 | 47 | 47 | 47 | 47 | 47 | 47 | 47 | 47 | 47 | 47 | 48 | 48 | 48 | 48 | 48 | 48 | 48 | 48 | 48 | 48 | 48 | 0 | 0 | 0 | 0 | 0 | 0 | 0 | 0 | 0 | 0 | 0 | 0 | 0 | 0 | 0 | 0 | 0 | 0 | 0 | 0 | 0 | 0
Existing | US | TRE | 1562705 | 7900 | SANDHSYD_SH3 | SH3 | Sand Hill | SANDHILL ENERGY CENTER CTG 3 |  | GT | NG |  | Natural Gas and Other Gases | 2001 |  | 60.5 | 47 | 48 | 47 | 47 | 47 | 47 | 47 | 47 | 47 | 47 | 47 | 47 | 47 | 48 | 48 | 48 | 48 | 48 | 48 | 48 | 48 | 48 | 48 | 48 | 0 | 0 | 0 | 0 | 0 | 0 | 0 | 0 | 0 | 0 | 0 | 0 | 0 | 0 | 0 | 0 | 0 | 0 | 0 | 0 | 0 | 0
Existing | US | TRE | 1194004 | 7900 | SANDHSYD_SH4 | SH4 | Sand Hill | SANDHILL ENERGY CENTER CTG 4 |  | GT | NG |  | Natural Gas and Other Gases | 2001 |  | 60.5 | 47 | 48 | 47 | 47 | 47 | 47 | 47 | 47 | 47 | 47 | 47 | 47 | 47 | 48 | 48 | 48 | 48 | 48 | 48 | 48 | 48 | 48 | 48 | 48 | 0 | 0 | 0 | 0 | 0 | 0 | 0 | 0 | 0 | 0 | 0 | 0 | 0 | 0 | 0 | 0 | 0 | 0 | 0 | 0 | 0 | 0
Existing | US | TRE | 1125879 | 7900 | SANDHSYD_SH6 | SH6 | Sand Hill | SANDHILL ENERGY CENTER CTG 6 |  | GT | NG |  | Natural Gas and Other Gases | 2010 |  | 60.5 | 47 | 48 | 47 | 47 | 47 | 47 | 47 | 47 | 47 | 47 | 47 | 47 | 47 | 48 | 48 | 48 | 48 | 48 | 48 | 48 | 48 | 48 | 48 | 48 | 0 | 0 | 0 | 0 | 0 | 0 | 0 | 0 | 0 | 0 | 0 | 0 | 0 | 0 | 0 | 0 | 0 | 0 | 0 | 0 | 0 | 0
Existing | US | TRE | 1704383 | 7900 | SANDHSYD_SH7 | SH7 | Sand Hill | SANDHILL ENERGY CENTER CTG 7 |  | GT | NG |  | Natural Gas and Other Gases | 2010 |  | 60.5 | 47 | 48 | 47 | 47 | 47 | 47 | 47 | 47 | 47 | 47 | 47 | 47 | 47 | 48 | 48 | 48 | 48 | 48 | 48 | 48 | 48 | 48 | 48 | 48 | 0 | 0 | 0 | 0 | 0 | 0 | 0 | 0 | 0 | 0 | 0 | 0 | 0 | 0 | 0 | 0 | 0 | 0 | 0 | 0 | 0 | 0
Existing | US | TRE | 1306145 | 3559 | SILASRAY_SILAS_10 | GT 10 | Silas Ray | SILAS RAY CTG 10 |  | GT | NG |  | Natural Gas and Other Gases | 2004 |  | 60.5 | 46 | 46 | 46 | 46 | 46 | 46 | 46 | 46 | 46 | 46 | 46 | 46 | 46 | 46 | 46 | 46 | 46 | 46 | 46 | 46 | 46 | 46 | 46 | 46 | 0 | 0 | 0 | 0 | 0 | 0 | 0 | 0 | 0 | 0 | 0 | 0 | 0 | 0 | 0 | 0 | 0 | 0 | 0 | 0 | 0 | 0
Existing | US | TRE |  | 59938 | SKY1_SKY1A |  |  | SKY GLOBAL POWER ONE A |  | IC | NG |  | Natural Gas and Other Gases | 2016 |  | 26.7 | 26.7 | 26.7 | 26.7 | 26.7 | 26.7 | 26.7 | 26.7 | 26.7 | 26.7 | 26.7 | 26.7 | 26.7 | 26.7 | 26.7 | 26.7 | 26.7 | 26.7 | 26.7 | 26.7 | 26.7 | 26.7 | 26.7 | 26.7 | 26.7 | 0 | 0 | 0 | 0 | 0 | 0 | 0 | 0 | 0 | 0 | 0 | 0 | 0 | 0 | 0 | 0 | 0 | 0 | 0 | 0 | 0 | 0
Existing | US | TRE |  | 59938 | SKY1_SKY1B |  |  | SKY GLOBAL POWER ONE B |  | IC | NG |  | Natural Gas and Other Gases | 2016 |  | 26.7 | 26.7 | 26.7 | 26.7 | 26.7 | 26.7 | 26.7 | 26.7 | 26.7 | 26.7 | 26.7 | 26.7 | 26.7 | 26.7 | 26.7 | 26.7 | 26.7 | 26.7 | 26.7 | 26.7 | 26.7 | 26.7 | 26.7 | 26.7 | 26.7 | 0 | 0 | 0 | 0 | 0 | 0 | 0 | 0 | 0 | 0 | 0 | 0 | 0 | 0 | 0 | 0 | 0 | 0 | 0 | 0 | 0 | 0
Existing | US | TRE | 1958264 | 3469 | THW_THWGT51 | 51 | T H Wharton | T H WHARTON CTG 51 |  | GT | NG |  | Natural Gas and Other Gases | 1975 |  | 85 | 56 | 65 | 56 | 56 | 56 | 56 | 56 | 56 | 56 | 56 | 56 | 56 | 56 | 65 | 65 | 65 | 65 | 65 | 65 | 65 | 65 | 65 | 65 | 65 | 0 | 0 | 0 | 0 | 0 | 0 | 0 | 0 | 0 | 0 | 0 | 0 | 0 | 0 | 0 | 0 | 0 | 0 | 0 | 0 | 0 | 0
Existing | US | TRE | 1800173 | 3469 | THW_THWGT52 | 52 | T H Wharton | T H WHARTON CTG 52 |  | GT | NG |  | Natural Gas and Other Gases | 1975 |  | 85 | 56 | 65 | 56 | 56 | 56 | 56 | 56 | 56 | 56 | 56 | 56 | 56 | 56 | 65 | 65 | 65 | 65 | 65 | 65 | 65 | 65 | 65 | 65 | 65 | 0 | 0 | 0 | 0 | 0 | 0 | 0 | 0 | 0 | 0 | 0 | 0 | 0 | 0 | 0 | 0 | 0 | 0 | 0 | 0 | 0 | 0
Existing | US | TRE | 1204561 | 3469 | THW_THWGT53 | 53 | T H Wharton | T H WHARTON CTG 53 |  | GT | NG |  | Natural Gas and Other Gases | 1975 |  | 85 | 56 | 65 | 56 | 56 | 56 | 56 | 56 | 56 | 56 | 56 | 56 | 56 | 56 | 65 | 65 | 65 | 65 | 65 | 65 | 65 | 65 | 65 | 65 | 65 | 0 | 0 | 0 | 0 | 0 | 0 | 0 | 0 | 0 | 0 | 0 | 0 | 0 | 0 | 0 | 0 | 0 | 0 | 0 | 0 | 0 | 0
Existing | US | TRE | 1638552 | 3469 | THW_THWGT54 | 54 | T H Wharton | T H WHARTON CTG 54 |  | GT | NG |  | Natural Gas and Other Gases | 1975 |  | 85 | 56 | 65 | 56 | 56 | 56 | 56 | 56 | 56 | 56 | 56 | 56 | 56 | 56 | 65 | 65 | 65 | 65 | 65 | 65 | 65 | 65 | 65 | 65 | 65 | 0 | 0 | 0 | 0 | 0 | 0 | 0 | 0 | 0 | 0 | 0 | 0 | 0 | 0 | 0 | 0 | 0 | 0 | 0 | 0 | 0 | 0
Existing | US | TRE | 1082611 | 3469 | THW_THWGT55 | 55 | T H Wharton | T H WHARTON CTG 55 |  | GT | NG |  | Natural Gas and Other Gases | 1975 |  | 85 | 56 | 65 | 56 | 56 | 56 | 56 | 56 | 56 | 56 | 56 | 56 | 56 | 56 | 65 | 65 | 65 | 65 | 65 | 65 | 65 | 65 | 65 | 65 | 65 | 0 | 0 | 0 | 0 | 0 | 0 | 0 | 0 | 0 | 0 | 0 | 0 | 0 | 0 | 0 | 0 | 0 | 0 | 0 | 0 | 0 | 0
Existing | US | TRE | 1449837 | 3469 | THW_THWGT56 | 56 | T H Wharton | T H WHARTON CTG 56 |  | GT | NG |  | Natural Gas and Other Gases | 1975 |  | 85 | 56 | 65 | 56 | 56 | 56 | 56 | 56 | 56 | 56 | 56 | 56 | 56 | 56 | 65 | 65 | 65 | 65 | 65 | 65 | 65 | 65 | 65 | 65 | 65 | 0 | 0 | 0 | 0 | 0 | 0 | 0 | 0 | 0 | 0 | 0 | 0 | 0 | 0 | 0 | 0 | 0 | 0 | 0 | 0 | 0 | 0
Existing | US | TRE | 1746478 | 3469 | THW_THWGT_1 | GT1 | T H Wharton | T H WHARTON CTG G1 |  | BT | NG |  | Natural Gas and Other Gases | 1967 |  | 16.32 | 13 | 13 | 13 | 13 | 13 | 13 | 13 | 13 | 13 | 13 | 13 | 13 | 13 | 13 | 13 | 13 | 13 | 13 | 13 | 13 | 13 | 13 | 13 | 13 | 0 | 0 | 0 | 0 | 0 | 0 | 0 | 0 | 0 | 0 | 0 | 0 | 0 | 0 | 0 | 0 | 0 | 0 | 0 | 0 | 0 | 0
Existing | US | TRE | 1331553 | 50137 | TGF_TGFGT_1 | GEN1 | Newgulf Cogen | TEXAS GULF SULPHUR |  | CA | NG |  | Natural Gas and Other Gases | 1985 |  | 94 | 79 | 89 | 79 | 79 | 79 | 79 | 79 | 79 | 79 | 79 | 79 | 79 | 79 | 89 | 89 | 89 | 89 | 89 | 89 | 89 | 89 | 89 | 89 | 89 | 0 | 0 | 0 | 0 | 0 | 0 | 0 | 0 | 0 | 0 | 0 | 0 | 0 | 0 | 0 | 0 | 0 | 0 | 0 | 0 | 0 | 0
Existing | US | TRE | 1735505 | 3612 | BRAUNIG_VHB6CT5 | CT5 | V H Braunig | V H BRAUNIG CTG 5 |  | GT | NG |  | Natural Gas and Other Gases | 2009 |  | 64.5 | 48 | 48 | 48 | 48 | 48 | 48 | 48 | 48 | 48 | 48 | 48 | 48 | 48 | 48 | 48 | 48 | 48 | 48 | 48 | 48 | 48 | 48 | 48 | 48 | 0 | 0 | 0 | 0 | 0 | 0 | 0 | 0 | 0 | 0 | 0 | 0 | 0 | 0 | 0 | 0 | 0 | 0 | 0 | 0 | 0 | 0
Existing | US | TRE | 1797306 | 3612 | BRAUNIG_VHB6CT6 | CT6 | V H Braunig | V H BRAUNIG CTG 6 |  | GT | NG |  | Natural Gas and Other Gases | 2009 |  | 64.5 | 48 | 48 | 48 | 48 | 48 | 48 | 48 | 48 | 48 | 48 | 48 | 48 | 48 | 48 | 48 | 48 | 48 | 48 | 48 | 48 | 48 | 48 | 48 | 48 | 0 | 0 | 0 | 0 | 0 | 0 | 0 | 0 | 0 | 0 | 0 | 0 | 0 | 0 | 0 | 0 | 0 | 0 | 0 | 0 | 0 | 0
Existing | US | TRE | 1976589 | 3612 | BRAUNIG_VHB6CT7 | CT7 | V H Braunig | V H BRAUNIG CTG 7 |  | GT | NG |  | Natural Gas and Other Gases | 2009 |  | 64.5 | 48 | 48 | 48 | 48 | 48 | 48 | 48 | 48 | 48 | 48 | 48 | 48 | 48 | 48 | 48 | 48 | 48 | 48 | 48 | 48 | 48 | 48 | 48 | 48 | 0 | 0 | 0 | 0 | 0 | 0 | 0 | 0 | 0 | 0 | 0 | 0 | 0 | 0 | 0 | 0 | 0 | 0 | 0 | 0 | 0 | 0
Existing | US | TRE | 1886904 | 3612 | BRAUNIG_VHB6CT8 | CT8 | V H Braunig | V H BRAUNIG CTG 8 |  | GT | NG |  | Natural Gas and Other Gases | 2009 |  | 64.5 | 47 | 47 | 47 | 47 | 47 | 47 | 47 | 47 | 47 | 47 | 47 | 47 | 47 | 47 | 47 | 47 | 47 | 47 | 47 | 47 | 47 | 47 | 47 | 47 | 0 | 0 | 0 | 0 | 0 | 0 | 0 | 0 | 0 | 0 | 0 | 0 | 0 | 0 | 0 | 0 | 0 | 0 | 0 | 0 | 0 | 0
Existing | US | TRE | 1406965 | 3470 | WAP_WAPGT_1 | GT1 | W A Parish | W A PARISH CTG 1 |  | CT | NG |  | Natural Gas and Other Gases | 1967 |  | 16.32 | 13 | 13 | 13 | 13 | 13 | 13 | 13 | 13 | 13 | 13 | 13 | 13 | 13 | 13 | 13 | 13 | 13 | 13 | 13 | 13 | 13 | 13 | 13 | 13 | 0 | 0 | 0 | 0 | 0 | 0 | 0 | 0 | 0 | 0 | 0 | 0 | 0 | 0 | 0 | 0 | 0 | 0 | 0 | 0 | 0 | 0
Existing | US | TRE | 1550993 | 56674 | WIPOPA_WPP_G1 | CGT1 | Winchester Power Park | WINCHESTER POWER PARK CTG 1 |  | CT | NG |  | Natural Gas and Other Gases | 2009 |  | 60.5 | 44 | 46 | 44 | 44 | 44 | 44 | 44 | 44 | 44 | 44 | 44 | 44 | 44 | 46 | 46 | 46 | 46 | 46 | 46 | 46 | 46 | 46 | 46 | 46 | 0 | 0 | 0 | 0 | 0 | 0 | 0 | 0 | 0 | 0 | 0 | 0 | 0 | 0 | 0 | 0 | 0 | 0 | 0 | 0 | 0 | 0
Existing | US | TRE | 1043533 | 56674 | WIPOPA_WPP_G2 | CGT2 | Winchester Power Park | WINCHESTER POWER PARK CTG 2 |  | CT | NG |  | Natural Gas and Other Gases | 2009 |  | 60.5 | 44 | 46 | 44 | 44 | 44 | 44 | 44 | 44 | 44 | 44 | 44 | 44 | 44 | 46 | 46 | 46 | 46 | 46 | 46 | 46 | 46 | 46 | 46 | 46 | 0 | 0 | 0 | 0 | 0 | 0 | 0 | 0 | 0 | 0 | 0 | 0 | 0 | 0 | 0 | 0 | 0 | 0 | 0 | 0 | 0 | 0
Existing | US | TRE | 1472347 | 56674 | WIPOPA_WPP_G3 | CGT3 | Winchester Power Park | WINCHESTER POWER PARK CTG 3 |  | CT | NG |  | Natural Gas and Other Gases | 2009 |  | 60.5 | 44 | 46 | 44 | 44 | 44 | 44 | 44 | 44 | 44 | 44 | 44 | 44 | 44 | 46 | 46 | 46 | 46 | 46 | 46 | 46 | 46 | 46 | 46 | 46 | 0 | 0 | 0 | 0 | 0 | 0 | 0 | 0 | 0 | 0 | 0 | 0 | 0 | 0 | 0 | 0 | 0 | 0 | 0 | 0 | 0 | 0
Existing | US | TRE | 1654104 | 56674 | WIPOPA_WPP_G4 | CGT4 | Winchester Power Park | WINCHESTER POWER PARK CTG 4 |  | CT | NG |  | Natural Gas and Other Gases | 2009 |  | 60.5 | 44 | 46 | 44 | 44 | 44 | 44 | 44 | 44 | 44 | 44 | 44 | 44 | 44 | 46 | 46 | 46 | 46 | 46 | 46 | 46 | 46 | 46 | 46 | 46 | 0 | 0 | 0 | 0 | 0 | 0 | 0 | 0 | 0 | 0 | 0 | 0 | 0 | 0 | 0 | 0 | 0 | 0 | 0 | 0 | 0 | 0
Existing | US | TRE | 1377031 | 4939 | B_DAVIS_B_DAVIG1 | 1 | Barney M Davis | B M DAVIS STG U1 |  | ST | NG |  | Natural Gas and Other Gases | 1974 |  | 352.8 | 300 | 330 | 300 | 300 | 300 | 300 | 300 | 300 | 300 | 300 | 300 | 300 | 300 | 330 | 330 | 330 | 330 | 330 | 330 | 330 | 330 | 330 | 330 | 330 | 0 | 0 | 0 | 0 | 0 | 0 | 0 | 0 | 0 | 0 | 0 | 0 | 0 | 0 | 0 | 0 | 0 | 0 | 0 | 0 | 0 | 0
Existing | US | TRE | 1801764 | 3460 | CBY_CBY_G1 | 1 | Cedar Bayou | CEDAR BAYOU STG U1 |  | ST | NG |  | Natural Gas and Other Gases | 1970 |  | 765 | 745 | 745 | 745 | 745 | 745 | 745 | 745 | 745 | 745 | 745 | 745 | 745 | 745 | 745 | 745 | 745 | 745 | 745 | 745 | 745 | 745 | 745 | 745 | 745 | 0 | 0 | 0 | 0 | 0 | 0 | 0 | 0 | 0 | 0 | 0 | 0 | 0 | 0 | 0 | 0 | 0 | 0 | 0 | 0 | 0 | 0
Existing | US | TRE | 1516913 | 3460 | CBY_CBY_G2 | 2 | Cedar Bayou | CEDAR BAYOU STG U2 |  | ST | NG |  | Natural Gas and Other Gases | 1972 |  | 765 | 749 | 749 | 749 | 749 | 749 | 749 | 749 | 749 | 749 | 749 | 749 | 749 | 749 | 749 | 749 | 749 | 749 | 749 | 749 | 749 | 749 | 749 | 749 | 749 | 0 | 0 | 0 | 0 | 0 | 0 | 0 | 0 | 0 | 0 | 0 | 0 | 0 | 0 | 0 | 0 | 0 | 0 | 0 | 0 | 0 | 0
Existing | US | TRE | 1899890 | 6243 | DANSBY_DANSBYG1 | 1 | Dansby | DANSBY STG U1 |  | ST | NG |  | Natural Gas and Other Gases | 1978 |  | 120 | 107 | 110 | 107 | 107 | 107 | 107 | 107 | 107 | 107 | 107 | 107 | 107 | 107 | 110 | 110 | 110 | 110 | 110 | 110 | 110 | 110 | 110 | 110 | 110 | 0 | 0 | 0 | 0 | 0 | 0 | 0 | 0 | 0 | 0 | 0 | 0 | 0 | 0 | 0 | 0 | 0 | 0 | 0 | 0 | 0 | 0
Existing | US | TRE | 1510781 | 3548 | DECKER_DPG1 | 1 | Decker Creek | DECKER CREEK STG U1 |  | ST | NG |  | Natural Gas and Other Gases | 1971 |  | 354 | 315 | 320 | 315 | 315 | 315 | 315 | 315 | 315 | 315 | 315 | 315 | 315 | 315 | 320 | 320 | 320 | 320 | 320 | 320 | 320 | 320 | 320 | 320 | 320 | 0 | 0 | 0 | 0 | 0 | 0 | 0 | 0 | 0 | 0 | 0 | 0 | 0 | 0 | 0 | 0 | 0 | 0 | 0 | 0 | 0 | 0
Existing | US | TRE | 1312662 | 3548 | DECKER_DPG2 | 2 | Decker Creek | DECKER CREEK STG U2 |  | ST | NG |  | Natural Gas and Other Gases | 1978 |  | 450 | 420 | 428 | 420 | 420 | 420 | 420 | 420 | 420 | 420 | 420 | 420 | 420 | 420 | 428 | 428 | 428 | 428 | 428 | 428 | 428 | 428 | 428 | 428 | 428 | 0 | 0 | 0 | 0 | 0 | 0 | 0 | 0 | 0 | 0 | 0 | 0 | 0 | 0 | 0 | 0 | 0 | 0 | 0 | 0 | 0 | 0
Existing | US | TRE | 1256896 | 3490 | GRSES_UNIT1 | 1 | Graham | GRAHAM STG U1 |  | ST | NG |  | Natural Gas and Other Gases | 1960 |  | 234 | 234 | 234 | 234 | 234 | 234 | 234 | 234 | 234 | 234 | 234 | 234 | 234 | 234 | 234 | 234 | 234 | 234 | 234 | 234 | 234 | 234 | 234 | 234 | 234 | 0 | 0 | 0 | 0 | 0 | 0 | 0 | 0 | 0 | 0 | 0 | 0 | 0 | 0 | 0 | 0 | 0 | 0 | 0 | 0 | 0 | 0
Existing | US | TRE | 1942756 | 3490 | GRSES_UNIT2 | 2 | Graham | GRAHAM STG U2 |  | ST | NG |  | Natural Gas and Other Gases | 1969 |  | 390 | 390 | 390 | 390 | 390 | 390 | 390 | 390 | 390 | 390 | 390 | 390 | 390 | 390 | 390 | 390 | 390 | 390 | 390 | 390 | 390 | 390 | 390 | 390 | 390 | 0 | 0 | 0 | 0 | 0 | 0 | 0 | 0 | 0 | 0 | 0 | 0 | 0 | 0 | 0 | 0 | 0 | 0 | 0 | 0 | 0 | 0
Existing | US | TRE | 1625369 | 3491 | HLSES_UNIT3 | 3 | Handley | HANDLEY STG U3 |  | ST | NG |  | Natural Gas and Other Gases | 1963 |  | 395 | 395 | 395 | 395 | 395 | 395 | 395 | 395 | 395 | 395 | 395 | 395 | 395 | 395 | 395 | 395 | 395 | 395 | 395 | 395 | 395 | 395 | 395 | 395 | 395 | 0 | 0 | 0 | 0 | 0 | 0 | 0 | 0 | 0 | 0 | 0 | 0 | 0 | 0 | 0 | 0 | 0 | 0 | 0 | 0 | 0 | 0
Existing | US | TRE | 1202568 | 3491 | HLSES_UNIT4 | 4 | Handley | HANDLEY STG U4 |  | ST | NG |  | Natural Gas and Other Gases | 1976 |  | 435 | 435 | 435 | 435 | 435 | 435 | 435 | 435 | 435 | 435 | 435 | 435 | 435 | 435 | 435 | 435 | 435 | 435 | 435 | 435 | 435 | 435 | 435 | 435 | 435 | 0 | 0 | 0 | 0 | 0 | 0 | 0 | 0 | 0 | 0 | 0 | 0 | 0 | 0 | 0 | 0 | 0 | 0 | 0 | 0 | 0 | 0
Existing | US | TRE | 1736192 | 3491 | HLSES_UNIT5 | 5 | Handley | HANDLEY STG U5 |  | ST | NG |  | Natural Gas and Other Gases | 1977 |  | 435 | 435 | 435 | 435 | 435 | 435 | 435 | 435 | 435 | 435 | 435 | 435 | 435 | 435 | 435 | 435 | 435 | 435 | 435 | 435 | 435 | 435 | 435 | 435 | 435 | 0 | 0 | 0 | 0 | 0 | 0 | 0 | 0 | 0 | 0 | 0 | 0 | 0 | 0 | 0 | 0 | 0 | 0 | 0 | 0 | 0 | 0
Existing | US | TRE | 1804825 | 3452 | LHSES_UNIT1 | 1 | Lake Hubbard | LAKE HUBBARD STG U1 |  | ST | NG |  | Natural Gas and Other Gases | 1970 |  | 397 | 392 | 392 | 392 | 392 | 392 | 392 | 392 | 392 | 392 | 392 | 392 | 392 | 392 | 392 | 392 | 392 | 392 | 392 | 392 | 392 | 392 | 392 | 392 | 392 | 0 | 0 | 0 | 0 | 0 | 0 | 0 | 0 | 0 | 0 | 0 | 0 | 0 | 0 | 0 | 0 | 0 | 0 | 0 | 0 | 0 | 0
Existing | US | TRE | 1629106 | 3452 | LHSES_UNIT2A | 2 | Lake Hubbard | LAKE HUBBARD STG U2 |  | ST | NG |  | Natural Gas and Other Gases | 1973 |  | 531 | 523 | 523 | 523 | 523 | 523 | 523 | 523 | 523 | 523 | 523 | 523 | 523 | 523 | 523 | 523 | 523 | 523 | 523 | 523 | 523 | 523 | 523 | 523 | 523 | 0 | 0 | 0 | 0 | 0 | 0 | 0 | 0 | 0 | 0 | 0 | 0 | 0 | 0 | 0 | 0 | 0 | 0 | 0 | 0 | 0 | 0
Existing | US | TRE | 1565685 | 3453 | MCSES_UNIT6 | 6 | Mountain Creek | MOUNTAIN CREEK STG U6 |  | ST | NG |  | Natural Gas and Other Gases | 1956 |  | 122 | 122 | 122 | 122 | 122 | 122 | 122 | 122 | 122 | 122 | 122 | 122 | 122 | 122 | 122 | 122 | 122 | 122 | 122 | 122 | 122 | 122 | 122 | 122 | 122 | 0 | 0 | 0 | 0 | 0 | 0 | 0 | 0 | 0 | 0 | 0 | 0 | 0 | 0 | 0 | 0 | 0 | 0 | 0 | 0 | 0 | 0
Existing | US | TRE | 1106084 | 3453 | MCSES_UNIT7 | 7 | Mountain Creek | MOUNTAIN CREEK STG U7 |  | ST | NG |  | Natural Gas and Other Gases | 1958 |  | 118 | 118 | 118 | 118 | 118 | 118 | 118 | 118 | 118 | 118 | 118 | 118 | 118 | 118 | 118 | 118 | 118 | 118 | 118 | 118 | 118 | 118 | 118 | 118 | 118 | 0 | 0 | 0 | 0 | 0 | 0 | 0 | 0 | 0 | 0 | 0 | 0 | 0 | 0 | 0 | 0 | 0 | 0 | 0 | 0 | 0 | 0
Existing | US | TRE | 1663415 | 3453 | MCSES_UNIT8 | 8 | Mountain Creek | MOUNTAIN CREEK STG U8 |  | ST | NG |  | Natural Gas and Other Gases | 1967 |  | 568 | 568 | 568 | 568 | 568 | 568 | 568 | 568 | 568 | 568 | 568 | 568 | 568 | 568 | 568 | 568 | 568 | 568 | 568 | 568 | 568 | 568 | 568 | 568 | 568 | 0 | 0 | 0 | 0 | 0 | 0 | 0 | 0 | 0 | 0 | 0 | 0 | 0 | 0 | 0 | 0 | 0 | 0 | 0 | 0 | 0 | 0
Existing | US | TRE | 1945534 | 3611 | CALAVERS_OWS1 | 1 | O W Sommers | O W SOMMERS STG U1 |  | ST | NG |  | Natural Gas and Other Gases | 1972 |  | 445 | 420 | 420 | 420 | 420 | 420 | 420 | 420 | 420 | 420 | 420 | 420 | 420 | 420 | 420 | 420 | 420 | 420 | 420 | 420 | 420 | 420 | 420 | 420 | 420 | 0 | 0 | 0 | 0 | 0 | 0 | 0 | 0 | 0 | 0 | 0 | 0 | 0 | 0 | 0 | 0 | 0 | 0 | 0 | 0 | 0 | 0
Existing | US | TRE | 1817247 | 3611 | CALAVERS_OWS2 | 2 | O W Sommers | O W SOMMERS STG U2 |  | ST | NG |  | Natural Gas and Other Gases | 1974 |  | 435 | 410 | 410 | 410 | 410 | 410 | 410 | 410 | 410 | 410 | 410 | 410 | 410 | 410 | 410 | 410 | 410 | 410 | 410 | 410 | 410 | 410 | 410 | 410 | 410 | 0 | 0 | 0 | 0 | 0 | 0 | 0 | 0 | 0 | 0 | 0 | 0 | 0 | 0 | 0 | 0 | 0 | 0 | 0 | 0 | 0 | 0
Existing | US | TRE | 1742302 | 4195 | STEAM1A_STEAM_1 | ST1 | Powerlane Plant | POWERLANE PLANT STG U1 |  | ST | NG |  | Natural Gas and Other Gases | 1966 |  | 20 | 17.5 | 17.5 | 17.5 | 17.5 | 17.5 | 17.5 | 17.5 | 17.5 | 17.5 | 17.5 | 17.5 | 17.5 | 17.5 | 17.5 | 17.5 | 17.5 | 17.5 | 17.5 | 17.5 | 17.5 | 17.5 | 17.5 | 17.5 | 17.5 | 0 | 0 | 0 | 0 | 0 | 0 | 0 | 0 | 0 | 0 | 0 | 0 | 0 | 0 | 0 | 0 | 0 | 0 | 0 | 0 | 0 | 0
Existing | US | TRE | 1888595 | 4195 | STEAM_STEAM_2 | ST2 | Powerlane Plant | POWERLANE PLANT STG U2 |  | ST | NG |  | Natural Gas and Other Gases | 1967 |  | 25 | 23.5 | 23.5 | 23.5 | 23.5 | 23.5 | 23.5 | 23.5 | 23.5 | 23.5 | 23.5 | 23.5 | 23.5 | 23.5 | 23.5 | 23.5 | 23.5 | 23.5 | 23.5 | 23.5 | 23.5 | 23.5 | 23.5 | 23.5 | 23.5 | 0 | 0 | 0 | 0 | 0 | 0 | 0 | 0 | 0 | 0 | 0 | 0 | 0 | 0 | 0 | 0 | 0 | 0 | 0 | 0 | 0 | 0
Existing | US | TRE | 1254964 | 4195 | STEAM_STEAM_3 | ST3 | Powerlane Plant | POWERLANE PLANT STG U3 |  | ST | NG |  | Natural Gas and Other Gases | 1978 |  | 43.2 | 39.5 | 39.5 | 39.5 | 39.5 | 39.5 | 39.5 | 39.5 | 39.5 | 39.5 | 39.5 | 39.5 | 39.5 | 39.5 | 39.5 | 39.5 | 39.5 | 39.5 | 39.5 | 39.5 | 39.5 | 39.5 | 39.5 | 39.5 | 39.5 | 0 | 0 | 0 | 0 | 0 | 0 | 0 | 0 | 0 | 0 | 0 | 0 | 0 | 0 | 0 | 0 | 0 | 0 | 0 | 0 | 0 | 0
Existing | US | TRE | 1845123 | 3628 | MIL_MILLERG1 | 1 | R W Miller | R W MILLER STG U1 |  | ST | NG |  | Natural Gas and Other Gases | 1968 |  | 88 | 70 | 75 | 70 | 70 | 70 | 70 | 70 | 70 | 70 | 70 | 70 | 70 | 70 | 75 | 75 | 75 | 75 | 75 | 75 | 75 | 75 | 75 | 75 | 75 | 0 | 0 | 0 | 0 | 0 | 0 | 0 | 0 | 0 | 0 | 0 | 0 | 0 | 0 | 0 | 0 | 0 | 0 | 0 | 0 | 0 | 0
Existing | US | TRE | 1033431 | 3628 | MIL_MILLERG2 | 2 | R W Miller | R W MILLER STG U2 |  | ST | NG |  | Natural Gas and Other Gases | 1972 |  | 133.68 | 118 | 120 | 118 | 118 | 118 | 118 | 118 | 118 | 118 | 118 | 118 | 118 | 118 | 120 | 120 | 120 | 120 | 120 | 120 | 120 | 120 | 120 | 120 | 120 | 0 | 0 | 0 | 0 | 0 | 0 | 0 | 0 | 0 | 0 | 0 | 0 | 0 | 0 | 0 | 0 | 0 | 0 | 0 | 0 | 0 | 0
Existing | US | TRE | 1432524 | 3628 | MIL_MILLERG3 | 3 | R W Miller | R W MILLER STG U3 |  | ST | NG |  | Natural Gas and Other Gases | 1975 |  | 240 | 208 | 208 | 208 | 208 | 208 | 208 | 208 | 208 | 208 | 208 | 208 | 208 | 208 | 208 | 208 | 208 | 208 | 208 | 208 | 208 | 208 | 208 | 208 | 208 | 0 | 0 | 0 | 0 | 0 | 0 | 0 | 0 | 0 | 0 | 0 | 0 | 0 | 0 | 0 | 0 | 0 | 0 | 0 | 0 | 0 | 0
Existing | US | TRE | 1589626 | 3576 | OLINGR_OLING_1 | 1 | Ray Olinger | RAY OLINGER STG U1 |  | ST | NG |  | Natural Gas and Other Gases | 1967 |  | 78 | 78 | 78 | 78 | 78 | 78 | 78 | 78 | 78 | 78 | 78 | 78 | 78 | 78 | 78 | 78 | 78 | 78 | 78 | 78 | 78 | 78 | 78 | 78 | 78 | 0 | 0 | 0 | 0 | 0 | 0 | 0 | 0 | 0 | 0 | 0 | 0 | 0 | 0 | 0 | 0 | 0 | 0 | 0 | 0 | 0 | 0
Existing | US | TRE | 1098470 | 3576 | OLINGR_OLING_2 | 2 | Ray Olinger | RAY OLINGER STG U2 |  | ST | NG |  | Natural Gas and Other Gases | 1971 |  | 113.64 | 107 | 107 | 107 | 107 | 107 | 107 | 107 | 107 | 107 | 107 | 107 | 107 | 107 | 107 | 107 | 107 | 107 | 107 | 107 | 107 | 107 | 107 | 107 | 107 | 0 | 0 | 0 | 0 | 0 | 0 | 0 | 0 | 0 | 0 | 0 | 0 | 0 | 0 | 0 | 0 | 0 | 0 | 0 | 0 | 0 | 0
Existing | US | TRE | 1437453 | 3576 | OLINGR_OLING_3 | 3 | Ray Olinger | RAY OLINGER STG U3 |  | ST | NG |  | Natural Gas and Other Gases | 1975 |  | 156.6 | 146 | 146 | 146 | 146 | 146 | 146 | 146 | 146 | 146 | 146 | 146 | 146 | 146 | 146 | 146 | 146 | 146 | 146 | 146 | 146 | 146 | 146 | 146 | 146 | 0 | 0 | 0 | 0 | 0 | 0 | 0 | 0 | 0 | 0 | 0 | 0 | 0 | 0 | 0 | 0 | 0 | 0 | 0 | 0 | 0 | 0
Existing | US | TRE | 1919181 | 3601 | GIDEON_GIDEONG1 | 1 | Sim Gideon | SIM GIDEON STG U1 |  | ST | NG |  | Natural Gas and Other Gases | 1965 |  | 136 | 130 | 130 | 130 | 130 | 130 | 130 | 130 | 130 | 130 | 130 | 130 | 130 | 130 | 130 | 130 | 130 | 130 | 130 | 130 | 130 | 130 | 130 | 130 | 130 | 0 | 0 | 0 | 0 | 0 | 0 | 0 | 0 | 0 | 0 | 0 | 0 | 0 | 0 | 0 | 0 | 0 | 0 | 0 | 0 | 0 | 0
Existing | US | TRE | 1219878 | 3601 | GIDEON_GIDEONG2 | 2 | Sim Gideon | SIM GIDEON STG U2 |  | ST | NG |  | Natural Gas and Other Gases | 1968 |  | 136 | 135 | 135 | 135 | 135 | 135 | 135 | 135 | 135 | 135 | 135 | 135 | 135 | 135 | 135 | 135 | 135 | 135 | 135 | 135 | 135 | 135 | 135 | 135 | 135 | 0 | 0 | 0 | 0 | 0 | 0 | 0 | 0 | 0 | 0 | 0 | 0 | 0 | 0 | 0 | 0 | 0 | 0 | 0 | 0 | 0 | 0
Existing | US | TRE | 1276205 | 3601 | GIDEON_GIDEONG3 | 3 | Sim Gideon | SIM GIDEON STG U3 |  | ST | NG |  | Natural Gas and Other Gases | 1972 |  | 351 | 336 | 340 | 336 | 336 | 336 | 336 | 336 | 336 | 336 | 336 | 336 | 336 | 336 | 340 | 340 | 340 | 340 | 340 | 340 | 340 | 340 | 340 | 340 | 340 | 0 | 0 | 0 | 0 | 0 | 0 | 0 | 0 | 0 | 0 | 0 | 0 | 0 | 0 | 0 | 0 | 0 | 0 | 0 | 0 | 0 | 0
Existing | US | TRE | 1448874 | 3504 | SCSES_UNIT1A | ST1 | Stryker Creek | STRYKER CREEK STG U1 |  | ST | NG |  | Natural Gas and Other Gases | 1958 |  | 177 | 167 | 167 | 167 | 167 | 167 | 167 | 167 | 167 | 167 | 167 | 167 | 167 | 167 | 167 | 167 | 167 | 167 | 167 | 167 | 167 | 167 | 167 | 167 | 167 | 0 | 0 | 0 | 0 | 0 | 0 | 0 | 0 | 0 | 0 | 0 | 0 | 0 | 0 | 0 | 0 | 0 | 0 | 0 | 0 | 0 | 0
Existing | US | TRE | 1446203 | 3504 | SCSES_UNIT2 | ST2 | Stryker Creek | STRYKER CREEK STG U2 |  | ST | NG |  | Natural Gas and Other Gases | 1965 |  | 502 | 502 | 502 | 502 | 502 | 502 | 502 | 502 | 502 | 502 | 502 | 502 | 502 | 502 | 502 | 502 | 502 | 502 | 502 | 502 | 502 | 502 | 502 | 502 | 502 | 0 | 0 | 0 | 0 | 0 | 0 | 0 | 0 | 0 | 0 | 0 | 0 | 0 | 0 | 0 | 0 | 0 | 0 | 0 | 0 | 0 | 0
Existing | US | TRE | 1495606 | 3507 | TRSES_UNIT6 | 6 | Trinidad (TX) | TRINIDAD STG U6 |  | ST | NG |  | Natural Gas and Other Gases | 1965 |  | 239 | 235 | 235 | 235 | 235 | 235 | 235 | 235 | 235 | 235 | 235 | 235 | 235 | 235 | 235 | 235 | 235 | 235 | 235 | 235 | 235 | 235 | 235 | 235 | 235 | 0 | 0 | 0 | 0 | 0 | 0 | 0 | 0 | 0 | 0 | 0 | 0 | 0 | 0 | 0 | 0 | 0 | 0 | 0 | 0 | 0 | 0
Existing | US | TRE | 1847839 | 3612 | BRAUNIG_VHB1 | 1 | V H Braunig | V H BRAUNIG STG U1 |  | ST | NG |  | Natural Gas and Other Gases | 1966 |  | 225 | 217 | 217 | 217 | 217 | 217 | 217 | 217 | 217 | 217 | 217 | 217 | 217 | 217 | 217 | 217 | 217 | 217 | 217 | 217 | 217 | 217 | 217 | 217 | 217 | 0 | 0 | 0 | 0 | 0 | 0 | 0 | 0 | 0 | 0 | 0 | 0 | 0 | 0 | 0 | 0 | 0 | 0 | 0 | 0 | 0 | 0
Existing | US | TRE | 1835522 | 3612 | BRAUNIG_VHB2 | 2 | V H Braunig | V H BRAUNIG STG U2 |  | ST | NG |  | Natural Gas and Other Gases | 1968 |  | 240 | 230 | 230 | 230 | 230 | 230 | 230 | 230 | 230 | 230 | 230 | 230 | 230 | 230 | 230 | 230 | 230 | 230 | 230 | 230 | 230 | 230 | 230 | 230 | 230 | 0 | 0 | 0 | 0 | 0 | 0 | 0 | 0 | 0 | 0 | 0 | 0 | 0 | 0 | 0 | 0 | 0 | 0 | 0 | 0 | 0 | 0
Existing | US | TRE | 1441214 | 3612 | BRAUNIG_VHB3 | 3 | V H Braunig | V H BRAUNIG STG U3 |  | ST | NG |  | Natural Gas and Other Gases | 1970 |  | 420 | 412 | 412 | 412 | 412 | 412 | 412 | 412 | 412 | 412 | 412 | 412 | 412 | 412 | 412 | 412 | 412 | 412 | 412 | 412 | 412 | 412 | 412 | 412 | 412 | 0 | 0 | 0 | 0 | 0 | 0 | 0 | 0 | 0 | 0 | 0 | 0 | 0 | 0 | 0 | 0 | 0 | 0 | 0 | 0 | 0 | 0
Existing | US | TRE | 1152309 | 3470 | WAP_WAP_G1 | 1 | W A Parish | W A PARISH STG U1 |  | ST | NG |  | Natural Gas and Other Gases | 1958 |  | 187.85 | 169 | 169 | 169 | 169 | 169 | 169 | 169 | 169 | 169 | 169 | 169 | 169 | 169 | 169 | 169 | 169 | 169 | 169 | 169 | 169 | 169 | 169 | 169 | 169 | 0 | 0 | 0 | 0 | 0 | 0 | 0 | 0 | 0 | 0 | 0 | 0 | 0 | 0 | 0 | 0 | 0 | 0 | 0 | 0 | 0 | 0
Existing | US | TRE | 1940951 | 3470 | WAP_WAP_G2 | 2 | W A Parish | W A PARISH STG U2 |  | ST | NG |  | Natural Gas and Other Gases | 1958 |  | 187.85 | 169 | 169 | 169 | 169 | 169 | 169 | 169 | 169 | 169 | 169 | 169 | 169 | 169 | 169 | 169 | 169 | 169 | 169 | 169 | 169 | 169 | 169 | 169 | 169 | 0 | 0 | 0 | 0 | 0 | 0 | 0 | 0 | 0 | 0 | 0 | 0 | 0 | 0 | 0 | 0 | 0 | 0 | 0 | 0 | 0 | 0
Existing | US | TRE | 1120038 | 3470 | WAP_WAP_G3 | 3 | W A Parish | W A PARISH STG U3 |  | ST | NG |  | Natural Gas and Other Gases | 1961 |  | 299.2 | 240 | 258 | 240 | 240 | 240 | 240 | 240 | 240 | 240 | 240 | 240 | 240 | 240 | 258 | 258 | 258 | 258 | 258 | 258 | 258 | 258 | 258 | 258 | 258 | 0 | 0 | 0 | 0 | 0 | 0 | 0 | 0 | 0 | 0 | 0 | 0 | 0 | 0 | 0 | 0 | 0 | 0 | 0 | 0 | 0 | 0
Existing | US | TRE | 1512942 | 3470 | WAP_WAP_G4 | 4 | W A Parish | W A PARISH STG U4 |  | ST | NG |  | Natural Gas and Other Gases | 1968 |  | 580.5 | 527 | 552 | 527 | 527 | 527 | 527 | 527 | 527 | 527 | 527 | 527 | 527 | 527 | 552 | 552 | 552 | 552 | 552 | 552 | 552 | 552 | 552 | 552 | 552 | 0 | 0 | 0 | 0 | 0 | 0 | 0 | 0 | 0 | 0 | 0 | 0 | 0 | 0 | 0 | 0 | 0 | 0 | 0 | 0 | 0 | 0
Existing | US | TRE | 1031869 | 55708 | NACPW_UNIT1 | STG4 | Nacogdoches Power | NACOGDOCHES POWER |  | ST | WDS |  | Biomass | 2012 |  | 116.45 | 105 | 105 | 105 | 105 | 105 | 105 | 105 | 105 | 105 | 105 | 105 | 105 | 105 | 105 | 105 | 105 | 105 | 105 | 105 | 105 | 105 | 105 | 105 | 105 | 0 | 0 | 0 | 0 | 0 | 0 | 0 | 0 | 0 | 0 | 0 | 0 | 0 | 0 | 0 | 0 | 0 | 0 | 0 | 0 | 0 | 0
Existing | US | TRE | 1022152 |  | DG_WALZE_4UNITS |  |  | BIOENERGY AUSTIN WALZEM RD LFG |  | OT | LFG |  | Biomass | 2002 |  | 9.8 | 9.8 | 9.8 | 9.8 | 9.8 | 9.8 | 9.8 | 9.8 | 9.8 | 9.8 | 9.8 | 9.8 | 9.8 | 9.8 | 9.8 | 9.8 | 9.8 | 9.8 | 9.8 | 9.8 | 9.8 | 9.8 | 9.8 | 9.8 | 9.8 | 0 | 0 | 0 | 0 | 0 | 0 | 0 | 0 | 0 | 0 | 0 | 0 | 0 | 0 | 0 | 0 | 0 | 0 | 0 | 0 | 0 | 0
Existing | US | TRE | 1358335 | 56864 | DG_MEDIN_1UNIT | 42375 | Covel Gardens Gas Recovery | BIOENERGY TEXAS COVEL GARDENS LFG |  | IC | LFG |  | Biomass | 2005 |  | 9.6 | 9.6 | 9.6 | 9.6 | 9.6 | 9.6 | 9.6 | 9.6 | 9.6 | 9.6 | 9.6 | 9.6 | 9.6 | 9.6 | 9.6 | 9.6 | 9.6 | 9.6 | 9.6 | 9.6 | 9.6 | 9.6 | 9.6 | 9.6 | 9.6 | 0 | 0 | 0 | 0 | 0 | 0 | 0 | 0 | 0 | 0 | 0 | 0 | 0 | 0 | 0 | 0 | 0 | 0 | 0 | 0 | 0 | 0
Existing | US | TRE | 1371823 |  | DG_TRIRA_1UNIT |  |  | GRAND PRAIRIE LFG |  | IC | LFG |  | Biomass | 2015 |  | 4 | 4 | 4 | 4 | 4 | 4 | 4 | 4 | 4 | 4 | 4 | 4 | 4 | 4 | 4 | 4 | 4 | 4 | 4 | 4 | 4 | 4 | 4 | 4 | 4 | 0 | 0 | 0 | 0 | 0 | 0 | 0 | 0 | 0 | 0 | 0 | 0 | 0 | 0 | 0 | 0 | 0 | 0 | 0 | 0 | 0 | 0
Existing | US | TRE | 1392174 | 59649 | DG_78252_4UNITS |  |  | NELSON GARDENS LFG |  | IC | LFG |  | Biomass | 2013 |  | 4.2 | 4.2 | 4.2 | 4.2 | 4.2 | 4.2 | 4.2 | 4.2 | 4.2 | 4.2 | 4.2 | 4.2 | 4.2 | 4.2 | 4.2 | 4.2 | 4.2 | 4.2 | 4.2 | 4.2 | 4.2 | 4.2 | 4.2 | 4.2 | 4.2 | 0 | 0 | 0 | 0 | 0 | 0 | 0 | 0 | 0 | 0 | 0 | 0 | 0 | 0 | 0 | 0 | 0 | 0 | 0 | 0 | 0 | 0
Existing | US | TRE | 1150322 | 56528 | DG_FERIS_4 UNITS | GEN1-GEN4 | Skyline Gas Recovery | SKYLINE LFG |  | OT | LFG |  | Biomass | 2007 |  | 6.4 | 6.4 | 6.4 | 6.4 | 6.4 | 6.4 | 6.4 | 6.4 | 6.4 | 6.4 | 6.4 | 6.4 | 6.4 | 6.4 | 6.4 | 6.4 | 6.4 | 6.4 | 6.4 | 6.4 | 6.4 | 6.4 | 6.4 | 6.4 | 6.4 | 0 | 0 | 0 | 0 | 0 | 0 | 0 | 0 | 0 | 0 | 0 | 0 | 0 | 0 | 0 | 0 | 0 | 0 | 0 | 0 | 0 | 0
Existing | US | TRE | 1814202 |  | DG_AV_DG1 |  |  | VIRIDIS ENERGY-ALVIN LFG |  | OT | LFG |  | Biomass | 2002 |  | 6.7 | 6.7 | 6.7 | 6.7 | 6.7 | 6.7 | 6.7 | 6.7 | 6.7 | 6.7 | 6.7 | 6.7 | 6.7 | 6.7 | 6.7 | 6.7 | 6.7 | 6.7 | 6.7 | 6.7 | 6.7 | 6.7 | 6.7 | 6.7 | 6.7 | 0 | 0 | 0 | 0 | 0 | 0 | 0 | 0 | 0 | 0 | 0 | 0 | 0 | 0 | 0 | 0 | 0 | 0 | 0 | 0 | 0 | 0
Existing | US | TRE | 1088521 |  | DG_HB_DG1 |  |  | VIRIDIS ENERGY-HUMBLE LFG |  | OT | LFG |  | Biomass | 2002 |  | 10 | 10 | 10 | 10 | 10 | 10 | 10 | 10 | 10 | 10 | 10 | 10 | 10 | 10 | 10 | 10 | 10 | 10 | 10 | 10 | 10 | 10 | 10 | 10 | 10 | 0 | 0 | 0 | 0 | 0 | 0 | 0 | 0 | 0 | 0 | 0 | 0 | 0 | 0 | 0 | 0 | 0 | 0 | 0 | 0 | 0 | 0
Existing | US | TRE | 1670555 | 56524 | DG_SPRIN_4UNITS | GEN1-GEN4 | Austin Gas Recovery | WM RENEWABLE-AUSTIN LFG |  | OT | LFG |  | Biomass | 2007 |  | 6.4 | 6.4 | 6.4 | 6.4 | 6.4 | 6.4 | 6.4 | 6.4 | 6.4 | 6.4 | 6.4 | 6.4 | 6.4 | 6.4 | 6.4 | 6.4 | 6.4 | 6.4 | 6.4 | 6.4 | 6.4 | 6.4 | 6.4 | 6.4 | 6.4 | 0 | 0 | 0 | 0 | 0 | 0 | 0 | 0 | 0 | 0 | 0 | 0 | 0 | 0 | 0 | 0 | 0 | 0 | 0 | 0 | 0 | 0
Existing | US | TRE | 1060949 | 50569 | DG_BIO2_4UNITS | GEN3-GEN6 | DFW Gas Recovery | WM RENEWABLE-DFW GAS RECOVERY LFG |  | OT | LFG |  | Biomass | 2009 |  | 6.4 | 6.4 | 6.4 | 6.4 | 6.4 | 6.4 | 6.4 | 6.4 | 6.4 | 6.4 | 6.4 | 6.4 | 6.4 | 6.4 | 6.4 | 6.4 | 6.4 | 6.4 | 6.4 | 6.4 | 6.4 | 6.4 | 6.4 | 6.4 | 6.4 | 0 | 0 | 0 | 0 | 0 | 0 | 0 | 0 | 0 | 0 | 0 | 0 | 0 | 0 | 0 | 0 | 0 | 0 | 0 | 0 | 0 | 0
Existing | US | TRE | 1765863 | 50569 | DG_BIOE_2UNITS | GEN1-GEN2 | DFW Gas Recovery | WM RENEWABLE-BIOENERGY PARTNERS LFG |  | GT | LFG |  | Biomass | 1988 |  | 6.2 | 6.2 | 6.2 | 6.2 | 6.2 | 6.2 | 6.2 | 6.2 | 6.2 | 6.2 | 6.2 | 6.2 | 6.2 | 6.2 | 6.2 | 6.2 | 6.2 | 6.2 | 6.2 | 6.2 | 6.2 | 6.2 | 6.2 | 6.2 | 6.2 | 0 | 0 | 0 | 0 | 0 | 0 | 0 | 0 | 0 | 0 | 0 | 0 | 0 | 0 | 0 | 0 | 0 | 0 | 0 | 0 | 0 | 0
Existing | US | TRE | 1397927 | 57167 | DG_FREIH_2UNITS | GEN1-GEN2 | Mesquite Creek LFGTE Project | WM RENEWABLE-MESQUITE CREEK LFG |  | OT | LFG |  | Biomass | 2011 |  | 3.2 | 3.2 | 3.2 | 3.2 | 3.2 | 3.2 | 3.2 | 3.2 | 3.2 | 3.2 | 3.2 | 3.2 | 3.2 | 3.2 | 3.2 | 3.2 | 3.2 | 3.2 | 3.2 | 3.2 | 3.2 | 3.2 | 3.2 | 3.2 | 3.2 | 0 | 0 | 0 | 0 | 0 | 0 | 0 | 0 | 0 | 0 | 0 | 0 | 0 | 0 | 0 | 0 | 0 | 0 | 0 | 0 | 0 | 0
Existing | US | TRE | 1792929 | 57020 | DG_WSTHL_3UNITS | GEN1-GEN3 | Westside Landfill Gas Recovery | WM RENEWABLE-WESTSIDE LFG |  | OT | LFG |  | Biomass | 2010 |  | 4.8 | 4.8 | 4.8 | 4.8 | 4.8 | 4.8 | 4.8 | 4.8 | 4.8 | 4.8 | 4.8 | 4.8 | 4.8 | 4.8 | 4.8 | 4.8 | 4.8 | 4.8 | 4.8 | 4.8 | 4.8 | 4.8 | 4.8 | 4.8 | 4.8 | 0 | 0 | 0 | 0 | 0 | 0 | 0 | 0 | 0 | 0 | 0 | 0 | 0 | 0 | 0 | 0 | 0 | 0 | 0 | 0 | 0 | 0
Existing | US | TRE |  | 57165 | DG_HBR_2UNITS |  |  | FARMERS BRANCH LANDFILL GAS TO ENERGY |  | IC | LFG |  | Biomass | 2011 |  | 3.2 | 3.2 | 3.2 | 3.2 | 3.2 | 3.2 | 3.2 | 3.2 | 3.2 | 3.2 | 3.2 | 3.2 | 3.2 | 3.2 | 3.2 | 3.2 | 3.2 | 3.2 | 3.2 | 3.2 | 3.2 | 3.2 | 3.2 | 3.2 | 3.2 | 0 | 0 | 0 | 0 | 0 | 0 | 0 | 0 | 0 | 0 | 0 | 0 | 0 | 0 | 0 | 0 | 0 | 0 | 0 | 0 | 0 | 0
Existing | US | TRE | 1664906 | 6128 | AMISTAD_AMISTAG1 | 1 | Amistad Dam & Power | AMISTAD HYDRO 1 |  | HK | WAT |  | Conventional Hydro | 1983 |  | 34.7 | 31.457 | 31.078 | 31.457 | 31.457 | 31.457 | 31.457 | 31.457 | 31.457 | 31.457 | 31.457 | 31.457 | 31.457 | 31.457 | 31.078 | 31.078 | 31.078 | 31.078 | 31.078 | 31.078 | 31.078 | 31.078 | 31.078 | 31.078 | 31.078 | 0 | 0 | 0 | 0 | 0 | 0 | 0 | 0 | 0 | 0 | 0 | 0 | 0 | 0 | 0 | 0 | 0 | 0 | 0 | 0 | 0 | 0
Existing | US | TRE | 1396128 | 6128 | AMISTAD_AMISTAG2 | 2 | Amistad Dam & Power | AMISTAD HYDRO 2 |  | HK | WAT |  | Conventional Hydro | 1983 |  | 34.7 | 31.457 | 31.078 | 31.457 | 31.457 | 31.457 | 31.457 | 31.457 | 31.457 | 31.457 | 31.457 | 31.457 | 31.457 | 31.457 | 31.078 | 31.078 | 31.078 | 31.078 | 31.078 | 31.078 | 31.078 | 31.078 | 31.078 | 31.078 | 31.078 | 0 | 0 | 0 | 0 | 0 | 0 | 0 | 0 | 0 | 0 | 0 | 0 | 0 | 0 | 0 | 0 | 0 | 0 | 0 | 0 | 0 | 0
Existing | US | TRE | 1815801 | 3594 | AUSTPL_AUSTING1 | 1 | Austin | AUSTIN HYDRO 1 |  | HK | WAT |  | Conventional Hydro | 1940 |  | 8.995 | 6.64 | 6.56 | 6.64 | 6.64 | 6.64 | 6.64 | 6.64 | 6.64 | 6.64 | 6.64 | 6.64 | 6.64 | 6.64 | 6.56 | 6.56 | 6.56 | 6.56 | 6.56 | 6.56 | 6.56 | 6.56 | 6.56 | 6.56 | 6.56 | 0 | 0 | 0 | 0 | 0 | 0 | 0 | 0 | 0 | 0 | 0 | 0 | 0 | 0 | 0 | 0 | 0 | 0 | 0 | 0 | 0 | 0
Existing | US | TRE | 1538169 | 3594 | AUSTPL_AUSTING2 | 2 | Austin | AUSTIN HYDRO 2 |  | HK | WAT |  | Conventional Hydro | 1940 |  | 8.995 | 7.47 | 7.38 | 7.47 | 7.47 | 7.47 | 7.47 | 7.47 | 7.47 | 7.47 | 7.47 | 7.47 | 7.47 | 7.47 | 7.38 | 7.38 | 7.38 | 7.38 | 7.38 | 7.38 | 7.38 | 7.38 | 7.38 | 7.38 | 7.38 | 0 | 0 | 0 | 0 | 0 | 0 | 0 | 0 | 0 | 0 | 0 | 0 | 0 | 0 | 0 | 0 | 0 | 0 | 0 | 0 | 0 | 0
Existing | US | TRE | 1337445 | 3595 | BUCHAN_BUCHANG1 | 1 | Buchanan Dam (TX) | BUCHANAN HYDRO 1 |  | HK | WAT |  | Conventional Hydro | 1938 |  | 16 | 13.28 | 13.12 | 13.28 | 13.28 | 13.28 | 13.28 | 13.28 | 13.28 | 13.28 | 13.28 | 13.28 | 13.28 | 13.28 | 13.12 | 13.12 | 13.12 | 13.12 | 13.12 | 13.12 | 13.12 | 13.12 | 13.12 | 13.12 | 13.12 | 0 | 0 | 0 | 0 | 0 | 0 | 0 | 0 | 0 | 0 | 0 | 0 | 0 | 0 | 0 | 0 | 0 | 0 | 0 | 0 | 0 | 0
Existing | US | TRE | 1369111 | 3595 | BUCHAN_BUCHANG2 | 2 | Buchanan Dam (TX) | BUCHANAN HYDRO 2 |  | HK | WAT |  | Conventional Hydro | 1938 |  | 18.3 | 13.28 | 13.12 | 13.28 | 13.28 | 13.28 | 13.28 | 13.28 | 13.28 | 13.28 | 13.28 | 13.28 | 13.28 | 13.28 | 13.12 | 13.12 | 13.12 | 13.12 | 13.12 | 13.12 | 13.12 | 13.12 | 13.12 | 13.12 | 13.12 | 0 | 0 | 0 | 0 | 0 | 0 | 0 | 0 | 0 | 0 | 0 | 0 | 0 | 0 | 0 | 0 | 0 | 0 | 0 | 0 | 0 | 0
Existing | US | TRE | 1304748 | 3595 | BUCHAN_BUCHANG3 | 3 | Buchanan Dam (TX) | BUCHANAN HYDRO 3 |  | HK | WAT |  | Conventional Hydro | 1950 |  | 18.3 | 14.11 | 13.94 | 14.11 | 14.11 | 14.11 | 14.11 | 14.11 | 14.11 | 14.11 | 14.11 | 14.11 | 14.11 | 14.11 | 13.94 | 13.94 | 13.94 | 13.94 | 13.94 | 13.94 | 13.94 | 13.94 | 13.94 | 13.94 | 13.94 | 0 | 0 | 0 | 0 | 0 | 0 | 0 | 0 | 0 | 0 | 0 | 0 | 0 | 0 | 0 | 0 | 0 | 0 | 0 | 0 | 0 | 0
Existing | US | TRE | 1989469 | 6416 | DNDAM_DENISOG1 | 1 | Denison | DENISON DAM 1 |  | HK | WAT |  | Conventional Hydro | 1944 |  | 41.8 | 33.2 | 32.8 | 33.2 | 33.2 | 33.2 | 33.2 | 33.2 | 33.2 | 33.2 | 33.2 | 33.2 | 33.2 | 33.2 | 32.8 | 32.8 | 32.8 | 32.8 | 32.8 | 32.8 | 32.8 | 32.8 | 32.8 | 32.8 | 32.8 | 0 | 0 | 0 | 0 | 0 | 0 | 0 | 0 | 0 | 0 | 0 | 0 | 0 | 0 | 0 | 0 | 0 | 0 | 0 | 0 | 0 | 0
Existing | US | TRE | 1653333 | 6416 | DNDAM_DENISOG2 | 2 | Denison | DENISON DAM 2 |  | HK | WAT |  | Conventional Hydro | 1948 |  | 41.8 | 33.2 | 32.8 | 33.2 | 33.2 | 33.2 | 33.2 | 33.2 | 33.2 | 33.2 | 33.2 | 33.2 | 33.2 | 33.2 | 32.8 | 32.8 | 32.8 | 32.8 | 32.8 | 32.8 | 32.8 | 32.8 | 32.8 | 32.8 | 32.8 | 0 | 0 | 0 | 0 | 0 | 0 | 0 | 0 | 0 | 0 | 0 | 0 | 0 | 0 | 0 | 0 | 0 | 0 | 0 | 0 | 0 | 0
Existing | US | TRE | 1963560 | 6410 | FALCON_FALCONG1 | 1 | Falcon Dam & Power | FALCON HYDRO 1 |  | HK | WAT |  | Conventional Hydro | 1954 |  | 10.5 | 9.96 | 9.84 | 9.96 | 9.96 | 9.96 | 9.96 | 9.96 | 9.96 | 9.96 | 9.96 | 9.96 | 9.96 | 9.96 | 9.84 | 9.84 | 9.84 | 9.84 | 9.84 | 9.84 | 9.84 | 9.84 | 9.84 | 9.84 | 9.84 | 0 | 0 | 0 | 0 | 0 | 0 | 0 | 0 | 0 | 0 | 0 | 0 | 0 | 0 | 0 | 0 | 0 | 0 | 0 | 0 | 0 | 0
Existing | US | TRE | 1710493 | 6410 | FALCON_FALCONG2 | 2 | Falcon Dam & Power | FALCON HYDRO 2 |  | HK | WAT |  | Conventional Hydro | 1954 |  | 10.5 | 9.96 | 9.84 | 9.96 | 9.96 | 9.96 | 9.96 | 9.96 | 9.96 | 9.96 | 9.96 | 9.96 | 9.96 | 9.96 | 9.84 | 9.84 | 9.84 | 9.84 | 9.84 | 9.84 | 9.84 | 9.84 | 9.84 | 9.84 | 9.84 | 0 | 0 | 0 | 0 | 0 | 0 | 0 | 0 | 0 | 0 | 0 | 0 | 0 | 0 | 0 | 0 | 0 | 0 | 0 | 0 | 0 | 0
Existing | US | TRE | 1132476 | 6410 | FALCON_FALCONG3 | 3 | Falcon Dam & Power | FALCON HYDRO 3 |  | HK | WAT |  | Conventional Hydro | 1954 |  | 10.5 | 9.96 | 9.84 | 9.96 | 9.96 | 9.96 | 9.96 | 9.96 | 9.96 | 9.96 | 9.96 | 9.96 | 9.96 | 9.96 | 9.84 | 9.84 | 9.84 | 9.84 | 9.84 | 9.84 | 9.84 | 9.84 | 9.84 | 9.84 | 9.84 | 0 | 0 | 0 | 0 | 0 | 0 | 0 | 0 | 0 | 0 | 0 | 0 | 0 | 0 | 0 | 0 | 0 | 0 | 0 | 0 | 0 | 0
Existing | US | TRE | 1858988 | 3597 | WIRTZ_WIRTZ_G1 | 1 | Granite Shoals | GRANITE SHOALS HYDRO 1 |  | HK | WAT |  | Conventional Hydro | 1951 |  | 27 | 24.07 | 23.78 | 24.07 | 24.07 | 24.07 | 24.07 | 24.07 | 24.07 | 24.07 | 24.07 | 24.07 | 24.07 | 24.07 | 23.78 | 23.78 | 23.78 | 23.78 | 23.78 | 23.78 | 23.78 | 23.78 | 23.78 | 23.78 | 23.78 | 0 | 0 | 0 | 0 | 0 | 0 | 0 | 0 | 0 | 0 | 0 | 0 | 0 | 0 | 0 | 0 | 0 | 0 | 0 | 0 | 0 | 0
Existing | US | TRE | 1358316 | 3597 | WIRTZ_WIRTZ_G2 | 2 | Granite Shoals | GRANITE SHOALS HYDRO 2 |  | HK | WAT |  | Conventional Hydro | 1951 |  | 27 | 24.07 | 23.78 | 24.07 | 24.07 | 24.07 | 24.07 | 24.07 | 24.07 | 24.07 | 24.07 | 24.07 | 24.07 | 24.07 | 23.78 | 23.78 | 23.78 | 23.78 | 23.78 | 23.78 | 23.78 | 23.78 | 23.78 | 23.78 | 23.78 | 0 | 0 | 0 | 0 | 0 | 0 | 0 | 0 | 0 | 0 | 0 | 0 | 0 | 0 | 0 | 0 | 0 | 0 | 0 | 0 | 0 | 0
Existing | US | TRE | 1359577 | 3598 | INKSDA_INKS_G1 | 1 | Inks | INKS HYDRO 1 |  | HK | WAT |  | Conventional Hydro | 1938 |  | 15 | 11.62 | 11.48 | 11.62 | 11.62 | 11.62 | 11.62 | 11.62 | 11.62 | 11.62 | 11.62 | 11.62 | 11.62 | 11.62 | 11.48 | 11.48 | 11.48 | 11.48 | 11.48 | 11.48 | 11.48 | 11.48 | 11.48 | 11.48 | 11.48 | 0 | 0 | 0 | 0 | 0 | 0 | 0 | 0 | 0 | 0 | 0 | 0 | 0 | 0 | 0 | 0 | 0 | 0 | 0 | 0 | 0 | 0
Existing | US | TRE | 1285008 | 3599 | MARBFA_MARBFAG1 | 1 | Marble Falls | MARBLE FALLS HYDRO 1 |  | HK | WAT |  | Conventional Hydro | 1951 |  | 19.8 | 17.43 | 17.22 | 17.43 | 17.43 | 17.43 | 17.43 | 17.43 | 17.43 | 17.43 | 17.43 | 17.43 | 17.43 | 17.43 | 17.22 | 17.22 | 17.22 | 17.22 | 17.22 | 17.22 | 17.22 | 17.22 | 17.22 | 17.22 | 17.22 | 0 | 0 | 0 | 0 | 0 | 0 | 0 | 0 | 0 | 0 | 0 | 0 | 0 | 0 | 0 | 0 | 0 | 0 | 0 | 0 | 0 | 0
Existing | US | TRE | 1311687 | 3599 | MARBFA_MARBFAG2 | 2 | Marble Falls | MARBLE FALLS HYDRO 2 |  | HK | WAT |  | Conventional Hydro | 1951 |  | 19.8 | 16.6 | 16.4 | 16.6 | 16.6 | 16.6 | 16.6 | 16.6 | 16.6 | 16.6 | 16.6 | 16.6 | 16.6 | 16.6 | 16.4 | 16.4 | 16.4 | 16.4 | 16.4 | 16.4 | 16.4 | 16.4 | 16.4 | 16.4 | 16.4 | 0 | 0 | 0 | 0 | 0 | 0 | 0 | 0 | 0 | 0 | 0 | 0 | 0 | 0 | 0 | 0 | 0 | 0 | 0 | 0 | 0 | 0
Existing | US | TRE | 1308958 | 3600 | MARSFO_MARSFOG1 | 1 | Marshall Ford | MARSHALL FORD HYDRO 1 |  | HK | WAT |  | Conventional Hydro | 1941 |  | 36 | 29.88 | 29.52 | 29.88 | 29.88 | 29.88 | 29.88 | 29.88 | 29.88 | 29.88 | 29.88 | 29.88 | 29.88 | 29.88 | 29.52 | 29.52 | 29.52 | 29.52 | 29.52 | 29.52 | 29.52 | 29.52 | 29.52 | 29.52 | 29.52 | 0 | 0 | 0 | 0 | 0 | 0 | 0 | 0 | 0 | 0 | 0 | 0 | 0 | 0 | 0 | 0 | 0 | 0 | 0 | 0 | 0 | 0
Existing | US | TRE | 1372480 | 3600 | MARSFO_MARSFOG2 | 2 | Marshall Ford | MARSHALL FORD HYDRO 2 |  | HK | WAT |  | Conventional Hydro | 1941 |  | 36 | 29.88 | 29.52 | 29.88 | 29.88 | 29.88 | 29.88 | 29.88 | 29.88 | 29.88 | 29.88 | 29.88 | 29.88 | 29.88 | 29.52 | 29.52 | 29.52 | 29.52 | 29.52 | 29.52 | 29.52 | 29.52 | 29.52 | 29.52 | 29.52 | 0 | 0 | 0 | 0 | 0 | 0 | 0 | 0 | 0 | 0 | 0 | 0 | 0 | 0 | 0 | 0 | 0 | 0 | 0 | 0 | 0 | 0
Existing | US | TRE | 1121250 | 3600 | MARSFO_MARSFOG3 | 3 | Marshall Ford | MARSHALL FORD HYDRO 3 |  | HK | WAT |  | Conventional Hydro | 1941 |  | 29 | 24.07 | 23.78 | 24.07 | 24.07 | 24.07 | 24.07 | 24.07 | 24.07 | 24.07 | 24.07 | 24.07 | 24.07 | 24.07 | 23.78 | 23.78 | 23.78 | 23.78 | 23.78 | 23.78 | 23.78 | 23.78 | 23.78 | 23.78 | 23.78 | 0 | 0 | 0 | 0 | 0 | 0 | 0 | 0 | 0 | 0 | 0 | 0 | 0 | 0 | 0 | 0 | 0 | 0 | 0 | 0 | 0 | 0
Existing | US | TRE | 1302241 | 6414 | WND_WHITNEY1 | 1 | Whitney | WHITNEY DAM HYDRO |  | HK | WAT |  | Conventional Hydro | 1953 |  | 21 | 19.92 | 19.68 | 19.92 | 19.92 | 19.92 | 19.92 | 19.92 | 19.92 | 19.92 | 19.92 | 19.92 | 19.92 | 19.92 | 19.68 | 19.68 | 19.68 | 19.68 | 19.68 | 19.68 | 19.68 | 19.68 | 19.68 | 19.68 | 19.68 | 0 | 0 | 0 | 0 | 0 | 0 | 0 | 0 | 0 | 0 | 0 | 0 | 0 | 0 | 0 | 0 | 0 | 0 | 0 | 0 | 0 | 0
Existing | US | TRE | 1126458 | 6414 | WND_WHITNEY2 | 2 | Whitney | WHITNEY DAM HYDRO 2 |  | HK | WAT |  | Conventional Hydro | 1953 |  | 21 | 19.92 | 19.68 | 19.92 | 19.92 | 19.92 | 19.92 | 19.92 | 19.92 | 19.92 | 19.92 | 19.92 | 19.92 | 19.92 | 19.68 | 19.68 | 19.68 | 19.68 | 19.68 | 19.68 | 19.68 | 19.68 | 19.68 | 19.68 | 19.68 | 0 | 0 | 0 | 0 | 0 | 0 | 0 | 0 | 0 | 0 | 0 | 0 | 0 | 0 | 0 | 0 | 0 | 0 | 0 | 0 | 0 | 0
Existing | US | TRE | 1020393 | 61355 | DG_OAKHL_1UNIT |  |  | ARLINGTON OUTLET HYDROELECTRIC FACILITY |  | HK | WAT |  | Conventional Hydro | 2014 |  | 1.4 | 1.162 | 1.148 | 1.162 | 1.162 | 1.162 | 1.162 | 1.162 | 1.162 | 1.162 | 1.162 | 1.162 | 1.162 | 1.162 | 1.148 | 1.148 | 1.148 | 1.148 | 1.148 | 1.148 | 1.148 | 1.148 | 1.148 | 1.148 | 1.148 | 0 | 0 | 0 | 0 | 0 | 0 | 0 | 0 | 0 | 0 | 0 | 0 | 0 | 0 | 0 | 0 | 0 | 0 | 0 | 0 | 0 | 0
Existing | US | TRE |  | 7394 | DG_GONZ_HYDRO_GONZ_HYDRO |  | Gonzales Hydro Plant | CITY OF GONZALES HYDRO |  | HK | WAT |  | Conventional Hydro | 1905 |  | 1.5 | 1.245 | 1.23 | 1.245 | 1.245 | 1.245 | 1.245 | 1.245 | 1.245 | 1.245 | 1.245 | 1.245 | 1.245 | 1.245 | 1.23 | 1.23 | 1.23 | 1.23 | 1.23 | 1.23 | 1.23 | 1.23 | 1.23 | 1.23 | 1.23 | 0 | 0 | 0 | 0 | 0 | 0 | 0 | 0 | 0 | 0 | 0 | 0 | 0 | 0 | 0 | 0 | 0 | 0 | 0 | 0 | 0 | 0
Existing | US | TRE | 1936386 | 3437 | DG_EAGLE_HY_EAGLE_HY1 | 42372 | Eagle Pass | EAGLE PASS HYDRO |  | HK | WAT |  | Conventional Hydro | 2005 |  | 9.6 | 7.968 | 7.872 | 7.968 | 7.968 | 7.968 | 7.968 | 7.968 | 7.968 | 7.968 | 7.968 | 7.968 | 7.968 | 7.968 | 7.872 | 7.872 | 7.872 | 7.872 | 7.872 | 7.872 | 7.872 | 7.872 | 7.872 | 7.872 | 7.872 | 0 | 0 | 0 | 0 | 0 | 0 | 0 | 0 | 0 | 0 | 0 | 0 | 0 | 0 | 0 | 0 | 0 | 0 | 0 | 0 | 0 | 0
Existing | US | TRE | 1860279 | 791 | DG_CANYHY_CANYHYG1 | 42371 | Canyon | GUADALUPE BLANCO RIVER AUTH-CANYON |  | HK | WAT |  | Conventional Hydro | 1989 |  | 6 | 4.98 | 4.92 | 4.98 | 4.98 | 4.98 | 4.98 | 4.98 | 4.98 | 4.98 | 4.98 | 4.98 | 4.98 | 4.98 | 4.92 | 4.92 | 4.92 | 4.92 | 4.92 | 4.92 | 4.92 | 4.92 | 4.92 | 4.92 | 4.92 | 0 | 0 | 0 | 0 | 0 | 0 | 0 | 0 | 0 | 0 | 0 | 0 | 0 | 0 | 0 | 0 | 0 | 0 | 0 | 0 | 0 | 0
Existing | US | TRE | 1549730 | 3584 | DG_LKWDT_2UNITS | 1 | H 4 and H 5 | GUADALUPE BLANCO RIVER AUTH-LAKEWOOD TAP |  | HK | WAT |  | Conventional Hydro | 1931 |  | 4.8 | 3.984 | 3.936 | 3.984 | 3.984 | 3.984 | 3.984 | 3.984 | 3.984 | 3.984 | 3.984 | 3.984 | 3.984 | 3.984 | 3.936 | 3.936 | 3.936 | 3.936 | 3.936 | 3.936 | 3.936 | 3.936 | 3.936 | 3.936 | 3.936 | 0 | 0 | 0 | 0 | 0 | 0 | 0 | 0 | 0 | 0 | 0 | 0 | 0 | 0 | 0 | 0 | 0 | 0 | 0 | 0 | 0 | 0
Existing | US | TRE | 1760780 | 3581 | DG_MCQUE_5UNITS | 3585-6 | DG_MCQUE_5UNITS | GUADALUPE BLANCO RIVER AUTH-MCQUEENEY |  | HK | WAT |  | Conventional Hydro | 1928 |  | 7.7 | 6.391 | 6.314 | 6.391 | 6.391 | 6.391 | 6.391 | 6.391 | 6.391 | 6.391 | 6.391 | 6.391 | 6.391 | 6.391 | 6.314 | 6.314 | 6.314 | 6.314 | 6.314 | 6.314 | 6.314 | 6.314 | 6.314 | 6.314 | 6.314 | 0 | 0 | 0 | 0 | 0 | 0 | 0 | 0 | 0 | 0 | 0 | 0 | 0 | 0 | 0 | 0 | 0 | 0 | 0 | 0 | 0 | 0
Existing | US | TRE | 1522563 | 3582 | DG_SCHUM_2UNITS | 42371 | Dunlap TP 1 | GUADALUPE BLANCO RIVER AUTH-SCHUMANSVILLE |  | HK | WAT |  | Conventional Hydro | 1928 |  | 3.6 | 2.988 | 2.952 | 2.988 | 2.988 | 2.988 | 2.988 | 2.988 | 2.988 | 2.988 | 2.988 | 2.988 | 2.988 | 2.988 | 2.952 | 2.952 | 2.952 | 2.952 | 2.952 | 2.952 | 2.952 | 2.952 | 2.952 | 2.952 | 2.952 | 0 | 0 | 0 | 0 | 0 | 0 | 0 | 0 | 0 | 0 | 0 | 0 | 0 | 0 | 0 | 0 | 0 | 0 | 0 | 0 | 0 | 0
Existing | US | TRE | 1725045 | 794 | DG_LWSVL_1UNIT | 1 | Lewisville | LEWISVILLE HYDRO-CITY OF GARLAND |  | HK | WAT |  | Conventional Hydro | 1991 |  | 2.2 | 1.826 | 1.804 | 1.826 | 1.826 | 1.826 | 1.826 | 1.826 | 1.826 | 1.826 | 1.826 | 1.826 | 1.826 | 1.826 | 1.804 | 1.804 | 1.804 | 1.804 | 1.804 | 1.804 | 1.804 | 1.804 | 1.804 | 1.804 | 1.804 | 0 | 0 | 0 | 0 | 0 | 0 | 0 | 0 | 0 | 0 | 0 | 0 | 0 | 0 | 0 | 0 | 0 | 0 | 0 | 0 | 0 | 0
Existing | US | TRE | 57865 |  | AEEC_ANTLP_3 |  | Antelope Station | ANTELOPE IC 3 |  | IC | NG |  | Natural Gas and Other Gases | 2016 |  | 56.04 | 54 | 56 | 54 | 0 | 0 | 0 | 0 | 0 | 0 | 0 | 0 | 0 | 0 | 56 | 0 | 0 | 0 | 0 | 0 | 0 | 0 | 0 | 0 | 0 | 0 | 0 | 0 | 0 | 0 | 0 | 0 | 0 | 0 | 0 | 0 | 0 | 0 | 0 | 0 | 0 | 0 | 0 | 0 | 0 | 0 | 0 | SWGR (Switchable Generation Resource)
Existing | US | TRE |  | 55501 | KMCHI_1CT101 | CTG1 | Kiamichi Energy Facility | TENASKA KIAMICHI STATION 1CT101 |  | CT | NG |  | Natural Gas and Other Gases | 2003 |  | 183.9 | 153 | 178 | 153 | 153 | 153 | 153 | 153 | 153 | 153 | 153 | 153 | 153 | 153 | 178 | 178 | 178 | 178 | 178 | 178 | 178 | 178 | 178 | 178 | 178 | 0 | 0 | 0 | 0 | 0 | 0 | 0 | 0 | 0 | 0 | 0 | 0 | 0 | 0 | 0 | 0 | 0 | 0 | 0 | 0 | 0 | 0 | SWGR (Switchable Generation Resource)
Existing | US | TRE |  | 55501 | KMCHI_1CT201 | CTG2 | Kiamichi Energy Facility | TENASKA KIAMICHI STATION 1CT201 |  | CT | NG |  | Natural Gas and Other Gases | 2003 |  | 183.9 | 155 | 180 | 155 | 155 | 155 | 155 | 155 | 155 | 155 | 155 | 155 | 155 | 155 | 180 | 180 | 180 | 180 | 180 | 180 | 180 | 180 | 180 | 180 | 180 | 0 | 0 | 0 | 0 | 0 | 0 | 0 | 0 | 0 | 0 | 0 | 0 | 0 | 0 | 0 | 0 | 0 | 0 | 0 | 0 | 0 | 0 | SWGR (Switchable Generation Resource)
Existing | US | TRE |  | 55501 | KMCHI_1ST | STG1 | Kiamichi Energy Facility | TENASKA KIAMICHI STATION 1ST |  | CA | NG |  | Natural Gas and Other Gases | 2003 |  | 317.2 | 315 | 307 | 315 | 315 | 315 | 315 | 315 | 315 | 315 | 315 | 315 | 315 | 315 | 307 | 307 | 307 | 307 | 307 | 307 | 307 | 307 | 307 | 307 | 307 | 0 | 0 | 0 | 0 | 0 | 0 | 0 | 0 | 0 | 0 | 0 | 0 | 0 | 0 | 0 | 0 | 0 | 0 | 0 | 0 | 0 | 0 | SWGR (Switchable Generation Resource)
Existing | US | TRE |  | 55501 | KMCHI_2CT101 | CTG3 | Kiamichi Energy Facility | TENASKA KIAMICHI STATION 2CT101 |  | CT | NG |  | Natural Gas and Other Gases | 2003 |  | 183.9 | 153 | 178 | 153 | 153 | 153 | 153 | 153 | 153 | 153 | 153 | 153 | 153 | 153 | 178 | 178 | 178 | 178 | 178 | 178 | 178 | 178 | 178 | 178 | 178 | 0 | 0 | 0 | 0 | 0 | 0 | 0 | 0 | 0 | 0 | 0 | 0 | 0 | 0 | 0 | 0 | 0 | 0 | 0 | 0 | 0 | 0 | SWGR (Switchable Generation Resource)
Existing | US | TRE |  | 55501 | KMCHI_2CT201 | CTG4 | Kiamichi Energy Facility | TENASKA KIAMICHI STATION 2CT201 |  | CT | NG |  | Natural Gas and Other Gases | 2003 |  | 183.9 | 155 | 180 | 155 | 155 | 155 | 155 | 155 | 155 | 155 | 155 | 155 | 155 | 155 | 180 | 180 | 180 | 180 | 180 | 180 | 180 | 180 | 180 | 180 | 180 | 0 | 0 | 0 | 0 | 0 | 0 | 0 | 0 | 0 | 0 | 0 | 0 | 0 | 0 | 0 | 0 | 0 | 0 | 0 | 0 | 0 | 0 | SWGR (Switchable Generation Resource)
Existing | US | TRE |  | 55501 | KMCHI_2ST | STG2 | Kiamichi Energy Facility | TENASKA KIAMICHI STATION 2ST |  | CA | NG |  | Natural Gas and Other Gases | 2003 |  | 317.2 | 315 | 307 | 315 | 315 | 315 | 315 | 315 | 315 | 315 | 315 | 315 | 315 | 315 | 307 | 307 | 307 | 307 | 307 | 307 | 307 | 307 | 307 | 307 | 307 | 0 | 0 | 0 | 0 | 0 | 0 | 0 | 0 | 0 | 0 | 0 | 0 | 0 | 0 | 0 | 0 | 0 | 0 | 0 | 0 | 0 | 0 | SWGR (Switchable Generation Resource)
Existing | US | TRE | 1372482 | 55062 | FTR_FTR_G1 | GTG1 | Tenaska Frontier Generation St | TENASKA FRONTIER STATION CTG 1 |  | CT | NG |  | Natural Gas and Other Gases | 2000 |  | 185 | 105.4545 | 122.5532 | 105.4545 | 105.4545 | 160 | 160 | 160 | 160 | 160 | 160 | 160 | 160 | 160 | 122.5532 | 122.5532 | 180 | 180 | 180 | 180 | 180 | 180 | 180 | 180 | 180 | 0 | 0 | 0 | 0 | 0 | 0 | 0 | 0 | 0 | 0 | 0 | 0 | 0 | 0 | 0 | 0 | 0 | 0 | 0 | 0 | 0 | 0 | SWGR (Switchable Generation Resource); capacity adjusted upwards beginning summer 2021 and winter 2020-21 to reflect termination of 300 MW off-take agreement with MISO customers.
Existing | US | TRE | 1754480 | 55062 | FTR_FTR_G2 | GTG2 | Tenaska Frontier Generation St | TENASKA FRONTIER STATION CTG 2 |  | CT | NG |  | Natural Gas and Other Gases | 2000 |  | 185 | 105.4545 | 122.5532 | 105.4545 | 105.4545 | 160 | 160 | 160 | 160 | 160 | 160 | 160 | 160 | 160 | 122.5532 | 122.5532 | 180 | 180 | 180 | 180 | 180 | 180 | 180 | 180 | 180 | 0 | 0 | 0 | 0 | 0 | 0 | 0 | 0 | 0 | 0 | 0 | 0 | 0 | 0 | 0 | 0 | 0 | 0 | 0 | 0 | 0 | 0 | SWGR (Switchable Generation Resource); capacity adjusted upwards beginning summer 2021 and winter 2020-21 to reflect termination of 300 MW off-take agreement with MISO customers.
Existing | US | TRE | 1438257 | 55062 | FTR_FTR_G3 | GTG3 | Tenaska Frontier Generation St | TENASKA FRONTIER STATION CTG 3 |  | CT | NG |  | Natural Gas and Other Gases | 2000 |  | 185 | 105.4545 | 122.5532 | 105.4545 | 105.4545 | 160 | 160 | 160 | 160 | 160 | 160 | 160 | 160 | 160 | 122.5532 | 122.5532 | 180 | 180 | 180 | 180 | 180 | 180 | 180 | 180 | 180 | 0 | 0 | 0 | 0 | 0 | 0 | 0 | 0 | 0 | 0 | 0 | 0 | 0 | 0 | 0 | 0 | 0 | 0 | 0 | 0 | 0 | 0 | SWGR (Switchable Generation Resource); capacity adjusted upwards beginning summer 2021 and winter 2020-21 to reflect termination of 300 MW off-take agreement with MISO customers.
Existing | US | TRE | 1585108 | 55062 | FTR_FTR_G4 | STG1 | Tenaska Frontier Generation St | TENASKA FRONTIER STATION STG 4 |  | CA | NG |  | Natural Gas and Other Gases | 2000 |  | 400 | 263.6364 | 272.3404 | 263.6364 | 263.6364 | 400 | 400 | 400 | 400 | 400 | 400 | 400 | 400 | 400 | 272.3404 | 272.3404 | 400 | 400 | 400 | 400 | 400 | 400 | 400 | 400 | 400 | 0 | 0 | 0 | 0 | 0 | 0 | 0 | 0 | 0 | 0 | 0 | 0 | 0 | 0 | 0 | 0 | 0 | 0 | 0 | 0 | 0 | 0 | SWGR (Switchable Generation Resource); capacity adjusted upwards beginning summer 2021 and winter 2020-21 to reflect termination of 300 MW off-take agreement with MISO customers.
Existing | US | TRE | 1920261 | 55132 | TGCCS_CT1 | CTG1 | Tenaska Gateway | TENASKA GATEWAY STATION CTG 1 |  | CT | NG |  | Natural Gas and Other Gases | 2001 |  | 179 | 156 | 162 | 156 | 156 | 156 | 156 | 156 | 156 | 156 | 156 | 156 | 156 | 156 | 162 | 162 | 162 | 162 | 162 | 162 | 162 | 162 | 162 | 162 | 162 | 0 | 0 | 0 | 0 | 0 | 0 | 0 | 0 | 0 | 0 | 0 | 0 | 0 | 0 | 0 | 0 | 0 | 0 | 0 | 0 | 0 | 0 | SWGR (Switchable Generation Resource)
Existing | US | TRE | 1084219 | 55132 | TGCCS_CT2 | CTG2 | Tenaska Gateway | TENASKA GATEWAY STATION CTG 2 |  | CT | NG |  | Natural Gas and Other Gases | 2001 |  | 179 | 135 | 179 | 135 | 135 | 135 | 135 | 135 | 135 | 135 | 135 | 135 | 135 | 135 | 179 | 179 | 179 | 179 | 179 | 179 | 179 | 179 | 179 | 179 | 179 | 0 | 0 | 0 | 0 | 0 | 0 | 0 | 0 | 0 | 0 | 0 | 0 | 0 | 0 | 0 | 0 | 0 | 0 | 0 | 0 | 0 | 0 | SWGR (Switchable Generation Resource)
Existing | US | TRE | 1960567 | 55132 | TGCCS_CT3 | CTG3 | Tenaska Gateway | TENASKA GATEWAY STATION CTG 3 |  | CT | NG |  | Natural Gas and Other Gases | 2001 |  | 179 | 153 | 178 | 153 | 153 | 153 | 153 | 153 | 153 | 153 | 153 | 153 | 153 | 153 | 178 | 178 | 178 | 178 | 178 | 178 | 178 | 178 | 178 | 178 | 178 | 0 | 0 | 0 | 0 | 0 | 0 | 0 | 0 | 0 | 0 | 0 | 0 | 0 | 0 | 0 | 0 | 0 | 0 | 0 | 0 | 0 | 0 | SWGR (Switchable Generation Resource)
Existing | US | TRE | 1417061 | 55132 | TGCCS_UNIT4 | STG1 | Tenaska Gateway | TENASKA GATEWAY STATION STG 4 |  | CT | NG |  | Natural Gas and Other Gases | 2001 |  | 390 | 402 | 389 | 402 | 402 | 402 | 402 | 402 | 402 | 402 | 402 | 402 | 402 | 402 | 389 | 389 | 389 | 389 | 389 | 389 | 389 | 389 | 389 | 389 | 389 | 0 | 0 | 0 | 0 | 0 | 0 | 0 | 0 | 0 | 0 | 0 | 0 | 0 | 0 | 0 | 0 | 0 | 0 | 0 | 0 | 0 | 0 | SWGR (Switchable Generation Resource)
Existing | US | TRE | 1360819 | 58000 | ANACACHO_ANA | ANA | Anacacho Wind Farm | ANACACHO WIND |  | WT | WND |  | Wind | 2012 |  | 99.83 | 14.97 | 19.96 | 14.97 | 14.97 | 14.97 | 14.97 | 14.97 | 14.97 | 14.97 | 14.97 | 14.97 | 14.97 | 14.97 | 19.96 | 19.96 | 19.96 | 19.96 | 19.96 | 19.96 | 19.96 | 19.96 | 19.96 | 19.96 | 19.96 | 0 | 0 | 0 | 0 | 0 | 0 | 0 | 0 | 0 | 0 | 0 | 0 | 0 | 0 | 0 | 0 | 0 | 0 | 0 | 0 | 0 | 0
Existing | US | TRE | 1040924 | 57156 | BRTSW_BCW1 | BC | Barton Chapel Wind Farm | BARTON CHAPEL WIND |  | WT | WND |  | Wind | 2007 |  | 120 | 18 | 24 | 18 | 18 | 18 | 18 | 18 | 18 | 18 | 18 | 18 | 18 | 18 | 24 | 24 | 24 | 24 | 24 | 24 | 24 | 24 | 24 | 24 | 24 | 0 | 0 | 0 | 0 | 0 | 0 | 0 | 0 | 0 | 0 | 0 | 0 | 0 | 0 | 0 | 0 | 0 | 0 | 0 | 0 | 0 | 0
Existing | US | TRE | 1525415 | 58372 | BLSUMMIT_BLSMT1_5 | GEN1 | Blue Summit Wind LLC | BLUE SUMMIT WIND 5 |  | WT | WND |  | Wind | 2013 |  | 13.8 | 1.35 | 1.8 | 1.35 | 1.35 | 1.35 | 1.35 | 1.35 | 1.35 | 1.35 | 1.35 | 1.35 | 1.35 | 1.35 | 1.8 | 1.8 | 1.8 | 1.8 | 1.8 | 1.8 | 1.8 | 1.8 | 1.8 | 1.8 | 1.8 | 0 | 0 | 0 | 0 | 0 | 0 | 0 | 0 | 0 | 0 | 0 | 0 | 0 | 0 | 0 | 0 | 0 | 0 | 0 | 0 | 0 | 0
Existing | US | TRE | 1605677 | 58372 | BLSUMMIT_BLSMT1_6 | GEN1 | Blue Summit Wind LLC | BLUE SUMMIT WIND 6 |  | WT | WND |  | Wind | 2013 |  | 131.2 | 18.96 | 25.28 | 18.96 | 18.96 | 18.96 | 18.96 | 18.96 | 18.96 | 18.96 | 18.96 | 18.96 | 18.96 | 18.96 | 25.28 | 25.28 | 25.28 | 25.28 | 25.28 | 25.28 | 25.28 | 25.28 | 25.28 | 25.28 | 25.28 | 0 | 0 | 0 | 0 | 0 | 0 | 0 | 0 | 0 | 0 | 0 | 0 | 0 | 0 | 0 | 0 | 0 | 0 | 0 | 0 | 0 | 0
Existing | US | TRE | 1312292 | 57974 | BCATWIND_WIND_1 | GEN1 | Bobcat Bluff Wind Project LLC | BOBCAT BLUFF WIND |  | WT | WND |  | Wind | 2012 |  | 162 | 24.3 | 32.4 | 24.3 | 24.3 | 24.3 | 24.3 | 24.3 | 24.3 | 24.3 | 24.3 | 24.3 | 24.3 | 24.3 | 32.4 | 32.4 | 32.4 | 32.4 | 32.4 | 32.4 | 32.4 | 32.4 | 32.4 | 32.4 | 32.4 | 0 | 0 | 0 | 0 | 0 | 0 | 0 | 0 | 0 | 0 | 0 | 0 | 0 | 0 | 0 | 0 | 0 | 0 | 0 | 0 | 0 | 0 | Upgrade/repower project in queue (projected COD: 7/8/2019)
Existing | US | TRE | 1400848 | 59734 | BRISCOE_WIND |  |  | BRISCOE WIND |  | WT | WND |  | Wind | 2015 |  | 149.8 | 22.47 | 29.96 | 22.47 | 22.47 | 22.47 | 22.47 | 22.47 | 22.47 | 22.47 | 22.47 | 22.47 | 22.47 | 22.47 | 29.96 | 29.96 | 29.96 | 29.96 | 29.96 | 29.96 | 29.96 | 29.96 | 29.96 | 29.96 | 29.96 | 0 | 0 | 0 | 0 | 0 | 0 | 0 | 0 | 0 | 0 | 0 | 0 | 0 | 0 | 0 | 0 | 0 | 0 | 0 | 0 | 0 | 0
Existing | US | TRE |  | 60983 | BUCKTHRN_UNIT1 |  |  | BUCKTHORN WIND 1 A |  | WT | WND |  | Wind | 2017 |  | 44.9 | 6.735 | 8.98 | 6.735 | 6.735 | 6.735 | 6.735 | 6.735 | 6.735 | 6.735 | 6.735 | 6.735 | 6.735 | 6.735 | 8.98 | 8.98 | 8.98 | 8.98 | 8.98 | 8.98 | 8.98 | 8.98 | 8.98 | 8.98 | 8.98 | 0 | 0 | 0 | 0 | 0 | 0 | 0 | 0 | 0 | 0 | 0 | 0 | 0 | 0 | 0 | 0 | 0 | 0 | 0 | 0 | 0 | 0
Existing | US | TRE |  | 60983 | BUCKTHRN_UNIT2 |  |  | BUCKTHORN WIND 1 B |  | WT | WND |  | Wind | 2017 |  | 55.7 | 8.355 | 11.14 | 8.355 | 8.355 | 8.355 | 8.355 | 8.355 | 8.355 | 8.355 | 8.355 | 8.355 | 8.355 | 8.355 | 11.14 | 11.14 | 11.14 | 11.14 | 11.14 | 11.14 | 11.14 | 11.14 | 11.14 | 11.14 | 11.14 | 0 | 0 | 0 | 0 | 0 | 0 | 0 | 0 | 0 | 0 | 0 | 0 | 0 | 0 | 0 | 0 | 0 | 0 | 0 | 0 | 0 | 0
Existing | US | TRE | 1420141 | 56240 | BUFF_GAP_UNIT1 | 1 | Buffalo Gap Wind Farm | BUFFALO GAP WIND 1 |  | WT | WND |  | Wind | 2006 |  | 120.6 | 18.09 | 24.12 | 18.09 | 18.09 | 18.09 | 18.09 | 18.09 | 18.09 | 18.09 | 18.09 | 18.09 | 18.09 | 18.09 | 24.12 | 24.12 | 24.12 | 24.12 | 24.12 | 24.12 | 24.12 | 24.12 | 24.12 | 24.12 | 24.12 | 0 | 0 | 0 | 0 | 0 | 0 | 0 | 0 | 0 | 0 | 0 | 0 | 0 | 0 | 0 | 0 | 0 | 0 | 0 | 0 | 0 | 0
Existing | US | TRE | 1133741 | 56484 | BUFF_GAP_UNIT2_1 | 1 | Buffalo Gap 2 Wind Farm | BUFFALO GAP WIND 2_1 |  | WT | WND |  | Wind | 2007 |  | 115.5 | 17.325 | 23.1 | 17.325 | 17.325 | 17.325 | 17.325 | 17.325 | 17.325 | 17.325 | 17.325 | 17.325 | 17.325 | 17.325 | 23.1 | 23.1 | 23.1 | 23.1 | 23.1 | 23.1 | 23.1 | 23.1 | 23.1 | 23.1 | 23.1 | 0 | 0 | 0 | 0 | 0 | 0 | 0 | 0 | 0 | 0 | 0 | 0 | 0 | 0 | 0 | 0 | 0 | 0 | 0 | 0 | 0 | 0
Existing | US | TRE | 1833068 | 56484 | BUFF_GAP_UNIT2_2 | 1 | Buffalo Gap 2 Wind Farm | BUFFALO GAP WIND 2_2 |  | WT | WND |  | Wind | 2007 |  | 117 | 17.55 | 23.4 | 17.55 | 17.55 | 17.55 | 17.55 | 17.55 | 17.55 | 17.55 | 17.55 | 17.55 | 17.55 | 17.55 | 23.4 | 23.4 | 23.4 | 23.4 | 23.4 | 23.4 | 23.4 | 23.4 | 23.4 | 23.4 | 23.4 | 0 | 0 | 0 | 0 | 0 | 0 | 0 | 0 | 0 | 0 | 0 | 0 | 0 | 0 | 0 | 0 | 0 | 0 | 0 | 0 | 0 | 0
Existing | US | TRE | 1507657 | 56638 | BUFF_GAP_UNIT3 | GEN1 | Buffalo Gap 3 Wind Farm | BUFFALO GAP WIND 3 |  | WT | WND |  | Wind | 2008 |  | 170.2 | 25.53 | 34.04 | 25.53 | 25.53 | 25.53 | 25.53 | 25.53 | 25.53 | 25.53 | 25.53 | 25.53 | 25.53 | 25.53 | 34.04 | 34.04 | 34.04 | 34.04 | 34.04 | 34.04 | 34.04 | 34.04 | 34.04 | 34.04 | 34.04 | 0 | 0 | 0 | 0 | 0 | 0 | 0 | 0 | 0 | 0 | 0 | 0 | 0 | 0 | 0 | 0 | 0 | 0 | 0 | 0 | 0 | 0
Existing | US | TRE | 1434758 | 56956 | BULLCRK_WND1 | 1 | Bull Creek Wind | BULL CREEK WIND U1 |  | WT | WND |  | Wind | 2009 |  | 89 | 13.2 | 17.6 | 13.2 | 13.2 | 13.2 | 13.2 | 13.2 | 13.2 | 13.2 | 13.2 | 13.2 | 13.2 | 13.2 | 17.6 | 17.6 | 17.6 | 17.6 | 17.6 | 17.6 | 17.6 | 17.6 | 17.6 | 17.6 | 17.6 | 0 | 0 | 0 | 0 | 0 | 0 | 0 | 0 | 0 | 0 | 0 | 0 | 0 | 0 | 0 | 0 | 0 | 0 | 0 | 0 | 0 | 0
Existing | US | TRE | 1600609 | 56956 | BULLCRK_WND2 | 001A | Bull Creek Wind | BULL CREEK WIND U2 |  | WT | WND |  | Wind | 2009 |  | 91 | 13.5 | 18 | 13.5 | 13.5 | 13.5 | 13.5 | 13.5 | 13.5 | 13.5 | 13.5 | 13.5 | 13.5 | 13.5 | 18 | 18 | 18 | 18 | 18 | 18 | 18 | 18 | 18 | 18 | 18 | 0 | 0 | 0 | 0 | 0 | 0 | 0 | 0 | 0 | 0 | 0 | 0 | 0 | 0 | 0 | 0 | 0 | 0 | 0 | 0 | 0 | 0
Existing | US | TRE | 1618195 | 56270 | CALLAHAN_WND1 | 1 | Callahan Divide Wind Energy Center | CALLAHAN WIND |  | WT | WND |  | Wind | 2004 |  | 114 | 17.1 | 22.8 | 17.1 | 17.1 | 17.1 | 17.1 | 17.1 | 17.1 | 17.1 | 17.1 | 17.1 | 17.1 | 17.1 | 22.8 | 22.8 | 22.8 | 22.8 | 22.8 | 22.8 | 22.8 | 22.8 | 22.8 | 22.8 | 22.8 | 0 | 0 | 0 | 0 | 0 | 0 | 0 | 0 | 0 | 0 | 0 | 0 | 0 | 0 | 0 | 0 | 0 | 0 | 0 | 0 | 0 | 0
Existing | US | TRE | 1942646 | 56506 | CSEC_CSECG1 | SCW | Scurry County Wind LP | CAMP SPRINGS WIND 1 |  | WT | WND |  | Wind | 2007 |  | 130.5 | 19.575 | 26.1 | 19.575 | 19.575 | 19.575 | 19.575 | 19.575 | 19.575 | 19.575 | 19.575 | 19.575 | 19.575 | 19.575 | 26.1 | 26.1 | 26.1 | 26.1 | 26.1 | 26.1 | 26.1 | 26.1 | 26.1 | 26.1 | 26.1 | 0 | 0 | 0 | 0 | 0 | 0 | 0 | 0 | 0 | 0 | 0 | 0 | 0 | 0 | 0 | 0 | 0 | 0 | 0 | 0 | 0 | 0
Existing | US | TRE | 1081546 | 56775 | CSEC_CSECG2 | 1 | Scurry County Wind II | CAMP SPRINGS WIND 2 |  | WT | WND |  | Wind | 2007 |  | 120 | 18 | 24 | 18 | 18 | 18 | 18 | 18 | 18 | 18 | 18 | 18 | 18 | 18 | 24 | 24 | 24 | 24 | 24 | 24 | 24 | 24 | 24 | 24 | 24 | 0 | 0 | 0 | 0 | 0 | 0 | 0 | 0 | 0 | 0 | 0 | 0 | 0 | 0 | 0 | 0 | 0 | 0 | 0 | 0 | 0 | 0
Existing | US | TRE | 1252486 | 56763 | CAPRIDGE_CR1 | 2 | Capricorn Ridge Wind LLC | CAPRICORN RIDGE WIND 1 |  | WT | WND |  | Wind | 2007 |  | 230.5 | 34.575 | 46.1 | 34.575 | 34.575 | 34.575 | 34.575 | 34.575 | 34.575 | 34.575 | 34.575 | 34.575 | 34.575 | 34.575 | 46.1 | 46.1 | 46.1 | 46.1 | 46.1 | 46.1 | 46.1 | 46.1 | 46.1 | 46.1 | 46.1 | 0 | 0 | 0 | 0 | 0 | 0 | 0 | 0 | 0 | 0 | 0 | 0 | 0 | 0 | 0 | 0 | 0 | 0 | 0 | 0 | 0 | 0 | Upgrade/repower project in queue (projected COD: 11/1/2018)
Existing | US | TRE | 1177895 | 56763 | CAPRIDGE_CR2 | 3 | Capricorn Ridge Wind LLC | CAPRICORN RIDGE WIND 2 |  | WT | WND |  | Wind | 2007 |  | 149.5 | 22.425 | 29.9 | 22.425 | 22.425 | 22.425 | 22.425 | 22.425 | 22.425 | 22.425 | 22.425 | 22.425 | 22.425 | 22.425 | 29.9 | 29.9 | 29.9 | 29.9 | 29.9 | 29.9 | 29.9 | 29.9 | 29.9 | 29.9 | 29.9 | 0 | 0 | 0 | 0 | 0 | 0 | 0 | 0 | 0 | 0 | 0 | 0 | 0 | 0 | 0 | 0 | 0 | 0 | 0 | 0 | 0 | 0 | Upgrade/repower project in queue (projected COD: 11/1/2018)
Existing | US | TRE | 1119769 | 56763 | CAPRIDGE_CR3 | 4 | Capricorn Ridge Wind LLC | CAPRICORN RIDGE WIND 3 |  | WT | WND |  | Wind | 2008 |  | 202 | 30.3 | 40.4 | 30.3 | 30.3 | 30.3 | 30.3 | 30.3 | 30.3 | 30.3 | 30.3 | 30.3 | 30.3 | 30.3 | 40.4 | 40.4 | 40.4 | 40.4 | 40.4 | 40.4 | 40.4 | 40.4 | 40.4 | 40.4 | 40.4 | 0 | 0 | 0 | 0 | 0 | 0 | 0 | 0 | 0 | 0 | 0 | 0 | 0 | 0 | 0 | 0 | 0 | 0 | 0 | 0 | 0 | 0 | Upgrade/repower project in queue (projected COD: 11/1/2018)
Existing | US | TRE | 1568270 | 56763 | CAPRIDG4_CR4 | 1 | Capricorn Ridge Wind LLC | CAPRICORN RIDGE WIND 4 |  | WT | WND |  | Wind | 2008 |  | 112.5 | 16.875 | 22.5 | 16.875 | 16.875 | 16.875 | 16.875 | 16.875 | 16.875 | 16.875 | 16.875 | 16.875 | 16.875 | 16.875 | 22.5 | 22.5 | 22.5 | 22.5 | 22.5 | 22.5 | 22.5 | 22.5 | 22.5 | 22.5 | 22.5 | 0 | 0 | 0 | 0 | 0 | 0 | 0 | 0 | 0 | 0 | 0 | 0 | 0 | 0 | 0 | 0 | 0 | 0 | 0 | 0 | 0 | 0 | Upgrade/repower project in queue (projected COD: 11/1/2018)
Existing | US | TRE | 1022816 | 57260 | CEDROHIL_CHW1 | 1 | Cedro Hill Wind LLC | CEDRO HILL WIND 1 |  | WT | WND |  | Wind | 2010 |  | 75 | 11.25 | 15 | 11.25 | 11.25 | 11.25 | 11.25 | 11.25 | 11.25 | 11.25 | 11.25 | 11.25 | 11.25 | 11.25 | 15 | 15 | 15 | 15 | 15 | 15 | 15 | 15 | 15 | 15 | 15 | 0 | 0 | 0 | 0 | 0 | 0 | 0 | 0 | 0 | 0 | 0 | 0 | 0 | 0 | 0 | 0 | 0 | 0 | 0 | 0 | 0 | 0
Existing | US | TRE | 1907847 | 57260 | CEDROHIL_CHW2 | 1 | Cedro Hill Wind LLC | CEDRO HILL WIND 2 |  | WT | WND |  | Wind | 2010 |  | 75 | 11.25 | 15 | 11.25 | 11.25 | 11.25 | 11.25 | 11.25 | 11.25 | 11.25 | 11.25 | 11.25 | 11.25 | 11.25 | 15 | 15 | 15 | 15 | 15 | 15 | 15 | 15 | 15 | 15 | 15 | 0 | 0 | 0 | 0 | 0 | 0 | 0 | 0 | 0 | 0 | 0 | 0 | 0 | 0 | 0 | 0 | 0 | 0 | 0 | 0 | 0 | 0
Existing | US | TRE | 1855252 | 56592 | CHAMPION_UNIT1 | CH1 | Champion Wind Farm LLC | CHAMPION WIND |  | WT | WND |  | Wind | 2008 |  | 126.5 | 18.975 | 25.3 | 18.975 | 18.975 | 18.975 | 18.975 | 18.975 | 18.975 | 18.975 | 18.975 | 18.975 | 18.975 | 18.975 | 25.3 | 25.3 | 25.3 | 25.3 | 25.3 | 25.3 | 25.3 | 25.3 | 25.3 | 25.3 | 25.3 | 0 | 0 | 0 | 0 | 0 | 0 | 0 | 0 | 0 | 0 | 0 | 0 | 0 | 0 | 0 | 0 | 0 | 0 | 0 | 0 | 0 | 0
Existing | US | TRE |  | 60210 | COTPLNS_COTTONPL |  |  | COTTON PLAINS WIND |  | WT | WND |  | Wind | 2016 |  | 50 | 7.56 | 10.08 | 7.56 | 7.56 | 7.56 | 7.56 | 7.56 | 7.56 | 7.56 | 7.56 | 7.56 | 7.56 | 7.56 | 10.08 | 10.08 | 10.08 | 10.08 | 10.08 | 10.08 | 10.08 | 10.08 | 10.08 | 10.08 | 10.08 | 0 | 0 | 0 | 0 | 0 | 0 | 0 | 0 | 0 | 0 | 0 | 0 | 0 | 0 | 0 | 0 | 0 | 0 | 0 | 0 | 0 | 0
Existing | US | TRE |  | 60902 | DERMOTT_UNIT1 |  |  | DERMOTT WIND 1_1 |  | WT | WND |  | Wind | 2017 |  | 126.5 | 18.975 | 25.3 | 18.975 | 18.975 | 18.975 | 18.975 | 18.975 | 18.975 | 18.975 | 18.975 | 18.975 | 18.975 | 18.975 | 25.3 | 25.3 | 25.3 | 25.3 | 25.3 | 25.3 | 25.3 | 25.3 | 25.3 | 25.3 | 25.3 | 0 | 0 | 0 | 0 | 0 | 0 | 0 | 0 | 0 | 0 | 0 | 0 | 0 | 0 | 0 | 0 | 0 | 0 | 0 | 0 | 0 | 0
Existing | US | TRE |  | 60902 | DERMOTT_UNIT2 |  |  | DERMOTT WIND 1_2 |  | WT | WND |  | Wind | 2017 |  | 126.5 | 18.975 | 25.3 | 18.975 | 18.975 | 18.975 | 18.975 | 18.975 | 18.975 | 18.975 | 18.975 | 18.975 | 18.975 | 18.975 | 25.3 | 25.3 | 25.3 | 25.3 | 25.3 | 25.3 | 25.3 | 25.3 | 25.3 | 25.3 | 25.3 | 0 | 0 | 0 | 0 | 0 | 0 | 0 | 0 | 0 | 0 | 0 | 0 | 0 | 0 | 0 | 0 | 0 | 0 | 0 | 0 | 0 | 0
Existing | US | TRE | 1321591 | 55992 | INDNENR_INDNENR | 1 | Desert Sky | DESERT SKY WIND 1 |  | WT | WND |  | Wind | 2002 |  | 87.75 | 12.6 | 16.8 | 12.6 | 12.6 | 12.6 | 12.6 | 12.6 | 12.6 | 12.6 | 12.6 | 12.6 | 12.6 | 12.6 | 16.8 | 16.8 | 16.8 | 16.8 | 16.8 | 16.8 | 16.8 | 16.8 | 16.8 | 16.8 | 16.8 | 0 | 0 | 0 | 0 | 0 | 0 | 0 | 0 | 0 | 0 | 0 | 0 | 0 | 0 | 0 | 0 | 0 | 0 | 0 | 0 | 0 | 0
Existing | US | TRE | 1925449 | 55992 | INDNENR_INDNENR_2 | 1 | Desert Sky | DESERT SKY WIND 2 |  | WT | WND |  | Wind | 2002 |  | 80.25 | 11.475 | 15.3 | 11.475 | 11.475 | 11.475 | 11.475 | 11.475 | 11.475 | 11.475 | 11.475 | 11.475 | 11.475 | 11.475 | 15.3 | 15.3 | 15.3 | 15.3 | 15.3 | 15.3 | 15.3 | 15.3 | 15.3 | 15.3 | 15.3 | 0 | 0 | 0 | 0 | 0 | 0 | 0 | 0 | 0 | 0 | 0 | 0 | 0 | 0 | 0 | 0 | 0 | 0 | 0 | 0 | 0 | 0
Existing | US | TRE |  | 59068 | GRANDVW1_COLA |  |  | DOUG COLBECK'S CORNER (CONWAY) A |  | WT | WND |  | Wind | 2016 |  | 100.2 | 15.03 | 20.04 | 15.03 | 15.03 | 15.03 | 15.03 | 15.03 | 15.03 | 15.03 | 15.03 | 15.03 | 15.03 | 15.03 | 20.04 | 20.04 | 20.04 | 20.04 | 20.04 | 20.04 | 20.04 | 20.04 | 20.04 | 20.04 | 20.04 | 0 | 0 | 0 | 0 | 0 | 0 | 0 | 0 | 0 | 0 | 0 | 0 | 0 | 0 | 0 | 0 | 0 | 0 | 0 | 0 | 0 | 0
Existing | US | TRE |  | 59068 | GRANDVW1_COLB |  |  | DOUG COLBECK'S CORNER (CONWAY) B |  | WT | WND |  | Wind | 2016 |  | 100.2 | 15.03 | 20.04 | 15.03 | 15.03 | 15.03 | 15.03 | 15.03 | 15.03 | 15.03 | 15.03 | 15.03 | 15.03 | 15.03 | 20.04 | 20.04 | 20.04 | 20.04 | 20.04 | 20.04 | 20.04 | 20.04 | 20.04 | 20.04 | 20.04 | 0 | 0 | 0 | 0 | 0 | 0 | 0 | 0 | 0 | 0 | 0 | 0 | 0 | 0 | 0 | 0 | 0 | 0 | 0 | 0 | 0 | 0
Existing | US | TRE | 1560307 | 56783 | ELB_ELBCREEK | 1 | Elbow Creek Wind Project LLC | ELBOW CREEK WIND |  | WT | WND |  | Wind | 2008 |  | 122 | 17.805 | 23.74 | 17.805 | 17.805 | 17.805 | 17.805 | 17.805 | 17.805 | 17.805 | 17.805 | 17.805 | 17.805 | 17.805 | 23.74 | 23.74 | 23.74 | 23.74 | 23.74 | 23.74 | 23.74 | 23.74 | 23.74 | 23.74 | 23.74 | 0 | 0 | 0 | 0 | 0 | 0 | 0 | 0 | 0 | 0 | 0 | 0 | 0 | 0 | 0 | 0 | 0 | 0 | 0 | 0 | 0 | 0
Existing | US | TRE |  | 60338 | DIGBY_UNIT1 |  |  | ELECTRA WIND 1 |  | WT | WND |  | Wind | 2017 |  | 98.9 | 14.835 | 19.78 | 14.835 | 14.835 | 14.835 | 14.835 | 14.835 | 14.835 | 14.835 | 14.835 | 14.835 | 14.835 | 14.835 | 19.78 | 19.78 | 19.78 | 19.78 | 19.78 | 19.78 | 19.78 | 19.78 | 19.78 | 19.78 | 19.78 | 0 | 0 | 0 | 0 | 0 | 0 | 0 | 0 | 0 | 0 | 0 | 0 | 0 | 0 | 0 | 0 | 0 | 0 | 0 | 0 | 0 | 0
Existing | US | TRE |  | 60338 | DIGBY_UNIT2 |  |  | ELECTRA WIND 2 |  | WT | WND |  | Wind | 2017 |  | 131.1 | 19.665 | 26.22 | 19.665 | 19.665 | 19.665 | 19.665 | 19.665 | 19.665 | 19.665 | 19.665 | 19.665 | 19.665 | 19.665 | 26.22 | 26.22 | 26.22 | 26.22 | 26.22 | 26.22 | 26.22 | 26.22 | 26.22 | 26.22 | 26.22 | 0 | 0 | 0 | 0 | 0 | 0 | 0 | 0 | 0 | 0 | 0 | 0 | 0 | 0 | 0 | 0 | 0 | 0 | 0 | 0 | 0 | 0
Existing | US | TRE |  | 60856 | ASTRA_UNIT1 |  |  | FALVEZ ASTRA WIND |  | WT | WND |  | Wind | 2017 |  | 163.2 | 24.48 | 32.64 | 24.48 | 24.48 | 24.48 | 24.48 | 24.48 | 24.48 | 24.48 | 24.48 | 24.48 | 24.48 | 24.48 | 32.64 | 32.64 | 32.64 | 32.64 | 32.64 | 32.64 | 32.64 | 32.64 | 32.64 | 32.64 | 32.64 | 0 | 0 | 0 | 0 | 0 | 0 | 0 | 0 | 0 | 0 | 0 | 0 | 0 | 0 | 0 | 0 | 0 | 0 | 0 | 0 | 0 | 0
Existing | US | TRE |  | 61212 | FTWIND_UNIT_1 |  | Flat Top Wind I | FLAT TOP WIND I |  | WT | WND |  | Wind | 1905 |  | 200 | 30 | 40 | 30 | 30 | 30 | 30 | 30 | 30 | 30 | 30 | 30 | 30 | 30 | 40 | 40 | 40 | 40 | 40 | 40 | 40 | 40 | 40 | 40 | 40 | 0 | 0 | 0 | 0 | 0 | 0 | 0 | 0 | 0 | 0 | 0 | 0 | 0 | 0 | 0 | 0 | 0 | 0 | 0 | 0 | 0 | 0
Existing | US | TRE |  | 60338 | FLUVANNA_UNIT1 |  |  | FLUVANNA RENEWABLE 1 A |  | WT | WND |  | Wind | 2017 |  | 79.8 | 11.97 | 15.96 | 11.97 | 11.97 | 11.97 | 11.97 | 11.97 | 11.97 | 11.97 | 11.97 | 11.97 | 11.97 | 11.97 | 15.96 | 15.96 | 15.96 | 15.96 | 15.96 | 15.96 | 15.96 | 15.96 | 15.96 | 15.96 | 15.96 | 0 | 0 | 0 | 0 | 0 | 0 | 0 | 0 | 0 | 0 | 0 | 0 | 0 | 0 | 0 | 0 | 0 | 0 | 0 | 0 | 0 | 0
Existing | US | TRE |  | 60338 | FLUVANNA_UNIT2 |  |  | FLUVANNA RENEWABLE 1 B |  | WT | WND |  | Wind | 2017 |  | 75.6 | 11.34 | 15.12 | 11.34 | 11.34 | 11.34 | 11.34 | 11.34 | 11.34 | 11.34 | 11.34 | 11.34 | 11.34 | 11.34 | 15.12 | 15.12 | 15.12 | 15.12 | 15.12 | 15.12 | 15.12 | 15.12 | 15.12 | 15.12 | 15.12 | 0 | 0 | 0 | 0 | 0 | 0 | 0 | 0 | 0 | 0 | 0 | 0 | 0 | 0 | 0 | 0 | 0 | 0 | 0 | 0 | 0 | 0
Existing | US | TRE | 1944092 | 56394 | MCDLD_FCW1 | 1 | Forest Creek Wind Farm LLC | FOREST CREEK WIND |  | WT | WND |  | Wind | 2007 |  | 124.2 | 18.63 | 24.84 | 18.63 | 18.63 | 18.63 | 18.63 | 18.63 | 18.63 | 18.63 | 18.63 | 18.63 | 18.63 | 18.63 | 24.84 | 24.84 | 24.84 | 24.84 | 24.84 | 24.84 | 24.84 | 24.84 | 24.84 | 24.84 | 24.84 | 0 | 0 | 0 | 0 | 0 | 0 | 0 | 0 | 0 | 0 | 0 | 0 | 0 | 0 | 0 | 0 | 0 | 0 | 0 | 0 | 0 | 0
Existing | US | TRE | 1433860 | 56754 | GOAT_GOATWIND | 1 | Goat Wind LP | GOAT WIND |  | WT | WND |  | Wind | 2008 |  | 80 | 12 | 16 | 12 | 12 | 12 | 12 | 12 | 12 | 12 | 12 | 12 | 12 | 12 | 16 | 16 | 16 | 16 | 16 | 16 | 16 | 16 | 16 | 16 | 16 | 0 | 0 | 0 | 0 | 0 | 0 | 0 | 0 | 0 | 0 | 0 | 0 | 0 | 0 | 0 | 0 | 0 | 0 | 0 | 0 | 0 | 0
Existing | US | TRE | 1043689 | 56754 | GOAT_GOATWIN2 | 2 | Goat Wind LP | GOAT WIND 2 |  | WT | WND |  | Wind | 2010 |  | 69.6 | 10.44 | 13.92 | 10.44 | 10.44 | 10.44 | 10.44 | 10.44 | 10.44 | 10.44 | 10.44 | 10.44 | 10.44 | 10.44 | 13.92 | 13.92 | 13.92 | 13.92 | 13.92 | 13.92 | 13.92 | 13.92 | 13.92 | 13.92 | 13.92 | 0 | 0 | 0 | 0 | 0 | 0 | 0 | 0 | 0 | 0 | 0 | 0 | 0 | 0 | 0 | 0 | 0 | 0 | 0 | 0 | 0 | 0
Existing | US | TRE | 1200092 | 58321 | GWEC_GWEC_G1 | 1 | Goldthwaite Wind Energy Facility | GOLDTHWAITE WIND 1 |  | WT | WND |  | Wind | 2014 |  | 148.6 | 22.29 | 29.72 | 22.29 | 22.29 | 22.29 | 22.29 | 22.29 | 22.29 | 22.29 | 22.29 | 22.29 | 22.29 | 22.29 | 29.72 | 29.72 | 29.72 | 29.72 | 29.72 | 29.72 | 29.72 | 29.72 | 29.72 | 29.72 | 29.72 | 0 | 0 | 0 | 0 | 0 | 0 | 0 | 0 | 0 | 0 | 0 | 0 | 0 | 0 | 0 | 0 | 0 | 0 | 0 | 0 | 0 | 0
Existing | US | TRE | 1953012 | 58596 | GRANDVW1_GV1A | GRVWI | Grandview Wind Farm | GRANDVIEW WIND 1 (CONWAY) GV1A |  | WT | WND |  | Wind | 2014 |  | 107.4 | 16.11 | 21.48 | 16.11 | 16.11 | 16.11 | 16.11 | 16.11 | 16.11 | 16.11 | 16.11 | 16.11 | 16.11 | 16.11 | 21.48 | 21.48 | 21.48 | 21.48 | 21.48 | 21.48 | 21.48 | 21.48 | 21.48 | 21.48 | 21.48 | 0 | 0 | 0 | 0 | 0 | 0 | 0 | 0 | 0 | 0 | 0 | 0 | 0 | 0 | 0 | 0 | 0 | 0 | 0 | 0 | 0 | 0
Existing | US | TRE | 1526702 | 58596 | GRANDVW1_GV1B | GRVWI | Grandview Wind Farm | GRANDVIEW WIND 1 (CONWAY) GV1B |  | WT | WND |  | Wind | 2014 |  | 103.8 | 15.57 | 20.76 | 15.57 | 15.57 | 15.57 | 15.57 | 15.57 | 15.57 | 15.57 | 15.57 | 15.57 | 15.57 | 15.57 | 20.76 | 20.76 | 20.76 | 20.76 | 20.76 | 20.76 | 20.76 | 20.76 | 20.76 | 20.76 | 20.76 | 0 | 0 | 0 | 0 | 0 | 0 | 0 | 0 | 0 | 0 | 0 | 0 | 0 | 0 | 0 | 0 | 0 | 0 | 0 | 0 | 0 | 0
Existing | US | TRE | 1288407 | 56111 | BRAZ_WND_WND1 | GEN1 | Brazos Wind Farm | GREEN MOUNTAIN WIND (BRAZOS) U1 |  | WT | WND |  | Wind | 2003 |  | 99 | 14.85 | 19.8 | 14.85 | 14.85 | 14.85 | 14.85 | 14.85 | 14.85 | 14.85 | 14.85 | 14.85 | 14.85 | 14.85 | 19.8 | 19.8 | 19.8 | 19.8 | 19.8 | 19.8 | 19.8 | 19.8 | 19.8 | 19.8 | 19.8 | 0 | 0 | 0 | 0 | 0 | 0 | 0 | 0 | 0 | 0 | 0 | 0 | 0 | 0 | 0 | 0 | 0 | 0 | 0 | 0 | 0 | 0
Existing | US | TRE | 1663154 | 56111 | BRAZ_WND_WND2 | GEN2 | Brazos Wind Farm | GREEN MOUNTAIN WIND (BRAZOS) U2 |  | WT | WND |  | Wind | 2003 |  | 61 | 9.15 | 12.2 | 9.15 | 9.15 | 9.15 | 9.15 | 9.15 | 9.15 | 9.15 | 9.15 | 9.15 | 9.15 | 9.15 | 12.2 | 12.2 | 12.2 | 12.2 | 12.2 | 12.2 | 12.2 | 12.2 | 12.2 | 12.2 | 12.2 | 0 | 0 | 0 | 0 | 0 | 0 | 0 | 0 | 0 | 0 | 0 | 0 | 0 | 0 | 0 | 0 | 0 | 0 | 0 | 0 | 0 | 0
Existing | US | TRE | 1607213 | 59732 | GPASTURE_WIND_I |  |  | GREEN PASTURES WIND I |  | WT | WND |  | Wind | 2015 |  | 150 | 22.5 | 30 | 22.5 | 22.5 | 22.5 | 22.5 | 22.5 | 22.5 | 22.5 | 22.5 | 22.5 | 22.5 | 22.5 | 30 | 30 | 30 | 30 | 30 | 30 | 30 | 30 | 30 | 30 | 30 | 0 | 0 | 0 | 0 | 0 | 0 | 0 | 0 | 0 | 0 | 0 | 0 | 0 | 0 | 0 | 0 | 0 | 0 | 0 | 0 | 0 | 0
Existing | US | TRE |  | 59733 | VERTIGO_WIND_I |  |  | VERTIGO WIND (FORMERLY GREEN PASTURES WIND 2) |  | WT | WND |  | Wind | 2016 |  | 150 | 22.5 | 30 | 22.5 | 22.5 | 22.5 | 22.5 | 22.5 | 22.5 | 22.5 | 22.5 | 22.5 | 22.5 | 22.5 | 30 | 30 | 30 | 30 | 30 | 30 | 30 | 30 | 30 | 30 | 30 | 0 | 0 | 0 | 0 | 0 | 0 | 0 | 0 | 0 | 0 | 0 | 0 | 0 | 0 | 0 | 0 | 0 | 0 | 0 | 0 | 0 | 0
Existing | US | TRE |  | 56776 | GUNMTN_G1 |  |  | GUNSIGHT MOUNTAIN WIND |  | WT | WND |  | Wind | 2016 |  | 119.9 | 17.985 | 23.98 | 17.985 | 17.985 | 17.985 | 17.985 | 17.985 | 17.985 | 17.985 | 17.985 | 17.985 | 17.985 | 17.985 | 23.98 | 23.98 | 23.98 | 23.98 | 23.98 | 23.98 | 23.98 | 23.98 | 23.98 | 23.98 | 23.98 | 0 | 0 | 0 | 0 | 0 | 0 | 0 | 0 | 0 | 0 | 0 | 0 | 0 | 0 | 0 | 0 | 0 | 0 | 0 | 0 | 0 | 0
Existing | US | TRE | 1720425 | 56823 | HWF_HWFG1 | HWFG1 | Hackberry Wind Farm | HACKBERRY WIND |  | WT | WND |  | Wind | 2008 |  | 165.6 | 24.525 | 32.7 | 24.525 | 24.525 | 24.525 | 24.525 | 24.525 | 24.525 | 24.525 | 24.525 | 24.525 | 24.525 | 24.525 | 32.7 | 32.7 | 32.7 | 32.7 | 32.7 | 32.7 | 32.7 | 32.7 | 32.7 | 32.7 | 32.7 | 0 | 0 | 0 | 0 | 0 | 0 | 0 | 0 | 0 | 0 | 0 | 0 | 0 | 0 | 0 | 0 | 0 | 0 | 0 | 0 | 0 | 0
Existing | US | TRE | 1620287 | 58773 | HRFDWIND_WIND_G | GEN1 | TX Hereford Wind | HEREFORD WIND G |  | WT | WND |  | Wind | 2015 |  | 99.9 | 14.985 | 19.98 | 14.985 | 14.985 | 14.985 | 14.985 | 14.985 | 14.985 | 14.985 | 14.985 | 14.985 | 14.985 | 14.985 | 19.98 | 19.98 | 19.98 | 19.98 | 19.98 | 19.98 | 19.98 | 19.98 | 19.98 | 19.98 | 19.98 | 0 | 0 | 0 | 0 | 0 | 0 | 0 | 0 | 0 | 0 | 0 | 0 | 0 | 0 | 0 | 0 | 0 | 0 | 0 | 0 | 0 | 0
Existing | US | TRE | 1259050 | 58773 | HRFDWIND_WIND_V | GEN1 | TX Hereford Wind | HEREFORD WIND V |  | WT | WND |  | Wind | 2015 |  | 100 | 15 | 20 | 15 | 15 | 15 | 15 | 15 | 15 | 15 | 15 | 15 | 15 | 15 | 20 | 20 | 20 | 20 | 20 | 20 | 20 | 20 | 20 | 20 | 20 | 0 | 0 | 0 | 0 | 0 | 0 | 0 | 0 | 0 | 0 | 0 | 0 | 0 | 0 | 0 | 0 | 0 | 0 | 0 | 0 | 0 | 0
Existing | US | TRE |  | 60987 | HICKMAN_G1 |  |  | HICKMAN (SANTA RITA WIND) 1 |  | WT | WND |  | Wind | 2018 |  | 150 | 22.875 | 30.5 | 22.875 | 22.875 | 22.875 | 22.875 | 22.875 | 22.875 | 22.875 | 22.875 | 22.875 | 22.875 | 22.875 | 30.5 | 30.5 | 30.5 | 30.5 | 30.5 | 30.5 | 30.5 | 30.5 | 30.5 | 30.5 | 30.5 | 0 | 0 | 0 | 0 | 0 | 0 | 0 | 0 | 0 | 0 | 0 | 0 | 0 | 0 | 0 | 0 | 0 | 0 | 0 | 0 | 0 | 0
Existing | US | TRE |  | 60987 | HICKMAN_G2 |  |  | HICKMAN (SANTA RITA WIND) 2 |  | WT | WND |  | Wind | 2018 |  | 150 | 22.125 | 29.5 | 22.125 | 22.125 | 22.125 | 22.125 | 22.125 | 22.125 | 22.125 | 22.125 | 22.125 | 22.125 | 22.125 | 29.5 | 29.5 | 29.5 | 29.5 | 29.5 | 29.5 | 29.5 | 29.5 | 29.5 | 29.5 | 29.5 | 0 | 0 | 0 | 0 | 0 | 0 | 0 | 0 | 0 | 0 | 0 | 0 | 0 | 0 | 0 | 0 | 0 | 0 | 0 | 0 | 0 | 0
Existing | US | TRE |  | 57617 | MIRASOLE_MIR11 |  |  | HIDALGO & STARR WIND 11 |  | WT | WND |  | Wind | 2016 |  | 50 | 7.8 | 10.4 | 7.8 | 7.8 | 7.8 | 7.8 | 7.8 | 7.8 | 7.8 | 7.8 | 7.8 | 7.8 | 7.8 | 10.4 | 10.4 | 10.4 | 10.4 | 10.4 | 10.4 | 10.4 | 10.4 | 10.4 | 10.4 | 10.4 | 0 | 0 | 0 | 0 | 0 | 0 | 0 | 0 | 0 | 0 | 0 | 0 | 0 | 0 | 0 | 0 | 0 | 0 | 0 | 0 | 0 | 0
Existing | US | TRE |  | 57617 | MIRASOLE_MIR12 |  |  | HIDALGO & STARR WIND 12 |  | WT | WND |  | Wind | 2016 |  | 100 | 14.7 | 19.6 | 14.7 | 14.7 | 14.7 | 14.7 | 14.7 | 14.7 | 14.7 | 14.7 | 14.7 | 14.7 | 14.7 | 19.6 | 19.6 | 19.6 | 19.6 | 19.6 | 19.6 | 19.6 | 19.6 | 19.6 | 19.6 | 19.6 | 0 | 0 | 0 | 0 | 0 | 0 | 0 | 0 | 0 | 0 | 0 | 0 | 0 | 0 | 0 | 0 | 0 | 0 | 0 | 0 | 0 | 0
Existing | US | TRE |  | 57617 | MIRASOLE_MIR21 |  |  | HIDALGO & STARR WIND 21 |  | WT | WND |  | Wind | 2016 |  | 100 | 15 | 20 | 15 | 15 | 15 | 15 | 15 | 15 | 15 | 15 | 15 | 15 | 15 | 20 | 20 | 20 | 20 | 20 | 20 | 20 | 20 | 20 | 20 | 20 | 0 | 0 | 0 | 0 | 0 | 0 | 0 | 0 | 0 | 0 | 0 | 0 | 0 | 0 | 0 | 0 | 0 | 0 | 0 | 0 | 0 | 0
Existing | US | TRE |  | 60339 | HORSECRK_UNIT1 |  |  | HORSE CREEK WIND 1 |  | WT | WND |  | Wind | 2016 |  | 131.1 | 19.665 | 26.22 | 19.665 | 19.665 | 19.665 | 19.665 | 19.665 | 19.665 | 19.665 | 19.665 | 19.665 | 19.665 | 19.665 | 26.22 | 26.22 | 26.22 | 26.22 | 26.22 | 26.22 | 26.22 | 26.22 | 26.22 | 26.22 | 26.22 | 0 | 0 | 0 | 0 | 0 | 0 | 0 | 0 | 0 | 0 | 0 | 0 | 0 | 0 | 0 | 0 | 0 | 0 | 0 | 0 | 0 | 0
Existing | US | TRE |  | 60339 | HORSECRK_UNIT2 |  |  | HORSE CREEK WIND 2 |  | WT | WND |  | Wind | 2016 |  | 98.9 | 14.835 | 19.78 | 14.835 | 14.835 | 14.835 | 14.835 | 14.835 | 14.835 | 14.835 | 14.835 | 14.835 | 14.835 | 14.835 | 19.78 | 19.78 | 19.78 | 19.78 | 19.78 | 19.78 | 19.78 | 19.78 | 19.78 | 19.78 | 19.78 | 0 | 0 | 0 | 0 | 0 | 0 | 0 | 0 | 0 | 0 | 0 | 0 | 0 | 0 | 0 | 0 | 0 | 0 | 0 | 0 | 0 | 0
Existing | US | TRE | 1141730 | 56291 | H_HOLLOW_WND1 | 1 | Horse Hollow Wind Energy Center | HORSE HOLLOW WIND 1 |  | WT | WND |  | Wind | 2005 |  | 206.6 | 30.99 | 41.32 | 30.99 | 30.99 | 30.99 | 30.99 | 30.99 | 30.99 | 30.99 | 30.99 | 30.99 | 30.99 | 30.99 | 41.32 | 41.32 | 41.32 | 41.32 | 41.32 | 41.32 | 41.32 | 41.32 | 41.32 | 41.32 | 41.32 | 0 | 0 | 0 | 0 | 0 | 0 | 0 | 0 | 0 | 0 | 0 | 0 | 0 | 0 | 0 | 0 | 0 | 0 | 0 | 0 | 0 | 0 | Upgrade/repower project in queue (projected COD: 11/1/2018)
Existing | US | TRE | 1080181 | 56291 | HHOLLOW2_WIND1 | 2 | Horse Hollow Wind Energy Center | HORSE HOLLOW WIND 2 |  | WT | WND |  | Wind | 2006 |  | 184 | 27.6 | 36.8 | 27.6 | 27.6 | 27.6 | 27.6 | 27.6 | 27.6 | 27.6 | 27.6 | 27.6 | 27.6 | 27.6 | 36.8 | 36.8 | 36.8 | 36.8 | 36.8 | 36.8 | 36.8 | 36.8 | 36.8 | 36.8 | 36.8 | 0 | 0 | 0 | 0 | 0 | 0 | 0 | 0 | 0 | 0 | 0 | 0 | 0 | 0 | 0 | 0 | 0 | 0 | 0 | 0 | 0 | 0 | Upgrade/repower project in queue (projected COD: 11/1/2018)
Existing | US | TRE | 1970433 | 56291 | HHOLLOW3_WND_1 | 3 | Horse Hollow Wind Energy Center | HORSE HOLLOW WIND 3 |  | WT | WND |  | Wind | 2006 |  | 223.5 | 33.525 | 44.7 | 33.525 | 33.525 | 33.525 | 33.525 | 33.525 | 33.525 | 33.525 | 33.525 | 33.525 | 33.525 | 33.525 | 44.7 | 44.7 | 44.7 | 44.7 | 44.7 | 44.7 | 44.7 | 44.7 | 44.7 | 44.7 | 44.7 | 0 | 0 | 0 | 0 | 0 | 0 | 0 | 0 | 0 | 0 | 0 | 0 | 0 | 0 | 0 | 0 | 0 | 0 | 0 | 0 | 0 | 0 | Upgrade/repower project in queue (projected COD: 11/1/2018)
Existing | US | TRE | 1485106 | 56291 | HHOLLOW4_WND1 | 4 | Horse Hollow Wind Energy Center | HORSE HOLLOW WIND 4 |  | WT | WND |  | Wind | 2006 |  | 115 | 17.25 | 23 | 17.25 | 17.25 | 17.25 | 17.25 | 17.25 | 17.25 | 17.25 | 17.25 | 17.25 | 17.25 | 17.25 | 23 | 23 | 23 | 23 | 23 | 23 | 23 | 23 | 23 | 23 | 23 | 0 | 0 | 0 | 0 | 0 | 0 | 0 | 0 | 0 | 0 | 0 | 0 | 0 | 0 | 0 | 0 | 0 | 0 | 0 | 0 | 0 | 0 | Upgrade/repower project in queue (projected COD: 11/1/2018)
Existing | US | TRE | 1946557 | 56984 | INDL_INADALE1 | 1 | Inadale Wind Farm LLC | INADALE WIND |  | WT | WND |  | Wind | 2008 |  | 95 | 14.25 | 19 | 14.25 | 14.25 | 14.25 | 14.25 | 14.25 | 14.25 | 14.25 | 14.25 | 14.25 | 14.25 | 14.25 | 19 | 19 | 19 | 19 | 19 | 19 | 19 | 19 | 19 | 19 | 19 | 0 | 0 | 0 | 0 | 0 | 0 | 0 | 0 | 0 | 0 | 0 | 0 | 0 | 0 | 0 | 0 | 0 | 0 | 0 | 0 | 0 | 0
Existing | US | TRE | 1946557 | 56984 | INDL_INADALE2 |  | Inadale Wind Farm LLC | INADALE WIND 2 |  | WT | WND |  | Wind | 2008 |  | 102 | 15.3 | 20.4 | 15.3 | 15.3 | 15.3 | 15.3 | 15.3 | 15.3 | 15.3 | 15.3 | 15.3 | 15.3 | 15.3 | 20.4 | 20.4 | 20.4 | 20.4 | 20.4 | 20.4 | 20.4 | 20.4 | 20.4 | 20.4 | 20.4 | 0 | 0 | 0 | 0 | 0 | 0 | 0 | 0 | 0 | 0 | 0 | 0 | 0 | 0 | 0 | 0 | 0 | 0 | 0 | 0 | 0 | 0
Existing | US | TRE | 1846610 | 55747 | INDNNWP_INDNNWP2 | NWP2 | NWP Indian Mesa Wind Farm | INDIAN MESA WIND |  | WT | WND |  | Wind | 2001 |  | 82.5 | 12.375 | 16.5 | 12.375 | 12.375 | 12.375 | 12.375 | 12.375 | 12.375 | 12.375 | 12.375 | 12.375 | 12.375 | 12.375 | 16.5 | 16.5 | 16.5 | 16.5 | 16.5 | 16.5 | 16.5 | 16.5 | 16.5 | 16.5 | 16.5 | 0 | 0 | 0 | 0 | 0 | 0 | 0 | 0 | 0 | 0 | 0 | 0 | 0 | 0 | 0 | 0 | 0 | 0 | 0 | 0 | 0 | 0
Existing | US | TRE | 1386931 | 60104 | BORDAS_JAVEL18 |  |  | JAVELINA WIND 18 |  | WT | WND |  | Wind | 2015 |  | 19.69 | 2.955 | 3.94 | 2.955 | 2.955 | 2.955 | 2.955 | 2.955 | 2.955 | 2.955 | 2.955 | 2.955 | 2.955 | 2.955 | 3.94 | 3.94 | 3.94 | 3.94 | 3.94 | 3.94 | 3.94 | 3.94 | 3.94 | 3.94 | 3.94 | 0 | 0 | 0 | 0 | 0 | 0 | 0 | 0 | 0 | 0 | 0 | 0 | 0 | 0 | 0 | 0 | 0 | 0 | 0 | 0 | 0 | 0
Existing | US | TRE | 1471632 | 60104 | BORDAS_JAVEL20 |  |  | JAVELINA WIND 20 |  | WT | WND |  | Wind | 2015 |  | 230 | 34.5 | 46 | 34.5 | 34.5 | 34.5 | 34.5 | 34.5 | 34.5 | 34.5 | 34.5 | 34.5 | 34.5 | 34.5 | 46 | 46 | 46 | 46 | 46 | 46 | 46 | 46 | 46 | 46 | 46 | 0 | 0 | 0 | 0 | 0 | 0 | 0 | 0 | 0 | 0 | 0 | 0 | 0 | 0 | 0 | 0 | 0 | 0 | 0 | 0 | 0 | 0
Existing | US | TRE |  | 60645 | BORDAS2_JAVEL2_A |  |  | JAVELINA II WIND 1 |  | WT | WND |  | Wind | 2016 |  | 96 | 14.4 | 19.2 | 14.4 | 14.4 | 14.4 | 14.4 | 14.4 | 14.4 | 14.4 | 14.4 | 14.4 | 14.4 | 14.4 | 19.2 | 19.2 | 19.2 | 19.2 | 19.2 | 19.2 | 19.2 | 19.2 | 19.2 | 19.2 | 19.2 | 0 | 0 | 0 | 0 | 0 | 0 | 0 | 0 | 0 | 0 | 0 | 0 | 0 | 0 | 0 | 0 | 0 | 0 | 0 | 0 | 0 | 0
Existing | US | TRE |  | 60645 | BORDAS2_JAVEL2_B |  |  | JAVELINA II WIND 2 |  | WT | WND |  | Wind | 2016 |  | 74 | 11.1 | 14.8 | 11.1 | 11.1 | 11.1 | 11.1 | 11.1 | 11.1 | 11.1 | 11.1 | 11.1 | 11.1 | 11.1 | 14.8 | 14.8 | 14.8 | 14.8 | 14.8 | 14.8 | 14.8 | 14.8 | 14.8 | 14.8 | 14.8 | 0 | 0 | 0 | 0 | 0 | 0 | 0 | 0 | 0 | 0 | 0 | 0 | 0 | 0 | 0 | 0 | 0 | 0 | 0 | 0 | 0 | 0
Existing | US | TRE |  | 60645 | BORDAS2_JAVEL2_C |  |  | JAVELINA II WIND 3 |  | WT | WND |  | Wind | 2016 |  | 30 | 4.5 | 6 | 4.5 | 4.5 | 4.5 | 4.5 | 4.5 | 4.5 | 4.5 | 4.5 | 4.5 | 4.5 | 4.5 | 6 | 6 | 6 | 6 | 6 | 6 | 6 | 6 | 6 | 6 | 6 | 0 | 0 | 0 | 0 | 0 | 0 | 0 | 0 | 0 | 0 | 0 | 0 | 0 | 0 | 0 | 0 | 0 | 0 | 0 | 0 | 0 | 0
Existing | US | TRE | 1890003 | 59621 | HRFDWIND_JRDWIND1 |  |  | JUMBO ROAD WIND 1 |  | WT | WND |  | Wind | 2015 |  | 146.15 | 21.93 | 29.24 | 21.93 | 21.93 | 21.93 | 21.93 | 21.93 | 21.93 | 21.93 | 21.93 | 21.93 | 21.93 | 21.93 | 29.24 | 29.24 | 29.24 | 29.24 | 29.24 | 29.24 | 29.24 | 29.24 | 29.24 | 29.24 | 29.24 | 0 | 0 | 0 | 0 | 0 | 0 | 0 | 0 | 0 | 0 | 0 | 0 | 0 | 0 | 0 | 0 | 0 | 0 | 0 | 0 | 0 | 0
Existing | US | TRE | 1381055 | 59621 | HRFDWIND_JRDWIND2 |  |  | JUMBO ROAD WIND 2 |  | WT | WND |  | Wind | 2015 |  | 153.55 | 23.04 | 30.72 | 23.04 | 23.04 | 23.04 | 23.04 | 23.04 | 23.04 | 23.04 | 23.04 | 23.04 | 23.04 | 23.04 | 30.72 | 30.72 | 30.72 | 30.72 | 30.72 | 30.72 | 30.72 | 30.72 | 30.72 | 30.72 | 30.72 | 0 | 0 | 0 | 0 | 0 | 0 | 0 | 0 | 0 | 0 | 0 | 0 | 0 | 0 | 0 | 0 | 0 | 0 | 0 | 0 | 0 | 0
Existing | US | TRE | 1945448 | 58838 | KEECHI_U1 | KW1 | Keechi Wind | KEECHI WIND 138 KV JOPLIN |  | WT | WND |  | Wind | 2015 |  | 110 | 16.5 | 22 | 16.5 | 16.5 | 16.5 | 16.5 | 16.5 | 16.5 | 16.5 | 16.5 | 16.5 | 16.5 | 16.5 | 22 | 22 | 22 | 22 | 22 | 22 | 22 | 22 | 22 | 22 | 22 | 0 | 0 | 0 | 0 | 0 | 0 | 0 | 0 | 0 | 0 | 0 | 0 | 0 | 0 | 0 | 0 | 0 | 0 | 0 | 0 | 0 | 0
Existing | US | TRE | 1286193 | 55581 | KING_NE_KINGNE | EXIS1 | King Mountain Wind Ranch 1 | KING MOUNTAIN WIND (NE) |  | WT | WND |  | Wind | 2001 |  | 79.3 | 11.7 | 15.6 | 11.7 | 11.7 | 11.7 | 11.7 | 11.7 | 11.7 | 11.7 | 11.7 | 11.7 | 11.7 | 11.7 | 15.6 | 15.6 | 15.6 | 15.6 | 15.6 | 15.6 | 15.6 | 15.6 | 15.6 | 15.6 | 15.6 | 0 | 0 | 0 | 0 | 0 | 0 | 0 | 0 | 0 | 0 | 0 | 0 | 0 | 0 | 0 | 0 | 0 | 0 | 0 | 0 | 0 | 0
Existing | US | TRE | 1967094 | 55581 | KING_NW_KINGNW | EXIS2 | King Mountain Wind Ranch 1 | KING MOUNTAIN WIND (NW) |  | WT | WND |  | Wind | 2001 |  | 79.3 | 11.505 | 15.34 | 11.505 | 11.505 | 11.505 | 11.505 | 11.505 | 11.505 | 11.505 | 11.505 | 11.505 | 11.505 | 11.505 | 15.34 | 15.34 | 15.34 | 15.34 | 15.34 | 15.34 | 15.34 | 15.34 | 15.34 | 15.34 | 15.34 | 0 | 0 | 0 | 0 | 0 | 0 | 0 | 0 | 0 | 0 | 0 | 0 | 0 | 0 | 0 | 0 | 0 | 0 | 0 | 0 | 0 | 0
Existing | US | TRE | 1021466 | 55581 | KING_SE_KINGSE | EXIS3 | King Mountain Wind Ranch 1 | KING MOUNTAIN WIND (SE) |  | WT | WND |  | Wind | 2001 |  | 40.3 | 5.85 | 7.8 | 5.85 | 5.85 | 5.85 | 5.85 | 5.85 | 5.85 | 5.85 | 5.85 | 5.85 | 5.85 | 5.85 | 7.8 | 7.8 | 7.8 | 7.8 | 7.8 | 7.8 | 7.8 | 7.8 | 7.8 | 7.8 | 7.8 | 0 | 0 | 0 | 0 | 0 | 0 | 0 | 0 | 0 | 0 | 0 | 0 | 0 | 0 | 0 | 0 | 0 | 0 | 0 | 0 | 0 | 0
Existing | US | TRE | 1601801 | 55581 | KING_SW_KINGSW | EXIS4 | King Mountain Wind Ranch 1 | KING MOUNTAIN WIND (SW) |  | WT | WND |  | Wind | 2001 |  | 79.3 | 11.7 | 15.6 | 11.7 | 11.7 | 11.7 | 11.7 | 11.7 | 11.7 | 11.7 | 11.7 | 11.7 | 11.7 | 11.7 | 15.6 | 15.6 | 15.6 | 15.6 | 15.6 | 15.6 | 15.6 | 15.6 | 15.6 | 15.6 | 15.6 | 0 | 0 | 0 | 0 | 0 | 0 | 0 | 0 | 0 | 0 | 0 | 0 | 0 | 0 | 0 | 0 | 0 | 0 | 0 | 0 | 0 | 0
Existing | US | TRE | 1822362 | 57153 | LGD_LANGFORD | 1 | Langford Wind Power | LANGFORD WIND POWER |  | WT | WND |  | Wind | 2009 |  | 155 | 23.25 | 31 | 23.25 | 23.25 | 23.25 | 23.25 | 23.25 | 23.25 | 23.25 | 23.25 | 23.25 | 23.25 | 23.25 | 31 | 31 | 31 | 31 | 31 | 31 | 31 | 31 | 31 | 31 | 31 | 0 | 0 | 0 | 0 | 0 | 0 | 0 | 0 | 0 | 0 | 0 | 0 | 0 | 0 | 0 | 0 | 0 | 0 | 0 | 0 | 0 | 0
Existing | US | TRE | 1118092 | 59442 | LGW_UNIT1 |  |  | LOGANS GAP WIND I U1 |  | WT | WND |  | Wind | 2015 |  | 103.85 | 15.945 | 21.26 | 15.945 | 15.945 | 15.945 | 15.945 | 15.945 | 15.945 | 15.945 | 15.945 | 15.945 | 15.945 | 15.945 | 21.26 | 21.26 | 21.26 | 21.26 | 21.26 | 21.26 | 21.26 | 21.26 | 21.26 | 21.26 | 21.26 | 0 | 0 | 0 | 0 | 0 | 0 | 0 | 0 | 0 | 0 | 0 | 0 | 0 | 0 | 0 | 0 | 0 | 0 | 0 | 0 | 0 | 0
Existing | US | TRE | 1152476 | 59442 | LGW_UNIT2 |  |  | LOGANS GAP WIND I U2 |  | WT | WND |  | Wind | 2015 |  | 106.26 | 15.57 | 20.76 | 15.57 | 15.57 | 15.57 | 15.57 | 15.57 | 15.57 | 15.57 | 15.57 | 15.57 | 15.57 | 15.57 | 20.76 | 20.76 | 20.76 | 20.76 | 20.76 | 20.76 | 20.76 | 20.76 | 20.76 | 20.76 | 20.76 | 0 | 0 | 0 | 0 | 0 | 0 | 0 | 0 | 0 | 0 | 0 | 0 | 0 | 0 | 0 | 0 | 0 | 0 | 0 | 0 | 0 | 0
Existing | US | TRE | 1960746 | 56395 | LNCRK_G83 | 1 | Mesquite Wind Power LLC | LONE STAR WIND 1 (MESQUITE) |  | WT | WND |  | Wind | 2006 |  | 200 | 30 | 40 | 30 | 30 | 30 | 30 | 30 | 30 | 30 | 30 | 30 | 30 | 30 | 40 | 40 | 40 | 40 | 40 | 40 | 40 | 40 | 40 | 40 | 40 | 0 | 0 | 0 | 0 | 0 | 0 | 0 | 0 | 0 | 0 | 0 | 0 | 0 | 0 | 0 | 0 | 0 | 0 | 0 | 0 | 0 | 0
Existing | US | TRE | 1389004 | 56483 | LNCRK2_G871 | 1 | Post Oak Wind LLC | LONE STAR WIND 2 (POST OAK) U1 |  | WT | WND |  | Wind | 2007 |  | 100 | 15 | 20 | 15 | 15 | 15 | 15 | 15 | 15 | 15 | 15 | 15 | 15 | 15 | 20 | 20 | 20 | 20 | 20 | 20 | 20 | 20 | 20 | 20 | 20 | 0 | 0 | 0 | 0 | 0 | 0 | 0 | 0 | 0 | 0 | 0 | 0 | 0 | 0 | 0 | 0 | 0 | 0 | 0 | 0 | 0 | 0
Existing | US | TRE | 1836076 | 56483 | LNCRK2_G872 | 1 | Post Oak Wind LLC | LONE STAR WIND 2 (POST OAK) U2 |  | WT | WND |  | Wind | 2007 |  | 100 | 15 | 20 | 15 | 15 | 15 | 15 | 15 | 15 | 15 | 15 | 15 | 15 | 15 | 20 | 20 | 20 | 20 | 20 | 20 | 20 | 20 | 20 | 20 | 20 | 0 | 0 | 0 | 0 | 0 | 0 | 0 | 0 | 0 | 0 | 0 | 0 | 0 | 0 | 0 | 0 | 0 | 0 | 0 | 0 | 0 | 0
Existing | US | TRE | 1886466 | 58772 | LHORN_N_UNIT1 | GEN1 | Longhorn Wind | LONGHORN WIND NORTH U1 |  | WT | WND |  | Wind | 2015 |  | 100 | 15 | 20 | 15 | 15 | 15 | 15 | 15 | 15 | 15 | 15 | 15 | 15 | 15 | 20 | 20 | 20 | 20 | 20 | 20 | 20 | 20 | 20 | 20 | 20 | 0 | 0 | 0 | 0 | 0 | 0 | 0 | 0 | 0 | 0 | 0 | 0 | 0 | 0 | 0 | 0 | 0 | 0 | 0 | 0 | 0 | 0
Existing | US | TRE | 1232608 | 58772 | LHORN_N_UNIT2 | GEN1 | Longhorn Wind | LONGHORN WIND NORTH U2 |  | WT | WND |  | Wind | 2015 |  | 100 | 15 | 20 | 15 | 15 | 15 | 15 | 15 | 15 | 15 | 15 | 15 | 15 | 15 | 20 | 20 | 20 | 20 | 20 | 20 | 20 | 20 | 20 | 20 | 20 | 0 | 0 | 0 | 0 | 0 | 0 | 0 | 0 | 0 | 0 | 0 | 0 | 0 | 0 | 0 | 0 | 0 | 0 | 0 | 0 | 0 | 0
Existing | US | TRE | 1782183 | 57303 | LONEWOLF_G1 | LWG1 | Loraine Windpower Park LLC | LORAINE WINDPARK I |  | WT | WND |  | Wind | 2009 |  | 49.5 | 7.425 | 9.9 | 7.425 | 7.425 | 7.425 | 7.425 | 7.425 | 7.425 | 7.425 | 7.425 | 7.425 | 7.425 | 7.425 | 9.9 | 9.9 | 9.9 | 9.9 | 9.9 | 9.9 | 9.9 | 9.9 | 9.9 | 9.9 | 9.9 | 0 | 0 | 0 | 0 | 0 | 0 | 0 | 0 | 0 | 0 | 0 | 0 | 0 | 0 | 0 | 0 | 0 | 0 | 0 | 0 | 0 | 0
Existing | US | TRE | 1022569 | 57303 | LONEWOLF_G2 | LWG2 | Loraine Windpower Park LLC | LORAINE WINDPARK II |  | WT | WND |  | Wind | 2009 |  | 51 | 7.65 | 10.2 | 7.65 | 7.65 | 7.65 | 7.65 | 7.65 | 7.65 | 7.65 | 7.65 | 7.65 | 7.65 | 7.65 | 10.2 | 10.2 | 10.2 | 10.2 | 10.2 | 10.2 | 10.2 | 10.2 | 10.2 | 10.2 | 10.2 | 0 | 0 | 0 | 0 | 0 | 0 | 0 | 0 | 0 | 0 | 0 | 0 | 0 | 0 | 0 | 0 | 0 | 0 | 0 | 0 | 0 | 0
Existing | US | TRE | 1969076 | 57303 | LONEWOLF_G3 | LWG1 | Loraine Windpower Park LLC | LORAINE WINDPARK III |  | WT | WND |  | Wind | 2011 |  | 25.5 | 3.825 | 5.1 | 3.825 | 3.825 | 3.825 | 3.825 | 3.825 | 3.825 | 3.825 | 3.825 | 3.825 | 3.825 | 3.825 | 5.1 | 5.1 | 5.1 | 5.1 | 5.1 | 5.1 | 5.1 | 5.1 | 5.1 | 5.1 | 5.1 | 0 | 0 | 0 | 0 | 0 | 0 | 0 | 0 | 0 | 0 | 0 | 0 | 0 | 0 | 0 | 0 | 0 | 0 | 0 | 0 | 0 | 0
Existing | US | TRE | 1540045 | 57303 | LONEWOLF_G4 | LWG2 | Loraine Windpower Park LLC | LORAINE WINDPARK IV |  | WT | WND |  | Wind | 2011 |  | 24 | 3.6 | 4.8 | 3.6 | 3.6 | 3.6 | 3.6 | 3.6 | 3.6 | 3.6 | 3.6 | 3.6 | 3.6 | 3.6 | 4.8 | 4.8 | 4.8 | 4.8 | 4.8 | 4.8 | 4.8 | 4.8 | 4.8 | 4.8 | 4.8 | 0 | 0 | 0 | 0 | 0 | 0 | 0 | 0 | 0 | 0 | 0 | 0 | 0 | 0 | 0 | 0 | 0 | 0 | 0 | 0 | 0 | 0
Existing | US | TRE | 1684815 | 59320 | LV3_UNIT_1 | GEN1 | Los Vientos Windpower III | LOS VIENTOS III WIND |  | WT | WND |  | Wind | 2015 |  | 200 | 30 | 40 | 30 | 30 | 30 | 30 | 30 | 30 | 30 | 30 | 30 | 30 | 30 | 40 | 40 | 40 | 40 | 40 | 40 | 40 | 40 | 40 | 40 | 40 | 0 | 0 | 0 | 0 | 0 | 0 | 0 | 0 | 0 | 0 | 0 | 0 | 0 | 0 | 0 | 0 | 0 | 0 | 0 | 0 | 0 | 0
Existing | US | TRE |  | 59321 | LV4_UNIT_1 |  |  | LOS VIENTOS IV WIND |  | WT | WND |  | Wind | 2016 |  | 200 | 30 | 40 | 30 | 30 | 30 | 30 | 30 | 30 | 30 | 30 | 30 | 30 | 30 | 40 | 40 | 40 | 40 | 40 | 40 | 40 | 40 | 40 | 40 | 40 | 0 | 0 | 0 | 0 | 0 | 0 | 0 | 0 | 0 | 0 | 0 | 0 | 0 | 0 | 0 | 0 | 0 | 0 | 0 | 0 | 0 | 0
Existing | US | TRE |  | 60059 | LV5_UNIT_1 |  |  | LOS VIENTOS V WIND |  | WT | WND |  | Wind | 2016 |  | 110 | 16.5 | 22 | 16.5 | 16.5 | 16.5 | 16.5 | 16.5 | 16.5 | 16.5 | 16.5 | 16.5 | 16.5 | 16.5 | 22 | 22 | 22 | 22 | 22 | 22 | 22 | 22 | 22 | 22 | 22 | 0 | 0 | 0 | 0 | 0 | 0 | 0 | 0 | 0 | 0 | 0 | 0 | 0 | 0 | 0 | 0 | 0 | 0 | 0 | 0 | 0 | 0
Existing | US | TRE |  | 59005 | MARIAH_NORTE1 |  |  | MARIAH DEL NORTE 1 |  | WT | WND |  | Wind | 2016 |  | 115.2 | 17.28 | 23.04 | 17.28 | 17.28 | 17.28 | 17.28 | 17.28 | 17.28 | 17.28 | 17.28 | 17.28 | 17.28 | 17.28 | 23.04 | 23.04 | 23.04 | 23.04 | 23.04 | 23.04 | 23.04 | 23.04 | 23.04 | 23.04 | 23.04 | 0 | 0 | 0 | 0 | 0 | 0 | 0 | 0 | 0 | 0 | 0 | 0 | 0 | 0 | 0 | 0 | 0 | 0 | 0 | 0 | 0 | 0
Existing | US | TRE |  | 59005 | MARIAH_NORTE2 |  |  | MARIAH DEL NORTE 2 |  | WT | WND |  | Wind | 2016 |  | 115.2 | 17.28 | 23.04 | 17.28 | 17.28 | 17.28 | 17.28 | 17.28 | 17.28 | 17.28 | 17.28 | 17.28 | 17.28 | 17.28 | 23.04 | 23.04 | 23.04 | 23.04 | 23.04 | 23.04 | 23.04 | 23.04 | 23.04 | 23.04 | 23.04 | 0 | 0 | 0 | 0 | 0 | 0 | 0 | 0 | 0 | 0 | 0 | 0 | 0 | 0 | 0 | 0 | 0 | 0 | 0 | 0 | 0 | 0
Existing | US | TRE | 1458620 | 59332 | MESQCRK_WND1 | MSCRK | Mesquite Creek Wind | MESQUITE CREEK WIND 1 |  | WT | WND |  | Wind | 2015 |  | 105.61 | 15.84 | 21.12 | 15.84 | 15.84 | 15.84 | 15.84 | 15.84 | 15.84 | 15.84 | 15.84 | 15.84 | 15.84 | 15.84 | 21.12 | 21.12 | 21.12 | 21.12 | 21.12 | 21.12 | 21.12 | 21.12 | 21.12 | 21.12 | 21.12 | 0 | 0 | 0 | 0 | 0 | 0 | 0 | 0 | 0 | 0 | 0 | 0 | 0 | 0 | 0 | 0 | 0 | 0 | 0 | 0 | 0 | 0
Existing | US | TRE | 1511263 | 59332 | MESQCRK_WND2 | MSCRK | Mesquite Creek Wind | MESQUITE CREEK WIND 2 |  | WT | WND |  | Wind | 2015 |  | 105.61 | 15.84 | 21.12 | 15.84 | 15.84 | 15.84 | 15.84 | 15.84 | 15.84 | 15.84 | 15.84 | 15.84 | 15.84 | 15.84 | 21.12 | 21.12 | 21.12 | 21.12 | 21.12 | 21.12 | 21.12 | 21.12 | 21.12 | 21.12 | 21.12 | 0 | 0 | 0 | 0 | 0 | 0 | 0 | 0 | 0 | 0 | 0 | 0 | 0 | 0 | 0 | 0 | 0 | 0 | 0 | 0 | 0 | 0
Existing | US | TRE | 1921579 | 58765 | MIAM1_G1 | 1 | Miami Wind Energy Center | MIAMI WIND G1 |  | WT | WND |  | Wind | 2014 |  | 144.3 | 21.645 | 28.86 | 21.645 | 21.645 | 21.645 | 21.645 | 21.645 | 21.645 | 21.645 | 21.645 | 21.645 | 21.645 | 21.645 | 28.86 | 28.86 | 28.86 | 28.86 | 28.86 | 28.86 | 28.86 | 28.86 | 28.86 | 28.86 | 28.86 | 0 | 0 | 0 | 0 | 0 | 0 | 0 | 0 | 0 | 0 | 0 | 0 | 0 | 0 | 0 | 0 | 0 | 0 | 0 | 0 | 0 | 0
Existing | US | TRE | 1710884 | 58765 | MIAM1_G2 | 1 | Miami Wind Energy Center | MIAMI WIND G2 |  | WT | WND |  | Wind | 2014 |  | 144.3 | 21.645 | 28.86 | 21.645 | 21.645 | 21.645 | 21.645 | 21.645 | 21.645 | 21.645 | 21.645 | 21.645 | 21.645 | 21.645 | 28.86 | 28.86 | 28.86 | 28.86 | 28.86 | 28.86 | 28.86 | 28.86 | 28.86 | 28.86 | 28.86 | 0 | 0 | 0 | 0 | 0 | 0 | 0 | 0 | 0 | 0 | 0 | 0 | 0 | 0 | 0 | 0 | 0 | 0 | 0 | 0 | 0 | 0
Existing | US | TRE | 1873306 | 56773 | MWEC_G1 | 1 | McAdoo Wind Energy LLC | MCADOO WIND |  | WT | WND |  | Wind | 2008 |  | 150 | 22.5 | 30 | 22.5 | 22.5 | 22.5 | 22.5 | 22.5 | 22.5 | 22.5 | 22.5 | 22.5 | 22.5 | 22.5 | 30 | 30 | 30 | 30 | 30 | 30 | 30 | 30 | 30 | 30 | 30 | 0 | 0 | 0 | 0 | 0 | 0 | 0 | 0 | 0 | 0 | 0 | 0 | 0 | 0 | 0 | 0 | 0 | 0 | 0 | 0 | 0 | 0
Existing | US | TRE |  | 59972 | NBOHR_UNIT1 |  |  | NIELS BOHR WIND A (BEARKAT WIND A) |  | WT | WND |  | Wind | 2018 |  | 197 | 29.49 | 39.32 | 29.49 | 29.49 | 29.49 | 29.49 | 29.49 | 29.49 | 29.49 | 29.49 | 29.49 | 29.49 | 29.49 | 39.32 | 39.32 | 39.32 | 39.32 | 39.32 | 39.32 | 39.32 | 39.32 | 39.32 | 39.32 | 39.32 | 0 | 0 | 0 | 0 | 0 | 0 | 0 | 0 | 0 | 0 | 0 | 0 | 0 | 0 | 0 | 0 | 0 | 0 | 0 | 0 | 0 | 0
Existing | US | TRE | 1626678 | 56961 | NWF_NWF1 | VESTA | Notrees Windpower | NOTREES WIND 1 |  | WT | WND |  | Wind | 2009 |  | 92.61 | 13.89 | 18.52 | 13.89 | 13.89 | 13.89 | 13.89 | 13.89 | 13.89 | 13.89 | 13.89 | 13.89 | 13.89 | 13.89 | 18.52 | 18.52 | 18.52 | 18.52 | 18.52 | 18.52 | 18.52 | 18.52 | 18.52 | 18.52 | 18.52 | 0 | 0 | 0 | 0 | 0 | 0 | 0 | 0 | 0 | 0 | 0 | 0 | 0 | 0 | 0 | 0 | 0 | 0 | 0 | 0 | 0 | 0
Existing | US | TRE | 1450076 | 56961 | NWF_NWF2 | GE | Notrees Windpower | NOTREES WIND 2 |  | WT | WND |  | Wind | 2009 |  | 60 | 9 | 12 | 9 | 9 | 9 | 9 | 9 | 9 | 9 | 9 | 9 | 9 | 9 | 12 | 12 | 12 | 12 | 12 | 12 | 12 | 12 | 12 | 12 | 12 | 0 | 0 | 0 | 0 | 0 | 0 | 0 | 0 | 0 | 0 | 0 | 0 | 0 | 0 | 0 | 0 | 0 | 0 | 0 | 0 | 0 | 0
Existing | US | TRE | 1608753 | 56959 | OWF_OWF | OWF | Ocotillo Windpower | OCOTILLO WIND |  | WT | WND |  | Wind | 2008 |  | 58.8 | 8.82 | 11.76 | 8.82 | 8.82 | 8.82 | 8.82 | 8.82 | 8.82 | 8.82 | 8.82 | 8.82 | 8.82 | 8.82 | 11.76 | 11.76 | 11.76 | 11.76 | 11.76 | 11.76 | 11.76 | 11.76 | 11.76 | 11.76 | 11.76 | 0 | 0 | 0 | 0 | 0 | 0 | 0 | 0 | 0 | 0 | 0 | 0 | 0 | 0 | 0 | 0 | 0 | 0 | 0 | 0 | 0 | 0
Existing | US | TRE |  | 60366 | COTPLNS_OLDSETLR |  |  | OLD SETTLER WIND |  | WT | WND |  | Wind | 2016 |  | 150 | 22.68 | 30.24 | 22.68 | 22.68 | 22.68 | 22.68 | 22.68 | 22.68 | 22.68 | 22.68 | 22.68 | 22.68 | 22.68 | 30.24 | 30.24 | 30.24 | 30.24 | 30.24 | 30.24 | 30.24 | 30.24 | 30.24 | 30.24 | 30.24 | 0 | 0 | 0 | 0 | 0 | 0 | 0 | 0 | 0 | 0 | 0 | 0 | 0 | 0 | 0 | 0 | 0 | 0 | 0 | 0 | 0 | 0
Existing | US | TRE | 1044213 | 58242 | PH1_UNIT1 | 1 | Pattern Panhandle Wind LLC | PANHANDLE WIND 1 U1 |  | WT | WND |  | Wind | 2014 |  | 109.15 | 16.38 | 21.84 | 16.38 | 16.38 | 16.38 | 16.38 | 16.38 | 16.38 | 16.38 | 16.38 | 16.38 | 16.38 | 16.38 | 21.84 | 21.84 | 21.84 | 21.84 | 21.84 | 21.84 | 21.84 | 21.84 | 21.84 | 21.84 | 21.84 | 0 | 0 | 0 | 0 | 0 | 0 | 0 | 0 | 0 | 0 | 0 | 0 | 0 | 0 | 0 | 0 | 0 | 0 | 0 | 0 | 0 | 0
Existing | US | TRE | 1555633 | 58242 | PH1_UNIT2 | 1 | Pattern Panhandle Wind LLC | PANHANDLE WIND 1 U2 |  | WT | WND |  | Wind | 2014 |  | 109.15 | 16.38 | 21.84 | 16.38 | 16.38 | 16.38 | 16.38 | 16.38 | 16.38 | 16.38 | 16.38 | 16.38 | 16.38 | 16.38 | 21.84 | 21.84 | 21.84 | 21.84 | 21.84 | 21.84 | 21.84 | 21.84 | 21.84 | 21.84 | 21.84 | 0 | 0 | 0 | 0 | 0 | 0 | 0 | 0 | 0 | 0 | 0 | 0 | 0 | 0 | 0 | 0 | 0 | 0 | 0 | 0 | 0 | 0
Existing | US | TRE | 1778752 | 58720 | PH2_UNIT1 | 1 | Pattern Panhandle Wind 2 LLC | PANHANDLE WIND 2 U1 |  | WT | WND |  | Wind | 2014 |  | 94.19 | 14.13 | 18.84 | 14.13 | 14.13 | 14.13 | 14.13 | 14.13 | 14.13 | 14.13 | 14.13 | 14.13 | 14.13 | 14.13 | 18.84 | 18.84 | 18.84 | 18.84 | 18.84 | 18.84 | 18.84 | 18.84 | 18.84 | 18.84 | 18.84 | 0 | 0 | 0 | 0 | 0 | 0 | 0 | 0 | 0 | 0 | 0 | 0 | 0 | 0 | 0 | 0 | 0 | 0 | 0 | 0 | 0 | 0
Existing | US | TRE | 1786583 | 58720 | PH2_UNIT2 | 1 | Pattern Panhandle Wind 2 LLC | PANHANDLE WIND 2 U2 |  | WT | WND |  | Wind | 2014 |  | 96.6 | 14.49 | 19.32 | 14.49 | 14.49 | 14.49 | 14.49 | 14.49 | 14.49 | 14.49 | 14.49 | 14.49 | 14.49 | 14.49 | 19.32 | 19.32 | 19.32 | 19.32 | 19.32 | 19.32 | 19.32 | 19.32 | 19.32 | 19.32 | 19.32 | 0 | 0 | 0 | 0 | 0 | 0 | 0 | 0 | 0 | 0 | 0 | 0 | 0 | 0 | 0 | 0 | 0 | 0 | 0 | 0 | 0 | 0
Existing | US | TRE | 1021130 | 56920 | PC_NORTH_PANTHER1 | 1 | EC&R Panther Creek Wind Farm I | PANTHER CREEK WIND 1 |  | WT | WND |  | Wind | 2008 |  | 142.5 | 21.375 | 28.5 | 21.375 | 21.375 | 21.375 | 21.375 | 21.375 | 21.375 | 21.375 | 21.375 | 21.375 | 21.375 | 21.375 | 28.5 | 28.5 | 28.5 | 28.5 | 28.5 | 28.5 | 28.5 | 28.5 | 28.5 | 28.5 | 28.5 | 0 | 0 | 0 | 0 | 0 | 0 | 0 | 0 | 0 | 0 | 0 | 0 | 0 | 0 | 0 | 0 | 0 | 0 | 0 | 0 | 0 | 0
Existing | US | TRE | 1546412 | 56921 | PC_SOUTH_PANTHER2 | 1 | EC&R Panther Creek Wind Farm II | PANTHER CREEK WIND 2 |  | WT | WND |  | Wind | 2008 |  | 115.5 | 17.325 | 23.1 | 17.325 | 17.325 | 17.325 | 17.325 | 17.325 | 17.325 | 17.325 | 17.325 | 17.325 | 17.325 | 17.325 | 23.1 | 23.1 | 23.1 | 23.1 | 23.1 | 23.1 | 23.1 | 23.1 | 23.1 | 23.1 | 23.1 | 0 | 0 | 0 | 0 | 0 | 0 | 0 | 0 | 0 | 0 | 0 | 0 | 0 | 0 | 0 | 0 | 0 | 0 | 0 | 0 | 0 | 0
Existing | US | TRE | 1267661 | 56979 | PC_SOUTH_PANTHER3 | 1 | EC&R Panther Creek Wind Farm III | PANTHER CREEK WIND 3 |  | WT | WND |  | Wind | 2009 |  | 199.5 | 29.925 | 39.9 | 29.925 | 29.925 | 29.925 | 29.925 | 29.925 | 29.925 | 29.925 | 29.925 | 29.925 | 29.925 | 29.925 | 39.9 | 39.9 | 39.9 | 39.9 | 39.9 | 39.9 | 39.9 | 39.9 | 39.9 | 39.9 | 39.9 | 0 | 0 | 0 | 0 | 0 | 0 | 0 | 0 | 0 | 0 | 0 | 0 | 0 | 0 | 0 | 0 | 0 | 0 | 0 | 0 | 0 | 0
Existing | US | TRE | 1471063 | 55796 | WOODWRD1_WOODWRD1 | 1 | Woodward Mountain I | PECOS WIND 1 (WOODWARD) |  | WT | WND |  | Wind | 2001 |  | 82 | 13.785 | 18.38 | 13.785 | 13.785 | 13.785 | 13.785 | 13.785 | 13.785 | 13.785 | 13.785 | 13.785 | 13.785 | 13.785 | 18.38 | 18.38 | 18.38 | 18.38 | 18.38 | 18.38 | 18.38 | 18.38 | 18.38 | 18.38 | 18.38 | 0 | 0 | 0 | 0 | 0 | 0 | 0 | 0 | 0 | 0 | 0 | 0 | 0 | 0 | 0 | 0 | 0 | 0 | 0 | 0 | 0 | 0
Existing | US | TRE | 1994643 | 55795 | WOODWRD2_WOODWRD2 | 1 | Woodward Mountain II | PECOS WIND 2 (WOODWARD) |  | WT | WND |  | Wind | 2001 |  | 78 | 12.9 | 17.2 | 12.9 | 12.9 | 12.9 | 12.9 | 12.9 | 12.9 | 12.9 | 12.9 | 12.9 | 12.9 | 12.9 | 17.2 | 17.2 | 17.2 | 17.2 | 17.2 | 17.2 | 17.2 | 17.2 | 17.2 | 17.2 | 17.2 | 0 | 0 | 0 | 0 | 0 | 0 | 0 | 0 | 0 | 0 | 0 | 0 | 0 | 0 | 0 | 0 | 0 | 0 | 0 | 0 | 0 | 0
Existing | US | TRE | 1163408 | 56981 | PYR_PYRON1 | 1 | Pyron Wind Farm LLC | PYRON WIND |  | WT | WND |  | Wind | 2008 |  | 121.5 | 18.225 | 24.3 | 18.225 | 18.225 | 18.225 | 18.225 | 18.225 | 18.225 | 18.225 | 18.225 | 18.225 | 18.225 | 18.225 | 24.3 | 24.3 | 24.3 | 24.3 | 24.3 | 24.3 | 24.3 | 24.3 | 24.3 | 24.3 | 24.3 | 0 | 0 | 0 | 0 | 0 | 0 | 0 | 0 | 0 | 0 | 0 | 0 | 0 | 0 | 0 | 0 | 0 | 0 | 0 | 0 | 0 | 0
Existing | US | TRE | 1163408 | 56981 | PYR_PYRON2 |  | Pyron Wind Farm LLC | PYRON WIND 2 |  | WT | WND |  | Wind | 2008 |  | 127.5 | 19.125 | 25.5 | 19.125 | 19.125 | 19.125 | 19.125 | 19.125 | 19.125 | 19.125 | 19.125 | 19.125 | 19.125 | 19.125 | 25.5 | 25.5 | 25.5 | 25.5 | 25.5 | 25.5 | 25.5 | 25.5 | 25.5 | 25.5 | 25.5 | 0 | 0 | 0 | 0 | 0 | 0 | 0 | 0 | 0 | 0 | 0 | 0 | 0 | 0 | 0 | 0 | 0 | 0 | 0 | 0 | 0 | 0
Existing | US | TRE | 1460119 | 59943 | RSNAKE_G1 |  |  | RATTLESNAKE DEN WIND PHASE 1 G1 |  | WT | WND |  | Wind | 2015 |  | 104.26 | 15.645 | 20.86 | 15.645 | 15.645 | 15.645 | 15.645 | 15.645 | 15.645 | 15.645 | 15.645 | 15.645 | 15.645 | 15.645 | 20.86 | 20.86 | 20.86 | 20.86 | 20.86 | 20.86 | 20.86 | 20.86 | 20.86 | 20.86 | 20.86 | 0 | 0 | 0 | 0 | 0 | 0 | 0 | 0 | 0 | 0 | 0 | 0 | 0 | 0 | 0 | 0 | 0 | 0 | 0 | 0 | 0 | 0
Existing | US | TRE | 1456422 | 59943 | RSNAKE_G2 |  |  | RATTLESNAKE DEN WIND PHASE 1 G2 |  | WT | WND |  | Wind | 2015 |  | 102.99 | 15.45 | 20.6 | 15.45 | 15.45 | 15.45 | 15.45 | 15.45 | 15.45 | 15.45 | 15.45 | 15.45 | 15.45 | 15.45 | 20.6 | 20.6 | 20.6 | 20.6 | 20.6 | 20.6 | 20.6 | 20.6 | 20.6 | 20.6 | 20.6 | 0 | 0 | 0 | 0 | 0 | 0 | 0 | 0 | 0 | 0 | 0 | 0 | 0 | 0 | 0 | 0 | 0 | 0 | 0 | 0 | 0 | 0
Existing | US | TRE | 1286643 | 56457 | RDCANYON_RDCNY1 | 1 | Post Wind Farm LP | RED CANYON WIND |  | WT | WND |  | Wind | 2006 |  | 84 | 12.6 | 16.8 | 12.6 | 12.6 | 12.6 | 12.6 | 12.6 | 12.6 | 12.6 | 12.6 | 12.6 | 12.6 | 12.6 | 16.8 | 16.8 | 16.8 | 16.8 | 16.8 | 16.8 | 16.8 | 16.8 | 16.8 | 16.8 | 16.8 | 0 | 0 | 0 | 0 | 0 | 0 | 0 | 0 | 0 | 0 | 0 | 0 | 0 | 0 | 0 | 0 | 0 | 0 | 0 | 0 | 0 | 0
Existing | US | TRE |  | 60217 | FERMI_WIND1 |  |  | ROCK SPRINGS VAL VERDE WIND (FERMI) 1 |  | WT | WND |  | Wind | 2017 |  | 121.9 | 18.285 | 24.38 | 18.285 | 18.285 | 18.285 | 18.285 | 18.285 | 18.285 | 18.285 | 18.285 | 18.285 | 18.285 | 18.285 | 24.38 | 24.38 | 24.38 | 24.38 | 24.38 | 24.38 | 24.38 | 24.38 | 24.38 | 24.38 | 24.38 | 0 | 0 | 0 | 0 | 0 | 0 | 0 | 0 | 0 | 0 | 0 | 0 | 0 | 0 | 0 | 0 | 0 | 0 | 0 | 0 | 0 | 0
Existing | US | TRE |  | 60217 | FERMI_WIND2 |  |  | ROCK SPRINGS VAL VERDE WIND (FERMI) 2 |  | WT | WND |  | Wind | 2017 |  | 27.44 | 4.11 | 5.48 | 4.11 | 4.11 | 4.11 | 4.11 | 4.11 | 4.11 | 4.11 | 4.11 | 4.11 | 4.11 | 4.11 | 5.48 | 5.48 | 5.48 | 5.48 | 5.48 | 5.48 | 5.48 | 5.48 | 5.48 | 5.48 | 5.48 | 0 | 0 | 0 | 0 | 0 | 0 | 0 | 0 | 0 | 0 | 0 | 0 | 0 | 0 | 0 | 0 | 0 | 0 | 0 | 0 | 0 | 0
Existing | US | TRE | 1675949 | 56593 | TKWSW1_ROSCOE | RO1 | Roscoe Wind Farm LLC | ROSCOE WIND |  | WT | WND |  | Wind | 2008 |  | 114 | 17.1 | 22.8 | 17.1 | 17.1 | 17.1 | 17.1 | 17.1 | 17.1 | 17.1 | 17.1 | 17.1 | 17.1 | 17.1 | 22.8 | 22.8 | 22.8 | 22.8 | 22.8 | 22.8 | 22.8 | 22.8 | 22.8 | 22.8 | 22.8 | 0 | 0 | 0 | 0 | 0 | 0 | 0 | 0 | 0 | 0 | 0 | 0 | 0 | 0 | 0 | 0 | 0 | 0 | 0 | 0 | 0 | 0
Existing | US | TRE | 1675949 | 56593 | TKWSW1_ROSCOE2A |  | Roscoe Wind Farm LLC | ROSCOE WIND 2A |  | WT | WND |  | Wind | 2008 |  | 95 | 14.25 | 19 | 14.25 | 14.25 | 14.25 | 14.25 | 14.25 | 14.25 | 14.25 | 14.25 | 14.25 | 14.25 | 14.25 | 19 | 19 | 19 | 19 | 19 | 19 | 19 | 19 | 19 | 19 | 19 | 0 | 0 | 0 | 0 | 0 | 0 | 0 | 0 | 0 | 0 | 0 | 0 | 0 | 0 | 0 | 0 | 0 | 0 | 0 | 0 | 0 | 0
Existing | US | TRE | 1985425 | 58681 | ROUTE_66_WIND1 | RT661 | Route 66 Wind Plant | ROUTE 66 WIND |  | WT | WND |  | Wind | 2015 |  | 150 | 22.5 | 30 | 22.5 | 22.5 | 22.5 | 22.5 | 22.5 | 22.5 | 22.5 | 22.5 | 22.5 | 22.5 | 22.5 | 30 | 30 | 30 | 30 | 30 | 30 | 30 | 30 | 30 | 30 | 30 | 0 | 0 | 0 | 0 | 0 | 0 | 0 | 0 | 0 | 0 | 0 | 0 | 0 | 0 | 0 | 0 | 0 | 0 | 0 | 0 | 0 | 0
Existing | US | TRE |  | 60743 | RTS_U1 |  | Rattlesnake Power, LLC | RTS WIND |  | WT | WND |  | Wind | 1905 |  | 160 | 24 | 32 | 24 | 24 | 24 | 24 | 24 | 24 | 24 | 24 | 24 | 24 | 24 | 32 | 32 | 32 | 32 | 32 | 32 | 32 | 32 | 32 | 32 | 32 | 0 | 0 | 0 | 0 | 0 | 0 | 0 | 0 | 0 | 0 | 0 | 0 | 0 | 0 | 0 | 0 | 0 | 0 | 0 | 0 | 0 | 0
Existing | US | TRE |  | 60657 | SALTFORK_UNIT1 |  |  | SALT FORK 1 WIND 1 |  | WT | WND |  | Wind | 2017 |  | 64 | 9.6 | 12.8 | 9.6 | 9.6 | 9.6 | 9.6 | 9.6 | 9.6 | 9.6 | 9.6 | 9.6 | 9.6 | 9.6 | 12.8 | 12.8 | 12.8 | 12.8 | 12.8 | 12.8 | 12.8 | 12.8 | 12.8 | 12.8 | 12.8 | 0 | 0 | 0 | 0 | 0 | 0 | 0 | 0 | 0 | 0 | 0 | 0 | 0 | 0 | 0 | 0 | 0 | 0 | 0 | 0 | 0 | 0
Existing | US | TRE |  | 60657 | SALTFORK_UNIT2 |  |  | SALT FORK 1 WIND 2 |  | WT | WND |  | Wind | 2017 |  | 110 | 16.5 | 22 | 16.5 | 16.5 | 16.5 | 16.5 | 16.5 | 16.5 | 16.5 | 16.5 | 16.5 | 16.5 | 16.5 | 22 | 22 | 22 | 22 | 22 | 22 | 22 | 22 | 22 | 22 | 22 | 0 | 0 | 0 | 0 | 0 | 0 | 0 | 0 | 0 | 0 | 0 | 0 | 0 | 0 | 0 | 0 | 0 | 0 | 0 | 0 | 0 | 0
Existing | US | TRE | 1415046 | 56479 | MCDLD_SBW1 | 2 | Sand Bluff Wind Farm | SAND BLUFF WIND |  | WT | WND |  | Wind | 2008 |  | 90 | 13.5 | 18 | 13.5 | 13.5 | 13.5 | 13.5 | 13.5 | 13.5 | 13.5 | 13.5 | 13.5 | 13.5 | 13.5 | 18 | 18 | 18 | 18 | 18 | 18 | 18 | 18 | 18 | 18 | 18 | 0 | 0 | 0 | 0 | 0 | 0 | 0 | 0 | 0 | 0 | 0 | 0 | 0 | 0 | 0 | 0 | 0 | 0 | 0 | 0 | 0 | 0
Existing | US | TRE | 1870751 | 59654 | EXGNSND_WIND_1 |  |  | SENDERO WIND ENERGY |  | WT | WND |  | Wind | 2015 |  | 76 | 11.4 | 15.2 | 11.4 | 11.4 | 11.4 | 11.4 | 11.4 | 11.4 | 11.4 | 11.4 | 11.4 | 11.4 | 11.4 | 15.2 | 15.2 | 15.2 | 15.2 | 15.2 | 15.2 | 15.2 | 15.2 | 15.2 | 15.2 | 15.2 | 0 | 0 | 0 | 0 | 0 | 0 | 0 | 0 | 0 | 0 | 0 | 0 | 0 | 0 | 0 | 0 | 0 | 0 | 0 | 0 | 0 | 0
Existing | US | TRE | 1834636 | 57981 | SENATEWD_UNIT1 | GEN1 | Senate Wind LLC | SENATE WIND |  | WT | WND |  | Wind | 2012 |  | 150 | 22.5 | 30 | 22.5 | 22.5 | 22.5 | 22.5 | 22.5 | 22.5 | 22.5 | 22.5 | 22.5 | 22.5 | 22.5 | 30 | 30 | 30 | 30 | 30 | 30 | 30 | 30 | 30 | 30 | 30 | 0 | 0 | 0 | 0 | 0 | 0 | 0 | 0 | 0 | 0 | 0 | 0 | 0 | 0 | 0 | 0 | 0 | 0 | 0 | 0 | 0 | 0
Existing | US | TRE | 1981226 | 59034 | SHANNONW_UNIT_1 | SHAN1 | Shannon Wind | SHANNON WIND |  | WT | WND |  | Wind | 2015 |  | 204.1 | 30.615 | 40.82 | 30.615 | 30.615 | 30.615 | 30.615 | 30.615 | 30.615 | 30.615 | 30.615 | 30.615 | 30.615 | 30.615 | 40.82 | 40.82 | 40.82 | 40.82 | 40.82 | 40.82 | 40.82 | 40.82 | 40.82 | 40.82 | 40.82 | 0 | 0 | 0 | 0 | 0 | 0 | 0 | 0 | 0 | 0 | 0 | 0 | 0 | 0 | 0 | 0 | 0 | 0 | 0 | 0 | 0 | 0
Existing | US | TRE | 1329224 | 56779 | KEO_KEO_SM1 | 1 | Sherbino I Wind Farm | SHERBINO 1 WIND |  | WT | WND |  | Wind | 2008 |  | 150 | 22.5 | 30 | 22.5 | 22.5 | 22.5 | 22.5 | 22.5 | 22.5 | 22.5 | 22.5 | 22.5 | 22.5 | 22.5 | 30 | 30 | 30 | 30 | 30 | 30 | 30 | 30 | 30 | 30 | 30 | 0 | 0 | 0 | 0 | 0 | 0 | 0 | 0 | 0 | 0 | 0 | 0 | 0 | 0 | 0 | 0 | 0 | 0 | 0 | 0 | 0 | 0 | Upgrade/repower project in queue (projected COD: 3/1/2020)
Existing | US | TRE | 1845207 | 57415 | KEO_SHRBINO2 | 1 | Sherbino II | SHERBINO 2 WIND |  | WT | WND |  | Wind | 2011 |  | 132 | 19.8 | 26.4 | 21.75 | 19.8 | 19.8 | 19.8 | 19.8 | 19.8 | 19.8 | 19.8 | 19.8 | 19.8 | 19.8 | 29 | 26.4 | 26.4 | 26.4 | 26.4 | 26.4 | 26.4 | 26.4 | 26.4 | 26.4 | 26.4 | 0 | 0 | 0 | 0 | 0 | 0 | 0 | 0 | 0 | 0 | 0 | 0 | 0 | 0 | 0 | 0 | 0 | 0 | 0 | 0 | 0 | 0 | Upgrade/repower project in queue (projected COD: 3/1/2020)
Existing | US | TRE | 1655397 | 56771 | FLTCK_SSI | 1 | Silver Star I Wind Power Project | SILVER STAR WIND |  | WT | WND |  | Wind | 2008 |  | 60 | 9 | 12 | 9 | 9 | 9 | 9 | 9 | 9 | 9 | 9 | 9 | 9 | 9 | 12 | 12 | 12 | 12 | 12 | 12 | 12 | 12 | 12 | 12 | 12 | 0 | 0 | 0 | 0 | 0 | 0 | 0 | 0 | 0 | 0 | 0 | 0 | 0 | 0 | 0 | 0 | 0 | 0 | 0 | 0 | 0 | 0
Existing | US | TRE | 1112475 | 56602 | ENAS_ENA1 | SNY1 | Snyder Wind Farm | SNYDER WIND |  | WT | WND |  | Wind | 2007 |  | 46.2 | 6.93 | 9.24 | 9.45 | 9.45 | 6.93 | 6.93 | 6.93 | 6.93 | 6.93 | 6.93 | 6.93 | 6.93 | 6.93 | 12.6 | 9.24 | 9.24 | 9.24 | 9.24 | 9.24 | 9.24 | 9.24 | 9.24 | 9.24 | 9.24 | 0 | 0 | 0 | 0 | 0 | 0 | 0 | 0 | 0 | 0 | 0 | 0 | 0 | 0 | 0 | 0 | 0 | 0 | 0 | 0 | 0 | 0 | Upgrade/repower project in queue (projected COD: 11/30/2020)
Existing | US | TRE | 1785714 | 59384 | SPLAIN1_WIND1 | 1 | South Plains Wind Phase I | SOUTH PLAINS WIND I |  | WT | WND |  | Wind | 2015 |  | 102 | 15.3 | 20.4 | 15.3 | 15.3 | 15.3 | 15.3 | 15.3 | 15.3 | 15.3 | 15.3 | 15.3 | 15.3 | 15.3 | 20.4 | 20.4 | 20.4 | 20.4 | 20.4 | 20.4 | 20.4 | 20.4 | 20.4 | 20.4 | 20.4 | 0 | 0 | 0 | 0 | 0 | 0 | 0 | 0 | 0 | 0 | 0 | 0 | 0 | 0 | 0 | 0 | 0 | 0 | 0 | 0 | 0 | 0
Existing | US | TRE | 1476938 | 59384 | SPLAIN1_WIND2 | 1 | South Plains Wind Phase I | SOUTH PLAINS WIND 2 |  | WT | WND |  | Wind | 2015 |  | 98 | 14.7 | 19.6 | 14.7 | 14.7 | 14.7 | 14.7 | 14.7 | 14.7 | 14.7 | 14.7 | 14.7 | 14.7 | 14.7 | 19.6 | 19.6 | 19.6 | 19.6 | 19.6 | 19.6 | 19.6 | 19.6 | 19.6 | 19.6 | 19.6 | 0 | 0 | 0 | 0 | 0 | 0 | 0 | 0 | 0 | 0 | 0 | 0 | 0 | 0 | 0 | 0 | 0 | 0 | 0 | 0 | 0 | 0
Existing | US | TRE |  | 60087 | SPLAIN2_WIND21 |  |  | SOUTH PLAINS WIND II A |  | WT | WND |  | Wind | 2016 |  | 148.5 | 22.275 | 29.7 | 22.275 | 22.275 | 22.275 | 22.275 | 22.275 | 22.275 | 22.275 | 22.275 | 22.275 | 22.275 | 22.275 | 29.7 | 29.7 | 29.7 | 29.7 | 29.7 | 29.7 | 29.7 | 29.7 | 29.7 | 29.7 | 29.7 | 0 | 0 | 0 | 0 | 0 | 0 | 0 | 0 | 0 | 0 | 0 | 0 | 0 | 0 | 0 | 0 | 0 | 0 | 0 | 0 | 0 | 0
Existing | US | TRE |  | 60087 | SPLAIN2_WIND22 |  |  | SOUTH PLAINS WIND II B |  | WT | WND |  | Wind | 2016 |  | 151.8 | 22.77 | 30.36 | 22.77 | 22.77 | 22.77 | 22.77 | 22.77 | 22.77 | 22.77 | 22.77 | 22.77 | 22.77 | 22.77 | 30.36 | 30.36 | 30.36 | 30.36 | 30.36 | 30.36 | 30.36 | 30.36 | 30.36 | 30.36 | 30.36 | 0 | 0 | 0 | 0 | 0 | 0 | 0 | 0 | 0 | 0 | 0 | 0 | 0 | 0 | 0 | 0 | 0 | 0 | 0 | 0 | 0 | 0
Existing | US | TRE | 1645117 | 56649 | STWF_T1 |  | South Trent Wind Farm | SOUTH TRENT WIND |  | WT | WND |  | Wind | 2008 |  | 98.2 | 14.73 | 19.64 | 14.73 | 14.73 | 14.73 | 14.73 | 14.73 | 14.73 | 14.73 | 14.73 | 14.73 | 14.73 | 14.73 | 19.64 | 19.64 | 19.64 | 19.64 | 19.64 | 19.64 | 19.64 | 19.64 | 19.64 | 19.64 | 19.64 | 0 | 0 | 0 | 0 | 0 | 0 | 0 | 0 | 0 | 0 | 0 | 0 | 0 | 0 | 0 | 0 | 0 | 0 | 0 | 0 | 0 | 0
Existing | US | TRE | 1620894 | 58774 | SSPURTWO_WIND_1 | GEN1 | Spinning Spur Wind II | SPINNING SPUR WIND TWO |  | WT | WND |  | Wind | 2014 |  | 160.95 | 24.15 | 32.2 | 24.15 | 24.15 | 24.15 | 24.15 | 24.15 | 24.15 | 24.15 | 24.15 | 24.15 | 24.15 | 24.15 | 32.2 | 32.2 | 32.2 | 32.2 | 32.2 | 32.2 | 32.2 | 32.2 | 32.2 | 32.2 | 32.2 | 0 | 0 | 0 | 0 | 0 | 0 | 0 | 0 | 0 | 0 | 0 | 0 | 0 | 0 | 0 | 0 | 0 | 0 | 0 | 0 | 0 | 0
Existing | US | TRE | 1326536 | 58775 | SSPURTWO_SS3WIND1 | GEN1 | Spinning Spur Wind III | SPINNING SPUR 3 [WIND 1] |  | WT | WND |  | Wind | 2015 |  | 96 | 14.4 | 19.2 | 14.4 | 14.4 | 14.4 | 14.4 | 14.4 | 14.4 | 14.4 | 14.4 | 14.4 | 14.4 | 14.4 | 19.2 | 19.2 | 19.2 | 19.2 | 19.2 | 19.2 | 19.2 | 19.2 | 19.2 | 19.2 | 19.2 | 0 | 0 | 0 | 0 | 0 | 0 | 0 | 0 | 0 | 0 | 0 | 0 | 0 | 0 | 0 | 0 | 0 | 0 | 0 | 0 | 0 | 0
Existing | US | TRE | 1298384 | 58775 | SSPURTWO_SS3WIND2 | GEN1 | Spinning Spur Wind III | SPINNING SPUR 3 [WIND 2] |  | WT | WND |  | Wind | 2015 |  | 98 | 14.7 | 19.6 | 14.7 | 14.7 | 14.7 | 14.7 | 14.7 | 14.7 | 14.7 | 14.7 | 14.7 | 14.7 | 14.7 | 19.6 | 19.6 | 19.6 | 19.6 | 19.6 | 19.6 | 19.6 | 19.6 | 19.6 | 19.6 | 19.6 | 0 | 0 | 0 | 0 | 0 | 0 | 0 | 0 | 0 | 0 | 0 | 0 | 0 | 0 | 0 | 0 | 0 | 0 | 0 | 0 | 0 | 0
Existing | US | TRE | 1456994 | 56644 | SWEC_G1 | 1 | Stanton Wind Energy LLC | STANTON WIND ENERGY |  | WT | WND |  | Wind | 2008 |  | 120 | 18 | 24 | 18 | 18 | 18 | 18 | 18 | 18 | 18 | 18 | 18 | 18 | 18 | 24 | 24 | 24 | 24 | 24 | 24 | 24 | 24 | 24 | 24 | 24 | 0 | 0 | 0 | 0 | 0 | 0 | 0 | 0 | 0 | 0 | 0 | 0 | 0 | 0 | 0 | 0 | 0 | 0 | 0 | 0 | 0 | 0
Existing | US | TRE | 1234264 | 57983 | SRWE1_UNIT1 | 1 | Stephens Ranch Wind Energy LLC | STEPHENS RANCH WIND 1 |  | WT | WND |  | Wind | 2014 |  | 211.22 | 31.68 | 42.24 | 31.68 | 31.68 | 31.68 | 31.68 | 31.68 | 31.68 | 31.68 | 31.68 | 31.68 | 31.68 | 31.68 | 42.24 | 42.24 | 42.24 | 42.24 | 42.24 | 42.24 | 42.24 | 42.24 | 42.24 | 42.24 | 42.24 | 0 | 0 | 0 | 0 | 0 | 0 | 0 | 0 | 0 | 0 | 0 | 0 | 0 | 0 | 0 | 0 | 0 | 0 | 0 | 0 | 0 | 0
Existing | US | TRE | 1198358 | 57983 | SRWE1_SRWE2 | 2 | Stephens Ranch Wind Energy LLC | STEPHENS RANCH WIND 2 |  | WT | WND |  | Wind | 2015 |  | 164.68 | 24.705 | 32.94 | 24.705 | 24.705 | 24.705 | 24.705 | 24.705 | 24.705 | 24.705 | 24.705 | 24.705 | 24.705 | 24.705 | 32.94 | 32.94 | 32.94 | 32.94 | 32.94 | 32.94 | 32.94 | 32.94 | 32.94 | 32.94 | 32.94 | 0 | 0 | 0 | 0 | 0 | 0 | 0 | 0 | 0 | 0 | 0 | 0 | 0 | 0 | 0 | 0 | 0 | 0 | 0 | 0 | 0 | 0
Existing | US | TRE | 1894460 | 56211 | SWEETWND_WND1 | SW1 | Sweetwater Wind 1 LLC | SWEETWATER WIND 1 |  | WT | WND |  | Wind | 2003 |  | 37.5 | 6.375 | 8.5 | 6.375 | 6.375 | 6.375 | 6.375 | 6.375 | 6.375 | 6.375 | 6.375 | 6.375 | 6.375 | 6.375 | 8.5 | 8.5 | 8.5 | 8.5 | 8.5 | 8.5 | 8.5 | 8.5 | 8.5 | 8.5 | 8.5 | 0 | 0 | 0 | 0 | 0 | 0 | 0 | 0 | 0 | 0 | 0 | 0 | 0 | 0 | 0 | 0 | 0 | 0 | 0 | 0 | 0 | 0
Existing | US | TRE | 1557115 | 56212 | SWEETWN2_WND24 | SW2 | Sweetwater Wind 2 LLC | SWEETWATER WIND 2A |  | WT | WND |  | Wind | 2006 |  | 18.08 | 2.55 | 3.4 | 2.55 | 2.55 | 2.55 | 2.55 | 2.55 | 2.55 | 2.55 | 2.55 | 2.55 | 2.55 | 2.55 | 3.4 | 3.4 | 3.4 | 3.4 | 3.4 | 3.4 | 3.4 | 3.4 | 3.4 | 3.4 | 3.4 | 0 | 0 | 0 | 0 | 0 | 0 | 0 | 0 | 0 | 0 | 0 | 0 | 0 | 0 | 0 | 0 | 0 | 0 | 0 | 0 | 0 | 0
Existing | US | TRE | 1549776 | 56212 | SWEETWN2_WND2 | SW2 | Sweetwater Wind 2 LLC | SWEETWATER WIND 2B |  | WT | WND |  | Wind | 2004 |  | 98.8 | 14.82 | 19.76 | 14.82 | 14.82 | 14.82 | 14.82 | 14.82 | 14.82 | 14.82 | 14.82 | 14.82 | 14.82 | 14.82 | 19.76 | 19.76 | 19.76 | 19.76 | 19.76 | 19.76 | 19.76 | 19.76 | 19.76 | 19.76 | 19.76 | 0 | 0 | 0 | 0 | 0 | 0 | 0 | 0 | 0 | 0 | 0 | 0 | 0 | 0 | 0 | 0 | 0 | 0 | 0 | 0 | 0 | 0
Existing | US | TRE | 1442720 | 56311 | SWEETWN3_WND3A | SW3 | Sweetwater Wind 3 LLC | SWEETWATER WIND 3A |  | WT | WND |  | Wind | 2011 |  | 37 | 5.1 | 6.8 | 5.1 | 5.1 | 5.1 | 5.1 | 5.1 | 5.1 | 5.1 | 5.1 | 5.1 | 5.1 | 5.1 | 6.8 | 6.8 | 6.8 | 6.8 | 6.8 | 6.8 | 6.8 | 6.8 | 6.8 | 6.8 | 6.8 | 0 | 0 | 0 | 0 | 0 | 0 | 0 | 0 | 0 | 0 | 0 | 0 | 0 | 0 | 0 | 0 | 0 | 0 | 0 | 0 | 0 | 0
Existing | US | TRE | 1927250 | 56311 | SWEETWN3_WND3B | SW3 | Sweetwater Wind 3 LLC | SWEETWATER WIND 3B |  | WT | WND |  | Wind | 2011 |  | 135 | 17.55 | 23.4 | 17.55 | 17.55 | 17.55 | 17.55 | 17.55 | 17.55 | 17.55 | 17.55 | 17.55 | 17.55 | 17.55 | 23.4 | 23.4 | 23.4 | 23.4 | 23.4 | 23.4 | 23.4 | 23.4 | 23.4 | 23.4 | 23.4 | 0 | 0 | 0 | 0 | 0 | 0 | 0 | 0 | 0 | 0 | 0 | 0 | 0 | 0 | 0 | 0 | 0 | 0 | 0 | 0 | 0 | 0
Existing | US | TRE | 1867937 | 56372 | SWEETWN4_WND5 | SW5 | Sweetwater Wind 5 | SWEETWATER WIND 4-5 |  | WT | WND |  | Wind | 2007 |  | 80.5 | 12.75 | 17 | 12.75 | 12.75 | 12.75 | 12.75 | 12.75 | 12.75 | 12.75 | 12.75 | 12.75 | 12.75 | 12.75 | 17 | 17 | 17 | 17 | 17 | 17 | 17 | 17 | 17 | 17 | 17 | 0 | 0 | 0 | 0 | 0 | 0 | 0 | 0 | 0 | 0 | 0 | 0 | 0 | 0 | 0 | 0 | 0 | 0 | 0 | 0 | 0 | 0
Existing | US | TRE | 1658441 | 56337 | SWEETWN4_WND4B | SW4 | Sweetwater Wind 4 LLC | SWEETWATER WIND 4-4B |  | WT | WND |  | Wind | 2007 |  | 112.8016 | 16.8 | 22.4 | 16.8 | 16.8 | 16.8 | 16.8 | 16.8 | 16.8 | 16.8 | 16.8 | 16.8 | 16.8 | 16.8 | 22.4 | 22.4 | 22.4 | 22.4 | 22.4 | 22.4 | 22.4 | 22.4 | 22.4 | 22.4 | 22.4 | 0 | 0 | 0 | 0 | 0 | 0 | 0 | 0 | 0 | 0 | 0 | 0 | 0 | 0 | 0 | 0 | 0 | 0 | 0 | 0 | 0 | 0
Existing | US | TRE | 1936030 | 56337 | SWEETWN4_WND4A | SW4 | Sweetwater Wind 4 LLC | SWEETWATER WIND 4-4A |  | WT | WND |  | Wind | 2007 |  | 128.1984 | 18.75 | 25 | 18.75 | 18.75 | 18.75 | 18.75 | 18.75 | 18.75 | 18.75 | 18.75 | 18.75 | 18.75 | 18.75 | 25 | 25 | 25 | 25 | 25 | 25 | 25 | 25 | 25 | 25 | 25 | 0 | 0 | 0 | 0 | 0 | 0 | 0 | 0 | 0 | 0 | 0 | 0 | 0 | 0 | 0 | 0 | 0 | 0 | 0 | 0 | 0 | 0
Existing | US | TRE |  | 61921 | TAHOKA_UNIT_1 |  | Tahoka Wind | TAHOKA WIND 1 |  | WT | WND |  | Wind | 1905 |  | 150 | 22.5 | 30 | 22.5 | 22.5 | 22.5 | 22.5 | 22.5 | 22.5 | 22.5 | 22.5 | 22.5 | 22.5 | 22.5 | 30 | 30 | 30 | 30 | 30 | 30 | 30 | 30 | 30 | 30 | 30 | 0 | 0 | 0 | 0 | 0 | 0 | 0 | 0 | 0 | 0 | 0 | 0 | 0 | 0 | 0 | 0 | 0 | 0 | 0 | 0 | 0 | 0
Existing | US | TRE |  | 61921 | TAHOKA_UNIT_2 |  | Tahoka Wind | TAHOKA WIND 2 |  | WT | WND |  | Wind | 1905 |  | 150 | 22.5 | 30 | 22.5 | 22.5 | 22.5 | 22.5 | 22.5 | 22.5 | 22.5 | 22.5 | 22.5 | 22.5 | 22.5 | 30 | 30 | 30 | 30 | 30 | 30 | 30 | 30 | 30 | 30 | 30 | 0 | 0 | 0 | 0 | 0 | 0 | 0 | 0 | 0 | 0 | 0 | 0 | 0 | 0 | 0 | 0 | 0 | 0 | 0 | 0 | 0 | 0
Existing | US | TRE | 1565370 | 54979 | SGMTN_SIGNALMT | WIND | Big Spring Wind Power Facility | TEXAS BIG SPRING WIND a |  | WT | WND |  | Wind | 1999 |  | 27.72 | 4.155 | 5.54 | 4.155 | 4.155 | 4.155 | 4.155 | 4.155 | 4.155 | 4.155 | 4.155 | 4.155 | 4.155 | 4.155 | 5.54 | 5.54 | 5.54 | 5.54 | 5.54 | 5.54 | 5.54 | 5.54 | 5.54 | 5.54 | 5.54 | 0 | 0 | 0 | 0 | 0 | 0 | 0 | 0 | 0 | 0 | 0 | 0 | 0 | 0 | 0 | 0 | 0 | 0 | 0 | 0 | 0 | 0
Existing | US | TRE | 1173881 | 54979 | SGMTN_SIGNALM2 | WIND | Big Spring Wind Power Facility | TEXAS BIG SPRING WIND b |  | WT | WND |  | Wind | 1999 |  | 6.6 | 0.99 | 1.32 | 0.99 | 0.99 | 0.99 | 0.99 | 0.99 | 0.99 | 0.99 | 0.99 | 0.99 | 0.99 | 0.99 | 1.32 | 1.32 | 1.32 | 1.32 | 1.32 | 1.32 | 1.32 | 1.32 | 1.32 | 1.32 | 1.32 | 0 | 0 | 0 | 0 | 0 | 0 | 0 | 0 | 0 | 0 | 0 | 0 | 0 | 0 | 0 | 0 | 0 | 0 | 0 | 0 | 0 | 0
Existing | US | TRE | 1526608 | 55968 | TRENT_TRENT | WTG1 | Trent Wind Farm LP | TRENT WIND |  | WT | WND |  | Wind | 2001 |  | 152 | 22.5 | 30 | 22.5 | 22.5 | 22.5 | 22.5 | 22.5 | 22.5 | 22.5 | 22.5 | 22.5 | 22.5 | 22.5 | 30 | 30 | 30 | 30 | 30 | 30 | 30 | 30 | 30 | 30 | 30 | 0 | 0 | 0 | 0 | 0 | 0 | 0 | 0 | 0 | 0 | 0 | 0 | 0 | 0 | 0 | 0 | 0 | 0 | 0 | 0 | 0 | 0
Existing | US | TRE | 1052656 | 57520 | TRINITY_TH1_BUS1 | 1 | TRINITY HILLS | TRINITY HILLS WIND 1 |  | WT | WND |  | Wind | 2012 |  | 104 | 15.6 | 20.8 | 17.625 | 17.625 | 15.6 | 15.6 | 15.6 | 15.6 | 15.6 | 15.6 | 15.6 | 15.6 | 15.6 | 23.5 | 20.8 | 20.8 | 20.8 | 20.8 | 20.8 | 20.8 | 20.8 | 20.8 | 20.8 | 20.8 | 0 | 0 | 0 | 0 | 0 | 0 | 0 | 0 | 0 | 0 | 0 | 0 | 0 | 0 | 0 | 0 | 0 | 0 | 0 | 0 | 0 | 0 | Upgrade/repower project in queue (projected COD: 11/1/2020)
Existing | US | TRE | 1817991 | 57520 | TRINITY_TH1_BUS2 | 1 | TRINITY HILLS | TRINITY HILLS WIND 2 |  | WT | WND |  | Wind | 2012 |  | 94 | 14.1 | 18.8 | 16.125 | 16.125 | 14.1 | 14.1 | 14.1 | 14.1 | 14.1 | 14.1 | 14.1 | 14.1 | 14.1 | 21.5 | 18.8 | 18.8 | 18.8 | 18.8 | 18.8 | 18.8 | 18.8 | 18.8 | 18.8 | 18.8 | 0 | 0 | 0 | 0 | 0 | 0 | 0 | 0 | 0 | 0 | 0 | 0 | 0 | 0 | 0 | 0 | 0 | 0 | 0 | 0 | 0 | 0 | Upgrade/repower project in queue (projected COD: 11/1/2020)
Existing | US | TRE | 1171398 | 56774 | TTWEC_G1 | 1 | Turkey Track Wind Energy LLC | TURKEY TRACK WIND |  | WT | WND |  | Wind | 2008 |  | 169.5 | 25.425 | 33.9 | 25.425 | 25.425 | 25.425 | 25.425 | 25.425 | 25.425 | 25.425 | 25.425 | 25.425 | 25.425 | 25.425 | 33.9 | 33.9 | 33.9 | 33.9 | 33.9 | 33.9 | 33.9 | 33.9 | 33.9 | 33.9 | 33.9 | 0 | 0 | 0 | 0 | 0 | 0 | 0 | 0 | 0 | 0 | 0 | 0 | 0 | 0 | 0 | 0 | 0 | 0 | 0 | 0 | 0 | 0
Existing | US | TRE |  | 60502 | TYLRWIND_UNIT1 |  |  | TYLER BLUFF WIND |  | WT | WND |  | Wind | 2016 |  | 125.6 | 18.84 | 25.12 | 18.84 | 18.84 | 18.84 | 18.84 | 18.84 | 18.84 | 18.84 | 18.84 | 18.84 | 18.84 | 18.84 | 25.12 | 25.12 | 25.12 | 25.12 | 25.12 | 25.12 | 25.12 | 25.12 | 25.12 | 25.12 | 25.12 | 0 | 0 | 0 | 0 | 0 | 0 | 0 | 0 | 0 | 0 | 0 | 0 | 0 | 0 | 0 | 0 | 0 | 0 | 0 | 0 | 0 | 0
Existing | US | TRE |  | 58766 | WAKEWE_G1 |  |  | WAKE WIND 1 |  | WT | WND |  | Wind | 2016 |  | 114.9 | 17.235 | 22.98 | 17.235 | 17.235 | 17.235 | 17.235 | 17.235 | 17.235 | 17.235 | 17.235 | 17.235 | 17.235 | 17.235 | 22.98 | 22.98 | 22.98 | 22.98 | 22.98 | 22.98 | 22.98 | 22.98 | 22.98 | 22.98 | 22.98 | 0 | 0 | 0 | 0 | 0 | 0 | 0 | 0 | 0 | 0 | 0 | 0 | 0 | 0 | 0 | 0 | 0 | 0 | 0 | 0 | 0 | 0
Existing | US | TRE |  | 58766 | WAKEWE_G2 |  |  | WAKE WIND 2 |  | WT | WND |  | Wind | 2016 |  | 142.3 | 21.345 | 28.46 | 21.345 | 21.345 | 21.345 | 21.345 | 21.345 | 21.345 | 21.345 | 21.345 | 21.345 | 21.345 | 21.345 | 28.46 | 28.46 | 28.46 | 28.46 | 28.46 | 28.46 | 28.46 | 28.46 | 28.46 | 28.46 | 28.46 | 0 | 0 | 0 | 0 | 0 | 0 | 0 | 0 | 0 | 0 | 0 | 0 | 0 | 0 | 0 | 0 | 0 | 0 | 0 | 0 | 0 | 0
Existing | US | TRE | 1610325 | 55367 | SW_MESA_SW_MESA | 1 | West Texas Wind Energy LLC | WEST TEXAS WIND |  | WT | WND |  | Wind | 1999 |  | 80.25 | 12.045 | 16.06 | 12.045 | 0 | 0 | 0 | 0 | 0 | 0 | 0 | 0 | 0 | 0 | 0 | 0 | 0 | 0 | 0 | 0 | 0 | 0 | 0 | 0 | 0 | 0 | 0 | 0 | 0 | 0 | 0 | 0 | 0 | 0 | 0 | 0 | 0 | 0 | 0 | 0 | 0 | 0 | 0 | 0 | 0 | 0 | 0 | Retirement announced for 11/15/19, and approved by ERCOT on 6/20/2019
Existing | US | TRE | 1535080 | 56673 | WEC_WECG1 | WEC | Whirlwind Energy Center | WHIRLWIND ENERGY |  | WT | WND |  | Wind | 2007 |  | 57 | 8.55 | 11.4 | 8.55 | 8.55 | 8.55 | 8.55 | 8.55 | 8.55 | 8.55 | 8.55 | 8.55 | 8.55 | 8.55 | 11.4 | 11.4 | 11.4 | 11.4 | 11.4 | 11.4 | 11.4 | 11.4 | 11.4 | 11.4 | 11.4 | 0 | 0 | 0 | 0 | 0 | 0 | 0 | 0 | 0 | 0 | 0 | 0 | 0 | 0 | 0 | 0 | 0 | 0 | 0 | 0 | 0 | 0
Existing | US | TRE | 1164864 | 58021 | EXGNWTL_WIND_1 | 1 | Whitetail Wind Energy LLC | WHITETAIL WIND |  | WT | WND |  | Wind | 2012 |  | 91 | 13.845 | 18.46 | 13.845 | 13.845 | 13.845 | 13.845 | 13.845 | 13.845 | 13.845 | 13.845 | 13.845 | 13.845 | 13.845 | 18.46 | 18.46 | 18.46 | 18.46 | 18.46 | 18.46 | 18.46 | 18.46 | 18.46 | 18.46 | 18.46 | 0 | 0 | 0 | 0 | 0 | 0 | 0 | 0 | 0 | 0 | 0 | 0 | 0 | 0 | 0 | 0 | 0 | 0 | 0 | 0 | 0 | 0
Existing | US | TRE | 1341976 | 59238 | WNDTHST2_UNIT1 | WND2 | Windthorst-2 | WINDTHORST 2 WIND |  | WT | WND |  | Wind | 2014 |  | 67.62 | 10.14 | 13.52 | 10.14 | 10.14 | 10.14 | 10.14 | 10.14 | 10.14 | 10.14 | 10.14 | 10.14 | 10.14 | 10.14 | 13.52 | 13.52 | 13.52 | 13.52 | 13.52 | 13.52 | 13.52 | 13.52 | 13.52 | 13.52 | 13.52 | 0 | 0 | 0 | 0 | 0 | 0 | 0 | 0 | 0 | 0 | 0 | 0 | 0 | 0 | 0 | 0 | 0 | 0 | 0 | 0 | 0 | 0
Existing | US | TRE | 1869496 | 58048 | MOZART_WIND_1 | 1 | WKN Mozart Wind | WKN MOZART WIND |  | WT | WND |  | Wind | 2012 |  | 30 | 4.5 | 6 | 4.5 | 4.5 | 4.5 | 4.5 | 4.5 | 4.5 | 4.5 | 4.5 | 4.5 | 4.5 | 4.5 | 6 | 6 | 6 | 6 | 6 | 6 | 6 | 6 | 6 | 6 | 6 | 0 | 0 | 0 | 0 | 0 | 0 | 0 | 0 | 0 | 0 | 0 | 0 | 0 | 0 | 0 | 0 | 0 | 0 | 0 | 0 | 0 | 0
Existing | US | TRE |  | 60901 | SALVTION_UNIT1 |  |  | WILLOW SPRINGS WIND A |  | WT | WND |  | Wind | 2017 |  | 125 | 18.75 | 25 | 18.75 | 18.75 | 18.75 | 18.75 | 18.75 | 18.75 | 18.75 | 18.75 | 18.75 | 18.75 | 18.75 | 25 | 25 | 25 | 25 | 25 | 25 | 25 | 25 | 25 | 25 | 25 | 0 | 0 | 0 | 0 | 0 | 0 | 0 | 0 | 0 | 0 | 0 | 0 | 0 | 0 | 0 | 0 | 0 | 0 | 0 | 0 | 0 | 0
Existing | US | TRE |  | 60901 | SALVTION_UNIT2 |  |  | WILLOW SPRINGS WIND B |  | WT | WND |  | Wind | 2017 |  | 125 | 18.75 | 25 | 18.75 | 18.75 | 18.75 | 18.75 | 18.75 | 18.75 | 18.75 | 18.75 | 18.75 | 18.75 | 18.75 | 25 | 25 | 25 | 25 | 25 | 25 | 25 | 25 | 25 | 25 | 25 | 0 | 0 | 0 | 0 | 0 | 0 | 0 | 0 | 0 | 0 | 0 | 0 | 0 | 0 | 0 | 0 | 0 | 0 | 0 | 0 | 0 | 0
Existing | US | TRE | 1431613 | 58080 | WHTTAIL_WR1 | 1 | Wolf Ridge Wind | WOLF RIDGE WIND |  | WT | WND |  | Wind | 2008 |  | 112.5 | 16.875 | 22.5 | 16.875 | 16.875 | 16.875 | 16.875 | 16.875 | 16.875 | 16.875 | 16.875 | 16.875 | 16.875 | 16.875 | 22.5 | 22.5 | 22.5 | 22.5 | 22.5 | 22.5 | 22.5 | 22.5 | 22.5 | 22.5 | 22.5 | 0 | 0 | 0 | 0 | 0 | 0 | 0 | 0 | 0 | 0 | 0 | 0 | 0 | 0 | 0 | 0 | 0 | 0 | 0 | 0 | 0 | 0
Existing | US | TRE | 1036937 |  | DG_ROSC2_1UNIT |  |  | TSTC WEST TEXAS WIND |  | WT | WND |  | Wind | 2008 |  | 2 | 0.3 | 0.4 | 0.3 | 0.3 | 0.3 | 0.3 | 0.3 | 0.3 | 0.3 | 0.3 | 0.3 | 0.3 | 0.3 | 0.4 | 0.4 | 0.4 | 0.4 | 0.4 | 0.4 | 0.4 | 0.4 | 0.4 | 0.4 | 0.4 | 0 | 0 | 0 | 0 | 0 | 0 | 0 | 0 | 0 | 0 | 0 | 0 | 0 | 0 | 0 | 0 | 0 | 0 | 0 | 0 | 0 | 0
Existing | US | TRE | 1318700 |  | DG_TURL_UNIT1 |  |  | WOLF FLATS WIND (WIND MGT) |  | WT | WND |  | Wind | 2007 |  | 1 | 0.15 | 0.2 | 0.15 | 0.15 | 0.15 | 0.15 | 0.15 | 0.15 | 0.15 | 0.15 | 0.15 | 0.15 | 0.15 | 0.2 | 0.2 | 0.2 | 0.2 | 0.2 | 0.2 | 0.2 | 0.2 | 0.2 | 0.2 | 0.2 | 0 | 0 | 0 | 0 | 0 | 0 | 0 | 0 | 0 | 0 | 0 | 0 | 0 | 0 | 0 | 0 | 0 | 0 | 0 | 0 | 0 | 0
Existing | US | TRE |  | 57927 | BAFFIN_UNIT1 |  |  | BAFFIN WIND UNIT1 |  | WT | WND |  | Wind | 2014 |  | 100 | 58 | 43 | 58 | 58 | 58 | 58 | 58 | 58 | 58 | 58 | 58 | 58 | 58 | 43 | 43 | 43 | 43 | 43 | 43 | 43 | 43 | 43 | 43 | 43 | 0 | 0 | 0 | 0 | 0 | 0 | 0 | 0 | 0 | 0 | 0 | 0 | 0 | 0 | 0 | 0 | 0 | 0 | 0 | 0 | 0 | 0
Existing | US | TRE |  | 57927 | BAFFIN_UNIT2 |  |  | BAFFIN WIND UNIT2 |  | WT | WND |  | Wind | 2014 |  | 102 | 59.16 | 43.86 | 59.16 | 59.16 | 59.16 | 59.16 | 59.16 | 59.16 | 59.16 | 59.16 | 59.16 | 59.16 | 59.16 | 43.86 | 43.86 | 43.86 | 43.86 | 43.86 | 43.86 | 43.86 | 43.86 | 43.86 | 43.86 | 43.86 | 0 | 0 | 0 | 0 | 0 | 0 | 0 | 0 | 0 | 0 | 0 | 0 | 0 | 0 | 0 | 0 | 0 | 0 | 0 | 0 | 0 | 0
Existing | US | TRE |  | 59066 | BBREEZE_UNIT1 |  |  | BRUENNING'S BREEZE A |  | WT | WND |  | Wind | 2017 |  | 120 | 69.6 | 51.6 | 69.6 | 69.6 | 69.6 | 69.6 | 69.6 | 69.6 | 69.6 | 69.6 | 69.6 | 69.6 | 69.6 | 51.6 | 51.6 | 51.6 | 51.6 | 51.6 | 51.6 | 51.6 | 51.6 | 51.6 | 51.6 | 51.6 | 0 | 0 | 0 | 0 | 0 | 0 | 0 | 0 | 0 | 0 | 0 | 0 | 0 | 0 | 0 | 0 | 0 | 0 | 0 | 0 | 0 | 0
Existing | US | TRE |  | 59066 | BBREEZE_UNIT2 |  |  | BRUENNING'S BREEZE B |  | WT | WND |  | Wind | 2017 |  | 108 | 62.64 | 46.44 | 62.64 | 62.64 | 62.64 | 62.64 | 62.64 | 62.64 | 62.64 | 62.64 | 62.64 | 62.64 | 62.64 | 46.44 | 46.44 | 46.44 | 46.44 | 46.44 | 46.44 | 46.44 | 46.44 | 46.44 | 46.44 | 46.44 | 0 | 0 | 0 | 0 | 0 | 0 | 0 | 0 | 0 | 0 | 0 | 0 | 0 | 0 | 0 | 0 | 0 | 0 | 0 | 0 | 0 | 0
Existing | US | TRE | 1755309 | 59118 | CAMWIND_UNIT1 |  |  | CAMERON COUNTY WIND [CAMWIND_UNIT1] |  | WT | WND |  | Wind | 2016 |  | 165 | 95.7 | 70.95 | 95.7 | 95.7 | 95.7 | 95.7 | 95.7 | 95.7 | 95.7 | 95.7 | 95.7 | 95.7 | 95.7 | 70.95 | 70.95 | 70.95 | 70.95 | 70.95 | 70.95 | 70.95 | 70.95 | 70.95 | 70.95 | 70.95 | 0 | 0 | 0 | 0 | 0 | 0 | 0 | 0 | 0 | 0 | 0 | 0 | 0 | 0 | 0 | 0 | 0 | 0 | 0 | 0 | 0 | 0
Existing | US | TRE |  | 59193 | SANTACRU_UNIT1 |  |  | CHAPMAN RANCH WIND IA (SANTA CRUZ) |  | WT | WND |  | Wind | 2017 |  | 150.6 | 87.348 | 64.758 | 87.348 | 87.348 | 87.348 | 87.348 | 87.348 | 87.348 | 87.348 | 87.348 | 87.348 | 87.348 | 87.348 | 64.758 | 64.758 | 64.758 | 64.758 | 64.758 | 64.758 | 64.758 | 64.758 | 64.758 | 64.758 | 64.758 | 0 | 0 | 0 | 0 | 0 | 0 | 0 | 0 | 0 | 0 | 0 | 0 | 0 | 0 | 0 | 0 | 0 | 0 | 0 | 0 | 0 | 0
Existing | US | TRE |  | 59193 | SANTACRU_UNIT2 |  |  | CHAPMAN RANCH WIND IB (SANTA CRUZ) |  | WT | WND |  | Wind | 2017 |  | 98.4 | 57.072 | 42.312 | 57.072 | 57.072 | 57.072 | 57.072 | 57.072 | 57.072 | 57.072 | 57.072 | 57.072 | 57.072 | 57.072 | 42.312 | 42.312 | 42.312 | 42.312 | 42.312 | 42.312 | 42.312 | 42.312 | 42.312 | 42.312 | 42.312 | 0 | 0 | 0 | 0 | 0 | 0 | 0 | 0 | 0 | 0 | 0 | 0 | 0 | 0 | 0 | 0 | 0 | 0 | 0 | 0 | 0 | 0
Existing | US | TRE | 1285374 | 56661 | TGW_T1 | 1 | Pattern Gulf Wind | GULF WIND I |  | WT | WND |  | Wind | 2010 |  | 141.6 | 82.128 | 60.888 | 82.128 | 82.128 | 82.128 | 82.128 | 82.128 | 82.128 | 82.128 | 82.128 | 82.128 | 82.128 | 82.128 | 60.888 | 60.888 | 60.888 | 60.888 | 60.888 | 60.888 | 60.888 | 60.888 | 60.888 | 60.888 | 60.888 | 0 | 0 | 0 | 0 | 0 | 0 | 0 | 0 | 0 | 0 | 0 | 0 | 0 | 0 | 0 | 0 | 0 | 0 | 0 | 0 | 0 | 0
Existing | US | TRE | 1718867 | 56661 | TGW_T2 |  | Pattern Gulf Wind | GULF WIND II |  | WT | WND |  | Wind | 2010 |  | 141.6 | 82.128 | 60.888 | 82.128 | 82.128 | 82.128 | 82.128 | 82.128 | 82.128 | 82.128 | 82.128 | 82.128 | 82.128 | 82.128 | 60.888 | 60.888 | 60.888 | 60.888 | 60.888 | 60.888 | 60.888 | 60.888 | 60.888 | 60.888 | 60.888 | 0 | 0 | 0 | 0 | 0 | 0 | 0 | 0 | 0 | 0 | 0 | 0 | 0 | 0 | 0 | 0 | 0 | 0 | 0 | 0 | 0 | 0
Existing | US | TRE | 1941763 | 57751 | LV1_LV1A | 1 | Los Vientos Wind 1A | LOS VIENTOS WIND I |  | WT | WND |  | Wind | 2013 |  | 200.1 | 116.058 | 86.043 | 116.058 | 116.058 | 116.058 | 116.058 | 116.058 | 116.058 | 116.058 | 116.058 | 116.058 | 116.058 | 116.058 | 86.043 | 86.043 | 86.043 | 86.043 | 86.043 | 86.043 | 86.043 | 86.043 | 86.043 | 86.043 | 86.043 | 0 | 0 | 0 | 0 | 0 | 0 | 0 | 0 | 0 | 0 | 0 | 0 | 0 | 0 | 0 | 0 | 0 | 0 | 0 | 0 | 0 | 0
Existing | US | TRE | 1766484 | 57752 | LV1_LV1B | 1 | Los Vientos Wind 1B | LOS VIENTOS WIND II |  | WT | WND |  | Wind | 2013 |  | 201.6 | 116.928 | 86.688 | 116.928 | 116.928 | 116.928 | 116.928 | 116.928 | 116.928 | 116.928 | 116.928 | 116.928 | 116.928 | 116.928 | 86.688 | 86.688 | 86.688 | 86.688 | 86.688 | 86.688 | 86.688 | 86.688 | 86.688 | 86.688 | 86.688 | 0 | 0 | 0 | 0 | 0 | 0 | 0 | 0 | 0 | 0 | 0 | 0 | 0 | 0 | 0 | 0 | 0 | 0 | 0 | 0 | 0 | 0
Existing | US | TRE | 1888223 | 57802 | REDFISH_MV1A | MV1 | Magic Valley Wind Farm I LLC | MAGIC VALLEY WIND (REDFISH) 1A |  | WT | WND |  | Wind | 2012 |  | 99.83 | 57.884 | 42.914 | 57.884 | 57.884 | 57.884 | 57.884 | 57.884 | 57.884 | 57.884 | 57.884 | 57.884 | 57.884 | 57.884 | 42.914 | 42.914 | 42.914 | 42.914 | 42.914 | 42.914 | 42.914 | 42.914 | 42.914 | 42.914 | 42.914 | 0 | 0 | 0 | 0 | 0 | 0 | 0 | 0 | 0 | 0 | 0 | 0 | 0 | 0 | 0 | 0 | 0 | 0 | 0 | 0 | 0 | 0
Existing | US | TRE | 1240153 | 57802 | REDFISH_MV1B | MV1 | Magic Valley Wind Farm I LLC | MAGIC VALLEY WIND (REDFISH) 1B |  | WT | WND |  | Wind | 2012 |  | 103.46 | 60.03 | 44.505 | 60.03 | 60.03 | 60.03 | 60.03 | 60.03 | 60.03 | 60.03 | 60.03 | 60.03 | 60.03 | 60.03 | 44.505 | 44.505 | 44.505 | 44.505 | 44.505 | 44.505 | 44.505 | 44.505 | 44.505 | 44.505 | 44.505 | 0 | 0 | 0 | 0 | 0 | 0 | 0 | 0 | 0 | 0 | 0 | 0 | 0 | 0 | 0 | 0 | 0 | 0 | 0 | 0 | 0 | 0
Existing | US | TRE | 1355338 | 56983 | PAP1_PAP1 | 1 | EC&R Papalote Creek I LLC | PAPALOTE CREEK WIND |  | WT | WND |  | Wind | 2009 |  | 179.86 | 104.342 | 77.357 | 104.342 | 104.342 | 104.342 | 104.342 | 104.342 | 104.342 | 104.342 | 104.342 | 104.342 | 104.342 | 104.342 | 77.357 | 77.357 | 77.357 | 77.357 | 77.357 | 77.357 | 77.357 | 77.357 | 77.357 | 77.357 | 77.357 | 0 | 0 | 0 | 0 | 0 | 0 | 0 | 0 | 0 | 0 | 0 | 0 | 0 | 0 | 0 | 0 | 0 | 0 | 0 | 0 | 0 | 0
Existing | US | TRE | 1315216 | 56983 | COTTON_PAP2 | 1 | EC&R Papalote Creek I LLC | PAPALOTE CREEK WIND II |  | WT | WND |  | Wind | 2010 |  | 200.12 | 116.058 | 86.043 | 116.058 | 116.058 | 116.058 | 116.058 | 116.058 | 116.058 | 116.058 | 116.058 | 116.058 | 116.058 | 116.058 | 86.043 | 86.043 | 86.043 | 86.043 | 86.043 | 86.043 | 86.043 | 86.043 | 86.043 | 86.043 | 86.043 | 0 | 0 | 0 | 0 | 0 | 0 | 0 | 0 | 0 | 0 | 0 | 0 | 0 | 0 | 0 | 0 | 0 | 0 | 0 | 0 | 0 | 0
Existing | US | TRE | 1824535 | 56795 | PENA_UNIT1 | 1 | Penascal Wind Power LLC | PENASCAL WIND 1 |  | WT | WND |  | Wind | 2009 |  | 160.8 | 93.264 | 69.144 | 93.264 | 93.264 | 93.264 | 93.264 | 93.264 | 93.264 | 93.264 | 93.264 | 93.264 | 93.264 | 93.264 | 69.144 | 69.144 | 69.144 | 69.144 | 69.144 | 69.144 | 69.144 | 69.144 | 69.144 | 69.144 | 69.144 | 0 | 0 | 0 | 0 | 0 | 0 | 0 | 0 | 0 | 0 | 0 | 0 | 0 | 0 | 0 | 0 | 0 | 0 | 0 | 0 | 0 | 0
Existing | US | TRE | 1006723 | 57095 | PENA_UNIT2 | 1 | Penascal II Wind Project LLC | PENASCAL WIND 2 |  | WT | WND |  | Wind | 2009 |  | 141.6 | 82.128 | 60.888 | 82.128 | 82.128 | 82.128 | 82.128 | 82.128 | 82.128 | 82.128 | 82.128 | 82.128 | 82.128 | 82.128 | 60.888 | 60.888 | 60.888 | 60.888 | 60.888 | 60.888 | 60.888 | 60.888 | 60.888 | 60.888 | 60.888 | 0 | 0 | 0 | 0 | 0 | 0 | 0 | 0 | 0 | 0 | 0 | 0 | 0 | 0 | 0 | 0 | 0 | 0 | 0 | 0 | 0 | 0
Existing | US | TRE | 1872846 | 57095 | PENA3_UNIT3 | 1 | Penascal II Wind Project LLC | PENASCAL WIND 3 |  | WT | WND |  | Wind | 2011 |  | 100.8 | 58.464 | 43.344 | 58.464 | 58.464 | 58.464 | 58.464 | 58.464 | 58.464 | 58.464 | 58.464 | 58.464 | 58.464 | 58.464 | 43.344 | 43.344 | 43.344 | 43.344 | 43.344 | 43.344 | 43.344 | 43.344 | 43.344 | 43.344 | 43.344 | 0 | 0 | 0 | 0 | 0 | 0 | 0 | 0 | 0 | 0 | 0 | 0 | 0 | 0 | 0 | 0 | 0 | 0 | 0 | 0 | 0 | 0
Existing | US | TRE |  | 59712 | SANROMAN_WIND_1 |  |  | SAN ROMAN WIND |  | WT | WND |  | Wind | 2016 |  | 95.2 | 55.216 | 40.936 | 55.216 | 55.216 | 55.216 | 55.216 | 55.216 | 55.216 | 55.216 | 55.216 | 55.216 | 55.216 | 55.216 | 40.936 | 40.936 | 40.936 | 40.936 | 40.936 | 40.936 | 40.936 | 40.936 | 40.936 | 40.936 | 40.936 | 0 | 0 | 0 | 0 | 0 | 0 | 0 | 0 | 0 | 0 | 0 | 0 | 0 | 0 | 0 | 0 | 0 | 0 | 0 | 0 | 0 | 0
Existing | US | TRE |  | 59063 | STELLA_UNIT1 |  | Stella Wind Farm | STELLA WIND |  | WT | WND |  | Wind | 1905 |  | 201 | 116.58 | 86.43 | 116.58 | 116.58 | 116.58 | 116.58 | 116.58 | 116.58 | 116.58 | 116.58 | 116.58 | 116.58 | 116.58 | 86.43 | 86.43 | 86.43 | 86.43 | 86.43 | 86.43 | 86.43 | 86.43 | 86.43 | 86.43 | 86.43 | 0 | 0 | 0 | 0 | 0 | 0 | 0 | 0 | 0 | 0 | 0 | 0 | 0 | 0 | 0 | 0 | 0 | 0 | 0 | 0 | 0 | 0
Existing | US | TRE | 1650714 | 58424 | DG_NUECE_6UNITS | 1 | Harbor Wind LLC | HARBOR WIND |  | WT | WND |  | Wind | 2012 |  | 9 | 5.22 | 3.87 | 5.22 | 5.22 | 5.22 | 5.22 | 5.22 | 5.22 | 5.22 | 5.22 | 5.22 | 5.22 | 5.22 | 3.87 | 3.87 | 3.87 | 3.87 | 3.87 | 3.87 | 3.87 | 3.87 | 3.87 | 3.87 | 3.87 | 0 | 0 | 0 | 0 | 0 | 0 | 0 | 0 | 0 | 0 | 0 | 0 | 0 | 0 | 0 | 0 | 0 | 0 | 0 | 0 | 0 | 0
Existing | US | TRE | 1885515 | 58488 | ACACIA_UNIT_1 |  |  | ACACIA SOLAR |  | PV | SUN |  | Solar | 2012 |  | 10 | 7.4 | 1.2 | 7.4 | 7.4 | 7.4 | 7.4 | 7.4 | 7.4 | 7.4 | 7.4 | 7.4 | 7.4 | 7.4 | 1.2 | 1.2 | 1.2 | 1.2 | 1.2 | 1.2 | 1.2 | 1.2 | 1.2 | 1.2 | 1.2 | 0 | 0 | 0 | 0 | 0 | 0 | 0 | 0 | 0 | 0 | 0 | 0 | 0 | 0 | 0 | 0 | 0 | 0 | 0 | 0 | 0 | 0
Existing | US | TRE |  | 60682 | SIRIUS_UNIT2 |  |  | BHE SOLAR PEARL PROJECT (SIRIUS 2) |  | PV | SUN |  | Solar | 2017 |  | 49 | 36.334 | 5.892 | 36.334 | 36.334 | 36.334 | 36.334 | 36.334 | 36.334 | 36.334 | 36.334 | 36.334 | 36.334 | 36.334 | 5.892 | 5.892 | 5.892 | 5.892 | 5.892 | 5.892 | 5.892 | 5.892 | 5.892 | 5.892 | 5.892 | 0 | 0 | 0 | 0 | 0 | 0 | 0 | 0 | 0 | 0 | 0 | 0 | 0 | 0 | 0 | 0 | 0 | 0 | 0 | 0 | 0 | 0
Existing | US | TRE |  | 60372 | LMESASLR_UNIT1 |  |  | BNB LAMESA SOLAR (PHASE I) |  | PV | SUN |  | Solar | 2018 |  | 102 | 75.184 | 12.192 | 75.184 | 75.184 | 75.184 | 75.184 | 75.184 | 75.184 | 75.184 | 75.184 | 75.184 | 75.184 | 75.184 | 12.192 | 12.192 | 12.192 | 12.192 | 12.192 | 12.192 | 12.192 | 12.192 | 12.192 | 12.192 | 12.192 | 0 | 0 | 0 | 0 | 0 | 0 | 0 | 0 | 0 | 0 | 0 | 0 | 0 | 0 | 0 | 0 | 0 | 0 | 0 | 0 | 0 | 0
Existing | US | TRE |  |  | DG_ X443PV1_SWRI_PV1 |  |  | COMMERCE_SOLAR |  | PV | SUN |  | Solar | 1905 |  | 5 | 3.7 | 0.6 | 3.7 | 3.7 | 3.7 | 3.7 | 3.7 | 3.7 | 3.7 | 3.7 | 3.7 | 3.7 | 3.7 | 0.6 | 0.6 | 0.6 | 0.6 | 0.6 | 0.6 | 0.6 | 0.6 | 0.6 | 0.6 | 0.6 | 0 | 0 | 0 | 0 | 0 | 0 | 0 | 0 | 0 | 0 | 0 | 0 | 0 | 0 | 0 | 0 | 0 | 0 | 0 | 0 | 0 | 0
Existing | US | TRE | 1787126 | 60123 | CASL_GAP_UNIT1 |  |  | CASTLE GAP SOLAR |  | PV | SUN |  | Solar | 2018 |  | 180 | 133.2 | 21.6 | 133.2 | 133.2 | 133.2 | 133.2 | 133.2 | 133.2 | 133.2 | 133.2 | 133.2 | 133.2 | 133.2 | 21.6 | 21.6 | 21.6 | 21.6 | 21.6 | 21.6 | 21.6 | 21.6 | 21.6 | 21.6 | 21.6 | 0 | 0 | 0 | 0 | 0 | 0 | 0 | 0 | 0 | 0 | 0 | 0 | 0 | 0 | 0 | 0 | 0 | 0 | 0 | 0 | 0 | 0
Existing | US | TRE | 1523264 | 58710 | HOVEY_UNIT1 | BRLA | Barilla Solar | FS BARILLA SOLAR-PECOS |  | PV | SUN |  | Solar | 2014 |  | 22 | 16.28 | 2.64 | 16.28 | 16.28 | 16.28 | 16.28 | 16.28 | 16.28 | 16.28 | 16.28 | 16.28 | 16.28 | 16.28 | 2.64 | 2.64 | 2.64 | 2.64 | 2.64 | 2.64 | 2.64 | 2.64 | 2.64 | 2.64 | 2.64 | 0 | 0 | 0 | 0 | 0 | 0 | 0 | 0 | 0 | 0 | 0 | 0 | 0 | 0 | 0 | 0 | 0 | 0 | 0 | 0 | 0 | 0
Existing | US | TRE |  | 60436 | BOOTLEG_UNIT1 |  |  | FS EAST PECOS SOLAR |  | PV | SUN |  | Solar | 2016 |  | 121.1 | 89.614 | 14.532 | 89.614 | 89.614 | 89.614 | 89.614 | 89.614 | 89.614 | 89.614 | 89.614 | 89.614 | 89.614 | 89.614 | 14.532 | 14.532 | 14.532 | 14.532 | 14.532 | 14.532 | 14.532 | 14.532 | 14.532 | 14.532 | 14.532 | 0 | 0 | 0 | 0 | 0 | 0 | 0 | 0 | 0 | 0 | 0 | 0 | 0 | 0 | 0 | 0 | 0 | 0 | 0 | 0 | 0 | 0
Existing | US | TRE | 1367701 | 58537 | OCI_ALM1_UNIT1 | 1 | OCI Alamo Solar I | OCI ALAMO 1 SOLAR |  | PV | SUN |  | Solar | 2013 |  | 39.18 | 29.008 | 4.704 | 29.008 | 29.008 | 29.008 | 29.008 | 29.008 | 29.008 | 29.008 | 29.008 | 29.008 | 29.008 | 29.008 | 4.704 | 4.704 | 4.704 | 4.704 | 4.704 | 4.704 | 4.704 | 4.704 | 4.704 | 4.704 | 4.704 | 0 | 0 | 0 | 0 | 0 | 0 | 0 | 0 | 0 | 0 | 0 | 0 | 0 | 0 | 0 | 0 | 0 | 0 | 0 | 0 | 0 | 0
Existing | US | TRE | 1946079 | 58717 | ECLIPSE_UNIT1 | 1 | OCI Alamo 4 | OCI ALAMO 4 SOLAR-BRACKETVILLE |  | PV | SUN |  | Solar | 2014 |  | 37.62 | 27.824 | 4.512 | 27.824 | 27.824 | 27.824 | 27.824 | 27.824 | 27.824 | 27.824 | 27.824 | 27.824 | 27.824 | 27.824 | 4.512 | 4.512 | 4.512 | 4.512 | 4.512 | 4.512 | 4.512 | 4.512 | 4.512 | 4.512 | 4.512 | 0 | 0 | 0 | 0 | 0 | 0 | 0 | 0 | 0 | 0 | 0 | 0 | 0 | 0 | 0 | 0 | 0 | 0 | 0 | 0 | 0 | 0
Existing | US | TRE | 1185742 | 59205 | HELIOS_UNIT1 | OCIA5 | OCI Alamo 5 LLC | OCI ALAMO 5 (DOWNIE RANCH) |  | PV | SUN |  | Solar | 2015 |  | 95 | 70.3 | 11.4 | 70.3 | 70.3 | 70.3 | 70.3 | 70.3 | 70.3 | 70.3 | 70.3 | 70.3 | 70.3 | 70.3 | 11.4 | 11.4 | 11.4 | 11.4 | 11.4 | 11.4 | 11.4 | 11.4 | 11.4 | 11.4 | 11.4 | 0 | 0 | 0 | 0 | 0 | 0 | 0 | 0 | 0 | 0 | 0 | 0 | 0 | 0 | 0 | 0 | 0 | 0 | 0 | 0 | 0 | 0
Existing | US | TRE |  | 59206 | SIRIUS_UNIT1 |  |  | OCI ALAMO 6 (WEST TEXAS, SIRIUS) |  | PV | SUN |  | Solar | 2016 |  | 108.3 | 81.548 | 13.224 | 81.548 | 81.548 | 81.548 | 81.548 | 81.548 | 81.548 | 81.548 | 81.548 | 81.548 | 81.548 | 81.548 | 13.224 | 13.224 | 13.224 | 13.224 | 13.224 | 13.224 | 13.224 | 13.224 | 13.224 | 13.224 | 13.224 | 0 | 0 | 0 | 0 | 0 | 0 | 0 | 0 | 0 | 0 | 0 | 0 | 0 | 0 | 0 | 0 | 0 | 0 | 0 | 0 | 0 | 0
Existing | US | TRE |  | 59207 | SOLARA_UNIT1 |  |  | OCI ALAMO 7 (PAINT CREEK) |  | PV | SUN |  | Solar | 2016 |  | 104.5 | 78.736 | 12.768 | 78.736 | 78.736 | 78.736 | 78.736 | 78.736 | 78.736 | 78.736 | 78.736 | 78.736 | 78.736 | 78.736 | 12.768 | 12.768 | 12.768 | 12.768 | 12.768 | 12.768 | 12.768 | 12.768 | 12.768 | 12.768 | 12.768 | 0 | 0 | 0 | 0 | 0 | 0 | 0 | 0 | 0 | 0 | 0 | 0 | 0 | 0 | 0 | 0 | 0 | 0 | 0 | 0 | 0 | 0
Existing | US | TRE |  | 59994 | REROCK_UNIT1 |  |  | RE ROSEROCK SOLAR 1 |  | PV | SUN |  | Solar | 2016 |  | 78.8 | 58.312 | 9.456 | 58.312 | 58.312 | 58.312 | 58.312 | 58.312 | 58.312 | 58.312 | 58.312 | 58.312 | 58.312 | 58.312 | 9.456 | 9.456 | 9.456 | 9.456 | 9.456 | 9.456 | 9.456 | 9.456 | 9.456 | 9.456 | 9.456 | 0 | 0 | 0 | 0 | 0 | 0 | 0 | 0 | 0 | 0 | 0 | 0 | 0 | 0 | 0 | 0 | 0 | 0 | 0 | 0 | 0 | 0
Existing | US | TRE |  | 59994 | REROCK_UNIT2 |  |  | RE ROSEROCK SOLAR 2 |  | PV | SUN |  | Solar | 2016 |  | 78.8 | 58.312 | 9.456 | 58.312 | 58.312 | 58.312 | 58.312 | 58.312 | 58.312 | 58.312 | 58.312 | 58.312 | 58.312 | 58.312 | 9.456 | 9.456 | 9.456 | 9.456 | 9.456 | 9.456 | 9.456 | 9.456 | 9.456 | 9.456 | 9.456 | 0 | 0 | 0 | 0 | 0 | 0 | 0 | 0 | 0 | 0 | 0 | 0 | 0 | 0 | 0 | 0 | 0 | 0 | 0 | 0 | 0 | 0
Existing | US | TRE | 1928235 | 60044 | RIGGINS_UNIT1 |  |  | RIGGINS (SE BUCKTHORN WESTEX SOLAR) |  | PV | SUN |  | Solar | 2018 |  | 150 | 111 | 18 | 111 | 111 | 111 | 111 | 111 | 111 | 111 | 111 | 111 | 111 | 111 | 18 | 18 | 18 | 18 | 18 | 18 | 18 | 18 | 18 | 18 | 18 | 0 | 0 | 0 | 0 | 0 | 0 | 0 | 0 | 0 | 0 | 0 | 0 | 0 | 0 | 0 | 0 | 0 | 0 | 0 | 0 | 0 | 0
Existing | US | TRE | 1109940 | 60989 | LASSO_UNIT1 |  |  | SOLAIREHOLMAN 1 |  | PV | SUN |  | Solar | 2018 |  | 50 | 37 | 6 | 37 | 37 | 37 | 37 | 37 | 37 | 37 | 37 | 37 | 37 | 37 | 6 | 6 | 6 | 6 | 6 | 6 | 6 | 6 | 6 | 6 | 6 | 0 | 0 | 0 | 0 | 0 | 0 | 0 | 0 | 0 | 0 | 0 | 0 | 0 | 0 | 0 | 0 | 0 | 0 | 0 | 0 | 0 | 0
Existing | US | TRE |  | 60581 | SPTX12B_UNIT1 |  |  | SP-TX-12-PHASE B |  | PV | SUN |  | Solar | 2017 |  | 157.5 | 116.55 | 18.9 | 116.55 | 116.55 | 116.55 | 116.55 | 116.55 | 116.55 | 116.55 | 116.55 | 116.55 | 116.55 | 116.55 | 18.9 | 18.9 | 18.9 | 18.9 | 18.9 | 18.9 | 18.9 | 18.9 | 18.9 | 18.9 | 18.9 | 0 | 0 | 0 | 0 | 0 | 0 | 0 | 0 | 0 | 0 | 0 | 0 | 0 | 0 | 0 | 0 | 0 | 0 | 0 | 0 | 0 | 0
Existing | US | TRE |  | 61867 | DG_BOVINE_BOVINE |  | Bovine | BOVINE SOLAR LLC |  | PV | SUN |  | Solar | 1905 |  | 5 | 3.7 | 0.6 | 3.7 | 3.7 | 3.7 | 3.7 | 3.7 | 3.7 | 3.7 | 3.7 | 3.7 | 3.7 | 3.7 | 0.6 | 0.6 | 0.6 | 0.6 | 0.6 | 0.6 | 0.6 | 0.6 | 0.6 | 0.6 | 0.6 | 0 | 0 | 0 | 0 | 0 | 0 | 0 | 0 | 0 | 0 | 0 | 0 | 0 | 0 | 0 | 0 | 0 | 0 | 0 | 0 | 0 | 0
Existing | US | TRE | 1360082 | 57699 | WEBBER_S_WSP1 | AES1 | Webberville Solar Project | WEBBERVILLE SOLAR |  | PV | SUN |  | Solar | 2011 |  | 26.7 | 19.758 | 3.204 | 19.758 | 19.758 | 19.758 | 19.758 | 19.758 | 19.758 | 19.758 | 19.758 | 19.758 | 19.758 | 19.758 | 3.204 | 3.204 | 3.204 | 3.204 | 3.204 | 3.204 | 3.204 | 3.204 | 3.204 | 3.204 | 3.204 | 0 | 0 | 0 | 0 | 0 | 0 | 0 | 0 | 0 | 0 | 0 | 0 | 0 | 0 | 0 | 0 | 0 | 0 | 0 | 0 | 0 | 0
Existing | US | TRE |  | 61867 | DG_BOVINE2_BOVINE2 |  | Bovine | BOVINE SOLAR LLC |  | PV | SUN |  | Solar | 1905 |  | 5 | 3.7 | 0.6 | 3.7 | 3.7 | 3.7 | 3.7 | 3.7 | 3.7 | 3.7 | 3.7 | 3.7 | 3.7 | 3.7 | 0.6 | 0.6 | 0.6 | 0.6 | 0.6 | 0.6 | 0.6 | 0.6 | 0.6 | 0.6 | 0.6 | 0 | 0 | 0 | 0 | 0 | 0 | 0 | 0 | 0 | 0 | 0 | 0 | 0 | 0 | 0 | 0 | 0 | 0 | 0 | 0 | 0 | 0
Existing | US | TRE |  |  | DG_CECSOLAR_DG_BECK1 |  |  | BECK 1 |  | PV | SUN |  | Solar | 2016 |  | 1 | 0.74 | 0.12 | 0.74 | 0.74 | 0.74 | 0.74 | 0.74 | 0.74 | 0.74 | 0.74 | 0.74 | 0.74 | 0.74 | 0.12 | 0.12 | 0.12 | 0.12 | 0.12 | 0.12 | 0.12 | 0.12 | 0.12 | 0.12 | 0.12 | 0 | 0 | 0 | 0 | 0 | 0 | 0 | 0 | 0 | 0 | 0 | 0 | 0 | 0 | 0 | 0 | 0 | 0 | 0 | 0 | 0 | 0
Existing | US | TRE | 1896796 | 57197 | DG_BROOK_1UNIT | 1 | Blue Wing Solar Energy Generation | BLUE WING 1 SOLAR |  | PV | SUN |  | Solar | 2010 |  | 7.6 | 5.624 | 0.912 | 5.624 | 5.624 | 5.624 | 5.624 | 5.624 | 5.624 | 5.624 | 5.624 | 5.624 | 5.624 | 5.624 | 0.912 | 0.912 | 0.912 | 0.912 | 0.912 | 0.912 | 0.912 | 0.912 | 0.912 | 0.912 | 0.912 | 0 | 0 | 0 | 0 | 0 | 0 | 0 | 0 | 0 | 0 | 0 | 0 | 0 | 0 | 0 | 0 | 0 | 0 | 0 | 0 | 0 | 0
Existing | US | TRE | 1912247 | 57197 | DG_ELEM_1UNIT | 1 | Blue Wing Solar Energy Generation | BLUE WING 2 SOLAR |  | PV | SUN |  | Solar | 2010 |  | 7.3 | 5.402 | 0.876 | 5.402 | 5.402 | 5.402 | 5.402 | 5.402 | 5.402 | 5.402 | 5.402 | 5.402 | 5.402 | 5.402 | 0.876 | 0.876 | 0.876 | 0.876 | 0.876 | 0.876 | 0.876 | 0.876 | 0.876 | 0.876 | 0.876 | 0 | 0 | 0 | 0 | 0 | 0 | 0 | 0 | 0 | 0 | 0 | 0 | 0 | 0 | 0 | 0 | 0 | 0 | 0 | 0 | 0 | 0
Existing | US | TRE |  | 61868 | DG_BRNSN_BRNSN |  | Bronson | BRONSON SOLAR I |  | PV | SUN |  | Solar | 1905 |  | 5 | 3.7 | 0.6 | 3.7 | 3.7 | 3.7 | 3.7 | 3.7 | 3.7 | 3.7 | 3.7 | 3.7 | 3.7 | 3.7 | 0.6 | 0.6 | 0.6 | 0.6 | 0.6 | 0.6 | 0.6 | 0.6 | 0.6 | 0.6 | 0.6 | 0 | 0 | 0 | 0 | 0 | 0 | 0 | 0 | 0 | 0 | 0 | 0 | 0 | 0 | 0 | 0 | 0 | 0 | 0 | 0 | 0 | 0
Existing | US | TRE |  | 61868 | DG_BRNSN2_BRNSN2 |  | Bronson | BRONSON SOLAR II |  | PV | SUN |  | Solar | 1905 |  | 5 | 3.7 | 0.6 | 3.7 | 3.7 | 3.7 | 3.7 | 3.7 | 3.7 | 3.7 | 3.7 | 3.7 | 3.7 | 3.7 | 0.6 | 0.6 | 0.6 | 0.6 | 0.6 | 0.6 | 0.6 | 0.6 | 0.6 | 0.6 | 0.6 | 0 | 0 | 0 | 0 | 0 | 0 | 0 | 0 | 0 | 0 | 0 | 0 | 0 | 0 | 0 | 0 | 0 | 0 | 0 | 0 | 0 | 0
Existing | US | TRE |  |  | DG_CASCADE_CASCADE |  |  | CASCADE SOLAR I |  | PV | SUN |  | Solar | 1905 |  | 5 | 3.7 | 0.6 | 3.7 | 3.7 | 3.7 | 3.7 | 3.7 | 3.7 | 3.7 | 3.7 | 3.7 | 3.7 | 3.7 | 0.6 | 0.6 | 0.6 | 0.6 | 0.6 | 0.6 | 0.6 | 0.6 | 0.6 | 0.6 | 0.6 | 0 | 0 | 0 | 0 | 0 | 0 | 0 | 0 | 0 | 0 | 0 | 0 | 0 | 0 | 0 | 0 | 0 | 0 | 0 | 0 | 0 | 0
Existing | US | TRE |  |  | DG_CASCADE2_CASCADE2 |  |  | CASCADE SOLAR II |  | PV | SUN |  | Solar | 1905 |  | 5 | 3.7 | 0.6 | 3.7 | 3.7 | 3.7 | 3.7 | 3.7 | 3.7 | 3.7 | 3.7 | 3.7 | 3.7 | 3.7 | 0.6 | 0.6 | 0.6 | 0.6 | 0.6 | 0.6 | 0.6 | 0.6 | 0.6 | 0.6 | 0.6 | 0 | 0 | 0 | 0 | 0 | 0 | 0 | 0 | 0 | 0 | 0 | 0 | 0 | 0 | 0 | 0 | 0 | 0 | 0 | 0 | 0 | 0
Existing | US | TRE |  | 61810 | DG_CHISUM_CHISUM |  | Chisum | CHISUM SOLAR |  | PV | SUN |  | Solar | 1905 |  | 10 | 7.4 | 1.2 | 7.4 | 7.4 | 7.4 | 7.4 | 7.4 | 7.4 | 7.4 | 7.4 | 7.4 | 7.4 | 7.4 | 1.2 | 1.2 | 1.2 | 1.2 | 1.2 | 1.2 | 1.2 | 1.2 | 1.2 | 1.2 | 1.2 | 0 | 0 | 0 | 0 | 0 | 0 | 0 | 0 | 0 | 0 | 0 | 0 | 0 | 0 | 0 | 0 | 0 | 0 | 0 | 0 | 0 | 0
Existing | US | TRE |  | 61874 | DG_EDDYII_EDDYII |  | Eddy II | EDDY SOLAR II |  | PV | SUN |  | Solar | 1905 |  | 10 | 7.4 | 1.2 | 7.4 | 7.4 | 7.4 | 7.4 | 7.4 | 7.4 | 7.4 | 7.4 | 7.4 | 7.4 | 7.4 | 1.2 | 1.2 | 1.2 | 1.2 | 1.2 | 1.2 | 1.2 | 1.2 | 1.2 | 1.2 | 1.2 | 0 | 0 | 0 | 0 | 0 | 0 | 0 | 0 | 0 | 0 | 0 | 0 | 0 | 0 | 0 | 0 | 0 | 0 | 0 | 0 | 0 | 0
Existing | US | TRE |  | 61409 | DG_HWY56_HWY56 |  | Highway 56 Solar | HIGHWAY 56 |  | PV | SUN |  | Solar | 1905 |  | 5.3 | 3.922 | 0.636 | 3.922 | 3.922 | 3.922 | 3.922 | 3.922 | 3.922 | 3.922 | 3.922 | 3.922 | 3.922 | 3.922 | 0.636 | 0.636 | 0.636 | 0.636 | 0.636 | 0.636 | 0.636 | 0.636 | 0.636 | 0.636 | 0.636 | 0 | 0 | 0 | 0 | 0 | 0 | 0 | 0 | 0 | 0 | 0 | 0 | 0 | 0 | 0 | 0 | 0 | 0 | 0 | 0 | 0 | 0
Existing | US | TRE |  | 61532 | DG_LEON_LEON |  | Leon Solar | LEON |  | PV | SUN |  | Solar | 1905 |  | 10 | 7.4 | 1.2 | 7.4 | 7.4 | 7.4 | 7.4 | 7.4 | 7.4 | 7.4 | 7.4 | 7.4 | 7.4 | 7.4 | 1.2 | 1.2 | 1.2 | 1.2 | 1.2 | 1.2 | 1.2 | 1.2 | 1.2 | 1.2 | 1.2 | 0 | 0 | 0 | 0 | 0 | 0 | 0 | 0 | 0 | 0 | 0 | 0 | 0 | 0 | 0 | 0 | 0 | 0 | 0 | 0 | 0 | 0
Existing | US | TRE |  |  | DG_FGSOLAR1 |  |  | FIFTH GENERATION SOLAR 1 |  | PV | SUN |  | Solar | 2016 |  | 1.6 | 1.184 | 0.192 | 1.184 | 1.184 | 1.184 | 1.184 | 1.184 | 1.184 | 1.184 | 1.184 | 1.184 | 1.184 | 1.184 | 0.192 | 0.192 | 0.192 | 0.192 | 0.192 | 0.192 | 0.192 | 0.192 | 0.192 | 0.192 | 0.192 | 0 | 0 | 0 | 0 | 0 | 0 | 0 | 0 | 0 | 0 | 0 | 0 | 0 | 0 | 0 | 0 | 0 | 0 | 0 | 0 | 0 | 0
Existing | US | TRE |  | 61513 | DG_MARLIN_MARLIN |  | Marlin Solar | MARLIN |  | PV | SUN |  | Solar | 1905 |  | 5.3 | 3.922 | 0.636 | 3.922 | 3.922 | 3.922 | 3.922 | 3.922 | 3.922 | 3.922 | 3.922 | 3.922 | 3.922 | 3.922 | 0.636 | 0.636 | 0.636 | 0.636 | 0.636 | 0.636 | 0.636 | 0.636 | 0.636 | 0.636 | 0.636 | 0 | 0 | 0 | 0 | 0 | 0 | 0 | 0 | 0 | 0 | 0 | 0 | 0 | 0 | 0 | 0 | 0 | 0 | 0 | 0 | 0 | 0
Existing | US | TRE |  |  | DG_SEALY_1UNIT |  |  | HM SEALY SOLAR 1 |  | PV | SUN |  | Solar | 2015 |  | 1.6 | 1.184 | 0.192 | 1.184 | 1.184 | 1.184 | 1.184 | 1.184 | 1.184 | 1.184 | 1.184 | 1.184 | 1.184 | 1.184 | 0.192 | 0.192 | 0.192 | 0.192 | 0.192 | 0.192 | 0.192 | 0.192 | 0.192 | 0.192 | 0.192 | 0 | 0 | 0 | 0 | 0 | 0 | 0 | 0 | 0 | 0 | 0 | 0 | 0 | 0 | 0 | 0 | 0 | 0 | 0 | 0 | 0 | 0
Existing | US | TRE |  |  | DG_MARS_MARS |  |  | MARS SOLAR (DG) |  | PV | SUN |  | Solar | 1905 |  | 10 | 7.4 | 1.2 | 7.4 | 7.4 | 7.4 | 7.4 | 7.4 | 7.4 | 7.4 | 7.4 | 7.4 | 7.4 | 7.4 | 1.2 | 1.2 | 1.2 | 1.2 | 1.2 | 1.2 | 1.2 | 1.2 | 1.2 | 1.2 | 1.2 | 0 | 0 | 0 | 0 | 0 | 0 | 0 | 0 | 0 | 0 | 0 | 0 | 0 | 0 | 0 | 0 | 0 | 0 | 0 | 0 | 0 | 0
Existing | US | TRE |  | 61514 | DG_NGNSVL_NGAINESV |  | North Gainesville Solar | NORTH GAINESVILLE |  | PV | SUN |  | Solar | 1905 |  | 5.2 | 3.848 | 0.624 | 3.848 | 3.848 | 3.848 | 3.848 | 3.848 | 3.848 | 3.848 | 3.848 | 3.848 | 3.848 | 3.848 | 0.624 | 0.624 | 0.624 | 0.624 | 0.624 | 0.624 | 0.624 | 0.624 | 0.624 | 0.624 | 0.624 | 0 | 0 | 0 | 0 | 0 | 0 | 0 | 0 | 0 | 0 | 0 | 0 | 0 | 0 | 0 | 0 | 0 | 0 | 0 | 0 | 0 | 0
Existing | US | TRE |  | 61700 | DG_PFK_PFKPV |  | PowerFin Kingsbery | POWERFIN KINGSBERY |  | PV | SUN |  | Solar | 1905 |  | 2.6 | 1.924 | 0.312 | 1.924 | 1.924 | 1.924 | 1.924 | 1.924 | 1.924 | 1.924 | 1.924 | 1.924 | 1.924 | 1.924 | 0.312 | 0.312 | 0.312 | 0.312 | 0.312 | 0.312 | 0.312 | 0.312 | 0.312 | 0.312 | 0.312 | 0 | 0 | 0 | 0 | 0 | 0 | 0 | 0 | 0 | 0 | 0 | 0 | 0 | 0 | 0 | 0 | 0 | 0 | 0 | 0 | 0 | 0
Existing | US | TRE |  | 61871 | DG_STRLING_STRLING |  | Sterling Solar (TX) | STERLING |  | PV | SUN |  | Solar | 1905 |  | 10 | 7.4 | 1.2 | 7.4 | 7.4 | 7.4 | 7.4 | 7.4 | 7.4 | 7.4 | 7.4 | 7.4 | 7.4 | 7.4 | 1.2 | 1.2 | 1.2 | 1.2 | 1.2 | 1.2 | 1.2 | 1.2 | 1.2 | 1.2 | 1.2 | 0 | 0 | 0 | 0 | 0 | 0 | 0 | 0 | 0 | 0 | 0 | 0 | 0 | 0 | 0 | 0 | 0 | 0 | 0 | 0 | 0 | 0
Existing | US | TRE | 1888336 | 58716 | DG_STHWG_UNIT1 | 1 | OCI Alamo 2 | OCI ALAMO 2 SOLAR-ST. HEDWIG |  | PV | SUN |  | Solar | 2014 |  | 4.4 | 3.256 | 0.528 | 3.256 | 3.256 | 3.256 | 3.256 | 3.256 | 3.256 | 3.256 | 3.256 | 3.256 | 3.256 | 3.256 | 0.528 | 0.528 | 0.528 | 0.528 | 0.528 | 0.528 | 0.528 | 0.528 | 0.528 | 0.528 | 0.528 | 0 | 0 | 0 | 0 | 0 | 0 | 0 | 0 | 0 | 0 | 0 | 0 | 0 | 0 | 0 | 0 | 0 | 0 | 0 | 0 | 0 | 0
Existing | US | TRE | 1438404 | 59204 | DG_WALZM_UNIT1 | OCIA3 | OCI Alamo 3 LLC | OCI ALAMO 3-WALZEM SOLAR |  | PV | SUN |  | Solar | 2014 |  | 5.5 | 4.07 | 0.66 | 4.07 | 4.07 | 4.07 | 4.07 | 4.07 | 4.07 | 4.07 | 4.07 | 4.07 | 4.07 | 4.07 | 0.66 | 0.66 | 0.66 | 0.66 | 0.66 | 0.66 | 0.66 | 0.66 | 0.66 | 0.66 | 0.66 | 0 | 0 | 0 | 0 | 0 | 0 | 0 | 0 | 0 | 0 | 0 | 0 | 0 | 0 | 0 | 0 | 0 | 0 | 0 | 0 | 0 | 0
Existing | US | TRE |  | 61410 | DG_WBORO_WHTSBORO |  | Whitesboro Solar | WHITESBORO |  | PV | SUN |  | Solar | 1905 |  | 5 | 3.7 | 0.6 | 3.7 | 3.7 | 3.7 | 3.7 | 3.7 | 3.7 | 3.7 | 3.7 | 3.7 | 3.7 | 3.7 | 0.6 | 0.6 | 0.6 | 0.6 | 0.6 | 0.6 | 0.6 | 0.6 | 0.6 | 0.6 | 0.6 | 0 | 0 | 0 | 0 | 0 | 0 | 0 | 0 | 0 | 0 | 0 | 0 | 0 | 0 | 0 | 0 | 0 | 0 | 0 | 0 | 0 | 0
Existing | US | TRE | 1287411 | 60427 | DG_COSERVSS_CCS1 |  |  | RENEWABLE ENERGY ALTERNATIVES-CCS1 |  | PV | SUN |  | Solar | 2015 |  | 2 | 1.48 | 0.24 | 1.48 | 1.48 | 1.48 | 1.48 | 1.48 | 1.48 | 1.48 | 1.48 | 1.48 | 1.48 | 1.48 | 0.24 | 0.24 | 0.24 | 0.24 | 0.24 | 0.24 | 0.24 | 0.24 | 0.24 | 0.24 | 0.24 | 0 | 0 | 0 | 0 | 0 | 0 | 0 | 0 | 0 | 0 | 0 | 0 | 0 | 0 | 0 | 0 | 0 | 0 | 0 | 0 | 0 | 0
Existing | US | TRE |  | 61411 | DG_WBOROII_WHBOROII |  | Whitesboro Solar II | WHITESBORO II |  | PV | SUN |  | Solar | 1905 |  | 5 | 3.7 | 0.6 | 3.7 | 3.7 | 3.7 | 3.7 | 3.7 | 3.7 | 3.7 | 3.7 | 3.7 | 3.7 | 3.7 | 0.6 | 0.6 | 0.6 | 0.6 | 0.6 | 0.6 | 0.6 | 0.6 | 0.6 | 0.6 | 0.6 | 0 | 0 | 0 | 0 | 0 | 0 | 0 | 0 | 0 | 0 | 0 | 0 | 0 | 0 | 0 | 0 | 0 | 0 | 0 | 0 | 0 | 0
Existing | US | TRE | 1577118 | 58068 | DG_VALL1_1UNIT |  |  | SUNEDISON RABEL ROAD SOLAR |  | PV | SUN |  | Solar | 2012 |  | 9.9 | 7.326 | 1.188 | 7.326 | 7.326 | 7.326 | 7.326 | 7.326 | 7.326 | 7.326 | 7.326 | 7.326 | 7.326 | 7.326 | 1.188 | 1.188 | 1.188 | 1.188 | 1.188 | 1.188 | 1.188 | 1.188 | 1.188 | 1.188 | 1.188 | 0 | 0 | 0 | 0 | 0 | 0 | 0 | 0 | 0 | 0 | 0 | 0 | 0 | 0 | 0 | 0 | 0 | 0 | 0 | 0 | 0 | 0
Existing | US | TRE | 1255866 | 58027 | DG_VALL2_1UNIT |  |  | SUNEDISON VALLEY ROAD SOLAR |  | PV | SUN |  | Solar | 2012 |  | 9.9 | 7.326 | 1.188 | 7.326 | 7.326 | 7.326 | 7.326 | 7.326 | 7.326 | 7.326 | 7.326 | 7.326 | 7.326 | 7.326 | 1.188 | 1.188 | 1.188 | 1.188 | 1.188 | 1.188 | 1.188 | 1.188 | 1.188 | 1.188 | 1.188 | 0 | 0 | 0 | 0 | 0 | 0 | 0 | 0 | 0 | 0 | 0 | 0 | 0 | 0 | 0 | 0 | 0 | 0 | 0 | 0 | 0 | 0
Existing | US | TRE | 1986175 | 58009 | DG_SOME1_1UNIT |  |  | SUNEDISON CPS3 SOMERSET 1 SOLAR |  | PV | SUN |  | Solar | 2012 |  | 5.6 | 4.144 | 0.672 | 4.144 | 4.144 | 4.144 | 4.144 | 4.144 | 4.144 | 4.144 | 4.144 | 4.144 | 4.144 | 4.144 | 0.672 | 0.672 | 0.672 | 0.672 | 0.672 | 0.672 | 0.672 | 0.672 | 0.672 | 0.672 | 0.672 | 0 | 0 | 0 | 0 | 0 | 0 | 0 | 0 | 0 | 0 | 0 | 0 | 0 | 0 | 0 | 0 | 0 | 0 | 0 | 0 | 0 | 0
Existing | US | TRE | 1610395 | 58009 | DG_SOME2_1UNIT |  |  | SUNEDISON SOMERSET 2 SOLAR |  | PV | SUN |  | Solar | 2012 |  | 5 | 3.7 | 0.6 | 3.7 | 3.7 | 3.7 | 3.7 | 3.7 | 3.7 | 3.7 | 3.7 | 3.7 | 3.7 | 3.7 | 0.6 | 0.6 | 0.6 | 0.6 | 0.6 | 0.6 | 0.6 | 0.6 | 0.6 | 0.6 | 0.6 | 0 | 0 | 0 | 0 | 0 | 0 | 0 | 0 | 0 | 0 | 0 | 0 | 0 | 0 | 0 | 0 | 0 | 0 | 0 | 0 | 0 | 0
Existing | US | TRE |  | 61370 | DG_WLNTSPRG_1UNIT |  |  | WALNUT SPRINGS |  | PV | SUN |  | Solar | 2016 |  | 10 | 7.4 | 1.2 | 7.4 | 7.4 | 7.4 | 7.4 | 7.4 | 7.4 | 7.4 | 7.4 | 7.4 | 7.4 | 7.4 | 1.2 | 1.2 | 1.2 | 1.2 | 1.2 | 1.2 | 1.2 | 1.2 | 1.2 | 1.2 | 1.2 | 0 | 0 | 0 | 0 | 0 | 0 | 0 | 0 | 0 | 0 | 0 | 0 | 0 | 0 | 0 | 0 | 0 | 0 | 0 | 0 | 0 | 0
Existing | US | TRE |  |  | DG_WHITNEY_SOLAR1 |  |  | WHITNEY SOLAR |  | PV | SUN |  | Solar | 1905 |  | 10 | 7.4 | 1.2 | 7.4 | 7.4 | 7.4 | 7.4 | 7.4 | 7.4 | 7.4 | 7.4 | 7.4 | 7.4 | 7.4 | 1.2 | 1.2 | 1.2 | 1.2 | 1.2 | 1.2 | 1.2 | 1.2 | 1.2 | 1.2 | 1.2 | 0 | 0 | 0 | 0 | 0 | 0 | 0 | 0 | 0 | 0 | 0 | 0 | 0 | 0 | 0 | 0 | 0 | 0 | 0 | 0 | 0 | 0
Existing | US | TRE |  | 61524 | DG_WHTRT_WHTRGHT |  | Whitewright Solar | WHITEWRIGHT |  | PV | SUN |  | Solar | 1905 |  | 10 | 7.4 | 1.2 | 7.4 | 7.4 | 7.4 | 7.4 | 7.4 | 7.4 | 7.4 | 7.4 | 7.4 | 7.4 | 7.4 | 1.2 | 1.2 | 1.2 | 1.2 | 1.2 | 1.2 | 1.2 | 1.2 | 1.2 | 1.2 | 1.2 | 0 | 0 | 0 | 0 | 0 | 0 | 0 | 0 | 0 | 0 | 0 | 0 | 0 | 0 | 0 | 0 | 0 | 0 | 0 | 0 | 0 | 0
Existing | US | TRE |  | 61625 | DG_WMOOREII_WMOOREII |  | West Moore Solar II | WEST MOORE II |  | PV | SUN |  | Solar | 1905 |  | 5 | 3.7 | 0.6 | 3.7 | 3.7 | 3.7 | 3.7 | 3.7 | 3.7 | 3.7 | 3.7 | 3.7 | 3.7 | 3.7 | 0.6 | 0.6 | 0.6 | 0.6 | 0.6 | 0.6 | 0.6 | 0.6 | 0.6 | 0.6 | 0.6 | 0 | 0 | 0 | 0 | 0 | 0 | 0 | 0 | 0 | 0 | 0 | 0 | 0 | 0 | 0 | 0 | 0 | 0 | 0 | 0 | 0 | 0
Existing | US | TRE |  | 61873 | DG_YLWJACKET_YLWJACKET |  |  | YELLOW JACKET SOLAR |  | PV | SUN |  | Solar | 1905 |  | 5 | 3.7 | 0.6 | 3.7 | 3.7 | 3.7 | 3.7 | 3.7 | 3.7 | 3.7 | 3.7 | 3.7 | 3.7 | 3.7 | 0.6 | 0.6 | 0.6 | 0.6 | 0.6 | 0.6 | 0.6 | 0.6 | 0.6 | 0.6 | 0.6 | 0 | 0 | 0 | 0 | 0 | 0 | 0 | 0 | 0 | 0 | 0 | 0 | 0 | 0 | 0 | 0 | 0 | 0 | 0 | 0 | 0 | 0
Existing | US | TRE |  | 61697 | LMESASLR_IVORY |  | Ivory Solar | BNB LAMESA SOLAR (PHASE II) |  | PV | SUN |  | Solar | 1905 |  | 50 | 37 | 6 | 37 | 37 | 37 | 37 | 37 | 37 | 37 | 37 | 37 | 37 | 37 | 6 | 6 | 6 | 6 | 6 | 6 | 6 | 6 | 6 | 6 | 6 | 0 | 0 | 0 | 0 | 0 | 0 | 0 | 0 | 0 | 0 | 0 | 0 | 0 | 0 | 0 | 0 | 0 | 0 | 0 | 0 | 0 | 0
Existing | US | TRE |  | 61368 | WAYMARK_UNIT1 |  | Midway Solar - TX | WAYMARK SOLAR |  | PV | SUN |  | Solar | 1905 |  | 182 | 134.68 | 21.84 | 134.68 | 134.68 | 134.68 | 134.68 | 134.68 | 134.68 | 134.68 | 134.68 | 134.68 | 134.68 | 134.68 | 21.84 | 21.84 | 21.84 | 21.84 | 21.84 | 21.84 | 21.84 | 21.84 | 21.84 | 21.84 | 21.84 | 0 | 0 | 0 | 0 | 0 | 0 | 0 | 0 | 0 | 0 | 0 | 0 | 0 | 0 | 0 | 0 | 0 | 0 | 0 | 0 | 0 | 0
Existing | US | TRE |  | 60690 | BLSUMMIT_BATTERY |  |  | BLUE SUMMIT BATTERY |  | BA | MWH |  | Other | 2017 |  | 30 | 0 | 0 | 0 | 0 | 0 | 0 | 0 | 0 | 0 | 0 | 0 | 0 | 0 | 0 | 0 | 0 | 0 | 0 | 0 | 0 | 0 | 0 | 0 | 0 | 0 | 0 | 0 | 0 | 0 | 0 | 0 | 0 | 0 | 0 | 0 | 0 | 0 | 0 | 0 | 0 | 0 | 0 | 0 | 0 | 0 | 0
Existing | US | TRE |  | 56984 | INDL_ESS |  |  | INADALE ESS |  | BA | MWH |  | Other | 2018 |  | 9.9 | 0 | 0 | 0 | 0 | 0 | 0 | 0 | 0 | 0 | 0 | 0 | 0 | 0 | 0 | 0 | 0 | 0 | 0 | 0 | 0 | 0 | 0 | 0 | 0 | 0 | 0 | 0 | 0 | 0 | 0 | 0 | 0 | 0 | 0 | 0 | 0 | 0 | 0 | 0 | 0 | 0 | 0 | 0 | 0 | 0 | 0
Existing | US | TRE | 1570047 | 56961 | NWF_NBS | BATT | Notrees Windpower | NOTREES BATTERY FACILITY |  | BA | MWH |  | Other | 2012 |  | 36 | 0 | 0 | 0 | 0 | 0 | 0 | 0 | 0 | 0 | 0 | 0 | 0 | 0 | 0 | 0 | 0 | 0 | 0 | 0 | 0 | 0 | 0 | 0 | 0 | 0 | 0 | 0 | 0 | 0 | 0 | 0 | 0 | 0 | 0 | 0 | 0 | 0 | 0 | 0 | 0 | 0 | 0 | 0 | 0 | 0 | 0
Existing | US | TRE |  | 56981 | PYR_ESS |  |  | PYRON ESS |  | BA | MWH |  | Other | 2018 |  | 9.9 | 0 | 0 | 0 | 0 | 0 | 0 | 0 | 0 | 0 | 0 | 0 | 0 | 0 | 0 | 0 | 0 | 0 | 0 | 0 | 0 | 0 | 0 | 0 | 0 | 0 | 0 | 0 | 0 | 0 | 0 | 0 | 0 | 0 | 0 | 0 | 0 | 0 | 0 | 0 | 0 | 0 | 0 | 0 | 0 | 0 | 0
Existing | US | TRE |  | 58537 | DG_OCI_ALM1_ASTRO1 |  |  | OCI ALAMO 1 |  | BA | MWH |  | Other | 2016 |  | 1 | 0 | 0 | 0 | 0 | 0 | 0 | 0 | 0 | 0 | 0 | 0 | 0 | 0 | 0 | 0 | 0 | 0 | 0 | 0 | 0 | 0 | 0 | 0 | 0 | 0 | 0 | 0 | 0 | 0 | 0 | 0 | 0 | 0 | 0 | 0 | 0 | 0 | 0 | 0 | 0 | 0 | 0 | 0 | 0 | 0 | 0
Existing | US | TRE |  | 61362 | DG_TOSBATT_UNIT1 |  |  | TOS BATTERY STORAGE |  | BA | MWH |  | Other | 2017 |  | 2 | 0 | 0 | 0 | 0 | 0 | 0 | 0 | 0 | 0 | 0 | 0 | 0 | 0 | 0 | 0 | 0 | 0 | 0 | 0 | 0 | 0 | 0 | 0 | 0 | 0 | 0 | 0 | 0 | 0 | 0 | 0 | 0 | 0 | 0 | 0 | 0 | 0 | 0 | 0 | 0 | 0 | 0 | 0 | 0 | 0 | 0
Existing | US | TRE | 1504695 | 55098 | FRONTERA_FRONTEG1 | GEN3 | Frontera Generation Facility | FRONTERA GENERATION CTG 1 |  | CT | NG |  | Natural Gas and Other Gases | 1999 |  | 172 | 170 | 170 | 0 | 0 | 0 | 0 | 0 | 0 | 0 | 0 | 0 | 0 | 0 | 0 | 0 | 0 | 0 | 0 | 0 | 0 | 0 | 0 | 0 | 0 | 0 | 0 | 0 | 0 | 0 | 0 | 0 | 0 | 0 | 0 | 0 | 0 | 0 | 0 | 0 | 0 | 0 | 0 | 0 | 0 | 0 | 0 | This unit is now dedicated to serving the Mexican grid, and has been removed from ERCOT's resource registration system. Per instructions from Elliott Nethercutt, dated 6/1/17, this unit is assigned a zero capacity for all years, but is treated as an existing resource
Existing | US | TRE | 1671377 | 55098 | FRONTERA_FRONTEG2 | GEN2 | Frontera Generation Facility | FRONTERA GENERATION CTG 2 |  | CT | NG |  | Natural Gas and Other Gases | 1999 |  | 172 | 170 | 170 | 0 | 0 | 0 | 0 | 0 | 0 | 0 | 0 | 0 | 0 | 0 | 0 | 0 | 0 | 0 | 0 | 0 | 0 | 0 | 0 | 0 | 0 | 0 | 0 | 0 | 0 | 0 | 0 | 0 | 0 | 0 | 0 | 0 | 0 | 0 | 0 | 0 | 0 | 0 | 0 | 0 | 0 | 0 | 0 | This unit is now dedicated to serving the Mexican grid, and has been removed from ERCOT's resource registration system. Per instructions from Elliott Nethercutt, dated 6/1/17, this unit is assigned a zero capacity for all years, but is treated as an existing resource
Existing | US | TRE | 1920912 | 55098 | FRONTERA_FRONTEG3 | GEN1 | Frontera Generation Facility | FRONTERA GENERATION STG |  | CA | NG |  | Natural Gas and Other Gases | 2000 |  | 185 | 184 | 184 | 0 | 0 | 0 | 0 | 0 | 0 | 0 | 0 | 0 | 0 | 0 | 0 | 0 | 0 | 0 | 0 | 0 | 0 | 0 | 0 | 0 | 0 | 0 | 0 | 0 | 0 | 0 | 0 | 0 | 0 | 0 | 0 | 0 | 0 | 0 | 0 | 0 | 0 | 0 | 0 | 0 | 0 | 0 | 0 | This unit is now dedicated to serving the Mexican grid, and has been removed from ERCOT's resource registration system. Per instructions from Elliott Nethercutt, dated 6/1/17, this unit is assigned a zero capacity for all years, but is treated as an existing resource
Existing | US | TRE | 1237221 | 4266 | SPNCER_SPNCE_4 | 4 | Spencer | SPENCER STG U4 |  | ST | NG |  | Natural Gas and Other Gases | 1966 |  | 61 | 57 | 57 | 57 | 57 | 57 | 0 | 0 | 0 | 0 | 0 | 0 | 0 | 0 | 0 | 0 | 0 | 0 | 0 | 0 | 0 | 0 | 0 | 0 | 0 | 0 | 0 | 0 | 57 | 57 | 57 | 57 | 57 | 57 | 57 | 57 | 57 | 57 | 57 | 57 | 57 | 57 | 57 | 57 | 57 | 57 | 57 | Under summer-only operations plan as of 10/3/2018; expected to be mothballed after summer 2021
Existing | US | TRE | 1490343 | 4266 | SPNCER_SPNCE_5 | 5 | Spencer | SPENCER STG U5 |  | ST | NG |  | Natural Gas and Other Gases | 1973 |  | 65 | 61 | 61 | 61 | 61 | 61 | 0 | 0 | 0 | 0 | 0 | 0 | 0 | 0 | 0 | 0 | 0 | 0 | 0 | 0 | 0 | 0 | 0 | 0 | 0 | 0 | 0 | 0 | 61 | 61 | 61 | 61 | 61 | 61 | 61 | 61 | 61 | 61 | 61 | 61 | 61 | 61 | 61 | 61 | 61 | 61 | 61 | Under summer-only operations plan as of 10/3/2018; expected to be mothballed after summer 2021
Mothballed | US | TRE | 1152157 | 6136 | GIBCRK_GIB_CRG1 | 1 | GIBCRK_GIB_CRG1 | Gibbons Creek | GIBBONS CREEK U1 | ST | SUB |  | Coal | 1983 | 2019-10-23 | 493 | 470 | 470 | 0 | 0 | 0 | 0 | 0 | 0 | 0 | 0 | 0 | 0 | 0 | 0 | 0 | 0 | 0 | 0 | 0 | 0 | 0 | 0 | 0 | 0 | 0 | 0 | 0 | 0 | 0 | 0 | 0 | 0 | 0 | 0 | 0 | 0 | 0 | 0 | 0 | 0 | 0 | 0 | 0 | 0 | 0 | 0 | Mothballed since 10/1/2018; retirement on 10/23/2019 announced in June 2019.
Mothballed | US | TRE | 1770369 | 6181 | CALAVERS_JTD1_M | 1 | CALAVERS_JTD1_M | J T Deely | J T DEELY U1 (AS OF 12/31/2018) | ST | SUB |  | Coal | 1977 | 2018-12-31 | 420 | 420 | 420 | 0 | 0 | 0 | 0 | 0 | 0 | 0 | 0 | 0 | 0 | 0 | 0 | 0 | 0 | 0 | 0 | 0 | 0 | 0 | 0 | 0 | 0 | 420 | 420 | 420 | 420 | 420 | 420 | 420 | 420 | 420 | 420 | 420 | 420 | 420 | 420 | 420 | 420 | 420 | 420 | 420 | 420 | 420 | 420 | Mothballed as of 12/31/2018
Mothballed | US | TRE | 1247532 | 6181 | CALAVERS_JTD2_M | 2 | CALAVERS_JTD2_M | J T Deely | J T DEELY U2 (AS OF 12/31/2018) | ST | SUB |  | Coal | 1979 | 2018-12-31 | 420 | 420 | 420 | 0 | 0 | 0 | 0 | 0 | 0 | 0 | 0 | 0 | 0 | 0 | 0 | 0 | 0 | 0 | 0 | 0 | 0 | 0 | 0 | 0 | 0 | 420 | 420 | 420 | 420 | 420 | 420 | 420 | 420 | 420 | 420 | 420 | 420 | 420 | 420 | 420 | 420 | 420 | 420 | 420 | 420 | 420 | 420 | Mothballed as of 12/31/2018
Retired | US | TRE | 57878 |  | DG_RDLML_1UNIT | UNT1 | Fort Worth Methane | FORT WORTH METHANE LFG |  | IC | LFG |  | Biomass | 2011 | 2016-04-30 | 1.6 | 1.6 | 1.6 | 0 | 0 | 0 | 0 | 0 | 0 | 0 | 0 | 0 | 0 | 0 | 0 | 0 | 0 | 0 | 0 | 0 | 0 | 0 | 0 | 0 | 0 | 0 | 0 | 0 | 0 | 0 | 0 | 0 | 0 | 0 | 0 | 0 | 0 | 0 | 0 | 0 | 0 | 0 | 0 | 0 | 0 | 0 | 0 | ERCOT is now tracking and accounting for retirements of Registered DG facilities. These biomass facilities actually retired between 2014 and 2016.
Retired | US | TRE | 57508 |  | DG_MKNSW_2UNITS | GEN1-GEN2 | McKinney LFG | MCKINNEY LFG |  | IC | LFG |  | Biomass | 2011 |  | 3.2 | 3.2 | 3.2 | 0 | 0 | 0 | 0 | 0 | 0 | 0 | 0 | 0 | 0 | 0 | 0 | 0 | 0 | 0 | 0 | 0 | 0 | 0 | 0 | 0 | 0 | 0 | 0 | 0 | 0 | 0 | 0 | 0 | 0 | 0 | 0 | 0 | 0 | 0 | 0 | 0 | 0 | 0 | 0 | 0 | 0 | 0 | 0 | ERCOT is now tracking and accounting for retirements of Registered DG facilities. These biomass facilities actually retired between 2014 and 2016.
Retired | US | TRE | 57877 |  | DG_KLBRG_1UNIT | UNT1 | Trinity Oaks Energy | TRINITY OAKS LFG |  | IC | LFG |  | Biomass | 2011 | 2016-04-30 | 3.2 | 3.2 | 3.2 | 0 | 0 | 0 | 0 | 0 | 0 | 0 | 0 | 0 | 0 | 0 | 0 | 0 | 0 | 0 | 0 | 0 | 0 | 0 | 0 | 0 | 0 | 0 | 0 | 0 | 0 | 0 | 0 | 0 | 0 | 0 | 0 | 0 | 0 | 0 | 0 | 0 | 0 | 0 | 0 | 0 | 0 | 0 | 0 | ERCOT is now tracking and accounting for retirements of Registered DG facilities. These biomass facilities actually retired between 2014 and 2016.
Retired | US | TRE |  |  | DG_LB_DG1 |  |  | VIRIDIS ENERGY-LIBERTY LFG |  | OT | LFG |  | Biomass | 2002 |  | 3.9 | 3.9 | 3.9 | 0 | 0 | 0 | 0 | 0 | 0 | 0 | 0 | 0 | 0 | 0 | 0 | 0 | 0 | 0 | 0 | 0 | 0 | 0 | 0 | 0 | 0 | 0 | 0 | 0 | 0 | 0 | 0 | 0 | 0 | 0 | 0 | 0 | 0 | 0 | 0 | 0 | 0 | 0 | 0 | 0 | 0 | 0 | 0 | ERCOT is now tracking and accounting for retirements of Registered DG facilities. These biomass facilities actually retired between 2014 and 2016.
Retired | US | TRE |  |  | DG_TRN_DG1 |  |  | VIRIDIS ENERGY-TRINITY BAY LFG |  | OT | LFG |  | Biomass | 2002 |  | 3.9 | 3.9 | 3.9 | 0 | 0 | 0 | 0 | 0 | 0 | 0 | 0 | 0 | 0 | 0 | 0 | 0 | 0 | 0 | 0 | 0 | 0 | 0 | 0 | 0 | 0 | 0 | 0 | 0 | 0 | 0 | 0 | 0 | 0 | 0 | 0 | 0 | 0 | 0 | 0 | 0 | 0 | 0 | 0 | 0 | 0 | 0 | 0 | ERCOT is now tracking and accounting for retirements of Registered DG facilities. These biomass facilities actually retired between 2014 and 2016.
Retired | US | TRE | 3468 |  | SRB_SRB_G1 | ST1 | Sam Bertron | S R BERTRON U1 |  | ST | NG |  | Natural Gas and Other Gases | 1958 |  | 187.85 | 112 | 118 | 0 | 0 | 0 | 0 | 0 | 0 | 0 | 0 | 0 | 0 | 0 | 0 | 0 | 0 | 0 | 0 | 0 | 0 | 0 | 0 | 0 | 0 | 0 | 0 | 0 | 0 | 0 | 0 | 0 | 0 | 0 | 0 | 0 | 0 | 0 | 0 | 0 | 0 | 0 | 0 | 0 | 0 | 0 | 0 | Retired on 1/23/19
Retired | US | TRE | 3468 |  | SRB_SRB_G2 | ST2 | Sam Bertron | S R BERTRON U2 |  | ST | NG |  | Natural Gas and Other Gases | 1956 |  | 187.85 | 168 | 174 | 0 | 0 | 0 | 0 | 0 | 0 | 0 | 0 | 0 | 0 | 0 | 0 | 0 | 0 | 0 | 0 | 0 | 0 | 0 | 0 | 0 | 0 | 0 | 0 | 0 | 0 | 0 | 0 | 0 | 0 | 0 | 0 | 0 | 0 | 0 | 0 | 0 | 0 | 0 | 0 | 0 | 0 | 0 | 0 | Retired on 1/23/19
Tier 1 | US | TRE |  |  | 16INR0010 |  | FGE TEXAS I PROJECT |  |  | CC | NG |  | Natural Gas and Other Gases | 2021-04-30 |  | 743 | 742.9 | 742.9 | 0 | 0 | 742.9 | 742.9 | 742.9 | 742.9 | 742.9 | 742.9 | 742.9 | 742.9 | 742.9 | 0 | 0 | 742.9 | 742.9 | 742.9 | 742.9 | 742.9 | 742.9 | 742.9 | 742.9 | 742.9 | 0 | 0 | 0 | 0 | 0 | 0 | 0 | 0 | 0 | 0 | 0 | 0 | 0 | 0 | 0 | 0 | 0 | 0 | 0 | 0 | 0 | 0
Tier 1 | US | TRE |  |  | 16INR0045 |  | HALYARD HENDERSON |  |  | GT | NG |  | Natural Gas and Other Gases | 2021-05-01 |  | 484 | 484 | 484 | 0 | 0 | 484 | 484 | 484 | 484 | 484 | 484 | 484 | 484 | 484 | 0 | 0 | 484 | 484 | 484 | 484 | 484 | 484 | 484 | 484 | 484 | 0 | 0 | 0 | 0 | 0 | 0 | 0 | 0 | 0 | 0 | 0 | 0 | 0 | 0 | 0 | 0 | 0 | 0 | 0 | 0 | 0 | 0
Tier 1 | US | TRE |  |  | 16INR0044 |  | HALYARD WHARTON ENERGY CENTER |  |  | GT | NG |  | Natural Gas and Other Gases | 2021-06-01 |  | 484 | 484 | 484 | 0 | 0 | 484 | 484 | 484 | 484 | 484 | 484 | 484 | 484 | 484 | 0 | 0 | 484 | 484 | 484 | 484 | 484 | 484 | 484 | 484 | 484 | 0 | 0 | 0 | 0 | 0 | 0 | 0 | 0 | 0 | 0 | 0 | 0 | 0 | 0 | 0 | 0 | 0 | 0 | 0 | 0 | 0 | 0
Tier 1 | US | TRE |  |  | 16INR0076 |  | HUDSON (BRAZORIA ENERGY G) |  |  | GT | NG |  | Natural Gas and Other Gases | 2019-05-01 |  | 96 | 90 | 96 | 90 | 90 | 90 | 90 | 90 | 90 | 90 | 90 | 90 | 90 | 90 | 96 | 96 | 96 | 96 | 96 | 96 | 96 | 96 | 96 | 96 | 96 | 0 | 0 | 0 | 0 | 0 | 0 | 0 | 0 | 0 | 0 | 0 | 0 | 0 | 0 | 0 | 0 | 0 | 0 | 0 | 0 | 0 | 0
Tier 1 | US | TRE |  |  | 17INR0022 |  | MIRAGE |  |  | GT | NG |  | Natural Gas and Other Gases | 2019-02-18 |  | 11 | 11 | 11 | 11 | 11 | 11 | 11 | 11 | 11 | 11 | 11 | 11 | 11 | 11 | 11 | 11 | 11 | 11 | 11 | 11 | 11 | 11 | 11 | 11 | 11 | 0 | 0 | 0 | 0 | 0 | 0 | 0 | 0 | 0 | 0 | 0 | 0 | 0 | 0 | 0 | 0 | 0 | 0 | 0 | 0 | 0 | 0
Tier 1 | US | TRE |  |  | 18INR0035 |  | VICTORIA CITY (CITYVICT) |  |  | GT | NG |  | Natural Gas and Other Gases | 2019-11-01 |  | 100 | 100 | 100 | 0 | 100 | 100 | 100 | 100 | 100 | 100 | 100 | 100 | 100 | 100 | 100 | 100 | 100 | 100 | 100 | 100 | 100 | 100 | 100 | 100 | 100 | 0 | 0 | 0 | 0 | 0 | 0 | 0 | 0 | 0 | 0 | 0 | 0 | 0 | 0 | 0 | 0 | 0 | 0 | 0 | 0 | 0 | 0
Tier 1 | US | TRE |  |  | 17INR0045 |  | VICTORIA PORT (VICTPORT) |  |  | GT | NG |  | Natural Gas and Other Gases | 2019-05-03 |  | 100 | 100 | 100 | 100 | 100 | 100 | 100 | 100 | 100 | 100 | 100 | 100 | 100 | 100 | 100 | 100 | 100 | 100 | 100 | 100 | 100 | 100 | 100 | 100 | 100 | 0 | 0 | 0 | 0 | 0 | 0 | 0 | 0 | 0 | 0 | 0 | 0 | 0 | 0 | 0 | 0 | 0 | 0 | 0 | 0 | 0 | 0
Tier 1 | US | TRE |  |  | 18INR0029 |  | ARMSTRONG WIND |  |  | WT | WND |  | Wind | 2020-03-31 |  | 253 | 37.95 | 50.6 | 0 | 37.95 | 37.95 | 37.95 | 37.95 | 37.95 | 37.95 | 37.95 | 37.95 | 37.95 | 37.95 | 0 | 50.6 | 50.6 | 50.6 | 50.6 | 50.6 | 50.6 | 50.6 | 50.6 | 50.6 | 50.6 | 0 | 0 | 0 | 0 | 0 | 0 | 0 | 0 | 0 | 0 | 0 | 0 | 0 | 0 | 0 | 0 | 0 | 0 | 0 | 0 | 0 | 0
Tier 1 | US | TRE |  |  | 18INR0038 |  | BARROW RANCH (JUMBO HILL WIND) |  |  | WT | WND |  | Wind | 2019-12-01 |  | 160 | 24 | 32 | 0 | 24 | 24 | 24 | 24 | 24 | 24 | 24 | 24 | 24 | 24 | 32 | 32 | 32 | 32 | 32 | 32 | 32 | 32 | 32 | 32 | 32 | 0 | 0 | 0 | 0 | 0 | 0 | 0 | 0 | 0 | 0 | 0 | 0 | 0 | 0 | 0 | 0 | 0 | 0 | 0 | 0 | 0 | 0
Tier 1 | US | TRE |  |  | 18INR0070 |  | BLUE SUMMIT II |  |  | WT | WND |  | Wind | 2019-06-17 |  | 102 | 15.3 | 20.4 | 15.3 | 15.3 | 15.3 | 15.3 | 15.3 | 15.3 | 15.3 | 15.3 | 15.3 | 15.3 | 15.3 | 20.4 | 20.4 | 20.4 | 20.4 | 20.4 | 20.4 | 20.4 | 20.4 | 20.4 | 20.4 | 20.4 | 0 | 0 | 0 | 0 | 0 | 0 | 0 | 0 | 0 | 0 | 0 | 0 | 0 | 0 | 0 | 0 | 0 | 0 | 0 | 0 | 0 | 0
Tier 1 | US | TRE |  |  | 19INR0182 |  | BLUE SUMMIT WIND III |  |  | WT | WND |  | Wind | 2019-11-01 |  | 200 | 30 | 40 | 0 | 30 | 30 | 30 | 30 | 30 | 30 | 30 | 30 | 30 | 30 | 40 | 40 | 40 | 40 | 40 | 40 | 40 | 40 | 40 | 40 | 40 | 0 | 0 | 0 | 0 | 0 | 0 | 0 | 0 | 0 | 0 | 0 | 0 | 0 | 0 | 0 | 0 | 0 | 0 | 0 | 0 | 0 | 0
Tier 1 | US | TRE |  |  | 17INR0005 |  | CABEZON WIND (RIO BRAVO I WIND) |  |  | WT | WND |  | Wind | 2019-06-11 |  | 238 | 35.64 | 47.52 | 35.64 | 35.64 | 35.64 | 35.64 | 35.64 | 35.64 | 35.64 | 35.64 | 35.64 | 35.64 | 35.64 | 47.52 | 47.52 | 47.52 | 47.52 | 47.52 | 47.52 | 47.52 | 47.52 | 47.52 | 47.52 | 47.52 | 0 | 0 | 0 | 0 | 0 | 0 | 0 | 0 | 0 | 0 | 0 | 0 | 0 | 0 | 0 | 0 | 0 | 0 | 0 | 0 | 0 | 0
Tier 1 | US | TRE |  |  | 16INR0086 |  | CACTUS FLATS WIND |  |  | WT | WND |  | Wind | 2019-10-15 |  | 148.4 | 22.26 | 29.68 | 0 | 22.26 | 22.26 | 22.26 | 22.26 | 22.26 | 22.26 | 22.26 | 22.26 | 22.26 | 22.26 | 29.68 | 29.68 | 29.68 | 29.68 | 29.68 | 29.68 | 29.68 | 29.68 | 29.68 | 29.68 | 29.68 | 0 | 0 | 0 | 0 | 0 | 0 | 0 | 0 | 0 | 0 | 0 | 0 | 0 | 0 | 0 | 0 | 0 | 0 | 0 | 0 | 0 | 0
Tier 1 | US | TRE |  |  | 13INR0026 |  | CANADIAN BREAKS WIND |  |  | WT | WND |  | Wind | 2019-09-13 |  | 210 | 31.5 | 42 | 0 | 31.5 | 31.5 | 31.5 | 31.5 | 31.5 | 31.5 | 31.5 | 31.5 | 31.5 | 31.5 | 42 | 42 | 42 | 42 | 42 | 42 | 42 | 42 | 42 | 42 | 42 | 0 | 0 | 0 | 0 | 0 | 0 | 0 | 0 | 0 | 0 | 0 | 0 | 0 | 0 | 0 | 0 | 0 | 0 | 0 | 0 | 0 | 0
Tier 1 | US | TRE |  |  | 18INR0030 |  | CANYON WIND |  |  | WT | WND |  | Wind | 2020-09-30 |  | 360 | 54 | 72 | 0 | 0 | 54 | 54 | 54 | 54 | 54 | 54 | 54 | 54 | 54 | 0 | 72 | 72 | 72 | 72 | 72 | 72 | 72 | 72 | 72 | 72 | 0 | 0 | 0 | 0 | 0 | 0 | 0 | 0 | 0 | 0 | 0 | 0 | 0 | 0 | 0 | 0 | 0 | 0 | 0 | 0 | 0 | 0
Tier 1 | US | TRE |  |  | 17INR0027b |  | COYOTE WIND |  |  | WT | WND |  | Wind | 2020-06-03 |  | 243 | 36.375 | 48.5 | 0 | 36.375 | 36.375 | 36.375 | 36.375 | 36.375 | 36.375 | 36.375 | 36.375 | 36.375 | 36.375 | 0 | 48.5 | 48.5 | 48.5 | 48.5 | 48.5 | 48.5 | 48.5 | 48.5 | 48.5 | 48.5 | 0 | 0 | 0 | 0 | 0 | 0 | 0 | 0 | 0 | 0 | 0 | 0 | 0 | 0 | 0 | 0 | 0 | 0 | 0 | 0 | 0 | 0
Cancelled | US | TRE |  |  | 18INR0023 |  | DARMSTADT |  |  | WT | WND |  | Wind | 2019-12-31 |  | 201 | 30.135 | 40.18 | 0 | 30.135 | 30.135 | 30.135 | 30.135 | 30.135 | 30.135 | 30.135 | 30.135 | 30.135 | 30.135 | 0 | 40.18 | 40.18 | 40.18 | 40.18 | 40.18 | 40.18 | 40.18 | 40.18 | 40.18 | 40.18 | 0 | 0 | 0 | 0 | 0 | 0 | 0 | 0 | 0 | 0 | 0 | 0 | 0 | 0 | 0 | 0 | 0 | 0 | 0 | 0 | 0 | 0
Tier 1 | US | TRE |  |  | 15INR0063 |  | EASTER WIND |  |  | WT | WND |  | Wind | 2020-10-31 |  | 308 | 46.125 | 61.5 | 0 | 0 | 46.125 | 46.125 | 46.125 | 46.125 | 46.125 | 46.125 | 46.125 | 46.125 | 46.125 | 0 | 61.5 | 61.5 | 61.5 | 61.5 | 61.5 | 61.5 | 61.5 | 61.5 | 61.5 | 61.5 | 0 | 0 | 0 | 0 | 0 | 0 | 0 | 0 | 0 | 0 | 0 | 0 | 0 | 0 | 0 | 0 | 0 | 0 | 0 | 0 | 0 | 0
Tier 1 | US | TRE |  |  | 18INR0043 |  | EDMONDSON RANCH WIND |  |  | WT | WND |  | Wind | 2020-06-26 |  | 293 | 43.875 | 58.5 | 0 | 43.875 | 43.875 | 43.875 | 43.875 | 43.875 | 43.875 | 43.875 | 43.875 | 43.875 | 43.875 | 0 | 58.5 | 58.5 | 58.5 | 58.5 | 58.5 | 58.5 | 58.5 | 58.5 | 58.5 | 58.5 | 0 | 0 | 0 | 0 | 0 | 0 | 0 | 0 | 0 | 0 | 0 | 0 | 0 | 0 | 0 | 0 | 0 | 0 | 0 | 0 | 0 | 0
Tier 1 | US | TRE |  |  | 19INR0019 |  | FOARD CITY WIND |  |  | WT | WND |  | Wind | 2019-09-24 |  | 350 | 52.5 | 70 | 0 | 52.5 | 52.5 | 52.5 | 52.5 | 52.5 | 52.5 | 52.5 | 52.5 | 52.5 | 52.5 | 70 | 70 | 70 | 70 | 70 | 70 | 70 | 70 | 70 | 70 | 70 | 0 | 0 | 0 | 0 | 0 | 0 | 0 | 0 | 0 | 0 | 0 | 0 | 0 | 0 | 0 | 0 | 0 | 0 | 0 | 0 | 0 | 0
Tier 1 | US | TRE |  |  | 14INR0033 |  | GOODNIGHT WIND |  |  | WT | WND |  | Wind | 2020-08-15 |  | 504.4 | 75.66 | 100.88 | 0 | 0 | 75.66 | 75.66 | 75.66 | 75.66 | 75.66 | 75.66 | 75.66 | 75.66 | 75.66 | 0 | 100.88 | 100.88 | 100.88 | 100.88 | 100.88 | 100.88 | 100.88 | 100.88 | 100.88 | 100.88 | 0 | 0 | 0 | 0 | 0 | 0 | 0 | 0 | 0 | 0 | 0 | 0 | 0 | 0 | 0 | 0 | 0 | 0 | 0 | 0 | 0 | 0
Tier 1 | US | TRE |  |  | 18INR0067 |  | GOPHER CREEK WIND |  |  | WT | WND |  | Wind | 2019-07-31 |  | 158 | 23.7 | 31.6 | 0 | 23.7 | 23.7 | 23.7 | 23.7 | 23.7 | 23.7 | 23.7 | 23.7 | 23.7 | 23.7 | 31.6 | 31.6 | 31.6 | 31.6 | 31.6 | 31.6 | 31.6 | 31.6 | 31.6 | 31.6 | 31.6 | 0 | 0 | 0 | 0 | 0 | 0 | 0 | 0 | 0 | 0 | 0 | 0 | 0 | 0 | 0 | 0 | 0 | 0 | 0 | 0 | 0 | 0
Tier 1 | US | TRE |  |  | 19INR0156 |  | GRAPE CREEK WIND |  |  | WT | WND |  | Wind | 2020-10-01 |  | 525 | 78.75 | 105 | 0 | 0 | 78.75 | 78.75 | 78.75 | 78.75 | 78.75 | 78.75 | 78.75 | 78.75 | 78.75 | 0 | 105 | 105 | 105 | 105 | 105 | 105 | 105 | 105 | 105 | 105 | 0 | 0 | 0 | 0 | 0 | 0 | 0 | 0 | 0 | 0 | 0 | 0 | 0 | 0 | 0 | 0 | 0 | 0 | 0 | 0 | 0 | 0
Tier 1 | US | TRE |  |  | 20INR0052 |  | GRIFFIN TRAIL WIND |  |  | WT | WND |  | Wind | 2020-09-30 |  | 202 | 30.24 | 40.32 | 0 | 0 | 30.24 | 30.24 | 30.24 | 30.24 | 30.24 | 30.24 | 30.24 | 30.24 | 30.24 | 0 | 40.32 | 40.32 | 40.32 | 40.32 | 40.32 | 40.32 | 40.32 | 40.32 | 40.32 | 40.32 | 0 | 0 | 0 | 0 | 0 | 0 | 0 | 0 | 0 | 0 | 0 | 0 | 0 | 0 | 0 | 0 | 0 | 0 | 0 | 0 | 0 | 0
Tier 1 | US | TRE |  |  | 15INR0064b |  | HARALD (BEARKAT WIND B) |  |  | WT | WND |  | Wind | 2019-12-13 |  | 162.1 | 24.315 | 32.42 | 0 | 24.315 | 24.315 | 24.315 | 24.315 | 24.315 | 24.315 | 24.315 | 24.315 | 24.315 | 24.315 | 0 | 32.42 | 32.42 | 32.42 | 32.42 | 32.42 | 32.42 | 32.42 | 32.42 | 32.42 | 32.42 | 0 | 0 | 0 | 0 | 0 | 0 | 0 | 0 | 0 | 0 | 0 | 0 | 0 | 0 | 0 | 0 | 0 | 0 | 0 | 0 | 0 | 0
Tier 1 | US | TRE |  |  | 16INR0033 |  | HART WIND |  |  | WT | WND |  | Wind | 2020-12-31 |  | 150 | 22.5 | 30 | 0 | 0 | 22.5 | 22.5 | 22.5 | 22.5 | 22.5 | 22.5 | 22.5 | 22.5 | 22.5 | 0 | 0 | 30 | 30 | 30 | 30 | 30 | 30 | 30 | 30 | 30 | 0 | 0 | 0 | 0 | 0 | 0 | 0 | 0 | 0 | 0 | 0 | 0 | 0 | 0 | 0 | 0 | 0 | 0 | 0 | 0 | 0 | 0
Tier 1 | US | TRE |  |  | 19INR0053 |  | HIDALGO II WIND |  |  | WT | WND |  | Wind | 2019-11-15 |  | 51 | 7.65 | 10.2 | 0 | 7.65 | 7.65 | 7.65 | 7.65 | 7.65 | 7.65 | 7.65 | 7.65 | 7.65 | 7.65 | 10.2 | 10.2 | 10.2 | 10.2 | 10.2 | 10.2 | 10.2 | 10.2 | 10.2 | 10.2 | 10.2 | 0 | 0 | 0 | 0 | 0 | 0 | 0 | 0 | 0 | 0 | 0 | 0 | 0 | 0 | 0 | 0 | 0 | 0 | 0 | 0 | 0 | 0
Tier 1 | US | TRE |  |  | 19INR0038 |  | HIGH LONESOME W |  |  | WT | WND |  | Wind | 2019-12-31 |  | 449.5 | 67.425 | 89.9 | 0 | 67.425 | 67.425 | 67.425 | 67.425 | 67.425 | 67.425 | 67.425 | 67.425 | 67.425 | 67.425 | 0 | 89.9 | 89.9 | 89.9 | 89.9 | 89.9 | 89.9 | 89.9 | 89.9 | 89.9 | 89.9 | 0 | 0 | 0 | 0 | 0 | 0 | 0 | 0 | 0 | 0 | 0 | 0 | 0 | 0 | 0 | 0 | 0 | 0 | 0 | 0 | 0 | 0
Tier 1 | US | TRE |  |  | 19INR0099a |  | KONTIKI 1 WIND (ERIK) |  |  | WT | WND |  | Wind | 2020-06-30 |  | 255.3 | 38.295 | 51.06 | 0 | 38.295 | 38.295 | 38.295 | 38.295 | 38.295 | 38.295 | 38.295 | 38.295 | 38.295 | 38.295 | 0 | 51.06 | 51.06 | 51.06 | 51.06 | 51.06 | 51.06 | 51.06 | 51.06 | 51.06 | 51.06 | 0 | 0 | 0 | 0 | 0 | 0 | 0 | 0 | 0 | 0 | 0 | 0 | 0 | 0 | 0 | 0 | 0 | 0 | 0 | 0 | 0 | 0
Tier 1 | US | TRE |  |  | 19INR0099b |  | KONTIKI 2 WIND (ERNEST) |  |  | WT | WND |  | Wind | 2021-06-30 |  | 255.3 | 38.295 | 51.06 | 0 | 0 | 38.295 | 38.295 | 38.295 | 38.295 | 38.295 | 38.295 | 38.295 | 38.295 | 38.295 | 0 | 0 | 51.06 | 51.06 | 51.06 | 51.06 | 51.06 | 51.06 | 51.06 | 51.06 | 51.06 | 0 | 0 | 0 | 0 | 0 | 0 | 0 | 0 | 0 | 0 | 0 | 0 | 0 | 0 | 0 | 0 | 0 | 0 | 0 | 0 | 0 | 0
Tier 1 | US | TRE |  |  | 16INR0111 |  | LAS LOMAS WIND |  |  | WT | WND |  | Wind | 2019-12-31 |  | 200 | 30 | 40 | 0 | 30 | 30 | 30 | 30 | 30 | 30 | 30 | 30 | 30 | 30 | 0 | 40 | 40 | 40 | 40 | 40 | 40 | 40 | 40 | 40 | 40 | 0 | 0 | 0 | 0 | 0 | 0 | 0 | 0 | 0 | 0 | 0 | 0 | 0 | 0 | 0 | 0 | 0 | 0 | 0 | 0 | 0 | 0
Tier 1 | US | TRE |  |  | 16INR0062b |  | LOCKETT WIND FARM |  |  | WT | WND |  | Wind | 2019-09-30 |  | 184 | 27.6 | 36.8 | 0 | 27.6 | 27.6 | 27.6 | 27.6 | 27.6 | 27.6 | 27.6 | 27.6 | 27.6 | 27.6 | 36.8 | 36.8 | 36.8 | 36.8 | 36.8 | 36.8 | 36.8 | 36.8 | 36.8 | 36.8 | 36.8 | 0 | 0 | 0 | 0 | 0 | 0 | 0 | 0 | 0 | 0 | 0 | 0 | 0 | 0 | 0 | 0 | 0 | 0 | 0 | 0 | 0 | 0
Tier 1 | US | TRE |  |  | 16INR0112 |  | LOMA PINTA WIND |  |  | WT | WND |  | Wind | 2020-05-31 |  | 200 | 30 | 40 | 0 | 30 | 30 | 30 | 30 | 30 | 30 | 30 | 30 | 30 | 30 | 0 | 40 | 40 | 40 | 40 | 40 | 40 | 40 | 40 | 40 | 40 | 0 | 0 | 0 | 0 | 0 | 0 | 0 | 0 | 0 | 0 | 0 | 0 | 0 | 0 | 0 | 0 | 0 | 0 | 0 | 0 | 0 | 0
Tier 1 | US | TRE |  |  | 18INR0068 |  | LORAINE WINDPARK PHASE III |  |  | WT | WND |  | Wind | 2020-05-01 |  | 100 | 15 | 20 | 0 | 15 | 15 | 15 | 15 | 15 | 15 | 15 | 15 | 15 | 15 | 0 | 20 | 20 | 20 | 20 | 20 | 20 | 20 | 20 | 20 | 20 | 0 | 0 | 0 | 0 | 0 | 0 | 0 | 0 | 0 | 0 | 0 | 0 | 0 | 0 | 0 | 0 | 0 | 0 | 0 | 0 | 0 | 0
Tier 1 | US | TRE |  |  | 13INR0010a |  | MARIAH DEL ESTE |  |  | WT | WND |  | Wind | 2020-10-30 |  | 153 | 22.875 | 30.5 | 0 | 0 | 22.875 | 22.875 | 22.875 | 22.875 | 22.875 | 22.875 | 22.875 | 22.875 | 22.875 | 0 | 30.5 | 30.5 | 30.5 | 30.5 | 30.5 | 30.5 | 30.5 | 30.5 | 30.5 | 30.5 | 0 | 0 | 0 | 0 | 0 | 0 | 0 | 0 | 0 | 0 | 0 | 0 | 0 | 0 | 0 | 0 | 0 | 0 | 0 | 0 | 0 | 0
Tier 1 | US | TRE |  |  | 20INR0045 |  | MAVERICK CREEK I |  |  | WT | WND |  | Wind | 2020-09-01 |  | 373.2 | 55.98 | 74.64 | 0 | 0 | 55.98 | 55.98 | 55.98 | 55.98 | 55.98 | 55.98 | 55.98 | 55.98 | 55.98 | 0 | 74.64 | 74.64 | 74.64 | 74.64 | 74.64 | 74.64 | 74.64 | 74.64 | 74.64 | 74.64 | 0 | 0 | 0 | 0 | 0 | 0 | 0 | 0 | 0 | 0 | 0 | 0 | 0 | 0 | 0 | 0 | 0 | 0 | 0 | 0 | 0 | 0
Tier 1 | US | TRE |  |  | 20INR0046 |  | MAVERICK CREEK II |  |  | WT | WND |  | Wind | 2020-09-01 |  | 255.9 | 38.385 | 51.18 | 0 | 0 | 38.385 | 38.385 | 38.385 | 38.385 | 38.385 | 38.385 | 38.385 | 38.385 | 38.385 | 0 | 51.18 | 51.18 | 51.18 | 51.18 | 51.18 | 51.18 | 51.18 | 51.18 | 51.18 | 51.18 | 0 | 0 | 0 | 0 | 0 | 0 | 0 | 0 | 0 | 0 | 0 | 0 | 0 | 0 | 0 | 0 | 0 | 0 | 0 | 0 | 0 | 0
Tier 1 | US | TRE |  |  | 16INR0081 |  | MESTENO WIND |  |  | WT | WND |  | Wind | 2020-03-01 |  | 202 | 30.24 | 40.32 | 0 | 30.24 | 30.24 | 30.24 | 30.24 | 30.24 | 30.24 | 30.24 | 30.24 | 30.24 | 30.24 | 0 | 40.32 | 40.32 | 40.32 | 40.32 | 40.32 | 40.32 | 40.32 | 40.32 | 40.32 | 40.32 | 0 | 0 | 0 | 0 | 0 | 0 | 0 | 0 | 0 | 0 | 0 | 0 | 0 | 0 | 0 | 0 | 0 | 0 | 0 | 0 | 0 | 0
Tier 1 | US | TRE |  |  | 13INR0025 |  | NORTHDRAW WIND |  |  | WT | WND |  | Wind | 2020-08-01 |  | 150 | 22.5 | 30 | 0 | 0 | 22.5 | 22.5 | 22.5 | 22.5 | 22.5 | 22.5 | 22.5 | 22.5 | 22.5 | 0 | 30 | 30 | 30 | 30 | 30 | 30 | 30 | 30 | 30 | 30 | 0 | 0 | 0 | 0 | 0 | 0 | 0 | 0 | 0 | 0 | 0 | 0 | 0 | 0 | 0 | 0 | 0 | 0 | 0 | 0 | 0 | 0
Tier 1 | US | TRE |  |  | 18INR0033 |  | OVEJA WIND |  |  | WT | WND |  | Wind | 2019-06-30 |  | 300 | 45 | 60 | 45 | 45 | 45 | 45 | 45 | 45 | 45 | 45 | 45 | 45 | 45 | 60 | 60 | 60 | 60 | 60 | 60 | 60 | 60 | 60 | 60 | 60 | 0 | 0 | 0 | 0 | 0 | 0 | 0 | 0 | 0 | 0 | 0 | 0 | 0 | 0 | 0 | 0 | 0 | 0 | 0 | 0 | 0 | 0
Tier 1 | US | TRE |  |  | 14INR0030c |  | PANHANDLE WIND 3 |  |  | WT | WND |  | Wind | 2020-12-01 |  | 248 | 37.2 | 49.6 | 0 | 0 | 37.2 | 37.2 | 37.2 | 37.2 | 37.2 | 37.2 | 37.2 | 37.2 | 37.2 | 0 | 49.6 | 49.6 | 49.6 | 49.6 | 49.6 | 49.6 | 49.6 | 49.6 | 49.6 | 49.6 | 0 | 0 | 0 | 0 | 0 | 0 | 0 | 0 | 0 | 0 | 0 | 0 | 0 | 0 | 0 | 0 | 0 | 0 | 0 | 0 | 0 | 0
Tier 1 | US | TRE |  |  | 19INR0100 |  | PRAIRIE HILL WIND |  |  | WT | WND |  | Wind | 2020-06-01 |  | 300 | 45 | 60 | 0 | 45 | 45 | 45 | 45 | 45 | 45 | 45 | 45 | 45 | 45 | 0 | 60 | 60 | 60 | 60 | 60 | 60 | 60 | 60 | 60 | 60 | 0 | 0 | 0 | 0 | 0 | 0 | 0 | 0 | 0 | 0 | 0 | 0 | 0 | 0 | 0 | 0 | 0 | 0 | 0 | 0 | 0 | 0
Tier 1 | US | TRE |  |  | 16INR0037c |  | PUMPKIN FARM WIND |  |  | WT | WND |  | Wind | 2020-12-01 |  | 281 | 42.135 | 56.18 | 0 | 0 | 42.135 | 42.135 | 42.135 | 42.135 | 42.135 | 42.135 | 42.135 | 42.135 | 42.135 | 0 | 56.18 | 56.18 | 56.18 | 56.18 | 56.18 | 56.18 | 56.18 | 56.18 | 56.18 | 56.18 | 0 | 0 | 0 | 0 | 0 | 0 | 0 | 0 | 0 | 0 | 0 | 0 | 0 | 0 | 0 | 0 | 0 | 0 | 0 | 0 | 0 | 0
Tier 1 | US | TRE |  |  | 20INR0011 |  | RANCHERO WIND |  |  | WT | WND |  | Wind | 2019-09-30 |  | 300 | 45 | 60 | 0 | 45 | 45 | 45 | 45 | 45 | 45 | 45 | 45 | 45 | 45 | 60 | 60 | 60 | 60 | 60 | 60 | 60 | 60 | 60 | 60 | 60 | 0 | 0 | 0 | 0 | 0 | 0 | 0 | 0 | 0 | 0 | 0 | 0 | 0 | 0 | 0 | 0 | 0 | 0 | 0 | 0 | 0 | 0
Tier 1 | US | TRE |  |  | 17INR0025 |  | RELOJ DEL SOL WIND |  |  | WT | WND |  | Wind | 2020-10-31 |  | 202 | 30.3 | 40.4 | 0 | 0 | 30.3 | 30.3 | 30.3 | 30.3 | 30.3 | 30.3 | 30.3 | 30.3 | 30.3 | 0 | 40.4 | 40.4 | 40.4 | 40.4 | 40.4 | 40.4 | 40.4 | 40.4 | 40.4 | 40.4 | 0 | 0 | 0 | 0 | 0 | 0 | 0 | 0 | 0 | 0 | 0 | 0 | 0 | 0 | 0 | 0 | 0 | 0 | 0 | 0 | 0 | 0
Tier 1 | US | TRE |  |  | 18INR0016 |  | RTS 2 WIND (HEART OF TEXAS WIND) |  |  | WT | WND |  | Wind | 2020-06-30 |  | 179.91 | 26.9865 | 35.982 | 0 | 26.9865 | 26.9865 | 26.9865 | 26.9865 | 26.9865 | 26.9865 | 26.9865 | 26.9865 | 26.9865 | 26.9865 | 0 | 35.982 | 35.982 | 35.982 | 35.982 | 35.982 | 35.982 | 35.982 | 35.982 | 35.982 | 35.982 | 0 | 0 | 0 | 0 | 0 | 0 | 0 | 0 | 0 | 0 | 0 | 0 | 0 | 0 | 0 | 0 | 0 | 0 | 0 | 0 | 0 | 0
Tier 1 | US | TRE |  |  | 12INR0055 |  | S_HILLS WIND (LITTLE MOUNTAIN WIND) |  |  | WT | WND |  | Wind | 2019-06-15 |  | 30.24 | 4.536 | 6.048 | 4.536 | 4.536 | 4.536 | 4.536 | 4.536 | 4.536 | 4.536 | 4.536 | 4.536 | 4.536 | 4.536 | 6.048 | 6.048 | 6.048 | 6.048 | 6.048 | 6.048 | 6.048 | 6.048 | 6.048 | 6.048 | 6.048 | 0 | 0 | 0 | 0 | 0 | 0 | 0 | 0 | 0 | 0 | 0 | 0 | 0 | 0 | 0 | 0 | 0 | 0 | 0 | 0 | 0 | 0
Tier 1 | US | TRE |  |  | 19INR0163 |  | SAGE DRAW WIND |  |  | WT | WND |  | Wind | 2020-03-31 |  | 338 | 50.7 | 67.6 | 0 | 50.7 | 50.7 | 50.7 | 50.7 | 50.7 | 50.7 | 50.7 | 50.7 | 50.7 | 50.7 | 0 | 67.6 | 67.6 | 67.6 | 67.6 | 67.6 | 67.6 | 67.6 | 67.6 | 67.6 | 67.6 | 0 | 0 | 0 | 0 | 0 | 0 | 0 | 0 | 0 | 0 | 0 | 0 | 0 | 0 | 0 | 0 | 0 | 0 | 0 | 0 | 0 | 0
Tier 1 | US | TRE |  |  | 19INR0052 |  | TG EAST WIND |  |  | WT | WND |  | Wind | 2020-10-01 |  | 275.6 | 41.34 | 55.12 | 0 | 0 | 41.34 | 41.34 | 41.34 | 41.34 | 41.34 | 41.34 | 41.34 | 41.34 | 41.34 | 0 | 55.12 | 55.12 | 55.12 | 55.12 | 55.12 | 55.12 | 55.12 | 55.12 | 55.12 | 55.12 | 0 | 0 | 0 | 0 | 0 | 0 | 0 | 0 | 0 | 0 | 0 | 0 | 0 | 0 | 0 | 0 | 0 | 0 | 0 | 0 | 0 | 0
Tier 1 | US | TRE |  |  | 14INR0045 |  | TORRECILLAS WIND |  |  | WT | WND |  | Wind | 2019-06-17 |  | 301 | 45.075 | 60.1 | 45.075 | 45.075 | 45.075 | 45.075 | 45.075 | 45.075 | 45.075 | 45.075 | 45.075 | 45.075 | 45.075 | 60.1 | 60.1 | 60.1 | 60.1 | 60.1 | 60.1 | 60.1 | 60.1 | 60.1 | 60.1 | 60.1 | 0 | 0 | 0 | 0 | 0 | 0 | 0 | 0 | 0 | 0 | 0 | 0 | 0 | 0 | 0 | 0 | 0 | 0 | 0 | 0 | 0 | 0
Tier 1 | US | TRE |  |  | 19INR0051 |  | VERA WIND |  |  | WT | WND |  | Wind | 2020-06-01 |  | 242.8 | 36.42 | 48.56 | 0 | 36.42 | 36.42 | 36.42 | 36.42 | 36.42 | 36.42 | 36.42 | 36.42 | 36.42 | 36.42 | 0 | 48.56 | 48.56 | 48.56 | 48.56 | 48.56 | 48.56 | 48.56 | 48.56 | 48.56 | 48.56 | 0 | 0 | 0 | 0 | 0 | 0 | 0 | 0 | 0 | 0 | 0 | 0 | 0 | 0 | 0 | 0 | 0 | 0 | 0 | 0 | 0 | 0
Tier 1 | US | TRE |  |  | 19INR0128 |  | WHITE MESA WIND |  |  | WT | WND |  | Wind | 2020-09-30 |  | 500 | 75 | 100 | 0 | 0 | 75 | 75 | 75 | 75 | 75 | 75 | 75 | 75 | 75 | 0 | 100 | 100 | 100 | 100 | 100 | 100 | 100 | 100 | 100 | 100 | 0 | 0 | 0 | 0 | 0 | 0 | 0 | 0 | 0 | 0 | 0 | 0 | 0 | 0 | 0 | 0 | 0 | 0 | 0 | 0 | 0 | 0
Tier 1 | US | TRE |  |  | 19INR0080 |  | WHITEHORSE WIND |  |  | WT | WND |  | Wind | 2019-12-15 |  | 418.9 | 62.835 | 83.78 | 0 | 62.835 | 62.835 | 62.835 | 62.835 | 62.835 | 62.835 | 62.835 | 62.835 | 62.835 | 62.835 | 0 | 83.78 | 83.78 | 83.78 | 83.78 | 83.78 | 83.78 | 83.78 | 83.78 | 83.78 | 83.78 | 0 | 0 | 0 | 0 | 0 | 0 | 0 | 0 | 0 | 0 | 0 | 0 | 0 | 0 | 0 | 0 | 0 | 0 | 0 | 0 | 0 | 0
Tier 1 | US | TRE |  |  | 13INR0038 |  | WILDROSE WIND (SWISHER WIND) |  |  | WT | WND |  | Wind | 2021-12-30 |  | 302.5 | 45.375 | 60.5 | 0 | 0 | 0 | 45.375 | 45.375 | 45.375 | 45.375 | 45.375 | 45.375 | 45.375 | 45.375 | 0 | 0 | 0 | 60.5 | 60.5 | 60.5 | 60.5 | 60.5 | 60.5 | 60.5 | 60.5 | 0 | 0 | 0 | 0 | 0 | 0 | 0 | 0 | 0 | 0 | 0 | 0 | 0 | 0 | 0 | 0 | 0 | 0 | 0 | 0 | 0 | 0
Tier 1 | US | TRE |  |  | 12INR0060 |  | WILSON RANCH (INFINITY LIVE OAK WIND) |  |  | WT | WND |  | Wind | 2019-10-31 |  | 200 | 29.925 | 39.9 | 0 | 29.925 | 29.925 | 29.925 | 29.925 | 29.925 | 29.925 | 29.925 | 29.925 | 29.925 | 29.925 | 39.9 | 39.9 | 39.9 | 39.9 | 39.9 | 39.9 | 39.9 | 39.9 | 39.9 | 39.9 | 39.9 | 0 | 0 | 0 | 0 | 0 | 0 | 0 | 0 | 0 | 0 | 0 | 0 | 0 | 0 | 0 | 0 | 0 | 0 | 0 | 0 | 0 | 0
Tier 1 | US | TRE |  |  | 14INR0009 |  | WKN AMADEUS WIND |  |  | WT | WND |  | Wind | 2020-05-15 |  | 246 | 36.885 | 49.18 | 0 | 36.885 | 36.885 | 36.885 | 36.885 | 36.885 | 36.885 | 36.885 | 36.885 | 36.885 | 36.885 | 0 | 49.18 | 49.18 | 49.18 | 49.18 | 49.18 | 49.18 | 49.18 | 49.18 | 49.18 | 49.18 | 0 | 0 | 0 | 0 | 0 | 0 | 0 | 0 | 0 | 0 | 0 | 0 | 0 | 0 | 0 | 0 | 0 | 0 | 0 | 0 | 0 | 0
Tier 1 | US | TRE |  |  | 20INR0042 |  | CHALUPA WIND |  |  | WT | WND |  | Wind | 2020-12-21 |  | 174 | 100.92 | 74.82 | 0 | 0 | 100.92 | 100.92 | 100.92 | 100.92 | 100.92 | 100.92 | 100.92 | 100.92 | 100.92 | 0 | 0 | 74.82 | 74.82 | 74.82 | 74.82 | 74.82 | 74.82 | 74.82 | 74.82 | 74.82 | 0 | 0 | 0 | 0 | 0 | 0 | 0 | 0 | 0 | 0 | 0 | 0 | 0 | 0 | 0 | 0 | 0 | 0 | 0 | 0 | 0 | 0
Tier 1 | US | TRE |  |  | 19INR0112 |  | CRANEL WIND |  |  | WT | WND |  | Wind | 2019-12-31 |  | 220 | 127.6 | 94.6 | 0 | 127.6 | 127.6 | 127.6 | 127.6 | 127.6 | 127.6 | 127.6 | 127.6 | 127.6 | 127.6 | 0 | 94.6 | 94.6 | 94.6 | 94.6 | 94.6 | 94.6 | 94.6 | 94.6 | 94.6 | 94.6 | 0 | 0 | 0 | 0 | 0 | 0 | 0 | 0 | 0 | 0 | 0 | 0 | 0 | 0 | 0 | 0 | 0 | 0 | 0 | 0 | 0 | 0
Tier 1 | US | TRE |  |  | 19INR0074 |  | KARANKAWA 2 WIND FARM |  |  | WT | WND |  | Wind | 2019-12-31 |  | 101 | 58.58 | 43.43 | 0 | 58.58 | 58.58 | 58.58 | 58.58 | 58.58 | 58.58 | 58.58 | 58.58 | 58.58 | 58.58 | 0 | 43.43 | 43.43 | 43.43 | 43.43 | 43.43 | 43.43 | 43.43 | 43.43 | 43.43 | 43.43 | 0 | 0 | 0 | 0 | 0 | 0 | 0 | 0 | 0 | 0 | 0 | 0 | 0 | 0 | 0 | 0 | 0 | 0 | 0 | 0 | 0 | 0
Tier 1 | US | TRE |  |  | 18INR0014 |  | KARANKAWA WIND ALT A |  |  | WT | WND |  | Wind | 2019-12-31 |  | 206.64 | 119.8512 | 88.8552 | 0 | 119.8512 | 119.8512 | 119.8512 | 119.8512 | 119.8512 | 119.8512 | 119.8512 | 119.8512 | 119.8512 | 119.8512 | 0 | 88.8552 | 88.8552 | 88.8552 | 88.8552 | 88.8552 | 88.8552 | 88.8552 | 88.8552 | 88.8552 | 88.8552 | 0 | 0 | 0 | 0 | 0 | 0 | 0 | 0 | 0 | 0 | 0 | 0 | 0 | 0 | 0 | 0 | 0 | 0 | 0 | 0 | 0 | 0
Tier 1 | US | TRE |  |  | 17INR0035 |  | LAS MAJADAS WIND |  |  | WT | WND |  | Wind | 2020-10-01 |  | 273 | 158.224 | 117.304 | 0 | 0 | 158.224 | 158.224 | 158.224 | 158.224 | 158.224 | 158.224 | 158.224 | 158.224 | 158.224 | 0 | 117.304 | 117.304 | 117.304 | 117.304 | 117.304 | 117.304 | 117.304 | 117.304 | 117.304 | 117.304 | 0 | 0 | 0 | 0 | 0 | 0 | 0 | 0 | 0 | 0 | 0 | 0 | 0 | 0 | 0 | 0 | 0 | 0 | 0 | 0 | 0 | 0
Tier 1 | US | TRE |  |  | 11INR0054 |  | MIDWAY FARMS WIND |  |  | WT | WND |  | Wind | 2019-04-05 |  | 163 | 94.482 | 70.047 | 94.482 | 94.482 | 94.482 | 94.482 | 94.482 | 94.482 | 94.482 | 94.482 | 94.482 | 94.482 | 94.482 | 70.047 | 70.047 | 70.047 | 70.047 | 70.047 | 70.047 | 70.047 | 70.047 | 70.047 | 70.047 | 70.047 | 0 | 0 | 0 | 0 | 0 | 0 | 0 | 0 | 0 | 0 | 0 | 0 | 0 | 0 | 0 | 0 | 0 | 0 | 0 | 0 | 0 | 0
Tier 1 | US | TRE |  |  | 17INR0037 |  | PALMAS ALTAS WIND |  |  | WT | WND |  | Wind | 2020-01-10 |  | 145 | 84.042 | 62.307 | 0 | 84.042 | 84.042 | 84.042 | 84.042 | 84.042 | 84.042 | 84.042 | 84.042 | 84.042 | 84.042 | 0 | 62.307 | 62.307 | 62.307 | 62.307 | 62.307 | 62.307 | 62.307 | 62.307 | 62.307 | 62.307 | 0 | 0 | 0 | 0 | 0 | 0 | 0 | 0 | 0 | 0 | 0 | 0 | 0 | 0 | 0 | 0 | 0 | 0 | 0 | 0 | 0 | 0
Tier 1 | US | TRE |  |  | 11INR0062 |  | SHAFFER (PATRIOT WIND/PETRONILLA) |  |  | WT | WND |  | Wind | 2019-05-22 |  | 226 | 131.08 | 97.18 | 131.08 | 131.08 | 131.08 | 131.08 | 131.08 | 131.08 | 131.08 | 131.08 | 131.08 | 131.08 | 131.08 | 97.18 | 97.18 | 97.18 | 97.18 | 97.18 | 97.18 | 97.18 | 97.18 | 97.18 | 97.18 | 97.18 | 0 | 0 | 0 | 0 | 0 | 0 | 0 | 0 | 0 | 0 | 0 | 0 | 0 | 0 | 0 | 0 | 0 | 0 | 0 | 0 | 0 | 0
Tier 1 | US | TRE |  |  | 18INR0018 |  | PEYTON CREEK WIND |  |  | WT | WND |  | Wind | 2019-12-01 |  | 151.2 | 87.696 | 65.016 | 0 | 87.696 | 87.696 | 87.696 | 87.696 | 87.696 | 87.696 | 87.696 | 87.696 | 87.696 | 87.696 | 65.016 | 65.016 | 65.016 | 65.016 | 65.016 | 65.016 | 65.016 | 65.016 | 65.016 | 65.016 | 65.016 | 0 | 0 | 0 | 0 | 0 | 0 | 0 | 0 | 0 | 0 | 0 | 0 | 0 | 0 | 0 | 0 | 0 | 0 | 0 | 0 | 0 | 0
Tier 1 | US | TRE |  |  | 18INR0059 |  | EAST RAYMOND WIND |  |  | WT | WND |  | Wind | 2020-09-15 |  | 202 | 116.928 | 86.688 | 0 | 0 | 116.928 | 116.928 | 116.928 | 116.928 | 116.928 | 116.928 | 116.928 | 116.928 | 116.928 | 0 | 86.688 | 86.688 | 86.688 | 86.688 | 86.688 | 86.688 | 86.688 | 86.688 | 86.688 | 86.688 | 0 | 0 | 0 | 0 | 0 | 0 | 0 | 0 | 0 | 0 | 0 | 0 | 0 | 0 | 0 | 0 | 0 | 0 | 0 | 0 | 0 | 0
Tier 1 | US | TRE |  |  | 20INR0023 |  | AGATE SOLAR |  |  | PV | SUN |  | Solar | 2020-08-01 |  | 60 | 44.4 | 7.2 | 0 | 0 | 44.4 | 44.4 | 44.4 | 44.4 | 44.4 | 44.4 | 44.4 | 44.4 | 44.4 | 0 | 7.2 | 7.2 | 7.2 | 7.2 | 7.2 | 7.2 | 7.2 | 7.2 | 7.2 | 7.2 | 0 | 0 | 0 | 0 | 0 | 0 | 0 | 0 | 0 | 0 | 0 | 0 | 0 | 0 | 0 | 0 | 0 | 0 | 0 | 0 | 0 | 0
Tier 1 | US | TRE |  |  | 19INR0088 |  | ARAGORN SOLAR |  |  | PV | SUN |  | Solar | 2021-06-30 |  | 186.3 | 137.862 | 22.356 | 0 | 0 | 137.862 | 137.862 | 137.862 | 137.862 | 137.862 | 137.862 | 137.862 | 137.862 | 137.862 | 0 | 0 | 22.356 | 22.356 | 22.356 | 22.356 | 22.356 | 22.356 | 22.356 | 22.356 | 22.356 | 0 | 0 | 0 | 0 | 0 | 0 | 0 | 0 | 0 | 0 | 0 | 0 | 0 | 0 | 0 | 0 | 0 | 0 | 0 | 0 | 0 | 0
Tier 1 | US | TRE |  |  | 16INR0019 |  | BLUEBELL SOLAR (CAPRICORN RIDGE SOLAR) |  |  | PV | SUN |  | Solar | 2019-06-17 |  | 30 | 22.2 | 3.6 | 22.2 | 22.2 | 22.2 | 22.2 | 22.2 | 22.2 | 22.2 | 22.2 | 22.2 | 22.2 | 22.2 | 3.6 | 3.6 | 3.6 | 3.6 | 3.6 | 3.6 | 3.6 | 3.6 | 3.6 | 3.6 | 3.6 | 0 | 0 | 0 | 0 | 0 | 0 | 0 | 0 | 0 | 0 | 0 | 0 | 0 | 0 | 0 | 0 | 0 | 0 | 0 | 0 | 0 | 0
Tier 1 | US | TRE |  |  | 15INR0059 |  | EMERALD GROVE SOLAR (PECOS SOLAR POWER I) |  |  | PV | SUN |  | Solar | 2020-04-10 |  | 108 | 79.92 | 12.96 | 0 | 79.92 | 79.92 | 79.92 | 79.92 | 79.92 | 79.92 | 79.92 | 79.92 | 79.92 | 79.92 | 0 | 12.96 | 12.96 | 12.96 | 12.96 | 12.96 | 12.96 | 12.96 | 12.96 | 12.96 | 12.96 | 0 | 0 | 0 | 0 | 0 | 0 | 0 | 0 | 0 | 0 | 0 | 0 | 0 | 0 | 0 | 0 | 0 | 0 | 0 | 0 | 0 | 0
Tier 1 | US | TRE |  |  | 18INR0039 |  | FOWLER RANCH |  |  | PV | SUN |  | Solar | 2020-04-30 |  | 150 | 111 | 18 | 0 | 111 | 111 | 111 | 111 | 111 | 111 | 111 | 111 | 111 | 111 | 0 | 18 | 18 | 18 | 18 | 18 | 18 | 18 | 18 | 18 | 18 | 0 | 0 | 0 | 0 | 0 | 0 | 0 | 0 | 0 | 0 | 0 | 0 | 0 | 0 | 0 | 0 | 0 | 0 | 0 | 0 | 0 | 0
Tier 1 | US | TRE |  |  | 19INR0121 |  | GALLOWAY SOLAR |  |  | PV | SUN |  | Solar | 2020-12-01 |  | 360 | 266.4 | 43.2 | 0 | 0 | 266.4 | 266.4 | 266.4 | 266.4 | 266.4 | 266.4 | 266.4 | 266.4 | 266.4 | 0 | 43.2 | 43.2 | 43.2 | 43.2 | 43.2 | 43.2 | 43.2 | 43.2 | 43.2 | 43.2 | 0 | 0 | 0 | 0 | 0 | 0 | 0 | 0 | 0 | 0 | 0 | 0 | 0 | 0 | 0 | 0 | 0 | 0 | 0 | 0 | 0 | 0
Tier 1 | US | TRE |  |  | 20INR0021 |  | GARNET SOLAR |  |  | PV | SUN |  | Solar | 2020-12-18 |  | 20 | 14.8 | 2.4 | 0 | 0 | 14.8 | 14.8 | 14.8 | 14.8 | 14.8 | 14.8 | 14.8 | 14.8 | 14.8 | 0 | 0 | 2.4 | 2.4 | 2.4 | 2.4 | 2.4 | 2.4 | 2.4 | 2.4 | 2.4 | 0 | 0 | 0 | 0 | 0 | 0 | 0 | 0 | 0 | 0 | 0 | 0 | 0 | 0 | 0 | 0 | 0 | 0 | 0 | 0 | 0 | 0
Tier 1 | US | TRE |  |  | 19INR0034 |  | GREASEWOOD SOLAR |  |  | PV | SUN |  | Solar | 2020-09-30 |  | 200 | 148 | 24 | 0 | 0 | 148 | 148 | 148 | 148 | 148 | 148 | 148 | 148 | 148 | 0 | 24 | 24 | 24 | 24 | 24 | 24 | 24 | 24 | 24 | 24 | 0 | 0 | 0 | 0 | 0 | 0 | 0 | 0 | 0 | 0 | 0 | 0 | 0 | 0 | 0 | 0 | 0 | 0 | 0 | 0 | 0 | 0
Tier 1 | US | TRE |  |  | 19INR0009 |  | HOLSTEIN SOLAR |  |  | PV | SUN |  | Solar | 2020-04-01 |  | 204 | 150.96 | 24.48 | 0 | 150.96 | 150.96 | 150.96 | 150.96 | 150.96 | 150.96 | 150.96 | 150.96 | 150.96 | 150.96 | 0 | 24.48 | 24.48 | 24.48 | 24.48 | 24.48 | 24.48 | 24.48 | 24.48 | 24.48 | 24.48 | 0 | 0 | 0 | 0 | 0 | 0 | 0 | 0 | 0 | 0 | 0 | 0 | 0 | 0 | 0 | 0 | 0 | 0 | 0 | 0 | 0 | 0
Tier 1 | US | TRE |  |  | 12INR0059b |  | HOVEY (BARILLA SOLAR 1B) |  |  | PV | SUN |  | Solar | 2019-02-28 |  | 7.4 | 5.476 | 0.888 | 5.476 | 5.476 | 5.476 | 5.476 | 5.476 | 5.476 | 5.476 | 5.476 | 5.476 | 5.476 | 5.476 | 0.888 | 0.888 | 0.888 | 0.888 | 0.888 | 0.888 | 0.888 | 0.888 | 0.888 | 0.888 | 0.888 | 0 | 0 | 0 | 0 | 0 | 0 | 0 | 0 | 0 | 0 | 0 | 0 | 0 | 0 | 0 | 0 | 0 | 0 | 0 | 0 | 0 | 0
Tier 1 | US | TRE |  |  | 20INR0032 |  | IP TITAN |  |  | PV | SUN |  | Solar | 2021-06-30 |  | 272 | 201.28 | 32.64 | 0 | 0 | 201.28 | 201.28 | 201.28 | 201.28 | 201.28 | 201.28 | 201.28 | 201.28 | 201.28 | 0 | 0 | 32.64 | 32.64 | 32.64 | 32.64 | 32.64 | 32.64 | 32.64 | 32.64 | 32.64 | 0 | 0 | 0 | 0 | 0 | 0 | 0 | 0 | 0 | 0 | 0 | 0 | 0 | 0 | 0 | 0 | 0 | 0 | 0 | 0 | 0 | 0
Tier 1 | US | TRE |  |  | 21INR0026 |  | JUNO SOLAR |  |  | PV | SUN |  | Solar | 2021-05-15 |  | 313.2 | 231.768 | 37.584 | 0 | 0 | 231.768 | 231.768 | 231.768 | 231.768 | 231.768 | 231.768 | 231.768 | 231.768 | 231.768 | 0 | 0 | 37.584 | 37.584 | 37.584 | 37.584 | 37.584 | 37.584 | 37.584 | 37.584 | 37.584 | 0 | 0 | 0 | 0 | 0 | 0 | 0 | 0 | 0 | 0 | 0 | 0 | 0 | 0 | 0 | 0 | 0 | 0 | 0 | 0 | 0 | 0
Tier 1 | US | TRE |  |  | 19INR0185 |  | LAPETUS SOLAR 2 |  |  | PV | SUN |  | Solar | 2019-12-31 |  | 100 | 74 | 12 | 0 | 74 | 74 | 74 | 74 | 74 | 74 | 74 | 74 | 74 | 74 | 0 | 12 | 12 | 12 | 12 | 12 | 12 | 12 | 12 | 12 | 12 | 0 | 0 | 0 | 0 | 0 | 0 | 0 | 0 | 0 | 0 | 0 | 0 | 0 | 0 | 0 | 0 | 0 | 0 | 0 | 0 | 0 | 0
Tier 1 | US | TRE |  |  | 19INR0044 |  | LILY SOLAR |  |  | PV | SUN |  | Solar | 2020-06-01 |  | 150 | 111 | 18 | 0 | 111 | 111 | 111 | 111 | 111 | 111 | 111 | 111 | 111 | 111 | 0 | 18 | 18 | 18 | 18 | 18 | 18 | 18 | 18 | 18 | 18 | 0 | 0 | 0 | 0 | 0 | 0 | 0 | 0 | 0 | 0 | 0 | 0 | 0 | 0 | 0 | 0 | 0 | 0 | 0 | 0 | 0 | 0
Tier 1 | US | TRE |  |  | 18INR0055 |  | LONG DRAW SOLAR |  |  | PV | SUN |  | Solar | 2020-06-30 |  | 225 | 166.5 | 27 | 0 | 166.5 | 166.5 | 166.5 | 166.5 | 166.5 | 166.5 | 166.5 | 166.5 | 166.5 | 166.5 | 0 | 27 | 27 | 27 | 27 | 27 | 27 | 27 | 27 | 27 | 27 | 0 | 0 | 0 | 0 | 0 | 0 | 0 | 0 | 0 | 0 | 0 | 0 | 0 | 0 | 0 | 0 | 0 | 0 | 0 | 0 | 0 | 0
Tier 1 | US | TRE |  |  | 18INR0045 |  | MISAE SOLAR |  |  | PV | SUN |  | Solar | 2019-11-29 |  | 241 | 178.192 | 28.896 | 0 | 178.192 | 178.192 | 178.192 | 178.192 | 178.192 | 178.192 | 178.192 | 178.192 | 178.192 | 178.192 | 28.896 | 28.896 | 28.896 | 28.896 | 28.896 | 28.896 | 28.896 | 28.896 | 28.896 | 28.896 | 28.896 | 0 | 0 | 0 | 0 | 0 | 0 | 0 | 0 | 0 | 0 | 0 | 0 | 0 | 0 | 0 | 0 | 0 | 0 | 0 | 0 | 0 | 0
Tier 1 | US | TRE |  |  | 20INR0091 |  | MISAE SOLAR II |  |  | PV | SUN |  | Solar | 2020-12-31 |  | 517.35 | 382.839 | 62.082 | 0 | 0 | 382.839 | 382.839 | 382.839 | 382.839 | 382.839 | 382.839 | 382.839 | 382.839 | 382.839 | 0 | 0 | 62.082 | 62.082 | 62.082 | 62.082 | 62.082 | 62.082 | 62.082 | 62.082 | 62.082 | 0 | 0 | 0 | 0 | 0 | 0 | 0 | 0 | 0 | 0 | 0 | 0 | 0 | 0 | 0 | 0 | 0 | 0 | 0 | 0 | 0 | 0
Tier 1 | US | TRE |  |  | 18INR0050 |  | MUSTANG CREEK SOLAR |  |  | PV | SUN |  | Solar | 2020-04-15 |  | 150 | 111 | 18 | 0 | 111 | 111 | 111 | 111 | 111 | 111 | 111 | 111 | 111 | 111 | 0 | 18 | 18 | 18 | 18 | 18 | 18 | 18 | 18 | 18 | 18 | 0 | 0 | 0 | 0 | 0 | 0 | 0 | 0 | 0 | 0 | 0 | 0 | 0 | 0 | 0 | 0 | 0 | 0 | 0 | 0 | 0 | 0
Tier 1 | US | TRE |  |  | 16INR0049 |  | NAZARETH SOLAR |  |  | PV | SUN |  | Solar | 2021-05-31 |  | 201 | 148.74 | 24.12 | 0 | 0 | 148.74 | 148.74 | 148.74 | 148.74 | 148.74 | 148.74 | 148.74 | 148.74 | 148.74 | 0 | 0 | 24.12 | 24.12 | 24.12 | 24.12 | 24.12 | 24.12 | 24.12 | 24.12 | 24.12 | 0 | 0 | 0 | 0 | 0 | 0 | 0 | 0 | 0 | 0 | 0 | 0 | 0 | 0 | 0 | 0 | 0 | 0 | 0 | 0 | 0 | 0
Tier 1 | US | TRE |  |  | 19INR0083 |  | OBERON SOLAR |  |  | PV | SUN |  | Solar | 2019-12-15 |  | 180 | 133.2 | 21.6 | 0 | 133.2 | 133.2 | 133.2 | 133.2 | 133.2 | 133.2 | 133.2 | 133.2 | 133.2 | 133.2 | 0 | 21.6 | 21.6 | 21.6 | 21.6 | 21.6 | 21.6 | 21.6 | 21.6 | 21.6 | 21.6 | 0 | 0 | 0 | 0 | 0 | 0 | 0 | 0 | 0 | 0 | 0 | 0 | 0 | 0 | 0 | 0 | 0 | 0 | 0 | 0 | 0 | 0
Tier 1 | US | TRE |  |  | 19INR0184 |  | OXY SOLAR |  |  | PV | SUN |  | Solar | 2019-07-15 |  | 16.2 | 11.988 | 1.944 | 11.988 | 11.988 | 11.988 | 11.988 | 11.988 | 11.988 | 11.988 | 11.988 | 11.988 | 11.988 | 11.988 | 1.944 | 1.944 | 1.944 | 1.944 | 1.944 | 1.944 | 1.944 | 1.944 | 1.944 | 1.944 | 1.944 | 0 | 0 | 0 | 0 | 0 | 0 | 0 | 0 | 0 | 0 | 0 | 0 | 0 | 0 | 0 | 0 | 0 | 0 | 0 | 0 | 0 | 0
Tier 1 | US | TRE |  |  | 15INR0090 |  | PFLUGERVILLE SOLAR |  |  | PV | SUN |  | Solar | 2020-12-31 |  | 144 | 106.56 | 17.28 | 0 | 0 | 106.56 | 106.56 | 106.56 | 106.56 | 106.56 | 106.56 | 106.56 | 106.56 | 106.56 | 0 | 0 | 17.28 | 17.28 | 17.28 | 17.28 | 17.28 | 17.28 | 17.28 | 17.28 | 17.28 | 0 | 0 | 0 | 0 | 0 | 0 | 0 | 0 | 0 | 0 | 0 | 0 | 0 | 0 | 0 | 0 | 0 | 0 | 0 | 0 | 0 | 0
Tier 1 | US | TRE |  |  | 19INR0029 |  | PHOEBE SOLAR |  |  | PV | SUN |  | Solar | 2019-09-01 |  | 253 | 185 | 30 | 0 | 185 | 185 | 185 | 185 | 185 | 185 | 185 | 185 | 185 | 185 | 30 | 30 | 30 | 30 | 30 | 30 | 30 | 30 | 30 | 30 | 30 | 0 | 0 | 0 | 0 | 0 | 0 | 0 | 0 | 0 | 0 | 0 | 0 | 0 | 0 | 0 | 0 | 0 | 0 | 0 | 0 | 0 | 0
Tier 1 | US | TRE |  |  | 19INR0092 |  | PROSPERO SOLAR |  |  | PV | SUN |  | Solar | 2020-06-01 |  | 300 | 222 | 36 | 0 | 222 | 222 | 222 | 222 | 222 | 222 | 222 | 222 | 222 | 222 | 0 | 36 | 36 | 36 | 36 | 36 | 36 | 36 | 36 | 36 | 36 | 0 | 0 | 0 | 0 | 0 | 0 | 0 | 0 | 0 | 0 | 0 | 0 | 0 | 0 | 0 | 0 | 0 | 0 | 0 | 0 | 0 | 0
Tier 1 | US | TRE |  |  | 19INR0102 |  | QUEEN SOLAR |  |  | PV | SUN |  | Solar | 2019-12-31 |  | 400 | 296 | 48 | 0 | 296 | 296 | 296 | 296 | 296 | 296 | 296 | 296 | 296 | 296 | 0 | 48 | 48 | 48 | 48 | 48 | 48 | 48 | 48 | 48 | 48 | 0 | 0 | 0 | 0 | 0 | 0 | 0 | 0 | 0 | 0 | 0 | 0 | 0 | 0 | 0 | 0 | 0 | 0 | 0 | 0 | 0 | 0
Tier 1 | US | TRE |  |  | 19INR0114 |  | RAMBLER SOLAR |  |  | PV | SUN |  | Solar | 2020-05-31 |  | 150 | 111 | 18 | 0 | 111 | 111 | 111 | 111 | 111 | 111 | 111 | 111 | 111 | 111 | 0 | 18 | 18 | 18 | 18 | 18 | 18 | 18 | 18 | 18 | 18 | 0 | 0 | 0 | 0 | 0 | 0 | 0 | 0 | 0 | 0 | 0 | 0 | 0 | 0 | 0 | 0 | 0 | 0 | 0 | 0 | 0 | 0
Tier 1 | US | TRE |  |  | 19INR0045 |  | RAYOS DEL SOL |  |  | PV | SUN |  | Solar | 2020-12-31 |  | 150 | 111 | 18 | 0 | 0 | 111 | 111 | 111 | 111 | 111 | 111 | 111 | 111 | 111 | 0 | 0 | 18 | 18 | 18 | 18 | 18 | 18 | 18 | 18 | 18 | 0 | 0 | 0 | 0 | 0 | 0 | 0 | 0 | 0 | 0 | 0 | 0 | 0 | 0 | 0 | 0 | 0 | 0 | 0 | 0 | 0 | 0
Tier 1 | US | TRE |  |  | 17INR0020a |  | RE MAPLEWOOD 2A SOLAR |  |  | PV | SUN |  | Solar | 2020-05-31 |  | 222 | 164.28 | 26.64 | 0 | 164.28 | 164.28 | 164.28 | 164.28 | 164.28 | 164.28 | 164.28 | 164.28 | 164.28 | 164.28 | 0 | 26.64 | 26.64 | 26.64 | 26.64 | 26.64 | 26.64 | 26.64 | 26.64 | 26.64 | 26.64 | 0 | 0 | 0 | 0 | 0 | 0 | 0 | 0 | 0 | 0 | 0 | 0 | 0 | 0 | 0 | 0 | 0 | 0 | 0 | 0 | 0 | 0
Tier 1 | US | TRE |  |  | 17INR0020b |  | RE MAPLEWOOD 2B SOLAR |  |  | PV | SUN |  | Solar | 2020-12-31 |  | 28 | 20.72 | 3.36 | 0 | 0 | 20.72 | 20.72 | 20.72 | 20.72 | 20.72 | 20.72 | 20.72 | 20.72 | 20.72 | 0 | 0 | 3.36 | 3.36 | 3.36 | 3.36 | 3.36 | 3.36 | 3.36 | 3.36 | 3.36 | 0 | 0 | 0 | 0 | 0 | 0 | 0 | 0 | 0 | 0 | 0 | 0 | 0 | 0 | 0 | 0 | 0 | 0 | 0 | 0 | 0 | 0
Tier 1 | US | TRE |  |  | 17INR0020c |  | RE MAPLEWOOD 2C SOLAR |  |  | PV | SUN |  | Solar | 2021-06-01 |  | 250 | 185 | 30 | 0 | 0 | 185 | 185 | 185 | 185 | 185 | 185 | 185 | 185 | 185 | 0 | 0 | 30 | 30 | 30 | 30 | 30 | 30 | 30 | 30 | 30 | 0 | 0 | 0 | 0 | 0 | 0 | 0 | 0 | 0 | 0 | 0 | 0 | 0 | 0 | 0 | 0 | 0 | 0 | 0 | 0 | 0 | 0
Tier 1 | US | TRE |  |  | 19INR0073 |  | SHAKES SOLAR |  |  | PV | SUN |  | Solar | 2020-05-01 |  | 206 | 152.44 | 24.72 | 0 | 152.44 | 152.44 | 152.44 | 152.44 | 152.44 | 152.44 | 152.44 | 152.44 | 152.44 | 152.44 | 0 | 24.72 | 24.72 | 24.72 | 24.72 | 24.72 | 24.72 | 24.72 | 24.72 | 24.72 | 24.72 | 0 | 0 | 0 | 0 | 0 | 0 | 0 | 0 | 0 | 0 | 0 | 0 | 0 | 0 | 0 | 0 | 0 | 0 | 0 | 0 | 0 | 0
Tier 1 | US | TRE |  |  | 18INR0040 |  | SODA LAKE SOLAR 1 |  |  | PV | SUN |  | Solar | 2020-12-31 |  | 200 | 148 | 24 | 0 | 0 | 148 | 148 | 148 | 148 | 148 | 148 | 148 | 148 | 148 | 0 | 0 | 24 | 24 | 24 | 24 | 24 | 24 | 24 | 24 | 24 | 0 | 0 | 0 | 0 | 0 | 0 | 0 | 0 | 0 | 0 | 0 | 0 | 0 | 0 | 0 | 0 | 0 | 0 | 0 | 0 | 0 | 0
Tier 1 | US | TRE |  |  | 20INR0143 |  | SODA LAKE SOLAR 2 |  |  | PV | SUN |  | Solar | 2020-12-31 |  | 200 | 148 | 24 | 0 | 0 | 148 | 148 | 148 | 148 | 148 | 148 | 148 | 148 | 148 | 0 | 0 | 24 | 24 | 24 | 24 | 24 | 24 | 24 | 24 | 24 | 0 | 0 | 0 | 0 | 0 | 0 | 0 | 0 | 0 | 0 | 0 | 0 | 0 | 0 | 0 | 0 | 0 | 0 | 0 | 0 | 0 | 0
Tier 1 | US | TRE |  |  | 20INR0025 |  | SPINEL SOLAR |  |  | PV | SUN |  | Solar | 2020-12-17 |  | 30 | 22.2 | 3.6 | 0 | 0 | 22.2 | 22.2 | 22.2 | 22.2 | 22.2 | 22.2 | 22.2 | 22.2 | 22.2 | 0 | 0 | 3.6 | 3.6 | 3.6 | 3.6 | 3.6 | 3.6 | 3.6 | 3.6 | 3.6 | 0 | 0 | 0 | 0 | 0 | 0 | 0 | 0 | 0 | 0 | 0 | 0 | 0 | 0 | 0 | 0 | 0 | 0 | 0 | 0 | 0 | 0
Tier 1 | US | TRE |  |  | 20INR0054 |  | TAYGETE SOLAR |  |  | PV | SUN |  | Solar | 2020-12-01 |  | 254.24 | 188.1376 | 30.5088 | 0 | 0 | 188.1376 | 188.1376 | 188.1376 | 188.1376 | 188.1376 | 188.1376 | 188.1376 | 188.1376 | 188.1376 | 0 | 30.5088 | 30.5088 | 30.5088 | 30.5088 | 30.5088 | 30.5088 | 30.5088 | 30.5088 | 30.5088 | 30.5088 | 0 | 0 | 0 | 0 | 0 | 0 | 0 | 0 | 0 | 0 | 0 | 0 | 0 | 0 | 0 | 0 | 0 | 0 | 0 | 0 | 0 | 0
Tier 1 | US | TRE |  |  | 21INR0233 |  | TAYGETE II SOLAR |  |  | PV | SUN |  | Solar | 2021-02-01 |  | 256.25 | 189.625 | 30.75 | 0 | 0 | 189.625 | 189.625 | 189.625 | 189.625 | 189.625 | 189.625 | 189.625 | 189.625 | 189.625 | 0 | 0 | 30.75 | 30.75 | 30.75 | 30.75 | 30.75 | 30.75 | 30.75 | 30.75 | 30.75 | 0 | 0 | 0 | 0 | 0 | 0 | 0 | 0 | 0 | 0 | 0 | 0 | 0 | 0 | 0 | 0 | 0 | 0 | 0 | 0 | 0 | 0
Tier 1 | US | TRE |  |  | 16INR0114 |  | UPTON SOLAR |  |  | PV | SUN |  | Solar | 2020-05-31 |  | 104.56 | 77.3744 | 12.5472 | 0 | 77.3744 | 77.3744 | 77.3744 | 77.3744 | 77.3744 | 77.3744 | 77.3744 | 77.3744 | 77.3744 | 77.3744 | 0 | 12.5472 | 12.5472 | 12.5472 | 12.5472 | 12.5472 | 12.5472 | 12.5472 | 12.5472 | 12.5472 | 12.5472 | 0 | 0 | 0 | 0 | 0 | 0 | 0 | 0 | 0 | 0 | 0 | 0 | 0 | 0 | 0 | 0 | 0 | 0 | 0 | 0 | 0 | 0
Tier 1 | US | TRE |  |  | 14INR0044 |  | WEST OF PECOS SOLAR |  |  | PV | SUN |  | Solar | 2019-12-15 |  | 100 | 74 | 12 | 0 | 74 | 74 | 74 | 74 | 74 | 74 | 74 | 74 | 74 | 74 | 0 | 12 | 12 | 12 | 12 | 12 | 12 | 12 | 12 | 12 | 12 | 0 | 0 | 0 | 0 | 0 | 0 | 0 | 0 | 0 | 0 | 0 | 0 | 0 | 0 | 0 | 0 | 0 | 0 | 0 | 0 | 0 | 0
Existing | US | TRE |  |  | CASL_GAP_BATTERY1 |  |  | CASTLE GAP BATTERY |  | BA | MWH |  | Other | 2019-06-12 |  | 9.9 | 0 | 0 | 0 | 0 | 0 | 0 | 0 | 0 | 0 | 0 | 0 | 0 | 0 | 0 | 0 | 0 | 0 | 0 | 0 | 0 | 0 | 0 | 0 | 0 | 0 | 0 | 0 | 0 | 0 | 0 | 0 | 0 | 0 | 0 | 0 | 0 | 0 | 0 | 0 | 0 | 0 | 0 | 0 | 0 | 0 | 0
Tier 1 | US | TRE |  |  | COMMERCE ST ESS |  | COMMERCE ST ESS |  |  | BA | MWH |  | Other | 2019-06-01 |  | 10 | 0 | 0 | 0 | 0 | 0 | 0 | 0 | 0 | 0 | 0 | 0 | 0 | 0 | 0 | 0 | 0 | 0 | 0 | 0 | 0 | 0 | 0 | 0 | 0 | 0 | 0 | 0 | 0 | 0 | 0 | 0 | 0 | 0 | 0 | 0 | 0 | 0 | 0 | 0 | 0 | 0 | 0 | 0 | 0 | 0 | 0
Tier 1 | US | TRE |  |  | JOHNSON CITY BESS |  | JOHNSON CITY BESS |  |  | BA | MWH |  | Other | 2019-11-06 |  | 2.25 | 0 | 0 | 0 | 0 | 0 | 0 | 0 | 0 | 0 | 0 | 0 | 0 | 0 | 0 | 0 | 0 | 0 | 0 | 0 | 0 | 0 | 0 | 0 | 0 | 0 | 0 | 0 | 0 | 0 | 0 | 0 | 0 | 0 | 0 | 0 | 0 | 0 | 0 | 0 | 0 | 0 | 0 | 0 | 0 | 0 | 0
Cancelled | US | TRE |  |  | 21INR0032 |  | JUNO STORAGE |  |  | BA | MWH |  | Other | 2021-05-15 |  | 495 | 0 | 0 | 0 | 0 | 0 | 0 | 0 | 0 | 0 | 0 | 0 | 0 | 0 | 0 | 0 | 0 | 0 | 0 | 0 | 0 | 0 | 0 | 0 | 0 | 0 | 0 | 0 | 0 | 0 | 0 | 0 | 0 | 0 | 0 | 0 | 0 | 0 | 0 | 0 | 0 | 0 | 0 | 0 | 0 | 0 | 0
Tier 1 | US | TRE |  |  | PORT LAVACA BATTERY |  | PORT LAVACA BATTERY |  |  | BA | MWH |  | Other | 2019-08-07 |  | 9.9 | 0 | 0 | SUMMER - CERTAIN 2019: 0; SUMMER - CERTAIN 2020: 0; SUMMER - CERTAIN 2021: 0; SUMMER - CERTAIN 2022: 0; SUMMER - CERTAIN 2023: 0; SUMMER - CERTAIN 2024: 0; SUMMER - CERTAIN 2025: 0; SUMMER - CERTAIN 2026: 0; SUMMER - CERTAIN 2027: 0; SUMMER - CERTAIN 2028: 0; SUMMER - CERTAIN 2029: 0; WINTER - CERTAIN 2019-20: 0; WINTER - CERTAIN 2020-21: 0; WINTER - CERTAIN 2021-22: 0; WINTER - CERTAIN 2022-23: 0; WINTER - CERTAIN 2023-24: 0; WINTER - CERTAIN 2024-25: 0; WINTER - CERTAIN 2025-26: 0; WINTER - CERTAIN 2026-27: 0; WINTER - CERTAIN 2027-28: 0; WINTER - CERTAIN 2028-29: 0; WINTER - CERTAIN 2029-30: 0
Tier 1 | US | TRE |  |  | PROSPECT STORAGE |  | PROSPECT STORAGE |  |  | BA | MWH |  | Other | 2019-07-24 |  | 9.9 | 0 | 0 | SUMMER - CERTAIN 2019: 0; SUMMER - CERTAIN 2020: 0; SUMMER - CERTAIN 2021: 0; SUMMER - CERTAIN 2022: 0; SUMMER - CERTAIN 2023: 0; SUMMER - CERTAIN 2024: 0; SUMMER - CERTAIN 2025: 0; SUMMER - CERTAIN 2026: 0; SUMMER - CERTAIN 2027: 0; SUMMER - CERTAIN 2028: 0; SUMMER - CERTAIN 2029: 0; WINTER - CERTAIN 2019-20: 0; WINTER - CERTAIN 2020-21: 0; WINTER - CERTAIN 2021-22: 0; WINTER - CERTAIN 2022-23: 0; WINTER - CERTAIN 2023-24: 0; WINTER - CERTAIN 2024-25: 0; WINTER - CERTAIN 2025-26: 0; WINTER - CERTAIN 2026-27: 0; WINTER - CERTAIN 2027-28: 0; WINTER - CERTAIN 2028-29: 0; WINTER - CERTAIN 2029-30: 0
Tier 1 | US | TRE |  |  | RABBIT HILL ENERGY STORAGE PROJECT |  | RABBIT HILL ENERGY STORAGE PROJECT |  |  | BA | MWH |  | Other | 2019-05-25 |  | 9.9 | 0 | 0 | 0 | 0 | 0 | 0 | 0 | 0 | 0 | 0 | 0 | 0 | 0 | 0 | 0 | 0 | 0 | 0 | 0 | 0 | 0 | 0 | 0 | 0 | 0 | 0 | 0 | 0 | 0 | 0 | 0 | 0 | 0 | 0 | 0 | 0 | 0 | 0 | 0 | 0 | 0 | 0 | 0 | 0 | 0 | 0
Tier 1 | US | TRE |  |  | 20INR0088 |  | WEST RAYMOND WIND |  |  | WT | WND |  | Wind | 2020-09-15 |  | 239.8 | 139.084 | 103.114 | 0 | 0 | 139.084 | 139.084 | 139.084 | 139.084 | 139.084 | 139.084 | 139.084 | 139.084 | 139.084 | 0 | 103.114 | 103.114 | 103.114 | 103.114 | 103.114 | 103.114 | 103.114 | 103.114 | 103.114 | 103.114 | 0 | 0 | 0 | 0 | 0 | 0 | 0 | 0 | 0 | 0 | 0 | 0 | 0 | 0 | 0 | 0 | 0 | 0 | 0 | 0 | 0 | 0
Tier 1 | US | TRE |  |  | 20INR0031 |  | RIPPEY SOLAR |  |  | PV | SUN |  | Solar | 2020-05-15 |  | 60 | 44.4 | 7.2 | 0 | 44.4 | 44.4 | 44.4 | 44.4 | 44.4 | 44.4 | 44.4 | 44.4 | 44.4 | 44.4 | 0 | 7.2 | 7.2 | 7.2 | 7.2 | 7.2 | 7.2 | 7.2 | 7.2 | 7.2 | 7.2 | 0 | 0 | 0 | 0 | 0 | 0 | 0 | 0 | 0 | 0 | 0 | 0 | 0 | 0 | 0 | 0 | 0 | 0 | 0 | 0 | 0 | 0
Tier 2 | US | TRE |  |  | 08INR0019b |  | GRANDVIEW 5 W |  |  | WT | WND |  | Wind | 2020-12-15 |  | 249 | 37.35 | 49.8 | 0 | 0 | 37.35 | 37.35 | 37.35 | 37.35 | 37.35 | 37.35 | 37.35 | 37.35 | 37.35 | 0 | 0 | 49.8 | 49.8 | 49.8 | 49.8 | 49.8 | 49.8 | 49.8 | 49.8 | 49.8 | 0 | 0 | 0 | 0 | 0 | 0 | 0 | 0 | 0 | 0 | 0 | 0 | 0 | 0 | 0 | 0 | 0 | 0 | 0 | 0 | 0 | 0
Tier 2 | US | TRE |  |  | 15INR0034 |  | EL ALGODON ALTO W |  |  | WT | WND |  | Wind | 2020-12-31 |  | 201 | 116.58 | 86.43 | 0 | 0 | 116.58 | 116.58 | 116.58 | 116.58 | 116.58 | 116.58 | 116.58 | 116.58 | 116.58 | 0 | 0 | 86.43 | 86.43 | 86.43 | 86.43 | 86.43 | 86.43 | 86.43 | 86.43 | 86.43 | 0 | 0 | 0 | 0 | 0 | 0 | 0 | 0 | 0 | 0 | 0 | 0 | 0 | 0 | 0 | 0 | 0 | 0 | 0 | 0 | 0 | 0
Tier 2 | US | TRE |  |  | 15INR0044 |  | CORAZON SOLAR |  |  | PV | SUN |  | Solar | 2020-05-31 |  | 200 | 148 | 24 | 0 | 148 | 148 | 148 | 148 | 148 | 148 | 148 | 148 | 148 | 148 | 0 | 24 | 24 | 24 | 24 | 24 | 24 | 24 | 24 | 24 | 24 | 0 | 0 | 0 | 0 | 0 | 0 | 0 | 0 | 0 | 0 | 0 | 0 | 0 | 0 | 0 | 0 | 0 | 0 | 0 | 0 | 0 | 0
Tier 2 | US | TRE |  |  | 15INR0051 |  | TIERRA BLANCA W |  |  | WT | WND |  | Wind | 2021-12-15 |  | 200 | 30 | 40 | 0 | 0 | 0 | 30 | 30 | 30 | 30 | 30 | 30 | 30 | 30 | 0 | 0 | 0 | 40 | 40 | 40 | 40 | 40 | 40 | 40 | 40 | 0 | 0 | 0 | 0 | 0 | 0 | 0 | 0 | 0 | 0 | 0 | 0 | 0 | 0 | 0 | 0 | 0 | 0 | 0 | 0 | 0 | 0
Tier 2 | US | TRE |  |  | 16INR0012 |  | STELLA 2 WIND |  |  | WT | WND |  | Wind | 2020-12-30 |  | 201 | 116.58 | 86.43 | 0 | 0 | 116.58 | 116.58 | 116.58 | 116.58 | 116.58 | 116.58 | 116.58 | 116.58 | 116.58 | 0 | 0 | 86.43 | 86.43 | 86.43 | 86.43 | 86.43 | 86.43 | 86.43 | 86.43 | 86.43 | 0 | 0 | 0 | 0 | 0 | 0 | 0 | 0 | 0 | 0 | 0 | 0 | 0 | 0 | 0 | 0 | 0 | 0 | 0 | 0 | 0 | 0
Tier 2 | US | TRE |  |  | 16INR0014 |  | CATTLEMAN WIND A |  |  | WT | WND |  | Wind | 2021-09-01 |  | 202 | 30.24 | 40.32 | 0 | 0 | 0 | 30.24 | 30.24 | 30.24 | 30.24 | 30.24 | 30.24 | 30.24 | 30.24 | 0 | 0 | 40.32 | 40.32 | 40.32 | 40.32 | 40.32 | 40.32 | 40.32 | 40.32 | 40.32 | 0 | 0 | 0 | 0 | 0 | 0 | 0 | 0 | 0 | 0 | 0 | 0 | 0 | 0 | 0 | 0 | 0 | 0 | 0 | 0 | 0 | 0
Tier 2 | US | TRE |  |  | 16INR0014b |  | CATTLEMAN WIND B |  |  | WT | WND |  | Wind | 2021-09-01 |  | 202 | 30.24 | 40.32 | 0 | 0 | 0 | 30.24 | 30.24 | 30.24 | 30.24 | 30.24 | 30.24 | 30.24 | 30.24 | 0 | 0 | 40.32 | 40.32 | 40.32 | 40.32 | 40.32 | 40.32 | 40.32 | 40.32 | 40.32 | 0 | 0 | 0 | 0 | 0 | 0 | 0 | 0 | 0 | 0 | 0 | 0 | 0 | 0 | 0 | 0 | 0 | 0 | 0 | 0 | 0 | 0
Tier 2 | US | TRE |  |  | 16INR0074 |  | CHOCOLATE BAYOU W |  |  | WT | WND |  | Wind | 2021-05-01 |  | 150 | 86.71 | 64.285 | 0 | 0 | 86.71 | 86.71 | 86.71 | 86.71 | 86.71 | 86.71 | 86.71 | 86.71 | 86.71 | 0 | 0 | 64.285 | 64.285 | 64.285 | 64.285 | 64.285 | 64.285 | 64.285 | 64.285 | 64.285 | 0 | 0 | 0 | 0 | 0 | 0 | 0 | 0 | 0 | 0 | 0 | 0 | 0 | 0 | 0 | 0 | 0 | 0 | 0 | 0 | 0 | 0
Tier 2 | US | TRE |  |  | 16INR0085 |  | PRIDDY WIND |  |  | WT | WND |  | Wind | 2020-12-31 |  | 300 | 45 | 60 | 0 | 0 | 45 | 45 | 45 | 45 | 45 | 45 | 45 | 45 | 45 | 0 | 0 | 60 | 60 | 60 | 60 | 60 | 60 | 60 | 60 | 60 | 0 | 0 | 0 | 0 | 0 | 0 | 0 | 0 | 0 | 0 | 0 | 0 | 0 | 0 | 0 | 0 | 0 | 0 | 0 | 0 | 0 | 0
Tier 2 | US | TRE |  |  | 16INR0097 |  | MORADA DEL SOL SOLAR |  |  | PV | SUN |  | Solar | 2020-03-31 |  | 245 | 181.3 | 29.4 | 0 | 181.3 | 181.3 | 181.3 | 181.3 | 181.3 | 181.3 | 181.3 | 181.3 | 181.3 | 181.3 | 0 | 29.4 | 29.4 | 29.4 | 29.4 | 29.4 | 29.4 | 29.4 | 29.4 | 29.4 | 29.4 | 0 | 0 | 0 | 0 | 0 | 0 | 0 | 0 | 0 | 0 | 0 | 0 | 0 | 0 | 0 | 0 | 0 | 0 | 0 | 0 | 0 | 0
Tier 2 | US | TRE |  |  | 16INR0099 |  | HECATE SOLAR |  |  | PV | SUN |  | Solar | 2020-12-31 |  | 33 | 24.42 | 3.96 | 0 | 0 | 24.42 | 24.42 | 24.42 | 24.42 | 24.42 | 24.42 | 24.42 | 24.42 | 24.42 | 0 | 0 | 3.96 | 3.96 | 3.96 | 3.96 | 3.96 | 3.96 | 3.96 | 3.96 | 3.96 | 0 | 0 | 0 | 0 | 0 | 0 | 0 | 0 | 0 | 0 | 0 | 0 | 0 | 0 | 0 | 0 | 0 | 0 | 0 | 0 | 0 | 0
Tier 2 | US | TRE |  |  | 16INR0101 |  | CHATEE SOLAR |  |  | PV | SUN |  | Solar | 2020-12-31 |  | 57 | 42.18 | 6.84 | 0 | 0 | 42.18 | 42.18 | 42.18 | 42.18 | 42.18 | 42.18 | 42.18 | 42.18 | 42.18 | 0 | 0 | 6.84 | 6.84 | 6.84 | 6.84 | 6.84 | 6.84 | 6.84 | 6.84 | 6.84 | 0 | 0 | 0 | 0 | 0 | 0 | 0 | 0 | 0 | 0 | 0 | 0 | 0 | 0 | 0 | 0 | 0 | 0 | 0 | 0 | 0 | 0
Tier 2 | US | TRE |  |  | 16INR0102 |  | OWEGO SOLAR |  |  | PV | SUN |  | Solar | 2020-12-31 |  | 74 | 54.76 | 8.88 | 0 | 0 | 54.76 | 54.76 | 54.76 | 54.76 | 54.76 | 54.76 | 54.76 | 54.76 | 54.76 | 0 | 0 | 8.88 | 8.88 | 8.88 | 8.88 | 8.88 | 8.88 | 8.88 | 8.88 | 8.88 | 0 | 0 | 0 | 0 | 0 | 0 | 0 | 0 | 0 | 0 | 0 | 0 | 0 | 0 | 0 | 0 | 0 | 0 | 0 | 0 | 0 | 0
Tier 2 | US | TRE |  |  | 16INR0104 |  | BIG SAMPSON WIND |  |  | WT | WND |  | Wind | 2021-09-01 |  | 400 | 60 | 80 | 0 | 0 | 0 | 60 | 60 | 60 | 60 | 60 | 60 | 60 | 60 | 0 | 0 | 80 | 80 | 80 | 80 | 80 | 80 | 80 | 80 | 80 | 0 | 0 | 0 | 0 | 0 | 0 | 0 | 0 | 0 | 0 | 0 | 0 | 0 | 0 | 0 | 0 | 0 | 0 | 0 | 0 | 0 | 0
Tier 2 | US | TRE |  |  | 16INR0106 |  | WHATLEY SOLAR |  |  | PV | SUN |  | Solar | 2020-12-31 |  | 150 | 111 | 18 | 0 | 0 | 111 | 111 | 111 | 111 | 111 | 111 | 111 | 111 | 111 | 0 | 0 | 18 | 18 | 18 | 18 | 18 | 18 | 18 | 18 | 18 | 0 | 0 | 0 | 0 | 0 | 0 | 0 | 0 | 0 | 0 | 0 | 0 | 0 | 0 | 0 | 0 | 0 | 0 | 0 | 0 | 0 | 0
Tier 2 | US | TRE |  |  | 16INR0117 |  | TECOVAS 1 W |  |  | WT | WND |  | Wind | 2020-06-01 |  | 200.1 | 30.015 | 40 | 0 | 30.015 | 30.015 | 30.015 | 30.015 | 30.015 | 30.015 | 30.015 | 30.015 | 30.015 | 30.015 | 0 | 40 | 40 | 40 | 40 | 40 | 40 | 40 | 40 | 40 | 40 | 0 | 0 | 0 | 0 | 0 | 0 | 0 | 0 | 0 | 0 | 0 | 0 | 0 | 0 | 0 | 0 | 0 | 0 | 0 | 0 | 0 | 0
Tier 2 | US | TRE |  |  | 16INR0119 |  | WAKE SOLAR |  |  | PV | SUN |  | Solar | 2021-12-31 |  | 150 | 111 | 18 | 0 | 0 | 0 | 111 | 111 | 111 | 111 | 111 | 111 | 111 | 111 | 0 | 0 | 0 | 18 | 18 | 18 | 18 | 18 | 18 | 18 | 18 | 0 | 0 | 0 | 0 | 0 | 0 | 0 | 0 | 0 | 0 | 0 | 0 | 0 | 0 | 0 | 0 | 0 | 0 | 0 | 0 | 0 | 0
Tier 2 | US | TRE |  |  | 17INR0031 |  | ESPIRITU WIND |  |  | WT | WND |  | Wind | 2020-12-21 |  | 149 | 86.13 | 63.855 | 0 | 0 | 86.13 | 86.13 | 86.13 | 86.13 | 86.13 | 86.13 | 86.13 | 86.13 | 86.13 | 0 | 0 | 63.855 | 63.855 | 63.855 | 63.855 | 63.855 | 63.855 | 63.855 | 63.855 | 63.855 | 0 | 0 | 0 | 0 | 0 | 0 | 0 | 0 | 0 | 0 | 0 | 0 | 0 | 0 | 0 | 0 | 0 | 0 | 0 | 0 | 0 | 0
Tier 2 | US | TRE |  |  | 17INR0033 |  | TECOVAS 2 W |  |  | WT | WND |  | Wind | 2020-06-01 |  | 200.1 | 30.015 | 40 | 0 | 30.015 | 30.015 | 30.015 | 30.015 | 30.015 | 30.015 | 30.015 | 30.015 | 30.015 | 30.015 | 0 | 40 | 40 | 40 | 40 | 40 | 40 | 40 | 40 | 40 | 40 | 0 | 0 | 0 | 0 | 0 | 0 | 0 | 0 | 0 | 0 | 0 | 0 | 0 | 0 | 0 | 0 | 0 | 0 | 0 | 0 | 0 | 0
Tier 2 | US | TRE |  |  | 17INR0036 |  | GRANDVIEW 4 PHASE A WIND |  |  | WT | WND |  | Wind | 2020-05-29 |  | 201 | 30.075 | 40.1 | 0 | 30.075 | 30.075 | 30.075 | 30.075 | 30.075 | 30.075 | 30.075 | 30.075 | 30.075 | 30.075 | 0 | 40.1 | 40.1 | 40.1 | 40.1 | 40.1 | 40.1 | 40.1 | 40.1 | 40.1 | 40.1 | 0 | 0 | 0 | 0 | 0 | 0 | 0 | 0 | 0 | 0 | 0 | 0 | 0 | 0 | 0 | 0 | 0 | 0 | 0 | 0 | 0 | 0
Tier 2 | US | TRE |  |  | 17INR0043 |  | VAQUERO 1 WIND |  |  | WT | WND |  | Wind | 2020-12-31 |  | 400 | 60 | 80 | 0 | 0 | 60 | 60 | 60 | 60 | 60 | 60 | 60 | 60 | 60 | 0 | 0 | 80 | 80 | 80 | 80 | 80 | 80 | 80 | 80 | 80 | 0 | 0 | 0 | 0 | 0 | 0 | 0 | 0 | 0 | 0 | 0 | 0 | 0 | 0 | 0 | 0 | 0 | 0 | 0 | 0 | 0 | 0
Tier 2 | US | TRE |  |  | 18INR0009 |  | EAGLE PINES GAS |  |  | CC | NG |  | Natural Gas and Other Gases | 2021-02-15 |  | 1174 | 1173.5 | 1173.5 | 0 | 0 | 1173.5 | 1173.5 | 1173.5 | 1173.5 | 1173.5 | 1173.5 | 1173.5 | 1173.5 | 1173.5 | 0 | 0 | 1173.5 | 1173.5 | 1173.5 | 1173.5 | 1173.5 | 1173.5 | 1173.5 | 1173.5 | 1173.5 | 0 | 0 | 0 | 0 | 0 | 0 | 0 | 0 | 0 | 0 | 0 | 0 | 0 | 0 | 0 | 0 | 0 | 0 | 0 | 0 | 0 | 0
Tier 2 | US | TRE |  |  | 18INR0027 |  | PONWAR SOLAR FARM |  |  | PV | SUN |  | Solar | 2021-06-01 |  | 180 | 133.2 | 21.6 | 0 | 0 | 133.2 | 133.2 | 133.2 | 133.2 | 133.2 | 133.2 | 133.2 | 133.2 | 133.2 | 0 | 0 | 21.6 | 21.6 | 21.6 | 21.6 | 21.6 | 21.6 | 21.6 | 21.6 | 21.6 | 0 | 0 | 0 | 0 | 0 | 0 | 0 | 0 | 0 | 0 | 0 | 0 | 0 | 0 | 0 | 0 | 0 | 0 | 0 | 0 | 0 | 0
Tier 2 | US | TRE |  |  | 18INR0031 |  | MARYNEAL WINDPOWER |  |  | WT | WND |  | Wind | 2020-11-30 |  | 182.4 | 27.36 | 36.48 | 0 | 0 | 27.36 | 27.36 | 27.36 | 27.36 | 27.36 | 27.36 | 27.36 | 27.36 | 27.36 | 0 | 36.48 | 36.48 | 36.48 | 36.48 | 36.48 | 36.48 | 36.48 | 36.48 | 36.48 | 36.48 | 0 | 0 | 0 | 0 | 0 | 0 | 0 | 0 | 0 | 0 | 0 | 0 | 0 | 0 | 0 | 0 | 0 | 0 | 0 | 0 | 0 | 0
Tier 2 | US | TRE |  |  | 18INR0034 |  | BLANCO CANYON WIND |  |  | WT | WND |  | Wind | 2021-12-31 |  | 251 | 37.605 | 50.14 | 0 | 0 | 0 | 37.605 | 37.605 | 37.605 | 37.605 | 37.605 | 37.605 | 37.605 | 37.605 | 0 | 0 | 0 | 50.14 | 50.14 | 50.14 | 50.14 | 50.14 | 50.14 | 50.14 | 50.14 | 0 | 0 | 0 | 0 | 0 | 0 | 0 | 0 | 0 | 0 | 0 | 0 | 0 | 0 | 0 | 0 | 0 | 0 | 0 | 0 | 0 | 0
Tier 2 | US | TRE |  |  | 18INR0042 |  | KAISER CREEK WIND |  |  | WT | WND |  | Wind | 2020-10-01 |  | 100 | 15 | 20 | 0 | 0 | 15 | 15 | 15 | 15 | 15 | 15 | 15 | 15 | 15 | 0 | 20 | 20 | 20 | 20 | 20 | 20 | 20 | 20 | 20 | 20 | 0 | 0 | 0 | 0 | 0 | 0 | 0 | 0 | 0 | 0 | 0 | 0 | 0 | 0 | 0 | 0 | 0 | 0 | 0 | 0 | 0 | 0
Tier 2 | US | TRE |  |  | 18INR0049 |  | SANTA RITA SOLAR |  |  | PV | SUN |  | Solar | 2022-12-31 |  | 400 | 296 | 48 | 0 | 0 | 0 | 0 | 296 | 296 | 296 | 296 | 296 | 296 | 296 | 0 | 0 | 0 | 0 | 48 | 48 | 48 | 48 | 48 | 48 | 48 | 0 | 0 | 0 | 0 | 0 | 0 | 0 | 0 | 0 | 0 | 0 | 0 | 0 | 0 | 0 | 0 | 0 | 0 | 0 | 0 | 0 | 0
Tier 2 | US | TRE |  |  | 18INR0053 |  | FORT BEND SOLAR |  |  | PV | SUN |  | Solar | 2020-03-01 |  | 240 | 177.6 | 28.8 | 0 | 177.6 | 177.6 | 177.6 | 177.6 | 177.6 | 177.6 | 177.6 | 177.6 | 177.6 | 177.6 | 0 | 28.8 | 28.8 | 28.8 | 28.8 | 28.8 | 28.8 | 28.8 | 28.8 | 28.8 | 28.8 | 0 | 0 | 0 | 0 | 0 | 0 | 0 | 0 | 0 | 0 | 0 | 0 | 0 | 0 | 0 | 0 | 0 | 0 | 0 | 0 | 0 | 0
Tier 2 | US | TRE |  |  | 18INR0056 |  | HALLMARK SOLAR |  |  | PV | SUN |  | Solar | 2020-12-15 |  | 43 | 31.82 | 5.16 | 0 | 0 | 31.82 | 31.82 | 31.82 | 31.82 | 31.82 | 31.82 | 31.82 | 31.82 | 31.82 | 0 | 0 | 5.16 | 5.16 | 5.16 | 5.16 | 5.16 | 5.16 | 5.16 | 5.16 | 5.16 | 0 | 0 | 0 | 0 | 0 | 0 | 0 | 0 | 0 | 0 | 0 | 0 | 0 | 0 | 0 | 0 | 0 | 0 | 0 | 0 | 0 | 0
Tier 2 | US | TRE |  |  | 18INR0058 |  | TEXANA SOLAR |  |  | PV | SUN |  | Solar | 2021-03-01 |  | 150 | 111 | 18 | 0 | 0 | 111 | 111 | 111 | 111 | 111 | 111 | 111 | 111 | 111 | 0 | 0 | 18 | 18 | 18 | 18 | 18 | 18 | 18 | 18 | 18 | 0 | 0 | 0 | 0 | 0 | 0 | 0 | 0 | 0 | 0 | 0 | 0 | 0 | 0 | 0 | 0 | 0 | 0 | 0 | 0 | 0 | 0
Tier 2 | US | TRE |  |  | 18INR0060 |  | BRIGHTSIDE SOLAR |  |  | PV | SUN |  | Solar | 2020-12-15 |  | 50 | 37 | 6 | 0 | 0 | 37 | 37 | 37 | 37 | 37 | 37 | 37 | 37 | 37 | 0 | 0 | 6 | 6 | 6 | 6 | 6 | 6 | 6 | 6 | 6 | 0 | 0 | 0 | 0 | 0 | 0 | 0 | 0 | 0 | 0 | 0 | 0 | 0 | 0 | 0 | 0 | 0 | 0 | 0 | 0 | 0 | 0
Tier 1 | US | TRE |  |  | 18INR0062 |  | WAGYU SOLAR |  |  | PV | SUN |  | Solar | 2020-06-01 |  | 122 | 90.206 | 14.628 | 0 | 90.206 | 90.206 | 90.206 | 90.206 | 90.206 | 90.206 | 90.206 | 90.206 | 90.206 | 90.206 | 0 | 14.628 | 14.628 | 14.628 | 14.628 | 14.628 | 14.628 | 14.628 | 14.628 | 14.628 | 14.628 | 0 | 0 | 0 | 0 | 0 | 0 | 0 | 0 | 0 | 0 | 0 | 0 | 0 | 0 | 0 | 0 | 0 | 0 | 0 | 0 | 0 | 0
Tier 2 | US | TRE |  |  | 18INR0065 |  | GOODRANCH SOLAR |  |  | PV | SUN |  | Solar | 2020-12-01 |  | 200 | 148 | 24 | 0 | 0 | 148 | 148 | 148 | 148 | 148 | 148 | 148 | 148 | 148 | 0 | 24 | 24 | 24 | 24 | 24 | 24 | 24 | 24 | 24 | 24 | 0 | 0 | 0 | 0 | 0 | 0 | 0 | 0 | 0 | 0 | 0 | 0 | 0 | 0 | 0 | 0 | 0 | 0 | 0 | 0 | 0 | 0
Tier 1 | US | TRE |  |  | 19INR0001 |  | TEXAS SOLAR NOVA |  |  | PV | SUN |  | Solar | 2021-12-01 |  | 252.2 | 186.628 | 30.264 | 0 | 0 | 0 | 186.628 | 186.628 | 186.628 | 186.628 | 186.628 | 186.628 | 186.628 | 186.628 | 0 | 0 | 30.264 | 30.264 | 30.264 | 30.264 | 30.264 | 30.264 | 30.264 | 30.264 | 30.264 | 0 | 0 | 0 | 0 | 0 | 0 | 0 | 0 | 0 | 0 | 0 | 0 | 0 | 0 | 0 | 0 | 0 | 0 | 0 | 0 | 0 | 0
Tier 2 | US | TRE |  |  | 19INR0002 |  | KING MOUNTAIN SOLAR |  |  | PV | SUN |  | Solar | 2021-05-01 |  | 350 | 259 | 42 | 0 | 0 | 259 | 259 | 259 | 259 | 259 | 259 | 259 | 259 | 259 | 0 | 0 | 42 | 42 | 42 | 42 | 42 | 42 | 42 | 42 | 42 | 0 | 0 | 0 | 0 | 0 | 0 | 0 | 0 | 0 | 0 | 0 | 0 | 0 | 0 | 0 | 0 | 0 | 0 | 0 | 0 | 0 | 0
Tier 2 | US | TRE |  |  | 19INR0006 |  | BLUEBONNET SOLAR |  |  | PV | SUN |  | Solar | 2020-12-31 |  | 61 | 44.918 | 7.284 | 0 | 0 | 44.918 | 44.918 | 44.918 | 44.918 | 44.918 | 44.918 | 44.918 | 44.918 | 44.918 | 0 | 0 | 7.284 | 7.284 | 7.284 | 7.284 | 7.284 | 7.284 | 7.284 | 7.284 | 7.284 | 0 | 0 | 0 | 0 | 0 | 0 | 0 | 0 | 0 | 0 | 0 | 0 | 0 | 0 | 0 | 0 | 0 | 0 | 0 | 0 | 0 | 0
Tier 2 | US | TRE |  |  | 19INR0007 |  | CHARBRAY SOLAR |  |  | PV | SUN |  | Solar | 2020-10-01 |  | 200 | 148 | 24 | 0 | 0 | 148 | 148 | 148 | 148 | 148 | 148 | 148 | 148 | 148 | 0 | 24 | 24 | 24 | 24 | 24 | 24 | 24 | 24 | 24 | 24 | 0 | 0 | 0 | 0 | 0 | 0 | 0 | 0 | 0 | 0 | 0 | 0 | 0 | 0 | 0 | 0 | 0 | 0 | 0 | 0 | 0 | 0
Tier 2 | US | TRE |  |  | 19INR0017 |  | TRI-COUNTY SOLAR |  |  | PV | SUN |  | Solar | 2020-12-31 |  | 177.75 | 131.535 | 21.33 | 0 | 0 | 131.535 | 131.535 | 131.535 | 131.535 | 131.535 | 131.535 | 131.535 | 131.535 | 131.535 | 0 | 0 | 21.33 | 21.33 | 21.33 | 21.33 | 21.33 | 21.33 | 21.33 | 21.33 | 21.33 | 0 | 0 | 0 | 0 | 0 | 0 | 0 | 0 | 0 | 0 | 0 | 0 | 0 | 0 | 0 | 0 | 0 | 0 | 0 | 0 | 0 | 0
Tier 2 | US | TRE |  |  | 19INR0020 |  | SP-PECOS BEND SOLAR A |  |  | PV | SUN |  | Solar | 2021-02-01 |  | 200 | 148 | 24 | 0 | 0 | 148 | 148 | 148 | 148 | 148 | 148 | 148 | 148 | 148 | 0 | 0 | 24 | 24 | 24 | 24 | 24 | 24 | 24 | 24 | 24 | 0 | 0 | 0 | 0 | 0 | 0 | 0 | 0 | 0 | 0 | 0 | 0 | 0 | 0 | 0 | 0 | 0 | 0 | 0 | 0 | 0 | 0
Tier 2 | US | TRE |  |  | 19INR0020b |  | SP-PECOS BEND SOLAR B |  |  | PV | SUN |  | Solar | 2021-02-01 |  | 180 | 133.2 | 21.6 | 0 | 0 | 133.2 | 133.2 | 133.2 | 133.2 | 133.2 | 133.2 | 133.2 | 133.2 | 133.2 | 0 | 0 | 21.6 | 21.6 | 21.6 | 21.6 | 21.6 | 21.6 | 21.6 | 21.6 | 21.6 | 0 | 0 | 0 | 0 | 0 | 0 | 0 | 0 | 0 | 0 | 0 | 0 | 0 | 0 | 0 | 0 | 0 | 0 | 0 | 0 | 0 | 0
Tier 2 | US | TRE |  |  | 19INR0022 |  | MONTE ALTO I |  |  | WT | WND |  | Wind | 2020-10-12 |  | 223.8 | 129.804 | 96.234 | 0 | 0 | 129.804 | 129.804 | 129.804 | 129.804 | 129.804 | 129.804 | 129.804 | 129.804 | 129.804 | 0 | 96.234 | 96.234 | 96.234 | 96.234 | 96.234 | 96.234 | 96.234 | 96.234 | 96.234 | 96.234 | 0 | 0 | 0 | 0 | 0 | 0 | 0 | 0 | 0 | 0 | 0 | 0 | 0 | 0 | 0 | 0 | 0 | 0 | 0 | 0 | 0 | 0
Tier 2 | US | TRE |  |  | 19INR0023 |  | MONTE ALTO 2 WIND |  |  | WT | WND |  | Wind | 2020-10-12 |  | 236.9 | 137.402 | 101.867 | 0 | 0 | 137.402 | 137.402 | 137.402 | 137.402 | 137.402 | 137.402 | 137.402 | 137.402 | 137.402 | 0 | 101.867 | 101.867 | 101.867 | 101.867 | 101.867 | 101.867 | 101.867 | 101.867 | 101.867 | 101.867 | 0 | 0 | 0 | 0 | 0 | 0 | 0 | 0 | 0 | 0 | 0 | 0 | 0 | 0 | 0 | 0 | 0 | 0 | 0 | 0 | 0 | 0
Tier 2 | US | TRE |  |  | 19INR0026 |  | HOLSTEIN 2 SOLAR |  |  | PV | SUN |  | Solar | 2021-06-01 |  | 100 | 74 | 12 | 0 | 0 | 74 | 74 | 74 | 74 | 74 | 74 | 74 | 74 | 74 | 0 | 0 | 12 | 12 | 12 | 12 | 12 | 12 | 12 | 12 | 12 | 0 | 0 | 0 | 0 | 0 | 0 | 0 | 0 | 0 | 0 | 0 | 0 | 0 | 0 | 0 | 0 | 0 | 0 | 0 | 0 | 0 | 0
Tier 2 | US | TRE |  |  | 19INR0028 |  | NORMANDE SOLAR FARM |  |  | PV | SUN |  | Solar | 2021-06-01 |  | 360 | 266.4 | 43.2 | 0 | 0 | 266.4 | 266.4 | 266.4 | 266.4 | 266.4 | 266.4 | 266.4 | 266.4 | 266.4 | 0 | 0 | 43.2 | 43.2 | 43.2 | 43.2 | 43.2 | 43.2 | 43.2 | 43.2 | 43.2 | 0 | 0 | 0 | 0 | 0 | 0 | 0 | 0 | 0 | 0 | 0 | 0 | 0 | 0 | 0 | 0 | 0 | 0 | 0 | 0 | 0 | 0
Tier 2 | US | TRE |  |  | 19INR0030 |  | SAN BERNARD SOLAR |  |  | PV | SUN |  | Solar | 2020-06-01 |  | 100 | 74 | 12 | 0 | 74 | 74 | 74 | 74 | 74 | 74 | 74 | 74 | 74 | 74 | 0 | 12 | 12 | 12 | 12 | 12 | 12 | 12 | 12 | 12 | 12 | 0 | 0 | 0 | 0 | 0 | 0 | 0 | 0 | 0 | 0 | 0 | 0 | 0 | 0 | 0 | 0 | 0 | 0 | 0 | 0 | 0 | 0
Tier 2 | US | TRE |  |  | 19INR0031 |  | BESTLA SOLAR |  |  | PV | SUN |  | Solar | 2020-07-01 |  | 180 | 133.2 | 21.6 | 0 | 133.2 | 133.2 | 133.2 | 133.2 | 133.2 | 133.2 | 133.2 | 133.2 | 133.2 | 133.2 | 0 | 21.6 | 21.6 | 21.6 | 21.6 | 21.6 | 21.6 | 21.6 | 21.6 | 21.6 | 21.6 | 0 | 0 | 0 | 0 | 0 | 0 | 0 | 0 | 0 | 0 | 0 | 0 | 0 | 0 | 0 | 0 | 0 | 0 | 0 | 0 | 0 | 0
Tier 2 | US | TRE |  |  | 19INR0033 |  | MURPHY LAKE SOLAR |  |  | PV | SUN |  | Solar | 2020-12-15 |  | 120 | 88.8 | 14.4 | 0 | 0 | 88.8 | 88.8 | 88.8 | 88.8 | 88.8 | 88.8 | 88.8 | 88.8 | 88.8 | 0 | 0 | 14.4 | 14.4 | 14.4 | 14.4 | 14.4 | 14.4 | 14.4 | 14.4 | 14.4 | 0 | 0 | 0 | 0 | 0 | 0 | 0 | 0 | 0 | 0 | 0 | 0 | 0 | 0 | 0 | 0 | 0 | 0 | 0 | 0 | 0 | 0
Tier 1 | US | TRE |  |  | 19INR0035 |  | NORTON SOLAR |  |  | PV | SUN |  | Solar | 2021-06-01 |  | 125 | 92.5 | 15 | 0 | 0 | 92.5 | 92.5 | 92.5 | 92.5 | 92.5 | 92.5 | 92.5 | 92.5 | 92.5 | 0 | 0 | 15 | 15 | 15 | 15 | 15 | 15 | 15 | 15 | 15 | 0 | 0 | 0 | 0 | 0 | 0 | 0 | 0 | 0 | 0 | 0 | 0 | 0 | 0 | 0 | 0 | 0 | 0 | 0 | 0 | 0 | 0
Tier 2 | US | TRE |  |  | 19INR0036 |  | OXBOW SOLAR |  |  | PV | SUN |  | Solar | 2020-12-15 |  | 225 | 166.5 | 27 | 0 | 0 | 166.5 | 166.5 | 166.5 | 166.5 | 166.5 | 166.5 | 166.5 | 166.5 | 166.5 | 0 | 0 | 27 | 27 | 27 | 27 | 27 | 27 | 27 | 27 | 27 | 0 | 0 | 0 | 0 | 0 | 0 | 0 | 0 | 0 | 0 | 0 | 0 | 0 | 0 | 0 | 0 | 0 | 0 | 0 | 0 | 0 | 0
Tier 2 | US | TRE |  |  | 19INR0041 |  | MYRTLE SOLAR |  |  | PV | SUN |  | Solar | 2020-05-01 |  | 240 | 177.6 | 28.8 | 0 | 177.6 | 177.6 | 177.6 | 177.6 | 177.6 | 177.6 | 177.6 | 177.6 | 177.6 | 177.6 | 0 | 28.8 | 28.8 | 28.8 | 28.8 | 28.8 | 28.8 | 28.8 | 28.8 | 28.8 | 28.8 | 0 | 0 | 0 | 0 | 0 | 0 | 0 | 0 | 0 | 0 | 0 | 0 | 0 | 0 | 0 | 0 | 0 | 0 | 0 | 0 | 0 | 0
Tier 2 | US | TRE |  |  | 19INR0042 |  | LONG POINT SOLAR |  |  | PV | SUN |  | Solar | 2020-09-01 |  | 100 | 74 | 12 | 0 | 0 | 74 | 74 | 74 | 74 | 74 | 74 | 74 | 74 | 74 | 0 | 12 | 12 | 12 | 12 | 12 | 12 | 12 | 12 | 12 | 12 | 0 | 0 | 0 | 0 | 0 | 0 | 0 | 0 | 0 | 0 | 0 | 0 | 0 | 0 | 0 | 0 | 0 | 0 | 0 | 0 | 0 | 0
Tier 2 | US | TRE |  |  | 19INR0048 |  | BUENOS AIRES 1 WIND |  |  | WT | WND |  | Wind | 2020-12-31 |  | 222.5 | 33.375 | 44.5 | 0 | 0 | 33.375 | 33.375 | 33.375 | 33.375 | 33.375 | 33.375 | 33.375 | 33.375 | 33.375 | 0 | 0 | 44.5 | 44.5 | 44.5 | 44.5 | 44.5 | 44.5 | 44.5 | 44.5 | 44.5 | 0 | 0 | 0 | 0 | 0 | 0 | 0 | 0 | 0 | 0 | 0 | 0 | 0 | 0 | 0 | 0 | 0 | 0 | 0 | 0 | 0 | 0
Tier 2 | US | TRE |  |  | 19INR0049 |  | BUENOS AIRES 2 W |  |  | WT | WND |  | Wind | 2021-10-01 |  | 236.9 | 35.535 | 47.38 | 0 | 0 | 0 | 35.535 | 35.535 | 35.535 | 35.535 | 35.535 | 35.535 | 35.535 | 35.535 | 0 | 0 | 47.38 | 47.38 | 47.38 | 47.38 | 47.38 | 47.38 | 47.38 | 47.38 | 47.38 | 0 | 0 | 0 | 0 | 0 | 0 | 0 | 0 | 0 | 0 | 0 | 0 | 0 | 0 | 0 | 0 | 0 | 0 | 0 | 0 | 0 | 0
Tier 2 | US | TRE |  |  | 19INR0054 |  | MONTE CRISTO 1 W |  |  | WT | WND |  | Wind | 2020-12-31 |  | 236.9 | 35.535 | 47.38 | 0 | 0 | 35.535 | 35.535 | 35.535 | 35.535 | 35.535 | 35.535 | 35.535 | 35.535 | 35.535 | 0 | 0 | 47.38 | 47.38 | 47.38 | 47.38 | 47.38 | 47.38 | 47.38 | 47.38 | 47.38 | 0 | 0 | 0 | 0 | 0 | 0 | 0 | 0 | 0 | 0 | 0 | 0 | 0 | 0 | 0 | 0 | 0 | 0 | 0 | 0 | 0 | 0
Tier 2 | US | TRE |  |  | 19INR0055 |  | MONTE CRISTO 2 WIND |  |  | WT | WND |  | Wind | 2021-12-31 |  | 236.9 | 35.535 | 47.38 | 0 | 0 | 0 | 35.535 | 35.535 | 35.535 | 35.535 | 35.535 | 35.535 | 35.535 | 35.535 | 0 | 0 | 0 | 47.38 | 47.38 | 47.38 | 47.38 | 47.38 | 47.38 | 47.38 | 47.38 | 0 | 0 | 0 | 0 | 0 | 0 | 0 | 0 | 0 | 0 | 0 | 0 | 0 | 0 | 0 | 0 | 0 | 0 | 0 | 0 | 0 | 0
Tier 2 | US | TRE |  |  | 19INR0056 |  | CHAMON 2 |  |  | GT | NG |  | Natural Gas and Other Gases | 2020-05-01 |  | 100 | 100 | 100 | 0 | 100 | 100 | 100 | 100 | 100 | 100 | 100 | 100 | 100 | 100 | 0 | 100 | 100 | 100 | 100 | 100 | 100 | 100 | 100 | 100 | 100 | 0 | 0 | 0 | 0 | 0 | 0 | 0 | 0 | 0 | 0 | 0 | 0 | 0 | 0 | 0 | 0 | 0 | 0 | 0 | 0 | 0 | 0
Tier 2 | US | TRE |  |  | 19INR0057 |  | OLD BLOOMINGTON ROAD |  |  | GT | NG |  | Natural Gas and Other Gases | 2020-05-01 |  | 100 | 100 | 100 | 0 | 100 | 100 | 100 | 100 | 100 | 100 | 100 | 100 | 100 | 100 | 0 | 100 | 100 | 100 | 100 | 100 | 100 | 100 | 100 | 100 | 100 | 0 | 0 | 0 | 0 | 0 | 0 | 0 | 0 | 0 | 0 | 0 | 0 | 0 | 0 | 0 | 0 | 0 | 0 | 0 | 0 | 0 | 0
Tier 2 | US | TRE |  |  | 19INR0070 |  | TREVINO SOLAR |  |  | PV | SUN |  | Solar | 2021-12-15 |  | 216 | 159.84 | 25.92 | 0 | 0 | 0 | 159.84 | 159.84 | 159.84 | 159.84 | 159.84 | 159.84 | 159.84 | 159.84 | 0 | 0 | 0 | 25.92 | 25.92 | 25.92 | 25.92 | 25.92 | 25.92 | 25.92 | 25.92 | 0 | 0 | 0 | 0 | 0 | 0 | 0 | 0 | 0 | 0 | 0 | 0 | 0 | 0 | 0 | 0 | 0 | 0 | 0 | 0 | 0 | 0
Tier 2 | US | TRE |  |  | 19INR0075 |  | HORSESHOE BEND SOLAR |  |  | PV | SUN |  | Solar | 2020-12-31 |  | 300 | 222 | 36 | 0 | 0 | 222 | 222 | 222 | 222 | 222 | 222 | 222 | 222 | 222 | 0 | 0 | 36 | 36 | 36 | 36 | 36 | 36 | 36 | 36 | 36 | 0 | 0 | 0 | 0 | 0 | 0 | 0 | 0 | 0 | 0 | 0 | 0 | 0 | 0 | 0 | 0 | 0 | 0 | 0 | 0 | 0 | 0
Tier 1 | US | TRE |  |  | 19INR0081 |  | ANSON SOLAR |  |  | PV | SUN |  | Solar | 2020-12-31 |  | 200 | 148 | 24 | 0 | 0 | 148 | 148 | 148 | 148 | 148 | 148 | 148 | 148 | 148 | 0 | 0 | 24 | 24 | 24 | 24 | 24 | 24 | 24 | 24 | 24 | 0 | 0 | 0 | 0 | 0 | 0 | 0 | 0 | 0 | 0 | 0 | 0 | 0 | 0 | 0 | 0 | 0 | 0 | 0 | 0 | 0 | 0
Tier 2 | US | TRE |  |  | 19INR0085 |  | BLUE JAY SOLAR |  |  | PV | SUN |  | Solar | 2020-12-15 |  | 210 | 155.4 | 25.2 | 0 | 0 | 155.4 | 155.4 | 155.4 | 155.4 | 155.4 | 155.4 | 155.4 | 155.4 | 155.4 | 0 | 0 | 25.2 | 25.2 | 25.2 | 25.2 | 25.2 | 25.2 | 25.2 | 25.2 | 25.2 | 0 | 0 | 0 | 0 | 0 | 0 | 0 | 0 | 0 | 0 | 0 | 0 | 0 | 0 | 0 | 0 | 0 | 0 | 0 | 0 | 0 | 0
Tier 2 | US | TRE |  |  | 19INR0091 |  | PHOENIX SOLAR |  |  | PV | SUN |  | Solar | 2020-06-26 |  | 82.3 | 60.902 | 9.876 | 0 | 60.902 | 60.902 | 60.902 | 60.902 | 60.902 | 60.902 | 60.902 | 60.902 | 60.902 | 60.902 | 0 | 9.876 | 9.876 | 9.876 | 9.876 | 9.876 | 9.876 | 9.876 | 9.876 | 9.876 | 9.876 | 0 | 0 | 0 | 0 | 0 | 0 | 0 | 0 | 0 | 0 | 0 | 0 | 0 | 0 | 0 | 0 | 0 | 0 | 0 | 0 | 0 | 0
Tier 2 | US | TRE |  |  | 19INR0093 |  | SOLEMIO |  |  | PV | SUN |  | Solar | 2020-05-31 |  | 79.8 | 59.052 | 9.576 | 0 | 59.052 | 59.052 | 59.052 | 59.052 | 59.052 | 59.052 | 59.052 | 59.052 | 59.052 | 59.052 | 0 | 9.576 | 9.576 | 9.576 | 9.576 | 9.576 | 9.576 | 9.576 | 9.576 | 9.576 | 9.576 | 0 | 0 | 0 | 0 | 0 | 0 | 0 | 0 | 0 | 0 | 0 | 0 | 0 | 0 | 0 | 0 | 0 | 0 | 0 | 0 | 0 | 0
Tier 2 | US | TRE |  |  | 19INR0096 |  | SHAMROCK WIND |  |  | WT | WND |  | Wind | 2020-12-31 |  | 202 | 30.24 | 40.32 | 0 | 0 | 30.24 | 30.24 | 30.24 | 30.24 | 30.24 | 30.24 | 30.24 | 30.24 | 30.24 | 0 | 0 | 40.32 | 40.32 | 40.32 | 40.32 | 40.32 | 40.32 | 40.32 | 40.32 | 40.32 | 0 | 0 | 0 | 0 | 0 | 0 | 0 | 0 | 0 | 0 | 0 | 0 | 0 | 0 | 0 | 0 | 0 | 0 | 0 | 0 | 0 | 0
Tier 2 | US | TRE |  |  | 19INR0097 |  | SHAMROCK WIND II |  |  | WT | WND |  | Wind | 2020-12-15 |  | 202 | 30.24 | 40.32 | 0 | 0 | 30.24 | 30.24 | 30.24 | 30.24 | 30.24 | 30.24 | 30.24 | 30.24 | 30.24 | 0 | 0 | 40.32 | 40.32 | 40.32 | 40.32 | 40.32 | 40.32 | 40.32 | 40.32 | 40.32 | 0 | 0 | 0 | 0 | 0 | 0 | 0 | 0 | 0 | 0 | 0 | 0 | 0 | 0 | 0 | 0 | 0 | 0 | 0 | 0 | 0 | 0
Tier 2 | US | TRE |  |  | 19INR0098 |  | PEASE RIVER WIND |  |  | WT | WND |  | Wind | 2021-12-30 |  | 301.4 | 45.21 | 60.28 | 0 | 0 | 0 | 45.21 | 45.21 | 45.21 | 45.21 | 45.21 | 45.21 | 45.21 | 45.21 | 0 | 0 | 0 | 60.28 | 60.28 | 60.28 | 60.28 | 60.28 | 60.28 | 60.28 | 60.28 | 0 | 0 | 0 | 0 | 0 | 0 | 0 | 0 | 0 | 0 | 0 | 0 | 0 | 0 | 0 | 0 | 0 | 0 | 0 | 0 | 0 | 0
Tier 2 | US | TRE |  |  | 19INR0101 |  | TEHUACANA WIND |  |  | WT | WND |  | Wind | 2021-10-01 |  | 600 | 90 | 120 | 0 | 0 | 0 | 90 | 90 | 90 | 90 | 90 | 90 | 90 | 90 | 0 | 0 | 120 | 120 | 120 | 120 | 120 | 120 | 120 | 120 | 120 | 0 | 0 | 0 | 0 | 0 | 0 | 0 | 0 | 0 | 0 | 0 | 0 | 0 | 0 | 0 | 0 | 0 | 0 | 0 | 0 | 0 | 0
Tier 2 | US | TRE |  |  | 19INR0103 |  | RODEO SOLAR |  |  | PV | SUN |  | Solar | 2020-04-30 |  | 205 | 148 | 24.6 | 0 | 148 | 148 | 148 | 148 | 148 | 148 | 148 | 148 | 148 | 148 | 0 | 24.6 | 24.6 | 24.6 | 24.6 | 24.6 | 24.6 | 24.6 | 24.6 | 24.6 | 24.6 | 0 | 0 | 0 | 0 | 0 | 0 | 0 | 0 | 0 | 0 | 0 | 0 | 0 | 0 | 0 | 0 | 0 | 0 | 0 | 0 | 0 | 0
Tier 2 | US | TRE |  |  | 19INR0110 |  | ANGELINA SOLAR |  |  | PV | SUN |  | Solar | 2021-10-31 |  | 150 | 111 | 18 | 0 | 0 | 0 | 111 | 111 | 111 | 111 | 111 | 111 | 111 | 111 | 0 | 0 | 18 | 18 | 18 | 18 | 18 | 18 | 18 | 18 | 18 | 0 | 0 | 0 | 0 | 0 | 0 | 0 | 0 | 0 | 0 | 0 | 0 | 0 | 0 | 0 | 0 | 0 | 0 | 0 | 0 | 0 | 0
Tier 2 | US | TRE |  |  | 19INR0111 |  | TOM GREEN SOLAR |  |  | PV | SUN |  | Solar | 2021-10-31 |  | 150 | 111 | 18 | 0 | 0 | 0 | 111 | 111 | 111 | 111 | 111 | 111 | 111 | 111 | 0 | 0 | 18 | 18 | 18 | 18 | 18 | 18 | 18 | 18 | 18 | 0 | 0 | 0 | 0 | 0 | 0 | 0 | 0 | 0 | 0 | 0 | 0 | 0 | 0 | 0 | 0 | 0 | 0 | 0 | 0 | 0 | 0
Tier 2 | US | TRE |  |  | 19INR0113 |  | COUNTY LINE SOLAR |  |  | PV | SUN |  | Solar | 2021-12-15 |  | 250 | 185 | 30 | 0 | 0 | 0 | 185 | 185 | 185 | 185 | 185 | 185 | 185 | 185 | 0 | 0 | 0 | 30 | 30 | 30 | 30 | 30 | 30 | 30 | 30 | 0 | 0 | 0 | 0 | 0 | 0 | 0 | 0 | 0 | 0 | 0 | 0 | 0 | 0 | 0 | 0 | 0 | 0 | 0 | 0 | 0 | 0
Tier 2 | US | TRE |  |  | 19INR0115 |  | BLACKWATER DRAW SOLAR |  |  | PV | SUN |  | Solar | 2020-12-31 |  | 152 | 112.406 | 18.228 | 0 | 0 | 112.406 | 112.406 | 112.406 | 112.406 | 112.406 | 112.406 | 112.406 | 112.406 | 112.406 | 0 | 0 | 18.228 | 18.228 | 18.228 | 18.228 | 18.228 | 18.228 | 18.228 | 18.228 | 18.228 | 0 | 0 | 0 | 0 | 0 | 0 | 0 | 0 | 0 | 0 | 0 | 0 | 0 | 0 | 0 | 0 | 0 | 0 | 0 | 0 | 0 | 0
Tier 2 | US | TRE |  |  | 19INR0117 |  | ROADRUNNER CROSSING WIND 1 |  |  | WT | WND |  | Wind | 2020-12-31 |  | 200.2 | 30.03 | 40.04 | 0 | 0 | 30.03 | 30.03 | 30.03 | 30.03 | 30.03 | 30.03 | 30.03 | 30.03 | 30.03 | 0 | 0 | 40.04 | 40.04 | 40.04 | 40.04 | 40.04 | 40.04 | 40.04 | 40.04 | 40.04 | 0 | 0 | 0 | 0 | 0 | 0 | 0 | 0 | 0 | 0 | 0 | 0 | 0 | 0 | 0 | 0 | 0 | 0 | 0 | 0 | 0 | 0
Tier 2 | US | TRE |  |  | 19INR0123 |  | GSE ELEVEN |  |  | PV | SUN |  | Solar | 2020-11-01 |  | 135 | 99.9 | 16.2 | 0 | 0 | 99.9 | 99.9 | 99.9 | 99.9 | 99.9 | 99.9 | 99.9 | 99.9 | 99.9 | 0 | 16.2 | 16.2 | 16.2 | 16.2 | 16.2 | 16.2 | 16.2 | 16.2 | 16.2 | 16.2 | 0 | 0 | 0 | 0 | 0 | 0 | 0 | 0 | 0 | 0 | 0 | 0 | 0 | 0 | 0 | 0 | 0 | 0 | 0 | 0 | 0 | 0
Tier 2 | US | TRE |  |  | 19INR0129 |  | FLATLAND SOLAR |  |  | PV | SUN |  | Solar | 2020-07-15 |  | 147 | 108.78 | 17.64 | 0 | 108.78 | 108.78 | 108.78 | 108.78 | 108.78 | 108.78 | 108.78 | 108.78 | 108.78 | 108.78 | 0 | 17.64 | 17.64 | 17.64 | 17.64 | 17.64 | 17.64 | 17.64 | 17.64 | 17.64 | 17.64 | 0 | 0 | 0 | 0 | 0 | 0 | 0 | 0 | 0 | 0 | 0 | 0 | 0 | 0 | 0 | 0 | 0 | 0 | 0 | 0 | 0 | 0
Tier 2 | US | TRE |  |  | 19INR0131 |  | CUTLASS SOLAR |  |  | PV | SUN |  | Solar | 2021-05-31 |  | 300 | 222 | 36 | 0 | 0 | 222 | 222 | 222 | 222 | 222 | 222 | 222 | 222 | 222 | 0 | 0 | 36 | 36 | 36 | 36 | 36 | 36 | 36 | 36 | 36 | 0 | 0 | 0 | 0 | 0 | 0 | 0 | 0 | 0 | 0 | 0 | 0 | 0 | 0 | 0 | 0 | 0 | 0 | 0 | 0 | 0 | 0
Tier 2 | US | TRE |  |  | 19INR0132 |  | LA JOYA I WIND |  |  | WT | WND |  | Wind | 2021-10-01 |  | 236.9 | 35.535 | 47.38 | 0 | 0 | 0 | 35.535 | 35.535 | 35.535 | 35.535 | 35.535 | 35.535 | 35.535 | 35.535 | 0 | 0 | 47.38 | 47.38 | 47.38 | 47.38 | 47.38 | 47.38 | 47.38 | 47.38 | 47.38 | 0 | 0 | 0 | 0 | 0 | 0 | 0 | 0 | 0 | 0 | 0 | 0 | 0 | 0 | 0 | 0 | 0 | 0 | 0 | 0 | 0 | 0
Tier 2 | US | TRE |  |  | 19INR0133 |  | LA JOYA II WIND |  |  | WT | WND |  | Wind | 2021-12-31 |  | 236.9 | 35.535 | 47.38 | 0 | 0 | 0 | 35.535 | 35.535 | 35.535 | 35.535 | 35.535 | 35.535 | 35.535 | 35.535 | 0 | 0 | 0 | 47.38 | 47.38 | 47.38 | 47.38 | 47.38 | 47.38 | 47.38 | 47.38 | 0 | 0 | 0 | 0 | 0 | 0 | 0 | 0 | 0 | 0 | 0 | 0 | 0 | 0 | 0 | 0 | 0 | 0 | 0 | 0 | 0 | 0
Tier 2 | US | TRE |  |  | 19INR0134 |  | COTTONWOOD BAYOU |  |  | PV | SUN |  | Solar | 2020-11-30 |  | 150 | 111 | 18 | 0 | 0 | 111 | 111 | 111 | 111 | 111 | 111 | 111 | 111 | 111 | 0 | 18 | 18 | 18 | 18 | 18 | 18 | 18 | 18 | 18 | 18 | 0 | 0 | 0 | 0 | 0 | 0 | 0 | 0 | 0 | 0 | 0 | 0 | 0 | 0 | 0 | 0 | 0 | 0 | 0 | 0 | 0 | 0
Tier 2 | US | TRE |  |  | 19INR0135 |  | HILL SOLAR |  |  | PV | SUN |  | Solar | 2020-10-01 |  | 80 | 59.2 | 9.6 | 0 | 0 | 59.2 | 59.2 | 59.2 | 59.2 | 59.2 | 59.2 | 59.2 | 59.2 | 59.2 | 0 | 9.6 | 9.6 | 9.6 | 9.6 | 9.6 | 9.6 | 9.6 | 9.6 | 9.6 | 9.6 | 0 | 0 | 0 | 0 | 0 | 0 | 0 | 0 | 0 | 0 | 0 | 0 | 0 | 0 | 0 | 0 | 0 | 0 | 0 | 0 | 0 | 0
Cancelled | US | TRE |  |  | 19INR0136 |  | ABLE SOLAR |  |  | PV | SUN |  | Solar | 2020-10-01 |  | 50 | 37 | 6 | 0 | 0 | 37 | 37 | 37 | 37 | 37 | 37 | 37 | 37 | 37 | 0 | 6 | 6 | 6 | 6 | 6 | 6 | 6 | 6 | 6 | 6 | 0 | 0 | 0 | 0 | 0 | 0 | 0 | 0 | 0 | 0 | 0 | 0 | 0 | 0 | 0 | 0 | 0 | 0 | 0 | 0 | 0 | 0
Tier 2 | US | TRE |  |  | 19INR0138 |  | BUFFALO GAP 4 |  |  | WT | WND |  | Wind | 2020-09-01 |  | 175 | 26.25 | 35 | 0 | 0 | 26.25 | 26.25 | 26.25 | 26.25 | 26.25 | 26.25 | 26.25 | 26.25 | 26.25 | 0 | 35 | 35 | 35 | 35 | 35 | 35 | 35 | 35 | 35 | 35 | 0 | 0 | 0 | 0 | 0 | 0 | 0 | 0 | 0 | 0 | 0 | 0 | 0 | 0 | 0 | 0 | 0 | 0 | 0 | 0 | 0 | 0
Tier 2 | US | TRE |  |  | 19INR0142 |  | BACON SWITCH SOLAR |  |  | PV | SUN |  | Solar | 2020-05-31 |  | 180 | 133.2 | 21.6 | 0 | 133.2 | 133.2 | 133.2 | 133.2 | 133.2 | 133.2 | 133.2 | 133.2 | 133.2 | 133.2 | 0 | 21.6 | 21.6 | 21.6 | 21.6 | 21.6 | 21.6 | 21.6 | 21.6 | 21.6 | 21.6 | 0 | 0 | 0 | 0 | 0 | 0 | 0 | 0 | 0 | 0 | 0 | 0 | 0 | 0 | 0 | 0 | 0 | 0 | 0 | 0 | 0 | 0
Cancelled | US | TRE |  |  | 19INR0144 |  | BIRD DOG WIND |  |  | WT | WND |  | Wind | 2019-10-01 |  | 300 | 45 | 60 | 0 | 45 | 45 | 45 | 45 | 45 | 45 | 45 | 45 | 45 | 45 | 60 | 60 | 60 | 60 | 60 | 60 | 60 | 60 | 60 | 60 | 60 | 0 | 0 | 0 | 0 | 0 | 0 | 0 | 0 | 0 | 0 | 0 | 0 | 0 | 0 | 0 | 0 | 0 | 0 | 0 | 0 | 0 | 0
Tier 2 | US | TRE |  |  | 19INR0145 |  | AQUILLA LAKE |  |  | WT | WND |  | Wind | 2020-08-30 |  | 202 | 30.3 | 40.4 | 0 | 0 | 30.3 | 30.3 | 30.3 | 30.3 | 30.3 | 30.3 | 30.3 | 30.3 | 30.3 | 0 | 40.4 | 40.4 | 40.4 | 40.4 | 40.4 | 40.4 | 40.4 | 40.4 | 40.4 | 40.4 | 0 | 0 | 0 | 0 | 0 | 0 | 0 | 0 | 0 | 0 | 0 | 0 | 0 | 0 | 0 | 0 | 0 | 0 | 0 | 0 | 0 | 0
Tier 2 | US | TRE |  |  | 19INR0147 |  | MARCH ROAD SOLAR |  |  | PV | SUN |  | Solar | 2020-12-30 |  | 200 | 148 | 24 | 0 | 0 | 148 | 148 | 148 | 148 | 148 | 148 | 148 | 148 | 148 | 0 | 0 | 24 | 24 | 24 | 24 | 24 | 24 | 24 | 24 | 24 | 0 | 0 | 0 | 0 | 0 | 0 | 0 | 0 | 0 | 0 | 0 | 0 | 0 | 0 | 0 | 0 | 0 | 0 | 0 | 0 | 0 | 0
Tier 2 | US | TRE |  |  | 19INR0150 |  | MILLHOUSE SOLAR |  |  | PV | SUN |  | Solar | 2020-12-31 |  | 75 | 55.5 | 9 | 0 | 0 | 55.5 | 55.5 | 55.5 | 55.5 | 55.5 | 55.5 | 55.5 | 55.5 | 55.5 | 0 | 0 | 9 | 9 | 9 | 9 | 9 | 9 | 9 | 9 | 9 | 0 | 0 | 0 | 0 | 0 | 0 | 0 | 0 | 0 | 0 | 0 | 0 | 0 | 0 | 0 | 0 | 0 | 0 | 0 | 0 | 0 | 0
Tier 2 | US | TRE |  |  | 19INR0151 |  | IMPACT SOLAR |  |  | PV | SUN |  | Solar | 2020-07-01 |  | 197 | 145.78 | 23.64 | 0 | 145.78 | 145.78 | 145.78 | 145.78 | 145.78 | 145.78 | 145.78 | 145.78 | 145.78 | 145.78 | 0 | 23.64 | 23.64 | 23.64 | 23.64 | 23.64 | 23.64 | 23.64 | 23.64 | 23.64 | 23.64 | 0 | 0 | 0 | 0 | 0 | 0 | 0 | 0 | 0 | 0 | 0 | 0 | 0 | 0 | 0 | 0 | 0 | 0 | 0 | 0 | 0 | 0
Tier 2 | US | TRE |  |  | 19INR0155 |  | MORROW LAKE SOLAR |  |  | PV | SUN |  | Solar | 2020-10-01 |  | 150 | 111 | 18 | 0 | 0 | 111 | 111 | 111 | 111 | 111 | 111 | 111 | 111 | 111 | 0 | 18 | 18 | 18 | 18 | 18 | 18 | 18 | 18 | 18 | 18 | 0 | 0 | 0 | 0 | 0 | 0 | 0 | 0 | 0 | 0 | 0 | 0 | 0 | 0 | 0 | 0 | 0 | 0 | 0 | 0 | 0 | 0
Tier 2 | US | TRE |  |  | 19INR0159 |  | REIHER SOLAR |  |  | PV | SUN |  | Solar | 2020-12-31 |  | 101.6 | 75.184 | 12.192 | 0 | 0 | 75.184 | 75.184 | 75.184 | 75.184 | 75.184 | 75.184 | 75.184 | 75.184 | 75.184 | 0 | 0 | 12.192 | 12.192 | 12.192 | 12.192 | 12.192 | 12.192 | 12.192 | 12.192 | 12.192 | 0 | 0 | 0 | 0 | 0 | 0 | 0 | 0 | 0 | 0 | 0 | 0 | 0 | 0 | 0 | 0 | 0 | 0 | 0 | 0 | 0 | 0
Tier 2 | US | TRE |  |  | 19INR0161 |  | PIERCE WIND |  |  | WT | WND |  | Wind | 2020-03-01 |  | 300 | 45 | 60 | 0 | 45 | 45 | 45 | 45 | 45 | 45 | 45 | 45 | 45 | 45 | 0 | 60 | 60 | 60 | 60 | 60 | 60 | 60 | 60 | 60 | 60 | 0 | 0 | 0 | 0 | 0 | 0 | 0 | 0 | 0 | 0 | 0 | 0 | 0 | 0 | 0 | 0 | 0 | 0 | 0 | 0 | 0 | 0
Tier 2 | US | TRE |  |  | 19INR0165 |  | BARRANCA WIND |  |  | WT | WND |  | Wind | 2020-04-30 |  | 202 | 30.24 | 40.32 | 0 | 30.24 | 30.24 | 30.24 | 30.24 | 30.24 | 30.24 | 30.24 | 30.24 | 30.24 | 30.24 | 0 | 40.32 | 40.32 | 40.32 | 40.32 | 40.32 | 40.32 | 40.32 | 40.32 | 40.32 | 40.32 | 0 | 0 | 0 | 0 | 0 | 0 | 0 | 0 | 0 | 0 | 0 | 0 | 0 | 0 | 0 | 0 | 0 | 0 | 0 | 0 | 0 | 0
Tier 2 | US | TRE |  |  | 19INR0166 |  | LOMA PINTA II |  |  | WT | WND |  | Wind | 2020-05-31 |  | 202 | 30.24 | 40.32 | 0 | 30.24 | 30.24 | 30.24 | 30.24 | 30.24 | 30.24 | 30.24 | 30.24 | 30.24 | 30.24 | 0 | 40.32 | 40.32 | 40.32 | 40.32 | 40.32 | 40.32 | 40.32 | 40.32 | 40.32 | 40.32 | 0 | 0 | 0 | 0 | 0 | 0 | 0 | 0 | 0 | 0 | 0 | 0 | 0 | 0 | 0 | 0 | 0 | 0 | 0 | 0 | 0 | 0
Tier 2 | US | TRE |  |  | 19INR0167 |  | GOLD CREEK SOLAR |  |  | PV | SUN |  | Solar | 2021-12-15 |  | 140 | 103.6 | 16.8 | 0 | 0 | 0 | 103.6 | 103.6 | 103.6 | 103.6 | 103.6 | 103.6 | 103.6 | 103.6 | 0 | 0 | 0 | 16.8 | 16.8 | 16.8 | 16.8 | 16.8 | 16.8 | 16.8 | 16.8 | 0 | 0 | 0 | 0 | 0 | 0 | 0 | 0 | 0 | 0 | 0 | 0 | 0 | 0 | 0 | 0 | 0 | 0 | 0 | 0 | 0 | 0
Tier 2 | US | TRE |  |  | 19INR0169 |  | SUN VALLEY |  |  | PV | SUN |  | Solar | 2020-12-01 |  | 135 | 99.9 | 16.2 | 0 | 0 | 99.9 | 99.9 | 99.9 | 99.9 | 99.9 | 99.9 | 99.9 | 99.9 | 99.9 | 0 | 16.2 | 16.2 | 16.2 | 16.2 | 16.2 | 16.2 | 16.2 | 16.2 | 16.2 | 16.2 | 0 | 0 | 0 | 0 | 0 | 0 | 0 | 0 | 0 | 0 | 0 | 0 | 0 | 0 | 0 | 0 | 0 | 0 | 0 | 0 | 0 | 0
Tier 2 | US | TRE |  |  | 19INR0171 |  | CONCHO VALLEY SOLAR |  |  | PV | SUN |  | Solar | 2020-11-01 |  | 150 | 111 | 18 | 0 | 0 | 111 | 111 | 111 | 111 | 111 | 111 | 111 | 111 | 111 | 0 | 18 | 18 | 18 | 18 | 18 | 18 | 18 | 18 | 18 | 18 | 0 | 0 | 0 | 0 | 0 | 0 | 0 | 0 | 0 | 0 | 0 | 0 | 0 | 0 | 0 | 0 | 0 | 0 | 0 | 0 | 0 | 0
Tier 2 | US | TRE |  |  | 19INR0172 |  | DILLON GULCH |  |  | WT | WND |  | Wind | 2020-12-15 |  | 175 | 26.25 | 35 | 0 | 0 | 26.25 | 26.25 | 26.25 | 26.25 | 26.25 | 26.25 | 26.25 | 26.25 | 26.25 | 0 | 0 | 35 | 35 | 35 | 35 | 35 | 35 | 35 | 35 | 35 | 0 | 0 | 0 | 0 | 0 | 0 | 0 | 0 | 0 | 0 | 0 | 0 | 0 | 0 | 0 | 0 | 0 | 0 | 0 | 0 | 0 | 0
Tier 2 | US | TRE |  |  | 19INR0173 |  | MAGNET WIND |  |  | WT | WND |  | Wind | 2020-06-30 |  | 125 | 18.75 | 25 | 0 | 18.75 | 18.75 | 18.75 | 18.75 | 18.75 | 18.75 | 18.75 | 18.75 | 18.75 | 18.75 | 0 | 25 | 25 | 25 | 25 | 25 | 25 | 25 | 25 | 25 | 25 | 0 | 0 | 0 | 0 | 0 | 0 | 0 | 0 | 0 | 0 | 0 | 0 | 0 | 0 | 0 | 0 | 0 | 0 | 0 | 0 | 0 | 0
Tier 2 | US | TRE |  |  | 19INR0175 |  | CHANGING WINDS |  |  | WT | WND |  | Wind | 2020-10-30 |  | 289 | 43.35 | 57.8 | 0 | 0 | 43.35 | 43.35 | 43.35 | 43.35 | 43.35 | 43.35 | 43.35 | 43.35 | 43.35 | 0 | 57.8 | 57.8 | 57.8 | 57.8 | 57.8 | 57.8 | 57.8 | 57.8 | 57.8 | 57.8 | 0 | 0 | 0 | 0 | 0 | 0 | 0 | 0 | 0 | 0 | 0 | 0 | 0 | 0 | 0 | 0 | 0 | 0 | 0 | 0 | 0 | 0
Tier 2 | US | TRE |  |  | 19INR0176 |  | ROUGHNECK STORAGE |  |  | BA | MWH |  | Other | 2021-07-01 |  | 50 | 0 | 0 | 0 | 0 | 0 | 0 | 0 | 0 | 0 | 0 | 0 | 0 | 0 | 0 | 0 | 0 | 0 | 0 | 0 | 0 | 0 | 0 | 0 | 0 | 0 | 0 | 0 | 0 | 0 | 0 | 0 | 0 | 0 | 0 | 0 | 0 | 0 | 0 | 0 | 0 | 0 | 0 | 0 | 0 | 0 | 0
Tier 2 | US | TRE |  |  | 19INR0177 |  | SHANGHAI WIND |  |  | WT | WND |  | Wind | 2019-12-31 |  | 153.3 | 22.995 | 30.66 | 0 | 22.995 | 22.995 | 22.995 | 22.995 | 22.995 | 22.995 | 22.995 | 22.995 | 22.995 | 22.995 | 0 | 30.66 | 30.66 | 30.66 | 30.66 | 30.66 | 30.66 | 30.66 | 30.66 | 30.66 | 30.66 | 0 | 0 | 0 | 0 | 0 | 0 | 0 | 0 | 0 | 0 | 0 | 0 | 0 | 0 | 0 | 0 | 0 | 0 | 0 | 0 | 0 | 0
Tier 2 | US | TRE |  |  | 19INR0179 |  | BARRANCA WIND II |  |  | WT | WND |  | Wind | 2020-04-30 |  | 202 | 30.24 | 40.32 | 0 | 30.24 | 30.24 | 30.24 | 30.24 | 30.24 | 30.24 | 30.24 | 30.24 | 30.24 | 30.24 | 0 | 40.32 | 40.32 | 40.32 | 40.32 | 40.32 | 40.32 | 40.32 | 40.32 | 40.32 | 40.32 | 0 | 0 | 0 | 0 | 0 | 0 | 0 | 0 | 0 | 0 | 0 | 0 | 0 | 0 | 0 | 0 | 0 | 0 | 0 | 0 | 0 | 0
Tier 2 | US | TRE |  |  | 19INR0180 |  | FRIENDSWOOD II |  |  | GT | NG |  | Natural Gas and Other Gases | 2020-02-21 |  | 117 | 117 | 117 | 0 | 117 | 117 | 117 | 117 | 117 | 117 | 117 | 117 | 117 | 117 | 0 | 117 | 117 | 117 | 117 | 117 | 117 | 117 | 117 | 117 | 117 | 0 | 0 | 0 | 0 | 0 | 0 | 0 | 0 | 0 | 0 | 0 | 0 | 0 | 0 | 0 | 0 | 0 | 0 | 0 | 0 | 0 | 0
Tier 2 | US | TRE |  |  | 19INR0187 |  | JOHN PAUL JONES |  |  | GT | NG |  | Natural Gas and Other Gases | 2020-05-31 |  | 19 | 18.6 | 18.6 | 0 | 18.6 | 18.6 | 18.6 | 18.6 | 18.6 | 18.6 | 18.6 | 18.6 | 18.6 | 18.6 | 0 | 18.6 | 18.6 | 18.6 | 18.6 | 18.6 | 18.6 | 18.6 | 18.6 | 18.6 | 18.6 | 0 | 0 | 0 | 0 | 0 | 0 | 0 | 0 | 0 | 0 | 0 | 0 | 0 | 0 | 0 | 0 | 0 | 0 | 0 | 0 | 0 | 0
Tier 2 | US | TRE |  |  | 19INR0188 |  | MILLHOUSE STORAGE |  |  | BA | MWH |  | Other | 2020-12-31 |  | 38 | 0 | 0 | 0 | 0 | 0 | 0 | 0 | 0 | 0 | 0 | 0 | 0 | 0 | 0 | 0 | 0 | 0 | 0 | 0 | 0 | 0 | 0 | 0 | 0 | 0 | 0 | 0 | 0 | 0 | 0 | 0 | 0 | 0 | 0 | 0 | 0 | 0 | 0 | 0 | 0 | 0 | 0 | 0 | 0 | 0 | 0
Tier 2 | US | TRE |  |  | 19INR0203 |  | ANGELO SOLAR |  |  | PV | SUN |  | Solar | 2020-12-31 |  | 195 | 144.3 | 23.4 | 0 | 0 | 144.3 | 144.3 | 144.3 | 144.3 | 144.3 | 144.3 | 144.3 | 144.3 | 144.3 | 0 | 0 | 23.4 | 23.4 | 23.4 | 23.4 | 23.4 | 23.4 | 23.4 | 23.4 | 23.4 | 0 | 0 | 0 | 0 | 0 | 0 | 0 | 0 | 0 | 0 | 0 | 0 | 0 | 0 | 0 | 0 | 0 | 0 | 0 | 0 | 0 | 0
Cancelled | US | TRE |  |  | 20INR0005 |  | SHORTHORN 2 SOLAR |  |  | PV | SUN |  | Solar | 2020-10-01 |  | 200 | 148 | 24 | 0 | 0 | 148 | 148 | 148 | 148 | 148 | 148 | 148 | 148 | 148 | 0 | 24 | 24 | 24 | 24 | 24 | 24 | 24 | 24 | 24 | 24 | 0 | 0 | 0 | 0 | 0 | 0 | 0 | 0 | 0 | 0 | 0 | 0 | 0 | 0 | 0 | 0 | 0 | 0 | 0 | 0 | 0 | 0
Tier 2 | US | TRE |  |  | 20INR0012 |  | LUEDERS SOLAR |  |  | PV | SUN |  | Solar | 2020-08-01 |  | 40 | 29.6 | 4.8 | 0 | 0 | 29.6 | 29.6 | 29.6 | 29.6 | 29.6 | 29.6 | 29.6 | 29.6 | 29.6 | 0 | 4.8 | 4.8 | 4.8 | 4.8 | 4.8 | 4.8 | 4.8 | 4.8 | 4.8 | 4.8 | 0 | 0 | 0 | 0 | 0 | 0 | 0 | 0 | 0 | 0 | 0 | 0 | 0 | 0 | 0 | 0 | 0 | 0 | 0 | 0 | 0 | 0
Tier 2 | US | TRE |  |  | 20INR0013 |  | BASALT SOLAR |  |  | PV | SUN |  | Solar | 2020-08-01 |  | 20 | 14.8 | 2.4 | 0 | 0 | 14.8 | 14.8 | 14.8 | 14.8 | 14.8 | 14.8 | 14.8 | 14.8 | 14.8 | 0 | 2.4 | 2.4 | 2.4 | 2.4 | 2.4 | 2.4 | 2.4 | 2.4 | 2.4 | 2.4 | 0 | 0 | 0 | 0 | 0 | 0 | 0 | 0 | 0 | 0 | 0 | 0 | 0 | 0 | 0 | 0 | 0 | 0 | 0 | 0 | 0 | 0
Tier 2 | US | TRE |  |  | 20INR0014 |  | OBSIDIAN SOLAR |  |  | PV | SUN |  | Solar | 2020-08-01 |  | 60 | 44.4 | 7.2 | 0 | 0 | 44.4 | 44.4 | 44.4 | 44.4 | 44.4 | 44.4 | 44.4 | 44.4 | 44.4 | 0 | 7.2 | 7.2 | 7.2 | 7.2 | 7.2 | 7.2 | 7.2 | 7.2 | 7.2 | 7.2 | 0 | 0 | 0 | 0 | 0 | 0 | 0 | 0 | 0 | 0 | 0 | 0 | 0 | 0 | 0 | 0 | 0 | 0 | 0 | 0 | 0 | 0
Tier 2 | US | TRE |  |  | 20INR0015 |  | CITRINE SOLAR |  |  | PV | SUN |  | Solar | 2020-08-01 |  | 45 | 33.3 | 5.4 | 0 | 0 | 33.3 | 33.3 | 33.3 | 33.3 | 33.3 | 33.3 | 33.3 | 33.3 | 33.3 | 0 | 5.4 | 5.4 | 5.4 | 5.4 | 5.4 | 5.4 | 5.4 | 5.4 | 5.4 | 5.4 | 0 | 0 | 0 | 0 | 0 | 0 | 0 | 0 | 0 | 0 | 0 | 0 | 0 | 0 | 0 | 0 | 0 | 0 | 0 | 0 | 0 | 0
Tier 2 | US | TRE |  |  | 20INR0016 |  | OPAL SOLAR |  |  | PV | SUN |  | Solar | 2020-08-01 |  | 45 | 33.3 | 5.4 | 0 | 0 | 33.3 | 33.3 | 33.3 | 33.3 | 33.3 | 33.3 | 33.3 | 33.3 | 33.3 | 0 | 5.4 | 5.4 | 5.4 | 5.4 | 5.4 | 5.4 | 5.4 | 5.4 | 5.4 | 5.4 | 0 | 0 | 0 | 0 | 0 | 0 | 0 | 0 | 0 | 0 | 0 | 0 | 0 | 0 | 0 | 0 | 0 | 0 | 0 | 0 | 0 | 0
Tier 2 | US | TRE |  |  | 20INR0022 |  | SANDINE SOLAR |  |  | PV | SUN |  | Solar | 2020-08-01 |  | 30 | 22.2 | 3.6 | 0 | 0 | 22.2 | 22.2 | 22.2 | 22.2 | 22.2 | 22.2 | 22.2 | 22.2 | 22.2 | 0 | 3.6 | 3.6 | 3.6 | 3.6 | 3.6 | 3.6 | 3.6 | 3.6 | 3.6 | 3.6 | 0 | 0 | 0 | 0 | 0 | 0 | 0 | 0 | 0 | 0 | 0 | 0 | 0 | 0 | 0 | 0 | 0 | 0 | 0 | 0 | 0 | 0
Tier 2 | US | TRE |  |  | 20INR0024 |  | FLUORITE SOLAR |  |  | PV | SUN |  | Solar | 2020-08-01 |  | 25 | 18.5 | 3 | 0 | 0 | 18.5 | 18.5 | 18.5 | 18.5 | 18.5 | 18.5 | 18.5 | 18.5 | 18.5 | 0 | 3 | 3 | 3 | 3 | 3 | 3 | 3 | 3 | 3 | 3 | 0 | 0 | 0 | 0 | 0 | 0 | 0 | 0 | 0 | 0 | 0 | 0 | 0 | 0 | 0 | 0 | 0 | 0 | 0 | 0 | 0 | 0
Tier 2 | US | TRE |  |  | 20INR0026 |  | LONGBOW SOLAR |  |  | PV | SUN |  | Solar | 2020-03-01 |  | 70 | 51.8 | 8.4 | 0 | 51.8 | 51.8 | 51.8 | 51.8 | 51.8 | 51.8 | 51.8 | 51.8 | 51.8 | 51.8 | 0 | 8.4 | 8.4 | 8.4 | 8.4 | 8.4 | 8.4 | 8.4 | 8.4 | 8.4 | 8.4 | 0 | 0 | 0 | 0 | 0 | 0 | 0 | 0 | 0 | 0 | 0 | 0 | 0 | 0 | 0 | 0 | 0 | 0 | 0 | 0 | 0 | 0
Tier 2 | US | TRE |  |  | 20INR0029 |  | LUTUM |  |  | WT | WND |  | Wind | 2021-10-01 |  | 242 | 36.3 | 48.4 | 0 | 0 | 0 | 36.3 | 36.3 | 36.3 | 36.3 | 36.3 | 36.3 | 36.3 | 36.3 | 0 | 0 | 48.4 | 48.4 | 48.4 | 48.4 | 48.4 | 48.4 | 48.4 | 48.4 | 48.4 | 0 | 0 | 0 | 0 | 0 | 0 | 0 | 0 | 0 | 0 | 0 | 0 | 0 | 0 | 0 | 0 | 0 | 0 | 0 | 0 | 0 | 0
Tier 2 | US | TRE |  |  | 20INR0033 |  | ERAWIND |  |  | WT | WND |  | Wind | 2020-10-31 |  | 180 | 27 | 36 | 0 | 0 | 27 | 27 | 27 | 27 | 27 | 27 | 27 | 27 | 27 | 0 | 36 | 36 | 36 | 36 | 36 | 36 | 36 | 36 | 36 | 36 | 0 | 0 | 0 | 0 | 0 | 0 | 0 | 0 | 0 | 0 | 0 | 0 | 0 | 0 | 0 | 0 | 0 | 0 | 0 | 0 | 0 | 0
Tier 2 | US | TRE |  |  | 20INR0035 |  | ANGUS SOLAR |  |  | PV | SUN |  | Solar | 2020-08-31 |  | 113 | 83.62 | 13.56 | 0 | 0 | 83.62 | 83.62 | 83.62 | 83.62 | 83.62 | 83.62 | 83.62 | 83.62 | 83.62 | 0 | 13.56 | 13.56 | 13.56 | 13.56 | 13.56 | 13.56 | 13.56 | 13.56 | 13.56 | 13.56 | 0 | 0 | 0 | 0 | 0 | 0 | 0 | 0 | 0 | 0 | 0 | 0 | 0 | 0 | 0 | 0 | 0 | 0 | 0 | 0 | 0 | 0
Cancelled | US | TRE |  |  | 20INR0036 |  | STILLWATER SOLAR |  |  | PV | SUN |  | Solar | 2020-08-31 |  | 144 | 106.56 | 17.28 | 0 | 0 | 106.56 | 106.56 | 106.56 | 106.56 | 106.56 | 106.56 | 106.56 | 106.56 | 106.56 | 0 | 17.28 | 17.28 | 17.28 | 17.28 | 17.28 | 17.28 | 17.28 | 17.28 | 17.28 | 17.28 | 0 | 0 | 0 | 0 | 0 | 0 | 0 | 0 | 0 | 0 | 0 | 0 | 0 | 0 | 0 | 0 | 0 | 0 | 0 | 0 | 0 | 0
Tier 2 | US | TRE |  |  | 20INR0037 |  | CONIGLIO SOLAR |  |  | PV | SUN |  | Solar | 2020-08-01 |  | 135 | 99.9 | 16.2 | 0 | 0 | 99.9 | 99.9 | 99.9 | 99.9 | 99.9 | 99.9 | 99.9 | 99.9 | 99.9 | 0 | 16.2 | 16.2 | 16.2 | 16.2 | 16.2 | 16.2 | 16.2 | 16.2 | 16.2 | 16.2 | 0 | 0 | 0 | 0 | 0 | 0 | 0 | 0 | 0 | 0 | 0 | 0 | 0 | 0 | 0 | 0 | 0 | 0 | 0 | 0 | 0 | 0
Tier 2 | US | TRE |  |  | 20INR0038 |  | RED MUD CREEK |  |  | WT | WND |  | Wind | 2020-12-31 |  | 201 | 30.15 | 40.2 | 0 | 0 | 30.15 | 30.15 | 30.15 | 30.15 | 30.15 | 30.15 | 30.15 | 30.15 | 30.15 | 0 | 0 | 40.2 | 40.2 | 40.2 | 40.2 | 40.2 | 40.2 | 40.2 | 40.2 | 40.2 | 0 | 0 | 0 | 0 | 0 | 0 | 0 | 0 | 0 | 0 | 0 | 0 | 0 | 0 | 0 | 0 | 0 | 0 | 0 | 0 | 0 | 0
Tier 2 | US | TRE |  |  | 20INR0040 |  | MONTGOMERY RANCH WIND |  |  | WT | WND |  | Wind | 2021-12-15 |  | 200.2 | 30.03 | 40.04 | 0 | 0 | 0 | 30.03 | 30.03 | 30.03 | 30.03 | 30.03 | 30.03 | 30.03 | 30.03 | 0 | 0 | 0 | 40.04 | 40.04 | 40.04 | 40.04 | 40.04 | 40.04 | 40.04 | 40.04 | 0 | 0 | 0 | 0 | 0 | 0 | 0 | 0 | 0 | 0 | 0 | 0 | 0 | 0 | 0 | 0 | 0 | 0 | 0 | 0 | 0 | 0
Tier 2 | US | TRE |  |  | 20INR0043 |  | GULF WIND 2 |  |  | WT | WND |  | Wind | 2020-06-01 |  | 178.6 | 103.588 | 76.798 | 0 | 103.588 | 103.588 | 103.588 | 103.588 | 103.588 | 103.588 | 103.588 | 103.588 | 103.588 | 103.588 | 0 | 76.798 | 76.798 | 76.798 | 76.798 | 76.798 | 76.798 | 76.798 | 76.798 | 76.798 | 76.798 | 0 | 0 | 0 | 0 | 0 | 0 | 0 | 0 | 0 | 0 | 0 | 0 | 0 | 0 | 0 | 0 | 0 | 0 | 0 | 0 | 0 | 0
Tier 2 | US | TRE |  |  | 20INR0044 |  | FRENCH GOLDSTON SOLAR |  |  | PV | SUN |  | Solar | 2021-02-01 |  | 120 | 88.8 | 14.4 | 0 | 0 | 88.8 | 88.8 | 88.8 | 88.8 | 88.8 | 88.8 | 88.8 | 88.8 | 88.8 | 0 | 0 | 14.4 | 14.4 | 14.4 | 14.4 | 14.4 | 14.4 | 14.4 | 14.4 | 14.4 | 0 | 0 | 0 | 0 | 0 | 0 | 0 | 0 | 0 | 0 | 0 | 0 | 0 | 0 | 0 | 0 | 0 | 0 | 0 | 0 | 0 | 0
Tier 2 | US | TRE |  |  | 20INR0048 |  | CENTURY OAK WIND |  |  | WT | WND |  | Wind | 2021-12-01 |  | 126 | 18.9 | 25.2 | 0 | 0 | 0 | 18.9 | 18.9 | 18.9 | 18.9 | 18.9 | 18.9 | 18.9 | 18.9 | 0 | 0 | 25.2 | 25.2 | 25.2 | 25.2 | 25.2 | 25.2 | 25.2 | 25.2 | 25.2 | 0 | 0 | 0 | 0 | 0 | 0 | 0 | 0 | 0 | 0 | 0 | 0 | 0 | 0 | 0 | 0 | 0 | 0 | 0 | 0 | 0 | 0
Tier 2 | US | TRE |  |  | 20INR0050 |  | CASTRO SOLAR |  |  | PV | SUN |  | Solar | 2020-01-01 |  | 212.95 | 157.583 | 25.554 | 0 | 157.583 | 157.583 | 157.583 | 157.583 | 157.583 | 157.583 | 157.583 | 157.583 | 157.583 | 157.583 | 0 | 25.554 | 25.554 | 25.554 | 25.554 | 25.554 | 25.554 | 25.554 | 25.554 | 25.554 | 25.554 | 0 | 0 | 0 | 0 | 0 | 0 | 0 | 0 | 0 | 0 | 0 | 0 | 0 | 0 | 0 | 0 | 0 | 0 | 0 | 0 | 0 | 0
Tier 2 | US | TRE |  |  | 20INR0053 |  | BRAVEPOST SOLAR |  |  | PV | SUN |  | Solar | 2020-12-31 |  | 200 | 148 | 24 | 0 | 0 | 148 | 148 | 148 | 148 | 148 | 148 | 148 | 148 | 148 | 0 | 0 | 24 | 24 | 24 | 24 | 24 | 24 | 24 | 24 | 24 | 0 | 0 | 0 | 0 | 0 | 0 | 0 | 0 | 0 | 0 | 0 | 0 | 0 | 0 | 0 | 0 | 0 | 0 | 0 | 0 | 0 | 0
Tier 2 | US | TRE |  |  | 20INR0055 |  | VAQUERO 2 WIND |  |  | WT | WND |  | Wind | 2020-12-31 |  | 202 | 30.24 | 40.32 | 0 | 0 | 30.24 | 30.24 | 30.24 | 30.24 | 30.24 | 30.24 | 30.24 | 30.24 | 30.24 | 0 | 0 | 40.32 | 40.32 | 40.32 | 40.32 | 40.32 | 40.32 | 40.32 | 40.32 | 40.32 | 0 | 0 | 0 | 0 | 0 | 0 | 0 | 0 | 0 | 0 | 0 | 0 | 0 | 0 | 0 | 0 | 0 | 0 | 0 | 0 | 0 | 0
Tier 2 | US | TRE |  |  | 20INR0061 |  | PFLUGERVILLE 2 SOLAR |  |  | PV | SUN |  | Solar | 2020-12-01 |  | 120 | 88.8 | 14.4 | 0 | 0 | 88.8 | 88.8 | 88.8 | 88.8 | 88.8 | 88.8 | 88.8 | 88.8 | 88.8 | 0 | 14.4 | 14.4 | 14.4 | 14.4 | 14.4 | 14.4 | 14.4 | 14.4 | 14.4 | 14.4 | 0 | 0 | 0 | 0 | 0 | 0 | 0 | 0 | 0 | 0 | 0 | 0 | 0 | 0 | 0 | 0 | 0 | 0 | 0 | 0 | 0 | 0
Tier 2 | US | TRE |  |  | 20INR0068 |  | BLACK JACK CREEK WIND |  |  | WT | WND |  | Wind | 2020-12-31 |  | 239.8 | 35.97 | 47.96 | 0 | 0 | 35.97 | 35.97 | 35.97 | 35.97 | 35.97 | 35.97 | 35.97 | 35.97 | 35.97 | 0 | 0 | 47.96 | 47.96 | 47.96 | 47.96 | 47.96 | 47.96 | 47.96 | 47.96 | 47.96 | 0 | 0 | 0 | 0 | 0 | 0 | 0 | 0 | 0 | 0 | 0 | 0 | 0 | 0 | 0 | 0 | 0 | 0 | 0 | 0 | 0 | 0
Tier 2 | US | TRE |  |  | 20INR0069 |  | DANISH FIELDS SOLAR |  |  | PV | SUN |  | Solar | 2021-02-01 |  | 200 | 148 | 24 | 0 | 0 | 148 | 148 | 148 | 148 | 148 | 148 | 148 | 148 | 148 | 0 | 0 | 24 | 24 | 24 | 24 | 24 | 24 | 24 | 24 | 24 | 0 | 0 | 0 | 0 | 0 | 0 | 0 | 0 | 0 | 0 | 0 | 0 | 0 | 0 | 0 | 0 | 0 | 0 | 0 | 0 | 0 | 0
Tier 2 | US | TRE |  |  | 20INR0070 |  | MONTE BUENO |  |  | WT | WND |  | Wind | 2019-12-31 |  | 201.1 | 30.165 | 40.22 | 0 | 30.165 | 30.165 | 30.165 | 30.165 | 30.165 | 30.165 | 30.165 | 30.165 | 30.165 | 30.165 | 0 | 40.22 | 40.22 | 40.22 | 40.22 | 40.22 | 40.22 | 40.22 | 40.22 | 40.22 | 40.22 | 0 | 0 | 0 | 0 | 0 | 0 | 0 | 0 | 0 | 0 | 0 | 0 | 0 | 0 | 0 | 0 | 0 | 0 | 0 | 0 | 0 | 0
Tier 2 | US | TRE |  |  | 20INR0071 |  | HAVANA WIND |  |  | WT | WND |  | Wind | 2019-12-31 |  | 201.1 | 30.165 | 40.22 | 0 | 30.165 | 30.165 | 30.165 | 30.165 | 30.165 | 30.165 | 30.165 | 30.165 | 30.165 | 30.165 | 0 | 40.22 | 40.22 | 40.22 | 40.22 | 40.22 | 40.22 | 40.22 | 40.22 | 40.22 | 40.22 | 0 | 0 | 0 | 0 | 0 | 0 | 0 | 0 | 0 | 0 | 0 | 0 | 0 | 0 | 0 | 0 | 0 | 0 | 0 | 0 | 0 | 0
Tier 2 | US | TRE |  |  | 20INR0074 |  | PITTS DUDIK SOLAR |  |  | PV | SUN |  | Solar | 2020-09-01 |  | 90 | 66.6 | 10.8 | 0 | 0 | 66.6 | 66.6 | 66.6 | 66.6 | 66.6 | 66.6 | 66.6 | 66.6 | 66.6 | 0 | 10.8 | 10.8 | 10.8 | 10.8 | 10.8 | 10.8 | 10.8 | 10.8 | 10.8 | 10.8 | 0 | 0 | 0 | 0 | 0 | 0 | 0 | 0 | 0 | 0 | 0 | 0 | 0 | 0 | 0 | 0 | 0 | 0 | 0 | 0 | 0 | 0
Tier 2 | US | TRE |  |  | 20INR0075 |  | HOWLE SOLAR |  |  | PV | SUN |  | Solar | 2020-08-01 |  | 75 | 55.5 | 9 | 0 | 0 | 55.5 | 55.5 | 55.5 | 55.5 | 55.5 | 55.5 | 55.5 | 55.5 | 55.5 | 0 | 9 | 9 | 9 | 9 | 9 | 9 | 9 | 9 | 9 | 9 | 0 | 0 | 0 | 0 | 0 | 0 | 0 | 0 | 0 | 0 | 0 | 0 | 0 | 0 | 0 | 0 | 0 | 0 | 0 | 0 | 0 | 0
Tier 2 | US | TRE |  |  | 20INR0080 |  | FRYE SOLAR |  |  | PV | SUN |  | Solar | 2021-06-01 |  | 500 | 370 | 60 | 0 | 0 | 370 | 370 | 370 | 370 | 370 | 370 | 370 | 370 | 370 | 0 | 0 | 60 | 60 | 60 | 60 | 60 | 60 | 60 | 60 | 60 | 0 | 0 | 0 | 0 | 0 | 0 | 0 | 0 | 0 | 0 | 0 | 0 | 0 | 0 | 0 | 0 | 0 | 0 | 0 | 0 | 0 | 0
Tier 2 | US | TRE |  |  | 20INR0081 |  | STRATEGIC ENERGY |  |  | PV | SUN |  | Solar | 2020-11-01 |  | 135 | 99.9 | 16.2 | 0 | 0 | 99.9 | 99.9 | 99.9 | 99.9 | 99.9 | 99.9 | 99.9 | 99.9 | 99.9 | 0 | 16.2 | 16.2 | 16.2 | 16.2 | 16.2 | 16.2 | 16.2 | 16.2 | 16.2 | 16.2 | 0 | 0 | 0 | 0 | 0 | 0 | 0 | 0 | 0 | 0 | 0 | 0 | 0 | 0 | 0 | 0 | 0 | 0 | 0 | 0 | 0 | 0
Tier 2 | US | TRE |  |  | 20INR0082 |  | VISION SOLAR |  |  | PV | SUN |  | Solar | 2020-11-01 |  | 127.2 | 94.128 | 15.264 | 0 | 0 | 94.128 | 94.128 | 94.128 | 94.128 | 94.128 | 94.128 | 94.128 | 94.128 | 94.128 | 0 | 15.264 | 15.264 | 15.264 | 15.264 | 15.264 | 15.264 | 15.264 | 15.264 | 15.264 | 15.264 | 0 | 0 | 0 | 0 | 0 | 0 | 0 | 0 | 0 | 0 | 0 | 0 | 0 | 0 | 0 | 0 | 0 | 0 | 0 | 0 | 0 | 0
Tier 1 | US | TRE |  |  | 20INR0083 |  | BAIRD NORTH WIND |  |  | WT | WND |  | Wind | 2021-06-15 |  | 293.55 | 44.0325 | 58.71 | 0 | 0 | 44.0325 | 44.0325 | 44.0325 | 44.0325 | 44.0325 | 44.0325 | 44.0325 | 44.0325 | 44.0325 | 0 | 0 | 58.71 | 58.71 | 58.71 | 58.71 | 58.71 | 58.71 | 58.71 | 58.71 | 58.71 | 0 | 0 | 0 | 0 | 0 | 0 | 0 | 0 | 0 | 0 | 0 | 0 | 0 | 0 | 0 | 0 | 0 | 0 | 0 | 0 | 0 | 0
Tier 2 | US | TRE |  |  | 20INR0086 |  | ARROYO SOLAR |  |  | PV | SUN |  | Solar | 2020-09-01 |  | 180 | 133.2 | 21.6 | 0 | 0 | 133.2 | 133.2 | 133.2 | 133.2 | 133.2 | 133.2 | 133.2 | 133.2 | 133.2 | 0 | 21.6 | 21.6 | 21.6 | 21.6 | 21.6 | 21.6 | 21.6 | 21.6 | 21.6 | 21.6 | 0 | 0 | 0 | 0 | 0 | 0 | 0 | 0 | 0 | 0 | 0 | 0 | 0 | 0 | 0 | 0 | 0 | 0 | 0 | 0 | 0 | 0
Tier 2 | US | TRE |  |  | 20INR0089 |  | CHISHOLM GRID BATTERY STORAGE |  |  | BA | MWH |  | Other | 2020-03-01 |  | 200 | 0 | 0 | 0 | 0 | 0 | 0 | 0 | 0 | 0 | 0 | 0 | 0 | 0 | 0 | 0 | 0 | 0 | 0 | 0 | 0 | 0 | 0 | 0 | 0 | 0 | 0 | 0 | 0 | 0 | 0 | 0 | 0 | 0 | 0 | 0 | 0 | 0 | 0 | 0 | 0 | 0 | 0 | 0 | 0 | 0 | 0
Tier 2 | US | TRE |  |  | 20INR0096 |  | DESERT ROSE |  |  | PV | SUN |  | Solar | 2020-12-23 |  | 200 | 148 | 24 | 0 | 0 | 148 | 148 | 148 | 148 | 148 | 148 | 148 | 148 | 148 | 0 | 0 | 24 | 24 | 24 | 24 | 24 | 24 | 24 | 24 | 24 | 0 | 0 | 0 | 0 | 0 | 0 | 0 | 0 | 0 | 0 | 0 | 0 | 0 | 0 | 0 | 0 | 0 | 0 | 0 | 0 | 0 | 0
Tier 2 | US | TRE |  |  | 20INR0097 |  | EL SUAZ RANCH |  |  | WT | WND |  | Wind | 2021-09-30 |  | 301.74 | 175.0092 | 129.7482 | 0 | 0 | 0 | 175.0092 | 175.0092 | 175.0092 | 175.0092 | 175.0092 | 175.0092 | 175.0092 | 175.0092 | 0 | 0 | 129.7482 | 129.7482 | 129.7482 | 129.7482 | 129.7482 | 129.7482 | 129.7482 | 129.7482 | 129.7482 | 0 | 0 | 0 | 0 | 0 | 0 | 0 | 0 | 0 | 0 | 0 | 0 | 0 | 0 | 0 | 0 | 0 | 0 | 0 | 0 | 0 | 0
Tier 2 | US | TRE |  |  | 20INR0098 |  | DANCIGER SOLAR |  |  | PV | SUN |  | Solar | 2021-12-31 |  | 200 | 148 | 24 | 0 | 0 | 0 | 148 | 148 | 148 | 148 | 148 | 148 | 148 | 148 | 0 | 0 | 0 | 24 | 24 | 24 | 24 | 24 | 24 | 24 | 24 | 0 | 0 | 0 | 0 | 0 | 0 | 0 | 0 | 0 | 0 | 0 | 0 | 0 | 0 | 0 | 0 | 0 | 0 | 0 | 0 | 0 | 0
Tier 2 | US | TRE |  |  | 20INR0100 |  | WESTORIA STORAGE |  |  | BA | MWH |  | Other | 2021-12-31 |  | 58 | 0 | 0 | 0 | 0 | 0 | 0 | 0 | 0 | 0 | 0 | 0 | 0 | 0 | 0 | 0 | 0 | 0 | 0 | 0 | 0 | 0 | 0 | 0 | 0 | 0 | 0 | 0 | 0 | 0 | 0 | 0 | 0 | 0 | 0 | 0 | 0 | 0 | 0 | 0 | 0 | 0 | 0 | 0 | 0 | 0 | 0
Tier 2 | US | TRE |  |  | 20INR0101 |  | WESTORIA SOLAR |  |  | PV | SUN |  | Solar | 2021-12-31 |  | 200 | 148 | 24 | 0 | 0 | 0 | 148 | 148 | 148 | 148 | 148 | 148 | 148 | 148 | 0 | 0 | 0 | 24 | 24 | 24 | 24 | 24 | 24 | 24 | 24 | 0 | 0 | 0 | 0 | 0 | 0 | 0 | 0 | 0 | 0 | 0 | 0 | 0 | 0 | 0 | 0 | 0 | 0 | 0 | 0 | 0 | 0
Tier 2 | US | TRE |  |  | 20INR0102 |  | ATASCOSA I SOLAR |  |  | PV | SUN |  | Solar | 2020-12-31 |  | 127 | 92.5 | 15.192 | 0 | 0 | 92.5 | 92.5 | 92.5 | 92.5 | 92.5 | 92.5 | 92.5 | 92.5 | 92.5 | 0 | 0 | 15.192 | 15.192 | 15.192 | 15.192 | 15.192 | 15.192 | 15.192 | 15.192 | 15.192 | 0 | 0 | 0 | 0 | 0 | 0 | 0 | 0 | 0 | 0 | 0 | 0 | 0 | 0 | 0 | 0 | 0 | 0 | 0 | 0 | 0 | 0
Tier 2 | US | TRE |  |  | 20INR0104 |  | GOODALTA |  |  | GT | NG |  | Natural Gas and Other Gases | 2021-04-01 |  | 150 | 150 | 150 | 0 | 0 | 150 | 150 | 150 | 150 | 150 | 150 | 150 | 150 | 150 | 0 | 0 | 150 | 150 | 150 | 150 | 150 | 150 | 150 | 150 | 150 | 0 | 0 | 0 | 0 | 0 | 0 | 0 | 0 | 0 | 0 | 0 | 0 | 0 | 0 | 0 | 0 | 0 | 0 | 0 | 0 | 0 | 0
Tier 2 | US | TRE |  |  | 20INR0106 |  | WANG SOLAR |  |  | PV | SUN |  | Solar | 2020-10-01 |  | 120 | 88.8 | 14.4 | 0 | 0 | 88.8 | 88.8 | 88.8 | 88.8 | 88.8 | 88.8 | 88.8 | 88.8 | 88.8 | 0 | 14.4 | 14.4 | 14.4 | 14.4 | 14.4 | 14.4 | 14.4 | 14.4 | 14.4 | 14.4 | 0 | 0 | 0 | 0 | 0 | 0 | 0 | 0 | 0 | 0 | 0 | 0 | 0 | 0 | 0 | 0 | 0 | 0 | 0 | 0 | 0 | 0
Tier 2 | US | TRE |  |  | 20INR0112 |  | WALSTROM |  |  | GT | NG |  | Natural Gas and Other Gases | 2020-05-01 |  | 200 | 200 | 200 | 0 | 200 | 200 | 200 | 200 | 200 | 200 | 200 | 200 | 200 | 200 | 0 | 200 | 200 | 200 | 200 | 200 | 200 | 200 | 200 | 200 | 200 | 0 | 0 | 0 | 0 | 0 | 0 | 0 | 0 | 0 | 0 | 0 | 0 | 0 | 0 | 0 | 0 | 0 | 0 | 0 | 0 | 0 | 0
Tier 2 | US | TRE |  |  | 20INR0116 |  | GUSTY HILL WIND |  |  | WT | WND |  | Wind | 2021-12-31 |  | 350 | 52.5 | 70 | 0 | 0 | 0 | 52.5 | 52.5 | 52.5 | 52.5 | 52.5 | 52.5 | 52.5 | 52.5 | 0 | 0 | 0 | 70 | 70 | 70 | 70 | 70 | 70 | 70 | 70 | 0 | 0 | 0 | 0 | 0 | 0 | 0 | 0 | 0 | 0 | 0 | 0 | 0 | 0 | 0 | 0 | 0 | 0 | 0 | 0 | 0 | 0
Tier 2 | US | TRE |  |  | 20INR0119 |  | AZURE SKY WIND 1 |  |  | WT | WND |  | Wind | 2020-09-30 |  | 350 | 52.5 | 70 | 0 | 0 | 52.5 | 52.5 | 52.5 | 52.5 | 52.5 | 52.5 | 52.5 | 52.5 | 52.5 | 0 | 70 | 70 | 70 | 70 | 70 | 70 | 70 | 70 | 70 | 70 | 0 | 0 | 0 | 0 | 0 | 0 | 0 | 0 | 0 | 0 | 0 | 0 | 0 | 0 | 0 | 0 | 0 | 0 | 0 | 0 | 0 | 0
Tier 2 | US | TRE |  |  | 20INR0120 |  | AZURE SKY WIND 2 |  |  | WT | WND |  | Wind | 2021-12-31 |  | 350 | 52.5 | 70 | 0 | 0 | 0 | 52.5 | 52.5 | 52.5 | 52.5 | 52.5 | 52.5 | 52.5 | 52.5 | 0 | 0 | 0 | 70 | 70 | 70 | 70 | 70 | 70 | 70 | 70 | 0 | 0 | 0 | 0 | 0 | 0 | 0 | 0 | 0 | 0 | 0 | 0 | 0 | 0 | 0 | 0 | 0 | 0 | 0 | 0 | 0 | 0
Tier 2 | US | TRE |  |  | 20INR0126 |  | ROBLES SOLAR |  |  | PV | SUN |  | Solar | 2020-12-31 |  | 200 | 148 | 24 | 0 | 0 | 148 | 148 | 148 | 148 | 148 | 148 | 148 | 148 | 148 | 0 | 0 | 24 | 24 | 24 | 24 | 24 | 24 | 24 | 24 | 24 | 0 | 0 | 0 | 0 | 0 | 0 | 0 | 0 | 0 | 0 | 0 | 0 | 0 | 0 | 0 | 0 | 0 | 0 | 0 | 0 | 0 | 0
Tier 2 | US | TRE |  |  | 20INR0128 |  | EK TIPTON SOLAR |  |  | PV | SUN |  | Solar | 2020-12-31 |  | 100 | 74 | 12 | 0 | 0 | 74 | 74 | 74 | 74 | 74 | 74 | 74 | 74 | 74 | 0 | 0 | 12 | 12 | 12 | 12 | 12 | 12 | 12 | 12 | 12 | 0 | 0 | 0 | 0 | 0 | 0 | 0 | 0 | 0 | 0 | 0 | 0 | 0 | 0 | 0 | 0 | 0 | 0 | 0 | 0 | 0 | 0
Tier 2 | US | TRE |  |  | 20INR0129 |  | FOXTROT WIND |  |  | WT | WND |  | Wind | 2020-12-01 |  | 504 | 75.6 | 100.8 | 0 | 0 | 75.6 | 75.6 | 75.6 | 75.6 | 75.6 | 75.6 | 75.6 | 75.6 | 75.6 | 0 | 100.8 | 100.8 | 100.8 | 100.8 | 100.8 | 100.8 | 100.8 | 100.8 | 100.8 | 100.8 | 0 | 0 | 0 | 0 | 0 | 0 | 0 | 0 | 0 | 0 | 0 | 0 | 0 | 0 | 0 | 0 | 0 | 0 | 0 | 0 | 0 | 0
Tier 2 | US | TRE |  |  | 20INR0130 |  | RAMSEY SOLAR |  |  | PV | SUN |  | Solar | 2020-06-01 |  | 514 | 380.36 | 61.68 | 0 | 380.36 | 380.36 | 380.36 | 380.36 | 380.36 | 380.36 | 380.36 | 380.36 | 380.36 | 380.36 | 0 | 61.68 | 61.68 | 61.68 | 61.68 | 61.68 | 61.68 | 61.68 | 61.68 | 61.68 | 61.68 | 0 | 0 | 0 | 0 | 0 | 0 | 0 | 0 | 0 | 0 | 0 | 0 | 0 | 0 | 0 | 0 | 0 | 0 | 0 | 0 | 0 | 0
Tier 2 | US | TRE |  |  | 20INR0132 |  | ALTAJAC |  |  | GT | NG |  | Natural Gas and Other Gases | 2021-04-01 |  | 150 | 150 | 150 | 0 | 0 | 150 | 150 | 150 | 150 | 150 | 150 | 150 | 150 | 150 | 0 | 0 | 150 | 150 | 150 | 150 | 150 | 150 | 150 | 150 | 150 | 0 | 0 | 0 | 0 | 0 | 0 | 0 | 0 | 0 | 0 | 0 | 0 | 0 | 0 | 0 | 0 | 0 | 0 | 0 | 0 | 0 | 0
Tier 2 | US | TRE |  |  | 20INR0133 |  | THICKGRASS SOLAR |  |  | PV | SUN |  | Solar | 2020-06-30 |  | 148.7 | 110.038 | 17.844 | 0 | 110.038 | 110.038 | 110.038 | 110.038 | 110.038 | 110.038 | 110.038 | 110.038 | 110.038 | 110.038 | 0 | 17.844 | 17.844 | 17.844 | 17.844 | 17.844 | 17.844 | 17.844 | 17.844 | 17.844 | 17.844 | 0 | 0 | 0 | 0 | 0 | 0 | 0 | 0 | 0 | 0 | 0 | 0 | 0 | 0 | 0 | 0 | 0 | 0 | 0 | 0 | 0 | 0
Tier 2 | US | TRE |  |  | 20INR0134 |  | HALF MOON SOLAR |  |  | PV | SUN |  | Solar | 2020-12-31 |  | 151.2 | 111.888 | 18.144 | 0 | 0 | 111.888 | 111.888 | 111.888 | 111.888 | 111.888 | 111.888 | 111.888 | 111.888 | 111.888 | 0 | 0 | 18.144 | 18.144 | 18.144 | 18.144 | 18.144 | 18.144 | 18.144 | 18.144 | 18.144 | 0 | 0 | 0 | 0 | 0 | 0 | 0 | 0 | 0 | 0 | 0 | 0 | 0 | 0 | 0 | 0 | 0 | 0 | 0 | 0 | 0 | 0
Tier 2 | US | TRE |  |  | 20INR0135 |  | HALF MOON BATTERY |  |  | BA | MWH |  | Other | 2020-12-31 |  | 30.2 | 0 | 0 | 0 | 0 | 0 | 0 | 0 | 0 | 0 | 0 | 0 | 0 | 0 | 0 | 0 | 0 | 0 | 0 | 0 | 0 | 0 | 0 | 0 | 0 | 0 | 0 | 0 | 0 | 0 | 0 | 0 | 0 | 0 | 0 | 0 | 0 | 0 | 0 | 0 | 0 | 0 | 0 | 0 | 0 | 0 | 0
Tier 2 | US | TRE |  |  | 20INR0142 |  | AJAX WIND |  |  | WT | WND |  | Wind | 2021-12-01 |  | 630 | 94.5 | 126 | 0 | 0 | 0 | 94.5 | 94.5 | 94.5 | 94.5 | 94.5 | 94.5 | 94.5 | 94.5 | 0 | 0 | 126 | 126 | 126 | 126 | 126 | 126 | 126 | 126 | 126 | 0 | 0 | 0 | 0 | 0 | 0 | 0 | 0 | 0 | 0 | 0 | 0 | 0 | 0 | 0 | 0 | 0 | 0 | 0 | 0 | 0 | 0
Tier 2 | US | TRE |  |  | 20INR0144 |  | LONGBOW STORAGE |  |  | BA | MWH |  | Other | 2020-03-01 |  | 35 | 0 | 0 | 0 | 0 | 0 | 0 | 0 | 0 | 0 | 0 | 0 | 0 | 0 | 0 | 0 | 0 | 0 | 0 | 0 | 0 | 0 | 0 | 0 | 0 | 0 | 0 | 0 | 0 | 0 | 0 | 0 | 0 | 0 | 0 | 0 | 0 | 0 | 0 | 0 | 0 | 0 | 0 | 0 | 0 | 0 | 0
Tier 2 | US | TRE |  |  | 20INR0146 |  | ANGUS STORAGE |  |  | BA | MWH |  | Other | 2020-08-31 |  | 63 | 0 | 0 | 0 | 0 | 0 | 0 | 0 | 0 | 0 | 0 | 0 | 0 | 0 | 0 | 0 | 0 | 0 | 0 | 0 | 0 | 0 | 0 | 0 | 0 | 0 | 0 | 0 | 0 | 0 | 0 | 0 | 0 | 0 | 0 | 0 | 0 | 0 | 0 | 0 | 0 | 0 | 0 | 0 | 0 | 0 | 0
Tier 2 | US | TRE |  |  | 20INR0147 |  | STILLWATER STORAGE |  |  | BA | MWH |  | Other | 2020-08-31 |  | 72 | 0 | 0 | 0 | 0 | 0 | 0 | 0 | 0 | 0 | 0 | 0 | 0 | 0 | 0 | 0 | 0 | 0 | 0 | 0 | 0 | 0 | 0 | 0 | 0 | 0 | 0 | 0 | 0 | 0 | 0 | 0 | 0 | 0 | 0 | 0 | 0 | 0 | 0 | 0 | 0 | 0 | 0 | 0 | 0 | 0 | 0
Tier 2 | US | TRE |  |  | 20INR0150 |  | ROBLES STORAGE |  |  | BA | MWH |  | Other | 2020-12-31 |  | 100 | 0 | 0 | 0 | 0 | 0 | 0 | 0 | 0 | 0 | 0 | 0 | 0 | 0 | 0 | 0 | 0 | 0 | 0 | 0 | 0 | 0 | 0 | 0 | 0 | 0 | 0 | 0 | 0 | 0 | 0 | 0 | 0 | 0 | 0 | 0 | 0 | 0 | 0 | 0 | 0 | 0 | 0 | 0 | 0 | 0 | 0
Tier 2 | US | TRE |  |  | 20INR0153 |  | TIGER WIND |  |  | WT | WND |  | Wind | 2020-12-01 |  | 300 | 45 | 60 | 0 | 0 | 45 | 45 | 45 | 45 | 45 | 45 | 45 | 45 | 45 | 0 | 60 | 60 | 60 | 60 | 60 | 60 | 60 | 60 | 60 | 60 | 0 | 0 | 0 | 0 | 0 | 0 | 0 | 0 | 0 | 0 | 0 | 0 | 0 | 0 | 0 | 0 | 0 | 0 | 0 | 0 | 0 | 0
Tier 2 | US | TRE |  |  | 20INR0155 |  | PEYTON CREEK WIND II |  |  | WT | WND |  | Wind | 2020-12-01 |  | 242 | 140.36 | 104.06 | 0 | 0 | 140.36 | 140.36 | 140.36 | 140.36 | 140.36 | 140.36 | 140.36 | 140.36 | 140.36 | 0 | 104.06 | 104.06 | 104.06 | 104.06 | 104.06 | 104.06 | 104.06 | 104.06 | 104.06 | 104.06 | 0 | 0 | 0 | 0 | 0 | 0 | 0 | 0 | 0 | 0 | 0 | 0 | 0 | 0 | 0 | 0 | 0 | 0 | 0 | 0 | 0 | 0
Tier 2 | US | TRE |  |  | 20INR0162 |  | DIAMONDBACK SOLAR |  |  | PV | SUN |  | Solar | 2020-12-31 |  | 201.6 | 149.184 | 24.192 | 0 | 0 | 149.184 | 149.184 | 149.184 | 149.184 | 149.184 | 149.184 | 149.184 | 149.184 | 149.184 | 0 | 0 | 24.192 | 24.192 | 24.192 | 24.192 | 24.192 | 24.192 | 24.192 | 24.192 | 24.192 | 0 | 0 | 0 | 0 | 0 | 0 | 0 | 0 | 0 | 0 | 0 | 0 | 0 | 0 | 0 | 0 | 0 | 0 | 0 | 0 | 0 | 0
Tier 2 | US | TRE |  |  | 20INR0164 |  | NEELEY SOLAR |  |  | PV | SUN |  | Solar | 2021-04-01 |  | 175 | 129.5 | 21 | 0 | 0 | 129.5 | 129.5 | 129.5 | 129.5 | 129.5 | 129.5 | 129.5 | 129.5 | 129.5 | 0 | 0 | 21 | 21 | 21 | 21 | 21 | 21 | 21 | 21 | 21 | 0 | 0 | 0 | 0 | 0 | 0 | 0 | 0 | 0 | 0 | 0 | 0 | 0 | 0 | 0 | 0 | 0 | 0 | 0 | 0 | 0 | 0
Tier 2 | US | TRE |  |  | 20INR0202 |  | OWENS SOLAR |  |  | PV | SUN |  | Solar | 2021-05-01 |  | 200 | 148 | 24 | 0 | 0 | 148 | 148 | 148 | 148 | 148 | 148 | 148 | 148 | 148 | 0 | 0 | 24 | 24 | 24 | 24 | 24 | 24 | 24 | 24 | 24 | 0 | 0 | 0 | 0 | 0 | 0 | 0 | 0 | 0 | 0 | 0 | 0 | 0 | 0 | 0 | 0 | 0 | 0 | 0 | 0 | 0 | 0
Tier 2 | US | TRE |  |  | 20INR0204 |  | BLUE BELL SOLAR II |  |  | PV | SUN |  | Solar | 2020-07-31 |  | 101.25 | 74.925 | 12.15 | 0 | 0 | 74.925 | 74.925 | 74.925 | 74.925 | 74.925 | 74.925 | 74.925 | 74.925 | 74.925 | 0 | 12.15 | 12.15 | 12.15 | 12.15 | 12.15 | 12.15 | 12.15 | 12.15 | 12.15 | 12.15 | 0 | 0 | 0 | 0 | 0 | 0 | 0 | 0 | 0 | 0 | 0 | 0 | 0 | 0 | 0 | 0 | 0 | 0 | 0 | 0 | 0 | 0
Tier 2 | US | TRE |  |  | 20INR0205 |  | ROSELAND |  |  | PV | SUN |  | Solar | 2021-06-01 |  | 500 | 370 | 60 | 0 | 0 | 370 | 370 | 370 | 370 | 370 | 370 | 370 | 370 | 370 | 0 | 0 | 60 | 60 | 60 | 60 | 60 | 60 | 60 | 60 | 60 | 0 | 0 | 0 | 0 | 0 | 0 | 0 | 0 | 0 | 0 | 0 | 0 | 0 | 0 | 0 | 0 | 0 | 0 | 0 | 0 | 0 | 0
Tier 2 | US | TRE |  |  | 20INR0206 |  | PES1 |  |  | GT | NG |  | Natural Gas and Other Gases | 2020-06-01 |  | 484 | 484 | 484 | 0 | 484 | 484 | 484 | 484 | 484 | 484 | 484 | 484 | 484 | 484 | 0 | 484 | 484 | 484 | 484 | 484 | 484 | 484 | 484 | 484 | 484 | 0 | 0 | 0 | 0 | 0 | 0 | 0 | 0 | 0 | 0 | 0 | 0 | 0 | 0 | 0 | 0 | 0 | 0 | 0 | 0 | 0 | 0
Tier 2 | US | TRE |  |  | 20INR0210 |  | HOPKINS |  |  | PV | SUN |  | Solar | 2021-06-30 |  | 320 | 236.8 | 38.4 | 0 | 0 | 236.8 | 236.8 | 236.8 | 236.8 | 236.8 | 236.8 | 236.8 | 236.8 | 236.8 | 0 | 0 | 38.4 | 38.4 | 38.4 | 38.4 | 38.4 | 38.4 | 38.4 | 38.4 | 38.4 | 0 | 0 | 0 | 0 | 0 | 0 | 0 | 0 | 0 | 0 | 0 | 0 | 0 | 0 | 0 | 0 | 0 | 0 | 0 | 0 | 0 | 0
Tier 2 | US | TRE |  |  | 20INR0211 |  | AVOCET |  |  | GT | NG |  | Natural Gas and Other Gases | 2020-05-01 |  | 150 | 150 | 150 | 0 | 150 | 150 | 150 | 150 | 150 | 150 | 150 | 150 | 150 | 150 | 0 | 150 | 150 | 150 | 150 | 150 | 150 | 150 | 150 | 150 | 150 | 0 | 0 | 0 | 0 | 0 | 0 | 0 | 0 | 0 | 0 | 0 | 0 | 0 | 0 | 0 | 0 | 0 | 0 | 0 | 0 | 0 | 0
Tier 2 | US | TRE |  |  | 20INR0213 |  | BRUSHY CREEK SOLAR |  |  | PV | SUN |  | Solar | 2020-06-30 |  | 125 | 92.5 | 15 | 0 | 92.5 | 92.5 | 92.5 | 92.5 | 92.5 | 92.5 | 92.5 | 92.5 | 92.5 | 92.5 | 0 | 15 | 15 | 15 | 15 | 15 | 15 | 15 | 15 | 15 | 15 | 0 | 0 | 0 | 0 | 0 | 0 | 0 | 0 | 0 | 0 | 0 | 0 | 0 | 0 | 0 | 0 | 0 | 0 | 0 | 0 | 0 | 0
Tier 2 | US | TRE |  |  | 20INR0214 |  | NOBLE SOLAR |  |  | PV | SUN |  | Solar | 2020-12-01 |  | 300 | 222 | 36 | 0 | 0 | 222 | 222 | 222 | 222 | 222 | 222 | 222 | 222 | 222 | 0 | 36 | 36 | 36 | 36 | 36 | 36 | 36 | 36 | 36 | 36 | 0 | 0 | 0 | 0 | 0 | 0 | 0 | 0 | 0 | 0 | 0 | 0 | 0 | 0 | 0 | 0 | 0 | 0 | 0 | 0 | 0 | 0
Tier 2 | US | TRE |  |  | 20INR0215 |  | DOUBLE R SOLAR |  |  | PV | SUN |  | Solar | 2021-07-01 |  | 280 | 207.2 | 33.6 | 0 | 0 | 207.2 | 207.2 | 207.2 | 207.2 | 207.2 | 207.2 | 207.2 | 207.2 | 207.2 | 0 | 0 | 33.6 | 33.6 | 33.6 | 33.6 | 33.6 | 33.6 | 33.6 | 33.6 | 33.6 | 0 | 0 | 0 | 0 | 0 | 0 | 0 | 0 | 0 | 0 | 0 | 0 | 0 | 0 | 0 | 0 | 0 | 0 | 0 | 0 | 0 | 0
Tier 2 | US | TRE |  |  | 20INR0216 |  | STARR SOLAR RANCH |  |  | PV | SUN |  | Solar | 2020-10-01 |  | 135.99 | 100.6326 | 16.3188 | 0 | 0 | 100.6326 | 100.6326 | 100.6326 | 100.6326 | 100.6326 | 100.6326 | 100.6326 | 100.6326 | 100.6326 | 0 | 16.3188 | 16.3188 | 16.3188 | 16.3188 | 16.3188 | 16.3188 | 16.3188 | 16.3188 | 16.3188 | 16.3188 | 0 | 0 | 0 | 0 | 0 | 0 | 0 | 0 | 0 | 0 | 0 | 0 | 0 | 0 | 0 | 0 | 0 | 0 | 0 | 0 | 0 | 0
Tier 2 | US | TRE |  |  | 20INR0219 |  | EUNICE SOLAR |  |  | PV | SUN |  | Solar | 2020-12-31 |  | 403.8 | 298.812 | 48.456 | 0 | 0 | 298.812 | 298.812 | 298.812 | 298.812 | 298.812 | 298.812 | 298.812 | 298.812 | 298.812 | 0 | 0 | 48.456 | 48.456 | 48.456 | 48.456 | 48.456 | 48.456 | 48.456 | 48.456 | 48.456 | 0 | 0 | 0 | 0 | 0 | 0 | 0 | 0 | 0 | 0 | 0 | 0 | 0 | 0 | 0 | 0 | 0 | 0 | 0 | 0 | 0 | 0
Tier 2 | US | TRE |  |  | 20INR0220 |  | EUNICE STORAGE |  |  | BA | MWH |  | Other | 2020-12-31 |  | 40.26 | 0 | 0 | 0 | 0 | 0 | 0 | 0 | 0 | 0 | 0 | 0 | 0 | 0 | 0 | 0 | 0 | 0 | 0 | 0 | 0 | 0 | 0 | 0 | 0 | 0 | 0 | 0 | 0 | 0 | 0 | 0 | 0 | 0 | 0 | 0 | 0 | 0 | 0 | 0 | 0 | 0 | 0 | 0 | 0 | 0 | 0
Tier 2 | US | TRE |  |  | 20INR0221 |  | BRAES POWER PLANT |  |  | GT | NG |  | Natural Gas and Other Gases | 2020-06-01 |  | 484 | 484 | 484 | 0 | 484 | 484 | 484 | 484 | 484 | 484 | 484 | 484 | 484 | 484 | 0 | 484 | 484 | 484 | 484 | 484 | 484 | 484 | 484 | 484 | 484 | 0 | 0 | 0 | 0 | 0 | 0 | 0 | 0 | 0 | 0 | 0 | 0 | 0 | 0 | 0 | 0 | 0 | 0 | 0 | 0 | 0 | 0
Tier 2 | US | TRE |  |  | 20INR0222 |  | TYSON NICK SOLAR |  |  | PV | SUN |  | Solar | 2021-05-01 |  | 90 | 66.6 | 10.8 | 0 | 0 | 66.6 | 66.6 | 66.6 | 66.6 | 66.6 | 66.6 | 66.6 | 66.6 | 66.6 | 0 | 0 | 10.8 | 10.8 | 10.8 | 10.8 | 10.8 | 10.8 | 10.8 | 10.8 | 10.8 | 0 | 0 | 0 | 0 | 0 | 0 | 0 | 0 | 0 | 0 | 0 | 0 | 0 | 0 | 0 | 0 | 0 | 0 | 0 | 0 | 0 | 0
Tier 2 | US | TRE |  |  | 20INR0226 |  | TIMBERWOLF POI A |  |  | PV | SUN |  | Solar | 2021-05-01 |  | 70 | 51.8 | 8.4 | 0 | 0 | 51.8 | 51.8 | 51.8 | 51.8 | 51.8 | 51.8 | 51.8 | 51.8 | 51.8 | 0 | 0 | 8.4 | 8.4 | 8.4 | 8.4 | 8.4 | 8.4 | 8.4 | 8.4 | 8.4 | 0 | 0 | 0 | 0 | 0 | 0 | 0 | 0 | 0 | 0 | 0 | 0 | 0 | 0 | 0 | 0 | 0 | 0 | 0 | 0 | 0 | 0
Tier 2 | US | TRE |  |  | 20INR0230 |  | MARKUM SOLAR |  |  | PV | SUN |  | Solar | 2021-05-01 |  | 134.89 | 99.8186 | 16.1868 | 0 | 0 | 99.8186 | 99.8186 | 99.8186 | 99.8186 | 99.8186 | 99.8186 | 99.8186 | 99.8186 | 99.8186 | 0 | 0 | 16.1868 | 16.1868 | 16.1868 | 16.1868 | 16.1868 | 16.1868 | 16.1868 | 16.1868 | 16.1868 | 0 | 0 | 0 | 0 | 0 | 0 | 0 | 0 | 0 | 0 | 0 | 0 | 0 | 0 | 0 | 0 | 0 | 0 | 0 | 0 | 0 | 0
Tier 2 | US | TRE |  |  | 20INR0231 |  | TOPAZ POWER PLANT |  |  | GT | NG |  | Natural Gas and Other Gases | 2020-06-01 |  | 605 | 605 | 605 | 0 | 605 | 605 | 605 | 605 | 605 | 605 | 605 | 605 | 605 | 605 | 0 | 605 | 605 | 605 | 605 | 605 | 605 | 605 | 605 | 605 | 605 | 0 | 0 | 0 | 0 | 0 | 0 | 0 | 0 | 0 | 0 | 0 | 0 | 0 | 0 | 0 | 0 | 0 | 0 | 0 | 0 | 0 | 0
Tier 2 | US | TRE |  |  | 20INR0233 |  | IMPALA FLATS WIND |  |  | WT | WND |  | Wind | 2020-11-01 |  | 282 | 42.3 | 56.4 | 0 | 0 | 42.3 | 42.3 | 42.3 | 42.3 | 42.3 | 42.3 | 42.3 | 42.3 | 42.3 | 0 | 56.4 | 56.4 | 56.4 | 56.4 | 56.4 | 56.4 | 56.4 | 56.4 | 56.4 | 56.4 | 0 | 0 | 0 | 0 | 0 | 0 | 0 | 0 | 0 | 0 | 0 | 0 | 0 | 0 | 0 | 0 | 0 | 0 | 0 | 0 | 0 | 0
Tier 2 | US | TRE |  |  | 20INR0235 |  | KNICKERBOCKER ROAD SOLAR |  |  | PV | SUN |  | Solar | 2020-11-30 |  | 200 | 148 | 24 | 0 | 0 | 148 | 148 | 148 | 148 | 148 | 148 | 148 | 148 | 148 | 0 | 24 | 24 | 24 | 24 | 24 | 24 | 24 | 24 | 24 | 24 | 0 | 0 | 0 | 0 | 0 | 0 | 0 | 0 | 0 | 0 | 0 | 0 | 0 | 0 | 0 | 0 | 0 | 0 | 0 | 0 | 0 | 0
Tier 2 | US | TRE |  |  | 20INR0238 |  | SPACE CITY STORAGE |  |  | BA | MWH |  | Other | 2021-12-01 |  | 50 | 0 | 0 | 0 | 0 | 0 | 0 | 0 | 0 | 0 | 0 | 0 | 0 | 0 | 0 | 0 | 0 | 0 | 0 | 0 | 0 | 0 | 0 | 0 | 0 | 0 | 0 | 0 | 0 | 0 | 0 | 0 | 0 | 0 | 0 | 0 | 0 | 0 | 0 | 0 | 0 | 0 | 0 | 0 | 0 | 0 | 0
Tier 2 | US | TRE |  |  | 20INR0241 |  | CROWDED STAR SOLAR |  |  | PV | SUN |  | Solar | 2021-07-02 |  | 400 | 296 | 48 | 0 | 0 | 296 | 296 | 296 | 296 | 296 | 296 | 296 | 296 | 296 | 0 | 0 | 48 | 48 | 48 | 48 | 48 | 48 | 48 | 48 | 48 | 0 | 0 | 0 | 0 | 0 | 0 | 0 | 0 | 0 | 0 | 0 | 0 | 0 | 0 | 0 | 0 | 0 | 0 | 0 | 0 | 0 | 0
Tier 2 | US | TRE |  |  | 20INR0242 |  | ANSON SOLAR CENTER, PHASE II |  |  | PV | SUN |  | Solar | 2020-12-31 |  | 200 | 148 | 24 | 0 | 0 | 148 | 148 | 148 | 148 | 148 | 148 | 148 | 148 | 148 | 0 | 0 | 24 | 24 | 24 | 24 | 24 | 24 | 24 | 24 | 24 | 0 | 0 | 0 | 0 | 0 | 0 | 0 | 0 | 0 | 0 | 0 | 0 | 0 | 0 | 0 | 0 | 0 | 0 | 0 | 0 | 0 | 0
Tier 2 | US | TRE |  |  | 20INR0246 |  | RYAN ENERGY STORAGE |  |  | BA | MWH |  | Other | 2020-08-31 |  | 47.12 | 0 | 0 | 0 | 0 | 0 | 0 | 0 | 0 | 0 | 0 | 0 | 0 | 0 | 0 | 0 | 0 | 0 | 0 | 0 | 0 | 0 | 0 | 0 | 0 | 0 | 0 | 0 | 0 | 0 | 0 | 0 | 0 | 0 | 0 | 0 | 0 | 0 | 0 | 0 | 0 | 0 | 0 | 0 | 0 | 0 | 0
Tier 2 | US | TRE |  |  | 20INR0247 |  | WATER VALLEY WIND ENERGY |  |  | WT | WND |  | Wind | 2021-10-31 |  | 150 | 22.5 | 30 | 0 | 0 | 0 | 22.5 | 22.5 | 22.5 | 22.5 | 22.5 | 22.5 | 22.5 | 22.5 | 0 | 0 | 30 | 30 | 30 | 30 | 30 | 30 | 30 | 30 | 30 | 0 | 0 | 0 | 0 | 0 | 0 | 0 | 0 | 0 | 0 | 0 | 0 | 0 | 0 | 0 | 0 | 0 | 0 | 0 | 0 | 0 | 0
Tier 2 | US | TRE |  |  | 20INR0249 |  | APPALOOSA RUN RENEWABLE ENERGY PROJECT |  |  | WT | WND |  | Wind | 2021-10-31 |  | 175 | 26.25 | 35 | 0 | 0 | 0 | 26.25 | 26.25 | 26.25 | 26.25 | 26.25 | 26.25 | 26.25 | 26.25 | 0 | 0 | 35 | 35 | 35 | 35 | 35 | 35 | 35 | 35 | 35 | 0 | 0 | 0 | 0 | 0 | 0 | 0 | 0 | 0 | 0 | 0 | 0 | 0 | 0 | 0 | 0 | 0 | 0 | 0 | 0 | 0 | 0
Tier 2 | US | TRE |  |  | 20INR0250 |  | AGUAYO WIND |  |  | WT | WND |  | Wind | 2020-11-15 |  | 196 | 29.4 | 39.2 | 0 | 0 | 29.4 | 29.4 | 29.4 | 29.4 | 29.4 | 29.4 | 29.4 | 29.4 | 29.4 | 0 | 39.2 | 39.2 | 39.2 | 39.2 | 39.2 | 39.2 | 39.2 | 39.2 | 39.2 | 39.2 | 0 | 0 | 0 | 0 | 0 | 0 | 0 | 0 | 0 | 0 | 0 | 0 | 0 | 0 | 0 | 0 | 0 | 0 | 0 | 0 | 0 | 0
Tier 2 | US | TRE |  |  | 20INR0252 |  | TOLAND POWER PLANT |  |  | GT | NG |  | Natural Gas and Other Gases | 2020-06-01 |  | 363 | 363 | 363 | 0 | 363 | 363 | 363 | 363 | 363 | 363 | 363 | 363 | 363 | 363 | 0 | 363 | 363 | 363 | 363 | 363 | 363 | 363 | 363 | 363 | 363 | 0 | 0 | 0 | 0 | 0 | 0 | 0 | 0 | 0 | 0 | 0 | 0 | 0 | 0 | 0 | 0 | 0 | 0 | 0 | 0 | 0 | 0
Tier 2 | US | TRE |  |  | 20INR0254 |  | GREASEWOOD II |  |  | PV | SUN |  | Solar | 2020-09-30 |  | 55 | 40.7 | 6.6 | 0 | 0 | 40.7 | 40.7 | 40.7 | 40.7 | 40.7 | 40.7 | 40.7 | 40.7 | 40.7 | 0 | 6.6 | 6.6 | 6.6 | 6.6 | 6.6 | 6.6 | 6.6 | 6.6 | 6.6 | 6.6 | 0 | 0 | 0 | 0 | 0 | 0 | 0 | 0 | 0 | 0 | 0 | 0 | 0 | 0 | 0 | 0 | 0 | 0 | 0 | 0 | 0 | 0
Tier 2 | US | TRE |  |  | 20INR0255 |  | DAWN SOLAR |  |  | PV | SUN |  | Solar | 2021-12-21 |  | 515.66 | 381.5884 | 61.8792 | 0 | 0 | 0 | 381.5884 | 381.5884 | 381.5884 | 381.5884 | 381.5884 | 381.5884 | 381.5884 | 381.5884 | 0 | 0 | 0 | 61.8792 | 61.8792 | 61.8792 | 61.8792 | 61.8792 | 61.8792 | 61.8792 | 61.8792 | 0 | 0 | 0 | 0 | 0 | 0 | 0 | 0 | 0 | 0 | 0 | 0 | 0 | 0 | 0 | 0 | 0 | 0 | 0 | 0 | 0 | 0
Tier 2 | US | TRE |  |  | 20INR0261 |  | KELLAM SOLAR |  |  | PV | SUN |  | Solar | 2020-05-30 |  | 100 | 74 | 12 | 0 | 74 | 74 | 74 | 74 | 74 | 74 | 74 | 74 | 74 | 74 | 0 | 12 | 12 | 12 | 12 | 12 | 12 | 12 | 12 | 12 | 12 | 0 | 0 | 0 | 0 | 0 | 0 | 0 | 0 | 0 | 0 | 0 | 0 | 0 | 0 | 0 | 0 | 0 | 0 | 0 | 0 | 0 | 0
Tier 2 | US | TRE |  |  | 21INR0007 |  | DEEPWATER |  |  | GT | NG |  | Natural Gas and Other Gases | 2021-04-30 |  | 462.2 | 462.2 | 462.2 | 0 | 0 | 462.2 | 462.2 | 462.2 | 462.2 | 462.2 | 462.2 | 462.2 | 462.2 | 462.2 | 0 | 0 | 462.2 | 462.2 | 462.2 | 462.2 | 462.2 | 462.2 | 462.2 | 462.2 | 462.2 | 0 | 0 | 0 | 0 | 0 | 0 | 0 | 0 | 0 | 0 | 0 | 0 | 0 | 0 | 0 | 0 | 0 | 0 | 0 | 0 | 0 | 0
Tier 2 | US | TRE |  |  | 21INR0008 |  | SAMSON SOLAR |  |  | PV | SUN |  | Solar | 2021-12-31 |  | 200 | 148 | 24 | 0 | 0 | 0 | 148 | 148 | 148 | 148 | 148 | 148 | 148 | 148 | 0 | 0 | 0 | 24 | 24 | 24 | 24 | 24 | 24 | 24 | 24 | 0 | 0 | 0 | 0 | 0 | 0 | 0 | 0 | 0 | 0 | 0 | 0 | 0 | 0 | 0 | 0 | 0 | 0 | 0 | 0 | 0 | 0
Tier 2 | US | TRE |  |  | 21INR0015 |  | ARROYO DEL BISONTE SOLAR |  |  | PV | SUN |  | Solar | 2021-04-01 |  | 300 | 222 | 36 | 0 | 0 | 222 | 222 | 222 | 222 | 222 | 222 | 222 | 222 | 222 | 0 | 0 | 36 | 36 | 36 | 36 | 36 | 36 | 36 | 36 | 36 | 0 | 0 | 0 | 0 | 0 | 0 | 0 | 0 | 0 | 0 | 0 | 0 | 0 | 0 | 0 | 0 | 0 | 0 | 0 | 0 | 0 | 0
Tier 2 | US | TRE |  |  | 21INR0016 |  | DANISH FIELDS II |  |  | PV | SUN |  | Solar | 2021-04-30 |  | 200 | 148 | 24 | 0 | 0 | 148 | 148 | 148 | 148 | 148 | 148 | 148 | 148 | 148 | 0 | 0 | 24 | 24 | 24 | 24 | 24 | 24 | 24 | 24 | 24 | 0 | 0 | 0 | 0 | 0 | 0 | 0 | 0 | 0 | 0 | 0 | 0 | 0 | 0 | 0 | 0 | 0 | 0 | 0 | 0 | 0 | 0
Tier 2 | US | TRE |  |  | 21INR0017 |  | DANISH FIELDS III |  |  | PV | SUN |  | Solar | 2021-06-30 |  | 200 | 148 | 24 | 0 | 0 | 148 | 148 | 148 | 148 | 148 | 148 | 148 | 148 | 148 | 0 | 0 | 24 | 24 | 24 | 24 | 24 | 24 | 24 | 24 | 24 | 0 | 0 | 0 | 0 | 0 | 0 | 0 | 0 | 0 | 0 | 0 | 0 | 0 | 0 | 0 | 0 | 0 | 0 | 0 | 0 | 0 | 0
Tier 2 | US | TRE |  |  | 21INR0019 |  | ZIER SOLAR |  |  | PV | SUN |  | Solar | 2021-05-31 |  | 120 | 88.8 | 14.4 | 0 | 0 | 88.8 | 88.8 | 88.8 | 88.8 | 88.8 | 88.8 | 88.8 | 88.8 | 88.8 | 0 | 0 | 14.4 | 14.4 | 14.4 | 14.4 | 14.4 | 14.4 | 14.4 | 14.4 | 14.4 | 0 | 0 | 0 | 0 | 0 | 0 | 0 | 0 | 0 | 0 | 0 | 0 | 0 | 0 | 0 | 0 | 0 | 0 | 0 | 0 | 0 | 0
Tier 2 | US | TRE |  |  | 21INR0020 |  | EL ZORRO SOLAR |  |  | PV | SUN |  | Solar | 2021-02-01 |  | 253.3 | 187.442 | 30.396 | 0 | 0 | 187.442 | 187.442 | 187.442 | 187.442 | 187.442 | 187.442 | 187.442 | 187.442 | 187.442 | 0 | 0 | 30.396 | 30.396 | 30.396 | 30.396 | 30.396 | 30.396 | 30.396 | 30.396 | 30.396 | 0 | 0 | 0 | 0 | 0 | 0 | 0 | 0 | 0 | 0 | 0 | 0 | 0 | 0 | 0 | 0 | 0 | 0 | 0 | 0 | 0 | 0
Tier 2 | US | TRE |  |  | 21INR0021 |  | GREEN HOLLY SOLAR |  |  | PV | SUN |  | Solar | 2021-08-01 |  | 413.6 | 306.064 | 49.632 | 0 | 0 | 0 | 306.064 | 306.064 | 306.064 | 306.064 | 306.064 | 306.064 | 306.064 | 306.064 | 0 | 0 | 49.632 | 49.632 | 49.632 | 49.632 | 49.632 | 49.632 | 49.632 | 49.632 | 49.632 | 0 | 0 | 0 | 0 | 0 | 0 | 0 | 0 | 0 | 0 | 0 | 0 | 0 | 0 | 0 | 0 | 0 | 0 | 0 | 0 | 0 | 0
Tier 2 | US | TRE |  |  | 21INR0022 |  | RED HOLLY SOLAR |  |  | PV | SUN |  | Solar | 2021-07-01 |  | 260 | 192.4 | 31.2 | 0 | 0 | 192.4 | 192.4 | 192.4 | 192.4 | 192.4 | 192.4 | 192.4 | 192.4 | 192.4 | 0 | 0 | 31.2 | 31.2 | 31.2 | 31.2 | 31.2 | 31.2 | 31.2 | 31.2 | 31.2 | 0 | 0 | 0 | 0 | 0 | 0 | 0 | 0 | 0 | 0 | 0 | 0 | 0 | 0 | 0 | 0 | 0 | 0 | 0 | 0 | 0 | 0
Tier 2 | US | TRE |  |  | 21INR0024 |  | SAMSON SOLAR 2 |  |  | PV | SUN |  | Solar | 2021-12-31 |  | 200 | 148 | 24 | 0 | 0 | 0 | 148 | 148 | 148 | 148 | 148 | 148 | 148 | 148 | 0 | 0 | 0 | 24 | 24 | 24 | 24 | 24 | 24 | 24 | 24 | 0 | 0 | 0 | 0 | 0 | 0 | 0 | 0 | 0 | 0 | 0 | 0 | 0 | 0 | 0 | 0 | 0 | 0 | 0 | 0 | 0 | 0
Tier 2 | US | TRE |  |  | 21INR0027 |  | ZIER STORAGE |  |  | BA | MWH |  | Other | 2021-05-31 |  | 60 | 0 | 0 | 0 | 0 | 0 | 0 | 0 | 0 | 0 | 0 | 0 | 0 | 0 | 0 | 0 | 0 | 0 | 0 | 0 | 0 | 0 | 0 | 0 | 0 | 0 | 0 | 0 | 0 | 0 | 0 | 0 | 0 | 0 | 0 | 0 | 0 | 0 | 0 | 0 | 0 | 0 | 0 | 0 | 0 | 0 | 0
Tier 2 | US | TRE |  |  | 21INR0028 |  | EL ZORRO STORAGE |  |  | BA | MWH |  | Other | 2021-02-01 |  | 126.65 | 0 | 0 | 0 | 0 | 0 | 0 | 0 | 0 | 0 | 0 | 0 | 0 | 0 | 0 | 0 | 0 | 0 | 0 | 0 | 0 | 0 | 0 | 0 | 0 | 0 | 0 | 0 | 0 | 0 | 0 | 0 | 0 | 0 | 0 | 0 | 0 | 0 | 0 | 0 | 0 | 0 | 0 | 0 | 0 | 0 | 0
Tier 2 | US | TRE |  |  | 21INR0029 |  | GREEN HOLLY STORAGE |  |  | BA | MWH |  | Other | 2021-08-01 |  | 50 | 0 | 0 | 0 | 0 | 0 | 0 | 0 | 0 | 0 | 0 | 0 | 0 | 0 | 0 | 0 | 0 | 0 | 0 | 0 | 0 | 0 | 0 | 0 | 0 | 0 | 0 | 0 | 0 | 0 | 0 | 0 | 0 | 0 | 0 | 0 | 0 | 0 | 0 | 0 | 0 | 0 | 0 | 0 | 0 | 0 | 0
Tier 2 | US | TRE |  |  | 21INR0031 |  | INDIGO SOLAR |  |  | PV | SUN |  | Solar | 2021-12-15 |  | 125 | 92.5 | 15 | 0 | 0 | 0 | 92.5 | 92.5 | 92.5 | 92.5 | 92.5 | 92.5 | 92.5 | 92.5 | 0 | 0 | 0 | 15 | 15 | 15 | 15 | 15 | 15 | 15 | 15 | 0 | 0 | 0 | 0 | 0 | 0 | 0 | 0 | 0 | 0 | 0 | 0 | 0 | 0 | 0 | 0 | 0 | 0 | 0 | 0 | 0 | 0
Tier 2 | US | TRE |  |  | 21INR0033 |  | RED HOLLY STORAGE |  |  | BA | MWH |  | Other | 2021-07-01 |  | 50 | 0 | 0 | 0 | 0 | 0 | 0 | 0 | 0 | 0 | 0 | 0 | 0 | 0 | 0 | 0 | 0 | 0 | 0 | 0 | 0 | 0 | 0 | 0 | 0 | 0 | 0 | 0 | 0 | 0 | 0 | 0 | 0 | 0 | 0 | 0 | 0 | 0 | 0 | 0 | 0 | 0 | 0 | 0 | 0 | 0 | 0
Tier 2 | US | TRE |  |  | 21INR0201 |  | BRANDON |  |  | GT | NG |  | Natural Gas and Other Gases | 2021-06-01 |  | 21.5 | 21 | 21.5 | 0 | 0 | 21 | 21 | 21 | 21 | 21 | 21 | 21 | 21 | 21 | 0 | 0 | 21.5 | 21.5 | 21.5 | 21.5 | 21.5 | 21.5 | 21.5 | 21.5 | 21.5 | 0 | 0 | 0 | 0 | 0 | 0 | 0 | 0 | 0 | 0 | 0 | 0 | 0 | 0 | 0 | 0 | 0 | 0 | 0 | 0 | 0 | 0
Tier 2 | US | TRE |  |  | 21INR0202 |  | R MASSENGALE |  |  | GT | NG |  | Natural Gas and Other Gases | 2021-06-01 |  | 60 | 58 | 60 | 0 | 0 | 58 | 58 | 58 | 58 | 58 | 58 | 58 | 58 | 58 | 0 | 0 | 60 | 60 | 60 | 60 | 60 | 60 | 60 | 60 | 60 | 0 | 0 | 0 | 0 | 0 | 0 | 0 | 0 | 0 | 0 | 0 | 0 | 0 | 0 | 0 | 0 | 0 | 0 | 0 | 0 | 0 | 0
Tier 2 | US | TRE |  |  | 21INR0203 |  | SMITHLAND TEXAS SOLAR |  |  | PV | SUN |  | Solar | 2021-12-31 |  | 200.53 | 148.3922 | 24.0636 | 0 | 0 | 0 | 148.3922 | 148.3922 | 148.3922 | 148.3922 | 148.3922 | 148.3922 | 148.3922 | 148.3922 | 0 | 0 | 0 | 24.0636 | 24.0636 | 24.0636 | 24.0636 | 24.0636 | 24.0636 | 24.0636 | 24.0636 | 0 | 0 | 0 | 0 | 0 | 0 | 0 | 0 | 0 | 0 | 0 | 0 | 0 | 0 | 0 | 0 | 0 | 0 | 0 | 0 | 0 | 0
Tier 2 | US | TRE |  |  | 21INR0204 |  | LUMINA |  |  | PV | SUN |  | Solar | 2021-12-31 |  | 313.2 | 231.768 | 37.584 | 0 | 0 | 0 | 231.768 | 231.768 | 231.768 | 231.768 | 231.768 | 231.768 | 231.768 | 231.768 | 0 | 0 | 0 | 37.584 | 37.584 | 37.584 | 37.584 | 37.584 | 37.584 | 37.584 | 37.584 | 0 | 0 | 0 | 0 | 0 | 0 | 0 | 0 | 0 | 0 | 0 | 0 | 0 | 0 | 0 | 0 | 0 | 0 | 0 | 0 | 0 | 0
Tier 2 | US | TRE |  |  | 21INR0205 |  | RADIAN |  |  | PV | SUN |  | Solar | 2021-05-31 |  | 313.2 | 231.768 | 37.584 | 0 | 0 | 231.768 | 231.768 | 231.768 | 231.768 | 231.768 | 231.768 | 231.768 | 231.768 | 231.768 | 0 | 0 | 37.584 | 37.584 | 37.584 | 37.584 | 37.584 | 37.584 | 37.584 | 37.584 | 37.584 | 0 | 0 | 0 | 0 | 0 | 0 | 0 | 0 | 0 | 0 | 0 | 0 | 0 | 0 | 0 | 0 | 0 | 0 | 0 | 0 | 0 | 0
Tier 2 | US | TRE |  |  | 21INR0206 |  | ELROND |  |  | PV | SUN |  | Solar | 2021-12-31 |  | 313.2 | 231.768 | 37.584 | 0 | 0 | 0 | 231.768 | 231.768 | 231.768 | 231.768 | 231.768 | 231.768 | 231.768 | 231.768 | 0 | 0 | 0 | 37.584 | 37.584 | 37.584 | 37.584 | 37.584 | 37.584 | 37.584 | 37.584 | 0 | 0 | 0 | 0 | 0 | 0 | 0 | 0 | 0 | 0 | 0 | 0 | 0 | 0 | 0 | 0 | 0 | 0 | 0 | 0 | 0 | 0
Tier 2 | US | TRE |  |  | 21INR0207 |  | QUANTUM |  |  | PV | SUN |  | Solar | 2021-12-31 |  | 313.2 | 231.768 | 37.584 | 0 | 0 | 0 | 231.768 | 231.768 | 231.768 | 231.768 | 231.768 | 231.768 | 231.768 | 231.768 | 0 | 0 | 0 | 37.584 | 37.584 | 37.584 | 37.584 | 37.584 | 37.584 | 37.584 | 37.584 | 0 | 0 | 0 | 0 | 0 | 0 | 0 | 0 | 0 | 0 | 0 | 0 | 0 | 0 | 0 | 0 | 0 | 0 | 0 | 0 | 0 | 0
Tier 2 | US | TRE |  |  | 21INR0209 |  | ADAMSTOWN STORAGE |  |  | BA | MWH |  | Other | 2021-12-31 |  | 116 | 0 | 0 | 0 | 0 | 0 | 0 | 0 | 0 | 0 | 0 | 0 | 0 | 0 | 0 | 0 | 0 | 0 | 0 | 0 | 0 | 0 | 0 | 0 | 0 | 0 | 0 | 0 | 0 | 0 | 0 | 0 | 0 | 0 | 0 | 0 | 0 | 0 | 0 | 0 | 0 | 0 | 0 | 0 | 0 | 0 | 0
Tier 2 | US | TRE |  |  | 21INR0210 |  | ADAMSTOWN SOLAR |  |  | PV | SUN |  | Solar | 2021-12-31 |  | 250 | 185 | 30 | 0 | 0 | 0 | 185 | 185 | 185 | 185 | 185 | 185 | 185 | 185 | 0 | 0 | 0 | 30 | 30 | 30 | 30 | 30 | 30 | 30 | 30 | 0 | 0 | 0 | 0 | 0 | 0 | 0 | 0 | 0 | 0 | 0 | 0 | 0 | 0 | 0 | 0 | 0 | 0 | 0 | 0 | 0 | 0
Tier 2 | US | TRE |  |  | 21INR0213 |  | VANCOURT |  |  | PV | SUN |  | Solar | 2021-12-31 |  | 50 | 37 | 6 | 0 | 0 | 0 | 37 | 37 | 37 | 37 | 37 | 37 | 37 | 37 | 0 | 0 | 0 | 6 | 6 | 6 | 6 | 6 | 6 | 6 | 6 | 0 | 0 | 0 | 0 | 0 | 0 | 0 | 0 | 0 | 0 | 0 | 0 | 0 | 0 | 0 | 0 | 0 | 0 | 0 | 0 | 0 | 0
Tier 2 | US | TRE |  |  | 21INR0214 |  | PRICKLY PEAR |  |  | PV | SUN |  | Solar | 2021-12-31 |  | 102.5 | 75.85 | 12.3 | 0 | 0 | 0 | 75.85 | 75.85 | 75.85 | 75.85 | 75.85 | 75.85 | 75.85 | 75.85 | 0 | 0 | 0 | 12.3 | 12.3 | 12.3 | 12.3 | 12.3 | 12.3 | 12.3 | 12.3 | 0 | 0 | 0 | 0 | 0 | 0 | 0 | 0 | 0 | 0 | 0 | 0 | 0 | 0 | 0 | 0 | 0 | 0 | 0 | 0 | 0 | 0
Tier 2 | US | TRE |  |  | 21INR0217 |  | SPECTRUM |  |  | PV | SUN |  | Solar | 2022-05-31 |  | 400 | 296 | 48 | 0 | 0 | 0 | 296 | 296 | 296 | 296 | 296 | 296 | 296 | 296 | 0 | 0 | 0 | 48 | 48 | 48 | 48 | 48 | 48 | 48 | 48 | 0 | 0 | 0 | 0 | 0 | 0 | 0 | 0 | 0 | 0 | 0 | 0 | 0 | 0 | 0 | 0 | 0 | 0 | 0 | 0 | 0 | 0
Tier 2 | US | TRE |  |  | 21INR0221 |  | DELILAH SOLAR 1 |  |  | PV | SUN |  | Solar | 2021-12-31 |  | 700 | 518 | 84 | 0 | 0 | 0 | 518 | 518 | 518 | 518 | 518 | 518 | 518 | 518 | 0 | 0 | 0 | 84 | 84 | 84 | 84 | 84 | 84 | 84 | 84 | 0 | 0 | 0 | 0 | 0 | 0 | 0 | 0 | 0 | 0 | 0 | 0 | 0 | 0 | 0 | 0 | 0 | 0 | 0 | 0 | 0 | 0
Tier 2 | US | TRE |  |  | 21INR0223 |  | TULSITA SOLAR |  |  | PV | SUN |  | Solar | 2021-05-28 |  | 260.1 | 192.474 | 31.212 | 0 | 0 | 192.474 | 192.474 | 192.474 | 192.474 | 192.474 | 192.474 | 192.474 | 192.474 | 192.474 | 0 | 0 | 31.212 | 31.212 | 31.212 | 31.212 | 31.212 | 31.212 | 31.212 | 31.212 | 31.212 | 0 | 0 | 0 | 0 | 0 | 0 | 0 | 0 | 0 | 0 | 0 | 0 | 0 | 0 | 0 | 0 | 0 | 0 | 0 | 0 | 0 | 0
Tier 2 | US | TRE |  |  | 21INR0229 |  | PROSPERO SOLAR II |  |  | PV | SUN |  | Solar | 2021-07-01 |  | 256.41 | 185 | 30 | 0 | 0 | 185 | 185 | 185 | 185 | 185 | 185 | 185 | 185 | 185 | 0 | 0 | 30 | 30 | 30 | 30 | 30 | 30 | 30 | 30 | 30 | 0 | 0 | 0 | 0 | 0 | 0 | 0 | 0 | 0 | 0 | 0 | 0 | 0 | 0 | 0 | 0 | 0 | 0 | 0 | 0 | 0 | 0
Cancelled | US | TRE |  |  | 21INR0236 |  | OSPREY1 |  |  | GT | NG |  | Natural Gas and Other Gases | 2021-04-01 |  | 150 | 150 | 150 | 0 | 0 | 150 | 150 | 150 | 150 | 150 | 150 | 150 | 150 | 150 | 0 | 0 | 150 | 150 | 150 | 150 | 150 | 150 | 150 | 150 | 150 | 0 | 0 | 0 | 0 | 0 | 0 | 0 | 0 | 0 | 0 | 0 | 0 | 0 | 0 | 0 | 0 | 0 | 0 | 0 | 0 | 0 | 0
Tier 2 | US | TRE |  |  | 21INR0237 |  | SPACE CITY SOLAR |  |  | PV | SUN |  | Solar | 2021-12-01 |  | 300 | 222 | 36 | 0 | 0 | 0 | 222 | 222 | 222 | 222 | 222 | 222 | 222 | 222 | 0 | 0 | 36 | 36 | 36 | 36 | 36 | 36 | 36 | 36 | 36 | 0 | 0 | 0 | 0 | 0 | 0 | 0 | 0 | 0 | 0 | 0 | 0 | 0 | 0 | 0 | 0 | 0 | 0 | 0 | 0 | 0 | 0
Tier 2 | US | TRE |  |  | 21INR0240 |  | LA CASA WIND |  |  | WT | WND |  | Wind | 2021-12-15 |  | 201 | 30.15 | 40.2 | 0 | 0 | 0 | 30.15 | 30.15 | 30.15 | 30.15 | 30.15 | 30.15 | 30.15 | 30.15 | 0 | 0 | 0 | 40.2 | 40.2 | 40.2 | 40.2 | 40.2 | 40.2 | 40.2 | 40.2 | 0 | 0 | 0 | 0 | 0 | 0 | 0 | 0 | 0 | 0 | 0 | 0 | 0 | 0 | 0 | 0 | 0 | 0 | 0 | 0 | 0 | 0
Tier 2 | US | TRE |  |  | 21INR0244 |  | MADERO GRID |  |  | BA | MWH |  | Other | 2021-05-31 |  | 201.96 | 0 | 0 | 0 | 0 | 0 | 0 | 0 | 0 | 0 | 0 | 0 | 0 | 0 | 0 | 0 | 0 | 0 | 0 | 0 | 0 | 0 | 0 | 0 | 0 | 0 | 0 | 0 | 0 | 0 | 0 | 0 | 0 | 0 | 0 | 0 | 0 | 0 | 0 | 0 | 0 | 0 | 0 | 0 | 0 | 0 | 0
Tier 2 | US | TRE |  |  | 21INR0247 |  | ANSON SOLAR CENTER, PHASE III |  |  | PV | SUN |  | Solar | 2021-06-01 |  | 200 | 148 | 24 | 0 | 0 | 148 | 148 | 148 | 148 | 148 | 148 | 148 | 148 | 148 | 0 | 0 | 24 | 24 | 24 | 24 | 24 | 24 | 24 | 24 | 24 | 0 | 0 | 0 | 0 | 0 | 0 | 0 | 0 | 0 | 0 | 0 | 0 | 0 | 0 | 0 | 0 | 0 | 0 | 0 | 0 | 0 | 0
Tier 2 | US | TRE |  |  | 21INR0253 |  | ULYSSES SOLAR |  |  | PV | SUN |  | Solar | 2021-11-01 |  | 150 | 111 | 18 | 0 | 0 | 0 | 111 | 111 | 111 | 111 | 111 | 111 | 111 | 111 | 0 | 0 | 18 | 18 | 18 | 18 | 18 | 18 | 18 | 18 | 18 | 0 | 0 | 0 | 0 | 0 | 0 | 0 | 0 | 0 | 0 | 0 | 0 | 0 | 0 | 0 | 0 | 0 | 0 | 0 | 0 | 0 | 0
Tier 2 | US | TRE |  |  | 21INR0257 |  | MERCURY SOLAR |  |  | PV | SUN |  | Solar | 2021-12-01 |  | 201.6 | 149.184 | 24.192 | 0 | 0 | 0 | 149.184 | 149.184 | 149.184 | 149.184 | 149.184 | 149.184 | 149.184 | 149.184 | 0 | 0 | 24.192 | 24.192 | 24.192 | 24.192 | 24.192 | 24.192 | 24.192 | 24.192 | 24.192 | 0 | 0 | 0 | 0 | 0 | 0 | 0 | 0 | 0 | 0 | 0 | 0 | 0 | 0 | 0 | 0 | 0 | 0 | 0 | 0 | 0 | 0
Tier 2 | US | TRE |  |  | 21INR0258 |  | MERCURY STORAGE |  |  | BA | MWH |  | Other | 2021-12-01 |  | 205.9 | 0 | 0 | 0 | 0 | 0 | 0 | 0 | 0 | 0 | 0 | 0 | 0 | 0 | 0 | 0 | 0 | 0 | 0 | 0 | 0 | 0 | 0 | 0 | 0 | 0 | 0 | 0 | 0 | 0 | 0 | 0 | 0 | 0 | 0 | 0 | 0 | 0 | 0 | 0 | 0 | 0 | 0 | 0 | 0 | 0 | 0
Tier 2 | US | TRE |  |  | 21INR0259 |  | SUNSHINE SOLAR |  |  | PV | SUN |  | Solar | 2021-03-31 |  | 172.83 | 127.8942 | 20.7396 | 0 | 0 | 127.8942 | 127.8942 | 127.8942 | 127.8942 | 127.8942 | 127.8942 | 127.8942 | 127.8942 | 127.8942 | 0 | 0 | 20.7396 | 20.7396 | 20.7396 | 20.7396 | 20.7396 | 20.7396 | 20.7396 | 20.7396 | 20.7396 | 0 | 0 | 0 | 0 | 0 | 0 | 0 | 0 | 0 | 0 | 0 | 0 | 0 | 0 | 0 | 0 | 0 | 0 | 0 | 0 | 0 | 0
Tier 2 | US | TRE |  |  | 21INR0260 |  | CHARIOT STORAGE |  |  | BA | MWH |  | Other | 2021-06-18 |  | 47.12 | 0 | 0 | 0 | 0 | 0 | 0 | 0 | 0 | 0 | 0 | 0 | 0 | 0 | 0 | 0 | 0 | 0 | 0 | 0 | 0 | 0 | 0 | 0 | 0 | 0 | 0 | 0 | 0 | 0 | 0 | 0 | 0 | 0 | 0 | 0 | 0 | 0 | 0 | 0 | 0 | 0 | 0 | 0 | 0 | 0 | 0
Tier 2 | US | TRE |  |  | 21INR0261 |  | HORIZON SOLAR |  |  | PV | SUN |  | Solar | 2021-12-31 |  | 204.09 | 151.0266 | 24.4908 | 0 | 0 | 0 | 151.0266 | 151.0266 | 151.0266 | 151.0266 | 151.0266 | 151.0266 | 151.0266 | 151.0266 | 0 | 0 | 0 | 24.4908 | 24.4908 | 24.4908 | 24.4908 | 24.4908 | 24.4908 | 24.4908 | 24.4908 | 0 | 0 | 0 | 0 | 0 | 0 | 0 | 0 | 0 | 0 | 0 | 0 | 0 | 0 | 0 | 0 | 0 | 0 | 0 | 0 | 0 | 0
Tier 2 | US | TRE |  |  | 21INR0265 |  | SISTERS SOLAR |  |  | PV | SUN |  | Solar | 2021-06-01 |  | 1219.23 | 902.2302 | 146.3076 | 0 | 0 | 902.2302 | 902.2302 | 902.2302 | 902.2302 | 902.2302 | 902.2302 | 902.2302 | 902.2302 | 902.2302 | 0 | 0 | 146.3076 | 146.3076 | 146.3076 | 146.3076 | 146.3076 | 146.3076 | 146.3076 | 146.3076 | 146.3076 | 0 | 0 | 0 | 0 | 0 | 0 | 0 | 0 | 0 | 0 | 0 | 0 | 0 | 0 | 0 | 0 | 0 | 0 | 0 | 0 | 0 | 0
Tier 2 | US | TRE |  |  | 22INR0001 |  | SAMSON SOLAR 3 |  |  | PV | SUN |  | Solar | 2022-12-31 |  | 200 | 148 | 24 | 0 | 0 | 0 | 0 | 148 | 148 | 148 | 148 | 148 | 148 | 148 | 0 | 0 | 0 | 0 | 24 | 24 | 24 | 24 | 24 | 24 | 24 | 0 | 0 | 0 | 0 | 0 | 0 | 0 | 0 | 0 | 0 | 0 | 0 | 0 | 0 | 0 | 0 | 0 | 0 | 0 | 0 | 0 | 0
Cancelled | US | TRE |  |  | 22INR0201 |  | M-BAR SOLAR |  |  | PV | SUN |  | Solar | 2020-07-01 |  | 200 | 148 | 24 | 0 | 148 | 148 | 148 | 148 | 148 | 148 | 148 | 148 | 148 | 148 | 0 | 24 | 24 | 24 | 24 | 24 | 24 | 24 | 24 | 24 | 24 | 0 | 0 | 0 | 0 | 0 | 0 | 0 | 0 | 0 | 0 | 0 | 0 | 0 | 0 | 0 | 0 | 0 | 0 | 0 | 0 | 0 | 0
Tier 2 | US | TRE |  |  | 22INR0202 |  | DELILAH SOLAR 2 |  |  | PV | SUN |  | Solar | 2022-06-30 |  | 500 | 370 | 60 | 0 | 0 | 0 | 370 | 370 | 370 | 370 | 370 | 370 | 370 | 370 | 0 | 0 | 0 | 60 | 60 | 60 | 60 | 60 | 60 | 60 | 60 | 0 | 0 | 0 | 0 | 0 | 0 | 0 | 0 | 0 | 0 | 0 | 0 | 0 | 0 | 0 | 0 | 0 | 0 | 0 | 0 | 0 | 0
Tier 2 | US | TRE |  |  | 22INR0203 |  | DELILAH SOLAR 3 |  |  | PV | SUN |  | Solar | 2022-12-31 |  | 400 | 296 | 48 | 0 | 0 | 0 | 0 | 296 | 296 | 296 | 296 | 296 | 296 | 296 | 0 | 0 | 0 | 0 | 48 | 48 | 48 | 48 | 48 | 48 | 48 | 0 | 0 | 0 | 0 | 0 | 0 | 0 | 0 | 0 | 0 | 0 | 0 | 0 | 0 | 0 | 0 | 0 | 0 | 0 | 0 | 0 | 0
Tier 2 | US | TRE |  |  | 22INR0205 |  | INVERTER FIELD SOLAR |  |  | PV | SUN |  | Solar | 2021-06-01 |  | 175 | 129.5 | 21 | 0 | 0 | 129.5 | 129.5 | 129.5 | 129.5 | 129.5 | 129.5 | 129.5 | 129.5 | 129.5 | 0 | 0 | 21 | 21 | 21 | 21 | 21 | 21 | 21 | 21 | 21 | 0 | 0 | 0 | 0 | 0 | 0 | 0 | 0 | 0 | 0 | 0 | 0 | 0 | 0 | 0 | 0 | 0 | 0 | 0 | 0 | 0 | 0
Tier 2 | US | TRE |  |  | 22INR0206 |  | INVERTER FIELD STORAGE |  |  | BA | MWH |  | Other | 2021-06-01 |  | 80 | 0 | 0 | 0 | 0 | 0 | 0 | 0 | 0 | 0 | 0 | 0 | 0 | 0 | 0 | 0 | 0 | 0 | 0 | 0 | 0 | 0 | 0 | 0 | 0 | 0 | 0 | 0 | 0 | 0 | 0 | 0 | 0 | 0 | 0 | 0 | 0 | 0 | 0 | 0 | 0 | 0 | 0 | 0 | 0 | 0 | 0
Tier 3 | US | TRE |  |  | 17INR0010 |  | FGE TEXAS 2 GAS |  |  | CC | NG |  | Natural Gas and Other Gases | 2022-05-25 |  | 743 | 742.9 | 742.9 | 0 | 0 | 0 | 742.9 | 742.9 | 742.9 | 742.9 | 742.9 | 742.9 | 742.9 | 742.9 | 0 | 0 | 0 | 742.9 | 742.9 | 742.9 | 742.9 | 742.9 | 742.9 | 742.9 | 742.9 | 0 | 0 | 0 | 0 | 0 | 0 | 0 | 0 | 0 | 0 | 0 | 0 | 0 | 0 | 0 | 0 | 0 | 0 | 0 | 0 | 0 | 0
Tier 3 | US | TRE |  |  | 19INR0014 |  | FORMOSA INCREASE |  |  | CC | NG |  | Natural Gas and Other Gases | 2019-12-31 |  | 240 | 240 | 240 | 0 | 240 | 240 | 240 | 240 | 240 | 240 | 240 | 240 | 240 | 240 | 0 | 240 | 240 | 240 | 240 | 240 | 240 | 240 | 240 | 240 | 240 | 0 | 0 | 0 | 0 | 0 | 0 | 0 | 0 | 0 | 0 | 0 | 0 | 0 | 0 | 0 | 0 | 0 | 0 | 0 | 0 | 0 | 0
Tier 3 | US | TRE |  |  | 19INR0186 |  | SP TX-12B PHASE II |  |  | PV | SUN |  | Solar | 2021-05-24 |  | 25 | 18.5 | 3 | 0 | 0 | 18.5 | 18.5 | 18.5 | 18.5 | 18.5 | 18.5 | 18.5 | 18.5 | 18.5 | 0 | 0 | 3 | 3 | 3 | 3 | 3 | 3 | 3 | 3 | 3 | 0 | 0 | 0 | 0 | 0 | 0 | 0 | 0 | 0 | 0 | 0 | 0 | 0 | 0 | 0 | 0 | 0 | 0 | 0 | 0 | 0 | 0
Tier 3 | US | TRE |  |  | 19INR0189 |  | SP TX-12B PHASE III |  |  | PV | SUN |  | Solar | 2021-05-24 |  | 40 | 29.6 | 4.8 | 0 | 0 | 29.6 | 29.6 | 29.6 | 29.6 | 29.6 | 29.6 | 29.6 | 29.6 | 29.6 | 0 | 0 | 4.8 | 4.8 | 4.8 | 4.8 | 4.8 | 4.8 | 4.8 | 4.8 | 4.8 | 0 | 0 | 0 | 0 | 0 | 0 | 0 | 0 | 0 | 0 | 0 | 0 | 0 | 0 | 0 | 0 | 0 | 0 | 0 | 0 | 0 | 0
Tier 3 | US | TRE |  |  | 21INR0035 |  | ELMER |  |  | BA | MWH |  | Other | 2021-01-31 |  | 100 | 0 | 0 | 0 | 0 | 0 | 0 | 0 | 0 | 0 | 0 | 0 | 0 | 0 | 0 | 0 | 0 | 0 | 0 | 0 | 0 | 0 | 0 | 0 | 0 | 0 | 0 | 0 | 0 | 0 | 0 | 0 | 0 | 0 | 0 | 0 | 0 | 0 | 0 | 0 | 0 | 0 | 0 | 0 | 0 | 0 | 0
Tier 3 | US | TRE |  |  | 20INR0047 |  | SIETE |  |  | WT | WND |  | Wind | 2020-12-23 |  | 374.4 | 56.16 | 74.88 | 0 | 0 | 56.16 | 56.16 | 56.16 | 56.16 | 56.16 | 56.16 | 56.16 | 56.16 | 56.16 | 0 | 0 | 74.88 | 74.88 | 74.88 | 74.88 | 74.88 | 74.88 | 74.88 | 74.88 | 74.88 | 0 | 0 | 0 | 0 | 0 | 0 | 0 | 0 | 0 | 0 | 0 | 0 | 0 | 0 | 0 | 0 | 0 | 0 | 0 | 0 | 0 | 0
Tier 3 | US | TRE |  |  | 20INR0107 |  | PRAIRIE WINDS |  |  | WT | WND |  | Wind | 2021-03-31 |  | 300 | 45 | 60 | 0 | 0 | 45 | 45 | 45 | 45 | 45 | 45 | 45 | 45 | 45 | 0 | 0 | 60 | 60 | 60 | 60 | 60 | 60 | 60 | 60 | 60 | 0 | 0 | 0 | 0 | 0 | 0 | 0 | 0 | 0 | 0 | 0 | 0 | 0 | 0 | 0 | 0 | 0 | 0 | 0 | 0 | 0 | 0
Cancelled | US | TRE |  |  | 20INR0122 |  | ANCHOR WIND |  |  | WT | WND |  | Wind | 2021-06-30 |  | 300 | 45 | 60 | 0 | 0 | 45 | 45 | 45 | 45 | 45 | 45 | 45 | 45 | 45 | 0 | 0 | 60 | 60 | 60 | 60 | 60 | 60 | 60 | 60 | 60 | 0 | 0 | 0 | 0 | 0 | 0 | 0 | 0 | 0 | 0 | 0 | 0 | 0 | 0 | 0 | 0 | 0 | 0 | 0 | 0 | 0 | 0
Tier 3 | US | TRE |  |  | 20INR0125 |  | ALWEST |  |  | GT | NG |  | Natural Gas and Other Gases | 2020-05-01 |  | 200 | 200 | 200 | 0 | 200 | 200 | 200 | 200 | 200 | 200 | 200 | 200 | 200 | 200 | 0 | 200 | 200 | 200 | 200 | 200 | 200 | 200 | 200 | 200 | 200 | 0 | 0 | 0 | 0 | 0 | 0 | 0 | 0 | 0 | 0 | 0 | 0 | 0 | 0 | 0 | 0 | 0 | 0 | 0 | 0 | 0 | 0
Tier 3 | US | TRE |  |  | 20INR0127 |  | MILAM SOLAR 1 |  |  | PV | SUN |  | Solar | 2020-09-30 |  | 214 | 158.36 | 25.68 | 0 | 0 | 158.36 | 158.36 | 158.36 | 158.36 | 158.36 | 158.36 | 158.36 | 158.36 | 158.36 | 0 | 25.68 | 25.68 | 25.68 | 25.68 | 25.68 | 25.68 | 25.68 | 25.68 | 25.68 | 25.68 | 0 | 0 | 0 | 0 | 0 | 0 | 0 | 0 | 0 | 0 | 0 | 0 | 0 | 0 | 0 | 0 | 0 | 0 | 0 | 0 | 0 | 0
Cancelled | US | TRE |  |  | 20INR0138 |  | MOBAY SOLAR |  |  | PV | SUN |  | Solar | 2020-12-31 |  | 201.6 | 149.184 | 24.192 | 0 | 0 | 149.184 | 149.184 | 149.184 | 149.184 | 149.184 | 149.184 | 149.184 | 149.184 | 149.184 | 0 | 0 | 24.192 | 24.192 | 24.192 | 24.192 | 24.192 | 24.192 | 24.192 | 24.192 | 24.192 | 0 | 0 | 0 | 0 | 0 | 0 | 0 | 0 | 0 | 0 | 0 | 0 | 0 | 0 | 0 | 0 | 0 | 0 | 0 | 0 | 0 | 0
Tier 3 | US | TRE |  |  | 20INR0139 |  | MOBAY BATTERY |  |  | BA | MWH |  | Other | 2020-12-31 |  | 41 | 0 | 0 | 0 | 0 | 0 | 0 | 0 | 0 | 0 | 0 | 0 | 0 | 0 | 0 | 0 | 0 | 0 | 0 | 0 | 0 | 0 | 0 | 0 | 0 | 0 | 0 | 0 | 0 | 0 | 0 | 0 | 0 | 0 | 0 | 0 | 0 | 0 | 0 | 0 | 0 | 0 | 0 | 0 | 0 | 0 | 0
Cancelled | US | TRE |  |  | 20INR0140 |  | PINE SPRINGS SOLAR |  |  | PV | SUN |  | Solar | 2021-12-31 |  | 151.2 | 111.888 | 18.144 | 0 | 0 | 0 | 111.888 | 111.888 | 111.888 | 111.888 | 111.888 | 111.888 | 111.888 | 111.888 | 0 | 0 | 0 | 18.144 | 18.144 | 18.144 | 18.144 | 18.144 | 18.144 | 18.144 | 18.144 | 0 | 0 | 0 | 0 | 0 | 0 | 0 | 0 | 0 | 0 | 0 | 0 | 0 | 0 | 0 | 0 | 0 | 0 | 0 | 0 | 0 | 0
Tier 3 | US | TRE |  |  | 20INR0141 |  | PINE SPRINGS BATTERY |  |  | BA | MWH |  | Other | 2021-12-31 |  | 75.6 | 0 | 0 | 0 | 0 | 0 | 0 | 0 | 0 | 0 | 0 | 0 | 0 | 0 | 0 | 0 | 0 | 0 | 0 | 0 | 0 | 0 | 0 | 0 | 0 | 0 | 0 | 0 | 0 | 0 | 0 | 0 | 0 | 0 | 0 | 0 | 0 | 0 | 0 | 0 | 0 | 0 | 0 | 0 | 0 | 0 | 0
Tier 3 | US | TRE |  |  | 20INR0157 |  | LACY CREEK WIND PHASE 1 |  |  | WT | WND |  | Wind | 2020-03-30 |  | 200 | 30 | 40 | 0 | 30 | 30 | 30 | 30 | 30 | 30 | 30 | 30 | 30 | 30 | 0 | 40 | 40 | 40 | 40 | 40 | 40 | 40 | 40 | 40 | 40 | 0 | 0 | 0 | 0 | 0 | 0 | 0 | 0 | 0 | 0 | 0 | 0 | 0 | 0 | 0 | 0 | 0 | 0 | 0 | 0 | 0 | 0
Tier 3 | US | TRE |  |  | 20INR0158 |  | LACY CREEK WIND PHASE 2 |  |  | WT | WND |  | Wind | 2020-06-30 |  | 600 | 90 | 120 | 0 | 90 | 90 | 90 | 90 | 90 | 90 | 90 | 90 | 90 | 90 | 0 | 120 | 120 | 120 | 120 | 120 | 120 | 120 | 120 | 120 | 120 | 0 | 0 | 0 | 0 | 0 | 0 | 0 | 0 | 0 | 0 | 0 | 0 | 0 | 0 | 0 | 0 | 0 | 0 | 0 | 0 | 0 | 0
Tier 3 | US | TRE |  |  | 20INR0159 |  | LANE CITY SOLAR |  |  | PV | SUN |  | Solar | 2020-06-30 |  | 50 | 37 | 6 | 0 | 37 | 37 | 37 | 37 | 37 | 37 | 37 | 37 | 37 | 37 | 0 | 6 | 6 | 6 | 6 | 6 | 6 | 6 | 6 | 6 | 6 | 0 | 0 | 0 | 0 | 0 | 0 | 0 | 0 | 0 | 0 | 0 | 0 | 0 | 0 | 0 | 0 | 0 | 0 | 0 | 0 | 0 | 0
Cancelled | US | TRE |  |  | 20INR0201 |  | SHANGHAI SOLAR |  |  | PV | SUN |  | Solar | 2020-06-30 |  | 150 | 111 | 18 | 0 | 111 | 111 | 111 | 111 | 111 | 111 | 111 | 111 | 111 | 111 | 0 | 18 | 18 | 18 | 18 | 18 | 18 | 18 | 18 | 18 | 18 | 0 | 0 | 0 | 0 | 0 | 0 | 0 | 0 | 0 | 0 | 0 | 0 | 0 | 0 | 0 | 0 | 0 | 0 | 0 | 0 | 0 | 0
Tier 3 | US | TRE |  |  | 20INR0203 |  | PINE FOREST SOLAR |  |  | PV | SUN |  | Solar | 2021-06-01 |  | 299.25 | 221.445 | 35.91 | 0 | 0 | 221.445 | 221.445 | 221.445 | 221.445 | 221.445 | 221.445 | 221.445 | 221.445 | 221.445 | 0 | 0 | 35.91 | 35.91 | 35.91 | 35.91 | 35.91 | 35.91 | 35.91 | 35.91 | 35.91 | 0 | 0 | 0 | 0 | 0 | 0 | 0 | 0 | 0 | 0 | 0 | 0 | 0 | 0 | 0 | 0 | 0 | 0 | 0 | 0 | 0 | 0
Tier 3 | US | TRE |  |  | 20INR0208 |  | SIGNAL RANCH |  |  | PV | SUN |  | Solar | 2020-12-01 |  | 70 | 51.8 | 8.4 | 0 | 0 | 51.8 | 51.8 | 51.8 | 51.8 | 51.8 | 51.8 | 51.8 | 51.8 | 51.8 | 0 | 8.4 | 8.4 | 8.4 | 8.4 | 8.4 | 8.4 | 8.4 | 8.4 | 8.4 | 8.4 | 0 | 0 | 0 | 0 | 0 | 0 | 0 | 0 | 0 | 0 | 0 | 0 | 0 | 0 | 0 | 0 | 0 | 0 | 0 | 0 | 0 | 0
Tier 3 | US | TRE |  |  | 20INR0209 |  | KING ROSE |  |  | PV | SUN |  | Solar | 2020-12-01 |  | 120 | 88.8 | 14.4 | 0 | 0 | 88.8 | 88.8 | 88.8 | 88.8 | 88.8 | 88.8 | 88.8 | 88.8 | 88.8 | 0 | 14.4 | 14.4 | 14.4 | 14.4 | 14.4 | 14.4 | 14.4 | 14.4 | 14.4 | 14.4 | 0 | 0 | 0 | 0 | 0 | 0 | 0 | 0 | 0 | 0 | 0 | 0 | 0 | 0 | 0 | 0 | 0 | 0 | 0 | 0 | 0 | 0
Tier 3 | US | TRE |  |  | 20INR0212 |  | CURLEW |  |  | GT | NG |  | Natural Gas and Other Gases | 2020-05-01 |  | 150 | 150 | 150 | 0 | 150 | 150 | 150 | 150 | 150 | 150 | 150 | 150 | 150 | 150 | 0 | 150 | 150 | 150 | 150 | 150 | 150 | 150 | 150 | 150 | 150 | 0 | 0 | 0 | 0 | 0 | 0 | 0 | 0 | 0 | 0 | 0 | 0 | 0 | 0 | 0 | 0 | 0 | 0 | 0 | 0 | 0 | 0
Tier 3 | US | TRE |  |  | 20INR0217 |  | CAROL WIND |  |  | WT | WND |  | Wind | 2021-05-31 |  | 146.2 | 21.93 | 29.24 | 0 | 0 | 21.93 | 21.93 | 21.93 | 21.93 | 21.93 | 21.93 | 21.93 | 21.93 | 21.93 | 0 | 0 | 29.24 | 29.24 | 29.24 | 29.24 | 29.24 | 29.24 | 29.24 | 29.24 | 29.24 | 0 | 0 | 0 | 0 | 0 | 0 | 0 | 0 | 0 | 0 | 0 | 0 | 0 | 0 | 0 | 0 | 0 | 0 | 0 | 0 | 0 | 0
Tier 3 | US | TRE |  |  | 20INR0218 |  | MORROW LAKE SOLAR II |  |  | PV | SUN |  | Solar | 2020-10-01 |  | 50 | 37 | 6 | 0 | 0 | 37 | 37 | 37 | 37 | 37 | 37 | 37 | 37 | 37 | 0 | 6 | 6 | 6 | 6 | 6 | 6 | 6 | 6 | 6 | 6 | 0 | 0 | 0 | 0 | 0 | 0 | 0 | 0 | 0 | 0 | 0 | 0 | 0 | 0 | 0 | 0 | 0 | 0 | 0 | 0 | 0 | 0
Cancelled | US | TRE |  |  | 20INR0227 |  | TIMBERWOLF POI B |  |  | PV | SUN |  | Solar | 2020-06-03 |  | 225 | 166.5 | 27 | 0 | 166.5 | 166.5 | 166.5 | 166.5 | 166.5 | 166.5 | 166.5 | 166.5 | 166.5 | 166.5 | 0 | 27 | 27 | 27 | 27 | 27 | 27 | 27 | 27 | 27 | 27 | 0 | 0 | 0 | 0 | 0 | 0 | 0 | 0 | 0 | 0 | 0 | 0 | 0 | 0 | 0 | 0 | 0 | 0 | 0 | 0 | 0 | 0
Cancelled | US | TRE |  |  | 20INR0228 |  | TIMBERWOLF POI C |  |  | PV | SUN |  | Solar | 2020-06-03 |  | 225 | 166.5 | 27 | 0 | 166.5 | 166.5 | 166.5 | 166.5 | 166.5 | 166.5 | 166.5 | 166.5 | 166.5 | 166.5 | 0 | 27 | 27 | 27 | 27 | 27 | 27 | 27 | 27 | 27 | 27 | 0 | 0 | 0 | 0 | 0 | 0 | 0 | 0 | 0 | 0 | 0 | 0 | 0 | 0 | 0 | 0 | 0 | 0 | 0 | 0 | 0 | 0
Tier 3 | US | TRE |  |  | 20INR0229 |  | GOODRANCH EXPANSION |  |  | PV | SUN |  | Solar | 2020-12-01 |  | 250 | 185 | 30 | 0 | 0 | 185 | 185 | 185 | 185 | 185 | 185 | 185 | 185 | 185 | 0 | 30 | 30 | 30 | 30 | 30 | 30 | 30 | 30 | 30 | 30 | 0 | 0 | 0 | 0 | 0 | 0 | 0 | 0 | 0 | 0 | 0 | 0 | 0 | 0 | 0 | 0 | 0 | 0 | 0 | 0 | 0 | 0
Tier 3 | US | TRE |  |  | 20INR0232 |  | MARS SOLAR |  |  | PV | SUN |  | Solar | 2021-03-31 |  | 140 | 103.6 | 16.8 | 0 | 0 | 103.6 | 103.6 | 103.6 | 103.6 | 103.6 | 103.6 | 103.6 | 103.6 | 103.6 | 0 | 0 | 16.8 | 16.8 | 16.8 | 16.8 | 16.8 | 16.8 | 16.8 | 16.8 | 16.8 | 0 | 0 | 0 | 0 | 0 | 0 | 0 | 0 | 0 | 0 | 0 | 0 | 0 | 0 | 0 | 0 | 0 | 0 | 0 | 0 | 0 | 0
Tier 3 | US | TRE |  |  | 20INR0234 |  | HACIENDA SOLAR |  |  | PV | SUN |  | Solar | 2021-09-30 |  | 250 | 185 | 30 | 0 | 0 | 0 | 185 | 185 | 185 | 185 | 185 | 185 | 185 | 185 | 0 | 0 | 30 | 30 | 30 | 30 | 30 | 30 | 30 | 30 | 30 | 0 | 0 | 0 | 0 | 0 | 0 | 0 | 0 | 0 | 0 | 0 | 0 | 0 | 0 | 0 | 0 | 0 | 0 | 0 | 0 | 0 | 0
Tier 3 | US | TRE |  |  | 20INR0236 |  | OLD HICKORY SOLAR |  |  | PV | SUN |  | Solar | 2020-12-31 |  | 325 | 240.5 | 39 | 0 | 0 | 240.5 | 240.5 | 240.5 | 240.5 | 240.5 | 240.5 | 240.5 | 240.5 | 240.5 | 0 | 0 | 39 | 39 | 39 | 39 | 39 | 39 | 39 | 39 | 39 | 0 | 0 | 0 | 0 | 0 | 0 | 0 | 0 | 0 | 0 | 0 | 0 | 0 | 0 | 0 | 0 | 0 | 0 | 0 | 0 | 0 | 0
Tier 3 | US | TRE |  |  | 20INR0237 |  | GOODRANCH STORAGE |  |  | BA | MWH |  | Other | 2020-12-01 |  | 100 | 0 | 0 | 0 | 0 | 0 | 0 | 0 | 0 | 0 | 0 | 0 | 0 | 0 | 0 | 0 | 0 | 0 | 0 | 0 | 0 | 0 | 0 | 0 | 0 | 0 | 0 | 0 | 0 | 0 | 0 | 0 | 0 | 0 | 0 | 0 | 0 | 0 | 0 | 0 | 0 | 0 | 0 | 0 | 0 | 0 | 0
Tier 3 | US | TRE |  |  | 20INR0239 |  | STATELINE STORAGE |  |  | BA | MWH |  | Other | 2021-12-01 |  | 100 | 0 | 0 | 0 | 0 | 0 | 0 | 0 | 0 | 0 | 0 | 0 | 0 | 0 | 0 | 0 | 0 | 0 | 0 | 0 | 0 | 0 | 0 | 0 | 0 | 0 | 0 | 0 | 0 | 0 | 0 | 0 | 0 | 0 | 0 | 0 | 0 | 0 | 0 | 0 | 0 | 0 | 0 | 0 | 0 | 0 | 0
Tier 3 | US | TRE |  |  | 20INR0240 |  | THIRD COAST STORAGE |  |  | BA | MWH |  | Other | 2021-12-01 |  | 50 | 0 | 0 | 0 | 0 | 0 | 0 | 0 | 0 | 0 | 0 | 0 | 0 | 0 | 0 | 0 | 0 | 0 | 0 | 0 | 0 | 0 | 0 | 0 | 0 | 0 | 0 | 0 | 0 | 0 | 0 | 0 | 0 | 0 | 0 | 0 | 0 | 0 | 0 | 0 | 0 | 0 | 0 | 0 | 0 | 0 | 0
Tier 3 | US | TRE |  |  | 20INR0243 |  | OLD HICKORY BESS |  |  | BA | MWH |  | Other | 2020-12-31 |  | 125 | 0 | 0 | 0 | 0 | 0 | 0 | 0 | 0 | 0 | 0 | 0 | 0 | 0 | 0 | 0 | 0 | 0 | 0 | 0 | 0 | 0 | 0 | 0 | 0 | 0 | 0 | 0 | 0 | 0 | 0 | 0 | 0 | 0 | 0 | 0 | 0 | 0 | 0 | 0 | 0 | 0 | 0 | 0 | 0 | 0 | 0
Tier 3 | US | TRE |  |  | 20INR0244 |  | MONTEZUMA STORAGE |  |  | BA | MWH |  | Other | 2021-04-01 |  | 47.12 | 0 | 0 | 0 | 0 | 0 | 0 | 0 | 0 | 0 | 0 | 0 | 0 | 0 | 0 | 0 | 0 | 0 | 0 | 0 | 0 | 0 | 0 | 0 | 0 | 0 | 0 | 0 | 0 | 0 | 0 | 0 | 0 | 0 | 0 | 0 | 0 | 0 | 0 | 0 | 0 | 0 | 0 | 0 | 0 | 0 | 0
Tier 3 | US | TRE |  |  | 20INR0245 |  | VOLUNTEER STORAGE |  |  | BA | MWH |  | Other | 2021-05-01 |  | 47.12 | 0 | 0 | 0 | 0 | 0 | 0 | 0 | 0 | 0 | 0 | 0 | 0 | 0 | 0 | 0 | 0 | 0 | 0 | 0 | 0 | 0 | 0 | 0 | 0 | 0 | 0 | 0 | 0 | 0 | 0 | 0 | 0 | 0 | 0 | 0 | 0 | 0 | 0 | 0 | 0 | 0 | 0 | 0 | 0 | 0 | 0
Tier 3 | US | TRE |  |  | 20INR0248 |  | SECOND DIVISION SOLAR |  |  | PV | SUN |  | Solar | 2020-12-31 |  | 100 | 74 | 12 | 0 | 0 | 74 | 74 | 74 | 74 | 74 | 74 | 74 | 74 | 74 | 0 | 0 | 12 | 12 | 12 | 12 | 12 | 12 | 12 | 12 | 12 | 0 | 0 | 0 | 0 | 0 | 0 | 0 | 0 | 0 | 0 | 0 | 0 | 0 | 0 | 0 | 0 | 0 | 0 | 0 | 0 | 0 | 0
Tier 3 | US | TRE |  |  | 20INR0256 |  | AQUILLA LAKE 2 WIND |  |  | WT | WND |  | Wind | 2020-08-30 |  | 100 | 15 | 20 | 0 | 0 | 15 | 15 | 15 | 15 | 15 | 15 | 15 | 15 | 15 | 0 | 20 | 20 | 20 | 20 | 20 | 20 | 20 | 20 | 20 | 20 | 0 | 0 | 0 | 0 | 0 | 0 | 0 | 0 | 0 | 0 | 0 | 0 | 0 | 0 | 0 | 0 | 0 | 0 | 0 | 0 | 0 | 0
Tier 3 | US | TRE |  |  | 20INR0258 |  | SNYDER BESS |  |  | BA | MWH |  | Other | 2020-11-30 |  | 16.8 | 0 | 0 | 0 | 0 | 0 | 0 | 0 | 0 | 0 | 0 | 0 | 0 | 0 | 0 | 0 | 0 | 0 | 0 | 0 | 0 | 0 | 0 | 0 | 0 | 0 | 0 | 0 | 0 | 0 | 0 | 0 | 0 | 0 | 0 | 0 | 0 | 0 | 0 | 0 | 0 | 0 | 0 | 0 | 0 | 0 | 0
Tier 3 | US | TRE |  |  | 20INR0259 |  | SAN BERNARD SOLAR II |  |  | PV | SUN |  | Solar | 2020-12-01 |  | 100 | 74 | 12 | 0 | 0 | 74 | 74 | 74 | 74 | 74 | 74 | 74 | 74 | 74 | 0 | 12 | 12 | 12 | 12 | 12 | 12 | 12 | 12 | 12 | 12 | 0 | 0 | 0 | 0 | 0 | 0 | 0 | 0 | 0 | 0 | 0 | 0 | 0 | 0 | 0 | 0 | 0 | 0 | 0 | 0 | 0 | 0
Tier 3 | US | TRE |  |  | 20INR0260 |  | GULF WIND 2 EXPANSION |  |  | WT | WND |  | Wind | 2020-06-01 |  | 47.9 | 27.782 | 20.597 | 0 | 27.782 | 27.782 | 27.782 | 27.782 | 27.782 | 27.782 | 27.782 | 27.782 | 27.782 | 27.782 | 0 | 20.597 | 20.597 | 20.597 | 20.597 | 20.597 | 20.597 | 20.597 | 20.597 | 20.597 | 20.597 | 0 | 0 | 0 | 0 | 0 | 0 | 0 | 0 | 0 | 0 | 0 | 0 | 0 | 0 | 0 | 0 | 0 | 0 | 0 | 0 | 0 | 0
Tier 3 | US | TRE |  |  | 20INR0262 |  | HIGH LONESOME WIND PHASE II |  |  | WT | WND |  | Wind | 2020-01-30 |  | 50.6 | 7.59 | 10.12 | 0 | 7.59 | 7.59 | 7.59 | 7.59 | 7.59 | 7.59 | 7.59 | 7.59 | 7.59 | 7.59 | 0 | 10.12 | 10.12 | 10.12 | 10.12 | 10.12 | 10.12 | 10.12 | 10.12 | 10.12 | 10.12 | 0 | 0 | 0 | 0 | 0 | 0 | 0 | 0 | 0 | 0 | 0 | 0 | 0 | 0 | 0 | 0 | 0 | 0 | 0 | 0 | 0 | 0
Tier 3 | US | TRE |  |  | 20INR0263 |  | MYRTLE SOLAR II |  |  | PV | SUN |  | Solar | 2020-12-01 |  | 100 | 74 | 12 | 0 | 0 | 74 | 74 | 74 | 74 | 74 | 74 | 74 | 74 | 74 | 0 | 12 | 12 | 12 | 12 | 12 | 12 | 12 | 12 | 12 | 12 | 0 | 0 | 0 | 0 | 0 | 0 | 0 | 0 | 0 | 0 | 0 | 0 | 0 | 0 | 0 | 0 | 0 | 0 | 0 | 0 | 0 | 0
Tier 3 | US | TRE |  |  | 20INR0264 |  | HALE WIND 2 LLC |  |  | WT | WND |  | Wind | 2020-12-01 |  | 322 | 48.3 | 64.4 | 0 | 0 | 48.3 | 48.3 | 48.3 | 48.3 | 48.3 | 48.3 | 48.3 | 48.3 | 48.3 | 0 | 64.4 | 64.4 | 64.4 | 64.4 | 64.4 | 64.4 | 64.4 | 64.4 | 64.4 | 64.4 | 0 | 0 | 0 | 0 | 0 | 0 | 0 | 0 | 0 | 0 | 0 | 0 | 0 | 0 | 0 | 0 | 0 | 0 | 0 | 0 | 0 | 0
Tier 3 | US | TRE |  |  | 20INR0265 |  | KARANKAWA 2 EXPANSION |  |  | WT | WND |  | Wind | 2020-12-31 |  | 98.3 | 57.014 | 42.269 | 0 | 0 | 57.014 | 57.014 | 57.014 | 57.014 | 57.014 | 57.014 | 57.014 | 57.014 | 57.014 | 0 | 0 | 42.269 | 42.269 | 42.269 | 42.269 | 42.269 | 42.269 | 42.269 | 42.269 | 42.269 | 0 | 0 | 0 | 0 | 0 | 0 | 0 | 0 | 0 | 0 | 0 | 0 | 0 | 0 | 0 | 0 | 0 | 0 | 0 | 0 | 0 | 0
Tier 3 | US | TRE |  |  | 20INR0266 |  | TRES BAHIAS SOLAR |  |  | PV | SUN |  | Solar | 2020-12-31 |  | 195 | 144.3 | 23.4 | 0 | 0 | 144.3 | 144.3 | 144.3 | 144.3 | 144.3 | 144.3 | 144.3 | 144.3 | 144.3 | 0 | 0 | 23.4 | 23.4 | 23.4 | 23.4 | 23.4 | 23.4 | 23.4 | 23.4 | 23.4 | 0 | 0 | 0 | 0 | 0 | 0 | 0 | 0 | 0 | 0 | 0 | 0 | 0 | 0 | 0 | 0 | 0 | 0 | 0 | 0 | 0 | 0
Tier 3 | US | TRE |  |  | 20INR0267 |  | GREENS BAYOU INCREASE |  |  | GT | NG |  | Natural Gas and Other Gases | 2020-06-01 |  | 145 | 130 | 140 | 0 | 130 | 130 | 130 | 130 | 130 | 130 | 130 | 130 | 130 | 130 | 0 | 140 | 140 | 140 | 140 | 140 | 140 | 140 | 140 | 140 | 140 | 0 | 0 | 0 | 0 | 0 | 0 | 0 | 0 | 0 | 0 | 0 | 0 | 0 | 0 | 0 | 0 | 0 | 0 | 0 | 0 | 0 | 0
Tier 3 | US | TRE |  |  | 20INR0271 |  | BLUE HILLS WIND |  |  | WT | WND |  | Wind | 2020-12-01 |  | 253.8 | 38.07 | 50.76 | 0 | 0 | 38.07 | 38.07 | 38.07 | 38.07 | 38.07 | 38.07 | 38.07 | 38.07 | 38.07 | 0 | 50.76 | 50.76 | 50.76 | 50.76 | 50.76 | 50.76 | 50.76 | 50.76 | 50.76 | 50.76 | 0 | 0 | 0 | 0 | 0 | 0 | 0 | 0 | 0 | 0 | 0 | 0 | 0 | 0 | 0 | 0 | 0 | 0 | 0 | 0 | 0 | 0
Tier 3 | US | TRE |  |  | 20INR0275 |  | WOLVERINE |  |  | BA | MWH |  | Other | 2021-03-31 |  | 100 | 0 | 0 | 0 | 0 | 0 | 0 | 0 | 0 | 0 | 0 | 0 | 0 | 0 | 0 | 0 | 0 | 0 | 0 | 0 | 0 | 0 | 0 | 0 | 0 | 0 | 0 | 0 | 0 | 0 | 0 | 0 | 0 | 0 | 0 | 0 | 0 | 0 | 0 | 0 | 0 | 0 | 0 | 0 | 0 | 0 | 0
Tier 3 | US | TRE |  |  | 20INR0276 |  | NORTH FORK |  |  | BA | MWH |  | Other | 2020-12-31 |  | 100 | 0 | 0 | 0 | 0 | 0 | 0 | 0 | 0 | 0 | 0 | 0 | 0 | 0 | 0 | 0 | 0 | 0 | 0 | 0 | 0 | 0 | 0 | 0 | 0 | 0 | 0 | 0 | 0 | 0 | 0 | 0 | 0 | 0 | 0 | 0 | 0 | 0 | 0 | 0 | 0 | 0 | 0 | 0 | 0 | 0 | 0
Tier 3 | US | TRE |  |  | 20INR0277 |  | JUGGERNAUT |  |  | BA | MWH |  | Other | 2020-12-31 |  | 100 | 0 | 0 | 0 | 0 | 0 | 0 | 0 | 0 | 0 | 0 | 0 | 0 | 0 | 0 | 0 | 0 | 0 | 0 | 0 | 0 | 0 | 0 | 0 | 0 | 0 | 0 | 0 | 0 | 0 | 0 | 0 | 0 | 0 | 0 | 0 | 0 | 0 | 0 | 0 | 0 | 0 | 0 | 0 | 0 | 0 | 0
Tier 3 | US | TRE |  |  | 21INR0005 |  | HUTT WIND II |  |  | WT | WND |  | Wind | 2021-01-01 |  | 306 | 45.9 | 61.2 | 0 | 0 | 45.9 | 45.9 | 45.9 | 45.9 | 45.9 | 45.9 | 45.9 | 45.9 | 45.9 | 0 | 0 | 61.2 | 61.2 | 61.2 | 61.2 | 61.2 | 61.2 | 61.2 | 61.2 | 61.2 | 0 | 0 | 0 | 0 | 0 | 0 | 0 | 0 | 0 | 0 | 0 | 0 | 0 | 0 | 0 | 0 | 0 | 0 | 0 | 0 | 0 | 0
Tier 3 | US | TRE |  |  | 21INR0006 |  | GIDDINGS WIND |  |  | WT | WND |  | Wind | 2021-01-01 |  | 204 | 30.6 | 40.8 | 0 | 0 | 30.6 | 30.6 | 30.6 | 30.6 | 30.6 | 30.6 | 30.6 | 30.6 | 30.6 | 0 | 0 | 40.8 | 40.8 | 40.8 | 40.8 | 40.8 | 40.8 | 40.8 | 40.8 | 40.8 | 0 | 0 | 0 | 0 | 0 | 0 | 0 | 0 | 0 | 0 | 0 | 0 | 0 | 0 | 0 | 0 | 0 | 0 | 0 | 0 | 0 | 0
Tier 3 | US | TRE |  |  | 21INR0012 |  | AIR PRODUCTS |  |  | ST | NG |  | Natural Gas and Other Gases | 2021-03-01 |  | 63 | 63 | 63 | 0 | 0 | 63 | 63 | 63 | 63 | 63 | 63 | 63 | 63 | 63 | 0 | 0 | 63 | 63 | 63 | 63 | 63 | 63 | 63 | 63 | 63 | 0 | 0 | 0 | 0 | 0 | 0 | 0 | 0 | 0 | 0 | 0 | 0 | 0 | 0 | 0 | 0 | 0 | 0 | 0 | 0 | 0 | 0
Tier 3 | US | TRE |  |  | 21INR0023 |  | BISON CREEK SOLAR |  |  | PV | SUN |  | Solar | 2021-09-01 |  | 414 | 306.36 | 49.68 | 0 | 0 | 0 | 306.36 | 306.36 | 306.36 | 306.36 | 306.36 | 306.36 | 306.36 | 306.36 | 0 | 0 | 49.68 | 49.68 | 49.68 | 49.68 | 49.68 | 49.68 | 49.68 | 49.68 | 49.68 | 0 | 0 | 0 | 0 | 0 | 0 | 0 | 0 | 0 | 0 | 0 | 0 | 0 | 0 | 0 | 0 | 0 | 0 | 0 | 0 | 0 | 0
Tier 3 | US | TRE |  |  | 21INR0025 |  | BULLDOG SOLAR |  |  | PV | SUN |  | Solar | 2021-09-01 |  | 259.6 | 192.104 | 31.152 | 0 | 0 | 0 | 192.104 | 192.104 | 192.104 | 192.104 | 192.104 | 192.104 | 192.104 | 192.104 | 0 | 0 | 31.152 | 31.152 | 31.152 | 31.152 | 31.152 | 31.152 | 31.152 | 31.152 | 31.152 | 0 | 0 | 0 | 0 | 0 | 0 | 0 | 0 | 0 | 0 | 0 | 0 | 0 | 0 | 0 | 0 | 0 | 0 | 0 | 0 | 0 | 0
Tier 3 | US | TRE |  |  | 21INR0030 |  | BISON CREEK STORAGE |  |  | BA | MWH |  | Other | 2021-09-01 |  | 50 | 0 | 0 | 0 | 0 | 0 | 0 | 0 | 0 | 0 | 0 | 0 | 0 | 0 | 0 | 0 | 0 | 0 | 0 | 0 | 0 | 0 | 0 | 0 | 0 | 0 | 0 | 0 | 0 | 0 | 0 | 0 | 0 | 0 | 0 | 0 | 0 | 0 | 0 | 0 | 0 | 0 | 0 | 0 | 0 | 0 | 0
Cancelled | US | TRE |  |  | 21INR0215 |  | JUNIPER |  |  | PV | SUN |  | Solar | 2021-12-31 |  | 102.5 | 75.85 | 12.3 | 0 | 0 | 0 | 75.85 | 75.85 | 75.85 | 75.85 | 75.85 | 75.85 | 75.85 | 75.85 | 0 | 0 | 0 | 12.3 | 12.3 | 12.3 | 12.3 | 12.3 | 12.3 | 12.3 | 12.3 | 0 | 0 | 0 | 0 | 0 | 0 | 0 | 0 | 0 | 0 | 0 | 0 | 0 | 0 | 0 | 0 | 0 | 0 | 0 | 0 | 0 | 0
Cancelled | US | TRE |  |  | 21INR0216 |  | ZANIAH |  |  | PV | SUN |  | Solar | 2021-12-31 |  | 102.5 | 75.85 | 12.3 | 0 | 0 | 0 | 75.85 | 75.85 | 75.85 | 75.85 | 75.85 | 75.85 | 75.85 | 75.85 | 0 | 0 | 0 | 12.3 | 12.3 | 12.3 | 12.3 | 12.3 | 12.3 | 12.3 | 12.3 | 0 | 0 | 0 | 0 | 0 | 0 | 0 | 0 | 0 | 0 | 0 | 0 | 0 | 0 | 0 | 0 | 0 | 0 | 0 | 0 | 0 | 0
Cancelled | US | TRE |  |  | 21INR0218 |  | SAVANNAH WIND |  |  | WT | WND |  | Wind | 2021-10-15 |  | 600 | 90 | 120 | 0 | 0 | 0 | 90 | 90 | 90 | 90 | 90 | 90 | 90 | 90 | 0 | 0 | 120 | 120 | 120 | 120 | 120 | 120 | 120 | 120 | 120 | 0 | 0 | 0 | 0 | 0 | 0 | 0 | 0 | 0 | 0 | 0 | 0 | 0 | 0 | 0 | 0 | 0 | 0 | 0 | 0 | 0 | 0
Cancelled | US | TRE |  |  | 21INR0219 |  | JAMES RIVER SOLAR |  |  | PV | SUN |  | Solar | 2021-10-15 |  | 500 | 370 | 60 | 0 | 0 | 0 | 370 | 370 | 370 | 370 | 370 | 370 | 370 | 370 | 0 | 0 | 60 | 60 | 60 | 60 | 60 | 60 | 60 | 60 | 60 | 0 | 0 | 0 | 0 | 0 | 0 | 0 | 0 | 0 | 0 | 0 | 0 | 0 | 0 | 0 | 0 | 0 | 0 | 0 | 0 | 0 | 0
Tier 3 | US | TRE |  |  | 21INR0220 |  | MALEZA SOLAR |  |  | PV | SUN |  | Solar | 2021-06-01 |  | 250 | 185 | 30 | 0 | 0 | 185 | 185 | 185 | 185 | 185 | 185 | 185 | 185 | 185 | 0 | 0 | 30 | 30 | 30 | 30 | 30 | 30 | 30 | 30 | 30 | 0 | 0 | 0 | 0 | 0 | 0 | 0 | 0 | 0 | 0 | 0 | 0 | 0 | 0 | 0 | 0 | 0 | 0 | 0 | 0 | 0 | 0
Tier 3 | US | TRE |  |  | 21INR0224 |  | KUESTER SOLAR |  |  | PV | SUN |  | Solar | 2021-03-31 |  | 234.6 | 173.604 | 28.152 | 0 | 0 | 173.604 | 173.604 | 173.604 | 173.604 | 173.604 | 173.604 | 173.604 | 173.604 | 173.604 | 0 | 0 | 28.152 | 28.152 | 28.152 | 28.152 | 28.152 | 28.152 | 28.152 | 28.152 | 28.152 | 0 | 0 | 0 | 0 | 0 | 0 | 0 | 0 | 0 | 0 | 0 | 0 | 0 | 0 | 0 | 0 | 0 | 0 | 0 | 0 | 0 | 0
Tier 3 | US | TRE |  |  | 21INR0225 |  | GRAND SLAM |  |  | PV | SUN |  | Solar | 2021-03-31 |  | 275.4 | 203.796 | 33.048 | 0 | 0 | 203.796 | 203.796 | 203.796 | 203.796 | 203.796 | 203.796 | 203.796 | 203.796 | 203.796 | 0 | 0 | 33.048 | 33.048 | 33.048 | 33.048 | 33.048 | 33.048 | 33.048 | 33.048 | 33.048 | 0 | 0 | 0 | 0 | 0 | 0 | 0 | 0 | 0 | 0 | 0 | 0 | 0 | 0 | 0 | 0 | 0 | 0 | 0 | 0 | 0 | 0
Tier 3 | US | TRE |  |  | 21INR0226 |  | EQUINOX SOLAR 1 |  |  | PV | SUN |  | Solar | 2021-06-30 |  | 200 | 148 | 24 | 0 | 0 | 148 | 148 | 148 | 148 | 148 | 148 | 148 | 148 | 148 | 0 | 0 | 24 | 24 | 24 | 24 | 24 | 24 | 24 | 24 | 24 | 0 | 0 | 0 | 0 | 0 | 0 | 0 | 0 | 0 | 0 | 0 | 0 | 0 | 0 | 0 | 0 | 0 | 0 | 0 | 0 | 0 | 0
Tier 3 | US | TRE |  |  | 21INR0227 |  | EQUINOX SOLAR 2 |  |  | PV | SUN |  | Solar | 2021-12-31 |  | 200 | 148 | 24 | 0 | 0 | 0 | 148 | 148 | 148 | 148 | 148 | 148 | 148 | 148 | 0 | 0 | 0 | 24 | 24 | 24 | 24 | 24 | 24 | 24 | 24 | 0 | 0 | 0 | 0 | 0 | 0 | 0 | 0 | 0 | 0 | 0 | 0 | 0 | 0 | 0 | 0 | 0 | 0 | 0 | 0 | 0 | 0
Tier 3 | US | TRE |  |  | 21INR0228 |  | COTTONWOOD BAYOU SOLAR II |  |  | PV | SUN |  | Solar | 2021-06-01 |  | 200 | 148 | 24 | 0 | 0 | 148 | 148 | 148 | 148 | 148 | 148 | 148 | 148 | 148 | 0 | 0 | 24 | 24 | 24 | 24 | 24 | 24 | 24 | 24 | 24 | 0 | 0 | 0 | 0 | 0 | 0 | 0 | 0 | 0 | 0 | 0 | 0 | 0 | 0 | 0 | 0 | 0 | 0 | 0 | 0 | 0 | 0
Tier 3 | US | TRE |  |  | 21INR0230 |  | COX CREEK |  |  | GT | NG |  | Natural Gas and Other Gases | 2021-06-01 |  | 200 | 200 | 200 | 0 | 0 | 200 | 200 | 200 | 200 | 200 | 200 | 200 | 200 | 200 | 0 | 0 | 200 | 200 | 200 | 200 | 200 | 200 | 200 | 200 | 200 | 0 | 0 | 0 | 0 | 0 | 0 | 0 | 0 | 0 | 0 | 0 | 0 | 0 | 0 | 0 | 0 | 0 | 0 | 0 | 0 | 0 | 0
Tier 3 | US | TRE |  |  | 21INR0234 |  | BLUE CREEK G |  |  | GT | NG |  | Natural Gas and Other Gases | 2021-06-01 |  | 200 | 200 | 200 | 0 | 0 | 200 | 200 | 200 | 200 | 200 | 200 | 200 | 200 | 200 | 0 | 0 | 200 | 200 | 200 | 200 | 200 | 200 | 200 | 200 | 200 | 0 | 0 | 0 | 0 | 0 | 0 | 0 | 0 | 0 | 0 | 0 | 0 | 0 | 0 | 0 | 0 | 0 | 0 | 0 | 0 | 0 | 0
Tier 3 | US | TRE |  |  | 21INR0235 |  | RAGSDALE G |  |  | GT | NG |  | Natural Gas and Other Gases | 2021-06-01 |  | 200 | 200 | 200 | 0 | 0 | 200 | 200 | 200 | 200 | 200 | 200 | 200 | 200 | 200 | 0 | 0 | 200 | 200 | 200 | 200 | 200 | 200 | 200 | 200 | 200 | 0 | 0 | 0 | 0 | 0 | 0 | 0 | 0 | 0 | 0 | 0 | 0 | 0 | 0 | 0 | 0 | 0 | 0 | 0 | 0 | 0 | 0
Tier 3 | US | TRE |  |  | 21INR0238 |  | STATELINE SOLAR |  |  | PV | SUN |  | Solar | 2021-12-01 |  | 500 | 370 | 60 | 0 | 0 | 0 | 370 | 370 | 370 | 370 | 370 | 370 | 370 | 370 | 0 | 0 | 60 | 60 | 60 | 60 | 60 | 60 | 60 | 60 | 60 | 0 | 0 | 0 | 0 | 0 | 0 | 0 | 0 | 0 | 0 | 0 | 0 | 0 | 0 | 0 | 0 | 0 | 0 | 0 | 0 | 0 | 0
Tier 3 | US | TRE |  |  | 21INR0239 |  | THIRD COAST SOLAR |  |  | PV | SUN |  | Solar | 2021-12-01 |  | 300 | 222 | 36 | 0 | 0 | 0 | 222 | 222 | 222 | 222 | 222 | 222 | 222 | 222 | 0 | 0 | 36 | 36 | 36 | 36 | 36 | 36 | 36 | 36 | 36 | 0 | 0 | 0 | 0 | 0 | 0 | 0 | 0 | 0 | 0 | 0 | 0 | 0 | 0 | 0 | 0 | 0 | 0 | 0 | 0 | 0 | 0
Tier 3 | US | TRE |  |  | 21INR0241 |  | GALAHAD SOLAR |  |  | PV | SUN |  | Solar | 2021-06-01 |  | 204 | 150.96 | 24.48 | 0 | 0 | 150.96 | 150.96 | 150.96 | 150.96 | 150.96 | 150.96 | 150.96 | 150.96 | 150.96 | 0 | 0 | 24.48 | 24.48 | 24.48 | 24.48 | 24.48 | 24.48 | 24.48 | 24.48 | 24.48 | 0 | 0 | 0 | 0 | 0 | 0 | 0 | 0 | 0 | 0 | 0 | 0 | 0 | 0 | 0 | 0 | 0 | 0 | 0 | 0 | 0 | 0
Tier 3 | US | TRE |  |  | 21INR0242 |  | LOOKING GLASS SOLAR |  |  | PV | SUN |  | Solar | 2021-04-01 |  | 180 | 133.2 | 21.6 | 0 | 0 | 133.2 | 133.2 | 133.2 | 133.2 | 133.2 | 133.2 | 133.2 | 133.2 | 133.2 | 0 | 0 | 21.6 | 21.6 | 21.6 | 21.6 | 21.6 | 21.6 | 21.6 | 21.6 | 21.6 | 0 | 0 | 0 | 0 | 0 | 0 | 0 | 0 | 0 | 0 | 0 | 0 | 0 | 0 | 0 | 0 | 0 | 0 | 0 | 0 | 0 | 0
Tier 3 | US | TRE |  |  | 21INR0243 |  | LOOKING GLASS ENERGY STORAGE |  |  | BA | MWH |  | Other | 2021-04-01 |  | 90 | 0 | 0 | 0 | 0 | 0 | 0 | 0 | 0 | 0 | 0 | 0 | 0 | 0 | 0 | 0 | 0 | 0 | 0 | 0 | 0 | 0 | 0 | 0 | 0 | 0 | 0 | 0 | 0 | 0 | 0 | 0 | 0 | 0 | 0 | 0 | 0 | 0 | 0 | 0 | 0 | 0 | 0 | 0 | 0 | 0 | 0
Tier 3 | US | TRE |  |  | 21INR0245 |  | TOUCAN SOLAR |  |  | PV | SUN |  | Solar | 2021-06-30 |  | 150 | 111 | 18 | 0 | 0 | 111 | 111 | 111 | 111 | 111 | 111 | 111 | 111 | 111 | 0 | 0 | 18 | 18 | 18 | 18 | 18 | 18 | 18 | 18 | 18 | 0 | 0 | 0 | 0 | 0 | 0 | 0 | 0 | 0 | 0 | 0 | 0 | 0 | 0 | 0 | 0 | 0 | 0 | 0 | 0 | 0 | 0
Tier 3 | US | TRE |  |  | 21INR0246 |  | JUNGMANN SOLAR |  |  | PV | SUN |  | Solar | 2021-10-01 |  | 50 | 37 | 6 | 0 | 0 | 0 | 37 | 37 | 37 | 37 | 37 | 37 | 37 | 37 | 0 | 0 | 6 | 6 | 6 | 6 | 6 | 6 | 6 | 6 | 6 | 0 | 0 | 0 | 0 | 0 | 0 | 0 | 0 | 0 | 0 | 0 | 0 | 0 | 0 | 0 | 0 | 0 | 0 | 0 | 0 | 0 | 0
Tier 3 | US | TRE |  |  | 21INR0248 |  | SEND IT SOLAR |  |  | PV | SUN |  | Solar | 2021-01-11 |  | 54 | 39.96 | 6.48 | 0 | 0 | 39.96 | 39.96 | 39.96 | 39.96 | 39.96 | 39.96 | 39.96 | 39.96 | 39.96 | 0 | 0 | 6.48 | 6.48 | 6.48 | 6.48 | 6.48 | 6.48 | 6.48 | 6.48 | 6.48 | 0 | 0 | 0 | 0 | 0 | 0 | 0 | 0 | 0 | 0 | 0 | 0 | 0 | 0 | 0 | 0 | 0 | 0 | 0 | 0 | 0 | 0
Tier 3 | US | TRE |  |  | 21INR0249 |  | ROADRUNNER CROSSING SOLAR |  |  | PV | SUN |  | Solar | 2021-12-30 |  | 200 | 148 | 24 | 0 | 0 | 0 | 148 | 148 | 148 | 148 | 148 | 148 | 148 | 148 | 0 | 0 | 0 | 24 | 24 | 24 | 24 | 24 | 24 | 24 | 24 | 0 | 0 | 0 | 0 | 0 | 0 | 0 | 0 | 0 | 0 | 0 | 0 | 0 | 0 | 0 | 0 | 0 | 0 | 0 | 0 | 0 | 0
Tier 3 | US | TRE |  |  | 21INR0250 |  | OPAQUE FORK |  |  | PV | SUN |  | Solar | 2021-12-27 |  | 400 | 296 | 48 | 0 | 0 | 0 | 296 | 296 | 296 | 296 | 296 | 296 | 296 | 296 | 0 | 0 | 0 | 48 | 48 | 48 | 48 | 48 | 48 | 48 | 48 | 0 | 0 | 0 | 0 | 0 | 0 | 0 | 0 | 0 | 0 | 0 | 0 | 0 | 0 | 0 | 0 | 0 | 0 | 0 | 0 | 0 | 0
Tier 3 | US | TRE |  |  | 21INR0252 |  | MONAVILLE SOLAR |  |  | PV | SUN |  | Solar | 2021-12-31 |  | 150 | 111 | 18 | 0 | 0 | 0 | 111 | 111 | 111 | 111 | 111 | 111 | 111 | 111 | 0 | 0 | 0 | 18 | 18 | 18 | 18 | 18 | 18 | 18 | 18 | 0 | 0 | 0 | 0 | 0 | 0 | 0 | 0 | 0 | 0 | 0 | 0 | 0 | 0 | 0 | 0 | 0 | 0 | 0 | 0 | 0 | 0
Tier 3 | US | TRE |  |  | 21INR0254 |  | BLUE CUT SOLAR |  |  | PV | SUN |  | Solar | 2021-06-01 |  | 150 | 111 | 18 | 0 | 0 | 111 | 111 | 111 | 111 | 111 | 111 | 111 | 111 | 111 | 0 | 0 | 18 | 18 | 18 | 18 | 18 | 18 | 18 | 18 | 18 | 0 | 0 | 0 | 0 | 0 | 0 | 0 | 0 | 0 | 0 | 0 | 0 | 0 | 0 | 0 | 0 | 0 | 0 | 0 | 0 | 0 | 0
Tier 3 | US | TRE |  |  | 21INR0255 |  | BLUE SKY SOLAR |  |  | PV | SUN |  | Solar | 2021-10-15 |  | 1000 | 740 | 120 | 0 | 0 | 0 | 740 | 740 | 740 | 740 | 740 | 740 | 740 | 740 | 0 | 0 | 120 | 120 | 120 | 120 | 120 | 120 | 120 | 120 | 120 | 0 | 0 | 0 | 0 | 0 | 0 | 0 | 0 | 0 | 0 | 0 | 0 | 0 | 0 | 0 | 0 | 0 | 0 | 0 | 0 | 0 | 0
Tier 3 | US | TRE |  |  | 21INR0256 |  | AMSTERDAM SOLAR |  |  | PV | SUN |  | Solar | 2021-11-30 |  | 500 | 370 | 60 | 0 | 0 | 0 | 370 | 370 | 370 | 370 | 370 | 370 | 370 | 370 | 0 | 0 | 60 | 60 | 60 | 60 | 60 | 60 | 60 | 60 | 60 | 0 | 0 | 0 | 0 | 0 | 0 | 0 | 0 | 0 | 0 | 0 | 0 | 0 | 0 | 0 | 0 | 0 | 0 | 0 | 0 | 0 | 0
Tier 3 | US | TRE |  |  | 21INR0262 |  | KING MOUNTAIN STORAGE |  |  | BA | MWH |  | Other | 2021-12-01 |  | 205.9 | 0 | 0 | 0 | 0 | 0 | 0 | 0 | 0 | 0 | 0 | 0 | 0 | 0 | 0 | 0 | 0 | 0 | 0 | 0 | 0 | 0 | 0 | 0 | 0 | 0 | 0 | 0 | 0 | 0 | 0 | 0 | 0 | 0 | 0 | 0 | 0 | 0 | 0 | 0 | 0 | 0 | 0 | 0 | 0 | 0 | 0
Tier 3 | US | TRE |  |  | 21INR0263 |  | MONARCH CREEK WIND |  |  | WT | WND |  | Wind | 2021-10-01 |  | 300 | 45 | 60 | 0 | 0 | 0 | 45 | 45 | 45 | 45 | 45 | 45 | 45 | 45 | 0 | 0 | 60 | 60 | 60 | 60 | 60 | 60 | 60 | 60 | 60 | 0 | 0 | 0 | 0 | 0 | 0 | 0 | 0 | 0 | 0 | 0 | 0 | 0 | 0 | 0 | 0 | 0 | 0 | 0 | 0 | 0 | 0
Tier 3 | US | TRE |  |  | 21INR0264 |  | MONARCH CREEK WIND (B) |  |  | WT | WND |  | Wind | 2021-10-01 |  | 450 | 67.5 | 90 | 0 | 0 | 0 | 67.5 | 67.5 | 67.5 | 67.5 | 67.5 | 67.5 | 67.5 | 67.5 | 0 | 0 | 90 | 90 | 90 | 90 | 90 | 90 | 90 | 90 | 90 | 0 | 0 | 0 | 0 | 0 | 0 | 0 | 0 | 0 | 0 | 0 | 0 | 0 | 0 | 0 | 0 | 0 | 0 | 0 | 0 | 0 | 0
Tier 3 | US | TRE |  |  | 21INR0266 |  | BLACKBIRD SOLAR |  |  | PV | SUN |  | Solar | 2021-03-15 |  | 150 | 111 | 18 | 0 | 0 | 111 | 111 | 111 | 111 | 111 | 111 | 111 | 111 | 111 | 0 | 0 | 18 | 18 | 18 | 18 | 18 | 18 | 18 | 18 | 18 | 0 | 0 | 0 | 0 | 0 | 0 | 0 | 0 | 0 | 0 | 0 | 0 | 0 | 0 | 0 | 0 | 0 | 0 | 0 | 0 | 0 | 0
Tier 3 | US | TRE |  |  | 21INR0267 |  | AQUARIUS SOLAR |  |  | PV | SUN |  | Solar | 2021-05-05 |  | 80 | 59.2 | 9.6 | 0 | 0 | 59.2 | 59.2 | 59.2 | 59.2 | 59.2 | 59.2 | 59.2 | 59.2 | 59.2 | 0 | 0 | 9.6 | 9.6 | 9.6 | 9.6 | 9.6 | 9.6 | 9.6 | 9.6 | 9.6 | 0 | 0 | 0 | 0 | 0 | 0 | 0 | 0 | 0 | 0 | 0 | 0 | 0 | 0 | 0 | 0 | 0 | 0 | 0 | 0 | 0 | 0
Tier 3 | US | TRE |  |  | 21INR0268 |  | GREYHOUND SOLAR |  |  | PV | SUN |  | Solar | 2021-06-30 |  | 600 | 444 | 72 | 0 | 0 | 444 | 444 | 444 | 444 | 444 | 444 | 444 | 444 | 444 | 0 | 0 | 72 | 72 | 72 | 72 | 72 | 72 | 72 | 72 | 72 | 0 | 0 | 0 | 0 | 0 | 0 | 0 | 0 | 0 | 0 | 0 | 0 | 0 | 0 | 0 | 0 | 0 | 0 | 0 | 0 | 0 | 0
Tier 3 | US | TRE |  |  | 21INR0269 |  | SILVERADO WIND |  |  | WT | WND |  | Wind | 2021-10-15 |  | 500 | 75 | 100 | 0 | 0 | 0 | 75 | 75 | 75 | 75 | 75 | 75 | 75 | 75 | 0 | 0 | 100 | 100 | 100 | 100 | 100 | 100 | 100 | 100 | 100 | 0 | 0 | 0 | 0 | 0 | 0 | 0 | 0 | 0 | 0 | 0 | 0 | 0 | 0 | 0 | 0 | 0 | 0 | 0 | 0 | 0 | 0
Tier 3 | US | TRE |  |  | 21INR0270 |  | NIGHTINGALE SOLAR |  |  | PV | SUN |  | Solar | 2021-05-31 |  | 150 | 111 | 18 | 0 | 0 | 111 | 111 | 111 | 111 | 111 | 111 | 111 | 111 | 111 | 0 | 0 | 18 | 18 | 18 | 18 | 18 | 18 | 18 | 18 | 18 | 0 | 0 | 0 | 0 | 0 | 0 | 0 | 0 | 0 | 0 | 0 | 0 | 0 | 0 | 0 | 0 | 0 | 0 | 0 | 0 | 0 | 0
Tier 3 | US | TRE |  |  | 21INR0271 |  | TERRANOVA SOLAR |  |  | PV | SUN |  | Solar | 2021-05-31 |  | 150 | 111 | 18 | 0 | 0 | 111 | 111 | 111 | 111 | 111 | 111 | 111 | 111 | 111 | 0 | 0 | 18 | 18 | 18 | 18 | 18 | 18 | 18 | 18 | 18 | 0 | 0 | 0 | 0 | 0 | 0 | 0 | 0 | 0 | 0 | 0 | 0 | 0 | 0 | 0 | 0 | 0 | 0 | 0 | 0 | 0 | 0
Tier 3 | US | TRE |  |  | 21INR0272 |  | FLAMINGO SOLAR |  |  | PV | SUN |  | Solar | 2021-05-31 |  | 140 | 103.6 | 16.8 | 0 | 0 | 103.6 | 103.6 | 103.6 | 103.6 | 103.6 | 103.6 | 103.6 | 103.6 | 103.6 | 0 | 0 | 16.8 | 16.8 | 16.8 | 16.8 | 16.8 | 16.8 | 16.8 | 16.8 | 16.8 | 0 | 0 | 0 | 0 | 0 | 0 | 0 | 0 | 0 | 0 | 0 | 0 | 0 | 0 | 0 | 0 | 0 | 0 | 0 | 0 | 0 | 0
Tier 3 | US | TRE |  |  | 21INR0273 |  | OLIVE SOLAR |  |  | PV | SUN |  | Solar | 2021-05-31 |  | 60 | 44.4 | 7.2 | 0 | 0 | 44.4 | 44.4 | 44.4 | 44.4 | 44.4 | 44.4 | 44.4 | 44.4 | 44.4 | 0 | 0 | 7.2 | 7.2 | 7.2 | 7.2 | 7.2 | 7.2 | 7.2 | 7.2 | 7.2 | 0 | 0 | 0 | 0 | 0 | 0 | 0 | 0 | 0 | 0 | 0 | 0 | 0 | 0 | 0 | 0 | 0 | 0 | 0 | 0 | 0 | 0
Tier 3 | US | TRE |  |  | 21INR0274 |  | CAROL SOLAR |  |  | PV | SUN |  | Solar | 2021-06-30 |  | 220 | 162.8 | 26.4 | 0 | 0 | 162.8 | 162.8 | 162.8 | 162.8 | 162.8 | 162.8 | 162.8 | 162.8 | 162.8 | 0 | 0 | 26.4 | 26.4 | 26.4 | 26.4 | 26.4 | 26.4 | 26.4 | 26.4 | 26.4 | 0 | 0 | 0 | 0 | 0 | 0 | 0 | 0 | 0 | 0 | 0 | 0 | 0 | 0 | 0 | 0 | 0 | 0 | 0 | 0 | 0 | 0
Tier 3 | US | TRE |  |  | 21INR0276 |  | ELARA SOLAR |  |  | PV | SUN |  | Solar | 2021-05-01 |  | 178 | 131.72 | 21.36 | 0 | 0 | 131.72 | 131.72 | 131.72 | 131.72 | 131.72 | 131.72 | 131.72 | 131.72 | 131.72 | 0 | 0 | 21.36 | 21.36 | 21.36 | 21.36 | 21.36 | 21.36 | 21.36 | 21.36 | 21.36 | 0 | 0 | 0 | 0 | 0 | 0 | 0 | 0 | 0 | 0 | 0 | 0 | 0 | 0 | 0 | 0 | 0 | 0 | 0 | 0 | 0 | 0
Tier 3 | US | TRE |  |  | 21INR0277 |  | SHIRO SOLAR |  |  | PV | SUN |  | Solar | 2021-06-01 |  | 165 | 122.1 | 19.8 | 0 | 0 | 122.1 | 122.1 | 122.1 | 122.1 | 122.1 | 122.1 | 122.1 | 122.1 | 122.1 | 0 | 0 | 19.8 | 19.8 | 19.8 | 19.8 | 19.8 | 19.8 | 19.8 | 19.8 | 19.8 | 0 | 0 | 0 | 0 | 0 | 0 | 0 | 0 | 0 | 0 | 0 | 0 | 0 | 0 | 0 | 0 | 0 | 0 | 0 | 0 | 0 | 0
Tier 3 | US | TRE |  |  | 21INR0278 |  | FIGHTING JAYS SOLAR |  |  | PV | SUN |  | Solar | 2021-05-01 |  | 356.55 | 263.847 | 42.786 | 0 | 0 | 263.847 | 263.847 | 263.847 | 263.847 | 263.847 | 263.847 | 263.847 | 263.847 | 263.847 | 0 | 0 | 42.786 | 42.786 | 42.786 | 42.786 | 42.786 | 42.786 | 42.786 | 42.786 | 42.786 | 0 | 0 | 0 | 0 | 0 | 0 | 0 | 0 | 0 | 0 | 0 | 0 | 0 | 0 | 0 | 0 | 0 | 0 | 0 | 0 | 0 | 0
Tier 3 | US | TRE |  |  | 21INR0279 |  | BIG SKY SOLAR |  |  | PV | SUN |  | Solar | 2021-03-31 |  | 190 | 140.6 | 22.8 | 0 | 0 | 140.6 | 140.6 | 140.6 | 140.6 | 140.6 | 140.6 | 140.6 | 140.6 | 140.6 | 0 | 0 | 22.8 | 22.8 | 22.8 | 22.8 | 22.8 | 22.8 | 22.8 | 22.8 | 22.8 | 0 | 0 | 0 | 0 | 0 | 0 | 0 | 0 | 0 | 0 | 0 | 0 | 0 | 0 | 0 | 0 | 0 | 0 | 0 | 0 | 0 | 0
Tier 3 | US | TRE |  |  | 21INR0280 |  | EDGEWATER STORAGE |  |  | BA | MWH |  | Other | 2021-06-28 |  | 47.12 | 0 | 0 | 0 | 0 | 0 | 0 | 0 | 0 | 0 | 0 | 0 | 0 | 0 | 0 | 0 | 0 | 0 | 0 | 0 | 0 | 0 | 0 | 0 | 0 | 0 | 0 | 0 | 0 | 0 | 0 | 0 | 0 | 0 | 0 | 0 | 0 | 0 | 0 | 0 | 0 | 0 | 0 | 0 | 0 | 0 | 0
Tier 3 | US | TRE |  |  | 21INR0281 |  | BYRD RANCH STORAGE |  |  | BA | MWH |  | Other | 2021-06-18 |  | 47.12 | 0 | 0 | 0 | 0 | 0 | 0 | 0 | 0 | 0 | 0 | 0 | 0 | 0 | 0 | 0 | 0 | 0 | 0 | 0 | 0 | 0 | 0 | 0 | 0 | 0 | 0 | 0 | 0 | 0 | 0 | 0 | 0 | 0 | 0 | 0 | 0 | 0 | 0 | 0 | 0 | 0 | 0 | 0 | 0 | 0 | 0
Tier 3 | US | TRE |  |  | 21INR0283 |  | SUN VALLEY 2 |  |  | PV | SUN |  | Solar | 2021-12-01 |  | 115 | 85.1 | 13.8 | 0 | 0 | 0 | 85.1 | 85.1 | 85.1 | 85.1 | 85.1 | 85.1 | 85.1 | 85.1 | 0 | 0 | 13.8 | 13.8 | 13.8 | 13.8 | 13.8 | 13.8 | 13.8 | 13.8 | 13.8 | 0 | 0 | 0 | 0 | 0 | 0 | 0 | 0 | 0 | 0 | 0 | 0 | 0 | 0 | 0 | 0 | 0 | 0 | 0 | 0 | 0 | 0
Tier 3 | US | TRE |  |  | 21INR0284 |  | SHIRO STORAGE |  |  | BA | MWH |  | Other | 2021-06-01 |  | 74 | 0 | 0 | 0 | 0 | 0 | 0 | 0 | 0 | 0 | 0 | 0 | 0 | 0 | 0 | 0 | 0 | 0 | 0 | 0 | 0 | 0 | 0 | 0 | 0 | 0 | 0 | 0 | 0 | 0 | 0 | 0 | 0 | 0 | 0 | 0 | 0 | 0 | 0 | 0 | 0 | 0 | 0 | 0 | 0 | 0 | 0
Tier 3 | US | TRE |  |  | 21INR0285 |  | LARISA SOLAR |  |  | PV | SUN |  | Solar | 2021-05-16 |  | 400 | 296 | 48 | 0 | 0 | 296 | 296 | 296 | 296 | 296 | 296 | 296 | 296 | 296 | 0 | 0 | 48 | 48 | 48 | 48 | 48 | 48 | 48 | 48 | 48 | 0 | 0 | 0 | 0 | 0 | 0 | 0 | 0 | 0 | 0 | 0 | 0 | 0 | 0 | 0 | 0 | 0 | 0 | 0 | 0 | 0 | 0
Tier 3 | US | TRE |  |  | 21INR0286 |  | MENDIOLA SOLAR |  |  | PV | SUN |  | Solar | 2021-05-16 |  | 400 | 296 | 48 | 0 | 0 | 296 | 296 | 296 | 296 | 296 | 296 | 296 | 296 | 296 | 0 | 0 | 48 | 48 | 48 | 48 | 48 | 48 | 48 | 48 | 48 | 0 | 0 | 0 | 0 | 0 | 0 | 0 | 0 | 0 | 0 | 0 | 0 | 0 | 0 | 0 | 0 | 0 | 0 | 0 | 0 | 0 | 0
Tier 3 | US | TRE |  |  | 21INR0288 |  | NEKKAR SOLAR |  |  | PV | SUN |  | Solar | 2021-05-16 |  | 150 | 111 | 18 | 0 | 0 | 111 | 111 | 111 | 111 | 111 | 111 | 111 | 111 | 111 | 0 | 0 | 18 | 18 | 18 | 18 | 18 | 18 | 18 | 18 | 18 | 0 | 0 | 0 | 0 | 0 | 0 | 0 | 0 | 0 | 0 | 0 | 0 | 0 | 0 | 0 | 0 | 0 | 0 | 0 | 0 | 0 | 0
Tier 3 | US | TRE |  |  | 21INR0292 |  | SLAMA SOLAR |  |  | PV | SUN |  | Solar | 2021-06-01 |  | 250 | 185 | 30 | 0 | 0 | 185 | 185 | 185 | 185 | 185 | 185 | 185 | 185 | 185 | 0 | 0 | 30 | 30 | 30 | 30 | 30 | 30 | 30 | 30 | 30 | 0 | 0 | 0 | 0 | 0 | 0 | 0 | 0 | 0 | 0 | 0 | 0 | 0 | 0 | 0 | 0 | 0 | 0 | 0 | 0 | 0 | 0
Tier 3 | US | TRE |  |  | 21INR0293 |  | HAT CREEK SOLAR |  |  | PV | SUN |  | Solar | 2021-06-01 |  | 250 | 185 | 30 | 0 | 0 | 185 | 185 | 185 | 185 | 185 | 185 | 185 | 185 | 185 | 0 | 0 | 30 | 30 | 30 | 30 | 30 | 30 | 30 | 30 | 30 | 0 | 0 | 0 | 0 | 0 | 0 | 0 | 0 | 0 | 0 | 0 | 0 | 0 | 0 | 0 | 0 | 0 | 0 | 0 | 0 | 0 | 0
Tier 3 | US | TRE |  |  | 21INR0294 |  | BROOKE SMITH WIND |  |  | WT | WND |  | Wind | 2021-12-11 |  | 277.2 | 41.58 | 55.44 | 0 | 0 | 0 | 41.58 | 41.58 | 41.58 | 41.58 | 41.58 | 41.58 | 41.58 | 41.58 | 0 | 0 | 0 | 55.44 | 55.44 | 55.44 | 55.44 | 55.44 | 55.44 | 55.44 | 55.44 | 0 | 0 | 0 | 0 | 0 | 0 | 0 | 0 | 0 | 0 | 0 | 0 | 0 | 0 | 0 | 0 | 0 | 0 | 0 | 0 | 0 | 0
Tier 3 | US | TRE |  |  | 21INR0295 |  | STERLING PRAIRIE SOLAR |  |  | PV | SUN |  | Solar | 2021-12-15 |  | 100 | 74 | 12 | 0 | 0 | 0 | 74 | 74 | 74 | 74 | 74 | 74 | 74 | 74 | 0 | 0 | 0 | 12 | 12 | 12 | 12 | 12 | 12 | 12 | 12 | 0 | 0 | 0 | 0 | 0 | 0 | 0 | 0 | 0 | 0 | 0 | 0 | 0 | 0 | 0 | 0 | 0 | 0 | 0 | 0 | 0 | 0
Tier 3 | US | TRE |  |  | 21INR0307 |  | RADIAN INCREASE |  |  | PV | SUN |  | Solar | 2021-05-31 |  | 61.2 | 45.288 | 7.344 | 0 | 0 | 45.288 | 45.288 | 45.288 | 45.288 | 45.288 | 45.288 | 45.288 | 45.288 | 45.288 | 0 | 0 | 7.344 | 7.344 | 7.344 | 7.344 | 7.344 | 7.344 | 7.344 | 7.344 | 7.344 | 0 | 0 | 0 | 0 | 0 | 0 | 0 | 0 | 0 | 0 | 0 | 0 | 0 | 0 | 0 | 0 | 0 | 0 | 0 | 0 | 0 | 0
Tier 3 | US | TRE |  |  | 21INR0310 |  | QUANTUM INCREASE |  |  | PV | SUN |  | Solar | 2021-12-31 |  | 61.2 | 45.288 | 7.344 | 0 | 0 | 0 | 45.288 | 45.288 | 45.288 | 45.288 | 45.288 | 45.288 | 45.288 | 45.288 | 0 | 0 | 0 | 7.344 | 7.344 | 7.344 | 7.344 | 7.344 | 7.344 | 7.344 | 7.344 | 0 | 0 | 0 | 0 | 0 | 0 | 0 | 0 | 0 | 0 | 0 | 0 | 0 | 0 | 0 | 0 | 0 | 0 | 0 | 0 | 0 | 0
Tier 3 | US | TRE |  |  | 21INR0311 |  | MEISSA SOLAR |  |  | PV | SUN |  | Solar | 2021-06-06 |  | 150 | 111 | 18 | 0 | 0 | 111 | 111 | 111 | 111 | 111 | 111 | 111 | 111 | 111 | 0 | 0 | 18 | 18 | 18 | 18 | 18 | 18 | 18 | 18 | 18 | 0 | 0 | 0 | 0 | 0 | 0 | 0 | 0 | 0 | 0 | 0 | 0 | 0 | 0 | 0 | 0 | 0 | 0 | 0 | 0 | 0 | 0
Tier 3 | US | TRE |  |  | 21INR0312 |  | NEREIDA SOLAR |  |  | PV | SUN |  | Solar | 2021-06-15 |  | 150 | 111 | 18 | 0 | 0 | 111 | 111 | 111 | 111 | 111 | 111 | 111 | 111 | 111 | 0 | 0 | 18 | 18 | 18 | 18 | 18 | 18 | 18 | 18 | 18 | 0 | 0 | 0 | 0 | 0 | 0 | 0 | 0 | 0 | 0 | 0 | 0 | 0 | 0 | 0 | 0 | 0 | 0 | 0 | 0 | 0 | 0
Tier 3 | US | TRE |  |  | 21INR0313 |  | AMARANTH SOLAR |  |  | PV | SUN |  | Solar | 2021-06-15 |  | 150 | 111 | 18 | 0 | 0 | 111 | 111 | 111 | 111 | 111 | 111 | 111 | 111 | 111 | 0 | 0 | 18 | 18 | 18 | 18 | 18 | 18 | 18 | 18 | 18 | 0 | 0 | 0 | 0 | 0 | 0 | 0 | 0 | 0 | 0 | 0 | 0 | 0 | 0 | 0 | 0 | 0 | 0 | 0 | 0 | 0 | 0
Tier 3 | US | TRE |  |  | 21INR0314 |  | AQUAMARINE SOLAR |  |  | PV | SUN |  | Solar | 2021-07-01 |  | 150 | 111 | 18 | 0 | 0 | 111 | 111 | 111 | 111 | 111 | 111 | 111 | 111 | 111 | 0 | 0 | 18 | 18 | 18 | 18 | 18 | 18 | 18 | 18 | 18 | 0 | 0 | 0 | 0 | 0 | 0 | 0 | 0 | 0 | 0 | 0 | 0 | 0 | 0 | 0 | 0 | 0 | 0 | 0 | 0 | 0 | 0
Tier 3 | US | TRE |  |  | 21INR0315 |  | LOLA SOLAR |  |  | PV | SUN |  | Solar | 2021-06-15 |  | 150 | 111 | 18 | 0 | 0 | 111 | 111 | 111 | 111 | 111 | 111 | 111 | 111 | 111 | 0 | 0 | 18 | 18 | 18 | 18 | 18 | 18 | 18 | 18 | 18 | 0 | 0 | 0 | 0 | 0 | 0 | 0 | 0 | 0 | 0 | 0 | 0 | 0 | 0 | 0 | 0 | 0 | 0 | 0 | 0 | 0 | 0
Tier 3 | US | TRE |  |  | 21INR0316 |  | VIRIDIAN SOLAR |  |  | PV | SUN |  | Solar | 2021-06-15 |  | 150 | 111 | 18 | 0 | 0 | 111 | 111 | 111 | 111 | 111 | 111 | 111 | 111 | 111 | 0 | 0 | 18 | 18 | 18 | 18 | 18 | 18 | 18 | 18 | 18 | 0 | 0 | 0 | 0 | 0 | 0 | 0 | 0 | 0 | 0 | 0 | 0 | 0 | 0 | 0 | 0 | 0 | 0 | 0 | 0 | 0 | 0
Tier 3 | US | TRE |  |  | 21INR0317 |  | BYZANTIUM |  |  | PV | SUN |  | Solar | 2021-05-05 |  | 150 | 111 | 18 | 0 | 0 | 111 | 111 | 111 | 111 | 111 | 111 | 111 | 111 | 111 | 0 | 0 | 18 | 18 | 18 | 18 | 18 | 18 | 18 | 18 | 18 | 0 | 0 | 0 | 0 | 0 | 0 | 0 | 0 | 0 | 0 | 0 | 0 | 0 | 0 | 0 | 0 | 0 | 0 | 0 | 0 | 0 | 0
Tier 3 | US | TRE |  |  | 21INR0320 |  | ION SOLAR |  |  | PV | SUN |  | Solar | 2021-12-01 |  | 320 | 236.8 | 38.4 | 0 | 0 | 0 | 236.8 | 236.8 | 236.8 | 236.8 | 236.8 | 236.8 | 236.8 | 236.8 | 0 | 0 | 38.4 | 38.4 | 38.4 | 38.4 | 38.4 | 38.4 | 38.4 | 38.4 | 38.4 | 0 | 0 | 0 | 0 | 0 | 0 | 0 | 0 | 0 | 0 | 0 | 0 | 0 | 0 | 0 | 0 | 0 | 0 | 0 | 0 | 0 | 0
Tier 3 | US | TRE |  |  | 21INR0322 |  | FRONTON SOLAR |  |  | PV | SUN |  | Solar | 2021-01-31 |  | 200 | 148 | 24 | 0 | 0 | 148 | 148 | 148 | 148 | 148 | 148 | 148 | 148 | 148 | 0 | 0 | 24 | 24 | 24 | 24 | 24 | 24 | 24 | 24 | 24 | 0 | 0 | 0 | 0 | 0 | 0 | 0 | 0 | 0 | 0 | 0 | 0 | 0 | 0 | 0 | 0 | 0 | 0 | 0 | 0 | 0 | 0
Tier 3 | US | TRE |  |  | 21INR0323 |  | SPANISH CROWN |  |  | PV | SUN |  | Solar | 2021-06-15 |  | 100 | 74 | 12 | 0 | 0 | 74 | 74 | 74 | 74 | 74 | 74 | 74 | 74 | 74 | 0 | 0 | 12 | 12 | 12 | 12 | 12 | 12 | 12 | 12 | 12 | 0 | 0 | 0 | 0 | 0 | 0 | 0 | 0 | 0 | 0 | 0 | 0 | 0 | 0 | 0 | 0 | 0 | 0 | 0 | 0 | 0 | 0
Tier 3 | US | TRE |  |  | 21INR0324 |  | BOARD CREEK WP |  |  | WT | WND |  | Wind | 2021-10-01 |  | 301 | 45.15 | 60.2 | 0 | 0 | 0 | 45.15 | 45.15 | 45.15 | 45.15 | 45.15 | 45.15 | 45.15 | 45.15 | 0 | 0 | 60.2 | 60.2 | 60.2 | 60.2 | 60.2 | 60.2 | 60.2 | 60.2 | 60.2 | 0 | 0 | 0 | 0 | 0 | 0 | 0 | 0 | 0 | 0 | 0 | 0 | 0 | 0 | 0 | 0 | 0 | 0 | 0 | 0 | 0 | 0
Tier 3 | US | TRE |  |  | 21INR0325 |  | SHEEP CREEK WIND PROJECT |  |  | WT | WND |  | Wind | 2021-11-01 |  | 200 | 30 | 40 | 0 | 0 | 0 | 30 | 30 | 30 | 30 | 30 | 30 | 30 | 30 | 0 | 0 | 40 | 40 | 40 | 40 | 40 | 40 | 40 | 40 | 40 | 0 | 0 | 0 | 0 | 0 | 0 | 0 | 0 | 0 | 0 | 0 | 0 | 0 | 0 | 0 | 0 | 0 | 0 | 0 | 0 | 0 | 0
Tier 3 | US | TRE |  |  | 21INR0326 |  | DOVE RUN |  |  | PV | SUN |  | Solar | 2021-12-31 |  | 101.25 | 74.925 | 12.15 | 0 | 0 | 0 | 74.925 | 74.925 | 74.925 | 74.925 | 74.925 | 74.925 | 74.925 | 74.925 | 0 | 0 | 0 | 12.15 | 12.15 | 12.15 | 12.15 | 12.15 | 12.15 | 12.15 | 12.15 | 0 | 0 | 0 | 0 | 0 | 0 | 0 | 0 | 0 | 0 | 0 | 0 | 0 | 0 | 0 | 0 | 0 | 0 | 0 | 0 | 0 | 0
Tier 3 | US | TRE |  |  | 21INR0327 |  | OPEN RANGE SOLAR |  |  | PV | SUN |  | Solar | 2021-10-15 |  | 1000 | 740 | 120 | 0 | 0 | 0 | 740 | 740 | 740 | 740 | 740 | 740 | 740 | 740 | 0 | 0 | 120 | 120 | 120 | 120 | 120 | 120 | 120 | 120 | 120 | 0 | 0 | 0 | 0 | 0 | 0 | 0 | 0 | 0 | 0 | 0 | 0 | 0 | 0 | 0 | 0 | 0 | 0 | 0 | 0 | 0 | 0
Tier 3 | US | TRE |  |  | 21INR0329 |  | BLISS SOLAR |  |  | PV | SUN |  | Solar | 2021-06-01 |  | 234.6 | 173.604 | 28.152 | 0 | 0 | 173.604 | 173.604 | 173.604 | 173.604 | 173.604 | 173.604 | 173.604 | 173.604 | 173.604 | 0 | 0 | 28.152 | 28.152 | 28.152 | 28.152 | 28.152 | 28.152 | 28.152 | 28.152 | 28.152 | 0 | 0 | 0 | 0 | 0 | 0 | 0 | 0 | 0 | 0 | 0 | 0 | 0 | 0 | 0 | 0 | 0 | 0 | 0 | 0 | 0 | 0
Tier 3 | US | TRE |  |  | 21INR0330 |  | ESSENCE SOLAR |  |  | PV | SUN |  | Solar | 2021-06-01 |  | 234.6 | 173.604 | 28.152 | 0 | 0 | 173.604 | 173.604 | 173.604 | 173.604 | 173.604 | 173.604 | 173.604 | 173.604 | 173.604 | 0 | 0 | 28.152 | 28.152 | 28.152 | 28.152 | 28.152 | 28.152 | 28.152 | 28.152 | 28.152 | 0 | 0 | 0 | 0 | 0 | 0 | 0 | 0 | 0 | 0 | 0 | 0 | 0 | 0 | 0 | 0 | 0 | 0 | 0 | 0 | 0 | 0
Tier 3 | US | TRE |  |  | 21INR0333 |  | GREEN SAPPHIRE SOLAR |  |  | PV | SUN |  | Solar | 2021-06-30 |  | 150 | 111 | 18 | 0 | 0 | 111 | 111 | 111 | 111 | 111 | 111 | 111 | 111 | 111 | 0 | 0 | 18 | 18 | 18 | 18 | 18 | 18 | 18 | 18 | 18 | 0 | 0 | 0 | 0 | 0 | 0 | 0 | 0 | 0 | 0 | 0 | 0 | 0 | 0 | 0 | 0 | 0 | 0 | 0 | 0 | 0 | 0
Tier 3 | US | TRE |  |  | 21INR0334 |  | NIGHTFALL SOLAR |  |  | PV | SUN |  | Solar | 2021-06-30 |  | 150 | 111 | 18 | 0 | 0 | 111 | 111 | 111 | 111 | 111 | 111 | 111 | 111 | 111 | 0 | 0 | 18 | 18 | 18 | 18 | 18 | 18 | 18 | 18 | 18 | 0 | 0 | 0 | 0 | 0 | 0 | 0 | 0 | 0 | 0 | 0 | 0 | 0 | 0 | 0 | 0 | 0 | 0 | 0 | 0 | 0 | 0
Tier 3 | US | TRE |  |  | 21INR0335 |  | GARBAJOSA SOLAR |  |  | PV | SUN |  | Solar | 2021-06-30 |  | 150 | 111 | 18 | 0 | 0 | 111 | 111 | 111 | 111 | 111 | 111 | 111 | 111 | 111 | 0 | 0 | 18 | 18 | 18 | 18 | 18 | 18 | 18 | 18 | 18 | 0 | 0 | 0 | 0 | 0 | 0 | 0 | 0 | 0 | 0 | 0 | 0 | 0 | 0 | 0 | 0 | 0 | 0 | 0 | 0 | 0 | 0
Tier 3 | US | TRE |  |  | 21INR0336 |  | BLUE WHALE SOLAR |  |  | PV | SUN |  | Solar | 2021-06-30 |  | 150 | 111 | 18 | 0 | 0 | 111 | 111 | 111 | 111 | 111 | 111 | 111 | 111 | 111 | 0 | 0 | 18 | 18 | 18 | 18 | 18 | 18 | 18 | 18 | 18 | 0 | 0 | 0 | 0 | 0 | 0 | 0 | 0 | 0 | 0 | 0 | 0 | 0 | 0 | 0 | 0 | 0 | 0 | 0 | 0 | 0 | 0
Tier 3 | US | TRE |  |  | 21INR0337 |  | ORCHID SOLAR |  |  | PV | SUN |  | Solar | 2021-06-30 |  | 150 | 111 | 18 | 0 | 0 | 111 | 111 | 111 | 111 | 111 | 111 | 111 | 111 | 111 | 0 | 0 | 18 | 18 | 18 | 18 | 18 | 18 | 18 | 18 | 18 | 0 | 0 | 0 | 0 | 0 | 0 | 0 | 0 | 0 | 0 | 0 | 0 | 0 | 0 | 0 | 0 | 0 | 0 | 0 | 0 | 0 | 0
Tier 3 | US | TRE |  |  | 21INR0338 |  | SPRING GREEN SOLAR |  |  | PV | SUN |  | Solar | 2021-06-30 |  | 150 | 111 | 18 | 0 | 0 | 111 | 111 | 111 | 111 | 111 | 111 | 111 | 111 | 111 | 0 | 0 | 18 | 18 | 18 | 18 | 18 | 18 | 18 | 18 | 18 | 0 | 0 | 0 | 0 | 0 | 0 | 0 | 0 | 0 | 0 | 0 | 0 | 0 | 0 | 0 | 0 | 0 | 0 | 0 | 0 | 0 | 0
Tier 3 | US | TRE |  |  | 21INR0339 |  | WUNDERBAR SOLAR 1 |  |  | PV | SUN |  | Solar | 2021-05-01 |  | 134 | 99.16 | 16.08 | 0 | 0 | 99.16 | 99.16 | 99.16 | 99.16 | 99.16 | 99.16 | 99.16 | 99.16 | 99.16 | 0 | 0 | 16.08 | 16.08 | 16.08 | 16.08 | 16.08 | 16.08 | 16.08 | 16.08 | 16.08 | 0 | 0 | 0 | 0 | 0 | 0 | 0 | 0 | 0 | 0 | 0 | 0 | 0 | 0 | 0 | 0 | 0 | 0 | 0 | 0 | 0 | 0
Tier 3 | US | TRE |  |  | 21INR0340 |  | FLETCHER SOLAR 1 |  |  | PV | SUN |  | Solar | 2021-05-01 |  | 117.5 | 86.95 | 14.1 | 0 | 0 | 86.95 | 86.95 | 86.95 | 86.95 | 86.95 | 86.95 | 86.95 | 86.95 | 86.95 | 0 | 0 | 14.1 | 14.1 | 14.1 | 14.1 | 14.1 | 14.1 | 14.1 | 14.1 | 14.1 | 0 | 0 | 0 | 0 | 0 | 0 | 0 | 0 | 0 | 0 | 0 | 0 | 0 | 0 | 0 | 0 | 0 | 0 | 0 | 0 | 0 | 0
Tier 3 | US | TRE |  |  | 21INR0343 |  | FLAG CITY |  |  | PV | SUN |  | Solar | 2021-12-31 |  | 150 | 111 | 18 | 0 | 0 | 0 | 111 | 111 | 111 | 111 | 111 | 111 | 111 | 111 | 0 | 0 | 0 | 18 | 18 | 18 | 18 | 18 | 18 | 18 | 18 | 0 | 0 | 0 | 0 | 0 | 0 | 0 | 0 | 0 | 0 | 0 | 0 | 0 | 0 | 0 | 0 | 0 | 0 | 0 | 0 | 0 | 0
Tier 3 | US | TRE |  |  | 21INR0344 |  | LUNIS CREEK SOLAR 1 |  |  | PV | SUN |  | Solar | 2021-12-31 |  | 202.5 | 149.85 | 24.3 | 0 | 0 | 0 | 149.85 | 149.85 | 149.85 | 149.85 | 149.85 | 149.85 | 149.85 | 149.85 | 0 | 0 | 0 | 24.3 | 24.3 | 24.3 | 24.3 | 24.3 | 24.3 | 24.3 | 24.3 | 0 | 0 | 0 | 0 | 0 | 0 | 0 | 0 | 0 | 0 | 0 | 0 | 0 | 0 | 0 | 0 | 0 | 0 | 0 | 0 | 0 | 0
Tier 3 | US | TRE |  |  | 21INR0345 |  | LUNIS CREEK STORAGE 1 |  |  | BA | MWH |  | Other | 2021-12-31 |  | 81.2 | 0 | 0 | 0 | 0 | 0 | 0 | 0 | 0 | 0 | 0 | 0 | 0 | 0 | 0 | 0 | 0 | 0 | 0 | 0 | 0 | 0 | 0 | 0 | 0 | 0 | 0 | 0 | 0 | 0 | 0 | 0 | 0 | 0 | 0 | 0 | 0 | 0 | 0 | 0 | 0 | 0 | 0 | 0 | 0 | 0 | 0
Tier 3 | US | TRE |  |  | 21INR0346 |  | LUNIS CREEK SOLAR 2 |  |  | PV | SUN |  | Solar | 2021-12-31 |  | 202.5 | 149.85 | 24.3 | 0 | 0 | 0 | 149.85 | 149.85 | 149.85 | 149.85 | 149.85 | 149.85 | 149.85 | 149.85 | 0 | 0 | 0 | 24.3 | 24.3 | 24.3 | 24.3 | 24.3 | 24.3 | 24.3 | 24.3 | 0 | 0 | 0 | 0 | 0 | 0 | 0 | 0 | 0 | 0 | 0 | 0 | 0 | 0 | 0 | 0 | 0 | 0 | 0 | 0 | 0 | 0
Tier 3 | US | TRE |  |  | 21INR0347 |  | LUNIS CREEK STORAGE 2 |  |  | BA | MWH |  | Other | 2021-12-31 |  | 81.2 | 0 | 0 | 0 | 0 | 0 | 0 | 0 | 0 | 0 | 0 | 0 | 0 | 0 | 0 | 0 | 0 | 0 | 0 | 0 | 0 | 0 | 0 | 0 | 0 | 0 | 0 | 0 | 0 | 0 | 0 | 0 | 0 | 0 | 0 | 0 | 0 | 0 | 0 | 0 | 0 | 0 | 0 | 0 | 0 | 0 | 0
Tier 3 | US | TRE |  |  | 21INR0351 |  | 7V SOLAR |  |  | PV | SUN |  | Solar | 2021-12-31 |  | 200 | 148 | 24 | 0 | 0 | 0 | 148 | 148 | 148 | 148 | 148 | 148 | 148 | 148 | 0 | 0 | 0 | 24 | 24 | 24 | 24 | 24 | 24 | 24 | 24 | 0 | 0 | 0 | 0 | 0 | 0 | 0 | 0 | 0 | 0 | 0 | 0 | 0 | 0 | 0 | 0 | 0 | 0 | 0 | 0 | 0 | 0
Tier 3 | US | TRE |  |  | 21INR0352 |  | YELLOW LIGHT SOLAR |  |  | PV | SUN |  | Solar | 2021-06-15 |  | 150 | 111 | 18 | 0 | 0 | 111 | 111 | 111 | 111 | 111 | 111 | 111 | 111 | 111 | 0 | 0 | 18 | 18 | 18 | 18 | 18 | 18 | 18 | 18 | 18 | 0 | 0 | 0 | 0 | 0 | 0 | 0 | 0 | 0 | 0 | 0 | 0 | 0 | 0 | 0 | 0 | 0 | 0 | 0 | 0 | 0 | 0
Tier 3 | US | TRE |  |  | 21INR0354 |  | KOCHAB SOLAR |  |  | PV | SUN |  | Solar | 2021-06-01 |  | 204 | 150.96 | 24.48 | 0 | 0 | 150.96 | 150.96 | 150.96 | 150.96 | 150.96 | 150.96 | 150.96 | 150.96 | 150.96 | 0 | 0 | 24.48 | 24.48 | 24.48 | 24.48 | 24.48 | 24.48 | 24.48 | 24.48 | 24.48 | 0 | 0 | 0 | 0 | 0 | 0 | 0 | 0 | 0 | 0 | 0 | 0 | 0 | 0 | 0 | 0 | 0 | 0 | 0 | 0 | 0 | 0
Tier 3 | US | TRE |  |  | 22INR0204 |  | APEX BETHEL COMPRESSED AIR STORAGE |  |  | GT | NG |  | Natural Gas and Other Gases | 2022-06-01 |  | 328 | 328 | 328 | 0 | 0 | 0 | 328 | 328 | 328 | 328 | 328 | 328 | 328 | 328 | 0 | 0 | 0 | 328 | 328 | 328 | 328 | 328 | 328 | 328 | 328 | 0 | 0 | 0 | 0 | 0 | 0 | 0 | 0 | 0 | 0 | 0 | 0 | 0 | 0 | 0 | 0 | 0 | 0 | 0 | 0 | 0 | 0
Tier 3 | US | TRE |  |  | 22INR0207 |  | MAD RIVER |  |  | PV | SUN |  | Solar | 2022-07-31 |  | 450 | 333 | 54 | 0 | 0 | 0 | 0 | 333 | 333 | 333 | 333 | 333 | 333 | 333 | 0 | 0 | 0 | 54 | 54 | 54 | 54 | 54 | 54 | 54 | 54 | 0 | 0 | 0 | 0 | 0 | 0 | 0 | 0 | 0 | 0 | 0 | 0 | 0 | 0 | 0 | 0 | 0 | 0 | 0 | 0 | 0 | 0
Tier 3 | US | TRE |  |  | 22INR0208 |  | LAGO DE SOL |  |  | PV | SUN |  | Solar | 2022-07-01 |  | 200 | 148 | 24 | 0 | 0 | 0 | 148 | 148 | 148 | 148 | 148 | 148 | 148 | 148 | 0 | 0 | 0 | 24 | 24 | 24 | 24 | 24 | 24 | 24 | 24 | 0 | 0 | 0 | 0 | 0 | 0 | 0 | 0 | 0 | 0 | 0 | 0 | 0 | 0 | 0 | 0 | 0 | 0 | 0 | 0 | 0 | 0
Tier 3 | US | TRE |  |  | 22INR0209 |  | CRESCENT SOLAR |  |  | PV | SUN |  | Solar | 2022-06-30 |  | 250 | 185 | 30 | 0 | 0 | 0 | 185 | 185 | 185 | 185 | 185 | 185 | 185 | 185 | 0 | 0 | 0 | 30 | 30 | 30 | 30 | 30 | 30 | 30 | 30 | 0 | 0 | 0 | 0 | 0 | 0 | 0 | 0 | 0 | 0 | 0 | 0 | 0 | 0 | 0 | 0 | 0 | 0 | 0 | 0 | 0 | 0
Tier 3 | US | TRE |  |  | 22INR0210 |  | CRESCENT STORAGE |  |  | BA | MWH |  | Other | 2022-06-30 |  | 125 | 0 | 0 | 0 | 0 | 0 | 0 | 0 | 0 | 0 | 0 | 0 | 0 | 0 | 0 | 0 | 0 | 0 | 0 | 0 | 0 | 0 | 0 | 0 | 0 | 0 | 0 | 0 | 0 | 0 | 0 | 0 | 0 | 0 | 0 | 0 | 0 | 0 | 0 | 0 | 0 | 0 | 0 | 0 | 0 | 0 | 0
Tier 3 | US | TRE |  |  | 22INR0211 |  | SCHOOLHOUSE SOLAR |  |  | PV | SUN |  | Solar | 2022-06-01 |  | 150 | 111 | 18 | 0 | 0 | 0 | 111 | 111 | 111 | 111 | 111 | 111 | 111 | 111 | 0 | 0 | 0 | 18 | 18 | 18 | 18 | 18 | 18 | 18 | 18 | 0 | 0 | 0 | 0 | 0 | 0 | 0 | 0 | 0 | 0 | 0 | 0 | 0 | 0 | 0 | 0 | 0 | 0 | 0 | 0 | 0 | 0
Tier 3 | US | TRE |  |  | 22INR0212 |  | CHAMISA CAES |  |  | GT | NG |  | Natural Gas and Other Gases | 2022-05-31 |  | 280 | 280 | 280 | 0 | 0 | 0 | 280 | 280 | 280 | 280 | 280 | 280 | 280 | 280 | 0 | 0 | 0 | 280 | 280 | 280 | 280 | 280 | 280 | 280 | 280 | 0 | 0 | 0 | 0 | 0 | 0 | 0 | 0 | 0 | 0 | 0 | 0 | 0 | 0 | 0 | 0 | 0 | 0 | 0 | 0 | 0 | 0
Tier 3 | US | TRE |  |  | 22INR0213 |  | DEXTER SOLAR |  |  | PV | SUN |  | Solar | 2022-06-01 |  | 330.12 | 244.2888 | 39.6144 | 0 | 0 | 0 | 244.2888 | 244.2888 | 244.2888 | 244.2888 | 244.2888 | 244.2888 | 244.2888 | 244.2888 | 0 | 0 | 0 | 39.6144 | 39.6144 | 39.6144 | 39.6144 | 39.6144 | 39.6144 | 39.6144 | 39.6144 | 0 | 0 | 0 | 0 | 0 | 0 | 0 | 0 | 0 | 0 | 0 | 0 | 0 | 0 | 0 | 0 | 0 | 0 | 0 | 0 | 0 | 0
Tier 3 | US | TRE |  |  | 22INR0214 |  | LA ROSA SOLAR 1 |  |  | PV | SUN |  | Solar | 2022-06-30 |  | 200 | 148 | 24 | 0 | 0 | 0 | 148 | 148 | 148 | 148 | 148 | 148 | 148 | 148 | 0 | 0 | 0 | 24 | 24 | 24 | 24 | 24 | 24 | 24 | 24 | 0 | 0 | 0 | 0 | 0 | 0 | 0 | 0 | 0 | 0 | 0 | 0 | 0 | 0 | 0 | 0 | 0 | 0 | 0 | 0 | 0 | 0
Tier 3 | US | TRE |  |  | 22INR0216 |  | LA ROSA SOLAR 2 |  |  | PV | SUN |  | Solar | 2022-06-30 |  | 200 | 148 | 24 | 0 | 0 | 0 | 148 | 148 | 148 | 148 | 148 | 148 | 148 | 148 | 0 | 0 | 0 | 24 | 24 | 24 | 24 | 24 | 24 | 24 | 24 | 0 | 0 | 0 | 0 | 0 | 0 | 0 | 0 | 0 | 0 | 0 | 0 | 0 | 0 | 0 | 0 | 0 | 0 | 0 | 0 | 0 | 0
Tier 3 | US | TRE |  |  | 22INR0218 |  | GREYHOUND SOLAR 2 |  |  | PV | SUN |  | Solar | 2022-12-15 |  | 500 | 370 | 60 | 0 | 0 | 0 | 0 | 370 | 370 | 370 | 370 | 370 | 370 | 370 | 0 | 0 | 0 | 0 | 60 | 60 | 60 | 60 | 60 | 60 | 60 | 0 | 0 | 0 | 0 | 0 | 0 | 0 | 0 | 0 | 0 | 0 | 0 | 0 | 0 | 0 | 0 | 0 | 0 | 0 | 0 | 0 | 0
Tier 3 | US | TRE |  |  | 23INR0001 |  | LA ROSA SOLAR 3 |  |  | PV | SUN |  | Solar | 2023-06-30 |  | 200 | 148 | 24 | 0 | 0 | 0 | 0 | 148 | 148 | 148 | 148 | 148 | 148 | 148 | 0 | 0 | 0 | 0 | 24 | 24 | 24 | 24 | 24 | 24 | 24 | 0 | 0 | 0 | 0 | 0 | 0 | 0 | 0 | 0 | 0 | 0 | 0 | 0 | 0 | 0 | 0 | 0 | 0 | 0 | 0 | 0 | 0
Tier 3 | US | TRE |  |  | 25INR0001 |  | RIO TXHSR TPSS HN-2 |  |  | OTH | OTH |  | Other | 2025-12-31 |  | 50 | 0 | 0 | 0 | 0 | 0 | 0 | 0 | 0 | 0 | 0 | 0 | 0 | 0 | 0 | 0 | 0 | 0 | 0 | 0 | 0 | 0 | 0 | 0 | 0 | 0 | 0 | 0 | 0 | 0 | 0 | 0 | 0 | 0 | 0 | 0 | 0 | 0 | 0 | 0 | 0 | 0 | 0 | 0 | 0 | 0 | 0 | Other includes petroleum coke (pet coke), hydroelectric, fuel oil, geothermal energy, other miscellaneous fuels reported by developers, and fuel cells that use fuels other than natural gas.
Tier 3 | US | TRE |  |  | 25INR0002 |  | BARCELONA TXHSR TPSS HN-4 |  |  | OTH | OTH |  | Other | 2025-12-31 |  | 50 | 0 | 0 | 0 | 0 | 0 | 0 | 0 | 0 | 0 | 0 | 0 | 0 | 0 | 0 | 0 | 0 | 0 | 0 | 0 | 0 | 0 | 0 | 0 | 0 | 0 | 0 | 0 | 0 | 0 | 0 | 0 | 0 | 0 | 0 | 0 | 0 | 0 | 0 | 0 | 0 | 0 | 0 | 0 | 0 | 0 | 0 | Other includes petroleum coke (pet coke), hydroelectric, fuel oil, geothermal energy, other miscellaneous fuels reported by developers, and fuel cells that use fuels other than natural gas.
Tier 3 | US | TRE |  |  | 25INR0003 |  | LONDON TXHSR TPSS WT-2 |  |  | OTH | OTH |  | Other | 2025-12-31 |  | 50 | 0 | 0 | 0 | 0 | 0 | 0 | 0 | 0 | 0 | 0 | 0 | 0 | 0 | 0 | 0 | 0 | 0 | 0 | 0 | 0 | 0 | 0 | 0 | 0 | 0 | 0 | 0 | 0 | 0 | 0 | 0 | 0 | 0 | 0 | 0 | 0 | 0 | 0 | 0 | 0 | 0 | 0 | 0 | 0 | 0 | 0 | Other includes petroleum coke (pet coke), hydroelectric, fuel oil, geothermal energy, other miscellaneous fuels reported by developers, and fuel cells that use fuels other than natural gas.
Tier 3 | US | TRE |  |  | 25INR0004 |  | SYDNEY TXHSR TPSS NW-1 |  |  | OTH | OTH |  | Other | 2025-12-31 |  | 50 | 0 | 0 | 0 | 0 | 0 | 0 | 0 | 0 | 0 | 0 | 0 | 0 | 0 | 0 | 0 | 0 | 0 | 0 | 0 | 0 | 0 | 0 | 0 | 0 | 0 | 0 | 0 | 0 | 0 | 0 | 0 | 0 | 0 | 0 | 0 | 0 | 0 | 0 | 0 | 0 | 0 | 0 | 0 | 0 | 0 | 0 | Other includes petroleum coke (pet coke), hydroelectric, fuel oil, geothermal energy, other miscellaneous fuels reported by developers, and fuel cells that use fuels other than natural gas.
Tier 3 | US | TRE |  |  | 25INR0005 |  | TOKYO TXHSR TPSS EW-1 |  |  | OTH | OTH |  | Other | 2025-12-31 |  | 50 | 0 | 0 | 0 | 0 | 0 | 0 | 0 | 0 | 0 | 0 | 0 | 0 | 0 | 0 | 0 | 0 | 0 | 0 | 0 | 0 | 0 | 0 | 0 | 0 | 0 | 0 | 0 | 0 | 0 | 0 | 0 | 0 | 0 | 0 | 0 | 0 | 0 | 0 | 0 | 0 | 0 | 0 | 0 | 0 | 0 | 0 | Other includes petroleum coke (pet coke), hydroelectric, fuel oil, geothermal energy, other miscellaneous fuels reported by developers, and fuel cells that use fuels other than natural gas.
Tier 3 | US | TRE |  |  | 25INR0006 |  | ATLANTA TXHSR TPSS DS-1 |  |  | OTH | OTH |  | Other | 2025-12-31 |  | 50 | 0 | 0 | 0 | 0 | 0 | 0 | 0 | 0 | 0 | 0 | 0 | 0 | 0 | 0 | 0 | 0 | 0 | 0 | 0 | 0 | 0 | 0 | 0 | 0 | 0 | 0 | 0 | 0 | 0 | 0 | 0 | 0 | 0 | 0 | 0 | 0 | 0 | 0 | 0 | 0 | 0 | 0 | 0 | 0 | 0 | 0 | Other includes petroleum coke (pet coke), hydroelectric, fuel oil, geothermal energy, other miscellaneous fuels reported by developers, and fuel cells that use fuels other than natural gas.
Tier 3 | US | TRE |  |  | 21INR0282 |  | Corner Solar |  |  | PV | SUN |  | Solar | 2021-06-01 |  | 1221.64 | 904.0136 | 146.5968 | SUMMER - CERTAIN 2019: 0; SUMMER - CERTAIN 2020: 0; SUMMER - CERTAIN 2021: 904.0136; SUMMER - CERTAIN 2022: 904.0136; SUMMER - CERTAIN 2023: 904.0136; SUMMER - CERTAIN 2024: 904.0136; SUMMER - CERTAIN 2025: 904.0136; SUMMER - CERTAIN 2026: 904.0136; SUMMER - CERTAIN 2027: 904.0136; SUMMER - CERTAIN 2028: 904.0136; SUMMER - CERTAIN 2029: 904.0136; WINTER - CERTAIN 2019-20: 0; WINTER - CERTAIN 2020-21: 0; WINTER - CERTAIN 2021-22: 146.5968; WINTER - CERTAIN 2022-23: 146.5968; WINTER - CERTAIN 2023-24: 146.5968; WINTER - CERTAIN 2024-25: 146.5968; WINTER - CERTAIN 2025-26: 146.5968; WINTER - CERTAIN 2026-27: 146.5968; WINTER - CERTAIN 2027-28: 146.5968; WINTER - CERTAIN 2028-29: 146.5968; WINTER - CERTAIN 2029-30: 146.5968
Tier 3 | US | TRE |  |  | 20INR0278 |  | Fetzer Solar |  |  | PV | SUN |  | Solar | 2022-06-30 |  | 310 | 229.4 | 37.2 | SUMMER - CERTAIN 2019: 0; SUMMER - CERTAIN 2020: 0; SUMMER - CERTAIN 2021: 0; SUMMER - CERTAIN 2022: 229.4; SUMMER - CERTAIN 2023: 229.4; SUMMER - CERTAIN 2024: 229.4; SUMMER - CERTAIN 2025: 229.4; SUMMER - CERTAIN 2026: 229.4; SUMMER - CERTAIN 2027: 229.4; SUMMER - CERTAIN 2028: 229.4; SUMMER - CERTAIN 2029: 229.4; WINTER - CERTAIN 2019-20: 0; WINTER - CERTAIN 2020-21: 0; WINTER - CERTAIN 2021-22: 0; WINTER - CERTAIN 2022-23: 37.2; WINTER - CERTAIN 2023-24: 37.2; WINTER - CERTAIN 2024-25: 37.2; WINTER - CERTAIN 2025-26: 37.2; WINTER - CERTAIN 2026-27: 37.2; WINTER - CERTAIN 2027-28: 37.2; WINTER - CERTAIN 2028-29: 37.2; WINTER - CERTAIN 2029-30: 37.2
Tier 3 | US | TRE |  |  | 21INR0389 |  | Red-tailed Hawk Solar |  |  | PV | SUN |  | Solar | 2021-04-30 |  | 304.58 | 225.3892 | 36.5496 | SUMMER - CERTAIN 2019: 0; SUMMER - CERTAIN 2020: 0; SUMMER - CERTAIN 2021: 225.3892; SUMMER - CERTAIN 2022: 225.3892; SUMMER - CERTAIN 2023: 225.3892; SUMMER - CERTAIN 2024: 225.3892; SUMMER - CERTAIN 2025: 225.3892; SUMMER - CERTAIN 2026: 225.3892; SUMMER - CERTAIN 2027: 225.3892; SUMMER - CERTAIN 2028: 225.3892; SUMMER - CERTAIN 2029: 225.3892; WINTER - CERTAIN 2019-20: 0; WINTER - CERTAIN 2020-21: 0; WINTER - CERTAIN 2021-22: 36.5496; WINTER - CERTAIN 2022-23: 36.5496; WINTER - CERTAIN 2023-24: 36.5496; WINTER - CERTAIN 2024-25: 36.5496; WINTER - CERTAIN 2025-26: 36.5496; WINTER - CERTAIN 2026-27: 36.5496; WINTER - CERTAIN 2027-28: 36.5496; WINTER - CERTAIN 2028-29: 36.5496; WINTER - CERTAIN 2029-30: 36.5496
Tier 3 | US | TRE |  |  | 21INR0356 |  | Welder Solar |  |  | PV | SUN |  | Solar | 2021-06-30 |  | 300 | 222 | 36 | SUMMER - CERTAIN 2019: 0; SUMMER - CERTAIN 2020: 0; SUMMER - CERTAIN 2021: 222; SUMMER - CERTAIN 2022: 222; SUMMER - CERTAIN 2023: 222; SUMMER - CERTAIN 2024: 222; SUMMER - CERTAIN 2025: 222; SUMMER - CERTAIN 2026: 222; SUMMER - CERTAIN 2027: 222; SUMMER - CERTAIN 2028: 222; SUMMER - CERTAIN 2029: 222; WINTER - CERTAIN 2019-20: 0; WINTER - CERTAIN 2020-21: 0; WINTER - CERTAIN 2021-22: 36; WINTER - CERTAIN 2022-23: 36; WINTER - CERTAIN 2023-24: 36; WINTER - CERTAIN 2024-25: 36; WINTER - CERTAIN 2025-26: 36; WINTER - CERTAIN 2026-27: 36; WINTER - CERTAIN 2027-28: 36; WINTER - CERTAIN 2028-29: 36; WINTER - CERTAIN 2029-30: 36
Tier 3 | US | TRE |  |  | 22INR0225 |  | Lazy J Solar |  |  | PV | SUN |  | Solar | 2022-06-01 |  | 300 | 222 | 36 | SUMMER - CERTAIN 2019: 0; SUMMER - CERTAIN 2020: 0; SUMMER - CERTAIN 2021: 0; SUMMER - CERTAIN 2022: 222; SUMMER - CERTAIN 2023: 222; SUMMER - CERTAIN 2024: 222; SUMMER - CERTAIN 2025: 222; SUMMER - CERTAIN 2026: 222; SUMMER - CERTAIN 2027: 222; SUMMER - CERTAIN 2028: 222; SUMMER - CERTAIN 2029: 222; WINTER - CERTAIN 2019-20: 0; WINTER - CERTAIN 2020-21: 0; WINTER - CERTAIN 2021-22: 0; WINTER - CERTAIN 2022-23: 36; WINTER - CERTAIN 2023-24: 36; WINTER - CERTAIN 2024-25: 36; WINTER - CERTAIN 2025-26: 36; WINTER - CERTAIN 2026-27: 36; WINTER - CERTAIN 2027-28: 36; WINTER - CERTAIN 2028-29: 36; WINTER - CERTAIN 2029-30: 36
Tier 3 | US | TRE |  |  | 21INR0305 |  | Dawn Highway 60 Wind |  |  | WT | WND |  | Wind | 2021-12-11 |  | 277.2 | 41.58 | 55.44 | SUMMER - CERTAIN 2019: 0; SUMMER - CERTAIN 2020: 0; SUMMER - CERTAIN 2021: 0; SUMMER - CERTAIN 2022: 41.58; SUMMER - CERTAIN 2023: 41.58; SUMMER - CERTAIN 2024: 41.58; SUMMER - CERTAIN 2025: 41.58; SUMMER - CERTAIN 2026: 41.58; SUMMER - CERTAIN 2027: 41.58; SUMMER - CERTAIN 2028: 41.58; SUMMER - CERTAIN 2029: 41.58; WINTER - CERTAIN 2019-20: 0; WINTER - CERTAIN 2020-21: 0; WINTER - CERTAIN 2021-22: 0; WINTER - CERTAIN 2022-23: 55.44; WINTER - CERTAIN 2023-24: 55.44; WINTER - CERTAIN 2024-25: 55.44; WINTER - CERTAIN 2025-26: 55.44; WINTER - CERTAIN 2026-27: 55.44; WINTER - CERTAIN 2027-28: 55.44; WINTER - CERTAIN 2028-29: 55.44; WINTER - CERTAIN 2029-30: 55.44
Tier 3 | US | TRE |  |  | 21INR0331 |  | Lutum II |  |  | WT | WND |  | Wind | 2021-10-01 |  | 250 | 37.5 | 50 | SUMMER - CERTAIN 2019: 0; SUMMER - CERTAIN 2020: 0; SUMMER - CERTAIN 2021: 0; SUMMER - CERTAIN 2022: 37.5; SUMMER - CERTAIN 2023: 37.5; SUMMER - CERTAIN 2024: 37.5; SUMMER - CERTAIN 2025: 37.5; SUMMER - CERTAIN 2026: 37.5; SUMMER - CERTAIN 2027: 37.5; SUMMER - CERTAIN 2028: 37.5; SUMMER - CERTAIN 2029: 37.5; WINTER - CERTAIN 2019-20: 0; WINTER - CERTAIN 2020-21: 0; WINTER - CERTAIN 2021-22: 50; WINTER - CERTAIN 2022-23: 50; WINTER - CERTAIN 2023-24: 50; WINTER - CERTAIN 2024-25: 50; WINTER - CERTAIN 2025-26: 50; WINTER - CERTAIN 2026-27: 50; WINTER - CERTAIN 2027-28: 50; WINTER - CERTAIN 2028-29: 50; WINTER - CERTAIN 2029-30: 50
Tier 3 | US | TRE |  |  | 21INR0359 |  | Hickerson Solar |  |  | PV | SUN |  | Solar | 2021-05-21 |  | 250 | 185 | 30 | SUMMER - CERTAIN 2019: 0; SUMMER - CERTAIN 2020: 0; SUMMER - CERTAIN 2021: 185; SUMMER - CERTAIN 2022: 185; SUMMER - CERTAIN 2023: 185; SUMMER - CERTAIN 2024: 185; SUMMER - CERTAIN 2025: 185; SUMMER - CERTAIN 2026: 185; SUMMER - CERTAIN 2027: 185; SUMMER - CERTAIN 2028: 185; SUMMER - CERTAIN 2029: 185; WINTER - CERTAIN 2019-20: 0; WINTER - CERTAIN 2020-21: 0; WINTER - CERTAIN 2021-22: 30; WINTER - CERTAIN 2022-23: 30; WINTER - CERTAIN 2023-24: 30; WINTER - CERTAIN 2024-25: 30; WINTER - CERTAIN 2025-26: 30; WINTER - CERTAIN 2026-27: 30; WINTER - CERTAIN 2027-28: 30; WINTER - CERTAIN 2028-29: 30; WINTER - CERTAIN 2029-30: 30
Tier 3 | US | TRE |  |  | 21INR0362 |  | Oystercatcher Solar |  |  | PV | SUN |  | Solar | 2021-06-01 |  | 220 | 162.8 | 26.4 | SUMMER - CERTAIN 2019: 0; SUMMER - CERTAIN 2020: 0; SUMMER - CERTAIN 2021: 162.8; SUMMER - CERTAIN 2022: 162.8; SUMMER - CERTAIN 2023: 162.8; SUMMER - CERTAIN 2024: 162.8; SUMMER - CERTAIN 2025: 162.8; SUMMER - CERTAIN 2026: 162.8; SUMMER - CERTAIN 2027: 162.8; SUMMER - CERTAIN 2028: 162.8; SUMMER - CERTAIN 2029: 162.8; WINTER - CERTAIN 2019-20: 0; WINTER - CERTAIN 2020-21: 0; WINTER - CERTAIN 2021-22: 26.4; WINTER - CERTAIN 2022-23: 26.4; WINTER - CERTAIN 2023-24: 26.4; WINTER - CERTAIN 2024-25: 26.4; WINTER - CERTAIN 2025-26: 26.4; WINTER - CERTAIN 2026-27: 26.4; WINTER - CERTAIN 2027-28: 26.4; WINTER - CERTAIN 2028-29: 26.4; WINTER - CERTAIN 2029-30: 26.4
Tier 3 | US | TRE |  |  | 21INR0376 |  | Barranca Wind III |  |  | WT | WND |  | Wind | 2021-12-31 |  | 205 | 30.75 | 41 | SUMMER - CERTAIN 2019: 0; SUMMER - CERTAIN 2020: 0; SUMMER - CERTAIN 2021: 0; SUMMER - CERTAIN 2022: 30.75; SUMMER - CERTAIN 2023: 30.75; SUMMER - CERTAIN 2024: 30.75; SUMMER - CERTAIN 2025: 30.75; SUMMER - CERTAIN 2026: 30.75; SUMMER - CERTAIN 2027: 30.75; SUMMER - CERTAIN 2028: 30.75; SUMMER - CERTAIN 2029: 30.75; WINTER - CERTAIN 2019-20: 0; WINTER - CERTAIN 2020-21: 0; WINTER - CERTAIN 2021-22: 0; WINTER - CERTAIN 2022-23: 41; WINTER - CERTAIN 2023-24: 41; WINTER - CERTAIN 2024-25: 41; WINTER - CERTAIN 2025-26: 41; WINTER - CERTAIN 2026-27: 41; WINTER - CERTAIN 2027-28: 41; WINTER - CERTAIN 2028-29: 41; WINTER - CERTAIN 2029-30: 41
Tier 3 | US | TRE |  |  | 21INR0393 |  | Talitha Energy Project |  |  | PV | SUN |  | Solar | 2021-06-01 |  | 204 | 150.96 | 24.48 | SUMMER - CERTAIN 2019: 0; SUMMER - CERTAIN 2020: 0; SUMMER - CERTAIN 2021: 150.96; SUMMER - CERTAIN 2022: 150.96; SUMMER - CERTAIN 2023: 150.96; SUMMER - CERTAIN 2024: 150.96; SUMMER - CERTAIN 2025: 150.96; SUMMER - CERTAIN 2026: 150.96; SUMMER - CERTAIN 2027: 150.96; SUMMER - CERTAIN 2028: 150.96; SUMMER - CERTAIN 2029: 150.96; WINTER - CERTAIN 2019-20: 0; WINTER - CERTAIN 2020-21: 0; WINTER - CERTAIN 2021-22: 24.48; WINTER - CERTAIN 2022-23: 24.48; WINTER - CERTAIN 2023-24: 24.48; WINTER - CERTAIN 2024-25: 24.48; WINTER - CERTAIN 2025-26: 24.48; WINTER - CERTAIN 2026-27: 24.48; WINTER - CERTAIN 2027-28: 24.48; WINTER - CERTAIN 2028-29: 24.48; WINTER - CERTAIN 2029-30: 24.48
Tier 3 | US | TRE |  |  | 20INR0269 |  | Texas Solar Nova 2 |  |  | PV | SUN |  | Solar | 2022-04-15 |  | 200.2 | 148.148 | 24.024 | SUMMER - CERTAIN 2019: 0; SUMMER - CERTAIN 2020: 0; SUMMER - CERTAIN 2021: 0; SUMMER - CERTAIN 2022: 148.148; SUMMER - CERTAIN 2023: 148.148; SUMMER - CERTAIN 2024: 148.148; SUMMER - CERTAIN 2025: 148.148; SUMMER - CERTAIN 2026: 148.148; SUMMER - CERTAIN 2027: 148.148; SUMMER - CERTAIN 2028: 148.148; SUMMER - CERTAIN 2029: 148.148; WINTER - CERTAIN 2019-20: 0; WINTER - CERTAIN 2020-21: 0; WINTER - CERTAIN 2021-22: 0; WINTER - CERTAIN 2022-23: 24.024; WINTER - CERTAIN 2023-24: 24.024; WINTER - CERTAIN 2024-25: 24.024; WINTER - CERTAIN 2025-26: 24.024; WINTER - CERTAIN 2026-27: 24.024; WINTER - CERTAIN 2027-28: 24.024; WINTER - CERTAIN 2028-29: 24.024; WINTER - CERTAIN 2029-30: 24.024
Tier 3 | US | TRE |  |  | 22INR0215 |  | TEXAS SOLAR NOVA 3 |  |  | PV | SUN |  | Solar | 2022-06-30 |  | 200.2 | 148.148 | 24.024 | SUMMER - CERTAIN 2019: 0; SUMMER - CERTAIN 2020: 0; SUMMER - CERTAIN 2021: 0; SUMMER - CERTAIN 2022: 148.148; SUMMER - CERTAIN 2023: 148.148; SUMMER - CERTAIN 2024: 148.148; SUMMER - CERTAIN 2025: 148.148; SUMMER - CERTAIN 2026: 148.148; SUMMER - CERTAIN 2027: 148.148; SUMMER - CERTAIN 2028: 148.148; SUMMER - CERTAIN 2029: 148.148; WINTER - CERTAIN 2019-20: 0; WINTER - CERTAIN 2020-21: 0; WINTER - CERTAIN 2021-22: 0; WINTER - CERTAIN 2022-23: 24.024; WINTER - CERTAIN 2023-24: 24.024; WINTER - CERTAIN 2024-25: 24.024; WINTER - CERTAIN 2025-26: 24.024; WINTER - CERTAIN 2026-27: 24.024; WINTER - CERTAIN 2027-28: 24.024; WINTER - CERTAIN 2028-29: 24.024; WINTER - CERTAIN 2029-30: 24.024
Tier 3 | US | TRE |  |  | 21INR0353 |  | Big Elm Solar |  |  | PV | SUN |  | Solar | 2021-10-31 |  | 200 | 148 | 24 | SUMMER - CERTAIN 2019: 0; SUMMER - CERTAIN 2020: 0; SUMMER - CERTAIN 2021: 0; SUMMER - CERTAIN 2022: 148; SUMMER - CERTAIN 2023: 148; SUMMER - CERTAIN 2024: 148; SUMMER - CERTAIN 2025: 148; SUMMER - CERTAIN 2026: 148; SUMMER - CERTAIN 2027: 148; SUMMER - CERTAIN 2028: 148; SUMMER - CERTAIN 2029: 148; WINTER - CERTAIN 2019-20: 0; WINTER - CERTAIN 2020-21: 0; WINTER - CERTAIN 2021-22: 24; WINTER - CERTAIN 2022-23: 24; WINTER - CERTAIN 2023-24: 24; WINTER - CERTAIN 2024-25: 24; WINTER - CERTAIN 2025-26: 24; WINTER - CERTAIN 2026-27: 24; WINTER - CERTAIN 2027-28: 24; WINTER - CERTAIN 2028-29: 24; WINTER - CERTAIN 2029-30: 24
Tier 3 | US | TRE |  |  | 22INR0223 |  | Eiffel Solar |  |  | PV | SUN |  | Solar | 2022-06-01 |  | 200 | 148 | 24 | SUMMER - CERTAIN 2019: 0; SUMMER - CERTAIN 2020: 0; SUMMER - CERTAIN 2021: 0; SUMMER - CERTAIN 2022: 148; SUMMER - CERTAIN 2023: 148; SUMMER - CERTAIN 2024: 148; SUMMER - CERTAIN 2025: 148; SUMMER - CERTAIN 2026: 148; SUMMER - CERTAIN 2027: 148; SUMMER - CERTAIN 2028: 148; SUMMER - CERTAIN 2029: 148; WINTER - CERTAIN 2019-20: 0; WINTER - CERTAIN 2020-21: 0; WINTER - CERTAIN 2021-22: 0; WINTER - CERTAIN 2022-23: 24; WINTER - CERTAIN 2023-24: 24; WINTER - CERTAIN 2024-25: 24; WINTER - CERTAIN 2025-26: 24; WINTER - CERTAIN 2026-27: 24; WINTER - CERTAIN 2027-28: 24; WINTER - CERTAIN 2028-29: 24; WINTER - CERTAIN 2029-30: 24
Tier 3 | US | TRE |  |  | 21INR0358 |  | Bahia Grande Solar |  |  | PV | SUN |  | Solar | 2021-06-01 |  | 186.5 | 138.01 | 22.38 | SUMMER - CERTAIN 2019: 0; SUMMER - CERTAIN 2020: 0; SUMMER - CERTAIN 2021: 138.01; SUMMER - CERTAIN 2022: 138.01; SUMMER - CERTAIN 2023: 138.01; SUMMER - CERTAIN 2024: 138.01; SUMMER - CERTAIN 2025: 138.01; SUMMER - CERTAIN 2026: 138.01; SUMMER - CERTAIN 2027: 138.01; SUMMER - CERTAIN 2028: 138.01; SUMMER - CERTAIN 2029: 138.01; WINTER - CERTAIN 2019-20: 0; WINTER - CERTAIN 2020-21: 0; WINTER - CERTAIN 2021-22: 22.38; WINTER - CERTAIN 2022-23: 22.38; WINTER - CERTAIN 2023-24: 22.38; WINTER - CERTAIN 2024-25: 22.38; WINTER - CERTAIN 2025-26: 22.38; WINTER - CERTAIN 2026-27: 22.38; WINTER - CERTAIN 2027-28: 22.38; WINTER - CERTAIN 2028-29: 22.38; WINTER - CERTAIN 2029-30: 22.38
Tier 3 | US | TRE |  |  | 21INR0349 |  | Pearl Crescent Solar |  |  | PV | SUN |  | Solar | 2021-12-15 |  | 175 | 129.5 | 21 | SUMMER - CERTAIN 2019: 0; SUMMER - CERTAIN 2020: 0; SUMMER - CERTAIN 2021: 0; SUMMER - CERTAIN 2022: 129.5; SUMMER - CERTAIN 2023: 129.5; SUMMER - CERTAIN 2024: 129.5; SUMMER - CERTAIN 2025: 129.5; SUMMER - CERTAIN 2026: 129.5; SUMMER - CERTAIN 2027: 129.5; SUMMER - CERTAIN 2028: 129.5; SUMMER - CERTAIN 2029: 129.5; WINTER - CERTAIN 2019-20: 0; WINTER - CERTAIN 2020-21: 0; WINTER - CERTAIN 2021-22: 0; WINTER - CERTAIN 2022-23: 21; WINTER - CERTAIN 2023-24: 21; WINTER - CERTAIN 2024-25: 21; WINTER - CERTAIN 2025-26: 21; WINTER - CERTAIN 2026-27: 21; WINTER - CERTAIN 2027-28: 21; WINTER - CERTAIN 2028-29: 21; WINTER - CERTAIN 2029-30: 21
Tier 3 | US | TRE |  |  | 21INR0363 |  | Carol Battery |  |  | BA | MWH |  | Other | 2021-06-30 |  | 168 | 0 | 0 | SUMMER - CERTAIN 2019: 0; SUMMER - CERTAIN 2020: 0; SUMMER - CERTAIN 2021: 0; SUMMER - CERTAIN 2022: 0; SUMMER - CERTAIN 2023: 0; SUMMER - CERTAIN 2024: 0; SUMMER - CERTAIN 2025: 0; SUMMER - CERTAIN 2026: 0; SUMMER - CERTAIN 2027: 0; SUMMER - CERTAIN 2028: 0; SUMMER - CERTAIN 2029: 0; WINTER - CERTAIN 2019-20: 0; WINTER - CERTAIN 2020-21: 0; WINTER - CERTAIN 2021-22: 0; WINTER - CERTAIN 2022-23: 0; WINTER - CERTAIN 2023-24: 0; WINTER - CERTAIN 2024-25: 0; WINTER - CERTAIN 2025-26: 0; WINTER - CERTAIN 2026-27: 0; WINTER - CERTAIN 2027-28: 0; WINTER - CERTAIN 2028-29: 0; WINTER - CERTAIN 2029-30: 0
Tier 3 | US | TRE |  |  | 21INR0355 |  | Wilmeth Solar |  |  | PV | SUN |  | Solar | 2021-06-30 |  | 160 | 118.4 | 19.2 | SUMMER - CERTAIN 2019: 0; SUMMER - CERTAIN 2020: 0; SUMMER - CERTAIN 2021: 0; SUMMER - CERTAIN 2022: 118.4; SUMMER - CERTAIN 2023: 118.4; SUMMER - CERTAIN 2024: 118.4; SUMMER - CERTAIN 2025: 118.4; SUMMER - CERTAIN 2026: 118.4; SUMMER - CERTAIN 2027: 118.4; SUMMER - CERTAIN 2028: 118.4; SUMMER - CERTAIN 2029: 118.4; WINTER - CERTAIN 2019-20: 0; WINTER - CERTAIN 2020-21: 0; WINTER - CERTAIN 2021-22: 19.2; WINTER - CERTAIN 2022-23: 19.2; WINTER - CERTAIN 2023-24: 19.2; WINTER - CERTAIN 2024-25: 19.2; WINTER - CERTAIN 2025-26: 19.2; WINTER - CERTAIN 2026-27: 19.2; WINTER - CERTAIN 2027-28: 19.2; WINTER - CERTAIN 2028-29: 19.2; WINTER - CERTAIN 2029-30: 19.2
Tier 3 | US | TRE |  |  | 21INR0383 |  | Icarus Solar |  |  | PV | SUN |  | Solar | 2021-03-31 |  | 152.64 | 112.9536 | 18.3168 | SUMMER - CERTAIN 2019: 0; SUMMER - CERTAIN 2020: 0; SUMMER - CERTAIN 2021: 112.9536; SUMMER - CERTAIN 2022: 112.9536; SUMMER - CERTAIN 2023: 112.9536; SUMMER - CERTAIN 2024: 112.9536; SUMMER - CERTAIN 2025: 112.9536; SUMMER - CERTAIN 2026: 112.9536; SUMMER - CERTAIN 2027: 112.9536; SUMMER - CERTAIN 2028: 112.9536; SUMMER - CERTAIN 2029: 112.9536; WINTER - CERTAIN 2019-20: 0; WINTER - CERTAIN 2020-21: 0; WINTER - CERTAIN 2021-22: 18.3168; WINTER - CERTAIN 2022-23: 18.3168; WINTER - CERTAIN 2023-24: 18.3168; WINTER - CERTAIN 2024-25: 18.3168; WINTER - CERTAIN 2025-26: 18.3168; WINTER - CERTAIN 2026-27: 18.3168; WINTER - CERTAIN 2027-28: 18.3168; WINTER - CERTAIN 2028-29: 18.3168; WINTER - CERTAIN 2029-30: 18.3168
Tier 3 | US | TRE |  |  | 21INR0377 |  | Concho Valley Solar Project |  |  | PV | SUN |  | Solar | 2021-12-31 |  | 151.5 | 112.11 | 18.18 | SUMMER - CERTAIN 2019: 0; SUMMER - CERTAIN 2020: 0; SUMMER - CERTAIN 2021: 0; SUMMER - CERTAIN 2022: 112.11; SUMMER - CERTAIN 2023: 112.11; SUMMER - CERTAIN 2024: 112.11; SUMMER - CERTAIN 2025: 112.11; SUMMER - CERTAIN 2026: 112.11; SUMMER - CERTAIN 2027: 112.11; SUMMER - CERTAIN 2028: 112.11; SUMMER - CERTAIN 2029: 112.11; WINTER - CERTAIN 2019-20: 0; WINTER - CERTAIN 2020-21: 0; WINTER - CERTAIN 2021-22: 0; WINTER - CERTAIN 2022-23: 18.18; WINTER - CERTAIN 2023-24: 18.18; WINTER - CERTAIN 2024-25: 18.18; WINTER - CERTAIN 2025-26: 18.18; WINTER - CERTAIN 2026-27: 18.18; WINTER - CERTAIN 2027-28: 18.18; WINTER - CERTAIN 2028-29: 18.18; WINTER - CERTAIN 2029-30: 18.18
Tier 3 | US | TRE |  |  | 21INR0366 |  | Brahman Solar |  |  | PV | SUN |  | Solar | 2021-06-30 |  | 150 | 111 | 18 | SUMMER - CERTAIN 2019: 0; SUMMER - CERTAIN 2020: 0; SUMMER - CERTAIN 2021: 0; SUMMER - CERTAIN 2022: 111; SUMMER - CERTAIN 2023: 111; SUMMER - CERTAIN 2024: 111; SUMMER - CERTAIN 2025: 111; SUMMER - CERTAIN 2026: 111; SUMMER - CERTAIN 2027: 111; SUMMER - CERTAIN 2028: 111; SUMMER - CERTAIN 2029: 111; WINTER - CERTAIN 2019-20: 0; WINTER - CERTAIN 2020-21: 0; WINTER - CERTAIN 2021-22: 18; WINTER - CERTAIN 2022-23: 18; WINTER - CERTAIN 2023-24: 18; WINTER - CERTAIN 2024-25: 18; WINTER - CERTAIN 2025-26: 18; WINTER - CERTAIN 2026-27: 18; WINTER - CERTAIN 2027-28: 18; WINTER - CERTAIN 2028-29: 18; WINTER - CERTAIN 2029-30: 18
Tier 3 | US | TRE |  |  | 21INR0368 |  | Eliza Solar |  |  | PV | SUN |  | Solar | 2021-11-01 |  | 150 | 111 | 18 | SUMMER - CERTAIN 2019: 0; SUMMER - CERTAIN 2020: 0; SUMMER - CERTAIN 2021: 0; SUMMER - CERTAIN 2022: 111; SUMMER - CERTAIN 2023: 111; SUMMER - CERTAIN 2024: 111; SUMMER - CERTAIN 2025: 111; SUMMER - CERTAIN 2026: 111; SUMMER - CERTAIN 2027: 111; SUMMER - CERTAIN 2028: 111; SUMMER - CERTAIN 2029: 111; WINTER - CERTAIN 2019-20: 0; WINTER - CERTAIN 2020-21: 0; WINTER - CERTAIN 2021-22: 18; WINTER - CERTAIN 2022-23: 18; WINTER - CERTAIN 2023-24: 18; WINTER - CERTAIN 2024-25: 18; WINTER - CERTAIN 2025-26: 18; WINTER - CERTAIN 2026-27: 18; WINTER - CERTAIN 2027-28: 18; WINTER - CERTAIN 2028-29: 18; WINTER - CERTAIN 2029-30: 18
Tier 3 | US | TRE |  |  | 21INR0395 |  | SunRay |  |  | PV | SUN |  | Solar | 2021-06-15 |  | 150 | 111 | 18 | SUMMER - CERTAIN 2019: 0; SUMMER - CERTAIN 2020: 0; SUMMER - CERTAIN 2021: 111; SUMMER - CERTAIN 2022: 111; SUMMER - CERTAIN 2023: 111; SUMMER - CERTAIN 2024: 111; SUMMER - CERTAIN 2025: 111; SUMMER - CERTAIN 2026: 111; SUMMER - CERTAIN 2027: 111; SUMMER - CERTAIN 2028: 111; SUMMER - CERTAIN 2029: 111; WINTER - CERTAIN 2019-20: 0; WINTER - CERTAIN 2020-21: 0; WINTER - CERTAIN 2021-22: 18; WINTER - CERTAIN 2022-23: 18; WINTER - CERTAIN 2023-24: 18; WINTER - CERTAIN 2024-25: 18; WINTER - CERTAIN 2025-26: 18; WINTER - CERTAIN 2026-27: 18; WINTER - CERTAIN 2027-28: 18; WINTER - CERTAIN 2028-29: 18; WINTER - CERTAIN 2029-30: 18
Tier 3 | US | TRE |  |  | 21INR0360 |  | McClure Solar |  |  | PV | SUN |  | Solar | 2021-10-01 |  | 140 | 103.6 | 16.8 | SUMMER - CERTAIN 2019: 0; SUMMER - CERTAIN 2020: 0; SUMMER - CERTAIN 2021: 0; SUMMER - CERTAIN 2022: 103.6; SUMMER - CERTAIN 2023: 103.6; SUMMER - CERTAIN 2024: 103.6; SUMMER - CERTAIN 2025: 103.6; SUMMER - CERTAIN 2026: 103.6; SUMMER - CERTAIN 2027: 103.6; SUMMER - CERTAIN 2028: 103.6; SUMMER - CERTAIN 2029: 103.6; WINTER - CERTAIN 2019-20: 0; WINTER - CERTAIN 2020-21: 0; WINTER - CERTAIN 2021-22: 16.8; WINTER - CERTAIN 2022-23: 16.8; WINTER - CERTAIN 2023-24: 16.8; WINTER - CERTAIN 2024-25: 16.8; WINTER - CERTAIN 2025-26: 16.8; WINTER - CERTAIN 2026-27: 16.8; WINTER - CERTAIN 2027-28: 16.8; WINTER - CERTAIN 2028-29: 16.8; WINTER - CERTAIN 2029-30: 16.8
Tier 3 | US | TRE |  |  | 21INR0374 |  | Kalina Solar |  |  | PV | SUN |  | Solar | 2022-12-31 |  | 120 | 88.8 | 14.4 | SUMMER - CERTAIN 2019: 0; SUMMER - CERTAIN 2020: 0; SUMMER - CERTAIN 2021: 0; SUMMER - CERTAIN 2022: 0; SUMMER - CERTAIN 2023: 88.8; SUMMER - CERTAIN 2024: 88.8; SUMMER - CERTAIN 2025: 88.8; SUMMER - CERTAIN 2026: 88.8; SUMMER - CERTAIN 2027: 88.8; SUMMER - CERTAIN 2028: 88.8; SUMMER - CERTAIN 2029: 88.8; WINTER - CERTAIN 2019-20: 0; WINTER - CERTAIN 2020-21: 0; WINTER - CERTAIN 2021-22: 0; WINTER - CERTAIN 2023-24: 14.4; WINTER - CERTAIN 2024-25: 14.4; WINTER - CERTAIN 2025-26: 14.4; WINTER - CERTAIN 2026-27: 14.4; WINTER - CERTAIN 2027-28: 14.4; WINTER - CERTAIN 2028-29: 14.4; WINTER - CERTAIN 2029-30: 14.4
Tier 3 | US | TRE |  |  | 21INR0370 |  | Honey Solar 1 |  |  | PV | SUN |  | Solar | 2021-06-10 |  | 101 | 74.74 | 12.12 | SUMMER - CERTAIN 2019: 0; SUMMER - CERTAIN 2020: 0; SUMMER - CERTAIN 2021: 74.74; SUMMER - CERTAIN 2022: 74.74; SUMMER - CERTAIN 2023: 74.74; SUMMER - CERTAIN 2024: 74.74; SUMMER - CERTAIN 2025: 74.74; SUMMER - CERTAIN 2026: 74.74; SUMMER - CERTAIN 2027: 74.74; SUMMER - CERTAIN 2028: 74.74; SUMMER - CERTAIN 2029: 74.74; WINTER - CERTAIN 2019-20: 0; WINTER - CERTAIN 2020-21: 0; WINTER - CERTAIN 2021-22: 12.12; WINTER - CERTAIN 2022-23: 12.12; WINTER - CERTAIN 2023-24: 12.12; WINTER - CERTAIN 2024-25: 12.12; WINTER - CERTAIN 2025-26: 12.12; WINTER - CERTAIN 2026-27: 12.12; WINTER - CERTAIN 2027-28: 12.12; WINTER - CERTAIN 2028-29: 12.12; WINTER - CERTAIN 2029-30: 12.12
Tier 3 | US | TRE |  |  | 21INR0321 |  | Pin Oak WP |  |  | WT | WND |  | Wind | 2021-11-01 |  | 100 | 15 | 20 | SUMMER - CERTAIN 2019: 0; SUMMER - CERTAIN 2020: 0; SUMMER - CERTAIN 2021: 0; SUMMER - CERTAIN 2022: 15; SUMMER - CERTAIN 2023: 15; SUMMER - CERTAIN 2024: 15; SUMMER - CERTAIN 2025: 15; SUMMER - CERTAIN 2026: 15; SUMMER - CERTAIN 2027: 15; SUMMER - CERTAIN 2028: 15; SUMMER - CERTAIN 2029: 15; WINTER - CERTAIN 2019-20: 0; WINTER - CERTAIN 2020-21: 0; WINTER - CERTAIN 2021-22: 20; WINTER - CERTAIN 2022-23: 20; WINTER - CERTAIN 2023-24: 20; WINTER - CERTAIN 2024-25: 20; WINTER - CERTAIN 2025-26: 20; WINTER - CERTAIN 2026-27: 20; WINTER - CERTAIN 2027-28: 20; WINTER - CERTAIN 2028-29: 20; WINTER - CERTAIN 2029-30: 20
Tier 3 | US | TRE |  |  | 21INR0332 |  | Lutum Storage |  |  | BA | MWH |  | Other | 2021-10-01 |  | 100 | 0 | 0 | SUMMER - CERTAIN 2019: 0; SUMMER - CERTAIN 2020: 0; SUMMER - CERTAIN 2021: 0; SUMMER - CERTAIN 2022: 0; SUMMER - CERTAIN 2023: 0; SUMMER - CERTAIN 2024: 0; SUMMER - CERTAIN 2025: 0; SUMMER - CERTAIN 2026: 0; SUMMER - CERTAIN 2027: 0; SUMMER - CERTAIN 2028: 0; SUMMER - CERTAIN 2029: 0; WINTER - CERTAIN 2019-20: 0; WINTER - CERTAIN 2020-21: 0; WINTER - CERTAIN 2021-22: 0; WINTER - CERTAIN 2022-23: 0; WINTER - CERTAIN 2023-24: 0; WINTER - CERTAIN 2024-25: 0; WINTER - CERTAIN 2025-26: 0; WINTER - CERTAIN 2026-27: 0; WINTER - CERTAIN 2027-28: 0; WINTER - CERTAIN 2028-29: 0; WINTER - CERTAIN 2029-30: 0
Tier 3 | US | TRE |  |  | 21INR0364 |  | Gambit |  |  | BA | MWH |  | Other | 2021-03-31 |  | 100 | 0 | 0 | SUMMER - CERTAIN 2019: 0; SUMMER - CERTAIN 2020: 0; SUMMER - CERTAIN 2021: 0; SUMMER - CERTAIN 2022: 0; SUMMER - CERTAIN 2023: 0; SUMMER - CERTAIN 2024: 0; SUMMER - CERTAIN 2025: 0; SUMMER - CERTAIN 2026: 0; SUMMER - CERTAIN 2027: 0; SUMMER - CERTAIN 2028: 0; SUMMER - CERTAIN 2029: 0; WINTER - CERTAIN 2019-20: 0; WINTER - CERTAIN 2020-21: 0; WINTER - CERTAIN 2021-22: 0; WINTER - CERTAIN 2022-23: 0; WINTER - CERTAIN 2023-24: 0; WINTER - CERTAIN 2024-25: 0; WINTER - CERTAIN 2025-26: 0; WINTER - CERTAIN 2026-27: 0; WINTER - CERTAIN 2027-28: 0; WINTER - CERTAIN 2028-29: 0; WINTER - CERTAIN 2029-30: 0
Tier 3 | US | TRE |  |  | 21INR0365 |  | Bat Cave |  |  | BA | MWH |  | Other | 2021-03-31 |  | 100 | 0 | 0 | SUMMER - CERTAIN 2019: 0; SUMMER - CERTAIN 2020: 0; SUMMER - CERTAIN 2021: 0; SUMMER - CERTAIN 2022: 0; SUMMER - CERTAIN 2023: 0; SUMMER - CERTAIN 2024: 0; SUMMER - CERTAIN 2025: 0; SUMMER - CERTAIN 2026: 0; SUMMER - CERTAIN 2027: 0; SUMMER - CERTAIN 2028: 0; SUMMER - CERTAIN 2029: 0; WINTER - CERTAIN 2019-20: 0; WINTER - CERTAIN 2020-21: 0; WINTER - CERTAIN 2021-22: 0; WINTER - CERTAIN 2022-23: 0; WINTER - CERTAIN 2023-24: 0; WINTER - CERTAIN 2024-25: 0; WINTER - CERTAIN 2025-26: 0; WINTER - CERTAIN 2026-27: 0; WINTER - CERTAIN 2027-28: 0; WINTER - CERTAIN 2028-29: 0; WINTER - CERTAIN 2029-30: 0
Tier 3 | US | TRE |  |  | 21INR0375 |  | Grizzly Ridge Solar |  |  | PV | SUN |  | Solar | 2021-11-01 |  | 100 | 74 | 12 | SUMMER - CERTAIN 2019: 0; SUMMER - CERTAIN 2020: 0; SUMMER - CERTAIN 2021: 0; SUMMER - CERTAIN 2022: 74; SUMMER - CERTAIN 2023: 74; SUMMER - CERTAIN 2024: 74; SUMMER - CERTAIN 2025: 74; SUMMER - CERTAIN 2026: 74; SUMMER - CERTAIN 2027: 74; SUMMER - CERTAIN 2028: 74; SUMMER - CERTAIN 2029: 74; WINTER - CERTAIN 2019-20: 0; WINTER - CERTAIN 2020-21: 0; WINTER - CERTAIN 2021-22: 12; WINTER - CERTAIN 2022-23: 12; WINTER - CERTAIN 2023-24: 12; WINTER - CERTAIN 2024-25: 12; WINTER - CERTAIN 2025-26: 12; WINTER - CERTAIN 2026-27: 12; WINTER - CERTAIN 2027-28: 12; WINTER - CERTAIN 2028-29: 12; WINTER - CERTAIN 2029-30: 12
Tier 3 | US | TRE |  |  | 22INR0220 |  | Lamkin Solar |  |  | PV | SUN |  | Solar | 2022-10-01 |  | 100 | 74 | 12 | SUMMER - CERTAIN 2019: 0; SUMMER - CERTAIN 2020: 0; SUMMER - CERTAIN 2021: 0; SUMMER - CERTAIN 2022: 0; SUMMER - CERTAIN 2023: 74; SUMMER - CERTAIN 2024: 74; SUMMER - CERTAIN 2025: 74; SUMMER - CERTAIN 2026: 74; SUMMER - CERTAIN 2027: 74; SUMMER - CERTAIN 2028: 74; SUMMER - CERTAIN 2029: 74; WINTER - CERTAIN 2019-20: 0; WINTER - CERTAIN 2020-21: 0; WINTER - CERTAIN 2021-22: 0; WINTER - CERTAIN 2022-23: 12; WINTER - CERTAIN 2023-24: 12; WINTER - CERTAIN 2024-25: 12; WINTER - CERTAIN 2025-26: 12; WINTER - CERTAIN 2026-27: 12; WINTER - CERTAIN 2027-28: 12; WINTER - CERTAIN 2028-29: 12; WINTER - CERTAIN 2029-30: 12
Cancelled | US | TRE |  |  | 03INR0015 |  | CAMERON WIND |  |  | WT | WND |  | Wind | 2050-12-31 |  | 80 | 46.4 | 34.4 | 0 | 0 | 0 | 0 | 0 | 0 | 0 | 0 | 0 | 0 | 0 | 0 | 0 | 0 | 0 | 0 | 0 | 0 | 0 | 0 | 0 | 0 | 0 | 0 | 0 | 0 | 0 | 0 | 0 | 0 | 0 | 0 | 0 | 0 | 0 | 0 | 0 | 0 | 0 | 0 | 0 | 0 | 0 | 0
Cancelled | US | TRE |  |  | 03INR0022 |  | GOAT MOUNTAIN-CIELO |  |  | WT | WND |  | Wind | 2050-12-31 |  | 80 | 12 | 16 | 0 | 0 | 0 | 0 | 0 | 0 | 0 | 0 | 0 | 0 | 0 | 0 | 0 | 0 | 0 | 0 | 0 | 0 | 0 | 0 | 0 | 0 | 0 | 0 | 0 | 0 | 0 | 0 | 0 | 0 | 0 | 0 | 0 | 0 | 0 | 0 | 0 | 0 | 0 | 0 | 0 | 0 | 0 | 0
Cancelled | US | TRE |  |  | 03INR0024 |  | SILVER WIND |  |  | WT | WND |  | Wind | 2050-12-31 |  | 80 | 12 | 16 | 0 | 0 | 0 | 0 | 0 | 0 | 0 | 0 | 0 | 0 | 0 | 0 | 0 | 0 | 0 | 0 | 0 | 0 | 0 | 0 | 0 | 0 | 0 | 0 | 0 | 0 | 0 | 0 | 0 | 0 | 0 | 0 | 0 | 0 | 0 | 0 | 0 | 0 | 0 | 0 | 0 | 0 | 0 | 0
Cancelled | US | TRE |  |  | 03INR0030a |  | WILD HORSE WIND FARM 1 |  |  | WT | WND |  | Wind | 2050-12-31 |  | 60 | 9 | 12 | 0 | 0 | 0 | 0 | 0 | 0 | 0 | 0 | 0 | 0 | 0 | 0 | 0 | 0 | 0 | 0 | 0 | 0 | 0 | 0 | 0 | 0 | 0 | 0 | 0 | 0 | 0 | 0 | 0 | 0 | 0 | 0 | 0 | 0 | 0 | 0 | 0 | 0 | 0 | 0 | 0 | 0 | 0 | 0
Cancelled | US | TRE |  |  | 03INR0030b |  | WILD HORSE WIND FARM 2 |  |  | WT | WND |  | Wind | 2050-12-31 |  | 39 | 5.85 | 7.8 | 0 | 0 | 0 | 0 | 0 | 0 | 0 | 0 | 0 | 0 | 0 | 0 | 0 | 0 | 0 | 0 | 0 | 0 | 0 | 0 | 0 | 0 | 0 | 0 | 0 | 0 | 0 | 0 | 0 | 0 | 0 | 0 | 0 | 0 | 0 | 0 | 0 | 0 | 0 | 0 | 0 | 0 | 0 | 0
Cancelled | US | TRE |  |  | 03INR0031 |  | TRENT MESA EXPANSION |  |  | WT | WND |  | Wind | 2050-12-31 |  | 120 | 18 | 24 | 0 | 0 | 0 | 0 | 0 | 0 | 0 | 0 | 0 | 0 | 0 | 0 | 0 | 0 | 0 | 0 | 0 | 0 | 0 | 0 | 0 | 0 | 0 | 0 | 0 | 0 | 0 | 0 | 0 | 0 | 0 | 0 | 0 | 0 | 0 | 0 | 0 | 0 | 0 | 0 | 0 | 0 | 0 | 0
Cancelled | US | TRE |  |  | 03INR0035 |  | MORGAN RANCH WIND PARK |  |  | WT | WND |  | Wind | 2050-12-31 |  | 108 | 16.2 | 21.6 | 0 | 0 | 0 | 0 | 0 | 0 | 0 | 0 | 0 | 0 | 0 | 0 | 0 | 0 | 0 | 0 | 0 | 0 | 0 | 0 | 0 | 0 | 0 | 0 | 0 | 0 | 0 | 0 | 0 | 0 | 0 | 0 | 0 | 0 | 0 | 0 | 0 | 0 | 0 | 0 | 0 | 0 | 0 | 0
Cancelled | US | TRE |  |  | 04INR0011b |  | CEDAR ELM |  |  | WT | WND |  | Wind | 2050-12-31 |  | 136 | 20.4 | 27.2 | 0 | 0 | 0 | 0 | 0 | 0 | 0 | 0 | 0 | 0 | 0 | 0 | 0 | 0 | 0 | 0 | 0 | 0 | 0 | 0 | 0 | 0 | 0 | 0 | 0 | 0 | 0 | 0 | 0 | 0 | 0 | 0 | 0 | 0 | 0 | 0 | 0 | 0 | 0 | 0 | 0 | 0 | 0 | 0
Cancelled | US | TRE |  |  | 04INR0011c |  | COTTONWOOD WIND |  |  | WT | WND |  | Wind | 2050-12-31 |  | 100 | 15 | 20 | 0 | 0 | 0 | 0 | 0 | 0 | 0 | 0 | 0 | 0 | 0 | 0 | 0 | 0 | 0 | 0 | 0 | 0 | 0 | 0 | 0 | 0 | 0 | 0 | 0 | 0 | 0 | 0 | 0 | 0 | 0 | 0 | 0 | 0 | 0 | 0 | 0 | 0 | 0 | 0 | 0 | 0 | 0 | 0
Cancelled | US | TRE |  |  | 04INR0012 |  | CALLAHAN WIND FARM |  |  | WT | WND |  | Wind | 2050-12-31 |  | 75 | 11.25 | 15 | 0 | 0 | 0 | 0 | 0 | 0 | 0 | 0 | 0 | 0 | 0 | 0 | 0 | 0 | 0 | 0 | 0 | 0 | 0 | 0 | 0 | 0 | 0 | 0 | 0 | 0 | 0 | 0 | 0 | 0 | 0 | 0 | 0 | 0 | 0 | 0 | 0 | 0 | 0 | 0 | 0 | 0 | 0 | 0
Cancelled | US | TRE |  |  | 05INR0015b |  | GULF WIND 2 |  |  | WT | WND |  | Wind | 2050-12-31 |  | 400 | 232 | 172 | 0 | 0 | 0 | 0 | 0 | 0 | 0 | 0 | 0 | 0 | 0 | 0 | 0 | 0 | 0 | 0 | 0 | 0 | 0 | 0 | 0 | 0 | 0 | 0 | 0 | 0 | 0 | 0 | 0 | 0 | 0 | 0 | 0 | 0 | 0 | 0 | 0 | 0 | 0 | 0 | 0 | 0 | 0 | 0
Cancelled | US | TRE |  |  | 05INR0015c |  | GULF WIND 3 |  |  | WT | WND |  | Wind | 2050-12-31 |  | 400 | 232 | 172 | 0 | 0 | 0 | 0 | 0 | 0 | 0 | 0 | 0 | 0 | 0 | 0 | 0 | 0 | 0 | 0 | 0 | 0 | 0 | 0 | 0 | 0 | 0 | 0 | 0 | 0 | 0 | 0 | 0 | 0 | 0 | 0 | 0 | 0 | 0 | 0 | 0 | 0 | 0 | 0 | 0 | 0 | 0 | 0
Cancelled | US | TRE |  |  | 05INR0016 |  | SALT FORK WIND RANCH |  |  | WT | WND |  | Wind | 2050-12-31 |  | 240 | 36 | 48 | 0 | 0 | 0 | 0 | 0 | 0 | 0 | 0 | 0 | 0 | 0 | 0 | 0 | 0 | 0 | 0 | 0 | 0 | 0 | 0 | 0 | 0 | 0 | 0 | 0 | 0 | 0 | 0 | 0 | 0 | 0 | 0 | 0 | 0 | 0 | 0 | 0 | 0 | 0 | 0 | 0 | 0 | 0 | 0
Cancelled | US | TRE |  |  | 05INR0020 |  | ??HARRIS-BTEC |  |  | CC | LFG |  | Biomass | 2050-12-31 |  | 53 | 0 | 0 | 0 | 0 | 0 | 0 | 0 | 0 | 0 | 0 | 0 | 0 | 0 | 0 | 0 | 0 | 0 | 0 | 0 | 0 | 0 | 0 | 0 | 0 | 0 | 0 | 0 | 0 | 0 | 0 | 0 | 0 | 0 | 0 | 0 | 0 | 0 | 0 | 0 | 0 | 0 | 0 | 0 | 0 | 0 | 0
Cancelled | US | TRE |  |  | 06INR0006 |  | COBISA-GREENVILLE | Compressed Air Energy Storage | Gas | GT | NG |  | Natural Gas and Other Gases | 2017-08-15 |  | 2023 | 1820 | 2023 | 0 | 0 | 0 | 0 | 0 | 0 | 0 | 0 | 0 | 0 | 0 | 0 | 0 | 0 | 0 | 0 | 0 | 0 | 0 | 0 | 0 | 0 | 0 | 0 | 0 | 0 | 0 | 0 | 0 | 0 | 0 | 0 | 0 | 0 | 0 | 0 | 0 | 0 | 0 | 0 | 0 | 0 | 0 | 0
Cancelled | US | TRE |  |  | 06INR0013 |  | MATHIS WIND |  |  | WT | WND |  | Wind | 2050-12-31 |  | 230 | 133.4 | 98.9 | 0 | 0 | 0 | 0 | 0 | 0 | 0 | 0 | 0 | 0 | 0 | 0 | 0 | 0 | 0 | 0 | 0 | 0 | 0 | 0 | 0 | 0 | 0 | 0 | 0 | 0 | 0 | 0 | 0 | 0 | 0 | 0 | 0 | 0 | 0 | 0 | 0 | 0 | 0 | 0 | 0 | 0 | 0 | 0
Cancelled | US | TRE |  |  | 06INR0014 |  | NUECES COUNTY WIND |  |  | WT | WND |  | Wind | 2050-12-31 |  | 230 | 133.4 | 98.9 | 0 | 0 | 0 | 0 | 0 | 0 | 0 | 0 | 0 | 0 | 0 | 0 | 0 | 0 | 0 | 0 | 0 | 0 | 0 | 0 | 0 | 0 | 0 | 0 | 0 | 0 | 0 | 0 | 0 | 0 | 0 | 0 | 0 | 0 | 0 | 0 | 0 | 0 | 0 | 0 | 0 | 0 | 0 | 0
Cancelled | US | TRE |  |  | 06INR0015 |  | SINTON WIND |  |  | WT | WND |  | Wind | 2050-12-31 |  | 230 | 133.4 | 98.9 | 0 | 0 | 0 | 0 | 0 | 0 | 0 | 0 | 0 | 0 | 0 | 0 | 0 | 0 | 0 | 0 | 0 | 0 | 0 | 0 | 0 | 0 | 0 | 0 | 0 | 0 | 0 | 0 | 0 | 0 | 0 | 0 | 0 | 0 | 0 | 0 | 0 | 0 | 0 | 0 | 0 | 0 | 0 | 0
Cancelled | US | TRE |  |  | 06INR0018 |  | CHOCOLATE BAYOU WIND |  |  | WT | WND |  | Wind | 2050-12-31 |  | 160 | 92.8 | 68.8 | 0 | 0 | 0 | 0 | 0 | 0 | 0 | 0 | 0 | 0 | 0 | 0 | 0 | 0 | 0 | 0 | 0 | 0 | 0 | 0 | 0 | 0 | 0 | 0 | 0 | 0 | 0 | 0 | 0 | 0 | 0 | 0 | 0 | 0 | 0 | 0 | 0 | 0 | 0 | 0 | 0 | 0 | 0 | 0
Cancelled | US | TRE |  |  | 06INR0019 |  | TX04A FARM |  |  | WT | WND |  | Wind | 2050-12-31 |  | 120 | 18 | 24 | 0 | 0 | 0 | 0 | 0 | 0 | 0 | 0 | 0 | 0 | 0 | 0 | 0 | 0 | 0 | 0 | 0 | 0 | 0 | 0 | 0 | 0 | 0 | 0 | 0 | 0 | 0 | 0 | 0 | 0 | 0 | 0 | 0 | 0 | 0 | 0 | 0 | 0 | 0 | 0 | 0 | 0 | 0 | 0
Cancelled | US | TRE |  |  | 06INR0020 |  | TX05 FARM |  |  | WT | WND |  | Wind | 2050-12-31 |  | 240 | 36 | 48 | 0 | 0 | 0 | 0 | 0 | 0 | 0 | 0 | 0 | 0 | 0 | 0 | 0 | 0 | 0 | 0 | 0 | 0 | 0 | 0 | 0 | 0 | 0 | 0 | 0 | 0 | 0 | 0 | 0 | 0 | 0 | 0 | 0 | 0 | 0 | 0 | 0 | 0 | 0 | 0 | 0 | 0 | 0 | 0
Cancelled | US | TRE |  |  | 06INR0022d |  | PENASCAL WIND FARM 5 |  |  | WT | WND |  | Wind | 2050-12-31 |  | 200 | 116 | 86 | 0 | 0 | 0 | 0 | 0 | 0 | 0 | 0 | 0 | 0 | 0 | 0 | 0 | 0 | 0 | 0 | 0 | 0 | 0 | 0 | 0 | 0 | 0 | 0 | 0 | 0 | 0 | 0 | 0 | 0 | 0 | 0 | 0 | 0 | 0 | 0 | 0 | 0 | 0 | 0 | 0 | 0 | 0 | 0
Cancelled | US | TRE |  |  | 06INR0022e |  | PENASCAL WIND FARM 6 |  |  | WT | WND |  | Wind | 2050-12-31 |  | 200 | 116 | 86 | 0 | 0 | 0 | 0 | 0 | 0 | 0 | 0 | 0 | 0 | 0 | 0 | 0 | 0 | 0 | 0 | 0 | 0 | 0 | 0 | 0 | 0 | 0 | 0 | 0 | 0 | 0 | 0 | 0 | 0 | 0 | 0 | 0 | 0 | 0 | 0 | 0 | 0 | 0 | 0 | 0 | 0 | 0 | 0
Cancelled | US | TRE |  |  | 06INR0022f |  | PENASCAL WIND FARM 4 |  |  | WT | WND |  | Wind | 2050-12-31 |  | 200 | 116 | 86 | 0 | 0 | 0 | 0 | 0 | 0 | 0 | 0 | 0 | 0 | 0 | 0 | 0 | 0 | 0 | 0 | 0 | 0 | 0 | 0 | 0 | 0 | 0 | 0 | 0 | 0 | 0 | 0 | 0 | 0 | 0 | 0 | 0 | 0 | 0 | 0 | 0 | 0 | 0 | 0 | 0 | 0 | 0 | 0
Cancelled | US | TRE |  |  | 06INR0023 |  | STERLING CITY WIND PARK |  |  | WT | WND |  | Wind | 2050-12-31 |  | 526 | 78.9 | 105.2 | 0 | 0 | 0 | 0 | 0 | 0 | 0 | 0 | 0 | 0 | 0 | 0 | 0 | 0 | 0 | 0 | 0 | 0 | 0 | 0 | 0 | 0 | 0 | 0 | 0 | 0 | 0 | 0 | 0 | 0 | 0 | 0 | 0 | 0 | 0 | 0 | 0 | 0 | 0 | 0 | 0 | 0 | 0 | 0
Cancelled | US | TRE |  |  | 06INR0024 |  | MIDWAY WIND PROJECT |  |  | WT | WND |  | Wind | 2050-12-31 |  | 149 | 22.35 | 29.8 | 0 | 0 | 0 | 0 | 0 | 0 | 0 | 0 | 0 | 0 | 0 | 0 | 0 | 0 | 0 | 0 | 0 | 0 | 0 | 0 | 0 | 0 | 0 | 0 | 0 | 0 | 0 | 0 | 0 | 0 | 0 | 0 | 0 | 0 | 0 | 0 | 0 | 0 | 0 | 0 | 0 | 0 | 0 | 0
Cancelled | US | TRE |  |  | 06INR0025 |  | STEELE WIND PROJECT |  |  | WT | WND |  | Wind | 2050-12-31 |  | 149 | 22.35 | 29.8 | 0 | 0 | 0 | 0 | 0 | 0 | 0 | 0 | 0 | 0 | 0 | 0 | 0 | 0 | 0 | 0 | 0 | 0 | 0 | 0 | 0 | 0 | 0 | 0 | 0 | 0 | 0 | 0 | 0 | 0 | 0 | 0 | 0 | 0 | 0 | 0 | 0 | 0 | 0 | 0 | 0 | 0 | 0 | 0
Cancelled | US | TRE |  |  | 06INR0026 |  | WILD HORSE MOUNTAIN |  |  | WT | WND |  | Wind | 2050-12-31 |  | 120 | 18 | 24 | 0 | 0 | 0 | 0 | 0 | 0 | 0 | 0 | 0 | 0 | 0 | 0 | 0 | 0 | 0 | 0 | 0 | 0 | 0 | 0 | 0 | 0 | 0 | 0 | 0 | 0 | 0 | 0 | 0 | 0 | 0 | 0 | 0 | 0 | 0 | 0 | 0 | 0 | 0 | 0 | 0 | 0 | 0 | 0
Cancelled | US | TRE |  |  | 06INR0027 |  | TX-11 |  |  | WT | WND |  | Wind | 2014-04-02 |  | 100 | 15 | 20 | 0 | 0 | 0 | 0 | 0 | 0 | 0 | 0 | 0 | 0 | 0 | 0 | 0 | 0 | 0 | 0 | 0 | 0 | 0 | 0 | 0 | 0 | 0 | 0 | 0 | 0 | 0 | 0 | 0 | 0 | 0 | 0 | 0 | 0 | 0 | 0 | 0 | 0 | 0 | 0 | 0 | 0 | 0 | 0
Cancelled | US | TRE |  |  | 06INR0028 |  | HYLTON MOUNTAIN |  |  | WT | WND |  | Wind | 2050-12-31 |  | 100 | 15 | 20 | 0 | 0 | 0 | 0 | 0 | 0 | 0 | 0 | 0 | 0 | 0 | 0 | 0 | 0 | 0 | 0 | 0 | 0 | 0 | 0 | 0 | 0 | 0 | 0 | 0 | 0 | 0 | 0 | 0 | 0 | 0 | 0 | 0 | 0 | 0 | 0 | 0 | 0 | 0 | 0 | 0 | 0 | 0 | 0
Cancelled | US | TRE |  |  | 06INR0029 |  | JACKSON MOUNTAIN |  |  | WT | WND |  | Wind | 2050-12-31 |  | 90 | 13.5 | 18 | 0 | 0 | 0 | 0 | 0 | 0 | 0 | 0 | 0 | 0 | 0 | 0 | 0 | 0 | 0 | 0 | 0 | 0 | 0 | 0 | 0 | 0 | 0 | 0 | 0 | 0 | 0 | 0 | 0 | 0 | 0 | 0 | 0 | 0 | 0 | 0 | 0 | 0 | 0 | 0 | 0 | 0 | 0 | 0
Cancelled | US | TRE |  |  | 06INR0030 |  | TX23 |  |  | WT | WND |  | Wind | 2014-04-09 |  | 160 | 24 | 32 | 0 | 0 | 0 | 0 | 0 | 0 | 0 | 0 | 0 | 0 | 0 | 0 | 0 | 0 | 0 | 0 | 0 | 0 | 0 | 0 | 0 | 0 | 0 | 0 | 0 | 0 | 0 | 0 | 0 | 0 | 0 | 0 | 0 | 0 | 0 | 0 | 0 | 0 | 0 | 0 | 0 | 0 | 0 | 0
Cancelled | US | TRE |  |  | 06INR0031 |  | TX-26 |  |  | WT | WND |  | Wind | 2050-12-31 |  | 100 | 15 | 20 | 0 | 0 | 0 | 0 | 0 | 0 | 0 | 0 | 0 | 0 | 0 | 0 | 0 | 0 | 0 | 0 | 0 | 0 | 0 | 0 | 0 | 0 | 0 | 0 | 0 | 0 | 0 | 0 | 0 | 0 | 0 | 0 | 0 | 0 | 0 | 0 | 0 | 0 | 0 | 0 | 0 | 0 | 0 | 0
Cancelled | US | TRE |  |  | 06INR0032 |  | TX-27 |  |  | WT | WND |  | Wind | 2050-12-31 |  | 160 | 24 | 32 | 0 | 0 | 0 | 0 | 0 | 0 | 0 | 0 | 0 | 0 | 0 | 0 | 0 | 0 | 0 | 0 | 0 | 0 | 0 | 0 | 0 | 0 | 0 | 0 | 0 | 0 | 0 | 0 | 0 | 0 | 0 | 0 | 0 | 0 | 0 | 0 | 0 | 0 | 0 | 0 | 0 | 0 | 0 | 0
Cancelled | US | TRE |  |  | 06INR0033 |  | TX-28 |  |  | WT | WND |  | Wind | 2050-12-31 |  | 160 | 24 | 32 | 0 | 0 | 0 | 0 | 0 | 0 | 0 | 0 | 0 | 0 | 0 | 0 | 0 | 0 | 0 | 0 | 0 | 0 | 0 | 0 | 0 | 0 | 0 | 0 | 0 | 0 | 0 | 0 | 0 | 0 | 0 | 0 | 0 | 0 | 0 | 0 | 0 | 0 | 0 | 0 | 0 | 0 | 0 | 0
Cancelled | US | TRE |  |  | 06INR0034 |  | VAQUILLAS WIND (TX-31) |  |  | WT | WND |  | Wind | 2050-12-31 |  | 100 | 15 | 20 | 0 | 0 | 0 | 0 | 0 | 0 | 0 | 0 | 0 | 0 | 0 | 0 | 0 | 0 | 0 | 0 | 0 | 0 | 0 | 0 | 0 | 0 | 0 | 0 | 0 | 0 | 0 | 0 | 0 | 0 | 0 | 0 | 0 | 0 | 0 | 0 | 0 | 0 | 0 | 0 | 0 | 0 | 0 | 0
Cancelled | US | TRE |  |  | 06INR0039 |  | MCCOMMAS POWER PROJECT |  |  | CC | LFG |  | Biomass | 2050-12-31 |  | 45 | 45 | 45 | 0 | 0 | 0 | 0 | 0 | 0 | 0 | 0 | 0 | 0 | 0 | 0 | 0 | 0 | 0 | 0 | 0 | 0 | 0 | 0 | 0 | 0 | 0 | 0 | 0 | 0 | 0 | 0 | 0 | 0 | 0 | 0 | 0 | 0 | 0 | 0 | 0 | 0 | 0 | 0 | 0 | 0 | 0 | 0
Cancelled | US | TRE |  |  | 06INR0041 |  | COTTONWOOD | Combined-Cycle | Gas | CC | NG |  | Natural Gas and Other Gases | 2050-12-31 01:00 |  | 1160 | 1160 | 1160 | 0 | 0 | 0 | 0 | 0 | 0 | 0 | 0 | 0 | 0 | 0 | 0 | 0 | 0 | 0 | 0 | 0 | 0 | 0 | 0 | 0 | 0 | 0 | 0 | 0 | 0 | 0 | 0 | 0 | 0 | 0 | 0 | 0 | 0 | 0 | 0 | 0 | 0 | 0 | 0 | 0 | 0 | 0 | 0
Cancelled | US | TRE |  |  | 07INR0001 |  | MCCOMMAS POWER PROJECT | Combined-Cycle | Gas | CC | NG |  | Natural Gas and Other Gases | 2050-12-31 |  | 665 | 665 | 665 | 0 | 0 | 0 | 0 | 0 | 0 | 0 | 0 | 0 | 0 | 0 | 0 | 0 | 0 | 0 | 0 | 0 | 0 | 0 | 0 | 0 | 0 | 0 | 0 | 0 | 0 | 0 | 0 | 0 | 0 | 0 | 0 | 0 | 0 | 0 | 0 | 0 | 0 | 0 | 0 | 0 | 0 | 0 | 0
Cancelled | US | TRE |  |  | 07INR0002 |  | ??HARRIS-AGRIFOS |  |  | ST | LFG |  | Biomass | 2050-12-31 |  | 22 | 2 | 2 | 0 | 0 | 0 | 0 | 0 | 0 | 0 | 0 | 0 | 0 | 0 | 0 | 0 | 0 | 0 | 0 | 0 | 0 | 0 | 0 | 0 | 0 | 0 | 0 | 0 | 0 | 0 | 0 | 0 | 0 | 0 | 0 | 0 | 0 | 0 | 0 | 0 | 0 | 0 | 0 | 0 | 0 | 0 | 0
Cancelled | US | TRE |  |  | 07INR0004 |  | PAMPA ENERGY CENTER | Steam Turbine other than Combined-Cycl | Coal | ST | SUB |  | Coal | 2050-12-31 |  | 165 | 165 | 165 | 0 | 0 | 0 | 0 | 0 | 0 | 0 | 0 | 0 | 0 | 0 | 0 | 0 | 0 | 0 | 0 | 0 | 0 | 0 | 0 | 0 | 0 | 0 | 0 | 0 | 0 | 0 | 0 | 0 | 0 | 0 | 0 | 0 | 0 | 0 | 0 | 0 | 0 | 0 | 0 | 0 | 0 | 0 | 0
Cancelled | US | TRE |  |  | 07INR0008 |  | PERMIAN WIND |  |  | WT | WND |  | Wind | 2050-12-31 01:00 |  | 35 | 5.25 | 7 | 0 | 0 | 0 | 0 | 0 | 0 | 0 | 0 | 0 | 0 | 0 | 0 | 0 | 0 | 0 | 0 | 0 | 0 | 0 | 0 | 0 | 0 | 0 | 0 | 0 | 0 | 0 | 0 | 0 | 0 | 0 | 0 | 0 | 0 | 0 | 0 | 0 | 0 | 0 | 0 | 0 | 0 | 0 | 0
Cancelled | US | TRE |  |  | 07INR0009 |  | NAVASOTA LANE CITY PEAKING CENTER |  | Gas | CC | NG |  | Natural Gas and Other Gases | 2050-12-31 01:00 |  | 330 | 330 | 330 | 0 | 0 | 0 | 0 | 0 | 0 | 0 | 0 | 0 | 0 | 0 | 0 | 0 | 0 | 0 | 0 | 0 | 0 | 0 | 0 | 0 | 0 | 0 | 0 | 0 | 0 | 0 | 0 | 0 | 0 | 0 | 0 | 0 | 0 | 0 | 0 | 0 | 0 | 0 | 0 | 0 | 0 | 0 | 0
Cancelled | US | TRE |  |  | 07INR0012 |  | NOTREES-2 |  |  | WT | WND |  | Wind | 2050-12-31 |  | 240 | 36 | 48 | 0 | 0 | 0 | 0 | 0 | 0 | 0 | 0 | 0 | 0 | 0 | 0 | 0 | 0 | 0 | 0 | 0 | 0 | 0 | 0 | 0 | 0 | 0 | 0 | 0 | 0 | 0 | 0 | 0 | 0 | 0 | 0 | 0 | 0 | 0 | 0 | 0 | 0 | 0 | 0 | 0 | 0 | 0 | 0
Cancelled | US | TRE |  |  | 07INR0013 |  | GREAT REPUBLIC WIND GENERATION PROJECT |  |  | WT | WND |  | Wind | 2050-12-31 |  | 200 | 30 | 40 | 0 | 0 | 0 | 0 | 0 | 0 | 0 | 0 | 0 | 0 | 0 | 0 | 0 | 0 | 0 | 0 | 0 | 0 | 0 | 0 | 0 | 0 | 0 | 0 | 0 | 0 | 0 | 0 | 0 | 0 | 0 | 0 | 0 | 0 | 0 | 0 | 0 | 0 | 0 | 0 | 0 | 0 | 0 | 0
Cancelled | US | TRE |  |  | 07INR0014a |  | BLUE SUMMIT WINDFARM PH 1 |  |  | WT | WND |  | Wind | 2050-12-31 |  | 140 | 21 | 28 | 0 | 0 | 0 | 0 | 0 | 0 | 0 | 0 | 0 | 0 | 0 | 0 | 0 | 0 | 0 | 0 | 0 | 0 | 0 | 0 | 0 | 0 | 0 | 0 | 0 | 0 | 0 | 0 | 0 | 0 | 0 | 0 | 0 | 0 | 0 | 0 | 0 | 0 | 0 | 0 | 0 | 0 | 0 | 0
Cancelled | US | TRE |  |  | 07INR0014b |  | BLUE SUMMIT WINDFARM PH 2 |  |  | WT | WND |  | Wind | 2050-12-31 01:00 |  | 70 | 10.5 | 14 | 0 | 0 | 0 | 0 | 0 | 0 | 0 | 0 | 0 | 0 | 0 | 0 | 0 | 0 | 0 | 0 | 0 | 0 | 0 | 0 | 0 | 0 | 0 | 0 | 0 | 0 | 0 | 0 | 0 | 0 | 0 | 0 | 0 | 0 | 0 | 0 | 0 | 0 | 0 | 0 | 0 | 0 | 0 | 0
Cancelled | US | TRE |  |  | 07INR0015 |  | BEAVER POINT WINDFARM |  |  | WT | WND |  | Wind | 2050-12-31 |  | 180 | 27 | 36 | 0 | 0 | 0 | 0 | 0 | 0 | 0 | 0 | 0 | 0 | 0 | 0 | 0 | 0 | 0 | 0 | 0 | 0 | 0 | 0 | 0 | 0 | 0 | 0 | 0 | 0 | 0 | 0 | 0 | 0 | 0 | 0 | 0 | 0 | 0 | 0 | 0 | 0 | 0 | 0 | 0 | 0 | 0 | 0
Cancelled | US | TRE |  |  | 07INR0016 |  | RANGER RIDGE WINDFARM |  |  | WT | WND |  | Wind | 2050-12-31 |  | 126 | 18.9 | 25.2 | 0 | 0 | 0 | 0 | 0 | 0 | 0 | 0 | 0 | 0 | 0 | 0 | 0 | 0 | 0 | 0 | 0 | 0 | 0 | 0 | 0 | 0 | 0 | 0 | 0 | 0 | 0 | 0 | 0 | 0 | 0 | 0 | 0 | 0 | 0 | 0 | 0 | 0 | 0 | 0 | 0 | 0 | 0 | 0
Cancelled | US | TRE |  |  | 07INR0017 |  | HUCKABAY WINDFARM |  |  | WT | WND |  | Wind | 2050-12-31 |  | 210 | 31.5 | 42 | 0 | 0 | 0 | 0 | 0 | 0 | 0 | 0 | 0 | 0 | 0 | 0 | 0 | 0 | 0 | 0 | 0 | 0 | 0 | 0 | 0 | 0 | 0 | 0 | 0 | 0 | 0 | 0 | 0 | 0 | 0 | 0 | 0 | 0 | 0 | 0 | 0 | 0 | 0 | 0 | 0 | 0 | 0 | 0
Cancelled | US | TRE |  |  | 07INR0019 |  | HORSE HOLLOW 4 |  |  | WT | WND |  | Wind | 2050-12-31 |  | 116 | 17.4 | 23.2 | 0 | 0 | 0 | 0 | 0 | 0 | 0 | 0 | 0 | 0 | 0 | 0 | 0 | 0 | 0 | 0 | 0 | 0 | 0 | 0 | 0 | 0 | 0 | 0 | 0 | 0 | 0 | 0 | 0 | 0 | 0 | 0 | 0 | 0 | 0 | 0 | 0 | 0 | 0 | 0 | 0 | 0 | 0 | 0
Cancelled | US | TRE |  |  | 07INR0020 |  | HORSE HOLLOW III EXPANSION |  |  | WT | WND |  | Wind | 2050-12-31 |  | 74 | 11.1 | 14.8 | 0 | 0 | 0 | 0 | 0 | 0 | 0 | 0 | 0 | 0 | 0 | 0 | 0 | 0 | 0 | 0 | 0 | 0 | 0 | 0 | 0 | 0 | 0 | 0 | 0 | 0 | 0 | 0 | 0 | 0 | 0 | 0 | 0 | 0 | 0 | 0 | 0 | 0 | 0 | 0 | 0 | 0 | 0 | 0
Cancelled | US | TRE |  |  | 07INR0021 |  | WATER VALLEY DIVIDE RENEWABLE GEN CENTER |  |  | WT | WND |  | Wind | 2050-12-31 |  | 249 | 37.35 | 49.8 | 0 | 0 | 0 | 0 | 0 | 0 | 0 | 0 | 0 | 0 | 0 | 0 | 0 | 0 | 0 | 0 | 0 | 0 | 0 | 0 | 0 | 0 | 0 | 0 | 0 | 0 | 0 | 0 | 0 | 0 | 0 | 0 | 0 | 0 | 0 | 0 | 0 | 0 | 0 | 0 | 0 | 0 | 0 | 0
Cancelled | US | TRE |  |  | 07INR0024 |  | PROJECT ECHO | Combined-Cycle | Gas | CC | NG |  | Natural Gas and Other Gases | 2050-12-31 |  | 330 | 330 | 330 | 0 | 0 | 0 | 0 | 0 | 0 | 0 | 0 | 0 | 0 | 0 | 0 | 0 | 0 | 0 | 0 | 0 | 0 | 0 | 0 | 0 | 0 | 0 | 0 | 0 | 0 | 0 | 0 | 0 | 0 | 0 | 0 | 0 | 0 | 0 | 0 | 0 | 0 | 0 | 0 | 0 | 0 | 0 | 0
Cancelled | US | TRE |  |  | 07INR0025 |  | AIRTRICITY LAMESA WIND PLANT |  |  | WT | WND |  | Wind | 2050-12-31 |  | 183 | 27.45 | 36.6 | 0 | 0 | 0 | 0 | 0 | 0 | 0 | 0 | 0 | 0 | 0 | 0 | 0 | 0 | 0 | 0 | 0 | 0 | 0 | 0 | 0 | 0 | 0 | 0 | 0 | 0 | 0 | 0 | 0 | 0 | 0 | 0 | 0 | 0 | 0 | 0 | 0 | 0 | 0 | 0 | 0 | 0 | 0 | 0
Cancelled | US | TRE |  |  | 07INR0026 |  | VERA RENEWABLE GENERATION CENTER |  |  | WT | WND |  | Wind | 2050-12-31 |  | 400 | 60 | 80 | 0 | 0 | 0 | 0 | 0 | 0 | 0 | 0 | 0 | 0 | 0 | 0 | 0 | 0 | 0 | 0 | 0 | 0 | 0 | 0 | 0 | 0 | 0 | 0 | 0 | 0 | 0 | 0 | 0 | 0 | 0 | 0 | 0 | 0 | 0 | 0 | 0 | 0 | 0 | 0 | 0 | 0 | 0 | 0
Cancelled | US | TRE |  |  | 07INR0031 |  | HULLDALE WIND FARM |  |  | WT | WND |  | Wind | 2050-12-31 |  | 149 | 22.35 | 29.8 | 0 | 0 | 0 | 0 | 0 | 0 | 0 | 0 | 0 | 0 | 0 | 0 | 0 | 0 | 0 | 0 | 0 | 0 | 0 | 0 | 0 | 0 | 0 | 0 | 0 | 0 | 0 | 0 | 0 | 0 | 0 | 0 | 0 | 0 | 0 | 0 | 0 | 0 | 0 | 0 | 0 | 0 | 0 | 0
Cancelled | US | TRE |  |  | 07INR0032 |  | TOM GREEN COUNTY WIND ENERGY PROJECT |  |  | WT | WND |  | Wind | 2050-12-31 |  | 249 | 37.35 | 49.8 | 0 | 0 | 0 | 0 | 0 | 0 | 0 | 0 | 0 | 0 | 0 | 0 | 0 | 0 | 0 | 0 | 0 | 0 | 0 | 0 | 0 | 0 | 0 | 0 | 0 | 0 | 0 | 0 | 0 | 0 | 0 | 0 | 0 | 0 | 0 | 0 | 0 | 0 | 0 | 0 | 0 | 0 | 0 | 0
Cancelled | US | TRE |  |  | 07INR0033 |  | CORONADO WIND ENERGY PROJECT |  |  | WT | WND |  | Wind | 2050-12-31 |  | 200 | 30 | 40 | 0 | 0 | 0 | 0 | 0 | 0 | 0 | 0 | 0 | 0 | 0 | 0 | 0 | 0 | 0 | 0 | 0 | 0 | 0 | 0 | 0 | 0 | 0 | 0 | 0 | 0 | 0 | 0 | 0 | 0 | 0 | 0 | 0 | 0 | 0 | 0 | 0 | 0 | 0 | 0 | 0 | 0 | 0 | 0
Cancelled | US | TRE |  |  | 07INR0035 |  | CROWS NEST WINDFARM |  |  | WT | WND |  | Wind | 2050-12-31 |  | 270 | 40.5 | 54 | 0 | 0 | 0 | 0 | 0 | 0 | 0 | 0 | 0 | 0 | 0 | 0 | 0 | 0 | 0 | 0 | 0 | 0 | 0 | 0 | 0 | 0 | 0 | 0 | 0 | 0 | 0 | 0 | 0 | 0 | 0 | 0 | 0 | 0 | 0 | 0 | 0 | 0 | 0 | 0 | 0 | 0 | 0 | 0
Cancelled | US | TRE |  |  | 07INR0036 |  | COYOTE RUN WINDFARM |  |  | WT | WND |  | Wind | 2050-12-31 |  | 225 | 33.75 | 45 | 0 | 0 | 0 | 0 | 0 | 0 | 0 | 0 | 0 | 0 | 0 | 0 | 0 | 0 | 0 | 0 | 0 | 0 | 0 | 0 | 0 | 0 | 0 | 0 | 0 | 0 | 0 | 0 | 0 | 0 | 0 | 0 | 0 | 0 | 0 | 0 | 0 | 0 | 0 | 0 | 0 | 0 | 0 | 0
Cancelled | US | TRE |  |  | 07INR0039 |  | CONCHO BLUFF |  |  | WT | WND |  | Wind | 2050-12-31 |  | 200 | 30 | 40 | 0 | 0 | 0 | 0 | 0 | 0 | 0 | 0 | 0 | 0 | 0 | 0 | 0 | 0 | 0 | 0 | 0 | 0 | 0 | 0 | 0 | 0 | 0 | 0 | 0 | 0 | 0 | 0 | 0 | 0 | 0 | 0 | 0 | 0 | 0 | 0 | 0 | 0 | 0 | 0 | 0 | 0 | 0 | 0
Cancelled | US | TRE |  |  | 07INR0043 |  | PECOS POWER PROJECT |  |  | PV | SUN |  | Solar | 2050-12-31 |  | 50 | 37 | 6 | 0 | 0 | 0 | 0 | 0 | 0 | 0 | 0 | 0 | 0 | 0 | 0 | 0 | 0 | 0 | 0 | 0 | 0 | 0 | 0 | 0 | 0 | 0 | 0 | 0 | 0 | 0 | 0 | 0 | 0 | 0 | 0 | 0 | 0 | 0 | 0 | 0 | 0 | 0 | 0 | 0 | 0 | 0 | 0
Cancelled | US | TRE |  |  | 07INR0044 |  | WIND POWER TEXAS JOINT VENTURE |  |  | WT | WND |  | Wind | 2050-12-31 |  | 126 | 18.9 | 25.2 | 0 | 0 | 0 | 0 | 0 | 0 | 0 | 0 | 0 | 0 | 0 | 0 | 0 | 0 | 0 | 0 | 0 | 0 | 0 | 0 | 0 | 0 | 0 | 0 | 0 | 0 | 0 | 0 | 0 | 0 | 0 | 0 | 0 | 0 | 0 | 0 | 0 | 0 | 0 | 0 | 0 | 0 | 0 | 0
Cancelled | US | TRE |  |  | 07INR0045 |  | ROSCOE 2 |  |  | WT | WND |  | Wind | 2050-12-31 01:00 |  | 125 | 18.75 | 25 | 0 | 0 | 0 | 0 | 0 | 0 | 0 | 0 | 0 | 0 | 0 | 0 | 0 | 0 | 0 | 0 | 0 | 0 | 0 | 0 | 0 | 0 | 0 | 0 | 0 | 0 | 0 | 0 | 0 | 0 | 0 | 0 | 0 | 0 | 0 | 0 | 0 | 0 | 0 | 0 | 0 | 0 | 0 | 0
Cancelled | US | TRE |  |  | 07INR0045c |  | ROSCOE 3 |  |  | WT | WND |  | Wind | 2050-12-31 01:00 |  | 516 | 77.4 | 103.2 | 0 | 0 | 0 | 0 | 0 | 0 | 0 | 0 | 0 | 0 | 0 | 0 | 0 | 0 | 0 | 0 | 0 | 0 | 0 | 0 | 0 | 0 | 0 | 0 | 0 | 0 | 0 | 0 | 0 | 0 | 0 | 0 | 0 | 0 | 0 | 0 | 0 | 0 | 0 | 0 | 0 | 0 | 0 | 0
Cancelled | US | TRE |  |  | 07INR0048 |  | BTEC POWER | Combined-Cycle | Gas | CC | NG |  | Natural Gas and Other Gases | 2050-12-31 |  | 372 | 372 | 372 | 0 | 0 | 0 | 0 | 0 | 0 | 0 | 0 | 0 | 0 | 0 | 0 | 0 | 0 | 0 | 0 | 0 | 0 | 0 | 0 | 0 | 0 | 0 | 0 | 0 | 0 | 0 | 0 | 0 | 0 | 0 | 0 | 0 | 0 | 0 | 0 | 0 | 0 | 0 | 0 | 0 | 0 | 0 | 0
Cancelled | US | TRE |  |  | 08INR0002 |  | SANDOW 5 | Steam Turbine other than Combined-Cycl | Coal | ST | SUB |  | Coal | 2050-12-31 |  | 430 | 430 | 430 | 0 | 0 | 0 | 0 | 0 | 0 | 0 | 0 | 0 | 0 | 0 | 0 | 0 | 0 | 0 | 0 | 0 | 0 | 0 | 0 | 0 | 0 | 0 | 0 | 0 | 0 | 0 | 0 | 0 | 0 | 0 | 0 | 0 | 0 | 0 | 0 | 0 | 0 | 0 | 0 | 0 | 0 | 0 | 0
Cancelled | US | TRE |  |  | 08INR0004 |  | ENNIS PEAKERS |  |  | CC | LFG |  | Biomass | 2050-12-31 |  | 400 | 400 | 400 | 0 | 0 | 0 | 0 | 0 | 0 | 0 | 0 | 0 | 0 | 0 | 0 | 0 | 0 | 0 | 0 | 0 | 0 | 0 | 0 | 0 | 0 | 0 | 0 | 0 | 0 | 0 | 0 | 0 | 0 | 0 | 0 | 0 | 0 | 0 | 0 | 0 | 0 | 0 | 0 | 0 | 0 | 0 | 0
Cancelled | US | TRE |  |  | 08INR0005 |  | WISE PEAKERS | Combined-Cycle | Gas | CC | NG |  | Natural Gas and Other Gases | 2050-12-31 |  | 400 | 291 | 291 | 0 | 0 | 0 | 0 | 0 | 0 | 0 | 0 | 0 | 0 | 0 | 0 | 0 | 0 | 0 | 0 | 0 | 0 | 0 | 0 | 0 | 0 | 0 | 0 | 0 | 0 | 0 | 0 | 0 | 0 | 0 | 0 | 0 | 0 | 0 | 0 | 0 | 0 | 0 | 0 | 0 | 0 | 0 | 0
Cancelled | US | TRE |  |  | 08INR0006 |  | ANTELOPE HILLS WIND ENERGY PROJECT |  |  | WT | WND |  | Wind | 2050-12-31 |  | 300 | 45 | 60 | 0 | 0 | 0 | 0 | 0 | 0 | 0 | 0 | 0 | 0 | 0 | 0 | 0 | 0 | 0 | 0 | 0 | 0 | 0 | 0 | 0 | 0 | 0 | 0 | 0 | 0 | 0 | 0 | 0 | 0 | 0 | 0 | 0 | 0 | 0 | 0 | 0 | 0 | 0 | 0 | 0 | 0 | 0 | 0
Cancelled | US | TRE |  |  | 08INR0007 |  | SOUTHWEST WINDTHORST WIND ENERGY PROJECT |  |  | WT | WND |  | Wind | 2050-12-31 |  | 400 | 60 | 80 | 0 | 0 | 0 | 0 | 0 | 0 | 0 | 0 | 0 | 0 | 0 | 0 | 0 | 0 | 0 | 0 | 0 | 0 | 0 | 0 | 0 | 0 | 0 | 0 | 0 | 0 | 0 | 0 | 0 | 0 | 0 | 0 | 0 | 0 | 0 | 0 | 0 | 0 | 0 | 0 | 0 | 0 | 0 | 0
Cancelled | US | TRE |  |  | 08INR0008 |  | WILLACY WIND PROJECT |  |  | WT | WND |  | Wind | 2050-12-31 |  | 200 | 116 | 86 | 0 | 0 | 0 | 0 | 0 | 0 | 0 | 0 | 0 | 0 | 0 | 0 | 0 | 0 | 0 | 0 | 0 | 0 | 0 | 0 | 0 | 0 | 0 | 0 | 0 | 0 | 0 | 0 | 0 | 0 | 0 | 0 | 0 | 0 | 0 | 0 | 0 | 0 | 0 | 0 | 0 | 0 | 0 | 0
Cancelled | US | TRE |  |  | 08INR0009 |  | TRINITY WIND PROJECT |  |  | WT | WND |  | Wind | 2050-12-31 |  | 150 | 22.5 | 30 | 0 | 0 | 0 | 0 | 0 | 0 | 0 | 0 | 0 | 0 | 0 | 0 | 0 | 0 | 0 | 0 | 0 | 0 | 0 | 0 | 0 | 0 | 0 | 0 | 0 | 0 | 0 | 0 | 0 | 0 | 0 | 0 | 0 | 0 | 0 | 0 | 0 | 0 | 0 | 0 | 0 | 0 | 0 | 0
Cancelled | US | TRE |  |  | 08INR0010 |  | MCADOO PROJECT |  |  | WT | WND |  | Wind | 2008-08-04 |  | 300 | 45 | 60 | 0 | 0 | 0 | 0 | 0 | 0 | 0 | 0 | 0 | 0 | 0 | 0 | 0 | 0 | 0 | 0 | 0 | 0 | 0 | 0 | 0 | 0 | 0 | 0 | 0 | 0 | 0 | 0 | 0 | 0 | 0 | 0 | 0 | 0 | 0 | 0 | 0 | 0 | 0 | 0 | 0 | 0 | 0 | 0
Cancelled | US | TRE |  |  | 08INR0013 |  | AIRTRICITY HUISACHE WIND ENERGY PROJECT |  |  | WT | WND |  | Wind | 2050-12-31 |  | 249 | 37.35 | 49.8 | 0 | 0 | 0 | 0 | 0 | 0 | 0 | 0 | 0 | 0 | 0 | 0 | 0 | 0 | 0 | 0 | 0 | 0 | 0 | 0 | 0 | 0 | 0 | 0 | 0 | 0 | 0 | 0 | 0 | 0 | 0 | 0 | 0 | 0 | 0 | 0 | 0 | 0 | 0 | 0 | 0 | 0 | 0 | 0
Cancelled | US | TRE |  |  | 08INR0014 |  | AIRTRICITY VENADO WIND ENERGY PROJECT |  |  | WT | WND |  | Wind | 2050-12-31 |  | 183 | 27.45 | 36.6 | 0 | 0 | 0 | 0 | 0 | 0 | 0 | 0 | 0 | 0 | 0 | 0 | 0 | 0 | 0 | 0 | 0 | 0 | 0 | 0 | 0 | 0 | 0 | 0 | 0 | 0 | 0 | 0 | 0 | 0 | 0 | 0 | 0 | 0 | 0 | 0 | 0 | 0 | 0 | 0 | 0 | 0 | 0 | 0
Cancelled | US | TRE |  |  | 08INR0015 |  | CAP ROCK WIND FARM |  |  | WT | WND |  | Wind | 2050-12-31 |  | 240 | 36 | 48 | 0 | 0 | 0 | 0 | 0 | 0 | 0 | 0 | 0 | 0 | 0 | 0 | 0 | 0 | 0 | 0 | 0 | 0 | 0 | 0 | 0 | 0 | 0 | 0 | 0 | 0 | 0 | 0 | 0 | 0 | 0 | 0 | 0 | 0 | 0 | 0 | 0 | 0 | 0 | 0 | 0 | 0 | 0 | 0
Cancelled | US | TRE |  |  | 08INR0016 |  | FULCRUM COGENERATION LP | Combined-Cycle | Gas | CC | NG |  | Natural Gas and Other Gases | 2050-12-31 01:00 |  | 172 | 170 | 170 | 0 | 0 | 0 | 0 | 0 | 0 | 0 | 0 | 0 | 0 | 0 | 0 | 0 | 0 | 0 | 0 | 0 | 0 | 0 | 0 | 0 | 0 | 0 | 0 | 0 | 0 | 0 | 0 | 0 | 0 | 0 | 0 | 0 | 0 | 0 | 0 | 0 | 0 | 0 | 0 | 0 | 0 | 0 | 0
Cancelled | US | TRE |  |  | 08INR0019a |  | GRANDVIEW 4 W |  |  | WT | WND |  | Wind | 2018-12-01 |  | 250 | 37.5 | 50 | 0 | 0 | 0 | 0 | 0 | 0 | 0 | 0 | 0 | 0 | 0 | 0 | 0 | 0 | 0 | 0 | 0 | 0 | 0 | 0 | 0 | 0 | 0 | 0 | 0 | 0 | 0 | 0 | 0 | 0 | 0 | 0 | 0 | 0 | 0 | 0 | 0 | 0 | 0 | 0 | 0 | 0 | 0 | 0
Cancelled | US | TRE |  |  | 08INR0019c |  | GRANDVIEW 6 W |  |  | WT | WND |  | Wind | 2018-12-01 |  | 250 | 37.5 | 50 | 0 | 0 | 0 | 0 | 0 | 0 | 0 | 0 | 0 | 0 | 0 | 0 | 0 | 0 | 0 | 0 | 0 | 0 | 0 | 0 | 0 | 0 | 0 | 0 | 0 | 0 | 0 | 0 | 0 | 0 | 0 | 0 | 0 | 0 | 0 | 0 | 0 | 0 | 0 | 0 | 0 | 0 | 0 | 0
Cancelled | US | TRE |  |  | 08INR0020 |  | SILVER STAR II |  |  | WT | WND |  | Wind | 2050-12-31 |  | 200 | 30 | 40 | 0 | 0 | 0 | 0 | 0 | 0 | 0 | 0 | 0 | 0 | 0 | 0 | 0 | 0 | 0 | 0 | 0 | 0 | 0 | 0 | 0 | 0 | 0 | 0 | 0 | 0 | 0 | 0 | 0 | 0 | 0 | 0 | 0 | 0 | 0 | 0 | 0 | 0 | 0 | 0 | 0 | 0 | 0 | 0
Cancelled | US | TRE |  |  | 08INR0021 |  | CHAPAROOSA WIND FARM |  |  | WT | WND |  | Wind | 2050-12-31 |  | 249 | 37.35 | 49.8 | 0 | 0 | 0 | 0 | 0 | 0 | 0 | 0 | 0 | 0 | 0 | 0 | 0 | 0 | 0 | 0 | 0 | 0 | 0 | 0 | 0 | 0 | 0 | 0 | 0 | 0 | 0 | 0 | 0 | 0 | 0 | 0 | 0 | 0 | 0 | 0 | 0 | 0 | 0 | 0 | 0 | 0 | 0 | 0
Cancelled | US | TRE |  |  | 08INR0022 |  | CEDAR CAP WIND PROJECT (USTX-09) |  |  | WT | WND |  | Wind | 2050-12-31 |  | 100 | 15 | 20 | 0 | 0 | 0 | 0 | 0 | 0 | 0 | 0 | 0 | 0 | 0 | 0 | 0 | 0 | 0 | 0 | 0 | 0 | 0 | 0 | 0 | 0 | 0 | 0 | 0 | 0 | 0 | 0 | 0 | 0 | 0 | 0 | 0 | 0 | 0 | 0 | 0 | 0 | 0 | 0 | 0 | 0 | 0 | 0
Cancelled | US | TRE |  |  | 08INR0023 |  | CEDAR CAP WIND PROJECT 2 |  |  | WT | WND |  | Wind | 2050-12-31 |  | 100 | 15 | 20 | 0 | 0 | 0 | 0 | 0 | 0 | 0 | 0 | 0 | 0 | 0 | 0 | 0 | 0 | 0 | 0 | 0 | 0 | 0 | 0 | 0 | 0 | 0 | 0 | 0 | 0 | 0 | 0 | 0 | 0 | 0 | 0 | 0 | 0 | 0 | 0 | 0 | 0 | 0 | 0 | 0 | 0 | 0 | 0
Cancelled | US | TRE |  |  | 08INR0024 |  | TX-35 |  |  | WT | WND |  | Wind | 2050-12-31 01:00 |  | 100 | 15 | 20 | 0 | 0 | 0 | 0 | 0 | 0 | 0 | 0 | 0 | 0 | 0 | 0 | 0 | 0 | 0 | 0 | 0 | 0 | 0 | 0 | 0 | 0 | 0 | 0 | 0 | 0 | 0 | 0 | 0 | 0 | 0 | 0 | 0 | 0 | 0 | 0 | 0 | 0 | 0 | 0 | 0 | 0 | 0 | 0
Cancelled | US | TRE |  |  | 08INR0025 |  | PISTOL HILL ENERGY CENTER |  |  | WT | WND |  | Wind | 2050-12-31 |  | 300 | 45 | 60 | 0 | 0 | 0 | 0 | 0 | 0 | 0 | 0 | 0 | 0 | 0 | 0 | 0 | 0 | 0 | 0 | 0 | 0 | 0 | 0 | 0 | 0 | 0 | 0 | 0 | 0 | 0 | 0 | 0 | 0 | 0 | 0 | 0 | 0 | 0 | 0 | 0 | 0 | 0 | 0 | 0 | 0 | 0 | 0
Cancelled | US | TRE |  |  | 08INR0026 |  | CHOCOLATE BAYOU |  |  | WT | WND |  | Wind | 2050-12-31 |  | 200 | 30 | 40 | 0 | 0 | 0 | 0 | 0 | 0 | 0 | 0 | 0 | 0 | 0 | 0 | 0 | 0 | 0 | 0 | 0 | 0 | 0 | 0 | 0 | 0 | 0 | 0 | 0 | 0 | 0 | 0 | 0 | 0 | 0 | 0 | 0 | 0 | 0 | 0 | 0 | 0 | 0 | 0 | 0 | 0 | 0 | 0
Cancelled | US | TRE |  |  | 08INR0027 |  | MCDONALD III |  |  | WT | WND |  | Wind | 2050-12-31 01:00 |  | 100 | 15 | 20 | 0 | 0 | 0 | 0 | 0 | 0 | 0 | 0 | 0 | 0 | 0 | 0 | 0 | 0 | 0 | 0 | 0 | 0 | 0 | 0 | 0 | 0 | 0 | 0 | 0 | 0 | 0 | 0 | 0 | 0 | 0 | 0 | 0 | 0 | 0 | 0 | 0 | 0 | 0 | 0 | 0 | 0 | 0 | 0
Cancelled | US | TRE |  |  | 08INR0029 |  | BULL CREEK TWO |  |  | WT | WND |  | Wind | 2050-12-31 |  | 249 | 37.35 | 49.8 | 0 | 0 | 0 | 0 | 0 | 0 | 0 | 0 | 0 | 0 | 0 | 0 | 0 | 0 | 0 | 0 | 0 | 0 | 0 | 0 | 0 | 0 | 0 | 0 | 0 | 0 | 0 | 0 | 0 | 0 | 0 | 0 | 0 | 0 | 0 | 0 | 0 | 0 | 0 | 0 | 0 | 0 | 0 | 0
Cancelled | US | TRE |  |  | 08INR0030 |  | NEW GULF POWER PLANT | Combined-Cycle | Gas | CC | NG |  | Natural Gas and Other Gases | 2050-12-31 01:00 |  | 609 | 609 | 609 | 0 | 0 | 0 | 0 | 0 | 0 | 0 | 0 | 0 | 0 | 0 | 0 | 0 | 0 | 0 | 0 | 0 | 0 | 0 | 0 | 0 | 0 | 0 | 0 | 0 | 0 | 0 | 0 | 0 | 0 | 0 | 0 | 0 | 0 | 0 | 0 | 0 | 0 | 0 | 0 | 0 | 0 | 0 | 0
Cancelled | US | TRE |  |  | 08INR0031 |  | CHILDRESS COUNTY WIND |  |  | WT | WND |  | Wind | 2014-12-31 |  | 120 | 18 | 24 | 0 | 0 | 0 | 0 | 0 | 0 | 0 | 0 | 0 | 0 | 0 | 0 | 0 | 0 | 0 | 0 | 0 | 0 | 0 | 0 | 0 | 0 | 0 | 0 | 0 | 0 | 0 | 0 | 0 | 0 | 0 | 0 | 0 | 0 | 0 | 0 | 0 | 0 | 0 | 0 | 0 | 0 | 0 | 0
Cancelled | US | TRE |  |  | 08INR0032 |  | WIND TEX DELAWARE MT RANCH PROJECT |  |  | WT | WND |  | Wind | 2050-12-31 |  | 120 | 18 | 24 | 0 | 0 | 0 | 0 | 0 | 0 | 0 | 0 | 0 | 0 | 0 | 0 | 0 | 0 | 0 | 0 | 0 | 0 | 0 | 0 | 0 | 0 | 0 | 0 | 0 | 0 | 0 | 0 | 0 | 0 | 0 | 0 | 0 | 0 | 0 | 0 | 0 | 0 | 0 | 0 | 0 | 0 | 0 | 0
Cancelled | US | TRE |  |  | 08INR0034 |  | STAR MOUNTAIN |  |  | WT | WND |  | Wind | 2050-12-31 01:00 |  | 160 | 24 | 32 | 0 | 0 | 0 | 0 | 0 | 0 | 0 | 0 | 0 | 0 | 0 | 0 | 0 | 0 | 0 | 0 | 0 | 0 | 0 | 0 | 0 | 0 | 0 | 0 | 0 | 0 | 0 | 0 | 0 | 0 | 0 | 0 | 0 | 0 | 0 | 0 | 0 | 0 | 0 | 0 | 0 | 0 | 0 | 0
Cancelled | US | TRE |  |  | 08INR0036 |  | ROSCOE 2 ADDITION |  |  | WT | WND |  | Wind | 2050-12-31 01:00 |  | 91 | 13.65 | 18.2 | 0 | 0 | 0 | 0 | 0 | 0 | 0 | 0 | 0 | 0 | 0 | 0 | 0 | 0 | 0 | 0 | 0 | 0 | 0 | 0 | 0 | 0 | 0 | 0 | 0 | 0 | 0 | 0 | 0 | 0 | 0 | 0 | 0 | 0 | 0 | 0 | 0 | 0 | 0 | 0 | 0 | 0 | 0 | 0
Cancelled | US | TRE |  |  | 08INR0038 |  | M BAR WIND |  |  | WT | WND |  | Wind | 2050-12-31 01:00 |  | 194 | 29.1 | 38.8 | 0 | 0 | 0 | 0 | 0 | 0 | 0 | 0 | 0 | 0 | 0 | 0 | 0 | 0 | 0 | 0 | 0 | 0 | 0 | 0 | 0 | 0 | 0 | 0 | 0 | 0 | 0 | 0 | 0 | 0 | 0 | 0 | 0 | 0 | 0 | 0 | 0 | 0 | 0 | 0 | 0 | 0 | 0 | 0
Cancelled | US | TRE |  |  | 08INR0039 |  | LEON RIVER WIND FARM |  |  | WT | WND |  | Wind | 2050-12-31 |  | 90 | 13.5 | 18 | 0 | 0 | 0 | 0 | 0 | 0 | 0 | 0 | 0 | 0 | 0 | 0 | 0 | 0 | 0 | 0 | 0 | 0 | 0 | 0 | 0 | 0 | 0 | 0 | 0 | 0 | 0 | 0 | 0 | 0 | 0 | 0 | 0 | 0 | 0 | 0 | 0 | 0 | 0 | 0 | 0 | 0 | 0 | 0
Cancelled | US | TRE |  |  | 08INR0040 |  | LENORAH PROJECT |  |  | WT | WND |  | Wind | 2050-12-31 |  | 251 | 37.65 | 50.2 | 0 | 0 | 0 | 0 | 0 | 0 | 0 | 0 | 0 | 0 | 0 | 0 | 0 | 0 | 0 | 0 | 0 | 0 | 0 | 0 | 0 | 0 | 0 | 0 | 0 | 0 | 0 | 0 | 0 | 0 | 0 | 0 | 0 | 0 | 0 | 0 | 0 | 0 | 0 | 0 | 0 | 0 | 0 | 0
Cancelled | US | TRE |  |  | 08INR0041 |  | PECAN MOUNTAIN |  |  | WT | WND |  | Wind | 2050-12-31 |  | 200 | 30 | 40 | 0 | 0 | 0 | 0 | 0 | 0 | 0 | 0 | 0 | 0 | 0 | 0 | 0 | 0 | 0 | 0 | 0 | 0 | 0 | 0 | 0 | 0 | 0 | 0 | 0 | 0 | 0 | 0 | 0 | 0 | 0 | 0 | 0 | 0 | 0 | 0 | 0 | 0 | 0 | 0 | 0 | 0 | 0 | 0
Cancelled | US | TRE |  |  | 08INR0042 |  | LIVE OAK |  |  | WT | WND |  | Wind | 2050-12-31 |  | 200 | 30 | 40 | 0 | 0 | 0 | 0 | 0 | 0 | 0 | 0 | 0 | 0 | 0 | 0 | 0 | 0 | 0 | 0 | 0 | 0 | 0 | 0 | 0 | 0 | 0 | 0 | 0 | 0 | 0 | 0 | 0 | 0 | 0 | 0 | 0 | 0 | 0 | 0 | 0 | 0 | 0 | 0 | 0 | 0 | 0 | 0
Cancelled | US | TRE |  |  | 08INR0043 |  | CHERRY MOUNTAIN |  |  | WT | WND |  | Wind | 2050-12-31 |  | 150 | 22.5 | 30 | 0 | 0 | 0 | 0 | 0 | 0 | 0 | 0 | 0 | 0 | 0 | 0 | 0 | 0 | 0 | 0 | 0 | 0 | 0 | 0 | 0 | 0 | 0 | 0 | 0 | 0 | 0 | 0 | 0 | 0 | 0 | 0 | 0 | 0 | 0 | 0 | 0 | 0 | 0 | 0 | 0 | 0 | 0 | 0
Cancelled | US | TRE |  |  | 08INR0044 |  | BRADY MOUNTAIN |  |  | WT | WND |  | Wind | 2050-12-31 |  | 200 | 30 | 40 | 0 | 0 | 0 | 0 | 0 | 0 | 0 | 0 | 0 | 0 | 0 | 0 | 0 | 0 | 0 | 0 | 0 | 0 | 0 | 0 | 0 | 0 | 0 | 0 | 0 | 0 | 0 | 0 | 0 | 0 | 0 | 0 | 0 | 0 | 0 | 0 | 0 | 0 | 0 | 0 | 0 | 0 | 0 | 0
Cancelled | US | TRE |  |  | 08INR0045 |  | MENARD |  |  | WT | WND |  | Wind | 2050-12-31 |  | 150 | 22.5 | 30 | 0 | 0 | 0 | 0 | 0 | 0 | 0 | 0 | 0 | 0 | 0 | 0 | 0 | 0 | 0 | 0 | 0 | 0 | 0 | 0 | 0 | 0 | 0 | 0 | 0 | 0 | 0 | 0 | 0 | 0 | 0 | 0 | 0 | 0 | 0 | 0 | 0 | 0 | 0 | 0 | 0 | 0 | 0 | 0
Cancelled | US | TRE |  |  | 08INR0047 |  | BUFFALO GAP 4 |  |  | WT | WND |  | Wind | 2050-12-31 |  | 378 | 56.7 | 75.6 | 0 | 0 | 0 | 0 | 0 | 0 | 0 | 0 | 0 | 0 | 0 | 0 | 0 | 0 | 0 | 0 | 0 | 0 | 0 | 0 | 0 | 0 | 0 | 0 | 0 | 0 | 0 | 0 | 0 | 0 | 0 | 0 | 0 | 0 | 0 | 0 | 0 | 0 | 0 | 0 | 0 | 0 | 0 | 0
Cancelled | US | TRE |  |  | 08INR0048 |  | BUFFALO GAP 5 |  |  | WT | WND |  | Wind | 2050-12-31 |  | 249 | 37.35 | 49.8 | 0 | 0 | 0 | 0 | 0 | 0 | 0 | 0 | 0 | 0 | 0 | 0 | 0 | 0 | 0 | 0 | 0 | 0 | 0 | 0 | 0 | 0 | 0 | 0 | 0 | 0 | 0 | 0 | 0 | 0 | 0 | 0 | 0 | 0 | 0 | 0 | 0 | 0 | 0 | 0 | 0 | 0 | 0 | 0
Cancelled | US | TRE |  |  | 08INR0051 |  | FLO MOT |  |  | WT | WND |  | Wind | 2050-12-31 |  | 30 | 4.5 | 6 | 0 | 0 | 0 | 0 | 0 | 0 | 0 | 0 | 0 | 0 | 0 | 0 | 0 | 0 | 0 | 0 | 0 | 0 | 0 | 0 | 0 | 0 | 0 | 0 | 0 | 0 | 0 | 0 | 0 | 0 | 0 | 0 | 0 | 0 | 0 | 0 | 0 | 0 | 0 | 0 | 0 | 0 | 0 | 0
Cancelled | US | TRE |  |  | 08INR0052 |  | ASPERMONT |  |  | WT | WND |  | Wind | 2050-12-31 |  | 70 | 10.5 | 14 | 0 | 0 | 0 | 0 | 0 | 0 | 0 | 0 | 0 | 0 | 0 | 0 | 0 | 0 | 0 | 0 | 0 | 0 | 0 | 0 | 0 | 0 | 0 | 0 | 0 | 0 | 0 | 0 | 0 | 0 | 0 | 0 | 0 | 0 | 0 | 0 | 0 | 0 | 0 | 0 | 0 | 0 | 0 | 0
Cancelled | US | TRE |  |  | 08INR0054 |  | ROADRUNNER WIND FARM |  |  | WT | WND |  | Wind | 2050-12-31 |  | 401 | 60.15 | 80.2 | 0 | 0 | 0 | 0 | 0 | 0 | 0 | 0 | 0 | 0 | 0 | 0 | 0 | 0 | 0 | 0 | 0 | 0 | 0 | 0 | 0 | 0 | 0 | 0 | 0 | 0 | 0 | 0 | 0 | 0 | 0 | 0 | 0 | 0 | 0 | 0 | 0 | 0 | 0 | 0 | 0 | 0 | 0 | 0
Cancelled | US | TRE |  |  | 08INR0056 |  | HORSE HOLLOW III EXPANSION |  |  | WT | WND |  | Wind | 2050-12-31 |  | 149 | 22.35 | 29.8 | 0 | 0 | 0 | 0 | 0 | 0 | 0 | 0 | 0 | 0 | 0 | 0 | 0 | 0 | 0 | 0 | 0 | 0 | 0 | 0 | 0 | 0 | 0 | 0 | 0 | 0 | 0 | 0 | 0 | 0 | 0 | 0 | 0 | 0 | 0 | 0 | 0 | 0 | 0 | 0 | 0 | 0 | 0 | 0
Cancelled | US | TRE |  |  | 08INR0057 |  | WOLF RIDGE WIND FARM EXPANSION |  |  | WT | WND |  | Wind | 2050-12-31 |  | 60 | 9 | 12 | 0 | 0 | 0 | 0 | 0 | 0 | 0 | 0 | 0 | 0 | 0 | 0 | 0 | 0 | 0 | 0 | 0 | 0 | 0 | 0 | 0 | 0 | 0 | 0 | 0 | 0 | 0 | 0 | 0 | 0 | 0 | 0 | 0 | 0 | 0 | 0 | 0 | 0 | 0 | 0 | 0 | 0 | 0 | 0
Cancelled | US | TRE |  |  | 08INR0058 |  | NO DEER RUN WIND PROJECT |  |  | WT | WND |  | Wind | 2050-12-31 |  | 646 | 96.9 | 129.2 | 0 | 0 | 0 | 0 | 0 | 0 | 0 | 0 | 0 | 0 | 0 | 0 | 0 | 0 | 0 | 0 | 0 | 0 | 0 | 0 | 0 | 0 | 0 | 0 | 0 | 0 | 0 | 0 | 0 | 0 | 0 | 0 | 0 | 0 | 0 | 0 | 0 | 0 | 0 | 0 | 0 | 0 | 0 | 0
Cancelled | US | TRE |  |  | 08INR0059 |  | GRAY WIND PROJECT |  |  | WT | WND |  | Wind | 2050-12-31 |  | 141 | 21.15 | 28.2 | 0 | 0 | 0 | 0 | 0 | 0 | 0 | 0 | 0 | 0 | 0 | 0 | 0 | 0 | 0 | 0 | 0 | 0 | 0 | 0 | 0 | 0 | 0 | 0 | 0 | 0 | 0 | 0 | 0 | 0 | 0 | 0 | 0 | 0 | 0 | 0 | 0 | 0 | 0 | 0 | 0 | 0 | 0 | 0
Cancelled | US | TRE |  |  | 08INR0060 |  | J L BATES REPOWERING | Combined-Cycle | Gas | CC | NG |  | Natural Gas and Other Gases | 2050-12-31 |  | 279 | 279 | 279 | 0 | 0 | 0 | 0 | 0 | 0 | 0 | 0 | 0 | 0 | 0 | 0 | 0 | 0 | 0 | 0 | 0 | 0 | 0 | 0 | 0 | 0 | 0 | 0 | 0 | 0 | 0 | 0 | 0 | 0 | 0 | 0 | 0 | 0 | 0 | 0 | 0 | 0 | 0 | 0 | 0 | 0 | 0 | 0
Cancelled | US | TRE |  |  | 08INR0061 |  | HARDEMAN COUNTY - BP |  |  | WT | WND |  | Wind | 2050-12-31 |  | 200 | 30 | 40 | 0 | 0 | 0 | 0 | 0 | 0 | 0 | 0 | 0 | 0 | 0 | 0 | 0 | 0 | 0 | 0 | 0 | 0 | 0 | 0 | 0 | 0 | 0 | 0 | 0 | 0 | 0 | 0 | 0 | 0 | 0 | 0 | 0 | 0 | 0 | 0 | 0 | 0 | 0 | 0 | 0 | 0 | 0 | 0
Cancelled | US | TRE |  |  | 08INR0065 |  | BUFFALO GAP 4 AND 5 |  |  | WT | WND |  | Wind | 2050-12-31 |  | 465 | 69.75 | 93 | 0 | 0 | 0 | 0 | 0 | 0 | 0 | 0 | 0 | 0 | 0 | 0 | 0 | 0 | 0 | 0 | 0 | 0 | 0 | 0 | 0 | 0 | 0 | 0 | 0 | 0 | 0 | 0 | 0 | 0 | 0 | 0 | 0 | 0 | 0 | 0 | 0 | 0 | 0 | 0 | 0 | 0 | 0 | 0
Cancelled | US | TRE |  |  | 09INR0003 |  | DANSBY 3 |  | Coal | ST | SUB |  | Coal | 2050-12-31 |  | 450 | 450 | 450 | 0 | 0 | 0 | 0 | 0 | 0 | 0 | 0 | 0 | 0 | 0 | 0 | 0 | 0 | 0 | 0 | 0 | 0 | 0 | 0 | 0 | 0 | 0 | 0 | 0 | 0 | 0 | 0 | 0 | 0 | 0 | 0 | 0 | 0 | 0 | 0 | 0 | 0 | 0 | 0 | 0 | 0 | 0 | 0
Cancelled | US | TRE |  |  | 09INR0004 |  | ALCOA - ROCKDALE |  | Coal | ST | SUB |  | Coal | 2050-12-31 |  | 565 | 0 | 0 | 0 | 0 | 0 | 0 | 0 | 0 | 0 | 0 | 0 | 0 | 0 | 0 | 0 | 0 | 0 | 0 | 0 | 0 | 0 | 0 | 0 | 0 | 0 | 0 | 0 | 0 | 0 | 0 | 0 | 0 | 0 | 0 | 0 | 0 | 0 | 0 | 0 | 0 | 0 | 0 | 0 | 0 | 0 | 0
Cancelled | US | TRE |  |  | 09INR0005 |  | JOSLIN REPOWERING | Steam Turbine other than Combined-Cycl | Gas | GT | NG |  | Natural Gas and Other Gases | 2050-12-31 01:00 |  | 280 | 280 | 280 | 0 | 0 | 0 | 0 | 0 | 0 | 0 | 0 | 0 | 0 | 0 | 0 | 0 | 0 | 0 | 0 | 0 | 0 | 0 | 0 | 0 | 0 | 0 | 0 | 0 | 0 | 0 | 0 | 0 | 0 | 0 | 0 | 0 | 0 | 0 | 0 | 0 | 0 | 0 | 0 | 0 | 0 | 0 | 0
Cancelled | US | TRE |  |  | 09INR0008 |  | BIG BROWN 3 | Steam Turbine other than Combined-Cycl | Coal | ST | SUB |  | Coal | 2050-12-31 |  | 858 | 858 | 858 | 0 | 0 | 0 | 0 | 0 | 0 | 0 | 0 | 0 | 0 | 0 | 0 | 0 | 0 | 0 | 0 | 0 | 0 | 0 | 0 | 0 | 0 | 0 | 0 | 0 | 0 | 0 | 0 | 0 | 0 | 0 | 0 | 0 | 0 | 0 | 0 | 0 | 0 | 0 | 0 | 0 | 0 | 0 | 0
Cancelled | US | TRE |  |  | 09INR0009 |  | LAKE CREEK 3 | Steam Turbine other than Combined-Cycl | Coal | ST | SUB |  | Coal | 2050-12-31 |  | 858 | 858 | 858 | 0 | 0 | 0 | 0 | 0 | 0 | 0 | 0 | 0 | 0 | 0 | 0 | 0 | 0 | 0 | 0 | 0 | 0 | 0 | 0 | 0 | 0 | 0 | 0 | 0 | 0 | 0 | 0 | 0 | 0 | 0 | 0 | 0 | 0 | 0 | 0 | 0 | 0 | 0 | 0 | 0 | 0 | 0 | 0
Cancelled | US | TRE |  |  | 09INR0010 |  | MARTIN LAKE 4 | Steam Turbine other than Combined-Cycl | Coal | ST | SUB |  | Coal | 2050-12-31 |  | 858 | 858 | 858 | 0 | 0 | 0 | 0 | 0 | 0 | 0 | 0 | 0 | 0 | 0 | 0 | 0 | 0 | 0 | 0 | 0 | 0 | 0 | 0 | 0 | 0 | 0 | 0 | 0 | 0 | 0 | 0 | 0 | 0 | 0 | 0 | 0 | 0 | 0 | 0 | 0 | 0 | 0 | 0 | 0 | 0 | 0 | 0
Cancelled | US | TRE |  |  | 09INR0011 |  | MONTICELLO 4 | Steam Turbine other than Combined-Cycl | Coal | ST | SUB |  | Coal | 2050-12-31 |  | 858 | 858 | 858 | 0 | 0 | 0 | 0 | 0 | 0 | 0 | 0 | 0 | 0 | 0 | 0 | 0 | 0 | 0 | 0 | 0 | 0 | 0 | 0 | 0 | 0 | 0 | 0 | 0 | 0 | 0 | 0 | 0 | 0 | 0 | 0 | 0 | 0 | 0 | 0 | 0 | 0 | 0 | 0 | 0 | 0 | 0 | 0
Cancelled | US | TRE |  |  | 09INR0012 |  | MORGAN CREEK 7 | Steam Turbine other than Combined-Cycl | Coal | ST | SUB |  | Coal | 2050-12-31 |  | 858 | 858 | 858 | 0 | 0 | 0 | 0 | 0 | 0 | 0 | 0 | 0 | 0 | 0 | 0 | 0 | 0 | 0 | 0 | 0 | 0 | 0 | 0 | 0 | 0 | 0 | 0 | 0 | 0 | 0 | 0 | 0 | 0 | 0 | 0 | 0 | 0 | 0 | 0 | 0 | 0 | 0 | 0 | 0 | 0 | 0 | 0
Cancelled | US | TRE |  |  | 09INR0013a |  | TRADINGHOUSE 3 | Steam Turbine other than Combined-Cycl | Coal | ST | SUB |  | Coal | 2050-12-31 |  | 858 | 858 | 858 | 0 | 0 | 0 | 0 | 0 | 0 | 0 | 0 | 0 | 0 | 0 | 0 | 0 | 0 | 0 | 0 | 0 | 0 | 0 | 0 | 0 | 0 | 0 | 0 | 0 | 0 | 0 | 0 | 0 | 0 | 0 | 0 | 0 | 0 | 0 | 0 | 0 | 0 | 0 | 0 | 0 | 0 | 0 | 0
Cancelled | US | TRE |  |  | 09INR0013b |  | TRADINGHOUSE 4 | Steam Turbine other than Combined-Cycl | Coal | ST | SUB |  | Coal | 2050-12-31 |  | 858 | 858 | 858 | 0 | 0 | 0 | 0 | 0 | 0 | 0 | 0 | 0 | 0 | 0 | 0 | 0 | 0 | 0 | 0 | 0 | 0 | 0 | 0 | 0 | 0 | 0 | 0 | 0 | 0 | 0 | 0 | 0 | 0 | 0 | 0 | 0 | 0 | 0 | 0 | 0 | 0 | 0 | 0 | 0 | 0 | 0 | 0
Cancelled | US | TRE |  |  | 09INR0014 |  | VALLEY 4 | Steam Turbine other than Combined-Cycl | Coal | ST | SUB |  | Coal | 2050-12-31 |  | 858 | 858 | 858 | 0 | 0 | 0 | 0 | 0 | 0 | 0 | 0 | 0 | 0 | 0 | 0 | 0 | 0 | 0 | 0 | 0 | 0 | 0 | 0 | 0 | 0 | 0 | 0 | 0 | 0 | 0 | 0 | 0 | 0 | 0 | 0 | 0 | 0 | 0 | 0 | 0 | 0 | 0 | 0 | 0 | 0 | 0 | 0
Cancelled | US | TRE |  |  | 09INR0016 |  | DENVER UNIT COGEN PLANT | Combined-Cycle | Gas | CC | NG |  | Natural Gas and Other Gases | 2050-12-31 |  | 291 | 291 | 291 | 0 | 0 | 0 | 0 | 0 | 0 | 0 | 0 | 0 | 0 | 0 | 0 | 0 | 0 | 0 | 0 | 0 | 0 | 0 | 0 | 0 | 0 | 0 | 0 | 0 | 0 | 0 | 0 | 0 | 0 | 0 | 0 | 0 | 0 | 0 | 0 | 0 | 0 | 0 | 0 | 0 | 0 | 0 | 0
Cancelled | US | TRE |  |  | 09INR0018 |  | ROLLING OAK 1 |  |  | WT | WND |  | Wind | 2050-12-31 |  | 249 | 37.35 | 49.8 | 0 | 0 | 0 | 0 | 0 | 0 | 0 | 0 | 0 | 0 | 0 | 0 | 0 | 0 | 0 | 0 | 0 | 0 | 0 | 0 | 0 | 0 | 0 | 0 | 0 | 0 | 0 | 0 | 0 | 0 | 0 | 0 | 0 | 0 | 0 | 0 | 0 | 0 | 0 | 0 | 0 | 0 | 0 | 0
Cancelled | US | TRE |  |  | 09INR0019 |  | HARDEMAN COUNTY WF |  |  | WT | WND |  | Wind | 2050-12-31 |  | 125 | 18.75 | 25 | 0 | 0 | 0 | 0 | 0 | 0 | 0 | 0 | 0 | 0 | 0 | 0 | 0 | 0 | 0 | 0 | 0 | 0 | 0 | 0 | 0 | 0 | 0 | 0 | 0 | 0 | 0 | 0 | 0 | 0 | 0 | 0 | 0 | 0 | 0 | 0 | 0 | 0 | 0 | 0 | 0 | 0 | 0 | 0
Cancelled | US | TRE |  |  | 09INR0020 |  | YOAKUM COUNTY COGEN ADDITION | Combined-Cycle | Gas | CC | NG |  | Natural Gas and Other Gases | 2050-12-31 |  | 437 | 437 | 437 | 0 | 0 | 0 | 0 | 0 | 0 | 0 | 0 | 0 | 0 | 0 | 0 | 0 | 0 | 0 | 0 | 0 | 0 | 0 | 0 | 0 | 0 | 0 | 0 | 0 | 0 | 0 | 0 | 0 | 0 | 0 | 0 | 0 | 0 | 0 | 0 | 0 | 0 | 0 | 0 | 0 | 0 | 0 | 0
Cancelled | US | TRE |  |  | 09INR0022 |  | GALVESTON OFFSHORE WIND |  |  | WT | WND |  | Wind | 2050-12-31 01:00 |  | 300 | 45 | 60 | 0 | 0 | 0 | 0 | 0 | 0 | 0 | 0 | 0 | 0 | 0 | 0 | 0 | 0 | 0 | 0 | 0 | 0 | 0 | 0 | 0 | 0 | 0 | 0 | 0 | 0 | 0 | 0 | 0 | 0 | 0 | 0 | 0 | 0 | 0 | 0 | 0 | 0 | 0 | 0 | 0 | 0 | 0 | 0
Cancelled | US | TRE |  |  | 09INR0023 |  | LOST PINES SWITCH | Combined-Cycle | Gas | CC | NG |  | Natural Gas and Other Gases | 2050-12-31 |  | 160 | 160 | 160 | 0 | 0 | 0 | 0 | 0 | 0 | 0 | 0 | 0 | 0 | 0 | 0 | 0 | 0 | 0 | 0 | 0 | 0 | 0 | 0 | 0 | 0 | 0 | 0 | 0 | 0 | 0 | 0 | 0 | 0 | 0 | 0 | 0 | 0 | 0 | 0 | 0 | 0 | 0 | 0 | 0 | 0 | 0 | 0
Cancelled | US | TRE |  |  | 09INR0024 |  | B&B PANHANDLE WIND |  |  | WT | WND |  | Wind | 2050-12-31 |  | 1001 | 150.15 | 200.2 | 0 | 0 | 0 | 0 | 0 | 0 | 0 | 0 | 0 | 0 | 0 | 0 | 0 | 0 | 0 | 0 | 0 | 0 | 0 | 0 | 0 | 0 | 0 | 0 | 0 | 0 | 0 | 0 | 0 | 0 | 0 | 0 | 0 | 0 | 0 | 0 | 0 | 0 | 0 | 0 | 0 | 0 | 0 | 0
Cancelled | US | TRE |  |  | 09INR0025 |  | BRADY WIND |  |  | WT | WND |  | Wind | 2050-12-31 |  | 180 | 27 | 36 | 0 | 0 | 0 | 0 | 0 | 0 | 0 | 0 | 0 | 0 | 0 | 0 | 0 | 0 | 0 | 0 | 0 | 0 | 0 | 0 | 0 | 0 | 0 | 0 | 0 | 0 | 0 | 0 | 0 | 0 | 0 | 0 | 0 | 0 | 0 | 0 | 0 | 0 | 0 | 0 | 0 | 0 | 0 | 0
Cancelled | US | TRE |  |  | 09INR0026 |  | STERLING ENERGY CENTER |  |  | WT | WND |  | Wind | 2050-12-31 |  | 300 | 45 | 60 | 0 | 0 | 0 | 0 | 0 | 0 | 0 | 0 | 0 | 0 | 0 | 0 | 0 | 0 | 0 | 0 | 0 | 0 | 0 | 0 | 0 | 0 | 0 | 0 | 0 | 0 | 0 | 0 | 0 | 0 | 0 | 0 | 0 | 0 | 0 | 0 | 0 | 0 | 0 | 0 | 0 | 0 | 0 | 0
Cancelled | US | TRE |  |  | 09INR0026a |  | STERLING ENERGY CENTER |  |  | WT | WND |  | Wind | 2050-12-31 |  | 200 | 30 | 40 | 0 | 0 | 0 | 0 | 0 | 0 | 0 | 0 | 0 | 0 | 0 | 0 | 0 | 0 | 0 | 0 | 0 | 0 | 0 | 0 | 0 | 0 | 0 | 0 | 0 | 0 | 0 | 0 | 0 | 0 | 0 | 0 | 0 | 0 | 0 | 0 | 0 | 0 | 0 | 0 | 0 | 0 | 0 | 0
Cancelled | US | TRE |  |  | 09INR0030 |  | COLORADO BEND PHASE 3 | Combined-Cycle | Gas | CC | NG |  | Natural Gas and Other Gases | 2050-12-31 |  | 275 | 275 | 275 | 0 | 0 | 0 | 0 | 0 | 0 | 0 | 0 | 0 | 0 | 0 | 0 | 0 | 0 | 0 | 0 | 0 | 0 | 0 | 0 | 0 | 0 | 0 | 0 | 0 | 0 | 0 | 0 | 0 | 0 | 0 | 0 | 0 | 0 | 0 | 0 | 0 | 0 | 0 | 0 | 0 | 0 | 0 | 0
Cancelled | US | TRE |  |  | 09INR0031 |  | QUAIL RUN PHASE III | Combined-Cycle | Gas | CC | NG |  | Natural Gas and Other Gases | 2050-12-31 |  | 275 | 275 | 275 | 0 | 0 | 0 | 0 | 0 | 0 | 0 | 0 | 0 | 0 | 0 | 0 | 0 | 0 | 0 | 0 | 0 | 0 | 0 | 0 | 0 | 0 | 0 | 0 | 0 | 0 | 0 | 0 | 0 | 0 | 0 | 0 | 0 | 0 | 0 | 0 | 0 | 0 | 0 | 0 | 0 | 0 | 0 | 0
Cancelled | US | TRE |  |  | 09INR0032 |  | CD LANCASTER |  |  | CC | LFG |  | Biomass | 2050-12-31 |  | 502 | 500 | 500 | 0 | 0 | 0 | 0 | 0 | 0 | 0 | 0 | 0 | 0 | 0 | 0 | 0 | 0 | 0 | 0 | 0 | 0 | 0 | 0 | 0 | 0 | 0 | 0 | 0 | 0 | 0 | 0 | 0 | 0 | 0 | 0 | 0 | 0 | 0 | 0 | 0 | 0 | 0 | 0 | 0 | 0 | 0 | 0
Cancelled | US | TRE |  |  | 09INR0033 |  | CD HARRIS |  |  | CC | LFG |  | Biomass | 2050-12-31 |  | 502 | 500 | 500 | 0 | 0 | 0 | 0 | 0 | 0 | 0 | 0 | 0 | 0 | 0 | 0 | 0 | 0 | 0 | 0 | 0 | 0 | 0 | 0 | 0 | 0 | 0 | 0 | 0 | 0 | 0 | 0 | 0 | 0 | 0 | 0 | 0 | 0 | 0 | 0 | 0 | 0 | 0 | 0 | 0 | 0 | 0 | 0
Cancelled | US | TRE |  |  | 09INR0034 |  | GATESVILLE WIND FARM |  |  | WT | WND |  | Wind | 2014-10-31 |  | 200 | 30 | 40 | 0 | 0 | 0 | 0 | 0 | 0 | 0 | 0 | 0 | 0 | 0 | 0 | 0 | 0 | 0 | 0 | 0 | 0 | 0 | 0 | 0 | 0 | 0 | 0 | 0 | 0 | 0 | 0 | 0 | 0 | 0 | 0 | 0 | 0 | 0 | 0 | 0 | 0 | 0 | 0 | 0 | 0 | 0 | 0
Cancelled | US | TRE |  |  | 09INR0035 |  | ROLLING OAK 2 |  |  | WT | WND |  | Wind | 2050-12-31 |  | 750 | 112.5 | 150 | 0 | 0 | 0 | 0 | 0 | 0 | 0 | 0 | 0 | 0 | 0 | 0 | 0 | 0 | 0 | 0 | 0 | 0 | 0 | 0 | 0 | 0 | 0 | 0 | 0 | 0 | 0 | 0 | 0 | 0 | 0 | 0 | 0 | 0 | 0 | 0 | 0 | 0 | 0 | 0 | 0 | 0 | 0 | 0
Cancelled | US | TRE |  |  | 09INR0036 |  | MCADOO ENERGY CENTER II |  |  | WT | WND |  | Wind | 2050-12-31 |  | 500 | 75 | 100 | 0 | 0 | 0 | 0 | 0 | 0 | 0 | 0 | 0 | 0 | 0 | 0 | 0 | 0 | 0 | 0 | 0 | 0 | 0 | 0 | 0 | 0 | 0 | 0 | 0 | 0 | 0 | 0 | 0 | 0 | 0 | 0 | 0 | 0 | 0 | 0 | 0 | 0 | 0 | 0 | 0 | 0 | 0 | 0
Cancelled | US | TRE |  |  | 09INR0037 |  | SCURRY COUNTY WIND III |  |  | WT | WND |  | Wind | 2050-12-31 |  | 350 | 52.5 | 70 | 0 | 0 | 0 | 0 | 0 | 0 | 0 | 0 | 0 | 0 | 0 | 0 | 0 | 0 | 0 | 0 | 0 | 0 | 0 | 0 | 0 | 0 | 0 | 0 | 0 | 0 | 0 | 0 | 0 | 0 | 0 | 0 | 0 | 0 | 0 | 0 | 0 | 0 | 0 | 0 | 0 | 0 | 0 | 0
Cancelled | US | TRE |  |  | 09INR0040 |  | PAMPA WIND FARM |  |  | WT | WND |  | Wind | 2050-12-31 |  | 499 | 74.85 | 99.8 | 0 | 0 | 0 | 0 | 0 | 0 | 0 | 0 | 0 | 0 | 0 | 0 | 0 | 0 | 0 | 0 | 0 | 0 | 0 | 0 | 0 | 0 | 0 | 0 | 0 | 0 | 0 | 0 | 0 | 0 | 0 | 0 | 0 | 0 | 0 | 0 | 0 | 0 | 0 | 0 | 0 | 0 | 0 | 0
Cancelled | US | TRE |  |  | 09INR0041 |  | MITCHELL I WINDPARK 1 |  |  | WT | WND |  | Wind | 2050-12-31 |  | 300 | 45 | 60 | 0 | 0 | 0 | 0 | 0 | 0 | 0 | 0 | 0 | 0 | 0 | 0 | 0 | 0 | 0 | 0 | 0 | 0 | 0 | 0 | 0 | 0 | 0 | 0 | 0 | 0 | 0 | 0 | 0 | 0 | 0 | 0 | 0 | 0 | 0 | 0 | 0 | 0 | 0 | 0 | 0 | 0 | 0 | 0
Cancelled | US | TRE |  |  | 09INR0042 |  | MITCHELL I WINDPARK 2 |  |  | WT | WND |  | Wind | 2050-12-31 |  | 750 | 112.5 | 150 | 0 | 0 | 0 | 0 | 0 | 0 | 0 | 0 | 0 | 0 | 0 | 0 | 0 | 0 | 0 | 0 | 0 | 0 | 0 | 0 | 0 | 0 | 0 | 0 | 0 | 0 | 0 | 0 | 0 | 0 | 0 | 0 | 0 | 0 | 0 | 0 | 0 | 0 | 0 | 0 | 0 | 0 | 0 | 0
Cancelled | US | TRE |  |  | 09INR0043 |  | THROCKMORTON WIND FARM - B&B |  |  | WT | WND |  | Wind | 2050-12-31 |  | 300 | 45 | 60 | 0 | 0 | 0 | 0 | 0 | 0 | 0 | 0 | 0 | 0 | 0 | 0 | 0 | 0 | 0 | 0 | 0 | 0 | 0 | 0 | 0 | 0 | 0 | 0 | 0 | 0 | 0 | 0 | 0 | 0 | 0 | 0 | 0 | 0 | 0 | 0 | 0 | 0 | 0 | 0 | 0 | 0 | 0 | 0
Cancelled | US | TRE |  |  | 09INR0044 |  | JACKSON MOUNTAIN WIND RANCH 2 |  |  | WT | WND |  | Wind | 2050-12-31 |  | 60 | 9 | 12 | 0 | 0 | 0 | 0 | 0 | 0 | 0 | 0 | 0 | 0 | 0 | 0 | 0 | 0 | 0 | 0 | 0 | 0 | 0 | 0 | 0 | 0 | 0 | 0 | 0 | 0 | 0 | 0 | 0 | 0 | 0 | 0 | 0 | 0 | 0 | 0 | 0 | 0 | 0 | 0 | 0 | 0 | 0 | 0
Cancelled | US | TRE |  |  | 09INR0046 |  | NAVASOTA GRIMES |  | Gas | CC | NG |  | Natural Gas and Other Gases | 2050-12-31 |  | 312 | 312 | 312 | 0 | 0 | 0 | 0 | 0 | 0 | 0 | 0 | 0 | 0 | 0 | 0 | 0 | 0 | 0 | 0 | 0 | 0 | 0 | 0 | 0 | 0 | 0 | 0 | 0 | 0 | 0 | 0 | 0 | 0 | 0 | 0 | 0 | 0 | 0 | 0 | 0 | 0 | 0 | 0 | 0 | 0 | 0 | 0
Cancelled | US | TRE |  |  | 09INR0048 |  | KEECHI CREEK WIND FARM |  |  | WT | WND |  | Wind | 2050-12-31 |  | 113 | 16.95 | 22.6 | 0 | 0 | 0 | 0 | 0 | 0 | 0 | 0 | 0 | 0 | 0 | 0 | 0 | 0 | 0 | 0 | 0 | 0 | 0 | 0 | 0 | 0 | 0 | 0 | 0 | 0 | 0 | 0 | 0 | 0 | 0 | 0 | 0 | 0 | 0 | 0 | 0 | 0 | 0 | 0 | 0 | 0 | 0 | 0
Cancelled | US | TRE |  |  | 09INR0049 |  | MATAGORDA | Combined-Cycle | Gas | CC | NG |  | Natural Gas and Other Gases | 2050-12-31 |  | 1200 | 1200 | 1200 | 0 | 0 | 0 | 0 | 0 | 0 | 0 | 0 | 0 | 0 | 0 | 0 | 0 | 0 | 0 | 0 | 0 | 0 | 0 | 0 | 0 | 0 | 0 | 0 | 0 | 0 | 0 | 0 | 0 | 0 | 0 | 0 | 0 | 0 | 0 | 0 | 0 | 0 | 0 | 0 | 0 | 0 | 0 | 0
Cancelled | US | TRE |  |  | 09INR0050 |  | FANNIN | Combined-Cycle | Gas | CC | NG |  | Natural Gas and Other Gases | 2050-12-31 |  | 1200 | 1200 | 1200 | 0 | 0 | 0 | 0 | 0 | 0 | 0 | 0 | 0 | 0 | 0 | 0 | 0 | 0 | 0 | 0 | 0 | 0 | 0 | 0 | 0 | 0 | 0 | 0 | 0 | 0 | 0 | 0 | 0 | 0 | 0 | 0 | 0 | 0 | 0 | 0 | 0 | 0 | 0 | 0 | 0 | 0 | 0 | 0
Cancelled | US | TRE |  |  | 09INR0052 |  | WICHITA |  |  | WT | WND |  | Wind | 2050-12-31 |  | 225 | 33.75 | 45 | 0 | 0 | 0 | 0 | 0 | 0 | 0 | 0 | 0 | 0 | 0 | 0 | 0 | 0 | 0 | 0 | 0 | 0 | 0 | 0 | 0 | 0 | 0 | 0 | 0 | 0 | 0 | 0 | 0 | 0 | 0 | 0 | 0 | 0 | 0 | 0 | 0 | 0 | 0 | 0 | 0 | 0 | 0 | 0
Cancelled | US | TRE |  |  | 09INR0053 |  | CHILDRESS |  |  | WT | WND |  | Wind | 2050-12-31 |  | 200 | 30 | 40 | 0 | 0 | 0 | 0 | 0 | 0 | 0 | 0 | 0 | 0 | 0 | 0 | 0 | 0 | 0 | 0 | 0 | 0 | 0 | 0 | 0 | 0 | 0 | 0 | 0 | 0 | 0 | 0 | 0 | 0 | 0 | 0 | 0 | 0 | 0 | 0 | 0 | 0 | 0 | 0 | 0 | 0 | 0 | 0
Cancelled | US | TRE |  |  | 09INR0054 |  | SPUR RIDGE WIND |  |  | WT | WND |  | Wind | 2050-12-31 |  | 148.5 | 22.275 | 29.7 | 0 | 0 | 0 | 0 | 0 | 0 | 0 | 0 | 0 | 0 | 0 | 0 | 0 | 0 | 0 | 0 | 0 | 0 | 0 | 0 | 0 | 0 | 0 | 0 | 0 | 0 | 0 | 0 | 0 | 0 | 0 | 0 | 0 | 0 | 0 | 0 | 0 | 0 | 0 | 0 | 0 | 0 | 0 | 0
Cancelled | US | TRE |  |  | 09INR0055 |  | RATTLESNAKE WIND FARM |  |  | WT | WND |  | Wind | 2050-12-31 |  | 200 | 30 | 40 | 0 | 0 | 0 | 0 | 0 | 0 | 0 | 0 | 0 | 0 | 0 | 0 | 0 | 0 | 0 | 0 | 0 | 0 | 0 | 0 | 0 | 0 | 0 | 0 | 0 | 0 | 0 | 0 | 0 | 0 | 0 | 0 | 0 | 0 | 0 | 0 | 0 | 0 | 0 | 0 | 0 | 0 | 0 | 0
Cancelled | US | TRE |  |  | 09INR0056 |  | ENCINAL WIND FARM |  |  | WT | WND |  | Wind | 2050-12-31 |  | 120 | 18 | 24 | 0 | 0 | 0 | 0 | 0 | 0 | 0 | 0 | 0 | 0 | 0 | 0 | 0 | 0 | 0 | 0 | 0 | 0 | 0 | 0 | 0 | 0 | 0 | 0 | 0 | 0 | 0 | 0 | 0 | 0 | 0 | 0 | 0 | 0 | 0 | 0 | 0 | 0 | 0 | 0 | 0 | 0 | 0 | 0
Cancelled | US | TRE |  |  | 09INR0057 |  | EVANT WIND FARM |  |  | WT | WND |  | Wind | 2050-12-31 |  | 60 | 9 | 12 | 0 | 0 | 0 | 0 | 0 | 0 | 0 | 0 | 0 | 0 | 0 | 0 | 0 | 0 | 0 | 0 | 0 | 0 | 0 | 0 | 0 | 0 | 0 | 0 | 0 | 0 | 0 | 0 | 0 | 0 | 0 | 0 | 0 | 0 | 0 | 0 | 0 | 0 | 0 | 0 | 0 | 0 | 0 | 0
Cancelled | US | TRE |  |  | 09INR0058 |  | GUNSIGHT MOUNTAIN II |  |  | WT | WND |  | Wind | 2050-12-31 |  | 250 | 37.5 | 50 | 0 | 0 | 0 | 0 | 0 | 0 | 0 | 0 | 0 | 0 | 0 | 0 | 0 | 0 | 0 | 0 | 0 | 0 | 0 | 0 | 0 | 0 | 0 | 0 | 0 | 0 | 0 | 0 | 0 | 0 | 0 | 0 | 0 | 0 | 0 | 0 | 0 | 0 | 0 | 0 | 0 | 0 | 0 | 0
Cancelled | US | TRE |  |  | 09INR0060 |  | STEPHENS WIND FARM |  |  | WT | WND |  | Wind | 2050-12-31 |  | 141 | 21.15 | 28.2 | 0 | 0 | 0 | 0 | 0 | 0 | 0 | 0 | 0 | 0 | 0 | 0 | 0 | 0 | 0 | 0 | 0 | 0 | 0 | 0 | 0 | 0 | 0 | 0 | 0 | 0 | 0 | 0 | 0 | 0 | 0 | 0 | 0 | 0 | 0 | 0 | 0 | 0 | 0 | 0 | 0 | 0 | 0 | 0
Cancelled | US | TRE |  |  | 09INR0062 |  | STAR MOUNTAIN - AIRTRICITY |  |  | WT | WND |  | Wind | 2050-12-31 |  | 140 | 21 | 28 | 0 | 0 | 0 | 0 | 0 | 0 | 0 | 0 | 0 | 0 | 0 | 0 | 0 | 0 | 0 | 0 | 0 | 0 | 0 | 0 | 0 | 0 | 0 | 0 | 0 | 0 | 0 | 0 | 0 | 0 | 0 | 0 | 0 | 0 | 0 | 0 | 0 | 0 | 0 | 0 | 0 | 0 | 0 | 0
Cancelled | US | TRE |  |  | 09INR0063 |  | LON C. HILL POWER STATION | Combined-Cycle | Gas | CC | NG |  | Natural Gas and Other Gases | 2050-12-31 |  | 289 | 289 | 289 | 0 | 0 | 0 | 0 | 0 | 0 | 0 | 0 | 0 | 0 | 0 | 0 | 0 | 0 | 0 | 0 | 0 | 0 | 0 | 0 | 0 | 0 | 0 | 0 | 0 | 0 | 0 | 0 | 0 | 0 | 0 | 0 | 0 | 0 | 0 | 0 | 0 | 0 | 0 | 0 | 0 | 0 | 0 | 0
Cancelled | US | TRE |  |  | 09INR0064 |  | COYOTE RUN WIND FARM ADDITION |  |  | WT | WND |  | Wind | 2050-12-31 |  | 41 | 6.15 | 8.2 | 0 | 0 | 0 | 0 | 0 | 0 | 0 | 0 | 0 | 0 | 0 | 0 | 0 | 0 | 0 | 0 | 0 | 0 | 0 | 0 | 0 | 0 | 0 | 0 | 0 | 0 | 0 | 0 | 0 | 0 | 0 | 0 | 0 | 0 | 0 | 0 | 0 | 0 | 0 | 0 | 0 | 0 | 0 | 0
Cancelled | US | TRE |  |  | 09INR0065 |  | VAQUILLAS WIND FARM |  |  | WT | WND |  | Wind | 2050-12-31 |  | 150 | 22.5 | 30 | 0 | 0 | 0 | 0 | 0 | 0 | 0 | 0 | 0 | 0 | 0 | 0 | 0 | 0 | 0 | 0 | 0 | 0 | 0 | 0 | 0 | 0 | 0 | 0 | 0 | 0 | 0 | 0 | 0 | 0 | 0 | 0 | 0 | 0 | 0 | 0 | 0 | 0 | 0 | 0 | 0 | 0 | 0 | 0
Cancelled | US | TRE |  |  | 09INR0066 |  | COHEN'S STAR |  |  | WT | WND |  | Wind | 2050-12-31 |  | 400 | 60 | 80 | 0 | 0 | 0 | 0 | 0 | 0 | 0 | 0 | 0 | 0 | 0 | 0 | 0 | 0 | 0 | 0 | 0 | 0 | 0 | 0 | 0 | 0 | 0 | 0 | 0 | 0 | 0 | 0 | 0 | 0 | 0 | 0 | 0 | 0 | 0 | 0 | 0 | 0 | 0 | 0 | 0 | 0 | 0 | 0
Cancelled | US | TRE |  |  | 09INR0067a |  | PSEG RENEWABLE GENERATION - PHASE 1 |  |  | WT | WND |  | Wind | 2050-12-31 |  | 139.5 | 20.925 | 27.9 | 0 | 0 | 0 | 0 | 0 | 0 | 0 | 0 | 0 | 0 | 0 | 0 | 0 | 0 | 0 | 0 | 0 | 0 | 0 | 0 | 0 | 0 | 0 | 0 | 0 | 0 | 0 | 0 | 0 | 0 | 0 | 0 | 0 | 0 | 0 | 0 | 0 | 0 | 0 | 0 | 0 | 0 | 0 | 0
Cancelled | US | TRE |  |  | 09INR0067b |  | PSEG RENEWABLE GENERATION - PHASE 2 |  |  | WT | WND |  | Wind | 2050-12-31 |  | 139.5 | 20.925 | 27.9 | 0 | 0 | 0 | 0 | 0 | 0 | 0 | 0 | 0 | 0 | 0 | 0 | 0 | 0 | 0 | 0 | 0 | 0 | 0 | 0 | 0 | 0 | 0 | 0 | 0 | 0 | 0 | 0 | 0 | 0 | 0 | 0 | 0 | 0 | 0 | 0 | 0 | 0 | 0 | 0 | 0 | 0 | 0 | 0
Cancelled | US | TRE |  |  | 09INR0067c |  | PSEG RENEWABLE GENERATION - PHASE 3 |  |  | WT | WND |  | Wind | 2050-12-31 |  | 139.5 | 20.925 | 27.9 | 0 | 0 | 0 | 0 | 0 | 0 | 0 | 0 | 0 | 0 | 0 | 0 | 0 | 0 | 0 | 0 | 0 | 0 | 0 | 0 | 0 | 0 | 0 | 0 | 0 | 0 | 0 | 0 | 0 | 0 | 0 | 0 | 0 | 0 | 0 | 0 | 0 | 0 | 0 | 0 | 0 | 0 | 0 | 0
Cancelled | US | TRE |  |  | 09INR0067d |  | PSEG RENEWABLE GENERATION - PHASE 4 |  |  | WT | WND |  | Wind | 2050-12-31 |  | 139.5 | 20.925 | 27.9 | 0 | 0 | 0 | 0 | 0 | 0 | 0 | 0 | 0 | 0 | 0 | 0 | 0 | 0 | 0 | 0 | 0 | 0 | 0 | 0 | 0 | 0 | 0 | 0 | 0 | 0 | 0 | 0 | 0 | 0 | 0 | 0 | 0 | 0 | 0 | 0 | 0 | 0 | 0 | 0 | 0 | 0 | 0 | 0
Cancelled | US | TRE |  |  | 09INR0068 |  | AIRTRICITY PANTHER CREEK 4 |  |  | WT | WND |  | Wind | 2050-12-31 |  | 70 | 10.5 | 14 | 0 | 0 | 0 | 0 | 0 | 0 | 0 | 0 | 0 | 0 | 0 | 0 | 0 | 0 | 0 | 0 | 0 | 0 | 0 | 0 | 0 | 0 | 0 | 0 | 0 | 0 | 0 | 0 | 0 | 0 | 0 | 0 | 0 | 0 | 0 | 0 | 0 | 0 | 0 | 0 | 0 | 0 | 0 | 0
Cancelled | US | TRE |  |  | 09INR0069 |  | BIG LAKE WINDFARM |  |  | WT | WND |  | Wind | 2050-12-31 |  | 36 | 5.4 | 7.2 | 0 | 0 | 0 | 0 | 0 | 0 | 0 | 0 | 0 | 0 | 0 | 0 | 0 | 0 | 0 | 0 | 0 | 0 | 0 | 0 | 0 | 0 | 0 | 0 | 0 | 0 | 0 | 0 | 0 | 0 | 0 | 0 | 0 | 0 | 0 | 0 | 0 | 0 | 0 | 0 | 0 | 0 | 0 | 0
Cancelled | US | TRE |  |  | 09INR0070 |  | AIRTRICITY LONE WOLF |  |  | WT | WND |  | Wind | 2050-12-31 |  | 42 | 6.3 | 8.4 | 0 | 0 | 0 | 0 | 0 | 0 | 0 | 0 | 0 | 0 | 0 | 0 | 0 | 0 | 0 | 0 | 0 | 0 | 0 | 0 | 0 | 0 | 0 | 0 | 0 | 0 | 0 | 0 | 0 | 0 | 0 | 0 | 0 | 0 | 0 | 0 | 0 | 0 | 0 | 0 | 0 | 0 | 0 | 0
Cancelled | US | TRE |  |  | 09INR0071B |  | WINDTHORST3 PHASE2 |  |  | WT | WND |  | Wind | 2050-12-31 |  | 48 | 7.2 | 9.6 | 0 | 0 | 0 | 0 | 0 | 0 | 0 | 0 | 0 | 0 | 0 | 0 | 0 | 0 | 0 | 0 | 0 | 0 | 0 | 0 | 0 | 0 | 0 | 0 | 0 | 0 | 0 | 0 | 0 | 0 | 0 | 0 | 0 | 0 | 0 | 0 | 0 | 0 | 0 | 0 | 0 | 0 | 0 | 0
Cancelled | US | TRE |  |  | 09INR0071a |  | WINDTHORST2 PHASE1 |  |  | WT | WND |  | Wind | 2050-12-31 |  | 100 | 15 | 20 | 0 | 0 | 0 | 0 | 0 | 0 | 0 | 0 | 0 | 0 | 0 | 0 | 0 | 0 | 0 | 0 | 0 | 0 | 0 | 0 | 0 | 0 | 0 | 0 | 0 | 0 | 0 | 0 | 0 | 0 | 0 | 0 | 0 | 0 | 0 | 0 | 0 | 0 | 0 | 0 | 0 | 0 | 0 | 0
Cancelled | US | TRE |  |  | 09INR0073 |  | ROSCOE 5 |  |  | WT | WND |  | Wind | 2013-12-31 |  | 200 | 30 | 40 | 0 | 0 | 0 | 0 | 0 | 0 | 0 | 0 | 0 | 0 | 0 | 0 | 0 | 0 | 0 | 0 | 0 | 0 | 0 | 0 | 0 | 0 | 0 | 0 | 0 | 0 | 0 | 0 | 0 | 0 | 0 | 0 | 0 | 0 | 0 | 0 | 0 | 0 | 0 | 0 | 0 | 0 | 0 | 0
Cancelled | US | TRE |  |  | 09INR0074 |  | BIG WIND |  |  | WT | WND |  | Wind | 2050-12-31 |  | 70 | 10.5 | 14 | 0 | 0 | 0 | 0 | 0 | 0 | 0 | 0 | 0 | 0 | 0 | 0 | 0 | 0 | 0 | 0 | 0 | 0 | 0 | 0 | 0 | 0 | 0 | 0 | 0 | 0 | 0 | 0 | 0 | 0 | 0 | 0 | 0 | 0 | 0 | 0 | 0 | 0 | 0 | 0 | 0 | 0 | 0 | 0
Cancelled | US | TRE |  |  | 09INR0075 |  | ANACACHO MOUNTAIN WIND |  |  | WT | WND |  | Wind | 2050-12-31 |  | 248 | 37.2 | 49.6 | 0 | 0 | 0 | 0 | 0 | 0 | 0 | 0 | 0 | 0 | 0 | 0 | 0 | 0 | 0 | 0 | 0 | 0 | 0 | 0 | 0 | 0 | 0 | 0 | 0 | 0 | 0 | 0 | 0 | 0 | 0 | 0 | 0 | 0 | 0 | 0 | 0 | 0 | 0 | 0 | 0 | 0 | 0 | 0
Cancelled | US | TRE |  |  | 09INR0076 |  | KARANKAWA WIND FARM |  |  | WT | WND |  | Wind | 2050-12-31 |  | 300 | 45 | 60 | 0 | 0 | 0 | 0 | 0 | 0 | 0 | 0 | 0 | 0 | 0 | 0 | 0 | 0 | 0 | 0 | 0 | 0 | 0 | 0 | 0 | 0 | 0 | 0 | 0 | 0 | 0 | 0 | 0 | 0 | 0 | 0 | 0 | 0 | 0 | 0 | 0 | 0 | 0 | 0 | 0 | 0 | 0 | 0
Cancelled | US | TRE |  |  | 09INR0077 |  | BIG LAKE |  |  | WT | WND |  | Wind | 2050-12-31 01:00 |  | 500 | 75 | 100 | 0 | 0 | 0 | 0 | 0 | 0 | 0 | 0 | 0 | 0 | 0 | 0 | 0 | 0 | 0 | 0 | 0 | 0 | 0 | 0 | 0 | 0 | 0 | 0 | 0 | 0 | 0 | 0 | 0 | 0 | 0 | 0 | 0 | 0 | 0 | 0 | 0 | 0 | 0 | 0 | 0 | 0 | 0 | 0
Cancelled | US | TRE |  |  | 09INR0078 |  | MESA SPRINGS USTX-39 |  |  | WT | WND |  | Wind | 2050-12-31 01:00 |  | 60 | 9 | 12 | 0 | 0 | 0 | 0 | 0 | 0 | 0 | 0 | 0 | 0 | 0 | 0 | 0 | 0 | 0 | 0 | 0 | 0 | 0 | 0 | 0 | 0 | 0 | 0 | 0 | 0 | 0 | 0 | 0 | 0 | 0 | 0 | 0 | 0 | 0 | 0 | 0 | 0 | 0 | 0 | 0 | 0 | 0 | 0
Cancelled | US | TRE |  |  | 09INR0080 |  | HUCKABAY HILLS WINDFARM |  |  | WT | WND |  | Wind | 2050-12-31 |  | 300 | 45 | 60 | 0 | 0 | 0 | 0 | 0 | 0 | 0 | 0 | 0 | 0 | 0 | 0 | 0 | 0 | 0 | 0 | 0 | 0 | 0 | 0 | 0 | 0 | 0 | 0 | 0 | 0 | 0 | 0 | 0 | 0 | 0 | 0 | 0 | 0 | 0 | 0 | 0 | 0 | 0 | 0 | 0 | 0 | 0 | 0
Cancelled | US | TRE |  |  | 10INR0002 |  | HUGO PLANT | Steam Turbine other than Combined-Cycl | Coal | ST | SUB |  | Coal | 2050-12-31 |  | 750 | 500 | 500 | 0 | 0 | 0 | 0 | 0 | 0 | 0 | 0 | 0 | 0 | 0 | 0 | 0 | 0 | 0 | 0 | 0 | 0 | 0 | 0 | 0 | 0 | 0 | 0 | 0 | 0 | 0 | 0 | 0 | 0 | 0 | 0 | 0 | 0 | 0 | 0 | 0 | 0 | 0 | 0 | 0 | 0 | 0 | 0
Cancelled | US | TRE |  |  | 10INR0003 |  | LONGVIEW | Combined-Cycle | Gas | CC | NG |  | Natural Gas and Other Gases | 2050-12-31 |  | 550 | 550 | 550 | 0 | 0 | 0 | 0 | 0 | 0 | 0 | 0 | 0 | 0 | 0 | 0 | 0 | 0 | 0 | 0 | 0 | 0 | 0 | 0 | 0 | 0 | 0 | 0 | 0 | 0 | 0 | 0 | 0 | 0 | 0 | 0 | 0 | 0 | 0 | 0 | 0 | 0 | 0 | 0 | 0 | 0 | 0 | 0
Cancelled | US | TRE |  |  | 10INR0004 |  | CEDAR BAYOU | Combined-Cycle | Gas | CC | NG |  | Natural Gas and Other Gases | 2050-12-31 |  | 240 | 61 | 61 | 0 | 0 | 0 | 0 | 0 | 0 | 0 | 0 | 0 | 0 | 0 | 0 | 0 | 0 | 0 | 0 | 0 | 0 | 0 | 0 | 0 | 0 | 0 | 0 | 0 | 0 | 0 | 0 | 0 | 0 | 0 | 0 | 0 | 0 | 0 | 0 | 0 | 0 | 0 | 0 | 0 | 0 | 0 | 0
Cancelled | US | TRE |  |  | 10INR0005 |  | MALLET COGENERATION PLANT | Combined-Cycle | Gas | CC | NG |  | Natural Gas and Other Gases | 2050-12-31 01:00 |  | 216 | 216 | 216 | 0 | 0 | 0 | 0 | 0 | 0 | 0 | 0 | 0 | 0 | 0 | 0 | 0 | 0 | 0 | 0 | 0 | 0 | 0 | 0 | 0 | 0 | 0 | 0 | 0 | 0 | 0 | 0 | 0 | 0 | 0 | 0 | 0 | 0 | 0 | 0 | 0 | 0 | 0 | 0 | 0 | 0 | 0 | 0
Cancelled | US | TRE |  |  | 10INR0006 |  | WILLARD COGENERATION PLANT | Combined-Cycle | Gas | CC | NG |  | Natural Gas and Other Gases | 2050-12-31 01:00 |  | 216 | 216 | 216 | 0 | 0 | 0 | 0 | 0 | 0 | 0 | 0 | 0 | 0 | 0 | 0 | 0 | 0 | 0 | 0 | 0 | 0 | 0 | 0 | 0 | 0 | 0 | 0 | 0 | 0 | 0 | 0 | 0 | 0 | 0 | 0 | 0 | 0 | 0 | 0 | 0 | 0 | 0 | 0 | 0 | 0 | 0 | 0
Cancelled | US | TRE |  |  | 10INR0007 |  | MOUNTAIN CREEK 9-15 | Combined-Cycle | Gas | CC | NG |  | Natural Gas and Other Gases | 2050-12-31 01:00 |  | 1000 | 1000 | 1000 | 0 | 0 | 0 | 0 | 0 | 0 | 0 | 0 | 0 | 0 | 0 | 0 | 0 | 0 | 0 | 0 | 0 | 0 | 0 | 0 | 0 | 0 | 0 | 0 | 0 | 0 | 0 | 0 | 0 | 0 | 0 | 0 | 0 | 0 | 0 | 0 | 0 | 0 | 0 | 0 | 0 | 0 | 0 | 0
Cancelled | US | TRE |  |  | 10INR0008 |  | SHERBINO MESA II |  |  | WT | WND |  | Wind | 2050-12-31 |  | 500 | 75 | 100 | 0 | 0 | 0 | 0 | 0 | 0 | 0 | 0 | 0 | 0 | 0 | 0 | 0 | 0 | 0 | 0 | 0 | 0 | 0 | 0 | 0 | 0 | 0 | 0 | 0 | 0 | 0 | 0 | 0 | 0 | 0 | 0 | 0 | 0 | 0 | 0 | 0 | 0 | 0 | 0 | 0 | 0 | 0 | 0
Cancelled | US | TRE |  |  | 10INR0009 |  | CAPROCK WIND |  |  | WT | WND |  | Wind | 2018-12-31 |  | 300 | 45 | 60 | 0 | 0 | 0 | 0 | 0 | 0 | 0 | 0 | 0 | 0 | 0 | 0 | 0 | 0 | 0 | 0 | 0 | 0 | 0 | 0 | 0 | 0 | 0 | 0 | 0 | 0 | 0 | 0 | 0 | 0 | 0 | 0 | 0 | 0 | 0 | 0 | 0 | 0 | 0 | 0 | 0 | 0 | 0 | 0
Cancelled | US | TRE |  |  | 10INR0011 |  | JOHNSON COUNTY 2 | Combined-Cycle | Gas | CC | NG |  | Natural Gas and Other Gases | 2050-12-31 01:00 |  | 275 | 275 | 275 | 0 | 0 | 0 | 0 | 0 | 0 | 0 | 0 | 0 | 0 | 0 | 0 | 0 | 0 | 0 | 0 | 0 | 0 | 0 | 0 | 0 | 0 | 0 | 0 | 0 | 0 | 0 | 0 | 0 | 0 | 0 | 0 | 0 | 0 | 0 | 0 | 0 | 0 | 0 | 0 | 0 | 0 | 0 | 0
Cancelled | US | TRE |  |  | 10INR0012 |  | NACOGDOCHES CC GENERATING FACILITY | Combined-Cycle | Gas | CC | NG |  | Natural Gas and Other Gases | 2050-12-31 01:00 |  | 300 | 300 | 300 | 0 | 0 | 0 | 0 | 0 | 0 | 0 | 0 | 0 | 0 | 0 | 0 | 0 | 0 | 0 | 0 | 0 | 0 | 0 | 0 | 0 | 0 | 0 | 0 | 0 | 0 | 0 | 0 | 0 | 0 | 0 | 0 | 0 | 0 | 0 | 0 | 0 | 0 | 0 | 0 | 0 | 0 | 0 | 0
Cancelled | US | TRE |  |  | 10INR0013 |  | HIGH LONESOME WIND FARM |  |  | WT | WND |  | Wind | 2050-12-31 |  | 100 | 15 | 20 | 0 | 0 | 0 | 0 | 0 | 0 | 0 | 0 | 0 | 0 | 0 | 0 | 0 | 0 | 0 | 0 | 0 | 0 | 0 | 0 | 0 | 0 | 0 | 0 | 0 | 0 | 0 | 0 | 0 | 0 | 0 | 0 | 0 | 0 | 0 | 0 | 0 | 0 | 0 | 0 | 0 | 0 | 0 | 0
Cancelled | US | TRE |  |  | 10INR0014 |  | FORNEY PEAKERS | Combined-Cycle | Gas | CC | NG |  | Natural Gas and Other Gases | 2050-12-31 |  | 200 | 200 | 200 | 0 | 0 | 0 | 0 | 0 | 0 | 0 | 0 | 0 | 0 | 0 | 0 | 0 | 0 | 0 | 0 | 0 | 0 | 0 | 0 | 0 | 0 | 0 | 0 | 0 | 0 | 0 | 0 | 0 | 0 | 0 | 0 | 0 | 0 | 0 | 0 | 0 | 0 | 0 | 0 | 0 | 0 | 0 | 0
Cancelled | US | TRE |  |  | 10INR0015 |  | NOBLE RED BANK WINDPARK |  |  | WT | WND |  | Wind | 2014-05-01 |  | 350 | 52.5 | 70 | 0 | 0 | 0 | 0 | 0 | 0 | 0 | 0 | 0 | 0 | 0 | 0 | 0 | 0 | 0 | 0 | 0 | 0 | 0 | 0 | 0 | 0 | 0 | 0 | 0 | 0 | 0 | 0 | 0 | 0 | 0 | 0 | 0 | 0 | 0 | 0 | 0 | 0 | 0 | 0 | 0 | 0 | 0 | 0
Cancelled | US | TRE |  |  | 10INR0016 |  | TEXAS ROSE II |  |  | WT | WND |  | Wind | 2050-12-31 |  | 150 | 22.5 | 30 | 0 | 0 | 0 | 0 | 0 | 0 | 0 | 0 | 0 | 0 | 0 | 0 | 0 | 0 | 0 | 0 | 0 | 0 | 0 | 0 | 0 | 0 | 0 | 0 | 0 | 0 | 0 | 0 | 0 | 0 | 0 | 0 | 0 | 0 | 0 | 0 | 0 | 0 | 0 | 0 | 0 | 0 | 0 | 0
Cancelled | US | TRE |  |  | 10INR0017 |  | CEDAR BAYOU 5 | Combined-Cycle | Gas | CC | NG |  | Natural Gas and Other Gases | 2050-12-31 |  | 685 | 685 | 685 | 0 | 0 | 0 | 0 | 0 | 0 | 0 | 0 | 0 | 0 | 0 | 0 | 0 | 0 | 0 | 0 | 0 | 0 | 0 | 0 | 0 | 0 | 0 | 0 | 0 | 0 | 0 | 0 | 0 | 0 | 0 | 0 | 0 | 0 | 0 | 0 | 0 | 0 | 0 | 0 | 0 | 0 | 0 | 0
Cancelled | US | TRE |  |  | 10INR0018 |  | MADISON BELL ENERGY CENTER | Combined-Cycle | Gas | CC | NG |  | Natural Gas and Other Gases | 2050-12-31 |  | 550 | 550 | 550 | 0 | 0 | 0 | 0 | 0 | 0 | 0 | 0 | 0 | 0 | 0 | 0 | 0 | 0 | 0 | 0 | 0 | 0 | 0 | 0 | 0 | 0 | 0 | 0 | 0 | 0 | 0 | 0 | 0 | 0 | 0 | 0 | 0 | 0 | 0 | 0 | 0 | 0 | 0 | 0 | 0 | 0 | 0 | 0
Cancelled | US | TRE |  |  | 10INR0019 |  | HAPPY WHITEFACE WIND FARM |  |  | WT | WND |  | Wind | 2050-12-31 |  | 609 | 91.35 | 121.8 | 0 | 0 | 0 | 0 | 0 | 0 | 0 | 0 | 0 | 0 | 0 | 0 | 0 | 0 | 0 | 0 | 0 | 0 | 0 | 0 | 0 | 0 | 0 | 0 | 0 | 0 | 0 | 0 | 0 | 0 | 0 | 0 | 0 | 0 | 0 | 0 | 0 | 0 | 0 | 0 | 0 | 0 | 0 | 0
Cancelled | US | TRE |  |  | 10INR0022 |  | PONDERA KING G | Combined-Cycle | Gas | CC | NG |  | Natural Gas and Other Gases | 2017-08-01 |  | 955 | 881.7 | 925 | 0 | 0 | 0 | 0 | 0 | 0 | 0 | 0 | 0 | 0 | 0 | 0 | 0 | 0 | 0 | 0 | 0 | 0 | 0 | 0 | 0 | 0 | 0 | 0 | 0 | 0 | 0 | 0 | 0 | 0 | 0 | 0 | 0 | 0 | 0 | 0 | 0 | 0 | 0 | 0 | 0 | 0 | 0 | 0
Cancelled | US | TRE |  |  | 10INR0023 |  | BAKER RANCH |  |  | WT | WND |  | Wind | 2014-09-30 |  | 400 | 60 | 80 | 0 | 0 | 0 | 0 | 0 | 0 | 0 | 0 | 0 | 0 | 0 | 0 | 0 | 0 | 0 | 0 | 0 | 0 | 0 | 0 | 0 | 0 | 0 | 0 | 0 | 0 | 0 | 0 | 0 | 0 | 0 | 0 | 0 | 0 | 0 | 0 | 0 | 0 | 0 | 0 | 0 | 0 | 0 | 0
Cancelled | US | TRE |  |  | 10INR0024 |  | SHELL WINDENERGY - BRISCOE |  |  | WT | WND |  | Wind | 2013-01-01 |  | 3000 | 441 | 588 | 0 | 0 | 0 | 0 | 0 | 0 | 0 | 0 | 0 | 0 | 0 | 0 | 0 | 0 | 0 | 0 | 0 | 0 | 0 | 0 | 0 | 0 | 0 | 0 | 0 | 0 | 0 | 0 | 0 | 0 | 0 | 0 | 0 | 0 | 0 | 0 | 0 | 0 | 0 | 0 | 0 | 0 | 0 | 0
Cancelled | US | TRE |  |  | 10INR0027 |  | HARBOR SUNRISE INDUSTRIAL WIND PARK |  |  | WT | WND |  | Wind | 2050-12-31 |  | 35 | 20.3 | 15.05 | 0 | 0 | 0 | 0 | 0 | 0 | 0 | 0 | 0 | 0 | 0 | 0 | 0 | 0 | 0 | 0 | 0 | 0 | 0 | 0 | 0 | 0 | 0 | 0 | 0 | 0 | 0 | 0 | 0 | 0 | 0 | 0 | 0 | 0 | 0 | 0 | 0 | 0 | 0 | 0 | 0 | 0 | 0 | 0
Cancelled | US | TRE |  |  | 10INR0028 |  | SR BERTRON - CCGT | Combined-Cycle | Gas | CC | NG |  | Natural Gas and Other Gases | 2050-12-31 |  | 641 | 641 | 641 | 0 | 0 | 0 | 0 | 0 | 0 | 0 | 0 | 0 | 0 | 0 | 0 | 0 | 0 | 0 | 0 | 0 | 0 | 0 | 0 | 0 | 0 | 0 | 0 | 0 | 0 | 0 | 0 | 0 | 0 | 0 | 0 | 0 | 0 | 0 | 0 | 0 | 0 | 0 | 0 | 0 | 0 | 0 | 0
Cancelled | US | TRE |  |  | 10INR0029 |  | WOLF HOLLOW II, LP | Combined-Cycle | Gas | CC | NG |  | Natural Gas and Other Gases | 2050-12-31 |  | 810 | 810 | 810 | 0 | 0 | 0 | 0 | 0 | 0 | 0 | 0 | 0 | 0 | 0 | 0 | 0 | 0 | 0 | 0 | 0 | 0 | 0 | 0 | 0 | 0 | 0 | 0 | 0 | 0 | 0 | 0 | 0 | 0 | 0 | 0 | 0 | 0 | 0 | 0 | 0 | 0 | 0 | 0 | 0 | 0 | 0 | 0
Cancelled | US | TRE |  |  | 10INR0030 |  | GREENS BAYOU CCGT | Combined-Cycle | Gas | CC | NG |  | Natural Gas and Other Gases | 2050-12-31 |  | 641 | 641 | 641 | 0 | 0 | 0 | 0 | 0 | 0 | 0 | 0 | 0 | 0 | 0 | 0 | 0 | 0 | 0 | 0 | 0 | 0 | 0 | 0 | 0 | 0 | 0 | 0 | 0 | 0 | 0 | 0 | 0 | 0 | 0 | 0 | 0 | 0 | 0 | 0 | 0 | 0 | 0 | 0 | 0 | 0 | 0 | 0
Cancelled | US | TRE |  |  | 10INR0031 |  | NAVARRO ENERGY CTR. I | Combined-Cycle | Gas | CC | NG |  | Natural Gas and Other Gases | 2050-12-31 |  | 775 | 775 | 775 | 0 | 0 | 0 | 0 | 0 | 0 | 0 | 0 | 0 | 0 | 0 | 0 | 0 | 0 | 0 | 0 | 0 | 0 | 0 | 0 | 0 | 0 | 0 | 0 | 0 | 0 | 0 | 0 | 0 | 0 | 0 | 0 | 0 | 0 | 0 | 0 | 0 | 0 | 0 | 0 | 0 | 0 | 0 | 0
Cancelled | US | TRE |  |  | 10INR0032 |  | NAVARRO ENERGY CTR. II | Combined-Cycle | Gas | CC | NG |  | Natural Gas and Other Gases | 2050-12-31 |  | 800 | 775 | 775 | 0 | 0 | 0 | 0 | 0 | 0 | 0 | 0 | 0 | 0 | 0 | 0 | 0 | 0 | 0 | 0 | 0 | 0 | 0 | 0 | 0 | 0 | 0 | 0 | 0 | 0 | 0 | 0 | 0 | 0 | 0 | 0 | 0 | 0 | 0 | 0 | 0 | 0 | 0 | 0 | 0 | 0 | 0 | 0
Cancelled | US | TRE |  |  | 10INR0033a |  | SALT FORK WIND FARM PH 1 |  |  | WT | WND |  | Wind | 2014-12-01 |  | 171 | 25.65 | 34.2 | 0 | 0 | 0 | 0 | 0 | 0 | 0 | 0 | 0 | 0 | 0 | 0 | 0 | 0 | 0 | 0 | 0 | 0 | 0 | 0 | 0 | 0 | 0 | 0 | 0 | 0 | 0 | 0 | 0 | 0 | 0 | 0 | 0 | 0 | 0 | 0 | 0 | 0 | 0 | 0 | 0 | 0 | 0 | 0
Cancelled | US | TRE |  |  | 10INR0033b |  | SALT FORK WIND FARM PH 2 |  |  | WT | WND |  | Wind | 2014-12-01 |  | 249 | 37.35 | 49.8 | 0 | 0 | 0 | 0 | 0 | 0 | 0 | 0 | 0 | 0 | 0 | 0 | 0 | 0 | 0 | 0 | 0 | 0 | 0 | 0 | 0 | 0 | 0 | 0 | 0 | 0 | 0 | 0 | 0 | 0 | 0 | 0 | 0 | 0 | 0 | 0 | 0 | 0 | 0 | 0 | 0 | 0 | 0 | 0
Cancelled | US | TRE |  |  | 10INR0034 |  | DEER PARK ENERGY CENTER CTG-5 | Combined-Cycle | Gas | CC | NG |  | Natural Gas and Other Gases | 2050-12-31 |  | 208 | 208 | 208 | 0 | 0 | 0 | 0 | 0 | 0 | 0 | 0 | 0 | 0 | 0 | 0 | 0 | 0 | 0 | 0 | 0 | 0 | 0 | 0 | 0 | 0 | 0 | 0 | 0 | 0 | 0 | 0 | 0 | 0 | 0 | 0 | 0 | 0 | 0 | 0 | 0 | 0 | 0 | 0 | 0 | 0 | 0 | 0
Cancelled | US | TRE |  |  | 10INR0035 |  | DEER PARK ENERGY CENTER CTG-5 & 6 | Combined-Cycle | Gas | CC | NG |  | Natural Gas and Other Gases | 2050-12-31 |  | 416 | 416 | 416 | 0 | 0 | 0 | 0 | 0 | 0 | 0 | 0 | 0 | 0 | 0 | 0 | 0 | 0 | 0 | 0 | 0 | 0 | 0 | 0 | 0 | 0 | 0 | 0 | 0 | 0 | 0 | 0 | 0 | 0 | 0 | 0 | 0 | 0 | 0 | 0 | 0 | 0 | 0 | 0 | 0 | 0 | 0 | 0
Cancelled | US | TRE |  |  | 10INR0036 |  | CHINA CREEK WIND FARM |  |  | WT | WND |  | Wind | 2050-12-31 |  | 250 | 37.5 | 50 | 0 | 0 | 0 | 0 | 0 | 0 | 0 | 0 | 0 | 0 | 0 | 0 | 0 | 0 | 0 | 0 | 0 | 0 | 0 | 0 | 0 | 0 | 0 | 0 | 0 | 0 | 0 | 0 | 0 | 0 | 0 | 0 | 0 | 0 | 0 | 0 | 0 | 0 | 0 | 0 | 0 | 0 | 0 | 0
Cancelled | US | TRE |  |  | 10INR0037 |  | CAPRICORN RIDGE VI |  |  | WT | WND |  | Wind | 2050-12-31 |  | 499 | 74.85 | 99.8 | 0 | 0 | 0 | 0 | 0 | 0 | 0 | 0 | 0 | 0 | 0 | 0 | 0 | 0 | 0 | 0 | 0 | 0 | 0 | 0 | 0 | 0 | 0 | 0 | 0 | 0 | 0 | 0 | 0 | 0 | 0 | 0 | 0 | 0 | 0 | 0 | 0 | 0 | 0 | 0 | 0 | 0 | 0 | 0
Cancelled | US | TRE |  |  | 10INR0038 |  | CPV RATTLESNAKE DEN WINDFARM |  |  | WT | WND |  | Wind | 2050-12-31 01:00 |  | 350 | 52.5 | 70 | 0 | 0 | 0 | 0 | 0 | 0 | 0 | 0 | 0 | 0 | 0 | 0 | 0 | 0 | 0 | 0 | 0 | 0 | 0 | 0 | 0 | 0 | 0 | 0 | 0 | 0 | 0 | 0 | 0 | 0 | 0 | 0 | 0 | 0 | 0 | 0 | 0 | 0 | 0 | 0 | 0 | 0 | 0 | 0
Cancelled | US | TRE |  |  | 10INR0039 |  | CPV STEELE HILL WINDFARM |  |  | WT | WND |  | Wind | 2050-12-31 01:00 |  | 200 | 30 | 40 | 0 | 0 | 0 | 0 | 0 | 0 | 0 | 0 | 0 | 0 | 0 | 0 | 0 | 0 | 0 | 0 | 0 | 0 | 0 | 0 | 0 | 0 | 0 | 0 | 0 | 0 | 0 | 0 | 0 | 0 | 0 | 0 | 0 | 0 | 0 | 0 | 0 | 0 | 0 | 0 | 0 | 0 | 0 | 0
Cancelled | US | TRE |  |  | 10INR0040 |  | WHISTLER RIDGE WIND FARM |  |  | WT | WND |  | Wind | 2050-12-31 01:00 |  | 230 | 34.5 | 46 | 0 | 0 | 0 | 0 | 0 | 0 | 0 | 0 | 0 | 0 | 0 | 0 | 0 | 0 | 0 | 0 | 0 | 0 | 0 | 0 | 0 | 0 | 0 | 0 | 0 | 0 | 0 | 0 | 0 | 0 | 0 | 0 | 0 | 0 | 0 | 0 | 0 | 0 | 0 | 0 | 0 | 0 | 0 | 0
Cancelled | US | TRE |  |  | 10INR0041 |  | WHIRLWIND EXPANSION |  |  | WT | WND |  | Wind | 2050-12-31 01:00 |  | 135 | 20.25 | 27 | 0 | 0 | 0 | 0 | 0 | 0 | 0 | 0 | 0 | 0 | 0 | 0 | 0 | 0 | 0 | 0 | 0 | 0 | 0 | 0 | 0 | 0 | 0 | 0 | 0 | 0 | 0 | 0 | 0 | 0 | 0 | 0 | 0 | 0 | 0 | 0 | 0 | 0 | 0 | 0 | 0 | 0 | 0 | 0
Cancelled | US | TRE |  |  | 10INR0042 |  | MASON MOUNTAIN WIND 1 |  |  | WT | WND |  | Wind | 2050-12-31 01:00 |  | 170 | 25.5 | 34 | 0 | 0 | 0 | 0 | 0 | 0 | 0 | 0 | 0 | 0 | 0 | 0 | 0 | 0 | 0 | 0 | 0 | 0 | 0 | 0 | 0 | 0 | 0 | 0 | 0 | 0 | 0 | 0 | 0 | 0 | 0 | 0 | 0 | 0 | 0 | 0 | 0 | 0 | 0 | 0 | 0 | 0 | 0 | 0
Cancelled | US | TRE |  |  | 10INR0043 |  | GARDEN HEIGHTS WIND 1 |  |  | WT | WND |  | Wind | 2050-12-31 01:00 |  | 230 | 34.5 | 46 | 0 | 0 | 0 | 0 | 0 | 0 | 0 | 0 | 0 | 0 | 0 | 0 | 0 | 0 | 0 | 0 | 0 | 0 | 0 | 0 | 0 | 0 | 0 | 0 | 0 | 0 | 0 | 0 | 0 | 0 | 0 | 0 | 0 | 0 | 0 | 0 | 0 | 0 | 0 | 0 | 0 | 0 | 0 | 0
Cancelled | US | TRE |  |  | 10INR0044 |  | CEDAR CROSSING WIND |  |  | WT | WND |  | Wind | 2050-12-31 |  | 300 | 45 | 60 | 0 | 0 | 0 | 0 | 0 | 0 | 0 | 0 | 0 | 0 | 0 | 0 | 0 | 0 | 0 | 0 | 0 | 0 | 0 | 0 | 0 | 0 | 0 | 0 | 0 | 0 | 0 | 0 | 0 | 0 | 0 | 0 | 0 | 0 | 0 | 0 | 0 | 0 | 0 | 0 | 0 | 0 | 0 | 0
Cancelled | US | TRE |  |  | 10INR0045 |  | OILTON WIND FARM |  |  | WT | WND |  | Wind | 2050-12-31 01:00 |  | 734 | 110.1 | 146.8 | 0 | 0 | 0 | 0 | 0 | 0 | 0 | 0 | 0 | 0 | 0 | 0 | 0 | 0 | 0 | 0 | 0 | 0 | 0 | 0 | 0 | 0 | 0 | 0 | 0 | 0 | 0 | 0 | 0 | 0 | 0 | 0 | 0 | 0 | 0 | 0 | 0 | 0 | 0 | 0 | 0 | 0 | 0 | 0
Cancelled | US | TRE |  |  | 10INR0046 |  | RANDADO WIND FARM |  |  | WT | WND |  | Wind | 2050-12-31 01:00 |  | 264 | 39.6 | 52.8 | 0 | 0 | 0 | 0 | 0 | 0 | 0 | 0 | 0 | 0 | 0 | 0 | 0 | 0 | 0 | 0 | 0 | 0 | 0 | 0 | 0 | 0 | 0 | 0 | 0 | 0 | 0 | 0 | 0 | 0 | 0 | 0 | 0 | 0 | 0 | 0 | 0 | 0 | 0 | 0 | 0 | 0 | 0 | 0
Cancelled | US | TRE |  |  | 10INR0048 |  | HARDEMAN WINDFARM |  |  | WT | WND |  | Wind | 2050-12-31 01:00 |  | 1000 | 150 | 200 | 0 | 0 | 0 | 0 | 0 | 0 | 0 | 0 | 0 | 0 | 0 | 0 | 0 | 0 | 0 | 0 | 0 | 0 | 0 | 0 | 0 | 0 | 0 | 0 | 0 | 0 | 0 | 0 | 0 | 0 | 0 | 0 | 0 | 0 | 0 | 0 | 0 | 0 | 0 | 0 | 0 | 0 | 0 | 0
Cancelled | US | TRE |  |  | 10INR0049 |  | TRANS PECOS WINDFARM |  |  | WT | WND |  | Wind | 2050-12-31 01:00 |  | 200 | 30 | 40 | 0 | 0 | 0 | 0 | 0 | 0 | 0 | 0 | 0 | 0 | 0 | 0 | 0 | 0 | 0 | 0 | 0 | 0 | 0 | 0 | 0 | 0 | 0 | 0 | 0 | 0 | 0 | 0 | 0 | 0 | 0 | 0 | 0 | 0 | 0 | 0 | 0 | 0 | 0 | 0 | 0 | 0 | 0 | 0
Cancelled | US | TRE |  |  | 10INR0050 |  | LIVE OAK WINDFARM |  |  | WT | WND |  | Wind | 2050-12-31 |  | 170 | 25.5 | 34 | 0 | 0 | 0 | 0 | 0 | 0 | 0 | 0 | 0 | 0 | 0 | 0 | 0 | 0 | 0 | 0 | 0 | 0 | 0 | 0 | 0 | 0 | 0 | 0 | 0 | 0 | 0 | 0 | 0 | 0 | 0 | 0 | 0 | 0 | 0 | 0 | 0 | 0 | 0 | 0 | 0 | 0 | 0 | 0
Cancelled | US | TRE |  |  | 10INR0051 |  | WEST BAY WIND |  |  | WT | WND |  | Wind | 2050-12-31 01:00 |  | 200 | 116 | 86 | 0 | 0 | 0 | 0 | 0 | 0 | 0 | 0 | 0 | 0 | 0 | 0 | 0 | 0 | 0 | 0 | 0 | 0 | 0 | 0 | 0 | 0 | 0 | 0 | 0 | 0 | 0 | 0 | 0 | 0 | 0 | 0 | 0 | 0 | 0 | 0 | 0 | 0 | 0 | 0 | 0 | 0 | 0 | 0
Cancelled | US | TRE |  |  | 10INR0052a |  | HASKELL KNOX WIND FARM |  |  | WT | WND |  | Wind | 2050-12-31 01:00 |  | 21 | 3.15 | 4.2 | 0 | 0 | 0 | 0 | 0 | 0 | 0 | 0 | 0 | 0 | 0 | 0 | 0 | 0 | 0 | 0 | 0 | 0 | 0 | 0 | 0 | 0 | 0 | 0 | 0 | 0 | 0 | 0 | 0 | 0 | 0 | 0 | 0 | 0 | 0 | 0 | 0 | 0 | 0 | 0 | 0 | 0 | 0 | 0
Cancelled | US | TRE |  |  | 10INR0052b |  | HASKELL KNOX WIND FARM |  |  | WT | WND |  | Wind | 2050-12-31 01:00 |  | 59 | 8.85 | 11.8 | 0 | 0 | 0 | 0 | 0 | 0 | 0 | 0 | 0 | 0 | 0 | 0 | 0 | 0 | 0 | 0 | 0 | 0 | 0 | 0 | 0 | 0 | 0 | 0 | 0 | 0 | 0 | 0 | 0 | 0 | 0 | 0 | 0 | 0 | 0 | 0 | 0 | 0 | 0 | 0 | 0 | 0 | 0 | 0
Cancelled | US | TRE |  |  | 10INR0053 |  | SNOW HILL WIND ENERGY |  |  | WT | WND |  | Wind | 2050-12-31 |  | 90 | 13.5 | 18 | 0 | 0 | 0 | 0 | 0 | 0 | 0 | 0 | 0 | 0 | 0 | 0 | 0 | 0 | 0 | 0 | 0 | 0 | 0 | 0 | 0 | 0 | 0 | 0 | 0 | 0 | 0 | 0 | 0 | 0 | 0 | 0 | 0 | 0 | 0 | 0 | 0 | 0 | 0 | 0 | 0 | 0 | 0 | 0
Cancelled | US | TRE |  |  | 10INR0054 |  | HILLTOP WIND ENERGY |  |  | WT | WND |  | Wind | 2050-12-31 |  | 36 | 5.4 | 7.2 | 0 | 0 | 0 | 0 | 0 | 0 | 0 | 0 | 0 | 0 | 0 | 0 | 0 | 0 | 0 | 0 | 0 | 0 | 0 | 0 | 0 | 0 | 0 | 0 | 0 | 0 | 0 | 0 | 0 | 0 | 0 | 0 | 0 | 0 | 0 | 0 | 0 | 0 | 0 | 0 | 0 | 0 | 0 | 0
Cancelled | US | TRE |  |  | 10INR0055 |  | TORDILLA WIND ENERGY |  |  | WT | WND |  | Wind | 2050-12-31 |  | 60 | 9 | 12 | 0 | 0 | 0 | 0 | 0 | 0 | 0 | 0 | 0 | 0 | 0 | 0 | 0 | 0 | 0 | 0 | 0 | 0 | 0 | 0 | 0 | 0 | 0 | 0 | 0 | 0 | 0 | 0 | 0 | 0 | 0 | 0 | 0 | 0 | 0 | 0 | 0 | 0 | 0 | 0 | 0 | 0 | 0 | 0
Cancelled | US | TRE |  |  | 10INR0056 |  | MESQUITE CREEK |  |  | WT | WND |  | Wind | 2050-12-31 |  | 249 | 37.35 | 49.8 | 0 | 0 | 0 | 0 | 0 | 0 | 0 | 0 | 0 | 0 | 0 | 0 | 0 | 0 | 0 | 0 | 0 | 0 | 0 | 0 | 0 | 0 | 0 | 0 | 0 | 0 | 0 | 0 | 0 | 0 | 0 | 0 | 0 | 0 | 0 | 0 | 0 | 0 | 0 | 0 | 0 | 0 | 0 | 0
Cancelled | US | TRE |  |  | 10INR0057 |  | BISON WIND FARM |  |  | WT | WND |  | Wind | 2050-12-31 |  | 200 | 30 | 40 | 0 | 0 | 0 | 0 | 0 | 0 | 0 | 0 | 0 | 0 | 0 | 0 | 0 | 0 | 0 | 0 | 0 | 0 | 0 | 0 | 0 | 0 | 0 | 0 | 0 | 0 | 0 | 0 | 0 | 0 | 0 | 0 | 0 | 0 | 0 | 0 | 0 | 0 | 0 | 0 | 0 | 0 | 0 | 0
Cancelled | US | TRE |  |  | 10INR0058 |  | PORT MANSFIELD 138 WINDFARM |  |  | WT | WND |  | Wind | 2050-12-31 |  | 200 | 116 | 86 | 0 | 0 | 0 | 0 | 0 | 0 | 0 | 0 | 0 | 0 | 0 | 0 | 0 | 0 | 0 | 0 | 0 | 0 | 0 | 0 | 0 | 0 | 0 | 0 | 0 | 0 | 0 | 0 | 0 | 0 | 0 | 0 | 0 | 0 | 0 | 0 | 0 | 0 | 0 | 0 | 0 | 0 | 0 | 0
Cancelled | US | TRE |  |  | 10INR0059 |  | ZAPATA WINDFARM |  |  | WT | WND |  | Wind | 2050-12-31 |  | 250.7 | 37.605 | 50.14 | 0 | 0 | 0 | 0 | 0 | 0 | 0 | 0 | 0 | 0 | 0 | 0 | 0 | 0 | 0 | 0 | 0 | 0 | 0 | 0 | 0 | 0 | 0 | 0 | 0 | 0 | 0 | 0 | 0 | 0 | 0 | 0 | 0 | 0 | 0 | 0 | 0 | 0 | 0 | 0 | 0 | 0 | 0 | 0
Cancelled | US | TRE |  |  | 10INR0061 |  | ZAPATA RADIAL WINDFARM |  |  | WT | WND |  | Wind | 2050-12-31 |  | 70 | 10.5 | 14 | 0 | 0 | 0 | 0 | 0 | 0 | 0 | 0 | 0 | 0 | 0 | 0 | 0 | 0 | 0 | 0 | 0 | 0 | 0 | 0 | 0 | 0 | 0 | 0 | 0 | 0 | 0 | 0 | 0 | 0 | 0 | 0 | 0 | 0 | 0 | 0 | 0 | 0 | 0 | 0 | 0 | 0 | 0 | 0
Cancelled | US | TRE |  |  | 10INR0062a |  | LONGFELLOW RANCH PARTNERS PROJECT PH 1 |  |  | WT | WND |  | Wind | 2050-12-31 01:00 |  | 80 | 12 | 16 | 0 | 0 | 0 | 0 | 0 | 0 | 0 | 0 | 0 | 0 | 0 | 0 | 0 | 0 | 0 | 0 | 0 | 0 | 0 | 0 | 0 | 0 | 0 | 0 | 0 | 0 | 0 | 0 | 0 | 0 | 0 | 0 | 0 | 0 | 0 | 0 | 0 | 0 | 0 | 0 | 0 | 0 | 0 | 0
Cancelled | US | TRE |  |  | 10INR0062b |  | LONGFELLOW RANCH PARTNERS PROJECT PH 2 |  |  | WT | WND |  | Wind | 2050-12-31 |  | 220 | 33 | 44 | 0 | 0 | 0 | 0 | 0 | 0 | 0 | 0 | 0 | 0 | 0 | 0 | 0 | 0 | 0 | 0 | 0 | 0 | 0 | 0 | 0 | 0 | 0 | 0 | 0 | 0 | 0 | 0 | 0 | 0 | 0 | 0 | 0 | 0 | 0 | 0 | 0 | 0 | 0 | 0 | 0 | 0 | 0 | 0
Cancelled | US | TRE |  |  | 10INR0062c |  | LONGFELLOW RANCH PARTNERS PROJECT PH 3 |  |  | WT | WND |  | Wind | 2050-12-31 |  | 201 | 30.15 | 40.2 | 0 | 0 | 0 | 0 | 0 | 0 | 0 | 0 | 0 | 0 | 0 | 0 | 0 | 0 | 0 | 0 | 0 | 0 | 0 | 0 | 0 | 0 | 0 | 0 | 0 | 0 | 0 | 0 | 0 | 0 | 0 | 0 | 0 | 0 | 0 | 0 | 0 | 0 | 0 | 0 | 0 | 0 | 0 | 0
Cancelled | US | TRE |  |  | 10INR0063 |  | SUN TOWER X1 |  |  | PV | SUN |  | Solar | 2050-12-31 |  | 92 | 68.08 | 11.04 | 0 | 0 | 0 | 0 | 0 | 0 | 0 | 0 | 0 | 0 | 0 | 0 | 0 | 0 | 0 | 0 | 0 | 0 | 0 | 0 | 0 | 0 | 0 | 0 | 0 | 0 | 0 | 0 | 0 | 0 | 0 | 0 | 0 | 0 | 0 | 0 | 0 | 0 | 0 | 0 | 0 | 0 | 0 | 0
Cancelled | US | TRE |  |  | 10INR0064 |  | SUN TOWER X2 |  |  | PV | SUN |  | Solar | 2050-12-31 |  | 92 | 68.08 | 11.04 | 0 | 0 | 0 | 0 | 0 | 0 | 0 | 0 | 0 | 0 | 0 | 0 | 0 | 0 | 0 | 0 | 0 | 0 | 0 | 0 | 0 | 0 | 0 | 0 | 0 | 0 | 0 | 0 | 0 | 0 | 0 | 0 | 0 | 0 | 0 | 0 | 0 | 0 | 0 | 0 | 0 | 0 | 0 | 0
Cancelled | US | TRE |  |  | 10INR0065 |  | SUN TOWER X3 |  |  | PV | SUN |  | Solar | 2050-12-31 |  | 92 | 68.08 | 11.04 | 0 | 0 | 0 | 0 | 0 | 0 | 0 | 0 | 0 | 0 | 0 | 0 | 0 | 0 | 0 | 0 | 0 | 0 | 0 | 0 | 0 | 0 | 0 | 0 | 0 | 0 | 0 | 0 | 0 | 0 | 0 | 0 | 0 | 0 | 0 | 0 | 0 | 0 | 0 | 0 | 0 | 0 | 0 | 0
Cancelled | US | TRE |  |  | 10INR0066 |  | SUN TOWER Y1 |  |  | PV | SUN |  | Solar | 2050-12-31 |  | 184 | 136.16 | 22.08 | 0 | 0 | 0 | 0 | 0 | 0 | 0 | 0 | 0 | 0 | 0 | 0 | 0 | 0 | 0 | 0 | 0 | 0 | 0 | 0 | 0 | 0 | 0 | 0 | 0 | 0 | 0 | 0 | 0 | 0 | 0 | 0 | 0 | 0 | 0 | 0 | 0 | 0 | 0 | 0 | 0 | 0 | 0 | 0
Cancelled | US | TRE |  |  | 10INR0067 |  | SUN TOWER Y2 |  |  | PV | SUN |  | Solar | 2050-12-31 |  | 184 | 136.16 | 22.08 | 0 | 0 | 0 | 0 | 0 | 0 | 0 | 0 | 0 | 0 | 0 | 0 | 0 | 0 | 0 | 0 | 0 | 0 | 0 | 0 | 0 | 0 | 0 | 0 | 0 | 0 | 0 | 0 | 0 | 0 | 0 | 0 | 0 | 0 | 0 | 0 | 0 | 0 | 0 | 0 | 0 | 0 | 0 | 0
Cancelled | US | TRE |  |  | 10INR0068 |  | SUN TOWER Y3 |  |  | PV | SUN |  | Solar | 2050-12-31 |  | 184 | 136.16 | 22.08 | 0 | 0 | 0 | 0 | 0 | 0 | 0 | 0 | 0 | 0 | 0 | 0 | 0 | 0 | 0 | 0 | 0 | 0 | 0 | 0 | 0 | 0 | 0 | 0 | 0 | 0 | 0 | 0 | 0 | 0 | 0 | 0 | 0 | 0 | 0 | 0 | 0 | 0 | 0 | 0 | 0 | 0 | 0 | 0
Cancelled | US | TRE |  |  | 10INR0071 |  | SALTGRASS-SARGENT WIND |  |  | WT | WND |  | Wind | 2050-12-31 |  | 75 | 43.5 | 32.25 | 0 | 0 | 0 | 0 | 0 | 0 | 0 | 0 | 0 | 0 | 0 | 0 | 0 | 0 | 0 | 0 | 0 | 0 | 0 | 0 | 0 | 0 | 0 | 0 | 0 | 0 | 0 | 0 | 0 | 0 | 0 | 0 | 0 | 0 | 0 | 0 | 0 | 0 | 0 | 0 | 0 | 0 | 0 | 0
Cancelled | US | TRE |  |  | 10INR0072 |  | WEBBERVILLE SOLAR PROJECT |  |  | PV | SUN |  | Solar | 2050-12-31 |  | 35 | 25.9 | 4.2 | 0 | 0 | 0 | 0 | 0 | 0 | 0 | 0 | 0 | 0 | 0 | 0 | 0 | 0 | 0 | 0 | 0 | 0 | 0 | 0 | 0 | 0 | 0 | 0 | 0 | 0 | 0 | 0 | 0 | 0 | 0 | 0 | 0 | 0 | 0 | 0 | 0 | 0 | 0 | 0 | 0 | 0 | 0 | 0
Cancelled | US | TRE |  |  | 10INR0073 |  | EVEREST PEAKER | Combined-Cycle | Gas | CC | NG |  | Natural Gas and Other Gases | 2050-12-31 |  | 100 | 100 | 100 | 0 | 0 | 0 | 0 | 0 | 0 | 0 | 0 | 0 | 0 | 0 | 0 | 0 | 0 | 0 | 0 | 0 | 0 | 0 | 0 | 0 | 0 | 0 | 0 | 0 | 0 | 0 | 0 | 0 | 0 | 0 | 0 | 0 | 0 | 0 | 0 | 0 | 0 | 0 | 0 | 0 | 0 | 0 | 0
Cancelled | US | TRE |  |  | 10INR0074 |  | JENSEN WIND ENERGY PROJECT |  |  | WT | WND |  | Wind | 2050-12-31 |  | 499 | 74.85 | 99.8 | 0 | 0 | 0 | 0 | 0 | 0 | 0 | 0 | 0 | 0 | 0 | 0 | 0 | 0 | 0 | 0 | 0 | 0 | 0 | 0 | 0 | 0 | 0 | 0 | 0 | 0 | 0 | 0 | 0 | 0 | 0 | 0 | 0 | 0 | 0 | 0 | 0 | 0 | 0 | 0 | 0 | 0 | 0 | 0
Cancelled | US | TRE |  |  | 10INR0075 |  | SUN TOWER X4 |  |  | PV | SUN |  | Solar | 2050-12-31 |  | 92 | 68.08 | 11.04 | 0 | 0 | 0 | 0 | 0 | 0 | 0 | 0 | 0 | 0 | 0 | 0 | 0 | 0 | 0 | 0 | 0 | 0 | 0 | 0 | 0 | 0 | 0 | 0 | 0 | 0 | 0 | 0 | 0 | 0 | 0 | 0 | 0 | 0 | 0 | 0 | 0 | 0 | 0 | 0 | 0 | 0 | 0 | 0
Cancelled | US | TRE |  |  | 10INR0076 |  | BORDAS WIND FARM |  |  | WT | WND |  | Wind | 2050-12-31 |  | 225 | 33.75 | 45 | 0 | 0 | 0 | 0 | 0 | 0 | 0 | 0 | 0 | 0 | 0 | 0 | 0 | 0 | 0 | 0 | 0 | 0 | 0 | 0 | 0 | 0 | 0 | 0 | 0 | 0 | 0 | 0 | 0 | 0 | 0 | 0 | 0 | 0 | 0 | 0 | 0 | 0 | 0 | 0 | 0 | 0 | 0 | 0
Cancelled | US | TRE |  |  | 10INR0077 |  | KAISER CREEK WINDFARM |  |  | WT | WND |  | Wind | 2050-12-31 |  | 101 | 15.15 | 20.2 | 0 | 0 | 0 | 0 | 0 | 0 | 0 | 0 | 0 | 0 | 0 | 0 | 0 | 0 | 0 | 0 | 0 | 0 | 0 | 0 | 0 | 0 | 0 | 0 | 0 | 0 | 0 | 0 | 0 | 0 | 0 | 0 | 0 | 0 | 0 | 0 | 0 | 0 | 0 | 0 | 0 | 0 | 0 | 0
Cancelled | US | TRE |  |  | 10INR0078 |  | YGNACIO WINDFARM |  |  | WT | WND |  | Wind | 2050-12-31 |  | 149 | 22.35 | 29.8 | 0 | 0 | 0 | 0 | 0 | 0 | 0 | 0 | 0 | 0 | 0 | 0 | 0 | 0 | 0 | 0 | 0 | 0 | 0 | 0 | 0 | 0 | 0 | 0 | 0 | 0 | 0 | 0 | 0 | 0 | 0 | 0 | 0 | 0 | 0 | 0 | 0 | 0 | 0 | 0 | 0 | 0 | 0 | 0
Cancelled | US | TRE |  |  | 10INR0079 |  | SPRING CREEK WIND |  |  | WT | WND |  | Wind | 2050-12-31 |  | 60 | 9 | 12 | 0 | 0 | 0 | 0 | 0 | 0 | 0 | 0 | 0 | 0 | 0 | 0 | 0 | 0 | 0 | 0 | 0 | 0 | 0 | 0 | 0 | 0 | 0 | 0 | 0 | 0 | 0 | 0 | 0 | 0 | 0 | 0 | 0 | 0 | 0 | 0 | 0 | 0 | 0 | 0 | 0 | 0 | 0 | 0
Cancelled | US | TRE |  |  | 10INR0080 |  | WESTERN RANCH SOLAR1 |  |  | PV | SUN |  | Solar | 2050-12-31 |  | 81 | 59.94 | 9.72 | 0 | 0 | 0 | 0 | 0 | 0 | 0 | 0 | 0 | 0 | 0 | 0 | 0 | 0 | 0 | 0 | 0 | 0 | 0 | 0 | 0 | 0 | 0 | 0 | 0 | 0 | 0 | 0 | 0 | 0 | 0 | 0 | 0 | 0 | 0 | 0 | 0 | 0 | 0 | 0 | 0 | 0 | 0 | 0
Cancelled | US | TRE |  |  | 10INR0081a |  | SHANNON-1 WIND FARM PHASE 1 |  |  | WT | WND |  | Wind | 2050-12-31 |  | 30.4 | 4.56 | 6.08 | 0 | 0 | 0 | 0 | 0 | 0 | 0 | 0 | 0 | 0 | 0 | 0 | 0 | 0 | 0 | 0 | 0 | 0 | 0 | 0 | 0 | 0 | 0 | 0 | 0 | 0 | 0 | 0 | 0 | 0 | 0 | 0 | 0 | 0 | 0 | 0 | 0 | 0 | 0 | 0 | 0 | 0 | 0 | 0
Cancelled | US | TRE |  |  | 10INR0081b |  | SHANNON-1 WIND FARM PHASE 2 |  |  | WT | WND |  | Wind | 2050-12-31 |  | 19.2 | 2.88 | 3.84 | 0 | 0 | 0 | 0 | 0 | 0 | 0 | 0 | 0 | 0 | 0 | 0 | 0 | 0 | 0 | 0 | 0 | 0 | 0 | 0 | 0 | 0 | 0 | 0 | 0 | 0 | 0 | 0 | 0 | 0 | 0 | 0 | 0 | 0 | 0 | 0 | 0 | 0 | 0 | 0 | 0 | 0 | 0 | 0
Cancelled | US | TRE |  |  | 10INR0083 |  | DEEPWATER ENERGY STORAGE | Battery Energy Storage | Other | BA | MWH |  | Other | 2050-12-31 |  | 20 | 0 | 0 | 0 | 0 | 0 | 0 | 0 | 0 | 0 | 0 | 0 | 0 | 0 | 0 | 0 | 0 | 0 | 0 | 0 | 0 | 0 | 0 | 0 | 0 | 0 | 0 | 0 | 0 | 0 | 0 | 0 | 0 | 0 | 0 | 0 | 0 | 0 | 0 | 0 | 0 | 0 | 0 | 0 | 0 | 0 | 0
Cancelled | US | TRE |  |  | 10INR0084 |  | FAS 1 SOLAR PROJECT |  |  | PV | SUN |  | Solar | 2050-12-31 |  | 50 | 37 | 6 | 0 | 0 | 0 | 0 | 0 | 0 | 0 | 0 | 0 | 0 | 0 | 0 | 0 | 0 | 0 | 0 | 0 | 0 | 0 | 0 | 0 | 0 | 0 | 0 | 0 | 0 | 0 | 0 | 0 | 0 | 0 | 0 | 0 | 0 | 0 | 0 | 0 | 0 | 0 | 0 | 0 | 0 | 0 | 0
Cancelled | US | TRE |  |  | 10INR0085 |  | WEST TEXAS ANGELOS |  |  | PV | SUN |  | Solar | 2014-12-01 |  | 57 | 42.18 | 6.84 | 0 | 0 | 0 | 0 | 0 | 0 | 0 | 0 | 0 | 0 | 0 | 0 | 0 | 0 | 0 | 0 | 0 | 0 | 0 | 0 | 0 | 0 | 0 | 0 | 0 | 0 | 0 | 0 | 0 | 0 | 0 | 0 | 0 | 0 | 0 | 0 | 0 | 0 | 0 | 0 | 0 | 0 | 0 | 0
Cancelled | US | TRE |  |  | 10INR0086 |  | WEST TEXAS ANGELOS II |  |  | PV | SUN |  | Solar | 2050-12-31 |  | 10 | 7.4 | 1.2 | 0 | 0 | 0 | 0 | 0 | 0 | 0 | 0 | 0 | 0 | 0 | 0 | 0 | 0 | 0 | 0 | 0 | 0 | 0 | 0 | 0 | 0 | 0 | 0 | 0 | 0 | 0 | 0 | 0 | 0 | 0 | 0 | 0 | 0 | 0 | 0 | 0 | 0 | 0 | 0 | 0 | 0 | 0 | 0
Cancelled | US | TRE |  |  | 10INR0087 |  | WEST TEXAS ANGELOS III |  |  | PV | SUN |  | Solar | 2050-12-31 |  | 10 | 7.4 | 1.2 | 0 | 0 | 0 | 0 | 0 | 0 | 0 | 0 | 0 | 0 | 0 | 0 | 0 | 0 | 0 | 0 | 0 | 0 | 0 | 0 | 0 | 0 | 0 | 0 | 0 | 0 | 0 | 0 | 0 | 0 | 0 | 0 | 0 | 0 | 0 | 0 | 0 | 0 | 0 | 0 | 0 | 0 | 0 | 0
Cancelled | US | TRE |  |  | 10INR0088 |  | WEST TEXAS ANGELOS IV |  |  | PV | SUN |  | Solar | 2050-12-31 |  | 10 | 7.4 | 1.2 | 0 | 0 | 0 | 0 | 0 | 0 | 0 | 0 | 0 | 0 | 0 | 0 | 0 | 0 | 0 | 0 | 0 | 0 | 0 | 0 | 0 | 0 | 0 | 0 | 0 | 0 | 0 | 0 | 0 | 0 | 0 | 0 | 0 | 0 | 0 | 0 | 0 | 0 | 0 | 0 | 0 | 0 | 0 | 0
Cancelled | US | TRE |  |  | 10INR0089 |  | DEEPWATER ENERGY STORAGE | Battery Energy Storage | Other | BA | MWH |  | Other | 2014-03-31 |  | 40 | 0 | 0 | 0 | 0 | 0 | 0 | 0 | 0 | 0 | 0 | 0 | 0 | 0 | 0 | 0 | 0 | 0 | 0 | 0 | 0 | 0 | 0 | 0 | 0 | 0 | 0 | 0 | 0 | 0 | 0 | 0 | 0 | 0 | 0 | 0 | 0 | 0 | 0 | 0 | 0 | 0 | 0 | 0 | 0 | 0 | 0
Cancelled | US | TRE |  |  | 10INR0090 |  | DIOSPYROS |  |  | PV | SUN |  | Solar | 2050-12-31 |  | 38 | 28.12 | 4.56 | 0 | 0 | 0 | 0 | 0 | 0 | 0 | 0 | 0 | 0 | 0 | 0 | 0 | 0 | 0 | 0 | 0 | 0 | 0 | 0 | 0 | 0 | 0 | 0 | 0 | 0 | 0 | 0 | 0 | 0 | 0 | 0 | 0 | 0 | 0 | 0 | 0 | 0 | 0 | 0 | 0 | 0 | 0 | 0
Cancelled | US | TRE |  |  | 11INR0001 |  | TWIN OAKS 3 |  |  | ST | LFG |  | Biomass | 2050-12-31 |  | 630 | 630 | 630 | 0 | 0 | 0 | 0 | 0 | 0 | 0 | 0 | 0 | 0 | 0 | 0 | 0 | 0 | 0 | 0 | 0 | 0 | 0 | 0 | 0 | 0 | 0 | 0 | 0 | 0 | 0 | 0 | 0 | 0 | 0 | 0 | 0 | 0 | 0 | 0 | 0 | 0 | 0 | 0 | 0 | 0 | 0 | 0
Cancelled | US | TRE |  |  | 11INR0002 |  | SANDY CREEK 2 | Steam Turbine other than Combined-Cycl | Coal | ST | SUB |  | Coal | 2050-12-31 |  | 800 | 800 | 800 | 0 | 0 | 0 | 0 | 0 | 0 | 0 | 0 | 0 | 0 | 0 | 0 | 0 | 0 | 0 | 0 | 0 | 0 | 0 | 0 | 0 | 0 | 0 | 0 | 0 | 0 | 0 | 0 | 0 | 0 | 0 | 0 | 0 | 0 | 0 | 0 | 0 | 0 | 0 | 0 | 0 | 0 | 0 | 0
Cancelled | US | TRE |  |  | 11INR0003 |  | BAY CITY ENERGY CENTER | Steam Turbine other than Combined-Cycl | Coal | ST | SUB |  | Coal | 2050-12-31 01:00 |  | 1200 | 1200 | 1200 | 0 | 0 | 0 | 0 | 0 | 0 | 0 | 0 | 0 | 0 | 0 | 0 | 0 | 0 | 0 | 0 | 0 | 0 | 0 | 0 | 0 | 0 | 0 | 0 | 0 | 0 | 0 | 0 | 0 | 0 | 0 | 0 | 0 | 0 | 0 | 0 | 0 | 0 | 0 | 0 | 0 | 0 | 0 | 0
Cancelled | US | TRE |  |  | 11INR0004 |  | PORT LAVACA ENERGY CENTER | Steam Turbine other than Combined-Cycl | Coal | ST | SUB |  | Coal | 2050-12-31 01:00 |  | 1200 | 1200 | 1200 | 0 | 0 | 0 | 0 | 0 | 0 | 0 | 0 | 0 | 0 | 0 | 0 | 0 | 0 | 0 | 0 | 0 | 0 | 0 | 0 | 0 | 0 | 0 | 0 | 0 | 0 | 0 | 0 | 0 | 0 | 0 | 0 | 0 | 0 | 0 | 0 | 0 | 0 | 0 | 0 | 0 | 0 | 0 | 0
Cancelled | US | TRE |  |  | 11INR0005 |  | TRANS-PECOS WIND FARM |  |  | WT | WND |  | Wind | 2050-12-31 |  | 500 | 75 | 100 | 0 | 0 | 0 | 0 | 0 | 0 | 0 | 0 | 0 | 0 | 0 | 0 | 0 | 0 | 0 | 0 | 0 | 0 | 0 | 0 | 0 | 0 | 0 | 0 | 0 | 0 | 0 | 0 | 0 | 0 | 0 | 0 | 0 | 0 | 0 | 0 | 0 | 0 | 0 | 0 | 0 | 0 | 0 | 0
Cancelled | US | TRE |  |  | 11INR0006 |  | LAMAR POWER PARK III | Combined-Cycle | Gas | CC | NG |  | Natural Gas and Other Gases | 2050-12-31 |  | 579 | 579 | 579 | 0 | 0 | 0 | 0 | 0 | 0 | 0 | 0 | 0 | 0 | 0 | 0 | 0 | 0 | 0 | 0 | 0 | 0 | 0 | 0 | 0 | 0 | 0 | 0 | 0 | 0 | 0 | 0 | 0 | 0 | 0 | 0 | 0 | 0 | 0 | 0 | 0 | 0 | 0 | 0 | 0 | 0 | 0 | 0
Cancelled | US | TRE |  |  | 11INR0007 |  | MOUNTAIN CREEK | Combined-Cycle | Gas | CC | NG |  | Natural Gas and Other Gases | 2050-12-31 |  | 700 | 700 | 700 | 0 | 0 | 0 | 0 | 0 | 0 | 0 | 0 | 0 | 0 | 0 | 0 | 0 | 0 | 0 | 0 | 0 | 0 | 0 | 0 | 0 | 0 | 0 | 0 | 0 | 0 | 0 | 0 | 0 | 0 | 0 | 0 | 0 | 0 | 0 | 0 | 0 | 0 | 0 | 0 | 0 | 0 | 0 | 0
Cancelled | US | TRE |  |  | 11INR0008a |  | MESA POWER PROJECT |  |  | WT | WND |  | Wind | 2050-12-31 |  | 1000 | 150 | 200 | 0 | 0 | 0 | 0 | 0 | 0 | 0 | 0 | 0 | 0 | 0 | 0 | 0 | 0 | 0 | 0 | 0 | 0 | 0 | 0 | 0 | 0 | 0 | 0 | 0 | 0 | 0 | 0 | 0 | 0 | 0 | 0 | 0 | 0 | 0 | 0 | 0 | 0 | 0 | 0 | 0 | 0 | 0 | 0
Cancelled | US | TRE |  |  | 11INR0008b |  | MESA POWER PROJECT | Steam Turbine other than Combined-Cycl | Coal | ST | SUB |  | Coal | 2050-12-31 |  | 750 | 750 | 750 | 0 | 0 | 0 | 0 | 0 | 0 | 0 | 0 | 0 | 0 | 0 | 0 | 0 | 0 | 0 | 0 | 0 | 0 | 0 | 0 | 0 | 0 | 0 | 0 | 0 | 0 | 0 | 0 | 0 | 0 | 0 | 0 | 0 | 0 | 0 | 0 | 0 | 0 | 0 | 0 | 0 | 0 | 0 | 0
Cancelled | US | TRE |  |  | 11INR0008c |  | MESA POWER PROJECT | Combined-Cycle | Gas | CC | NG |  | Natural Gas and Other Gases | 2050-12-31 |  | 600 | 600 | 600 | 0 | 0 | 0 | 0 | 0 | 0 | 0 | 0 | 0 | 0 | 0 | 0 | 0 | 0 | 0 | 0 | 0 | 0 | 0 | 0 | 0 | 0 | 0 | 0 | 0 | 0 | 0 | 0 | 0 | 0 | 0 | 0 | 0 | 0 | 0 | 0 | 0 | 0 | 0 | 0 | 0 | 0 | 0 | 0
Cancelled | US | TRE |  |  | 11INR0009 |  | NAVARRRO-LS | Combined-Cycle | Gas | CC | NG |  | Natural Gas and Other Gases | 2050-12-31 |  | 1200 | 1200 | 1200 | 0 | 0 | 0 | 0 | 0 | 0 | 0 | 0 | 0 | 0 | 0 | 0 | 0 | 0 | 0 | 0 | 0 | 0 | 0 | 0 | 0 | 0 | 0 | 0 | 0 | 0 | 0 | 0 | 0 | 0 | 0 | 0 | 0 | 0 | 0 | 0 | 0 | 0 | 0 | 0 | 0 | 0 | 0 | 0
Cancelled | US | TRE |  |  | 11INR0011 |  | VICTORIA CITY NUCLEAR | Steam Turbine other than Combined-Cycl | Nuclear | ST | NUC |  | Nuclear | 2050-12-31 |  | 3200 | 3200 | 3200 | 0 | 0 | 0 | 0 | 0 | 0 | 0 | 0 | 0 | 0 | 0 | 0 | 0 | 0 | 0 | 0 | 0 | 0 | 0 | 0 | 0 | 0 | 0 | 0 | 0 | 0 | 0 | 0 | 0 | 0 | 0 | 0 | 0 | 0 | 0 | 0 | 0 | 0 | 0 | 0 | 0 | 0 | 0 | 0
Cancelled | US | TRE |  |  | 11INR0012 |  | INVENERGY LOS OJUELOS WIND |  |  | WT | WND |  | Wind | 2050-12-31 |  | 400 | 60 | 80 | 0 | 0 | 0 | 0 | 0 | 0 | 0 | 0 | 0 | 0 | 0 | 0 | 0 | 0 | 0 | 0 | 0 | 0 | 0 | 0 | 0 | 0 | 0 | 0 | 0 | 0 | 0 | 0 | 0 | 0 | 0 | 0 | 0 | 0 | 0 | 0 | 0 | 0 | 0 | 0 | 0 | 0 | 0 | 0
Cancelled | US | TRE |  |  | 11INR0016 |  | WEST TEXAS WIND FARM |  |  | WT | WND |  | Wind | 2050-12-31 |  | 1500 | 225 | 300 | 0 | 0 | 0 | 0 | 0 | 0 | 0 | 0 | 0 | 0 | 0 | 0 | 0 | 0 | 0 | 0 | 0 | 0 | 0 | 0 | 0 | 0 | 0 | 0 | 0 | 0 | 0 | 0 | 0 | 0 | 0 | 0 | 0 | 0 | 0 | 0 | 0 | 0 | 0 | 0 | 0 | 0 | 0 | 0
Cancelled | US | TRE |  |  | 11INR0017 |  | WEST TEXAS II WIND FARM |  |  | WT | WND |  | Wind | 2050-12-31 |  | 2001 | 300.15 | 400.2 | 0 | 0 | 0 | 0 | 0 | 0 | 0 | 0 | 0 | 0 | 0 | 0 | 0 | 0 | 0 | 0 | 0 | 0 | 0 | 0 | 0 | 0 | 0 | 0 | 0 | 0 | 0 | 0 | 0 | 0 | 0 | 0 | 0 | 0 | 0 | 0 | 0 | 0 | 0 | 0 | 0 | 0 | 0 | 0
Cancelled | US | TRE |  |  | 11INR0018 |  | PANDA NONAME1 | Combined-Cycle | Gas | CC | NG |  | Natural Gas and Other Gases | 2050-12-31 |  | 600 | 600 | 600 | 0 | 0 | 0 | 0 | 0 | 0 | 0 | 0 | 0 | 0 | 0 | 0 | 0 | 0 | 0 | 0 | 0 | 0 | 0 | 0 | 0 | 0 | 0 | 0 | 0 | 0 | 0 | 0 | 0 | 0 | 0 | 0 | 0 | 0 | 0 | 0 | 0 | 0 | 0 | 0 | 0 | 0 | 0 | 0
Cancelled | US | TRE |  |  | 11INR0019 |  | TRANS PECOS II WIND FARM |  |  | WT | WND |  | Wind | 2050-12-31 |  | 200 | 30 | 40 | 0 | 0 | 0 | 0 | 0 | 0 | 0 | 0 | 0 | 0 | 0 | 0 | 0 | 0 | 0 | 0 | 0 | 0 | 0 | 0 | 0 | 0 | 0 | 0 | 0 | 0 | 0 | 0 | 0 | 0 | 0 | 0 | 0 | 0 | 0 | 0 | 0 | 0 | 0 | 0 | 0 | 0 | 0 | 0
Cancelled | US | TRE |  |  | 11INR0020 |  | TRANS PECOS III WIND FARM |  |  | WT | WND |  | Wind | 2050-12-31 |  | 200 | 30 | 40 | 0 | 0 | 0 | 0 | 0 | 0 | 0 | 0 | 0 | 0 | 0 | 0 | 0 | 0 | 0 | 0 | 0 | 0 | 0 | 0 | 0 | 0 | 0 | 0 | 0 | 0 | 0 | 0 | 0 | 0 | 0 | 0 | 0 | 0 | 0 | 0 | 0 | 0 | 0 | 0 | 0 | 0 | 0 | 0
Cancelled | US | TRE |  |  | 11INR0021 |  | FORT CONCHO II WIND FARM |  |  | WT | WND |  | Wind | 2050-12-31 |  | 200 | 30 | 40 | 0 | 0 | 0 | 0 | 0 | 0 | 0 | 0 | 0 | 0 | 0 | 0 | 0 | 0 | 0 | 0 | 0 | 0 | 0 | 0 | 0 | 0 | 0 | 0 | 0 | 0 | 0 | 0 | 0 | 0 | 0 | 0 | 0 | 0 | 0 | 0 | 0 | 0 | 0 | 0 | 0 | 0 | 0 | 0
Cancelled | US | TRE |  |  | 11INR0022 |  | FORT CONCHO III WIND FARM |  |  | WT | WND |  | Wind | 2050-12-31 |  | 200 | 30 | 40 | 0 | 0 | 0 | 0 | 0 | 0 | 0 | 0 | 0 | 0 | 0 | 0 | 0 | 0 | 0 | 0 | 0 | 0 | 0 | 0 | 0 | 0 | 0 | 0 | 0 | 0 | 0 | 0 | 0 | 0 | 0 | 0 | 0 | 0 | 0 | 0 | 0 | 0 | 0 | 0 | 0 | 0 | 0 | 0
Cancelled | US | TRE |  |  | 11INR0023 |  | HAGIN'S WIND |  |  | WT | WND |  | Wind | 2050-12-31 01:00 |  | 400 | 60 | 80 | 0 | 0 | 0 | 0 | 0 | 0 | 0 | 0 | 0 | 0 | 0 | 0 | 0 | 0 | 0 | 0 | 0 | 0 | 0 | 0 | 0 | 0 | 0 | 0 | 0 | 0 | 0 | 0 | 0 | 0 | 0 | 0 | 0 | 0 | 0 | 0 | 0 | 0 | 0 | 0 | 0 | 0 | 0 | 0
Cancelled | US | TRE |  |  | 11INR0024 |  | BANDIT'S RUN WIND |  |  | WT | WND |  | Wind | 2050-12-31 01:00 |  | 250 | 37.5 | 50 | 0 | 0 | 0 | 0 | 0 | 0 | 0 | 0 | 0 | 0 | 0 | 0 | 0 | 0 | 0 | 0 | 0 | 0 | 0 | 0 | 0 | 0 | 0 | 0 | 0 | 0 | 0 | 0 | 0 | 0 | 0 | 0 | 0 | 0 | 0 | 0 | 0 | 0 | 0 | 0 | 0 | 0 | 0 | 0
Cancelled | US | TRE |  |  | 11INR0025 |  | HOOVER'S RIDGE WIND |  |  | WT | WND |  | Wind | 2050-12-31 01:00 |  | 400 | 60 | 80 | 0 | 0 | 0 | 0 | 0 | 0 | 0 | 0 | 0 | 0 | 0 | 0 | 0 | 0 | 0 | 0 | 0 | 0 | 0 | 0 | 0 | 0 | 0 | 0 | 0 | 0 | 0 | 0 | 0 | 0 | 0 | 0 | 0 | 0 | 0 | 0 | 0 | 0 | 0 | 0 | 0 | 0 | 0 | 0
Cancelled | US | TRE |  |  | 11INR0026 |  | TEXAS PLAINS WINDPARK |  |  | WT | WND |  | Wind | 2050-12-31 01:00 |  | 100 | 15 | 20 | 0 | 0 | 0 | 0 | 0 | 0 | 0 | 0 | 0 | 0 | 0 | 0 | 0 | 0 | 0 | 0 | 0 | 0 | 0 | 0 | 0 | 0 | 0 | 0 | 0 | 0 | 0 | 0 | 0 | 0 | 0 | 0 | 0 | 0 | 0 | 0 | 0 | 0 | 0 | 0 | 0 | 0 | 0 | 0
Cancelled | US | TRE |  |  | 11INR0027 |  | ELLIS COUNTY ENERGY | Combined-Cycle | Gas | CC | NG |  | Natural Gas and Other Gases | 2050-12-31 01:00 |  | 1280 | 1280 | 1280 | 0 | 0 | 0 | 0 | 0 | 0 | 0 | 0 | 0 | 0 | 0 | 0 | 0 | 0 | 0 | 0 | 0 | 0 | 0 | 0 | 0 | 0 | 0 | 0 | 0 | 0 | 0 | 0 | 0 | 0 | 0 | 0 | 0 | 0 | 0 | 0 | 0 | 0 | 0 | 0 | 0 | 0 | 0 | 0
Cancelled | US | TRE |  |  | 11INR0028 |  | GRIMES COUNTY ENERGY | Combined-Cycle | Gas | CC | NG |  | Natural Gas and Other Gases | 2050-12-31 01:00 |  | 1280 | 1280 | 1280 | 0 | 0 | 0 | 0 | 0 | 0 | 0 | 0 | 0 | 0 | 0 | 0 | 0 | 0 | 0 | 0 | 0 | 0 | 0 | 0 | 0 | 0 | 0 | 0 | 0 | 0 | 0 | 0 | 0 | 0 | 0 | 0 | 0 | 0 | 0 | 0 | 0 | 0 | 0 | 0 | 0 | 0 | 0 | 0
Cancelled | US | TRE |  |  | 11INR0029 |  | THROCKMORTON WIND PH1 |  |  | WT | WND |  | Wind | 2050-12-31 01:00 |  | 200 | 30 | 40 | 0 | 0 | 0 | 0 | 0 | 0 | 0 | 0 | 0 | 0 | 0 | 0 | 0 | 0 | 0 | 0 | 0 | 0 | 0 | 0 | 0 | 0 | 0 | 0 | 0 | 0 | 0 | 0 | 0 | 0 | 0 | 0 | 0 | 0 | 0 | 0 | 0 | 0 | 0 | 0 | 0 | 0 | 0 | 0
Cancelled | US | TRE |  |  | 11INR0030 |  | THROCKMORTON WIND PH2 |  |  | WT | WND |  | Wind | 2050-12-31 01:00 |  | 200 | 30 | 40 | 0 | 0 | 0 | 0 | 0 | 0 | 0 | 0 | 0 | 0 | 0 | 0 | 0 | 0 | 0 | 0 | 0 | 0 | 0 | 0 | 0 | 0 | 0 | 0 | 0 | 0 | 0 | 0 | 0 | 0 | 0 | 0 | 0 | 0 | 0 | 0 | 0 | 0 | 0 | 0 | 0 | 0 | 0 | 0
Cancelled | US | TRE |  |  | 11INR0031 |  | MASON MOUNTAIN WIND 2 |  |  | WT | WND |  | Wind | 2050-12-31 01:00 |  | 150 | 22.5 | 30 | 0 | 0 | 0 | 0 | 0 | 0 | 0 | 0 | 0 | 0 | 0 | 0 | 0 | 0 | 0 | 0 | 0 | 0 | 0 | 0 | 0 | 0 | 0 | 0 | 0 | 0 | 0 | 0 | 0 | 0 | 0 | 0 | 0 | 0 | 0 | 0 | 0 | 0 | 0 | 0 | 0 | 0 | 0 | 0
Cancelled | US | TRE |  |  | 11INR0032 |  | GARDEN HEIGHTS WIND 2 |  |  | WT | WND |  | Wind | 2050-12-31 01:00 |  | 230 | 34.5 | 46 | 0 | 0 | 0 | 0 | 0 | 0 | 0 | 0 | 0 | 0 | 0 | 0 | 0 | 0 | 0 | 0 | 0 | 0 | 0 | 0 | 0 | 0 | 0 | 0 | 0 | 0 | 0 | 0 | 0 | 0 | 0 | 0 | 0 | 0 | 0 | 0 | 0 | 0 | 0 | 0 | 0 | 0 | 0 | 0
Cancelled | US | TRE |  |  | 11INR0034 |  | LAISLA WIND |  |  | WT | WND |  | Wind | 2050-12-31 01:00 |  | 300 | 174 | 129 | 0 | 0 | 0 | 0 | 0 | 0 | 0 | 0 | 0 | 0 | 0 | 0 | 0 | 0 | 0 | 0 | 0 | 0 | 0 | 0 | 0 | 0 | 0 | 0 | 0 | 0 | 0 | 0 | 0 | 0 | 0 | 0 | 0 | 0 | 0 | 0 | 0 | 0 | 0 | 0 | 0 | 0 | 0 | 0
Cancelled | US | TRE |  |  | 11INR0035 |  | GREEN ACRES WIND |  |  | WT | WND |  | Wind | 2050-12-31 01:00 |  | 500 | 290 | 215 | 0 | 0 | 0 | 0 | 0 | 0 | 0 | 0 | 0 | 0 | 0 | 0 | 0 | 0 | 0 | 0 | 0 | 0 | 0 | 0 | 0 | 0 | 0 | 0 | 0 | 0 | 0 | 0 | 0 | 0 | 0 | 0 | 0 | 0 | 0 | 0 | 0 | 0 | 0 | 0 | 0 | 0 | 0 | 0
Cancelled | US | TRE |  |  | 11INR0036a |  | SALTGRASS WIND PH 1 |  |  | WT | WND |  | Wind | 2050-12-31 01:00 |  | 200 | 116 | 86 | 0 | 0 | 0 | 0 | 0 | 0 | 0 | 0 | 0 | 0 | 0 | 0 | 0 | 0 | 0 | 0 | 0 | 0 | 0 | 0 | 0 | 0 | 0 | 0 | 0 | 0 | 0 | 0 | 0 | 0 | 0 | 0 | 0 | 0 | 0 | 0 | 0 | 0 | 0 | 0 | 0 | 0 | 0 | 0
Cancelled | US | TRE |  |  | 11INR0036b |  | SALTGRASS WIND PH 2 |  |  | WT | WND |  | Wind | 2050-12-31 |  | 200 | 116 | 86 | 0 | 0 | 0 | 0 | 0 | 0 | 0 | 0 | 0 | 0 | 0 | 0 | 0 | 0 | 0 | 0 | 0 | 0 | 0 | 0 | 0 | 0 | 0 | 0 | 0 | 0 | 0 | 0 | 0 | 0 | 0 | 0 | 0 | 0 | 0 | 0 | 0 | 0 | 0 | 0 | 0 | 0 | 0 | 0
Cancelled | US | TRE |  |  | 11INR0037 |  | LINDALE RELIABILITY ENERGY | Steam Turbine other than Combined-Cycl | Gas | GT | NG |  | Natural Gas and Other Gases | 2050-12-31 |  | 55 | 50 | 50 | 0 | 0 | 0 | 0 | 0 | 0 | 0 | 0 | 0 | 0 | 0 | 0 | 0 | 0 | 0 | 0 | 0 | 0 | 0 | 0 | 0 | 0 | 0 | 0 | 0 | 0 | 0 | 0 | 0 | 0 | 0 | 0 | 0 | 0 | 0 | 0 | 0 | 0 | 0 | 0 | 0 | 0 | 0 | 0
Cancelled | US | TRE |  |  | 11INR0038 |  | NOBLE ZAPATA COUNTY WINDPARK |  |  | WT | WND |  | Wind | 2050-12-31 |  | 100 | 15 | 20 | 0 | 0 | 0 | 0 | 0 | 0 | 0 | 0 | 0 | 0 | 0 | 0 | 0 | 0 | 0 | 0 | 0 | 0 | 0 | 0 | 0 | 0 | 0 | 0 | 0 | 0 | 0 | 0 | 0 | 0 | 0 | 0 | 0 | 0 | 0 | 0 | 0 | 0 | 0 | 0 | 0 | 0 | 0 | 0
Cancelled | US | TRE |  |  | 11INR0039 |  | NOBLE STARR COUNTY WINDPARK |  |  | WT | WND |  | Wind | 2050-12-31 01:00 |  | 201 | 30.15 | 40.2 | 0 | 0 | 0 | 0 | 0 | 0 | 0 | 0 | 0 | 0 | 0 | 0 | 0 | 0 | 0 | 0 | 0 | 0 | 0 | 0 | 0 | 0 | 0 | 0 | 0 | 0 | 0 | 0 | 0 | 0 | 0 | 0 | 0 | 0 | 0 | 0 | 0 | 0 | 0 | 0 | 0 | 0 | 0 | 0
Cancelled | US | TRE |  |  | 11INR0040 |  | LAKESIDE G | Combined-Cycle | Gas | CC | NG |  | Natural Gas and Other Gases | 2018-03-01 |  | 749 | 749 | 640 | 0 | 0 | 0 | 0 | 0 | 0 | 0 | 0 | 0 | 0 | 0 | 0 | 0 | 0 | 0 | 0 | 0 | 0 | 0 | 0 | 0 | 0 | 0 | 0 | 0 | 0 | 0 | 0 | 0 | 0 | 0 | 0 | 0 | 0 | 0 | 0 | 0 | 0 | 0 | 0 | 0 | 0 | 0 | 0
Cancelled | US | TRE |  |  | 11INR0041 |  | BAYTOWN SUSTAINABLE ENERGY | Combined-Cycle | Gas | CC | NG |  | Natural Gas and Other Gases | 2050-12-31 01:00 |  | 583 | 483 | 483 | 0 | 0 | 0 | 0 | 0 | 0 | 0 | 0 | 0 | 0 | 0 | 0 | 0 | 0 | 0 | 0 | 0 | 0 | 0 | 0 | 0 | 0 | 0 | 0 | 0 | 0 | 0 | 0 | 0 | 0 | 0 | 0 | 0 | 0 | 0 | 0 | 0 | 0 | 0 | 0 | 0 | 0 | 0 | 0
Cancelled | US | TRE |  |  | 11INR0042 |  | MAVERICK CANYON WIND |  |  | WT | WND |  | Wind | 2050-12-31 01:00 |  | 140 | 21 | 28 | 0 | 0 | 0 | 0 | 0 | 0 | 0 | 0 | 0 | 0 | 0 | 0 | 0 | 0 | 0 | 0 | 0 | 0 | 0 | 0 | 0 | 0 | 0 | 0 | 0 | 0 | 0 | 0 | 0 | 0 | 0 | 0 | 0 | 0 | 0 | 0 | 0 | 0 | 0 | 0 | 0 | 0 | 0 | 0
Cancelled | US | TRE |  |  | 11INR0043 |  | STONE RANCH WIND |  |  | WT | WND |  | Wind | 2050-12-31 |  | 300 | 45 | 60 | 0 | 0 | 0 | 0 | 0 | 0 | 0 | 0 | 0 | 0 | 0 | 0 | 0 | 0 | 0 | 0 | 0 | 0 | 0 | 0 | 0 | 0 | 0 | 0 | 0 | 0 | 0 | 0 | 0 | 0 | 0 | 0 | 0 | 0 | 0 | 0 | 0 | 0 | 0 | 0 | 0 | 0 | 0 | 0
Cancelled | US | TRE |  |  | 11INR0044 |  | BISHOP WIND |  |  | WT | WND |  | Wind | 2050-12-31 |  | 200 | 116 | 86 | 0 | 0 | 0 | 0 | 0 | 0 | 0 | 0 | 0 | 0 | 0 | 0 | 0 | 0 | 0 | 0 | 0 | 0 | 0 | 0 | 0 | 0 | 0 | 0 | 0 | 0 | 0 | 0 | 0 | 0 | 0 | 0 | 0 | 0 | 0 | 0 | 0 | 0 | 0 | 0 | 0 | 0 | 0 | 0
Cancelled | US | TRE |  |  | 11INR0045 |  | SAN PABLO WIND |  |  | WT | WND |  | Wind | 2050-12-31 |  | 200 | 30 | 40 | 0 | 0 | 0 | 0 | 0 | 0 | 0 | 0 | 0 | 0 | 0 | 0 | 0 | 0 | 0 | 0 | 0 | 0 | 0 | 0 | 0 | 0 | 0 | 0 | 0 | 0 | 0 | 0 | 0 | 0 | 0 | 0 | 0 | 0 | 0 | 0 | 0 | 0 | 0 | 0 | 0 | 0 | 0 | 0
Cancelled | US | TRE |  |  | 11INR0046 |  | BRAZORIA TEXAS PEAKERS | Combined-Cycle | Gas | CC | NG |  | Natural Gas and Other Gases | 2050-12-31 |  | 300 | 300 | 300 | 0 | 0 | 0 | 0 | 0 | 0 | 0 | 0 | 0 | 0 | 0 | 0 | 0 | 0 | 0 | 0 | 0 | 0 | 0 | 0 | 0 | 0 | 0 | 0 | 0 | 0 | 0 | 0 | 0 | 0 | 0 | 0 | 0 | 0 | 0 | 0 | 0 | 0 | 0 | 0 | 0 | 0 | 0 | 0
Cancelled | US | TRE |  |  | 11INR0047 |  | BOOTLEG WIND |  |  | WT | WND |  | Wind | 2050-12-31 |  | 600 | 90 | 120 | 0 | 0 | 0 | 0 | 0 | 0 | 0 | 0 | 0 | 0 | 0 | 0 | 0 | 0 | 0 | 0 | 0 | 0 | 0 | 0 | 0 | 0 | 0 | 0 | 0 | 0 | 0 | 0 | 0 | 0 | 0 | 0 | 0 | 0 | 0 | 0 | 0 | 0 | 0 | 0 | 0 | 0 | 0 | 0
Cancelled | US | TRE |  |  | 11INR0048 |  | REED ROAD PROJECT | Combined-Cycle | Gas | CC | NG |  | Natural Gas and Other Gases | 2050-12-31 |  | 300 | 300 | 300 | 0 | 0 | 0 | 0 | 0 | 0 | 0 | 0 | 0 | 0 | 0 | 0 | 0 | 0 | 0 | 0 | 0 | 0 | 0 | 0 | 0 | 0 | 0 | 0 | 0 | 0 | 0 | 0 | 0 | 0 | 0 | 0 | 0 | 0 | 0 | 0 | 0 | 0 | 0 | 0 | 0 | 0 | 0 | 0
Cancelled | US | TRE |  |  | 11INR0049 |  | COLORADO BEND PHASE 3 | Combined-Cycle | Gas | CC | NG |  | Natural Gas and Other Gases | 2050-12-31 |  | 275 | 275 | 275 | 0 | 0 | 0 | 0 | 0 | 0 | 0 | 0 | 0 | 0 | 0 | 0 | 0 | 0 | 0 | 0 | 0 | 0 | 0 | 0 | 0 | 0 | 0 | 0 | 0 | 0 | 0 | 0 | 0 | 0 | 0 | 0 | 0 | 0 | 0 | 0 | 0 | 0 | 0 | 0 | 0 | 0 | 0 | 0
Cancelled | US | TRE |  |  | 11INR0050 |  | MOORE WIND 1 |  |  | WT | WND |  | Wind | 2015-06-01 |  | 149 | 22.35 | 29.8 | 0 | 0 | 0 | 0 | 0 | 0 | 0 | 0 | 0 | 0 | 0 | 0 | 0 | 0 | 0 | 0 | 0 | 0 | 0 | 0 | 0 | 0 | 0 | 0 | 0 | 0 | 0 | 0 | 0 | 0 | 0 | 0 | 0 | 0 | 0 | 0 | 0 | 0 | 0 | 0 | 0 | 0 | 0 | 0
Cancelled | US | TRE |  |  | 11INR0051 |  | NOELKE HILL |  |  | WT | WND |  | Wind | 2050-12-31 |  | 240 | 36 | 48 | 0 | 0 | 0 | 0 | 0 | 0 | 0 | 0 | 0 | 0 | 0 | 0 | 0 | 0 | 0 | 0 | 0 | 0 | 0 | 0 | 0 | 0 | 0 | 0 | 0 | 0 | 0 | 0 | 0 | 0 | 0 | 0 | 0 | 0 | 0 | 0 | 0 | 0 | 0 | 0 | 0 | 0 | 0 | 0
Cancelled | US | TRE |  |  | 11INR0052 |  | BRUSHY GAP WIND |  |  | WT | WND |  | Wind | 2050-12-31 |  | 230 | 34.5 | 46 | 0 | 0 | 0 | 0 | 0 | 0 | 0 | 0 | 0 | 0 | 0 | 0 | 0 | 0 | 0 | 0 | 0 | 0 | 0 | 0 | 0 | 0 | 0 | 0 | 0 | 0 | 0 | 0 | 0 | 0 | 0 | 0 | 0 | 0 | 0 | 0 | 0 | 0 | 0 | 0 | 0 | 0 | 0 | 0
Cancelled | US | TRE |  |  | 11INR0053 |  | MOUNTAIN VIEW WIND |  |  | WT | WND |  | Wind | 2050-12-31 |  | 173 | 25.95 | 34.6 | 0 | 0 | 0 | 0 | 0 | 0 | 0 | 0 | 0 | 0 | 0 | 0 | 0 | 0 | 0 | 0 | 0 | 0 | 0 | 0 | 0 | 0 | 0 | 0 | 0 | 0 | 0 | 0 | 0 | 0 | 0 | 0 | 0 | 0 | 0 | 0 | 0 | 0 | 0 | 0 | 0 | 0 | 0 | 0
Cancelled | US | TRE |  |  | 11INR0055 |  | PALO ALTO FARMS WIND |  |  | WT | WND |  | Wind | 2050-12-31 |  | 210 | 121.8 | 90.3 | 0 | 0 | 0 | 0 | 0 | 0 | 0 | 0 | 0 | 0 | 0 | 0 | 0 | 0 | 0 | 0 | 0 | 0 | 0 | 0 | 0 | 0 | 0 | 0 | 0 | 0 | 0 | 0 | 0 | 0 | 0 | 0 | 0 | 0 | 0 | 0 | 0 | 0 | 0 | 0 | 0 | 0 | 0 | 0
Cancelled | US | TRE |  |  | 11INR0056 |  | CAMPO VENTOSO FARMS WIND |  |  | WT | WND |  | Wind | 2050-12-31 |  | 180 | 104.4 | 77.4 | 0 | 0 | 0 | 0 | 0 | 0 | 0 | 0 | 0 | 0 | 0 | 0 | 0 | 0 | 0 | 0 | 0 | 0 | 0 | 0 | 0 | 0 | 0 | 0 | 0 | 0 | 0 | 0 | 0 | 0 | 0 | 0 | 0 | 0 | 0 | 0 | 0 | 0 | 0 | 0 | 0 | 0 | 0 | 0
Cancelled | US | TRE |  |  | 11INR0058 |  | BARILLA SOLAR POWER |  |  | PV | SUN |  | Solar | 2050-12-31 |  | 135 | 99.9 | 16.2 | 0 | 0 | 0 | 0 | 0 | 0 | 0 | 0 | 0 | 0 | 0 | 0 | 0 | 0 | 0 | 0 | 0 | 0 | 0 | 0 | 0 | 0 | 0 | 0 | 0 | 0 | 0 | 0 | 0 | 0 | 0 | 0 | 0 | 0 | 0 | 0 | 0 | 0 | 0 | 0 | 0 | 0 | 0 | 0
Cancelled | US | TRE |  |  | 11INR0059 |  | WEST TEXAS SOLAR POWER |  |  | PV | SUN |  | Solar | 2050-12-31 |  | 135 | 99.9 | 16.2 | 0 | 0 | 0 | 0 | 0 | 0 | 0 | 0 | 0 | 0 | 0 | 0 | 0 | 0 | 0 | 0 | 0 | 0 | 0 | 0 | 0 | 0 | 0 | 0 | 0 | 0 | 0 | 0 | 0 | 0 | 0 | 0 | 0 | 0 | 0 | 0 | 0 | 0 | 0 | 0 | 0 | 0 | 0 | 0
Cancelled | US | TRE |  |  | 11INR0060 |  | CITY FARM SOLAR ENERGY |  |  | PV | SUN |  | Solar | 2050-12-31 |  | 90 | 66.6 | 10.8 | 0 | 0 | 0 | 0 | 0 | 0 | 0 | 0 | 0 | 0 | 0 | 0 | 0 | 0 | 0 | 0 | 0 | 0 | 0 | 0 | 0 | 0 | 0 | 0 | 0 | 0 | 0 | 0 | 0 | 0 | 0 | 0 | 0 | 0 | 0 | 0 | 0 | 0 | 0 | 0 | 0 | 0 | 0 | 0
Cancelled | US | TRE |  |  | 11INR0061 |  | CHINATI SOLAR POWER |  |  | PV | SUN |  | Solar | 2050-12-31 |  | 90 | 66.6 | 10.8 | 0 | 0 | 0 | 0 | 0 | 0 | 0 | 0 | 0 | 0 | 0 | 0 | 0 | 0 | 0 | 0 | 0 | 0 | 0 | 0 | 0 | 0 | 0 | 0 | 0 | 0 | 0 | 0 | 0 | 0 | 0 | 0 | 0 | 0 | 0 | 0 | 0 | 0 | 0 | 0 | 0 | 0 | 0 | 0
Cancelled | US | TRE |  |  | 11INR0063 |  | LANGFORD WIND POWER II |  |  | WT | WND |  | Wind | 2050-12-31 |  | 200 | 30 | 40 | 0 | 0 | 0 | 0 | 0 | 0 | 0 | 0 | 0 | 0 | 0 | 0 | 0 | 0 | 0 | 0 | 0 | 0 | 0 | 0 | 0 | 0 | 0 | 0 | 0 | 0 | 0 | 0 | 0 | 0 | 0 | 0 | 0 | 0 | 0 | 0 | 0 | 0 | 0 | 0 | 0 | 0 | 0 | 0
Cancelled | US | TRE |  |  | 11INR0064 |  | CHAPMAN RANCH WIND 138 |  |  | WT | WND |  | Wind | 2050-12-31 |  | 48 | 27.84 | 20.64 | 0 | 0 | 0 | 0 | 0 | 0 | 0 | 0 | 0 | 0 | 0 | 0 | 0 | 0 | 0 | 0 | 0 | 0 | 0 | 0 | 0 | 0 | 0 | 0 | 0 | 0 | 0 | 0 | 0 | 0 | 0 | 0 | 0 | 0 | 0 | 0 | 0 | 0 | 0 | 0 | 0 | 0 | 0 | 0
Cancelled | US | TRE |  |  | 11INR0065 |  | CHAPMAN RANCH WIND 345 |  |  | WT | WND |  | Wind | 2016-12-20 |  | 350 | 203 | 150.5 | 0 | 0 | 0 | 0 | 0 | 0 | 0 | 0 | 0 | 0 | 0 | 0 | 0 | 0 | 0 | 0 | 0 | 0 | 0 | 0 | 0 | 0 | 0 | 0 | 0 | 0 | 0 | 0 | 0 | 0 | 0 | 0 | 0 | 0 | 0 | 0 | 0 | 0 | 0 | 0 | 0 | 0 | 0 | 0
Cancelled | US | TRE |  |  | 11INR0066 |  | CIELO-SALT FORK WIND |  |  | WT | WND |  | Wind | 2050-12-31 |  | 805 | 120.75 | 161 | 0 | 0 | 0 | 0 | 0 | 0 | 0 | 0 | 0 | 0 | 0 | 0 | 0 | 0 | 0 | 0 | 0 | 0 | 0 | 0 | 0 | 0 | 0 | 0 | 0 | 0 | 0 | 0 | 0 | 0 | 0 | 0 | 0 | 0 | 0 | 0 | 0 | 0 | 0 | 0 | 0 | 0 | 0 | 0
Cancelled | US | TRE |  |  | 11INR0067 |  | PALMAS ALTAS WIND |  |  | WT | WND |  | Wind | 2050-12-31 |  | 78 | 45.24 | 33.54 | 0 | 0 | 0 | 0 | 0 | 0 | 0 | 0 | 0 | 0 | 0 | 0 | 0 | 0 | 0 | 0 | 0 | 0 | 0 | 0 | 0 | 0 | 0 | 0 | 0 | 0 | 0 | 0 | 0 | 0 | 0 | 0 | 0 | 0 | 0 | 0 | 0 | 0 | 0 | 0 | 0 | 0 | 0 | 0
Cancelled | US | TRE |  |  | 11INR0068 |  | PALMAS WIND (SOUTH) |  |  | WT | WND |  | Wind | 2050-12-31 |  | 78 | 45.24 | 33.54 | 0 | 0 | 0 | 0 | 0 | 0 | 0 | 0 | 0 | 0 | 0 | 0 | 0 | 0 | 0 | 0 | 0 | 0 | 0 | 0 | 0 | 0 | 0 | 0 | 0 | 0 | 0 | 0 | 0 | 0 | 0 | 0 | 0 | 0 | 0 | 0 | 0 | 0 | 0 | 0 | 0 | 0 | 0 | 0
Cancelled | US | TRE |  |  | 11INR0069 |  | ORYX WIND FARM |  |  | WT | WND |  | Wind | 2050-12-31 |  | 38 | 5.7 | 7.6 | 0 | 0 | 0 | 0 | 0 | 0 | 0 | 0 | 0 | 0 | 0 | 0 | 0 | 0 | 0 | 0 | 0 | 0 | 0 | 0 | 0 | 0 | 0 | 0 | 0 | 0 | 0 | 0 | 0 | 0 | 0 | 0 | 0 | 0 | 0 | 0 | 0 | 0 | 0 | 0 | 0 | 0 | 0 | 0
Cancelled | US | TRE |  |  | 11INR0070 |  | SARAGOSA SOLAR PLANT |  |  | PV | SUN |  | Solar | 2050-12-31 |  | 50 | 37 | 6 | 0 | 0 | 0 | 0 | 0 | 0 | 0 | 0 | 0 | 0 | 0 | 0 | 0 | 0 | 0 | 0 | 0 | 0 | 0 | 0 | 0 | 0 | 0 | 0 | 0 | 0 | 0 | 0 | 0 | 0 | 0 | 0 | 0 | 0 | 0 | 0 | 0 | 0 | 0 | 0 | 0 | 0 | 0 | 0
Cancelled | US | TRE |  |  | 11INR0072 |  | TRANS PECOS SOLAR ENERGY CENTER |  |  | PV | SUN |  | Solar | 2050-12-31 |  | 50 | 37 | 6 | 0 | 0 | 0 | 0 | 0 | 0 | 0 | 0 | 0 | 0 | 0 | 0 | 0 | 0 | 0 | 0 | 0 | 0 | 0 | 0 | 0 | 0 | 0 | 0 | 0 | 0 | 0 | 0 | 0 | 0 | 0 | 0 | 0 | 0 | 0 | 0 | 0 | 0 | 0 | 0 | 0 | 0 | 0 | 0
Cancelled | US | TRE |  |  | 11INR0073 |  | ENDEAVOR WIND ENERGY PROJECT |  |  | WT | WND |  | Wind | 2050-12-31 |  | 249 | 37.35 | 49.8 | 0 | 0 | 0 | 0 | 0 | 0 | 0 | 0 | 0 | 0 | 0 | 0 | 0 | 0 | 0 | 0 | 0 | 0 | 0 | 0 | 0 | 0 | 0 | 0 | 0 | 0 | 0 | 0 | 0 | 0 | 0 | 0 | 0 | 0 | 0 | 0 | 0 | 0 | 0 | 0 | 0 | 0 | 0 | 0
Cancelled | US | TRE |  |  | 11INR0074 |  | ALAMO RENEWABLE ENERGY CENTER |  |  | PV | SUN |  | Solar | 2050-12-31 |  | 13 | 9.62 | 1.56 | 0 | 0 | 0 | 0 | 0 | 0 | 0 | 0 | 0 | 0 | 0 | 0 | 0 | 0 | 0 | 0 | 0 | 0 | 0 | 0 | 0 | 0 | 0 | 0 | 0 | 0 | 0 | 0 | 0 | 0 | 0 | 0 | 0 | 0 | 0 | 0 | 0 | 0 | 0 | 0 | 0 | 0 | 0 | 0
Cancelled | US | TRE |  |  | 11INR0076 |  | WINDTHORST-2 WIND FARM |  |  | WT | WND |  | Wind | 2050-12-31 |  | 94 | 14.1 | 18.8 | 0 | 0 | 0 | 0 | 0 | 0 | 0 | 0 | 0 | 0 | 0 | 0 | 0 | 0 | 0 | 0 | 0 | 0 | 0 | 0 | 0 | 0 | 0 | 0 | 0 | 0 | 0 | 0 | 0 | 0 | 0 | 0 | 0 | 0 | 0 | 0 | 0 | 0 | 0 | 0 | 0 | 0 | 0 | 0
Cancelled | US | TRE |  |  | 11INR0077 |  | WEBB WIND I |  |  | WT | WND |  | Wind | 2050-12-31 |  | 72 | 10.8 | 14.4 | 0 | 0 | 0 | 0 | 0 | 0 | 0 | 0 | 0 | 0 | 0 | 0 | 0 | 0 | 0 | 0 | 0 | 0 | 0 | 0 | 0 | 0 | 0 | 0 | 0 | 0 | 0 | 0 | 0 | 0 | 0 | 0 | 0 | 0 | 0 | 0 | 0 | 0 | 0 | 0 | 0 | 0 | 0 | 0
Cancelled | US | TRE |  |  | 11INR0078 |  | BROOKS WIND I |  |  | WT | WND |  | Wind | 2050-12-31 |  | 249 | 37.35 | 49.8 | 0 | 0 | 0 | 0 | 0 | 0 | 0 | 0 | 0 | 0 | 0 | 0 | 0 | 0 | 0 | 0 | 0 | 0 | 0 | 0 | 0 | 0 | 0 | 0 | 0 | 0 | 0 | 0 | 0 | 0 | 0 | 0 | 0 | 0 | 0 | 0 | 0 | 0 | 0 | 0 | 0 | 0 | 0 | 0
Cancelled | US | TRE |  |  | 11INR0079b |  | SOUTH CLAY WINDFARM |  |  | WT | WND |  | Wind | 2050-12-31 |  | 125 | 18.75 | 25 | 0 | 0 | 0 | 0 | 0 | 0 | 0 | 0 | 0 | 0 | 0 | 0 | 0 | 0 | 0 | 0 | 0 | 0 | 0 | 0 | 0 | 0 | 0 | 0 | 0 | 0 | 0 | 0 | 0 | 0 | 0 | 0 | 0 | 0 | 0 | 0 | 0 | 0 | 0 | 0 | 0 | 0 | 0 | 0
Cancelled | US | TRE |  |  | 11INR0079c |  | SOUTH CLAY WINDFARM |  |  | WT | WND |  | Wind | 2050-12-31 |  | 125 | 18.75 | 25 | 0 | 0 | 0 | 0 | 0 | 0 | 0 | 0 | 0 | 0 | 0 | 0 | 0 | 0 | 0 | 0 | 0 | 0 | 0 | 0 | 0 | 0 | 0 | 0 | 0 | 0 | 0 | 0 | 0 | 0 | 0 | 0 | 0 | 0 | 0 | 0 | 0 | 0 | 0 | 0 | 0 | 0 | 0 | 0
Cancelled | US | TRE |  |  | 11INR0079d |  | SOUTH CLAY WINDFARM |  |  | WT | WND |  | Wind | 2050-12-31 |  | 125 | 18.75 | 25 | 0 | 0 | 0 | 0 | 0 | 0 | 0 | 0 | 0 | 0 | 0 | 0 | 0 | 0 | 0 | 0 | 0 | 0 | 0 | 0 | 0 | 0 | 0 | 0 | 0 | 0 | 0 | 0 | 0 | 0 | 0 | 0 | 0 | 0 | 0 | 0 | 0 | 0 | 0 | 0 | 0 | 0 | 0 | 0
Cancelled | US | TRE |  |  | 11INR0080 |  | ELEMENT-WINDTHORST2 WIND ENERGY CENTER |  |  | WT | WND |  | Wind | 2050-12-31 |  | 50 | 7.5 | 10 | 0 | 0 | 0 | 0 | 0 | 0 | 0 | 0 | 0 | 0 | 0 | 0 | 0 | 0 | 0 | 0 | 0 | 0 | 0 | 0 | 0 | 0 | 0 | 0 | 0 | 0 | 0 | 0 | 0 | 0 | 0 | 0 | 0 | 0 | 0 | 0 | 0 | 0 | 0 | 0 | 0 | 0 | 0 | 0
Cancelled | US | TRE |  |  | 11INR0081 |  | WINDWOOD PROJECT |  |  | WT | WND |  | Wind | 2014-12-01 |  | 72 | 10.8 | 14.4 | 0 | 0 | 0 | 0 | 0 | 0 | 0 | 0 | 0 | 0 | 0 | 0 | 0 | 0 | 0 | 0 | 0 | 0 | 0 | 0 | 0 | 0 | 0 | 0 | 0 | 0 | 0 | 0 | 0 | 0 | 0 | 0 | 0 | 0 | 0 | 0 | 0 | 0 | 0 | 0 | 0 | 0 | 0 | 0
Cancelled | US | TRE |  |  | 11INR0082 |  | VAL VERDE WIND A |  |  | WT | WND |  | Wind | 2016-10-01 |  | 180 | 27 | 36 | 0 | 0 | 0 | 0 | 0 | 0 | 0 | 0 | 0 | 0 | 0 | 0 | 0 | 0 | 0 | 0 | 0 | 0 | 0 | 0 | 0 | 0 | 0 | 0 | 0 | 0 | 0 | 0 | 0 | 0 | 0 | 0 | 0 | 0 | 0 | 0 | 0 | 0 | 0 | 0 | 0 | 0 | 0 | 0
Cancelled | US | TRE |  |  | 11INR0082b |  | VAL VERDE WIND B |  |  | WT | WND |  | Wind | 2015-11-01 |  | 82 | 12.3 | 16.4 | 0 | 0 | 0 | 0 | 0 | 0 | 0 | 0 | 0 | 0 | 0 | 0 | 0 | 0 | 0 | 0 | 0 | 0 | 0 | 0 | 0 | 0 | 0 | 0 | 0 | 0 | 0 | 0 | 0 | 0 | 0 | 0 | 0 | 0 | 0 | 0 | 0 | 0 | 0 | 0 | 0 | 0 | 0 | 0
Cancelled | US | TRE |  |  | 11INR0083A |  | RIO PECOS WIND PROJECT - PH 1 |  |  | WT | WND |  | Wind | 2050-12-31 |  | 50 | 7.5 | 10 | 0 | 0 | 0 | 0 | 0 | 0 | 0 | 0 | 0 | 0 | 0 | 0 | 0 | 0 | 0 | 0 | 0 | 0 | 0 | 0 | 0 | 0 | 0 | 0 | 0 | 0 | 0 | 0 | 0 | 0 | 0 | 0 | 0 | 0 | 0 | 0 | 0 | 0 | 0 | 0 | 0 | 0 | 0 | 0
Cancelled | US | TRE |  |  | 11INR0083B |  | RIO PECOS WIND PROJECT - PH 2 |  |  | WT | WND |  | Wind | 2050-12-31 |  | 100 | 15 | 20 | 0 | 0 | 0 | 0 | 0 | 0 | 0 | 0 | 0 | 0 | 0 | 0 | 0 | 0 | 0 | 0 | 0 | 0 | 0 | 0 | 0 | 0 | 0 | 0 | 0 | 0 | 0 | 0 | 0 | 0 | 0 | 0 | 0 | 0 | 0 | 0 | 0 | 0 | 0 | 0 | 0 | 0 | 0 | 0
Cancelled | US | TRE |  |  | 11INR0084 |  | 2W WHATLEY PHASE 1 |  |  | WT | WND |  | Wind | 2050-12-31 |  | 45 | 6.75 | 9 | 0 | 0 | 0 | 0 | 0 | 0 | 0 | 0 | 0 | 0 | 0 | 0 | 0 | 0 | 0 | 0 | 0 | 0 | 0 | 0 | 0 | 0 | 0 | 0 | 0 | 0 | 0 | 0 | 0 | 0 | 0 | 0 | 0 | 0 | 0 | 0 | 0 | 0 | 0 | 0 | 0 | 0 | 0 | 0
Cancelled | US | TRE |  |  | 11INR0085 |  | SEPANTA WIND PROJECT |  |  | WT | WND |  | Wind | 2014-12-01 |  | 106 | 15.9 | 21.2 | 0 | 0 | 0 | 0 | 0 | 0 | 0 | 0 | 0 | 0 | 0 | 0 | 0 | 0 | 0 | 0 | 0 | 0 | 0 | 0 | 0 | 0 | 0 | 0 | 0 | 0 | 0 | 0 | 0 | 0 | 0 | 0 | 0 | 0 | 0 | 0 | 0 | 0 | 0 | 0 | 0 | 0 | 0 | 0
Cancelled | US | TRE |  |  | 11INR0086 |  | RRE AUSTIN SOLAR |  |  | PV | SUN |  | Solar | 2013-10-30 |  | 60 | 44.4 | 7.2 | 0 | 0 | 0 | 0 | 0 | 0 | 0 | 0 | 0 | 0 | 0 | 0 | 0 | 0 | 0 | 0 | 0 | 0 | 0 | 0 | 0 | 0 | 0 | 0 | 0 | 0 | 0 | 0 | 0 | 0 | 0 | 0 | 0 | 0 | 0 | 0 | 0 | 0 | 0 | 0 | 0 | 0 | 0 | 0
Cancelled | US | TRE |  |  | 11INR0087 |  | WISE COUNTY PLANT UPGRADE | Combined-Cycle | Gas | CC | NG |  | Natural Gas and Other Gases | 2050-12-31 |  | 90 | 90 | 90 | 0 | 0 | 0 | 0 | 0 | 0 | 0 | 0 | 0 | 0 | 0 | 0 | 0 | 0 | 0 | 0 | 0 | 0 | 0 | 0 | 0 | 0 | 0 | 0 | 0 | 0 | 0 | 0 | 0 | 0 | 0 | 0 | 0 | 0 | 0 | 0 | 0 | 0 | 0 | 0 | 0 | 0 | 0 | 0
Cancelled | US | TRE |  |  | 11INR0089 |  | HAYS SOLAR |  |  | PV | SUN |  | Solar | 2050-12-31 |  | 20 | 14.8 | 2.4 | 0 | 0 | 0 | 0 | 0 | 0 | 0 | 0 | 0 | 0 | 0 | 0 | 0 | 0 | 0 | 0 | 0 | 0 | 0 | 0 | 0 | 0 | 0 | 0 | 0 | 0 | 0 | 0 | 0 | 0 | 0 | 0 | 0 | 0 | 0 | 0 | 0 | 0 | 0 | 0 | 0 | 0 | 0 | 0
Cancelled | US | TRE |  |  | 11INR0090 |  | BIG SPRINGS SOLAR |  |  | PV | SUN |  | Solar | 2050-12-31 |  | 60 | 44.4 | 7.2 | 0 | 0 | 0 | 0 | 0 | 0 | 0 | 0 | 0 | 0 | 0 | 0 | 0 | 0 | 0 | 0 | 0 | 0 | 0 | 0 | 0 | 0 | 0 | 0 | 0 | 0 | 0 | 0 | 0 | 0 | 0 | 0 | 0 | 0 | 0 | 0 | 0 | 0 | 0 | 0 | 0 | 0 | 0 | 0
Cancelled | US | TRE |  |  | 11INR0092 |  | HACKBERRY SOLAR ENERGY PROJECT |  |  | PV | SUN |  | Solar | 2050-12-31 |  | 50 | 37 | 6 | 0 | 0 | 0 | 0 | 0 | 0 | 0 | 0 | 0 | 0 | 0 | 0 | 0 | 0 | 0 | 0 | 0 | 0 | 0 | 0 | 0 | 0 | 0 | 0 | 0 | 0 | 0 | 0 | 0 | 0 | 0 | 0 | 0 | 0 | 0 | 0 | 0 | 0 | 0 | 0 | 0 | 0 | 0 | 0
Cancelled | US | TRE |  |  | 11INR0093 |  | LWPC WIND |  |  | WT | WND |  | Wind | 2017-12-31 |  | 41 | 23.78 | 17.63 | 0 | 0 | 0 | 0 | 0 | 0 | 0 | 0 | 0 | 0 | 0 | 0 | 0 | 0 | 0 | 0 | 0 | 0 | 0 | 0 | 0 | 0 | 0 | 0 | 0 | 0 | 0 | 0 | 0 | 0 | 0 | 0 | 0 | 0 | 0 | 0 | 0 | 0 | 0 | 0 | 0 | 0 | 0 | 0
Cancelled | US | TRE |  |  | 11INR0094 |  | WHITE CAMP SOLAR |  |  | PV | SUN |  | Solar | 2016-01-01 |  | 100 | 74 | 12 | 0 | 0 | 0 | 0 | 0 | 0 | 0 | 0 | 0 | 0 | 0 | 0 | 0 | 0 | 0 | 0 | 0 | 0 | 0 | 0 | 0 | 0 | 0 | 0 | 0 | 0 | 0 | 0 | 0 | 0 | 0 | 0 | 0 | 0 | 0 | 0 | 0 | 0 | 0 | 0 | 0 | 0 | 0 | 0
Cancelled | US | TRE |  |  | 11INr0010 |  | JACK-LS POWER | Combined-Cycle | Gas | CC | NG |  | Natural Gas and Other Gases | 2050-12-31 |  | 1200 | 1200 | 1200 | 0 | 0 | 0 | 0 | 0 | 0 | 0 | 0 | 0 | 0 | 0 | 0 | 0 | 0 | 0 | 0 | 0 | 0 | 0 | 0 | 0 | 0 | 0 | 0 | 0 | 0 | 0 | 0 | 0 | 0 | 0 | 0 | 0 | 0 | 0 | 0 | 0 | 0 | 0 | 0 | 0 | 0 | 0 | 0
Cancelled | US | TRE |  |  | 12INR0001 |  | NUECES COUNTY GENERATION | Steam Turbine other than Combined-Cycl | Coal | ST | SUB |  | Coal | 2050-12-31 |  | 660 | 660 | 660 | 0 | 0 | 0 | 0 | 0 | 0 | 0 | 0 | 0 | 0 | 0 | 0 | 0 | 0 | 0 | 0 | 0 | 0 | 0 | 0 | 0 | 0 | 0 | 0 | 0 | 0 | 0 | 0 | 0 | 0 | 0 | 0 | 0 | 0 | 0 | 0 | 0 | 0 | 0 | 0 | 0 | 0 | 0 | 0
Cancelled | US | TRE |  |  | 12INR0002a |  | SILVER CANYON WIND A |  |  | WT | WND |  | Wind | 2020-10-31 |  | 200 | 30 | 40 | 0 | 0 | 0 | 0 | 0 | 0 | 0 | 0 | 0 | 0 | 0 | 0 | 0 | 0 | 0 | 0 | 0 | 0 | 0 | 0 | 0 | 0 | 0 | 0 | 0 | 0 | 0 | 0 | 0 | 0 | 0 | 0 | 0 | 0 | 0 | 0 | 0 | 0 | 0 | 0 | 0 | 0 | 0 | 0
Cancelled | US | TRE |  |  | 12INR0002b |  | SILVER CANYON WIND B |  |  | WT | WND |  | Wind | 2018-10-31 |  | 200 | 30 | 40 | 0 | 0 | 0 | 0 | 0 | 0 | 0 | 0 | 0 | 0 | 0 | 0 | 0 | 0 | 0 | 0 | 0 | 0 | 0 | 0 | 0 | 0 | 0 | 0 | 0 | 0 | 0 | 0 | 0 | 0 | 0 | 0 | 0 | 0 | 0 | 0 | 0 | 0 | 0 | 0 | 0 | 0 | 0 | 0
Cancelled | US | TRE |  |  | 12INR0002c |  | SILVER CANYON WIND FARM PH3 |  |  | WT | WND |  | Wind | 2015-12-01 |  | 350 | 52.5 | 70 | 0 | 0 | 0 | 0 | 0 | 0 | 0 | 0 | 0 | 0 | 0 | 0 | 0 | 0 | 0 | 0 | 0 | 0 | 0 | 0 | 0 | 0 | 0 | 0 | 0 | 0 | 0 | 0 | 0 | 0 | 0 | 0 | 0 | 0 | 0 | 0 | 0 | 0 | 0 | 0 | 0 | 0 | 0 | 0
Cancelled | US | TRE |  |  | 12INR0003 |  | THROCKMORTON WIND FARM |  |  | WT | WND |  | Wind | 2050-12-31 |  | 400 | 60 | 80 | 0 | 0 | 0 | 0 | 0 | 0 | 0 | 0 | 0 | 0 | 0 | 0 | 0 | 0 | 0 | 0 | 0 | 0 | 0 | 0 | 0 | 0 | 0 | 0 | 0 | 0 | 0 | 0 | 0 | 0 | 0 | 0 | 0 | 0 | 0 | 0 | 0 | 0 | 0 | 0 | 0 | 0 | 0 | 0
Cancelled | US | TRE |  |  | 12INR0004 |  | FORT CONCHO WIND FARM |  |  | WT | WND |  | Wind | 2050-12-31 |  | 400 | 60 | 80 | 0 | 0 | 0 | 0 | 0 | 0 | 0 | 0 | 0 | 0 | 0 | 0 | 0 | 0 | 0 | 0 | 0 | 0 | 0 | 0 | 0 | 0 | 0 | 0 | 0 | 0 | 0 | 0 | 0 | 0 | 0 | 0 | 0 | 0 | 0 | 0 | 0 | 0 | 0 | 0 | 0 | 0 | 0 | 0
Cancelled | US | TRE |  |  | 12INR0005 |  | FLOYD COUNTY |  |  | WT | WND |  | Wind | 2050-12-31 |  | 1100 | 165 | 220 | 0 | 0 | 0 | 0 | 0 | 0 | 0 | 0 | 0 | 0 | 0 | 0 | 0 | 0 | 0 | 0 | 0 | 0 | 0 | 0 | 0 | 0 | 0 | 0 | 0 | 0 | 0 | 0 | 0 | 0 | 0 | 0 | 0 | 0 | 0 | 0 | 0 | 0 | 0 | 0 | 0 | 0 | 0 | 0
Cancelled | US | TRE |  |  | 12INR0006 |  | LIMESTONE 3 | Steam Turbine other than Combined-Cycl | Coal | ST | SUB |  | Coal | 2050-12-31 |  | 875 | 875 | 875 | 0 | 0 | 0 | 0 | 0 | 0 | 0 | 0 | 0 | 0 | 0 | 0 | 0 | 0 | 0 | 0 | 0 | 0 | 0 | 0 | 0 | 0 | 0 | 0 | 0 | 0 | 0 | 0 | 0 | 0 | 0 | 0 | 0 | 0 | 0 | 0 | 0 | 0 | 0 | 0 | 0 | 0 | 0 | 0
Cancelled | US | TRE |  |  | 12INR0007 |  | LAMAR POWER PROJECT EXPANSION | Combined-Cycle | Gas | CC | NG |  | Natural Gas and Other Gases | 2050-12-31 |  | 296 | 296 | 296 | 0 | 0 | 0 | 0 | 0 | 0 | 0 | 0 | 0 | 0 | 0 | 0 | 0 | 0 | 0 | 0 | 0 | 0 | 0 | 0 | 0 | 0 | 0 | 0 | 0 | 0 | 0 | 0 | 0 | 0 | 0 | 0 | 0 | 0 | 0 | 0 | 0 | 0 | 0 | 0 | 0 | 0 | 0 | 0
Cancelled | US | TRE |  |  | 12INR0008 |  | CEDAR CROSSING | Combined-Cycle | Gas | CC | NG |  | Natural Gas and Other Gases | 2050-12-31 |  | 875 | 875 | 875 | 0 | 0 | 0 | 0 | 0 | 0 | 0 | 0 | 0 | 0 | 0 | 0 | 0 | 0 | 0 | 0 | 0 | 0 | 0 | 0 | 0 | 0 | 0 | 0 | 0 | 0 | 0 | 0 | 0 | 0 | 0 | 0 | 0 | 0 | 0 | 0 | 0 | 0 | 0 | 0 | 0 | 0 | 0 | 0
Cancelled | US | TRE |  |  | 12INR0009 |  | COTTON ENERGY CENTER | Combined-Cycle | Gas | CC | NG |  | Natural Gas and Other Gases | 2050-12-31 |  | 875 | 875 | 875 | 0 | 0 | 0 | 0 | 0 | 0 | 0 | 0 | 0 | 0 | 0 | 0 | 0 | 0 | 0 | 0 | 0 | 0 | 0 | 0 | 0 | 0 | 0 | 0 | 0 | 0 | 0 | 0 | 0 | 0 | 0 | 0 | 0 | 0 | 0 | 0 | 0 | 0 | 0 | 0 | 0 | 0 | 0 | 0
Cancelled | US | TRE |  |  | 12INR0010 |  | BASTROP ENERGY CENTER II | Combined-Cycle | Gas | CC | NG |  | Natural Gas and Other Gases | 2050-12-31 |  | 593 | 495 | 495 | 0 | 0 | 0 | 0 | 0 | 0 | 0 | 0 | 0 | 0 | 0 | 0 | 0 | 0 | 0 | 0 | 0 | 0 | 0 | 0 | 0 | 0 | 0 | 0 | 0 | 0 | 0 | 0 | 0 | 0 | 0 | 0 | 0 | 0 | 0 | 0 | 0 | 0 | 0 | 0 | 0 | 0 | 0 | 0
Cancelled | US | TRE |  |  | 12INR0011 |  | MUSTANG DRAW |  |  | WT | WND |  | Wind | 2050-12-31 |  | 149 | 22.35 | 29.8 | 0 | 0 | 0 | 0 | 0 | 0 | 0 | 0 | 0 | 0 | 0 | 0 | 0 | 0 | 0 | 0 | 0 | 0 | 0 | 0 | 0 | 0 | 0 | 0 | 0 | 0 | 0 | 0 | 0 | 0 | 0 | 0 | 0 | 0 | 0 | 0 | 0 | 0 | 0 | 0 | 0 | 0 | 0 | 0
Cancelled | US | TRE |  |  | 12INR0012 |  | GLASSCOCK EAST |  |  | WT | WND |  | Wind | 2050-12-31 |  | 249 | 37.35 | 49.8 | 0 | 0 | 0 | 0 | 0 | 0 | 0 | 0 | 0 | 0 | 0 | 0 | 0 | 0 | 0 | 0 | 0 | 0 | 0 | 0 | 0 | 0 | 0 | 0 | 0 | 0 | 0 | 0 | 0 | 0 | 0 | 0 | 0 | 0 | 0 | 0 | 0 | 0 | 0 | 0 | 0 | 0 | 0 | 0
Cancelled | US | TRE |  |  | 12INR0013 |  | ROCK HOLLOW |  |  | WT | WND |  | Wind | 2050-12-31 |  | 100 | 15 | 20 | 0 | 0 | 0 | 0 | 0 | 0 | 0 | 0 | 0 | 0 | 0 | 0 | 0 | 0 | 0 | 0 | 0 | 0 | 0 | 0 | 0 | 0 | 0 | 0 | 0 | 0 | 0 | 0 | 0 | 0 | 0 | 0 | 0 | 0 | 0 | 0 | 0 | 0 | 0 | 0 | 0 | 0 | 0 | 0
Cancelled | US | TRE |  |  | 12INR0014 |  | LOST CANYON |  |  | WT | WND |  | Wind | 2050-12-31 |  | 249 | 37.35 | 49.8 | 0 | 0 | 0 | 0 | 0 | 0 | 0 | 0 | 0 | 0 | 0 | 0 | 0 | 0 | 0 | 0 | 0 | 0 | 0 | 0 | 0 | 0 | 0 | 0 | 0 | 0 | 0 | 0 | 0 | 0 | 0 | 0 | 0 | 0 | 0 | 0 | 0 | 0 | 0 | 0 | 0 | 0 | 0 | 0
Cancelled | US | TRE |  |  | 12INR0015 |  | LIBERTY ENERGY CENTER | Combined-Cycle | Gas | CC | NG |  | Natural Gas and Other Gases | 2050-12-31 |  | 1020 | 875 | 875 | 0 | 0 | 0 | 0 | 0 | 0 | 0 | 0 | 0 | 0 | 0 | 0 | 0 | 0 | 0 | 0 | 0 | 0 | 0 | 0 | 0 | 0 | 0 | 0 | 0 | 0 | 0 | 0 | 0 | 0 | 0 | 0 | 0 | 0 | 0 | 0 | 0 | 0 | 0 | 0 | 0 | 0 | 0 | 0
Cancelled | US | TRE |  |  | 12INR0016a |  | LAS BRISAS ENERGY CENTER | Combined-Cycle | Petcoke | CC | NG |  | Petcoke | 2050-12-31 |  | 660 | 660 | 660 | 0 | 0 | 0 | 0 | 0 | 0 | 0 | 0 | 0 | 0 | 0 | 0 | 0 | 0 | 0 | 0 | 0 | 0 | 0 | 0 | 0 | 0 | 0 | 0 | 0 | 0 | 0 | 0 | 0 | 0 | 0 | 0 | 0 | 0 | 0 | 0 | 0 | 0 | 0 | 0 | 0 | 0 | 0 | 0
Cancelled | US | TRE |  |  | 12INR0016b |  | LAS BRISAS ENERGY CENTER | Combined-Cycle | Petcoke | CC | NG |  | Petcoke | 2050-12-31 |  | 660 | 660 | 660 | 0 | 0 | 0 | 0 | 0 | 0 | 0 | 0 | 0 | 0 | 0 | 0 | 0 | 0 | 0 | 0 | 0 | 0 | 0 | 0 | 0 | 0 | 0 | 0 | 0 | 0 | 0 | 0 | 0 | 0 | 0 | 0 | 0 | 0 | 0 | 0 | 0 | 0 | 0 | 0 | 0 | 0 | 0 | 0
Cancelled | US | TRE |  |  | 12INR0017 |  | ROARING SPRINGS WIND PROJECT |  |  | WT | WND |  | Wind | 2050-12-31 |  | 500 | 75 | 100 | 0 | 0 | 0 | 0 | 0 | 0 | 0 | 0 | 0 | 0 | 0 | 0 | 0 | 0 | 0 | 0 | 0 | 0 | 0 | 0 | 0 | 0 | 0 | 0 | 0 | 0 | 0 | 0 | 0 | 0 | 0 | 0 | 0 | 0 | 0 | 0 | 0 | 0 | 0 | 0 | 0 | 0 | 0 | 0
Cancelled | US | TRE |  |  | 12INR0018 |  | PAMPA WIND |  |  | WT | WND |  | Wind | 2019-12-31 |  | 500 | 75 | 100 | 0 | 0 | 0 | 0 | 0 | 0 | 0 | 0 | 0 | 0 | 0 | 0 | 0 | 0 | 0 | 0 | 0 | 0 | 0 | 0 | 0 | 0 | 0 | 0 | 0 | 0 | 0 | 0 | 0 | 0 | 0 | 0 | 0 | 0 | 0 | 0 | 0 | 0 | 0 | 0 | 0 | 0 | 0 | 0
Cancelled | US | TRE |  |  | 12INR0019 |  | TENASKA TARRANT | Combined-Cycle | Gas | CC | NG |  | Natural Gas and Other Gases | 2050-12-31 01:00 |  | 1050 | 1050 | 1050 | 0 | 0 | 0 | 0 | 0 | 0 | 0 | 0 | 0 | 0 | 0 | 0 | 0 | 0 | 0 | 0 | 0 | 0 | 0 | 0 | 0 | 0 | 0 | 0 | 0 | 0 | 0 | 0 | 0 | 0 | 0 | 0 | 0 | 0 | 0 | 0 | 0 | 0 | 0 | 0 | 0 | 0 | 0 | 0
Cancelled | US | TRE |  |  | 12INR0020 |  | WHARTON COUNTY GENERATION #2 | Combined-Cycle | Gas | CC | NG |  | Natural Gas and Other Gases | 2050-12-31 |  | 660 | 660 | 660 | 0 | 0 | 0 | 0 | 0 | 0 | 0 | 0 | 0 | 0 | 0 | 0 | 0 | 0 | 0 | 0 | 0 | 0 | 0 | 0 | 0 | 0 | 0 | 0 | 0 | 0 | 0 | 0 | 0 | 0 | 0 | 0 | 0 | 0 | 0 | 0 | 0 | 0 | 0 | 0 | 0 | 0 | 0 | 0
Cancelled | US | TRE |  |  | 12INR0021 |  | CARTA VALLEY WIND |  |  | WT | WND |  | Wind | 2050-12-31 |  | 165 | 24.75 | 33 | 0 | 0 | 0 | 0 | 0 | 0 | 0 | 0 | 0 | 0 | 0 | 0 | 0 | 0 | 0 | 0 | 0 | 0 | 0 | 0 | 0 | 0 | 0 | 0 | 0 | 0 | 0 | 0 | 0 | 0 | 0 | 0 | 0 | 0 | 0 | 0 | 0 | 0 | 0 | 0 | 0 | 0 | 0 | 0
Cancelled | US | TRE |  |  | 12INR0022 |  | SOUTH TEXAS WINDFARM |  |  | WT | WND |  | Wind | 2050-12-31 |  | 200 | 30 | 40 | 0 | 0 | 0 | 0 | 0 | 0 | 0 | 0 | 0 | 0 | 0 | 0 | 0 | 0 | 0 | 0 | 0 | 0 | 0 | 0 | 0 | 0 | 0 | 0 | 0 | 0 | 0 | 0 | 0 | 0 | 0 | 0 | 0 | 0 | 0 | 0 | 0 | 0 | 0 | 0 | 0 | 0 | 0 | 0
Cancelled | US | TRE |  |  | 12INR0023 |  | SALT RED |  |  | WT | WND |  | Wind | 2050-12-31 |  | 1236 | 180 | 240 | 0 | 0 | 0 | 0 | 0 | 0 | 0 | 0 | 0 | 0 | 0 | 0 | 0 | 0 | 0 | 0 | 0 | 0 | 0 | 0 | 0 | 0 | 0 | 0 | 0 | 0 | 0 | 0 | 0 | 0 | 0 | 0 | 0 | 0 | 0 | 0 | 0 | 0 | 0 | 0 | 0 | 0 | 0 | 0
Cancelled | US | TRE |  |  | 12INR0024 |  | ASP PECOS SOLAR POWER RANCH |  |  | PV | SUN |  | Solar | 2050-12-31 |  | 88 | 65.12 | 10.56 | 0 | 0 | 0 | 0 | 0 | 0 | 0 | 0 | 0 | 0 | 0 | 0 | 0 | 0 | 0 | 0 | 0 | 0 | 0 | 0 | 0 | 0 | 0 | 0 | 0 | 0 | 0 | 0 | 0 | 0 | 0 | 0 | 0 | 0 | 0 | 0 | 0 | 0 | 0 | 0 | 0 | 0 | 0 | 0
Cancelled | US | TRE |  |  | 12INR0025 |  | TX CITY WIND |  |  | WT | WND |  | Wind | 2050-12-31 |  | 100 | 15 | 20 | 0 | 0 | 0 | 0 | 0 | 0 | 0 | 0 | 0 | 0 | 0 | 0 | 0 | 0 | 0 | 0 | 0 | 0 | 0 | 0 | 0 | 0 | 0 | 0 | 0 | 0 | 0 | 0 | 0 | 0 | 0 | 0 | 0 | 0 | 0 | 0 | 0 | 0 | 0 | 0 | 0 | 0 | 0 | 0
Cancelled | US | TRE |  |  | 12INR0026 |  | PALO DURO WIND |  |  | WT | WND |  | Wind | 2050-12-31 |  | 400 | 60 | 80 | 0 | 0 | 0 | 0 | 0 | 0 | 0 | 0 | 0 | 0 | 0 | 0 | 0 | 0 | 0 | 0 | 0 | 0 | 0 | 0 | 0 | 0 | 0 | 0 | 0 | 0 | 0 | 0 | 0 | 0 | 0 | 0 | 0 | 0 | 0 | 0 | 0 | 0 | 0 | 0 | 0 | 0 | 0 | 0
Cancelled | US | TRE |  |  | 12INR0027 |  | HAYNES WIND |  |  | WT | WND |  | Wind | 2013-01-01 |  | 200 | 30 | 40 | 0 | 0 | 0 | 0 | 0 | 0 | 0 | 0 | 0 | 0 | 0 | 0 | 0 | 0 | 0 | 0 | 0 | 0 | 0 | 0 | 0 | 0 | 0 | 0 | 0 | 0 | 0 | 0 | 0 | 0 | 0 | 0 | 0 | 0 | 0 | 0 | 0 | 0 | 0 | 0 | 0 | 0 | 0 | 0
Cancelled | US | TRE |  |  | 12INR0028 |  | WISE COUNTY RECONFIGURATION | Combined-Cycle | Gas | CC | NG |  | Natural Gas and Other Gases | 2050-12-31 |  | 446 | 0 | 0 | 0 | 0 | 0 | 0 | 0 | 0 | 0 | 0 | 0 | 0 | 0 | 0 | 0 | 0 | 0 | 0 | 0 | 0 | 0 | 0 | 0 | 0 | 0 | 0 | 0 | 0 | 0 | 0 | 0 | 0 | 0 | 0 | 0 | 0 | 0 | 0 | 0 | 0 | 0 | 0 | 0 | 0 | 0 | 0
Cancelled | US | TRE |  |  | 12INR0029 |  | COMANCHE RUN WIND |  |  | WT | WND |  | Wind | 2019-12-31 |  | 500 | 75 | 100 | 0 | 0 | 0 | 0 | 0 | 0 | 0 | 0 | 0 | 0 | 0 | 0 | 0 | 0 | 0 | 0 | 0 | 0 | 0 | 0 | 0 | 0 | 0 | 0 | 0 | 0 | 0 | 0 | 0 | 0 | 0 | 0 | 0 | 0 | 0 | 0 | 0 | 0 | 0 | 0 | 0 | 0 | 0 | 0
Cancelled | US | TRE |  |  | 12INR0030 |  | BIG MESA WINDFARM |  |  | WT | WND |  | Wind | 2050-12-31 |  | 180 | 27 | 36 | 0 | 0 | 0 | 0 | 0 | 0 | 0 | 0 | 0 | 0 | 0 | 0 | 0 | 0 | 0 | 0 | 0 | 0 | 0 | 0 | 0 | 0 | 0 | 0 | 0 | 0 | 0 | 0 | 0 | 0 | 0 | 0 | 0 | 0 | 0 | 0 | 0 | 0 | 0 | 0 | 0 | 0 | 0 | 0
Cancelled | US | TRE |  |  | 12INR0031 |  | LANGFORD WIND POWER III |  |  | WT | WND |  | Wind | 2050-12-31 |  | 200 | 30 | 40 | 0 | 0 | 0 | 0 | 0 | 0 | 0 | 0 | 0 | 0 | 0 | 0 | 0 | 0 | 0 | 0 | 0 | 0 | 0 | 0 | 0 | 0 | 0 | 0 | 0 | 0 | 0 | 0 | 0 | 0 | 0 | 0 | 0 | 0 | 0 | 0 | 0 | 0 | 0 | 0 | 0 | 0 | 0 | 0
Cancelled | US | TRE |  |  | 12INR0032 |  | PECOS SOLAR POWER RANCH - LOVING |  |  | PV | SUN |  | Solar | 2050-12-31 |  | 88 | 65.12 | 10.56 | 0 | 0 | 0 | 0 | 0 | 0 | 0 | 0 | 0 | 0 | 0 | 0 | 0 | 0 | 0 | 0 | 0 | 0 | 0 | 0 | 0 | 0 | 0 | 0 | 0 | 0 | 0 | 0 | 0 | 0 | 0 | 0 | 0 | 0 | 0 | 0 | 0 | 0 | 0 | 0 | 0 | 0 | 0 | 0
Cancelled | US | TRE |  |  | 12INR0033 |  | CAP ROCK POWER |  |  | WT | WND |  | Wind | 2050-12-31 |  | 150 | 22.5 | 30 | 0 | 0 | 0 | 0 | 0 | 0 | 0 | 0 | 0 | 0 | 0 | 0 | 0 | 0 | 0 | 0 | 0 | 0 | 0 | 0 | 0 | 0 | 0 | 0 | 0 | 0 | 0 | 0 | 0 | 0 | 0 | 0 | 0 | 0 | 0 | 0 | 0 | 0 | 0 | 0 | 0 | 0 | 0 | 0
Cancelled | US | TRE |  |  | 12INR0035 |  | CHAPMAN RANCH WIND 345 PHASE II |  |  | WT | WND |  | Wind | 2050-12-31 |  | 249 | 144.42 | 107.07 | 0 | 0 | 0 | 0 | 0 | 0 | 0 | 0 | 0 | 0 | 0 | 0 | 0 | 0 | 0 | 0 | 0 | 0 | 0 | 0 | 0 | 0 | 0 | 0 | 0 | 0 | 0 | 0 | 0 | 0 | 0 | 0 | 0 | 0 | 0 | 0 | 0 | 0 | 0 | 0 | 0 | 0 | 0 | 0
Cancelled | US | TRE |  |  | 12INR0036 |  | RATTLESNAKE WIND ENERGY CENTER |  |  | WT | WND |  | Wind | 2050-12-31 |  | 200 | 30 | 40 | 0 | 0 | 0 | 0 | 0 | 0 | 0 | 0 | 0 | 0 | 0 | 0 | 0 | 0 | 0 | 0 | 0 | 0 | 0 | 0 | 0 | 0 | 0 | 0 | 0 | 0 | 0 | 0 | 0 | 0 | 0 | 0 | 0 | 0 | 0 | 0 | 0 | 0 | 0 | 0 | 0 | 0 | 0 | 0
Cancelled | US | TRE |  |  | 12INR0037 |  | WAGGONER GAP WIND POWER |  |  | WT | WND |  | Wind | 2050-12-31 |  | 72 | 10.8 | 14.4 | 0 | 0 | 0 | 0 | 0 | 0 | 0 | 0 | 0 | 0 | 0 | 0 | 0 | 0 | 0 | 0 | 0 | 0 | 0 | 0 | 0 | 0 | 0 | 0 | 0 | 0 | 0 | 0 | 0 | 0 | 0 | 0 | 0 | 0 | 0 | 0 | 0 | 0 | 0 | 0 | 0 | 0 | 0 | 0
Cancelled | US | TRE |  |  | 12INR0038 |  | CAMP BRANCH WIND POWER |  |  | WT | WND |  | Wind | 2050-12-31 |  | 72 | 10.8 | 14.4 | 0 | 0 | 0 | 0 | 0 | 0 | 0 | 0 | 0 | 0 | 0 | 0 | 0 | 0 | 0 | 0 | 0 | 0 | 0 | 0 | 0 | 0 | 0 | 0 | 0 | 0 | 0 | 0 | 0 | 0 | 0 | 0 | 0 | 0 | 0 | 0 | 0 | 0 | 0 | 0 | 0 | 0 | 0 | 0
Cancelled | US | TRE |  |  | 12INR0039 |  | WHITE RANCH WIND POWER |  |  | WT | WND |  | Wind | 2050-12-31 |  | 74 | 11.1 | 14.8 | 0 | 0 | 0 | 0 | 0 | 0 | 0 | 0 | 0 | 0 | 0 | 0 | 0 | 0 | 0 | 0 | 0 | 0 | 0 | 0 | 0 | 0 | 0 | 0 | 0 | 0 | 0 | 0 | 0 | 0 | 0 | 0 | 0 | 0 | 0 | 0 | 0 | 0 | 0 | 0 | 0 | 0 | 0 | 0
Cancelled | US | TRE |  |  | 12INR0040 |  | LENORAH PROJECT |  |  | WT | WND |  | Wind | 2050-12-31 |  | 213 | 31.95 | 42.6 | 0 | 0 | 0 | 0 | 0 | 0 | 0 | 0 | 0 | 0 | 0 | 0 | 0 | 0 | 0 | 0 | 0 | 0 | 0 | 0 | 0 | 0 | 0 | 0 | 0 | 0 | 0 | 0 | 0 | 0 | 0 | 0 | 0 | 0 | 0 | 0 | 0 | 0 | 0 | 0 | 0 | 0 | 0 | 0
Cancelled | US | TRE |  |  | 12INR0041 |  | WEST BAY WIND - HITCHCOCK |  |  | WT | WND |  | Wind | 2050-12-31 |  | 200 | 30 | 40 | 0 | 0 | 0 | 0 | 0 | 0 | 0 | 0 | 0 | 0 | 0 | 0 | 0 | 0 | 0 | 0 | 0 | 0 | 0 | 0 | 0 | 0 | 0 | 0 | 0 | 0 | 0 | 0 | 0 | 0 | 0 | 0 | 0 | 0 | 0 | 0 | 0 | 0 | 0 | 0 | 0 | 0 | 0 | 0
Cancelled | US | TRE |  |  | 12INR0042a |  | SPITFIRE WIND PH 1 |  |  | WT | WND |  | Wind | 2014-09-01 |  | 265 | 39.75 | 53 | 0 | 0 | 0 | 0 | 0 | 0 | 0 | 0 | 0 | 0 | 0 | 0 | 0 | 0 | 0 | 0 | 0 | 0 | 0 | 0 | 0 | 0 | 0 | 0 | 0 | 0 | 0 | 0 | 0 | 0 | 0 | 0 | 0 | 0 | 0 | 0 | 0 | 0 | 0 | 0 | 0 | 0 | 0 | 0
Cancelled | US | TRE |  |  | 12INR0042b |  | SPITFIRE WIND PH 2 |  |  | WT | WND |  | Wind | 2014-09-01 |  | 135 | 20.25 | 27 | 0 | 0 | 0 | 0 | 0 | 0 | 0 | 0 | 0 | 0 | 0 | 0 | 0 | 0 | 0 | 0 | 0 | 0 | 0 | 0 | 0 | 0 | 0 | 0 | 0 | 0 | 0 | 0 | 0 | 0 | 0 | 0 | 0 | 0 | 0 | 0 | 0 | 0 | 0 | 0 | 0 | 0 | 0 | 0
Cancelled | US | TRE |  |  | 12INR0043 |  | 2W WHATLEY PHASE 2 |  |  | WT | WND |  | Wind | 2050-12-31 |  | 290 | 43.5 | 58 | 0 | 0 | 0 | 0 | 0 | 0 | 0 | 0 | 0 | 0 | 0 | 0 | 0 | 0 | 0 | 0 | 0 | 0 | 0 | 0 | 0 | 0 | 0 | 0 | 0 | 0 | 0 | 0 | 0 | 0 | 0 | 0 | 0 | 0 | 0 | 0 | 0 | 0 | 0 | 0 | 0 | 0 | 0 | 0
Cancelled | US | TRE |  |  | 12INR0044 |  | MUSTANG BAYOU WIND ENERGY CENTER |  |  | WT | WND |  | Wind | 2050-12-31 |  | 150 | 22.5 | 30 | 0 | 0 | 0 | 0 | 0 | 0 | 0 | 0 | 0 | 0 | 0 | 0 | 0 | 0 | 0 | 0 | 0 | 0 | 0 | 0 | 0 | 0 | 0 | 0 | 0 | 0 | 0 | 0 | 0 | 0 | 0 | 0 | 0 | 0 | 0 | 0 | 0 | 0 | 0 | 0 | 0 | 0 | 0 | 0
Cancelled | US | TRE |  |  | 12INR0045 |  | RIVIERA WIND |  |  | WT | WND |  | Wind | 2018-03-31 |  | 135 | 78.3 | 58.05 | 0 | 0 | 0 | 0 | 0 | 0 | 0 | 0 | 0 | 0 | 0 | 0 | 0 | 0 | 0 | 0 | 0 | 0 | 0 | 0 | 0 | 0 | 0 | 0 | 0 | 0 | 0 | 0 | 0 | 0 | 0 | 0 | 0 | 0 | 0 | 0 | 0 | 0 | 0 | 0 | 0 | 0 | 0 | 0
Cancelled | US | TRE |  |  | 12INR0046 |  | UVALDE SOLAR |  |  | PV | SUN |  | Solar | 2050-12-31 |  | 40 | 29.6 | 4.8 | 0 | 0 | 0 | 0 | 0 | 0 | 0 | 0 | 0 | 0 | 0 | 0 | 0 | 0 | 0 | 0 | 0 | 0 | 0 | 0 | 0 | 0 | 0 | 0 | 0 | 0 | 0 | 0 | 0 | 0 | 0 | 0 | 0 | 0 | 0 | 0 | 0 | 0 | 0 | 0 | 0 | 0 | 0 | 0
Cancelled | US | TRE |  |  | 12INR0047 |  | FORT STOCKTON SOLAR |  |  | PV | SUN |  | Solar | 2050-12-31 |  | 40 | 29.6 | 4.8 | 0 | 0 | 0 | 0 | 0 | 0 | 0 | 0 | 0 | 0 | 0 | 0 | 0 | 0 | 0 | 0 | 0 | 0 | 0 | 0 | 0 | 0 | 0 | 0 | 0 | 0 | 0 | 0 | 0 | 0 | 0 | 0 | 0 | 0 | 0 | 0 | 0 | 0 | 0 | 0 | 0 | 0 | 0 | 0
Cancelled | US | TRE |  |  | 12INR0048 |  | VERHALEN SOLAR |  |  | PV | SUN |  | Solar | 2050-12-31 |  | 40 | 29.6 | 4.8 | 0 | 0 | 0 | 0 | 0 | 0 | 0 | 0 | 0 | 0 | 0 | 0 | 0 | 0 | 0 | 0 | 0 | 0 | 0 | 0 | 0 | 0 | 0 | 0 | 0 | 0 | 0 | 0 | 0 | 0 | 0 | 0 | 0 | 0 | 0 | 0 | 0 | 0 | 0 | 0 | 0 | 0 | 0 | 0
Cancelled | US | TRE |  |  | 12INR0049 |  | ARROYO VIENTO WIND POWER |  |  | WT | WND |  | Wind | 2050-12-31 |  | 149 | 86.42 | 64.07 | 0 | 0 | 0 | 0 | 0 | 0 | 0 | 0 | 0 | 0 | 0 | 0 | 0 | 0 | 0 | 0 | 0 | 0 | 0 | 0 | 0 | 0 | 0 | 0 | 0 | 0 | 0 | 0 | 0 | 0 | 0 | 0 | 0 | 0 | 0 | 0 | 0 | 0 | 0 | 0 | 0 | 0 | 0 | 0
Cancelled | US | TRE |  |  | 12INR0050 |  | KING COUNTY WIND FARM |  |  | WT | WND |  | Wind | 2050-12-31 |  | 332 | 49.8 | 66.4 | 0 | 0 | 0 | 0 | 0 | 0 | 0 | 0 | 0 | 0 | 0 | 0 | 0 | 0 | 0 | 0 | 0 | 0 | 0 | 0 | 0 | 0 | 0 | 0 | 0 | 0 | 0 | 0 | 0 | 0 | 0 | 0 | 0 | 0 | 0 | 0 | 0 | 0 | 0 | 0 | 0 | 0 | 0 | 0
Cancelled | US | TRE |  |  | 12INR0051 |  | JACKALOPE PV |  |  | PV | SUN |  | Solar | 2050-12-31 |  | 50 | 37 | 6 | 0 | 0 | 0 | 0 | 0 | 0 | 0 | 0 | 0 | 0 | 0 | 0 | 0 | 0 | 0 | 0 | 0 | 0 | 0 | 0 | 0 | 0 | 0 | 0 | 0 | 0 | 0 | 0 | 0 | 0 | 0 | 0 | 0 | 0 | 0 | 0 | 0 | 0 | 0 | 0 | 0 | 0 | 0 | 0
Cancelled | US | TRE |  |  | 12INR0052 |  | STAR MOUNTAIN - AMERICAN VENTUS |  |  | WT | WND |  | Wind | 2050-12-31 |  | 149 | 22.35 | 29.8 | 0 | 0 | 0 | 0 | 0 | 0 | 0 | 0 | 0 | 0 | 0 | 0 | 0 | 0 | 0 | 0 | 0 | 0 | 0 | 0 | 0 | 0 | 0 | 0 | 0 | 0 | 0 | 0 | 0 | 0 | 0 | 0 | 0 | 0 | 0 | 0 | 0 | 0 | 0 | 0 | 0 | 0 | 0 | 0
Cancelled | US | TRE |  |  | 12INR0053 |  | SPINNING STAR ENERGY |  |  | WT | WND |  | Wind | 2050-12-31 |  | 615 | 92.25 | 123 | 0 | 0 | 0 | 0 | 0 | 0 | 0 | 0 | 0 | 0 | 0 | 0 | 0 | 0 | 0 | 0 | 0 | 0 | 0 | 0 | 0 | 0 | 0 | 0 | 0 | 0 | 0 | 0 | 0 | 0 | 0 | 0 | 0 | 0 | 0 | 0 | 0 | 0 | 0 | 0 | 0 | 0 | 0 | 0
Cancelled | US | TRE |  |  | 12INR0054 |  | TUXEDO I |  |  | WT | WND |  | Wind | 2013-12-01 |  | 200 | 30 | 40 | 0 | 0 | 0 | 0 | 0 | 0 | 0 | 0 | 0 | 0 | 0 | 0 | 0 | 0 | 0 | 0 | 0 | 0 | 0 | 0 | 0 | 0 | 0 | 0 | 0 | 0 | 0 | 0 | 0 | 0 | 0 | 0 | 0 | 0 | 0 | 0 | 0 | 0 | 0 | 0 | 0 | 0 | 0 | 0
Cancelled | US | TRE |  |  | 12INR0056 |  | AGRIFOS STEAM UNIT | Steam Turbine other than Combined-Cycl | Gas | GT | NG |  | Natural Gas and Other Gases | 2050-12-31 |  | 11 | 11 | 11 | 0 | 0 | 0 | 0 | 0 | 0 | 0 | 0 | 0 | 0 | 0 | 0 | 0 | 0 | 0 | 0 | 0 | 0 | 0 | 0 | 0 | 0 | 0 | 0 | 0 | 0 | 0 | 0 | 0 | 0 | 0 | 0 | 0 | 0 | 0 | 0 | 0 | 0 | 0 | 0 | 0 | 0 | 0 | 0
Cancelled | US | TRE |  |  | 12INR0057 |  | WEST TEXAS ANGELOS SOLAR 2 |  |  | PV | SUN |  | Solar | 2050-12-31 |  | 40 | 29.6 | 4.8 | 0 | 0 | 0 | 0 | 0 | 0 | 0 | 0 | 0 | 0 | 0 | 0 | 0 | 0 | 0 | 0 | 0 | 0 | 0 | 0 | 0 | 0 | 0 | 0 | 0 | 0 | 0 | 0 | 0 | 0 | 0 | 0 | 0 | 0 | 0 | 0 | 0 | 0 | 0 | 0 | 0 | 0 | 0 | 0
Cancelled | US | TRE |  |  | 12INR0058 |  | SAN PATRICIO WIND |  |  | WT | WND |  | Wind | 2050-12-31 |  | 50 | 29 | 21.5 | 0 | 0 | 0 | 0 | 0 | 0 | 0 | 0 | 0 | 0 | 0 | 0 | 0 | 0 | 0 | 0 | 0 | 0 | 0 | 0 | 0 | 0 | 0 | 0 | 0 | 0 | 0 | 0 | 0 | 0 | 0 | 0 | 0 | 0 | 0 | 0 | 0 | 0 | 0 | 0 | 0 | 0 | 0 | 0
Cancelled | US | TRE |  |  | 12INR0059c |  | BARILLA SOLAR 2 |  |  | PV | SUN |  | Solar | 2017-12-31 |  | 21 | 15.54 | 2.52 | 0 | 0 | 0 | 0 | 0 | 0 | 0 | 0 | 0 | 0 | 0 | 0 | 0 | 0 | 0 | 0 | 0 | 0 | 0 | 0 | 0 | 0 | 0 | 0 | 0 | 0 | 0 | 0 | 0 | 0 | 0 | 0 | 0 | 0 | 0 | 0 | 0 | 0 | 0 | 0 | 0 | 0 | 0 | 0
Cancelled | US | TRE |  |  | 12INR0061 |  | WOLF RIDGE SOLAR |  |  | PV | SUN |  | Solar | 2050-12-31 |  | 20 | 14.8 | 2.4 | 0 | 0 | 0 | 0 | 0 | 0 | 0 | 0 | 0 | 0 | 0 | 0 | 0 | 0 | 0 | 0 | 0 | 0 | 0 | 0 | 0 | 0 | 0 | 0 | 0 | 0 | 0 | 0 | 0 | 0 | 0 | 0 | 0 | 0 | 0 | 0 | 0 | 0 | 0 | 0 | 0 | 0 | 0 | 0
Cancelled | US | TRE |  |  | 12INR0062 |  | LINCLON-HAYS SOLAR |  |  | PV | SUN |  | Solar | 2050-12-31 |  | 20 | 14.8 | 2.4 | 0 | 0 | 0 | 0 | 0 | 0 | 0 | 0 | 0 | 0 | 0 | 0 | 0 | 0 | 0 | 0 | 0 | 0 | 0 | 0 | 0 | 0 | 0 | 0 | 0 | 0 | 0 | 0 | 0 | 0 | 0 | 0 | 0 | 0 | 0 | 0 | 0 | 0 | 0 | 0 | 0 | 0 | 0 | 0
Cancelled | US | TRE |  |  | 12INR0063 |  | FIRST SOLAR - UVALDE SOLAR |  |  | PV | SUN |  | Solar | 2050-12-31 |  | 90 | 66.6 | 10.8 | 0 | 0 | 0 | 0 | 0 | 0 | 0 | 0 | 0 | 0 | 0 | 0 | 0 | 0 | 0 | 0 | 0 | 0 | 0 | 0 | 0 | 0 | 0 | 0 | 0 | 0 | 0 | 0 | 0 | 0 | 0 | 0 | 0 | 0 | 0 | 0 | 0 | 0 | 0 | 0 | 0 | 0 | 0 | 0
Cancelled | US | TRE |  |  | 12INR0064 |  | ROUND ROCK SOLAR |  |  | PV | SUN |  | Solar | 2050-12-31 |  | 25 | 18.5 | 3 | 0 | 0 | 0 | 0 | 0 | 0 | 0 | 0 | 0 | 0 | 0 | 0 | 0 | 0 | 0 | 0 | 0 | 0 | 0 | 0 | 0 | 0 | 0 | 0 | 0 | 0 | 0 | 0 | 0 | 0 | 0 | 0 | 0 | 0 | 0 | 0 | 0 | 0 | 0 | 0 | 0 | 0 | 0 | 0
Cancelled | US | TRE |  |  | 12INR0065 |  | BELDING SOLAR PROJECT |  |  | PV | SUN |  | Solar | 2050-12-31 |  | 59 | 43.66 | 7.08 | 0 | 0 | 0 | 0 | 0 | 0 | 0 | 0 | 0 | 0 | 0 | 0 | 0 | 0 | 0 | 0 | 0 | 0 | 0 | 0 | 0 | 0 | 0 | 0 | 0 | 0 | 0 | 0 | 0 | 0 | 0 | 0 | 0 | 0 | 0 | 0 | 0 | 0 | 0 | 0 | 0 | 0 | 0 | 0
Cancelled | US | TRE |  |  | 12INR0066 |  | TAYLOR SOLAR PROJECT |  |  | PV | SUN |  | Solar | 2050-12-31 |  | 20 | 14.8 | 2.4 | 0 | 0 | 0 | 0 | 0 | 0 | 0 | 0 | 0 | 0 | 0 | 0 | 0 | 0 | 0 | 0 | 0 | 0 | 0 | 0 | 0 | 0 | 0 | 0 | 0 | 0 | 0 | 0 | 0 | 0 | 0 | 0 | 0 | 0 | 0 | 0 | 0 | 0 | 0 | 0 | 0 | 0 | 0 | 0
Cancelled | US | TRE |  |  | 12INR0067 |  | OILTON 1 WIND |  |  | WT | WND |  | Wind | 2050-12-31 |  | 94 | 14.1 | 18.8 | 0 | 0 | 0 | 0 | 0 | 0 | 0 | 0 | 0 | 0 | 0 | 0 | 0 | 0 | 0 | 0 | 0 | 0 | 0 | 0 | 0 | 0 | 0 | 0 | 0 | 0 | 0 | 0 | 0 | 0 | 0 | 0 | 0 | 0 | 0 | 0 | 0 | 0 | 0 | 0 | 0 | 0 | 0 | 0
Cancelled | US | TRE |  |  | 12INR0069 |  | ALPINE SOLAR 1 |  |  | PV | SUN |  | Solar | 2050-12-31 |  | 50 | 37 | 6 | 0 | 0 | 0 | 0 | 0 | 0 | 0 | 0 | 0 | 0 | 0 | 0 | 0 | 0 | 0 | 0 | 0 | 0 | 0 | 0 | 0 | 0 | 0 | 0 | 0 | 0 | 0 | 0 | 0 | 0 | 0 | 0 | 0 | 0 | 0 | 0 | 0 | 0 | 0 | 0 | 0 | 0 | 0 | 0
Cancelled | US | TRE |  |  | 12INR0071 |  | MUSTANG WIND |  |  | WT | WND |  | Wind | 2014-12-01 |  | 30 | 4.5 | 6 | 0 | 0 | 0 | 0 | 0 | 0 | 0 | 0 | 0 | 0 | 0 | 0 | 0 | 0 | 0 | 0 | 0 | 0 | 0 | 0 | 0 | 0 | 0 | 0 | 0 | 0 | 0 | 0 | 0 | 0 | 0 | 0 | 0 | 0 | 0 | 0 | 0 | 0 | 0 | 0 | 0 | 0 | 0 | 0
Cancelled | US | TRE |  |  | 12INR0073 |  | COUNTY LINE SOLAR |  |  | PV | SUN |  | Solar | 2050-12-31 |  | 22 | 16.28 | 2.64 | 0 | 0 | 0 | 0 | 0 | 0 | 0 | 0 | 0 | 0 | 0 | 0 | 0 | 0 | 0 | 0 | 0 | 0 | 0 | 0 | 0 | 0 | 0 | 0 | 0 | 0 | 0 | 0 | 0 | 0 | 0 | 0 | 0 | 0 | 0 | 0 | 0 | 0 | 0 | 0 | 0 | 0 | 0 | 0
Cancelled | US | TRE |  |  | 12INR0074 |  | SCREWBEAN SOLAR PROJECT |  |  | PV | SUN |  | Solar | 2050-12-31 |  | 50 | 37 | 6 | 0 | 0 | 0 | 0 | 0 | 0 | 0 | 0 | 0 | 0 | 0 | 0 | 0 | 0 | 0 | 0 | 0 | 0 | 0 | 0 | 0 | 0 | 0 | 0 | 0 | 0 | 0 | 0 | 0 | 0 | 0 | 0 | 0 | 0 | 0 | 0 | 0 | 0 | 0 | 0 | 0 | 0 | 0 | 0
Cancelled | US | TRE |  |  | 12INR0077 |  | LYNN WIND PROJECT |  |  | WT | WND |  | Wind | 2050-12-31 |  | 220 | 33 | 44 | 0 | 0 | 0 | 0 | 0 | 0 | 0 | 0 | 0 | 0 | 0 | 0 | 0 | 0 | 0 | 0 | 0 | 0 | 0 | 0 | 0 | 0 | 0 | 0 | 0 | 0 | 0 | 0 | 0 | 0 | 0 | 0 | 0 | 0 | 0 | 0 | 0 | 0 | 0 | 0 | 0 | 0 | 0 | 0
Cancelled | US | TRE |  |  | 12INR0078 |  | LENORAH WIND PROJECT |  |  | WT | WND |  | Wind | 2050-12-31 |  | 220 | 33 | 44 | 0 | 0 | 0 | 0 | 0 | 0 | 0 | 0 | 0 | 0 | 0 | 0 | 0 | 0 | 0 | 0 | 0 | 0 | 0 | 0 | 0 | 0 | 0 | 0 | 0 | 0 | 0 | 0 | 0 | 0 | 0 | 0 | 0 | 0 | 0 | 0 | 0 | 0 | 0 | 0 | 0 | 0 | 0 | 0
Cancelled | US | TRE |  |  | 12INR0079 |  | GULF WIND 2 |  |  | WT | WND |  | Wind | 2016-12-15 |  | 200 | 116 | 86 | 0 | 0 | 0 | 0 | 0 | 0 | 0 | 0 | 0 | 0 | 0 | 0 | 0 | 0 | 0 | 0 | 0 | 0 | 0 | 0 | 0 | 0 | 0 | 0 | 0 | 0 | 0 | 0 | 0 | 0 | 0 | 0 | 0 | 0 | 0 | 0 | 0 | 0 | 0 | 0 | 0 | 0 | 0 | 0
Cancelled | US | TRE |  |  | 12INR0080 |  | BLANCO CANYON WIND |  |  | WT | WND |  | Wind | 2050-12-31 |  | 300 | 45 | 60 | 0 | 0 | 0 | 0 | 0 | 0 | 0 | 0 | 0 | 0 | 0 | 0 | 0 | 0 | 0 | 0 | 0 | 0 | 0 | 0 | 0 | 0 | 0 | 0 | 0 | 0 | 0 | 0 | 0 | 0 | 0 | 0 | 0 | 0 | 0 | 0 | 0 | 0 | 0 | 0 | 0 | 0 | 0 | 0
Cancelled | US | TRE |  |  | 12INR0081 |  | SSE PHASE 1 |  |  | WT | WND |  | Wind | 2050-12-31 |  | 113 | 16.95 | 22.6 | 0 | 0 | 0 | 0 | 0 | 0 | 0 | 0 | 0 | 0 | 0 | 0 | 0 | 0 | 0 | 0 | 0 | 0 | 0 | 0 | 0 | 0 | 0 | 0 | 0 | 0 | 0 | 0 | 0 | 0 | 0 | 0 | 0 | 0 | 0 | 0 | 0 | 0 | 0 | 0 | 0 | 0 | 0 | 0
Cancelled | US | TRE |  |  | 12INR0081a |  | SSE PHASE 1 |  |  | WT | WND |  | Wind | 2013-12-31 |  | 112 | 0 | 22.4 | 0 | 0 | 0 | 0 | 0 | 0 | 0 | 0 | 0 | 0 | 0 | 0 | 0 | 0 | 0 | 0 | 0 | 0 | 0 | 0 | 0 | 0 | 0 | 0 | 0 | 0 | 0 | 0 | 0 | 0 | 0 | 0 | 0 | 0 | 0 | 0 | 0 | 0 | 0 | 0 | 0 | 0 | 0 | 0
Cancelled | US | TRE |  |  | 12INR0082 |  | SOLAR STAR I - SHEFFIELD |  |  | PV | SUN |  | Solar | 2050-12-31 |  | 30 | 22.2 | 3.6 | 0 | 0 | 0 | 0 | 0 | 0 | 0 | 0 | 0 | 0 | 0 | 0 | 0 | 0 | 0 | 0 | 0 | 0 | 0 | 0 | 0 | 0 | 0 | 0 | 0 | 0 | 0 | 0 | 0 | 0 | 0 | 0 | 0 | 0 | 0 | 0 | 0 | 0 | 0 | 0 | 0 | 0 | 0 | 0
Cancelled | US | TRE |  |  | 12INR0083 |  | SOLAR STAR IV - ORAN |  |  | PV | SUN |  | Solar | 2050-12-31 |  | 30 | 22.2 | 3.6 | 0 | 0 | 0 | 0 | 0 | 0 | 0 | 0 | 0 | 0 | 0 | 0 | 0 | 0 | 0 | 0 | 0 | 0 | 0 | 0 | 0 | 0 | 0 | 0 | 0 | 0 | 0 | 0 | 0 | 0 | 0 | 0 | 0 | 0 | 0 | 0 | 0 | 0 | 0 | 0 | 0 | 0 | 0 | 0
Cancelled | US | TRE |  |  | 12INR0084 |  | GREENWICH/HAPPY WHITEFACE |  |  | WT | WND |  | Wind | 2014-01-01 |  | 242 | 36.3 | 48.4 | 0 | 0 | 0 | 0 | 0 | 0 | 0 | 0 | 0 | 0 | 0 | 0 | 0 | 0 | 0 | 0 | 0 | 0 | 0 | 0 | 0 | 0 | 0 | 0 | 0 | 0 | 0 | 0 | 0 | 0 | 0 | 0 | 0 | 0 | 0 | 0 | 0 | 0 | 0 | 0 | 0 | 0 | 0 | 0
Cancelled | US | TRE |  |  | 12INR0085 |  | COMANCHE RIDGE WIND |  |  | WT | WND |  | Wind | 2014-07-01 |  | 24 | 3.6 | 4.8 | 0 | 0 | 0 | 0 | 0 | 0 | 0 | 0 | 0 | 0 | 0 | 0 | 0 | 0 | 0 | 0 | 0 | 0 | 0 | 0 | 0 | 0 | 0 | 0 | 0 | 0 | 0 | 0 | 0 | 0 | 0 | 0 | 0 | 0 | 0 | 0 | 0 | 0 | 0 | 0 | 0 | 0 | 0 | 0
Cancelled | US | TRE |  |  | 12INR0087 |  | HO CLARKE ENGINE PLANT | Internal Combustion Engine, eg. Reciprocating | Gas | IC | NG |  | Natural Gas and Other Gases | 2050-12-31 |  | 144 | 144 | 144 | 0 | 0 | 0 | 0 | 0 | 0 | 0 | 0 | 0 | 0 | 0 | 0 | 0 | 0 | 0 | 0 | 0 | 0 | 0 | 0 | 0 | 0 | 0 | 0 | 0 | 0 | 0 | 0 | 0 | 0 | 0 | 0 | 0 | 0 | 0 | 0 | 0 | 0 | 0 | 0 | 0 | 0 | 0 | 0
Cancelled | US | TRE |  |  | 12INR0088 |  | TUMBLEWEED WIND FARM |  |  | WT | WND |  | Wind | 2013-12-31 |  | 201 | 30.15 | 40.2 | 0 | 0 | 0 | 0 | 0 | 0 | 0 | 0 | 0 | 0 | 0 | 0 | 0 | 0 | 0 | 0 | 0 | 0 | 0 | 0 | 0 | 0 | 0 | 0 | 0 | 0 | 0 | 0 | 0 | 0 | 0 | 0 | 0 | 0 | 0 | 0 | 0 | 0 | 0 | 0 | 0 | 0 | 0 | 0
Cancelled | US | TRE |  |  | 12INR0089 |  | SMART WIND RANCH |  |  | WT | WND |  | Wind | 2050-12-31 |  | 230 | 34.5 | 46 | 0 | 0 | 0 | 0 | 0 | 0 | 0 | 0 | 0 | 0 | 0 | 0 | 0 | 0 | 0 | 0 | 0 | 0 | 0 | 0 | 0 | 0 | 0 | 0 | 0 | 0 | 0 | 0 | 0 | 0 | 0 | 0 | 0 | 0 | 0 | 0 | 0 | 0 | 0 | 0 | 0 | 0 | 0 | 0
Cancelled | US | TRE |  |  | 13INR0001 |  | SOUTH WEST |  |  | WT | WND |  | Wind | 2050-12-31 |  | 1236 | 180 | 240 | 0 | 0 | 0 | 0 | 0 | 0 | 0 | 0 | 0 | 0 | 0 | 0 | 0 | 0 | 0 | 0 | 0 | 0 | 0 | 0 | 0 | 0 | 0 | 0 | 0 | 0 | 0 | 0 | 0 | 0 | 0 | 0 | 0 | 0 | 0 | 0 | 0 | 0 | 0 | 0 | 0 | 0 | 0 | 0
Cancelled | US | TRE |  |  | 13INR0002 |  | SIXCAP |  |  | WT | WND |  | Wind | 2050-12-31 |  | 289 | 42.15 | 56.2 | 0 | 0 | 0 | 0 | 0 | 0 | 0 | 0 | 0 | 0 | 0 | 0 | 0 | 0 | 0 | 0 | 0 | 0 | 0 | 0 | 0 | 0 | 0 | 0 | 0 | 0 | 0 | 0 | 0 | 0 | 0 | 0 | 0 | 0 | 0 | 0 | 0 | 0 | 0 | 0 | 0 | 0 | 0 | 0
Cancelled | US | TRE |  |  | 13INR0003 |  | BORLYNN WIND |  |  | WT | WND |  | Wind | 2050-12-31 |  | 201 | 30.15 | 40.2 | 0 | 0 | 0 | 0 | 0 | 0 | 0 | 0 | 0 | 0 | 0 | 0 | 0 | 0 | 0 | 0 | 0 | 0 | 0 | 0 | 0 | 0 | 0 | 0 | 0 | 0 | 0 | 0 | 0 | 0 | 0 | 0 | 0 | 0 | 0 | 0 | 0 | 0 | 0 | 0 | 0 | 0 | 0 | 0
Cancelled | US | TRE |  |  | 13INR0004 |  | HEREFORD WIND |  |  | WT | WND |  | Wind | 2050-12-31 |  | 500 | 75 | 100 | 0 | 0 | 0 | 0 | 0 | 0 | 0 | 0 | 0 | 0 | 0 | 0 | 0 | 0 | 0 | 0 | 0 | 0 | 0 | 0 | 0 | 0 | 0 | 0 | 0 | 0 | 0 | 0 | 0 | 0 | 0 | 0 | 0 | 0 | 0 | 0 | 0 | 0 | 0 | 0 | 0 | 0 | 0 | 0
Cancelled | US | TRE |  |  | 13INR0005c |  | GRANDVIEW W 3 |  |  | WT | WND |  | Wind | 2019-12-15 |  | 188 | 28.125 | 37.5 | 0 | 0 | 0 | 0 | 0 | 0 | 0 | 0 | 0 | 0 | 0 | 0 | 0 | 0 | 0 | 0 | 0 | 0 | 0 | 0 | 0 | 0 | 0 | 0 | 0 | 0 | 0 | 0 | 0 | 0 | 0 | 0 | 0 | 0 | 0 | 0 | 0 | 0 | 0 | 0 | 0 | 0 | 0 | 0
Cancelled | US | TRE |  |  | 13INR0006 |  | GRANDVIEW (LAST) W |  |  | WT | WND |  | Wind | 2018-12-01 |  | 750 | 112.5 | 150 | 0 | 0 | 0 | 0 | 0 | 0 | 0 | 0 | 0 | 0 | 0 | 0 | 0 | 0 | 0 | 0 | 0 | 0 | 0 | 0 | 0 | 0 | 0 | 0 | 0 | 0 | 0 | 0 | 0 | 0 | 0 | 0 | 0 | 0 | 0 | 0 | 0 | 0 | 0 | 0 | 0 | 0 | 0 | 0
Cancelled | US | TRE |  |  | 13INR0007 |  | MURRAY WIND RANCH |  |  | WT | WND |  | Wind | 2014-12-01 |  | 200 | 30 | 40 | 0 | 0 | 0 | 0 | 0 | 0 | 0 | 0 | 0 | 0 | 0 | 0 | 0 | 0 | 0 | 0 | 0 | 0 | 0 | 0 | 0 | 0 | 0 | 0 | 0 | 0 | 0 | 0 | 0 | 0 | 0 | 0 | 0 | 0 | 0 | 0 | 0 | 0 | 0 | 0 | 0 | 0 | 0 | 0
Cancelled | US | TRE |  |  | 13INR0008 |  | SWISHER WIND PROJECT |  |  | WT | WND |  | Wind | 2050-12-31 |  | 304 | 45.6 | 60.8 | 0 | 0 | 0 | 0 | 0 | 0 | 0 | 0 | 0 | 0 | 0 | 0 | 0 | 0 | 0 | 0 | 0 | 0 | 0 | 0 | 0 | 0 | 0 | 0 | 0 | 0 | 0 | 0 | 0 | 0 | 0 | 0 | 0 | 0 | 0 | 0 | 0 | 0 | 0 | 0 | 0 | 0 | 0 | 0
Cancelled | US | TRE |  |  | 13INR0009 |  | COTTONWOOD ENERGY RECONNECT | Combined-Cycle | Gas | CC | NG |  | Natural Gas and Other Gases | 2050-12-31 |  | 1279 | 1279 | 1279 | 0 | 0 | 0 | 0 | 0 | 0 | 0 | 0 | 0 | 0 | 0 | 0 | 0 | 0 | 0 | 0 | 0 | 0 | 0 | 0 | 0 | 0 | 0 | 0 | 0 | 0 | 0 | 0 | 0 | 0 | 0 | 0 | 0 | 0 | 0 | 0 | 0 | 0 | 0 | 0 | 0 | 0 | 0 | 0
Cancelled | US | TRE |  |  | 13INR0010c |  | MARIAH DEL SUR |  |  | WT | WND |  | Wind | 2018-12-31 |  | 218 | 32.625 | 43.5 | 0 | 0 | 0 | 0 | 0 | 0 | 0 | 0 | 0 | 0 | 0 | 0 | 0 | 0 | 0 | 0 | 0 | 0 | 0 | 0 | 0 | 0 | 0 | 0 | 0 | 0 | 0 | 0 | 0 | 0 | 0 | 0 | 0 | 0 | 0 | 0 | 0 | 0 | 0 | 0 | 0 | 0 | 0 | 0
Cancelled | US | TRE |  |  | 13INR0010def |  | SCANDIA WIND DEF |  |  | WT | WND |  | Wind | 2020-04-01 |  | 600.3 | 90.045 | 120.06 | 0 | 0 | 0 | 0 | 0 | 0 | 0 | 0 | 0 | 0 | 0 | 0 | 0 | 0 | 0 | 0 | 0 | 0 | 0 | 0 | 0 | 0 | 0 | 0 | 0 | 0 | 0 | 0 | 0 | 0 | 0 | 0 | 0 | 0 | 0 | 0 | 0 | 0 | 0 | 0 | 0 | 0 | 0 | 0
Cancelled | US | TRE |  |  | 13INR0010e |  | SCANDIA WIND E |  |  | WT | WND |  | Wind | 2017-07-01 |  | 200 | 30 | 40 | 0 | 0 | 0 | 0 | 0 | 0 | 0 | 0 | 0 | 0 | 0 | 0 | 0 | 0 | 0 | 0 | 0 | 0 | 0 | 0 | 0 | 0 | 0 | 0 | 0 | 0 | 0 | 0 | 0 | 0 | 0 | 0 | 0 | 0 | 0 | 0 | 0 | 0 | 0 | 0 | 0 | 0 | 0 | 0
Cancelled | US | TRE |  |  | 13INR0010f |  | SCANDIA WIND F |  |  | WT | WND |  | Wind | 2017-07-01 |  | 200 | 30 | 40 | 0 | 0 | 0 | 0 | 0 | 0 | 0 | 0 | 0 | 0 | 0 | 0 | 0 | 0 | 0 | 0 | 0 | 0 | 0 | 0 | 0 | 0 | 0 | 0 | 0 | 0 | 0 | 0 | 0 | 0 | 0 | 0 | 0 | 0 | 0 | 0 | 0 | 0 | 0 | 0 | 0 | 0 | 0 | 0
Cancelled | US | TRE |  |  | 13INR0011 |  | SKY HIGH WIND ENERGY CENTER |  |  | WT | WND |  | Wind | 2050-12-31 |  | 230 | 34.5 | 46 | 0 | 0 | 0 | 0 | 0 | 0 | 0 | 0 | 0 | 0 | 0 | 0 | 0 | 0 | 0 | 0 | 0 | 0 | 0 | 0 | 0 | 0 | 0 | 0 | 0 | 0 | 0 | 0 | 0 | 0 | 0 | 0 | 0 | 0 | 0 | 0 | 0 | 0 | 0 | 0 | 0 | 0 | 0 | 0
Cancelled | US | TRE |  |  | 13INR0012 |  | LONG HORN WIND ENERGY CENTER |  |  | WT | WND |  | Wind | 2050-12-31 |  | 160 | 24 | 32 | 0 | 0 | 0 | 0 | 0 | 0 | 0 | 0 | 0 | 0 | 0 | 0 | 0 | 0 | 0 | 0 | 0 | 0 | 0 | 0 | 0 | 0 | 0 | 0 | 0 | 0 | 0 | 0 | 0 | 0 | 0 | 0 | 0 | 0 | 0 | 0 | 0 | 0 | 0 | 0 | 0 | 0 | 0 | 0
Cancelled | US | TRE |  |  | 13INR0013 |  | LONG POINT ENERGY STORAGE |  |  | WT | WND |  | Wind | 2050-12-31 |  | 149 | 22.35 | 29.8 | 0 | 0 | 0 | 0 | 0 | 0 | 0 | 0 | 0 | 0 | 0 | 0 | 0 | 0 | 0 | 0 | 0 | 0 | 0 | 0 | 0 | 0 | 0 | 0 | 0 | 0 | 0 | 0 | 0 | 0 | 0 | 0 | 0 | 0 | 0 | 0 | 0 | 0 | 0 | 0 | 0 | 0 | 0 | 0
Cancelled | US | TRE |  |  | 13INR0014 |  | STAR MOUNTAIN - AMERICAN VENTUS |  |  | WT | WND |  | Wind | 2050-12-31 |  | 74 | 11.1 | 14.8 | 0 | 0 | 0 | 0 | 0 | 0 | 0 | 0 | 0 | 0 | 0 | 0 | 0 | 0 | 0 | 0 | 0 | 0 | 0 | 0 | 0 | 0 | 0 | 0 | 0 | 0 | 0 | 0 | 0 | 0 | 0 | 0 | 0 | 0 | 0 | 0 | 0 | 0 | 0 | 0 | 0 | 0 | 0 | 0
Cancelled | US | TRE |  |  | 13INR0015 |  | ADAGE CROCKETT | Steam Turbine other than Combined-Cycl | Gas | ST | NG |  | Natural Gas and Other Gases | 2050-12-31 |  | 58 | 58 | 58 | 0 | 0 | 0 | 0 | 0 | 0 | 0 | 0 | 0 | 0 | 0 | 0 | 0 | 0 | 0 | 0 | 0 | 0 | 0 | 0 | 0 | 0 | 0 | 0 | 0 | 0 | 0 | 0 | 0 | 0 | 0 | 0 | 0 | 0 | 0 | 0 | 0 | 0 | 0 | 0 | 0 | 0 | 0 | 0
Cancelled | US | TRE |  |  | 13INR0016 |  | DEAF SMITH WIND PROJECT |  |  | WT | WND |  | Wind | 2013-08-01 |  | 251 | 37.65 | 50.2 | 0 | 0 | 0 | 0 | 0 | 0 | 0 | 0 | 0 | 0 | 0 | 0 | 0 | 0 | 0 | 0 | 0 | 0 | 0 | 0 | 0 | 0 | 0 | 0 | 0 | 0 | 0 | 0 | 0 | 0 | 0 | 0 | 0 | 0 | 0 | 0 | 0 | 0 | 0 | 0 | 0 | 0 | 0 | 0
Cancelled | US | TRE |  |  | 13INR0017 |  | WATERS RANCH WIND |  |  | WT | WND |  | Wind | 2050-12-31 |  | 210 | 30 | 40 | 0 | 0 | 0 | 0 | 0 | 0 | 0 | 0 | 0 | 0 | 0 | 0 | 0 | 0 | 0 | 0 | 0 | 0 | 0 | 0 | 0 | 0 | 0 | 0 | 0 | 0 | 0 | 0 | 0 | 0 | 0 | 0 | 0 | 0 | 0 | 0 | 0 | 0 | 0 | 0 | 0 | 0 | 0 | 0
Cancelled | US | TRE |  |  | 13INR0018 |  | KNIGHT MOUNTAIN WIND FARM |  |  | WT | WND |  | Wind | 2050-12-31 |  | 72 | 10.8 | 14.4 | 0 | 0 | 0 | 0 | 0 | 0 | 0 | 0 | 0 | 0 | 0 | 0 | 0 | 0 | 0 | 0 | 0 | 0 | 0 | 0 | 0 | 0 | 0 | 0 | 0 | 0 | 0 | 0 | 0 | 0 | 0 | 0 | 0 | 0 | 0 | 0 | 0 | 0 | 0 | 0 | 0 | 0 | 0 | 0
Cancelled | US | TRE |  |  | 13INR0019 |  | CARYA |  |  | PV | SUN |  | Solar | 2050-12-31 |  | 200 | 148 | 24 | 0 | 0 | 0 | 0 | 0 | 0 | 0 | 0 | 0 | 0 | 0 | 0 | 0 | 0 | 0 | 0 | 0 | 0 | 0 | 0 | 0 | 0 | 0 | 0 | 0 | 0 | 0 | 0 | 0 | 0 | 0 | 0 | 0 | 0 | 0 | 0 | 0 | 0 | 0 | 0 | 0 | 0 | 0 | 0
Cancelled | US | TRE |  |  | 13INR0020b |  | RATTLESNAKE W 2 |  |  | WT | WND |  | Wind | 2020-05-06 |  | 158 | 23.7 | 31.6 | 0 | 0 | 0 | 0 | 0 | 0 | 0 | 0 | 0 | 0 | 0 | 0 | 0 | 0 | 0 | 0 | 0 | 0 | 0 | 0 | 0 | 0 | 0 | 0 | 0 | 0 | 0 | 0 | 0 | 0 | 0 | 0 | 0 | 0 | 0 | 0 | 0 | 0 | 0 | 0 | 0 | 0 | 0 | 0
Cancelled | US | TRE |  |  | 13INR0022 |  | BELDING SOLAR ENERGY |  |  | PV | SUN |  | Solar | 2050-12-31 |  | 100 | 74 | 12 | 0 | 0 | 0 | 0 | 0 | 0 | 0 | 0 | 0 | 0 | 0 | 0 | 0 | 0 | 0 | 0 | 0 | 0 | 0 | 0 | 0 | 0 | 0 | 0 | 0 | 0 | 0 | 0 | 0 | 0 | 0 | 0 | 0 | 0 | 0 | 0 | 0 | 0 | 0 | 0 | 0 | 0 | 0 | 0
Cancelled | US | TRE |  |  | 13INR0023 |  | TEXAS CLEAN C | Combined-Cycle | Coal | ST | SUB |  | Coal | 2021-12-31 |  | 400 | 240 | 240 | 0 | 0 | 0 | 0 | 0 | 0 | 0 | 0 | 0 | 0 | 0 | 0 | 0 | 0 | 0 | 0 | 0 | 0 | 0 | 0 | 0 | 0 | 0 | 0 | 0 | 0 | 0 | 0 | 0 | 0 | 0 | 0 | 0 | 0 | 0 | 0 | 0 | 0 | 0 | 0 | 0 | 0 | 0 | 0
Cancelled | US | TRE |  |  | 13INR0024 |  | ANTELOPE RIDGE WIND PROJECT |  |  | WT | WND |  | Wind | 2050-12-31 |  | 400 | 60 | 80 | 0 | 0 | 0 | 0 | 0 | 0 | 0 | 0 | 0 | 0 | 0 | 0 | 0 | 0 | 0 | 0 | 0 | 0 | 0 | 0 | 0 | 0 | 0 | 0 | 0 | 0 | 0 | 0 | 0 | 0 | 0 | 0 | 0 | 0 | 0 | 0 | 0 | 0 | 0 | 0 | 0 | 0 | 0 | 0
Cancelled | US | TRE |  |  | 13INR0027 |  | TUXEDO II |  |  | WT | WND |  | Wind | 2050-12-31 |  | 249 | 37.35 | 49.8 | 0 | 0 | 0 | 0 | 0 | 0 | 0 | 0 | 0 | 0 | 0 | 0 | 0 | 0 | 0 | 0 | 0 | 0 | 0 | 0 | 0 | 0 | 0 | 0 | 0 | 0 | 0 | 0 | 0 | 0 | 0 | 0 | 0 | 0 | 0 | 0 | 0 | 0 | 0 | 0 | 0 | 0 | 0 | 0
Cancelled | US | TRE |  |  | 13INR0029 |  | WINDTHORST B |  |  | WT | WND |  | Wind | 2050-12-31 |  | 50 | 7.5 | 10 | 0 | 0 | 0 | 0 | 0 | 0 | 0 | 0 | 0 | 0 | 0 | 0 | 0 | 0 | 0 | 0 | 0 | 0 | 0 | 0 | 0 | 0 | 0 | 0 | 0 | 0 | 0 | 0 | 0 | 0 | 0 | 0 | 0 | 0 | 0 | 0 | 0 | 0 | 0 | 0 | 0 | 0 | 0 | 0
Cancelled | US | TRE |  |  | 13INR0030 |  | ONION CREEK WIND |  |  | WT | WND |  | Wind | 2050-12-31 01:00 |  | 100 | 15 | 20 | 0 | 0 | 0 | 0 | 0 | 0 | 0 | 0 | 0 | 0 | 0 | 0 | 0 | 0 | 0 | 0 | 0 | 0 | 0 | 0 | 0 | 0 | 0 | 0 | 0 | 0 | 0 | 0 | 0 | 0 | 0 | 0 | 0 | 0 | 0 | 0 | 0 | 0 | 0 | 0 | 0 | 0 | 0 | 0
Cancelled | US | TRE |  |  | 13INR0031 |  | MUSTANG SOLAR PROJECT |  |  | PV | SUN |  | Solar | 2015-12-31 |  | 30 | 22.2 | 3.6 | 0 | 0 | 0 | 0 | 0 | 0 | 0 | 0 | 0 | 0 | 0 | 0 | 0 | 0 | 0 | 0 | 0 | 0 | 0 | 0 | 0 | 0 | 0 | 0 | 0 | 0 | 0 | 0 | 0 | 0 | 0 | 0 | 0 | 0 | 0 | 0 | 0 | 0 | 0 | 0 | 0 | 0 | 0 | 0
Cancelled | US | TRE |  |  | 13INR0032 |  | SANDY HILLS SOLAR |  |  | PV | SUN |  | Solar | 2017-12-31 |  | 100 | 74 | 12 | 0 | 0 | 0 | 0 | 0 | 0 | 0 | 0 | 0 | 0 | 0 | 0 | 0 | 0 | 0 | 0 | 0 | 0 | 0 | 0 | 0 | 0 | 0 | 0 | 0 | 0 | 0 | 0 | 0 | 0 | 0 | 0 | 0 | 0 | 0 | 0 | 0 | 0 | 0 | 0 | 0 | 0 | 0 | 0
Cancelled | US | TRE |  |  | 13INR0033 |  | SPINNING SPUR WIND TWO |  |  | WT | WND |  | Wind | 2050-12-31 |  | 160 | 24 | 32 | 0 | 0 | 0 | 0 | 0 | 0 | 0 | 0 | 0 | 0 | 0 | 0 | 0 | 0 | 0 | 0 | 0 | 0 | 0 | 0 | 0 | 0 | 0 | 0 | 0 | 0 | 0 | 0 | 0 | 0 | 0 | 0 | 0 | 0 | 0 | 0 | 0 | 0 | 0 | 0 | 0 | 0 | 0 | 0
Cancelled | US | TRE |  |  | 13INR0034 |  | MCKENZIE MOUNTAIN WIND |  |  | WT | WND |  | Wind | 2050-12-31 |  | 100 | 15 | 20 | 0 | 0 | 0 | 0 | 0 | 0 | 0 | 0 | 0 | 0 | 0 | 0 | 0 | 0 | 0 | 0 | 0 | 0 | 0 | 0 | 0 | 0 | 0 | 0 | 0 | 0 | 0 | 0 | 0 | 0 | 0 | 0 | 0 | 0 | 0 | 0 | 0 | 0 | 0 | 0 | 0 | 0 | 0 | 0
Cancelled | US | TRE |  |  | 13INR0035 |  | ALPINE SOLAR 2 |  |  | PV | SUN |  | Solar | 2050-12-31 |  | 50 | 37 | 6 | 0 | 0 | 0 | 0 | 0 | 0 | 0 | 0 | 0 | 0 | 0 | 0 | 0 | 0 | 0 | 0 | 0 | 0 | 0 | 0 | 0 | 0 | 0 | 0 | 0 | 0 | 0 | 0 | 0 | 0 | 0 | 0 | 0 | 0 | 0 | 0 | 0 | 0 | 0 | 0 | 0 | 0 | 0 | 0
Cancelled | US | TRE |  |  | 13INR0036 |  | HIDALGO WIND FARM |  |  | WT | WND |  | Wind | 2014-10-31 |  | 200 | 30 | 40 | 0 | 0 | 0 | 0 | 0 | 0 | 0 | 0 | 0 | 0 | 0 | 0 | 0 | 0 | 0 | 0 | 0 | 0 | 0 | 0 | 0 | 0 | 0 | 0 | 0 | 0 | 0 | 0 | 0 | 0 | 0 | 0 | 0 | 0 | 0 | 0 | 0 | 0 | 0 | 0 | 0 | 0 | 0 | 0
Cancelled | US | TRE |  |  | 13INR0037 |  | MESQUITE SOLAR |  |  | PV | SUN |  | Solar | 2050-12-31 |  | 24 | 17.76 | 2.88 | 0 | 0 | 0 | 0 | 0 | 0 | 0 | 0 | 0 | 0 | 0 | 0 | 0 | 0 | 0 | 0 | 0 | 0 | 0 | 0 | 0 | 0 | 0 | 0 | 0 | 0 | 0 | 0 | 0 | 0 | 0 | 0 | 0 | 0 | 0 | 0 | 0 | 0 | 0 | 0 | 0 | 0 | 0 | 0
Cancelled | US | TRE |  |  | 13INR0039 |  | HEREFORD WIND |  |  | WT | WND |  | Wind | 2050-12-31 |  | 500 | 75 | 100 | 0 | 0 | 0 | 0 | 0 | 0 | 0 | 0 | 0 | 0 | 0 | 0 | 0 | 0 | 0 | 0 | 0 | 0 | 0 | 0 | 0 | 0 | 0 | 0 | 0 | 0 | 0 | 0 | 0 | 0 | 0 | 0 | 0 | 0 | 0 | 0 | 0 | 0 | 0 | 0 | 0 | 0 | 0 | 0
Cancelled | US | TRE |  |  | 13INR0041 |  | BLUE SUMMIT II WINDFARM |  |  | WT | WND |  | Wind | 2050-12-31 |  | 300 | 45 | 60 | 0 | 0 | 0 | 0 | 0 | 0 | 0 | 0 | 0 | 0 | 0 | 0 | 0 | 0 | 0 | 0 | 0 | 0 | 0 | 0 | 0 | 0 | 0 | 0 | 0 | 0 | 0 | 0 | 0 | 0 | 0 | 0 | 0 | 0 | 0 | 0 | 0 | 0 | 0 | 0 | 0 | 0 | 0 | 0
Cancelled | US | TRE |  |  | 13INR0042 |  | SOLAR STAR II - GAGE |  |  | PV | SUN |  | Solar | 2050-12-31 |  | 30 | 22.2 | 3.6 | 0 | 0 | 0 | 0 | 0 | 0 | 0 | 0 | 0 | 0 | 0 | 0 | 0 | 0 | 0 | 0 | 0 | 0 | 0 | 0 | 0 | 0 | 0 | 0 | 0 | 0 | 0 | 0 | 0 | 0 | 0 | 0 | 0 | 0 | 0 | 0 | 0 | 0 | 0 | 0 | 0 | 0 | 0 | 0
Cancelled | US | TRE |  |  | 13INR0043 |  | SOLAR STAR III - BAXTER |  |  | PV | SUN |  | Solar | 2050-12-31 |  | 30 | 22.2 | 3.6 | 0 | 0 | 0 | 0 | 0 | 0 | 0 | 0 | 0 | 0 | 0 | 0 | 0 | 0 | 0 | 0 | 0 | 0 | 0 | 0 | 0 | 0 | 0 | 0 | 0 | 0 | 0 | 0 | 0 | 0 | 0 | 0 | 0 | 0 | 0 | 0 | 0 | 0 | 0 | 0 | 0 | 0 | 0 | 0
Cancelled | US | TRE |  |  | 13INR0044 |  | LOS VIENTOS PHASE III |  |  | WT | WND |  | Wind | 2050-12-31 |  | 400 | 60 | 80 | 0 | 0 | 0 | 0 | 0 | 0 | 0 | 0 | 0 | 0 | 0 | 0 | 0 | 0 | 0 | 0 | 0 | 0 | 0 | 0 | 0 | 0 | 0 | 0 | 0 | 0 | 0 | 0 | 0 | 0 | 0 | 0 | 0 | 0 | 0 | 0 | 0 | 0 | 0 | 0 | 0 | 0 | 0 | 0
Cancelled | US | TRE |  |  | 13INR0045 |  | CHANGING WINDS |  |  | WT | WND |  | Wind | 2018-12-31 |  | 288 | 43.2 | 57.6 | 0 | 0 | 0 | 0 | 0 | 0 | 0 | 0 | 0 | 0 | 0 | 0 | 0 | 0 | 0 | 0 | 0 | 0 | 0 | 0 | 0 | 0 | 0 | 0 | 0 | 0 | 0 | 0 | 0 | 0 | 0 | 0 | 0 | 0 | 0 | 0 | 0 | 0 | 0 | 0 | 0 | 0 | 0 | 0
Cancelled | US | TRE |  |  | 13INR0046 |  | LIMESTONE WIND FARM |  |  | WT | WND |  | Wind | 2013-09-01 |  | 71 | 10.65 | 14.2 | 0 | 0 | 0 | 0 | 0 | 0 | 0 | 0 | 0 | 0 | 0 | 0 | 0 | 0 | 0 | 0 | 0 | 0 | 0 | 0 | 0 | 0 | 0 | 0 | 0 | 0 | 0 | 0 | 0 | 0 | 0 | 0 | 0 | 0 | 0 | 0 | 0 | 0 | 0 | 0 | 0 | 0 | 0 | 0
Cancelled | US | TRE |  |  | 13INR0047 |  | WOLF RIDGE SOLAR |  |  | PV | SUN |  | Solar | 2050-12-31 |  | 20 | 14.8 | 2.4 | 0 | 0 | 0 | 0 | 0 | 0 | 0 | 0 | 0 | 0 | 0 | 0 | 0 | 0 | 0 | 0 | 0 | 0 | 0 | 0 | 0 | 0 | 0 | 0 | 0 | 0 | 0 | 0 | 0 | 0 | 0 | 0 | 0 | 0 | 0 | 0 | 0 | 0 | 0 | 0 | 0 | 0 | 0 | 0
Cancelled | US | TRE |  |  | 13INR0051 |  | PALMAS ALTAS WIND |  |  | WT | WND |  | Wind | 2050-12-31 |  | 67 | 38.86 | 28.81 | 0 | 0 | 0 | 0 | 0 | 0 | 0 | 0 | 0 | 0 | 0 | 0 | 0 | 0 | 0 | 0 | 0 | 0 | 0 | 0 | 0 | 0 | 0 | 0 | 0 | 0 | 0 | 0 | 0 | 0 | 0 | 0 | 0 | 0 | 0 | 0 | 0 | 0 | 0 | 0 | 0 | 0 | 0 | 0
Cancelled | US | TRE |  |  | 13INR0053 |  | BAYTOWN ENERRGY CENTER CHILLER | Combined-Cycle | Gas | CC | NG |  | Natural Gas and Other Gases | 2050-12-31 |  | 90 | 0 | 0 | 0 | 0 | 0 | 0 | 0 | 0 | 0 | 0 | 0 | 0 | 0 | 0 | 0 | 0 | 0 | 0 | 0 | 0 | 0 | 0 | 0 | 0 | 0 | 0 | 0 | 0 | 0 | 0 | 0 | 0 | 0 | 0 | 0 | 0 | 0 | 0 | 0 | 0 | 0 | 0 | 0 | 0 | 0 | 0
Cancelled | US | TRE |  |  | 13INR0054 |  | T2 EF COGEN (SILVER OAK PROCESSING) | Combined-Cycle | Gas | CC | NG |  | Natural Gas and Other Gases | 2015-07-01 |  | 25 | 25 | 25 | 0 | 0 | 0 | 0 | 0 | 0 | 0 | 0 | 0 | 0 | 0 | 0 | 0 | 0 | 0 | 0 | 0 | 0 | 0 | 0 | 0 | 0 | 0 | 0 | 0 | 0 | 0 | 0 | 0 | 0 | 0 | 0 | 0 | 0 | 0 | 0 | 0 | 0 | 0 | 0 | 0 | 0 | 0 | 0
Cancelled | US | TRE |  |  | 13INR0056b |  | FLUVANNA RENEWABLE 2 |  |  | WT | WND |  | Wind | 2018-10-01 |  | 152 | 22.755 | 30.34 | 0 | 0 | 0 | 0 | 0 | 0 | 0 | 0 | 0 | 0 | 0 | 0 | 0 | 0 | 0 | 0 | 0 | 0 | 0 | 0 | 0 | 0 | 0 | 0 | 0 | 0 | 0 | 0 | 0 | 0 | 0 | 0 | 0 | 0 | 0 | 0 | 0 | 0 | 0 | 0 | 0 | 0 | 0 | 0
Cancelled | US | TRE |  |  | 14INR0001 |  | SHERBINO MESA III |  |  | WT | WND |  | Wind | 2050-12-31 |  | 500 | 75 | 100 | 0 | 0 | 0 | 0 | 0 | 0 | 0 | 0 | 0 | 0 | 0 | 0 | 0 | 0 | 0 | 0 | 0 | 0 | 0 | 0 | 0 | 0 | 0 | 0 | 0 | 0 | 0 | 0 | 0 | 0 | 0 | 0 | 0 | 0 | 0 | 0 | 0 | 0 | 0 | 0 | 0 | 0 | 0 | 0
Cancelled | US | TRE |  |  | 14INR0002 |  | COLETO CREEK UNIT 2 | Steam Turbine other than Combined-Cycl | Coal | ST | SUB |  | Coal | 2050-12-31 |  | 660 | 660 | 660 | 0 | 0 | 0 | 0 | 0 | 0 | 0 | 0 | 0 | 0 | 0 | 0 | 0 | 0 | 0 | 0 | 0 | 0 | 0 | 0 | 0 | 0 | 0 | 0 | 0 | 0 | 0 | 0 | 0 | 0 | 0 | 0 | 0 | 0 | 0 | 0 | 0 | 0 | 0 | 0 | 0 | 0 | 0 | 0
Cancelled | US | TRE |  |  | 14INR0003 |  | TENASKA TRAILBLAZERS | Steam Turbine other than Combined-Cycl | Coal | ST | SUB |  | Coal | 2019-06-01 |  | 850 | 850 | 850 | 0 | 0 | 0 | 0 | 0 | 0 | 0 | 0 | 0 | 0 | 0 | 0 | 0 | 0 | 0 | 0 | 0 | 0 | 0 | 0 | 0 | 0 | 0 | 0 | 0 | 0 | 0 | 0 | 0 | 0 | 0 | 0 | 0 | 0 | 0 | 0 | 0 | 0 | 0 | 0 | 0 | 0 | 0 | 0
Cancelled | US | TRE |  |  | 14INR0004 |  | TWIN OAKS 3 | Steam Turbine other than Combined-Cycl | Coal | ST | SUB |  | Coal | 2050-12-31 01:00 |  | 630 | 630 | 630 | 0 | 0 | 0 | 0 | 0 | 0 | 0 | 0 | 0 | 0 | 0 | 0 | 0 | 0 | 0 | 0 | 0 | 0 | 0 | 0 | 0 | 0 | 0 | 0 | 0 | 0 | 0 | 0 | 0 | 0 | 0 | 0 | 0 | 0 | 0 | 0 | 0 | 0 | 0 | 0 | 0 | 0 | 0 | 0
Cancelled | US | TRE |  |  | 14INR0005 |  | WHITE STALLION ENERGY CENTER | Steam Turbine other than Combined-Cycl | Coal | ST | SUB |  | Coal | 2050-12-31 |  | 1200 | 1200 | 1200 | 0 | 0 | 0 | 0 | 0 | 0 | 0 | 0 | 0 | 0 | 0 | 0 | 0 | 0 | 0 | 0 | 0 | 0 | 0 | 0 | 0 | 0 | 0 | 0 | 0 | 0 | 0 | 0 | 0 | 0 | 0 | 0 | 0 | 0 | 0 | 0 | 0 | 0 | 0 | 0 | 0 | 0 | 0 | 0
Cancelled | US | TRE |  |  | 14INR0006 |  | RIO BLANCO WINDFARM |  |  | WT | WND |  | Wind | 2014-10-01 |  | 151 | 22.65 | 30.2 | 0 | 0 | 0 | 0 | 0 | 0 | 0 | 0 | 0 | 0 | 0 | 0 | 0 | 0 | 0 | 0 | 0 | 0 | 0 | 0 | 0 | 0 | 0 | 0 | 0 | 0 | 0 | 0 | 0 | 0 | 0 | 0 | 0 | 0 | 0 | 0 | 0 | 0 | 0 | 0 | 0 | 0 | 0 | 0
Cancelled | US | TRE |  |  | 14INR0007 |  | PEASE RIVER WIND |  |  | WT | WND |  | Wind | 2050-12-31 |  | 150 | 22.5 | 30 | 0 | 0 | 0 | 0 | 0 | 0 | 0 | 0 | 0 | 0 | 0 | 0 | 0 | 0 | 0 | 0 | 0 | 0 | 0 | 0 | 0 | 0 | 0 | 0 | 0 | 0 | 0 | 0 | 0 | 0 | 0 | 0 | 0 | 0 | 0 | 0 | 0 | 0 | 0 | 0 | 0 | 0 | 0 | 0
Cancelled | US | TRE |  |  | 14INR0008 |  | RED LAKE WIND GENERATION |  |  | WT | WND |  | Wind | 2050-12-31 |  | 160 | 24 | 32 | 0 | 0 | 0 | 0 | 0 | 0 | 0 | 0 | 0 | 0 | 0 | 0 | 0 | 0 | 0 | 0 | 0 | 0 | 0 | 0 | 0 | 0 | 0 | 0 | 0 | 0 | 0 | 0 | 0 | 0 | 0 | 0 | 0 | 0 | 0 | 0 | 0 | 0 | 0 | 0 | 0 | 0 | 0 | 0
Cancelled | US | TRE |  |  | 14INR0010 |  | COMANCHE MESA |  |  | WT | WND |  | Wind | 2050-12-31 |  | 300 | 45 | 60 | 0 | 0 | 0 | 0 | 0 | 0 | 0 | 0 | 0 | 0 | 0 | 0 | 0 | 0 | 0 | 0 | 0 | 0 | 0 | 0 | 0 | 0 | 0 | 0 | 0 | 0 | 0 | 0 | 0 | 0 | 0 | 0 | 0 | 0 | 0 | 0 | 0 | 0 | 0 | 0 | 0 | 0 | 0 | 0
Cancelled | US | TRE |  |  | 14INR0011 |  | CANCELLED CHAMISA CAES | Compressed Air Energy Storage | Gas | GT | NG |  | Natural Gas and Other Gases | 2018-07-01 |  | 270 | 270 | 270 | 0 | 0 | 0 | 0 | 0 | 0 | 0 | 0 | 0 | 0 | 0 | 0 | 0 | 0 | 0 | 0 | 0 | 0 | 0 | 0 | 0 | 0 | 0 | 0 | 0 | 0 | 0 | 0 | 0 | 0 | 0 | 0 | 0 | 0 | 0 | 0 | 0 | 0 | 0 | 0 | 0 | 0 | 0 | 0
Cancelled | US | TRE |  |  | 14INR0012b |  | MIAMI WIND G3 |  |  | WT | WND |  | Wind | 2016-05-01 |  | 111 | 16.65 | 22.2 | 0 | 0 | 0 | 0 | 0 | 0 | 0 | 0 | 0 | 0 | 0 | 0 | 0 | 0 | 0 | 0 | 0 | 0 | 0 | 0 | 0 | 0 | 0 | 0 | 0 | 0 | 0 | 0 | 0 | 0 | 0 | 0 | 0 | 0 | 0 | 0 | 0 | 0 | 0 | 0 | 0 | 0 | 0 | 0
Cancelled | US | TRE |  |  | 14INR0014 |  | WEST RANCH SOLAR |  |  | PV | SUN |  | Solar | 2018-12-30 |  | 100 | 74 | 12 | 0 | 0 | 0 | 0 | 0 | 0 | 0 | 0 | 0 | 0 | 0 | 0 | 0 | 0 | 0 | 0 | 0 | 0 | 0 | 0 | 0 | 0 | 0 | 0 | 0 | 0 | 0 | 0 | 0 | 0 | 0 | 0 | 0 | 0 | 0 | 0 | 0 | 0 | 0 | 0 | 0 | 0 | 0 | 0
Cancelled | US | TRE |  |  | 14INR0017 |  | CHANNEL ENERGY CENTER 345KV CT | Combined-Cycle | Gas | CC | NG |  | Natural Gas and Other Gases | 2050-12-31 |  | 190 | 190 | 190 | 0 | 0 | 0 | 0 | 0 | 0 | 0 | 0 | 0 | 0 | 0 | 0 | 0 | 0 | 0 | 0 | 0 | 0 | 0 | 0 | 0 | 0 | 0 | 0 | 0 | 0 | 0 | 0 | 0 | 0 | 0 | 0 | 0 | 0 | 0 | 0 | 0 | 0 | 0 | 0 | 0 | 0 | 0 | 0
Cancelled | US | TRE |  |  | 14INR0018 |  | RE TRENT |  |  | PV | SUN |  | Solar | 2015-12-31 |  | 20 | 14.8 | 2.4 | 0 | 0 | 0 | 0 | 0 | 0 | 0 | 0 | 0 | 0 | 0 | 0 | 0 | 0 | 0 | 0 | 0 | 0 | 0 | 0 | 0 | 0 | 0 | 0 | 0 | 0 | 0 | 0 | 0 | 0 | 0 | 0 | 0 | 0 | 0 | 0 | 0 | 0 | 0 | 0 | 0 | 0 | 0 | 0
Cancelled | US | TRE |  |  | 14INR0019 |  | LOS VIENTOS PHASE IV |  |  | WT | WND |  | Wind | 2050-12-31 |  | 400 | 60 | 80 | 0 | 0 | 0 | 0 | 0 | 0 | 0 | 0 | 0 | 0 | 0 | 0 | 0 | 0 | 0 | 0 | 0 | 0 | 0 | 0 | 0 | 0 | 0 | 0 | 0 | 0 | 0 | 0 | 0 | 0 | 0 | 0 | 0 | 0 | 0 | 0 | 0 | 0 | 0 | 0 | 0 | 0 | 0 | 0
Cancelled | US | TRE |  |  | 14INR0020 |  | CEDAR CAP WIND |  |  | WT | WND |  | Wind | 2016-10-31 |  | 150 | 22.5 | 30 | 0 | 0 | 0 | 0 | 0 | 0 | 0 | 0 | 0 | 0 | 0 | 0 | 0 | 0 | 0 | 0 | 0 | 0 | 0 | 0 | 0 | 0 | 0 | 0 | 0 | 0 | 0 | 0 | 0 | 0 | 0 | 0 | 0 | 0 | 0 | 0 | 0 | 0 | 0 | 0 | 0 | 0 | 0 | 0
Cancelled | US | TRE |  |  | 14INR0021 |  | SILVER STAR II |  |  | WT | WND |  | Wind | 2014-06-01 |  | 125 | 18.75 | 25 | 0 | 0 | 0 | 0 | 0 | 0 | 0 | 0 | 0 | 0 | 0 | 0 | 0 | 0 | 0 | 0 | 0 | 0 | 0 | 0 | 0 | 0 | 0 | 0 | 0 | 0 | 0 | 0 | 0 | 0 | 0 | 0 | 0 | 0 | 0 | 0 | 0 | 0 | 0 | 0 | 0 | 0 | 0 | 0
Cancelled | US | TRE |  |  | 14INR0022 |  | WHIRL WIND EXPANSION PROJECT |  |  | WT | WND |  | Wind | 2014-12-01 |  | 361 | 54.15 | 72.2 | 0 | 0 | 0 | 0 | 0 | 0 | 0 | 0 | 0 | 0 | 0 | 0 | 0 | 0 | 0 | 0 | 0 | 0 | 0 | 0 | 0 | 0 | 0 | 0 | 0 | 0 | 0 | 0 | 0 | 0 | 0 | 0 | 0 | 0 | 0 | 0 | 0 | 0 | 0 | 0 | 0 | 0 | 0 | 0
Cancelled | US | TRE |  |  | 14INR0023b |  | LHORN (LONGHORN SOUTH W) |  |  | WT | WND |  | Wind | 2018-12-01 |  | 160 | 24 | 32 | 0 | 0 | 0 | 0 | 0 | 0 | 0 | 0 | 0 | 0 | 0 | 0 | 0 | 0 | 0 | 0 | 0 | 0 | 0 | 0 | 0 | 0 | 0 | 0 | 0 | 0 | 0 | 0 | 0 | 0 | 0 | 0 | 0 | 0 | 0 | 0 | 0 | 0 | 0 | 0 | 0 | 0 | 0 | 0
Cancelled | US | TRE |  |  | 14INR0025_2 |  | SOUTH PLAINS WIND ENERGY |  |  | WT | WND |  | Wind | 2015-10-31 |  | 500 | 75 | 100 | 0 | 0 | 0 | 0 | 0 | 0 | 0 | 0 | 0 | 0 | 0 | 0 | 0 | 0 | 0 | 0 | 0 | 0 | 0 | 0 | 0 | 0 | 0 | 0 | 0 | 0 | 0 | 0 | 0 | 0 | 0 | 0 | 0 | 0 | 0 | 0 | 0 | 0 | 0 | 0 | 0 | 0 | 0 | 0
Cancelled | US | TRE |  |  | 14INR0026 |  | ALPINE 1 SOLAR |  |  | PV | SUN |  | Solar | 2019-12-01 |  | 30 | 22.2 | 3.6 | 0 | 0 | 0 | 0 | 0 | 0 | 0 | 0 | 0 | 0 | 0 | 0 | 0 | 0 | 0 | 0 | 0 | 0 | 0 | 0 | 0 | 0 | 0 | 0 | 0 | 0 | 0 | 0 | 0 | 0 | 0 | 0 | 0 | 0 | 0 | 0 | 0 | 0 | 0 | 0 | 0 | 0 | 0 | 0
Cancelled | US | TRE |  |  | 14INR0027 |  | GUADALUPE II | Combustion (gas) Turbine, but not part of a Combined-Cycle | Gas | GT | NG |  | Natural Gas and Other Gases | 2019-06-01 |  | 362 | 336 | 362 | 0 | 0 | 0 | 0 | 0 | 0 | 0 | 0 | 0 | 0 | 0 | 0 | 0 | 0 | 0 | 0 | 0 | 0 | 0 | 0 | 0 | 0 | 0 | 0 | 0 | 0 | 0 | 0 | 0 | 0 | 0 | 0 | 0 | 0 | 0 | 0 | 0 | 0 | 0 | 0 | 0 | 0 | 0 | 0
Cancelled | US | TRE |  |  | 14INR0028 |  | WINDWOOD WIND |  |  | WT | WND |  | Wind | 2018-10-31 |  | 360 | 45 | 60 | 0 | 0 | 0 | 0 | 0 | 0 | 0 | 0 | 0 | 0 | 0 | 0 | 0 | 0 | 0 | 0 | 0 | 0 | 0 | 0 | 0 | 0 | 0 | 0 | 0 | 0 | 0 | 0 | 0 | 0 | 0 | 0 | 0 | 0 | 0 | 0 | 0 | 0 | 0 | 0 | 0 | 0 | 0 | 0
Cancelled | US | TRE |  |  | 14INR0029 |  | SOLAR PRIME TX-2 |  |  | PV | SUN |  | Solar | 2014-12-01 |  | 42 | 31.08 | 5.04 | 0 | 0 | 0 | 0 | 0 | 0 | 0 | 0 | 0 | 0 | 0 | 0 | 0 | 0 | 0 | 0 | 0 | 0 | 0 | 0 | 0 | 0 | 0 | 0 | 0 | 0 | 0 | 0 | 0 | 0 | 0 | 0 | 0 | 0 | 0 | 0 | 0 | 0 | 0 | 0 | 0 | 0 | 0 | 0
Cancelled | US | TRE |  |  | 14INR0030a_1 |  | PANHANDLE WIND |  |  | WT | WND |  | Wind | 2015-11-01 |  | 322 | 48.3 | 64.4 | 0 | 0 | 0 | 0 | 0 | 0 | 0 | 0 | 0 | 0 | 0 | 0 | 0 | 0 | 0 | 0 | 0 | 0 | 0 | 0 | 0 | 0 | 0 | 0 | 0 | 0 | 0 | 0 | 0 | 0 | 0 | 0 | 0 | 0 | 0 | 0 | 0 | 0 | 0 | 0 | 0 | 0 | 0 | 0
Cancelled | US | TRE |  |  | 14INR0032b |  | ROUTE66 WIND |  |  | WT | WND |  | Wind | 2015-12-01 |  | 300 | 0 | 60 | 0 | 0 | 0 | 0 | 0 | 0 | 0 | 0 | 0 | 0 | 0 | 0 | 0 | 0 | 0 | 0 | 0 | 0 | 0 | 0 | 0 | 0 | 0 | 0 | 0 | 0 | 0 | 0 | 0 | 0 | 0 | 0 | 0 | 0 | 0 | 0 | 0 | 0 | 0 | 0 | 0 | 0 | 0 | 0
Cancelled | US | TRE |  |  | 14INR0034 |  | ALPINE 1 SOLAR OPTION 2 |  |  | PV | SUN |  | Solar | 2014-07-09 |  | 54 | 0 | 6.48 | 0 | 0 | 0 | 0 | 0 | 0 | 0 | 0 | 0 | 0 | 0 | 0 | 0 | 0 | 0 | 0 | 0 | 0 | 0 | 0 | 0 | 0 | 0 | 0 | 0 | 0 | 0 | 0 | 0 | 0 | 0 | 0 | 0 | 0 | 0 | 0 | 0 | 0 | 0 | 0 | 0 | 0 | 0 | 0
Cancelled | US | TRE |  |  | 14INR0035 |  | SOLAR PRIME TX3 |  |  | PV | SUN |  | Solar | 2014-01-01 |  | 40 | 29.6 | 4.8 | 0 | 0 | 0 | 0 | 0 | 0 | 0 | 0 | 0 | 0 | 0 | 0 | 0 | 0 | 0 | 0 | 0 | 0 | 0 | 0 | 0 | 0 | 0 | 0 | 0 | 0 | 0 | 0 | 0 | 0 | 0 | 0 | 0 | 0 | 0 | 0 | 0 | 0 | 0 | 0 | 0 | 0 | 0 | 0
Cancelled | US | TRE |  |  | 14INR0036 |  | WTS 1 SOLAR |  |  | PV | SUN |  | Solar | 2014-06-01 |  | 150 | 111 | 18 | 0 | 0 | 0 | 0 | 0 | 0 | 0 | 0 | 0 | 0 | 0 | 0 | 0 | 0 | 0 | 0 | 0 | 0 | 0 | 0 | 0 | 0 | 0 | 0 | 0 | 0 | 0 | 0 | 0 | 0 | 0 | 0 | 0 | 0 | 0 | 0 | 0 | 0 | 0 | 0 | 0 | 0 | 0 | 0
Cancelled | US | TRE |  |  | 14INR0037 |  | FAS 1 SOLAR |  |  | PV | SUN |  | Solar | 2014-06-01 |  | 150 | 111 | 18 | 0 | 0 | 0 | 0 | 0 | 0 | 0 | 0 | 0 | 0 | 0 | 0 | 0 | 0 | 0 | 0 | 0 | 0 | 0 | 0 | 0 | 0 | 0 | 0 | 0 | 0 | 0 | 0 | 0 | 0 | 0 | 0 | 0 | 0 | 0 | 0 | 0 | 0 | 0 | 0 | 0 | 0 | 0 | 0
Cancelled | US | TRE |  |  | 14INR0041b |  | REDFISH W 2B |  |  | WT | WND |  | Wind | 2016-12-01 |  | 115 | 66.7 | 49.45 | 0 | 0 | 0 | 0 | 0 | 0 | 0 | 0 | 0 | 0 | 0 | 0 | 0 | 0 | 0 | 0 | 0 | 0 | 0 | 0 | 0 | 0 | 0 | 0 | 0 | 0 | 0 | 0 | 0 | 0 | 0 | 0 | 0 | 0 | 0 | 0 | 0 | 0 | 0 | 0 | 0 | 0 | 0 | 0
Cancelled | US | TRE |  |  | 14INR0042 |  | MARIAH SOLAR I |  |  | PV | SUN |  | Solar | 2014-09-30 |  | 80 | 0 | 9.6 | 0 | 0 | 0 | 0 | 0 | 0 | 0 | 0 | 0 | 0 | 0 | 0 | 0 | 0 | 0 | 0 | 0 | 0 | 0 | 0 | 0 | 0 | 0 | 0 | 0 | 0 | 0 | 0 | 0 | 0 | 0 | 0 | 0 | 0 | 0 | 0 | 0 | 0 | 0 | 0 | 0 | 0 | 0 | 0
Cancelled | US | TRE |  |  | 14INR0043 |  | PANTHER CREEK S 1 |  |  | PV | SUN |  | Solar | 2017-03-31 |  | 40 | 29.6 | 4.8 | 0 | 0 | 0 | 0 | 0 | 0 | 0 | 0 | 0 | 0 | 0 | 0 | 0 | 0 | 0 | 0 | 0 | 0 | 0 | 0 | 0 | 0 | 0 | 0 | 0 | 0 | 0 | 0 | 0 | 0 | 0 | 0 | 0 | 0 | 0 | 0 | 0 | 0 | 0 | 0 | 0 | 0 | 0 | 0
Cancelled | US | TRE |  |  | 14INR0045b |  | TORRECILLAS WIND B |  |  | WT | WND |  | Wind | 2018-12-31 |  | 250 | 30 | 40 | 0 | 0 | 0 | 0 | 0 | 0 | 0 | 0 | 0 | 0 | 0 | 0 | 0 | 0 | 0 | 0 | 0 | 0 | 0 | 0 | 0 | 0 | 0 | 0 | 0 | 0 | 0 | 0 | 0 | 0 | 0 | 0 | 0 | 0 | 0 | 0 | 0 | 0 | 0 | 0 | 0 | 0 | 0 | 0
Cancelled | US | TRE |  |  | 14INR0046 |  | MESQUITE STAR WIND FARM |  |  | WT | WND |  | Wind | 2014-12-19 |  | 147 | 0 | 29.4 | 0 | 0 | 0 | 0 | 0 | 0 | 0 | 0 | 0 | 0 | 0 | 0 | 0 | 0 | 0 | 0 | 0 | 0 | 0 | 0 | 0 | 0 | 0 | 0 | 0 | 0 | 0 | 0 | 0 | 0 | 0 | 0 | 0 | 0 | 0 | 0 | 0 | 0 | 0 | 0 | 0 | 0 | 0 | 0
Cancelled | US | TRE |  |  | 14INR0048_1 |  | BLUE SUMMIT W 2 |  |  | WT | WND |  | Wind | 2018-11-30 |  | 114 | 17.1 | 22.8 | 0 | 0 | 0 | 0 | 0 | 0 | 0 | 0 | 0 | 0 | 0 | 0 | 0 | 0 | 0 | 0 | 0 | 0 | 0 | 0 | 0 | 0 | 0 | 0 | 0 | 0 | 0 | 0 | 0 | 0 | 0 | 0 | 0 | 0 | 0 | 0 | 0 | 0 | 0 | 0 | 0 | 0 | 0 | 0
Cancelled | US | TRE |  |  | 14INR0048_2 |  | BLUE SUMMIT 2 |  |  | WT | WND |  | Wind | 2017-10-15 |  | 250 | 37.5 | 50 | 0 | 0 | 0 | 0 | 0 | 0 | 0 | 0 | 0 | 0 | 0 | 0 | 0 | 0 | 0 | 0 | 0 | 0 | 0 | 0 | 0 | 0 | 0 | 0 | 0 | 0 | 0 | 0 | 0 | 0 | 0 | 0 | 0 | 0 | 0 | 0 | 0 | 0 | 0 | 0 | 0 | 0 | 0 | 0
Cancelled | US | TRE |  |  | 14INR0049_1 |  | KEECHI WIND ENERGY CENTER 345 KV |  |  | WT | WND |  | Wind | 2014-12-31 |  | 102 | 15.3 | 20.4 | 0 | 0 | 0 | 0 | 0 | 0 | 0 | 0 | 0 | 0 | 0 | 0 | 0 | 0 | 0 | 0 | 0 | 0 | 0 | 0 | 0 | 0 | 0 | 0 | 0 | 0 | 0 | 0 | 0 | 0 | 0 | 0 | 0 | 0 | 0 | 0 | 0 | 0 | 0 | 0 | 0 | 0 | 0 | 0
Cancelled | US | TRE |  |  | 14INR0050 |  | UVALDE SOLAR |  |  | PV | SUN |  | Solar | 2017-09-01 |  | 40 | 29.6 | 4.8 | 0 | 0 | 0 | 0 | 0 | 0 | 0 | 0 | 0 | 0 | 0 | 0 | 0 | 0 | 0 | 0 | 0 | 0 | 0 | 0 | 0 | 0 | 0 | 0 | 0 | 0 | 0 | 0 | 0 | 0 | 0 | 0 | 0 | 0 | 0 | 0 | 0 | 0 | 0 | 0 | 0 | 0 | 0 | 0
Cancelled | US | TRE |  |  | 14INR0051 |  | RDEG ROARING SPRINGS WIND FARM |  |  | WT | WND |  | Wind | 2014-11-01 |  | 150 | 22.5 | 30 | 0 | 0 | 0 | 0 | 0 | 0 | 0 | 0 | 0 | 0 | 0 | 0 | 0 | 0 | 0 | 0 | 0 | 0 | 0 | 0 | 0 | 0 | 0 | 0 | 0 | 0 | 0 | 0 | 0 | 0 | 0 | 0 | 0 | 0 | 0 | 0 | 0 | 0 | 0 | 0 | 0 | 0 | 0 | 0
Cancelled | US | TRE |  |  | 14INR0052 |  | JENSEN WIND ENERGY PROJECT |  |  | WT | WND |  | Wind | 2014-11-01 |  | 150 | 22.5 | 30 | 0 | 0 | 0 | 0 | 0 | 0 | 0 | 0 | 0 | 0 | 0 | 0 | 0 | 0 | 0 | 0 | 0 | 0 | 0 | 0 | 0 | 0 | 0 | 0 | 0 | 0 | 0 | 0 | 0 | 0 | 0 | 0 | 0 | 0 | 0 | 0 | 0 | 0 | 0 | 0 | 0 | 0 | 0 | 0
Cancelled | US | TRE |  |  | 14INR0054 |  | ROLLING PLAINS WIND FARM |  |  | WT | WND |  | Wind | 2014-11-01 |  | 300 | 45 | 60 | 0 | 0 | 0 | 0 | 0 | 0 | 0 | 0 | 0 | 0 | 0 | 0 | 0 | 0 | 0 | 0 | 0 | 0 | 0 | 0 | 0 | 0 | 0 | 0 | 0 | 0 | 0 | 0 | 0 | 0 | 0 | 0 | 0 | 0 | 0 | 0 | 0 | 0 | 0 | 0 | 0 | 0 | 0 | 0
Cancelled | US | TRE |  |  | 14INR0055 |  | PAYNE MOUNTAIN 138 KV |  |  | WT | WND |  | Wind | 2014-12-31 |  | 101 | 0 | 20.2 | 0 | 0 | 0 | 0 | 0 | 0 | 0 | 0 | 0 | 0 | 0 | 0 | 0 | 0 | 0 | 0 | 0 | 0 | 0 | 0 | 0 | 0 | 0 | 0 | 0 | 0 | 0 | 0 | 0 | 0 | 0 | 0 | 0 | 0 | 0 | 0 | 0 | 0 | 0 | 0 | 0 | 0 | 0 | 0
Cancelled | US | TRE |  |  | 14INR0056 |  | PAYNE MT WIND |  |  | WT | WND |  | Wind | 2018-12-31 |  | 101 | 15.15 | 20.2 | 0 | 0 | 0 | 0 | 0 | 0 | 0 | 0 | 0 | 0 | 0 | 0 | 0 | 0 | 0 | 0 | 0 | 0 | 0 | 0 | 0 | 0 | 0 | 0 | 0 | 0 | 0 | 0 | 0 | 0 | 0 | 0 | 0 | 0 | 0 | 0 | 0 | 0 | 0 | 0 | 0 | 0 | 0 | 0
Cancelled | US | TRE |  |  | 14INR0057b |  | BA |  |  | WT | WND |  | Wind | 2016-06-30 |  | 48 | 7.2 | 9.6 | 0 | 0 | 0 | 0 | 0 | 0 | 0 | 0 | 0 | 0 | 0 | 0 | 0 | 0 | 0 | 0 | 0 | 0 | 0 | 0 | 0 | 0 | 0 | 0 | 0 | 0 | 0 | 0 | 0 | 0 | 0 | 0 | 0 | 0 | 0 | 0 | 0 | 0 | 0 | 0 | 0 | 0 | 0 | 0
Cancelled | US | TRE |  |  | 14INR0058 |  | SOLAR PRIME TX-4 |  |  | PV | SUN |  | Solar | 2014-12-01 |  | 100 | 0 | 12 | 0 | 0 | 0 | 0 | 0 | 0 | 0 | 0 | 0 | 0 | 0 | 0 | 0 | 0 | 0 | 0 | 0 | 0 | 0 | 0 | 0 | 0 | 0 | 0 | 0 | 0 | 0 | 0 | 0 | 0 | 0 | 0 | 0 | 0 | 0 | 0 | 0 | 0 | 0 | 0 | 0 | 0 | 0 | 0
Cancelled | US | TRE |  |  | 14INR0061 |  | MASON MOUNTAIN WIND AND SOLAR |  |  | WT | WND |  | Wind | 2015-11-30 |  | 150 | 22.5 | 30 | 0 | 0 | 0 | 0 | 0 | 0 | 0 | 0 | 0 | 0 | 0 | 0 | 0 | 0 | 0 | 0 | 0 | 0 | 0 | 0 | 0 | 0 | 0 | 0 | 0 | 0 | 0 | 0 | 0 | 0 | 0 | 0 | 0 | 0 | 0 | 0 | 0 | 0 | 0 | 0 | 0 | 0 | 0 | 0
Cancelled | US | TRE |  |  | 14INR0063 |  | RAYMONDVILLE PEAKING FACILITY | Combined-Cycle | Gas | CC | NG |  | Natural Gas and Other Gases | 2016-06-01 |  | 320 | 320 | 320 | 0 | 0 | 0 | 0 | 0 | 0 | 0 | 0 | 0 | 0 | 0 | 0 | 0 | 0 | 0 | 0 | 0 | 0 | 0 | 0 | 0 | 0 | 0 | 0 | 0 | 0 | 0 | 0 | 0 | 0 | 0 | 0 | 0 | 0 | 0 | 0 | 0 | 0 | 0 | 0 | 0 | 0 | 0 | 0
Cancelled | US | TRE |  |  | 14INR0067 |  | LONGHORN SOUTH |  |  | WT | WND |  | Wind | 2014-12-31 |  | 161 | 0 | 32.2 | 0 | 0 | 0 | 0 | 0 | 0 | 0 | 0 | 0 | 0 | 0 | 0 | 0 | 0 | 0 | 0 | 0 | 0 | 0 | 0 | 0 | 0 | 0 | 0 | 0 | 0 | 0 | 0 | 0 | 0 | 0 | 0 | 0 | 0 | 0 | 0 | 0 | 0 | 0 | 0 | 0 | 0 | 0 | 0
Cancelled | US | TRE |  |  | 14INR0071 |  | SOLAR PRIME TX-5 |  |  | PV | SUN |  | Solar | 2014-12-15 |  | 60 | 44.4 | 7.2 | 0 | 0 | 0 | 0 | 0 | 0 | 0 | 0 | 0 | 0 | 0 | 0 | 0 | 0 | 0 | 0 | 0 | 0 | 0 | 0 | 0 | 0 | 0 | 0 | 0 | 0 | 0 | 0 | 0 | 0 | 0 | 0 | 0 | 0 | 0 | 0 | 0 | 0 | 0 | 0 | 0 | 0 | 0 | 0
Cancelled | US | TRE |  |  | 14INR0073 |  | GIM CHANNELVIEW COGENERATION LYCHEM | Combined-Cycle | Gas | CC | NG |  | Natural Gas and Other Gases | 2014-04-01 |  | 192 | 0 | 192 | 0 | 0 | 0 | 0 | 0 | 0 | 0 | 0 | 0 | 0 | 0 | 0 | 0 | 0 | 0 | 0 | 0 | 0 | 0 | 0 | 0 | 0 | 0 | 0 | 0 | 0 | 0 | 0 | 0 | 0 | 0 | 0 | 0 | 0 | 0 | 0 | 0 | 0 | 0 | 0 | 0 | 0 | 0 | 0
Cancelled | US | TRE |  |  | 14INR0074 |  | FRAME SWITCH ENERGY | Combustion (gas) Turbine, but not part of a Combined-Cycle | Gas | GT | NG |  | Natural Gas and Other Gases | 2020-06-30 |  | 92.1 | 92.1 | 92 | 0 | 0 | 0 | 0 | 0 | 0 | 0 | 0 | 0 | 0 | 0 | 0 | 0 | 0 | 0 | 0 | 0 | 0 | 0 | 0 | 0 | 0 | 0 | 0 | 0 | 0 | 0 | 0 | 0 | 0 | 0 | 0 | 0 | 0 | 0 | 0 | 0 | 0 | 0 | 0 | 0 | 0 | 0 | 0
Cancelled | US | TRE |  |  | 14INR0075 |  | CHANNELVIEW COGEN CVC | Combined-Cycle | Gas | CC | NG |  | Natural Gas and Other Gases | 2014-05-25 |  | 726 | 0 | 726 | 0 | 0 | 0 | 0 | 0 | 0 | 0 | 0 | 0 | 0 | 0 | 0 | 0 | 0 | 0 | 0 | 0 | 0 | 0 | 0 | 0 | 0 | 0 | 0 | 0 | 0 | 0 | 0 | 0 | 0 | 0 | 0 | 0 | 0 | 0 | 0 | 0 | 0 | 0 | 0 | 0 | 0 | 0 | 0
Cancelled | US | TRE |  |  | 14INR0076 |  | GCWA_GEN_1 | Internal Combustion Engine, eg. Reciprocating | Gas | IC | NG |  | Natural Gas and Other Gases | 2014-07-01 |  | 5 | 5 | 5 | 0 | 0 | 0 | 0 | 0 | 0 | 0 | 0 | 0 | 0 | 0 | 0 | 0 | 0 | 0 | 0 | 0 | 0 | 0 | 0 | 0 | 0 | 0 | 0 | 0 | 0 | 0 | 0 | 0 | 0 | 0 | 0 | 0 | 0 | 0 | 0 | 0 | 0 | 0 | 0 | 0 | 0 | 0 | 0
Cancelled | US | TRE |  |  | 15INR0001 |  | M-PLANT | Combined-Cycle | Gas | CC | NG |  | Natural Gas and Other Gases | 2050-12-31 |  | 3000 | 3000 | 3000 | 0 | 0 | 0 | 0 | 0 | 0 | 0 | 0 | 0 | 0 | 0 | 0 | 0 | 0 | 0 | 0 | 0 | 0 | 0 | 0 | 0 | 0 | 0 | 0 | 0 | 0 | 0 | 0 | 0 | 0 | 0 | 0 | 0 | 0 | 0 | 0 | 0 | 0 | 0 | 0 | 0 | 0 | 0 | 0
Cancelled | US | TRE |  |  | 15INR0002 |  | COMANCHE PEAK 3 AND 4 | Steam Turbine other than Combined-Cycl | Nuclear | ST | NUC |  | Nuclear | 2021-12-01 |  | 3200 | 3200 | 3200 | 0 | 0 | 0 | 0 | 0 | 0 | 0 | 0 | 0 | 0 | 0 | 0 | 0 | 0 | 0 | 0 | 0 | 0 | 0 | 0 | 0 | 0 | 0 | 0 | 0 | 0 | 0 | 0 | 0 | 0 | 0 | 0 | 0 | 0 | 0 | 0 | 0 | 0 | 0 | 0 | 0 | 0 | 0 | 0
Cancelled | US | TRE |  |  | 15INR0003 |  | BAY CITY NUCLEAR STATION | Steam Turbine other than Combined-Cycl | Nuclear | ST | NUC |  | Nuclear | 2050-12-31 |  | 3200 | 3200 | 3200 | 0 | 0 | 0 | 0 | 0 | 0 | 0 | 0 | 0 | 0 | 0 | 0 | 0 | 0 | 0 | 0 | 0 | 0 | 0 | 0 | 0 | 0 | 0 | 0 | 0 | 0 | 0 | 0 | 0 | 0 | 0 | 0 | 0 | 0 | 0 | 0 | 0 | 0 | 0 | 0 | 0 | 0 | 0 | 0
Cancelled | US | TRE |  |  | 15INR0004 |  | PLACEDO CITY NUCLEAR STATION | Steam Turbine other than Combined-Cycl | Nuclear | ST | NUC |  | Nuclear | 2050-12-31 |  | 3200 | 3200 | 3200 | 0 | 0 | 0 | 0 | 0 | 0 | 0 | 0 | 0 | 0 | 0 | 0 | 0 | 0 | 0 | 0 | 0 | 0 | 0 | 0 | 0 | 0 | 0 | 0 | 0 | 0 | 0 | 0 | 0 | 0 | 0 | 0 | 0 | 0 | 0 | 0 | 0 | 0 | 0 | 0 | 0 | 0 | 0 | 0
Cancelled | US | TRE |  |  | 15INR0005 |  | JACKSONVILLE NUCLEAR STATION | Steam Turbine other than Combined-Cycl | Nuclear | ST | NUC |  | Nuclear | 2050-12-31 |  | 3200 | 3200 | 3200 | 0 | 0 | 0 | 0 | 0 | 0 | 0 | 0 | 0 | 0 | 0 | 0 | 0 | 0 | 0 | 0 | 0 | 0 | 0 | 0 | 0 | 0 | 0 | 0 | 0 | 0 | 0 | 0 | 0 | 0 | 0 | 0 | 0 | 0 | 0 | 0 | 0 | 0 | 0 | 0 | 0 | 0 | 0 | 0
Cancelled | US | TRE |  |  | 15INR0006 |  | SEALY NUCLEAR STATION | Steam Turbine other than Combined-Cycl | Nuclear | ST | NUC |  | Nuclear | 2050-12-31 01:00 |  | 3200 | 3200 | 3200 | 0 | 0 | 0 | 0 | 0 | 0 | 0 | 0 | 0 | 0 | 0 | 0 | 0 | 0 | 0 | 0 | 0 | 0 | 0 | 0 | 0 | 0 | 0 | 0 | 0 | 0 | 0 | 0 | 0 | 0 | 0 | 0 | 0 | 0 | 0 | 0 | 0 | 0 | 0 | 0 | 0 | 0 | 0 | 0
Cancelled | US | TRE |  |  | 15INR0007 |  | MALAKOFF NUCLEAR STATION | Steam Turbine other than Combined-Cycl | Nuclear | ST | NUC |  | Nuclear | 2050-12-31 01:00 |  | 3200 | 3200 | 3200 | 0 | 0 | 0 | 0 | 0 | 0 | 0 | 0 | 0 | 0 | 0 | 0 | 0 | 0 | 0 | 0 | 0 | 0 | 0 | 0 | 0 | 0 | 0 | 0 | 0 | 0 | 0 | 0 | 0 | 0 | 0 | 0 | 0 | 0 | 0 | 0 | 0 | 0 | 0 | 0 | 0 | 0 | 0 | 0
Cancelled | US | TRE |  |  | 15INR0008 |  | STP 3 AND 4 | Steam Turbine other than Combined-Cycl | Nuclear | ST | NUC |  | Nuclear | 2050-12-31 01:00 |  | 2700 | 2700 | 2700 | 0 | 0 | 0 | 0 | 0 | 0 | 0 | 0 | 0 | 0 | 0 | 0 | 0 | 0 | 0 | 0 | 0 | 0 | 0 | 0 | 0 | 0 | 0 | 0 | 0 | 0 | 0 | 0 | 0 | 0 | 0 | 0 | 0 | 0 | 0 | 0 | 0 | 0 | 0 | 0 | 0 | 0 | 0 | 0
Cancelled | US | TRE |  |  | 15INR0009 |  | POWDERHORN NUCLEAR STATION | Steam Turbine other than Combined-Cycl | Nuclear | ST | NUC |  | Nuclear | 2050-12-31 |  | 3200 | 3200 | 3200 | 0 | 0 | 0 | 0 | 0 | 0 | 0 | 0 | 0 | 0 | 0 | 0 | 0 | 0 | 0 | 0 | 0 | 0 | 0 | 0 | 0 | 0 | 0 | 0 | 0 | 0 | 0 | 0 | 0 | 0 | 0 | 0 | 0 | 0 | 0 | 0 | 0 | 0 | 0 | 0 | 0 | 0 | 0 | 0
Cancelled | US | TRE |  |  | 15INR0010 |  | SAM RAYBURN NUCLEAR STATION | Steam Turbine other than Combined-Cycl | Nuclear | ST | NUC |  | Nuclear | 2050-12-31 |  | 3200 | 3200 | 3200 | 0 | 0 | 0 | 0 | 0 | 0 | 0 | 0 | 0 | 0 | 0 | 0 | 0 | 0 | 0 | 0 | 0 | 0 | 0 | 0 | 0 | 0 | 0 | 0 | 0 | 0 | 0 | 0 | 0 | 0 | 0 | 0 | 0 | 0 | 0 | 0 | 0 | 0 | 0 | 0 | 0 | 0 | 0 | 0
Cancelled | US | TRE |  |  | 15INR0011a |  | LONG DRAW ENERGY PROJECT |  |  | WT | WND |  | Wind | 2015-12-01 |  | 112 | 16.8 | 22.4 | 0 | 0 | 0 | 0 | 0 | 0 | 0 | 0 | 0 | 0 | 0 | 0 | 0 | 0 | 0 | 0 | 0 | 0 | 0 | 0 | 0 | 0 | 0 | 0 | 0 | 0 | 0 | 0 | 0 | 0 | 0 | 0 | 0 | 0 | 0 | 0 | 0 | 0 | 0 | 0 | 0 | 0 | 0 | 0
Cancelled | US | TRE |  |  | 15INR0011b |  | LONG DRAW ENERGY PROJECT |  |  | PV | SUN |  | Solar | 2015-12-01 |  | 38 | 28.12 | 4.56 | 0 | 0 | 0 | 0 | 0 | 0 | 0 | 0 | 0 | 0 | 0 | 0 | 0 | 0 | 0 | 0 | 0 | 0 | 0 | 0 | 0 | 0 | 0 | 0 | 0 | 0 | 0 | 0 | 0 | 0 | 0 | 0 | 0 | 0 | 0 | 0 | 0 | 0 | 0 | 0 | 0 | 0 | 0 | 0
Cancelled | US | TRE |  |  | 15INR0012 |  | PROJECT GREEN | Combined-Cycle | Gas | CC | NG |  | Natural Gas and Other Gases | 2050-12-31 |  | 1321 | 1321 | 1321 | 0 | 0 | 0 | 0 | 0 | 0 | 0 | 0 | 0 | 0 | 0 | 0 | 0 | 0 | 0 | 0 | 0 | 0 | 0 | 0 | 0 | 0 | 0 | 0 | 0 | 0 | 0 | 0 | 0 | 0 | 0 | 0 | 0 | 0 | 0 | 0 | 0 | 0 | 0 | 0 | 0 | 0 | 0 | 0
Cancelled | US | TRE |  |  | 15INR0013 |  | APEX BETHEL CAES | Compressed Air Energy Storage | Other | GT | NG |  | Natural Gas and Other Gases | 2020-11-27 |  | 324 | 0 | 0 | 0 | 0 | 0 | 0 | 0 | 0 | 0 | 0 | 0 | 0 | 0 | 0 | 0 | 0 | 0 | 0 | 0 | 0 | 0 | 0 | 0 | 0 | 0 | 0 | 0 | 0 | 0 | 0 | 0 | 0 | 0 | 0 | 0 | 0 | 0 | 0 | 0 | 0 | 0 | 0 | 0 | 0 | 0 | 0
Cancelled | US | TRE |  |  | 15INR0014 |  | MATAGORDA ENERGY CENTER | Compressed Air Energy Storage | Gas | GT | NG |  | Natural Gas and Other Gases | 2018-05-01 |  | 280 | 280 | 280 | 0 | 0 | 0 | 0 | 0 | 0 | 0 | 0 | 0 | 0 | 0 | 0 | 0 | 0 | 0 | 0 | 0 | 0 | 0 | 0 | 0 | 0 | 0 | 0 | 0 | 0 | 0 | 0 | 0 | 0 | 0 | 0 | 0 | 0 | 0 | 0 | 0 | 0 | 0 | 0 | 0 | 0 | 0 | 0
Cancelled | US | TRE |  |  | 15INR0015 |  | RE FT STOCKTON SOLAR |  |  | PV | SUN |  | Solar | 2015-12-01 |  | 140 | 103.6 | 16.8 | 0 | 0 | 0 | 0 | 0 | 0 | 0 | 0 | 0 | 0 | 0 | 0 | 0 | 0 | 0 | 0 | 0 | 0 | 0 | 0 | 0 | 0 | 0 | 0 | 0 | 0 | 0 | 0 | 0 | 0 | 0 | 0 | 0 | 0 | 0 | 0 | 0 | 0 | 0 | 0 | 0 | 0 | 0 | 0
Cancelled | US | TRE |  |  | 15INR0016 |  | LOS VIENTOS IVB |  |  | WT | WND |  | Wind | 2015-12-31 |  | 200 | 30 | 40 | 0 | 0 | 0 | 0 | 0 | 0 | 0 | 0 | 0 | 0 | 0 | 0 | 0 | 0 | 0 | 0 | 0 | 0 | 0 | 0 | 0 | 0 | 0 | 0 | 0 | 0 | 0 | 0 | 0 | 0 | 0 | 0 | 0 | 0 | 0 | 0 | 0 | 0 | 0 | 0 | 0 | 0 | 0 | 0
Cancelled | US | TRE |  |  | 15INR0017 |  | COLETO CREEK 2 | Combustion (gas) Turbine, but not part of a Combined-Cycle | Gas | GT | NG |  | Natural Gas and Other Gases | 2015-06-01 |  | 195 | 195 | 195 | 0 | 0 | 0 | 0 | 0 | 0 | 0 | 0 | 0 | 0 | 0 | 0 | 0 | 0 | 0 | 0 | 0 | 0 | 0 | 0 | 0 | 0 | 0 | 0 | 0 | 0 | 0 | 0 | 0 | 0 | 0 | 0 | 0 | 0 | 0 | 0 | 0 | 0 | 0 | 0 | 0 | 0 | 0 | 0
Cancelled | US | TRE |  |  | 15INR0018 |  | WHARTON COUNTY 2 | Combustion (gas) Turbine, but not part of a Combined-Cycle | Gas | GT | NG |  | Natural Gas and Other Gases | 2015-06-01 |  | 195 | 195 | 195 | 0 | 0 | 0 | 0 | 0 | 0 | 0 | 0 | 0 | 0 | 0 | 0 | 0 | 0 | 0 | 0 | 0 | 0 | 0 | 0 | 0 | 0 | 0 | 0 | 0 | 0 | 0 | 0 | 0 | 0 | 0 | 0 | 0 | 0 | 0 | 0 | 0 | 0 | 0 | 0 | 0 | 0 | 0 | 0
Cancelled | US | TRE |  |  | 15INR0019 |  | WISE COUNTY 2 | Combustion (gas) Turbine, but not part of a Combined-Cycle | Gas | GT | NG |  | Natural Gas and Other Gases | 2015-06-01 |  | 195 | 195 | 195 | 0 | 0 | 0 | 0 | 0 | 0 | 0 | 0 | 0 | 0 | 0 | 0 | 0 | 0 | 0 | 0 | 0 | 0 | 0 | 0 | 0 | 0 | 0 | 0 | 0 | 0 | 0 | 0 | 0 | 0 | 0 | 0 | 0 | 0 | 0 | 0 | 0 | 0 | 0 | 0 | 0 | 0 | 0 | 0
Cancelled | US | TRE |  |  | 15INR0020 |  | LOS VIENTOS WEST EXPANSION |  |  | WT | WND |  | Wind | 2015-12-31 |  | 400 | 60 | 80 | 0 | 0 | 0 | 0 | 0 | 0 | 0 | 0 | 0 | 0 | 0 | 0 | 0 | 0 | 0 | 0 | 0 | 0 | 0 | 0 | 0 | 0 | 0 | 0 | 0 | 0 | 0 | 0 | 0 | 0 | 0 | 0 | 0 | 0 | 0 | 0 | 0 | 0 | 0 | 0 | 0 | 0 | 0 | 0
Cancelled | US | TRE |  |  | 15INR0022 |  | TX_MARFA_SOLAR |  |  | PV | SUN |  | Solar | 2015-06-01 |  | 75 | 55.5 | 9 | 0 | 0 | 0 | 0 | 0 | 0 | 0 | 0 | 0 | 0 | 0 | 0 | 0 | 0 | 0 | 0 | 0 | 0 | 0 | 0 | 0 | 0 | 0 | 0 | 0 | 0 | 0 | 0 | 0 | 0 | 0 | 0 | 0 | 0 | 0 | 0 | 0 | 0 | 0 | 0 | 0 | 0 | 0 | 0
Cancelled | US | TRE |  |  | 15INR0023 |  | INDECK WHARTON | Combustion (gas) Turbine, but not part of a Combined-Cycle | Gas | GT | NG |  | Natural Gas and Other Gases | 2021-09-01 |  | 654 | 654 | 654 | 0 | 0 | 0 | 0 | 0 | 0 | 0 | 0 | 0 | 0 | 0 | 0 | 0 | 0 | 0 | 0 | 0 | 0 | 0 | 0 | 0 | 0 | 0 | 0 | 0 | 0 | 0 | 0 | 0 | 0 | 0 | 0 | 0 | 0 | 0 | 0 | 0 | 0 | 0 | 0 | 0 | 0 | 0 | 0
Cancelled | US | TRE |  |  | 15INR0024 |  | INDECK BRAZORIA ENERGY CENTER | Combustion (gas) Turbine, but not part of a Combined-Cycle | Gas | GT | NG |  | Natural Gas and Other Gases | 2015-06-01 |  | 700 | 0 | 700 | 0 | 0 | 0 | 0 | 0 | 0 | 0 | 0 | 0 | 0 | 0 | 0 | 0 | 0 | 0 | 0 | 0 | 0 | 0 | 0 | 0 | 0 | 0 | 0 | 0 | 0 | 0 | 0 | 0 | 0 | 0 | 0 | 0 | 0 | 0 | 0 | 0 | 0 | 0 | 0 | 0 | 0 | 0 | 0
Cancelled | US | TRE |  |  | 15INR0025 |  | INDECK LIBERTY ENERGY CENTER | Combustion (gas) Turbine, but not part of a Combined-Cycle | Gas | GT | NG |  | Natural Gas and Other Gases | 2015-06-01 |  | 700 | 0 | 700 | 0 | 0 | 0 | 0 | 0 | 0 | 0 | 0 | 0 | 0 | 0 | 0 | 0 | 0 | 0 | 0 | 0 | 0 | 0 | 0 | 0 | 0 | 0 | 0 | 0 | 0 | 0 | 0 | 0 | 0 | 0 | 0 | 0 | 0 | 0 | 0 | 0 | 0 | 0 | 0 | 0 | 0 | 0 | 0
Cancelled | US | TRE |  |  | 15INR0026 |  | INDECK GRIMES ENERGY CENTER | Combustion (gas) Turbine, but not part of a Combined-Cycle | Gas | GT | NG |  | Natural Gas and Other Gases | 2015-06-01 |  | 700 | 0 | 700 | 0 | 0 | 0 | 0 | 0 | 0 | 0 | 0 | 0 | 0 | 0 | 0 | 0 | 0 | 0 | 0 | 0 | 0 | 0 | 0 | 0 | 0 | 0 | 0 | 0 | 0 | 0 | 0 | 0 | 0 | 0 | 0 | 0 | 0 | 0 | 0 | 0 | 0 | 0 | 0 | 0 | 0 | 0 | 0
Cancelled | US | TRE |  |  | 15INR0027 |  | MAGIC VALLEY CHILLERS | Combined-Cycle | Gas | CC | NG |  | Natural Gas and Other Gases | 2016-06-01 |  | 79 | 79 | 79 | 0 | 0 | 0 | 0 | 0 | 0 | 0 | 0 | 0 | 0 | 0 | 0 | 0 | 0 | 0 | 0 | 0 | 0 | 0 | 0 | 0 | 0 | 0 | 0 | 0 | 0 | 0 | 0 | 0 | 0 | 0 | 0 | 0 | 0 | 0 | 0 | 0 | 0 | 0 | 0 | 0 | 0 | 0 | 0
Cancelled | US | TRE |  |  | 15INR0028 |  | FREESTONE CHILLERS | Combined-Cycle | Gas | GT | NG |  | Natural Gas and Other Gases | 2016-06-01 |  | 160 | 160 | 160 | 0 | 0 | 0 | 0 | 0 | 0 | 0 | 0 | 0 | 0 | 0 | 0 | 0 | 0 | 0 | 0 | 0 | 0 | 0 | 0 | 0 | 0 | 0 | 0 | 0 | 0 | 0 | 0 | 0 | 0 | 0 | 0 | 0 | 0 | 0 | 0 | 0 | 0 | 0 | 0 | 0 | 0 | 0 | 0
Cancelled | US | TRE |  |  | 15INR0029 |  | INDECK GRIMES ENERGY CENTER #2 | Combustion (gas) Turbine, but not part of a Combined-Cycle | Gas | GT | NG |  | Natural Gas and Other Gases | 2015-06-01 |  | 700 | 0 | 700 | 0 | 0 | 0 | 0 | 0 | 0 | 0 | 0 | 0 | 0 | 0 | 0 | 0 | 0 | 0 | 0 | 0 | 0 | 0 | 0 | 0 | 0 | 0 | 0 | 0 | 0 | 0 | 0 | 0 | 0 | 0 | 0 | 0 | 0 | 0 | 0 | 0 | 0 | 0 | 0 | 0 | 0 | 0 | 0
Cancelled | US | TRE |  |  | 15INR0030 |  | INDECK WHARTON ENERGY CENTER #2 | Combustion (gas) Turbine, but not part of a Combined-Cycle | Gas | GT | NG |  | Natural Gas and Other Gases | 2015-06-01 |  | 700 | 0 | 700 | 0 | 0 | 0 | 0 | 0 | 0 | 0 | 0 | 0 | 0 | 0 | 0 | 0 | 0 | 0 | 0 | 0 | 0 | 0 | 0 | 0 | 0 | 0 | 0 | 0 | 0 | 0 | 0 | 0 | 0 | 0 | 0 | 0 | 0 | 0 | 0 | 0 | 0 | 0 | 0 | 0 | 0 | 0 | 0
Cancelled | US | TRE |  |  | 15INR0031 |  | INDECK MATAGORDA ENERGY CENTER | Combustion (gas) Turbine, but not part of a Combined-Cycle | Gas | GT | NG |  | Natural Gas and Other Gases | 2015-06-01 |  | 700 | 0 | 700 | 0 | 0 | 0 | 0 | 0 | 0 | 0 | 0 | 0 | 0 | 0 | 0 | 0 | 0 | 0 | 0 | 0 | 0 | 0 | 0 | 0 | 0 | 0 | 0 | 0 | 0 | 0 | 0 | 0 | 0 | 0 | 0 | 0 | 0 | 0 | 0 | 0 | 0 | 0 | 0 | 0 | 0 | 0 | 0
Cancelled | US | TRE |  |  | 15INR0038 |  | MAGIC VALLEY 3 |  |  | WT | WND |  | Wind | 2015-12-01 |  | 115 | 0 | 49.45 | 0 | 0 | 0 | 0 | 0 | 0 | 0 | 0 | 0 | 0 | 0 | 0 | 0 | 0 | 0 | 0 | 0 | 0 | 0 | 0 | 0 | 0 | 0 | 0 | 0 | 0 | 0 | 0 | 0 | 0 | 0 | 0 | 0 | 0 | 0 | 0 | 0 | 0 | 0 | 0 | 0 | 0 | 0 | 0
Cancelled | US | TRE |  |  | 15INR0039 |  | MIAMI WIND III |  |  | WT | WND |  | Wind | 2016-03-01 |  | 201 | 30.15 | 40.2 | 0 | 0 | 0 | 0 | 0 | 0 | 0 | 0 | 0 | 0 | 0 | 0 | 0 | 0 | 0 | 0 | 0 | 0 | 0 | 0 | 0 | 0 | 0 | 0 | 0 | 0 | 0 | 0 | 0 | 0 | 0 | 0 | 0 | 0 | 0 | 0 | 0 | 0 | 0 | 0 | 0 | 0 | 0 | 0
Cancelled | US | TRE |  |  | 15INR0040 |  | GAGE SOLAR |  |  | PV | SUN |  | Solar | 2016-10-01 |  | 60 | 44.4 | 7.2 | 0 | 0 | 0 | 0 | 0 | 0 | 0 | 0 | 0 | 0 | 0 | 0 | 0 | 0 | 0 | 0 | 0 | 0 | 0 | 0 | 0 | 0 | 0 | 0 | 0 | 0 | 0 | 0 | 0 | 0 | 0 | 0 | 0 | 0 | 0 | 0 | 0 | 0 | 0 | 0 | 0 | 0 | 0 | 0
Cancelled | US | TRE |  |  | 15INR0041 |  | SHEFFIELD SOLAR (SOLAR STAR 1) |  |  | PV | SUN |  | Solar | 2015-09-01 |  | 51 | 0 | 6.12 | 0 | 0 | 0 | 0 | 0 | 0 | 0 | 0 | 0 | 0 | 0 | 0 | 0 | 0 | 0 | 0 | 0 | 0 | 0 | 0 | 0 | 0 | 0 | 0 | 0 | 0 | 0 | 0 | 0 | 0 | 0 | 0 | 0 | 0 | 0 | 0 | 0 | 0 | 0 | 0 | 0 | 0 | 0 | 0
Cancelled | US | TRE |  |  | 15INR0042 |  | DECORDOVA G | Combustion (gas) Turbine, but not part of a Combined-Cycle | Gas | GT | NG |  | Natural Gas and Other Gases | 2018-06-01 |  | 470 | 460 | 460 | 0 | 0 | 0 | 0 | 0 | 0 | 0 | 0 | 0 | 0 | 0 | 0 | 0 | 0 | 0 | 0 | 0 | 0 | 0 | 0 | 0 | 0 | 0 | 0 | 0 | 0 | 0 | 0 | 0 | 0 | 0 | 0 | 0 | 0 | 0 | 0 | 0 | 0 | 0 | 0 | 0 | 0 | 0 | 0
Cancelled | US | TRE |  |  | 15INR0043 |  | MARFA 1 SOLAR |  |  | PV | SUN |  | Solar | 2017-03-31 |  | 30 | 22.2 | 3.6 | 0 | 0 | 0 | 0 | 0 | 0 | 0 | 0 | 0 | 0 | 0 | 0 | 0 | 0 | 0 | 0 | 0 | 0 | 0 | 0 | 0 | 0 | 0 | 0 | 0 | 0 | 0 | 0 | 0 | 0 | 0 | 0 | 0 | 0 | 0 | 0 | 0 | 0 | 0 | 0 | 0 | 0 | 0 | 0
Cancelled | US | TRE |  |  | 15INR0046 |  | CARYA SOLAR |  |  | PV | SUN |  | Solar | 2016-10-01 |  | 42 | 31.08 | 5.04 | 0 | 0 | 0 | 0 | 0 | 0 | 0 | 0 | 0 | 0 | 0 | 0 | 0 | 0 | 0 | 0 | 0 | 0 | 0 | 0 | 0 | 0 | 0 | 0 | 0 | 0 | 0 | 0 | 0 | 0 | 0 | 0 | 0 | 0 | 0 | 0 | 0 | 0 | 0 | 0 | 0 | 0 | 0 | 0
Cancelled | US | TRE |  |  | 15INR0047 |  | MAPLE SOLAR |  |  | PV | SUN |  | Solar | 2016-10-31 |  | 42 | 31.08 | 5.04 | 0 | 0 | 0 | 0 | 0 | 0 | 0 | 0 | 0 | 0 | 0 | 0 | 0 | 0 | 0 | 0 | 0 | 0 | 0 | 0 | 0 | 0 | 0 | 0 | 0 | 0 | 0 | 0 | 0 | 0 | 0 | 0 | 0 | 0 | 0 | 0 | 0 | 0 | 0 | 0 | 0 | 0 | 0 | 0
Cancelled | US | TRE |  |  | 15INR0048 |  | LOCUST SOLAR |  |  | PV | SUN |  | Solar | 2015-12-15 |  | 100 | 74 | 12 | 0 | 0 | 0 | 0 | 0 | 0 | 0 | 0 | 0 | 0 | 0 | 0 | 0 | 0 | 0 | 0 | 0 | 0 | 0 | 0 | 0 | 0 | 0 | 0 | 0 | 0 | 0 | 0 | 0 | 0 | 0 | 0 | 0 | 0 | 0 | 0 | 0 | 0 | 0 | 0 | 0 | 0 | 0 | 0
Cancelled | US | TRE |  |  | 15INR0050 |  | UNITY WIND |  |  | WT | WND |  | Wind | 2019-10-01 |  | 203 | 30.45 | 40.6 | 0 | 0 | 0 | 0 | 0 | 0 | 0 | 0 | 0 | 0 | 0 | 0 | 0 | 0 | 0 | 0 | 0 | 0 | 0 | 0 | 0 | 0 | 0 | 0 | 0 | 0 | 0 | 0 | 0 | 0 | 0 | 0 | 0 | 0 | 0 | 0 | 0 | 0 | 0 | 0 | 0 | 0 | 0 | 0
Cancelled | US | TRE |  |  | 15INR0052 |  | MUENSTER WIND |  |  | WT | WND |  | Wind | 2015-09-30 |  | 130 | 19.5 | 26 | 0 | 0 | 0 | 0 | 0 | 0 | 0 | 0 | 0 | 0 | 0 | 0 | 0 | 0 | 0 | 0 | 0 | 0 | 0 | 0 | 0 | 0 | 0 | 0 | 0 | 0 | 0 | 0 | 0 | 0 | 0 | 0 | 0 | 0 | 0 | 0 | 0 | 0 | 0 | 0 | 0 | 0 | 0 | 0
Cancelled | US | TRE |  |  | 15INR0053 |  | TXP WINKLER G | Combustion (gas) Turbine, but not part of a Combined-Cycle | Gas | GT | NG |  | Natural Gas and Other Gases | 2018-12-29 |  | 123 | 123 | 123 | 0 | 0 | 0 | 0 | 0 | 0 | 0 | 0 | 0 | 0 | 0 | 0 | 0 | 0 | 0 | 0 | 0 | 0 | 0 | 0 | 0 | 0 | 0 | 0 | 0 | 0 | 0 | 0 | 0 | 0 | 0 | 0 | 0 | 0 | 0 | 0 | 0 | 0 | 0 | 0 | 0 | 0 | 0 | 0
Cancelled | US | TRE |  |  | 15INR0054 |  | TXP REEVES G | Combustion (gas) Turbine, but not part of a Combined-Cycle | Gas | GT | NG |  | Natural Gas and Other Gases | 2018-12-29 |  | 123 | 123 | 123 | 0 | 0 | 0 | 0 | 0 | 0 | 0 | 0 | 0 | 0 | 0 | 0 | 0 | 0 | 0 | 0 | 0 | 0 | 0 | 0 | 0 | 0 | 0 | 0 | 0 | 0 | 0 | 0 | 0 | 0 | 0 | 0 | 0 | 0 | 0 | 0 | 0 | 0 | 0 | 0 | 0 | 0 | 0 | 0
Cancelled | US | TRE |  |  | 15INR0055 |  | TXP SEALY G | Combustion (gas) Turbine, but not part of a Combined-Cycle | Gas | GT | NG |  | Natural Gas and Other Gases | 2018-05-01 |  | 142 | 122.7 | 142 | 0 | 0 | 0 | 0 | 0 | 0 | 0 | 0 | 0 | 0 | 0 | 0 | 0 | 0 | 0 | 0 | 0 | 0 | 0 | 0 | 0 | 0 | 0 | 0 | 0 | 0 | 0 | 0 | 0 | 0 | 0 | 0 | 0 | 0 | 0 | 0 | 0 | 0 | 0 | 0 | 0 | 0 | 0 | 0
Cancelled | US | TRE |  |  | 15INR0056 |  | DAWSON SOLAR |  |  | PV | SUN |  | Solar | 2015-06-01 |  | 106 | 78.44 | 12.72 | 0 | 0 | 0 | 0 | 0 | 0 | 0 | 0 | 0 | 0 | 0 | 0 | 0 | 0 | 0 | 0 | 0 | 0 | 0 | 0 | 0 | 0 | 0 | 0 | 0 | 0 | 0 | 0 | 0 | 0 | 0 | 0 | 0 | 0 | 0 | 0 | 0 | 0 | 0 | 0 | 0 | 0 | 0 | 0
Cancelled | US | TRE |  |  | 15INR0057 |  | TXP RICEBIRD | Combustion (gas) Turbine, but not part of a Combined-Cycle | Gas | GT | NG |  | Natural Gas and Other Gases | 2018-05-01 |  | 142 | 142 | 142 | 0 | 0 | 0 | 0 | 0 | 0 | 0 | 0 | 0 | 0 | 0 | 0 | 0 | 0 | 0 | 0 | 0 | 0 | 0 | 0 | 0 | 0 | 0 | 0 | 0 | 0 | 0 | 0 | 0 | 0 | 0 | 0 | 0 | 0 | 0 | 0 | 0 | 0 | 0 | 0 | 0 | 0 | 0 | 0
Cancelled | US | TRE |  |  | 15INR0058 |  | TXP BOLING | Combustion (gas) Turbine, but not part of a Combined-Cycle | Gas | GT | NG |  | Natural Gas and Other Gases | 2016-05-01 |  | 142 | 142 | 142 | 0 | 0 | 0 | 0 | 0 | 0 | 0 | 0 | 0 | 0 | 0 | 0 | 0 | 0 | 0 | 0 | 0 | 0 | 0 | 0 | 0 | 0 | 0 | 0 | 0 | 0 | 0 | 0 | 0 | 0 | 0 | 0 | 0 | 0 | 0 | 0 | 0 | 0 | 0 | 0 | 0 | 0 | 0 | 0
Cancelled | US | TRE |  |  | 15INR0060 |  | PECOS SOLARPOWER II |  |  | PV | SUN |  | Solar | 2015-12-31 |  | 25 | 18.5 | 3 | 0 | 0 | 0 | 0 | 0 | 0 | 0 | 0 | 0 | 0 | 0 | 0 | 0 | 0 | 0 | 0 | 0 | 0 | 0 | 0 | 0 | 0 | 0 | 0 | 0 | 0 | 0 | 0 | 0 | 0 | 0 | 0 | 0 | 0 | 0 | 0 | 0 | 0 | 0 | 0 | 0 | 0 | 0 | 0
Cancelled | US | TRE |  |  | 15INR0062 |  | HALE COMMUNITY W 1 |  |  | WT | WND |  | Wind | 2020-12-31 |  | 322 | 48.3 | 64.4 | 0 | 0 | 0 | 0 | 0 | 0 | 0 | 0 | 0 | 0 | 0 | 0 | 0 | 0 | 0 | 0 | 0 | 0 | 0 | 0 | 0 | 0 | 0 | 0 | 0 | 0 | 0 | 0 | 0 | 0 | 0 | 0 | 0 | 0 | 0 | 0 | 0 | 0 | 0 | 0 | 0 | 0 | 0 | 0
Cancelled | US | TRE |  |  | 15INR0062b |  | HALE COMMUNITY W 2 |  |  | WT | WND |  | Wind | 2020-12-31 |  | 122 | 18.3 | 24.4 | 0 | 0 | 0 | 0 | 0 | 0 | 0 | 0 | 0 | 0 | 0 | 0 | 0 | 0 | 0 | 0 | 0 | 0 | 0 | 0 | 0 | 0 | 0 | 0 | 0 | 0 | 0 | 0 | 0 | 0 | 0 | 0 | 0 | 0 | 0 | 0 | 0 | 0 | 0 | 0 | 0 | 0 | 0 | 0
Cancelled | US | TRE |  |  | 15INR0063b |  | EASTER WIND B |  |  | WT | WND |  | Wind | 2020-10-31 |  | 153 | 22.875 | 30.5 | 0 | 0 | 0 | 0 | 0 | 0 | 0 | 0 | 0 | 0 | 0 | 0 | 0 | 0 | 0 | 0 | 0 | 0 | 0 | 0 | 0 | 0 | 0 | 0 | 0 | 0 | 0 | 0 | 0 | 0 | 0 | 0 | 0 | 0 | 0 | 0 | 0 | 0 | 0 | 0 | 0 | 0 | 0 | 0
Cancelled | US | TRE |  |  | 15INR0065 |  | ANSON SOLAR |  |  | PV | SUN |  | Solar | 2015-12-13 |  | 150 | 111 | 18 | 0 | 0 | 0 | 0 | 0 | 0 | 0 | 0 | 0 | 0 | 0 | 0 | 0 | 0 | 0 | 0 | 0 | 0 | 0 | 0 | 0 | 0 | 0 | 0 | 0 | 0 | 0 | 0 | 0 | 0 | 0 | 0 | 0 | 0 | 0 | 0 | 0 | 0 | 0 | 0 | 0 | 0 | 0 | 0
Cancelled | US | TRE |  |  | 15INR0066 |  | FT. STOCKTON SOLAR |  |  | PV | SUN |  | Solar | 2016-06-30 |  | 80 | 59.2 | 9.6 | 0 | 0 | 0 | 0 | 0 | 0 | 0 | 0 | 0 | 0 | 0 | 0 | 0 | 0 | 0 | 0 | 0 | 0 | 0 | 0 | 0 | 0 | 0 | 0 | 0 | 0 | 0 | 0 | 0 | 0 | 0 | 0 | 0 | 0 | 0 | 0 | 0 | 0 | 0 | 0 | 0 | 0 | 0 | 0
Cancelled | US | TRE |  |  | 15INR0067 |  | LINDSAY SOLAR |  |  | PV | SUN |  | Solar | 2017-12-01 |  | 80 | 59.2 | 9.6 | 0 | 0 | 0 | 0 | 0 | 0 | 0 | 0 | 0 | 0 | 0 | 0 | 0 | 0 | 0 | 0 | 0 | 0 | 0 | 0 | 0 | 0 | 0 | 0 | 0 | 0 | 0 | 0 | 0 | 0 | 0 | 0 | 0 | 0 | 0 | 0 | 0 | 0 | 0 | 0 | 0 | 0 | 0 | 0
Cancelled | US | TRE |  |  | 15INR0068 |  | PANTHER CREEK S 2 |  |  | PV | SUN |  | Solar | 2017-03-31 |  | 20 | 14.8 | 2.4 | 0 | 0 | 0 | 0 | 0 | 0 | 0 | 0 | 0 | 0 | 0 | 0 | 0 | 0 | 0 | 0 | 0 | 0 | 0 | 0 | 0 | 0 | 0 | 0 | 0 | 0 | 0 | 0 | 0 | 0 | 0 | 0 | 0 | 0 | 0 | 0 | 0 | 0 | 0 | 0 | 0 | 0 | 0 | 0
Cancelled | US | TRE |  |  | 15INR0069 |  | FAS1 SOLAR |  |  | PV | SUN |  | Solar | 2018-11-30 |  | 110 | 81.4 | 13.2 | 0 | 0 | 0 | 0 | 0 | 0 | 0 | 0 | 0 | 0 | 0 | 0 | 0 | 0 | 0 | 0 | 0 | 0 | 0 | 0 | 0 | 0 | 0 | 0 | 0 | 0 | 0 | 0 | 0 | 0 | 0 | 0 | 0 | 0 | 0 | 0 | 0 | 0 | 0 | 0 | 0 | 0 | 0 | 0
Cancelled | US | TRE |  |  | 15INR0070_2 |  | WEST TEXAS SOLAR 1 |  |  | PV | SUN |  | Solar | 2015-03-01 |  | 110 | 81.4 | 13.2 | 0 | 0 | 0 | 0 | 0 | 0 | 0 | 0 | 0 | 0 | 0 | 0 | 0 | 0 | 0 | 0 | 0 | 0 | 0 | 0 | 0 | 0 | 0 | 0 | 0 | 0 | 0 | 0 | 0 | 0 | 0 | 0 | 0 | 0 | 0 | 0 | 0 | 0 | 0 | 0 | 0 | 0 | 0 | 0
Cancelled | US | TRE |  |  | 15INR0071 |  | BUFFALO WIND 2 |  |  | WT | WND |  | Wind | 2017-03-31 |  | 199 | 29.85 | 39.8 | 0 | 0 | 0 | 0 | 0 | 0 | 0 | 0 | 0 | 0 | 0 | 0 | 0 | 0 | 0 | 0 | 0 | 0 | 0 | 0 | 0 | 0 | 0 | 0 | 0 | 0 | 0 | 0 | 0 | 0 | 0 | 0 | 0 | 0 | 0 | 0 | 0 | 0 | 0 | 0 | 0 | 0 | 0 | 0
Cancelled | US | TRE |  |  | 15INR0072 |  | BARILLA SOLAR 3 |  |  | PV | SUN |  | Solar | 2019-12-01 |  | 140 | 103.6 | 16.8 | 0 | 0 | 0 | 0 | 0 | 0 | 0 | 0 | 0 | 0 | 0 | 0 | 0 | 0 | 0 | 0 | 0 | 0 | 0 | 0 | 0 | 0 | 0 | 0 | 0 | 0 | 0 | 0 | 0 | 0 | 0 | 0 | 0 | 0 | 0 | 0 | 0 | 0 | 0 | 0 | 0 | 0 | 0 | 0
Cancelled | US | TRE |  |  | 15INR0073 |  | RED RIVER SALTFORK W |  |  | WT | WND |  | Wind | 2017-12-31 |  | 201 | 30.15 | 40.2 | 0 | 0 | 0 | 0 | 0 | 0 | 0 | 0 | 0 | 0 | 0 | 0 | 0 | 0 | 0 | 0 | 0 | 0 | 0 | 0 | 0 | 0 | 0 | 0 | 0 | 0 | 0 | 0 | 0 | 0 | 0 | 0 | 0 | 0 | 0 | 0 | 0 | 0 | 0 | 0 | 0 | 0 | 0 | 0
Cancelled | US | TRE |  |  | 15INR0075 |  | M&G RESINS CORPUS CHRISTI | Combined-Cycle | Gas | CC | NG |  | Natural Gas and Other Gases | 2015-02-28 |  | 70 | 50.6 | 51 | 0 | 0 | 0 | 0 | 0 | 0 | 0 | 0 | 0 | 0 | 0 | 0 | 0 | 0 | 0 | 0 | 0 | 0 | 0 | 0 | 0 | 0 | 0 | 0 | 0 | 0 | 0 | 0 | 0 | 0 | 0 | 0 | 0 | 0 | 0 | 0 | 0 | 0 | 0 | 0 | 0 | 0 | 0 | 0
Cancelled | US | TRE |  |  | 15INR0076 |  | WHARTON COUNTY POWER 2 | Combustion (gas) Turbine, but not part of a Combined-Cycle | Gas | GT | NG |  | Natural Gas and Other Gases | 2017-06-01 |  | 195 | 195 | 195 | 0 | 0 | 0 | 0 | 0 | 0 | 0 | 0 | 0 | 0 | 0 | 0 | 0 | 0 | 0 | 0 | 0 | 0 | 0 | 0 | 0 | 0 | 0 | 0 | 0 | 0 | 0 | 0 | 0 | 0 | 0 | 0 | 0 | 0 | 0 | 0 | 0 | 0 | 0 | 0 | 0 | 0 | 0 | 0
Cancelled | US | TRE |  |  | 15INR0077 |  | BUSHORADO WIND RANCH |  |  | WT | WND |  | Wind | 2015-10-01 |  | 600 | 90 | 120 | 0 | 0 | 0 | 0 | 0 | 0 | 0 | 0 | 0 | 0 | 0 | 0 | 0 | 0 | 0 | 0 | 0 | 0 | 0 | 0 | 0 | 0 | 0 | 0 | 0 | 0 | 0 | 0 | 0 | 0 | 0 | 0 | 0 | 0 | 0 | 0 | 0 | 0 | 0 | 0 | 0 | 0 | 0 | 0
Cancelled | US | TRE |  |  | 15INR0078 |  | DAWN WIND |  |  | WT | WND |  | Wind | 2015-10-01 |  | 600 | 90 | 120 | 0 | 0 | 0 | 0 | 0 | 0 | 0 | 0 | 0 | 0 | 0 | 0 | 0 | 0 | 0 | 0 | 0 | 0 | 0 | 0 | 0 | 0 | 0 | 0 | 0 | 0 | 0 | 0 | 0 | 0 | 0 | 0 | 0 | 0 | 0 | 0 | 0 | 0 | 0 | 0 | 0 | 0 | 0 | 0
Cancelled | US | TRE |  |  | 15INR0079 |  | PULLMAN ROAD WIND |  |  | WT | WND |  | Wind | 2019-10-31 |  | 300 | 45 | 60 | 0 | 0 | 0 | 0 | 0 | 0 | 0 | 0 | 0 | 0 | 0 | 0 | 0 | 0 | 0 | 0 | 0 | 0 | 0 | 0 | 0 | 0 | 0 | 0 | 0 | 0 | 0 | 0 | 0 | 0 | 0 | 0 | 0 | 0 | 0 | 0 | 0 | 0 | 0 | 0 | 0 | 0 | 0 | 0
Cancelled | US | TRE |  |  | 15INR0080 |  | LIVE OAK WIND PROJECT |  |  | WT | WND |  | Wind | 2015-12-01 |  | 143 | 21.45 | 28.6 | 0 | 0 | 0 | 0 | 0 | 0 | 0 | 0 | 0 | 0 | 0 | 0 | 0 | 0 | 0 | 0 | 0 | 0 | 0 | 0 | 0 | 0 | 0 | 0 | 0 | 0 | 0 | 0 | 0 | 0 | 0 | 0 | 0 | 0 | 0 | 0 | 0 | 0 | 0 | 0 | 0 | 0 | 0 | 0
Cancelled | US | TRE |  |  | 15INR0081 |  | MASON MT WIND |  |  | WT | WND |  | Wind | 2019-12-31 |  | 62 | 9.3 | 12.4 | 0 | 0 | 0 | 0 | 0 | 0 | 0 | 0 | 0 | 0 | 0 | 0 | 0 | 0 | 0 | 0 | 0 | 0 | 0 | 0 | 0 | 0 | 0 | 0 | 0 | 0 | 0 | 0 | 0 | 0 | 0 | 0 | 0 | 0 | 0 | 0 | 0 | 0 | 0 | 0 | 0 | 0 | 0 | 0
Cancelled | US | TRE |  |  | 15INR0083 |  | SOLAR PRIME TX07 |  |  | PV | SUN |  | Solar | 2015-10-01 |  | 100 | 74 | 12 | 0 | 0 | 0 | 0 | 0 | 0 | 0 | 0 | 0 | 0 | 0 | 0 | 0 | 0 | 0 | 0 | 0 | 0 | 0 | 0 | 0 | 0 | 0 | 0 | 0 | 0 | 0 | 0 | 0 | 0 | 0 | 0 | 0 | 0 | 0 | 0 | 0 | 0 | 0 | 0 | 0 | 0 | 0 | 0
Cancelled | US | TRE |  |  | 15INR0084 |  | SP-TX-08 |  |  | PV | SUN |  | Solar | 2016-06-30 |  | 120 | 88.8 | 14.4 | 0 | 0 | 0 | 0 | 0 | 0 | 0 | 0 | 0 | 0 | 0 | 0 | 0 | 0 | 0 | 0 | 0 | 0 | 0 | 0 | 0 | 0 | 0 | 0 | 0 | 0 | 0 | 0 | 0 | 0 | 0 | 0 | 0 | 0 | 0 | 0 | 0 | 0 | 0 | 0 | 0 | 0 | 0 | 0
Cancelled | US | TRE |  |  | 15INR0086 |  | SP-TX-09 |  |  | PV | SUN |  | Solar | 2016-12-31 |  | 45 | 33.3 | 5.4 | 0 | 0 | 0 | 0 | 0 | 0 | 0 | 0 | 0 | 0 | 0 | 0 | 0 | 0 | 0 | 0 | 0 | 0 | 0 | 0 | 0 | 0 | 0 | 0 | 0 | 0 | 0 | 0 | 0 | 0 | 0 | 0 | 0 | 0 | 0 | 0 | 0 | 0 | 0 | 0 | 0 | 0 | 0 | 0
Cancelled | US | TRE |  |  | 15INR0087 |  | PLAIN VIEW ORCHARD WIND |  |  | WT | WND |  | Wind | 2015-11-15 |  | 149 | 0 | 29.8 | 0 | 0 | 0 | 0 | 0 | 0 | 0 | 0 | 0 | 0 | 0 | 0 | 0 | 0 | 0 | 0 | 0 | 0 | 0 | 0 | 0 | 0 | 0 | 0 | 0 | 0 | 0 | 0 | 0 | 0 | 0 | 0 | 0 | 0 | 0 | 0 | 0 | 0 | 0 | 0 | 0 | 0 | 0 | 0
Cancelled | US | TRE |  |  | 15INR0088 |  | SNYDER SOLAR |  |  | PV | SUN |  | Solar | 2015-12-31 |  | 20 | 14.8 | 2.4 | 0 | 0 | 0 | 0 | 0 | 0 | 0 | 0 | 0 | 0 | 0 | 0 | 0 | 0 | 0 | 0 | 0 | 0 | 0 | 0 | 0 | 0 | 0 | 0 | 0 | 0 | 0 | 0 | 0 | 0 | 0 | 0 | 0 | 0 | 0 | 0 | 0 | 0 | 0 | 0 | 0 | 0 | 0 | 0
Cancelled | US | TRE |  |  | 15INR0089 |  | VAN HORN |  |  | PV | SUN |  | Solar | 2016-12-01 |  | 265 | 196.1 | 31.8 | 0 | 0 | 0 | 0 | 0 | 0 | 0 | 0 | 0 | 0 | 0 | 0 | 0 | 0 | 0 | 0 | 0 | 0 | 0 | 0 | 0 | 0 | 0 | 0 | 0 | 0 | 0 | 0 | 0 | 0 | 0 | 0 | 0 | 0 | 0 | 0 | 0 | 0 | 0 | 0 | 0 | 0 | 0 | 0
Cancelled | US | TRE |  |  | 16INR0001 |  | SWEENEY GASSIFICATION IGCC PROJECT | Combined-Cycle | Coal | ST | SUB |  | Coal | 2050-12-31 |  | 950 | 950 | 950 | 0 | 0 | 0 | 0 | 0 | 0 | 0 | 0 | 0 | 0 | 0 | 0 | 0 | 0 | 0 | 0 | 0 | 0 | 0 | 0 | 0 | 0 | 0 | 0 | 0 | 0 | 0 | 0 | 0 | 0 | 0 | 0 | 0 | 0 | 0 | 0 | 0 | 0 | 0 | 0 | 0 | 0 | 0 | 0
Cancelled | US | TRE |  |  | 16INR0002 |  | SWEENEY GASSIFICATION IGCC PROJECT | Combined-Cycle | Coal | ST | SUB |  | Coal | 2050-12-31 |  | 1000 | 700 | 700 | 0 | 0 | 0 | 0 | 0 | 0 | 0 | 0 | 0 | 0 | 0 | 0 | 0 | 0 | 0 | 0 | 0 | 0 | 0 | 0 | 0 | 0 | 0 | 0 | 0 | 0 | 0 | 0 | 0 | 0 | 0 | 0 | 0 | 0 | 0 | 0 | 0 | 0 | 0 | 0 | 0 | 0 | 0 | 0
Cancelled | US | TRE |  |  | 16INR0004 |  | LAPALOMA G | Combined-Cycle | Gas | CC | NG |  | Natural Gas and Other Gases | 2019-08-19 |  | 785 | 730 | 730 | 0 | 0 | 0 | 0 | 0 | 0 | 0 | 0 | 0 | 0 | 0 | 0 | 0 | 0 | 0 | 0 | 0 | 0 | 0 | 0 | 0 | 0 | 0 | 0 | 0 | 0 | 0 | 0 | 0 | 0 | 0 | 0 | 0 | 0 | 0 | 0 | 0 | 0 | 0 | 0 | 0 | 0 | 0 | 0
Cancelled | US | TRE |  |  | 16INR0005 |  | BROWNSVILLE G | Combined-Cycle | Gas | CC | NG |  | Natural Gas and Other Gases | 2020-12-31 |  | 871 | 871 | 871 | 0 | 0 | 0 | 0 | 0 | 0 | 0 | 0 | 0 | 0 | 0 | 0 | 0 | 0 | 0 | 0 | 0 | 0 | 0 | 0 | 0 | 0 | 0 | 0 | 0 | 0 | 0 | 0 | 0 | 0 | 0 | 0 | 0 | 0 | 0 | 0 | 0 | 0 | 0 | 0 | 0 | 0 | 0 | 0
Cancelled | US | TRE |  |  | 16INR0006 |  | PINECREST G | Combined-Cycle | Gas | CC | NG |  | Natural Gas and Other Gases | 2020-04-12 |  | 785 | 785 | 785 | 0 | 0 | 0 | 0 | 0 | 0 | 0 | 0 | 0 | 0 | 0 | 0 | 0 | 0 | 0 | 0 | 0 | 0 | 0 | 0 | 0 | 0 | 0 | 0 | 0 | 0 | 0 | 0 | 0 | 0 | 0 | 0 | 0 | 0 | 0 | 0 | 0 | 0 | 0 | 0 | 0 | 0 | 0 | 0
Cancelled | US | TRE |  |  | 16INR0007 |  | HIDALGO CHILLERS | Combined-Cycle | Gas | CC | NG |  | Natural Gas and Other Gases | 2016-06-01 |  | 95 | 95 | 95 | 0 | 0 | 0 | 0 | 0 | 0 | 0 | 0 | 0 | 0 | 0 | 0 | 0 | 0 | 0 | 0 | 0 | 0 | 0 | 0 | 0 | 0 | 0 | 0 | 0 | 0 | 0 | 0 | 0 | 0 | 0 | 0 | 0 | 0 | 0 | 0 | 0 | 0 | 0 | 0 | 0 | 0 | 0 | 0
Cancelled | US | TRE |  |  | 16INR0008 |  | TENASKA ROANS PRAIRIE | Combustion (gas) Turbine, but not part of a Combined-Cycle | Gas | GT | NG |  | Natural Gas and Other Gases | 2019-04-01 |  | 663 | 663 | 663 | 0 | 0 | 0 | 0 | 0 | 0 | 0 | 0 | 0 | 0 | 0 | 0 | 0 | 0 | 0 | 0 | 0 | 0 | 0 | 0 | 0 | 0 | 0 | 0 | 0 | 0 | 0 | 0 | 0 | 0 | 0 | 0 | 0 | 0 | 0 | 0 | 0 | 0 | 0 | 0 | 0 | 0 | 0 | 0
Cancelled | US | TRE |  |  | 16INR0008_2 |  | ROAN'S PRAIRIE | Combustion (gas) Turbine, but not part of a Combined-Cycle | Gas | GT | NG |  | Natural Gas and Other Gases | 2016-11-01 |  | 768 | 0 | 768 | 0 | 0 | 0 | 0 | 0 | 0 | 0 | 0 | 0 | 0 | 0 | 0 | 0 | 0 | 0 | 0 | 0 | 0 | 0 | 0 | 0 | 0 | 0 | 0 | 0 | 0 | 0 | 0 | 0 | 0 | 0 | 0 | 0 | 0 | 0 | 0 | 0 | 0 | 0 | 0 | 0 | 0 | 0 | 0
Cancelled | US | TRE |  |  | 16INR0011a |  | GULF OFFSHORE WIND 1 |  |  | WT | WND |  | Wind | 2016-12-31 |  | 18 | 10.44 | 7.74 | 0 | 0 | 0 | 0 | 0 | 0 | 0 | 0 | 0 | 0 | 0 | 0 | 0 | 0 | 0 | 0 | 0 | 0 | 0 | 0 | 0 | 0 | 0 | 0 | 0 | 0 | 0 | 0 | 0 | 0 | 0 | 0 | 0 | 0 | 0 | 0 | 0 | 0 | 0 | 0 | 0 | 0 | 0 | 0
Cancelled | US | TRE |  |  | 16INR0011b |  | GULF OFFSHORE WIND 2 |  |  | WT | WND |  | Wind | 2017-12-30 |  | 132 | 76.56 | 56.76 | 0 | 0 | 0 | 0 | 0 | 0 | 0 | 0 | 0 | 0 | 0 | 0 | 0 | 0 | 0 | 0 | 0 | 0 | 0 | 0 | 0 | 0 | 0 | 0 | 0 | 0 | 0 | 0 | 0 | 0 | 0 | 0 | 0 | 0 | 0 | 0 | 0 | 0 | 0 | 0 | 0 | 0 | 0 | 0
Cancelled | US | TRE |  |  | 16INR0011c |  | GULF OFFSHORE WIND 3 |  |  | WT | WND |  | Wind | 2018-12-31 |  | 198 | 114.84 | 85.14 | 0 | 0 | 0 | 0 | 0 | 0 | 0 | 0 | 0 | 0 | 0 | 0 | 0 | 0 | 0 | 0 | 0 | 0 | 0 | 0 | 0 | 0 | 0 | 0 | 0 | 0 | 0 | 0 | 0 | 0 | 0 | 0 | 0 | 0 | 0 | 0 | 0 | 0 | 0 | 0 | 0 | 0 | 0 | 0
Cancelled | US | TRE |  |  | 16INR0011d |  | GULF OFFSHORE WIND 4 |  |  | WT | WND |  | Wind | 2019-12-31 |  | 198 | 114.84 | 85.14 | 0 | 0 | 0 | 0 | 0 | 0 | 0 | 0 | 0 | 0 | 0 | 0 | 0 | 0 | 0 | 0 | 0 | 0 | 0 | 0 | 0 | 0 | 0 | 0 | 0 | 0 | 0 | 0 | 0 | 0 | 0 | 0 | 0 | 0 | 0 | 0 | 0 | 0 | 0 | 0 | 0 | 0 | 0 | 0
Cancelled | US | TRE |  |  | 16INR0013 |  | SPC NACOGDOCHES | Combustion (gas) Turbine, but not part of a Combined-Cycle | Gas | GT | NG |  | Natural Gas and Other Gases | 2018-07-01 |  | 229 | 227 | 229 | 0 | 0 | 0 | 0 | 0 | 0 | 0 | 0 | 0 | 0 | 0 | 0 | 0 | 0 | 0 | 0 | 0 | 0 | 0 | 0 | 0 | 0 | 0 | 0 | 0 | 0 | 0 | 0 | 0 | 0 | 0 | 0 | 0 | 0 | 0 | 0 | 0 | 0 | 0 | 0 | 0 | 0 | 0 | 0
Cancelled | US | TRE |  |  | 16INR0015 |  | WHARTON WIND |  |  | WT | WND |  | Wind | 2017-12-01 |  | 248.4 | 37.26 | 49.6 | 0 | 0 | 0 | 0 | 0 | 0 | 0 | 0 | 0 | 0 | 0 | 0 | 0 | 0 | 0 | 0 | 0 | 0 | 0 | 0 | 0 | 0 | 0 | 0 | 0 | 0 | 0 | 0 | 0 | 0 | 0 | 0 | 0 | 0 | 0 | 0 | 0 | 0 | 0 | 0 | 0 | 0 | 0 | 0
Cancelled | US | TRE |  |  | 16INR0016 |  | ELEPHANT ROCK SOLAR PLANT |  |  | PV | SUN |  | Solar | 2016-10-01 |  | 38 | 28.12 | 4.56 | 0 | 0 | 0 | 0 | 0 | 0 | 0 | 0 | 0 | 0 | 0 | 0 | 0 | 0 | 0 | 0 | 0 | 0 | 0 | 0 | 0 | 0 | 0 | 0 | 0 | 0 | 0 | 0 | 0 | 0 | 0 | 0 | 0 | 0 | 0 | 0 | 0 | 0 | 0 | 0 | 0 | 0 | 0 | 0
Cancelled | US | TRE |  |  | 16INR0017 |  | DELAWARE MT SOLAR |  |  | PV | SUN |  | Solar | 2016-12-01 |  | 70 | 51.8 | 8.4 | 0 | 0 | 0 | 0 | 0 | 0 | 0 | 0 | 0 | 0 | 0 | 0 | 0 | 0 | 0 | 0 | 0 | 0 | 0 | 0 | 0 | 0 | 0 | 0 | 0 | 0 | 0 | 0 | 0 | 0 | 0 | 0 | 0 | 0 | 0 | 0 | 0 | 0 | 0 | 0 | 0 | 0 | 0 | 0
Cancelled | US | TRE |  |  | 16INR0018 |  | KING MT SOLAR |  |  | PV | SUN |  | Solar | 2016-12-01 |  | 40 | 29.6 | 4.8 | 0 | 0 | 0 | 0 | 0 | 0 | 0 | 0 | 0 | 0 | 0 | 0 | 0 | 0 | 0 | 0 | 0 | 0 | 0 | 0 | 0 | 0 | 0 | 0 | 0 | 0 | 0 | 0 | 0 | 0 | 0 | 0 | 0 | 0 | 0 | 0 | 0 | 0 | 0 | 0 | 0 | 0 | 0 | 0
Cancelled | US | TRE |  |  | 16INR0020 |  | ORO SOLAR |  |  | PV | SUN |  | Solar | 2017-09-30 |  | 55 | 40.7 | 6.6 | 0 | 0 | 0 | 0 | 0 | 0 | 0 | 0 | 0 | 0 | 0 | 0 | 0 | 0 | 0 | 0 | 0 | 0 | 0 | 0 | 0 | 0 | 0 | 0 | 0 | 0 | 0 | 0 | 0 | 0 | 0 | 0 | 0 | 0 | 0 | 0 | 0 | 0 | 0 | 0 | 0 | 0 | 0 | 0
Cancelled | US | TRE |  |  | 16INR0021 |  | FORT STOCKTON SOLAR |  |  | PV | SUN |  | Solar | 2017-09-30 |  | 150 | 111 | 18 | 0 | 0 | 0 | 0 | 0 | 0 | 0 | 0 | 0 | 0 | 0 | 0 | 0 | 0 | 0 | 0 | 0 | 0 | 0 | 0 | 0 | 0 | 0 | 0 | 0 | 0 | 0 | 0 | 0 | 0 | 0 | 0 | 0 | 0 | 0 | 0 | 0 | 0 | 0 | 0 | 0 | 0 | 0 | 0
Cancelled | US | TRE |  |  | 16INR0022 |  | BNB OXBOW SOLAR |  |  | PV | SUN |  | Solar | 2017-05-30 |  | 100 | 74 | 12 | 0 | 0 | 0 | 0 | 0 | 0 | 0 | 0 | 0 | 0 | 0 | 0 | 0 | 0 | 0 | 0 | 0 | 0 | 0 | 0 | 0 | 0 | 0 | 0 | 0 | 0 | 0 | 0 | 0 | 0 | 0 | 0 | 0 | 0 | 0 | 0 | 0 | 0 | 0 | 0 | 0 | 0 | 0 | 0
Cancelled | US | TRE |  |  | 16INR0025 |  | PANTHER CREEK SOLAR III |  |  | PV | SUN |  | Solar | 2016-12-31 |  | 30 | 22.2 | 3.6 | 0 | 0 | 0 | 0 | 0 | 0 | 0 | 0 | 0 | 0 | 0 | 0 | 0 | 0 | 0 | 0 | 0 | 0 | 0 | 0 | 0 | 0 | 0 | 0 | 0 | 0 | 0 | 0 | 0 | 0 | 0 | 0 | 0 | 0 | 0 | 0 | 0 | 0 | 0 | 0 | 0 | 0 | 0 | 0
Cancelled | US | TRE |  |  | 16INR0026 |  | ANGUS WIND, LLC |  |  | WT | WND |  | Wind | 2016-12-31 |  | 100 | 15 | 20 | 0 | 0 | 0 | 0 | 0 | 0 | 0 | 0 | 0 | 0 | 0 | 0 | 0 | 0 | 0 | 0 | 0 | 0 | 0 | 0 | 0 | 0 | 0 | 0 | 0 | 0 | 0 | 0 | 0 | 0 | 0 | 0 | 0 | 0 | 0 | 0 | 0 | 0 | 0 | 0 | 0 | 0 | 0 | 0
Cancelled | US | TRE |  |  | 16INR0027 |  | BONHAM WIND |  |  | WT | WND |  | Wind | 2018-12-31 |  | 100 | 15 | 20 | 0 | 0 | 0 | 0 | 0 | 0 | 0 | 0 | 0 | 0 | 0 | 0 | 0 | 0 | 0 | 0 | 0 | 0 | 0 | 0 | 0 | 0 | 0 | 0 | 0 | 0 | 0 | 0 | 0 | 0 | 0 | 0 | 0 | 0 | 0 | 0 | 0 | 0 | 0 | 0 | 0 | 0 | 0 | 0
Cancelled | US | TRE |  |  | 16INR0028 |  | BRAFORD WIND |  |  | WT | WND |  | Wind | 2016-12-31 |  | 100 | 15 | 20 | 0 | 0 | 0 | 0 | 0 | 0 | 0 | 0 | 0 | 0 | 0 | 0 | 0 | 0 | 0 | 0 | 0 | 0 | 0 | 0 | 0 | 0 | 0 | 0 | 0 | 0 | 0 | 0 | 0 | 0 | 0 | 0 | 0 | 0 | 0 | 0 | 0 | 0 | 0 | 0 | 0 | 0 | 0 | 0
Cancelled | US | TRE |  |  | 16INR0029 |  | HUBBARD WIND |  |  | WT | WND |  | Wind | 2018-12-31 |  | 200 | 30 | 40 | 0 | 0 | 0 | 0 | 0 | 0 | 0 | 0 | 0 | 0 | 0 | 0 | 0 | 0 | 0 | 0 | 0 | 0 | 0 | 0 | 0 | 0 | 0 | 0 | 0 | 0 | 0 | 0 | 0 | 0 | 0 | 0 | 0 | 0 | 0 | 0 | 0 | 0 | 0 | 0 | 0 | 0 | 0 | 0
Cancelled | US | TRE |  |  | 16INR0030 |  | SHORTHORN WIND |  |  | WT | WND |  | Wind | 2016-12-31 |  | 211.2 | 31.68 | 42.2 | 0 | 0 | 0 | 0 | 0 | 0 | 0 | 0 | 0 | 0 | 0 | 0 | 0 | 0 | 0 | 0 | 0 | 0 | 0 | 0 | 0 | 0 | 0 | 0 | 0 | 0 | 0 | 0 | 0 | 0 | 0 | 0 | 0 | 0 | 0 | 0 | 0 | 0 | 0 | 0 | 0 | 0 | 0 | 0
Cancelled | US | TRE |  |  | 16INR0031 |  | NEW FALCON WIND |  |  | WT | WND |  | Wind | 2016-12-31 |  | 100 | 15 | 20 | 0 | 0 | 0 | 0 | 0 | 0 | 0 | 0 | 0 | 0 | 0 | 0 | 0 | 0 | 0 | 0 | 0 | 0 | 0 | 0 | 0 | 0 | 0 | 0 | 0 | 0 | 0 | 0 | 0 | 0 | 0 | 0 | 0 | 0 | 0 | 0 | 0 | 0 | 0 | 0 | 0 | 0 | 0 | 0
Cancelled | US | TRE |  |  | 16INR0032 |  | WATUSI WIND, LLC |  |  | WT | WND |  | Wind | 2016-12-31 |  | 201 | 0 | 40.2 | 0 | 0 | 0 | 0 | 0 | 0 | 0 | 0 | 0 | 0 | 0 | 0 | 0 | 0 | 0 | 0 | 0 | 0 | 0 | 0 | 0 | 0 | 0 | 0 | 0 | 0 | 0 | 0 | 0 | 0 | 0 | 0 | 0 | 0 | 0 | 0 | 0 | 0 | 0 | 0 | 0 | 0 | 0 | 0
Cancelled | US | TRE |  |  | 16INR0034 |  | BOSQUE UPGRADE | Combined-Cycle | Gas | CC | NG |  | Natural Gas and Other Gases | 2019-06-01 |  | 909 | 175.6 | 124 | 0 | 0 | 0 | 0 | 0 | 0 | 0 | 0 | 0 | 0 | 0 | 0 | 0 | 0 | 0 | 0 | 0 | 0 | 0 | 0 | 0 | 0 | 0 | 0 | 0 | 0 | 0 | 0 | 0 | 0 | 0 | 0 | 0 | 0 | 0 | 0 | 0 | 0 | 0 | 0 | 0 | 0 | 0 | 0
Cancelled | US | TRE |  |  | 16INR0035 |  | CORPUS CHRISTI UPGRADE | Combined-Cycle | Gas | CC | NG |  | Natural Gas and Other Gases | 2019-06-01 |  | 483 | 34 | 82 | 0 | 0 | 0 | 0 | 0 | 0 | 0 | 0 | 0 | 0 | 0 | 0 | 0 | 0 | 0 | 0 | 0 | 0 | 0 | 0 | 0 | 0 | 0 | 0 | 0 | 0 | 0 | 0 | 0 | 0 | 0 | 0 | 0 | 0 | 0 | 0 | 0 | 0 | 0 | 0 | 0 | 0 | 0 | 0
Cancelled | US | TRE |  |  | 16INR0036 |  | PECAN CREEK 1 GAS | Combustion (gas) Turbine, but not part of a Combined-Cycle | Gas | GT | NG |  | Natural Gas and Other Gases | 2019-04-01 |  | 280 | 280 | 280 | 0 | 0 | 0 | 0 | 0 | 0 | 0 | 0 | 0 | 0 | 0 | 0 | 0 | 0 | 0 | 0 | 0 | 0 | 0 | 0 | 0 | 0 | 0 | 0 | 0 | 0 | 0 | 0 | 0 | 0 | 0 | 0 | 0 | 0 | 0 | 0 | 0 | 0 | 0 | 0 | 0 | 0 | 0 | 0
Cancelled | US | TRE |  |  | 16INR0038 |  | TRADINGHOUSE G | Combined-Cycle | Gas | CC | NG |  | Natural Gas and Other Gases | 2018-06-01 |  | 471 | 471 | 471 | 0 | 0 | 0 | 0 | 0 | 0 | 0 | 0 | 0 | 0 | 0 | 0 | 0 | 0 | 0 | 0 | 0 | 0 | 0 | 0 | 0 | 0 | 0 | 0 | 0 | 0 | 0 | 0 | 0 | 0 | 0 | 0 | 0 | 0 | 0 | 0 | 0 | 0 | 0 | 0 | 0 | 0 | 0 | 0
Cancelled | US | TRE |  |  | 16INR0039 |  | CABALLO SOLAR |  |  | PV | SUN |  | Solar | 2018-05-31 |  | 100 | 74 | 12 | 0 | 0 | 0 | 0 | 0 | 0 | 0 | 0 | 0 | 0 | 0 | 0 | 0 | 0 | 0 | 0 | 0 | 0 | 0 | 0 | 0 | 0 | 0 | 0 | 0 | 0 | 0 | 0 | 0 | 0 | 0 | 0 | 0 | 0 | 0 | 0 | 0 | 0 | 0 | 0 | 0 | 0 | 0 | 0
Cancelled | US | TRE |  |  | 16INR0040 |  | RE AVALON SOLAR |  |  | PV | SUN |  | Solar | 2017-12-31 |  | 105 | 77.7 | 12.6 | 0 | 0 | 0 | 0 | 0 | 0 | 0 | 0 | 0 | 0 | 0 | 0 | 0 | 0 | 0 | 0 | 0 | 0 | 0 | 0 | 0 | 0 | 0 | 0 | 0 | 0 | 0 | 0 | 0 | 0 | 0 | 0 | 0 | 0 | 0 | 0 | 0 | 0 | 0 | 0 | 0 | 0 | 0 | 0
Cancelled | US | TRE |  |  | 16INR0041 |  | RE MONUMENT SOLAR |  |  | PV | SUN |  | Solar | 2017-05-31 |  | 100 | 74 | 12 | 0 | 0 | 0 | 0 | 0 | 0 | 0 | 0 | 0 | 0 | 0 | 0 | 0 | 0 | 0 | 0 | 0 | 0 | 0 | 0 | 0 | 0 | 0 | 0 | 0 | 0 | 0 | 0 | 0 | 0 | 0 | 0 | 0 | 0 | 0 | 0 | 0 | 0 | 0 | 0 | 0 | 0 | 0 | 0
Cancelled | US | TRE |  |  | 16INR0042 |  | HALYARD BAY CITY G | Combustion (gas) Turbine, but not part of a Combined-Cycle | Gas | GT | NG |  | Natural Gas and Other Gases | 2016-04-01 |  | 398 | 398 | 398 | 0 | 0 | 0 | 0 | 0 | 0 | 0 | 0 | 0 | 0 | 0 | 0 | 0 | 0 | 0 | 0 | 0 | 0 | 0 | 0 | 0 | 0 | 0 | 0 | 0 | 0 | 0 | 0 | 0 | 0 | 0 | 0 | 0 | 0 | 0 | 0 | 0 | 0 | 0 | 0 | 0 | 0 | 0 | 0
Cancelled | US | TRE |  |  | 16INR0043 |  | HALYARD MATAGORDA ENERGY CENTER | Combustion (gas) Turbine, but not part of a Combined-Cycle | Gas | GT | NG |  | Natural Gas and Other Gases | 2016-06-01 |  | 400 | 400 | 400 | 0 | 0 | 0 | 0 | 0 | 0 | 0 | 0 | 0 | 0 | 0 | 0 | 0 | 0 | 0 | 0 | 0 | 0 | 0 | 0 | 0 | 0 | 0 | 0 | 0 | 0 | 0 | 0 | 0 | 0 | 0 | 0 | 0 | 0 | 0 | 0 | 0 | 0 | 0 | 0 | 0 | 0 | 0 | 0
Cancelled | US | TRE |  |  | 16INR0046 |  | HALYARD EAST BERNARD ENERGY CENTER | Combustion (gas) Turbine, but not part of a Combined-Cycle | Gas | GT | NG |  | Natural Gas and Other Gases | 2016-04-01 |  | 400 | 400 | 400 | 0 | 0 | 0 | 0 | 0 | 0 | 0 | 0 | 0 | 0 | 0 | 0 | 0 | 0 | 0 | 0 | 0 | 0 | 0 | 0 | 0 | 0 | 0 | 0 | 0 | 0 | 0 | 0 | 0 | 0 | 0 | 0 | 0 | 0 | 0 | 0 | 0 | 0 | 0 | 0 | 0 | 0 | 0 | 0
Cancelled | US | TRE |  |  | 16INR0047 |  | COLETO CREEK POWER 2 | Combustion (gas) Turbine, but not part of a Combined-Cycle | Gas | GT | NG |  | Natural Gas and Other Gases | 2017-06-01 |  | 195 | 195 | 195 | 0 | 0 | 0 | 0 | 0 | 0 | 0 | 0 | 0 | 0 | 0 | 0 | 0 | 0 | 0 | 0 | 0 | 0 | 0 | 0 | 0 | 0 | 0 | 0 | 0 | 0 | 0 | 0 | 0 | 0 | 0 | 0 | 0 | 0 | 0 | 0 | 0 | 0 | 0 | 0 | 0 | 0 | 0 | 0
Cancelled | US | TRE |  |  | 16INR0050 |  | SOLAIREHOLMAN 2 |  |  | PV | SUN |  | Solar | 2016-06-01 |  | 50 | 37 | 6 | 0 | 0 | 0 | 0 | 0 | 0 | 0 | 0 | 0 | 0 | 0 | 0 | 0 | 0 | 0 | 0 | 0 | 0 | 0 | 0 | 0 | 0 | 0 | 0 | 0 | 0 | 0 | 0 | 0 | 0 | 0 | 0 | 0 | 0 | 0 | 0 | 0 | 0 | 0 | 0 | 0 | 0 | 0 | 0
Cancelled | US | TRE |  |  | 16INR0051 |  | BNB LAMESA SOLAR 2 |  |  | PV | SUN |  | Solar | 2016-12-31 |  | 100 | 74 | 12 | 0 | 0 | 0 | 0 | 0 | 0 | 0 | 0 | 0 | 0 | 0 | 0 | 0 | 0 | 0 | 0 | 0 | 0 | 0 | 0 | 0 | 0 | 0 | 0 | 0 | 0 | 0 | 0 | 0 | 0 | 0 | 0 | 0 | 0 | 0 | 0 | 0 | 0 | 0 | 0 | 0 | 0 | 0 | 0
Cancelled | US | TRE |  |  | 16INR0053 |  | BRISCOE SOLAR |  |  | PV | SUN |  | Solar | 2016-12-31 |  | 100 | 74 | 12 | 0 | 0 | 0 | 0 | 0 | 0 | 0 | 0 | 0 | 0 | 0 | 0 | 0 | 0 | 0 | 0 | 0 | 0 | 0 | 0 | 0 | 0 | 0 | 0 | 0 | 0 | 0 | 0 | 0 | 0 | 0 | 0 | 0 | 0 | 0 | 0 | 0 | 0 | 0 | 0 | 0 | 0 | 0 | 0
Cancelled | US | TRE |  |  | 16INR0056 |  | SOLAR PRIME TX-10 |  |  | PV | SUN |  | Solar | 2016-07-15 |  | 150 | 111 | 18 | 0 | 0 | 0 | 0 | 0 | 0 | 0 | 0 | 0 | 0 | 0 | 0 | 0 | 0 | 0 | 0 | 0 | 0 | 0 | 0 | 0 | 0 | 0 | 0 | 0 | 0 | 0 | 0 | 0 | 0 | 0 | 0 | 0 | 0 | 0 | 0 | 0 | 0 | 0 | 0 | 0 | 0 | 0 | 0
Cancelled | US | TRE |  |  | 16INR0058 |  | PARKER RANCH SOLAR 1 |  |  | PV | SUN |  | Solar | 2018-12-15 |  | 88 | 65.12 | 10.56 | 0 | 0 | 0 | 0 | 0 | 0 | 0 | 0 | 0 | 0 | 0 | 0 | 0 | 0 | 0 | 0 | 0 | 0 | 0 | 0 | 0 | 0 | 0 | 0 | 0 | 0 | 0 | 0 | 0 | 0 | 0 | 0 | 0 | 0 | 0 | 0 | 0 | 0 | 0 | 0 | 0 | 0 | 0 | 0
Cancelled | US | TRE |  |  | 16INR0059 |  | NRG TEXAS SOLAR I |  |  | PV | SUN |  | Solar | 2016-10-31 |  | 50 | 37 | 6 | 0 | 0 | 0 | 0 | 0 | 0 | 0 | 0 | 0 | 0 | 0 | 0 | 0 | 0 | 0 | 0 | 0 | 0 | 0 | 0 | 0 | 0 | 0 | 0 | 0 | 0 | 0 | 0 | 0 | 0 | 0 | 0 | 0 | 0 | 0 | 0 | 0 | 0 | 0 | 0 | 0 | 0 | 0 | 0
Cancelled | US | TRE |  |  | 16INR0060 |  | KING MT II |  |  | PV | SUN |  | Solar | 2016-12-01 |  | 150 | 111 | 18 | 0 | 0 | 0 | 0 | 0 | 0 | 0 | 0 | 0 | 0 | 0 | 0 | 0 | 0 | 0 | 0 | 0 | 0 | 0 | 0 | 0 | 0 | 0 | 0 | 0 | 0 | 0 | 0 | 0 | 0 | 0 | 0 | 0 | 0 | 0 | 0 | 0 | 0 | 0 | 0 | 0 | 0 | 0 | 0
Cancelled | US | TRE |  |  | 16INR0061 |  | WIT RANCH WIND |  |  | WT | WND |  | Wind | 2019-12-31 |  | 200 | 30 | 40 | 0 | 0 | 0 | 0 | 0 | 0 | 0 | 0 | 0 | 0 | 0 | 0 | 0 | 0 | 0 | 0 | 0 | 0 | 0 | 0 | 0 | 0 | 0 | 0 | 0 | 0 | 0 | 0 | 0 | 0 | 0 | 0 | 0 | 0 | 0 | 0 | 0 | 0 | 0 | 0 | 0 | 0 | 0 | 0
Cancelled | US | TRE |  |  | 16INR0063 |  | RE PALMWOOD 1 SOLAR |  |  | PV | SUN |  | Solar | 2017-12-31 |  | 98 | 72.52 | 11.76 | 0 | 0 | 0 | 0 | 0 | 0 | 0 | 0 | 0 | 0 | 0 | 0 | 0 | 0 | 0 | 0 | 0 | 0 | 0 | 0 | 0 | 0 | 0 | 0 | 0 | 0 | 0 | 0 | 0 | 0 | 0 | 0 | 0 | 0 | 0 | 0 | 0 | 0 | 0 | 0 | 0 | 0 | 0 | 0
Cancelled | US | TRE |  |  | 16INR0064 |  | PADUCAH SOLAR |  |  | PV | SUN |  | Solar | 2016-09-01 |  | 50 | 37 | 6 | 0 | 0 | 0 | 0 | 0 | 0 | 0 | 0 | 0 | 0 | 0 | 0 | 0 | 0 | 0 | 0 | 0 | 0 | 0 | 0 | 0 | 0 | 0 | 0 | 0 | 0 | 0 | 0 | 0 | 0 | 0 | 0 | 0 | 0 | 0 | 0 | 0 | 0 | 0 | 0 | 0 | 0 | 0 | 0
Cancelled | US | TRE |  |  | 16INR0065a |  | CASTLE GAP SOLAR 2 |  |  | PV | SUN |  | Solar | 2020-01-01 |  | 30 | 22.2 | 3.6 | 0 | 0 | 0 | 0 | 0 | 0 | 0 | 0 | 0 | 0 | 0 | 0 | 0 | 0 | 0 | 0 | 0 | 0 | 0 | 0 | 0 | 0 | 0 | 0 | 0 | 0 | 0 | 0 | 0 | 0 | 0 | 0 | 0 | 0 | 0 | 0 | 0 | 0 | 0 | 0 | 0 | 0 | 0 | 0
Cancelled | US | TRE |  |  | 16INR0066 |  | HORSESHOE BEND S |  |  | PV | SUN |  | Solar | 2017-12-31 |  | 150 | 111 | 18 | 0 | 0 | 0 | 0 | 0 | 0 | 0 | 0 | 0 | 0 | 0 | 0 | 0 | 0 | 0 | 0 | 0 | 0 | 0 | 0 | 0 | 0 | 0 | 0 | 0 | 0 | 0 | 0 | 0 | 0 | 0 | 0 | 0 | 0 | 0 | 0 | 0 | 0 | 0 | 0 | 0 | 0 | 0 | 0
Cancelled | US | TRE |  |  | 16INR0067 |  | LOCUST SOLAR |  |  | PV | SUN |  | Solar | 2020-12-31 |  | 100 | 74 | 12 | 0 | 0 | 0 | 0 | 0 | 0 | 0 | 0 | 0 | 0 | 0 | 0 | 0 | 0 | 0 | 0 | 0 | 0 | 0 | 0 | 0 | 0 | 0 | 0 | 0 | 0 | 0 | 0 | 0 | 0 | 0 | 0 | 0 | 0 | 0 | 0 | 0 | 0 | 0 | 0 | 0 | 0 | 0 | 0
Cancelled | US | TRE |  |  | 16INR0068 |  | DOGWOOD SOLAR |  |  | PV | SUN |  | Solar | 2020-12-31 |  | 100 | 74 | 12 | 0 | 0 | 0 | 0 | 0 | 0 | 0 | 0 | 0 | 0 | 0 | 0 | 0 | 0 | 0 | 0 | 0 | 0 | 0 | 0 | 0 | 0 | 0 | 0 | 0 | 0 | 0 | 0 | 0 | 0 | 0 | 0 | 0 | 0 | 0 | 0 | 0 | 0 | 0 | 0 | 0 | 0 | 0 | 0
Cancelled | US | TRE |  |  | 16INR0069 |  | AJS SOLAR |  |  | PV | SUN |  | Solar | 2016-09-30 |  | 150 | 111 | 18 | 0 | 0 | 0 | 0 | 0 | 0 | 0 | 0 | 0 | 0 | 0 | 0 | 0 | 0 | 0 | 0 | 0 | 0 | 0 | 0 | 0 | 0 | 0 | 0 | 0 | 0 | 0 | 0 | 0 | 0 | 0 | 0 | 0 | 0 | 0 | 0 | 0 | 0 | 0 | 0 | 0 | 0 | 0 | 0
Cancelled | US | TRE |  |  | 16INR0070 |  | CLEAR WATER SOLAR |  |  | PV | SUN |  | Solar | 2016-12-31 |  | 150 | 111 | 18 | 0 | 0 | 0 | 0 | 0 | 0 | 0 | 0 | 0 | 0 | 0 | 0 | 0 | 0 | 0 | 0 | 0 | 0 | 0 | 0 | 0 | 0 | 0 | 0 | 0 | 0 | 0 | 0 | 0 | 0 | 0 | 0 | 0 | 0 | 0 | 0 | 0 | 0 | 0 | 0 | 0 | 0 | 0 | 0
Cancelled | US | TRE |  |  | 16INR0071 |  | ONSITE-STX | Combustion (gas) Turbine, but not part of a Combined-Cycle | Gas | GT | NG |  | Natural Gas and Other Gases | 2016-03-31 |  | 90 | 90 | 90 | 0 | 0 | 0 | 0 | 0 | 0 | 0 | 0 | 0 | 0 | 0 | 0 | 0 | 0 | 0 | 0 | 0 | 0 | 0 | 0 | 0 | 0 | 0 | 0 | 0 | 0 | 0 | 0 | 0 | 0 | 0 | 0 | 0 | 0 | 0 | 0 | 0 | 0 | 0 | 0 | 0 | 0 | 0 | 0
Cancelled | US | TRE |  |  | 16INR0072 |  | BTHORN |  |  | PV | SUN |  | Solar | 2020-12-31 |  | 50 | 37 | 6 | 0 | 0 | 0 | 0 | 0 | 0 | 0 | 0 | 0 | 0 | 0 | 0 | 0 | 0 | 0 | 0 | 0 | 0 | 0 | 0 | 0 | 0 | 0 | 0 | 0 | 0 | 0 | 0 | 0 | 0 | 0 | 0 | 0 | 0 | 0 | 0 | 0 | 0 | 0 | 0 | 0 | 0 | 0 | 0
Cancelled | US | TRE |  |  | 16INR0075 |  | JOBE SOLAR |  |  | PV | SUN |  | Solar | 2017-12-31 |  | 100 | 74 | 12 | 0 | 0 | 0 | 0 | 0 | 0 | 0 | 0 | 0 | 0 | 0 | 0 | 0 | 0 | 0 | 0 | 0 | 0 | 0 | 0 | 0 | 0 | 0 | 0 | 0 | 0 | 0 | 0 | 0 | 0 | 0 | 0 | 0 | 0 | 0 | 0 | 0 | 0 | 0 | 0 | 0 | 0 | 0 | 0
Cancelled | US | TRE |  |  | 16INR0077 |  | ST LAWRENCE SOLAR |  |  | PV | SUN |  | Solar | 2016-07-01 |  | 150 | 111 | 18 | 0 | 0 | 0 | 0 | 0 | 0 | 0 | 0 | 0 | 0 | 0 | 0 | 0 | 0 | 0 | 0 | 0 | 0 | 0 | 0 | 0 | 0 | 0 | 0 | 0 | 0 | 0 | 0 | 0 | 0 | 0 | 0 | 0 | 0 | 0 | 0 | 0 | 0 | 0 | 0 | 0 | 0 | 0 | 0
Cancelled | US | TRE |  |  | 16INR0078 |  | SAN ROMAN WIND 2 |  |  | WT | WND |  | Wind | 2016-10-24 |  | 201 | 116.58 | 86.43 | 0 | 0 | 0 | 0 | 0 | 0 | 0 | 0 | 0 | 0 | 0 | 0 | 0 | 0 | 0 | 0 | 0 | 0 | 0 | 0 | 0 | 0 | 0 | 0 | 0 | 0 | 0 | 0 | 0 | 0 | 0 | 0 | 0 | 0 | 0 | 0 | 0 | 0 | 0 | 0 | 0 | 0 | 0 | 0
Cancelled | US | TRE |  |  | 16INR0079 |  | PARKER RANCH SOLAR 3 |  |  | PV | SUN |  | Solar | 2018-12-15 |  | 56 | 41.44 | 6.72 | 0 | 0 | 0 | 0 | 0 | 0 | 0 | 0 | 0 | 0 | 0 | 0 | 0 | 0 | 0 | 0 | 0 | 0 | 0 | 0 | 0 | 0 | 0 | 0 | 0 | 0 | 0 | 0 | 0 | 0 | 0 | 0 | 0 | 0 | 0 | 0 | 0 | 0 | 0 | 0 | 0 | 0 | 0 | 0
Cancelled | US | TRE |  |  | 16INR0080 |  | PARKER RANCH SOLAR 2 |  |  | PV | SUN |  | Solar | 2018-12-15 |  | 56 | 41.44 | 6.72 | 0 | 0 | 0 | 0 | 0 | 0 | 0 | 0 | 0 | 0 | 0 | 0 | 0 | 0 | 0 | 0 | 0 | 0 | 0 | 0 | 0 | 0 | 0 | 0 | 0 | 0 | 0 | 0 | 0 | 0 | 0 | 0 | 0 | 0 | 0 | 0 | 0 | 0 | 0 | 0 | 0 | 0 | 0 | 0
Cancelled | US | TRE |  |  | 16INR0082 |  | SALT FORK 2 WIND |  |  | WT | WND |  | Wind | 2017-08-01 |  | 200 | 30 | 40 | 0 | 0 | 0 | 0 | 0 | 0 | 0 | 0 | 0 | 0 | 0 | 0 | 0 | 0 | 0 | 0 | 0 | 0 | 0 | 0 | 0 | 0 | 0 | 0 | 0 | 0 | 0 | 0 | 0 | 0 | 0 | 0 | 0 | 0 | 0 | 0 | 0 | 0 | 0 | 0 | 0 | 0 | 0 | 0
Cancelled | US | TRE |  |  | 16INR0083 |  | DAWN WIND RANCH |  |  | WT | WND |  | Wind | 2016-12-31 |  | 200 | 30 | 40 | 0 | 0 | 0 | 0 | 0 | 0 | 0 | 0 | 0 | 0 | 0 | 0 | 0 | 0 | 0 | 0 | 0 | 0 | 0 | 0 | 0 | 0 | 0 | 0 | 0 | 0 | 0 | 0 | 0 | 0 | 0 | 0 | 0 | 0 | 0 | 0 | 0 | 0 | 0 | 0 | 0 | 0 | 0 | 0
Cancelled | US | TRE |  |  | 16INR0084 |  | PANHANDLE WIND RANCH |  |  | WT | WND |  | Wind | 2016-12-31 |  | 209 | 31.35 | 41.8 | 0 | 0 | 0 | 0 | 0 | 0 | 0 | 0 | 0 | 0 | 0 | 0 | 0 | 0 | 0 | 0 | 0 | 0 | 0 | 0 | 0 | 0 | 0 | 0 | 0 | 0 | 0 | 0 | 0 | 0 | 0 | 0 | 0 | 0 | 0 | 0 | 0 | 0 | 0 | 0 | 0 | 0 | 0 | 0
Cancelled | US | TRE |  |  | 16INR0087b |  | RATTLESNAKE ENERGY B |  |  | WT | WND |  | Wind | 2018-12-31 |  | 400 | 60 | 80 | 0 | 0 | 0 | 0 | 0 | 0 | 0 | 0 | 0 | 0 | 0 | 0 | 0 | 0 | 0 | 0 | 0 | 0 | 0 | 0 | 0 | 0 | 0 | 0 | 0 | 0 | 0 | 0 | 0 | 0 | 0 | 0 | 0 | 0 | 0 | 0 | 0 | 0 | 0 | 0 | 0 | 0 | 0 | 0
Cancelled | US | TRE |  |  | 16INR0088 |  | CULBERSON SOLAR |  |  | PV | SUN |  | Solar | 2016-12-31 |  | 150 | 111 | 18 | 0 | 0 | 0 | 0 | 0 | 0 | 0 | 0 | 0 | 0 | 0 | 0 | 0 | 0 | 0 | 0 | 0 | 0 | 0 | 0 | 0 | 0 | 0 | 0 | 0 | 0 | 0 | 0 | 0 | 0 | 0 | 0 | 0 | 0 | 0 | 0 | 0 | 0 | 0 | 0 | 0 | 0 | 0 | 0
Cancelled | US | TRE |  |  | 16INR0089 |  | NW ANDREWS SOLAR |  |  | PV | SUN |  | Solar | 2019-10-01 |  | 60 | 44.4 | 7.2 | 0 | 0 | 0 | 0 | 0 | 0 | 0 | 0 | 0 | 0 | 0 | 0 | 0 | 0 | 0 | 0 | 0 | 0 | 0 | 0 | 0 | 0 | 0 | 0 | 0 | 0 | 0 | 0 | 0 | 0 | 0 | 0 | 0 | 0 | 0 | 0 | 0 | 0 | 0 | 0 | 0 | 0 | 0 | 0
Cancelled | US | TRE |  |  | 16INR0090 |  | PANHANDLE WIND 4 |  |  | WT | WND |  | Wind | 2016-11-01 |  | 101 | 15.15 | 20.2 | 0 | 0 | 0 | 0 | 0 | 0 | 0 | 0 | 0 | 0 | 0 | 0 | 0 | 0 | 0 | 0 | 0 | 0 | 0 | 0 | 0 | 0 | 0 | 0 | 0 | 0 | 0 | 0 | 0 | 0 | 0 | 0 | 0 | 0 | 0 | 0 | 0 | 0 | 0 | 0 | 0 | 0 | 0 | 0
Cancelled | US | TRE |  |  | 16INR0092 |  | RIVER ROCK SOLAR |  |  | PV | SUN |  | Solar | 2019-12-31 |  | 50 | 37 | 6 | 0 | 0 | 0 | 0 | 0 | 0 | 0 | 0 | 0 | 0 | 0 | 0 | 0 | 0 | 0 | 0 | 0 | 0 | 0 | 0 | 0 | 0 | 0 | 0 | 0 | 0 | 0 | 0 | 0 | 0 | 0 | 0 | 0 | 0 | 0 | 0 | 0 | 0 | 0 | 0 | 0 | 0 | 0 | 0
Cancelled | US | TRE |  |  | 16INR0093 |  | TARBUSH SOLAR |  |  | PV | SUN |  | Solar | 2019-10-01 |  | 48 | 35.15 | 5.7 | 0 | 0 | 0 | 0 | 0 | 0 | 0 | 0 | 0 | 0 | 0 | 0 | 0 | 0 | 0 | 0 | 0 | 0 | 0 | 0 | 0 | 0 | 0 | 0 | 0 | 0 | 0 | 0 | 0 | 0 | 0 | 0 | 0 | 0 | 0 | 0 | 0 | 0 | 0 | 0 | 0 | 0 | 0 | 0
Cancelled | US | TRE |  |  | 16INR0094 |  | LAST STOP SOLAR |  |  | PV | SUN |  | Solar | 2017-10-01 |  | 280 | 207.2 | 33.6 | 0 | 0 | 0 | 0 | 0 | 0 | 0 | 0 | 0 | 0 | 0 | 0 | 0 | 0 | 0 | 0 | 0 | 0 | 0 | 0 | 0 | 0 | 0 | 0 | 0 | 0 | 0 | 0 | 0 | 0 | 0 | 0 | 0 | 0 | 0 | 0 | 0 | 0 | 0 | 0 | 0 | 0 | 0 | 0
Cancelled | US | TRE |  |  | 16INR0095 |  | MUSTANG DRAW SOLAR |  |  | PV | SUN |  | Solar | 2016-10-01 |  | 200 | 148 | 24 | 0 | 0 | 0 | 0 | 0 | 0 | 0 | 0 | 0 | 0 | 0 | 0 | 0 | 0 | 0 | 0 | 0 | 0 | 0 | 0 | 0 | 0 | 0 | 0 | 0 | 0 | 0 | 0 | 0 | 0 | 0 | 0 | 0 | 0 | 0 | 0 | 0 | 0 | 0 | 0 | 0 | 0 | 0 | 0
Cancelled | US | TRE |  |  | 16INR0096 |  | PECOS SOLAR II |  |  | PV | SUN |  | Solar | 2017-12-31 |  | 102 | 75.48 | 12.24 | 0 | 0 | 0 | 0 | 0 | 0 | 0 | 0 | 0 | 0 | 0 | 0 | 0 | 0 | 0 | 0 | 0 | 0 | 0 | 0 | 0 | 0 | 0 | 0 | 0 | 0 | 0 | 0 | 0 | 0 | 0 | 0 | 0 | 0 | 0 | 0 | 0 | 0 | 0 | 0 | 0 | 0 | 0 | 0
Cancelled | US | TRE |  |  | 16INR0098 |  | HECATE SOLAR A |  |  | PV | SUN |  | Solar | 2019-12-31 |  | 50 | 37 | 6 | 0 | 0 | 0 | 0 | 0 | 0 | 0 | 0 | 0 | 0 | 0 | 0 | 0 | 0 | 0 | 0 | 0 | 0 | 0 | 0 | 0 | 0 | 0 | 0 | 0 | 0 | 0 | 0 | 0 | 0 | 0 | 0 | 0 | 0 | 0 | 0 | 0 | 0 | 0 | 0 | 0 | 0 | 0 | 0
Cancelled | US | TRE |  |  | 16INR0100 |  | HECATE SOLAR C |  |  | PV | SUN |  | Solar | 2019-12-31 |  | 150 | 111 | 18 | 0 | 0 | 0 | 0 | 0 | 0 | 0 | 0 | 0 | 0 | 0 | 0 | 0 | 0 | 0 | 0 | 0 | 0 | 0 | 0 | 0 | 0 | 0 | 0 | 0 | 0 | 0 | 0 | 0 | 0 | 0 | 0 | 0 | 0 | 0 | 0 | 0 | 0 | 0 | 0 | 0 | 0 | 0 | 0
Cancelled | US | TRE |  |  | 16INR0103 |  | BLUEBELL 2 SOLAR |  |  | PV | SUN |  | Solar | 2016-12-31 |  | 73 | 54.02 | 8.76 | 0 | 0 | 0 | 0 | 0 | 0 | 0 | 0 | 0 | 0 | 0 | 0 | 0 | 0 | 0 | 0 | 0 | 0 | 0 | 0 | 0 | 0 | 0 | 0 | 0 | 0 | 0 | 0 | 0 | 0 | 0 | 0 | 0 | 0 | 0 | 0 | 0 | 0 | 0 | 0 | 0 | 0 | 0 | 0
Cancelled | US | TRE |  |  | 16INR0105 |  | ZAPATA I W |  |  | WT | WND |  | Wind | 2019-12-01 |  | 300 | 45 | 60 | 0 | 0 | 0 | 0 | 0 | 0 | 0 | 0 | 0 | 0 | 0 | 0 | 0 | 0 | 0 | 0 | 0 | 0 | 0 | 0 | 0 | 0 | 0 | 0 | 0 | 0 | 0 | 0 | 0 | 0 | 0 | 0 | 0 | 0 | 0 | 0 | 0 | 0 | 0 | 0 | 0 | 0 | 0 | 0
Cancelled | US | TRE |  |  | 16INR0107 |  | HAYS SOLAR |  |  | PV | SUN |  | Solar | 2016-12-01 |  | 25 | 18.5 | 3 | 0 | 0 | 0 | 0 | 0 | 0 | 0 | 0 | 0 | 0 | 0 | 0 | 0 | 0 | 0 | 0 | 0 | 0 | 0 | 0 | 0 | 0 | 0 | 0 | 0 | 0 | 0 | 0 | 0 | 0 | 0 | 0 | 0 | 0 | 0 | 0 | 0 | 0 | 0 | 0 | 0 | 0 | 0 | 0
Cancelled | US | TRE |  |  | 16INR0108 |  | HECATE MCCAMEY A SOLAR |  |  | PV | SUN |  | Solar | 2016-07-27 |  | 200 | 148 | 24 | 0 | 0 | 0 | 0 | 0 | 0 | 0 | 0 | 0 | 0 | 0 | 0 | 0 | 0 | 0 | 0 | 0 | 0 | 0 | 0 | 0 | 0 | 0 | 0 | 0 | 0 | 0 | 0 | 0 | 0 | 0 | 0 | 0 | 0 | 0 | 0 | 0 | 0 | 0 | 0 | 0 | 0 | 0 | 0
Cancelled | US | TRE |  |  | 16INR0109 |  | HECATE MCCAMEY B SOLAR |  |  | PV | SUN |  | Solar | 2016-07-27 |  | 400 | 296 | 48 | 0 | 0 | 0 | 0 | 0 | 0 | 0 | 0 | 0 | 0 | 0 | 0 | 0 | 0 | 0 | 0 | 0 | 0 | 0 | 0 | 0 | 0 | 0 | 0 | 0 | 0 | 0 | 0 | 0 | 0 | 0 | 0 | 0 | 0 | 0 | 0 | 0 | 0 | 0 | 0 | 0 | 0 | 0 | 0
Cancelled | US | TRE |  |  | 16INR0110 |  | HECATE MCCAMEY C SOLAR |  |  | PV | SUN |  | Solar | 2016-07-27 |  | 600 | 444 | 72 | 0 | 0 | 0 | 0 | 0 | 0 | 0 | 0 | 0 | 0 | 0 | 0 | 0 | 0 | 0 | 0 | 0 | 0 | 0 | 0 | 0 | 0 | 0 | 0 | 0 | 0 | 0 | 0 | 0 | 0 | 0 | 0 | 0 | 0 | 0 | 0 | 0 | 0 | 0 | 0 | 0 | 0 | 0 | 0
Cancelled | US | TRE |  |  | 16INR0113 |  | WINKLER SOLAR |  |  | PV | SUN |  | Solar | 2016-07-01 |  | 150 | 111 | 18 | 0 | 0 | 0 | 0 | 0 | 0 | 0 | 0 | 0 | 0 | 0 | 0 | 0 | 0 | 0 | 0 | 0 | 0 | 0 | 0 | 0 | 0 | 0 | 0 | 0 | 0 | 0 | 0 | 0 | 0 | 0 | 0 | 0 | 0 | 0 | 0 | 0 | 0 | 0 | 0 | 0 | 0 | 0 | 0
Cancelled | US | TRE |  |  | 16INR0116 |  | GOLIAD SOLAR |  |  | PV | SUN |  | Solar | 2016-12-31 |  | 50 | 37 | 6 | 0 | 0 | 0 | 0 | 0 | 0 | 0 | 0 | 0 | 0 | 0 | 0 | 0 | 0 | 0 | 0 | 0 | 0 | 0 | 0 | 0 | 0 | 0 | 0 | 0 | 0 | 0 | 0 | 0 | 0 | 0 | 0 | 0 | 0 | 0 | 0 | 0 | 0 | 0 | 0 | 0 | 0 | 0 | 0
Cancelled | US | TRE |  |  | 16INR0118 |  | PERMIAN SOLAR |  |  | PV | SUN |  | Solar | 2016-10-01 |  | 100 | 74 | 12 | 0 | 0 | 0 | 0 | 0 | 0 | 0 | 0 | 0 | 0 | 0 | 0 | 0 | 0 | 0 | 0 | 0 | 0 | 0 | 0 | 0 | 0 | 0 | 0 | 0 | 0 | 0 | 0 | 0 | 0 | 0 | 0 | 0 | 0 | 0 | 0 | 0 | 0 | 0 | 0 | 0 | 0 | 0 | 0
Cancelled | US | TRE |  |  | 16INR0120 |  | AES PARKDALE STORAGE | Battery Energy Storage | Other | BA | MWH |  | Other | 2017-10-31 |  | 20 | 0 | 0 | 0 | 0 | 0 | 0 | 0 | 0 | 0 | 0 | 0 | 0 | 0 | 0 | 0 | 0 | 0 | 0 | 0 | 0 | 0 | 0 | 0 | 0 | 0 | 0 | 0 | 0 | 0 | 0 | 0 | 0 | 0 | 0 | 0 | 0 | 0 | 0 | 0 | 0 | 0 | 0 | 0 | 0 | 0 | 0
Cancelled | US | TRE |  |  | 16INR0121 |  | SALT FORK WIND EXPANSION |  |  | WT | WND |  | Wind | 2018-12-01 |  | 54 | 8.1 | 10.8 | 0 | 0 | 0 | 0 | 0 | 0 | 0 | 0 | 0 | 0 | 0 | 0 | 0 | 0 | 0 | 0 | 0 | 0 | 0 | 0 | 0 | 0 | 0 | 0 | 0 | 0 | 0 | 0 | 0 | 0 | 0 | 0 | 0 | 0 | 0 | 0 | 0 | 0 | 0 | 0 | 0 | 0 | 0 | 0
Cancelled | US | TRE |  |  | 17INR0001 |  | CEDAR ELM WIND |  |  | WT | WND |  | Wind | 2050-12-31 |  | 100 | 15 | 20 | 0 | 0 | 0 | 0 | 0 | 0 | 0 | 0 | 0 | 0 | 0 | 0 | 0 | 0 | 0 | 0 | 0 | 0 | 0 | 0 | 0 | 0 | 0 | 0 | 0 | 0 | 0 | 0 | 0 | 0 | 0 | 0 | 0 | 0 | 0 | 0 | 0 | 0 | 0 | 0 | 0 | 0 | 0 | 0
Cancelled | US | TRE |  |  | 17INR0002 |  | SPC HENDERSON OPTION 2 | Combined-Cycle | Gas | CC | NG |  | Natural Gas and Other Gases | 2019-06-01 |  | 478 | 478 | 478 | 0 | 0 | 0 | 0 | 0 | 0 | 0 | 0 | 0 | 0 | 0 | 0 | 0 | 0 | 0 | 0 | 0 | 0 | 0 | 0 | 0 | 0 | 0 | 0 | 0 | 0 | 0 | 0 | 0 | 0 | 0 | 0 | 0 | 0 | 0 | 0 | 0 | 0 | 0 | 0 | 0 | 0 | 0 | 0
Cancelled | US | TRE |  |  | 17INR0002_1 |  | SOUTHERN COMPANY - HENDERSON COUNTY OPT1 | Combined-Cycle | Gas | CC | NG |  | Natural Gas and Other Gases | 2017-06-01 |  | 976 | 976 | 976 | 0 | 0 | 0 | 0 | 0 | 0 | 0 | 0 | 0 | 0 | 0 | 0 | 0 | 0 | 0 | 0 | 0 | 0 | 0 | 0 | 0 | 0 | 0 | 0 | 0 | 0 | 0 | 0 | 0 | 0 | 0 | 0 | 0 | 0 | 0 | 0 | 0 | 0 | 0 | 0 | 0 | 0 | 0 | 0
Cancelled | US | TRE |  |  | 17INR0002_2 |  | SOUTHERN COMPANY - HENDERSON COUNTY OPT2 | Combined-Cycle | Gas | CC | NG |  | Natural Gas and Other Gases | 2017-06-01 |  | 489 | 489 | 489 | 0 | 0 | 0 | 0 | 0 | 0 | 0 | 0 | 0 | 0 | 0 | 0 | 0 | 0 | 0 | 0 | 0 | 0 | 0 | 0 | 0 | 0 | 0 | 0 | 0 | 0 | 0 | 0 | 0 | 0 | 0 | 0 | 0 | 0 | 0 | 0 | 0 | 0 | 0 | 0 | 0 | 0 | 0 | 0
Cancelled | US | TRE |  |  | 17INR0002_4 |  | SOUTHERN COMPANY - HENDERSON COUNTY OPT4 | Combined-Cycle | Gas | CC | NG |  | Natural Gas and Other Gases | 2017-06-01 |  | 965 | 0 | 965 | 0 | 0 | 0 | 0 | 0 | 0 | 0 | 0 | 0 | 0 | 0 | 0 | 0 | 0 | 0 | 0 | 0 | 0 | 0 | 0 | 0 | 0 | 0 | 0 | 0 | 0 | 0 | 0 | 0 | 0 | 0 | 0 | 0 | 0 | 0 | 0 | 0 | 0 | 0 | 0 | 0 | 0 | 0 | 0
Cancelled | US | TRE |  |  | 17INR0003 |  | SPC JACKSON G | Combined-Cycle | Gas | CC | NG |  | Natural Gas and Other Gases | 2018-06-01 |  | 916 | 908 | 916 | 0 | 0 | 0 | 0 | 0 | 0 | 0 | 0 | 0 | 0 | 0 | 0 | 0 | 0 | 0 | 0 | 0 | 0 | 0 | 0 | 0 | 0 | 0 | 0 | 0 | 0 | 0 | 0 | 0 | 0 | 0 | 0 | 0 | 0 | 0 | 0 | 0 | 0 | 0 | 0 | 0 | 0 | 0 | 0
Cancelled | US | TRE |  |  | 17INR0004 |  | ELK 4 | Combustion (gas) Turbine, but not part of a Combined-Cycle | Gas | GT | NG |  | Natural Gas and Other Gases | 2019-06-01 |  | 225 | 202 | 202 | 0 | 0 | 0 | 0 | 0 | 0 | 0 | 0 | 0 | 0 | 0 | 0 | 0 | 0 | 0 | 0 | 0 | 0 | 0 | 0 | 0 | 0 | 0 | 0 | 0 | 0 | 0 | 0 | 0 | 0 | 0 | 0 | 0 | 0 | 0 | 0 | 0 | 0 | 0 | 0 | 0 | 0 | 0 | 0
Cancelled | US | TRE |  |  | 17INR0006 |  | PANDA SAVOY POWER | Combined-Cycle | Gas | CC | NG |  | Natural Gas and Other Gases | 2017-12-01 |  | 1350 | 1350 | 1350 | 0 | 0 | 0 | 0 | 0 | 0 | 0 | 0 | 0 | 0 | 0 | 0 | 0 | 0 | 0 | 0 | 0 | 0 | 0 | 0 | 0 | 0 | 0 | 0 | 0 | 0 | 0 | 0 | 0 | 0 | 0 | 0 | 0 | 0 | 0 | 0 | 0 | 0 | 0 | 0 | 0 | 0 | 0 | 0
Cancelled | US | TRE |  |  | 17INR0008 |  | SHAMBURGER THERMAL FACILITY | Combined-Cycle | Gas | CC | NG |  | Natural Gas and Other Gases | 2018-06-01 |  | 719 | 719 | 710 | 0 | 0 | 0 | 0 | 0 | 0 | 0 | 0 | 0 | 0 | 0 | 0 | 0 | 0 | 0 | 0 | 0 | 0 | 0 | 0 | 0 | 0 | 0 | 0 | 0 | 0 | 0 | 0 | 0 | 0 | 0 | 0 | 0 | 0 | 0 | 0 | 0 | 0 | 0 | 0 | 0 | 0 | 0 | 0
Cancelled | US | TRE |  |  | 17INR0011 |  | SITE A BRAZOS | Combined-Cycle | Gas | CC | NG |  | Natural Gas and Other Gases | 2017-04-01 |  | 800 | 800 | 800 | 0 | 0 | 0 | 0 | 0 | 0 | 0 | 0 | 0 | 0 | 0 | 0 | 0 | 0 | 0 | 0 | 0 | 0 | 0 | 0 | 0 | 0 | 0 | 0 | 0 | 0 | 0 | 0 | 0 | 0 | 0 | 0 | 0 | 0 | 0 | 0 | 0 | 0 | 0 | 0 | 0 | 0 | 0 | 0
Cancelled | US | TRE |  |  | 17INR0012 |  | SITE B BRAZOS | Combined-Cycle | Gas | CC | NG |  | Natural Gas and Other Gases | 2017-04-01 |  | 800 | 800 | 800 | 0 | 0 | 0 | 0 | 0 | 0 | 0 | 0 | 0 | 0 | 0 | 0 | 0 | 0 | 0 | 0 | 0 | 0 | 0 | 0 | 0 | 0 | 0 | 0 | 0 | 0 | 0 | 0 | 0 | 0 | 0 | 0 | 0 | 0 | 0 | 0 | 0 | 0 | 0 | 0 | 0 | 0 | 0 | 0
Cancelled | US | TRE |  |  | 17INR0013 |  | SITE C BRAZOS G | Combustion (gas) Turbine, but not part of a Combined-Cycle | Gas | GT | NG |  | Natural Gas and Other Gases | 2021-08-01 |  | 800 | 800 | 800 | 0 | 0 | 0 | 0 | 0 | 0 | 0 | 0 | 0 | 0 | 0 | 0 | 0 | 0 | 0 | 0 | 0 | 0 | 0 | 0 | 0 | 0 | 0 | 0 | 0 | 0 | 0 | 0 | 0 | 0 | 0 | 0 | 0 | 0 | 0 | 0 | 0 | 0 | 0 | 0 | 0 | 0 | 0 | 0
Cancelled | US | TRE |  |  | 17INR0014 |  | VAN ALSTYNE G | Combustion (gas) Turbine, but not part of a Combined-Cycle | Gas | GT | NG |  | Natural Gas and Other Gases | 2018-06-01 |  | 548 | 548 | 548 | 0 | 0 | 0 | 0 | 0 | 0 | 0 | 0 | 0 | 0 | 0 | 0 | 0 | 0 | 0 | 0 | 0 | 0 | 0 | 0 | 0 | 0 | 0 | 0 | 0 | 0 | 0 | 0 | 0 | 0 | 0 | 0 | 0 | 0 | 0 | 0 | 0 | 0 | 0 | 0 | 0 | 0 | 0 | 0
Cancelled | US | TRE |  |  | 17INR0015 |  | NECHES STATION | Combined-Cycle | Gas | CC | NG |  | Natural Gas and Other Gases | 2017-05-01 |  | 460 | 460 | 460 | 0 | 0 | 0 | 0 | 0 | 0 | 0 | 0 | 0 | 0 | 0 | 0 | 0 | 0 | 0 | 0 | 0 | 0 | 0 | 0 | 0 | 0 | 0 | 0 | 0 | 0 | 0 | 0 | 0 | 0 | 0 | 0 | 0 | 0 | 0 | 0 | 0 | 0 | 0 | 0 | 0 | 0 | 0 | 0
Cancelled | US | TRE |  |  | 17INR0016 |  | UNION VALLEY G | Combustion (gas) Turbine, but not part of a Combined-Cycle | Gas | GT | NG |  | Natural Gas and Other Gases | 2019-06-01 |  | 592 | 591.6 | 591.6 | 0 | 0 | 0 | 0 | 0 | 0 | 0 | 0 | 0 | 0 | 0 | 0 | 0 | 0 | 0 | 0 | 0 | 0 | 0 | 0 | 0 | 0 | 0 | 0 | 0 | 0 | 0 | 0 | 0 | 0 | 0 | 0 | 0 | 0 | 0 | 0 | 0 | 0 | 0 | 0 | 0 | 0 | 0 | 0
Cancelled | US | TRE |  |  | 17INR0017 |  | CLEAR SPRINGS G | Combustion (gas) Turbine, but not part of a Combined-Cycle | Gas | GT | NG |  | Natural Gas and Other Gases | 2019-06-01 |  | 592 | 591.6 | 591.6 | 0 | 0 | 0 | 0 | 0 | 0 | 0 | 0 | 0 | 0 | 0 | 0 | 0 | 0 | 0 | 0 | 0 | 0 | 0 | 0 | 0 | 0 | 0 | 0 | 0 | 0 | 0 | 0 | 0 | 0 | 0 | 0 | 0 | 0 | 0 | 0 | 0 | 0 | 0 | 0 | 0 | 0 | 0 | 0
Cancelled | US | TRE |  |  | 17INR0018 |  | LAKE CREEK 3 G | Combustion (gas) Turbine, but not part of a Combined-Cycle | Gas | GT | NG |  | Natural Gas and Other Gases | 2018-06-01 |  | 471 | 471 | 471 | 0 | 0 | 0 | 0 | 0 | 0 | 0 | 0 | 0 | 0 | 0 | 0 | 0 | 0 | 0 | 0 | 0 | 0 | 0 | 0 | 0 | 0 | 0 | 0 | 0 | 0 | 0 | 0 | 0 | 0 | 0 | 0 | 0 | 0 | 0 | 0 | 0 | 0 | 0 | 0 | 0 | 0 | 0 | 0
Cancelled | US | TRE |  |  | 17INR0019 |  | SPC JACKSON COUNTY 2 G | Combined-Cycle | Gas | CC | NG |  | Natural Gas and Other Gases | 2017-11-01 |  | 840 | 840 | 840 | 0 | 0 | 0 | 0 | 0 | 0 | 0 | 0 | 0 | 0 | 0 | 0 | 0 | 0 | 0 | 0 | 0 | 0 | 0 | 0 | 0 | 0 | 0 | 0 | 0 | 0 | 0 | 0 | 0 | 0 | 0 | 0 | 0 | 0 | 0 | 0 | 0 | 0 | 0 | 0 | 0 | 0 | 0 | 0
Cancelled | US | TRE |  |  | 17INR0020d |  | RE MAPLEWOOD 2D SOLAR |  |  | PV | SUN |  | Solar | 2020-12-31 |  | 103 | 74 | 12 | 0 | 0 | 0 | 0 | 0 | 0 | 0 | 0 | 0 | 0 | 0 | 0 | 0 | 0 | 0 | 0 | 0 | 0 | 0 | 0 | 0 | 0 | 0 | 0 | 0 | 0 | 0 | 0 | 0 | 0 | 0 | 0 | 0 | 0 | 0 | 0 | 0 | 0 | 0 | 0 | 0 | 0 | 0 | 0
Cancelled | US | TRE |  |  | 17INR0020e |  | RE MAPLEWOOD 2E SOLAR |  |  | PV | SUN |  | Solar | 2020-12-31 |  | 103 | 74 | 12 | 0 | 0 | 0 | 0 | 0 | 0 | 0 | 0 | 0 | 0 | 0 | 0 | 0 | 0 | 0 | 0 | 0 | 0 | 0 | 0 | 0 | 0 | 0 | 0 | 0 | 0 | 0 | 0 | 0 | 0 | 0 | 0 | 0 | 0 | 0 | 0 | 0 | 0 | 0 | 0 | 0 | 0 | 0 | 0
Cancelled | US | TRE |  |  | 17INR0021 |  | NET POWER LA PORTE | Combustion (gas) Turbine, but not part of a Combined-Cycle | Gas | GT | NG |  | Natural Gas and Other Gases | 2017-06-22 |  | 30 | 30 | 30 | 0 | 0 | 0 | 0 | 0 | 0 | 0 | 0 | 0 | 0 | 0 | 0 | 0 | 0 | 0 | 0 | 0 | 0 | 0 | 0 | 0 | 0 | 0 | 0 | 0 | 0 | 0 | 0 | 0 | 0 | 0 | 0 | 0 | 0 | 0 | 0 | 0 | 0 | 0 | 0 | 0 | 0 | 0 | 0
Cancelled | US | TRE |  |  | 17INR0023 |  | HART SOLAR |  |  | PV | SUN |  | Solar | 2017-09-30 |  | 200 | 148 | 24 | 0 | 0 | 0 | 0 | 0 | 0 | 0 | 0 | 0 | 0 | 0 | 0 | 0 | 0 | 0 | 0 | 0 | 0 | 0 | 0 | 0 | 0 | 0 | 0 | 0 | 0 | 0 | 0 | 0 | 0 | 0 | 0 | 0 | 0 | 0 | 0 | 0 | 0 | 0 | 0 | 0 | 0 | 0 | 0
Cancelled | US | TRE |  |  | 17INR0024 |  | PECAN CREEK 2 GAS | Combustion (gas) Turbine, but not part of a Combined-Cycle | Gas | GT | NG |  | Natural Gas and Other Gases | 2018-06-30 |  | 350 | 350 | 350 | 0 | 0 | 0 | 0 | 0 | 0 | 0 | 0 | 0 | 0 | 0 | 0 | 0 | 0 | 0 | 0 | 0 | 0 | 0 | 0 | 0 | 0 | 0 | 0 | 0 | 0 | 0 | 0 | 0 | 0 | 0 | 0 | 0 | 0 | 0 | 0 | 0 | 0 | 0 | 0 | 0 | 0 | 0 | 0
Cancelled | US | TRE |  |  | 17INR0026 |  | ZAPATA WIND II |  |  | WT | WND |  | Wind | 2017-10-31 |  | 202 | 30.3 | 40.4 | 0 | 0 | 0 | 0 | 0 | 0 | 0 | 0 | 0 | 0 | 0 | 0 | 0 | 0 | 0 | 0 | 0 | 0 | 0 | 0 | 0 | 0 | 0 | 0 | 0 | 0 | 0 | 0 | 0 | 0 | 0 | 0 | 0 | 0 | 0 | 0 | 0 | 0 | 0 | 0 | 0 | 0 | 0 | 0
Cancelled | US | TRE |  |  | 17INR0028 |  | FORMOSA | Combined-Cycle | Gas | CC | NG |  | Natural Gas and Other Gases | 2017-10-31 |  | 317 | 317 | 317 | 0 | 0 | 0 | 0 | 0 | 0 | 0 | 0 | 0 | 0 | 0 | 0 | 0 | 0 | 0 | 0 | 0 | 0 | 0 | 0 | 0 | 0 | 0 | 0 | 0 | 0 | 0 | 0 | 0 | 0 | 0 | 0 | 0 | 0 | 0 | 0 | 0 | 0 | 0 | 0 | 0 | 0 | 0 | 0
Cancelled | US | TRE |  |  | 17INR0029 |  | ANSON SOLAR |  |  | PV | SUN |  | Solar | 2017-12-01 |  | 500 | 370 | 60 | 0 | 0 | 0 | 0 | 0 | 0 | 0 | 0 | 0 | 0 | 0 | 0 | 0 | 0 | 0 | 0 | 0 | 0 | 0 | 0 | 0 | 0 | 0 | 0 | 0 | 0 | 0 | 0 | 0 | 0 | 0 | 0 | 0 | 0 | 0 | 0 | 0 | 0 | 0 | 0 | 0 | 0 | 0 | 0
Cancelled | US | TRE |  |  | 17INR0030 |  | ESTACADO SOLAR |  |  | PV | SUN |  | Solar | 2019-12-31 |  | 100 | 74 | 12 | 0 | 0 | 0 | 0 | 0 | 0 | 0 | 0 | 0 | 0 | 0 | 0 | 0 | 0 | 0 | 0 | 0 | 0 | 0 | 0 | 0 | 0 | 0 | 0 | 0 | 0 | 0 | 0 | 0 | 0 | 0 | 0 | 0 | 0 | 0 | 0 | 0 | 0 | 0 | 0 | 0 | 0 | 0 | 0
Cancelled | US | TRE |  |  | 17INR0032 |  | FREER WIND |  |  | WT | WND |  | Wind | 2019-12-31 |  | 53.1 | 7.965 | 10.6 | 0 | 0 | 0 | 0 | 0 | 0 | 0 | 0 | 0 | 0 | 0 | 0 | 0 | 0 | 0 | 0 | 0 | 0 | 0 | 0 | 0 | 0 | 0 | 0 | 0 | 0 | 0 | 0 | 0 | 0 | 0 | 0 | 0 | 0 | 0 | 0 | 0 | 0 | 0 | 0 | 0 | 0 | 0 | 0
Cancelled | US | TRE |  |  | 17INR0034 |  | GREEN VALLEY GAS | Combustion (gas) Turbine, but not part of a Combined-Cycle | Gas | GT | NG |  | Natural Gas and Other Gases | 2017-12-01 |  | 112 | 112 | 112 | 0 | 0 | 0 | 0 | 0 | 0 | 0 | 0 | 0 | 0 | 0 | 0 | 0 | 0 | 0 | 0 | 0 | 0 | 0 | 0 | 0 | 0 | 0 | 0 | 0 | 0 | 0 | 0 | 0 | 0 | 0 | 0 | 0 | 0 | 0 | 0 | 0 | 0 | 0 | 0 | 0 | 0 | 0 | 0
Cancelled | US | TRE |  |  | 17INR0038 |  | ZAPATA II W |  |  | WT | WND |  | Wind | 2019-12-31 |  | 400 | 60 | 80 | 0 | 0 | 0 | 0 | 0 | 0 | 0 | 0 | 0 | 0 | 0 | 0 | 0 | 0 | 0 | 0 | 0 | 0 | 0 | 0 | 0 | 0 | 0 | 0 | 0 | 0 | 0 | 0 | 0 | 0 | 0 | 0 | 0 | 0 | 0 | 0 | 0 | 0 | 0 | 0 | 0 | 0 | 0 | 0
Cancelled | US | TRE |  |  | 17INR0039 |  | INNOVATIVE SOLAR 138 |  |  | PV | SUN |  | Solar | 2017-07-01 |  | 40 | 29.6 | 4.8 | 0 | 0 | 0 | 0 | 0 | 0 | 0 | 0 | 0 | 0 | 0 | 0 | 0 | 0 | 0 | 0 | 0 | 0 | 0 | 0 | 0 | 0 | 0 | 0 | 0 | 0 | 0 | 0 | 0 | 0 | 0 | 0 | 0 | 0 | 0 | 0 | 0 | 0 | 0 | 0 | 0 | 0 | 0 | 0
Cancelled | US | TRE |  |  | 17INR0040 |  | SP-TX-14 |  |  | PV | SUN |  | Solar | 2017-09-01 |  | 150 | 110.926 | 17.988 | 0 | 0 | 0 | 0 | 0 | 0 | 0 | 0 | 0 | 0 | 0 | 0 | 0 | 0 | 0 | 0 | 0 | 0 | 0 | 0 | 0 | 0 | 0 | 0 | 0 | 0 | 0 | 0 | 0 | 0 | 0 | 0 | 0 | 0 | 0 | 0 | 0 | 0 | 0 | 0 | 0 | 0 | 0 | 0
Cancelled | US | TRE |  |  | 17INR0041 |  | SOUTH MESA S+W |  |  | PV | SUN |  | Solar | 2017-12-01 |  | 150 | 111 | 18 | 0 | 0 | 0 | 0 | 0 | 0 | 0 | 0 | 0 | 0 | 0 | 0 | 0 | 0 | 0 | 0 | 0 | 0 | 0 | 0 | 0 | 0 | 0 | 0 | 0 | 0 | 0 | 0 | 0 | 0 | 0 | 0 | 0 | 0 | 0 | 0 | 0 | 0 | 0 | 0 | 0 | 0 | 0 | 0
Cancelled | US | TRE |  |  | 17INR0046a |  | IVORY SOLAR A |  |  | PV | SUN |  | Solar | 2018-12-15 |  | 50 | 37 | 6 | 0 | 0 | 0 | 0 | 0 | 0 | 0 | 0 | 0 | 0 | 0 | 0 | 0 | 0 | 0 | 0 | 0 | 0 | 0 | 0 | 0 | 0 | 0 | 0 | 0 | 0 | 0 | 0 | 0 | 0 | 0 | 0 | 0 | 0 | 0 | 0 | 0 | 0 | 0 | 0 | 0 | 0 | 0 | 0
Cancelled | US | TRE |  |  | 17INR0046b |  | IVORY SOLAR B |  |  | PV | SUN |  | Solar | 2019-03-15 |  | 50 | 37 | 6 | 0 | 0 | 0 | 0 | 0 | 0 | 0 | 0 | 0 | 0 | 0 | 0 | 0 | 0 | 0 | 0 | 0 | 0 | 0 | 0 | 0 | 0 | 0 | 0 | 0 | 0 | 0 | 0 | 0 | 0 | 0 | 0 | 0 | 0 | 0 | 0 | 0 | 0 | 0 | 0 | 0 | 0 | 0 | 0
Cancelled | US | TRE |  |  | 17INR0046c |  | IVORY SOLAR C |  |  | PV | SUN |  | Solar | 2019-12-15 |  | 50 | 37 | 6 | 0 | 0 | 0 | 0 | 0 | 0 | 0 | 0 | 0 | 0 | 0 | 0 | 0 | 0 | 0 | 0 | 0 | 0 | 0 | 0 | 0 | 0 | 0 | 0 | 0 | 0 | 0 | 0 | 0 | 0 | 0 | 0 | 0 | 0 | 0 | 0 | 0 | 0 | 0 | 0 | 0 | 0 | 0 | 0
Cancelled | US | TRE |  |  | 17INR0048 |  | GREENS BAYOU EXPANSION II | Combustion (gas) Turbine, but not part of a Combined-Cycle | Gas | GT | NG |  | Natural Gas and Other Gases | 2018-06-01 |  | 150 | 149.4 | 149.4 | 0 | 0 | 0 | 0 | 0 | 0 | 0 | 0 | 0 | 0 | 0 | 0 | 0 | 0 | 0 | 0 | 0 | 0 | 0 | 0 | 0 | 0 | 0 | 0 | 0 | 0 | 0 | 0 | 0 | 0 | 0 | 0 | 0 | 0 | 0 | 0 | 0 | 0 | 0 | 0 | 0 | 0 | 0 | 0
Cancelled | US | TRE |  |  | 17INR0049 |  | COMANCHE SPRING SOLAR |  |  | PV | SUN |  | Solar | 2018-12-01 |  | 300 | 222 | 36 | 0 | 0 | 0 | 0 | 0 | 0 | 0 | 0 | 0 | 0 | 0 | 0 | 0 | 0 | 0 | 0 | 0 | 0 | 0 | 0 | 0 | 0 | 0 | 0 | 0 | 0 | 0 | 0 | 0 | 0 | 0 | 0 | 0 | 0 | 0 | 0 | 0 | 0 | 0 | 0 | 0 | 0 | 0 | 0
Cancelled | US | TRE |  |  | 17INR0050 |  | CONCHO BLUFF |  |  | PV | SUN |  | Solar | 2018-10-01 |  | 200 | 148 | 24 | 0 | 0 | 0 | 0 | 0 | 0 | 0 | 0 | 0 | 0 | 0 | 0 | 0 | 0 | 0 | 0 | 0 | 0 | 0 | 0 | 0 | 0 | 0 | 0 | 0 | 0 | 0 | 0 | 0 | 0 | 0 | 0 | 0 | 0 | 0 | 0 | 0 | 0 | 0 | 0 | 0 | 0 | 0 | 0
Cancelled | US | TRE |  |  | 17INR0051 |  | PIONEER SOLAR |  |  | PV | SUN |  | Solar | 2018-06-01 |  | 150 | 111 | 18 | 0 | 0 | 0 | 0 | 0 | 0 | 0 | 0 | 0 | 0 | 0 | 0 | 0 | 0 | 0 | 0 | 0 | 0 | 0 | 0 | 0 | 0 | 0 | 0 | 0 | 0 | 0 | 0 | 0 | 0 | 0 | 0 | 0 | 0 | 0 | 0 | 0 | 0 | 0 | 0 | 0 | 0 | 0 | 0
Cancelled | US | TRE |  |  | 17INR0053 |  | HHGT REPOWER HORSE13+CALLD |  |  | WT | WND |  | Wind | 2018-11-01 |  | 894 | 6.6 | 8.8 | 0 | 0 | 0 | 0 | 0 | 0 | 0 | 0 | 0 | 0 | 0 | 0 | 0 | 0 | 0 | 0 | 0 | 0 | 0 | 0 | 0 | 0 | 0 | 0 | 0 | 0 | 0 | 0 | 0 | 0 | 0 | 0 | 0 | 0 | 0 | 0 | 0 | 0 | 0 | 0 | 0 | 0 | 0 | 0
Cancelled | US | TRE |  |  | 18INR0001 |  | ROCKWOOD G | Combined-Cycle | Gas | CC | NG |  | Natural Gas and Other Gases | 2019-07-01 |  | 1122 | 1122 | 1122 | 0 | 0 | 0 | 0 | 0 | 0 | 0 | 0 | 0 | 0 | 0 | 0 | 0 | 0 | 0 | 0 | 0 | 0 | 0 | 0 | 0 | 0 | 0 | 0 | 0 | 0 | 0 | 0 | 0 | 0 | 0 | 0 | 0 | 0 | 0 | 0 | 0 | 0 | 0 | 0 | 0 | 0 | 0 | 0
Cancelled | US | TRE |  |  | 18INR0002 |  | EAGLE MOUNTAIN SES | Combined-Cycle | Gas | CC | NG |  | Natural Gas and Other Gases | 2019-06-01 |  | 853 | 853 | 853 | 0 | 0 | 0 | 0 | 0 | 0 | 0 | 0 | 0 | 0 | 0 | 0 | 0 | 0 | 0 | 0 | 0 | 0 | 0 | 0 | 0 | 0 | 0 | 0 | 0 | 0 | 0 | 0 | 0 | 0 | 0 | 0 | 0 | 0 | 0 | 0 | 0 | 0 | 0 | 0 | 0 | 0 | 0 | 0
Cancelled | US | TRE |  |  | 18INR0003 |  | NAVARRO G | Combustion (gas) Turbine, but not part of a Combined-Cycle | Gas | GT | NG |  | Natural Gas and Other Gases | 2018-04-01 |  | 1349 | 1349 | 1349 | 0 | 0 | 0 | 0 | 0 | 0 | 0 | 0 | 0 | 0 | 0 | 0 | 0 | 0 | 0 | 0 | 0 | 0 | 0 | 0 | 0 | 0 | 0 | 0 | 0 | 0 | 0 | 0 | 0 | 0 | 0 | 0 | 0 | 0 | 0 | 0 | 0 | 0 | 0 | 0 | 0 | 0 | 0 | 0
Cancelled | US | TRE |  |  | 18INR0004 |  | SHAWNEE G | Combustion (gas) Turbine, but not part of a Combined-Cycle | Gas | GT | NG |  | Natural Gas and Other Gases | 2019-10-01 |  | 928 | 928 | 928 | 0 | 0 | 0 | 0 | 0 | 0 | 0 | 0 | 0 | 0 | 0 | 0 | 0 | 0 | 0 | 0 | 0 | 0 | 0 | 0 | 0 | 0 | 0 | 0 | 0 | 0 | 0 | 0 | 0 | 0 | 0 | 0 | 0 | 0 | 0 | 0 | 0 | 0 | 0 | 0 | 0 | 0 | 0 | 0
Cancelled | US | TRE |  |  | 18INR0005 |  | PANDA SHERMAN 2 G | Combined-Cycle | Gas | CC | NG |  | Natural Gas and Other Gases | 2020-12-01 |  | 543 | 496 | 543 | 0 | 0 | 0 | 0 | 0 | 0 | 0 | 0 | 0 | 0 | 0 | 0 | 0 | 0 | 0 | 0 | 0 | 0 | 0 | 0 | 0 | 0 | 0 | 0 | 0 | 0 | 0 | 0 | 0 | 0 | 0 | 0 | 0 | 0 | 0 | 0 | 0 | 0 | 0 | 0 | 0 | 0 | 0 | 0
Cancelled | US | TRE |  |  | 18INR0006 |  | HOLMAN THERMAL | Combustion (gas) Turbine, but not part of a Combined-Cycle | Gas | GT | NG |  | Natural Gas and Other Gases | 2018-06-01 |  | 500 | 250 | 500 | 0 | 0 | 0 | 0 | 0 | 0 | 0 | 0 | 0 | 0 | 0 | 0 | 0 | 0 | 0 | 0 | 0 | 0 | 0 | 0 | 0 | 0 | 0 | 0 | 0 | 0 | 0 | 0 | 0 | 0 | 0 | 0 | 0 | 0 | 0 | 0 | 0 | 0 | 0 | 0 | 0 | 0 | 0 | 0
Cancelled | US | TRE |  |  | 18INR0007 |  | CAPPS THERMAL | Combustion (gas) Turbine, but not part of a Combined-Cycle | Gas | GT | NG |  | Natural Gas and Other Gases | 2018-06-01 |  | 750 | 750 | 750 | 0 | 0 | 0 | 0 | 0 | 0 | 0 | 0 | 0 | 0 | 0 | 0 | 0 | 0 | 0 | 0 | 0 | 0 | 0 | 0 | 0 | 0 | 0 | 0 | 0 | 0 | 0 | 0 | 0 | 0 | 0 | 0 | 0 | 0 | 0 | 0 | 0 | 0 | 0 | 0 | 0 | 0 | 0 | 0
Cancelled | US | TRE |  |  | 18INR0008 |  | JEWETT THERMAL | Combustion (gas) Turbine, but not part of a Combined-Cycle | Gas | GT | NG |  | Natural Gas and Other Gases | 2018-06-01 |  | 750 | 250 | 250 | 0 | 0 | 0 | 0 | 0 | 0 | 0 | 0 | 0 | 0 | 0 | 0 | 0 | 0 | 0 | 0 | 0 | 0 | 0 | 0 | 0 | 0 | 0 | 0 | 0 | 0 | 0 | 0 | 0 | 0 | 0 | 0 | 0 | 0 | 0 | 0 | 0 | 0 | 0 | 0 | 0 | 0 | 0 | 0
Cancelled | US | TRE |  |  | 18INR0010 |  | POWERSITE KARNES | Combined-Cycle | Gas | CC | NG |  | Natural Gas and Other Gases | 2018-01-01 |  | 396 | 380 | 396 | 0 | 0 | 0 | 0 | 0 | 0 | 0 | 0 | 0 | 0 | 0 | 0 | 0 | 0 | 0 | 0 | 0 | 0 | 0 | 0 | 0 | 0 | 0 | 0 | 0 | 0 | 0 | 0 | 0 | 0 | 0 | 0 | 0 | 0 | 0 | 0 | 0 | 0 | 0 | 0 | 0 | 0 | 0 | 0
Cancelled | US | TRE |  |  | 18INR0011 |  | INGLCOSW CTG3 | Combined-Cycle | Gas | CC | NG |  | Natural Gas and Other Gases | 2018-04-01 |  | 230.4 | 230.4 | 230.4 | 0 | 0 | 0 | 0 | 0 | 0 | 0 | 0 | 0 | 0 | 0 | 0 | 0 | 0 | 0 | 0 | 0 | 0 | 0 | 0 | 0 | 0 | 0 | 0 | 0 | 0 | 0 | 0 | 0 | 0 | 0 | 0 | 0 | 0 | 0 | 0 | 0 | 0 | 0 | 0 | 0 | 0 | 0 | 0
Cancelled | US | TRE |  |  | 18INR0012 |  | POWERSITE JACK COUNTY | Combined-Cycle | Gas | CC | NG |  | Natural Gas and Other Gases | 2018-01-01 |  | 380 | 380 | 380 | 0 | 0 | 0 | 0 | 0 | 0 | 0 | 0 | 0 | 0 | 0 | 0 | 0 | 0 | 0 | 0 | 0 | 0 | 0 | 0 | 0 | 0 | 0 | 0 | 0 | 0 | 0 | 0 | 0 | 0 | 0 | 0 | 0 | 0 | 0 | 0 | 0 | 0 | 0 | 0 | 0 | 0 | 0 | 0
Cancelled | US | TRE |  |  | 18INR0015 |  | KARANKAWA WIND ALT B |  |  | WT | WND |  | Wind | 2018-12-31 |  | 76 | 11.4 | 15.2 | 0 | 0 | 0 | 0 | 0 | 0 | 0 | 0 | 0 | 0 | 0 | 0 | 0 | 0 | 0 | 0 | 0 | 0 | 0 | 0 | 0 | 0 | 0 | 0 | 0 | 0 | 0 | 0 | 0 | 0 | 0 | 0 | 0 | 0 | 0 | 0 | 0 | 0 | 0 | 0 | 0 | 0 | 0 | 0
Cancelled | US | TRE |  |  | 18INR0017 |  | WHITE-FRANKENS WIND |  |  | WT | WND |  | Wind | 2018-07-01 |  | 251 | 37.59 | 50.12 | 0 | 0 | 0 | 0 | 0 | 0 | 0 | 0 | 0 | 0 | 0 | 0 | 0 | 0 | 0 | 0 | 0 | 0 | 0 | 0 | 0 | 0 | 0 | 0 | 0 | 0 | 0 | 0 | 0 | 0 | 0 | 0 | 0 | 0 | 0 | 0 | 0 | 0 | 0 | 0 | 0 | 0 | 0 | 0
Cancelled | US | TRE |  |  | 18INR0019 |  | MAGIC VALLEY 3 W |  |  | WT | WND |  | Wind | 2018-07-01 |  | 200 | 116 | 86 | 0 | 0 | 0 | 0 | 0 | 0 | 0 | 0 | 0 | 0 | 0 | 0 | 0 | 0 | 0 | 0 | 0 | 0 | 0 | 0 | 0 | 0 | 0 | 0 | 0 | 0 | 0 | 0 | 0 | 0 | 0 | 0 | 0 | 0 | 0 | 0 | 0 | 0 | 0 | 0 | 0 | 0 | 0 | 0
Cancelled | US | TRE |  |  | 18INR0021 |  | HART WIND II |  |  | WT | WND |  | Wind | 2018-06-30 |  | 200 | 30 | 40 | 0 | 0 | 0 | 0 | 0 | 0 | 0 | 0 | 0 | 0 | 0 | 0 | 0 | 0 | 0 | 0 | 0 | 0 | 0 | 0 | 0 | 0 | 0 | 0 | 0 | 0 | 0 | 0 | 0 | 0 | 0 | 0 | 0 | 0 | 0 | 0 | 0 | 0 | 0 | 0 | 0 | 0 | 0 | 0
Cancelled | US | TRE |  |  | 18INR0022 |  | WINKLER SOLAR |  |  | PV | SUN |  | Solar | 2019-12-31 |  | 150 | 111 | 18 | 0 | 0 | 0 | 0 | 0 | 0 | 0 | 0 | 0 | 0 | 0 | 0 | 0 | 0 | 0 | 0 | 0 | 0 | 0 | 0 | 0 | 0 | 0 | 0 | 0 | 0 | 0 | 0 | 0 | 0 | 0 | 0 | 0 | 0 | 0 | 0 | 0 | 0 | 0 | 0 | 0 | 0 | 0 | 0
Cancelled | US | TRE |  |  | 18INR0024 |  | MARTIN SOLAR |  |  | PV | SUN |  | Solar | 2018-12-01 |  | 40 | 29.6 | 4.8 | 0 | 0 | 0 | 0 | 0 | 0 | 0 | 0 | 0 | 0 | 0 | 0 | 0 | 0 | 0 | 0 | 0 | 0 | 0 | 0 | 0 | 0 | 0 | 0 | 0 | 0 | 0 | 0 | 0 | 0 | 0 | 0 | 0 | 0 | 0 | 0 | 0 | 0 | 0 | 0 | 0 | 0 | 0 | 0
Cancelled | US | TRE |  |  | 18INR0025b |  | STAKED PLAINS WIND 2 |  |  | WT | WND |  | Wind | 2019-05-01 |  | 454 | 68.1 | 90.8 | 0 | 0 | 0 | 0 | 0 | 0 | 0 | 0 | 0 | 0 | 0 | 0 | 0 | 0 | 0 | 0 | 0 | 0 | 0 | 0 | 0 | 0 | 0 | 0 | 0 | 0 | 0 | 0 | 0 | 0 | 0 | 0 | 0 | 0 | 0 | 0 | 0 | 0 | 0 | 0 | 0 | 0 | 0 | 0
Cancelled | US | TRE |  |  | 18INR0026 |  | BOSQUE SOLAR |  |  | PV | SUN |  | Solar | 2018-10-01 |  | 150 | 111 | 18 | 0 | 0 | 0 | 0 | 0 | 0 | 0 | 0 | 0 | 0 | 0 | 0 | 0 | 0 | 0 | 0 | 0 | 0 | 0 | 0 | 0 | 0 | 0 | 0 | 0 | 0 | 0 | 0 | 0 | 0 | 0 | 0 | 0 | 0 | 0 | 0 | 0 | 0 | 0 | 0 | 0 | 0 | 0 | 0
Cancelled | US | TRE |  |  | 18INR0028 |  | SWINFORD WIND |  |  | WT | WND |  | Wind | 2018-12-31 |  | 805.2 | 120.78 | 161.04 | 0 | 0 | 0 | 0 | 0 | 0 | 0 | 0 | 0 | 0 | 0 | 0 | 0 | 0 | 0 | 0 | 0 | 0 | 0 | 0 | 0 | 0 | 0 | 0 | 0 | 0 | 0 | 0 | 0 | 0 | 0 | 0 | 0 | 0 | 0 | 0 | 0 | 0 | 0 | 0 | 0 | 0 | 0 | 0
Cancelled | US | TRE |  |  | 18INR0032 |  | HAYMEADOW SOLAR |  |  | PV | SUN |  | Solar | 2018-06-01 |  | 100 | 51.8 | 8.4 | 0 | 0 | 0 | 0 | 0 | 0 | 0 | 0 | 0 | 0 | 0 | 0 | 0 | 0 | 0 | 0 | 0 | 0 | 0 | 0 | 0 | 0 | 0 | 0 | 0 | 0 | 0 | 0 | 0 | 0 | 0 | 0 | 0 | 0 | 0 | 0 | 0 | 0 | 0 | 0 | 0 | 0 | 0 | 0
Cancelled | US | TRE |  |  | 18INR0036 |  | BACON SWITCH SOLAR |  |  | PV | SUN |  | Solar | 2018-08-25 |  | 150 | 111 | 18 | 0 | 0 | 0 | 0 | 0 | 0 | 0 | 0 | 0 | 0 | 0 | 0 | 0 | 0 | 0 | 0 | 0 | 0 | 0 | 0 | 0 | 0 | 0 | 0 | 0 | 0 | 0 | 0 | 0 | 0 | 0 | 0 | 0 | 0 | 0 | 0 | 0 | 0 | 0 | 0 | 0 | 0 | 0 | 0
Cancelled | US | TRE |  |  | 18INR0037 |  | BURKBURNETT SOLAR |  |  | PV | SUN |  | Solar | 2018-08-01 |  | 75 | 55.5 | 9 | 0 | 0 | 0 | 0 | 0 | 0 | 0 | 0 | 0 | 0 | 0 | 0 | 0 | 0 | 0 | 0 | 0 | 0 | 0 | 0 | 0 | 0 | 0 | 0 | 0 | 0 | 0 | 0 | 0 | 0 | 0 | 0 | 0 | 0 | 0 | 0 | 0 | 0 | 0 | 0 | 0 | 0 | 0 | 0
Cancelled | US | TRE |  |  | 18INR0041 |  | PECOS SOLAR 2 |  |  | PV | SUN |  | Solar | 2018-10-01 |  | 200 | 148 | 24 | 0 | 0 | 0 | 0 | 0 | 0 | 0 | 0 | 0 | 0 | 0 | 0 | 0 | 0 | 0 | 0 | 0 | 0 | 0 | 0 | 0 | 0 | 0 | 0 | 0 | 0 | 0 | 0 | 0 | 0 | 0 | 0 | 0 | 0 | 0 | 0 | 0 | 0 | 0 | 0 | 0 | 0 | 0 | 0
Cancelled | US | TRE |  |  | 18INR0044 |  | BLUEGROVE WIND |  |  | WT | WND |  | Wind | 2019-12-31 |  | 100 | 15 | 20 | 0 | 0 | 0 | 0 | 0 | 0 | 0 | 0 | 0 | 0 | 0 | 0 | 0 | 0 | 0 | 0 | 0 | 0 | 0 | 0 | 0 | 0 | 0 | 0 | 0 | 0 | 0 | 0 | 0 | 0 | 0 | 0 | 0 | 0 | 0 | 0 | 0 | 0 | 0 | 0 | 0 | 0 | 0 | 0
Cancelled | US | TRE |  |  | 18INR0047 |  | COMANCHE SOUTH SOLAR |  |  | PV | SUN |  | Solar | 2019-05-31 |  | 25 | 18.5 | 3 | 0 | 0 | 0 | 0 | 0 | 0 | 0 | 0 | 0 | 0 | 0 | 0 | 0 | 0 | 0 | 0 | 0 | 0 | 0 | 0 | 0 | 0 | 0 | 0 | 0 | 0 | 0 | 0 | 0 | 0 | 0 | 0 | 0 | 0 | 0 | 0 | 0 | 0 | 0 | 0 | 0 | 0 | 0 | 0
Cancelled | US | TRE |  |  | 18INR0048 |  | PALESTINE | Combustion (gas) Turbine, but not part of a Combined-Cycle | Gas | GT | NG |  | Natural Gas and Other Gases | 2018-01-01 |  | 100 | 100 | 100 | 0 | 0 | 0 | 0 | 0 | 0 | 0 | 0 | 0 | 0 | 0 | 0 | 0 | 0 | 0 | 0 | 0 | 0 | 0 | 0 | 0 | 0 | 0 | 0 | 0 | 0 | 0 | 0 | 0 | 0 | 0 | 0 | 0 | 0 | 0 | 0 | 0 | 0 | 0 | 0 | 0 | 0 | 0 | 0
Cancelled | US | TRE |  |  | 18INR0051 |  | BYERS WIND |  |  | WT | WND |  | Wind | 2019-12-31 |  | 200 | 30 | 40 | 0 | 0 | 0 | 0 | 0 | 0 | 0 | 0 | 0 | 0 | 0 | 0 | 0 | 0 | 0 | 0 | 0 | 0 | 0 | 0 | 0 | 0 | 0 | 0 | 0 | 0 | 0 | 0 | 0 | 0 | 0 | 0 | 0 | 0 | 0 | 0 | 0 | 0 | 0 | 0 | 0 | 0 | 0 | 0
Cancelled | US | TRE |  |  | 18INR0052 |  | BARCLAY BREL PV |  |  | PV | SUN |  | Solar | 2018-10-01 |  | 25 | 18.5 | 3 | 0 | 0 | 0 | 0 | 0 | 0 | 0 | 0 | 0 | 0 | 0 | 0 | 0 | 0 | 0 | 0 | 0 | 0 | 0 | 0 | 0 | 0 | 0 | 0 | 0 | 0 | 0 | 0 | 0 | 0 | 0 | 0 | 0 | 0 | 0 | 0 | 0 | 0 | 0 | 0 | 0 | 0 | 0 | 0
Cancelled | US | TRE |  |  | 18INR0054 |  | BEARKAT WIND III |  |  | WT | WND |  | Wind | 2018-06-01 |  | 138 | 20.7 | 27.6 | 0 | 0 | 0 | 0 | 0 | 0 | 0 | 0 | 0 | 0 | 0 | 0 | 0 | 0 | 0 | 0 | 0 | 0 | 0 | 0 | 0 | 0 | 0 | 0 | 0 | 0 | 0 | 0 | 0 | 0 | 0 | 0 | 0 | 0 | 0 | 0 | 0 | 0 | 0 | 0 | 0 | 0 | 0 | 0
Cancelled | US | TRE |  |  | 18INR0057 |  | GREEN VALLEY WIND |  |  | WT | WND |  | Wind | 2019-12-15 |  | 500 | 75 | 100 | 0 | 0 | 0 | 0 | 0 | 0 | 0 | 0 | 0 | 0 | 0 | 0 | 0 | 0 | 0 | 0 | 0 | 0 | 0 | 0 | 0 | 0 | 0 | 0 | 0 | 0 | 0 | 0 | 0 | 0 | 0 | 0 | 0 | 0 | 0 | 0 | 0 | 0 | 0 | 0 | 0 | 0 | 0 | 0
Cancelled | US | TRE |  |  | 18INR0061 |  | SHAKES SOLAR |  |  | PV | SUN |  | Solar | 2019-03-31 |  | 42 | 31.08 | 5.04 | 0 | 0 | 0 | 0 | 0 | 0 | 0 | 0 | 0 | 0 | 0 | 0 | 0 | 0 | 0 | 0 | 0 | 0 | 0 | 0 | 0 | 0 | 0 | 0 | 0 | 0 | 0 | 0 | 0 | 0 | 0 | 0 | 0 | 0 | 0 | 0 | 0 | 0 | 0 | 0 | 0 | 0 | 0 | 0
Cancelled | US | TRE |  |  | 18INR0063 |  | BLUE JAY SOLAR |  |  | PV | SUN |  | Solar | 2019-09-01 |  | 70 | 51.8 | 8.4 | 0 | 0 | 0 | 0 | 0 | 0 | 0 | 0 | 0 | 0 | 0 | 0 | 0 | 0 | 0 | 0 | 0 | 0 | 0 | 0 | 0 | 0 | 0 | 0 | 0 | 0 | 0 | 0 | 0 | 0 | 0 | 0 | 0 | 0 | 0 | 0 | 0 | 0 | 0 | 0 | 0 | 0 | 0 | 0
Cancelled | US | TRE |  |  | 18INR0066 |  | WINKLER SOLAR |  |  | PV | SUN |  | Solar | 2019-12-31 |  | 40 | 29.6 | 4.8 | 0 | 0 | 0 | 0 | 0 | 0 | 0 | 0 | 0 | 0 | 0 | 0 | 0 | 0 | 0 | 0 | 0 | 0 | 0 | 0 | 0 | 0 | 0 | 0 | 0 | 0 | 0 | 0 | 0 | 0 | 0 | 0 | 0 | 0 | 0 | 0 | 0 | 0 | 0 | 0 | 0 | 0 | 0 | 0
Cancelled | US | TRE |  |  | 18INR0071 |  | MIDWAY WIND II |  |  | WT | WND |  | Wind | 2019-03-01 |  | 52 | 30.16 | 22.36 | 0 | 0 | 0 | 0 | 0 | 0 | 0 | 0 | 0 | 0 | 0 | 0 | 0 | 0 | 0 | 0 | 0 | 0 | 0 | 0 | 0 | 0 | 0 | 0 | 0 | 0 | 0 | 0 | 0 | 0 | 0 | 0 | 0 | 0 | 0 | 0 | 0 | 0 | 0 | 0 | 0 | 0 | 0 | 0
Cancelled | US | TRE |  |  | 18INR0074 |  | SWEETWATER 3 REPOWER |  |  | WT | WND |  | Wind | 2018-12-31 |  | 146 | 21.87 | 2.16 | 0 | 0 | 0 | 0 | 0 | 0 | 0 | 0 | 0 | 0 | 0 | 0 | 0 | 0 | 0 | 0 | 0 | 0 | 0 | 0 | 0 | 0 | 0 | 0 | 0 | 0 | 0 | 0 | 0 | 0 | 0 | 0 | 0 | 0 | 0 | 0 | 0 | 0 | 0 | 0 | 0 | 0 | 0 | 0
Cancelled | US | TRE |  |  | 18INR0081 |  | KING MT NE REPOWER |  |  | WT | WND |  | Wind | 2018-11-20 |  | 79 | 0 | 0 | 0 | 0 | 0 | 0 | 0 | 0 | 0 | 0 | 0 | 0 | 0 | 0 | 0 | 0 | 0 | 0 | 0 | 0 | 0 | 0 | 0 | 0 | 0 | 0 | 0 | 0 | 0 | 0 | 0 | 0 | 0 | 0 | 0 | 0 | 0 | 0 | 0 | 0 | 0 | 0 | 0 | 0 | 0 | 0
Cancelled | US | TRE |  |  | 18INR0082 |  | KING MT NW REPOWER |  |  | WT | WND |  | Wind | 2018-11-20 |  | 79 | 0 | 0 | 0 | 0 | 0 | 0 | 0 | 0 | 0 | 0 | 0 | 0 | 0 | 0 | 0 | 0 | 0 | 0 | 0 | 0 | 0 | 0 | 0 | 0 | 0 | 0 | 0 | 0 | 0 | 0 | 0 | 0 | 0 | 0 | 0 | 0 | 0 | 0 | 0 | 0 | 0 | 0 | 0 | 0 | 0 | 0
Cancelled | US | TRE |  |  | 18INR0083 |  | KING MT SE REPOWER |  |  | WT | WND |  | Wind | 2018-11-20 |  | 40 | 0 | 0 | 0 | 0 | 0 | 0 | 0 | 0 | 0 | 0 | 0 | 0 | 0 | 0 | 0 | 0 | 0 | 0 | 0 | 0 | 0 | 0 | 0 | 0 | 0 | 0 | 0 | 0 | 0 | 0 | 0 | 0 | 0 | 0 | 0 | 0 | 0 | 0 | 0 | 0 | 0 | 0 | 0 | 0 | 0 | 0
Cancelled | US | TRE |  |  | 18INR0084 |  | KING MT SW REPOWER |  |  | WT | WND |  | Wind | 2018-11-20 |  | 79 | 0 | 0 | 0 | 0 | 0 | 0 | 0 | 0 | 0 | 0 | 0 | 0 | 0 | 0 | 0 | 0 | 0 | 0 | 0 | 0 | 0 | 0 | 0 | 0 | 0 | 0 | 0 | 0 | 0 | 0 | 0 | 0 | 0 | 0 | 0 | 0 | 0 | 0 | 0 | 0 | 0 | 0 | 0 | 0 | 0 | 0
Cancelled | US | TRE |  |  | 19INR0003 |  | GALLOWAY SOLAR |  |  | PV | SUN |  | Solar | 2019-06-01 |  | 180 | 133.2 | 21.6 | 0 | 0 | 0 | 0 | 0 | 0 | 0 | 0 | 0 | 0 | 0 | 0 | 0 | 0 | 0 | 0 | 0 | 0 | 0 | 0 | 0 | 0 | 0 | 0 | 0 | 0 | 0 | 0 | 0 | 0 | 0 | 0 | 0 | 0 | 0 | 0 | 0 | 0 | 0 | 0 | 0 | 0 | 0 | 0
Cancelled | US | TRE |  |  | 19INR0004 |  | SANCO SOLAR |  |  | PV | SUN |  | Solar | 2019-10-01 |  | 400 | 296 | 48 | 0 | 0 | 0 | 0 | 0 | 0 | 0 | 0 | 0 | 0 | 0 | 0 | 0 | 0 | 0 | 0 | 0 | 0 | 0 | 0 | 0 | 0 | 0 | 0 | 0 | 0 | 0 | 0 | 0 | 0 | 0 | 0 | 0 | 0 | 0 | 0 | 0 | 0 | 0 | 0 | 0 | 0 | 0 | 0
Cancelled | US | TRE |  |  | 19INR0005 |  | SENEPOL SOLAR |  |  | PV | SUN |  | Solar | 2019-12-01 |  | 180 | 133.2 | 21.6 | 0 | 0 | 0 | 0 | 0 | 0 | 0 | 0 | 0 | 0 | 0 | 0 | 0 | 0 | 0 | 0 | 0 | 0 | 0 | 0 | 0 | 0 | 0 | 0 | 0 | 0 | 0 | 0 | 0 | 0 | 0 | 0 | 0 | 0 | 0 | 0 | 0 | 0 | 0 | 0 | 0 | 0 | 0 | 0
Cancelled | US | TRE |  |  | 19INR0008 |  | HARIANA SOLAR |  |  | PV | SUN |  | Solar | 2019-10-01 |  | 100 | 74 | 12 | 0 | 0 | 0 | 0 | 0 | 0 | 0 | 0 | 0 | 0 | 0 | 0 | 0 | 0 | 0 | 0 | 0 | 0 | 0 | 0 | 0 | 0 | 0 | 0 | 0 | 0 | 0 | 0 | 0 | 0 | 0 | 0 | 0 | 0 | 0 | 0 | 0 | 0 | 0 | 0 | 0 | 0 | 0 | 0
Cancelled | US | TRE |  |  | 19INR0010 |  | ELIZABETH BATTERY | Battery Energy Storage | Other | BA | MWH |  | Other | 2019-12-31 |  | 50 | 0 | 0 | 0 | 0 | 0 | 0 | 0 | 0 | 0 | 0 | 0 | 0 | 0 | 0 | 0 | 0 | 0 | 0 | 0 | 0 | 0 | 0 | 0 | 0 | 0 | 0 | 0 | 0 | 0 | 0 | 0 | 0 | 0 | 0 | 0 | 0 | 0 | 0 | 0 | 0 | 0 | 0 | 0 | 0 | 0 | 0
Cancelled | US | TRE |  |  | 19INR0011 |  | SNAKE HOLLOW WIND |  |  | WT | WND |  | Wind | 2019-12-31 |  | 200 | 30 | 40 | 0 | 0 | 0 | 0 | 0 | 0 | 0 | 0 | 0 | 0 | 0 | 0 | 0 | 0 | 0 | 0 | 0 | 0 | 0 | 0 | 0 | 0 | 0 | 0 | 0 | 0 | 0 | 0 | 0 | 0 | 0 | 0 | 0 | 0 | 0 | 0 | 0 | 0 | 0 | 0 | 0 | 0 | 0 | 0
Cancelled | US | TRE |  |  | 19INR0012 |  | STEAL EASY WIND |  |  | WT | WND |  | Wind | 2019-12-31 |  | 150 | 22.5 | 30 | 0 | 0 | 0 | 0 | 0 | 0 | 0 | 0 | 0 | 0 | 0 | 0 | 0 | 0 | 0 | 0 | 0 | 0 | 0 | 0 | 0 | 0 | 0 | 0 | 0 | 0 | 0 | 0 | 0 | 0 | 0 | 0 | 0 | 0 | 0 | 0 | 0 | 0 | 0 | 0 | 0 | 0 | 0 | 0
Cancelled | US | TRE |  |  | 19INR0013 |  | WASP CREEK WIND |  |  | WT | WND |  | Wind | 2019-12-31 |  | 150 | 22.5 | 30 | 0 | 0 | 0 | 0 | 0 | 0 | 0 | 0 | 0 | 0 | 0 | 0 | 0 | 0 | 0 | 0 | 0 | 0 | 0 | 0 | 0 | 0 | 0 | 0 | 0 | 0 | 0 | 0 | 0 | 0 | 0 | 0 | 0 | 0 | 0 | 0 | 0 | 0 | 0 | 0 | 0 | 0 | 0 | 0
Cancelled | US | TRE |  |  | 19INR0015 |  | CROCKETT SOLAR |  |  | PV | SUN |  | Solar | 2019-12-31 |  | 184 | 133.2 | 21.6 | 0 | 0 | 0 | 0 | 0 | 0 | 0 | 0 | 0 | 0 | 0 | 0 | 0 | 0 | 0 | 0 | 0 | 0 | 0 | 0 | 0 | 0 | 0 | 0 | 0 | 0 | 0 | 0 | 0 | 0 | 0 | 0 | 0 | 0 | 0 | 0 | 0 | 0 | 0 | 0 | 0 | 0 | 0 | 0
Cancelled | US | TRE |  |  | 19INR0018 |  | SEYMOUR HILLS WIND |  |  | WT | WND |  | Wind | 2019-06-01 |  | 250 | 37.5 | 50 | 0 | 0 | 0 | 0 | 0 | 0 | 0 | 0 | 0 | 0 | 0 | 0 | 0 | 0 | 0 | 0 | 0 | 0 | 0 | 0 | 0 | 0 | 0 | 0 | 0 | 0 | 0 | 0 | 0 | 0 | 0 | 0 | 0 | 0 | 0 | 0 | 0 | 0 | 0 | 0 | 0 | 0 | 0 | 0
Cancelled | US | TRE |  |  | 19INR0020c |  | SP-PECOS BEND SOLAR C |  |  | PV | SUN |  | Solar | 2020-05-15 |  | 180 | 133.2 | 21.6 | 0 | 0 | 0 | 0 | 0 | 0 | 0 | 0 | 0 | 0 | 0 | 0 | 0 | 0 | 0 | 0 | 0 | 0 | 0 | 0 | 0 | 0 | 0 | 0 | 0 | 0 | 0 | 0 | 0 | 0 | 0 | 0 | 0 | 0 | 0 | 0 | 0 | 0 | 0 | 0 | 0 | 0 | 0 | 0
Cancelled | US | TRE |  |  | 19INR0021 |  | WEST WILLACY 1 |  |  | WT | WND |  | Wind | 2019-12-31 |  | 100 | 58 | 43 | 0 | 0 | 0 | 0 | 0 | 0 | 0 | 0 | 0 | 0 | 0 | 0 | 0 | 0 | 0 | 0 | 0 | 0 | 0 | 0 | 0 | 0 | 0 | 0 | 0 | 0 | 0 | 0 | 0 | 0 | 0 | 0 | 0 | 0 | 0 | 0 | 0 | 0 | 0 | 0 | 0 | 0 | 0 | 0
Cancelled | US | TRE |  |  | 19INR0024 |  | LACY CREEK W |  |  | WT | WND |  | Wind | 2019-12-31 |  | 400 | 60 | 80 | 0 | 0 | 0 | 0 | 0 | 0 | 0 | 0 | 0 | 0 | 0 | 0 | 0 | 0 | 0 | 0 | 0 | 0 | 0 | 0 | 0 | 0 | 0 | 0 | 0 | 0 | 0 | 0 | 0 | 0 | 0 | 0 | 0 | 0 | 0 | 0 | 0 | 0 | 0 | 0 | 0 | 0 | 0 | 0
Cancelled | US | TRE |  |  | 19INR0025 |  | DUCK CREEK W |  |  | WT | WND |  | Wind | 2019-12-31 |  | 400 | 60 | 80 | 0 | 0 | 0 | 0 | 0 | 0 | 0 | 0 | 0 | 0 | 0 | 0 | 0 | 0 | 0 | 0 | 0 | 0 | 0 | 0 | 0 | 0 | 0 | 0 | 0 | 0 | 0 | 0 | 0 | 0 | 0 | 0 | 0 | 0 | 0 | 0 | 0 | 0 | 0 | 0 | 0 | 0 | 0 | 0
Cancelled | US | TRE |  |  | 19INR0027 |  | CORRIENTE SOLAR |  |  | PV | SUN |  | Solar | 2019-12-01 |  | 200 | 148 | 24 | 0 | 0 | 0 | 0 | 0 | 0 | 0 | 0 | 0 | 0 | 0 | 0 | 0 | 0 | 0 | 0 | 0 | 0 | 0 | 0 | 0 | 0 | 0 | 0 | 0 | 0 | 0 | 0 | 0 | 0 | 0 | 0 | 0 | 0 | 0 | 0 | 0 | 0 | 0 | 0 | 0 | 0 | 0 | 0
Cancelled | US | TRE |  |  | 19INR0032 |  | HARCOURT SOLAR |  |  | PV | SUN |  | Solar | 2019-12-01 |  | 200 | 148 | 24 | 0 | 0 | 0 | 0 | 0 | 0 | 0 | 0 | 0 | 0 | 0 | 0 | 0 | 0 | 0 | 0 | 0 | 0 | 0 | 0 | 0 | 0 | 0 | 0 | 0 | 0 | 0 | 0 | 0 | 0 | 0 | 0 | 0 | 0 | 0 | 0 | 0 | 0 | 0 | 0 | 0 | 0 | 0 | 0
Cancelled | US | TRE |  |  | 19INR0039 |  | HUBBARD WEST WIND |  |  | WT | WND |  | Wind | 2019-12-01 |  | 201 | 30.15 | 40.2 | 0 | 0 | 0 | 0 | 0 | 0 | 0 | 0 | 0 | 0 | 0 | 0 | 0 | 0 | 0 | 0 | 0 | 0 | 0 | 0 | 0 | 0 | 0 | 0 | 0 | 0 | 0 | 0 | 0 | 0 | 0 | 0 | 0 | 0 | 0 | 0 | 0 | 0 | 0 | 0 | 0 | 0 | 0 | 0
Cancelled | US | TRE |  |  | 19INR0040 |  | ROUND HALL SOLAR |  |  | PV | SUN |  | Solar | 2019-03-17 |  | 60 | 44.4 | 7.2 | 0 | 0 | 0 | 0 | 0 | 0 | 0 | 0 | 0 | 0 | 0 | 0 | 0 | 0 | 0 | 0 | 0 | 0 | 0 | 0 | 0 | 0 | 0 | 0 | 0 | 0 | 0 | 0 | 0 | 0 | 0 | 0 | 0 | 0 | 0 | 0 | 0 | 0 | 0 | 0 | 0 | 0 | 0 | 0
Cancelled | US | TRE |  |  | 19INR0043 |  | DAYLIGHT SOLAR |  |  | PV | SUN |  | Solar | 2019-03-21 |  | 80 | 59.2 | 9.6 | 0 | 0 | 0 | 0 | 0 | 0 | 0 | 0 | 0 | 0 | 0 | 0 | 0 | 0 | 0 | 0 | 0 | 0 | 0 | 0 | 0 | 0 | 0 | 0 | 0 | 0 | 0 | 0 | 0 | 0 | 0 | 0 | 0 | 0 | 0 | 0 | 0 | 0 | 0 | 0 | 0 | 0 | 0 | 0
Cancelled | US | TRE |  |  | 19INR0046 |  | WILLACY EXP SOUTH I W |  |  | WT | WND |  | Wind | 2019-12-31 |  | 200 | 30 | 40 | 0 | 0 | 0 | 0 | 0 | 0 | 0 | 0 | 0 | 0 | 0 | 0 | 0 | 0 | 0 | 0 | 0 | 0 | 0 | 0 | 0 | 0 | 0 | 0 | 0 | 0 | 0 | 0 | 0 | 0 | 0 | 0 | 0 | 0 | 0 | 0 | 0 | 0 | 0 | 0 | 0 | 0 | 0 | 0
Cancelled | US | TRE |  |  | 19INR0047 |  | WILLACY EXP SOUTH II W |  |  | WT | WND |  | Wind | 2019-12-31 |  | 200 | 30 | 40 | 0 | 0 | 0 | 0 | 0 | 0 | 0 | 0 | 0 | 0 | 0 | 0 | 0 | 0 | 0 | 0 | 0 | 0 | 0 | 0 | 0 | 0 | 0 | 0 | 0 | 0 | 0 | 0 | 0 | 0 | 0 | 0 | 0 | 0 | 0 | 0 | 0 | 0 | 0 | 0 | 0 | 0 | 0 | 0
Cancelled | US | TRE |  |  | 19INR0050 |  | GRIFFIN TRAIL WIND |  |  | WT | WND |  | Wind | 2019-12-31 |  | 143 | 21.375 | 28.5 | 0 | 0 | 0 | 0 | 0 | 0 | 0 | 0 | 0 | 0 | 0 | 0 | 0 | 0 | 0 | 0 | 0 | 0 | 0 | 0 | 0 | 0 | 0 | 0 | 0 | 0 | 0 | 0 | 0 | 0 | 0 | 0 | 0 | 0 | 0 | 0 | 0 | 0 | 0 | 0 | 0 | 0 | 0 | 0
Cancelled | US | TRE |  |  | 19INR0058 |  | VICTORIA CITY PHASE 2 | Combustion (gas) Turbine, but not part of a Combined-Cycle | Gas | GT | NG |  | Natural Gas and Other Gases | 2019-04-01 |  | 100 | 100 | 100 | 0 | 0 | 0 | 0 | 0 | 0 | 0 | 0 | 0 | 0 | 0 | 0 | 0 | 0 | 0 | 0 | 0 | 0 | 0 | 0 | 0 | 0 | 0 | 0 | 0 | 0 | 0 | 0 | 0 | 0 | 0 | 0 | 0 | 0 | 0 | 0 | 0 | 0 | 0 | 0 | 0 | 0 | 0 | 0
Cancelled | US | TRE |  |  | 19INR0059 |  | SAN ANGELO SOLAR |  |  | PV | SUN |  | Solar | 2019-12-01 |  | 250 | 185 | 30 | 0 | 0 | 0 | 0 | 0 | 0 | 0 | 0 | 0 | 0 | 0 | 0 | 0 | 0 | 0 | 0 | 0 | 0 | 0 | 0 | 0 | 0 | 0 | 0 | 0 | 0 | 0 | 0 | 0 | 0 | 0 | 0 | 0 | 0 | 0 | 0 | 0 | 0 | 0 | 0 | 0 | 0 | 0 | 0
Cancelled | US | TRE |  |  | 19INR0060 |  | ABILENE SOLAR |  |  | PV | SUN |  | Solar | 2019-12-01 |  | 250 | 185 | 30 | 0 | 0 | 0 | 0 | 0 | 0 | 0 | 0 | 0 | 0 | 0 | 0 | 0 | 0 | 0 | 0 | 0 | 0 | 0 | 0 | 0 | 0 | 0 | 0 | 0 | 0 | 0 | 0 | 0 | 0 | 0 | 0 | 0 | 0 | 0 | 0 | 0 | 0 | 0 | 0 | 0 | 0 | 0 | 0
Cancelled | US | TRE |  |  | 19INR0061 |  | GOLD CREEK SOLAR |  |  | PV | SUN |  | Solar | 2019-12-01 |  | 200 | 148 | 24 | 0 | 0 | 0 | 0 | 0 | 0 | 0 | 0 | 0 | 0 | 0 | 0 | 0 | 0 | 0 | 0 | 0 | 0 | 0 | 0 | 0 | 0 | 0 | 0 | 0 | 0 | 0 | 0 | 0 | 0 | 0 | 0 | 0 | 0 | 0 | 0 | 0 | 0 | 0 | 0 | 0 | 0 | 0 | 0
Cancelled | US | TRE |  |  | 19INR0062 |  | JONES CREEK SOLAR |  |  | PV | SUN |  | Solar | 2019-12-01 |  | 200 | 148 | 24 | 0 | 0 | 0 | 0 | 0 | 0 | 0 | 0 | 0 | 0 | 0 | 0 | 0 | 0 | 0 | 0 | 0 | 0 | 0 | 0 | 0 | 0 | 0 | 0 | 0 | 0 | 0 | 0 | 0 | 0 | 0 | 0 | 0 | 0 | 0 | 0 | 0 | 0 | 0 | 0 | 0 | 0 | 0 | 0
Cancelled | US | TRE |  |  | 19INR0063 |  | CANE ISLAND SOLAR |  |  | PV | SUN |  | Solar | 2019-12-01 |  | 100 | 74 | 12 | 0 | 0 | 0 | 0 | 0 | 0 | 0 | 0 | 0 | 0 | 0 | 0 | 0 | 0 | 0 | 0 | 0 | 0 | 0 | 0 | 0 | 0 | 0 | 0 | 0 | 0 | 0 | 0 | 0 | 0 | 0 | 0 | 0 | 0 | 0 | 0 | 0 | 0 | 0 | 0 | 0 | 0 | 0 | 0
Cancelled | US | TRE |  |  | 19INR0064 |  | LANGHAM SOLAR |  |  | PV | SUN |  | Solar | 2019-12-01 |  | 250 | 185 | 30 | 0 | 0 | 0 | 0 | 0 | 0 | 0 | 0 | 0 | 0 | 0 | 0 | 0 | 0 | 0 | 0 | 0 | 0 | 0 | 0 | 0 | 0 | 0 | 0 | 0 | 0 | 0 | 0 | 0 | 0 | 0 | 0 | 0 | 0 | 0 | 0 | 0 | 0 | 0 | 0 | 0 | 0 | 0 | 0
Cancelled | US | TRE |  |  | 19INR0065 |  | MEDINA SOLAR |  |  | PV | SUN |  | Solar | 2019-12-01 |  | 200 | 148 | 24 | 0 | 0 | 0 | 0 | 0 | 0 | 0 | 0 | 0 | 0 | 0 | 0 | 0 | 0 | 0 | 0 | 0 | 0 | 0 | 0 | 0 | 0 | 0 | 0 | 0 | 0 | 0 | 0 | 0 | 0 | 0 | 0 | 0 | 0 | 0 | 0 | 0 | 0 | 0 | 0 | 0 | 0 | 0 | 0
Cancelled | US | TRE |  |  | 19INR0066 |  | LOCKHART SOLAR |  |  | PV | SUN |  | Solar | 2019-12-01 |  | 40 | 29.6 | 4.8 | 0 | 0 | 0 | 0 | 0 | 0 | 0 | 0 | 0 | 0 | 0 | 0 | 0 | 0 | 0 | 0 | 0 | 0 | 0 | 0 | 0 | 0 | 0 | 0 | 0 | 0 | 0 | 0 | 0 | 0 | 0 | 0 | 0 | 0 | 0 | 0 | 0 | 0 | 0 | 0 | 0 | 0 | 0 | 0
Cancelled | US | TRE |  |  | 19INR0067 |  | LOS OLMOS SOLAR |  |  | PV | SUN |  | Solar | 2019-12-01 |  | 100 | 74 | 12 | 0 | 0 | 0 | 0 | 0 | 0 | 0 | 0 | 0 | 0 | 0 | 0 | 0 | 0 | 0 | 0 | 0 | 0 | 0 | 0 | 0 | 0 | 0 | 0 | 0 | 0 | 0 | 0 | 0 | 0 | 0 | 0 | 0 | 0 | 0 | 0 | 0 | 0 | 0 | 0 | 0 | 0 | 0 | 0
Cancelled | US | TRE |  |  | 19INR0068 |  | FLAT ROCK SOLAR |  |  | PV | SUN |  | Solar | 2019-12-01 |  | 250 | 185 | 30 | 0 | 0 | 0 | 0 | 0 | 0 | 0 | 0 | 0 | 0 | 0 | 0 | 0 | 0 | 0 | 0 | 0 | 0 | 0 | 0 | 0 | 0 | 0 | 0 | 0 | 0 | 0 | 0 | 0 | 0 | 0 | 0 | 0 | 0 | 0 | 0 | 0 | 0 | 0 | 0 | 0 | 0 | 0 | 0
Cancelled | US | TRE |  |  | 19INR0069 |  | ARROYO SOLAR |  |  | PV | SUN |  | Solar | 2019-12-01 |  | 200 | 148 | 24 | 0 | 0 | 0 | 0 | 0 | 0 | 0 | 0 | 0 | 0 | 0 | 0 | 0 | 0 | 0 | 0 | 0 | 0 | 0 | 0 | 0 | 0 | 0 | 0 | 0 | 0 | 0 | 0 | 0 | 0 | 0 | 0 | 0 | 0 | 0 | 0 | 0 | 0 | 0 | 0 | 0 | 0 | 0 | 0
Cancelled | US | TRE |  |  | 19INR0071 |  | BLACK WOOD SOLAR |  |  | PV | SUN |  | Solar | 2019-12-01 |  | 150 | 111 | 18 | 0 | 0 | 0 | 0 | 0 | 0 | 0 | 0 | 0 | 0 | 0 | 0 | 0 | 0 | 0 | 0 | 0 | 0 | 0 | 0 | 0 | 0 | 0 | 0 | 0 | 0 | 0 | 0 | 0 | 0 | 0 | 0 | 0 | 0 | 0 | 0 | 0 | 0 | 0 | 0 | 0 | 0 | 0 | 0
Cancelled | US | TRE |  |  | 19INR0072 |  | CASTRO SOLAR |  |  | PV | SUN |  | Solar | 2019-07-01 |  | 100 | 74 | 12 | 0 | 0 | 0 | 0 | 0 | 0 | 0 | 0 | 0 | 0 | 0 | 0 | 0 | 0 | 0 | 0 | 0 | 0 | 0 | 0 | 0 | 0 | 0 | 0 | 0 | 0 | 0 | 0 | 0 | 0 | 0 | 0 | 0 | 0 | 0 | 0 | 0 | 0 | 0 | 0 | 0 | 0 | 0 | 0
Cancelled | US | TRE |  |  | 19INR0076 |  | DUFFAU SOLAR |  |  | PV | SUN |  | Solar | 2019-12-01 |  | 100 | 74 | 12 | 0 | 0 | 0 | 0 | 0 | 0 | 0 | 0 | 0 | 0 | 0 | 0 | 0 | 0 | 0 | 0 | 0 | 0 | 0 | 0 | 0 | 0 | 0 | 0 | 0 | 0 | 0 | 0 | 0 | 0 | 0 | 0 | 0 | 0 | 0 | 0 | 0 | 0 | 0 | 0 | 0 | 0 | 0 | 0
Cancelled | US | TRE |  |  | 19INR0077 |  | HARTON SOLAR |  |  | PV | SUN |  | Solar | 2019-12-01 |  | 250 | 185 | 30 | 0 | 0 | 0 | 0 | 0 | 0 | 0 | 0 | 0 | 0 | 0 | 0 | 0 | 0 | 0 | 0 | 0 | 0 | 0 | 0 | 0 | 0 | 0 | 0 | 0 | 0 | 0 | 0 | 0 | 0 | 0 | 0 | 0 | 0 | 0 | 0 | 0 | 0 | 0 | 0 | 0 | 0 | 0 | 0
Cancelled | US | TRE |  |  | 19INR0078 |  | SALORN SOLAR |  |  | PV | SUN |  | Solar | 2019-12-01 |  | 200 | 148 | 24 | 0 | 0 | 0 | 0 | 0 | 0 | 0 | 0 | 0 | 0 | 0 | 0 | 0 | 0 | 0 | 0 | 0 | 0 | 0 | 0 | 0 | 0 | 0 | 0 | 0 | 0 | 0 | 0 | 0 | 0 | 0 | 0 | 0 | 0 | 0 | 0 | 0 | 0 | 0 | 0 | 0 | 0 | 0 | 0
Cancelled | US | TRE |  |  | 19INR0079 |  | WHITE PARK SOLAR |  |  | PV | SUN |  | Solar | 2019-12-01 |  | 600 | 444 | 72 | 0 | 0 | 0 | 0 | 0 | 0 | 0 | 0 | 0 | 0 | 0 | 0 | 0 | 0 | 0 | 0 | 0 | 0 | 0 | 0 | 0 | 0 | 0 | 0 | 0 | 0 | 0 | 0 | 0 | 0 | 0 | 0 | 0 | 0 | 0 | 0 | 0 | 0 | 0 | 0 | 0 | 0 | 0 | 0
Cancelled | US | TRE |  |  | 19INR0082 |  | DIEBEL | Combustion (gas) Turbine, but not part of a Combined-Cycle | Gas | GT | NG |  | Natural Gas and Other Gases | 2019-05-01 |  | 100 | 100 | 100 | 0 | 0 | 0 | 0 | 0 | 0 | 0 | 0 | 0 | 0 | 0 | 0 | 0 | 0 | 0 | 0 | 0 | 0 | 0 | 0 | 0 | 0 | 0 | 0 | 0 | 0 | 0 | 0 | 0 | 0 | 0 | 0 | 0 | 0 | 0 | 0 | 0 | 0 | 0 | 0 | 0 | 0 | 0 | 0
Cancelled | US | TRE |  |  | 19INR0084 |  | BRAZOS SOLAR |  |  | PV | SUN |  | Solar | 2019-12-15 |  | 110 | 81.4 | 13.2 | 0 | 0 | 0 | 0 | 0 | 0 | 0 | 0 | 0 | 0 | 0 | 0 | 0 | 0 | 0 | 0 | 0 | 0 | 0 | 0 | 0 | 0 | 0 | 0 | 0 | 0 | 0 | 0 | 0 | 0 | 0 | 0 | 0 | 0 | 0 | 0 | 0 | 0 | 0 | 0 | 0 | 0 | 0 | 0
Cancelled | US | TRE |  |  | 19INR0086 |  | TEJAS SOLAR |  |  | PV | SUN |  | Solar | 2019-12-15 |  | 150 | 111 | 18 | 0 | 0 | 0 | 0 | 0 | 0 | 0 | 0 | 0 | 0 | 0 | 0 | 0 | 0 | 0 | 0 | 0 | 0 | 0 | 0 | 0 | 0 | 0 | 0 | 0 | 0 | 0 | 0 | 0 | 0 | 0 | 0 | 0 | 0 | 0 | 0 | 0 | 0 | 0 | 0 | 0 | 0 | 0 | 0
Cancelled | US | TRE |  |  | 19INR0087 |  | LAVISTA SOLAR |  |  | PV | SUN |  | Solar | 2019-12-15 |  | 60 | 44.4 | 7.2 | 0 | 0 | 0 | 0 | 0 | 0 | 0 | 0 | 0 | 0 | 0 | 0 | 0 | 0 | 0 | 0 | 0 | 0 | 0 | 0 | 0 | 0 | 0 | 0 | 0 | 0 | 0 | 0 | 0 | 0 | 0 | 0 | 0 | 0 | 0 | 0 | 0 | 0 | 0 | 0 | 0 | 0 | 0 | 0
Cancelled | US | TRE |  |  | 19INR0089 |  | CASTLE ROCK SOLAR |  |  | PV | SUN |  | Solar | 2019-12-01 |  | 250 | 185 | 30 | 0 | 0 | 0 | 0 | 0 | 0 | 0 | 0 | 0 | 0 | 0 | 0 | 0 | 0 | 0 | 0 | 0 | 0 | 0 | 0 | 0 | 0 | 0 | 0 | 0 | 0 | 0 | 0 | 0 | 0 | 0 | 0 | 0 | 0 | 0 | 0 | 0 | 0 | 0 | 0 | 0 | 0 | 0 | 0
Cancelled | US | TRE |  |  | 19INR0090 |  | SF BUG RANCH S |  |  | PV | SUN |  | Solar | 2019-12-31 |  | 200 | 148 | 24 | 0 | 0 | 0 | 0 | 0 | 0 | 0 | 0 | 0 | 0 | 0 | 0 | 0 | 0 | 0 | 0 | 0 | 0 | 0 | 0 | 0 | 0 | 0 | 0 | 0 | 0 | 0 | 0 | 0 | 0 | 0 | 0 | 0 | 0 | 0 | 0 | 0 | 0 | 0 | 0 | 0 | 0 | 0 | 0
Cancelled | US | TRE |  |  | 19INR0094 |  | GSE THREE SOLAR |  |  | PV | SUN |  | Solar | 2019-04-01 |  | 50 | 37 | 6 | 0 | 0 | 0 | 0 | 0 | 0 | 0 | 0 | 0 | 0 | 0 | 0 | 0 | 0 | 0 | 0 | 0 | 0 | 0 | 0 | 0 | 0 | 0 | 0 | 0 | 0 | 0 | 0 | 0 | 0 | 0 | 0 | 0 | 0 | 0 | 0 | 0 | 0 | 0 | 0 | 0 | 0 | 0 | 0
Cancelled | US | TRE |  |  | 19INR0095 |  | BORDEN WIND |  |  | WT | WND |  | Wind | 2019-06-06 |  | 250 | 37.5 | 50 | 0 | 0 | 0 | 0 | 0 | 0 | 0 | 0 | 0 | 0 | 0 | 0 | 0 | 0 | 0 | 0 | 0 | 0 | 0 | 0 | 0 | 0 | 0 | 0 | 0 | 0 | 0 | 0 | 0 | 0 | 0 | 0 | 0 | 0 | 0 | 0 | 0 | 0 | 0 | 0 | 0 | 0 | 0 | 0
Cancelled | US | TRE |  |  | 19INR0104 |  | ALPINE SOLAR |  |  | PV | SUN |  | Solar | 2019-11-01 |  | 50 | 37 | 6 | 0 | 0 | 0 | 0 | 0 | 0 | 0 | 0 | 0 | 0 | 0 | 0 | 0 | 0 | 0 | 0 | 0 | 0 | 0 | 0 | 0 | 0 | 0 | 0 | 0 | 0 | 0 | 0 | 0 | 0 | 0 | 0 | 0 | 0 | 0 | 0 | 0 | 0 | 0 | 0 | 0 | 0 | 0 | 0
Cancelled | US | TRE |  |  | 19INR0105 |  | CONCHO VALLEY SOLAR |  |  | PV | SUN |  | Solar | 2019-12-31 |  | 150 | 111 | 18 | 0 | 0 | 0 | 0 | 0 | 0 | 0 | 0 | 0 | 0 | 0 | 0 | 0 | 0 | 0 | 0 | 0 | 0 | 0 | 0 | 0 | 0 | 0 | 0 | 0 | 0 | 0 | 0 | 0 | 0 | 0 | 0 | 0 | 0 | 0 | 0 | 0 | 0 | 0 | 0 | 0 | 0 | 0 | 0
Cancelled | US | TRE |  |  | 19INR0106 |  | LAS PALMAS WIND |  |  | WT | WND |  | Wind | 2019-12-31 |  | 201 | 116.58 | 86.43 | 0 | 0 | 0 | 0 | 0 | 0 | 0 | 0 | 0 | 0 | 0 | 0 | 0 | 0 | 0 | 0 | 0 | 0 | 0 | 0 | 0 | 0 | 0 | 0 | 0 | 0 | 0 | 0 | 0 | 0 | 0 | 0 | 0 | 0 | 0 | 0 | 0 | 0 | 0 | 0 | 0 | 0 | 0 | 0
Cancelled | US | TRE |  |  | 19INR0107 |  | LAS PALMAS WIND II |  |  | WT | WND |  | Wind | 2019-09-01 |  | 102 | 59.16 | 43.86 | 0 | 0 | 0 | 0 | 0 | 0 | 0 | 0 | 0 | 0 | 0 | 0 | 0 | 0 | 0 | 0 | 0 | 0 | 0 | 0 | 0 | 0 | 0 | 0 | 0 | 0 | 0 | 0 | 0 | 0 | 0 | 0 | 0 | 0 | 0 | 0 | 0 | 0 | 0 | 0 | 0 | 0 | 0 | 0
Cancelled | US | TRE |  |  | 19INR0108 |  | WIT RANCH WIND |  |  | WT | WND |  | Wind | 2019-12-31 |  | 160.6 | 24.09 | 32.12 | 0 | 0 | 0 | 0 | 0 | 0 | 0 | 0 | 0 | 0 | 0 | 0 | 0 | 0 | 0 | 0 | 0 | 0 | 0 | 0 | 0 | 0 | 0 | 0 | 0 | 0 | 0 | 0 | 0 | 0 | 0 | 0 | 0 | 0 | 0 | 0 | 0 | 0 | 0 | 0 | 0 | 0 | 0 | 0
Cancelled | US | TRE |  |  | 19INR0109 |  | CROCKETT SOLAR |  |  | PV | SUN |  | Solar | 2019-10-31 |  | 150 | 111 | 18 | 0 | 0 | 0 | 0 | 0 | 0 | 0 | 0 | 0 | 0 | 0 | 0 | 0 | 0 | 0 | 0 | 0 | 0 | 0 | 0 | 0 | 0 | 0 | 0 | 0 | 0 | 0 | 0 | 0 | 0 | 0 | 0 | 0 | 0 | 0 | 0 | 0 | 0 | 0 | 0 | 0 | 0 | 0 | 0
Cancelled | US | TRE |  |  | 19INR0116 |  | KMF WIND |  |  | WT | WND |  | Wind | 2019-09-01 |  | 150 | 87 | 64.5 | 0 | 0 | 0 | 0 | 0 | 0 | 0 | 0 | 0 | 0 | 0 | 0 | 0 | 0 | 0 | 0 | 0 | 0 | 0 | 0 | 0 | 0 | 0 | 0 | 0 | 0 | 0 | 0 | 0 | 0 | 0 | 0 | 0 | 0 | 0 | 0 | 0 | 0 | 0 | 0 | 0 | 0 | 0 | 0
Cancelled | US | TRE |  |  | 19INR0118 |  | ROAD RUNNER CROSSING WIND 2 |  |  | WT | WND |  | Wind | 2021-12-31 |  | 102 | 15.3 | 20.4 | 0 | 0 | 0 | 0 | 0 | 0 | 0 | 0 | 0 | 0 | 0 | 0 | 0 | 0 | 0 | 0 | 0 | 0 | 0 | 0 | 0 | 0 | 0 | 0 | 0 | 0 | 0 | 0 | 0 | 0 | 0 | 0 | 0 | 0 | 0 | 0 | 0 | 0 | 0 | 0 | 0 | 0 | 0 | 0
Cancelled | US | TRE |  |  | 19INR0119 |  | PATRIOT WIND II |  |  | WT | WND |  | Wind | 2019-04-30 |  | 58 | 33.408 | 24.768 | 0 | 0 | 0 | 0 | 0 | 0 | 0 | 0 | 0 | 0 | 0 | 0 | 0 | 0 | 0 | 0 | 0 | 0 | 0 | 0 | 0 | 0 | 0 | 0 | 0 | 0 | 0 | 0 | 0 | 0 | 0 | 0 | 0 | 0 | 0 | 0 | 0 | 0 | 0 | 0 | 0 | 0 | 0 | 0
Cancelled | US | TRE |  |  | 19INR0122 |  | LONE STAR 1 |  |  | PV | SUN |  | Solar | 2019-06-30 |  | 150 | 111 | 18 | 0 | 0 | 0 | 0 | 0 | 0 | 0 | 0 | 0 | 0 | 0 | 0 | 0 | 0 | 0 | 0 | 0 | 0 | 0 | 0 | 0 | 0 | 0 | 0 | 0 | 0 | 0 | 0 | 0 | 0 | 0 | 0 | 0 | 0 | 0 | 0 | 0 | 0 | 0 | 0 | 0 | 0 | 0 | 0
Cancelled | US | TRE |  |  | 19INR0124 |  | SOLEMIO SPRINGS |  |  | PV | SUN |  | Solar | 2019-12-01 |  | 39.9 | 29.526 | 4.788 | 0 | 0 | 0 | 0 | 0 | 0 | 0 | 0 | 0 | 0 | 0 | 0 | 0 | 0 | 0 | 0 | 0 | 0 | 0 | 0 | 0 | 0 | 0 | 0 | 0 | 0 | 0 | 0 | 0 | 0 | 0 | 0 | 0 | 0 | 0 | 0 | 0 | 0 | 0 | 0 | 0 | 0 | 0 | 0
Cancelled | US | TRE |  |  | 19INR0125 |  | WOLFCAMP 1 |  |  | PV | SUN |  | Solar | 2019-09-30 |  | 100 | 74 | 12 | 0 | 0 | 0 | 0 | 0 | 0 | 0 | 0 | 0 | 0 | 0 | 0 | 0 | 0 | 0 | 0 | 0 | 0 | 0 | 0 | 0 | 0 | 0 | 0 | 0 | 0 | 0 | 0 | 0 | 0 | 0 | 0 | 0 | 0 | 0 | 0 | 0 | 0 | 0 | 0 | 0 | 0 | 0 | 0
Cancelled | US | TRE |  |  | 19INR0126 |  | WOLFCAMP 2 |  |  | PV | SUN |  | Solar | 2019-09-30 |  | 100 | 74 | 12 | 0 | 0 | 0 | 0 | 0 | 0 | 0 | 0 | 0 | 0 | 0 | 0 | 0 | 0 | 0 | 0 | 0 | 0 | 0 | 0 | 0 | 0 | 0 | 0 | 0 | 0 | 0 | 0 | 0 | 0 | 0 | 0 | 0 | 0 | 0 | 0 | 0 | 0 | 0 | 0 | 0 | 0 | 0 | 0
Cancelled | US | TRE |  |  | 19INR0127 |  | EK ILANGA |  |  | PV | SUN |  | Solar | 2019-12-31 |  | 100 | 74 | 12 | 0 | 0 | 0 | 0 | 0 | 0 | 0 | 0 | 0 | 0 | 0 | 0 | 0 | 0 | 0 | 0 | 0 | 0 | 0 | 0 | 0 | 0 | 0 | 0 | 0 | 0 | 0 | 0 | 0 | 0 | 0 | 0 | 0 | 0 | 0 | 0 | 0 | 0 | 0 | 0 | 0 | 0 | 0 | 0
Cancelled | US | TRE |  |  | 19INR0130 |  | BUCKTHORN SOLAR 2 |  |  | PV | SUN |  | Solar | 2019-07-01 |  | 75 | 55.5 | 9 | 0 | 0 | 0 | 0 | 0 | 0 | 0 | 0 | 0 | 0 | 0 | 0 | 0 | 0 | 0 | 0 | 0 | 0 | 0 | 0 | 0 | 0 | 0 | 0 | 0 | 0 | 0 | 0 | 0 | 0 | 0 | 0 | 0 | 0 | 0 | 0 | 0 | 0 | 0 | 0 | 0 | 0 | 0 | 0
Cancelled | US | TRE |  |  | 19INR0137 |  | LIVE OAK SOLAR |  |  | PV | SUN |  | Solar | 2019-01-01 |  | 50 | 37 | 6 | 0 | 0 | 0 | 0 | 0 | 0 | 0 | 0 | 0 | 0 | 0 | 0 | 0 | 0 | 0 | 0 | 0 | 0 | 0 | 0 | 0 | 0 | 0 | 0 | 0 | 0 | 0 | 0 | 0 | 0 | 0 | 0 | 0 | 0 | 0 | 0 | 0 | 0 | 0 | 0 | 0 | 0 | 0 | 0
Cancelled | US | TRE |  |  | 19INR0139 |  | CRAVER RANCH |  |  | PV | SUN |  | Solar | 2019-12-01 |  | 100 | 74 | 12 | 0 | 0 | 0 | 0 | 0 | 0 | 0 | 0 | 0 | 0 | 0 | 0 | 0 | 0 | 0 | 0 | 0 | 0 | 0 | 0 | 0 | 0 | 0 | 0 | 0 | 0 | 0 | 0 | 0 | 0 | 0 | 0 | 0 | 0 | 0 | 0 | 0 | 0 | 0 | 0 | 0 | 0 | 0 | 0
Cancelled | US | TRE |  |  | 19INR0148 |  | SIMMENTAL SOLAR |  |  | PV | SUN |  | Solar | 2019-12-01 |  | 200 | 148 | 24 | 0 | 0 | 0 | 0 | 0 | 0 | 0 | 0 | 0 | 0 | 0 | 0 | 0 | 0 | 0 | 0 | 0 | 0 | 0 | 0 | 0 | 0 | 0 | 0 | 0 | 0 | 0 | 0 | 0 | 0 | 0 | 0 | 0 | 0 | 0 | 0 | 0 | 0 | 0 | 0 | 0 | 0 | 0 | 0
Cancelled | US | TRE |  |  | 19INR0149 |  | LAPETUS SOLAR |  |  | PV | SUN |  | Solar | 2019-11-30 |  | 50 | 37 | 6 | 0 | 0 | 0 | 0 | 0 | 0 | 0 | 0 | 0 | 0 | 0 | 0 | 0 | 0 | 0 | 0 | 0 | 0 | 0 | 0 | 0 | 0 | 0 | 0 | 0 | 0 | 0 | 0 | 0 | 0 | 0 | 0 | 0 | 0 | 0 | 0 | 0 | 0 | 0 | 0 | 0 | 0 | 0 | 0
Cancelled | US | TRE |  |  | 19INR0152 |  | GSE THIRTEEN |  |  | PV | SUN |  | Solar | 2019-12-20 |  | 135 | 99.9 | 16.2 | 0 | 0 | 0 | 0 | 0 | 0 | 0 | 0 | 0 | 0 | 0 | 0 | 0 | 0 | 0 | 0 | 0 | 0 | 0 | 0 | 0 | 0 | 0 | 0 | 0 | 0 | 0 | 0 | 0 | 0 | 0 | 0 | 0 | 0 | 0 | 0 | 0 | 0 | 0 | 0 | 0 | 0 | 0 | 0
Cancelled | US | TRE |  |  | 19INR0153 |  | SQUAW MOUNTAIN WIND |  |  | WT | WND |  | Wind | 2019-09-01 |  | 200.2 | 30.03 | 40.04 | 0 | 0 | 0 | 0 | 0 | 0 | 0 | 0 | 0 | 0 | 0 | 0 | 0 | 0 | 0 | 0 | 0 | 0 | 0 | 0 | 0 | 0 | 0 | 0 | 0 | 0 | 0 | 0 | 0 | 0 | 0 | 0 | 0 | 0 | 0 | 0 | 0 | 0 | 0 | 0 | 0 | 0 | 0 | 0
Cancelled | US | TRE |  |  | 19INR0154 |  | YTURRIA RANCH WIND |  |  | WT | WND |  | Wind | 2019-09-01 |  | 169.2 | 98.136 | 72.756 | 0 | 0 | 0 | 0 | 0 | 0 | 0 | 0 | 0 | 0 | 0 | 0 | 0 | 0 | 0 | 0 | 0 | 0 | 0 | 0 | 0 | 0 | 0 | 0 | 0 | 0 | 0 | 0 | 0 | 0 | 0 | 0 | 0 | 0 | 0 | 0 | 0 | 0 | 0 | 0 | 0 | 0 | 0 | 0
Cancelled | US | TRE |  |  | 19INR0157 |  | EK YECLA 2 |  |  | PV | SUN |  | Solar | 2019-10-31 |  | 100 | 74 | 12 | 0 | 0 | 0 | 0 | 0 | 0 | 0 | 0 | 0 | 0 | 0 | 0 | 0 | 0 | 0 | 0 | 0 | 0 | 0 | 0 | 0 | 0 | 0 | 0 | 0 | 0 | 0 | 0 | 0 | 0 | 0 | 0 | 0 | 0 | 0 | 0 | 0 | 0 | 0 | 0 | 0 | 0 | 0 | 0
Cancelled | US | TRE |  |  | 19INR0158 |  | KRANICH 1 |  |  | PV | SUN |  | Solar | 2019-10-31 |  | 100 | 74 | 12 | 0 | 0 | 0 | 0 | 0 | 0 | 0 | 0 | 0 | 0 | 0 | 0 | 0 | 0 | 0 | 0 | 0 | 0 | 0 | 0 | 0 | 0 | 0 | 0 | 0 | 0 | 0 | 0 | 0 | 0 | 0 | 0 | 0 | 0 | 0 | 0 | 0 | 0 | 0 | 0 | 0 | 0 | 0 | 0
Cancelled | US | TRE |  |  | 19INR0160 |  | GREAT DANE WIND |  |  | WT | WND |  | Wind | 2020-03-01 |  | 303 | 45.375 | 60.5 | 0 | 0 | 0 | 0 | 0 | 0 | 0 | 0 | 0 | 0 | 0 | 0 | 0 | 0 | 0 | 0 | 0 | 0 | 0 | 0 | 0 | 0 | 0 | 0 | 0 | 0 | 0 | 0 | 0 | 0 | 0 | 0 | 0 | 0 | 0 | 0 | 0 | 0 | 0 | 0 | 0 | 0 | 0 | 0
Cancelled | US | TRE |  |  | 19INR0162 |  | EK TUMBLEWEED |  |  | PV | SUN |  | Solar | 2019-10-31 |  | 100 | 74 | 12 | 0 | 0 | 0 | 0 | 0 | 0 | 0 | 0 | 0 | 0 | 0 | 0 | 0 | 0 | 0 | 0 | 0 | 0 | 0 | 0 | 0 | 0 | 0 | 0 | 0 | 0 | 0 | 0 | 0 | 0 | 0 | 0 | 0 | 0 | 0 | 0 | 0 | 0 | 0 | 0 | 0 | 0 | 0 | 0
Cancelled | US | TRE |  |  | 19INR0164 |  | THREE BAYS WIND |  |  | WT | WND |  | Wind | 2019-12-01 |  | 210 | 121.8 | 90.3 | 0 | 0 | 0 | 0 | 0 | 0 | 0 | 0 | 0 | 0 | 0 | 0 | 0 | 0 | 0 | 0 | 0 | 0 | 0 | 0 | 0 | 0 | 0 | 0 | 0 | 0 | 0 | 0 | 0 | 0 | 0 | 0 | 0 | 0 | 0 | 0 | 0 | 0 | 0 | 0 | 0 | 0 | 0 | 0
Cancelled | US | TRE |  |  | 19INR0168 |  | PHILOSUN |  |  | PV | SUN |  | Solar | 2020-06-30 |  | 127.2 | 94.128 | 15.264 | 0 | 0 | 0 | 0 | 0 | 0 | 0 | 0 | 0 | 0 | 0 | 0 | 0 | 0 | 0 | 0 | 0 | 0 | 0 | 0 | 0 | 0 | 0 | 0 | 0 | 0 | 0 | 0 | 0 | 0 | 0 | 0 | 0 | 0 | 0 | 0 | 0 | 0 | 0 | 0 | 0 | 0 | 0 | 0
Cancelled | US | TRE |  |  | 19INR0170 |  | APPALOOSA RUN WIND |  |  | WT | WND |  | Wind | 2019-12-31 |  | 180 | 27 | 36 | 0 | 0 | 0 | 0 | 0 | 0 | 0 | 0 | 0 | 0 | 0 | 0 | 0 | 0 | 0 | 0 | 0 | 0 | 0 | 0 | 0 | 0 | 0 | 0 | 0 | 0 | 0 | 0 | 0 | 0 | 0 | 0 | 0 | 0 | 0 | 0 | 0 | 0 | 0 | 0 | 0 | 0 | 0 | 0
Cancelled | US | TRE |  |  | 19INR0178 |  | PHOEBE SOLAR II |  |  | PV | SUN |  | Solar | 2020-07-01 |  | 225 | 166.5 | 27 | 0 | 0 | 0 | 0 | 0 | 0 | 0 | 0 | 0 | 0 | 0 | 0 | 0 | 0 | 0 | 0 | 0 | 0 | 0 | 0 | 0 | 0 | 0 | 0 | 0 | 0 | 0 | 0 | 0 | 0 | 0 | 0 | 0 | 0 | 0 | 0 | 0 | 0 | 0 | 0 | 0 | 0 | 0 | 0
Cancelled | US | TRE |  |  | 19INR0181 |  | WILBARGER BATTERY STORAGE | Battery Energy Storage | Other | BA | MWH |  | Other | 2021-03-01 |  | 50 | 0 | 0 | 0 | 0 | 0 | 0 | 0 | 0 | 0 | 0 | 0 | 0 | 0 | 0 | 0 | 0 | 0 | 0 | 0 | 0 | 0 | 0 | 0 | 0 | 0 | 0 | 0 | 0 | 0 | 0 | 0 | 0 | 0 | 0 | 0 | 0 | 0 | 0 | 0 | 0 | 0 | 0 | 0 | 0 | 0 | 0
Cancelled | US | TRE |  |  | 19INR0183 |  | RAYOS DEL SOL STORAGE | Battery Energy Storage | Other | BA | MWH |  | Other | 2020-12-31 |  | 74.1 | 0 | 0 | 0 | 0 | 0 | 0 | 0 | 0 | 0 | 0 | 0 | 0 | 0 | 0 | 0 | 0 | 0 | 0 | 0 | 0 | 0 | 0 | 0 | 0 | 0 | 0 | 0 | 0 | 0 | 0 | 0 | 0 | 0 | 0 | 0 | 0 | 0 | 0 | 0 | 0 | 0 | 0 | 0 | 0 | 0 | 0
Cancelled | US | TRE |  |  | 20INR0001 |  | MULDOON THERMAL | Combined-Cycle | Gas | CC | NG |  | Natural Gas and Other Gases | 2020-01-01 |  | 1100 | 1100 | 100 | 0 | 0 | 0 | 0 | 0 | 0 | 0 | 0 | 0 | 0 | 0 | 0 | 0 | 0 | 0 | 0 | 0 | 0 | 0 | 0 | 0 | 0 | 0 | 0 | 0 | 0 | 0 | 0 | 0 | 0 | 0 | 0 | 0 | 0 | 0 | 0 | 0 | 0 | 0 | 0 | 0 | 0 | 0 | 0
Cancelled | US | TRE |  |  | 20INR0002 |  | LAKE SPRING SOLAR |  |  | PV | SUN |  | Solar | 2020-06-01 |  | 400 | 296 | 48 | 0 | 0 | 0 | 0 | 0 | 0 | 0 | 0 | 0 | 0 | 0 | 0 | 0 | 0 | 0 | 0 | 0 | 0 | 0 | 0 | 0 | 0 | 0 | 0 | 0 | 0 | 0 | 0 | 0 | 0 | 0 | 0 | 0 | 0 | 0 | 0 | 0 | 0 | 0 | 0 | 0 | 0 | 0 | 0
Cancelled | US | TRE |  |  | 20INR0003 |  | SHORTHORN SOLAR |  |  | PV | SUN |  | Solar | 2020-03-01 |  | 200 | 148 | 24 | 0 | 0 | 0 | 0 | 0 | 0 | 0 | 0 | 0 | 0 | 0 | 0 | 0 | 0 | 0 | 0 | 0 | 0 | 0 | 0 | 0 | 0 | 0 | 0 | 0 | 0 | 0 | 0 | 0 | 0 | 0 | 0 | 0 | 0 | 0 | 0 | 0 | 0 | 0 | 0 | 0 | 0 | 0 | 0
Cancelled | US | TRE |  |  | 20INR0004 |  | SANCO 2 SOLAR |  |  | PV | SUN |  | Solar | 2020-03-01 |  | 150 | 111 | 18 | 0 | 0 | 0 | 0 | 0 | 0 | 0 | 0 | 0 | 0 | 0 | 0 | 0 | 0 | 0 | 0 | 0 | 0 | 0 | 0 | 0 | 0 | 0 | 0 | 0 | 0 | 0 | 0 | 0 | 0 | 0 | 0 | 0 | 0 | 0 | 0 | 0 | 0 | 0 | 0 | 0 | 0 | 0 | 0
Cancelled | US | TRE |  |  | 20INR0006 |  | BARZONA SOLAR |  |  | PV | SUN |  | Solar | 2020-03-01 |  | 150 | 111 | 18 | 0 | 0 | 0 | 0 | 0 | 0 | 0 | 0 | 0 | 0 | 0 | 0 | 0 | 0 | 0 | 0 | 0 | 0 | 0 | 0 | 0 | 0 | 0 | 0 | 0 | 0 | 0 | 0 | 0 | 0 | 0 | 0 | 0 | 0 | 0 | 0 | 0 | 0 | 0 | 0 | 0 | 0 | 0 | 0
Cancelled | US | TRE |  |  | 20INR0007 |  | AUBRAC SOLAR |  |  | PV | SUN |  | Solar | 2020-06-01 |  | 300 | 222 | 36 | 0 | 0 | 0 | 0 | 0 | 0 | 0 | 0 | 0 | 0 | 0 | 0 | 0 | 0 | 0 | 0 | 0 | 0 | 0 | 0 | 0 | 0 | 0 | 0 | 0 | 0 | 0 | 0 | 0 | 0 | 0 | 0 | 0 | 0 | 0 | 0 | 0 | 0 | 0 | 0 | 0 | 0 | 0 | 0
Cancelled | US | TRE |  |  | 20INR0008 |  | YELLOW JACKET WIND |  |  | WT | WND |  | Wind | 2019-12-19 |  | 200.1 | 30.015 | 40.02 | 0 | 0 | 0 | 0 | 0 | 0 | 0 | 0 | 0 | 0 | 0 | 0 | 0 | 0 | 0 | 0 | 0 | 0 | 0 | 0 | 0 | 0 | 0 | 0 | 0 | 0 | 0 | 0 | 0 | 0 | 0 | 0 | 0 | 0 | 0 | 0 | 0 | 0 | 0 | 0 | 0 | 0 | 0 | 0
Cancelled | US | TRE |  |  | 20INR0009 |  | MARIAH DEL SUR 2 |  |  | WT | WND |  | Wind | 2023-12-31 |  | 350 | 52.5 | 70 | 0 | 0 | 0 | 0 | 0 | 0 | 0 | 0 | 0 | 0 | 0 | 0 | 0 | 0 | 0 | 0 | 0 | 0 | 0 | 0 | 0 | 0 | 0 | 0 | 0 | 0 | 0 | 0 | 0 | 0 | 0 | 0 | 0 | 0 | 0 | 0 | 0 | 0 | 0 | 0 | 0 | 0 | 0 | 0
Cancelled | US | TRE |  |  | 20INR0010 |  | SDR WIND |  |  | WT | WND |  | Wind | 2020-10-31 |  | 400 | 60 | 80 | 0 | 0 | 0 | 0 | 0 | 0 | 0 | 0 | 0 | 0 | 0 | 0 | 0 | 0 | 0 | 0 | 0 | 0 | 0 | 0 | 0 | 0 | 0 | 0 | 0 | 0 | 0 | 0 | 0 | 0 | 0 | 0 | 0 | 0 | 0 | 0 | 0 | 0 | 0 | 0 | 0 | 0 | 0 | 0
Cancelled | US | TRE |  |  | 20INR0017 |  | COOKE WIND |  |  | WT | WND |  | Wind | 2020-10-31 |  | 152 | 22.8 | 30.4 | 0 | 0 | 0 | 0 | 0 | 0 | 0 | 0 | 0 | 0 | 0 | 0 | 0 | 0 | 0 | 0 | 0 | 0 | 0 | 0 | 0 | 0 | 0 | 0 | 0 | 0 | 0 | 0 | 0 | 0 | 0 | 0 | 0 | 0 | 0 | 0 | 0 | 0 | 0 | 0 | 0 | 0 | 0 | 0
Cancelled | US | TRE |  |  | 20INR0018 |  | HAMILTON WIND |  |  | WT | WND |  | Wind | 2020-10-31 |  | 101 | 15.15 | 20.2 | 0 | 0 | 0 | 0 | 0 | 0 | 0 | 0 | 0 | 0 | 0 | 0 | 0 | 0 | 0 | 0 | 0 | 0 | 0 | 0 | 0 | 0 | 0 | 0 | 0 | 0 | 0 | 0 | 0 | 0 | 0 | 0 | 0 | 0 | 0 | 0 | 0 | 0 | 0 | 0 | 0 | 0 | 0 | 0
Cancelled | US | TRE |  |  | 20INR0020 |  | PUMPKIN FARM SOLAR |  |  | PV | SUN |  | Solar | 2020-05-30 |  | 400 | 296 | 48 | 0 | 0 | 0 | 0 | 0 | 0 | 0 | 0 | 0 | 0 | 0 | 0 | 0 | 0 | 0 | 0 | 0 | 0 | 0 | 0 | 0 | 0 | 0 | 0 | 0 | 0 | 0 | 0 | 0 | 0 | 0 | 0 | 0 | 0 | 0 | 0 | 0 | 0 | 0 | 0 | 0 | 0 | 0 | 0
Cancelled | US | TRE |  |  | 20INR0027 |  | LAVACA WIND |  |  | WT | WND |  | Wind | 2020-03-01 |  | 151.2 | 87.696 | 65.016 | 0 | 0 | 0 | 0 | 0 | 0 | 0 | 0 | 0 | 0 | 0 | 0 | 0 | 0 | 0 | 0 | 0 | 0 | 0 | 0 | 0 | 0 | 0 | 0 | 0 | 0 | 0 | 0 | 0 | 0 | 0 | 0 | 0 | 0 | 0 | 0 | 0 | 0 | 0 | 0 | 0 | 0 | 0 | 0
Cancelled | US | TRE |  |  | 20INR0028 |  | FOSSIL RIDGE |  |  | PV | SUN |  | Solar | 2020-12-01 |  | 300 | 222 | 36 | 0 | 0 | 0 | 0 | 0 | 0 | 0 | 0 | 0 | 0 | 0 | 0 | 0 | 0 | 0 | 0 | 0 | 0 | 0 | 0 | 0 | 0 | 0 | 0 | 0 | 0 | 0 | 0 | 0 | 0 | 0 | 0 | 0 | 0 | 0 | 0 | 0 | 0 | 0 | 0 | 0 | 0 | 0 | 0
Cancelled | US | TRE |  |  | 20INR0030 |  | RUSTLER SOLAR |  |  | PV | SUN |  | Solar | 2020-06-30 |  | 113 | 83.62 | 13.56 | 0 | 0 | 0 | 0 | 0 | 0 | 0 | 0 | 0 | 0 | 0 | 0 | 0 | 0 | 0 | 0 | 0 | 0 | 0 | 0 | 0 | 0 | 0 | 0 | 0 | 0 | 0 | 0 | 0 | 0 | 0 | 0 | 0 | 0 | 0 | 0 | 0 | 0 | 0 | 0 | 0 | 0 | 0 | 0
Cancelled | US | TRE |  |  | 20INR0034 |  | CARGIL SOLAR |  |  | PV | SUN |  | Solar | 2020-10-31 |  | 65 | 48.1 | 7.8 | 0 | 0 | 0 | 0 | 0 | 0 | 0 | 0 | 0 | 0 | 0 | 0 | 0 | 0 | 0 | 0 | 0 | 0 | 0 | 0 | 0 | 0 | 0 | 0 | 0 | 0 | 0 | 0 | 0 | 0 | 0 | 0 | 0 | 0 | 0 | 0 | 0 | 0 | 0 | 0 | 0 | 0 | 0 | 0
Cancelled | US | TRE |  |  | 20INR0034_ES |  | CARGIL SOLAR BATT | Battery Energy Storage | Other | BA | MWH |  | Other | 2020-10-31 |  | 30 | 0 | 0 | 0 | 0 | 0 | 0 | 0 | 0 | 0 | 0 | 0 | 0 | 0 | 0 | 0 | 0 | 0 | 0 | 0 | 0 | 0 | 0 | 0 | 0 | 0 | 0 | 0 | 0 | 0 | 0 | 0 | 0 | 0 | 0 | 0 | 0 | 0 | 0 | 0 | 0 | 0 | 0 | 0 | 0 | 0 | 0
Cancelled | US | TRE |  |  | 20INR0039 |  | RED MUD CREEK II |  |  | WT | WND |  | Wind | 2021-12-31 |  | 102 | 15.3 | 20.4 | 0 | 0 | 0 | 0 | 0 | 0 | 0 | 0 | 0 | 0 | 0 | 0 | 0 | 0 | 0 | 0 | 0 | 0 | 0 | 0 | 0 | 0 | 0 | 0 | 0 | 0 | 0 | 0 | 0 | 0 | 0 | 0 | 0 | 0 | 0 | 0 | 0 | 0 | 0 | 0 | 0 | 0 | 0 | 0
Cancelled | US | TRE |  |  | 20INR0041 |  | WATUSI SOLAR |  |  | PV | SUN |  | Solar | 2020-12-31 |  | 195 | 144.3 | 23.4 | 0 | 0 | 0 | 0 | 0 | 0 | 0 | 0 | 0 | 0 | 0 | 0 | 0 | 0 | 0 | 0 | 0 | 0 | 0 | 0 | 0 | 0 | 0 | 0 | 0 | 0 | 0 | 0 | 0 | 0 | 0 | 0 | 0 | 0 | 0 | 0 | 0 | 0 | 0 | 0 | 0 | 0 | 0 | 0
Cancelled | US | TRE |  |  | 20INR0049 |  | WHITEHORSE WIND 2 |  |  | WT | WND |  | Wind | 2020-03-31 |  | 252 | 37.8 | 50.4 | 0 | 0 | 0 | 0 | 0 | 0 | 0 | 0 | 0 | 0 | 0 | 0 | 0 | 0 | 0 | 0 | 0 | 0 | 0 | 0 | 0 | 0 | 0 | 0 | 0 | 0 | 0 | 0 | 0 | 0 | 0 | 0 | 0 | 0 | 0 | 0 | 0 | 0 | 0 | 0 | 0 | 0 | 0 | 0
Cancelled | US | TRE |  |  | 20INR0051 |  | BRUNI WIND |  |  | WT | WND |  | Wind | 2020-12-23 |  | 400 | 60 | 80 | 0 | 0 | 0 | 0 | 0 | 0 | 0 | 0 | 0 | 0 | 0 | 0 | 0 | 0 | 0 | 0 | 0 | 0 | 0 | 0 | 0 | 0 | 0 | 0 | 0 | 0 | 0 | 0 | 0 | 0 | 0 | 0 | 0 | 0 | 0 | 0 | 0 | 0 | 0 | 0 | 0 | 0 | 0 | 0
Cancelled | US | TRE |  |  | 20INR0056 |  | POINT MOUNTAIN SOLAR |  |  | PV | SUN |  | Solar | 2020-06-01 |  | 514 | 380.36 | 61.68 | 0 | 0 | 0 | 0 | 0 | 0 | 0 | 0 | 0 | 0 | 0 | 0 | 0 | 0 | 0 | 0 | 0 | 0 | 0 | 0 | 0 | 0 | 0 | 0 | 0 | 0 | 0 | 0 | 0 | 0 | 0 | 0 | 0 | 0 | 0 | 0 | 0 | 0 | 0 | 0 | 0 | 0 | 0 | 0
Cancelled | US | TRE |  |  | 20INR0057 |  | GRETCHEN SOLAR |  |  | PV | SUN |  | Solar | 2020-04-01 |  | 55 | 40.7 | 6.6 | 0 | 0 | 0 | 0 | 0 | 0 | 0 | 0 | 0 | 0 | 0 | 0 | 0 | 0 | 0 | 0 | 0 | 0 | 0 | 0 | 0 | 0 | 0 | 0 | 0 | 0 | 0 | 0 | 0 | 0 | 0 | 0 | 0 | 0 | 0 | 0 | 0 | 0 | 0 | 0 | 0 | 0 | 0 | 0
Cancelled | US | TRE |  |  | 20INR0058 |  | LONGHORN SOUTH |  |  | WT | WND |  | Wind | 2020-12-31 |  | 160 | 24 | 32 | 0 | 0 | 0 | 0 | 0 | 0 | 0 | 0 | 0 | 0 | 0 | 0 | 0 | 0 | 0 | 0 | 0 | 0 | 0 | 0 | 0 | 0 | 0 | 0 | 0 | 0 | 0 | 0 | 0 | 0 | 0 | 0 | 0 | 0 | 0 | 0 | 0 | 0 | 0 | 0 | 0 | 0 | 0 | 0
Cancelled | US | TRE |  |  | 20INR0059 |  | COWBOY NEWT SOLAR |  |  | PV | SUN |  | Solar | 2020-04-01 |  | 45 | 33.3 | 5.4 | 0 | 0 | 0 | 0 | 0 | 0 | 0 | 0 | 0 | 0 | 0 | 0 | 0 | 0 | 0 | 0 | 0 | 0 | 0 | 0 | 0 | 0 | 0 | 0 | 0 | 0 | 0 | 0 | 0 | 0 | 0 | 0 | 0 | 0 | 0 | 0 | 0 | 0 | 0 | 0 | 0 | 0 | 0 | 0
Cancelled | US | TRE |  |  | 20INR0060 |  | OWEN SOLAR |  |  | PV | SUN |  | Solar | 2020-04-01 |  | 100 | 74 | 12 | 0 | 0 | 0 | 0 | 0 | 0 | 0 | 0 | 0 | 0 | 0 | 0 | 0 | 0 | 0 | 0 | 0 | 0 | 0 | 0 | 0 | 0 | 0 | 0 | 0 | 0 | 0 | 0 | 0 | 0 | 0 | 0 | 0 | 0 | 0 | 0 | 0 | 0 | 0 | 0 | 0 | 0 | 0 | 0
Cancelled | US | TRE |  |  | 20INR0062 |  | LA CASA WIND |  |  | WT | WND |  | Wind | 2020-09-01 |  | 201 | 30.15 | 40.2 | 0 | 0 | 0 | 0 | 0 | 0 | 0 | 0 | 0 | 0 | 0 | 0 | 0 | 0 | 0 | 0 | 0 | 0 | 0 | 0 | 0 | 0 | 0 | 0 | 0 | 0 | 0 | 0 | 0 | 0 | 0 | 0 | 0 | 0 | 0 | 0 | 0 | 0 | 0 | 0 | 0 | 0 | 0 | 0
Cancelled | US | TRE |  |  | 20INR0063 |  | BUCKAROO BEND |  |  | WT | WND |  | Wind | 2020-12-31 |  | 150 | 22.5 | 30 | 0 | 0 | 0 | 0 | 0 | 0 | 0 | 0 | 0 | 0 | 0 | 0 | 0 | 0 | 0 | 0 | 0 | 0 | 0 | 0 | 0 | 0 | 0 | 0 | 0 | 0 | 0 | 0 | 0 | 0 | 0 | 0 | 0 | 0 | 0 | 0 | 0 | 0 | 0 | 0 | 0 | 0 | 0 | 0
Cancelled | US | TRE |  |  | 20INR0064 |  | BLACK ANGUS |  |  | WT | WND |  | Wind | 2020-12-15 |  | 353 | 52.92 | 70.56 | 0 | 0 | 0 | 0 | 0 | 0 | 0 | 0 | 0 | 0 | 0 | 0 | 0 | 0 | 0 | 0 | 0 | 0 | 0 | 0 | 0 | 0 | 0 | 0 | 0 | 0 | 0 | 0 | 0 | 0 | 0 | 0 | 0 | 0 | 0 | 0 | 0 | 0 | 0 | 0 | 0 | 0 | 0 | 0
Cancelled | US | TRE |  |  | 20INR0065 |  | HIGHWIRE SOLAR |  |  | PV | SUN |  | Solar | 2020-12-31 |  | 249 | 184.26 | 29.88 | 0 | 0 | 0 | 0 | 0 | 0 | 0 | 0 | 0 | 0 | 0 | 0 | 0 | 0 | 0 | 0 | 0 | 0 | 0 | 0 | 0 | 0 | 0 | 0 | 0 | 0 | 0 | 0 | 0 | 0 | 0 | 0 | 0 | 0 | 0 | 0 | 0 | 0 | 0 | 0 | 0 | 0 | 0 | 0
Cancelled | US | TRE |  |  | 20INR0066 |  | LOS OLMOS SOLAR |  |  | PV | SUN |  | Solar | 2020-12-01 |  | 400 | 296 | 48 | 0 | 0 | 0 | 0 | 0 | 0 | 0 | 0 | 0 | 0 | 0 | 0 | 0 | 0 | 0 | 0 | 0 | 0 | 0 | 0 | 0 | 0 | 0 | 0 | 0 | 0 | 0 | 0 | 0 | 0 | 0 | 0 | 0 | 0 | 0 | 0 | 0 | 0 | 0 | 0 | 0 | 0 | 0 | 0
Cancelled | US | TRE |  |  | 20INR0067 |  | CANCELLED ROCKHOUND |  |  | PV | SUN |  | Solar | 2020-06-30 |  | 400 | 296 | 48 | 0 | 0 | 0 | 0 | 0 | 0 | 0 | 0 | 0 | 0 | 0 | 0 | 0 | 0 | 0 | 0 | 0 | 0 | 0 | 0 | 0 | 0 | 0 | 0 | 0 | 0 | 0 | 0 | 0 | 0 | 0 | 0 | 0 | 0 | 0 | 0 | 0 | 0 | 0 | 0 | 0 | 0 | 0 | 0
Cancelled | US | TRE |  |  | 20INR0072 |  | CARSON SOLAR |  |  | PV | SUN |  | Solar | 2020-08-02 |  | 120 | 88.8 | 14.4 | 0 | 0 | 0 | 0 | 0 | 0 | 0 | 0 | 0 | 0 | 0 | 0 | 0 | 0 | 0 | 0 | 0 | 0 | 0 | 0 | 0 | 0 | 0 | 0 | 0 | 0 | 0 | 0 | 0 | 0 | 0 | 0 | 0 | 0 | 0 | 0 | 0 | 0 | 0 | 0 | 0 | 0 | 0 | 0
Cancelled | US | TRE |  |  | 20INR0073 |  | ANGLETON | Combustion (gas) Turbine, but not part of a Combined-Cycle | Gas | GT | NG |  | Natural Gas and Other Gases | 2020-05-01 |  | 200 | 200 | 200 | 0 | 0 | 0 | 0 | 0 | 0 | 0 | 0 | 0 | 0 | 0 | 0 | 0 | 0 | 0 | 0 | 0 | 0 | 0 | 0 | 0 | 0 | 0 | 0 | 0 | 0 | 0 | 0 | 0 | 0 | 0 | 0 | 0 | 0 | 0 | 0 | 0 | 0 | 0 | 0 | 0 | 0 | 0 | 0
Cancelled | US | TRE |  |  | 20INR0076 |  | CLEEK SOLAR |  |  | PV | SUN |  | Solar | 2020-08-01 |  | 250 | 185 | 30 | 0 | 0 | 0 | 0 | 0 | 0 | 0 | 0 | 0 | 0 | 0 | 0 | 0 | 0 | 0 | 0 | 0 | 0 | 0 | 0 | 0 | 0 | 0 | 0 | 0 | 0 | 0 | 0 | 0 | 0 | 0 | 0 | 0 | 0 | 0 | 0 | 0 | 0 | 0 | 0 | 0 | 0 | 0 | 0
Cancelled | US | TRE |  |  | 20INR0077 |  | GENOA | Combustion (gas) Turbine, but not part of a Combined-Cycle | Gas | GT | NG |  | Natural Gas and Other Gases | 2020-05-01 |  | 200 | 200 | 200 | 0 | 0 | 0 | 0 | 0 | 0 | 0 | 0 | 0 | 0 | 0 | 0 | 0 | 0 | 0 | 0 | 0 | 0 | 0 | 0 | 0 | 0 | 0 | 0 | 0 | 0 | 0 | 0 | 0 | 0 | 0 | 0 | 0 | 0 | 0 | 0 | 0 | 0 | 0 | 0 | 0 | 0 | 0 | 0
Cancelled | US | TRE |  |  | 20INR0078 |  | GEO | Combustion (gas) Turbine, but not part of a Combined-Cycle | Gas | GT | NG |  | Natural Gas and Other Gases | 2020-05-01 |  | 200 | 200 | 200 | 0 | 0 | 0 | 0 | 0 | 0 | 0 | 0 | 0 | 0 | 0 | 0 | 0 | 0 | 0 | 0 | 0 | 0 | 0 | 0 | 0 | 0 | 0 | 0 | 0 | 0 | 0 | 0 | 0 | 0 | 0 | 0 | 0 | 0 | 0 | 0 | 0 | 0 | 0 | 0 | 0 | 0 | 0 | 0
Cancelled | US | TRE |  |  | 20INR0079 |  | CEDAR POINT | Combustion (gas) Turbine, but not part of a Combined-Cycle | Gas | GT | NG |  | Natural Gas and Other Gases | 2020-05-01 |  | 200 | 200 | 200 | 0 | 0 | 0 | 0 | 0 | 0 | 0 | 0 | 0 | 0 | 0 | 0 | 0 | 0 | 0 | 0 | 0 | 0 | 0 | 0 | 0 | 0 | 0 | 0 | 0 | 0 | 0 | 0 | 0 | 0 | 0 | 0 | 0 | 0 | 0 | 0 | 0 | 0 | 0 | 0 | 0 | 0 | 0 | 0
Cancelled | US | TRE |  |  | 20INR0084 |  | NO PROJECT NAME3 |  |  | PV | SUN |  | Solar | 2020-06-30 |  | 120 | 88.8 | 14.4 | 0 | 0 | 0 | 0 | 0 | 0 | 0 | 0 | 0 | 0 | 0 | 0 | 0 | 0 | 0 | 0 | 0 | 0 | 0 | 0 | 0 | 0 | 0 | 0 | 0 | 0 | 0 | 0 | 0 | 0 | 0 | 0 | 0 | 0 | 0 | 0 | 0 | 0 | 0 | 0 | 0 | 0 | 0 | 0
Cancelled | US | TRE |  |  | 20INR0085 |  | STARWIND |  |  | WT | WND |  | Wind | 2020-12-31 |  | 130 | 19.5 | 26 | 0 | 0 | 0 | 0 | 0 | 0 | 0 | 0 | 0 | 0 | 0 | 0 | 0 | 0 | 0 | 0 | 0 | 0 | 0 | 0 | 0 | 0 | 0 | 0 | 0 | 0 | 0 | 0 | 0 | 0 | 0 | 0 | 0 | 0 | 0 | 0 | 0 | 0 | 0 | 0 | 0 | 0 | 0 | 0
Cancelled | US | TRE |  |  | 20INR0087 |  | NO PROJECT NAME2 |  |  | PV | SUN |  | Solar | 2020-01-01 |  | 50 | 37 | 6 | 0 | 0 | 0 | 0 | 0 | 0 | 0 | 0 | 0 | 0 | 0 | 0 | 0 | 0 | 0 | 0 | 0 | 0 | 0 | 0 | 0 | 0 | 0 | 0 | 0 | 0 | 0 | 0 | 0 | 0 | 0 | 0 | 0 | 0 | 0 | 0 | 0 | 0 | 0 | 0 | 0 | 0 | 0 | 0
Cancelled | US | TRE |  |  | 20INR0090 |  | EL CAMPO WIND |  |  | WT | WND |  | Wind | 2020-06-30 |  | 300 | 45 | 60 | 0 | 0 | 0 | 0 | 0 | 0 | 0 | 0 | 0 | 0 | 0 | 0 | 0 | 0 | 0 | 0 | 0 | 0 | 0 | 0 | 0 | 0 | 0 | 0 | 0 | 0 | 0 | 0 | 0 | 0 | 0 | 0 | 0 | 0 | 0 | 0 | 0 | 0 | 0 | 0 | 0 | 0 | 0 | 0
Cancelled | US | TRE |  |  | 20INR0093 |  | HARTMAN SOLAR |  |  | PV | SUN |  | Solar | 2020-07-01 |  | 50 | 37 | 6 | 0 | 0 | 0 | 0 | 0 | 0 | 0 | 0 | 0 | 0 | 0 | 0 | 0 | 0 | 0 | 0 | 0 | 0 | 0 | 0 | 0 | 0 | 0 | 0 | 0 | 0 | 0 | 0 | 0 | 0 | 0 | 0 | 0 | 0 | 0 | 0 | 0 | 0 | 0 | 0 | 0 | 0 | 0 | 0
Cancelled | US | TRE |  |  | 20INR0094 |  | FAS SOLAR |  |  | PV | SUN |  | Solar | 2020-11-30 |  | 76 | 56.24 | 9.12 | 0 | 0 | 0 | 0 | 0 | 0 | 0 | 0 | 0 | 0 | 0 | 0 | 0 | 0 | 0 | 0 | 0 | 0 | 0 | 0 | 0 | 0 | 0 | 0 | 0 | 0 | 0 | 0 | 0 | 0 | 0 | 0 | 0 | 0 | 0 | 0 | 0 | 0 | 0 | 0 | 0 | 0 | 0 | 0
Cancelled | US | TRE |  |  | 20INR0095 |  | ROSHARON | Combustion (gas) Turbine, but not part of a Combined-Cycle | Gas | GT | NG |  | Natural Gas and Other Gases | 2020-05-01 |  | 200 | 200 | 200 | 0 | 0 | 0 | 0 | 0 | 0 | 0 | 0 | 0 | 0 | 0 | 0 | 0 | 0 | 0 | 0 | 0 | 0 | 0 | 0 | 0 | 0 | 0 | 0 | 0 | 0 | 0 | 0 | 0 | 0 | 0 | 0 | 0 | 0 | 0 | 0 | 0 | 0 | 0 | 0 | 0 | 0 | 0 | 0
Cancelled | US | TRE |  |  | 20INR0099 |  | DANCIGER STORAGE | Battery Energy Storage | Other | BA | MWH |  | Other | 2021-12-31 |  | 99 | 0 | 0 | 0 | 0 | 0 | 0 | 0 | 0 | 0 | 0 | 0 | 0 | 0 | 0 | 0 | 0 | 0 | 0 | 0 | 0 | 0 | 0 | 0 | 0 | 0 | 0 | 0 | 0 | 0 | 0 | 0 | 0 | 0 | 0 | 0 | 0 | 0 | 0 | 0 | 0 | 0 | 0 | 0 | 0 | 0 | 0
Cancelled | US | TRE |  |  | 20INR0103 |  | DAWSON | Combustion (gas) Turbine, but not part of a Combined-Cycle | Gas | GT | NG |  | Natural Gas and Other Gases | 2020-05-01 |  | 150 | 150 | 150 | 0 | 0 | 0 | 0 | 0 | 0 | 0 | 0 | 0 | 0 | 0 | 0 | 0 | 0 | 0 | 0 | 0 | 0 | 0 | 0 | 0 | 0 | 0 | 0 | 0 | 0 | 0 | 0 | 0 | 0 | 0 | 0 | 0 | 0 | 0 | 0 | 0 | 0 | 0 | 0 | 0 | 0 | 0 | 0
Cancelled | US | TRE |  |  | 20INR0105 |  | MANANA SOLAR |  |  | PV | SUN |  | Solar | 2020-06-01 |  | 100 | 74 | 12 | 0 | 0 | 0 | 0 | 0 | 0 | 0 | 0 | 0 | 0 | 0 | 0 | 0 | 0 | 0 | 0 | 0 | 0 | 0 | 0 | 0 | 0 | 0 | 0 | 0 | 0 | 0 | 0 | 0 | 0 | 0 | 0 | 0 | 0 | 0 | 0 | 0 | 0 | 0 | 0 | 0 | 0 | 0 | 0
Cancelled | US | TRE |  |  | 20INR0108 |  | DARDEN CANYON |  |  | WT | WND |  | Wind | 2020-10-01 |  | 300 | 45 | 60 | 0 | 0 | 0 | 0 | 0 | 0 | 0 | 0 | 0 | 0 | 0 | 0 | 0 | 0 | 0 | 0 | 0 | 0 | 0 | 0 | 0 | 0 | 0 | 0 | 0 | 0 | 0 | 0 | 0 | 0 | 0 | 0 | 0 | 0 | 0 | 0 | 0 | 0 | 0 | 0 | 0 | 0 | 0 | 0
Cancelled | US | TRE |  |  | 20INR0109 |  | DEADMANS PASS |  |  | WT | WND |  | Wind | 2020-10-01 |  | 200 | 30 | 40 | 0 | 0 | 0 | 0 | 0 | 0 | 0 | 0 | 0 | 0 | 0 | 0 | 0 | 0 | 0 | 0 | 0 | 0 | 0 | 0 | 0 | 0 | 0 | 0 | 0 | 0 | 0 | 0 | 0 | 0 | 0 | 0 | 0 | 0 | 0 | 0 | 0 | 0 | 0 | 0 | 0 | 0 | 0 | 0
Cancelled | US | TRE |  |  | 20INR0110 |  | GOOSENECK SOLAR |  |  | PV | SUN |  | Solar | 2020-12-01 |  | 200 | 148 | 24 | 0 | 0 | 0 | 0 | 0 | 0 | 0 | 0 | 0 | 0 | 0 | 0 | 0 | 0 | 0 | 0 | 0 | 0 | 0 | 0 | 0 | 0 | 0 | 0 | 0 | 0 | 0 | 0 | 0 | 0 | 0 | 0 | 0 | 0 | 0 | 0 | 0 | 0 | 0 | 0 | 0 | 0 | 0 | 0
Cancelled | US | TRE |  |  | 20INR0111 |  | DUSKY SOLAR |  |  | PV | SUN |  | Solar | 2020-12-30 |  | 165 | 122.1 | 19.8 | 0 | 0 | 0 | 0 | 0 | 0 | 0 | 0 | 0 | 0 | 0 | 0 | 0 | 0 | 0 | 0 | 0 | 0 | 0 | 0 | 0 | 0 | 0 | 0 | 0 | 0 | 0 | 0 | 0 | 0 | 0 | 0 | 0 | 0 | 0 | 0 | 0 | 0 | 0 | 0 | 0 | 0 | 0 | 0
Cancelled | US | TRE |  |  | 20INR0113 |  | NO PROJECT NAME | Combined-Cycle | Gas | CC | NG |  | Natural Gas and Other Gases | 2020-05-01 |  | 200 | 200 | 200 | 0 | 0 | 0 | 0 | 0 | 0 | 0 | 0 | 0 | 0 | 0 | 0 | 0 | 0 | 0 | 0 | 0 | 0 | 0 | 0 | 0 | 0 | 0 | 0 | 0 | 0 | 0 | 0 | 0 | 0 | 0 | 0 | 0 | 0 | 0 | 0 | 0 | 0 | 0 | 0 | 0 | 0 | 0 | 0
Cancelled | US | TRE |  |  | 20INR0114 |  | WINDPIPER |  |  | WT | WND |  | Wind | 2021-03-01 |  | 500 | 75 | 100 | 0 | 0 | 0 | 0 | 0 | 0 | 0 | 0 | 0 | 0 | 0 | 0 | 0 | 0 | 0 | 0 | 0 | 0 | 0 | 0 | 0 | 0 | 0 | 0 | 0 | 0 | 0 | 0 | 0 | 0 | 0 | 0 | 0 | 0 | 0 | 0 | 0 | 0 | 0 | 0 | 0 | 0 | 0 | 0
Cancelled | US | TRE |  |  | 20INR0115 |  | GUSTY WIND 1 |  |  | WT | WND |  | Wind | 2020-12-31 |  | 350 | 52.5 | 70 | 0 | 0 | 0 | 0 | 0 | 0 | 0 | 0 | 0 | 0 | 0 | 0 | 0 | 0 | 0 | 0 | 0 | 0 | 0 | 0 | 0 | 0 | 0 | 0 | 0 | 0 | 0 | 0 | 0 | 0 | 0 | 0 | 0 | 0 | 0 | 0 | 0 | 0 | 0 | 0 | 0 | 0 | 0 | 0
Cancelled | US | TRE |  |  | 20INR0117 |  | MJD RANCH |  |  | PV | SUN |  | Solar | 2020-12-01 |  | 150 | 111 | 18 | 0 | 0 | 0 | 0 | 0 | 0 | 0 | 0 | 0 | 0 | 0 | 0 | 0 | 0 | 0 | 0 | 0 | 0 | 0 | 0 | 0 | 0 | 0 | 0 | 0 | 0 | 0 | 0 | 0 | 0 | 0 | 0 | 0 | 0 | 0 | 0 | 0 | 0 | 0 | 0 | 0 | 0 | 0 | 0
Cancelled | US | TRE |  |  | 20INR0118 |  | MERRIFIELD SOLAR |  |  | PV | SUN |  | Solar | 2020-12-01 |  | 80 | 59.2 | 9.6 | 0 | 0 | 0 | 0 | 0 | 0 | 0 | 0 | 0 | 0 | 0 | 0 | 0 | 0 | 0 | 0 | 0 | 0 | 0 | 0 | 0 | 0 | 0 | 0 | 0 | 0 | 0 | 0 | 0 | 0 | 0 | 0 | 0 | 0 | 0 | 0 | 0 | 0 | 0 | 0 | 0 | 0 | 0 | 0
Cancelled | US | TRE |  |  | 20INR0121 |  | SCRANTON WIND |  |  | WT | WND |  | Wind | 2020-12-31 |  | 200 | 30 | 40 | 0 | 0 | 0 | 0 | 0 | 0 | 0 | 0 | 0 | 0 | 0 | 0 | 0 | 0 | 0 | 0 | 0 | 0 | 0 | 0 | 0 | 0 | 0 | 0 | 0 | 0 | 0 | 0 | 0 | 0 | 0 | 0 | 0 | 0 | 0 | 0 | 0 | 0 | 0 | 0 | 0 | 0 | 0 | 0
Cancelled | US | TRE |  |  | 20INR0123 |  | MUCHO VIENTO WIND 1 |  |  | WT | WND |  | Wind | 2020-12-31 |  | 174 | 26.1 | 34.8 | 0 | 0 | 0 | 0 | 0 | 0 | 0 | 0 | 0 | 0 | 0 | 0 | 0 | 0 | 0 | 0 | 0 | 0 | 0 | 0 | 0 | 0 | 0 | 0 | 0 | 0 | 0 | 0 | 0 | 0 | 0 | 0 | 0 | 0 | 0 | 0 | 0 | 0 | 0 | 0 | 0 | 0 | 0 | 0
Cancelled | US | TRE |  |  | 20INR0124 |  | MUCHO VIENTO WIND 2 |  |  | WT | WND |  | Wind | 2020-12-31 |  | 124 | 18.6 | 24.8 | 0 | 0 | 0 | 0 | 0 | 0 | 0 | 0 | 0 | 0 | 0 | 0 | 0 | 0 | 0 | 0 | 0 | 0 | 0 | 0 | 0 | 0 | 0 | 0 | 0 | 0 | 0 | 0 | 0 | 0 | 0 | 0 | 0 | 0 | 0 | 0 | 0 | 0 | 0 | 0 | 0 | 0 | 0 | 0
Cancelled | US | TRE |  |  | 20INR0131 |  | CAMWILL SOLAR |  |  | PV | SUN |  | Solar | 2020-09-01 |  | 53 | 39.22 | 6.36 | 0 | 0 | 0 | 0 | 0 | 0 | 0 | 0 | 0 | 0 | 0 | 0 | 0 | 0 | 0 | 0 | 0 | 0 | 0 | 0 | 0 | 0 | 0 | 0 | 0 | 0 | 0 | 0 | 0 | 0 | 0 | 0 | 0 | 0 | 0 | 0 | 0 | 0 | 0 | 0 | 0 | 0 | 0 | 0
Cancelled | US | TRE |  |  | 20INR0136 |  | LANTANA SOLAR |  |  | PV | SUN |  | Solar | 2021-12-31 |  | 201.6 | 149.184 | 24.192 | 0 | 0 | 0 | 0 | 0 | 0 | 0 | 0 | 0 | 0 | 0 | 0 | 0 | 0 | 0 | 0 | 0 | 0 | 0 | 0 | 0 | 0 | 0 | 0 | 0 | 0 | 0 | 0 | 0 | 0 | 0 | 0 | 0 | 0 | 0 | 0 | 0 | 0 | 0 | 0 | 0 | 0 | 0 | 0
Cancelled | US | TRE |  |  | 20INR0137 |  | LANTANA BATTERY | Battery Energy Storage | Other | BA | MWH |  | Other | 2021-12-31 |  | 41 | 0 | 0 | 0 | 0 | 0 | 0 | 0 | 0 | 0 | 0 | 0 | 0 | 0 | 0 | 0 | 0 | 0 | 0 | 0 | 0 | 0 | 0 | 0 | 0 | 0 | 0 | 0 | 0 | 0 | 0 | 0 | 0 | 0 | 0 | 0 | 0 | 0 | 0 | 0 | 0 | 0 | 0 | 0 | 0 | 0 | 0
Cancelled | US | TRE |  |  | 20INR0148 |  | HIGHWIRE STORAGE | Battery Energy Storage | Other | BA | MWH |  | Other | 2020-12-31 |  | 126 | 0 | 0 | 0 | 0 | 0 | 0 | 0 | 0 | 0 | 0 | 0 | 0 | 0 | 0 | 0 | 0 | 0 | 0 | 0 | 0 | 0 | 0 | 0 | 0 | 0 | 0 | 0 | 0 | 0 | 0 | 0 | 0 | 0 | 0 | 0 | 0 | 0 | 0 | 0 | 0 | 0 | 0 | 0 | 0 | 0 | 0
Cancelled | US | TRE |  |  | 20INR0149 |  | DUSKY STORAGE | Battery Energy Storage | Other | BA | MWH |  | Other | 2020-12-30 |  | 83 | 0 | 0 | 0 | 0 | 0 | 0 | 0 | 0 | 0 | 0 | 0 | 0 | 0 | 0 | 0 | 0 | 0 | 0 | 0 | 0 | 0 | 0 | 0 | 0 | 0 | 0 | 0 | 0 | 0 | 0 | 0 | 0 | 0 | 0 | 0 | 0 | 0 | 0 | 0 | 0 | 0 | 0 | 0 | 0 | 0 | 0
Cancelled | US | TRE |  |  | 20INR0151 |  | PRAIRIE POINT WIND |  |  | WT | WND |  | Wind | 2021-12-01 |  | 200 | 30 | 40 | 0 | 0 | 0 | 0 | 0 | 0 | 0 | 0 | 0 | 0 | 0 | 0 | 0 | 0 | 0 | 0 | 0 | 0 | 0 | 0 | 0 | 0 | 0 | 0 | 0 | 0 | 0 | 0 | 0 | 0 | 0 | 0 | 0 | 0 | 0 | 0 | 0 | 0 | 0 | 0 | 0 | 0 | 0 | 0
Cancelled | US | TRE |  |  | 20INR0152 |  | PRAIRIE POINT BATTERY | Battery Energy Storage | Other | BA | MWH |  | Other | 2021-12-01 |  | 41 | 0 | 0 | 0 | 0 | 0 | 0 | 0 | 0 | 0 | 0 | 0 | 0 | 0 | 0 | 0 | 0 | 0 | 0 | 0 | 0 | 0 | 0 | 0 | 0 | 0 | 0 | 0 | 0 | 0 | 0 | 0 | 0 | 0 | 0 | 0 | 0 | 0 | 0 | 0 | 0 | 0 | 0 | 0 | 0 | 0 | 0
Cancelled | US | TRE |  |  | 20INR0154 |  | FORT MCKAVETT WIND |  |  | WT | WND |  | Wind | 2020-12-01 |  | 300 | 45 | 60 | 0 | 0 | 0 | 0 | 0 | 0 | 0 | 0 | 0 | 0 | 0 | 0 | 0 | 0 | 0 | 0 | 0 | 0 | 0 | 0 | 0 | 0 | 0 | 0 | 0 | 0 | 0 | 0 | 0 | 0 | 0 | 0 | 0 | 0 | 0 | 0 | 0 | 0 | 0 | 0 | 0 | 0 | 0 | 0
Cancelled | US | TRE |  |  | 20INR0156 |  | THUNDER CREEK |  |  | WT | WND |  | Wind | 2021-12-01 |  | 200 | 30 | 40 | 0 | 0 | 0 | 0 | 0 | 0 | 0 | 0 | 0 | 0 | 0 | 0 | 0 | 0 | 0 | 0 | 0 | 0 | 0 | 0 | 0 | 0 | 0 | 0 | 0 | 0 | 0 | 0 | 0 | 0 | 0 | 0 | 0 | 0 | 0 | 0 | 0 | 0 | 0 | 0 | 0 | 0 | 0 | 0
Cancelled | US | TRE |  |  | 20INR0160 |  | R-CUBE WIND |  |  | WT | WND |  | Wind | 2020-12-31 |  | 1000 | 150 | 200 | 0 | 0 | 0 | 0 | 0 | 0 | 0 | 0 | 0 | 0 | 0 | 0 | 0 | 0 | 0 | 0 | 0 | 0 | 0 | 0 | 0 | 0 | 0 | 0 | 0 | 0 | 0 | 0 | 0 | 0 | 0 | 0 | 0 | 0 | 0 | 0 | 0 | 0 | 0 | 0 | 0 | 0 | 0 | 0
Cancelled | US | TRE |  |  | 20INR0161 |  | DEER CAMP |  |  | WT | WND |  | Wind | 2020-12-31 |  | 150 | 22.5 | 30 | 0 | 0 | 0 | 0 | 0 | 0 | 0 | 0 | 0 | 0 | 0 | 0 | 0 | 0 | 0 | 0 | 0 | 0 | 0 | 0 | 0 | 0 | 0 | 0 | 0 | 0 | 0 | 0 | 0 | 0 | 0 | 0 | 0 | 0 | 0 | 0 | 0 | 0 | 0 | 0 | 0 | 0 | 0 | 0
Cancelled | US | TRE |  |  | 20INR0207 |  | OSPREY G1 | Combustion (gas) Turbine, but not part of a Combined-Cycle | Gas | GT | NG |  | Natural Gas and Other Gases | 2020-05-01 |  | 150 | 150 | 150 | 0 | 0 | 0 | 0 | 0 | 0 | 0 | 0 | 0 | 0 | 0 | 0 | 0 | 0 | 0 | 0 | 0 | 0 | 0 | 0 | 0 | 0 | 0 | 0 | 0 | 0 | 0 | 0 | 0 | 0 | 0 | 0 | 0 | 0 | 0 | 0 | 0 | 0 | 0 | 0 | 0 | 0 | 0 | 0
Cancelled | US | TRE |  |  | 20INR0223 |  | QUEUE POWER PLANT | Combustion (gas) Turbine, but not part of a Combined-Cycle | Gas | GT | NG |  | Natural Gas and Other Gases | 2021-06-01 |  | 363 | 363 | 363 | 0 | 0 | 0 | 0 | 0 | 0 | 0 | 0 | 0 | 0 | 0 | 0 | 0 | 0 | 0 | 0 | 0 | 0 | 0 | 0 | 0 | 0 | 0 | 0 | 0 | 0 | 0 | 0 | 0 | 0 | 0 | 0 | 0 | 0 | 0 | 0 | 0 | 0 | 0 | 0 | 0 | 0 | 0 | 0
Cancelled | US | TRE |  |  | 20INR0224 |  | PONTA POWER PLANT | Combustion (gas) Turbine, but not part of a Combined-Cycle | Gas | GT | NG |  | Natural Gas and Other Gases | 2020-06-01 |  | 484 | 484 | 484 | 0 | 0 | 0 | 0 | 0 | 0 | 0 | 0 | 0 | 0 | 0 | 0 | 0 | 0 | 0 | 0 | 0 | 0 | 0 | 0 | 0 | 0 | 0 | 0 | 0 | 0 | 0 | 0 | 0 | 0 | 0 | 0 | 0 | 0 | 0 | 0 | 0 | 0 | 0 | 0 | 0 | 0 | 0 | 0
Cancelled | US | TRE |  |  | 20INR0225 |  | SUGARLAND POWER PLANT | Combustion (gas) Turbine, but not part of a Combined-Cycle | Gas | GT | NG |  | Natural Gas and Other Gases | 2021-06-01 |  | 484 | 484 | 484 | 0 | 0 | 0 | 0 | 0 | 0 | 0 | 0 | 0 | 0 | 0 | 0 | 0 | 0 | 0 | 0 | 0 | 0 | 0 | 0 | 0 | 0 | 0 | 0 | 0 | 0 | 0 | 0 | 0 | 0 | 0 | 0 | 0 | 0 | 0 | 0 | 0 | 0 | 0 | 0 | 0 | 0 | 0 | 0
Cancelled | US | TRE |  |  | 20INR0251 |  | ROCKHOUND SOLAR |  |  | PV | SUN |  | Solar | 2020-06-30 |  | 250 | 185 | 30 | 0 | 0 | 0 | 0 | 0 | 0 | 0 | 0 | 0 | 0 | 0 | 0 | 0 | 0 | 0 | 0 | 0 | 0 | 0 | 0 | 0 | 0 | 0 | 0 | 0 | 0 | 0 | 0 | 0 | 0 | 0 | 0 | 0 | 0 | 0 | 0 | 0 | 0 | 0 | 0 | 0 | 0 | 0 | 0
Cancelled | US | TRE |  |  | 21INR0001 |  | SIMMENTAL SOLAR |  |  | PV | SUN |  | Solar | 2020-06-01 |  | 300 | 222 | 36 | 0 | 0 | 0 | 0 | 0 | 0 | 0 | 0 | 0 | 0 | 0 | 0 | 0 | 0 | 0 | 0 | 0 | 0 | 0 | 0 | 0 | 0 | 0 | 0 | 0 | 0 | 0 | 0 | 0 | 0 | 0 | 0 | 0 | 0 | 0 | 0 | 0 | 0 | 0 | 0 | 0 | 0 | 0 | 0
Cancelled | US | TRE |  |  | 21INR0002 |  | HARIANA SOLAR |  |  | PV | SUN |  | Solar | 2021-06-01 |  | 200 | 148 | 24 | 0 | 0 | 0 | 0 | 0 | 0 | 0 | 0 | 0 | 0 | 0 | 0 | 0 | 0 | 0 | 0 | 0 | 0 | 0 | 0 | 0 | 0 | 0 | 0 | 0 | 0 | 0 | 0 | 0 | 0 | 0 | 0 | 0 | 0 | 0 | 0 | 0 | 0 | 0 | 0 | 0 | 0 | 0 | 0
Cancelled | US | TRE |  |  | 21INR0003 |  | GALLOWAY SOLAR |  |  | PV | SUN |  | Solar | 2021-10-01 |  | 300 | 222 | 36 | 0 | 0 | 0 | 0 | 0 | 0 | 0 | 0 | 0 | 0 | 0 | 0 | 0 | 0 | 0 | 0 | 0 | 0 | 0 | 0 | 0 | 0 | 0 | 0 | 0 | 0 | 0 | 0 | 0 | 0 | 0 | 0 | 0 | 0 | 0 | 0 | 0 | 0 | 0 | 0 | 0 | 0 | 0 | 0
Cancelled | US | TRE |  |  | 21INR0004 |  | HUTT WIND I |  |  | WT | WND |  | Wind | 2021-01-01 |  | 204 | 30.6 | 40.8 | 0 | 0 | 0 | 0 | 0 | 0 | 0 | 0 | 0 | 0 | 0 | 0 | 0 | 0 | 0 | 0 | 0 | 0 | 0 | 0 | 0 | 0 | 0 | 0 | 0 | 0 | 0 | 0 | 0 | 0 | 0 | 0 | 0 | 0 | 0 | 0 | 0 | 0 | 0 | 0 | 0 | 0 | 0 | 0
Cancelled | US | TRE |  |  | 21INR0009 |  | CALLISTO |  |  | PV | SUN |  | Solar | 2021-12-31 |  | 300 | 222 | 36 | 0 | 0 | 0 | 0 | 0 | 0 | 0 | 0 | 0 | 0 | 0 | 0 | 0 | 0 | 0 | 0 | 0 | 0 | 0 | 0 | 0 | 0 | 0 | 0 | 0 | 0 | 0 | 0 | 0 | 0 | 0 | 0 | 0 | 0 | 0 | 0 | 0 | 0 | 0 | 0 | 0 | 0 | 0 | 0
Cancelled | US | TRE |  |  | 21INR0010 |  | MATAGORDA ENERGY CENTER | Combined-Cycle | Gas | CC | NG |  | Natural Gas and Other Gases | 2021-10-01 |  | 721 | 720.6 | 720.6 | 0 | 0 | 0 | 0 | 0 | 0 | 0 | 0 | 0 | 0 | 0 | 0 | 0 | 0 | 0 | 0 | 0 | 0 | 0 | 0 | 0 | 0 | 0 | 0 | 0 | 0 | 0 | 0 | 0 | 0 | 0 | 0 | 0 | 0 | 0 | 0 | 0 | 0 | 0 | 0 | 0 | 0 | 0 | 0
Cancelled | US | TRE |  |  | 21INR0011 |  | SOUTHERN LIGHTS ENERGY CENTER | Combined-Cycle | Gas | CC | NG |  | Natural Gas and Other Gases | 2021-10-01 |  | 721 | 720.6 | 720.6 | 0 | 0 | 0 | 0 | 0 | 0 | 0 | 0 | 0 | 0 | 0 | 0 | 0 | 0 | 0 | 0 | 0 | 0 | 0 | 0 | 0 | 0 | 0 | 0 | 0 | 0 | 0 | 0 | 0 | 0 | 0 | 0 | 0 | 0 | 0 | 0 | 0 | 0 | 0 | 0 | 0 | 0 | 0 | 0
Cancelled | US | TRE |  |  | 21INR0013 |  | EUNICE SOLAR CENTER |  |  | PV | SUN |  | Solar | 2021-06-30 |  | 350 | 259 | 42 | 0 | 0 | 0 | 0 | 0 | 0 | 0 | 0 | 0 | 0 | 0 | 0 | 0 | 0 | 0 | 0 | 0 | 0 | 0 | 0 | 0 | 0 | 0 | 0 | 0 | 0 | 0 | 0 | 0 | 0 | 0 | 0 | 0 | 0 | 0 | 0 | 0 | 0 | 0 | 0 | 0 | 0 | 0 | 0
Cancelled | US | TRE |  |  | 21INR0014 |  | PHILLIPS RANCH SOLAR |  |  | PV | SUN |  | Solar | 2021-06-30 |  | 450 | 333 | 54 | 0 | 0 | 0 | 0 | 0 | 0 | 0 | 0 | 0 | 0 | 0 | 0 | 0 | 0 | 0 | 0 | 0 | 0 | 0 | 0 | 0 | 0 | 0 | 0 | 0 | 0 | 0 | 0 | 0 | 0 | 0 | 0 | 0 | 0 | 0 | 0 | 0 | 0 | 0 | 0 | 0 | 0 | 0 | 0
Cancelled | US | TRE |  |  | 21INR0018 |  | REEVES SOLAR |  |  | PV | SUN |  | Solar | 2021-12-23 |  | 200 | 148 | 24 | 0 | 0 | 0 | 0 | 0 | 0 | 0 | 0 | 0 | 0 | 0 | 0 | 0 | 0 | 0 | 0 | 0 | 0 | 0 | 0 | 0 | 0 | 0 | 0 | 0 | 0 | 0 | 0 | 0 | 0 | 0 | 0 | 0 | 0 | 0 | 0 | 0 | 0 | 0 | 0 | 0 | 0 | 0 | 0
Cancelled | US | TRE |  |  | 21INR0211 |  | COBARRUBIAS SOLAR |  |  | PV | SUN |  | Solar | 2021-12-31 |  | 175 | 129.5 | 21 | 0 | 0 | 0 | 0 | 0 | 0 | 0 | 0 | 0 | 0 | 0 | 0 | 0 | 0 | 0 | 0 | 0 | 0 | 0 | 0 | 0 | 0 | 0 | 0 | 0 | 0 | 0 | 0 | 0 | 0 | 0 | 0 | 0 | 0 | 0 | 0 | 0 | 0 | 0 | 0 | 0 | 0 | 0 | 0
Cancelled | US | TRE |  |  | 21INR0212 |  | COBARRUBIAS STORAGE | Battery Energy Storage | Other | BA | MWH |  | Other | 2021-12-31 |  | 92.8 | 0 | 0 | 0 | 0 | 0 | 0 | 0 | 0 | 0 | 0 | 0 | 0 | 0 | 0 | 0 | 0 | 0 | 0 | 0 | 0 | 0 | 0 | 0 | 0 | 0 | 0 | 0 | 0 | 0 | 0 | 0 | 0 | 0 | 0 | 0 | 0 | 0 | 0 | 0 | 0 | 0 | 0 | 0 | 0 | 0 | 0
Cancelled | US | TRE |  |  | 21INR0232 |  | COWBOY SOLAR |  |  | PV | SUN |  | Solar | 2021-01-01 |  | 152.49 | 112.8426 | 18.2988 | 0 | 0 | 0 | 0 | 0 | 0 | 0 | 0 | 0 | 0 | 0 | 0 | 0 | 0 | 0 | 0 | 0 | 0 | 0 | 0 | 0 | 0 | 0 | 0 | 0 | 0 | 0 | 0 | 0 | 0 | 0 | 0 | 0 | 0 | 0 | 0 | 0 | 0 | 0 | 0 | 0 | 0 | 0 | 0
Cancelled | US | TRE |  |  | 21INR0319 |  | 7V SOLAR RANCH |  |  | PV | SUN |  | Solar | 2021-12-31 |  | 200 | 148 | 24 | 0 | 0 | 0 | 0 | 0 | 0 | 0 | 0 | 0 | 0 | 0 | 0 | 0 | 0 | 0 | 0 | 0 | 0 | 0 | 0 | 0 | 0 | 0 | 0 | 0 | 0 | 0 | 0 | 0 | 0 | 0 | 0 | 0 | 0 | 0 | 0 | 0 | 0 | 0 | 0 | 0 | 0 | 0 | 0
Cancelled | US | TRE |  |  | 30INR0001 |  | TEST |  |  | PV | SUN |  | Solar | 2030-01-04 |  | 50 | 37 | 6 | 0 | 0 | 0 | 0 | 0 | 0 | 0 | 0 | 0 | 0 | 0 | 0 | 0 | 0 | 0 | 0 | 0 | 0 | 0 | 0 | 0 | 0 | 0 | 0 | 0 | 0 | 0 | 0 | 0 | 0 | 0 | 0 | 0 | 0 | 0 | 0 | 0 | 0 | 0 | 0 | 0 | 0 | 0 | 0

## Form C
CAPACITY TRANSFERS - IMPORTS | Year(s) | Unit | 2018 (S) | 2019 (S) | 2020 (S) | 2021 (S) | 2022 (S) | 2023 (S) | 2024 (S) | 2025 (S) | 2026 (S) | 2027 (S) | 2028 (S) | 2029 (S) | 2018-19 (W) | 2019-20 (W) | 2020-21 (W) | 2021-22 (W) | 2022-23 (W) | 2023-24 (W) | 2024-25 (W) | 2025-26 (W) | 2026-27 (W) | 2027-28 (W) | 2028-29 (W) | 2029-30 (W) | Data Submitter Comments | NERC Response
Firm Imports | 2019-2029 | MW |  | 50 | 50 | 50 | 50 | 50 | 50 | 50 | 50 | 50 | 50 | 50 |  | 50 | 50 | 50 | 50 | 50 | 50 | 50 | 50 | 50 | 50 | 50 | Temporary designation, pending final agreement with SPP and NERC
Firm Imports - Full-Responsibility Purchases | 2019-2029 | MW |  | 0 | 0 | 0 | 0 | 0 | 0 | 0 | 0 | 0 | 0 | 0 |  | 0 | 0 | 0 | 0 | 0 | 0 | 0 | 0 | 0 | 0 | 0
Firm Imports - Owned Capacity/Entitlement Located Outside the Area | 2019-2029 | MW |  | 50 | 50 | 50 | 50 | 50 | 50 | 50 | 50 | 50 | 50 | 50 |  | 50 | 50 | 50 | 50 | 50 | 50 | 50 | 50 | 50 | 50 | 50 | Temporary designation, pending final agreement with SPP and NERC
Firm Imports - Modeled | 2019-2029 | MW |  | 0 | 0 | 0 | 0 | 0 | 0 | 0 | 0 | 0 | 0 | 0 |  | 0 | 0 | 0 | 0 | 0 | 0 | 0 | 0 | 0 | 0 | 0
Expected Imports | 2019-2029 | MW |  | 833 | 833 | 833 | 833 | 833 | 833 | 833 | 833 | 833 | 833 | 833 |  | 793 | 793 | 793 | 793 | 793 | 793 | 793 | 793 | 793 | 793 | 793 | Reflects Mexican grid imports formerly categorized as "Other Capacity Adjustments"
CAPACITY TRANSFERS - EXPORTS | Year(s) | Unit | 2018 (S) | 2019 (S) | 2020 (S) | 2021 (S) | 2022 (S) | 2023 (S) | 2024 (S) | 2025 (S) | 2026 (S) | 2027 (S) | 2028 (S) | 2029 (S) | 2018-19 (W) | 2019-20 (W) | 2020-21 (W) | 2021-22 (W) | 2022-23 (W) | 2023-24 (W) | 2024-25 (W) | 2025-26 (W) | 2026-27 (W) | 2027-28 (W) | 2028-29 (W) | 2029-30 (W) | Data Submitter Comments | NERC Response
Firm Exports | 2019-2029 | MW |  | 0 | 0 | 0 | 0 | 0 | 0 | 0 | 0 | 0 | 0 | 0 |  | 0 | 0 | 0 | 0 | 0 | 0 | 0 | 0 | 0 | 0 | 0
Firm Exports - Full-Responsibility Sales | 2019-2029 | MW |  | 0 | 0 | 0 | 0 | 0 | 0 | 0 | 0 | 0 | 0 | 0 |  | 0 | 0 | 0 | 0 | 0 | 0 | 0 | 0 | 0 | 0 | 0
Firm Exports - Owned Capacity/Entitlement Located Inside the Area | 2019-2029 | MW |  | 0 | 0 | 0 | 0 | 0 | 0 | 0 | 0 | 0 | 0 | 0 |  | 0 | 0 | 0 | 0 | 0 | 0 | 0 | 0 | 0 | 0 | 0
Firm Exports - Modeled | 2019-2029 | MW |  | 0 | 0 | 0 | 0 | 0 | 0 | 0 | 0 | 0 | 0 | 0 |  | 0 | 0 | 0 | 0 | 0 | 0 | 0 | 0 | 0 | 0 | 0
Expected Exports | 2019-2029 | MW |  | 0 | 0 | 0 | 0 | 0 | 0 | 0 | 0 | 0 | 0 | 0 |  | 0 | 0 | 0 | 0 | 0 | 0 | 0 | 0 | 0 | 0 | 0
AVAILABLE ON-PEAK RESERVES | Year(s) | Unit | 2018 (S) | 2019 (S) | 2020 (S) | 2021 (S) | 2022 (S) | 2023 (S) | 2024 (S) | 2025 (S) | 2026 (S) | 2027 (S) | 2028 (S) | 2029 (S) | 2018-19 (W) | 2019-20 (W) | 2020-21 (W) | 2021-22 (W) | 2022-23 (W) | 2023-24 (W) | 2024-25 (W) | 2025-26 (W) | 2026-27 (W) | 2027-28 (W) | 2028-29 (W) | 2029-30 (W) | Data Submitter Comments | NERC Response
Available Reserves During Peak - Prior Year Actual | 2018 | MW | 3819.2 | [11 empty] | 13092.2
CAPACITY ADJUSTMENTS | Year(s) | Unit | 2018 (S) | 2019 (S) | 2020 (S) | 2021 (S) | 2022 (S) | 2023 (S) | 2024 (S) | 2025 (S) | 2026 (S) | 2027 (S) | 2028 (S) | 2029 (S) | 2018-19 (W) | 2019-20 (W) | 2020-21 (W) | 2021-22 (W) | 2022-23 (W) | 2023-24 (W) | 2024-25 (W) | 2025-26 (W) | 2026-27 (W) | 2027-28 (W) | 2028-29 (W) | 2029-30 (W) | Data Submitter Comments | NERC Response
Scheduled Outages | 2019-2029 | MW |  | 0 | 0 | 0 | 0 | 0 | 0 | 0 | 0 | 0 | 0 | 0 |  | 552 | 2829 | 395 | 395 | 0 | 0 | 0 | 0 | 0 | 0 | 0
Transmission Limitations | 2019-2029 | MW |  | 0 | 0 | 0 | 0 | 0 | 0 | 0 | 0 | 0 | 0 | 0 |  | 0 | 0 | 0 | 0 | 0 | 0 | 0 | 0 | 0 | 0 | 0
Behind the Meter Generation - Capacity | 2019-2029 | MW |  | 3324.9495 | 3477.9495 | 3397.9495 | 3377.9495 | 3377.9495 | 3122.9495 | 3122.9495 | 3122.9495 | 3122.9495 | 3122.9495 | 3122.9495 |  | 3964.6289 | 3884.6289 | 3864.6289 | 3864.6289 | 3609.6289 | 3609.6289 | 3609.6289 | 3609.6289 | 3609.6289 | 3609.6289 | 3609.6289
Other Capacity Adjustments - Additions | 2019-2029 | MW |  | 0 | 0 | 0 | 0 | 0 | 0 | 0 | 0 | 0 | 0 | 0 |  | 0 | 0 | 0 | 0 | 0 | 0 | 0 | 0 | 0 | 0 | 0
Other Capacity Adjustments - Reductions | 2019-2029 | MW |  | 0 | 0 | 0 | 0 | 0 | 0 | 0 | 0 | 0 | 0 | 0 |  | 0 | 0 | 0 | 0 | 0 | 0 | 0 | 0 | 0 | 0 | 0
CAPACITY ADDITIONS BY GENERATION TYPE | Status | Unit | 2018 (S) | 2019 (S) | 2020 (S) | 2021 (S) | 2022 (S) | 2023 (S) | 2024 (S) | 2025 (S) | 2026 (S) | 2027 (S) | 2028 (S) | 2029 (S) | 2018-19 (W) | 2019-20 (W) | 2020-21 (W) | 2021-22 (W) | 2022-23 (W) | 2023-24 (W) | 2024-25 (W) | 2025-26 (W) | 2026-27 (W) | 2027-28 (W) | 2028-29 (W) | 2029-30 (W) | Data Submitter Comments | NERC Response
Coal | Tier 1 | MW |  | 0 | 0 | 0 | 0 | 0 | 0 | 0 | 0 | 0 | 0 | 0 |  | 0 | 0 | 0 | 0 | 0 | 0 | 0 | 0 | 0 | 0 | 0
| Tier 2 | MW |  | 0 | 0 | 0 | 0 | 0 | 0 | 0 | 0 | 0 | 0 | 0 |  | 0 | 0 | 0 | 0 | 0 | 0 | 0 | 0 | 0 | 0 | 0
| Tier 3 | MW |  | 0 | 0 | 0 | 0 | 0 | 0 | 0 | 0 | 0 | 0 | 0 |  | 0 | 0 | 0 | 0 | 0 | 0 | 0 | 0 | 0 | 0 | 0
Petroleum | Tier 1 | MW |  | 0 | 0 | 0 | 0 | 0 | 0 | 0 | 0 | 0 | 0 | 0 |  | 0 | 0 | 0 | 0 | 0 | 0 | 0 | 0 | 0 | 0 | 0
| Tier 2 | MW |  | 0 | 0 | 0 | 0 | 0 | 0 | 0 | 0 | 0 | 0 | 0 |  | 0 | 0 | 0 | 0 | 0 | 0 | 0 | 0 | 0 | 0 | 0
| Tier 3 | MW |  | 0 | 0 | 0 | 0 | 0 | 0 | 0 | 0 | 0 | 0 | 0 |  | 0 | 0 | 0 | 0 | 0 | 0 | 0 | 0 | 0 | 0 | 0
Natural Gas | Tier 1 | MW |  | 0 | 0 | 0 | 0 | 0 | 0 | 0 | 0 | 0 | 0 | 0 |  | 0 | 0 | 0 | 0 | 0 | 0 | 0 | 0 | 0 | 0 | 0
| Tier 2 | MW |  | 0 | 0 | 0 | 0 | 0 | 0 | 0 | 0 | 0 | 0 | 0 |  | 0 | 0 | 0 | 0 | 0 | 0 | 0 | 0 | 0 | 0 | 0
| Tier 3 | MW |  | 0 | 0 | 0 | 0 | 0 | 0 | 0 | 0 | 0 | 0 | 0 |  | 0 | 0 | 0 | 0 | 0 | 0 | 0 | 0 | 0 | 0 | 0
Nuclear | Tier 1 | MW |  | 0 | 0 | 0 | 0 | 0 | 0 | 0 | 0 | 0 | 0 | 0 |  | 0 | 0 | 0 | 0 | 0 | 0 | 0 | 0 | 0 | 0 | 0
| Tier 2 | MW |  | 0 | 0 | 0 | 0 | 0 | 0 | 0 | 0 | 0 | 0 | 0 |  | 0 | 0 | 0 | 0 | 0 | 0 | 0 | 0 | 0 | 0 | 0
| Tier 3 | MW |  | 0 | 0 | 0 | 0 | 0 | 0 | 0 | 0 | 0 | 0 | 0 |  | 0 | 0 | 0 | 0 | 0 | 0 | 0 | 0 | 0 | 0 | 0
| Tier 1 | MW |  | 0 | 0 | 0 | 0 | 0 | 0 | 0 | 0 | 0 | 0 | 0 |  | 0 | 0 | 0 | 0 | 0 | 0 | 0 | 0 | 0 | 0 | 0
Run of River Hydro | Tier 2 | MW |  | 0 | 0 | 0 | 0 | 0 | 0 | 0 | 0 | 0 | 0 | 0 |  | 0 | 0 | 0 | 0 | 0 | 0 | 0 | 0 | 0 | 0 | 0
| Tier 3 | MW |  | 0 | 0 | 0 | 0 | 0 | 0 | 0 | 0 | 0 | 0 | 0 |  | 0 | 0 | 0 | 0 | 0 | 0 | 0 | 0 | 0 | 0 | 0
Conventional Hydro | Tier 1 | MW |  | 0 | 0 | 0 | 0 | 0 | 0 | 0 | 0 | 0 | 0 | 0 |  | 0 | 0 | 0 | 0 | 0 | 0 | 0 | 0 | 0 | 0 | 0
| Tier 2 | MW |  | 0 | 0 | 0 | 0 | 0 | 0 | 0 | 0 | 0 | 0 | 0 |  | 0 | 0 | 0 | 0 | 0 | 0 | 0 | 0 | 0 | 0 | 0
| Tier 3 | MW |  | 0 | 0 | 0 | 0 | 0 | 0 | 0 | 0 | 0 | 0 | 0 |  | 0 | 0 | 0 | 0 | 0 | 0 | 0 | 0 | 0 | 0 | 0
Pumped Storage | Tier 1 | MW |  | 0 | 0 | 0 | 0 | 0 | 0 | 0 | 0 | 0 | 0 | 0 |  | 0 | 0 | 0 | 0 | 0 | 0 | 0 | 0 | 0 | 0 | 0
| Tier 2 | MW |  | 0 | 0 | 0 | 0 | 0 | 0 | 0 | 0 | 0 | 0 | 0 |  | 0 | 0 | 0 | 0 | 0 | 0 | 0 | 0 | 0 | 0 | 0
| Tier 3 | MW |  | 0 | 0 | 0 | 0 | 0 | 0 | 0 | 0 | 0 | 0 | 0 |  | 0 | 0 | 0 | 0 | 0 | 0 | 0 | 0 | 0 | 0 | 0
Geothermal | Tier 1 | MW |  | 0 | 0 | 0 | 0 | 0 | 0 | 0 | 0 | 0 | 0 | 0 |  | 0 | 0 | 0 | 0 | 0 | 0 | 0 | 0 | 0 | 0 | 0
| Tier 2 | MW |  | 0 | 0 | 0 | 0 | 0 | 0 | 0 | 0 | 0 | 0 | 0 |  | 0 | 0 | 0 | 0 | 0 | 0 | 0 | 0 | 0 | 0 | 0
| Tier 3 | MW |  | 0 | 0 | 0 | 0 | 0 | 0 | 0 | 0 | 0 | 0 | 0 |  | 0 | 0 | 0 | 0 | 0 | 0 | 0 | 0 | 0 | 0 | 0
Biomass | Tier 1 | MW |  | 0 | 0 | 0 | 0 | 0 | 0 | 0 | 0 | 0 | 0 | 0 |  | 0 | 0 | 0 | 0 | 0 | 0 | 0 | 0 | 0 | 0 | 0
| Tier 2 | MW |  | 0 | 0 | 0 | 0 | 0 | 0 | 0 | 0 | 0 | 0 | 0 |  | 0 | 0 | 0 | 0 | 0 | 0 | 0 | 0 | 0 | 0 | 0
| Tier 3 | MW |  | 0 | 0 | 0 | 0 | 0 | 0 | 0 | 0 | 0 | 0 | 0 |  | 0 | 0 | 0 | 0 | 0 | 0 | 0 | 0 | 0 | 0 | 0
Wind | Tier 1 | MW |  | 0 | 0 | 0 | 0 | 0 | 0 | 0 | 0 | 0 | 0 | 0 |  | 0 | 0 | 0 | 0 | 0 | 0 | 0 | 0 | 0 | 0 | 0
| Tier 2 | MW |  | 0 | 0 | 0 | 0 | 0 | 0 | 0 | 0 | 0 | 0 | 0 |  | 0 | 0 | 0 | 0 | 0 | 0 | 0 | 0 | 0 | 0 | 0
| Tier 3 | MW |  | 0 | 0 | 0 | 0 | 0 | 0 | 0 | 0 | 0 | 0 | 0 |  | 0 | 0 | 0 | 0 | 0 | 0 | 0 | 0 | 0 | 0 | 0
Solar | Tier 1 | MW |  | 0 | 0 | 0 | 0 | 0 | 0 | 0 | 0 | 0 | 0 | 0 |  | 0 | 0 | 0 | 0 | 0 | 0 | 0 | 0 | 0 | 0 | 0
| Tier 2 | MW |  | 0 | 0 | 0 | 0 | 0 | 0 | 0 | 0 | 0 | 0 | 0 |  | 0 | 0 | 0 | 0 | 0 | 0 | 0 | 0 | 0 | 0 | 0
| Tier 3 | MW |  | 0 | 0 | 0 | 0 | 0 | 0 | 0 | 0 | 0 | 0 | 0 |  | 0 | 0 | 0 | 0 | 0 | 0 | 0 | 0 | 0 | 0 | 0
Other | Tier 1 | MW |  | 0 | 0 | 0 | 0 | 0 | 0 | 0 | 0 | 0 | 0 | 0 |  | 0 | 0 | 0 | 0 | 0 | 0 | 0 | 0 | 0 | 0 | 0
| Tier 2 | MW |  | 0 | 0 | 0 | 0 | 0 | 0 | 0 | 0 | 0 | 0 | 0 |  | 0 | 0 | 0 | 0 | 0 | 0 | 0 | 0 | 0 | 0 | 0
| Tier 3 | MW |  | 0 | 0 | 0 | 0 | 0 | 0 | 0 | 0 | 0 | 0 | 0 |  | 0 | 0 | 0 | 0 | 0 | 0 | 0 | 0 | 0 | 0 | 0
Unknown | Tier 1 | MW |  | 0 | 0 | 0 | 0 | 0 | 0 | 0 | 0 | 0 | 0 | 0 |  | 0 | 0 | 0 | 0 | 0 | 0 | 0 | 0 | 0 | 0 | 0
| Tier 2 | MW |  | 0 | 0 | 0 | 0 | 0 | 0 | 0 | 0 | 0 | 0 | 0 |  | 0 | 0 | 0 | 0 | 0 | 0 | 0 | 0 | 0 | 0 | 0
| Tier 3 | MW |  | 0 | 0 | 0 | 0 | 0 | 0 | 0 | 0 | 0 | 0 | 0 |  | 0 | 0 | 0 | 0 | 0 | 0 | 0 | 0 | 0 | 0 | 0
UNCONFIRMED CAPACITY RETIREMENTS BY GENERATION TYPE | Status | Unit | 2018 (S) | 2019 (S) | 2020 (S) | 2021 (S) | 2022 (S) | 2023 (S) | 2024 (S) | 2025 (S) | 2026 (S) | 2027 (S) | 2028 (S) | 2029 (S) | 2018-19 (W) | 2019-20 (W) | 2020-21 (W) | 2021-22 (W) | 2022-23 (W) | 2023-24 (W) | 2024-25 (W) | 2025-26 (W) | 2026-27 (W) | 2027-28 (W) | 2028-29 (W) | 2029-30 (W) | Data Submitter Comments | NERC Response
Coal | Unconfirmed | MW |  | 0 | 0 | 650 | 650 | 1017 | 1017 | 1017 | 1017 | 1017 | 1017 | 1017 |  | 0 | 650 | 650 | 650 | 1017 | 1017 | 1017 | 1017 | 1017 | 1017 | 1017 | Oklaunion in 2021; Austin Energy's share of Fayette U2 in late 2022
Petroleum | Unconfirmed | MW |  | 0 | 0 | 0 | 0 | 0 | 0 | 0 | 0 | 0 | 0 | 0 |  | 0 | 0 | 0 | 0 | 0 | 0 | 0 | 0 | 0 | 0 | 0
Natural Gas | Unconfirmed | MW |  | 0 | 0 | 315 | 735 | 735 | 735 | 735 | 735 | 735 | 735 | 735 |  | 0 | 0 | 320 | 748 | 748 | 748 | 748 | 748 | 748 | 748 | 748 | Decker U1 in 2021; U2 in 2022
Nuclear | Unconfirmed | MW |  | 0 | 0 | 0 | 0 | 0 | 0 | 0 | 0 | 0 | 0 | 0 |  | 0 | 0 | 0 | 0 | 0 | 0 | 0 | 0 | 0 | 0 | 0
Hydro | Unconfirmed | MW |  | 0 | 0 | 0 | 0 | 0 | 0 | 0 | 0 | 0 | 0 | 0 |  | 0 | 0 | 0 | 0 | 0 | 0 | 0 | 0 | 0 | 0 | 0
Pumped Storage | Unconfirmed | MW |  | 0 | 0 | 0 | 0 | 0 | 0 | 0 | 0 | 0 | 0 | 0 |  | 0 | 0 | 0 | 0 | 0 | 0 | 0 | 0 | 0 | 0 | 0
Geothermal | Unconfirmed | MW |  | 0 | 0 | 0 | 0 | 0 | 0 | 0 | 0 | 0 | 0 | 0 |  | 0 | 0 | 0 | 0 | 0 | 0 | 0 | 0 | 0 | 0 | 0
Biomass | Unconfirmed | MW |  | 0 | 0 | 0 | 0 | 0 | 0 | 0 | 0 | 0 | 0 | 0 |  | 0 | 0 | 0 | 0 | 0 | 0 | 0 | 0 | 0 | 0 | 0
Wind | Unconfirmed | MW |  | 0 | 0 | 0 | 0 | 0 | 0 | 0 | 0 | 0 | 0 | 0 |  | 0 | 0 | 0 | 0 | 0 | 0 | 0 | 0 | 0 | 0 | 0
Solar | Unconfirmed | MW |  | 0 | 0 | 0 | 0 | 0 | 0 | 0 | 0 | 0 | 0 | 0 |  | 0 | 0 | 0 | 0 | 0 | 0 | 0 | 0 | 0 | 0 | 0
Other | Unconfirmed | MW |  | 0 | 0 | 0 | 0 | 0 | 0 | 0 | 0 | 0 | 0 | 0 |  | 0 | 0 | 0 | 0 | 0 | 0 | 0 | 0 | 0 | 0 | 0
Unknown | Unconfirmed | MW |  | 0 | 0 | 0 | 0 | 0 | 0 | 0 | 0 | 0 | 0 | 0 |  | 0 | 0 | 0 | 0 | 0 | 0 | 0 | 0 | 0 | 0 | 0
Add Run of River manually if needed

## Form D
TRANSMISSION PROJECT INFORMATION
NERC Project ID | Project ID | Project Status | Region | Project Name | Tie Line | Primary Driver | Secondary Driver | Terminal Origin | Terminal Endpoint | Company Name | Company EIA Code | Entity Type | Ownership (%) | Line Length (Circuit Miles) | Line Type | Voltage Type | Operating Voltage Class (kV) | Voltage Design (kV) | Circuits per Structure - Present | Circuits per Structure - Ultimate | Capacity Rating (MVA) | In-Service Month-Year (Original) | In-Service Month-Year (Expected) | Data Submitter Comments | NERC Response
| 48554 | Planned | TRE | Add Annova LNG | N | Other |  | Portsouth substation | Annova substation | STEC | 17583 | C | 100% | 11 | OH | AC | 121-150 | 138 | 2 | 2 | 569 |  | 2023-09-01 | Needed to connect new large load in area with no transmission for 11miles.
| 3967 | Under Construction | TRE | Leander - Round Rock Transmission Line Addition | N | Reliability | Other | Leander | Round Rock | LCRATSC | 11269 | S | 100% | 13 | OH | AC | 121-150 | 138 | 1 | 1 | 446 |  | 2019-12-01
| 5939 | Planned | TRE | Cooks Point Substation and Transmission Line Addition | N | Reliability | Other | Cooks Point | Lyle Wolz | LCRATSC | 11269 | S | 100% | 16.7 | OH | AC | 121-150 | 138 | 1 | 1 | 440 |  | 2021-05-01
| 4473 | Under Construction | TRE | Zorn to Marion 2nd 345-kV Transmission Line Addition | N | Reliability | Other | Zorn | Marion | LCRATSC | 11269 | S | 100% | 19.95 | OH | AC | 300-399 | 345 | 1 | 2 | 1959 |  | 2019-05-24
| 5940B | Planned | TRE | Mountain Home Substation and Transmission Line Addition | N | Reliability | Other | Mountain Home | Harper | LCRATSC | 11269 | S | 100% | 19 | OH | AC | 121-150 | 138 | 1 | 1 | 223 |  | 2022-12-27
| 45399 | Planned | TRE | Bearkat Loop - Bearkat to Longshore | N | Economics / Congestion | Reliability | Bearkat | Longshore | WETT | 60066 | I | 50% | 27 | OH | AC | 300-399 | 345 | 1 | 1 | 1792 | 2022-03-01 | 2022-03-01
| 7102 | Completed | TRE | Wink - Yukon 138 kV Second Circuit | N | Reliability | Other | Wink | Yukon | ONCOR | 44372 | I | 100% | 36 | OH | AC | 121-150 | 138 | 1 | 2 | 614 |  | 2019-05-01
| 5500 | Under Construction | TRE | Paris - Rivercrest/Tenaska 138 kV Line | N | Reliability | Other | Lamar Blossom | Paris East Tap | ONCOR | 44372 | I | 100% | 17.3 | OH | AC | 121-150 | 138 | 2 | 2 | 214 |  | 2019-12-01
| 7104 | Planned | TRE | Owl Hills - Tunstill POD 138 kV Line | N | Reliability | Other | Owl Hills | Tunstill | ONCOR | 44372 | I | 100% | 18 | OH | AC | 121-150 | 138 | 1 | 1 | 614 |  | 2020-05-01
| 7115 | Planned | TRE | Quarry Field - Kyle Ranch 138 kV Line | N | Reliability | Other | Quarry Field | Kyle Ranch | ONCOR | 44372 | I | 100% | 12 | OH | AC | 121-150 | 138 | 1 | 2 | 614 |  | 2020-05-01
| 7121 | Planned | TRE | Sand Lake Sw. Sta. - Solstice 345 kV Line | N | Reliability | Other | Sand Lake | Solstice | ONCOR | 44372 | I | 50% | 40 | OH | AC | 300-399 | 345 | 2 | 2 | 2988 |  | 2020-12-01
| 5467 | Conceptual | TRE | Nacogdoches Southeast_HertyN 345kV Line | N | Reliability | Other | Nacogdoches Southeast | Herty North | ONCOR | 44372 | I | 100% | 13.4 | OH | AC | 300-399 | 345 | 1 | 2 | 1912 |  | 2021-05-01
| 6304 | Conceptual | TRE | Shamburger North - Shamburger 345 kV Line | N | Reliability | Other | Shamburger North | Shamburger | ONCOR | 44372 | I | 100% | 10 | OH | AC | 300-399 | 345 | 2 | 2 | 1595 |  | 2022-05-01
| 7110 | Planned | TRE | Horseshoe Springs - Owl Hills 138 kV Line | N | Reliability | Other | Horseshoe Springs | Owl Hills | ONCOR | 44372 | I | 100% | 26 | OH | AC | 121-150 | 138 | 1 | 2 | 614 |  | 2019-12-15
| 5445 | Planned | TRE | Riverton-Odessa EHV/Moss 345 kV Line | N | Reliability | Other | Riverton | Odessa EHV | ONCOR | 44372 | I | 100% | 186 | OH | AC | 300-399 | 345 | 1 | 2 | 2988 |  | 2020-12-01
| 5982 | Conceptual | TRE | Relocate existing Shamburger North - Shamburger 138 kV Line | N | Reliability | Other | Shamburger North | Shamburger | ONCOR | 44372 | I | 100% | 10 | OH | AC | 121-150 | 138 | 1 | 2 | 614 |  | 2023-05-01
| 4759 | Planned | TRE | Riverton - Sand Lake 138 kV Line | N | Reliability | Other | Riverton | Sand Lake | ONCOR | 44372 | I | 100% | 25 | OH | AC | 121-150 | 138 | 1 | 2 | 765 |  | 2019-12-01
| 7124 | Planned | TRE | Barr Ranch Tap - Barr Ranch 138 kV line | N | Reliability | Other | Barr Ranch Tap | Barr Ranch | ONCOR | 44372 | I | 100% | 12.4 | OH | AC | 121-150 | 138 | 1 | 1 | 394 |  | 2021-05-01
| 7116 | Planned | TRE | Riverton Sw. Sta.- Kyle Ranch 138 kV Line | N | Reliability | Other | Riverton | Kyle Ranch | ONCOR | 44372 | I | 100% | 15 | OH | AC | 121-150 | 138 | 1 | 2 | 614 |  | 2021-05-01
| 7120 | Planned | TRE | Riverton Sw. Sta. - Sand Lake Sw. Sta. 345 kV Line | N | Reliability | Other | Riverton | Sand Lake | ONCOR | 44372 | I | 100% | 40 | OH | AC | 300-399 | 345 | 1 | 2 | 2988 |  | 2020-11-01
| 6273 | Conceptual | TRE | Eagle Mountain - Saginaw 138 kV DCKT Line | N | Reliability | Other | SAGINAW | HICKS | ONCOR | 44372 | I | 100% | 28 | OH | AC | 121-150 | 138 | 2 | 2 | 765 |  | 2021-05-01
| 4960 | Completed | TRE | Adding Nat Dam to Sales 17 miles 138 kV line | N | Reliability | Other | Sales Ranch | Natural Dam | SHRY | 17008 | I | 100% | 17 | OH | AC | 121-150 | 138 | 1 | 1 | 394 |  | 2019-04-01
| 4538 | Completed | TRE | Add new 138kV line from Tall City to Glass Ranch | N | Reliability | Other | Tall City | Glass Ranch | SHRY | 17008 | I | 100% | 10 | OH | AC | 121-150 | 138 | 1 | 1 | 394 |  | 2019-04-01
| 43367A | Planned | TRE | LP&L Integration Tie Lines | N | Reliability | Other | 345 kV Ogallala | 345 kV Abernathy | SHRY | 17008 | I | 100% | 50.9 | OH | AC | 300-399 | 345 | 1 | 2 | 1912 |  | 2021-06-01
| 43367B | Planned | TRE | LP&L Integration Tie Lines | N | Reliability | Other | 345 kV Abernathy | 345 kV North | SHRY | 17008 | I | 100% | 23.32 | OH | AC | 300-399 | 345 | 1 | 2 | 1912 |  | 2021-06-01
| 43367C | Planned | TRE | LP&L Integration Tie Lines | N | Reliability | Other | 345 kV Abernathy | 345 kV Wadsworth | SHRY | 17008 | I | 100% | 26.2 | OH | AC | 300-399 | 345 | 1 | 2 | 1912 |  | 2021-06-01
| 5834 | Under Construction | TRE | Salt Creek to Cogdell | N | Reliability | Reliability | Salt Creek | Cogdell | BEPC | 2172 | C | 100% | 20 | OH | AC | 121-150 | 138 | 1 | 1 | 388 | 2019-05-01 | 2020-10-01
| 44818D | Under Construction | TRE | Fort Bend to West Columbia 138kV Conversion | N | Reliability | Other | Needville | Damon | CNP | 8901 | I | 100% | 10.8 | OH | AC | 121-150 | 138 | 1 | 1 | 180 |  | 2020-12-01 | Aged infrastructure and hardening
| 6668B | Delayed - Permitting Challenges | TRE | Freeport - Master Plan | N | Reliability | Economics / Congestion | Bailey | Jones Creek | CNP | 8901 | I | 100% | 55.2 | OH | AC | 300-399 | 345 | 2 | 2 | 2987 | 2021-12-31 | 2022-04-30
| 43452C | Under Construction | TRE | Angleton to MONSAN Ckt.04 Upgrades | N | Other |  | Angleton | Liverpool | CNP | 8901 | I | 100% | 10.54 | OH | AC | 121-150 | 138 | 1 | 2 | 339 |  | 2020-05-01 | Aged infrastructure and address line clearance
| 5206 | Planned | TRE | Brackettville to Escondido: Construct 138 kV line | N | Reliability | Economics / Congestion | Brackettville | Escondido | AEP | 3278 | I | 100% | 45 | OH | AC | 121-150 | 138 | 1 | 1 | 2040 |  | 2019-10-01
| 5539 | Planned | TRE | Solstice to Bakersfield: Build 345 kV line | N | Reliability | Reliability | Solstice | Bakersfield | AEP | 3278 | I | 50% | 136 | OH | AC | 300-399 | 345 | 1 | 2 | 3640 |  | 2020-12-01
| 5965 | Planned | TRE | Benjamin Tap to Katz (BEC): Build new 138 kV line | N | Reliability | Reliability | Benjamin Tap | Katz (BEC) | AEP | 3278 | I | 50% | 17.7 | OH | AC | 121-150 | 138 | 1 | 1 | 388 |  | 2020-05-01
| 5167 | Planned | TRE | Borglum to Tuleta: Build new double circuit 138/69 kV line | N | Reliability | Reliability | Borglum | Tuleta | AEP | 3278 | I | 100% | 23.5 | OH | AC | 121-150 | 138 | 2 | 2 | 2040 |  | 2021-11-01
| 6683 | Planned | TRE | Del Sol-Cabezon: Create Permanent Interconnection for Rio Br | N | Variable/Renewable Integration | Variable/Renewable Integration | Del Sol | Cabezon | ETT | 3278 | I | 100% | 26.5 | OH | AC | 300-399 | 345 | 1 | 2 | 0.69433 |  | 2020-12-01

## Form E
TRANSFORMER PROJECT INFORMATION
NERC Project ID | Project ID | Project Status | Region | Project Name | Voltage - Low-Side (kV) | Voltage - High-Side (kV) | In-Service Month - Year (Original) | In-Service Month - Year (Expected) | Data Submitter Comments | NERC Response |  | Project Status
| 5218A | Planned | TRE | San Miguel 345/138 kV autotransformer replacements | 138 | 345 |  | 2020-03-01 |  |  | Under Construction
| 3894 | Under Construction | TRE | Fowlerton 345 station and 345/138 autotransformer | 138 | 345 |  | 2019-10-01 |  |  | Planned
| 5218B | Planned | TRE | San Miguel 345/138 kV autotransformer replacements | 138 | 345 |  | 2020-07-01 |  |  | Conceptual
| 3298 | Under Construction | TRE | Skyline - Install a Fourth 345kV Autotransformer. | 138 | 345 |  | 2020-06-01 | Install one 600 MVA autotransformer at Skyline switchyard. |  | Completed (Provide Actual In-Service Date as Comment)
| 5946 | Planned | TRE | Winchester Autotransformer Additions | 138 | 345 |  | 2020-07-08 |  |  | Delayed (Comment Required)
| 4844 | Completed (Provide Actual In-Service Date as Comment) | TRE | 2nd Marion Autotransformer | 138 | 345 |  | 2019-05-24 | This project was energized last week (5/24/2019) |  | Cancelled (Comment Required)
| 7092 | Completed (Provide Actual In-Service Date as Comment) | TRE | Moss Sw. Sta. 345/138 kV Autotransformer #2 | 138 | 345 |  | 2019-06-01 | Install a second 600 MVA, 345/138 kV autotransformer in an existing Switching Station
| 5440 | Conceptual | TRE | Riverton 345 kV Switching Station | 138 | 345 |  | 2020-11-01 | Install 2 new 600 MVA, 345/138 kV autotransformers in a new 345/138 kV Switching Station
| 7119 | Conceptual | TRE | Sand Lake 345 kV Sw. Sta. | 138 | 345 |  | 2020-11-01 | Install 2 new 600 MVA, 345/138 kV autotransformers in a new 345/138 kV Switching Station
| 5522 | Conceptual | TRE | Lake Hubbard 345/138 kV Switching Station | 138 | 345 |  | 2021-05-01 | Install a new 600 MVA, 345/138 kV autotransformer in a new 345 kV Switching Station
| 6273 | Conceptual | TRE | Saginaw 345/138 kV autotransformer | 138 | 345 |  | 2021-05-01 | Install a new 600 MVA, 345/138 kV autotransformer in an existing Switching Station
| 5466 | Conceptual | TRE | Herty North Sw. Sta. 345/138 kV Autotransformer | 138 | 345 |  | 2021-05-01 | Install a new 600 MVA, 345/138 kV autotransformer in a new 345 kV Switching Station
| 11TPIT0034 | Conceptual | TRE | Sargent Road 345/138 kV autotransformer | 138 | 345 |  | 2021-05-01 | Install a second 600 MVA, 345/138 kV autotransformer in an existing Switching Station
| 5981 | Conceptual | TRE | Shamburger North 345/138 kV Sw. Sta. | 138 | 345 |  | 2023-05-01 | Install a new 600 MVA, 345/138 kV autotransformer in a new Switching Station
| 5624 | Conceptual | TRE | Killeen Sw. Sta. 345/138 kV Autotransformer Replacement | 138 | 345 |  | 2021-05-01 | Replace existing 448 MVA, 345/138 kV autotransformer with one 600 MVA autotransformer
| 5524 | Conceptual | TRE | Royse South 345/138 kV Switching Station | 138 | 345 |  | 2021-05-01 | Install a new 600 MVA, 345/138 kV autotransformer in a new Switching Station
| 12TPIT0080 | Conceptual | TRE | Forney Sw. Sta. Second 600 MVA, 345/138 kV Autotransformer | 138 | 345 |  | 2021-05-01 | Install a second 600 MVA, 345/138 kV autotransformer in an existing Switching Station
| 4829 | Conceptual | TRE | Hutto Sw. Sta. second 345/138 kV autotransformer | 138 | 345 |  | 2020-12-15 | Install a second 600 MVA, 345/138 kV autotransformer in an existing Switching Station
| 4804 | Conceptual | TRE | Wichita Falls South 345/138 kV autotransformer | 138 | 345 |  | 2022-05-01 | Install a new 600 MVA, 345/138 kV autotransformer in a new Switching Station
| 17TPIT0031 | Conceptual | TRE | Elkton 345/138 kV autotransformer | 138 | 345 |  | 2024-05-01 | Replace existing 450 MVA, 345/138 kV autotransformer with one 600 MVA autotransformer
| 6673F | Delayed (Comment Required) | TRE | Freeport - Bridge the Gap | 138 | 345 | 2019-12-01 | 2020-02-01 | Delay in project schedule
| 6874 | Planned | TRE | BenDavisAuto1Upgraded | 138 | 345 |  | 2020-12-01
| 4490 | Delayed (Comment Required) | TRE | LaPalma: Add 2nd 345/138 kV autotransformer | 138 | 345 | TBD LNG, load at Brownsville will now drive the need. Best estimate 10-2023 | 2023-09-01
| 6101 | Completed (Provide Actual In-Service Date as Comment) | TRE | Lon Hill: Replace 345/138 kV autotransformers | 138 | 345 |  | 2019-04-01 | 2019-04-01
| 5530 | Planned | TRE | Solstice: Build 345 kV station | 138 | 345 |  | 2020-12-01
| 5604 | Planned | TRE | Stewart Road: Construct 345 kV cut-in | 138 | 345 |  | 2020-10-01

## Summary Tables
DEMAND / DEMAND-SIDE MANAGEMENT | Unit | 2019 (S) | 2020 (S) | 2021 (S) | 2022 (S) | 2023 (S) | 2024 (S) | 2025 (S) | 2026 (S) | 2027 (S) | 2028 (S) | 2029 (S) | 2019-20 (W) | 2020-21 (W) | 2021-22 (W) | 2022-23 (W) | 2023-24 (W) | 2024-25 (W) | 2025-26 (W) | 2026-27 (W) | 2027-28 (W) | 2028-29 (W) | 2029-30 (W)
Energy Efficiency and Conservation | MW | 1343.2165 | 1763.6799 | 2064.6831 | 2284.9232 | 2592.0334 | 2821.1604 | 3137.8329 | 3376.1728 | 3703.9162 | 3921.8884 | 4230.1695 | 1343.2165 | 1763.6799 | 2064.6831 | 2284.9232 | 2592.0334 | 2821.1604 | 3137.8329 | 3376.1728 | 3703.9162 | 3921.8884 | 4230.1695
Total Installed Photovoltaic | MW | 603.0776 | 885.754 | 1250.5724 | 1681.4611 | 2140.6861 | 2579.6709 | 2957.5835 | 3254.376 | 3470.8726 | 3620.331 | 3719.5865 | 594.4878 | 862.1977 | 1220.1709 | 1645.5537 | 2102.4173 | 2543.0888 | 2926.0908 | 3229.6433 | 3452.8312 | 3607.8761 | 3711.3152
Photovoltaic On-Peak | MW | 205.0464 | 301.1564 | 425.1946 | 571.6968 | 727.8333 | 877.0881 | 1005.5784 | 1106.4878 | 1180.0967 | 1230.9125 | 1264.6594 | 49.3425 | 71.5624 | 101.2742 | 136.581 | 174.5006 | 211.0764 | 242.8655 | 268.0604 | 286.585 | 299.4537 | 308.0392
Total Internal Demand | MW | 74853.2073 | 76845.4656 | 78823.7416 | 80589.5979 | 82506.3718 | 84121.46 | 85732.0628 | 87345.3083 | 88912.6439 | 90425.6994 | 91914.1789 | 61149.762 | 62782.2869 | 64448.5253 | 66101.9584 | 67895.605 | 69406.808 | 70949.1549 | 72476.6045 | 73951.4911 | 75394.4419 | 76865.5477
Controllable and Dispatchable Demand Response - Available | MW | 2272.7937 | 2251.4406 | 2230.6512 | 2230.6512 | 2230.6512 | 2230.6512 | 2230.6512 | 2230.6512 | 2230.6512 | 2230.6512 | 2230.6512 | 2685.4358 | 2733.4494 | 2783.8584 | 2783.8584 | 2783.8584 | 2783.8584 | 2783.8584 | 2783.8584 | 2783.8584 | 2783.8584 | 2783.8584
Net Internal Demand | MW | 72580.4136 | 74594.025 | 76593.0904 | 78358.9467 | 80275.7207 | 81890.8088 | 83501.4116 | 85114.6571 | 86681.9928 | 88195.0482 | 89683.5277 | 58464.3262 | 60048.8375 | 61664.6669 | 63318.1 | 65111.7466 | 66622.9496 | 68165.2965 | 69692.7461 | 71167.6327 | 72610.5835 | 74081.6893
CAPACITY | Unit | 2019 (S) | 2020 (S) | 2021 (S) | 2022 (S) | 2023 (S) | 2024 (S) | 2025 (S) | 2026 (S) | 2027 (S) | 2028 (S) | 2029 (S) | 2019-20 (W) | 2020-21 (W) | 2021-22 (W) | 2022-23 (W) | 2023-24 (W) | 2024-25 (W) | 2025-26 (W) | 2026-27 (W) | 2027-28 (W) | 2028-29 (W) | 2029-30 (W)
Behind the Meter Generation - Capacity | MW | 3436.9495 | 3477.9495 | 3397.9495 | 3377.9495 | 3377.9495 | 3122.9495 | 3122.9495 | 3122.9495 | 3122.9495 | 3122.9495 | 3122.9495 | 3964.6289 | 3884.6289 | 3864.6289 | 3864.6289 | 3609.6289 | 3609.6289 | 3609.6289 | 3609.6289 | 3609.6289 | 3609.6289 | 3609.6289
Other Capacity Adjustments - Additions | MW | 0 | 0 | 0 | 0 | 0 | 0 | 0 | 0 | 0 | 0 | 0 | 0 | 0 | 0 | 0 | 0 | 0 | 0 | 0 | 0 | 0 | 0
Other Capacity Adjustments - Reductions | MW | 0 | 0 | 0 | 0 | 0 | 0 | 0 | 0 | 0 | 0 | 0 | 0 | 0 | 0 | 0 | 0 | 0 | 0 | 0 | 0 | 0 | 0
Confirmed Retirements | MW | 4.8 | 844.8 | 1314.8 | 1314.8 | 1314.8 | 1314.8 | 1314.8 | 1314.8 | 1314.8 | 1314.8 | 1314.8 | 844.8 | 1314.8 | 1314.8 | 1314.8 | 1314.8 | 1314.8 | 1314.8 | 1314.8 | 1314.8 | 1314.8 | 1314.8
Unconfirmed Retirements | MW | 0 | 0 | 965 | 1385 | 1752 | 1752 | 1752 | 1752 | 1752 | 1752 | 1752 | 0 | 650 | 970 | 1398 | 1765 | 1765 | 1765 | 1765 | 1765 | 1765 | 1765
Scheduled Outages | MW | 0 | 0 | 0 | 0 | 0 | 0 | 0 | 0 | 0 | 0 | 0 | 552 | 2829 | 395 | 395 | 0 | 0 | 0 | 0 | 0 | 0 | 0
Transmission Limitations | MW | 0 | 0 | 0 | 0 | 0 | 0 | 0 | 0 | 0 | 0 | 0 | 0 | 0 | 0 | 0 | 0 | 0 | 0 | 0 | 0 | 0 | 0
Existing-Certain | MW | 77434.0025 | 77552.0075 | 77857.4375 | 77719.4375 | 77719.4375 | 77464.4375 | 77464.4375 | 77464.4375 | 77464.4375 | 77464.4375 | 77464.4375 | 80131.8349 | 77866.4749 | 80680.9749 | 80680.9749 | 80820.9749 | 80820.9749 | 80820.9749 | 80820.9749 | 80820.9749 | 80820.9749 | 80820.9749
Existing-Other | MW | 0 | 0 | 0 | 118 | 118 | 118 | 118 | 118 | 118 | 118 | 118 | 509 | 509 | 509 | 509 | 509 | 509 | 509 | 509 | 509 | 509 | 509
Additions - Tier 1 | MW | 611.777 | 4628.4551 | 10545.6602 | 10777.6632 | 10777.6632 | 10777.6632 | 10777.6632 | 10777.6632 | 10777.6632 | 10777.6632 | 10777.6632 | 1190.819 | 3927.5232 | 6254.4492 | 6314.9492 | 6314.9492 | 6314.9492 | 6314.9492 | 6314.9492 | 6314.9492 | 6314.9492 | 6314.9492
Additions - Tier 2 | MW | 0 | 5466.783 | 21115.2286 | 27231.652 | 27971.652 | 27971.652 | 27971.652 | 27971.652 | 27971.652 | 27971.652 | 27971.652 | 0 | 4796.1018 | 10142.598 | 11273.2236 | 11393.2236 | 11393.2236 | 11393.2236 | 11393.2236 | 11393.2236 | 11393.2236 | 11393.2236
Additions - Tier 3 | MW | 0 | 912.372 | 12509.4704 | 22017.3022 | 23031.1022 | 23031.1022 | 23031.1022 | 23031.1022 | 23031.1022 | 23031.1022 | 23031.1022 | 0 | 1170.357 | 4841.5452 | 6990.4616 | 7088.8616 | 7088.8616 | 7088.8616 | 7088.8616 | 7088.8616 | 7088.8616 | 7088.8616
CAPACITY TRANSFERS | Unit | 2019 (S) | 2020 (S) | 2021 (S) | 2022 (S) | 2023 (S) | 2024 (S) | 2025 (S) | 2026 (S) | 2027 (S) | 2028 (S) | 2029 (S) | 2019-20 (W) | 2020-21 (W) | 2021-22 (W) | 2022-23 (W) | 2023-24 (W) | 2024-25 (W) | 2025-26 (W) | 2026-27 (W) | 2027-28 (W) | 2028-29 (W) | 2029-30 (W)
Firm Imports | MW | 50 | 50 | 50 | 50 | 50 | 50 | 50 | 50 | 50 | 50 | 50 | 50 | 50 | 50 | 50 | 50 | 50 | 50 | 50 | 50 | 50 | 50
Firm Exports | MW | 0 | 0 | 0 | 0 | 0 | 0 | 0 | 0 | 0 | 0 | 0 | 0 | 0 | 0 | 0 | 0 | 0 | 0 | 0 | 0 | 0 | 0
Net Firm Capacity Transfers | MW | 50 | 50 | 50 | 50 | 50 | 50 | 50 | 50 | 50 | 50 | 50 | 50 | 50 | 50 | 50 | 50 | 50 | 50 | 50 | 50 | 50 | 50
Expected Imports | MW | 833 | 833 | 833 | 833 | 833 | 833 | 833 | 833 | 833 | 833 | 833 | 793 | 793 | 793 | 793 | 793 | 793 | 793 | 793 | 793 | 793 | 793
Expected Exports | MW | 0 | 0 | 0 | 0 | 0 | 0 | 0 | 0 | 0 | 0 | 0 | 0 | 0 | 0 | 0 | 0 | 0 | 0 | 0 | 0 | 0 | 0
Net Expected Transfers | MW | 833 | 833 | 833 | 833 | 833 | 833 | 833 | 833 | 833 | 833 | 833 | 793 | 793 | 793 | 793 | 793 | 793 | 793 | 793 | 793 | 793 | 793
RESOURCE CATEGORIES | Unit | 2019 (S) | 2020 (S) | 2021 (S) | 2022 (S) | 2023 (S) | 2024 (S) | 2025 (S) | 2026 (S) | 2027 (S) | 2028 (S) | 2029 (S) | 2019-20 (W) | 2020-21 (W) | 2021-22 (W) | 2022-23 (W) | 2023-24 (W) | 2024-25 (W) | 2025-26 (W) | 2026-27 (W) | 2027-28 (W) | 2028-29 (W) | 2029-30 (W)
Existing-Certain & Net Firm Transfers | MW | 77484.0025 | 77602.0075 | 77907.4375 | 77769.4375 | 77769.4375 | 77514.4375 | 77514.4375 | 77514.4375 | 77514.4375 | 77514.4375 | 77514.4375 | 80181.8349 | 77916.4749 | 80730.9749 | 80730.9749 | 80870.9749 | 80870.9749 | 80870.9749 | 80870.9749 | 80870.9749 | 80870.9749 | 80870.9749
Anticipated Resources | MW | 78095.7795 | 82230.4626 | 88453.0977 | 88547.1007 | 88547.1007 | 88292.1007 | 88292.1007 | 88292.1007 | 88292.1007 | 88292.1007 | 88292.1007 | 81372.6539 | 81843.9981 | 86985.4241 | 87045.9241 | 87185.9241 | 87185.9241 | 87185.9241 | 87185.9241 | 87185.9241 | 87185.9241 | 87185.9241
Prospective Resources | MW | 78928.7795 | 88530.2456 | 109436.3263 | 115344.7527 | 115717.7527 | 115462.7527 | 115462.7527 | 115462.7527 | 115462.7527 | 115462.7527 | 115462.7527 | 82674.6539 | 87292.0999 | 97460.0221 | 98223.1477 | 98116.1477 | 98116.1477 | 98116.1477 | 98116.1477 | 98116.1477 | 98116.1477 | 98116.1477
REFERENCE MARGIN LEVEL EXCESS/SHORTFALL | Unit | 2019 (S) | 2020 (S) | 2021 (S) | 2022 (S) | 2023 (S) | 2024 (S) | 2025 (S) | 2026 (S) | 2027 (S) | 2028 (S) | 2029 (S) | 2019-20 (W) | 2020-21 (W) | 2021-22 (W) | 2022-23 (W) | 2023-24 (W) | 2024-25 (W) | 2025-26 (W) | 2026-27 (W) | 2027-28 (W) | 2028-29 (W) | 2029-30 (W)
Existing-Certain and Net Firm Transfers Excess/Shortfall | MW | -5076.218 | -7248.696 | -9217.2029 | -11363.8644 | -13544.1948 | -15636.3575 | -17468.4182 | -19303.4849 | -21086.3293 | -22807.4299 | -24500.5753 | 13678.6639 | 9610.9223 | 10587.4163 | 8706.6362 | 6806.3631 | 5087.3697 | 3332.9501 | 1595.4762 | -82.2073 | -1723.5638 | -3396.9467
Anticipated Excess/Shortfall | MW | -4464.441 | -2620.2409 | 1328.4573 | -586.2012 | -2766.5316 | -4858.6943 | -6690.755 | -8525.8217 | -10308.6661 | -12029.7667 | -13722.9121 | 14869.4829 | 13538.4455 | 16841.8655 | 15021.5854 | 13121.3123 | 11402.3189 | 9647.8993 | 7910.4254 | 6232.7419 | 4591.3854 | 2918.0025
Prospective Excess/Shortfall | MW | -3631.441 | 3679.5421 | 22311.6859 | 26211.4508 | 24404.1204 | 22311.9577 | 20479.897 | 18644.8303 | 16861.9859 | 15140.8853 | 13447.7399 | 16171.4829 | 18986.5473 | 27316.4635 | 26198.809 | 24051.5359 | 22332.5425 | 20578.1229 | 18840.649 | 17162.9655 | 15521.609 | 13848.2261
PLANNING RESERVE MARGINS | Unit | 2019 (S) | 2020 (S) | 2021 (S) | 2022 (S) | 2023 (S) | 2024 (S) | 2025 (S) | 2026 (S) | 2027 (S) | 2028 (S) | 2029 (S) | 2019-20 (W) | 2020-21 (W) | 2021-22 (W) | 2022-23 (W) | 2023-24 (W) | 2024-25 (W) | 2025-26 (W) | 2026-27 (W) | 2027-28 (W) | 2028-29 (W) | 2029-30 (W)
Existing-Certain and Net Firm Transfers Reserve Margin | % | 6.756% | 4.032% | 1.716% | -0.7523% | -3.122% | -5.344% | -7.17% | -8.929% | -10.58% | -12.11% | -13.57% | 37.15% | 29.76% | 30.92% | 27.5% | 24.2% | 21.39% | 18.64% | 16.04% | 13.63% | 11.38% | 9.165%
Anticipated Reserve Margin | % | 7.599% | 10.24% | 15.48% | 13% | 10.3% | 7.817% | 5.737% | 3.733% | 1.857% | 0.11% | -1.551% | 39.18% | 36.3% | 41.06% | 37.47% | 33.9% | 30.86% | 27.9% | 25.1% | 22.51% | 20.07% | 17.69%
Prospective Reserve Margin | % | 8.747% | 18.68% | 42.88% | 47.2% | 44.15% | 41% | 38.28% | 35.66% | 33.2% | 30.92% | 28.74% | 41.41% | 45.37% | 58.05% | 55.13% | 50.69% | 47.27% | 43.94% | 40.78% | 37.87% | 35.13% | 32.44%
NERC REFERENCE MARGIN LEVEL | Unit | 2019 (S) | 2020 (S) | 2021 (S) | 2022 (S) | 2023 (S) | 2024 (S) | 2025 (S) | 2026 (S) | 2027 (S) | 2028 (S) | 2029 (S) | 2019-20 (W) | 2020-21 (W) | 2021-22 (W) | 2022-23 (W) | 2023-24 (W) | 2024-25 (W) | 2025-26 (W) | 2026-27 (W) | 2027-28 (W) | 2028-29 (W) | 2029-30 (W)
Reference Margin Level | Fraction | 0.1375 | 0.1375 | 0.1375 | 0.1375 | 0.1375 | 0.1375 | 0.1375 | 0.1375 | 0.1375 | 0.1375 | 0.1375 | 0.1375 | 0.1375 | 0.1375 | 0.1375 | 0.1375 | 0.1375 | 0.1375 | 0.1375 | 0.1375 | 0.1375 | 0.1375
FUEL TYPE CAPACITIES (Existing and Tier 1 CERTAIN) | Unit | 2019 (S) | 2020 (S) | 2021 (S) | 2022 (S) | 2023 (S) | 2024 (S) | 2025 (S) | 2026 (S) | 2027 (S) | 2028 (S) | 2029 (S) | 2019-20 (W) | 2020-21 (W) | 2021-22 (W) | 2022-23 (W) | 2023-24 (W) | 2024-25 (W) | 2025-26 (W) | 2026-27 (W) | 2027-28 (W) | 2028-29 (W) | 2029-30 (W)
Coal | MW | 14225 | 14225 | 14225 | 14225 | 14225 | 14225 | 14225 | 14225 | 14225 | 14225 | 14225 | 14297 | 14297 | 14297 | 14297 | 14297 | 14297 | 14297 | 14297 | 14297 | 14297 | 14297
Petroleum | MW | 0 | 0 | 0 | 0 | 0 | 0 | 0 | 0 | 0 | 0 | 0 | 0 | 0 | 0 | 0 | 0 | 0 | 0 | 0 | 0 | 0 | 0
Natural Gas and Other Gases | MW | 48339.61 | 48530.61 | 50633.51 | 50633.51 | 50633.51 | 50633.51 | 50633.51 | 50633.51 | 50633.51 | 50633.51 | 50633.51 | 51667.3 | 51770.3 | 53881.7 | 53881.7 | 53881.7 | 53881.7 | 53881.7 | 53881.7 | 53881.7 | 53881.7 | 53881.7
Biomass | MW | 185.9 | 185.9 | 185.9 | 185.9 | 185.9 | 185.9 | 185.9 | 185.9 | 185.9 | 185.9 | 185.9 | 185.9 | 185.9 | 185.9 | 185.9 | 185.9 | 185.9 | 185.9 | 185.9 | 185.9 | 185.9 | 185.9
Solar | MW | 1416.656 | 3949.1284 | 6884.96 | 7071.588 | 7071.588 | 7071.588 | 7071.588 | 7071.588 | 7071.588 | 7071.588 | 7071.588 | 288.624 | 745.308 | 1146.744 | 1146.744 | 1146.744 | 1146.744 | 1146.744 | 1146.744 | 1146.744 | 1146.744 | 1146.744
Wind | MW | 4901.686 | 6271.8967 | 7535.8002 | 7581.1752 | 7581.1752 | 7581.1752 | 7581.1752 | 7581.1752 | 7581.1752 | 7581.1752 | 7581.1752 | 5874.789 | 8143.4492 | 8358.0392 | 8418.5392 | 8418.5392 | 8418.5392 | 8418.5392 | 8418.5392 | 8418.5392 | 8418.5392 | 8418.5392
Geothermal | MW | 0 | 0 | 0 | 0 | 0 | 0 | 0 | 0 | 0 | 0 | 0 | 0 | 0 | 0 | 0 | 0 | 0 | 0 | 0 | 0 | 0 | 0
Conventional Hydro | MW | 461.978 | 461.978 | 461.978 | 461.978 | 461.978 | 461.978 | 461.978 | 461.978 | 461.978 | 461.978 | 461.978 | 456.412 | 456.412 | 456.412 | 456.412 | 456.412 | 456.412 | 456.412 | 456.412 | 456.412 | 456.412 | 456.412
Run of River Hydro | MW | 0 | 0 | 0 | 0 | 0 | 0 | 0 | 0 | 0 | 0 | 0 | 0 | 0 | 0 | 0 | 0 | 0 | 0 | 0 | 0 | 0 | 0
Pumped Storage | MW | 0 | 0 | 0 | 0 | 0 | 0 | 0 | 0 | 0 | 0 | 0 | 0 | 0 | 0 | 0 | 0 | 0 | 0 | 0 | 0 | 0 | 0
Nuclear | MW | 4960 | 4960 | 4960 | 4960 | 4960 | 4960 | 4960 | 4960 | 4960 | 4960 | 4960 | 5140 | 5140 | 5140 | 5140 | 5140 | 5140 | 5140 | 5140 | 5140 | 5140 | 5140
Other | MW | 0 | 0 | 0 | 0 | 0 | 0 | 0 | 0 | 0 | 0 | 0 | 0 | 0 | 0 | 0 | 0 | 0 | 0 | 0 | 0 | 0 | 0
Unknown | MW | 0 | 0 | 0 | 0 | 0 | 0 | 0 | 0 | 0 | 0 | 0 | 0 | 0 | 0 | 0 | 0 | 0 | 0 | 0 | 0 | 0 | 0
FUEL TYPE CAPACITIES (Tier 2 CERTAIN) | Unit | 2019 (S) | 2020 (S) | 2021 (S) | 2022 (S) | 2023 (S) | 2024 (S) | 2025 (S) | 2026 (S) | 2027 (S) | 2028 (S) | 2029 (S) | 2019-20 (W) | 2020-21 (W) | 2021-22 (W) | 2022-23 (W) | 2023-24 (W) | 2024-25 (W) | 2025-26 (W) | 2026-27 (W) | 2027-28 (W) | 2028-29 (W) | 2029-30 (W)
Coal | MW | 0 | 0 | 0 | 0 | 0 | 0 | 0 | 0 | 0 | 0 | 0 | 0 | 0 | 0 | 0 | 0 | 0 | 0 | 0 | 0 | 0 | 0
Petroleum | MW | 0 | 0 | 0 | 0 | 0 | 0 | 0 | 0 | 0 | 0 | 0 | 0 | 0 | 0 | 0 | 0 | 0 | 0 | 0 | 0 | 0 | 0
Natural Gas and Other Gases | MW | 0 | 0 | 0 | 0 | 0 | 0 | 0 | 0 | 0 | 0 | 0 | 0 | 0 | 0 | 0 | 0 | 0 | 0 | 0 | 0 | 0 | 0
Biomass | MW | 0 | 0 | 0 | 0 | 0 | 0 | 0 | 0 | 0 | 0 | 0 | 0 | 0 | 0 | 0 | 0 | 0 | 0 | 0 | 0 | 0 | 0
Solar | MW | 0 | 0 | 0 | 0 | 0 | 0 | 0 | 0 | 0 | 0 | 0 | 0 | 0 | 0 | 0 | 0 | 0 | 0 | 0 | 0 | 0 | 0
Wind | MW | 0 | 0 | 0 | 0 | 0 | 0 | 0 | 0 | 0 | 0 | 0 | 0 | 0 | 0 | 0 | 0 | 0 | 0 | 0 | 0 | 0 | 0
Geothermal | MW | 0 | 0 | 0 | 0 | 0 | 0 | 0 | 0 | 0 | 0 | 0 | 0 | 0 | 0 | 0 | 0 | 0 | 0 | 0 | 0 | 0 | 0
Conventional Hydro | MW | 0 | 0 | 0 | 0 | 0 | 0 | 0 | 0 | 0 | 0 | 0 | 0 | 0 | 0 | 0 | 0 | 0 | 0 | 0 | 0 | 0 | 0
Run of River Hydro | MW | 0 | 0 | 0 | 0 | 0 | 0 | 0 | 0 | 0 | 0 | 0 | 0 | 0 | 0 | 0 | 0 | 0 | 0 | 0 | 0 | 0 | 0
Pumped Storage | MW | 0 | 0 | 0 | 0 | 0 | 0 | 0 | 0 | 0 | 0 | 0 | 0 | 0 | 0 | 0 | 0 | 0 | 0 | 0 | 0 | 0 | 0
Nuclear | MW | 0 | 0 | 0 | 0 | 0 | 0 | 0 | 0 | 0 | 0 | 0 | 0 | 0 | 0 | 0 | 0 | 0 | 0 | 0 | 0 | 0 | 0
Other | MW | 0 | 0 | 0 | 0 | 0 | 0 | 0 | 0 | 0 | 0 | 0 | 0 | 0 | 0 | 0 | 0 | 0 | 0 | 0 | 0 | 0 | 0
Unknown | MW | 0 | 0 | 0 | 0 | 0 | 0 | 0 | 0 | 0 | 0 | 0 | 0 | 0 | 0 | 0 | 0 | 0 | 0 | 0 | 0 | 0 | 0
FUEL TYPE CAPACITIES (Tier 3 CERTAIN) | Unit | 2019 (S) | 2020 (S) | 2021 (S) | 2022 (S) | 2023 (S) | 2024 (S) | 2025 (S) | 2026 (S) | 2027 (S) | 2028 (S) | 2029 (S) | 2019-20 (W) | 2020-21 (W) | 2021-22 (W) | 2022-23 (W) | 2023-24 (W) | 2024-25 (W) | 2025-26 (W) | 2026-27 (W) | 2027-28 (W) | 2028-29 (W) | 2029-30 (W)
Coal | MW | 0 | 0 | 0 | 0 | 0 | 0 | 0 | 0 | 0 | 0 | 0 | 0 | 0 | 0 | 0 | 0 | 0 | 0 | 0 | 0 | 0 | 0
Petroleum | MW | 0 | 0 | 0 | 0 | 0 | 0 | 0 | 0 | 0 | 0 | 0 | 0 | 0 | 0 | 0 | 0 | 0 | 0 | 0 | 0 | 0 | 0
Natural Gas and Other Gases | MW | 0 | 0 | 0 | 0 | 0 | 0 | 0 | 0 | 0 | 0 | 0 | 0 | 0 | 0 | 0 | 0 | 0 | 0 | 0 | 0 | 0 | 0
Biomass | MW | 0 | 0 | 0 | 0 | 0 | 0 | 0 | 0 | 0 | 0 | 0 | 0 | 0 | 0 | 0 | 0 | 0 | 0 | 0 | 0 | 0 | 0
Solar | MW | 0 | 0 | 0 | 0 | 0 | 0 | 0 | 0 | 0 | 0 | 0 | 0 | 0 | 0 | 0 | 0 | 0 | 0 | 0 | 0 | 0 | 0
Wind | MW | 0 | 0 | 0 | 0 | 0 | 0 | 0 | 0 | 0 | 0 | 0 | 0 | 0 | 0 | 0 | 0 | 0 | 0 | 0 | 0 | 0 | 0
Geothermal | MW | 0 | 0 | 0 | 0 | 0 | 0 | 0 | 0 | 0 | 0 | 0 | 0 | 0 | 0 | 0 | 0 | 0 | 0 | 0 | 0 | 0 | 0
Conventional Hydro | MW | 0 | 0 | 0 | 0 | 0 | 0 | 0 | 0 | 0 | 0 | 0 | 0 | 0 | 0 | 0 | 0 | 0 | 0 | 0 | 0 | 0 | 0
Run of River Hydro | MW | 0 | 0 | 0 | 0 | 0 | 0 | 0 | 0 | 0 | 0 | 0 | 0 | 0 | 0 | 0 | 0 | 0 | 0 | 0 | 0 | 0 | 0
Pumped Storage | MW | 0 | 0 | 0 | 0 | 0 | 0 | 0 | 0 | 0 | 0 | 0 | 0 | 0 | 0 | 0 | 0 | 0 | 0 | 0 | 0 | 0 | 0
Nuclear | MW | 0 | 0 | 0 | 0 | 0 | 0 | 0 | 0 | 0 | 0 | 0 | 0 | 0 | 0 | 0 | 0 | 0 | 0 | 0 | 0 | 0 | 0
Other | MW | 0 | 0 | 0 | 0 | 0 | 0 | 0 | 0 | 0 | 0 | 0 | 0 | 0 | 0 | 0 | 0 | 0 | 0 | 0 | 0 | 0 | 0
Unknown | MW | 0 | 0 | 0 | 0 | 0 | 0 | 0 | 0 | 0 | 0 | 0 | 0 | 0 | 0 | 0 | 0 | 0 | 0 | 0 | 0 | 0 | 0
FUEL TYPE CAPACITIES (Existing CERTAIN) | Unit | 2019 (S) | 2020 (S) | 2021 (S) | 2022 (S) | 2023 (S) | 2024 (S) | 2025 (S) | 2026 (S) | 2027 (S) | 2028 (S) | 2029 (S) | 2019-20 (W) | 2020-21 (W) | 2021-22 (W) | 2022-23 (W) | 2023-24 (W) | 2024-25 (W) | 2025-26 (W) | 2026-27 (W) | 2027-28 (W) | 2028-29 (W) | 2029-30 (W)
Coal | MW | 14225 | 14225 | 14225 | 14225 | 14225 | 14225 | 14225 | 14225 | 14225 | 14225 | 14225 | 14297 | 14297 | 14297 | 14297 | 14297 | 14297 | 14297 | 14297 | 14297 | 14297 | 14297
Petroleum | MW | 0 | 0 | 0 | 0 | 0 | 0 | 0 | 0 | 0 | 0 | 0 | 0 | 0 | 0 | 0 | 0 | 0 | 0 | 0 | 0 | 0 | 0
Natural Gas and Other Gases | MW | 48138.61 | 48229.61 | 48621.61 | 48621.61 | 48621.61 | 48621.61 | 48621.61 | 48621.61 | 48621.61 | 48621.61 | 48621.61 | 51360.3 | 51463.3 | 51863.8 | 51863.8 | 51863.8 | 51863.8 | 51863.8 | 51863.8 | 51863.8 | 51863.8 | 51863.8
Biomass | MW | 185.9 | 185.9 | 185.9 | 185.9 | 185.9 | 185.9 | 185.9 | 185.9 | 185.9 | 185.9 | 185.9 | 185.9 | 185.9 | 185.9 | 185.9 | 185.9 | 185.9 | 185.9 | 185.9 | 185.9 | 185.9 | 185.9
Solar | MW | 1376.992 | 1376.992 | 1376.992 | 1376.992 | 1376.992 | 1376.992 | 1376.992 | 1376.992 | 1376.992 | 1376.992 | 1376.992 | 223.296 | 223.296 | 223.296 | 223.296 | 223.296 | 223.296 | 223.296 | 223.296 | 223.296 | 223.296 | 223.296
Wind | MW | 4530.573 | 4516.578 | 4510.008 | 4510.008 | 4510.008 | 4510.008 | 4510.008 | 4510.008 | 4510.008 | 4510.008 | 4510.008 | 5056.298 | 5044.938 | 5044.938 | 5044.938 | 5044.938 | 5044.938 | 5044.938 | 5044.938 | 5044.938 | 5044.938 | 5044.938
Geothermal | MW | 0 | 0 | 0 | 0 | 0 | 0 | 0 | 0 | 0 | 0 | 0 | 0 | 0 | 0 | 0 | 0 | 0 | 0 | 0 | 0 | 0 | 0
Conventional Hydro | MW | 461.978 | 461.978 | 461.978 | 461.978 | 461.978 | 461.978 | 461.978 | 461.978 | 461.978 | 461.978 | 461.978 | 456.412 | 456.412 | 456.412 | 456.412 | 456.412 | 456.412 | 456.412 | 456.412 | 456.412 | 456.412 | 456.412
Run of River Hydro | MW | 0 | 0 | 0 | 0 | 0 | 0 | 0 | 0 | 0 | 0 | 0 | 0 | 0 | 0 | 0 | 0 | 0 | 0 | 0 | 0 | 0 | 0
Pumped Storage | MW | 0 | 0 | 0 | 0 | 0 | 0 | 0 | 0 | 0 | 0 | 0 | 0 | 0 | 0 | 0 | 0 | 0 | 0 | 0 | 0 | 0 | 0
Nuclear | MW | 4960 | 4960 | 4960 | 4960 | 4960 | 4960 | 4960 | 4960 | 4960 | 4960 | 4960 | 5140 | 5140 | 5140 | 5140 | 5140 | 5140 | 5140 | 5140 | 5140 | 5140 | 5140
Other | MW | 0 | 0 | 0 | 0 | 0 | 0 | 0 | 0 | 0 | 0 | 0 | 0 | 0 | 0 | 0 | 0 | 0 | 0 | 0 | 0 | 0 | 0
Unknown | MW | 0 | 0 | 0 | 0 | 0 | 0 | 0 | 0 | 0 | 0 | 0 | 0 | 0 | 0 | 0 | 0 | 0 | 0 | 0 | 0 | 0 | 0
FUEL TYPE CAPACITIES (Tier 1 CERTAIN) | Unit | 2019 (S) | 2020 (S) | 2021 (S) | 2022 (S) | 2023 (S) | 2024 (S) | 2025 (S) | 2026 (S) | 2027 (S) | 2028 (S) | 2029 (S) | 2019-20 (W) | 2020-21 (W) | 2021-22 (W) | 2022-23 (W) | 2023-24 (W) | 2024-25 (W) | 2025-26 (W) | 2026-27 (W) | 2027-28 (W) | 2028-29 (W) | 2029-30 (W)
Coal | MW | 0 | 0 | 0 | 0 | 0 | 0 | 0 | 0 | 0 | 0 | 0 | 0 | 0 | 0 | 0 | 0 | 0 | 0 | 0 | 0 | 0 | 0
Petroleum | MW | 0 | 0 | 0 | 0 | 0 | 0 | 0 | 0 | 0 | 0 | 0 | 0 | 0 | 0 | 0 | 0 | 0 | 0 | 0 | 0 | 0 | 0
Natural Gas and Other Gases | MW | 201 | 301 | 2011.9 | 2011.9 | 2011.9 | 2011.9 | 2011.9 | 2011.9 | 2011.9 | 2011.9 | 2011.9 | 307 | 307 | 2017.9 | 2017.9 | 2017.9 | 2017.9 | 2017.9 | 2017.9 | 2017.9 | 2017.9 | 2017.9
Biomass | MW | 0 | 0 | 0 | 0 | 0 | 0 | 0 | 0 | 0 | 0 | 0 | 0 | 0 | 0 | 0 | 0 | 0 | 0 | 0 | 0 | 0 | 0
Solar | MW | 39.664 | 2572.1364 | 5507.968 | 5694.596 | 5694.596 | 5694.596 | 5694.596 | 5694.596 | 5694.596 | 5694.596 | 5694.596 | 65.328 | 522.012 | 923.448 | 923.448 | 923.448 | 923.448 | 923.448 | 923.448 | 923.448 | 923.448 | 923.448
Wind | MW | 371.113 | 1755.3187 | 3025.7922 | 3071.1672 | 3071.1672 | 3071.1672 | 3071.1672 | 3071.1672 | 3071.1672 | 3071.1672 | 3071.1672 | 818.491 | 3098.5112 | 3313.1012 | 3373.6012 | 3373.6012 | 3373.6012 | 3373.6012 | 3373.6012 | 3373.6012 | 3373.6012 | 3373.6012
Geothermal | MW | 0 | 0 | 0 | 0 | 0 | 0 | 0 | 0 | 0 | 0 | 0 | 0 | 0 | 0 | 0 | 0 | 0 | 0 | 0 | 0 | 0 | 0
Conventional Hydro | MW | 0 | 0 | 0 | 0 | 0 | 0 | 0 | 0 | 0 | 0 | 0 | 0 | 0 | 0 | 0 | 0 | 0 | 0 | 0 | 0 | 0 | 0
Run of River Hydro | MW | 0 | 0 | 0 | 0 | 0 | 0 | 0 | 0 | 0 | 0 | 0 | 0 | 0 | 0 | 0 | 0 | 0 | 0 | 0 | 0 | 0 | 0
Pumped Storage | MW | 0 | 0 | 0 | 0 | 0 | 0 | 0 | 0 | 0 | 0 | 0 | 0 | 0 | 0 | 0 | 0 | 0 | 0 | 0 | 0 | 0 | 0
Nuclear | MW | 0 | 0 | 0 | 0 | 0 | 0 | 0 | 0 | 0 | 0 | 0 | 0 | 0 | 0 | 0 | 0 | 0 | 0 | 0 | 0 | 0 | 0
Other | MW | 0 | 0 | 0 | 0 | 0 | 0 | 0 | 0 | 0 | 0 | 0 | 0 | 0 | 0 | 0 | 0 | 0 | 0 | 0 | 0 | 0 | 0
Unknown | MW | 0 | 0 | 0 | 0 | 0 | 0 | 0 | 0 | 0 | 0 | 0 | 0 | 0 | 0 | 0 | 0 | 0 | 0 | 0 | 0 | 0 | 0