## TitlePage
Report on the Capacity, Demand and Reserves
(CDR) in the ERCOT Region, 2021-2030
May 13, 2020

## Contents
Table of Contents
Tab | Notes
Disclaimer | Please read
Changes from previous CDR | List of significant changes relative to the last CDR, published December 2019
Definitions | List of definitions
Executive Summary | Synopsis of considerations for this report
SummerSummary | Shows load forecast, resource capacity and reserve margin for Summer 2021 through Summer 2030
SummerCapacities | List of registered resources and capabilities used in determining the capacity contribution for Summer Peak Season
SummerFuelTypes | Lists generation fuel types by MW and by percentage for Summer 2021 through Summer 2030
WinterSummary | Shows load forecast, resource capacity and reserve margin for Winter 2021/2022 through Winter 2030/2031
WinterCapacities | List of registered resources and capabilities used in determining the capacity contribution for Winter Peak Season
WinterFuelTypes | Lists generation fuel types by MW and by percentage for Winter 2021/2022 through Winter 2030/2031
Generation Resource Scenarios | Includes the following: • Aggregate capacities of proposed generation resources for the summer of each reporting year based on meeting various interconnection process milestones. • A list of units for which public retirement announcements have been made but no formal retirement notices have been provided to ERCOT ("Unconfirmed" planned retirements). • The planned projects in the CDR that have been designated as "Inactive" for the Generation Interconnection or Change Request (GINR) process. • The summer and winter capacity summaries for years 6-10 of the reporting period.
Load Scenario - COVID-19 Impact | A supplementary 'Load Scenario - COVID-19 Impact' tab has been created to include the impact of the COVID-19 pandemic on the Summer peak load forecasts and Reserve Margins for 2021-2024. The updated load forecast was developed using Moody’s COVID-19 economic update
Rooftop Solar Scenarios | Rooftop Solar Photovoltaic Installed Capacity Projections, 2020-2029
Fossil Fuel SODG Capacities | Fossil Fuel Settlement Only Distributed Generator (SODG) Capacities

## Disclaimer
Disclaimer
CDR WORKING PAPER
FOR PLANNING PURPOSES ONLY
This ERCOT Working Paper has been prepared for specific ERCOT and market participant purposes and has been developed from data provided by ERCOT market participants. The data may contain errors or become obsolete and thereby affect the conclusions and opinions of the Working Paper. ERCOT MAKES NO WARRANTY, EXPRESS OR IMPLIED, INCLUDING ANY WARRANTY OF MERCHANTABILITY OR FITNESS FOR ANY PARTICULAR PURPOSE, AND DISCLAIMS ANY AND ALL LIABILITY WITH RESPECT TO THE ACCURACY OF SAME OR THE FITNESS OR APPROPRIATENESS OF SAME FOR ANY PARTICULAR USE. THIS ERCOT WORKING PAPER IS SUPPLIED WITH ALL FAULTS. The specific suitability for any use of the Working Paper and its accuracy should be confirmed by each ERCOT market participant that contributed data for this Working Paper.

## Changes
Notes on Changes Relative to the Last CDR Report, Published December 2019
1 | The following Planned Resources have been moved to Operational Status since the release of the December 2019 CDR report:
| Project Name | Unit Code | County | Fuel | Zone | Installed Capacity MW | Summer Capacity MW
| VICTORIA CITY (CITYVICT) CTG 1 | CITYVICT_CTG01 | VICTORIA | GAS | SOUTH | 44 | 44
| VICTORIA CITY (CITYVICT) CTG 2 | CITYVICT_CTG02 | VICTORIA | GAS | SOUTH | 44 | 44
| KARANKAWA WIND 1A | KARAKAW1_UNIT1 | SAN PATRICIO | WIND-C | COASTAL | 103.3 | 65.079
| KARANKAWA WIND 1B | KARAKAW1_UNIT2 | SAN PATRICIO | WIND-C | COASTAL | 103.3 | 65.079
| KARANKAWA WIND 2 | KARAKAW2_UNIT3 | SAN PATRICIO | WIND-C | COASTAL | 100.4 | 63.252
| CANADIAN BREAKS WIND | CN_BRKS_UNIT_1 | OLDHAM | WIND-P | PANHANDLE | 210.1 | 60.929
| BLUE SUMMIT WIND 2 A | BLSUMMIT_UNIT2_25 | WILBARGER | WIND-O | WEST | 89.7 | 14.352
| BLUE SUMMIT WIND 2 B | BLSUMMIT_UNIT2_17 | WILBARGER | WIND-O | WEST | 6.7 | 1.072
| CABEZON WIND (RIO BRAVO I WIND) 1 A | CABEZON_WIND1 | STARR | WIND-O | SOUTH | 115.2 | 18.432
| CABEZON WIND (RIO BRAVO I WIND) 1 B | CABEZON_WIND2 | STARR | WIND-O | SOUTH | 122.4 | 19.584
| FOARD CITY WIND 1 A | FOARDCTY_UNIT1 | FOARD | WIND-O | WEST | 186.5 | 29.84
| FOARD CITY WIND 1 B | FOARDCTY_UNIT2 | FOARD | WIND-O | WEST | 163.8 | 26.208
| GOPHER CREEK WIND 1 | GOPHER_UNIT1 | BORDEN | WIND-O | WEST | 82 | 13.12
| GOPHER CREEK WIND 2 | GOPHER_UNIT2 | BORDEN | WIND-O | WEST | 76 | 12.16
| RANCHERO WIND | RANCHERO_UNIT1 | CROCKETT | WIND-O | WEST | 150 | 24
| RANCHERO WIND | RANCHERO_UNIT2 | CROCKETT | WIND-O | WEST | 150 | 24
| WILSON RANCH (INFINITY LIVE OAK WIND) | WL_RANCH_UNIT1 | SCHLEICHER | WIND-O | WEST | 199.5 | 31.92
| QUEEN SOLAR PHASE I | QUEEN_SL_SOLAR1 | UPTON | SOLAR | WEST | 102.5 | 77.9
| QUEEN SOLAR PHASE I | QUEEN_SL_SOLAR2 | UPTON | SOLAR | WEST | 102.5 | 77.9
| WEST OF PECOS SOLAR | W_PECOS_UNIT1 | REEVES | SOLAR | WEST | 101 | 76.76
| RABBIT HILL ENERGY STORAGE PROJECT | RHESS2_ESS_1 | WILLIAMSON | STORAGE | SOUTH | 9.9 | 0
| WORSHAM BATTERY | WRSBES_BESS1 | REEVES | STORAGE | WEST | 9.9 | 0
| TOTAL |  |  |  |  | 2272.7 | 789.587
2 | The following Planned Resources have finalized the necessary agreements and permits to be added to the CDR report:
| Project Name | GENERATION INTERCONNECTION PROJECT CODE | County | Fuel | Zone | Year of Projected Commercial Operations (a) | Capacity MW | Summer Capacity MW
| PES1 | 20INR0206 | HARRIS | GAS | HOUSTON | 2020 | 363 | 363
| EL ALGODON ALTO W | 15INR0034 | SAN PATRICIO | WIND-C | COASTAL | 2021 | 201 | 126.63
| ESPIRITU WIND | 17INR0031 | CAMERON | WIND-C | COASTAL | 2020 | 25.2 | 15.876
| MONTE ALTO I | 19INR0022 | WILLACY | WIND-C | COASTAL | 2021 | 223.8 | 140.994
| APOGEE WIND | 21INR0467 | HASKELL | WIND-O | WEST | 2021 | 451.5 | 72.24
| MARYNEAL WINDPOWER | 18INR0031 | NOLAN | WIND-O | WEST | 2021 | 182.4 | 29.184
| WILDWIND | 20INR0033 | COOKE | WIND-O | NORTH | 2020 | 180.1 | 28.816
| ROADRUNNER CROSSING WIND 1 | 19INR0117 | EASTLAND | WIND-O | NORTH | 2021 | 200.2 | 32.032
| VERA WIND V110 | 20INR0305 | KNOX | WIND-O | WEST | 2020 | 34 | 5.44
| CROWDED STAR SOLAR II | 22INR0274 | JONES | SOLAR | WEST | 2022 | 200 | 152
| OLD 300 SOLAR CENTER | 21INR0406 | FORT BEND | SOLAR | HOUSTON | 2021 | 400 | 304
| AZURE SKY SOLAR | 21INR0477 | HASKELL | SOLAR | WEST | 2021 | 227.4 | 172.824
| BLUEBELL SOLAR II | 20INR0204 | STERLING | SOLAR | WEST | 2021 | 115 | 87.4
| CONIGLIO SOLAR | 20INR0037 | FANNIN | SOLAR | NORTH | 2021 | 128.1 | 97.356
| CORAZON SOLAR | 15INR0044 | WEBB | SOLAR | SOUTH | 2021 | 200 | 152
| CROWDED STAR SOLAR | 20INR0241 | JONES | SOLAR | WEST | 2021 | 400 | 304
| DANCIGER SOLAR | 20INR0098 | BRAZORIA | SOLAR | COASTAL | 2021 | 200 | 152
| DANISH FIELDS SOLAR I | 20INR0069 | WHARTON | SOLAR | SOUTH | 2021 | 201 | 152.76
| DANISH FIELDS SOLAR II | 21INR0016 | WHARTON | SOLAR | SOUTH | 2021 | 201 | 152.76
| DANISH FIELDS SOLAR III | 21INR0017 | WHARTON | SOLAR | SOUTH | 2021 | 201 | 152.76
| EUNICE SOLAR | 20INR0219 | ANDREWS | SOLAR | WEST | 2020 | 420 | 319.2
| GALLOWAY 2 SOLAR | 21INR0431 | CONCHO | SOLAR | WEST | 2021 | 110 | 83.6
| PROSPERO SOLAR II | 21INR0229 | ANDREWS | SOLAR | WEST | 2021 | 250 | 190
| STRATEGIC ENERGY | 20INR0081 | ELLIS | SOLAR | NORTH | 2021 | 135 | 102.6
| SUN VALLEY | 19INR0169 | HILL | SOLAR | NORTH | 2021 | 250 | 190
| TIMBERWOLF POI A | 20INR0226 | UPTON | SOLAR | WEST | 2021 | 150 | 114
| WESTORIA SOLAR | 20INR0101 | BRAZORIA | SOLAR | COASTAL | 2021 | 200 | 152
| AZURE SKY BESS | 21INR0476 | HASKELL | STORAGE | WEST | 2021 | 78.3 | 0
| BAT CAVE | 21INR0365 | MASON | STORAGE | SOUTH | 2021 | 100 | 0
| EUNICE STORAGE | 20INR0220 | ANDREWS | STORAGE | WEST | 2020 | 40.3 | 0
| MADERO GRID | 21INR0244 | HIDALGO | STORAGE | SOUTH | 2021 | 202 | 0
| NORTH FORK | 20INR0276 | WILLIAMSON | STORAGE | SOUTH | 2021 | 100 | 0
| SILICON HILL STORAGE | 20INR0291 | TRAVIS | STORAGE | SOUTH | 2021 | 100 | 0
| BRP ALVIN(b) | BRPALVIN_UNIT1 | BRAZORIA | STORAGE | COASTAL | 2020 | 9.9 | 0
| BRP ANGELTON(b) | BRPANGLE_UNIT1 | BRAZORIA | STORAGE | COASTAL | 2020 | 9.95 | 0
| BRP BRAZORIA(b) | BRP_BRAZ_UNIT1 | BRAZORIA | STORAGE | COASTAL | 2020 | 9.95 | 0
| BRP DICKINSON(b) | BRP_DIKN_UNIT1 | GALVESTON | STORAGE | HOUSTON | 2020 | 9.95 | 0
| BRP HEIGHTS(b) | BRHEIGHT_UNIT1 | GALVESTON | STORAGE | HOUSTON | 2020 | 9.95 | 0
| BRP MAGNOLIA(b) | BRPMAGNO_UNIT1 | GALVESTON | STORAGE | HOUSTON | 2020 | 9.95 | 0
| BRP ODESSA SW(b) | BRPODESA_UNIT1 | ECTOR | STORAGE | WEST | 2020 | 9.9 | 0
| TOTAL | [5 empty] | 6539.85 | 3845.472
(a) This date is based on the projected Commercial Operations Date (COD) reported by the project developer. In contrast, a unit's first summer CDR forecast year (reported in the SummerCapacities sheet) is defined as the first year in which the capacity is available for the entire summer Peak Load Season. (The summer Peak Load Season constitutes the months of June, July, August and September.) For example, if a unit has a projected COD of July 1, 2020, the first summer CDR forecast year would be 2021. (b) These planned projects are Distributed Generation Resources (DGRs). Since they are 10 MW or less, they are not going through the GINR application process.
3 | Notable Resource Changes: (a) GREGORY POWER PARTNERS [365 MW] 'seasonal mothball' operational period has changed from [June 1 through September 30] to [May 1 through September 30]. (b) SPENCER [118 MW] 'seasonal mothball' operational period has changed from [June 1 through September 30] to [May 20 through October 10]. (c) EAGLE PASS TIE [30 MW] retired on 4/9/2020. The retirement has no impact on the DC tie capacity forecast since it contributed negligible net imports during summer 2019 EEA events. (d) OKLAUNION U1 [650 MW] is expected to retire on 10/1/2020. A NSO reliability analysis study determined the unit is not required to support ERCOT system reliability. (e) CITY OF GONZALES HYDRO [1.5 MW], a DG hydro unit retired on 3/1/2020.
4 | Impact of the COVID-19 Pandemic Impact on the CDR report: Due to the uncertainty regarding the long term COVID-19 impacts on peak load, this CDR report uses the peak demand forecast developed in November 2019 for the 'SummerSummary' and 'WinterSummary' tabs. ERCOT's COVID-19 impact peak demand forecast is provided in a new supplementary tab named 'Load Scenario - COVID-19 Impact.' The impact of this alternative peak demand scenario on summer reserve margins for 2021-2024 is also presented on this tab. At the time that this report was produced, ERCOT was not aware of any resource-related impacts such as planned project delays or outage scheduling changes.
5 | Notable Report Format Changes: Inactive planned projects are now being shown in the 'Capacities' tabs. These planned projects are not being counted as available capacity in the CDR report. See the entry for Inactive Projects in the 'Definitions' tab for background. The list of Inactive planned projects has been moved from the Generation Resource Scenarios tab to the Capacities tabs due to Board of Directors approval of NPRR980 in February 2020. Hydro generators, classified as Settlement Only Distribution Generators (SODGs), are reflected in the Reserve Margin calculations for the first time. The contribution of these resources are based on the existing Hydro Capacity Contribution Percentage. This percentage is calculated using the three-year average historical capability of Hydro Generator Resources (GRs) for each Summer Season's 20 highest peak load hours. New supplemental tabs added to the report: (a) ‘Rooftop Solar Scenarios’ to show projects of rooftop solar photovoltaic capacity projections bases on “S-Curve” model. (b) 'Fossil-Fuel SODG Capacities' to list the operating fossil fuel Settlement Only Distribution Generators (SODGs).

## Definitions
Definitions
Available Mothballed Capacity based on Owner's Return Probability
Mothballed capacity with a return-to-service probability of 50% or greater for a given season of the year, as provided by its owner, constitutes available mothballed generation. Return probabilities for individual units are considered protected information under the ERCOT Protocols and therefore are not included in this report.
Distribution Resource Types:
Settlement Only Distribution Generator (SODG)
A generator that is connected to the Distribution System with a rating of: (1) One MW or less that chooses to register as an SODG; or (2) Greater than one and up to ten MW that is capable of providing a net export to the ERCOT System and does not register as a Distribution Generation Resource (DGR). SODGs are settled for exported energy only, but may not participate in the Ancillary Services market, Reliability Unit Commitment (RUC), Security-Constrained Economic Dispatch (SCED), or make energy offers.
Distribution Generation Resource (DGR)
A Generation Resource connected to the Distribution System that is either: (1) Greater than ten MW and not registered with the Public Utility Commission of Texas (PUCT) as a self-generator; or (2) Ten MW or less that chooses to register as a Generation Resource to participate in the ERCOT markets. DGRs must be registered with ERCOT in accordance with Planning Guide Section 6.8.2, Resource Registration Process, and will be modeled in ERCOT systems in accordance with Section 3.10.7.2, Modeling of Resources and Transmission Loads.
Emergency Response Service
ERCOT uses the methodology specified in Protocol Section 3.2.6.2.1, Peak Load Estimate, to derive the ERS capacity forecast for future years. The Current Year for the calculations is defined as the latest year for which ERS has been procured. The ERS capacity amounts are grossed up by 2% to reflect avoided transmission line losses.
Energy Efficiency Program Savings Forecast
ERCOT's energy efficiency forecast uses the PUCT's annual verified energy efficiency program savings estimates as the starting point. (See the definition for verified energy efficiency program savings below.) Savings from TDSP standard offer load management programs are not included in the ERCOT energy efficiency forecast. ERCOT computes the historical average annual verified savings, but excludes 2017 from the calculation due to Hurricane Harvey load impacts. (For prior forecasts, ERCOT used a formula based on the State energy efficiency goals in Utilities Code Section 39.905. Since the impacts of the goals were assumed to accumulate for just seven years from the time that the goals must be first met (2013), ERCOT no longer uses the goal-based forecasting approach.) Finally, ERCOT incorporates annual energy efficiency estimates from municipal utilities and electric cooperatives provided to the State Energy Conservation Office (SECO). Annual SECO report submission by these entities is required under S.B. No. 924. If annual reports for the previous calendar year are not available at the time the CDR is prepared, ERCOT incorporates report data for the most recently available reporting year. The energy efficiency capacity amounts are grossed up by a factor representing avoided transmission and distribution line losses. The factor is currently 1.076, reflecting 2% for avoided transmission losses and 5.6% for avoided distribution losses. The loss percentages are based on transmission and distribution loss factors posted to ERCOT's MIS website.
Energy Emergency Alert (EEA)
An ERCOT EEA declaration is made when operating reserves and system frequency drop below established severity levels (Levels 1, 2 and 3) and reserves are not projected to recover within 30 minutes unless certain actions are taken. An EEA declaration initiates an orderly, predetermined procedure for maximizing the use of available Resources, including the use of voluntary load reduction programs that are only available under EEA operations. Only under the most severe EEA level, would ERCOT direct Transmission and Distribution Service Providers to start shedding Load on a rotating basis in order to maintain system reliability and integrity. See Nodal Protocol Section 6.5.9.4, Energy Emergency Alert, for more details.
Forecast Zone
The CDR report uses Forecast Zones to identify the geographical location of generation resources. Forecast Zones generally have the same boundaries as the 2003 Congestion Management Zones with the following exceptions: A) Panhandle Zone for resources in the Texas Panhandle counties and outside the 2003 Congestion Management Zones, and B) Coastal Zone for resources in 11 counties along the Texas Gulf Coast and formerly in the South Zone of the 2003 Congestion Management Zones. There are six Forecast Zones: Coastal, Houston, North, Panhandle, South, and West. Note that the CDR Forecast Zones are only used for resource adequacy reporting and are distinct from other ERCOT geographical reporting schemes used for planning, operational, or data reporting purposes.
Full Interconnection Study (FIS)
The set of studies conducted by a Transmission Service Provider (TSP) for the purpose of identifying any electric system improvements or enhancements required to reliably interconnect a new All-Inclusive Generation Resource consistent with the provisions of Planning Guide Section 5, Generation Resource Interconnection or Change Request. These studies may include steady-state studies, system protection (short-circuit) studies, dynamic and transient stability studies, facility studies, and sub-synchronous oscillation studies.
Inactive Projects
Per Planning Guide Section 5.7.6, a proposed Resource shall be given the status of “Inactive” if the Resource has not met the conditions for inclusion in the ERCOT planning models, as specified in Section 6.9, Addition of Proposed Generation to the Planning Models, within two years of the date on which ERCOT posts the final FIS studies for the Resource to the MIS Secure Area. A developer may also elect Inactive status and stop any interconnection studies in process at its own discretion. When an Inactive Resource subsequently meets the requirements of Section 6.9, it shall be added to the planning models and the status changed back to Planned. If a Resource has been Inactive for five years, ERCOT may cancel the project pursuant to Planning Guide Section 5.7.7, Cancellation of a Project Due to Failure to Comply with Requirements. Per new ERCOT Nodal Protocol rules (NPRR980), Inactive planned projects are excluded from the CDR's reserve margin calculations.
Mothballed Unit
A generation resource for which a generation entity has submitted a Notification of Suspension of Operations, for which ERCOT has declined to execute an RMR agreement, and for which the generation entity has not announced retirement of the generation resource. A seasonal mothballed unit is one in which the generation entity requests a seasonal operation period that must include the summer Peak Load Season, June 1 through September 30.
LRs (Load Resources)
Load capable of reducing or increasing the need for electrical energy or providing Ancillary Services to the ERCOT System, as described in the ERCOT Protocols, Section 6, Ancillary Services. These Resources may provide the following Ancillary Services: Responsive Reserve Service, Non-Spinning Reserve Service, Replacement Reserve Service, and Regulation Service. The Resources must be registered and qualified by ERCOT and will be scheduled by a Qualified Scheduling Entity (QSE). LR capacity has been grossed up by 2% to reflect avoided transmission line losses.
Mothballed Capacity
Capacity that is designated as mothballed by a generating unit's owner as described above, and which is not available for operations during the summer Peak Load Season (June, July, August and September) or winter Peak Load Season (December, January and February).
Peak Load Seasons
Summer months are June, July, August, and September; winter months are December, January, and February.
Private Use Networks
An electric network connected to the ERCOT transmission grid that contains load that is not directly metered by ERCOT (i.e., load that is typically netted with internal generation).
Non-Synchronous Tie
Any non-synchronous transmission interconnection between ERCOT and non-ERCOT electric power systems.
Reliability Must-Run (RMR) Unit
A generation resource unit operated under the terms of an agreement with ERCOT that would not otherwise be operated except that they are necessary to provide voltage support, stability or management of localized transmission constraints under first contingency criteria.
Signed SGIA (Standard Generation Interconnection Agreement)
An agreement that sets forth requirements for physical connection between an eligible transmission service customer and a transmission or distribution service provider.
Switchable Generation Resource (SWGR)
A generation resource that can be connected to either the ERCOT transmission grid or a grid outside the ERCOT Region.
TDSP Standard Offer Load Management Programs
For the May releases of the CDR report, ERCOT uses the megawatt amount of verified peak load capacity reductions, adjusted for avoided transmission losses, due to TDSP Standard Offer load management programs that are reported by electric utilities in the ERCOT Region to the Public Utility Commission of Texas. The reported amounts are for the most current reporting year, which is the calendar year prior to the year during which the May CDR is prepared. (For example, the May 2019 CDR report used verified program savings for the 2018 reporting year.) For the December CDR releases, ERCOT uses TDSP data received for the current load management program year, which is more timely than the verified savings estimates provided to the PUCT. The data obtained from the TDSPs reflect verified program performance for the summer based on testing, and is adjusted for avoided transmission losses.
Unconfirmed Retirement
A Generation Resource for which a public announcement of the intent to permanently shut the unit down has been released, but a Notice of Suspension of Operations for the unit has not been received by ERCOT. This is an informal definition that is not currently included in the Nodal Protocols or Other Binding Documents. The criteria for classifying a Generation Resource as an Unconfirmed Retirement include the following: a. A specific retirement date is cited in the announcement, or other timing information is given that indicates the unit will be unavailable as of June 1 of a CDR Reporting Year. b. The announcement, with follow-up inquiry by ERCOT, does not indicate that retirement timing is highly speculative.
Verified Energy Efficiency Program Savings
The total megawatt (MW) amount of verified peak load capacity reductions due to residential and commercial sector energy efficiency incentive programs that are reported by electric utilities in the ERCOT Region to the Public Utility Commission of Texas. See Utilities Code Section 39.905. Note that savings from TDSP standard offer load management programs are not included in the ERCOT energy efficiency forecast, but rather handled as a separate reporting line item.
Wind Peak Average Capacity Contribution
The seasonal net capacity rating of wind resources multiplied by the Seasonal Peak Average Capacity Percentage for the Coastal, Panhandle and Other CDR reporting regions.
Wind Seasonal Peak Average Capacity Percentage
The average wind capacity available for the summer and winter Peak Load Seasons for a CDR reporting region (Coastal, Panhandle, Other) divided by the installed capacity for the region, expressed as a percentage. Details for the derivation of the percentages are outlined in ERCOT Protocol Section 3.2.6.2.2 (see http://www.ercot.com/content/wcm/current_guides/53528/03-110119_Nodal.docx).
Wind Regions: Coastal, Panhandle, and Other
Wind Generation Resources (WGRs) are classified into regions based on the county that contains their Point of Interconnection (POI). The Coastal region is defined as the following counties along the Gulf Coast: Aransas, Brazoria, Calhoun, Cameron, Kenedy, Kleberg, Matagorda, Nueces, Refugio, San Patricio, and Willacy. The Panhandle region is defined as the following counties: Armstrong, Bailey, Briscoe, Carson, Castro, Childress, Cochran, Collingsworth, Crosby, Dallam, Deaf Smith, Dickens, Donley, Floyd, Gray, Hale, Hall, Hansford, Hartley, Hemphill, Hockley, Hutchinson, Lamb, Lipscomb, Lubbock, Moore, Motley, Ochiltree, Oldham, Parmer, Potter, Randall, Roberts, Sherman, Swisher, and Wheeler. The "Other" WInd Region consists of all other counties in the ERCOT Region. The assigned Wind Region for each WGR is indicated as "WIND-C," "WIND-P," or "WIND-O" in the Fuel columns of the summer/winter Capacities tabs.

## Executive_Summary
CDR Report - Executive Summary
The Capacity, Demand and Reserves (CDR) Report reflects pre-COVID load forecasts due to the high level of uncertainty in how the pandemic will affect future years. ERCOT will continue to monitor changes and make adjustments as needed, and a special tab was created in the report to show how COVID-19 could impact peak demands and planning reserve margins through 2024.
Based on the pre-COVID load forecast of 78,299 MW, the planning reserve margin for summer 2021 is forecasted to be 17.3%. According to the report, the planning reserve margin is forecasted to increase to 19.7% in 2022 and then decrease to 18% in 2023.
Since the December 2019 CDR, resources totaling 2,273 MW have been approved by ERCOT for commercial operations, with summer peak capacity contributions of 790 MW. New planned resources eligible for inclusion in the report since the last CDR total 6,540 MW.
Based on preliminary data provided by generation project developers, planned capacity additions for summer 2021 total 17,993 MW. The majority of these planned projects are renewables and some small, flexible gas-fired resources.

## SummerSummary
Report on the Capacity, Demand and Reserves in the ERCOT Region
Summer Summary: 2021-2025
Load Forecast, MW: |  | 2021 | 2022 | 2023 | 2024 | 2025
| Summer Peak Demand (based on normal weather) | 78298.6666 | 80107.5913 | 81593.2603 | 82982.0987 | 84193.342
| plus: Energy Efficiency Program Savings Forecast | 2109.9906 | 2336.75 | 2648.4694 | 2883.9234 | 3204.9983
| Total Summer Peak Demand (before Reductions from Energy Efficiency Programs) | 80408.6572 | 82444.3413 | 84241.7297 | 85866.0222 | 87398.3402
| less: Load Resources providing Responsive Reserves | -1171.98 | -1171.98 | -1171.98 | -1171.98 | -1171.98
| less: Load Resources providing Non-Spinning Reserves | 0 | 0 | 0 | 0 | 0
| less: Emergency Response Service (10- and 30-min ramp products) | -766.7544 | -766.7544 | -766.7544 | -766.7544 | -766.7544
| less: TDSP Standard Offer Load Management Programs | -262 | -262 | -262 | -262 | -262
| less: Energy Efficiency Program Savings Forecast | -2109.9906 | -2336.75 | -2648.4694 | -2883.9234 | -3204.9983
| Firm Peak Load, MW | 76097.9323 | 77906.8569 | 79392.526 | 80781.3644 | 81992.6076
Resources, MW: |  | 2021 | 2022 | 2023 | 2024 | 2025
| Installed Capacity, Thermal/Hydro | 64684.3838 | 64684.3838 | 64684.3838 | 64684.3838 | 64684.3838
| Switchable Capacity, MW | 3490 | 3490 | 3490 | 3490 | 3490
| less: Switchable Capacity Unavailable to ERCOT, MW | -542 | -542 | -542 | -542 | -542
| Available Mothballed Capacity, MW | 483 | 365 | 365 | 365 | 365
| Capacity from Private Use Networks | 3098.5454 | 3011.5454 | 3006.5454 | 2961.5454 | 2921.5454
| Coastal Wind, Peak Average Capacity Contribution (63% of installed capacity) | 2072.952 | 2072.952 | 2072.952 | 2072.952 | 2072.952
| Panhandle Wind, Peak Average Capacity Contribution (29% of installed capacity) | 1278.523 | 1278.523 | 1278.523 | 1278.523 | 1278.523
| Other Wind, Peak Average Capacity Contribution (16% of installed capacity) | 2703.072 | 2703.072 | 2703.072 | 2703.072 | 2703.072
| Solar Utility-Scale, Peak Average Capacity Contribution (76% of installed capacity) | 1883.356 | 1883.356 | 1883.356 | 1883.356 | 1883.356
| Storage, Peak Average Capacity Contribution (0% of installed capacity) | 0 | 0 | 0 | 0 | 0
| RMR Capacity to be under Contract | 0 | 0 | 0 | 0 | 0
| Capacity Pending Retirement, MW | 0 | 0 | 0 | 0 | 0
| Operational Generation Capacity, MW | 79151.8322 | 78946.8322 | 78941.8322 | 78896.8322 | 78856.8322
| Non-Synchronous Ties, Capacity (Based on average net import contribution during summer 2019 EEA events) | 849.974 | 849.974 | 849.974 | 849.974 | 849.974
| Planned Resources (not wind or solar) with Signed IA, Air Permits and Water Rights | 1001 | 1001 | 1001 | 1001 | 1001
| Planned Coastal Wind with Signed IA, Peak Average Capacity Contribution (63% of installed capacity) | 1137.024 | 1404.648 | 1404.648 | 1404.648 | 1404.648
| Planned Panhandle Wind with Signed IA, Peak Average Capacity Contribution (29% of installed capacity) | 81.461 | 271.237 | 271.237 | 271.237 | 271.237
| Planned Other Wind with Signed IA, Peak Average Capacity Contribution (16% of installed capacity) | 982.176 | 1479.696 | 1520.544 | 1520.544 | 1520.544
| Planned Solar Utility-Scale, Peak Average Capacity Contribution (76% of installed capacity) | 6046.256 | 9265.312 | 9658.46 | 9658.46 | 9658.46
| Planned Storage, Peak Average Capacity Contribution (0% of installed capacity) | 0 | 0 | 0 | 0 | 0
| Total Capacity, MW | 89249.7232 | 93218.6992 | 93647.6952 | 93602.6952 | 93562.6952
| Reserve Margin | 17.28% | 19.65% | 17.96% | 15.87% | 14.11%
(Total Resources - Firm Load Forecast) / Firm Load Forecast

## SummerCapacities
Unit Megawatt Capacities - Summer
| UNIT NAME | INR | UNIT CODE | COUNTY | FUEL | ZONE | IN SERVICE | 2021 | 2022 | 2023 | 2024 | 2025 | 2026 | 2027 | 2028 | 2029 | 2030
Operational Resources (Thermal)
4 | COMANCHE PEAK U1 |  | CPSES_UNIT1 | SOMERVELL | NUCLEAR | NORTH | 1990 | 1205 | 1205 | 1205 | 1205 | 1205 | 1205 | 1205 | 1205 | 1205 | 1205
5 | COMANCHE PEAK U2 |  | CPSES_UNIT2 | SOMERVELL | NUCLEAR | NORTH | 1993 | 1195 | 1195 | 1195 | 1195 | 1195 | 1195 | 1195 | 1195 | 1195 | 1195
6 | SOUTH TEXAS U1 | 20INR0287 | STP_STP_G1 | MATAGORDA | NUCLEAR | COASTAL | 1988 | 1293.2 | 1293.2 | 1293.2 | 1293.2 | 1293.2 | 1293.2 | 1293.2 | 1293.2 | 1293.2 | 1293.2
7 | SOUTH TEXAS U2 |  | STP_STP_G2 | MATAGORDA | NUCLEAR | COASTAL | 1989 | 1280 | 1280 | 1280 | 1280 | 1280 | 1280 | 1280 | 1280 | 1280 | 1280
8 | COLETO CREEK |  | COLETO_COLETOG1 | GOLIAD | COAL | SOUTH | 1980 | 655 | 655 | 655 | 655 | 655 | 655 | 655 | 655 | 655 | 655
9 | FAYETTE POWER U1 |  | FPPYD1_FPP_G1 | FAYETTE | COAL | SOUTH | 1979 | 604 | 604 | 604 | 604 | 604 | 604 | 604 | 604 | 604 | 604
10 | FAYETTE POWER U2 |  | FPPYD1_FPP_G2 | FAYETTE | COAL | SOUTH | 1980 | 599 | 599 | 599 | 599 | 599 | 599 | 599 | 599 | 599 | 599
11 | FAYETTE POWER U3 |  | FPPYD2_FPP_G3 | FAYETTE | COAL | SOUTH | 1988 | 437 | 437 | 437 | 437 | 437 | 437 | 437 | 437 | 437 | 437
12 | J K SPRUCE U1 |  | CALAVERS_JKS1 | BEXAR | COAL | SOUTH | 1992 | 560 | 560 | 560 | 560 | 560 | 560 | 560 | 560 | 560 | 560
13 | J K SPRUCE U2 |  | CALAVERS_JKS2 | BEXAR | COAL | SOUTH | 2010 | 785 | 785 | 785 | 785 | 785 | 785 | 785 | 785 | 785 | 785
14 | LIMESTONE U1 |  | LEG_LEG_G1 | LIMESTONE | COAL | NORTH | 1985 | 824 | 824 | 824 | 824 | 824 | 824 | 824 | 824 | 824 | 824
15 | LIMESTONE U2 |  | LEG_LEG_G2 | LIMESTONE | COAL | NORTH | 1986 | 836 | 836 | 836 | 836 | 836 | 836 | 836 | 836 | 836 | 836
16 | MARTIN LAKE U1 |  | MLSES_UNIT1 | RUSK | COAL | NORTH | 1977 | 800 | 800 | 800 | 800 | 800 | 800 | 800 | 800 | 800 | 800
17 | MARTIN LAKE U2 |  | MLSES_UNIT2 | RUSK | COAL | NORTH | 1978 | 805 | 805 | 805 | 805 | 805 | 805 | 805 | 805 | 805 | 805
18 | MARTIN LAKE U3 |  | MLSES_UNIT3 | RUSK | COAL | NORTH | 1979 | 805 | 805 | 805 | 805 | 805 | 805 | 805 | 805 | 805 | 805
19 | OAK GROVE SES U1 |  | OGSES_UNIT1A | ROBERTSON | COAL | NORTH | 2010 | 855 | 855 | 855 | 855 | 855 | 855 | 855 | 855 | 855 | 855
20 | OAK GROVE SES U2 |  | OGSES_UNIT2 | ROBERTSON | COAL | NORTH | 2011 | 855 | 855 | 855 | 855 | 855 | 855 | 855 | 855 | 855 | 855
21 | SAN MIGUEL U1 |  | SANMIGL_G1 | ATASCOSA | COAL | SOUTH | 1982 | 391 | 391 | 391 | 391 | 391 | 391 | 391 | 391 | 391 | 391
22 | SANDY CREEK U1 |  | SCES_UNIT1 | MCLENNAN | COAL | NORTH | 2013 | 940 | 940 | 940 | 940 | 940 | 940 | 940 | 940 | 940 | 940
23 | TWIN OAKS U1 |  | TNP_ONE_TNP_O_1 | ROBERTSON | COAL | NORTH | 1990 | 155 | 155 | 155 | 155 | 155 | 155 | 155 | 155 | 155 | 155
24 | TWIN OAKS U2 |  | TNP_ONE_TNP_O_2 | ROBERTSON | COAL | NORTH | 1991 | 155 | 155 | 155 | 155 | 155 | 155 | 155 | 155 | 155 | 155
25 | W A PARISH U5 |  | WAP_WAP_G5 | FORT BEND | COAL | HOUSTON | 1977 | 664 | 664 | 664 | 664 | 664 | 664 | 664 | 664 | 664 | 664
26 | W A PARISH U6 |  | WAP_WAP_G6 | FORT BEND | COAL | HOUSTON | 1978 | 663 | 663 | 663 | 663 | 663 | 663 | 663 | 663 | 663 | 663
27 | W A PARISH U7 |  | WAP_WAP_G7 | FORT BEND | COAL | HOUSTON | 1980 | 577 | 577 | 577 | 577 | 577 | 577 | 577 | 577 | 577 | 577
28 | W A PARISH U8 |  | WAP_WAP_G8 | FORT BEND | COAL | HOUSTON | 1982 | 610 | 610 | 610 | 610 | 610 | 610 | 610 | 610 | 610 | 610
29 | ARTHUR VON ROSENBERG 1 CTG 1 |  | BRAUNIG_AVR1_CT1 | BEXAR | GAS | SOUTH | 2000 | 164 | 164 | 164 | 164 | 164 | 164 | 164 | 164 | 164 | 164
30 | ARTHUR VON ROSENBERG 1 CTG 2 |  | BRAUNIG_AVR1_CT2 | BEXAR | GAS | SOUTH | 2000 | 164 | 164 | 164 | 164 | 164 | 164 | 164 | 164 | 164 | 164
31 | ARTHUR VON ROSENBERG 1 STG |  | BRAUNIG_AVR1_ST | BEXAR | GAS | SOUTH | 2000 | 190 | 190 | 190 | 190 | 190 | 190 | 190 | 190 | 190 | 190
32 | ATKINS CTG 7 |  | ATKINS_ATKINSG7 | BRAZOS | GAS | NORTH | 1973 | 18 | 18 | 18 | 18 | 18 | 18 | 18 | 18 | 18 | 18
33 | BARNEY M DAVIS CTG 3 |  | B_DAVIS_B_DAVIG3 | NUECES | GAS | COASTAL | 2010 | 157 | 157 | 157 | 157 | 157 | 157 | 157 | 157 | 157 | 157
34 | BARNEY M DAVIS CTG 4 |  | B_DAVIS_B_DAVIG4 | NUECES | GAS | COASTAL | 2010 | 157 | 157 | 157 | 157 | 157 | 157 | 157 | 157 | 157 | 157
35 | BARNEY M DAVIS STG 1 |  | B_DAVIS_B_DAVIG1 | NUECES | GAS | COASTAL | 1974 | 300 | 300 | 300 | 300 | 300 | 300 | 300 | 300 | 300 | 300
36 | BARNEY M DAVIS STG 2 |  | B_DAVIS_B_DAVIG2 | NUECES | GAS | COASTAL | 1976 | 319 | 319 | 319 | 319 | 319 | 319 | 319 | 319 | 319 | 319
37 | BASTROP ENERGY CENTER CTG 1 |  | BASTEN_GTG1100 | BASTROP | GAS | SOUTH | 2002 | 150 | 150 | 150 | 150 | 150 | 150 | 150 | 150 | 150 | 150
38 | BASTROP ENERGY CENTER CTG 2 |  | BASTEN_GTG2100 | BASTROP | GAS | SOUTH | 2002 | 150 | 150 | 150 | 150 | 150 | 150 | 150 | 150 | 150 | 150
39 | BASTROP ENERGY CENTER STG |  | BASTEN_ST0100 | BASTROP | GAS | SOUTH | 2002 | 233 | 233 | 233 | 233 | 233 | 233 | 233 | 233 | 233 | 233
40 | BOSQUE ENERGY CENTER CTG 1 |  | BOSQUESW_BSQSU_1 | BOSQUE | GAS | NORTH | 2000 | 143 | 143 | 143 | 143 | 143 | 143 | 143 | 143 | 143 | 143
41 | BOSQUE ENERGY CENTER CTG 2 |  | BOSQUESW_BSQSU_2 | BOSQUE | GAS | NORTH | 2000 | 143 | 143 | 143 | 143 | 143 | 143 | 143 | 143 | 143 | 143
42 | BOSQUE ENERGY CENTER CTG 3 |  | BOSQUESW_BSQSU_3 | BOSQUE | GAS | NORTH | 2001 | 145 | 145 | 145 | 145 | 145 | 145 | 145 | 145 | 145 | 145
43 | BOSQUE ENERGY CENTER STG 4 |  | BOSQUESW_BSQSU_4 | BOSQUE | GAS | NORTH | 2001 | 79.5 | 79.5 | 79.5 | 79.5 | 79.5 | 79.5 | 79.5 | 79.5 | 79.5 | 79.5
44 | BOSQUE ENERGY CENTER STG 5 |  | BOSQUESW_BSQSU_5 | BOSQUE | GAS | NORTH | 2009 | 213.5 | 213.5 | 213.5 | 213.5 | 213.5 | 213.5 | 213.5 | 213.5 | 213.5 | 213.5
45 | BRANDON GT1 (LP&L) |  | BRANDON_GT1 | LUBBOCK | GAS | PANHANDLE | 1990 | 21 | 21 | 21 | 21 | 21 | 21 | 21 | 21 | 21 | 21
46 | BRAZOS VALLEY CTG 1 |  | BVE_UNIT1 | FORT BEND | GAS | HOUSTON | 2003 | 149.7 | 149.7 | 149.7 | 149.7 | 149.7 | 149.7 | 149.7 | 149.7 | 149.7 | 149.7
47 | BRAZOS VALLEY CTG 2 |  | BVE_UNIT2 | FORT BEND | GAS | HOUSTON | 2003 | 149.7 | 149.7 | 149.7 | 149.7 | 149.7 | 149.7 | 149.7 | 149.7 | 149.7 | 149.7
48 | BRAZOS VALLEY STG 3 |  | BVE_UNIT3 | FORT BEND | GAS | HOUSTON | 2003 | 257.9 | 257.9 | 257.9 | 257.9 | 257.9 | 257.9 | 257.9 | 257.9 | 257.9 | 257.9
49 | CALENERGY-FALCON SEABOARD CTG 1 |  | FLCNS_UNIT1 | HOWARD | GAS | WEST | 1987 | 75 | 75 | 75 | 75 | 75 | 75 | 75 | 75 | 75 | 75
50 | CALENERGY-FALCON SEABOARD CTG 2 |  | FLCNS_UNIT2 | HOWARD | GAS | WEST | 1987 | 75 | 75 | 75 | 75 | 75 | 75 | 75 | 75 | 75 | 75
51 | CALENERGY-FALCON SEABOARD STG 3 |  | FLCNS_UNIT3 | HOWARD | GAS | WEST | 1988 | 70 | 70 | 70 | 70 | 70 | 70 | 70 | 70 | 70 | 70
52 | CALHOUN (PORT COMFORT) CTG 1 |  | CALHOUN_UNIT1 | CALHOUN | GAS | COASTAL | 2017 | 44 | 44 | 44 | 44 | 44 | 44 | 44 | 44 | 44 | 44
53 | CALHOUN (PORT COMFORT) CTG 2 |  | CALHOUN_UNIT2 | CALHOUN | GAS | COASTAL | 2017 | 44 | 44 | 44 | 44 | 44 | 44 | 44 | 44 | 44 | 44
54 | CASTLEMAN CHAMON CTG 1 |  | CHAMON_CTG_0101 | HARRIS | GAS | HOUSTON | 2017 | 44 | 44 | 44 | 44 | 44 | 44 | 44 | 44 | 44 | 44
55 | CASTLEMAN CHAMON CTG 2 |  | CHAMON_CTG_0301 | HARRIS | GAS | HOUSTON | 2017 | 44 | 44 | 44 | 44 | 44 | 44 | 44 | 44 | 44 | 44
56 | CEDAR BAYOU 4 CTG 1 |  | CBY4_CT41 | CHAMBERS | GAS | HOUSTON | 2009 | 163 | 163 | 163 | 163 | 163 | 163 | 163 | 163 | 163 | 163
57 | CEDAR BAYOU 4 CTG 2 |  | CBY4_CT42 | CHAMBERS | GAS | HOUSTON | 2009 | 163 | 163 | 163 | 163 | 163 | 163 | 163 | 163 | 163 | 163
58 | CEDAR BAYOU 4 STG |  | CBY4_ST04 | CHAMBERS | GAS | HOUSTON | 2009 | 178 | 178 | 178 | 178 | 178 | 178 | 178 | 178 | 178 | 178
59 | CEDAR BAYOU STG 1 |  | CBY_CBY_G1 | CHAMBERS | GAS | HOUSTON | 1970 | 745 | 745 | 745 | 745 | 745 | 745 | 745 | 745 | 745 | 745
60 | CEDAR BAYOU STG 2 |  | CBY_CBY_G2 | CHAMBERS | GAS | HOUSTON | 1972 | 749 | 749 | 749 | 749 | 749 | 749 | 749 | 749 | 749 | 749
61 | COLORADO BEND ENERGY CENTER CTG 1 | 20INR0301 | CBEC_GT1 | WHARTON | GAS | SOUTH | 2007 | 70 | 70 | 70 | 70 | 70 | 70 | 70 | 70 | 70 | 70
62 | COLORADO BEND ENERGY CENTER CTG 2 | 20INR0301 | CBEC_GT2 | WHARTON | GAS | SOUTH | 2007 | 62 | 62 | 62 | 62 | 62 | 62 | 62 | 62 | 62 | 62
63 | COLORADO BEND ENERGY CENTER CTG 3 | 20INR0301 | CBEC_GT3 | WHARTON | GAS | SOUTH | 2008 | 69 | 69 | 69 | 69 | 69 | 69 | 69 | 69 | 69 | 69
64 | COLORADO BEND ENERGY CENTER CTG 4 | 20INR0301 | CBEC_GT4 | WHARTON | GAS | SOUTH | 2008 | 63 | 63 | 63 | 63 | 63 | 63 | 63 | 63 | 63 | 63
65 | COLORADO BEND ENERGY CENTER STG 1 | 20INR0301 | CBEC_STG1 | WHARTON | GAS | SOUTH | 2007 | 101 | 101 | 101 | 101 | 101 | 101 | 101 | 101 | 101 | 101
66 | COLORADO BEND ENERGY CENTER STG 2 | 20INR0301 | CBEC_STG2 | WHARTON | GAS | SOUTH | 2008 | 103 | 103 | 103 | 103 | 103 | 103 | 103 | 103 | 103 | 103
67 | COLORADO BEND II CTG 7 | 18INR0077 | CBECII_CT7 | WHARTON | GAS | SOUTH | 2017 | 329.3 | 329.3 | 329.3 | 329.3 | 329.3 | 329.3 | 329.3 | 329.3 | 329.3 | 329.3
68 | COLORADO BEND II CTG 8 | 18INR0077 | CBECII_CT8 | WHARTON | GAS | SOUTH | 2017 | 335 | 335 | 335 | 335 | 335 | 335 | 335 | 335 | 335 | 335
69 | COLORADO BEND II STG 9 | 18INR0077 | CBECII_STG9 | WHARTON | GAS | SOUTH | 2017 | 478.4 | 478.4 | 478.4 | 478.4 | 478.4 | 478.4 | 478.4 | 478.4 | 478.4 | 478.4
70 | CVC CHANNELVIEW CTG 1 |  | CVC_CVC_G1 | HARRIS | GAS | HOUSTON | 2008 | 169 | 169 | 169 | 169 | 169 | 169 | 169 | 169 | 169 | 169
71 | CVC CHANNELVIEW CTG 2 |  | CVC_CVC_G2 | HARRIS | GAS | HOUSTON | 2008 | 165 | 165 | 165 | 165 | 165 | 165 | 165 | 165 | 165 | 165
72 | CVC CHANNELVIEW CTG 3 |  | CVC_CVC_G3 | HARRIS | GAS | HOUSTON | 2008 | 165 | 165 | 165 | 165 | 165 | 165 | 165 | 165 | 165 | 165
73 | CVC CHANNELVIEW STG 5 |  | CVC_CVC_G5 | HARRIS | GAS | HOUSTON | 2008 | 144 | 144 | 144 | 144 | 144 | 144 | 144 | 144 | 144 | 144
74 | DANSBY CTG 2 |  | DANSBY_DANSBYG2 | BRAZOS | GAS | NORTH | 2004 | 45 | 45 | 45 | 45 | 45 | 45 | 45 | 45 | 45 | 45
75 | DANSBY CTG 3 |  | DANSBY_DANSBYG3 | BRAZOS | GAS | NORTH | 2010 | 47 | 47 | 47 | 47 | 47 | 47 | 47 | 47 | 47 | 47
76 | DANSBY STG 1 |  | DANSBY_DANSBYG1 | BRAZOS | GAS | NORTH | 1978 | 107 | 107 | 107 | 107 | 107 | 107 | 107 | 107 | 107 | 107
77 | DECKER CREEK CTG 1 |  | DECKER_DPGT_1 | TRAVIS | GAS | SOUTH | 1989 | 48 | 48 | 48 | 48 | 48 | 48 | 48 | 48 | 48 | 48
78 | DECKER CREEK CTG 2 |  | DECKER_DPGT_2 | TRAVIS | GAS | SOUTH | 1989 | 48 | 48 | 48 | 48 | 48 | 48 | 48 | 48 | 48 | 48
79 | DECKER CREEK CTG 3 |  | DECKER_DPGT_3 | TRAVIS | GAS | SOUTH | 1989 | 48 | 48 | 48 | 48 | 48 | 48 | 48 | 48 | 48 | 48
80 | DECKER CREEK CTG 4 |  | DECKER_DPGT_4 | TRAVIS | GAS | SOUTH | 1989 | 48 | 48 | 48 | 48 | 48 | 48 | 48 | 48 | 48 | 48
81 | DECKER CREEK STG 1 |  | DECKER_DPG1 | TRAVIS | GAS | SOUTH | 1971 | 315 | 315 | 315 | 315 | 315 | 315 | 315 | 315 | 315 | 315
82 | DECKER CREEK STG 2 |  | DECKER_DPG2 | TRAVIS | GAS | SOUTH | 1978 | 420 | 420 | 420 | 420 | 420 | 420 | 420 | 420 | 420 | 420
83 | DECORDOVA CTG 1 |  | DCSES_CT10 | HOOD | GAS | NORTH | 1990 | 69 | 69 | 69 | 69 | 69 | 69 | 69 | 69 | 69 | 69
84 | DECORDOVA CTG 2 |  | DCSES_CT20 | HOOD | GAS | NORTH | 1990 | 69 | 69 | 69 | 69 | 69 | 69 | 69 | 69 | 69 | 69
85 | DECORDOVA CTG 3 |  | DCSES_CT30 | HOOD | GAS | NORTH | 1990 | 68 | 68 | 68 | 68 | 68 | 68 | 68 | 68 | 68 | 68
86 | DECORDOVA CTG 4 |  | DCSES_CT40 | HOOD | GAS | NORTH | 1990 | 69 | 69 | 69 | 69 | 69 | 69 | 69 | 69 | 69 | 69
87 | DEER PARK ENERGY CENTER CTG 1 |  | DDPEC_GT1 | HARRIS | GAS | HOUSTON | 2002 | 172 | 172 | 172 | 172 | 172 | 172 | 172 | 172 | 172 | 172
88 | DEER PARK ENERGY CENTER CTG 2 |  | DDPEC_GT2 | HARRIS | GAS | HOUSTON | 2002 | 182 | 182 | 182 | 182 | 182 | 182 | 182 | 182 | 182 | 182
89 | DEER PARK ENERGY CENTER CTG 3 |  | DDPEC_GT3 | HARRIS | GAS | HOUSTON | 2002 | 172 | 172 | 172 | 172 | 172 | 172 | 172 | 172 | 172 | 172
90 | DEER PARK ENERGY CENTER CTG 4 |  | DDPEC_GT4 | HARRIS | GAS | HOUSTON | 2002 | 182 | 182 | 182 | 182 | 182 | 182 | 182 | 182 | 182 | 182
91 | DEER PARK ENERGY CENTER CTG 6 |  | DDPEC_GT6 | HARRIS | GAS | HOUSTON | 2014 | 156 | 156 | 156 | 156 | 156 | 156 | 156 | 156 | 156 | 156
92 | DEER PARK ENERGY CENTER STG 1 |  | DDPEC_ST1 | HARRIS | GAS | HOUSTON | 2002 | 287 | 287 | 287 | 287 | 287 | 287 | 287 | 287 | 287 | 287
93 | DENTON ENERGY CENTER IC A |  | DEC_AGR_A | DENTON | GAS | NORTH | 2018 | 56.5 | 56.5 | 56.5 | 56.5 | 56.5 | 56.5 | 56.5 | 56.5 | 56.5 | 56.5
94 | DENTON ENERGY CENTER IC B |  | DEC_AGR_B | DENTON | GAS | NORTH | 2018 | 56.5 | 56.5 | 56.5 | 56.5 | 56.5 | 56.5 | 56.5 | 56.5 | 56.5 | 56.5
95 | DENTON ENERGY CENTER IC C |  | DEC_AGR_C | DENTON | GAS | NORTH | 2018 | 56.5 | 56.5 | 56.5 | 56.5 | 56.5 | 56.5 | 56.5 | 56.5 | 56.5 | 56.5
96 | DENTON ENERGY CENTER IC D |  | DEC_AGR_D | DENTON | GAS | NORTH | 2018 | 56.5 | 56.5 | 56.5 | 56.5 | 56.5 | 56.5 | 56.5 | 56.5 | 56.5 | 56.5
97 | ECTOR COUNTY ENERGY CTG 1 |  | ECEC_G1 | ECTOR | GAS | WEST | 2015 | 147 | 147 | 147 | 147 | 147 | 147 | 147 | 147 | 147 | 147
98 | ECTOR COUNTY ENERGY CTG 2 |  | ECEC_G2 | ECTOR | GAS | WEST | 2015 | 147 | 147 | 147 | 147 | 147 | 147 | 147 | 147 | 147 | 147
99 | ELK STATION IC 3 |  | AEEC_ELK_3 | HALE | GAS | PANHANDLE | 2016 | 190 | 190 | 190 | 190 | 190 | 190 | 190 | 190 | 190 | 190
100 | ENNIS POWER STATION CTG 2 | 21INR0448 | ETCCS_CT1 | ELLIS | GAS | NORTH | 2002 | 204 | 204 | 204 | 204 | 204 | 204 | 204 | 204 | 204 | 204
101 | ENNIS POWER STATION STG 1 | 21INR0448 | ETCCS_UNIT1 | ELLIS | GAS | NORTH | 2002 | 115 | 115 | 115 | 115 | 115 | 115 | 115 | 115 | 115 | 115
102 | EXTEX LAPORTE GEN STN CTG 1 |  | AZ_AZ_G1 | HARRIS | GAS | HOUSTON | 2009 | 36 | 36 | 36 | 36 | 36 | 36 | 36 | 36 | 36 | 36
103 | EXTEX LAPORTE GEN STN CTG 2 |  | AZ_AZ_G2 | HARRIS | GAS | HOUSTON | 2009 | 36 | 36 | 36 | 36 | 36 | 36 | 36 | 36 | 36 | 36
104 | EXTEX LAPORTE GEN STN CTG 3 |  | AZ_AZ_G3 | HARRIS | GAS | HOUSTON | 2009 | 36 | 36 | 36 | 36 | 36 | 36 | 36 | 36 | 36 | 36
105 | EXTEX LAPORTE GEN STN CTG 4 |  | AZ_AZ_G4 | HARRIS | GAS | HOUSTON | 2009 | 36 | 36 | 36 | 36 | 36 | 36 | 36 | 36 | 36 | 36
106 | FERGUSON REPLACEMENT CTG 1 |  | FERGCC_FERGGT1 | LLANO | GAS | SOUTH | 2014 | 169 | 169 | 169 | 169 | 169 | 169 | 169 | 169 | 169 | 169
107 | FERGUSON REPLACEMENT CTG 2 |  | FERGCC_FERGGT2 | LLANO | GAS | SOUTH | 2014 | 169 | 169 | 169 | 169 | 169 | 169 | 169 | 169 | 169 | 169
108 | FERGUSON REPLACEMENT STG 1 |  | FERGCC_FERGST1 | LLANO | GAS | SOUTH | 2014 | 182 | 182 | 182 | 182 | 182 | 182 | 182 | 182 | 182 | 182
109 | FORNEY ENERGY CENTER CTG 11 |  | FRNYPP_GT11 | KAUFMAN | GAS | NORTH | 2003 | 165 | 165 | 165 | 165 | 165 | 165 | 165 | 165 | 165 | 165
110 | FORNEY ENERGY CENTER CTG 12 |  | FRNYPP_GT12 | KAUFMAN | GAS | NORTH | 2003 | 157 | 157 | 157 | 157 | 157 | 157 | 157 | 157 | 157 | 157
111 | FORNEY ENERGY CENTER CTG 13 |  | FRNYPP_GT13 | KAUFMAN | GAS | NORTH | 2003 | 157 | 157 | 157 | 157 | 157 | 157 | 157 | 157 | 157 | 157
112 | FORNEY ENERGY CENTER CTG 21 |  | FRNYPP_GT21 | KAUFMAN | GAS | NORTH | 2003 | 165 | 165 | 165 | 165 | 165 | 165 | 165 | 165 | 165 | 165
113 | FORNEY ENERGY CENTER CTG 22 |  | FRNYPP_GT22 | KAUFMAN | GAS | NORTH | 2003 | 157 | 157 | 157 | 157 | 157 | 157 | 157 | 157 | 157 | 157
114 | FORNEY ENERGY CENTER CTG 23 |  | FRNYPP_GT23 | KAUFMAN | GAS | NORTH | 2003 | 157 | 157 | 157 | 157 | 157 | 157 | 157 | 157 | 157 | 157
115 | FORNEY ENERGY CENTER STG 10 |  | FRNYPP_ST10 | KAUFMAN | GAS | NORTH | 2003 | 406 | 406 | 406 | 406 | 406 | 406 | 406 | 406 | 406 | 406
116 | FORNEY ENERGY CENTER STG 20 |  | FRNYPP_ST20 | KAUFMAN | GAS | NORTH | 2003 | 406 | 406 | 406 | 406 | 406 | 406 | 406 | 406 | 406 | 406
117 | FREESTONE ENERGY CENTER CTG 1 |  | FREC_GT1 | FREESTONE | GAS | NORTH | 2002 | 147 | 147 | 147 | 147 | 147 | 147 | 147 | 147 | 147 | 147
118 | FREESTONE ENERGY CENTER CTG 2 |  | FREC_GT2 | FREESTONE | GAS | NORTH | 2002 | 147 | 147 | 147 | 147 | 147 | 147 | 147 | 147 | 147 | 147
119 | FREESTONE ENERGY CENTER CTG 4 |  | FREC_GT4 | FREESTONE | GAS | NORTH | 2002 | 145 | 145 | 145 | 145 | 145 | 145 | 145 | 145 | 145 | 145
120 | FREESTONE ENERGY CENTER CTG 5 |  | FREC_GT5 | FREESTONE | GAS | NORTH | 2002 | 145 | 145 | 145 | 145 | 145 | 145 | 145 | 145 | 145 | 145
121 | FREESTONE ENERGY CENTER STG 3 |  | FREC_ST3 | FREESTONE | GAS | NORTH | 2002 | 169 | 169 | 169 | 169 | 169 | 169 | 169 | 169 | 169 | 169
122 | FREESTONE ENERGY CENTER STG 6 |  | FREC_ST6 | FREESTONE | GAS | NORTH | 2002 | 168 | 168 | 168 | 168 | 168 | 168 | 168 | 168 | 168 | 168
123 | FRIENDSWOOD G |  | FEGC_UNIT1 | HARRIS | GAS | HOUSTON | 2018 | 119 | 119 | 119 | 119 | 119 | 119 | 119 | 119 | 119 | 119
124 | GRAHAM STG 1 |  | GRSES_UNIT1 | YOUNG | GAS | WEST | 1960 | 234 | 234 | 234 | 234 | 234 | 234 | 234 | 234 | 234 | 234
125 | GRAHAM STG 2 |  | GRSES_UNIT2 | YOUNG | GAS | WEST | 1969 | 390 | 390 | 390 | 390 | 390 | 390 | 390 | 390 | 390 | 390
126 | GREENS BAYOU CTG 73 |  | GBY_GBYGT73 | HARRIS | GAS | HOUSTON | 1976 | 56 | 56 | 56 | 56 | 56 | 56 | 56 | 56 | 56 | 56
127 | GREENS BAYOU CTG 74 |  | GBY_GBYGT74 | HARRIS | GAS | HOUSTON | 1976 | 56 | 56 | 56 | 56 | 56 | 56 | 56 | 56 | 56 | 56
128 | GREENS BAYOU CTG 81 |  | GBY_GBYGT81 | HARRIS | GAS | HOUSTON | 1976 | 56 | 56 | 56 | 56 | 56 | 56 | 56 | 56 | 56 | 56
129 | GREENS BAYOU CTG 82 |  | GBY_GBYGT82 | HARRIS | GAS | HOUSTON | 1976 | 50 | 50 | 50 | 50 | 50 | 50 | 50 | 50 | 50 | 50
130 | GREENS BAYOU CTG 83 |  | GBY_GBYGT83 | HARRIS | GAS | HOUSTON | 1976 | 56 | 56 | 56 | 56 | 56 | 56 | 56 | 56 | 56 | 56
131 | GREENS BAYOU CTG 84 |  | GBY_GBYGT84 | HARRIS | GAS | HOUSTON | 1976 | 56 | 56 | 56 | 56 | 56 | 56 | 56 | 56 | 56 | 56
132 | GREENVILLE IC ENGINE PLANT IC 1 |  | STEAM_ENGINE_1 | HUNT | GAS | NORTH | 2010 | 8.2 | 8.2 | 8.2 | 8.2 | 8.2 | 8.2 | 8.2 | 8.2 | 8.2 | 8.2
133 | GREENVILLE IC ENGINE PLANT IC 2 |  | STEAM_ENGINE_2 | HUNT | GAS | NORTH | 2010 | 8.2 | 8.2 | 8.2 | 8.2 | 8.2 | 8.2 | 8.2 | 8.2 | 8.2 | 8.2
134 | GREENVILLE IC ENGINE PLANT IC 3 |  | STEAM_ENGINE_3 | HUNT | GAS | NORTH | 2010 | 8.2 | 8.2 | 8.2 | 8.2 | 8.2 | 8.2 | 8.2 | 8.2 | 8.2 | 8.2
135 | GUADALUPE ENERGY CENTER CTG 1 |  | GUADG_GAS1 | GUADALUPE | GAS | SOUTH | 2000 | 143 | 143 | 143 | 143 | 143 | 143 | 143 | 143 | 143 | 143
136 | GUADALUPE ENERGY CENTER CTG 2 |  | GUADG_GAS2 | GUADALUPE | GAS | SOUTH | 2000 | 143 | 143 | 143 | 143 | 143 | 143 | 143 | 143 | 143 | 143
137 | GUADALUPE ENERGY CENTER CTG 3 |  | GUADG_GAS3 | GUADALUPE | GAS | SOUTH | 2000 | 141 | 141 | 141 | 141 | 141 | 141 | 141 | 141 | 141 | 141
138 | GUADALUPE ENERGY CENTER CTG 4 |  | GUADG_GAS4 | GUADALUPE | GAS | SOUTH | 2000 | 141 | 141 | 141 | 141 | 141 | 141 | 141 | 141 | 141 | 141
139 | GUADALUPE ENERGY CENTER STG 5 |  | GUADG_STM5 | GUADALUPE | GAS | SOUTH | 2000 | 198 | 198 | 198 | 198 | 198 | 198 | 198 | 198 | 198 | 198
140 | GUADALUPE ENERGY CENTER STG 6 |  | GUADG_STM6 | GUADALUPE | GAS | SOUTH | 2000 | 198 | 198 | 198 | 198 | 198 | 198 | 198 | 198 | 198 | 198
141 | HANDLEY STG 3 |  | HLSES_UNIT3 | TARRANT | GAS | NORTH | 1963 | 395 | 395 | 395 | 395 | 395 | 395 | 395 | 395 | 395 | 395
142 | HANDLEY STG 4 |  | HLSES_UNIT4 | TARRANT | GAS | NORTH | 1976 | 435 | 435 | 435 | 435 | 435 | 435 | 435 | 435 | 435 | 435
143 | HANDLEY STG 5 |  | HLSES_UNIT5 | TARRANT | GAS | NORTH | 1977 | 435 | 435 | 435 | 435 | 435 | 435 | 435 | 435 | 435 | 435
144 | HAYS ENERGY FACILITY CSG 1 |  | HAYSEN_HAYSENG1 | HAYS | GAS | SOUTH | 2002 | 210 | 210 | 210 | 210 | 210 | 210 | 210 | 210 | 210 | 210
145 | HAYS ENERGY FACILITY CSG 2 |  | HAYSEN_HAYSENG2 | HAYS | GAS | SOUTH | 2002 | 211 | 211 | 211 | 211 | 211 | 211 | 211 | 211 | 211 | 211
146 | HAYS ENERGY FACILITY CSG 3 |  | HAYSEN_HAYSENG3 | HAYS | GAS | SOUTH | 2002 | 210 | 210 | 210 | 210 | 210 | 210 | 210 | 210 | 210 | 210
147 | HAYS ENERGY FACILITY CSG 4 |  | HAYSEN_HAYSENG4 | HAYS | GAS | SOUTH | 2002 | 213 | 213 | 213 | 213 | 213 | 213 | 213 | 213 | 213 | 213
148 | HIDALGO ENERGY CENTER CTG 1 |  | DUKE_DUKE_GT1 | HIDALGO | GAS | SOUTH | 2000 | 149 | 149 | 149 | 149 | 149 | 149 | 149 | 149 | 149 | 149
149 | HIDALGO ENERGY CENTER CTG 2 |  | DUKE_DUKE_GT2 | HIDALGO | GAS | SOUTH | 2000 | 149 | 149 | 149 | 149 | 149 | 149 | 149 | 149 | 149 | 149
150 | HIDALGO ENERGY CENTER STG 1 |  | DUKE_DUKE_ST1 | HIDALGO | GAS | SOUTH | 2000 | 168 | 168 | 168 | 168 | 168 | 168 | 168 | 168 | 168 | 168
151 | JACK COUNTY GEN FACILITY CTG 1 |  | JACKCNTY_CT1 | JACK | GAS | NORTH | 2006 | 155 | 155 | 155 | 155 | 155 | 155 | 155 | 155 | 155 | 155
152 | JACK COUNTY GEN FACILITY CTG 2 |  | JACKCNTY_CT2 | JACK | GAS | NORTH | 2006 | 155 | 155 | 155 | 155 | 155 | 155 | 155 | 155 | 155 | 155
153 | JACK COUNTY GEN FACILITY CTG 3 |  | JCKCNTY2_CT3 | JACK | GAS | NORTH | 2011 | 150 | 150 | 150 | 150 | 150 | 150 | 150 | 150 | 150 | 150
154 | JACK COUNTY GEN FACILITY CTG 4 |  | JCKCNTY2_CT4 | JACK | GAS | NORTH | 2011 | 150 | 150 | 150 | 150 | 150 | 150 | 150 | 150 | 150 | 150
155 | JACK COUNTY GEN FACILITY STG 1 |  | JACKCNTY_STG | JACK | GAS | NORTH | 2006 | 295 | 295 | 295 | 295 | 295 | 295 | 295 | 295 | 295 | 295
156 | JACK COUNTY GEN FACILITY STG 2 |  | JCKCNTY2_ST2 | JACK | GAS | NORTH | 2011 | 295 | 295 | 295 | 295 | 295 | 295 | 295 | 295 | 295 | 295
157 | JOHNSON COUNTY GEN FACILITY CTG 1 |  | TEN_CT1 | JOHNSON | GAS | NORTH | 1997 | 163 | 163 | 163 | 163 | 163 | 163 | 163 | 163 | 163 | 163
158 | JOHNSON COUNTY GEN FACILITY STG 1 |  | TEN_STG | JOHNSON | GAS | NORTH | 1997 | 106 | 106 | 106 | 106 | 106 | 106 | 106 | 106 | 106 | 106
159 | LAKE HUBBARD STG 1 |  | LHSES_UNIT1 | DALLAS | GAS | NORTH | 1970 | 392 | 392 | 392 | 392 | 392 | 392 | 392 | 392 | 392 | 392
160 | LAKE HUBBARD STG 2 |  | LHSES_UNIT2A | DALLAS | GAS | NORTH | 1973 | 523 | 523 | 523 | 523 | 523 | 523 | 523 | 523 | 523 | 523
161 | LAMAR ENERGY CENTER CTG 11 |  | LPCCS_CT11 | LAMAR | GAS | NORTH | 2000 | 153 | 153 | 153 | 153 | 153 | 153 | 153 | 153 | 153 | 153
162 | LAMAR ENERGY CENTER CTG 12 |  | LPCCS_CT12 | LAMAR | GAS | NORTH | 2000 | 145 | 145 | 145 | 145 | 145 | 145 | 145 | 145 | 145 | 145
163 | LAMAR ENERGY CENTER CTG 21 |  | LPCCS_CT21 | LAMAR | GAS | NORTH | 2000 | 145 | 145 | 145 | 145 | 145 | 145 | 145 | 145 | 145 | 145
164 | LAMAR ENERGY CENTER CTG 22 |  | LPCCS_CT22 | LAMAR | GAS | NORTH | 2000 | 153 | 153 | 153 | 153 | 153 | 153 | 153 | 153 | 153 | 153
165 | LAMAR ENERGY CENTER STG 1 |  | LPCCS_UNIT1 | LAMAR | GAS | NORTH | 2000 | 204 | 204 | 204 | 204 | 204 | 204 | 204 | 204 | 204 | 204
166 | LAMAR ENERGY CENTER STG 2 |  | LPCCS_UNIT2 | LAMAR | GAS | NORTH | 2000 | 204 | 204 | 204 | 204 | 204 | 204 | 204 | 204 | 204 | 204
167 | LAREDO CTG 4 |  | LARDVFTN_G4 | WEBB | GAS | SOUTH | 2008 | 90.1 | 90.1 | 90.1 | 90.1 | 90.1 | 90.1 | 90.1 | 90.1 | 90.1 | 90.1
168 | LAREDO CTG 5 |  | LARDVFTN_G5 | WEBB | GAS | SOUTH | 2008 | 87.3 | 87.3 | 87.3 | 87.3 | 87.3 | 87.3 | 87.3 | 87.3 | 87.3 | 87.3
169 | LEON CREEK PEAKER CTG 1 |  | LEON_CRK_LCPCT1 | BEXAR | GAS | SOUTH | 2004 | 46 | 46 | 46 | 46 | 46 | 46 | 46 | 46 | 46 | 46
170 | LEON CREEK PEAKER CTG 2 |  | LEON_CRK_LCPCT2 | BEXAR | GAS | SOUTH | 2004 | 46 | 46 | 46 | 46 | 46 | 46 | 46 | 46 | 46 | 46
171 | LEON CREEK PEAKER CTG 3 |  | LEON_CRK_LCPCT3 | BEXAR | GAS | SOUTH | 2004 | 46 | 46 | 46 | 46 | 46 | 46 | 46 | 46 | 46 | 46
172 | LEON CREEK PEAKER CTG 4 |  | LEON_CRK_LCPCT4 | BEXAR | GAS | SOUTH | 2004 | 46 | 46 | 46 | 46 | 46 | 46 | 46 | 46 | 46 | 46
173 | LOST PINES POWER CTG 1 |  | LOSTPI_LOSTPGT1 | BASTROP | GAS | SOUTH | 2001 | 170 | 170 | 170 | 170 | 170 | 170 | 170 | 170 | 170 | 170
174 | LOST PINES POWER CTG 2 |  | LOSTPI_LOSTPGT2 | BASTROP | GAS | SOUTH | 2001 | 170 | 170 | 170 | 170 | 170 | 170 | 170 | 170 | 170 | 170
175 | LOST PINES POWER STG 1 |  | LOSTPI_LOSTPST1 | BASTROP | GAS | SOUTH | 2001 | 188 | 188 | 188 | 188 | 188 | 188 | 188 | 188 | 188 | 188
176 | MAGIC VALLEY STATION CTG 1 |  | NEDIN_NEDIN_G1 | HIDALGO | GAS | SOUTH | 2001 | 215 | 215 | 215 | 215 | 215 | 215 | 215 | 215 | 215 | 215
177 | MAGIC VALLEY STATION CTG 2 |  | NEDIN_NEDIN_G2 | HIDALGO | GAS | SOUTH | 2001 | 215 | 215 | 215 | 215 | 215 | 215 | 215 | 215 | 215 | 215
178 | MAGIC VALLEY STATION STG 3 |  | NEDIN_NEDIN_G3 | HIDALGO | GAS | SOUTH | 2001 | 236 | 236 | 236 | 236 | 236 | 236 | 236 | 236 | 236 | 236
179 | MIDLOTHIAN ENERGY FACILITY CTG 1 |  | MDANP_CT1 | ELLIS | GAS | NORTH | 2001 | 229 | 229 | 229 | 229 | 229 | 229 | 229 | 229 | 229 | 229
180 | MIDLOTHIAN ENERGY FACILITY CTG 2 |  | MDANP_CT2 | ELLIS | GAS | NORTH | 2001 | 227 | 227 | 227 | 227 | 227 | 227 | 227 | 227 | 227 | 227
181 | MIDLOTHIAN ENERGY FACILITY CTG 3 |  | MDANP_CT3 | ELLIS | GAS | NORTH | 2001 | 227 | 227 | 227 | 227 | 227 | 227 | 227 | 227 | 227 | 227
182 | MIDLOTHIAN ENERGY FACILITY CTG 4 |  | MDANP_CT4 | ELLIS | GAS | NORTH | 2001 | 227 | 227 | 227 | 227 | 227 | 227 | 227 | 227 | 227 | 227
183 | MIDLOTHIAN ENERGY FACILITY CTG 5 |  | MDANP_CT5 | ELLIS | GAS | NORTH | 2002 | 241 | 241 | 241 | 241 | 241 | 241 | 241 | 241 | 241 | 241
184 | MIDLOTHIAN ENERGY FACILITY CTG 6 |  | MDANP_CT6 | ELLIS | GAS | NORTH | 2002 | 243 | 243 | 243 | 243 | 243 | 243 | 243 | 243 | 243 | 243
185 | MORGAN CREEK CTG 1 |  | MGSES_CT1 | MITCHELL | GAS | WEST | 1988 | 66 | 66 | 66 | 66 | 66 | 66 | 66 | 66 | 66 | 66
186 | MORGAN CREEK CTG 2 |  | MGSES_CT2 | MITCHELL | GAS | WEST | 1988 | 65 | 65 | 65 | 65 | 65 | 65 | 65 | 65 | 65 | 65
187 | MORGAN CREEK CTG 3 |  | MGSES_CT3 | MITCHELL | GAS | WEST | 1988 | 65 | 65 | 65 | 65 | 65 | 65 | 65 | 65 | 65 | 65
188 | MORGAN CREEK CTG 4 |  | MGSES_CT4 | MITCHELL | GAS | WEST | 1988 | 67 | 67 | 67 | 67 | 67 | 67 | 67 | 67 | 67 | 67
189 | MORGAN CREEK CTG 5 |  | MGSES_CT5 | MITCHELL | GAS | WEST | 1988 | 67 | 67 | 67 | 67 | 67 | 67 | 67 | 67 | 67 | 67
190 | MORGAN CREEK CTG 6 |  | MGSES_CT6 | MITCHELL | GAS | WEST | 1988 | 67 | 67 | 67 | 67 | 67 | 67 | 67 | 67 | 67 | 67
191 | MOUNTAIN CREEK STG 6 |  | MCSES_UNIT6 | DALLAS | GAS | NORTH | 1956 | 122 | 122 | 122 | 122 | 122 | 122 | 122 | 122 | 122 | 122
192 | MOUNTAIN CREEK STG 7 |  | MCSES_UNIT7 | DALLAS | GAS | NORTH | 1958 | 118 | 118 | 118 | 118 | 118 | 118 | 118 | 118 | 118 | 118
193 | MOUNTAIN CREEK STG 8 |  | MCSES_UNIT8 | DALLAS | GAS | NORTH | 1967 | 568 | 568 | 568 | 568 | 568 | 568 | 568 | 568 | 568 | 568
194 | NUECES BAY REPOWER CTG 8 |  | NUECES_B_NUECESG8 | NUECES | GAS | COASTAL | 2010 | 157 | 157 | 157 | 157 | 157 | 157 | 157 | 157 | 157 | 157
195 | NUECES BAY REPOWER CTG 9 |  | NUECES_B_NUECESG9 | NUECES | GAS | COASTAL | 2010 | 157 | 157 | 157 | 157 | 157 | 157 | 157 | 157 | 157 | 157
196 | NUECES BAY REPOWER STG 7 |  | NUECES_B_NUECESG7 | NUECES | GAS | COASTAL | 1972 | 319 | 319 | 319 | 319 | 319 | 319 | 319 | 319 | 319 | 319
197 | O W SOMMERS STG 1 |  | CALAVERS_OWS1 | BEXAR | GAS | SOUTH | 1972 | 420 | 420 | 420 | 420 | 420 | 420 | 420 | 420 | 420 | 420
198 | O W SOMMERS STG 2 |  | CALAVERS_OWS2 | BEXAR | GAS | SOUTH | 1974 | 410 | 410 | 410 | 410 | 410 | 410 | 410 | 410 | 410 | 410
199 | ODESSA-ECTOR POWER CTG 11 |  | OECCS_CT11 | ECTOR | GAS | WEST | 2001 | 166.7 | 166.7 | 166.7 | 166.7 | 166.7 | 166.7 | 166.7 | 166.7 | 166.7 | 166.7
200 | ODESSA-ECTOR POWER CTG 12 |  | OECCS_CT12 | ECTOR | GAS | WEST | 2001 | 158.2 | 158.2 | 158.2 | 158.2 | 158.2 | 158.2 | 158.2 | 158.2 | 158.2 | 158.2
201 | ODESSA-ECTOR POWER CTG 21 | 20INR0282 | OECCS_CT21 | ECTOR | GAS | WEST | 2001 | 166.7 | 166.7 | 166.7 | 166.7 | 166.7 | 166.7 | 166.7 | 166.7 | 166.7 | 166.7
202 | ODESSA-ECTOR POWER CTG 22 | 20INR0282 | OECCS_CT22 | ECTOR | GAS | WEST | 2001 | 158.2 | 158.2 | 158.2 | 158.2 | 158.2 | 158.2 | 158.2 | 158.2 | 158.2 | 158.2
203 | ODESSA-ECTOR POWER STG 1 |  | OECCS_UNIT1 | ECTOR | GAS | WEST | 2001 | 206 | 206 | 206 | 206 | 206 | 206 | 206 | 206 | 206 | 206
204 | ODESSA-ECTOR POWER STG 2 | 20INR0282 | OECCS_UNIT2 | ECTOR | GAS | WEST | 2001 | 206 | 206 | 206 | 206 | 206 | 206 | 206 | 206 | 206 | 206
205 | PANDA SHERMAN POWER CTG 1 |  | PANDA_S_SHER1CT1 | GRAYSON | GAS | NORTH | 2014 | 196 | 196 | 196 | 196 | 196 | 196 | 196 | 196 | 196 | 196
206 | PANDA SHERMAN POWER CTG 2 |  | PANDA_S_SHER1CT2 | GRAYSON | GAS | NORTH | 2014 | 195 | 195 | 195 | 195 | 195 | 195 | 195 | 195 | 195 | 195
207 | PANDA SHERMAN POWER STG 1 |  | PANDA_S_SHER1ST1 | GRAYSON | GAS | NORTH | 2014 | 326 | 326 | 326 | 326 | 326 | 326 | 326 | 326 | 326 | 326
208 | PANDA TEMPLE I POWER CTG 1 |  | PANDA_T1_TMPL1CT1 | BELL | GAS | NORTH | 2014 | 195 | 195 | 195 | 195 | 195 | 195 | 195 | 195 | 195 | 195
209 | PANDA TEMPLE I POWER CTG 2 |  | PANDA_T1_TMPL1CT2 | BELL | GAS | NORTH | 2014 | 195 | 195 | 195 | 195 | 195 | 195 | 195 | 195 | 195 | 195
210 | PANDA TEMPLE I POWER STG 1 |  | PANDA_T1_TMPL1ST1 | BELL | GAS | NORTH | 2014 | 312 | 312 | 312 | 312 | 312 | 312 | 312 | 312 | 312 | 312
211 | PANDA TEMPLE II POWER CTG 1 |  | PANDA_T2_TMPL2CT1 | BELL | GAS | NORTH | 2015 | 191.2 | 191.2 | 191.2 | 191.2 | 191.2 | 191.2 | 191.2 | 191.2 | 191.2 | 191.2
212 | PANDA TEMPLE II POWER CTG 2 |  | PANDA_T2_TMPL2CT2 | BELL | GAS | NORTH | 2015 | 191.2 | 191.2 | 191.2 | 191.2 | 191.2 | 191.2 | 191.2 | 191.2 | 191.2 | 191.2
213 | PANDA TEMPLE II POWER STG 1 |  | PANDA_T2_TMPL2ST1 | BELL | GAS | NORTH | 2015 | 334.7 | 334.7 | 334.7 | 334.7 | 334.7 | 334.7 | 334.7 | 334.7 | 334.7 | 334.7
214 | PARIS ENERGY CENTER CTG 1 |  | TNSKA_GT1 | LAMAR | GAS | NORTH | 1989 | 76 | 76 | 76 | 76 | 76 | 76 | 76 | 76 | 76 | 76
215 | PARIS ENERGY CENTER CTG 2 |  | TNSKA_GT2 | LAMAR | GAS | NORTH | 1989 | 76 | 76 | 76 | 76 | 76 | 76 | 76 | 76 | 76 | 76
216 | PARIS ENERGY CENTER STG 1 |  | TNSKA_STG | LAMAR | GAS | NORTH | 1990 | 87 | 87 | 87 | 87 | 87 | 87 | 87 | 87 | 87 | 87
217 | PASADENA COGEN FACILITY CTG 2 |  | PSG_PSG_GT2 | HARRIS | GAS | HOUSTON | 2000 | 164.5 | 164.5 | 164.5 | 164.5 | 164.5 | 164.5 | 164.5 | 164.5 | 164.5 | 164.5
218 | PASADENA COGEN FACILITY CTG 3 |  | PSG_PSG_GT3 | HARRIS | GAS | HOUSTON | 2000 | 164.5 | 164.5 | 164.5 | 164.5 | 164.5 | 164.5 | 164.5 | 164.5 | 164.5 | 164.5
219 | PASADENA COGEN FACILITY STG 2 |  | PSG_PSG_ST2 | HARRIS | GAS | HOUSTON | 2000 | 170.4 | 170.4 | 170.4 | 170.4 | 170.4 | 170.4 | 170.4 | 170.4 | 170.4 | 170.4
220 | PEARSALL ENGINE PLANT IC A |  | PEARSAL2_AGR_A | FRIO | GAS | SOUTH | 2012 | 50.6 | 50.6 | 50.6 | 50.6 | 50.6 | 50.6 | 50.6 | 50.6 | 50.6 | 50.6
221 | PEARSALL ENGINE PLANT IC B |  | PEARSAL2_AGR_B | FRIO | GAS | SOUTH | 2012 | 50.6 | 50.6 | 50.6 | 50.6 | 50.6 | 50.6 | 50.6 | 50.6 | 50.6 | 50.6
222 | PEARSALL ENGINE PLANT IC C |  | PEARSAL2_AGR_C | FRIO | GAS | SOUTH | 2012 | 50.6 | 50.6 | 50.6 | 50.6 | 50.6 | 50.6 | 50.6 | 50.6 | 50.6 | 50.6
223 | PEARSALL ENGINE PLANT IC D |  | PEARSAL2_AGR_D | FRIO | GAS | SOUTH | 2012 | 50.6 | 50.6 | 50.6 | 50.6 | 50.6 | 50.6 | 50.6 | 50.6 | 50.6 | 50.6
224 | PERMIAN BASIN CTG 1 |  | PB2SES_CT1 | WARD | GAS | WEST | 1988 | 63 | 63 | 63 | 63 | 63 | 63 | 63 | 63 | 63 | 63
225 | PERMIAN BASIN CTG 2 |  | PB2SES_CT2 | WARD | GAS | WEST | 1988 | 64 | 64 | 64 | 64 | 64 | 64 | 64 | 64 | 64 | 64
226 | PERMIAN BASIN CTG 3 |  | PB2SES_CT3 | WARD | GAS | WEST | 1988 | 64 | 64 | 64 | 64 | 64 | 64 | 64 | 64 | 64 | 64
227 | PERMIAN BASIN CTG 4 |  | PB2SES_CT4 | WARD | GAS | WEST | 1990 | 64 | 64 | 64 | 64 | 64 | 64 | 64 | 64 | 64 | 64
228 | PERMIAN BASIN CTG 5 |  | PB2SES_CT5 | WARD | GAS | WEST | 1990 | 65 | 65 | 65 | 65 | 65 | 65 | 65 | 65 | 65 | 65
229 | PHR PEAKERS (BAC) CTG 1 |  | BAC_CTG1 | GALVESTON | GAS | HOUSTON | 2018 | 59 | 59 | 59 | 59 | 59 | 59 | 59 | 59 | 59 | 59
230 | PHR PEAKERS (BAC) CTG 2 |  | BAC_CTG2 | GALVESTON | GAS | HOUSTON | 2018 | 61 | 61 | 61 | 61 | 61 | 61 | 61 | 61 | 61 | 61
231 | PHR PEAKERS (BAC) CTG 3 |  | BAC_CTG3 | GALVESTON | GAS | HOUSTON | 2018 | 49 | 49 | 49 | 49 | 49 | 49 | 49 | 49 | 49 | 49
232 | PHR PEAKERS (BAC) CTG 4 |  | BAC_CTG4 | GALVESTON | GAS | HOUSTON | 2018 | 54 | 54 | 54 | 54 | 54 | 54 | 54 | 54 | 54 | 54
233 | PHR PEAKERS (BAC) CTG 5 |  | BAC_CTG5 | GALVESTON | GAS | HOUSTON | 2018 | 54 | 54 | 54 | 54 | 54 | 54 | 54 | 54 | 54 | 54
234 | PHR PEAKERS (BAC) CTG 6 |  | BAC_CTG6 | GALVESTON | GAS | HOUSTON | 2018 | 52 | 52 | 52 | 52 | 52 | 52 | 52 | 52 | 52 | 52
235 | POWERLANE PLANT STG 1 |  | STEAM1A_STEAM_1 | HUNT | GAS | NORTH | 1966 | 17.5 | 17.5 | 17.5 | 17.5 | 17.5 | 17.5 | 17.5 | 17.5 | 17.5 | 17.5
236 | POWERLANE PLANT STG 2 |  | STEAM_STEAM_2 | HUNT | GAS | NORTH | 1967 | 23.5 | 23.5 | 23.5 | 23.5 | 23.5 | 23.5 | 23.5 | 23.5 | 23.5 | 23.5
237 | POWERLANE PLANT STG 3 |  | STEAM_STEAM_3 | HUNT | GAS | NORTH | 1978 | 39.5 | 39.5 | 39.5 | 39.5 | 39.5 | 39.5 | 39.5 | 39.5 | 39.5 | 39.5
238 | QUAIL RUN ENERGY CTG 1 |  | QALSW_GT1 | ECTOR | GAS | WEST | 2007 | 74 | 74 | 74 | 74 | 74 | 74 | 74 | 74 | 74 | 74
239 | QUAIL RUN ENERGY CTG 2 |  | QALSW_GT2 | ECTOR | GAS | WEST | 2007 | 74 | 74 | 74 | 74 | 74 | 74 | 74 | 74 | 74 | 74
240 | QUAIL RUN ENERGY CTG 3 |  | QALSW_GT3 | ECTOR | GAS | WEST | 2008 | 72 | 72 | 72 | 72 | 72 | 72 | 72 | 72 | 72 | 72
241 | QUAIL RUN ENERGY CTG 4 |  | QALSW_GT4 | ECTOR | GAS | WEST | 2008 | 72 | 72 | 72 | 72 | 72 | 72 | 72 | 72 | 72 | 72
242 | QUAIL RUN ENERGY STG 1 |  | QALSW_STG1 | ECTOR | GAS | WEST | 2007 | 98 | 98 | 98 | 98 | 98 | 98 | 98 | 98 | 98 | 98
243 | QUAIL RUN ENERGY STG 2 |  | QALSW_STG2 | ECTOR | GAS | WEST | 2008 | 98 | 98 | 98 | 98 | 98 | 98 | 98 | 98 | 98 | 98
244 | R MASSENGALE GT8 (LP&L) |  | R_MASSENGALE_8 | LUBBOCK | GAS | PANHANDLE | 2000 | 38 | 38 | 38 | 38 | 38 | 38 | 38 | 38 | 38 | 38
245 | R MASSENGALE ST7 (LP&L) |  | R_MASSENGALE_7 | LUBBOCK | GAS | PANHANDLE | 1959 | 18 | 18 | 18 | 18 | 18 | 18 | 18 | 18 | 18 | 18
246 | R W MILLER CTG 4 |  | MIL_MILLERG4 | PALO PINTO | GAS | NORTH | 1994 | 100 | 100 | 100 | 100 | 100 | 100 | 100 | 100 | 100 | 100
247 | R W MILLER CTG 5 |  | MIL_MILLERG5 | PALO PINTO | GAS | NORTH | 1994 | 100 | 100 | 100 | 100 | 100 | 100 | 100 | 100 | 100 | 100
248 | R W MILLER STG 1 |  | MIL_MILLERG1 | PALO PINTO | GAS | NORTH | 1968 | 70 | 70 | 70 | 70 | 70 | 70 | 70 | 70 | 70 | 70
249 | R W MILLER STG 2 |  | MIL_MILLERG2 | PALO PINTO | GAS | NORTH | 1972 | 118 | 118 | 118 | 118 | 118 | 118 | 118 | 118 | 118 | 118
250 | R W MILLER STG 3 |  | MIL_MILLERG3 | PALO PINTO | GAS | NORTH | 1975 | 208 | 208 | 208 | 208 | 208 | 208 | 208 | 208 | 208 | 208
251 | RAY OLINGER CTG 4 |  | OLINGR_OLING_4 | COLLIN | GAS | NORTH | 2001 | 75 | 75 | 75 | 75 | 75 | 75 | 75 | 75 | 75 | 75
252 | RAY OLINGER STG 1 |  | OLINGR_OLING_1 | COLLIN | GAS | NORTH | 1967 | 78 | 78 | 78 | 78 | 78 | 78 | 78 | 78 | 78 | 78
253 | RAY OLINGER STG 2 |  | OLINGR_OLING_2 | COLLIN | GAS | NORTH | 1971 | 107 | 107 | 107 | 107 | 107 | 107 | 107 | 107 | 107 | 107
254 | RAY OLINGER STG 3 |  | OLINGR_OLING_3 | COLLIN | GAS | NORTH | 1975 | 146 | 146 | 146 | 146 | 146 | 146 | 146 | 146 | 146 | 146
255 | REDGATE IC A |  | REDGATE_AGR_A | HIDALGO | GAS | SOUTH | 2016 | 56.3 | 56.3 | 56.3 | 56.3 | 56.3 | 56.3 | 56.3 | 56.3 | 56.3 | 56.3
256 | REDGATE IC B |  | REDGATE_AGR_B | HIDALGO | GAS | SOUTH | 2016 | 56.3 | 56.3 | 56.3 | 56.3 | 56.3 | 56.3 | 56.3 | 56.3 | 56.3 | 56.3
257 | REDGATE IC C |  | REDGATE_AGR_C | HIDALGO | GAS | SOUTH | 2016 | 56.3 | 56.3 | 56.3 | 56.3 | 56.3 | 56.3 | 56.3 | 56.3 | 56.3 | 56.3
258 | REDGATE IC D |  | REDGATE_AGR_D | HIDALGO | GAS | SOUTH | 2016 | 56.3 | 56.3 | 56.3 | 56.3 | 56.3 | 56.3 | 56.3 | 56.3 | 56.3 | 56.3
259 | RIO NOGALES POWER CTG 1 |  | RIONOG_CT1 | GUADALUPE | GAS | SOUTH | 2002 | 163 | 163 | 163 | 163 | 163 | 163 | 163 | 163 | 163 | 163
260 | RIO NOGALES POWER CTG 2 | 21INR0328 | RIONOG_CT2 | GUADALUPE | GAS | SOUTH | 2002 | 148 | 148 | 148 | 148 | 148 | 148 | 148 | 148 | 148 | 148
261 | RIO NOGALES POWER CTG 3 | 20INR0272 | RIONOG_CT3 | GUADALUPE | GAS | SOUTH | 2002 | 163 | 163 | 163 | 163 | 163 | 163 | 163 | 163 | 163 | 163
262 | RIO NOGALES POWER STG 4 |  | RIONOG_ST1 | GUADALUPE | GAS | SOUTH | 2002 | 305 | 305 | 305 | 305 | 305 | 305 | 305 | 305 | 305 | 305
263 | SAM RAYBURN POWER CTG 1 |  | RAYBURN_RAYBURG1 | VICTORIA | GAS | SOUTH | 1963 | 11 | 11 | 11 | 11 | 11 | 11 | 11 | 11 | 11 | 11
264 | SAM RAYBURN POWER CTG 2 |  | RAYBURN_RAYBURG2 | VICTORIA | GAS | SOUTH | 1963 | 11 | 11 | 11 | 11 | 11 | 11 | 11 | 11 | 11 | 11
265 | SAM RAYBURN POWER CTG 7 |  | RAYBURN_RAYBURG7 | VICTORIA | GAS | SOUTH | 2003 | 50 | 50 | 50 | 50 | 50 | 50 | 50 | 50 | 50 | 50
266 | SAM RAYBURN POWER CTG 8 |  | RAYBURN_RAYBURG8 | VICTORIA | GAS | SOUTH | 2003 | 50 | 50 | 50 | 50 | 50 | 50 | 50 | 50 | 50 | 50
267 | SAM RAYBURN POWER CTG 9 |  | RAYBURN_RAYBURG9 | VICTORIA | GAS | SOUTH | 2003 | 50 | 50 | 50 | 50 | 50 | 50 | 50 | 50 | 50 | 50
268 | SAM RAYBURN POWER STG 10 |  | RAYBURN_RAYBURG10 | VICTORIA | GAS | SOUTH | 2003 | 40 | 40 | 40 | 40 | 40 | 40 | 40 | 40 | 40 | 40
269 | SAN JACINTO SES CTG 1 |  | SJS_SJS_G1 | HARRIS | GAS | HOUSTON | 1995 | 80 | 80 | 80 | 80 | 80 | 80 | 80 | 80 | 80 | 80
270 | SAN JACINTO SES CTG 2 |  | SJS_SJS_G2 | HARRIS | GAS | HOUSTON | 1995 | 80 | 80 | 80 | 80 | 80 | 80 | 80 | 80 | 80 | 80
271 | SANDHILL ENERGY CENTER CTG 1 |  | SANDHSYD_SH1 | TRAVIS | GAS | SOUTH | 2001 | 47 | 47 | 47 | 47 | 47 | 47 | 47 | 47 | 47 | 47
272 | SANDHILL ENERGY CENTER CTG 2 |  | SANDHSYD_SH2 | TRAVIS | GAS | SOUTH | 2001 | 47 | 47 | 47 | 47 | 47 | 47 | 47 | 47 | 47 | 47
273 | SANDHILL ENERGY CENTER CTG 3 |  | SANDHSYD_SH3 | TRAVIS | GAS | SOUTH | 2001 | 47 | 47 | 47 | 47 | 47 | 47 | 47 | 47 | 47 | 47
274 | SANDHILL ENERGY CENTER CTG 4 |  | SANDHSYD_SH4 | TRAVIS | GAS | SOUTH | 2001 | 47 | 47 | 47 | 47 | 47 | 47 | 47 | 47 | 47 | 47
275 | SANDHILL ENERGY CENTER CTG 5A |  | SANDHSYD_SH_5A | TRAVIS | GAS | SOUTH | 2004 | 142 | 142 | 142 | 142 | 142 | 142 | 142 | 142 | 142 | 142
276 | SANDHILL ENERGY CENTER CTG 6 |  | SANDHSYD_SH6 | TRAVIS | GAS | SOUTH | 2010 | 47 | 47 | 47 | 47 | 47 | 47 | 47 | 47 | 47 | 47
277 | SANDHILL ENERGY CENTER CTG 7 |  | SANDHSYD_SH7 | TRAVIS | GAS | SOUTH | 2010 | 47 | 47 | 47 | 47 | 47 | 47 | 47 | 47 | 47 | 47
278 | SANDHILL ENERGY CENTER STG 5C |  | SANDHSYD_SH_5C | TRAVIS | GAS | SOUTH | 2004 | 139 | 139 | 139 | 139 | 139 | 139 | 139 | 139 | 139 | 139
279 | SILAS RAY CTG 10 |  | SILASRAY_SILAS_10 | CAMERON | GAS | COASTAL | 2004 | 46 | 46 | 46 | 46 | 46 | 46 | 46 | 46 | 46 | 46
280 | SILAS RAY POWER CTG 9 |  | SILASRAY_SILAS_9 | CAMERON | GAS | COASTAL | 1996 | 38 | 38 | 38 | 38 | 38 | 38 | 38 | 38 | 38 | 38
281 | SILAS RAY POWER STG 6 |  | SILASRAY_SILAS_6 | CAMERON | GAS | COASTAL | 1962 | 20 | 20 | 20 | 20 | 20 | 20 | 20 | 20 | 20 | 20
282 | SIM GIDEON STG 1 |  | GIDEON_GIDEONG1 | BASTROP | GAS | SOUTH | 1965 | 130 | 130 | 130 | 130 | 130 | 130 | 130 | 130 | 130 | 130
283 | SIM GIDEON STG 2 |  | GIDEON_GIDEONG2 | BASTROP | GAS | SOUTH | 1968 | 135 | 135 | 135 | 135 | 135 | 135 | 135 | 135 | 135 | 135
284 | SIM GIDEON STG 3 |  | GIDEON_GIDEONG3 | BASTROP | GAS | SOUTH | 1972 | 336 | 336 | 336 | 336 | 336 | 336 | 336 | 336 | 336 | 336
285 | SKY GLOBAL POWER ONE IC A |  | SKY1_SKY1A | COLORADO | GAS | SOUTH | 2016 | 26.7 | 26.7 | 26.7 | 26.7 | 26.7 | 26.7 | 26.7 | 26.7 | 26.7 | 26.7
286 | SKY GLOBAL POWER ONE IC B |  | SKY1_SKY1B | COLORADO | GAS | SOUTH | 2016 | 26.7 | 26.7 | 26.7 | 26.7 | 26.7 | 26.7 | 26.7 | 26.7 | 26.7 | 26.7
287 | STRYKER CREEK STG 1 |  | SCSES_UNIT1A | CHEROKEE | GAS | NORTH | 1958 | 167 | 167 | 167 | 167 | 167 | 167 | 167 | 167 | 167 | 167
288 | STRYKER CREEK STG 2 |  | SCSES_UNIT2 | CHEROKEE | GAS | NORTH | 1965 | 502 | 502 | 502 | 502 | 502 | 502 | 502 | 502 | 502 | 502
289 | T H WHARTON CTG 1 |  | THW_THWGT_1 | HARRIS | GAS | HOUSTON | 1967 | 13 | 13 | 13 | 13 | 13 | 13 | 13 | 13 | 13 | 13
290 | T H WHARTON POWER CTG 31 |  | THW_THWGT31 | HARRIS | GAS | HOUSTON | 1972 | 54 | 54 | 54 | 54 | 54 | 54 | 54 | 54 | 54 | 54
291 | T H WHARTON POWER CTG 32 |  | THW_THWGT32 | HARRIS | GAS | HOUSTON | 1972 | 54 | 54 | 54 | 54 | 54 | 54 | 54 | 54 | 54 | 54
292 | T H WHARTON POWER CTG 33 |  | THW_THWGT33 | HARRIS | GAS | HOUSTON | 1972 | 54 | 54 | 54 | 54 | 54 | 54 | 54 | 54 | 54 | 54
293 | T H WHARTON POWER CTG 34 |  | THW_THWGT34 | HARRIS | GAS | HOUSTON | 1972 | 54 | 54 | 54 | 54 | 54 | 54 | 54 | 54 | 54 | 54
294 | T H WHARTON POWER CTG 41 |  | THW_THWGT41 | HARRIS | GAS | HOUSTON | 1972 | 54 | 54 | 54 | 54 | 54 | 54 | 54 | 54 | 54 | 54
295 | T H WHARTON POWER CTG 42 |  | THW_THWGT42 | HARRIS | GAS | HOUSTON | 1972 | 54 | 54 | 54 | 54 | 54 | 54 | 54 | 54 | 54 | 54
296 | T H WHARTON POWER CTG 43 |  | THW_THWGT43 | HARRIS | GAS | HOUSTON | 1974 | 54 | 54 | 54 | 54 | 54 | 54 | 54 | 54 | 54 | 54
297 | T H WHARTON POWER CTG 44 |  | THW_THWGT44 | HARRIS | GAS | HOUSTON | 1974 | 54 | 54 | 54 | 54 | 54 | 54 | 54 | 54 | 54 | 54
298 | T H WHARTON POWER CTG 51 |  | THW_THWGT51 | HARRIS | GAS | HOUSTON | 1975 | 56 | 56 | 56 | 56 | 56 | 56 | 56 | 56 | 56 | 56
299 | T H WHARTON POWER CTG 52 |  | THW_THWGT52 | HARRIS | GAS | HOUSTON | 1975 | 56 | 56 | 56 | 56 | 56 | 56 | 56 | 56 | 56 | 56
300 | T H WHARTON POWER CTG 53 |  | THW_THWGT53 | HARRIS | GAS | HOUSTON | 1975 | 56 | 56 | 56 | 56 | 56 | 56 | 56 | 56 | 56 | 56
301 | T H WHARTON POWER CTG 54 |  | THW_THWGT54 | HARRIS | GAS | HOUSTON | 1975 | 56 | 56 | 56 | 56 | 56 | 56 | 56 | 56 | 56 | 56
302 | T H WHARTON POWER CTG 55 |  | THW_THWGT55 | HARRIS | GAS | HOUSTON | 1975 | 56 | 56 | 56 | 56 | 56 | 56 | 56 | 56 | 56 | 56
303 | T H WHARTON POWER CTG 56 |  | THW_THWGT56 | HARRIS | GAS | HOUSTON | 1975 | 56 | 56 | 56 | 56 | 56 | 56 | 56 | 56 | 56 | 56
304 | T H WHARTON POWER STG 3 |  | THW_THWST_3 | HARRIS | GAS | HOUSTON | 1974 | 110 | 110 | 110 | 110 | 110 | 110 | 110 | 110 | 110 | 110
305 | T H WHARTON POWER STG 4 |  | THW_THWST_4 | HARRIS | GAS | HOUSTON | 1974 | 110 | 110 | 110 | 110 | 110 | 110 | 110 | 110 | 110 | 110
306 | TEXAS CITY POWER CTG A |  | TXCTY_CTA | GALVESTON | GAS | HOUSTON | 2000 | 80.3 | 80.3 | 80.3 | 80.3 | 80.3 | 80.3 | 80.3 | 80.3 | 80.3 | 80.3
307 | TEXAS CITY POWER CTG B |  | TXCTY_CTB | GALVESTON | GAS | HOUSTON | 2000 | 80.3 | 80.3 | 80.3 | 80.3 | 80.3 | 80.3 | 80.3 | 80.3 | 80.3 | 80.3
308 | TEXAS CITY POWER CTG C |  | TXCTY_CTC | GALVESTON | GAS | HOUSTON | 2000 | 80.3 | 80.3 | 80.3 | 80.3 | 80.3 | 80.3 | 80.3 | 80.3 | 80.3 | 80.3
309 | TEXAS CITY POWER STG |  | TXCTY_ST | GALVESTON | GAS | HOUSTON | 2000 | 124.9 | 124.9 | 124.9 | 124.9 | 124.9 | 124.9 | 124.9 | 124.9 | 124.9 | 124.9
310 | TEXAS GULF SULPHUR CTG 1 |  | TGF_TGFGT_1 | WHARTON | GAS | SOUTH | 1985 | 69 | 69 | 69 | 69 | 69 | 69 | 69 | 69 | 69 | 69
311 | TRINIDAD STG 6 |  | TRSES_UNIT6 | HENDERSON | GAS | NORTH | 1965 | 235 | 235 | 235 | 235 | 235 | 235 | 235 | 235 | 235 | 235
312 | TY COOKE GT 2 (LP&L) |  | TY_COOKE_GT2 | LUBBOCK | GAS | PANHANDLE | 1971 | 16 | 16 | 16 | 16 | 16 | 16 | 16 | 16 | 16 | 16
313 | TY COOKE GT 3 (LP&L) |  | TY_COOKE_GT3 | LUBBOCK | GAS | PANHANDLE | 1974 | 17 | 17 | 17 | 17 | 17 | 17 | 17 | 17 | 17 | 17
314 | V H BRAUNIG CTG 5 |  | BRAUNIG_VHB6CT5 | BEXAR | GAS | SOUTH | 2009 | 48 | 48 | 48 | 48 | 48 | 48 | 48 | 48 | 48 | 48
315 | V H BRAUNIG CTG 6 |  | BRAUNIG_VHB6CT6 | BEXAR | GAS | SOUTH | 2009 | 48 | 48 | 48 | 48 | 48 | 48 | 48 | 48 | 48 | 48
316 | V H BRAUNIG CTG 7 |  | BRAUNIG_VHB6CT7 | BEXAR | GAS | SOUTH | 2009 | 48 | 48 | 48 | 48 | 48 | 48 | 48 | 48 | 48 | 48
317 | V H BRAUNIG CTG 8 |  | BRAUNIG_VHB6CT8 | BEXAR | GAS | SOUTH | 2009 | 47 | 47 | 47 | 47 | 47 | 47 | 47 | 47 | 47 | 47
318 | V H BRAUNIG STG 1 |  | BRAUNIG_VHB1 | BEXAR | GAS | SOUTH | 1966 | 217 | 217 | 217 | 217 | 217 | 217 | 217 | 217 | 217 | 217
319 | V H BRAUNIG STG 2 |  | BRAUNIG_VHB2 | BEXAR | GAS | SOUTH | 1968 | 230 | 230 | 230 | 230 | 230 | 230 | 230 | 230 | 230 | 230
320 | V H BRAUNIG STG 3 |  | BRAUNIG_VHB3 | BEXAR | GAS | SOUTH | 1970 | 412 | 412 | 412 | 412 | 412 | 412 | 412 | 412 | 412 | 412
321 | VICTORIA CITY (CITYVICT) CTG 1 |  | CITYVICT_CTG01 | VICTORIA | GAS | SOUTH | 2020 | 44 | 44 | 44 | 44 | 44 | 44 | 44 | 44 | 44 | 44
322 | VICTORIA CITY (CITYVICT) CTG 2 |  | CITYVICT_CTG02 | VICTORIA | GAS | SOUTH | 2020 | 44 | 44 | 44 | 44 | 44 | 44 | 44 | 44 | 44 | 44
323 | VICTORIA PORT (VICTPORT) CTG 1 |  | VICTPORT_CTG01 | VICTORIA | GAS | SOUTH | 2019 | 44 | 44 | 44 | 44 | 44 | 44 | 44 | 44 | 44 | 44
324 | VICTORIA PORT (VICTPORT) CTG 2 |  | VICTPORT_CTG02 | VICTORIA | GAS | SOUTH | 2019 | 44 | 44 | 44 | 44 | 44 | 44 | 44 | 44 | 44 | 44
325 | VICTORIA POWER CTG 6 |  | VICTORIA_VICTORG6 | VICTORIA | GAS | SOUTH | 2009 | 160 | 160 | 160 | 160 | 160 | 160 | 160 | 160 | 160 | 160
326 | VICTORIA POWER STG 5 |  | VICTORIA_VICTORG5 | VICTORIA | GAS | SOUTH | 1963 | 125 | 125 | 125 | 125 | 125 | 125 | 125 | 125 | 125 | 125
327 | W A PARISH CTG 1 |  | WAP_WAPGT_1 | FORT BEND | GAS | HOUSTON | 1967 | 13 | 13 | 13 | 13 | 13 | 13 | 13 | 13 | 13 | 13
328 | W A PARISH STG 1 |  | WAP_WAP_G1 | FORT BEND | GAS | HOUSTON | 1958 | 169 | 169 | 169 | 169 | 169 | 169 | 169 | 169 | 169 | 169
329 | W A PARISH STG 2 |  | WAP_WAP_G2 | FORT BEND | GAS | HOUSTON | 1958 | 169 | 169 | 169 | 169 | 169 | 169 | 169 | 169 | 169 | 169
330 | W A PARISH STG 3 |  | WAP_WAP_G3 | FORT BEND | GAS | HOUSTON | 1961 | 240 | 240 | 240 | 240 | 240 | 240 | 240 | 240 | 240 | 240
331 | W A PARISH STG 4 |  | WAP_WAP_G4 | FORT BEND | GAS | HOUSTON | 1968 | 527 | 527 | 527 | 527 | 527 | 527 | 527 | 527 | 527 | 527
332 | WICHITA FALLS CTG 1 |  | WFCOGEN_UNIT1 | WICHITA | GAS | WEST | 1987 | 20 | 20 | 20 | 20 | 20 | 20 | 20 | 20 | 20 | 20
333 | WICHITA FALLS CTG 2 |  | WFCOGEN_UNIT2 | WICHITA | GAS | WEST | 1987 | 20 | 20 | 20 | 20 | 20 | 20 | 20 | 20 | 20 | 20
334 | WICHITA FALLS CTG 3 |  | WFCOGEN_UNIT3 | WICHITA | GAS | WEST | 1987 | 20 | 20 | 20 | 20 | 20 | 20 | 20 | 20 | 20 | 20
335 | WICHITA FALLS STG 4 |  | WFCOGEN_UNIT4 | WICHITA | GAS | WEST | 1987 | 17 | 17 | 17 | 17 | 17 | 17 | 17 | 17 | 17 | 17
336 | WINCHESTER POWER PARK CTG 1 |  | WIPOPA_WPP_G1 | FAYETTE | GAS | SOUTH | 2009 | 44 | 44 | 44 | 44 | 44 | 44 | 44 | 44 | 44 | 44
337 | WINCHESTER POWER PARK CTG 2 |  | WIPOPA_WPP_G2 | FAYETTE | GAS | SOUTH | 2009 | 44 | 44 | 44 | 44 | 44 | 44 | 44 | 44 | 44 | 44
338 | WINCHESTER POWER PARK CTG 3 |  | WIPOPA_WPP_G3 | FAYETTE | GAS | SOUTH | 2009 | 44 | 44 | 44 | 44 | 44 | 44 | 44 | 44 | 44 | 44
339 | WINCHESTER POWER PARK CTG 4 |  | WIPOPA_WPP_G4 | FAYETTE | GAS | SOUTH | 2009 | 44 | 44 | 44 | 44 | 44 | 44 | 44 | 44 | 44 | 44
340 | WISE-TRACTEBEL POWER CTG 1 | 20INR0286 | WCPP_CT1 | WISE | GAS | NORTH | 2004 | 241.4 | 241.4 | 241.4 | 241.4 | 241.4 | 241.4 | 241.4 | 241.4 | 241.4 | 241.4
341 | WISE-TRACTEBEL POWER CTG 2 | 20INR0286 | WCPP_CT2 | WISE | GAS | NORTH | 2004 | 241.4 | 241.4 | 241.4 | 241.4 | 241.4 | 241.4 | 241.4 | 241.4 | 241.4 | 241.4
342 | WISE-TRACTEBEL POWER STG 1 | 20INR0286 | WCPP_ST1 | WISE | GAS | NORTH | 2004 | 298 | 298 | 298 | 298 | 298 | 298 | 298 | 298 | 298 | 298
343 | WOLF HOLLOW 2 CTG 4 | 18INR0076 | WHCCS2_CT4 | HOOD | GAS | NORTH | 2017 | 327.8 | 327.8 | 327.8 | 327.8 | 327.8 | 327.8 | 327.8 | 327.8 | 327.8 | 327.8
344 | WOLF HOLLOW 2 CTG 5 | 18INR0076 | WHCCS2_CT5 | HOOD | GAS | NORTH | 2017 | 329.3 | 329.3 | 329.3 | 329.3 | 329.3 | 329.3 | 329.3 | 329.3 | 329.3 | 329.3
345 | WOLF HOLLOW 2 STG 6 | 18INR0076 | WHCCS2_STG6 | HOOD | GAS | NORTH | 2017 | 458.3 | 458.3 | 458.3 | 458.3 | 458.3 | 458.3 | 458.3 | 458.3 | 458.3 | 458.3
346 | WOLF HOLLOW POWER CTG 1 |  | WHCCS_CT1 | HOOD | GAS | NORTH | 2002 | 212.5 | 212.5 | 212.5 | 212.5 | 212.5 | 212.5 | 212.5 | 212.5 | 212.5 | 212.5
347 | WOLF HOLLOW POWER CTG 2 |  | WHCCS_CT2 | HOOD | GAS | NORTH | 2002 | 212.5 | 212.5 | 212.5 | 212.5 | 212.5 | 212.5 | 212.5 | 212.5 | 212.5 | 212.5
348 | WOLF HOLLOW POWER STG |  | WHCCS_STG | HOOD | GAS | NORTH | 2002 | 280 | 280 | 280 | 280 | 280 | 280 | 280 | 280 | 280 | 280
349 | NACOGDOCHES POWER |  | NACPW_UNIT1 | NACOGDOCHES | BIOMASS | NORTH | 2012 | 105 | 105 | 105 | 105 | 105 | 105 | 105 | 105 | 105 | 105
350 | BIOENERGY AUSTIN WALZEM RD LFG |  | DG_WALZE_4UNITS | BEXAR | BIOMASS | SOUTH | 2002 | 9.8 | 9.8 | 9.8 | 9.8 | 9.8 | 9.8 | 9.8 | 9.8 | 9.8 | 9.8
351 | BIOENERGY TEXAS COVEL GARDENS LFG |  | DG_MEDIN_1UNIT | BEXAR | BIOMASS | SOUTH | 2005 | 9.6 | 9.6 | 9.6 | 9.6 | 9.6 | 9.6 | 9.6 | 9.6 | 9.6 | 9.6
352 | FARMERS BRANCH LANDFILL GAS TO ENERGY |  | DG_HBR_2UNITS | DENTON | BIOMASS | NORTH | 2011 | 3.2 | 3.2 | 3.2 | 3.2 | 3.2 | 3.2 | 3.2 | 3.2 | 3.2 | 3.2
353 | GRAND PRAIRIE LFG |  | DG_TRIRA_1UNIT | DALLAS | BIOMASS | NORTH | 2015 | 4 | 4 | 4 | 4 | 4 | 4 | 4 | 4 | 4 | 4
354 | NELSON GARDENS LFG |  | DG_78252_4UNITS | BEXAR | BIOMASS | SOUTH | 2013 | 4.2 | 4.2 | 4.2 | 4.2 | 4.2 | 4.2 | 4.2 | 4.2 | 4.2 | 4.2
355 | SKYLINE LFG |  | DG_FERIS_4 UNITS | DALLAS | BIOMASS | NORTH | 2007 | 6.4 | 6.4 | 6.4 | 6.4 | 6.4 | 6.4 | 6.4 | 6.4 | 6.4 | 6.4
356 | WM RENEWABLE-AUSTIN LFG |  | DG_SPRIN_4UNITS | TRAVIS | BIOMASS | SOUTH | 2007 | 6.4 | 6.4 | 6.4 | 6.4 | 6.4 | 6.4 | 6.4 | 6.4 | 6.4 | 6.4
357 | WM RENEWABLE-BIOENERGY PARTNERS LFG |  | DG_BIOE_2UNITS | DENTON | BIOMASS | NORTH | 1988 | 6.2 | 6.2 | 6.2 | 6.2 | 6.2 | 6.2 | 6.2 | 6.2 | 6.2 | 6.2
358 | WM RENEWABLE-DFW GAS RECOVERY LFG |  | DG_BIO2_4UNITS | DENTON | BIOMASS | NORTH | 2009 | 6.4 | 6.4 | 6.4 | 6.4 | 6.4 | 6.4 | 6.4 | 6.4 | 6.4 | 6.4
359 | WM RENEWABLE-MESQUITE CREEK LFG |  | DG_FREIH_2UNITS | COMAL | BIOMASS | SOUTH | 2011 | 3.2 | 3.2 | 3.2 | 3.2 | 3.2 | 3.2 | 3.2 | 3.2 | 3.2 | 3.2
360 | WM RENEWABLE-WESTSIDE LFG |  | DG_WSTHL_3UNITS | PARKER | BIOMASS | NORTH | 2010 | 4.8 | 4.8 | 4.8 | 4.8 | 4.8 | 4.8 | 4.8 | 4.8 | 4.8 | 4.8
361 | Operational Capacity Total (Nuclear, Coal, Gas, Biomass) | [6 empty] | 64215.2 | 64215.2 | 64215.2 | 64215.2 | 64215.2 | 64215.2 | 64215.2 | 64215.2 | 64215.2 | 64215.2
362
363 | Operational Resources (Hydro)
364 | AMISTAD HYDRO 1 |  | AMISTAD_AMISTAG1 | VAL VERDE | HYDRO | WEST | 1983 | 37.9 | 37.9 | 37.9 | 37.9 | 37.9 | 37.9 | 37.9 | 37.9 | 37.9 | 37.9
365 | AMISTAD HYDRO 2 |  | AMISTAD_AMISTAG2 | VAL VERDE | HYDRO | WEST | 1983 | 37.9 | 37.9 | 37.9 | 37.9 | 37.9 | 37.9 | 37.9 | 37.9 | 37.9 | 37.9
366 | AUSTIN HYDRO 1 |  | AUSTPL_AUSTING1 | TRAVIS | HYDRO | SOUTH | 1940 | 8 | 8 | 8 | 8 | 8 | 8 | 8 | 8 | 8 | 8
367 | AUSTIN HYDRO 2 |  | AUSTPL_AUSTING2 | TRAVIS | HYDRO | SOUTH | 1940 | 9 | 9 | 9 | 9 | 9 | 9 | 9 | 9 | 9 | 9
368 | BUCHANAN HYDRO 1 |  | BUCHAN_BUCHANG1 | LLANO | HYDRO | SOUTH | 1938 | 16 | 16 | 16 | 16 | 16 | 16 | 16 | 16 | 16 | 16
369 | BUCHANAN HYDRO 2 |  | BUCHAN_BUCHANG2 | LLANO | HYDRO | SOUTH | 1938 | 16 | 16 | 16 | 16 | 16 | 16 | 16 | 16 | 16 | 16
370 | BUCHANAN HYDRO 3 |  | BUCHAN_BUCHANG3 | LLANO | HYDRO | SOUTH | 1950 | 17 | 17 | 17 | 17 | 17 | 17 | 17 | 17 | 17 | 17
371 | DENISON DAM 1 |  | DNDAM_DENISOG1 | GRAYSON | HYDRO | NORTH | 1944 | 40 | 40 | 40 | 40 | 40 | 40 | 40 | 40 | 40 | 40
372 | DENISON DAM 2 |  | DNDAM_DENISOG2 | GRAYSON | HYDRO | NORTH | 1948 | 40 | 40 | 40 | 40 | 40 | 40 | 40 | 40 | 40 | 40
373 | EAGLE PASS HYDRO |  | EAGLE_HY_EAGLE_HY1 | MAVERICK | HYDRO | SOUTH | 2005 | 9.6 | 9.6 | 9.6 | 9.6 | 9.6 | 9.6 | 9.6 | 9.6 | 9.6 | 9.6
374 | FALCON HYDRO 1 |  | FALCON_FALCONG1 | STARR | HYDRO | SOUTH | 1954 | 12 | 12 | 12 | 12 | 12 | 12 | 12 | 12 | 12 | 12
375 | FALCON HYDRO 2 |  | FALCON_FALCONG2 | STARR | HYDRO | SOUTH | 1954 | 12 | 12 | 12 | 12 | 12 | 12 | 12 | 12 | 12 | 12
376 | FALCON HYDRO 3 |  | FALCON_FALCONG3 | STARR | HYDRO | SOUTH | 1954 | 12 | 12 | 12 | 12 | 12 | 12 | 12 | 12 | 12 | 12
377 | GRANITE SHOALS HYDRO 1 |  | WIRTZ_WIRTZ_G1 | BURNET | HYDRO | SOUTH | 1951 | 29 | 29 | 29 | 29 | 29 | 29 | 29 | 29 | 29 | 29
378 | GRANITE SHOALS HYDRO 2 |  | WIRTZ_WIRTZ_G2 | BURNET | HYDRO | SOUTH | 1951 | 29 | 29 | 29 | 29 | 29 | 29 | 29 | 29 | 29 | 29
379 | GUADALUPE BLANCO RIVER AUTH-CANYON |  | CANYHY_CANYHYG1 | COMAL | HYDRO | SOUTH | 1989 | 6 | 6 | 6 | 6 | 6 | 6 | 6 | 6 | 6 | 6
380 | INKS HYDRO 1 |  | INKSDA_INKS_G1 | LLANO | HYDRO | SOUTH | 1938 | 14 | 14 | 14 | 14 | 14 | 14 | 14 | 14 | 14 | 14
381 | MARBLE FALLS HYDRO 1 |  | MARBFA_MARBFAG1 | BURNET | HYDRO | SOUTH | 1951 | 21 | 21 | 21 | 21 | 21 | 21 | 21 | 21 | 21 | 21
382 | MARBLE FALLS HYDRO 2 |  | MARBFA_MARBFAG2 | BURNET | HYDRO | SOUTH | 1951 | 20 | 20 | 20 | 20 | 20 | 20 | 20 | 20 | 20 | 20
383 | MARSHALL FORD HYDRO 1 |  | MARSFO_MARSFOG1 | TRAVIS | HYDRO | SOUTH | 1941 | 36 | 36 | 36 | 36 | 36 | 36 | 36 | 36 | 36 | 36
384 | MARSHALL FORD HYDRO 2 |  | MARSFO_MARSFOG2 | TRAVIS | HYDRO | SOUTH | 1941 | 36 | 36 | 36 | 36 | 36 | 36 | 36 | 36 | 36 | 36
385 | MARSHALL FORD HYDRO 3 |  | MARSFO_MARSFOG3 | TRAVIS | HYDRO | SOUTH | 1941 | 36 | 36 | 36 | 36 | 36 | 36 | 36 | 36 | 36 | 36
386 | WHITNEY DAM HYDRO |  | WND_WHITNEY1 | BOSQUE | HYDRO | NORTH | 1953 | 22 | 22 | 22 | 22 | 22 | 22 | 22 | 22 | 22 | 22
387 | WHITNEY DAM HYDRO 2 |  | WND_WHITNEY2 | BOSQUE | HYDRO | NORTH | 1953 | 22 | 22 | 22 | 22 | 22 | 22 | 22 | 22 | 22 | 22
388 | Operational Capacity Total (Hydro) | [6 empty] | 538.4 | 538.4 | 538.4 | 538.4 | 538.4 | 538.4 | 538.4 | 538.4 | 538.4 | 538.4
389 | Hydro Capacity Contribution (Top 20 Hours) |  | HYDRO_CAP_CONT |  |  |  |  | 457.5413 | 457.5413 | 457.5413 | 457.5413 | 457.5413 | 457.5413 | 457.5413 | 457.5413 | 457.5413 | 457.5413
390
391 | Operational Hydro Resources, Settlement Only Distributed Generators (SODGs)
392 | ARLINGTON OUTLET HYDROELECTRIC FACILITY |  | DG_OAKHL_1UNIT | TARRANT | HYDRO | NORTH | 2014 | 1.4 | 1.4 | 1.4 | 1.4 | 1.4 | 1.4 | 1.4 | 1.4 | 1.4 | 1.4
393 | GUADALUPE BLANCO RIVER AUTH-LAKEWOOD TAP |  | DG_LKWDT_2UNITS | GONZALES | HYDRO | SOUTH | 1931 | 4.8 | 4.8 | 4.8 | 4.8 | 4.8 | 4.8 | 4.8 | 4.8 | 4.8 | 4.8
394 | GUADALUPE BLANCO RIVER AUTH-MCQUEENEY |  | DG_MCQUE_5UNITS | GUADALUPE | HYDRO | SOUTH | 1928 | 7.7 | 7.7 | 7.7 | 7.7 | 7.7 | 7.7 | 7.7 | 7.7 | 7.7 | 7.7
395 | GUADALUPE BLANCO RIVER AUTH-SCHUMANSVILLE |  | DG_SCHUM_2UNITS | GUADALUPE | HYDRO | SOUTH | 1928 | 3.6 | 3.6 | 3.6 | 3.6 | 3.6 | 3.6 | 3.6 | 3.6 | 3.6 | 3.6
396 | LEWISVILLE HYDRO-CITY OF GARLAND |  | DG_LWSVL_1UNIT | DENTON | HYDRO | NORTH | 1991 | 2.2 | 2.2 | 2.2 | 2.2 | 2.2 | 2.2 | 2.2 | 2.2 | 2.2 | 2.2
397 | Operational Hydro Resources Total, Settlement Only Distributed Generators (SODGs) | [6 empty] | 19.7 | 19.7 | 19.7 | 19.7 | 19.7 | 19.7 | 19.7 | 19.7 | 19.7 | 19.7
398 | Hydro SODG Capacity Contribution (Highest 20 Peak Load Hours) | [6 empty] | 16.7414 | 16.7414 | 16.7414 | 16.7414 | 16.7414 | 16.7414 | 16.7414 | 16.7414 | 16.7414 | 16.7414
399
400 | Operational Capacity Unavailable due to Extended Outage or Derate |  | OPERATION_UNAVAIL |  |  |  |  | -5.0989 | -5.0989 | -5.0989 | -5.0989 | -5.0989 | -5.0989 | -5.0989 | -5.0989 | -5.0989 | -5.0989
401 | Operational Capacity Total (Including Hydro) |  | OPERATION_TOTAL |  |  |  |  | 64684.3838 | 64684.3838 | 64684.3838 | 64684.3838 | 64684.3838 | 64684.3838 | 64684.3838 | 64684.3838 | 64684.3838 | 64684.3838
402
403 | Operational Resources (Switchable)
404 | ANTELOPE IC 1 |  | AEEC_ANTLP_1 | HALE | GAS | PANHANDLE | 2016 | 54 | 54 | 54 | 54 | 54 | 54 | 54 | 54 | 54 | 54
405 | ANTELOPE IC 2 |  | AEEC_ANTLP_2 | HALE | GAS | PANHANDLE | 2016 | 54 | 54 | 54 | 54 | 54 | 54 | 54 | 54 | 54 | 54
406 | ANTELOPE IC 3 |  | AEEC_ANTLP_3 | HALE | GAS | PANHANDLE | 2016 | 54 | 54 | 54 | 54 | 54 | 54 | 54 | 54 | 54 | 54
407 | ELK STATION CTG 1 |  | AEEC_ELK_1 | HALE | GAS | PANHANDLE | 2016 | 190 | 190 | 190 | 190 | 190 | 190 | 190 | 190 | 190 | 190
408 | ELK STATION CTG 2 |  | AEEC_ELK_2 | HALE | GAS | PANHANDLE | 2016 | 190 | 190 | 190 | 190 | 190 | 190 | 190 | 190 | 190 | 190
409 | TENASKA FRONTIER STATION CTG 1 |  | FTR_FTR_G1 | GRIMES | GAS | NORTH | 2000 | 160 | 160 | 160 | 160 | 160 | 160 | 160 | 160 | 160 | 160
410 | TENASKA FRONTIER STATION CTG 2 |  | FTR_FTR_G2 | GRIMES | GAS | NORTH | 2000 | 160 | 160 | 160 | 160 | 160 | 160 | 160 | 160 | 160 | 160
411 | TENASKA FRONTIER STATION CTG 3 |  | FTR_FTR_G3 | GRIMES | GAS | NORTH | 2000 | 160 | 160 | 160 | 160 | 160 | 160 | 160 | 160 | 160 | 160
412 | TENASKA FRONTIER STATION STG 4 |  | FTR_FTR_G4 | GRIMES | GAS | NORTH | 2000 | 400 | 400 | 400 | 400 | 400 | 400 | 400 | 400 | 400 | 400
413 | TENASKA GATEWAY STATION CTG 1 |  | TGCCS_CT1 | RUSK | GAS | NORTH | 2001 | 156 | 156 | 156 | 156 | 156 | 156 | 156 | 156 | 156 | 156
414 | TENASKA GATEWAY STATION CTG 2 |  | TGCCS_CT2 | RUSK | GAS | NORTH | 2001 | 135 | 135 | 135 | 135 | 135 | 135 | 135 | 135 | 135 | 135
415 | TENASKA GATEWAY STATION CTG 3 |  | TGCCS_CT3 | RUSK | GAS | NORTH | 2001 | 153 | 153 | 153 | 153 | 153 | 153 | 153 | 153 | 153 | 153
416 | TENASKA GATEWAY STATION STG 4 |  | TGCCS_UNIT4 | RUSK | GAS | NORTH | 2001 | 402 | 402 | 402 | 402 | 402 | 402 | 402 | 402 | 402 | 402
417 | TENASKA KIAMICHI STATION 1CT101 |  | KMCHI_1CT101 | FANNIN | GAS | NORTH | 2003 | 151 | 151 | 151 | 151 | 151 | 151 | 151 | 151 | 151 | 151
418 | TENASKA KIAMICHI STATION 1CT201 |  | KMCHI_1CT201 | FANNIN | GAS | NORTH | 2003 | 148 | 148 | 148 | 148 | 148 | 148 | 148 | 148 | 148 | 148
419 | TENASKA KIAMICHI STATION 1ST |  | KMCHI_1ST | FANNIN | GAS | NORTH | 2003 | 310 | 310 | 310 | 310 | 310 | 310 | 310 | 310 | 310 | 310
420 | TENASKA KIAMICHI STATION 2CT101 |  | KMCHI_2CT101 | FANNIN | GAS | NORTH | 2003 | 150 | 150 | 150 | 150 | 150 | 150 | 150 | 150 | 150 | 150
421 | TENASKA KIAMICHI STATION 2CT201 |  | KMCHI_2CT201 | FANNIN | GAS | NORTH | 2003 | 152 | 152 | 152 | 152 | 152 | 152 | 152 | 152 | 152 | 152
422 | TENASKA KIAMICHI STATION 2ST |  | KMCHI_2ST | FANNIN | GAS | NORTH | 2003 | 311 | 311 | 311 | 311 | 311 | 311 | 311 | 311 | 311 | 311
423 | Switchable Capacity Total | [6 empty] | 3490 | 3490 | 3490 | 3490 | 3490 | 3490 | 3490 | 3490 | 3490 | 3490
424
425 | Switchable Capacity Unavailable to ERCOT
426 | ANTELOPE IC 1 |  | AEEC_ANTLP_1_UNAVAIL | HALE | GAS | PANHANDLE | 2017 | -54 | -54 | -54 | -54 | -54 | -54 | -54 | -54 | -54 | -54
427 | ANTELOPE IC 2 |  | AEEC_ANTLP_2_UNAVAIL | HALE | GAS | PANHANDLE | 2017 | -54 | -54 | -54 | -54 | -54 | -54 | -54 | -54 | -54 | -54
428 | ANTELOPE IC 3 |  | AEEC_ANTLP_3_UNAVAIL | HALE | GAS | PANHANDLE | 2017 | -54 | -54 | -54 | -54 | -54 | -54 | -54 | -54 | -54 | -54
429 | ELK STATION CTG 1 |  | AEEC_ELK_1_UNAVAIL | HALE | GAS | PANHANDLE | 2017 | -190 | -190 | -190 | -190 | -190 | -190 | -190 | -190 | -190 | -190
430 | ELK STATION CTG 2 |  | AEEC_ELK_2_UNAVAIL | HALE | GAS | PANHANDLE | 2017 | -190 | -190 | -190 | -190 | -190 | -190 | -190 | -190 | -190 | -190
431 | TENASKA FRONTIER STATION |  | FTR_FTR_UNAVAIL | GRIMES | GAS | NORTH | 2016 | 0 | 0 | 0 | 0 | 0 | 0 | 0 | 0 | 0 | 0
432 | Switchable Capacity Unavailable to ERCOT |  | SWITCH_UNAVAIL |  |  |  |  | -542 | -542 | -542 | -542 | -542 | -542 | -542 | -542 | -542 | -542
433
434 | Available Mothball Capacity based on Owner's Return Probability |  | MOTH_AVAIL |  |  |  |  | 483 | 365 | 365 | 365 | 365 | 365 | 365 | 365 | 365 | 365
435
436 | Private-Use Network Capacity Contribution (Top 20 Hours) |  | PUN_CAP_CONT |  | GAS |  |  | 3134.5454 | 3134.5454 | 3134.5454 | 3134.5454 | 3134.5454 | 3134.5454 | 3134.5454 | 3134.5454 | 3134.5454 | 3134.5454
437 | Private-Use Network Forecast Adjustment (per Protocol 10.3.2.4) |  | PUN_CAP_ADJUST |  | GAS |  |  | -36 | -123 | -128 | -173 | -213 | -428 | -428 | -433 | -433 | -433
438
439 | Operational Resources (Wind)
440 | BAFFIN WIND UNIT1 |  | BAFFIN_UNIT1 | KENEDY | WIND-C | COASTAL | 2016 | 100 | 100 | 100 | 100 | 100 | 100 | 100 | 100 | 100 | 100
441 | BAFFIN WIND UNIT2 |  | BAFFIN_UNIT2 | KENEDY | WIND-C | COASTAL | 2016 | 102 | 102 | 102 | 102 | 102 | 102 | 102 | 102 | 102 | 102
442 | BRUENNING'S BREEZE A |  | BBREEZE_UNIT1 | WILLACY | WIND-C | COASTAL | 2017 | 120 | 120 | 120 | 120 | 120 | 120 | 120 | 120 | 120 | 120
443 | BRUENNING'S BREEZE B |  | BBREEZE_UNIT2 | WILLACY | WIND-C | COASTAL | 2017 | 108 | 108 | 108 | 108 | 108 | 108 | 108 | 108 | 108 | 108
444 | CAMERON COUNTY WIND |  | CAMWIND_UNIT1 | CAMERON | WIND-C | COASTAL | 2016 | 165 | 165 | 165 | 165 | 165 | 165 | 165 | 165 | 165 | 165
445 | CHAPMAN RANCH WIND IA (SANTA CRUZ) |  | SANTACRU_UNIT1 | NUECES | WIND-C | COASTAL | 2017 | 150.6 | 150.6 | 150.6 | 150.6 | 150.6 | 150.6 | 150.6 | 150.6 | 150.6 | 150.6
446 | CHAPMAN RANCH WIND IB (SANTA CRUZ) |  | SANTACRU_UNIT2 | NUECES | WIND-C | COASTAL | 2017 | 98.4 | 98.4 | 98.4 | 98.4 | 98.4 | 98.4 | 98.4 | 98.4 | 98.4 | 98.4
447 | GULF WIND I |  | TGW_T1 | KENEDY | WIND-C | COASTAL | 2009 | 141.6 | 141.6 | 141.6 | 141.6 | 141.6 | 141.6 | 141.6 | 141.6 | 141.6 | 141.6
448 | GULF WIND II |  | TGW_T2 | KENEDY | WIND-C | COASTAL | 2009 | 141.6 | 141.6 | 141.6 | 141.6 | 141.6 | 141.6 | 141.6 | 141.6 | 141.6 | 141.6
449 | KARANKAWA WIND 1A |  | KARAKAW1_UNIT1 | SAN PATRICIO | WIND-C | COASTAL | 2019 | 103.3 | 103.3 | 103.3 | 103.3 | 103.3 | 103.3 | 103.3 | 103.3 | 103.3 | 103.3
450 | KARANKAWA WIND 1B |  | KARAKAW1_UNIT2 | SAN PATRICIO | WIND-C | COASTAL | 2019 | 103.3 | 103.3 | 103.3 | 103.3 | 103.3 | 103.3 | 103.3 | 103.3 | 103.3 | 103.3
451 | KARANKAWA WIND 2 |  | KARAKAW2_UNIT3 | SAN PATRICIO | WIND-C | COASTAL | 2019 | 100.4 | 100.4 | 100.4 | 100.4 | 100.4 | 100.4 | 100.4 | 100.4 | 100.4 | 100.4
452 | LOS VIENTOS WIND I |  | LV1_LV1A | WILLACY | WIND-C | COASTAL | 2013 | 200.1 | 200.1 | 200.1 | 200.1 | 200.1 | 200.1 | 200.1 | 200.1 | 200.1 | 200.1
453 | LOS VIENTOS WIND II |  | LV1_LV1B | WILLACY | WIND-C | COASTAL | 2013 | 201.6 | 201.6 | 201.6 | 201.6 | 201.6 | 201.6 | 201.6 | 201.6 | 201.6 | 201.6
454 | MAGIC VALLEY WIND (REDFISH) 1A |  | REDFISH_MV1A | WILLACY | WIND-C | COASTAL | 2012 | 99.8 | 99.8 | 99.8 | 99.8 | 99.8 | 99.8 | 99.8 | 99.8 | 99.8 | 99.8
455 | MAGIC VALLEY WIND (REDFISH) 1B |  | REDFISH_MV1B | WILLACY | WIND-C | COASTAL | 2012 | 103.5 | 103.5 | 103.5 | 103.5 | 103.5 | 103.5 | 103.5 | 103.5 | 103.5 | 103.5
456 | MIDWAY WIND |  | MIDWIND_UNIT1 | SAN PATRICIO | WIND-C | COASTAL | 2019 | 162.8 | 162.8 | 162.8 | 162.8 | 162.8 | 162.8 | 162.8 | 162.8 | 162.8 | 162.8
457 | PAPALOTE CREEK WIND |  | PAP1_PAP1 | SAN PATRICIO | WIND-C | COASTAL | 2009 | 179.9 | 179.9 | 179.9 | 179.9 | 179.9 | 179.9 | 179.9 | 179.9 | 179.9 | 179.9
458 | PAPALOTE CREEK WIND II |  | COTTON_PAP2 | SAN PATRICIO | WIND-C | COASTAL | 2010 | 200.1 | 200.1 | 200.1 | 200.1 | 200.1 | 200.1 | 200.1 | 200.1 | 200.1 | 200.1
459 | PENASCAL WIND 1 |  | PENA_UNIT1 | KENEDY | WIND-C | COASTAL | 2009 | 160.8 | 160.8 | 160.8 | 160.8 | 160.8 | 160.8 | 160.8 | 160.8 | 160.8 | 160.8
460 | PENASCAL WIND 2 |  | PENA_UNIT2 | KENEDY | WIND-C | COASTAL | 2009 | 141.6 | 141.6 | 141.6 | 141.6 | 141.6 | 141.6 | 141.6 | 141.6 | 141.6 | 141.6
461 | PENASCAL WIND 3 |  | PENA3_UNIT3 | KENEDY | WIND-C | COASTAL | 2011 | 100.8 | 100.8 | 100.8 | 100.8 | 100.8 | 100.8 | 100.8 | 100.8 | 100.8 | 100.8
462 | SAN ROMAN WIND |  | SANROMAN_WIND_1 | CAMERON | WIND-C | COASTAL | 2017 | 95.2 | 95.2 | 95.2 | 95.2 | 95.2 | 95.2 | 95.2 | 95.2 | 95.2 | 95.2
463 | STELLA WIND |  | STELLA_UNIT1 | KENEDY | WIND-C | COASTAL | 2018 | 201 | 201 | 201 | 201 | 201 | 201 | 201 | 201 | 201 | 201
464 | HARBOR WIND |  | DG_NUECE_6UNITS | NUECES | WIND-C | COASTAL | 2012 | 9 | 9 | 9 | 9 | 9 | 9 | 9 | 9 | 9 | 9
465 | BRISCOE WIND |  | BRISCOE_WIND | BRISCOE | WIND-P | PANHANDLE | 2015 | 149.8 | 149.8 | 149.8 | 149.8 | 149.8 | 149.8 | 149.8 | 149.8 | 149.8 | 149.8
466 | CANADIAN BREAKS WIND |  | CN_BRKS_UNIT_1 | OLDHAM | WIND-P | PANHANDLE | 2019 | 210.1 | 210.1 | 210.1 | 210.1 | 210.1 | 210.1 | 210.1 | 210.1 | 210.1 | 210.1
467 | COTTON PLAINS WIND |  | COTPLNS_COTTONPL | FLOYD | WIND-P | PANHANDLE | 2017 | 50.4 | 50.4 | 50.4 | 50.4 | 50.4 | 50.4 | 50.4 | 50.4 | 50.4 | 50.4
468 | DOUG COLBECK'S CORNER (CONWAY) B |  | GRANDVW1_COLB | CARSON | WIND-P | PANHANDLE | 2016 | 100.2 | 100.2 | 100.2 | 100.2 | 100.2 | 100.2 | 100.2 | 100.2 | 100.2 | 100.2
469 | DOUG COLBECK'S CORNER (CONWAY) A |  | GRANDVW1_COLA | CARSON | WIND-P | PANHANDLE | 2016 | 100.2 | 100.2 | 100.2 | 100.2 | 100.2 | 100.2 | 100.2 | 100.2 | 100.2 | 100.2
470 | FALVEZ ASTRA WIND |  | ASTRA_UNIT1 | RANDALL | WIND-P | PANHANDLE | 2017 | 163.2 | 163.2 | 163.2 | 163.2 | 163.2 | 163.2 | 163.2 | 163.2 | 163.2 | 163.2
471 | GRANDVIEW WIND 1 (CONWAY) GV1A |  | GRANDVW1_GV1A | CARSON | WIND-P | PANHANDLE | 2014 | 107.4 | 107.4 | 107.4 | 107.4 | 107.4 | 107.4 | 107.4 | 107.4 | 107.4 | 107.4
472 | GRANDVIEW WIND 1 (CONWAY) GV1B |  | GRANDVW1_GV1B | CARSON | WIND-P | PANHANDLE | 2014 | 103.8 | 103.8 | 103.8 | 103.8 | 103.8 | 103.8 | 103.8 | 103.8 | 103.8 | 103.8
473 | HEREFORD WIND G |  | HRFDWIND_WIND_G | DEAF SMITH | WIND-P | PANHANDLE | 2015 | 99.9 | 99.9 | 99.9 | 99.9 | 99.9 | 99.9 | 99.9 | 99.9 | 99.9 | 99.9
474 | HEREFORD WIND V |  | HRFDWIND_WIND_V | DEAF SMITH | WIND-P | PANHANDLE | 2015 | 100 | 100 | 100 | 100 | 100 | 100 | 100 | 100 | 100 | 100
475 | JUMBO ROAD WIND 1 |  | HRFDWIND_JRDWIND1 | DEAF SMITH | WIND-P | PANHANDLE | 2015 | 146.2 | 146.2 | 146.2 | 146.2 | 146.2 | 146.2 | 146.2 | 146.2 | 146.2 | 146.2
476 | JUMBO ROAD WIND 2 |  | HRFDWIND_JRDWIND2 | DEAF SMITH | WIND-P | PANHANDLE | 2015 | 153.6 | 153.6 | 153.6 | 153.6 | 153.6 | 153.6 | 153.6 | 153.6 | 153.6 | 153.6
477 | LONGHORN WIND NORTH U1 |  | LHORN_N_UNIT1 | FLOYD | WIND-P | PANHANDLE | 2015 | 100 | 100 | 100 | 100 | 100 | 100 | 100 | 100 | 100 | 100
478 | LONGHORN WIND NORTH U2 |  | LHORN_N_UNIT2 | FLOYD | WIND-P | PANHANDLE | 2015 | 100 | 100 | 100 | 100 | 100 | 100 | 100 | 100 | 100 | 100
479 | MARIAH DEL NORTE 1 |  | MARIAH_NORTE1 | PARMER | WIND-P | PANHANDLE | 2017 | 115.2 | 115.2 | 115.2 | 115.2 | 115.2 | 115.2 | 115.2 | 115.2 | 115.2 | 115.2
480 | MARIAH DEL NORTE 2 |  | MARIAH_NORTE2 | PARMER | WIND-P | PANHANDLE | 2017 | 115.2 | 115.2 | 115.2 | 115.2 | 115.2 | 115.2 | 115.2 | 115.2 | 115.2 | 115.2
481 | MCADOO WIND |  | MWEC_G1 | DICKENS | WIND-P | PANHANDLE | 2008 | 150 | 150 | 150 | 150 | 150 | 150 | 150 | 150 | 150 | 150
482 | MIAMI WIND G1 |  | MIAM1_G1 | GRAY | WIND-P | PANHANDLE | 2014 | 144.3 | 144.3 | 144.3 | 144.3 | 144.3 | 144.3 | 144.3 | 144.3 | 144.3 | 144.3
483 | MIAMI WIND G2 |  | MIAM1_G2 | GRAY | WIND-P | PANHANDLE | 2014 | 144.3 | 144.3 | 144.3 | 144.3 | 144.3 | 144.3 | 144.3 | 144.3 | 144.3 | 144.3
484 | OLD SETTLER WIND |  | COTPLNS_OLDSETLR | FLOYD | WIND-P | PANHANDLE | 2017 | 151.2 | 151.2 | 151.2 | 151.2 | 151.2 | 151.2 | 151.2 | 151.2 | 151.2 | 151.2
485 | PANHANDLE WIND 1 U1 |  | PH1_UNIT1 | CARSON | WIND-P | PANHANDLE | 2014 | 109.2 | 109.2 | 109.2 | 109.2 | 109.2 | 109.2 | 109.2 | 109.2 | 109.2 | 109.2
486 | PANHANDLE WIND 1 U2 |  | PH1_UNIT2 | CARSON | WIND-P | PANHANDLE | 2014 | 109.2 | 109.2 | 109.2 | 109.2 | 109.2 | 109.2 | 109.2 | 109.2 | 109.2 | 109.2
487 | PANHANDLE WIND 2 U1 |  | PH2_UNIT1 | CARSON | WIND-P | PANHANDLE | 2014 | 94.2 | 94.2 | 94.2 | 94.2 | 94.2 | 94.2 | 94.2 | 94.2 | 94.2 | 94.2
488 | PANHANDLE WIND 2 U2 |  | PH2_UNIT2 | CARSON | WIND-P | PANHANDLE | 2014 | 96.6 | 96.6 | 96.6 | 96.6 | 96.6 | 96.6 | 96.6 | 96.6 | 96.6 | 96.6
489 | ROUTE 66 WIND |  | ROUTE_66_WIND1 | CARSON | WIND-P | PANHANDLE | 2015 | 150 | 150 | 150 | 150 | 150 | 150 | 150 | 150 | 150 | 150
490 | SALT FORK 1 WIND U1 |  | SALTFORK_UNIT1 | DONLEY | WIND-P | PANHANDLE | 2017 | 64 | 64 | 64 | 64 | 64 | 64 | 64 | 64 | 64 | 64
491 | SALT FORK 1 WIND U2 |  | SALTFORK_UNIT2 | DONLEY | WIND-P | PANHANDLE | 2017 | 110 | 110 | 110 | 110 | 110 | 110 | 110 | 110 | 110 | 110
492 | SOUTH PLAINS WIND 1 U1 |  | SPLAIN1_WIND1 | FLOYD | WIND-P | PANHANDLE | 2015 | 102 | 102 | 102 | 102 | 102 | 102 | 102 | 102 | 102 | 102
493 | SOUTH PLAINS WIND 1 U2 |  | SPLAIN1_WIND2 | FLOYD | WIND-P | PANHANDLE | 2015 | 98 | 98 | 98 | 98 | 98 | 98 | 98 | 98 | 98 | 98
494 | SOUTH PLAINS WIND 2 U1 |  | SPLAIN2_WIND21 | FLOYD | WIND-P | PANHANDLE | 2016 | 148.5 | 148.5 | 148.5 | 148.5 | 148.5 | 148.5 | 148.5 | 148.5 | 148.5 | 148.5
495 | SOUTH PLAINS WIND 2 U2 |  | SPLAIN2_WIND22 | FLOYD | WIND-P | PANHANDLE | 2016 | 151.8 | 151.8 | 151.8 | 151.8 | 151.8 | 151.8 | 151.8 | 151.8 | 151.8 | 151.8
496 | SPINNING SPUR WIND TWO A |  | SSPURTWO_WIND_1 | OLDHAM | WIND-P | PANHANDLE | 2014 | 161 | 161 | 161 | 161 | 161 | 161 | 161 | 161 | 161 | 161
497 | SPINNING SPUR WIND TWO B |  | SSPURTWO_SS3WIND2 | OLDHAM | WIND-P | PANHANDLE | 2015 | 98 | 98 | 98 | 98 | 98 | 98 | 98 | 98 | 98 | 98
498 | SPINNING SPUR WIND TWO C |  | SSPURTWO_SS3WIND1 | OLDHAM | WIND-P | PANHANDLE | 2015 | 96 | 96 | 96 | 96 | 96 | 96 | 96 | 96 | 96 | 96
499 | WAKE WIND 1 |  | WAKEWE_G1 | DICKENS | WIND-P | PANHANDLE | 2016 | 114.9 | 114.9 | 114.9 | 114.9 | 114.9 | 114.9 | 114.9 | 114.9 | 114.9 | 114.9
500 | WAKE WIND 2 |  | WAKEWE_G2 | DICKENS | WIND-P | PANHANDLE | 2016 | 142.3 | 142.3 | 142.3 | 142.3 | 142.3 | 142.3 | 142.3 | 142.3 | 142.3 | 142.3
501 | WHIRLWIND ENERGY |  | WEC_WECG1 | FLOYD | WIND-P | PANHANDLE | 2007 | 57 | 57 | 57 | 57 | 57 | 57 | 57 | 57 | 57 | 57
502 | WOLF FLATS WIND (WIND MGT) |  | DG_TURL_UNIT1 | HALL | WIND-P | PANHANDLE | 2007 | bar: 2021 to 2030
503 | ANACACHO WIND |  | ANACACHO_ANA | KINNEY | WIND-O | SOUTH | 2012 | 99.8 | 99.8 | 99.8 | 99.8 | 99.8 | 99.8 | 99.8 | 99.8 | 99.8 | 99.8
504 | BARTON CHAPEL WIND |  | BRTSW_BCW1 | JACK | WIND-O | NORTH | 2007 | 120 | 120 | 120 | 120 | 120 | 120 | 120 | 120 | 120 | 120
505 | BLUE SUMMIT WIND 1 A | 18INR0072 | BLSUMMIT_BLSMT1_5 | WILBARGER | WIND-O | WEST | 2013 | 8.8 | 8.8 | 8.8 | 8.8 | 8.8 | 8.8 | 8.8 | 8.8 | 8.8 | 8.8
506 | BLUE SUMMIT WIND 1 B | 18INR0072 | BLSUMMIT_BLSMT1_6 | WILBARGER | WIND-O | WEST | 2013 | 124.3 | 124.3 | 124.3 | 124.3 | 124.3 | 124.3 | 124.3 | 124.3 | 124.3 | 124.3
507 | BLUE SUMMIT WIND 2 A |  | BLSUMMIT_UNIT2_25 | WILBARGER | WIND-O | WEST | 2020 | 89.7 | 89.7 | 89.7 | 89.7 | 89.7 | 89.7 | 89.7 | 89.7 | 89.7 | 89.7
508 | BLUE SUMMIT WIND 2 B |  | BLSUMMIT_UNIT2_17 | WILBARGER | WIND-O | WEST | 2020 | 6.7 | 6.7 | 6.7 | 6.7 | 6.7 | 6.7 | 6.7 | 6.7 | 6.7 | 6.7
509 | BOBCAT BLUFF WIND |  | BCATWIND_WIND_1 | ARCHER | WIND-O | WEST | 2012 | 162 | 162 | 162 | 162 | 162 | 162 | 162 | 162 | 162 | 162
510 | BUCKTHORN WIND 1 A |  | BUCKTHRN_UNIT1 | ERATH | WIND-O | NORTH | 2017 | 44.9 | 44.9 | 44.9 | 44.9 | 44.9 | 44.9 | 44.9 | 44.9 | 44.9 | 44.9
511 | BUCKTHORN WIND 1 B |  | BUCKTHRN_UNIT2 | ERATH | WIND-O | NORTH | 2017 | 55.7 | 55.7 | 55.7 | 55.7 | 55.7 | 55.7 | 55.7 | 55.7 | 55.7 | 55.7
512 | BUFFALO GAP WIND 1 |  | BUFF_GAP_UNIT1 | TAYLOR | WIND-O | WEST | 2006 | 120.6 | 120.6 | 120.6 | 120.6 | 120.6 | 120.6 | 120.6 | 120.6 | 120.6 | 120.6
513 | BUFFALO GAP WIND 2_1 |  | BUFF_GAP_UNIT2_1 | TAYLOR | WIND-O | WEST | 2007 | 115.5 | 115.5 | 115.5 | 115.5 | 115.5 | 115.5 | 115.5 | 115.5 | 115.5 | 115.5
514 | BUFFALO GAP WIND 2_2 |  | BUFF_GAP_UNIT2_2 | TAYLOR | WIND-O | WEST | 2007 | 117 | 117 | 117 | 117 | 117 | 117 | 117 | 117 | 117 | 117
515 | BUFFALO GAP WIND 3 |  | BUFF_GAP_UNIT3 | TAYLOR | WIND-O | WEST | 2008 | 170.2 | 170.2 | 170.2 | 170.2 | 170.2 | 170.2 | 170.2 | 170.2 | 170.2 | 170.2
516 | BULL CREEK WIND U1 |  | BULLCRK_WND1 | BORDEN | WIND-O | WEST | 2009 | 88 | 88 | 88 | 88 | 88 | 88 | 88 | 88 | 88 | 88
517 | BULL CREEK WIND U2 |  | BULLCRK_WND2 | BORDEN | WIND-O | WEST | 2009 | 90 | 90 | 90 | 90 | 90 | 90 | 90 | 90 | 90 | 90
518 | CABEZON WIND (RIO BRAVO I WIND) 1 A |  | CABEZON_WIND1 | STARR | WIND-O | SOUTH | 2019 | 115.2 | 115.2 | 115.2 | 115.2 | 115.2 | 115.2 | 115.2 | 115.2 | 115.2 | 115.2
519 | CABEZON WIND (RIO BRAVO I WIND) 1 B |  | CABEZON_WIND2 | STARR | WIND-O | SOUTH | 2019 | 122.4 | 122.4 | 122.4 | 122.4 | 122.4 | 122.4 | 122.4 | 122.4 | 122.4 | 122.4
520 | CALLAHAN WIND |  | CALLAHAN_WND1 | CALLAHAN | WIND-O | WEST | 2004 | 114 | 114 | 114 | 114 | 114 | 114 | 114 | 114 | 114 | 114
521 | CAMP SPRINGS WIND 1 |  | CSEC_CSECG1 | SCURRY | WIND-O | WEST | 2007 | 130.5 | 130.5 | 130.5 | 130.5 | 130.5 | 130.5 | 130.5 | 130.5 | 130.5 | 130.5
522 | CAMP SPRINGS WIND 2 |  | CSEC_CSECG2 | SCURRY | WIND-O | WEST | 2007 | 120 | 120 | 120 | 120 | 120 | 120 | 120 | 120 | 120 | 120
523 | CAPRICORN RIDGE WIND 1 | 17INR0054 | CAPRIDGE_CR1 | STERLING | WIND-O | WEST | 2007 | 214.5 | 214.5 | 214.5 | 214.5 | 214.5 | 214.5 | 214.5 | 214.5 | 214.5 | 214.5
524 | CAPRICORN RIDGE WIND 2 | 17INR0054 | CAPRIDGE_CR2 | STERLING | WIND-O | WEST | 2007 | 149.5 | 149.5 | 149.5 | 149.5 | 149.5 | 149.5 | 149.5 | 149.5 | 149.5 | 149.5
525 | CAPRICORN RIDGE WIND 3 | 17INR0054 | CAPRIDGE_CR3 | STERLING | WIND-O | WEST | 2008 | 186 | 186 | 186 | 186 | 186 | 186 | 186 | 186 | 186 | 186
526 | CAPRICORN RIDGE WIND 4 | 17INR0061 | CAPRIDG4_CR4 | COKE | WIND-O | WEST | 2008 | 121.5 | 121.5 | 121.5 | 121.5 | 121.5 | 121.5 | 121.5 | 121.5 | 121.5 | 121.5
527 | CEDRO HILL WIND 1 |  | CEDROHIL_CHW1 | WEBB | WIND-O | SOUTH | 2010 | 75 | 75 | 75 | 75 | 75 | 75 | 75 | 75 | 75 | 75
528 | CEDRO HILL WIND 2 |  | CEDROHIL_CHW2 | WEBB | WIND-O | SOUTH | 2010 | 75 | 75 | 75 | 75 | 75 | 75 | 75 | 75 | 75 | 75
529 | CHAMPION WIND |  | CHAMPION_UNIT1 | NOLAN | WIND-O | WEST | 2008 | 126.5 | 126.5 | 126.5 | 126.5 | 126.5 | 126.5 | 126.5 | 126.5 | 126.5 | 126.5
530 | DERMOTT WIND 1_1 |  | DERMOTT_UNIT1 | SCURRY | WIND-O | WEST | 2017 | 126.5 | 126.5 | 126.5 | 126.5 | 126.5 | 126.5 | 126.5 | 126.5 | 126.5 | 126.5
531 | DERMOTT WIND 1_2 |  | DERMOTT_UNIT2 | SCURRY | WIND-O | WEST | 2017 | 126.5 | 126.5 | 126.5 | 126.5 | 126.5 | 126.5 | 126.5 | 126.5 | 126.5 | 126.5
532 | DESERT SKY WIND 1 | 17INR0070 | INDNENR_INDNENR | PECOS | WIND-O | WEST | 2002 | 85.1 | 85.1 | 85.1 | 85.1 | 85.1 | 85.1 | 85.1 | 85.1 | 85.1 | 85.1
533 | DESERT SKY WIND 2 | 17INR0070 | INDNENR_INDNENR_2 | PECOS | WIND-O | WEST | 2002 | 85.1 | 85.1 | 85.1 | 85.1 | 85.1 | 85.1 | 85.1 | 85.1 | 85.1 | 85.1
534 | ELBOW CREEK WIND |  | ELB_ELBCREEK | HOWARD | WIND-O | WEST | 2008 | 118.7 | 118.7 | 118.7 | 118.7 | 118.7 | 118.7 | 118.7 | 118.7 | 118.7 | 118.7
535 | ELECTRA WIND 1 |  | DIGBY_UNIT1 | WILBARGER | WIND-O | WEST | 2017 | 98.9 | 98.9 | 98.9 | 98.9 | 98.9 | 98.9 | 98.9 | 98.9 | 98.9 | 98.9
536 | ELECTRA WIND 2 |  | DIGBY_UNIT2 | WILBARGER | WIND-O | WEST | 2017 | 131.1 | 131.1 | 131.1 | 131.1 | 131.1 | 131.1 | 131.1 | 131.1 | 131.1 | 131.1
537 | FLAT TOP WIND I |  | FTWIND_UNIT_1 | MILLS | WIND-O | NORTH | 2018 | 200 | 200 | 200 | 200 | 200 | 200 | 200 | 200 | 200 | 200
538 | FLUVANNA RENEWABLE 1 A |  | FLUVANNA_UNIT1 | SCURRY | WIND-O | WEST | 2017 | 79.8 | 79.8 | 79.8 | 79.8 | 79.8 | 79.8 | 79.8 | 79.8 | 79.8 | 79.8
539 | FLUVANNA RENEWABLE 1 B |  | FLUVANNA_UNIT2 | SCURRY | WIND-O | WEST | 2017 | 75.6 | 75.6 | 75.6 | 75.6 | 75.6 | 75.6 | 75.6 | 75.6 | 75.6 | 75.6
540 | FOARD CITY WIND 1 A |  | FOARDCTY_UNIT1 | FOARD | WIND-O | WEST | 2019 | 186.5 | 186.5 | 186.5 | 186.5 | 186.5 | 186.5 | 186.5 | 186.5 | 186.5 | 186.5
541 | FOARD CITY WIND 1 B |  | FOARDCTY_UNIT2 | FOARD | WIND-O | WEST | 2019 | 163.8 | 163.8 | 163.8 | 163.8 | 163.8 | 163.8 | 163.8 | 163.8 | 163.8 | 163.8
542 | FOREST CREEK WIND |  | MCDLD_FCW1 | GLASSCOCK | WIND-O | WEST | 2007 | 124.2 | 124.2 | 124.2 | 124.2 | 124.2 | 124.2 | 124.2 | 124.2 | 124.2 | 124.2
543 | GOAT WIND |  | GOAT_GOATWIND | STERLING | WIND-O | WEST | 2008 | 80 | 80 | 80 | 80 | 80 | 80 | 80 | 80 | 80 | 80
544 | GOAT WIND 2 |  | GOAT_GOATWIN2 | STERLING | WIND-O | WEST | 2010 | 69.6 | 69.6 | 69.6 | 69.6 | 69.6 | 69.6 | 69.6 | 69.6 | 69.6 | 69.6
545 | GOLDTHWAITE WIND 1 |  | GWEC_GWEC_G1 | MILLS | WIND-O | NORTH | 2014 | 148.6 | 148.6 | 148.6 | 148.6 | 148.6 | 148.6 | 148.6 | 148.6 | 148.6 | 148.6
546 | GOPHER CREEK WIND 1 |  | GOPHER_UNIT1 | BORDEN | WIND-O | WEST | 2020 | 82 | 82 | 82 | 82 | 82 | 82 | 82 | 82 | 82 | 82
547 | GOPHER CREEK WIND 2 |  | GOPHER_UNIT2 | BORDEN | WIND-O | WEST | 2020 | 76 | 76 | 76 | 76 | 76 | 76 | 76 | 76 | 76 | 76
548 | GREEN MOUNTAIN WIND (BRAZOS) U1 |  | BRAZ_WND_WND1 | SCURRY | WIND-O | WEST | 2003 | 99 | 99 | 99 | 99 | 99 | 99 | 99 | 99 | 99 | 99
549 | GREEN MOUNTAIN WIND (BRAZOS) U2 |  | BRAZ_WND_WND2 | SCURRY | WIND-O | WEST | 2003 | 61 | 61 | 61 | 61 | 61 | 61 | 61 | 61 | 61 | 61
550 | GREEN PASTURES WIND I |  | GPASTURE_WIND_I | BAYLOR | WIND-O | WEST | 2015 | 150 | 150 | 150 | 150 | 150 | 150 | 150 | 150 | 150 | 150
551 | VERTIGO WIND (FORMERLY GREEN PASTURES WIND 2) |  | VERTIGO_WIND_I | BAYLOR | WIND-O | WEST | 2015 | 150 | 150 | 150 | 150 | 150 | 150 | 150 | 150 | 150 | 150
552 | GUNSIGHT MOUNTAIN WIND |  | GUNMTN_G1 | HOWARD | WIND-O | WEST | 2016 | 119.9 | 119.9 | 119.9 | 119.9 | 119.9 | 119.9 | 119.9 | 119.9 | 119.9 | 119.9
553 | HACKBERRY WIND |  | HWF_HWFG1 | SHACKELFORD | WIND-O | WEST | 2008 | 163.5 | 163.5 | 163.5 | 163.5 | 163.5 | 163.5 | 163.5 | 163.5 | 163.5 | 163.5
554 | HICKMAN (SANTA RITA WIND) 1 |  | HICKMAN_G1 | REGAN AND IRION | WIND-O | WEST | 2018 | 152.5 | 152.5 | 152.5 | 152.5 | 152.5 | 152.5 | 152.5 | 152.5 | 152.5 | 152.5
555 | HICKMAN (SANTA RITA WIND) 2 |  | HICKMAN_G2 | REGAN AND IRION | WIND-O | WEST | 2018 | 147.5 | 147.5 | 147.5 | 147.5 | 147.5 | 147.5 | 147.5 | 147.5 | 147.5 | 147.5
556 | HIDALGO & STARR WIND 11 |  | MIRASOLE_MIR11 | HIDALGO | WIND-O | SOUTH | 2016 | 52 | 52 | 52 | 52 | 52 | 52 | 52 | 52 | 52 | 52
557 | HIDALGO & STARR WIND 12 |  | MIRASOLE_MIR12 | HIDALGO | WIND-O | SOUTH | 2016 | 98 | 98 | 98 | 98 | 98 | 98 | 98 | 98 | 98 | 98
558 | HIDALGO & STARR WIND 21 |  | MIRASOLE_MIR21 | HIDALGO | WIND-O | SOUTH | 2016 | 100 | 100 | 100 | 100 | 100 | 100 | 100 | 100 | 100 | 100
559 | HORSE CREEK WIND 1 |  | HORSECRK_UNIT1 | HASKELL | WIND-O | WEST | 2017 | 131.1 | 131.1 | 131.1 | 131.1 | 131.1 | 131.1 | 131.1 | 131.1 | 131.1 | 131.1
560 | HORSE CREEK WIND 2 |  | HORSECRK_UNIT2 | HASKELL | WIND-O | WEST | 2017 | 98.9 | 98.9 | 98.9 | 98.9 | 98.9 | 98.9 | 98.9 | 98.9 | 98.9 | 98.9
561 | HORSE HOLLOW WIND 1 | 17INR0052 | H_HOLLOW_WND1 | TAYLOR | WIND-O | WEST | 2005 | 230 | 230 | 230 | 230 | 230 | 230 | 230 | 230 | 230 | 230
562 | HORSE HOLLOW WIND 2 | 17INR0052 | HHOLLOW2_WIND1 | TAYLOR | WIND-O | WEST | 2006 | 184 | 184 | 184 | 184 | 184 | 184 | 184 | 184 | 184 | 184
563 | HORSE HOLLOW WIND 3 | 17INR0052 | HHOLLOW3_WND_1 | TAYLOR | WIND-O | WEST | 2006 | 241.4 | 241.4 | 241.4 | 241.4 | 241.4 | 241.4 | 241.4 | 241.4 | 241.4 | 241.4
564 | HORSE HOLLOW WIND 4 | 17INR0052 | HHOLLOW4_WND1 | TAYLOR | WIND-O | WEST | 2006 | 115 | 115 | 115 | 115 | 115 | 115 | 115 | 115 | 115 | 115
565 | INADALE WIND 1 |  | INDL_INADALE1 | NOLAN | WIND-O | WEST | 2008 | 95 | 95 | 95 | 95 | 95 | 95 | 95 | 95 | 95 | 95
566 | INADALE WIND 2 |  | INDL_INADALE2 | NOLAN | WIND-O | WEST | 2008 | 102 | 102 | 102 | 102 | 102 | 102 | 102 | 102 | 102 | 102
567 | INDIAN MESA WIND |  | INDNNWP_INDNNWP2 | PECOS | WIND-O | WEST | 2001 | 91.9 | 91.9 | 91.9 | 91.9 | 91.9 | 91.9 | 91.9 | 91.9 | 91.9 | 91.9
568 | JAVELINA I WIND 18 |  | BORDAS_JAVEL18 | WEBB | WIND-O | SOUTH | 2015 | 19.7 | 19.7 | 19.7 | 19.7 | 19.7 | 19.7 | 19.7 | 19.7 | 19.7 | 19.7
569 | JAVELINA I WIND 20 |  | BORDAS_JAVEL20 | WEBB | WIND-O | SOUTH | 2015 | 230 | 230 | 230 | 230 | 230 | 230 | 230 | 230 | 230 | 230
570 | JAVELINA II WIND 1 |  | BORDAS2_JAVEL2_A | WEBB | WIND-O | SOUTH | 2017 | 96 | 96 | 96 | 96 | 96 | 96 | 96 | 96 | 96 | 96
571 | JAVELINA II WIND 2 |  | BORDAS2_JAVEL2_B | WEBB | WIND-O | SOUTH | 2017 | 74 | 74 | 74 | 74 | 74 | 74 | 74 | 74 | 74 | 74
572 | JAVELINA II WIND 3 |  | BORDAS2_JAVEL2_C | WEBB | WIND-O | SOUTH | 2017 | 30 | 30 | 30 | 30 | 30 | 30 | 30 | 30 | 30 | 30
573 | KEECHI WIND |  | KEECHI_U1 | JACK | WIND-O | NORTH | 2015 | 110 | 110 | 110 | 110 | 110 | 110 | 110 | 110 | 110 | 110
574 | KING MOUNTAIN WIND (NE) |  | KING_NE_KINGNE | UPTON | WIND-O | WEST | 2001 | 79.7 | 79.7 | 79.7 | 79.7 | 79.7 | 79.7 | 79.7 | 79.7 | 79.7 | 79.7
575 | KING MOUNTAIN WIND (NW) |  | KING_NW_KINGNW | UPTON | WIND-O | WEST | 2001 | 79.7 | 79.7 | 79.7 | 79.7 | 79.7 | 79.7 | 79.7 | 79.7 | 79.7 | 79.7
576 | KING MOUNTAIN WIND (SE) |  | KING_SE_KINGSE | UPTON | WIND-O | WEST | 2001 | 40.5 | 40.5 | 40.5 | 40.5 | 40.5 | 40.5 | 40.5 | 40.5 | 40.5 | 40.5
577 | KING MOUNTAIN WIND (SW) |  | KING_SW_KINGSW | UPTON | WIND-O | WEST | 2001 | 79.7 | 79.7 | 79.7 | 79.7 | 79.7 | 79.7 | 79.7 | 79.7 | 79.7 | 79.7
578 | LANGFORD WIND POWER |  | LGD_LANGFORD | TOM GREEN | WIND-O | WEST | 2009 | 155 | 155 | 155 | 155 | 155 | 155 | 155 | 155 | 155 | 155
579 | LOCKETT WIND FARM |  | LOCKETT_UNIT1 | WILBARGER | WIND-O | WEST | 2019 | 183.7 | 183.7 | 183.7 | 183.7 | 183.7 | 183.7 | 183.7 | 183.7 | 183.7 | 183.7
580 | LOGANS GAP WIND I U1 |  | LGW_UNIT1 | COMANCHE | WIND-O | NORTH | 2015 | 106.3 | 106.3 | 106.3 | 106.3 | 106.3 | 106.3 | 106.3 | 106.3 | 106.3 | 106.3
581 | LOGANS GAP WIND I U2 |  | LGW_UNIT2 | COMANCHE | WIND-O | NORTH | 2015 | 103.8 | 103.8 | 103.8 | 103.8 | 103.8 | 103.8 | 103.8 | 103.8 | 103.8 | 103.8
582 | LONE STAR WIND 1 (MESQUITE) |  | LNCRK_G83 | SHACKELFORD | WIND-O | WEST | 2006 | 194 | 194 | 194 | 194 | 194 | 194 | 194 | 194 | 194 | 194
583 | LONE STAR WIND 2 (POST OAK) U1 |  | LNCRK2_G871 | SHACKELFORD | WIND-O | WEST | 2007 | 98 | 98 | 98 | 98 | 98 | 98 | 98 | 98 | 98 | 98
584 | LONE STAR WIND 2 (POST OAK) U2 |  | LNCRK2_G872 | SHACKELFORD | WIND-O | WEST | 2007 | 100 | 100 | 100 | 100 | 100 | 100 | 100 | 100 | 100 | 100
585 | LORAINE WINDPARK I |  | LONEWOLF_G1 | MITCHELL | WIND-O | WEST | 2010 | 49.5 | 49.5 | 49.5 | 49.5 | 49.5 | 49.5 | 49.5 | 49.5 | 49.5 | 49.5
586 | LORAINE WINDPARK II |  | LONEWOLF_G2 | MITCHELL | WIND-O | WEST | 2010 | 51 | 51 | 51 | 51 | 51 | 51 | 51 | 51 | 51 | 51
587 | LORAINE WINDPARK III |  | LONEWOLF_G3 | MITCHELL | WIND-O | WEST | 2011 | 25.5 | 25.5 | 25.5 | 25.5 | 25.5 | 25.5 | 25.5 | 25.5 | 25.5 | 25.5
588 | LORAINE WINDPARK IV |  | LONEWOLF_G4 | MITCHELL | WIND-O | WEST | 2011 | 24 | 24 | 24 | 24 | 24 | 24 | 24 | 24 | 24 | 24
589 | LOS VIENTOS III WIND |  | LV3_UNIT_1 | STARR | WIND-O | SOUTH | 2015 | 200 | 200 | 200 | 200 | 200 | 200 | 200 | 200 | 200 | 200
590 | LOS VIENTOS IV WIND |  | LV4_UNIT_1 | STARR | WIND-O | SOUTH | 2016 | 200 | 200 | 200 | 200 | 200 | 200 | 200 | 200 | 200 | 200
591 | LOS VIENTOS V WIND |  | LV5_UNIT_1 | STARR | WIND-O | SOUTH | 2016 | 110 | 110 | 110 | 110 | 110 | 110 | 110 | 110 | 110 | 110
592 | MESQUITE CREEK WIND 1 |  | MESQCRK_WND1 | DAWSON | WIND-O | WEST | 2015 | 105.6 | 105.6 | 105.6 | 105.6 | 105.6 | 105.6 | 105.6 | 105.6 | 105.6 | 105.6
593 | MESQUITE CREEK WIND 2 |  | MESQCRK_WND2 | DAWSON | WIND-O | WEST | 2015 | 105.6 | 105.6 | 105.6 | 105.6 | 105.6 | 105.6 | 105.6 | 105.6 | 105.6 | 105.6
594 | NIELS BOHR WIND A (BEARKAT WIND A) |  | NBOHR_UNIT1 | GLASSCOCK | WIND-O | WEST | 2018 | 196.6 | 196.6 | 196.6 | 196.6 | 196.6 | 196.6 | 196.6 | 196.6 | 196.6 | 196.6
595 | NOTREES WIND 1 |  | NWF_NWF1 | WINKLER | WIND-O | WEST | 2009 | 92.6 | 92.6 | 92.6 | 92.6 | 92.6 | 92.6 | 92.6 | 92.6 | 92.6 | 92.6
596 | NOTREES WIND 2 |  | NWF_NWF2 | WINKLER | WIND-O | WEST | 2009 | 60 | 60 | 60 | 60 | 60 | 60 | 60 | 60 | 60 | 60
597 | OCOTILLO WIND |  | OWF_OWF | HOWARD | WIND-O | WEST | 2008 | 58.8 | 58.8 | 58.8 | 58.8 | 58.8 | 58.8 | 58.8 | 58.8 | 58.8 | 58.8
598 | PANTHER CREEK WIND 1 |  | PC_NORTH_PANTHER1 | HOWARD | WIND-O | WEST | 2008 | 142.5 | 142.5 | 142.5 | 142.5 | 142.5 | 142.5 | 142.5 | 142.5 | 142.5 | 142.5
599 | PANTHER CREEK WIND 2 |  | PC_SOUTH_PANTHER2 | HOWARD | WIND-O | WEST | 2019 | 115.5 | 115.5 | 115.5 | 115.5 | 115.5 | 115.5 | 115.5 | 115.5 | 115.5 | 115.5
600 | PANTHER CREEK WIND 3 | 21INR0449 | PC_SOUTH_PANTHER3 | HOWARD | WIND-O | WEST | 2009 | 199.5 | 199.5 | 199.5 | 199.5 | 199.5 | 199.5 | 199.5 | 199.5 | 199.5 | 199.5
601 | PECOS WIND 1 (WOODWARD) |  | WOODWRD1_WOODWRD1 | PECOS | WIND-O | WEST | 2001 | 91.9 | 91.9 | 91.9 | 91.9 | 91.9 | 91.9 | 91.9 | 91.9 | 91.9 | 91.9
602 | PECOS WIND 2 (WOODWARD) |  | WOODWRD2_WOODWRD2 | PECOS | WIND-O | WEST | 2001 | 86 | 86 | 86 | 86 | 86 | 86 | 86 | 86 | 86 | 86
603 | PYRON WIND 1 |  | PYR_PYRON1 | SCURRY | WIND-O | WEST | 2008 | 121.5 | 121.5 | 121.5 | 121.5 | 121.5 | 121.5 | 121.5 | 121.5 | 121.5 | 121.5
604 | PYRON WIND 2 |  | PYR_PYRON2 | SCURRY AND FISHER | WIND-O | WEST | 2008 | 127.5 | 127.5 | 127.5 | 127.5 | 127.5 | 127.5 | 127.5 | 127.5 | 127.5 | 127.5
605 | RANCHERO WIND |  | RANCHERO_UNIT1 | CROCKETT | WIND-O | WEST | 2020 | 150 | 150 | 150 | 150 | 150 | 150 | 150 | 150 | 150 | 150
606 | RANCHERO WIND |  | RANCHERO_UNIT2 | CROCKETT | WIND-O | WEST | 2020 | 150 | 150 | 150 | 150 | 150 | 150 | 150 | 150 | 150 | 150
607 | RATTLESNAKE I WIND ENERGY CENTER G1 |  | RSNAKE_G1 | GLASSCOCK | WIND-O | WEST | 2015 | 104.3 | 104.3 | 104.3 | 104.3 | 104.3 | 104.3 | 104.3 | 104.3 | 104.3 | 104.3
608 | RATTLESNAKE I WIND ENERGY CENTER G2 |  | RSNAKE_G2 | GLASSCOCK | WIND-O | WEST | 2015 | 103 | 103 | 103 | 103 | 103 | 103 | 103 | 103 | 103 | 103
609 | RED CANYON WIND |  | RDCANYON_RDCNY1 | BORDEN | WIND-O | WEST | 2006 | 89.6 | 89.6 | 89.6 | 89.6 | 89.6 | 89.6 | 89.6 | 89.6 | 89.6 | 89.6
610 | ROCK SPRINGS VAL VERDE WIND (FERMI) 1 |  | FERMI_WIND1 | VAL VERDE | WIND-O | WEST | 2017 | 121.9 | 121.9 | 121.9 | 121.9 | 121.9 | 121.9 | 121.9 | 121.9 | 121.9 | 121.9
611 | ROCK SPRINGS VAL VERDE WIND (FERMI) 2 |  | FERMI_WIND2 | VAL VERDE | WIND-O | WEST | 2017 | 27.4 | 27.4 | 27.4 | 27.4 | 27.4 | 27.4 | 27.4 | 27.4 | 27.4 | 27.4
612 | ROSCOE WIND |  | TKWSW1_ROSCOE | NOLAN | WIND-O | WEST | 2008 | 114 | 114 | 114 | 114 | 114 | 114 | 114 | 114 | 114 | 114
613 | ROSCOE WIND 2A |  | TKWSW1_ROSCOE2A | NOLAN | WIND-O | WEST | 2008 | 95 | 95 | 95 | 95 | 95 | 95 | 95 | 95 | 95 | 95
614 | RTS WIND |  | RTS_U1 | MCCULLOCH | WIND-O | SOUTH | 2018 | 160 | 160 | 160 | 160 | 160 | 160 | 160 | 160 | 160 | 160
615 | SAND BLUFF WIND | 20INR0296 | MCDLD_SBW1 | GLASSCOCK | WIND-O | WEST | 2008 | 90 | 90 | 90 | 90 | 90 | 90 | 90 | 90 | 90 | 90
616 | SENDERO WIND ENERGY |  | EXGNSND_WIND_1 | JIM HOGG | WIND-O | SOUTH | 2015 | 76 | 76 | 76 | 76 | 76 | 76 | 76 | 76 | 76 | 76
617 | SEYMOUR HILLS WIND (S_HILLS WIND) |  | S_HILLS_UNIT1 | BAYLOR | WIND-O | WEST | 2019 | 30.2 | 30.2 | 30.2 | 30.2 | 30.2 | 30.2 | 30.2 | 30.2 | 30.2 | 30.2
618 | SENATE WIND |  | SENATEWD_UNIT1 | JACK | WIND-O | NORTH | 2012 | 150 | 150 | 150 | 150 | 150 | 150 | 150 | 150 | 150 | 150
619 | SHANNON WIND |  | SHANNONW_UNIT_1 | CLAY | WIND-O | WEST | 2015 | 204.1 | 204.1 | 204.1 | 204.1 | 204.1 | 204.1 | 204.1 | 204.1 | 204.1 | 204.1
620 | SHERBINO 1 WIND | 19INR0120 | KEO_KEO_SM1 | PECOS | WIND-O | WEST | 2008 | 150 | 150 | 150 | 150 | 150 | 150 | 150 | 150 | 150 | 150
621 | SHERBINO 2 WIND | 19INR0120 | KEO_SHRBINO2 | PECOS | WIND-O | WEST | 2011 | 145 | 145 | 145 | 145 | 145 | 145 | 145 | 145 | 145 | 145
622 | SILVER STAR WIND | 18INR0064 | FLTCK_SSI | ERATH | WIND-O | NORTH | 2008 | 52.8 | 52.8 | 52.8 | 52.8 | 52.8 | 52.8 | 52.8 | 52.8 | 52.8 | 52.8
623 | SNYDER WIND | 20INR0257 | ENAS_ENA1 | SCURRY | WIND-O | WEST | 2007 | 63 | 63 | 63 | 63 | 63 | 63 | 63 | 63 | 63 | 63
624 | SOUTH TRENT WIND |  | STWF_T1 | NOLAN | WIND-O | WEST | 2008 | 98.2 | 98.2 | 98.2 | 98.2 | 98.2 | 98.2 | 98.2 | 98.2 | 98.2 | 98.2
625 | STANTON WIND ENERGY |  | SWEC_G1 | MARTIN | WIND-O | WEST | 2008 | 120 | 120 | 120 | 120 | 120 | 120 | 120 | 120 | 120 | 120
626 | STEPHENS RANCH WIND 1 |  | SRWE1_UNIT1 | BORDEN | WIND-O | WEST | 2014 | 211.2 | 211.2 | 211.2 | 211.2 | 211.2 | 211.2 | 211.2 | 211.2 | 211.2 | 211.2
627 | STEPHENS RANCH WIND 2 |  | SRWE1_SRWE2 | BORDEN | WIND-O | WEST | 2015 | 164.7 | 164.7 | 164.7 | 164.7 | 164.7 | 164.7 | 164.7 | 164.7 | 164.7 | 164.7
628 | SWEETWATER WIND 1 | 18INR0073 | SWEETWND_WND1 | NOLAN | WIND-O | WEST | 2003 | 42.5 | 42.5 | 42.5 | 42.5 | 42.5 | 42.5 | 42.5 | 42.5 | 42.5 | 42.5
629 | SWEETWATER WIND 2A | 17INR0068 | SWEETWN2_WND24 | NOLAN | WIND-O | WEST | 2006 | 16.8 | 16.8 | 16.8 | 16.8 | 16.8 | 16.8 | 16.8 | 16.8 | 16.8 | 16.8
630 | SWEETWATER WIND 2B | 17INR0068 | SWEETWN2_WND2 | NOLAN | WIND-O | WEST | 2004 | 110.8 | 110.8 | 110.8 | 110.8 | 110.8 | 110.8 | 110.8 | 110.8 | 110.8 | 110.8
631 | SWEETWATER WIND 3A |  | SWEETWN3_WND3A | NOLAN | WIND-O | WEST | 2011 | 33.6 | 33.6 | 33.6 | 33.6 | 33.6 | 33.6 | 33.6 | 33.6 | 33.6 | 33.6
632 | SWEETWATER WIND 3B |  | SWEETWN3_WND3B | NOLAN | WIND-O | WEST | 2011 | 118.6 | 118.6 | 118.6 | 118.6 | 118.6 | 118.6 | 118.6 | 118.6 | 118.6 | 118.6
633 | SWEETWATER WIND 4-5 |  | SWEETWN4_WND5 | NOLAN | WIND-O | WEST | 2007 | 85 | 85 | 85 | 85 | 85 | 85 | 85 | 85 | 85 | 85
634 | SWEETWATER WIND 4-4B |  | SWEETWN4_WND4B | NOLAN | WIND-O | WEST | 2007 | 112 | 112 | 112 | 112 | 112 | 112 | 112 | 112 | 112 | 112
635 | SWEETWATER WIND 4-4A |  | SWEETWN4_WND4A | NOLAN | WIND-O | WEST | 2007 | 125 | 125 | 125 | 125 | 125 | 125 | 125 | 125 | 125 | 125
636 | TAHOKA WIND 1 |  | TAHOKA_UNIT_1 | LYNN | WIND-O | WEST | 2019 | 150 | 150 | 150 | 150 | 150 | 150 | 150 | 150 | 150 | 150
637 | TAHOKA WIND 2 |  | TAHOKA_UNIT_2 | LYNN | WIND-O | WEST | 2019 | 150 | 150 | 150 | 150 | 150 | 150 | 150 | 150 | 150 | 150
638 | TEXAS BIG SPRING WIND A |  | SGMTN_SIGNALMT | HOWARD | WIND-O | WEST | 1999 | 27.7 | 27.7 | 27.7 | 27.7 | 27.7 | 27.7 | 27.7 | 27.7 | 27.7 | 27.7
639 | TEXAS BIG SPRING WIND B |  | SGMTN_SIGNALM2 | HOWARD | WIND-O | WEST | 1999 | 6.6 | 6.6 | 6.6 | 6.6 | 6.6 | 6.6 | 6.6 | 6.6 | 6.6 | 6.6
640 | TORRECILLAS WIND 1 |  | TORR_UNIT1_25 | WEBB | WIND-O | SOUTH | 2019 | 150 | 150 | 150 | 150 | 150 | 150 | 150 | 150 | 150 | 150
641 | TORRECILLAS WIND 2 |  | TORR_UNIT2_23 | WEBB | WIND-O | SOUTH | 2019 | 23 | 23 | 23 | 23 | 23 | 23 | 23 | 23 | 23 | 23
642 | TORRECILLAS WIND 3 |  | TORR_UNIT2_25 | WEBB | WIND-O | SOUTH | 2019 | 127.5 | 127.5 | 127.5 | 127.5 | 127.5 | 127.5 | 127.5 | 127.5 | 127.5 | 127.5
643 | TRENT WIND | 17INR0069 | TRENT_TRENT | NOLAN | WIND-O | WEST | 2001 | 150 | 150 | 150 | 150 | 150 | 150 | 150 | 150 | 150 | 150
644 | TRINITY HILLS WIND 1 | 20INR0019 | TRINITY_TH1_BUS1 | ARCHER | WIND-O | WEST | 2012 | 103.4 | 103.4 | 103.4 | 103.4 | 103.4 | 103.4 | 103.4 | 103.4 | 103.4 | 103.4
645 | TRINITY HILLS WIND 2 | 20INR0019 | TRINITY_TH1_BUS2 | ARCHER | WIND-O | WEST | 2012 | 94.6 | 94.6 | 94.6 | 94.6 | 94.6 | 94.6 | 94.6 | 94.6 | 94.6 | 94.6
646 | TURKEY TRACK WIND |  | TTWEC_G1 | NOLAN | WIND-O | WEST | 2008 | 169.5 | 169.5 | 169.5 | 169.5 | 169.5 | 169.5 | 169.5 | 169.5 | 169.5 | 169.5
647 | TYLER BLUFF WIND |  | TYLRWIND_UNIT1 | COOKE | WIND-O | NORTH | 2017 | 125.6 | 125.6 | 125.6 | 125.6 | 125.6 | 125.6 | 125.6 | 125.6 | 125.6 | 125.6
648 | WHITETAIL WIND |  | EXGNWTL_WIND_1 | WEBB | WIND-O | SOUTH | 2012 | 92.3 | 92.3 | 92.3 | 92.3 | 92.3 | 92.3 | 92.3 | 92.3 | 92.3 | 92.3
649 | WINDTHORST 2 WIND |  | WNDTHST2_UNIT1 | ARCHER | WIND-O | WEST | 2014 | 67.6 | 67.6 | 67.6 | 67.6 | 67.6 | 67.6 | 67.6 | 67.6 | 67.6 | 67.6
650 | WKN MOZART WIND |  | MOZART_WIND_1 | KENT | WIND-O | WEST | 2012 | 30 | 30 | 30 | 30 | 30 | 30 | 30 | 30 | 30 | 30
651 | WILLOW SPRINGS WIND A |  | SALVTION_UNIT1 | HASKELL | WIND-O | WEST | 2017 | 125 | 125 | 125 | 125 | 125 | 125 | 125 | 125 | 125 | 125
652 | WILLOW SPRINGS WIND B |  | SALVTION_UNIT2 | HASKELL | WIND-O | WEST | 2017 | 125 | 125 | 125 | 125 | 125 | 125 | 125 | 125 | 125 | 125
653 | WILSON RANCH (INFINITY LIVE OAK WIND) |  | WL_RANCH_UNIT1 | SCHLEICHER | WIND-O | WEST | 2020 | 199.5 | 199.5 | 199.5 | 199.5 | 199.5 | 199.5 | 199.5 | 199.5 | 199.5 | 199.5
654 | WOLF RIDGE WIND |  | WHTTAIL_WR1 | COOKE | WIND-O | NORTH | 2008 | 112.5 | 112.5 | 112.5 | 112.5 | 112.5 | 112.5 | 112.5 | 112.5 | 112.5 | 112.5
655 | TSTC WEST TEXAS WIND |  | DG_ROSC2_1UNIT | NOLAN | WIND-O | WEST | 2008 | 2 | 2 | 2 | 2 | 2 | 2 | 2 | 2 | 2 | 2
656 | Operational Capacity Total (Wind) | [6 empty] | 24593.3 | 24593.3 | 24593.3 | 24593.3 | 24593.3 | 24593.3 | 24593.3 | 24593.3 | 24593.3 | 24593.3
657
658 | Operational Wind Capacity Sub-total (Coastal Counties) |  | WIND_OPERATIONAL_C |  |  |  |  | 3290.4 | 3290.4 | 3290.4 | 3290.4 | 3290.4 | 3290.4 | 3290.4 | 3290.4 | 3290.4 | 3290.4
659 | Wind Peak Average Capacity Percentage (Coastal) |  | WIND_PEAK_PCT_C | % |  |  |  | 63 | 63 | 63 | 63 | 63 | 63 | 63 | 63 | 63 | 63
660
661 | Operational Wind Capacity Sub-total (Panhandle Counties) |  | WIND_OPERATIONAL_P |  |  |  |  | 4408.7 | 4408.7 | 4408.7 | 4408.7 | 4408.7 | 4408.7 | 4408.7 | 4408.7 | 4408.7 | 4408.7
662 | Wind Peak Average Capacity Percentage (Panhandle) |  | WIND_PEAK_PCT_P |  |  |  |  | 29 | 29 | 29 | 29 | 29 | 29 | 29 | 29 | 29 | 29
663
664 | Operational Wind Capacity Sub-total (Other Counties) |  | WIND_OPERATIONAL_O |  |  |  |  | 16894.2 | 16894.2 | 16894.2 | 16894.2 | 16894.2 | 16894.2 | 16894.2 | 16894.2 | 16894.2 | 16894.2
665 | Wind Peak Average Capacity Percentage (Other) |  | WIND_PEAK_PCT_O |  |  |  |  | 16 | 16 | 16 | 16 | 16 | 16 | 16 | 16 | 16 | 16
666
667 | Operational Resources (Solar)
668 | ACACIA SOLAR |  | ACACIA_UNIT_1 | PRESIDIO | SOLAR | WEST | 2012 | 10 | 10 | 10 | 10 | 10 | 10 | 10 | 10 | 10 | 10
669 | BHE SOLAR PEARL PROJECT (SIRIUS 2) |  | SIRIUS_UNIT2 | PECOS | SOLAR | WEST | 2017 | 49.1 | 49.1 | 49.1 | 49.1 | 49.1 | 49.1 | 49.1 | 49.1 | 49.1 | 49.1
670 | BLUEBELL SOLAR (CAPRICORN RIDGE SOLAR) |  | CAPRIDG4_BB_PV | STERLING | SOLAR | WEST | 2019 | 30 | 30 | 30 | 30 | 30 | 30 | 30 | 30 | 30 | 30
671 | BNB LAMESA SOLAR (PHASE I) |  | LMESASLR_UNIT1 | DAWSON | SOLAR | WEST | 2018 | 101.6 | 101.6 | 101.6 | 101.6 | 101.6 | 101.6 | 101.6 | 101.6 | 101.6 | 101.6
672 | BNB LAMESA SOLAR (PHASE II) |  | LMESASLR_IVORY | DAWSON | SOLAR | WEST | 2018 | 50 | 50 | 50 | 50 | 50 | 50 | 50 | 50 | 50 | 50
673 | CASTLE GAP SOLAR |  | CASL_GAP_UNIT1 | UPTON | SOLAR | WEST | 2018 | 180 | 180 | 180 | 180 | 180 | 180 | 180 | 180 | 180 | 180
674 | FS BARILLA SOLAR-PECOS |  | HOVEY_UNIT1 | PECOS | SOLAR | WEST | 2015 | 22 | 22 | 22 | 22 | 22 | 22 | 22 | 22 | 22 | 22
675 | FS EAST PECOS SOLAR |  | BOOTLEG_UNIT1 | PECOS | SOLAR | WEST | 2017 | 121.1 | 121.1 | 121.1 | 121.1 | 121.1 | 121.1 | 121.1 | 121.1 | 121.1 | 121.1
676 | OCI ALAMO 1 SOLAR |  | OCI_ALM1_UNIT1 | BEXAR | SOLAR | SOUTH | 2013 | 39.2 | 39.2 | 39.2 | 39.2 | 39.2 | 39.2 | 39.2 | 39.2 | 39.2 | 39.2
677 | OCI ALAMO 4 SOLAR-BRACKETVILLE |  | ECLIPSE_UNIT1 | KINNEY | SOLAR | SOUTH | 2014 | 37.6 | 37.6 | 37.6 | 37.6 | 37.6 | 37.6 | 37.6 | 37.6 | 37.6 | 37.6
678 | OCI ALAMO 5 (DOWNIE RANCH) |  | HELIOS_UNIT1 | UVALDE | SOLAR | SOUTH | 2015 | 95 | 95 | 95 | 95 | 95 | 95 | 95 | 95 | 95 | 95
679 | OCI ALAMO 6 (SIRIUS/WEST TEXAS) |  | SIRIUS_UNIT1 | PECOS | SOLAR | WEST | 2017 | 110.2 | 110.2 | 110.2 | 110.2 | 110.2 | 110.2 | 110.2 | 110.2 | 110.2 | 110.2
680 | OCI ALAMO 7 (PAINT CREEK) |  | SOLARA_UNIT1 | HASKELL | SOLAR | WEST | 2016 | 112 | 112 | 112 | 112 | 112 | 112 | 112 | 112 | 112 | 112
681 | PHOEBE SOLAR 1 |  | PHOEBE_UNIT1 | WINKLER | SOLAR | WEST | 2019 | 125.1 | 125.1 | 125.1 | 125.1 | 125.1 | 125.1 | 125.1 | 125.1 | 125.1 | 125.1
682 | PHOEBE SOLAR 2 |  | PHOEBE_UNIT2 | WINKLER | SOLAR | WEST | 2019 | 128.1 | 128.1 | 128.1 | 128.1 | 128.1 | 128.1 | 128.1 | 128.1 | 128.1 | 128.1
683 | QUEEN SOLAR PHASE I |  | QUEEN_SL_SOLAR1 | UPTON | SOLAR | WEST | 2020 | 102.5 | 102.5 | 102.5 | 102.5 | 102.5 | 102.5 | 102.5 | 102.5 | 102.5 | 102.5
684 | QUEEN SOLAR PHASE I |  | QUEEN_SL_SOLAR2 | UPTON | SOLAR | WEST | 2020 | 102.5 | 102.5 | 102.5 | 102.5 | 102.5 | 102.5 | 102.5 | 102.5 | 102.5 | 102.5
685 | RE ROSEROCK SOLAR 1 |  | REROCK_UNIT1 | PECOS | SOLAR | WEST | 2016 | 78.8 | 78.8 | 78.8 | 78.8 | 78.8 | 78.8 | 78.8 | 78.8 | 78.8 | 78.8
686 | RE ROSEROCK SOLAR 2 |  | REROCK_UNIT2 | PECOS | SOLAR | WEST | 2016 | 78.8 | 78.8 | 78.8 | 78.8 | 78.8 | 78.8 | 78.8 | 78.8 | 78.8 | 78.8
687 | RIGGINS (SE BUCKTHORN WESTEX SOLAR) |  | RIGGINS_UNIT1 | PECOS | SOLAR | WEST | 2018 | 150 | 150 | 150 | 150 | 150 | 150 | 150 | 150 | 150 | 150
688 | SOLAIREHOLMAN 1 |  | LASSO_UNIT1 | BREWSTER | SOLAR | WEST | 2018 | 50 | 50 | 50 | 50 | 50 | 50 | 50 | 50 | 50 | 50
689 | SP-TX-12-PHASE B |  | SPTX12B_UNIT1 | UPTON | SOLAR | WEST | 2017 | 157.5 | 157.5 | 157.5 | 157.5 | 157.5 | 157.5 | 157.5 | 157.5 | 157.5 | 157.5
690 | WAYMARK SOLAR |  | WAYMARK_UNIT1 | UPTON | SOLAR | WEST | 2018 | 182 | 182 | 182 | 182 | 182 | 182 | 182 | 182 | 182 | 182
691 | WEBBERVILLE SOLAR |  | WEBBER_S_WSP1 | TRAVIS | SOLAR | SOUTH | 2011 | 26.7 | 26.7 | 26.7 | 26.7 | 26.7 | 26.7 | 26.7 | 26.7 | 26.7 | 26.7
692 | WEST OF PECOS SOLAR |  | W_PECOS_UNIT1 | REEVES | SOLAR | WEST | 2019 | 101 | 101 | 101 | 101 | 101 | 101 | 101 | 101 | 101 | 101
693 | ALEXIS SOLAR |  | DG_ALEXIS_ALEXIS | BROOKS | SOLAR | SOUTH | 2019 | 10 | 10 | 10 | 10 | 10 | 10 | 10 | 10 | 10 | 10
694 | BECK 1 |  | DG_CECSOLAR_DG_BECK1 | BEXAR | SOLAR | SOUTH | 2016 | bar: 2021 to 2030
695 | BLUE WING 1 SOLAR |  | DG_BROOK_1UNIT | BEXAR | SOLAR | SOUTH | 2010 | 7.6 | 7.6 | 7.6 | 7.6 | 7.6 | 7.6 | 7.6 | 7.6 | 7.6 | 7.6
696 | BLUE WING 2 SOLAR |  | DG_ELMEN_1UNIT | BEXAR | SOLAR | SOUTH | 2010 | 7.3 | 7.3 | 7.3 | 7.3 | 7.3 | 7.3 | 7.3 | 7.3 | 7.3 | 7.3
697 | BOVINE SOLAR LLC |  | DG_BOVINE_BOVINE | AUSTIN | SOLAR | SOUTH | 2018 | 5 | 5 | 5 | 5 | 5 | 5 | 5 | 5 | 5 | 5
698 | BOVINE SOLAR LLC |  | DG_BOVINE2_BOVINE2 | AUSTIN | SOLAR | SOUTH | 2018 | 5 | 5 | 5 | 5 | 5 | 5 | 5 | 5 | 5 | 5
699 | BRONSON SOLAR I |  | DG_BRNSN_BRNSN | FORT BEND | SOLAR | HOUSTON | 2018 | 5 | 5 | 5 | 5 | 5 | 5 | 5 | 5 | 5 | 5
700 | BRONSON SOLAR II |  | DG_BRNSN2_BRNSN2 | FORT BEND | SOLAR | HOUSTON | 2018 | 5 | 5 | 5 | 5 | 5 | 5 | 5 | 5 | 5 | 5
701 | CASCADE SOLAR I |  | DG_CASCADE_CASCADE | WHARTON | SOLAR | SOUTH | 2018 | 5 | 5 | 5 | 5 | 5 | 5 | 5 | 5 | 5 | 5
702 | CASCADE SOLAR II |  | DG_CASCADE2_CASCADE2 | WHARTON | SOLAR | SOUTH | 2018 | 5 | 5 | 5 | 5 | 5 | 5 | 5 | 5 | 5 | 5
703 | CHISUM SOLAR |  | DG_CHISUM_CHISUM | LAMAR | SOLAR | NORTH | 2018 | 10 | 10 | 10 | 10 | 10 | 10 | 10 | 10 | 10 | 10
704 | COMMERCE_SOLAR |  | DG_ X443PV1_SWRI_PV1 | BEXAR | SOLAR | SOUTH | 2019 | 5 | 5 | 5 | 5 | 5 | 5 | 5 | 5 | 5 | 5
705 | EDDY SOLAR II |  | DG_EDDYII_EDDYII | MCLENNAN | SOLAR | NORTH | 2018 | 10 | 10 | 10 | 10 | 10 | 10 | 10 | 10 | 10 | 10
706 | FIFTH GENERATION SOLAR 1 |  | DG_FIFTHGS1_FGSOLAR1 | TRAVIS | SOLAR | SOUTH | 2016 | 1.6 | 1.6 | 1.6 | 1.6 | 1.6 | 1.6 | 1.6 | 1.6 | 1.6 | 1.6
707 | GRIFFIN SOLAR |  | DG_GRIFFIN_GRIFFIN | MCLEENNAN | SOLAR | NORTH | 2019 | 5 | 5 | 5 | 5 | 5 | 5 | 5 | 5 | 5 | 5
708 | HIGHWAY 56 |  | DG_HWY56_HWY56 | GRAYSON | SOLAR | NORTH | 2017 | 5.3 | 5.3 | 5.3 | 5.3 | 5.3 | 5.3 | 5.3 | 5.3 | 5.3 | 5.3
709 | HM SEALY SOLAR 1 |  | DG_SEALY_1UNIT | AUSTIN | SOLAR | SOUTH | 2015 | 1.6 | 1.6 | 1.6 | 1.6 | 1.6 | 1.6 | 1.6 | 1.6 | 1.6 | 1.6
710 | LAMPWICK SOLAR |  | DG_LAMPWICK_LAMPWICK | MENARD | SOLAR | SOUTH | 2019 | 7.5 | 7.5 | 7.5 | 7.5 | 7.5 | 7.5 | 7.5 | 7.5 | 7.5 | 7.5
711 | LEON |  | DG_LEON_LEON | HUNT | SOLAR | NORTH | 2017 | 10 | 10 | 10 | 10 | 10 | 10 | 10 | 10 | 10 | 10
712 | MARLIN |  | DG_MARLIN_MARLIN | FALLS | SOLAR | NORTH | 2017 | 5.3 | 5.3 | 5.3 | 5.3 | 5.3 | 5.3 | 5.3 | 5.3 | 5.3 | 5.3
713 | MARS SOLAR (DG) |  | DG_MARS_MARS | WEBB | SOLAR | SOUTH | 2019 | 10 | 10 | 10 | 10 | 10 | 10 | 10 | 10 | 10 | 10
714 | NORTH GAINESVILLE |  | DG_NGNSVL_NGAINESV | COOKE | SOLAR | NORTH | 2017 | 5.2 | 5.2 | 5.2 | 5.2 | 5.2 | 5.2 | 5.2 | 5.2 | 5.2 | 5.2
715 | OCI ALAMO 2 SOLAR-ST. HEDWIG |  | DG_STHWG_UNIT1 | BEXAR | SOLAR | SOUTH | 2014 | 4.4 | 4.4 | 4.4 | 4.4 | 4.4 | 4.4 | 4.4 | 4.4 | 4.4 | 4.4
716 | OCI ALAMO 3-WALZEM SOLAR |  | DG_WALZM_UNIT1 | BEXAR | SOLAR | SOUTH | 2014 | 5.5 | 5.5 | 5.5 | 5.5 | 5.5 | 5.5 | 5.5 | 5.5 | 5.5 | 5.5
717 | POWERFIN KINGSBERY |  | DG_PFK_PFKPV | TRAVIS | SOLAR | SOUTH | 2017 | 2.6 | 2.6 | 2.6 | 2.6 | 2.6 | 2.6 | 2.6 | 2.6 | 2.6 | 2.6
718 | RENEWABLE ENERGY ALTERNATIVES-CCS1 |  | DG_COSERVSS_CSS1 | DENTON | SOLAR | NORTH | 2015 | 2 | 2 | 2 | 2 | 2 | 2 | 2 | 2 | 2 | 2
719 | STERLING |  | DG_STRLING_STRLING | HUNT | SOLAR | NORTH | 2018 | 10 | 10 | 10 | 10 | 10 | 10 | 10 | 10 | 10 | 10
720 | SUNEDISON RABEL ROAD SOLAR |  | DG_VALL1_1UNIT | BEXAR | SOLAR | SOUTH | 2012 | 9.9 | 9.9 | 9.9 | 9.9 | 9.9 | 9.9 | 9.9 | 9.9 | 9.9 | 9.9
721 | SUNEDISON VALLEY ROAD SOLAR |  | DG_VALL2_1UNIT | BEXAR | SOLAR | SOUTH | 2012 | 9.9 | 9.9 | 9.9 | 9.9 | 9.9 | 9.9 | 9.9 | 9.9 | 9.9 | 9.9
722 | SUNEDISON CPS3 SOMERSET 1 SOLAR |  | DG_SOME1_1UNIT | BEXAR | SOLAR | SOUTH | 2012 | 5.6 | 5.6 | 5.6 | 5.6 | 5.6 | 5.6 | 5.6 | 5.6 | 5.6 | 5.6
723 | SUNEDISON SOMERSET 2 SOLAR |  | DG_SOME2_1UNIT | BEXAR | SOLAR | SOUTH | 2012 | 5 | 5 | 5 | 5 | 5 | 5 | 5 | 5 | 5 | 5
724 | WALNUT SPRINGS |  | DG_WLNTSPRG_1UNIT | BOSQUE | SOLAR | NORTH | 2016 | 10 | 10 | 10 | 10 | 10 | 10 | 10 | 10 | 10 | 10
725 | WEST MOORE II |  | DG_WMOOREII_WMOOREII | GRAYSON | SOLAR | NORTH | 2018 | 5 | 5 | 5 | 5 | 5 | 5 | 5 | 5 | 5 | 5
726 | WHITESBORO |  | DG_WBORO_WHTSBORO | GRAYSON | SOLAR | NORTH | 2017 | 5 | 5 | 5 | 5 | 5 | 5 | 5 | 5 | 5 | 5
727 | WHITESBORO II |  | DG_WBOROII_WHBOROII | GRAYSON | SOLAR | NORTH | 2017 | 5 | 5 | 5 | 5 | 5 | 5 | 5 | 5 | 5 | 5
728 | WHITEWRIGHT |  | DG_WHTRT_WHTRGHT | FANNIN | SOLAR | NORTH | 2017 | 10 | 10 | 10 | 10 | 10 | 10 | 10 | 10 | 10 | 10
729 | WHITNEY SOLAR |  | DG_WHITNEY_SOLAR1 | BOSQUE | SOLAR | NORTH | 2017 | 10 | 10 | 10 | 10 | 10 | 10 | 10 | 10 | 10 | 10
730 | YELLOW JACKET SOLAR |  | DG_YLWJACKET_YLWJACKET | BOSQUE | SOLAR | NORTH | 2018 | 5 | 5 | 5 | 5 | 5 | 5 | 5 | 5 | 5 | 5
731 | Operational Capacity Total (Solar) | [6 empty] | 2478.1 | 2478.1 | 2478.1 | 2478.1 | 2478.1 | 2478.1 | 2478.1 | 2478.1 | 2478.1 | 2478.1
732 | Solar Peak Average Capacity Percentage |  | SOLAR_PEAK_PCT | % |  |  |  | 76 | 76 | 76 | 76 | 76 | 76 | 76 | 76 | 76 | 76
733
734 | Operational Resources (Storage)
735 | BLUE SUMMIT BATTERY |  | BLSUMMIT_BATTERY | WILBARGER | STORAGE | WEST | 2017 | 30 | 30 | 30 | 30 | 30 | 30 | 30 | 30 | 30 | 30
736 | CASTLE GAP BATTERY |  | CASL_GAP_BATTERY1 | UPTON | STORAGE | WEST | 2019 | 9.9 | 9.9 | 9.9 | 9.9 | 9.9 | 9.9 | 9.9 | 9.9 | 9.9 | 9.9
737 | INADALE ESS |  | INDL_ESS | NOLAN | STORAGE | WEST | 2018 | 9.9 | 9.9 | 9.9 | 9.9 | 9.9 | 9.9 | 9.9 | 9.9 | 9.9 | 9.9
738 | NOTREES BATTERY FACILITY |  | NWF_NBS | WINKLER | STORAGE | WEST | 2013 | 33.7 | 33.7 | 33.7 | 33.7 | 33.7 | 33.7 | 33.7 | 33.7 | 33.7 | 33.7
739 | OCI ALAMO 1 |  | OCI_ALM1_ASTRO1 | BEXAR | STORAGE | SOUTH | 2016 | bar: 2021 to 2030
740 | PORT LAVACA BATTERY |  | PTLBES_BESS1 | CALHOUN | STORAGE | SOUTH | 2019 | 9.9 | 9.9 | 9.9 | 9.9 | 9.9 | 9.9 | 9.9 | 9.9 | 9.9 | 9.9
741 | PROSPECT STORAGE |  | WCOLLDG_BSS_U1 | BRAZORIA | STORAGE | HOUSTON | 2019 | 9.9 | 9.9 | 9.9 | 9.9 | 9.9 | 9.9 | 9.9 | 9.9 | 9.9 | 9.9
742 | PYRON ESS |  | PYR_ESS | SCURRY | STORAGE | WEST | 2018 | 9.9 | 9.9 | 9.9 | 9.9 | 9.9 | 9.9 | 9.9 | 9.9 | 9.9 | 9.9
743 | RABBIT HILL ENERGY STORAGE PROJECT |  | RHESS2_ESS_1 | WILLIAMSON | STORAGE | SOUTH | 2020 | 9.9 | 9.9 | 9.9 | 9.9 | 9.9 | 9.9 | 9.9 | 9.9 | 9.9 | 9.9
744 | WORSHAM BATTERY |  | WRSBES_BESS1 | REEVES | STORAGE | WEST | 2020 | 9.9 | 9.9 | 9.9 | 9.9 | 9.9 | 9.9 | 9.9 | 9.9 | 9.9 | 9.9
745 | YOUNICOS FACILITY |  | DG_YOUNICOS_YINC1_1 | TRAVIS | STORAGE | SOUTH | 2015 | 2 | 2 | 2 | 2 | 2 | 2 | 2 | 2 | 2 | 2
746 | KINGSBERY ENERGY STORAGE SYSTEM |  | DG_KB_ESS_KB_ESS | TRAVIS | STORAGE | SOUTH | 2017 | 1.5 | 1.5 | 1.5 | 1.5 | 1.5 | 1.5 | 1.5 | 1.5 | 1.5 | 1.5
747 | MU ENERGY STORAGE SYSTEM |  | DG_MU_ESS_MU_ESS | TRAVIS | STORAGE | SOUTH | 2018 | 1.5 | 1.5 | 1.5 | 1.5 | 1.5 | 1.5 | 1.5 | 1.5 | 1.5 | 1.5
748 | TOS BATTERY STORAGE |  | DG_TOSBATT_UNIT1 | MIDLAND | STORAGE | WEST | 2017 | 2 | 2 | 2 | 2 | 2 | 2 | 2 | 2 | 2 | 2
749 | Operational Capacity Total (Storage) | [6 empty] | 141 | 141 | 141 | 141 | 141 | 141 | 141 | 141 | 141 | 141
750 | Storage Peak Average Capacity Percentage |  | STORAGE_PEAK_PCT | % |  |  |  | 0 | 0 | 0 | 0 | 0 | 0 | 0 | 0 | 0 | 0
751
752 | Reliability Must-Run (RMR) Capacity |  | RMR_CAP_CONT |  | GAS |  |  | 0 | 0 | 0 | 0 | 0 | 0 | 0 | 0 | 0 | 0
753
754 | Capacity Pending Retirement |  | PENDRETIRE_CAP |  |  |  |  | 0 | 0 | 0 | 0 | 0 | 0 | 0 | 0 | 0 | 0
755
756 | Non-Synchronous Tie Resources
757 | EAST TIE |  | DC_E | FANNIN | OTHER | NORTH |  | 600 | 600 | 600 | 600 | 600 | 600 | 600 | 600 | 600 | 600
758 | NORTH TIE |  | DC_N | WILBARGER | OTHER | WEST |  | 220 | 220 | 220 | 220 | 220 | 220 | 220 | 220 | 220 | 220
759 | LAREDO VFT TIE |  | DC_L | WEBB | OTHER | SOUTH |  | 100 | 100 | 100 | 100 | 100 | 100 | 100 | 100 | 100 | 100
760 | SHARYLAND RAILROAD TIE |  | DC_R | HIDALGO | OTHER | SOUTH |  | 300 | 300 | 300 | 300 | 300 | 300 | 300 | 300 | 300 | 300
761 | Non-Synchronous Ties Total | [6 empty] | 1220 | 1220 | 1220 | 1220 | 1220 | 1220 | 1220 | 1220 | 1220 | 1220
762 | Non-Synchronous Ties Peak Average Capacity Percentage |  | DCTIE_PEAK_PCT | % |  |  |  | 69.67 | 69.67 | 69.67 | 69.67 | 69.67 | 69.67 | 69.67 | 69.67 | 69.67 | 69.67
763
764 | Planned Thermal Resources with Executed SGIA, Air Permit, GHG Permit and Proof of Adequate Water Supplies
765 | FRIENDSWOOD II | 19INR0180 |  | BRAZORIA | GAS | COASTAL | 2021 | 117 | 117 | 117 | 117 | 117 | 117 | 117 | 117 | 117 | 117
766 | GIBBONS CREEK TEERP | 20INR0308 |  | GRIMES | COAL | NORTH | 2020 | 420 | 420 | 420 | 420 | 420 | 420 | 420 | 420 | 420 | 420
767 | HUDSON (BRAZORIA ENERGY G) | 16INR0076 |  | BRAZORIA | GAS | COASTAL | 2020 | 90 | 90 | 90 | 90 | 90 | 90 | 90 | 90 | 90 | 90
768 | MIRAGE | 17INR0022 |  | HARRIS | GAS | HOUSTON | 2020 | 11 | 11 | 11 | 11 | 11 | 11 | 11 | 11 | 11 | 11
769 | PES1 | 20INR0206 |  | HARRIS | GAS | HOUSTON | 2020 | 363 | 363 | 363 | 363 | 363 | 363 | 363 | 363 | 363 | 363
770 | Planned Capacity Total (Nuclear, Coal, Gas, Biomass) | [6 empty] | 1001 | 1001 | 1001 | 1001 | 1001 | 1001 | 1001 | 1001 | 1001 | 1001
771
772 | Planned Wind Resources with Executed SGIA
773 | CHALUPA WIND | 20INR0042 |  | CAMERON | WIND-C | COASTAL | 2020 | 174 | 174 | 174 | 174 | 174 | 174 | 174 | 174 | 174 | 174
774 | CHOCOLATE BAYOU W | 16INR0074 |  | BRAZORIA | WIND-C | COASTAL | 2021 | 149.5 | 149.5 | 149.5 | 149.5 | 149.5 | 149.5 | 149.5 | 149.5 | 149.5 | 149.5
775 | CRANEL WIND | 19INR0112 |  | REFUGIO | WIND-C | COASTAL | 2020 | 220 | 220 | 220 | 220 | 220 | 220 | 220 | 220 | 220 | 220
776 | EAST RAYMOND WIND | 18INR0059 |  | WILLACY | WIND-C | COASTAL | 2020 | 201.6 | 201.6 | 201.6 | 201.6 | 201.6 | 201.6 | 201.6 | 201.6 | 201.6 | 201.6
777 | EL ALGODON ALTO W | 15INR0034 |  | SAN PATRICIO | WIND-C | COASTAL | 2021 | 0 | 201 | 201 | 201 | 201 | 201 | 201 | 201 | 201 | 201
778 | ESPIRITU WIND | 17INR0031 |  | CAMERON | WIND-C | COASTAL | 2020 | 25.2 | 25.2 | 25.2 | 25.2 | 25.2 | 25.2 | 25.2 | 25.2 | 25.2 | 25.2
779 | LAS MAJADAS WIND | 17INR0035 |  | WILLACY | WIND-C | COASTAL | 2020 | 272.6 | 272.6 | 272.6 | 272.6 | 272.6 | 272.6 | 272.6 | 272.6 | 272.6 | 272.6
780 | MONTE ALTO I | 19INR0022 |  | WILLACY | WIND-C | COASTAL | 2021 | 0 | 223.8 | 223.8 | 223.8 | 223.8 | 223.8 | 223.8 | 223.8 | 223.8 | 223.8
781 | PALMAS ALTAS WIND | 17INR0037 |  | CAMERON | WIND-C | COASTAL | 2020 | 144.9 | 144.9 | 144.9 | 144.9 | 144.9 | 144.9 | 144.9 | 144.9 | 144.9 | 144.9
782 | PEYTON CREEK WIND | 18INR0018 |  | MATAGORDA | WIND-C | COASTAL | 2020 | 151.2 | 151.2 | 151.2 | 151.2 | 151.2 | 151.2 | 151.2 | 151.2 | 151.2 | 151.2
783 | SHAFFER (PATRIOT WIND/PETRONILLA) | 11INR0062 |  | NUECES | WIND-C | COASTAL | 2020 | 226 | 226 | 226 | 226 | 226 | 226 | 226 | 226 | 226 | 226
784 | WEST RAYMOND (EL TRUENO) WIND | 20INR0088 |  | WILLACY | WIND-C | COASTAL | 2020 | 239.8 | 239.8 | 239.8 | 239.8 | 239.8 | 239.8 | 239.8 | 239.8 | 239.8 | 239.8
785 | GOODNIGHT WIND | 14INR0033 |  | ARMSTRONG | WIND-P | PANHANDLE | 2021 | 0 | 504.4 | 504.4 | 504.4 | 504.4 | 504.4 | 504.4 | 504.4 | 504.4 | 504.4
786 | HART WIND | 16INR0033 |  | CASTRO | WIND-P | PANHANDLE | 2021 | 0 | 150 | 150 | 150 | 150 | 150 | 150 | 150 | 150 | 150
787 | PUMPKIN FARM WIND | 16INR0037c |  | FLOYD | WIND-P | PANHANDLE | 2020 | 280.9 | 280.9 | 280.9 | 280.9 | 280.9 | 280.9 | 280.9 | 280.9 | 280.9 | 280.9
788 | APOGEE WIND | 21INR0467 |  | HASKELL | WIND-O | WEST | 2021 | 0 | 451.5 | 451.5 | 451.5 | 451.5 | 451.5 | 451.5 | 451.5 | 451.5 | 451.5
789 | AVIATOR WIND | 19INR0156 |  | COKE | WIND-O | WEST | 2020 | 525 | 525 | 525 | 525 | 525 | 525 | 525 | 525 | 525 | 525
790 | BAIRD NORTH WIND | 20INR0083 |  | CALLAHAN | WIND-O | WEST | 2021 | 0 | 331.2 | 331.2 | 331.2 | 331.2 | 331.2 | 331.2 | 331.2 | 331.2 | 331.2
791 | BARROW RANCH (JUMBO HILL WIND) | 18INR0038 |  | ANDREWS | WIND-O | WEST | 2020 | 160 | 160 | 160 | 160 | 160 | 160 | 160 | 160 | 160 | 160
792 | BIG SAMPSON WIND | 16INR0104 |  | CROCKETT | WIND-O | WEST | 2021 | 0 | 400 | 400 | 400 | 400 | 400 | 400 | 400 | 400 | 400
793 | BLACKJACK CREEK WIND | 20INR0068 |  | BEE | WIND-O | SOUTH | 2021 | 0 | 240.5 | 240.5 | 240.5 | 240.5 | 240.5 | 240.5 | 240.5 | 240.5 | 240.5
794 | BLUE SUMMIT WIND 3 | 19INR0182 |  | WILBARGER | WIND-O | WEST | 2020 | 200 | 200 | 200 | 200 | 200 | 200 | 200 | 200 | 200 | 200
795 | CACTUS FLATS WIND | 16INR0086 |  | CONCHO | WIND-O | WEST | 2020 | 148.4 | 148.4 | 148.4 | 148.4 | 148.4 | 148.4 | 148.4 | 148.4 | 148.4 | 148.4
796 | CANYON WIND | 18INR0030 |  | SCURRY | WIND-O | WEST | 2021 | 360 | 360 | 360 | 360 | 360 | 360 | 360 | 360 | 360 | 360
797 | COYOTE WIND | 17INR0027b |  | SCURRY | WIND-O | WEST | 2020 | 242.6 | 242.6 | 242.6 | 242.6 | 242.6 | 242.6 | 242.6 | 242.6 | 242.6 | 242.6
798 | EDMONDSON RANCH WIND | 18INR0043 |  | GLASSCOCK | WIND-O | WEST | 2021 | 0 | 293.3 | 293.3 | 293.3 | 293.3 | 293.3 | 293.3 | 293.3 | 293.3 | 293.3
799 | GRIFFIN TRAIL WIND | 20INR0052 |  | KNOX | WIND-O | WEST | 2020 | 201.6 | 201.6 | 201.6 | 201.6 | 201.6 | 201.6 | 201.6 | 201.6 | 201.6 | 201.6
800 | HARALD (BEARKAT WIND B) | 15INR0064b |  | GLASSCOCK | WIND-O | WEST | 2020 | 162.1 | 162.1 | 162.1 | 162.1 | 162.1 | 162.1 | 162.1 | 162.1 | 162.1 | 162.1
801 | HIDALGO II WIND | 19INR0053 |  | HIDALGO | WIND-O | SOUTH | 2020 | 51 | 51 | 51 | 51 | 51 | 51 | 51 | 51 | 51 | 51
802 | HIGH LONESOME W | 19INR0038 |  | CROCKETT | WIND-O | WEST | 2020 | 449.5 | 449.5 | 449.5 | 449.5 | 449.5 | 449.5 | 449.5 | 449.5 | 449.5 | 449.5
803 | HIGH LONESOME WIND PHASE II | 20INR0262 |  | CROCKETT | WIND-O | WEST | 2020 | 50.6 | 50.6 | 50.6 | 50.6 | 50.6 | 50.6 | 50.6 | 50.6 | 50.6 | 50.6
804 | KAISER CREEK WIND | 18INR0042 |  | CALLAHAN | WIND-O | WEST | 2021 | 0 | 101.5 | 101.5 | 101.5 | 101.5 | 101.5 | 101.5 | 101.5 | 101.5 | 101.5
805 | KONTIKI 1 WIND (ERIK) | 19INR0099a |  | GLASSCOCK | WIND-O | WEST | 2021 | 0 | 255.3 | 255.3 | 255.3 | 255.3 | 255.3 | 255.3 | 255.3 | 255.3 | 255.3
806 | KONTIKI 2 WIND (ERNEST) | 19INR0099b |  | GLASSCOCK | WIND-O | WEST | 2022 | 0 | 0 | 255.3 | 255.3 | 255.3 | 255.3 | 255.3 | 255.3 | 255.3 | 255.3
807 | LAS LOMAS WIND | 16INR0111 |  | STARR | WIND-O | SOUTH | 2020 | 200 | 200 | 200 | 200 | 200 | 200 | 200 | 200 | 200 | 200
808 | LORAINE WINDPARK PHASE III | 18INR0068 |  | MITCHELL | WIND-O | WEST | 2021 | 100 | 100 | 100 | 100 | 100 | 100 | 100 | 100 | 100 | 100
809 | MARYNEAL WINDPOWER | 18INR0031 |  | NOLAN | WIND-O | WEST | 2021 | 182.4 | 182.4 | 182.4 | 182.4 | 182.4 | 182.4 | 182.4 | 182.4 | 182.4 | 182.4
810 | MAVERICK CREEK I | 20INR0045 |  | CONCHO | WIND-O | WEST | 2020 | 373.2 | 373.2 | 373.2 | 373.2 | 373.2 | 373.2 | 373.2 | 373.2 | 373.2 | 373.2
811 | MAVERICK CREEK II | 20INR0046 |  | CONCHO | WIND-O | WEST | 2020 | 118.8 | 118.8 | 118.8 | 118.8 | 118.8 | 118.8 | 118.8 | 118.8 | 118.8 | 118.8
812 | MESTENO WIND | 16INR0081 |  | STARR | WIND-O | SOUTH | 2020 | 201.6 | 201.6 | 201.6 | 201.6 | 201.6 | 201.6 | 201.6 | 201.6 | 201.6 | 201.6
813 | OVEJA WIND | 18INR0033 |  | IRION | WIND-O | WEST | 2020 | 300 | 300 | 300 | 300 | 300 | 300 | 300 | 300 | 300 | 300
814 | PRAIRIE HILL WIND | 19INR0100 |  | MCLENNAN | WIND-O | NORTH | 2020 | 300 | 300 | 300 | 300 | 300 | 300 | 300 | 300 | 300 | 300
815 | RELOJ DEL SOL WIND | 17INR0025 |  | ZAPATA | WIND-O | SOUTH | 2020 | 202 | 202 | 202 | 202 | 202 | 202 | 202 | 202 | 202 | 202
816 | ROADRUNNER CROSSING WIND 1 | 19INR0117 |  | EASTLAND | WIND-O | NORTH | 2021 | 0 | 200.2 | 200.2 | 200.2 | 200.2 | 200.2 | 200.2 | 200.2 | 200.2 | 200.2
817 | RTS 2 WIND (HEART OF TEXAS WIND) | 18INR0016 |  | MCCULLOCH | WIND-O | SOUTH | 2020 | 179.9 | 179.9 | 179.9 | 179.9 | 179.9 | 179.9 | 179.9 | 179.9 | 179.9 | 179.9
818 | SAGE DRAW WIND | 19INR0163 |  | LYNN | WIND-O | WEST | 2020 | 338 | 338 | 338 | 338 | 338 | 338 | 338 | 338 | 338 | 338
819 | TG EAST WIND | 19INR0052 |  | KNOX | WIND-O | WEST | 2021 | 0 | 336 | 336 | 336 | 336 | 336 | 336 | 336 | 336 | 336
820 | VERA WIND | 19INR0051 |  | KNOX | WIND-O | WEST | 2020 | 208.8 | 208.8 | 208.8 | 208.8 | 208.8 | 208.8 | 208.8 | 208.8 | 208.8 | 208.8
821 | VERA WIND V110 | 20INR0305 |  | KNOX | WIND-O | WEST | 2020 | 34 | 34 | 34 | 34 | 34 | 34 | 34 | 34 | 34 | 34
822 | WHITE MESA WIND | 19INR0128 |  | CROCKETT | WIND-O | WEST | 2021 | 0 | 500 | 500 | 500 | 500 | 500 | 500 | 500 | 500 | 500
823 | WHITEHORSE WIND | 19INR0080 |  | FISHER | WIND-O | WEST | 2020 | 418.9 | 418.9 | 418.9 | 418.9 | 418.9 | 418.9 | 418.9 | 418.9 | 418.9 | 418.9
824 | WILDWIND | 20INR0033 |  | COOKE | WIND-O | NORTH | 2020 | 180.1 | 180.1 | 180.1 | 180.1 | 180.1 | 180.1 | 180.1 | 180.1 | 180.1 | 180.1
825 | WKN AMADEUS WIND | 14INR0009 |  | FISHER | WIND-O | WEST | 2020 | 250.1 | 250.1 | 250.1 | 250.1 | 250.1 | 250.1 | 250.1 | 250.1 | 250.1 | 250.1
826 | Planned Capacity Total (Wind) | [6 empty] | 8224.3 | 12413 | 12668.3 | 12668.3 | 12668.3 | 12668.3 | 12668.3 | 12668.3 | 12668.3 | 12668.3
827
828 | Planned Wind Capacity Sub-total (Coastal Counties) |  | WIND_PLANNED_C |  |  |  |  | 1804.8 | 2229.6 | 2229.6 | 2229.6 | 2229.6 | 2229.6 | 2229.6 | 2229.6 | 2229.6 | 2229.6
829 | Wind Peak Average Capacity Percentage (Coastal) |  | WIND_PL_PEAK_PCT_C | % |  |  |  | 63 | 63 | 63 | 63 | 63 | 63 | 63 | 63 | 63 | 63
830
831 | Planned Wind Capacity Sub-total (Panhandle Counties) |  | WIND_PLANNED_P |  |  |  |  | 280.9 | 935.3 | 935.3 | 935.3 | 935.3 | 935.3 | 935.3 | 935.3 | 935.3 | 935.3
832 | Wind Peak Average Capacity Percentage (Panhandle) |  | WIND_PL_PEAK_PCT_P |  |  |  |  | 29 | 29 | 29 | 29 | 29 | 29 | 29 | 29 | 29 | 29
833
834 | Planned Wind Capacity Sub-total (Other counties) |  | WIND_PLANNED_O |  |  |  |  | 6138.6 | 9248.1 | 9503.4 | 9503.4 | 9503.4 | 9503.4 | 9503.4 | 9503.4 | 9503.4 | 9503.4
835 | Wind Peak Average Capacity Percentage (Other) |  | WIND_PL_PEAK_PCT_O |  |  |  |  | 16 | 16 | 16 | 16 | 16 | 16 | 16 | 16 | 16 | 16
836
837 | Planned Solar Resources with Executed SGIA
838 | ANSON SOLAR | 19INR0081 |  | JONES | SOLAR | WEST | 2020 | 201.5 | 201.5 | 201.5 | 201.5 | 201.5 | 201.5 | 201.5 | 201.5 | 201.5 | 201.5
839 | ARAGORN SOLAR | 19INR0088 |  | CULBERSON | SOLAR | WEST | 2021 | 0 | 187.2 | 187.2 | 187.2 | 187.2 | 187.2 | 187.2 | 187.2 | 187.2 | 187.2
840 | AZURE SKY SOLAR | 21INR0477 |  | HASKELL | SOLAR | WEST | 2021 | 227.4 | 227.4 | 227.4 | 227.4 | 227.4 | 227.4 | 227.4 | 227.4 | 227.4 | 227.4
841 | BLUEBELL SOLAR II | 20INR0204 |  | STERLING | SOLAR | WEST | 2021 | 115 | 115 | 115 | 115 | 115 | 115 | 115 | 115 | 115 | 115
842 | BRAVEPOST SOLAR | 20INR0053 |  | TOM GREEN | SOLAR | WEST | 2021 | 200 | 200 | 200 | 200 | 200 | 200 | 200 | 200 | 200 | 200
843 | CONIGLIO SOLAR | 20INR0037 |  | FANNIN | SOLAR | NORTH | 2021 | 128.1 | 128.1 | 128.1 | 128.1 | 128.1 | 128.1 | 128.1 | 128.1 | 128.1 | 128.1
844 | CORAZON SOLAR | 15INR0044 |  | WEBB | SOLAR | SOUTH | 2021 | 200 | 200 | 200 | 200 | 200 | 200 | 200 | 200 | 200 | 200
845 | COTTONWOOD BAYOU | 19INR0134 |  | BRAZORIA | SOLAR | COASTAL | 2021 | 150 | 150 | 150 | 150 | 150 | 150 | 150 | 150 | 150 | 150
846 | CROWDED STAR SOLAR | 20INR0241 |  | JONES | SOLAR | WEST | 2021 | 0 | 400 | 400 | 400 | 400 | 400 | 400 | 400 | 400 | 400
847 | CROWDED STAR SOLAR II | 22INR0274 |  | JONES | SOLAR | WEST | 2022 | 0 | 200 | 200 | 200 | 200 | 200 | 200 | 200 | 200 | 200
848 | DANCIGER SOLAR | 20INR0098 |  | BRAZORIA | SOLAR | COASTAL | 2021 | 0 | 200 | 200 | 200 | 200 | 200 | 200 | 200 | 200 | 200
849 | DANISH FIELDS SOLAR I | 20INR0069 |  | WHARTON | SOLAR | SOUTH | 2021 | 201 | 201 | 201 | 201 | 201 | 201 | 201 | 201 | 201 | 201
850 | DANISH FIELDS SOLAR II | 21INR0016 |  | WHARTON | SOLAR | SOUTH | 2021 | 201 | 201 | 201 | 201 | 201 | 201 | 201 | 201 | 201 | 201
851 | DANISH FIELDS SOLAR III | 21INR0017 |  | WHARTON | SOLAR | SOUTH | 2021 | 201 | 201 | 201 | 201 | 201 | 201 | 201 | 201 | 201 | 201
852 | ELARA SOLAR | 21INR0276 |  | FRIO | SOLAR | SOUTH | 2021 | 134 | 134 | 134 | 134 | 134 | 134 | 134 | 134 | 134 | 134
853 | EMERALD GROVE SOLAR (PECOS SOLAR POWER I) | 15INR0059 |  | PECOS | SOLAR | WEST | 2021 | 108 | 108 | 108 | 108 | 108 | 108 | 108 | 108 | 108 | 108
854 | EUNICE SOLAR | 20INR0219 |  | ANDREWS | SOLAR | WEST | 2020 | 426.7 | 426.7 | 426.7 | 426.7 | 426.7 | 426.7 | 426.7 | 426.7 | 426.7 | 426.7
855 | FORT BEND SOLAR | 18INR0053 |  | FORT BEND | SOLAR | HOUSTON | 2021 | 240 | 240 | 240 | 240 | 240 | 240 | 240 | 240 | 240 | 240
856 | FOWLER RANCH | 18INR0039 |  | CRANE | SOLAR | WEST | 2020 | 152.5 | 152.5 | 152.5 | 152.5 | 152.5 | 152.5 | 152.5 | 152.5 | 152.5 | 152.5
857 | GALLOWAY 1 SOLAR | 19INR0121 |  | CONCHO | SOLAR | WEST | 2021 | 0 | 250 | 250 | 250 | 250 | 250 | 250 | 250 | 250 | 250
858 | GALLOWAY 2 SOLAR | 21INR0431 |  | CONCHO | SOLAR | WEST | 2021 | 0 | 110 | 110 | 110 | 110 | 110 | 110 | 110 | 110 | 110
859 | GREASEWOOD SOLAR | 19INR0034 |  | PECOS | SOLAR | WEST | 2020 | 255 | 255 | 255 | 255 | 255 | 255 | 255 | 255 | 255 | 255
860 | HOLSTEIN SOLAR | 19INR0009 |  | NOLAN | SOLAR | WEST | 2020 | 204.5 | 204.5 | 204.5 | 204.5 | 204.5 | 204.5 | 204.5 | 204.5 | 204.5 | 204.5
861 | HORIZON SOLAR | 21INR0261 |  | FRIO | SOLAR | SOUTH | 2021 | 0 | 204.1 | 204.1 | 204.1 | 204.1 | 204.1 | 204.1 | 204.1 | 204.1 | 204.1
862 | IMPACT SOLAR | 19INR0151 |  | LAMAR | SOLAR | NORTH | 2020 | 198.6 | 198.6 | 198.6 | 198.6 | 198.6 | 198.6 | 198.6 | 198.6 | 198.6 | 198.6
863 | IP TITAN | 20INR0032 |  | CULBERSON | SOLAR | WEST | 2021 | 0 | 270 | 270 | 270 | 270 | 270 | 270 | 270 | 270 | 270
864 | JUNO SOLAR PHASE I | 21INR0026 |  | BORDEN | SOLAR | WEST | 2021 | 166.1 | 166.1 | 166.1 | 166.1 | 166.1 | 166.1 | 166.1 | 166.1 | 166.1 | 166.1
865 | JUNO SOLAR PHASE II | 21INR0501 |  | BORDEN | SOLAR | WEST | 2021 | 0 | 147.1 | 147.1 | 147.1 | 147.1 | 147.1 | 147.1 | 147.1 | 147.1 | 147.1
866 | KELLAM SOLAR | 20INR0261 |  | VAN ZANDT | SOLAR | NORTH | 2020 | 61 | 61 | 61 | 61 | 61 | 61 | 61 | 61 | 61 | 61
867 | LAPETUS SOLAR | 19INR0185 |  | ANDREWS | SOLAR | WEST | 2020 | 100 | 100 | 100 | 100 | 100 | 100 | 100 | 100 | 100 | 100
868 | LILY SOLAR | 19INR0044 |  | KAUFMAN | SOLAR | NORTH | 2021 | 148.1 | 148.1 | 148.1 | 148.1 | 148.1 | 148.1 | 148.1 | 148.1 | 148.1 | 148.1
869 | LONG DRAW SOLAR | 18INR0055 |  | BORDEN | SOLAR | WEST | 2020 | 226.7 | 226.7 | 226.7 | 226.7 | 226.7 | 226.7 | 226.7 | 226.7 | 226.7 | 226.7
870 | LONG POINT SOLAR | 19INR0042 |  | BRAZORIA | SOLAR | COASTAL | 2021 | 0 | 100 | 100 | 100 | 100 | 100 | 100 | 100 | 100 | 100
871 | MISAE SOLAR | 18INR0045 |  | CHILDRESS | SOLAR | PANHANDLE | 2020 | 240.8 | 240.8 | 240.8 | 240.8 | 240.8 | 240.8 | 240.8 | 240.8 | 240.8 | 240.8
872 | MISAE SOLAR II | 20INR0091 |  | CHILDRESS | SOLAR | PANHANDLE | 2022 | 0 | 0 | 517.3 | 517.3 | 517.3 | 517.3 | 517.3 | 517.3 | 517.3 | 517.3
873 | MORROW LAKE SOLAR | 19INR0155 |  | FRIO | SOLAR | SOUTH | 2022 | 0 | 204 | 204 | 204 | 204 | 204 | 204 | 204 | 204 | 204
874 | MUSTANG CREEK SOLAR | 18INR0050 |  | JACKSON | SOLAR | SOUTH | 2021 | 150 | 150 | 150 | 150 | 150 | 150 | 150 | 150 | 150 | 150
875 | MYRTLE SOLAR | 19INR0041 |  | BRAZORIA | SOLAR | COASTAL | 2021 | 240 | 240 | 240 | 240 | 240 | 240 | 240 | 240 | 240 | 240
876 | NAZARETH SOLAR | 16INR0049 |  | CASTRO | SOLAR | PANHANDLE | 2022 | 0 | 201 | 201 | 201 | 201 | 201 | 201 | 201 | 201 | 201
877 | NORTON SOLAR | 19INR0035 |  | RUNNELS | SOLAR | WEST | 2021 | 0 | 125 | 125 | 125 | 125 | 125 | 125 | 125 | 125 | 125
878 | OBERON SOLAR | 19INR0083 |  | ECTOR | SOLAR | WEST | 2020 | 180 | 180 | 180 | 180 | 180 | 180 | 180 | 180 | 180 | 180
879 | OLD 300 SOLAR CENTER | 21INR0406 |  | FORT BEND | SOLAR | HOUSTON | 2021 | 0 | 400 | 400 | 400 | 400 | 400 | 400 | 400 | 400 | 400
880 | OXY SOLAR | 19INR0184 |  | ECTOR | SOLAR | WEST | 2020 | 16.2 | 16.2 | 16.2 | 16.2 | 16.2 | 16.2 | 16.2 | 16.2 | 16.2 | 16.2
881 | PFLUGERVILLE SOLAR | 15INR0090 |  | TRAVIS | SOLAR | SOUTH | 2020 | 144 | 144 | 144 | 144 | 144 | 144 | 144 | 144 | 144 | 144
882 | PHOENIX SOLAR | 19INR0091 |  | FANNIN | SOLAR | NORTH | 2021 | 82.3 | 82.3 | 82.3 | 82.3 | 82.3 | 82.3 | 82.3 | 82.3 | 82.3 | 82.3
883 | PROSPERO SOLAR | 19INR0092 |  | ANDREWS | SOLAR | WEST | 2020 | 300 | 300 | 300 | 300 | 300 | 300 | 300 | 300 | 300 | 300
884 | PROSPERO SOLAR II | 21INR0229 |  | ANDREWS | SOLAR | WEST | 2021 | 0 | 250 | 250 | 250 | 250 | 250 | 250 | 250 | 250 | 250
885 | QUEEN SOLAR PHASE II | 20INR0298 |  | UPTON | SOLAR | WEST | 2020 | 200 | 200 | 200 | 200 | 200 | 200 | 200 | 200 | 200 | 200
886 | RAMBLER SOLAR | 19INR0114 |  | TOM GREEN | SOLAR | WEST | 2020 | 200 | 200 | 200 | 200 | 200 | 200 | 200 | 200 | 200 | 200
887 | RAYOS DEL SOL | 19INR0045 |  | CAMERON | SOLAR | COASTAL | 2021 | 0 | 150 | 150 | 150 | 150 | 150 | 150 | 150 | 150 | 150
888 | RE MAPLEWOOD 2A SOLAR | 17INR0020a |  | PECOS | SOLAR | WEST | 2021 | 222 | 222 | 222 | 222 | 222 | 222 | 222 | 222 | 222 | 222
889 | RE MAPLEWOOD 2B SOLAR | 17INR0020b |  | PECOS | SOLAR | WEST | 2020 | 28 | 28 | 28 | 28 | 28 | 28 | 28 | 28 | 28 | 28
890 | RE MAPLEWOOD 2C SOLAR | 17INR0020c |  | PECOS | SOLAR | WEST | 2021 | 0 | 250 | 250 | 250 | 250 | 250 | 250 | 250 | 250 | 250
891 | RIPPEY SOLAR | 20INR0031 |  | COOKE | SOLAR | NORTH | 2020 | 61 | 61 | 61 | 61 | 61 | 61 | 61 | 61 | 61 | 61
892 | RODEO SOLAR | 19INR0103 |  | ANDREWS | SOLAR | WEST | 2021 | 200 | 200 | 200 | 200 | 200 | 200 | 200 | 200 | 200 | 200
893 | SHAKES SOLAR | 19INR0073 |  | ZAVALA | SOLAR | SOUTH | 2021 | 206 | 206 | 206 | 206 | 206 | 206 | 206 | 206 | 206 | 206
894 | SODA LAKE SOLAR 1 | 18INR0040 |  | CRANE | SOLAR | WEST | 2021 | 202.6 | 202.6 | 202.6 | 202.6 | 202.6 | 202.6 | 202.6 | 202.6 | 202.6 | 202.6
895 | SODA LAKE SOLAR 2 | 20INR0143 |  | CRANE | SOLAR | WEST | 2021 | 203 | 203 | 203 | 203 | 203 | 203 | 203 | 203 | 203 | 203
896 | STRATEGIC ENERGY | 20INR0081 |  | ELLIS | SOLAR | NORTH | 2021 | 0 | 135 | 135 | 135 | 135 | 135 | 135 | 135 | 135 | 135
897 | TAYGETE II SOLAR | 21INR0233 |  | PECOS | SOLAR | WEST | 2021 | 203.8 | 203.8 | 203.8 | 203.8 | 203.8 | 203.8 | 203.8 | 203.8 | 203.8 | 203.8
898 | TAYGETE SOLAR | 20INR0054 |  | PECOS | SOLAR | WEST | 2021 | 255.1 | 255.1 | 255.1 | 255.1 | 255.1 | 255.1 | 255.1 | 255.1 | 255.1 | 255.1
899 | TEXAS SOLAR NOVA | 19INR0001 |  | KENT | SOLAR | WEST | 2022 | 0 | 252.2 | 252.2 | 252.2 | 252.2 | 252.2 | 252.2 | 252.2 | 252.2 | 252.2
900 | TIMBERWOLF POI A | 20INR0226 |  | UPTON | SOLAR | WEST | 2021 | 150 | 150 | 150 | 150 | 150 | 150 | 150 | 150 | 150 | 150
901 | UPTON SOLAR | 16INR0114 |  | UPTON | SOLAR | WEST | 2020 | 104.6 | 104.6 | 104.6 | 104.6 | 104.6 | 104.6 | 104.6 | 104.6 | 104.6 | 104.6
902 | WAGYU SOLAR | 18INR0062 |  | BRAZORIA | SOLAR | COASTAL | 2020 | 120 | 120 | 120 | 120 | 120 | 120 | 120 | 120 | 120 | 120
903 | WESTORIA SOLAR | 20INR0101 |  | BRAZORIA | SOLAR | COASTAL | 2021 | 0 | 200 | 200 | 200 | 200 | 200 | 200 | 200 | 200 | 200
904 | Planned Capacity Total (Solar) | [6 empty] | 7955.6 | 12191.2 | 12708.5 | 12708.5 | 12708.5 | 12708.5 | 12708.5 | 12708.5 | 12708.5 | 12708.5
905 | Solar Peak Average Capacity Percentage |  | SOLAR_PL_PEAK_PCT | % |  |  |  | 76 | 76 | 76 | 76 | 76 | 76 | 76 | 76 | 76 | 76
906
907 | Planned Storage Resources with Executed SGIA
908 | AZURE SKY BESS | 21INR0476 |  | HASKELL | STORAGE | WEST | 2021 | 78.3 | 78.3 | 78.3 | 78.3 | 78.3 | 78.3 | 78.3 | 78.3 | 78.3 | 78.3
909 | BAT CAVE | 21INR0365 |  | MASON | STORAGE | SOUTH | 2021 | 100 | 100 | 100 | 100 | 100 | 100 | 100 | 100 | 100 | 100
910 | CHISHOLM GRID | 20INR0089 |  | TARRANT | STORAGE | NORTH | 2021 | 200 | 200 | 200 | 200 | 200 | 200 | 200 | 200 | 200 | 200
911 | EUNICE STORAGE | 20INR0220 |  | ANDREWS | STORAGE | WEST | 2020 | 40.3 | 40.3 | 40.3 | 40.3 | 40.3 | 40.3 | 40.3 | 40.3 | 40.3 | 40.3
912 | MADERO GRID | 21INR0244 |  | HIDALGO | STORAGE | SOUTH | 2021 | 202 | 202 | 202 | 202 | 202 | 202 | 202 | 202 | 202 | 202
913 | NORTH FORK | 20INR0276 |  | WILLIAMSON | STORAGE | SOUTH | 2021 | 100 | 100 | 100 | 100 | 100 | 100 | 100 | 100 | 100 | 100
914 | SILICON HILL STORAGE | 20INR0291 |  | TRAVIS | STORAGE | SOUTH | 2021 | 0 | 100 | 100 | 100 | 100 | 100 | 100 | 100 | 100 | 100
915 | BRP ALVIN |  | BRPALVIN_UNIT1 | BRAZORIA | STORAGE | COASTAL | 2020 | 9.9 | 9.9 | 9.9 | 9.9 | 9.9 | 9.9 | 9.9 | 9.9 | 9.9 | 9.9
916 | BRP ANGELTON |  | BRPANGLE_UNIT1 | BRAZORIA | STORAGE | COASTAL | 2020 | 9.95 | 9.95 | 9.95 | 9.95 | 9.95 | 9.95 | 9.95 | 9.95 | 9.95 | 9.95
917 | BRP BRAZORIA |  | BRP_BRAZ_UNIT1 | BRAZORIA | STORAGE | COASTAL | 2020 | 9.95 | 9.95 | 9.95 | 9.95 | 9.95 | 9.95 | 9.95 | 9.95 | 9.95 | 9.95
918 | BRP DICKINSON |  | BRP_DIKN_UNIT1 | GALVESTON | STORAGE | HOUSTON | 2020 | 9.95 | 9.95 | 9.95 | 9.95 | 9.95 | 9.95 | 9.95 | 9.95 | 9.95 | 9.95
919 | BRP HEIGHTS |  | BRHEIGHT_UNIT1 | GALVESTON | STORAGE | HOUSTON | 2020 | 9.95 | 9.95 | 9.95 | 9.95 | 9.95 | 9.95 | 9.95 | 9.95 | 9.95 | 9.95
920 | BRP MAGNOLIA |  | BRPMAGNO_UNIT1 | GALVESTON | STORAGE | HOUSTON | 2020 | 9.95 | 9.95 | 9.95 | 9.95 | 9.95 | 9.95 | 9.95 | 9.95 | 9.95 | 9.95
921 | BRP ODESSA SW |  | BRPODESA_UNIT1 | ECTOR | STORAGE | WEST | 2020 | 9.9 | 9.9 | 9.9 | 9.9 | 9.9 | 9.9 | 9.9 | 9.9 | 9.9 | 9.9
922 | COMMERCE ST ESS |  | X443ESS1_SWRI | BEXAR | STORAGE | SOUTH | 2019 | 10 | 10 | 10 | 10 | 10 | 10 | 10 | 10 | 10 | 10
923 | FLAT TOP BATTERY |  | FLTBES_BESS1 | REEVES | STORAGE | WEST | 2019 | 9.9 | 9.9 | 9.9 | 9.9 | 9.9 | 9.9 | 9.9 | 9.9 | 9.9 | 9.9
924 | JOHNSON CITY BESS |  | JC_BAT_UNIT_1 | BLANCO | STORAGE | SOUTH | 2020 | 2.3 | 2.3 | 2.3 | 2.3 | 2.3 | 2.3 | 2.3 | 2.3 | 2.3 | 2.3
925 | Planned Capacity Total (Storage) | [6 empty] | 812.35 | 912.35 | 912.35 | 912.35 | 912.35 | 912.35 | 912.35 | 912.35 | 912.35 | 912.35
926 | Storage Peak Average Capacity Percentage |  | STORAGE_PL_PEAK_PCT | % |  |  |  | 0 | 0 | 0 | 0 | 0 | 0 | 0 | 0 | 0 | 0
927
928 | Inactive Planned Resources
929 | HALYARD WHARTON ENERGY CENTER | 16INR0044 |  | WHARTON | GAS | SOUTH | 2021 | 484 | 484 | 484 | 484 | 484 | 484 | 484 | 484 | 484 | 484
930 | MARIAH DEL ESTE | 13INR0010a |  | PARMER | WIND-P | PANHANDLE | 2020 | 152.5 | 152.5 | 152.5 | 152.5 | 152.5 | 152.5 | 152.5 | 152.5 | 152.5 | 152.5
931 | NORTHDRAW WIND | 13INR0025 |  | RANDALL | WIND-P | PANHANDLE | 2020 | 150 | 150 | 150 | 150 | 150 | 150 | 150 | 150 | 150 | 150
932 | PANHANDLE WIND 3 | 14INR0030c |  | CARSON | WIND-P | PANHANDLE | 2022 | 0 | 0 | 248 | 248 | 248 | 248 | 248 | 248 | 248 | 248
933 | WILDROSE WIND (SWISHER WIND) | 13INR0038 |  | SWISHER | WIND-P | PANHANDLE | 2021 | 0 | 302.5 | 302.5 | 302.5 | 302.5 | 302.5 | 302.5 | 302.5 | 302.5 | 302.5
934 | LOMA PINTA WIND | 16INR0112 |  | LA SALLE | WIND-O | SOUTH | 2021 | 0 | 200 | 200 | 200 | 200 | 200 | 200 | 200 | 200 | 200
935 | AGATE SOLAR | 20INR0023 |  | ELLIS | SOLAR | NORTH | 2020 | 60 | 60 | 60 | 60 | 60 | 60 | 60 | 60 | 60 | 60
936 | GARNET SOLAR | 20INR0021 |  | WILLIAMSON | SOLAR | SOUTH | 2020 | 20 | 20 | 20 | 20 | 20 | 20 | 20 | 20 | 20 | 20
937 | HOVEY (BARILLA SOLAR 1B) | 12INR0059b |  | PECOS | SOLAR | WEST | 2020 | 7.4 | 7.4 | 7.4 | 7.4 | 7.4 | 7.4 | 7.4 | 7.4 | 7.4 | 7.4
938 | SPINEL SOLAR | 20INR0025 |  | MEDINA | SOLAR | SOUTH | 2020 | 30 | 30 | 30 | 30 | 30 | 30 | 30 | 30 | 30 | 30
939 | SUN VALLEY | 19INR0169 |  | HILL | SOLAR | NORTH | 2021 | 0 | 250 | 250 | 250 | 250 | 250 | 250 | 250 | 250 | 250
940 | Inactive Planned Capacity Total | [6 empty] | 903.9 | 1656.4 | 1904.4 | 1904.4 | 1904.4 | 1904.4 | 1904.4 | 1904.4 | 1904.4 | 1904.4
941
942 | Seasonal Mothballed Resources
943 | GREGORY POWER PARTNERS GT1 (AS OF 10/17/2019, AVAILABLE 5/1 THROUGH 9/30) |  | LGE_LGE_GT1 | SAN PATRICIO | GAS | COASTAL | 2000 | 145 | 145 | 145 | 145 | 145 | 145 | 145 | 145 | 145 | 145
944 | GREGORY POWER PARTNERS GT2 (AS OF 10/17/2019, AVAILABLE 5/1 THROUGH 9/30) |  | LGE_LGE_GT2 | SAN PATRICIO | GAS | COASTAL | 2000 | 145 | 145 | 145 | 145 | 145 | 145 | 145 | 145 | 145 | 145
945 | GREGORY POWER PARTNERS STG (AS OF 10/17/2019,AVAILABLE 5/1 THROUGH 9/30) |  | LGE_LGE_STG | SAN PATRICIO | GAS | COASTAL | 2000 | 75 | 75 | 75 | 75 | 75 | 75 | 75 | 75 | 75 | 75
946 | SPENCER STG U4 (AS OF 10/3/2018, AVAILABLE 5/20 THROUGH 10/10) |  | SPNCER_SPNCE_4 | DENTON | GAS | NORTH | 1966 | 57 | 57 | 57 | 57 | 57 | 57 | 57 | 57 | 57 | 57
947 | SPENCER STG U5 (AS OF 10/3/2018, AVAILABLE 5/20 THROUGH 10/10) |  | SPNCER_SPNCE_5 | DENTON | GAS | NORTH | 1973 | 61 | 61 | 61 | 61 | 61 | 61 | 61 | 61 | 61 | 61
948 | Total Seasonal Mothballed Capacity | [6 empty] | 483 | 483 | 483 | 483 | 483 | 483 | 483 | 483 | 483 | 483
949
950 | Mothballed Resources
951 | J T DEELY U1 (AS OF 12/31/2018) |  | CALAVERS_JTD1_M | BEXAR | COAL | SOUTH | 1977 | 420 | 420 | 420 | 420 | 420 | 420 | 420 | 420 | 420 | 420
952 | J T DEELY U2 (AS OF 12/31/2018) |  | CALAVERS_JTD2_M | BEXAR | COAL | SOUTH | 1978 | 420 | 420 | 420 | 420 | 420 | 420 | 420 | 420 | 420 | 420
953 | Total Mothballed Capacity | [6 empty] | 840 | 840 | 840 | 840 | 840 | 840 | 840 | 840 | 840 | 840
954
955 | Retiring Resources Unavailable to ERCOT (since last CDR/SARA)
956 | CITY OF GONZALES HYDRO (AS OF 3/1/2020) |  | DG_GONZ_HYDRO_GONZ_HYDRO | GONZALES | HYDRO | SOUTH | 1986 | 1.5 | 1.5 | 1.5 | 1.5 | 1.5 | 1.5 | 1.5 | 1.5 | 1.5 | 1.5
957 | EAGLE PASS TIE (AS OF 4/9/2020) |  | DC_S | MAVERICK | OTHER | SOUTH |  | 30 | 30 | 30 | 30 | 30 | 30 | 30 | 30 | 30 | 30
958 | OKLAUNION U1 (AS OF 10/1/2020) |  | OKLA_OKLA_G1 | WILBARGER | COAL | WEST | 1986 | 650 | 650 | 650 | 650 | 650 | 650 | 650 | 650 | 650 | 650
959 | Total Retiring Capacity | [6 empty] | 681.5 | 681.5 | 681.5 | 681.5 | 681.5 | 681.5 | 681.5 | 681.5 | 681.5 | 681.5
Notes:
Capacity changes due to planned repower/upgrade projects are reflected in the operational units' ratings upon (1) receipt and ERCOT approval of a new Resource Asset Registration Form (RARF). Projects associated with interconnection change requests that change the MW capacity by more than zero are indicated with a code in the “Generation Interconnection Project Code” column of operational units.
Although seasonal capacity ratings for battery energy storage systems are reported above, the ratings are not included in the operational/planned capacity formulae. These resources are assumed to provide regulation reserves rather than sustained capacity available to meet system peak loads.
The projects listed in the 'Planned Storage Resources with Executed SGIA' section with UNIT CODE entries are Distributed Generation Resources (DGRs). Since they are 10 MW or less, they are not going through the GINR application process.
The retiring hydro unit (CITY OF GONZALES HYDRO) has been removed from the settlement system and is now treated as a load reduction by LCRA
Note on R400: Constitutes the Schumansville DG hydro plant (3.6 MW) and 2.4 MW of the 4.8 MW Lakewood Tap DG hydro plant (DG_LKWT_2UNITS)

## SummerFuelTypes
Summer Fuel Types - ERCOT
Fuel type is based on the primary fuel. Capacity contribution of the wind resources is included at 63% for Coastal counties, 29% for Panhandle counties, and 16% for all other counties, while the solar capacity contribution is 76%. Private Use Network, and Hydro are included based on the three-year average historical capability for each Summer Season's 20 peak load hours. Non-Synchronous Tie resources import forecast is based on flows seen during Energy Emergency Alert (EEA) periods in the most recent summer of occurrence. Non-Synchronous Tie resources are categorized as Other. Mothballed resource capacity is excluded except for Available Mothball Capacity based on a Seasonal Availability Schedule or Owner's reported Return Probability. Private Use Network is categorized as gas.
In MW
Fuel_Type | Capacity_Pct | 2021 | 2022 | 2023 | 2024 | 2025 | 2026 | 2027 | 2028 | 2029 | 2030
Biomass | 100% | 169.2 | 169.2 | 169.2 | 169.2 | 169.2 | 169.2 | 169.2 | 169.2 | 169.2 | 169.2
Coal | 100% | 13995 | 13995 | 13995 | 13995 | 13995 | 13995 | 13995 | 13995 | 13995 | 13995
Gas | 100% | 52125.3454 | 52038.3454 | 52033.3454 | 51988.3454 | 51948.3454 | 51733.3454 | 51733.3454 | 51728.3454 | 51728.3454 | 51728.3454
Nuclear | 100% | 4973.2 | 4973.2 | 4973.2 | 4973.2 | 4973.2 | 4973.2 | 4973.2 | 4973.2 | 4973.2 | 4973.2
Other | 69.67% | 849.974 | 849.974 | 849.974 | 849.974 | 849.974 | 849.974 | 849.974 | 849.974 | 849.974 | 849.974
Hydro | 84.98% | 474.2827 | 474.2827 | 474.2827 | 474.2827 | 474.2827 | 474.2827 | 474.2827 | 474.2827 | 474.2827 | 474.2827
Wind-C | 63% | 3209.976 | 3477.6 | 3477.6 | 3477.6 | 3477.6 | 3477.6 | 3477.6 | 3477.6 | 3477.6 | 3477.6
Wind-P | 29% | 1359.984 | 1549.76 | 1549.76 | 1549.76 | 1549.76 | 1549.76 | 1549.76 | 1549.76 | 1549.76 | 1549.76
Wind-O | 16% | 3685.248 | 4182.768 | 4223.616 | 4223.616 | 4223.616 | 4223.616 | 4223.616 | 4223.616 | 4223.616 | 4223.616
Solar | 76% | 7451.04 | 10326.424 | 10719.572 | 10719.572 | 10719.572 | 10719.572 | 10719.572 | 10719.572 | 10719.572 | 10719.572
Storage | 0% | 0 | 0 | 0 | 0 | 0 | 0 | 0 | 0 | 0 | 0
Total |  | 88293.2501 | 92036.5541 | 92465.5501 | 92420.5501 | 92380.5501 | 92165.5501 | 92165.5501 | 92160.5501 | 92160.5501 | 92160.5501
In Percentages
Fuel_Type |  | 2021 | 2022 | 2023 | 2024 | 2025 | 2026 | 2027 | 2028 | 2029 | 2030
Biomass |  | 0.1916% | 0.1838% | 0.183% | 0.1831% | 0.1832% | 0.1836% | 0.1836% | 0.1836% | 0.1836% | 0.1836%
Coal |  | 15.85% | 15.21% | 15.14% | 15.14% | 15.15% | 15.18% | 15.18% | 15.19% | 15.19% | 15.19%
Natural Gas |  | 59.04% | 56.54% | 56.27% | 56.25% | 56.23% | 56.13% | 56.13% | 56.13% | 56.13% | 56.13%
Nuclear |  | 5.633% | 5.404% | 5.378% | 5.381% | 5.383% | 5.396% | 5.396% | 5.396% | 5.396% | 5.396%
Other |  | 0.9627% | 0.9235% | 0.9192% | 0.9197% | 0.9201% | 0.9222% | 0.9222% | 0.9223% | 0.9223% | 0.9223%
Hydro |  | 0.5372% | 0.5153% | 0.5129% | 0.5132% | 0.5134% | 0.5146% | 0.5146% | 0.5146% | 0.5146% | 0.5146%
Wind-C |  | 3.636% | 3.778% | 3.761% | 3.763% | 3.764% | 3.773% | 3.773% | 3.773% | 3.773% | 3.773%
Wind-P |  | 1.54% | 1.684% | 1.676% | 1.677% | 1.678% | 1.681% | 1.681% | 1.682% | 1.682% | 1.682%
Wind-O |  | 4.174% | 4.545% | 4.568% | 4.57% | 4.572% | 4.583% | 4.583% | 4.583% | 4.583% | 4.583%
Solar |  | 8.439% | 11.22% | 11.59% | 11.6% | 11.6% | 11.63% | 11.63% | 11.63% | 11.63% | 11.63%
Storage | bar: 2021 to 2030
Total |  | 100% | 100% | 100% | 100% | 100% | 100% | 100% | 100% | 100% | 100%

## WinterSummary
Report on the Capacity, Demand and Reserves in the ERCOT Region
Winter Summary: 2021/2022 through 2025/2026
Load Forecast, MW: |  | 2021/2022 | 2022/2023 | 2023/2024 | 2024/2025 | 2025/2026
| Winter Peak Demand (based on normal weather) | 61053.2862 | 63005.7163 | 64556.9368 | 65932.9294 | 67207.0464
| plus: Energy Efficiency Program Savings Forecast | 2109.9906 | 2336.75 | 2648.4694 | 2883.9234 | 3204.9983
| Total Winter Peak Demand (before Reductions from Energy Efficiency Programs) | 63163.2769 | 65342.4663 | 67205.4062 | 68816.8528 | 70412.0446
| less: Load Resources providing Responsive Reserves | -1677.9 | -1677.9 | -1677.9 | -1677.9 | -1677.9
| less: Load Resources providing Non-Spinning Reserves | 0 | 0 | 0 | 0 | 0
| less: Emergency Response Service (10- and 30-min ramp products) | -1129.2318 | -1129.2318 | -1129.2318 | -1129.2318 | -1129.2318
| less: TDSP Standard Offer Load Management Programs | 0 | 0 | 0 | 0 | 0
| less: Energy Efficiency Program Savings Forecast | -2109.9906 | -2336.75 | -2648.4694 | -2883.9234 | -3204.9983
| Firm Peak Load, MW | 58246.1544 | 60198.5845 | 61749.805 | 63125.7976 | 64399.9146
Resources, MW: |  | 2021/2022 | 2022/2023 | 2023/2024 | 2024/2025 | 2025/2026
| Installed Capacity, Thermal/Hydro | 68220.4974 | 68220.4974 | 68220.4974 | 68220.4974 | 68220.4974
| Switchable Capacity, MW | 3710 | 3710 | 3710 | 3710 | 3710
| less: Switchable Capacity Unavailable to ERCOT, MW | -568 | -568 | -568 | -568 | -568
| Available Mothballed Capacity, MW | 0 | 0 | 0 | 0 | 0
| Capacity from Private Use Networks | 3554.1383 | 3467.1383 | 3462.1383 | 3417.1383 | 3377.1383
| Coastal Wind, Peak Average Capacity Contribution (43% of installed capacity) | 1414.872 | 1414.872 | 1414.872 | 1414.872 | 1414.872
| Panhandle Wind, Peak Average Capacity Contribution (32% of installed capacity) | 1410.784 | 1410.784 | 1410.784 | 1410.784 | 1410.784
| Other Wind, Peak Average Capacity Contribution (19% of installed capacity) | 3209.898 | 3209.898 | 3209.898 | 3209.898 | 3209.898
| Solar Utility-Scale, Peak Average Capacity Contribution (7% of installed capacity) | 173.467 | 173.467 | 173.467 | 173.467 | 173.467
| Storage, Peak Average Capacity Contribution (0% of installed capacity) | 0 | 0 | 0 | 0 | 0
| RMR Capacity to be under Contract | 0 | 0 | 0 | 0 | 0
| Capacity Pending Retirement, MW | 0 | 0 | 0 | 0 | 0
| Operational Generation Capacity, MW | 81125.6567 | 81038.6567 | 81033.6567 | 80988.6567 | 80948.6567
| Non-Synchronous Ties, Capacity (Based on average net import contribution during winter 2011 EEA events) | 837.53 | 837.53 | 837.53 | 837.53 | 837.53
| Planned Resources (not wind or solar) with Signed IA, Air Permits and Water Rights | 1007 | 1007 | 1007 | 1007 | 1007
| Planned Coastal Wind with Signed IA, Peak Average Capacity Contribution (43% of installed capacity) | 776.064 | 958.728 | 958.728 | 958.728 | 958.728
| Planned Panhandle Wind with Signed IA, Peak Average Capacity Contribution (32% of installed capacity) | 89.888 | 299.296 | 299.296 | 299.296 | 299.296
| Planned Other Wind with Signed IA, Peak Average Capacity Contribution (19% of installed capacity) | 1523.781 | 1805.646 | 1805.646 | 1805.646 | 1805.646
| Planned Solar Utility-Scale, Peak Average Capacity Contribution (7% of installed capacity) | 723.443 | 853.734 | 889.945 | 889.945 | 889.945
| Planned Storage, Peak Average Capacity Contribution (0% of installed capacity) | 0 | 0 | 0 | 0 | 0
| Total Capacity, MW | 86083.3627 | 86800.5907 | 86831.8017 | 86786.8017 | 86746.8017
| Reserve Margin | 47.79% | 44.19% | 40.62% | 37.48% | 34.7%
(Total Resources - Firm Load Forecast) / Firm Load Forecast

## WinterCapacities
Unit Megawatt Capacities - Winter
| UNIT NAME | INR | UNIT CODE | COUNTY | FUEL | ZONE | IN SERVICE | 2021/2022 | 2022/2023 | 2023/2024 | 2024/2025 | 2025/2026 | 2026/2027 | 2027/2028 | 2028/2029 | 2029/2030 | 2030/2031
Operational Resources (Thermal)
4 | COMANCHE PEAK U1 |  | CPSES_UNIT1 | SOMERVELL | NUCLEAR | NORTH | 1990 | 1235 | 1235 | 1235 | 1235 | 1235 | 1235 | 1235 | 1235 | 1235 | 1235
5 | COMANCHE PEAK U2 |  | CPSES_UNIT2 | SOMERVELL | NUCLEAR | NORTH | 1993 | 1225 | 1225 | 1225 | 1225 | 1225 | 1225 | 1225 | 1225 | 1225 | 1225
6 | SOUTH TEXAS U1 | 20INR0287 | STP_STP_G1 | MATAGORDA | NUCLEAR | COASTAL | 1988 | 1353.2 | 1353.2 | 1353.2 | 1353.2 | 1353.2 | 1353.2 | 1353.2 | 1353.2 | 1353.2 | 1353.2
7 | SOUTH TEXAS U2 |  | STP_STP_G2 | MATAGORDA | NUCLEAR | COASTAL | 1989 | 1340 | 1340 | 1340 | 1340 | 1340 | 1340 | 1340 | 1340 | 1340 | 1340
8 | COLETO CREEK |  | COLETO_COLETOG1 | GOLIAD | COAL | SOUTH | 1980 | 655 | 655 | 655 | 655 | 655 | 655 | 655 | 655 | 655 | 655
9 | FAYETTE POWER U1 |  | FPPYD1_FPP_G1 | FAYETTE | COAL | SOUTH | 1979 | 603 | 603 | 603 | 603 | 603 | 603 | 603 | 603 | 603 | 603
10 | FAYETTE POWER U2 |  | FPPYD1_FPP_G2 | FAYETTE | COAL | SOUTH | 1980 | 605 | 605 | 605 | 605 | 605 | 605 | 605 | 605 | 605 | 605
11 | FAYETTE POWER U3 |  | FPPYD2_FPP_G3 | FAYETTE | COAL | SOUTH | 1988 | 449 | 449 | 449 | 449 | 449 | 449 | 449 | 449 | 449 | 449
12 | J K SPRUCE U1 |  | CALAVERS_JKS1 | BEXAR | COAL | SOUTH | 1992 | 560 | 560 | 560 | 560 | 560 | 560 | 560 | 560 | 560 | 560
13 | J K SPRUCE U2 |  | CALAVERS_JKS2 | BEXAR | COAL | SOUTH | 2010 | 785 | 785 | 785 | 785 | 785 | 785 | 785 | 785 | 785 | 785
14 | LIMESTONE U1 |  | LEG_LEG_G1 | LIMESTONE | COAL | NORTH | 1985 | 824 | 824 | 824 | 824 | 824 | 824 | 824 | 824 | 824 | 824
15 | LIMESTONE U2 |  | LEG_LEG_G2 | LIMESTONE | COAL | NORTH | 1986 | 836 | 836 | 836 | 836 | 836 | 836 | 836 | 836 | 836 | 836
16 | MARTIN LAKE U1 |  | MLSES_UNIT1 | RUSK | COAL | NORTH | 1977 | 815 | 815 | 815 | 815 | 815 | 815 | 815 | 815 | 815 | 815
17 | MARTIN LAKE U2 |  | MLSES_UNIT2 | RUSK | COAL | NORTH | 1978 | 820 | 820 | 820 | 820 | 820 | 820 | 820 | 820 | 820 | 820
18 | MARTIN LAKE U3 |  | MLSES_UNIT3 | RUSK | COAL | NORTH | 1979 | 820 | 820 | 820 | 820 | 820 | 820 | 820 | 820 | 820 | 820
19 | OAK GROVE SES U1 |  | OGSES_UNIT1A | ROBERTSON | COAL | NORTH | 2010 | 855 | 855 | 855 | 855 | 855 | 855 | 855 | 855 | 855 | 855
20 | OAK GROVE SES U2 |  | OGSES_UNIT2 | ROBERTSON | COAL | NORTH | 2011 | 855 | 855 | 855 | 855 | 855 | 855 | 855 | 855 | 855 | 855
21 | SAN MIGUEL U1 |  | SANMIGL_G1 | ATASCOSA | COAL | SOUTH | 1982 | 391 | 391 | 391 | 391 | 391 | 391 | 391 | 391 | 391 | 391
22 | SANDY CREEK U1 |  | SCES_UNIT1 | MCLENNAN | COAL | NORTH | 2013 | 950 | 950 | 950 | 950 | 950 | 950 | 950 | 950 | 950 | 950
23 | TWIN OAKS U1 |  | TNP_ONE_TNP_O_1 | ROBERTSON | COAL | NORTH | 1990 | 155 | 155 | 155 | 155 | 155 | 155 | 155 | 155 | 155 | 155
24 | TWIN OAKS U2 |  | TNP_ONE_TNP_O_2 | ROBERTSON | COAL | NORTH | 1991 | 155 | 155 | 155 | 155 | 155 | 155 | 155 | 155 | 155 | 155
25 | W A PARISH U5 |  | WAP_WAP_G5 | FORT BEND | COAL | HOUSTON | 1977 | 664 | 664 | 664 | 664 | 664 | 664 | 664 | 664 | 664 | 664
26 | W A PARISH U6 |  | WAP_WAP_G6 | FORT BEND | COAL | HOUSTON | 1978 | 663 | 663 | 663 | 663 | 663 | 663 | 663 | 663 | 663 | 663
27 | W A PARISH U7 |  | WAP_WAP_G7 | FORT BEND | COAL | HOUSTON | 1980 | 577 | 577 | 577 | 577 | 577 | 577 | 577 | 577 | 577 | 577
28 | W A PARISH U8 |  | WAP_WAP_G8 | FORT BEND | COAL | HOUSTON | 1982 | 610 | 610 | 610 | 610 | 610 | 610 | 610 | 610 | 610 | 610
29 | ARTHUR VON ROSENBERG 1 CTG 1 |  | BRAUNIG_AVR1_CT1 | BEXAR | GAS | SOUTH | 2000 | 169 | 169 | 169 | 169 | 169 | 169 | 169 | 169 | 169 | 169
30 | ARTHUR VON ROSENBERG 1 CTG 2 |  | BRAUNIG_AVR1_CT2 | BEXAR | GAS | SOUTH | 2000 | 169 | 169 | 169 | 169 | 169 | 169 | 169 | 169 | 169 | 169
31 | ARTHUR VON ROSENBERG 1 STG |  | BRAUNIG_AVR1_ST | BEXAR | GAS | SOUTH | 2000 | 190 | 190 | 190 | 190 | 190 | 190 | 190 | 190 | 190 | 190
32 | ATKINS CTG 7 |  | ATKINS_ATKINSG7 | BRAZOS | GAS | NORTH | 1973 | 20 | 20 | 20 | 20 | 20 | 20 | 20 | 20 | 20 | 20
33 | BARNEY M DAVIS CTG 3 |  | B_DAVIS_B_DAVIG3 | NUECES | GAS | COASTAL | 2010 | 165 | 165 | 165 | 165 | 165 | 165 | 165 | 165 | 165 | 165
34 | BARNEY M DAVIS CTG 4 |  | B_DAVIS_B_DAVIG4 | NUECES | GAS | COASTAL | 2010 | 165 | 165 | 165 | 165 | 165 | 165 | 165 | 165 | 165 | 165
35 | BARNEY M DAVIS STG 1 |  | B_DAVIS_B_DAVIG1 | NUECES | GAS | COASTAL | 1974 | 330 | 330 | 330 | 330 | 330 | 330 | 330 | 330 | 330 | 330
36 | BARNEY M DAVIS STG 2 |  | B_DAVIS_B_DAVIG2 | NUECES | GAS | COASTAL | 1976 | 325 | 325 | 325 | 325 | 325 | 325 | 325 | 325 | 325 | 325
37 | BASTROP ENERGY CENTER CTG 1 |  | BASTEN_GTG1100 | BASTROP | GAS | SOUTH | 2002 | 167 | 167 | 167 | 167 | 167 | 167 | 167 | 167 | 167 | 167
38 | BASTROP ENERGY CENTER CTG 2 |  | BASTEN_GTG2100 | BASTROP | GAS | SOUTH | 2002 | 167 | 167 | 167 | 167 | 167 | 167 | 167 | 167 | 167 | 167
39 | BASTROP ENERGY CENTER STG |  | BASTEN_ST0100 | BASTROP | GAS | SOUTH | 2002 | 234 | 234 | 234 | 234 | 234 | 234 | 234 | 234 | 234 | 234
40 | BOSQUE ENERGY CENTER CTG 1 |  | BOSQUESW_BSQSU_1 | BOSQUE | GAS | NORTH | 2000 | 170.9 | 170.9 | 170.9 | 170.9 | 170.9 | 170.9 | 170.9 | 170.9 | 170.9 | 170.9
41 | BOSQUE ENERGY CENTER CTG 2 |  | BOSQUESW_BSQSU_2 | BOSQUE | GAS | NORTH | 2000 | 170.9 | 170.9 | 170.9 | 170.9 | 170.9 | 170.9 | 170.9 | 170.9 | 170.9 | 170.9
42 | BOSQUE ENERGY CENTER CTG 3 |  | BOSQUESW_BSQSU_3 | BOSQUE | GAS | NORTH | 2001 | 168.5 | 168.5 | 168.5 | 168.5 | 168.5 | 168.5 | 168.5 | 168.5 | 168.5 | 168.5
43 | BOSQUE ENERGY CENTER STG 4 |  | BOSQUESW_BSQSU_4 | BOSQUE | GAS | NORTH | 2001 | 85.2 | 85.2 | 85.2 | 85.2 | 85.2 | 85.2 | 85.2 | 85.2 | 85.2 | 85.2
44 | BOSQUE ENERGY CENTER STG 5 |  | BOSQUESW_BSQSU_5 | BOSQUE | GAS | NORTH | 2009 | 226.7 | 226.7 | 226.7 | 226.7 | 226.7 | 226.7 | 226.7 | 226.7 | 226.7 | 226.7
45 | BRANDON GT1 (LP&L) |  | BRANDON_GT1 | LUBBOCK | GAS | PANHANDLE | 1990 | 21.5 | 21.5 | 21.5 | 21.5 | 21.5 | 21.5 | 21.5 | 21.5 | 21.5 | 21.5
46 | BRAZOS VALLEY CTG 1 |  | BVE_UNIT1 | FORT BEND | GAS | HOUSTON | 2003 | 168 | 168 | 168 | 168 | 168 | 168 | 168 | 168 | 168 | 168
47 | BRAZOS VALLEY CTG 2 |  | BVE_UNIT2 | FORT BEND | GAS | HOUSTON | 2003 | 168 | 168 | 168 | 168 | 168 | 168 | 168 | 168 | 168 | 168
48 | BRAZOS VALLEY STG 3 |  | BVE_UNIT3 | FORT BEND | GAS | HOUSTON | 2003 | 270 | 270 | 270 | 270 | 270 | 270 | 270 | 270 | 270 | 270
49 | CALENERGY-FALCON SEABOARD CTG 1 |  | FLCNS_UNIT1 | HOWARD | GAS | WEST | 1987 | 77.5 | 77.5 | 77.5 | 77.5 | 77.5 | 77.5 | 77.5 | 77.5 | 77.5 | 77.5
50 | CALENERGY-FALCON SEABOARD CTG 2 |  | FLCNS_UNIT2 | HOWARD | GAS | WEST | 1987 | 77.5 | 77.5 | 77.5 | 77.5 | 77.5 | 77.5 | 77.5 | 77.5 | 77.5 | 77.5
51 | CALENERGY-FALCON SEABOARD STG 3 |  | FLCNS_UNIT3 | HOWARD | GAS | WEST | 1988 | 74 | 74 | 74 | 74 | 74 | 74 | 74 | 74 | 74 | 74
52 | CALHOUN (PORT COMFORT) CTG 1 |  | CALHOUN_UNIT1 | CALHOUN | GAS | COASTAL | 2017 | 49.8 | 49.8 | 49.8 | 49.8 | 49.8 | 49.8 | 49.8 | 49.8 | 49.8 | 49.8
53 | CALHOUN (PORT COMFORT) CTG 2 |  | CALHOUN_UNIT2 | CALHOUN | GAS | COASTAL | 2017 | 49.8 | 49.8 | 49.8 | 49.8 | 49.8 | 49.8 | 49.8 | 49.8 | 49.8 | 49.8
54 | CASTLEMAN CHAMON CTG 1 |  | CHAMON_CTG_0101 | HARRIS | GAS | HOUSTON | 2017 | 49.8 | 49.8 | 49.8 | 49.8 | 49.8 | 49.8 | 49.8 | 49.8 | 49.8 | 49.8
55 | CASTLEMAN CHAMON CTG 2 |  | CHAMON_CTG_0301 | HARRIS | GAS | HOUSTON | 2017 | 49.8 | 49.8 | 49.8 | 49.8 | 49.8 | 49.8 | 49.8 | 49.8 | 49.8 | 49.8
56 | CEDAR BAYOU 4 CTG 1 |  | CBY4_CT41 | CHAMBERS | GAS | HOUSTON | 2009 | 173 | 173 | 173 | 173 | 173 | 173 | 173 | 173 | 173 | 173
57 | CEDAR BAYOU 4 CTG 2 |  | CBY4_CT42 | CHAMBERS | GAS | HOUSTON | 2009 | 173 | 173 | 173 | 173 | 173 | 173 | 173 | 173 | 173 | 173
58 | CEDAR BAYOU 4 STG |  | CBY4_ST04 | CHAMBERS | GAS | HOUSTON | 2009 | 186 | 186 | 186 | 186 | 186 | 186 | 186 | 186 | 186 | 186
59 | CEDAR BAYOU STG 1 |  | CBY_CBY_G1 | CHAMBERS | GAS | HOUSTON | 1970 | 745 | 745 | 745 | 745 | 745 | 745 | 745 | 745 | 745 | 745
60 | CEDAR BAYOU STG 2 |  | CBY_CBY_G2 | CHAMBERS | GAS | HOUSTON | 1972 | 749 | 749 | 749 | 749 | 749 | 749 | 749 | 749 | 749 | 749
61 | COLORADO BEND ENERGY CENTER CTG 1 | 20INR0301 | CBEC_GT1 | WHARTON | GAS | SOUTH | 2007 | 79 | 79 | 79 | 79 | 79 | 79 | 79 | 79 | 79 | 79
62 | COLORADO BEND ENERGY CENTER CTG 2 | 20INR0301 | CBEC_GT2 | WHARTON | GAS | SOUTH | 2007 | 72 | 72 | 72 | 72 | 72 | 72 | 72 | 72 | 72 | 72
63 | COLORADO BEND ENERGY CENTER CTG 3 | 20INR0301 | CBEC_GT3 | WHARTON | GAS | SOUTH | 2008 | 77 | 77 | 77 | 77 | 77 | 77 | 77 | 77 | 77 | 77
64 | COLORADO BEND ENERGY CENTER CTG 4 | 20INR0301 | CBEC_GT4 | WHARTON | GAS | SOUTH | 2008 | 73 | 73 | 73 | 73 | 73 | 73 | 73 | 73 | 73 | 73
65 | COLORADO BEND ENERGY CENTER STG 1 | 20INR0301 | CBEC_STG1 | WHARTON | GAS | SOUTH | 2007 | 102 | 102 | 102 | 102 | 102 | 102 | 102 | 102 | 102 | 102
66 | COLORADO BEND ENERGY CENTER STG 2 | 20INR0301 | CBEC_STG2 | WHARTON | GAS | SOUTH | 2008 | 108 | 108 | 108 | 108 | 108 | 108 | 108 | 108 | 108 | 108
67 | COLORADO BEND II CTG 7 | 18INR0077 | CBECII_CT7 | WHARTON | GAS | SOUTH | 2017 | 360.2 | 360.2 | 360.2 | 360.2 | 360.2 | 360.2 | 360.2 | 360.2 | 360.2 | 360.2
68 | COLORADO BEND II CTG 8 | 18INR0077 | CBECII_CT8 | WHARTON | GAS | SOUTH | 2017 | 359.6 | 359.6 | 359.6 | 359.6 | 359.6 | 359.6 | 359.6 | 359.6 | 359.6 | 359.6
69 | COLORADO BEND II STG 9 | 18INR0077 | CBECII_STG9 | WHARTON | GAS | SOUTH | 2017 | 490.5 | 490.5 | 490.5 | 490.5 | 490.5 | 490.5 | 490.5 | 490.5 | 490.5 | 490.5
70 | CVC CHANNELVIEW CTG 1 |  | CVC_CVC_G1 | HARRIS | GAS | HOUSTON | 2008 | 185 | 185 | 185 | 185 | 185 | 185 | 185 | 185 | 185 | 185
71 | CVC CHANNELVIEW CTG 2 |  | CVC_CVC_G2 | HARRIS | GAS | HOUSTON | 2008 | 182 | 182 | 182 | 182 | 182 | 182 | 182 | 182 | 182 | 182
72 | CVC CHANNELVIEW CTG 3 |  | CVC_CVC_G3 | HARRIS | GAS | HOUSTON | 2008 | 181 | 181 | 181 | 181 | 181 | 181 | 181 | 181 | 181 | 181
73 | CVC CHANNELVIEW STG 5 |  | CVC_CVC_G5 | HARRIS | GAS | HOUSTON | 2008 | 144 | 144 | 144 | 144 | 144 | 144 | 144 | 144 | 144 | 144
74 | DANSBY CTG 2 |  | DANSBY_DANSBYG2 | BRAZOS | GAS | NORTH | 2004 | 48 | 48 | 48 | 48 | 48 | 48 | 48 | 48 | 48 | 48
75 | DANSBY CTG 3 |  | DANSBY_DANSBYG3 | BRAZOS | GAS | NORTH | 2010 | 50 | 50 | 50 | 50 | 50 | 50 | 50 | 50 | 50 | 50
76 | DANSBY STG 1 |  | DANSBY_DANSBYG1 | BRAZOS | GAS | NORTH | 1978 | 110 | 110 | 110 | 110 | 110 | 110 | 110 | 110 | 110 | 110
77 | DECKER CREEK CTG 1 |  | DECKER_DPGT_1 | TRAVIS | GAS | SOUTH | 1989 | 54 | 54 | 54 | 54 | 54 | 54 | 54 | 54 | 54 | 54
78 | DECKER CREEK CTG 2 |  | DECKER_DPGT_2 | TRAVIS | GAS | SOUTH | 1989 | 54 | 54 | 54 | 54 | 54 | 54 | 54 | 54 | 54 | 54
79 | DECKER CREEK CTG 3 |  | DECKER_DPGT_3 | TRAVIS | GAS | SOUTH | 1989 | 54 | 54 | 54 | 54 | 54 | 54 | 54 | 54 | 54 | 54
80 | DECKER CREEK CTG 4 |  | DECKER_DPGT_4 | TRAVIS | GAS | SOUTH | 1989 | 54 | 54 | 54 | 54 | 54 | 54 | 54 | 54 | 54 | 54
81 | DECKER CREEK STG 1 |  | DECKER_DPG1 | TRAVIS | GAS | SOUTH | 1971 | 320 | 320 | 320 | 320 | 320 | 320 | 320 | 320 | 320 | 320
82 | DECKER CREEK STG 2 |  | DECKER_DPG2 | TRAVIS | GAS | SOUTH | 1978 | 428 | 428 | 428 | 428 | 428 | 428 | 428 | 428 | 428 | 428
83 | DECORDOVA CTG 1 |  | DCSES_CT10 | HOOD | GAS | NORTH | 1990 | 88 | 88 | 88 | 88 | 88 | 88 | 88 | 88 | 88 | 88
84 | DECORDOVA CTG 2 |  | DCSES_CT20 | HOOD | GAS | NORTH | 1990 | 87 | 87 | 87 | 87 | 87 | 87 | 87 | 87 | 87 | 87
85 | DECORDOVA CTG 3 |  | DCSES_CT30 | HOOD | GAS | NORTH | 1990 | 86 | 86 | 86 | 86 | 86 | 86 | 86 | 86 | 86 | 86
86 | DECORDOVA CTG 4 |  | DCSES_CT40 | HOOD | GAS | NORTH | 1990 | 86 | 86 | 86 | 86 | 86 | 86 | 86 | 86 | 86 | 86
87 | DEER PARK ENERGY CENTER CTG 1 |  | DDPEC_GT1 | HARRIS | GAS | HOUSTON | 2002 | 203 | 203 | 203 | 203 | 203 | 203 | 203 | 203 | 203 | 203
88 | DEER PARK ENERGY CENTER CTG 2 |  | DDPEC_GT2 | HARRIS | GAS | HOUSTON | 2002 | 215 | 215 | 215 | 215 | 215 | 215 | 215 | 215 | 215 | 215
89 | DEER PARK ENERGY CENTER CTG 3 |  | DDPEC_GT3 | HARRIS | GAS | HOUSTON | 2002 | 203 | 203 | 203 | 203 | 203 | 203 | 203 | 203 | 203 | 203
90 | DEER PARK ENERGY CENTER CTG 4 |  | DDPEC_GT4 | HARRIS | GAS | HOUSTON | 2002 | 215 | 215 | 215 | 215 | 215 | 215 | 215 | 215 | 215 | 215
91 | DEER PARK ENERGY CENTER CTG 6 |  | DDPEC_GT6 | HARRIS | GAS | HOUSTON | 2014 | 190 | 190 | 190 | 190 | 190 | 190 | 190 | 190 | 190 | 190
92 | DEER PARK ENERGY CENTER STG 1 |  | DDPEC_ST1 | HARRIS | GAS | HOUSTON | 2002 | 290 | 290 | 290 | 290 | 290 | 290 | 290 | 290 | 290 | 290
93 | DENTON ENERGY CENTER IC A |  | DEC_AGR_A | DENTON | GAS | NORTH | 2018 | 56.5 | 56.5 | 56.5 | 56.5 | 56.5 | 56.5 | 56.5 | 56.5 | 56.5 | 56.5
94 | DENTON ENERGY CENTER IC B |  | DEC_AGR_B | DENTON | GAS | NORTH | 2018 | 56.5 | 56.5 | 56.5 | 56.5 | 56.5 | 56.5 | 56.5 | 56.5 | 56.5 | 56.5
95 | DENTON ENERGY CENTER IC C |  | DEC_AGR_C | DENTON | GAS | NORTH | 2018 | 56.5 | 56.5 | 56.5 | 56.5 | 56.5 | 56.5 | 56.5 | 56.5 | 56.5 | 56.5
96 | DENTON ENERGY CENTER IC D |  | DEC_AGR_D | DENTON | GAS | NORTH | 2018 | 56.5 | 56.5 | 56.5 | 56.5 | 56.5 | 56.5 | 56.5 | 56.5 | 56.5 | 56.5
97 | ECTOR COUNTY ENERGY CTG 1 |  | ECEC_G1 | ECTOR | GAS | WEST | 2015 | 170.4 | 170.4 | 170.4 | 170.4 | 170.4 | 170.4 | 170.4 | 170.4 | 170.4 | 170.4
98 | ECTOR COUNTY ENERGY CTG 2 |  | ECEC_G2 | ECTOR | GAS | WEST | 2015 | 170.4 | 170.4 | 170.4 | 170.4 | 170.4 | 170.4 | 170.4 | 170.4 | 170.4 | 170.4
99 | ELK STATION IC 3 |  | AEEC_ELK_3 | HALE | GAS | PANHANDLE | 2016 | 200 | 200 | 200 | 200 | 200 | 200 | 200 | 200 | 200 | 200
100 | ENNIS POWER STATION CTG 2 | 21INR0448 | ETCCS_CT1 | ELLIS | GAS | NORTH | 2002 | 245 | 245 | 245 | 245 | 245 | 245 | 245 | 245 | 245 | 245
101 | ENNIS POWER STATION STG 1 | 21INR0448 | ETCCS_UNIT1 | ELLIS | GAS | NORTH | 2002 | 116 | 116 | 116 | 116 | 116 | 116 | 116 | 116 | 116 | 116
102 | EXTEX LAPORTE GEN STN CTG 1 |  | AZ_AZ_G1 | HARRIS | GAS | HOUSTON | 2009 | 40 | 40 | 40 | 40 | 40 | 40 | 40 | 40 | 40 | 40
103 | EXTEX LAPORTE GEN STN CTG 2 |  | AZ_AZ_G2 | HARRIS | GAS | HOUSTON | 2009 | 40 | 40 | 40 | 40 | 40 | 40 | 40 | 40 | 40 | 40
104 | EXTEX LAPORTE GEN STN CTG 3 |  | AZ_AZ_G3 | HARRIS | GAS | HOUSTON | 2009 | 40 | 40 | 40 | 40 | 40 | 40 | 40 | 40 | 40 | 40
105 | EXTEX LAPORTE GEN STN CTG 4 |  | AZ_AZ_G4 | HARRIS | GAS | HOUSTON | 2009 | 40 | 40 | 40 | 40 | 40 | 40 | 40 | 40 | 40 | 40
106 | FERGUSON REPLACEMENT CTG 1 |  | FERGCC_FERGGT1 | LLANO | GAS | SOUTH | 2014 | 180 | 180 | 180 | 180 | 180 | 180 | 180 | 180 | 180 | 180
107 | FERGUSON REPLACEMENT CTG 2 |  | FERGCC_FERGGT2 | LLANO | GAS | SOUTH | 2014 | 180 | 180 | 180 | 180 | 180 | 180 | 180 | 180 | 180 | 180
108 | FERGUSON REPLACEMENT STG 1 |  | FERGCC_FERGST1 | LLANO | GAS | SOUTH | 2014 | 194 | 194 | 194 | 194 | 194 | 194 | 194 | 194 | 194 | 194
109 | FORNEY ENERGY CENTER CTG 11 |  | FRNYPP_GT11 | KAUFMAN | GAS | NORTH | 2003 | 195 | 195 | 195 | 195 | 195 | 195 | 195 | 195 | 195 | 195
110 | FORNEY ENERGY CENTER CTG 12 |  | FRNYPP_GT12 | KAUFMAN | GAS | NORTH | 2003 | 185 | 185 | 185 | 185 | 185 | 185 | 185 | 185 | 185 | 185
111 | FORNEY ENERGY CENTER CTG 13 |  | FRNYPP_GT13 | KAUFMAN | GAS | NORTH | 2003 | 185 | 185 | 185 | 185 | 185 | 185 | 185 | 185 | 185 | 185
112 | FORNEY ENERGY CENTER CTG 21 |  | FRNYPP_GT21 | KAUFMAN | GAS | NORTH | 2003 | 195 | 195 | 195 | 195 | 195 | 195 | 195 | 195 | 195 | 195
113 | FORNEY ENERGY CENTER CTG 22 |  | FRNYPP_GT22 | KAUFMAN | GAS | NORTH | 2003 | 185 | 185 | 185 | 185 | 185 | 185 | 185 | 185 | 185 | 185
114 | FORNEY ENERGY CENTER CTG 23 |  | FRNYPP_GT23 | KAUFMAN | GAS | NORTH | 2003 | 185 | 185 | 185 | 185 | 185 | 185 | 185 | 185 | 185 | 185
115 | FORNEY ENERGY CENTER STG 10 |  | FRNYPP_ST10 | KAUFMAN | GAS | NORTH | 2003 | 418 | 418 | 418 | 418 | 418 | 418 | 418 | 418 | 418 | 418
116 | FORNEY ENERGY CENTER STG 20 |  | FRNYPP_ST20 | KAUFMAN | GAS | NORTH | 2003 | 418 | 418 | 418 | 418 | 418 | 418 | 418 | 418 | 418 | 418
117 | FREESTONE ENERGY CENTER CTG 1 |  | FREC_GT1 | FREESTONE | GAS | NORTH | 2002 | 160.7 | 160.7 | 160.7 | 160.7 | 160.7 | 160.7 | 160.7 | 160.7 | 160.7 | 160.7
118 | FREESTONE ENERGY CENTER CTG 2 |  | FREC_GT2 | FREESTONE | GAS | NORTH | 2002 | 160.7 | 160.7 | 160.7 | 160.7 | 160.7 | 160.7 | 160.7 | 160.7 | 160.7 | 160.7
119 | FREESTONE ENERGY CENTER CTG 4 |  | FREC_GT4 | FREESTONE | GAS | NORTH | 2002 | 161.1 | 161.1 | 161.1 | 161.1 | 161.1 | 161.1 | 161.1 | 161.1 | 161.1 | 161.1
120 | FREESTONE ENERGY CENTER CTG 5 |  | FREC_GT5 | FREESTONE | GAS | NORTH | 2002 | 161.1 | 161.1 | 161.1 | 161.1 | 161.1 | 161.1 | 161.1 | 161.1 | 161.1 | 161.1
121 | FREESTONE ENERGY CENTER STG 3 |  | FREC_ST3 | FREESTONE | GAS | NORTH | 2002 | 179.8 | 179.8 | 179.8 | 179.8 | 179.8 | 179.8 | 179.8 | 179.8 | 179.8 | 179.8
122 | FREESTONE ENERGY CENTER STG 6 |  | FREC_ST6 | FREESTONE | GAS | NORTH | 2002 | 179.7 | 179.7 | 179.7 | 179.7 | 179.7 | 179.7 | 179.7 | 179.7 | 179.7 | 179.7
123 | FRIENDSWOOD G |  | FEGC_UNIT1 | HARRIS | GAS | HOUSTON | 2018 | 119 | 119 | 119 | 119 | 119 | 119 | 119 | 119 | 119 | 119
124 | GRAHAM STG 1 |  | GRSES_UNIT1 | YOUNG | GAS | WEST | 1960 | 234 | 234 | 234 | 234 | 234 | 234 | 234 | 234 | 234 | 234
125 | GRAHAM STG 2 |  | GRSES_UNIT2 | YOUNG | GAS | WEST | 1969 | 390 | 390 | 390 | 390 | 390 | 390 | 390 | 390 | 390 | 390
126 | GREENS BAYOU CTG 73 |  | GBY_GBYGT73 | HARRIS | GAS | HOUSTON | 1976 | 65 | 65 | 65 | 65 | 65 | 65 | 65 | 65 | 65 | 65
127 | GREENS BAYOU CTG 74 |  | GBY_GBYGT74 | HARRIS | GAS | HOUSTON | 1976 | 65 | 65 | 65 | 65 | 65 | 65 | 65 | 65 | 65 | 65
128 | GREENS BAYOU CTG 81 |  | GBY_GBYGT81 | HARRIS | GAS | HOUSTON | 1976 | 65 | 65 | 65 | 65 | 65 | 65 | 65 | 65 | 65 | 65
129 | GREENS BAYOU CTG 82 |  | GBY_GBYGT82 | HARRIS | GAS | HOUSTON | 1976 | 50 | 50 | 50 | 50 | 50 | 50 | 50 | 50 | 50 | 50
130 | GREENS BAYOU CTG 83 |  | GBY_GBYGT83 | HARRIS | GAS | HOUSTON | 1976 | 65 | 65 | 65 | 65 | 65 | 65 | 65 | 65 | 65 | 65
131 | GREENS BAYOU CTG 84 |  | GBY_GBYGT84 | HARRIS | GAS | HOUSTON | 1976 | 65 | 65 | 65 | 65 | 65 | 65 | 65 | 65 | 65 | 65
132 | GREENVILLE IC ENGINE PLANT IC 1 |  | STEAM_ENGINE_1 | HUNT | GAS | NORTH | 2010 | 8.2 | 8.2 | 8.2 | 8.2 | 8.2 | 8.2 | 8.2 | 8.2 | 8.2 | 8.2
133 | GREENVILLE IC ENGINE PLANT IC 2 |  | STEAM_ENGINE_2 | HUNT | GAS | NORTH | 2010 | 8.2 | 8.2 | 8.2 | 8.2 | 8.2 | 8.2 | 8.2 | 8.2 | 8.2 | 8.2
134 | GREENVILLE IC ENGINE PLANT IC 3 |  | STEAM_ENGINE_3 | HUNT | GAS | NORTH | 2010 | 8.2 | 8.2 | 8.2 | 8.2 | 8.2 | 8.2 | 8.2 | 8.2 | 8.2 | 8.2
135 | GUADALUPE ENERGY CENTER CTG 1 |  | GUADG_GAS1 | GUADALUPE | GAS | SOUTH | 2000 | 167 | 167 | 167 | 167 | 167 | 167 | 167 | 167 | 167 | 167
136 | GUADALUPE ENERGY CENTER CTG 2 |  | GUADG_GAS2 | GUADALUPE | GAS | SOUTH | 2000 | 167 | 167 | 167 | 167 | 167 | 167 | 167 | 167 | 167 | 167
137 | GUADALUPE ENERGY CENTER CTG 3 |  | GUADG_GAS3 | GUADALUPE | GAS | SOUTH | 2000 | 167 | 167 | 167 | 167 | 167 | 167 | 167 | 167 | 167 | 167
138 | GUADALUPE ENERGY CENTER CTG 4 |  | GUADG_GAS4 | GUADALUPE | GAS | SOUTH | 2000 | 167 | 167 | 167 | 167 | 167 | 167 | 167 | 167 | 167 | 167
139 | GUADALUPE ENERGY CENTER STG 5 |  | GUADG_STM5 | GUADALUPE | GAS | SOUTH | 2000 | 203 | 203 | 203 | 203 | 203 | 203 | 203 | 203 | 203 | 203
140 | GUADALUPE ENERGY CENTER STG 6 |  | GUADG_STM6 | GUADALUPE | GAS | SOUTH | 2000 | 203 | 203 | 203 | 203 | 203 | 203 | 203 | 203 | 203 | 203
141 | HANDLEY STG 3 |  | HLSES_UNIT3 | TARRANT | GAS | NORTH | 1963 | 395 | 395 | 395 | 395 | 395 | 395 | 395 | 395 | 395 | 395
142 | HANDLEY STG 4 |  | HLSES_UNIT4 | TARRANT | GAS | NORTH | 1976 | 435 | 435 | 435 | 435 | 435 | 435 | 435 | 435 | 435 | 435
143 | HANDLEY STG 5 |  | HLSES_UNIT5 | TARRANT | GAS | NORTH | 1977 | 435 | 435 | 435 | 435 | 435 | 435 | 435 | 435 | 435 | 435
144 | HAYS ENERGY FACILITY CSG 1 |  | HAYSEN_HAYSENG1 | HAYS | GAS | SOUTH | 2002 | 239 | 239 | 239 | 239 | 239 | 239 | 239 | 239 | 239 | 239
145 | HAYS ENERGY FACILITY CSG 2 |  | HAYSEN_HAYSENG2 | HAYS | GAS | SOUTH | 2002 | 240 | 240 | 240 | 240 | 240 | 240 | 240 | 240 | 240 | 240
146 | HAYS ENERGY FACILITY CSG 3 |  | HAYSEN_HAYSENG3 | HAYS | GAS | SOUTH | 2002 | 242 | 242 | 242 | 242 | 242 | 242 | 242 | 242 | 242 | 242
147 | HAYS ENERGY FACILITY CSG 4 |  | HAYSEN_HAYSENG4 | HAYS | GAS | SOUTH | 2002 | 243 | 243 | 243 | 243 | 243 | 243 | 243 | 243 | 243 | 243
148 | HIDALGO ENERGY CENTER CTG 1 |  | DUKE_DUKE_GT1 | HIDALGO | GAS | SOUTH | 2000 | 150 | 150 | 150 | 150 | 150 | 150 | 150 | 150 | 150 | 150
149 | HIDALGO ENERGY CENTER CTG 2 |  | DUKE_DUKE_GT2 | HIDALGO | GAS | SOUTH | 2000 | 150 | 150 | 150 | 150 | 150 | 150 | 150 | 150 | 150 | 150
150 | HIDALGO ENERGY CENTER STG 1 |  | DUKE_DUKE_ST1 | HIDALGO | GAS | SOUTH | 2000 | 176 | 176 | 176 | 176 | 176 | 176 | 176 | 176 | 176 | 176
151 | JACK COUNTY GEN FACILITY CTG 1 |  | JACKCNTY_CT1 | JACK | GAS | NORTH | 2006 | 160 | 160 | 160 | 160 | 160 | 160 | 160 | 160 | 160 | 160
152 | JACK COUNTY GEN FACILITY CTG 2 |  | JACKCNTY_CT2 | JACK | GAS | NORTH | 2006 | 160 | 160 | 160 | 160 | 160 | 160 | 160 | 160 | 160 | 160
153 | JACK COUNTY GEN FACILITY CTG 3 |  | JCKCNTY2_CT3 | JACK | GAS | NORTH | 2011 | 165 | 165 | 165 | 165 | 165 | 165 | 165 | 165 | 165 | 165
154 | JACK COUNTY GEN FACILITY CTG 4 |  | JCKCNTY2_CT4 | JACK | GAS | NORTH | 2011 | 165 | 165 | 165 | 165 | 165 | 165 | 165 | 165 | 165 | 165
155 | JACK COUNTY GEN FACILITY STG 1 |  | JACKCNTY_STG | JACK | GAS | NORTH | 2006 | 293 | 293 | 293 | 293 | 293 | 293 | 293 | 293 | 293 | 293
156 | JACK COUNTY GEN FACILITY STG 2 |  | JCKCNTY2_ST2 | JACK | GAS | NORTH | 2011 | 310 | 310 | 310 | 310 | 310 | 310 | 310 | 310 | 310 | 310
157 | JOHNSON COUNTY GEN FACILITY CTG 1 |  | TEN_CT1 | JOHNSON | GAS | NORTH | 1997 | 177 | 177 | 177 | 177 | 177 | 177 | 177 | 177 | 177 | 177
158 | JOHNSON COUNTY GEN FACILITY STG 1 |  | TEN_STG | JOHNSON | GAS | NORTH | 1997 | 106 | 106 | 106 | 106 | 106 | 106 | 106 | 106 | 106 | 106
159 | LAKE HUBBARD STG 1 |  | LHSES_UNIT1 | DALLAS | GAS | NORTH | 1970 | 392 | 392 | 392 | 392 | 392 | 392 | 392 | 392 | 392 | 392
160 | LAKE HUBBARD STG 2 |  | LHSES_UNIT2A | DALLAS | GAS | NORTH | 1973 | 523 | 523 | 523 | 523 | 523 | 523 | 523 | 523 | 523 | 523
161 | LAMAR ENERGY CENTER CTG 11 |  | LPCCS_CT11 | LAMAR | GAS | NORTH | 2000 | 186 | 186 | 186 | 186 | 186 | 186 | 186 | 186 | 186 | 186
162 | LAMAR ENERGY CENTER CTG 12 |  | LPCCS_CT12 | LAMAR | GAS | NORTH | 2000 | 178 | 178 | 178 | 178 | 178 | 178 | 178 | 178 | 178 | 178
163 | LAMAR ENERGY CENTER CTG 21 |  | LPCCS_CT21 | LAMAR | GAS | NORTH | 2000 | 178 | 178 | 178 | 178 | 178 | 178 | 178 | 178 | 178 | 178
164 | LAMAR ENERGY CENTER CTG 22 |  | LPCCS_CT22 | LAMAR | GAS | NORTH | 2000 | 186 | 186 | 186 | 186 | 186 | 186 | 186 | 186 | 186 | 186
165 | LAMAR ENERGY CENTER STG 1 |  | LPCCS_UNIT1 | LAMAR | GAS | NORTH | 2000 | 204 | 204 | 204 | 204 | 204 | 204 | 204 | 204 | 204 | 204
166 | LAMAR ENERGY CENTER STG 2 |  | LPCCS_UNIT2 | LAMAR | GAS | NORTH | 2000 | 204 | 204 | 204 | 204 | 204 | 204 | 204 | 204 | 204 | 204
167 | LAREDO CTG 4 |  | LARDVFTN_G4 | WEBB | GAS | SOUTH | 2008 | 97.4 | 97.4 | 97.4 | 97.4 | 97.4 | 97.4 | 97.4 | 97.4 | 97.4 | 97.4
168 | LAREDO CTG 5 |  | LARDVFTN_G5 | WEBB | GAS | SOUTH | 2008 | 94.4 | 94.4 | 94.4 | 94.4 | 94.4 | 94.4 | 94.4 | 94.4 | 94.4 | 94.4
169 | LEON CREEK PEAKER CTG 1 |  | LEON_CRK_LCPCT1 | BEXAR | GAS | SOUTH | 2004 | 46 | 46 | 46 | 46 | 46 | 46 | 46 | 46 | 46 | 46
170 | LEON CREEK PEAKER CTG 2 |  | LEON_CRK_LCPCT2 | BEXAR | GAS | SOUTH | 2004 | 46 | 46 | 46 | 46 | 46 | 46 | 46 | 46 | 46 | 46
171 | LEON CREEK PEAKER CTG 3 |  | LEON_CRK_LCPCT3 | BEXAR | GAS | SOUTH | 2004 | 46 | 46 | 46 | 46 | 46 | 46 | 46 | 46 | 46 | 46
172 | LEON CREEK PEAKER CTG 4 |  | LEON_CRK_LCPCT4 | BEXAR | GAS | SOUTH | 2004 | 46 | 46 | 46 | 46 | 46 | 46 | 46 | 46 | 46 | 46
173 | LOST PINES POWER CTG 1 |  | LOSTPI_LOSTPGT1 | BASTROP | GAS | SOUTH | 2001 | 183 | 183 | 183 | 183 | 183 | 183 | 183 | 183 | 183 | 183
174 | LOST PINES POWER CTG 2 |  | LOSTPI_LOSTPGT2 | BASTROP | GAS | SOUTH | 2001 | 183 | 183 | 183 | 183 | 183 | 183 | 183 | 183 | 183 | 183
175 | LOST PINES POWER STG 1 |  | LOSTPI_LOSTPST1 | BASTROP | GAS | SOUTH | 2001 | 192 | 192 | 192 | 192 | 192 | 192 | 192 | 192 | 192 | 192
176 | MAGIC VALLEY STATION CTG 1 |  | NEDIN_NEDIN_G1 | HIDALGO | GAS | SOUTH | 2001 | 218.6 | 218.6 | 218.6 | 218.6 | 218.6 | 218.6 | 218.6 | 218.6 | 218.6 | 218.6
177 | MAGIC VALLEY STATION CTG 2 |  | NEDIN_NEDIN_G2 | HIDALGO | GAS | SOUTH | 2001 | 218.6 | 218.6 | 218.6 | 218.6 | 218.6 | 218.6 | 218.6 | 218.6 | 218.6 | 218.6
178 | MAGIC VALLEY STATION STG 3 |  | NEDIN_NEDIN_G3 | HIDALGO | GAS | SOUTH | 2001 | 257.9 | 257.9 | 257.9 | 257.9 | 257.9 | 257.9 | 257.9 | 257.9 | 257.9 | 257.9
179 | MIDLOTHIAN ENERGY FACILITY CTG 1 |  | MDANP_CT1 | ELLIS | GAS | NORTH | 2001 | 258 | 258 | 258 | 258 | 258 | 258 | 258 | 258 | 258 | 258
180 | MIDLOTHIAN ENERGY FACILITY CTG 2 |  | MDANP_CT2 | ELLIS | GAS | NORTH | 2001 | 256 | 256 | 256 | 256 | 256 | 256 | 256 | 256 | 256 | 256
181 | MIDLOTHIAN ENERGY FACILITY CTG 3 |  | MDANP_CT3 | ELLIS | GAS | NORTH | 2001 | 255 | 255 | 255 | 255 | 255 | 255 | 255 | 255 | 255 | 255
182 | MIDLOTHIAN ENERGY FACILITY CTG 4 |  | MDANP_CT4 | ELLIS | GAS | NORTH | 2001 | 258 | 258 | 258 | 258 | 258 | 258 | 258 | 258 | 258 | 258
183 | MIDLOTHIAN ENERGY FACILITY CTG 5 |  | MDANP_CT5 | ELLIS | GAS | NORTH | 2002 | 276 | 276 | 276 | 276 | 276 | 276 | 276 | 276 | 276 | 276
184 | MIDLOTHIAN ENERGY FACILITY CTG 6 |  | MDANP_CT6 | ELLIS | GAS | NORTH | 2002 | 278 | 278 | 278 | 278 | 278 | 278 | 278 | 278 | 278 | 278
185 | MORGAN CREEK CTG 1 |  | MGSES_CT1 | MITCHELL | GAS | WEST | 1988 | 82 | 82 | 82 | 82 | 82 | 82 | 82 | 82 | 82 | 82
186 | MORGAN CREEK CTG 2 |  | MGSES_CT2 | MITCHELL | GAS | WEST | 1988 | 80 | 80 | 80 | 80 | 80 | 80 | 80 | 80 | 80 | 80
187 | MORGAN CREEK CTG 3 |  | MGSES_CT3 | MITCHELL | GAS | WEST | 1988 | 80 | 80 | 80 | 80 | 80 | 80 | 80 | 80 | 80 | 80
188 | MORGAN CREEK CTG 4 |  | MGSES_CT4 | MITCHELL | GAS | WEST | 1988 | 81 | 81 | 81 | 81 | 81 | 81 | 81 | 81 | 81 | 81
189 | MORGAN CREEK CTG 5 |  | MGSES_CT5 | MITCHELL | GAS | WEST | 1988 | 80 | 80 | 80 | 80 | 80 | 80 | 80 | 80 | 80 | 80
190 | MORGAN CREEK CTG 6 |  | MGSES_CT6 | MITCHELL | GAS | WEST | 1988 | 82 | 82 | 82 | 82 | 82 | 82 | 82 | 82 | 82 | 82
191 | MOUNTAIN CREEK STG 6 |  | MCSES_UNIT6 | DALLAS | GAS | NORTH | 1956 | 122 | 122 | 122 | 122 | 122 | 122 | 122 | 122 | 122 | 122
192 | MOUNTAIN CREEK STG 7 |  | MCSES_UNIT7 | DALLAS | GAS | NORTH | 1958 | 118 | 118 | 118 | 118 | 118 | 118 | 118 | 118 | 118 | 118
193 | MOUNTAIN CREEK STG 8 |  | MCSES_UNIT8 | DALLAS | GAS | NORTH | 1967 | 568 | 568 | 568 | 568 | 568 | 568 | 568 | 568 | 568 | 568
194 | NUECES BAY REPOWER CTG 8 |  | NUECES_B_NUECESG8 | NUECES | GAS | COASTAL | 2010 | 165 | 165 | 165 | 165 | 165 | 165 | 165 | 165 | 165 | 165
195 | NUECES BAY REPOWER CTG 9 |  | NUECES_B_NUECESG9 | NUECES | GAS | COASTAL | 2010 | 165 | 165 | 165 | 165 | 165 | 165 | 165 | 165 | 165 | 165
196 | NUECES BAY REPOWER STG 7 |  | NUECES_B_NUECESG7 | NUECES | GAS | COASTAL | 1972 | 325 | 325 | 325 | 325 | 325 | 325 | 325 | 325 | 325 | 325
197 | O W SOMMERS STG 1 |  | CALAVERS_OWS1 | BEXAR | GAS | SOUTH | 1972 | 420 | 420 | 420 | 420 | 420 | 420 | 420 | 420 | 420 | 420
198 | O W SOMMERS STG 2 |  | CALAVERS_OWS2 | BEXAR | GAS | SOUTH | 1974 | 410 | 410 | 410 | 410 | 410 | 410 | 410 | 410 | 410 | 410
199 | ODESSA-ECTOR POWER CTG 11 |  | OECCS_CT11 | ECTOR | GAS | WEST | 2001 | 195.2 | 195.2 | 195.2 | 195.2 | 195.2 | 195.2 | 195.2 | 195.2 | 195.2 | 195.2
200 | ODESSA-ECTOR POWER CTG 12 |  | OECCS_CT12 | ECTOR | GAS | WEST | 2001 | 189.1 | 189.1 | 189.1 | 189.1 | 189.1 | 189.1 | 189.1 | 189.1 | 189.1 | 189.1
201 | ODESSA-ECTOR POWER CTG 21 | 20INR0282 | OECCS_CT21 | ECTOR | GAS | WEST | 2001 | 195.2 | 195.2 | 195.2 | 195.2 | 195.2 | 195.2 | 195.2 | 195.2 | 195.2 | 195.2
202 | ODESSA-ECTOR POWER CTG 22 | 20INR0282 | OECCS_CT22 | ECTOR | GAS | WEST | 2001 | 189.1 | 189.1 | 189.1 | 189.1 | 189.1 | 189.1 | 189.1 | 189.1 | 189.1 | 189.1
203 | ODESSA-ECTOR POWER STG 1 |  | OECCS_UNIT1 | ECTOR | GAS | WEST | 2001 | 217 | 217 | 217 | 217 | 217 | 217 | 217 | 217 | 217 | 217
204 | ODESSA-ECTOR POWER STG 2 | 20INR0282 | OECCS_UNIT2 | ECTOR | GAS | WEST | 2001 | 217 | 217 | 217 | 217 | 217 | 217 | 217 | 217 | 217 | 217
205 | PANDA SHERMAN POWER CTG 1 |  | PANDA_S_SHER1CT1 | GRAYSON | GAS | NORTH | 2014 | 218.5 | 218.5 | 218.5 | 218.5 | 218.5 | 218.5 | 218.5 | 218.5 | 218.5 | 218.5
206 | PANDA SHERMAN POWER CTG 2 |  | PANDA_S_SHER1CT2 | GRAYSON | GAS | NORTH | 2014 | 218.5 | 218.5 | 218.5 | 218.5 | 218.5 | 218.5 | 218.5 | 218.5 | 218.5 | 218.5
207 | PANDA SHERMAN POWER STG 1 |  | PANDA_S_SHER1ST1 | GRAYSON | GAS | NORTH | 2014 | 333.6 | 333.6 | 333.6 | 333.6 | 333.6 | 333.6 | 333.6 | 333.6 | 333.6 | 333.6
208 | PANDA TEMPLE I POWER CTG 1 |  | PANDA_T1_TMPL1CT1 | BELL | GAS | NORTH | 2014 | 218.5 | 218.5 | 218.5 | 218.5 | 218.5 | 218.5 | 218.5 | 218.5 | 218.5 | 218.5
209 | PANDA TEMPLE I POWER CTG 2 |  | PANDA_T1_TMPL1CT2 | BELL | GAS | NORTH | 2014 | 218.5 | 218.5 | 218.5 | 218.5 | 218.5 | 218.5 | 218.5 | 218.5 | 218.5 | 218.5
210 | PANDA TEMPLE I POWER STG 1 |  | PANDA_T1_TMPL1ST1 | BELL | GAS | NORTH | 2014 | 333.6 | 333.6 | 333.6 | 333.6 | 333.6 | 333.6 | 333.6 | 333.6 | 333.6 | 333.6
211 | PANDA TEMPLE II POWER CTG 1 |  | PANDA_T2_TMPL2CT1 | BELL | GAS | NORTH | 2015 | 218.5 | 218.5 | 218.5 | 218.5 | 218.5 | 218.5 | 218.5 | 218.5 | 218.5 | 218.5
212 | PANDA TEMPLE II POWER CTG 2 |  | PANDA_T2_TMPL2CT2 | BELL | GAS | NORTH | 2015 | 218.5 | 218.5 | 218.5 | 218.5 | 218.5 | 218.5 | 218.5 | 218.5 | 218.5 | 218.5
213 | PANDA TEMPLE II POWER STG 1 |  | PANDA_T2_TMPL2ST1 | BELL | GAS | NORTH | 2015 | 333.6 | 333.6 | 333.6 | 333.6 | 333.6 | 333.6 | 333.6 | 333.6 | 333.6 | 333.6
214 | PARIS ENERGY CENTER CTG 1 |  | TNSKA_GT1 | LAMAR | GAS | NORTH | 1989 | 87 | 87 | 87 | 87 | 87 | 87 | 87 | 87 | 87 | 87
215 | PARIS ENERGY CENTER CTG 2 |  | TNSKA_GT2 | LAMAR | GAS | NORTH | 1989 | 87 | 87 | 87 | 87 | 87 | 87 | 87 | 87 | 87 | 87
216 | PARIS ENERGY CENTER STG 1 |  | TNSKA_STG | LAMAR | GAS | NORTH | 1990 | 89 | 89 | 89 | 89 | 89 | 89 | 89 | 89 | 89 | 89
217 | PASADENA COGEN FACILITY CTG 2 |  | PSG_PSG_GT2 | HARRIS | GAS | HOUSTON | 2000 | 176 | 176 | 176 | 176 | 176 | 176 | 176 | 176 | 176 | 176
218 | PASADENA COGEN FACILITY CTG 3 |  | PSG_PSG_GT3 | HARRIS | GAS | HOUSTON | 2000 | 176 | 176 | 176 | 176 | 176 | 176 | 176 | 176 | 176 | 176
219 | PASADENA COGEN FACILITY STG 2 |  | PSG_PSG_ST2 | HARRIS | GAS | HOUSTON | 2000 | 169 | 169 | 169 | 169 | 169 | 169 | 169 | 169 | 169 | 169
220 | PEARSALL ENGINE PLANT IC A |  | PEARSAL2_AGR_A | FRIO | GAS | SOUTH | 2012 | 50.6 | 50.6 | 50.6 | 50.6 | 50.6 | 50.6 | 50.6 | 50.6 | 50.6 | 50.6
221 | PEARSALL ENGINE PLANT IC B |  | PEARSAL2_AGR_B | FRIO | GAS | SOUTH | 2012 | 50.6 | 50.6 | 50.6 | 50.6 | 50.6 | 50.6 | 50.6 | 50.6 | 50.6 | 50.6
222 | PEARSALL ENGINE PLANT IC C |  | PEARSAL2_AGR_C | FRIO | GAS | SOUTH | 2012 | 50.6 | 50.6 | 50.6 | 50.6 | 50.6 | 50.6 | 50.6 | 50.6 | 50.6 | 50.6
223 | PEARSALL ENGINE PLANT IC D |  | PEARSAL2_AGR_D | FRIO | GAS | SOUTH | 2012 | 50.6 | 50.6 | 50.6 | 50.6 | 50.6 | 50.6 | 50.6 | 50.6 | 50.6 | 50.6
224 | PERMIAN BASIN CTG 1 |  | PB2SES_CT1 | WARD | GAS | WEST | 1988 | 79 | 79 | 79 | 79 | 79 | 79 | 79 | 79 | 79 | 79
225 | PERMIAN BASIN CTG 2 |  | PB2SES_CT2 | WARD | GAS | WEST | 1988 | 76 | 76 | 76 | 76 | 76 | 76 | 76 | 76 | 76 | 76
226 | PERMIAN BASIN CTG 3 |  | PB2SES_CT3 | WARD | GAS | WEST | 1988 | 78 | 78 | 78 | 78 | 78 | 78 | 78 | 78 | 78 | 78
227 | PERMIAN BASIN CTG 4 |  | PB2SES_CT4 | WARD | GAS | WEST | 1990 | 75 | 75 | 75 | 75 | 75 | 75 | 75 | 75 | 75 | 75
228 | PERMIAN BASIN CTG 5 |  | PB2SES_CT5 | WARD | GAS | WEST | 1990 | 79 | 79 | 79 | 79 | 79 | 79 | 79 | 79 | 79 | 79
229 | PHR PEAKERS (BAC) CTG 1 |  | BAC_CTG1 | GALVESTON | GAS | HOUSTON | 2018 | 65 | 65 | 65 | 65 | 65 | 65 | 65 | 65 | 65 | 65
230 | PHR PEAKERS (BAC) CTG 2 |  | BAC_CTG2 | GALVESTON | GAS | HOUSTON | 2018 | 65 | 65 | 65 | 65 | 65 | 65 | 65 | 65 | 65 | 65
231 | PHR PEAKERS (BAC) CTG 3 |  | BAC_CTG3 | GALVESTON | GAS | HOUSTON | 2018 | 65 | 65 | 65 | 65 | 65 | 65 | 65 | 65 | 65 | 65
232 | PHR PEAKERS (BAC) CTG 4 |  | BAC_CTG4 | GALVESTON | GAS | HOUSTON | 2018 | 65 | 65 | 65 | 65 | 65 | 65 | 65 | 65 | 65 | 65
233 | PHR PEAKERS (BAC) CTG 5 |  | BAC_CTG5 | GALVESTON | GAS | HOUSTON | 2018 | 64 | 64 | 64 | 64 | 64 | 64 | 64 | 64 | 64 | 64
234 | PHR PEAKERS (BAC) CTG 6 |  | BAC_CTG6 | GALVESTON | GAS | HOUSTON | 2018 | 65 | 65 | 65 | 65 | 65 | 65 | 65 | 65 | 65 | 65
235 | POWERLANE PLANT STG 1 |  | STEAM1A_STEAM_1 | HUNT | GAS | NORTH | 1966 | 17.5 | 17.5 | 17.5 | 17.5 | 17.5 | 17.5 | 17.5 | 17.5 | 17.5 | 17.5
236 | POWERLANE PLANT STG 2 |  | STEAM_STEAM_2 | HUNT | GAS | NORTH | 1967 | 23.5 | 23.5 | 23.5 | 23.5 | 23.5 | 23.5 | 23.5 | 23.5 | 23.5 | 23.5
237 | POWERLANE PLANT STG 3 |  | STEAM_STEAM_3 | HUNT | GAS | NORTH | 1978 | 39.5 | 39.5 | 39.5 | 39.5 | 39.5 | 39.5 | 39.5 | 39.5 | 39.5 | 39.5
238 | QUAIL RUN ENERGY CTG 1 |  | QALSW_GT1 | ECTOR | GAS | WEST | 2007 | 84 | 84 | 84 | 84 | 84 | 84 | 84 | 84 | 84 | 84
239 | QUAIL RUN ENERGY CTG 2 |  | QALSW_GT2 | ECTOR | GAS | WEST | 2007 | 86 | 86 | 86 | 86 | 86 | 86 | 86 | 86 | 86 | 86
240 | QUAIL RUN ENERGY CTG 3 |  | QALSW_GT3 | ECTOR | GAS | WEST | 2008 | 81 | 81 | 81 | 81 | 81 | 81 | 81 | 81 | 81 | 81
241 | QUAIL RUN ENERGY CTG 4 |  | QALSW_GT4 | ECTOR | GAS | WEST | 2008 | 81 | 81 | 81 | 81 | 81 | 81 | 81 | 81 | 81 | 81
242 | QUAIL RUN ENERGY STG 1 |  | QALSW_STG1 | ECTOR | GAS | WEST | 2007 | 98 | 98 | 98 | 98 | 98 | 98 | 98 | 98 | 98 | 98
243 | QUAIL RUN ENERGY STG 2 |  | QALSW_STG2 | ECTOR | GAS | WEST | 2008 | 98 | 98 | 98 | 98 | 98 | 98 | 98 | 98 | 98 | 98
244 | R MASSENGALE GT8 (LP&L) |  | R_MASSENGALE_8 | LUBBOCK | GAS | PANHANDLE | 2000 | 42 | 42 | 42 | 42 | 42 | 42 | 42 | 42 | 42 | 42
245 | R MASSENGALE ST7 (LP&L) |  | R_MASSENGALE_7 | LUBBOCK | GAS | PANHANDLE | 1959 | 18 | 18 | 18 | 18 | 18 | 18 | 18 | 18 | 18 | 18
246 | R W MILLER CTG 4 |  | MIL_MILLERG4 | PALO PINTO | GAS | NORTH | 1994 | 115 | 115 | 115 | 115 | 115 | 115 | 115 | 115 | 115 | 115
247 | R W MILLER CTG 5 |  | MIL_MILLERG5 | PALO PINTO | GAS | NORTH | 1994 | 115 | 115 | 115 | 115 | 115 | 115 | 115 | 115 | 115 | 115
248 | R W MILLER STG 1 |  | MIL_MILLERG1 | PALO PINTO | GAS | NORTH | 1968 | 75 | 75 | 75 | 75 | 75 | 75 | 75 | 75 | 75 | 75
249 | R W MILLER STG 2 |  | MIL_MILLERG2 | PALO PINTO | GAS | NORTH | 1972 | 120 | 120 | 120 | 120 | 120 | 120 | 120 | 120 | 120 | 120
250 | R W MILLER STG 3 |  | MIL_MILLERG3 | PALO PINTO | GAS | NORTH | 1975 | 208 | 208 | 208 | 208 | 208 | 208 | 208 | 208 | 208 | 208
251 | RAY OLINGER CTG 4 |  | OLINGR_OLING_4 | COLLIN | GAS | NORTH | 2001 | 84 | 84 | 84 | 84 | 84 | 84 | 84 | 84 | 84 | 84
252 | RAY OLINGER STG 1 |  | OLINGR_OLING_1 | COLLIN | GAS | NORTH | 1967 | 78 | 78 | 78 | 78 | 78 | 78 | 78 | 78 | 78 | 78
253 | RAY OLINGER STG 2 |  | OLINGR_OLING_2 | COLLIN | GAS | NORTH | 1971 | 107 | 107 | 107 | 107 | 107 | 107 | 107 | 107 | 107 | 107
254 | RAY OLINGER STG 3 |  | OLINGR_OLING_3 | COLLIN | GAS | NORTH | 1975 | 146 | 146 | 146 | 146 | 146 | 146 | 146 | 146 | 146 | 146
255 | REDGATE IC A |  | REDGATE_AGR_A | HIDALGO | GAS | SOUTH | 2016 | 56.3 | 56.3 | 56.3 | 56.3 | 56.3 | 56.3 | 56.3 | 56.3 | 56.3 | 56.3
256 | REDGATE IC B |  | REDGATE_AGR_B | HIDALGO | GAS | SOUTH | 2016 | 56.3 | 56.3 | 56.3 | 56.3 | 56.3 | 56.3 | 56.3 | 56.3 | 56.3 | 56.3
257 | REDGATE IC C |  | REDGATE_AGR_C | HIDALGO | GAS | SOUTH | 2016 | 56.3 | 56.3 | 56.3 | 56.3 | 56.3 | 56.3 | 56.3 | 56.3 | 56.3 | 56.3
258 | REDGATE IC D |  | REDGATE_AGR_D | HIDALGO | GAS | SOUTH | 2016 | 56.3 | 56.3 | 56.3 | 56.3 | 56.3 | 56.3 | 56.3 | 56.3 | 56.3 | 56.3
259 | RIO NOGALES POWER CTG 1 |  | RIONOG_CT1 | GUADALUPE | GAS | SOUTH | 2002 | 182 | 182 | 182 | 182 | 182 | 182 | 182 | 182 | 182 | 182
260 | RIO NOGALES POWER CTG 2 | 21INR0328 | RIONOG_CT2 | GUADALUPE | GAS | SOUTH | 2002 | 170 | 170 | 170 | 170 | 170 | 170 | 170 | 170 | 170 | 170
261 | RIO NOGALES POWER CTG 3 | 20INR0272 | RIONOG_CT3 | GUADALUPE | GAS | SOUTH | 2002 | 182 | 182 | 182 | 182 | 182 | 182 | 182 | 182 | 182 | 182
262 | RIO NOGALES POWER STG 4 |  | RIONOG_ST1 | GUADALUPE | GAS | SOUTH | 2002 | 314 | 314 | 314 | 314 | 314 | 314 | 314 | 314 | 314 | 314
263 | SAM RAYBURN POWER CTG 1 |  | RAYBURN_RAYBURG1 | VICTORIA | GAS | SOUTH | 1963 | 13.5 | 13.5 | 13.5 | 13.5 | 13.5 | 13.5 | 13.5 | 13.5 | 13.5 | 13.5
264 | SAM RAYBURN POWER CTG 2 |  | RAYBURN_RAYBURG2 | VICTORIA | GAS | SOUTH | 1963 | 13.5 | 13.5 | 13.5 | 13.5 | 13.5 | 13.5 | 13.5 | 13.5 | 13.5 | 13.5
265 | SAM RAYBURN POWER CTG 7 |  | RAYBURN_RAYBURG7 | VICTORIA | GAS | SOUTH | 2003 | 50 | 50 | 50 | 50 | 50 | 50 | 50 | 50 | 50 | 50
266 | SAM RAYBURN POWER CTG 8 |  | RAYBURN_RAYBURG8 | VICTORIA | GAS | SOUTH | 2003 | 51 | 51 | 51 | 51 | 51 | 51 | 51 | 51 | 51 | 51
267 | SAM RAYBURN POWER CTG 9 |  | RAYBURN_RAYBURG9 | VICTORIA | GAS | SOUTH | 2003 | 50 | 50 | 50 | 50 | 50 | 50 | 50 | 50 | 50 | 50
268 | SAM RAYBURN POWER STG 10 |  | RAYBURN_RAYBURG10 | VICTORIA | GAS | SOUTH | 2003 | 40 | 40 | 40 | 40 | 40 | 40 | 40 | 40 | 40 | 40
269 | SAN JACINTO SES CTG 1 |  | SJS_SJS_G1 | HARRIS | GAS | HOUSTON | 1995 | 87 | 87 | 87 | 87 | 87 | 87 | 87 | 87 | 87 | 87
270 | SAN JACINTO SES CTG 2 |  | SJS_SJS_G2 | HARRIS | GAS | HOUSTON | 1995 | 87 | 87 | 87 | 87 | 87 | 87 | 87 | 87 | 87 | 87
271 | SANDHILL ENERGY CENTER CTG 1 |  | SANDHSYD_SH1 | TRAVIS | GAS | SOUTH | 2001 | 48 | 48 | 48 | 48 | 48 | 48 | 48 | 48 | 48 | 48
272 | SANDHILL ENERGY CENTER CTG 2 |  | SANDHSYD_SH2 | TRAVIS | GAS | SOUTH | 2001 | 48 | 48 | 48 | 48 | 48 | 48 | 48 | 48 | 48 | 48
273 | SANDHILL ENERGY CENTER CTG 3 |  | SANDHSYD_SH3 | TRAVIS | GAS | SOUTH | 2001 | 48 | 48 | 48 | 48 | 48 | 48 | 48 | 48 | 48 | 48
274 | SANDHILL ENERGY CENTER CTG 4 |  | SANDHSYD_SH4 | TRAVIS | GAS | SOUTH | 2001 | 48 | 48 | 48 | 48 | 48 | 48 | 48 | 48 | 48 | 48
275 | SANDHILL ENERGY CENTER CTG 5A |  | SANDHSYD_SH_5A | TRAVIS | GAS | SOUTH | 2004 | 175 | 175 | 175 | 175 | 175 | 175 | 175 | 175 | 175 | 175
276 | SANDHILL ENERGY CENTER CTG 6 |  | SANDHSYD_SH6 | TRAVIS | GAS | SOUTH | 2010 | 48 | 48 | 48 | 48 | 48 | 48 | 48 | 48 | 48 | 48
277 | SANDHILL ENERGY CENTER CTG 7 |  | SANDHSYD_SH7 | TRAVIS | GAS | SOUTH | 2010 | 48 | 48 | 48 | 48 | 48 | 48 | 48 | 48 | 48 | 48
278 | SANDHILL ENERGY CENTER STG 5C |  | SANDHSYD_SH_5C | TRAVIS | GAS | SOUTH | 2004 | 150 | 150 | 150 | 150 | 150 | 150 | 150 | 150 | 150 | 150
279 | SILAS RAY CTG 10 |  | SILASRAY_SILAS_10 | CAMERON | GAS | COASTAL | 2004 | 46 | 46 | 46 | 46 | 46 | 46 | 46 | 46 | 46 | 46
280 | SILAS RAY POWER CTG 9 |  | SILASRAY_SILAS_9 | CAMERON | GAS | COASTAL | 1996 | 49 | 49 | 49 | 49 | 49 | 49 | 49 | 49 | 49 | 49
281 | SILAS RAY POWER STG 6 |  | SILASRAY_SILAS_6 | CAMERON | GAS | COASTAL | 1962 | 21 | 21 | 21 | 21 | 21 | 21 | 21 | 21 | 21 | 21
282 | SIM GIDEON STG 1 |  | GIDEON_GIDEONG1 | BASTROP | GAS | SOUTH | 1965 | 130 | 130 | 130 | 130 | 130 | 130 | 130 | 130 | 130 | 130
283 | SIM GIDEON STG 2 |  | GIDEON_GIDEONG2 | BASTROP | GAS | SOUTH | 1968 | 135 | 135 | 135 | 135 | 135 | 135 | 135 | 135 | 135 | 135
284 | SIM GIDEON STG 3 |  | GIDEON_GIDEONG3 | BASTROP | GAS | SOUTH | 1972 | 340 | 340 | 340 | 340 | 340 | 340 | 340 | 340 | 340 | 340
285 | SKY GLOBAL POWER ONE IC A |  | SKY1_SKY1A | COLORADO | GAS | SOUTH | 2016 | 26.7 | 26.7 | 26.7 | 26.7 | 26.7 | 26.7 | 26.7 | 26.7 | 26.7 | 26.7
286 | SKY GLOBAL POWER ONE IC B |  | SKY1_SKY1B | COLORADO | GAS | SOUTH | 2016 | 26.7 | 26.7 | 26.7 | 26.7 | 26.7 | 26.7 | 26.7 | 26.7 | 26.7 | 26.7
287 | STRYKER CREEK STG 1 |  | SCSES_UNIT1A | CHEROKEE | GAS | NORTH | 1958 | 167 | 167 | 167 | 167 | 167 | 167 | 167 | 167 | 167 | 167
288 | STRYKER CREEK STG 2 |  | SCSES_UNIT2 | CHEROKEE | GAS | NORTH | 1965 | 502 | 502 | 502 | 502 | 502 | 502 | 502 | 502 | 502 | 502
289 | T H WHARTON CTG 1 |  | THW_THWGT_1 | HARRIS | GAS | HOUSTON | 1967 | 13 | 13 | 13 | 13 | 13 | 13 | 13 | 13 | 13 | 13
290 | T H WHARTON POWER CTG 31 |  | THW_THWGT31 | HARRIS | GAS | HOUSTON | 1972 | 69 | 69 | 69 | 69 | 69 | 69 | 69 | 69 | 69 | 69
291 | T H WHARTON POWER CTG 32 |  | THW_THWGT32 | HARRIS | GAS | HOUSTON | 1972 | 69 | 69 | 69 | 69 | 69 | 69 | 69 | 69 | 69 | 69
292 | T H WHARTON POWER CTG 33 |  | THW_THWGT33 | HARRIS | GAS | HOUSTON | 1972 | 69 | 69 | 69 | 69 | 69 | 69 | 69 | 69 | 69 | 69
293 | T H WHARTON POWER CTG 34 |  | THW_THWGT34 | HARRIS | GAS | HOUSTON | 1972 | 69 | 69 | 69 | 69 | 69 | 69 | 69 | 69 | 69 | 69
294 | T H WHARTON POWER CTG 41 |  | THW_THWGT41 | HARRIS | GAS | HOUSTON | 1972 | 69 | 69 | 69 | 69 | 69 | 69 | 69 | 69 | 69 | 69
295 | T H WHARTON POWER CTG 42 |  | THW_THWGT42 | HARRIS | GAS | HOUSTON | 1972 | 69 | 69 | 69 | 69 | 69 | 69 | 69 | 69 | 69 | 69
296 | T H WHARTON POWER CTG 43 |  | THW_THWGT43 | HARRIS | GAS | HOUSTON | 1974 | 69 | 69 | 69 | 69 | 69 | 69 | 69 | 69 | 69 | 69
297 | T H WHARTON POWER CTG 44 |  | THW_THWGT44 | HARRIS | GAS | HOUSTON | 1974 | 69 | 69 | 69 | 69 | 69 | 69 | 69 | 69 | 69 | 69
298 | T H WHARTON POWER CTG 51 |  | THW_THWGT51 | HARRIS | GAS | HOUSTON | 1975 | 65 | 65 | 65 | 65 | 65 | 65 | 65 | 65 | 65 | 65
299 | T H WHARTON POWER CTG 52 |  | THW_THWGT52 | HARRIS | GAS | HOUSTON | 1975 | 65 | 65 | 65 | 65 | 65 | 65 | 65 | 65 | 65 | 65
300 | T H WHARTON POWER CTG 53 |  | THW_THWGT53 | HARRIS | GAS | HOUSTON | 1975 | 65 | 65 | 65 | 65 | 65 | 65 | 65 | 65 | 65 | 65
301 | T H WHARTON POWER CTG 54 |  | THW_THWGT54 | HARRIS | GAS | HOUSTON | 1975 | 65 | 65 | 65 | 65 | 65 | 65 | 65 | 65 | 65 | 65
302 | T H WHARTON POWER CTG 55 |  | THW_THWGT55 | HARRIS | GAS | HOUSTON | 1975 | 65 | 65 | 65 | 65 | 65 | 65 | 65 | 65 | 65 | 65
303 | T H WHARTON POWER CTG 56 |  | THW_THWGT56 | HARRIS | GAS | HOUSTON | 1975 | 65 | 65 | 65 | 65 | 65 | 65 | 65 | 65 | 65 | 65
304 | T H WHARTON POWER STG 3 |  | THW_THWST_3 | HARRIS | GAS | HOUSTON | 1974 | 110 | 110 | 110 | 110 | 110 | 110 | 110 | 110 | 110 | 110
305 | T H WHARTON POWER STG 4 |  | THW_THWST_4 | HARRIS | GAS | HOUSTON | 1974 | 110 | 110 | 110 | 110 | 110 | 110 | 110 | 110 | 110 | 110
306 | TEXAS CITY POWER CTG A |  | TXCTY_CTA | GALVESTON | GAS | HOUSTON | 2000 | 102.4 | 102.4 | 102.4 | 102.4 | 102.4 | 102.4 | 102.4 | 102.4 | 102.4 | 102.4
307 | TEXAS CITY POWER CTG B |  | TXCTY_CTB | GALVESTON | GAS | HOUSTON | 2000 | 102.4 | 102.4 | 102.4 | 102.4 | 102.4 | 102.4 | 102.4 | 102.4 | 102.4 | 102.4
308 | TEXAS CITY POWER CTG C |  | TXCTY_CTC | GALVESTON | GAS | HOUSTON | 2000 | 102.4 | 102.4 | 102.4 | 102.4 | 102.4 | 102.4 | 102.4 | 102.4 | 102.4 | 102.4
309 | TEXAS CITY POWER STG |  | TXCTY_ST | GALVESTON | GAS | HOUSTON | 2000 | 131.5 | 131.5 | 131.5 | 131.5 | 131.5 | 131.5 | 131.5 | 131.5 | 131.5 | 131.5
310 | TEXAS GULF SULPHUR CTG 1 |  | TGF_TGFGT_1 | WHARTON | GAS | SOUTH | 1985 | 80 | 80 | 80 | 80 | 80 | 80 | 80 | 80 | 80 | 80
311 | TRINIDAD STG 6 |  | TRSES_UNIT6 | HENDERSON | GAS | NORTH | 1965 | 235 | 235 | 235 | 235 | 235 | 235 | 235 | 235 | 235 | 235
312 | TY COOKE GT 2 (LP&L) |  | TY_COOKE_GT2 | LUBBOCK | GAS | PANHANDLE | 1971 | 16 | 16 | 16 | 16 | 16 | 16 | 16 | 16 | 16 | 16
313 | TY COOKE GT 3 (LP&L) |  | TY_COOKE_GT3 | LUBBOCK | GAS | PANHANDLE | 1974 | 17 | 17 | 17 | 17 | 17 | 17 | 17 | 17 | 17 | 17
314 | V H BRAUNIG CTG 5 |  | BRAUNIG_VHB6CT5 | BEXAR | GAS | SOUTH | 2009 | 48 | 48 | 48 | 48 | 48 | 48 | 48 | 48 | 48 | 48
315 | V H BRAUNIG CTG 6 |  | BRAUNIG_VHB6CT6 | BEXAR | GAS | SOUTH | 2009 | 48 | 48 | 48 | 48 | 48 | 48 | 48 | 48 | 48 | 48
316 | V H BRAUNIG CTG 7 |  | BRAUNIG_VHB6CT7 | BEXAR | GAS | SOUTH | 2009 | 48 | 48 | 48 | 48 | 48 | 48 | 48 | 48 | 48 | 48
317 | V H BRAUNIG CTG 8 |  | BRAUNIG_VHB6CT8 | BEXAR | GAS | SOUTH | 2009 | 47 | 47 | 47 | 47 | 47 | 47 | 47 | 47 | 47 | 47
318 | V H BRAUNIG STG 1 |  | BRAUNIG_VHB1 | BEXAR | GAS | SOUTH | 1966 | 217 | 217 | 217 | 217 | 217 | 217 | 217 | 217 | 217 | 217
319 | V H BRAUNIG STG 2 |  | BRAUNIG_VHB2 | BEXAR | GAS | SOUTH | 1968 | 230 | 230 | 230 | 230 | 230 | 230 | 230 | 230 | 230 | 230
320 | V H BRAUNIG STG 3 |  | BRAUNIG_VHB3 | BEXAR | GAS | SOUTH | 1970 | 412 | 412 | 412 | 412 | 412 | 412 | 412 | 412 | 412 | 412
321 | VICTORIA CITY (CITYVICT) CTG 1 |  | CITYVICT_CTG01 | VICTORIA | GAS | SOUTH | 2020 | 49.8 | 49.8 | 49.8 | 49.8 | 49.8 | 49.8 | 49.8 | 49.8 | 49.8 | 49.8
322 | VICTORIA CITY (CITYVICT) CTG 2 |  | CITYVICT_CTG02 | VICTORIA | GAS | SOUTH | 2020 | 49.8 | 49.8 | 49.8 | 49.8 | 49.8 | 49.8 | 49.8 | 49.8 | 49.8 | 49.8
323 | VICTORIA PORT (VICTPORT) CTG 1 |  | VICTPORT_CTG01 | VICTORIA | GAS | SOUTH | 2019 | 49.8 | 49.8 | 49.8 | 49.8 | 49.8 | 49.8 | 49.8 | 49.8 | 49.8 | 49.8
324 | VICTORIA PORT (VICTPORT) CTG 2 |  | VICTPORT_CTG02 | VICTORIA | GAS | SOUTH | 2019 | 49.8 | 49.8 | 49.8 | 49.8 | 49.8 | 49.8 | 49.8 | 49.8 | 49.8 | 49.8
325 | VICTORIA POWER CTG 6 |  | VICTORIA_VICTORG6 | VICTORIA | GAS | SOUTH | 2009 | 171 | 171 | 171 | 171 | 171 | 171 | 171 | 171 | 171 | 171
326 | VICTORIA POWER STG 5 |  | VICTORIA_VICTORG5 | VICTORIA | GAS | SOUTH | 1963 | 132 | 132 | 132 | 132 | 132 | 132 | 132 | 132 | 132 | 132
327 | W A PARISH CTG 1 |  | WAP_WAPGT_1 | FORT BEND | GAS | HOUSTON | 1967 | 13 | 13 | 13 | 13 | 13 | 13 | 13 | 13 | 13 | 13
328 | W A PARISH STG 1 |  | WAP_WAP_G1 | FORT BEND | GAS | HOUSTON | 1958 | 169 | 169 | 169 | 169 | 169 | 169 | 169 | 169 | 169 | 169
329 | W A PARISH STG 2 |  | WAP_WAP_G2 | FORT BEND | GAS | HOUSTON | 1958 | 169 | 169 | 169 | 169 | 169 | 169 | 169 | 169 | 169 | 169
330 | W A PARISH STG 3 |  | WAP_WAP_G3 | FORT BEND | GAS | HOUSTON | 1961 | 258 | 258 | 258 | 258 | 258 | 258 | 258 | 258 | 258 | 258
331 | W A PARISH STG 4 |  | WAP_WAP_G4 | FORT BEND | GAS | HOUSTON | 1968 | 552 | 552 | 552 | 552 | 552 | 552 | 552 | 552 | 552 | 552
332 | WICHITA FALLS CTG 1 |  | WFCOGEN_UNIT1 | WICHITA | GAS | WEST | 1987 | 20 | 20 | 20 | 20 | 20 | 20 | 20 | 20 | 20 | 20
333 | WICHITA FALLS CTG 2 |  | WFCOGEN_UNIT2 | WICHITA | GAS | WEST | 1987 | 20 | 20 | 20 | 20 | 20 | 20 | 20 | 20 | 20 | 20
334 | WICHITA FALLS CTG 3 |  | WFCOGEN_UNIT3 | WICHITA | GAS | WEST | 1987 | 20 | 20 | 20 | 20 | 20 | 20 | 20 | 20 | 20 | 20
335 | WICHITA FALLS STG 4 |  | WFCOGEN_UNIT4 | WICHITA | GAS | WEST | 1987 | 16 | 16 | 16 | 16 | 16 | 16 | 16 | 16 | 16 | 16
336 | WINCHESTER POWER PARK CTG 1 |  | WIPOPA_WPP_G1 | FAYETTE | GAS | SOUTH | 2009 | 46 | 46 | 46 | 46 | 46 | 46 | 46 | 46 | 46 | 46
337 | WINCHESTER POWER PARK CTG 2 |  | WIPOPA_WPP_G2 | FAYETTE | GAS | SOUTH | 2009 | 46 | 46 | 46 | 46 | 46 | 46 | 46 | 46 | 46 | 46
338 | WINCHESTER POWER PARK CTG 3 |  | WIPOPA_WPP_G3 | FAYETTE | GAS | SOUTH | 2009 | 46 | 46 | 46 | 46 | 46 | 46 | 46 | 46 | 46 | 46
339 | WINCHESTER POWER PARK CTG 4 |  | WIPOPA_WPP_G4 | FAYETTE | GAS | SOUTH | 2009 | 46 | 46 | 46 | 46 | 46 | 46 | 46 | 46 | 46 | 46
340 | WISE-TRACTEBEL POWER CTG 1 | 20INR0286 | WCPP_CT1 | WISE | GAS | NORTH | 2004 | 263.8 | 263.8 | 263.8 | 263.8 | 263.8 | 263.8 | 263.8 | 263.8 | 263.8 | 263.8
341 | WISE-TRACTEBEL POWER CTG 2 | 20INR0286 | WCPP_CT2 | WISE | GAS | NORTH | 2004 | 263.8 | 263.8 | 263.8 | 263.8 | 263.8 | 263.8 | 263.8 | 263.8 | 263.8 | 263.8
342 | WISE-TRACTEBEL POWER STG 1 | 20INR0286 | WCPP_ST1 | WISE | GAS | NORTH | 2004 | 298 | 298 | 298 | 298 | 298 | 298 | 298 | 298 | 298 | 298
343 | WOLF HOLLOW 2 CTG 4 | 18INR0076 | WHCCS2_CT4 | HOOD | GAS | NORTH | 2017 | 353.3 | 353.3 | 353.3 | 353.3 | 353.3 | 353.3 | 353.3 | 353.3 | 353.3 | 353.3
344 | WOLF HOLLOW 2 CTG 5 | 18INR0076 | WHCCS2_CT5 | HOOD | GAS | NORTH | 2017 | 354.6 | 354.6 | 354.6 | 354.6 | 354.6 | 354.6 | 354.6 | 354.6 | 354.6 | 354.6
345 | WOLF HOLLOW 2 STG 6 | 18INR0076 | WHCCS2_STG6 | HOOD | GAS | NORTH | 2017 | 485.1 | 485.1 | 485.1 | 485.1 | 485.1 | 485.1 | 485.1 | 485.1 | 485.1 | 485.1
346 | WOLF HOLLOW POWER CTG 1 |  | WHCCS_CT1 | HOOD | GAS | NORTH | 2002 | 249 | 249 | 249 | 249 | 249 | 249 | 249 | 249 | 249 | 249
347 | WOLF HOLLOW POWER CTG 2 |  | WHCCS_CT2 | HOOD | GAS | NORTH | 2002 | 249 | 249 | 249 | 249 | 249 | 249 | 249 | 249 | 249 | 249
348 | WOLF HOLLOW POWER STG |  | WHCCS_STG | HOOD | GAS | NORTH | 2002 | 293 | 293 | 293 | 293 | 293 | 293 | 293 | 293 | 293 | 293
349 | NACOGDOCHES POWER |  | NACPW_UNIT1 | NACOGDOCHES | BIOMASS | NORTH | 2012 | 105 | 105 | 105 | 105 | 105 | 105 | 105 | 105 | 105 | 105
350 | BIOENERGY AUSTIN WALZEM RD LFG |  | DG_WALZE_4UNITS | BEXAR | BIOMASS | SOUTH | 2002 | 9.8 | 9.8 | 9.8 | 9.8 | 9.8 | 9.8 | 9.8 | 9.8 | 9.8 | 9.8
351 | BIOENERGY TEXAS COVEL GARDENS LFG |  | DG_MEDIN_1UNIT | BEXAR | BIOMASS | SOUTH | 2005 | 9.6 | 9.6 | 9.6 | 9.6 | 9.6 | 9.6 | 9.6 | 9.6 | 9.6 | 9.6
352 | FARMERS BRANCH LANDFILL GAS TO ENERGY |  | DG_HBR_2UNITS | DENTON | BIOMASS | NORTH | 2011 | 3.2 | 3.2 | 3.2 | 3.2 | 3.2 | 3.2 | 3.2 | 3.2 | 3.2 | 3.2
353 | GRAND PRAIRIE LFG |  | DG_TRIRA_1UNIT | DALLAS | BIOMASS | NORTH | 2015 | 4 | 4 | 4 | 4 | 4 | 4 | 4 | 4 | 4 | 4
354 | NELSON GARDENS LFG |  | DG_78252_4UNITS | BEXAR | BIOMASS | SOUTH | 2013 | 4.2 | 4.2 | 4.2 | 4.2 | 4.2 | 4.2 | 4.2 | 4.2 | 4.2 | 4.2
355 | SKYLINE LFG |  | DG_FERIS_4 UNITS | DALLAS | BIOMASS | NORTH | 2007 | 6.4 | 6.4 | 6.4 | 6.4 | 6.4 | 6.4 | 6.4 | 6.4 | 6.4 | 6.4
356 | WM RENEWABLE-AUSTIN LFG |  | DG_SPRIN_4UNITS | TRAVIS | BIOMASS | SOUTH | 2007 | 6.4 | 6.4 | 6.4 | 6.4 | 6.4 | 6.4 | 6.4 | 6.4 | 6.4 | 6.4
357 | WM RENEWABLE-BIOENERGY PARTNERS LFG |  | DG_BIOE_2UNITS | DENTON | BIOMASS | NORTH | 1988 | 6.2 | 6.2 | 6.2 | 6.2 | 6.2 | 6.2 | 6.2 | 6.2 | 6.2 | 6.2
358 | WM RENEWABLE-DFW GAS RECOVERY LFG |  | DG_BIO2_4UNITS | DENTON | BIOMASS | NORTH | 2009 | 6.4 | 6.4 | 6.4 | 6.4 | 6.4 | 6.4 | 6.4 | 6.4 | 6.4 | 6.4
359 | WM RENEWABLE-MESQUITE CREEK LFG |  | DG_FREIH_2UNITS | COMAL | BIOMASS | SOUTH | 2011 | 3.2 | 3.2 | 3.2 | 3.2 | 3.2 | 3.2 | 3.2 | 3.2 | 3.2 | 3.2
360 | WM RENEWABLE-WESTSIDE LFG |  | DG_WSTHL_3UNITS | PARKER | BIOMASS | NORTH | 2010 | 4.8 | 4.8 | 4.8 | 4.8 | 4.8 | 4.8 | 4.8 | 4.8 | 4.8 | 4.8
361 | Operational Capacity Total (Nuclear, Coal, Gas, Biomass) | [6 empty] | 67789.4 | 67789.4 | 67789.4 | 67789.4 | 67789.4 | 67789.4 | 67789.4 | 67789.4 | 67789.4 | 67789.4
362
363 | Operational Resources (Hydro)
364 | AMISTAD HYDRO 1 |  | AMISTAD_AMISTAG1 | VAL VERDE | HYDRO | WEST | 1983 | 37.9 | 37.9 | 37.9 | 37.9 | 37.9 | 37.9 | 37.9 | 37.9 | 37.9 | 37.9
365 | AMISTAD HYDRO 2 |  | AMISTAD_AMISTAG2 | VAL VERDE | HYDRO | WEST | 1983 | 37.9 | 37.9 | 37.9 | 37.9 | 37.9 | 37.9 | 37.9 | 37.9 | 37.9 | 37.9
366 | AUSTIN HYDRO 1 |  | AUSTPL_AUSTING1 | TRAVIS | HYDRO | SOUTH | 1940 | 8 | 8 | 8 | 8 | 8 | 8 | 8 | 8 | 8 | 8
367 | AUSTIN HYDRO 2 |  | AUSTPL_AUSTING2 | TRAVIS | HYDRO | SOUTH | 1940 | 9 | 9 | 9 | 9 | 9 | 9 | 9 | 9 | 9 | 9
368 | BUCHANAN HYDRO 1 |  | BUCHAN_BUCHANG1 | LLANO | HYDRO | SOUTH | 1938 | 16 | 16 | 16 | 16 | 16 | 16 | 16 | 16 | 16 | 16
369 | BUCHANAN HYDRO 2 |  | BUCHAN_BUCHANG2 | LLANO | HYDRO | SOUTH | 1938 | 16 | 16 | 16 | 16 | 16 | 16 | 16 | 16 | 16 | 16
370 | BUCHANAN HYDRO 3 |  | BUCHAN_BUCHANG3 | LLANO | HYDRO | SOUTH | 1950 | 17 | 17 | 17 | 17 | 17 | 17 | 17 | 17 | 17 | 17
371 | DENISON DAM 1 |  | DNDAM_DENISOG1 | GRAYSON | HYDRO | NORTH | 1944 | 40 | 40 | 40 | 40 | 40 | 40 | 40 | 40 | 40 | 40
372 | DENISON DAM 2 |  | DNDAM_DENISOG2 | GRAYSON | HYDRO | NORTH | 1948 | 40 | 40 | 40 | 40 | 40 | 40 | 40 | 40 | 40 | 40
373 | EAGLE PASS HYDRO |  | EAGLE_HY_EAGLE_HY1 | MAVERICK | HYDRO | SOUTH | 2005 | 9.6 | 9.6 | 9.6 | 9.6 | 9.6 | 9.6 | 9.6 | 9.6 | 9.6 | 9.6
374 | FALCON HYDRO 1 |  | FALCON_FALCONG1 | STARR | HYDRO | SOUTH | 1954 | 12 | 12 | 12 | 12 | 12 | 12 | 12 | 12 | 12 | 12
375 | FALCON HYDRO 2 |  | FALCON_FALCONG2 | STARR | HYDRO | SOUTH | 1954 | 12 | 12 | 12 | 12 | 12 | 12 | 12 | 12 | 12 | 12
376 | FALCON HYDRO 3 |  | FALCON_FALCONG3 | STARR | HYDRO | SOUTH | 1954 | 12 | 12 | 12 | 12 | 12 | 12 | 12 | 12 | 12 | 12
377 | GRANITE SHOALS HYDRO 1 |  | WIRTZ_WIRTZ_G1 | BURNET | HYDRO | SOUTH | 1951 | 29 | 29 | 29 | 29 | 29 | 29 | 29 | 29 | 29 | 29
378 | GRANITE SHOALS HYDRO 2 |  | WIRTZ_WIRTZ_G2 | BURNET | HYDRO | SOUTH | 1951 | 29 | 29 | 29 | 29 | 29 | 29 | 29 | 29 | 29 | 29
379 | GUADALUPE BLANCO RIVER AUTH-CANYON |  | CANYHY_CANYHYG1 | COMAL | HYDRO | SOUTH | 1989 | 6 | 6 | 6 | 6 | 6 | 6 | 6 | 6 | 6 | 6
380 | INKS HYDRO 1 |  | INKSDA_INKS_G1 | LLANO | HYDRO | SOUTH | 1938 | 14 | 14 | 14 | 14 | 14 | 14 | 14 | 14 | 14 | 14
381 | MARBLE FALLS HYDRO 1 |  | MARBFA_MARBFAG1 | BURNET | HYDRO | SOUTH | 1951 | 21 | 21 | 21 | 21 | 21 | 21 | 21 | 21 | 21 | 21
382 | MARBLE FALLS HYDRO 2 |  | MARBFA_MARBFAG2 | BURNET | HYDRO | SOUTH | 1951 | 20 | 20 | 20 | 20 | 20 | 20 | 20 | 20 | 20 | 20
383 | MARSHALL FORD HYDRO 1 |  | MARSFO_MARSFOG1 | TRAVIS | HYDRO | SOUTH | 1941 | 36 | 36 | 36 | 36 | 36 | 36 | 36 | 36 | 36 | 36
384 | MARSHALL FORD HYDRO 2 |  | MARSFO_MARSFOG2 | TRAVIS | HYDRO | SOUTH | 1941 | 36 | 36 | 36 | 36 | 36 | 36 | 36 | 36 | 36 | 36
385 | MARSHALL FORD HYDRO 3 |  | MARSFO_MARSFOG3 | TRAVIS | HYDRO | SOUTH | 1941 | 36 | 36 | 36 | 36 | 36 | 36 | 36 | 36 | 36 | 36
386 | WHITNEY DAM HYDRO |  | WND_WHITNEY1 | BOSQUE | HYDRO | NORTH | 1953 | 22 | 22 | 22 | 22 | 22 | 22 | 22 | 22 | 22 | 22
387 | WHITNEY DAM HYDRO 2 |  | WND_WHITNEY2 | BOSQUE | HYDRO | NORTH | 1953 | 22 | 22 | 22 | 22 | 22 | 22 | 22 | 22 | 22 | 22
388 | Operational Capacity Total (Hydro) | [6 empty] | 538.4 | 538.4 | 538.4 | 538.4 | 538.4 | 538.4 | 538.4 | 538.4 | 538.4 | 538.4
389 | Hydro Capacity Contribution (Top 20 Hours) |  | HYDRO_CAP_CONT |  |  |  |  | 420.4 | 420.4 | 420.4 | 420.4 | 420.4 | 420.4 | 420.4 | 420.4 | 420.4 | 420.4
390
391 | Operational Hydro Resources, Settlement Only Distributed Generators (SODGs)
392 | ARLINGTON OUTLET HYDROELECTRIC FACILITY |  | DG_OAKHL_1UNIT | TARRANT | HYDRO | NORTH | 2014 | 1.4 | 1.4 | 1.4 | 1.4 | 1.4 | 1.4 | 1.4 | 1.4 | 1.4 | 1.4
393 | GUADALUPE BLANCO RIVER AUTH-LAKEWOOD TAP |  | DG_LKWDT_2UNITS | GONZALES | HYDRO | SOUTH | 1931 | 4.8 | 4.8 | 4.8 | 4.8 | 4.8 | 4.8 | 4.8 | 4.8 | 4.8 | 4.8
394 | GUADALUPE BLANCO RIVER AUTH-MCQUEENEY |  | DG_MCQUE_5UNITS | GUADALUPE | HYDRO | SOUTH | 1928 | 7.7 | 7.7 | 7.7 | 7.7 | 7.7 | 7.7 | 7.7 | 7.7 | 7.7 | 7.7
395 | GUADALUPE BLANCO RIVER AUTH-SCHUMANSVILLE |  | DG_SCHUM_2UNITS | GUADALUPE | HYDRO | SOUTH | 1928 | 3.6 | 3.6 | 3.6 | 3.6 | 3.6 | 3.6 | 3.6 | 3.6 | 3.6 | 3.6
396 | LEWISVILLE HYDRO-CITY OF GARLAND |  | DG_LWSVL_1UNIT | DENTON | HYDRO | NORTH | 1991 | 2.2 | 2.2 | 2.2 | 2.2 | 2.2 | 2.2 | 2.2 | 2.2 | 2.2 | 2.2
397 | Operational Hydro Resources Total, Settlement Only Distributed Generators (SODGs) | [6 empty] | 19.7 | 19.7 | 19.7 | 19.7 | 19.7 | 19.7 | 19.7 | 19.7 | 19.7 | 19.7
398 | Hydro SODG Capacity Contribution (Highest 20 Peak Load Hours) | [6 empty] | 15.3824 | 15.3824 | 15.3824 | 15.3824 | 15.3824 | 15.3824 | 15.3824 | 15.3824 | 15.3824 | 15.3824
399
400 | Operational Capacity Unavailable due to Extended Outage or Derate |  | OPERATION_UNAVAIL |  |  |  |  | -4.685 | -4.685 | -4.685 | -4.685 | -4.685 | -4.685 | -4.685 | -4.685 | -4.685 | -4.685
401 | Operational Capacity Total (Including Hydro) |  | OPERATION_TOTAL |  |  |  |  | 68220.4974 | 68220.4974 | 68220.4974 | 68220.4974 | 68220.4974 | 68220.4974 | 68220.4974 | 68220.4974 | 68220.4974 | 68220.4974
402
403 | Operational Resources (Switchable)
404 | ANTELOPE IC 1 |  | AEEC_ANTLP_1 | HALE | GAS | PANHANDLE | 2016 | 56 | 56 | 56 | 56 | 56 | 56 | 56 | 56 | 56 | 56
405 | ANTELOPE IC 2 |  | AEEC_ANTLP_2 | HALE | GAS | PANHANDLE | 2016 | 56 | 56 | 56 | 56 | 56 | 56 | 56 | 56 | 56 | 56
406 | ANTELOPE IC 3 |  | AEEC_ANTLP_3 | HALE | GAS | PANHANDLE | 2016 | 56 | 56 | 56 | 56 | 56 | 56 | 56 | 56 | 56 | 56
407 | ELK STATION CTG 1 |  | AEEC_ELK_1 | HALE | GAS | PANHANDLE | 2016 | 200 | 200 | 200 | 200 | 200 | 200 | 200 | 200 | 200 | 200
408 | ELK STATION CTG 2 |  | AEEC_ELK_2 | HALE | GAS | PANHANDLE | 2016 | 200 | 200 | 200 | 200 | 200 | 200 | 200 | 200 | 200 | 200
409 | TENASKA FRONTIER STATION CTG 1 |  | FTR_FTR_G1 | GRIMES | GAS | NORTH | 2000 | 180 | 180 | 180 | 180 | 180 | 180 | 180 | 180 | 180 | 180
410 | TENASKA FRONTIER STATION CTG 2 |  | FTR_FTR_G2 | GRIMES | GAS | NORTH | 2000 | 180 | 180 | 180 | 180 | 180 | 180 | 180 | 180 | 180 | 180
411 | TENASKA FRONTIER STATION CTG 3 |  | FTR_FTR_G3 | GRIMES | GAS | NORTH | 2000 | 180 | 180 | 180 | 180 | 180 | 180 | 180 | 180 | 180 | 180
412 | TENASKA FRONTIER STATION STG 4 |  | FTR_FTR_G4 | GRIMES | GAS | NORTH | 2000 | 400 | 400 | 400 | 400 | 400 | 400 | 400 | 400 | 400 | 400
413 | TENASKA GATEWAY STATION CTG 1 |  | TGCCS_CT1 | RUSK | GAS | NORTH | 2001 | 162 | 162 | 162 | 162 | 162 | 162 | 162 | 162 | 162 | 162
414 | TENASKA GATEWAY STATION CTG 2 |  | TGCCS_CT2 | RUSK | GAS | NORTH | 2001 | 179 | 179 | 179 | 179 | 179 | 179 | 179 | 179 | 179 | 179
415 | TENASKA GATEWAY STATION CTG 3 |  | TGCCS_CT3 | RUSK | GAS | NORTH | 2001 | 178 | 178 | 178 | 178 | 178 | 178 | 178 | 178 | 178 | 178
416 | TENASKA GATEWAY STATION STG 4 |  | TGCCS_UNIT4 | RUSK | GAS | NORTH | 2001 | 389 | 389 | 389 | 389 | 389 | 389 | 389 | 389 | 389 | 389
417 | TENASKA KIAMICHI STATION 1CT101 |  | KMCHI_1CT101 | FANNIN | GAS | NORTH | 2003 | 167 | 167 | 167 | 167 | 167 | 167 | 167 | 167 | 167 | 167
418 | TENASKA KIAMICHI STATION 1CT201 |  | KMCHI_1CT201 | FANNIN | GAS | NORTH | 2003 | 164 | 164 | 164 | 164 | 164 | 164 | 164 | 164 | 164 | 164
419 | TENASKA KIAMICHI STATION 1ST |  | KMCHI_1ST | FANNIN | GAS | NORTH | 2003 | 310 | 310 | 310 | 310 | 310 | 310 | 310 | 310 | 310 | 310
420 | TENASKA KIAMICHI STATION 2CT101 |  | KMCHI_2CT101 | FANNIN | GAS | NORTH | 2003 | 170 | 170 | 170 | 170 | 170 | 170 | 170 | 170 | 170 | 170
421 | TENASKA KIAMICHI STATION 2CT201 |  | KMCHI_2CT201 | FANNIN | GAS | NORTH | 2003 | 173 | 173 | 173 | 173 | 173 | 173 | 173 | 173 | 173 | 173
422 | TENASKA KIAMICHI STATION 2ST |  | KMCHI_2ST | FANNIN | GAS | NORTH | 2003 | 310 | 310 | 310 | 310 | 310 | 310 | 310 | 310 | 310 | 310
423 | Switchable Capacity Total | [6 empty] | 3710 | 3710 | 3710 | 3710 | 3710 | 3710 | 3710 | 3710 | 3710 | 3710
424
425 | Switchable Capacity Unavailable to ERCOT
426 | ANTELOPE IC 1 |  | AEEC_ANTLP_1_UNAVAIL | HALE | GAS | PANHANDLE | 2017 | -56 | -56 | -56 | -56 | -56 | -56 | -56 | -56 | -56 | -56
427 | ANTELOPE IC 2 |  | AEEC_ANTLP_2_UNAVAIL | HALE | GAS | PANHANDLE | 2017 | -56 | -56 | -56 | -56 | -56 | -56 | -56 | -56 | -56 | -56
428 | ANTELOPE IC 3 |  | AEEC_ANTLP_3_UNAVAIL | HALE | GAS | PANHANDLE | 2017 | -56 | -56 | -56 | -56 | -56 | -56 | -56 | -56 | -56 | -56
429 | ELK STATION CTG 1 |  | AEEC_ELK_1_UNAVAIL | HALE | GAS | PANHANDLE | 2017 | -200 | -200 | -200 | -200 | -200 | -200 | -200 | -200 | -200 | -200
430 | ELK STATION CTG 2 |  | AEEC_ELK_2_UNAVAIL | HALE | GAS | PANHANDLE | 2017 | -200 | -200 | -200 | -200 | -200 | -200 | -200 | -200 | -200 | -200
431 | TENASKA FRONTIER STATION |  | FTR_FTR_UNAVAIL | GRIMES | GAS | NORTH | 2016 | 0 | 0 | 0 | 0 | 0 | 0 | 0 | 0 | 0 | 0
432 | Switchable Capacity Unavailable to ERCOT |  | SWITCH_UNAVAIL |  |  |  |  | -568 | -568 | -568 | -568 | -568 | -568 | -568 | -568 | -568 | -568
433
434 | Available Mothball Capacity based on Owner's Return Probability |  | MOTH_AVAIL |  |  |  |  | 0 | 0 | 0 | 0 | 0 | 0 | 0 | 0 | 0 | 0
435
436 | Private-Use Network Capacity Contribution (Top 20 Hours) |  | PUN_CAP_CONT |  | GAS |  |  | 3590.1383 | 3590.1383 | 3590.1383 | 3590.1383 | 3590.1383 | 3590.1383 | 3590.1383 | 3590.1383 | 3590.1383 | 3590.1383
437 | Private-Use Network Forecast Adjustment (per Protocol 10.3.2.4) |  | PUN_CAP_ADJUST |  | GAS |  |  | -36 | -123 | -128 | -173 | -213 | -428 | -428 | -433 | -433 | -433
438
439 | Operational Resources (Wind)
440 | BAFFIN WIND UNIT1 |  | BAFFIN_UNIT1 | KENEDY | WIND-C | COASTAL | 2016 | 100 | 100 | 100 | 100 | 100 | 100 | 100 | 100 | 100 | 100
441 | BAFFIN WIND UNIT2 |  | BAFFIN_UNIT2 | KENEDY | WIND-C | COASTAL | 2016 | 102 | 102 | 102 | 102 | 102 | 102 | 102 | 102 | 102 | 102
442 | BRUENNING'S BREEZE A |  | BBREEZE_UNIT1 | WILLACY | WIND-C | COASTAL | 2017 | 120 | 120 | 120 | 120 | 120 | 120 | 120 | 120 | 120 | 120
443 | BRUENNING'S BREEZE B |  | BBREEZE_UNIT2 | WILLACY | WIND-C | COASTAL | 2017 | 108 | 108 | 108 | 108 | 108 | 108 | 108 | 108 | 108 | 108
444 | CAMERON COUNTY WIND |  | CAMWIND_UNIT1 | CAMERON | WIND-C | COASTAL | 2016 | 165 | 165 | 165 | 165 | 165 | 165 | 165 | 165 | 165 | 165
445 | CHAPMAN RANCH WIND IA (SANTA CRUZ) |  | SANTACRU_UNIT1 | NUECES | WIND-C | COASTAL | 2017 | 150.6 | 150.6 | 150.6 | 150.6 | 150.6 | 150.6 | 150.6 | 150.6 | 150.6 | 150.6
446 | CHAPMAN RANCH WIND IB (SANTA CRUZ) |  | SANTACRU_UNIT2 | NUECES | WIND-C | COASTAL | 2017 | 98.4 | 98.4 | 98.4 | 98.4 | 98.4 | 98.4 | 98.4 | 98.4 | 98.4 | 98.4
447 | GULF WIND I |  | TGW_T1 | KENEDY | WIND-C | COASTAL | 2009 | 141.6 | 141.6 | 141.6 | 141.6 | 141.6 | 141.6 | 141.6 | 141.6 | 141.6 | 141.6
448 | GULF WIND II |  | TGW_T2 | KENEDY | WIND-C | COASTAL | 2009 | 141.6 | 141.6 | 141.6 | 141.6 | 141.6 | 141.6 | 141.6 | 141.6 | 141.6 | 141.6
449 | KARANKAWA WIND 1A |  | KARAKAW1_UNIT1 | SAN PATRICIO | WIND-C | COASTAL | 2019 | 103.3 | 103.3 | 103.3 | 103.3 | 103.3 | 103.3 | 103.3 | 103.3 | 103.3 | 103.3
450 | KARANKAWA WIND 1B |  | KARAKAW1_UNIT2 | SAN PATRICIO | WIND-C | COASTAL | 2019 | 103.3 | 103.3 | 103.3 | 103.3 | 103.3 | 103.3 | 103.3 | 103.3 | 103.3 | 103.3
451 | KARANKAWA WIND 2 |  | KARAKAW2_UNIT3 | SAN PATRICIO | WIND-C | COASTAL | 2019 | 100.4 | 100.4 | 100.4 | 100.4 | 100.4 | 100.4 | 100.4 | 100.4 | 100.4 | 100.4
452 | LOS VIENTOS WIND I |  | LV1_LV1A | WILLACY | WIND-C | COASTAL | 2013 | 200.1 | 200.1 | 200.1 | 200.1 | 200.1 | 200.1 | 200.1 | 200.1 | 200.1 | 200.1
453 | LOS VIENTOS WIND II |  | LV1_LV1B | WILLACY | WIND-C | COASTAL | 2013 | 201.6 | 201.6 | 201.6 | 201.6 | 201.6 | 201.6 | 201.6 | 201.6 | 201.6 | 201.6
454 | MAGIC VALLEY WIND (REDFISH) 1A |  | REDFISH_MV1A | WILLACY | WIND-C | COASTAL | 2012 | 99.8 | 99.8 | 99.8 | 99.8 | 99.8 | 99.8 | 99.8 | 99.8 | 99.8 | 99.8
455 | MAGIC VALLEY WIND (REDFISH) 1B |  | REDFISH_MV1B | WILLACY | WIND-C | COASTAL | 2012 | 103.5 | 103.5 | 103.5 | 103.5 | 103.5 | 103.5 | 103.5 | 103.5 | 103.5 | 103.5
456 | MIDWAY WIND |  | MIDWIND_UNIT1 | SAN PATRICIO | WIND-C | COASTAL | 2019 | 162.8 | 162.8 | 162.8 | 162.8 | 162.8 | 162.8 | 162.8 | 162.8 | 162.8 | 162.8
457 | PAPALOTE CREEK WIND |  | PAP1_PAP1 | SAN PATRICIO | WIND-C | COASTAL | 2009 | 179.9 | 179.9 | 179.9 | 179.9 | 179.9 | 179.9 | 179.9 | 179.9 | 179.9 | 179.9
458 | PAPALOTE CREEK WIND II |  | COTTON_PAP2 | SAN PATRICIO | WIND-C | COASTAL | 2010 | 200.1 | 200.1 | 200.1 | 200.1 | 200.1 | 200.1 | 200.1 | 200.1 | 200.1 | 200.1
459 | PENASCAL WIND 1 |  | PENA_UNIT1 | KENEDY | WIND-C | COASTAL | 2009 | 160.8 | 160.8 | 160.8 | 160.8 | 160.8 | 160.8 | 160.8 | 160.8 | 160.8 | 160.8
460 | PENASCAL WIND 2 |  | PENA_UNIT2 | KENEDY | WIND-C | COASTAL | 2009 | 141.6 | 141.6 | 141.6 | 141.6 | 141.6 | 141.6 | 141.6 | 141.6 | 141.6 | 141.6
461 | PENASCAL WIND 3 |  | PENA3_UNIT3 | KENEDY | WIND-C | COASTAL | 2011 | 100.8 | 100.8 | 100.8 | 100.8 | 100.8 | 100.8 | 100.8 | 100.8 | 100.8 | 100.8
462 | SAN ROMAN WIND |  | SANROMAN_WIND_1 | CAMERON | WIND-C | COASTAL | 2017 | 95.2 | 95.2 | 95.2 | 95.2 | 95.2 | 95.2 | 95.2 | 95.2 | 95.2 | 95.2
463 | STELLA WIND |  | STELLA_UNIT1 | KENEDY | WIND-C | COASTAL | 2018 | 201 | 201 | 201 | 201 | 201 | 201 | 201 | 201 | 201 | 201
464 | HARBOR WIND |  | DG_NUECE_6UNITS | NUECES | WIND-C | COASTAL | 2012 | 9 | 9 | 9 | 9 | 9 | 9 | 9 | 9 | 9 | 9
465 | BRISCOE WIND |  | BRISCOE_WIND | BRISCOE | WIND-P | PANHANDLE | 2015 | 149.8 | 149.8 | 149.8 | 149.8 | 149.8 | 149.8 | 149.8 | 149.8 | 149.8 | 149.8
466 | CANADIAN BREAKS WIND |  | CN_BRKS_UNIT_1 | OLDHAM | WIND-P | PANHANDLE | 2019 | 210.1 | 210.1 | 210.1 | 210.1 | 210.1 | 210.1 | 210.1 | 210.1 | 210.1 | 210.1
467 | COTTON PLAINS WIND |  | COTPLNS_COTTONPL | FLOYD | WIND-P | PANHANDLE | 2017 | 50.4 | 50.4 | 50.4 | 50.4 | 50.4 | 50.4 | 50.4 | 50.4 | 50.4 | 50.4
468 | DOUG COLBECK'S CORNER (CONWAY) B |  | GRANDVW1_COLB | CARSON | WIND-P | PANHANDLE | 2016 | 100.2 | 100.2 | 100.2 | 100.2 | 100.2 | 100.2 | 100.2 | 100.2 | 100.2 | 100.2
469 | DOUG COLBECK'S CORNER (CONWAY) A |  | GRANDVW1_COLA | CARSON | WIND-P | PANHANDLE | 2016 | 100.2 | 100.2 | 100.2 | 100.2 | 100.2 | 100.2 | 100.2 | 100.2 | 100.2 | 100.2
470 | FALVEZ ASTRA WIND |  | ASTRA_UNIT1 | RANDALL | WIND-P | PANHANDLE | 2017 | 163.2 | 163.2 | 163.2 | 163.2 | 163.2 | 163.2 | 163.2 | 163.2 | 163.2 | 163.2
471 | GRANDVIEW WIND 1 (CONWAY) GV1A |  | GRANDVW1_GV1A | CARSON | WIND-P | PANHANDLE | 2014 | 107.4 | 107.4 | 107.4 | 107.4 | 107.4 | 107.4 | 107.4 | 107.4 | 107.4 | 107.4
472 | GRANDVIEW WIND 1 (CONWAY) GV1B |  | GRANDVW1_GV1B | CARSON | WIND-P | PANHANDLE | 2014 | 103.8 | 103.8 | 103.8 | 103.8 | 103.8 | 103.8 | 103.8 | 103.8 | 103.8 | 103.8
473 | HEREFORD WIND G |  | HRFDWIND_WIND_G | DEAF SMITH | WIND-P | PANHANDLE | 2015 | 99.9 | 99.9 | 99.9 | 99.9 | 99.9 | 99.9 | 99.9 | 99.9 | 99.9 | 99.9
474 | HEREFORD WIND V |  | HRFDWIND_WIND_V | DEAF SMITH | WIND-P | PANHANDLE | 2015 | 100 | 100 | 100 | 100 | 100 | 100 | 100 | 100 | 100 | 100
475 | JUMBO ROAD WIND 1 |  | HRFDWIND_JRDWIND1 | DEAF SMITH | WIND-P | PANHANDLE | 2015 | 146.2 | 146.2 | 146.2 | 146.2 | 146.2 | 146.2 | 146.2 | 146.2 | 146.2 | 146.2
476 | JUMBO ROAD WIND 2 |  | HRFDWIND_JRDWIND2 | DEAF SMITH | WIND-P | PANHANDLE | 2015 | 153.6 | 153.6 | 153.6 | 153.6 | 153.6 | 153.6 | 153.6 | 153.6 | 153.6 | 153.6
477 | LONGHORN WIND NORTH U1 |  | LHORN_N_UNIT1 | FLOYD | WIND-P | PANHANDLE | 2015 | 100 | 100 | 100 | 100 | 100 | 100 | 100 | 100 | 100 | 100
478 | LONGHORN WIND NORTH U2 |  | LHORN_N_UNIT2 | FLOYD | WIND-P | PANHANDLE | 2015 | 100 | 100 | 100 | 100 | 100 | 100 | 100 | 100 | 100 | 100
479 | MARIAH DEL NORTE 1 |  | MARIAH_NORTE1 | PARMER | WIND-P | PANHANDLE | 2017 | 115.2 | 115.2 | 115.2 | 115.2 | 115.2 | 115.2 | 115.2 | 115.2 | 115.2 | 115.2
480 | MARIAH DEL NORTE 2 |  | MARIAH_NORTE2 | PARMER | WIND-P | PANHANDLE | 2017 | 115.2 | 115.2 | 115.2 | 115.2 | 115.2 | 115.2 | 115.2 | 115.2 | 115.2 | 115.2
481 | MCADOO WIND |  | MWEC_G1 | DICKENS | WIND-P | PANHANDLE | 2008 | 150 | 150 | 150 | 150 | 150 | 150 | 150 | 150 | 150 | 150
482 | MIAMI WIND G1 |  | MIAM1_G1 | GRAY | WIND-P | PANHANDLE | 2014 | 144.3 | 144.3 | 144.3 | 144.3 | 144.3 | 144.3 | 144.3 | 144.3 | 144.3 | 144.3
483 | MIAMI WIND G2 |  | MIAM1_G2 | GRAY | WIND-P | PANHANDLE | 2014 | 144.3 | 144.3 | 144.3 | 144.3 | 144.3 | 144.3 | 144.3 | 144.3 | 144.3 | 144.3
484 | OLD SETTLER WIND |  | COTPLNS_OLDSETLR | FLOYD | WIND-P | PANHANDLE | 2017 | 151.2 | 151.2 | 151.2 | 151.2 | 151.2 | 151.2 | 151.2 | 151.2 | 151.2 | 151.2
485 | PANHANDLE WIND 1 U1 |  | PH1_UNIT1 | CARSON | WIND-P | PANHANDLE | 2014 | 109.2 | 109.2 | 109.2 | 109.2 | 109.2 | 109.2 | 109.2 | 109.2 | 109.2 | 109.2
486 | PANHANDLE WIND 1 U2 |  | PH1_UNIT2 | CARSON | WIND-P | PANHANDLE | 2014 | 109.2 | 109.2 | 109.2 | 109.2 | 109.2 | 109.2 | 109.2 | 109.2 | 109.2 | 109.2
487 | PANHANDLE WIND 2 U1 |  | PH2_UNIT1 | CARSON | WIND-P | PANHANDLE | 2014 | 94.2 | 94.2 | 94.2 | 94.2 | 94.2 | 94.2 | 94.2 | 94.2 | 94.2 | 94.2
488 | PANHANDLE WIND 2 U2 |  | PH2_UNIT2 | CARSON | WIND-P | PANHANDLE | 2014 | 96.6 | 96.6 | 96.6 | 96.6 | 96.6 | 96.6 | 96.6 | 96.6 | 96.6 | 96.6
489 | ROUTE 66 WIND |  | ROUTE_66_WIND1 | CARSON | WIND-P | PANHANDLE | 2015 | 150 | 150 | 150 | 150 | 150 | 150 | 150 | 150 | 150 | 150
490 | SALT FORK 1 WIND U1 |  | SALTFORK_UNIT1 | DONLEY | WIND-P | PANHANDLE | 2017 | 64 | 64 | 64 | 64 | 64 | 64 | 64 | 64 | 64 | 64
491 | SALT FORK 1 WIND U2 |  | SALTFORK_UNIT2 | DONLEY | WIND-P | PANHANDLE | 2017 | 110 | 110 | 110 | 110 | 110 | 110 | 110 | 110 | 110 | 110
492 | SOUTH PLAINS WIND 1 U1 |  | SPLAIN1_WIND1 | FLOYD | WIND-P | PANHANDLE | 2015 | 102 | 102 | 102 | 102 | 102 | 102 | 102 | 102 | 102 | 102
493 | SOUTH PLAINS WIND 1 U2 |  | SPLAIN1_WIND2 | FLOYD | WIND-P | PANHANDLE | 2015 | 98 | 98 | 98 | 98 | 98 | 98 | 98 | 98 | 98 | 98
494 | SOUTH PLAINS WIND 2 U1 |  | SPLAIN2_WIND21 | FLOYD | WIND-P | PANHANDLE | 2016 | 148.5 | 148.5 | 148.5 | 148.5 | 148.5 | 148.5 | 148.5 | 148.5 | 148.5 | 148.5
495 | SOUTH PLAINS WIND 2 U2 |  | SPLAIN2_WIND22 | FLOYD | WIND-P | PANHANDLE | 2016 | 151.8 | 151.8 | 151.8 | 151.8 | 151.8 | 151.8 | 151.8 | 151.8 | 151.8 | 151.8
496 | SPINNING SPUR WIND TWO A |  | SSPURTWO_WIND_1 | OLDHAM | WIND-P | PANHANDLE | 2014 | 161 | 161 | 161 | 161 | 161 | 161 | 161 | 161 | 161 | 161
497 | SPINNING SPUR WIND TWO B |  | SSPURTWO_SS3WIND2 | OLDHAM | WIND-P | PANHANDLE | 2015 | 98 | 98 | 98 | 98 | 98 | 98 | 98 | 98 | 98 | 98
498 | SPINNING SPUR WIND TWO C |  | SSPURTWO_SS3WIND1 | OLDHAM | WIND-P | PANHANDLE | 2015 | 96 | 96 | 96 | 96 | 96 | 96 | 96 | 96 | 96 | 96
499 | WAKE WIND 1 |  | WAKEWE_G1 | DICKENS | WIND-P | PANHANDLE | 2016 | 114.9 | 114.9 | 114.9 | 114.9 | 114.9 | 114.9 | 114.9 | 114.9 | 114.9 | 114.9
500 | WAKE WIND 2 |  | WAKEWE_G2 | DICKENS | WIND-P | PANHANDLE | 2016 | 142.3 | 142.3 | 142.3 | 142.3 | 142.3 | 142.3 | 142.3 | 142.3 | 142.3 | 142.3
501 | WHIRLWIND ENERGY |  | WEC_WECG1 | FLOYD | WIND-P | PANHANDLE | 2007 | 57 | 57 | 57 | 57 | 57 | 57 | 57 | 57 | 57 | 57
502 | WOLF FLATS WIND (WIND MGT) |  | DG_TURL_UNIT1 | HALL | WIND-P | PANHANDLE | 2007 | 1 | 1 | 1 | 1 | 1 | 1 | 1 | 1 | 1 | 1
503 | ANACACHO WIND |  | ANACACHO_ANA | KINNEY | WIND-O | SOUTH | 2012 | 99.8 | 99.8 | 99.8 | 99.8 | 99.8 | 99.8 | 99.8 | 99.8 | 99.8 | 99.8
504 | BARTON CHAPEL WIND |  | BRTSW_BCW1 | JACK | WIND-O | NORTH | 2007 | 120 | 120 | 120 | 120 | 120 | 120 | 120 | 120 | 120 | 120
505 | BLUE SUMMIT WIND 1 A | 18INR0072 | BLSUMMIT_BLSMT1_5 | WILBARGER | WIND-O | WEST | 2013 | 8.8 | 8.8 | 8.8 | 8.8 | 8.8 | 8.8 | 8.8 | 8.8 | 8.8 | 8.8
506 | BLUE SUMMIT WIND 1 B | 18INR0072 | BLSUMMIT_BLSMT1_6 | WILBARGER | WIND-O | WEST | 2013 | 124.3 | 124.3 | 124.3 | 124.3 | 124.3 | 124.3 | 124.3 | 124.3 | 124.3 | 124.3
507 | BLUE SUMMIT WIND 2 A |  | BLSUMMIT_UNIT2_25 | WILBARGER | WIND-O | WEST | 2020 | 89.7 | 89.7 | 89.7 | 89.7 | 89.7 | 89.7 | 89.7 | 89.7 | 89.7 | 89.7
508 | BLUE SUMMIT WIND 2 B |  | BLSUMMIT_UNIT2_17 | WILBARGER | WIND-O | WEST | 2020 | 6.7 | 6.7 | 6.7 | 6.7 | 6.7 | 6.7 | 6.7 | 6.7 | 6.7 | 6.7
509 | BOBCAT BLUFF WIND |  | BCATWIND_WIND_1 | ARCHER | WIND-O | WEST | 2012 | 162 | 162 | 162 | 162 | 162 | 162 | 162 | 162 | 162 | 162
510 | BUCKTHORN WIND 1 A |  | BUCKTHRN_UNIT1 | ERATH | WIND-O | NORTH | 2017 | 44.9 | 44.9 | 44.9 | 44.9 | 44.9 | 44.9 | 44.9 | 44.9 | 44.9 | 44.9
511 | BUCKTHORN WIND 1 B |  | BUCKTHRN_UNIT2 | ERATH | WIND-O | NORTH | 2017 | 55.7 | 55.7 | 55.7 | 55.7 | 55.7 | 55.7 | 55.7 | 55.7 | 55.7 | 55.7
512 | BUFFALO GAP WIND 1 |  | BUFF_GAP_UNIT1 | TAYLOR | WIND-O | WEST | 2006 | 120.6 | 120.6 | 120.6 | 120.6 | 120.6 | 120.6 | 120.6 | 120.6 | 120.6 | 120.6
513 | BUFFALO GAP WIND 2_1 |  | BUFF_GAP_UNIT2_1 | TAYLOR | WIND-O | WEST | 2007 | 115.5 | 115.5 | 115.5 | 115.5 | 115.5 | 115.5 | 115.5 | 115.5 | 115.5 | 115.5
514 | BUFFALO GAP WIND 2_2 |  | BUFF_GAP_UNIT2_2 | TAYLOR | WIND-O | WEST | 2007 | 117 | 117 | 117 | 117 | 117 | 117 | 117 | 117 | 117 | 117
515 | BUFFALO GAP WIND 3 |  | BUFF_GAP_UNIT3 | TAYLOR | WIND-O | WEST | 2008 | 170.2 | 170.2 | 170.2 | 170.2 | 170.2 | 170.2 | 170.2 | 170.2 | 170.2 | 170.2
516 | BULL CREEK WIND U1 |  | BULLCRK_WND1 | BORDEN | WIND-O | WEST | 2009 | 88 | 88 | 88 | 88 | 88 | 88 | 88 | 88 | 88 | 88
517 | BULL CREEK WIND U2 |  | BULLCRK_WND2 | BORDEN | WIND-O | WEST | 2009 | 90 | 90 | 90 | 90 | 90 | 90 | 90 | 90 | 90 | 90
518 | CABEZON WIND (RIO BRAVO I WIND) 1 A |  | CABEZON_WIND1 | STARR | WIND-O | SOUTH | 2019 | 115.2 | 115.2 | 115.2 | 115.2 | 115.2 | 115.2 | 115.2 | 115.2 | 115.2 | 115.2
519 | CABEZON WIND (RIO BRAVO I WIND) 1 B |  | CABEZON_WIND2 | STARR | WIND-O | SOUTH | 2019 | 122.4 | 122.4 | 122.4 | 122.4 | 122.4 | 122.4 | 122.4 | 122.4 | 122.4 | 122.4
520 | CALLAHAN WIND |  | CALLAHAN_WND1 | CALLAHAN | WIND-O | WEST | 2004 | 114 | 114 | 114 | 114 | 114 | 114 | 114 | 114 | 114 | 114
521 | CAMP SPRINGS WIND 1 |  | CSEC_CSECG1 | SCURRY | WIND-O | WEST | 2007 | 130.5 | 130.5 | 130.5 | 130.5 | 130.5 | 130.5 | 130.5 | 130.5 | 130.5 | 130.5
522 | CAMP SPRINGS WIND 2 |  | CSEC_CSECG2 | SCURRY | WIND-O | WEST | 2007 | 120 | 120 | 120 | 120 | 120 | 120 | 120 | 120 | 120 | 120
523 | CAPRICORN RIDGE WIND 1 | 17INR0054 | CAPRIDGE_CR1 | STERLING | WIND-O | WEST | 2007 | 214.5 | 214.5 | 214.5 | 214.5 | 214.5 | 214.5 | 214.5 | 214.5 | 214.5 | 214.5
524 | CAPRICORN RIDGE WIND 2 | 17INR0054 | CAPRIDGE_CR2 | STERLING | WIND-O | WEST | 2007 | 149.5 | 149.5 | 149.5 | 149.5 | 149.5 | 149.5 | 149.5 | 149.5 | 149.5 | 149.5
525 | CAPRICORN RIDGE WIND 3 | 17INR0054 | CAPRIDGE_CR3 | STERLING | WIND-O | WEST | 2008 | 186 | 186 | 186 | 186 | 186 | 186 | 186 | 186 | 186 | 186
526 | CAPRICORN RIDGE WIND 4 | 17INR0061 | CAPRIDG4_CR4 | COKE | WIND-O | WEST | 2008 | 121.5 | 121.5 | 121.5 | 121.5 | 121.5 | 121.5 | 121.5 | 121.5 | 121.5 | 121.5
527 | CEDRO HILL WIND 1 |  | CEDROHIL_CHW1 | WEBB | WIND-O | SOUTH | 2010 | 75 | 75 | 75 | 75 | 75 | 75 | 75 | 75 | 75 | 75
528 | CEDRO HILL WIND 2 |  | CEDROHIL_CHW2 | WEBB | WIND-O | SOUTH | 2010 | 75 | 75 | 75 | 75 | 75 | 75 | 75 | 75 | 75 | 75
529 | CHAMPION WIND |  | CHAMPION_UNIT1 | NOLAN | WIND-O | WEST | 2008 | 126.5 | 126.5 | 126.5 | 126.5 | 126.5 | 126.5 | 126.5 | 126.5 | 126.5 | 126.5
530 | DERMOTT WIND 1_1 |  | DERMOTT_UNIT1 | SCURRY | WIND-O | WEST | 2017 | 126.5 | 126.5 | 126.5 | 126.5 | 126.5 | 126.5 | 126.5 | 126.5 | 126.5 | 126.5
531 | DERMOTT WIND 1_2 |  | DERMOTT_UNIT2 | SCURRY | WIND-O | WEST | 2017 | 126.5 | 126.5 | 126.5 | 126.5 | 126.5 | 126.5 | 126.5 | 126.5 | 126.5 | 126.5
532 | DESERT SKY WIND 1 | 17INR0070 | INDNENR_INDNENR | PECOS | WIND-O | WEST | 2002 | 85.1 | 85.1 | 85.1 | 85.1 | 85.1 | 85.1 | 85.1 | 85.1 | 85.1 | 85.1
533 | DESERT SKY WIND 2 | 17INR0070 | INDNENR_INDNENR_2 | PECOS | WIND-O | WEST | 2002 | 85.1 | 85.1 | 85.1 | 85.1 | 85.1 | 85.1 | 85.1 | 85.1 | 85.1 | 85.1
534 | ELBOW CREEK WIND |  | ELB_ELBCREEK | HOWARD | WIND-O | WEST | 2008 | 118.7 | 118.7 | 118.7 | 118.7 | 118.7 | 118.7 | 118.7 | 118.7 | 118.7 | 118.7
535 | ELECTRA WIND 1 |  | DIGBY_UNIT1 | WILBARGER | WIND-O | WEST | 2017 | 98.9 | 98.9 | 98.9 | 98.9 | 98.9 | 98.9 | 98.9 | 98.9 | 98.9 | 98.9
536 | ELECTRA WIND 2 |  | DIGBY_UNIT2 | WILBARGER | WIND-O | WEST | 2017 | 131.1 | 131.1 | 131.1 | 131.1 | 131.1 | 131.1 | 131.1 | 131.1 | 131.1 | 131.1
537 | FLAT TOP WIND I |  | FTWIND_UNIT_1 | MILLS | WIND-O | NORTH | 2018 | 200 | 200 | 200 | 200 | 200 | 200 | 200 | 200 | 200 | 200
538 | FLUVANNA RENEWABLE 1 A |  | FLUVANNA_UNIT1 | SCURRY | WIND-O | WEST | 2017 | 79.8 | 79.8 | 79.8 | 79.8 | 79.8 | 79.8 | 79.8 | 79.8 | 79.8 | 79.8
539 | FLUVANNA RENEWABLE 1 B |  | FLUVANNA_UNIT2 | SCURRY | WIND-O | WEST | 2017 | 75.6 | 75.6 | 75.6 | 75.6 | 75.6 | 75.6 | 75.6 | 75.6 | 75.6 | 75.6
540 | FOARD CITY WIND 1 A |  | FOARDCTY_UNIT1 | FOARD | WIND-O | WEST | 2019 | 186.5 | 186.5 | 186.5 | 186.5 | 186.5 | 186.5 | 186.5 | 186.5 | 186.5 | 186.5
541 | FOARD CITY WIND 1 B |  | FOARDCTY_UNIT2 | FOARD | WIND-O | WEST | 2019 | 163.8 | 163.8 | 163.8 | 163.8 | 163.8 | 163.8 | 163.8 | 163.8 | 163.8 | 163.8
542 | FOREST CREEK WIND |  | MCDLD_FCW1 | GLASSCOCK | WIND-O | WEST | 2007 | 124.2 | 124.2 | 124.2 | 124.2 | 124.2 | 124.2 | 124.2 | 124.2 | 124.2 | 124.2
543 | GOAT WIND |  | GOAT_GOATWIND | STERLING | WIND-O | WEST | 2008 | 80 | 80 | 80 | 80 | 80 | 80 | 80 | 80 | 80 | 80
544 | GOAT WIND 2 |  | GOAT_GOATWIN2 | STERLING | WIND-O | WEST | 2010 | 69.6 | 69.6 | 69.6 | 69.6 | 69.6 | 69.6 | 69.6 | 69.6 | 69.6 | 69.6
545 | GOLDTHWAITE WIND 1 |  | GWEC_GWEC_G1 | MILLS | WIND-O | NORTH | 2014 | 148.6 | 148.6 | 148.6 | 148.6 | 148.6 | 148.6 | 148.6 | 148.6 | 148.6 | 148.6
546 | GOPHER CREEK WIND 1 |  | GOPHER_UNIT1 | BORDEN | WIND-O | WEST | 2020 | 82 | 82 | 82 | 82 | 82 | 82 | 82 | 82 | 82 | 82
547 | GOPHER CREEK WIND 2 |  | GOPHER_UNIT2 | BORDEN | WIND-O | WEST | 2020 | 76 | 76 | 76 | 76 | 76 | 76 | 76 | 76 | 76 | 76
548 | GREEN MOUNTAIN WIND (BRAZOS) U1 |  | BRAZ_WND_WND1 | SCURRY | WIND-O | WEST | 2003 | 99 | 99 | 99 | 99 | 99 | 99 | 99 | 99 | 99 | 99
549 | GREEN MOUNTAIN WIND (BRAZOS) U2 |  | BRAZ_WND_WND2 | SCURRY | WIND-O | WEST | 2003 | 61 | 61 | 61 | 61 | 61 | 61 | 61 | 61 | 61 | 61
550 | GREEN PASTURES WIND I |  | GPASTURE_WIND_I | BAYLOR | WIND-O | WEST | 2015 | 150 | 150 | 150 | 150 | 150 | 150 | 150 | 150 | 150 | 150
551 | VERTIGO WIND (FORMERLY GREEN PASTURES WIND 2) |  | VERTIGO_WIND_I | BAYLOR | WIND-O | WEST | 2015 | 150 | 150 | 150 | 150 | 150 | 150 | 150 | 150 | 150 | 150
552 | GUNSIGHT MOUNTAIN WIND |  | GUNMTN_G1 | HOWARD | WIND-O | WEST | 2016 | 119.9 | 119.9 | 119.9 | 119.9 | 119.9 | 119.9 | 119.9 | 119.9 | 119.9 | 119.9
553 | HACKBERRY WIND |  | HWF_HWFG1 | SHACKELFORD | WIND-O | WEST | 2008 | 163.5 | 163.5 | 163.5 | 163.5 | 163.5 | 163.5 | 163.5 | 163.5 | 163.5 | 163.5
554 | HICKMAN (SANTA RITA WIND) 1 |  | HICKMAN_G1 | REGAN AND IRION | WIND-O | WEST | 2018 | 152.5 | 152.5 | 152.5 | 152.5 | 152.5 | 152.5 | 152.5 | 152.5 | 152.5 | 152.5
555 | HICKMAN (SANTA RITA WIND) 2 |  | HICKMAN_G2 | REGAN AND IRION | WIND-O | WEST | 2018 | 147.5 | 147.5 | 147.5 | 147.5 | 147.5 | 147.5 | 147.5 | 147.5 | 147.5 | 147.5
556 | HIDALGO & STARR WIND 11 |  | MIRASOLE_MIR11 | HIDALGO | WIND-O | SOUTH | 2016 | 52 | 52 | 52 | 52 | 52 | 52 | 52 | 52 | 52 | 52
557 | HIDALGO & STARR WIND 12 |  | MIRASOLE_MIR12 | HIDALGO | WIND-O | SOUTH | 2016 | 98 | 98 | 98 | 98 | 98 | 98 | 98 | 98 | 98 | 98
558 | HIDALGO & STARR WIND 21 |  | MIRASOLE_MIR21 | HIDALGO | WIND-O | SOUTH | 2016 | 100 | 100 | 100 | 100 | 100 | 100 | 100 | 100 | 100 | 100
559 | HORSE CREEK WIND 1 |  | HORSECRK_UNIT1 | HASKELL | WIND-O | WEST | 2017 | 131.1 | 131.1 | 131.1 | 131.1 | 131.1 | 131.1 | 131.1 | 131.1 | 131.1 | 131.1
560 | HORSE CREEK WIND 2 |  | HORSECRK_UNIT2 | HASKELL | WIND-O | WEST | 2017 | 98.9 | 98.9 | 98.9 | 98.9 | 98.9 | 98.9 | 98.9 | 98.9 | 98.9 | 98.9
561 | HORSE HOLLOW WIND 1 | 17INR0052 | H_HOLLOW_WND1 | TAYLOR | WIND-O | WEST | 2005 | 230 | 230 | 230 | 230 | 230 | 230 | 230 | 230 | 230 | 230
562 | HORSE HOLLOW WIND 2 | 17INR0052 | HHOLLOW2_WIND1 | TAYLOR | WIND-O | WEST | 2006 | 184 | 184 | 184 | 184 | 184 | 184 | 184 | 184 | 184 | 184
563 | HORSE HOLLOW WIND 3 | 17INR0052 | HHOLLOW3_WND_1 | TAYLOR | WIND-O | WEST | 2006 | 241.4 | 241.4 | 241.4 | 241.4 | 241.4 | 241.4 | 241.4 | 241.4 | 241.4 | 241.4
564 | HORSE HOLLOW WIND 4 | 17INR0052 | HHOLLOW4_WND1 | TAYLOR | WIND-O | WEST | 2006 | 115 | 115 | 115 | 115 | 115 | 115 | 115 | 115 | 115 | 115
565 | INADALE WIND 1 |  | INDL_INADALE1 | NOLAN | WIND-O | WEST | 2008 | 95 | 95 | 95 | 95 | 95 | 95 | 95 | 95 | 95 | 95
566 | INADALE WIND 2 |  | INDL_INADALE2 | NOLAN | WIND-O | WEST | 2008 | 102 | 102 | 102 | 102 | 102 | 102 | 102 | 102 | 102 | 102
567 | INDIAN MESA WIND |  | INDNNWP_INDNNWP2 | PECOS | WIND-O | WEST | 2001 | 91.9 | 91.9 | 91.9 | 91.9 | 91.9 | 91.9 | 91.9 | 91.9 | 91.9 | 91.9
568 | JAVELINA I WIND 18 |  | BORDAS_JAVEL18 | WEBB | WIND-O | SOUTH | 2015 | 19.7 | 19.7 | 19.7 | 19.7 | 19.7 | 19.7 | 19.7 | 19.7 | 19.7 | 19.7
569 | JAVELINA I WIND 20 |  | BORDAS_JAVEL20 | WEBB | WIND-O | SOUTH | 2015 | 230 | 230 | 230 | 230 | 230 | 230 | 230 | 230 | 230 | 230
570 | JAVELINA II WIND 1 |  | BORDAS2_JAVEL2_A | WEBB | WIND-O | SOUTH | 2017 | 96 | 96 | 96 | 96 | 96 | 96 | 96 | 96 | 96 | 96
571 | JAVELINA II WIND 2 |  | BORDAS2_JAVEL2_B | WEBB | WIND-O | SOUTH | 2017 | 74 | 74 | 74 | 74 | 74 | 74 | 74 | 74 | 74 | 74
572 | JAVELINA II WIND 3 |  | BORDAS2_JAVEL2_C | WEBB | WIND-O | SOUTH | 2017 | 30 | 30 | 30 | 30 | 30 | 30 | 30 | 30 | 30 | 30
573 | KEECHI WIND |  | KEECHI_U1 | JACK | WIND-O | NORTH | 2015 | 110 | 110 | 110 | 110 | 110 | 110 | 110 | 110 | 110 | 110
574 | KING MOUNTAIN WIND (NE) |  | KING_NE_KINGNE | UPTON | WIND-O | WEST | 2001 | 79.7 | 79.7 | 79.7 | 79.7 | 79.7 | 79.7 | 79.7 | 79.7 | 79.7 | 79.7
575 | KING MOUNTAIN WIND (NW) |  | KING_NW_KINGNW | UPTON | WIND-O | WEST | 2001 | 79.7 | 79.7 | 79.7 | 79.7 | 79.7 | 79.7 | 79.7 | 79.7 | 79.7 | 79.7
576 | KING MOUNTAIN WIND (SE) |  | KING_SE_KINGSE | UPTON | WIND-O | WEST | 2001 | 40.5 | 40.5 | 40.5 | 40.5 | 40.5 | 40.5 | 40.5 | 40.5 | 40.5 | 40.5
577 | KING MOUNTAIN WIND (SW) |  | KING_SW_KINGSW | UPTON | WIND-O | WEST | 2001 | 79.7 | 79.7 | 79.7 | 79.7 | 79.7 | 79.7 | 79.7 | 79.7 | 79.7 | 79.7
578 | LANGFORD WIND POWER |  | LGD_LANGFORD | TOM GREEN | WIND-O | WEST | 2009 | 155 | 155 | 155 | 155 | 155 | 155 | 155 | 155 | 155 | 155
579 | LOCKETT WIND FARM |  | LOCKETT_UNIT1 | WILBARGER | WIND-O | WEST | 2019 | 183.7 | 183.7 | 183.7 | 183.7 | 183.7 | 183.7 | 183.7 | 183.7 | 183.7 | 183.7
580 | LOGANS GAP WIND I U1 |  | LGW_UNIT1 | COMANCHE | WIND-O | NORTH | 2015 | 106.3 | 106.3 | 106.3 | 106.3 | 106.3 | 106.3 | 106.3 | 106.3 | 106.3 | 106.3
581 | LOGANS GAP WIND I U2 |  | LGW_UNIT2 | COMANCHE | WIND-O | NORTH | 2015 | 103.8 | 103.8 | 103.8 | 103.8 | 103.8 | 103.8 | 103.8 | 103.8 | 103.8 | 103.8
582 | LONE STAR WIND 1 (MESQUITE) |  | LNCRK_G83 | SHACKELFORD | WIND-O | WEST | 2006 | 194 | 194 | 194 | 194 | 194 | 194 | 194 | 194 | 194 | 194
583 | LONE STAR WIND 2 (POST OAK) U1 |  | LNCRK2_G871 | SHACKELFORD | WIND-O | WEST | 2007 | 98 | 98 | 98 | 98 | 98 | 98 | 98 | 98 | 98 | 98
584 | LONE STAR WIND 2 (POST OAK) U2 |  | LNCRK2_G872 | SHACKELFORD | WIND-O | WEST | 2007 | 100 | 100 | 100 | 100 | 100 | 100 | 100 | 100 | 100 | 100
585 | LORAINE WINDPARK I |  | LONEWOLF_G1 | MITCHELL | WIND-O | WEST | 2010 | 49.5 | 49.5 | 49.5 | 49.5 | 49.5 | 49.5 | 49.5 | 49.5 | 49.5 | 49.5
586 | LORAINE WINDPARK II |  | LONEWOLF_G2 | MITCHELL | WIND-O | WEST | 2010 | 51 | 51 | 51 | 51 | 51 | 51 | 51 | 51 | 51 | 51
587 | LORAINE WINDPARK III |  | LONEWOLF_G3 | MITCHELL | WIND-O | WEST | 2011 | 25.5 | 25.5 | 25.5 | 25.5 | 25.5 | 25.5 | 25.5 | 25.5 | 25.5 | 25.5
588 | LORAINE WINDPARK IV |  | LONEWOLF_G4 | MITCHELL | WIND-O | WEST | 2011 | 24 | 24 | 24 | 24 | 24 | 24 | 24 | 24 | 24 | 24
589 | LOS VIENTOS III WIND |  | LV3_UNIT_1 | STARR | WIND-O | SOUTH | 2015 | 200 | 200 | 200 | 200 | 200 | 200 | 200 | 200 | 200 | 200
590 | LOS VIENTOS IV WIND |  | LV4_UNIT_1 | STARR | WIND-O | SOUTH | 2016 | 200 | 200 | 200 | 200 | 200 | 200 | 200 | 200 | 200 | 200
591 | LOS VIENTOS V WIND |  | LV5_UNIT_1 | STARR | WIND-O | SOUTH | 2016 | 110 | 110 | 110 | 110 | 110 | 110 | 110 | 110 | 110 | 110
592 | MESQUITE CREEK WIND 1 |  | MESQCRK_WND1 | DAWSON | WIND-O | WEST | 2015 | 105.6 | 105.6 | 105.6 | 105.6 | 105.6 | 105.6 | 105.6 | 105.6 | 105.6 | 105.6
593 | MESQUITE CREEK WIND 2 |  | MESQCRK_WND2 | DAWSON | WIND-O | WEST | 2015 | 105.6 | 105.6 | 105.6 | 105.6 | 105.6 | 105.6 | 105.6 | 105.6 | 105.6 | 105.6
594 | NIELS BOHR WIND A (BEARKAT WIND A) |  | NBOHR_UNIT1 | GLASSCOCK | WIND-O | WEST | 2018 | 196.6 | 196.6 | 196.6 | 196.6 | 196.6 | 196.6 | 196.6 | 196.6 | 196.6 | 196.6
595 | NOTREES WIND 1 |  | NWF_NWF1 | WINKLER | WIND-O | WEST | 2009 | 92.6 | 92.6 | 92.6 | 92.6 | 92.6 | 92.6 | 92.6 | 92.6 | 92.6 | 92.6
596 | NOTREES WIND 2 |  | NWF_NWF2 | WINKLER | WIND-O | WEST | 2009 | 60 | 60 | 60 | 60 | 60 | 60 | 60 | 60 | 60 | 60
597 | OCOTILLO WIND |  | OWF_OWF | HOWARD | WIND-O | WEST | 2008 | 58.8 | 58.8 | 58.8 | 58.8 | 58.8 | 58.8 | 58.8 | 58.8 | 58.8 | 58.8
598 | PANTHER CREEK WIND 1 |  | PC_NORTH_PANTHER1 | HOWARD | WIND-O | WEST | 2008 | 142.5 | 142.5 | 142.5 | 142.5 | 142.5 | 142.5 | 142.5 | 142.5 | 142.5 | 142.5
599 | PANTHER CREEK WIND 2 |  | PC_SOUTH_PANTHER2 | HOWARD | WIND-O | WEST | 2019 | 115.5 | 115.5 | 115.5 | 115.5 | 115.5 | 115.5 | 115.5 | 115.5 | 115.5 | 115.5
600 | PANTHER CREEK WIND 3 | 21INR0449 | PC_SOUTH_PANTHER3 | HOWARD | WIND-O | WEST | 2009 | 199.5 | 199.5 | 199.5 | 199.5 | 199.5 | 199.5 | 199.5 | 199.5 | 199.5 | 199.5
601 | PECOS WIND 1 (WOODWARD) |  | WOODWRD1_WOODWRD1 | PECOS | WIND-O | WEST | 2001 | 91.9 | 91.9 | 91.9 | 91.9 | 91.9 | 91.9 | 91.9 | 91.9 | 91.9 | 91.9
602 | PECOS WIND 2 (WOODWARD) |  | WOODWRD2_WOODWRD2 | PECOS | WIND-O | WEST | 2001 | 86 | 86 | 86 | 86 | 86 | 86 | 86 | 86 | 86 | 86
603 | PYRON WIND 1 |  | PYR_PYRON1 | SCURRY | WIND-O | WEST | 2008 | 121.5 | 121.5 | 121.5 | 121.5 | 121.5 | 121.5 | 121.5 | 121.5 | 121.5 | 121.5
604 | PYRON WIND 2 |  | PYR_PYRON2 | SCURRY AND FISHER | WIND-O | WEST | 2008 | 127.5 | 127.5 | 127.5 | 127.5 | 127.5 | 127.5 | 127.5 | 127.5 | 127.5 | 127.5
605 | RANCHERO WIND |  | RANCHERO_UNIT1 | CROCKETT | WIND-O | WEST | 2020 | 150 | 150 | 150 | 150 | 150 | 150 | 150 | 150 | 150 | 150
606 | RANCHERO WIND |  | RANCHERO_UNIT2 | CROCKETT | WIND-O | WEST | 2020 | 150 | 150 | 150 | 150 | 150 | 150 | 150 | 150 | 150 | 150
607 | RATTLESNAKE I WIND ENERGY CENTER G1 |  | RSNAKE_G1 | GLASSCOCK | WIND-O | WEST | 2015 | 104.3 | 104.3 | 104.3 | 104.3 | 104.3 | 104.3 | 104.3 | 104.3 | 104.3 | 104.3
608 | RATTLESNAKE I WIND ENERGY CENTER G2 |  | RSNAKE_G2 | GLASSCOCK | WIND-O | WEST | 2015 | 103 | 103 | 103 | 103 | 103 | 103 | 103 | 103 | 103 | 103
609 | RED CANYON WIND |  | RDCANYON_RDCNY1 | BORDEN | WIND-O | WEST | 2006 | 89.6 | 89.6 | 89.6 | 89.6 | 89.6 | 89.6 | 89.6 | 89.6 | 89.6 | 89.6
610 | ROCK SPRINGS VAL VERDE WIND (FERMI) 1 |  | FERMI_WIND1 | VAL VERDE | WIND-O | WEST | 2017 | 121.9 | 121.9 | 121.9 | 121.9 | 121.9 | 121.9 | 121.9 | 121.9 | 121.9 | 121.9
611 | ROCK SPRINGS VAL VERDE WIND (FERMI) 2 |  | FERMI_WIND2 | VAL VERDE | WIND-O | WEST | 2017 | 27.4 | 27.4 | 27.4 | 27.4 | 27.4 | 27.4 | 27.4 | 27.4 | 27.4 | 27.4
612 | ROSCOE WIND |  | TKWSW1_ROSCOE | NOLAN | WIND-O | WEST | 2008 | 114 | 114 | 114 | 114 | 114 | 114 | 114 | 114 | 114 | 114
613 | ROSCOE WIND 2A |  | TKWSW1_ROSCOE2A | NOLAN | WIND-O | WEST | 2008 | 95 | 95 | 95 | 95 | 95 | 95 | 95 | 95 | 95 | 95
614 | RTS WIND |  | RTS_U1 | MCCULLOCH | WIND-O | SOUTH | 2018 | 160 | 160 | 160 | 160 | 160 | 160 | 160 | 160 | 160 | 160
615 | SAND BLUFF WIND | 20INR0296 | MCDLD_SBW1 | GLASSCOCK | WIND-O | WEST | 2008 | 90 | 90 | 90 | 90 | 90 | 90 | 90 | 90 | 90 | 90
616 | SENDERO WIND ENERGY |  | EXGNSND_WIND_1 | JIM HOGG | WIND-O | SOUTH | 2015 | 76 | 76 | 76 | 76 | 76 | 76 | 76 | 76 | 76 | 76
617 | SEYMOUR HILLS WIND (S_HILLS WIND) |  | S_HILLS_UNIT1 | BAYLOR | WIND-O | WEST | 2019 | 30.2 | 30.2 | 30.2 | 30.2 | 30.2 | 30.2 | 30.2 | 30.2 | 30.2 | 30.2
618 | SENATE WIND |  | SENATEWD_UNIT1 | JACK | WIND-O | NORTH | 2012 | 150 | 150 | 150 | 150 | 150 | 150 | 150 | 150 | 150 | 150
619 | SHANNON WIND |  | SHANNONW_UNIT_1 | CLAY | WIND-O | WEST | 2015 | 204.1 | 204.1 | 204.1 | 204.1 | 204.1 | 204.1 | 204.1 | 204.1 | 204.1 | 204.1
620 | SHERBINO 1 WIND | 19INR0120 | KEO_KEO_SM1 | PECOS | WIND-O | WEST | 2008 | 150 | 150 | 150 | 150 | 150 | 150 | 150 | 150 | 150 | 150
621 | SHERBINO 2 WIND | 19INR0120 | KEO_SHRBINO2 | PECOS | WIND-O | WEST | 2011 | 145 | 145 | 145 | 145 | 145 | 145 | 145 | 145 | 145 | 145
622 | SILVER STAR WIND | 18INR0064 | FLTCK_SSI | ERATH | WIND-O | NORTH | 2008 | 52.8 | 52.8 | 52.8 | 52.8 | 52.8 | 52.8 | 52.8 | 52.8 | 52.8 | 52.8
623 | SNYDER WIND | 20INR0257 | ENAS_ENA1 | SCURRY | WIND-O | WEST | 2007 | 63 | 63 | 63 | 63 | 63 | 63 | 63 | 63 | 63 | 63
624 | SOUTH TRENT WIND |  | STWF_T1 | NOLAN | WIND-O | WEST | 2008 | 98.2 | 98.2 | 98.2 | 98.2 | 98.2 | 98.2 | 98.2 | 98.2 | 98.2 | 98.2
625 | STANTON WIND ENERGY |  | SWEC_G1 | MARTIN | WIND-O | WEST | 2008 | 120 | 120 | 120 | 120 | 120 | 120 | 120 | 120 | 120 | 120
626 | STEPHENS RANCH WIND 1 |  | SRWE1_UNIT1 | BORDEN | WIND-O | WEST | 2014 | 211.2 | 211.2 | 211.2 | 211.2 | 211.2 | 211.2 | 211.2 | 211.2 | 211.2 | 211.2
627 | STEPHENS RANCH WIND 2 |  | SRWE1_SRWE2 | BORDEN | WIND-O | WEST | 2015 | 164.7 | 164.7 | 164.7 | 164.7 | 164.7 | 164.7 | 164.7 | 164.7 | 164.7 | 164.7
628 | SWEETWATER WIND 1 | 18INR0073 | SWEETWND_WND1 | NOLAN | WIND-O | WEST | 2003 | 42.5 | 42.5 | 42.5 | 42.5 | 42.5 | 42.5 | 42.5 | 42.5 | 42.5 | 42.5
629 | SWEETWATER WIND 2A | 17INR0068 | SWEETWN2_WND24 | NOLAN | WIND-O | WEST | 2006 | 16.8 | 16.8 | 16.8 | 16.8 | 16.8 | 16.8 | 16.8 | 16.8 | 16.8 | 16.8
630 | SWEETWATER WIND 2B | 17INR0068 | SWEETWN2_WND2 | NOLAN | WIND-O | WEST | 2004 | 110.8 | 110.8 | 110.8 | 110.8 | 110.8 | 110.8 | 110.8 | 110.8 | 110.8 | 110.8
631 | SWEETWATER WIND 3A |  | SWEETWN3_WND3A | NOLAN | WIND-O | WEST | 2011 | 33.6 | 33.6 | 33.6 | 33.6 | 33.6 | 33.6 | 33.6 | 33.6 | 33.6 | 33.6
632 | SWEETWATER WIND 3B |  | SWEETWN3_WND3B | NOLAN | WIND-O | WEST | 2011 | 118.6 | 118.6 | 118.6 | 118.6 | 118.6 | 118.6 | 118.6 | 118.6 | 118.6 | 118.6
633 | SWEETWATER WIND 4-5 |  | SWEETWN4_WND5 | NOLAN | WIND-O | WEST | 2007 | 85 | 85 | 85 | 85 | 85 | 85 | 85 | 85 | 85 | 85
634 | SWEETWATER WIND 4-4B |  | SWEETWN4_WND4B | NOLAN | WIND-O | WEST | 2007 | 112 | 112 | 112 | 112 | 112 | 112 | 112 | 112 | 112 | 112
635 | SWEETWATER WIND 4-4A |  | SWEETWN4_WND4A | NOLAN | WIND-O | WEST | 2007 | 125 | 125 | 125 | 125 | 125 | 125 | 125 | 125 | 125 | 125
636 | TAHOKA WIND 1 |  | TAHOKA_UNIT_1 | LYNN | WIND-O | WEST | 2019 | 150 | 150 | 150 | 150 | 150 | 150 | 150 | 150 | 150 | 150
637 | TAHOKA WIND 2 |  | TAHOKA_UNIT_2 | LYNN | WIND-O | WEST | 2019 | 150 | 150 | 150 | 150 | 150 | 150 | 150 | 150 | 150 | 150
638 | TEXAS BIG SPRING WIND A |  | SGMTN_SIGNALMT | HOWARD | WIND-O | WEST | 1999 | 27.7 | 27.7 | 27.7 | 27.7 | 27.7 | 27.7 | 27.7 | 27.7 | 27.7 | 27.7
639 | TEXAS BIG SPRING WIND B |  | SGMTN_SIGNALM2 | HOWARD | WIND-O | WEST | 1999 | 6.6 | 6.6 | 6.6 | 6.6 | 6.6 | 6.6 | 6.6 | 6.6 | 6.6 | 6.6
640 | TORRECILLAS WIND 1 |  | TORR_UNIT1_25 | WEBB | WIND-O | SOUTH | 2019 | 150 | 150 | 150 | 150 | 150 | 150 | 150 | 150 | 150 | 150
641 | TORRECILLAS WIND 2 |  | TORR_UNIT2_23 | WEBB | WIND-O | SOUTH | 2019 | 23 | 23 | 23 | 23 | 23 | 23 | 23 | 23 | 23 | 23
642 | TORRECILLAS WIND 3 |  | TORR_UNIT2_25 | WEBB | WIND-O | SOUTH | 2019 | 127.5 | 127.5 | 127.5 | 127.5 | 127.5 | 127.5 | 127.5 | 127.5 | 127.5 | 127.5
643 | TRENT WIND | 17INR0069 | TRENT_TRENT | NOLAN | WIND-O | WEST | 2001 | 150 | 150 | 150 | 150 | 150 | 150 | 150 | 150 | 150 | 150
644 | TRINITY HILLS WIND 1 | 20INR0019 | TRINITY_TH1_BUS1 | ARCHER | WIND-O | WEST | 2012 | 103.4 | 103.4 | 103.4 | 103.4 | 103.4 | 103.4 | 103.4 | 103.4 | 103.4 | 103.4
645 | TRINITY HILLS WIND 2 | 20INR0019 | TRINITY_TH1_BUS2 | ARCHER | WIND-O | WEST | 2012 | 94.6 | 94.6 | 94.6 | 94.6 | 94.6 | 94.6 | 94.6 | 94.6 | 94.6 | 94.6
646 | TURKEY TRACK WIND |  | TTWEC_G1 | NOLAN | WIND-O | WEST | 2008 | 169.5 | 169.5 | 169.5 | 169.5 | 169.5 | 169.5 | 169.5 | 169.5 | 169.5 | 169.5
647 | TYLER BLUFF WIND |  | TYLRWIND_UNIT1 | COOKE | WIND-O | NORTH | 2017 | 125.6 | 125.6 | 125.6 | 125.6 | 125.6 | 125.6 | 125.6 | 125.6 | 125.6 | 125.6
648 | WHITETAIL WIND |  | EXGNWTL_WIND_1 | WEBB | WIND-O | SOUTH | 2012 | 92.3 | 92.3 | 92.3 | 92.3 | 92.3 | 92.3 | 92.3 | 92.3 | 92.3 | 92.3
649 | WINDTHORST 2 WIND |  | WNDTHST2_UNIT1 | ARCHER | WIND-O | WEST | 2014 | 67.6 | 67.6 | 67.6 | 67.6 | 67.6 | 67.6 | 67.6 | 67.6 | 67.6 | 67.6
650 | WKN MOZART WIND |  | MOZART_WIND_1 | KENT | WIND-O | WEST | 2012 | 30 | 30 | 30 | 30 | 30 | 30 | 30 | 30 | 30 | 30
651 | WILLOW SPRINGS WIND A |  | SALVTION_UNIT1 | HASKELL | WIND-O | WEST | 2017 | 125 | 125 | 125 | 125 | 125 | 125 | 125 | 125 | 125 | 125
652 | WILLOW SPRINGS WIND B |  | SALVTION_UNIT2 | HASKELL | WIND-O | WEST | 2017 | 125 | 125 | 125 | 125 | 125 | 125 | 125 | 125 | 125 | 125
653 | WILSON RANCH (INFINITY LIVE OAK WIND) |  | WL_RANCH_UNIT1 | SCHLEICHER | WIND-O | WEST | 2020 | 199.5 | 199.5 | 199.5 | 199.5 | 199.5 | 199.5 | 199.5 | 199.5 | 199.5 | 199.5
654 | WOLF RIDGE WIND |  | WHTTAIL_WR1 | COOKE | WIND-O | NORTH | 2008 | 112.5 | 112.5 | 112.5 | 112.5 | 112.5 | 112.5 | 112.5 | 112.5 | 112.5 | 112.5
655 | TSTC WEST TEXAS WIND |  | DG_ROSC2_1UNIT | NOLAN | WIND-O | WEST | 2008 | 2 | 2 | 2 | 2 | 2 | 2 | 2 | 2 | 2 | 2
656 | Operational Capacity Total (Wind) | [6 empty] | 24593.3 | 24593.3 | 24593.3 | 24593.3 | 24593.3 | 24593.3 | 24593.3 | 24593.3 | 24593.3 | 24593.3
657
658 | Operational Wind Capacity Sub-total (Coastal Counties) |  | WIND_OPERATIONAL_C |  |  |  |  | 3290.4 | 3290.4 | 3290.4 | 3290.4 | 3290.4 | 3290.4 | 3290.4 | 3290.4 | 3290.4 | 3290.4
659 | Wind Peak Average Capacity Percentage (Coastal) |  | WIND_PEAK_PCT_C | % |  |  |  | 43 | 43 | 43 | 43 | 43 | 43 | 43 | 43 | 43 | 43
660
661 | Operational Wind Capacity Sub-total (Panhandle Counties) |  | WIND_OPERATIONAL_P |  |  |  |  | 4408.7 | 4408.7 | 4408.7 | 4408.7 | 4408.7 | 4408.7 | 4408.7 | 4408.7 | 4408.7 | 4408.7
662 | Wind Peak Average Capacity Percentage (Panhandle) |  | WIND_PEAK_PCT_P |  |  |  |  | 32 | 32 | 32 | 32 | 32 | 32 | 32 | 32 | 32 | 32
663
664 | Operational Wind Capacity Sub-total (Other Counties) |  | WIND_OPERATIONAL_O |  |  |  |  | 16894.2 | 16894.2 | 16894.2 | 16894.2 | 16894.2 | 16894.2 | 16894.2 | 16894.2 | 16894.2 | 16894.2
665 | Wind Peak Average Capacity Percentage (Other) |  | WIND_PEAK_PCT_O |  |  |  |  | 19 | 19 | 19 | 19 | 19 | 19 | 19 | 19 | 19 | 19
666
667 | Operational Resources (Solar)
668 | ACACIA SOLAR |  | ACACIA_UNIT_1 | PRESIDIO | SOLAR | WEST | 2012 | 10 | 10 | 10 | 10 | 10 | 10 | 10 | 10 | 10 | 10
669 | BHE SOLAR PEARL PROJECT (SIRIUS 2) |  | SIRIUS_UNIT2 | PECOS | SOLAR | WEST | 2017 | 49.1 | 49.1 | 49.1 | 49.1 | 49.1 | 49.1 | 49.1 | 49.1 | 49.1 | 49.1
670 | BLUEBELL SOLAR (CAPRICORN RIDGE SOLAR) |  | CAPRIDG4_BB_PV | STERLING | SOLAR | WEST | 2019 | 30 | 30 | 30 | 30 | 30 | 30 | 30 | 30 | 30 | 30
671 | BNB LAMESA SOLAR (PHASE I) |  | LMESASLR_UNIT1 | DAWSON | SOLAR | WEST | 2018 | 101.6 | 101.6 | 101.6 | 101.6 | 101.6 | 101.6 | 101.6 | 101.6 | 101.6 | 101.6
672 | BNB LAMESA SOLAR (PHASE II) |  | LMESASLR_IVORY | DAWSON | SOLAR | WEST | 2018 | 50 | 50 | 50 | 50 | 50 | 50 | 50 | 50 | 50 | 50
673 | CASTLE GAP SOLAR |  | CASL_GAP_UNIT1 | UPTON | SOLAR | WEST | 2018 | 180 | 180 | 180 | 180 | 180 | 180 | 180 | 180 | 180 | 180
674 | FS BARILLA SOLAR-PECOS |  | HOVEY_UNIT1 | PECOS | SOLAR | WEST | 2015 | 22 | 22 | 22 | 22 | 22 | 22 | 22 | 22 | 22 | 22
675 | FS EAST PECOS SOLAR |  | BOOTLEG_UNIT1 | PECOS | SOLAR | WEST | 2017 | 121.1 | 121.1 | 121.1 | 121.1 | 121.1 | 121.1 | 121.1 | 121.1 | 121.1 | 121.1
676 | OCI ALAMO 1 SOLAR |  | OCI_ALM1_UNIT1 | BEXAR | SOLAR | SOUTH | 2013 | 39.2 | 39.2 | 39.2 | 39.2 | 39.2 | 39.2 | 39.2 | 39.2 | 39.2 | 39.2
677 | OCI ALAMO 4 SOLAR-BRACKETVILLE |  | ECLIPSE_UNIT1 | KINNEY | SOLAR | SOUTH | 2014 | 37.6 | 37.6 | 37.6 | 37.6 | 37.6 | 37.6 | 37.6 | 37.6 | 37.6 | 37.6
678 | OCI ALAMO 5 (DOWNIE RANCH) |  | HELIOS_UNIT1 | UVALDE | SOLAR | SOUTH | 2015 | 95 | 95 | 95 | 95 | 95 | 95 | 95 | 95 | 95 | 95
679 | OCI ALAMO 6 (SIRIUS/WEST TEXAS) |  | SIRIUS_UNIT1 | PECOS | SOLAR | WEST | 2017 | 110.2 | 110.2 | 110.2 | 110.2 | 110.2 | 110.2 | 110.2 | 110.2 | 110.2 | 110.2
680 | OCI ALAMO 7 (PAINT CREEK) |  | SOLARA_UNIT1 | HASKELL | SOLAR | WEST | 2016 | 112 | 112 | 112 | 112 | 112 | 112 | 112 | 112 | 112 | 112
681 | PHOEBE SOLAR 1 |  | PHOEBE_UNIT1 | WINKLER | SOLAR | WEST | 2019 | 125.1 | 125.1 | 125.1 | 125.1 | 125.1 | 125.1 | 125.1 | 125.1 | 125.1 | 125.1
682 | PHOEBE SOLAR 2 |  | PHOEBE_UNIT2 | WINKLER | SOLAR | WEST | 2019 | 128.1 | 128.1 | 128.1 | 128.1 | 128.1 | 128.1 | 128.1 | 128.1 | 128.1 | 128.1
683 | QUEEN SOLAR PHASE I |  | QUEEN_SL_SOLAR1 | UPTON | SOLAR | WEST | 2020 | 102.5 | 102.5 | 102.5 | 102.5 | 102.5 | 102.5 | 102.5 | 102.5 | 102.5 | 102.5
684 | QUEEN SOLAR PHASE I |  | QUEEN_SL_SOLAR2 | UPTON | SOLAR | WEST | 2020 | 102.5 | 102.5 | 102.5 | 102.5 | 102.5 | 102.5 | 102.5 | 102.5 | 102.5 | 102.5
685 | RE ROSEROCK SOLAR 1 |  | REROCK_UNIT1 | PECOS | SOLAR | WEST | 2016 | 78.8 | 78.8 | 78.8 | 78.8 | 78.8 | 78.8 | 78.8 | 78.8 | 78.8 | 78.8
686 | RE ROSEROCK SOLAR 2 |  | REROCK_UNIT2 | PECOS | SOLAR | WEST | 2016 | 78.8 | 78.8 | 78.8 | 78.8 | 78.8 | 78.8 | 78.8 | 78.8 | 78.8 | 78.8
687 | RIGGINS (SE BUCKTHORN WESTEX SOLAR) |  | RIGGINS_UNIT1 | PECOS | SOLAR | WEST | 2018 | 150 | 150 | 150 | 150 | 150 | 150 | 150 | 150 | 150 | 150
688 | SOLAIREHOLMAN 1 |  | LASSO_UNIT1 | BREWSTER | SOLAR | WEST | 2018 | 50 | 50 | 50 | 50 | 50 | 50 | 50 | 50 | 50 | 50
689 | SP-TX-12-PHASE B |  | SPTX12B_UNIT1 | UPTON | SOLAR | WEST | 2017 | 157.5 | 157.5 | 157.5 | 157.5 | 157.5 | 157.5 | 157.5 | 157.5 | 157.5 | 157.5
690 | WAYMARK SOLAR |  | WAYMARK_UNIT1 | UPTON | SOLAR | WEST | 2018 | 182 | 182 | 182 | 182 | 182 | 182 | 182 | 182 | 182 | 182
691 | WEBBERVILLE SOLAR |  | WEBBER_S_WSP1 | TRAVIS | SOLAR | SOUTH | 2011 | 26.7 | 26.7 | 26.7 | 26.7 | 26.7 | 26.7 | 26.7 | 26.7 | 26.7 | 26.7
692 | WEST OF PECOS SOLAR |  | W_PECOS_UNIT1 | REEVES | SOLAR | WEST | 2019 | 101 | 101 | 101 | 101 | 101 | 101 | 101 | 101 | 101 | 101
693 | ALEXIS SOLAR |  | DG_ALEXIS_ALEXIS | BROOKS | SOLAR | SOUTH | 2019 | 10 | 10 | 10 | 10 | 10 | 10 | 10 | 10 | 10 | 10
694 | BECK 1 |  | DG_CECSOLAR_DG_BECK1 | BEXAR | SOLAR | SOUTH | 2016 | 1 | 1 | 1 | 1 | 1 | 1 | 1 | 1 | 1 | 1
695 | BLUE WING 1 SOLAR |  | DG_BROOK_1UNIT | BEXAR | SOLAR | SOUTH | 2010 | 7.6 | 7.6 | 7.6 | 7.6 | 7.6 | 7.6 | 7.6 | 7.6 | 7.6 | 7.6
696 | BLUE WING 2 SOLAR |  | DG_ELMEN_1UNIT | BEXAR | SOLAR | SOUTH | 2010 | 7.3 | 7.3 | 7.3 | 7.3 | 7.3 | 7.3 | 7.3 | 7.3 | 7.3 | 7.3
697 | BOVINE SOLAR LLC |  | DG_BOVINE_BOVINE | AUSTIN | SOLAR | SOUTH | 2018 | 5 | 5 | 5 | 5 | 5 | 5 | 5 | 5 | 5 | 5
698 | BOVINE SOLAR LLC |  | DG_BOVINE2_BOVINE2 | AUSTIN | SOLAR | SOUTH | 2018 | 5 | 5 | 5 | 5 | 5 | 5 | 5 | 5 | 5 | 5
699 | BRONSON SOLAR I |  | DG_BRNSN_BRNSN | FORT BEND | SOLAR | HOUSTON | 2018 | 5 | 5 | 5 | 5 | 5 | 5 | 5 | 5 | 5 | 5
700 | BRONSON SOLAR II |  | DG_BRNSN2_BRNSN2 | FORT BEND | SOLAR | HOUSTON | 2018 | 5 | 5 | 5 | 5 | 5 | 5 | 5 | 5 | 5 | 5
701 | CASCADE SOLAR I |  | DG_CASCADE_CASCADE | WHARTON | SOLAR | SOUTH | 2018 | 5 | 5 | 5 | 5 | 5 | 5 | 5 | 5 | 5 | 5
702 | CASCADE SOLAR II |  | DG_CASCADE2_CASCADE2 | WHARTON | SOLAR | SOUTH | 2018 | 5 | 5 | 5 | 5 | 5 | 5 | 5 | 5 | 5 | 5
703 | CHISUM SOLAR |  | DG_CHISUM_CHISUM | LAMAR | SOLAR | NORTH | 2018 | 10 | 10 | 10 | 10 | 10 | 10 | 10 | 10 | 10 | 10
704 | COMMERCE_SOLAR |  | DG_ X443PV1_SWRI_PV1 | BEXAR | SOLAR | SOUTH | 2019 | 5 | 5 | 5 | 5 | 5 | 5 | 5 | 5 | 5 | 5
705 | EDDY SOLAR II |  | DG_EDDYII_EDDYII | MCLENNAN | SOLAR | NORTH | 2018 | 10 | 10 | 10 | 10 | 10 | 10 | 10 | 10 | 10 | 10
706 | FIFTH GENERATION SOLAR 1 |  | DG_FIFTHGS1_FGSOLAR1 | TRAVIS | SOLAR | SOUTH | 2016 | 1.6 | 1.6 | 1.6 | 1.6 | 1.6 | 1.6 | 1.6 | 1.6 | 1.6 | 1.6
707 | GRIFFIN SOLAR |  | DG_GRIFFIN_GRIFFIN | MCLEENNAN | SOLAR | NORTH | 2019 | 5 | 5 | 5 | 5 | 5 | 5 | 5 | 5 | 5 | 5
708 | HIGHWAY 56 |  | DG_HWY56_HWY56 | GRAYSON | SOLAR | NORTH | 2017 | 5.3 | 5.3 | 5.3 | 5.3 | 5.3 | 5.3 | 5.3 | 5.3 | 5.3 | 5.3
709 | HM SEALY SOLAR 1 |  | DG_SEALY_1UNIT | AUSTIN | SOLAR | SOUTH | 2015 | 1.6 | 1.6 | 1.6 | 1.6 | 1.6 | 1.6 | 1.6 | 1.6 | 1.6 | 1.6
710 | LAMPWICK SOLAR |  | DG_LAMPWICK_LAMPWICK | MENARD | SOLAR | SOUTH | 2019 | 7.5 | 7.5 | 7.5 | 7.5 | 7.5 | 7.5 | 7.5 | 7.5 | 7.5 | 7.5
711 | LEON |  | DG_LEON_LEON | HUNT | SOLAR | NORTH | 2017 | 10 | 10 | 10 | 10 | 10 | 10 | 10 | 10 | 10 | 10
712 | MARLIN |  | DG_MARLIN_MARLIN | FALLS | SOLAR | NORTH | 2017 | 5.3 | 5.3 | 5.3 | 5.3 | 5.3 | 5.3 | 5.3 | 5.3 | 5.3 | 5.3
713 | MARS SOLAR (DG) |  | DG_MARS_MARS | WEBB | SOLAR | SOUTH | 2019 | 10 | 10 | 10 | 10 | 10 | 10 | 10 | 10 | 10 | 10
714 | NORTH GAINESVILLE |  | DG_NGNSVL_NGAINESV | COOKE | SOLAR | NORTH | 2017 | 5.2 | 5.2 | 5.2 | 5.2 | 5.2 | 5.2 | 5.2 | 5.2 | 5.2 | 5.2
715 | OCI ALAMO 2 SOLAR-ST. HEDWIG |  | DG_STHWG_UNIT1 | BEXAR | SOLAR | SOUTH | 2014 | 4.4 | 4.4 | 4.4 | 4.4 | 4.4 | 4.4 | 4.4 | 4.4 | 4.4 | 4.4
716 | OCI ALAMO 3-WALZEM SOLAR |  | DG_WALZM_UNIT1 | BEXAR | SOLAR | SOUTH | 2014 | 5.5 | 5.5 | 5.5 | 5.5 | 5.5 | 5.5 | 5.5 | 5.5 | 5.5 | 5.5
717 | POWERFIN KINGSBERY |  | DG_PFK_PFKPV | TRAVIS | SOLAR | SOUTH | 2017 | 2.6 | 2.6 | 2.6 | 2.6 | 2.6 | 2.6 | 2.6 | 2.6 | 2.6 | 2.6
718 | RENEWABLE ENERGY ALTERNATIVES-CCS1 |  | DG_COSERVSS_CSS1 | DENTON | SOLAR | NORTH | 2015 | 2 | 2 | 2 | 2 | 2 | 2 | 2 | 2 | 2 | 2
719 | STERLING |  | DG_STRLING_STRLING | HUNT | SOLAR | NORTH | 2018 | 10 | 10 | 10 | 10 | 10 | 10 | 10 | 10 | 10 | 10
720 | SUNEDISON RABEL ROAD SOLAR |  | DG_VALL1_1UNIT | BEXAR | SOLAR | SOUTH | 2012 | 9.9 | 9.9 | 9.9 | 9.9 | 9.9 | 9.9 | 9.9 | 9.9 | 9.9 | 9.9
721 | SUNEDISON VALLEY ROAD SOLAR |  | DG_VALL2_1UNIT | BEXAR | SOLAR | SOUTH | 2012 | 9.9 | 9.9 | 9.9 | 9.9 | 9.9 | 9.9 | 9.9 | 9.9 | 9.9 | 9.9
722 | SUNEDISON CPS3 SOMERSET 1 SOLAR |  | DG_SOME1_1UNIT | BEXAR | SOLAR | SOUTH | 2012 | 5.6 | 5.6 | 5.6 | 5.6 | 5.6 | 5.6 | 5.6 | 5.6 | 5.6 | 5.6
723 | SUNEDISON SOMERSET 2 SOLAR |  | DG_SOME2_1UNIT | BEXAR | SOLAR | SOUTH | 2012 | 5 | 5 | 5 | 5 | 5 | 5 | 5 | 5 | 5 | 5
724 | WALNUT SPRINGS |  | DG_WLNTSPRG_1UNIT | BOSQUE | SOLAR | NORTH | 2016 | 10 | 10 | 10 | 10 | 10 | 10 | 10 | 10 | 10 | 10
725 | WEST MOORE II |  | DG_WMOOREII_WMOOREII | GRAYSON | SOLAR | NORTH | 2018 | 5 | 5 | 5 | 5 | 5 | 5 | 5 | 5 | 5 | 5
726 | WHITESBORO |  | DG_WBORO_WHTSBORO | GRAYSON | SOLAR | NORTH | 2017 | 5 | 5 | 5 | 5 | 5 | 5 | 5 | 5 | 5 | 5
727 | WHITESBORO II |  | DG_WBOROII_WHBOROII | GRAYSON | SOLAR | NORTH | 2017 | 5 | 5 | 5 | 5 | 5 | 5 | 5 | 5 | 5 | 5
728 | WHITEWRIGHT |  | DG_WHTRT_WHTRGHT | FANNIN | SOLAR | NORTH | 2017 | 10 | 10 | 10 | 10 | 10 | 10 | 10 | 10 | 10 | 10
729 | WHITNEY SOLAR |  | DG_WHITNEY_SOLAR1 | BOSQUE | SOLAR | NORTH | 2017 | 10 | 10 | 10 | 10 | 10 | 10 | 10 | 10 | 10 | 10
730 | YELLOW JACKET SOLAR |  | DG_YLWJACKET_YLWJACKET | BOSQUE | SOLAR | NORTH | 2018 | 5 | 5 | 5 | 5 | 5 | 5 | 5 | 5 | 5 | 5
731 | Operational Capacity Total (Solar) | [6 empty] | 2478.1 | 2478.1 | 2478.1 | 2478.1 | 2478.1 | 2478.1 | 2478.1 | 2478.1 | 2478.1 | 2478.1
732 | Solar Peak Average Capacity Percentage |  | SOLAR_PEAK_PCT | % |  |  |  | 7 | 7 | 7 | 7 | 7 | 7 | 7 | 7 | 7 | 7
733
734 | Operational Resources (Storage)
735 | BLUE SUMMIT BATTERY |  | BLSUMMIT_BATTERY | WILBARGER | STORAGE | WEST | 2017 | 30 | 30 | 30 | 30 | 30 | 30 | 30 | 30 | 30 | 30
736 | CASTLE GAP BATTERY |  | CASL_GAP_BATTERY1 | UPTON | STORAGE | WEST | 2019 | 9.9 | 9.9 | 9.9 | 9.9 | 9.9 | 9.9 | 9.9 | 9.9 | 9.9 | 9.9
737 | INADALE ESS |  | INDL_ESS | NOLAN | STORAGE | WEST | 2018 | 9.9 | 9.9 | 9.9 | 9.9 | 9.9 | 9.9 | 9.9 | 9.9 | 9.9 | 9.9
738 | NOTREES BATTERY FACILITY |  | NWF_NBS | WINKLER | STORAGE | WEST | 2013 | 33.7 | 33.7 | 33.7 | 33.7 | 33.7 | 33.7 | 33.7 | 33.7 | 33.7 | 33.7
739 | OCI ALAMO 1 |  | OCI_ALM1_ASTRO1 | BEXAR | STORAGE | SOUTH | 2016 | 1 | 1 | 1 | 1 | 1 | 1 | 1 | 1 | 1 | 1
740 | PORT LAVACA BATTERY |  | PTLBES_BESS1 | CALHOUN | STORAGE | SOUTH | 2019 | 9.9 | 9.9 | 9.9 | 9.9 | 9.9 | 9.9 | 9.9 | 9.9 | 9.9 | 9.9
741 | PROSPECT STORAGE |  | WCOLLDG_BSS_U1 | BRAZORIA | STORAGE | HOUSTON | 2019 | 9.9 | 9.9 | 9.9 | 9.9 | 9.9 | 9.9 | 9.9 | 9.9 | 9.9 | 9.9
742 | PYRON ESS |  | PYR_ESS | SCURRY | STORAGE | WEST | 2018 | 9.9 | 9.9 | 9.9 | 9.9 | 9.9 | 9.9 | 9.9 | 9.9 | 9.9 | 9.9
743 | RABBIT HILL ENERGY STORAGE PROJECT |  | RHESS2_ESS_1 | WILLIAMSON | STORAGE | SOUTH | 2020 | 9.9 | 9.9 | 9.9 | 9.9 | 9.9 | 9.9 | 9.9 | 9.9 | 9.9 | 9.9
744 | WORSHAM BATTERY |  | WRSBES_BESS1 | REEVES | STORAGE | WEST | 2020 | 9.9 | 9.9 | 9.9 | 9.9 | 9.9 | 9.9 | 9.9 | 9.9 | 9.9 | 9.9
745 | YOUNICOS FACILITY |  | DG_YOUNICOS_YINC1_1 | TRAVIS | STORAGE | SOUTH | 2015 | 2 | 2 | 2 | 2 | 2 | 2 | 2 | 2 | 2 | 2
746 | KINGSBERY ENERGY STORAGE SYSTEM |  | DG_KB_ESS_KB_ESS | TRAVIS | STORAGE | SOUTH | 2017 | 1.5 | 1.5 | 1.5 | 1.5 | 1.5 | 1.5 | 1.5 | 1.5 | 1.5 | 1.5
747 | MU ENERGY STORAGE SYSTEM |  | DG_MU_ESS_MU_ESS | TRAVIS | STORAGE | SOUTH | 2018 | 1.5 | 1.5 | 1.5 | 1.5 | 1.5 | 1.5 | 1.5 | 1.5 | 1.5 | 1.5
748 | TOS BATTERY STORAGE |  | DG_TOSBATT_UNIT1 | MIDLAND | STORAGE | WEST | 2017 | 2 | 2 | 2 | 2 | 2 | 2 | 2 | 2 | 2 | 2
749 | Operational Capacity Total (Storage) | [6 empty] | 141 | 141 | 141 | 141 | 141 | 141 | 141 | 141 | 141 | 141
750 | Storage Peak Average Capacity Percentage |  | STORAGE_PEAK_PCT | % |  |  |  | 0 | 0 | 0 | 0 | 0 | 0 | 0 | 0 | 0 | 0
751
752 | Reliability Must-Run (RMR) Capacity |  | RMR_CAP_CONT |  | GAS |  |  | 0 | 0 | 0 | 0 | 0 | 0 | 0 | 0 | 0 | 0
753
754 | Capacity Pending Retirement |  | PENDRETIRE_CAP |  |  |  |  | 0 | 0 | 0 | 0 | 0 | 0 | 0 | 0 | 0 | 0
755
756 | Non-Synchronous Tie Resources
757 | EAST TIE |  | DC_E | FANNIN | OTHER | NORTH |  | 600 | 600 | 600 | 600 | 600 | 600 | 600 | 600 | 600 | 600
758 | NORTH TIE |  | DC_N | WILBARGER | OTHER | WEST |  | 220 | 220 | 220 | 220 | 220 | 220 | 220 | 220 | 220 | 220
759 | LAREDO VFT TIE |  | DC_L | WEBB | OTHER | SOUTH |  | 100 | 100 | 100 | 100 | 100 | 100 | 100 | 100 | 100 | 100
760 | SHARYLAND RAILROAD TIE |  | DC_R | HIDALGO | OTHER | SOUTH |  | 300 | 300 | 300 | 300 | 300 | 300 | 300 | 300 | 300 | 300
761 | Non-Synchronous Ties Total | [6 empty] | 1220 | 1220 | 1220 | 1220 | 1220 | 1220 | 1220 | 1220 | 1220 | 1220
762 | Non-Synchronous Ties Peak Average Capacity Percentage |  | DCTIE_PEAK_PCT | % |  |  |  | 68.65 | 68.65 | 68.65 | 68.65 | 68.65 | 68.65 | 68.65 | 68.65 | 68.65 | 68.65
763
764 | Planned Thermal Resources with Executed SGIA, Air Permit, GHG Permit and Proof of Adequate Water Supplies
765 | FRIENDSWOOD II | 19INR0180 |  | BRAZORIA | GAS | COASTAL | 2021 | 117 | 117 | 117 | 117 | 117 | 117 | 117 | 117 | 117 | 117
766 | GIBBONS CREEK TEERP | 20INR0308 |  | GRIMES | COAL | NORTH | 2020 | 420 | 420 | 420 | 420 | 420 | 420 | 420 | 420 | 420 | 420
767 | HUDSON (BRAZORIA ENERGY G) | 16INR0076 |  | BRAZORIA | GAS | COASTAL | 2020 | 96 | 96 | 96 | 96 | 96 | 96 | 96 | 96 | 96 | 96
768 | MIRAGE | 17INR0022 |  | HARRIS | GAS | HOUSTON | 2020 | 11 | 11 | 11 | 11 | 11 | 11 | 11 | 11 | 11 | 11
769 | PES1 | 20INR0206 |  | HARRIS | GAS | HOUSTON | 2020 | 363 | 363 | 363 | 363 | 363 | 363 | 363 | 363 | 363 | 363
770 | Planned Capacity Total (Nuclear, Coal, Gas, Biomass) | [6 empty] | 1007 | 1007 | 1007 | 1007 | 1007 | 1007 | 1007 | 1007 | 1007 | 1007
771
772 | Planned Wind Resources with Executed SGIA
773 | CHALUPA WIND | 20INR0042 |  | CAMERON | WIND-C | COASTAL | 2020 | 174 | 174 | 174 | 174 | 174 | 174 | 174 | 174 | 174 | 174
774 | CHOCOLATE BAYOU W | 16INR0074 |  | BRAZORIA | WIND-C | COASTAL | 2021 | 149.5 | 149.5 | 149.5 | 149.5 | 149.5 | 149.5 | 149.5 | 149.5 | 149.5 | 149.5
775 | CRANEL WIND | 19INR0112 |  | REFUGIO | WIND-C | COASTAL | 2020 | 220 | 220 | 220 | 220 | 220 | 220 | 220 | 220 | 220 | 220
776 | EAST RAYMOND WIND | 18INR0059 |  | WILLACY | WIND-C | COASTAL | 2020 | 201.6 | 201.6 | 201.6 | 201.6 | 201.6 | 201.6 | 201.6 | 201.6 | 201.6 | 201.6
777 | EL ALGODON ALTO W | 15INR0034 |  | SAN PATRICIO | WIND-C | COASTAL | 2021 | 0 | 201 | 201 | 201 | 201 | 201 | 201 | 201 | 201 | 201
778 | ESPIRITU WIND | 17INR0031 |  | CAMERON | WIND-C | COASTAL | 2020 | 25.2 | 25.2 | 25.2 | 25.2 | 25.2 | 25.2 | 25.2 | 25.2 | 25.2 | 25.2
779 | LAS MAJADAS WIND | 17INR0035 |  | WILLACY | WIND-C | COASTAL | 2020 | 272.6 | 272.6 | 272.6 | 272.6 | 272.6 | 272.6 | 272.6 | 272.6 | 272.6 | 272.6
780 | MONTE ALTO I | 19INR0022 |  | WILLACY | WIND-C | COASTAL | 2021 | 0 | 223.8 | 223.8 | 223.8 | 223.8 | 223.8 | 223.8 | 223.8 | 223.8 | 223.8
781 | PALMAS ALTAS WIND | 17INR0037 |  | CAMERON | WIND-C | COASTAL | 2020 | 144.9 | 144.9 | 144.9 | 144.9 | 144.9 | 144.9 | 144.9 | 144.9 | 144.9 | 144.9
782 | PEYTON CREEK WIND | 18INR0018 |  | MATAGORDA | WIND-C | COASTAL | 2020 | 151.2 | 151.2 | 151.2 | 151.2 | 151.2 | 151.2 | 151.2 | 151.2 | 151.2 | 151.2
783 | SHAFFER (PATRIOT WIND/PETRONILLA) | 11INR0062 |  | NUECES | WIND-C | COASTAL | 2020 | 226 | 226 | 226 | 226 | 226 | 226 | 226 | 226 | 226 | 226
784 | WEST RAYMOND (EL TRUENO) WIND | 20INR0088 |  | WILLACY | WIND-C | COASTAL | 2020 | 239.8 | 239.8 | 239.8 | 239.8 | 239.8 | 239.8 | 239.8 | 239.8 | 239.8 | 239.8
785 | GOODNIGHT WIND | 14INR0033 |  | ARMSTRONG | WIND-P | PANHANDLE | 2021 | 0 | 504.4 | 504.4 | 504.4 | 504.4 | 504.4 | 504.4 | 504.4 | 504.4 | 504.4
786 | HART WIND | 16INR0033 |  | CASTRO | WIND-P | PANHANDLE | 2021 | 0 | 150 | 150 | 150 | 150 | 150 | 150 | 150 | 150 | 150
787 | PUMPKIN FARM WIND | 16INR0037c |  | FLOYD | WIND-P | PANHANDLE | 2020 | 280.9 | 280.9 | 280.9 | 280.9 | 280.9 | 280.9 | 280.9 | 280.9 | 280.9 | 280.9
788 | APOGEE WIND | 21INR0467 |  | HASKELL | WIND-O | WEST | 2021 | 0 | 451.5 | 451.5 | 451.5 | 451.5 | 451.5 | 451.5 | 451.5 | 451.5 | 451.5
789 | AVIATOR WIND | 19INR0156 |  | COKE | WIND-O | WEST | 2020 | 525 | 525 | 525 | 525 | 525 | 525 | 525 | 525 | 525 | 525
790 | BAIRD NORTH WIND | 20INR0083 |  | CALLAHAN | WIND-O | WEST | 2021 | 331.2 | 331.2 | 331.2 | 331.2 | 331.2 | 331.2 | 331.2 | 331.2 | 331.2 | 331.2
791 | BARROW RANCH (JUMBO HILL WIND) | 18INR0038 |  | ANDREWS | WIND-O | WEST | 2020 | 160 | 160 | 160 | 160 | 160 | 160 | 160 | 160 | 160 | 160
792 | BIG SAMPSON WIND | 16INR0104 |  | CROCKETT | WIND-O | WEST | 2021 | 400 | 400 | 400 | 400 | 400 | 400 | 400 | 400 | 400 | 400
793 | BLACKJACK CREEK WIND | 20INR0068 |  | BEE | WIND-O | SOUTH | 2021 | 0 | 240.5 | 240.5 | 240.5 | 240.5 | 240.5 | 240.5 | 240.5 | 240.5 | 240.5
794 | BLUE SUMMIT WIND 3 | 19INR0182 |  | WILBARGER | WIND-O | WEST | 2020 | 200 | 200 | 200 | 200 | 200 | 200 | 200 | 200 | 200 | 200
795 | CACTUS FLATS WIND | 16INR0086 |  | CONCHO | WIND-O | WEST | 2020 | 148.4 | 148.4 | 148.4 | 148.4 | 148.4 | 148.4 | 148.4 | 148.4 | 148.4 | 148.4
796 | CANYON WIND | 18INR0030 |  | SCURRY | WIND-O | WEST | 2021 | 360 | 360 | 360 | 360 | 360 | 360 | 360 | 360 | 360 | 360
797 | COYOTE WIND | 17INR0027b |  | SCURRY | WIND-O | WEST | 2020 | 242.6 | 242.6 | 242.6 | 242.6 | 242.6 | 242.6 | 242.6 | 242.6 | 242.6 | 242.6
798 | EDMONDSON RANCH WIND | 18INR0043 |  | GLASSCOCK | WIND-O | WEST | 2021 | 293.3 | 293.3 | 293.3 | 293.3 | 293.3 | 293.3 | 293.3 | 293.3 | 293.3 | 293.3
799 | GRIFFIN TRAIL WIND | 20INR0052 |  | KNOX | WIND-O | WEST | 2020 | 201.6 | 201.6 | 201.6 | 201.6 | 201.6 | 201.6 | 201.6 | 201.6 | 201.6 | 201.6
800 | HARALD (BEARKAT WIND B) | 15INR0064b |  | GLASSCOCK | WIND-O | WEST | 2020 | 162.1 | 162.1 | 162.1 | 162.1 | 162.1 | 162.1 | 162.1 | 162.1 | 162.1 | 162.1
801 | HIDALGO II WIND | 19INR0053 |  | HIDALGO | WIND-O | SOUTH | 2020 | 51 | 51 | 51 | 51 | 51 | 51 | 51 | 51 | 51 | 51
802 | HIGH LONESOME W | 19INR0038 |  | CROCKETT | WIND-O | WEST | 2020 | 449.5 | 449.5 | 449.5 | 449.5 | 449.5 | 449.5 | 449.5 | 449.5 | 449.5 | 449.5
803 | HIGH LONESOME WIND PHASE II | 20INR0262 |  | CROCKETT | WIND-O | WEST | 2020 | 50.6 | 50.6 | 50.6 | 50.6 | 50.6 | 50.6 | 50.6 | 50.6 | 50.6 | 50.6
804 | KAISER CREEK WIND | 18INR0042 |  | CALLAHAN | WIND-O | WEST | 2021 | 101.5 | 101.5 | 101.5 | 101.5 | 101.5 | 101.5 | 101.5 | 101.5 | 101.5 | 101.5
805 | KONTIKI 1 WIND (ERIK) | 19INR0099a |  | GLASSCOCK | WIND-O | WEST | 2021 | 255.3 | 255.3 | 255.3 | 255.3 | 255.3 | 255.3 | 255.3 | 255.3 | 255.3 | 255.3
806 | KONTIKI 2 WIND (ERNEST) | 19INR0099b |  | GLASSCOCK | WIND-O | WEST | 2022 | 0 | 255.3 | 255.3 | 255.3 | 255.3 | 255.3 | 255.3 | 255.3 | 255.3 | 255.3
807 | LAS LOMAS WIND | 16INR0111 |  | STARR | WIND-O | SOUTH | 2020 | 200 | 200 | 200 | 200 | 200 | 200 | 200 | 200 | 200 | 200
808 | LORAINE WINDPARK PHASE III | 18INR0068 |  | MITCHELL | WIND-O | WEST | 2021 | 100 | 100 | 100 | 100 | 100 | 100 | 100 | 100 | 100 | 100
809 | MARYNEAL WINDPOWER | 18INR0031 |  | NOLAN | WIND-O | WEST | 2021 | 182.4 | 182.4 | 182.4 | 182.4 | 182.4 | 182.4 | 182.4 | 182.4 | 182.4 | 182.4
810 | MAVERICK CREEK I | 20INR0045 |  | CONCHO | WIND-O | WEST | 2020 | 373.2 | 373.2 | 373.2 | 373.2 | 373.2 | 373.2 | 373.2 | 373.2 | 373.2 | 373.2
811 | MAVERICK CREEK II | 20INR0046 |  | CONCHO | WIND-O | WEST | 2020 | 118.8 | 118.8 | 118.8 | 118.8 | 118.8 | 118.8 | 118.8 | 118.8 | 118.8 | 118.8
812 | MESTENO WIND | 16INR0081 |  | STARR | WIND-O | SOUTH | 2020 | 201.6 | 201.6 | 201.6 | 201.6 | 201.6 | 201.6 | 201.6 | 201.6 | 201.6 | 201.6
813 | OVEJA WIND | 18INR0033 |  | IRION | WIND-O | WEST | 2020 | 300 | 300 | 300 | 300 | 300 | 300 | 300 | 300 | 300 | 300
814 | PRAIRIE HILL WIND | 19INR0100 |  | MCLENNAN | WIND-O | NORTH | 2020 | 300 | 300 | 300 | 300 | 300 | 300 | 300 | 300 | 300 | 300
815 | RELOJ DEL SOL WIND | 17INR0025 |  | ZAPATA | WIND-O | SOUTH | 2020 | 202 | 202 | 202 | 202 | 202 | 202 | 202 | 202 | 202 | 202
816 | ROADRUNNER CROSSING WIND 1 | 19INR0117 |  | EASTLAND | WIND-O | NORTH | 2021 | 0 | 200.2 | 200.2 | 200.2 | 200.2 | 200.2 | 200.2 | 200.2 | 200.2 | 200.2
817 | RTS 2 WIND (HEART OF TEXAS WIND) | 18INR0016 |  | MCCULLOCH | WIND-O | SOUTH | 2020 | 179.9 | 179.9 | 179.9 | 179.9 | 179.9 | 179.9 | 179.9 | 179.9 | 179.9 | 179.9
818 | SAGE DRAW WIND | 19INR0163 |  | LYNN | WIND-O | WEST | 2020 | 338 | 338 | 338 | 338 | 338 | 338 | 338 | 338 | 338 | 338
819 | TG EAST WIND | 19INR0052 |  | KNOX | WIND-O | WEST | 2021 | 0 | 336 | 336 | 336 | 336 | 336 | 336 | 336 | 336 | 336
820 | VERA WIND | 19INR0051 |  | KNOX | WIND-O | WEST | 2020 | 208.8 | 208.8 | 208.8 | 208.8 | 208.8 | 208.8 | 208.8 | 208.8 | 208.8 | 208.8
821 | VERA WIND V110 | 20INR0305 |  | KNOX | WIND-O | WEST | 2020 | 34 | 34 | 34 | 34 | 34 | 34 | 34 | 34 | 34 | 34
822 | WHITE MESA WIND | 19INR0128 |  | CROCKETT | WIND-O | WEST | 2021 | 500 | 500 | 500 | 500 | 500 | 500 | 500 | 500 | 500 | 500
823 | WHITEHORSE WIND | 19INR0080 |  | FISHER | WIND-O | WEST | 2020 | 418.9 | 418.9 | 418.9 | 418.9 | 418.9 | 418.9 | 418.9 | 418.9 | 418.9 | 418.9
824 | WILDWIND | 20INR0033 |  | COOKE | WIND-O | NORTH | 2020 | 180.1 | 180.1 | 180.1 | 180.1 | 180.1 | 180.1 | 180.1 | 180.1 | 180.1 | 180.1
825 | WKN AMADEUS WIND | 14INR0009 |  | FISHER | WIND-O | WEST | 2020 | 250.1 | 250.1 | 250.1 | 250.1 | 250.1 | 250.1 | 250.1 | 250.1 | 250.1 | 250.1
826 | Planned Capacity Total (Wind) | [6 empty] | 10105.6 | 12668.3 | 12668.3 | 12668.3 | 12668.3 | 12668.3 | 12668.3 | 12668.3 | 12668.3 | 12668.3
827
828 | Planned Wind Capacity Sub-total (Coastal Counties) |  | WIND_PLANNED_C |  |  |  |  | 1804.8 | 2229.6 | 2229.6 | 2229.6 | 2229.6 | 2229.6 | 2229.6 | 2229.6 | 2229.6 | 2229.6
829 | Wind Peak Average Capacity Percentage (Coastal) |  | WIND_PL_PEAK_PCT_C | % |  |  |  | 43 | 43 | 43 | 43 | 43 | 43 | 43 | 43 | 43 | 43
830
831 | Planned Wind Capacity Sub-total (Panhandle Counties) |  | WIND_PLANNED_P |  |  |  |  | 280.9 | 935.3 | 935.3 | 935.3 | 935.3 | 935.3 | 935.3 | 935.3 | 935.3 | 935.3
832 | Wind Peak Average Capacity Percentage (Panhandle) |  | WIND_PL_PEAK_PCT_P |  |  |  |  | 32 | 32 | 32 | 32 | 32 | 32 | 32 | 32 | 32 | 32
833
834 | Planned Wind Capacity Sub-total (Other counties) |  | WIND_PLANNED_O |  |  |  |  | 8019.9 | 9503.4 | 9503.4 | 9503.4 | 9503.4 | 9503.4 | 9503.4 | 9503.4 | 9503.4 | 9503.4
835 | Wind Peak Average Capacity Percentage (Other) |  | WIND_PL_PEAK_PCT_O |  |  |  |  | 19 | 19 | 19 | 19 | 19 | 19 | 19 | 19 | 19 | 19
836
837 | Planned Solar Resources with Executed SGIA
838 | ANSON SOLAR | 19INR0081 |  | JONES | SOLAR | WEST | 2020 | 201.5 | 201.5 | 201.5 | 201.5 | 201.5 | 201.5 | 201.5 | 201.5 | 201.5 | 201.5
839 | ARAGORN SOLAR | 19INR0088 |  | CULBERSON | SOLAR | WEST | 2021 | 187.2 | 187.2 | 187.2 | 187.2 | 187.2 | 187.2 | 187.2 | 187.2 | 187.2 | 187.2
840 | AZURE SKY SOLAR | 21INR0477 |  | HASKELL | SOLAR | WEST | 2021 | 227.4 | 227.4 | 227.4 | 227.4 | 227.4 | 227.4 | 227.4 | 227.4 | 227.4 | 227.4
841 | BLUEBELL SOLAR II | 20INR0204 |  | STERLING | SOLAR | WEST | 2021 | 115 | 115 | 115 | 115 | 115 | 115 | 115 | 115 | 115 | 115
842 | BRAVEPOST SOLAR | 20INR0053 |  | TOM GREEN | SOLAR | WEST | 2021 | 200 | 200 | 200 | 200 | 200 | 200 | 200 | 200 | 200 | 200
843 | CONIGLIO SOLAR | 20INR0037 |  | FANNIN | SOLAR | NORTH | 2021 | 128.1 | 128.1 | 128.1 | 128.1 | 128.1 | 128.1 | 128.1 | 128.1 | 128.1 | 128.1
844 | CORAZON SOLAR | 15INR0044 |  | WEBB | SOLAR | SOUTH | 2021 | 200 | 200 | 200 | 200 | 200 | 200 | 200 | 200 | 200 | 200
845 | COTTONWOOD BAYOU | 19INR0134 |  | BRAZORIA | SOLAR | COASTAL | 2021 | 150 | 150 | 150 | 150 | 150 | 150 | 150 | 150 | 150 | 150
846 | CROWDED STAR SOLAR | 20INR0241 |  | JONES | SOLAR | WEST | 2021 | 400 | 400 | 400 | 400 | 400 | 400 | 400 | 400 | 400 | 400
847 | CROWDED STAR SOLAR II | 22INR0274 |  | JONES | SOLAR | WEST | 2022 | 0 | 200 | 200 | 200 | 200 | 200 | 200 | 200 | 200 | 200
848 | DANCIGER SOLAR | 20INR0098 |  | BRAZORIA | SOLAR | COASTAL | 2021 | 0 | 200 | 200 | 200 | 200 | 200 | 200 | 200 | 200 | 200
849 | DANISH FIELDS SOLAR I | 20INR0069 |  | WHARTON | SOLAR | SOUTH | 2021 | 201 | 201 | 201 | 201 | 201 | 201 | 201 | 201 | 201 | 201
850 | DANISH FIELDS SOLAR II | 21INR0016 |  | WHARTON | SOLAR | SOUTH | 2021 | 201 | 201 | 201 | 201 | 201 | 201 | 201 | 201 | 201 | 201
851 | DANISH FIELDS SOLAR III | 21INR0017 |  | WHARTON | SOLAR | SOUTH | 2021 | 201 | 201 | 201 | 201 | 201 | 201 | 201 | 201 | 201 | 201
852 | ELARA SOLAR | 21INR0276 |  | FRIO | SOLAR | SOUTH | 2021 | 134 | 134 | 134 | 134 | 134 | 134 | 134 | 134 | 134 | 134
853 | EMERALD GROVE SOLAR (PECOS SOLAR POWER I) | 15INR0059 |  | PECOS | SOLAR | WEST | 2021 | 108 | 108 | 108 | 108 | 108 | 108 | 108 | 108 | 108 | 108
854 | EUNICE SOLAR | 20INR0219 |  | ANDREWS | SOLAR | WEST | 2020 | 426.7 | 426.7 | 426.7 | 426.7 | 426.7 | 426.7 | 426.7 | 426.7 | 426.7 | 426.7
855 | FORT BEND SOLAR | 18INR0053 |  | FORT BEND | SOLAR | HOUSTON | 2021 | 240 | 240 | 240 | 240 | 240 | 240 | 240 | 240 | 240 | 240
856 | FOWLER RANCH | 18INR0039 |  | CRANE | SOLAR | WEST | 2020 | 152.5 | 152.5 | 152.5 | 152.5 | 152.5 | 152.5 | 152.5 | 152.5 | 152.5 | 152.5
857 | GALLOWAY 1 SOLAR | 19INR0121 |  | CONCHO | SOLAR | WEST | 2021 | 250 | 250 | 250 | 250 | 250 | 250 | 250 | 250 | 250 | 250
858 | GALLOWAY 2 SOLAR | 21INR0431 |  | CONCHO | SOLAR | WEST | 2021 | 110 | 110 | 110 | 110 | 110 | 110 | 110 | 110 | 110 | 110
859 | GREASEWOOD SOLAR | 19INR0034 |  | PECOS | SOLAR | WEST | 2020 | 255 | 255 | 255 | 255 | 255 | 255 | 255 | 255 | 255 | 255
860 | HOLSTEIN SOLAR | 19INR0009 |  | NOLAN | SOLAR | WEST | 2020 | 204.5 | 204.5 | 204.5 | 204.5 | 204.5 | 204.5 | 204.5 | 204.5 | 204.5 | 204.5
861 | HORIZON SOLAR | 21INR0261 |  | FRIO | SOLAR | SOUTH | 2021 | 0 | 204.1 | 204.1 | 204.1 | 204.1 | 204.1 | 204.1 | 204.1 | 204.1 | 204.1
862 | IMPACT SOLAR | 19INR0151 |  | LAMAR | SOLAR | NORTH | 2020 | 198.6 | 198.6 | 198.6 | 198.6 | 198.6 | 198.6 | 198.6 | 198.6 | 198.6 | 198.6
863 | IP TITAN | 20INR0032 |  | CULBERSON | SOLAR | WEST | 2021 | 270 | 270 | 270 | 270 | 270 | 270 | 270 | 270 | 270 | 270
864 | JUNO SOLAR PHASE I | 21INR0026 |  | BORDEN | SOLAR | WEST | 2021 | 166.1 | 166.1 | 166.1 | 166.1 | 166.1 | 166.1 | 166.1 | 166.1 | 166.1 | 166.1
865 | JUNO SOLAR PHASE II | 21INR0501 |  | BORDEN | SOLAR | WEST | 2021 | 147.1 | 147.1 | 147.1 | 147.1 | 147.1 | 147.1 | 147.1 | 147.1 | 147.1 | 147.1
866 | KELLAM SOLAR | 20INR0261 |  | VAN ZANDT | SOLAR | NORTH | 2020 | 61 | 61 | 61 | 61 | 61 | 61 | 61 | 61 | 61 | 61
867 | LAPETUS SOLAR | 19INR0185 |  | ANDREWS | SOLAR | WEST | 2020 | 100 | 100 | 100 | 100 | 100 | 100 | 100 | 100 | 100 | 100
868 | LILY SOLAR | 19INR0044 |  | KAUFMAN | SOLAR | NORTH | 2021 | 148.1 | 148.1 | 148.1 | 148.1 | 148.1 | 148.1 | 148.1 | 148.1 | 148.1 | 148.1
869 | LONG DRAW SOLAR | 18INR0055 |  | BORDEN | SOLAR | WEST | 2020 | 226.7 | 226.7 | 226.7 | 226.7 | 226.7 | 226.7 | 226.7 | 226.7 | 226.7 | 226.7
870 | LONG POINT SOLAR | 19INR0042 |  | BRAZORIA | SOLAR | COASTAL | 2021 | 100 | 100 | 100 | 100 | 100 | 100 | 100 | 100 | 100 | 100
871 | MISAE SOLAR | 18INR0045 |  | CHILDRESS | SOLAR | PANHANDLE | 2020 | 240.8 | 240.8 | 240.8 | 240.8 | 240.8 | 240.8 | 240.8 | 240.8 | 240.8 | 240.8
872 | MISAE SOLAR II | 20INR0091 |  | CHILDRESS | SOLAR | PANHANDLE | 2022 | 0 | 0 | 517.3 | 517.3 | 517.3 | 517.3 | 517.3 | 517.3 | 517.3 | 517.3
873 | MORROW LAKE SOLAR | 19INR0155 |  | FRIO | SOLAR | SOUTH | 2022 | 0 | 204 | 204 | 204 | 204 | 204 | 204 | 204 | 204 | 204
874 | MUSTANG CREEK SOLAR | 18INR0050 |  | JACKSON | SOLAR | SOUTH | 2021 | 150 | 150 | 150 | 150 | 150 | 150 | 150 | 150 | 150 | 150
875 | MYRTLE SOLAR | 19INR0041 |  | BRAZORIA | SOLAR | COASTAL | 2021 | 240 | 240 | 240 | 240 | 240 | 240 | 240 | 240 | 240 | 240
876 | NAZARETH SOLAR | 16INR0049 |  | CASTRO | SOLAR | PANHANDLE | 2022 | 0 | 201 | 201 | 201 | 201 | 201 | 201 | 201 | 201 | 201
877 | NORTON SOLAR | 19INR0035 |  | RUNNELS | SOLAR | WEST | 2021 | 125 | 125 | 125 | 125 | 125 | 125 | 125 | 125 | 125 | 125
878 | OBERON SOLAR | 19INR0083 |  | ECTOR | SOLAR | WEST | 2020 | 180 | 180 | 180 | 180 | 180 | 180 | 180 | 180 | 180 | 180
879 | OLD 300 SOLAR CENTER | 21INR0406 |  | FORT BEND | SOLAR | HOUSTON | 2021 | 0 | 400 | 400 | 400 | 400 | 400 | 400 | 400 | 400 | 400
880 | OXY SOLAR | 19INR0184 |  | ECTOR | SOLAR | WEST | 2020 | 16.2 | 16.2 | 16.2 | 16.2 | 16.2 | 16.2 | 16.2 | 16.2 | 16.2 | 16.2
881 | PFLUGERVILLE SOLAR | 15INR0090 |  | TRAVIS | SOLAR | SOUTH | 2020 | 144 | 144 | 144 | 144 | 144 | 144 | 144 | 144 | 144 | 144
882 | PHOENIX SOLAR | 19INR0091 |  | FANNIN | SOLAR | NORTH | 2021 | 82.3 | 82.3 | 82.3 | 82.3 | 82.3 | 82.3 | 82.3 | 82.3 | 82.3 | 82.3
883 | PROSPERO SOLAR | 19INR0092 |  | ANDREWS | SOLAR | WEST | 2020 | 300 | 300 | 300 | 300 | 300 | 300 | 300 | 300 | 300 | 300
884 | PROSPERO SOLAR II | 21INR0229 |  | ANDREWS | SOLAR | WEST | 2021 | 250 | 250 | 250 | 250 | 250 | 250 | 250 | 250 | 250 | 250
885 | QUEEN SOLAR PHASE II | 20INR0298 |  | UPTON | SOLAR | WEST | 2020 | 200 | 200 | 200 | 200 | 200 | 200 | 200 | 200 | 200 | 200
886 | RAMBLER SOLAR | 19INR0114 |  | TOM GREEN | SOLAR | WEST | 2020 | 200 | 200 | 200 | 200 | 200 | 200 | 200 | 200 | 200 | 200
887 | RAYOS DEL SOL | 19INR0045 |  | CAMERON | SOLAR | COASTAL | 2021 | 150 | 150 | 150 | 150 | 150 | 150 | 150 | 150 | 150 | 150
888 | RE MAPLEWOOD 2A SOLAR | 17INR0020a |  | PECOS | SOLAR | WEST | 2021 | 222 | 222 | 222 | 222 | 222 | 222 | 222 | 222 | 222 | 222
889 | RE MAPLEWOOD 2B SOLAR | 17INR0020b |  | PECOS | SOLAR | WEST | 2020 | 28 | 28 | 28 | 28 | 28 | 28 | 28 | 28 | 28 | 28
890 | RE MAPLEWOOD 2C SOLAR | 17INR0020c |  | PECOS | SOLAR | WEST | 2021 | 250 | 250 | 250 | 250 | 250 | 250 | 250 | 250 | 250 | 250
891 | RIPPEY SOLAR | 20INR0031 |  | COOKE | SOLAR | NORTH | 2020 | 61 | 61 | 61 | 61 | 61 | 61 | 61 | 61 | 61 | 61
892 | RODEO SOLAR | 19INR0103 |  | ANDREWS | SOLAR | WEST | 2021 | 205 | 205 | 205 | 205 | 205 | 205 | 205 | 205 | 205 | 205
893 | SHAKES SOLAR | 19INR0073 |  | ZAVALA | SOLAR | SOUTH | 2021 | 206 | 206 | 206 | 206 | 206 | 206 | 206 | 206 | 206 | 206
894 | SODA LAKE SOLAR 1 | 18INR0040 |  | CRANE | SOLAR | WEST | 2021 | 202.6 | 202.6 | 202.6 | 202.6 | 202.6 | 202.6 | 202.6 | 202.6 | 202.6 | 202.6
895 | SODA LAKE SOLAR 2 | 20INR0143 |  | CRANE | SOLAR | WEST | 2021 | 203 | 203 | 203 | 203 | 203 | 203 | 203 | 203 | 203 | 203
896 | STRATEGIC ENERGY | 20INR0081 |  | ELLIS | SOLAR | NORTH | 2021 | 135 | 135 | 135 | 135 | 135 | 135 | 135 | 135 | 135 | 135
897 | TAYGETE II SOLAR | 21INR0233 |  | PECOS | SOLAR | WEST | 2021 | 203.8 | 203.8 | 203.8 | 203.8 | 203.8 | 203.8 | 203.8 | 203.8 | 203.8 | 203.8
898 | TAYGETE SOLAR | 20INR0054 |  | PECOS | SOLAR | WEST | 2021 | 255.1 | 255.1 | 255.1 | 255.1 | 255.1 | 255.1 | 255.1 | 255.1 | 255.1 | 255.1
899 | TEXAS SOLAR NOVA | 19INR0001 |  | KENT | SOLAR | WEST | 2022 | 0 | 252.2 | 252.2 | 252.2 | 252.2 | 252.2 | 252.2 | 252.2 | 252.2 | 252.2
900 | TIMBERWOLF POI A | 20INR0226 |  | UPTON | SOLAR | WEST | 2021 | 150 | 150 | 150 | 150 | 150 | 150 | 150 | 150 | 150 | 150
901 | UPTON SOLAR | 16INR0114 |  | UPTON | SOLAR | WEST | 2020 | 104.6 | 104.6 | 104.6 | 104.6 | 104.6 | 104.6 | 104.6 | 104.6 | 104.6 | 104.6
902 | WAGYU SOLAR | 18INR0062 |  | BRAZORIA | SOLAR | COASTAL | 2020 | 120 | 120 | 120 | 120 | 120 | 120 | 120 | 120 | 120 | 120
903 | WESTORIA SOLAR | 20INR0101 |  | BRAZORIA | SOLAR | COASTAL | 2021 | 0 | 200 | 200 | 200 | 200 | 200 | 200 | 200 | 200 | 200
904 | Planned Capacity Total (Solar) | [6 empty] | 10334.9 | 12196.2 | 12713.5 | 12713.5 | 12713.5 | 12713.5 | 12713.5 | 12713.5 | 12713.5 | 12713.5
905 | Solar Peak Average Capacity Percentage |  | SOLAR_PL_PEAK_PCT | % |  |  |  | 7 | 7 | 7 | 7 | 7 | 7 | 7 | 7 | 7 | 7
906
907 | Planned Storage Resources with Executed SGIA
908 | AZURE SKY BESS | 21INR0476 |  | HASKELL | STORAGE | WEST | 2021 | 78.3 | 78.3 | 78.3 | 78.3 | 78.3 | 78.3 | 78.3 | 78.3 | 78.3 | 78.3
909 | BAT CAVE | 21INR0365 |  | MASON | STORAGE | SOUTH | 2021 | 100 | 100 | 100 | 100 | 100 | 100 | 100 | 100 | 100 | 100
910 | CHISHOLM GRID | 20INR0089 |  | TARRANT | STORAGE | NORTH | 2021 | 200 | 200 | 200 | 200 | 200 | 200 | 200 | 200 | 200 | 200
911 | EUNICE STORAGE | 20INR0220 |  | ANDREWS | STORAGE | WEST | 2020 | 40.3 | 40.3 | 40.3 | 40.3 | 40.3 | 40.3 | 40.3 | 40.3 | 40.3 | 40.3
912 | MADERO GRID | 21INR0244 |  | HIDALGO | STORAGE | SOUTH | 2021 | 202 | 202 | 202 | 202 | 202 | 202 | 202 | 202 | 202 | 202
913 | NORTH FORK | 20INR0276 |  | WILLIAMSON | STORAGE | SOUTH | 2021 | 100 | 100 | 100 | 100 | 100 | 100 | 100 | 100 | 100 | 100
914 | SILICON HILL STORAGE | 20INR0291 |  | TRAVIS | STORAGE | SOUTH | 2021 | 100 | 100 | 100 | 100 | 100 | 100 | 100 | 100 | 100 | 100
915 | BRP ALVIN |  | BRPALVIN_UNIT1 | BRAZORIA | STORAGE | COASTAL | 2020 | 9.9 | 9.9 | 9.9 | 9.9 | 9.9 | 9.9 | 9.9 | 9.9 | 9.9 | 9.9
916 | BRP ANGELTON |  | BRPANGLE_UNIT1 | BRAZORIA | STORAGE | COASTAL | 2020 | 9.95 | 9.95 | 9.95 | 9.95 | 9.95 | 9.95 | 9.95 | 9.95 | 9.95 | 9.95
917 | BRP BRAZORIA |  | BRP_BRAZ_UNIT1 | BRAZORIA | STORAGE | COASTAL | 2020 | 9.95 | 9.95 | 9.95 | 9.95 | 9.95 | 9.95 | 9.95 | 9.95 | 9.95 | 9.95
918 | BRP DICKINSON |  | BRP_DIKN_UNIT1 | GALVESTON | STORAGE | HOUSTON | 2020 | 9.95 | 9.95 | 9.95 | 9.95 | 9.95 | 9.95 | 9.95 | 9.95 | 9.95 | 9.95
919 | BRP HEIGHTS |  | BRHEIGHT_UNIT1 | GALVESTON | STORAGE | HOUSTON | 2020 | 9.95 | 9.95 | 9.95 | 9.95 | 9.95 | 9.95 | 9.95 | 9.95 | 9.95 | 9.95
920 | BRP MAGNOLIA |  | BRPMAGNO_UNIT1 | GALVESTON | STORAGE | HOUSTON | 2020 | 9.95 | 9.95 | 9.95 | 9.95 | 9.95 | 9.95 | 9.95 | 9.95 | 9.95 | 9.95
921 | BRP ODESSA SW |  | BRPODESA_UNIT1 | ECTOR | STORAGE | WEST | 2020 | 9.9 | 9.9 | 9.9 | 9.9 | 9.9 | 9.9 | 9.9 | 9.9 | 9.9 | 9.9
922 | COMMERCE ST ESS |  | X443ESS1_SWRI | BEXAR | STORAGE | SOUTH | 2019 | 10 | 10 | 10 | 10 | 10 | 10 | 10 | 10 | 10 | 10
923 | FLAT TOP BATTERY |  | FLTBES_BESS1 | REEVES | STORAGE | WEST | 2019 | 9.9 | 9.9 | 9.9 | 9.9 | 9.9 | 9.9 | 9.9 | 9.9 | 9.9 | 9.9
924 | JOHNSON CITY BESS |  | JC_BAT_UNIT_1 | BLANCO | STORAGE | SOUTH | 2020 | 2.3 | 2.3 | 2.3 | 2.3 | 2.3 | 2.3 | 2.3 | 2.3 | 2.3 | 2.3
925 | Planned Capacity Total (Storage) | [6 empty] | 912.35 | 912.35 | 912.35 | 912.35 | 912.35 | 912.35 | 912.35 | 912.35 | 912.35 | 912.35
926 | Storage Peak Average Capacity Percentage |  | STORAGE_PL_PEAK_PCT | % |  |  |  | 0 | 0 | 0 | 0 | 0 | 0 | 0 | 0 | 0 | 0
927
928 | Inactive Planned Resources
929 | HALYARD WHARTON ENERGY CENTER | 16INR0044 |  | WHARTON | GAS | SOUTH | 2021 | 484 | 484 | 484 | 484 | 484 | 484 | 484 | 484 | 484 | 484
930 | MARIAH DEL ESTE | 13INR0010a |  | PARMER | WIND-P | PANHANDLE | 2020 | 152.5 | 152.5 | 152.5 | 152.5 | 152.5 | 152.5 | 152.5 | 152.5 | 152.5 | 152.5
931 | NORTHDRAW WIND | 13INR0025 |  | RANDALL | WIND-P | PANHANDLE | 2020 | 150 | 150 | 150 | 150 | 150 | 150 | 150 | 150 | 150 | 150
932 | PANHANDLE WIND 3 | 14INR0030c |  | CARSON | WIND-P | PANHANDLE | 2022 | 0 | 248 | 248 | 248 | 248 | 248 | 248 | 248 | 248 | 248
933 | WILDROSE WIND (SWISHER WIND) | 13INR0038 |  | SWISHER | WIND-P | PANHANDLE | 2021 | 0 | 302.5 | 302.5 | 302.5 | 302.5 | 302.5 | 302.5 | 302.5 | 302.5 | 302.5
934 | LOMA PINTA WIND | 16INR0112 |  | LA SALLE | WIND-O | SOUTH | 2021 | 0 | 200 | 200 | 200 | 200 | 200 | 200 | 200 | 200 | 200
935 | AGATE SOLAR | 20INR0023 |  | ELLIS | SOLAR | NORTH | 2020 | 60 | 60 | 60 | 60 | 60 | 60 | 60 | 60 | 60 | 60
936 | GARNET SOLAR | 20INR0021 |  | WILLIAMSON | SOLAR | SOUTH | 2020 | 20 | 20 | 20 | 20 | 20 | 20 | 20 | 20 | 20 | 20
937 | HOVEY (BARILLA SOLAR 1B) | 12INR0059b |  | PECOS | SOLAR | WEST | 2020 | 7.4 | 7.4 | 7.4 | 7.4 | 7.4 | 7.4 | 7.4 | 7.4 | 7.4 | 7.4
938 | SPINEL SOLAR | 20INR0025 |  | MEDINA | SOLAR | SOUTH | 2020 | 30 | 30 | 30 | 30 | 30 | 30 | 30 | 30 | 30 | 30
939 | SUN VALLEY | 19INR0169 |  | HILL | SOLAR | NORTH | 2021 | 250 | 250 | 250 | 250 | 250 | 250 | 250 | 250 | 250 | 250
940 | Inactive Planned Capacity Total | [6 empty] | 1153.9 | 1904.4 | 1904.4 | 1904.4 | 1904.4 | 1904.4 | 1904.4 | 1904.4 | 1904.4 | 1904.4
941
942 | Seasonal Mothballed Resources
943 | GREGORY POWER PARTNERS GT1 (AS OF 10/17/2019, AVAILABLE 5/1 THROUGH 9/30) |  | LGE_LGE_GT1 | SAN PATRICIO | GAS | COASTAL | 2000 | 158 | 158 | 158 | 158 | 158 | 158 | 158 | 158 | 158 | 158
944 | GREGORY POWER PARTNERS GT2 (AS OF 10/17/2019, AVAILABLE 5/1 THROUGH 9/30) |  | LGE_LGE_GT2 | SAN PATRICIO | GAS | COASTAL | 2000 | 158 | 158 | 158 | 158 | 158 | 158 | 158 | 158 | 158 | 158
945 | GREGORY POWER PARTNERS STG (AS OF 10/17/2019,AVAILABLE 5/1 THROUGH 9/30) |  | LGE_LGE_STG | SAN PATRICIO | GAS | COASTAL | 2000 | 75 | 75 | 75 | 75 | 75 | 75 | 75 | 75 | 75 | 75
946 | SPENCER STG U4 (AS OF 10/3/2018, AVAILABLE 5/20 THROUGH 10/10) |  | SPNCER_SPNCE_4 | DENTON | GAS | NORTH | 1966 | 57 | 57 | 57 | 57 | 57 | 57 | 57 | 57 | 57 | 57
947 | SPENCER STG U5 (AS OF 10/3/2018, AVAILABLE 5/20 THROUGH 10/10) |  | SPNCER_SPNCE_5 | DENTON | GAS | NORTH | 1973 | 61 | 61 | 61 | 61 | 61 | 61 | 61 | 61 | 61 | 61
948 | Total Seasonal Mothballed Capacity | [6 empty] | 509 | 509 | 509 | 509 | 509 | 509 | 509 | 509 | 509 | 509
949
950 | Mothballed Resources
951 | J T DEELY U1 (AS OF 12/31/2018) |  | CALAVERS_JTD1_M | BEXAR | COAL | SOUTH | 1977 | 430 | 430 | 430 | 430 | 430 | 430 | 430 | 430 | 430 | 430
952 | J T DEELY U2 (AS OF 12/31/2018) |  | CALAVERS_JTD2_M | BEXAR | COAL | SOUTH | 1978 | 420 | 420 | 420 | 420 | 420 | 420 | 420 | 420 | 420 | 420
953 | Total Mothballed Capacity | [6 empty] | 850 | 850 | 850 | 850 | 850 | 850 | 850 | 850 | 850 | 850
954
955 | Retiring Resources Unavailable to ERCOT (since last CDR/SARA)
956 | CITY OF GONZALES HYDRO (AS OF 3/1/2020) |  | DG_GONZ_HYDRO_GONZ_HYDRO | GONZALES | HYDRO | SOUTH | 1986 | 1.5 | 1.5 | 1.5 | 1.5 | 1.5 | 1.5 | 1.5 | 1.5 | 1.5 | 1.5
957 | EAGLE PASS TIE (AS OF 4/9/2020) |  | DC_S | MAVERICK | OTHER | SOUTH |  | 30 | 30 | 30 | 30 | 30 | 30 | 30 | 30 | 30 | 30
958 | OKLAUNION U1 (AS OF 10/1/2020) |  | OKLA_OKLA_G1 | WILBARGER | COAL | WEST | 1986 | 650 | 650 | 650 | 650 | 650 | 650 | 650 | 650 | 650 | 650
959 | Total Retiring Capacity | [6 empty] | 681.5 | 681.5 | 681.5 | 681.5 | 681.5 | 681.5 | 681.5 | 681.5 | 681.5 | 681.5
Notes:
Capacity changes due to planned repower/upgrade projects are reflected in the operational units' ratings upon (1) receipt and ERCOT approval of a new Resource Asset Registration Form (RARF). Projects associated with interconnection change requests that change the MW capacity by more than zero are indicated with a code in the “Generation Interconnection Project Code” column of operational units.
Although seasonal capacity ratings for battery energy storage systems are reported above, the ratings are not included in the operational/planned capacity formulae. These resources are assumed to provide regulation reserves rather than sustained capacity available to meet system peak loads.
The projects listed in the 'Planned Storage Resources with Executed SGIA' section with UNIT CODE entries are Distributed Generation Resources (DGRs). Since they are 10 MW or less, they are not going through the GINR application process.
The retiring hydro unit (CITY OF GONZALES HYDRO) has been removed from the settlement system and is now treated as a load reduction by LCRA
Note on R400: Constitutes the Schumansville DG hydro plant (3.6 MW) and 2.4 MW of the 4.8 MW Lakewood Tap DG hydro plant (DG_LKWT_2UNITS)

## WinterFuelTypes
Winter Fuel Types - ERCOT
Fuel type is based on the primary fuel. Capacity contribution of the wind resources is included at 43% for Coastal counties, 32% for Panhandle counties, and 19% for all other counties, while the solar capacity contribution is 7%. Private Use Network, and Hydro are included based on the three-year average historical capability for each Summer Season's 20 peak load hours. Non-Synchronous Tie resources import forecast is based on flows seen during Energy Emergency Alert (EEA) periods in the most recent winter of occurrence. Non-Synchronous Tie resources are categorized as Other. Mothballed resource capacity is excluded except for Available Mothball Capacity based on a Seasonal Availability Schedule or Owner's reported Return Probability. Private Use Network is categorized as gas.
In MW
Fuel_Type | Capacity_Pct | 2021/2022 | 2022/2023 | 2023/2024 | 2024/2025 | 2025/2026 | 2026/2027 | 2027/2028 | 2028/2029 | 2029/2030 | 2030/2031
Biomass | 100% | 169.2 | 169.2 | 169.2 | 169.2 | 169.2 | 169.2 | 169.2 | 169.2 | 169.2 | 169.2
Coal | 100% | 14067 | 14067 | 14067 | 14067 | 14067 | 14067 | 14067 | 14067 | 14067 | 14067
Gas | 100% | 56103.1383 | 56016.1383 | 56011.1383 | 55966.1383 | 55926.1383 | 55711.1383 | 55711.1383 | 55706.1383 | 55706.1383 | 55706.1383
Nuclear | 100% | 5153.2 | 5153.2 | 5153.2 | 5153.2 | 5153.2 | 5153.2 | 5153.2 | 5153.2 | 5153.2 | 5153.2
Other | 68.65% | 837.53 | 837.53 | 837.53 | 837.53 | 837.53 | 837.53 | 837.53 | 837.53 | 837.53 | 837.53
Hydro | 78.08% | 435.7824 | 435.7824 | 435.7824 | 435.7824 | 435.7824 | 435.7824 | 435.7824 | 435.7824 | 435.7824 | 435.7824
Wind-C | 43% | 2190.936 | 2373.6 | 2373.6 | 2373.6 | 2373.6 | 2373.6 | 2373.6 | 2373.6 | 2373.6 | 2373.6
Wind-P | 32% | 1500.672 | 1710.08 | 1710.08 | 1710.08 | 1710.08 | 1710.08 | 1710.08 | 1710.08 | 1710.08 | 1710.08
Wind-O | 19% | 838.565 | 937.202 | 973.413 | 973.413 | 973.413 | 973.413 | 973.413 | 973.413 | 973.413 | 973.413
Solar | 7% | 838.565 | 937.202 | 973.413 | 973.413 | 973.413 | 973.413 | 973.413 | 973.413 | 973.413 | 973.413
Storage | 0% | 0 | 0 | 0 | 0 | 0 | 0 | 0 | 0 | 0 | 0
Total |  | 82134.5887 | 82636.9347 | 82704.3567 | 82659.3567 | 82619.3567 | 82404.3567 | 82404.3567 | 82399.3567 | 82399.3567 | 82399.3567
In Percentages
Fuel_Type |  | 2021/2022 | 2022/2023 | 2023/2024 | 2024/2025 | 2025/2026 | 2026/2027 | 2027/2028 | 2028/2029 | 2029/2030 | 2030/2031
Biomass | 100% | 0.206% | 0.2048% | 0.2046% | 0.2047% | 0.2048% | 0.2053% | 0.2053% | 0.2053% | 0.2053% | 0.2053%
Coal | 100% | 17.13% | 17.02% | 17.01% | 17.02% | 17.03% | 17.07% | 17.07% | 17.07% | 17.07% | 17.07%
Gas | 100% | 68.31% | 67.79% | 67.72% | 67.71% | 67.69% | 67.61% | 67.61% | 67.61% | 67.61% | 67.61%
Nuclear | 100% | 6.274% | 6.236% | 6.231% | 6.234% | 6.237% | 6.254% | 6.254% | 6.254% | 6.254% | 6.254%
Other | 68.65% | 1.02% | 1.014% | 1.013% | 1.013% | 1.014% | 1.016% | 1.016% | 1.016% | 1.016% | 1.016%
Hydro | 78.08% | 0.5306% | 0.5273% | 0.5269% | 0.5272% | 0.5275% | 0.5288% | 0.5288% | 0.5289% | 0.5289% | 0.5289%
Wind-C | 43% | 2.667% | 2.872% | 2.87% | 2.872% | 2.873% | 2.88% | 2.88% | 2.881% | 2.881% | 2.881%
Wind-P | 32% | 1.827% | 2.069% | 2.068% | 2.069% | 2.07% | 2.075% | 2.075% | 2.075% | 2.075% | 2.075%
Wind-O | 19% | 1.021% | 1.134% | 1.177% | 1.178% | 1.178% | 1.181% | 1.181% | 1.181% | 1.181% | 1.181%
Solar | 7% | 1.021% | 1.134% | 1.177% | 1.178% | 1.178% | 1.181% | 1.181% | 1.181% | 1.181% | 1.181%
Storage | 0% | 0% | 0% | 0% | 0% | 0% | 0% | 0% | 0% | 0% | 0%
Total |  | 100% | 100% | 100% | 100% | 100% | 100% | 100% | 100% | 100% | 100%

## Generation Resource Scenarios
Capacity of Proposed Generation Resources Based on Interconnection Milestone Status
Cumulative Summer Capacity Contribution (in MW) of Resources Available by June 1 of the Reporting Year
| 2021 | 2022 | 2023 | 2024 | 2025
Planned Resource Category
Commissioning Plan Submitted | 820.964 | 820.964 | 820.964 | 820.964 | 820.964
Planning Guide 6.9 Criteria plus completed Full Interconnect Study | 7607.4304 | 9466.5976 | 9507.4456 | 9507.4456 | 9507.4456
Meets Planning Guide Sec. 6.9 Criteria (CDR plus TSP Financial Security Posted and Notice to Proceed) | 7759.4304 | 9730.386 | 9771.234 | 9771.234 | 9771.234
CDR Eligible (signed IA, air permits, proof of adequate water supply) | 9247.8958 | 13421.8566 | 13855.8906 | 13855.8906 | 13855.8906
Signed Interconnection Agreement with the TSP | 10079.8958 | 14253.8566 | 14687.8906 | 14687.8906 | 14687.8906
Full Interconnect Study Requested | 18007.0218 | 42094.8508 | 49942.7666 | 51961.5106 | 52122.2706
__________________________________________________
Notes: (1) Resource categories are listed by highest to lowest likelihood that the resource capacity will be in commercial operation in the reported year. For example, resources in the Commissioning Plan Submitted category have reached the "substantially completed construction" phase, and associated transmission switchyard facilities are operational. Conversely, resources in the Full Interconnection Study Requested category include projects that are generally in the development proposal stage and have a significant risk of interconnection request cancellation or project development delays. (2) The data presented here is based upon the latest information provided to ERCOT by resource developers and can change without notice. (3) Resource developers may execute an Interconnection Agreement with a TSP prior to completion of the Full Interconnection Study. This is most common with wind and solar projects. (4) Wind and solar resource capacities reflect their estimated summer on-peak average values as determined by the methodologies in Protocol section 3.2.6.2.2. (5) Battery storage projects are assumed to provide no seasonal sustained peak-hour capacity contributions, and are thus reported as zero MW.
Unconfirmed Retirement Capacity
Cumulative Summer Capacity Contribution (in MW) of Unconfirmed Retirements Not Available as of June 1 of the Reporting Year
| 2021 | 2022 | 2023 | 2024 | 2025
Unit Name
DECKER CREEK CTG 1 | 315 | 315 | 315 | 315 | 315
DECKER CREEK CTG 2 | 0 | 415 | 415 | 415 | 415
TOTAL | 315 | 730 | 730 | 730 | 730
Reserve Margin including Unconfirmed Retirement Capacity | 17.28% | 19.65% | 17.96% | 15.87% | 14.11%
Reserve Margin Excluding Unconfirmed Retirement Capacity | 16.87% | 18.72% | 17.04% | 14.97% | 13.22%
__________________________________________________
Notes: (1) An "Unconfirmed Retirement" is defined as a generation unit for which a public announcement of the intent to permanently shut the unit down has been released, but a Notice of Suspension of Operations for the unit has not been received by ERCOT. (2) The criteria for listing a unit as an Unconfirmed Retirement include the following: a. A specific retirement date is cited in the announcement, or other timing information is given that indicates the unit will be unavailable as of June 1 of a CDR Reporting Year. b. The announcement, with follow-up inquiry by ERCOT, does not indicate that retirement timing is highly speculative.
Capacity, Demand and Reserves, Summer 2026 Through Winter 2030/2031
The summer and winter capacity summaries below show the reserve margin impact of not adding any new resources during the latter half of the CDR forecast period. Since project developers typically submit interconnection requests no more than two to four years before the facility is expected to enter commercial operations, reserve margins reported beyond this window always show a declining trend if there is positive peak demand growth.
Summer
Load Forecast, MW: | 2026 | 2027 | 2028 | 2029 | 2030
Summer Peak Demand (based on normal weather) | 85383.9337 | 86546.2076 | 87668.3732 | 88751.3167 | 89814.0662
plus: Energy Efficiency Program Savings Forecast | 3449.4427 | 3781.3491 | 4037.4482 | 4381.895 | 4651.4877
Total Summer Peak Demand (before Reductions from Energy Efficiency Programs) | 88833.3765 | 90327.5567 | 91705.8215 | 93133.2117 | 94465.5539
less: Load Resources providing Responsive Reserves | -1171.98 | -1171.98 | -1171.98 | -1171.98 | -1171.98
less: Load Resources providing Non-Spinning Reserves | 0 | 0 | 0 | 0 | 0
less: Emergency Response Service (10- and 30-min ramp products) | -766.7544 | -766.7544 | -766.7544 | -766.7544 | -766.7544
less: TDSP Standard Offer Load Management Programs | -262 | -262 | -262 | -262 | -262
less: Energy Efficiency Program Savings Forecast | -3449.4427 | -3781.3491 | -4037.4482 | -4381.895 | -4651.4877
Firm Peak Load, MW | 83183.1994 | 84345.4733 | 85467.6389 | 86550.5823 | 87613.3318
Resources, MW: | 2026 | 2027 | 2028 | 2029 | 2030
Installed Capacity, Thermal/Hydro | 64684.3838 | 64684.3838 | 64684.3838 | 64684.3838 | 64684.3838
Switchable Capacity, MW | 3490 | 3490 | 3490 | 3490 | 3490
less: Switchable Capacity Unavailable to ERCOT, MW | -542 | -542 | -542 | -542 | -542
Available Mothballed Capacity, MW | 365 | 365 | 365 | 365 | 365
Capacity from Private Use Networks | 2706.5454 | 2706.5454 | 2701.5454 | 2701.5454 | 2701.5454
Coastal Wind, Peak Average Capacity Contribution (63% of installed capacity) | 2072.952 | 2072.952 | 2072.952 | 2072.952 | 2072.952
Panhandle Wind, Peak Average Capacity Contribution (29% of installed capacity) | 1278.523 | 1278.523 | 1278.523 | 1278.523 | 1278.523
Other Wind, Peak Average Capacity Contribution (16% of installed capacity) | 2703.072 | 2703.072 | 2703.072 | 2703.072 | 2703.072
Solar Utility-Scale, Peak Average Capacity Contribution (76% of installed capacity) | 1883.356 | 1883.356 | 1883.356 | 1883.356 | 1883.356
Storage, Peak Average Capacity Contribution (0% of installed capacity) | 0 | 0 | 0 | 0 | 0
RMR Capacity to be under Contract | 0 | 0 | 0 | 0 | 0
Capacity Pending Retirement, MW | 0 | 0 | 0 | 0 | 0
Operational Generation Capacity, MW | 78641.8322 | 78641.8322 | 78636.8322 | 78636.8322 | 78636.8322
Non-Synchronous Ties, Capacity (Based on average net import contribution during summer 2019 EEA events) | 849.974 | 849.974 | 849.974 | 849.974 | 849.974
Planned Resources (not wind, solar or storage) with Signed IA, Air Permits and Water Rights | 1001 | 1001 | 1001 | 1001 | 1001
Planned Coastal Wind with Signed IA, Peak Average Capacity Contribution (63% of installed capacity) | 1404.648 | 1404.648 | 1404.648 | 1404.648 | 1404.648
Planned Panhandle Wind with Signed IA, Peak Average Capacity Contribution (29% of installed capacity) | 271.237 | 271.237 | 271.237 | 271.237 | 271.237
Planned Other Wind with Signed IA, Peak Average Capacity Contribution (16% of installed capacity) | 1520.544 | 1520.544 | 1520.544 | 1520.544 | 1520.544
Planned Solar Utility-Scale, Peak Average Capacity Contribution (76% of installed capacity) | 9658.46 | 9658.46 | 9658.46 | 9658.46 | 9658.46
Planned Storage, Peak Average Capacity Contribution (0% of installed capacity) | 0 | 0 | 0 | 0 | 0
Total Capacity, MW | 93347.6952 | 93347.6952 | 93342.6952 | 93342.6952 | 93342.6952
Reserve Margin | 12.22% | 10.67% | 9.214% | 7.848% | 6.539%
(Total Resources - Firm Load Forecast) / Firm Load Forecast
Winter
Load Forecast, MW: | 2026/2027 | 2027/2028 | 2028/2029 | 2029/2030 | 2030/2031
Winter Peak Demand (based on normal weather) | 68456.987 | 69669.0529 | 70839.9645 | 71980.7696 | 73102.645
plus: Energy Efficiency Program Savings Forecast | 3449.4427 | 3781.3491 | 4037.4482 | 4381.895 | 4651.4877
Total Winter Peak Demand (before Reductions from Energy Efficiency Programs) | 71906.4298 | 73450.402 | 74877.4127 | 76362.6647 | 77754.1327
less: Load Resources providing Responsive Reserves | -1677.9 | -1677.9 | -1677.9 | -1677.9 | -1677.9
less: Load Resources providing Non-Spinning Reserves | 0 | 0 | 0 | 0 | 0
less: Emergency Response Service (10- and 30-min ramp products) | -1129.2318 | -1129.2318 | -1129.2318 | -1129.2318 | -1129.2318
less: TDSP Standard Offer Load Management Programs | 0 | 0 | 0 | 0 | 0
less: Energy Efficiency Program Savings Forecast | -3449.4427 | -3781.3491 | -4037.4482 | -4381.895 | -4651.4877
Firm Peak Load, MW | 65649.8552 | 66861.9211 | 68032.8327 | 69173.6378 | 70295.5132
Resources, MW: | 2026/2027 | 2027/2028 | 2028/2029 | 2029/2030 | 2030/2031
Installed Capacity, Thermal/Hydro | 68220.4974 | 68220.4974 | 68220.4974 | 68220.4974 | 68220.4974
Switchable Generation Resource Capacity, MW | 3710 | 3710 | 3710 | 3710 | 3710
less: Switchable Capacity Unavailable to ERCOT | -568 | -568 | -568 | -568 | -568
Available Mothballed Capacity | 0 | 0 | 0 | 0 | 0
Capacity from Private Use Networks | 3162.1383 | 3162.1383 | 3157.1383 | 3157.1383 | 3157.1383
Coastal Wind, Peak Average Capacity Contribution (43% of installed capacity) | 1414.872 | 1414.872 | 1414.872 | 1414.872 | 1414.872
Panhandle Wind, Peak Average Capacity Contribution (32% of installed capacity) | 1410.784 | 1410.784 | 1410.784 | 1410.784 | 1410.784
Other Wind, Peak Average Capacity Contribution (19% of installed capacity) | 3209.898 | 3209.898 | 3209.898 | 3209.898 | 3209.898
Solar Utility-Scale, Peak Average Capacity Contribution (7% of installed capacity) | 173.467 | 173.467 | 173.467 | 173.467 | 173.467
Storage, Peak Average Capacity Contribution (0% of installed capacity) | 0 | 0 | 0 | 0 | 0
RMR Capacity to be under Contract | 0 | 0 | 0 | 0 | 0
Capacity Pending Retirement, MW | 0 | 0 | 0 | 0 | 0
Operational Generation Capacity, MW | 80733.6567 | 80733.6567 | 80728.6567 | 80728.6567 | 80728.6567
Non-Synchronous Ties, Capacity (Based on average net import contribution during winter 2011 EEA events) | 837.53 | 837.53 | 837.53 | 837.53 | 837.53
Planned Resources (not wind or solar) with Signed IA, Air Permits and Water Rights | 1007 | 1007 | 1007 | 1007 | 1007
Planned Coastal Wind with Signed IA, Peak Average Capacity Contribution (43% of installed capacity) | 958.728 | 958.728 | 958.728 | 958.728 | 958.728
Planned Panhandle Wind with Signed IA, Peak Average Capacity Contribution (32% of installed capacity) | 299.296 | 299.296 | 299.296 | 299.296 | 299.296
Planned Other Wind with Signed IA, Peak Average Capacity Contribution (19% of installed capacity) | 1805.646 | 1805.646 | 1805.646 | 1805.646 | 1805.646
Planned Solar Utility-Scale, Peak Average Capacity Contribution (7% of installed capacity) | 889.945 | 889.945 | 889.945 | 889.945 | 889.945
Planned Storage, Peak Average Capacity Contribution (0% of installed capacity) | 0 | 0 | 0 | 0 | 0
Total Capacity, MW | 86531.8017 | 86531.8017 | 86526.8017 | 86526.8017 | 86526.8017
Reserve Margin | 31.81% | 29.42% | 27.18% | 25.09% | 23.09%
(Total Resources - Firm Load Forecast) / Firm Load Forecast

## Load Scenario - COVID-19 Impact
COVID-19 Impact on Summer Peak Loads
Due to the uncertainty regarding the long term COVID-19 impacts on peak demand, the COVID-19 load impact forecast is treated as an alternative scenario in this CDR report. ERCOT developed the COVID-19 impact load forecast using Moody Analytics' updated economic forecasts for Texas counties along with normal weather conditions. The top section below compares original and COVID-19 peak load forecasts and Planning Reserve Margins. The bottom section shows the complete Summer Summary table substituting with the COVID-19 impact load forecast.
Summer
| Summer Load Forecast | 2021 | 2022 | 2023 | 2024
| Summer Peak Demand (based on normal weather) | 78298.6666 | 80107.5913 | 81593.2603 | 82982.0987
| Summer Peak Demand (based on normal weather and updated to reflect impacts of COVID-19) | 76609 | 78484 | 79856 | 80772
Resource Margin Impact
| Reserve Margin excluding the impacts of COVID-19 on load and the economy | 17.28% | 19.65% | 17.96% | 15.87%
| Reserve Margin including the impacts of COVID-19 on load and the economy | 19.95% | 22.2% | 20.59% | 19.13%
| Difference | 2.663% | 2.547% | 2.639% | 3.259%
Report on the Capacity, Demand and Reserves in the ERCOT Region
Summer Summary: 2021-2024
Load Forecast, MW: |  | 2021 | 2022 | 2023 | 2024
| Summer Peak Demand (based on normal weather and updated to reflect impacts of COVID-19) | 76609 | 78484 | 79856 | 80772
| plus: Energy Efficiency Program Savings Forecast | 2109.9906 | 2336.75 | 2648.4694 | 2883.9234
| Total Summer Peak Demand (before Reductions from Energy Efficiency Programs) | 78718.9906 | 80820.75 | 82504.4694 | 83655.9234
| less: Load Resources providing Responsive Reserves | -1171.98 | -1171.98 | -1171.98 | -1171.98
| less: Load Resources providing Non-Spinning Reserves | 0 | 0 | 0 | 0
| less: Emergency Response Service (10- and 30-min ramp products) | -766.7544 | -766.7544 | -766.7544 | -766.7544
| less: TDSP Standard Offer Load Management Programs | -262 | -262 | -262 | -262
| less: Energy Efficiency Program Savings Forecast | -2109.9906 | -2336.75 | -2648.4694 | -2883.9234
| Firm Peak Load, MW | 74408.2656 | 76283.2656 | 77655.2656 | 78571.2656
Resources, MW: |  | 2021 | 2022 | 2023 | 2024
| Installed Capacity, Thermal/Hydro | 64684.3838 | 64684.3838 | 64684.3838 | 64684.3838
| Switchable Capacity, MW | 3490 | 3490 | 3490 | 3490
| less: Switchable Capacity Unavailable to ERCOT, MW | -542 | -542 | -542 | -542
| Available Mothballed Capacity, MW | 483 | 365 | 365 | 365
| Capacity from Private Use Networks | 3098.5454 | 3011.5454 | 3006.5454 | 2961.5454
| Coastal Wind, Peak Average Capacity Contribution (63% of installed capacity) | 2072.952 | 2072.952 | 2072.952 | 2072.952
| Panhandle Wind, Peak Average Capacity Contribution (29% of installed capacity) | 1278.523 | 1278.523 | 1278.523 | 1278.523
| Other Wind, Peak Average Capacity Contribution (16% of installed capacity) | 2703.072 | 2703.072 | 2703.072 | 2703.072
| Solar Utility-Scale, Peak Average Capacity Contribution (76% of installed capacity) | 1883.356 | 1883.356 | 1883.356 | 1883.356
| Storage, Peak Average Capacity Contribution (0% of installed capacity) | 0 | 0 | 0 | 0
| RMR Capacity to be under Contract | 0 | 0 | 0 | 0
| Capacity Pending Retirement, MW | 0 | 0 | 0 | 0
| Operational Generation Capacity, MW | 79151.8322 | 78946.8322 | 78941.8322 | 78896.8322
| Non-Synchronous Ties, Capacity (Based on average net import contribution during summer 2019 EEA events) | 849.974 | 849.974 | 849.974 | 849.974
| Planned Resources (not wind or solar) with Signed IA, Air Permits and Water Rights | 1001 | 1001 | 1001 | 1001
| Planned Coastal Wind with Signed IA, Peak Average Capacity Contribution (63% of installed capacity) | 1137.024 | 1404.648 | 1404.648 | 1404.648
| Planned Panhandle Wind with Signed IA, Peak Average Capacity Contribution (29% of installed capacity) | 81.461 | 271.237 | 271.237 | 271.237
| Planned Other Wind with Signed IA, Peak Average Capacity Contribution (16% of installed capacity) | 982.176 | 1479.696 | 1520.544 | 1520.544
| Planned Solar Utility-Scale, Peak Average Capacity Contribution (76% of installed capacity) | 6046.256 | 9265.312 | 9658.46 | 9658.46
| Planned Storage, Peak Average Capacity Contribution (0% of installed capacity) | 0 | 0 | 0 | 0
| Total Capacity, MW | 89249.7232 | 93218.6992 | 93647.6952 | 93602.6952
| Reserve Margin | 19.95% | 22.2% | 20.59% | 19.13%
(Total Resources - Firm Load Forecast) / Firm Load Forecast

## Rooftop Solar Scenarios
Rooftop Solar Photovoltaic Capacity Projections, 2020-2029
The charts below show three scenarios -- moderate, aggressive, and conservative -- for the long-term installed capacity growth of solar rooftop PV systems in the ERCOT Region. ERCOT developed the forecasts using a logistic growth or "S-curve" model of the type that is frequently used for technology diffusion forecasting. The model and its initial parameters were presented to stakeholders at the Supply Analysis Working Group (SAWG) meeting on April 12, 2019. The charts represent the final forecasts based on parameter refinements agreed to during SAWG meetings in late 2019 and early 2020. Note the following:
• The Takeover Time referenced in the charts is a model parameter that specifies the amount of time that the rooftop solar PV systems are in the accelerating growth stage.
• The Market Saturation Rate is another model parameter that represents the maximum expected penetration based on an upper limit once the market becomes mature. There are other model parameters that are used to refine the shape of the logistic curve.
• The upper limit for installed capacity (total market potential) is based on an ERCOT metropolitan solar PV rooftop potentials study conducted by AWS Truepower, along with ERCOT assumptions regarding market potential for non-metro areas. The total market potential is estimated at 23,041 MW.
• Additional information on forecast development can be found using the following links to SAWG meeting webpages and presentation files:
http://www.ercot.com/calendar/2019/4/12/172702-SAWG
http://www.ercot.com/content/wcm/key_documents_lists/190770/SAWG__Meeting_Solar_PV_Discussion_10-31-2019.pptx
http://www.ercot.com/content/wcm/key_documents_lists/172749/SAWG__Meeting_12-13-2019_Solar_PV_Forecast_Discussion.pptx
http://www.ercot.com/content/wcm/key_documents_lists/195745/SAWG_April_2020_Solar_PV_Growth_Projection_Discussion.pptx

## Fossil Fuel SODG Capacities
Fossil Fuel Settlement Only Distributed Generator (SODG) Capacities
The following is a list of operating fossil fuel Settlement Only Distribution Generators (SODGs) being provided for informational purposes. (The reported capacities are not included in the reserve margin calculations.) Currently there are 485.6 MW of fossil fuel SODG capacity (291.6 MW fired by diesel fuel and 194.0 MW by natural gas). These resources have not been included in past CDR reports due to the difficulty in determining their capacity contributions during peak load periods, and because many are intended as emergency standby generators and are not available to ERCOT for dispatch when needed to address capacity scarcity conditions. Another complication is that such standby generators may be used to reduce on-site loads in order to participate in Demand Response programs such as "4 Coincident Peak" (4CP) and Emergency Response Service (ERS). As a result, historical load reduction impacts would be accounted for in the peak demand forecast, while the capacity of SODGs participating in ERS would already be accounted for in the CDR's ERS line items. The formal incorporation of fossil-fueled SODGs into future CDR reports has been a discussion topic at Supply Analysis Working Group meetings. Since SODG capacity accounting is not currently addressed in the ERCOT Nodal Protocols, a Nodal Protocol Revision Request (NPRR) is needed to address capacity double-counting, peak average capacity contributions, and other Distribution Generator (DG) accounting issues. ERCOT plans to submit an NPRR by late 2020.
UNIT NAME | UNIT CODE | COUNTY | FUEL | ZONE | IN-SERVICE YEAR | MW CAPACITY
DGS 5 POINTS | DG_ABEC_1UNIT | TAYLOR | DIESEL | WEST | 2014 | 9.77
DGS PALO PINTO | MNWLL_1UNIT | PALO PINTO | DIESEL | NORTH | 2013 | 9.77
DGSP2 BIGCAT | ABEC2_3UNIT | TAYLOR | DIESEL | WEST | 2015 | 9.77
DGSP2 PLAZA | ABEC_2UNIT | TAYLOR | DIESEL | WEST | 2014 | 9.77
GCWA IPS | INTRCITY_8UNITS | GALVESTON | DIESEL | HOUSTON | 2014 | 5
GCWAMUNI | GCWAMUNI_4UNITS | GALVESTON | DIESEL | HOUSTON | 2014 | 2.5
HARRIS COUNTY MUD #36 | WF_1UNIT | HARRIS | DIESEL | HOUSTON | 2017 | 0.54
HARRIS COUNTY MUD 536 | KT_1UNIT | HARRIS | DIESEL | HOUSTON | 2017 | 0.54
HARRIS COUNTY WCID 109 | BA_1UNIT | HARRIS | DIESEL | HOUSTON | 2017 | 0.32
HIGHGATE BIG SPRING | HISPRING_IC | HOWARD | DIESEL | WEST | 2018 | 9.13
HIGHGATE COLORADO CITY | HIGHCOL_IC | MITCHELL | DIESEL | WEST | 2018 | 9.13
HIGHGATE SWEETWATER | HIWATER_IC | NOLAN | DIESEL | WEST | 2018 | 9.13
JRABTUD | JKRBT_JRB | HARRIS | DIESEL | HOUSTON | 2018 | 1.08
LANGHAM CREEK | ADK_1UNIT | HARRIS | DIESEL | HOUSTON | 2017 | 0.54
NORTHAMPTON MUD | KDL_1UNIT | HARRIS | DIESEL | HOUSTON | 2017 | 0.32
OAKBEND MEDICAL CENTER | READNG_1UNIT | HARRIS | DIESEL | HOUSTON | 2017 | 1.62
POWER DEPOT - ADDICKS | WO_15UNITS | HARRIS | DIESEL | HOUSTON | 2013 | 9.38
POWER DEPOT - ANDREWS | ANDNR_15UNITS | ANDREWS | DIESEL | WEST | 2013 | 9.38
POWER DEPOT - BAKKE | BAKKE_15UNITS | ANDREWS | DIESEL | WEST | 2013 | 9.38
POWER DEPOT - CITRUS CITY | CITRUSCY_15UNITS | HIDALGO | DIESEL | SOUTH | 2013 | 9.38
POWER DEPOT - E HARRISON | E_HARRIS_15UNITS | CAMERON | DIESEL | COASTAL | 2013 | 9.38
POWER DEPOT - FRANKEL CITY | FKLCY_15UNITS | ANDREWS | DIESEL | WEST | 2013 | 9.38
POWER DEPOT - GOLDSMITH | GSMTH_15UNITS | ECTOR | DIESEL | WEST | 2013 | 9.38
POWER DEPOT - HAINE | HAINE_DR_15UNITS | CAMERON | DIESEL | COASTAL | 2013 | 9.38
POWER DEPOT - HILMONT | ECTHM_15UNITS | ECTOR | DIESEL | WEST | 2013 | 9.38
POWER DEPOT - KATY | FL_15UNITS | WALLER | DIESEL | HOUSTON | 2013 | 9.38
POWER DEPOT - MCKEEVER | DGWAP_15UNITS | FORT BEND | DIESEL | HOUSTON | 2013 | 9.38
POWER DEPOT - S. SANTA ROSA | S_SNROSA_15UNITS | CAMERON | DIESEL | COASTAL | 2013 | 9.38
POWER DEPOT - SOUTHWICK | DGHOC_15UNITS | HARRIS | DIESEL | HOUSTON | 2013 | 9.38
POWER DEPOT - TH WHARTON | DGTHW_15UNITS | HARRIS | DIESEL | HOUSTON | 2013 | 9.38
POWER DEPOT - VILLA CAVASOS | VCAVASOS_15UNITS | CAMERON | DIESEL | COASTAL | 2013 | 9.38
POWER DEPOT - WESTOVER | WOVER_15UNITS | ECTOR | DIESEL | WEST | 2013 | 9.38
POWER DEPOT EL GATO | ELGATO_15UNITS | HIDALGO | DIESEL | SOUTH | 2013 | 9.38
POWERSECURE NORBORD TEXAS INC 1 | NOR1_NORBORD_1 | NACOGDOCHES | DIESEL | NORTH | 2019 | 5
POWERSECURE NORBORD TEXAS INC 2 | NOR2_NORBORD_2 | NACOGDOCHES | DIESEL | NORTH | 2019 | 2.5
REMINGTON MUD 001 | CYFAIR_1UNIT | HARRIS | DIESEL | HOUSTON | 2017 | 0.54
SAMSUNG AUSTIN SEMICONDUCTOR | SAMSUNG_7UNITS | TRAVIS | DIESEL | SOUTH | 2016 | 19.6
SATSUMA | SATSUM_1UNIT | HARRIS | DIESEL | HOUSTON | 2017 | 0.63
SILVER EAGLE | TBFY_U1 | HARRIS | DIESEL | HOUSTON | 2019 | 1.5
TERRANOVA WEST MUD | LU_1UNIT | HARRIS | DIESEL | HOUSTON | 2017 | 0.32
TOTAL ENERGY SOLUTIONS 1 | TES1_DGDROUPA | BRAZORIA | DIESEL | COASTAL | 2015 | 7.2
TOTAL ENERGY SOLUTIONS 2 | TES2_DGGROUPB | BRAZORIA | DIESEL | COASTAL | 2015 | 5.4
TPC POWER STATION | TPC_6UNITS | SMITH | DIESEL | NORTH | 2015 | 9.93
WINDFERN FOREST UD | FR_1UNIT | HARRIS | DIESEL | HOUSTON | 2017 | 0.54
BUC-EES STORE 003 | BUC003_BRZIA003 | BRAZORIA | GAS | COASTAL | 2017 | 0.38
BUC-EES STORE 018 | BUC018_WALLR018 | WALLER | GAS | HOUSTON | 2017 | 1.13
BUC-EES STORE 030 | BUC030_WHRTN030 | WHARTON | GAS | SOUTH | 2017 | 0.75
BUC-EES STORE 033 | BUC033_TXCTY033 | GALVESTON | GAS | HOUSTON | 2017 | 1.13
BUC-EES STORE 034 | BUC034_BYTWN034 | HARRIS | GAS | HOUSTON | 2017 | 1.13
BUC-EES STORE 035 | BUC035_TMNTH035 | BELL | GAS | NORTH | 2018 | 1.13
BUC-EES STORE 038 | BUC038_RYSSW038 | ROCKWALL | GAS | NORTH | 2019 | 1.2
BUC-EES STORE 040 | BUC040_KATY040 | FORT BEND | GAS | HOUSTON | 2017 | 1.13
BUC-EES STORE 044 | BUC044_ANASE044 | COLLIN | GAS | NORTH | 2019 | 1.2
BUC-EES STORE 048 | BUC048_ENSSO048 | ELLIS | GAS | NORTH | 2019 | 1.2
HEB CC BAKERY | HEBCCB_HWY9CCB | NUECES | GAS | COASTAL | 2019 | 3.2
HEB SA DC | CHEBDC_DG_L2_1 | BEXAR | GAS | SOUTH | 2020 | 6.4
HEB SNACK PLANT | HEBSP_TANNERSP | HARRIS | GAS | HOUSTON | 2019 | 1.6
HEB STORE 026 | CHEB026_DG_Q5_1 | COMAL | GAS | SOUTH | 2019 | 1.2
HEB STORE 038 | HEB038_PHARR038 | HIDALGO | GAS | SOUTH | 2018 | 1.2
HEB STORE 054 | HEB054_HALL054 | HARRIS | GAS | HOUSTON | 2018 | 1.2
HEB STORE 069 | HEB069_AIRLN069 | NUECES | GAS | COASTAL | 2017 | 1.6
HEB STORE 070 | HEB070_MCMRY070 | TAYLOR | GAS | WEST | 2018 | 1.2
HEB STORE 084 | CHEB084_DG_J0_1 | BEXAR | GAS | SOUTH | 2020 | 1.2
HEB STORE 085 | CHEB085_DG_P5_1 | BEXAR | GAS | SOUTH | 2019 | 1.6
HEB STORE 092 | HEB092_LEALN092 | VICTORIA | GAS | SOUTH | 2018 | 1.6
HEB STORE 095 | HEB095_MILOA095 | WEBB | GAS | SOUTH | 2018 | 1.6
HEB STORE 109 | HEB109_ECHO109 | HARRIS | GAS | HOUSTON | 2018 | 1.13
HEB STORE 110 | HEB110_SIEN110 | FORT BEND | GAS | HOUSTON | 2017 | 1.13
HEB STORE 136 | HEB136_EHRSN136 | CAMERON | GAS | COASTAL | 2018 | 0.8
HEB STORE 139 | HEB139_HOLLY139 | NUECES | GAS | COASTAL | 2017 | 0.8
HEB STORE 182 | HEB182_TMSTH182 | BELL | GAS | NORTH | 2018 | 1.2
HEB STORE 20 | HEB020_CYFR020 | HARRIS | GAS | HOUSTON | 2017 | 1.51
HEB STORE 210 | HEB210_SOUSD210 | NUECES | GAS | COASTAL | 2017 | 0.8
HEB STORE 212 | HEB212_PLKAV212 | HIDALGO | GAS | SOUTH | 2018 | 0.8
HEB STORE 223 | HEB223_STCSW223 | JIM WELLS | GAS | SOUTH | 2018 | 1.2
HEB STORE 231 | HEB231_WESLA231 | HIDALGO | GAS | SOUTH | 2018 | 0.8
HEB STORE 236 | HEB236_RDRSE236 | TRAVIS | GAS | SOUTH | 2018 | 0.8
HEB STORE 255 | HEB255_ZACAT255 | WEBB | GAS | SOUTH | 2018 | 1.2
HEB STORE 270 | HEB270_ARLN270 | NUECES | GAS | COASTAL | 2017 | 0.8
HEB STORE 28 | HEB028_LGCTY028 | GALVESTON | GAS | HOUSTON | 2017 | 1.13
HEB STORE 291 | HEB291_WHRLG291 | CAMERON | GAS | COASTAL | 2018 | 1.2
HEB STORE 292 | HEB292_BYCTY292 | MATAGORDA | GAS | COASTAL | 2016 | 1.13
HEB STORE 334 | HEB334_WMCAL334 | HIDALGO | GAS | SOUTH | 2018 | 1.2
HEB STORE 373 | HEB373_RNDRK373 | WILLIAMSON | GAS | SOUTH | 2018 | 0.8
HEB STORE 381 | HEB381_HKHTS381 | BELL | GAS | NORTH | 2018 | 1.2
HEB STORE 383 | HEB383_CAUSE383 | CAMERON | GAS | COASTAL | 2020 | 0.8
HEB STORE 401 | HEB401_KNGVL401 | KLEBERG | GAS | COASTAL | 2018 | 0.8
HEB STORE 423 | HEB423_WNTHW423 | MCLENNAN | GAS | NORTH | 2018 | 0.8
HEB STORE 426 | HEB426_WXNTH426 | ELLIS | GAS | NORTH | 2018 | 1.2
HEB STORE 431 | HEB431_MCOLL431 | HIDALGO | GAS | SOUTH | 2018 | 1.2
HEB STORE 449 | HEB449_DELMA449 | WEBB | GAS | SOUTH | 2018 | 0.8
HEB STORE 462 | HEB462_ARCIA462 | NUECES | GAS | COASTAL | 2017 | 1.2
HEB STORE 473 | HEB473_CARDF473 | HARRIS | GAS | HOUSTON | 2018 | 1.2
HEB STORE 474 | HEB474_DWLT474 | FORT BEND | GAS | HOUSTON | 2017 | 1.13
HEB STORE 479 | HEB479_PFLGV479 | TRAVIS | GAS | SOUTH | 2018 | 0.8
HEB STORE 488 | HEB488_PTLND488 | SAN PATRICIO | GAS | COASTAL | 2018 | 0.8
HEB STORE 491 | HEB491_SNFLP491 | HARRIS | GAS | HOUSTON | 2018 | 1.13
HEB STORE 492 | HEB492_FRANZ492 | HARRIS | GAS | HOUSTON | 2016 | 1.13
HEB STORE 495 | HEB495_RDRSE495 | WILLIAMSON | GAS | SOUTH | 2018 | 0.8
HEB STORE 497 | HEB497_MASRD497 | HARRIS | GAS | HOUSTON | 2017 | 1.13
HEB STORE 498 | HEB498_HUMBL498 | HARRIS | GAS | HOUSTON | 2018 | 1.13
HEB STORE 540 | HEB540_GGATE540 | HARRIS | GAS | HOUSTON | 2018 | 1.13
HEB STORE 541 | HEB541_ROARK541 | HARRIS | GAS | HOUSTON | 2016 | 1.13
HEB STORE 545 | HEB545_FARON545 | TARRANT | GAS | NORTH | 2019 | 1.2
HEB STORE 546 | HEB546_RENSW546 | COLLIN | GAS | NORTH | 2018 | 1.2
HEB STORE 551 | HEB551_WSTCS551 | HARRIS | GAS | HOUSTON | 2017 | 1.13
HEB STORE 552 | HEB552_GAVSW552 | DALLAS | GAS | NORTH | 2019 | 1.2
HEB STORE 553 | HEB553_GRTIE553 | HARRIS | GAS | HOUSTON | 2018 | 0.8
HEB STORE 554 | HEB554_NVICT554 | VICTORIA | GAS | SOUTH | 2018 | 1.2
HEB STORE 558 | HEB558_FRDSW558 | GALVESTON | GAS | HOUSTON | 2018 | 1.13
HEB STORE 559 | HEB559_BLUER559 | HARRIS | GAS | HOUSTON | 2019 | 0.8
HEB STORE 562 | HEB562_FULTN562 | ARANSAS | GAS | COASTAL | 2018 | 0.8
HEB STORE 563 | HEB563_CRABB563 | FORT BEND | GAS | HOUSTON | 2019 | 1.2
HEB STORE 564 | HEB564_RAFRD564 | MONTGOMERY | GAS | HOUSTON | 2019 | 0.8
HEB STORE 57 | HEB057_LAGUN057 | NUECES | GAS | COASTAL | 2017 | 1.2
HEB STORE 574 | HEB574_TOMBA574 | HARRIS | GAS | HOUSTON | 2019 | 1.2
HEB STORE 575 | HEB575_BRKER575 | HARRIS | GAS | HOUSTON | 2017 | 1.13
HEB STORE 576 | HEB576_KLEIN576 | HARRIS | GAS | HOUSTON | 2017 | 1.13
HEB STORE 581 | HEB581_KLELM581 | BELL | GAS | NORTH | 2018 | 1.2
HEB STORE 586 | HEB586_STNIO586 | WEBB | GAS | SOUTH | 2019 | 1.2
HEB STORE 591 | HEB591_RRNES591 | WILLIAMSON | GAS | SOUTH | 2018 | 1.6
HEB STORE 596 | HEB596_FLWEN596 | FORT BEND | GAS | HOUSTON | 2018 | 1.13
HEB STORE 599 | HEB599_KIRBY599 | HARRIS | GAS | HOUSTON | 2018 | 1.2
HEB STORE 610 | HEB610_LOU610 | HARRIS | GAS | HOUSTON | 2017 | 1.13
HEB STORE 614 | HEB614_KING614 | HARRIS | GAS | HOUSTON | 2017 | 1.13
HEB STORE 615 | HEB615_KATY615 | FORT BEND | GAS | HOUSTON | 2018 | 1.13
HEB STORE 616 | HEB616_BAML616 | HARRIS | GAS | HOUSTON | 2017 | 0.75
HEB STORE 627 | HEB627_IMPRL627 | FORT BEND | GAS | HOUSTON | 2017 | 1.13
HEB STORE 63 | HEB063_SOWIK063 | BRAZORIA | GAS | COASTAL | 2016 | 1.51
HEB STORE 640 | HEB640_UVLDE640 | HARRIS | GAS | HOUSTON | 2018 | 0.8
HEB STORE 642 | HEB642_HAACR642 | HIDALGO | GAS | SOUTH | 2018 | 1.2
HEB STORE 645 | HEB645_CDRBY645 | HARRIS | GAS | HOUSTON | 2017 | 0.75
HEB STORE 648 | HEB648_BERRY648 | HARRIS | GAS | HOUSTON | 2018 | 1.13
HEB STORE 649 | HEB649_LTTYK649 | HARRIS | GAS | HOUSTON | 2018 | 0.8
HEB STORE 656 | HEB656_HOKLE656 | HARRIS | GAS | HOUSTON | 2016 | 1.13
HEB STORE 658 | CHEB658_DG_V5_1 | BEXAR | GAS | SOUTH | 2019 | 1.2
HEB STORE 667 | HEB667_FNDRN667 | HARRIS | GAS | HOUSTON | 2018 | 0.8
HEB STORE 668 | HEB668_COVEE668 | CORYELL | GAS | NORTH | 2018 | 1.2
HEB STORE 672 | HEB672_WSOTH672 | MCLENNAN | GAS | NORTH | 2018 | 1.2
HEB STORE 675 | HEB675_MARCK675 | BRAZORIA | GAS | COASTAL | 2018 | 1.13
HEB STORE 686 | HEB686_KUYKL686 | HARRIS | GAS | HOUSTON | 2017 | 1.13
HEB STORE 687 | HEB687_ULRIC687 | HARRIS | GAS | HOUSTON | 2016 | 1.13
HEB STORE 697 | HEB697_SOUSH697 | GALVESTON | GAS | HOUSTON | 2017 | 1.13
HEB STORE 698 | HEB698_KLUGE698 | HARRIS | GAS | HOUSTON | 2017 | 1.13
HEB STORE 705 | HEB705_SPRWD705 | MONTGOMERY | GAS | HOUSTON | 2017 | 1.13
HEB STORE 707 | HEB707_LKJCK707 | BRAZORIA | GAS | COASTAL | 2018 | 1.13
HEB STORE 709 | HEB709_FRYRD709 | HARRIS | GAS | HOUSTON | 2018 | 1.2
HEB STORE 720 | HEB720_KNGWD720 | HARRIS | GAS | HOUSTON | 2018 | 1.13
HEB STORE 721 | HEB721_KLNSO721 | BELL | GAS | NORTH | 2018 | 1.2
HEB STORE 722 | HEB722_PINHU722 | MONTGOMERY | GAS | HOUSTON | 2017 | 1.13
HEB STORE 724 | HEB724_OBRN724 | FORT BEND | GAS | HOUSTON | 2017 | 1.13
HEB STORE 727 | HEB727_CRBRR727 | FORT BEND | GAS | HOUSTON | 2018 | 1.2
HEB STORE 731 | HEB731_WSFLD731 | HARRIS | GAS | HOUSTON | 2017 | 0.75
HEB STORE 734 | HEB734_BLFFS734 | TOM GREEN | GAS | WEST | 2017 | 1.2
HEB STORE 736 | HEB736_FLWEN736 | FORT BEND | GAS | HOUSTON | 2018 | 1.2
HEB STORE 737 | HEB737_WHTOK737 | HARRIS | GAS | HOUSTON | 2018 | 1.2
HEB STORE 738 | HEB738_SHPTN738 | HARRIS | GAS | HOUSTON | 2018 | 1.2
HEB STORE 741 | HEB741_MTBEL741 | CHAMBERS | GAS | HOUSTON | 2018 | 0.8
HEB STORE 742 | HEB742_HNYRT742 | HARRIS | GAS | HOUSTON | 2018 | 1.2
HEB STORE 747 | HEB747_LKMNT747 | DALLAS | GAS | NORTH | 2020 | 0.8
HEB STORE 748 | HEB748_LOUET748 | HARRIS | GAS | HOUSTON | 2018 | 0.8
HEB STORE 752 | HEB752_LGVST752 | PARKER | GAS | NORTH | 2019 | 1.2
HEB STORE 753 | HEB753_DRPRK753 | HARRIS | GAS | HOUSTON | 2018 | 0.8
HEB STORE 99 | HEB099_KLEIN099 | HARRIS | GAS | HOUSTON | 2017 | 1.13
HOLLY HALL | HH2000_HOLMESHH | HARRIS | GAS | HOUSTON | 2017 | 1.2
PANTHER PLANT | PAPL_DG1 | UPTON | GAS | WEST | 2017 | 8.28
PEPPERL FUCHS | PEPF01_WALLER01 | WALLER | GAS | HOUSTON | 2017 | 1.13
PLANET FORD I45 | PFI45_PFORDI45 | HARRIS | GAS | HOUSTON | 2017 | 1.13
RELLIS CAMPUS | TAMURE_RELLISAM | BRAZOS | GAS | NORTH | 2018 | 9.6
RHODIA HOUSTON PLANT | DG_HG_2UNITS | HARRIS | GAS | HOUSTON | 1970 | 8.2
ROBERT MUELLER ENERGY CENTER | RMEC_CT1 | TRAVIS | GAS | SOUTH | 2011 | 5.8
STANDARD MEAT | ST_MEAT_CKRHLSTM | DALLAS | GAS | NORTH | 2019 | 1.2
UTMB East Plant | UTMBEAST_CT1 | GALVESTON | GAS | HOUSTON | 2016 | 7.56
UTMB WEST PLANT | UTMBWEST_CT1 | GALVESTON | GAS | HOUSTON | 2017 | 5.4
WAL STORE 1040 | WAL1040_GERT1040 | HARRIS | GAS | HOUSTON | 2019 | 1.2
WAL STORE 1103 | WAL1103_BAM1103 | HARRIS | GAS | HOUSTON | 2019 | 1.2
WAL STORE 3226 | WAL3226_KTY3226 | HARRIS | GAS | HOUSTON | 2019 | 1.2
WAL STORE 4538 | WAL4538_FRAN4538 | HARRIS | GAS | HOUSTON | 2019 | 1.2
WAL STORE 768 | WAL768_FRAN768 | HARRIS | GAS | HOUSTON | 2019 | 1.2