## Data
Trial values | Demand, Gross - HE 5pm | Price Responsive Demand, Available | Price Responsive Demand, Realized-HE 5pm | NetDemand-5pm | Forced Outages, Thermal-HE 5pm | Wind - HE 5pm | Solar Utility-Scale - HE 5pm | PUN Net Injection - HE 5pm | Remaining DC Tie Capacity | SWGR | OperReserves_preEEA1-5pm | OperReserves_preEEA2-5pm | OperReserves_preLoadShed-5pm
1 | 74339.7253 | 1621.5373 | -1621.5373 | 72657.188 | 1245.6974 | 6352.2347 | 2523.9813 | 3209.7556 | 168.2405 | 190 | 7553.2862 | 8634.3782 | 10402.3889
2 | 75365.9334 | 1517.1321 | 0 | 75304.9334 | 1503.2137 | 14096.5859 | 2303.347 | 3148.8147 | 115.7579 | 190 | 12110.8004 | 13139.4099 | 14907.4206
3 | 76515.4611 | 1940.8402 | 0 | 76454.4611 | 2606.6079 | 9142.6786 | 1925.0597 | 3209.7073 | 176.084 | 380 | 4586.5766 | 5865.5121 | 7633.5228
4 | 76290.0151 | 1831.176 | 0 | 76229.0151 | 4452.7536 | 2907.2952 | 2608.1281 | 3453.7682 | 47.2608 | 190 | -2342.3772 | -1382.2649 | 385.7458
5 | 76775.16 | 2267.7382 | -2267.7382 | 74446.4218 | 2871.5575 | 15144.1552 | 2664.812 | 3302.0019 | 110.2443 | 190 | 13163.19 | 14186.2858 | 15954.2965
6 | 75714.493 | 1821.6024 | 0 | 75653.493 | 3400.0253 | 11940.4734 | 1480.9557 | 3153.1117 | 151.0535 | 54 | 6891.2225 | 7819.1276 | 9587.1383
7 | 76556.2624 | 1481.4298 | 0 | 76495.2624 | 6045.6732 | 6479.9245 | 2139.0871 | 3245.1761 | 88.5822 | 190 | -1306.5479 | -305.1142 | 1462.8965
8 | 76920.0262 | 1368.2753 | -1368.2753 | 75490.7509 | 3462.2241 | 11121.2078 | 2643.7624 | 3352.0215 | 87.3281 | 54 | 7534.2166 | 8398.3963 | 10166.407
9 | 76555.3954 | 1799.6963 | 0 | 76494.3954 | 3058.9271 | 7210.9193 | 2582.5724 | 3231.9382 | 128.2288 | 244 | 2842.3075 | 3937.3878 | 5705.3985
10 | 75221.288 | 1453.4192 | 0 | 75160.288 | 1632.0338 | 7048.5392 | 1691.9055 | 3362.0752 | 204.9186 | 244 | 4680.3981 | 5852.1682 | 7620.1789
11 | 77335.9388 | 1820.4195 | 0 | 77274.9388 | 2853.5344 | 3389.5755 | 2305.5517 | 3489.7555 | 79.2624 | 54 | -1573.3905 | -717.2765 | 1050.7342
12 | 75900.4552 | 1713.8111 | -1713.8111 | 74125.6441 | 3913.388 | 17980.195 | 2183.5273 | 3224.4721 | 139.4242 | 380 | 14719.3623 | 15961.6381 | 17729.6488
13 | 76778.1411 | 2153.7386 | 0 | 76717.1411 | 2986.9657 | 14201.0183 | 2518.8117 | 3382.6453 | 63.3391 | 244 | 9768.5685 | 10798.7592 | 12566.7699
14 | 75163.4788 | 1503.9915 | 0 | 75102.4788 | 3944.3946 | 9930.9838 | 2188.0349 | 3226.5872 | 62.5449 | 190 | 5668.9326 | 6644.3291 | 8412.3398
15 | 75864.5004 | 1688.6952 | 0 | 75803.5004 | 4254.7777 | 10519.6674 | 2513.4529 | 3296.7726 | 104.6534 | 380 | 5641.8148 | 6849.3197 | 8617.3304
16 | 74487.1031 | 1536.6506 | 0 | 74426.1031 | 1836.6564 | 1870.4647 | 2360.8713 | 3142.0139 | 108.1305 | 244 | 480.7903 | 1555.7724 | 3323.7831
17 | 75317.9773 | 1958.4884 | -1958.4884 | 73298.489 | 2715.878 | 5490.0711 | 1847.6097 | 3179.6483 | 195.338 | 54 | 3873.1621 | 4845.3517 | 6613.3624
18 | 74642.6926 | 1453.9861 | 0 | 74581.6926 | 2509.5888 | 6553.704 | 1986.9311 | 3176.53 | 123.4625 | 54 | 3996.0837 | 4896.3978 | 6664.4085
19 | 75331.2955 | 1113.0789 | 0 | 75270.2955 | 4028.4863 | 9994.4616 | 2425.8579 | 3218.7621 | 118.1058 | 54 | 5710.4998 | 6605.4571 | 8373.4678
20 | 74452.7315 | 2008.2004 | 0 | 74391.7315 | 4262.4186 | 4447.3907 | 2556.5107 | 3168.6085 | 114.5692 | 54 | 888.5599 | 1779.9806 | 3547.9913
21 | 76079.8819 | 1855.8365 | -1855.8365 | 74163.0454 | 3592.384 | 6415.7225 | 2392.3991 | 3296.5254 | 164.8302 | 244 | 3719.4176 | 4851.0994 | 6619.1101
22 | 75373.3846 | 1337.2289 | 0 | 75312.3846 | 3052.7458 | 12500.8546 | 2193.7221 | 3189.2839 | 181.0038 | 54 | 8888.9302 | 9846.7856 | 11614.7963
23 | 75741.4415 | 1787.5423 | 0 | 75680.4415 | 2470.5312 | 3340.2432 | 2714.7067 | 3249.7648 | 91.0318 | 54 | 523.9421 | 1391.8254 | 3159.8361
24 | 76253.667 | 1835.6473 | -1835.6473 | 74357.0197 | 4663.7198 | 14974.1928 | 2649.617 | 3437.0029 | 185.4208 | 54 | 11410.2732 | 12372.5455 | 14140.5562
25 | 75295.8272 | 1461.6842 | 0 | 75234.8272 | 3158.9069 | 8794.3449 | 2583.6291 | 3215.3983 | 129.2018 | 244 | 5569.8381 | 6665.8915 | 8433.9022
26 | 75476.8891 | 1516.7393 | 0 | 75415.8891 | 3638.1422 | 4757.8219 | 2480.0458 | 3257.5955 | 176.8374 | 54 | 811.6319 | 1765.3209 | 3533.3316
27 | 76543.9283 | 2309.454 | -2309.454 | 74173.4743 | 3313.3809 | 10085.245 | 2690.0262 | 3313.125 | 135.0305 | 54 | 7971.7411 | 8883.6232 | 10651.6339
28 | 74618.4111 | 1550.5122 | 0 | 74557.4111 | 2331.0538 | 10430.4046 | 2506.9217 | 3164.773 | 228.3494 | 434 | 8583.8345 | 9969.0354 | 11737.0461
29 | 76238.6234 | 1929.162 | 0 | 76177.6234 | 3171.3039 | 5639.9458 | 2588.9721 | 3268.9529 | 183.1617 | 190 | 1519.1435 | 2615.1568 | 4383.1675
30 | 75578.1501 | 2076.6033 | -2076.6033 | 73440.5469 | 4697.6865 | 8153.8674 | 2586.2848 | 3179.2852 | 136.3637 | 380 | 5151.404 | 6390.6192 | 8158.6299
31 | 74503.5476 | 1607.8585 | 0 | 74442.5476 | 2192.8596 | 2457.6025 | 2468.9728 | 3127.3746 | 166.0259 | 380 | 788.7427 | 2057.6202 | 3825.6309
32 | 74976.9057 | 1723.4242 | -1723.4242 | 73192.4815 | 2525.2869 | 11822.4969 | 2355.7154 | 3224.1536 | 100.3324 | 244 | 11054.7975 | 12121.9814 | 13889.9921
33 | 75419.2675 | 1483.0196 | 0 | 75358.2675 | 1912.1311 | 12063.6593 | 2187.8953 | 3297.6101 | 163.5244 | 244 | 9648.9661 | 10779.342 | 12547.3527
34 | 75945.5819 | 1615.1427 | 0 | 75884.5819 | 1698.7283 | 13297.9942 | 2571.1471 | 3159.4003 | 134.4686 | 434 | 10815.4315 | 12106.7516 | 13874.7623
35 | 74470.5067 | 1865.1092 | 0 | 74409.5067 | 3210.7276 | 18149.0993 | 2580.5399 | 3151.8691 | 133.792 | 244 | 15631.474 | 16732.1176 | 18500.1283
36 | 74585.6321 | 1464.0493 | 0 | 74524.6321 | 2281.7369 | 14465.6298 | 2048.7988 | 3166.3787 | 214.1101 | 380 | 12244.6382 | 13561.5999 | 15329.6106
37 | 74654.1188 | 2457.9271 | 0 | 74593.1188 | 3271.4918 | 3782.2656 | 1950.574 | 3168.9679 | 115.9669 | 190 | 407.3969 | 1436.2153 | 3204.226
38 | 77425.5726 | 1734.6347 | -1734.6347 | 75629.9379 | 3573.5146 | 8769.313 | 2027.3507 | 3481.2379 | 130.5645 | 190 | 4444.6491 | 5488.0652 | 7256.0759
39 | 75790.189 | 2203.095 | 0 | 75729.189 | 2162.81 | 5825.4527 | 2559.4089 | 3288.9591 | 120.8803 | 244 | 3152.0217 | 4239.7535 | 6007.7642
40 | 75630.0606 | 1156.7578 | 0 | 75569.0606 | 3227.9007 | 8998.6228 | 1835.4321 | 3312.8079 | 94.0396 | 54 | 4720.1015 | 5590.9926 | 7359.0033
41 | 76342.7228 | 1234.5482 | 0 | 76281.7228 | 3090.2593 | 16532.5597 | 2632.3155 | 3290.917 | 112.2929 | 244 | 12454.0101 | 13533.1546 | 15301.1653
42 | 75801.6838 | 1074.9287 | 0 | 75740.6838 | 2410.7064 | 17236.239 | 2646.3139 | 3171.4426 | 177.4793 | 244 | 14272.8052 | 15417.136 | 17185.1467
43 | 75292.878 | 1441.1437 | 0 | 75231.878 | 2323.4539 | 3318.3911 | 2435.7214 | 3190.0957 | 87.4821 | 434 | 759.0762 | 2003.4099 | 3771.4206
44 | 75642.3314 | 1281.4983 | -1281.4983 | 74299.8332 | 3982.7715 | 8797.8848 | 2296.4428 | 3250.9972 | 117.0139 | 244 | 5432.9202 | 6516.7857 | 8284.7964
45 | 74209.008 | 1992.7569 | 0 | 74148.008 | 3722.4187 | 7794.0507 | 1909.8345 | 3182.9198 | 128.4606 | 380 | 4386.5784 | 5617.8906 | 7385.9013
46 | 75881.542 | 1540.0577 | 0 | 75820.542 | 2806.3667 | 5204.566 | 2621.5066 | 3211.086 | 211.0052 | 380 | 1780.4499 | 3094.3067 | 4862.3174
47 | 74653.014 | 1655.6767 | -1655.6767 | 72936.3373 | 2614.4819 | 12643.5942 | 2722.1113 | 3136.2827 | 146.8381 | 434 | 12321.369 | 13625.0587 | 15393.0694
48 | 75820.8562 | 2165.3843 | 0 | 75759.8562 | 4020.2369 | 9660.969 | 2178.029 | 3189.1612 | 150.8854 | 54 | 4618.2662 | 5546.0032 | 7314.0139
49 | 73808.3235 | 2232.6519 | 0 | 73747.3235 | 4712.9408 | 7485.5601 | 1879.1763 | 3125.2014 | 126.9058 | 54 | 3399.8736 | 4303.631 | 6071.6417
50 | 74511.5809 | 1336.8687 | 0 | 74450.5809 | 4242.9943 | 10661.1995 | 2423.2282 | 3310.138 | 152.3409 | 380 | 7071.1906 | 8326.383 | 10094.3937
51 | 74452.8841 | 1721.5001 | 0 | 74391.8841 | 2956.8462 | 4907.4359 | 2387.4606 | 3155.1217 | 152.4281 | 54 | 2471.488 | 3400.7677 | 5168.7784
52 | 74969.8731 | 2080.6229 | -2080.6229 | 72828.2503 | 1999.1832 | 7551.0414 | 2097.2278 | 3313.5859 | 161.4773 | 54 | 7504.6216 | 8442.9504 | 10210.9611
53 | 76979.1389 | 1363.8673 | 0 | 76918.1389 | 2546.3861 | 3249.0951 | 1875.1812 | 3260.6495 | 160.6779 | 380 | -1709.3993 | -445.8698 | 1322.1409
54 | 76921.7918 | 1636.4142 | -1636.4142 | 75224.3776 | 2821.1113 | 2043.502 | 2599.4154 | 3428.5802 | 199.3937 | 244 | -603.7911 | 562.4542 | 2330.4649
55 | 75538.4331 | 1203.2776 | -1203.2776 | 74274.1556 | 2185.6255 | 6785.7668 | 2254.2822 | 3306.8025 | 178.4884 | 190 | 5257.2705 | 6348.6104 | 8116.6211
56 | 76537.0013 | 1686.3941 | 0 | 76476.0013 | 3619.2742 | 12917.6117 | 2479.2582 | 3427.5156 | 150.2812 | 54 | 8099.31 | 9026.4428 | 10794.4535
57 | 74938.8008 | 1842.4718 | 0 | 74877.8008 | 1986.3229 | 5706.87 | 2393.8246 | 3241.6772 | 165.7847 | 380 | 3848.448 | 5117.0843 | 6885.095
58 | 75753.9327 | 2079.1764 | 0 | 75692.9327 | 2768.0296 | 4287.8415 | 2616.8512 | 3282.526 | 92.3177 | 244 | 1096.4564 | 2155.6257 | 3923.6364
59 | 75819.2399 | 1431.5129 | -1431.5129 | 74326.727 | 1975.5938 | 3227.2882 | 2481.5131 | 3247.8164 | 122.6793 | 54 | 2024.4968 | 2924.0277 | 4692.0384
60 | 76415.7038 | 2047.5688 | -2047.5688 | 74307.1351 | 2972.9112 | 7982.3131 | 2353.6117 | 3327.266 | 140.9323 | 244 | 5753.3446 | 6861.1285 | 8629.1392
61 | 75569.8511 | 1526.3786 | 0 | 75508.8511 | 2771.1544 | 14276.4526 | 2244.3134 | 3276.4505 | 139.8734 | 190 | 10887.411 | 11940.136 | 13708.1467
62 | 77331.9209 | 1020.8831 | 0 | 77270.9209 | 3333.5094 | 7179.1409 | 2526.6828 | 3483.0916 | 104.4878 | 190 | 1954.685 | 2972.0244 | 4740.0351
63 | 76363.9561 | 1712.1551 | -1712.1551 | 74590.8009 | 3817.1659 | 16284.807 | 2612.3136 | 3367.479 | 158.7903 | 190 | 13226.8327 | 14298.4746 | 16066.4853
64 | 74540.4843 | 1523.626 | 0 | 74479.4843 | 2002.6205 | 10570.8937 | 2671.9099 | 3142.5144 | 145.9082 | 244 | 9273.4131 | 10386.1729 | 12154.1836
65 | 75335.6366 | 1355.9181 | 0 | 75274.6366 | 1672.1719 | 5015.9503 | 2261.66 | 3303.4626 | 224.3869 | 190 | 3004.4645 | 4141.7029 | 5909.7136
66 | 76550.906 | 1552.2322 | 0 | 76489.906 | 2514.6354 | 8819.7219 | 2741.7304 | 3503.4823 | 71.8077 | 434 | 5430.5933 | 6659.2525 | 8427.2632
67 | 74540.0024 | 1444.4033 | 0 | 74479.0024 | 2050.8393 | 12426.4885 | 2660.8405 | 3159.6016 | 75.9678 | 244 | 11087.2888 | 12130.1082 | 13898.1189
68 | 73602.0846 | 2077.034 | 0 | 73541.0846 | 3320.8625 | 7466.4161 | 2288.0089 | 3158.94 | 149.9893 | 244 | 5421.6179 | 6538.4588 | 8306.4695
69 | 75264.8141 | 1788.5597 | 0 | 75203.8141 | 3047.4361 | 9602.5096 | 1803.07 | 3209.0752 | 209.3824 | 434 | 5733.6046 | 7099.8386 | 8867.8493
70 | 75767.1843 | 1796.1183 | 0 | 75706.1843 | 2827.9977 | 9846.1774 | 2827.8899 | 3276.0632 | 168.0837 | 380 | 6786.1486 | 8057.0838 | 9825.0945
71 | 76334.4771 | 1761.9374 | 0 | 76273.4771 | 2370.8177 | 6856.1398 | 2584.4663 | 3426.5828 | 99.6595 | 380 | 3593.0941 | 4795.6052 | 6563.6159
72 | 75923.4718 | 1607.0579 | 0 | 75862.4718 | 994.9949 | 5742.1086 | 1955.6442 | 3343.7068 | 143.4789 | 380 | 3554.193 | 4800.5234 | 6568.5341
73 | 75380.1151 | 1824.49 | 0 | 75319.1151 | 2399.5112 | 3065.1418 | 2075.2186 | 3380.8601 | 71.2113 | 190 | 172.7942 | 1156.857 | 2924.8677
74 | 75324.1533 | 1068.4926 | -1068.4926 | 74194.6607 | 2449.1979 | 12540.6694 | 2598.7919 | 3134.117 | 186.964 | 54 | 10999.9196 | 11963.7352 | 13731.7459
75 | 77301.3032 | 1914.2537 | 0 | 77240.3032 | 3239.0652 | 11922.1196 | 2442.1379 | 3544.5421 | 177.819 | 434 | 6799.6313 | 8134.3019 | 9902.3126
76 | 76448.6065 | 1782.7146 | 0 | 76387.6065 | 3190.3159 | 33287.4019 | 2069.8495 | 3268.7906 | 103.4532 | 380 | 28418.3196 | 29624.6244 | 31392.6351
77 | 78087.0807 | 1626.1313 | 0 | 78026.0807 | 2941.8069 | 6415.9773 | 2364.5842 | 3488.9327 | 104.9558 | 54 | 671.8067 | 1553.6141 | 3321.6248
78 | 76300.5833 | 2000.6951 | -2000.6951 | 74238.8882 | 3340.451 | 6741.516 | 2554.0054 | 3285.6735 | 123.3506 | 244 | 4372.0557 | 5462.2579 | 7230.2686
79 | 74873.9378 | 1130.2311 | 0 | 74812.9378 | 1382.0662 | 11112.6247 | 2324.4805 | 3236.6859 | 112.8047 | 54 | 9848.9871 | 10738.6434 | 12506.6541
80 | 75152.5788 | 1366.4591 | 0 | 75091.5788 | 3069.332 | 4157.2699 | 2601.4082 | 3156.513 | 183.1732 | 54 | 1124.4803 | 2084.5051 | 3852.5158
81 | 76076.8601 | 1706.4509 | -1706.4509 | 74309.4093 | 2961.7492 | 2511.1913 | 2137.2665 | 3383.4058 | 115.1642 | 190 | 130.9051 | 1158.9209 | 2926.9316
82 | 75546.5611 | 1694.4246 | -1694.4246 | 73791.1364 | 2730.3675 | 1700.4655 | 2176.7043 | 3222.4886 | 88.6157 | 244 | -51.6455 | 1003.8218 | 2771.8325
83 | 76791.1409 | 1916.487 | -1916.487 | 74813.6539 | 3962.3258 | 11664.6006 | 2297.4143 | 3353.9932 | 122.2743 | 244 | 7910.2285 | 8999.3544 | 10767.3651
84 | 75645.2324 | 1543.5796 | 0 | 75584.2324 | 4055.3935 | 10718.7449 | 1876.7224 | 3207.5628 | 102.1987 | 54 | 5533.6043 | 6412.6545 | 8180.6652
85 | 74958.1054 | 1318.1281 | 0 | 74897.1054 | 2418.5215 | 15491.0975 | 2462.9022 | 3206.2549 | 111.3235 | 54 | 13214.8277 | 14103.0027 | 15871.0134
86 | 76027.1546 | 1827.0316 | 0 | 75966.1546 | 3451.4814 | 9078.3783 | 2351.255 | 3415.9815 | 124.9516 | 190 | 4798.1787 | 5835.9819 | 7603.9926
87 | 75542.0579 | 1150.459 | 0 | 75481.0579 | 3219.0617 | 8762.8751 | 2429.2163 | 3367.8489 | 134.993 | 244 | 5230.0206 | 6331.8652 | 8099.8759
88 | 75433.638 | 1533.9976 | 0 | 75372.638 | 2507.0505 | 5834.2372 | 2408.218 | 3319.5057 | 125.3796 | 190 | 3052.4724 | 4090.7035 | 5858.7142
89 | 76432.5082 | 1409.8972 | 0 | 76371.5082 | 2689.4157 | 9885.6902 | 2132.6381 | 3384.8897 | 114.2997 | 380 | 5712.494 | 6929.6453 | 8697.656
90 | 74884.0388 | 1378.5194 | 0 | 74823.0388 | 3562.6885 | 8240.6198 | 2185.6208 | 3175.9156 | 206.4956 | 54 | 4586.6289 | 5569.976 | 7337.9867
91 | 74315.4988 | 1341.7769 | 0 | 74254.4988 | 2180.335 | 3875.8314 | 2134.6444 | 3152.2601 | 148.07 | 434 | 2098.1021 | 3403.0237 | 5171.0344
92 | 75993.0357 | 1627.6047 | -1627.6047 | 74304.431 | 3093.4795 | 5860.6266 | 2448.3199 | 3290.0131 | 167.8557 | 190 | 3571.2491 | 4651.9564 | 6419.9671
93 | 75101.104 | 1874.1841 | 0 | 75040.104 | 2745.1362 | 16689.4781 | 2303.4522 | 3138.1168 | 157.5914 | 54 | 13716.007 | 14650.4499 | 16418.4606
94 | 74702.2988 | 2153.3782 | 0 | 74641.2988 | 2329.003 | 9418.9155 | 2382.3666 | 3129.3383 | 91.4223 | 244 | 7330.5186 | 8388.7925 | 10156.8032
95 | 76600.3519 | 1516.1933 | 0 | 76539.3519 | 2438.0329 | 12110.6014 | 2718.4912 | 3312.9972 | 104.8566 | 190 | 8534.905 | 9552.6132 | 11320.6239
96 | 75779.7769 | 1887.0656 | 0 | 75718.7769 | 3161.5722 | 3963.1733 | 2668.7758 | 3279.9681 | 165.9516 | 190 | 401.7682 | 1480.5714 | 3248.5821
97 | 76590.5741 | 1840.0326 | -1840.0326 | 74689.5415 | 2588.2647 | 22284.8338 | 2280.4011 | 3289.7411 | 98.442 | 190 | 19947.3698 | 20958.6634 | 22726.6741
98 | 74910.6759 | 1858.9671 | 0 | 74849.6759 | 3602.0006 | 5523.718 | 2381.2886 | 3156.6403 | 101.8738 | 54 | 1980.1704 | 2858.8957 | 4626.9064
99 | 76545.1757 | 2039.3536 | -2039.3536 | 74444.822 | 5049.9811 | 16506.7455 | 2648.7014 | 3314.7189 | 70.7239 | 380 | 12345.5627 | 13519.1381 | 15287.1488
100 | 76305.1215 | 1284.8395 | 0 | 76244.1215 | 3655.0242 | 8113.0108 | 2484.8923 | 3265.7796 | 137.3354 | 244 | 3334.7371 | 4438.924 | 6206.9347
101 | 75501.2981 | 1431.2956 | 0 | 75440.2981 | 3831.6553 | 9632.5791 | 2488.8549 | 3149.976 | 149.9075 | 54 | 5369.6566 | 6296.4157 | 8064.4264
102 | 75814.8233 | 1617.4868 | 0 | 75753.8233 | 2060.9029 | 4061.06 | 2414.5523 | 3355.2654 | 92.4462 | 190 | 1386.3515 | 2391.6493 | 4159.66
103 | 75920.5933 | 1970.3571 | -1970.3571 | 73889.2362 | 2146.0448 | 6946.5007 | 2442.3643 | 3386.4373 | 113.7564 | 190 | 6110.2213 | 7136.8293 | 8904.84
104 | 75404.5036 | 1249.0077 | 0 | 75343.5036 | 4264.3658 | 9472.3004 | 2515.3139 | 3265.6455 | 76.2692 | 190 | 5015.5904 | 6004.7111 | 7772.7218
105 | 75635.0459 | 1540.6306 | 0 | 75574.0459 | 2640.069 | 9161.5688 | 2484.4859 | 3226.7189 | 226.1723 | 244 | 6028.8587 | 7221.8826 | 8989.8933
106 | 75315.2736 | 1391.1191 | 0 | 75254.2736 | 3601.4746 | 14100.8467 | 2413.1294 | 3384.7455 | 166.4566 | 54 | 10413.1734 | 11356.4815 | 13124.4922
107 | 76408.7211 | 1890.3923 | 0 | 76347.7211 | 3306.0026 | 9829.657 | 2535.2435 | 3543.2936 | 134.4449 | 54 | 5624.6704 | 6535.9669 | 8303.9776
108 | 74980.7198 | 1277.756 | 0 | 74919.7198 | 3237.8364 | 5557.791 | 1695.0369 | 3140.701 | 196.3358 | 54 | 1606.1726 | 2579.36 | 4347.3707
109 | 77030.5188 | 1734.2802 | -1734.2802 | 75235.2386 | 2692.7454 | 11003.101 | 2326.4466 | 3494.9007 | 148.9691 | 190 | 8266.6643 | 9328.4849 | 11096.4956
110 | 75353.0873 | 1997.7181 | 0 | 75292.0873 | 4063.8126 | 5106.1356 | 2296.8446 | 3214.6419 | 106.6637 | 380 | 631.9221 | 1841.4374 | 3609.4481
111 | 76368.4663 | 2346.0644 | -2346.0644 | 73961.4019 | 3192.6163 | 9051.2934 | 2051.0212 | 3443.3655 | 146.9889 | 190 | 6761.8619 | 7821.7023 | 9589.713
112 | 75801.5428 | 1554.8875 | 0 | 75740.5428 | 2907.2708 | 6829.5613 | 1439.8114 | 3174.7324 | 157.1162 | 434 | 2166.4915 | 3480.4593 | 5248.47
113 | 76114.388 | 1664.2567 | -1664.2567 | 74389.1312 | 3184.8847 | 19634.3023 | 1858.7996 | 3474.5545 | 126.3322 | 434 | 16763.8405 | 18047.0242 | 19815.0349
114 | 76984.421 | 2013.5212 | 0 | 76923.421 | 2785.4863 | 10073.6618 | 1484.5815 | 3405.7439 | 104.0657 | 54 | 4625.2799 | 5506.1972 | 7274.2079
115 | 73553.1178 | 1612.1588 | 0 | 73492.1178 | 3131.9746 | 6231.2742 | 2552.2998 | 3133.732 | 158.0345 | 380 | 4663.4137 | 5924.2998 | 7692.3105
116 | 76394.7285 | 1941.5388 | 0 | 76333.7285 | 2890.8578 | 2642.1 | 1690.2824 | 3523.2284 | 134.528 | 54 | -1998.7756 | -1087.396 | 680.6147
117 | 75425.1186 | 1597.7939 | -1597.7939 | 73766.3247 | 3551.2244 | 9117.0797 | 2377.2643 | 3233.2104 | 149.7007 | 190 | 6780.2054 | 7842.7577 | 9610.7684
118 | 75335.1988 | 1997.5772 | 0 | 75274.1988 | 3329.5113 | 3940.2019 | 2792.8575 | 3288.7171 | 177.4003 | 54 | 788.2664 | 1742.5183 | 3510.529
119 | 76545.6985 | 2043.693 | -2043.693 | 74441.0055 | 3883.2307 | 17517.9881 | 2530.9335 | 3484.4957 | 126.7751 | 434 | 14579.3812 | 15863.0079 | 17631.0186
120 | 76082.3389 | 1034.9981 | 0 | 76021.3389 | 2476.3834 | 9042.2317 | 2561.5788 | 3181.4823 | 108.5706 | 54 | 5657.7705 | 6543.1926 | 8311.2033
121 | 76739.6952 | 1547.4838 | 0 | 76678.6952 | 3415.1714 | 12183.9572 | 2250.9013 | 3506.4472 | 172.2384 | 54 | 7217.6391 | 8166.7291 | 9934.7398
122 | 76937.251 | 1688.8955 | 0 | 76876.251 | 1636.9873 | 17795.273 | 2627.7631 | 3386.0299 | 60.2698 | 190 | 14666.0277 | 15639.1491 | 17407.1598
123 | 75404.6418 | 2348.9981 | 0 | 75343.6418 | 2318.5942 | 4823.2236 | 2501.5472 | 3264.4123 | 155.6499 | 380 | 2297.1472 | 3555.6486 | 5323.6593
124 | 74786.3441 | 1691.1712 | -1691.1712 | 73034.1728 | 2244.6036 | 5021.0891 | 2533.5754 | 3145.6162 | 130.3965 | 190 | 4791.7042 | 5834.9523 | 7602.963
125 | 75555.472 | 1847.1772 | 0 | 75494.472 | 4674.4644 | 7772.2133 | 2591.1418 | 3189.8235 | 147.8553 | 54 | 2754.4422 | 3679.149 | 5447.1597
126 | 74862.0987 | 1286.9479 | 0 | 74801.0987 | 2742.2884 | 2745.1548 | 2438.9822 | 3152.6005 | 132.0416 | 54 | 163.5505 | 1072.4436 | 2840.4543
127 | 74530.3772 | 1430.4088 | -1430.4088 | 73038.9684 | 4646.1651 | 13905.1146 | 2611.3115 | 3239.0732 | 116.6324 | 54 | 11440.5657 | 12334.0497 | 14102.0604
128 | 76228.9241 | 1933.9698 | 0 | 76167.9241 | 2970.339 | 5204.8342 | 2348.3841 | 3318.8632 | 233.0162 | 54 | 1104.0184 | 2113.8862 | 3881.8969
129 | 76729.3607 | 1411.1854 | -1411.1854 | 75257.1753 | 4208.2762 | 11665.6396 | 1612.4139 | 3389.1026 | 96.7857 | 380 | 6571.9046 | 7771.5418 | 9539.5525
130 | 74086.2784 | 1987.2525 | 0 | 74025.2784 | 3487.624 | 14516.9915 | 2262.7158 | 3152.1323 | 153.7248 | 380 | 11789.1372 | 13045.7136 | 14813.7243
131 | 76276.546 | 2169.3875 | 0 | 76215.546 | 2371.992 | 6546.4475 | 2266.6693 | 3339.6734 | 173.4861 | 54 | 2935.4523 | 3885.7899 | 5653.8006
132 | 74095.7168 | 1691.1483 | 0 | 74034.7168 | 3030.0336 | 3869.5401 | 2521.0827 | 3132.2695 | 107.4432 | 54 | 1828.3419 | 2712.6367 | 4480.6474
133 | 75400.1638 | 1568.2363 | -1568.2363 | 73770.9274 | 3405.2922 | 11301.0411 | 2583.0927 | 3150.2004 | 80.6815 | 244 | 9228.3146 | 10275.8476 | 12043.8583
134 | 76031.1901 | 1484.3038 | 0 | 75970.1901 | 2415.1195 | 5457.7388 | 2681.5934 | 3372.7443 | 93.0366 | 380 | 2496.9669 | 3692.8551 | 5460.8658
135 | 76137.3303 | 1504.4192 | -1504.4192 | 74571.9111 | 3628.722 | 8407.6111 | 1831.5318 | 3321.9019 | 180.2941 | 190 | 4730.6118 | 5823.7574 | 7591.7681
136 | 74894.0397 | 1489.1316 | 0 | 74833.0397 | 1959.6023 | 11992.3029 | 2636.0391 | 3150.9462 | 165.9224 | 54 | 10356.8462 | 11299.6202 | 13067.6309
137 | 77372.8734 | 1939.1824 | 0 | 77311.8734 | 2169.8542 | 16705.8435 | 2713.0058 | 3461.7483 | 182 | 54 | 12769.07 | 13727.9216 | 15495.9323
138 | 74938.5931 | 1263.0427 | 0 | 74877.5931 | 2550.5997 | 4703.0492 | 2578.9089 | 3290.3075 | 156.8059 | 434 | 2514.2728 | 3827.9302 | 5595.9409
139 | 73968.7341 | 1815.4661 | 0 | 73907.7341 | 2185.6089 | 15368.1819 | 2517.9238 | 3123.8666 | 112.9192 | 190 | 14286.8293 | 15312.6 | 17080.6107
140 | 76490.4903 | 2350.312 | 0 | 76429.4903 | 3398.8719 | 9121.625 | 2516.6438 | 3417.2056 | 153.4158 | 434 | 4597.3122 | 5907.5796 | 7675.5903
141 | 74609.8913 | 1651.4473 | 0 | 74548.8913 | 3275.9953 | 12833.4269 | 2529.1959 | 3149.976 | 85.8718 | 190 | 10057.9122 | 11056.6355 | 12824.6462
142 | 76437.8306 | 2243.2001 | 0 | 76376.8306 | 5161.2626 | 5267.9545 | 2667.8034 | 3208.5801 | 97.8618 | 54 | -1023.5553 | -148.8419 | 1619.1688
143 | 76064.0305 | 1827.9364 | -1827.9364 | 74175.094 | 2412.5145 | 6901.9602 | 2379.1485 | 3284.2253 | 71.9614 | 190 | 5347.9254 | 6332.7383 | 8100.749
144 | 75888.1152 | 1361.4151 | 0 | 75827.1152 | 4909.6556 | 7555.4815 | 1514.7895 | 3210.8921 | 166.9439 | 54 | 914.5923 | 1858.3878 | 3626.3985
145 | 75814.9807 | 1780.1355 | -1780.1355 | 73973.8451 | 3477.9307 | 17763.0923 | 2511.2761 | 3199.9215 | 225.1098 | 190 | 15392.714 | 16530.6754 | 18298.6861
146 | 75604.3694 | 2192.3541 | 0 | 75543.3694 | 2358.8219 | 6905.2529 | 2523.6784 | 3154.4918 | 112.1211 | 54 | 4051.4319 | 4940.4046 | 6708.4153
147 | 74450.8738 | 1560.6686 | 0 | 74389.8738 | 2334.4053 | 11566.4206 | 2522.1452 | 3130.5068 | 92.6107 | 434 | 9864.9936 | 11114.4559 | 12882.4666
148 | 76782.9063 | 1655.7863 | 0 | 76721.9063 | 2746.8719 | 4533.2173 | 2419.2864 | 3409.0765 | 166.2508 | 380 | 263.002 | 1532.1044 | 3300.1151
149 | 76490.5375 | 1034.837 | -1034.837 | 75394.7005 | 2921.6313 | 2904.9522 | 2604.9134 | 3480.5834 | 110.6159 | 244 | 44.3172 | 1121.7847 | 2889.7954
150 | 74798.7489 | 1642.296 | -1642.296 | 73095.4529 | 3341.4126 | 6733.1929 | 2395.951 | 3128.2093 | 177.1455 | 190 | 5190.6877 | 6280.6848 | 8048.6955
151 | 76507.199 | 1553.0783 | 0 | 76446.199 | 1932.1653 | 6871.3433 | 2677.6454 | 3424.5825 | 195.0456 | 380 | 3965.4068 | 5263.304 | 7031.3147
152 | 76590.9429 | 1512.9333 | 0 | 76529.9429 | 5235.4144 | 5797.2318 | 2375.8414 | 3330.7442 | 131.4028 | 244 | -891.3399 | 206.9145 | 1974.9252
153 | 76429.0241 | 1969.4154 | -1969.4154 | 74398.6087 | 3579.728 | 17761.6339 | 2720.2407 | 3481.1697 | 192.3668 | 54 | 15354.9077 | 16324.1261 | 18092.1368
154 | 76125.1706 | 1609.7615 | 0 | 76064.1706 | 2520.9499 | 2968.8761 | 2203.0963 | 3459.6647 | 106.1715 | 54 | -583.2834 | 299.7397 | 2067.7504
155 | 77763.1868 | 1515.0515 | -1515.0515 | 76187.1353 | 2744.1423 | 9161.5121 | 2500.8156 | 3535.9816 | 67.694 | 54 | 5637.2317 | 6481.7773 | 8249.788
156 | 74279.6423 | 2157.5939 | 0 | 74218.6423 | 3150.612 | 5393.1134 | 2302.7924 | 3124.3863 | 125.3565 | 244 | 2821.2377 | 3913.4458 | 5681.4565
157 | 74790.6997 | 1422.5153 | 0 | 74729.6997 | 3803.9352 | 10876.3809 | 2023.4263 | 3268.4977 | 145.5684 | 380 | 7004.8699 | 8253.2899 | 10021.3006
158 | 76013.9383 | 1135.3275 | 0 | 75952.9383 | 3718.0502 | 14887.4062 | 2298.1039 | 3433.3642 | 91.7827 | 380 | 10318.0857 | 11512.7199 | 13280.7306
159 | 76847.732 | 2011.718 | 0 | 76786.732 | 3586.0324 | 4706.6353 | 2400.5257 | 3374.6421 | 62.6997 | 244 | -520.7613 | 508.79 | 2276.8007
160 | 76088.7011 | 1842.3281 | -1842.3281 | 74185.373 | 3189.2221 | 12359.574 | 2446.6301 | 3336.1214 | 153.8005 | 380 | 10137.9304 | 11394.5825 | 13162.5932
161 | 75653.3537 | 1483.2118 | 0 | 75592.3537 | 2198.7266 | 5073.7491 | 2173.8497 | 3341.2076 | 157.44 | 54 | 2167.9261 | 3102.2176 | 4870.2283
162 | 75182.1181 | 1432.2702 | -1432.2702 | 73688.8479 | 3004.9356 | 7902.3136 | 2375.937 | 3216.3804 | 98.3587 | 54 | 6171.0475 | 7046.2577 | 8814.2684
163 | 76410.2756 | 1676.1741 | 0 | 76349.2756 | 2074.0209 | 9726.3739 | 1485.9803 | 3422.6889 | 204.1413 | 190 | 5581.9466 | 6698.9395 | 8466.9502
164 | 75704.9002 | 1900.7336 | 0 | 75643.9002 | 2702.602 | 1701.4217 | 2304.9167 | 3298.377 | 116.6156 | 380 | -1671.5868 | -452.1196 | 1315.8911
165 | 75649.3227 | 1967.3481 | -1967.3481 | 73620.9747 | 2965.1141 | 13644.3649 | 2523.8003 | 3157.7161 | 236.2871 | 244 | 12109.9925 | 13313.1312 | 15081.1419
166 | 76702.0832 | 1266.2386 | 0 | 76641.0832 | 3834.0759 | 2271.5844 | 2748.9407 | 3406.0242 | 90.7352 | 380 | -2678.4097 | -1484.823 | 283.1877
167 | 76855.2379 | 1254.4816 | -1254.4816 | 75539.7564 | 3471.8943 | 9235.7635 | 2301.7925 | 3421.8682 | 146.5639 | 54 | 5317.9735 | 6241.389 | 8009.3997
168 | 76902.3598 | 1486.5693 | 0 | 76841.3598 | 2037.1883 | 7477.4685 | 2414.7556 | 3524.1982 | 191.2352 | 244 | 3908.0741 | 5066.1609 | 6834.1716
169 | 74031.7129 | 1521.6509 | 0 | 73970.7129 | 3597.9477 | 3361.4758 | 2149.1625 | 3195.4612 | 88.1411 | 190 | 507.6389 | 1508.6316 | 3276.6423
170 | 75106.4587 | 2148.6832 | -2148.6832 | 72896.7755 | 2395.5113 | 10085.4986 | 2341.8641 | 3139.4953 | 121.9897 | 380 | 9644.7712 | 10869.6125 | 12637.6232
171 | 75778.3494 | 1946.9508 | 0 | 75717.3494 | 2454.9491 | 5002.7712 | 2379.0295 | 3265.7213 | 165.511 | 434 | 1845.4236 | 3167.7862 | 4935.7969
172 | 75893.0346 | 2028.3498 | -2028.3498 | 73803.6848 | 3549.8687 | 10140.7386 | 2273.2623 | 3326.3343 | 130.4772 | 244 | 7756.9817 | 8854.3104 | 10622.3211
173 | 77429.3739 | 1405.1562 | 0 | 77368.3739 | 4041.795 | 9011.5658 | 2415.0478 | 3271.9089 | 160.6533 | 380 | 2658.5535 | 3922.0584 | 5690.0691
174 | 76578.1425 | 1566.4742 | 0 | 76517.1425 | 2322.3226 | 4601.2673 | 2614.0346 | 3443.1837 | 164.0625 | 244 | 1189.2204 | 2320.1344 | 4088.1451
175 | 75967.719 | 1588.1231 | -1588.1231 | 74318.5959 | 3868.218 | 1987.8975 | 2595.8276 | 3353.8833 | 81.1669 | 54 | -879.0055 | -20.987 | 1747.0237
176 | 76497.0541 | 1259.0241 | -1259.0241 | 75177.0301 | 1619.0229 | 5092.2972 | 2580.5508 | 3330.8487 | 44.6319 | 190 | 3577.8437 | 4535.3272 | 6303.3379
177 | 76138.806 | 2182.5602 | 0 | 76077.806 | 3638.2738 | 13219.8484 | 2556.0673 | 3374.4666 | 196.9996 | 244 | 8804.5024 | 9968.3536 | 11736.3643
178 | 75088.8635 | 1818.6077 | 0 | 75027.8635 | 4565.1672 | 14296.6898 | 2467.2063 | 3164.8496 | 129.5763 | 434 | 9705.915 | 10992.3428 | 12760.3535
179 | 75577.7718 | 1517.9214 | 0 | 75516.7718 | 5311.7595 | 13966.487 | 2453.9172 | 3253.2543 | 133.2466 | 190 | 8215.3273 | 9261.4255 | 11029.4362
180 | 74695.3277 | 1402.3112 | 0 | 74634.3277 | 1995.2688 | 7718.2856 | 1944.2468 | 3135.4529 | 126.2516 | 190 | 5538.5888 | 6577.6919 | 8345.7026
181 | 74632.3843 | 2097.7437 | 0 | 74571.3843 | 2454.693 | 4623.7476 | 2106.4608 | 3189.7764 | 157.3865 | 380 | 2264.1076 | 3524.3456 | 5292.3563
182 | 76368.9209 | 1322.1472 | -1322.1472 | 74985.7738 | 3506.0337 | 17863.6868 | 2449.7085 | 3434.2375 | 89.307 | 190 | 14626.0253 | 15628.1839 | 17396.1946
183 | 77081.0396 | 1295.9433 | 0 | 77020.0396 | 3404.9401 | 7043.1983 | 2141.7452 | 3431.391 | 136.4291 | 54 | 1561.5548 | 2474.8355 | 4242.8462
184 | 75379.6063 | 1391.222 | -1391.222 | 73927.3843 | 2512.3978 | 20965.0854 | 2449.2864 | 3173.3726 | 128.6833 | 54 | 19518.1623 | 20423.6972 | 22191.7079
185 | 76149.9405 | 1799.8044 | 0 | 76088.9405 | 1958.1413 | 11504.6092 | 1968.4183 | 3159.3736 | 198.0272 | 244 | 7955.5192 | 9120.398 | 10888.4087
186 | 75211.8733 | 2001.8098 | 0 | 75150.8733 | 3851.5681 | 11772.6835 | 2647.1896 | 3380.5941 | 115.2175 | 434 | 8168.2258 | 9440.2949 | 11208.3056
187 | 77189.6063 | 2095.4927 | 0 | 77128.6063 | 2847.001 | 1567.6795 | 2704.5786 | 3455.8114 | 95.4516 | 54 | -2877.3378 | -2005.0347 | -237.024
188 | 76105.7863 | 1854.2793 | -1854.2793 | 74190.5069 | 1896.6434 | 14708.851 | 2218.722 | 3242.2335 | 211.9501 | 190 | 13452.8562 | 14577.6578 | 16345.6685
189 | 76662.8429 | 1494.8688 | 0 | 76601.8429 | 1974.8277 | 9496.1628 | 2207.506 | 3279.599 | 221.6412 | 244 | 5776.7973 | 6965.29 | 8733.3007
190 | 74012.5632 | 1570.7751 | 0 | 73951.5632 | 4061.8651 | 10662.6422 | 2291.9413 | 3138.1638 | 191.4408 | 54 | 7449.519 | 8417.8114 | 10185.8221
191 | 75555.3911 | 1352.3296 | 0 | 75494.3911 | 1354.0227 | 6553.1583 | 2483.4037 | 3279.9583 | 126.9238 | 190 | 4838.3064 | 5878.0818 | 7646.0925
192 | 75331.6963 | 2295.8388 | 0 | 75270.6963 | 4792.4682 | 4444.1918 | 2441.4443 | 3201.4238 | 175.2322 | 54 | -605.9045 | 346.1792 | 2114.1899
193 | 75135.8868 | 1657.987 | -1657.987 | 73416.8998 | 2767.6438 | 2783.7888 | 2473.3172 | 3140.6134 | 154.5648 | 190 | 1583.3758 | 2650.7921 | 4418.8028
194 | 74931.0679 | 1594.2258 | -1594.2258 | 73275.8421 | 3990.1232 | 14848.451 | 2628.7558 | 3150.9136 | 125.1961 | 380 | 12732.355 | 13960.4027 | 15728.4134
195 | 76523.9614 | 1736.7828 | 0 | 76462.9614 | 1697.2327 | 6675.658 | 2564.7387 | 3460.1539 | 198.3222 | 434 | 3910.5566 | 5265.7303 | 7033.741
196 | 74334.9808 | 1393.1674 | 0 | 74273.9808 | 3113.4263 | 5907.9547 | 2210.118 | 3132.3866 | 112.6068 | 54 | 3233.2522 | 4122.7106 | 5890.7213
197 | 75655.5399 | 1712.7312 | 0 | 75594.5399 | 3905.5177 | 5782.1165 | 2309.233 | 3171.4545 | 160.8922 | 380 | 1132.9464 | 2396.6902 | 4164.7009
198 | 74852.6932 | 1421.7862 | -1421.7862 | 73369.907 | 1965.6785 | 14972.0023 | 2047.2974 | 3262.9114 | 147.0295 | 190 | 14316.8257 | 15376.7067 | 17144.7174
199 | 75524.4531 | 1470.3971 | 0 | 75463.4531 | 3619.497 | 10745.6204 | 2569.1749 | 3296.2651 | 146.7328 | 244 | 6898.3103 | 8011.8947 | 9779.9054
200 | 74152.6612 | 1681.6157 | 0 | 74091.6612 | 2153.1225 | 19291.5317 | 1715.1313 | 3145.6492 | 151.2169 | 54 | 17277.7286 | 18205.797 | 19973.8077
201 | 75585.2953 | 1952.4519 | 0 | 75524.2953 | 1337.2838 | 13282.829 | 2381.0426 | 3284.8009 | 150.284 | 380 | 11457.2935 | 12710.4291 | 14478.4398
202 | 74653.0388 | 1453.8096 | 0 | 74592.0388 | 2695.9321 | 12791.0577 | 2537.3526 | 3164.6522 | 140.3386 | 190 | 10575.2916 | 11628.4817 | 13396.4924
203 | 76438.0131 | 2277.5633 | 0 | 76377.0131 | 2415.1663 | 5149.3395 | 2326.6836 | 3422.4815 | 113.1928 | 244 | 1476.5253 | 2556.5696 | 4324.5803
204 | 73977.575 | 2006.3942 | -2006.3942 | 71910.1807 | 3989.7727 | 12301.8788 | 2464.4997 | 3123.3159 | 128.2902 | 54 | 11359.941 | 12265.0827 | 14033.0934
205 | 74194.9553 | 2153.9379 | 0 | 74133.9553 | 3340.9573 | 12005.0483 | 2139.1586 | 3123.0617 | 94.6183 | 244 | 9162.556 | 10224.0258 | 11992.0365
206 | 74748.5533 | 1610.0461 | 0 | 74687.5533 | 3577.0047 | 13834.7476 | 2670.348 | 3244.7368 | 172.9002 | 380 | 10855.4745 | 12131.2262 | 13899.2369
207 | 74903.6465 | 2040.556 | 0 | 74842.6465 | 1922.7919 | 1260.1462 | 2213.2278 | 3192.3876 | 173.2001 | 380 | -729.4767 | 546.5749 | 2314.5856
208 | 75415.8862 | 1492.112 | -1492.112 | 73862.7742 | 4586.7715 | 5052.8001 | 2617.7856 | 3205.8632 | 189.3775 | 190 | 1797.1032 | 2899.3323 | 4667.343
209 | 75873.4531 | 1151.3095 | -1151.3095 | 74661.1436 | 2319.0105 | 5014.1395 | 2426.7444 | 3298.8109 | 124.7999 | 190 | 3129.7407 | 4167.3921 | 5935.4028
210 | 77405.506 | 1660.3862 | 0 | 77344.506 | 4326.527 | 26572.905 | 2668.8869 | 3381.2363 | 102.0335 | 380 | 20322.1952 | 21527.0803 | 23295.091
211 | 75761.6824 | 1432.5155 | 0 | 75700.6824 | 2280.9636 | 7911.8057 | 2240.6441 | 3259.4059 | 97.3615 | 54 | 4800.4097 | 5674.6227 | 7442.6334
212 | 75619.2145 | 1561.6693 | 0 | 75558.2145 | 3263.8315 | 4452.2919 | 2448.3828 | 3156.4559 | 174.6443 | 54 | 605.2845 | 1556.7803 | 3324.791
213 | 76392.3972 | 1689.9786 | -1689.9786 | 74641.4186 | 1680.6689 | 4661.8406 | 2384.8131 | 3301.0215 | 174.7538 | 244 | 3395.7877 | 4537.3931 | 6305.4038
214 | 75422.1537 | 1417.4559 | 0 | 75361.1537 | 4281.6446 | 9979.5743 | 2372.7545 | 3214.0274 | 175.4071 | 54 | 5293.7579 | 6246.0166 | 8014.0273
215 | 76430.8876 | 1572.796 | 0 | 76369.8876 | 2117.7595 | 7216.0625 | 1788.9939 | 3334.3955 | 159.8832 | 380 | 3222.0049 | 4484.7396 | 6252.7503
216 | 75916.9864 | 1758.1826 | 0 | 75855.9864 | 2542.6655 | 19048.4709 | 2392.4797 | 3333.5338 | 48.4776 | 54 | 15746.0326 | 16571.3617 | 18339.3724
217 | 76007.6234 | 1690.0292 | 0 | 75946.6234 | 3657.1226 | 9027.6741 | 2211.0402 | 3287.1693 | 200.0464 | 54 | 4292.3377 | 5269.2357 | 7037.2464
218 | 76790.4474 | 2391.4629 | 0 | 76729.4474 | 1402.4678 | 2212.1596 | 2288.0884 | 3422.8369 | 100.1076 | 244 | -838.6303 | 228.3288 | 1996.3395
219 | 76000.0019 | 1076.4993 | -1076.4993 | 74862.5026 | 2877.1259 | 14209.5005 | 2377.721 | 3213.8533 | 104.0034 | 380 | 11431.6463 | 12638.5013 | 14406.512
220 | 76781.0786 | 2447.1897 | 0 | 76720.0786 | 2838.229 | 16043.3125 | 2388.5665 | 3441.452 | 220.7824 | 244 | 11685.2234 | 12872.8573 | 14640.868
221 | 74586.6981 | 1964.4796 | 0 | 74525.6981 | 2090.8655 | 7575.7273 | 2296.6539 | 3144.9082 | 113.7836 | 190 | 5770.9259 | 6797.561 | 8565.5717
222 | 77019.9806 | 1717.3207 | 0 | 76958.9806 | 3770.3737 | 7726.1985 | 2410.0256 | 3488.6243 | 89.2802 | 244 | 2265.6939 | 3321.8257 | 5089.8364
223 | 76140.8208 | 1554.3365 | -1554.3365 | 74525.4843 | 1840.2241 | 19572.3252 | 2536.5763 | 3258.7555 | 161.7177 | 190 | 18372.1487 | 19446.7179 | 21214.7286
224 | 76491.2991 | 1760.5878 | 0 | 76430.2991 | 3917.644 | 1648.1081 | 2093.7119 | 3318.4018 | 91.4703 | 190 | -3917.5212 | -2913.1994 | -1145.1887
225 | 75279.2186 | 1525.728 | -1525.728 | 73692.4907 | 3025.4481 | 4787.4409 | 2645.5155 | 3170.8506 | 169.7982 | 380 | 3256.0682 | 4528.7179 | 6296.7286
226 | 74511.7102 | 1141.1306 | 0 | 74450.7102 | 3678.5383 | 4728.0251 | 2101.7122 | 3153.7327 | 106.6408 | 244 | 1224.4216 | 2297.9139 | 4065.9246
227 | 75993.3052 | 1842.2212 | -1842.2212 | 74090.0841 | 2027.3958 | 4430.7814 | 2356.745 | 3315.4039 | 125.335 | 190 | 3355.6504 | 4393.837 | 6161.8477
228 | 74967.2555 | 1786.3131 | 0 | 74906.2555 | 4312.4451 | 19555.0766 | 2473.5399 | 3180.732 | 176.3552 | 54 | 15360.8478 | 16314.0546 | 18082.0653
229 | 75215.869 | 1800.3101 | 0 | 75154.869 | 2989.838 | 5997.5833 | 2412.2113 | 3165.7323 | 113.2653 | 190 | 2801.02 | 3827.1368 | 5595.1475
230 | 76368.0912 | 1649.0416 | 0 | 76307.0912 | 1691.3748 | 20737.4335 | 2504.452 | 3217.9296 | 53.2564 | 244 | 17831.549 | 18851.657 | 20619.6677
231 | 76984.2115 | 1900.1996 | 0 | 76923.2115 | 3125.6595 | 20816.6891 | 2370.1766 | 3304.039 | 141.3871 | 380 | 15812.2338 | 17056.4724 | 18824.4831
232 | 75905.8612 | 1369.3014 | 0 | 75844.8612 | 2681.694 | 23673.8402 | 2779.1983 | 3354.4215 | 160.5059 | 54 | 20651.1049 | 21588.4623 | 23356.473
233 | 75182.2703 | 2341.3624 | 0 | 75121.2703 | 3391.2942 | 9674.7899 | 1749.0689 | 3131.4367 | 113.7944 | 434 | 5412.931 | 6683.577 | 8451.5877
234 | 74917.2471 | 1498.5118 | 0 | 74856.2471 | 1476.7689 | 2162.7616 | 1992.5334 | 3170.7654 | 90.6511 | 434 | 363.2444 | 1610.747 | 3378.7577
235 | 75715.2502 | 1402.5093 | -1402.5093 | 74251.741 | 2131.2312 | 4415.6456 | 2669.1168 | 3241.1074 | 72.0066 | 244 | 3313.0976 | 4351.9557 | 6119.9664
236 | 75503.9535 | 1649.6817 | 0 | 75442.9535 | 2497.5283 | 3907.3851 | 2124.7491 | 3255.3155 | 81.0994 | 244 | 717.1678 | 1765.1189 | 3533.1296
237 | 75428.5982 | 1671.5491 | -1671.5491 | 73696.0491 | 2641.7433 | 11598.9681 | 2364.0769 | 3258.588 | 106.707 | 380 | 10254.0406 | 11463.5991 | 13231.6098
238 | 74809.9065 | 1220.4464 | 0 | 74748.9065 | 4532.6094 | 8265.2848 | 2325.8125 | 3170.4362 | 66.3048 | 190 | 3850.2175 | 4829.3739 | 6597.3846
239 | 77005.3993 | 1892.5067 | 0 | 76944.3993 | 1732.0512 | 8620.0356 | 2234.3366 | 3502.0293 | 144.1695 | 190 | 5050.151 | 6107.172 | 7875.1827
240 | 74990.117 | 2157.2274 | 0 | 74929.117 | 2671.2754 | 5401.9198 | 2338.2705 | 3316.2352 | 124.8219 | 244 | 2826.233 | 3917.9065 | 5685.9172
241 | 77052.5509 | 2033.3272 | 0 | 76991.5509 | 4719.9683 | 7455.6907 | 2562.3539 | 3494.3626 | 163.196 | 190 | 1171.088 | 2247.1356 | 4015.1463
242 | 76652.2991 | 1711.2031 | -1711.2031 | 74880.0959 | 3041.8654 | 7459.6154 | 2407.7335 | 3442.3664 | 112.7345 | 434 | 4757.954 | 6027.54 | 7795.5507
243 | 74856.5617 | 1355.2008 | 0 | 74795.5617 | 3365.7759 | 7083.4077 | 2179.4625 | 3128.5567 | 146.7417 | 54 | 3600.2893 | 4523.8826 | 6291.8933
244 | 75266.9368 | 1643.9247 | 0 | 75205.9368 | 1922.2439 | 14541.9735 | 2578.7228 | 3262.4413 | 134.9605 | 54 | 12625.157 | 13536.969 | 15304.9797
245 | 73482.3785 | 1507.2184 | 0 | 73421.3785 | 2978.3957 | 10880.9617 | 2601.0471 | 3158.4837 | 131.7893 | 380 | 9610.9184 | 10845.5592 | 12613.5699
246 | 75935.1484 | 1622.1454 | 0 | 75874.1484 | 3262.5217 | 5561.7858 | 2573.2928 | 3264.4812 | 164.6358 | 190 | 1633.0898 | 2710.5771 | 4478.5878
247 | 75939.5112 | 2084.6286 | -2084.6286 | 73793.8827 | 3423.5494 | 6025.6251 | 2244.7535 | 3195.5286 | 142.2875 | 380 | 3618.6751 | 4863.8142 | 6631.8249
248 | 75387.5037 | 1822.3708 | 0 | 75326.5037 | 2957.7206 | 9864.4806 | 2737.015 | 3266.2295 | 187.7556 | 434 | 6953.7009 | 8298.308 | 10066.3187
249 | 75727.7656 | 1861.3833 | 0 | 75666.7656 | 3000.2004 | 7969.2149 | 2249.3116 | 3219.234 | 143.981 | 244 | 4140.9944 | 5251.827 | 7019.8377
250 | 74985.211 | 1696.9984 | 0 | 74924.211 | 3327.5351 | 5577.0009 | 2319.5248 | 3323.2521 | 121.5719 | 434 | 2338.2318 | 3616.6552 | 5384.6659
251 | 76313.2278 | 1283.4973 | -1283.4973 | 74968.7305 | 2251.1923 | 4198.0872 | 2826.4182 | 3331.9662 | 171.0164 | 54 | 2506.7488 | 3454.6168 | 5222.6275
252 | 74121.6126 | 2184.8787 | 0 | 74060.6126 | 2886.1619 | 7677.5488 | 2446.9203 | 3141.3978 | 52.8976 | 190 | 5689.2923 | 6655.0415 | 8423.0522
253 | 75621.2007 | 1449.8558 | 0 | 75560.2007 | 2301.3068 | 11567.4828 | 1677.2624 | 3404.3544 | 68.465 | 54 | 8157.7922 | 9003.1088 | 10771.1195
254 | 77170.6623 | 1984.078 | 0 | 77109.6623 | 2574.7788 | 3391.497 | 2392.1131 | 3434.21 | 160.7441 | 244 | -1096.421 | 31.1747 | 1799.1854
255 | 75350.4811 | 1359.1681 | -1359.1681 | 73930.313 | 2202.4758 | 12258.6155 | 2546.3564 | 3146.0204 | 200.4906 | 190 | 11188.4034 | 12301.7455 | 14069.7562
256 | 76894.9146 | 2169.6804 | 0 | 76833.9146 | 3371.233 | 9009.4024 | 1921.7608 | 3408.8389 | 143.6589 | 190 | 3505.0546 | 4561.565 | 6329.5757
257 | 76719.898 | 2272.2164 | 0 | 76658.898 | 1687.5038 | 6175.3444 | 1809.2549 | 3322.4873 | 109.6439 | 380 | 2330.8849 | 3543.3803 | 5311.391
258 | 74627.5492 | 1509.7398 | -1509.7398 | 73056.8094 | 1088.1957 | 6467.3997 | 2069.1052 | 3152.6609 | 179.764 | 434 | 6914.3607 | 8250.9762 | 10018.9869
259 | 75224.1702 | 2364.335 | 0 | 75163.1702 | 2501.4545 | 5966.62 | 2682.4478 | 3325.2037 | 182.0088 | 54 | 3679.8469 | 4638.7073 | 6406.718
260 | 76397.8941 | 1911.5619 | 0 | 76336.8941 | 4122.099 | 12491.9439 | 2487.6432 | 3387.7772 | 199.138 | 244 | 7278.5712 | 8444.5607 | 10212.5714
261 | 77359.1503 | 1485.1131 | 0 | 77298.1503 | 4902.1887 | 8609.0017 | 2257.1381 | 3518.3968 | 193.7962 | 54 | 1554.3977 | 2525.0455 | 4293.0562
262 | 76223.511 | 1947.2807 | -1947.2807 | 74215.2303 | 3049.8008 | 15234.2937 | 2556.3689 | 3224.0376 | 140.5716 | 54 | 13119.8691 | 14037.2923 | 15805.303
263 | 75261.2849 | 1587.4808 | 0 | 75200.2849 | 1629.7438 | 2553.8078 | 2474.2686 | 3271.0683 | 139.3415 | 54 | 839.316 | 1755.5091 | 3523.5198
264 | 75125.3318 | 1369.7572 | -1369.7572 | 73694.5746 | 3272.6231 | 12863.133 | 2450.1038 | 3200.33 | 107.0567 | 54 | 10916.569 | 11800.4773 | 13568.488
265 | 77164.231 | 1628.4739 | 0 | 77103.231 | 1128.1087 | 3480.6094 | 2538.3977 | 3484.9397 | 100.1922 | 380 | 642.8072 | 1845.8509 | 3613.8616
266 | 76282.4351 | 1126.9119 | -1126.9119 | 75094.5232 | 3097.5092 | 6323.3053 | 2000.8541 | 3240.4154 | 96.0318 | 190 | 2742.7424 | 3751.6257 | 5519.6364
267 | 76007.2572 | 1690.0319 | 0 | 75946.2572 | 3597.6471 | 13804.043 | 2451.1208 | 3252.7899 | 74.5112 | 190 | 9334.2493 | 10321.612 | 12089.6227
268 | 75482.2292 | 1719.2627 | 0 | 75421.2292 | 3267.7775 | 9587.231 | 2212.1342 | 3295.6665 | 49.1065 | 244 | 5776.225 | 6792.1831 | 8560.1938
269 | 77019.851 | 1324.4133 | 0 | 76958.851 | 4277.1027 | 9685.7225 | 2423.6949 | 3431.9311 | 46.42 | 190 | 3675.5948 | 4634.8664 | 6402.8771
270 | 73143.9656 | 1339.5912 | 0 | 73082.9656 | 1777.0417 | 3433.1755 | 2226.3307 | 3123.1027 | 116.3615 | 190 | 3292.8016 | 4322.0147 | 6090.0254
271 | 74990.7925 | 1864.2634 | 0 | 74929.7925 | 2591.0014 | 17991.2366 | 1953.6425 | 3189.9642 | 51.9053 | 54 | 14984.2493 | 15813.0062 | 17581.0169
272 | 75230.3114 | 1466.2828 | 0 | 75169.3114 | 3009.4035 | 3568.5156 | 2505.2492 | 3320.2578 | 186.7839 | 244 | 585.5078 | 1739.1433 | 3507.154
273 | 74407.6829 | 1701.8976 | -1701.8976 | 72644.7852 | 2635.1936 | 2774.8695 | 2370.3111 | 3177.9262 | 121.5497 | 244 | 2413.3279 | 3501.7292 | 5269.7399
274 | 76258.6544 | 1645.3625 | -1645.3625 | 74552.2919 | 3002.9175 | 2750.0218 | 2133.4853 | 3408.7331 | 193.1926 | 54 | 107.2308 | 1077.275 | 2845.2857
275 | 74307.6671 | 1652.2591 | -1652.2591 | 72594.408 | 2997.577 | 8985.9571 | 2313.2922 | 3155.0642 | 89.0528 | 244 | 8232.5284 | 9288.4327 | 11056.4434
276 | 76343.9375 | 2400.1534 | 0 | 76282.9375 | 1526.7059 | 3203.4878 | 2524.7563 | 3247.1866 | 131.5626 | 380 | 535.9872 | 1770.4014 | 3538.4121
277 | 75071.416 | 1636.6804 | -1636.6804 | 73373.7357 | 4610.6335 | 3058.7342 | 2543.91 | 3164.3364 | 152.1365 | 434 | 152.8115 | 1461.7995 | 3229.8102
278 | 74332.1252 | 1586.5865 | -1586.5865 | 72684.5386 | 2896.0652 | 5366.8444 | 2126.7662 | 3226.8477 | 99.8498 | 54 | 4510.0544 | 5386.7558 | 7154.7665
279 | 75929.3327 | 1562.9517 | 0 | 75868.3327 | 3464.4142 | 4998.054 | 2078.9947 | 3215.8364 | 122.0184 | 244 | 330.3382 | 1419.2082 | 3187.2189
280 | 74454.6996 | 1684.186 | -1684.186 | 72709.5136 | 3292.0331 | 14025.5897 | 2045.0874 | 3133.1146 | 123.3233 | 54 | 12572.445 | 13472.6199 | 15240.6306
281 | 75246.6786 | 1364.1064 | 0 | 75185.6786 | 4114.8676 | 21831.9218 | 1942.9445 | 3162.3699 | 196.1113 | 190 | 17006.89 | 18115.8529 | 19883.8636
282 | 75132.993 | 2009.3499 | 0 | 75071.993 | 3029.2123 | 6118.9213 | 2178.991 | 3263.3207 | 97.0365 | 244 | 2830.2277 | 3894.1158 | 5662.1265
283 | 74781.8675 | 1257.8987 | 0 | 74720.8675 | 1809.2383 | 3802.0694 | 2226.0696 | 3207.7542 | 127.3586 | 244 | 2075.9873 | 3170.1975 | 4938.2082
284 | 76707.4707 | 1257.4262 | -1257.4262 | 75389.0445 | 2810.6455 | 5222.1841 | 2438.3966 | 3552.8707 | 102.422 | 190 | 2383.9615 | 3399.235 | 5167.2457
285 | 75886.0547 | 2072.5052 | -2072.5052 | 73752.5495 | 2840.1897 | 11071.5834 | 2387.7569 | 3213.2887 | 109.6427 | 434 | 9450.0897 | 10716.584 | 12484.5947
286 | 76439.1688 | 1555.4624 | 0 | 76378.1688 | 2809.0458 | 7560.1911 | 2361.7923 | 3480.24 | 163.6005 | 54 | 3585.2088 | 4525.6608 | 6293.6715
287 | 75656.1047 | 1650.8329 | 0 | 75595.1047 | 3200.0864 | 7800.642 | 2086.1069 | 3175.8997 | 102.8674 | 190 | 3637.6575 | 4653.3764 | 6421.3871
288 | 77292.9587 | 1744.9317 | 0 | 77231.9587 | 1422.3969 | 8870.7466 | 1958.923 | 3478.4197 | 159.2532 | 190 | 5023.9336 | 6096.0384 | 7864.0491
289 | 76421.2793 | 1195.7535 | 0 | 76360.2793 | 2657.812 | 11818.701 | 2128.667 | 3321.954 | 51.1829 | 244 | 7621.4306 | 8639.4651 | 10407.4758
290 | 74256.5405 | 1513.5284 | 0 | 74195.5405 | 4095.2882 | 14163.9576 | 2539.843 | 3145.6199 | 154.5588 | 434 | 10928.7919 | 12240.2022 | 14008.2129
291 | 76672.0522 | 1632.2078 | 0 | 76611.0522 | 3092.6835 | 9742.6156 | 2278.2858 | 3423.9967 | 161.6807 | 380 | 5111.3625 | 6375.8947 | 8143.9054
292 | 76044.4522 | 1843.2877 | 0 | 75983.4522 | 2453.9357 | 5611.7409 | 2367.1667 | 3482.8865 | 129.6756 | 244 | 2394.6061 | 3491.1333 | 5259.144
293 | 75987.4826 | 1696.6101 | -1696.6101 | 74229.8725 | 2233.1867 | 16564.6233 | 2034.3948 | 3186.2914 | 123.1093 | 190 | 14692.4504 | 15728.4113 | 17496.422
294 | 77416.5774 | 1453.8584 | 0 | 77355.5774 | 4128.1792 | 13287.9207 | 1824.7705 | 3558.3269 | 178.3587 | 380 | 6557.4616 | 7838.6718 | 9606.6825
295 | 75935.4806 | 1432.4715 | 0 | 75874.4806 | 2673.2937 | 7727.9351 | 2159.305 | 3279.0536 | 66.282 | 190 | 3988.7193 | 4967.8529 | 6735.8636
296 | 73921.4192 | 1608.2905 | 0 | 73860.4192 | 1490.6829 | 14618.1953 | 2138.0416 | 3135.9098 | 49.5828 | 434 | 13911.2446 | 15117.679 | 16885.6897
297 | 76806.053 | 1447.0067 | 0 | 76745.053 | 2273.3535 | 4548.3368 | 2603.4189 | 3291.2996 | 191.805 | 54 | 794.8489 | 1763.5054 | 3531.5161
298 | 77130.6617 | 1492.54 | -1492.54 | 75577.1217 | 2864.5459 | 16354.8918 | 2598.8422 | 3391.3716 | 62.2528 | 54 | 13273.638 | 14112.7423 | 15880.753
299 | 76740.922 | 1281.0559 | 0 | 76679.922 | 1869.8051 | 8302.9307 | 2158.589 | 3531.1986 | 117.8382 | 190 | 4813.1911 | 5843.8808 | 7611.8915
300 | 74974.922 | 1571.5657 | 0 | 74913.922 | 3720.3935 | 9274.81 | 2478.0823 | 3171.1373 | 156.0037 | 54 | 5659.914 | 6592.7692 | 8360.7799
301 | 76418.6045 | 1334.5437 | 0 | 76357.6045 | 2937.0867 | 4178.006 | 2434.3929 | 3289.8901 | 166.2504 | 434 | -22.2021 | 1300.8998 | 3068.9105
302 | 77075.133 | 1462.7906 | -1462.7906 | 75551.3425 | 2211.4645 | 6221.8144 | 2518.3985 | 3321.4719 | 146.3484 | 434 | 3669.0779 | 4972.2778 | 6740.2885
303 | 75613.6545 | 1831.4035 | 0 | 75552.6545 | 1873.7553 | 11742.4627 | 802.7888 | 3218.5644 | 112.2445 | 190 | 7707.6062 | 8732.7022 | 10500.7129
304 | 76711.3787 | 2145.2844 | 0 | 76650.3787 | 3524.5435 | 5255.9725 | 2775.96 | 3525.1281 | 128.3884 | 190 | 752.3384 | 1793.5784 | 3561.5891
305 | 75369.4574 | 1703.7927 | -1703.7927 | 73604.6647 | 2908.7473 | 7264.3336 | 2616.7252 | 3180.6094 | 139.972 | 54 | 5918.4561 | 6835.2797 | 8603.2904
306 | 75046.6273 | 1579.4304 | 0 | 74985.6273 | 2915.4589 | 5971.3636 | 1875.3576 | 3165.4126 | 127.5156 | 54 | 2481.2476 | 3385.6148 | 5153.6255
307 | 76566.3652 | 1288.6336 | -1288.6336 | 75216.7315 | 2943.2052 | 3815.5769 | 2483.345 | 3370.9187 | 197.7224 | 244 | 880.1038 | 2044.6778 | 3812.6885
308 | 75546.7196 | 1548.2599 | -1548.2599 | 73937.4597 | 4743.1743 | 10520.0204 | 2763.7942 | 3207.7858 | 103.4372 | 434 | 7181.1664 | 8441.4552 | 10209.4659
309 | 74508.6384 | 2049.3824 | 0 | 74447.6384 | 2197.0087 | 9928.0495 | 1886.5516 | 3187.3776 | 58.745 | 244 | 7727.5316 | 8753.1282 | 10521.1389
310 | 75725.9802 | 2038.4697 | 0 | 75664.9802 | 3373.2842 | 2858.1716 | 2473.1785 | 3278.3796 | 219.9347 | 54 | -1058.3346 | -61.5483 | 1706.4624
311 | 74798.6646 | 1397.8772 | -1397.8772 | 73339.7874 | 2812.6359 | 1524.6347 | 1950.497 | 3164.8096 | 135.4669 | 190 | -142.2821 | 906.0364 | 2674.0471
312 | 75318.798 | 1565.8054 | -1565.8054 | 73691.9926 | 3767.2024 | 8039.6981 | 2501.461 | 3196.0498 | 224.9508 | 190 | 5648.2138 | 6786.0162 | 8554.0269
313 | 74044.0673 | 1794.7865 | 0 | 73983.0673 | 3914.258 | 5962.2733 | 2024.8121 | 3144.2154 | 114.331 | 190 | 2604.1755 | 3631.3581 | 5399.3688
314 | 74725.3742 | 1948.9085 | 0 | 74664.3742 | 2601.1241 | 6355.1364 | 2414.7474 | 3251.5425 | 118.5461 | 54 | 4126.1281 | 5021.5258 | 6789.5365
315 | 76561.5765 | 1781.3869 | 0 | 76500.5765 | 3123.8648 | 14429.5454 | 2117.1272 | 3231.2457 | 78.7075 | 190 | 9523.677 | 10515.2361 | 12283.2468
316 | 76981.5115 | 1507.7115 | 0 | 76920.5115 | 4028.5183 | 4022.8385 | 2428.8932 | 3433.755 | 135.7763 | 244 | -1693.3432 | -590.7154 | 1177.2953
317 | 75170.9166 | 2102.975 | -2102.975 | 73006.9415 | 2812.1194 | 12556.5727 | 2436.745 | 3133.2823 | 21.3088 | 190 | 11677.739 | 12611.8994 | 14379.9101
318 | 76521.9344 | 1596.5022 | 0 | 76460.9344 | 1879.6905 | 14248.9463 | 2445.955 | 3290.5807 | 131.3095 | 54 | 11015.0571 | 11923.2182 | 13691.2289
319 | 75475.7223 | 1673.6907 | 0 | 75414.7223 | 3316.0165 | 3008.6356 | 2625.7029 | 3158.3586 | 90.0678 | 380 | -567.8417 | 625.0776 | 2393.0883
320 | 76088.5667 | 1467.0972 | -1467.0972 | 74560.4695 | 2613.5408 | 10270.4477 | 2636.1437 | 3338.3751 | 189.4688 | 244 | 8441.1562 | 9597.4766 | 11365.4873
321 | 75636.2252 | 1652.9606 | 0 | 75575.2252 | 3357.8181 | 6653.7076 | 2085.5937 | 3293.4706 | 129.3456 | 244 | 2469.9287 | 3566.1258 | 5334.1365
322 | 75382.3172 | 1469.5597 | -1469.5597 | 73851.7575 | 1894.608 | 19967.9475 | 2423.5253 | 3213.1075 | 110.4648 | 244 | 19228.4148 | 20305.7312 | 22073.7419
323 | 74780.7144 | 1197.934 | 0 | 74719.7144 | 2625.4294 | 5663.549 | 2000.3903 | 3292.6515 | 84.5203 | 380 | 2981.6469 | 4169.0188 | 5937.0295
324 | 75469.9362 | 1841.2425 | 0 | 75408.9362 | 2428.9836 | 11377.3653 | 2194.1955 | 3179.4744 | 94.4236 | 244 | 8283.3153 | 9344.5904 | 11112.6011
325 | 77872.0178 | 1808.9126 | 0 | 77811.0178 | 3794.4399 | 10701.6127 | 1937.8967 | 3539.0335 | 119.2029 | 190 | 3943.2853 | 4975.3397 | 6743.3504
326 | 76427.8038 | 1897.5746 | 0 | 76366.8038 | 3426.389 | 8785.6961 | 2572.9116 | 3398.4886 | 138.2032 | 244 | 4334.1035 | 5439.1583 | 7207.169
327 | 76233.107 | 1640.7037 | 0 | 76172.107 | 2238.8716 | 12378.3331 | 2286.1655 | 3254.7415 | 157.7217 | 54 | 8878.4615 | 9813.0348 | 11581.0455
328 | 75238.4954 | 1551.8026 | 0 | 75177.4954 | 1648.8072 | 7758.5327 | 2586.9543 | 3283.7247 | 162.5652 | 380 | 6173.1091 | 7438.5259 | 9206.5366
329 | 77490.9733 | 2044.2029 | 0 | 77429.9733 | 3087.13 | 13933.0724 | 2472.6214 | 3517.2637 | 167.1995 | 380 | 8776.0541 | 10046.1052 | 11814.1159
330 | 76944.1585 | 1840.9901 | 0 | 76883.1585 | 4053.5088 | 2533.8953 | 2698.5518 | 3386.2694 | 203.8463 | 380 | -2947.7508 | -1641.0529 | 126.9578
331 | 74218.3248 | 1852.6041 | -1852.6041 | 72304.7207 | 2882.851 | 9169.3388 | 2552.4303 | 3187.2488 | 171.3564 | 380 | 9091.6461 | 10365.8541 | 12133.8648
332 | 76445.2496 | 2086.56 | 0 | 76384.2496 | 1631.1805 | 2887.2241 | 2156.5479 | 3402.2781 | 101.8437 | 244 | -199.18 | 869.5152 | 2637.5259
333 | 75506.5316 | 1738.5579 | -1738.5579 | 73706.9737 | 3514.2406 | 2985.8637 | 2425.2246 | 3200.803 | 166.2914 | 190 | 760.8771 | 1840.02 | 3608.0307
334 | 75457.4145 | 1485.2422 | -1485.2422 | 73911.1724 | 3375.2103 | 7855.0849 | 2369.8946 | 3198.3381 | 153.9444 | 244 | 5507.1349 | 6627.9309 | 8395.9416
335 | 74835.433 | 1914.9998 | 0 | 74774.433 | 2269.3666 | 6335.4617 | 2423.9163 | 3156.1646 | 122.4488 | 190 | 4241.943 | 5277.2433 | 7045.254
336 | 75643.9762 | 1599.551 | 0 | 75582.9762 | 2925.1435 | 5048.5888 | 2396.5922 | 3151.6124 | 106.3151 | 54 | 1458.8737 | 2342.0403 | 4110.051
337 | 77166.5811 | 1344.3281 | -1344.3281 | 75761.253 | 3265.8301 | 7356.7637 | 2409.7813 | 3322.0191 | 175.4044 | 244 | 3431.6809 | 4573.9369 | 6341.9476
338 | 75154.5718 | 1899.2674 | 0 | 75093.5718 | 4103.2721 | 6872.1027 | 2697.2824 | 3198.7252 | 113.9014 | 190 | 2941.4664 | 3968.2193 | 5736.23
339 | 76269.7056 | 2072.6629 | 0 | 76208.7056 | 2138.3807 | 4283.2634 | 2560.3252 | 3323.6351 | 133.7634 | 190 | 1190.3373 | 2236.9523 | 4004.963
340 | 76322.5163 | 1879.8645 | -1879.8645 | 74381.6518 | 3057.5133 | 15659.4675 | 2355.8887 | 3335.0538 | 73.1215 | 190 | 13281.445 | 14267.4181 | 16035.4288
341 | 75981.351 | 2019.9609 | 0 | 75920.351 | 3941.023 | 7041.7322 | 2025.0381 | 3296.4209 | 93.3179 | 380 | 1872.0172 | 3068.1866 | 4836.1973
342 | 74848.5669 | 1644.9409 | -1644.9409 | 73142.6261 | 2091.9542 | 5717.3058 | 2217.7945 | 3259.3948 | 156.1341 | 190 | 5330.1147 | 6399.1004 | 8167.1111
343 | 75977.0633 | 1874.7132 | 0 | 75916.0633 | 1662.3013 | 9895.1955 | 1996.4199 | 3247.2532 | 97.5293 | 190 | 6930.704 | 7941.0849 | 9709.0956
344 | 75614.2734 | 1734.8159 | 0 | 75553.2734 | 2185.6515 | 7952.6556 | 2445.6073 | 3378.3387 | 105.1012 | 54 | 5407.8767 | 6289.8294 | 8057.8401
345 | 76679.3275 | 1227.0501 | 0 | 76618.3275 | 1590.6376 | 7049.6016 | 2643.0326 | 3433.3591 | 149.0768 | 244 | 4287.2282 | 5403.1566 | 7171.1673
346 | 74801.2073 | 1294.7971 | 0 | 74740.2073 | 2343.523 | 8703.5993 | 2329.0084 | 3154.0295 | 126.8215 | 54 | 6473.107 | 7376.78 | 9144.7907
347 | 74761.3553 | 1961.2467 | 0 | 74700.3553 | 1527.0187 | 5137.9128 | 2041.2216 | 3143.9233 | 97.1084 | 190 | 3465.8837 | 4475.8437 | 6243.8544
348 | 75728.6323 | 1181.6839 | 0 | 75667.6323 | 1373.6916 | 5845.9665 | 2488.7952 | 3166.0435 | 74.484 | 244 | 3829.6813 | 4871.0169 | 6639.0276
349 | 75936.8661 | 1064.616 | 0 | 75875.8661 | 1007.444 | 3328.2354 | 2538.7271 | 3268.7002 | 228.4543 | 434 | 1622.5526 | 3007.8585 | 4775.8692
350 | 74718.8816 | 2145.6454 | -2145.6454 | 72512.2362 | 2944.9177 | 22322.7739 | 2284.9613 | 3236.066 | 82.1795 | 380 | 21756.8473 | 22941.8783 | 24709.889
351 | 76772.1512 | 1992.5104 | 0 | 76711.1512 | 2944.7986 | 10899.066 | 2673.5052 | 3419.1946 | 203.9991 | 190 | 6706.0159 | 7822.8665 | 9590.8772
352 | 74095.1904 | 2170.4262 | 0 | 74034.1904 | 5126.8076 | 12367.9538 | 2434.42 | 3157.9855 | 56.7864 | 190 | 8169.5613 | 9139.1993 | 10907.21
353 | 76281.4055 | 1808.0593 | 0 | 76220.4055 | 2668.8779 | 6243.0204 | 1638.0756 | 3222.5367 | 108.8611 | 54 | 1584.5493 | 2470.262 | 4238.2727
354 | 74203.1305 | 2296.6172 | -2296.6172 | 71845.5133 | 3140.2369 | 8022.0809 | 2303.7308 | 3140.0546 | 122.0133 | 54 | 7850.3162 | 8749.181 | 10517.1917
355 | 75690.8624 | 2127.1488 | 0 | 75629.8624 | 1660.2123 | 5656.5194 | 2458.0745 | 3248.5532 | 105.4967 | 434 | 3443.2724 | 4705.6207 | 6473.6314
356 | 76414.5426 | 2024.9471 | 0 | 76353.5426 | 2357.3414 | 11825.8311 | 1704.5057 | 3292.236 | 41.6241 | 434 | 7481.8889 | 8680.3646 | 10448.3753
357 | 73839.4465 | 1981.8426 | 0 | 73778.4465 | 1977.534 | 9313.6147 | 2624.2012 | 3129.8844 | 83.0401 | 380 | 8681.9198 | 9867.8115 | 11635.8222
358 | 76126.3275 | 1291.6845 | 0 | 76065.3275 | 3905.382 | 6457.9073 | 1425.7834 | 3290.0351 | 171.3094 | 190 | 573.2163 | 1657.3772 | 3425.3879
359 | 75571.0333 | 1735.1604 | -1735.1604 | 73774.8729 | 4002.8185 | 12483.3589 | 2151.3063 | 3191.7304 | 166.9442 | 380 | 9418.9043 | 10688.7 | 12456.7107
360 | 77141.7378 | 1660.4947 | 0 | 77080.7378 | 3202.2486 | 16471.1877 | 2278.6003 | 3512.0219 | 165.2567 | 54 | 11349.0236 | 12291.1319 | 14059.1426
361 | 77238.7285 | 1995.3214 | 0 | 77177.7285 | 2506.9589 | 12615.556 | 2573.8981 | 3464.2802 | 221.1748 | 54 | 8339.247 | 9337.2733 | 11105.284
362 | 76955.6773 | 1767.8481 | 0 | 76894.6773 | 958.3307 | 11004.3176 | 2278.2892 | 3384.8687 | 217.2456 | 244 | 8184.6675 | 9368.7646 | 11136.7753
363 | 74865.6763 | 1819.7864 | 0 | 74804.6763 | 2381.6072 | 4899.211 | 1891.9654 | 3151.0613 | 170.0408 | 190 | 2126.1543 | 3209.0466 | 4977.0573
364 | 77090.2569 | 2144.2652 | -2144.2652 | 74884.9917 | 3159.5088 | 4737.4455 | 1581.2014 | 3400.1773 | 113.2481 | 244 | 1044.5236 | 2124.6233 | 3892.634
365 | 74919.1849 | 1934.0895 | -1934.0895 | 72924.0954 | 2877.1848 | 5978.723 | 2526.7616 | 3146.0587 | 61.0192 | 244 | 5220.4631 | 6248.3339 | 8016.3446
366 | 74472.7762 | 1797.7785 | 0 | 74411.7762 | 3680.3121 | 4257.4035 | 2542.3456 | 3135.262 | 110.4484 | 190 | 1213.1229 | 2236.4228 | 4004.4335
367 | 77602.5768 | 1730.5605 | -1730.5605 | 75811.0163 | 2699.1836 | 4361.3584 | 2236.648 | 3410.1135 | 190.6837 | 434 | 868.12 | 2215.6553 | 3983.666
368 | 75592.0563 | 2050.2787 | -2050.2787 | 73480.7776 | 5738.3679 | 4822.4121 | 1727.2881 | 3217.578 | 79.3789 | 190 | -81.6673 | 910.5632 | 2678.5739
369 | 76173.5724 | 1901.1092 | -1901.1092 | 74211.4632 | 3935.333 | 5328.5829 | 2313.4689 | 3361.0795 | 224.894 | 380 | 2226.5351 | 3554.2807 | 5322.2914
370 | 76261.4151 | 1364.8902 | -1364.8902 | 74835.5248 | 2232.9978 | 8879.1437 | 2450.3735 | 3495.7278 | 62.383 | 54 | 7126.9224 | 7966.1569 | 9734.1676
371 | 77475.0442 | 1656.1492 | 0 | 77414.0442 | 2258.1267 | 10962.5918 | 2624.9867 | 3488.7749 | 131.6967 | 54 | 6774.3826 | 7682.9308 | 9450.9415
372 | 75171.1525 | 1147.8413 | 0 | 75110.1525 | 2751.9655 | 1829.5618 | 2589.7411 | 3359.2019 | 122.5904 | 54 | -713.4133 | 186.0286 | 1954.0393
373 | 76187.6947 | 1881.521 | -1881.521 | 74245.1737 | 4288.766 | 7263.2163 | 2515.311 | 3273.3771 | 139.7801 | 54 | 3888.1646 | 4804.7963 | 6572.807
374 | 75889.9118 | 1792.2155 | 0 | 75828.9118 | 2403.3901 | 6104.23 | 2450.923 | 3317.3925 | 164.2781 | 190 | 3010.4435 | 4087.5732 | 5855.5839
375 | 77356.0252 | 2139.0235 | 0 | 77295.0252 | 3306.4291 | 9699.5653 | 2336.2647 | 3433.9781 | 146.7292 | 244 | 4238.5539 | 5352.1346 | 7120.1453
376 | 76163.661 | 1564.8853 | 0 | 76102.661 | 1822.8893 | 9807.6363 | 1816.374 | 3249.2737 | 152.5115 | 434 | 6317.9337 | 7627.2968 | 9395.3075
377 | 76695.7898 | 1325.5196 | 0 | 76634.7898 | 2323.8866 | 3062.6793 | 1988.5757 | 3405.1701 | 182.9141 | 190 | -1132.0513 | -36.2856 | 1731.7251
378 | 75296.1225 | 1650.0795 | -1650.0795 | 73585.043 | 2529.2206 | 12008.0203 | 2423.6167 | 3203.5997 | 156.8091 | 380 | 10891.173 | 12150.8337 | 13918.8444
379 | 76419.0192 | 2266.3659 | 0 | 76358.0192 | 1286.6992 | 10316.8958 | 2169.2983 | 3501.8502 | 74.6616 | 190 | 7713.526 | 8701.0392 | 10469.0499
380 | 75863.6798 | 1465.7804 | 0 | 75802.6798 | 3353.5397 | 19901.5091 | 2444.0611 | 3494.7043 | 92.4029 | 54 | 16054.2551 | 16923.5096 | 18691.5203
381 | 75197.0091 | 1490.9901 | 0 | 75136.0091 | 2340.7726 | 14021.3073 | 2198.4228 | 3172.9844 | 151.9327 | 54 | 11286.1328 | 12214.9171 | 13982.9278
382 | 76761.8555 | 1747.3325 | 0 | 76700.8555 | 2861.7658 | 7514.6671 | 2624.4505 | 3394.6258 | 82.57 | 244 | 3341.322 | 4390.7436 | 6158.7543
383 | 75212.1714 | 1546.3495 | 0 | 75151.1714 | 3375.596 | 4291.1526 | 2350.4363 | 3192.1954 | 201.4562 | 54 | 677.217 | 1655.5247 | 3423.5354
384 | 74482.4071 | 1517.8386 | -1517.8386 | 72903.5685 | 3727.2512 | 5107.4872 | 2246.5565 | 3148.8026 | 112.7849 | 434 | 3242.2266 | 4511.8631 | 6279.8738
385 | 75631.1558 | 1494.0076 | 0 | 75570.1558 | 3146.5181 | 11201.0046 | 2714.3775 | 3187.3292 | 174.9061 | 190 | 7756.2374 | 8843.995 | 10612.0057
386 | 75816.2568 | 2117.3526 | 0 | 75755.2568 | 6185.0652 | 4404.2634 | 2163.7892 | 3257.422 | 189.8137 | 380 | -2744.6472 | -1451.982 | 316.0287
387 | 76371.7827 | 2115.7032 | -2115.7032 | 74195.0795 | 2359.0081 | 13708.8337 | 1750.5247 | 3496.0505 | 137.1415 | 190 | 11771.5212 | 12821.5143 | 14589.525
388 | 75816.0469 | 1458.5667 | 0 | 75755.0469 | 2465.0311 | 2546.1064 | 2449.2548 | 3225.4088 | 173.9431 | 380 | -629.108 | 647.6866 | 2415.6973
389 | 74617.9098 | 1643.5519 | -1643.5519 | 72913.3579 | 4131.9427 | 6240.0248 | 2390.3544 | 3137.5257 | 152.8866 | 244 | 4092.8044 | 5212.5425 | 6980.5532
390 | 75440.511 | 1553.8116 | 0 | 75379.511 | 3172.2775 | 11708.4843 | 2388.723 | 3259.5216 | 129.7356 | 54 | 8175.1404 | 9081.7276 | 10849.7383
391 | 77154.0468 | 1400.1892 | 0 | 77093.0468 | 4477.8935 | 8476.3978 | 2406.4028 | 3501.9428 | 150.4499 | 54 | 2184.0031 | 3111.3046 | 4879.3153
392 | 75762.7992 | 2093.7839 | -2093.7839 | 73608.0153 | 2270.6259 | 9586.2019 | 2643.5644 | 3290.6062 | 79.5496 | 54 | 9011.9312 | 9868.3324 | 11636.3431
393 | 77257.5276 | 1706.1271 | 0 | 77196.5276 | 3395.4197 | 2418.0657 | 2328.0555 | 3422.7442 | 204.8243 | 54 | -3052.8819 | -2071.2061 | -303.1954
394 | 75928.8902 | 2083.7252 | -2083.7252 | 73784.165 | 3076.1763 | 5490.0811 | 2394.4422 | 3341.5171 | 162.7754 | 190 | 3735.8991 | 4811.5261 | 6579.5368
395 | 77080.6963 | 1820.0488 | 0 | 77019.6963 | 1301.1133 | 8321.3483 | 2277.8081 | 3493.7428 | 82.7181 | 54 | 5142.2896 | 6001.8593 | 7769.87
396 | 74248.0872 | 1453.3691 | 0 | 74187.0872 | 3087.7499 | 10667.9812 | 2532.5021 | 3151.0951 | 123.4124 | 380 | 8446.9412 | 9673.2052 | 11441.2159
397 | 74337.8779 | 1761.4238 | 0 | 74276.8779 | 3777.4566 | 10895.6582 | 2670.861 | 3130.8123 | 156.5373 | 434 | 8013.1969 | 9326.5858 | 11094.5965
398 | 76365.7223 | 1552.0626 | 0 | 76304.7223 | 2078.657 | 5885.9229 | 2372.0457 | 3347.436 | 135.8016 | 244 | 2592.2252 | 3694.8784 | 5462.8891
399 | 74900.1523 | 1666.7963 | 0 | 74839.1523 | 2140.3737 | 14430.7636 | 2423.7666 | 3142.788 | 114.0497 | 190 | 12387.9922 | 13414.8935 | 15182.9042
400 | 77710.9264 | 1378.7925 | 0 | 77649.9264 | 4086.3078 | 7985.7711 | 2572.5894 | 3512.3894 | 117.5228 | 380 | 1704.7156 | 2925.09 | 4693.1007
401 | 75586.523 | 1407.2955 | -1407.2955 | 74118.2275 | 3088.2281 | 4434.3716 | 2635.6261 | 3243.5094 | 118.3792 | 434 | 2477.2515 | 3752.4822 | 5520.4929
402 | 74519.0736 | 1692.7632 | -1692.7632 | 72765.3104 | 3693.2809 | 10712.4165 | 1953.9905 | 3144.0905 | 113.7237 | 54 | 8722.1062 | 9612.6814 | 11380.6921
403 | 76701.8373 | 1534.3058 | 0 | 76640.8373 | 2735.5579 | 9514.3015 | 2409.7606 | 3387.5982 | 79.9473 | 380 | 5305.4652 | 6488.2641 | 8256.2748
404 | 76398.8605 | 2230.3641 | 0 | 76337.8605 | 3697.1995 | 4040.1529 | 2125.0109 | 3318.8641 | 101.2217 | 54 | -1180.8321 | -302.7588 | 1465.2519
405 | 74943.502 | 1420.0221 | -1420.0221 | 73462.4799 | 1839.5265 | 1324.0584 | 2731.3345 | 3133.9384 | 131.3253 | 380 | 1257.5249 | 2491.7017 | 4259.7124
406 | 75008.0993 | 1761.4248 | -1761.4248 | 73185.6745 | 4827.723 | 10590.4267 | 2349.4409 | 3150.819 | 135.809 | 380 | 7447.489 | 8686.1495 | 10454.1602
407 | 77128.5113 | 1736.9839 | 0 | 77067.5113 | 2968.4368 | 5399.7651 | 2346.0932 | 3496.6873 | 51.0167 | 190 | 576.7975 | 1540.6657 | 3308.6764
408 | 74234.5904 | 2236.8193 | -2236.8193 | 71936.7711 | 2216.7294 | 10812.5601 | 2602.4046 | 3130.0251 | 104.0813 | 190 | 11761.6893 | 12778.6222 | 14546.6329
409 | 75927.2221 | 1254.6548 | 0 | 75866.2221 | 2683.4373 | 9080.6638 | 2552.892 | 3373.7328 | 73.7296 | 54 | 5827.8293 | 6678.4105 | 8446.4212
410 | 75698.4412 | 1370.0661 | 0 | 75637.4412 | 4177.757 | 2000.458 | 2467.4537 | 3285.5615 | 133.9555 | 434 | -2691.525 | -1400.718 | 367.2927
411 | 73452.0355 | 1230.4799 | -1230.4799 | 72160.5556 | 1800.8937 | 11486.2417 | 2560.2823 | 3124.0035 | 175.9256 | 244 | 12579.2782 | 13722.0553 | 15490.066
412 | 75876.9998 | 1961.0087 | 0 | 75815.9998 | 3017.3088 | 3133.8784 | 2500.8252 | 3215.7391 | 65.8228 | 190 | -612.666 | 366.0083 | 2134.019
413 | 75175.0041 | 1051.2618 | -1051.2618 | 74062.7423 | 2552.1642 | 2193.5649 | 1107.1609 | 3196.2466 | 195.5961 | 244 | -747.7342 | 414.7134 | 2182.7241
414 | 76096.0875 | 1270.4181 | -1270.4181 | 74764.6694 | 1988.423 | 11735.2232 | 1887.361 | 3320.4585 | 77.9709 | 244 | 9560.1504 | 10604.9729 | 12372.9836
415 | 77049.9567 | 1210.7002 | 0 | 76988.9567 | 1822.5958 | 6506.5974 | 2189.7288 | 3467.4924 | 152.5983 | 54 | 2722.4661 | 3651.9159 | 5419.9266
416 | 75826.8953 | 1236.1273 | 0 | 75765.8953 | 2178.3749 | 8532.8968 | 1981.0023 | 3320.2788 | 166.3916 | 380 | 5260.1077 | 6529.3509 | 8297.3616
417 | 75752.393 | 1569.97 | 0 | 75691.393 | 1701.5088 | 4691.4093 | 2453.0987 | 3191.503 | 75.9502 | 190 | 2313.3092 | 3302.1109 | 5070.1216
418 | 76238.9441 | 1805.6812 | -1805.6812 | 74372.2628 | 1744.4242 | 8222.7286 | 1915.324 | 3391.8553 | 161.0744 | 54 | 6783.4207 | 7721.3467 | 9489.3574
419 | 77029.9175 | 1686.2879 | 0 | 76968.9175 | 3964.5287 | 8564.8647 | 2119.6053 | 3491.6323 | 70.5742 | 190 | 2612.8561 | 3596.2818 | 5364.2925
420 | 75717.8431 | 1340.8776 | 0 | 75656.8431 | 2805.0765 | 20983.0293 | 2382.4616 | 3272.1645 | 148.1164 | 190 | 17545.9359 | 18606.9038 | 20374.9145
421 | 76832.1311 | 1762.2694 | 0 | 76771.1311 | 2338.143 | 10343.0194 | 2551.2978 | 3341.5086 | 104.2601 | 244 | 6496.7517 | 7567.8633 | 9335.874
422 | 75388.1935 | 1692.1372 | 0 | 75327.1935 | 2359.9396 | 6069.5018 | 2348.9749 | 3305.7597 | 44.1297 | 54 | 3407.3033 | 4228.2846 | 5996.2953
423 | 75364.5713 | 1115.2079 | 0 | 75303.5713 | 3091.027 | 11132.1458 | 2279.0619 | 3175.7704 | 87.9431 | 244 | 7562.5798 | 8617.3745 | 10385.3852
424 | 74439.1218 | 1581.3974 | 0 | 74378.1218 | 2834.3213 | 3089.1027 | 2035.5201 | 3149.6729 | 105.5111 | 54 | 432.0527 | 1314.4153 | 3082.426
425 | 76719.0568 | 1302.9865 | -1302.9865 | 75355.0703 | 2648.966 | 1990.0956 | 2641.5506 | 3363.5699 | 135.6594 | 244 | -638.6202 | 463.8907 | 2231.9014
426 | 74334.3267 | 1545.259 | -1545.259 | 72728.0677 | 2205.709 | 7510.668 | 2091.0857 | 3135.1933 | 168.8426 | 380 | 7173.3704 | 8445.0645 | 10213.0752
427 | 75539.7392 | 1325.1693 | 0 | 75478.7392 | 2997.096 | 16885.0725 | 2388.5707 | 3246.8178 | 193.7972 | 380 | 13414.8258 | 14711.4746 | 16479.4853
428 | 76940.1471 | 1610.5086 | 0 | 76879.1471 | 2347.2047 | 7590.7145 | 1559.6765 | 3513.1894 | 142.4856 | 380 | 2807.4286 | 4052.7657 | 5820.7764
429 | 75282.5119 | 1725.5488 | 0 | 75221.5119 | 2681.1715 | 13707.2901 | 2351.7506 | 3352.6949 | 169.1091 | 244 | 10879.2523 | 12015.2129 | 13783.2236
430 | 76515.7436 | 1640.5852 | 0 | 76454.7436 | 3259.2442 | 15347.4862 | 2361.2189 | 3349.6428 | 223.4308 | 54 | 10714.5601 | 11714.8425 | 13482.8532
431 | 73585.683 | 1144.0463 | 0 | 73524.683 | 2636.6056 | 15334.9523 | 1617.7814 | 3123.0825 | 119.7836 | 54 | 13284.7277 | 14181.3628 | 15949.3735
432 | 75250.1628 | 1863.5374 | 0 | 75189.1628 | 3509.102 | 1859.4537 | 1637.5844 | 3160.7571 | 231.2064 | 54 | -2670.2696 | -1662.2117 | 105.799
433 | 74757.3697 | 1388.29 | -1388.29 | 73308.0797 | 2440.1899 | 12390.3627 | 2418.4273 | 3127.9332 | 132.5568 | 380 | 11558.6538 | 12794.0621 | 14562.0728
434 | 75247.1456 | 1566.2982 | 0 | 75186.1456 | 2848.497 | 4336.7797 | 2201.621 | 3208.5681 | 102.6544 | 244 | 1082.5263 | 2152.0322 | 3920.0429
435 | 75479.8644 | 1946.4938 | -1946.4938 | 73472.3706 | 2554.7785 | 4564.7936 | 2249.8833 | 3128.9902 | 125.551 | 190 | 3286.7179 | 4325.1205 | 6093.1312
436 | 76809.9183 | 1634.3339 | 0 | 76748.9183 | 3329.3003 | 16104.0786 | 1761.4696 | 3447.3323 | 152.6053 | 190 | 10604.8618 | 11670.3187 | 13438.3294
437 | 74342.9965 | 1437.7622 | 0 | 74281.9965 | 2937.6294 | 18414.0296 | 2650.0603 | 3145.8247 | 133.9438 | 190 | 16360.4888 | 17407.2842 | 19175.2949
438 | 75527.227 | 1573.4367 | 0 | 75466.227 | 2409.9422 | 16467.2365 | 2324.3709 | 3277.7037 | 163.1272 | 190 | 13563.342 | 14639.3208 | 16407.3315
439 | 75874.1645 | 1758.4682 | 0 | 75813.1645 | 1992.2722 | 4035.6559 | 2396.4096 | 3317.6701 | 66.1503 | 190 | 1314.4989 | 2293.5008 | 4061.5115
440 | 76530.4551 | 1218.3386 | -1218.3386 | 75251.1165 | 2787.3019 | 7203.8766 | 2620.9583 | 3402.0142 | 121.5929 | 434 | 4558.6306 | 5837.075 | 7605.0857
441 | 74917.7715 | 1986.9699 | 0 | 74856.7715 | 3239.4197 | 7631.905 | 1696.6158 | 3192.5619 | 205.6603 | 434 | 3795.0915 | 5157.6034 | 6925.6141
442 | 75308.9453 | 1946.0086 | 0 | 75247.9453 | 4272.3342 | 11998.9895 | 2449.196 | 3215.7943 | 132.4334 | 434 | 7513.9003 | 8803.1853 | 10571.196
443 | 75650.3687 | 1890.3353 | 0 | 75589.3687 | 2742.2038 | 17362.9099 | 2279.6151 | 3321.7734 | 132.9568 | 54 | 14002.9258 | 14912.7342 | 16680.7449
444 | 75331.0913 | 1440.9429 | 0 | 75270.0913 | 1507.3798 | 4270.3561 | 2669.8267 | 3293.8233 | 185.0415 | 54 | 2826.735 | 3788.628 | 5556.6387
445 | 73994.0326 | 1581.2923 | 0 | 73933.0326 | 2491.4309 | 6734.5501 | 2069.7962 | 3159.3624 | 120.2063 | 54 | 4909.4451 | 5806.503 | 7574.5137
446 | 75540.0048 | 1118.0609 | 0 | 75479.0048 | 2705.4883 | 4809.0937 | 2469.7373 | 3324.0242 | 137.7175 | 244 | 1788.5622 | 2893.1313 | 4661.142
447 | 74627.967 | 1510.3287 | -1510.3287 | 73056.6384 | 1900.1382 | 9298.7061 | 2544.3618 | 3144.2906 | 122.2713 | 244 | 9400.7819 | 10489.9047 | 12257.9154
448 | 76630.905 | 1418.882 | 0 | 76569.905 | 2745.8731 | 12467.0186 | 2504.2736 | 3489.3131 | 122.7909 | 54 | 8515.0271 | 9414.6695 | 11182.6802
449 | 74235.7953 | 1915.9056 | 0 | 74174.7953 | 2080.7072 | 15494.2782 | 2358.9258 | 3203.6068 | 134.0979 | 54 | 14171.5084 | 15082.4578 | 16850.4685
450 | 76460.466 | 1516.8727 | 0 | 76399.466 | 2527.8605 | 19264.2702 | 2392.9612 | 3273.9434 | 118.2634 | 434 | 15374.0484 | 16649.1633 | 18417.174
451 | 74483.1912 | 1475.8935 | 0 | 74422.1912 | 2960.6517 | 13026.0656 | 2340.5322 | 3163.7714 | 195.2241 | 244 | 10517.7264 | 11679.8021 | 13447.8128
452 | 76602.6975 | 1596.4353 | 0 | 76541.6975 | 3984.5049 | 5544.6146 | 2719.213 | 3226.2255 | 127.3496 | 190 | 334.0507 | 1374.2519 | 3142.2626
453 | 76674.0703 | 1237.8047 | -1237.8047 | 75375.2656 | 2742.7959 | 561.7651 | 2905.9702 | 3395.0636 | 134.2081 | 380 | -1885.0626 | -648.0029 | 1120.0078
454 | 75960.3397 | 2042.6733 | -2042.6733 | 73856.6664 | 2695.7184 | 7742.7028 | 1738.0412 | 3319.6779 | 90.7092 | 244 | 5618.237 | 6675.7978 | 8443.8085
455 | 74761.334 | 1840.2207 | 0 | 74700.334 | 3237.6637 | 15467.607 | 2472.4871 | 3154.1676 | 126.3911 | 380 | 12526.4641 | 13755.7067 | 15523.7174
456 | 75102.4088 | 1154.681 | 0 | 75041.4088 | 2851.9064 | 11273.1827 | 2148.1394 | 3155.7553 | 155.1797 | 54 | 8053.9622 | 8985.9934 | 10754.0041
457 | 75833.6089 | 2158.6959 | 0 | 75772.6089 | 2594.7544 | 7536.9073 | 2116.7748 | 3344.9776 | 158.742 | 54 | 4001.4962 | 4937.0898 | 6705.1005
458 | 76122.8257 | 1640.266 | 0 | 76061.8257 | 5216.1718 | 9265.5803 | 1811.2596 | 3359.5258 | 103.1615 | 54 | 2528.5681 | 3408.5811 | 5176.5918
459 | 76370.8174 | 1417.626 | 0 | 76309.8174 | 2274.6138 | 5737.4174 | 1970.9771 | 3348.034 | 95.2682 | 244 | 1842.1973 | 2904.3171 | 4672.3278
460 | 74951.6247 | 1437.3347 | -1437.3347 | 73453.29 | 2954.8026 | 1533.8992 | 2754.0101 | 3153.3575 | 184.5923 | 190 | 403.3742 | 1500.8181 | 3268.8288
461 | 75430.9242 | 1674.0792 | -1674.0792 | 73695.845 | 3025.8908 | 10476.8468 | 1915.7774 | 3138.1136 | 80.7422 | 54 | 8179.202 | 9036.7957 | 10804.8064
462 | 76034.4821 | 1369.2865 | 0 | 75973.4821 | 1639.6007 | 7567.5683 | 2260.1795 | 3362.816 | 192.0135 | 54 | 4947.6811 | 5916.5461 | 7684.5568
463 | 74136.8293 | 1588.2801 | 0 | 74075.8293 | 2804.7727 | 5757.4464 | 2442.1057 | 3174.7072 | 82.7201 | 190 | 3863.8573 | 4859.429 | 6627.4397
464 | 74995.6889 | 1621.9864 | 0 | 74934.6889 | 2550.0627 | 10619.0384 | 1989.7242 | 3209.3382 | 241.3364 | 434 | 7703.5492 | 9101.7371 | 10869.7478
465 | 74627.869 | 1379.0301 | 0 | 74566.869 | 3379.979 | 5150.4392 | 2291.7614 | 3154.6241 | 216.2885 | 54 | 2020.1766 | 3013.3167 | 4781.3274
466 | 75882.6328 | 1454.5494 | -1454.5494 | 74367.0835 | 3003.8255 | 15463.9111 | 2526.9068 | 3417.0418 | 79.3842 | 380 | 13407.1507 | 14589.3864 | 16357.3971
467 | 75102.7587 | 1723.1911 | 0 | 75041.7587 | 4456.0339 | 1782.741 | 1598.7005 | 3330.9316 | 82.1714 | 54 | -3415.2196 | -2556.1966 | -788.1859
468 | 76166.4731 | 1728.6633 | -1728.6633 | 74376.8098 | 1962.5962 | 9820.0758 | 2345.4018 | 3395.2091 | 149.9451 | 54 | 8591.4807 | 9518.2774 | 11286.2881
469 | 75438.5156 | 1618.0118 | 0 | 75377.5156 | 1724.4063 | 20534.3361 | 2465.9394 | 3183.2472 | 141.8385 | 190 | 18451.8008 | 19506.4909 | 21274.5016
470 | 76069.7012 | 1159.5077 | 0 | 76008.7012 | 3387.0038 | 19230.4274 | 2380.198 | 3302.2757 | 100.8707 | 54 | 14887.3961 | 15765.1184 | 17533.1291
471 | 75954.6809 | 1722.3734 | 0 | 75893.6809 | 2805.9104 | 11623.7722 | 2358.2698 | 3444.638 | 163.0894 | 434 | 8097.2888 | 9417.2297 | 11185.2404
472 | 74926.5291 | 1270.9291 | 0 | 74865.5291 | 4573.5904 | 11194.1988 | 2360.0971 | 3135.0155 | 169.0732 | 190 | 6620.3919 | 7702.3166 | 9470.3273
473 | 76342.8709 | 2134.6011 | 0 | 76281.8709 | 1656.4329 | 6932.195 | 2578.8886 | 3207.7285 | 156.411 | 190 | 4150.7082 | 5219.9708 | 6987.9815
474 | 77532.0605 | 1681.0148 | 0 | 77471.0605 | 1839.8617 | 1882.0553 | 2500.1235 | 3527.9727 | 147.6648 | 190 | -2030.5706 | -970.0542 | 797.9565
475 | 73149.6099 | 1938.3621 | -1938.3621 | 71150.2479 | 2745.9334 | 2927.9355 | 1886.2711 | 3125.4824 | 126.6139 | 54 | 3413.7077 | 4317.1732 | 6085.1839
476 | 75350.8266 | 1070.8465 | 0 | 75289.8266 | 2585.0893 | 11321.9424 | 2312.1153 | 3264.5332 | 158.5571 | 190 | 8393.875 | 9465.2836 | 11233.2943
477 | 74492.4754 | 1309.3867 | 0 | 74431.4754 | 3787.7027 | 5300.5307 | 2584.2282 | 3163.6906 | 133.2024 | 244 | 2199.4714 | 3299.5253 | 5067.536
478 | 74317.0691 | 1441.9313 | -1441.9313 | 72814.1378 | 3982.973 | 17912.183 | 2488.8791 | 3156.2239 | 105.2805 | 380 | 16130.3751 | 17338.5072 | 19106.5179
479 | 76215.4077 | 1461.8829 | 0 | 76154.4077 | 2905.6639 | 3957.4697 | 1783.2343 | 3415.1798 | 177.0392 | 54 | -533.9878 | 419.9029 | 2187.9136
480 | 75155.236 | 1625.9357 | -1625.9357 | 73468.3003 | 2415.0516 | 4307.9351 | 2468.231 | 3155.578 | 184.7531 | 434 | 3418.5922 | 4760.1969 | 6528.2076
481 | 73978.642 | 1847.5603 | 0 | 73917.642 | 3379.0246 | 14756.8939 | 2447.0243 | 3140.3476 | 38.0784 | 54 | 12417.7993 | 13232.7292 | 15000.7399
482 | 75769.3976 | 1342.5105 | 0 | 75708.3976 | 1948.7186 | 16402.6915 | 1418.7596 | 3244.1515 | 207.2153 | 190 | 12778.6865 | 13898.7533 | 15666.764
483 | 74528.2256 | 1003.4216 | 0 | 74467.2256 | 3481.0986 | 5294.4801 | 2384.4045 | 3193.3533 | 174.8453 | 244 | 2294.1137 | 3435.8106 | 5203.8213
484 | 74910.9526 | 1498.5694 | -1498.5694 | 73351.3832 | 3531.6999 | 1522.5658 | 2313.4956 | 3152.0393 | 93.0664 | 190 | -524.7824 | 481.1356 | 2249.1463
485 | 75632.7995 | 1821.2102 | -1821.2102 | 73750.5892 | 2109.9438 | 11653.4323 | 2330.2452 | 3306.9126 | 109.2686 | 54 | 10800.257 | 11686.3772 | 13454.3879
486 | 75706.7073 | 1434.0266 | 0 | 75645.7073 | 4486.5957 | 8452.5012 | 2350.6698 | 3249.7808 | 194.3996 | 54 | 3290.8488 | 4262.0999 | 6030.1106
487 | 77280.5639 | 1237.9306 | 0 | 77219.5639 | 2331.8181 | 3619.7627 | 2129.0764 | 3506.7871 | 183.9932 | 380 | -925.5558 | 361.2889 | 2129.2996
488 | 75935.6636 | 1580.56 | -1580.56 | 74294.1036 | 1961.5435 | 16464.6004 | 2066.6476 | 3360.6242 | 127.1119 | 54 | 15006.4251 | 15910.3886 | 17678.3993
489 | 75897.7525 | 1524.3887 | 0 | 75836.7525 | 2667.6663 | 11784.2213 | 2362.8138 | 3174.4933 | 142.0996 | 54 | 8187.3097 | 9106.2608 | 10874.2715
490 | 75832.3668 | 1718.0341 | 0 | 75771.3668 | 2404.5506 | 7202.9203 | 2728.9167 | 3172.1259 | 175.7232 | 54 | 4298.2454 | 5250.8202 | 7018.8309
491 | 75174.1692 | 1873.9687 | 0 | 75113.1692 | 4999.3094 | 3842.6468 | 2809.706 | 3195.5113 | 91.3933 | 190 | -894.4144 | 109.8305 | 1877.8412
492 | 74777.1942 | 1354.2261 | -1354.2261 | 73361.9681 | 4095.854 | 2991.23 | 2293.8578 | 3131.2385 | 200.5355 | 244 | 328.7041 | 1496.0911 | 3264.1018
493 | 75927.287 | 1510.8633 | -1510.8633 | 74355.4237 | 3565.46 | 5128.6795 | 2395.3564 | 3298.2602 | 11.8214 | 380 | 2271.6123 | 3386.2853 | 5154.296
494 | 73750.873 | 1857.0274 | -1857.0274 | 71832.8456 | 2149.8277 | 6590.5656 | 1866.1048 | 3136.1866 | 151.733 | 190 | 6980.3838 | 8044.9684 | 9812.9791
495 | 74672.6077 | 1344.858 | 0 | 74611.6077 | 5028.0671 | 11125.861 | 2773.1737 | 3172.2102 | 70.4953 | 190 | 6801.7701 | 7785.117 | 9553.1277
496 | 75377.8719 | 1518.7521 | 0 | 75316.8719 | 1794.9725 | 6880.4573 | 1920.4895 | 3182.8077 | 150.3728 | 380 | 4242.11 | 5495.3343 | 7263.345
497 | 74675.0016 | 2115.3468 | 0 | 74614.0016 | 1968.6413 | 6325.651 | 2242.5921 | 3155.3896 | 183.3838 | 54 | 4511.1898 | 5471.4252 | 7239.4359
498 | 75079.6459 | 2286.7025 | 0 | 75018.6459 | 3573.3202 | 7323.3814 | 2500.1046 | 3176.6856 | 96.083 | 434 | 3778.4054 | 5031.34 | 6799.3507
499 | 76698.0616 | 1339.193 | 0 | 76637.0616 | 1879.7199 | 9585.6431 | 2431.2106 | 3323.5704 | 167.0058 | 244 | 6193.8426 | 7327.7 | 9095.7107
500 | 75063.8027 | 1848.7533 | 0 | 75002.8027 | 3224.8098 | 5407.1998 | 1993.7289 | 3123.9994 | 106.3632 | 190 | 1667.5157 | 2686.7304 | 4454.7411
501 | 76095.211 | 1339.4153 | -1339.4153 | 74694.7957 | 2211.7641 | 8434.7584 | 2716.3497 | 3279.103 | 136.1591 | 244 | 6893.8514 | 7996.8621 | 9764.8728
502 | 75677.6482 | 1782.3991 | 0 | 75616.6482 | 3051.178 | 4232.2487 | 1875.432 | 3191.8122 | 154.856 | 54 | 1.8667 | 933.5743 | 2701.585
503 | 75944.6543 | 1972.5863 | -1972.5863 | 73911.068 | 4409.3039 | 3954.1997 | 2434.4978 | 3284.2711 | 163.7644 | 244 | 722.7967 | 1853.4127 | 3621.4234
504 | 73896.7629 | 1838.359 | -1838.359 | 71997.404 | 1097.2063 | 9718.1321 | 2172.9571 | 3133.1863 | 121.8307 | 380 | 11299.8651 | 12524.5475 | 14292.5582
505 | 75082.815 | 1574.8326 | 0 | 75021.815 | 5045.8716 | 19049.5763 | 2132.1726 | 3166.6125 | 204.1602 | 54 | 13650.8747 | 14631.8865 | 16399.8972
506 | 77055.2068 | 1602.1991 | 0 | 76994.2068 | 2830.7366 | 13493.86 | 2516.9071 | 3453.4031 | 150.4407 | 434 | 9009.4268 | 10316.7191 | 12084.7298
507 | 74709.3252 | 1619.28 | 0 | 74648.3252 | 1835.4552 | 8734.433 | 2602.051 | 3147.8518 | 171.2665 | 380 | 7370.7553 | 8644.8734 | 10412.8841
508 | 77537.2027 | 1692.3444 | 0 | 77476.2027 | 2012.4081 | 19715.7948 | 2452.1465 | 3500.807 | 111.1568 | 54 | 15550.3376 | 16438.3459 | 18206.3566
509 | 75938.1272 | 1251.4591 | 0 | 75877.1272 | 1995.5427 | 6646.3438 | 2379.1031 | 3196.4532 | 159.404 | 244 | 3719.4302 | 4845.6857 | 6613.6964
510 | 74116.116 | 1264.346 | 0 | 74055.116 | 2822.9165 | 4334.2993 | 2784.0582 | 3124.2739 | 129.1749 | 54 | 2734.7989 | 3640.8254 | 5408.8361
511 | 73831.8775 | 1498.6318 | 0 | 73770.8775 | 2667.4336 | 6804.711 | 2409.2153 | 3132.4673 | 153.5868 | 244 | 5278.2826 | 6398.7209 | 8166.7316
512 | 74550.3164 | 2281.7753 | 0 | 74489.3164 | 2477.8188 | 20108.1989 | 2285.2369 | 3185.6327 | 185.062 | 190 | 17982.1333 | 19080.0468 | 20848.0575
513 | 76544.8016 | 1671.9928 | 0 | 76483.8016 | 2415.5118 | 16943.2839 | 2292.6318 | 3392.9208 | 170.1409 | 190 | 13099.723 | 14182.7154 | 15950.7261
514 | 75407.8035 | 2161.7718 | 0 | 75346.8035 | 2119.8136 | 11062.1649 | 1999.0155 | 3152.5767 | 161.9947 | 380 | 8117.34 | 9382.1863 | 11150.197
515 | 75319.5046 | 1482.9111 | 0 | 75258.5046 | 1909.9493 | 6142.7727 | 2305.3359 | 3253.6966 | 110.8305 | 434 | 3903.5513 | 5171.2334 | 6939.2441
516 | 75368.8859 | 1479.6022 | 0 | 75307.8859 | 3419.1864 | 13663.7911 | 2369.406 | 3213.4039 | 124.4623 | 54 | 9889.7288 | 10791.0426 | 12559.0533
517 | 75104.6824 | 1312.1693 | 0 | 75043.6824 | 2645.9495 | 7521.1398 | 2576.8086 | 3178.7797 | 202.5866 | 54 | 4957.2961 | 5936.7342 | 7704.7449
518 | 75415.1318 | 1747.0082 | 0 | 75354.1318 | 3455.2291 | 1386.8609 | 2414.6842 | 3341.3766 | 216.0742 | 54 | -2296.2393 | -1303.3135 | 464.6972
519 | 76663.4152 | 1488.7584 | -1488.7584 | 75113.6568 | 3054.5458 | 5993.1371 | 2394.7229 | 3427.1943 | 122.8705 | 54 | 3017.0518 | 3916.7738 | 5684.7845
520 | 76276.1995 | 1437.5195 | 0 | 76215.1995 | 1829.6628 | 15524.7428 | 1714.463 | 3329.6808 | 68.957 | 190 | 11894.2242 | 12876.0328 | 14644.0435
521 | 75689.4428 | 2141.1899 | 0 | 75628.4428 | 3416.1362 | 13542.8098 | 2649.3449 | 3242.0326 | 106.6651 | 190 | 9759.8084 | 10779.325 | 12547.3357
522 | 75269.6177 | 2055.085 | 0 | 75208.6177 | 2639.8785 | 11864.348 | 2177.846 | 3218.1322 | 202.4021 | 54 | 8782.0299 | 9761.2835 | 11529.2942
523 | 74697.4466 | 1829.9801 | 0 | 74636.4466 | 2384.079 | 5836.7398 | 2650.9946 | 3164.6078 | 132.1535 | 190 | 4002.0167 | 5047.0218 | 6815.0325
524 | 74650.3956 | 1181.0631 | 0 | 74589.3956 | 1850.7977 | 5394.16 | 1561.8621 | 3131.636 | 110.9257 | 244 | 3017.6648 | 4095.4421 | 5863.4528
525 | 75454.3443 | 1601.5849 | 0 | 75393.3443 | 1741.391 | 11902.7288 | 2431.7883 | 3172.3482 | 141.0926 | 244 | 9742.33 | 10850.2742 | 12618.2849
526 | 76751.0852 | 2330.6716 | 0 | 76690.0852 | 2480.6631 | 14585.6692 | 2029.734 | 3467.4324 | 89.1121 | 434 | 10282.2873 | 11528.2509 | 13296.2616
527 | 74952.8965 | 1460.138 | 0 | 74891.8965 | 2457.1683 | 5761.2806 | 2142.9288 | 3172.716 | 119.3269 | 54 | 3098.0606 | 3994.239 | 5762.2497
528 | 75491.9481 | 2162.9379 | 0 | 75430.9481 | 1692.3306 | 8601.3484 | 1462.2006 | 3171.9084 | 161.8485 | 190 | 5482.3786 | 6557.0787 | 8325.0894
529 | 74877.1366 | 1456.9082 | 0 | 74816.1366 | 1873.2512 | 19446.5013 | 1874.3177 | 3196.4819 | 122.6806 | 54 | 17198.113 | 18097.6452 | 19865.6559
530 | 74213.4556 | 1692.8075 | 0 | 74152.4556 | 2537.6918 | 15497.5506 | 1546.852 | 3126.1767 | 85.6378 | 380 | 12850.6318 | 14039.1212 | 15807.1319
531 | 77318.3469 | 1474.9826 | 0 | 77257.3469 | 3162.719 | 4512.0239 | 2372.5201 | 3517.8234 | 138.8291 | 54 | -647.4985 | 268.1821 | 2036.1928
532 | 75483.0507 | 1478.1306 | -1478.1306 | 73943.92 | 3709.1228 | 11971.0308 | 2139.7519 | 3141.4267 | 168.3681 | 190 | 8969.3666 | 10050.5862 | 11818.5969
533 | 74618.9778 | 1966.5073 | 0 | 74557.9778 | 2480.1941 | 9901.866 | 2253.8249 | 3141.5861 | 77.7156 | 54 | 7629.3052 | 8483.8724 | 10251.8831
534 | 75731.5972 | 2064.3024 | 0 | 75670.5972 | 3044.9618 | 7560.8869 | 2417.9773 | 3370.3562 | 76.18 | 380 | 4003.8613 | 5182.8929 | 6950.9036
535 | 74372.7887 | 1117.9116 | 0 | 74311.7887 | 2565.3065 | 6805.2374 | 2080.6737 | 3141.9191 | 85.6333 | 380 | 4520.9349 | 5709.4197 | 7477.4304
536 | 75316.6506 | 1864.7865 | 0 | 75255.6506 | 3610.0174 | 14011.546 | 2548.5314 | 3133.1135 | 109.9047 | 380 | 10197.7228 | 11410.4791 | 13178.4898
537 | 75535.328 | 2440.5774 | 0 | 75474.328 | 2643.0219 | 6820.148 | 2689.8673 | 3335.8211 | 112.2497 | 54 | 4098.6865 | 4987.7877 | 6755.7984
538 | 74551.6714 | 1556.4174 | 0 | 74490.6714 | 1954.9674 | 7446.9502 | 2626.6312 | 3207.0234 | 126.1196 | 54 | 6205.166 | 7108.1371 | 8876.1478
539 | 76616.2311 | 1319.5553 | 0 | 76555.2311 | 2832.0268 | 10373.0827 | 2371.921 | 3339.2782 | 58.6236 | 434 | 6067.2239 | 7282.6991 | 9050.7098
540 | 75328.2976 | 1453.5355 | 0 | 75267.2976 | 2503.724 | 10125.2397 | 2585.3547 | 3277.9082 | 92.3947 | 54 | 7587.6809 | 8456.9272 | 10224.9379
541 | 74560.5162 | 1460.1397 | 0 | 74499.5162 | 2426.0783 | 7168.3611 | 1756.9972 | 3280.7551 | 132.0477 | 190 | 4650.7189 | 5695.6181 | 7463.6288
542 | 75608.2227 | 1099.6577 | 0 | 75547.2227 | 1922.9628 | 8113.9183 | 2198.265 | 3134.0494 | 165.0843 | 54 | 5346.2472 | 6288.1831 | 8056.1938
543 | 75061.351 | 1559.5073 | 0 | 75000.351 | 3756.0887 | 22229.3129 | 2515.0166 | 3149.6455 | 182.8406 | 54 | 18507.7353 | 19467.4275 | 21235.4382
544 | 74685.2516 | 1734.8276 | 0 | 74624.2516 | 1283.3327 | 12718.9381 | 2038.5209 | 3175.9436 | 76.8171 | 380 | 11396.0182 | 12575.6869 | 14343.6976
545 | 76179.8944 | 1772.7958 | 0 | 76118.8944 | 497.8443 | 2893.8496 | 2440.8985 | 3218.0384 | 79.5681 | 54 | 1306.2478 | 2162.6674 | 3930.6781
546 | 75704.0089 | 1572.0454 | -1572.0454 | 74070.9635 | 1574.313 | 3109.1899 | 2363.1487 | 3455.2954 | 186.0546 | 190 | 2652.5575 | 3751.4637 | 5519.4744
547 | 74986.6236 | 1985.7937 | 0 | 74925.6236 | 2745.9233 | 21065.073 | 1994.5034 | 3166.9796 | 145.5723 | 244 | 17925.2091 | 19037.633 | 20805.6437
548 | 74801.5261 | 1407.3664 | 0 | 74740.5261 | 1151.1584 | 4787.5489 | 2572.9867 | 3146.8574 | 91.9308 | 380 | 3985.9085 | 5180.6908 | 6948.7015
549 | 75926.2623 | 1516.2828 | 0 | 75865.2623 | 2461.2073 | 5551.4824 | 2269.4687 | 3315.7178 | 23.0222 | 190 | 2180.3992 | 3116.273 | 4884.2837
550 | 75142.3998 | 1683.9465 | -1683.9465 | 73397.4533 | 2638.7471 | 10680.1303 | 2627.9277 | 3293.6579 | -16.4474 | 244 | 9935.7156 | 10886.1197 | 12654.1304
551 | 76087.5901 | 1869.2324 | 0 | 76026.5901 | 2528.9842 | 13349.5906 | 1811.271 | 3298.4289 | 97.9127 | 54 | 9273.9163 | 10148.6805 | 11916.6912
552 | 76702.8929 | 1924.0965 | 0 | 76641.8929 | 2660.464 | 4774.731 | 2124.6871 | 3523.7143 | 200.5045 | 244 | 490.9755 | 1658.3315 | 3426.3422
553 | 75095.1301 | 1741.4217 | -1741.4217 | 73292.7083 | 3617.5646 | 13637.1777 | 2399.0681 | 3203.7357 | 142.2833 | 244 | 11699.9085 | 12809.0434 | 14577.0541
554 | 76089.0793 | 1509.9547 | 0 | 76028.0793 | 3044.4228 | 8037.553 | 1873.4629 | 3466.1903 | 133.5944 | 190 | 3674.9042 | 4721.3501 | 6489.3608
555 | 76135.5762 | 2191.4606 | 0 | 76074.5762 | 3601.5889 | 11930.6953 | 2473.9712 | 3360.5024 | 179.2427 | 244 | 7459.2038 | 8605.2981 | 10373.3088
556 | 75795.5842 | 1935.9824 | 0 | 75734.5842 | 3490.2724 | 7896.2985 | 2708.2376 | 3225.8912 | 109.6401 | 54 | 3975.7706 | 4862.2623 | 6630.273
557 | 75368.5343 | 1389.6052 | 0 | 75307.5343 | 4421.5878 | 4199.199 | 2442.4214 | 3369.4829 | 66.4197 | 190 | -347.8187 | 631.4525 | 2399.4632
558 | 73989.3439 | 1566.6448 | -1566.6448 | 72361.6991 | 3789.7804 | 6754.5531 | 2197.2047 | 3123.4836 | 131.5063 | 54 | 5293.9618 | 6202.3197 | 7970.3304
559 | 75890.6456 | 1751.0283 | 0 | 75829.6456 | 2035.6096 | 11469.645 | 2411.896 | 3324.3298 | 96.469 | 380 | 8710.8157 | 9910.1362 | 11678.1469
560 | 75660.3051 | 1922.068 | 0 | 75599.3051 | 2845.5475 | 7875.9 | 2443.4127 | 3134.8618 | 106.0832 | 244 | 4379.522 | 5452.4567 | 7220.4674
561 | 75285.6192 | 1569.8826 | 0 | 75224.6192 | 1838.6837 | 13885.4141 | 2578.8353 | 3235.4885 | 96.7585 | 380 | 12006.635 | 13206.245 | 14974.2557
562 | 74891.1936 | 1868.8989 | 0 | 74830.1936 | 3472.3355 | 11802.082 | 2321.8151 | 3133.801 | 113.0238 | 190 | 8325.369 | 9351.2444 | 11119.2551
563 | 77039.4427 | 2130.0598 | 0 | 76978.4427 | 4414.8937 | 3961.0115 | 2350.6227 | 3392.0318 | 161.4469 | 380 | -2319.4704 | -1055.172 | 712.8387
564 | 75984.8331 | 1518.5484 | -1518.5484 | 74405.2847 | 1695.1231 | 21334.2831 | 2456.3004 | 3334.9225 | 168.2366 | 380 | 20395.2982 | 21666.3863 | 23434.397
565 | 75751.8831 | 1898.1428 | 0 | 75690.8831 | 2101.8652 | 7587.9692 | 2059.4834 | 3229.7296 | 121.463 | 190 | 4454.6338 | 5488.9484 | 7256.9591
566 | 76385.0907 | 1532.1193 | 0 | 76324.0907 | 1455.0697 | 13565.9021 | 1798.4977 | 3402.444 | 125.0274 | 434 | 10357.8834 | 11639.7623 | 13407.773
567 | 75285.3972 | 2312.8433 | 0 | 75224.3972 | 4819.3587 | 8026.1421 | 2443.6518 | 3154.4029 | 185.1721 | 54 | 2950.6409 | 3912.6645 | 5680.6752
568 | 75161.6343 | 1829.9383 | 0 | 75100.6343 | 2205.4364 | 2780.4678 | 2393.1408 | 3162.5405 | 154.5147 | 244 | 400.2783 | 1521.6446 | 3289.6553
569 | 75837.008 | 1768.6963 | -1768.6963 | 74007.3116 | 1995.9062 | 5732.9493 | 2004.1041 | 3232.8958 | 237.3166 | 244 | 4336.9315 | 5541.0996 | 7309.1103
570 | 75711.7423 | 1088.4203 | 0 | 75650.7423 | 2784.0931 | 7535.6731 | 2186.7723 | 3223.2748 | 99.6291 | 380 | 3881.0847 | 5083.5653 | 6851.576
571 | 75838.9183 | 1572.7884 | 0 | 75777.9183 | 1838.9466 | 8515.1009 | 1398.6871 | 3193.8445 | 160.1128 | 380 | 4860.9676 | 6123.9319 | 7891.9426
572 | 73969.7776 | 1830.5102 | 0 | 73908.7776 | 4822.6164 | 3287.5085 | 2217.0322 | 3132.825 | 110.8601 | 54 | -723.8283 | 163.8833 | 1931.894
573 | 76555.6062 | 1193.7625 | -1193.7625 | 75300.8437 | 3311.5617 | 6472.4503 | 2407.4029 | 3315.988 | 190.1524 | 54 | 2953.6358 | 3920.6397 | 5688.6504
574 | 75881.0288 | 2151.3151 | 0 | 75820.0288 | 3355.6008 | 6063.4257 | 2140.0021 | 3393.6235 | 45.0647 | 434 | 1791.6216 | 2993.5378 | 4761.5485
575 | 76529.5073 | 1387.9027 | -1387.9027 | 75080.6046 | 1615.5053 | 6835.7805 | 2477.378 | 3259.843 | 141.1164 | 380 | 5247.0916 | 6491.0596 | 8259.0703
576 | 76240.4205 | 1807.8552 | 0 | 76179.4205 | 2146.5902 | 6554.736 | 2313.2455 | 3260.4605 | 163.828 | 190 | 3172.6313 | 4249.3109 | 6017.3216
577 | 75216.7067 | 1263.8333 | 0 | 75155.7067 | 1848.4384 | 13263.4499 | 2419.6198 | 3274.2695 | 146.6997 | 244 | 11323.3941 | 12436.9454 | 14204.9561
578 | 76519.2763 | 2178.2638 | 0 | 76458.2763 | 2858.4859 | 12735.7073 | 2427.1709 | 3444.3759 | 144.5727 | 54 | 8660.6919 | 9582.1162 | 11350.1269
579 | 74943.5476 | 1531.7884 | 0 | 74882.5476 | 3681.2681 | 11768.4787 | 2647.2603 | 3163.4999 | 98.3672 | 380 | 8385.6232 | 9586.842 | 11354.8527
580 | 75905.1855 | 2132.6549 | 0 | 75844.1855 | 2969.4877 | 8146.3458 | 2003.8547 | 3176.7381 | 32.111 | 434 | 3883.4652 | 5072.4277 | 6840.4384
581 | 75735.6427 | 2011.282 | 0 | 75674.6427 | 1316.8866 | 14735.0014 | 2296.2333 | 3284.5022 | 121.8294 | 380 | 12694.4077 | 13919.0887 | 15687.0994
582 | 76766.4897 | 1875.8413 | 0 | 76705.4897 | 3241.1478 | 11446.7074 | 2444.6348 | 3405.7998 | 122.7131 | 380 | 6720.7045 | 7946.2692 | 9714.2799
583 | 73773.816 | 1832.176 | 0 | 73712.816 | 3631.6348 | 2853.3426 | 2208.717 | 3138.1963 | 179.3595 | 244 | 226.0051 | 1372.2162 | 3140.2269
584 | 76292.4797 | 1748.8629 | -1748.8629 | 74482.6168 | 2694.0753 | 9248.6671 | 2272.8124 | 3177.4364 | 137.7524 | 54 | 6892.4237 | 7807.0277 | 9575.0384
585 | 75433.632 | 1396.717 | 0 | 75372.632 | 3732.3807 | 7693.9941 | 2417.1015 | 3155.266 | 150.4684 | 54 | 3531.5489 | 4458.8688 | 6226.8795
586 | 76935.8585 | 1558.4396 | 0 | 76874.8585 | 3074.3232 | 7371.5559 | 1771.6358 | 3482.5494 | 105.6 | 434 | 2046.7593 | 3309.2109 | 5077.2216
587 | 75900.6907 | 1677.2541 | -1677.2541 | 74162.4366 | 2777.1769 | 4297.6684 | 2515.1405 | 3252.0871 | 182.3388 | 380 | 2495.4825 | 3780.6729 | 5548.6836
588 | 74524.1883 | 1694.2567 | -1694.2567 | 72768.9316 | 2792.0297 | 4814.111 | 2355.0527 | 3160.5204 | 157.3585 | 244 | 4138.9226 | 5263.1327 | 7031.1434
589 | 74504.844 | 1397.1662 | 0 | 74443.844 | 4123.8144 | 7297.7734 | 2427.1232 | 3151.7784 | 193.2003 | 244 | 3679.2166 | 4839.2685 | 6607.2792
590 | 74835.9123 | 2326.9275 | 0 | 74774.9123 | 1179.9719 | 5416.2782 | 2314.0661 | 3183.7369 | 205.4147 | 434 | 4329.3972 | 5691.6634 | 7459.6741
591 | 74693.8982 | 1917.8823 | 0 | 74632.8982 | 2260.8045 | 4650.4017 | 2692.289 | 3181.2643 | 159.1707 | 190 | 3000.4524 | 4072.4747 | 5840.4854
592 | 76207.1839 | 1628.3526 | 0 | 76146.1839 | 1522.8721 | 8098.5429 | 2523.8076 | 3371.4905 | 192.5439 | 54 | 5694.985 | 6664.3804 | 8432.3911
593 | 74761.7019 | 1376.688 | 0 | 74700.7019 | 4684.204 | 4593.2934 | 2282.5891 | 3245.756 | 177.646 | 190 | 106.9326 | 1197.4302 | 2965.4409
594 | 75094.3012 | 1616.9489 | -1616.9489 | 73416.3523 | 2381.2265 | 13641.0966 | 2537.4907 | 3288.3685 | 190.5743 | 380 | 13039.5771 | 14333.0029 | 16101.0136
595 | 77189.6066 | 1449.054 | 0 | 77128.6066 | 2586.4413 | 9706.1655 | 2310.2734 | 3481.5509 | 156.8003 | 244 | 5153.1419 | 6276.7937 | 8044.8044
596 | 75608.2825 | 1476.8034 | 0 | 75547.2825 | 2166.4794 | 13558.1405 | 2319.0989 | 3275.9851 | 123.2369 | 54 | 10809.6626 | 11709.751 | 13477.7617
597 | 74410.8381 | 1213.3832 | 0 | 74349.8381 | 1593.8446 | 10803.2947 | 2443.7184 | 3138.9878 | 69.2045 | 190 | 9812.5182 | 10794.5743 | 12562.585
598 | 74168.4115 | 1777.6506 | 0 | 74107.4115 | 3444.8754 | 5167.7695 | 2646.3475 | 3149.0267 | 133.5992 | 380 | 2781.0568 | 4017.5075 | 5785.5182
599 | 76356.3844 | 1617.1989 | 0 | 76295.3844 | 3246.2008 | 7751.2405 | 2217.6636 | 3349.2008 | 97.6756 | 244 | 3146.7197 | 4211.2469 | 5979.2576
600 | 75866.9176 | 1991.6324 | 0 | 75805.9176 | 2553.6833 | 6001.1929 | 2489.1101 | 3323.8108 | 161.6902 | 244 | 2824.7129 | 3953.2547 | 5721.2654
601 | 77166.5849 | 1622.8882 | 0 | 77105.5849 | 3952.1308 | 1788.9704 | 2502.79 | 3471.1145 | 111.9427 | 380 | -3924.6407 | -2709.8465 | -941.8358
602 | 76359.74 | 1416.3037 | -1416.3037 | 74882.4364 | 2892.6126 | 7152.7188 | 2408.5913 | 3381.0759 | 195.8481 | 434 | 4537.537 | 5890.2367 | 7658.2474
603 | 74608.5374 | 1815.3487 | 0 | 74547.5374 | 3764.7413 | 11187.8277 | 2587.6289 | 3171.9908 | 81.3789 | 54 | 8005.3687 | 8863.5991 | 10631.6098
604 | 76491.1856 | 1705.3549 | 0 | 76430.1856 | 4889.8934 | 32442.1806 | 2350.1888 | 3329.5005 | 124.3116 | 380 | 26171.9909 | 27399.1541 | 29167.1648
605 | 76763.4432 | 1475.7732 | 0 | 76702.4432 | 1659.0734 | 17279.1191 | 2491.416 | 3418.1012 | 55.1872 | 244 | 14197.3196 | 15219.3584 | 16987.3691
606 | 75313.3236 | 1040.7366 | 0 | 75252.3236 | 4018.2885 | 8631.0732 | 2481.5081 | 3225.4618 | 117.7004 | 54 | 4437.631 | 5332.183 | 7100.1937
607 | 75172.9476 | 1934.4454 | 0 | 75111.9476 | 3890.6901 | 6809.8988 | 2471.6234 | 3178.4635 | 137.6687 | 190 | 2827.5481 | 3878.0684 | 5646.0791
608 | 76668.6542 | 2103.3628 | 0 | 76607.6542 | 3565.7945 | 8359.4275 | 2152.5375 | 3441.6327 | 111.5174 | 54 | 3150.349 | 4038.718 | 5806.7287
609 | 76406.7507 | 1650.2 | 0 | 76345.7507 | 4926.6685 | 6705.425 | 2310.7112 | 3289.7995 | 131.8071 | 244 | 403.7164 | 1502.3751 | 3270.3858
610 | 74937.5131 | 2066.3058 | -2066.3058 | 72810.2073 | 1756.8871 | 9684.0844 | 2503.7777 | 3190.5344 | 108.3103 | 54 | 10181.5021 | 11066.6639 | 12834.6746
611 | 75194.4262 | 1640.6679 | 0 | 75133.4262 | 2824.3489 | 15435.0469 | 1896.0221 | 3242.0234 | 68.6648 | 54 | 11985.5173 | 12831.0337 | 14599.0444
612 | 75612.7831 | 1867.0117 | 0 | 75551.7831 | 2670.965 | 4817.5815 | 2833.8561 | 3268.8121 | 143.0273 | 380 | 2067.7017 | 3313.5805 | 5081.5912
613 | 75362.2251 | 1805.7841 | -1805.7841 | 73495.441 | 1993.5752 | 4332.2602 | 2596.9948 | 3171.3483 | 83.8676 | 244 | 3981.7871 | 5032.5063 | 6800.517
614 | 77102.6615 | 1442.1437 | 0 | 77041.6615 | 3762.9119 | 14993.9172 | 1956.707 | 3374.5479 | 145.5756 | 190 | 8890.7987 | 9949.2258 | 11717.2365
615 | 75640.7607 | 2054.744 | 0 | 75579.7607 | 1485.77 | 7432.4617 | 2344.1838 | 3311.8925 | 143.2452 | 54 | 5393.2073 | 6313.3041 | 8081.3148
616 | 75186.7897 | 1380.0766 | 0 | 75125.7897 | 2567.49 | 3910.5019 | 2473.8354 | 3178.8729 | 127.9479 | 54 | 1240.1305 | 2144.9299 | 3912.9406
617 | 75304.7109 | 1923.764 | -1923.764 | 73319.9469 | 2910.8884 | 6203.883 | 2509.6587 | 3149.8854 | 159.3466 | 380 | 5002.7918 | 6264.9899 | 8033.0006
618 | 73547.4959 | 1547.547 | 0 | 73486.4959 | 2583.8789 | 4780.9388 | 2607.0114 | 3124.6392 | 140.0055 | 54 | 3812.4146 | 4729.2716 | 6497.2823
619 | 76003.2473 | 1880.2564 | 0 | 75942.2473 | 4186.2748 | 1244.5137 | 2348.7755 | 3228.0729 | 115.4849 | 190 | -3936.9601 | -2908.6237 | -1140.613
620 | 74012.7961 | 1667.1339 | -1667.1339 | 72284.6623 | 2330.217 | 11831.3376 | 2730.5202 | 3123.7271 | 117.1894 | 54 | 12440.9056 | 13334.9465 | 15102.9572
621 | 76037.1222 | 1427.5205 | 0 | 75976.1222 | 2589.7696 | 7673.8263 | 2494.5064 | 3252.7227 | 29.1244 | 190 | 4225.3635 | 5167.3394 | 6935.3501
622 | 74982.5196 | 2029.8545 | 0 | 74921.5196 | 3056.0417 | 16179.5844 | 849.5771 | 3207.7061 | 143.6247 | 190 | 11629.5063 | 12685.9825 | 14453.9932
623 | 76940.0189 | 1104.1653 | 0 | 76879.0189 | 4262.4256 | 10913.0034 | 2325.6164 | 3512.3428 | 72.6565 | 434 | 4979.7183 | 6209.2263 | 7977.237
624 | 76903.6088 | 2264.0945 | 0 | 76842.6088 | 3499.5175 | 5732.3822 | 1970.2388 | 3490.537 | 127.4015 | 434 | 221.2316 | 1505.4847 | 3273.4954
625 | 76980.5707 | 1966.5074 | -1966.5074 | 74953.0633 | 2279.6434 | 6431.4657 | 2447.6509 | 3408.304 | 87.4003 | 54 | 4424.9139 | 5289.1657 | 7057.1764
626 | 74761.4745 | 1862.1682 | 0 | 74700.4745 | 2396.375 | 7758.3654 | 2624.3339 | 3162.2213 | 89.8048 | 54 | 5818.2712 | 6684.9276 | 8452.9383
627 | 76526.8774 | 1071.9959 | 0 | 76465.8774 | 3412.0883 | 19209.7681 | 2252.9613 | 3368.2447 | 170.7503 | 434 | 14323.2083 | 15650.8102 | 17418.8209
628 | 76369.6932 | 1283.0499 | 0 | 76308.6932 | 2824.4228 | 6219.2891 | 2028.0291 | 3395.6768 | 46.2082 | 54 | 1880.079 | 2703.1387 | 4471.1494
629 | 74121.4152 | 1659.0438 | -1659.0438 | 72401.3713 | 3541.3971 | 12509.6431 | 2196.1218 | 3143.5277 | 122.3529 | 434 | 11276.7242 | 12555.9287 | 14323.9394
630 | 76451.3756 | 1790.8756 | 0 | 76390.3756 | 3474.5968 | 5073.7359 | 1606.3067 | 3256.2921 | 111.0953 | 190 | -558.4377 | 465.5092 | 2233.5199
631 | 75142.7171 | 2104.0073 | -2104.0073 | 72977.7099 | 2715.646 | 7971.487 | 2044.64 | 3155.7448 | 181.8833 | 244 | 6848.7159 | 7997.4508 | 9765.4615
632 | 76589.9078 | 1343.343 | 0 | 76528.9078 | 2545.8072 | 13034.9363 | 2533.9875 | 3494.4844 | 95.6985 | 380 | 9358.8931 | 10557.4432 | 12325.4539
633 | 74830.9481 | 1976.4637 | 0 | 74769.9481 | 2545.8494 | 2250.814 | 2377.5866 | 3216.9051 | 144.6735 | 190 | -100.2917 | 957.2333 | 2725.244
634 | 76129.1719 | 1380.7996 | -1380.7996 | 74687.3723 | 2733.2784 | 7650.4666 | 2078.534 | 3340.3159 | 159.2796 | 434 | 5018.8658 | 6334.997 | 8103.0077
635 | 76051.2631 | 1362.1679 | 0 | 75990.2631 | 3682.4998 | 9869.9758 | 1651.0951 | 3370.3859 | 118.9832 | 380 | 4588.8939 | 5810.7286 | 7578.7393
636 | 76366.562 | 1674.2104 | 0 | 76305.562 | 2615.9148 | 7841.8573 | 1990.2329 | 3432.9118 | 160.3977 | 190 | 3713.7253 | 4786.9745 | 6554.9852
637 | 75099.35 | 2428.8653 | 0 | 75038.35 | 4077.2205 | 4409.2457 | 2490.6103 | 3244.0837 | 134.4055 | 434 | 398.5693 | 1689.8264 | 3457.8371
638 | 75877.0055 | 1712.69 | -1712.69 | 74103.3155 | 4007.5299 | 15461.8588 | 2585.237 | 3255.7404 | 129.3432 | 380 | 12562.1908 | 13794.3855 | 15562.3962
639 | 75731.35 | 1427.8993 | 0 | 75670.35 | 2606.9225 | 4623.4284 | 2172.302 | 3248.6609 | 132.4633 | 190 | 1137.3188 | 2182.6337 | 3950.6444
640 | 76792.2092 | 1155.7266 | -1155.7266 | 75575.4825 | 1551.6811 | 12726.8665 | 2427.8903 | 3547.268 | 221.4508 | 190 | 10945.0612 | 12079.3635 | 13847.3742
641 | 76451.5837 | 2016.4477 | 0 | 76390.5837 | 1754.3487 | 8239.9613 | 2414.5231 | 3337.5844 | 143.5292 | 244 | 5217.3362 | 6327.717 | 8095.7277
642 | 74751.0711 | 1494.4483 | 0 | 74690.0711 | 1795.0695 | 6416.5992 | 1962.1963 | 3127.0622 | 100.4138 | 190 | 4390.9172 | 5404.1825 | 7172.1932
643 | 76694.6481 | 1416.2139 | 0 | 76633.6481 | 4641.9561 | 18472.209 | 2508.0739 | 3459.5915 | 243.7997 | 380 | 12534.4703 | 13881.1216 | 15649.1323
644 | 76274.0283 | 1509.4855 | 0 | 76213.0283 | 2133.3003 | 17630.5577 | 2687.5519 | 3426.2239 | 108.0136 | 244 | 14768.205 | 15843.0701 | 17611.0808
645 | 74380.7306 | 1350.5988 | 0 | 74319.7306 | 2759.1364 | 13282.4612 | 2361.664 | 3125.2466 | 124.6093 | 54 | 11060.7048 | 11962.1656 | 13730.1763
646 | 74987.0019 | 1706.8607 | 0 | 74926.0019 | 2514.5669 | 2734.175 | 2396.0613 | 3168.3384 | 200.6578 | 54 | 228.2059 | 1205.7153 | 2973.726
647 | 76120.2385 | 1934.0311 | -1934.0311 | 74125.2074 | 2677.7109 | 7672.2072 | 2388.2767 | 3202.1777 | 175.7977 | 54 | 5829.9434 | 6782.5927 | 8550.6034
648 | 75553.1429 | 1786.9976 | 0 | 75492.1429 | 2812.6966 | 11879.7383 | 1921.0348 | 3305.2341 | 158.7434 | 244 | 8171.3677 | 9296.9627 | 11064.9734
649 | 76250.6547 | 1428.1293 | 0 | 76189.6547 | 4097.6131 | 9071.0928 | 1725.6281 | 3377.8597 | 181.2958 | 244 | 3257.5127 | 4405.66 | 6173.6707
650 | 75904.0663 | 1362.7642 | 0 | 75843.0663 | 3471.1725 | 9073.515 | 2220.1971 | 3278.0606 | 149.6483 | 54 | 4627.7338 | 5554.2337 | 7322.2444
651 | 75915.1129 | 1271.9092 | 0 | 75854.1129 | 2539.471 | 6851.1647 | 2266.7519 | 3198.7948 | 157.9882 | 434 | 3293.3275 | 4608.1672 | 6376.1779
652 | 76080.5489 | 2072.7301 | 0 | 76019.5489 | 2773.5507 | 9057.8374 | 2656.7349 | 3437.1318 | 104.546 | 54 | 5728.8046 | 6610.2021 | 8378.2128
653 | 75520.5941 | 1301.6373 | 0 | 75459.5941 | 2222.7606 | 3270.9119 | 2368.2652 | 3234.4328 | 119.1625 | 380 | 561.4553 | 1783.4694 | 3551.4801
654 | 76569.8233 | 1719.1232 | -1719.1232 | 74789.7001 | 3233.9819 | 13171.8519 | 2306.726 | 3359.8022 | 174.8267 | 434 | 10184.898 | 11516.5762 | 13284.5869
655 | 77223.2038 | 1488.3399 | 0 | 77162.2038 | 1351.7758 | 3744.3083 | 2181.0088 | 3535.2515 | 159.7598 | 54 | 316.7891 | 1253.4004 | 3021.4111
656 | 76790.4973 | 1496.2618 | -1496.2618 | 75233.2355 | 3389.8817 | 12170.8008 | 2563.725 | 3486.2776 | 118.1943 | 54 | 8967.8861 | 9862.932 | 11630.9427
657 | 74880.0181 | 1613.9453 | 0 | 74819.0181 | 3357.5068 | 19189.8795 | 2553.4614 | 3191.9096 | 154.0451 | 54 | 16128.9257 | 17059.8224 | 18827.8331
658 | 75442.02 | 2079.3619 | 0 | 75381.02 | 2120.9222 | 17483.3117 | 2141.4398 | 3247.1002 | 220.0991 | 190 | 14740.1096 | 15873.0602 | 17641.0709
659 | 75730.4899 | 1426.3456 | 0 | 75669.4899 | 3189.6185 | 3679.7952 | 1213.7415 | 3273.9109 | 179.6308 | 54 | -1321.4608 | -364.9784 | 1403.0323
660 | 77196.0984 | 1923.8375 | -1923.8375 | 75211.261 | 2081.3428 | 3364.3732 | 2279.7721 | 3328.1279 | 209.516 | 54 | 1049.8695 | 2036.237 | 3804.2477
661 | 76034.7721 | 1467.6639 | -1467.6639 | 74506.1082 | 3083.6769 | 9117.4625 | 2556.0648 | 3338.5255 | 121.6155 | 190 | 6792.4677 | 7826.9347 | 9594.9454
662 | 76595.1415 | 1668.7351 | 0 | 76534.1415 | 1390.6338 | 10461.8541 | 2569.9587 | 3433.5509 | 121.345 | 54 | 7910.7884 | 8808.985 | 10576.9957
663 | 74891.3143 | 2295.1091 | 0 | 74830.3143 | 2203.5953 | 5342.4859 | 1900.8232 | 3150.4807 | 120.0923 | 190 | 2730.0802 | 3763.0241 | 5531.0348
664 | 73691.4095 | 2113.1557 | 0 | 73630.4095 | 1507.9941 | 4665.6823 | 1673.6726 | 3124.3755 | 200.9928 | 54 | 3695.5268 | 4673.3712 | 6441.3819
665 | 75745.4534 | 1488.8297 | 0 | 75684.4534 | 4408.4268 | 10002.6459 | 2847.9725 | 3237.2584 | 103.0568 | 190 | 5365.1966 | 6381.105 | 8149.1157
666 | 76992.45 | 1985.5974 | 0 | 76931.45 | 2657.2282 | 9484.1962 | 2522.805 | 3308.0666 | 107.2051 | 380 | 5096.5896 | 6306.6463 | 8074.657
667 | 75667.9437 | 2089.8295 | 0 | 75606.9437 | 1926.476 | 10338.5521 | 2313.6333 | 3309.4371 | 151.1291 | 244 | 7798.4028 | 8916.3835 | 10684.3942
668 | 76477.497 | 1723.3527 | 0 | 76416.497 | 4398.0361 | 8241.229 | 2379.0332 | 3407.1802 | 159.4549 | 434 | 2583.1094 | 3899.4159 | 5667.4266
669 | 74786.9562 | 1028.6315 | 0 | 74725.9562 | 2089.7316 | 5936.9593 | 2555.9088 | 3177.9854 | 121 | 54 | 4225.3656 | 5123.2172 | 6891.2279
670 | 76005.348 | 1534.4668 | 0 | 75944.348 | 2724.6417 | 5574.5133 | 2411.7384 | 3198.4192 | 181.3214 | 244 | 1885.8812 | 3034.0542 | 4802.0649
671 | 75986.1257 | 1621.2023 | -1621.2023 | 74303.9234 | 3237.534 | 11484.3454 | 2516.7696 | 3349.9542 | 139.1568 | 190 | 9179.8118 | 10231.8201 | 11999.8308
672 | 75821.3514 | 1886.4717 | 0 | 75760.3514 | 5277.1971 | 2536.1163 | 2060.7013 | 3270.2168 | 184.1645 | 244 | -3800.3142 | -2649.2981 | -881.2874
673 | 75652.2922 | 1743.8431 | -1743.8431 | 73847.4492 | 3119.0196 | 1119.578 | 1207.5081 | 3357.4069 | 115.3141 | 190 | -1911.7759 | -883.6102 | 884.4005
674 | 77541.38 | 1161.4868 | -1161.4868 | 76318.8932 | 2143.5432 | 11456.321 | 2693.52 | 3575.5361 | 73.9241 | 380 | 8633.1406 | 9809.9163 | 11577.927
675 | 76331.6368 | 2305.235 | 0 | 76270.6368 | 2602.7086 | 2998.4909 | 2482.0256 | 3299.6474 | 39.8238 | 380 | -722.9814 | 419.694 | 2187.7047
676 | 77091.953 | 1456.8529 | -1456.8529 | 75574.1001 | 2764.6866 | 18893.4276 | 1995.1468 | 3547.442 | 115.3455 | 54 | 15467.4298 | 16359.6269 | 18127.6376
677 | 75715.3031 | 2002.3429 | 0 | 75654.3031 | 2227.9676 | 3656.9217 | 2480.2495 | 3178.9327 | 160.5486 | 244 | 804.0331 | 1931.4332 | 3699.4439
678 | 76893.9245 | 2267.7104 | -2267.7104 | 74565.2142 | 1297.696 | 13802.4354 | 2210.2358 | 3409.7079 | 166.3011 | 244 | 12929.6689 | 14062.8216 | 15830.8323
679 | 76432.4822 | 2230.2647 | 0 | 76371.4822 | 4596.7852 | 7205.3705 | 2350.6779 | 3420.9195 | 97.5181 | 190 | 1378.9004 | 2389.2701 | 4157.2808
680 | 75366.3888 | 1756.7034 | -1756.7034 | 73548.6854 | 2591.0078 | 15178.6319 | 2643.2682 | 3236.9135 | 100.2328 | 190 | 14289.3203 | 15302.4047 | 17070.4154
681 | 75287.9844 | 2322.4381 | 0 | 75226.9844 | 3795.5008 | 19458.3655 | 2244.2429 | 3209.8157 | 115.0131 | 434 | 15260.1389 | 16532.0036 | 18300.0143
682 | 75897.257 | 1250.6897 | 0 | 75836.257 | 2559.8548 | 12379.6753 | 2364.6434 | 3372.2378 | 164.7249 | 380 | 9090.6447 | 10358.2211 | 12126.2318
683 | 76729.7858 | 1532.0071 | 0 | 76668.7858 | 5033.0459 | 10644.0109 | 1800.6666 | 3524.2248 | 86.2497 | 244 | 3637.2706 | 4690.3719 | 6458.3826
684 | 76899.404 | 1519.0162 | 0 | 76838.404 | 1506.7397 | 2069.7316 | 2421.1545 | 3452.7493 | 85.6854 | 190 | -1031.3083 | -32.7713 | 1735.2394
685 | 76252.4826 | 1923.6139 | -1923.6139 | 74267.8687 | 2079.1921 | 6505.6645 | 2481.1417 | 3174.5322 | 163.9124 | 244 | 5184.4775 | 6315.2414 | 8083.2521
686 | 76264.1807 | 1963.4445 | 0 | 76203.1807 | 2930.6944 | 3053.161 | 1848.3838 | 3474.6264 | 147.8798 | 380 | -1387.5039 | -136.7726 | 1631.2381
687 | 74210.5683 | 2300.5662 | -2300.5662 | 71849.0021 | 4915.3915 | 19583.8958 | 2507.3857 | 3184.1136 | 259.8292 | 434 | 17881.2015 | 19297.8823 | 21065.893
688 | 75799.6826 | 1978.2411 | 0 | 75738.6826 | 2698.8012 | 2580.1367 | 2440.5032 | 3233.0985 | 41.4853 | 54 | -813.5455 | 4.7914 | 1772.8021
689 | 75946.4355 | 1999.5439 | -1999.5439 | 73885.8915 | 4388.7077 | 3915.5923 | 1987.146 | 3386.2112 | 112.9778 | 54 | 384.5503 | 1274.3797 | 3042.3904
690 | 75075.128 | 1224.1483 | -1224.1483 | 73789.9797 | 3843.271 | 28013.4708 | 2699.0916 | 3352.3493 | 127.9011 | 190 | 25801.861 | 26842.6137 | 28610.6244
691 | 75415.4187 | 1920.7186 | 0 | 75354.4187 | 1278.1593 | 12133.3953 | 1954.2197 | 3203.9014 | 97.4365 | 190 | 10029.1384 | 11039.4265 | 12807.4372
692 | 75508.4845 | 1520.666 | 0 | 75447.4845 | 3066.1796 | 6258.5293 | 2443.1399 | 3268.9983 | 80.7948 | 190 | 2827.2034 | 3820.8497 | 5588.8604
693 | 77183.8193 | 1867.9836 | 0 | 77122.8193 | 2720.3163 | 17382.4632 | 2326.8642 | 3479.3616 | 135.4426 | 54 | 12715.7535 | 13628.0476 | 15396.0583
694 | 76705.2943 | 1764.5303 | 0 | 76644.2943 | 1330.4311 | 20944.0216 | 2416.3582 | 3481.7219 | 80.6355 | 54 | 18237.5763 | 19095.0633 | 20863.074
695 | 75778.4816 | 1919.9054 | 0 | 75717.4816 | 2965.7426 | 15152.4171 | 2429.4794 | 3183.4449 | 168.6307 | 54 | 11452.3172 | 12397.7995 | 14165.8102
696 | 75506.3808 | 1308.7783 | 0 | 75445.3808 | 4843.6379 | 6919.2685 | 2106.2441 | 3309.7529 | 147.5277 | 380 | 1416.4468 | 2666.8261 | 4434.8368
697 | 74701.8747 | 1575.5458 | -1575.5458 | 73065.3289 | 3320.1789 | 8926.562 | 2224.2938 | 3126.0768 | 170.8046 | 54 | 7261.6248 | 8209.281 | 9977.2917
698 | 74079.3784 | 1426.5893 | 0 | 74018.3784 | 3440.3741 | 13997.7165 | 2517.4976 | 3135.3037 | 66.2608 | 190 | 11561.9653 | 12541.0777 | 14309.0884
699 | 76299.2199 | 1628.3512 | 0 | 76238.2199 | 4754.1012 | 16217.8914 | 2361.8989 | 3435.54 | 205.7529 | 54 | 10393.2092 | 11375.8136 | 13143.8243
700 | 75941.4022 | 1731.5366 | 0 | 75880.4022 | 1835.3232 | 6269.2066 | 2167.6347 | 3314.503 | 113.4572 | 190 | 3405.8189 | 4432.1276 | 6200.1383
701 | 74802.0578 | 1297.1786 | 0 | 74741.0578 | 3839.4534 | 7004.3611 | 2366.2164 | 3251.8272 | 152.9339 | 244 | 3412.0935 | 4531.879 | 6299.8897
702 | 75793.2924 | 1238.1217 | 0 | 75732.2924 | 3934.2554 | 14891.0003 | 2413.2981 | 3210.738 | 108.7148 | 190 | 10218.6887 | 11240.2551 | 13008.2658
703 | 75794.9771 | 1483.3425 | 0 | 75733.9771 | 2628.5594 | 8729.7509 | 1964.4872 | 3253.8109 | 142.7146 | 380 | 4955.7125 | 6201.2787 | 7969.2894
704 | 74601.6532 | 1636.5906 | 0 | 74540.6532 | 2497.3584 | 4692.0688 | 1452.2866 | 3210.4173 | 157.356 | 54 | 1686.9611 | 2621.1687 | 4389.1794
705 | 75085.6285 | 1350.0598 | -1350.0598 | 73674.5687 | 2123.3965 | 11782.7263 | 2326.234 | 3175.4848 | 173.9243 | 190 | 10856.68 | 11943.4558 | 13711.4665
706 | 74871.7968 | 1591.4399 | 0 | 74810.7968 | 2797.6002 | 8475.7002 | 2403.7347 | 3137.1921 | 138.5369 | 434 | 5778.43 | 7073.8185 | 8841.8292
707 | 75304.7599 | 2144.4093 | 0 | 75243.7599 | 3006.5803 | 6135.9141 | 2072.7404 | 3135.9465 | 149.1186 | 54 | 2464.4608 | 3390.431 | 5158.4417
708 | 76245.4618 | 2126.8232 | -2126.8232 | 74057.6386 | 2211.5969 | 11564.2484 | 2381.8555 | 3346.116 | 94.8171 | 244 | 10393.1844 | 11454.853 | 13222.8637
709 | 74584.0544 | 1262.5301 | 0 | 74523.0544 | 2976.5467 | 8879.59 | 2344.9728 | 3166.259 | 202.0352 | 54 | 6261.4207 | 7240.3074 | 9008.3181
710 | 75719.4255 | 1719.4211 | 0 | 75658.4255 | 2007.6741 | 13337.7289 | 2349.1128 | 3258.1472 | 111.0304 | 380 | 10649.0894 | 11862.9713 | 13630.982
711 | 75190.3976 | 1521.8877 | 0 | 75129.3976 | 6614.3507 | 12617.892 | 2102.9669 | 3269.9691 | 134.9389 | 190 | 5617.2796 | 6665.0701 | 8433.0808
712 | 76031.0582 | 1987.6814 | 0 | 75970.0582 | 3461.4194 | 6919.3296 | 2016.0714 | 3280.2336 | 156.8241 | 54 | 2154.3569 | 3088.0326 | 4856.0433
713 | 73105.809 | 1902.1828 | -1902.1828 | 71142.6262 | 2052.3076 | 8442.3799 | 1451.0061 | 3123.0863 | 129.2047 | 190 | 9191.7385 | 10233.7948 | 12001.8055
714 | 76011.103 | 2000.698 | 0 | 75950.103 | 1643.4006 | 6175.0053 | 2481.5453 | 3206.0792 | 78.9375 | 244 | 3639.3262 | 4685.1153 | 6453.126
715 | 77115.6884 | 1483.4443 | 0 | 77054.6884 | 2977.2483 | 2047.825 | 1970.6646 | 3422.9185 | 160.2422 | 54 | -3220.3286 | -2283.2349 | -515.2242
716 | 75527.5323 | 2046.4406 | -2046.4406 | 73420.0917 | 2186.8827 | 7655.0978 | 2153.1885 | 3231.0429 | 148.0112 | 190 | 6802.5548 | 7863.4175 | 9631.4282
717 | 75783.1997 | 1638.3962 | 0 | 75722.1997 | 2527.0941 | 6558.963 | 2552.2279 | 3239.9166 | 182.5463 | 380 | 3472.0137 | 4757.4115 | 6525.4222
718 | 74989.786 | 2002.075 | 0 | 74928.786 | 4127.5873 | 12461.0139 | 2228.9008 | 3146.8516 | 244.4195 | 244 | 8150.5931 | 9361.8642 | 11129.8749
719 | 75617.762 | 1957.9027 | 0 | 75556.762 | 3459.3414 | 13849.0857 | 2735.0475 | 3203.4496 | 123.9948 | 434 | 10141.6793 | 11422.5257 | 13190.5364
720 | 74372.9425 | 1470.9899 | 0 | 74311.9425 | 3720.1264 | 21267.5316 | 2515.6011 | 3146.2928 | 114.7358 | 54 | 18267.5566 | 19159.1439 | 20927.1546
721 | 75346.1834 | 1892.9265 | 0 | 75285.1834 | 3120.2572 | 5084.4275 | 852.5377 | 3197.0559 | 68.2489 | 434 | 98.7805 | 1323.881 | 3091.8917
722 | 73833.4805 | 1875.3048 | -1875.3048 | 71897.1757 | 3968.8738 | 6894.8718 | 2206.2551 | 3124.2636 | 99.8188 | 244 | 5729.541 | 6796.2114 | 8564.2221
723 | 75213.2274 | 2028.8108 | 0 | 75152.2274 | 2250.8454 | 11279.9199 | 2590.9674 | 3147.5596 | 133.2272 | 54 | 8985.5741 | 9895.6529 | 11663.6636
724 | 74410.1338 | 1525.5314 | 0 | 74349.1338 | 3288.4093 | 8338.5222 | 2238.2605 | 3217.5896 | 174.7625 | 380 | 5527.0291 | 6804.6431 | 8572.6538
725 | 75017.1034 | 1668.4513 | 0 | 74956.1034 | 4976.1445 | 3431.1138 | 2338.776 | 3206.9379 | 129.7628 | 54 | -1585.2203 | -678.606 | 1089.4047
726 | 76437.1412 | 2018.7066 | -2018.7066 | 74357.4347 | 3166.3735 | 3367.4208 | 2190.3655 | 3498.1005 | 73.4131 | 54 | 902.2785 | 1752.5432 | 3520.5539
727 | 75213.8554 | 1330.5853 | -1330.5853 | 73822.2701 | 2623.0323 | 10115.1173 | 2399.5777 | 3298.9424 | 148.3231 | 54 | 8738.535 | 9663.7097 | 11431.7204
728 | 74274.5153 | 1429.6288 | 0 | 74213.5153 | 2313.8284 | 10711.0747 | 2615.124 | 3180.0087 | 70.9925 | 434 | 9349.0638 | 10576.9078 | 12344.9185
729 | 76041.5567 | 1674.5691 | 0 | 75980.5567 | 3110.3867 | 15554.9859 | 1631.842 | 3355.0228 | 138.8277 | 380 | 10821.1071 | 12062.7864 | 13830.7971
730 | 75974.2034 | 1358.8547 | 0 | 75913.2034 | 2804.2908 | 9304.6732 | 2410.2246 | 3333.3816 | 176.4923 | 190 | 5700.9852 | 6790.329 | 8558.3397
731 | 75548.7193 | 1972.6984 | 0 | 75487.7193 | 4178.4917 | 2308.9059 | 1745.5991 | 3161.7309 | 127.3863 | 244 | -3079.7752 | -1985.5373 | -217.5266
732 | 75866.514 | 1151.1757 | -1151.1757 | 74654.3383 | 3176.3396 | 9829.0823 | 2502.3392 | 3385.5797 | 54.0222 | 190 | 7256.5232 | 8223.397 | 9991.4077
733 | 75803.5883 | 1591.6145 | 0 | 75742.5883 | 1754.4144 | 8727.5284 | 1566.6883 | 3386.782 | 114.7074 | 190 | 5554.1961 | 6581.7551 | 8349.7658
734 | 74866.9223 | 1384.4201 | 0 | 74805.9223 | 3367.194 | 8601.7268 | 2006.0838 | 3129.4845 | 118.6959 | 244 | 4934.3788 | 6019.9263 | 7787.937
735 | 75001.2205 | 1602.6508 | 0 | 74940.2205 | 3754.4255 | 2613.6739 | 2188.3979 | 3132.6165 | 189.4206 | 54 | -1389.7576 | -423.4854 | 1344.5253
736 | 76368.5324 | 1519.0889 | -1519.0889 | 74788.4435 | 3443.682 | 20361.3582 | 2121.5581 | 3393.3184 | 164.1675 | 434 | 17014.3092 | 18335.3282 | 20103.3389
737 | 76880.9139 | 1121.7246 | 0 | 76819.9139 | 3539.8833 | 6358.5005 | 2552.0082 | 3340.8284 | 137.3862 | 244 | 1261.7399 | 2365.9776 | 4133.9883
738 | 77024.4003 | 1954.0136 | -1954.0136 | 75009.3867 | 3467.551 | 12607.2095 | 2552.809 | 3487.0458 | 108.7932 | 54 | 9540.3267 | 10425.9715 | 12193.9822
739 | 75931.0369 | 1547.8821 | 0 | 75870.0369 | 2616.3225 | 12120.9172 | 1914.1322 | 3193.0385 | 106.8759 | 190 | 8111.9284 | 9131.6558 | 10899.6665
740 | 76890.7367 | 1151.9576 | 0 | 76829.7367 | 3094.7615 | 8177.2041 | 2149.5242 | 3437.0959 | 217.8345 | 190 | 3209.526 | 4340.212 | 6108.2227
741 | 77546.0299 | 1382.437 | 0 | 77485.0299 | 2794.9419 | 6503.9911 | 2391.2342 | 3546.071 | 123.8244 | 434 | 1531.5244 | 2812.2004 | 4580.2111
742 | 76199.3525 | 1734.2942 | -1734.2942 | 74404.0582 | 2179.7235 | 22260.4336 | 2042.1551 | 3328.8796 | 112.0145 | 54 | 20417.8866 | 21306.7526 | 23074.7633
743 | 75257.5423 | 1330.1407 | 0 | 75196.5423 | 3485.8306 | 20190.132 | 2333.6828 | 3174.4785 | 161.1772 | 434 | 16386.1205 | 17704.1492 | 19472.1599
744 | 74182.249 | 2100.8665 | 0 | 74121.249 | 4425.3137 | 10741.5355 | 2354.7472 | 3204.0918 | 65.2181 | 380 | 7124.0118 | 8292.0815 | 10060.0922
745 | 75338.026 | 1813.8638 | 0 | 75277.026 | 2538.0205 | 11090.6251 | 2265.9244 | 3256.3438 | 190.8929 | 244 | 8168.0467 | 9325.7912 | 11093.8019
746 | 75172.5607 | 1536.7296 | 0 | 75111.5607 | 2363.0447 | 11422.0212 | 2409.7673 | 3156.6494 | 112.1353 | 380 | 8884.0325 | 10099.0193 | 11867.03
747 | 76413.0838 | 1706.8758 | 0 | 76352.0838 | 4045.3874 | 21947.7899 | 2391.2514 | 3203.7935 | 111.1717 | 190 | 16515.5636 | 17539.5868 | 19307.5975
748 | 74818.7128 | 1611.8892 | 0 | 74757.7128 | 1614.6325 | 11103.4753 | 1752.348 | 3205.3266 | 114.4815 | 244 | 9059.0045 | 10140.3376 | 11908.3483
749 | 75576.8984 | 1803.1665 | 0 | 75515.8984 | 5045.7871 | 12816.9584 | 2594.9403 | 3185.6755 | 167.8522 | 54 | 7406.0887 | 8350.7924 | 10118.8031
750 | 76803.9099 | 1470.014 | 0 | 76742.9099 | 2348.5462 | 8538.1335 | 2483.6728 | 3492.1425 | 100.1376 | 244 | 4792.6927 | 5859.6818 | 7627.6925
751 | 75834.7745 | 1728.9567 | 0 | 75773.7745 | 3699.9535 | 12154.0207 | 1586.9053 | 3323.303 | 59.7064 | 244 | 6960.701 | 7987.2589 | 9755.2696
752 | 77521.7417 | 1651.4324 | 0 | 77460.7417 | 2360.038 | 1942.4198 | 2568.5525 | 3533.6955 | 93.9994 | 190 | -2405.9119 | -1399.0609 | 368.9498
753 | 74583.6732 | 1527.9403 | -1527.9403 | 72994.7329 | 3440.7401 | 6759.1391 | 2449.7728 | 3160.5778 | 167.8349 | 244 | 5304.2167 | 6438.9032 | 8206.9139
754 | 76457.6813 | 2383.2125 | 0 | 76396.6813 | 1721.5346 | 8940.2066 | 2089.7873 | 3376.3426 | 174.4038 | 190 | 5658.3205 | 6745.5759 | 8513.5866
755 | 74825.3008 | 1362.3078 | 0 | 74764.3008 | 3524.3771 | 10675.0351 | 2547.4652 | 3172.0788 | 115.6339 | 190 | 7476.1012 | 8504.5866 | 10272.5973
756 | 74623.1839 | 2068.0953 | 0 | 74562.1839 | 2808.699 | 2191.2492 | 2861.0433 | 3150.2553 | 112.511 | 244 | 201.8649 | 1281.2274 | 3049.2381
757 | 75049.2445 | 2235.6387 | -2235.6387 | 72752.6057 | 1220.7706 | 4009.3244 | 2637.1605 | 3156.6469 | 118.7636 | 54 | 5199.9555 | 6095.5707 | 7863.5814
758 | 75339.5389 | 1334.4169 | 0 | 75278.5389 | 2563.7696 | 10782.2107 | 2286.6698 | 3298.0092 | 104.035 | 190 | 7894.7812 | 8911.6678 | 10679.6785
759 | 75731.1265 | 1861.6549 | 0 | 75670.1265 | 2438.1096 | 5746.2625 | 2363.5258 | 3245.3212 | 139.8222 | 54 | 2617.0734 | 3533.7472 | 5301.7579
760 | 77203.7648 | 1458.1621 | 0 | 77142.7648 | 3144.6198 | 8017.7732 | 2513.7186 | 3548.2063 | 78.2987 | 190 | 3162.5134 | 4153.6637 | 5921.6744
761 | 77507.6745 | 1628.064 | 0 | 77446.6745 | 3009.5906 | 8890.5313 | 2165.1927 | 3445.4209 | 149.223 | 190 | 3415.0798 | 4477.1544 | 6245.1651
762 | 74576.8684 | 1090.7004 | 0 | 74515.8684 | 1939.6277 | 3378.8913 | 2473.5484 | 3178.1175 | 176.1818 | 244 | 1945.2611 | 3088.2945 | 4856.3052
763 | 75446.3731 | 2086.1636 | -2086.1636 | 73299.2095 | 1972.8421 | 6801.4907 | 2496.6094 | 3152.0739 | 156.6042 | 54 | 6548.3224 | 7481.7782 | 9249.7889
764 | 76049.8015 | 1823.4183 | 0 | 75988.8015 | 2012.1964 | 6112.7917 | 2548.3218 | 3286.0532 | 191.9034 | 54 | 3316.3689 | 4285.1239 | 6053.1346
765 | 75097.3877 | 2134.7049 | 0 | 75036.3877 | 3003.831 | 12885.6193 | 2484.4778 | 3174.4683 | 165.9318 | 190 | 9874.5467 | 10953.33 | 12721.3407
766 | 76656.1463 | 1258.3214 | 0 | 76595.1463 | 2482.215 | 3780.4372 | 1992.5401 | 3440.1043 | 123.1405 | 244 | -494.0797 | 595.9123 | 2363.923
767 | 76625.355 | 1586.8215 | -1586.8215 | 74977.5335 | 3599.3597 | 14149.2089 | 2281.0912 | 3497.8749 | 79.7717 | 190 | 10721.4818 | 11714.1051 | 13482.1158
768 | 77131.763 | 1952.4139 | 0 | 77070.763 | 2501.4482 | 27216.8306 | 2683.1028 | 3337.4887 | 152.9214 | 244 | 23035.4109 | 24155.1838 | 25923.1945
769 | 75638.4497 | 1405.8289 | 0 | 75577.4497 | 2860.0038 | 6747.7133 | 2184.5999 | 3435.4286 | 126.4202 | 54 | 3300.4883 | 4203.76 | 5971.7707
770 | 76538.2149 | 1959.5214 | 0 | 76477.2149 | 2128.8539 | 10310.5023 | 2256.2014 | 3258.5128 | 23.9446 | 54 | 6589.3477 | 7390.1438 | 9158.1545
771 | 75904.337 | 2114.3671 | 0 | 75843.337 | 1711.306 | 6282.5607 | 2351.6184 | 3317.8494 | 142.6463 | 54 | 3767.5855 | 4687.0834 | 6455.0941
772 | 73788.0787 | 1849.4845 | 0 | 73727.0787 | 2084.8316 | 11818.6987 | 1838.7286 | 3130.1413 | 117.3105 | 190 | 10345.8584 | 11376.0204 | 13144.0311
773 | 74400.992 | 2020.8668 | 0 | 74339.992 | 2664.9964 | 6144.3447 | 2274.9134 | 3227.0008 | 41.8274 | 54 | 4011.4705 | 4830.1494 | 6598.1601
774 | 75179.3309 | 1531.2397 | 0 | 75118.3309 | 2981.6299 | 4202.54 | 2317.4206 | 3207.781 | 123.5884 | 244 | 997.9808 | 2088.4208 | 3856.4315
775 | 76138.5937 | 2306.8896 | -2306.8896 | 73770.7042 | 1715.9997 | 20361.0808 | 1927.3762 | 3469.1556 | 145.2631 | 54 | 19641.1087 | 20563.2234 | 22331.2341
776 | 75795.8856 | 1779.587 | 0 | 75734.8856 | 1998.9807 | 13564.7208 | 2446.4383 | 3423.8659 | 213.7456 | 54 | 11071.3586 | 12061.9558 | 13829.9665
777 | 74697.8839 | 1355.6944 | 0 | 74636.8839 | 2518.7633 | 3248.389 | 2484.5201 | 3180.235 | 177.154 | 190 | 1127.6969 | 2217.7025 | 3985.7132
778 | 75221.1922 | 1699.0144 | -1699.0144 | 73461.1778 | 3479.4415 | 6945.7805 | 2446.9426 | 3156.6598 | 145.769 | 244 | 4978.9636 | 6091.5842 | 7859.5949
779 | 77258.2594 | 1581.076 | 0 | 77197.2594 | 2171.2521 | 16590.3088 | 2557.4843 | 3449.2313 | 137.4943 | 54 | 12598.7129 | 13513.0587 | 15281.0694
780 | 74055.2553 | 1677.7845 | 0 | 73994.2553 | 2826.1576 | 15469.3438 | 2273.0315 | 3143.6299 | 144.0259 | 54 | 13435.7923 | 14356.6698 | 16124.6805
781 | 74653.8135 | 2011.2545 | 0 | 74592.8135 | 3925.9005 | 1940.0939 | 2004.1434 | 3142.4259 | 141.5693 | 54 | -2061.8508 | -1143.43 | 624.5807
782 | 76577.534 | 2445.0234 | -2445.0234 | 74071.5105 | 1898.4306 | 6280.6254 | 2288.6957 | 3319.8607 | 79.9119 | 54 | 5289.4408 | 6146.2042 | 7914.2149
783 | 75306.9041 | 1889.2059 | 0 | 75245.9041 | 3215.1799 | 4049.9521 | 2197.9666 | 3171.495 | 145.3907 | 380 | 328.5298 | 1576.772 | 3344.7827
784 | 75371.2693 | 1483.3609 | -1483.3609 | 73826.9084 | 3632.1521 | 4322.4938 | 2507.9929 | 3299.1096 | 151.9448 | 190 | 2040.7358 | 3105.5322 | 4873.5429
785 | 74183.7606 | 2052.9963 | -2052.9963 | 72069.7643 | 3044.606 | 14051.4944 | 1844.3882 | 3126.1511 | 111.018 | 190 | 13277.8634 | 14301.733 | 16069.7437
786 | 75255.4716 | 1129.8652 | 0 | 75194.4716 | 2968.3147 | 3192.8615 | 2715.0369 | 3271.6676 | 104.1772 | 244 | 386.9797 | 1458.0085 | 3226.0192
787 | 75403.7793 | 1412.4879 | -1412.4879 | 73930.2913 | 3448.3025 | 10640.7417 | 2029.1432 | 3386.62 | 158.1578 | 244 | 8048.1111 | 9173.1205 | 10941.1312
788 | 75750.0306 | 1342.9643 | 0 | 75689.0306 | 3054.9378 | 6243.2309 | 2315.7229 | 3243.9974 | 195.1376 | 244 | 2429.1828 | 3591.172 | 5359.1827
789 | 76245.7414 | 1206.5356 | -1206.5356 | 74978.2058 | 4324.75 | 15287.3557 | 2544.3511 | 3183.5717 | 146.4056 | 244 | 11082.5227 | 12195.7799 | 13963.7906
790 | 75456.3086 | 1371.8526 | 0 | 75395.3086 | 3057.4149 | 7261.318 | 1977.377 | 3319.0278 | 187.3875 | 434 | 3475.1993 | 4819.4383 | 6587.449
791 | 76119.0924 | 1493.8208 | 0 | 76058.0924 | 2971.8864 | 5806.7032 | 2618.6065 | 3401.1405 | 98.2826 | 244 | 2166.6714 | 3231.8056 | 4999.8163
792 | 75858.9004 | 1767.8464 | -1767.8464 | 74030.0539 | 2094.0381 | 8548.3452 | 2531.4943 | 3187.0951 | 91.4106 | 190 | 7513.0425 | 8517.3047 | 10285.3154
793 | 75345.2103 | 1793.5857 | 0 | 75284.2103 | 1712.571 | 8846.6395 | 2361.6914 | 3187.5614 | 140.2898 | 54 | 6769.3111 | 7686.4525 | 9454.4632
794 | 75228.7277 | 1560.7933 | 0 | 75167.7277 | 3331.8792 | 18497.0309 | 2374.6128 | 3181.8728 | 166.8136 | 434 | 14924.1096 | 16247.7748 | 18015.7855
795 | 77405.4968 | 1142.9965 | 0 | 77344.4968 | 4657.4632 | 7216.2679 | 2088.0904 | 3503.6754 | 211.0943 | 190 | 176.2737 | 1300.2195 | 3068.2302
796 | 76386.1282 | 1411.7228 | -1411.7228 | 74913.4053 | 2665.4676 | 6133.0637 | 2312.4745 | 3236.9348 | 178.0183 | 54 | 3473.8 | 4428.6699 | 6196.6806
797 | 76686.3279 | 1829.7771 | 0 | 76625.3279 | 1984.6163 | 1961.2689 | 2477.7891 | 3353.6959 | 179.0545 | 244 | -1446.9904 | -301.0843 | 1466.9264
798 | 76753.9889 | 1325.3604 | -1325.3604 | 75367.6285 | 3167.9512 | 12560.0387 | 2748.6303 | 3487.5026 | 159.6322 | 54 | 9630.7919 | 10567.2757 | 12335.2864
799 | 74689.2396 | 1855.0238 | 0 | 74628.2396 | 3544.1367 | 4841.0284 | 1933.8045 | 3207.4743 | 120.9374 | 380 | 1180.1309 | 2403.9198 | 4171.9305
800 | 74748.0001 | 1301.1038 | -1301.1038 | 73385.8963 | 3293.9254 | 2978.1009 | 2592.2752 | 3226.0383 | 126.3258 | 190 | 1486.7927 | 2525.97 | 4293.9807
801 | 75634.7601 | 1353.7101 | -1353.7101 | 74220.0499 | 4035.8911 | 3485.9928 | 2329.6582 | 3267.8795 | 126.9668 | 244 | 197.7895 | 1291.6078 | 3059.6185
802 | 76008.0677 | 1530.7652 | -1530.7652 | 74416.3025 | 2606.2953 | 7146.8959 | 1697.8842 | 3331.8647 | 114.6459 | 54 | 4524.247 | 5415.7444 | 7183.7551
803 | 75355.25 | 1741.9558 | 0 | 75294.25 | 6062.134 | 2291.3438 | 2205.6848 | 3232.9557 | 115.0654 | 190 | -4256.1996 | -3228.2826 | -1460.2719
804 | 75986.5624 | 1542.1119 | -1542.1119 | 74383.4505 | 407.534 | 10417.6514 | 2005.9295 | 3211.9151 | 89.9228 | 380 | 10214.7114 | 11407.4858 | 13175.4965
805 | 76154.8648 | 1341.4399 | 0 | 76093.8648 | 2765.7081 | 3438.5944 | 2676.8457 | 3228.5068 | 57.2016 | 54 | -145.426 | 688.6272 | 2456.6379
806 | 74988.5265 | 2102.6683 | -2102.6683 | 72824.8583 | 3547.9183 | 6742.993 | 1762.8003 | 3190.6744 | 135.576 | 54 | 4693.891 | 5606.3186 | 7374.3293
807 | 77300.1319 | 1436.1765 | 0 | 77239.1319 | 4304.8111 | 15138.1955 | 2504.6087 | 3554.9196 | 162.709 | 190 | 9023.9807 | 10099.5413 | 11867.552
808 | 75756.9918 | 1099.8458 | 0 | 75695.9918 | 1613.334 | 8888.6887 | 2775.5574 | 3302.003 | 160.6732 | 54 | 7027.1233 | 7964.648 | 9732.6587
809 | 73974.8693 | 2155.7943 | 0 | 73913.8693 | 2649.64 | 10953.8797 | 2586.1718 | 3138.4764 | 95.959 | 54 | 9485.2186 | 10358.0292 | 12126.0399
810 | 76296.0789 | 1898.8386 | 0 | 76235.0789 | 3324.1772 | 13950.7333 | 2325.4439 | 3409.3649 | 80.5036 | 190 | 9496.4859 | 10489.8411 | 12257.8518
811 | 76019.2606 | 1599.4991 | 0 | 75958.2606 | 3293.3803 | 9606.524 | 2298.2741 | 3276.6857 | 39.0503 | 244 | 5300.0428 | 6305.9447 | 8073.9554
812 | 76091.7032 | 1506.8702 | 0 | 76030.7032 | 4656.5599 | 4998.2762 | 2214.3978 | 3172.7812 | 88.4329 | 190 | -931.6078 | 69.6767 | 1837.6874
813 | 75516.7339 | 1568.4227 | -1568.4227 | 73887.3112 | 2407.6936 | 3059.7902 | 2449.4901 | 3204.7313 | 147.198 | 190 | 1789.2069 | 2849.2564 | 4617.2671
814 | 75803.2351 | 1696.7153 | -1696.7153 | 74045.5197 | 4616.8947 | 6846.9517 | 1968.9673 | 3224.1043 | 114.1053 | 54 | 2747.8087 | 3638.7656 | 5406.7763
815 | 75287.514 | 1706.0237 | 0 | 75226.514 | 1879.0967 | 2029.4137 | 1822.2294 | 3257.1572 | 74.8968 | 190 | -626.6104 | 361.138 | 2129.1487
816 | 75399.7512 | 1490.5978 | -1490.5978 | 73848.1534 | 1811.9642 | 4587.057 | 2201.4296 | 3252.531 | 183.8349 | 54 | 3751.0998 | 4711.7863 | 6479.797
817 | 76001.8191 | 1635.3629 | 0 | 75940.8191 | 3856.9631 | 3581.1664 | 2559.3328 | 3462.3914 | 126.8305 | 54 | -824.6916 | 78.9904 | 1847.0011
818 | 76163.2694 | 1856.4836 | -1856.4836 | 74245.7858 | 4098.1866 | 12241.02 | 1361.7579 | 3290.6262 | 97.6173 | 244 | 7919.6316 | 8984.1005 | 10752.1112
819 | 76166.3482 | 1754.5867 | 0 | 76105.3482 | 2802.1009 | 13783.8931 | 2769.8272 | 3338.928 | 177.5892 | 54 | 10355.3992 | 11309.84 | 13077.8507
820 | 76033.913 | 1439.1466 | 0 | 75972.913 | 4053.9 | 10342.0745 | 2576.6104 | 3280.9243 | 35.7539 | 190 | 5542.9963 | 6491.6017 | 8259.6124
821 | 76283.2639 | 1401.8838 | 0 | 76222.2639 | 2582.0639 | 6257.4767 | 2232.3217 | 3396.6151 | 96.5145 | 190 | 2452.2857 | 3461.6518 | 5229.6625
822 | 74806.3495 | 1601.6823 | -1601.6823 | 73143.6673 | 2072.695 | 10134.5407 | 2610.2131 | 3148.1559 | 117.2964 | 54 | 10046.7474 | 10940.8954 | 12708.9061
823 | 76695.3818 | 1550.1348 | 0 | 76634.3818 | 1768.436 | 12192.561 | 2246.4178 | 3420.7471 | 94.5942 | 434 | 8827.1082 | 10078.5539 | 11846.5646
824 | 75290.0536 | 2057.9993 | 0 | 75229.0536 | 3201.4006 | 6399.4301 | 2322.0931 | 3184.2077 | 134.2945 | 244 | 2845.4767 | 3946.6228 | 5714.6335
825 | 76302.9252 | 1415.5851 | 0 | 76241.9252 | 2731.8305 | 8765.7842 | 2331.8548 | 3457.6278 | 150.6196 | 54 | 4951.7111 | 5879.1822 | 7647.1929
826 | 76387.001 | 1689.8733 | 0 | 76326.001 | 3178.0537 | 8347.734 | 2270.5509 | 3563.3755 | 121.9447 | 190 | 4047.8057 | 5082.6019 | 6850.6126
827 | 76467.1852 | 1935.8987 | 0 | 76406.1852 | 3742.5611 | 13133.0995 | 2416.4972 | 3327.6096 | 172.5931 | 434 | 8098.66 | 9428.1046 | 11196.1153
828 | 75406.1763 | 1267.6199 | 0 | 75345.1763 | 2031.9981 | 14212.3167 | 2193.6575 | 3175.9471 | 216.1154 | 54 | 11574.9469 | 12567.9138 | 14335.9245
829 | 75392.322 | 1448.9858 | 0 | 75331.322 | 1291.8272 | 10483.185 | 2314.4882 | 3136.7822 | 162.2882 | 244 | 8681.5062 | 9810.646 | 11578.6567
830 | 76555.1457 | 1259.0206 | 0 | 76494.1457 | 2974.0321 | 5679.2819 | 1897.6615 | 3329.2725 | 99.0759 | 380 | 808.238 | 2010.1654 | 3778.1761
831 | 75266.1694 | 1163.3058 | -1163.3058 | 74041.8636 | 4037.4498 | 7473.3462 | 2334.4363 | 3227.728 | 159.6256 | 190 | 4326.3971 | 5398.8743 | 7166.885
832 | 75624.2768 | 1746.008 | 0 | 75563.2768 | 3299.9256 | 8203.7469 | 1994.9195 | 3309.8006 | 176.793 | 380 | 4015.4645 | 5295.1091 | 7063.1198
833 | 75612.5253 | 1599.8568 | 0 | 75551.5253 | 2488.1332 | 14870.7533 | 2564.9883 | 3212.1975 | 83.9209 | 244 | 11978.4805 | 13029.253 | 14797.2637
834 | 76931.8291 | 1286.4513 | 0 | 76870.8291 | 3178.5 | 3268.3074 | 2426.4699 | 3480.5195 | 149.9093 | 54 | -1503.8323 | -577.0714 | 1190.9393
835 | 76750.1301 | 1566.2437 | -1566.2437 | 75122.8863 | 5034.0045 | 7555.0513 | 2453.8671 | 3524.7048 | 153.0618 | 244 | 2746.9324 | 3866.8457 | 5634.8564
836 | 75394.4803 | 1560.3855 | 0 | 75333.4803 | 1740.8786 | 4544.1173 | 2153.3072 | 3272.9411 | 167.5209 | 244 | 2266.2067 | 3400.5792 | 5168.5899
837 | 75992.9306 | 1595.0166 | -1595.0166 | 74336.914 | 2355.8857 | 6234.6323 | 2005.9281 | 3275.3294 | 108.9049 | 434 | 4193.29 | 5459.0465 | 7227.0572
838 | 75752.2244 | 1941.5185 | 0 | 75691.2244 | 3070.2256 | 1488.905 | 2670.4486 | 3260.3911 | 93.2353 | 54 | -1971.5054 | -1101.4186 | 666.5921
839 | 77011.2658 | 1529.9285 | -1529.9285 | 75420.3373 | 3762.8589 | 11067.5375 | 1478.4029 | 3445.8327 | 154.9581 | 54 | 6178.7769 | 7110.5865 | 8878.5972
840 | 76401.77 | 1614.9042 | 0 | 76340.77 | 1434.8395 | 15947.7886 | 2321.8398 | 3357.078 | 144.9963 | 380 | 13221.2969 | 14469.1447 | 16237.1554
841 | 75446.6894 | 1882.2664 | 0 | 75385.6894 | 1886.3622 | 19365.5598 | 2078.5813 | 3246.3708 | 102.3223 | 434 | 16788.6604 | 18047.8343 | 19815.845
842 | 76833.0032 | 1578.605 | 0 | 76772.0032 | 3277.9251 | 2515.7622 | 2489.0265 | 3502.584 | 102.3355 | 244 | -2172.3556 | -1103.1685 | 664.8422
843 | 75471.3627 | 1557.3172 | -1557.3172 | 73853.0456 | 2567.434 | 7335.4976 | 2556.8444 | 3148.9463 | 113.066 | 244 | 5991.0087 | 7070.9262 | 8838.9369
844 | 76355.4715 | 1547.0753 | 0 | 76294.4715 | 4130.5319 | 8238.6898 | 2472.287 | 3382.3157 | 99.7696 | 244 | 3038.4891 | 4105.1103 | 5873.121
845 | 75765.061 | 1524.671 | 0 | 75704.061 | 2080.0073 | 3657.4353 | 2443.612 | 3308.0625 | 127.1081 | 380 | 995.2414 | 2225.2011 | 3993.2118
846 | 76129.9252 | 1650.1863 | -1650.1863 | 74418.7389 | 5357.5038 | 18180.3481 | 2641.7455 | 3327.9421 | 125.3763 | 190 | 13743.9929 | 14782.2208 | 16550.2315
847 | 74489.4434 | 1294.6973 | 0 | 74428.4434 | 2470.4415 | 19380.079 | 2729.2676 | 3157.6437 | 142.106 | 244 | 17738.3053 | 18847.2629 | 20615.2736
848 | 76853.3337 | 2279.6938 | 0 | 76792.3337 | 2165.4377 | 8229.6269 | 2327.575 | 3442.6944 | 208.1407 | 54 | 4412.325 | 5397.3173 | 7165.328
849 | 74687.5164 | 2031.2752 | 0 | 74626.5164 | 2532.1751 | 2662.2961 | 2287.8728 | 3157.4858 | 124.4747 | 380 | 319.1633 | 1546.4895 | 3314.5002
850 | 74082.4185 | 1876.753 | -1876.753 | 72144.6656 | 2738.2838 | 9269.5301 | 2039.5846 | 3137.3141 | 144.1099 | 244 | 8933.6795 | 10044.641 | 11812.6517
851 | 74129.7781 | 2381.2262 | 0 | 74068.7781 | 3463.7424 | 12887.7032 | 1911.6082 | 3130.1176 | 122.9046 | 244 | 9767.1086 | 10856.8648 | 12624.8755
852 | 77597.5217 | 1991.1017 | 0 | 77536.5217 | 2898.2792 | 11981.0537 | 2278.361 | 3522.8796 | 64.0366 | 54 | 6717.6933 | 7558.5815 | 9326.5922
853 | 73925.9902 | 1450.6331 | 0 | 73864.9902 | 3002.1509 | 5965.5007 | 2457.3598 | 3134.0707 | 97.0884 | 244 | 4059.9902 | 5123.9302 | 6891.9409
854 | 73356.678 | 1710.8787 | 0 | 73295.678 | 2429.3149 | 4442.963 | 2159.0823 | 3124.5949 | 175.221 | 380 | 3371.8473 | 4649.9198 | 6417.9305
855 | 76040.437 | 1527.0068 | 0 | 75979.437 | 2298.3857 | 11137.2031 | 2473.3976 | 3348.1656 | 109.173 | 190 | 8051.1435 | 9073.1681 | 10841.1788
856 | 75113.5222 | 1365.3206 | 0 | 75052.5222 | 4577.8791 | 6316.6599 | 2590.7355 | 3167.9332 | 154.5283 | 54 | 1815.1272 | 2746.5071 | 4514.5178
857 | 76861.1475 | 1987.0876 | -1987.0876 | 74813.06 | 3769.4672 | 5898.5363 | 2676.4098 | 3522.2322 | 199.6983 | 54 | 2884.8511 | 3861.401 | 5629.4117
858 | 76344.57 | 1878.0817 | 0 | 76283.57 | 3112.2434 | 9167.4215 | 2680.0555 | 3356.8751 | 142.2904 | 244 | 5178.7387 | 6287.8807 | 8055.8914
859 | 74797.1466 | 1672.173 | 0 | 74736.1466 | 4141.9523 | 1728.4642 | 2623.2175 | 3149.3394 | 142.1464 | 244 | -2006.8778 | -897.8799 | 870.1308
860 | 76232.303 | 1595.6973 | -1595.6973 | 74575.6057 | 3062.0128 | 12280.4247 | 2092.5789 | 3455.697 | 121.1886 | 244 | 9561.2822 | 10649.3223 | 12417.333
861 | 76978.7569 | 1229.9159 | 0 | 76917.7569 | 2544.3313 | 16217.4123 | 2101.2224 | 3512.802 | 142.4724 | 54 | 11739.5485 | 12658.8724 | 14426.8831
862 | 74914.1561 | 1748.4397 | 0 | 74853.1561 | 1716.0749 | 13743.3113 | 2154.4985 | 3163.7288 | 138.1864 | 380 | 11862.5077 | 13103.5457 | 14871.5564
863 | 76420.4718 | 2058.9774 | 0 | 76359.4718 | 2538.5376 | 1749.3894 | 2304.737 | 3337.3666 | 160.3391 | 190 | -2136.3163 | -1063.1257 | 704.885
864 | 75439.4314 | 1654.0069 | -1654.0069 | 73724.4245 | 2336.7615 | 5368.282 | 2014.7898 | 3241.3095 | 180.601 | 244 | 3933.3953 | 5080.8479 | 6848.8586
865 | 76771.1245 | 2245.3505 | 0 | 76710.1245 | 2792.5987 | 8283.701 | 2214.1713 | 3398.8447 | 149.1988 | 190 | 3764.1937 | 4826.244 | 6594.2547
866 | 76943.9483 | 1854.8719 | 0 | 76882.9483 | 1344.7123 | 6754.0192 | 2411.6352 | 3497.1842 | 127.1713 | 380 | 3805.378 | 5035.4008 | 6803.4115
867 | 75878.7467 | 1708.8716 | 0 | 75817.7467 | 2869.5717 | 11150.5529 | 2174.3896 | 3290.1104 | 42.7035 | 380 | 7297.9346 | 8443.4896 | 10211.5003
868 | 74171.9083 | 1258.835 | 0 | 74110.9083 | 2283.5403 | 1977.1074 | 2418.2435 | 3134.1842 | 86.6692 | 190 | 505.2865 | 1504.8073 | 3272.818
869 | 74750.4943 | 2020.5801 | -2020.5801 | 72668.9142 | 1019.1656 | 4106.0348 | 2111.6254 | 3141.2371 | 74.6132 | 54 | 5041.0175 | 5892.4823 | 7660.493
870 | 76051.5684 | 1643.3868 | 0 | 75990.5684 | 631.1032 | 12599.1151 | 2784.1706 | 3272.1628 | 164.2908 | 190 | 11403.9769 | 12481.1193 | 14249.13
871 | 74255.4326 | 2167.635 | 0 | 74194.4326 | 1270.4456 | 3891.4387 | 2315.5012 | 3148.7449 | 62.4201 | 380 | 3261.0066 | 4426.2783 | 6194.289
872 | 76441.5945 | 1714.6851 | 0 | 76380.5945 | 5310.0697 | 1766.8058 | 2559.1878 | 3473.3141 | 77.4754 | 54 | -4521.1565 | -3666.8296 | -1898.8189
873 | 74915.218 | 1636.3714 | -1636.3714 | 73217.8466 | 2252.1631 | 16124.5072 | 2274.8843 | 3248.7691 | 144.1009 | 54 | 15548.3509 | 16469.3033 | 18237.314
874 | 76791.7906 | 1454.8247 | 0 | 76730.7906 | 2506.4855 | 6873.4949 | 1350.8227 | 3351.5703 | 104.3436 | 190 | 1708.8118 | 2726.0069 | 4494.0176
875 | 73645.524 | 1631.8815 | -1631.8815 | 71952.6425 | 3046.3818 | 15980.4211 | 2452.6312 | 3127.7319 | 234.6593 | 190 | 15931.9599 | 17079.4708 | 18847.4815
876 | 74837.0615 | 1875.4612 | 0 | 74776.0615 | 4240.2433 | 25426.0706 | 2310.1796 | 3149.4832 | 140.1281 | 380 | 21239.6286 | 22482.6082 | 24250.6189
877 | 75024.0868 | 1547.6247 | 0 | 74963.0868 | 3802.4037 | 12077.5487 | 2592.2709 | 3224.4239 | 71.3573 | 190 | 8498.9529 | 9483.1617 | 11251.1724
878 | 75877.2761 | 2064.3971 | 0 | 75816.2761 | 4109.4192 | 3412.5751 | 2775.0986 | 3354.3404 | 165.8868 | 244 | -1013.4812 | 119.2572 | 1887.2679
879 | 76006.924 | 1439.4028 | -1439.4028 | 74506.5212 | 3871.0763 | 5500.914 | 2661.5957 | 3296.3634 | 157.1838 | 380 | 2451.4756 | 3711.511 | 5479.5217
880 | 75873.1405 | 1571.4409 | -1571.4409 | 74240.6996 | 2278.7507 | 2975.7226 | 2484.0361 | 3192.8769 | 149.7014 | 434 | 1503.3853 | 2809.9383 | 4577.949
881 | 77342.2798 | 2265.8686 | -2265.8686 | 75015.4112 | 2960.329 | 13925.3233 | 1990.278 | 3378.3683 | 217.855 | 244 | 10688.4295 | 11873.136 | 13641.1467
882 | 75067.6352 | 1536.8144 | 0 | 75006.6352 | 2001.6924 | 8073.7888 | 2234.8876 | 3277.9541 | 116.514 | 190 | 5948.5028 | 6977.8684 | 8745.8791
883 | 75728.9903 | 1166.1224 | 0 | 75667.9903 | 4756.7201 | 2871.9364 | 2305.2709 | 3329.8278 | 64.99 | 244 | -2547.4753 | -1515.6337 | 252.377
884 | 76062.8725 | 1517.3114 | -1517.3114 | 74484.5611 | 1679.3329 | 4707.8686 | 1914.2736 | 3285.124 | 172.9987 | 434 | 3113.5721 | 4443.4224 | 6211.4331
885 | 77233.1823 | 1454.1614 | 0 | 77172.1823 | 1620.624 | 9866.25 | 2173.4998 | 3409.9827 | 181.4765 | 54 | 6027.1263 | 6985.4543 | 8753.465
886 | 76259.4419 | 1765.8456 | 0 | 76198.4419 | 3001.4905 | 4214.5377 | 2409.7589 | 3301.6681 | 90.4498 | 244 | 96.2324 | 1153.5338 | 2921.5445
887 | 74589.1496 | 1431.9369 | -1431.9369 | 73096.2126 | 4862.6515 | 6302.825 | 2261.724 | 3140.8918 | 138.9542 | 190 | 3116.7767 | 4168.5824 | 5936.5931
888 | 77151.4346 | 2180.1982 | 0 | 77090.4346 | 3162.5297 | 2325.6708 | 2095.187 | 3492.3378 | 120.2543 | 190 | -2969.5687 | -1936.4628 | -168.4521
889 | 75683.2171 | 1898.747 | -1898.747 | 73723.47 | 2503.7396 | 13705.6945 | 2495.3994 | 3260.9757 | 104.6353 | 54 | 12605.0601 | 13486.5469 | 15254.5576
890 | 75943.6084 | 2132.1388 | 0 | 75882.6084 | 3923.5161 | 7705.7334 | 2559.846 | 3277.0928 | 118.3137 | 434 | 3106.7476 | 4381.9129 | 6149.9236
891 | 76907.434 | 1185.0487 | 0 | 76846.434 | 4041.0797 | 5971.7064 | 2221.0964 | 3479.4232 | 207.6063 | 190 | 154.9123 | 1275.3702 | 3043.3809
892 | 75521.9052 | 1602.8436 | -1602.8436 | 73858.0616 | 3225.0049 | 17177.637 | 2671.7493 | 3172.1898 | 137.401 | 54 | 15308.7096 | 16222.9621 | 17990.9728
893 | 75538.677 | 1933.4459 | 0 | 75477.677 | 4558.4501 | 3563.7718 | 1947.7956 | 3162.0268 | 85.6939 | 190 | -1992.3329 | -993.7874 | 774.2233
894 | 76293.1137 | 1620.4629 | -1620.4629 | 74611.6509 | 1917.3311 | 20692.5237 | 2662.6219 | 3423.9792 | 163.6119 | 54 | 19620.343 | 20560.8065 | 22328.8172
895 | 76833.1524 | 1593.1677 | 0 | 76772.1524 | 2490.1098 | 6739.968 | 2567.2357 | 3320.58 | 104.8084 | 380 | 2735.7216 | 3943.3815 | 5711.3922
896 | 74854.5541 | 1790.9017 | 0 | 74793.5541 | 2062.5196 | 9527.4489 | 2639.2336 | 3168.8229 | 23.7323 | 190 | 7849.6318 | 8786.2156 | 10554.2263
897 | 75211.9612 | 1820.4559 | 0 | 75150.9612 | 3044.068 | 5060.5404 | 2325.6591 | 3229.3876 | 167.8278 | 190 | 1790.7578 | 2871.4372 | 4639.4479
898 | 76167.7062 | 1938.0961 | -1938.0961 | 74168.6101 | 2297.3004 | 7197.6247 | 2408.4934 | 3214.9838 | 73.8184 | 54 | 5725.3913 | 6576.0613 | 8344.072
899 | 75419.1221 | 2007.2797 | 0 | 75358.1221 | 2246.6038 | 7585.5575 | 2399.425 | 3314.271 | 114.9916 | 380 | 5064.7276 | 6282.5708 | 8050.5815
900 | 75773.3468 | 1697.3616 | 0 | 75712.3468 | 3791.7266 | 8502.1525 | 2526.7675 | 3221.5606 | 144.8043 | 434 | 4116.6071 | 5418.263 | 7186.2737
901 | 75090.3274 | 1337.586 | 0 | 75029.3274 | 2518.7243 | 5822.5861 | 2380.6618 | 3183.5833 | 170.6162 | 54 | 3208.9794 | 4156.4471 | 5924.4578
902 | 76819.8483 | 1390.6613 | 0 | 76758.8483 | 3390.4483 | 14164.6688 | 2563.8529 | 3189.1787 | 121.7828 | 244 | 9138.6038 | 10227.2382 | 11995.2489
903 | 76736.7735 | 1176.63 | 0 | 76675.7735 | 2199.0424 | 11303.3676 | 2524.8781 | 3295.6775 | 167.6764 | 54 | 7619.3073 | 8563.8353 | 10331.846
904 | 75998.4162 | 1885.6425 | 0 | 75937.4162 | 2083.5555 | 5473.5714 | 2078.1632 | 3248.7459 | 145.6113 | 380 | 2149.7087 | 3398.1717 | 5166.1824
905 | 75178.5083 | 1763.998 | -1763.998 | 73353.5102 | 2150.1674 | 8164.5579 | 2738.4715 | 3147.9437 | 129.8327 | 380 | 7917.4954 | 9150.1797 | 10918.1904
906 | 75889.1439 | 1648.0881 | 0 | 75828.1439 | 2753.351 | 9921.1906 | 2681.95 | 3315.0343 | 166.3746 | 190 | 6706.8799 | 7786.1061 | 9554.1168
907 | 74495.9773 | 1577.8328 | 0 | 74434.9773 | 1946.1818 | 8932.4635 | 2412.3166 | 3149.7801 | 141.0479 | 244 | 7483.6011 | 8591.5006 | 10359.5113
908 | 75762.3095 | 2071.3123 | 0 | 75701.3095 | 2322.7561 | 8705.705 | 2511.472 | 3251.3559 | 100.0716 | 54 | 5814.6673 | 6691.5905 | 8459.6012
909 | 75954.0723 | 1548.976 | 0 | 75893.0723 | 1591.6308 | 15849.3324 | 2336.8841 | 3284.4138 | 182.3254 | 380 | 13356.1273 | 14641.3042 | 16409.3149
910 | 75781.733 | 1793.7747 | 0 | 75720.733 | 2686.3209 | 3672.6248 | 2361.5827 | 3290.1183 | 86.7071 | 380 | 287.4719 | 1477.0306 | 3245.0413
911 | 74735.6732 | 1614.4095 | -1614.4095 | 73060.2637 | 2980.5527 | 5108.2342 | 2531.0913 | 3130.642 | 123.519 | 434 | 4099.3511 | 5379.7216 | 7147.7323
912 | 74328.0057 | 2039.3564 | 0 | 74267.0057 | 2367.6984 | 13178.8015 | 1920.089 | 3130.8333 | 78.0086 | 54 | 10965.2197 | 11820.0799 | 13588.0906
913 | 75765.1116 | 1643.5333 | 0 | 75704.1116 | 2469.9744 | 8299.0113 | 2401.352 | 3278.9753 | 168.7678 | 190 | 5175.4527 | 6257.072 | 8025.0827
914 | 74415.3924 | 2256.655 | 0 | 74354.3924 | 3042.9347 | 10677.784 | 2541.5752 | 3144.2682 | 72.3441 | 434 | 8336.5003 | 9565.696 | 11333.7067
915 | 75890.7078 | 1418.1073 | 0 | 75829.7078 | 3776.5141 | 3160.1984 | 2502.983 | 3485.902 | 154.1664 | 190 | -1086.9385 | -19.9205 | 1748.0902
916 | 76397.593 | 1284.4286 | -1284.4286 | 75052.1645 | 3325.1796 | 17911.4641 | 1904.5172 | 3229.7864 | 230.7068 | 244 | 14038.6237 | 15236.182 | 17004.1927
917 | 75151.6034 | 2051.6859 | 0 | 75090.6034 | 2831.7728 | 2973.6537 | 2728.2657 | 3371.5674 | 146.678 | 54 | 521.3107 | 1444.8403 | 3212.851
918 | 75940.1591 | 2133.7318 | -2133.7318 | 73745.4274 | 3492.7296 | 14463.1668 | 584.3082 | 3258.5623 | 82.6671 | 54 | 10438.0804 | 11297.5991 | 13065.6098
919 | 74052.7217 | 1576.8061 | 0 | 73991.7217 | 1775.7477 | 7808.3501 | 2280.1305 | 3126.0322 | 185.7724 | 190 | 6817.2434 | 7915.8674 | 9683.8781
920 | 77323.8273 | 1622.3754 | 0 | 77262.8273 | 1573.0584 | 12999.8169 | 2573.5184 | 3440.3154 | 209.0621 | 54 | 9547.965 | 10533.8787 | 12301.8894
921 | 76023.0806 | 2380.5177 | 0 | 75962.0806 | 3380.5396 | 9738.7391 | 1724.5958 | 3422.6145 | 118.2747 | 244 | 4913.5291 | 5998.6554 | 7766.6661
922 | 74902.7701 | 1511.43 | 0 | 74841.7701 | 4063.7286 | 10822.6653 | 2591.1839 | 3154.5616 | 128.5618 | 54 | 7033.1121 | 7938.5255 | 9706.5362
923 | 75740.6845 | 2020.7899 | 0 | 75679.6845 | 1345.8399 | 3990.8563 | 1881.6091 | 3190.4235 | 107.8615 | 244 | 1407.5645 | 2482.2776 | 4250.2883
924 | 75245.2993 | 1649.2219 | -1649.2219 | 73535.0773 | 2421.5804 | 15703.7487 | 2344.3694 | 3201.5955 | 161.091 | 380 | 14663.2558 | 15927.1984 | 17695.2091
925 | 72678.8262 | 1732.9007 | 0 | 72617.8262 | 3081.5602 | 12973.2552 | 2511.6468 | 3123.0089 | 86.8317 | 54 | 12278.7246 | 13142.4078 | 14910.4185
926 | 75758.5925 | 1765.3278 | 0 | 75697.5925 | 3499.2771 | 5852.3465 | 2339.8292 | 3374.046 | 177.6411 | 380 | 1739.5522 | 3020.0449 | 4788.0556
927 | 75083.2131 | 2353.037 | -2353.037 | 72669.1761 | 4283.0803 | 8972.775 | 2579.7291 | 3162.3191 | 34.6198 | 190 | 7132.7668 | 8080.2382 | 9848.2489
928 | 77198.929 | 1931.528 | 0 | 77137.929 | 3848.1322 | 17699.0156 | 2266.6008 | 3402.0228 | 128.7506 | 380 | 11751.778 | 12983.3801 | 14751.3908
929 | 73874.4733 | 1705.9974 | 0 | 73813.4733 | 1958.0147 | 3760.4554 | 2256.4459 | 3156.3043 | 66.4941 | 54 | 2771.9177 | 3615.2633 | 5383.274
930 | 73638.9625 | 1647.9255 | 0 | 73577.9625 | 2988.935 | 9392.4029 | 1959.7053 | 3123.3634 | 127.3093 | 380 | 7278.7741 | 8508.935 | 10276.9457
931 | 75529.7146 | 2234.1826 | 0 | 75468.7146 | 2894.6422 | 4855.588 | 2180.4324 | 3347.5535 | 218.6518 | 380 | 1390.417 | 2711.9203 | 4479.931
932 | 75143.3182 | 1419.1599 | -1419.1599 | 73663.1584 | 1831.3026 | 12932.6928 | 2426.1762 | 3236.5941 | 118.0661 | 244 | 12471.2021 | 13556.1197 | 15324.1304
933 | 74622.7723 | 1342.8609 | 0 | 74561.7723 | 2072.8459 | 8898.1976 | 2438.5499 | 3184.955 | 86.4912 | 380 | 7257.2842 | 8446.6269 | 10214.6376
934 | 76941.6366 | 1392.516 | 0 | 76880.6366 | 4975.9438 | 6029.5216 | 2524.0277 | 3430.2885 | 156.2496 | 54 | -502.5426 | 430.5585 | 2198.5692
935 | 75399.7715 | 1159.6031 | -1159.6031 | 74179.1684 | 3635.5782 | 5481.5678 | 2365.5613 | 3156.929 | 135.8298 | 434 | 2559.5115 | 3852.1928 | 5620.2035
936 | 74400.2845 | 2126.0851 | 0 | 74339.2845 | 3507.0992 | 7784.6071 | 2652.153 | 3148.5511 | 140.3588 | 54 | 5109.1275 | 6026.3378 | 7794.3485
937 | 75685.3376 | 1278.4558 | 0 | 75624.3376 | 3456.1142 | 10078.616 | 2589.3864 | 3405.4017 | 146.1481 | 244 | 6363.1523 | 7476.152 | 9244.1627
938 | 76371.3803 | 1396.7607 | 0 | 76310.3803 | 4564.6446 | 12978.0273 | 2041.7384 | 3328.352 | 96.6315 | 190 | 6843.2929 | 7852.7759 | 9620.7866
939 | 75788.0473 | 1413.7008 | 0 | 75727.0473 | 2049.4883 | 2312.8472 | 2340.9392 | 3261.7677 | 156.9559 | 54 | -490.7816 | 443.0259 | 2211.0366
940 | 76817.845 | 1724.2576 | -1724.2576 | 75032.5874 | 2952.8008 | 13858.8148 | 2640.5763 | 3434.9135 | 102.543 | 380 | 11319.1163 | 12524.5109 | 14292.5216
941 | 77137.2385 | 2179.8173 | 0 | 77076.2385 | 2836.3081 | 5423.8712 | 2461.8082 | 3537.2053 | 170.4622 | 434 | 880.5382 | 2207.852 | 3975.8627
942 | 76879.9155 | 1561.6166 | -1561.6166 | 75257.2989 | 3371.6828 | 8203.3491 | 2451.9472 | 3292.495 | 139.9567 | 380 | 4689.0096 | 5931.8179 | 7699.8286
943 | 76766.7973 | 1580.466 | 0 | 76705.7973 | 2578.6804 | 5727.4796 | 1876.3552 | 3481.9706 | 113.0601 | 244 | 1171.5278 | 2251.4394 | 4019.4501
944 | 76604.521 | 1700.8358 | -1700.8358 | 74842.6852 | 1799.5349 | 18536.978 | 2364.3259 | 3501.8957 | 178.9439 | 54 | 17131.1795 | 18086.975 | 19854.9857
945 | 75840.1713 | 1551.6248 | 0 | 75779.1713 | 3336.6379 | 7263.8532 | 2371.8854 | 3424.7433 | 172.8913 | 244 | 3314.8727 | 4454.6155 | 6222.6262
946 | 74742.2729 | 1557.4156 | 0 | 74681.2729 | 2603.5926 | 5105.3696 | 2418.9949 | 3124.82 | 159.1647 | 380 | 2734.5189 | 3996.5351 | 5764.5458
947 | 77013.6094 | 1344.0323 | 0 | 76952.6094 | 3657.4685 | 11244.4317 | 2414.8264 | 3430.4562 | 138.9595 | 190 | 5849.8364 | 6901.6475 | 8669.6582
948 | 75649.2811 | 1721.2972 | 0 | 75588.2811 | 3833.893 | 6863.9009 | 2293.4731 | 3255.6465 | 25.9242 | 244 | 2361.0463 | 3353.8221 | 5121.8328
949 | 76074.8747 | 1970.7615 | -1970.7615 | 74043.1132 | 4960.3409 | 7150.7527 | 2331.3304 | 3230.6873 | 156.901 | 380 | 3079.5163 | 4339.2688 | 6107.2795
950 | 75322.0548 | 1449.2302 | 0 | 75261.0548 | 4984.158 | 17633.7854 | 2514.8554 | 3186.5448 | 242.6221 | 380 | 12460.1729 | 13805.6465 | 15573.6572
951 | 75586.4537 | 1763.5441 | 0 | 75525.4537 | 2164.0068 | 5339.7112 | 2028.5254 | 3324.6931 | 84.4284 | 434 | 2373.6693 | 3614.9493 | 5382.96
952 | 75683.5223 | 1386.4633 | -1386.4633 | 74236.059 | 4190.8334 | 7013.6591 | 2363.4707 | 3246.0936 | 96.3678 | 190 | 3566.5311 | 4575.7505 | 6343.7612
953 | 74963.9351 | 1370.63 | 0 | 74902.9351 | 3191.0097 | 10628.7939 | 2535.3779 | 3231.2425 | 45.1737 | 244 | 7671.6694 | 8683.6947 | 10451.7054
954 | 74700.3 | 1538.6128 | 0 | 74639.3 | 2780.2618 | 4497.733 | 2674.3944 | 3245.6506 | 128.551 | 190 | 2368.4163 | 3409.8189 | 5177.8296
955 | 75169.0047 | 1709.8412 | -1709.8412 | 73398.1635 | 3772.3063 | 6434.1277 | 2350.2182 | 3209.1259 | 123.1128 | 54 | 4193.202 | 5093.1664 | 6861.1771
956 | 76601.6686 | 1496.3339 | 0 | 76540.6686 | 3385.7277 | 6538.8413 | 2420.0879 | 3436.1693 | 178.1375 | 190 | 1838.9023 | 2929.8913 | 4697.902
957 | 74470.4258 | 1621.1831 | -1621.1831 | 72788.2427 | 2917.9921 | 3134.8794 | 2402.3998 | 3155.3062 | 124.1042 | 244 | 2356.5505 | 3447.5063 | 5215.517
958 | 73618.8771 | 1692.6259 | -1692.6259 | 71865.2512 | 4357.8381 | 8105.3072 | 2241.7302 | 3123.3956 | 90.361 | 434 | 6617.5437 | 7864.7563 | 9632.767
959 | 74530.2997 | 1434.0173 | 0 | 74469.2997 | 3103.484 | 5900.5451 | 2464.8479 | 3141.4154 | 107.1447 | 380 | 3304.2246 | 4514.2208 | 6282.2315
960 | 75073.619 | 2175.5338 | 0 | 75012.619 | 1918.4185 | 7654.9931 | 2403.7104 | 3324.6121 | 205.7583 | 380 | 5822.4781 | 7131.0879 | 8899.0986
961 | 76304.8319 | 1135.561 | 0 | 76243.8319 | 2831.5773 | 5757.7073 | 2402.4609 | 3503.4498 | 71.0367 | 434 | 1958.4087 | 3186.297 | 4954.3077
962 | 75886.0594 | 1258.0179 | -1258.0179 | 74567.0415 | 909.8927 | 7397.97 | 2726.5046 | 3401.7755 | 107.9792 | 54 | 7419.516 | 8304.3467 | 10072.3574
963 | 76702.1136 | 1974.6901 | 0 | 76641.1136 | 2412.1514 | 12965.3045 | 2549.1459 | 3430.0664 | 155.9248 | 380 | 9261.4519 | 10520.2282 | 12288.2389
964 | 77076.2285 | 1650.6208 | 0 | 77015.2285 | 2390.7106 | 4782.7286 | 2484.8205 | 3515.273 | 175.9862 | 54 | 747.0829 | 1699.9207 | 3467.9314
965 | 75404.3551 | 1675.5258 | -1675.5258 | 73667.8292 | 3817.7577 | 7591.1318 | 2065.0141 | 3185.2884 | 89.8975 | 54 | 4726.0473 | 5592.7963 | 7360.807
966 | 76406.2442 | 1669.3758 | 0 | 76345.2442 | 1980.501 | 5894.3398 | 2311.8198 | 3391.8108 | 141.3709 | 54 | 2642.4251 | 3560.6475 | 5328.6582
967 | 76021.4029 | 2020.171 | 0 | 75960.4029 | 3003.161 | 14600.1434 | 2308.4432 | 3343.5683 | 86.2613 | 54 | 10658.791 | 11521.9038 | 13289.9145
968 | 74607.7651 | 1193.6265 | 0 | 74546.7651 | 2179.7154 | 9301.2855 | 2568.9327 | 3154.218 | 165.2816 | 190 | 7668.1557 | 8746.2889 | 10514.2996
969 | 75141.4247 | 1528.4158 | 0 | 75080.4247 | 2006.1578 | 11017.0409 | 2462.6048 | 3186.396 | 101.1913 | 190 | 8949.6592 | 9963.7021 | 11731.7128
970 | 75175.4732 | 1974.0619 | 0 | 75114.4732 | 2123.7596 | 9831.8179 | 2633.1782 | 3213.7403 | 152.6821 | 54 | 7810.7037 | 8740.2373 | 10508.248
971 | 75350.7941 | 1667.1869 | 0 | 75289.7941 | 2728.5932 | 1090.3832 | 2461.034 | 3189.6348 | 72.8125 | 244 | -1907.1353 | -867.4712 | 900.5395
972 | 77134.3773 | 1881.7973 | -1881.7973 | 75191.5799 | 6851.3864 | 2285.2954 | 2297.8111 | 3416.9091 | 187.9277 | 54 | -4672.7507 | -3707.9715 | -1939.9608
973 | 75333.0107 | 1558.6964 | -1558.6964 | 73713.3142 | 3217.7183 | 9283.0364 | 1785.3647 | 3223.0982 | 102.8301 | 244 | 6730.6666 | 7800.3483 | 9568.359
974 | 74980.0485 | 1786.9224 | 0 | 74919.0485 | 3027.0666 | 7510.0346 | 2013.3905 | 3189.9534 | 174.1656 | 244 | 4137.4635 | 5278.4806 | 7046.4913
975 | 76526.533 | 1472.0927 | 0 | 76465.533 | 3309.3216 | 7105.555 | 2277.8192 | 3327.9003 | 100.7953 | 54 | 2306.6199 | 3184.2667 | 4952.2774
976 | 77134.1992 | 1179.8646 | -1179.8646 | 75893.3346 | 2634.392 | 13341.2547 | 2247.4711 | 3314.7138 | 148.8628 | 380 | 9745.9129 | 10997.6273 | 12765.638
977 | 75841.9771 | 1955.9173 | 0 | 75780.9771 | 3086.2905 | 7135.5811 | 2561.6858 | 3289.3918 | 98.5164 | 380 | 3489.591 | 4690.959 | 6458.9697
978 | 77229.546 | 1078.2453 | 0 | 77168.546 | 3396.5814 | 5726.9227 | 2439.8 | 3529.144 | 156.807 | 244 | 500.9393 | 1624.5979 | 3392.6086
979 | 76217.1545 | 1046.0109 | -1046.0109 | 75110.1435 | 4374.0071 | 3913.4876 | 2252.7139 | 3332.8748 | 133.4384 | 380 | -614.8744 | 621.4155 | 2389.4262
980 | 75448.9541 | 1989.2303 | -1989.2303 | 73398.7238 | 3068.971 | 6159.5334 | 2057.2606 | 3149.2952 | 184.0457 | 190 | 4268.5944 | 5365.4916 | 7133.5023
981 | 77120.5416 | 1632.2493 | 0 | 77059.5416 | 3874.4988 | 5849.4877 | 2288.3752 | 3470.8754 | 90.4675 | 190 | 44.898 | 1048.2171 | 2816.2278
982 | 75508.6645 | 1813.3036 | -1813.3036 | 73634.361 | 1747.5343 | 2486.7582 | 2247.7537 | 3312.3598 | 157.8204 | 190 | 2035.1765 | 3105.8485 | 4873.8592
983 | 77270.4769 | 1582.0354 | -1582.0354 | 75627.4416 | 3210.7011 | 2639.695 | 2493.6474 | 3363.2153 | 112.6097 | 54 | -971.385 | -81.9237 | 1686.087
984 | 74802.2509 | 1757.0125 | -1757.0125 | 72984.2384 | 3175.5858 | 8794.4796 | 2744.6099 | 3173.4377 | 130.9456 | 190 | 7922.903 | 8966.7002 | 10734.7109
985 | 75546.9312 | 1177.5117 | 0 | 75485.9312 | 2667.1663 | 7909.6469 | 2308.6735 | 3174.8051 | 152.7752 | 54 | 4610.228 | 5539.8547 | 7307.8654
986 | 74807.6185 | 1633.3334 | 0 | 74746.6185 | 3314.2392 | 7115.576 | 2142.0524 | 3133.3531 | 185.6051 | 434 | 3700.3238 | 5042.7804 | 6810.7911
987 | 74840.1693 | 1630.2409 | 0 | 74779.1693 | 2616.5007 | 10882.9679 | 2300.1946 | 3242.158 | 149.0007 | 434 | 8399.8505 | 9705.7027 | 11473.7134
988 | 76242.0446 | 1290.0732 | 0 | 76181.0446 | 3243.0365 | 3288.0568 | 2627.8291 | 3419.48 | 154.4159 | 190 | -718.5152 | 348.7522 | 2116.7629
989 | 76747.953 | 1308.8903 | -1308.8903 | 75378.0626 | 2471.4503 | 10999.8163 | 2382.8535 | 3347.8796 | 170.6701 | 54 | 8251.2365 | 9198.7581 | 10966.7688
990 | 77163.183 | 1702.2903 | 0 | 77102.183 | 2930.4385 | 9098.7044 | 2284.8831 | 3398.6422 | 99.0654 | 380 | 4119.8082 | 5321.7251 | 7089.7358
991 | 75701.293 | 1396.8814 | 0 | 75640.293 | 3976.473 | 4194.7443 | 2094.5201 | 3326.0436 | 122.5755 | 380 | -631.258 | 594.1691 | 2362.1798
992 | 76684.5323 | 1265.8937 | -1265.8937 | 75357.6386 | 1953.5883 | 13692.0802 | 1536.6852 | 3502.3989 | 220.5563 | 244 | 10790.1375 | 11977.5453 | 13745.556
993 | 74119.4571 | 1592.7388 | 0 | 74058.4571 | 4597.687 | 9868.5359 | 2013.1765 | 3123.6656 | 98.3326 | 54 | 5719.4339 | 6594.618 | 8362.6287
994 | 75705.4177 | 2373.9427 | 0 | 75644.4177 | 1726.5623 | 2083.0519 | 1776.1985 | 3343.4871 | 163.8405 | 54 | -798.0425 | 142.6495 | 1910.6602
995 | 73824.4878 | 1643.9805 | -1643.9805 | 72119.5073 | 2315.8425 | 4587.9244 | 2605.6604 | 3132.4979 | 105.2655 | 244 | 5260.9329 | 6333.05 | 8101.0607
996 | 76810.4045 | 1402.8926 | 0 | 76749.4045 | 3485.8272 | 11531.9603 | 2714.0369 | 3322.5103 | 119.2743 | 244 | 6703.4759 | 7789.6017 | 9557.6124
997 | 75241.7694 | 1582.9004 | 0 | 75180.7694 | 2988.6215 | 4514.9219 | 2439.2454 | 3284.69 | 143.7071 | 434 | 1439.6665 | 2740.2252 | 4508.2359
998 | 76257.6007 | 1641.9657 | -1641.9657 | 74554.635 | 1901.9588 | 18117.0195 | 2631.3372 | 3257.8912 | 158.6818 | 380 | 16919.8542 | 18181.3876 | 19949.3983
999 | 74046.835 | 1790.0014 | 0 | 73985.835 | 1133.7252 | 5227.779 | 2153.4163 | 3147.8229 | 126.9841 | 380 | 4779.658 | 6009.4936 | 7777.5043
1000 | 74825.9422 | 1933.6536 | 0 | 74764.9422 | 3456.3166 | 11249.1014 | 2108.0437 | 3197.5432 | 103.126 | 244 | 7703.6294 | 8773.607 | 10541.6177
1001 | 75852.2867 | 1300.2754 | 0 | 75791.2867 | 2985.268 | 7040.8674 | 2701.4949 | 3337.9649 | 130.9355 | 190 | 3673.9726 | 4717.7596 | 6485.7703
1002 | 74716.9409 | 1703.3706 | 0 | 74655.9409 | 3225.1955 | 7967.3493 | 2340.0398 | 3132.4551 | 131.1275 | 244 | 4928.9078 | 6026.8868 | 7794.8975
1003 | 75542.7471 | 1574.0576 | 0 | 75481.7471 | 2184.4013 | 2741.7402 | 2256.1575 | 3183.1212 | 171.2899 | 54 | -114.9296 | 833.2119 | 2601.2226
1004 | 75598.8869 | 1950.0635 | -1950.0635 | 73587.8234 | 3393.2368 | 5066.8085 | 2671.8786 | 3161.3397 | 76.6615 | 434 | 3289.1666 | 4522.6797 | 6290.6904
1005 | 75617.5271 | 2034.5227 | 0 | 75556.5271 | 3218.0841 | 5951.3444 | 2515.5184 | 3239.3322 | 117.0624 | 54 | 2301.7839 | 3195.6979 | 4963.7086
1006 | 76558.8049 | 1538.1095 | -1538.1095 | 74959.6955 | 2633.4994 | 13004.1678 | 2336.2384 | 3434.7691 | 132.8737 | 190 | 10552.1804 | 11597.9056 | 13365.9163
1007 | 76744.9163 | 1465.8166 | 0 | 76683.9163 | 1765.2778 | 6053.6258 | 2693.8522 | 3320.3725 | 167.4781 | 380 | 2988.8565 | 4259.1861 | 6027.1968
1008 | 73994.6365 | 1587.0464 | 0 | 73933.6365 | 1743.337 | 8187.6643 | 2552.1673 | 3124.0144 | 246.1834 | 380 | 7557.0726 | 8906.1076 | 10674.1183
1009 | 76229.0373 | 1480.9593 | 0 | 76168.0373 | 3215.7562 | 10729.5432 | 1699.5302 | 3436.4647 | 114.2532 | 190 | 5851.9445 | 6879.0493 | 8647.06
1010 | 74665.9855 | 1638.2772 | 0 | 74604.9855 | 3037.6241 | 3814.1529 | 2592.5263 | 3209.6917 | 55.2107 | 54 | 1343.9614 | 2176.0237 | 3944.0344
1011 | 76571.7666 | 1343.4231 | -1343.4231 | 75167.3435 | 1921.8372 | 6401.2628 | 2526.6777 | 3448.9612 | 180.7558 | 190 | 4657.921 | 5751.5284 | 7519.5391
1012 | 74455.1629 | 1985.7456 | 0 | 74394.1629 | 2799.9865 | 11665.9714 | 2553.049 | 3153.5587 | 151.5931 | 434 | 9548.6297 | 10857.0744 | 12625.0851
1013 | 75390.6467 | 1917.2923 | 0 | 75329.6467 | 1756.8642 | 26067.0142 | 2406.5708 | 3157.4104 | 128.5878 | 54 | 23914.6846 | 24820.1239 | 26588.1346
1014 | 76230.9557 | 1567.3103 | 0 | 76169.9557 | 1509.7395 | 6214.1291 | 2558.0103 | 3326.5366 | 131.1717 | 244 | 3789.1809 | 4887.2042 | 6655.2149
1015 | 75336.7254 | 1764.6358 | 0 | 75275.7254 | 3544.5458 | 13994.6979 | 2526.93 | 3168.3844 | 95.0101 | 190 | 10239.9411 | 11247.8027 | 13015.8134
1016 | 77371.9636 | 1876.0673 | 0 | 77310.9636 | 1905.4683 | 10091.1718 | 1939.4943 | 3526.8679 | 100.8145 | 244 | 5711.3021 | 6778.9682 | 8546.9789
1017 | 76087.5083 | 2135.6507 | 0 | 76026.5083 | 2435.94 | 3983.4359 | 1531.6384 | 3317.2203 | 170.282 | 54 | -259.9538 | 687.1798 | 2455.1905
1018 | 75588.6911 | 1493.5536 | -1493.5536 | 74034.1375 | 3448.2135 | 18344.53 | 2512.908 | 3412.5231 | 114.3135 | 244 | 16157.8101 | 17238.9751 | 19006.9858
1019 | 75310.0297 | 1625.1043 | 0 | 75249.0297 | 2841.7776 | 6112.4429 | 2225.2955 | 3190.3121 | 166.2757 | 54 | 2807.4432 | 3750.5705 | 5518.5812
1020 | 76215.5851 | 2150.0395 | 0 | 76154.5851 | 2867.3807 | 17209.6228 | 2211.1248 | 3247.4111 | 152.998 | 380 | 13016.3929 | 14272.2424 | 16040.2531
1021 | 74722.1981 | 1836.0674 | 0 | 74661.1981 | 3956.7269 | 9794.8524 | 2272.4392 | 3132.3627 | 110.0851 | 244 | 5951.9294 | 7028.8661 | 8796.8768
1022 | 73826.6996 | 1748.5802 | 0 | 73765.6996 | 2307.5838 | 6509.343 | 2353.1592 | 3135.0903 | 143.7647 | 244 | 5294.5091 | 6405.1254 | 8173.1361
1023 | 76950.1162 | 1816.8984 | 0 | 76889.1162 | 4412.5563 | 16305.7191 | 2130.1657 | 3454.4402 | 227.7243 | 54 | 9958.8524 | 10963.4283 | 12731.439
1024 | 76359.7999 | 1641.4097 | 0 | 76298.7999 | 2064.3544 | 14875.0362 | 2304.9197 | 3221.8462 | 129.1604 | 54 | 11408.8477 | 12314.8597 | 14082.8704
1025 | 76959.7785 | 1077.773 | 0 | 76898.7785 | 3473.0296 | 2675.4157 | 2185.6944 | 3459.851 | 134.0586 | 434 | -2680.647 | -1389.7368 | 378.2739
1026 | 76561.8902 | 1776.503 | -1776.503 | 74724.3872 | 4030.221 | 10533.624 | 2436.5095 | 3269.773 | 236.9187 | 380 | 6855.4982 | 8195.2684 | 9963.2791
1027 | 76602.1729 | 1701.3554 | 0 | 76541.1729 | 3520.5925 | 8044.3868 | 2491.7336 | 3362.7796 | 161.819 | 54 | 3207.3347 | 4146.0053 | 5914.016
1028 | 73974.2212 | 1612.7702 | 0 | 73913.2212 | 4807.864 | 3542.9842 | 2012.7046 | 3124.4746 | 100.6517 | 244 | -670.7218 | 396.7814 | 2164.7921
1029 | 75093.6075 | 2199.0514 | -2199.0514 | 72833.5561 | 4844.4115 | 2443.5436 | 2286.1036 | 3199.0965 | 134.4137 | 244 | -379.0239 | 722.2413 | 2490.252
1030 | 75618.1285 | 2052.532 | -2052.532 | 73504.5965 | 3326.9074 | 16609.255 | 2445.603 | 3269.4467 | 73.822 | 190 | 14863.0008 | 15849.6744 | 17617.6851
1031 | 74714.5093 | 1349.8231 | 0 | 74653.5093 | 3148.7041 | 5784.0134 | 1864.197 | 3228.5239 | 154.3639 | 54 | 2444.721 | 3375.9365 | 5143.9472
1032 | 75767.9398 | 2284.174 | -2284.174 | 73422.7658 | 2153.7413 | 8110.1575 | 2512.8613 | 3272.2786 | 141.2961 | 244 | 7688.9903 | 8797.138 | 10565.1487
1033 | 75929.1672 | 1449.6157 | 0 | 75868.1672 | 6028.3489 | 3986.5795 | 2151.7821 | 3340.4972 | 152.8307 | 434 | -3047.4573 | -1737.7751 | 30.2356
1034 | 75320.1561 | 1594.8067 | -1594.8067 | 73664.3494 | 3383.9966 | 13073.7741 | 2358.9569 | 3165.8927 | 121.5801 | 190 | 10920.4777 | 11954.9094 | 13722.9201
1035 | 77209.2639 | 1723.4951 | 0 | 77148.2639 | 1760.8752 | 4959.0344 | 2652.2495 | 3527.9093 | 104.9071 | 190 | 1600.2542 | 2618.0128 | 4386.0235
1036 | 75967.68 | 1358.9399 | -1358.9399 | 74547.7401 | 1961.3885 | 1144.1659 | 2528.5627 | 3295.7078 | 156.5195 | 54 | -170.4921 | 762.879 | 2530.8897
1037 | 75399.5405 | 1183.7868 | -1183.7868 | 74154.7536 | 3246.8521 | 10245.4241 | 2104.5979 | 3483.5762 | 111.3828 | 244 | 7802.1924 | 8880.4268 | 10648.4375
1038 | 76188.8537 | 2192.5654 | 0 | 76127.8537 | 2185.5899 | 11311.9267 | 2523.6679 | 3348.6778 | 141.5416 | 244 | 8241.0287 | 9349.4218 | 11117.4325
1039 | 75211.6185 | 2319.1683 | 0 | 75150.6185 | 4758.8585 | 5651.6435 | 2287.7742 | 3207.8643 | 193.0454 | 54 | 608.0049 | 1577.9019 | 3345.9126
1040 | 76299.271 | 1684.2128 | -1684.2128 | 74554.0582 | 4501.1484 | 5342.0179 | 2520.5886 | 3413.1216 | 123.9868 | 54 | 1590.7215 | 2491.5598 | 4259.5705
1041 | 75859.4008 | 1766.0191 | -1766.0191 | 74032.3817 | 904.8405 | 4426.8591 | 1936.1572 | 3257.2804 | 108.1507 | 54 | 4053.2746 | 4938.2769 | 6706.2876
1042 | 75334.8141 | 1543.2195 | 0 | 75273.8141 | 2472.7272 | 5650.7562 | 2494.4473 | 3224.4843 | 236.1548 | 190 | 2993.3465 | 4142.3529 | 5910.3636
1043 | 76798.8838 | 1205.1645 | 0 | 76737.8838 | 2743.4641 | 8186.6789 | 2540.6393 | 3351.103 | 167.9596 | 380 | 3967.2733 | 5238.0844 | 7006.0951
1044 | 76724.2753 | 1812.7842 | 0 | 76663.2753 | 2241.1316 | 12418.9407 | 1572.5271 | 3396.1845 | 114.5496 | 434 | 7853.4454 | 9124.8466 | 10892.8573
1045 | 74828.5996 | 2174.447 | 0 | 74767.5996 | 3061.142 | 12687.4926 | 1956.8072 | 3348.4234 | 118.0789 | 190 | 9534.1816 | 10565.112 | 12333.1227
1046 | 76086.2412 | 1528.0737 | 0 | 76025.2412 | 3377.6579 | 14841.3071 | 2071.7759 | 3308.9389 | 122.2313 | 434 | 10189.3228 | 11468.4057 | 13236.4164
1047 | 77320.1768 | 1107.7158 | 0 | 77259.1768 | 2761.895 | 3713.8397 | 2335.9837 | 3525.3704 | 137.8283 | 244 | -1075.6779 | 29.002 | 1797.0127
1048 | 76097.8753 | 2184.9494 | -2184.9494 | 73851.9259 | 2255.8777 | 7984.875 | 2447.0044 | 3376.1918 | 189.0429 | 190 | 7070.4677 | 8172.3621 | 9940.3728
1049 | 74208.5957 | 1379.8781 | 0 | 74147.5957 | 4301.7749 | 2264.8523 | 2089.7414 | 3153.0801 | 125.1397 | 54 | -1571.4968 | -669.5056 | 1098.5051
1050 | 76413.667 | 1547.2899 | -1547.2899 | 74805.3771 | 1990.996 | 6229.4185 | 2404.5009 | 3349.6663 | 102.6891 | 54 | 4557.4126 | 5436.9532 | 7204.9639
1051 | 76578.7806 | 1887.4007 | 0 | 76517.7806 | 3658.7114 | 9075.3261 | 2200.5839 | 3407.9395 | 192.0194 | 380 | 3877.5576 | 5172.4286 | 6940.4393
1052 | 75456.6754 | 1211.5991 | 0 | 75395.6754 | 2519.8702 | 5572.6519 | 2441.7236 | 3352.3119 | 163.1665 | 190 | 2821.3418 | 3897.3598 | 5665.3705
1053 | 74157.758 | 2108.833 | 0 | 74096.758 | 3144.8266 | 6703.1161 | 2482.148 | 3163.0434 | 159.6524 | 244 | 4476.9229 | 5603.4268 | 7371.4375
1054 | 76622.5262 | 1566.2915 | 0 | 76561.5262 | 3714.2311 | 11444.4101 | 2325.4645 | 3409.4295 | 153.1768 | 54 | 6273.7468 | 7203.7751 | 8971.7858
1055 | 74618.4036 | 1386.3799 | 0 | 74557.4036 | 2248.5641 | 3034.9589 | 2045.038 | 3210.1859 | 203.074 | 244 | 854.415 | 2024.3406 | 3792.3513
1056 | 76725.5609 | 1399.2362 | -1399.2362 | 75265.3247 | 3765.3875 | 9689.0196 | 2045.0384 | 3485.7651 | 26.7317 | 380 | 5559.3109 | 6688.8941 | 8456.9048
1057 | 76549.1423 | 1568.7081 | 0 | 76488.1423 | 1485.8378 | 9147.9774 | 2114.5847 | 3479.4869 | 215.7689 | 380 | 6138.269 | 7456.8894 | 9224.9001
1058 | 73830.4737 | 1445.4789 | 0 | 73769.4737 | 5368.376 | 12443.214 | 2824.3176 | 3129.8953 | 122.383 | 54 | 8629.7773 | 9529.0119 | 11297.0226
1059 | 76118.6138 | 1908.2054 | 0 | 76057.6138 | 2386.7187 | 7804.6045 | 2451.947 | 3414.3875 | 147.2084 | 54 | 4596.8065 | 5520.8665 | 7288.8772
1060 | 76318.3202 | 1198.7359 | 0 | 76257.3202 | 3474.772 | 5393.6977 | 2383.8326 | 3256.075 | 134.2363 | 190 | 671.7131 | 1718.8009 | 3486.8116
1061 | 74138.9306 | 1316.9891 | -1316.9891 | 72760.9415 | 2468.3711 | 11124.8272 | 2320.9313 | 3157.2791 | 106.0924 | 190 | 10743.9251 | 11762.8691 | 13530.8798
1062 | 75595.3424 | 2109.2516 | 0 | 75534.3424 | 1885.5689 | 19535.9015 | 2270.1135 | 3269.4374 | 151.7634 | 54 | 17025.7411 | 17954.356 | 19722.3667
1063 | 76438.9284 | 1542.6322 | 0 | 76377.9284 | 2530.8651 | 5355.4299 | 2443.8218 | 3476.1372 | 194.1004 | 190 | 1736.7954 | 2843.7474 | 4611.7581
1064 | 76058.8876 | 1265.1479 | -1265.1479 | 74732.7397 | 2367.4085 | 7371.7668 | 2537.7716 | 3319.9165 | 35.4438 | 380 | 5499.5068 | 6637.8021 | 8405.8128
1065 | 75399.6617 | 1818.0884 | 0 | 75338.6617 | 2159.4987 | 4494.1678 | 2452.854 | 3265.7844 | 192.125 | 434 | 2084.8457 | 3433.8222 | 5201.8329
1066 | 74889.4189 | 1251.6904 | -1251.6904 | 73576.7285 | 2054.2489 | 9561.4352 | 2078.0721 | 3256.9147 | 159.6506 | 380 | 8635.6447 | 9898.1468 | 11666.1575
1067 | 76329.5842 | 2126.3178 | 0 | 76268.5842 | 3340.3611 | 10502.7798 | 2521.7031 | 3344.6296 | 250.3811 | 244 | 6130.3672 | 7347.5999 | 9115.6106
1068 | 76277.4721 | 1649.8796 | 0 | 76216.4721 | 2833.0065 | 10652.902 | 2203.5398 | 3311.6661 | 132.0738 | 244 | 6488.8293 | 7587.7547 | 9355.7654
1069 | 75712.0117 | 2097.7792 | 0 | 75651.0117 | 599.1263 | 5280.5476 | 2300.0309 | 3131.1024 | 94.6269 | 380 | 3831.7428 | 5029.2213 | 6797.232
1070 | 77305.3566 | 1695.895 | 0 | 77244.3566 | 2360.1821 | 8576.4848 | 2781.6605 | 3519.3972 | 93.6302 | 380 | 4643.2039 | 5839.6857 | 7607.6964
1071 | 75413.3826 | 2105.5638 | 0 | 75352.3826 | 1796.1857 | 3323.1179 | 2623.3924 | 3261.0016 | 61.9664 | 380 | 1429.1436 | 2593.9615 | 4361.9722
1072 | 77357.5177 | 1665.2375 | -1665.2375 | 75631.2802 | 2099.2855 | 4937.1509 | 2627.6723 | 3521.6724 | 140.2363 | 434 | 2726.1299 | 4023.2178 | 5791.2285
1073 | 76528.4409 | 1653.7209 | 0 | 76467.4409 | 3676.1499 | 4698.0543 | 2724.589 | 3370.0349 | 102.0525 | 244 | 19.2873 | 1088.1914 | 2856.2021
1074 | 74982.0659 | 1758.0127 | -1758.0127 | 73163.0532 | 3547.4215 | 3430.7051 | 2290.4387 | 3188.023 | 128.1465 | 244 | 1568.892 | 2663.89 | 4431.9007
1075 | 76856.7374 | 1467.0882 | -1467.0882 | 75328.6492 | 1333.902 | 19208.8079 | 2664.8545 | 3495.273 | 24.2831 | 54 | 18076.5843 | 18877.7189 | 20645.7296
1076 | 76193.7424 | 1396.1425 | 0 | 76132.7424 | 1995.7187 | 19501.5081 | 2034.2523 | 3327.4711 | 96.6386 | 244 | 16104.9703 | 17168.4605 | 18936.4712
1077 | 76080.0265 | 2244.7647 | 0 | 76019.0265 | 1356.0881 | 8021.8697 | 2498.1851 | 3293.7737 | 166.8014 | 244 | 5808.9139 | 6942.5669 | 8710.5776
1078 | 74676.3399 | 1397.9293 | 0 | 74615.3399 | 3145.8654 | 5052.2492 | 1823.21 | 3151.944 | 166.6156 | 190 | 1636.3979 | 2715.8651 | 4483.8758
1079 | 75737.2521 | 1802.0505 | -1802.0505 | 73874.2016 | 2478.2659 | 7661.2896 | 2478.3585 | 3313.8856 | 142.3751 | 54 | 6471.2661 | 7390.4928 | 9158.5035
1080 | 74800.8548 | 2143.255 | 0 | 74739.8548 | 2372.9209 | 10853.8881 | 2335.8671 | 3147.5889 | 102.6951 | 380 | 8594.7685 | 9800.3152 | 11568.3259
1081 | 75460.4455 | 2137.6262 | 0 | 75399.4455 | 4727.9756 | 8912.7944 | 2356.9413 | 3149.6674 | 162.5542 | 190 | 3662.182 | 4737.5877 | 6505.5984
1082 | 74611.4359 | 1450.5409 | 0 | 74550.4359 | 2843.6718 | 15238.5887 | 1577.9166 | 3236.3246 | 151.5806 | 380 | 12028.9222 | 13283.3543 | 15051.365
1083 | 74784.7237 | 2250.1195 | 0 | 74723.7237 | 1975.6823 | 3274.1322 | 2346.3138 | 3215.2114 | 144.5226 | 380 | 1506.4515 | 2753.8257 | 4521.8364
1084 | 75366.5188 | 1543.4848 | -1543.4848 | 73762.034 | 1632.3401 | 13540.9353 | 2532.0897 | 3145.0876 | 157.631 | 244 | 13193.9386 | 14318.4211 | 16086.4318
1085 | 77060.1983 | 1561.1329 | 0 | 76999.1983 | 1562.8505 | 6497.9035 | 2441.7019 | 3381.0204 | 174.1537 | 54 | 3128.777 | 4079.7823 | 5847.793
1086 | 75901.6783 | 1652.975 | 0 | 75840.6783 | 958.3105 | 8445.2462 | 2570.0308 | 3395.4062 | 85.2837 | 190 | 6981.8945 | 7980.0297 | 9748.0404
1087 | 77079.9664 | 2126.9016 | 0 | 77018.9664 | 2506.3547 | 8787.5995 | 2028.4667 | 3470.9862 | 207.2027 | 190 | 4131.9312 | 5251.9854 | 7019.9961
1088 | 75106.1788 | 1438.8554 | 0 | 75045.1788 | 1777.3921 | 10923.3748 | 2119.8341 | 3146.837 | 106.282 | 434 | 8737.675 | 10000.8086 | 11768.8193
1089 | 74980.7616 | 1419.4156 | 0 | 74919.7616 | 1618.7576 | 6820.0497 | 2495.9067 | 3128.4944 | 171.3323 | 190 | 5276.1315 | 6360.3154 | 8128.3261
1090 | 75059.0199 | 1842.4572 | 0 | 74998.0199 | 4193.1983 | 5322.2196 | 2572.148 | 3174.8459 | 99.3574 | 244 | 1248.1953 | 2314.4043 | 4082.415
1091 | 75417.1688 | 1864.2914 | -1864.2914 | 73491.8774 | 4706.1062 | 3323.1637 | 1731.0691 | 3257.5232 | 151.0567 | 244 | -516.0275 | 601.8807 | 2369.8914
1092 | 74401.0343 | 1824.0565 | -1824.0565 | 72515.9778 | 2526.7053 | 7089.289 | 2574.2759 | 3168.6166 | 137.9373 | 54 | 7159.6984 | 8074.4873 | 9842.498
1093 | 76819.4569 | 1349.2014 | 0 | 76758.4569 | 2054.3262 | 4567.1615 | 2220.2106 | 3455.5874 | 105.6689 | 190 | 800.3764 | 1818.8968 | 3586.9075
1094 | 75888.2974 | 2410.5842 | -2410.5842 | 73416.7132 | 3207.305 | 5136.2259 | 2225.4231 | 3376.0032 | 124.0058 | 434 | 3483.834 | 4764.6913 | 6532.702
1095 | 75465.7958 | 1888.2467 | 0 | 75404.7958 | 3844.9781 | 13202.272 | 2356.7065 | 3234.9534 | 172.9707 | 54 | 8914.3581 | 9864.1803 | 11632.191
1096 | 74366.0147 | 1552.5641 | 0 | 74305.0147 | 2038.5744 | 8577.3317 | 2610.9065 | 3153.2614 | 168.8889 | 190 | 7368.1106 | 8449.851 | 10217.8617
1097 | 75429.8164 | 1942.2761 | 0 | 75368.8164 | 2566.1425 | 7396.2772 | 1949.5057 | 3294.3861 | 90.85 | 54 | 4075.41 | 4943.1116 | 6711.1223
1098 | 75415.4919 | 1209.2484 | 0 | 75354.4919 | 4822.966 | 13437.6012 | 2465.6772 | 3171.9371 | 177.1872 | 54 | 8267.9576 | 9221.9963 | 10990.007
1099 | 73707.0737 | 1403.6729 | 0 | 73646.0737 | 3119.6147 | 12848.3722 | 1942.5275 | 3123.2414 | 159.0622 | 244 | 10518.6527 | 11644.5664 | 13412.5771
1100 | 75299.1056 | 1742.934 | 0 | 75238.1056 | 2315.399 | 16062.9162 | 2129.9065 | 3286.088 | 137.6599 | 54 | 13295.6062 | 14210.1177 | 15978.1284
1101 | 75350.3616 | 1655.8784 | 0 | 75289.3616 | 3516.1448 | 15592.5545 | 2560.9339 | 3177.8971 | 122.497 | 190 | 11896.0791 | 12931.4277 | 14699.4384
1102 | 75419.1446 | 1362.9672 | 0 | 75358.1446 | 1860.1871 | 8719.3134 | 2407.8847 | 3143.0601 | 117.1352 | 54 | 6422.1265 | 7316.1133 | 9084.124
1103 | 74474.3589 | 1742.0118 | 0 | 74413.3589 | 2976.5995 | 8031.0024 | 2664.4229 | 3165.6388 | 63.89 | 190 | 5841.3058 | 6818.0474 | 8586.0581
1104 | 75752.3502 | 1801.9562 | 0 | 75691.3502 | 1147.6681 | 19897.7596 | 2485.2614 | 3373.0116 | 140.0544 | 380 | 18287.2142 | 19530.1202 | 21298.1309
1105 | 76040.5782 | 1795.619 | 0 | 75979.5782 | 2058.3882 | 3524.2049 | 2433.1655 | 3411.8457 | 143.0403 | 190 | 701.4497 | 1757.3416 | 3525.3523
1106 | 75850.4668 | 1575.0324 | -1575.0324 | 74214.4344 | 1882.584 | 11061.0777 | 2370.5511 | 3298.0026 | 141.5616 | 434 | 10002.813 | 11301.2262 | 13069.2369
1107 | 76753.3688 | 1817.941 | 0 | 76692.3688 | 3433.5387 | 6993.8929 | 1919.5345 | 3470.0201 | 118.6628 | 380 | 1627.74 | 2849.2544 | 4617.2651
1108 | 74721.1649 | 1665.9248 | -1665.9248 | 72994.24 | 3126.7472 | 3312.1698 | 2616.5581 | 3198.9838 | 105.4864 | 190 | 2376.9245 | 3395.2625 | 5163.2732
1109 | 76473.45 | 1971.4112 | -1971.4112 | 74441.0388 | 2348.8893 | 7366.7342 | 1532.7083 | 3279.567 | 154.4949 | 54 | 4759.2813 | 5690.6277 | 7458.6384
1110 | 75302.7705 | 1678.9968 | 0 | 75241.7705 | 2042.6746 | 5129.0104 | 2470.46 | 3360.715 | 94.5837 | 380 | 3045.9403 | 4243.3756 | 6011.3863
1111 | 76659.8474 | 2199.5307 | 0 | 76598.8474 | 1969.7746 | 7232.148 | 2140.5729 | 3429.43 | 156.3551 | 244 | 3603.729 | 4726.9356 | 6494.9463
1112 | 77029.8655 | 1231.6054 | 0 | 76968.8655 | 1417.331 | 16469.7159 | 1956.4564 | 3374.8204 | 143.1169 | 190 | 12784.9962 | 13840.9647 | 15608.9754
1113 | 75723.3965 | 1485.2544 | 0 | 75662.3965 | 3278.9471 | 11482.2326 | 1622.9291 | 3225.006 | 137.3933 | 434 | 6759.0242 | 8053.269 | 9821.2797
1114 | 75615.7004 | 2321.5859 | 0 | 75554.7004 | 1424.2538 | 5771.7129 | 1752.5722 | 3174.862 | 120.3418 | 380 | 3090.393 | 4313.5864 | 6081.5971
1115 | 76282.3002 | 1542.8869 | 0 | 76221.3002 | 2776.5398 | 7224.7165 | 2276.1298 | 3265.6172 | 157.7828 | 380 | 3138.8233 | 4399.4577 | 6167.4684
1116 | 75132.7785 | 1574.8134 | 0 | 75071.7785 | 3976.4619 | 9566.6334 | 2431.5289 | 3219.9163 | 40.8154 | 190 | 5540.0381 | 6493.7051 | 8261.7158
1117 | 76773.4008 | 2297.0608 | 0 | 76712.4008 | 1884.0722 | 10859.7465 | 2307.6924 | 3421.4884 | 159.7666 | 190 | 7362.6544 | 8435.2725 | 10203.2832
1118 | 75956.2886 | 1626.1239 | 0 | 75895.2886 | 2340.9115 | 13535.3042 | 2730.4309 | 3164.6056 | 62.6916 | 54 | 10564.3406 | 11403.8838 | 13171.8945
1119 | 75985.8389 | 1453.5061 | 0 | 75924.8389 | 3052.1715 | 8002.6972 | 2035.575 | 3183.6472 | 164.8853 | 54 | 3615.1091 | 4556.8459 | 6324.8566
1120 | 76145.8365 | 1101.5333 | 0 | 76084.8365 | 2695.8529 | 6536.5148 | 2506.7066 | 3296.0311 | 83.4099 | 54 | 2928.7632 | 3789.0247 | 5557.0354
1121 | 74108.6317 | 1272.1979 | 0 | 74047.6317 | 2713.6024 | 20624.1668 | 2213.8568 | 3210.9438 | 235.4955 | 244 | 18657.9332 | 19860.2802 | 21628.2909
1122 | 76653.575 | 1226.0107 | 0 | 76592.575 | 1822.8622 | 4844.0128 | 2410.4004 | 3503.7966 | 61.3881 | 244 | 1712.9727 | 2741.2124 | 4509.2231
1123 | 75091.0402 | 1202.0329 | -1202.0329 | 73828.0073 | 2240.6804 | 22542.062 | 2214.3157 | 3136.5969 | 144.9074 | 434 | 21194.4869 | 22496.2459 | 24264.2566
1124 | 77004.626 | 2221.7567 | 0 | 76943.626 | 1994.8368 | 2927.4525 | 2651.6145 | 3470.8098 | 139.9838 | 190 | -518.386 | 534.4493 | 2302.46
1125 | 75719.9351 | 1346.9141 | -1346.9141 | 74312.021 | 3749.7929 | 6887.8117 | 2240.2267 | 3217.8 | 152.6346 | 434 | 3654.2245 | 4963.7107 | 6731.7214
1126 | 76687.0433 | 2121.2241 | 0 | 76626.0433 | 2256.0152 | 12009.5161 | 2498.4426 | 3501.4541 | 171.3929 | 190 | 8497.5544 | 9581.7988 | 11349.8095
1127 | 76101.0978 | 1511.4338 | 0 | 76040.0978 | 2152.7332 | 1696.8613 | 2439.345 | 3246.6448 | 120.3351 | 190 | -1439.78 | -406.5933 | 1361.4174
1128 | 75741.6443 | 1821.7003 | -1821.7003 | 73858.944 | 3034.647 | 4373.3716 | 2100.5202 | 3134.4709 | 175.7511 | 190 | 2084.9717 | 3173.5743 | 4941.585
1129 | 75539.6027 | 1978.0247 | -1978.0247 | 73500.578 | 2531.0348 | 10058.1852 | 2681.9836 | 3163.5138 | 97.5329 | 190 | 9242.2698 | 10252.6543 | 12020.665
1130 | 75539.3372 | 1358.7984 | 0 | 75478.3372 | 2677.8948 | 9425.8302 | 2674.9894 | 3215.7435 | 165.6529 | 54 | 6530.5311 | 7473.0356 | 9241.0463
1131 | 75202.9189 | 1815.1141 | 0 | 75141.9189 | 3071.6902 | 5652.9432 | 2350.9508 | 3283.3738 | 172.41 | 190 | 2443.8587 | 3529.1203 | 5297.131
1132 | 75309.2243 | 1600.7791 | -1600.7791 | 73647.4452 | 1865.7775 | 3981.3054 | 1536.1829 | 3364.457 | 110.5971 | 54 | 2738.9226 | 3626.3713 | 5394.382
1133 | 74744.3759 | 1783.1547 | 0 | 74683.3759 | 1721.9097 | 12552.4705 | 1982.988 | 3150.4681 | 143.5259 | 244 | 10650.841 | 11761.2185 | 13529.2292
1134 | 76069.5772 | 2112.0232 | 0 | 76008.5772 | 2320.3564 | 17987.2784 | 2673.0428 | 3272.1259 | 73.7216 | 54 | 14973.7136 | 15824.2867 | 17592.2974
1135 | 76692.9941 | 1231.3533 | 0 | 76631.9941 | 5167.5875 | 9033.8917 | 2102.9658 | 3436.2657 | 59.6121 | 244 | 2143.7415 | 3170.2052 | 4938.2159
1136 | 76126.4877 | 1630.3358 | -1630.3358 | 74435.1519 | 2799.6207 | 11052.4441 | 2659.5739 | 3336.5529 | 167.4118 | 434 | 9183.9984 | 10508.2618 | 12276.2725
1137 | 75506.0209 | 1733.6665 | 0 | 75445.0209 | 1775.9109 | 15756.0952 | 2652.6709 | 3199.4783 | 140.4134 | 54 | 13757.5125 | 14674.7775 | 16442.7882
1138 | 75670.0332 | 1399.6022 | 0 | 75609.0332 | 4125.1946 | 8309.0705 | 2598.5127 | 3164.1812 | 76.9534 | 190 | 3707.7367 | 4697.5416 | 6465.5523
1139 | 74356.067 | 1901.6018 | 0 | 74295.067 | 6273.3405 | 15834.1441 | 2565.4279 | 3164.1437 | 130.8006 | 190 | 10365.5082 | 11409.1604 | 13177.1711
1140 | 74260.4525 | 1822.1824 | 0 | 74199.4525 | 3805.4432 | 5391.2894 | 2534.3036 | 3131.1479 | 181.1172 | 54 | 2422.0452 | 3380.014 | 5148.0247
1141 | 76182.5782 | 1580.2248 | -1580.2248 | 74541.3534 | 2602.6304 | 4463.8148 | 2478.1369 | 3323.8147 | 212.0301 | 54 | 2491.9827 | 3480.8643 | 5248.875
1142 | 75797.4722 | 1796.4715 | -1796.4715 | 73940.0007 | 3131.9114 | 4911.0849 | 2527.9587 | 3338.4296 | 184.7274 | 244 | 3075.7612 | 4227.3401 | 5995.3508
1143 | 74990.9956 | 1181.0361 | 0 | 74929.9956 | 2523.6894 | 19629.2088 | 2563.5002 | 3319.6746 | 198.0716 | 380 | 17428.8985 | 18729.8217 | 20497.8324
1144 | 74917.1447 | 1452.3516 | 0 | 74856.1447 | 3712.8313 | 12870.9503 | 2646.095 | 3152.8128 | 10.8766 | 380 | 9471.082 | 10584.8102 | 12352.8209
1145 | 76133.2286 | 1087.5202 | 0 | 76072.2286 | 4002.8136 | 14827.619 | 2501.2179 | 3205.1072 | 132.3363 | 380 | 9829.1018 | 11064.2897 | 12832.3004
1146 | 76650.9547 | 1922.2101 | 0 | 76589.9547 | 3382.2827 | 6073.0905 | 2567.5752 | 3208.019 | 25.2887 | 244 | 1246.6473 | 2238.7876 | 4006.7983
1147 | 74816.683 | 1643.8332 | -1643.8332 | 73111.8498 | 1742.3447 | 9704.8039 | 2472.0514 | 3256.3213 | 147.9858 | 244 | 9949.182 | 11064.0194 | 12832.0301
1148 | 74400.2229 | 1414.5209 | 0 | 74339.2229 | 3003.2312 | 6695.6332 | 2265.1339 | 3147.6561 | 124.2488 | 190 | 4136.1692 | 5173.2695 | 6941.2802
1149 | 75872.4606 | 1251.2977 | 0 | 75811.4606 | 5390.7671 | 8429.5352 | 2533.2906 | 3231.508 | 173.7693 | 54 | 2362.306 | 3312.9269 | 5080.9376
1150 | 74977.1779 | 2112.8891 | -2112.8891 | 72803.2888 | 3770.4569 | 3491.2295 | 2248.4532 | 3179.6041 | 101.1421 | 244 | 1715.7411 | 2783.7348 | 4551.7455
1151 | 74446.8754 | 1835.3421 | -1835.3421 | 72550.5333 | 3246.5889 | 11250.2089 | 2120.5648 | 3148.5574 | 170.673 | 434 | 10092.4089 | 11419.9334 | 13187.9441
1152 | 74601.5836 | 1904.1415 | 0 | 74540.5836 | 2235.5136 | 4526.1568 | 2355.6765 | 3166.7173 | 149.8929 | 54 | 2642.6535 | 3569.398 | 5337.4087
1153 | 76028.492 | 1811.2459 | 0 | 75967.492 | 3511.178 | 9826.8538 | 2653.3503 | 3226.1427 | 162.6444 | 244 | 5597.8769 | 6727.3728 | 8495.3835
1154 | 75216.5053 | 1700.2695 | 0 | 75155.5053 | 2024.3078 | 2985.4846 | 1932.4081 | 3285.5608 | 174.9118 | 244 | 393.8404 | 1535.6038 | 3303.6145
1155 | 76315.7099 | 1306.0859 | -1306.0859 | 74948.624 | 3053.1794 | 11577.7933 | 2451.0367 | 3328.8143 | 137.7447 | 244 | 8726.041 | 9830.6372 | 11598.6479
1156 | 75869.5003 | 1476.0119 | 0 | 75808.5003 | 982.0049 | 13376.1115 | 2380.999 | 3459.4019 | 161.1247 | 190 | 11796.2073 | 12870.1835 | 14638.1942
1157 | 74624.3676 | 1845.823 | 0 | 74563.3676 | 2094.5234 | 4603.6554 | 2276.9918 | 3131.4971 | 148.571 | 190 | 2724.4532 | 3785.8758 | 5553.8865
1158 | 75135.2312 | 1248.5169 | 0 | 75074.2312 | 2758.1247 | 9557.9625 | 2562.6431 | 3146.7755 | 137.1108 | 434 | 6805.2254 | 8099.1877 | 9867.1984
1159 | 77138.6202 | 1884.7569 | 0 | 77077.6202 | 1954.0684 | 9070.1631 | 2191.3753 | 3531.9862 | 139.4571 | 380 | 5132.036 | 6374.3447 | 8142.3554
1160 | 76280.2353 | 1522.531 | 0 | 76219.2353 | 2833.7907 | 5668.299 | 2444.4 | 3441.107 | 215.9196 | 54 | 1870.98 | 2863.7512 | 4631.7619
1161 | 75025.9203 | 1246.2905 | -1246.2905 | 73718.6298 | 1725.1236 | 6808.0151 | 2639.7331 | 3157.1624 | 83.5012 | 244 | 6531.3571 | 7581.7099 | 9349.7206
1162 | 75683.2345 | 1393.7295 | 0 | 75622.2345 | 2797.8078 | 11971.5677 | 2569.0552 | 3349.3411 | 144.4362 | 190 | 8840.1218 | 9897.4095 | 11665.4202
1163 | 75457.2971 | 1351.7654 | 0 | 75396.2971 | 2077.8526 | 7243.9501 | 2605.9393 | 3237.9447 | 115.3268 | 190 | 4983.8845 | 6012.0629 | 7780.0736
1164 | 75189.9784 | 1609.1625 | 0 | 75128.9784 | 2875.6312 | 5279.7439 | 2330.4532 | 3416.5119 | 140.9703 | 244 | 2392.2994 | 3500.1212 | 5268.1319
1165 | 76091.0955 | 1861.324 | -1861.324 | 74168.7716 | 1956.2949 | 13899.9567 | 1677.6538 | 3335.3806 | 148.147 | 434 | 12158.1246 | 13463.1232 | 15231.1339
1166 | 74929.7101 | 2148.0729 | 0 | 74868.7101 | 1870.8646 | 7034.8069 | 2416.9351 | 3163.4148 | 126.5226 | 244 | 5245.782 | 6339.1562 | 8107.1669
1167 | 74819.1675 | 1576.0548 | 0 | 74758.1675 | 3617.4292 | 7480.8775 | 2394.0035 | 3167.6613 | 186.919 | 54 | 4037.1455 | 5000.9161 | 6768.9268
1168 | 75018.7404 | 1286.5112 | 0 | 74957.7404 | 1791.2747 | 11990.9633 | 1284.5836 | 3157.9714 | 113.7162 | 380 | 9054.7032 | 10271.2709 | 12039.2816
1169 | 74220.572 | 1901.29 | 0 | 74159.572 | 1946.3269 | 5943.3076 | 2558.4722 | 3155.7072 | 215.0134 | 380 | 4921.788 | 6239.653 | 8007.6637
1170 | 76502.5524 | 1390.7557 | 0 | 76441.5524 | 3053.7221 | 2036.1978 | 2436.3349 | 3227.4612 | 169.3348 | 54 | -2425.0806 | -1478.8942 | 289.1165
1171 | 73756.3153 | 1406.6485 | -1406.6485 | 72288.6668 | 1858.8557 | 9340.0755 | 2534.0391 | 3127.9956 | 145.4758 | 244 | 10224.7877 | 11337.115 | 13105.1257
1172 | 75525.7344 | 1622.7391 | 0 | 75464.7344 | 4209.8542 | 10929.2579 | 1890.9192 | 3191.1422 | 98.1034 | 380 | 5706.9307 | 6907.8857 | 8675.8964
1173 | 76213.8168 | 1843.0397 | 0 | 76152.8168 | 2411.4951 | 4242.4674 | 2576.9333 | 3368.6344 | 162.1796 | 244 | 993.9231 | 2122.9542 | 3890.9649
1174 | 75142.419 | 1710.3816 | -1710.3816 | 73371.0374 | 2375.1396 | 5405.1729 | 2444.0136 | 3145.1504 | 174.5672 | 54 | 4618.36 | 5569.7787 | 7337.7894
1175 | 75072.2921 | 1802.0387 | 0 | 75011.2921 | 2367.0657 | 4511.6356 | 2521.722 | 3187.072 | 102.1696 | 190 | 2212.2719 | 3227.293 | 4995.3037
1176 | 74911.5457 | 1669.4645 | -1669.4645 | 73181.0812 | 1282.3909 | 1734.2946 | 1865.2784 | 3238.1148 | 118.533 | 380 | 1744.4156 | 2965.8001 | 4733.8108
1177 | 76790.8518 | 1468.5771 | -1468.5771 | 75261.2747 | 4050.5942 | 10395.0972 | 2601.9579 | 3455.2464 | 148.926 | 434 | 6510.6326 | 7816.4101 | 9584.4208
1178 | 75854.5972 | 2016.4969 | 0 | 75793.5972 | 2950.3875 | 11870.9637 | 2125.726 | 3257.6211 | 207.5904 | 244 | 7880.5262 | 9054.9682 | 10822.9789
1179 | 75765.7027 | 2109.8973 | 0 | 75704.7027 | 3969.531 | 8729.2306 | 2778.6086 | 3181.8906 | 239.3233 | 190 | 4385.696 | 5537.8708 | 7305.8815
1180 | 75287.2467 | 1364.7375 | 0 | 75226.2467 | 3210.1998 | 11908.7084 | 2292.8779 | 3129.0808 | 99.6898 | 190 | 8264.4207 | 9276.9621 | 11044.9728
1181 | 75429.7401 | 1548.22 | 0 | 75368.7401 | 2916.0135 | 11579.521 | 2449.0159 | 3216.68 | 55.5487 | 190 | 8330.6634 | 9299.0636 | 11067.0743
1182 | 75599.6508 | 1190.5908 | 0 | 75538.6508 | 1181.6852 | 2552.5921 | 2394.6622 | 3255.4588 | 236.5129 | 54 | 852.5771 | 1865.9416 | 3633.9523
1183 | 76060.5887 | 1855.1273 | -1855.1273 | 74144.4614 | 2114.3759 | 5271.2588 | 2758.1252 | 3329.6 | 143.6744 | 244 | 4470.3466 | 5580.8726 | 7348.8833
1184 | 74855.9056 | 1614.2799 | 0 | 74794.9056 | 1971.7876 | 11106.06 | 2312.9868 | 3150.2967 | 170.3895 | 434 | 9172.8502 | 10500.0913 | 12268.102
1185 | 76446.6637 | 2092.0344 | 0 | 76385.6637 | 2170.7622 | 12705.1235 | 2493.8868 | 3356.8852 | 113.5791 | 190 | 9369.6697 | 10396.1003 | 12164.111
1186 | 77448.4797 | 2230.2473 | 0 | 77387.4797 | 3191.4286 | 3272.9371 | 2399.846 | 3545.6745 | 115.2471 | 380 | -1990.2507 | -772.152 | 995.8587
1187 | 74767.1717 | 1403.508 | -1403.508 | 73302.6637 | 4298.1647 | 12931.5499 | 1969.3216 | 3180.9259 | 192.6788 | 54 | 9851.169 | 10820.6994 | 12588.7101
1188 | 74921.4238 | 2231.2182 | 0 | 74860.4238 | 2029.5526 | 2459.7981 | 2667.7141 | 3198.7554 | 213.0583 | 54 | 806.4912 | 1796.4011 | 3564.4118
1189 | 76501.356 | 2033.6599 | -2033.6599 | 74406.6961 | 3061.1364 | 8452.1938 | 2365.7258 | 3416.2545 | 178.067 | 434 | 6136.5416 | 7471.4602 | 9239.4709
1190 | 76755.1531 | 1503.0691 | 0 | 76694.1531 | 1793.6432 | 10631.7437 | 2468.3044 | 3451.7063 | 145.8385 | 380 | 7434.1582 | 8682.8482 | 10450.8589
1191 | 76472.0908 | 1466.0206 | 0 | 76411.0908 | 1085.8681 | 13745.1433 | 2339.1491 | 3357.5352 | 106.8484 | 54 | 11315.0687 | 12198.7686 | 13966.7793
1192 | 77035.6348 | 2156.9052 | 0 | 76974.6348 | 2405.5972 | 18985.1688 | 2475.5798 | 3458.7115 | 124.1013 | 190 | 14909.4281 | 15946.381 | 17714.3917
1193 | 76889.1574 | 1219.6048 | 0 | 76828.1574 | 3364.4274 | 17666.4545 | 2422.2204 | 3379.3493 | 215.5387 | 244 | 12645.6394 | 13828.0296 | 15596.0403
1194 | 75633.959 | 2213.6884 | 0 | 75572.959 | 3088.3741 | 6053.0206 | 2432.3246 | 3222.7116 | 114.997 | 434 | 2416.9236 | 3688.7722 | 5456.7829
1195 | 74061.7774 | 1364.4363 | -1364.4363 | 72636.3411 | 2131.1071 | 20949.8414 | 2382.8142 | 3156.4139 | 83.3117 | 54 | 21091.8213 | 21951.9846 | 23719.9953
1196 | 76553.9578 | 1392.2378 | 0 | 76492.9578 | 2084.4859 | 9836.0752 | 2318.1893 | 3413.4795 | 136.3876 | 380 | 6360.5003 | 7599.7394 | 9367.7501
1197 | 76837.0119 | 1520.2173 | 0 | 76776.0119 | 3980.3405 | 7484.292 | 2168.0572 | 3521.2166 | 163.6558 | 190 | 1787.4133 | 2863.9207 | 4631.9314
1198 | 75389.1267 | 1397.981 | -1397.981 | 73930.1457 | 1856.2592 | 5968.7585 | 2335.3289 | 3221.7499 | 115.7697 | 244 | 5109.6324 | 6192.2536 | 7960.2643
1199 | 75054.2099 | 1347.6294 | 0 | 74993.2099 | 1754.3676 | 5403.2564 | 2225.3492 | 3238.6408 | 147.1999 | 54 | 3489.8689 | 4413.9203 | 6181.931
1200 | 75001.107 | 1778.048 | 0 | 74940.107 | 2681.607 | 8821.9607 | 2070.1608 | 3143.0059 | 157.8349 | 54 | 5783.6134 | 6718.2999 | 8486.3106
1201 | 77173.6406 | 1844.1095 | 0 | 77112.6406 | 1989.0574 | 10198.3872 | 2694.2876 | 3515.21 | 157.7026 | 434 | 6676.3869 | 7990.941 | 9758.9517
1202 | 76940.3743 | 1365.0398 | 0 | 76879.3743 | 2612.3196 | 5963.3002 | 2378.4837 | 3456.3 | 157.9949 | 380 | 1676.59 | 2937.4365 | 4705.4472
1203 | 75211.1652 | 2432.7265 | -2432.7265 | 72717.4387 | 3445.785 | 10291.198 | 2717.5633 | 3272.1287 | 142.8262 | 190 | 9487.8663 | 10543.544 | 12311.5547
1204 | 75022.6613 | 1071.562 | 0 | 74961.6613 | 4651.2035 | 4525.8314 | 2638.0226 | 3143.5821 | 105.5954 | 190 | 64.7713 | 1083.2182 | 2851.2289
1205 | 75113.736 | 1505.6079 | -1505.6079 | 73547.1281 | 1600.8082 | 6150.4202 | 2248.0236 | 3223.4412 | 196.2804 | 190 | 5844.1488 | 6953.2807 | 8721.2914
1206 | 76193.0442 | 2028.0124 | 0 | 76132.0442 | 1083.8882 | 3814.5941 | 2156.0448 | 3207.9893 | 188.519 | 54 | 1332.8959 | 2298.2664 | 4066.2771
1207 | 76054.1306 | 1775.6006 | -1775.6006 | 74217.53 | 2911.5392 | 11007.1098 | 2745.7837 | 3309.2768 | 180.4334 | 434 | 9303.301 | 10640.586 | 12408.5967
1208 | 76810.5877 | 1892.8394 | 0 | 76749.5877 | 1936.6782 | 13774.3224 | 2520.3481 | 3414.8824 | 114.609 | 434 | 10393.487 | 11664.9475 | 13432.9582
1209 | 75741.3491 | 2170.3102 | 0 | 75680.3491 | 2380.3456 | 1085.5308 | 1938.4949 | 3217.2768 | 82.8519 | 190 | -2449.1923 | -1453.4888 | 314.5219
1210 | 75689.0268 | 1877.7995 | -1877.7995 | 73750.2272 | 1963.4079 | 2217.494 | 2090.6241 | 3201.1892 | 158.5279 | 380 | 1165.8721 | 2427.2516 | 4195.2623
1211 | 76237.999 | 1563.5242 | -1563.5242 | 74613.4749 | 3075.4488 | 8472.2797 | 2557.4642 | 3257.0003 | 136.2057 | 434 | 5968.0205 | 7261.0778 | 9029.0885
1212 | 75385.4575 | 1267.6755 | 0 | 75324.4575 | 3856.3753 | 2386.886 | 2310.9634 | 3272.659 | 142.6261 | 54 | -1840.1244 | -920.6467 | 847.364
1213 | 75934.861 | 1618.903 | -1618.903 | 74254.958 | 2806.7814 | 6794.0298 | 2168.5336 | 3339.9146 | 148.3714 | 54 | 4610.9386 | 5536.1615 | 7304.1722
1214 | 76350.3731 | 1486.9099 | 0 | 76289.3731 | 3022.9478 | 10948.6033 | 2343.5682 | 3354.1104 | 96.9643 | 54 | 6704.1609 | 7577.9768 | 9345.9875
1215 | 76069.3715 | 1086.1424 | 0 | 76008.3715 | 1941.653 | 14461.6727 | 2837.4798 | 3274.4733 | 139.0427 | 434 | 11993.8014 | 13289.6957 | 15057.7064
1216 | 73714.0788 | 1526.4282 | 0 | 73653.0788 | 2534.9314 | 21383.594 | 2736.5146 | 3124.0908 | 83.3648 | 190 | 20426.3892 | 21422.6055 | 23190.6162
1217 | 75569.2174 | 1806.7228 | 0 | 75508.2174 | 3217.6862 | 11253.8552 | 2067.1081 | 3240.6449 | 169.587 | 54 | 7205.9046 | 8152.3431 | 9920.3538
1218 | 76639.4767 | 1762.7629 | 0 | 76578.4767 | 4918.6172 | 6023.9262 | 2533.5091 | 3404.0972 | 162.2638 | 434 | -165.3614 | 1153.754 | 2921.7647
1219 | 75152.1619 | 1538.3644 | -1538.3644 | 73552.7975 | 2016.4602 | 18798.9804 | 1912.8402 | 3227.8513 | 123.857 | 434 | 17740.6143 | 19021.3228 | 20789.3335
1220 | 75018.8536 | 2051.4514 | 0 | 74957.8536 | 3861.2418 | 4908.6114 | 2002.441 | 3161.6696 | 115.8847 | 380 | 623.8266 | 1842.5629 | 3610.5736
1221 | 76126.389 | 1187.8349 | -1187.8349 | 74877.5541 | 3389.8248 | 18142.9042 | 2912.3396 | 3365.0376 | 198.5716 | 54 | 15523.1025 | 16498.5256 | 18266.5363
1222 | 76775.3545 | 1799.5329 | 0 | 76714.3545 | 2478.4065 | 3053.7006 | 2614.4007 | 3356.9116 | 120.4818 | 190 | -797.5482 | 235.7852 | 2003.7959
1223 | 74942.3091 | 1527.4827 | -1527.4827 | 73353.8264 | 3409.4552 | 1391.1145 | 2622.5072 | 3176.2895 | 214.8713 | 244 | -203.1704 | 978.5525 | 2746.5632
1224 | 75422.7566 | 1560.5981 | -1560.5981 | 73801.1584 | 3850.1441 | 13282.9996 | 2624.5455 | 3217.6022 | 125.3428 | 54 | 10844.0448 | 11746.2391 | 13514.2498
1225 | 76275.2801 | 2006.6425 | 0 | 76214.2801 | 3039.6377 | 13966.4351 | 2694.0672 | 3252.9283 | 149.4106 | 190 | 10029.7128 | 11091.9749 | 12859.9856
1226 | 73528.1196 | 1572.4965 | 0 | 73467.1196 | 3239.1875 | 11787.0629 | 2182.7143 | 3123.5166 | 175.287 | 380 | 9757.1867 | 11035.3253 | 12803.336
1227 | 75643.4715 | 2005.544 | 0 | 75582.4715 | 3464.2565 | 15966.3759 | 2397.5206 | 3279.891 | 61.1993 | 190 | 11967.2596 | 12941.3105 | 14709.3212
1228 | 77056.4972 | 1780.6514 | 0 | 76995.4972 | 2944.5528 | 13085.3878 | 2167.1236 | 3500.6135 | 187.9554 | 190 | 8183.2749 | 9284.0819 | 11052.0926
1229 | 75603.3183 | 1587.5345 | 0 | 75542.3183 | 4746.0507 | 13015.5594 | 2048.2293 | 3250.091 | 108.9847 | 380 | 7395.7107 | 8607.5469 | 10375.5576
1230 | 76846.6617 | 1657.1697 | 0 | 76785.6617 | 3041.9801 | 2826.1078 | 2717.1915 | 3453.9927 | 145.815 | 190 | -1460.1497 | -401.4831 | 1366.5276
1231 | 75420.9917 | 1675.6671 | -1675.6671 | 73684.3245 | 2002.1673 | 7355.6195 | 1866.9342 | 3184.9392 | 111.9216 | 244 | 6091.201 | 7169.9741 | 8937.9848
1232 | 76037.8672 | 1382.3311 | 0 | 75976.8672 | 2280.5514 | 12345.0316 | 2584.3135 | 3250.7092 | 116.1691 | 244 | 9292.8357 | 10375.8564 | 12143.8671
1233 | 76202.7316 | 1179.6637 | 0 | 76141.7316 | 3681.5028 | 9493.3398 | 2451.9034 | 3271.5739 | 244.0886 | 54 | 4763.7827 | 5784.7229 | 7552.7336
1234 | 74526.2313 | 1504.8624 | 0 | 74465.2313 | 3471.9082 | 8444.1615 | 2588.795 | 3133.33 | 222.7779 | 190 | 5599.347 | 6734.9764 | 8502.9871
1235 | 73599.2527 | 1561.1383 | 0 | 73538.2527 | 2296.6521 | 9605.3243 | 2363.3404 | 3123.6588 | 183.0097 | 380 | 8627.6187 | 9913.48 | 11681.4907
1236 | 75348.4231 | 1424.0778 | 0 | 75287.4231 | 2430.5858 | 12064.7789 | 1847.173 | 3241.1792 | 142.6309 | 190 | 8805.3221 | 9860.8046 | 11628.8153
1237 | 76950.4483 | 1803.4612 | 0 | 76889.4483 | 2996.1959 | 3882.133 | 2590.5132 | 3444.3562 | 91.7954 | 190 | -598.4419 | 406.205 | 2174.2157
1238 | 75872.9675 | 1840.8941 | -1840.8941 | 73971.0735 | 2980.7491 | 13058.0427 | 2703.5883 | 3272.3256 | 117.1102 | 190 | 11452.334 | 12482.2957 | 14250.3064
1239 | 76823.3071 | 1216.3575 | 0 | 76762.3071 | 4680.3966 | 8782.4143 | 1934.4793 | 3356.3649 | 94.7885 | 190 | 2000.7548 | 3008.3948 | 4776.4055
1240 | 76772.4688 | 1981.4228 | -1981.4228 | 74730.046 | 3536.7401 | 15908.3723 | 1860.1552 | 3444.8514 | 68.8931 | 244 | 12316.7928 | 13352.5375 | 15120.5482
1241 | 77172.6043 | 1606.6776 | 0 | 77111.6043 | 3021.046 | 9416.6348 | 2450.484 | 3564.9808 | 129.0951 | 54 | 4669.6493 | 5575.596 | 7343.6067
1242 | 74216.4226 | 1790.2598 | 0 | 74155.4226 | 3907.3385 | 11193.7399 | 2487.6684 | 3205.8794 | 151.3584 | 190 | 8194.7267 | 9258.9367 | 11026.9474
1243 | 75333.0891 | 1389.1382 | 0 | 75272.0891 | 2656.9487 | 15775.7285 | 2253.4417 | 3262.7175 | 144.8282 | 190 | 12733.0499 | 13790.7296 | 15558.7403
1244 | 74059.8728 | 1196.4499 | 0 | 73998.8728 | 4107.3736 | 6198.2436 | 2535.5882 | 3142.1573 | 130.1553 | 54 | 3139.9426 | 4046.9495 | 5814.9602
1245 | 76382.0022 | 1642.824 | 0 | 76321.0022 | 3890.7283 | 10932.1338 | 2352.0197 | 3299.0427 | 137.9284 | 244 | 5741.6656 | 6846.4456 | 8614.4563
1246 | 75841.4256 | 1582.4453 | 0 | 75780.4256 | 2354.5898 | 16520.8999 | 2498.7969 | 3415.0837 | 131.2649 | 54 | 13669.965 | 14578.0814 | 16346.0921
1247 | 75753.4975 | 1672.5511 | 0 | 75692.4975 | 2974.6522 | 19289.1876 | 2435.4683 | 3209.0621 | 145.9869 | 434 | 15636.7683 | 16939.6068 | 18707.6175
1248 | 75121.7784 | 1733.5747 | 0 | 75060.7784 | 3934.7837 | 10175.1149 | 2579.4811 | 3157.1779 | 203.4506 | 54 | 6286.4119 | 7266.7141 | 9034.7248
1249 | 77416.6383 | 1851.5543 | 0 | 77355.6383 | 2868.0409 | 10136.3679 | 2526.0449 | 3482.6735 | 92.7198 | 54 | 5291.6071 | 6161.1785 | 7929.1892
1250 | 75938.8173 | 1768.1858 | 0 | 75877.8173 | 1844.1832 | 6225.3314 | 2397.7412 | 3336.4016 | 127.6073 | 54 | 3607.6737 | 4512.1325 | 6280.1432
1251 | 76821.9184 | 1667.353 | 0 | 76760.9184 | 3464.4772 | 22339.6398 | 2471.0923 | 3430.6111 | 82.9243 | 190 | 17386.1476 | 18381.9235 | 20149.9342
1252 | 75545.7941 | 1373.2011 | 0 | 75484.7941 | 1748.3897 | 8418.2083 | 2405.2007 | 3167.3259 | 147.4337 | 380 | 6127.751 | 7378.0363 | 9146.047
1253 | 74836.6075 | 1829.0123 | 0 | 74775.6075 | 3792.876 | 3831.2696 | 2288.3848 | 3173.6806 | 107.9197 | 54 | 95.0515 | 979.8228 | 2747.8335
1254 | 76561.921 | 1290.0233 | -1290.0233 | 75210.8977 | 1952.0221 | 4033.2973 | 2101.6806 | 3315.2522 | 146.8417 | 54 | 1657.5103 | 2581.2036 | 4349.2143
1255 | 75672.9687 | 2274.9445 | -2274.9445 | 73337.0242 | 3109.4583 | 9198.8859 | 2778.8583 | 3158.9159 | 159.3945 | 190 | 8060.3776 | 9132.6237 | 10900.6344
1256 | 77136.6084 | 1730.636 | 0 | 77075.6084 | 2950.3908 | 4676.3889 | 2579.6206 | 3363.9346 | 230.3415 | 54 | -35.855 | 971.338 | 2739.3487
1257 | 75002.8599 | 1448.4877 | -1448.4877 | 73493.3722 | 1067.2749 | 8257.9526 | 2860.0046 | 3270.9575 | 175.1034 | 380 | 9198.4675 | 10476.4225 | 12244.4332
1258 | 74808.5337 | 1272.6287 | 0 | 74747.5337 | 2253.8411 | 5263.9707 | 2368.9121 | 3172.8662 | 93.1935 | 244 | 3174.5741 | 4234.6192 | 6002.6299
1259 | 77105.3841 | 2259.5217 | 0 | 77044.3841 | 3118.0414 | 6208.2145 | 2332.0659 | 3446.4679 | 155.1737 | 54 | 1194.5228 | 2126.5481 | 3894.5588
1260 | 76244.918 | 1323.0753 | -1323.0753 | 74860.8426 | 3532.6943 | 6937.0805 | 2152.7758 | 3322.1875 | 111.9472 | 54 | 3388.7068 | 4277.5056 | 6045.5163
1261 | 75945.4434 | 1433.4223 | 0 | 75884.4434 | 3329.4902 | 8088.2865 | 2201.025 | 3453.1052 | 120.6945 | 190 | 3898.6832 | 4932.2292 | 6700.2399
1262 | 76313.0775 | 2112.4619 | 0 | 76252.0775 | 4203.2128 | 18263.3935 | 1805.5066 | 3382.987 | 210.5801 | 54 | 12366.7968 | 13354.2284 | 15122.2391
1263 | 76187.8828 | 1612.9488 | 0 | 76126.8828 | 2325.4248 | 8119.4723 | 1989.1276 | 3209.9886 | 174.1865 | 54 | 4236.481 | 5187.5191 | 6955.5298
1264 | 76490.8511 | 1984.6148 | 0 | 76429.8511 | 3905.889 | 5736.0901 | 2661.9997 | 3425.876 | 136.8716 | 244 | 858.4256 | 1962.1488 | 3730.1595
1265 | 75356.1001 | 1086.7192 | -1086.7192 | 74208.3809 | 3335.7506 | 4853.3131 | 2400.31 | 3211.0878 | 87.0119 | 244 | 2290.7794 | 3344.6428 | 5112.6535
1266 | 76200.9972 | 1275.1829 | -1275.1829 | 74864.8143 | 3447.5836 | 7435.9019 | 2439.1275 | 3260.9646 | 122.7886 | 380 | 4193.796 | 5419.4362 | 7187.4469
1267 | 75324.8294 | 1589.9791 | 0 | 75263.8294 | 2131.594 | 13948.4687 | 2120.1465 | 3317.6539 | 63.764 | 54 | 11361.0458 | 12201.6614 | 13969.6721
1268 | 75574.5993 | 1682.282 | 0 | 75513.5993 | 1999.799 | 2613.4515 | 2462.4618 | 3313.3492 | 75.7597 | 54 | 246.0641 | 1098.6755 | 2866.6862
1269 | 75885.1824 | 1559.9477 | -1559.9477 | 74264.2347 | 1886.3284 | 15009.8063 | 2207.3756 | 3220.8234 | 142.6869 | 190 | 13657.6422 | 14713.1806 | 16481.1913
1270 | 75829.4359 | 1498.4141 | 0 | 75768.4359 | 2854.0236 | 3388.3115 | 2656.393 | 3182.2959 | 147.7265 | 190 | -25.259 | 1035.3191 | 2803.3298
1271 | 76781.6703 | 1731.6401 | -1731.6401 | 74989.0301 | 3433.3117 | 4427.3559 | 1954.9485 | 3457.7923 | 144.1745 | 190 | 787.955 | 1844.981 | 3612.9917
1272 | 76906.1681 | 1716.7464 | -1716.7464 | 75128.4216 | 3146.9697 | 12300.2657 | 2232.263 | 3465.0825 | 100.6993 | 54 | 9092.4198 | 9969.9707 | 11737.9814
1273 | 74278.1202 | 1591.2699 | 0 | 74217.1202 | 2620.9203 | 12259.9541 | 2512.3141 | 3125.0664 | 119.2914 | 54 | 10429.4941 | 11325.637 | 13093.6477
1274 | 74932.8833 | 1105.0549 | 0 | 74871.8833 | 3733.7836 | 13048.4966 | 2320.1855 | 3230.0219 | 83.8474 | 434 | 9363.2371 | 10603.9361 | 12371.9468
1275 | 75324.116 | 1499.4726 | 0 | 75263.116 | 3339.7748 | 20864.0282 | 2033.4666 | 3278.5217 | 103.1271 | 380 | 16943.3256 | 18149.3043 | 19917.315
1276 | 76505.6499 | 1978.4578 | 0 | 76444.6499 | 1941.5367 | 11875.9299 | 2493.6287 | 3447.1845 | 143.0562 | 190 | 8800.7566 | 9856.6643 | 11624.675
1277 | 76273.0162 | 1428.0783 | 0 | 76212.0162 | 3001.1275 | 1997.0048 | 2365.285 | 3220.6426 | 138.1026 | 190 | -2260.0113 | -1209.0571 | 558.9536
1278 | 75562.7015 | 2007.571 | -2007.571 | 73494.1305 | 2870.7254 | 6039.4567 | 1807.4788 | 3166.4615 | 58.9273 | 54 | 4018.7412 | 4854.5201 | 6622.5308
1279 | 74820.1683 | 1577.5504 | 0 | 74759.1683 | 1462.7011 | 11803.3066 | 2445.1659 | 3132.7853 | 35.6878 | 190 | 10529.5884 | 11478.1278 | 13246.1385
1280 | 76226.4124 | 1649.0894 | 0 | 76165.4124 | 3106.4495 | 3467.9758 | 2421.4453 | 3202.5508 | 111.5783 | 54 | -809.69 | 78.7399 | 1846.7506
1281 | 74322.7416 | 1347.6856 | -1347.6856 | 72914.056 | 3271.6774 | 6279.6939 | 1880.543 | 3130.9761 | 90.9959 | 54 | 4475.6796 | 5343.5271 | 7111.5378
1282 | 77193.6367 | 1996.8913 | 0 | 77132.6367 | 1591.054 | 5716.6948 | 2634.9231 | 3333.841 | 63.4547 | 54 | 2331.9681 | 3172.2744 | 4940.2851
1283 | 76474.3321 | 1529.5298 | -1529.5298 | 74883.8023 | 3077.6882 | 10350.8446 | 2345.0443 | 3362.229 | 139.4099 | 380 | 7466.8273 | 8709.0888 | 10477.0995
1284 | 75184.1572 | 1456.0571 | 0 | 75123.1572 | 2373.9772 | 10195.8055 | 2368.7368 | 3168.8263 | 73.2817 | 434 | 7606.4343 | 8836.5675 | 10604.5782
1285 | 76561.7164 | 1974.948 | 0 | 76500.7164 | 3464.1751 | 8363.9775 | 2580.5375 | 3420.3628 | 178.5698 | 54 | 3770.1864 | 4725.6077 | 6493.6184
1286 | 75338.955 | 1572.2254 | 0 | 75277.955 | 3495.9394 | 18853.6901 | 2275.4649 | 3213.7461 | 72.5773 | 244 | 14939.2067 | 15978.6355 | 17746.6462
1287 | 76755.7677 | 1312.5054 | 0 | 76694.7677 | 1913.7948 | 9944.4664 | 2381.3017 | 3282.91 | 106.8445 | 244 | 6370.3156 | 7444.0117 | 9212.0224
1288 | 77265.4401 | 2107.9443 | 0 | 77204.4401 | 1616.755 | 7160.7935 | 2647.3784 | 3514.1959 | 142.1503 | 54 | 3871.3727 | 4790.3745 | 6558.3852
1289 | 76786.9551 | 1392.2032 | 0 | 76725.9551 | 1873.6275 | 3336.0183 | 1396.2761 | 3366.4952 | 190.035 | 190 | -1130.593 | -27.7065 | 1740.3042
1290 | 75424.0905 | 2225.0173 | -2225.0173 | 73138.0731 | 4495.3227 | 9717.8849 | 2498.0357 | 3365.7449 | 111.0251 | 190 | 7318.4698 | 8342.3464 | 10110.3571
1291 | 74157.2742 | 1575.6245 | 0 | 74096.2742 | 4847.1813 | 7129.7336 | 2522.7433 | 3132.0656 | 164.3259 | 54 | 3211.287 | 4152.4644 | 5920.4751
1292 | 75537.9132 | 1657.7604 | 0 | 75476.9132 | 3734.0872 | 10590.1888 | 2496.6937 | 3170.7556 | 6.1637 | 54 | 6416.8376 | 7199.8528 | 8967.8635
1293 | 77453.8264 | 1985.1661 | 0 | 77392.8264 | 3071.4707 | 18296.0913 | 2023.2174 | 3450.9197 | 122.5539 | 54 | 12676.1313 | 13575.5368 | 15343.5475
1294 | 76441.8037 | 1696.8688 | 0 | 76380.8037 | 2721.5101 | 6472.8714 | 2573.6566 | 3298.588 | 223.4963 | 434 | 2613.0023 | 3993.3501 | 5761.3608
1295 | 74998.5592 | 1902.0473 | 0 | 74937.5592 | 3746.0042 | 7293.8645 | 2360.948 | 3205.2127 | 52.8176 | 434 | 3546.6618 | 4756.3309 | 6524.3416
1296 | 75635.2697 | 1459.9145 | 0 | 75574.2697 | 3906.4766 | 10928.4028 | 2222.6362 | 3189.9024 | 109.6686 | 434 | 6230.3951 | 7496.9153 | 9264.926
1297 | 76281.5173 | 1915.5056 | 0 | 76220.5173 | 2431.4646 | 10360.0005 | 2280.908 | 3345.346 | 173.2326 | 190 | 6704.4726 | 7790.5567 | 9558.5674
1298 | 76165.6213 | 1973.4196 | 0 | 76104.6213 | 2421.9323 | 5933.2663 | 2503.0835 | 3352.6947 | 177.6123 | 190 | 2632.6909 | 3723.1548 | 5491.1655
1299 | 76059.2185 | 1500.0507 | 0 | 75998.2185 | 3292.9847 | 14526.8088 | 1913.6697 | 3278.9302 | 80.2542 | 190 | 9798.4056 | 10791.5113 | 12559.522
1300 | 74209.7292 | 1073.9849 | 0 | 74148.7292 | 3353.2999 | 10615.035 | 2468.4669 | 3178.5695 | 135.007 | 380 | 8130.2422 | 9368.1008 | 11136.1115
1301 | 75293.4435 | 2215.9705 | 0 | 75232.4435 | 2049.0133 | 15479.4233 | 2488.3557 | 3235.376 | 117.4102 | 190 | 13291.8981 | 14322.1599 | 16090.1706
1302 | 75757.4785 | 1585.0167 | 0 | 75696.4785 | 1004.6454 | 16481.0746 | 2169.9278 | 3380.803 | 160.5342 | 244 | 14700.8815 | 15828.2673 | 17596.278
1303 | 75537.3307 | 1922.7267 | 0 | 75476.3307 | 2613.4964 | 15568.7165 | 2627.7594 | 3242.6536 | 120.322 | 380 | 12719.5025 | 13942.676 | 15710.6867
1304 | 76535.7755 | 2278.911 | 0 | 76474.7755 | 2697.0304 | 7012.49 | 2398.217 | 3403.9078 | 109.7169 | 380 | 3013.0088 | 4225.5773 | 5993.588
1305 | 75590.1178 | 1160.5551 | 0 | 75529.1178 | 1990.2427 | 5421.6753 | 2288.7687 | 3215.4771 | 246.518 | 434 | 2776.7606 | 4180.1301 | 5948.1408
1306 | 76327.9438 | 1561.4128 | 0 | 76266.9438 | 3291.7016 | 22587.9538 | 1651.7008 | 3280.5565 | 99.2205 | 54 | 17331.7658 | 18207.8378 | 19975.8485
1307 | 75795.9426 | 1851.6719 | 0 | 75734.9426 | 3052.8398 | 7451.7378 | 1599.8301 | 3343.8198 | 166.0332 | 54 | 2977.8052 | 3920.69 | 5688.7007
1308 | 73070.5388 | 1821.3226 | 0 | 73009.5388 | 2437.3745 | 13211.9234 | 2298.3067 | 3123.0657 | 147.3526 | 54 | 12556.5824 | 13480.7865 | 15248.7972
1309 | 75924.305 | 1131.0173 | 0 | 75863.305 | 3753.3169 | 17737.2395 | 2362.7779 | 3161.8691 | 76.1829 | 434 | 13015.4647 | 14248.4991 | 16016.5098
1310 | 75939.0514 | 1364.033 | 0 | 75878.0514 | 2624.6809 | 2880.4675 | 2310.7898 | 3241.6552 | 93.128 | 434 | -699.6198 | 550.3597 | 2318.3704
1311 | 74765.0952 | 1616.2803 | -1616.2803 | 73087.8149 | 3891.5273 | 12913.3929 | 2698.4053 | 3180.5794 | 187.05 | 244 | 11183.2353 | 12337.1368 | 14105.1475
1312 | 75550.6007 | 1741.172 | 0 | 75489.6007 | 2882.8764 | 4605.3915 | 2712.3341 | 3243.2149 | 158.2321 | 244 | 1558.6635 | 2683.7471 | 4451.7578
1313 | 74300.708 | 1704.7048 | -1704.7048 | 72535.0032 | 2761.0393 | 12889.1887 | 1874.0094 | 3141.2583 | 70.2887 | 54 | 11978.6138 | 12825.7541 | 14593.7648
1314 | 75729.9046 | 2187.8132 | 0 | 75668.9046 | 2309.2485 | 3956.3047 | 1832.318 | 3301.8189 | 165.6317 | 54 | 482.4885 | 1424.9718 | 3192.9825
1315 | 74482.8853 | 1612.9028 | -1612.9028 | 72808.9825 | 1931.4714 | 8219.5937 | 2520.8902 | 3123.4013 | 126.1316 | 190 | 8493.6314 | 9532.6145 | 11300.6252
1316 | 74777.5108 | 2041.8623 | 0 | 74716.5108 | 2999.1974 | 22058.0604 | 2101.4656 | 3135.7834 | 77.6052 | 244 | 18949.8012 | 19994.258 | 21762.2687
1317 | 75282.2417 | 2323.6702 | 0 | 75221.2417 | 3465.2823 | 9232.5843 | 2638.2245 | 3207.1738 | 80.6567 | 190 | 5761.6586 | 6755.1669 | 8523.1776
1318 | 74973.7758 | 1240.2167 | 0 | 74912.7758 | 2025.9458 | 4615.7503 | 2538.0859 | 3249.7206 | 215.4495 | 190 | 2835.0353 | 3963.3363 | 5731.347
1319 | 74989.5872 | 2119.1662 | 0 | 74928.5872 | 3365.1013 | 8521.6001 | 1639.3422 | 3222.3594 | 89.6847 | 380 | 4459.8132 | 5652.3494 | 7420.3601
1320 | 74916.4447 | 1507.0001 | 0 | 74855.4447 | 2453.1728 | 2905.6938 | 2330.9823 | 3208.1906 | 182.5189 | 434 | 506.4493 | 1845.8197 | 3613.8304
1321 | 75117.5086 | 1455.8799 | -1455.8799 | 73600.6286 | 5071.5535 | 2860.441 | 2168.463 | 3146.0867 | 125.4141 | 380 | -1126.9915 | 101.2742 | 1869.2849
1322 | 75813.4588 | 1816.0513 | -1816.0513 | 73936.4075 | 3185.4687 | 18112.5891 | 2455.258 | 3291.7039 | 149.999 | 54 | 16107.8748 | 17034.7253 | 18802.736
1323 | 75555.6792 | 1761.4851 | 0 | 75494.6792 | 5016.4397 | 14935.9703 | 2370.2699 | 3370.464 | 139.9301 | 244 | 9535.7852 | 10642.5669 | 12410.5776
1324 | 76930.1451 | 1162.0511 | 0 | 76869.1451 | 3356.0565 | 1530.4945 | 2327.5813 | 3404.503 | 152.7129 | 380 | -3592.4228 | -2336.8583 | -568.8476
1325 | 75271.9282 | 1748.5208 | -1748.5208 | 73462.4073 | 2629.0084 | 7888.0042 | 2302.7931 | 3314.575 | 191.3619 | 190 | 6784.1565 | 7888.3699 | 9656.3806
1326 | 76615.5189 | 1354.6234 | 0 | 76554.5189 | 2387.1232 | 6396.7526 | 2701.6293 | 3404.7071 | 221.1536 | 380 | 2931.6468 | 4255.652 | 6023.6627
1327 | 74595.1006 | 1158.8098 | 0 | 74534.1006 | 4448.4922 | 14273.9462 | 1681.3895 | 3183.9814 | 162.0231 | 54 | 9526.9243 | 10465.7989 | 12233.8096
1328 | 75466.6228 | 1326.1043 | 0 | 75405.6228 | 2279.1806 | 3296.5709 | 2754.4894 | 3258.8358 | 117.0558 | 380 | 995.2928 | 2215.2002 | 3983.2109
1329 | 74917.3066 | 1392.0161 | -1392.0161 | 73464.2904 | 4528.5214 | 6493.6645 | 2148.5291 | 3294.2941 | 100.0014 | 244 | 3313.8759 | 4380.7289 | 6148.7396
1330 | 75078.0289 | 2222.9609 | 0 | 75017.0289 | 1451.7867 | 1443.6376 | 2569.8864 | 3201.9058 | 193.9735 | 190 | 116.8141 | 1223.6392 | 2991.6499
1331 | 76557.1019 | 1746.4147 | -1746.4147 | 74749.6872 | 2159.5995 | 8425.1189 | 2142.8648 | 3234.5478 | 130.3455 | 54 | 6263.4448 | 7170.6419 | 8938.6526
1332 | 77094.9777 | 1993.4 | 0 | 77033.9777 | 1983.4269 | 7846.7566 | 2000.1067 | 3419.1093 | 47.9974 | 434 | 3618.7681 | 4823.6171 | 6591.6278
1333 | 74205.766 | 1761.3201 | 0 | 74144.766 | 4506.7795 | 8057.379 | 2261.4941 | 3128.1658 | 84.1233 | 380 | 4165.6934 | 5352.6682 | 7120.6789
1334 | 76034.1911 | 1612.8387 | 0 | 75973.1911 | 2924.2092 | 11167.614 | 2543.6701 | 3214.1603 | 210.0487 | 244 | 7398.2442 | 8575.1444 | 10343.1551
1335 | 75900.1293 | 1286.6354 | 0 | 75839.1293 | 2885.7119 | 5482.7212 | 2426.7275 | 3326.5745 | 193.2006 | 54 | 1881.3819 | 2851.4341 | 4619.4448
1336 | 77153.7878 | 1954.3521 | -1954.3521 | 75138.4357 | 3352.6331 | 13775.931 | 2479.2166 | 3507.3813 | 171.4133 | 434 | 10641.6601 | 11969.9249 | 13737.9356
1337 | 74252.1816 | 1884.2792 | 0 | 74191.1816 | 2289.5727 | 2939.4997 | 2427.3844 | 3212.2699 | 115.7446 | 190 | 1468.5997 | 2497.1959 | 4265.2066
1338 | 75965.3375 | 1857.146 | -1857.146 | 74047.1915 | 4544.8882 | 8426.5824 | 1974.6974 | 3340.927 | 53.8593 | 380 | 4520.3272 | 5677.038 | 7445.0487
1339 | 76220.9797 | 2002.0136 | 0 | 76159.9797 | 3572.5904 | 10392.9049 | 2708.0493 | 3188.427 | 144.6953 | 190 | 5927.0111 | 6984.558 | 8752.5687
1340 | 76687.3464 | 1432.1437 | 0 | 76626.3464 | 1842.5436 | 9124.1087 | 2429.3046 | 3468.2771 | 30.5357 | 54 | 5923.0004 | 6730.3876 | 8498.3983
1341 | 76208.9656 | 1547.2528 | 0 | 76147.9656 | 3485.9853 | 13186.1137 | 2413.4378 | 3312.7216 | 46.7854 | 190 | 8648.5222 | 9608.1592 | 11376.1699
1342 | 75009.163 | 2011.0752 | 0 | 74948.163 | 2935.4738 | 9896.39 | 2156.3406 | 3134.9051 | 180.9862 | 190 | 6674.199 | 7768.0368 | 9536.0475
1343 | 73541.8713 | 2281.3138 | 0 | 73480.8713 | 3549.1787 | 5131.291 | 2304.6739 | 3125.1242 | 141.9673 | 54 | 2901.239 | 3820.0579 | 5588.0686
1344 | 74395.6115 | 1686.1443 | 0 | 74334.6115 | 3186.5844 | 3687.7554 | 2403.162 | 3128.4485 | 87.129 | 54 | 1068.3698 | 1932.3504 | 3700.3611
1345 | 75186.2534 | 2397.8901 | -2397.8901 | 72727.3633 | 3194.0375 | 17397.7629 | 2030.0248 | 3167.2745 | 181.444 | 54 | 16043.8614 | 17002.157 | 18770.1677
1346 | 74603.9151 | 1836.8995 | 0 | 74542.9151 | 2638.2406 | 3119.943 | 2595.4901 | 3125.6976 | 106.1137 | 434 | 1030.175 | 2293.1403 | 4061.151
1347 | 75946.9579 | 1597.2057 | -1597.2057 | 74288.7522 | 3196.8781 | 7880.2431 | 2483.1031 | 3372.958 | 192.9657 | 244 | 5620.874 | 6780.6913 | 8548.702
1348 | 74901.5674 | 1455.9445 | 0 | 74840.5674 | 2201.8484 | 4442.5815 | 1797.3189 | 3231.2018 | 213.641 | 434 | 1798.8865 | 3169.3791 | 4937.3898
1349 | 76060.4279 | 2205.2838 | -2205.2838 | 73794.1441 | 3537.9332 | 13329.5098 | 2077.1773 | 3323.7898 | 143.5885 | 190 | 10768.5996 | 11825.0397 | 13593.0504
1350 | 75988.2219 | 1808.3616 | 0 | 75927.2219 | 2354.7878 | 11549.971 | 2639.9165 | 3357.5704 | 108.9181 | 380 | 8635.6483 | 9847.418 | 11615.4287
1351 | 75144.1963 | 2142.5634 | 0 | 75083.1963 | 2021.0324 | 5550.9692 | 2675.2115 | 3155.2578 | 75.2269 | 190 | 3647.4098 | 4635.4882 | 6403.4989
1352 | 74896.9213 | 2313.599 | 0 | 74835.9213 | 3073.6263 | 11909.4115 | 2098.0458 | 3134.0754 | 127.2545 | 244 | 8602.1851 | 9696.2911 | 11464.3018
1353 | 75542.5444 | 1883.4504 | 0 | 75481.5444 | 3379.9094 | 7098.3643 | 2151.3118 | 3234.9979 | 68.343 | 190 | 2993.4202 | 3974.6147 | 5742.6254
1354 | 77130.5682 | 1572.8635 | 0 | 77069.5682 | 2786.9746 | 5348.7767 | 2376.0639 | 3387.7353 | 168.4641 | 190 | 626.2332 | 1707.5488 | 3475.5595
1355 | 75644.3628 | 1106.99 | -1106.99 | 74476.3728 | 2984.0451 | 8715.6509 | 2294.9997 | 3342.1531 | 186.4604 | 190 | 6262.5857 | 7361.8977 | 9129.9084
1356 | 76449.8165 | 1819.0496 | 0 | 76388.8165 | 3087.8227 | 5599.19 | 2531.9675 | 3224.6751 | 111.2281 | 54 | 1249.3934 | 2137.4731 | 3905.4838
1357 | 73960.6922 | 1868.7006 | -1868.7006 | 72030.9917 | 2003.044 | 8668.5786 | 2465.0351 | 3141.7525 | 147.3457 | 244 | 9611.5304 | 10725.7277 | 12493.7384
1358 | 76011.2894 | 1589.3709 | 0 | 75950.2894 | 2284.6172 | 25921.4538 | 2436.1389 | 3345.4689 | 207.0553 | 190 | 22838.3551 | 23958.262 | 25726.2727
1359 | 74684.9208 | 1206.4326 | 0 | 74623.9208 | 1707.6353 | 3402.3676 | 2270.6617 | 3178.7757 | 76.6548 | 54 | 1890.4488 | 2743.9551 | 4511.9658
1360 | 76314.2634 | 1911.9697 | -1911.9697 | 74341.2937 | 2779.1488 | 8934.3573 | 2580.8488 | 3373.446 | 106.7543 | 190 | 7138.4096 | 8158.0155 | 9926.0262
1361 | 75739.9342 | 1379.2431 | 0 | 75678.9342 | 1929.0929 | 7541.8127 | 2624.2446 | 3224.4609 | 129.5136 | 54 | 5152.691 | 6059.0562 | 7827.0669
1362 | 75996.8453 | 1611.2781 | 0 | 75935.8453 | 2931.9793 | 15060.2157 | 2203.1878 | 3468.7488 | 136.2074 | 380 | 11234.5276 | 12473.5866 | 14241.5973
1363 | 76263.2363 | 1662.4424 | 0 | 76202.2363 | 2953.3781 | 8724.93 | 2075.7751 | 3444.3606 | 104.0524 | 190 | 4459.6513 | 5476.5553 | 7244.566
1364 | 76738.7657 | 1835.0172 | 0 | 76677.7657 | 5693.7113 | 5692.0839 | 1591.2858 | 3378.1071 | 110.8818 | 54 | -2339.8002 | -1452.0669 | 315.9438
1365 | 75491.7328 | 1463.1468 | -1463.1468 | 73967.586 | 3870.5184 | 14157.0579 | 2380.5836 | 3155.8209 | 106.6214 | 190 | 11225.5581 | 12245.0311 | 14013.0418
1366 | 75845.7143 | 1782.5937 | 0 | 75784.7143 | 5209.3868 | 1679.944 | 2456.6858 | 3291.0392 | 207.3544 | 380 | -4196.2321 | -2886.0261 | -1118.0154
1367 | 75668.6949 | 1295.7497 | -1295.7497 | 74311.9451 | 2054.0294 | 4273.2209 | 2713.6951 | 3201.035 | 168.6633 | 190 | 3192.1764 | 4273.6913 | 6041.702
1368 | 76885.2779 | 1574.7874 | 0 | 76824.2779 | 2640.1947 | 20586.6908 | 1293.7722 | 3409.0681 | 155.5126 | 244 | 15195.2586 | 16317.6228 | 18085.6335
1369 | 73849.2191 | 1650.0237 | 0 | 73788.2191 | 2179.5324 | 8166.2377 | 2108.4116 | 3123.043 | 122.098 | 434 | 6800.1408 | 8079.0903 | 9847.101
1370 | 74324.3632 | 1771.5117 | 0 | 74263.3632 | 4142.6662 | 9127.0362 | 2063.7671 | 3171.2909 | 157.2622 | 54 | 5326.2648 | 6260.3785 | 8028.3892
1371 | 75001.3767 | 1195.3056 | 0 | 74940.3767 | 1553.836 | 18453.436 | 2144.2605 | 3127.7518 | 91.2469 | 54 | 16601.4355 | 17469.534 | 19237.5447
1372 | 76061.5095 | 1540.9992 | 0 | 76000.5095 | 3025.9023 | 14099.4108 | 2482.0288 | 3294.7369 | 172.0696 | 190 | 10219.9647 | 11304.8858 | 13072.8965
1373 | 74475.8602 | 2113.2973 | 0 | 74414.8602 | 3770.7438 | 6157.7698 | 2173.197 | 3226.4492 | 94.6779 | 54 | 2742.0119 | 3613.5413 | 5381.552
1374 | 75762.446 | 1238.3198 | 0 | 75701.446 | 1981.5278 | 15525.98 | 2255.6538 | 3241.9684 | 110.5894 | 54 | 12710.8284 | 13598.2694 | 15366.2801
1375 | 74799.7554 | 1245.6596 | 0 | 74738.7554 | 2588.4466 | 16556.2181 | 2785.0735 | 3218.6015 | 158.2674 | 434 | 14602.891 | 15918.01 | 17686.0207
1376 | 76075.7889 | 1967.7014 | 0 | 76014.7889 | 2361.3296 | 5806.0441 | 2815.4534 | 3320.4477 | 235.4361 | 380 | 2936.0268 | 4274.3144 | 6042.3251
1377 | 75664.789 | 1766.5948 | 0 | 75603.789 | 1300.2245 | 7865.0244 | 2569.091 | 3358.9445 | 82.0341 | 190 | 6259.2465 | 7254.1322 | 9022.1429
1378 | 75110.7775 | 1808.898 | 0 | 75049.7775 | 3303.9265 | 5209.7614 | 2399.4473 | 3149.7499 | 163.502 | 190 | 1775.4546 | 2851.8081 | 4619.8188
1379 | 76381.2566 | 2430.0771 | -2430.0771 | 73890.1796 | 3408.1463 | 10302.604 | 1543.5389 | 3423.3161 | 140.9171 | 54 | 7341.3331 | 8259.1018 | 10027.1125
1380 | 76366.1957 | 1611.6352 | 0 | 76305.1957 | 2267.3131 | 4455.4136 | 2260.2934 | 3371.2045 | 44.136 | 380 | 884.6027 | 2031.5902 | 3799.6009
1381 | 75422.8804 | 1428.9706 | -1428.9706 | 73932.9098 | 2862.3825 | 2648.0854 | 1949.6945 | 3287.2226 | 250.6666 | 244 | 459.9101 | 1677.4283 | 3445.439
1382 | 76909.2527 | 1880.1087 | -1880.1087 | 74968.1439 | 1125.3228 | 2966.6825 | 2506.6092 | 3413.8589 | 131.3623 | 54 | 2163.8838 | 3072.0977 | 4840.1084
1383 | 76951.8805 | 2063.0234 | -2063.0234 | 74827.8571 | 2075.3847 | 7291.128 | 2565.0298 | 3368.5938 | 174.8938 | 54 | 5691.7098 | 6643.4552 | 8411.4659
1384 | 74994.1958 | 1360.673 | 0 | 74933.1958 | 3650.6477 | 9036.4434 | 2671.3187 | 3238.7582 | 223.4429 | 380 | 5732.8768 | 7059.1713 | 8827.182
1385 | 75720.8895 | 1372.5885 | 0 | 75659.8895 | 3140.206 | 3876.3704 | 2003.807 | 3230.3712 | 126.3517 | 190 | -319.3468 | 719.8564 | 2487.8671
1386 | 75798.1789 | 1666.8058 | -1666.8058 | 74070.3731 | 3062.6176 | 12085.4307 | 1935.8809 | 3284.631 | 107.1886 | 190 | 9543.1519 | 10563.192 | 12331.2027
1387 | 75481.0967 | 2081.0818 | 0 | 75420.0967 | 2513.4496 | 11461.5996 | 2558.0164 | 3183.9048 | 79.6386 | 380 | 8640.1745 | 9822.6647 | 11590.6754
1388 | 76183.0763 | 1502.0474 | 0 | 76122.0763 | 2708.2724 | 4518.8966 | 2590.7019 | 3328.3327 | 152.8331 | 244 | 977.7825 | 2097.4671 | 3865.4778
1389 | 75420.9368 | 1603.1172 | -1603.1172 | 73756.8196 | 1674.9807 | 11761.1119 | 2463.8471 | 3158.1758 | 128.9622 | 190 | 11321.5345 | 12363.3483 | 14131.359
1390 | 75848.2239 | 1814.8834 | 0 | 75787.2239 | 3934.8339 | 5687.4068 | 2323.4319 | 3282.8007 | 59.4022 | 190 | 941.7816 | 1914.0354 | 3682.0461
1391 | 75946.0881 | 1683.4012 | -1683.4012 | 74201.6868 | 4504.9678 | 5715.6393 | 2276.3481 | 3255.4928 | 134.9359 | 54 | 1911.0256 | 2822.8131 | 4590.8238
1392 | 75324.7056 | 1782.4928 | -1782.4928 | 73481.2128 | 3037.2274 | 6255.5316 | 2622.7777 | 3166.7426 | 206.8554 | 54 | 4896.8117 | 5880.5187 | 7648.5294
1393 | 76804.9033 | 1809.7057 | 0 | 76743.9033 | 2740.1901 | 7675.3 | 2247.8663 | 3290.2647 | 169.397 | 54 | 3099.5376 | 4045.7862 | 5813.7969
1394 | 74339.5275 | 2106.7641 | 0 | 74278.5275 | 2385.5957 | 5999.1705 | 2070.7945 | 3166.9274 | 148.6289 | 190 | 3942.9691 | 5004.4496 | 6772.4603
1395 | 76967.6955 | 2104.4093 | 0 | 76906.6955 | 3050.3995 | 22029.7533 | 2431.8672 | 3543.9338 | 145.4449 | 244 | 17418.6594 | 18530.9558 | 20298.9665
1396 | 74757.0292 | 1780.4549 | 0 | 74696.0292 | 2501.6054 | 19911.9252 | 2444.0414 | 3127.0357 | 164.3145 | 54 | 17655.5678 | 18596.7338 | 20364.7445
1397 | 74744.0123 | 1624.0403 | 0 | 74683.0123 | 2205.1567 | 4365.2627 | 1765.6122 | 3260.1246 | 160.3021 | 190 | 1873.0306 | 2946.1842 | 4714.1949
1398 | 74720.7486 | 1557.3947 | -1557.3947 | 73102.3539 | 3359.8883 | 14590.2801 | 2156.5602 | 3276.0574 | 138.2518 | 244 | 12930.8554 | 14035.9588 | 15803.9695
1399 | 75998.8873 | 2285.1061 | 0 | 75937.8873 | 2344.3765 | 5656.8582 | 2470.5042 | 3261.1546 | 136.9157 | 54 | 2476.4532 | 3390.2205 | 5158.2312
1400 | 76061.809 | 1784.014 | -1784.014 | 74216.795 | 2960.059 | 7827.9643 | 2275.5219 | 3330.0881 | 148.3652 | 434 | 5626.9203 | 6932.1371 | 8700.1478
1401 | 76396.6914 | 1653.9345 | 0 | 76335.6914 | 4848.1144 | 9140.02 | 1713.2172 | 3402.2691 | 69.8906 | 54 | 2441.9005 | 3288.6427 | 5056.6534
1402 | 75509.7295 | 1271.5493 | -1271.5493 | 74177.1802 | 3146.3823 | 10229.2174 | 2649.7498 | 3245.2085 | 175.7927 | 380 | 8170.8132 | 9449.4574 | 11217.4681
1403 | 75477.9121 | 1807.926 | 0 | 75416.9121 | 3064.6742 | 9180.3482 | 2431.7846 | 3216.4196 | 154.0885 | 244 | 5717.1661 | 6838.1061 | 8606.1168
1404 | 76389.9742 | 2261.341 | 0 | 76328.9742 | 3271.5416 | 8119.7916 | 2367.1631 | 3435.9578 | 114.8561 | 380 | 3692.5967 | 4910.3044 | 6678.3151
1405 | 75207.549 | 1442.4104 | 0 | 75146.549 | 2078.3839 | 12918.5926 | 2615.4775 | 3252.4249 | 210.717 | 434 | 10931.7621 | 12299.3307 | 14067.3414
1406 | 75446.0295 | 1357.2023 | 0 | 75385.0295 | 1127.1912 | 6865.5167 | 2697.8852 | 3154.2697 | 88.0697 | 434 | 5575.6508 | 6820.5721 | 8588.5828
1407 | 76452.8088 | 1984.6261 | 0 | 76391.8088 | 2244.3937 | 7973.7167 | 2543.8145 | 3378.9731 | 60.1602 | 190 | 4630.5018 | 5603.5135 | 7371.5242
1408 | 74492.8779 | 2174.8025 | 0 | 74431.8779 | 1721.7794 | 5773.2116 | 1968.6921 | 3209.0626 | 139.5397 | 244 | 4167.509 | 5273.9003 | 7041.911
1409 | 76304.9683 | 1629.0293 | 0 | 76243.9683 | 3719.6826 | 5504.5532 | 2737.2031 | 3446.3115 | 118.3763 | 190 | 1094.6169 | 2125.8448 | 3893.8555
1410 | 74850.4972 | 1052.1788 | -1052.1788 | 73737.3184 | 3589.7933 | 12484.3133 | 2263.4457 | 3172.837 | 137.7619 | 54 | 9963.6842 | 10878.2977 | 12646.3084
1411 | 76476.4377 | 1745.3367 | 0 | 76415.4377 | 3365.7391 | 6903.191 | 2258.8351 | 3386.4446 | 146.266 | 380 | 2137.4939 | 3386.6114 | 5154.6221
1412 | 75973.8015 | 1131.0197 | -1131.0197 | 74781.7818 | 2779.1048 | 6792.5671 | 1935.502 | 3261.135 | 197.1091 | 190 | 3798.5174 | 4908.4781 | 6676.4888
1413 | 73580.6782 | 1589.2349 | 0 | 73519.6782 | 2370.4647 | 7390.8984 | 2534.5749 | 3125.1941 | 169.8068 | 54 | 6530.7245 | 7477.3828 | 9245.3935
1414 | 75307.2605 | 1876.9429 | 0 | 75246.2605 | 2479.8422 | 9617.6573 | 2532.5945 | 3271.4179 | 135.932 | 380 | 7065.7669 | 8304.5505 | 10072.5612
1415 | 75758.4338 | 1929.6236 | 0 | 75697.4338 | 4150.8639 | 11380.4206 | 2056.9143 | 3287.7937 | 141.3909 | 190 | 6247.0309 | 7301.2734 | 9069.2841
1416 | 74468.0841 | 1702.9179 | 0 | 74407.0841 | 1823.4957 | 4843.9083 | 2129.6139 | 3217.195 | 115.5453 | 54 | 3330.3373 | 4222.7342 | 5990.7449
1417 | 76826.0256 | 1515.8893 | 0 | 76765.0256 | 1956.0338 | 3767.3731 | 2641.7067 | 3323.4722 | 216.4231 | 190 | 381.6926 | 1510.9672 | 3278.9779
1418 | 76300.2919 | 1548.4876 | -1548.4876 | 74690.8044 | 3069.3251 | 10757.273 | 2320.7744 | 3352.3345 | 98.2328 | 190 | 8040.4524 | 9051.5368 | 10819.5475
1419 | 75191.4343 | 1414.7751 | 0 | 75130.4343 | 2022.8268 | 8074.8978 | 2541.3252 | 3267.5522 | 170.1495 | 380 | 6100.7141 | 7373.7152 | 9141.7259
1420 | 76113.3597 | 1207.0685 | 0 | 76052.3597 | 3991.5422 | 11210.3132 | 2528.8746 | 3456.9807 | 183.3028 | 244 | 6522.4667 | 7672.6211 | 9440.6318
1421 | 75308.813 | 1437.6968 | 0 | 75247.813 | 3103.586 | 15038.9775 | 2084.3598 | 3217.9526 | 115.3602 | 54 | 11360.091 | 12252.3028 | 14020.3135
1422 | 74121.4711 | 1619.075 | 0 | 74060.4711 | 2448.515 | 8774.4529 | 2671.4471 | 3186.6939 | 114.9382 | 244 | 7493.8078 | 8575.5976 | 10343.6083
1423 | 74741.8973 | 2149.3432 | 0 | 74680.8973 | 3663.905 | 27815.19 | 2595.1462 | 3128.725 | 126.2487 | 190 | 24564.459 | 25603.5592 | 27371.5699
1424 | 74030.1986 | 1805.4033 | 0 | 73969.1986 | 3208.5192 | 4266.5776 | 2440.8717 | 3134.6925 | 95.7659 | 54 | 2034.6239 | 2907.2414 | 4675.2521
1425 | 75800.9754 | 1415.2552 | -1415.2552 | 74324.7202 | 2195.2504 | 14574.8636 | 2538.8786 | 3246.6835 | 109.5088 | 244 | 13210.6553 | 14287.0156 | 16055.0263
1426 | 75147.2398 | 1435.7212 | 0 | 75086.2398 | 4456.7226 | 6001.5242 | 2512.0595 | 3204.4216 | 128.6458 | 190 | 1545.2429 | 2586.7403 | 4354.751
1427 | 76455.7587 | 1590.6471 | -1590.6471 | 74804.1116 | 3502.8492 | 20356.1595 | 2251.6742 | 3256.6972 | 157.1475 | 54 | 16927.7701 | 17861.7692 | 19629.7799
1428 | 75550.8371 | 1869.4597 | 0 | 75489.8371 | 4657.012 | 9893.7716 | 2271.9773 | 3281.689 | 188.3302 | 190 | 4670.7887 | 5771.9705 | 7539.9812
1429 | 77366.273 | 1561.2186 | 0 | 77305.273 | 3826.4298 | 6606.7221 | 807.1922 | 3511.9854 | 116.496 | 190 | -835.6031 | 193.7444 | 1961.7551
1430 | 75277.4418 | 1946.9923 | -1946.9923 | 73269.4495 | 2265.9451 | 4938.6506 | 2772.6287 | 3185.0982 | 109.9286 | 190 | 4731.1828 | 5753.963 | 7521.9737
1431 | 76277.0886 | 1524.2939 | 0 | 76216.0886 | 1870.7565 | 3687.6435 | 2012.0469 | 3248.6222 | 136.2663 | 190 | 231.6676 | 1280.7854 | 3048.7961
1432 | 76431.8669 | 1305.6749 | -1305.6749 | 75065.192 | 2203.4744 | 13708.5511 | 2407.0017 | 3166.4928 | 144.6788 | 380 | 11383.5791 | 12631.1095 | 14399.1202
1433 | 74449.0015 | 1293.2987 | 0 | 74388.0015 | 1993.4609 | 13895.222 | 2245.642 | 3135.9594 | 102.7767 | 244 | 12265.561 | 13335.1893 | 15103.2
1434 | 75254.3243 | 1847.5267 | 0 | 75193.3243 | 1524.27 | 16091.116 | 2244.161 | 3164.5528 | 141.5059 | 54 | 14152.4355 | 15070.7929 | 16838.8036
1435 | 75686.66 | 1208.9693 | 0 | 75625.66 | 2944.0122 | 17760.4974 | 2629.9053 | 3168.6839 | 138.8529 | 190 | 14359.6144 | 15411.3188 | 17179.3295
1436 | 75856.3679 | 1266.4914 | 0 | 75795.3679 | 3358.7683 | 2802.3817 | 2449.2936 | 3185.011 | 122.7081 | 54 | -1347.2499 | -447.6902 | 1320.3205
1437 | 75210.5577 | 1752.7749 | -1752.7749 | 73396.7828 | 2485.0698 | 11832.0334 | 2574.2617 | 3178.2261 | 147.2484 | 244 | 11072.8685 | 12186.9685 | 13954.9792
1438 | 73997.3105 | 1781.8604 | 0 | 73936.3105 | 1477.0973 | 9288.7844 | 2260.0455 | 3124.3444 | 156.7946 | 244 | 8629.9664 | 9753.6125 | 11521.6232
1439 | 75387.9029 | 1474.2354 | 0 | 75326.9029 | 2798.1816 | 9331.6181 | 1854.2522 | 3250.1807 | 133.4385 | 190 | 5681.1665 | 6727.4566 | 8495.4673
1440 | 74921.6888 | 1227.4848 | 0 | 74860.6888 | 1809.6117 | 9590.5072 | 2003.4833 | 3194.0499 | 176.1429 | 380 | 7487.9399 | 8766.9343 | 10534.945
1441 | 77235.508 | 1737.6099 | 0 | 77174.508 | 4149.3731 | 9471.5287 | 2554.2791 | 3429.7576 | 147.2952 | 54 | 3501.8841 | 4426.0309 | 6194.0416
1442 | 77099.1087 | 2101.3458 | 0 | 77038.1087 | 2967.1539 | 13297.5298 | 1871.25 | 3325.0031 | 152.5766 | 54 | 7858.7204 | 8788.1485 | 10556.1592
1443 | 75314.6401 | 1915.88 | 0 | 75253.6401 | 2243.6197 | 7343.2635 | 2039.4548 | 3299.6228 | 156.554 | 190 | 4555.2814 | 5624.687 | 7392.6977
1444 | 76176.026 | 1422.4777 | 0 | 76115.026 | 4536.4401 | 9791.569 | 2046.0115 | 3269.3166 | 182.1999 | 190 | 3825.6311 | 4920.6825 | 6688.6932
1445 | 75284.6678 | 1806.1915 | 0 | 75223.6678 | 3051.6831 | 5899.1126 | 2114.1873 | 3144.0534 | 183.3408 | 54 | 2252.2024 | 3212.3947 | 4980.4054
1446 | 74978.6671 | 2034.4558 | -2034.4558 | 72883.2114 | 1678.2919 | 5429.895 | 2357.5695 | 3209.5773 | 132.776 | 380 | 5805.7386 | 7041.3661 | 8809.3768
1447 | 75510.164 | 1557.2106 | 0 | 75449.164 | 3312.9314 | 13269.2741 | 2228.8297 | 3297.4701 | 171.968 | 190 | 9403.6784 | 10488.498 | 12256.5087
1448 | 75132.4996 | 1225.5901 | 0 | 75071.4996 | 2930.6432 | 16128.3702 | 2691.5139 | 3153.6108 | 109.443 | 54 | 13341.5522 | 14227.8467 | 15995.8574
1449 | 75452.149 | 1621.7763 | 0 | 75391.149 | 2936.381 | 31840.1645 | 2628.043 | 3202.0197 | 66.1561 | 190 | 28712.8971 | 29691.9047 | 31459.9154
1450 | 75845.8371 | 1816.7598 | 0 | 75784.8371 | 3118.4387 | 4924.527 | 2318.416 | 3191.4562 | 65.5135 | 54 | 901.3235 | 1743.6885 | 3511.6992
1451 | 75819.6445 | 1644.879 | -1644.879 | 74113.7656 | 3145.9659 | 5920.2669 | 2555.7538 | 3414.2387 | 156.1253 | 380 | 4000.7279 | 5259.7048 | 7027.7155
1452 | 76981.5392 | 2043.2276 | 0 | 76920.5392 | 3532.1201 | 1938.5676 | 2515.1781 | 3383.4551 | 64.7916 | 54 | -3245.2585 | -2403.6154 | -635.6047
1453 | 76705.2261 | 1900.6367 | -1900.6367 | 74743.5894 | 3128.0397 | 5535.9695 | 2422.4165 | 3433.7541 | 175.63 | 434 | 2890.711 | 4223.1925 | 5991.2032
1454 | 76238.6446 | 1717.5446 | 0 | 76177.6446 | 1605.0207 | 20272.7663 | 2162.9892 | 3397.2807 | 186.0479 | 54 | 17420.571 | 18383.4704 | 20151.4811
1455 | 76173.4531 | 1828.5454 | 0 | 76112.4531 | 2982.7785 | 19259.2281 | 2373.2284 | 3310.8282 | 189.2915 | 380 | 15218.253 | 16510.3961 | 18278.4068
1456 | 75541.2563 | 1789.5885 | 0 | 75480.2563 | 4458.6022 | 12465.2095 | 2629.3937 | 3209.3384 | 126.2118 | 434 | 7735.2831 | 9018.3464 | 10786.3571
1457 | 75854.4235 | 1722.948 | 0 | 75793.4235 | 4668.166 | 7650.3427 | 2823.1028 | 3396.6518 | 79.0662 | 190 | 2778.7079 | 3770.6257 | 5538.6364
1458 | 76864.7003 | 1246.5609 | 0 | 76803.7003 | 2419.7349 | 9299.0823 | 2292.8775 | 3309.3472 | 111.4579 | 434 | 5048.072 | 6316.3814 | 8084.3921
1459 | 73829.4938 | 1352.456 | 0 | 73768.4938 | 2189.3063 | 2859.9802 | 2088.5838 | 3165.114 | 78.8771 | 54 | 1526.078 | 2381.8066 | 4149.8173
1460 | 73709.6137 | 1779.1501 | -1779.1501 | 71869.4636 | 3474.1379 | 1762.7658 | 2370.1433 | 3124.3936 | 118.2907 | 244 | 1283.9012 | 2369.0435 | 4137.0542
1461 | 76795.5751 | 1428.7832 | -1428.7832 | 75305.7919 | 4332.4903 | 12202.2967 | 2729.411 | 3329.9113 | 127.6697 | 54 | 7993.5368 | 8898.0581 | 10666.0688
1462 | 75310.6277 | 1350.9345 | 0 | 75249.6277 | 4037.7809 | 12043.6667 | 2274.6234 | 3313.0676 | 133.7414 | 244 | 7714.1491 | 8814.742 | 10582.7527
1463 | 77082.6589 | 1999.1834 | 0 | 77021.6589 | 5397.563 | 3770.3717 | 2285.8958 | 3455.1917 | 117.6762 | 190 | -3537.5627 | -2507.035 | -739.0243
1464 | 77800.4372 | 2363.9864 | -2363.9864 | 75375.4508 | 3873.2687 | 5230.1329 | 2397.6441 | 3533.3024 | 110.0391 | 380 | 1282.5597 | 2495.4504 | 4263.4611
1465 | 76416.3087 | 1656.4752 | -1656.4752 | 74698.8334 | 2654.6486 | 9883.9998 | 2630.021 | 3306.0803 | 172.1158 | 54 | 7836.8191 | 8785.7865 | 10553.7972
1466 | 75118.6273 | 1994.6137 | 0 | 75057.6273 | 2794.4515 | 3500.3499 | 2514.534 | 3131.413 | 17.69 | 190 | 664.4181 | 1594.9597 | 3362.9704
1467 | 73712.8367 | 1259.6933 | -1259.6933 | 72392.1435 | 3021.886 | 7222.7873 | 2690.0545 | 3126.5863 | 191.5579 | 190 | 6995.5987 | 8100.0082 | 9868.0189
1468 | 76837.8228 | 1947.3116 | 0 | 76776.8228 | 2849.7695 | 12566.1636 | 2234.2615 | 3474.2822 | 56.6454 | 244 | 8018.3151 | 9041.812 | 10809.8227
1469 | 75522.5113 | 1709.2888 | 0 | 75461.5113 | 3964.542 | 7881.9384 | 2261.5936 | 3257.1278 | 122.2787 | 244 | 3344.8065 | 4433.9367 | 6201.9474
1470 | 74914.3603 | 2192.3388 | 0 | 74853.3603 | 2505.1286 | 7955.8818 | 1353.397 | 3151.9056 | 115.9271 | 190 | 4472.8955 | 5501.6742 | 7269.6849
1471 | 75511.907 | 1485.8634 | 0 | 75450.907 | 1756.7259 | 13468.6311 | 2459.4554 | 3285.0929 | 196.1895 | 190 | 11375.7464 | 12484.7875 | 14252.7982
1472 | 75121.9825 | 1642.1354 | 0 | 75060.9825 | 2001.7395 | 3941.818 | 2673.1439 | 3236.956 | 168.2593 | 244 | 2159.3958 | 3294.5066 | 5062.5173
1473 | 76332.762 | 1915.8271 | -1915.8271 | 74355.935 | 3291.7114 | 9248.4312 | 2426.5189 | 3333.0802 | 162.754 | 244 | 6730.5839 | 7860.1895 | 9628.2002
1474 | 74869.2731 | 1658.3747 | 0 | 74808.2731 | 1637.6355 | 10731.8098 | 2698.8296 | 3256.453 | 130.1402 | 380 | 9611.3837 | 10844.3754 | 12612.3861
1475 | 75591.0117 | 1623.5766 | 0 | 75530.0117 | 2063.7742 | 13005.7081 | 2442.1172 | 3284.3559 | 110.179 | 190 | 10508.5955 | 11531.626 | 13299.6367
1476 | 75524.7296 | 1529.6223 | 0 | 75463.7296 | 3167.7959 | 10005.5873 | 1661.2751 | 3368.546 | 82.7082 | 54 | 5774.083 | 6633.6427 | 8401.6534
1477 | 75425.8255 | 1779.3921 | 0 | 75364.8255 | 1577.9367 | 15567.432 | 2520.8882 | 3267.6178 | 68.5549 | 380 | 13783.3759 | 14954.7824 | 16722.7931
1478 | 75089.0959 | 1229.3084 | 0 | 75028.0959 | 3494.961 | 1506.7894 | 2513.3957 | 3318.8867 | 144.7001 | 190 | -1813.7851 | -756.2335 | 1011.7772
1479 | 76310.6914 | 1981.1812 | -1981.1812 | 74268.5102 | 1766.2955 | 4720.339 | 2217.7639 | 3270.9203 | 170.4698 | 54 | 3544.4174 | 4491.7388 | 6259.7495
1480 | 75818.8551 | 1643.7621 | 0 | 75757.8551 | 698.0631 | 9392.6857 | 2245.22 | 3224.7343 | 122.8764 | 244 | 7776.9218 | 8866.6498 | 10634.6605
1481 | 76207.0091 | 1645.0108 | 0 | 76146.0091 | 2351.3613 | 5104.1897 | 1564.318 | 3441.8412 | 127.374 | 190 | 983.1785 | 2023.4041 | 3791.4148
1482 | 75104.5917 | 1535.008 | -1535.008 | 73508.5837 | 3786.6623 | 3480.6627 | 2664.0674 | 3162.9624 | 149.633 | 54 | 1382.6466 | 2309.1311 | 4077.1418
1483 | 77398.9172 | 1339.273 | -1339.273 | 75998.6442 | 1261.1993 | 5362.8173 | 2448.4756 | 3512.6376 | 178.3355 | 54 | 3434.287 | 4389.4741 | 6157.4848
1484 | 75119.2394 | 1909.4081 | 0 | 75058.2394 | 2025.9941 | 4771.0838 | 2447.8724 | 3155.1565 | 122.4699 | 434 | 2660.0792 | 3939.4007 | 5707.4114
1485 | 74883.4881 | 1196.1058 | 0 | 74822.4881 | 1937.688 | 6704.0031 | 2629.7337 | 3155.4364 | 64.2082 | 190 | 5099.1971 | 6076.2568 | 7844.2675
1486 | 75177.8276 | 2130.4315 | 0 | 75116.8276 | 5279.4571 | 3867.0879 | 1784.9546 | 3181.8342 | 157.789 | 54 | -2192.2079 | -1257.5673 | 510.4434
1487 | 76318.3977 | 1710.1451 | -1710.1451 | 74547.2526 | 1875.3666 | 9434.8823 | 2501.2919 | 3369.3383 | 201.3016 | 190 | 8253.0934 | 9367.2465 | 11135.2572
1488 | 74153.714 | 2020.4201 | 0 | 74092.714 | 4102.4164 | 8496.0117 | 2439.6354 | 3182.6097 | 149.4326 | 434 | 5293.3263 | 6599.6105 | 8367.6212
1489 | 74262.8979 | 2271.3568 | 0 | 74201.8979 | 3604.3676 | 13008.9599 | 2126.1955 | 3166.25 | 189.0062 | 190 | 9865.34 | 10967.1978 | 12735.2085
1490 | 74222.4604 | 1740.809 | 0 | 74161.4604 | 2963.8872 | 4641.8416 | 2578.7913 | 3159.8676 | 160.2423 | 54 | 2625.3529 | 3562.4468 | 5330.4575
1491 | 77321.3941 | 1872.023 | 0 | 77260.3941 | 3474.8196 | 5255.4488 | 2347.4798 | 3462.0424 | 191.1337 | 380 | -300.0426 | 993.9427 | 2761.9534
1492 | 76417.1309 | 1386.4765 | -1386.4765 | 74969.6544 | 4143.6273 | 8246.8795 | 2478.535 | 3451.7581 | 165.3191 | 380 | 4434.0909 | 5702.2616 | 7470.2723
1493 | 73756.0192 | 1935.0926 | 0 | 73695.0192 | 2218.6278 | 8541.3754 | 2507.7153 | 3162.4187 | 157.7174 | 380 | 7668.0624 | 8928.6314 | 10696.6421
1494 | 76778.2845 | 1888.6681 | 0 | 76717.2845 | 3090.4949 | 7201.5642 | 1639.4617 | 3407.7416 | 175.6598 | 380 | 1811.1881 | 3089.6995 | 4857.7102
1495 | 76845.9155 | 1557.2077 | -1557.2077 | 75227.7078 | 3238.4216 | 3247.6799 | 1815.2092 | 3487.1271 | 205.9151 | 244 | -545.9132 | 626.8534 | 2394.8641
1496 | 75897.7082 | 1958.5249 | -1958.5249 | 73878.1833 | 2259.6932 | 1691.0664 | 2606.6002 | 3301.5933 | 154.412 | 54 | 831.5835 | 1762.8471 | 3530.8578
1497 | 75386.3986 | 1601.4592 | -1601.4592 | 73723.9394 | 4982.4081 | 13725.7231 | 2410.7903 | 3317.5537 | 118.2439 | 380 | 10117.9196 | 11339.0151 | 13107.0258
1498 | 76875.5573 | 1103.709 | 0 | 76814.5573 | 2480.4376 | 14590.4941 | 2190.0727 | 3331.1443 | 56.7625 | 54 | 10186.9163 | 11020.5303 | 12788.541
1499 | 75757.5129 | 1324.4757 | 0 | 75696.5129 | 1217.311 | 3219.2435 | 2295.4311 | 3334.8841 | 156.6168 | 54 | 1305.9348 | 2239.4032 | 4007.4139
1500 | 73794.5978 | 1565.5491 | -1565.5491 | 72168.0487 | 2683.0691 | 2222.9785 | 2107.128 | 3123.7049 | 141.9307 | 54 | 1972.8937 | 2891.676 | 4659.6867
1501 | 73771.3189 | 2067.9809 | -2067.9809 | 71642.338 | 3016.2053 | 14746.9278 | 2529.1856 | 3125.7242 | 144.402 | 190 | 15113.4943 | 16170.7479 | 17938.7586
1502 | 76873.3838 | 1552.3052 | 0 | 76812.3838 | 4144.4485 | 9176.2475 | 2281.58 | 3494.6968 | 125.2475 | 434 | 3365.892 | 4647.991 | 6416.0017
1503 | 76760.7022 | 1730.1199 | 0 | 76699.7022 | 1744.7077 | 11018.6812 | 2616.0154 | 3388.7958 | 112.8987 | 380 | 7949.2824 | 9165.0327 | 10933.0434
1504 | 72961.1092 | 1752.3643 | 0 | 72900.1092 | 1971.1342 | 8107.9432 | 2351.4462 | 3132.4401 | 77.9276 | 54 | 8090.786 | 8945.5652 | 10713.5759
1505 | 76454.24 | 1148.6789 | 0 | 76393.24 | 1290.6495 | 8188.7361 | 1926.2381 | 3286.8948 | 106.7737 | 54 | 5088.1795 | 5971.8048 | 7739.8155
1506 | 75265.6201 | 1109.302 | 0 | 75204.6201 | 3491.7589 | 14969.2271 | 2403.8435 | 3249.5658 | 134.004 | 380 | 11296.4574 | 12533.313 | 14301.3237
1507 | 76916.3438 | 1540.7109 | 0 | 76855.3438 | 4045.2743 | 15451.6617 | 2603.6753 | 3289.4773 | 66.2132 | 244 | 9814.3962 | 10847.461 | 12615.4717
1508 | 74771.4915 | 1237.3235 | 0 | 74710.4915 | 2975.6633 | 7005.0429 | 2431.1116 | 3145.0779 | 170.6805 | 190 | 4265.2777 | 5348.8097 | 7116.8204
1509 | 75570.0868 | 1366.8191 | 0 | 75509.0868 | 5205.2885 | 8516.9672 | 1513.8755 | 3351.8582 | 38.0229 | 244 | 2038.5257 | 3043.4002 | 4811.4109
1510 | 76265.2248 | 1702.6021 | -1702.6021 | 74501.6227 | 4067.7644 | 3732.2341 | 2482.8647 | 3395.5349 | 140.5062 | 190 | 411.4467 | 1464.8045 | 3232.8152
1511 | 74991.6161 | 1747.5126 | -1747.5126 | 73183.1035 | 3340.9115 | 7531.8728 | 2303.1849 | 3324.4 | 107.7474 | 244 | 6005.6427 | 7080.2417 | 8848.2524
1512 | 75700.4689 | 1923.6255 | 0 | 75639.4689 | 3466.1603 | 6236.5531 | 2647.3354 | 3211.2971 | 186.2421 | 190 | 2359.7563 | 3458.85 | 5226.8607
1513 | 75731.1881 | 1637.7924 | -1637.7924 | 74032.3957 | 3568.0364 | 12896.0304 | 1993.1947 | 3171.3144 | 86.5134 | 244 | 9830.3074 | 10883.6724 | 12651.6831
1514 | 76504.9942 | 1689.6661 | 0 | 76443.9942 | 3979.1423 | 12539.7937 | 2438.1926 | 3311.4567 | 166.414 | 434 | 7236.5064 | 8559.7719 | 10327.7826
1515 | 75190.4116 | 2237.8742 | 0 | 75129.4116 | 1964.7033 | 4051.3105 | 2506.2506 | 3315.2668 | 68.5696 | 190 | 2148.9131 | 3130.3342 | 4898.3449
1516 | 77232.5319 | 1853.5891 | -1853.5891 | 75317.9428 | 4692.3967 | 2043.2335 | 2247.3803 | 3536.7297 | 171.118 | 54 | -2812.796 | -1864.8264 | -96.8157
1517 | 75012.9684 | 1898.0014 | -1898.0014 | 73053.967 | 3322.7876 | 18567.2765 | 2273.5781 | 3147.7975 | 152.9982 | 434 | 16982.0976 | 18291.9473 | 20059.958
1518 | 73305.8255 | 1626.0197 | 0 | 73244.8255 | 1959.1105 | 8909.8443 | 2073.3305 | 3128.1353 | 111.1652 | 244 | 8277.5741 | 9355.5908 | 11123.6015
1519 | 75720.7183 | 1527.5652 | 0 | 75659.7183 | 4897.7903 | 1635.1927 | 2630.9116 | 3308.1925 | 168.1613 | 190 | -3613.0119 | -2531.999 | -763.9883
1520 | 75602.8144 | 2300.1337 | -2300.1337 | 73241.6808 | 3166.5788 | 8286.0747 | 2469.2178 | 3272.42 | 132.1523 | 190 | 6989.653 | 8034.6569 | 9802.6676
1521 | 75237.6637 | 1420.8296 | 0 | 75176.6637 | 1424.9076 | 8977.5612 | 2527.8161 | 3234.0669 | 126.0715 | 54 | 7508.0729 | 8410.9959 | 10179.0066
1522 | 77576.9869 | 1771.2652 | 0 | 77515.9869 | 2635.7317 | 10974.8214 | 2513.6243 | 3280.2823 | 121.9604 | 54 | 5987.2094 | 6886.0214 | 8654.0321
1523 | 74223.7919 | 1474.2568 | 0 | 74162.7919 | 2543.0101 | 5154.6236 | 2712.1716 | 3133.9464 | 148.5352 | 244 | 3665.1397 | 4780.5264 | 6548.5371
1524 | 74632.8376 | 1581.4883 | 0 | 74571.8376 | 1101.9112 | 19204.5518 | 2434.7188 | 3223.8532 | 190.4944 | 244 | 18559.575 | 19716.9209 | 21484.9316
1525 | 76056.0336 | 1772.147 | 0 | 75995.0336 | 2180.5823 | 7529.8376 | 2096.8466 | 3405.2582 | 206.2175 | 244 | 4226.5265 | 5399.5956 | 7167.6063
1526 | 76784.8295 | 1754.1505 | 0 | 76723.8295 | 3733.9806 | 2588.8698 | 2380.8636 | 3398.0352 | 134.9587 | 244 | -2719.8415 | -1618.0313 | 149.9794
1527 | 77055.0532 | 1259.362 | -1259.362 | 75734.6912 | 3054.0275 | 2445.6082 | 2390.0305 | 3401.4742 | 90.9571 | 54 | -1181.4056 | -313.597 | 1454.4137
1528 | 74354.2621 | 1815.123 | -1815.123 | 72478.1392 | 1712.5832 | 9148.1024 | 2261.7902 | 3129.0828 | 181.8223 | 380 | 9718.453 | 11003.1269 | 12771.1376
1529 | 75113.8345 | 1765.4942 | 0 | 75052.8345 | 3176.4923 | 18115.9661 | 2506.6642 | 3253.2777 | 109.6378 | 380 | 15016.7812 | 16229.2706 | 17997.2813
1530 | 76766.8658 | 1531.4557 | 0 | 76705.8658 | 5389.5186 | 12255.1926 | 2592.5176 | 3492.9435 | 163.8374 | 190 | 5615.4692 | 6692.1582 | 8460.1689
1531 | 75338.4819 | 1389.5277 | 0 | 75277.4819 | 3831.6077 | 6326.0042 | 2681.4162 | 3136.1268 | 111.174 | 190 | 2404.6577 | 3428.6832 | 5196.6939
1532 | 74455.9541 | 1645.4037 | -1645.4037 | 72749.5504 | 3601.1209 | 7318.6934 | 2223.9716 | 3155.1636 | 194.3561 | 244 | 5717.3574 | 6878.565 | 8646.5757
1533 | 75152.6975 | 1303.7677 | 0 | 75091.6975 | 3733.7331 | 16570.311 | 1124.8946 | 3326.686 | 149.4725 | 190 | 11566.661 | 12628.985 | 14396.9957
1534 | 76784.0813 | 1613.984 | 0 | 76723.0813 | 2875.9936 | 3271.0866 | 2552.9344 | 3446.2818 | 202.3264 | 190 | -958.5721 | 156.6058 | 1924.6165
1535 | 74997.4068 | 1265.4483 | -1265.4483 | 73670.9584 | 2266.2711 | 15211.559 | 1712.4018 | 3131.3097 | 167.8393 | 434 | 13488.241 | 14812.9319 | 16580.9426
1536 | 77232.5867 | 1629.2994 | 0 | 77171.5867 | 3764.644 | 9677.424 | 2317.3849 | 3483.6672 | 111.7513 | 54 | 3912.4454 | 4801.0482 | 6569.0589
1537 | 74747.8523 | 1532.8233 | 0 | 74686.8523 | 4384.4332 | 8752.9138 | 2253.3899 | 3143.8312 | 140.4654 | 54 | 4449.0494 | 5366.3663 | 7134.377
1538 | 75785.8201 | 1835.879 | 0 | 75724.8201 | 3155.9461 | 13728.456 | 2308.2391 | 3154.4306 | 111.8534 | 54 | 9680.5595 | 10569.2645 | 12337.2752
1539 | 74622.9396 | 1034.3776 | 0 | 74561.9396 | 2597.4819 | 14443.9731 | 2308.0621 | 3168.5323 | 185.0733 | 190 | 12131.346 | 13229.2709 | 14997.2816
1540 | 74847.852 | 1418.1876 | 0 | 74786.852 | 2107.8509 | 3823.5036 | 1791.7736 | 3148.3626 | 146.3692 | 244 | 1239.1369 | 2352.3577 | 4120.3684
1541 | 77096.811 | 1359.4062 | -1359.4062 | 75676.4048 | 1916.3917 | 8413.2781 | 2700.9767 | 3401.7828 | 150.4653 | 244 | 6293.441 | 7410.7579 | 9178.7686
1542 | 74450.9399 | 1965.9368 | 0 | 74389.9399 | 2033.142 | 7810.7709 | 2091.9012 | 3193.8358 | 135.4434 | 190 | 6043.626 | 7091.921 | 8859.9317
1543 | 75340.8273 | 1662.705 | 0 | 75279.8273 | 1523.0405 | 6062.8298 | 2340.4975 | 3233.6696 | 178.0599 | 190 | 4204.3291 | 5295.2405 | 7063.2512
1544 | 76699.3886 | 1954.8807 | 0 | 76638.3886 | 3071.8521 | 5862.039 | 2067.1402 | 3414.7939 | 129.9436 | 190 | 1003.9325 | 2046.7277 | 3814.7384
1545 | 75226.061 | 2046.1819 | -2046.1819 | 73118.8791 | 3409.6967 | 6100.9208 | 1752.1038 | 3157.2711 | 115.0026 | 190 | 3851.9199 | 4879.7741 | 6647.7848
1546 | 73855.8105 | 2240.0751 | 0 | 73794.8105 | 2491.4334 | 8321.4274 | 2481.0517 | 3124.7222 | 168.0585 | 190 | 7011.1574 | 8092.0674 | 9860.0781
1547 | 76440.2596 | 1480.8944 | 0 | 76379.2596 | 4248.872 | 12743.5496 | 1964.546 | 3399.6012 | 138.7792 | 380 | 6849.7652 | 8091.3959 | 9859.4066
1548 | 76765.6027 | 1327.6489 | 0 | 76704.6027 | 2971.605 | 4435.3021 | 1932.7013 | 3377.4582 | 127.6027 | 244 | -560.5461 | 533.9081 | 2301.9188
1549 | 74904.9478 | 2130.0671 | -2130.0671 | 72713.8807 | 3666.399 | 8739.9066 | 2183.9767 | 3185.8956 | 123.091 | 244 | 7099.6991 | 8189.6417 | 9957.6524
1550 | 77078.0442 | 1385.4682 | 0 | 77017.0442 | 1106.1693 | 11143.9337 | 2154.843 | 3446.9595 | 57.7754 | 380 | 7992.7227 | 9153.3496 | 10921.3603
1551 | 74416.0161 | 2341.0516 | 0 | 74355.0161 | 3990.2431 | 10459.6391 | 2373.4535 | 3159.3931 | 160.4505 | 190 | 7017.4263 | 8090.7285 | 9858.7392
1552 | 75083.3765 | 1392.9033 | 0 | 75022.3765 | 3210.1636 | 1906.1632 | 2308.2973 | 3296.1587 | 118.9548 | 244 | -1351.7208 | -265.9144 | 1502.0963
1553 | 75224.8453 | 1478.9511 | -1478.9511 | 73684.8941 | 3680.1303 | 12215.367 | 2442.2548 | 3194.038 | 125.221 | 54 | 9856.8354 | 10758.908 | 12526.9187
1554 | 77050.9284 | 1398.1803 | 0 | 76989.9284 | 2901.7835 | 11424.5927 | 2198.8026 | 3430.8335 | 221.61 | 190 | 6532.717 | 7667.1785 | 9435.1892
1555 | 75890.2538 | 2349.9792 | 0 | 75829.2538 | 1642.8797 | 11727.4897 | 2377.1235 | 3292.6264 | 84.7159 | 54 | 9295.3061 | 10156.8736 | 11924.8843
1556 | 75952.3484 | 1520.4534 | 0 | 75891.3484 | 2878.5148 | 12472.6156 | 2521.7632 | 3368.6433 | 146.1626 | 244 | 8963.3589 | 10076.3731 | 11844.3838
1557 | 75333.7509 | 1256.7913 | 0 | 75272.7509 | 2348.9687 | 9397.3642 | 2356.858 | 3265.8191 | 159.6641 | 54 | 6768.5217 | 7705.0374 | 9473.0481
1558 | 75035.0997 | 1539.9361 | 0 | 74974.0997 | 2038.7879 | 10992.8469 | 2513.3138 | 3149.5744 | 143.9447 | 54 | 9013.0476 | 9933.8438 | 11701.8545
1559 | 75119.9383 | 1559.1955 | 0 | 75058.9383 | 3495.9149 | 7694.2636 | 2553.166 | 3310.6802 | 116.2026 | 244 | 4373.4566 | 5456.5108 | 7224.5215
1560 | 74192.0172 | 1254.2091 | 0 | 74131.0172 | 1948.3652 | 14308.4389 | 2578.6921 | 3131.5563 | 145.5034 | 434 | 13309.5049 | 14611.8599 | 16379.8706
1561 | 77019.8746 | 1833.8298 | 0 | 76958.8746 | 3734.0745 | 14772.1349 | 2922.9539 | 3459.1581 | 190.7359 | 190 | 9831.4978 | 10935.0852 | 12703.0959
1562 | 76384.1224 | 1549.9035 | 0 | 76323.1224 | 2765.2671 | 5607.4209 | 2337.3318 | 3436.8159 | 212.2827 | 190 | 1663.379 | 2788.5133 | 4556.524
1563 | 75350.0677 | 2321.4717 | -2321.4717 | 72967.596 | 3407.2869 | 4656.5869 | 2582.7085 | 3193.4874 | 123.7364 | 244 | 3428.1 | 4518.6879 | 6286.6986
1564 | 76505.6418 | 1794.2809 | 0 | 76444.6418 | 1098.664 | 15322.981 | 2435.7543 | 3413.4424 | 125.1839 | 244 | 12999.0719 | 14091.1074 | 15859.1181
1565 | 75372.6842 | 2146.7764 | 0 | 75311.6842 | 2674.0463 | 16399.3881 | 1938.4605 | 3211.3572 | 79.2926 | 380 | 12933.6754 | 14115.8195 | 15883.8302
1566 | 77017.5245 | 1929.3327 | 0 | 76956.5245 | 3736.7273 | 10891.3125 | 1704.1451 | 3426.6408 | 104.5457 | 380 | 4699.0467 | 5906.444 | 7674.4547
1567 | 76952.3998 | 1648.4864 | 0 | 76891.3998 | 2485.7121 | 8287.5572 | 2032.5288 | 3462.1698 | 192.2377 | 190 | 3775.3439 | 4880.4332 | 6648.4439
1568 | 76353.512 | 1825.2862 | 0 | 76292.512 | 2822.6484 | 6968.3111 | 2321.9127 | 3434.9649 | 182.4716 | 54 | 2980.2283 | 3939.5514 | 5707.5621
1569 | 75189.0738 | 1775.0223 | 0 | 75128.0738 | 2690.3446 | 5153.3677 | 2205.9728 | 3140.6999 | 151.2264 | 380 | 2051.822 | 3305.9 | 5073.9107
1570 | 75941.7082 | 1111.3681 | -1111.3681 | 74769.3402 | 2368.1837 | 11479.142 | 2299.3038 | 3441.7888 | 179.0694 | 380 | 9452.9107 | 10734.8317 | 12502.8424
1571 | 76354.6144 | 1614.4094 | 0 | 76293.6144 | 1063.036 | 8642.6797 | 2585.12 | 3439.0404 | 178.124 | 244 | 6680.3897 | 7825.3653 | 9593.376
1572 | 75601.1252 | 1732.7592 | 0 | 75540.1252 | 2674.7399 | 23680.5763 | 2362.2807 | 3231.1257 | 103.1994 | 244 | 20429.3175 | 21499.3684 | 23267.3791
1573 | 75497.0736 | 1859.6829 | 0 | 75436.0736 | 2605.6701 | 4872.6329 | 2132.263 | 3170.5068 | 109.7782 | 434 | 1503.8591 | 2770.4889 | 4538.4996
1574 | 75806.3522 | 1464.5813 | -1464.5813 | 74280.7709 | 3238.7802 | 5086.3314 | 2287.547 | 3230.7118 | 57.6495 | 434 | 2455.239 | 3669.74 | 5437.7507
1575 | 75941.6259 | 2225.7909 | -2225.7909 | 73654.835 | 2587.5078 | 18036.0479 | 2395.9838 | 3428.185 | 104.4008 | 380 | 16988.0738 | 18195.3262 | 19963.3369
1576 | 76676.018 | 1875.7457 | 0 | 76615.018 | 3870.597 | 9685.47 | 2505.6735 | 3371.3198 | 146.7666 | 54 | 4447.0483 | 5370.6665 | 7138.6772
1577 | 76891.0452 | 2332.9709 | 0 | 76830.0452 | 3668.6548 | 8071.8016 | 2595.5902 | 3394.1639 | 197.5041 | 434 | 2933.0557 | 4287.4113 | 6055.422
1578 | 74353.7125 | 1698.9484 | 0 | 74292.7125 | 2147.2533 | 8946.6187 | 1586.1813 | 3200.6481 | 84.6602 | 54 | 6663.6823 | 7525.1941 | 9293.2048
1579 | 76324.9735 | 2178.3645 | 0 | 76263.9735 | 3702.5985 | 8685.5173 | 1960.4674 | 3345.4548 | 155.2545 | 190 | 3395.0675 | 4463.1735 | 6231.1842
1580 | 76274.0855 | 1474.1486 | 0 | 76213.0855 | 3549.6633 | 4533.733 | 2580.1339 | 3185.7418 | 201.9316 | 54 | -92.94 | 885.8432 | 2653.8539
1581 | 75874.8398 | 1326.0585 | -1326.0585 | 74487.7813 | 2753.5896 | 14479.3313 | 2356.8523 | 3349.3953 | 109.8195 | 54 | 12314.4081 | 13201.0792 | 14969.0899
1582 | 74488.3306 | 1447.5141 | 0 | 74427.3306 | 4489.2232 | 5136.8433 | 1895.8262 | 3225.572 | 161.4647 | 244 | 711.8878 | 1840.2041 | 3608.2148
1583 | 76843.6465 | 1267.6973 | -1267.6973 | 75514.9493 | 3549.8892 | 12162.5147 | 2300.9684 | 3396.5382 | 127.0509 | 190 | 8165.3829 | 9205.2854 | 10973.2961
1584 | 75288.1467 | 1716.1853 | 0 | 75227.1467 | 3116.295 | 2821.9784 | 2639.7093 | 3193.8259 | 138.5264 | 54 | -317.7282 | 597.6498 | 2365.6605
1585 | 75196.2793 | 1555.2464 | -1555.2464 | 73580.0328 | 3451.0932 | 6382.4124 | 2327.523 | 3133.8944 | 166.8555 | 54 | 4182.9038 | 5126.6109 | 6894.6216
1586 | 76764.557 | 1823.3212 | 0 | 76703.557 | 2459.9354 | 5072.406 | 2561.4196 | 3565.3438 | 222.3399 | 190 | 1405.8771 | 2541.0686 | 4309.0793
1587 | 75273.3574 | 1479.0375 | -1479.0375 | 73733.3199 | 2676.5932 | 29303.4212 | 2309.0862 | 3191.2903 | 128.5815 | 190 | 27764.0846 | 28805.5177 | 30573.5284
1588 | 73342.4573 | 1682.1961 | 0 | 73281.4573 | 4527.1767 | 6841.7276 | 2391.8431 | 3127.2118 | 75.4132 | 244 | 3922.3485 | 4964.6133 | 6732.624
1589 | 75413.9442 | 1208.7981 | 0 | 75352.9442 | 3092.4994 | 7853.2712 | 2468.6747 | 3133.2348 | 134.287 | 54 | 4379.9371 | 5291.0756 | 7059.0863
1590 | 76848.6498 | 1369.6885 | 0 | 76787.6498 | 3315.3168 | 11419.5239 | 2483.6447 | 3399.3265 | 182.0496 | 434 | 6569.7286 | 7908.6297 | 9676.6404
1591 | 74061.7074 | 1187.4886 | 0 | 74000.7074 | 1531.2482 | 13646.9715 | 2262.4949 | 3150.8909 | 141.5347 | 190 | 12898.6016 | 13952.9879 | 15720.9986
1592 | 73960.7404 | 1455.0458 | 0 | 73899.7404 | 3049.7375 | 13339.9832 | 2598.1153 | 3181.525 | 140.2594 | 54 | 11540.3456 | 12457.4566 | 14225.4673
1593 | 75903.2589 | 1612.9338 | 0 | 75842.2589 | 2608.6042 | 5761.6313 | 2256.9723 | 3193.4521 | 137.6022 | 54 | 2131.3926 | 3045.8464 | 4813.8571
1594 | 74299.2817 | 1666.8688 | -1666.8688 | 72571.413 | 3975.7108 | 23284.8124 | 2105.284 | 3193.6679 | 134.0387 | 54 | 21406.8405 | 22317.7308 | 24085.7415
1595 | 76740.5184 | 1471.5823 | 0 | 76679.5184 | 2470.2044 | 2609.3859 | 2425.602 | 3305.4864 | 159.7945 | 190 | -1439.0486 | -366.4025 | 1401.6082
1596 | 74715.4571 | 2028.2461 | -2028.2461 | 72626.211 | 3039.9094 | 8117.2734 | 2447.8912 | 3253.2378 | 208.574 | 54 | 7522.4821 | 8507.9076 | 10275.9183
1597 | 74745.743 | 2002.173 | 0 | 74684.743 | 2230.2571 | 12724.7594 | 2170.5543 | 3193.4697 | 128.8737 | 434 | 10543.9832 | 11829.7084 | 13597.7191
1598 | 74748.5694 | 1544.4138 | 0 | 74687.5694 | 2810.9931 | 18767.1524 | 2125.2138 | 3165.0864 | 128.5517 | 54 | 15929.0902 | 16834.4935 | 18602.5042
1599 | 76524.3453 | 1855.3974 | 0 | 76463.3453 | 3058.4939 | 6761.6163 | 2260.5161 | 3301.4632 | 120.4868 | 190 | 2171.9565 | 3205.2949 | 4973.3056
1600 | 75235.8926 | 1529.5195 | -1529.5195 | 73645.373 | 1830.8598 | 3474.265 | 2271.6888 | 3191.8879 | 186.8823 | 54 | 2831.8089 | 3795.5427 | 5563.5534
1601 | 76784.6344 | 1254.1648 | 0 | 76723.6344 | 3057.0812 | 3183.3235 | 2391.632 | 3501.9153 | 113.137 | 54 | -1333.6448 | -443.6562 | 1324.3545
1602 | 76252.4516 | 2126.1846 | -2126.1846 | 74065.267 | 3001.5567 | 3411.7067 | 2650.4395 | 3404.9336 | 62.8571 | 190 | 1770.4561 | 2746.1647 | 4514.1754
1603 | 76311.4405 | 1809.3897 | -1809.3897 | 74441.0507 | 2659.5029 | 6298.1235 | 2554.6966 | 3212.6937 | 166.3392 | 380 | 4335.1602 | 5604.351 | 7372.3617
1604 | 74829.381 | 2277.6412 | 0 | 74768.381 | 3521.3536 | 11038.7727 | 2289.2674 | 3262.2955 | 195.3974 | 380 | 7670.801 | 8969.0499 | 10737.0606
1605 | 75564.7528 | 1914.8807 | 0 | 75503.7528 | 2480.8307 | 6164.6368 | 2152.8944 | 3325.826 | 188.718 | 54 | 3028.9738 | 3994.5434 | 5762.5541
1606 | 74791.2654 | 1359.7781 | 0 | 74730.2654 | 2855.8549 | 11740.4473 | 2631.3087 | 3246.4032 | 122.379 | 244 | 9402.2389 | 10491.4695 | 12259.4802
1607 | 75264.992 | 1750.4019 | 0 | 75203.992 | 2029.254 | 9692.3256 | 2264.3396 | 3192.0596 | 97.0938 | 190 | 7285.6788 | 8295.6242 | 10063.6349
1608 | 75211.8818 | 1642.6982 | 0 | 75150.8818 | 2542.3515 | 11842.3474 | 1843.7426 | 3259.7757 | 106.651 | 54 | 8622.8324 | 9506.335 | 11274.3457
1609 | 74992.4802 | 1540.167 | 0 | 74931.4802 | 1978.8256 | 15416.2844 | 2305.9373 | 3155.3149 | 120.2169 | 54 | 13337.4308 | 14234.4993 | 16002.51
1610 | 76662.1987 | 1473.2374 | 0 | 76601.1987 | 5236.081 | 6921.9194 | 2174.621 | 3280.9652 | 145.1785 | 434 | -89.574 | 1212.456 | 2980.4667
1611 | 74849.3299 | 2102.1455 | -2102.1455 | 72686.1844 | 2749.5534 | 10223.2709 | 2478.1528 | 3149.7766 | 119.8155 | 190 | 9785.6624 | 10818.3295 | 12586.3402
1612 | 75149.085 | 2096.3136 | 0 | 75088.085 | 1621.4549 | 12753.3497 | 1885.5905 | 3130.1875 | 178.0818 | 434 | 10429.7879 | 11764.7213 | 13532.732
1613 | 75223.739 | 1448.5867 | 0 | 75162.739 | 2803.6698 | 6190.0433 | 2610.521 | 3201.8883 | 200.5995 | 380 | 3406.2439 | 4709.6949 | 6477.7056
1614 | 75940.3864 | 2125.3076 | 0 | 75879.3864 | 2070.459 | 26236.1046 | 2295.7159 | 3323.956 | 143.0178 | 54 | 23276.1311 | 24196.0004 | 25964.0111
1615 | 76723.6412 | 1861.3071 | 0 | 76662.6412 | 2651.1451 | 2735.6178 | 2229.0399 | 3447.773 | 124.8799 | 244 | -1531.1556 | -439.4241 | 1328.5866
1616 | 76002.7222 | 1444.2728 | -1444.2728 | 74497.4494 | 1977.7161 | 10705.5347 | 2377.7872 | 3191.9385 | 132.9107 | 244 | 9170.295 | 10270.0572 | 12038.0679
1617 | 75828.6032 | 1500.5992 | 0 | 75767.6032 | 4772.5032 | 6006.5901 | 2586.8309 | 3158.548 | 70.1285 | 434 | 582.0626 | 1809.0426 | 3577.0533
1618 | 74797.8763 | 1482.4949 | -1482.4949 | 73254.3814 | 3064.72 | 11050.8506 | 2445.6042 | 3161.6245 | 130.3954 | 190 | 9709.1779 | 10752.4249 | 12520.4356
1619 | 76382.7395 | 1540.2789 | 0 | 76321.7395 | 1690.1612 | 13099.6378 | 1776.6487 | 3333.6805 | 223.6563 | 380 | 9568.2663 | 10894.7742 | 12662.7849
1620 | 76960.8091 | 1615.3975 | 0 | 76899.8091 | 3322.2735 | 3808.0222 | 1998.1667 | 3371.9176 | 205.7213 | 380 | -1673.7761 | -365.2032 | 1402.8075
1621 | 76181.919 | 1932.96 | -1932.96 | 74187.959 | 1730.6441 | 9145.2595 | 2244.3034 | 3336.5206 | 132.458 | 380 | 8177.6804 | 9412.99 | 11181.0007
1622 | 75976.7424 | 2015.4662 | 0 | 75915.7424 | 3727.5943 | 5330.5321 | 2395.4992 | 3328.25 | 136.9059 | 434 | 781.1447 | 2074.9021 | 3842.9128
1623 | 74986.4722 | 1826.3634 | -1826.3634 | 73099.1088 | 1638.3895 | 7660.8683 | 2504.1547 | 3235.6207 | 176.0034 | 54 | 8033.3454 | 8986.2004 | 10754.2111
1624 | 74880.7256 | 1754.4698 | 0 | 74819.7256 | 1944.503 | 11853.0365 | 2211.6497 | 3157.3982 | 97.8421 | 244 | 9828.0557 | 10892.7494 | 12660.7601
1625 | 75422.3931 | 1329.5928 | 0 | 75361.3931 | 1661.0496 | 7276.1565 | 2439.7216 | 3339.1319 | 141.4124 | 190 | 5402.7674 | 6457.0314 | 8225.0421
1626 | 75931.3386 | 1205.1389 | 0 | 75870.3386 | 4702.6893 | 5250.8454 | 2384.8604 | 3290.6623 | 99.141 | 190 | -276.4599 | 735.5327 | 2503.5434
1627 | 73930.2899 | 1533.8885 | -1533.8885 | 72335.4014 | 2557.0941 | 9365.1039 | 2196.1588 | 3123.9504 | 117.7322 | 54 | 9162.9175 | 10057.5013 | 11825.512
1628 | 75768.7512 | 2072.9018 | 0 | 75707.7512 | 1614.8359 | 3406.0426 | 2533.717 | 3204.1488 | 136.3709 | 54 | 1191.5213 | 2104.7437 | 3872.7544
1629 | 77448.31 | 1896.8299 | -1896.8299 | 75490.4801 | 2336.0609 | 3711.9089 | 2600.703 | 3434.7131 | 105.6632 | 244 | 1290.9839 | 2363.4987 | 4131.5094
1630 | 75705.4267 | 1471.743 | -1471.743 | 74172.6836 | 3877.8968 | 4163.4544 | 2281.2243 | 3258.5048 | 162.8481 | 190 | 1022.8031 | 2098.5028 | 3866.5135
1631 | 76004.9226 | 1680.1168 | -1680.1168 | 74263.8058 | 1932.9303 | 8550.5047 | 2704.4714 | 3340.9354 | 175.3781 | 380 | 7769.3753 | 9047.6049 | 10815.6156
1632 | 76161.6526 | 1727.829 | 0 | 76100.6526 | 3573.4487 | 8541.6366 | 2887.645 | 3286.8167 | 109.7242 | 244 | 4412.1971 | 5488.7728 | 7256.7835
1633 | 75765.6873 | 1651.7626 | 0 | 75704.6873 | 1956.7712 | 10069.4325 | 2517.1875 | 3400.679 | 130.4828 | 54 | 7696.0406 | 8603.375 | 10371.3857
1634 | 75130.3547 | 1200.1415 | 0 | 75069.3547 | 3020.5469 | 3633.057 | 2214.0492 | 3406.5732 | 95.3002 | 380 | 533.9777 | 1732.1295 | 3500.1402
1635 | 74705.2194 | 2042.1713 | -2042.1713 | 72602.0481 | 2368.7751 | 8457.8691 | 2204.1527 | 3132.3634 | 96.4803 | 380 | 8193.7618 | 9393.0937 | 11161.1044
1636 | 76472.9668 | 1802.2825 | 0 | 76411.9668 | 3511.5681 | 2366.4779 | 2583.1791 | 3369.6961 | 116.3019 | 244 | -2233.9818 | -1150.8283 | 617.1824
1637 | 76597.5793 | 1270.4813 | -1270.4813 | 75266.0979 | 2875.6885 | 4169.9592 | 2326.7067 | 3274.8052 | 174.3111 | 244 | 999.8846 | 2141.0473 | 3909.058
1638 | 76420.0295 | 1472.4738 | -1472.4738 | 74886.5557 | 4671.6317 | 3975.9838 | 2249.8659 | 3215.6304 | 49.6702 | 244 | -746.5072 | 270.0145 | 2038.0252
1639 | 75558.2333 | 2069.4365 | -2069.4365 | 73427.7969 | 1698.056 | 16083.0596 | 1420.7153 | 3283.8476 | 128.7187 | 190 | 15031.9697 | 16073.54 | 17841.5507
1640 | 76075.389 | 1703.9703 | 0 | 76014.389 | 3086.8335 | 25032.3734 | 2749.7867 | 3194.8753 | 89.1332 | 190 | 21246.013 | 22247.9978 | 24016.0085
1641 | 74648.9433 | 2021.0297 | 0 | 74587.9433 | 3514.1754 | 7641.5158 | 2529.8785 | 3141.3867 | 178.3079 | 190 | 4580.8623 | 5672.0218 | 7440.0325
1642 | 75614.9699 | 1370.4487 | 0 | 75553.9699 | 4639.8335 | 12025.0171 | 2815.9187 | 3139.9274 | 262.3064 | 434 | 7157.2599 | 8576.4178 | 10344.4285
1643 | 75486.2769 | 1127.0959 | 0 | 75425.2769 | 3290.2929 | 4469.1727 | 2607.3865 | 3195.4728 | 153.6352 | 54 | 926.6622 | 1857.149 | 3625.1597
1644 | 75036.2219 | 1608.7427 | -1608.7427 | 73366.4792 | 2761.5006 | 2180.527 | 1594.296 | 3133.7338 | 106.7864 | 434 | 150.777 | 1414.415 | 3182.4257
1645 | 76293.5859 | 1410.2673 | -1410.2673 | 74822.3186 | 3273.6032 | 3422.4624 | 2356.0507 | 3445.7679 | 106.8583 | 190 | 498.5593 | 1518.2691 | 3286.2798
1646 | 75715.5014 | 1244.8425 | -1244.8425 | 74409.6589 | 2720.5044 | 12829.7237 | 1936.1296 | 3224.8085 | 125.5663 | 190 | 10230.6986 | 11269.1165 | 13037.1272
1647 | 76486.2683 | 1813.914 | 0 | 76425.2683 | 1897.6982 | 15176.4725 | 2143.2072 | 3137.8051 | 133.3438 | 54 | 11504.7182 | 12414.9136 | 14182.9243
1648 | 75048.5255 | 1755.8743 | 0 | 74987.5255 | 2808.3951 | 3997.2633 | 1962.1384 | 3203.1695 | 157.7831 | 244 | 736.8506 | 1861.4853 | 3629.496
1649 | 75107.623 | 1576.8769 | -1576.8769 | 73469.7461 | 3545.8748 | 6401.8998 | 2635.7315 | 3219.253 | 217.1993 | 244 | 4611.4634 | 5795.5142 | 7563.5249
1650 | 75495.6318 | 1705.2301 | 0 | 75434.6318 | 3066.9528 | 8764.5914 | 2233.2243 | 3281.9914 | 206.2638 | 244 | 5148.4226 | 6321.5379 | 8089.5486
1651 | 76169.1383 | 2180.3387 | 0 | 76108.1383 | 1320.8691 | 3572.1283 | 2046.2634 | 3440.7623 | 133.4623 | 190 | 1000.3467 | 2046.6605 | 3814.6712
1652 | 76725.4371 | 1470.9889 | -1470.9889 | 75193.4481 | 2375.5398 | 8612.9513 | 1431.4507 | 3442.5772 | 167.6321 | 54 | 5288.1912 | 6232.6749 | 8000.6856
1653 | 73509.6232 | 1860.359 | 0 | 73448.6232 | 1900.4376 | 5029.2004 | 1550.0172 | 3124.9728 | 165.9255 | 380 | 3725.3296 | 4994.1066 | 6762.1173
1654 | 75732.3879 | 1832.9758 | 0 | 75671.3879 | 2975.5778 | 9678.1543 | 1796.3476 | 3181.7204 | 134.7788 | 244 | 5379.4566 | 6481.0869 | 8249.0976
1655 | 75419.5092 | 1529.6598 | 0 | 75358.5092 | 2813.9105 | 7920.5098 | 2326.852 | 3299.4273 | 66.4706 | 190 | 4744.5694 | 5723.8915 | 7491.9022
1656 | 74163.1402 | 1827.1386 | 0 | 74102.1402 | 2742.79 | 23340.4911 | 2594.1265 | 3164.614 | 137.9438 | 54 | 21624.5013 | 22539.2967 | 24307.3074
1657 | 75840.5109 | 1523.9845 | 0 | 75779.5109 | 1224.9603 | 22429.596 | 1279.5744 | 3151.6912 | 99.8398 | 54 | 19226.5903 | 20103.2817 | 21871.2924
1658 | 76161.6521 | 1696.5351 | 0 | 76100.6521 | 2774.1053 | 9345.3042 | 2550.4445 | 3323.0069 | 126.5978 | 244 | 5714.1982 | 6807.6476 | 8575.6583
1659 | 75682.8649 | 1619.8376 | 0 | 75621.8649 | 2788.7179 | 2260.6137 | 2509.9222 | 3176.4232 | 141.8586 | 190 | -1093.4237 | -38.7136 | 1729.2971
1660 | 77165.0295 | 1696.0746 | -1696.0746 | 75407.9549 | 2745.5876 | 8912.6576 | 2668.3058 | 3528.8956 | 104.9126 | 54 | 6326.5165 | 7208.2807 | 8976.2914
1661 | 76751.0755 | 1764.73 | 0 | 76690.0755 | 4499.2946 | 9925.0197 | 2307.3431 | 3386.8895 | 121.0451 | 190 | 3800.0822 | 4833.9789 | 6601.9896
1662 | 76604.7612 | 2198.7574 | 0 | 76543.7612 | 3924.805 | 5391.8855 | 2512.6975 | 3476.7589 | 148.6841 | 244 | 282.9757 | 1398.5114 | 3166.5221
1663 | 75107.9058 | 1236.5196 | -1236.5196 | 73810.3862 | 3292.1205 | 8119.7148 | 1232.3257 | 3176.9546 | 178.2313 | 190 | 4796.6885 | 5887.7713 | 7655.782
1664 | 76857.5563 | 1117.4646 | 0 | 76796.5563 | 2763.3404 | 8110.3461 | 2461.2529 | 3505.6814 | 133.4878 | 54 | 3887.5836 | 4797.923 | 6565.9337
1665 | 74242.7962 | 1278.2561 | 0 | 74181.7962 | 1988.6451 | 12942.858 | 2211.3815 | 3132.6145 | 149.2483 | 434 | 11486.6126 | 12792.7125 | 14560.7232
1666 | 75621.0879 | 1194.3818 | 0 | 75560.0879 | 4025.4909 | 6829.9427 | 2438.4432 | 3247.4078 | 45.225 | 434 | 2300.4147 | 3502.4913 | 5270.502
1667 | 75824.6841 | 1514.1478 | -1514.1478 | 74249.5362 | 4704.2195 | 5004.1393 | 2535.443 | 3248.9601 | 116.8808 | 190 | 1204.9866 | 2234.719 | 4002.7297
1668 | 76477.0367 | 1719.811 | -1719.811 | 74696.2257 | 3065.4744 | 3406.2082 | 2281.7286 | 3393.442 | 196.7371 | 54 | 689.8787 | 1663.4674 | 3431.4781
1669 | 75576.8748 | 1787.9577 | -1787.9577 | 73727.9171 | 2538.5644 | 817.2348 | 2339.3314 | 3297.0723 | 75.9054 | 244 | -442.6431 | 600.1138 | 2368.1245
1670 | 74612.6911 | 2384.7471 | -2384.7471 | 72166.944 | 4180.5463 | 8585.07 | 2288.3005 | 3147.9846 | 149.7837 | 54 | 7044.0648 | 7970.7001 | 9738.7108
1671 | 74805.9715 | 1691.3731 | 0 | 74744.9715 | 2329.487 | 13508.2537 | 2211.4825 | 3130.1175 | 198.9797 | 190 | 11145.5953 | 12257.4266 | 14025.4373
1672 | 74732.2004 | 1023.3224 | 0 | 74671.2004 | 3897.919 | 7297.2529 | 2820.2941 | 3135.5307 | 107.5468 | 244 | 4054.1583 | 5128.5567 | 6896.5674
1673 | 75699.0583 | 1648.0016 | 0 | 75638.0583 | 3534.0053 | 8937.3825 | 2303.6166 | 3214.5217 | 104.1086 | 380 | 4653.6573 | 5860.6174 | 7628.6281
1674 | 76878.6348 | 1359.0205 | 0 | 76817.6348 | 1981.8791 | 5296.7664 | 1917.719 | 3290.1171 | 210.3099 | 190 | 1075.2887 | 2198.4501 | 3966.4608
1675 | 74148.2251 | 1482.8128 | -1482.8128 | 72604.4124 | 1098.1886 | 21420.7555 | 2469.7432 | 3128.9246 | 185.2688 | 434 | 22687.0223 | 24029.1426 | 25797.1533
1676 | 74578.2344 | 1610.7746 | 0 | 74517.2344 | 3702.4138 | 23570.3172 | 2036.6058 | 3162.0334 | 124.7896 | 190 | 19919.5081 | 20957.1493 | 22725.16
1677 | 76075.4297 | 1732.0804 | 0 | 76014.4297 | 2765.414 | 3120.1822 | 1546.7929 | 3167.4535 | 142.4348 | 244 | -1575.215 | -465.9287 | 1302.082
1678 | 76422.5795 | 1197.8337 | -1197.8337 | 75163.7458 | 1708.5877 | 5483.0166 | 2356.3875 | 3286.1878 | 170.166 | 244 | 3623.4584 | 4760.4759 | 6528.4866
1679 | 75058.5083 | 1882.6333 | 0 | 74997.5083 | 3623.3176 | 3616.7144 | 2546.1602 | 3237.5034 | 197.8318 | 54 | 149.7521 | 1124.4354 | 2892.4461
1680 | 74729.0884 | 2038.2094 | -2038.2094 | 72629.879 | 4035.3031 | 4715.8347 | 2373.4375 | 3158.4543 | 82.3527 | 54 | 2952.7445 | 3811.9487 | 5579.9594
1681 | 75205.175 | 1758.1898 | 0 | 75144.175 | 1125.8937 | 17812.5579 | 1666.8354 | 3188.3419 | 173.0639 | 54 | 15767.8665 | 16717.782 | 18485.7927
1682 | 76027.8686 | 2026.131 | 0 | 75966.8686 | 3712.6224 | 15651.0597 | 2361.6103 | 3164.4083 | 121.2292 | 190 | 10867.7873 | 11901.8681 | 13669.8788
1683 | 77087.0986 | 1447.952 | 0 | 77026.0986 | 3427.6224 | 8450.5635 | 2364.1157 | 3556.4785 | 167.1263 | 54 | 3287.6367 | 4231.6146 | 5999.6253
1684 | 73635.6951 | 1576.3398 | 0 | 73574.6951 | 3069.5799 | 5980.4813 | 1395.0083 | 3127.9479 | 138.6567 | 54 | 3229.3624 | 4144.8707 | 5912.8814
1685 | 75511.7293 | 2157.3766 | 0 | 75450.7293 | 3925.8544 | 3620.5278 | 2036.2679 | 3217.967 | 149.6283 | 244 | -1131.6209 | -15.1411 | 1752.8696
1686 | 74603.5181 | 1536.873 | -1536.873 | 73005.645 | 3339.7286 | 16527.6234 | 2562.129 | 3134.1716 | 139.2541 | 54 | 15248.7503 | 16164.8559 | 17932.8666
1687 | 75081.2421 | 1168.9591 | 0 | 75020.2421 | 3945.4498 | 10191.8081 | 2139.0926 | 3144.7045 | 75.8598 | 54 | 5880.1132 | 6732.8246 | 8500.8353
1688 | 74393.0769 | 2168.7066 | 0 | 74332.0769 | 3825.5731 | 15201.8031 | 2082.7103 | 3125.8574 | 113.6435 | 54 | 11622.9207 | 12513.4158 | 14281.4265
1689 | 75980.6059 | 1315.9446 | 0 | 75919.6059 | 2306.8184 | 9500.7389 | 2504.4374 | 3159.811 | 119.439 | 190 | 6308.763 | 7341.0535 | 9109.0642
1690 | 73822.0223 | 2349.1908 | 0 | 73761.0223 | 1866.9929 | 18008.0557 | 2478.9853 | 3140.7045 | 44.3631 | 190 | 17369.9302 | 18327.1449 | 20095.1556
1691 | 76766.3149 | 1883.8558 | 0 | 76705.3149 | 2458.9409 | 1850.648 | 1899.4639 | 3499.8034 | 216.2852 | 244 | -2544.1405 | -1361.0037 | 407.007
1692 | 75427.9987 | 1290.9939 | -1290.9939 | 74076.0048 | 2554.8822 | 15573.5658 | 2297.7604 | 3175.7835 | 172.0707 | 190 | 13786.4226 | 14871.3449 | 16639.3556
1693 | 76127.212 | 1488.9384 | 0 | 76066.212 | 3170.6041 | 17246.406 | 2111.1444 | 3310.2624 | 156.8109 | 244 | 12801.1967 | 13924.8592 | 15692.8699
1694 | 76948.7553 | 1625.9619 | 0 | 76887.7553 | 2922.8167 | 14550.3491 | 2475.0768 | 3488.3722 | 101.7983 | 380 | 10073.4262 | 11278.076 | 13046.0867
1695 | 75890.6671 | 1774.8661 | 0 | 75829.6671 | 3337.1912 | 18511.9415 | 2047.6283 | 3279.0158 | 135.488 | 244 | 14041.9273 | 15144.2668 | 16912.2775
1696 | 77210.5285 | 1994.9218 | 0 | 77149.5285 | 3871.8923 | 10212.7932 | 2076.4836 | 3491.6509 | 175.9142 | 244 | 4129.7069 | 5272.4727 | 7040.4834
1697 | 75474.8198 | 1501.1765 | 0 | 75413.8198 | 3436.1393 | 3368.3383 | 1960.7643 | 3176.7241 | 153.9673 | 54 | -973.9324 | -43.1136 | 1724.8971
1698 | 74650.6906 | 1312.6524 | -1312.6524 | 73277.0382 | 2467.1343 | 10357.5728 | 2445.1718 | 3142.2113 | 93.7679 | 54 | 9570.9834 | 10441.6029 | 12209.6136
1699 | 75435.8931 | 1734.1826 | 0 | 75374.8931 | 2609.3759 | 9315.7403 | 2383.6025 | 3186.5462 | 146.6722 | 380 | 6271.8199 | 7521.3437 | 9289.3544
1700 | 74938.6854 | 1658.2918 | 0 | 74877.6854 | 3139.2708 | 11667.8105 | 2545.4932 | 3126.7415 | 149.3439 | 54 | 8693.289 | 9619.4845 | 11387.4952
1701 | 76479.9472 | 1581.892 | 0 | 76418.9472 | 3487.4438 | 9338.95 | 2151.2124 | 3338.9022 | 163.2482 | 380 | 4292.8735 | 5558.9733 | 7326.984
1702 | 75414.7929 | 2123.8749 | 0 | 75353.7929 | 2169.1374 | 21642.2919 | 2669.4666 | 3184.8995 | 129.7798 | 434 | 19343.9277 | 20630.5591 | 22398.5698
1703 | 75721.8321 | 1690.0336 | 0 | 75660.8321 | 3007.5106 | 7557.7163 | 2744.3383 | 3208.9607 | 107.1615 | 54 | 4212.8727 | 5096.8857 | 6864.8964
1704 | 75945.1403 | 1611.729 | 0 | 75884.1403 | 3848.3282 | 4951.2631 | 2544.395 | 3335.1734 | 130.7082 | 190 | 468.563 | 1512.1228 | 3280.1335
1705 | 75448.5459 | 1610.504 | -1610.504 | 73777.0418 | 2401.2482 | 10872.8143 | 1818.5132 | 3156.6362 | 117.7685 | 244 | 9039.8737 | 10124.4937 | 11892.5044
1706 | 75691.5543 | 1132.1932 | 0 | 75630.5543 | 3078.9053 | 4984.3013 | 2336.8892 | 3233.1744 | 123.2639 | 54 | 1215.1052 | 2115.2206 | 3883.2313
1707 | 75100.5341 | 1542.6618 | -1542.6618 | 73496.8724 | 3956.4582 | 10413.4819 | 2277.8172 | 3276.1172 | 144.1479 | 54 | 7884.2857 | 8805.2852 | 10573.2959
1708 | 77341.5749 | 1827.7145 | 0 | 77280.5749 | 4481.4942 | 4114.9223 | 2006.6139 | 3500.3975 | 100.262 | 434 | -2769.9356 | -1512.822 | 255.1887
1709 | 77531.8776 | 1820.7461 | -1820.7461 | 75650.1314 | 4026.7388 | 6298.2499 | 2459.551 | 3392.0195 | 220.255 | 54 | 1843.1501 | 2840.2567 | 4608.2674
1710 | 75544.9135 | 1523.9976 | -1523.9976 | 73959.9158 | 2999.9544 | 7298.757 | 2369.7278 | 3306.8211 | 131.9464 | 244 | 5385.6356 | 6484.4335 | 8252.4442
1711 | 76659.6817 | 2055.23 | 0 | 76598.6817 | 3820.9786 | 9399.2548 | 1777.5802 | 3461.1408 | 110.515 | 54 | 3588.5154 | 4475.882 | 6243.8927
1712 | 77345.1067 | 2032.7876 | 0 | 77284.1067 | 1847.895 | 8469.7751 | 2343.4972 | 3507.9689 | 113.1636 | 54 | 4559.4395 | 5449.4546 | 7217.4653
1713 | 76185.9751 | 1737.8918 | 0 | 76124.9751 | 3178.3766 | 8353.0708 | 2165.5727 | 3184.4627 | 116.5846 | 190 | 3769.9545 | 4799.3907 | 6567.4014
1714 | 74844.9935 | 2271.5019 | 0 | 74783.9935 | 1633.9938 | 10950.082 | 2545.8626 | 3136.6741 | 111.1677 | 244 | 9584.8314 | 10662.8506 | 12430.8613
1715 | 76923.3431 | 1667.4574 | 0 | 76862.3431 | 3659.7681 | 14805.9952 | 2494.1971 | 3433.5129 | 173.4414 | 54 | 9581.7939 | 10532.0869 | 12300.0976
1716 | 74983.3817 | 1286.3736 | 0 | 74922.3817 | 4279.0928 | 10785.8083 | 2144.7997 | 3170.2438 | 203.9315 | 244 | 6269.5774 | 7440.3605 | 9208.3712
1717 | 74382.5226 | 2002.2809 | 0 | 74321.5226 | 2901.1659 | 23244.6822 | 2393.4408 | 3156.0999 | 100.056 | 54 | 20941.7345 | 21818.642 | 23586.6527
1718 | 76323.0487 | 1989.0479 | 0 | 76262.0487 | 2423.1956 | 2662.1639 | 2522.8533 | 3203.105 | 135.1327 | 380 | -926.9221 | 311.0621 | 2079.0728
1719 | 77263.5181 | 2110.6595 | -2110.6595 | 75091.8585 | 1428.9431 | 9564.1488 | 2552.5164 | 3464.7176 | 87.2113 | 190 | 8430.7811 | 9430.844 | 11198.8547
1720 | 77449.1863 | 1476.1939 | 0 | 77388.1863 | 2255.4281 | 15839.8511 | 1639.6824 | 3456.7018 | 83.6877 | 54 | 10662.821 | 11523.3602 | 13291.3709
1721 | 76657.5045 | 1703.3603 | 0 | 76596.5045 | 1957.6787 | 6415.2858 | 1781.8438 | 3502.6816 | 193.3149 | 380 | 2515.8279 | 3811.9943 | 5580.005
1722 | 75730.1077 | 1785.3924 | 0 | 75669.1077 | 3156.0891 | 19535.7024 | 2511.5359 | 3223.6984 | 191.4936 | 380 | 15815.9399 | 17110.285 | 18878.2957
1723 | 76135.5283 | 2227.3115 | 0 | 76074.5283 | 3794.4626 | 5988.7161 | 1903.877 | 3387.0048 | 73.6203 | 190 | 780.807 | 1767.2788 | 3535.2895
1724 | 76113.1856 | 1598.0945 | -1598.0945 | 74454.0911 | 3060.822 | 4485.3809 | 2692.8114 | 3385.9 | 101.8113 | 190 | 2419.3791 | 3434.042 | 5202.0527
1725 | 76315.4584 | 1604.6397 | -1604.6397 | 74649.8187 | 1359.44 | 8950.4481 | 1665.9931 | 3199.7784 | 153.0373 | 54 | 7177.1609 | 8107.0498 | 9875.0605
1726 | 76315.7412 | 1393.6763 | 0 | 76254.7412 | 2617.2116 | 11988.7093 | 2067.603 | 3378.185 | 174.9881 | 54 | 7932.7445 | 8884.5842 | 10652.5949
1727 | 76865.9106 | 1714.2234 | 0 | 76804.9106 | 3026.8597 | 4910.1039 | 2289.763 | 3402.1158 | 131.4131 | 380 | 140.4123 | 1374.677 | 3142.6877
1728 | 75602.1747 | 1809.1093 | -1809.1093 | 73732.0654 | 2751.2251 | 10283.9628 | 2540.1104 | 3378.1997 | 154.7508 | 380 | 9089.1824 | 10346.7848 | 12114.7955
1729 | 76428.4353 | 1759.9477 | 0 | 76367.4353 | 3098.5412 | 1241.1411 | 2103.5025 | 3197.0253 | 175.866 | 54 | -3554.1077 | -2601.3901 | -833.3794
1730 | 76026.1663 | 1976.0203 | -1976.0203 | 73989.146 | 2804.0027 | 12334.3696 | 2485.9065 | 3362.0921 | 19.3245 | 190 | 10759.4196 | 11691.5957 | 13459.6064
1731 | 75483.4044 | 1617.2327 | 0 | 75422.4044 | 2238.6733 | 14016.0791 | 2804.8318 | 3245.0163 | 125.5495 | 190 | 11775.0496 | 12813.4507 | 14581.4614
1732 | 75149.9738 | 1331.1874 | 0 | 75088.9738 | 3095.4409 | 6073.1971 | 1809.2659 | 3157.0339 | 167.3448 | 54 | 2225.2822 | 3169.4786 | 4937.4893
1733 | 74835.8025 | 1801.4769 | -1801.4769 | 72973.3255 | 3168.8885 | 6423.7976 | 2255.2679 | 3138.7025 | 99.9895 | 54 | 5045.754 | 5922.595 | 7690.6057
1734 | 74694.5654 | 1608.9658 | 0 | 74633.5654 | 3403.8791 | 10488.5621 | 2471.5027 | 3161.4386 | 163.7533 | 380 | 7454.2589 | 8720.8637 | 10488.8744
1735 | 75806.4341 | 1968.3916 | 0 | 75745.4341 | 3538.4805 | 15022.6341 | 1966.3673 | 3198.871 | 139.4127 | 54 | 10274.1578 | 11190.4221 | 12958.4328
1736 | 75419.8537 | 2293.9036 | 0 | 75358.8537 | 3191.176 | 14638.9426 | 2305.3947 | 3246.0126 | 117.5509 | 190 | 11010.5201 | 12040.9226 | 13808.9333
1737 | 76828.729 | 2270.7933 | 0 | 76767.729 | 4868.2002 | 7485.2593 | 2366.7712 | 3442.2746 | 249.2381 | 190 | 1028.5759 | 2190.6656 | 3958.6763
1738 | 76802.335 | 1484.2143 | -1484.2143 | 75257.1207 | 3155.1623 | 7978.9471 | 2355.5874 | 3371.1478 | 160.2507 | 190 | 4663.5992 | 5736.7015 | 7504.7122
1739 | 75791.6089 | 1792.4511 | 0 | 75730.6089 | 1657.0525 | 8103.894 | 2645.2723 | 3185.1037 | 162.2184 | 244 | 5916.8086 | 7045.8785 | 8813.8892
1740 | 76513.8267 | 1510.7518 | 0 | 76452.8267 | 2328.7714 | 3911.1152 | 2459.8338 | 3337.2723 | 108.6794 | 190 | 296.8232 | 1318.3542 | 3086.3649
1741 | 73946.1015 | 1658.1371 | -1658.1371 | 72226.9644 | 1955.1042 | 12413.6487 | 2787.4618 | 3171.0205 | 56.6892 | 244 | 13560.2624 | 14583.8032 | 16351.8139
1742 | 75731.3943 | 1268.416 | 0 | 75670.3943 | 2676.6528 | 10150.825 | 2413.99 | 3251.3253 | 128.197 | 244 | 6839.2932 | 7934.3418 | 9702.3525
1743 | 76897.894 | 1458.8312 | 0 | 76836.894 | 4084.219 | 12933.137 | 2427.4212 | 3457.0027 | 193.4158 | 434 | 7266.6479 | 8616.9153 | 10384.926
1744 | 76187.0822 | 1481.9482 | 0 | 76126.0822 | 2904.8402 | 6110.0625 | 2529.21 | 3310.1616 | 164.6278 | 54 | 2288.7117 | 3230.1911 | 4998.2018
1745 | 74976.3557 | 2075.4162 | -2075.4162 | 72839.9395 | 3750.3037 | 5373.5322 | 2437.8894 | 3260.0479 | 159.1586 | 244 | 3851.4263 | 4977.4364 | 6745.4471
1746 | 77160.4447 | 1573.2981 | 0 | 77099.4447 | 1820.1343 | 5750.4903 | 1742.9339 | 3279.0536 | 177.531 | 244 | 1223.0988 | 2367.4814 | 4135.4921
1747 | 75875.5221 | 1695.9086 | -1695.9086 | 74118.6136 | 2602.6258 | 11161.7537 | 2316.0888 | 3371.334 | 122.4795 | 434 | 9498.137 | 10777.4681 | 12545.4788
1748 | 76258.1233 | 1637.6923 | 0 | 76197.1233 | 4658.5395 | 3469.9249 | 2468.9338 | 3273.464 | 104.1509 | 244 | -2273.1401 | -1202.1377 | 565.873
1749 | 74772.8484 | 2275.8568 | -2275.8568 | 72435.9916 | 3921.6318 | 4590.8189 | 2183.7014 | 3173.6823 | 179.5524 | 54 | 2960.7792 | 3917.1831 | 5685.1938
1750 | 74320.792 | 1653.9658 | 0 | 74259.792 | 3065.3128 | 7459.5354 | 1424.5462 | 3147.5793 | 114.4623 | 380 | 4076.7561 | 5294.07 | 7062.0807
1751 | 75901.2604 | 1909.4097 | 0 | 75840.2604 | 2288.3617 | 9504.9849 | 2669.3055 | 3329.6333 | 99.7437 | 434 | 6745.5016 | 8002.0968 | 9770.1075
1752 | 76588.6583 | 1375.7762 | 0 | 76527.6583 | 3884.2839 | 17252.9329 | 2511.4011 | 3423.4038 | 135.1161 | 380 | 12145.9956 | 13383.9633 | 15151.974
1753 | 75365.1723 | 1661.8504 | 0 | 75304.1723 | 2275.8331 | 8176.4572 | 2058.7811 | 3143.3818 | 165.1016 | 54 | 5168.8146 | 6110.7678 | 7878.7785
1754 | 75664.6818 | 2095.7919 | 0 | 75603.6818 | 3171.6956 | 13964.3048 | 2436.9263 | 3194.7669 | 196.4377 | 190 | 10190.8205 | 11300.1097 | 13068.1204
1755 | 76952.9318 | 1680.3324 | 0 | 76891.9318 | 1545.8311 | 2683.7986 | 2337.3741 | 3433.8801 | 156.7635 | 244 | -612.51 | 511.1051 | 2279.1158
1756 | 76738.9885 | 1927.1546 | -1927.1546 | 74750.8339 | 2368.3784 | 11352.9383 | 2133.8103 | 3468.9497 | 89.1101 | 380 | 9206.686 | 10398.6476 | 12166.6583
1757 | 75225.3062 | 2288.2949 | 0 | 75164.3062 | 2418.8234 | 6678.2742 | 2727.2199 | 3219.4394 | 165.0199 | 54 | 4412.004 | 5353.8754 | 7121.8861
1758 | 74255.716 | 1596.5855 | 0 | 74194.716 | 2344.8423 | 2582.0441 | 2353.0153 | 3124.2047 | 82.2728 | 54 | 889.9059 | 1749.0302 | 3517.0409
1759 | 75508.7882 | 1781.4399 | -1781.4399 | 73666.3483 | 4000.9573 | 4422.2396 | 2336.7455 | 3259.5529 | 113.5409 | 54 | 1721.4324 | 2611.8248 | 4379.8355
1760 | 76275.7551 | 1255.5802 | -1255.5802 | 74959.1748 | 2118.4461 | 10259.2419 | 2647.5657 | 3430.3569 | 148.0887 | 244 | 8629.7437 | 9744.684 | 11512.6947
1761 | 76124.0024 | 1694.9278 | 0 | 76063.0024 | 2399.5272 | 8365.4937 | 2611.4681 | 3281.0077 | 120.9293 | 54 | 5165.6399 | 6063.4208 | 7831.4315
1762 | 74423.131 | 1286.4269 | 0 | 74362.131 | 3002.4876 | 14982.3629 | 1977.1637 | 3186.538 | 124.2424 | 244 | 12151.646 | 13242.7399 | 15010.7506
1763 | 76659.6345 | 1431.952 | 0 | 76598.6345 | 3770.0046 | 5099.5078 | 2386.1857 | 3335.9957 | 122.7587 | 244 | -176.7498 | 912.8604 | 2680.8711
1764 | 76702.0723 | 1851.5363 | -1851.5363 | 74789.536 | 3479.825 | 6918.6068 | 2453.2284 | 3327.8833 | 151.5383 | 380 | 3800.5576 | 5054.9475 | 6822.9582
1765 | 75364.9427 | 1459.1346 | 0 | 75303.9427 | 1874.892 | 6831.9073 | 2133.7048 | 3188.8785 | 92.2978 | 54 | 4345.856 | 5215.0054 | 6983.0161
1766 | 77495.6914 | 1972.0196 | 0 | 77434.6914 | 4020.9535 | 10638.0478 | 2509.0069 | 3446.3484 | 127.3071 | 434 | 4507.9582 | 5792.1169 | 7560.1276
1767 | 76890.2244 | 1273.1747 | 0 | 76829.2244 | 3023.0489 | 6268.4639 | 2729.7548 | 3540.1296 | 68.1737 | 434 | 2056.2749 | 3281.3002 | 5049.3109
1768 | 77220.6825 | 1565.9591 | -1565.9591 | 75593.7234 | 2374.0927 | 5653.2234 | 2269.1055 | 3458.923 | 126.5341 | 434 | 2783.6358 | 4067.0215 | 5835.0322
1769 | 76554.2996 | 1700.2595 | 0 | 76493.2996 | 3316.3788 | 12045.8533 | 2485.1596 | 3347.8173 | 204.3246 | 244 | 7439.3518 | 8610.528 | 10378.5387
1770 | 75953.1075 | 1448.1262 | 0 | 75892.1075 | 970.4225 | 18989.002 | 1746.7345 | 3259.5088 | 169.2874 | 190 | 16502.9152 | 17585.0542 | 19353.0649
1771 | 76053.8334 | 1573.3118 | 0 | 75992.8334 | 5881.3701 | 3122.449 | 1777.5722 | 3275.4815 | 50.2694 | 190 | -4328.5008 | -3365.3798 | -1597.3691
1772 | 76815.8166 | 1603.1764 | -1603.1764 | 75151.6402 | 2302.5148 | 8435.6939 | 1720.2437 | 3528.67 | 139.0944 | 54 | 5600.6526 | 6516.5985 | 8284.6092
1773 | 76465.2384 | 1350.6783 | 0 | 76404.2384 | 1486.6454 | 9797.7494 | 2389.3211 | 3288.8709 | 185.4937 | 190 | 6955.2576 | 8053.6029 | 9821.6136
1774 | 75854.6411 | 2147.1274 | 0 | 75793.6411 | 3460.541 | 11932.7429 | 2038.1134 | 3196.4767 | 75.9766 | 244 | 7283.351 | 8326.1791 | 10094.1898
1775 | 75214.4329 | 2020.0087 | 0 | 75153.4329 | 3012.0632 | 13350.365 | 1717.9306 | 3173.7733 | 124.3732 | 190 | 9446.7729 | 10483.9977 | 12252.0084
1776 | 75819.3861 | 2065.1733 | 0 | 75758.3861 | 4036.9535 | 2484.37 | 1826.3967 | 3334.6266 | 86.4093 | 380 | -2779.7464 | -1590.4855 | 177.5252
1777 | 75087.3043 | 1801.6714 | -1801.6714 | 73224.6329 | 2341.4566 | 7301.2684 | 2555.6398 | 3156.3298 | 160.1989 | 54 | 6817.3486 | 7754.3991 | 9522.4098
1778 | 75301.6401 | 1888.7939 | 0 | 75240.6401 | 1619.3228 | 9890.2438 | 2621.779 | 3146.3205 | 53.2246 | 190 | 8168.5804 | 9134.6566 | 10902.6673
1779 | 75669.4553 | 1528.2068 | 0 | 75608.4553 | 1980.4114 | 8273.3003 | 2516.2952 | 3185.9659 | 193.7825 | 380 | 5756.8947 | 7053.5287 | 8821.5394
1780 | 74649.3871 | 1562.7194 | 0 | 74588.3871 | 1708.9297 | 10107.8323 | 2357.1418 | 3135.1478 | 72.1252 | 244 | 8673.0052 | 9711.9819 | 11479.9926
1781 | 76276.5834 | 1535.2246 | 0 | 76215.5834 | 4158.7242 | 8582.0721 | 2584.999 | 3442.1529 | 95.1601 | 380 | 3605.1163 | 4803.1279 | 6571.1386
1782 | 76356.4002 | 2382.6226 | 0 | 76295.4002 | 3890.6527 | 5672.2393 | 1985.5163 | 3395.5809 | 37.1627 | 244 | 237.4837 | 1241.4979 | 3009.5086
1783 | 75268.4123 | 2003.4417 | -2003.4417 | 73203.9706 | 2362.1472 | 4087.667 | 2076.3473 | 3209.6632 | 136.8986 | 54 | 3177.7597 | 4091.5099 | 5859.5206
1784 | 74485.7354 | 1622.3424 | 0 | 74424.7354 | 2070.2321 | 21437.37 | 2340.2589 | 3137.7709 | 144.4681 | 244 | 19790.6322 | 20901.9519 | 22669.9626
1785 | 75454.7878 | 1924.3907 | 0 | 75393.7878 | 3696.2603 | 3256.3991 | 2516.7778 | 3332.3922 | 123.2139 | 380 | -614.279 | 611.7865 | 2379.7972
1786 | 77076.6884 | 1888.4418 | -1888.4418 | 75127.2466 | 2202.1235 | 2847.7375 | 2449.643 | 3479.936 | 94.2372 | 54 | 818.1465 | 1689.2353 | 3457.246
1787 | 75777.6115 | 1594.3739 | -1594.3739 | 74122.2376 | 3291.8258 | 15438.1536 | 2470.6234 | 3397.7708 | 163.5749 | 54 | 13262.6844 | 14203.1109 | 15971.1216
1788 | 75140.0695 | 2150.1932 | 0 | 75079.0695 | 3033.3723 | 6109.8392 | 2313.0755 | 3180.5576 | 158.4562 | 244 | 2861.2305 | 3986.5383 | 5754.549
1789 | 76642.6801 | 1717.3847 | 0 | 76581.6801 | 3824.1493 | 4715.1394 | 2452.8868 | 3245.0169 | 132.9618 | 380 | -622.5864 | 613.227 | 2381.2377
1790 | 75482.9937 | 1667.2291 | -1667.2291 | 73754.7646 | 3555.6299 | 5078.2952 | 2006.0475 | 3266.9916 | 151.0392 | 244 | 2411.1397 | 3529.0305 | 5297.0412
1791 | 76623.6219 | 1825.6878 | -1825.6878 | 74736.9342 | 2689.9684 | 13782.2777 | 1531.7594 | 3368.0921 | 91.6969 | 380 | 10625.4266 | 11819.9751 | 13587.9858
1792 | 76626.456 | 2011.1562 | 0 | 76565.456 | 3888.89 | 6551.0078 | 1721.8244 | 3429.1275 | 113.2828 | 54 | 617.8137 | 1507.948 | 3275.9587
1793 | 76937.7366 | 1660.8072 | -1660.8072 | 75215.9295 | 3006.7822 | 14561.351 | 2233.3864 | 3313.1723 | 194.7031 | 434 | 11255.398 | 12606.9527 | 14374.9634
1794 | 75939.9119 | 1882.6378 | 0 | 75878.9119 | 4138.7234 | 4701.8332 | 2502.163 | 3283.4719 | 190.7938 | 190 | -159.9672 | 943.6782 | 2711.6889
1795 | 76926.9107 | 1873.032 | -1873.032 | 74992.8787 | 3534.1666 | 23961.8939 | 2122.8417 | 3382.1777 | 156.669 | 190 | 20310.068 | 21379.5885 | 23147.5992
1796 | 77211.5032 | 1766.3943 | 0 | 77150.5032 | 3985.2377 | 8458.9293 | 2369.6043 | 3415.8541 | 220.1035 | 190 | 2478.8468 | 3611.8018 | 5379.8125
1797 | 75902.3316 | 1405.6118 | -1405.6118 | 74435.7198 | 1288.925 | 5737.9723 | 2602.4213 | 3316.9188 | 123.9705 | 380 | 5302.8676 | 6529.6897 | 8297.7004
1798 | 75936.056 | 1493.9382 | 0 | 75875.056 | 2338.6497 | 9096.3218 | 2394.9908 | 3252.6718 | 152.131 | 190 | 5900.4786 | 6965.4611 | 8733.4718
1799 | 75197.6784 | 2043.532 | 0 | 75136.6784 | 3253.7994 | 8912.7278 | 2632.9564 | 3207.1914 | 101.6387 | 380 | 5732.5977 | 6937.088 | 8705.0987
1800 | 75876.4369 | 1507.3333 | 0 | 75815.4369 | 2548.444 | 3591.1037 | 2388.3022 | 3301.8742 | 169.7316 | 380 | 287.5993 | 1560.1825 | 3328.1932
1801 | 75784.7451 | 2180.3044 | -2180.3044 | 73543.4407 | 3526.3891 | 11715.5164 | 2208.241 | 3313.9261 | 159.2992 | 380 | 9538.0537 | 10800.2044 | 12568.2151
1802 | 76335.7726 | 1461.8327 | 0 | 76274.7726 | 3074.5857 | 10828.6583 | 2425.4694 | 3263.055 | 160.7681 | 54 | 6538.0244 | 7475.6441 | 9243.6548
1803 | 76036.353 | 1583.0584 | 0 | 75975.353 | 4369.4664 | 16354.7015 | 2252.2519 | 3281.5868 | 230.0156 | 54 | 10913.9209 | 11920.7881 | 13688.7988
1804 | 75751.029 | 2055.7217 | 0 | 75690.029 | 1605.9411 | 27597.622 | 2496.3065 | 3160.5824 | 154.8533 | 244 | 25328.7408 | 26450.4457 | 28218.4564
1805 | 76555.6944 | 1662.2655 | 0 | 76494.6944 | 4436.0804 | 5884.7193 | 2704.6317 | 3311.4051 | 147.3283 | 190 | 340.1814 | 1400.3613 | 3168.372
1806 | 75904.19 | 1525.0479 | -1525.0479 | 74318.1421 | 3246.3457 | 4641.5437 | 2267.5381 | 3377.2905 | 184.4035 | 190 | 2092.0845 | 3189.3396 | 4957.3503
1807 | 75295.2443 | 1472.3628 | -1472.3628 | 73761.8815 | 2212.1551 | 15219.0583 | 2205.7651 | 3195.8879 | 181.2118 | 244 | 14016.8747 | 15164.9381 | 16932.9488
1808 | 75961.5452 | 2127.9179 | 0 | 75900.5452 | 1224.4506 | 20804.9981 | 2117.4613 | 3373.0137 | 52.5975 | 54 | 18540.6772 | 19370.1263 | 21138.137
1809 | 75897.9961 | 1946.7813 | 0 | 75836.9961 | 2292.2339 | 8012.4431 | 2317.7203 | 3263.7503 | 172.7393 | 434 | 4834.8837 | 6164.4746 | 7932.4853
1810 | 75245.91 | 1527.3859 | 0 | 75184.91 | 2380.4321 | 18070.2346 | 2623.3728 | 3157.7098 | 111.1919 | 244 | 15656.175 | 16734.2184 | 18502.2291
1811 | 75238.6158 | 1915.1125 | 0 | 75177.6158 | 1938.6337 | 5073.0729 | 2601.4655 | 3193.977 | 112.4025 | 380 | 3122.4659 | 4337.7199 | 6105.7306
1812 | 76321.6249 | 1267.6292 | 0 | 76260.6249 | 2796.8091 | 4834.1374 | 2716.174 | 3453.2455 | 123.8658 | 434 | 1316.323 | 2597.0403 | 4365.051
1813 | 75060.3624 | 1286.5477 | -1286.5477 | 73712.8147 | 2636.5404 | 12955.5921 | 2080.68 | 3277.0418 | 139.1954 | 190 | 11334.1588 | 12386.2058 | 14154.2165
1814 | 76207.1582 | 1560.7393 | 0 | 76146.1582 | 6086.0372 | 6040.0896 | 2114.3932 | 3339.6797 | 163.4551 | 190 | -1367.8329 | -291.5262 | 1476.4845
1815 | 75888.8886 | 1753.0483 | -1753.0483 | 74074.8403 | 4765.8929 | 3674.7734 | 2284.5146 | 3352.6473 | 116.5926 | 54 | -158.5979 | 734.8462 | 2502.8569
1816 | 76092.3145 | 1556.9845 | -1556.9845 | 74474.3299 | 3612.0084 | 16813.9738 | 2306.8 | 3285.1366 | 166.0125 | 190 | 13689.772 | 14768.6361 | 16536.6468
1817 | 76276.0501 | 1858.2427 | 0 | 76215.0501 | 3533.2608 | 4337.4382 | 1990.4012 | 3214.187 | 233.6627 | 380 | -836.0845 | 500.4297 | 2268.4404
1818 | 74845.285 | 1774.4919 | -1774.4919 | 73009.7932 | 1765.058 | 10514.195 | 2445.2013 | 3137.5498 | 134.6772 | 434 | 10692.2948 | 11983.8236 | 13751.8343
1819 | 75132.5907 | 1360.7973 | 0 | 75071.5907 | 3434.2497 | 13442.5218 | 2579.5976 | 3193.0251 | 131.8036 | 380 | 10079.5041 | 11314.1592 | 13082.1699
1820 | 76425.2982 | 1424.472 | 0 | 76364.2982 | 3451.9673 | 15905.4485 | 1943.7518 | 3360.4234 | 131.0312 | 190 | 10763.5582 | 11807.441 | 13575.4517
1821 | 74426.1155 | 1911.3727 | 0 | 74365.1155 | 3208.3901 | 7327.1788 | 2390.5315 | 3134.647 | 196.591 | 54 | 4649.0516 | 5622.4942 | 7390.5049
1822 | 76305.4896 | 1787.8981 | 0 | 76244.4896 | 3279.2297 | 10957.9376 | 2539.6214 | 3186.1706 | 146.6595 | 244 | 6530.2102 | 7643.7212 | 9411.7319
1823 | 74533.5801 | 2178.1536 | 0 | 74472.5801 | 2338.2304 | 7342.6172 | 2148.2219 | 3158.6973 | 130.8182 | 54 | 5208.9259 | 6116.5956 | 7884.6063
1824 | 76541.0998 | 1995.8416 | 0 | 76480.0998 | 3344.3884 | 6351.0836 | 2409.9222 | 3366.7193 | 160.0718 | 380 | 1673.4369 | 2936.3603 | 4704.371
1825 | 75365.5216 | 2176.1188 | -2176.1188 | 73128.4028 | 2957.7872 | 4967.5289 | 2452.6916 | 3246.9437 | 95.0913 | 54 | 3951.1742 | 4823.117 | 6591.1277
1826 | 76559.7747 | 1690.2866 | 0 | 76498.7747 | 1917.0162 | 4800.2869 | 2354.5901 | 3309.9727 | 178.8264 | 54 | 1419.2589 | 2374.9368 | 4142.9475
1827 | 74263.0281 | 1403.5764 | -1403.5764 | 72798.4518 | 4365.3046 | 7032.2595 | 2435.1978 | 3134.3988 | 135.8177 | 54 | 4808.2996 | 5720.9689 | 7488.9796
1828 | 75430.2069 | 1480.7856 | 0 | 75369.2069 | 3685.6254 | 9767.8292 | 2244.2472 | 3209.7375 | 155.5329 | 54 | 5537.1816 | 6469.5661 | 8237.5768
1829 | 77198.1436 | 1263.3546 | 0 | 77137.1436 | 2486.7239 | 7883.9013 | 2346.289 | 3484.4305 | 144.5293 | 380 | 3460.9532 | 4708.334 | 6476.3447
1830 | 75793.3808 | 1475.8134 | 0 | 75732.3808 | 2812.9468 | 5047.316 | 2136.1953 | 3362.46 | 119.4051 | 54 | 1370.8437 | 2267.1003 | 4035.111
1831 | 76564.7656 | 1549.8789 | -1549.8789 | 74953.8867 | 2676.5852 | 9980.6927 | 2037.9696 | 3517.6376 | 172.6947 | 190 | 7276.0279 | 8361.5742 | 10129.5849
1832 | 75926.7171 | 1228.407 | 0 | 75865.7171 | 2084.5853 | 10672.2659 | 2558.8168 | 3391.292 | 90.8201 | 434 | 8042.2723 | 9289.944 | 11057.9547
1833 | 76247.9596 | 1561.0143 | 0 | 76186.9596 | 2012.4187 | 9168.843 | 2421.5836 | 3299.9265 | 86.6507 | 244 | 6061.1748 | 7114.6771 | 8882.6878
1834 | 76530.2245 | 2047.2436 | 0 | 76469.2245 | 2639.7905 | 7252.6898 | 2448.8504 | 3436.1332 | 92.0162 | 54 | 3398.8584 | 4267.7261 | 6035.7368
1835 | 75124.9795 | 2219.3998 | 0 | 75063.9795 | 2595.8067 | 6744.0784 | 2287.5926 | 3130.3379 | 159.5701 | 190 | 3872.4227 | 4944.8444 | 6712.8551
1836 | 76121.8125 | 1547.7068 | 0 | 76060.8125 | 2452.1735 | 20293.145 | 2675.0626 | 3277.6608 | 158.318 | 244 | 17103.0824 | 18228.252 | 19996.2627
1837 | 76470.4682 | 1062.8773 | 0 | 76409.4682 | 4009.8008 | 18981.5558 | 2144.3503 | 3264.9353 | 101.0084 | 54 | 13341.7723 | 14219.6323 | 15987.643
1838 | 76058.0934 | 1326.5288 | 0 | 75997.0934 | 1797.525 | 8586.9523 | 2539.6492 | 3190.1299 | 163.2779 | 190 | 5892.313 | 6968.4424 | 8736.4531
1839 | 76152.3768 | 2397.0512 | 0 | 76091.3768 | 1957.6885 | 8625.6375 | 2460.2728 | 3161.3368 | 118.6048 | 244 | 5568.3817 | 6653.8381 | 8421.8488
1840 | 74153.7096 | 1692.4538 | 0 | 74092.7096 | 2475.2488 | 8372.6062 | 2566.7566 | 3145.9085 | 171.0519 | 190 | 6887.5129 | 7971.4164 | 9739.4271
1841 | 75209.2899 | 1018.3056 | 0 | 75148.2899 | 5824.1989 | 10787.146 | 2730.204 | 3178.7404 | 9.1319 | 434 | 5093.8017 | 6259.7851 | 8027.7958
1842 | 75261.5026 | 2213.9426 | 0 | 75200.5026 | 3038.1282 | 11329.9583 | 2719.3664 | 3160.6621 | 137.8856 | 380 | 8341.5559 | 9582.2931 | 11350.3038
1843 | 76093.9176 | 1877.9889 | 0 | 76032.9176 | 4595.5629 | 4479.3129 | 2690.5871 | 3283.5722 | 155.8065 | 190 | -804.8083 | 263.8498 | 2031.8605
1844 | 77263.7173 | 1451.6557 | -1451.6557 | 75751.0615 | 3806.7579 | 6304.8029 | 2489.7649 | 3437.08 | 112.3387 | 190 | 2044.0284 | 3069.2186 | 4837.2293
1845 | 77407.543 | 1694.4081 | -1694.4081 | 75652.1348 | 2636.1646 | 7716.4211 | 2315.2882 | 3531.456 | 112.1097 | 190 | 4645.0658 | 5670.0272 | 7438.0379
1846 | 77348.2216 | 1278.7996 | 0 | 77287.2216 | 4253.7578 | 12477.0187 | 2522.0409 | 3537.8363 | 164.0258 | 244 | 6366.1164 | 7496.9938 | 9265.0045
1847 | 77336.9955 | 1410.2169 | 0 | 77275.9955 | 2716.7889 | 5814.395 | 2272.4982 | 3444.3079 | 170.075 | 54 | 908.6167 | 1855.5433 | 3623.554
1848 | 75765.0649 | 1544.9281 | -1544.9281 | 74159.1368 | 2898.1265 | 10984.1366 | 2237.0075 | 3322.2392 | 67.5283 | 54 | 8856.3199 | 9700.6998 | 11468.7105
1849 | 75785.137 | 1722.4299 | 0 | 75724.137 | 3479.9725 | 6885.5479 | 1565.3037 | 3218.6919 | 91.1748 | 54 | 1835.634 | 2703.6603 | 4471.671
1850 | 75578.6866 | 1796.1146 | -1796.1146 | 73721.572 | 1755.7911 | 3926.3402 | 2167.5312 | 3355.2343 | 86.7235 | 190 | 3341.9426 | 4341.5177 | 6109.5284
1851 | 75272.2762 | 1825.6918 | 0 | 75211.2762 | 2159.0879 | 11205.9378 | 2334.4498 | 3195.4109 | 223.0331 | 54 | 8735.6344 | 9735.5191 | 11503.5298
1852 | 75272.9943 | 1398.7449 | 0 | 75211.9943 | 5303.9765 | 6936.0755 | 2158.4045 | 3230.3952 | 69.9836 | 54 | 1179.1044 | 2025.9395 | 3793.9502
1853 | 74705.5213 | 1676.9348 | -1676.9348 | 72967.5866 | 2921.5854 | 9616.4127 | 2595.424 | 3264.3302 | 134.2933 | 380 | 8957.1949 | 10194.3397 | 11962.3504
1854 | 76823.2505 | 1623.6774 | 0 | 76762.2505 | 3242.925 | 8693.3798 | 1652.1893 | 3352.8514 | 122.8942 | 434 | 3063.445 | 4343.1908 | 6111.2015
1855 | 75448.0523 | 1570.2056 | 0 | 75387.0523 | 2052.6591 | 23883.9269 | 2420.9063 | 3315.0843 | 216.3461 | 380 | 21550.4061 | 22869.6038 | 24637.6145
1856 | 75283.8791 | 1804.2759 | 0 | 75222.8791 | 3348.3125 | 18186.1462 | 2470.6282 | 3183.4176 | 36.3007 | 434 | 14639.2004 | 15832.3527 | 17600.3634
1857 | 77359.3928 | 1273.1626 | 0 | 77298.3928 | 2867.0866 | 9646.155 | 2404.2225 | 3533.285 | 119.6253 | 244 | 4788.383 | 5874.8598 | 7642.8705
1858 | 76646.2281 | 2139.9434 | 0 | 76585.2281 | 2969.9621 | 10171.1455 | 1706.7547 | 3213.5844 | 130.1313 | 244 | 4906.4944 | 6003.4773 | 7771.488
1859 | 75417.985 | 2207.7835 | 0 | 75356.985 | 5858.6975 | 7655.3811 | 2338.8071 | 3239.0419 | 238.3674 | 54 | 1387.7477 | 2402.9666 | 4170.9773
1860 | 76596.1039 | 1439.0621 | -1439.0621 | 75096.0419 | 2902.3616 | 5569.4887 | 2601.2377 | 3340.4643 | 154.9341 | 244 | 2882.9873 | 4004.7729 | 5772.7836
1861 | 76479.7332 | 2043.9084 | 0 | 76418.7332 | 3694.793 | 6860.9279 | 2658.2711 | 3300.5841 | 68.4258 | 244 | 2076.457 | 3111.7344 | 4879.7451
1862 | 74361.7146 | 1870.4707 | -1870.4707 | 72430.2438 | 3146.5751 | 2786.2046 | 1871.52 | 3136.2912 | 248.6348 | 190 | 1587.3969 | 2748.8833 | 4516.894
1863 | 73343.8487 | 1347.0167 | -1347.0167 | 71935.832 | 1301.8709 | 7184.5564 | 2451.611 | 3124.5689 | 207.8797 | 54 | 8893.2334 | 9877.9647 | 11645.9754
1864 | 75874.5315 | 1369.734 | 0 | 75813.5315 | 2253.945 | 1552.109 | 2431.649 | 3342.0411 | 184.8685 | 244 | -1371.4775 | -219.7575 | 1548.2532
1865 | 76451.6311 | 1991.6376 | -1991.6376 | 74398.9935 | 2442.9687 | 4704.7978 | 2499.7167 | 3297.0409 | 185.5494 | 380 | 3029.7932 | 4318.1942 | 6086.2049
1866 | 74671.0276 | 2060.7085 | 0 | 74610.0276 | 7249.0804 | 2192.3035 | 2535.6832 | 3167.1155 | 170.8913 | 54 | -4593.8059 | -3646.0631 | -1878.0524
1867 | 76666.6813 | 1189.4049 | -1189.4049 | 75416.2765 | 3431.3315 | 9590.9961 | 2258.2247 | 3488.6353 | 120.9256 | 54 | 5860.4482 | 6758.2254 | 8526.2361
1868 | 76268.0532 | 2187.9212 | 0 | 76207.0532 | 2481.0657 | 13340.9207 | 2330.0307 | 3387.5649 | 169.5903 | 54 | 9740.5974 | 10687.0392 | 12455.0499
1869 | 75120.363 | 1132.7496 | 0 | 75059.363 | 5412.5345 | 8208.1234 | 2233.3219 | 3187.126 | 35.6959 | 434 | 2526.8738 | 3719.4212 | 5487.4319
1870 | 75893.4767 | 1089.8844 | 0 | 75832.4767 | 4859.4994 | 17160.6525 | 2227.4819 | 3200.4395 | 70.8582 | 190 | 11266.7979 | 12250.5077 | 14018.5184
1871 | 75655.6037 | 1542.0689 | 0 | 75594.6037 | 3445.535 | 15375.414 | 2191.5497 | 3266.5553 | 137.4562 | 54 | 11163.5803 | 12077.888 | 13845.8987
1872 | 76380.2526 | 1774.9347 | 0 | 76319.2526 | 3439.2445 | 8473.0641 | 1062.575 | 3519.3222 | 69.0141 | 190 | 2666.6641 | 3648.5298 | 5416.5405
1873 | 76133.5002 | 1614.296 | 0 | 76072.5002 | 5576.3015 | 902.282 | 2551.593 | 3323.0296 | 198.7913 | 54 | -5501.697 | -4526.0542 | -2758.0435
1874 | 76726.4572 | 1449.791 | -1449.791 | 75215.6662 | 2460.6397 | 5573.313 | 2726.2977 | 3456.4523 | 87.6041 | 244 | 3449.9571 | 4504.4128 | 6272.4235
1875 | 75095.7525 | 1650.4668 | 0 | 75034.7525 | 3035.9012 | 5769.342 | 2226.7475 | 3152.2559 | 228.8775 | 54 | 2447.8917 | 3453.6207 | 5221.6314
1876 | 76491.9245 | 1430.9284 | -1430.9284 | 74999.9962 | 3492.0382 | 12597.4737 | 2516.3873 | 3390.2138 | 156.1318 | 54 | 9382.2405 | 10315.2239 | 12083.2346
1877 | 74976.4343 | 1024.5831 | 0 | 74915.4343 | 1378.5878 | 4544.7977 | 2524.8185 | 3306.0823 | 138.9151 | 190 | 3451.8765 | 4503.6431 | 6271.6538
1878 | 75408.6751 | 2046.8414 | 0 | 75347.6751 | 2366.0618 | 9513.3378 | 2321.3671 | 3311.9 | 77.5677 | 54 | 6803.0679 | 7657.4872 | 9425.4979
1879 | 74882.1444 | 1838.594 | 0 | 74821.1444 | 3605.5374 | 6811.9508 | 2706.2638 | 3159.3972 | 81.4821 | 54 | 3621.1299 | 4479.4636 | 6247.4743
1880 | 76303.3139 | 1691.7962 | 0 | 76242.3139 | 2833.6697 | 4301.5363 | 2661.8284 | 3343.9778 | 154.4191 | 244 | 601.5588 | 1722.8294 | 3490.8401
1881 | 76915.0442 | 1571.6819 | -1571.6819 | 75282.3623 | 3305.371 | 3841.2342 | 2174.8089 | 3282.3075 | 121.8407 | 54 | 80.8173 | 979.5095 | 2747.5202
1882 | 75249.2179 | 2142.318 | -2142.318 | 73045.8999 | 3881.0246 | 10054.9566 | 2702.1689 | 3211.5451 | 101.3466 | 54 | 8411.946 | 9290.1441 | 11058.1548
1883 | 75677.0394 | 1288.2263 | 0 | 75616.0394 | 1439.056 | 3328.1019 | 2384.2813 | 3159.1642 | 165.8821 | 244 | 1186.652 | 2319.3857 | 4087.3964
1884 | 76672.1205 | 1371.9134 | -1371.9134 | 75239.2071 | 1505.3257 | 15542.7999 | 2565.173 | 3349.4238 | 159.3722 | 244 | 14083.0639 | 15209.2876 | 16977.2983
1885 | 74294.7867 | 1623.956 | 0 | 74233.7867 | 612.2005 | 16163.0253 | 2367.145 | 3125.0241 | 73.5765 | 190 | 16179.4072 | 17165.8353 | 18933.846
1886 | 76381.436 | 1735.5696 | 0 | 76320.436 | 2715.2836 | 4269.3033 | 2140.9029 | 3377.426 | 187.7026 | 190 | 122.1127 | 1222.6669 | 2990.6776
1887 | 75337.1334 | 1776.4537 | -1776.4537 | 73499.6797 | 2868.9559 | 12614.2815 | 2646.9955 | 3179.5789 | 176.7765 | 190 | 11442.4203 | 12532.0484 | 14300.0591
1888 | 75964.4735 | 1715.4456 | 0 | 75903.4735 | 2061.1221 | 10021.2251 | 2301.3301 | 3333.811 | 79.6154 | 190 | 7061.9707 | 8054.4377 | 9822.4484
1889 | 74881.2679 | 2076.9963 | 0 | 74820.2679 | 2925.933 | 14304.3675 | 2312.8099 | 3176.7094 | 168.9479 | 54 | 11417.8859 | 12363.6853 | 14131.696
1890 | 74645.265 | 1210.7418 | 0 | 74584.265 | 3443.8026 | 3936.3477 | 2414.1514 | 3205.1264 | 139.3998 | 190 | 897.758 | 1950.0094 | 3718.0201
1891 | 76107.4267 | 1991.2159 | -1991.2159 | 74055.2108 | 2361.4131 | 13454.2815 | 2552.1108 | 3424.1586 | 167.5646 | 380 | 12384.127 | 13654.5432 | 15422.5539
1892 | 74649.3747 | 2218.0574 | 0 | 74588.3747 | 3033.7979 | 8880.3089 | 2458.5341 | 3145.2713 | 159.3539 | 190 | 6232.1418 | 7304.3473 | 9072.358
1893 | 76335.5564 | 1418.5838 | 0 | 76274.5564 | 3679.3865 | 4720.3452 | 2616.5544 | 3316.0907 | 98.6732 | 190 | 69.2474 | 1080.7722 | 2848.7829
1894 | 76012.5492 | 1314.6167 | -1314.6167 | 74636.9325 | 2789.092 | 7878.2188 | 2510.3218 | 3288.0167 | 148.6923 | 380 | 5620.7328 | 6872.2767 | 8640.2874
1895 | 76020.393 | 1151.2692 | 0 | 75959.393 | 5348.3489 | 10620.595 | 2667.2201 | 3248.6624 | 150.6032 | 54 | 4598.9356 | 5526.3904 | 7294.4011
1896 | 75747.2833 | 1710.5426 | 0 | 75686.2833 | 1802.8576 | 6717.8591 | 2131.3858 | 3308.5331 | 126.2051 | 190 | 4038.8371 | 5077.8937 | 6845.9044
1897 | 75525.505 | 1551.1256 | 0 | 75464.505 | 2824.6767 | 4310.4896 | 2695.4842 | 3234.5781 | 185.805 | 190 | 1321.5703 | 2420.2269 | 4188.2376
1898 | 75578.941 | 2046.7356 | -2046.7356 | 73471.2053 | 2291.3477 | 11352.2751 | 2238.8592 | 3398.45 | 198.1662 | 244 | 10597.2312 | 11762.2489 | 13530.2596
1899 | 75091.9277 | 2072.472 | 0 | 75030.9277 | 2979.8857 | 10410.8296 | 2437.358 | 3205.6115 | 124.2703 | 54 | 7413.1857 | 8314.3076 | 10082.3183
1900 | 76300.8048 | 1277.6067 | 0 | 76239.8048 | 2109.7644 | 6807.6814 | 2305.2765 | 3434.2072 | 146.7841 | 54 | 3567.7958 | 4491.4314 | 6259.4421
1901 | 76463.0657 | 1258.6568 | 0 | 76402.0657 | 2779.8659 | 12128.1557 | 2580.9665 | 3354.7563 | 195.1892 | 380 | 8252.1468 | 9550.1876 | 11318.1983
1902 | 75746.1355 | 1777.9168 | 0 | 75685.1355 | 3376.1532 | 3884.9143 | 2672.5296 | 3292.5775 | 118.3704 | 190 | 158.9327 | 1190.1547 | 2958.1654
1903 | 76615.4152 | 1201.3404 | -1201.3404 | 75353.0748 | 2359.722 | 14589.1969 | 1903.709 | 3469.9228 | 175.9414 | 380 | 11620.2319 | 12899.0248 | 14667.0355
1904 | 75480.1644 | 2043.6775 | 0 | 75419.1644 | 3061.1573 | 14211.0508 | 2589.9505 | 3244.3384 | 142.9339 | 434 | 10935.218 | 12235.0034 | 14003.0141
1905 | 76205.6596 | 1773.4671 | 0 | 76144.6596 | 1453.8666 | 7466.8826 | 1791.1795 | 3307.1813 | 135.2682 | 244 | 4336.9172 | 5439.037 | 7207.0477
1906 | 74895.1422 | 1630.9341 | 0 | 74834.1422 | 2838.1606 | 9081.2564 | 2670.2734 | 3187.6336 | 82.8392 | 380 | 6637.0607 | 7822.7514 | 9590.7621
1907 | 76370.5812 | 1318.8218 | 0 | 76309.5812 | 2635.5556 | 3419.8587 | 2561.2405 | 3295.5368 | 97.497 | 244 | -298.3008 | 766.0477 | 2534.0584
1908 | 76708.3496 | 1827.6112 | -1827.6112 | 74819.7384 | 3200.4991 | 12939.9066 | 2585.852 | 3375.5503 | 136.497 | 54 | 10251.2714 | 11164.62 | 12932.6307
1909 | 75164.1885 | 1040.6933 | 0 | 75103.1885 | 3179.8965 | 3062.9871 | 1998.1279 | 3209.2995 | 148.5185 | 380 | -642.4703 | 608.8998 | 2376.9105
1910 | 75295.6305 | 1937.193 | -1937.193 | 73297.4375 | 3164.325 | 5023.0665 | 1882.9076 | 3275.6484 | 176.6002 | 190 | 3090.06 | 4179.5117 | 5947.5224
1911 | 76019.0607 | 1952.1773 | 0 | 75958.0607 | 3269.4424 | 6886.3396 | 2539.8652 | 3318.4938 | 31.8965 | 54 | 2887.3955 | 3696.1436 | 5464.1543
1912 | 75634.5869 | 1510.4463 | 0 | 75573.5869 | 3257.5863 | 3048.4956 | 2769.9425 | 3192.1952 | 96.8129 | 54 | -450.3399 | 423.3246 | 2191.3353
1913 | 75807.8559 | 2336.4954 | -2336.4954 | 73410.3604 | 3021.772 | 15711.9305 | 2419.3585 | 3455.4192 | 161.4012 | 434 | 14524.7758 | 15843.0285 | 17611.0392
1914 | 75940.0553 | 2180.2143 | 0 | 75879.0553 | 2831.2968 | 8927.0938 | 2795.5226 | 3234.7397 | 151.5717 | 54 | 5617.2039 | 6545.6272 | 8313.6379
1915 | 74570.3986 | 1868.5902 | 0 | 74509.3986 | 2051.5606 | 10294.8071 | 2480.597 | 3125.1924 | 167.5067 | 54 | 8709.8373 | 9654.1955 | 11422.2062
1916 | 75113.2386 | 1438.2687 | 0 | 75052.2386 | 3255.2187 | 2611.5079 | 2525.8233 | 3134.0961 | 103.9675 | 434 | -665.83 | 594.9891 | 2362.9998
1917 | 75823.4965 | 2204.589 | -2204.589 | 73557.9075 | 2683.3199 | 985.8766 | 2514.2473 | 3307.2105 | 181.7885 | 244 | -63.693 | 1084.9471 | 2852.9578
1918 | 74962.6961 | 1976.8652 | -1976.8652 | 72924.8309 | 1911.8503 | 11145.2909 | 2588.0242 | 3195.8404 | 144.4499 | 380 | 11462.6743 | 12709.9757 | 14477.9864
1919 | 75667.4544 | 1444.2599 | 0 | 75606.4544 | 3434.8485 | 13109.8155 | 2554.9911 | 3165.8094 | 84.9147 | 380 | 9159.5131 | 10347.2794 | 12115.2901
1920 | 77373.964 | 1649.9401 | 0 | 77312.964 | 2573.4686 | 7610.7567 | 1834.8932 | 3502.3037 | 81.0825 | 190 | 2431.721 | 3425.655 | 5193.6657
1921 | 75478.6354 | 1662.5107 | -1662.5107 | 73755.1246 | 2693.3215 | 18676.7298 | 2314.0039 | 3187.4164 | 134.7764 | 54 | 17099.904 | 18011.5319 | 19779.5426
1922 | 74854.5232 | 2124.0862 | 0 | 74793.5232 | 2914.6087 | 3255.4649 | 2175.7985 | 3167.782 | 209.8146 | 434 | 261.1134 | 1627.7796 | 3395.7903
1923 | 74673.2259 | 2310.5952 | -2310.5952 | 72301.6307 | 3680.0052 | 6026.555 | 2387.4151 | 3153.4228 | 149.6893 | 190 | 4955.957 | 6018.4979 | 7786.5086
1924 | 75290.622 | 1514.657 | 0 | 75229.622 | 2545.1622 | 7967.7829 | 2546.9484 | 3178.8373 | 151.5426 | 244 | 5288.9844 | 6407.3785 | 8175.3892
1925 | 76027.2739 | 2196.3513 | 0 | 75966.2739 | 3228.1933 | 7450.1765 | 2451.5912 | 3331.7306 | 104.3079 | 244 | 3409.2312 | 4480.3906 | 6248.4013
1926 | 74022.1146 | 1526.5912 | 0 | 73961.1146 | 2940.6584 | 3435.9799 | 2308.1619 | 3127.7574 | 173.6157 | 434 | 1340.3262 | 2670.7934 | 4438.8041
1927 | 74616.3356 | 1622.0228 | -1622.0228 | 72933.3129 | 2271.5758 | 1184.6195 | 2390.6288 | 3123.9648 | 202.031 | 54 | 864.5245 | 1843.4071 | 3611.4178
1928 | 74662.0211 | 1574.285 | -1574.285 | 73026.7362 | 3141.599 | 2294.1627 | 2335.1417 | 3183.7471 | 164.1788 | 190 | 1014.9163 | 2091.9466 | 3859.9573
1929 | 76491.8831 | 1964.4372 | -1964.4372 | 74466.4459 | 1392.4119 | 7624.266 | 2230.1236 | 3477.6323 | 63.5832 | 54 | 6843.3641 | 7683.7989 | 9451.8096
1930 | 77771.1118 | 1395.7442 | 0 | 77710.1118 | 2650.8802 | 8166.426 | 2253.2654 | 3549.6622 | 126.7111 | 190 | 2978.5616 | 4018.1242 | 5786.1349
1931 | 75160.3063 | 1011.2784 | 0 | 75099.3063 | 3627.878 | 1982.9478 | 2334.2662 | 3184.5662 | 194.2728 | 190 | -1855.204 | -748.0797 | 1019.931
1932 | 75364.9287 | 1632.0273 | -1632.0273 | 73671.9014 | 1760.2339 | 1707.0289 | 2551.4761 | 3267.2743 | 72.579 | 190 | 1463.844 | 2449.2745 | 4217.2852
1933 | 76483.9237 | 1339.7169 | -1339.7169 | 75083.2068 | 2344.8861 | 5577.4234 | 2077.9942 | 3268.3472 | 127.4299 | 190 | 2865.8719 | 3906.1534 | 5674.1641
1934 | 74601.5517 | 1566.6492 | 0 | 74540.5517 | 2014.6344 | 10157.4798 | 2615.0819 | 3138.8478 | 162.2337 | 54 | 8726.4234 | 9665.5086 | 11433.5193
1935 | 74511.2919 | 1103.3487 | 0 | 74450.2919 | 2274.5741 | 1627.8803 | 2030.6493 | 3210.9871 | 210.9826 | 380 | -485.1492 | 828.6849 | 2596.6956
1936 | 76122.1513 | 1260.3667 | -1260.3667 | 74800.7846 | 2369.8715 | 9132.0435 | 2264.3986 | 3295.9571 | 153.7525 | 190 | 6891.9431 | 7958.5471 | 9726.5578
1937 | 75390.0801 | 2076.1615 | 0 | 75329.0801 | 2987.0629 | 2698.7862 | 2323.706 | 3235.4031 | 70.4613 | 190 | -688.0476 | 295.2652 | 2063.2759
1938 | 74982.8434 | 1489.8648 | -1489.8648 | 73431.9786 | 2974.9347 | 3437.4913 | 2411.9915 | 3177.9659 | 107.6426 | 244 | 1990.7354 | 3065.2295 | 4833.2402
1939 | 74606.3979 | 2175.3871 | -2175.3871 | 72370.0108 | 1291.488 | 6979.2352 | 2397.8494 | 3169.718 | 137.8242 | 244 | 8255.504 | 9360.1798 | 11128.1905
1940 | 74836.3603 | 1721.2968 | 0 | 74775.3603 | 1890.6864 | 3616.4371 | 2225.139 | 3130.0796 | 191.7525 | 54 | 1675.809 | 2644.413 | 4412.4237
1941 | 76072.7194 | 1450.8752 | -1450.8752 | 74560.8442 | 770.6813 | 4109.8094 | 2385.0838 | 3321.4204 | 131.0548 | 190 | 3854.9881 | 4898.8945 | 6666.9052
1942 | 75655.5861 | 1668.4725 | 0 | 75594.5861 | 2601.5622 | 4087.5859 | 1930.2869 | 3262.7454 | 201.8732 | 190 | 454.6698 | 1569.3946 | 3337.4053
1943 | 73748.0374 | 1851.8625 | -1851.8625 | 71835.1749 | 3434.3723 | 14001.8176 | 2720.2695 | 3129.4435 | 101.0086 | 54 | 13952.1834 | 14830.0436 | 16598.0543
1944 | 76704.3665 | 1714.6603 | 0 | 76643.3665 | 2773.0024 | 13066.1562 | 2170.2718 | 3271.6652 | 88.5381 | 54 | 8461.9243 | 9327.314 | 11095.3247
1945 | 76205.4112 | 1997.7571 | 0 | 76144.4112 | 4461.8065 | 9468.901 | 2068.7431 | 3374.9234 | 119.05 | 54 | 3676.5499 | 4572.4514 | 6340.4621
1946 | 74919.6274 | 1431.1125 | 0 | 74858.6274 | 2249.9787 | 15943.8862 | 2710.4248 | 3160.8236 | 74.227 | 244 | 14076.7285 | 15117.807 | 16885.8177
1947 | 75594.2989 | 1983.1232 | 0 | 75533.2989 | 1507.4394 | 9386.8601 | 1761.4632 | 3266.4665 | 146.7322 | 244 | 6744.2515 | 7857.8353 | 9625.846
1948 | 75885.5767 | 2048.3351 | 0 | 75824.5767 | 1512.1599 | 5108.5281 | 2666.1209 | 3418.3006 | 81.2836 | 380 | 3226.4131 | 4410.5482 | 6178.5589
1949 | 76609.2044 | 1517.4658 | 0 | 76548.2044 | 2826.9815 | 20122.1126 | 2394.9575 | 3402.8049 | 150.1833 | 54 | 15914.889 | 16841.9239 | 18609.9346
1950 | 73106.3677 | 2020.5735 | 0 | 73045.3677 | 2975.3331 | 19545.2149 | 2174.6873 | 3123.3147 | 99.8853 | 434 | 18192.716 | 19449.4529 | 21217.4636
1951 | 76158.3557 | 1624.2362 | 0 | 76097.3557 | 2546.5769 | 8646.9512 | 2067.9264 | 3297.1477 | 127.0699 | 54 | 4738.2927 | 5642.2142 | 7410.2249
1952 | 74629.8616 | 1394.8592 | 0 | 74568.8616 | 4989.1907 | 4645.1209 | 2113.0439 | 3174.5036 | 177.6166 | 190 | -255.1839 | 835.2842 | 2603.2949
1953 | 75590.9124 | 1282.6923 | -1282.6923 | 74247.2201 | 4477.7913 | 15034.7559 | 2435.0448 | 3246.7771 | 122.359 | 244 | 11361.7664 | 12450.977 | 14218.9877
1954 | 74751.062 | 1986.2229 | 0 | 74690.062 | 3162.2299 | 8917.4149 | 2127.467 | 3133.8102 | 151.9224 | 190 | 5696.6002 | 6761.3742 | 8529.3849
1955 | 75909.2051 | 1743.8368 | 0 | 75848.2051 | 1431.0293 | 3618.7955 | 2492.4671 | 3374.8368 | 39.2587 | 54 | 1577.065 | 2393.1752 | 4161.1859
1956 | 76256.0357 | 1174.7186 | -1174.7186 | 75020.3171 | 1082.6098 | 15211.874 | 2499.1073 | 3475.7055 | 113.6413 | 190 | 14453.9599 | 15480.4527 | 17248.4634
1957 | 75770.4947 | 1737.181 | 0 | 75709.4947 | 3038.1851 | 3312.4368 | 2373.6038 | 3229.1501 | 168.552 | 434 | -462.2891 | 863.1144 | 2631.1251
1958 | 75532.2799 | 1263.5606 | -1263.5606 | 74207.7193 | 1823.0955 | 4892.2021 | 2190.9452 | 3319.4681 | 89.9258 | 54 | 3742.0006 | 4608.7779 | 6376.7886
1959 | 75666.2453 | 1623.4924 | 0 | 75605.2453 | 3745.1584 | 6604.9253 | 2005.5401 | 3171.2874 | 8.3244 | 244 | 1801.5491 | 2776.725 | 4544.7357
1960 | 77401.1623 | 1619.6816 | -1619.6816 | 75720.4808 | 2214.8821 | 6822.0251 | 2100.5491 | 3489.1145 | 86.6954 | 190 | 3846.5258 | 4846.0728 | 6614.0835
1961 | 74978.4565 | 2091.3343 | 0 | 74917.4565 | 2488.7676 | 14450.8158 | 2350.3727 | 3168.3171 | 108.5944 | 244 | 11933.4815 | 13008.9274 | 14776.9381
1962 | 74583.154 | 2154.7296 | 0 | 74522.154 | 3864.458 | 2390.3507 | 2361.6784 | 3131.9361 | 179.1508 | 244 | -1132.4469 | 13.5555 | 1781.5662
1963 | 75524.6618 | 1695.0838 | -1695.0838 | 73768.578 | 1267.4312 | 15384.9417 | 2541.5388 | 3200.3884 | 122.3015 | 190 | 15461.0597 | 16496.2127 | 18264.2234
1964 | 75470.876 | 1439.7359 | 0 | 75409.876 | 2581.7831 | 10731.9611 | 2226.9302 | 3210.2261 | 59.2926 | 434 | 7547.6583 | 8763.8024 | 10531.8131
1965 | 74207.9604 | 1493.269 | 0 | 74146.9604 | 2299.3981 | 14993.3884 | 2200.4696 | 3127.0185 | 177.6351 | 190 | 13244.718 | 14335.2046 | 16103.2153
1966 | 75928.3665 | 1356.8975 | 0 | 75867.3665 | 4519.347 | 11588.6733 | 2202.4819 | 3198.0006 | 153.2708 | 54 | 5972.6423 | 6902.7646 | 8670.7753
1967 | 77068.0027 | 1360.6294 | 0 | 77007.0027 | 2236.308 | 11190.9609 | 1910.4636 | 3462.0356 | 99.6558 | 54 | 6690.3493 | 7566.8566 | 9334.8673
1968 | 75962.5034 | 2099.1064 | 0 | 75901.5034 | 3295.8822 | 17127.5547 | 2566.8881 | 3460.8442 | 210.3975 | 244 | 13328.1014 | 14505.3504 | 16273.3611
1969 | 75270.272 | 1509.6243 | 0 | 75209.272 | 3210.4513 | 14482.21 | 2650.9898 | 3182.6897 | 100.4265 | 244 | 11266.3663 | 12333.6443 | 14101.655
1970 | 75607.6894 | 2055.9621 | 0 | 75546.6894 | 3027.7057 | 9056.1108 | 1907.8947 | 3249.3368 | 160.1267 | 380 | 5009.1471 | 6272.1254 | 8040.1361
1971 | 76037.2178 | 1559.7282 | 0 | 75976.2178 | 4781.3801 | 5486.6843 | 1697.8016 | 3212.9003 | 153.2288 | 244 | -990.0117 | 130.0686 | 1898.0793
1972 | 76202.5224 | 1527.692 | -1527.692 | 74613.8305 | 3676.9005 | 9936.3957 | 2203.504 | 3199.2917 | 198.5891 | 190 | 6418.6604 | 7530.1011 | 9298.1118
1973 | 74513.9801 | 2069.9674 | 0 | 74452.9801 | 2428.5556 | 4211.9966 | 2239.8531 | 3135.3142 | 136.0813 | 190 | 2075.8282 | 3124.7611 | 4892.7718
1974 | 75353.4536 | 1091.1669 | -1091.1669 | 74201.2868 | 3412.9515 | 5038.9761 | 2518.8417 | 3253.5138 | 101.8319 | 434 | 2567.2933 | 3825.9767 | 5593.9874
1975 | 76441.0557 | 2194.6035 | 0 | 76380.0557 | 2639.7989 | 26694.8775 | 2540.0929 | 3410.2156 | 79.8772 | 54 | 22995.5315 | 23852.2602 | 25620.2709
1976 | 74817.0378 | 2145.8442 | 0 | 74756.0378 | 3133.8185 | 5820.6917 | 2457.2048 | 3228.1571 | 176.7778 | 380 | 2986.3973 | 4266.0267 | 6034.0374
1977 | 76623.963 | 1699.9733 | 0 | 76562.963 | 4500.7288 | 5025.6474 | 2018.8577 | 3291.6004 | 119.3968 | 380 | -1357.3865 | -135.1381 | 1632.8726
1978 | 75792.4519 | 2187.1524 | -2187.1524 | 73544.2996 | 2312.772 | 16986.653 | 2227.8523 | 3245.0342 | 127.6313 | 190 | 15972.668 | 17013.1508 | 18781.1615
1979 | 75300.9833 | 1482.3272 | 0 | 75239.9833 | 2481.4109 | 3998.6144 | 2275.9042 | 3166.9835 | 150.904 | 434 | 1090.3079 | 2398.0635 | 4166.0742
1980 | 75741.3692 | 1755.6982 | -1755.6982 | 73924.671 | 1912.1058 | 7780.744 | 2627.5783 | 3415.2724 | 99.0764 | 190 | 7357.0179 | 8368.9459 | 10136.9566
1981 | 75332.434 | 1185.4389 | 0 | 75271.434 | 4023.9189 | 1385.9183 | 2597.8221 | 3199.8246 | 113.833 | 54 | -2741.5878 | -1850.9033 | -82.8926
1982 | 74771.5056 | 1438.1574 | -1438.1574 | 73272.3482 | 2870.5 | 20131.8328 | 2614.1339 | 3139.8711 | 143.9427 | 380 | 19113.1896 | 20359.9839 | 22127.9946
1983 | 74796.747 | 2125.8807 | 0 | 74735.747 | 2720.193 | 5070.234 | 2550.499 | 3243.3168 | 55.6792 | 380 | 2778.3098 | 3936.8406 | 5704.8513
1984 | 75805.8624 | 1577.1608 | 0 | 75744.8624 | 4369.9327 | 17083.8977 | 2341.5171 | 3273.361 | 194.2906 | 244 | 11954.1807 | 13115.3229 | 14883.3336
1985 | 74600.5902 | 1253.6386 | 0 | 74539.5902 | 2110.9119 | 14277.1375 | 2460.1736 | 3148.4284 | 188.8909 | 380 | 12605.4374 | 13897.1799 | 15665.1906
1986 | 75943.9397 | 1420.8699 | 0 | 75882.9397 | 1723.6722 | 5972.7682 | 2533.2774 | 3289.9905 | 105.8459 | 190 | 3559.6242 | 4578.3217 | 6346.3324
1987 | 76088.8285 | 2172.5971 | 0 | 76027.8285 | 3959.8866 | 12161.1218 | 2209.2143 | 3292.9378 | 142.3646 | 190 | 7045.7588 | 8100.9749 | 9868.9856
1988 | 75237.4672 | 1247.6188 | 0 | 75176.4672 | 3259.048 | 9507.0615 | 2072.4176 | 3181.1119 | 60.3287 | 190 | 5695.2759 | 6668.4562 | 8436.4669
1989 | 74355.5066 | 1794.8753 | 0 | 74294.5066 | 3952.5035 | 6169.8633 | 2961.4179 | 3125.5217 | 187.3557 | 54 | 3379.9928 | 4344.2001 | 6112.2108
1990 | 75670.1596 | 1985.0988 | 0 | 75609.1596 | 1531.0793 | 11846.4133 | 2007.2251 | 3192.7943 | 90.279 | 54 | 9276.3938 | 10143.5244 | 11911.5351
1991 | 74783.4941 | 1446.7302 | 0 | 74722.4941 | 2959.3012 | 8276.8511 | 2073.8809 | 3143.5755 | 51.8166 | 54 | 5182.7122 | 6011.3803 | 7779.391
1992 | 74949.013 | 1669.4578 | 0 | 74888.013 | 2247.5809 | 6645.0333 | 2413.8324 | 3171.3773 | 158.822 | 380 | 4464.8492 | 5726.5227 | 7494.5334
1993 | 75840.9293 | 1761.2554 | 0 | 75779.9293 | 3126.7521 | 7596.8148 | 2330.6683 | 3218.3827 | 100.7678 | 190 | 3609.3844 | 4623.0038 | 6391.0145
1994 | 75820.7794 | 1131.8015 | 0 | 75759.7794 | 2833.9239 | 10788.1258 | 2546.4398 | 3275.2922 | 147.049 | 434 | 7386.3546 | 8690.2551 | 10458.2658
1995 | 77240.0889 | 1904.6061 | 0 | 77179.0889 | 2764.8526 | 9649.3851 | 2311.5271 | 3422.6023 | 170.3882 | 190 | 4809.773 | 5893.0127 | 7661.0234
1996 | 74685.0062 | 1181.9106 | 0 | 74624.0062 | 2349.7403 | 805.7365 | 2579.072 | 3144.9606 | 88.84 | 434 | -1073.7775 | 171.914 | 1939.9247
1997 | 77142.089 | 1525.6413 | -1525.6413 | 75555.4476 | 2837.8057 | 10904.6648 | 2361.8888 | 3510.0592 | 130.877 | 190 | 7753.5594 | 8797.288 | 10565.2987
1998 | 75685.9841 | 1615.1626 | 0 | 75624.9841 | 1782.5634 | 6919.4727 | 2178.6905 | 3204.5344 | 188.1238 | 434 | 4265.35 | 5610.3254 | 7378.3361
1999 | 75809.5614 | 2009.4133 | 0 | 75748.5614 | 1302.7043 | 6087.8956 | 2430.9892 | 3149.5241 | 143.8356 | 380 | 3987.3432 | 5234.0304 | 7002.0411
2000 | 74029.3529 | 1639.1027 | 0 | 73968.3529 | 3716.9231 | 10187.8669 | 2470.346 | 3123.9751 | 62.7165 | 190 | 7467.112 | 8442.6801 | 10210.6908
2001 | 75274.4056 | 1483.002 | 0 | 75213.4056 | 2064.2563 | 16949.1898 | 2657.27 | 3268.4448 | 98.5175 | 190 | 14967.4428 | 15978.8118 | 17746.8225
2002 | 75771.4389 | 1336.966 | 0 | 75710.4389 | 2216.1375 | 10746.2284 | 2011.7278 | 3223.4283 | 153.8553 | 54 | 7425.0081 | 8355.715 | 10123.7257
2003 | 77079.68 | 1842.9535 | 0 | 77018.68 | 2195.4687 | 3496.9595 | 2464.0414 | 3366.2895 | 187.4809 | 190 | -516.6584 | 583.6741 | 2351.6848
2004 | 76269.2101 | 1925.1211 | -1925.1211 | 74283.0891 | 2313.076 | 8504.4554 | 2562.6691 | 3335.0097 | 47.7441 | 380 | 7176.1693 | 8326.7649 | 10094.7756
2005 | 75771.1986 | 1721.7228 | 0 | 75710.1986 | 2033.6868 | 3836.931 | 2372.0738 | 3290.3069 | 80.4099 | 190 | 1125.6263 | 2118.8878 | 3886.8985
2006 | 77027.1732 | 2092.7804 | -2092.7804 | 74873.3928 | 2185.3281 | 4895.9503 | 2280.5169 | 3500.2538 | 201.9914 | 434 | 2988.2002 | 4347.0431 | 6115.0538
2007 | 76880.0082 | 1583.8845 | 0 | 76819.0082 | 2872.4598 | 5428.2679 | 2601.59 | 3442.4658 | 93.9756 | 380 | 1151.0556 | 2347.8828 | 4115.8935
2008 | 75077.5145 | 1112.1575 | -1112.1575 | 73904.3571 | 2827.7939 | 10596.9541 | 2615.6578 | 3131.673 | 31.3425 | 54 | 8982.3339 | 9790.528 | 11558.5387
2009 | 74902.1691 | 1380.51 | 0 | 74841.1691 | 1777.0261 | 10517.0045 | 2366.5478 | 3225.8124 | 73.3833 | 54 | 8861.3695 | 9711.6044 | 11479.6151
2010 | 76954.3485 | 1878.0612 | 0 | 76893.3485 | 5605.5455 | 12581.128 | 2692.8886 | 3374.9947 | 127.5326 | 380 | 5520.3172 | 6750.7014 | 8518.7121
2011 | 76477.3993 | 1619.1747 | 0 | 76416.3993 | 2846.9088 | 9507.9018 | 2348.0856 | 3314.5528 | 218.3578 | 190 | 5277.4321 | 6408.6414 | 8176.6521
2012 | 74647.5623 | 1691.5876 | 0 | 74586.5623 | 2021.7832 | 6329.7243 | 2785.5954 | 3170.1247 | 117.907 | 190 | 5047.2989 | 6078.0575 | 7846.0682
2013 | 74145.1708 | 2360.8929 | 0 | 74084.1708 | 2977.6301 | 4543.4108 | 2358.8688 | 3127.8117 | 103.5735 | 54 | 2338.4904 | 3218.9155 | 4986.9262
2014 | 76819.7629 | 1819.1142 | -1819.1142 | 74939.6488 | 4208.1343 | 7669.2232 | 2401.4876 | 3431.4459 | 117.3336 | 380 | 3724.5736 | 4944.7587 | 6712.7694
2015 | 74842.6952 | 1604.5107 | 0 | 74781.6952 | 2454.8439 | 19816.3557 | 2588.7895 | 3195.6492 | 166.6949 | 54 | 17734.4553 | 18678.0018 | 20446.0125
2016 | 75644.1349 | 1589.0646 | 0 | 75583.1349 | 4493.1891 | 6340.32 | 1502.9284 | 3433.3603 | 130.3158 | 190 | 570.4847 | 1613.6521 | 3381.6628
2017 | 75503.2976 | 1737.7804 | -1737.7804 | 73704.5172 | 6269.8523 | 5330.0314 | 1852.5194 | 3160.5119 | 142.4731 | 190 | -261.1068 | 794.2179 | 2562.2286
2018 | 75285.6366 | 1507.9976 | -1507.9976 | 73716.639 | 2738.1517 | 5038.4164 | 2164.1159 | 3230.9709 | 101.5041 | 244 | 3348.9125 | 4417.2682 | 6185.2789
2019 | 76107.14 | 1290.3887 | 0 | 76046.14 | 2461.764 | 6284.2828 | 2368.7145 | 3211.2171 | 182.1335 | 244 | 2726.5104 | 3875.4954 | 5643.5061
2020 | 76707.4605 | 1510.2624 | 0 | 76646.4605 | 3489.5912 | 10497.3627 | 1904.8452 | 3445.3962 | 169.6559 | 54 | 5081.7525 | 6028.2599 | 7796.2706
2021 | 76680.5413 | 1313.2852 | 0 | 76619.5413 | 2791.0334 | 4717.4833 | 2469.5616 | 3316.8554 | 62.3229 | 190 | 463.5256 | 1438.7 | 3206.7107
2022 | 76842.7439 | 1410.8653 | -1410.8653 | 75370.8787 | 2285.328 | 5935.1594 | 2492.26 | 3376.1537 | 112.6686 | 54 | 3517.5665 | 4407.0867 | 6175.0974
2023 | 76806.3005 | 1400.7547 | 0 | 76745.3005 | 2615.5941 | 8821.0219 | 1455.8986 | 3346.1185 | 60.2598 | 434 | 3632.3444 | 4849.4557 | 6617.4664
2024 | 76160.3206 | 1619.2909 | 0 | 76099.3206 | 3220.0169 | 12572.8475 | 2684.1465 | 3211.929 | 114.0758 | 244 | 8519.7855 | 9600.7129 | 11368.7236
2025 | 73601.8973 | 1940.8188 | 0 | 73540.8973 | 4427.045 | 8201.1344 | 2616.9802 | 3124.1758 | 150.9407 | 434 | 5344.5481 | 6652.3403 | 8420.351
2026 | 74364.6019 | 1590.5778 | 0 | 74303.6019 | 3353.3861 | 5804.0802 | 2475.1011 | 3175.8623 | 77.8976 | 190 | 3168.2556 | 4159.0048 | 5927.0155
2027 | 74308.4616 | 1289.1167 | 0 | 74247.4616 | 1633.7595 | 6204.106 | 2265.1824 | 3201.0822 | 103.1028 | 380 | 5159.3495 | 6365.3038 | 8133.3145
2028 | 73884.7051 | 2173.4164 | 0 | 73823.7051 | 2727.1236 | 8612.8762 | 2283.4813 | 3142.6299 | 102.9515 | 54 | 6858.3586 | 7738.1616 | 9506.1723
2029 | 76959.9075 | 2127.6564 | 0 | 76898.9075 | 4550.3677 | 17761.6598 | 1792.9356 | 3506.204 | 200.8002 | 54 | 10981.7242 | 11959.376 | 13727.3867
2030 | 75413.202 | 1918.8418 | 0 | 75352.202 | 5171.706 | 8026.8681 | 2224.859 | 3242.3824 | 72.0065 | 190 | 2340.4014 | 3325.2594 | 5093.2701
2031 | 75446.3261 | 1419.5376 | -1419.5376 | 73965.7885 | 2963.7686 | 11140.5797 | 2427.7615 | 3338.0636 | 140.4659 | 380 | 9347.0478 | 10590.3653 | 12358.376
2032 | 75731.5125 | 1770.8492 | 0 | 75670.5125 | 3764.4306 | 5555.6183 | 2476.9063 | 3314.0062 | 137.7449 | 434 | 1281.7878 | 2576.3842 | 4344.3949
2033 | 76774.0847 | 1157.3419 | -1157.3419 | 75555.7428 | 3888.1761 | 4286.724 | 2573.0376 | 3270.9099 | 88.7576 | 434 | 56.9526 | 1302.5617 | 3070.5724
2034 | 76330.5365 | 2193.1179 | -2193.1179 | 74076.4187 | 3213.9695 | 15169.2441 | 2406.692 | 3276.7009 | 213.9623 | 244 | 12932.4488 | 14113.2627 | 15881.2734
2035 | 74608.2381 | 1767.8553 | 0 | 74547.2381 | 4532.7373 | 17792.8986 | 2112.7928 | 3148.5042 | 68.3138 | 54 | 13344.4202 | 14189.5856 | 15957.5963
2036 | 76607.1533 | 1276.6333 | 0 | 76546.1533 | 4118.7246 | 21458.3062 | 2313.3613 | 3492.8293 | 148.2714 | 54 | 15969.819 | 16894.942 | 18662.9527
2037 | 77295.2706 | 1940.635 | 0 | 77234.2706 | 2340.9881 | 9558.2811 | 2477.0648 | 3501.874 | 141.3891 | 54 | 5332.1612 | 6250.4019 | 8018.4126
2038 | 75576.6931 | 1456.1181 | 0 | 75515.6931 | 2127.1898 | 15674.0464 | 2263.8081 | 3194.6401 | 93.026 | 434 | 12859.8118 | 14109.6894 | 15877.7001
2039 | 75682.1423 | 1750.5645 | 0 | 75621.1423 | 1465.3097 | 5271.5839 | 2537.5133 | 3178.8485 | 120.2183 | 380 | 3271.6937 | 4494.7636 | 6262.7743
2040 | 75595.5946 | 1963.8624 | 0 | 75534.5946 | 2867.9469 | 4432.7554 | 461.6873 | 3389.7914 | 167.2149 | 380 | -748.1074 | 521.9591 | 2289.9698
2041 | 75319.8689 | 1609.3563 | -1609.3563 | 73649.5126 | 5326.137 | 5973.2865 | 2461.5733 | 3128.0953 | 224.9446 | 54 | 1957.5056 | 2959.3017 | 4727.3124
2042 | 76728.3214 | 2178.585 | -2178.585 | 74488.7364 | 3202.6343 | 11854.3246 | 2076.08 | 3506.3419 | 176.5683 | 244 | 9115.5759 | 10258.9957 | 12027.0064
2043 | 76852.1626 | 1770.7065 | 0 | 76791.1626 | 2282.328 | 4036.2978 | 2584.5832 | 3474.3699 | 212.6332 | 190 | 391.9603 | 1517.4451 | 3285.4558
2044 | 74722.1512 | 1283.9504 | -1283.9504 | 73377.2008 | 3814.3931 | 7159.6626 | 1947.1808 | 3182.1154 | 113.7587 | 54 | 4467.565 | 5358.1753 | 7126.186
2045 | 75630.5789 | 2001.3371 | 0 | 75569.5789 | 3258.1739 | 6509.0133 | 2452.4402 | 3265.6043 | 93.2618 | 380 | 2769.505 | 3965.6183 | 5733.629
2046 | 76695.4141 | 1405.0568 | 0 | 76634.4141 | 2807.3954 | 10503.8206 | 2572.5103 | 3320.8218 | 117.7134 | 434 | 6325.5431 | 7600.108 | 9368.1187
2047 | 75624.6136 | 1687.5235 | 0 | 75563.6136 | 3223.3017 | 8231.7256 | 2109.1703 | 3238.5104 | 79.0096 | 244 | 4162.691 | 5208.5521 | 6976.5628
2048 | 75741.0012 | 1470.309 | 0 | 75680.0012 | 2728.7293 | 7219.4676 | 2331.6837 | 3307.3679 | 150.3921 | 380 | 3819.9887 | 5073.2324 | 6841.2431
2049 | 76564.4018 | 1257.7228 | 0 | 76503.4018 | 1812.2676 | 17416.0318 | 2015.9463 | 3297.9811 | 117.0748 | 54 | 13784.4898 | 14678.4162 | 16446.4269
2050 | 76148.7659 | 2247.2976 | 0 | 76087.7659 | 2956.1925 | 5120.5768 | 2484.4939 | 3289.9263 | 116.7035 | 54 | 1221.2386 | 2114.7937 | 3882.8044
2051 | 76365.9339 | 1726.2707 | -1726.2707 | 74578.6632 | 2641.8835 | 15218.8125 | 2345.1039 | 3312.522 | 85.5058 | 190 | 13026.0917 | 14024.449 | 15792.4597
2052 | 75627.0628 | 1735.4925 | 0 | 75566.0628 | 2594.5605 | 8235.9809 | 2676.6709 | 3206.3418 | 122.9339 | 244 | 5328.5704 | 6418.3558 | 8186.3665
2053 | 75723.7983 | 2028.9787 | 0 | 75662.7983 | 1798.3565 | 9637.7587 | 2565.255 | 3203.4878 | 186.2886 | 54 | 7315.5467 | 8278.6869 | 10046.6976
2054 | 76120.2039 | 1045.4122 | 0 | 76059.2039 | 2236.1032 | 3524.3886 | 2581.4128 | 3327.8732 | 119.7031 | 244 | 508.5675 | 1595.1222 | 3363.1329
2055 | 75258.9454 | 1695.1673 | -1695.1673 | 73502.7781 | 2086.1693 | 7238.9403 | 1607.5751 | 3324.913 | 180.0768 | 54 | 5952.681 | 6909.6093 | 8677.62
2056 | 77152.867 | 1662.9777 | 0 | 77091.867 | 2276.98 | 5141.8222 | 2658.1877 | 3361.7963 | 126.9363 | 190 | 1163.1591 | 2202.9469 | 3970.9576
2057 | 75301.3727 | 1484.5466 | -1484.5466 | 73755.8261 | 2635.0459 | 7975.3625 | 1658.405 | 3194.9287 | 128.63 | 190 | 5808.0242 | 6849.5058 | 8617.5165
2058 | 74964.69 | 1627.1813 | 0 | 74903.69 | 2205.0629 | 2783.6706 | 2579.6206 | 3157.2762 | 122.3267 | 54 | 782.0144 | 1681.1927 | 3449.2034
2059 | 74220.6313 | 1592.0447 | -1592.0447 | 72567.5866 | 3900.1011 | 8958.3399 | 2322.16 | 3165.0785 | 168.6006 | 434 | 7348.0906 | 8673.5428 | 10441.5535
2060 | 74801.3651 | 2047.631 | 0 | 74740.3651 | 3804.2757 | 14048.7397 | 2522.7743 | 3153.2375 | 69.6029 | 190 | 10550.3107 | 11532.7652 | 13300.7759
2061 | 74960.5475 | 1806.4667 | 0 | 74899.5475 | 2493.9793 | 10483.3553 | 2331.3052 | 3293.5736 | 141.3015 | 54 | 8084.9073 | 9003.0604 | 10771.0711
2062 | 75006.4372 | 1783.8769 | 0 | 74945.4372 | 3718.3433 | 8352.4347 | 2242.5347 | 3153.8292 | 145.8641 | 244 | 4455.2183 | 5567.9339 | 7335.9446
2063 | 77562.6314 | 1527.8555 | 0 | 77501.6314 | 2479.6614 | 10605.7259 | 2384.2309 | 3429.3779 | 127.0279 | 380 | 5808.2419 | 7038.1214 | 8806.1321
2064 | 75634.9596 | 2127.2069 | 0 | 75573.9596 | 4881.0595 | 7267.8108 | 2500.1292 | 3294.8899 | 119.8078 | 190 | 1978.0108 | 3010.6702 | 4778.6809
2065 | 76455.7776 | 1422.5981 | -1422.5981 | 74972.1795 | 2813.1491 | 11141.287 | 2100.8563 | 3252.6094 | 183.2034 | 190 | 8079.6242 | 9175.6792 | 10943.6899
2066 | 74310.6527 | 1202.7091 | 0 | 74249.6527 | 1982.6309 | 2066.7052 | 2696.1031 | 3131.2147 | 115.8054 | 190 | 1031.9393 | 2060.5963 | 3828.607
2067 | 75188.9198 | 1476.7809 | -1476.7809 | 73651.1388 | 2752.6763 | 7647.9573 | 2238.768 | 3300.8773 | 122.8267 | 54 | 6153.9874 | 7053.6657 | 8821.6764
2068 | 76932.5184 | 1882.6948 | 0 | 76871.5184 | 3079.4175 | 10216.7331 | 2220.1177 | 3449.1897 | 178.6059 | 54 | 5305.3046 | 6260.7621 | 8028.7728
2069 | 77146.4556 | 1743.5501 | 0 | 77085.4556 | 2971.56 | 9617.4457 | 1679.8639 | 3467.0981 | 160.9937 | 54 | 4077.592 | 5015.4373 | 6783.448
2070 | 76246.1886 | 1662.3118 | 0 | 76185.1886 | 3024.9467 | 9261.5964 | 2225.5198 | 3404.0889 | 151.7619 | 244 | 5051.2698 | 6169.8832 | 7937.8939
2071 | 75023.5514 | 1460.231 | 0 | 74962.5514 | 2514.4174 | 2990.1273 | 2295.6994 | 3181.0082 | 123.345 | 54 | 360.0661 | 1260.2627 | 3028.2734
2072 | 75862.3556 | 1335.0786 | -1335.0786 | 74466.277 | 2128.5536 | 5491.7977 | 2266.8749 | 3416.1925 | 116.4437 | 54 | 3950.2345 | 4843.5297 | 6611.5404
2073 | 75995.6853 | 1387.7503 | 0 | 75934.6853 | 4044.8334 | 5661.6791 | 2353.0914 | 3453.9378 | 196.1346 | 380 | 859.3895 | 2158.3756 | 3926.3863
2074 | 76513.6093 | 1456.946 | -1456.946 | 74995.6632 | 2330.5127 | 7244.937 | 2568.2388 | 3449.1486 | 156.7008 | 190 | 5306.3485 | 6375.9008 | 8143.9115
2075 | 77166.029 | 1457.6798 | 0 | 77105.029 | 2421.8015 | 16049.8815 | 2626.0213 | 3425.3989 | 66.7225 | 54 | 11944.6713 | 12788.2454 | 14556.2561
2076 | 74233.4212 | 1953.8674 | 0 | 74172.4212 | 3103.3091 | 12024.4726 | 2054.5265 | 3132.0352 | 89.4101 | 190 | 9305.504 | 10307.7656 | 12075.7763
2077 | 74567.2611 | 1521.3995 | 0 | 74506.2611 | 2627.2962 | 10402.2648 | 2502.6415 | 3189.8382 | 150.0387 | 54 | 8331.3872 | 9258.2775 | 11026.2882
2078 | 75754.73 | 1993.3657 | 0 | 75693.73 | 2369.2592 | 10344.4914 | 2564.1384 | 3252.8193 | 113.4195 | 54 | 7468.66 | 8358.931 | 10126.9417
2079 | 74089.9429 | 1462.3925 | 0 | 74028.9429 | 3745.0347 | 1699.9417 | 2391.9918 | 3157.0479 | 131.9862 | 54 | -1154.7963 | -245.9585 | 1522.0522
2080 | 75421.2119 | 2183.0098 | -2183.0098 | 73177.2021 | 3684.1363 | 12265.8639 | 1905.5358 | 3215.0946 | 147.7523 | 244 | 9895.3559 | 11009.9598 | 12777.9705
2081 | 74663.3409 | 2083.2561 | 0 | 74602.3409 | 2993.3997 | 16635.1978 | 2504.1509 | 3186.6038 | 117.1601 | 54 | 14100.4118 | 14994.4235 | 16762.4342
2082 | 75254.7091 | 2116.0018 | 0 | 75193.7091 | 4174.6409 | 16078.3133 | 2734.0767 | 3225.8245 | 215.3587 | 190 | 12040.0643 | 13168.2746 | 14936.2853
2083 | 75961.2343 | 1874.1622 | 0 | 75900.2343 | 2430.8044 | 10085.9511 | 2573.421 | 3357.7001 | 100.4923 | 190 | 7056.2336 | 8069.5774 | 9837.5881
2084 | 75914.079 | 1517.965 | 0 | 75853.079 | 3289.1566 | 10077.6467 | 1836.6708 | 3251.8177 | 134.7765 | 54 | 5394.0997 | 6305.7278 | 8073.7385
2085 | 75946.9931 | 1184.2565 | 0 | 75885.9931 | 1888.3526 | 4331.0363 | 2483.8752 | 3308.8724 | 54.246 | 190 | 1719.6383 | 2686.7358 | 4454.7465
2086 | 73561.1924 | 1931.4653 | -1931.4653 | 71568.7271 | 2662.0378 | 10758.3404 | 2815.1083 | 3126.6861 | 228.9813 | 244 | 11839.5699 | 13035.4027 | 14803.4134
2087 | 75399.1608 | 1566.5532 | 0 | 75338.1608 | 4523.9236 | 4726.4252 | 2426.9167 | 3219.0081 | 200.488 | 54 | -119.5344 | 857.8052 | 2625.8159
2088 | 74747.9551 | 1247.7635 | -1247.7635 | 73439.1915 | 2427.7477 | 4170.2349 | 2517.928 | 3222.4663 | 134.1247 | 54 | 3413.89 | 4324.8663 | 6092.877
2089 | 76384.2955 | 1822.2089 | 0 | 76323.2955 | 3017.6115 | 6340.4934 | 1777.3132 | 3363.8392 | 125.0915 | 190 | 1510.9388 | 2548.8819 | 4316.8926
2090 | 75939.6425 | 2196.2774 | -2196.2774 | 73682.3651 | 2629.2685 | 7501.3002 | 1984.0849 | 3265.441 | 84.4993 | 190 | 5809.3925 | 6806.7433 | 8574.754
2091 | 73732.501 | 1425.0875 | 0 | 73671.501 | 4526.9055 | 10049.095 | 2145.0377 | 3125.3743 | 51.2304 | 244 | 6491.3006 | 7509.3826 | 9277.3933
2092 | 76946.9103 | 1334.416 | 0 | 76885.9103 | 3031.4052 | 3481.31 | 2368.4995 | 3477.89 | 142.6194 | 190 | -1219.4161 | -163.9451 | 1604.0656
2093 | 75795.9894 | 2187.3134 | -2187.3134 | 73547.676 | 3754.1924 | 16738.069 | 2290.2461 | 3323.3059 | 145.8125 | 54 | 14419.9527 | 15342.6167 | 17110.6274
2094 | 77318.0032 | 1546.7132 | 0 | 77257.0032 | 1702.8544 | 7371.8062 | 1923.3838 | 3383.9651 | 112.1696 | 54 | 3089.4974 | 3978.5186 | 5746.5293
2095 | 76662.9461 | 2092.6859 | 0 | 76601.9461 | 2630.987 | 8251.8429 | 2540.3604 | 3371.2202 | 134.5604 | 244 | 4300.6903 | 5402.1023 | 7170.113
2096 | 76255.227 | 1467.3779 | 0 | 76194.227 | 4380.5595 | 8074.3859 | 2245.7923 | 3284.6038 | 107.4944 | 54 | 2400.1955 | 3284.5415 | 5052.5522
2097 | 75763.9595 | 1690.2148 | -1690.2148 | 74012.7447 | 1590.6654 | 9092.3505 | 2428.3129 | 3199.7035 | 122.817 | 244 | 8487.1568 | 9576.8254 | 11344.8361
2098 | 76736.7286 | 2286.1158 | 0 | 76675.7286 | 4707.3267 | 4653.1756 | 1779.2434 | 3328.1129 | 145.0219 | 190 | -2252.3233 | -1194.4498 | 573.5609
2099 | 75047.3262 | 1360.6953 | -1360.6953 | 73625.6309 | 5398.47 | 10997.3936 | 1879.2158 | 3154.4613 | 159.0265 | 54 | 6377.1697 | 7313.0478 | 9081.0585
2100 | 76346.806 | 1359.5801 | 0 | 76285.806 | 5367.226 | 7942.5832 | 2461.5043 | 3242.1509 | 224.677 | 54 | 1363.4064 | 2364.9349 | 4132.9456
2101 | 74940.8229 | 1618.4937 | -1618.4937 | 73261.3292 | 3917.6484 | 7905.7093 | 2145.3645 | 3188.42 | 126.6906 | 244 | 5430.7163 | 6524.2584 | 8292.2691
2102 | 75373.9281 | 1786.4159 | 0 | 75312.9281 | 1803.829 | 5537.2469 | 2463.5803 | 3189.0163 | 140.3694 | 190 | 3443.2863 | 4496.5072 | 6264.5179
2103 | 75703.3991 | 1663.186 | 0 | 75642.3991 | 1686.9683 | 6397.9606 | 2364.6941 | 3141.5605 | 138.2616 | 434 | 3945.0478 | 5240.161 | 7008.1717
2104 | 75725.0586 | 1933.2703 | 0 | 75664.0586 | 2366.4567 | 4535.788 | 2535.254 | 3272.4284 | 81.976 | 244 | 1683.1551 | 2731.9826 | 4499.9933
2105 | 76580.1531 | 1777.9393 | -1777.9393 | 74741.2138 | 2858.7285 | 6296.2381 | 2014.9191 | 3342.8504 | 162.4547 | 244 | 3424.2654 | 4553.5716 | 6321.5823
2106 | 75168.2947 | 1969.2582 | 0 | 75107.2947 | 1733.2517 | 1836.8453 | 2861.4986 | 3328.5513 | 128.2182 | 244 | 556.5487 | 1651.6185 | 3419.6292
2107 | 75812.8978 | 2290.3158 | -2290.3158 | 73461.582 | 2241.5317 | 12436.2993 | 2392.3841 | 3213.6224 | 141.9298 | 244 | 11709.3921 | 12818.1734 | 14586.1841
2108 | 76848.5189 | 1808.2122 | 0 | 76787.5189 | 2686.0926 | 12689.2468 | 2582.7593 | 3336.2318 | 250.0241 | 54 | 8504.8264 | 9531.7021 | 11299.7128
2109 | 75758.6954 | 1879.7431 | 0 | 75697.6954 | 2161.2669 | 5988.6741 | 2360.4688 | 3267.3654 | 192.9641 | 434 | 3127.746 | 4477.5617 | 6245.5724
2110 | 73221.4805 | 1236.7592 | 0 | 73160.4805 | 3373.9632 | 6234.9655 | 2264.8447 | 3123.3682 | 215.1421 | 190 | 4458.9346 | 5586.9283 | 7354.939
2111 | 75856.0439 | 1547.1291 | 0 | 75795.0439 | 3687.6721 | 8978.2701 | 1637.2875 | 3180.4732 | 156.8629 | 54 | 3683.5148 | 4617.2293 | 6385.24
2112 | 76895.5544 | 2184.3861 | 0 | 76834.5544 | 2591.8131 | 7186.0709 | 2371.6133 | 3467.9554 | 118.1506 | 380 | 2969.4722 | 4190.4744 | 5958.4851
2113 | 75936.9586 | 1578.3 | 0 | 75875.9586 | 1408.7324 | 9734.171 | 2303.8942 | 3335.118 | 136.2426 | 244 | 7458.6922 | 8561.7863 | 10329.797
2114 | 75512.1425 | 1649.6375 | 0 | 75451.1425 | 2236.9825 | 14505.0617 | 2454.9692 | 3329.2721 | 150.0521 | 380 | 11971.378 | 13224.2817 | 14992.2924
2115 | 76330.3463 | 1550.2201 | 0 | 76269.3463 | 1212.8275 | 11116.0475 | 2376.1261 | 3217.5721 | 127.4004 | 434 | 8597.7719 | 9882.0239 | 11650.0346
2116 | 74652.666 | 1882.4256 | 0 | 74591.666 | 1990.6393 | 6458.5532 | 2280.3754 | 3162.3837 | 128.7414 | 190 | 4689.207 | 5730.8 | 7498.8107
2117 | 74073.1012 | 1119.503 | 0 | 74012.1012 | 2690.2314 | 4207.1315 | 2331.9428 | 3129.2842 | 174.299 | 380 | 2336.2258 | 3613.3763 | 5381.387
2118 | 77204.4293 | 1565.4607 | -1565.4607 | 75577.9685 | 1575.7042 | 11226.5331 | 2423.5617 | 3566.3384 | 188.4801 | 190 | 9432.9605 | 10534.2921 | 12302.3028
2119 | 74960.3766 | 1579.5865 | 0 | 74899.3766 | 2042.9368 | 13667.2109 | 839.9713 | 3174.8813 | 56.3796 | 380 | 10109.9502 | 11269.1814 | 13037.1921
2120 | 74415.8685 | 1585.5727 | 0 | 74354.8685 | 2546.9398 | 4889.0175 | 2129.4765 | 3133.9561 | 96.3382 | 54 | 2620.8419 | 3494.0316 | 5262.0423
2121 | 74746.2865 | 2068.0989 | 0 | 74685.2865 | 2518.2215 | 3517.904 | 2398.9107 | 3144.1152 | 166.7111 | 380 | 1227.6219 | 2497.1846 | 4265.1953
2122 | 74360.8526 | 2075.7926 | -2075.7926 | 72224.06 | 1687.1053 | 7875.1398 | 1713.3838 | 3152.3158 | 170.7902 | 54 | 8199.8741 | 9147.5158 | 10915.5265
2123 | 74488.1021 | 1580.7907 | 0 | 74427.1021 | 3369.4457 | 5258.9558 | 2386.5125 | 3162.5289 | 89.6734 | 434 | 2381.6494 | 3628.1743 | 5396.185
2124 | 76890.3023 | 1563.6285 | -1563.6285 | 75265.6738 | 2572.2692 | 10015.4173 | 2394.9851 | 3370.1926 | 118.4041 | 54 | 7312.8521 | 8208.1077 | 9976.1184
2125 | 75801.3121 | 1953.7031 | 0 | 75740.3121 | 2485.5158 | 3895.5126 | 1305.0953 | 3266.4053 | 136.2308 | 54 | -388.6147 | 524.4677 | 2292.4784
2126 | 76392.5445 | 1323.3872 | -1323.3872 | 75008.1574 | 1345.4678 | 14310.1302 | 2402.7147 | 3360.7216 | 102.3385 | 380 | 13090.1414 | 14295.3315 | 16063.3422
2127 | 74491.5822 | 2173.1433 | 0 | 74430.5822 | 2770.8473 | 7268.2234 | 2661.0621 | 3130.8291 | 73.1732 | 54 | 5228.8851 | 6078.9098 | 7846.9205
2128 | 76870.275 | 1566.9581 | 0 | 76809.275 | 4917.1584 | 13222.4083 | 2431.6471 | 3294.1149 | 155.5181 | 54 | 6591.9369 | 7524.3066 | 9292.3173
2129 | 75911.4649 | 2019.7169 | 0 | 75850.4649 | 5155.9988 | 8505.484 | 2435.7993 | 3381.659 | 106.5287 | 434 | 2686.6787 | 3950.0589 | 5718.0696
2130 | 76100.3265 | 1982.3929 | 0 | 76039.3265 | 2909.8866 | 9456.9029 | 2528.62 | 3183.7386 | 106.2252 | 190 | 5590.2485 | 6609.3252 | 8377.3359
2131 | 76028.7835 | 1561.1218 | 0 | 75967.7835 | 3364.6077 | 11138.7835 | 2201.4058 | 3263.4603 | 136.869 | 54 | 6641.4584 | 7555.1789 | 9323.1896
2132 | 74844.4266 | 1985.0254 | 0 | 74783.4266 | 2275.6593 | 7291.1843 | 1954.022 | 3129.6339 | 123.1971 | 380 | 4685.9543 | 5912.0029 | 7680.0136
2133 | 74789.8647 | 2079.9337 | 0 | 74728.8647 | 2446.9844 | 10304.2416 | 2649.7006 | 3129.4022 | 98.7777 | 190 | 8277.6953 | 9289.3246 | 11057.3353
2134 | 76597.598 | 1346.2798 | 0 | 76536.598 | 4148.4527 | 12469.4405 | 2407.1322 | 3486.3174 | 138.5158 | 54 | 7048.0395 | 7963.4069 | 9731.4176
2135 | 75344.867 | 2343.5138 | 0 | 75283.867 | 3152.9934 | 8089.3567 | 2372.2301 | 3305.2336 | 34.6611 | 380 | 4700.1599 | 5837.6726 | 7605.6833
2136 | 75503.1172 | 1363.2738 | 0 | 75442.1172 | 2383.213 | 8773.6664 | 2353.1295 | 3232.6329 | 230.8092 | 380 | 5904.2987 | 7237.9595 | 9005.9702
2137 | 74813.0055 | 2385.2129 | 0 | 74752.0055 | 2779.544 | 5321.3495 | 2219.0253 | 3169.4403 | 57.588 | 244 | 2548.4656 | 3572.9051 | 5340.9158
2138 | 75285.3958 | 1437.9723 | 0 | 75224.3958 | 2144.605 | 12439.7324 | 2730.003 | 3235.8003 | 107.9417 | 434 | 10406.735 | 11671.5282 | 13439.5389
2139 | 75354.0643 | 1172.4412 | 0 | 75293.0643 | 1172.6736 | 8600.9877 | 2350.8767 | 3216.5903 | 204.1872 | 380 | 7072.9167 | 8379.9554 | 10147.9661
2140 | 74262.7985 | 1385.6912 | 0 | 74201.7985 | 4564.8028 | 19529.3089 | 2521.2092 | 3137.9898 | 117.2434 | 190 | 15792.1066 | 16822.2015 | 18590.2122
2141 | 76376.3585 | 2266.0545 | 0 | 76315.3585 | 2513.9867 | 10528.5035 | 2442.7547 | 3195.2513 | 105.4766 | 54 | 6707.3643 | 7589.6924 | 9357.7031
2142 | 76064.3286 | 1482.986 | 0 | 76003.3286 | 2372.6685 | 7944.9071 | 2614.9157 | 3304.755 | 161.5304 | 54 | 4858.7807 | 5797.1627 | 7565.1734
2143 | 76906.0847 | 1251.9731 | 0 | 76845.0847 | 3390.9323 | 8056.589 | 2397.7347 | 3498.5892 | 172.0177 | 54 | 3087.0959 | 4035.9652 | 5803.9759
2144 | 76939.4401 | 1978.2218 | 0 | 76878.4401 | 1968.7049 | 9777.5292 | 2381.8206 | 3385.6941 | 77.3912 | 54 | 6068.0987 | 6922.3415 | 8690.3522
2145 | 76813.3073 | 2205.1518 | 0 | 76752.3073 | 2242.6291 | 8746.41 | 2556.1782 | 3302.7066 | 112.5124 | 190 | 4980.5583 | 6005.9224 | 7773.9331
2146 | 74147.0239 | 1023.5254 | 0 | 74086.0239 | 3211.0108 | 9676.7583 | 2487.5495 | 3125.4403 | 119.3892 | 244 | 7362.9134 | 8449.1542 | 10217.1649
2147 | 73375.8437 | 1124.6341 | 0 | 73314.8437 | 2339.5596 | 5319.1137 | 2032.7376 | 3126.7048 | 151.3165 | 54 | 4194.3529 | 5122.521 | 6890.5317
2148 | 77117.5826 | 1315.3186 | 0 | 77056.5826 | 5276.3856 | 11975.1721 | 2352.3308 | 3450.2853 | 152.4012 | 54 | 4815.02 | 5744.2727 | 7512.2834
2149 | 76007.0573 | 1609.8369 | 0 | 75946.0573 | 3426.598 | 9818.1163 | 2307.8101 | 3363.7026 | 189.9449 | 244 | 5487.1736 | 6643.97 | 8411.9807
2150 | 75543.5044 | 1159.7363 | 0 | 75482.5044 | 2790.732 | 9368.6535 | 2424.9705 | 3259.7199 | 147.9646 | 190 | 6150.3075 | 7211.1236 | 8979.1343
2151 | 74761.4014 | 1279.8084 | 0 | 74700.4014 | 5126.9761 | 7226.3882 | 2554.8999 | 3157.4298 | 170.0823 | 54 | 2481.5405 | 3428.4744 | 5196.4851
2152 | 76633.4563 | 1750.7812 | -1750.7812 | 74821.6751 | 3335.3051 | 13813.9118 | 2402.7889 | 3257.9475 | 100.1212 | 434 | 10687.868 | 11944.8408 | 13712.8515
2153 | 76709.3699 | 1613.3956 | 0 | 76648.3699 | 2496.9189 | 6066.2503 | 2507.4337 | 3513.6886 | 104.2594 | 54 | 2312.2838 | 3193.3947 | 4961.4054
2154 | 76036.5685 | 1455.7713 | -1455.7713 | 74519.7972 | 3352.1722 | 14973.9472 | 2509.5774 | 3307.4149 | 92.4077 | 190 | 12289.1701 | 13294.4294 | 15062.4401
2155 | 76922.034 | 2102.1742 | 0 | 76861.034 | 3507.9172 | 7274.4337 | 2269.5929 | 3443.3893 | 132.78 | 434 | 1988.6647 | 3278.2962 | 5046.3069
2156 | 75369.7089 | 1784.6208 | -1784.6208 | 73524.0881 | 3617.0934 | 8316.4967 | 2027.9803 | 3321.4676 | 125.931 | 434 | 5894.9631 | 7177.7456 | 8945.7563
2157 | 75593.8872 | 2017.4713 | 0 | 75532.8872 | 3083.9613 | 6344.228 | 2281.3681 | 3243.8515 | 225.513 | 54 | 2622.7991 | 3625.1636 | 5393.1743
2158 | 76250.8112 | 1680.1826 | 0 | 76189.8112 | 2616.6103 | 21081.0732 | 2216.9727 | 3425.6178 | 115.8707 | 190 | 17287.4422 | 18316.1644 | 20084.1751
2159 | 75938.8255 | 1668.4051 | 0 | 75877.8255 | 1858.2156 | 11071.3578 | 2292.6589 | 3308.7826 | 206.8163 | 434 | 8306.9582 | 9670.6261 | 11438.6368
2160 | 76061.9077 | 1317.7486 | 0 | 76000.9077 | 3216.0966 | 13354.1919 | 2042.7708 | 3393.4547 | 118.834 | 190 | 8943.6131 | 9975.2986 | 11743.3093
2161 | 77193.2045 | 1727.5429 | 0 | 77132.2045 | 1322.475 | 7074.9311 | 2408.5863 | 3478.8572 | 187.3501 | 54 | 3877.8952 | 4842.0968 | 6610.1075
2162 | 75499.8526 | 1277.2755 | 0 | 75438.8526 | 2995.444 | 5118.6958 | 1719.8845 | 3138.4451 | 85.3538 | 244 | 912.9287 | 1965.1341 | 3733.1448
2163 | 75622.4719 | 1418.2167 | -1418.2167 | 74143.2552 | 5079.2933 | 8735.3158 | 2491.254 | 3203.8478 | 121.2281 | 54 | 4578.0691 | 5476.1488 | 7244.1595
2164 | 75936.388 | 1254.2686 | 0 | 75875.388 | 2966.0196 | 11403.621 | 2542.0877 | 3300.9937 | 232.2988 | 190 | 7775.4949 | 8920.6453 | 10688.656
2165 | 75249.8999 | 1497.9826 | 0 | 75188.8999 | 2753.4332 | 2321.3785 | 2488.1966 | 3239.3198 | 117.5514 | 380 | -523.2382 | 697.1648 | 2465.1755
2166 | 75471.1164 | 2042.6667 | -2042.6667 | 73367.4498 | 3093.5232 | 18223.4981 | 2762.7056 | 3193.5104 | 192.6739 | 380 | 17088.9411 | 18384.4665 | 20152.4772
2167 | 73948.6318 | 1898.524 | 0 | 73887.6318 | 3221.5668 | 13495.6127 | 2659.4119 | 3127.8279 | 116.7844 | 190 | 11543.8539 | 12573.4898 | 14341.5005
2168 | 76853.0862 | 2077.5491 | 0 | 76792.0862 | 4671.2089 | 7427.1082 | 1945.2279 | 3471.4892 | 184.2856 | 380 | 750.7302 | 2037.8673 | 3805.878
2169 | 74473.6781 | 1463.3629 | -1463.3629 | 72949.3152 | 6271.5577 | 22556.2694 | 2349.86 | 3197.9752 | 80.3393 | 190 | 18253.4317 | 19246.6226 | 21014.6333
2170 | 74634.7596 | 1608.8868 | 0 | 74573.7596 | 3277.4659 | 5809.3691 | 2440.1838 | 3151.9409 | 112.4987 | 380 | 2920.4683 | 4135.8185 | 5903.8292
2171 | 74418.6027 | 2142.5672 | 0 | 74357.6027 | 1731.0953 | 6835.2985 | 2200.1919 | 3182.6449 | 114.7689 | 54 | 5499.6373 | 6391.2577 | 8159.2684
2172 | 74153.4827 | 1835.59 | 0 | 74092.4827 | 2491.4049 | 15039.5154 | 2226.7234 | 3163.2847 | 69.4052 | 190 | 13215.836 | 14198.0928 | 15966.1035
2173 | 76530.7159 | 1454.4085 | 0 | 76469.7159 | 5662.9936 | 10455.5474 | 2389.3071 | 3399.2726 | 157.9097 | 54 | 3481.6176 | 4416.3789 | 6184.3896
2174 | 75569.3111 | 1799.553 | 0 | 75508.3111 | 3206.2074 | 5530.5719 | 2620.7145 | 3197.796 | 161.1803 | 434 | 2004.7638 | 3322.7957 | 5090.8064
2175 | 75323.2822 | 1305.9525 | -1305.9525 | 73956.3297 | 1155.4905 | 1575.2668 | 2267.8663 | 3177.6235 | 66.5629 | 434 | 1279.1365 | 2502.5509 | 4270.5616
2176 | 74707.6058 | 1706.8841 | -1706.8841 | 72939.7218 | 1223.1188 | 15564.4902 | 2345.6247 | 3139.6222 | 127.5222 | 190 | 16257.0966 | 17297.4704 | 19065.4811
2177 | 76416.273 | 1379.648 | 0 | 76355.273 | 3083.27 | 3860.4068 | 2558.5679 | 3247.2512 | 165.7668 | 244 | -402.1171 | 730.5013 | 2498.512
2178 | 77005.0696 | 1626.1644 | -1626.1644 | 75317.9051 | 3266.5073 | 4661.8377 | 2127.5296 | 3494.3533 | 151.7359 | 190 | 1069.5081 | 2134.0956 | 3902.1063
2179 | 77250.0239 | 2249.359 | -2249.359 | 74939.6649 | 3538.654 | 14186.7729 | 2405.5771 | 3544.9352 | 98.3133 | 54 | 11029.1664 | 11904.3312 | 13672.3419
2180 | 76802.2886 | 1752.3818 | 0 | 76741.2886 | 2392.3868 | 13862.477 | 2176.4372 | 3423.6696 | 157.8086 | 244 | 9699.1084 | 10823.7686 | 12591.7793
2181 | 74808.0043 | 1673.4307 | 0 | 74747.0043 | 2753.1043 | 7597.0228 | 2385.7236 | 3215.1107 | 195.2483 | 380 | 5067.9484 | 6366.0483 | 8134.059
2182 | 75251.92 | 1989.3521 | 0 | 75190.92 | 2821.4387 | 12364.6685 | 2514.2535 | 3166.1829 | 68.1269 | 434 | 9402.9462 | 10627.9247 | 12395.9354
2183 | 74971.0396 | 2411.7528 | 0 | 74910.0396 | 3385.4431 | 5525.9241 | 1853.7283 | 3181.7007 | 105.6218 | 54 | 1636.0704 | 2518.5437 | 4286.5544
2184 | 75846.4696 | 2045.1717 | -2045.1717 | 73740.2979 | 2656.5541 | 2151.7716 | 1449.7552 | 3256.0272 | 181.0459 | 54 | -169.098 | 788.7994 | 2556.8101
2185 | 75695.5469 | 1449.5167 | -1449.5167 | 74185.0301 | 2295.4577 | 10693.5617 | 2078.0281 | 3290.6859 | 163.2122 | 434 | 8951.9878 | 10272.0515 | 12040.0622
2186 | 74265.2866 | 1253.1135 | 0 | 74204.2866 | 2726.6965 | 12685.3466 | 2620.2633 | 3129.4764 | 104.9972 | 54 | 10874.3032 | 11756.1519 | 13524.1626
2187 | 74891.4802 | 2033.6771 | 0 | 74830.4802 | 4516.6419 | 13680.2006 | 2289.1934 | 3168.4323 | 232.2663 | 380 | 9160.9042 | 10496.0221 | 12264.0328
2188 | 76296.5475 | 1581.8133 | 0 | 76235.5475 | 2174.4135 | 4817.1132 | 2199.612 | 3518.6673 | 137.1094 | 190 | 1495.6314 | 2545.5923 | 4313.603
2189 | 74963.411 | 1367.2483 | -1367.2483 | 73535.1627 | 3146.2091 | 14274.8766 | 2591.1569 | 3176.4293 | 102.1811 | 244 | 12731.2909 | 13800.3236 | 15568.3343
2190 | 74285.8206 | 2047.6524 | 0 | 74224.8206 | 4080.0252 | 10867.0766 | 2502.8206 | 3152.7566 | 166.5211 | 190 | 7588.008 | 8667.3807 | 10435.3914
2191 | 75571.7227 | 1561.7372 | 0 | 75510.7227 | 4359.8166 | 7428.932 | 2349.2802 | 3176.0975 | 59.4429 | 190 | 2453.9705 | 3426.265 | 5194.2757
2192 | 75771.7375 | 1942.071 | -1942.071 | 73768.6665 | 2807.6461 | 6276.322 | 2285.4438 | 3412.59 | 172.7432 | 244 | 4768.2432 | 5907.8379 | 7675.8486
2193 | 76505.8426 | 1853.8671 | 0 | 76444.8426 | 2602.1238 | 10807.0356 | 2361.9967 | 3356.8504 | 72.483 | 434 | 6849.1163 | 8078.4508 | 9846.4615
2194 | 76067.3057 | 1920.9915 | 0 | 76006.3057 | 3147.5208 | 4301.5454 | 2621.5748 | 3234.9813 | 47.3138 | 54 | 374.475 | 1198.6404 | 2966.6511
2195 | 76187.8719 | 1477.7942 | -1477.7942 | 74649.0778 | 1484.0939 | 10980.755 | 2417.3702 | 3300.295 | 156.9832 | 54 | 9935.4486 | 10869.2833 | 12637.294
2196 | 75800.9303 | 1172.7454 | 0 | 75739.9303 | 3003.5994 | 10944.2744 | 2584.0776 | 3239.2813 | 94.6324 | 54 | 7394.3036 | 8265.7876 | 10033.7983
2197 | 75958.3144 | 1345.527 | 0 | 75897.3144 | 3592.4372 | 8300.0885 | 2072.1724 | 3312.3673 | 198.8786 | 434 | 3565.0766 | 4920.8068 | 6688.8175
2198 | 76402.7562 | 2227.8749 | 0 | 76341.7562 | 3347.8977 | 7720.4374 | 1869.4071 | 3255.0435 | 120.785 | 190 | 2525.434 | 3559.0706 | 5327.0813
2199 | 74891.7058 | 1821.4971 | 0 | 74830.7058 | 3122.6315 | 9417.237 | 1579.1925 | 3217.4722 | 222.308 | 380 | 5630.7644 | 6955.9239 | 8723.9346
2200 | 76827.9924 | 1555.5679 | 0 | 76766.9924 | 3110.5899 | 9160.4439 | 2529.2694 | 3374.7807 | 73.2083 | 190 | 4557.1117 | 5543.1716 | 7311.1823
2201 | 74822.4572 | 2019.6629 | 0 | 74761.4572 | 3813.9534 | 14040.7154 | 2355.4545 | 3185.4966 | 147.9132 | 380 | 10376.4558 | 11627.2206 | 13395.2313
2202 | 76513.6221 | 2203.68 | 0 | 76452.6221 | 2663.4471 | 4499.4584 | 2331.0685 | 3444.9445 | 203.8946 | 244 | 529.6023 | 1700.3484 | 3468.3591
2203 | 75797.896 | 1826.0748 | -1826.0748 | 73910.8212 | 2046.7044 | 10755.2902 | 2507.2296 | 3239.655 | 139.8453 | 434 | 9914.8493 | 11211.5461 | 12979.5568
2204 | 74192.7564 | 1279.2659 | 0 | 74131.7564 | 3294.64 | 10367.4261 | 1644.1795 | 3129.2831 | 135.3443 | 244 | 7084.6923 | 8186.8881 | 9954.8988
2205 | 74268.5047 | 1297.8579 | 0 | 74207.5047 | 1568.6667 | 5197.9937 | 2502.7677 | 3150.1643 | 171.5995 | 190 | 4444.9542 | 5529.4053 | 7297.416
2206 | 76130.5515 | 1646.3157 | 0 | 76069.5515 | 2911.172 | 11574.4817 | 2431.6867 | 3291.912 | 147.4458 | 380 | 7687.5568 | 8937.8542 | 10705.8649
2207 | 74961.1804 | 1660.1358 | 0 | 74900.1804 | 2231.936 | 1820.7314 | 2476.9793 | 3141.7815 | 198.1148 | 434 | -322.4241 | 1032.5422 | 2800.5529
2208 | 76015.8438 | 2344.9608 | -2344.9608 | 73609.883 | 2785.2899 | 14954.6713 | 2535.1805 | 3222.2199 | 123.9316 | 244 | 13687.0988 | 14777.8819 | 16545.8926
2209 | 76594.9585 | 1498.7483 | 0 | 76533.9585 | 3218.5244 | 8841.3594 | 2272.783 | 3365.6361 | 95.3542 | 190 | 4097.4955 | 5105.7013 | 6873.712
2210 | 75522.4341 | 2229.8638 | 0 | 75461.4341 | 2374.5077 | 9761.1936 | 2240.3608 | 3205.5151 | 122.6981 | 380 | 6741.3276 | 7966.8773 | 9734.888
2211 | 75786.4677 | 1898.3723 | 0 | 75725.4677 | 2541.9396 | 6722.2646 | 2228.3113 | 3262.885 | 175.7051 | 244 | 3316.2535 | 4458.8102 | 6226.8209
2212 | 76801.1842 | 1160.8462 | 0 | 76740.1842 | 2182.9756 | 9303.7066 | 2197.1922 | 3354.9893 | 172.2023 | 54 | 5302.9283 | 6251.9822 | 8019.9929
2213 | 76192.7194 | 1869.5895 | 0 | 76131.7194 | 1997.6692 | 5849.1456 | 1183.1042 | 3298.8721 | 130.3316 | 434 | 1571.9333 | 2859.1165 | 4627.1272
2214 | 75597.0111 | 1294.0032 | -1294.0032 | 74242.0079 | 2204.2699 | 25253.6863 | 2560.7946 | 3277.5983 | 46.5155 | 244 | 24016.0014 | 25029.3685 | 26797.3792
2215 | 76020.4765 | 1672.2513 | 0 | 75959.4765 | 2544.6113 | 2861.5916 | 2639.8383 | 3396.9008 | 167.356 | 244 | -235.5571 | 898.6505 | 2666.6612
2216 | 77221.5529 | 1647.4854 | -1647.4854 | 75513.0675 | 5170.9291 | 4814.4071 | 1966.8518 | 3488.5304 | 132.2319 | 380 | -1044.0074 | 191.076 | 1959.0867
2217 | 76078.1594 | 1912.9805 | -1912.9805 | 74104.1789 | 1743.6717 | 4073.4791 | 2448.8007 | 3347.2555 | 185.1787 | 190 | 3391.8847 | 4489.9149 | 6257.9256
2218 | 76468.3119 | 1694.5969 | 0 | 76407.3119 | 2154.9443 | 6261.4828 | 2689.9433 | 3445.5583 | 66.7509 | 244 | 3204.9281 | 4238.5306 | 6006.5413
2219 | 76435.1745 | 1593.3434 | 0 | 76374.1745 | 2414.072 | 4965.7568 | 1893.9875 | 3289.1382 | 135.2406 | 244 | 730.8359 | 1832.9281 | 3600.9388
2220 | 76794.0186 | 1391.9311 | -1391.9311 | 75341.0875 | 4375.8649 | 16630.3882 | 2441.5158 | 3341.3752 | 84.6431 | 380 | 12066.5268 | 13254.0215 | 15022.0322
2221 | 75560.5791 | 1451.1798 | 0 | 75499.5791 | 2972.9693 | 8062.7921 | 2464.7635 | 3164.8841 | 124.9511 | 54 | 4590.0914 | 5491.894 | 7259.9047
2222 | 76901.0344 | 1412.6071 | 0 | 76840.0344 | 4756.3732 | 7711.6031 | 2176.1222 | 3415.1835 | 63.2104 | 380 | 1076.7012 | 2242.7631 | 4010.7738
2223 | 77601.7209 | 1887.236 | -1887.236 | 75653.4849 | 2872.4124 | 14811.4066 | 1964.5183 | 3513.1128 | 60.8483 | 54 | 11133.3403 | 11971.0402 | 13739.0509
2224 | 77419.4123 | 1643.9802 | 0 | 77358.4123 | 2662.06 | 6259.4022 | 2377.4104 | 3567.8354 | 109.5766 | 434 | 1554.3757 | 2820.8038 | 4588.8145
2225 | 75389.9116 | 1433.954 | -1433.954 | 73894.9576 | 3245.8398 | 5754.4962 | 2529.4613 | 3229.7274 | 195.7449 | 54 | 3743.0875 | 4715.684 | 6483.6947
2226 | 75655.8803 | 1812.4419 | 0 | 75594.8803 | 2134.0064 | 19048.8602 | 2286.9759 | 3222.2909 | 109.3546 | 190 | 16199.4403 | 17221.6465 | 18989.6572
2227 | 76138.1041 | 1665.0472 | 0 | 76077.1041 | 2258.9681 | 21189.617 | 1916.59 | 3377.6416 | 214.3807 | 380 | 17517.9763 | 18835.2085 | 20603.2192
2228 | 75563.5083 | 1806.2243 | 0 | 75502.5083 | 2914.5182 | 8626.6322 | 2442.6404 | 3268.0585 | 204.2682 | 244 | 5290.5045 | 6461.6243 | 8229.635
2229 | 75851.1195 | 1860.0085 | 0 | 75790.1195 | 2800.7841 | 8944.0229 | 2447.3066 | 3173.3525 | 169.499 | 244 | 5343.9783 | 6480.3289 | 8248.3396
2230 | 75708.4656 | 1291.8478 | 0 | 75647.4656 | 2554.4651 | 5633.5554 | 2415.2215 | 3393.2445 | 122.4905 | 190 | 2610.2906 | 3645.6327 | 5413.6434
2231 | 75225.7139 | 1999.8031 | 0 | 75164.7139 | 3183.0411 | 13294.5256 | 1986.1183 | 3289.0003 | 139.2297 | 190 | 9592.0892 | 10644.1705 | 12412.1812
2232 | 76424.2908 | 1510.0981 | 0 | 76363.2908 | 4192.7765 | 11799.6676 | 2295.1107 | 3223.484 | 185.2454 | 434 | 6132.395 | 7474.492 | 9242.5027
2233 | 75030.8497 | 1775.532 | 0 | 74969.8497 | 2735.8129 | 8509.9975 | 2393.1084 | 3142.9761 | 86.3552 | 190 | 5710.6195 | 6709.8262 | 8477.8369
2234 | 73432.7784 | 1716.6983 | 0 | 73371.7784 | 1467.4316 | 4512.7323 | 1560.9437 | 3124.7467 | 82.8221 | 54 | 3729.4126 | 4589.0863 | 6357.097
2235 | 75464.9627 | 1368.8354 | 0 | 75403.9627 | 2330.1173 | 5900.6491 | 2124.3107 | 3209.8045 | 152.0745 | 54 | 2870.8844 | 3799.8105 | 5567.8212
2236 | 77363.2327 | 1842.048 | 0 | 77302.2327 | 2286.8428 | 4606.3578 | 2339.6062 | 3473.7835 | 123.8174 | 244 | 200.872 | 1291.5409 | 3059.5516
2237 | 77065.4613 | 1461.6234 | -1461.6234 | 75542.8379 | 3628.0373 | 12083.7357 | 2531.4903 | 3371.2698 | 121.7618 | 54 | 8185.8206 | 9084.434 | 10852.4447
2238 | 74658.6931 | 1753.3361 | 0 | 74597.6931 | 2440.6443 | 7578.5857 | 2640.2413 | 3148.1882 | 116.026 | 190 | 5698.8778 | 6727.7554 | 8495.7661
2239 | 76092.1651 | 1786.1087 | 0 | 76031.1651 | 2088.0762 | 13250.8366 | 2783.822 | 3413.74 | 147.7527 | 244 | 10699.3573 | 11813.9616 | 13581.9723
2240 | 75126.2197 | 2057.7673 | 0 | 75065.2197 | 1517.0125 | 9538.9125 | 2670.2099 | 3182.3412 | 114.9167 | 190 | 8179.4314 | 9207.1997 | 10975.2104
2241 | 75917.026 | 2145.0706 | 0 | 75856.026 | 3799.0001 | 10071.116 | 2414.3694 | 3394.1638 | 188.1374 | 244 | 5594.8231 | 6749.8121 | 8517.8228
2242 | 75024.8057 | 1787.0679 | 0 | 74963.8057 | 3463.8414 | 14761.8839 | 2435.5886 | 3153.6899 | 153.1866 | 190 | 11293.7154 | 12359.7536 | 14127.7643
2243 | 77721.2293 | 1687.0638 | 0 | 77660.2293 | 2404.7256 | 10740.2707 | 2551.6073 | 3488.4095 | 165.2869 | 380 | 6085.5326 | 7353.671 | 9121.6817
2244 | 77073.9321 | 1611.1936 | 0 | 77012.9321 | 4522.7874 | 5467.4251 | 2567.0947 | 3434.9327 | 140.8685 | 54 | -696.0669 | 221.6531 | 1989.6638
2245 | 76401.9375 | 1427.1538 | -1427.1538 | 74913.7837 | 1111.8557 | 29323.7055 | 2241.3898 | 3335.1917 | 76.0255 | 190 | 28244.8474 | 29233.7245 | 31001.7352
2246 | 74607.617 | 1427.9376 | 0 | 74546.617 | 1832.2253 | 6699.3336 | 2631.0453 | 3138.0383 | 83.3639 | 190 | 5459.7747 | 6455.9902 | 8224.0009
2247 | 76458.5089 | 1527.0166 | 0 | 76397.5089 | 2094.2642 | 7865.3747 | 2053.9644 | 3332.8017 | 140.9386 | 54 | 4130.5677 | 5048.3578 | 6816.3685
2248 | 75036.428 | 1797.1294 | 0 | 74975.428 | 3644.3788 | 6043.0846 | 2463.4516 | 3240.4369 | 80.255 | 190 | 2497.3663 | 3490.4728 | 5258.4835
2249 | 76611.4723 | 1977.4296 | -1977.4296 | 74573.0428 | 3021.7718 | 5498.3792 | 2433.5824 | 3501.8281 | 108.3464 | 54 | 3209.1751 | 4094.373 | 5862.3837
2250 | 73942.5919 | 1618.5602 | 0 | 73881.5919 | 3723.4241 | 8432.3066 | 1953.6041 | 3137.5613 | 128.8915 | 190 | 5288.656 | 6330.3991 | 8098.4098
2251 | 74445.5097 | 2220.2858 | 0 | 74384.5097 | 2072.5652 | 4176.6714 | 1956.4577 | 3171.2135 | 135.9886 | 54 | 2217.4677 | 3130.3079 | 4898.3186
2252 | 74171.2157 | 2145.8058 | -2145.8058 | 71964.4099 | 4219.9974 | 10838.4102 | 2522.2142 | 3137.7897 | 147.9703 | 244 | 9684.2068 | 10799.0286 | 12567.0393
2253 | 75986.8026 | 1025.0468 | 0 | 75925.8026 | 3789.828 | 14493.2732 | 1804.7093 | 3329.54 | 104.7392 | 190 | 9282.0919 | 10299.6827 | 12067.6934
2254 | 73581.4279 | 1388.9603 | 0 | 73520.4279 | 3826.7034 | 10048.888 | 1424.8398 | 3123.4191 | 172.72 | 434 | 6620.2155 | 7949.7871 | 9717.7978
2255 | 76374.0812 | 1537.7544 | 0 | 76313.0812 | 2631.551 | 9563.1124 | 2736.0334 | 3530.8266 | 132.206 | 54 | 6255.5403 | 7164.5979 | 8932.6086
2256 | 75678.1294 | 1421.015 | 0 | 75617.1294 | 3425.4512 | 18079.0509 | 2319.3657 | 3188.4757 | 123.9993 | 54 | 13914.5117 | 14815.3626 | 16583.3733
2257 | 77263.9127 | 1729.7843 | 0 | 77202.9127 | 2494.7784 | 5653.7856 | 2749.805 | 3386.72 | 243.1996 | 380 | 1462.8195 | 2808.8707 | 4576.8814
2258 | 75322.0559 | 1512.3104 | -1512.3104 | 73748.7455 | 2829.7956 | 6371.2822 | 2250.7932 | 3177.7223 | 132.5692 | 54 | 4591.4566 | 5500.8774 | 7268.8881
2259 | 75341.1647 | 1597.4451 | 0 | 75280.1647 | 4352.5475 | 9638.1151 | 2192.2437 | 3241.6264 | 232.0119 | 54 | 4809.473 | 5818.3365 | 7586.3472
2260 | 74987.7939 | 1628.1335 | 0 | 74926.7939 | 5325.9967 | 13864.9794 | 2389.4043 | 3200.5723 | 142.787 | 380 | 8572.3653 | 9818.0038 | 11586.0145
2261 | 76510.3825 | 1841.8148 | 0 | 76449.3825 | 1784.6527 | 3156.0459 | 2439.8658 | 3254.0744 | 83.3578 | 190 | -13.8491 | 982.3602 | 2750.3709
2262 | 76066.4122 | 2068.7656 | -2068.7656 | 73936.6466 | 4778.7924 | 10568.6965 | 2549.7675 | 3234.5007 | 150.4395 | 54 | 7007.7257 | 7935.0168 | 9703.0275
2263 | 75263.1667 | 1582.6803 | 0 | 75202.1667 | 3371.5875 | 11044.3984 | 2776.4762 | 3189.0231 | 137.6945 | 190 | 7806.3436 | 8856.8897 | 10624.9004
2264 | 74192.6938 | 2274.4541 | 0 | 74131.6938 | 2697.2954 | 10467.3365 | 2280.4682 | 3143.9586 | 93.4238 | 54 | 8432.974 | 9303.2494 | 11071.2601
2265 | 76819.6942 | 1601.1637 | 0 | 76758.6942 | 1726.5965 | 12623.8449 | 1832.4419 | 3326.7669 | 148.9349 | 244 | 8667.9631 | 9783.7496 | 11551.7603
2266 | 75869.2418 | 1537.6637 | 0 | 75808.2418 | 1962.3193 | 2030.2001 | 2520.5909 | 3350.397 | 180.3966 | 380 | -499.1731 | 784.0751 | 2552.0858
2267 | 75872.6666 | 1948.7956 | -1948.7956 | 73862.8709 | 1791.5086 | 6475.0286 | 2338.0538 | 3143.5825 | 72.5461 | 190 | 5672.4853 | 6657.8829 | 8425.8936
2268 | 75342.8357 | 1600.4958 | 0 | 75281.8357 | 4021.5057 | 8834.352 | 2354.1516 | 3194.8408 | 98.2313 | 190 | 4450.203 | 5461.2859 | 7229.2966
2269 | 76578.395 | 1542.5822 | 0 | 76517.395 | 2797.8865 | 8619.1192 | 1924.9525 | 3374.3526 | 120.77 | 54 | 3973.3428 | 4870.9644 | 6638.9751
2270 | 75643.4322 | 1172.6058 | 0 | 75582.4322 | 3566.2756 | 5507.2853 | 2519.7912 | 3308.0555 | 73.8514 | 380 | 1556.6242 | 2733.3271 | 4501.3378
2271 | 74572.4364 | 2282.0605 | -2282.0605 | 72229.3759 | 2046.6482 | 6940.5883 | 2436.3533 | 3204.7504 | 121.117 | 434 | 7675.8678 | 8953.8363 | 10721.847
2272 | 76198.7442 | 1195.6904 | 0 | 76137.7442 | 3228.5763 | 4571.1349 | 2439.3592 | 3367.7304 | 252.2998 | 434 | 382.1039 | 1791.2553 | 3559.266
2273 | 76211.1716 | 1922.2058 | -1922.2058 | 74227.9658 | 2675.3744 | 3343.2308 | 2476.3499 | 3263.0814 | 222.5331 | 54 | 1549.5217 | 2548.9064 | 4316.9171
2274 | 75057.1753 | 1810.1076 | -1810.1076 | 73186.0677 | 4991.9024 | 17716.4875 | 1975.2945 | 3177.355 | 167.2255 | 380 | 14061.3669 | 15331.4439 | 17099.4546
2275 | 75654.8609 | 1348.9639 | 0 | 75593.8609 | 1377.0528 | 3962.6404 | 2344.0863 | 3219.3139 | 65.9921 | 244 | 1925.3269 | 2958.1706 | 4726.1813
2276 | 74941.3054 | 1915.6345 | -1915.6345 | 72964.671 | 1875.4024 | 5263.9148 | 1959.5384 | 3155.0915 | 90.0226 | 244 | 4908.6714 | 5965.5456 | 7733.5563
2277 | 76736.9744 | 1283.0528 | 0 | 76675.9744 | 2055.5247 | 3037.2586 | 2122.0993 | 3371.5397 | 150.2125 | 190 | -830.4015 | 232.6626 | 2000.6733
2278 | 76062.1718 | 1189.5644 | -1189.5644 | 74811.6074 | 3553.0078 | 15281.8835 | 2535.2218 | 3348.8447 | 56.3458 | 380 | 12171.5348 | 13330.7321 | 15098.7428
2279 | 76466.4478 | 2228.5909 | 0 | 76405.4478 | 2607.2769 | 9675.9661 | 2441.3874 | 3359.108 | 32.2939 | 244 | 5833.9369 | 6833.0824 | 8601.0931
2280 | 77387.3121 | 1681.5277 | 0 | 77326.3121 | 2272.6831 | 15638.6189 | 2330.7031 | 3531.0882 | 203.0371 | 434 | 11271.615 | 12631.5036 | 14399.5143
2281 | 77908.3837 | 1558.7151 | 0 | 77847.3837 | 4468.294 | 4935.127 | 2450.7885 | 3559.717 | 88.2913 | 54 | -1999.8452 | -1134.7024 | 633.3083
2282 | 75586.5432 | 1665.1949 | -1665.1949 | 73860.3483 | 3003.5111 | 5731.9723 | 2543.786 | 3197.3236 | 44.8465 | 190 | 3979.4224 | 4937.1205 | 6705.1312
2283 | 75200.6186 | 1779.5777 | 0 | 75139.6186 | 3086.4705 | 7822.6226 | 2017.996 | 3258.9161 | 128.1114 | 434 | 4243.6455 | 5528.6085 | 7296.6192
2284 | 76393.3103 | 1796.8181 | 0 | 76332.3103 | 5420.4282 | 11029.9421 | 2661.3535 | 3322.2194 | 92.7466 | 380 | 4630.9765 | 5826.5747 | 7594.5854
2285 | 75972.3821 | 2323.59 | 0 | 75911.3821 | 4397.9708 | 13157.054 | 2587.9033 | 3251.7594 | 80.566 | 54 | 8057.5638 | 8914.9813 | 10682.992
2286 | 74905.0808 | 2099.7112 | 0 | 74844.0808 | 4175.7011 | 11552.7589 | 2797.8694 | 3224.6264 | 96.8812 | 380 | 7925.6729 | 9125.4056 | 10893.4163
2287 | 75188.3681 | 1705.7932 | 0 | 75127.3681 | 3420.2513 | 10166.6604 | 2559.9014 | 3230.9507 | 167.7723 | 434 | 6780.0931 | 8104.717 | 9872.7277
2288 | 75323.4651 | 1345.9558 | 0 | 75262.4651 | 3644.9279 | 10486.0032 | 2410.3171 | 3170.2263 | 80.6489 | 434 | 6529.3536 | 7766.854 | 9534.8647
2289 | 75961.1439 | 1883.2097 | 0 | 75900.1439 | 2343.645 | 7687.1623 | 1569.9697 | 3312.6859 | 157.2622 | 54 | 3696.229 | 4630.3428 | 6398.3535
2290 | 75142.7262 | 2339.1311 | 0 | 75081.7262 | 1843.5353 | 11388.3607 | 2283.0786 | 3245.0216 | 157.423 | 190 | 9361.3994 | 10431.674 | 12199.6847
2291 | 77260.4882 | 1652.0415 | 0 | 77199.4882 | 2598.1964 | 14440.1055 | 1943.8064 | 3549.1122 | 140.7309 | 190 | 9505.5396 | 10559.122 | 12327.1327
2292 | 76013.1924 | 1572.0975 | 0 | 75952.1924 | 4475.618 | 14737.8628 | 2511.9053 | 3208.9339 | 73.1531 | 244 | 9401.0917 | 10441.0964 | 12209.1071
2293 | 76616.3302 | 1239.8292 | 0 | 76555.3302 | 2886.428 | 5099.6151 | 2257.1009 | 3468.235 | 133.588 | 380 | 753.3928 | 1989.8323 | 3757.843
2294 | 76587.1083 | 1760.4096 | -1760.4096 | 74765.6987 | 3886.9603 | 8899.0344 | 2291.9754 | 3448.8087 | 168.1072 | 54 | 5357.3594 | 6302.3182 | 8070.3289
2295 | 76471.2617 | 2195.8871 | 0 | 76410.2617 | 5310.6846 | 13980.3502 | 2122.0595 | 3466.471 | 194.7831 | 434 | 7218.1344 | 8569.7691 | 10337.7798
2296 | 74239.9923 | 1454.2602 | 0 | 74178.9923 | 2848.9993 | 13839.7581 | 2617.2079 | 3167.5302 | 159.0919 | 244 | 11966.7045 | 13092.648 | 14860.6587
2297 | 76511.4185 | 2117.631 | 0 | 76450.4185 | 843.5423 | 20490.2452 | 2107.109 | 3297.6152 | 93.0112 | 244 | 17971.2086 | 19031.0713 | 20799.082
2298 | 76714.8551 | 1600.6461 | 0 | 76653.8551 | 3843.3495 | 3573.0333 | 1892.4937 | 3441.8294 | 123.4905 | 54 | -2219.6482 | -1319.3061 | 448.7046
2299 | 75231.46 | 1773.6987 | -1773.6987 | 73396.7613 | 2451.348 | 13137.965 | 2297.4637 | 3278.6649 | 44.673 | 54 | 12236.1841 | 13057.7087 | 14825.7194
2300 | 74937.1836 | 1739.59 | 0 | 74876.1836 | 2515.9166 | 3871.7815 | 2394.1769 | 3156.4861 | 109.139 | 244 | 1400.5443 | 2476.5349 | 4244.5456
2301 | 76772.5309 | 1295.1867 | -1295.1867 | 75416.3442 | 3357.7659 | 14804.5669 | 2434.5885 | 3466.9577 | 57.63 | 54 | 11302.2029 | 12136.6844 | 13904.6951
2302 | 76508.3337 | 1801.3308 | 0 | 76447.3337 | 2421.4785 | 5270.33 | 2732.1606 | 3426.8775 | 218.0025 | 190 | 1930.756 | 3061.61 | 4829.6207
2303 | 76159.9965 | 1777.8734 | -1777.8734 | 74321.1231 | 2025.9697 | 5675.7205 | 2660.9967 | 3336.5193 | 214.8768 | 434 | 4696.3437 | 6068.072 | 7836.0827
2304 | 75688.1419 | 2036.3113 | 0 | 75627.1419 | 2077.2748 | 4677.346 | 1477.9765 | 3259.4212 | 92.7374 | 190 | 1080.5269 | 2086.1158 | 3854.1265
2305 | 77317.2571 | 1546.2272 | -1546.2272 | 75710.0299 | 2555.978 | 8101.3963 | 2360.9422 | 3387.0139 | 149.3737 | 244 | 4953.5445 | 6069.7698 | 7837.7805
2306 | 76727.8831 | 1915.4712 | 0 | 76666.8831 | 5256.3061 | 8421.0453 | 2294.7504 | 3413.8115 | 168.0679 | 54 | 1576.618 | 2521.5374 | 4289.5481
2307 | 76518.608 | 1778.9537 | -1778.9537 | 74678.6543 | 1826.6102 | 10485.736 | 2002.4603 | 3171.5889 | 172.1734 | 190 | 8524.7207 | 9609.7457 | 11377.7564
2308 | 75994.8889 | 1734.8024 | 0 | 75933.8889 | 1655.3451 | 11824.784 | 2292.2328 | 3471.4978 | 203.0704 | 54 | 9369.4805 | 10349.4025 | 12117.4132
2309 | 76356.5808 | 1633.8973 | 0 | 76295.5808 | 3835.1611 | 8277.7758 | 2237.7581 | 3398.4526 | 114.8161 | 434 | 3153.4446 | 4425.1123 | 6193.123
2310 | 76077.7725 | 1670.1593 | 0 | 76016.7725 | 3503.5811 | 7832.9272 | 2406.8459 | 3271.8856 | 178.6073 | 380 | 3361.5051 | 4642.964 | 6410.9747
2311 | 74700.9215 | 1933.7841 | 0 | 74639.9215 | 2334.8129 | 3242.1567 | 1950.9251 | 3221.8808 | 104.2516 | 380 | 810.4282 | 2017.5314 | 3785.5421
2312 | 75789.799 | 1181.4957 | -1181.4957 | 74547.3033 | 3083.0714 | 16476.7139 | 2429.62 | 3169.7001 | 151.6884 | 54 | 13815.8593 | 14744.3993 | 16512.41
2313 | 75444.1597 | 1587.8738 | 0 | 75383.1597 | 3430.1918 | 6120.2528 | 2261.3277 | 3188.1345 | 96.0231 | 244 | 2126.5634 | 3189.4381 | 4957.4488
2314 | 74745.5784 | 1529.8755 | -1529.8755 | 73154.7029 | 2933.5428 | 14972.0205 | 2421.5775 | 3219.0083 | 157.0101 | 190 | 13894.5605 | 14964.4222 | 16732.4329
2315 | 75691.1619 | 1576.4957 | 0 | 75630.1619 | 2460.1325 | 5644.0666 | 2489.2892 | 3269.2352 | 105.752 | 54 | 2682.4965 | 3565.1 | 5333.1107
2316 | 76878.0869 | 1910.6614 | 0 | 76817.0869 | 2657.4237 | 14310.8607 | 2283.2603 | 3415.9566 | 148.149 | 380 | 9905.7669 | 11156.7674 | 12924.7781
2317 | 75647.6736 | 1575.3529 | 0 | 75586.6736 | 4693.9118 | 14385.3666 | 2726.2672 | 3159.3942 | 71.0459 | 380 | 9360.6426 | 10534.5401 | 12302.5508
2318 | 75184.1508 | 1617.7084 | 0 | 75123.1508 | 2994.0906 | 7201.2947 | 2328.7295 | 3209.6286 | 195.1457 | 190 | 3992.6114 | 5100.6086 | 6868.6193
2319 | 76379.9939 | 1060.0747 | 0 | 76318.9939 | 3453.9661 | 5838.3476 | 2280.4875 | 3347.5928 | 117.5001 | 54 | 1063.6679 | 1958.0196 | 3726.0303
2320 | 76311.8688 | 1216.6666 | -1216.6666 | 75034.2021 | 3801.7182 | 28836.9943 | 2701.8519 | 3252.0852 | 215.241 | 380 | 25325.211 | 26643.3036 | 28411.3143
2321 | 75888.2915 | 1351.0273 | 0 | 75827.2915 | 5557.3772 | 9828.6537 | 2492.6077 | 3276.4796 | 193.5918 | 190 | 3583.2723 | 4689.7157 | 6457.7264
2322 | 75734.1729 | 2188.6952 | 0 | 75673.1729 | 3067.5923 | 4367.2898 | 2515.8243 | 3201.9566 | 182.0608 | 434 | 714.5055 | 2053.4179 | 3821.4286
2323 | 76168.7446 | 1385.2523 | -1385.2523 | 74722.4923 | 5575.2081 | 10704.3845 | 2457.5185 | 3290.8262 | 197.9437 | 190 | 5525.2288 | 6636.0241 | 8404.0348
2324 | 76079.8266 | 1581.8932 | 0 | 76018.8266 | 2979.3509 | 5183.7785 | 2563.5982 | 3345.0886 | 113.4582 | 434 | 1464.4877 | 2734.7975 | 4502.8082
2325 | 77129.9239 | 1850.1098 | -1850.1098 | 75218.8141 | 2008.8594 | 10110.0418 | 2574.6881 | 3481.7802 | 81.6713 | 380 | 8309.0365 | 9493.5594 | 11261.5701
2326 | 76557.5004 | 1841.3554 | 0 | 76496.5004 | 3155.4918 | 16869.6687 | 2320.0507 | 3361.3603 | 95.2572 | 54 | 12269.2876 | 13141.3963 | 14909.407
2327 | 76746.9131 | 1476.437 | 0 | 76685.9131 | 4631.2151 | 4238.9059 | 1274.5956 | 3410.5806 | 141.0437 | 244 | -3022.8461 | -1914.9508 | -146.9401
2328 | 74830.7433 | 1612.3387 | -1612.3387 | 73157.4047 | 3268.5115 | 4800.946 | 2560.9482 | 3146.9966 | 111.7763 | 244 | 3453.1746 | 4531.8025 | 6299.8132
2329 | 74606.1755 | 1370.1175 | 0 | 74545.1755 | 4947.9608 | 10411.284 | 2292.8082 | 3214.9732 | 100.3282 | 54 | 5796.1289 | 6673.3087 | 8441.3194
2330 | 74498.775 | 1317.0661 | 0 | 74437.775 | 2731.3916 | 5851.1765 | 2304.6629 | 3129.7482 | 124.6695 | 434 | 3486.6209 | 4768.142 | 6536.1527
2331 | 74074.3435 | 1775.4132 | 0 | 74013.3435 | 1966.7523 | 5979.1641 | 2244.1214 | 3124.627 | 133.9234 | 244 | 4738.0167 | 5838.7917 | 7606.8024
2332 | 76259.7997 | 1070.7524 | 0 | 76198.7997 | 2713.1548 | 3980.021 | 2184.2795 | 3275.2428 | 114.6451 | 380 | -102.2112 | 1115.2855 | 2883.2962
2333 | 77293.2004 | 1398.6324 | -1398.6324 | 75833.5681 | 2682.3098 | 10898.4652 | 2544.2823 | 3525.2457 | 128.6845 | 54 | 7822.3154 | 8727.8515 | 10495.8622
2334 | 74183.6565 | 1895.7107 | 0 | 74122.6565 | 3259.8834 | 3134.8315 | 2397.8965 | 3145.0532 | 113.3772 | 244 | 665.4414 | 1745.6701 | 3513.6808
2335 | 74876.1214 | 1697.7518 | -1697.7518 | 73117.3696 | 1748.3924 | 23548.9853 | 2495.1711 | 3186.8353 | 158.1233 | 244 | 23735.4296 | 24860.4044 | 26628.4151
2336 | 75273.0041 | 1235.7516 | 0 | 75212.0041 | 1551.6964 | 11227.9444 | 2576.8712 | 3153.4389 | 144.9315 | 380 | 9564.754 | 10812.5371 | 12580.5478
2337 | 73831.218 | 1135.6523 | 0 | 73770.218 | 2732.4082 | 1812.3432 | 2475.5498 | 3161.4519 | 84.625 | 244 | 316.9187 | 1368.3953 | 3136.406
2338 | 75631.5797 | 1331.3017 | -1331.3017 | 74239.278 | 3534.7511 | 14356.9139 | 2456.2866 | 3319.0498 | 200.4565 | 190 | 11728.4212 | 12841.7293 | 14609.74
2339 | 76785.0337 | 1745.0602 | 0 | 76724.0337 | 3354.955 | 3903.2528 | 1928.4488 | 3567.252 | 152.4834 | 190 | -1309.8353 | -244.5004 | 1523.5103
2340 | 75146.7655 | 2112.9677 | -2112.9677 | 72972.7979 | 3875.0149 | 5606.4963 | 1806.0458 | 3208.6787 | 130.45 | 380 | 3143.608 | 4376.9096 | 6144.9203
2341 | 75545.3843 | 2180.8106 | 0 | 75484.3843 | 3526.4134 | 13342.8013 | 1915.2482 | 3244.4434 | 183.1252 | 244 | 8861.8952 | 10011.8719 | 11779.8826
2342 | 76649.5009 | 2220.1821 | 0 | 76588.5009 | 3270.6239 | 13300.3361 | 2559.0125 | 3237.5667 | 121.5959 | 54 | 8607.9905 | 9506.4379 | 11274.4486
2343 | 74982.2376 | 1733.4381 | 0 | 74921.2376 | 3701.5341 | 8504.6075 | 2372.5539 | 3172.7031 | 200.1002 | 244 | 4797.2927 | 5964.2445 | 7732.2552
2344 | 75404.5347 | 1604.6949 | 0 | 75343.5347 | 2342.5379 | 6777.9522 | 2558.6883 | 3265.8806 | 111.4345 | 190 | 4286.6485 | 5310.9346 | 7078.9453
2345 | 75690.5827 | 1815.6803 | 0 | 75629.5827 | 1657.6076 | 8104.2846 | 2391.7018 | 3348.6994 | 191.4149 | 54 | 5927.6955 | 6895.9619 | 8663.9726
2346 | 75714.6602 | 1537.1607 | 0 | 75653.6602 | 4068.2075 | 13385.1315 | 2522.6375 | 3267.5365 | 145.8752 | 380 | 8823.6377 | 10072.3644 | 11840.3751
2347 | 76201.6485 | 2179.6451 | 0 | 76140.6485 | 4408.8141 | 10727.6994 | 2484.7628 | 3412.8001 | 135.5914 | 54 | 5445.9997 | 6358.4427 | 8126.4534
2348 | 75377.54 | 1875.5087 | 0 | 75316.54 | 3319.2636 | 3522.7303 | 2372.3205 | 3179.3719 | 169.5689 | 190 | -191.1809 | 891.2396 | 2659.2503
2349 | 74435.3202 | 1890.5032 | -1890.5032 | 72483.8171 | 3620.515 | 9740.3032 | 1991.5083 | 3153.1351 | 134.6501 | 190 | 8150.8145 | 9198.3161 | 10966.3268
2350 | 75760.2028 | 1880.7296 | 0 | 75699.2028 | 3182.8792 | 15087.7408 | 2461.883 | 3239.5554 | 168.6185 | 190 | 11277.2972 | 12358.7673 | 14126.778
2351 | 76649.5231 | 1920.5414 | 0 | 76588.5231 | 1835.2312 | 5431.3427 | 2352.715 | 3318.4951 | 146.1573 | 190 | 2048.9984 | 3108.0073 | 4876.018
2352 | 73947.1388 | 1794.5817 | -1794.5817 | 72091.5571 | 3754.2691 | 4425.1059 | 2221.938 | 3156.4626 | 149.3334 | 190 | 3327.8802 | 4390.0652 | 6158.0759
2353 | 77431.6671 | 1965.5383 | 0 | 77370.6671 | 3320.8914 | 1836.3943 | 2548.4684 | 3539.6588 | 110.7544 | 190 | -3396.8371 | -2373.2311 | -605.2204
2354 | 76391.7971 | 1545.4148 | -1545.4148 | 74785.3823 | 2030.9223 | 13514.0762 | 2557.8096 | 3406.4407 | 144.3898 | 434 | 12032.2219 | 13333.4633 | 15101.474
2355 | 73879.9846 | 1484.9324 | 0 | 73818.9846 | 4289.6745 | 8657.8725 | 2524.7533 | 3135.2611 | 107.7989 | 190 | 5579.4279 | 6600.0783 | 8368.089
2356 | 76791.5531 | 1543.9898 | 0 | 76730.5531 | 2495.283 | 6023.1401 | 2044.851 | 3416.2022 | 137.3105 | 54 | 1628.5573 | 2542.7193 | 4310.73
2357 | 75477.858 | 1724.0972 | -1724.0972 | 73692.7608 | 3399.3807 | 11099.0661 | 2556.3788 | 3212.7738 | 170.7337 | 54 | 9146.2772 | 10093.8625 | 11861.8732
2358 | 76423.4705 | 1697.7217 | 0 | 76362.4705 | 3423.4896 | 11291.1681 | 2560.1557 | 3381.3194 | 117.75 | 54 | 6816.8831 | 7711.4846 | 9479.4953
2359 | 76021.5566 | 1801.2021 | 0 | 75960.5566 | 3442.4259 | 15483.9419 | 2325.4334 | 3283.0813 | 192.5562 | 54 | 11059.6741 | 12029.0818 | 13797.0925
2360 | 74819.2914 | 2390.5569 | 0 | 74758.2914 | 3541.7123 | 3961.1102 | 1989.7707 | 3139.9065 | 144.5161 | 244 | 160.9837 | 1272.3514 | 3040.3621
2361 | 75480.2276 | 1647.7514 | -1647.7514 | 73771.4762 | 1717.9895 | 8885.6194 | 2731.1808 | 3335.7873 | 222.7783 | 54 | 8833.3219 | 9832.9517 | 11600.9624
2362 | 76852.2947 | 1358.556 | 0 | 76791.2947 | 1810.6895 | 2561.8682 | 2175.0783 | 3407.5997 | 128.07 | 190 | -1087.238 | -46.3164 | 1721.6943
2363 | 76835.7344 | 1814.7366 | -1814.7366 | 74959.9978 | 3387.0208 | 11700.4681 | 1796.855 | 3418.2146 | 110.8683 | 190 | 7938.7191 | 8962.439 | 10730.4497
2364 | 76662.6481 | 1736.9604 | 0 | 76601.6481 | 2612.5232 | 6292.2016 | 2185.9398 | 3270.4614 | 177.0715 | 434 | 1904.6315 | 3238.5545 | 5006.5652
2365 | 73754.4026 | 1544.8862 | -1544.8862 | 72148.5164 | 2335.3837 | 5725.3091 | 2080.9506 | 3123.7305 | 47.943 | 190 | 5816.2901 | 6777.0847 | 8545.0954
2366 | 76047.5246 | 2170.9039 | 0 | 75986.5246 | 3278.01 | 5611.8957 | 2431.577 | 3324.3567 | 102.3661 | 380 | 1473.4948 | 2678.7124 | 4446.7231
2367 | 74222.6338 | 1142.3588 | -1142.3588 | 73019.2751 | 2516.3792 | 12118.5078 | 2323.5226 | 3133.2844 | 144.139 | 54 | 11409.8605 | 12330.851 | 14098.8617
2368 | 74923.8205 | 2005.6718 | 0 | 74862.8205 | 3516.7257 | 9228.7891 | 1876.598 | 3178.0005 | 140.8588 | 190 | 5274.0414 | 6327.7517 | 8095.7624
2369 | 74716.3885 | 1966.7983 | 0 | 74655.3885 | 2915.2583 | 7340.7742 | 2508.2874 | 3218.5087 | 179.4411 | 434 | 4867.1235 | 6203.4161 | 7971.4268
2370 | 75146.0339 | 1576.9193 | 0 | 75085.0339 | 3417.0453 | 8093.3715 | 2460.3055 | 3164.7835 | 96.7373 | 380 | 4586.5813 | 5786.1701 | 7554.1808
2371 | 75819.846 | 1969.6794 | 0 | 75758.846 | 3267.965 | 5781.3235 | 2344.5652 | 3243.7227 | 199.4929 | 244 | 1713.0003 | 2879.3448 | 4647.3555
2372 | 75441.6843 | 1882.5908 | -1882.5908 | 73498.0935 | 2055.3131 | 10150.5818 | 2453.9457 | 3258.1226 | 92.7924 | 190 | 9679.4434 | 10685.0874 | 12453.0981
2373 | 76751.0008 | 1688.8069 | 0 | 76690.0008 | 1999.2082 | 13032.816 | 2556.6783 | 3400.4379 | 175.9057 | 190 | 9670.9233 | 10759.6805 | 12527.6912
2374 | 75745.4523 | 1104.4168 | 0 | 75684.4523 | 3413.7904 | 7471.043 | 2624.8199 | 3172.9629 | 118.5961 | 54 | 3540.7831 | 4436.2307 | 6204.2414
2375 | 76844.7988 | 1704.0439 | 0 | 76783.7988 | 1898.6405 | 3956.1767 | 2467.6013 | 3389.2857 | 93.7657 | 244 | 500.8244 | 1561.4416 | 3329.4523
2376 | 76115.8239 | 1407.4714 | -1407.4714 | 74647.3525 | 1977.3816 | 21232.8523 | 2703.828 | 3471.4036 | 161.0236 | 190 | 20153.5499 | 21227.425 | 22995.4357
2377 | 73669.3262 | 1983.46 | 0 | 73608.3262 | 3072.5657 | 9608.9433 | 2542.028 | 3130.0712 | 97.5093 | 434 | 7970.3507 | 9224.7115 | 10992.7222
2378 | 75601.3797 | 1956.4108 | 0 | 75540.3797 | 1209.3399 | 2692.6543 | 2071.5118 | 3312.1542 | 162.7256 | 244 | 696.8007 | 1826.3779 | 3594.3886
2379 | 74898.5427 | 1329.2809 | -1329.2809 | 73508.2618 | 2295.4737 | 11766.6981 | 2547.9971 | 3269.321 | 134.7472 | 54 | 11150.4807 | 12062.0795 | 13830.0902
2380 | 77014.9552 | 1272.4641 | 0 | 76953.9552 | 2461.9337 | 4787.6074 | 2478.1421 | 3359.9726 | 173.8841 | 244 | 580.0333 | 1720.769 | 3488.7797
2381 | 76607.7655 | 1298.1827 | -1298.1827 | 75248.5828 | 3019.0308 | 8634.9291 | 2407.2389 | 3384.8604 | 128.5296 | 54 | 5529.6148 | 6434.996 | 8203.0067
2382 | 76904.9536 | 1730.5849 | 0 | 76843.9536 | 2382.0296 | 6446.9722 | 2589.4126 | 3319.2616 | 104.9162 | 54 | 2499.8632 | 3381.631 | 5149.6417
2383 | 76093.2984 | 1781.9446 | -1781.9446 | 74250.3537 | 2225.7046 | 17033.4821 | 2414.352 | 3473.6848 | 175.7722 | 54 | 15815.6604 | 16768.2842 | 18536.2949
2384 | 76867.2 | 1681.7512 | 0 | 76806.2 | 3492.627 | 13178.4229 | 2403.5409 | 3205.2395 | 83.0767 | 380 | 7858.5764 | 9044.5046 | 10812.5153
2385 | 76139.3934 | 2175.1815 | 0 | 76078.3934 | 2526.572 | 12486.0791 | 2538.0682 | 3337.337 | 83.1145 | 190 | 9126.7191 | 10122.6851 | 11890.6958
2386 | 76400.9369 | 1455.2779 | 0 | 76339.9369 | 4251.3373 | 5020.8042 | 2124.2761 | 3341.2732 | 244.5833 | 244 | -734.7206 | 476.7143 | 2244.725
2387 | 73687.1962 | 1595.5855 | -1595.5855 | 72030.6108 | 3664.2345 | 4890.0559 | 2591.2551 | 3127.3801 | 167.3501 | 190 | 4284.0459 | 5364.2476 | 7132.2583
2388 | 74953.0107 | 1329.1282 | 0 | 74892.0107 | 1919.1607 | 15655.1334 | 2712.9804 | 3216.5815 | 187.8456 | 244 | 14143.724 | 15298.4211 | 17066.4318
2389 | 77409.9081 | 1692.1052 | 0 | 77348.9081 | 2717.1962 | 10234.0802 | 2704.3563 | 3453.0205 | 175.3518 | 244 | 5695.5528 | 6837.7561 | 8605.7668
2390 | 74531.4233 | 2114.7072 | 0 | 74470.4233 | 3429.7678 | 8948.2142 | 2292.7596 | 3126.1074 | 146.9336 | 380 | 5837.0901 | 7086.8753 | 8854.886
2391 | 75426.6918 | 1540.8294 | 0 | 75365.6918 | 2338.2704 | 7994.3786 | 2295.5644 | 3256.4747 | 132.7616 | 244 | 5212.6555 | 6312.2686 | 8080.2793
2392 | 76719.1947 | 1421.1 | 0 | 76658.1947 | 2893.1519 | 16990.4184 | 2296.8185 | 3408.0448 | 141.4316 | 244 | 12514.1351 | 13622.4183 | 15390.429
2393 | 75971.5851 | 1558.2843 | 0 | 75910.5851 | 3213.4333 | 10716.9108 | 2614.7605 | 3354.0246 | 154.4235 | 190 | 6931.8775 | 7999.1526 | 9767.1633
2394 | 76784.0671 | 2075.8552 | 0 | 76723.0671 | 3614.184 | 13225.5516 | 2578.8464 | 3486.721 | 129.7036 | 380 | 8324.0679 | 9556.6231 | 11324.6338
2395 | 74669.7397 | 1083.6743 | 0 | 74608.7397 | 1666.8017 | 18394.1711 | 2571.134 | 3139.6909 | 138.644 | 244 | 17199.6545 | 18305.1501 | 20073.1608
2396 | 75577.3327 | 1555.9018 | 0 | 75516.3327 | 1959.5985 | 11159.9282 | 2803.9469 | 3187.5028 | 85.2186 | 54 | 9045.6466 | 9907.7167 | 11675.7274
2397 | 76358.8205 | 1964.7902 | 0 | 76297.8205 | 1675.5438 | 9111.6116 | 2555.5374 | 3315.3927 | 81.4749 | 190 | 6379.3774 | 7373.7038 | 9141.7145
2398 | 74812.8279 | 1352.086 | 0 | 74751.8279 | 1955.1283 | 11839.6828 | 2343.8001 | 3186.4159 | 178.7533 | 380 | 10033.1426 | 11314.7475 | 13082.7582
2399 | 74157.9157 | 2375.0753 | 0 | 74096.9157 | 2566.0851 | 8472.7549 | 1757.2256 | 3142.7059 | 189.5511 | 54 | 6079.8856 | 7046.2882 | 8814.2989
2400 | 75177.3118 | 1645.5424 | 0 | 75116.3118 | 1371.0967 | 6402.4911 | 2369.6312 | 3189.8914 | 132.0772 | 54 | 4844.8052 | 5753.734 | 7521.7447
2401 | 75518.1571 | 1765.5702 | 0 | 75457.1571 | 4139.3717 | 15506.22 | 2111.1182 | 3181.4678 | 101.6472 | 54 | 10572.4772 | 11450.9759 | 13218.9866
2402 | 74224.0651 | 1396.9304 | 0 | 74163.0651 | 1882.3281 | 7495.0732 | 2357.4044 | 3234.4707 | 106.7845 | 244 | 6411.7552 | 7485.3913 | 9253.402
2403 | 76388.3777 | 1609.5658 | 0 | 76327.3777 | 4767.4413 | 9705.0723 | 2656.3561 | 3469.2198 | 130.0409 | 190 | 4106.0293 | 5148.9217 | 6916.9324
2404 | 76023.7678 | 2165.6403 | 0 | 75962.7678 | 1648.1917 | 5777.573 | 2343.3114 | 3439.7519 | 87.2568 | 190 | 3319.8768 | 4319.9851 | 6087.9958
2405 | 76198.8061 | 2234.3215 | 0 | 76137.8061 | 1280.6588 | 2948.8992 | 2633.7492 | 3354.0492 | 63.7458 | 54 | 888.4327 | 1729.03 | 3497.0407
2406 | 77357.3371 | 1581.6154 | -1581.6154 | 75714.7217 | 3121.8043 | 5405.6394 | 2175.8517 | 3453.5819 | 169.4311 | 54 | 1568.747 | 2515.0297 | 4283.0404
2407 | 76027.1164 | 2108.736 | -2108.736 | 73857.3805 | 1935.0598 | 4466.6393 | 2494.4592 | 3269.479 | 120.0862 | 244 | 3808.3373 | 4895.275 | 6663.2857
2408 | 75708.5152 | 1869.1935 | 0 | 75647.5152 | 3676.0559 | 8149.8423 | 2389.2636 | 3335.0258 | 125.6072 | 54 | 3920.7607 | 4823.2194 | 6591.2301
2409 | 76234.8556 | 1946.9198 | 0 | 76173.8556 | 2478.7322 | 6793.1467 | 2191.3289 | 3304.6102 | 142.3627 | 434 | 3006.698 | 4305.9123 | 6073.923
2410 | 74921.4985 | 2014.9766 | 0 | 74860.4985 | 3644.2048 | 5687.2259 | 2396.3009 | 3174.5245 | 135.383 | 190 | 2123.5481 | 3171.7826 | 4939.7933
2411 | 75817.7894 | 1448.6313 | -1448.6313 | 74308.1581 | 3960.6863 | 3699.4593 | 2572.0076 | 3145.2434 | 123.9321 | 54 | 518.0658 | 1418.8494 | 3186.8601
2412 | 75616.063 | 1368.3725 | -1368.3725 | 74186.6905 | 2667.252 | 4510.1076 | 2164.4537 | 3180.2592 | 157.5842 | 434 | 2371.078 | 3685.5137 | 5453.5244
2413 | 75609.0951 | 1234.2475 | -1234.2475 | 74313.8476 | 3387.3238 | 9818.1627 | 2684.1915 | 3177.7056 | 85.51 | 54 | 7349.0884 | 8211.45 | 9979.4607
2414 | 74624.153 | 1318.6889 | 0 | 74563.153 | 3418.1931 | 7272.0695 | 2277.252 | 3266.944 | 193.3231 | 54 | 4205.1195 | 5175.2941 | 6943.3048
2415 | 74871.8771 | 1636.2727 | 0 | 74810.8771 | 2197.6366 | 10478.588 | 2399.0443 | 3165.955 | 127.204 | 54 | 8405.2735 | 9309.3291 | 11077.3398
2416 | 75589.2727 | 997.3762 | 0 | 75528.2727 | 2698.0245 | 7795.8601 | 2141.7203 | 3231.3873 | 106.82 | 244 | 4312.8704 | 5386.5419 | 7154.5526
2417 | 76324.4524 | 1730.1773 | 0 | 76263.4524 | 2119.1178 | 6945.1215 | 2500.2698 | 3448.239 | 164.2856 | 244 | 3881.2601 | 5012.3972 | 6780.4079
2418 | 76429.8037 | 2448.3606 | 0 | 76368.8037 | 1328.8072 | 3367.9459 | 2353.6152 | 3302.2134 | 161.3104 | 54 | 696.3636 | 1634.5256 | 3402.5363
2419 | 74728.072 | 1359.6539 | -1359.6539 | 73307.418 | 3329.4735 | 17291.1006 | 2439.8804 | 3165.6956 | 183.039 | 434 | 15629.985 | 16969.8756 | 18737.8863
2420 | 74965.9452 | 1705.0098 | 0 | 74904.9452 | 3585.8593 | 3201.9931 | 2285.3394 | 3269.4926 | 140.7408 | 244 | -363.7795 | 743.8128 | 2511.8235
2421 | 77054.9653 | 1736.7416 | -1736.7416 | 75257.2236 | 3002.1337 | 8595.5816 | 2411.1509 | 3367.644 | 207.8622 | 244 | 5485.2191 | 6659.9329 | 8427.9436
2422 | 76736.8601 | 2006.234 | 0 | 76675.8601 | 3038.3893 | 2247.1323 | 2432.9564 | 3482.3498 | 143.1223 | 244 | -2181.6109 | -1071.6371 | 696.3736
2423 | 76307.8521 | 1847.8894 | -1847.8894 | 74398.9627 | 2547.9505 | 1596.4665 | 2563.8126 | 3496.4526 | 181.2933 | 244 | 80.0184 | 1228.1633 | 2996.174
2424 | 75138.4327 | 1439.1238 | -1439.1238 | 73638.3089 | 2272.5702 | 7621.5018 | 2630.7311 | 3179.908 | 111.7266 | 380 | 6891.4618 | 8106.04 | 9874.0507
2425 | 77328.3892 | 1683.5795 | 0 | 77267.3892 | 4049.4065 | 5795.5513 | 2329.5654 | 3475.7105 | 184.1909 | 244 | -345.7686 | 805.2739 | 2573.2846
2426 | 75507.7701 | 2261.7644 | -2261.7644 | 73185.0057 | 4519.8987 | 17957.9174 | 2651.3296 | 3239.2071 | 123.7148 | 380 | 15513.7498 | 16740.3161 | 18508.3268
2427 | 75805.2805 | 1787.463 | 0 | 75744.2805 | 3863.351 | 6710.6862 | 2478.2633 | 3223.4126 | 100.8664 | 244 | 2174.9307 | 3242.6487 | 5010.6594
2428 | 75436.0353 | 1344.3207 | -1344.3207 | 74030.7146 | 2168.9654 | 8966.9511 | 2610.8774 | 3248.5961 | 55.1014 | 380 | 7996.9445 | 9154.8975 | 10922.9082
2429 | 74630.3679 | 2259.6319 | 0 | 74569.3679 | 739.0496 | 1871.6329 | 2339.5941 | 3219.82 | 187.5306 | 54 | 1492.8295 | 2457.2117 | 4225.2224
2430 | 76058.6482 | 1562.1954 | -1562.1954 | 74435.4528 | 3655.8963 | 6965.6966 | 2624.9808 | 3389.5244 | 3.3226 | 380 | 4259.0528 | 5365.227 | 7133.2377
2431 | 76382.43 | 2266.0366 | 0 | 76321.43 | 1962.2198 | 7314.1923 | 2431.4211 | 3347.5196 | 159.0605 | 54 | 4179.6832 | 5115.5952 | 6883.6059
2432 | 74759.116 | 1790.7484 | 0 | 74698.116 | 3245.3456 | 6384.7893 | 2620.6929 | 3199.6501 | 168.1486 | 434 | 3631.8707 | 4956.8709 | 6724.8816
2433 | 74886.0156 | 1889.6962 | 0 | 74825.0156 | 2454.9227 | 3579.4177 | 2561.7576 | 3202.7752 | 84.4502 | 380 | 1434.2122 | 2621.514 | 4389.5247
2434 | 76794.6944 | 1796.3048 | -1796.3048 | 74937.3896 | 1108.9037 | 7626.141 | 2348.8509 | 3333.3273 | 200.6591 | 244 | 6632.2259 | 7799.7366 | 9567.7473
2435 | 76038.8192 | 2345.2593 | 0 | 75977.8192 | 3130.9361 | 11236.3128 | 2418.1171 | 3342.5972 | 194.4806 | 244 | 7258.4717 | 8419.8039 | 10187.8146
2436 | 73861.9701 | 2258.5714 | 0 | 73800.9701 | 1763.6936 | 6147.4933 | 2350.7267 | 3129.3028 | 138.4572 | 54 | 5433.0592 | 6348.368 | 8116.3787
2437 | 75609.1424 | 1864.5736 | 0 | 75548.1424 | 4574.782 | 12696.9362 | 2669.1311 | 3235.9267 | 85.2906 | 244 | 7849.2696 | 8901.4118 | 10669.4225
2438 | 76391.7214 | 1459.4912 | 0 | 76330.7214 | 4172.7146 | 11200.6083 | 2681.2451 | 3223.7931 | 61.9885 | 190 | 5972.4106 | 6947.2507 | 8715.2614
2439 | 75894.8982 | 2035.3033 | 0 | 75833.8982 | 2665.6053 | 7532.7712 | 1776.2527 | 3398.2024 | 110.5085 | 244 | 3577.9227 | 4655.2828 | 6423.2935
2440 | 76186.6434 | 2073.3034 | 0 | 76125.6434 | 2556.6412 | 8755.3397 | 2514.5669 | 3395.637 | 160.809 | 380 | 5353.4591 | 6617.1197 | 8385.1304
2441 | 75594.0409 | 1519.3913 | 0 | 75533.0409 | 2651.0114 | 4899.5269 | 1876.1876 | 3336.0934 | 151.0788 | 380 | 1297.9555 | 2551.8859 | 4319.8966
2442 | 76159.1668 | 1597.3475 | -1597.3475 | 74500.8194 | 3295.4997 | 16483.2155 | 1834.491 | 3219.4727 | 160.0982 | 190 | 13111.0601 | 14184.0098 | 15952.0205
2443 | 75394.8936 | 1994.0927 | 0 | 75333.8936 | 2422.4667 | 14289.1984 | 1074.2301 | 3160.4 | 115.9572 | 54 | 10137.6681 | 11030.4769 | 12798.4876
2444 | 74194.9478 | 1153.0653 | 0 | 74133.9478 | 2803.0944 | 13743.6497 | 2198.9386 | 3125.4657 | 167.2835 | 244 | 11501.2118 | 12635.3469 | 14403.3576
2445 | 75529.3521 | 1346.6438 | 0 | 75468.3521 | 2611.6877 | 10954.8621 | 2225.2868 | 3156.0824 | 125.1638 | 190 | 7626.3915 | 8664.4068 | 10432.4175
2446 | 76251.94 | 1877.5017 | 0 | 76190.94 | 2836.8361 | 5679.4479 | 2045.2578 | 3345.6775 | 120.1102 | 434 | 1412.8069 | 2689.7687 | 4457.7794
2447 | 74598.3052 | 2257.756 | -2257.756 | 72279.5492 | 2677.2473 | 8134.4472 | 2327.2779 | 3132.9596 | 141.3825 | 54 | 8008.0882 | 8926.3223 | 10694.333
2448 | 75557.9339 | 1628.0786 | 0 | 75496.9339 | 2414.5357 | 16579.9164 | 2533.729 | 3215.3834 | 107.8087 | 54 | 13787.7592 | 14672.4195 | 16440.4302
2449 | 75632.0872 | 1692.3351 | 0 | 75571.0872 | 1441.965 | 5121.1134 | 2463.4605 | 3155.6086 | 120.1728 | 54 | 3097.3302 | 3994.3546 | 5762.3653
2450 | 75704.9325 | 1350.0276 | 0 | 75643.9325 | 1973.3161 | 9070.2285 | 2439.5308 | 3211.4563 | 113.5882 | 190 | 6474.1669 | 7500.6067 | 9268.6174
2451 | 76105.0902 | 1292.1054 | 0 | 76044.0902 | 2628.7019 | 10803.7431 | 1940.0092 | 3210.0483 | 117.8692 | 244 | 6651.2085 | 7735.9293 | 9503.94
2452 | 75395.617 | 1881.3227 | 0 | 75334.617 | 2889.1582 | 2530.6121 | 2006.0885 | 3228.8098 | 98.531 | 380 | -1088.0648 | 113.3178 | 1881.3285
2453 | 74779.08 | 2399.4608 | -2399.4608 | 72318.6192 | 1637.3701 | 5152.5489 | 2447.0633 | 3205.9198 | 145.4875 | 54 | 6219.7427 | 7142.0818 | 8910.0925
2454 | 76617.7549 | 2118.1968 | 0 | 76556.7549 | 3041.8909 | 5217.2593 | 2733.9561 | 3348.0798 | 75.6884 | 190 | 1070.8495 | 2059.3894 | 3827.4001
2455 | 75545.5011 | 2317.439 | -2317.439 | 73167.0622 | 1893.1377 | 9882.8668 | 1536.6063 | 3312.3685 | 125.7657 | 380 | 9041.8416 | 10270.4589 | 12038.4696
2456 | 76702.0016 | 1656.1414 | 0 | 76641.0016 | 4197.6068 | 3361.227 | 2441.4065 | 3295.0228 | 103.0674 | 244 | -2370.7521 | -1300.8331 | 467.1776
2457 | 76544.8135 | 1770.5677 | -1770.5677 | 74713.2458 | 3437.7236 | 5962.5399 | 1906.9952 | 3304.9328 | 115.5116 | 434 | 2393.6985 | 3666.0617 | 5434.0724
2458 | 77019.1813 | 1345.1239 | -1345.1239 | 75613.0574 | 2249.6643 | 5968.8817 | 1909.0717 | 3444.961 | 123.2431 | 54 | 2830.3927 | 3730.4874 | 5498.4981
2459 | 75560.8936 | 1854.4997 | 0 | 75499.8936 | 1460.6051 | 13450.0801 | 1929.7633 | 3356.5882 | 82.8348 | 244 | 11146.1328 | 12195.8191 | 13963.8298
2460 | 74908.5039 | 2267.9977 | 0 | 74847.5039 | 1403.9521 | 4606.1616 | 2166.6648 | 3240.0349 | 213.5222 | 244 | 3131.6054 | 4311.9791 | 6079.9898
2461 | 75871.0387 | 1577.4335 | 0 | 75810.0387 | 3387.4101 | 16198.5609 | 2732.988 | 3175.3848 | 70.8133 | 190 | 12279.6849 | 13263.3497 | 15031.3604
2462 | 76024.9496 | 1643.7278 | 0 | 75963.9496 | 2790.7513 | 3713.7509 | 1851.7946 | 3356.3471 | 200.8699 | 190 | -462.6084 | 651.113 | 2419.1237
2463 | 73619.0093 | 1868.1306 | -1868.1306 | 71689.8787 | 2536.602 | 5691.1331 | 1669.7314 | 3124.45 | 49.6189 | 190 | 5629.0338 | 6591.5043 | 8359.515
2464 | 75010.6737 | 1809.6889 | 0 | 74949.6737 | 2597.4464 | 2650.0353 | 2236.145 | 3155.9115 | 152.7817 | 244 | -134.8282 | 984.805 | 2752.8157
2465 | 76217.6646 | 1519.0269 | -1519.0269 | 74637.6377 | 3539.2441 | 5660.815 | 2081.376 | 3417.9687 | 139.6306 | 244 | 2353.4779 | 3459.9601 | 5227.9708
2466 | 74479.2926 | 1721.0425 | -1721.0425 | 72697.2501 | 3465.9378 | 4586.2256 | 2498.7508 | 3150.8626 | 143.8396 | 380 | 3442.8512 | 4689.5423 | 6457.553
2467 | 75139.0359 | 1801.1495 | 0 | 75078.0359 | 2935.6637 | 10198.1248 | 2720.7849 | 3250.4468 | 136.4897 | 54 | 7525.8568 | 8439.1981 | 10207.2088
2468 | 75403.3227 | 1373.0697 | 0 | 75342.3227 | 3278.7891 | 7641.1161 | 2184.0129 | 3302.7927 | 147.069 | 54 | 3877.01 | 4800.9305 | 6568.9412
2469 | 76321.3271 | 1343.9053 | 0 | 76260.3271 | 2452.3798 | 11352.503 | 2555.9698 | 3325.5362 | 116.6587 | 380 | 7891.5021 | 9111.0124 | 10879.0231
2470 | 76137.161 | 2160.478 | 0 | 76076.161 | 1737.3482 | 5586.9823 | 2533.6 | 3240.4448 | 172.3377 | 54 | 2917.718 | 3866.9072 | 5634.9179
2471 | 75558.6045 | 1404.256 | 0 | 75497.6045 | 2946.7648 | 3809.8436 | 2801.9662 | 3297.0317 | 26.7367 | 244 | 834.6722 | 1828.2604 | 3596.2711
2472 | 75514.003 | 1006.3396 | -1006.3396 | 74446.6634 | 3354.1342 | 12841.9034 | 1705.6623 | 3253.611 | 149.9161 | 380 | 9370.5791 | 10623.3468 | 12391.3575
2473 | 74156.3305 | 1330.5911 | 0 | 74095.3305 | 2088.4576 | 9005.4288 | 2409.515 | 3138.6805 | 184.3654 | 380 | 7740.0363 | 9027.2533 | 10795.264
2474 | 75780.1332 | 1234.7528 | 0 | 75719.1332 | 3117.337 | 8341.6555 | 2138.4016 | 3429.9409 | 75.1342 | 434 | 4443.7278 | 5675.7136 | 7443.7243
2475 | 72976.6967 | 2008.6429 | 0 | 72915.6967 | 2587.1713 | 8707.7225 | 1915.186 | 3123.4171 | 132.1929 | 190 | 7613.6575 | 8658.7019 | 10426.7126
2476 | 74130.0429 | 1443.3434 | 0 | 74069.0429 | 3887.4058 | 4942.6369 | 2346.5532 | 3129.4285 | 155.5647 | 244 | 1832.37 | 2954.7862 | 4722.7969
2477 | 75939.3743 | 1714.7764 | -1714.7764 | 74163.598 | 1655.6436 | 17010.4743 | 2612.4125 | 3281.2854 | 109.9721 | 380 | 16455.1307 | 17667.9543 | 19435.965
2478 | 75206.1963 | 1756.191 | 0 | 75145.1963 | 1319.8889 | 9024.4158 | 2653.4462 | 3145.9283 | 149.4845 | 380 | 7728.9051 | 8981.2411 | 10749.2518
2479 | 75621.2813 | 2082.9336 | 0 | 75560.2813 | 4283.9406 | 7639.4682 | 2444.9388 | 3194.3289 | 99.9476 | 54 | 2804.714 | 3681.5131 | 5449.5238
2480 | 77251.3147 | 1275.1151 | 0 | 77190.3147 | 2319.1531 | 7640.2635 | 2630.9787 | 3465.9529 | 108.5836 | 190 | 3597.9273 | 4619.3624 | 6387.3731
2481 | 75231.8908 | 1674.9721 | 0 | 75170.8908 | 2066.8635 | 3723.311 | 2122.5951 | 3330.6942 | 262.7015 | 244 | 1309.046 | 2538.599 | 4306.6097
2482 | 75508.2403 | 1644.8521 | -1644.8521 | 73802.3882 | 1483.866 | 10751.3649 | 1990.5687 | 3373.8654 | 143.2508 | 54 | 10199.7448 | 11119.8472 | 12887.8579
2483 | 74724.0039 | 1446.8015 | 0 | 74663.0039 | 2011.2583 | 10870.3468 | 2235.5603 | 3139.0985 | 189.2558 | 54 | 8940.9434 | 9907.0508 | 11675.0615
2484 | 75240.0012 | 1261.8811 | 0 | 75179.0012 | 4207.6783 | 6664.8388 | 2314.1431 | 3198.45 | 76.2054 | 190 | 2160.9525 | 3150.0094 | 4918.0201
2485 | 75632.0137 | 1046.345 | -1046.345 | 74524.6687 | 2207.8873 | 16645.5297 | 2466.0574 | 3176.266 | 168.8802 | 54 | 14925.4971 | 15871.2289 | 17639.2396
2486 | 74750.8722 | 1710.399 | 0 | 74689.8722 | 3050.2543 | 9764.591 | 2664.0483 | 3223.8098 | 146.4006 | 54 | 7282.5225 | 8205.7747 | 9973.7854
2487 | 76828.7992 | 1514.7946 | 0 | 76767.7992 | 3366.7007 | 9693.5304 | 2646.9454 | 3362.5668 | 154.0052 | 244 | 4938.7427 | 6059.5994 | 7827.6101
2488 | 76500.0242 | 1559.0799 | 0 | 76439.0242 | 5715.0452 | 6967.9564 | 2647.3775 | 3326.9167 | 134.9733 | 54 | 158.3812 | 1070.206 | 2838.2167
2489 | 75172.3564 | 1681.3327 | -1681.3327 | 73430.0236 | 2191.2986 | 17907.0633 | 2458.2568 | 3275.6782 | 109.5717 | 190 | 17389.876 | 18412.2993 | 20180.31
2490 | 73089.0531 | 1208.8165 | 0 | 73028.0531 | 4628.7172 | 10539.2516 | 1961.7219 | 3123.0238 | 116.7404 | 54 | 7337.4271 | 8231.019 | 9999.0297
2491 | 75939.7764 | 1895.7623 | 0 | 75878.7764 | 2391.5888 | 13381.0638 | 2494.5318 | 3365.7851 | 167.0998 | 54 | 10341.2156 | 11285.1669 | 13053.1776
2492 | 76514.2597 | 1770.6663 | 0 | 76453.2597 | 3726.3354 | 4642.6471 | 2631.0079 | 3291.2211 | 227.8322 | 54 | -244.5189 | 760.1648 | 2528.1755
2493 | 76143.3501 | 1991.6854 | -1991.6854 | 74090.6648 | 2303.6702 | 6528.1442 | 2406.0438 | 3172.4473 | 190.2088 | 244 | 5082.5003 | 6239.5607 | 8007.5714
2494 | 76392.153 | 1502.9884 | 0 | 76331.153 | 2439.4585 | 7487.5984 | 2191.7919 | 3244.2743 | 179.6485 | 190 | 3523.253 | 4615.7531 | 6383.7638
2495 | 75131.086 | 1649.7354 | 0 | 75070.086 | 1471.3761 | 5932.889 | 2149.1896 | 3148.7362 | 179.803 | 54 | 4059.5526 | 5016.2072 | 6784.2179
2496 | 75510.8096 | 1541.0081 | 0 | 75449.8096 | 2616.2349 | 2660.1975 | 2226.4353 | 3263.4242 | 116.4861 | 54 | -545.7875 | 347.5502 | 2115.5609
2497 | 76448.5941 | 2061.8021 | -2061.8021 | 74325.792 | 2653.2622 | 5585.4929 | 2019.4467 | 3383.7462 | 123.347 | 190 | 3379.8316 | 4416.0301 | 6184.0408
2498 | 77207.1234 | 1734.4121 | 0 | 77146.1234 | 3204.0827 | 13103.1482 | 2073.8036 | 3526.86 | 162.914 | 54 | 7723.8056 | 8663.5712 | 10431.5819
2499 | 74495.9519 | 1594.5842 | 0 | 74434.9519 | 3620.1307 | 6380.2643 | 2806.3822 | 3149.4628 | 92.1295 | 54 | 3651.2267 | 4520.2077 | 6288.2184
2500 | 76551.3548 | 1531.7377 | 0 | 76490.3548 | 4403.9915 | 4302.4827 | 2486.729 | 3436.3747 | 110.9215 | 434 | -1298.5598 | -30.7867 | 1737.224
2501 | 75987.1866 | 2021.9198 | -2021.9198 | 73904.2668 | 3021.7384 | 8764.1256 | 2064.8312 | 3273.5947 | 142.3097 | 380 | 6546.7463 | 7791.9076 | 9559.9183
2502 | 75041.4349 | 1227.8264 | 0 | 74980.4349 | 2503.5696 | 10101.8904 | 2260.1873 | 3215.9957 | 162.8119 | 380 | 7464.2689 | 8729.9323 | 10497.943
2503 | 76158.9655 | 1824.3242 | 0 | 76097.9655 | 1871.1618 | 4341.3818 | 2059.2632 | 3196.4954 | 41.6065 | 244 | 998.2132 | 2006.6713 | 3774.682
2504 | 75659.4243 | 2144.006 | -2144.006 | 73454.4183 | 2230.9107 | 7682.4329 | 2256.3414 | 3336.5267 | 147.5436 | 54 | 6960.1719 | 7884.5671 | 9652.5778
2505 | 75879.242 | 1499.3175 | 0 | 75818.242 | 5731.2216 | 5058.3245 | 2385.8289 | 3408.4205 | 179.9639 | 434 | -1326.6896 | 10.1259 | 1778.1366
2506 | 76485.9999 | 1430.281 | -1430.281 | 74994.7189 | 2357.3575 | 9004.8865 | 2090.09 | 3334.2347 | 177.678 | 380 | 6447.3349 | 7727.8644 | 9495.8751
2507 | 75985.9097 | 1926.5328 | 0 | 75924.9097 | 3339.9225 | 12665.0207 | 2616.4297 | 3219.2043 | 68.7595 | 244 | 8606.0224 | 9641.6335 | 11409.6442
2508 | 76274.6705 | 1972.5553 | 0 | 76213.6705 | 1534.3076 | 8958.8441 | 2565.532 | 3328.636 | 100.2946 | 380 | 6475.234 | 7678.3802 | 9446.3909
2509 | 76334.1839 | 1546.7677 | 0 | 76273.1839 | 2776.5336 | 25323.8684 | 2675.6252 | 3280.2493 | 178.8674 | 54 | 21600.2255 | 22555.9444 | 24323.9551
2510 | 74605.7965 | 1226.1353 | 0 | 74544.7965 | 2998.6788 | 14143.9692 | 2435.3661 | 3127.6221 | 140.7054 | 434 | 11533.6821 | 12831.2391 | 14599.2498
2511 | 76433.1772 | 1622.4634 | 0 | 76372.1772 | 2945.864 | 10462.2214 | 2281.6945 | 3337.2628 | 176.6165 | 190 | 6133.3375 | 7222.8055 | 8990.8162
2512 | 76353.3849 | 1740.5193 | 0 | 76292.3849 | 3759.9818 | 7609.8523 | 2478.607 | 3248.3776 | 192.4102 | 190 | 2654.6702 | 3759.932 | 5527.9427
2513 | 75477.3204 | 1317.7738 | 0 | 75416.3204 | 4920.3226 | 3500.6027 | 2298.4644 | 3239.3011 | 120.0742 | 434 | -1928.0749 | -651.1491 | 1116.8616
2514 | 75422.6385 | 1869.619 | -1869.619 | 73492.0195 | 4292.4967 | 21379.7297 | 2395.3484 | 3224.1194 | 136.9305 | 244 | 18584.8813 | 19688.6634 | 21456.6741
2515 | 74685.5083 | 2013.6715 | 0 | 74624.5083 | 3003.6885 | 1827.2964 | 2547.3737 | 3169.3648 | 163.3671 | 434 | -713.9619 | 606.2568 | 2374.2675
2516 | 75686.7433 | 1533.6213 | -1533.6213 | 74092.122 | 2368.2008 | 4925.9479 | 2423.7203 | 3188.673 | 114.8789 | 54 | 3448.2185 | 4339.9489 | 6107.9596
2517 | 76851.6831 | 1629.7808 | 0 | 76790.6831 | 2990.0071 | 5112.1107 | 2235.0192 | 3385.1689 | 170.9961 | 380 | 321.8086 | 1595.6563 | 3363.667
2518 | 74371.7081 | 1757.547 | -1757.547 | 72553.1611 | 2933.321 | 12722.4861 | 2455.4895 | 3134.7848 | 139.4386 | 54 | 12196.4783 | 13112.7684 | 14880.7791
2519 | 74159.509 | 1832.2641 | 0 | 74098.509 | 2776.9665 | 5891.9916 | 2497.4996 | 3130.0338 | 93.9099 | 380 | 4014.2495 | 5211.0109 | 6979.0216
2520 | 75207.2007 | 1154.2479 | 0 | 75146.2007 | 3207.8796 | 10689.0108 | 2070.0051 | 3176.9763 | 97.2266 | 380 | 6952.1118 | 8152.19 | 9920.2007
2521 | 75227.3059 | 1596.3432 | 0 | 75166.3059 | 2249.5896 | 4531.8828 | 2580.4707 | 3227.4012 | 167.0068 | 190 | 2294.0592 | 3373.9176 | 5141.9283
2522 | 74523.2449 | 1612.3936 | -1612.3936 | 72849.8513 | 1492.4272 | 6102.0493 | 1990.2305 | 3147.4333 | 98.3185 | 54 | 6267.6345 | 7142.8045 | 8910.8152
2523 | 76684.2529 | 1319.8428 | 0 | 76623.2529 | 2265.4938 | 16608.192 | 2318.1457 | 3423.7884 | 101.2337 | 54 | 12831.5794 | 13709.6646 | 15477.6753
2524 | 76171.2491 | 1791.2879 | 0 | 76110.2491 | 1696.3205 | 7645.391 | 2571.9635 | 3226.4356 | 111.7924 | 244 | 5007.4205 | 6086.0645 | 7854.0752
2525 | 74875.414 | 1670.7165 | 0 | 74814.414 | 3619.9792 | 3928.942 | 2413.9533 | 3132.4214 | 64.1062 | 244 | 411.1235 | 1442.0812 | 3210.0919
2526 | 76012.2136 | 1390.2341 | -1390.2341 | 74560.9794 | 2884.8887 | 6397.2805 | 2457.2454 | 3302.3952 | 93.9459 | 54 | 4081.253 | 4952.0505 | 6720.0612
2527 | 76675.68 | 1175.3903 | 0 | 76614.68 | 2615.8953 | 7160.1477 | 2604.9737 | 3223.1606 | 75.6506 | 244 | 3127.9068 | 4170.409 | 5938.4197
2528 | 76986.2898 | 1222.968 | 0 | 76925.2898 | 2378.3385 | 3076.9877 | 2370.0278 | 3425.1622 | 161.3247 | 380 | -1061.2506 | 202.9257 | 1970.9364
2529 | 75846.7869 | 1728.342 | -1728.342 | 74057.4449 | 3089.8208 | 4321.2246 | 2641.0829 | 3399.7466 | 176.9494 | 434 | 2584.9883 | 3918.7892 | 5686.7999
2530 | 76416.9168 | 1153.6915 | 0 | 76355.9168 | 2947.8964 | 5511.193 | 2360.3003 | 3448.8686 | 158.1374 | 380 | 1386.7486 | 2647.7375 | 4415.7482
2531 | 75654.237 | 1718.8735 | -1718.8735 | 73874.3635 | 4098.1467 | 12045.5408 | 2457.1384 | 3236.2632 | 148.0304 | 54 | 9136.6322 | 10061.5142 | 11829.5249
2532 | 75874.3763 | 2421.4044 | 0 | 75813.3763 | 2220.5365 | 9683.4097 | 2651.2775 | 3442.7246 | 108.8101 | 380 | 7113.699 | 8325.3606 | 10093.3713
2533 | 76246.3837 | 1278.6757 | 0 | 76185.3837 | 1749.992 | 19574.5735 | 2430.1558 | 3371.0428 | 147.3415 | 244 | 16810.5963 | 17924.7894 | 19692.8001
2534 | 73841.0616 | 1208.5494 | 0 | 73780.0616 | 2327.5723 | 4389.1271 | 2374.7214 | 3132.6098 | 127.9617 | 190 | 3159.0244 | 4199.8376 | 5967.8483
2535 | 76574.417 | 1620.5333 | 0 | 76513.417 | 2407.2058 | 1651.2502 | 2146.7422 | 3290.2341 | 120.785 | 380 | -2462.1964 | -1238.5598 | 529.4509
2536 | 74919.7022 | 1624.2573 | -1624.2573 | 73234.4449 | 1701.4131 | 15373.9325 | 1630.4407 | 3146.0047 | 141.4218 | 434 | 14584.72 | 15882.9934 | 17651.0041
2537 | 73164.1742 | 1897.7703 | 0 | 73103.1742 | 2157.1396 | 10507.0767 | 2577.4083 | 3125.1991 | 143.2327 | 190 | 10319.5701 | 11375.6544 | 13143.6651
2538 | 75027.4788 | 1342.4896 | 0 | 74966.4788 | 3317.7383 | 6690.4862 | 1886.7092 | 3144.6977 | 139.8063 | 434 | 2807.8759 | 4104.5338 | 5872.5445
2539 | 74172.7353 | 1591.8516 | 0 | 74111.7353 | 2951.1529 | 13287.939 | 2238.4057 | 3127.5326 | 45.6326 | 190 | 10961.1892 | 11919.6734 | 13687.6841
2540 | 75004.9933 | 2038.0593 | 0 | 74943.9933 | 2816.9096 | 7788.6737 | 2239.551 | 3229.3449 | 219.6356 | 54 | 4866.8667 | 5863.3538 | 7631.3645
2541 | 75681.6998 | 2214.2432 | 0 | 75620.6998 | 1294.2833 | 3531.4539 | 2311.5858 | 3164.0261 | 106.0986 | 190 | 1462.2827 | 2481.2329 | 4249.2436
2542 | 76192.104 | 1332.8816 | -1332.8816 | 74798.2224 | 2818.8432 | 7250.7957 | 2702.3199 | 3261.5514 | 122.7672 | 380 | 4967.8014 | 6193.4201 | 7961.4308
2543 | 74547.6111 | 1363.3584 | 0 | 74486.6111 | 3307.3956 | 19256.8423 | 1648.6374 | 3150.0346 | 75.8398 | 54 | 15631.7077 | 16484.399 | 18252.4097
2544 | 76851.7879 | 1597.1082 | 0 | 76790.7879 | 3836.7764 | 2001.5578 | 1895.8685 | 3421.4265 | 137.3405 | 190 | -3938.5115 | -2888.3194 | -1120.3087
2545 | 76128.561 | 2113.7513 | -2113.7513 | 73953.8097 | 3476.9658 | 5790.8386 | 2572.1495 | 3311.5161 | 119.772 | 54 | 3613.9288 | 4510.5523 | 6278.563
2546 | 76679.3325 | 1447.5226 | 0 | 76618.3325 | 2731.8648 | 3783.5105 | 2311.1627 | 3493.7404 | 140.7263 | 190 | -391.5837 | 661.9941 | 2430.0048
2547 | 75398.0343 | 2127.1391 | -2127.1391 | 73209.8951 | 2795.6449 | 14231.934 | 2117.2028 | 3206.1336 | 112.2984 | 190 | 12919.9302 | 13945.0802 | 15713.0909
2548 | 76452.6206 | 1438.1573 | 0 | 76391.6206 | 2347.246 | 4855.2561 | 2383.1028 | 3190.5942 | 79.2692 | 190 | 1060.2865 | 2052.4073 | 3820.418
2549 | 75478.34 | 1557.8995 | -1557.8995 | 73859.4406 | 2514.5279 | 4502.9331 | 2398.0462 | 3178.4993 | 128.3376 | 54 | 3075.7102 | 3980.8994 | 5748.9101
2550 | 76590.1513 | 1415.166 | 0 | 76529.1513 | 3283.0147 | 11848.9709 | 2245.4332 | 3281.1429 | 135.5038 | 380 | 6933.581 | 8171.9363 | 9939.947
2551 | 76831.0464 | 1388.2661 | 0 | 76770.0464 | 4069.3072 | 20625.7758 | 2304.736 | 3319.8375 | 88.2727 | 244 | 14781.1958 | 15836.32 | 17604.3307
2552 | 76770.8336 | 1275.9037 | 0 | 76709.8336 | 1544.7737 | 15589.8825 | 2565.8682 | 3351.9951 | 191.3294 | 244 | 12623.3385 | 13781.5195 | 15549.5302
2553 | 75856.404 | 1641.248 | 0 | 75795.404 | 3361.0765 | 11606.5073 | 2505.4841 | 3142.4369 | 154.601 | 434 | 7468.1478 | 8779.6004 | 10547.6111
2554 | 75306.2873 | 1113.3862 | 0 | 75245.2873 | 3102.7096 | 5487.556 | 2171.88 | 3241.3559 | 161.5459 | 380 | 1922.9949 | 3187.3924 | 4955.4031
2555 | 76653.6851 | 1612.0879 | -1612.0879 | 74980.5972 | 1902.2899 | 7070.3837 | 1747.0545 | 3284.4833 | 152.8298 | 190 | 4589.2345 | 5654.9158 | 7422.9265
2556 | 75232.1201 | 1604.3317 | 0 | 75171.1201 | 2809.9669 | 9576.1917 | 2493.373 | 3146.5503 | 157.8913 | 54 | 6605.228 | 7539.9709 | 9307.9816
2557 | 76225.8831 | 1895.2604 | 0 | 76164.8831 | 2430.254 | 27450.2498 | 2402.771 | 3340.2511 | 51.4972 | 190 | 23968.3348 | 24932.6836 | 26700.6943
2558 | 76292.2245 | 1784.1942 | 0 | 76231.2245 | 2464.4237 | 5278.5139 | 2384.0534 | 3343.8522 | 137.6968 | 54 | 1680.9713 | 2595.5197 | 4363.5304
2559 | 76381.0589 | 1704.4497 | -1704.4497 | 74615.6092 | 2094.9714 | 7557.3362 | 2685.0243 | 3354.4055 | 125.7895 | 190 | 6256.3854 | 7295.0265 | 9063.0372
2560 | 75056.7973 | 1636.9315 | 0 | 74995.7973 | 2863.8223 | 10844.9358 | 2382.6113 | 3210.8909 | 147.6096 | 244 | 7949.0184 | 9063.4796 | 10831.4903
2561 | 74129.0544 | 1910.4491 | 0 | 74068.0544 | 1813.2404 | 11064.6985 | 2381.3615 | 3166.0629 | 168.6787 | 190 | 10101.028 | 11182.5582 | 12950.5689
2562 | 76476.8088 | 1432.4439 | 0 | 76415.8088 | 2687.9002 | 7867.9543 | 2116.0443 | 3345.1249 | 148.1211 | 54 | 3595.6145 | 4520.5871 | 6288.5978
2563 | 74122.6946 | 1524.7716 | 0 | 74061.6946 | 3210.087 | 2662.5037 | 2503.6639 | 3139.0204 | 113.6102 | 380 | 403.6064 | 1620.0682 | 3388.0789
2564 | 74874.2251 | 1459.1431 | -1459.1431 | 73354.082 | 3514.8889 | 10710.1779 | 2442.6978 | 3230.0668 | 89.7573 | 380 | 8884.1716 | 10076.7805 | 11844.7912
2565 | 74327.911 | 1190.7858 | 0 | 74266.911 | 3595.5083 | 7104.1946 | 2267.2169 | 3162.5251 | 157.0847 | 54 | 4041.7173 | 4975.6535 | 6743.6642
2566 | 75059.694 | 1515.272 | 0 | 74998.694 | 3157.3884 | 8663.8636 | 2380.4205 | 3124.4958 | 64.5307 | 434 | 5382.8975 | 6604.2797 | 8372.2904
2567 | 76245.4244 | 2244.6781 | 0 | 76184.4244 | 4328.3419 | 7502.5125 | 2505.4049 | 3332.2185 | 181.5319 | 244 | 2197.5697 | 3345.9532 | 5113.9639
2568 | 76139.7498 | 1440.5136 | -1440.5136 | 74638.2362 | 2115.2944 | 11255.2227 | 1885.5209 | 3446.4029 | 160.4989 | 434 | 9203.8159 | 10521.1663 | 12289.177
2569 | 75418.021 | 1776.4271 | 0 | 75357.021 | 2583.0727 | 12672.2774 | 2597.0728 | 3245.2883 | 159.8308 | 190 | 9944.7447 | 11017.427 | 12785.4377
2570 | 73719.3065 | 1505.7944 | 0 | 73658.3065 | 3124.9638 | 7889.2911 | 2233.9042 | 3129.1034 | 179.9308 | 54 | 5839.2285 | 6796.0108 | 8564.0215
2571 | 74631.959 | 1963.9571 | 0 | 74570.959 | 2159.8798 | 5889.8851 | 2349.2591 | 3137.2092 | 137.2757 | 190 | 4015.7147 | 5065.8419 | 6833.8526
2572 | 75400.787 | 1396.5799 | 0 | 75339.787 | 3572.3865 | 5835.2075 | 2388.7723 | 3158.6962 | 160.7806 | 54 | 1840.7025 | 2778.3346 | 4546.3453
2573 | 74518.9602 | 1519.8003 | -1519.8003 | 72938.1598 | 2860.4413 | 6534.2737 | 2574.5277 | 3158.1834 | 83.0743 | 244 | 5838.5837 | 6888.5095 | 8656.5202
2574 | 74266.8526 | 1727.6184 | 0 | 74205.8526 | 3576.4556 | 4635.9668 | 2367.3196 | 3136.3477 | 126.9456 | 244 | 1727.526 | 2821.3231 | 4589.3338
2575 | 75349.685 | 1174.8855 | -1174.8855 | 74113.7995 | 1623.0435 | 11259.0894 | 2249.7062 | 3283.4531 | 172.8924 | 190 | 10425.6057 | 11511.3496 | 13279.3603
2576 | 76172.1186 | 1868.7946 | 0 | 76111.1186 | 3555.8592 | 5458.6135 | 2599.3487 | 3307.9467 | 121.9582 | 190 | 1069.1311 | 2103.9409 | 3871.9516
2577 | 77147.4919 | 1494.1125 | -1494.1125 | 75592.3793 | 4089.8805 | 8207.6771 | 2324.7163 | 3426.5201 | 63.4629 | 54 | 3646.8537 | 4487.1682 | 6255.1789
2578 | 75731.0859 | 1381.6993 | 0 | 75670.0859 | 4544.5726 | 2720.6323 | 2571.6469 | 3224.6757 | 93.9633 | 434 | -2327.5035 | -1076.6886 | 691.3221
2579 | 75410.2933 | 2135.8473 | -2135.8473 | 73213.446 | 3074.2644 | 4414.528 | 2389.801 | 3237.3193 | 164.2749 | 190 | 3124.1379 | 4201.2644 | 5969.2751
2580 | 75668.8143 | 1921.082 | 0 | 75607.8143 | 2930.5269 | 7762.3828 | 2343.7011 | 3246.9757 | 116.153 | 190 | 4184.9183 | 5213.9229 | 6981.9336
2581 | 74626.4451 | 1748.308 | 0 | 74565.4451 | 4566.6605 | 3137.5441 | 2417.8007 | 3145.2259 | 180.6359 | 380 | -1061.3349 | 222.1526 | 1990.1633
2582 | 76584.1685 | 1232.1 | -1232.1 | 75291.0685 | 2836.5467 | 12829.8297 | 2181.5809 | 3345.2224 | 204.8719 | 190 | 9599.2177 | 10716.9412 | 12484.9519
2583 | 75277.4985 | 1660.3671 | 0 | 75216.4985 | 2961.5616 | 4487.6784 | 2022.7299 | 3263.3872 | 183.2127 | 54 | 965.9354 | 1925.9997 | 3694.0104
2584 | 74684.9957 | 1497.8836 | -1497.8836 | 73126.112 | 3215.1087 | 16991.6983 | 2376.3156 | 3170.4328 | 139.6789 | 54 | 15567.4259 | 16483.9563 | 18251.967
2585 | 76215.0266 | 1589.1775 | 0 | 76154.0266 | 4404.8848 | 18088.3191 | 2427.5248 | 3289.0489 | 170.5323 | 54 | 12616.1814 | 13563.5653 | 15331.576
2586 | 76257.4308 | 1759.8177 | 0 | 76196.4308 | 2897.9882 | 11007.1455 | 2323.9577 | 3410.9595 | 204.0793 | 54 | 7017.8437 | 7998.7746 | 9766.7853
2587 | 75884.5622 | 1595.3267 | 0 | 75823.5622 | 2258.6735 | 11141.3388 | 2287.428 | 3251.6774 | 246.2962 | 244 | 7968.4086 | 9181.5563 | 10949.567
2588 | 75655.2312 | 2056.6365 | 0 | 75594.2312 | 4121.2353 | 21660.8141 | 2144.8567 | 3310.5055 | 83.6059 | 244 | 16770.9098 | 17821.3672 | 19589.3779
2589 | 75633.4229 | 1443.472 | 0 | 75572.4229 | 3679.4865 | 6383.8119 | 2190.4313 | 3208.914 | 177.8453 | 190 | 1901.4478 | 2992.1446 | 4760.1553
2590 | 76475.9654 | 1406.6787 | -1406.6787 | 75008.2867 | 1504.8491 | 11516.2625 | 2140.7405 | 3306.8439 | 102.3963 | 54 | 9820.9109 | 10700.1587 | 12468.1694
2591 | 76228.4748 | 1870.9344 | 0 | 76167.4748 | 3066.1963 | 15229.1581 | 2429.8415 | 3329.0146 | 136.4724 | 54 | 11124.543 | 12037.8669 | 13805.8776
2592 | 76331.0044 | 1909.5582 | 0 | 76270.0044 | 4554.82 | 4948.6325 | 2519.3447 | 3436.6054 | 119.3116 | 54 | -550.0418 | 346.1214 | 2114.1321
2593 | 74525.3028 | 1808.7818 | -1808.7818 | 72655.521 | 2089.2412 | 5233.1522 | 2708.631 | 3129.8548 | 170.4522 | 54 | 5697.0757 | 6644.3794 | 8412.3901
2594 | 77050.3125 | 1977.8838 | 0 | 76989.3125 | 2519.4701 | 4982.2773 | 2298.5316 | 3444.3758 | 136.9832 | 434 | 586.6021 | 1880.4369 | 3648.4476
2595 | 75660.8207 | 1103.0845 | -1103.0845 | 74496.7362 | 3548.6726 | 13199.9216 | 2079.8804 | 3228.0511 | 105.1402 | 244 | 9832.6442 | 10904.636 | 12672.6467
2596 | 76624.2714 | 1849.8847 | 0 | 76563.2714 | 2709.6477 | 6690.05 | 2524.591 | 3488.2409 | 82.8218 | 244 | 2800.1629 | 3849.8362 | 5617.8469
2597 | 76842.4482 | 1512.7437 | 0 | 76781.4482 | 3427.6418 | 4896.7334 | 2374.3308 | 3283.4804 | 87.4677 | 54 | -284.3455 | 579.9738 | 2347.9845
2598 | 75160.2338 | 1326.0582 | -1326.0582 | 73773.1756 | 2457.4615 | 5211.3515 | 2595.3228 | 3151.3758 | 126.4901 | 54 | 4097.6131 | 5000.9548 | 6768.9655
2599 | 76074.4749 | 2119.4661 | 0 | 76013.4749 | 3317.2636 | 5590.7435 | 2234.0408 | 3247.2414 | 166.0606 | 190 | 1111.4872 | 2190.3993 | 3958.41
2600 | 77259.8183 | 1683.6575 | -1683.6575 | 75515.1608 | 2670.0634 | 5353.485 | 1776.3715 | 3559.5737 | 150.875 | 54 | 1874.406 | 2802.1325 | 4570.1432
2601 | 75830.9731 | 1981.7463 | -1981.7463 | 73788.2268 | 2374.1901 | 10105.3684 | 2549.1262 | 3176.4835 | 149.1176 | 54 | 9038.7612 | 9964.7304 | 11732.7411
2602 | 76102.4848 | 1372.7647 | 0 | 76041.4848 | 3432.2262 | 12066.5441 | 2295.9587 | 3295.8926 | 119.2893 | 244 | 7554.8844 | 8641.0253 | 10409.036
2603 | 75502.6616 | 1400.3201 | 0 | 75441.6616 | 3702.1464 | 10191.0287 | 2523.8133 | 3320.1919 | 149.7167 | 54 | 6261.4259 | 7187.9941 | 8956.0048
2604 | 75436.2689 | 1343.24 | 0 | 75375.2689 | 2930.297 | 10114.6556 | 2375.8618 | 3270.588 | 109.6149 | 244 | 6825.7395 | 7902.206 | 9670.2167
2605 | 74624.9929 | 1413.4389 | 0 | 74563.9929 | 2901.2837 | 7120.5762 | 2559.5078 | 3133.5281 | 153.9933 | 190 | 4718.5355 | 5785.3803 | 7553.391
2606 | 76024.2736 | 1743.5125 | 0 | 75963.2736 | 3280.2189 | 1506.1707 | 1913.5857 | 3324.9943 | 207.2146 | 380 | -3128.5418 | -1818.4757 | -50.465
2607 | 75383.8201 | 1422.3241 | -1422.3241 | 73900.496 | 2117.5014 | 9691.9124 | 1325.9586 | 3179.6947 | 224.2825 | 244 | 7549.7682 | 8740.9023 | 10508.913
2608 | 75216.8941 | 2215.6502 | 0 | 75155.8941 | 1977.7158 | 5371.556 | 2226.13 | 3231.1699 | 147.6072 | 244 | 3065.446 | 4179.9047 | 5947.9154
2609 | 76334.3856 | 1358.9532 | 0 | 76273.3856 | 1775.7211 | 13080.7146 | 2827.1329 | 3157.9471 | 195.3102 | 190 | 10386.8879 | 11495.0496 | 13263.0603
2610 | 75204.6519 | 2137.6074 | 0 | 75143.6519 | 2168.3157 | 10609.4618 | 2589.3414 | 3217.6353 | 128.9879 | 244 | 8474.6709 | 9570.5104 | 11338.5211
2611 | 76036.3774 | 1171.5865 | 0 | 75975.3774 | 2653.6347 | 4827.6916 | 1884.1401 | 3256.1847 | 154.3273 | 54 | 709.2042 | 1640.3831 | 3408.3938
2612 | 76467.7154 | 2388.1936 | -2388.1936 | 74018.5219 | 1726.3106 | 8193.2649 | 2456.9038 | 3398.6342 | 138.2712 | 190 | 7674.1705 | 8725.2932 | 10493.3039
2613 | 75925.6352 | 1220.4552 | 0 | 75864.6352 | 2442.545 | 8520.0192 | 2543.3615 | 3262.9119 | 87.3296 | 190 | 5389.3124 | 6389.4936 | 8157.5043
2614 | 73788.9154 | 1216.3682 | 0 | 73727.9154 | 3419.3848 | 9236.0259 | 2672.1077 | 3144.851 | 260.7848 | 244 | 7275.8844 | 8503.5207 | 10271.5314
2615 | 75759.3452 | 1756.1594 | 0 | 75698.3452 | 2785.8693 | 9118.1907 | 2566.5909 | 3301.6901 | 125.0975 | 54 | 5872.4571 | 6774.4062 | 8542.4169
2616 | 75103.8308 | 1940.7513 | 0 | 75042.8308 | 2489.7249 | 7012.2788 | 2305.0592 | 3204.8503 | 199.1606 | 54 | 4359.8327 | 5335.8449 | 7103.8556
2617 | 75918.9182 | 2173.3113 | 0 | 75857.9182 | 3816.1279 | 4679.4945 | 2453.2774 | 3263.0348 | 111.352 | 244 | 91.9606 | 1170.1642 | 2938.1749
2618 | 75775.0228 | 1538.1158 | -1538.1158 | 74175.907 | 4968.4185 | 7658.2061 | 2484.9107 | 3293.9202 | 168.1021 | 434 | 3662.9114 | 4987.865 | 6755.8757
2619 | 76028.2794 | 2232.1263 | 0 | 75967.2794 | 1563.1223 | 3094.2425 | 2376.5427 | 3403.1904 | 162.1397 | 190 | 713.7739 | 1788.7651 | 3556.7758
2620 | 75244.9339 | 1764.9333 | -1764.9333 | 73419.0006 | 3809.3466 | 5976.8966 | 2275.7457 | 3203.0342 | 225.4278 | 244 | 3597.5293 | 4789.8087 | 6557.8194
2621 | 76594.1486 | 2231.7545 | 0 | 76533.1486 | 3545.2227 | 2479.5098 | 2212.6575 | 3506.5547 | 207.0137 | 380 | -2509.4494 | -1199.5842 | 568.4265
2622 | 76933.8147 | 1219.61 | -1219.61 | 75653.2047 | 3442.7002 | 8140.6782 | 2570.8116 | 3514.1135 | 144.5985 | 244 | 4499.8983 | 5611.3484 | 7379.3591
2623 | 74749.1905 | 1432.7816 | 0 | 74688.1905 | 5502.4283 | 1778.0211 | 2301.9185 | 3140.0481 | 192.7278 | 380 | -3600.431 | -2304.8517 | -536.841
2624 | 74500.5125 | 1694.2459 | -1694.2459 | 72745.2666 | 2850.7291 | 12583.774 | 2311.4748 | 3269.3993 | 236.0091 | 190 | 11938.8524 | 13087.7131 | 14855.7238
2625 | 75577.5961 | 1307.4915 | 0 | 75516.5961 | 2111.6299 | 6107.3954 | 2214.3005 | 3205.0092 | 90.4355 | 54 | 3268.6791 | 4135.9661 | 5903.9768
2626 | 75185.1183 | 2034.4984 | 0 | 75124.1183 | 3312.5807 | 12986.7785 | 2277.0964 | 3303.0947 | 121.6816 | 244 | 9500.4706 | 10589.0037 | 12357.0144
2627 | 76313.0159 | 1289.9808 | 0 | 76252.0159 | 2665.8729 | 23295.9667 | 1830.1461 | 3296.4152 | 160.4675 | 244 | 18874.8392 | 20002.1582 | 21770.1689
2628 | 76252.2405 | 1802.9433 | 0 | 76191.2405 | 3929.0229 | 2795.5343 | 2356.8493 | 3429.4121 | 113.6817 | 380 | -2168.2676 | -951.7344 | 816.2763
2629 | 76136.0603 | 1594.6389 | -1594.6389 | 74480.4214 | 2404.7023 | 12119.3039 | 2033.3884 | 3462.055 | 167.3951 | 190 | 10099.8236 | 11180.0703 | 12948.081
2630 | 77679.869 | 2063.829 | 0 | 77618.869 | 1817.8939 | 3183.4413 | 2382.4237 | 3559.4503 | 121.5597 | 54 | -941.2475 | -42.8362 | 1725.1745
2631 | 76557.348 | 1081.1922 | -1081.1922 | 75415.1558 | 2436.9384 | 10832.5347 | 2260.8447 | 3448.4164 | 173.3583 | 380 | 8059.9015 | 9336.1113 | 11104.122
2632 | 74437.9985 | 1552.9725 | 0 | 74376.9985 | 1752.019 | 15530.7877 | 2180.225 | 3145.2259 | 102.7979 | 244 | 14097.4211 | 15167.0706 | 16935.0813
2633 | 75155.9824 | 2281.9187 | 0 | 75094.9824 | 2376.2663 | 26323.0193 | 2422.1773 | 3336.0461 | 118.1428 | 54 | 23980.194 | 24875.1884 | 26643.1991
2634 | 77524.2602 | 1157.5737 | 0 | 77463.2602 | 3010.2752 | 5265.9458 | 2551.5627 | 3492.3211 | 193.6464 | 244 | 206.4942 | 1366.9922 | 3135.0029
2635 | 75251.8353 | 1504.1782 | -1504.1782 | 73686.6571 | 1886.6811 | 9995.2303 | 1761.8324 | 3216.7371 | 99.9269 | 54 | 8770.6616 | 9647.4401 | 11415.4508
2636 | 75474.7108 | 2135.6319 | 0 | 75413.7108 | 1964.965 | 2358.3049 | 1876.1133 | 3238.1132 | 109.0309 | 434 | -535.9445 | 729.938 | 2497.9487
2637 | 75730.5259 | 1921.7371 | -1921.7371 | 73747.7888 | 1954.0751 | 23924.1993 | 2000.3907 | 3305.7821 | 89.1911 | 190 | 22898.7081 | 23900.7508 | 25668.7615
2638 | 75278.4322 | 1842.163 | 0 | 75217.4322 | 4843.9436 | 7438.0862 | 2686.3419 | 3196.441 | 100.6604 | 190 | 2629.6934 | 3643.2053 | 5411.216
2639 | 76094.7594 | 2091.258 | 0 | 76033.7594 | 3033.3188 | 5848.0076 | 2777.1077 | 3280.6732 | 134.7497 | 244 | 2208.9104 | 3310.5116 | 5078.5223
2640 | 76131.4397 | 1779.6343 | -1779.6343 | 74290.8054 | 2991.886 | 18010.6851 | 2399.7172 | 3391.1765 | 110.7704 | 190 | 15889.0874 | 16912.7093 | 18680.72
2641 | 75457.2783 | 1517.821 | 0 | 75396.2783 | 2088.7881 | 8451.1141 | 2227.5932 | 3140.6061 | 101.8763 | 244 | 5704.4471 | 6773.175 | 8541.1857
2642 | 73220.8055 | 1189.8805 | 0 | 73159.8055 | 2258.105 | 16548.3206 | 2264.2055 | 3124.7855 | 143.6464 | 190 | 15889.6011 | 16946.0991 | 18714.1098
2643 | 76118.3651 | 1841.3899 | 0 | 76057.3651 | 4417.2423 | 3936.8657 | 2687.3909 | 3290.2976 | 163.6284 | 190 | -1189.8532 | -113.3732 | 1654.6375
2644 | 76691.4983 | 1865.1061 | -1865.1061 | 74765.3922 | 2196.2664 | 9016.9078 | 2510.7405 | 3418.4789 | 67.4609 | 190 | 7354.6687 | 8334.9811 | 10102.9918
2645 | 76098.7885 | 1576.8341 | 0 | 76037.7885 | 3535.0639 | 15802.1703 | 2885.0428 | 3421.6888 | 62.5922 | 54 | 11906.2494 | 12745.6932 | 14513.7039
2646 | 75370.9486 | 1760.1632 | 0 | 75309.9486 | 3926.7788 | 10121.2573 | 2704.2587 | 3308.7099 | 94.0952 | 434 | 6267.6985 | 7518.6453 | 9286.656
2647 | 76170.9337 | 1428.011 | 0 | 76109.9337 | 3423.7854 | 4514.3121 | 1992.2943 | 3382.9085 | 186.4688 | 190 | -274.0042 | 825.3161 | 2593.3268
2648 | 75449.0165 | 1650.2703 | -1650.2703 | 73737.7462 | 3454.1497 | 1673.0441 | 2266.8355 | 3248.1937 | 67.1481 | 244 | -633.6225 | 400.3771 | 2168.3878
2649 | 76343.9645 | 2310.7295 | -2310.7295 | 73972.235 | 1851.4381 | 6450.0824 | 2355.771 | 3301.6694 | 187.9126 | 244 | 5654.0497 | 6808.8138 | 8576.8245
2650 | 75819.5999 | 1183.1 | 0 | 75758.5999 | 2616.5134 | 13351.7604 | 2062.7106 | 3273.9073 | 70.8632 | 434 | 9683.465 | 10911.1798 | 12679.1905
2651 | 76643.4621 | 1933.4549 | 0 | 76582.4621 | 1736.8717 | 12635.6618 | 2538.573 | 3394.1772 | 171.5744 | 54 | 9619.2781 | 10567.7041 | 12335.7148
2652 | 75422.2421 | 1420.8578 | 0 | 75361.2421 | 3906.6232 | 1693.6682 | 2640.1801 | 3221.1185 | 88.3281 | 54 | -2342.6985 | -1477.5188 | 290.4919
2653 | 74446.9918 | 2171.9996 | -2171.9996 | 72213.9922 | 2912.0123 | 3239.053 | 1902.6782 | 3146.4448 | 129.6785 | 380 | 2532.3715 | 3764.9015 | 5532.9122
2654 | 75208.5938 | 2086.276 | 0 | 75147.5938 | 1873.0755 | 5334.8569 | 2649.6423 | 3134.6607 | 103.5729 | 190 | 3468.6905 | 4485.1149 | 6253.1256
2655 | 75690.2387 | 1182.4851 | 0 | 75629.2387 | 2802.7681 | 12400.6501 | 1907.3545 | 3201.1024 | 159.2208 | 190 | 8447.3002 | 9519.3725 | 11287.3832
2656 | 76404.7878 | 1829.3152 | 0 | 76343.7878 | 2564.1819 | 4675.8648 | 2537.028 | 3272.2012 | 148.9968 | 244 | 947.3243 | 2063.1727 | 3831.1834
2657 | 76644.6014 | 1724.3382 | -1724.3382 | 74859.2632 | 2753.5196 | 12568.8652 | 1359.7456 | 3406.0957 | 138.9415 | 244 | 9092.1236 | 10197.9166 | 11965.9273
2658 | 75537.3073 | 1864.7437 | 0 | 75476.3073 | 4278.8674 | 14545.9146 | 2618.9903 | 3335.1478 | 102.6275 | 190 | 10115.0781 | 11130.5572 | 12898.5679
2659 | 73315.2705 | 2303.5522 | 0 | 73254.2705 | 4565.4818 | 20540.8218 | 2230.3584 | 3130.4992 | 135.4165 | 54 | 17452.127 | 18364.3951 | 20132.4058
2660 | 74590.3911 | 1376.8897 | 0 | 74529.3911 | 3420.5328 | 16500.566 | 1688.1428 | 3200.6352 | 122.6292 | 54 | 12809.62 | 13709.1008 | 15477.1115
2661 | 77491.4189 | 1995.7817 | 0 | 77430.4189 | 2753.6526 | 3647.8427 | 2276.8486 | 3468.95 | 112.0918 | 54 | -1420.2302 | -531.2869 | 1236.7238
2662 | 74190.9087 | 1447.5088 | -1447.5088 | 72682.3999 | 2402.2821 | 10120.718 | 2222.8227 | 3171.2092 | 201.7256 | 244 | 9800.268 | 10968.8451 | 12736.8558
2663 | 75340.3871 | 1352.0052 | 0 | 75279.3871 | 2782.1105 | 2659.509 | 2316.8308 | 3222.5214 | 115.3356 | 434 | -492.4364 | 779.7507 | 2547.7614
2664 | 76315.2468 | 1401.3639 | -1401.3639 | 74852.8829 | 2373.9247 | 8889.1501 | 2528.2558 | 3325.1492 | 126.1191 | 434 | 6885.9475 | 8168.9182 | 9936.9289
2665 | 75656.5351 | 1436.7065 | 0 | 75595.5351 | 3626.782 | 13592.0363 | 2609.1534 | 3182.635 | 157.7265 | 54 | 9531.7077 | 10466.2857 | 12234.2964
2666 | 76417.8289 | 1259.3734 | 0 | 76356.8289 | 1777.6808 | 18787.9625 | 2144.1543 | 3238.9626 | 98.5325 | 54 | 15406.7697 | 16282.1538 | 18050.1645
2667 | 76908.8086 | 1545.9802 | 0 | 76847.8086 | 2083.4421 | 6929.3117 | 2005.8777 | 3292.3404 | 44.5246 | 54 | 2666.4791 | 3487.8553 | 5255.866
2668 | 74198.7295 | 1701.7817 | 0 | 74137.7295 | 2471.6746 | 13940.1327 | 2546.6138 | 3123.7705 | 74.8168 | 244 | 12371.3129 | 13412.9812 | 15180.9919
2669 | 76769.4596 | 1924.937 | 0 | 76708.4596 | 2338.9349 | 11270.2329 | 2418.7278 | 3493.8493 | 184.3968 | 190 | 7505.6155 | 8602.8639 | 10370.8746
2670 | 75492.8382 | 2195.9899 | 0 | 75431.8382 | 2724.5206 | 15393.38 | 1315.595 | 3354.8591 | 102.3452 | 434 | 11277.6753 | 12536.8721 | 14304.8828
2671 | 75730.9468 | 1166.3114 | 0 | 75669.9468 | 3502.9851 | 11934.9575 | 2088.8992 | 3424.3306 | 77.2744 | 244 | 7645.4553 | 8689.5813 | 10457.592
2672 | 76516.4103 | 2314.4111 | 0 | 76455.4103 | 3267.4638 | 7182.254 | 2203.2342 | 3296.6014 | 218.4795 | 190 | 2329.4156 | 3460.7467 | 5228.7574
2673 | 76112.3726 | 1900.6222 | -1900.6222 | 74150.7504 | 3840.0797 | 8032.3964 | 2363.5976 | 3341.8964 | 100.9432 | 54 | 5117.2602 | 5995.055 | 7763.0657
2674 | 74995.5728 | 1363.5753 | 0 | 74934.5728 | 2891.0915 | 3714.1499 | 2233.5459 | 3321.1402 | 163.342 | 380 | 813.3717 | 2079.5652 | 3847.5759
2675 | 74003.1357 | 1529.1977 | -1529.1977 | 72412.938 | 2233.9236 | 5290.7406 | 2255.5684 | 3124.1443 | 146.2194 | 54 | 5393.7918 | 6316.8627 | 8084.8734
2676 | 76578.4791 | 1443.2418 | 0 | 76517.4791 | 4087.8759 | 14159.8606 | 2244.2542 | 3419.3448 | 72.6748 | 54 | 8588.3045 | 9437.8309 | 11205.8416
2677 | 74685.0609 | 1836.9808 | 0 | 74624.0609 | 4614.6726 | 5134.8832 | 2466.5605 | 3156.1138 | 133.6971 | 54 | 889.0239 | 1799.5726 | 3567.5833
2678 | 75019.1019 | 1482.2651 | -1482.2651 | 73475.8369 | 3872.122 | 6777.9954 | 2454.9483 | 3202.629 | 71.438 | 380 | 4457.8139 | 5632.1035 | 7400.1142
2679 | 76066.0712 | 1889.0674 | 0 | 76005.0712 | 1640.8499 | 10508.8302 | 2285.0102 | 3361.2413 | 101.3997 | 54 | 7879.3606 | 8757.6119 | 10525.6226
2680 | 76381.3874 | 1366.2636 | 0 | 76320.3874 | 1466.5301 | 2425.6928 | 2155.653 | 3406.3108 | 158.3639 | 244 | -429.0609 | 696.1545 | 2464.1652
2681 | 76098.9824 | 2155.7751 | -2155.7751 | 73882.2074 | 3621.3651 | 3331.8871 | 2218.2181 | 3422.0403 | 92.9612 | 244 | 838.7731 | 1898.5858 | 3666.5965
2682 | 75782.3756 | 1769.4944 | -1769.4944 | 73951.8812 | 2370.1624 | 1692.7581 | 1483.0356 | 3250.9219 | 208.9857 | 434 | -525.1281 | 840.7092 | 2608.7199
2683 | 74798.9462 | 1983.65 | -1983.65 | 72754.2962 | 4331.2654 | 4519.5763 | 2685.2013 | 3142.7064 | 206.2922 | 244 | 2632.1224 | 3805.2661 | 5573.2768
2684 | 75683.3941 | 1247.0652 | 0 | 75622.3941 | 3315.224 | 24215.6661 | 2256.0838 | 3178.3119 | 89.7501 | 190 | 20082.6436 | 21085.2453 | 22853.256
2685 | 76956.6849 | 1254.9772 | 0 | 76895.6849 | 2461.3273 | 3479.669 | 2021.222 | 3406.1911 | 157.9391 | 380 | -1079.73 | 181.0606 | 1949.0713
2686 | 76363.6385 | 1575.479 | -1575.479 | 74727.1595 | 2251.2421 | 4991.7452 | 2284.2291 | 3501.0326 | 156.6092 | 434 | 3168.8054 | 4482.2661 | 6250.2768
2687 | 74696.0589 | 1700.7479 | 0 | 74635.0589 | 2292.6095 | 14358.5889 | 2213.5795 | 3198.1398 | 73.205 | 190 | 12212.8398 | 13198.8963 | 14966.907
2688 | 74985.7696 | 1526.5778 | 0 | 74924.7696 | 4186.4105 | 570.9328 | 1404.1447 | 3172.05 | 79.5285 | 190 | -4593.8526 | -3601.4725 | -1833.4618
2689 | 75480.8175 | 1782.0399 | -1782.0399 | 73637.7776 | 3320.9994 | 9030.9529 | 2525.7135 | 3243.0566 | 58.7679 | 190 | 7211.146 | 8182.7655 | 9950.7762
2690 | 76215.8014 | 1239.8702 | 0 | 76154.8014 | 2564.1692 | 4801.1343 | 2305.3429 | 3364.8143 | 111.2767 | 190 | 1122.521 | 2146.6493 | 3914.66
2691 | 74811.8024 | 2090.8596 | -2090.8596 | 72659.9428 | 3252.3774 | 11006.5692 | 2533.2141 | 3172.0929 | 131.4695 | 244 | 10169.756 | 11268.0771 | 13036.0878
2692 | 75133.2143 | 1895.2633 | 0 | 75072.2143 | 3596.1854 | 6207.0677 | 2371.1668 | 3259.1256 | 154.7335 | 54 | 2539.1604 | 3470.7455 | 5238.7562
2693 | 74063.8958 | 2150.549 | 0 | 74002.8958 | 2695.1145 | 3868.8004 | 2620.7208 | 3144.0076 | 122.345 | 244 | 2305.7184 | 3394.9149 | 5162.9256
2694 | 76188.9733 | 1555.9778 | -1555.9778 | 74571.9955 | 3057.9933 | 7097.8685 | 2425.2202 | 3270.7249 | 144.0115 | 54 | 4534.0247 | 5454.8878 | 7222.8985
2695 | 75692.5082 | 1579.1264 | 0 | 75631.5082 | 2733.3516 | 4832.2621 | 2584.2119 | 3317.0032 | 140.8605 | 244 | 1738.8174 | 2846.5295 | 4614.5402
2696 | 76083.3514 | 1405.487 | -1405.487 | 74616.8645 | 1923.5935 | 13511.8804 | 1896.6127 | 3332.5725 | 133.6344 | 54 | 11570.8077 | 12481.2936 | 14249.3043
2697 | 74793.2755 | 1669.3589 | 0 | 74732.2755 | 3055.6851 | 10611.8815 | 2455.2323 | 3157.4557 | 187.0874 | 434 | 7806.8088 | 9150.7478 | 10918.7585
2698 | 74872.9375 | 2309.2989 | 0 | 74811.9375 | 2809.8912 | 8746.073 | 2528.3254 | 3216.7412 | 132.6012 | 54 | 6239.511 | 7148.9637 | 8916.9744
2699 | 74657.2371 | 1796.485 | 0 | 74596.2371 | 2730.6693 | 6138.7951 | 2879.7819 | 3135.397 | 129.9047 | 434 | 4197.2676 | 5484.0238 | 7252.0345
2700 | 75149.045 | 1378.1462 | 0 | 75088.045 | 2766.8063 | 2060.7852 | 2520.0567 | 3159.4319 | 74.101 | 54 | -744.3774 | 106.5751 | 1874.5858
2701 | 76033.4911 | 1993.1907 | -1993.1907 | 73979.3004 | 2716.4317 | 13703.945 | 2299.8257 | 3248.7596 | 129.9187 | 54 | 11926.9981 | 12833.7683 | 14601.779
2702 | 74924.5023 | 1402.9553 | 0 | 74863.5023 | 3091.6081 | 1360.1622 | 2140.9574 | 3297.2107 | 78.9039 | 244 | -1786.5802 | -740.8247 | 1027.186
2703 | 76411.507 | 2322.5643 | -2322.5643 | 74027.9427 | 3054.763 | 3274.7374 | 2281.2306 | 3455.4165 | 134.8804 | 434 | 1298.8787 | 2590.6107 | 4358.6214
2704 | 75386.3875 | 1529.2884 | -1529.2884 | 73796.0991 | 2503.9102 | 8685.865 | 2392.2325 | 3249.4592 | 75.4677 | 54 | 7397.7474 | 8250.0666 | 10018.0773
2705 | 75346.505 | 1757.9153 | 0 | 75285.505 | 2667.5613 | 20378.2581 | 1985.371 | 3209.5751 | 68.3887 | 54 | 16990.338 | 17835.5782 | 19603.5889
2706 | 74602.3608 | 2129.5132 | 0 | 74541.3608 | 2837.7473 | 28416.5138 | 2573.2491 | 3149.1227 | 142.5365 | 54 | 26129.9776 | 27049.3656 | 28817.3763
2707 | 76760.9946 | 1636.5182 | 0 | 76699.9946 | 2054.9755 | 7715.6589 | 2055.4419 | 3451.9362 | 187.5667 | 54 | 3838.2669 | 4802.6852 | 6570.6959
2708 | 76902.4947 | 2158.8232 | 0 | 76841.4947 | 2547.9493 | 11772.7004 | 2525.07 | 3429.2441 | 71.8587 | 190 | 7707.7704 | 8692.4807 | 10460.4914
2709 | 74116.5319 | 2028.4098 | 0 | 74055.5319 | 4404.1809 | 2617.0094 | 2491.7321 | 3133.9249 | 155.8008 | 244 | -846.8464 | 275.8059 | 2043.8166
2710 | 75823.3378 | 1506.4489 | -1506.4489 | 74255.8889 | 2562.4766 | 3929.57 | 2316.1576 | 3312.0753 | 125.8127 | 190 | 2109.6374 | 3148.3016 | 4916.3123
2711 | 75422.4559 | 1942.0546 | -1942.0546 | 73419.4013 | 2216.9483 | 7493.8759 | 2098.7972 | 3293.9655 | 97.0321 | 244 | 6620.4891 | 7684.3728 | 9452.3835
2712 | 75642.046 | 1670.7989 | 0 | 75581.046 | 3363.2652 | 7044.1364 | 2318.5256 | 3241.9294 | 123.8443 | 190 | 3030.4802 | 4067.176 | 5835.1867
2713 | 75012.4385 | 1508.7162 | 0 | 74951.4385 | 2791.0473 | 2083.6974 | 2366.7538 | 3146.6494 | 174.3195 | 244 | -775.1851 | 365.9859 | 2133.9966
2714 | 76241.5345 | 1947.5262 | -1947.5262 | 74233.0083 | 2403.3138 | 7682.4734 | 2435.6573 | 3268.073 | 178.3864 | 54 | 6120.0816 | 7075.3195 | 8843.3302
2715 | 76378.5281 | 1890.6271 | 0 | 76317.5281 | 2735.2505 | 9546.5653 | 2094.9973 | 3451.2037 | 144.0191 | 434 | 5410.1876 | 6711.0582 | 8479.0689
2716 | 75445.5759 | 1829.7208 | 0 | 75384.5759 | 3122.6632 | 8848.7102 | 2568.9173 | 3360.9059 | 89.3898 | 190 | 5641.4943 | 6643.7358 | 8411.7465
2717 | 76017.3519 | 1802.5439 | 0 | 75956.3519 | 3421.3363 | 8812.8471 | 2611.8674 | 3306.9666 | 156.9414 | 244 | 4724.193 | 5847.9859 | 7615.9966
2718 | 76157.9562 | 1729.2693 | 0 | 76096.9562 | 2854.1527 | 11504.6301 | 2362.6677 | 3279.875 | 107.9483 | 244 | 7566.2638 | 8641.0637 | 10409.0744
2719 | 73715.2838 | 1796.1963 | 0 | 73654.2838 | 3853.479 | 4810.1486 | 1434.9356 | 3126.6509 | 64.8333 | 434 | 1234.1724 | 2455.8572 | 4223.8679
2720 | 75994.047 | 2081.5034 | -2081.5034 | 73851.5436 | 2916.959 | 8957.9302 | 2422.9272 | 3265.7531 | 161.9742 | 190 | 7248.308 | 8323.1337 | 10091.1444
2721 | 75608.5388 | 1652.8114 | 0 | 75547.5388 | 1498.7904 | 15893.9763 | 2430.0823 | 3143.4301 | 219.6262 | 54 | 13791.3594 | 14787.8371 | 16555.8478
2722 | 75190.0393 | 2205.1666 | 0 | 75129.0393 | 1780.4422 | 13855.6226 | 2377.0584 | 3204.0223 | 175.3457 | 54 | 11897.4219 | 12849.6192 | 14617.6299
2723 | 74888.9987 | 1737.6727 | 0 | 74827.9987 | 3237.6029 | 3629.1774 | 1910.0977 | 3169.9997 | 142.6638 | 54 | 13.8732 | 933.3886 | 2701.3993
2724 | 76219.6936 | 1300.5147 | -1300.5147 | 74858.1789 | 4606.289 | 2217.4984 | 2212.3227 | 3336.8699 | 196.7059 | 54 | -2327.5769 | -1354.0195 | 413.9912
2725 | 76585.2639 | 1654.1152 | -1654.1152 | 74870.1486 | 3243.9569 | 6648.7114 | 2338.2657 | 3484.4602 | 159.5892 | 380 | 3727.5318 | 4989.9726 | 6757.9833
2726 | 74632.0024 | 1513.3665 | 0 | 74571.0024 | 3891.9092 | 4857.476 | 2036.3571 | 3138.2505 | 128.6996 | 54 | 939.3719 | 1844.923 | 3612.9337
2727 | 75967.9927 | 1604.5208 | -1604.5208 | 74302.4718 | 1009.4676 | 13725.8883 | 2647.2976 | 3287.4507 | 193.1222 | 190 | 13718.8972 | 14824.871 | 16592.8817
2728 | 75813.9496 | 1092.7761 | 0 | 75752.9496 | 1752.5342 | 8732.459 | 2692.2575 | 3225.8327 | 164.6743 | 244 | 6515.2654 | 7646.7913 | 9414.802
2729 | 74625.7802 | 2019.1075 | 0 | 74564.7802 | 3230.5742 | 5737.8506 | 2239.665 | 3190.6495 | 191.2814 | 190 | 2743.0106 | 3847.1436 | 5615.1543
2730 | 75388.3083 | 1543.6213 | 0 | 75327.3083 | 1719.8287 | 12848.9718 | 2781.6084 | 3229.213 | 138.538 | 190 | 11182.8562 | 12234.2457 | 14002.2564
2731 | 75351.4199 | 1284.8834 | 0 | 75290.4199 | 2994.3947 | 5240.9023 | 2503.2023 | 3260.1762 | 132.1522 | 54 | 2089.6663 | 2998.67 | 4766.6807
2732 | 75902.1451 | 1373.6013 | -1373.6013 | 74467.5438 | 3872.5354 | 13212.306 | 1612.0341 | 3255.4003 | 77.6187 | 54 | 9109.8613 | 9964.3316 | 11732.3423
2733 | 75958.9193 | 1325.8136 | 0 | 75897.9193 | 3570.0776 | 8304.2085 | 2198.1385 | 3483.0899 | 208.799 | 190 | 3887.6401 | 5009.2907 | 6777.3014
2734 | 77020.3914 | 1581.3386 | 0 | 76959.3914 | 3531.0888 | 3628.8774 | 2361.4787 | 3459.4818 | 88.3463 | 54 | -1670.4423 | -805.2444 | 962.7663
2735 | 76313.9829 | 1232.2594 | -1232.2594 | 75020.7235 | 2853.7374 | 3286.4211 | 2406.1773 | 3326.0826 | 193.9554 | 244 | 514.4201 | 1675.2271 | 3443.2378
2736 | 74334.969 | 2273.5049 | -2273.5049 | 72000.464 | 2643.916 | 8485.8783 | 2308.5874 | 3133.1909 | 160.3081 | 54 | 8653.4766 | 9590.6363 | 11358.647
2737 | 76595.9768 | 1677.3109 | 0 | 76534.9768 | 2836.1605 | 11780.0814 | 2277.6639 | 3370.1056 | 127.5029 | 54 | 7426.9135 | 8331.268 | 10099.2787
2738 | 74653.8841 | 1600.5599 | 0 | 74592.8841 | 2118.4644 | 6464.9694 | 2418.0609 | 3253.057 | 82.8356 | 434 | 4794.9389 | 6034.626 | 7802.6367
2739 | 76384.3944 | 1556.7134 | 0 | 76323.3944 | 3467.6885 | 5943.6964 | 2545.4118 | 3285.4041 | 133.7921 | 190 | 1353.6294 | 2400.2731 | 4168.2838
2740 | 76916.6685 | 2027.8388 | -2027.8388 | 74827.8297 | 5516.166 | 14437.3758 | 2473.38 | 3308.9303 | 113.0734 | 244 | 9245.8904 | 10325.8154 | 12093.8261
2741 | 74953.4722 | 1894.1987 | 0 | 74892.4722 | 2485.293 | 9174.9565 | 2215.0263 | 3278.2857 | 55.3595 | 54 | 6660.7033 | 7492.9144 | 9260.9251
2742 | 74414.3999 | 1858.9788 | 0 | 74353.3999 | 4091.1601 | 6664.0727 | 2560.7105 | 3175.2235 | 99.5673 | 380 | 3325.6467 | 4528.0656 | 6296.0763
2743 | 75428.839 | 1787.7599 | 0 | 75367.839 | 3227.3125 | 6563.8265 | 2324.6267 | 3361.8428 | 113.6321 | 380 | 3025.3446 | 4241.8282 | 6009.8389
2744 | 76509.4717 | 1849.4572 | 0 | 76448.4717 | 1619.0227 | 15106.3976 | 2159.214 | 3447.7389 | 150.1832 | 54 | 12016.0562 | 12943.091 | 14711.1017
2745 | 75834.0067 | 1837.7226 | 0 | 75773.0067 | 843.8767 | 12452.9923 | 1996.0471 | 3304.7001 | 214.2179 | 54 | 10507.0562 | 11498.1257 | 13266.1364
2746 | 76342.235 | 2199.1321 | 0 | 76281.235 | 2981.5269 | 6775.2986 | 2315.3207 | 3394.4686 | 169.7767 | 244 | 2592.526 | 3729.1543 | 5497.165
2747 | 75228.8138 | 1810.3712 | 0 | 75167.8138 | 2626.6149 | 13614.0433 | 2227.4499 | 3177.6857 | 153.6551 | 190 | 10594.9502 | 11661.4569 | 13429.4676
2748 | 74709.6203 | 1485.3548 | 0 | 74648.6203 | 3823.9035 | 6709.8115 | 1803.473 | 3131.5217 | 156.1909 | 380 | 2542.4823 | 3801.5247 | 5569.5354
2749 | 75553.3569 | 1812.3424 | 0 | 75492.3569 | 1927.0542 | 10408.7293 | 2576.4978 | 3461.1401 | 78.3478 | 54 | 8397.1561 | 9252.3554 | 11020.3661
2750 | 76392.2566 | 2038.3383 | 0 | 76331.2566 | 3284.8546 | 6043.5798 | 2364.185 | 3400.8307 | 249.0922 | 190 | 1562.6844 | 2724.6282 | 4492.6389
2751 | 75975.4036 | 1498.3037 | -1498.3037 | 74416.0999 | 2954.0286 | 5635.1897 | 2557.9329 | 3363.2553 | 44.4024 | 434 | 3556.4493 | 4757.7033 | 6525.714
2752 | 75256.5633 | 1781.6213 | 0 | 75195.5633 | 2936.584 | 8410.6569 | 2319.9259 | 3259.0605 | 152.2853 | 244 | 5227.6959 | 6346.8328 | 8114.8435
2753 | 75426.3637 | 1457.6078 | 0 | 75365.3637 | 3644.1767 | 13432.5298 | 2459.8603 | 3244.5287 | 166.742 | 54 | 9497.5784 | 10441.172 | 12209.1827
2754 | 74288.8414 | 1447.2348 | 0 | 74227.8414 | 2268.9064 | 11292.3601 | 2329.3115 | 3142.9151 | 130.4611 | 190 | 9638.0388 | 10681.3514 | 12449.3621
2755 | 75410.0373 | 1664.9154 | 0 | 75349.0373 | 3039.5678 | 10132.1714 | 2384.471 | 3198.0547 | 156.9128 | 244 | 6696.292 | 7820.0564 | 9588.0671
2756 | 74047.7722 | 1730.0175 | 0 | 73986.7722 | 3816.6938 | 9393.3433 | 2273.3209 | 3227.0636 | 253.2871 | 244 | 6460.4617 | 7680.6004 | 9448.6111
2757 | 75227.1982 | 2203.5811 | 0 | 75166.1982 | 2585.0753 | 4696.642 | 2361.2217 | 3268.4151 | 117.4058 | 434 | 1945.2052 | 3219.4625 | 4987.4732
2758 | 75590.9133 | 2182.4229 | -2182.4229 | 73347.4904 | 1389.5786 | 16249.5985 | 2226.9492 | 3276.8808 | 170.7429 | 244 | 16386.5596 | 17524.1541 | 19292.1648
2759 | 76284.1581 | 1758.6419 | 0 | 76223.1581 | 3757.0269 | 8342.9037 | 2644.0385 | 3274.5083 | 35.5776 | 380 | 3651.4654 | 4789.8946 | 6557.9053
2760 | 75193.0416 | 1163.3454 | 0 | 75132.0416 | 2276.1363 | 7577.4366 | 2286.1852 | 3145.045 | 56.3638 | 54 | 4970.689 | 5803.9044 | 7571.9151
2761 | 74233.5388 | 1773.5613 | 0 | 74172.5388 | 2456.0301 | 11743.4706 | 2321.4438 | 3183.5536 | 182.4429 | 244 | 9990.0991 | 11139.3936 | 12907.4043
2762 | 74549.2752 | 1716.5581 | 0 | 74488.2752 | 2172.5682 | 9780.6538 | 2590.0455 | 3152.4921 | 106.42 | 380 | 8232.5479 | 9441.8195 | 11209.8302
2763 | 75403.9897 | 1824.03 | 0 | 75342.9897 | 3069.9404 | 13781.3346 | 2351.3722 | 3196.1293 | 188.9318 | 244 | 10286.106 | 11441.8894 | 13209.9001
2764 | 75725.8539 | 2021.9737 | 0 | 75664.8539 | 2093.5074 | 10897.8577 | 2564.2553 | 3226.5338 | 139.1644 | 190 | 8300.4856 | 9352.5015 | 11120.5122
2765 | 75944.2839 | 1114.2371 | 0 | 75883.2839 | 1858.2362 | 3491.2337 | 2364.0398 | 3262.0664 | 164.403 | 54 | 746.0198 | 1687.2744 | 3455.2851
2766 | 74699.4258 | 1978.3503 | -1978.3503 | 72660.0755 | 3670.5321 | 3271.1731 | 2566.4745 | 3209.5735 | 195.7021 | 190 | 2086.8133 | 3195.367 | 4963.3777
2767 | 74148.1072 | 1609.767 | -1609.767 | 72477.3402 | 2688.7191 | 5218.4452 | 2427.7239 | 3129.206 | 153.0272 | 54 | 4979.516 | 5909.3947 | 7677.4054
2768 | 75758.3223 | 2214.2526 | 0 | 75697.3223 | 3110.971 | 6698.4585 | 2245.1618 | 3308.2537 | 92.6287 | 380 | 2813.7808 | 4009.261 | 5777.2717
2769 | 73803.9843 | 1463.5033 | 0 | 73742.9843 | 4129.8159 | 6863.8871 | 2095.1636 | 3132.5999 | 136.7845 | 54 | 3589.0504 | 4502.6865 | 6270.6972
2770 | 75399.2028 | 1747.9453 | 0 | 75338.2028 | 3605.9052 | 8935.3257 | 2261.2641 | 3200.8974 | 130.3202 | 380 | 4823.5791 | 6056.7508 | 7824.7615
2771 | 76780.1789 | 1425.7751 | 0 | 76719.1789 | 1792.0887 | 6865.9701 | 2250.7861 | 3368.4871 | 126.0276 | 54 | 3344.1757 | 4247.0549 | 6015.0656
2772 | 76390.1736 | 1888.5862 | 0 | 76329.1736 | 4128.5428 | 8372.1925 | 2543.5118 | 3252.0038 | 178.6061 | 190 | 3080.1916 | 4171.6493 | 5939.66
2773 | 74037.7327 | 1232.1516 | 0 | 73976.7327 | 2951.9824 | 11837.3595 | 2133.5851 | 3143.247 | 167.4245 | 380 | 9555.6766 | 10825.9526 | 12593.9633
2774 | 76270.7843 | 1247.2985 | 0 | 76209.7843 | 4372.5288 | 4474.9425 | 2601.9164 | 3226.1845 | 130.3187 | 434 | -909.0697 | 378.1005 | 2146.1112
2775 | 75737.9479 | 1502.4288 | -1502.4288 | 74174.5191 | 2620.2561 | 5403.2515 | 2320.5636 | 3239.3893 | 153.4928 | 244 | 3538.6291 | 4658.9735 | 6426.9842
2776 | 76018.6773 | 1896.5903 | 0 | 75957.6773 | 2816.3762 | 5506.602 | 2495.8396 | 3183.3113 | 76.2053 | 190 | 1781.8993 | 2770.9562 | 4538.9669
2777 | 74907.631 | 1690.5799 | -1690.5799 | 73156.0511 | 2178.3011 | 4708.7782 | 2131.2344 | 3170.0889 | 148.2328 | 434 | 4045.9493 | 5351.0337 | 7119.0444
2778 | 76232.4662 | 1365.6857 | 0 | 76171.4662 | 2259.0522 | 11682.6589 | 2217.9322 | 3360.0516 | 173.9338 | 190 | 8200.3242 | 9287.1096 | 11055.1203
2779 | 76943.2279 | 1889.8372 | 0 | 76882.2279 | 2184.0302 | 7034.6541 | 2467.2879 | 3502.8666 | 171.3124 | 244 | 3308.7505 | 4446.9145 | 6214.9252
2780 | 76573.9854 | 1456.6131 | 0 | 76512.9854 | 1720.9139 | 9923.4528 | 2678.0386 | 3303.2118 | 147.1679 | 380 | 7041.0038 | 8291.0233 | 10059.034
2781 | 75728.2487 | 1598.0714 | 0 | 75667.2487 | 3424.852 | 8973.7313 | 2458.0281 | 3196.4454 | 94.2205 | 380 | 4906.3041 | 6103.3762 | 7871.3869
2782 | 75672.111 | 1843.3991 | 0 | 75611.111 | 1755.7161 | 7237.3094 | 2362.6608 | 3190.449 | 184.0373 | 54 | 4793.7921 | 5754.6809 | 7522.6916
2783 | 76205.2656 | 1632.9084 | 0 | 76144.2656 | 3507.879 | 4713.9993 | 2560.2819 | 3482.2445 | 95.7698 | 244 | 474.5811 | 1537.2025 | 3305.2132
2784 | 76642.9941 | 1764.976 | -1764.976 | 74817.0181 | 3166.8205 | 7081.6914 | 1806.3513 | 3493.0676 | 107.1816 | 190 | 3767.4716 | 4787.5048 | 6555.5155
2785 | 74057.465 | 1598.1487 | 0 | 73996.465 | 2612.4792 | 13318.4527 | 2534.6283 | 3128.3919 | 70.006 | 54 | 11742.7288 | 12589.5864 | 14357.5971
2786 | 75284.854 | 1692.5152 | 0 | 75223.854 | 2072.9431 | 10718.8409 | 1205.3039 | 3229.5758 | 89.189 | 380 | 7227.1234 | 8419.164 | 10187.1747
2787 | 76985.5202 | 1497.4152 | 0 | 76924.5202 | 2808.9639 | 8534.4931 | 2075.9145 | 3385.5196 | 62.5669 | 244 | 3632.6432 | 4662.0617 | 6430.0724
2788 | 76037.3259 | 1506.5132 | 0 | 75976.3259 | 2318.3568 | 3824.8194 | 2092.4226 | 3277.7538 | 90.0158 | 380 | 270.5131 | 1463.3805 | 3231.3912
2789 | 76141.2702 | 1544.6456 | -1544.6456 | 74535.6246 | 5306.7323 | 13067.5218 | 2668.2873 | 3380.8105 | 61.4003 | 380 | 8644.4627 | 9808.7146 | 11576.7253
2790 | 77430.8379 | 1291.8848 | 0 | 77369.8379 | 3726.3073 | 24873.0899 | 2419.7724 | 3517.9188 | 163.0903 | 434 | 19084.8359 | 20404.7778 | 22172.7885
2791 | 74780.9973 | 2009.0318 | 0 | 74719.9973 | 3301.2859 | 12281.4583 | 2200.3311 | 3165.9333 | 135.4376 | 190 | 8996.6395 | 10044.9286 | 11812.9393
2792 | 76593.1469 | 1761.7538 | 0 | 76532.1469 | 3609.2827 | 5664.8635 | 2393.8826 | 3393.4767 | 129.3141 | 380 | 680.9931 | 1913.1588 | 3681.1695
2793 | 76031.6941 | 1999.0709 | -1999.0709 | 73971.6232 | 2724.294 | 2665.3516 | 2311.3464 | 3235.4959 | 175.2246 | 380 | 886.4767 | 2164.5528 | 3932.5635
2794 | 75433.3978 | 2145.3983 | -2145.3983 | 73226.9995 | 2536.1389 | 20972.2651 | 2395.6558 | 3238.8572 | 194.7511 | 54 | 20213.8398 | 21185.4424 | 22953.4531
2795 | 76077.4575 | 2054.0952 | 0 | 76016.4575 | 3566.0969 | 9538.2713 | 1670.0283 | 3172.6038 | 106.1119 | 244 | 4168.549 | 5241.5124 | 7009.5231
2796 | 75661.8065 | 1868.2557 | 0 | 75600.8065 | 2923.806 | 2391.5435 | 2417.0434 | 3253.1017 | 124.4004 | 190 | -1092.7239 | -55.472 | 1712.5387
2797 | 77065.9389 | 1360.7082 | -1360.7082 | 75644.2307 | 1258.0187 | 13899.141 | 2178.9866 | 3503.739 | 126.9995 | 244 | 12049.8173 | 13143.6684 | 14911.6791
2798 | 74179.8925 | 1787.2033 | 0 | 74118.8925 | 3039.2215 | 3650.6311 | 2463.3537 | 3134.4519 | 147.6186 | 434 | 1460.5227 | 2764.9929 | 4533.0036
2799 | 76749.1067 | 1745.0698 | -1745.0698 | 74943.0369 | 797.4641 | 12618.4548 | 1892.6729 | 3441.1764 | 81.1239 | 434 | 11582.0032 | 12819.9786 | 14587.9893
2800 | 74674.339 | 1558.0499 | 0 | 74613.339 | 2080.4469 | 10276.8535 | 1899.5531 | 3212.2637 | 176.7223 | 54 | 8065.0843 | 9018.6582 | 10786.6689
2801 | 76244.3165 | 1558.8791 | 0 | 76183.3165 | 3217.2015 | 6552.1381 | 2064.5457 | 3396.4754 | 120.3104 | 380 | 1982.8413 | 3206.0032 | 4974.0139
2802 | 76510.3922 | 1824.2368 | -1824.2368 | 74625.1554 | 3226.9691 | 7351.475 | 2156.1652 | 3342.6126 | 38.3932 | 190 | 4368.3282 | 5319.573 | 7087.5837
2803 | 74117.9161 | 1777.9076 | 0 | 74056.9161 | 3233.7508 | 20800.5936 | 2171.4434 | 3134.6742 | 164.9163 | 54 | 18186.2442 | 19128.012 | 20896.0227
2804 | 75325.8668 | 1879.8104 | 0 | 75264.8668 | 3084.4625 | 9891.3078 | 2572.1038 | 3160.3489 | 130.9262 | 244 | 6644.6311 | 7742.4089 | 9510.4196
2805 | 73999.287 | 1474.8153 | 0 | 73938.287 | 3052.7149 | 8313.237 | 2621.7376 | 3129.432 | 175.5704 | 190 | 6443.6047 | 7532.0267 | 9300.0374
2806 | 75423.2812 | 1453.8163 | 0 | 75362.2812 | 3329.7751 | 20385.1171 | 2377.7419 | 3186.8601 | 82.2821 | 54 | 16627.8627 | 17486.9964 | 19255.0071
2807 | 75794.157 | 1312.1571 | 0 | 75733.157 | 2433.0257 | 17572.9076 | 2252.2091 | 3321.9253 | 184.6797 | 54 | 14351.0592 | 15312.5905 | 17080.6012
2808 | 76316.9381 | 1721.8531 | 0 | 76255.9381 | 2434.5054 | 9310.9028 | 2564.6058 | 3447.1728 | 177.0771 | 434 | 6002.438 | 7336.3666 | 9104.3773
2809 | 76154.3809 | 1617.6826 | 0 | 76093.3809 | 3302.0923 | 14343.1905 | 2477.4948 | 3338.1407 | 140.6858 | 244 | 10133.5528 | 11241.0902 | 13009.1009
2810 | 76923.2874 | 1234.5755 | 0 | 76862.2874 | 2510.5216 | 2359.5391 | 1785.0426 | 3466.8796 | 123.1826 | 190 | -2391.1477 | -1355.1135 | 412.8972
2811 | 75646.561 | 2256.05 | -2256.05 | 73329.511 | 4370.2237 | 5652.4911 | 2643.3759 | 3260.6104 | 77.9612 | 190 | 3226.9428 | 4217.7555 | 5985.7662
2812 | 75831.5029 | 1269.5322 | 0 | 75770.5029 | 3478.052 | 6212.9502 | 2333.0448 | 3413.3518 | 196.9541 | 244 | 2080.9919 | 3244.7976 | 5012.8083
2813 | 74452.3215 | 1318.3562 | -1318.3562 | 73072.9653 | 3854.5919 | 11375.8456 | 2233.6395 | 3144.3155 | 130.4859 | 190 | 9196.4434 | 10239.7809 | 12007.7916
2814 | 74058.7433 | 1398.0308 | 0 | 73997.7433 | 3182.5024 | 3353.6036 | 2303.8299 | 3146.2572 | 163.0943 | 244 | 993.6449 | 2123.5908 | 3891.6015
2815 | 74801.744 | 1747.1095 | -1747.1095 | 72993.6344 | 2661.3502 | 10768.0458 | 1901.1378 | 3157.3722 | 134.7948 | 190 | 9541.7712 | 10589.4176 | 12357.4283
2816 | 76029.7484 | 1580.2212 | 0 | 75968.7484 | 3402.1992 | 6238.3167 | 2103.8255 | 3235.9629 | 92.0016 | 244 | 1577.3576 | 2636.2108 | 4404.2215
2817 | 76046.6949 | 1638.7729 | -1638.7729 | 74346.922 | 4590.1988 | 9763.1078 | 2402.8549 | 3473.0906 | 99.9234 | 244 | 6072.1325 | 7138.9074 | 8906.9181
2818 | 74926.2928 | 2211.432 | 0 | 74865.2928 | 2634.2851 | 4134.911 | 2447.9747 | 3187.4556 | 50.087 | 54 | 1640.9635 | 2467.902 | 4235.9127
2819 | 75664.3402 | 2164.0081 | -2164.0081 | 73439.3321 | 3338.2016 | 2845.6308 | 2353.6938 | 3245.6337 | 114.8602 | 190 | 1037.6244 | 2065.3362 | 3833.3469
2820 | 75239.5154 | 1968.0366 | -1968.0366 | 73210.4787 | 2680.5005 | 1943.1611 | 2340.8976 | 3147.288 | 141.8464 | 190 | 910.5676 | 1965.2655 | 3733.2762
2821 | 75243.9012 | 1797.9197 | -1797.9197 | 73384.9814 | 3053.1061 | 8914.2131 | 1829.0311 | 3198.008 | 128.9788 | 380 | 6873.3646 | 8105.195 | 9873.2057
2822 | 76523.8626 | 2157.638 | 0 | 76462.8626 | 4440.7211 | 2740.701 | 2560.7147 | 3465.9426 | 144.7895 | 434 | -2766.0254 | -1464.3843 | 303.6264
2823 | 75611.4724 | 1449.6244 | -1449.6244 | 74100.848 | 3094.9114 | 14006.4984 | 2678.9663 | 3323.0906 | 179.664 | 190 | 12182.996 | 13275.5116 | 15043.5223
2824 | 74566.0374 | 1215.7312 | 0 | 74505.0374 | 2350.5644 | 9953.5957 | 2162.3554 | 3132.9448 | 172.6717 | 54 | 7763.494 | 8713.0173 | 10481.028
2825 | 74618.5219 | 1748.6197 | 0 | 74557.5219 | 4294.3856 | 8824.7127 | 2424.6463 | 3254.871 | 189.3519 | 54 | 5022.5224 | 5988.7259 | 7756.7366
2826 | 75403.6886 | 1938.1793 | 0 | 75342.6886 | 1870.2941 | 14911.5989 | 2585.6342 | 3219.4982 | 118.8965 | 244 | 12873.9485 | 13959.6965 | 15727.7072
2827 | 75775.5799 | 1866.4203 | 0 | 75714.5799 | 4751.0965 | 7155.0699 | 2517.3166 | 3248.7065 | 99.1397 | 54 | 1825.6166 | 2701.6079 | 4469.6186
2828 | 74153.9371 | 1729.6838 | -1729.6838 | 72363.2534 | 2461.4303 | 8045.6125 | 2576.1755 | 3127.9828 | 157.1455 | 190 | 8295.2872 | 9365.2842 | 11133.2949
2829 | 75354.9142 | 1096.7622 | 0 | 75293.9142 | 2411.0608 | 4725.6653 | 2275.1759 | 3181.1843 | 99.2424 | 190 | 1847.2505 | 2859.3445 | 4627.3552
2830 | 74699.8531 | 1599.0326 | -1599.0326 | 73039.8205 | 3928.4177 | 12014.691 | 2494.7911 | 3124.5889 | 147.7059 | 244 | 10036.0328 | 11150.5902 | 12918.6009
2831 | 75994.8108 | 1506.8279 | 0 | 75933.8108 | 2060.3454 | 29446.6559 | 1942.4879 | 3308.1823 | 131.3943 | 190 | 26073.3699 | 27117.6158 | 28885.6265
2832 | 75131.0191 | 1815.443 | 0 | 75070.0191 | 2125.3934 | 19464.881 | 2461.3658 | 3179.8628 | 136.1899 | 244 | 17280.8972 | 18383.9386 | 20151.9493
2833 | 75544.0554 | 1444.5411 | 0 | 75483.0554 | 2713.4254 | 10277.634 | 1798.642 | 3325.1629 | 129.2098 | 244 | 6575.1582 | 7671.2195 | 9439.2302
2834 | 76144.358 | 2061.4409 | 0 | 76083.358 | 2572.3128 | 4313.7902 | 1983.3585 | 3164.0483 | 128.2301 | 54 | 175.7261 | 1080.8078 | 2848.8185
2835 | 76388.685 | 1809.9538 | -1809.9538 | 74517.7312 | 4516.1012 | 6716.5467 | 2472.6819 | 3497.3632 | 144.7004 | 190 | 3022.9593 | 4080.5113 | 5848.522
2836 | 75234.9289 | 2170.339 | 0 | 75173.9289 | 1681.0783 | 14661.1574 | 1938.7236 | 3150.6064 | 114.5862 | 190 | 12265.6801 | 13293.1179 | 15061.1286
2837 | 75660.7683 | 1229.9388 | 0 | 75599.7683 | 2121.1296 | 6721.5107 | 2521.3017 | 3254.3382 | 85.9886 | 380 | 4146.4527 | 5335.2929 | 7103.3036
2838 | 75971.9269 | 2393.509 | 0 | 75910.9269 | 2608.0698 | 3283.4561 | 2535.5822 | 3296.9514 | 110.8107 | 434 | -32.807 | 1234.8552 | 3002.8659
2839 | 75125.1175 | 2197.5115 | -2197.5115 | 72866.6061 | 1961.3409 | 13309.3763 | 2521.5202 | 3276.5399 | 44.1221 | 190 | 13649.6894 | 14606.6631 | 16374.6738
2840 | 76272.2814 | 1777.5416 | 0 | 76211.2814 | 2920.5213 | 11186.4311 | 2296.5643 | 3429.6363 | 168.2643 | 54 | 7151.0291 | 8096.145 | 9864.1557
2841 | 74914.5709 | 2094.71 | 0 | 74853.5709 | 4353.5317 | 6780.3221 | 2501.5883 | 3232.5204 | 62.2074 | 54 | 2677.5283 | 3516.5873 | 5284.598
2842 | 74434.7232 | 1474.1702 | 0 | 74373.7232 | 1456.9637 | 2549.3894 | 2691.0623 | 3128.1467 | 73.7878 | 54 | 1908.1116 | 2758.7509 | 4526.7616
2843 | 74983.073 | 1561.4827 | -1561.4827 | 73360.5903 | 2330.6362 | 7939.0418 | 2260.6087 | 3132.8516 | 146.4469 | 54 | 7011.4755 | 7934.7739 | 9702.7846
2844 | 75586.3937 | 1786.9709 | 0 | 75525.3937 | 1879.3392 | 20966.0167 | 2152.6102 | 3206.8297 | 140.4662 | 434 | 18290.9237 | 19588.2414 | 21356.2521
2845 | 75128.6641 | 2368.3528 | 0 | 75067.6641 | 2468.0948 | 4636.2095 | 2695.5819 | 3135.3973 | 136.0737 | 380 | 2301.6298 | 3540.555 | 5308.5657
2846 | 76547.293 | 1780.2138 | -1780.2138 | 74706.0793 | 2609.7855 | 10631.2999 | 2571.3477 | 3342.2985 | 168.9657 | 54 | 8599.2813 | 9545.0986 | 11313.1093
2847 | 76726.9211 | 2393.9198 | 0 | 76665.9211 | 3655.0609 | 4907.1896 | 2350.0524 | 3262.3327 | 126.7739 | 244 | -431.2074 | 662.4181 | 2430.4288
2848 | 75601.7181 | 1676.9162 | -1676.9162 | 73863.8018 | 2729.2945 | 6223.5133 | 2386.4641 | 3180.1177 | 178.171 | 54 | 4567.1987 | 5522.2213 | 7290.232
2849 | 73475.3275 | 1248.3656 | 0 | 73414.3275 | 3925.242 | 7139.0407 | 2170.2124 | 3124.4136 | 95.2323 | 244 | 4464.2971 | 5526.381 | 7294.3917
2850 | 74072.9253 | 1803.6417 | 0 | 74011.9253 | 2354.6167 | 15570.7958 | 1961.5279 | 3124.2642 | 145.3545 | 380 | 13660.2458 | 14908.4519 | 16676.4626
2851 | 75321.5648 | 1781.0517 | 0 | 75260.5648 | 3203.5994 | 11763.4527 | 2420.0916 | 3247.7269 | 75.4859 | 54 | 8337.307 | 9189.6444 | 10957.6551
2852 | 75691.5968 | 1550.8416 | 0 | 75630.5968 | 3562.3872 | 8728.6599 | 2251.5571 | 3246.8394 | 111.1782 | 190 | 4404.2723 | 5428.3021 | 7196.3128
2853 | 75624.2018 | 2075.4555 | 0 | 75563.2018 | 2137.0938 | 4804.897 | 2488.0242 | 3363.669 | 154.4627 | 380 | 2326.4946 | 3583.8089 | 5351.8196
2854 | 76503.8754 | 1518.9185 | -1518.9185 | 74923.9569 | 1660.4594 | 9973.3432 | 1865.0295 | 3377.0694 | 45.683 | 244 | 8001.2258 | 9013.7604 | 10781.7711
2855 | 77567.1357 | 1420.7855 | 0 | 77506.1357 | 1171.9613 | 13043.1795 | 2265.1981 | 3461.3094 | 119.2681 | 54 | 9461.7899 | 10357.9096 | 12125.9203
2856 | 74946.6258 | 1338.2649 | 0 | 74885.6258 | 3759.5283 | 9289.3891 | 2404.3684 | 3289.3897 | 89.8066 | 54 | 5708.1931 | 6574.8513 | 8342.862
2857 | 77009.6919 | 1427.5728 | 0 | 76948.6919 | 3139.5839 | 12141.4759 | 2123.315 | 3511.4648 | 105.6512 | 380 | 7058.1799 | 8266.6827 | 10034.6934
2858 | 74582.5964 | 1219.1623 | 0 | 74521.5964 | 3777.0357 | 13125.2425 | 1982.8991 | 3166.275 | 232.5131 | 190 | 9345.9846 | 10491.3492 | 12259.3599
2859 | 77599.8244 | 1878.2173 | 0 | 77538.8244 | 3166.5001 | 8975.6081 | 2072.0759 | 3526.7276 | 147.5759 | 244 | 3239.2871 | 4353.7145 | 6121.7252
2860 | 75869.6977 | 1896.731 | 0 | 75808.6977 | 3124.0909 | 3546.1036 | 1231.8199 | 3254.2344 | 167.0086 | 54 | -1530.4306 | -586.5705 | 1181.4402
2861 | 75343.0692 | 1774.0582 | -1774.0582 | 73508.011 | 3345.9165 | 1889.4207 | 2003.2208 | 3235.3538 | 146.0596 | 190 | -355.7321 | 703.179 | 2471.1897
2862 | 76160.7772 | 1206.794 | -1206.794 | 74892.9832 | 3271.4297 | 4847.7511 | 1805.7741 | 3302.6402 | 118.9068 | 54 | 1161.9525 | 2057.7108 | 3825.7215
2863 | 74800.2911 | 1759.921 | -1759.921 | 72979.3701 | 3996.4419 | 8194.3005 | 1564.3337 | 3133.8936 | 98.182 | 434 | 5286.9159 | 6541.9495 | 8309.9602
2864 | 75318.5225 | 1498.686 | 0 | 75257.5225 | 2374.6665 | 5971.5031 | 2389.0473 | 3228.1221 | 107.6895 | 244 | 3326.6835 | 4401.2246 | 6169.2353
2865 | 74381.4083 | 2081.6696 | 0 | 74320.4083 | 2877.5144 | 1073.8403 | 2336.4907 | 3140.9882 | 151.414 | 434 | -1276.4035 | 31.8621 | 1799.8728
2866 | 76141.0787 | 2023.302 | -2023.302 | 74056.7767 | 2881.7096 | 8974.0467 | 2349.1846 | 3417.699 | 116.5244 | 54 | 7172.644 | 8066.02 | 9834.0307
2867 | 75571.6966 | 2034.9336 | 0 | 75510.6966 | 4611.8721 | 3482.7041 | 2074.363 | 3301.3037 | 114.3324 | 244 | -1893.998 | -812.814 | 955.1967
2868 | 76074.0202 | 2184.5584 | -2184.5584 | 73828.4617 | 2894.1765 | 6956.0731 | 2483.6687 | 3388.7926 | 151.9596 | 190 | 5476.0962 | 6540.9074 | 8308.9181
2869 | 75244.7243 | 1537.5642 | 0 | 75183.7243 | 3399.1915 | 6583.8853 | 2637.6179 | 3221.8181 | 165.2696 | 380 | 3230.6055 | 4498.7266 | 6266.7373
2870 | 77231.3662 | 1309.6904 | 0 | 77170.3662 | 2246.3822 | 5397.558 | 2264.2272 | 3468.2093 | 117.316 | 380 | 1083.4461 | 2303.6136 | 4071.6243
2871 | 77217.1862 | 2153.3212 | -2153.3212 | 75002.865 | 2671.5937 | 4431.0571 | 2600.4054 | 3568.2013 | 61.6267 | 190 | 2295.4052 | 3269.8834 | 5037.8941
2872 | 74559.9324 | 1268.4938 | -1268.4938 | 73230.4386 | 2668.8275 | 6741.2523 | 2089.1402 | 3133.7331 | 208.3593 | 244 | 5435.0594 | 6610.2703 | 8378.281
2873 | 75268.777 | 1480.6528 | 0 | 75207.777 | 2148.5741 | 12177.3435 | 2527.2413 | 3271.7812 | 140.9532 | 190 | 9990.2149 | 11044.0196 | 12812.0303
2874 | 76853.3613 | 1285.4521 | 0 | 76792.3613 | 2434.7169 | 5643.0413 | 2381.8448 | 3315.3074 | 118.6299 | 54 | 1483.3153 | 2378.7968 | 4146.8075
2875 | 76030.0922 | 1489.379 | -1489.379 | 74479.7132 | 3442.808 | 15289.2933 | 2247.423 | 3223.4662 | 90.1026 | 54 | 12207.8613 | 13074.8155 | 14842.8262
2876 | 75342.4091 | 1359.2959 | 0 | 75281.4091 | 2500.2581 | 10972.9214 | 2576.2272 | 3309.5347 | 139.7908 | 54 | 8447.2161 | 9363.8584 | 11131.8691
2877 | 74826.1316 | 1996.4639 | 0 | 74765.1316 | 2562.0496 | 6130.2757 | 1930.9932 | 3138.4883 | 101.6687 | 380 | 3242.776 | 4447.2963 | 6215.307
2878 | 77250.9271 | 1993.4681 | 0 | 77189.9271 | 3555.7082 | 5494.6307 | 2452.5066 | 3523.5472 | 108.8422 | 244 | 95.2492 | 1170.943 | 2938.9537
2879 | 76901.3166 | 2191.0221 | -2191.0221 | 74649.2944 | 3654.4835 | 7330.3933 | 2172.6386 | 3453.6959 | 180.613 | 380 | 4023.1499 | 5306.6144 | 7074.6251
2880 | 76268.8131 | 1508.824 | 0 | 76207.8131 | 4398.2625 | 5586.0636 | 2107.4465 | 3220.7397 | 149.3019 | 190 | -321.6259 | 740.5276 | 2508.5383
2881 | 75982.192 | 1461.3023 | -1461.3023 | 74459.8896 | 2443.3103 | 3001.9779 | 2468.7798 | 3282.52 | 80.1204 | 190 | 1220.2778 | 2213.2498 | 3981.2605
2882 | 76682.729 | 1690.0242 | -1690.0242 | 74931.7047 | 2361.966 | 21922.6954 | 2427.3163 | 3404.9163 | 106.747 | 244 | 19831.4573 | 20905.0559 | 22673.0666
2883 | 73818.9153 | 1911.3981 | 0 | 73757.9153 | 4763.8076 | 9713.5492 | 2581.1749 | 3127.3771 | 89.9585 | 434 | 6270.5783 | 7517.3884 | 9285.3991
2884 | 75957.5807 | 1629.4668 | 0 | 75896.5807 | 2309.2801 | 7955.0468 | 2418.5596 | 3347.5869 | 129.8231 | 54 | 4885.5325 | 5792.2071 | 7560.2178
2885 | 76714.4548 | 1335.3165 | 0 | 76653.4548 | 2801.0334 | 5218.3648 | 2146.542 | 3366.3623 | 153.3093 | 190 | 646.9809 | 1713.1417 | 3481.1524
2886 | 75694.1458 | 1387.9151 | -1387.9151 | 74245.2306 | 1381.2513 | 7042.486 | 2639.3612 | 3263.6885 | 135.1255 | 434 | 6689.2538 | 7981.2309 | 9749.2416
2887 | 77393.747 | 1544.6707 | 0 | 77332.747 | 1831.6406 | 3941.6583 | 2303.6353 | 3506.9117 | 95.6001 | 190 | -41.9822 | 966.4694 | 2734.4801
2888 | 75218.7956 | 2344.5451 | -2344.5451 | 72813.2505 | 2417.587 | 7569.3188 | 1934.0107 | 3212.1996 | 141.7928 | 380 | 6854.8915 | 8099.5359 | 9867.5466
2889 | 75936.4674 | 1218.3881 | 0 | 75875.4674 | 2770.9795 | 13599.2513 | 2118.3021 | 3356.1565 | 161.587 | 190 | 9797.4629 | 10871.9015 | 12639.9122
2890 | 76002.8117 | 1787.6156 | 0 | 75941.8117 | 3197.8921 | 3852.9589 | 1935.1752 | 3269.6101 | 109.2015 | 380 | -711.7596 | 500.2935 | 2268.3042
2891 | 76833.5915 | 1742.1371 | -1742.1371 | 75030.4545 | 4778.86 | 8175.3386 | 2720.9203 | 3531.3649 | 120.4667 | 244 | 3988.5094 | 5075.8277 | 6843.8384
2892 | 74818.4078 | 1491.7878 | 0 | 74757.4078 | 1642.5893 | 7977.5372 | 2151.0142 | 3138.4695 | 135.0702 | 380 | 6237.2238 | 7475.1456 | 9243.1563
2893 | 76809.2227 | 1296.189 | 0 | 76748.2227 | 3080.4584 | 8617.6759 | 2488.5722 | 3463.3844 | 158.6359 | 380 | 4111.1514 | 5372.6388 | 7140.6495
2894 | 76705.9429 | 1453.5522 | 0 | 76644.9429 | 2379.7375 | 1950.9913 | 1932.2723 | 3462.2795 | 118.1404 | 434 | -2308.9374 | -1033.9454 | 734.0653
2895 | 73854.2833 | 1449.9748 | -1449.9748 | 72343.3085 | 3785.0675 | 8456.2122 | 2799.1279 | 3182.6165 | 157.0264 | 434 | 7679.7807 | 8993.6587 | 10761.6694
2896 | 75051.1455 | 1687.7373 | 0 | 74990.1455 | 4890.1663 | 12751.4628 | 2562.3002 | 3175.2785 | 107.0766 | 434 | 7978.9297 | 9242.8579 | 11010.8686
2897 | 75538.6568 | 2125.3428 | 0 | 75477.6568 | 3369.5701 | 7141.9398 | 1539.0512 | 3286.2339 | 181.1352 | 434 | 2490.198 | 3828.1848 | 5596.1955
2898 | 76328.3729 | 1417.0249 | -1417.0249 | 74850.348 | 2011.1735 | 9371.1261 | 2171.4583 | 3260.6096 | 106.0542 | 244 | 7311.8726 | 8384.7784 | 10152.7891
2899 | 76098.1294 | 1627.3982 | 0 | 76037.1294 | 2675.8644 | 8692.1445 | 2208.7713 | 3298.6526 | 110.2624 | 54 | 4856.7746 | 5743.8885 | 7511.8992
2900 | 75438.4957 | 2242.2853 | 0 | 75377.4957 | 3809.2995 | 19565.6948 | 2501.729 | 3282.5709 | 40.0124 | 54 | 15533.3995 | 16350.2635 | 18118.2742
2901 | 75919.3559 | 1581.7675 | 0 | 75858.3559 | 2378.8097 | 3807.2725 | 2552.9218 | 3386.0271 | 119.1789 | 54 | 879.2559 | 1775.2863 | 3543.297
2902 | 74062.1294 | 1241.9761 | -1241.9761 | 72759.1533 | 3041.1364 | 19688.1987 | 2439.9107 | 3149.4721 | 102.288 | 380 | 18847.4917 | 20052.6313 | 21820.642
2903 | 76232.3316 | 1506.1122 | 0 | 76171.3316 | 2887.8099 | 6607.082 | 2208.1608 | 3435.6729 | 148.065 | 190 | 2561.9743 | 3622.8909 | 5390.9016
2904 | 75212.1102 | 1939.2875 | 0 | 75151.1102 | 5196.2753 | 11590.92 | 2582.0229 | 3168.3039 | 101.8628 | 244 | 6364.0613 | 7432.7757 | 9200.7864
2905 | 74592.2087 | 1614.441 | 0 | 74531.2087 | 3857.9166 | 6848.9858 | 2257.3118 | 3216.1908 | 179.9424 | 380 | 3303.5632 | 4586.3572 | 6354.3679
2906 | 74590.1216 | 1515.8294 | 0 | 74529.1216 | 2826.4222 | 14873.0248 | 2234.5469 | 3161.5656 | 107.9117 | 190 | 12283.7935 | 13304.5568 | 15072.5675
2907 | 74472.2539 | 1660.339 | 0 | 74411.2539 | 2348.7173 | 9243.5739 | 2421.0228 | 3126.2601 | 84.3976 | 244 | 7401.0855 | 8452.3347 | 10220.3454
2908 | 75719.5023 | 2010.7652 | 0 | 75658.5023 | 3714.5004 | 8588.6439 | 2452.3766 | 3315.1989 | 198.2209 | 190 | 4353.4167 | 5464.4892 | 7232.4999
2909 | 74245.7821 | 1476.9297 | 0 | 74184.7821 | 2933.1454 | 6442.8429 | 2288.6416 | 3130.6877 | 76.9295 | 54 | 4114.4448 | 4968.2259 | 6736.2366
2910 | 74676.5958 | 2156.9209 | 0 | 74615.5958 | 3157.6326 | 10398.0517 | 2329.4014 | 3231.2556 | 101.7836 | 244 | 7555.6803 | 8624.3155 | 10392.3262
2911 | 76376.8975 | 1488.3866 | 0 | 76315.8975 | 2707.5328 | 11911.0531 | 2533.9257 | 3328.3721 | 143.8324 | 380 | 8120.1206 | 9366.8045 | 11134.8152
2912 | 74903.8987 | 1585.7154 | 0 | 74842.8987 | 2923.5559 | 9550.864 | 2597.1846 | 3185.3867 | 119.4549 | 244 | 6937.1808 | 8023.4873 | 9791.498
2913 | 75220.129 | 1446.8613 | 0 | 75159.129 | 1793.1222 | 9627.4627 | 2605.8373 | 3190.3975 | 199.66 | 380 | 7841.6462 | 9144.1578 | 10912.1685
2914 | 74894.9628 | 1996.8317 | 0 | 74833.9628 | 2474.9532 | 6035.97 | 2314.5422 | 3142.1393 | 163.9407 | 244 | 3553.9354 | 4684.7277 | 6452.7384
2915 | 76200.9322 | 1400.1031 | 0 | 76139.9322 | 3151.9769 | 8608.088 | 2418.4343 | 3329.6464 | 117.515 | 244 | 4434.4596 | 5518.8262 | 7286.8369
2916 | 75934.3568 | 1758.6616 | 0 | 75873.3568 | 1987.1687 | 7570.2169 | 2241.817 | 3356.1239 | 193.8224 | 54 | 4677.8323 | 5648.5063 | 7416.517
2917 | 74322.856 | 2256.3235 | 0 | 74261.856 | 2250.7321 | 8643.394 | 2688.9894 | 3139.0405 | 174.5275 | 54 | 7329.0358 | 8280.4149 | 10048.4256
2918 | 76341.7388 | 2116.2048 | 0 | 76280.7388 | 2183.7664 | 10115.3063 | 1800.4383 | 3402.8315 | 173.6514 | 190 | 6224.2709 | 7310.7738 | 9078.7845
2919 | 75167.9867 | 1915.0125 | 0 | 75106.9867 | 2362.0829 | 12147.786 | 2374.3294 | 3183.2759 | 140.8244 | 54 | 9606.5217 | 10524.1977 | 12292.2084
2920 | 78132.709 | 1847.6856 | 0 | 78071.709 | 3000.5817 | 9682.7109 | 2040.1244 | 3581.2074 | 206.8298 | 244 | 3601.952 | 4775.6333 | 6543.644
2921 | 75037.3861 | 1917.3004 | 0 | 74976.3861 | 3258.4546 | 15652.3398 | 2088.5335 | 3192.5709 | 82.9226 | 244 | 12068.8035 | 13118.5777 | 14886.5884
2922 | 76288.069 | 1521.6596 | 0 | 76227.069 | 3809.6296 | 9296.7444 | 2761.9543 | 3285.9248 | 134.8746 | 244 | 4678.1248 | 5779.8509 | 7547.8616
2923 | 74553.3643 | 1765.0865 | 0 | 74492.3643 | 3610.4189 | 7189.4381 | 2170.243 | 3185.8759 | 69.4656 | 244 | 3812.9738 | 4849.2909 | 6617.3016
2924 | 76359.3829 | 1750.1846 | 0 | 76298.3829 | 2735.8314 | 7298.276 | 2002.7342 | 3378.8776 | 83.3192 | 244 | 3015.8735 | 4066.0442 | 5834.0549
2925 | 76333.4856 | 1900.1447 | 0 | 76272.4856 | 4819.9239 | 5195.296 | 2649.5076 | 3285.6609 | 157.3187 | 190 | -591.745 | 478.4253 | 2246.436
2926 | 73831.93 | 1188.0166 | -1188.0166 | 72582.9135 | 2642.1429 | 6987.345 | 2414.6599 | 3139.4764 | 133.0746 | 380 | 6686.6249 | 7922.5511 | 9690.5618
2927 | 76235.0912 | 1042.0148 | 0 | 76174.0912 | 3084.3568 | 4283.0648 | 2178.6003 | 3267.3753 | 173.7626 | 190 | -159.2076 | 927.4066 | 2695.4173
2928 | 76263.9215 | 1923.7969 | -1923.7969 | 74279.1246 | 4744.3685 | 4517.8365 | 2155.702 | 3283.8676 | 131.8039 | 54 | 304.1129 | 1212.7684 | 2980.7791
2929 | 74655.588 | 2065.2616 | -2065.2616 | 72529.3265 | 2808.3885 | 6423.6784 | 2289.0257 | 3181.6628 | 173.3624 | 244 | 5926.852 | 7067.066 | 8835.0767
2930 | 75213.4681 | 1275.8221 | 0 | 75152.4681 | 1906.5823 | 11391.6631 | 2264.9622 | 3160.0577 | 114.4483 | 434 | 9127.8326 | 10399.1325 | 12167.1432
2931 | 74671.6536 | 1993.5491 | 0 | 74610.6536 | 2265.0498 | 12361.1524 | 2409.7554 | 3154.943 | 74.9442 | 380 | 10420.3474 | 11598.1431 | 13366.1538
2932 | 76652.9864 | 1923.1739 | 0 | 76591.9864 | 3744.768 | 13145.4176 | 2357.7445 | 3423.88 | 93.3826 | 190 | 7960.4877 | 8966.7218 | 10734.7325
2933 | 76507.2594 | 1745.1363 | 0 | 76446.2594 | 2890.0477 | 6194.0037 | 2669.201 | 3230.6239 | 169.7378 | 54 | 2127.7216 | 3074.3109 | 4842.3216
2934 | 75683.7698 | 1608.4402 | -1608.4402 | 74014.3296 | 4464.3054 | 21809.8619 | 2307.6234 | 3371.6026 | 193.1939 | 244 | 18380.6529 | 19540.6984 | 21308.7091
2935 | 74921.1436 | 1423.4599 | 0 | 74860.1436 | 5155.391 | 17625.3689 | 2299.3985 | 3171.6832 | 114.7079 | 54 | 12451.116 | 13342.6755 | 15110.6862
2936 | 75508.4178 | 1766.5136 | 0 | 75447.4178 | 1539.8454 | 3161.1318 | 2197.508 | 3184.9922 | 87.9589 | 434 | 926.5688 | 2171.3792 | 3939.3899
2937 | 76169.8841 | 1698.2532 | -1698.2532 | 74410.631 | 2499.3343 | 7110.6729 | 2328.6553 | 3332.4385 | 132.4003 | 434 | 5232.0014 | 6521.2533 | 8289.264
2938 | 75175.0391 | 1348.3209 | 0 | 75114.0391 | 3147.9297 | 9633.9281 | 1618.6328 | 3204.9827 | 169.9101 | 380 | 5565.7748 | 6838.5364 | 8606.5471
2939 | 75524.9683 | 1556.4764 | 0 | 75463.9683 | 3011 | 31218.6484 | 2500.7283 | 3159.9124 | 230.3151 | 380 | 27774.5209 | 29107.6875 | 30875.6982
2940 | 73763.515 | 1236.3239 | 0 | 73702.515 | 4136.7937 | 17263.3783 | 2516.4799 | 3124.6877 | 102.0278 | 54 | 14435.4371 | 15314.3165 | 17082.3272
2941 | 76407.5927 | 1561.7767 | 0 | 76346.5927 | 4731.5799 | 8500.1546 | 2717.0296 | 3428.5794 | 157.9336 | 244 | 2937.791 | 4062.5762 | 5830.5869
2942 | 74819.9303 | 1196.4999 | 0 | 74758.9303 | 2877.6224 | 9396.1465 | 2215.6646 | 3168.4567 | 163.8538 | 190 | 6513.9151 | 7590.6204 | 9358.6311
2943 | 75298.8102 | 1370.7895 | 0 | 75237.8102 | 2980.8059 | 14806.4069 | 2565.708 | 3312.501 | 126.4354 | 190 | 11836.1998 | 12875.4867 | 14643.4974
2944 | 76206.4684 | 1540.2487 | 0 | 76145.4684 | 4276.5247 | 10123.2884 | 2123.2771 | 3375.6503 | 125.6296 | 434 | 4570.4226 | 5852.9037 | 7620.9144
2945 | 75730.8193 | 1892.7793 | 0 | 75669.8193 | 2796.0829 | 6560.3303 | 2399.467 | 3144.391 | 110.2903 | 244 | 3008.4861 | 4085.628 | 5853.6387
2946 | 74992.009 | 2073.073 | 0 | 74931.009 | 3490.5009 | 10237.8465 | 1811.0898 | 3189.6939 | 166.7857 | 244 | 6187.3203 | 7320.9576 | 9088.9683
2947 | 76156.1359 | 1668.0823 | 0 | 76095.1359 | 3541.5526 | 12509.9429 | 2472.0212 | 3284.6744 | 57.166 | 190 | 8000.1501 | 8970.1677 | 10738.1784
2948 | 76565.5386 | 1416.1534 | 0 | 76504.5386 | 2044.6172 | 10887.0552 | 2700.3407 | 3396.697 | 200.3281 | 244 | 7805.1371 | 8972.3168 | 10740.3275
2949 | 74445.0753 | 1763.9235 | 0 | 74384.0753 | 2049.4278 | 5368.8701 | 2281.0583 | 3154.7979 | 135.2433 | 380 | 3741.4232 | 4979.5181 | 6747.5288
2950 | 76111.3902 | 1458.3418 | 0 | 76050.3902 | 1870.1237 | 6230.2955 | 2664.2033 | 3269.5742 | 116.7308 | 190 | 3613.7591 | 4643.3415 | 6411.3522
2951 | 75926.6337 | 1897.5266 | 0 | 75865.6337 | 1760.6104 | 11463.909 | 2525.8683 | 3235.9635 | 115.948 | 190 | 8969.6967 | 9998.4963 | 11766.507
2952 | 75245.6819 | 1778.4748 | 0 | 75184.6819 | 3138.6213 | 8877.1314 | 1568.4723 | 3301.073 | 153.7516 | 244 | 4793.5735 | 5914.1766 | 7682.1873
2953 | 76006.3309 | 1687.1826 | 0 | 75945.3309 | 2083.7588 | 7182.0693 | 2442.0394 | 3408.6895 | 168.8708 | 190 | 4373.9085 | 5455.6308 | 7223.6415
2954 | 75403.4152 | 1418.4941 | 0 | 75342.4152 | 3557.6113 | 6509.8867 | 2384.0564 | 3316.8128 | 99.919 | 54 | 2680.9294 | 3557.6999 | 5325.7106
2955 | 75735.8963 | 1305.24 | 0 | 75674.8963 | 1359.9039 | 6076.8083 | 2209.1625 | 3238.3576 | 124.1496 | 190 | 3859.7282 | 4896.7294 | 6664.7401
2956 | 75170.3356 | 2123.4587 | 0 | 75109.3356 | 2805.5903 | 4294.9153 | 2502.0804 | 3263.052 | 159.7012 | 244 | 1515.3219 | 2641.8746 | 4409.8853
2957 | 76634.5055 | 2056.1528 | -2056.1528 | 74517.3526 | 2687.65 | 5349.2691 | 1941.3587 | 3268.3693 | 204.4325 | 244 | 2724.1945 | 3895.4786 | 5663.4893
2958 | 74634.2753 | 1413.095 | 0 | 74573.2753 | 3641.0399 | 11415.6749 | 2074.3715 | 3252.6728 | 53.9548 | 190 | 7898.6039 | 8865.4103 | 10633.421
2959 | 76533.8647 | 1981.3686 | 0 | 76472.8647 | 3311.2066 | 8501.3676 | 2608.0241 | 3456.6107 | 191.0448 | 244 | 4152.1311 | 5310.0275 | 7078.0382
2960 | 76064.1014 | 1230.805 | 0 | 76003.1014 | 851.0269 | 5768.3379 | 2421.4877 | 3258.8477 | 186.4333 | 190 | 3964.7449 | 5064.0298 | 6832.0405
2961 | 76035.0796 | 1756.0459 | 0 | 75974.0796 | 1466.0906 | 24535.8682 | 2658.4087 | 3289.6463 | 151.4122 | 190 | 22413.953 | 23478.2168 | 25246.2275
2962 | 76092.0722 | 2093.6266 | 0 | 76031.0722 | 2198.1953 | 10077.5706 | 2619.6082 | 3250.9517 | 127.9292 | 244 | 7089.063 | 8183.8437 | 9951.8544
2963 | 76940.468 | 1082.383 | 0 | 76879.468 | 2387.4899 | 13076.1053 | 2500.2778 | 3419.956 | 98.5279 | 190 | 9099.5812 | 10110.9606 | 11878.9713
2964 | 76275.0328 | 1553.2512 | 0 | 76214.0328 | 3092.1402 | 8590.7313 | 2598.7659 | 3316.2131 | 91.4063 | 190 | 4569.7373 | 5573.9951 | 7342.0058
2965 | 75710.934 | 1737.4319 | 0 | 75649.934 | 2599.1117 | 3416.7002 | 1916.8379 | 3253.0778 | 216.1738 | 190 | -292.2298 | 836.7955 | 2604.8062
2966 | 75430.8574 | 1042.0431 | -1042.0431 | 74327.8143 | 2466.1814 | 1969.6714 | 1939.2916 | 3198.9208 | 144.2538 | 54 | -315.9118 | 605.1935 | 2373.2042
2967 | 76192.5308 | 1438.3357 | -1438.3357 | 74693.1951 | 3164.5588 | 4378.4583 | 2130.2077 | 3354.6413 | 141.9987 | 380 | 1375.7535 | 2620.6037 | 4388.6144
2968 | 74538.8747 | 2065.0372 | -2065.0372 | 72412.8375 | 4335.0965 | 6937.2621 | 1884.9644 | 3283.4306 | 214.5381 | 380 | 4727.923 | 6045.3127 | 7813.3234
2969 | 74576.4499 | 1792.1277 | 0 | 74515.4499 | 3326.0292 | 8657.0704 | 2490.5429 | 3143.9466 | 83.9963 | 244 | 5820.2808 | 6871.1286 | 8639.1393
2970 | 75709.2259 | 2052.0832 | 0 | 75648.2259 | 2634.5422 | 9234.9261 | 2085.368 | 3351.1664 | 217.2112 | 190 | 5758.8925 | 6888.9552 | 8656.9659
2971 | 75471.8926 | 1243.2272 | 0 | 75410.8926 | 2703.1389 | 2011.473 | 2411.5228 | 3253.0538 | 162.302 | 54 | -1067.7819 | -128.6284 | 1639.3823
2972 | 76297.5221 | 2128.2615 | -2128.2615 | 74108.2606 | 3916.0288 | 14440.8509 | 2467.1755 | 3318.1272 | 80.4465 | 190 | 11572.0642 | 12565.3623 | 14333.373
2973 | 75234.858 | 2003.746 | 0 | 75173.858 | 2826.3799 | 2471.6835 | 2726.443 | 3330.0121 | 188.5048 | 434 | -101.8993 | 1243.457 | 3011.4677
2974 | 76360.4938 | 1197.0829 | -1197.0829 | 75102.4109 | 1563.6209 | 9442.0554 | 2410.5295 | 3440.5018 | 136.2677 | 434 | 7997.2549 | 9290.3741 | 11058.3848
2975 | 75313.2221 | 2119.7898 | 0 | 75252.2221 | 1735.691 | 9259.4461 | 2669.3143 | 3237.6329 | 86.901 | 190 | 7548.6802 | 8548.4327 | 10316.4434
2976 | 75597.2595 | 1773.4507 | 0 | 75536.2595 | 3067.0701 | 12865.8623 | 2192.2779 | 3178.4587 | 77.9032 | 54 | 9003.4693 | 9858.224 | 11626.2347
2977 | 74745.2588 | 2092.9953 | 0 | 74684.2588 | 2384.6517 | 4893.8818 | 2620.3026 | 3130.9666 | 114.0416 | 244 | 2946.4406 | 4027.3338 | 5795.3445
2978 | 76472.2718 | 1823.75 | 0 | 76411.2718 | 1920.2024 | 8649.7574 | 2186.7188 | 3427.9793 | 6.9037 | 190 | 5303.1814 | 6222.9367 | 7990.9474
2979 | 75896.7326 | 2230.2631 | 0 | 75835.7326 | 2814.7211 | 4266.7709 | 1900.1288 | 3304.3871 | 133.8919 | 54 | 191.0332 | 1101.7766 | 2869.7873
2980 | 75659.018 | 2140.0547 | -2140.0547 | 73457.9633 | 2099.5769 | 26959.7983 | 2416.8533 | 3223.174 | 78.5738 | 190 | 26412.4854 | 27403.9108 | 29171.9215
2981 | 76594.9753 | 2065.3501 | 0 | 76533.9753 | 1590.8444 | 3755.2648 | 2657.9225 | 3187.2096 | 62.4126 | 190 | 845.7772 | 1821.0414 | 3589.0521
2982 | 76896.0698 | 1980.73 | -1980.73 | 74854.3398 | 2590.7525 | 7926.0474 | 2468.2352 | 3366.3447 | 79.6692 | 190 | 5685.7351 | 6678.2558 | 8446.2665
2983 | 75974.7532 | 2083.9111 | 0 | 75913.7532 | 5863.0865 | 10028.1113 | 2468.9083 | 3324.3111 | 233.8693 | 54 | 3414.691 | 4425.4119 | 6193.4226
2984 | 75088.5906 | 1799.6475 | 0 | 75027.5906 | 3401.7032 | 9106.4471 | 2362.2645 | 3219.8988 | 130.0693 | 190 | 5629.5166 | 6672.4375 | 8440.4482
2985 | 76165.9871 | 1293.0581 | 0 | 76104.9871 | 5204.8205 | 5818.4322 | 1458.4476 | 3242.0563 | 170.2714 | 54 | -1420.6716 | -473.5486 | 1294.4621
2986 | 75321.84 | 1963.1937 | -1963.1937 | 73297.6463 | 2953.118 | 12932.5591 | 2325.9936 | 3326.5764 | 202.0745 | 54 | 11704.5649 | 12683.4909 | 14451.5016
2987 | 76428.4847 | 1492.0046 | 0 | 76367.4847 | 2268.2118 | 19965.6886 | 2225.7066 | 3438.4704 | 154.8108 | 54 | 16364.3691 | 17296.0315 | 19064.0422
2988 | 74895.8361 | 1609.9775 | 0 | 74834.8361 | 4162.609 | 6552.9244 | 2431.8303 | 3222.5896 | 159.5839 | 54 | 2580.0993 | 3516.5347 | 5284.5454
2989 | 77152.0913 | 2030.5784 | 0 | 77091.0913 | 1423.2513 | 19263.0278 | 2440.7654 | 3365.6279 | 152.7704 | 434 | 15925.2785 | 17234.9004 | 19002.9111
2990 | 76211.4412 | 1094.266 | 0 | 76150.4412 | 3302.0718 | 6323.6978 | 2302.6651 | 3467.3945 | 122.7472 | 244 | 2011.4444 | 3101.0431 | 4869.0538
2991 | 74437.1399 | 1236.0841 | -1236.0841 | 73140.0558 | 4471.7583 | 10851.335 | 2111.6985 | 3157.5125 | 194.5929 | 54 | 7878.9319 | 8850.3764 | 10618.3871
2992 | 75668.9531 | 1704.8252 | 0 | 75607.9531 | 2313.7058 | 10723.5972 | 2629.4366 | 3252.6472 | 59.4689 | 54 | 8054.2221 | 8890.5425 | 10658.5532
2993 | 74715.0162 | 1406.8499 | 0 | 74654.0162 | 2928.4204 | 13703.8131 | 2633.9393 | 3152.6743 | 179.6443 | 380 | 11278.1901 | 12560.686 | 14328.6967
2994 | 75035.472 | 1852.285 | 0 | 74974.472 | 3155.2966 | 10970.1764 | 2156.6224 | 3200.3106 | 72.9893 | 54 | 7567.5408 | 8417.3817 | 10185.3924
2995 | 75431.0486 | 2158.5805 | 0 | 75370.0486 | 2742.7473 | 19797.5559 | 1842.6533 | 3219.322 | 92.5179 | 244 | 16116.9352 | 17176.3047 | 18944.3154
2996 | 73477.4856 | 2200.7306 | 0 | 73416.4856 | 2623.6079 | 8483.4105 | 2333.4769 | 3128.2378 | 76.4892 | 244 | 7275.2318 | 8318.5726 | 10086.5833
2997 | 74980.1626 | 1251.9011 | 0 | 74919.1626 | 3593.5716 | 6803.5826 | 2462.2791 | 3164.229 | 133.1594 | 380 | 3287.5565 | 4523.5675 | 6291.5782
2998 | 74660.4769 | 1441.2866 | 0 | 74599.4769 | 3459.4326 | 3845.08 | 2491.4613 | 3264.1685 | 93.6365 | 380 | 912.0003 | 2108.4884 | 3876.4991
2999 | 74418.3797 | 1909.5831 | -1909.5831 | 72447.7966 | 3455.8978 | 12952.4898 | 2540.9563 | 3131.8644 | 144.3325 | 380 | 12091.8161 | 13339.0002 | 15107.0109
3000 | 75964.109 | 1743.5213 | 0 | 75903.109 | 4706.8671 | 17295.2937 | 1917.8305 | 3395.076 | 53.3771 | 190 | 11368.4242 | 12334.6528 | 14102.6635
3001 | 76892.723 | 1234.4761 | 0 | 76831.723 | 4652.9845 | 2759.2351 | 2386.5284 | 3471.9489 | 202.1472 | 244 | -3496.7951 | -2327.7963 | -559.7856
3002 | 76122.2017 | 1861.6878 | -1861.6878 | 74199.5139 | 2625.4062 | 12722.9742 | 2187.0705 | 3247.7853 | 167.2819 | 54 | 10703.1099 | 11647.2434 | 13415.2541
3003 | 74543.6386 | 1605.9138 | 0 | 74482.6386 | 3397.8945 | 3303.9562 | 2263.2755 | 3144.3025 | 66.3607 | 434 | 201.2011 | 1424.4134 | 3192.4241
3004 | 75809.774 | 1558.8983 | -1558.8983 | 74189.8757 | 2669.6021 | 10331.1383 | 2379.4385 | 3422.8665 | 57.2327 | 54 | 8644.1655 | 9478.2498 | 11246.2605
3005 | 76802.7977 | 1172.0253 | 0 | 76741.7977 | 3240.0087 | 11269.5736 | 2656.7336 | 3290.4331 | 198.0437 | 190 | 6605.1339 | 7716.0291 | 9484.0398
3006 | 75940.6591 | 1484.7203 | 0 | 75879.6591 | 1829.1972 | 12485.1472 | 2651.0757 | 3497.5339 | 172.5459 | 190 | 10295.1005 | 11380.498 | 13148.5087
3007 | 75012.5132 | 1406.1094 | 0 | 74951.5132 | 2539.7946 | 9151.2416 | 2389.4286 | 3181.5694 | 145.1523 | 190 | 6601.1318 | 7659.1357 | 9427.1464
3008 | 75035.4353 | 1465.4906 | 0 | 74974.4353 | 5324.8358 | 12162.4148 | 2419.1722 | 3152.2053 | 96.0657 | 380 | 6804.7211 | 8003.6384 | 9771.6491
3009 | 77105.0061 | 1974.4712 | 0 | 77044.0061 | 3169.1225 | 3571.9535 | 2336.4222 | 3406.454 | 134.5978 | 54 | -1528.0989 | -616.6496 | 1151.3611
3010 | 74324.2011 | 2023.6157 | -2023.6157 | 72239.5854 | 1681.2106 | 13219.1047 | 2331.8544 | 3130.7414 | 179.109 | 244 | 14131.1045 | 15277.0651 | 17045.0758
3011 | 77297.3446 | 1933.5532 | 0 | 77236.3446 | 2189.9624 | 1797.7997 | 2321.4296 | 3490.5243 | 73.9936 | 380 | -2446.3534 | -1269.5082 | 498.5025
3012 | 75122.9495 | 1430.4695 | -1430.4695 | 73631.48 | 1516.0131 | 7265.9759 | 2430.9601 | 3146.1073 | 196.5996 | 434 | 7065.7501 | 8419.2012 | 10187.2119
3013 | 74158.5482 | 1467.417 | 0 | 74097.5482 | 3891.7979 | 7540.3906 | 1733.931 | 3155.9936 | 118.861 | 380 | 3811.1692 | 5032.8817 | 6800.8924
3014 | 77184.1875 | 1397.1877 | 0 | 77123.1875 | 2635.754 | 4825.855 | 2542.0108 | 3534.6061 | 138.8643 | 190 | 513.7303 | 1565.4462 | 3333.4569
3015 | 74708.5244 | 2227.1876 | -2227.1876 | 72420.3368 | 3161.0152 | 8365.8918 | 2670.4378 | 3179.7906 | 200.9575 | 380 | 8004.9682 | 9308.7773 | 11076.788
3016 | 76717.666 | 1336.6905 | 0 | 76656.666 | 2825.2305 | 13182.0357 | 2571.5072 | 3400.1116 | 144.9892 | 54 | 9041.958 | 9963.7988 | 11731.8095
3017 | 75603.6251 | 1617.486 | 0 | 75542.6251 | 2945.579 | 10167.9317 | 2373.9034 | 3226.2404 | 118.9901 | 380 | 6650.0714 | 7871.9131 | 9639.9238
3018 | 76380.2826 | 1688.7801 | 0 | 76319.2826 | 2785.4785 | 11443.3882 | 2211.7595 | 3490.0174 | 151.6145 | 244 | 7410.6041 | 8529.0701 | 10297.0808
3019 | 76071.8501 | 1151.412 | 0 | 76010.8501 | 4220.4807 | 10028.2449 | 2723.5369 | 3238.8668 | 124.6055 | 434 | 5129.5178 | 6410.9748 | 8178.9855
3020 | 76628.6367 | 1587.4717 | 0 | 76567.6367 | 3206.1264 | 17053.141 | 2632.8787 | 3272.8586 | 128.0156 | 190 | 12555.3151 | 13596.1822 | 15364.1929
3021 | 74529.9535 | 1259.8987 | 0 | 74468.9535 | 3592.4191 | 13015.4484 | 2098.097 | 3212.807 | 159.9306 | 380 | 9635.1799 | 10897.9621 | 12665.9728
3022 | 75423.9273 | 2013.812 | 0 | 75362.9273 | 4492.7016 | 1077.6846 | 2493.5304 | 3314.3437 | 104.1467 | 54 | -3599.8701 | -2718.8718 | -950.8611
3023 | 76037.3823 | 1541.4703 | -1541.4703 | 74434.912 | 3675.4568 | 4137.1923 | 2413.851 | 3263.2389 | 104.2779 | 190 | 1074.1135 | 2091.243 | 3859.2537
3024 | 75424.6609 | 1376.8693 | -1376.8693 | 73986.7917 | 1856.3503 | 9966.6706 | 2545.3015 | 3145.8026 | 98.5536 | 434 | 9184.8327 | 10440.2379 | 12208.2486
3025 | 76442.6991 | 2273.4222 | 0 | 76381.6991 | 2258.1812 | 3161.1 | 2804.3601 | 3247.9404 | 81.916 | 244 | -56.2797 | 992.4879 | 2760.4986
3026 | 74067.5447 | 1387.8341 | -1387.8341 | 72618.7106 | 1895.7089 | 6807.1786 | 2404.4023 | 3130.6642 | 118.7092 | 190 | 7198.0256 | 8229.5864 | 9997.5971
3027 | 74531.6542 | 1640.2868 | 0 | 74470.6542 | 2811.3053 | 8836.5321 | 1989.6911 | 3177.8925 | 65.6242 | 190 | 6092.3562 | 7070.832 | 8838.8427
3028 | 75730.6543 | 2168.682 | 0 | 75669.6543 | 1481.6813 | 6258.2638 | 2279.1842 | 3287.8047 | 195.6372 | 190 | 4044.1171 | 5152.6059 | 6920.6166
3029 | 74683.6566 | 1953.7392 | 0 | 74622.6566 | 2454.5915 | 9556.351 | 2688.0111 | 3169.5207 | 138.8651 | 54 | 7706.8347 | 8622.5514 | 10390.5621
3030 | 73441.4981 | 1655.1738 | 0 | 73380.4981 | 5215.5029 | 11044.9391 | 2394.3226 | 3128.5183 | 73.4066 | 54 | 7341.9791 | 8192.2373 | 9960.248
3031 | 75608.2135 | 1310.6857 | 0 | 75547.2135 | 5474.547 | 5111.4685 | 2322.3415 | 3249.012 | 148.8894 | 190 | -968.7385 | 93.0025 | 1861.0132
3032 | 76716.7345 | 1518.8059 | -1518.8059 | 75136.9286 | 2970.0788 | 8967.4148 | 2272.1179 | 3503.7527 | 120.6717 | 244 | 6006.4779 | 7094.0012 | 8862.0119
3033 | 76318.0911 | 1971.6358 | 0 | 76257.0911 | 1930.4056 | 4706.707 | 1967.417 | 3338.5813 | 64.1947 | 54 | 1195.4086 | 2036.4549 | 3804.4656
3034 | 76656.0649 | 2460.8029 | -2460.8029 | 74134.262 | 1873.0379 | 8463.4891 | 2520.188 | 3382.7458 | 116.6463 | 54 | 7729.3229 | 8622.8208 | 10390.8315
3035 | 76657.5993 | 1494.4265 | 0 | 76596.5993 | 3655.7216 | 8158.3372 | 2480.1571 | 3412.7248 | 158.5001 | 244 | 3169.0983 | 4294.4499 | 6062.4606
3036 | 74048.3515 | 1587.9182 | 0 | 73987.3515 | 2748.5472 | 8672.0406 | 2442.8034 | 3128.525 | 135.399 | 54 | 6877.6704 | 7789.921 | 9557.9317
3037 | 76885.0366 | 1827.6787 | 0 | 76824.0366 | 3715.4506 | 3576.0419 | 1913.0769 | 3344.5619 | 141.6449 | 190 | -2335.6065 | -1281.11 | 486.9007
3038 | 76300.1186 | 1285.6855 | -1285.6855 | 74953.4332 | 3154.5622 | 5588.5852 | 1783.214 | 3357.5054 | 165.7764 | 190 | 1991.5093 | 3070.1373 | 4838.148
3039 | 75552.1808 | 1239.0473 | -1239.0473 | 74252.1335 | 4770.1898 | 8449.2717 | 2688.8096 | 3389.706 | 133.2815 | 380 | 4875.664 | 6111.7971 | 7879.8078
3040 | 74616.1225 | 1270.3932 | 0 | 74555.1225 | 2481.3384 | 9451.5563 | 2145.1429 | 3180.2213 | 156.9906 | 380 | 7110.6597 | 8370.5018 | 10138.5125
3041 | 76030.6297 | 1447.9399 | 0 | 75969.6297 | 4400.3542 | 5768.299 | 2534.5585 | 3452.5042 | 164.9784 | 190 | 755.5778 | 1833.4078 | 3601.4185
3042 | 76530.2691 | 1514.1806 | -1514.1806 | 74955.0885 | 2831.3424 | 12395.823 | 2514.6412 | 3396.8041 | 168.7631 | 190 | 9891.0374 | 10972.6521 | 12740.6628
3043 | 77158.0875 | 1427.4722 | 0 | 77097.0875 | 6986.9629 | 12426.4084 | 2430.1454 | 3524.3702 | 145.1431 | 244 | 3667.0736 | 4779.0683 | 6547.079
3044 | 75820.6911 | 2201.0019 | 0 | 75759.6911 | 3044.2937 | 7951.643 | 2417.0016 | 3150.5375 | 130.8194 | 190 | 4085.3973 | 5129.0683 | 6897.079
3045 | 74358.3453 | 1665.1032 | 0 | 74297.3453 | 2980.9684 | 2360.0006 | 2168.6777 | 3141.7078 | 27.0084 | 54 | -237.7276 | 566.1324 | 2334.1431
3046 | 75104.1999 | 1298.727 | -1298.727 | 73744.4729 | 1946.0465 | 3219.1315 | 2678.6084 | 3172.1349 | 169.0118 | 190 | 2749.5555 | 3831.4189 | 5599.4296
3047 | 75744.8032 | 1639.9075 | 0 | 75683.8032 | 4270.9182 | 5166.21 | 2202.6152 | 3207.3541 | 95.4863 | 190 | -8.3421 | 999.9958 | 2768.0065
3048 | 74863.3611 | 1342.0196 | -1342.0196 | 73460.3415 | 3003.1996 | 7122.4171 | 2610.1315 | 3204.8164 | 114.3937 | 434 | 5844.0239 | 7115.2692 | 8883.2799
3049 | 75914.942 | 1167.2211 | 0 | 75853.942 | 4058.4565 | 6116.4026 | 2795.9176 | 3157.9356 | 106.8467 | 54 | 1528.0573 | 2411.7555 | 4179.7662
3050 | 75941.3336 | 1653.2968 | -1653.2968 | 74227.0367 | 3231.6868 | 4225.4085 | 2652.3379 | 3296.2828 | 188.9107 | 54 | 2085.5056 | 3051.2679 | 4819.2786
3051 | 76243.949 | 1647.3636 | -1647.3636 | 74535.5854 | 2849.9524 | 16029.0364 | 2557.6527 | 3312.9291 | 110.1354 | 190 | 13884.2804 | 14907.2673 | 16675.278
3052 | 75530.8273 | 1870.4429 | 0 | 75469.8273 | 3574.763 | 6875.7523 | 2134.6577 | 3196.5745 | 179.0161 | 380 | 2532.5943 | 3814.462 | 5582.4727
3053 | 74440.102 | 1443.4386 | 0 | 74379.102 | 3738.5475 | 14009.1236 | 2724.6704 | 3130.4461 | 172.1643 | 54 | 11116.7906 | 12065.8065 | 13833.8172
3054 | 75362.1295 | 2155.8707 | 0 | 75301.1295 | 2358.3534 | 5034.3692 | 2426.0796 | 3223.2649 | 159.1625 | 190 | 2394.4308 | 3466.4448 | 5234.4555
3055 | 76449.6939 | 2195.255 | -2195.255 | 74193.4389 | 3257.178 | 5643.4215 | 2019.0232 | 3305.2606 | 43.2024 | 244 | 2887.2883 | 3897.3422 | 5665.3529
3056 | 76350.7337 | 1855.3122 | 0 | 76289.7337 | 2669.3722 | 8599.9399 | 2594.7836 | 3213.5865 | 119.5808 | 190 | 4819.4042 | 5851.8365 | 7619.8472
3057 | 75817.2721 | 1464.5093 | 0 | 75756.2721 | 2118.5084 | 5263.7184 | 2467.4036 | 3210.5734 | 106.5593 | 434 | 2437.1149 | 3700.5258 | 5468.5365
3058 | 75351.3409 | 1427.5182 | -1427.5182 | 73862.8227 | 3172.8332 | 3800.582 | 2279.1826 | 3176.6314 | 167.3528 | 54 | 1590.9401 | 2535.1445 | 4303.1552
3059 | 75752.3537 | 1483.6376 | -1483.6376 | 74207.7161 | 2300.4911 | 4785.1807 | 2256.8427 | 3433.7188 | 147.8608 | 54 | 3337.7349 | 4262.4473 | 6030.458
3060 | 75047.9763 | 1558.4296 | 0 | 74986.9763 | 3008.1428 | 2664.0131 | 2342.1428 | 3151.7065 | 68.5249 | 244 | -467.0567 | 568.3198 | 2336.3305
3061 | 75275.6912 | 1228.6363 | -1228.6363 | 73986.055 | 1677.9817 | 6772.6419 | 1392.2264 | 3176.0587 | 95.8628 | 54 | 5047.0903 | 5919.8047 | 7687.8154
3062 | 75409.548 | 1281.1157 | 0 | 75348.548 | 3772.6664 | 4759.3681 | 2327.1828 | 3134.1696 | 117.6301 | 54 | 469.706 | 1364.1877 | 3132.1984
3063 | 74530.6765 | 1074.5425 | -1074.5425 | 73395.134 | 2342.0694 | 6229.0031 | 1748.6335 | 3146.3507 | 183.9928 | 54 | 4756.9839 | 5717.8283 | 7485.839
3064 | 75384.1704 | 1621.011 | 0 | 75323.1704 | 3812.7235 | 10343.3333 | 2102.1454 | 3285.934 | 122.5466 | 54 | 5965.7188 | 6865.117 | 8633.1277
3065 | 76400.1408 | 1888.0105 | 0 | 76339.1408 | 3682.4096 | 3990.8783 | 2338.1613 | 3404.1951 | 147.3607 | 244 | -918.1156 | 196.0966 | 1964.1073
3066 | 76394.0319 | 1873.6996 | -1873.6996 | 74459.3323 | 2529.0483 | 9523.324 | 2216.4308 | 3301.6533 | 173.9297 | 54 | 7423.2275 | 8374.0088 | 10142.0195
3067 | 75165.6055 | 1590.3693 | 0 | 75104.6055 | 4051.5464 | 6840.0216 | 2301.1639 | 3149.4141 | 44.6002 | 54 | 2504.6479 | 3326.0997 | 5094.1104
3068 | 75296.4415 | 1484.7575 | 0 | 75235.4415 | 4047.3949 | 7220.5471 | 2210.5529 | 3164.9951 | 175.1937 | 190 | 2683.4587 | 3771.504 | 5539.5147
3069 | 75577.5041 | 1473.8477 | 0 | 75516.5041 | 2511.1489 | 11369.924 | 1997.5659 | 3352.9846 | 88.7123 | 434 | 8063.0217 | 9308.5855 | 11076.5962
3070 | 76417.713 | 1688.0394 | 0 | 76356.713 | 4167.6316 | 12208.101 | 1944.4449 | 3363.3766 | 68.8549 | 434 | 6361.778 | 7587.4845 | 9355.4952
3071 | 74627.5298 | 1544.621 | 0 | 74566.5298 | 5795.4041 | 10638.9832 | 2610.8693 | 3133.7252 | 170.3726 | 54 | 5391.8438 | 6339.068 | 8107.0787
3072 | 75983.2392 | 1568.6448 | 0 | 75922.2392 | 2246.7352 | 7070.6628 | 1396.5545 | 3241.3117 | 137.7533 | 434 | 2909.7546 | 4204.3595 | 5972.3702
3073 | 75992.6298 | 1292.6507 | 0 | 75931.6298 | 2922.7393 | 7535.6708 | 2001.6151 | 3292.279 | 155.0842 | 244 | 3345.3958 | 4467.3316 | 6235.3423
3074 | 76776.5268 | 1844.5866 | 0 | 76715.5268 | 3658.3527 | 9521.9134 | 2679.0692 | 3457.098 | 90.409 | 190 | 4654.4011 | 5657.6617 | 7425.6724
3075 | 76281.3773 | 1847.5296 | 0 | 76220.3773 | 2571.7915 | 8388.1387 | 1966.1178 | 3358.1722 | 169.7218 | 190 | 4290.4599 | 5373.0333 | 7141.044
3076 | 73288.9954 | 1694.5677 | 0 | 73227.9954 | 2776.8197 | 16234.3087 | 2368.5836 | 3124.1674 | 199.5699 | 54 | 15092.4446 | 16068.866 | 17836.8767
3077 | 76188.6414 | 1254.0991 | 0 | 76127.6414 | 5860.8516 | 6327.2204 | 1370.8369 | 3210.9469 | 144.9185 | 434 | -1709.2888 | -407.5188 | 1360.4919
3078 | 75090.3543 | 1608.8557 | -1608.8557 | 73420.4987 | 3187.3988 | 8722.841 | 2019.6932 | 3145.5249 | 201.5013 | 54 | 6650.3617 | 7628.7146 | 9396.7253
3079 | 73893.5315 | 1344.4743 | 0 | 73832.5315 | 3851.4078 | 12370.3104 | 2460.095 | 3165.1654 | 145.2359 | 380 | 9681.8315 | 10929.9189 | 12697.9296
3080 | 75703.2646 | 2039.0075 | 0 | 75642.2646 | 3428.27 | 4268.5965 | 2548.8861 | 3177.1447 | 124.7802 | 244 | 294.2927 | 1385.9245 | 3153.9352
3081 | 77454.4344 | 2123.7776 | -2123.7776 | 75269.6568 | 2777.0724 | 10072.2284 | 2150.6117 | 3479.945 | 114.0072 | 190 | 7026.256 | 8053.1148 | 9821.1255
3082 | 75135.1876 | 1771.8562 | 0 | 75074.1876 | 2260.1455 | 20216.6778 | 2502.8135 | 3328.1719 | 116.6327 | 54 | 18083.5301 | 18977.0144 | 20745.0251
3083 | 76120.727 | 1894.4828 | 0 | 76059.727 | 1290.0771 | 17544.473 | 2343.1388 | 3465.1771 | 133.4541 | 380 | 15373.1849 | 16609.4905 | 18377.5012
3084 | 75238.0417 | 1766.8809 | 0 | 75177.0417 | 2642.9674 | 8288.5908 | 2543.9426 | 3204.2962 | 130.813 | 54 | 5587.0205 | 6494.6851 | 8262.6958
3085 | 75708.1637 | 1328.8996 | 0 | 75647.1637 | 2630.4211 | 7983.4384 | 2637.6631 | 3227.9031 | 136.4673 | 380 | 4941.6199 | 6180.9388 | 7948.9495
3086 | 76719.0257 | 1625.8215 | 0 | 76658.0257 | 1258.5676 | 7757.5922 | 2646.3263 | 3486.3519 | 195.8663 | 244 | 5343.877 | 6506.5948 | 8274.6055
3087 | 74772.2471 | 1418.7798 | 0 | 74711.2471 | 1785.1297 | 6543.4585 | 2249.1445 | 3140.6241 | 135.9593 | 380 | 4807.0502 | 6045.8611 | 7813.8718
3088 | 75377.8556 | 1389.4398 | 0 | 75316.8556 | 1849.695 | 4853.5073 | 2000.8225 | 3247.9924 | 162.903 | 244 | 2305.9716 | 3435.7262 | 5203.7369
3089 | 74950.3768 | 2022.7282 | -2022.7282 | 72866.6486 | 2001.2152 | 6703.9795 | 1798.3585 | 3198.2653 | 115.6909 | 54 | 6202.9395 | 7095.482 | 8863.4927
3090 | 74988.3857 | 1189.6964 | 0 | 74927.3857 | 4999.0829 | 7591.1275 | 2757.0134 | 3291.8356 | 147.0318 | 244 | 3083.708 | 4197.5913 | 5965.602
3091 | 76725.9282 | 1382.7296 | 0 | 76664.9282 | 2219.7727 | 17041.4569 | 2509.289 | 3468.4694 | 93.9874 | 244 | 13504.7144 | 14565.5534 | 16333.5641
3092 | 76704.6439 | 1556.7364 | 0 | 76643.6439 | 3857.5387 | 4374.7733 | 2505.2614 | 3392.7544 | 170.9366 | 54 | -858.1934 | 89.5947 | 1857.6054
3093 | 74880.6581 | 1965.8525 | -1965.8525 | 72853.8056 | 1655.156 | 8899.9217 | 2229.3754 | 3400.5298 | 174.7457 | 244 | 9391.0654 | 10532.6626 | 12300.6733
3094 | 76663.9589 | 1216.8673 | 0 | 76602.9589 | 2625.9993 | 6945.6552 | 1880.0505 | 3436.6638 | 202.196 | 434 | 2403.6113 | 3762.6588 | 5530.6695
3095 | 75778.0524 | 1720.2647 | -1720.2647 | 73996.7877 | 2267.5201 | 10201.1353 | 2195.8315 | 3204.4246 | 140.8316 | 244 | 8707.2837 | 9814.9669 | 11582.9776
3096 | 76221.0208 | 1487.6597 | 0 | 76160.0208 | 2500.6923 | 24001.9103 | 2612.9936 | 3416.7496 | 207.5689 | 190 | 20741.1404 | 21861.5609 | 23629.5716
3097 | 77684.9118 | 1865.6222 | 0 | 77623.9118 | 3775.378 | 8242.9045 | 2393.066 | 3503.8499 | 133.8615 | 244 | 2110.7306 | 3211.4436 | 4979.4543
3098 | 75885.7067 | 1873.6692 | -1873.6692 | 73951.0375 | 3707.9594 | 4754.6114 | 2507.4125 | 3305.3981 | 100.9403 | 190 | 2278.6251 | 3292.417 | 5060.4277
3099 | 74678.551 | 1638.2257 | -1638.2257 | 72979.3253 | 3803.3089 | 10784.5837 | 2306.971 | 3156.2277 | 134.6958 | 190 | 8835.3482 | 9882.8955 | 11650.9062
3100 | 76710.1016 | 1342.3222 | 0 | 76649.1016 | 2561.1528 | 3645.1195 | 2654.7997 | 3236.6406 | 137.9147 | 244 | -303.4945 | 801.2717 | 2569.2824
3101 | 75521.983 | 1336.4907 | -1336.4907 | 74124.4923 | 3079.7434 | 3050.3331 | 2376.1148 | 3303.528 | 185.1215 | 244 | 895.9402 | 2047.9132 | 3815.9239
3102 | 75318.4279 | 1675.8718 | -1675.8718 | 73581.5561 | 1655.1256 | 12700.383 | 1931.1186 | 3237.3556 | 154.6746 | 244 | 12002.3756 | 13123.9018 | 14891.9125
3103 | 74926.4216 | 1554.2586 | 0 | 74865.4216 | 3185.458 | 9480.7379 | 1864.223 | 3195.7864 | 164.8471 | 190 | 5860.0677 | 6937.7664 | 8705.7771
3104 | 74775.0958 | 1453.4638 | 0 | 74714.0958 | 3910.0576 | 8040.2292 | 2461.1088 | 3148.4867 | 72.4443 | 54 | 4395.8712 | 5245.1671 | 7013.1778
3105 | 74538.7994 | 1983.1297 | 0 | 74477.7994 | 2496.0743 | 6599.5818 | 2551.0741 | 3139.2793 | 196.2167 | 190 | 4686.2615 | 5795.3297 | 7563.3404
3106 | 75543.3788 | 1621.3492 | 0 | 75482.3788 | 3909.6084 | 10426.2592 | 1977.3036 | 3393.2725 | 142.9979 | 434 | 5775.048 | 7074.8975 | 8842.9082
3107 | 75934.2878 | 1408.6434 | 0 | 75873.2878 | 1355.4907 | 8327.8101 | 1984.6085 | 3265.9694 | 120.7069 | 54 | 5719.8095 | 6617.368 | 8385.3787
3108 | 76270.1999 | 1641.9091 | 0 | 76209.1999 | 4064.9064 | 10070.7656 | 2015.6319 | 3285.6714 | 96.6216 | 380 | 4468.1626 | 5667.6358 | 7435.6465
3109 | 75802.8565 | 1599.5395 | 0 | 75741.8565 | 4171.589 | 5272.8344 | 1974.6753 | 3260.2835 | 155.9549 | 190 | -35.4523 | 1033.3541 | 2801.3648
3110 | 76236.1374 | 1581.2764 | -1581.2764 | 74593.8609 | 2490.4926 | 9297.3471 | 2004.7078 | 3440.0227 | 191.8263 | 54 | 7027.9241 | 7996.602 | 9764.6127
3111 | 74724.9809 | 1939.0245 | 0 | 74663.9809 | 3758.8951 | 5979.459 | 2394.9566 | 3146.417 | 109.0235 | 54 | 2468.1566 | 3354.0317 | 5122.0424
3112 | 75903.5315 | 1447.7235 | -1447.7235 | 74394.808 | 1938.5489 | 5169.8106 | 2483.5067 | 3259.1203 | 94.7415 | 244 | 3949.2806 | 5010.8737 | 6778.8844
3113 | 75258.247 | 1687.1823 | 0 | 75197.247 | 4810.5032 | 2460.3757 | 2526.8288 | 3275.9346 | 80.3733 | 190 | -2374.411 | -1381.1862 | 386.8245
3114 | 76723.1036 | 1543.4765 | -1543.4765 | 75118.627 | 3979.0462 | 5346.125 | 2158.1352 | 3291.716 | 157.5497 | 190 | 1068.503 | 2138.9042 | 3906.9149
3115 | 76739.0478 | 1719.2496 | -1719.2496 | 74958.7982 | 2659.905 | 2383.0015 | 2620.8732 | 3297.8893 | 170.7012 | 380 | 53.2608 | 1326.8136 | 3094.8243
3116 | 75661.6564 | 1464.6449 | -1464.6449 | 74136.0115 | 4367.5495 | 12748.1044 | 2352.9168 | 3259.9457 | 153.2509 | 54 | 9227.606 | 10157.7085 | 11925.7192
3117 | 76224.4159 | 2168.2458 | 0 | 76163.4159 | 3135.1598 | 10258.9408 | 2485.3959 | 3209.6975 | 133.9024 | 54 | 6025.6586 | 6936.4126 | 8704.4233
3118 | 75320.4495 | 1888.6129 | 0 | 75259.4495 | 4428.3501 | 5310.1819 | 2341.8606 | 3199.1685 | 120.8415 | 190 | 533.6114 | 1567.3045 | 3335.3152
3119 | 75712.4112 | 1567.0968 | -1567.0968 | 74084.3144 | 5186.4977 | 3593.2394 | 2213.0084 | 3229.0986 | 153.9358 | 54 | -865.2656 | 65.5217 | 1833.5324
3120 | 73902.4439 | 2419.6996 | -2419.6996 | 71421.7443 | 1763.7208 | 7485.2424 | 2085.549 | 3169.1453 | 89.1839 | 54 | 8924.6717 | 9790.7071 | 11558.7178
3121 | 77345.4365 | 1917.6471 | 0 | 77284.4365 | 3488.9089 | 7235.0422 | 2431.222 | 3489.8194 | 134.1783 | 54 | 1752.9382 | 2663.968 | 4431.9787
3122 | 74927.5276 | 1705.6707 | -1705.6707 | 73160.8568 | 3101.2633 | 8333.3283 | 2312.1525 | 3210.9033 | 106.5416 | 190 | 6964.4641 | 7983.8573 | 9751.868
3123 | 74857.3545 | 1371.9613 | 0 | 74796.3545 | 4457.9496 | 15076.8246 | 2386.4383 | 3190.5358 | 158.5825 | 190 | 10769.6945 | 11841.1286 | 13609.1393
3124 | 76385.369 | 1741.3024 | 0 | 76324.369 | 3043.3947 | 9038.4873 | 2172.1393 | 3256.755 | 109.5154 | 244 | 4469.818 | 5546.1849 | 7314.1956
3125 | 76455.7535 | 1805.3084 | 0 | 76394.7535 | 1539.7132 | 8324.4356 | 2533.812 | 3275.4617 | 143.9326 | 190 | 5569.4425 | 6626.2267 | 8394.2374
3126 | 76399.9102 | 1879.4062 | 0 | 76338.9102 | 3405.3563 | 9195.6871 | 2297.8568 | 3390.6348 | 166.8349 | 434 | 4510.1122 | 5833.7987 | 7601.8094
3127 | 74067.3984 | 1527.6596 | 0 | 74006.3984 | 3029.0493 | 10836.9128 | 2001.8264 | 3140.7608 | 185.804 | 190 | 8314.2523 | 9412.9079 | 11180.9186
3128 | 75385.0829 | 1381.7253 | 0 | 75324.0829 | 2463.6908 | 5861.1995 | 2056.2064 | 3210.4039 | 48.718 | 380 | 2710.2361 | 3861.8057 | 5629.8164
3129 | 76238.9982 | 1387.1672 | 0 | 76177.9982 | 1742.4584 | 4605.0457 | 2347.8092 | 3288.4784 | 134.6401 | 380 | 1691.0767 | 2928.5684 | 4696.5791
3130 | 75446.8686 | 1786.6641 | -1786.6641 | 73599.2045 | 2276.2951 | 7832.2181 | 2592.6733 | 3417.4102 | 162.2796 | 380 | 7337.0021 | 8602.1332 | 10370.1439
3131 | 76689.3144 | 1936.6685 | 0 | 76628.3144 | 2574.3221 | 12801.5183 | 2454.3389 | 3412.6688 | 209.888 | 434 | 8836.0895 | 10202.8291 | 11970.8398
3132 | 75415.0389 | 1632.7641 | 0 | 75354.0389 | 1574.4017 | 3988.509 | 2682.9306 | 3288.1638 | 156.7361 | 244 | 2401.3628 | 3524.9505 | 5292.9612
3133 | 75045.6413 | 1987.2724 | -1987.2724 | 72997.369 | 3975.7835 | 10420.7206 | 2231.6783 | 3194.1046 | 154.7899 | 54 | 8243.551 | 9175.1925 | 10943.2032
3134 | 76037.3049 | 1660.8428 | 0 | 75976.3049 | 2653.9834 | 12000.5113 | 1196.7135 | 3337.227 | 201.9444 | 190 | 7274.3635 | 8389.1594 | 10157.1701
3135 | 76695.8345 | 1727.6789 | 0 | 76634.8345 | 2806.6621 | 8161.2897 | 2473.999 | 3518.6674 | 154.1917 | 380 | 4082.6595 | 5339.7028 | 7107.7135
3136 | 76394.6063 | 2115.6481 | 0 | 76333.6063 | 3974.5723 | 1512.8879 | 2542.9237 | 3462.5679 | 86.053 | 434 | -3419.599 | -2176.6944 | -408.6837
3137 | 75887.2334 | 1653.6067 | -1653.6067 | 74172.6267 | 3154.1855 | 6169.1181 | 2202.4619 | 3134.5032 | 169.9568 | 190 | 3549.4711 | 4632.2794 | 6400.2901
3138 | 76677.669 | 1333.526 | 0 | 76616.669 | 3414.3975 | 7030.8478 | 2177.4193 | 3402.1555 | 98.8186 | 190 | 1949.556 | 2961.2262 | 4729.2369
3139 | 75539.6832 | 1580.3033 | -1580.3033 | 73898.3799 | 3033.1152 | 10650.5368 | 2380.6432 | 3242.1557 | 188.2851 | 54 | 8712.0407 | 9677.1773 | 11445.188
3140 | 74406.26 | 1443.7213 | 0 | 74345.26 | 3694.8289 | 8652.9879 | 1613.2555 | 3163.7687 | 188.1615 | 190 | 4760.1231 | 5861.1362 | 7629.1469
3141 | 74732.9177 | 1853.4583 | 0 | 74671.9177 | 3468.4441 | 4248.2453 | 2112.2309 | 3153.1949 | 115.0084 | 190 | 743.5092 | 1771.3692 | 3539.3799
3142 | 74698.4519 | 2231.5874 | -2231.5874 | 72405.8645 | 2177.0353 | 16328.3254 | 2680.9692 | 3147.3637 | 167.6022 | 380 | 16943.9586 | 18214.4124 | 19982.4231
3143 | 75036.2619 | 1682.5286 | 0 | 74975.2619 | 3377.0194 | 10827.9537 | 2307.6638 | 3230.1584 | 139.5589 | 244 | 7383.6947 | 8490.1051 | 10258.1158
3144 | 75847.3797 | 2175.1627 | 0 | 75786.3797 | 3169.5386 | 10534.8822 | 2395.5555 | 3160.1347 | 181.4474 | 244 | 6504.854 | 7653.153 | 9421.1637
3145 | 75513.4442 | 1777.6124 | 0 | 75452.4442 | 1716.1788 | 7404.1926 | 2368.3941 | 3175.7896 | 185.3028 | 244 | 5149.9533 | 6302.1076 | 8070.1183
3146 | 74017.0674 | 1499.1536 | 0 | 73956.0674 | 2168.1494 | 24951.9686 | 2582.6196 | 3130.2265 | 188.25 | 190 | 23910.7979 | 25011.8995 | 26779.9102
3147 | 76071.9919 | 1677.5843 | 0 | 76010.9919 | 2450.8823 | 9990.1433 | 2581.5451 | 3330.7107 | 132.047 | 190 | 6810.7248 | 7855.6234 | 9623.6341
3148 | 77518.8499 | 1224.5414 | 0 | 77457.8499 | 1858.2521 | 1409.2936 | 2451.5906 | 3508.8439 | 103.0698 | 190 | -2576.1738 | -1560.2525 | 207.7582
3149 | 73678.835 | 1512.3242 | -1512.3242 | 72105.5108 | 2814.616 | 4140.4698 | 2530.1358 | 3125.3765 | 169.6021 | 244 | 4246.0553 | 5382.509 | 7150.5197
3150 | 75876.2345 | 1639.3686 | 0 | 75815.2345 | 3708.6672 | 7971.8033 | 2634.7096 | 3318.9478 | 137.3532 | 244 | 3771.759 | 4875.9638 | 6643.9745
3151 | 75915.7929 | 1960.6538 | 0 | 75854.7929 | 3019.1356 | 13498.7212 | 2173.4452 | 3144.3919 | 166.159 | 190 | 9312.8299 | 10391.8405 | 12159.8512
3152 | 75568.1527 | 1950.4626 | 0 | 75507.1527 | 3269.5461 | 7324.0672 | 2081.0822 | 3210.5325 | 99.3604 | 434 | 3209.1831 | 4465.395 | 6233.4057
3153 | 75736.0296 | 1591.4092 | 0 | 75675.0296 | 3372.1972 | 6353.3746 | 2787.4978 | 3392.2545 | 158.1508 | 54 | 2856.1002 | 3791.1025 | 5559.1132
3154 | 75320.3807 | 1786.69 | 0 | 75259.3807 | 3501.4066 | 1934.2428 | 2601.0166 | 3237.9293 | 124.4962 | 380 | -1617.3986 | -390.0508 | 1377.9599
3155 | 75918.045 | 1863.5251 | -1863.5251 | 73993.5199 | 3691.1422 | 10437.6762 | 2186.7789 | 3224.7121 | 173.4583 | 190 | 7534.705 | 8621.0149 | 10389.0256
3156 | 75640.1535 | 1301.4264 | 0 | 75579.1535 | 3055.2318 | 5354.4085 | 2015.9579 | 3196.905 | 196.6784 | 434 | 1303.0861 | 2656.6161 | 4424.6268
3157 | 77063.0817 | 1621.5484 | -1621.5484 | 75380.5333 | 1532.6373 | 10945.0148 | 2536.6933 | 3355.8303 | 154.4221 | 54 | 9294.5677 | 10225.8414 | 11993.8521
3158 | 77040.4229 | 1552.7872 | 0 | 76979.4229 | 2711.9425 | 9462.8215 | 1853.8956 | 3472.189 | 161.7783 | 244 | 4467.7408 | 5596.3706 | 7364.3813
3159 | 73842.9112 | 1484.5358 | 0 | 73781.9112 | 2657.5586 | 6816.5909 | 2413.5815 | 3126.6279 | 103.496 | 244 | 5287.5304 | 6357.878 | 8125.8887
3160 | 75567.2089 | 1967.4109 | 0 | 75506.2089 | 2283.2597 | 9879.8245 | 2340.0309 | 3147.9717 | 217.535 | 244 | 6948.5584 | 8132.9449 | 9900.9556
3161 | 75177.4197 | 1788.2392 | 0 | 75116.4197 | 4398.8057 | 14261.0397 | 2398.6747 | 3150.6629 | 62.7966 | 380 | 9665.3519 | 10831 | 12599.0107
3162 | 76849.4235 | 1912.4463 | 0 | 76788.4235 | 4789.8734 | 4292.4907 | 2354.8126 | 3437.1282 | 103.6822 | 244 | -2123.6655 | -1053.1317 | 714.879
3163 | 75898.0761 | 1778.0676 | -1778.0676 | 74059.0085 | 1672.7874 | 4884.3578 | 2655.0366 | 3333.8984 | 193.1661 | 54 | 4511.697 | 5481.7146 | 7249.7253
3164 | 74459.7459 | 2133.03 | 0 | 74398.7459 | 2253.6972 | 12697.6433 | 2144.2988 | 3247.5756 | 95.8327 | 190 | 10807.2745 | 11815.9588 | 13583.9695
3165 | 76393.7981 | 1529.8153 | 0 | 76332.7981 | 2669.1071 | 8605.0838 | 2332.0318 | 3439.6667 | 154.3051 | 54 | 4745.0771 | 5676.2339 | 7444.2446
3166 | 76665.7373 | 1360.9693 | 0 | 76604.7373 | 2836.8476 | 1869.7885 | 2200.98 | 3297.4271 | 121.4123 | 244 | -2703.1892 | -1614.9253 | 153.0854
3167 | 75254.6344 | 1663.3282 | -1663.3282 | 73530.3061 | 4964.8562 | 14708.5772 | 2300.6566 | 3157.8502 | 178.3365 | 54 | 11042.1217 | 11997.3098 | 13765.3205
3168 | 76211.3247 | 2046.1528 | 0 | 76150.3247 | 4365.0835 | 12572.4445 | 2304.6708 | 3432.4024 | 178.6574 | 54 | 7164.3094 | 8119.8184 | 9887.8291
3169 | 75708.8078 | 1277.0324 | 0 | 75647.8078 | 1971.2187 | 5086.257 | 2153.3331 | 3282.2972 | 63.8454 | 380 | 2273.0608 | 3439.7578 | 5207.7685
3170 | 76112.4035 | 1249.2926 | -1249.2926 | 74802.1109 | 2591.9988 | 8798.29 | 2688.3037 | 3391.2247 | 132.5078 | 54 | 6853.9086 | 7763.268 | 9531.2787
3171 | 74000.4952 | 1629.1857 | 0 | 73939.4952 | 2937.5065 | 17579.1372 | 2524.9491 | 3161.3354 | 100.5661 | 434 | 15758.62 | 17016.0377 | 18784.0484
3172 | 74966.1646 | 2104.0929 | 0 | 74905.1646 | 3091.8635 | 14099.8875 | 2324.2404 | 3213.4858 | 172.0278 | 190 | 11010.7855 | 12095.6649 | 13863.6756
3173 | 75395.0157 | 1916.0916 | 0 | 75334.0157 | 3181.6845 | 14435.0224 | 2558.0032 | 3142.1221 | 107.8667 | 190 | 10989.6475 | 12010.3658 | 13778.3765
3174 | 76682.4946 | 2050.0602 | 0 | 76621.4946 | 1800.0315 | 16274.0313 | 2531.9081 | 3486.6245 | 57.3227 | 244 | 13241.2378 | 14265.412 | 16033.4227
3175 | 77931.6637 | 1515.8393 | 0 | 77870.6637 | 4462.3611 | 2172.5129 | 2206.0083 | 3566.4234 | 101.3875 | 244 | -5017.8802 | -3949.6411 | -2181.6304
3176 | 75503.5623 | 2336.6 | -2336.6 | 73105.9623 | 2456.5197 | 17234.3186 | 1948.5479 | 3206.6982 | 78.8779 | 244 | 16197.2827 | 17243.0122 | 19011.0229
3177 | 75208.2739 | 2012.7096 | 0 | 75147.2739 | 3821.7282 | 9029.6108 | 2215.2728 | 3156.4539 | 170.9813 | 190 | 4802.5353 | 5886.3682 | 7654.3789
3178 | 75127.7053 | 1650.6508 | 0 | 75066.7053 | 2117.0625 | 10608.4423 | 2311.7292 | 3240.4753 | 163.2713 | 380 | 8347.079 | 9613.2018 | 11381.2125
3179 | 76704.8037 | 1783.6066 | 0 | 76643.8037 | 3050.5359 | 17984.5355 | 2100.1405 | 3261.1661 | 110.0189 | 244 | 13021.7025 | 14098.5729 | 15866.5836
3180 | 76504.8166 | 1787.6709 | 0 | 76443.8166 | 2988.5718 | 9758.8134 | 2490.9707 | 3383.1102 | 135.0212 | 434 | 5570.706 | 6862.5788 | 8630.5895
3181 | 75549.3025 | 1893.9887 | 0 | 75488.3025 | 2617.719 | 11547.4124 | 2447.9577 | 3249.7928 | 109.7319 | 54 | 8509.3414 | 9395.9249 | 11163.9356
3182 | 76397.3609 | 1455.5466 | 0 | 76336.3609 | 2703.5296 | 6390.0306 | 2695.8502 | 3371.2851 | 113.7702 | 54 | 2787.4754 | 3678.0972 | 5446.1079
3183 | 76571.1207 | 1962.0973 | 0 | 76510.1207 | 2746.1415 | 25777.728 | 2372.2235 | 3364.7085 | 32.2501 | 380 | 21628.5978 | 22763.6994 | 24531.7101
3184 | 77194.0094 | 1474.2694 | 0 | 77133.0094 | 3463.2388 | 14758.1264 | 2713.2402 | 3478.3191 | 182.7925 | 54 | 9723.6375 | 10683.2816 | 12451.2923
3185 | 75378.7957 | 1571.397 | 0 | 75317.7957 | 3107.2551 | 18331.5654 | 2359.798 | 3286.7951 | 80.8677 | 244 | 14923.3076 | 15971.027 | 17739.0377
3186 | 74889.0234 | 1516.8527 | 0 | 74828.0234 | 2315.7173 | 13557.0762 | 2675.4454 | 3164.2221 | 35.8064 | 190 | 11623.2029 | 12571.8609 | 14339.8716
3187 | 77057.9843 | 1825.5684 | 0 | 76996.9843 | 3775.4109 | 2785.3825 | 2530.6205 | 3446.6321 | 56.4424 | 190 | -2639.5601 | -1670.2661 | 97.7446
3188 | 77020.827 | 1456.0326 | -1456.0326 | 75503.7944 | 1761.9907 | 7462.4564 | 2473.0637 | 3454.9408 | 158.7011 | 54 | 5494.8757 | 6430.4284 | 8198.4391
3189 | 75152.6476 | 2153.2059 | 0 | 75091.6476 | 1540.4483 | 3340.6539 | 2651.9346 | 3200.2617 | 85.7083 | 54 | 1930.9543 | 2793.5142 | 4561.5249
3190 | 74501.1051 | 2156.9309 | -2156.9309 | 72283.1742 | 3420.4184 | 12996.5281 | 2237.6578 | 3142.6458 | 72.7616 | 190 | 12043.4391 | 13029.0522 | 14797.0629
3191 | 76357.8667 | 1469.7607 | 0 | 76296.8667 | 2774.3425 | 7517.8247 | 2598.2033 | 3153.364 | 91.6552 | 54 | 3568.3828 | 4436.8896 | 6204.9003
3192 | 74870.6532 | 2104.5035 | 0 | 74809.6532 | 3905.8982 | 20653.6304 | 2419.8857 | 3149.7665 | 93.1536 | 380 | 16877.9311 | 18073.9363 | 19841.947
3193 | 76103.0504 | 2158.9196 | 0 | 76042.0504 | 3299.3137 | 3871.1955 | 2181.5126 | 3279.1844 | 139.2508 | 244 | -639.2716 | 466.8308 | 2234.8415
3194 | 76334.3281 | 1579.5239 | -1579.5239 | 74693.8042 | 2735.713 | 7877.8891 | 2165.1665 | 3269.0607 | 177.5261 | 54 | 5252.7992 | 6207.1768 | 7975.1875
3195 | 77516.4697 | 1413.1594 | 0 | 77455.4697 | 4187.3444 | 9036.3481 | 2255.0509 | 3453.0523 | 56.2409 | 190 | 2471.8372 | 3440.9297 | 5208.9404
3196 | 75491.2436 | 1793.6197 | -1793.6197 | 73636.6239 | 2846.2619 | 4673.1829 | 2596.1324 | 3362.043 | 54.7233 | 54 | 3518.6725 | 4350.2473 | 6118.258
3197 | 77000.9885 | 1626.7781 | 0 | 76939.9885 | 2739.6735 | 14531.4968 | 2472.5916 | 3416.8037 | 153.8155 | 380 | 10111.4302 | 11368.0973 | 13136.108
3198 | 74057.6767 | 1648.7317 | 0 | 73996.6767 | 2564.1613 | 9629.2675 | 2110.9882 | 3128.395 | 125.8401 | 54 | 7678.0127 | 8580.7044 | 10348.7151
3199 | 76127.8305 | 2053.3688 | 0 | 76066.8305 | 1864.6678 | 12356.2002 | 2469.0863 | 3327.1032 | 161.5557 | 190 | 9591.0915 | 10665.4987 | 12433.5094
3200 | 76336.8 | 2387.4696 | 0 | 76275.8 | 3386.0499 | 8450.4619 | 2618.6744 | 3308.7042 | 224.2025 | 380 | 4086.1906 | 5413.2447 | 7181.2554
3201 | 76088.0533 | 1727.5337 | 0 | 76027.0533 | 2971.0376 | 4474.1079 | 2207.5788 | 3291.497 | 137.1454 | 380 | 345.2929 | 1585.2898 | 3353.3005
3202 | 75545.8764 | 1510.7819 | -1510.7819 | 73974.0946 | 3246.6449 | 11149.7237 | 2003.1052 | 3170.0611 | 185.5343 | 434 | 8472.3506 | 9814.7365 | 11582.7472
3203 | 75555.9126 | 1897.2549 | 0 | 75494.9126 | 3652.9713 | 15774.0811 | 1955.2531 | 3278.2539 | 99.1331 | 434 | 11229.9042 | 12485.8888 | 14253.8995
3204 | 76494.4529 | 1305.7603 | 0 | 76433.4529 | 4832.4333 | 16049.5569 | 2652.6009 | 3382.4576 | 176.5813 | 54 | 10188.9292 | 11142.3621 | 12910.3728
3205 | 75861.3179 | 1464.4726 | 0 | 75800.3179 | 2467.731 | 5488.7014 | 2576.3097 | 3260.7734 | 156.9982 | 244 | 2427.9356 | 3551.7854 | 5319.7961
3206 | 75860.7699 | 1295.2682 | -1295.2682 | 74504.5017 | 2850.8345 | 7542.4595 | 2233.9774 | 3213.815 | 133.207 | 190 | 5005.1158 | 6051.1744 | 7819.1851
3207 | 75238.465 | 1817.8589 | 0 | 75177.465 | 1374.1406 | 7871.4166 | 2475.8529 | 3292.1298 | 65.7858 | 190 | 6457.9936 | 7436.631 | 9204.6417
3208 | 73810.5464 | 1921.2502 | 0 | 73749.5464 | 2132.13 | 9314.5347 | 2601.1381 | 3144.1511 | 123.4928 | 380 | 8548.3475 | 9774.6919 | 11542.7026
3209 | 75052.3887 | 1373.7145 | 0 | 74991.3887 | 3433.1843 | 3624.2115 | 2084.6228 | 3213.4753 | 214.6978 | 54 | -132.0635 | 859.4859 | 2627.4966
3210 | 76198.2092 | 2161.012 | -2161.012 | 73976.1972 | 3343.139 | 9355.5767 | 2228.8009 | 3240.5751 | 93.1908 | 244 | 6875.8165 | 7935.8588 | 9703.8695
3211 | 76413.0447 | 1934.1906 | 0 | 76352.0447 | 1986.2838 | 5386.323 | 2613.7847 | 3242.2972 | 105.7453 | 190 | 2274.2764 | 3292.8732 | 5060.8839
3212 | 76956.2618 | 1418.0281 | -1418.0281 | 75477.2337 | 2588.2529 | 3706.2899 | 2543.3885 | 3528.3567 | 159.3123 | 190 | 1082.7486 | 2154.9125 | 3922.9232
3213 | 76205.8841 | 1952.9564 | -1952.9564 | 74191.9277 | 4449.9449 | 13071.2146 | 1902.8077 | 3354.676 | 241.0105 | 434 | 9057.0256 | 10454.8876 | 12222.8983
3214 | 75574.7232 | 1707.8352 | 0 | 75513.7232 | 2599.6383 | 14274.366 | 2389.5703 | 3160.378 | 142.6644 | 190 | 11081.1527 | 12136.6687 | 13904.6794
3215 | 76467.2955 | 1752.0055 | 0 | 76406.2955 | 3430.4539 | 8815.3843 | 2364.072 | 3328.9124 | 151.7483 | 54 | 4041.8193 | 4970.4191 | 6738.4298
3216 | 75875.5209 | 1562.5567 | 0 | 75814.5209 | 3084.8356 | 13687.1812 | 2728.0752 | 3241.9638 | 192.7172 | 54 | 10128.0636 | 11097.6323 | 12865.643
3217 | 76187.7046 | 2108.0448 | 0 | 76126.7046 | 3145.9771 | 5617.8497 | 2319.7495 | 3408.6442 | 154.6518 | 54 | 1443.7617 | 2375.2651 | 4143.2758
3218 | 76310.9721 | 2210.988 | -2210.988 | 74038.9841 | 3250.6596 | 7630.8805 | 2476.1235 | 3210.668 | 128.0507 | 54 | 5398.2283 | 6303.1306 | 8071.1413
3219 | 74104.6796 | 1166.6916 | 0 | 74043.6796 | 3456.9753 | 5429.8045 | 2533.2025 | 3139.1149 | 121.419 | 244 | 2971.667 | 4059.9376 | 5827.9483
3220 | 75542.3093 | 1497.9107 | 0 | 75481.3093 | 2093.7476 | 18792.1241 | 2594.4168 | 3132.2627 | 156.3662 | 434 | 16313.9467 | 17627.1644 | 19395.1751
3221 | 76592.4945 | 1553.9221 | 0 | 76531.4945 | 3785.297 | 5979.3857 | 2687.15 | 3445.7454 | 95.2534 | 434 | 1165.6896 | 2417.7946 | 4185.8053
3222 | 77058.557 | 1653.315 | -1653.315 | 75344.2421 | 2535.3497 | 3636.1303 | 2262.9009 | 3475.4211 | 224.695 | 244 | 865.0606 | 2056.6072 | 3824.6179
3223 | 73895.3572 | 1667.2251 | -1667.2251 | 72167.1321 | 2802.544 | 12642.8288 | 2567.3005 | 3136.6924 | 163.577 | 54 | 12747.3456 | 13687.7742 | 15455.7849
3224 | 75694.2534 | 1999.9581 | 0 | 75633.2534 | 1435.8623 | 7149.685 | 1949.0589 | 3374.4025 | 141.2196 | 190 | 4774.2308 | 5828.302 | 7596.3127
3225 | 75016.7812 | 1895.4896 | 0 | 74955.7812 | 2352.6798 | 6548.455 | 2432.5405 | 3177.1408 | 168.8079 | 190 | 4219.8753 | 5301.5348 | 7069.5455
3226 | 76188.3889 | 1369.7044 | 0 | 76127.3889 | 2588.5837 | 12925.6959 | 2342.6834 | 3443.8381 | 145.9507 | 190 | 9366.4449 | 10425.2471 | 12193.2578
3227 | 75706.2855 | 1726.9011 | 0 | 75645.2855 | 3327.2917 | 10978.2695 | 2301.2997 | 3309.8358 | 88.3846 | 190 | 6987.0279 | 7988.264 | 9756.2747
3228 | 75102.8587 | 1918.6531 | 0 | 75041.8587 | 3366.3588 | 12351.7153 | 2366.3949 | 3241.4441 | 120.3152 | 190 | 8921.537 | 9954.7038 | 11722.7145
3229 | 76777.2552 | 2175.0152 | 0 | 76716.2552 | 2297.5382 | 10051.153 | 1691.7236 | 3403.9337 | 202.5729 | 244 | 5503.2168 | 6672.6413 | 8440.652
3230 | 76143.4565 | 1970.9118 | 0 | 76082.4565 | 2033.1411 | 16186.6617 | 2724.5882 | 3303.1698 | 151.8133 | 244 | 13469.0221 | 14587.6869 | 16355.6976
3231 | 75203.0228 | 2182.951 | 0 | 75142.0228 | 2476.2009 | 8506.7944 | 1797.1293 | 3297.3373 | 152.4451 | 190 | 5353.2372 | 6418.5339 | 8186.5446
3232 | 75595.3792 | 1847.1623 | 0 | 75534.3792 | 3171.8296 | 9258.0583 | 2221.9501 | 3222.5379 | 137.9414 | 54 | 5366.5376 | 6281.3305 | 8049.3412
3233 | 74460.4288 | 1745.7273 | 0 | 74399.4288 | 4470.53 | 3719.1911 | 2744.6603 | 3208.9911 | 84.1552 | 380 | 173.0835 | 1360.0903 | 3128.101
3234 | 77328.5346 | 2124.5916 | -2124.5916 | 75142.943 | 4193.7131 | 3424.162 | 2152.948 | 3512.6923 | 172.9138 | 54 | -876.6538 | 73.1115 | 1841.1222
3235 | 75780.6388 | 1221.3067 | -1221.3067 | 74498.3321 | 1802.297 | 5225.1959 | 2601.0792 | 3299.7926 | 42.0758 | 54 | 4195.6386 | 5014.566 | 6782.5767
3236 | 75980.5489 | 1543.9326 | 0 | 75919.5489 | 3772.8356 | 3796.1432 | 2512.4257 | 3397.4686 | 152.9053 | 244 | -616.1471 | 503.6098 | 2271.6205
3237 | 77211.6433 | 1514.0182 | -1514.0182 | 75636.6251 | 3912.8998 | 14609.5579 | 2393.4216 | 3510.0914 | 110.8032 | 380 | 10333.746 | 11547.4008 | 13315.4115
3238 | 74623.4394 | 1434.5137 | 0 | 74562.4394 | 4075.3204 | 12972.2783 | 2277.6101 | 3144.0541 | 82.6658 | 380 | 9126.3827 | 10311.9 | 12079.9107
3239 | 75136.4356 | 1728.3774 | 0 | 75075.4356 | 2300.9659 | 4945.8206 | 2167.7148 | 3193.0345 | 116.8817 | 54 | 2300.3684 | 3194.1016 | 4962.1123
3240 | 75745.9944 | 1740.525 | -1740.525 | 73944.4694 | 2579.5982 | 10872.2492 | 2278.9216 | 3440.1381 | 174.4699 | 434 | 9437.4414 | 10768.7628 | 12536.7735
3241 | 76205.521 | 1671.3401 | 0 | 76144.521 | 2744.2607 | 5506.2513 | 2135.295 | 3255.3782 | 166.3917 | 244 | 1378.3428 | 2511.586 | 4279.5967
3242 | 74946.8792 | 1403.8483 | -1403.8483 | 73482.0309 | 3137.3177 | 5871.1515 | 1738.5047 | 3146.3838 | 131.1848 | 54 | 3506.8914 | 4414.9278 | 6182.9385
3243 | 76552.0193 | 1502.3455 | 0 | 76491.0193 | 4478.4726 | 9798.172 | 2325.4032 | 3340.4116 | 82.8337 | 380 | 3864.6949 | 5050.3803 | 6818.391
3244 | 75381.0949 | 1437.6599 | 0 | 75320.0949 | 2666.5781 | 3484.8263 | 2573.7264 | 3147.4148 | 146.238 | 244 | 589.4945 | 1702.584 | 3470.5947
3245 | 75528.2103 | 1399.8665 | -1399.8665 | 74067.3439 | 2011.871 | 7862.0566 | 2668.0003 | 3196.7808 | 141.3117 | 190 | 7017.8228 | 8071.9861 | 9839.9968
3246 | 74504.2937 | 1403.2082 | 0 | 74443.2937 | 1533.4352 | 9206.2856 | 2412.9832 | 3164.1918 | 160.0864 | 244 | 8176.9317 | 9303.8697 | 11071.8804
3247 | 76350.9887 | 1816.601 | 0 | 76289.9887 | 4770.0094 | 8207.7654 | 2487.8635 | 3277.9138 | 99.7623 | 244 | 2283.7446 | 3350.3584 | 5118.3691
3248 | 76669.7429 | 1461.5129 | -1461.5129 | 75147.2299 | 3964.9261 | 8674.3243 | 2406.4799 | 3313.8549 | 116.5446 | 244 | 4652.7031 | 5736.0993 | 7504.11
3249 | 75049.8792 | 1461.1764 | 0 | 74988.8792 | 3840.0058 | 11720.7837 | 2088.5438 | 3183.0979 | 125.7951 | 54 | 7533.7405 | 8436.3872 | 10204.3979
3250 | 76159.5729 | 1380.916 | 0 | 76098.5729 | 1420.1895 | 3975.1749 | 2486.7103 | 3244.8438 | 174.809 | 54 | 1558.1666 | 2509.8271 | 4277.8378
3251 | 76301.0793 | 1940.3874 | -1940.3874 | 74299.6919 | 1931.2417 | 9225.5159 | 2530.7427 | 3394.2923 | 172.2473 | 434 | 8289.8173 | 9618.9161 | 11386.9268
3252 | 76349.5253 | 1721.5734 | 0 | 76288.5253 | 3417.7377 | 15921.4538 | 2233.3657 | 3448.9151 | 126.0895 | 54 | 11267.6716 | 12170.6127 | 13938.6234
3253 | 77002.1633 | 1851.3627 | 0 | 76941.1633 | 3049.7609 | 6115.5358 | 1916.1439 | 3446.1385 | 42.1786 | 190 | 857.0939 | 1812.1241 | 3580.1348
3254 | 75927.6466 | 1336.8962 | -1336.8962 | 74529.7504 | 3702.5864 | 2839.8095 | 2374.996 | 3455.3086 | 114.06 | 190 | -192.0228 | 834.8888 | 2602.8995
3255 | 75584.0094 | 2066.369 | -2066.369 | 73456.6404 | 3647.162 | 4350.1388 | 2383.1069 | 3205.5135 | 128.1102 | 244 | 2205.1569 | 3300.1187 | 5068.1294
3256 | 75956.6764 | 1378.6182 | -1378.6182 | 74517.0582 | 2910.6066 | 13218.28 | 2736.2746 | 3299.6431 | 202.2043 | 190 | 11196.7329 | 12311.7888 | 14079.7995
3257 | 74967.3013 | 1313.1487 | 0 | 74906.3013 | 672.5888 | 6645.4137 | 2311.9872 | 3208.0228 | 185.5539 | 244 | 5956.7336 | 7109.1391 | 8877.1498
3258 | 76536.2965 | 2301.3014 | 0 | 76475.2965 | 2206.412 | 8219.9406 | 2089.3436 | 3344.1015 | 151.2678 | 54 | 4341.8773 | 5269.9967 | 7038.0074
3259 | 77588.8634 | 1347.6843 | 0 | 77527.8634 | 2229.5138 | 17352.0281 | 2192.9216 | 3466.4858 | 98.8319 | 244 | 12624.2582 | 13689.9417 | 15457.9524
3260 | 74818.904 | 1028.1142 | 0 | 74757.904 | 2242.2314 | 14000.5312 | 2406.133 | 3192.8449 | 126.4011 | 380 | 11969.5737 | 13198.8263 | 14966.837
3261 | 76118.6603 | 1838.3324 | 0 | 76057.6603 | 3380.5959 | 12273.9692 | 1845.0447 | 3384.6969 | 136.1691 | 244 | 7435.6545 | 8538.6751 | 10306.6858
3262 | 75850.314 | 1791.5945 | 0 | 75789.314 | 3941.7456 | 4267.3102 | 1948.2031 | 3259.35 | 96.4477 | 380 | -885.9964 | 313.3029 | 2081.3136
3263 | 74723.7777 | 1386.7649 | -1386.7649 | 73276.0128 | 4129.7394 | 8257.7399 | 2393.1094 | 3237.2852 | 109.5096 | 244 | 5852.5824 | 6928.9436 | 8696.9543
3264 | 75403.5147 | 1835.9795 | 0 | 75342.5147 | 2421.4659 | 27751.2403 | 2070.6108 | 3288.5379 | 126.8999 | 190 | 24716.6084 | 25756.3598 | 27524.3705
3265 | 75041.2434 | 1734.252 | 0 | 74980.2434 | 2893.8344 | 4982.2285 | 2298.225 | 3307.1516 | 152.6209 | 54 | 2083.7272 | 3013.1997 | 4781.2104
3266 | 75489.1194 | 1353.832 | -1353.832 | 74074.2875 | 2118.3044 | 6364.2348 | 2185.8633 | 3425.7177 | 61.4068 | 54 | 5153.424 | 5991.6824 | 7759.6931
3267 | 75771.1862 | 1417.431 | 0 | 75710.1862 | 2748.6413 | 8824.2402 | 2546.3464 | 3312.8165 | 120.1878 | 190 | 5594.7755 | 6627.8149 | 8395.8256
3268 | 74845.4977 | 1440.096 | 0 | 74784.4977 | 1774.4448 | 3941.6478 | 2253.0317 | 3287.822 | 89.3273 | 380 | 2293.7591 | 3485.9379 | 5253.9486
3269 | 75463.8075 | 1485.0729 | -1485.0729 | 73917.7346 | 3640.6764 | 7825.2368 | 2263.077 | 3256.6498 | 105.0684 | 190 | 5156.7527 | 6174.6726 | 7942.6833
3270 | 76558.6321 | 1859.7443 | 0 | 76497.6321 | 3229.3562 | 12497.7749 | 2160.8812 | 3365.9976 | 137.594 | 190 | 7667.8654 | 8718.311 | 10486.3217
3271 | 75158.7465 | 1620.1572 | 0 | 75097.7465 | 3340.3657 | 3594.602 | 1741.8748 | 3161.5037 | 156.7668 | 190 | -569.9318 | 499.6865 | 2267.6972
3272 | 75503.1765 | 1357.8105 | -1357.8105 | 74084.366 | 2774.7407 | 8972.2379 | 2673.2276 | 3228.6217 | 130.3146 | 190 | 7385.1805 | 8428.3467 | 10196.3574
3273 | 76484.2548 | 1406.5328 | 0 | 76423.2548 | 2029.1121 | 9705.8779 | 2549.6159 | 3389.2258 | 32.1897 | 434 | 6562.5527 | 7751.594 | 9519.6047
3274 | 75898.2285 | 1255.2275 | 0 | 75837.2285 | 3463.0116 | 9983.5067 | 2442.4469 | 3331.4648 | 109.8546 | 190 | 5827.3782 | 6850.0844 | 8618.0951
3275 | 75496.8748 | 1526.5527 | 0 | 75435.8748 | 1036.4737 | 3670.9994 | 2444.9391 | 3232.2492 | 71.8487 | 190 | 2246.0393 | 3230.7396 | 4998.7503
3276 | 77270.5192 | 1290.6852 | -1290.6852 | 75918.834 | 2453.6852 | 16804.5339 | 2478.5555 | 3427.2972 | 230.4346 | 54 | 13708.0673 | 14715.3535 | 16483.3642
3277 | 75819.7896 | 1828.8238 | 0 | 75758.7896 | 1071.8799 | 7467.6936 | 2166.6125 | 3457.4471 | 56.9593 | 190 | 5631.2836 | 6601.0945 | 8369.1052
3278 | 75937.6698 | 2040.0948 | 0 | 75876.6698 | 4772.5597 | 8796.1448 | 2225.7819 | 3209.0343 | 64.5861 | 244 | 2951.9316 | 3983.3693 | 5751.38
3279 | 76206.5405 | 1075.2437 | 0 | 76145.5405 | 3723.0711 | 7905.0074 | 2295.2443 | 3408.1165 | 90.9481 | 244 | 3109.9567 | 4167.7564 | 5935.7671
3280 | 75436.1697 | 1699.7382 | 0 | 75375.1697 | 1966.8489 | 9096.7681 | 2444.2375 | 3253.5287 | 47.1526 | 380 | 6822.7157 | 7972.7199 | 9740.7306
3281 | 76769.8227 | 1308.4289 | 0 | 76708.8227 | 3731.6332 | 6012.7125 | 2287.4551 | 3433.5091 | 110.8879 | 190 | 663.4209 | 1687.1604 | 3455.1711
3282 | 75623.0261 | 1447.651 | -1447.651 | 74114.3751 | 4036.2204 | 1572.6608 | 2200.495 | 3223.223 | 130.4598 | 380 | -1784.0168 | -550.7055 | 1217.3052
3283 | 75897.7277 | 2279.785 | -2279.785 | 73556.9427 | 3107.3 | 15784.1335 | 2401.6563 | 3219.492 | 159.1127 | 190 | 14111.2392 | 15183.2034 | 16951.2141
3284 | 76706.2467 | 1390.233 | 0 | 76645.2467 | 4515.7982 | 8375.9093 | 2606.4459 | 3475.9317 | 118.6879 | 54 | 2667.4419 | 3562.9814 | 5330.9921
3285 | 75286.6854 | 1972.6904 | 0 | 75225.6854 | 2770.6363 | 11225.8001 | 2507.3515 | 3304.0746 | 105.1139 | 244 | 8411.1045 | 9483.07 | 11251.0807
3286 | 75738.2909 | 1590.9702 | 0 | 75677.2909 | 3150.3191 | 11539.5938 | 2338.1177 | 3384.3042 | 129.7665 | 190 | 7804.6057 | 8847.2238 | 10615.2345
3287 | 75997.72 | 2152.3293 | 0 | 75936.72 | 3570.2672 | 3445.9331 | 2734.8159 | 3330.9172 | 80.8829 | 244 | -625.1209 | 422.6136 | 2190.6243
3288 | 75650.5521 | 1177.9319 | -1177.9319 | 74411.6201 | 3238.0569 | 2543.3661 | 2030.6346 | 3223.8128 | 158.0858 | 54 | -481.6637 | 453.2737 | 2221.2844
3289 | 75430.6094 | 1349.7162 | -1349.7162 | 74019.8932 | 4066.1934 | 10243.5346 | 2427.2233 | 3168.5024 | 95.8067 | 190 | 7123.3737 | 8132.0319 | 9900.0426
3290 | 75804.6027 | 1723.4675 | 0 | 75743.6027 | 3232.936 | 7704.9631 | 2372.6988 | 3285.4907 | 209.156 | 434 | 3756.814 | 5122.8215 | 6890.8322
3291 | 75762.5318 | 1562.6801 | 0 | 75701.5318 | 5116.3415 | 2738.1058 | 2208.2173 | 3346.3635 | 207.3747 | 434 | -3154.9867 | -1790.7604 | -22.7497
3292 | 74644.459 | 1608.8739 | -1608.8739 | 72974.5851 | 5089.185 | 5307.2577 | 2513.4675 | 3181.5468 | 159.6597 | 380 | 2308.7019 | 3571.2131 | 5339.2238
3293 | 76064.2837 | 1863.1699 | -1863.1699 | 74140.1138 | 2188.6861 | 20380.2528 | 2269.5046 | 3302.2042 | 56.2356 | 54 | 18993.3616 | 19826.4487 | 21594.4594
3294 | 74777.9592 | 1920.7426 | 0 | 74716.9592 | 3212.1566 | 6810.2121 | 2555.5591 | 3136.8392 | 167.5478 | 54 | 3943.6946 | 4888.0939 | 6656.1046
3295 | 74891.1881 | 1701.6003 | 0 | 74830.1881 | 2020.3122 | 2614.5511 | 2512.5626 | 3355.1516 | 79.9665 | 54 | 1001.9651 | 1858.7831 | 3626.7938
3296 | 76575.8404 | 2239.2375 | -2239.2375 | 74275.6029 | 1853.3782 | 10736.7469 | 2602.5055 | 3451.0151 | 144.5018 | 190 | 10031.4864 | 11088.8398 | 12856.8505
3297 | 73431.6471 | 1966.8517 | 0 | 73370.6471 | 3763.2552 | 7860.2112 | 2554.0501 | 3156.8181 | 142.4609 | 244 | 5807.3772 | 6916.6897 | 8684.7004
3298 | 75949.9473 | 2121.6481 | 0 | 75888.9473 | 3881.3115 | 6606.2541 | 2699.1663 | 3446.7286 | 144.3211 | 434 | 2352.0901 | 3653.2627 | 5421.2734
3299 | 75512.1837 | 1343.8394 | -1343.8394 | 74107.3443 | 3549.6196 | 8057.5029 | 2416.8586 | 3176.2042 | 135.861 | 380 | 5363.8018 | 6602.5143 | 8370.525
3300 | 76202.7542 | 2080.3787 | 0 | 76141.7542 | 2595.3598 | 6764.8763 | 2208.6438 | 3414.4528 | 150.2049 | 380 | 3021.0589 | 4274.1154 | 6042.1261
3301 | 76566.9483 | 1650.2636 | 0 | 76505.9483 | 2446.3623 | 15163.6842 | 2866.6006 | 3345.9453 | 179.7866 | 380 | 11794.1194 | 13076.7575 | 14844.7682
3302 | 74765.223 | 1297.8092 | 0 | 74704.223 | 3970.5981 | 9741.3152 | 2561.2353 | 3209.7474 | 74.3654 | 380 | 6207.6767 | 7384.8937 | 9152.9044
3303 | 75803.686 | 1475.6714 | 0 | 75742.686 | 1164.2007 | 18182.3928 | 2659.5503 | 3349.9702 | 116.7621 | 380 | 16655.2265 | 17874.8402 | 19642.8509
3304 | 74859.9004 | 1874.4082 | 0 | 74798.9004 | 2328.2367 | 5594.8678 | 2350.0446 | 3144.3193 | 119.6602 | 54 | 3332.2945 | 4228.8063 | 5996.817
3305 | 77286.4079 | 2386.6462 | 0 | 77225.4079 | 2425.7364 | 10840.0291 | 2527.5934 | 3437.3366 | 126.1489 | 54 | 6524.0148 | 7427.0152 | 9195.0259
3306 | 76358.4286 | 1951.3405 | 0 | 76297.4286 | 3769.3858 | 7075.4079 | 2265.1126 | 3287.4765 | 91.9873 | 54 | 1931.3826 | 2800.2214 | 4568.2321
3307 | 77011.0201 | 1800.9795 | -1800.9795 | 75149.0406 | 3258.6486 | 8621.9967 | 2693.9843 | 3472.8501 | 139.9126 | 380 | 5751.3419 | 6994.1061 | 8762.1168
3308 | 75851.0213 | 2010.4193 | 0 | 75790.0213 | 1689.4528 | 13171.633 | 2656.6446 | 3168.2408 | 124.7804 | 380 | 10887.2443 | 12114.8763 | 13882.887
3309 | 76086.9121 | 2287.8008 | 0 | 76025.9121 | 3134.0238 | 9648.6925 | 2466.9166 | 3357.0603 | 111.3666 | 54 | 5682.9335 | 6571.1516 | 8339.1623
3310 | 75570.4369 | 1611.9068 | 0 | 75509.4369 | 2846.5069 | 2781.7156 | 1749.7395 | 3224.9866 | 157.8836 | 54 | -1229.302 | -294.5669 | 1473.4438
3311 | 76800.0187 | 1815.8293 | -1815.8293 | 74923.1894 | 2610.743 | 6728.043 | 2493.7433 | 3415.275 | 129.6481 | 244 | 4473.3288 | 5569.8285 | 7337.8392
3312 | 76662.394 | 1504.1562 | 0 | 76601.394 | 2292.9702 | 3674.0881 | 1649.4445 | 3440.8288 | 62.2399 | 54 | -759.8027 | 79.2887 | 1847.2994
3313 | 77643.3182 | 1518.109 | -1518.109 | 76064.2092 | 5871.979 | 16666.1195 | 1975.9436 | 3576.9351 | 221.6801 | 54 | 9653.01 | 10651.5417 | 12419.5524
3314 | 76665.2782 | 1624.7653 | 0 | 76604.2782 | 3502.4931 | 12097.6238 | 2554.0688 | 3432.4 | 110.8338 | 244 | 7347.5214 | 8425.2068 | 10193.2175
3315 | 74897.7689 | 1228.7198 | 0 | 74836.7689 | 4431.316 | 4719.7319 | 2432.3156 | 3203.9993 | 144.5989 | 190 | 458.1619 | 1515.6123 | 3283.623
3316 | 75861.7291 | 1759.1903 | -1759.1903 | 74041.5388 | 3105.5405 | 10088.6549 | 1986.2683 | 3289.8758 | 45.4597 | 380 | 7587.9196 | 8736.2309 | 10504.2416
3317 | 74837.2139 | 1957.9083 | 0 | 74776.2139 | 3710.8226 | 18427.7416 | 2460.3022 | 3146.8144 | 170.6726 | 190 | 14918.0217 | 16001.5458 | 17769.5565
3318 | 73528.1533 | 1939.9721 | 0 | 73467.1533 | 2775.8781 | 6836.7552 | 2353.1007 | 3140.7238 | 156.5177 | 54 | 5457.7483 | 6391.1176 | 8159.1283
3319 | 74518.9316 | 1845.828 | 0 | 74457.9316 | 3248.4895 | 13130.8343 | 2244.5995 | 3136.8928 | 142.443 | 244 | 10176.1056 | 11285.4001 | 13053.4108
3320 | 76618.0357 | 1977.6657 | 0 | 76557.0357 | 2201.9431 | 14671.5618 | 2660.76 | 3366.6893 | 89.186 | 54 | 11310.2324 | 12176.27 | 13944.2807
3321 | 75565.489 | 1602.8096 | 0 | 75504.489 | 4692.2251 | 7652.4616 | 2075.2126 | 3171.5054 | 169.9121 | 190 | 2072.6656 | 3155.4293 | 4923.44
3322 | 75886.4992 | 1515.8988 | -1515.8988 | 74309.6005 | 2341.7577 | 11245.1452 | 2516.2262 | 3238.9115 | 240.4273 | 54 | 9719.1247 | 10736.4036 | 12504.4143
3323 | 75880.601 | 1975.7854 | 0 | 75819.601 | 2566.6973 | 5486.9806 | 2320.921 | 3391.6266 | 139.9707 | 190 | 2183.43 | 3236.2523 | 5004.263
3324 | 74975.3507 | 1280.53 | -1280.53 | 73633.8208 | 2418.2753 | 2761.8187 | 2477.9971 | 3294.5095 | 139.3776 | 244 | 1852.4293 | 2958.6584 | 4726.6691
3325 | 75553.6221 | 1662.882 | -1662.882 | 73829.7401 | 1624.8075 | 6059.6777 | 2509.3974 | 3374.938 | 109.0299 | 434 | 5859.6654 | 7125.5468 | 8893.5575
3326 | 75928.788 | 1879.2919 | 0 | 75867.788 | 1304.191 | 9898.26 | 2630.0452 | 3377.476 | 99.1163 | 54 | 8104.0022 | 8979.97 | 10747.9807
3327 | 75985.5317 | 2036.5499 | 0 | 75924.5317 | 3896.646 | 16828.3679 | 1941.6389 | 3321.6491 | 33.0906 | 434 | 11640.6782 | 12830.6203 | 14598.631
3328 | 75621.6407 | 1312.3401 | 0 | 75560.6407 | 2511.9186 | 6207.9216 | 2681.3366 | 3319.7628 | 150.2421 | 190 | 3506.6617 | 4569.7553 | 6337.766
3329 | 75352.0133 | 1681.9706 | 0 | 75291.0133 | 2801.0215 | 7105.7852 | 2576.9135 | 3179.8261 | 96.1667 | 54 | 4140.69 | 5013.7083 | 6781.719
3330 | 74583.8536 | 1532.4885 | 0 | 74522.8536 | 4207.419 | 14513.101 | 1910.1654 | 3128.342 | 159.8274 | 190 | 10191.5357 | 11264.2147 | 13032.2254
3331 | 75546.7749 | 1350.7347 | 0 | 75485.7749 | 2429.5695 | 3998.5122 | 2628.9765 | 3351.9874 | 16.3572 | 380 | 1434.3318 | 2553.5406 | 4321.5513
3332 | 74468.9404 | 1364.0492 | -1364.0492 | 73043.8912 | 3600.4174 | 3294.8035 | 2486.6784 | 3129.6599 | 111.9548 | 54 | 1637.0332 | 2525.8396 | 4293.8503
3333 | 75947.866 | 1938.3736 | -1938.3736 | 73948.4924 | 4871.6767 | 7606.7853 | 2606.0948 | 3383.3628 | 152.4171 | 380 | 4146.2739 | 5401.5425 | 7169.5532
3334 | 76350.5653 | 1652.6956 | 0 | 76289.5653 | 3213.8929 | 9540.224 | 2034.7613 | 3363.6111 | 97.5064 | 244 | 4805.3381 | 5869.6961 | 7637.7068
3335 | 74457.575 | 1329.6598 | 0 | 74396.575 | 1370.7898 | 3885.6716 | 2042.2014 | 3176.3925 | 171.4417 | 190 | 2707.1007 | 3791.3939 | 5559.4046
3336 | 75787.744 | 1446.0092 | 0 | 75726.744 | 2965.9151 | 6059.7702 | 2268.9621 | 3254.8974 | 152.0207 | 244 | 2261.1707 | 3380.043 | 5148.0537
3337 | 74577.8574 | 1607.5715 | -1607.5715 | 72909.2859 | 2113.7215 | 5028.1446 | 2023.5176 | 3127.6666 | 176.4096 | 54 | 4526.5214 | 5479.7825 | 7247.7932
3338 | 77564.5982 | 1566.3636 | 0 | 77503.5982 | 1400.3721 | 12783.6053 | 2652.9158 | 3515.0871 | 186.2635 | 434 | 9417.838 | 10760.953 | 12528.9637
3339 | 75533.7861 | 1659.3799 | 0 | 75472.7861 | 5679.8013 | 10221.0598 | 2602.5501 | 3247.5597 | 85.8265 | 380 | 4288.7822 | 5477.4602 | 7245.4709
3340 | 74774.2886 | 2199.3218 | 0 | 74713.2886 | 1682.1022 | 8511.8201 | 2413.202 | 3181.4691 | 96.0707 | 244 | 7081.3005 | 8144.2227 | 9912.2334
3341 | 74734.513 | 1443.3982 | 0 | 74673.513 | 4685.0559 | 10232.6675 | 2643.8309 | 3217.9017 | 86.5901 | 244 | 6106.0312 | 7159.4729 | 8927.4836
3342 | 75603.5721 | 1940.1789 | 0 | 75542.5721 | 4489.8798 | 9884.1459 | 2495.4834 | 3307.0029 | 151.1452 | 190 | 5024.3803 | 6088.3771 | 7856.3878
3343 | 75940.2383 | 1793.2977 | 0 | 75879.2383 | 2012.496 | 6601.7264 | 2597.4733 | 3477.2811 | 128.5826 | 434 | 4154.9466 | 5440.3807 | 7208.3914
3344 | 76449.9953 | 1547.1544 | 0 | 76388.9953 | 2763.0936 | 7242.4257 | 2474.6557 | 3293.2314 | 153.2348 | 434 | 3228.4239 | 4538.5103 | 6306.521
3345 | 75385.779 | 1381.0816 | 0 | 75324.779 | 2881.0077 | 13375.3527 | 2505.6369 | 3154.5941 | 135.2463 | 380 | 10199.997 | 11438.0948 | 13206.1055
3346 | 73630.9952 | 1365.3442 | 0 | 73569.9952 | 2451.0438 | 14627.3672 | 2417.0412 | 3131.1804 | 199.8053 | 434 | 13524.7498 | 14881.4067 | 16649.4174
3347 | 75368.0052 | 1951.1661 | 0 | 75307.0052 | 1750.0959 | 4731.4446 | 2452.5085 | 3138.2695 | 63.4116 | 54 | 2635.3215 | 3475.5846 | 5243.5953
3348 | 74495.1237 | 1624.5846 | 0 | 74434.1237 | 2819.3402 | 9660.8767 | 2584.2796 | 3137.8283 | 57.4424 | 190 | 7499.7208 | 8470.0147 | 10238.0254
3349 | 76398.684 | 1038.1668 | 0 | 76337.684 | 4533.0424 | 2576.6342 | 2277.5106 | 3329.2021 | 116.907 | 54 | -3317.1795 | -2423.4209 | -655.4102
3350 | 76272.3054 | 1397.6571 | -1397.6571 | 74813.6483 | 4790.1543 | 3378.0813 | 2344.8175 | 3392.1777 | 157.3734 | 54 | -1118.5262 | -184.3012 | 1583.7095
3351 | 75583.5084 | 2239.777 | -2239.777 | 73282.7314 | 2869.5079 | 6154.8443 | 2406.193 | 3171.3413 | 202.994 | 244 | 4950.3393 | 6120.1848 | 7888.1955
3352 | 75953.9973 | 1632.1623 | 0 | 75892.9973 | 3234.8106 | 20627.4311 | 2312.3361 | 3164.8977 | 114.8764 | 54 | 16347.0571 | 17238.785 | 19006.7957
3353 | 77054.3689 | 1391.2212 | 0 | 76993.3689 | 2390.4621 | 11944.7152 | 2040.3975 | 3456.2898 | 171.2964 | 190 | 7427.7715 | 8511.9194 | 10279.9301
3354 | 74911.8199 | 2000.6846 | 0 | 74850.8199 | 2019.7474 | 5607.7561 | 2486.7903 | 3189.473 | 218.9238 | 190 | 3783.6521 | 4915.4275 | 6683.4382
3355 | 76851.7908 | 1695.3509 | 0 | 76790.7908 | 3948.2852 | 5315.825 | 2305.9169 | 3360.3386 | 125.739 | 380 | -386.7955 | 841.795 | 2609.8057
3356 | 74811.4412 | 1476.094 | -1476.094 | 73274.3472 | 1700.465 | 8976.5419 | 2430.6672 | 3157.0189 | 122.7219 | 380 | 8959.6159 | 10185.1894 | 11953.2001
3357 | 75889.9807 | 1944.8202 | 0 | 75828.9807 | 3777.523 | 9857.096 | 1945.2905 | 3476.2218 | 49.3054 | 244 | 5042.3046 | 6058.4615 | 7826.4722
3358 | 76746.7632 | 1916.7988 | 0 | 76685.7632 | 1323.2859 | 1048.0954 | 2481.0899 | 3504.5552 | 184.5139 | 380 | -1605.1086 | -317.7431 | 1450.2676
3359 | 76059.3429 | 2245.3641 | -2245.3641 | 73752.9788 | 5410.5035 | 4215.6657 | 2240.4648 | 3328.7453 | 145.3442 | 190 | -8.4066 | 1049.7892 | 2817.7999
3360 | 75659.772 | 1542.1852 | -1542.1852 | 74056.5868 | 1778.1513 | 14164.1011 | 1946.3932 | 3177.2542 | 166.5408 | 434 | 12823.2104 | 14146.6028 | 15914.6135
3361 | 77328.4963 | 1180.1944 | 0 | 77267.4963 | 2589.6462 | 7570.0782 | 1798.1528 | 3453.4846 | 163.8271 | 190 | 2334.773 | 3411.4518 | 5179.4625
3362 | 76018.8908 | 1089.7876 | -1089.7876 | 74868.1031 | 3043.5998 | 5650.6301 | 2255.467 | 3375.1674 | 138.9844 | 244 | 2739.7616 | 3845.5975 | 5613.6082
3363 | 74805.327 | 1498.1856 | 0 | 74744.327 | 4172.1984 | 16316.8388 | 2249.092 | 3124.3725 | 156.6978 | 434 | 12143.9779 | 13457.5272 | 15225.5379
3364 | 75472.477 | 1782.9028 | 0 | 75411.477 | 4250.5204 | 16696.601 | 1589.33 | 3190.4632 | 101.38 | 54 | 11184.5967 | 12062.8283 | 13830.839
3365 | 75849.6559 | 1839.0706 | 0 | 75788.6559 | 2713.1011 | 10135.6167 | 2583.2829 | 3192.3062 | 139.6205 | 380 | 6779.6487 | 8022.1208 | 9790.1315
3366 | 76288.9364 | 1334.063 | 0 | 76227.9364 | 4744.6057 | 1507.288 | 2521.461 | 3277.8382 | 111.2661 | 380 | -4295.7549 | -3081.6372 | -1313.6265
3367 | 77072.399 | 1790.1549 | -1790.1549 | 75221.2441 | 3467.7552 | 4553.0273 | 2562.5817 | 3530.0138 | 201.9171 | 434 | 1326.8236 | 2685.5922 | 4453.6029
3368 | 74837.1441 | 1895.5277 | -1895.5277 | 72880.6164 | 3590.7587 | 5755.9702 | 2261.6811 | 3140.2627 | 104.9668 | 54 | 4056.7389 | 4938.5573 | 6706.568
3369 | 73639.0635 | 1941.2076 | 0 | 73578.0635 | 2855.9371 | 21442.0039 | 2183.12 | 3123.816 | 133.9313 | 190 | 19685.1394 | 20731.9222 | 22499.9329
3370 | 75293.0946 | 1814.156 | 0 | 75232.0946 | 2223.7998 | 9734.6739 | 1915.4425 | 3131.9768 | 150.7734 | 54 | 6696.3987 | 7624.0236 | 9392.0343
3371 | 75641.4112 | 2009.4348 | 0 | 75580.4112 | 1413.0164 | 8065.101 | 2491.4199 | 3271.8891 | 239.1643 | 190 | 6205.1824 | 7357.1983 | 9125.209
3372 | 76601.1299 | 1824.4186 | 0 | 76540.1299 | 3496.174 | 11104.6612 | 2653.4561 | 3466.967 | 96.1333 | 434 | 6558.9804 | 7811.9653 | 9579.976
3373 | 75390.1022 | 1785.2865 | 0 | 75329.1022 | 2720.1466 | 13178.067 | 2524.3266 | 3259.6195 | 145.7966 | 380 | 10282.9644 | 11531.6126 | 13299.6233
3374 | 75841.5949 | 2058.3819 | 0 | 75780.5949 | 4577.5474 | 5476.7636 | 1957.1361 | 3314.6557 | 132.2468 | 434 | -239.3869 | 1049.7114 | 2817.7221
3375 | 75706.8858 | 1605.8969 | -1605.8969 | 74039.9889 | 4740.9845 | 13325.9774 | 2400.1027 | 3146.449 | 154.1937 | 244 | 9461.7558 | 10582.8011 | 12350.8118
3376 | 76434.9413 | 1362.3898 | 0 | 76373.9413 | 3842.768 | 10204.1171 | 2204.7378 | 3430.1864 | 74.5306 | 54 | 4992.5319 | 5843.914 | 7611.9247
3377 | 75648.8681 | 1273.5668 | 0 | 75587.8681 | 3062.8604 | 6953.4807 | 2291.8111 | 3300.9971 | 158.9159 | 190 | 3265.7603 | 4337.5278 | 6105.5385
3378 | 77283.2099 | 1567.0264 | 0 | 77222.2099 | 4371.8379 | 8121.3934 | 2606.0858 | 3393.9039 | 101.2652 | 380 | 1897.5353 | 3101.652 | 4869.6627
3379 | 76164.9503 | 1862.3962 | -1862.3962 | 74241.5541 | 4828.1498 | 10315.9278 | 2246.5464 | 3359.2452 | 169.3403 | 244 | 6222.2155 | 7358.4073 | 9126.418
3380 | 74835.1601 | 2119.9483 | 0 | 74774.1601 | 3621.1422 | 27618.9625 | 2395.8083 | 3247.2032 | 194.608 | 380 | 24236.8717 | 25534.3312 | 27302.3419
3381 | 77307.3322 | 1622.7493 | 0 | 77246.3322 | 2494.3398 | 992.622 | 2549.5014 | 3552.9559 | 161.3751 | 244 | -3275.3927 | -2147.166 | -379.1553
3382 | 74420.7987 | 1400.4938 | -1400.4938 | 72959.3049 | 2984.1766 | 10405.7294 | 2320.266 | 3125.7747 | 110.5715 | 190 | 9278.4887 | 10301.9118 | 12069.9225
3383 | 74637.4418 | 1169.8696 | 0 | 74576.4418 | 3436.1427 | 7157.7242 | 2524.1058 | 3150.538 | 156.7949 | 190 | 4189.9834 | 5259.6299 | 7027.6406
3384 | 77803.8968 | 1562.8519 | 0 | 77742.8968 | 3127.0806 | 8707.9213 | 2423.5651 | 3566.3612 | 146.2392 | 190 | 3198.0702 | 4257.161 | 6025.1717
3385 | 77047.7339 | 1969.4183 | 0 | 76986.7339 | 2669.425 | 7688.3303 | 2544.6539 | 3501.1909 | 168.257 | 244 | 3448.2162 | 4583.3248 | 6351.3355
3386 | 73752.7104 | 1379.572 | 0 | 73691.7104 | 3770.5141 | 19284.6701 | 2335.4882 | 3136.0406 | 153.2439 | 244 | 16664.1745 | 17784.2699 | 19552.2806
3387 | 75846.4883 | 1746.3357 | 0 | 75785.4883 | 3140.9333 | 3149.2742 | 2666.3749 | 3403.0461 | 239.4154 | 54 | -337.5263 | 678.7407 | 2446.7514
3388 | 74468.2858 | 1400.6432 | -1400.6432 | 73006.6426 | 4535.1062 | 5074.9128 | 1943.6109 | 3144.2105 | 153.4184 | 54 | 1991.1854 | 2921.4553 | 4689.466
3389 | 73700.8369 | 1935.4472 | -1935.4472 | 71704.3898 | 2428.3556 | 10373.2511 | 2372.2264 | 3130.7988 | 18.8923 | 54 | 11113.7309 | 11909.4748 | 13677.4855
3390 | 73742.1523 | 2401.4852 | 0 | 73681.1523 | 2138.5944 | 5751.8804 | 2580.324 | 3129.1758 | 25.8503 | 54 | 5011.8335 | 5814.5354 | 7582.5461
3391 | 74019.17 | 2157.9562 | 0 | 73958.17 | 2688.6857 | 3624.3493 | 2547.1986 | 3125.1069 | 219.9146 | 54 | 2019.999 | 3016.7652 | 4784.7759
3392 | 75977.4107 | 1734.0539 | -1734.0539 | 74182.3569 | 2875.2741 | 9420.8147 | 2601.5451 | 3248.1828 | 59.5411 | 244 | 7583.1117 | 8609.5044 | 10377.5151
3393 | 75257.7509 | 1423.8678 | 0 | 75196.7509 | 2595.7338 | 2585.0953 | 2165.3149 | 3239.9107 | 202.199 | 244 | -431.9638 | 737.0868 | 2505.0975
3394 | 75550.236 | 1690.8876 | -1690.8876 | 73798.3484 | 3183.9374 | 6149.9248 | 2218.2076 | 3343.4339 | 64.162 | 54 | 4099.4805 | 4940.494 | 6708.5047
3395 | 75059.0074 | 1317.2765 | 0 | 74998.0074 | 3162.8465 | 4774.8895 | 2431.2263 | 3141.2356 | 130.8391 | 244 | 1556.6975 | 2654.3882 | 4422.3989
3396 | 75988.6305 | 1873.5237 | -1873.5237 | 74054.1068 | 2228.977 | 7970.1875 | 2539.5863 | 3273.9905 | 165.8335 | 190 | 6870.8805 | 7949.5656 | 9717.5763
3397 | 77237.5693 | 1630.9708 | 0 | 77176.5693 | 1841.1468 | 10606.4022 | 2481.0593 | 3370.1002 | 113.1925 | 380 | 6810.0456 | 8026.0897 | 9794.1004
3398 | 76861.5701 | 1753.1417 | 0 | 76800.5701 | 3615.0812 | 3559.0257 | 2220.7218 | 3431.4993 | 178.3426 | 54 | -1834.2045 | -879.0103 | 889.0004
3399 | 75793.3928 | 1605.754 | -1605.754 | 74126.6387 | 2875.5402 | 9039.1697 | 2151.6041 | 3292.0423 | 134.0172 | 54 | 6850.8372 | 7761.7059 | 9529.7166
3400 | 74863.0323 | 1715.7984 | 0 | 74802.0323 | 3449.7254 | 10635.13 | 2363.5208 | 3162.9187 | 187.0471 | 190 | 7280.0117 | 8379.9104 | 10147.9211
3401 | 76328.1503 | 1886.6703 | 0 | 76267.1503 | 3098.9529 | 7330.8822 | 2460.3571 | 3458.2513 | 64.3707 | 244 | 3253.5875 | 4284.8098 | 6052.8205
3402 | 75320.6535 | 1316.0292 | 0 | 75259.6535 | 2798.3313 | 5953.1167 | 2319.5077 | 3149.2013 | 128.1198 | 380 | 2734.0409 | 3965.0123 | 5733.023
3403 | 76012.1172 | 1441.2343 | 0 | 75951.1172 | 3557.7301 | 5306.1367 | 2272.1433 | 3244.8183 | 127.071 | 190 | 684.4509 | 1724.3735 | 3492.3842
3404 | 76451.9629 | 1698.7 | -1698.7 | 74692.2629 | 2462.0181 | 8608.5984 | 2032.0566 | 3345.0871 | 189.0483 | 244 | 6201.6611 | 7357.561 | 9125.5717
3405 | 76420.4089 | 1685.4565 | 0 | 76359.4089 | 3479.8305 | 2339.5333 | 2063.434 | 3305.4047 | 132.549 | 190 | -2760.6675 | -1715.2669 | 52.7438
3406 | 75764.081 | 1712.0286 | -1712.0286 | 73991.0524 | 3415.4522 | 8440.8841 | 2321.5582 | 3226.1703 | 143.0707 | 54 | 5952.3081 | 6872.2303 | 8640.241
3407 | 76749.5096 | 1441.6735 | 0 | 76688.5096 | 2659.3211 | 12515.5529 | 2396.8721 | 3308.4859 | 199.1674 | 54 | 8243.2802 | 9219.2992 | 10987.3099
3408 | 76144.7027 | 2173.5855 | 0 | 76083.7027 | 2320.9193 | 16293.1682 | 2116.4059 | 3258.3204 | 45.4017 | 54 | 12633.4724 | 13455.7257 | 15223.7364
3409 | 74931.0793 | 1012.4256 | 0 | 74870.0793 | 2557.9585 | 12829.1983 | 2494.4953 | 3163.913 | 259.6883 | 190 | 10429.7689 | 11602.3088 | 13370.3195
3410 | 74539.2259 | 1579.7462 | 0 | 74478.2259 | 3968.9912 | 3985.5841 | 2495.1533 | 3133.1568 | 167.8332 | 190 | 536.8771 | 1617.5619 | 3385.5726
3411 | 75075.5308 | 2058.1221 | -2058.1221 | 72956.4087 | 3863.8595 | 5803.2389 | 2063.8157 | 3195.0864 | 163.4507 | 380 | 3612.0727 | 4878.375 | 6646.3857
3412 | 76779.3157 | 1239.1557 | 0 | 76718.3157 | 1629.989 | 8346.9777 | 2333.6987 | 3254.9883 | 107.3178 | 190 | 4957.56 | 5977.7294 | 7745.7401
3413 | 74215.211 | 1616.7114 | 0 | 74154.211 | 3247.5145 | 2256.6386 | 2024.7314 | 3128.8528 | 150.0868 | 434 | -621.3027 | 685.6357 | 2453.6464
3414 | 75907.2622 | 1913.038 | -1913.038 | 73933.2242 | 2531.1434 | 8889.6785 | 2635.2881 | 3305.5129 | 71.3489 | 244 | 7736.3118 | 8774.5123 | 10542.523
3415 | 75730.5781 | 1523.4923 | 0 | 75669.5781 | 3868.0545 | 18321.5149 | 2451.1773 | 3463.0291 | 106.8371 | 190 | 14068.2888 | 15087.9774 | 16855.9881
3416 | 75499.6459 | 1162.2881 | 0 | 75438.6459 | 2401.8548 | 7362.526 | 2017.6276 | 3165.9342 | 130.8957 | 190 | 4075.787 | 5119.5343 | 6887.545
3417 | 75687.7114 | 1622.3208 | 0 | 75626.7114 | 2518.5045 | 14064.0916 | 2257.167 | 3439.5191 | 175.1635 | 190 | 10985.7617 | 12073.7767 | 13841.7874
3418 | 76767.5389 | 1540.819 | 0 | 76706.5389 | 3697.8757 | 12103.4299 | 1958.5517 | 3463.5983 | 185.5799 | 244 | 6491.3653 | 7643.7967 | 9411.8074
3419 | 76563.8674 | 1083.8268 | 0 | 76502.8674 | 1991.2301 | 8833.8284 | 2445.6758 | 3456.2814 | 157.7906 | 380 | 5611.8882 | 6872.5303 | 8640.541
3420 | 74762.4286 | 2184.8296 | 0 | 74701.4286 | 2670.2849 | 10938.8802 | 2308.0312 | 3257.6644 | 166.0821 | 434 | 8503.0623 | 9825.996 | 11594.0067
3421 | 76810.0052 | 1771.3895 | 0 | 76749.0052 | 3390.8966 | 1001.4744 | 2009.0223 | 3474.0839 | 165.5613 | 54 | -4285.1211 | -3342.7083 | -1574.6976
3422 | 74603.7533 | 1790.7388 | -1790.7388 | 72752.0145 | 4930.4922 | 15583.4113 | 2505.1274 | 3178.4538 | 147.5143 | 434 | 12954.6858 | 14259.0517 | 16027.0624
3423 | 76194.7967 | 1407.0445 | 0 | 76133.7967 | 3276.1674 | 6698.1224 | 2646.2606 | 3241.6161 | 119.6621 | 54 | 2546.235 | 3442.7486 | 5210.7593
3424 | 75870.5362 | 1298.744 | 0 | 75809.5362 | 3278.4549 | 6079.0217 | 2066.7355 | 3228.1731 | 171.2459 | 244 | 1656.1391 | 2794.2366 | 4562.2473
3425 | 74407.4165 | 1842.9571 | -1842.9571 | 72503.4593 | 4019.7523 | 9206.6124 | 2130.3183 | 3137.833 | 110.6167 | 190 | 7321.7521 | 8345.2203 | 10113.231
3426 | 76990.6941 | 1666.5414 | 0 | 76929.6941 | 3419.76 | 3619.6143 | 2248.9371 | 3537.479 | 149.5916 | 434 | -1573.2237 | -266.7805 | 1501.2302
3427 | 75849.2915 | 1206.6154 | -1206.6154 | 74581.6761 | 2152.3475 | 9915.6188 | 2160.6481 | 3298.6011 | 62.1602 | 54 | 8011.0444 | 8850.0561 | 10618.0668
3428 | 75722.5374 | 1578.5033 | 0 | 75661.5374 | 2692.1875 | 9999.7396 | 2271.0973 | 3159.9534 | 134.5752 | 244 | 6447.2654 | 7548.6922 | 9316.7029
3429 | 76374.1428 | 1731.1504 | 0 | 76313.1428 | 4005.9392 | 4907.9368 | 2344.5606 | 3266.8648 | 164.7861 | 190 | -429.5198 | 648.1179 | 2416.1286
3430 | 77661.3866 | 1505.6476 | -1505.6476 | 76094.739 | 2262.2879 | 5712.6548 | 2088.3664 | 3531.6504 | 123.8743 | 380 | 2345.8447 | 3572.5705 | 5340.5812
3431 | 75652.4555 | 1274.5565 | -1274.5565 | 74316.899 | 2990.1999 | 5996.7854 | 2086.8006 | 3322.9153 | 177.0434 | 380 | 3469.6025 | 4749.4975 | 6517.5082
3432 | 74721.2185 | 1025.4398 | 0 | 74660.2185 | 3498.8256 | 8332.5993 | 2721.8823 | 3135.9372 | 183.2958 | 244 | 5401.5748 | 6551.7222 | 8319.7329
3433 | 76392.4602 | 2066.1159 | 0 | 76331.4602 | 2593.4039 | 22609.4803 | 2338.9452 | 3331.1324 | 192.9441 | 244 | 18724.8938 | 19884.6895 | 21652.7002
3434 | 73231.4899 | 1155.1687 | 0 | 73170.4899 | 3006.084 | 7527.5927 | 2562.9012 | 3124.0975 | 90.0834 | 54 | 6408.2175 | 7275.1524 | 9043.1631
3435 | 76954.0997 | 1892.6237 | 0 | 76893.0997 | 3285.5079 | 7244.2306 | 2225.3927 | 3502.7867 | 137.6118 | 244 | 2164.0025 | 3268.4658 | 5036.4765
3436 | 75958.9377 | 1420.0148 | -1420.0148 | 74477.9229 | 2405.2899 | 15539.3216 | 2009.8601 | 3228.1236 | 151.5715 | 244 | 13264.2924 | 14382.7154 | 16150.7261
3437 | 76691.4406 | 1480.7639 | 0 | 76630.4406 | 1501.2925 | 11638.993 | 2570.1553 | 3341.6074 | 135.4832 | 54 | 8789.2227 | 9701.5574 | 11469.5681
3438 | 76653.6496 | 1241.6824 | 0 | 76592.6496 | 2205.6799 | 13581.3856 | 2209.7725 | 3416.2857 | 167.1226 | 190 | 9779.3142 | 10859.2884 | 12627.2991
3439 | 75707.6819 | 1688.9291 | 0 | 75646.6819 | 1284.0849 | 4870.4847 | 1986.3416 | 3200.1939 | 155.8907 | 54 | 2496.4534 | 3429.1957 | 5197.2064
3440 | 76724.3785 | 1340.7851 | -1340.7851 | 75322.5935 | 2937.7492 | 3269.3904 | 2538.8262 | 3304.365 | 192.4395 | 190 | 222.4389 | 1327.73 | 3095.7407
3441 | 75465.1468 | 1830.9949 | -1830.9949 | 73573.1518 | 3198.3287 | 12862.0483 | 2270.7888 | 3236.7717 | 159.2058 | 54 | 10968.3283 | 11904.3857 | 13672.3964
3442 | 76115.1808 | 1750.6197 | 0 | 76054.1808 | 2280.1682 | 9081.4012 | 2177.7019 | 3390.5251 | 212.1093 | 190 | 5685.4793 | 6810.4402 | 8578.4509
3443 | 76076.8178 | 2283.7317 | 0 | 76015.8178 | 3866.9398 | 11615.0332 | 2281.2171 | 3333.3538 | 123.9692 | 434 | 6717.0465 | 7997.8672 | 9765.8779
3444 | 75016.4626 | 1723.0183 | 0 | 74955.4626 | 2330.6029 | 10163.2208 | 2503.1635 | 3289.8266 | 150.4119 | 54 | 8040.3454 | 8967.6089 | 10735.6196
3445 | 73796.7388 | 1744.9198 | 0 | 73735.7388 | 4019.4485 | 10700.2311 | 2442.9084 | 3133.1502 | 175.3082 | 244 | 7891.3025 | 9033.4623 | 10801.473
3446 | 76332.0145 | 1777.0618 | 0 | 76271.0145 | 2152.0311 | 9931.7201 | 2009.1358 | 3212.624 | 93.4465 | 380 | 6100.6342 | 7296.9323 | 9064.943
3447 | 75765.2377 | 2022.171 | 0 | 75704.2377 | 1948.3438 | 7587.8037 | 2550.7286 | 3209.6205 | 98.6677 | 434 | 5065.7714 | 6321.2906 | 8089.3013
3448 | 76627.5068 | 1505.8707 | 0 | 76566.5068 | 2143.7361 | 6585.621 | 2030.9876 | 3347.3019 | 145.8063 | 54 | 2623.8676 | 3546.5255 | 5314.5362
3449 | 74969.8006 | 1081.2987 | 0 | 74908.8006 | 2627.8905 | 9900.5022 | 2270.8345 | 3166.8261 | 126.8534 | 54 | 7171.6718 | 8075.3768 | 9843.3875
3450 | 76079.775 | 1221.6665 | 0 | 76018.775 | 3034.5493 | 13375.7834 | 2687.4058 | 3313.4366 | 143.8104 | 190 | 9693.5016 | 10750.1635 | 12518.1742
3451 | 76746.8147 | 2127.5404 | 0 | 76685.8147 | 3208.3654 | 9229.274 | 2460.6633 | 3373.5531 | 166.9359 | 434 | 4539.5103 | 5863.2977 | 7631.3084
3452 | 76154.9685 | 1919.7691 | 0 | 76093.9685 | 1539.6934 | 6646.7334 | 1937.0667 | 3431.3003 | 175.4727 | 244 | 3751.6385 | 4893.9628 | 6661.9735
3453 | 76967.3549 | 1501.1528 | 0 | 76906.3549 | 2436.1956 | 9420.8817 | 1912.3915 | 3437.2608 | 195.8193 | 54 | 4798.1835 | 5770.8544 | 7538.8651
3454 | 75149.41 | 2036.804 | 0 | 75088.41 | 3061.6958 | 6069.2299 | 2020.3429 | 3168.0253 | 131.5053 | 190 | 2477.6923 | 3522.0491 | 5290.0598
3455 | 75030.0845 | 2237.0374 | -2237.0374 | 72732.0471 | 3665.5784 | 4947.4802 | 2100.8491 | 3170.1136 | 124.2247 | 244 | 3191.0174 | 4282.0936 | 6050.1043
3456 | 76611.0834 | 1562.4782 | 0 | 76550.0834 | 3728.781 | 1229.0247 | 2504.2242 | 3427.7844 | 134.7514 | 380 | -3747.6311 | -2510.0281 | -742.0174
3457 | 76011.8298 | 1637.6026 | -1637.6026 | 74313.2272 | 2914.4534 | 22407.0729 | 2361.3084 | 3178.4464 | 159.824 | 380 | 20089.347 | 21352.0226 | 23120.0333
3458 | 76717.7656 | 1534.1728 | 0 | 76656.7656 | 2030.8211 | 15113.9161 | 2292.2323 | 3307.2091 | 121.7851 | 244 | 11395.9707 | 12484.6074 | 14252.6181
3459 | 74906.3795 | 1846.3563 | 0 | 74845.3795 | 1666.5947 | 6491.9552 | 2626.8603 | 3157.2476 | 129.9688 | 54 | 5134.2888 | 6041.1092 | 7809.1199
3460 | 76191.8317 | 2054.2699 | 0 | 76130.8317 | 2268.6571 | 6529.6549 | 2216.6048 | 3310.699 | 135.4528 | 244 | 3027.6699 | 4129.9742 | 5897.9849
3461 | 76927.913 | 1585.7072 | 0 | 76866.913 | 4781.6061 | 14647.2121 | 2582.6736 | 3506.0512 | 159.9665 | 54 | 8457.6179 | 9394.4359 | 11162.4466
3462 | 76047.3101 | 1638.7143 | 0 | 75986.3101 | 2067.6758 | 9183.5772 | 2424.2967 | 3227.3662 | 197.3962 | 190 | 6151.4542 | 7261.702 | 9029.7127
3463 | 74586.9998 | 2028.9617 | 0 | 74525.9998 | 3102.7721 | 5673.4139 | 2551.0568 | 3233.3501 | 129.6639 | 380 | 3199.2488 | 4431.7643 | 6199.775
3464 | 75382.9066 | 1903.0279 | 0 | 75321.9066 | 3036.7963 | 7283.7488 | 2442.7767 | 3235.2006 | 120.4028 | 190 | 3973.2232 | 5006.4776 | 6774.4883
3465 | 76596.6881 | 2024.5395 | 0 | 76535.6881 | 3755.9643 | 6170.7553 | 2432.5889 | 3324.9403 | 127.3713 | 244 | 1006.8322 | 2101.0551 | 3869.0658
3466 | 76009.18 | 1406.3915 | -1406.3915 | 74541.7885 | 1829.5471 | 5221.9487 | 2739.8819 | 3394.2273 | 141.974 | 244 | 4354.9223 | 5463.7478 | 7231.7585
3467 | 74900.5546 | 1949.0833 | 0 | 74839.5546 | 3668.2533 | 12091.2248 | 2591.7904 | 3148.5309 | 127.5085 | 244 | 8693.9381 | 9788.2982 | 11556.3089
3468 | 75643.2815 | 1798.1393 | 0 | 75582.2815 | 2800.0294 | 10792.8624 | 2642.7309 | 3253.614 | 120.7825 | 434 | 7677.0964 | 8954.7305 | 10722.7412
3469 | 77268.1082 | 1056.8981 | 0 | 77207.1082 | 2715.4212 | 7082.525 | 2313.3223 | 3389.9097 | 105.8382 | 54 | 2233.4276 | 3116.1174 | 4884.1281
3470 | 74661.3671 | 1471.8744 | -1471.8744 | 73128.4927 | 2899.6003 | 5187.361 | 2313.0338 | 3157.1138 | 150.7502 | 54 | 3999.6156 | 4927.2174 | 6695.2281
3471 | 75670.6033 | 1655.3737 | 0 | 75609.6033 | 2966.3477 | 5190.2384 | 2616.7743 | 3223.6801 | 115.1079 | 190 | 1824.9418 | 2852.9013 | 4620.912
3472 | 74512.7559 | 1754.644 | -1754.644 | 72697.1118 | 2388.9765 | 4820.0311 | 2500.0817 | 3199.243 | 183.3995 | 244 | 4803.4674 | 5953.7185 | 7721.7292
3473 | 74640.7507 | 1645.9778 | 0 | 74579.7507 | 5001.3934 | 12942.6494 | 2581.7589 | 3302.2073 | 132.6064 | 54 | 8615.6714 | 9525.1293 | 11293.14
3474 | 76242.3355 | 1157.8485 | 0 | 76181.3355 | 3761.66 | 14153.3776 | 2320.8958 | 3292.8632 | 76.1889 | 54 | 9194.3411 | 10047.3816 | 11815.3923
3475 | 76019.0424 | 1332.3213 | 0 | 75958.0424 | 1352.778 | 2660.6586 | 1370.4112 | 3344.042 | 139.7946 | 190 | -565.5086 | 487.1376 | 2255.1483
3476 | 77170.6163 | 1567.9171 | -1567.9171 | 75541.6992 | 3004.3116 | 5689.9123 | 2429.099 | 3454.687 | 81.8273 | 54 | 2397.8875 | 3256.5664 | 5024.5771
3477 | 76551.564 | 1238.0982 | -1238.0982 | 75252.4658 | 4365.3857 | 13588.0771 | 2591.86 | 3259.5197 | 214.3642 | 434 | 9191.8053 | 10563.0211 | 12331.0318
3478 | 75882.1485 | 1559.9761 | 0 | 75821.1485 | 3749.7893 | 6401.8904 | 2546.9713 | 3280.968 | 145.6173 | 380 | 2029.0919 | 3277.5607 | 5045.5714
3479 | 74382.8855 | 2165.7889 | -2165.7889 | 72156.0966 | 2459.7159 | 7173.852 | 2035.0674 | 3141.4127 | 136.1595 | 190 | 7104.7196 | 8153.7306 | 9921.7413
3480 | 75351.9066 | 1779.3165 | 0 | 75290.9066 | 1950.7988 | 10941.324 | 2606.9451 | 3243.4683 | 131.7826 | 190 | 8920.2319 | 9964.866 | 11732.8767
3481 | 76839.5434 | 1739.8386 | 0 | 76778.5434 | 2640.8687 | 6299.0483 | 2352.8353 | 3415.6003 | 131.6684 | 434 | 2018.2719 | 3306.7918 | 5074.8025
3482 | 76623.9038 | 1245.039 | -1245.039 | 75317.8649 | 3624.1681 | 9092.0319 | 2136.4345 | 3346.1926 | 96.6684 | 190 | 5002.826 | 6012.346 | 7780.3567
3483 | 75888.4801 | 1706.2955 | 0 | 75827.4801 | 3194.1442 | 8034.1221 | 1835.8201 | 3309.5881 | 193.4668 | 54 | 3528.106 | 4498.4244 | 6266.4351
3484 | 76095.2364 | 1775.812 | 0 | 76034.2364 | 2433.7621 | 5164.1338 | 2245.2043 | 3317.9709 | 158.5669 | 380 | 1629.5104 | 2890.9288 | 4658.9395
3485 | 74713.3857 | 1587.5738 | -1587.5738 | 73064.8118 | 3568.1843 | 8628.5794 | 2436.5842 | 3146.6591 | 158.3745 | 380 | 6949.0265 | 8210.2526 | 9978.2633
3486 | 75758.8851 | 1682.3904 | 0 | 75697.8851 | 3204.243 | 7316.9385 | 2399.3362 | 3257.2586 | 167.3791 | 190 | 3441.6053 | 4521.8359 | 6289.8466
3487 | 76428.5375 | 1762.4783 | 0 | 76367.5375 | 2550.5295 | 2011.0651 | 1615.8318 | 3356.5043 | 114.375 | 244 | -2564.4658 | -1483.2392 | 284.7715
3488 | 76536.0066 | 1263.3513 | -1263.3513 | 75211.6553 | 3554.5565 | 10542.0781 | 2253.4198 | 3403.0284 | 189.6848 | 244 | 6802.5145 | 7959.0509 | 9727.0616
3489 | 75190.7758 | 1031.1699 | 0 | 75129.7758 | 2308.4233 | 15838.376 | 2511.1502 | 3244.3265 | 166.2892 | 380 | 13525.8537 | 14794.9944 | 16563.0051
3490 | 75950.3296 | 1828.35 | 0 | 75889.3296 | 3407.497 | 8723.6444 | 2700.4099 | 3394.5905 | 118.2239 | 54 | 4892.0182 | 5787.0937 | 7555.1044
3491 | 77448.5177 | 1569.8775 | 0 | 77387.5177 | 1496.7141 | 11447.5803 | 2470.6649 | 3515.9362 | 168.1158 | 380 | 7920.1495 | 9191.1169 | 10959.1276
3492 | 76022.1834 | 1143.0953 | 0 | 75961.1834 | 3420.8278 | 14435.4709 | 2713.0405 | 3305.165 | 209.5893 | 54 | 10441.8652 | 11428.306 | 13196.3167
3493 | 76249.4042 | 1310.4922 | 0 | 76188.4042 | 2259.7345 | 3783.7279 | 2402.4954 | 3226.2854 | 92.4324 | 190 | 334.5699 | 1339.8539 | 3107.8646
3494 | 75243.1805 | 1778.9749 | -1778.9749 | 73403.2056 | 1511.9383 | 14855.7844 | 2440.0421 | 3157.1955 | 229.9147 | 54 | 14908.0781 | 15914.8444 | 17682.8551
3495 | 73971.5231 | 1565.6987 | 0 | 73910.5231 | 3975.2471 | 6420.1014 | 2563.3568 | 3154.8003 | 76.8052 | 190 | 3622.6883 | 4612.345 | 6380.3557
3496 | 74931.2551 | 1404.2204 | 0 | 74870.2551 | 3940.7961 | 17945.672 | 2261.488 | 3150.9134 | 94.7136 | 54 | 13917.2221 | 14788.7873 | 16556.798
3497 | 76645.5175 | 2035.1729 | 0 | 76584.5175 | 5474.7268 | 3451.7568 | 1523.7496 | 3372.4261 | 100.8122 | 190 | -4341.1119 | -3327.4481 | -1559.4374
3498 | 75396.6086 | 1432.2547 | -1432.2547 | 73903.3539 | 3342.0369 | 6518.2636 | 2191.8887 | 3205.5138 | 96.7365 | 190 | 4040.4753 | 5050.0633 | 6818.074
3499 | 75081.0607 | 1552.1179 | 0 | 75020.0607 | 3125.6387 | 9973.8305 | 2077.8653 | 3180.7614 | 185.5254 | 380 | 6456.9579 | 7745.3349 | 9513.3456
3500 | 75957.0168 | 1859.937 | 0 | 75896.0168 | 2699.6243 | 7167.9068 | 2741.8654 | 3248.6388 | 164.4743 | 434 | 3932.97 | 5254.2959 | 7022.3066
3501 | 74389.0805 | 1314.0446 | 0 | 74328.0805 | 5214.6885 | 6095.468 | 1674.2121 | 3128.7156 | 78.8384 | 190 | 725.8266 | 1717.5166 | 3485.5273
3502 | 75385.666 | 1064.0249 | -1064.0249 | 74260.6411 | 4094.2166 | 6900.6164 | 2480.785 | 3143.6515 | 79.7252 | 190 | 3540.3952 | 4532.972 | 6300.9827
3503 | 74931.5403 | 1288.1661 | 0 | 74870.5403 | 3726.0507 | 13640.4401 | 2312.4322 | 3179.6859 | 71.2885 | 54 | 9906.1672 | 10754.3073 | 12522.318
3504 | 76584.1916 | 2374.8447 | 0 | 76523.1916 | 1805.9281 | 11022.8833 | 2168.5122 | 3291.7071 | 191.7729 | 244 | 7524.1829 | 8682.8073 | 10450.818
3505 | 74628.0214 | 2161.2646 | 0 | 74567.0214 | 3563.9534 | 6560.8887 | 2056.5144 | 3153.9671 | 79.1278 | 190 | 3010.5954 | 4002.5747 | 5770.5854
3506 | 76739.6583 | 1618.6861 | 0 | 76678.6583 | 1405.4051 | 7871.8099 | 2195.9154 | 3353.9119 | 76.0603 | 54 | 4707.7738 | 5560.6857 | 7328.6964
3507 | 75471.6897 | 1632.8388 | 0 | 75410.6897 | 2514.5033 | 2383.8478 | 2480.133 | 3209.9239 | 103.3949 | 54 | -481.0883 | 399.1582 | 2167.1689
3508 | 75770.2255 | 2062.7601 | -2062.7601 | 73646.4654 | 3727.6888 | 5366.4364 | 2290.5856 | 3262.02 | 161.1569 | 434 | 2915.0878 | 4233.0962 | 6001.1069
3509 | 75965.8127 | 2396.8539 | 0 | 75904.8127 | 1966.9669 | 9999.407 | 2466.1466 | 3178.67 | 152.8517 | 54 | 7142.6439 | 8072.3472 | 9840.3579
3510 | 75052.8352 | 1665.9405 | 0 | 74991.8352 | 2920.6536 | 4016.2267 | 1483.2821 | 3196.6699 | 145.5755 | 54 | 153.8899 | 1076.317 | 2844.3277
3511 | 76078.8827 | 1238.7382 | -1238.7382 | 74779.1444 | 3046.6388 | 13345.9891 | 2653.168 | 3366.4066 | 147.1472 | 190 | 10909.9805 | 11969.9792 | 13737.9899
3512 | 76498.5959 | 1878.2005 | 0 | 76437.5959 | 2789.4715 | 13898.0331 | 2523.0465 | 3386.2785 | 132.7571 | 244 | 9950.4907 | 11050.0994 | 12818.1101
3513 | 77486.7064 | 1810.583 | 0 | 77425.7064 | 2990.2829 | 4244.1428 | 1997.7393 | 3500.6638 | 163.218 | 244 | -1303.2433 | -173.1738 | 1594.8369
3514 | 75914.6166 | 1616.7333 | -1616.7333 | 74236.8833 | 2326.0105 | 13236.9239 | 1861.6704 | 3351.889 | 146.2392 | 244 | 11257.7895 | 12370.8802 | 14138.8909
3515 | 76007.4773 | 1596.7292 | 0 | 75946.4773 | 3100.9457 | 10119.4127 | 2237.768 | 3201.2461 | 73.031 | 434 | 5881.2038 | 7111.0864 | 8879.0971
3516 | 75545.7385 | 2355.4005 | 0 | 75484.7385 | 3571.3117 | 16752.8606 | 2635.8009 | 3219.6638 | 166.8555 | 434 | 12922.4751 | 14246.1821 | 16014.1928
3517 | 77104.8195 | 1407.7532 | 0 | 77043.8195 | 2638.1263 | 5084.8938 | 2420.938 | 3355.2377 | 220.3712 | 244 | 549.3236 | 1736.5464 | 3504.5571
3518 | 76711.5243 | 1526.055 | -1526.055 | 75124.4693 | 5092.8184 | 11835.6313 | 2398.3207 | 3388.8379 | 137.0558 | 244 | 6775.7022 | 7879.6095 | 9647.6202
3519 | 75945.0153 | 1545.4464 | 0 | 75884.0153 | 1371.3313 | 8882.0503 | 2475.4687 | 3195.1242 | 76.5768 | 190 | 6667.4967 | 7656.925 | 9424.9357
3520 | 73842.481 | 1688.1777 | 0 | 73781.481 | 2608.1035 | 8007.1356 | 2412.4613 | 3152.5133 | 159.4319 | 190 | 6552.7257 | 7625.0092 | 9393.0199
3521 | 75194.3825 | 1535.9173 | 0 | 75133.3825 | 2628.7827 | 3805.1251 | 2233.4482 | 3299.7982 | 69.5895 | 434 | 946.4062 | 2172.8472 | 3940.8579
3522 | 76555.1781 | 1486.222 | -1486.222 | 75007.956 | 3799.5526 | 5586.5602 | 2650.2567 | 3379.7184 | 145.318 | 54 | 2179.2267 | 3101.3962 | 4869.4069
3523 | 75981.0241 | 2178.7447 | -2178.7447 | 73741.2793 | 4490.8854 | 7349.2963 | 2148.5287 | 3258.7942 | 101.3679 | 54 | 3894.6545 | 4772.8739 | 6540.8846
3524 | 75456.2838 | 1738.3151 | 0 | 75395.2838 | 2591.8073 | 10946.3142 | 2623.6674 | 3421.0147 | 127.7986 | 190 | 8374.1052 | 9414.7554 | 11182.7661
3525 | 76002.2872 | 2263.9139 | 0 | 75941.2872 | 1544.8378 | 7623.9321 | 2290.425 | 3327.9273 | 197.1873 | 54 | 5126.3594 | 6100.3983 | 7868.409
3526 | 74919.0354 | 1399.1059 | 0 | 74858.0354 | 1323.3461 | 6580.6542 | 2514.9994 | 3324.5004 | 145.7786 | 380 | 5608.9724 | 6857.6026 | 8625.6133
3527 | 75768.0976 | 1271.7098 | 0 | 75707.0976 | 1626.7087 | 5664.7756 | 2211.0092 | 3172.2831 | 191.1693 | 380 | 3084.4617 | 4378.4825 | 6146.4932
3528 | 76418.5283 | 1456.1049 | 0 | 76357.5283 | 5750.7915 | 23590.3313 | 2443.9997 | 3471.7118 | 141.2547 | 54 | 16767.9231 | 17686.0294 | 19454.0401
3529 | 76725.7054 | 1905.1578 | 0 | 76664.7054 | 2577.5198 | 2600.3867 | 2706.6538 | 3395.9416 | 114.8666 | 54 | -1169.0431 | -277.3249 | 1490.6858
3530 | 76392.3526 | 2158.7111 | -2158.7111 | 74172.6415 | 3482.1311 | 18411.6651 | 2104.0184 | 3435.3237 | 101.5767 | 190 | 15666.4346 | 16680.8629 | 18448.8736
3531 | 74130.2476 | 1867.1076 | 0 | 74069.2476 | 2688.9024 | 3838.7566 | 2378.6869 | 3157.2427 | 133.9218 | 244 | 1986.7361 | 3087.5095 | 4855.5202
3532 | 76193.3577 | 1678.7209 | -1678.7209 | 74453.6368 | 4149.5826 | 9018.4632 | 2232.4188 | 3218.8634 | 129.4353 | 380 | 5236.7259 | 6469.0127 | 8237.0234
3533 | 76590.7688 | 1244.7804 | 0 | 76529.7688 | 3487.183 | 8868.977 | 966.2617 | 3361.8343 | 143.7268 | 244 | 2550.3212 | 3660.8996 | 5428.9103
3534 | 78002.1666 | 1638.9883 | 0 | 77941.1666 | 3499.3363 | 19965.3077 | 2028.7394 | 3576.561 | 143.4454 | 244 | 13500.3052 | 14610.6021 | 16378.6128
3535 | 76539.7926 | 1916.8708 | 0 | 76478.7926 | 2179.6808 | 6594.2382 | 2117.5039 | 3227.1391 | 185.9853 | 54 | 2650.6078 | 3613.4447 | 5381.4554
3536 | 73778.0642 | 1840.9386 | 0 | 73717.0642 | 2282.1227 | 4621.9898 | 2634.5696 | 3131.5955 | 167.0425 | 190 | 3759.168 | 4839.062 | 6607.0727
3537 | 75917.7104 | 2408.1722 | 0 | 75856.7104 | 1931.9297 | 6377.249 | 2293.4841 | 3185.7957 | 112.4349 | 244 | 3438.0886 | 4517.3751 | 6285.3858
3538 | 74964.711 | 1327.9237 | 0 | 74903.711 | 3268.5467 | 16339.0101 | 2567.9279 | 3169.2859 | 160.5103 | 434 | 13274.1661 | 14591.528 | 16359.5387
3539 | 75787.0456 | 1567.5591 | 0 | 75726.0456 | 3299.8271 | 11216.5882 | 2378.4243 | 3309.4919 | 87.0882 | 244 | 7248.8318 | 8302.7716 | 10070.7823
3540 | 75554.6903 | 1526.2865 | 0 | 75493.6903 | 3260.4302 | 8208.2954 | 2347.215 | 3248.843 | 149.0398 | 190 | 4420.4328 | 5482.3242 | 7250.3349
3541 | 76673.1811 | 1474.2351 | 0 | 76612.1811 | 2312.4893 | 12526.4028 | 2101.9736 | 3386.5501 | 54.5067 | 380 | 8460.4561 | 9617.8144 | 11385.8251
3542 | 76985.4169 | 1673.249 | 0 | 76924.4169 | 2050.7685 | 2668.0014 | 2649.9417 | 3465.1944 | 96.5251 | 190 | -821.848 | 187.5287 | 1955.5394
3543 | 75823.1917 | 1779.4004 | -1779.4004 | 73982.7913 | 1906.2294 | 4892.0867 | 2266.9572 | 3214.1691 | 88.7077 | 54 | 3854.3924 | 4719.9517 | 6487.9624
3544 | 77146.4323 | 1436.4513 | 0 | 77085.4323 | 4078.0224 | 13478.3792 | 2718.5425 | 3455.9289 | 100.6928 | 244 | 7859.5959 | 8927.1402 | 10695.1509
3545 | 75331.735 | 1690.4162 | 0 | 75270.735 | 3817.1985 | 7172.5325 | 2338.7825 | 3281.2446 | 140.5737 | 54 | 3074.8261 | 3992.2514 | 5760.2621
3546 | 74799.0951 | 1457.5316 | 0 | 74738.0951 | 4263.3466 | 18079.8551 | 2505.5215 | 3131.8536 | 196.8027 | 244 | 14085.9885 | 15249.6427 | 17017.6534
3547 | 76246.5516 | 1928.536 | 0 | 76185.5516 | 1960.877 | 1352.4793 | 2733.4884 | 3173.8911 | 152.0258 | 190 | -1516.3698 | -451.4924 | 1316.5183
3548 | 75576.8944 | 1732.6505 | -1732.6505 | 73783.2438 | 3048.4578 | 12206.1477 | 2307.2744 | 3318.2253 | 137.7473 | 434 | 10370.1459 | 11664.7448 | 13432.7555
3549 | 74435.7889 | 1412.0682 | 0 | 74374.7889 | 3110.6715 | 12315.2018 | 2270.5795 | 3147.1488 | 213.4507 | 54 | 9617.6697 | 10607.972 | 12375.9827
3550 | 73103.6786 | 2175.9354 | 0 | 73042.6786 | 2219.0674 | 1298.1238 | 2180.2391 | 3124.0295 | 121.9226 | 434 | 710.8465 | 1989.6206 | 3757.6313
3551 | 75873.1679 | 1447.5996 | -1447.5996 | 74364.5683 | 2143.2284 | 1944.9374 | 2326.018 | 3224.801 | 124.8988 | 54 | 358.1596 | 1259.91 | 3027.9207
3552 | 75174.7303 | 1777.4241 | -1777.4241 | 73336.3062 | 1584.8316 | 10070.2242 | 2368.316 | 3163.7172 | 113.4605 | 54 | 10051.3196 | 10941.6316 | 12709.6423
3553 | 76205.4283 | 1498.3402 | 0 | 76144.4283 | 2035.9521 | 6090.6919 | 2619.714 | 3254.5462 | 165.5628 | 380 | 3154.7718 | 4423.1861 | 6191.1968
3554 | 77106.5476 | 1619.3964 | 0 | 77045.5476 | 2492.4331 | 5031.9538 | 2591.1057 | 3525.2616 | 68.4846 | 434 | 980.5405 | 2205.8766 | 3973.8873
3555 | 76216.7903 | 2094.0649 | -2094.0649 | 74061.7253 | 2171.314 | 6773.066 | 2550.4363 | 3385.5821 | 115.2217 | 54 | 5846.245 | 6738.3183 | 8506.329
3556 | 74336.2166 | 2030.5186 | 0 | 74275.2166 | 1535.5641 | 5371.2722 | 2361.2481 | 3211.0467 | 135.4855 | 54 | 4502.9862 | 5415.3233 | 7183.334
3557 | 76631.7469 | 1738.914 | 0 | 76570.7469 | 2203.2345 | 9143.3989 | 2652.9472 | 3390.4642 | 119.2235 | 244 | 5783.0289 | 6869.1039 | 8637.1146
3558 | 75060.803 | 1428.7331 | 0 | 74999.803 | 2873.2716 | 8623.0806 | 2409.7365 | 3191.1105 | 172.323 | 54 | 5721.053 | 6670.2275 | 8438.2382
3559 | 74973.989 | 1628.3201 | 0 | 74912.989 | 2953.205 | 13868.2724 | 2569.3045 | 3209.0738 | 75.8101 | 54 | 11150.6566 | 12003.3182 | 13771.3289
3560 | 75186.3178 | 1038.7419 | 0 | 75125.3178 | 3223.2482 | 16185.1551 | 1916.6122 | 3233.2904 | 175.2018 | 54 | 12356.6917 | 13308.745 | 15076.7557
3561 | 75656.786 | 1518.949 | 0 | 75595.786 | 2153.7241 | 13738.6212 | 1901.9036 | 3257.6967 | 62.1864 | 54 | 10518.9114 | 11357.9493 | 13125.96
3562 | 76008.4086 | 2034.3895 | 0 | 75947.4086 | 2599.8544 | 9559.3164 | 2610.234 | 3315.5114 | 143.29 | 54 | 6307.9988 | 7228.1404 | 8996.1511
3563 | 75155.7914 | 1577.965 | 0 | 75094.7914 | 3905.8934 | 7558.2161 | 2808.8818 | 3156.7313 | 122.6306 | 380 | 3893.3445 | 5118.8267 | 6886.8374
3564 | 75495.196 | 1064.7291 | 0 | 75434.196 | 3338.0972 | 7194.5822 | 2263.9597 | 3155.3745 | 134.3763 | 244 | 3211.8233 | 4313.0512 | 6081.0619
3565 | 75393.8213 | 1898.6223 | 0 | 75332.8213 | 3661.7288 | 1371.7281 | 2405.833 | 3156.378 | 155.2907 | 434 | -2690.4109 | -1378.2686 | 389.7421
3566 | 76069.9723 | 1360.4706 | -1360.4706 | 74648.5017 | 2102.6322 | 6204.1023 | 2728.2939 | 3246.596 | 115.0999 | 54 | 4798.0584 | 5690.0098 | 7458.0205
3567 | 75249.7699 | 1174.4783 | 0 | 75188.7699 | 3257.0223 | 3608.3212 | 2497.9471 | 3205.6046 | 146.8761 | 190 | 236.2808 | 1296.0085 | 3064.0192
3568 | 74664.277 | 2113.0467 | -2113.0467 | 72490.2302 | 4064.1143 | 10419.2059 | 2461.739 | 3197.9952 | 156.7824 | 380 | 8894.7956 | 10154.4296 | 11922.4403
3569 | 76881.7697 | 1283.404 | 0 | 76820.7697 | 6208.8883 | 10714.2315 | 2604.6938 | 3431.8023 | 156.8049 | 380 | 3091.2697 | 4350.9262 | 6118.9369
3570 | 76272.3962 | 1842.9508 | 0 | 76211.3962 | 3320.4445 | 8392.119 | 2293.1792 | 3509.9223 | 153.4859 | 54 | 4033.5797 | 4963.9172 | 6731.9279
3571 | 75366.07 | 1405.2652 | 0 | 75305.07 | 3604.5317 | 6940.7831 | 2089.6058 | 3308.9256 | 98.0423 | 54 | 2799.9129 | 3674.8068 | 5442.8175
3572 | 74667.9519 | 1348.0778 | 0 | 74606.9519 | 2540.3163 | 3210.977 | 1852.2623 | 3148.2472 | 162.8376 | 434 | 434.4182 | 1754.1074 | 3522.1181
3573 | 75662.9048 | 2378.012 | -2378.012 | 73223.8928 | 2831.5005 | 10751.4154 | 2306.6653 | 3386.2328 | 178.5667 | 190 | 9759.1202 | 10850.5384 | 12618.5491
3574 | 74994.355 | 1809.5926 | 0 | 74933.355 | 3332.4329 | 7324.7957 | 2280.0731 | 3174.7427 | 195.2582 | 244 | 3884.0236 | 5046.1334 | 6814.1441
3575 | 75754.325 | 1656.2611 | 0 | 75693.325 | 4090.4009 | 6865.7238 | 2190.0426 | 3326.6968 | 153.6479 | 190 | 1968.9374 | 3035.4368 | 4803.4475
3576 | 75398.9028 | 1396.2148 | -1396.2148 | 73941.688 | 2224.2255 | 12611.9212 | 2353.817 | 3191.4977 | 124.402 | 244 | 11361.5223 | 12452.7759 | 14220.7866
3577 | 76631.6846 | 1814.8786 | 0 | 76570.6846 | 3395.8653 | 5977.2456 | 1867.8387 | 3534.9883 | 87.8786 | 54 | 783.7226 | 1648.4527 | 3416.4634
3578 | 75158.3297 | 1799.574 | -1799.574 | 73297.7557 | 2740.0514 | 9282.8988 | 1364.5608 | 3281.0058 | 106.2531 | 190 | 7260.8584 | 8279.963 | 10047.9737
3579 | 77006.5879 | 1330.7393 | 0 | 76945.5879 | 3455.9841 | 7437.6879 | 2422.7416 | 3528.0669 | 160.3981 | 54 | 2357.1244 | 3294.3741 | 5062.3848
3580 | 74244.0292 | 1984.9486 | -1984.9486 | 72198.0806 | 3253.8395 | 6821.9299 | 1976.1464 | 3146.6583 | 133.8454 | 190 | 5863.0146 | 6909.7115 | 8677.7222
3581 | 75551.8113 | 1836.4132 | 0 | 75490.8113 | 4377.2502 | 2933.8928 | 2637.1913 | 3237.6586 | 88.3951 | 54 | -1689.1189 | -823.8723 | 944.1384
3582 | 77105.8768 | 1346.9124 | -1346.9124 | 75697.9644 | 1785.9532 | 9618.8458 | 2549.5898 | 3422.7339 | 127.6056 | 54 | 7477.4519 | 8381.909 | 10149.9197
3583 | 76788.3106 | 1093.0377 | 0 | 76727.3106 | 3835.9618 | 8607.1613 | 2403.777 | 3386.0084 | 228.5716 | 244 | 3203.8743 | 4399.2975 | 6167.3082
3584 | 74880.64 | 1878.8686 | 0 | 74819.64 | 2336.4618 | 13535.3246 | 2700.2456 | 3186.4443 | 62.9632 | 380 | 11636.1127 | 12801.9275 | 14569.9382
3585 | 76065.1244 | 1681.6758 | 0 | 76004.1244 | 2357.6974 | 9927.2812 | 2232.3717 | 3291.4427 | 117.8456 | 190 | 6459.4738 | 7490.171 | 9258.1817
3586 | 74219.2284 | 1426.1284 | 0 | 74158.2284 | 2453.7802 | 10954.3478 | 2837.6745 | 3123.9027 | 129.2432 | 190 | 9674.1164 | 10716.2112 | 12484.2219
3587 | 75900.1924 | 1663.7327 | 0 | 75839.1924 | 3089.0389 | 4642.3922 | 1890.199 | 3220.5805 | 181.7037 | 54 | 195.1403 | 1153.6956 | 2921.7063
3588 | 76871.411 | 2226.9148 | -2226.9148 | 74583.4962 | 3409.2663 | 8207.1902 | 2417.9787 | 3295.7448 | 195.2647 | 190 | 5298.3512 | 6406.4674 | 8174.4781
3589 | 76845.9414 | 1815.7053 | 0 | 76784.9414 | 2320.471 | 10834.3562 | 2067.7258 | 3525.963 | 134.4579 | 54 | 6692.8327 | 7604.1422 | 9372.1529
3590 | 75711.318 | 1296.6164 | 0 | 75650.318 | 5035.1222 | 4052.1156 | 1861.841 | 3167.0795 | 145.7448 | 190 | -2234.2042 | -1175.6078 | 592.4029
3591 | 75609.9806 | 1810.2648 | -1810.2648 | 73738.7157 | 5345.2794 | 10521.609 | 1965.5851 | 3238.6661 | 163.024 | 380 | 6012.065 | 7277.9406 | 9045.9513
3592 | 75880.1675 | 1075.3201 | 0 | 75819.1675 | 1283.0435 | 7619.2603 | 2125.7886 | 3204.3076 | 117.0156 | 54 | 5217.3455 | 6111.2127 | 7879.2234
3593 | 75829.3609 | 2258.7171 | 0 | 75768.3609 | 2238.5825 | 4267.9178 | 1921.9466 | 3309.7975 | 112.3527 | 380 | 862.9185 | 2078.1227 | 3846.1334
3594 | 76156.5843 | 1789.4896 | -1789.4896 | 74306.0947 | 3007.6781 | 5638.2812 | 2233.9748 | 3436.7359 | 147.9096 | 434 | 3365.4191 | 4670.1803 | 6438.191
3595 | 74420.2023 | 1750.6178 | 0 | 74359.2023 | 2533.6945 | 5894.1523 | 2439.0792 | 3173.1303 | 144.0398 | 244 | 3983.6651 | 5094.5564 | 6862.5671
3596 | 76547.8703 | 1865.8724 | 0 | 76486.8703 | 1899.9809 | 5091.0416 | 2032.0247 | 3398.9834 | 128.5756 | 54 | 1505.3986 | 2410.8258 | 4178.8365
3597 | 75934.6597 | 2075.259 | -2075.259 | 73798.4007 | 2568.6997 | 5336.5237 | 2276.3628 | 3233.5747 | 118.9884 | 190 | 3849.5608 | 4881.4007 | 6649.4114
3598 | 75387.6596 | 1388.5619 | 0 | 75326.6596 | 3157.6705 | 839.6765 | 2350.0679 | 3160.7694 | 136.2459 | 190 | -2763.6163 | -1714.5189 | 53.4918
3599 | 75295.9199 | 1208.9384 | -1208.9384 | 74025.9814 | 1625.7566 | 12701.7731 | 2345.0712 | 3214.6852 | 98.7251 | 54 | 11979.9914 | 12855.5681 | 14623.5788
3600 | 73724.0962 | 2214.9908 | 0 | 73663.0962 | 2758.3118 | 8423.0054 | 2413.9829 | 3128.7222 | 135.9272 | 244 | 6914.5025 | 8017.2813 | 9785.292
3601 | 75644.4531 | 2398.3596 | 0 | 75583.4531 | 3999.459 | 3501.0576 | 2336.4556 | 3330.9628 | 106.701 | 434 | -1044.2361 | 219.3164 | 1987.3271
3602 | 75598.1626 | 2284.1488 | -2284.1488 | 73253.0138 | 2882.0698 | 8198.4831 | 2570.5007 | 3256.4573 | 140.7822 | 54 | 7260.5575 | 8178.1912 | 9946.2019
3603 | 76780.0992 | 1680.6824 | 0 | 76719.0992 | 2555.1757 | 13311.7248 | 2175.0133 | 3463.8948 | 108.6039 | 434 | 9046.5581 | 10312.0136 | 12080.0243
3604 | 77003.474 | 1884.2928 | 0 | 76942.474 | 2661.8377 | 11579.4893 | 2079.5155 | 3513.9879 | 173.6184 | 190 | 6938.881 | 8025.351 | 9793.3617
3605 | 75501.608 | 1769.7195 | 0 | 75440.608 | 1856.5629 | 9325.7889 | 2713.8245 | 3215.4052 | 144.685 | 54 | 7328.0476 | 8249.5842 | 10017.5949
3606 | 75782.4787 | 1445.8191 | 0 | 75721.4787 | 2161.9455 | 14604.6233 | 2439.7339 | 3365.5733 | 150.6311 | 244 | 11896.7063 | 13014.1889 | 14782.1996
3607 | 74992.5828 | 1473.3543 | 0 | 74931.5828 | 2925.3481 | 6476.0045 | 2235.0635 | 3179.4592 | 76.0021 | 380 | 3403.7963 | 4582.6499 | 6350.6606
3608 | 75503.823 | 2031.9165 | 0 | 75442.823 | 2969.7451 | 18502.2306 | 2517.7891 | 3232.9796 | 155.8478 | 244 | 15210.6312 | 16333.3305 | 18101.3412
3609 | 75390.5602 | 1460.1529 | 0 | 75329.5602 | 3533.4772 | 14090.8334 | 2270.4965 | 3386.2896 | 66.9793 | 54 | 10254.7821 | 11098.613 | 12866.6237
3610 | 77637.8416 | 2146.6705 | 0 | 77576.8416 | 2347.0554 | 1392.8572 | 2504.8811 | 3546.493 | 172.7886 | 54 | -3109.4657 | -2159.8255 | -391.8148
3611 | 76056.8181 | 1785.9955 | -1785.9955 | 74209.8226 | 1125.4202 | 9704.1917 | 2534.374 | 3302.611 | 137.8162 | 54 | 9576.134 | 10490.8018 | 12258.8125
3612 | 76383.8997 | 1534.2988 | 0 | 76322.8997 | 3819.8391 | 3275.5756 | 2345.8306 | 3458.3379 | 104.5548 | 380 | -1692.7947 | -485.3884 | 1282.6223
3613 | 74873.4926 | 1412.9039 | -1412.9039 | 73399.5887 | 3821.6452 | 15932.0234 | 1705.6351 | 3161.8963 | 181.216 | 54 | 12948.5209 | 13906.5885 | 15674.5992
3614 | 76520.7795 | 1322.5944 | 0 | 76459.7795 | 3035.2314 | 8212.9548 | 2056.1088 | 3420.0573 | 70.0209 | 244 | 3564.31 | 4601.1825 | 6369.1932
3615 | 77138.4349 | 1365.3491 | 0 | 77077.4349 | 2276.4155 | 9897.0466 | 2385.4057 | 3509.5121 | 115.5036 | 54 | 5808.3139 | 6700.6691 | 8468.6798
3616 | 74572.4916 | 1517.1613 | 0 | 74511.4916 | 3793.7401 | 12052.2354 | 2615.7354 | 3137.6673 | 67.3641 | 190 | 8870.6064 | 9850.8221 | 11618.8328
3617 | 75516.1282 | 2004.499 | 0 | 75455.1282 | 3662.2308 | 2370.5828 | 2057.8009 | 3288.6467 | 104.9998 | 54 | -2030.1286 | -1148.2773 | 619.7334
3618 | 75054.0988 | 1746.59 | -1746.59 | 73246.5089 | 4068.1049 | 5686.9519 | 2312.1567 | 3171.7415 | 106.4085 | 380 | 3226.4364 | 4435.6964 | 6203.7071
3619 | 76020.2245 | 2002.0047 | 0 | 75959.2245 | 3847.9539 | 8636.9026 | 1814.8751 | 3257.1625 | 160.8837 | 244 | 3271.9618 | 4399.6971 | 6167.7078
3620 | 74520.2447 | 1871.7605 | 0 | 74459.2447 | 2947.4302 | 11254.911 | 2544.7527 | 3185.7813 | 208.1829 | 244 | 8948.9701 | 10124.0045 | 11892.0152
3621 | 77273.7288 | 1839.389 | 0 | 77212.7288 | 4369.5496 | 11196.9479 | 2403.4617 | 3466.3698 | 88.9665 | 54 | 4854.7011 | 5720.5191 | 7488.5298
3622 | 75868.935 | 1939.0403 | 0 | 75807.935 | 1583.5922 | 11749.4578 | 2480.3465 | 3260.0149 | 95.1563 | 190 | 9468.492 | 10476.4999 | 12244.5106
3623 | 72900.3143 | 1821.2271 | 0 | 72839.3143 | 2407.0998 | 5591.8021 | 2312.5854 | 3123.4413 | 173.9127 | 380 | 5151.6147 | 6428.3789 | 8196.3896
3624 | 74716.8192 | 1785.9284 | 0 | 74655.8192 | 2959.6362 | 15077.1529 | 2625.9507 | 3128.5705 | 197.7485 | 54 | 12586.4187 | 13561.0187 | 15329.0294
3625 | 77038.1158 | 1143.6003 | 0 | 76977.1158 | 3830.218 | 24295.0502 | 2534.5792 | 3386.3616 | 210.7879 | 244 | 18778.8572 | 19956.4966 | 21724.5073
3626 | 74618.1383 | 1469.3751 | 0 | 74557.1383 | 1804.7972 | 13652.8328 | 2488.7019 | 3144.6883 | 73.2984 | 244 | 12294.4874 | 13334.6374 | 15102.6481
3627 | 75534.558 | 1858.4114 | 0 | 75473.558 | 2741.6849 | 15693.6281 | 2192.1097 | 3189.944 | 105.8421 | 244 | 12230.6389 | 13303.3326 | 15071.3433
3628 | 74833.8203 | 1922.6475 | 0 | 74772.8203 | 3567.7704 | 13282.6562 | 2417.1818 | 3182.3471 | 49.1787 | 434 | 9911.7943 | 11117.8246 | 12885.8353
3629 | 74823.7274 | 2017.3493 | 0 | 74762.7274 | 3680.0191 | 3103.9295 | 2706.9583 | 3233.8603 | 150.9601 | 190 | -27.7984 | 1036.0133 | 2804.024
3630 | 75201.7758 | 2329.4721 | -2329.4721 | 72811.3037 | 2988.9884 | 12163.7337 | 2559.4778 | 3158.1818 | 173.688 | 54 | 11451.3011 | 12401.8407 | 14169.8514
3631 | 75679.157 | 1974.4165 | 0 | 75618.157 | 1842.5862 | 16440.2957 | 2430.8211 | 3297.0161 | 146.4094 | 54 | 14077.5896 | 15000.8506 | 16768.8613
3632 | 76209.046 | 2265.4818 | 0 | 76148.046 | 3193.2576 | 9760.9574 | 2540.7403 | 3163.1609 | 137.7174 | 190 | 5493.755 | 6544.324 | 8312.3347
3633 | 75956.4387 | 1832.0015 | 0 | 75895.4387 | 2482.5214 | 4088.3654 | 2031.9379 | 3303.6783 | 97.0543 | 54 | 416.2215 | 1290.1274 | 3058.1381
3634 | 76134.1185 | 1501.2306 | -1501.2306 | 74571.8879 | 2434.3892 | 18561.1162 | 1599.7243 | 3261.1001 | 133.7694 | 380 | 15785.8635 | 17022.4845 | 18790.4952
3635 | 75624.4109 | 1511.7747 | 0 | 75563.4109 | 3737.3078 | 7428.981 | 2024.7272 | 3273.4287 | 181.0025 | 244 | 2796.6181 | 3944.4722 | 5712.4829
3636 | 75732.5503 | 2091.2027 | 0 | 75671.5503 | 2922.1795 | 15020.5535 | 2530.2334 | 3266.572 | 103.866 | 244 | 11593.8291 | 12664.5466 | 14432.5573
3637 | 75244.8729 | 1332.4195 | 0 | 75183.8729 | 2603.3015 | 6125.4107 | 2091.3616 | 3201.3167 | 181.0932 | 190 | 3001.1145 | 4095.0592 | 5863.0699
3638 | 75176.7853 | 1843.2968 | 0 | 75115.7853 | 3774.7961 | 5513.3551 | 1868.3347 | 3171.4635 | 177.5558 | 244 | 1032.7719 | 2177.1793 | 3945.19
3639 | 77121.726 | 1970.9485 | -1970.9485 | 75089.7775 | 3914.7564 | 2670.711 | 2598.0365 | 3442.1599 | 166.4506 | 380 | -923.4265 | 345.8757 | 2113.8864
3640 | 74287.3226 | 1381.8591 | -1381.8591 | 72844.4635 | 2473.039 | 4030.8825 | 1901.2285 | 3153.9846 | 144.6237 | 380 | 3138.7931 | 4386.2683 | 6154.279
3641 | 74941.4281 | 1719.8709 | 0 | 74880.4281 | 2487.0718 | 12064.1197 | 2602.9948 | 3169.8512 | 128.0735 | 54 | 9839.6657 | 10744.5908 | 12512.6015
3642 | 76751.0426 | 1853.3612 | 0 | 76690.0426 | 3096.4509 | 14102.3455 | 2024.3627 | 3332.0716 | 205.9166 | 54 | 9042.4863 | 10025.2544 | 11793.2651
3643 | 75379.7806 | 1558.578 | 0 | 75318.7806 | 1871.6306 | 4118.4635 | 2358.5233 | 3178.329 | 146.3676 | 190 | 1835.1045 | 2894.3236 | 4662.3343
3644 | 75513.5282 | 1690.6034 | -1690.6034 | 73761.9247 | 2086.3868 | 9748.2743 | 2458.2822 | 3198.2284 | 121.8783 | 190 | 8926.6735 | 9961.4034 | 11729.4141
3645 | 75244.1743 | 1712.5633 | 0 | 75183.1743 | 1966.3797 | 13984.4283 | 2436.5703 | 3262.2743 | 156.4395 | 54 | 11903.9189 | 12837.2099 | 14605.2206
3646 | 75861.1766 | 1205.068 | 0 | 75800.1766 | 1280.5278 | 2776.7004 | 2449.2016 | 3162.4407 | 142.6736 | 434 | 677.8383 | 1977.3635 | 3745.3742
3647 | 75063.1097 | 1430.7298 | -1430.7298 | 73571.3798 | 3474.959 | 13195.3615 | 1983.4598 | 3317.8345 | 147.368 | 434 | 10820.5171 | 12124.7367 | 13892.7474
3648 | 74463.9231 | 1810.4486 | 0 | 74402.9231 | 2716.1514 | 3441.0482 | 2590.8118 | 3135.6554 | 123.7519 | 54 | 1418.6409 | 2319.2444 | 4087.2551
3649 | 75963.6836 | 2017.4757 | -2017.4757 | 73885.2079 | 2863.4819 | 8856.0127 | 2370.6094 | 3160.3589 | 190.4605 | 244 | 7008.4913 | 8165.8033 | 9933.814
3650 | 75920.3277 | 2031.9672 | 0 | 75859.3277 | 4829.3861 | 7580.7555 | 2436.713 | 3286.5541 | 162.3813 | 190 | 1985.5088 | 3060.7417 | 4828.7524
3651 | 74376.4375 | 2046.1397 | -2046.1397 | 72269.2978 | 2400.468 | 2150.72 | 2689.6753 | 3169.2849 | 158.2477 | 54 | 2710.1145 | 3645.2138 | 5413.2245
3652 | 75095.0702 | 1251.9708 | 0 | 75034.0702 | 4014.7328 | 5569.107 | 1875.0508 | 3167.2994 | 191.5895 | 54 | 932.8541 | 1901.2952 | 3669.3059
3653 | 75652.6026 | 2206.5075 | -2206.5075 | 73385.0952 | 1790.1426 | 12162.3938 | 2619.8101 | 3312.8597 | 65.4492 | 380 | 12290.0258 | 13458.3265 | 15226.3372
3654 | 74707.3765 | 1703.6014 | 0 | 74646.3765 | 3226.5681 | 12000.5294 | 2403.3218 | 3137.7098 | 172.406 | 54 | 9038.8165 | 9988.074 | 11756.0847
3655 | 76589.8134 | 1302.6141 | 0 | 76528.8134 | 2163.0365 | 13650.0107 | 2077.3429 | 3313.3485 | 78.8422 | 380 | 9719.0521 | 10900.7459 | 12668.7566
3656 | 75960.325 | 1366.8875 | 0 | 75899.325 | 1932.3347 | 10434.5156 | 2283.6382 | 3288.4855 | 151.033 | 54 | 7545.1795 | 8473.0641 | 10241.0748
3657 | 75201.482 | 1657.0341 | 0 | 75140.482 | 1776.6685 | 8505.8838 | 2486.5816 | 3288.4746 | 248.0637 | 190 | 6733.9895 | 7894.9048 | 9662.9155
3658 | 74683.9899 | 1482.3899 | 0 | 74622.9899 | 4174.2786 | 8246.0062 | 2540.8784 | 3141.6323 | 85.7132 | 380 | 4501.4483 | 5690.0131 | 7458.0238
3659 | 76026.7573 | 1672.417 | 0 | 75965.7573 | 3072.6795 | 6551.587 | 2077.7286 | 3408.7023 | 155.4811 | 244 | 2369.7811 | 3492.1137 | 5260.1244
3660 | 74946.9744 | 1989.7265 | -1989.7265 | 72896.2479 | 1587.5573 | 15601.0089 | 2192.8855 | 3147.9416 | 123.4307 | 54 | 15828.2308 | 16728.5131 | 18496.5238
3661 | 75961.6518 | 1513.014 | 0 | 75900.6518 | 3428.4207 | 3839.1316 | 2310.9082 | 3279.1394 | 76.0193 | 54 | -529.6933 | 323.1775 | 2091.1882
3662 | 75495.9379 | 1613.6973 | -1613.6973 | 73821.2406 | 2929.2389 | 7985.0076 | 2491.4294 | 3130.2982 | 165.4409 | 244 | 6226.4557 | 7358.7482 | 9126.7589
3663 | 77241.9253 | 1903.6756 | 0 | 77180.9253 | 1819.2653 | 6751.7038 | 2441.6972 | 3509.2924 | 94.0282 | 244 | 3072.7028 | 4133.5826 | 5901.5933
3664 | 75488.3423 | 1789.8303 | 0 | 75427.3423 | 4806.758 | 2665.8136 | 1682.1313 | 3150.2282 | 146.7899 | 190 | -3365.7272 | -2306.0857 | -538.075
3665 | 75772.4133 | 1390.0283 | -1390.0283 | 74321.385 | 4417.0675 | 6352.0831 | 1277.5843 | 3231.7855 | 69.2246 | 244 | 1493.2004 | 2529.2766 | 4297.2873
3666 | 75154.2232 | 1517.6462 | -1517.6462 | 73575.5769 | 2999.6492 | 30576.0843 | 2597.6204 | 3302.6427 | 125.7667 | 190 | 29271.3214 | 30309.9396 | 32077.9503
3667 | 74029.6501 | 2189.4003 | 0 | 73968.6501 | 2604.748 | 16418.4005 | 2297.8325 | 3129.5721 | 114.8066 | 380 | 14642.6069 | 15860.2651 | 17628.2758
3668 | 75273.1612 | 1710.1751 | 0 | 75212.1612 | 3083.6915 | 15850.0681 | 2660.6 | 3167.5125 | 216.3694 | 380 | 12752.528 | 14071.7489 | 15839.7596
3669 | 75408.8106 | 1582.9866 | 0 | 75347.8106 | 2563.429 | 11528.309 | 2329.3594 | 3223.7809 | 180.6328 | 54 | 8540.4098 | 9497.8941 | 11265.9048
3670 | 75960.5049 | 1262.3586 | 0 | 75899.5049 | 2425.9488 | 15709.0117 | 2383.6327 | 3356.3434 | 201.3441 | 380 | 12493.7342 | 13797.9299 | 15565.9406
3671 | 75333.4787 | 2057.0466 | 0 | 75272.4787 | 2794.8095 | 12176.9654 | 2266.8021 | 3172.2004 | 87.6218 | 54 | 8918.8796 | 9783.353 | 11551.3637
3672 | 76844.598 | 2080.4929 | 0 | 76783.598 | 3212.7088 | 16782.5549 | 2646.8859 | 3337.3033 | 133.1038 | 244 | 12140.6373 | 13240.5927 | 15008.6034
3673 | 76167.1322 | 1532.1052 | 0 | 76106.1322 | 4578.7377 | 6927.1527 | 2457.1724 | 3461.5887 | 122.0461 | 190 | 1531.2439 | 2566.1416 | 4334.1523
3674 | 74590.5005 | 1568.8016 | -1568.8016 | 72960.6989 | 5269.7116 | 3420.2827 | 2170.9004 | 3164.2217 | 74.743 | 190 | -104.8057 | 882.7888 | 2650.7995
3675 | 74028.2249 | 1287.0647 | -1287.0647 | 72680.1602 | 3943.8199 | 12461.4335 | 1846.944 | 3138.3104 | 138.8802 | 54 | 10192.9078 | 11108.6396 | 12876.6503
3676 | 76531.6897 | 1571.84 | 0 | 76470.6897 | 2630.2404 | 3903.8495 | 2373.3524 | 3289.2426 | 170.5244 | 54 | -164.2856 | 783.0904 | 2551.1011
3677 | 75095.4535 | 1633.174 | -1633.174 | 73401.2795 | 3486.3117 | 32354.4825 | 2182.7389 | 3189.856 | 159.2788 | 54 | 30209.6862 | 31145.8165 | 32913.8272
3678 | 76442.4148 | 1552.5986 | 0 | 76381.4148 | 2684.6209 | 10160.0284 | 2687.0481 | 3482.7842 | 26.7875 | 244 | 6634.0249 | 7627.664 | 9395.6747
3679 | 74905.3384 | 1723.4989 | 0 | 74844.3384 | 2601.0133 | 9794.5846 | 2276.2711 | 3164.7228 | 69.7984 | 380 | 7160.4269 | 8333.0768 | 10101.0875
3680 | 75849.2789 | 1585.5358 | 0 | 75788.2789 | 1670.4626 | 17578.5398 | 2594.9263 | 3314.1127 | 66.3141 | 244 | 15399.0373 | 16432.203 | 18200.2137
3681 | 77061.9661 | 1099.6984 | 0 | 77000.9661 | 2221.9392 | 7444.1485 | 1829.8005 | 3420.1453 | 152.1361 | 54 | 2841.389 | 3770.3767 | 5538.3874
3682 | 75717.3414 | 1517.3857 | 0 | 75656.3414 | 3259.09 | 4343.4887 | 2746.4711 | 3283.4811 | 113.3343 | 380 | 828.2095 | 2044.3953 | 3812.406
3683 | 75518.9096 | 1530.3571 | -1530.3571 | 73927.5525 | 3172.4717 | 8577.353 | 2676.0799 | 3187.0847 | 105.4667 | 380 | 6710.6935 | 7919.0118 | 9687.0225
3684 | 76390.9572 | 2250.0233 | 0 | 76329.9572 | 2330.7566 | 7317.2781 | 2446.2389 | 3386.28 | 106.4699 | 54 | 3859.2832 | 4742.6046 | 6510.6153
3685 | 76841.0437 | 1633.4899 | 0 | 76780.0437 | 3298.7838 | 8018.1784 | 2204.5836 | 3493.4429 | 206.0007 | 54 | 3007.5773 | 3990.4296 | 5758.4403
3686 | 75573.7755 | 2230.24 | 0 | 75512.7755 | 1512.9241 | 5383.4757 | 2492.3349 | 3220.278 | 117.5984 | 54 | 3440.589 | 4335.039 | 6103.0497
3687 | 76582.5878 | 2316.7819 | 0 | 76521.5878 | 2791.3227 | 5203.9294 | 2221.0263 | 3245.663 | 121.4732 | 244 | 727.9082 | 1816.233 | 3584.2437
3688 | 76448.6139 | 1361.3296 | -1361.3296 | 75026.2843 | 2327.0386 | 3638.3877 | 2562.8715 | 3291.6149 | 170.156 | 434 | 1509.7512 | 2836.7588 | 4604.7695
3689 | 75239.0787 | 2273.3252 | -2273.3252 | 72904.7535 | 4221.7745 | 2332.8952 | 1574.4927 | 3178.5642 | 130.9243 | 380 | -670.3759 | 563.4 | 2331.4107
3690 | 76594.3074 | 1528.2525 | -1528.2525 | 75005.0549 | 3081.1568 | 5940.8622 | 2498.0965 | 3303.5412 | 150.573 | 244 | 3026.4881 | 4143.9127 | 5911.9234
3691 | 75742.8726 | 1018.7229 | 0 | 75681.8726 | 2965.2166 | 5018.4969 | 2413.0658 | 3148.9566 | 106.0167 | 244 | 1303.6302 | 2376.4984 | 4144.5091
3692 | 75446.0967 | 2115.0134 | -2115.0134 | 73270.0833 | 2788.3954 | 11243.8007 | 2203.5641 | 3189.1213 | 201.5819 | 190 | 9948.2075 | 11062.641 | 12830.6517
3693 | 73715.9842 | 1941.7698 | 0 | 73654.9842 | 2737.5168 | 6617.2624 | 2548.77 | 3123.6545 | 125.5441 | 54 | 5267.3861 | 6169.7818 | 7937.7925
3694 | 75798.1316 | 1927.4766 | 0 | 75737.1316 | 1817.5093 | 5598.7962 | 2410.9873 | 3296.9096 | 89.2226 | 54 | 3122.2522 | 3988.3264 | 5756.3371
3695 | 76162.1228 | 2279.9578 | 0 | 76101.1228 | 2540.3804 | 9038.0614 | 2408.2328 | 3239.9583 | 93.2086 | 54 | 5414.9493 | 6285.0094 | 8053.0201
3696 | 75347.0574 | 2174.0586 | 0 | 75286.0574 | 1147.6078 | 8669.6543 | 2005.8254 | 3158.2085 | 78.5698 | 190 | 6770.2231 | 7761.6444 | 9529.6551
3697 | 73914.8147 | 1050.6676 | 0 | 73853.8147 | 2104.5769 | 3582.4457 | 2787.6667 | 3123.4783 | 36.833 | 434 | 2905.3991 | 4099.0837 | 5867.0944
3698 | 76069.0299 | 1279.9212 | 0 | 76008.0299 | 3313.0778 | 8861.1609 | 2325.4333 | 3401.8346 | 188.9981 | 54 | 4637.521 | 5603.3707 | 7371.3814
3699 | 74772.4877 | 1181.4123 | 0 | 74711.4877 | 2904.1131 | 7341.6909 | 2537.5489 | 3200.7838 | 191.3933 | 434 | 4834.6228 | 6182.8677 | 7950.8784
3700 | 76686.7032 | 1427.6548 | 0 | 76625.7032 | 2028.2832 | 11634.8589 | 2592.7584 | 3376.4436 | 70.4487 | 54 | 8320.2744 | 9167.5747 | 10935.5854
3701 | 75367.1871 | 1594.6737 | 0 | 75306.1871 | 2784.8107 | 12525.0501 | 2111.3617 | 3407.3765 | 172.6424 | 380 | 9322.9904 | 10598.4844 | 12366.4951
3702 | 75894.6229 | 2253.1475 | 0 | 75833.6229 | 2833.4051 | 15550.3428 | 2552.1889 | 3212.6633 | 195.34 | 54 | 12018.367 | 12990.5586 | 14758.5693
3703 | 74549.7212 | 1143.9763 | 0 | 74488.7212 | 2432.7875 | 2894.6612 | 2226.2211 | 3132.8898 | 167.3852 | 190 | 702.4635 | 1782.7002 | 3550.7109
3704 | 76173.3654 | 1573.7843 | -1573.7843 | 74538.5811 | 2492.6087 | 6884.4651 | 2389.716 | 3384.9758 | 156.4898 | 244 | 4998.167 | 6121.5084 | 7889.5191
3705 | 76976.192 | 2061.0981 | 0 | 76915.192 | 2688.2377 | 6907.9118 | 2441.2119 | 3503.1643 | 166.7422 | 54 | 2619.0583 | 3562.6521 | 5330.6628
3706 | 74844.7596 | 1618.226 | 0 | 74783.7596 | 2527.4563 | 11037.1226 | 1885.1668 | 3205.5461 | 169.7943 | 434 | 8186.8196 | 9513.4654 | 11281.4761
3707 | 74933.0998 | 1891.5932 | 0 | 74872.0998 | 2743.696 | 2505.1906 | 2266.9094 | 3173.3322 | 190.9886 | 54 | -300.1636 | 667.6766 | 2435.6873
3708 | 75925.3178 | 1396.3768 | -1396.3768 | 74467.941 | 2201.3363 | 21162.9855 | 2733.8535 | 3311.0767 | 132.6959 | 244 | 19908.8384 | 21008.3858 | 22776.3965
3709 | 76993.6214 | 1334.3824 | 0 | 76932.6214 | 2944.7431 | 10484.7275 | 2666.1016 | 3465.7458 | 120.4988 | 54 | 6109.4104 | 7006.7607 | 8774.7714
3710 | 73850.1251 | 1856.4462 | 0 | 73789.1251 | 3308.3169 | 11135.0856 | 2563.1816 | 3125.907 | 177.7836 | 244 | 9096.9321 | 10241.5673 | 12009.578
3711 | 74450.1418 | 1377.0243 | 0 | 74389.1418 | 1661.8011 | 13665.4027 | 2280.9235 | 3157.4928 | 136.2234 | 54 | 12423.0761 | 13336.151 | 15104.1617
3712 | 77866.5868 | 1948.8639 | 0 | 77805.5868 | 4461.9537 | 16522.6801 | 1967.1778 | 3557.7948 | 167.3077 | 54 | 9150.3121 | 10094.4714 | 11862.4821
3713 | 74342.9477 | 1156.1893 | 0 | 74281.9477 | 1807.2248 | 3218.9569 | 2632.6833 | 3143.6626 | 106.0311 | 434 | 2276.3302 | 3539.2128 | 5307.2235
3714 | 75810.0094 | 2209.1315 | -2209.1315 | 73539.8779 | 2651.2207 | 12693.2681 | 2412.8612 | 3173.6336 | 124.004 | 380 | 11458.8643 | 12685.7199 | 14453.7306
3715 | 76696.4211 | 1544.008 | 0 | 76635.4211 | 2867.4865 | 30664.0369 | 2495.2288 | 3483.8876 | 93.196 | 380 | 26510.4457 | 27706.4933 | 29474.504
3716 | 75253.3293 | 1741.6712 | 0 | 75192.3293 | 2629.8392 | 6661.7425 | 2438.1449 | 3270.8045 | 161.8462 | 54 | 3918.7235 | 4857.4213 | 6625.432
3717 | 74668.946 | 1489.1905 | 0 | 74607.946 | 4612.1648 | 42812.9948 | 2299.3113 | 3127.5989 | 119.6875 | 434 | 38389.9941 | 39666.5333 | 41434.544
3718 | 76174.0647 | 1575.6134 | 0 | 76113.0647 | 1283.5429 | 14080.0403 | 1907.8878 | 3438.9367 | 133.9837 | 54 | 11400.4571 | 12311.2924 | 14079.3031
3719 | 75551.6607 | 1937.5262 | 0 | 75490.6607 | 4908.3626 | 8027.0904 | 1910.2139 | 3437.6985 | 160.3409 | 190 | 2346.1794 | 3419.3719 | 5187.3826
3720 | 74787.4914 | 2001.5318 | -2001.5318 | 72724.9596 | 2467.4757 | 9130.0945 | 2304.4821 | 3140.3573 | 137.6047 | 244 | 8752.6986 | 9857.1549 | 11625.1656
3721 | 76166.3988 | 1384.038 | 0 | 76105.3988 | 2315.2522 | 12914.808 | 2880.7818 | 3202.7754 | 162.4165 | 434 | 9947.9142 | 11267.1823 | 13035.193
3722 | 76418.7092 | 1521.1069 | 0 | 76357.7092 | 2818.1507 | 9154.0313 | 1996.7504 | 3384.3406 | 107.7047 | 380 | 4729.4624 | 5940.0187 | 7708.0294
3723 | 75124.0416 | 1756.2174 | 0 | 75063.0416 | 2535.1549 | 2452.663 | 2306.4052 | 3267.4799 | 82.2972 | 434 | -201.4484 | 1037.7004 | 2805.7111
3724 | 77111.4994 | 2024.965 | -2024.965 | 75025.5344 | 3014.6522 | 11796.252 | 2542.7768 | 3322.6232 | 112.8484 | 244 | 8991.6655 | 10071.3655 | 11839.3762
3725 | 75782.4404 | 1478.9523 | 0 | 75721.4404 | 3450.9664 | 14089.8887 | 2407.7033 | 3238.2554 | 60.8431 | 190 | 9933.6407 | 10907.3353 | 12675.346
3726 | 75266.1597 | 2131.9551 | 0 | 75205.1597 | 4083.4236 | 3789.7271 | 2492.5369 | 3178.8206 | 73.9121 | 54 | -457.2986 | 393.465 | 2161.4757
3727 | 75672.002 | 1955.3759 | -1955.3759 | 73655.6261 | 2748.2278 | 5949.4058 | 2759.6416 | 3167.82 | 174.1557 | 380 | 4843.2135 | 6120.2207 | 7888.2314
3728 | 75165.7693 | 2027.1054 | 0 | 75104.7693 | 2568.1155 | 11327.8079 | 2290.3507 | 3224.0885 | 136.4835 | 54 | 8539.5622 | 9452.8973 | 11220.908
3729 | 75013.7114 | 1866.9762 | 0 | 74952.7114 | 3208.1448 | 7309.9013 | 2340.8798 | 3156.7069 | 114.1014 | 190 | 4016.8318 | 5043.7848 | 6811.7955
3730 | 76791.6397 | 1396.8467 | 0 | 76730.6397 | 3141.0416 | 8415.3734 | 2658.477 | 3312.6784 | 151.6242 | 190 | 3885.0474 | 4949.5232 | 6717.5339
3731 | 76431.3161 | 1436.0633 | 0 | 76370.3161 | 2577.7872 | 12341.6431 | 2522.1154 | 3524.2206 | 107.3344 | 434 | 8810.0758 | 10074.2618 | 11842.2725
3732 | 75463.2562 | 2106.8816 | 0 | 75402.2562 | 2966.8159 | 10761.4546 | 2334.8916 | 3310.6856 | 161.8744 | 380 | 7408.1597 | 8672.8856 | 10440.8963
3733 | 76049.8101 | 1882.7703 | 0 | 75988.8101 | 2831.9229 | 5719.5627 | 2596.9267 | 3379.9357 | 182.5516 | 54 | 2245.8921 | 3205.2953 | 4973.306
3734 | 75147.0234 | 1493.7871 | -1493.7871 | 73592.2363 | 3698.6971 | 11826.8713 | 2081.8517 | 3235.5797 | 179.7262 | 244 | 9223.5693 | 10370.1471 | 12138.1578
3735 | 76408.1066 | 1712.3073 | 0 | 76347.1066 | 2938.757 | 7324.4869 | 2523.9229 | 3351.4305 | 139.4996 | 190 | 3284.1767 | 4336.5279 | 6104.5386
3736 | 77684.6715 | 1647.5933 | 0 | 77623.6715 | 3607.3002 | 8162.877 | 2000.2811 | 3517.9851 | 150.3152 | 190 | 1820.3715 | 2883.5382 | 4651.5489
3737 | 75776.86 | 1187.5754 | -1187.5754 | 74528.2846 | 2727.8515 | 8097.9115 | 2411.1491 | 3261.7819 | 83.8069 | 190 | 5884.9064 | 6881.5648 | 8649.5755
3738 | 76317.4949 | 1387.689 | 0 | 76256.4949 | 3239.2098 | 7075.6934 | 2663.2351 | 3192.3269 | 98.2402 | 244 | 2805.7507 | 3870.8425 | 5638.8532
3739 | 74884.8349 | 1709.7855 | 0 | 74823.8349 | 3627.0071 | 3817.2018 | 2266.4917 | 3132.5794 | 124.4955 | 244 | 135.6308 | 1226.9778 | 2994.9885
3740 | 75436.5253 | 1638.0678 | -1638.0678 | 73737.4575 | 3937.5018 | 7323.122 | 2669.0723 | 3259.1622 | 133.6529 | 54 | 4946.5972 | 5857.1017 | 7625.1124
3741 | 76430.076 | 1838.503 | 0 | 76369.076 | 4136.0693 | 14935.2938 | 2355.5405 | 3378.0341 | 213.622 | 380 | 9533.9232 | 10850.3967 | 12618.4074
3742 | 75480.3541 | 1378.7064 | 0 | 75419.3541 | 2029.9351 | 6335.2252 | 1989.8901 | 3408.6975 | 136.3607 | 244 | 3654.7235 | 4757.9358 | 6525.9465
3743 | 76535.5433 | 1464.6549 | 0 | 76474.5433 | 2794.3405 | 5926.9419 | 2255.4141 | 3270.8158 | 102.3115 | 190 | 1554.488 | 2569.6511 | 4337.6618
3744 | 76566.7599 | 2149.2483 | -2149.2483 | 74356.5116 | 3008.4602 | 10278.4061 | 2743.1768 | 3286.1607 | 204.9268 | 54 | 8312.9717 | 9294.7501 | 11062.7608
3745 | 76169.0215 | 1506.5334 | 0 | 76108.0215 | 2731.1921 | 8444.2571 | 2459.2646 | 3185.405 | 93.7181 | 190 | 4619.9132 | 5626.4828 | 7394.4935
3746 | 74769.0504 | 990.1119 | 0 | 74708.0504 | 2202.8287 | 8557.2095 | 2641.6347 | 3129.4907 | 123.5734 | 54 | 6787.6558 | 7688.0807 | 9456.0914
3747 | 75315.9749 | 1678.2948 | 0 | 75254.9749 | 3287.2518 | 6453.5395 | 2489.9501 | 3221.2061 | 79.8765 | 190 | 2992.6691 | 3985.3971 | 5753.4078
3748 | 76227.337 | 1144.4622 | 0 | 76166.337 | 2454.0686 | 3464.2652 | 2380.5245 | 3431.6404 | 143.9368 | 54 | 26.2246 | 947.0129 | 2715.0236
3749 | 77155.3991 | 2365.7657 | -2365.7657 | 74728.6333 | 3159.2616 | 2926.0384 | 2234.1384 | 3299.7506 | 173.3571 | 54 | -57.7676 | 892.4411 | 2660.4518
3750 | 76352.7343 | 1626.9337 | -1626.9337 | 74664.8005 | 3553.9302 | 11047.1306 | 2639.3071 | 3301.7347 | 109.7713 | 190 | 8139.6417 | 9162.2645 | 10930.2752
3751 | 75465.9502 | 1448.2472 | 0 | 75404.9502 | 1363.6851 | 7146.154 | 2062.9536 | 3252.3474 | 181.9868 | 54 | 5063.0197 | 6021.8581 | 7789.8688
3752 | 75406.9998 | 1484.079 | 0 | 75345.9998 | 2418.9452 | 9707.6293 | 2590.3141 | 3276.3081 | 110.663 | 190 | 7179.5064 | 8203.021 | 9971.0317
3753 | 76139.897 | 1881.3216 | 0 | 76078.897 | 3105.084 | 14720.5857 | 2582.7869 | 3465.6117 | 182.9052 | 54 | 10955.2033 | 11914.9601 | 13682.9708
3754 | 73488.2526 | 1497.0342 | 0 | 73427.2526 | 3569.0326 | 6745.2477 | 2476.3519 | 3123.6435 | 154.2403 | 54 | 4719.1578 | 5650.2497 | 7418.2604
3755 | 76201.737 | 1788.6528 | 0 | 76140.737 | 3691.0767 | 7159.3646 | 2773.5415 | 3340.2477 | 142.8708 | 190 | 2811.5401 | 3867.2624 | 5635.2731
3756 | 74686.3982 | 2283.4308 | 0 | 74625.3982 | 4010.7353 | 8200.1118 | 2374.465 | 3156.6738 | 127.4525 | 244 | 4465.3171 | 5559.6211 | 7327.6318
3757 | 75751.2439 | 1795.6198 | 0 | 75690.2439 | 3171.2744 | 9343.9473 | 2359.6291 | 3217.4576 | 128.6477 | 244 | 5429.7157 | 6525.2149 | 8293.2256
3758 | 74881.2714 | 1696.2896 | 0 | 74820.2714 | 3110.1538 | 7815.763 | 2383.2688 | 3162.4704 | 158.7153 | 380 | 4801.277 | 6062.8439 | 7830.8546
3759 | 75172.1416 | 1906.4477 | 0 | 75111.1416 | 2076.6397 | 4845.7493 | 2680.3132 | 3145.0621 | 165.0239 | 54 | 2853.5434 | 3795.4188 | 5563.4295
3760 | 75156.3334 | 2053.9395 | 0 | 75095.3334 | 2233.5733 | 13193.353 | 2051.3027 | 3219.7801 | 150.9419 | 380 | 10505.7291 | 11759.5225 | 13527.5332
3761 | 77017.3812 | 1631.7179 | 0 | 76956.3812 | 2963.5196 | 9728.8199 | 2509.8169 | 3490.8253 | 169.7713 | 244 | 5179.7613 | 6316.3841 | 8084.3948
3762 | 73896.9025 | 1621.618 | 0 | 73835.9025 | 3759.6119 | 10079.2927 | 2597.2987 | 3134.0539 | 196.438 | 54 | 7585.3309 | 8558.6205 | 10326.6312
3763 | 75699.7967 | 2074.3668 | 0 | 75638.7967 | 3414.4231 | 13423.9072 | 1070.6966 | 3271.5497 | 121.7172 | 244 | 8083.1337 | 9171.7024 | 10939.7131
3764 | 75358.8853 | 1537.3415 | 0 | 75297.8853 | 4526.6482 | 11187.0236 | 2558.3251 | 3217.7922 | 220.6369 | 54 | 6508.8072 | 7506.2957 | 9274.3064
3765 | 75584.3848 | 1780.9644 | 0 | 75523.3848 | 3384.2501 | 4363.8547 | 1888.0509 | 3191.5068 | 30.463 | 380 | -94.0225 | 1039.2921 | 2807.3028
3766 | 75433.7738 | 2243.0895 | -2243.0895 | 73129.6843 | 2060.3565 | 11792.9277 | 2598.2641 | 3145.0379 | 220.0215 | 434 | 11716.389 | 13093.2621 | 14861.2728
3767 | 76886.5145 | 1509.9097 | 0 | 76825.5145 | 2173.1476 | 7783.0598 | 2299.6869 | 3503.7318 | 113.9652 | 380 | 3958.0164 | 5174.8331 | 6942.8438
3768 | 76717.1674 | 2017.5779 | 0 | 76656.1674 | 3289.2273 | 10385.3272 | 1949.9211 | 3488.7797 | 132.8141 | 190 | 5248.8333 | 6294.499 | 8062.5097
3769 | 75119.82 | 2000.8501 | 0 | 75058.82 | 1797.3954 | 12879.6999 | 2226.5244 | 3285.9994 | 105.4459 | 434 | 10906.2083 | 12168.5057 | 13936.5164
3770 | 74992.1174 | 1061.7825 | 0 | 74931.1174 | 1825.4186 | 9007.2563 | 1820.4176 | 3212.5986 | 94.8806 | 244 | 6653.9364 | 7715.6686 | 9483.6793
3771 | 75818.6248 | 1881.7375 | 0 | 75757.6248 | 3957.3135 | 8030.738 | 2624.9362 | 3166.6529 | 99.5525 | 190 | 3477.5889 | 4489.993 | 6258.0037
3772 | 73743.1083 | 1644.3499 | 0 | 73682.1083 | 3041.7897 | 4299.9879 | 2336.295 | 3126.6299 | 146.9523 | 244 | 2409.2148 | 3523.0187 | 5291.0294
3773 | 75432.5992 | 2194.3326 | -2194.3326 | 73177.2666 | 3069.2744 | 7153.388 | 2395.8166 | 3255.0481 | 187.5876 | 244 | 5927.9117 | 7082.3509 | 8850.3616
3774 | 76786.3944 | 1880.1721 | 0 | 76725.3944 | 2916.9363 | 4982.7872 | 2234.6982 | 3375.2228 | 181.1748 | 190 | 320.5775 | 1414.6039 | 3182.6146
3775 | 75578.6369 | 1768.7482 | -1768.7482 | 73748.8887 | 3880.4717 | 8294.1237 | 2592.9041 | 3225.3153 | 165.5876 | 54 | 5853.1825 | 6795.6217 | 8563.6324
3776 | 75451.5507 | 1374.1842 | 0 | 75390.5507 | 2615.1892 | 7532.748 | 2198.0349 | 3265.4915 | 189.1875 | 434 | 4360.7345 | 5706.7735 | 7474.7842
3777 | 76245.0902 | 1232.8242 | 0 | 76184.0902 | 4084.2364 | 24495.6353 | 1809.5174 | 3401.8926 | 91.2872 | 434 | 18808.9187 | 20057.0575 | 21825.0682
3778 | 76196.107 | 1358.8046 | 0 | 76135.107 | 4503.9927 | 6180.5065 | 2108.4467 | 3483.083 | 243.3763 | 434 | 503.1365 | 1903.3643 | 3671.375
3779 | 75113.5143 | 1540.955 | -1540.955 | 73511.5594 | 3039.9863 | 11584.2654 | 2618.7893 | 3206.0173 | 119.9566 | 380 | 10227.7263 | 11450.5345 | 13218.5452
3780 | 74763.1564 | 1439.7005 | 0 | 74702.1564 | 1940.1057 | 10701.6586 | 2005.0998 | 3208.6454 | 105.9558 | 54 | 8643.3417 | 9526.149 | 11294.1597
3781 | 76002.349 | 2014.1598 | 0 | 75941.349 | 2627.3359 | 17704.1121 | 2357.8214 | 3327.383 | 145.9139 | 244 | 14190.8315 | 15303.597 | 17071.6077
3782 | 75014.714 | 1451.7147 | 0 | 74953.714 | 3148.1295 | 7622.4992 | 2637.5352 | 3173.5052 | 110.7325 | 190 | 4701.8961 | 5725.4801 | 7493.4908
3783 | 76720.3935 | 1662.2726 | 0 | 76659.3935 | 1868.9678 | 2958.0838 | 2438.0604 | 3411.1764 | 21.7849 | 434 | -350.8407 | 827.7958 | 2595.8065
3784 | 76240.2866 | 1682.0723 | -1682.0723 | 74497.2143 | 3851.1367 | 5993.6158 | 2194.9708 | 3247.6363 | 130.3611 | 54 | 2458.072 | 3365.2846 | 5133.2953
3785 | 76232.5722 | 1383.4912 | -1383.4912 | 74788.081 | 2650.4694 | 5572.9803 | 2343.0001 | 3391.2379 | 88.1042 | 54 | 3238.868 | 4103.8238 | 5871.8345
3786 | 76331.673 | 1845.2969 | 0 | 76270.673 | 1884.1553 | 8510.3441 | 2664.1349 | 3247.6567 | 148.0912 | 54 | 5637.5075 | 6562.4502 | 8330.4609
3787 | 75609.2155 | 2068.9365 | 0 | 75548.2155 | 4819.8568 | 10110.4715 | 2460.3873 | 3184.7866 | 78.9227 | 190 | 4757.773 | 5749.5472 | 7517.5579
3788 | 76894.6146 | 1504.6077 | 0 | 76833.6146 | 2297.2084 | 5327.7235 | 2380.495 | 3213.3885 | 125.0648 | 434 | 1160.9839 | 2442.9003 | 4210.911
3789 | 75974.697 | 1945.608 | -1945.608 | 73968.089 | 2119.558 | 9933.5404 | 2409.6364 | 3348.6894 | 94.977 | 54 | 8974.4191 | 9846.2477 | 11614.2584
3790 | 73967.7788 | 2056.8827 | 0 | 73906.7788 | 3205.2302 | 7952.2855 | 2453.7535 | 3126.9324 | 77.9495 | 54 | 5791.1624 | 6645.9635 | 8413.9742
3791 | 76580.5644 | 1503.435 | 0 | 76519.5644 | 2877.1901 | 9857.3875 | 2374.7065 | 3332.8509 | 160.3651 | 190 | 5538.3904 | 6611.607 | 8379.6177
3792 | 76635.4253 | 1669.3152 | 0 | 76574.4253 | 4047.0734 | 12701.883 | 2701.6601 | 3308.0909 | 81.9714 | 54 | 7460.3353 | 8319.1583 | 10087.169
3793 | 75905.4722 | 1385.3383 | 0 | 75844.4722 | 2341.9828 | 5483.4779 | 2524.0846 | 3259.8955 | 86.8827 | 190 | 2451.2031 | 3450.9373 | 5218.948
3794 | 75405.4736 | 2046.3945 | -2046.3945 | 73298.079 | 1406.1642 | 2708.336 | 2049.8081 | 3152.303 | 130.4918 | 54 | 2576.4038 | 3483.7472 | 5251.7579
3795 | 74499.3134 | 2240.0199 | 0 | 74438.3134 | 3136.7566 | 11239.3524 | 2592.5917 | 3165.8808 | 146.3703 | 190 | 8792.9549 | 9852.1768 | 11620.1875
3796 | 74619.3108 | 2033.9518 | 0 | 74558.3108 | 3283.0287 | 8112.3806 | 2455.0017 | 3175.9334 | 183.0166 | 54 | 5272.1762 | 6232.0443 | 8000.055
3797 | 75402.1123 | 1662.8621 | 0 | 75341.1123 | 2752.9637 | 8248.4043 | 2619.7773 | 3190.0754 | 153.9554 | 244 | 5334.3809 | 6455.1879 | 8223.1986
3798 | 75020.436 | 1990.9527 | 0 | 74959.436 | 3245.8903 | 6588.2515 | 2405.4195 | 3132.4746 | 123.2799 | 190 | 3291.0193 | 4327.1508 | 6095.1615
3799 | 74279.3066 | 1122.0453 | 0 | 74218.3066 | 2449.924 | 11402.9181 | 2421.1598 | 3123.6828 | 135.323 | 54 | 9649.7301 | 10561.9047 | 12329.9154
3800 | 75108.4102 | 1636.4836 | 0 | 75047.4102 | 2989.7801 | 8707.052 | 2448.4577 | 3173.0053 | 103.23 | 380 | 5661.5247 | 6867.6063 | 8635.617
3801 | 76239.91 | 2225.5581 | 0 | 76178.91 | 2617.2495 | 5984.3042 | 2124.0404 | 3423.3028 | 130.7614 | 54 | 2105.6878 | 3013.3008 | 4781.3115
3802 | 76259.5335 | 1222.8403 | -1222.8403 | 74975.6932 | 2059.764 | 5053.1978 | 2368.4619 | 3381.2016 | 74.5358 | 54 | 3137.6042 | 3988.9915 | 5757.0022
3803 | 75963.2774 | 2023.0936 | 0 | 75902.2774 | 2773.8442 | 7511.7966 | 2294.9148 | 3286.9155 | 140.2152 | 54 | 3787.7053 | 4704.7721 | 6472.7828
3804 | 76779.6283 | 1292.2077 | 0 | 76718.6283 | 2503.3728 | 8214.4979 | 2687.6664 | 3527.1436 | 73.8564 | 54 | 4577.5068 | 5428.2147 | 7196.2254
3805 | 76225.7149 | 1746.9576 | 0 | 76164.7149 | 3206.6283 | 7501.2176 | 2423.8598 | 3329.4472 | 97.7038 | 244 | 3253.3815 | 4317.9369 | 6085.9476
3806 | 75889.1893 | 1423.8803 | 0 | 75828.1893 | 3546.7301 | 4776.7219 | 2143.7919 | 3176.832 | 130.0029 | 54 | 92.6264 | 999.4808 | 2767.4915
3807 | 77738.69 | 1396.1595 | -1396.1595 | 76281.5305 | 2737.9946 | 9347.1844 | 2474.2627 | 3530.9709 | 88.1991 | 190 | 5703.0928 | 6704.1434 | 8472.1541
3808 | 75340.853 | 1462.7053 | 0 | 75279.853 | 2760.9924 | 5858.057 | 2442.4752 | 3236.8468 | 113.8913 | 434 | 2866.7337 | 4137.4766 | 5905.4873
3809 | 76293.3041 | 1987.2014 | 0 | 76232.3041 | 1785.5742 | 6306.333 | 2267.8309 | 3373.7791 | 156.3611 | 434 | 3300.2647 | 4613.4774 | 6381.4881
3810 | 75480.0579 | 1400.4857 | 0 | 75419.0579 | 4348.1999 | 1578.285 | 2339.3994 | 3273.0412 | 143.9449 | 380 | -3206.3322 | -1959.5358 | -191.5251
3811 | 77053.9238 | 1664.4708 | -1664.4708 | 75328.453 | 3320.5184 | 4799.3113 | 2311.2932 | 3427.5765 | 171.5388 | 380 | 1259.4095 | 2533.7999 | 4301.8106
3812 | 75880.9062 | 1686.7424 | -1686.7424 | 74133.1639 | 1949.5247 | 12433.4426 | 2575.1985 | 3335.3626 | 139.402 | 380 | 11631.5151 | 12873.7687 | 14641.7794
3813 | 74972.8085 | 1451.4202 | 0 | 74911.8085 | 2009.3352 | 9626.1551 | 2611.5825 | 3132.8251 | 161.5858 | 244 | 7819.6191 | 8948.0564 | 10716.0671
3814 | 74442.1674 | 1654.9551 | 0 | 74381.1674 | 2106.0349 | 1973.2002 | 2118.9109 | 3181.3487 | 138.4628 | 434 | 156.4575 | 1451.7718 | 3219.7825
3815 | 75194.0653 | 1697.395 | -1697.395 | 73435.6704 | 3249.9457 | 4746.6974 | 2383.3237 | 3165.2732 | 199.8409 | 244 | 2979.8783 | 4146.5707 | 5914.5814
3816 | 77328.7923 | 1582.7447 | 0 | 77267.7923 | 2395.223 | 5756.0538 | 2553.6331 | 3431.6039 | 140.5171 | 244 | 1448.4755 | 2555.8442 | 4323.8549
3817 | 76921.289 | 1164.9865 | -1164.9865 | 75695.3024 | 2960.075 | 2956.8916 | 2383.6743 | 3427.1142 | 51.6678 | 244 | -517.4975 | 501.0219 | 2269.0326
3818 | 76500.1747 | 1684.3444 | -1684.3444 | 74754.8303 | 2811.4575 | 13821.3087 | 2230.3393 | 3265.9084 | 196.8875 | 54 | 11121.4686 | 12095.2077 | 13863.2184
3819 | 76364.3062 | 1333.6197 | 0 | 76303.3062 | 3590.1192 | 23030.591 | 2093.4847 | 3219.4022 | 136.3086 | 54 | 17820.2524 | 18733.4126 | 20501.4233
3820 | 76844.6077 | 1855.5379 | 0 | 76783.6077 | 2613.2122 | 16031.2244 | 2151.399 | 3477.2206 | 124.813 | 190 | 11633.224 | 12670.8885 | 14438.8992
3821 | 76441.6576 | 2045.4441 | 0 | 76380.6576 | 2787.4035 | 13107.5438 | 2428.1407 | 3339.091 | 208.7726 | 380 | 9076.9144 | 10388.5385 | 12156.5492
3822 | 75000.2694 | 1697.2983 | 0 | 74939.2694 | 4241.9536 | 10689.8784 | 2316.2258 | 3184.2393 | 109.6192 | 244 | 6379.3205 | 7455.7913 | 9223.802
3823 | 77351.3346 | 1456.0568 | 0 | 77290.3346 | 980.1903 | 10150.1647 | 2750.6105 | 3518.5657 | 101.5158 | 190 | 7519.016 | 8533.3833 | 10301.394
3824 | 74522.0255 | 1644.9382 | 0 | 74461.0255 | 3058.4018 | 12366.428 | 2428.9643 | 3185.318 | 136.8562 | 190 | 9831.4831 | 10881.1908 | 12649.2015
3825 | 74655.0118 | 1447.1538 | 0 | 74594.0118 | 3248.0178 | 5948.98 | 1852.3927 | 3153.7225 | 241.5597 | 190 | 2483.2657 | 3637.6769 | 5405.6876
3826 | 75532.1142 | 2089.6807 | -2089.6807 | 73381.4335 | 2606.788 | 6860.6706 | 2356.5474 | 3300.3178 | 116.3032 | 434 | 5899.5142 | 7172.669 | 8940.6797
3827 | 74727.2899 | 1894.8668 | 0 | 74666.2899 | 2161.7211 | 9147.6753 | 2320.7833 | 3149.9925 | 185.9931 | 380 | 7160.64 | 8449.4847 | 10217.4954
3828 | 76981.0049 | 1648.3695 | 0 | 76920.0049 | 1511.0754 | 11454.15 | 2493.9367 | 3467.5388 | 122.9381 | 244 | 8354.7451 | 9444.5347 | 11212.5454
3829 | 76896.8383 | 1897.877 | 0 | 76835.8383 | 4424.9821 | 14387.9602 | 2700.2302 | 3413.9501 | 181.9179 | 190 | 8611.52 | 9706.2895 | 11474.3002
3830 | 74645.1349 | 1584.9359 | 0 | 74584.1349 | 3160.0359 | 5820.9114 | 1935.4683 | 3217.9595 | 106.1194 | 190 | 2600.3685 | 3619.3394 | 5387.3501
3831 | 75142.297 | 1675.372 | 0 | 75081.297 | 2583.7847 | 7150.3098 | 2504.4032 | 3270.9356 | 151.1715 | 190 | 4630.7669 | 5694.79 | 7462.8007
3832 | 74432.3322 | 1623.2444 | 0 | 74371.3322 | 1171.918 | 8300.3308 | 2449.8998 | 3126.9151 | 186.7725 | 434 | 7704.0955 | 9047.7196 | 10815.7303
3833 | 76216.2272 | 2060.618 | 0 | 76155.2272 | 1659.9034 | 3847.215 | 2380.4255 | 3401.0592 | 85.9039 | 54 | 1183.7691 | 2046.5245 | 3814.5352
3834 | 74220.0224 | 1379.1771 | -1379.1771 | 72779.8453 | 3397.011 | 11256.0802 | 2450.1621 | 3123.8279 | 151.2057 | 54 | 10023.4139 | 10951.4712 | 12719.4819
3835 | 75539.8702 | 2227.2542 | 0 | 75478.8702 | 2923.6615 | 10051.8888 | 2709.1502 | 3425.8571 | 175.7483 | 380 | 7154.5645 | 8433.1644 | 10201.1751
3836 | 75201.7676 | 1954.2491 | 0 | 75140.7676 | 2536.0499 | 6694.7709 | 1890.5402 | 3216.0382 | 162.4679 | 54 | 3494.7318 | 4434.0513 | 6202.062
3837 | 76165.6072 | 1479.6848 | 0 | 76104.6072 | 2953.791 | 6862.5668 | 2303.8142 | 3418.047 | 179.3742 | 244 | 2896.2298 | 4042.4556 | 5810.4663
3838 | 74677.9938 | 1636.7531 | 0 | 74616.9938 | 2899.1458 | 14149.5847 | 2495.9501 | 3171.5018 | 124.9631 | 54 | 11671.0969 | 12572.9116 | 14340.9223
3839 | 75103.4325 | 1833.6653 | 0 | 75042.4325 | 3019.5823 | 13911.641 | 2666.6429 | 3152.2637 | 119.4387 | 190 | 11038.7329 | 12071.0231 | 13839.0338
3840 | 74638.8795 | 1839.148 | 0 | 74577.8795 | 4860.6385 | 9690.2677 | 2383.8777 | 3194.0386 | 157.8405 | 434 | 5199.8661 | 6514.5582 | 8282.5689
3841 | 74619.3214 | 1589.9998 | 0 | 74558.3214 | 4194.1111 | 6527.7673 | 2220.1871 | 3194.2076 | 221.1761 | 380 | 2559.9296 | 3883.9572 | 5651.9679
3842 | 75125.9341 | 1671.882 | 0 | 75064.9341 | 2150.4297 | 10817.5617 | 2307.5816 | 3211.1493 | 117.7948 | 434 | 8491.1288 | 9765.7751 | 11533.7858
3843 | 75980.1558 | 1524.18 | 0 | 75919.1558 | 4022.3021 | 12597.076 | 2455.468 | 3365.3027 | 163.1687 | 190 | 7846.5887 | 8922.6091 | 10690.6198
3844 | 76618.4964 | 2284.1551 | 0 | 76557.4964 | 5397.9157 | 8606.1135 | 2674.7028 | 3392.9211 | 70.992 | 54 | 2088.5253 | 2936.3688 | 4704.3795
3845 | 74419.0586 | 1581.5683 | -1581.5683 | 72776.4902 | 2132.3711 | 10688.9351 | 2033.6022 | 3186.0877 | 112.4496 | 244 | 10369.9637 | 11449.2648 | 13217.2755
3846 | 77217.6088 | 1458.3783 | 0 | 77156.6088 | 1656.7237 | 7945.3501 | 2451.8586 | 3507.1222 | 106.2354 | 54 | 4461.1983 | 5344.2853 | 7112.296
3847 | 75612.5483 | 1085.2299 | 0 | 75551.5483 | 1968.7432 | 11460.9758 | 2826.0405 | 3134.1814 | 49.1512 | 190 | 9271.1062 | 10233.109 | 12001.1197
3848 | 75220.1667 | 1698.4895 | 0 | 75159.1667 | 3103.7826 | 18776.9883 | 2399.5414 | 3241.3253 | 147.7388 | 434 | 15525.1057 | 16829.6961 | 18597.7068
3849 | 75631.7869 | 1097.0579 | 0 | 75570.7869 | 2920.6608 | 7055.7184 | 2048.311 | 3212.0906 | 154.9031 | 380 | 3194.8723 | 4452.627 | 6220.6377
3850 | 74187.4479 | 1333.5702 | 0 | 74126.4479 | 3250.905 | 7924.9115 | 2008.2519 | 3139.4121 | 166.853 | 54 | 5065.4226 | 6009.1271 | 7777.1378
3851 | 76162.45 | 2334.9235 | 0 | 76101.45 | 3065.0325 | 4151.5071 | 2119.0865 | 3367.9545 | 149.9055 | 54 | -157.7345 | 769.0227 | 2537.0334
3852 | 75664.0111 | 1926.7424 | -1926.7424 | 73676.2686 | 3795.6078 | 3759.1426 | 2561.1021 | 3170.22 | 111.529 | 54 | 1388.7883 | 2277.1689 | 4045.1796
3853 | 77203.3044 | 2295.7457 | -2295.7457 | 74846.5587 | 3915.1131 | 6030.5107 | 2612.6861 | 3494.3813 | 58.3577 | 244 | 2746.1063 | 3771.3155 | 5539.3262
3854 | 75417.3809 | 1897.9532 | 0 | 75356.3809 | 3050.0666 | 20132.061 | 2651.8029 | 3220.9685 | 122.6029 | 244 | 16968.5848 | 18058.0392 | 19826.0499
3855 | 74894.9542 | 2117.745 | 0 | 74833.9542 | 3899.9164 | 12644.7847 | 2445.0762 | 3163.9162 | 149.8522 | 244 | 8890.1064 | 10006.8102 | 11774.8209
3856 | 74972.1494 | 1527.2935 | 0 | 74911.1494 | 3248.3921 | 11748.0819 | 2393.4696 | 3136.6105 | 127.7503 | 380 | 8488.8205 | 9719.4223 | 11487.433
3857 | 75495.0736 | 1185.2607 | 0 | 75434.0736 | 3556.9417 | 9057.8434 | 2403.9767 | 3234.5671 | 146.8604 | 54 | 5075.5719 | 5999.2838 | 7767.2945
3858 | 75081.8806 | 1692.4202 | 0 | 75020.8806 | 4146.0434 | 16621.3113 | 2727.7318 | 3241.5517 | 137.2191 | 190 | 12793.8708 | 13843.9415 | 15611.9522
3859 | 74720.3799 | 1820.3639 | 0 | 74659.3799 | 1940.3477 | 5219.9496 | 2429.3771 | 3226.6654 | 152.0199 | 244 | 3646.4645 | 4765.3359 | 6533.3466
3860 | 74843.7495 | 1551.1439 | 0 | 74782.7495 | 4988.9302 | 9967.2787 | 2595.3818 | 3270.4579 | 158.64 | 380 | 5431.6388 | 6693.1303 | 8461.141
3861 | 75003.0928 | 1404.1925 | 0 | 74942.0928 | 2472.1492 | 4833.7904 | 2470.5129 | 3148.0213 | 114.9526 | 244 | 2408.2826 | 3490.0868 | 5258.0975
3862 | 76342.7413 | 1700.6215 | -1700.6215 | 74581.1198 | 4645.8036 | 2545.8167 | 2125.4575 | 3382.03 | 148.3326 | 190 | -1803.4193 | -742.2352 | 1025.7755
3863 | 76480.1126 | 1996.8532 | -1996.8532 | 74422.2594 | 2758.0424 | 7020.4754 | 2121.6502 | 3498.0355 | 118.4904 | 54 | 4830.0593 | 5725.4013 | 7493.412
3864 | 75691.9923 | 1855.0952 | 0 | 75630.9923 | 2329.3958 | 7825.0513 | 2180.5991 | 3190.5705 | 165.4823 | 244 | 4606.0327 | 5738.3666 | 7506.3773
3865 | 77062.6734 | 2156.9321 | 0 | 77001.6734 | 2872.6433 | 10234.2897 | 2493.7803 | 3418.0144 | 172.371 | 54 | 5641.9678 | 6591.1904 | 8359.2011
3866 | 74514.644 | 2140.1581 | 0 | 74453.644 | 3143.2469 | 8759.6586 | 2699.7484 | 3152.9257 | 205.2823 | 380 | 6385.6418 | 7693.7757 | 9461.7864
3867 | 76834.7993 | 1584.5038 | 0 | 76773.7993 | 3039.9649 | 13770.124 | 2650.1793 | 3485.3619 | 223.8172 | 380 | 9462.101 | 10788.7697 | 12556.7804
3868 | 75653.345 | 1575.5169 | 0 | 75592.345 | 1893.4736 | 5148.2441 | 2520.4597 | 3238.1777 | 139.2378 | 190 | 2791.2629 | 3843.3522 | 5611.3629
3869 | 75396.2074 | 1805.3496 | 0 | 75335.2074 | 3529.2979 | 7148.6016 | 2668.2977 | 3216.142 | 163.4827 | 380 | 3538.736 | 4805.0703 | 6573.081
3870 | 75490.4456 | 1960.2537 | 0 | 75429.4456 | 2797.4926 | 3782.6054 | 1855.2949 | 3182.3023 | 228.4036 | 380 | -36.5356 | 1294.7196 | 3062.7303
3871 | 75455.133 | 1765.4648 | -1765.4648 | 73628.6683 | 2933.6671 | 4249.525 | 2471.2042 | 3194.2632 | 149.1869 | 190 | 2722.857 | 3784.8954 | 5552.9061
3872 | 76094.3512 | 1892.6428 | 0 | 76033.3512 | 2931.0323 | 9300.0507 | 2535.8372 | 3265.7704 | 167.9646 | 190 | 5507.4747 | 6588.2908 | 8356.3015
3873 | 76932.226 | 1598.5756 | 0 | 76871.226 | 3117.29 | 5245.0395 | 1862.7737 | 3415.22 | 226.686 | 380 | -95.2828 | 1234.2548 | 3002.2655
3874 | 76526.2607 | 1583.5268 | -1583.5268 | 74881.7339 | 3391.4455 | 9650.3641 | 2632.8474 | 3355.0146 | 122.1577 | 380 | 6735.2466 | 7960.256 | 9728.2667
3875 | 75836.4864 | 1946.0571 | 0 | 75775.4864 | 1961.2509 | 5423.4702 | 2116.1893 | 3287.5209 | 217.1243 | 434 | 2460.6431 | 3834.619 | 5602.6297
3876 | 77908.7251 | 1761.9398 | -1761.9398 | 76085.7853 | 3644.1701 | 4579.0167 | 2570.0232 | 3578.2321 | 85.3829 | 190 | 367.5166 | 1365.7511 | 3133.7618
3877 | 76706.4687 | 2156.4089 | -2156.4089 | 74489.0598 | 2948.7291 | 12110.6271 | 2271.1239 | 3411.6839 | 221.5916 | 190 | 9725.846 | 10860.2892 | 12628.2999
3878 | 73845.9752 | 1289.1738 | 0 | 73784.9752 | 1594.3582 | 8137.7563 | 2268.9262 | 3150.9452 | 171.7174 | 190 | 7548.4944 | 8633.0633 | 10401.074
3879 | 76809.7324 | 1263.6222 | 0 | 76748.7324 | 2487.1119 | 4658.5433 | 1627.8003 | 3307.8056 | 84.4135 | 380 | -271.4951 | 915.77 | 2683.7807
3880 | 76609.2735 | 1696.2724 | -1696.2724 | 74852.0011 | 2501.6405 | 10649.5591 | 2465.2819 | 3462.6729 | 105.9504 | 190 | 8594.0724 | 9612.8743 | 11380.885
3881 | 74899.9481 | 1360.2168 | 0 | 74838.9481 | 3860.9864 | 3580.6322 | 2566.3956 | 3217.0728 | 156.771 | 190 | 34.3659 | 1103.9885 | 2871.9992
3882 | 75395.2391 | 1434.8836 | -1434.8836 | 73899.3555 | 3540.3356 | 12549.7479 | 2539.2005 | 3139.7833 | 72.1745 | 380 | 10159.2405 | 11334.2665 | 13102.2772
3883 | 75623.3616 | 1462.5657 | 0 | 75562.3616 | 2988.8652 | 5272.5185 | 1952.5674 | 3266.7497 | 112.2356 | 380 | 1310.8088 | 2525.8959 | 4293.9066
3884 | 74877.4206 | 1264.1073 | -1264.1073 | 73552.3134 | 2104.4183 | 3711.2816 | 1926.9913 | 3131.3269 | 144.6498 | 380 | 2483.0681 | 3730.5695 | 5498.5802
3885 | 76934.0167 | 1662.8737 | -1662.8737 | 75210.143 | 3760.5318 | 5399.1153 | 2023.4586 | 3509.7015 | 128.777 | 190 | 1331.8006 | 2373.4292 | 4141.4399
3886 | 76178.6109 | 1473.4397 | -1473.4397 | 74644.1712 | 1401.0237 | 12675.2132 | 2346.1143 | 3330.9784 | 88.9934 | 190 | 11677.3109 | 12679.1559 | 14447.1666
3887 | 77141.7381 | 1897.6167 | 0 | 77080.7381 | 3259.4759 | 9089.1612 | 2410.6719 | 3516.5603 | 172.0049 | 244 | 4046.3796 | 5185.236 | 6953.2467
3888 | 75319.3329 | 1791.2651 | 0 | 75258.3329 | 2266.9723 | 3890.4696 | 2347.8105 | 3220.0642 | 93.0382 | 380 | 1303.2391 | 2499.1289 | 4267.1396
3889 | 73716.2928 | 2244.5681 | -2244.5681 | 71410.7247 | 2774.8731 | 11747.3934 | 2461.842 | 3217.6667 | 98.1697 | 190 | 12611.5043 | 13622.5255 | 15390.5362
3890 | 75102.2072 | 1196.705 | 0 | 75041.2072 | 2634.4659 | 7429.2185 | 2465.8319 | 3158.2777 | 123.5152 | 54 | 4747.855 | 5648.2218 | 7416.2325
3891 | 76474.4544 | 1791.4757 | 0 | 76413.4544 | 2890.1543 | 7290.5526 | 2205.1995 | 3385.6744 | 166.0364 | 54 | 2948.0177 | 3890.9057 | 5658.9164
3892 | 74662.3387 | 1326.3026 | 0 | 74601.3387 | 2790.6618 | 19032.2453 | 2505.8663 | 3210.401 | 122.0712 | 190 | 16726.7122 | 17761.6349 | 19529.6456
3893 | 75348.0255 | 2126.1684 | 0 | 75287.0255 | 2779.0388 | 27660.257 | 2278.9442 | 3339.6482 | 132.1241 | 244 | 24582.9852 | 25681.9608 | 27449.9715
3894 | 76088.1748 | 2350.7457 | 0 | 76027.1748 | 3988.1818 | 7781.6448 | 2246.2565 | 3405.1291 | 160.997 | 54 | 2787.8738 | 3725.7223 | 5493.733
3895 | 76043.7569 | 1174.5343 | 0 | 75982.7569 | 3790.3218 | 4247.4776 | 2752.7933 | 3353.4101 | 130.0696 | 380 | -49.1977 | 1183.7235 | 2951.7342
3896 | 75990.4455 | 2037.9073 | -2037.9073 | 73891.5382 | 2749.9566 | 10572.8178 | 2620.6136 | 3292.6179 | 129.4522 | 434 | 9214.7546 | 10501.0584 | 12269.0691
3897 | 74819.73 | 1986.5132 | 0 | 74758.73 | 3040.7216 | 9448.3001 | 2313.3157 | 3158.0199 | 88.0473 | 54 | 6490.3842 | 7355.283 | 9123.2937
3898 | 75790.3172 | 1764.8833 | 0 | 75729.3172 | 2929.2799 | 5713.1696 | 2490.1826 | 3162.4126 | 122.5383 | 380 | 2077.3676 | 3302.7575 | 5070.7682
3899 | 76075.294 | 1906.1429 | -1906.1429 | 74108.1511 | 1903.8538 | 7775.4664 | 2756.5982 | 3269.8095 | 129.744 | 190 | 7160.0692 | 8202.6648 | 9970.6755
3900 | 75970.0923 | 1525.5516 | 0 | 75909.0923 | 2764.2755 | 6599.4355 | 2516.8409 | 3270.6454 | 234.85 | 380 | 3083.7541 | 4421.4556 | 6189.4663
3901 | 75697.782 | 1623.3417 | 0 | 75636.782 | 2255.6881 | 9056.9075 | 2429.6632 | 3251.4557 | 48.7064 | 54 | 6215.7563 | 7041.3143 | 8809.325
3902 | 76740.5691 | 1326.5006 | 0 | 76679.5691 | 3264.6263 | 3274.1873 | 2428.1741 | 3365.8277 | 111.4398 | 54 | -1505.8063 | -617.5149 | 1150.4958
3903 | 74671.4663 | 1193.8943 | -1193.8943 | 73416.572 | 2150.6918 | 26713.1908 | 1617.9124 | 3185.1415 | 144.9141 | 380 | 25319.1809 | 26566.9466 | 28334.9573
3904 | 74866.9171 | 1608.4669 | 0 | 74805.9171 | 3513.3332 | 3339.6065 | 2532.2975 | 3130.4821 | 133.4107 | 54 | 53.3358 | 963.598 | 2731.6087
3905 | 76102.508 | 1206.143 | -1206.143 | 74835.3649 | 2778.2816 | 7061.2061 | 2395.4637 | 3408.2651 | 108.0361 | 434 | 4621.4883 | 5886.376 | 7654.3867
3906 | 76745.3806 | 1495.2556 | 0 | 76684.3806 | 4626.5057 | 12370.4293 | 2398.1597 | 3339.2146 | 57.2966 | 54 | 6167.1173 | 7001.2654 | 8769.2761
3907 | 74567.0032 | 1671.6786 | 0 | 74506.0032 | 2212.0962 | 16335.1019 | 2611.4205 | 3148.8117 | 169.1047 | 190 | 14747.4346 | 15829.3909 | 17597.4016
3908 | 75057.5417 | 1755.1167 | 0 | 74996.5417 | 2579.5996 | 4134.1757 | 2285.9073 | 3156.174 | 107.3517 | 54 | 1370.3157 | 2254.519 | 4022.5297
3909 | 75892.2393 | 1862.7609 | -1862.7609 | 73968.4784 | 1483.6527 | 9295.0651 | 2313.2563 | 3229.5852 | 65.458 | 434 | 8755.9756 | 9978.2851 | 11746.2958
3910 | 75146.7005 | 2413.7597 | 0 | 75085.7005 | 2474.8381 | 10888.3651 | 1878.5114 | 3261.5997 | 141.2904 | 380 | 7838.1374 | 9082.2794 | 10850.2901
3911 | 75168.6088 | 1962.0238 | 0 | 75107.6088 | 2577.613 | 8871.6789 | 2130.5445 | 3225.8197 | 110.3967 | 380 | 5913.0213 | 7126.2696 | 8894.2803
3912 | 74885.1072 | 1709.2108 | 0 | 74824.1072 | 2045.6882 | 7573.7314 | 2489.8151 | 3183.8256 | 201.2417 | 54 | 5747.7767 | 6725.87 | 8493.8807
3913 | 75931.4227 | 1403.4167 | 0 | 75870.4227 | 4157.1811 | 9191.3443 | 2323.5312 | 3149.3219 | 177.1248 | 244 | 4006.7936 | 5150.7699 | 6918.7806
3914 | 75132.6837 | 1853.4294 | 0 | 75071.6837 | 4663.3055 | 21228.2552 | 1665.9507 | 3170.4905 | 179.7838 | 244 | 15699.9073 | 16846.5427 | 18614.5534
3915 | 76028.51 | 1643.7279 | 0 | 75967.51 | 2709.233 | 15090.2424 | 2523.9027 | 3384.8175 | 96.7775 | 244 | 11692.4197 | 12756.0487 | 14524.0594
3916 | 75864.2501 | 2140.8945 | 0 | 75803.2501 | 3785.0571 | 17823.1127 | 2475.3911 | 3300.4578 | 169.1571 | 434 | 13380.8545 | 14706.8631 | 16474.8738
3917 | 76233.3527 | 1787.9212 | 0 | 76172.3527 | 4218.3888 | 2806.905 | 2655.123 | 3407.8213 | 184.56 | 54 | -2150.6923 | -1189.2807 | 578.73
3918 | 75041.6396 | 2275.0899 | -2275.0899 | 72705.5497 | 2359.4452 | 10764.4241 | 2304.1592 | 3127.031 | 159.3401 | 244 | 10500.8193 | 11627.011 | 13395.0217
3919 | 76538.1467 | 2128.7714 | 0 | 76477.1467 | 3167.6548 | 13945.2564 | 2238.4056 | 3290.9192 | 53.0676 | 190 | 9199.9798 | 10165.8989 | 11933.9096
3920 | 75914.4381 | 2169.6741 | 0 | 75853.4381 | 3372.4844 | 10694.6711 | 2483.488 | 3228.8668 | 198.5276 | 244 | 6551.3035 | 7716.6827 | 9484.6934
3921 | 77078.5723 | 1964.4776 | 0 | 77017.5723 | 2068.24 | 6824.1981 | 1850.768 | 3517.8506 | 173.2177 | 380 | 2477.2045 | 3753.2738 | 5521.2845
3922 | 75865.8804 | 1697.8262 | -1697.8262 | 74107.0542 | 6427.6544 | 6168.8578 | 2541.3021 | 3280.1394 | 191.2105 | 190 | 825.7907 | 1929.8528 | 3697.8635
3923 | 76006.8051 | 1577.3594 | -1577.3594 | 74368.4456 | 3354.5214 | 10301.8248 | 2347.4184 | 3306.2406 | 153.0821 | 244 | 7602.7168 | 8722.6504 | 10490.6611
3924 | 76040.9664 | 1762.3227 | 0 | 75979.9664 | 3082.7339 | 5929.8619 | 2320.7176 | 3487.2724 | 91.9735 | 434 | 2045.3515 | 3294.1766 | 5062.1873
3925 | 77027.4184 | 1756.293 | -1756.293 | 75210.1253 | 2445.6891 | 9945.3903 | 2450.766 | 3515.5438 | 175.8762 | 434 | 7626.0858 | 8958.8136 | 10726.8243
3926 | 75210.0367 | 1390.4774 | 0 | 75149.0367 | 2998.6683 | 8236.201 | 2040.5795 | 3203.312 | 153.7476 | 54 | 4702.5875 | 5633.1866 | 7401.1973
3927 | 76249.0479 | 1160.6846 | 0 | 76188.0479 | 4434.9555 | 8876.3242 | 2536.4047 | 3302.679 | 155.8256 | 190 | 3462.6045 | 4531.2816 | 6299.2923
3928 | 75703.8823 | 1409.2142 | 0 | 75642.8823 | 2414.3609 | 7982.5399 | 1909.6149 | 3216.4387 | 59.3308 | 380 | 4421.5504 | 5583.7328 | 7351.7435
3929 | 75924.8013 | 1573.9239 | 0 | 75863.8013 | 2469.6976 | 10124.5165 | 2575.8354 | 3462.5943 | 102.6954 | 244 | 7199.6474 | 8269.1944 | 10037.2051
3930 | 74867.1627 | 1811.2791 | 0 | 74806.1627 | 3220.9221 | 7052.6062 | 2501.5612 | 3181.2134 | 95.4098 | 244 | 4078.496 | 5140.7574 | 6908.7681
3931 | 76934.5624 | 1462.1742 | 0 | 76873.5624 | 2901.3335 | 7034.3632 | 2418.2148 | 3333.93 | 114.9011 | 434 | 2381.8121 | 3653.5648 | 5421.5755
3932 | 75829.2151 | 1771.2041 | -1771.2041 | 73997.011 | 3358.1505 | 5741.5109 | 2519.5992 | 3309.7201 | 189.407 | 434 | 3585.8687 | 4932.1272 | 6700.1379
3933 | 75168.1015 | 1367.3908 | 0 | 75107.1015 | 1698.8398 | 14673.9898 | 2553.169 | 3205.4695 | 211.4759 | 54 | 12996.887 | 13985.2145 | 15753.2252
3934 | 73653.1286 | 1899.6993 | 0 | 73592.1286 | 3200.1948 | 14563.6707 | 2109.2157 | 3128.6447 | 140.3278 | 54 | 12379.4076 | 13296.587 | 15064.5977
3935 | 74858.3163 | 1708.7596 | 0 | 74797.3163 | 2580.5992 | 12428.334 | 2537.1167 | 3211.4698 | 184.1077 | 380 | 10169.205 | 11456.1643 | 13224.175
3936 | 76449.0124 | 1420.9879 | 0 | 76388.0124 | 3235.0078 | 9017.9723 | 2476.5424 | 3201.5907 | 95.1267 | 54 | 4443.2852 | 5315.2634 | 7083.2741
3937 | 75869.8331 | 1614.1672 | 0 | 75808.8331 | 4118.6533 | 13885.8867 | 2380.9817 | 3272.4708 | 137.5303 | 190 | 8982.0529 | 10032.4347 | 11800.4454
3938 | 75337.0618 | 1536.0392 | 0 | 75276.0618 | 2713.7673 | 13833.6961 | 2367.5228 | 3281.2497 | 99.4948 | 54 | 10862.8395 | 11739.1859 | 13507.1966
3939 | 75484.2838 | 1573.4458 | 0 | 75423.2838 | 4260.9655 | 6776.3431 | 1859.1095 | 3366.4695 | 186.885 | 244 | 1687.8729 | 2841.6094 | 4609.6201
3940 | 74678.5761 | 1660.8876 | -1660.8876 | 72956.6885 | 2957.42 | 9422.36 | 2429.819 | 3248.9834 | 121.5688 | 190 | 8557.254 | 9591.6744 | 11359.6851
3941 | 76479.1652 | 2040.183 | 0 | 76418.1652 | 2546.255 | 6944.4256 | 2599.286 | 3251.2432 | 147.3761 | 190 | 3200.7346 | 4260.9623 | 6028.973
3942 | 75513.2992 | 2020.3683 | 0 | 75452.2992 | 4963.7449 | 17681.8231 | 2138.4039 | 3307.9669 | 154.2866 | 54 | 12082.3498 | 13013.488 | 14781.4987
3943 | 76636.5268 | 1707.2579 | 0 | 76575.5268 | 3212.6702 | 12275.3701 | 2547.259 | 3411.567 | 253.0611 | 244 | 7816.1992 | 9036.1119 | 10804.1226
3944 | 76211.8844 | 1211.7075 | 0 | 76150.8844 | 3110.5285 | 19260.8907 | 1874.6105 | 3453.2985 | 144.587 | 190 | 14697.5868 | 15755.0254 | 17523.0361
3945 | 75593.9741 | 1263.0363 | 0 | 75532.9741 | 1456.125 | 2689.2009 | 2385.0765 | 3248.5278 | 191.1064 | 190 | 703.906 | 1807.8639 | 3575.8746
3946 | 74786.8846 | 1500.0323 | -1500.0323 | 73225.8523 | 3621.6839 | 3993.5486 | 2394.9677 | 3157.3693 | 175.5149 | 434 | 2068.5494 | 3400.9159 | 5168.9266
3947 | 74056.2474 | 1580.9273 | -1580.9273 | 72414.3201 | 3911.4955 | 3539.2143 | 2593.6893 | 3127.3586 | 121.4908 | 54 | 2304.6465 | 3202.9889 | 4970.9996
3948 | 76244.8215 | 1918.9306 | -1918.9306 | 74264.8908 | 3843.5462 | 6936.7878 | 2373.5206 | 3252.4512 | 202.0484 | 244 | 3824.5226 | 4993.4226 | 6761.4333
3949 | 73570.2953 | 1415.5699 | 0 | 73509.2953 | 3650.9068 | 4582.43 | 2176.0287 | 3131.0072 | 235.6629 | 54 | 2099.4638 | 3111.9782 | 4879.9889
3950 | 75282.7864 | 1114.0526 | -1114.0526 | 74107.7338 | 2471.3474 | 7815.0909 | 2063.2729 | 3210.5884 | 193.8939 | 190 | 5880.0709 | 6986.8164 | 8754.8271
3951 | 76661.8719 | 1581.2169 | 0 | 76600.8719 | 2933.6722 | 23635.1612 | 2476.02 | 3390.6845 | 108.418 | 380 | 19337.5217 | 20548.7912 | 22316.8019
3952 | 75915.7046 | 1773.628 | 0 | 75854.7046 | 2350.6235 | 6859.7483 | 2437.621 | 3202.9827 | 125.2098 | 54 | 3665.2238 | 4567.2852 | 6335.2959
3953 | 75098.3675 | 1974.0341 | 0 | 75037.3675 | 3276.9288 | 10201.8284 | 2194.0033 | 3185.4672 | 103.7967 | 190 | 6637.2025 | 7653.8508 | 9421.8615
3954 | 75442.2141 | 1293.2906 | 0 | 75381.2141 | 5693.8231 | 7256.2816 | 1099.9018 | 3239.9641 | 142.4142 | 54 | -108.6897 | 810.576 | 2578.5867
3955 | 76176.266 | 1613.0028 | -1613.0028 | 74502.2632 | 3443.6472 | 12389.4611 | 2411.3636 | 3370.6318 | 245.5538 | 380 | 9595.7461 | 10944.1514 | 12712.1621
3956 | 74779.2247 | 1515.5587 | 0 | 74718.2247 | 3025.3153 | 5032.2034 | 2580.1838 | 3171.8251 | 156.9971 | 190 | 2410.8723 | 3480.7209 | 5248.7316
3957 | 73970.6875 | 1863.4959 | -1863.4959 | 72046.1916 | 1642.7265 | 12424.0877 | 2440.8247 | 3125.3219 | 105.0015 | 434 | 13671.5161 | 14933.3692 | 16701.3799
3958 | 74382.5066 | 2127.4866 | 0 | 74321.5066 | 3177.072 | 6748.6136 | 2179.4754 | 3125.9945 | 147.4032 | 54 | 3925.7049 | 4849.9597 | 6617.9704
3959 | 74416.8805 | 2005.5757 | 0 | 74355.8805 | 2390.1632 | 14845.668 | 2295.0307 | 3131.2006 | 175.7459 | 244 | 12896.0557 | 14038.6531 | 15806.6638
3960 | 75719.0676 | 1679.5491 | 0 | 75658.0676 | 3755.3468 | 23347.9973 | 2419.7354 | 3180.3422 | 114.6047 | 54 | 18904.8606 | 19796.3169 | 21564.3276
3961 | 75156.8332 | 1646.922 | 0 | 75095.8332 | 1253.0383 | 4355.2652 | 2191.6945 | 3131.7547 | 145.319 | 190 | 2700.043 | 3758.2136 | 5526.2243
3962 | 76332.1929 | 1579.208 | 0 | 76271.1929 | 3868.5331 | 6816.9271 | 2394.3598 | 3303.0101 | 166.8829 | 190 | 1744.7709 | 2824.5054 | 4592.5161
3963 | 75500.6512 | 1839.6838 | -1839.6838 | 73599.9674 | 2249.3388 | 6524.4618 | 2686.5261 | 3175.1508 | 58.428 | 54 | 5907.0324 | 6742.3119 | 8510.3226
3964 | 75043.2834 | 1556.3805 | 0 | 74982.2834 | 2352.6704 | 7420.0751 | 2419.8944 | 3147.2196 | 218.9161 | 190 | 5022.4352 | 6154.2028 | 7922.2135
3965 | 75669.8906 | 1211.3109 | 0 | 75608.8906 | 2319.7903 | 9015.195 | 2539.674 | 3471.2711 | 115.9299 | 190 | 6467.6592 | 7496.4406 | 9264.4513
3966 | 76368.8483 | 1112.4341 | 0 | 76307.8483 | 3289.1461 | 7202.2392 | 2528.0423 | 3235.4377 | 132.0586 | 190 | 2738.9248 | 3783.835 | 5551.8457
3967 | 75418.4817 | 1680.0783 | 0 | 75357.4817 | 3253.4529 | 4577.2742 | 2487.7451 | 3206.727 | 179.1302 | 190 | 1031.0116 | 2122.9933 | 3891.004
3968 | 73780.62 | 1517.8653 | -1517.8653 | 72201.7547 | 2625.3407 | 9153.1952 | 2378.5085 | 3126.4288 | 148.4386 | 244 | 9201.2371 | 10316.5272 | 12084.5379
3969 | 75115.6143 | 1636.9781 | 0 | 75054.6143 | 2651.3678 | 14017.7105 | 2543.7773 | 3161.1009 | 130.504 | 380 | 11386.8065 | 12620.162 | 14388.1727
3970 | 75865.8454 | 1794.0172 | 0 | 75804.8454 | 3309.6347 | 8670.0146 | 2368.5095 | 3291.7995 | 148.2336 | 190 | 4586.0434 | 5647.1286 | 7415.1393
3971 | 76631.4298 | 1575.9567 | 0 | 76570.4298 | 2933.1958 | 9222.1215 | 2495.8169 | 3380.9965 | 138.3084 | 54 | 4965.5091 | 5880.6691 | 7648.6798
3972 | 75144.8022 | 1981.6035 | 0 | 75083.8022 | 2382.0545 | 3673.7953 | 2415.6862 | 3179.9795 | 117.8601 | 190 | 1173.8043 | 2204.516 | 3972.5267
3973 | 74128.6559 | 1134.924 | -1134.924 | 72932.7318 | 3359.8639 | 3726.6259 | 2517.4471 | 3139.1338 | 113.7975 | 380 | 2460.811 | 3677.4601 | 5445.4708
3974 | 75500.3692 | 1676.1693 | -1676.1693 | 73763.1998 | 3526.3423 | 20010.363 | 2418.5824 | 3202.8542 | 251.0202 | 54 | 17712.4575 | 18740.3293 | 20508.34
3975 | 76607.8116 | 1489.8939 | 0 | 76546.8116 | 3805.1886 | 12956.8963 | 2441.9559 | 3415.1787 | 77.9696 | 244 | 7832.2308 | 8877.0519 | 10645.0626
3976 | 75350.0494 | 1440.9734 | 0 | 75289.0494 | 3312.9048 | 4262.704 | 2091.9775 | 3146.5543 | 202.072 | 244 | 269.4816 | 1438.4051 | 3206.4158
3977 | 76825.1293 | 1711.8054 | -1711.8054 | 75052.3239 | 2028.3069 | 6163.6189 | 1952.3487 | 3263.8433 | 141.8298 | 380 | 3669.38 | 4914.0614 | 6682.0721
3978 | 75271.3824 | 1248.9075 | 0 | 75210.3824 | 3627.0306 | 1331.2292 | 2408.1307 | 3188.8181 | 119.6358 | 54 | -2539.035 | -1642.5477 | 125.463
3979 | 74974.0953 | 1205.1347 | -1205.1347 | 73707.9606 | 4505.1514 | 15928.9267 | 2728.458 | 3193.2209 | 192.5783 | 380 | 13007.6936 | 14303.1235 | 16071.1342
3980 | 76261.8443 | 2096.5041 | 0 | 76200.8443 | 3372.7174 | 5533.5335 | 2413.1814 | 3329.7752 | 143.7815 | 190 | 1073.1285 | 2129.7616 | 3897.7723
3981 | 77001.2666 | 2408.6041 | -2408.6041 | 74531.6625 | 3178.5858 | 4716.3893 | 2330.5299 | 3495.4921 | 127.3569 | 190 | 2202.363 | 3242.5714 | 5010.5821
3982 | 75738.6705 | 1824.5333 | -1824.5333 | 73853.1372 | 2698.579 | 4371.452 | 2225.7229 | 3291.1143 | 92.7497 | 190 | 2706.7731 | 3712.3743 | 5480.385
3983 | 75791.0142 | 2343.6903 | 0 | 75730.0142 | 3050.9421 | 6811.9724 | 2654.4528 | 3293.9128 | 44.8285 | 54 | 3349.5818 | 4171.2618 | 5939.2725
3984 | 75012.9508 | 2123.7795 | 0 | 74951.9508 | 2764.2807 | 7212.5741 | 2625.801 | 3209.877 | 86.9282 | 54 | 4702.2206 | 5566.0004 | 7334.0111
3985 | 76412.1667 | 2069.9266 | 0 | 76351.1667 | 3400.2014 | 3892.7181 | 1510.6094 | 3252.0179 | 134.723 | 190 | -1725.8227 | -678.2482 | 1089.7625
3986 | 75483.0959 | 1744.2877 | -1744.2877 | 73677.8082 | 2434.231 | 11197.8383 | 2781.4871 | 3221.4069 | 82.1496 | 380 | 10458.8932 | 11643.8944 | 13411.9051
3987 | 76275.5588 | 1181.8824 | 0 | 76214.5588 | 2922.06 | 9199.1777 | 2626.496 | 3329.7437 | 94.6795 | 244 | 5388.9986 | 6450.5297 | 8218.5404
3988 | 75335.9814 | 1346.1791 | 0 | 75274.9814 | 3895.9394 | 3016.8452 | 2172.9358 | 3145.5386 | 121.1445 | 54 | -1465.4011 | -567.4051 | 1200.6056
3989 | 75583.9644 | 1926.1695 | -1926.1695 | 73596.7949 | 3470.9392 | 9123.0806 | 1892.4933 | 3187.1822 | 108.6289 | 244 | 6505.2219 | 7580.7024 | 9348.7131
3990 | 76986.3428 | 1744.4492 | 0 | 76925.3428 | 1801.248 | 7147.8989 | 2366.4346 | 3406.9239 | 97.0211 | 54 | 3564.8665 | 4438.7392 | 6206.7499
3991 | 75202.1286 | 1720.064 | 0 | 75141.1286 | 3477.0416 | 2322.2717 | 2281.8379 | 3126.2703 | 119.2825 | 190 | -1517.5903 | -485.4562 | 1282.5545
3992 | 75658.708 | 1403.8661 | -1403.8661 | 74193.8418 | 3272.6124 | 6074.8883 | 2482.8031 | 3205.3049 | 88.5469 | 190 | 3666.7421 | 4668.1406 | 6436.1513
3993 | 76762.4429 | 1252.9755 | 0 | 76701.4429 | 1399.2335 | 13660.1456 | 2297.2573 | 3339.1705 | 86.6886 | 380 | 10566.097 | 11755.6371 | 13523.6478
3994 | 75263.7215 | 1257.2122 | 0 | 75202.7215 | 2645.0309 | 9447.255 | 2258.7953 | 3213.419 | 29.3662 | 244 | 6441.9169 | 7438.1347 | 9206.1454
3995 | 75995.3976 | 1520.7543 | 0 | 75934.3976 | 1802.4156 | 3124.7022 | 2351.4449 | 3283.2894 | 188.5481 | 380 | 392.8234 | 1684.223 | 3452.2337
3996 | 78064.3289 | 1752.518 | -1752.518 | 76250.8109 | 3029.6413 | 2642.9362 | 2630.3814 | 3558.8066 | 76.313 | 190 | -1078.128 | -88.9634 | 1679.0473
3997 | 75737.3035 | 2175.4664 | -2175.4664 | 73500.8371 | 3960.3185 | 8397.8 | 2272.2354 | 3229.9793 | 107.4296 | 54 | 5809.0589 | 6693.3401 | 8461.3508
3998 | 76942.2084 | 1576.7823 | 0 | 76881.2084 | 1901.7504 | 9276.092 | 2794.7853 | 3552.1345 | 139.4334 | 190 | 6210.2532 | 7262.5381 | 9030.5488
3999 | 75489.2187 | 1218.1278 | 0 | 75428.2187 | 1993.63 | 9661.0629 | 2342.3628 | 3252.5879 | 106.8894 | 54 | 7204.3649 | 8088.1059 | 9856.1166
4000 | 75500.9786 | 1847.5334 | 0 | 75439.9786 | 1892.5161 | 3403.7609 | 2465.847 | 3241.0824 | 189.6669 | 434 | 1148.3956 | 2494.9141 | 4262.9248
4001 | 76055.2338 | 1341.3323 | -1341.3323 | 74652.9015 | 1801.408 | 5897.7725 | 2293.2354 | 3306.8794 | 151.7633 | 434 | 4413.7779 | 5722.3928 | 7490.4035
4002 | 75306.9327 | 1908.1049 | 0 | 75245.9327 | 2599.6647 | 12541.7458 | 2163.7582 | 3172.988 | 169.2686 | 54 | 9403.0946 | 10349.2148 | 12117.2255
4003 | 75565.5115 | 1538.8689 | 0 | 75504.5115 | 3170.0099 | 6195.835 | 2045.6153 | 3292.6497 | 177.6498 | 380 | 2229.7786 | 3510.28 | 5278.2907
4004 | 75496.9374 | 1412.1196 | -1412.1196 | 74023.8178 | 3694.054 | 8509.2828 | 2177.9025 | 3235.7856 | 141.692 | 434 | 5575.2992 | 6873.8427 | 8641.8534
4005 | 75791.4128 | 2079.4893 | 0 | 75730.4128 | 4210.143 | 8729.9754 | 2211.2371 | 3265.7337 | 105.7825 | 190 | 3636.5904 | 4655.2244 | 6423.2351
4006 | 77667.0448 | 1538.1175 | 0 | 77606.0448 | 1947.6601 | 6697.2848 | 2479.7374 | 3512.6492 | 86.3155 | 190 | 2506.1665 | 3505.3336 | 5273.3443
4007 | 76723.6613 | 1451.8739 | 0 | 76662.6613 | 2338.3309 | 15793.6267 | 2626.4 | 3438.7102 | 157.7086 | 54 | 12227.9446 | 13162.5047 | 14930.5154
4008 | 76749.4284 | 1853.6126 | 0 | 76688.4284 | 2040.009 | 4867.9883 | 2479.1144 | 3386.6955 | 121.2277 | 434 | 1375.5608 | 2653.64 | 4421.6507
4009 | 75290.9808 | 1577.6444 | -1577.6444 | 73652.3365 | 2345.5107 | 15801.2154 | 2444.7481 | 3209.2924 | 197.1113 | 244 | 14827.6088 | 15991.5716 | 17759.5823
4010 | 75226.8352 | 1983.1481 | 0 | 75165.8352 | 4771.6286 | 2201.7641 | 2185.9269 | 3278.3026 | 198.6192 | 190 | -2901.2702 | -1789.7995 | -21.7888
4011 | 76047.3372 | 1511.3076 | -1511.3076 | 74475.0296 | 3337.0588 | 11245.1524 | 2498.8456 | 3212.3614 | 124.606 | 244 | 8514.471 | 9605.9286 | 11373.9393
4012 | 74303.6031 | 1729.7906 | 0 | 74242.6031 | 2911.0203 | 6296.9224 | 2162.9558 | 3129.1434 | 115.3102 | 244 | 3805.5983 | 4887.76 | 6655.7707
4013 | 74888.4615 | 1418.7314 | 0 | 74827.4615 | 2698.051 | 15565.3472 | 2514.0379 | 3179.863 | 150.0434 | 54 | 13103.9357 | 14030.8307 | 15798.8414
4014 | 75181.669 | 1570.7751 | 0 | 75120.669 | 2004.1415 | 3206.6849 | 2450.8595 | 3208.6797 | 118.4523 | 244 | 1111.6136 | 2196.9175 | 3964.9282
4015 | 74948.838 | 1970.3608 | -1970.3608 | 72917.4772 | 3104.2226 | 6002.6433 | 2576.6073 | 3250.9748 | 87.0958 | 54 | 5178.7255 | 6042.6729 | 7810.6836
4016 | 76033.276 | 1927.1996 | 0 | 75972.276 | 2902.0552 | 4688.45 | 2583.5193 | 3434.8416 | 91.2538 | 434 | 1202.6797 | 2450.7851 | 4218.7958
4017 | 74432.9638 | 1887.9167 | -1887.9167 | 72484.0471 | 1937.9893 | 13965.7941 | 2405.6821 | 3188.0389 | 183.0966 | 54 | 14507.6786 | 15467.6268 | 17235.6375
4018 | 75966.9314 | 2166.4841 | 0 | 75905.9314 | 2683.4265 | 5233.2693 | 2601.3209 | 3208.219 | 149.1339 | 190 | 1823.6513 | 2885.6367 | 4653.6474
4019 | 76019.9217 | 1476.9697 | -1476.9697 | 74481.952 | 4045.2826 | 4310.389 | 2323.1632 | 3221.621 | 85.2075 | 54 | 698.1386 | 1560.1977 | 3328.2084
4020 | 74769.7886 | 1359.2381 | -1359.2381 | 73349.5505 | 2704.4975 | 17857.6983 | 2354.4232 | 3163.5668 | 127.8942 | 54 | 16691.8403 | 17596.5861 | 19364.5968
4021 | 75921.4261 | 1384.1794 | 0 | 75860.4261 | 2554.451 | 13449.6813 | 2672.0747 | 3266.3343 | 92.7845 | 434 | 10343.4133 | 11593.0493 | 13361.06
4022 | 76050.9508 | 1971.3607 | 0 | 75989.9508 | 2360.5601 | 3757.0207 | 2032.6995 | 3349.8259 | 137.268 | 190 | 159.2352 | 1209.3547 | 2977.3654
4023 | 76248.5173 | 1693.2844 | -1693.2844 | 74494.2329 | 2321.3226 | 5071.1056 | 2779.8934 | 3337.4385 | 162.121 | 54 | 3743.082 | 4682.0546 | 6450.0653
4024 | 76811.9989 | 1591.3658 | 0 | 76750.9989 | 2860.4248 | 5081.8027 | 2593.1232 | 3362.3194 | 133.1449 | 244 | 796.0216 | 1896.018 | 3664.0287
4025 | 76894.0364 | 1687.1393 | -1687.1393 | 75145.897 | 2921.1178 | 3490.7118 | 2394.579 | 3331.192 | 168.0972 | 54 | 519.6678 | 1464.6166 | 3232.6273
4026 | 74628.444 | 1728.7426 | -1728.7426 | 72838.7014 | 4735.2526 | 7500.9859 | 2731.8196 | 3167.519 | 124.515 | 54 | 5196.5706 | 6097.9371 | 7865.9478
4027 | 76518.9048 | 1623.5503 | 0 | 76457.9048 | 4304.2759 | 16384.326 | 2547.5002 | 3458.0623 | 143.7463 | 54 | 10997.9077 | 11918.5055 | 13686.5162
4028 | 74704.4246 | 1682.2429 | 0 | 74643.4246 | 4104.1995 | 7386.0448 | 2223.8727 | 3160.7092 | 146.3808 | 190 | 3393.2026 | 4452.4349 | 6220.4456
4029 | 76052.524 | 1944.9511 | 0 | 75991.524 | 2948.2972 | 8962.8452 | 2258.0069 | 3287.1384 | 250.6272 | 54 | 4938.3693 | 5965.8481 | 7733.8588
4030 | 75345.9948 | 1544.9958 | 0 | 75284.9948 | 4021.8931 | 5787.623 | 2520.3941 | 3221.6228 | 204.1889 | 244 | 1592.9519 | 2763.9924 | 4532.0031
4031 | 74206.9279 | 1833.1286 | -1833.1286 | 72312.7993 | 2410.4386 | 13365.6852 | 2217.1782 | 3134.3596 | 149.7907 | 54 | 13364.185 | 14290.8273 | 16058.838
4032 | 74726.5575 | 1714.4353 | 0 | 74665.5575 | 4889.6441 | 6307.2091 | 2511.5377 | 3137.8907 | 214.2097 | 54 | 1771.6359 | 2762.6971 | 4530.7078
4033 | 75944.6866 | 1649.3048 | -1649.3048 | 74234.3818 | 2119.7849 | 2511.0365 | 2214.5411 | 3260.3771 | 88.5002 | 244 | 1001.988 | 2057.3397 | 3825.3504
4034 | 75957.6963 | 1670.3416 | -1670.3416 | 74226.3546 | 2228.3266 | 16930.9793 | 2574.6013 | 3276.686 | 58.6696 | 54 | 15697.7855 | 16533.3066 | 18301.3173
4035 | 75261.7028 | 1253.1986 | 0 | 75200.7028 | 3880.2968 | 7180.5972 | 2381.6917 | 3194.288 | 185.3281 | 54 | 3045.7773 | 4007.957 | 5775.9677
4036 | 75734.3962 | 2309.4588 | 0 | 75673.3962 | 3904.5273 | 9098.004 | 2510.5142 | 3314.2821 | 221.2321 | 190 | 4715.0769 | 5849.1605 | 7617.1712
4037 | 75382.7974 | 1704.2842 | 0 | 75321.7974 | 2501.156 | 8304.0374 | 1584.0985 | 3183.3624 | 205.6463 | 434 | 4618.745 | 5981.2428 | 7749.2535
4038 | 76443.5041 | 1567.6803 | 0 | 76382.5041 | 2841.8872 | 6758.7955 | 2354.6571 | 3476.5258 | 148.1371 | 54 | 2735.7871 | 3660.7758 | 5428.7865
4039 | 76003.6273 | 1052.8306 | 0 | 75942.6273 | 1750.7616 | 6562.0123 | 2333.0339 | 3326.5361 | 191.0882 | 190 | 3898.3934 | 5002.3332 | 6770.3439
4040 | 75709.4813 | 1806.5412 | 0 | 75648.4813 | 3965.983 | 6732.2087 | 2476.4148 | 3304.7279 | 190.1263 | 190 | 2269.0871 | 3372.065 | 5140.0757
4041 | 75905.7864 | 1292.697 | -1292.697 | 74552.0894 | 3866.5713 | 8891.9591 | 2368.1664 | 3399.5268 | 158.9037 | 190 | 5611.1915 | 6682.9467 | 8450.9574
4042 | 76130.1367 | 1821.3493 | 0 | 76069.1367 | 2391.5634 | 8771.1473 | 2417.1939 | 3232.2125 | 82.6397 | 54 | 5330.0536 | 6189.5449 | 7957.5556
4043 | 76952.3168 | 1768.8193 | 0 | 76891.3168 | 2057.5878 | 18384.7534 | 2109.855 | 3369.967 | 112.255 | 54 | 14285.8708 | 15174.9774 | 16942.9881
4044 | 74989.3426 | 2096.8557 | 0 | 74928.3426 | 3288.8938 | 5184.6274 | 2332.9948 | 3174.8437 | 134.2216 | 380 | 1845.4294 | 3082.5026 | 4850.5133
4045 | 77043.4245 | 1531.9477 | -1531.9477 | 75450.4768 | 3356.7288 | 5975.6526 | 2282.6018 | 3497.5152 | 185.8609 | 54 | 2318.7641 | 3281.4765 | 5049.4872
4046 | 75610.5822 | 1708.3568 | -1708.3568 | 73841.2254 | 5006.808 | 9538.3198 | 2373.9555 | 3200.3959 | 130.8705 | 190 | 5634.8377 | 6678.5598 | 8446.5705
4047 | 75945.0897 | 1753.7809 | 0 | 75884.0897 | 2968.8621 | 13934.8659 | 2459.6287 | 3326.0014 | 163.3562 | 54 | 10237.7442 | 11177.9519 | 12945.9626
4048 | 74939.9546 | 1750.6659 | 0 | 74878.9546 | 1533.5454 | 6997.3223 | 2391.8129 | 3148.9265 | 89.0198 | 54 | 5495.7618 | 6361.6331 | 8129.6438
4049 | 76709.5508 | 1529.3115 | 0 | 76648.5508 | 1712.1663 | 7623.6912 | 2151.4615 | 3449.72 | 124.2934 | 54 | 4234.3557 | 5135.5007 | 6903.5114
4050 | 76269.7891 | 2280.8849 | 0 | 76208.7891 | 3702.936 | 8195.731 | 2376.0952 | 3383.7778 | 86.162 | 54 | 3414.079 | 4277.0926 | 6045.1033
4051 | 75276.8856 | 1160.9166 | 0 | 75215.8856 | 3472.4348 | 6404.9179 | 2398.5955 | 3141.7955 | 104.0692 | 54 | 2627.1885 | 3508.1092 | 5276.1199
4052 | 75192.8042 | 1793.3642 | 0 | 75131.8042 | 2790.973 | 16872.8261 | 2446.2869 | 3172.0485 | 138.6945 | 434 | 13938.5843 | 15234.1303 | 17002.141
4053 | 75215.9123 | 1748.4825 | 0 | 75154.9123 | 3995.0677 | 7634.3046 | 2081.6788 | 3243.3579 | 78.2185 | 434 | 3179.5613 | 4414.6314 | 6182.6421
4054 | 76162.6563 | 1308.5085 | 0 | 76101.6563 | 3342.4791 | 7875.4338 | 2364.5428 | 3328.1043 | 129.9127 | 244 | 3494.1456 | 4590.9098 | 6358.9205
4055 | 77015.4414 | 1959.1464 | 0 | 76954.4414 | 3347.641 | 10753.2085 | 2370.8401 | 3385.4096 | 171.7329 | 54 | 5577.5758 | 6526.1603 | 8294.171
4056 | 77001.6197 | 1537.2648 | 0 | 76940.6197 | 2663.9076 | 8550.6039 | 2341.1843 | 3531.3813 | 75.1369 | 190 | 4188.8422 | 5176.8307 | 6944.8414
4057 | 76101.6319 | 1792.5982 | 0 | 76040.6319 | 3254.7722 | 4674.6984 | 2444.9498 | 3400.8813 | 107.5636 | 54 | 595.3254 | 1479.7406 | 3247.7513
4058 | 75375.3466 | 1552.4553 | -1552.4553 | 73761.8913 | 3574.4692 | 13782.0427 | 2446.8333 | 3136.9473 | 101.1349 | 54 | 11399.6629 | 12277.6494 | 14045.6601
4059 | 76691.5185 | 1425.0551 | 0 | 76630.5185 | 2669.1995 | 4513.32 | 2322.9325 | 3436.8065 | 165.5736 | 190 | 343.5409 | 1421.9661 | 3189.9768
4060 | 75983.2815 | 2042.4917 | -2042.4917 | 73879.7899 | 2314.849 | 21462.1263 | 2484.2208 | 3230.411 | 145.6145 | 190 | 20352.3192 | 21410.7852 | 23178.7959
4061 | 76992.5551 | 1405.2543 | 0 | 76931.5551 | 3211.0505 | 3602.033 | 2500.1472 | 3444.8172 | 111.8732 | 54 | -1225.4082 | -336.6834 | 1431.3273
4062 | 75803.3659 | 1156.0064 | -1156.0064 | 74586.3596 | 772.012 | 5579.1145 | 2575.1234 | 3167.5678 | 222.184 | 54 | 5333.6342 | 6332.6697 | 8100.6804
4063 | 74933.7568 | 2235.8421 | 0 | 74872.7568 | 3276.8799 | 8387.0143 | 2145.0331 | 3170.8563 | 118.8346 | 380 | 4923.467 | 6145.1532 | 7913.1639
4064 | 76192.3167 | 1619.0378 | 0 | 76131.3167 | 2506.3704 | 20858.363 | 2407.6545 | 3182.8981 | 74.2173 | 244 | 17181.4284 | 18222.4972 | 19990.5079
4065 | 76685.228 | 2295.761 | 0 | 76624.228 | 1700.3769 | 1924.7422 | 1337.0693 | 3327.5336 | 133.8644 | 54 | -2365.0598 | -1454.3438 | 313.6669
4066 | 74597.3349 | 1282.9232 | -1282.9232 | 73253.4117 | 3677.9399 | 13408.0626 | 2466.9446 | 3169.7435 | 209.1803 | 380 | 11483.599 | 12795.6308 | 14563.6415
4067 | 77645.8083 | 1221.8559 | 0 | 77584.8083 | 3711.0963 | 6472.1198 | 2434.4727 | 3560.5484 | 129.6499 | 54 | 541.4364 | 1447.9379 | 3215.9486
4068 | 77085.9179 | 1963.8145 | -1963.8145 | 75061.1034 | 3284.9087 | 14256.9059 | 2523.2152 | 3466.622 | 106.774 | 54 | 11270.9311 | 12154.5566 | 13922.5673
4069 | 74265.8485 | 1275.0546 | 0 | 74204.8485 | 2769.1213 | 3751.1891 | 2408.5712 | 3147.1874 | 138.6333 | 54 | 1703.178 | 2618.6629 | 4386.6736
4070 | 76501.4682 | 2392.9323 | -2392.9323 | 74047.5359 | 2924.651 | 11222.9774 | 2537.435 | 3251.0488 | 135.352 | 54 | 9409.4742 | 10321.6778 | 12089.6885
4071 | 75889.3496 | 1501.8176 | 0 | 75828.3496 | 2838.4692 | 9811.4866 | 2401.6743 | 3211.5622 | 111.823 | 244 | 6128.1043 | 7206.7789 | 8974.7896
4072 | 75094.3234 | 1999.8952 | 0 | 75033.3234 | 1715.5201 | 7605.6962 | 2318.5367 | 3250.4191 | 112.6163 | 54 | 5796.0085 | 6685.4763 | 8453.487
4073 | 75413.9857 | 1282.5966 | 0 | 75352.9857 | 2644.9143 | 12969.4656 | 2529.1994 | 3198.0212 | 205.041 | 54 | 10068.9861 | 11050.8787 | 12818.8894
4074 | 75121.912 | 1189.7765 | 0 | 75060.912 | 2813.0681 | 12649.1794 | 2108.4496 | 3130.9161 | 118.9829 | 190 | 9384.765 | 10416.5995 | 12184.6102
4075 | 75293.9479 | 1562.7275 | 0 | 75232.9479 | 2518.2979 | 4173.081 | 2281.3103 | 3241.5626 | 147.2052 | 190 | 1314.9081 | 2374.9649 | 4142.9756
4076 | 76507.928 | 1652.9971 | -1652.9971 | 74793.9309 | 2957.7911 | 10361.9414 | 2431.4938 | 3379.8529 | 55.611 | 190 | 7791.766 | 8760.2285 | 10528.2392
4077 | 76360.0673 | 2470.1186 | 0 | 76299.0673 | 2133.1174 | 2829.7706 | 2745.6974 | 3506.0716 | 88.5599 | 244 | 19.5548 | 1074.9663 | 2842.977
4078 | 73599.2334 | 1983.2496 | -1983.2496 | 71554.9838 | 1714.7855 | 8437.6554 | 1947.2916 | 3133.6634 | 151.4681 | 54 | 9619.0412 | 10547.3608 | 12315.3715
4079 | 74880.7056 | 1629.2884 | 0 | 74819.7056 | 3053.6169 | 5338.8654 | 2479.9695 | 3198.2903 | 181.0046 | 54 | 2514.0027 | 3471.8589 | 5239.8696
4080 | 76439.1285 | 2014.0155 | 0 | 76378.1285 | 4250.7719 | 12097.8871 | 2456.0566 | 3320.4612 | 131.3869 | 434 | 6615.7045 | 7903.943 | 9671.9537
4081 | 74405.8078 | 2200.2552 | 0 | 74344.8078 | 3514.0104 | 1792.9649 | 2234.8882 | 3127.7833 | 26.7518 | 434 | -1332.9818 | -149.3785 | 1618.6322
4082 | 75098.4202 | 1945.8516 | -1945.8516 | 73091.5686 | 2718.3051 | 6581.7943 | 2567.8628 | 3220.7218 | 121.3063 | 244 | 5930.7052 | 7018.8631 | 8786.8738
4083 | 74952.2652 | 1881.416 | 0 | 74891.2652 | 3021.4196 | 9615.3432 | 2422.2458 | 3316.4862 | 83.1589 | 380 | 6811.5904 | 7997.6009 | 9765.6116
4084 | 75764.6902 | 1349.1626 | 0 | 75703.6902 | 2110.2777 | 11127.4433 | 1806.0771 | 3296.2607 | 69.2426 | 380 | 7786.0132 | 8958.1074 | 10726.1181
4085 | 75099.6959 | 1558.2005 | 0 | 75038.6959 | 1845.6765 | 4635.8605 | 2433.4593 | 3241.6137 | 144.6308 | 54 | 2796.7611 | 3718.2434 | 5486.2541
4086 | 75079.3314 | 1551.0429 | 0 | 75018.3314 | 2816.7126 | 13157.1556 | 2637.9669 | 3144.7948 | 169.4141 | 380 | 10475.0733 | 11747.3389 | 13515.3496
4087 | 76569.7138 | 1687.7091 | 0 | 76508.7138 | 3091.3036 | 4128.7716 | 2590.7566 | 3349.2056 | 214.0733 | 54 | -161.0836 | 829.8412 | 2597.8519
4088 | 76208.5739 | 1948.0248 | -1948.0248 | 74199.5491 | 3180.4813 | 3194.6969 | 2722.6103 | 3492.0599 | 146.106 | 434 | 1399.5367 | 2702.4942 | 4470.5049
4089 | 74894.7946 | 1314.7286 | -1314.7286 | 73519.0659 | 2718.8322 | 10038.3999 | 2270.1275 | 3191.4255 | 150.1941 | 190 | 8632.2548 | 9695.3004 | 11463.3111
4090 | 75602.704 | 1469.5428 | 0 | 75541.704 | 2185.3908 | 7862.4454 | 2367.611 | 3264.6175 | 118.7147 | 54 | 5137.7791 | 6033.3454 | 7801.3561
4091 | 74872.0913 | 1679.0582 | 0 | 74811.0913 | 2878.4551 | 16015.2806 | 2224.0474 | 3126.5054 | 62.2368 | 54 | 13046.487 | 13885.5753 | 15653.586
4092 | 74649.6599 | 1484.6832 | 0 | 74588.6599 | 4623.2683 | 10685.0014 | 2570.4381 | 3157.413 | 73.9131 | 380 | 6571.1242 | 7747.8888 | 9515.8995
4093 | 75483.5352 | 1446.0664 | 0 | 75422.5352 | 2983.1445 | 7872.7167 | 2423.1576 | 3324.024 | 215.6558 | 244 | 4584.4187 | 5766.9261 | 7534.9368
4094 | 76863.1675 | 1383.6699 | 0 | 76802.1675 | 3782.0369 | 11747.7877 | 2421.6195 | 3409.5349 | 0.42314 | 190 | 6364.9376 | 7278.2123 | 9046.223
4095 | 76489.8117 | 1737.7232 | 0 | 76428.8117 | 3093.4564 | 4365.9948 | 2395.1774 | 3297.0026 | 188.2029 | 54 | -93.8934 | 871.1611 | 2639.1718
4096 | 77158.6167 | 1534.1682 | -1534.1682 | 75563.4485 | 3033.9314 | 7056.8638 | 2709.3406 | 3526.9192 | 97.0205 | 54 | 4065.9437 | 4939.8158 | 6707.8265
4097 | 75106.0473 | 1165.2334 | 0 | 75045.0473 | 2405.4292 | 7718.1003 | 1883.3272 | 3167.4765 | 108.4399 | 54 | 4688.6275 | 5573.9189 | 7341.9296
4098 | 77770.5601 | 1524.6756 | 0 | 77709.5601 | 3568.3061 | 11752.7845 | 2152.6508 | 3535.4684 | 138.626 | 434 | 5533.2375 | 6828.7151 | 8596.7258
4099 | 76099.4023 | 1642.1292 | 0 | 76038.4023 | 2706.5419 | 4355.6246 | 2564.3412 | 3247.7553 | 82.6371 | 54 | 792.977 | 1652.4656 | 3420.4763
4100 | 73851.555 | 1244.873 | -1244.873 | 72545.682 | 2528.2129 | 6809.5887 | 2394.1833 | 3132.1896 | 192.5774 | 54 | 6632.2667 | 7601.6957 | 9369.7064
4101 | 75762.1104 | 1787.2676 | 0 | 75701.1104 | 4331.2421 | 6421.3443 | 2043.6451 | 3389.8297 | 67.3002 | 54 | 1192.6666 | 2036.8184 | 3804.8291
4102 | 75052.3206 | 1485.9532 | -1485.9532 | 73505.3674 | 3088.4139 | 6930.3665 | 2124.847 | 3224.779 | 219.5551 | 380 | 5056.4112 | 6378.8179 | 8146.8286
4103 | 74728.7463 | 1360.3479 | 0 | 74667.7463 | 2517.8016 | 840.1189 | 2323.9378 | 3201.8311 | 70.5368 | 54 | -1449.46 | -602.0717 | 1165.939
4104 | 75720.1248 | 2045.6112 | -2045.6112 | 73613.5136 | 3352.9351 | 14067.164 | 2453.383 | 3215.634 | 185.1633 | 244 | 12139.9323 | 13291.9471 | 15059.9578
4105 | 76215.3597 | 1174.3129 | 0 | 76154.3597 | 1542.7689 | 13293.4881 | 2278.1565 | 3343.5108 | 111.4691 | 244 | 10588.2268 | 11666.5475 | 13434.5582
4106 | 77488.8322 | 2284.7617 | 0 | 77427.8322 | 2502.1083 | 10297.3742 | 2483.9167 | 3557.8447 | 177.5769 | 190 | 5779.395 | 6869.8235 | 8637.8342
4107 | 74576.6994 | 1721.4816 | 0 | 74515.6994 | 2507.5904 | 18147.0147 | 2227.9714 | 3143.8842 | 126.4462 | 190 | 15865.7805 | 16905.0782 | 18673.0889
4108 | 76921.2879 | 2062.745 | 0 | 76860.2879 | 4578.8466 | 20296.398 | 2117.5153 | 3395.4014 | 197.3253 | 54 | 13740.3801 | 14714.557 | 16482.5677
4109 | 74913.7126 | 1456.4635 | 0 | 74852.7126 | 3326.3978 | 16735.2605 | 1781.5368 | 3139.9815 | 133.933 | 380 | 12847.8684 | 14084.6529 | 15852.6636
4110 | 73148.6401 | 1858.5653 | 0 | 73087.6401 | 2804.4484 | 12239.6282 | 2636.8131 | 3130.7575 | 133.4745 | 244 | 11485.3102 | 12585.6363 | 14353.647
4111 | 75966.4397 | 1323.6297 | 0 | 75905.4397 | 2448.9747 | 10675.4479 | 2531.6353 | 3345.9162 | 31.4974 | 54 | 7568.7849 | 8377.1339 | 10145.1446
4112 | 76689.8782 | 1539.5921 | 0 | 76628.8782 | 2478.4539 | 11225.4792 | 2574.6306 | 3314.7574 | 121.6437 | 190 | 7377.7351 | 8412.2304 | 10180.2411
4113 | 74317.3792 | 1236.465 | 0 | 74256.3792 | 2377.464 | 9435.0765 | 2536.985 | 3181.7623 | 116.6723 | 244 | 7890.1806 | 8973.7045 | 10741.7152
4114 | 76402.6321 | 1367.1865 | 0 | 76341.6321 | 3367.1058 | 11915.5933 | 2524.6382 | 3415.3105 | 128.0613 | 434 | 7517.0042 | 8801.917 | 10569.9277
4115 | 77030.9407 | 1777.1736 | 0 | 76969.9407 | 2298.8309 | 19963.5412 | 2369.4951 | 3361.2393 | 157.3934 | 434 | 15795.7039 | 17109.9489 | 18877.9596
4116 | 74955.2125 | 1166.9399 | 0 | 74894.2125 | 2051.8099 | 8395.3023 | 2538.4048 | 3238.6781 | 134.4237 | 380 | 6596.5628 | 7833.8381 | 9601.8488
4117 | 74972.5972 | 1064.3516 | 0 | 74911.5972 | 2757.4855 | 6427.6176 | 2542.9104 | 3131.7148 | 48.1792 | 434 | 3803.3601 | 5008.3909 | 6776.4016
4118 | 76690.6551 | 1479.3023 | 0 | 76629.6551 | 3889.3623 | 5797.954 | 2292.2071 | 3415.2911 | 60.1158 | 244 | 356.6348 | 1383.6021 | 3151.6128
4119 | 76372.9097 | 1132.0882 | -1132.0882 | 75179.8215 | 3421.1837 | 8039.953 | 2097.6078 | 3236.0955 | 125.3737 | 244 | 4142.8512 | 5235.0765 | 7003.0872
4120 | 75515.0648 | 1502.591 | 0 | 75454.0648 | 3070.6264 | 5464.8989 | 2179.8778 | 3166.0853 | 119.7719 | 190 | 1656.3707 | 2688.9942 | 4457.0049
4121 | 76923.4439 | 1649.6895 | -1649.6895 | 75212.7544 | 4344.447 | 3564.2823 | 2556.7057 | 3479.1447 | 170.9084 | 244 | -586.8687 | 550.8913 | 2318.902
4122 | 74091.9817 | 1719.1003 | -1719.1003 | 72311.8814 | 3374.7908 | 6131.7745 | 2574.1331 | 3137.791 | 51.7727 | 244 | 5527.2264 | 6545.8506 | 8313.8613
4123 | 74658.0497 | 1615.0358 | 0 | 74597.0497 | 2127.2623 | 8742.9088 | 2500.0875 | 3304.6416 | 139.6439 | 190 | 7193.5259 | 8246.0213 | 10014.032
4124 | 77433.8033 | 2158.7783 | 0 | 77372.8033 | 1061.9579 | 22474.9412 | 1724.3962 | 3485.3396 | 125.0126 | 380 | 18620.1158 | 19847.9799 | 21615.9906
4125 | 74940.7106 | 1555.2861 | 0 | 74879.7106 | 3144.9563 | 22336.5312 | 2730.1771 | 3288.1349 | 107.7063 | 54 | 19700.3762 | 20584.9341 | 22352.9448
4126 | 76814.6451 | 1672.7243 | 0 | 76753.6451 | 2041.9254 | 14490.3693 | 2491.0753 | 3300.6944 | 137.9036 | 380 | 10856.7685 | 12097.5237 | 13865.5344
4127 | 74777.098 | 1383.8754 | 0 | 74716.098 | 2146.5131 | 2548.8176 | 2485.1349 | 3154.9536 | 120.0476 | 54 | 696.4949 | 1593.3941 | 3361.4048
4128 | 76107.8883 | 1695.7523 | -1695.7523 | 74351.136 | 2188.4165 | 7409.4577 | 2068.6374 | 3284.4942 | 159.8126 | 380 | 5593.2367 | 6855.9009 | 8623.9116
4129 | 75990.1331 | 1554.3131 | 0 | 75929.1331 | 4148.1949 | 10720.1181 | 2601.5525 | 3212.1585 | 177.5737 | 380 | 5826.7011 | 7107.1264 | 8875.1371
4130 | 74858.4235 | 1676.8047 | 0 | 74797.4235 | 4833.9632 | 14065.1641 | 2180.0208 | 3220.1104 | 101.2752 | 434 | 9204.1086 | 10462.2353 | 12230.246
4131 | 75675.8501 | 1220.0734 | 0 | 75614.8501 | 2865.8398 | 5721.0961 | 2498.6917 | 3244.1465 | 153.037 | 54 | 2353.4445 | 3283.3331 | 5051.3438
4132 | 74681.1146 | 1717.1588 | -1717.1588 | 72902.9558 | 2165.5057 | 8256.3053 | 2088.6747 | 3229.738 | 112.9341 | 244 | 7876.4564 | 8956.2421 | 10724.2528
4133 | 75110.5849 | 1399.1104 | 0 | 75049.5849 | 1895.6886 | 13262.0819 | 2368.4288 | 3174.4022 | 71.0897 | 244 | 11229.8393 | 12267.7806 | 14035.7913
4134 | 76604.0935 | 1564.6834 | 0 | 76543.0935 | 3294.1726 | 11718.6747 | 2190.4233 | 3444.1487 | 175.0449 | 54 | 6886.1806 | 7838.077 | 9606.0877
4135 | 75379.034 | 1762.5116 | 0 | 75318.034 | 2316.3771 | 6515.6294 | 2267.4654 | 3220.2924 | 141.4761 | 380 | 3739.1762 | 4983.5038 | 6751.5145
4136 | 75354.9782 | 1812.0916 | 0 | 75293.9782 | 2936.5273 | 21662.4394 | 1756.4179 | 3199.7829 | 135.6107 | 244 | 17758.3347 | 18860.797 | 20628.8077
4137 | 75748.2901 | 1898.1357 | 0 | 75687.2901 | 2144.5768 | 17784.7384 | 2144.5826 | 3312.4523 | 63.9717 | 434 | 14780.1063 | 16000.9295 | 17768.9402
4138 | 76874.6396 | 1403.4485 | 0 | 76813.6396 | 3042.8416 | 2667.5604 | 1861.6763 | 3436.0902 | 176.3696 | 54 | -2520.9544 | -1567.7333 | 200.2774
4139 | 74228.2255 | 1657.2133 | -1657.2133 | 72510.0121 | 3287.5281 | 4908.6 | 2548.8092 | 3129.1432 | 120.4636 | 434 | 4159.2121 | 5436.5273 | 7204.538
4140 | 75804.607 | 1351.5051 | 0 | 75743.607 | 2624.7727 | 14432.4697 | 2389.1515 | 3329.2901 | 151.4076 | 244 | 11152.7317 | 12270.9908 | 14039.0015
4141 | 75454.7924 | 2108.4539 | 0 | 75393.7924 | 1829.0155 | 21016.8618 | 2238.2142 | 3267.9173 | 118.3136 | 54 | 18670.3854 | 19565.5505 | 21333.5612
4142 | 75996.7544 | 1333.7928 | 0 | 75935.7544 | 3888.509 | 15012.166 | 2007.2926 | 3251.8823 | 168.8152 | 54 | 9817.2775 | 10762.9442 | 12530.9549
4143 | 75065.8231 | 2043.8115 | 0 | 75004.8231 | 4091.6235 | 6390.1449 | 2540.86 | 3146.4277 | 114.8 | 190 | 2351.186 | 3378.8376 | 5146.8483
4144 | 75399.4708 | 1051.8612 | -1051.8612 | 74286.6096 | 2385.7058 | 9236.5421 | 2167.0207 | 3215.9983 | 136.763 | 380 | 7317.4457 | 8557.0602 | 10325.0709
4145 | 75426.7022 | 1666.5348 | 0 | 75365.7022 | 2232.802 | 8119.5225 | 1583.6898 | 3177.885 | 142.4391 | 54 | 4652.7931 | 5572.0837 | 7340.0944
4146 | 75614.2756 | 1770.3309 | 0 | 75553.2756 | 2413.0464 | 2167.3647 | 2188.9491 | 3255.0656 | 134.2475 | 434 | -984.7426 | 306.3565 | 2074.3672
4147 | 76930.2422 | 2286.0173 | -2286.0173 | 74583.225 | 4067.769 | 6477.5038 | 2159.0184 | 3468.6964 | 139.3218 | 190 | 2824.4248 | 3876.5982 | 5644.6089
4148 | 74918.2858 | 1287.5759 | 0 | 74857.2858 | 1948.4273 | 8556.4792 | 2671.2352 | 3157.8727 | 198.9491 | 434 | 6950.0741 | 8305.8747 | 10073.8854
4149 | 76787.5737 | 1478.6765 | 0 | 76726.5737 | 2217.9503 | 13887.4986 | 2698.1923 | 3312.0338 | 122.8892 | 244 | 10323.4008 | 11413.1415 | 13181.1522
4150 | 77364.1517 | 1456.577 | 0 | 77303.1517 | 2493.4974 | 10977.6375 | 2741.8357 | 3505.1358 | 177.7433 | 244 | 6798.1599 | 7942.7548 | 9710.7655
4151 | 74473.021 | 1705.6312 | 0 | 74412.021 | 3694.3498 | 5077.9539 | 2445.8804 | 3160.5611 | 129.5816 | 190 | 1948.2246 | 2990.6577 | 4758.6684
4152 | 75905.7695 | 1498.043 | -1498.043 | 74346.7265 | 2654.1779 | 13389.3099 | 2352.9118 | 3347.5418 | 111.1186 | 244 | 11459.059 | 12537.0292 | 14305.0399
4153 | 73981.6296 | 1682.8226 | 0 | 73920.6296 | 2347.2056 | 15860.0519 | 2489.8631 | 3130.4144 | 203.5708 | 190 | 14582.6943 | 15699.1167 | 17467.1274
4154 | 75550.6215 | 1956.8786 | 0 | 75489.6215 | 4764.5735 | 10484.428 | 1922.2447 | 3156.1301 | 218.1531 | 434 | 4678.8079 | 6053.8126 | 7821.8233
4155 | 75881.3355 | 1491.1572 | 0 | 75820.3355 | 2664.7562 | 13169.9292 | 2521.9582 | 3252.3038 | 129.5219 | 244 | 9829.2994 | 10925.6729 | 12693.6836
4156 | 75434.3387 | 1739.5829 | 0 | 75373.3387 | 2978.9367 | 2948.9677 | 1982.2841 | 3207.9178 | 121.7887 | 190 | -842.9058 | 191.7345 | 1959.7452
4157 | 75560.7676 | 1368.379 | -1368.379 | 74131.3886 | 2428.9975 | 7211.4384 | 2798.6017 | 3198.0577 | 171.5092 | 244 | 6017.9116 | 7156.2724 | 8924.2831
4158 | 74988.7824 | 1125.6049 | 0 | 74927.7824 | 4613.5719 | 7355.5909 | 2345.1748 | 3218.2107 | 140.0858 | 54 | 2747.8221 | 3664.7594 | 5432.7701
4159 | 76858.3973 | 1471.9122 | 0 | 76797.3973 | 2217.2479 | 4624.342 | 2652.963 | 3400.0485 | 179.4625 | 190 | 1032.9083 | 2125.2224 | 3893.2331
4160 | 75743.2941 | 1307.3236 | -1307.3236 | 74374.9704 | 3492.6505 | 8462.7773 | 2569.4681 | 3314.3771 | 143.2267 | 434 | 5849.2016 | 7149.2798 | 8917.2905
4161 | 75183.453 | 1532.3056 | 0 | 75122.453 | 2571.7261 | 6421.6382 | 2498.9263 | 3182.5522 | 122.0497 | 54 | 3779.1377 | 4678.039 | 6446.0497
4162 | 77281.0061 | 1619.1223 | 0 | 77220.0061 | 2162.7296 | 9723.1375 | 2419.1896 | 3456.0826 | 141.1994 | 54 | 5585.8741 | 6503.925 | 8271.9357
4163 | 76059.674 | 1057.6266 | 0 | 75998.674 | 2228.2145 | 2661.988 | 2726.6587 | 3456.644 | 164.6737 | 380 | -11.398 | 1256.1273 | 3024.138
4164 | 75836.8688 | 1864.7493 | -1864.7493 | 73911.1196 | 1560.0109 | 3849.2666 | 2221.1916 | 3367.8847 | 107.8685 | 244 | 3337.4124 | 4412.1325 | 6180.1432
4165 | 74585.7023 | 1511.6063 | 0 | 74524.7023 | 3042.4155 | 13340.2169 | 2503.3002 | 3150.6868 | 175.7346 | 190 | 10797.2861 | 11885.8723 | 13653.883
4166 | 75966.0929 | 1591.2226 | 0 | 75905.0929 | 3513.7672 | 19724.7856 | 2418.4525 | 3343.2444 | 172.0564 | 54 | 15437.8224 | 16386.7303 | 18154.741
4167 | 75560.2738 | 1673.9175 | 0 | 75499.2738 | 2230.8267 | 10625.3019 | 2682.6637 | 3319.3628 | 52.6929 | 434 | 8267.428 | 9476.9725 | 11244.9832
4168 | 77742.1916 | 1904.2975 | 0 | 77681.1916 | 2432.5153 | 10473.7664 | 2021.6199 | 3525.1915 | 95.1145 | 244 | 5277.0709 | 6339.0369 | 8107.0476
4169 | 75973.8061 | 1819.5519 | 0 | 75912.8061 | 2095.6707 | 1479.5032 | 2544.4389 | 3213.3289 | 146.4615 | 190 | -1401.0058 | -341.6928 | 1426.3179
4170 | 75594.8583 | 2175.3321 | -2175.3321 | 73358.5262 | 3024.7722 | 5066.2929 | 2540.5578 | 3290.532 | 175.0721 | 380 | 3884.2843 | 5162.208 | 6930.2187
4171 | 73209.7043 | 1493.5268 | 0 | 73148.7043 | 2627.6274 | 5906.9408 | 2469.2998 | 3123.9355 | 175.1151 | 54 | 5094.0444 | 6046.011 | 7814.0217
4172 | 74917.1463 | 1566.2965 | 0 | 74856.1463 | 2488.3535 | 8282.4117 | 2617.1713 | 3158.5205 | 200.106 | 380 | 6083.8037 | 7386.7612 | 9154.7719
4173 | 76656.212 | 1540.8002 | 0 | 76595.212 | 3705.3605 | 3357.3156 | 2676.8088 | 3360.8525 | 110.8691 | 54 | -1535.3955 | -647.6748 | 1120.3359
4174 | 74594.8169 | 1048.3613 | -1048.3613 | 73485.4556 | 2948.844 | 17300.0472 | 2324.2006 | 3134.8107 | 109.3128 | 380 | 15694.9589 | 16907.1233 | 18675.134
4175 | 75485.1585 | 1828.0802 | 0 | 75424.1585 | 2389.0031 | 1397.4371 | 2279.6094 | 3208.4218 | 122.3857 | 244 | -1557.4933 | -468.2561 | 1299.7546
4176 | 75064.839 | 1353.3539 | -1353.3539 | 73650.4851 | 2122.4261 | 15478.4347 | 1766.9616 | 3169.5046 | 163.5044 | 244 | 14012.1896 | 15142.5455 | 16910.5562
4177 | 76614.4729 | 1927.6035 | 0 | 76553.4729 | 4273.9892 | 4731.503 | 1964.6492 | 3311.5261 | 99.565 | 190 | -1449.5838 | -437.1672 | 1330.8435
4178 | 77560.3865 | 1483.9615 | -1483.9615 | 76015.4249 | 2393.6825 | 9618.3846 | 2150.1767 | 3529.4634 | 115.3102 | 54 | 6259.1173 | 7151.2791 | 8919.2898
4179 | 74401.5412 | 1457.8083 | 0 | 74340.5412 | 4323.188 | 7379.757 | 2349.6442 | 3130.212 | 137.4396 | 54 | 3566.0839 | 4480.375 | 6248.3857
4180 | 74752.6813 | 1461.0396 | 0 | 74691.6813 | 2550.0718 | 9071.6835 | 2308.9232 | 3132.4251 | 152.7683 | 54 | 6641.4788 | 7571.0987 | 9339.1094
4181 | 75161.5943 | 1771.4022 | 0 | 75100.5943 | 4484.711 | 3976.0361 | 2278.9482 | 3234.7312 | 60.6158 | 244 | -725.3898 | 302.0776 | 2070.0883
4182 | 76565.9827 | 1927.4977 | -1927.4977 | 74577.4849 | 2971.8035 | 1274.7887 | 2358.5152 | 3376.2295 | 193.2305 | 380 | -1169.555 | 126.527 | 1894.5377
4183 | 76142.7726 | 1600.098 | -1600.098 | 74481.6746 | 2442.6372 | 4530.9297 | 2655.5162 | 3300.9098 | 233.6781 | 244 | 2933.2439 | 4133.7735 | 5901.7842
4184 | 76072.9499 | 1699.2649 | 0 | 76011.9499 | 1732.3583 | 9052.4299 | 2496.7791 | 3190.1192 | 133.1343 | 54 | 6365.22 | 7275.2058 | 9043.2165
4185 | 74611.1216 | 1340.3102 | 0 | 74550.1216 | 2236.679 | 8455.0259 | 2352.0159 | 3191.3854 | 176.7203 | 190 | 6581.8267 | 7671.3985 | 9439.4092
4186 | 75058.6051 | 1651.8995 | 0 | 74997.6051 | 2561.1291 | 5664.7012 | 1781.0225 | 3200.7089 | 142.9517 | 244 | 2457.8983 | 3567.7016 | 5335.7123
4187 | 76437.3188 | 2258.9272 | -2258.9272 | 74117.3916 | 4329.4952 | 22185.0808 | 2361.837 | 3272.4805 | 168.8442 | 380 | 18742.7116 | 20014.4073 | 21782.418
4188 | 75083.571 | 2170.8804 | 0 | 75022.571 | 3909.8597 | 8402.5201 | 2589.0004 | 3208.5521 | 140.2803 | 244 | 4637.842 | 5744.9739 | 7512.9846
4189 | 74819.6011 | 1541.8514 | 0 | 74758.6011 | 2323.2933 | 12624.8088 | 2623.6589 | 3174.7609 | 161.4078 | 380 | 10711.5342 | 11975.7936 | 13743.8043
4190 | 76991.1615 | 2028.3143 | 0 | 76930.1615 | 2719.5645 | 4159.6669 | 2449.8186 | 3516.628 | 85.9602 | 434 | -153.4124 | 1089.3994 | 2857.4101
4191 | 75800.1604 | 1596.9981 | -1596.9981 | 74142.1624 | 4685.2892 | 5795.2409 | 1539.4161 | 3314.763 | 117.3136 | 54 | 1192.1684 | 2086.3336 | 3854.3443
4192 | 76781.6861 | 2200.894 | -2200.894 | 74519.7921 | 2147.3445 | 4799.0836 | 2447.2346 | 3400.2223 | 237.8343 | 434 | 3349.6039 | 4744.2897 | 6512.3004
4193 | 76868.7728 | 1758.0073 | 0 | 76807.7728 | 1370.3759 | 6833.9688 | 2656.8609 | 3192.1217 | 101.7811 | 434 | 3875.0027 | 5133.6354 | 6901.6461
4194 | 75380.4467 | 1782.5604 | 0 | 75319.4467 | 2149.6966 | 9538.0197 | 2139.3347 | 3177.3043 | 135.8822 | 54 | 6755.7154 | 7668.4491 | 9436.4598
4195 | 75694.305 | 2023.4799 | 0 | 75633.305 | 2786.1648 | 7397.411 | 2069.8496 | 3167.4404 | 223.7012 | 190 | 3585.4313 | 4721.984 | 6489.9947
4196 | 75973.8138 | 1501.8127 | 0 | 75912.8138 | 2743.1807 | 872.5408 | 1942.5353 | 3253.0329 | 177.5719 | 190 | -3217.6855 | -2127.2621 | -359.2514
4197 | 75865.1714 | 2220.4371 | -2220.4371 | 73583.7343 | 2465.5412 | 6141.3827 | 2345.2329 | 3270.4973 | 107.1176 | 434 | 5078.0374 | 6342.0065 | 8110.0172
4198 | 76032.9201 | 1906.6757 | 0 | 75971.9201 | 4676.7995 | 5769.6535 | 2541.0707 | 3389.0134 | 67.5488 | 244 | 421.2179 | 1455.6183 | 3223.629
4199 | 73768.0937 | 1410.2735 | -1410.2735 | 72296.8202 | 3026.5137 | 4342.7276 | 2435.9211 | 3147.3894 | 131.169 | 434 | 3972.9044 | 5260.9249 | 7028.9356
4200 | 74943.4222 | 1760.3415 | 0 | 74882.4222 | 2421.8541 | 11693.183 | 2472.8141 | 3186.1976 | 49.1025 | 244 | 9418.1183 | 10434.0723 | 12202.083
4201 | 76274.5848 | 1364.1161 | 0 | 76213.5848 | 1840.6313 | 10282.6021 | 2533.0345 | 3388.2607 | 138.4417 | 190 | 7519.8811 | 8571.1744 | 10339.1851
4202 | 74984.1314 | 1611.2124 | 0 | 74923.1314 | 2583.8022 | 7412.7115 | 1879.0406 | 3193.9748 | 160.478 | 190 | 4348.9932 | 5422.3227 | 7190.3334
4203 | 77134.6413 | 1601.3866 | 0 | 77073.6413 | 4028.3464 | 17761.6848 | 2297.6246 | 3375.4615 | 160.8621 | 190 | 11702.9832 | 12776.6968 | 14544.7075
4204 | 76839.3493 | 1610.9143 | 0 | 76778.3493 | 2794.211 | 1803.3728 | 2523.7548 | 3523.9963 | 94.8202 | 190 | -2351.2362 | -1343.5645 | 424.4462
4205 | 76125.3276 | 2239.6297 | -2239.6297 | 73824.698 | 3578.5126 | 10256.0943 | 2032.8074 | 3366.3746 | 214.1139 | 434 | 7622.2657 | 8993.2312 | 10761.2419
4206 | 76856.4245 | 1718.4841 | 0 | 76795.4245 | 1618.0624 | 8880.5032 | 2496.8266 | 3415.5845 | 178.6929 | 380 | 5749.6274 | 7031.1718 | 8799.1825
4207 | 76270.755 | 1327.0517 | 0 | 76209.755 | 2465.1318 | 7105.572 | 2676.7147 | 3411.5335 | 60.3116 | 190 | 3889.1334 | 4862.2966 | 6630.3073
4208 | 75476.6086 | 1688.5447 | 0 | 75415.6086 | 3256.2442 | 5308.4042 | 2258.5256 | 3236.8269 | 154.793 | 190 | 1502.1038 | 2569.7484 | 4337.7591
4209 | 75573.1765 | 1547.8186 | -1547.8186 | 73964.358 | 3640.6576 | 4217.6531 | 2469.7932 | 3164.6217 | 145.9772 | 244 | 1617.2525 | 2730.0812 | 4498.0919
4210 | 74948.2255 | 1940.9976 | -1940.9976 | 72946.2279 | 2263.4646 | 4158.317 | 2157.3822 | 3192.552 | 140.933 | 54 | 3668.7588 | 4586.5434 | 6354.5541
4211 | 75429.2126 | 1538.2176 | 0 | 75368.2126 | 4023.1865 | 1495.3292 | 2494.0707 | 3265.7132 | 142.0604 | 434 | -2766.0859 | -1467.1739 | 300.8368
4212 | 75437.0875 | 1764.7404 | -1764.7404 | 73611.347 | 4731.7875 | 6187.2871 | 2403.8347 | 3256.6427 | 155.0615 | 54 | 2874.83 | 3806.7431 | 5574.7538
4213 | 75814.6109 | 1824.0603 | 0 | 75753.6109 | 1415.8527 | 13050.3092 | 2507.3169 | 3311.2232 | 123.4673 | 244 | 11069.5857 | 12159.9046 | 13927.9153
4214 | 76524.5872 | 1599.5117 | 0 | 76463.5872 | 3948.8357 | 5565.7694 | 2664.2128 | 3383.8258 | 114.1259 | 190 | 571.5851 | 1598.5625 | 3366.5732
4215 | 74605.1346 | 1613.1803 | -1613.1803 | 72930.9543 | 2615.5294 | 5955.8173 | 2392.4004 | 3200.4677 | 80.3905 | 380 | 5372.4017 | 6555.6438 | 8323.6545
4216 | 75986.59 | 1349.3203 | 0 | 75925.59 | 2610.7979 | 11906.0162 | 1950.7071 | 3387.2646 | 215.0168 | 244 | 8077.8 | 9259.6684 | 11027.6791
4217 | 75912.5479 | 1848.5346 | 0 | 75851.5479 | 4577.5916 | 7707.0533 | 1870.1637 | 3286.0097 | 94.3294 | 380 | 1804.2871 | 3001.4681 | 4769.4788
4218 | 74711.1308 | 1526.4817 | -1526.4817 | 73123.6492 | 3902.2701 | 6463.8372 | 2591.2092 | 3168.8807 | 135.2613 | 190 | 4568.2077 | 5616.3206 | 7384.3313
4219 | 74290.814 | 1631.5412 | 0 | 74229.814 | 2808.6757 | 6569.4504 | 2176.8937 | 3154.3759 | 93.4597 | 54 | 4232.4303 | 5102.7416 | 6870.7523
4220 | 75645.3308 | 1558.6011 | 0 | 75584.3308 | 3388.3975 | 12391.7262 | 2320.1795 | 3243.3407 | 106.2375 | 54 | 8352.7181 | 9235.8072 | 11003.8179
4221 | 75717.1304 | 1591.7511 | 0 | 75656.1304 | 2510.5735 | 6861.2381 | 1953.6437 | 3335.4488 | 66.8477 | 380 | 3353.8267 | 4523.5259 | 6291.5366
4222 | 75384.2929 | 1804.7881 | 0 | 75323.2929 | 4746.2745 | 8172.0059 | 2306.5795 | 3166.4552 | 139.9831 | 244 | 2945.6732 | 4052.5079 | 5820.5186
4223 | 76371.4119 | 1544.3574 | 0 | 76310.4119 | 2798.3259 | 11157.2429 | 2511.3577 | 3228.3597 | 137.3183 | 434 | 7158.4224 | 8452.5923 | 10220.603
4224 | 76086.7098 | 1505.088 | 0 | 76025.7098 | 2510.9207 | 4344.7226 | 2705.2254 | 3270.6396 | 114.2792 | 434 | 1154.1571 | 2425.2879 | 4193.2986
4225 | 75428.1109 | 1222.2284 | -1222.2284 | 74144.8825 | 2834.1597 | 14189.7225 | 2434.3115 | 3180.3552 | 76.4901 | 380 | 12195.547 | 13374.8887 | 15142.8994
4226 | 77075.1752 | 2094.7836 | 0 | 77014.1752 | 2757.233 | 9194.707 | 2487.1075 | 3560.7994 | 129.5312 | 54 | 4841.4058 | 5747.7885 | 7515.7992
4227 | 76887.3197 | 1446.5087 | 0 | 76826.3197 | 1978.3136 | 9373.4196 | 2677.546 | 3499.67 | 188.4174 | 54 | 6116.2023 | 7081.4713 | 8849.482
4228 | 75959.3112 | 2083.189 | 0 | 75898.3112 | 4841.0863 | 9367.1589 | 2245.9302 | 3412.8653 | 47.3126 | 244 | 3656.7568 | 4670.921 | 6438.9317
4229 | 75211.3896 | 2064.5249 | 0 | 75150.3896 | 2109.1291 | 5946.6656 | 2450.2069 | 3190.1267 | 193.3987 | 54 | 3697.6805 | 4667.9308 | 6435.9415
4230 | 76054.9388 | 2000.1912 | 0 | 75993.9388 | 3217.5244 | 6821.1309 | 1986.3135 | 3151.9 | 12.1278 | 190 | 2118.0812 | 3043.0606 | 4811.0713
4231 | 76379.2487 | 1121.968 | -1121.968 | 75196.2806 | 2963.1554 | 6058.1148 | 2290.4648 | 3504.3325 | 81.546 | 244 | 3063.6761 | 4112.0736 | 5880.0843
4232 | 76272.7843 | 1422.5627 | 0 | 76211.7843 | 2485.9492 | 7057.2689 | 2394.5869 | 3233.9433 | 169.847 | 190 | 3358.2656 | 4440.9642 | 6208.9749
4233 | 76398.6722 | 1222.2324 | 0 | 76337.6722 | 2912.8125 | 6612.309 | 2082.927 | 3250.2202 | 80.4359 | 190 | 2065.1714 | 3058.4589 | 4826.4696
4234 | 74361.3463 | 1369.8238 | -1369.8238 | 72930.5225 | 2801.1783 | 8561.9014 | 2496.8236 | 3127.3161 | 135.1641 | 244 | 7824.5403 | 8926.556 | 10694.5667
4235 | 75758.9821 | 2144.2401 | 0 | 75697.9821 | 2985.6949 | 7875.3855 | 2751.6876 | 3234.8686 | 174.3149 | 190 | 4548.4646 | 5635.6311 | 7403.6418
4236 | 75709.1384 | 1224.2868 | 0 | 75648.1384 | 3236.8533 | 5229.5457 | 2571.753 | 3232.1085 | 149.131 | 434 | 1518.6155 | 2824.5981 | 4592.6088
4237 | 76551.4158 | 2173.0573 | -2173.0573 | 74317.3585 | 4272.6849 | 2712.8155 | 2279.9666 | 3431.9873 | 216.852 | 380 | -795.074 | 524.6296 | 2292.6403
4238 | 76611.144 | 1844.8892 | -1844.8892 | 74705.2548 | 1212.603 | 33024.7927 | 2539.5039 | 3346.6063 | 114.7763 | 434 | 32363.2451 | 33634.873 | 35402.8837
4239 | 74944.7768 | 2181.5546 | 0 | 74883.7768 | 2856.7421 | 11943.2595 | 2661.3765 | 3202.815 | 145.2237 | 244 | 9437.1321 | 10549.2073 | 12317.218
4240 | 75814.9895 | 1924.7097 | 0 | 75753.9895 | 2175.9675 | 5451.8678 | 2534.9073 | 3222.1446 | 111.854 | 190 | 2649.1627 | 3673.8683 | 5441.879
4241 | 76162.427 | 1561.386 | 0 | 76101.427 | 2763.245 | 6135.5018 | 1839.0308 | 3306.6546 | 150.3753 | 54 | 1786.7152 | 2713.9421 | 4481.9528
4242 | 75347.3759 | 1276.8047 | -1276.8047 | 74009.5712 | 4280.4657 | 6043.6544 | 2661.9189 | 3233.776 | 65.5606 | 244 | 3019.5124 | 4051.9246 | 5819.9353
4243 | 76411.7 | 1680.9608 | 0 | 76350.7 | 2612.884 | 1913.5468 | 2488.3512 | 3388.9782 | 90.1318 | 380 | -1802.5078 | -609.5244 | 1158.4863
4244 | 75812.3353 | 1646.5109 | -1646.5109 | 74104.8243 | 3716.3175 | 10488.3104 | 2655.3875 | 3249.5256 | 124.2289 | 190 | 7942.2817 | 8979.3621 | 10747.3728
4245 | 75315.9458 | 1495.2367 | 0 | 75254.9458 | 2383.2009 | 16044.8398 | 2440.6631 | 3171.5926 | 216.1144 | 54 | 13389.1489 | 14382.1149 | 16150.1256
4246 | 75837.5785 | 1583.1018 | 0 | 75776.5785 | 2958.6028 | 8536.7467 | 2547.5819 | 3261.7714 | 55.1121 | 244 | 4981.1188 | 6003.0825 | 7771.0932
4247 | 76673.0738 | 1493.503 | 0 | 76612.0738 | 2056.2382 | 13364.238 | 2240.2227 | 3515.2523 | 54.1785 | 190 | 9821.6009 | 10788.6309 | 12556.6416
4248 | 75066.3633 | 1341.0052 | 0 | 75005.3633 | 1955.5802 | 10575.0488 | 2115.6107 | 3215.2512 | 130.1884 | 380 | 8315.1672 | 9548.2072 | 11316.2179
4249 | 75236.6246 | 1635.3419 | 0 | 75175.6246 | 3791.4546 | 13022.3867 | 2353.5339 | 3230.5466 | 180.0904 | 434 | 9009.588 | 10346.5299 | 12114.5406
4250 | 76004.0199 | 1580.4971 | 0 | 75943.0199 | 2707.0769 | 14960.1362 | 1755.5853 | 3191.7537 | 155.0588 | 244 | 10627.5785 | 11749.4888 | 13517.4995
4251 | 75559.4784 | 2162.6405 | 0 | 75498.4784 | 2641.6739 | 14856.5736 | 2515.0858 | 3342.0746 | 132.2381 | 190 | 11943.7818 | 12988.8714 | 14756.8821
4252 | 75983.7071 | 1985.8779 | 0 | 75922.7071 | 2410.5689 | 12686.1366 | 2496.996 | 3273.8967 | 157.8007 | 54 | 9493.9532 | 10428.6055 | 12196.6162
4253 | 76129.7855 | 1360.6508 | 0 | 76068.7855 | 2214.536 | 6779.0947 | 2600.9695 | 3232.3545 | 200.4622 | 380 | 3699.2972 | 5002.611 | 6770.6217
4254 | 76906.4431 | 1309.5418 | 0 | 76845.4431 | 2990.7877 | 9029.7953 | 2647.4784 | 3480.4522 | 203.0013 | 54 | 4691.6952 | 5671.548 | 7439.5587
4255 | 75154.6471 | 1920.8003 | 0 | 75093.6471 | 5414.2168 | 7668.2519 | 2534.1241 | 3165.9462 | 136.9707 | 190 | 2230.6583 | 3280.4806 | 5048.4913
4256 | 78079.2298 | 1988.4071 | -1988.4071 | 76029.8227 | 2909.7928 | 15989.2087 | 2526.0353 | 3525.4824 | 149.0947 | 54 | 12471.3108 | 13397.2571 | 15165.2678
4257 | 77435.8367 | 1437.1214 | 0 | 77374.8367 | 2194.4275 | 9783.6915 | 2031.3394 | 3519.5202 | 86.7004 | 380 | 5135.4869 | 6325.0389 | 8093.0496
4258 | 74069.5219 | 1829.4119 | 0 | 74008.5219 | 2795.2106 | 8291.0189 | 2128.4099 | 3141.9462 | 170.8673 | 434 | 6127.8425 | 7455.5613 | 9223.572
4259 | 75531.502 | 2040.2865 | 0 | 75470.502 | 2727.4222 | 15384.1788 | 1788.9526 | 3199.2623 | 134.8507 | 434 | 11544.6694 | 12836.3717 | 14604.3824
4260 | 76168.5741 | 1801.5494 | 0 | 76107.5741 | 1742.0249 | 2497.0078 | 2441.4425 | 3238.2547 | 223.1418 | 380 | -302.6939 | 1023.2994 | 2791.3101
4261 | 75038.7593 | 1244.4019 | -1244.4019 | 73733.3575 | 2036.2222 | 4546.7391 | 2393.1596 | 3130.2304 | 103.5416 | 54 | 3670.7494 | 4551.1426 | 6319.1533
4262 | 75971.4083 | 1554.3529 | 0 | 75910.4083 | 3550.8164 | 3659.315 | 1345.6111 | 3331.1095 | 106.1435 | 244 | -1754.9891 | -681.9941 | 1086.0166
4263 | 75624.3102 | 1732.6881 | -1732.6881 | 73830.6221 | 3792.1891 | 7010.8482 | 1917.7056 | 3272.103 | 100.924 | 244 | 3948.0456 | 5015.8212 | 6783.8319
4264 | 75688.3716 | 1709.1297 | 0 | 75627.3716 | 1680.0079 | 8994.4109 | 2361.555 | 3320.4603 | 76.1847 | 54 | 6739.2467 | 7592.2829 | 9360.2936
4265 | 75065.5139 | 1904.4982 | 0 | 75004.5139 | 3210.516 | 19493.5765 | 2178.7097 | 3153.2568 | 156.5249 | 244 | 15980.7132 | 17104.0896 | 18872.1003
4266 | 76965.5216 | 1467.8184 | 0 | 76904.5216 | 3320.3342 | 13095.7926 | 2352.907 | 3490.5436 | 188.0258 | 54 | 8084.5873 | 9049.4647 | 10817.4754
4267 | 76732.63 | 1447.5991 | 0 | 76671.63 | 2627.1327 | 6290.3861 | 2421.7279 | 3304.0522 | 40.6846 | 54 | 2087.6035 | 2905.1397 | 4673.1504
4268 | 76778.1396 | 2245.4057 | -2245.4057 | 74471.7339 | 2498.5923 | 7336.498 | 2210.2741 | 3234.9555 | 177.1066 | 244 | 5181.6014 | 6325.5595 | 8093.5702
4269 | 74059.1396 | 1370.4733 | 0 | 73998.1396 | 2093.9453 | 5979.1933 | 2580.3977 | 3248.8293 | 152.7132 | 54 | 5086.5353 | 6016.1 | 7784.1107
4270 | 74166.0337 | 1617.4185 | 0 | 74105.0337 | 2254.0123 | 5245.1717 | 2415.5887 | 3165.9097 | 132.7801 | 190 | 3837.8241 | 4883.4558 | 6651.4665
4271 | 74999.4962 | 1403.4374 | 0 | 74938.4962 | 2866.0939 | 5126.2809 | 2399.8329 | 3208.7208 | 122.9734 | 244 | 2300.4445 | 3390.2695 | 5158.2802
4272 | 75692.5687 | 1114.0938 | -1114.0938 | 74517.4749 | 2196.8926 | 6710.1799 | 2607.629 | 3223.8751 | 86.9474 | 190 | 5197.5165 | 6197.3154 | 7965.3261
4273 | 75510.5963 | 2176.3039 | 0 | 75449.5963 | 1614.5784 | 13159.4232 | 2407.0403 | 3382.9837 | 170.2471 | 54 | 11255.4724 | 12202.5711 | 13970.5818
4274 | 76611.2287 | 1358.6957 | 0 | 76550.2287 | 1752.4319 | 11636.2012 | 2404.7637 | 3290.3378 | 183.3697 | 190 | 8398.842 | 9495.0633 | 11263.074
4275 | 76386.9745 | 1198.2528 | 0 | 76325.9745 | 3111.3451 | 12933.3586 | 2529.7423 | 3358.4842 | 134.5699 | 434 | 8754.4656 | 10045.887 | 11813.8977
4276 | 76866.799 | 1896.7756 | 0 | 76805.799 | 5448.5682 | 14762.7098 | 1999.5629 | 3454.8014 | 76.7068 | 190 | 7332.9068 | 8322.4651 | 10090.4758
4277 | 74973.4165 | 2290.3326 | 0 | 74912.4165 | 3630.7167 | 2858.1577 | 2099.5327 | 3240.3922 | 115.4351 | 380 | -974.8506 | 243.4361 | 2011.4468
4278 | 75985.7958 | 2140.8364 | -2140.8364 | 73783.9595 | 3771.0863 | 3530.4064 | 2190.5487 | 3258.0214 | 93.4084 | 380 | 794.1307 | 1990.3907 | 3758.4014
4279 | 75847.7453 | 1588.0267 | -1588.0267 | 74198.7186 | 2385.7934 | 14418.7003 | 2677.3755 | 3387.8132 | 223.1613 | 380 | 13269.577 | 14595.5898 | 16363.6005
4280 | 75600.0552 | 2230.5891 | 0 | 75539.0552 | 3376.5186 | 15322.3119 | 2593.635 | 3399.5824 | 87.6762 | 434 | 11770.1557 | 13014.6834 | 14782.6941
4281 | 75354.0982 | 2006.6939 | 0 | 75293.0982 | 4131.3894 | 7612.2318 | 2082.7891 | 3380.4028 | 92.6672 | 434 | 3021.1361 | 4270.6549 | 6038.6656
4282 | 75567.0662 | 2003.983 | 0 | 75506.0662 | 2976.8997 | 8513.6556 | 2024.9797 | 3137.5877 | 147.9133 | 380 | 4563.4572 | 5814.2221 | 7582.2328
4283 | 75386.2427 | 1191.8536 | 0 | 75325.2427 | 3433.1331 | 9732.7508 | 2462.5228 | 3256.9111 | 138.5663 | 54 | 6064.0089 | 6979.4267 | 8747.4374
4284 | 75133.9016 | 1687.9938 | 0 | 75072.9016 | 2245.6145 | 3983.5142 | 2328.5962 | 3166.7865 | 146.4613 | 190 | 1530.5807 | 2589.8936 | 4357.9043
4285 | 75912.6684 | 2096.6778 | -2096.6778 | 73754.9905 | 1816.7756 | 13411.3667 | 2272.1578 | 3361.1802 | 127.7468 | 54 | 12843.1386 | 13747.7369 | 15515.7476
4286 | 75141.7066 | 1515.5942 | 0 | 75080.7066 | 2816.6041 | 4819.8553 | 2548.3751 | 3179.7141 | 209.0476 | 54 | 2020.8338 | 3006.733 | 4774.7437
4287 | 74484.4002 | 2099.3555 | -2099.3555 | 72324.0446 | 2996.1846 | 6655.6624 | 2662.8695 | 3148.0565 | 154.0169 | 54 | 6516.5592 | 7447.4277 | 9215.4384
4288 | 75693.1792 | 1498.0052 | 0 | 75632.1792 | 2612.5229 | 9924.2722 | 2454.3585 | 3143.0489 | 139.5676 | 380 | 6647.1775 | 7889.5967 | 9657.6074
4289 | 75507.7909 | 1403.1927 | 0 | 75446.7909 | 2842.2436 | 9094.7957 | 2421.6975 | 3233.8078 | 121.6872 | 54 | 5831.4665 | 6730.0052 | 8498.0159
4290 | 75452.343 | 1389.2865 | 0 | 75391.343 | 3338.6916 | 12903.8822 | 2261.2119 | 3271.0719 | 157.5341 | 190 | 9076.3314 | 10146.7171 | 11914.7278
4291 | 75533.2018 | 1231.1205 | 0 | 75472.2018 | 1289.5198 | 15406.2329 | 2539.8694 | 3298.265 | 115.481 | 244 | 13852.8457 | 14935.1783 | 16703.189
4292 | 75899.4797 | 1990.9114 | 0 | 75838.4797 | 1997.5187 | 8576.6918 | 1777.2322 | 3394.567 | 194.8989 | 54 | 5282.6927 | 6254.4431 | 8022.4538
4293 | 76601.6201 | 1690.3093 | 0 | 76540.6201 | 2956.4877 | 6704.6835 | 2555.0987 | 3370.2155 | 123.0938 | 190 | 2503.0898 | 3539.0352 | 5307.0459
4294 | 75971.4428 | 1687.7051 | 0 | 75910.4428 | 3592.9535 | 7786.1553 | 2777.6466 | 3266.2285 | 122.9033 | 54 | 3696.8342 | 4596.589 | 6364.5997
4295 | 75465.2326 | 2208.6064 | 0 | 75404.2326 | 1514.2905 | 6314.4726 | 2206.2108 | 3277.2165 | 129.8043 | 434 | 4249.5769 | 5536.2327 | 7304.2434
4296 | 77124.4273 | 1137.7019 | 0 | 77063.4273 | 3041.7883 | 9042.6084 | 2421.9514 | 3439.9731 | 143.6358 | 190 | 4169.5172 | 5226.0046 | 6994.0153
4297 | 75691.8724 | 1608.6071 | 0 | 75630.8724 | 3029.9678 | 3779.5192 | 2312.4277 | 3237.4112 | 107.7092 | 380 | 38.7178 | 1249.2786 | 3017.2893
4298 | 75803.4053 | 1250.0366 | -1250.0366 | 74492.3687 | 3129.0344 | 6366.5851 | 2504.9557 | 3301.9303 | 93.9272 | 190 | 3922.268 | 4929.0467 | 6697.0574
4299 | 76005.3857 | 1624.623 | 0 | 75944.3857 | 1822.2527 | 12250.2072 | 2277.7032 | 3424.9748 | 73.6334 | 380 | 9556.4469 | 10732.9318 | 12500.9425
4300 | 77380.7921 | 1342.6247 | 0 | 77319.7921 | 2960.4938 | 10014.4066 | 2553.9329 | 3442.17 | 156.3861 | 244 | 5100.4236 | 6223.6613 | 7991.672
4301 | 74785.2207 | 1546.9102 | 0 | 74724.2207 | 2618.7448 | 8092.0486 | 2475.6341 | 3210.0365 | 89.2802 | 54 | 5804.9538 | 6671.0856 | 8439.0963
4302 | 74819.0008 | 1884.6633 | 0 | 74758.0008 | 3042.1782 | 4476.2266 | 1489.4905 | 3143.295 | 122.2353 | 380 | 679.0331 | 1904.12 | 3672.1307
4303 | 76617.9316 | 2011.0789 | -2011.0789 | 74545.8526 | 4089.031 | 12373.4593 | 2639.2922 | 3333.8094 | 137.6867 | 244 | 9081.8773 | 10186.4156 | 11954.4263
4304 | 74508.1662 | 1378.2968 | 0 | 74447.1662 | 2355.4714 | 10272.0293 | 2292.5981 | 3136.258 | 168.0493 | 54 | 8268.4479 | 9213.3487 | 10981.3594
4305 | 75867.7799 | 1700.3719 | 0 | 75806.7799 | 2548.2722 | 11041.9423 | 2447.0077 | 3307.7112 | 133.4464 | 54 | 7811.8091 | 8722.1071 | 10490.1178
4306 | 75094.7175 | 1554.5152 | 0 | 75033.7175 | 3441.4632 | 5281.1628 | 2210.3686 | 3151.9787 | 90.9244 | 190 | 1538.5295 | 2542.3054 | 4310.3161
4307 | 76243.7124 | 2143.2764 | -2143.2764 | 74039.436 | 2123.1285 | 10866.3386 | 2398.741 | 3333.9664 | 182.9381 | 380 | 9806.6815 | 11092.4712 | 12860.4819
4308 | 76077.9601 | 1888.6945 | 0 | 76016.9601 | 2487.844 | 9696.198 | 2330.7524 | 3259.0562 | 138.3219 | 54 | 6151.4026 | 7066.576 | 8834.5867
4309 | 76901.8683 | 1447.1933 | 0 | 76840.8683 | 2763.5287 | 14667.6474 | 2429.907 | 3288.2351 | 124.6432 | 54 | 10151.5924 | 11053.0871 | 12821.0978
4310 | 75121.8526 | 2233.2022 | 0 | 75060.8526 | 877.4189 | 14488.5294 | 2468.9574 | 3180.4212 | 118.4955 | 54 | 13569.8365 | 14465.1835 | 16233.1942
4311 | 74628.7253 | 1506.0593 | 0 | 74567.7253 | 2229.2991 | 12227.2282 | 2283.7418 | 3130.9624 | 173.5053 | 380 | 10215.108 | 11491.4649 | 13259.4756
4312 | 75311.1664 | 1491.9069 | 0 | 75250.1664 | 1762.1401 | 5833.6789 | 2443.4261 | 3174.6095 | 151.96 | 190 | 3809.6081 | 4874.4196 | 6642.4303
4313 | 75764.1006 | 1998.0874 | 0 | 75703.1006 | 1375.573 | 12308.5838 | 2325.2676 | 3214.4423 | 213.7447 | 54 | 10139.82 | 11130.4162 | 12898.4269
4314 | 73286.909 | 1847.2343 | 0 | 73225.909 | 6500.485 | 11779.5131 | 2456.2897 | 3123.5638 | 168.4588 | 434 | 7003.1726 | 8328.4829 | 10096.4936
4315 | 74000.8747 | 1574.2218 | 0 | 73939.8747 | 2425.9264 | 8316.2467 | 2433.3367 | 3123.573 | 152.6351 | 434 | 6877.5553 | 8187.0419 | 9955.0526
4316 | 76999.005 | 1801.9321 | 0 | 76938.005 | 2910.6791 | 5137.6899 | 1861.8964 | 3422.5519 | 164.7201 | 190 | -56.3459 | 1021.2258 | 2789.2365
4317 | 76733.4521 | 1547.1381 | -1547.1381 | 75125.314 | 1860.9057 | 6869.4479 | 1924.3178 | 3328.7726 | 121.5277 | 190 | 4506.5185 | 5540.8978 | 7308.9085
4318 | 76304.8199 | 1574.0661 | 0 | 76243.8199 | 3101.6308 | 17192.8996 | 2576.7229 | 3366.6555 | 163.5539 | 54 | 13161.0273 | 14101.4327 | 15869.4434
4319 | 76209.2886 | 1650.5226 | 0 | 76148.2886 | 2077.9364 | 7235.3714 | 2607.3695 | 3277.1761 | 179.6798 | 54 | 4263.8919 | 5220.4233 | 6988.434
4320 | 76212.7788 | 2230.7831 | 0 | 76151.7788 | 2822.781 | 6782.7802 | 2713.2021 | 3323.3484 | 151.5175 | 380 | 3214.9709 | 4469.34 | 6237.3507
4321 | 73989.2601 | 1442.7965 | 0 | 73928.2601 | 3230.3647 | 15317.7399 | 2538.5204 | 3124.6864 | 147.4858 | 380 | 13192.5218 | 14442.8592 | 16210.8699
4322 | 75893.0079 | 1737.4193 | 0 | 75832.0079 | 2855.6918 | 19057.3254 | 2632.5885 | 3240.7239 | 159.1215 | 190 | 15613.1381 | 16685.1112 | 18453.1219
4323 | 76762.4353 | 2386.9726 | 0 | 76701.4353 | 2200.8177 | 9437.7324 | 2697.7913 | 3369.9475 | 109.0395 | 380 | 5973.4183 | 7185.3093 | 8953.32
4324 | 76664.6888 | 1848.5132 | 0 | 76603.6888 | 1949.7415 | 19479.3472 | 2054.0505 | 3550.3883 | 171.8517 | 380 | 15900.5557 | 17175.259 | 18943.2697
4325 | 76434.1844 | 1679.1643 | 0 | 76373.1844 | 1640.9245 | 14918.16 | 1365.7256 | 3414.7384 | 113.522 | 190 | 11054.7152 | 12081.0888 | 13849.0995
4326 | 74486.4821 | 1616.9666 | 0 | 74425.4821 | 3931.6423 | 7648.0692 | 2249.706 | 3124.9023 | 129.4858 | 190 | 4035.7531 | 5078.0905 | 6846.1012
4327 | 74320.632 | 1908.1725 | 0 | 74259.632 | 3823.018 | 1494.9476 | 2337.8343 | 3126.7471 | 22.0418 | 54 | -1752.921 | -954.0276 | 813.9831
4328 | 76076.062 | 1512.2744 | -1512.2744 | 74502.7876 | 6287.6412 | 6678.4754 | 2668.6517 | 3287.0632 | 81.9589 | 190 | 1213.9615 | 2208.7719 | 3976.7826
4329 | 75454.0042 | 1818.6976 | -1818.6976 | 73574.3067 | 2524.5576 | 7614.1632 | 1735.6612 | 3273.31 | 157.0805 | 54 | 5894.4702 | 6828.4023 | 8596.413
4330 | 75800.253 | 2165.7582 | 0 | 75739.253 | 2587.4358 | 19255.465 | 2338.5636 | 3301.2737 | 186.7117 | 190 | 15938.8134 | 17038.3767 | 18806.3874
4331 | 74346.0278 | 2116.4152 | 0 | 74285.0278 | 3741.486 | 13906.1077 | 2168.7323 | 3141.6521 | 155.1147 | 190 | 10560.1784 | 11628.1446 | 13396.1553
4332 | 74097.964 | 1695.9925 | 0 | 74036.964 | 2843.8532 | 9723.5709 | 2342.8711 | 3130.272 | 134.2898 | 190 | 7686.0967 | 8733.238 | 10501.2487
4333 | 76821.9461 | 1841.6293 | 0 | 76760.9461 | 2998.1666 | 12251.5683 | 2290.4834 | 3330.7978 | 110.8501 | 54 | 7483.9369 | 8371.6385 | 10139.6492
4334 | 76415.6613 | 1654.1481 | 0 | 76354.6613 | 1345.9315 | 10131.9382 | 2181.9557 | 3399.9349 | 199.9752 | 54 | 7383.436 | 8360.2628 | 10128.2735
4335 | 75040.4467 | 1664.3831 | 0 | 74979.4467 | 4078.8995 | 15240.3585 | 2517.0585 | 3269.2491 | 142.1494 | 244 | 11338.52 | 12447.521 | 14215.5317
4336 | 75561.9532 | 1466.2303 | 0 | 75500.9532 | 2789.1539 | 13645.9499 | 2596.3861 | 3299.4758 | 136.9759 | 54 | 10621.9047 | 11535.7322 | 13303.7429
4337 | 75628.5679 | 1381.7526 | 0 | 75567.5679 | 2522.8689 | 12452.7892 | 2246.8786 | 3385.6991 | 173.8162 | 190 | 9365.13 | 10451.7978 | 12219.8085
4338 | 74516.0624 | 1496.2398 | 0 | 74455.0624 | 1730.3587 | 12012.8743 | 2694.6335 | 3228.6778 | 65.4774 | 244 | 11120.9645 | 12153.2935 | 13921.3042
4339 | 76215.766 | 1348.2252 | 0 | 76154.766 | 4289.804 | 6831.4473 | 2351.0982 | 3487.4057 | 184.2204 | 190 | 1595.5812 | 2692.6532 | 4460.6639
4340 | 75380.9099 | 1514.7114 | -1514.7114 | 73805.1986 | 2961.7359 | 9757.071 | 2772.2373 | 3176.5762 | 170.5334 | 434 | 8309.1501 | 9636.535 | 11404.5457
4341 | 74579.6636 | 1706.5433 | 0 | 74518.6636 | 2669.9749 | 8398.7505 | 2531.8601 | 3125.0364 | 115.1217 | 54 | 6237.2085 | 7129.1818 | 8897.1925
4342 | 76129.2582 | 1688.5007 | 0 | 76068.2582 | 4403.4641 | 8169.8977 | 2315.5245 | 3356.6263 | 83.0632 | 244 | 2740.5261 | 3790.441 | 5558.4517
4343 | 76596.515 | 1783.9877 | 0 | 76535.515 | 2115.6015 | 7556.6733 | 2578.2079 | 3278.5088 | 142.4619 | 54 | 4132.4735 | 5051.787 | 6819.7977
4344 | 73703.7699 | 2029.5939 | 0 | 73642.7699 | 1423.0402 | 6390.4671 | 1891.0299 | 3128.3324 | 193.8497 | 190 | 5714.2193 | 6820.9206 | 8588.9313
4345 | 75373.2747 | 2155.8099 | 0 | 75312.2747 | 3525.9752 | 14618.6907 | 2403.9184 | 3268.8555 | 75.66 | 380 | 10823.4146 | 12001.9261 | 13769.9368
4346 | 75344.4438 | 1899.7227 | 0 | 75283.4438 | 2620.4985 | 14962.5692 | 2357.1536 | 3157.715 | 108.1218 | 54 | 11943.6954 | 12828.6687 | 14596.6794
4347 | 74777.6269 | 1498.5028 | 0 | 74716.6269 | 3765.8139 | 12790.4967 | 2364.4151 | 3146.7956 | 140.2057 | 54 | 9189.4667 | 10106.524 | 11874.5347
4348 | 75146.8737 | 1424.8824 | 0 | 75085.8737 | 3273.211 | 9477.371 | 1943.066 | 3218.1099 | 98.8403 | 190 | 5649.6622 | 6661.354 | 8429.3647
4349 | 76061.1322 | 1465.4857 | 0 | 76000.1322 | 2096.3073 | 2752.0331 | 2581.3102 | 3136.2216 | 120.4701 | 244 | -256.6747 | 830.647 | 2598.6577
4350 | 76611.2492 | 2134.0817 | -2134.0817 | 74416.1675 | 2348.6872 | 25855.8006 | 2483.8234 | 3270.4814 | 74.0374 | 244 | 24215.4506 | 25256.3396 | 27024.3503
4351 | 76679.36 | 1797.5368 | 0 | 76618.36 | 2928.501 | 7908.8843 | 2246.377 | 3316.799 | 134.2128 | 380 | 3295.3992 | 4532.4635 | 6300.4742
4352 | 75372.2378 | 2150.0852 | 0 | 75311.2378 | 2224.9581 | 10833.777 | 2095.7265 | 3296.6981 | 155.6852 | 190 | 8060.2058 | 9128.7425 | 10896.7532
4353 | 76253.9861 | 1944.5511 | 0 | 76192.9861 | 2454.5693 | 7553.2411 | 2298.0436 | 3362.8463 | 152.5963 | 54 | 3936.7756 | 4866.2234 | 6634.2341
4354 | 75157.105 | 1787.4899 | 0 | 75096.105 | 4264.4791 | 7677.8799 | 2379.6625 | 3196.6704 | 174.4066 | 244 | 3263.8287 | 4405.0869 | 6173.0976
4355 | 77380.5095 | 2309.6866 | 0 | 77319.5095 | 1585.1989 | 6492.0874 | 2392.5226 | 3504.8518 | 92.3407 | 434 | 2854.9535 | 4104.1457 | 5872.1564
4356 | 75747.2045 | 1193.0375 | 0 | 75686.2045 | 1898.6636 | 6971.1204 | 1886.0538 | 3245.2565 | 212.2417 | 380 | 3887.7626 | 5202.8559 | 6970.8666
4357 | 75611.558 | 1373.0946 | 0 | 75550.558 | 2265.7059 | 4586.7257 | 2026.0008 | 3199.9443 | 138.1332 | 244 | 1366.607 | 2471.5917 | 4239.6024
4358 | 76069.6795 | 1817.4665 | -1817.4665 | 74191.213 | 2280.6352 | 11482.4005 | 2240.2133 | 3215.4677 | 91.8332 | 244 | 9836.4333 | 10895.118 | 12663.1287
4359 | 75806.8817 | 1126.1633 | 0 | 75745.8817 | 2885.6344 | 5934.5388 | 2396.2452 | 3388.4357 | 149.9955 | 54 | 2457.9036 | 3384.7506 | 5152.7613
4360 | 76709.5398 | 2008.4445 | -2008.4445 | 74640.0953 | 4059.3921 | 2512.5616 | 2557.044 | 3235.3772 | 110.9851 | 380 | -1024.3046 | 189.532 | 1957.5427
4361 | 75337.0157 | 2172.4895 | -2172.4895 | 73103.5262 | 3165.5223 | 7522.6766 | 2398.1777 | 3172.0051 | 104.7526 | 190 | 6194.0108 | 7211.615 | 8979.6257
4362 | 76456.4374 | 1220.464 | 0 | 76395.4374 | 2288.2832 | 7402.7545 | 2093.504 | 3282.59 | 115.4802 | 244 | 3465.3279 | 4547.6597 | 6315.6704
4363 | 76105.3646 | 1136.5633 | 0 | 76044.3646 | 2424.497 | 7006.229 | 2297.3377 | 3509.557 | 138.2319 | 244 | 3714.4621 | 4819.5455 | 6587.5562
4364 | 75373.3568 | 2103.7449 | 0 | 75312.3568 | 3677.6442 | 8262.5493 | 2653.2742 | 3312.2748 | 149.6064 | 244 | 4608.2974 | 5724.7553 | 7492.766
4365 | 74704.0114 | 1615.8414 | 0 | 74643.0114 | 3892.6135 | 2453.1665 | 2194.7318 | 3249.5264 | 200.4726 | 190 | -1268.0002 | -154.676 | 1613.3347
4366 | 77377.2122 | 1316.5115 | -1316.5115 | 75999.7007 | 3410.397 | 16104.4625 | 2275.8207 | 3504.8129 | 73.6423 | 190 | 11845.1984 | 12831.6922 | 14599.7029
4367 | 77742.7465 | 2121.6482 | 0 | 77681.7465 | 2715.8881 | 6447.7192 | 2579.8979 | 3535.1996 | 187.6394 | 434 | 1535.382 | 2879.8729 | 4647.8836
4368 | 75863.0264 | 1427.7105 | -1427.7105 | 74374.316 | 2033.6865 | 9144.3892 | 2520.4728 | 3161.5665 | 147.3331 | 244 | 7788.6261 | 8902.8107 | 10670.8214
4369 | 75344.7832 | 1813.7324 | 0 | 75283.7832 | 3642.8186 | 8825.1879 | 2202.1211 | 3262.2998 | 196.7644 | 244 | 4733.207 | 5896.823 | 7664.8337
4370 | 74651.4709 | 1698.2543 | 0 | 74590.4709 | 3409.6738 | 14474.0781 | 2497.8908 | 3139.4371 | 159.8687 | 244 | 11481.4612 | 12608.1815 | 14376.1922
4371 | 76184.06 | 1182.9957 | 0 | 76123.06 | 2693.788 | 2215.1384 | 2466.4673 | 3321.8988 | 67.8878 | 380 | -1443.1435 | -272.4042 | 1495.6065
4372 | 75480.5278 | 1564.2524 | -1564.2524 | 73855.2754 | 3291.0786 | 4202.7621 | 2442.4381 | 3168.6709 | 112.5854 | 244 | 2037.7171 | 3117.154 | 4885.1647
4373 | 75505.4681 | 2318.4821 | -2318.4821 | 73125.986 | 2772.1423 | 18914.0702 | 2508.2698 | 3180.095 | 178.7764 | 244 | 18074.5067 | 19220.1346 | 20988.1453
4374 | 75766.6941 | 2231.2483 | 0 | 75705.6941 | 2102.6665 | 6209.872 | 2595.9024 | 3237.4666 | 179.2824 | 190 | 3605.0804 | 4697.2144 | 6465.2251
4375 | 76684.2426 | 1939.9179 | 0 | 76623.2426 | 2803.0705 | 20616.7224 | 2396.245 | 3473.8637 | 135.462 | 190 | 16430.7179 | 17479.0314 | 19247.0421
4376 | 74422.7968 | 1596.8859 | 0 | 74361.7968 | 4088.4743 | 17702.3711 | 2438.5553 | 3132.4696 | 124.7641 | 434 | 14193.3249 | 15474.9405 | 17242.9512
4377 | 77500.7013 | 1246.9273 | 0 | 77439.7013 | 3382.5013 | 10850.6746 | 2434.1247 | 3467.8906 | 110.1424 | 54 | 5300.6873 | 6187.6813 | 7955.692
4378 | 75714.8762 | 2379.8744 | 0 | 75653.8762 | 2089.1444 | 4863.9093 | 2515.3935 | 3199.9116 | 100.1355 | 244 | 2206.3938 | 3273.3809 | 5041.3916
4379 | 77387.2084 | 1433.0236 | -1433.0236 | 75893.1848 | 2692.0385 | 5656.5972 | 1857.2567 | 3578.4298 | 202.6535 | 244 | 1877.2603 | 3046.7654 | 4814.7761
4380 | 75103.8391 | 1425.2139 | -1425.2139 | 73617.6252 | 2040.7057 | 6584.8834 | 2603.4416 | 3317.6415 | 73.1913 | 434 | 6217.8356 | 7447.8785 | 9215.8892
4381 | 77321.8455 | 1554.4255 | 0 | 77260.8455 | 3186.9003 | 3641.2984 | 2361.7019 | 3533.0845 | 183.246 | 54 | -1541.461 | -581.3635 | 1186.6472
4382 | 74156.4446 | 1363.7243 | -1363.7243 | 72731.7203 | 3800.9108 | 11430.1193 | 2405.8403 | 3134.5148 | 201.4241 | 190 | 9808.0433 | 10922.319 | 12690.3297
4383 | 74671.6928 | 1673.5567 | 0 | 74610.6928 | 3503.3445 | 6202.7657 | 2706.2951 | 3151.9377 | 92.8096 | 244 | 3317.161 | 4376.8222 | 6144.8329
4384 | 77011.974 | 1715.4145 | 0 | 76950.974 | 1594.3556 | 18772.6558 | 2567.7484 | 3485.2924 | 107.0879 | 244 | 15650.567 | 16724.5064 | 18492.5171
4385 | 74978.9097 | 1178.1644 | 0 | 74917.9097 | 2480.3987 | 16877.2569 | 2663.8333 | 3134.5745 | 189.5597 | 54 | 14647.5563 | 15613.9675 | 17381.9782
4386 | 76332.1804 | 2094.3791 | 0 | 76271.1804 | 2168.2474 | 2393.1548 | 2324.1942 | 3354.4626 | 173.81 | 380 | -997.4161 | 279.2454 | 2047.2561
4387 | 77025.6896 | 1756.3965 | -1756.3965 | 75208.2931 | 3086.8873 | 9612.8893 | 2394.7026 | 3385.8991 | 172.8212 | 244 | 6468.5106 | 7608.1834 | 9376.1941
4388 | 76700.7885 | 1834.6225 | 0 | 76639.7885 | 3259.0479 | 18739.6647 | 1943.1317 | 3422.3963 | 74.5303 | 54 | 13576.5562 | 14427.938 | 16195.9487
4389 | 75642.2714 | 1351.7132 | 0 | 75581.2714 | 1152.2319 | 9459.7341 | 1959.1947 | 3163.3243 | 114.6615 | 380 | 7218.9497 | 8436.4627 | 10204.4734
4390 | 76964.5636 | 1923.8703 | 0 | 76903.5636 | 3861.3517 | 12118.6868 | 2641.8322 | 3525.8455 | 141.4576 | 190 | 6891.6493 | 7945.9585 | 9713.9692
4391 | 76181.8046 | 1456.76 | 0 | 76120.8046 | 2643.8038 | 6438.5632 | 2361.979 | 3289.16 | 135.5175 | 54 | 2695.2937 | 3607.6628 | 5375.6735
4392 | 74200.4848 | 1827.0421 | 0 | 74139.4848 | 3358.8075 | 3868.6383 | 2117.4266 | 3148.7241 | 127.2628 | 380 | 1006.6967 | 2236.8111 | 4004.8218
4393 | 77246.1092 | 2103.2664 | -2103.2664 | 75081.8428 | 2743.8546 | 2015.6291 | 2491.8968 | 3477.4717 | 144.3365 | 54 | -470.4998 | 450.6883 | 2218.699
4394 | 74189.1362 | 1150.3416 | -1150.3416 | 72977.7946 | 3533.3469 | 3157.1629 | 2091.377 | 3141.5009 | 149.6896 | 244 | 1249.0993 | 2365.6404 | 4133.6511
4395 | 75654.1598 | 1879.4294 | -1879.4294 | 73713.7304 | 4121.9562 | 4505.9576 | 2573.6263 | 3373.6314 | 183.7865 | 380 | 1987.7287 | 3274.3667 | 5042.3774
4396 | 74585.4025 | 1934.1697 | -1934.1697 | 72590.2329 | 5117.189 | 8067.9011 | 2087.6097 | 3141.7894 | 138.9656 | 244 | 4960.0784 | 6065.8955 | 7833.9062
4397 | 76736.0986 | 1663.9829 | 0 | 76675.0986 | 1447.4518 | 10517.7912 | 2100.307 | 3406.3119 | 98.9391 | 54 | 7272.0597 | 8147.8503 | 9915.861
4398 | 76222.5679 | 1675.6139 | 0 | 76161.5679 | 1788.3764 | 2561.0268 | 2501.6387 | 3235.9723 | 165.3036 | 54 | -281.1066 | 661.0485 | 2429.0592
4399 | 73862.4891 | 2328.4116 | -2328.4116 | 71473.0775 | 2473.569 | 3996.4177 | 2091.5471 | 3125.9633 | 161.4249 | 54 | 4637.4817 | 5575.7581 | 7343.7688
4400 | 76009.2506 | 1627.1686 | 0 | 75948.2506 | 3794.7635 | 4957.1297 | 2097.4136 | 3419.4568 | 178.0836 | 244 | 101.186 | 1246.1211 | 3014.1318
4401 | 76435.8615 | 2134.148 | -2134.148 | 74240.7135 | 3474.0027 | 3608.2384 | 2287.4408 | 3272.4813 | 141.5981 | 380 | 823.6443 | 2068.094 | 3836.1047
4402 | 76673.8236 | 2020.7207 | -2020.7207 | 74592.1029 | 4443.2383 | 12350.8545 | 2340.629 | 3500.3252 | 130.8871 | 54 | 8526.6675 | 9434.4062 | 11202.4169
4403 | 75677.4391 | 1424.4494 | 0 | 75616.4391 | 2647.8415 | 8712.4074 | 2170.8174 | 3268.6085 | 29.4243 | 380 | 5257.7526 | 6390.0285 | 8158.0392
4404 | 77095.3947 | 1115.5473 | 0 | 77034.3947 | 1310.4409 | 10445.6566 | 2023.4271 | 3369.1569 | 111.9281 | 380 | 6863.6049 | 8078.3845 | 9846.3952
4405 | 75731.6553 | 1433.4505 | 0 | 75670.6553 | 3198.4389 | 6844.6582 | 2426.6854 | 3236.2771 | 53.7278 | 434 | 3008.7264 | 4219.3057 | 5987.3164
4406 | 76622.5345 | 1340.8052 | 0 | 76561.5345 | 3502.4257 | 10719.1971 | 2558.706 | 3340.6459 | 102.7662 | 380 | 5924.7888 | 7130.4066 | 8898.4173
4407 | 76988.4873 | 1884.2059 | 0 | 76927.4873 | 2598.4391 | 5097.0128 | 1568.4538 | 3520.767 | 122.0494 | 190 | 30.5072 | 1065.4082 | 2833.4189
4408 | 74691.1693 | 1356.8693 | -1356.8693 | 73273.3001 | 2592.587 | 3752.0136 | 2549.8175 | 3145.8445 | 171.7069 | 190 | 2951.9886 | 4036.5471 | 5804.5578
4409 | 76354.7487 | 1213.3759 | 0 | 76293.7487 | 2632.6637 | 10093.5976 | 2083.8117 | 3369.6185 | 150.4383 | 244 | 5990.8154 | 7108.1052 | 8876.1159
4410 | 75244.8232 | 1250.7857 | 0 | 75183.8232 | 3126.0055 | 9851.1278 | 1799.9428 | 3388.086 | 103.995 | 54 | 6099.5278 | 6980.3743 | 8748.385
4411 | 75874.5015 | 1128.5535 | 0 | 75813.5015 | 2521.0868 | 10683.0837 | 2220.4721 | 3357.9942 | 150.6226 | 380 | 7297.1617 | 8550.6359 | 10318.6466
4412 | 75341.9112 | 2233.1569 | 0 | 75280.9112 | 3085.414 | 17098.3911 | 2469.751 | 3217.6576 | 139.79 | 54 | 13789.6744 | 14706.316 | 16474.3267
4413 | 74595.0799 | 2007.1261 | 0 | 74534.0799 | 1572.3958 | 10835.9471 | 2389.0029 | 3131.5401 | 147.693 | 54 | 9620.2145 | 10544.759 | 12312.7697
4414 | 74055.241 | 1575.3712 | 0 | 73994.241 | 2778.206 | 4134.4771 | 1670.9391 | 3138.4136 | 108.597 | 54 | 1541.5829 | 2427.0315 | 4195.0422
4415 | 74308.6018 | 1590.962 | -1590.962 | 72656.6397 | 2122.164 | 14113.5876 | 2246.7713 | 3172.4984 | 161.2449 | 244 | 14124.2535 | 15252.35 | 17020.3607
4416 | 74415.0441 | 1544.5766 | 0 | 74354.0441 | 3575.0992 | 10835.193 | 1593.0837 | 3354.6798 | 192.56 | 54 | 7224.0132 | 8193.4248 | 9961.4355
4417 | 74065.1796 | 1448.6449 | 0 | 74004.1796 | 2764.7357 | 7593.8561 | 2318.2917 | 3211.3582 | 99.4122 | 190 | 5724.7906 | 6737.0544 | 8505.0651
4418 | 76293.6804 | 1546.8143 | 0 | 76232.6804 | 2699.6456 | 19804.8935 | 2226.012 | 3246.2736 | 225.7501 | 434 | 15715.0531 | 17097.6548 | 18865.6655
4419 | 75444.2538 | 1671.2613 | 0 | 75383.2538 | 2776.6602 | 7319.7593 | 2321.2415 | 3208.168 | 102.4005 | 434 | 4059.4547 | 5318.7067 | 7086.7174
4420 | 75129.109 | 1538.8817 | 0 | 75068.109 | 3822.0195 | 4001.047 | 1940.328 | 3183.1044 | 156.8959 | 244 | -395.449 | 728.2984 | 2496.3091
4421 | 75427.6829 | 1869.1615 | -1869.1615 | 73497.5213 | 2430.7976 | 7136.8988 | 2421.9205 | 3181.7189 | 168.1527 | 190 | 6182.4193 | 7263.4235 | 9031.4342
4422 | 75908.6518 | 1626.8723 | 0 | 75847.6518 | 2507.6158 | 7990.1229 | 2121.5714 | 3185.1182 | 115.4991 | 190 | 4311.7449 | 5340.0955 | 7108.1062
4423 | 74901.6024 | 1692.251 | 0 | 74840.6024 | 2527.7291 | 10894.4759 | 2763.2472 | 3143.0529 | 167.0641 | 190 | 8802.6444 | 9882.56 | 11650.5707
4424 | 75286.1575 | 1740.4032 | 0 | 75225.1575 | 2146.4996 | 24517.8899 | 2443.8714 | 3206.5526 | 133.4201 | 244 | 22166.8569 | 23267.1286 | 25035.1393
4425 | 76051.7166 | 2069.1503 | 0 | 75990.7166 | 4094.1507 | 12689.2172 | 1499.1648 | 3338.9461 | 103.8416 | 244 | 6812.6608 | 7883.354 | 9651.3647
4426 | 76003.4053 | 1428.8851 | 0 | 75942.4053 | 3181.6604 | 6308.5328 | 2258.0705 | 3291.6208 | 159.7798 | 244 | 2104.3584 | 3230.9898 | 4999.0005
4427 | 76478.395 | 2120.9102 | -2120.9102 | 74296.4848 | 2944.0032 | 1721.3214 | 2601.4692 | 3413.5967 | 102.8845 | 54 | -133.9007 | 745.8353 | 2513.846
4428 | 75721.4826 | 1011.5238 | -1011.5238 | 74648.9588 | 3558.7284 | 7056.3226 | 2678.2217 | 3334.8937 | 132.9932 | 190 | 4231.9507 | 5277.7956 | 7045.8063
4429 | 76207.9695 | 1514.6025 | 0 | 76146.9695 | 2900.9417 | 1980.3732 | 2518.731 | 3452.7007 | 108.5284 | 190 | -1725.9064 | -704.5265 | 1063.4842
4430 | 75582.7819 | 1230.9991 | -1230.9991 | 74290.7828 | 2591.3982 | 15242.4949 | 2532.2422 | 3230.4999 | 70.8719 | 190 | 13493.256 | 14476.9794 | 16244.9901
4431 | 76254.0036 | 1708.6655 | 0 | 76193.0036 | 2979.4766 | 10580.1538 | 2344.2141 | 3381.0725 | 176.5674 | 54 | 6503.1602 | 7456.5791 | 9224.5898
4432 | 74581.3014 | 2017.1 | 0 | 74520.3014 | 2243.6336 | 14331.2024 | 2049.6787 | 3129.5385 | 133.7182 | 190 | 12116.6847 | 13163.2544 | 14931.2651
4433 | 74817.078 | 1586.4939 | 0 | 74756.078 | 3226.7405 | 18718.8873 | 2318.0026 | 3154.1704 | 191.0976 | 434 | 15578.4418 | 16926.391 | 18694.4017
4434 | 77547.8958 | 1526.6391 | 0 | 77486.8958 | 2561.1807 | 11932.2408 | 2328.9081 | 3422.7654 | 185.2186 | 54 | 7006.0378 | 7968.108 | 9736.1187
4435 | 75029.5368 | 1515.0854 | 0 | 74968.5368 | 3600.0622 | 5185.0751 | 2587.4182 | 3138.6636 | 45.414 | 380 | 1712.758 | 2861.0235 | 4629.0342
4436 | 76814.1284 | 1726.5256 | -1726.5256 | 75026.6028 | 2067.9173 | 2046.7213 | 2563.703 | 3446.6031 | 88.9109 | 244 | 332.7072 | 1388.4696 | 3156.4803
4437 | 74759.2158 | 1654.136 | -1654.136 | 73044.0798 | 2584.2197 | 11524.0144 | 2113.8014 | 3129.3266 | 116.4008 | 244 | 10509.0429 | 11592.2953 | 13360.306
4438 | 76221.5021 | 1941.1044 | 0 | 76160.5021 | 2618.2791 | 8158.6648 | 2207.9279 | 3298.0833 | 156.6608 | 244 | 4256.0948 | 5379.6072 | 7147.6179
4439 | 74164.8584 | 1223.302 | 0 | 74103.8584 | 4361.2191 | 2321.1878 | 2635.7382 | 3123.7613 | 139.1488 | 380 | -1014.1902 | 227.8102 | 1995.8209
4440 | 74732.268 | 1507.7657 | -1507.7657 | 73163.5024 | 3212.1894 | 15802.8595 | 2621.1485 | 3134.9529 | 97.2994 | 380 | 14553.4691 | 15753.6201 | 17521.6308
4441 | 75146.8202 | 1408.6461 | 0 | 75085.8202 | 3740.3944 | 6995.1515 | 2126.2353 | 3144.1355 | 184.3556 | 54 | 2809.5076 | 3770.7148 | 5538.7255
4442 | 75093.5825 | 1384.5782 | 0 | 75032.5825 | 3651.7612 | 12896.3296 | 1766.3754 | 3152.7887 | 128.9234 | 244 | 8501.3501 | 9597.125 | 11365.1357
4443 | 75680.0774 | 1439.6023 | 0 | 75619.0774 | 2083.8244 | 6697.4981 | 2534.858 | 3321.3983 | 171.7828 | 190 | 4221.0525 | 5305.6868 | 7073.6975
4444 | 75765.8595 | 1345.7243 | 0 | 75704.8595 | 1262.3253 | 5454.0303 | 1790.4776 | 3200.7251 | 137.1395 | 54 | 2848.2483 | 3762.2394 | 5530.2501
4445 | 76325.2587 | 1798.4204 | 0 | 76264.2587 | 3924.7296 | 10787.575 | 2630.4206 | 3447.841 | 163.827 | 434 | 6047.0483 | 7367.7269 | 9135.7376
4446 | 77081.4429 | 2232.9385 | 0 | 77020.4429 | 1997.5627 | 11984.9106 | 2334.7531 | 3495.8631 | 99.8906 | 54 | 8167.7211 | 9044.4632 | 10812.4739
4447 | 76067.6947 | 1625.3534 | 0 | 76006.6947 | 2087.0207 | 11360.0889 | 2409.8627 | 3370.5883 | 148.2799 | 54 | 8417.0245 | 9342.156 | 11110.1667
4448 | 76765.6147 | 1270.1489 | 0 | 76704.6147 | 4321.8917 | 14198.6299 | 2453.0389 | 3421.3923 | 229.657 | 244 | 8416.7548 | 9613.2633 | 11381.274
4449 | 76387.4815 | 1283.6566 | 0 | 76326.4815 | 3081.26 | 27673.9999 | 2150.3824 | 3329.119 | 147.324 | 54 | 23115.9598 | 24040.1353 | 25808.146
4450 | 77345.8347 | 1460.1534 | 0 | 77284.8347 | 2824.2833 | 3308.087 | 2401.1993 | 3359.8933 | 171.4165 | 434 | -1669.7383 | -341.4702 | 1426.5405
4451 | 74390.0877 | 1678.3234 | -1678.3234 | 72650.7643 | 3176.7667 | 12843.9289 | 2516.3754 | 3128.4518 | 167.2085 | 54 | 12031.4251 | 12975.4851 | 14743.4958
4452 | 76279.055 | 1911.2243 | 0 | 76218.055 | 2606.5826 | 15792.0355 | 2526.7374 | 3370.4514 | 198.9966 | 54 | 12234.7866 | 13210.6348 | 14978.6455
4453 | 73722.6248 | 1695.1884 | 0 | 73661.6248 | 2509.6174 | 9137.7927 | 2135.7033 | 3137.9102 | 126.393 | 244 | 7610.364 | 8703.6085 | 10471.6192
4454 | 77150.6252 | 1545.4397 | 0 | 77089.6252 | 1443.528 | 4513.9633 | 1976.0918 | 3448.9529 | 159.8075 | 380 | 776.0548 | 2038.7139 | 3806.7246
4455 | 76705.4829 | 1436.9769 | -1436.9769 | 75207.506 | 2654.7784 | 9256.8421 | 2505.6117 | 3533.0037 | 97.5757 | 54 | 6803.3731 | 7677.8004 | 9445.8111
4456 | 75376.1205 | 1976.8846 | 0 | 75315.1205 | 5395.824 | 10202.8204 | 2350.4251 | 3211.6233 | 141.5729 | 190 | 4424.1243 | 5478.5487 | 7246.5594
4457 | 74719.1105 | 2137.0316 | 0 | 74658.1105 | 3329.6165 | 5144.1235 | 1929.0961 | 3172.8281 | 124.3461 | 190 | 1628.5206 | 2665.7183 | 4433.729
4458 | 76125.9251 | 1678.8914 | -1678.8914 | 74386.0336 | 3285.1263 | 6506.8787 | 2163.0067 | 3203.9382 | 122.4472 | 190 | 3572.8638 | 4608.1625 | 6376.1732
4459 | 75867.1177 | 1257.3536 | 0 | 75806.1177 | 1633.4609 | 3803.6466 | 2325.4468 | 3321.8228 | 242.5407 | 380 | 1381.5376 | 2726.9298 | 4494.9405
4460 | 75230.9668 | 1597.9302 | -1597.9302 | 73572.0367 | 3188.5391 | 2329.4448 | 2547.9001 | 3175.9229 | 182.3383 | 54 | 662.892 | 1622.0819 | 3390.0926
4461 | 76195.1393 | 1558.2915 | -1558.2915 | 74575.8478 | 2229.6978 | 11238.6466 | 2415.5367 | 3430.3143 | 138.3265 | 54 | 9649.1519 | 10564.3299 | 12332.3406
4462 | 74322.5206 | 1615.238 | 0 | 74261.5206 | 2277.4491 | 7627.0611 | 2625.0085 | 3134.5258 | 134.9099 | 54 | 6217.8257 | 7129.5872 | 8897.5979
4463 | 74020.1606 | 1975.7898 | 0 | 73959.1606 | 2609.2549 | 14701.9551 | 1891.0038 | 3168.807 | 146.4936 | 54 | 12563.5505 | 13486.8956 | 15254.9063
4464 | 74011.7775 | 2197.5363 | 0 | 73950.7775 | 3561.5042 | 11857.9352 | 2684.58 | 3151.5585 | 148.9569 | 434 | 9551.992 | 10857.8004 | 12625.8111
4465 | 77070.3646 | 1765.9658 | 0 | 77009.3646 | 3076.7482 | 21726.0843 | 1924.0551 | 3495.537 | 216.089 | 380 | 16429.7636 | 17748.7041 | 19516.7148
4466 | 76293.0481 | 1515.5526 | 0 | 76232.0481 | 3410.1193 | 13857.3012 | 2718.2637 | 3404.0958 | 87.3668 | 380 | 9707.6934 | 10897.9118 | 12665.9225
4467 | 74699.8476 | 1782.5471 | 0 | 74638.8476 | 2764.202 | 13370.1069 | 2422.8701 | 3145.5758 | 105.232 | 190 | 10905.7032 | 11923.7868 | 13691.7975
4468 | 76333.6941 | 1979.1649 | 0 | 76272.6941 | 2308.4685 | 14434.767 | 1166.0608 | 3463.9225 | 52.8707 | 190 | 9853.7878 | 10819.51 | 12587.5207
4469 | 74796.4484 | 1547.8041 | 0 | 74735.4484 | 3300.8505 | 21467.7213 | 2620.4348 | 3143.6509 | 120.6042 | 54 | 18565.7082 | 19463.1639 | 21231.1746
4470 | 74819.518 | 1261.0586 | 0 | 74758.518 | 3930.0817 | 11637.3972 | 2310.9003 | 3322.0741 | 148.9339 | 244 | 7951.9719 | 9067.7574 | 10835.7681
4471 | 77513.5535 | 1664.1548 | 0 | 77452.5535 | 4975.1409 | 8314.8721 | 2293.5699 | 3563.3282 | 153.7702 | 54 | 1114.2758 | 2044.8975 | 3812.9082
4472 | 76661.4786 | 1514.4579 | -1514.4579 | 75086.0207 | 3018.5892 | 8082.1614 | 2655.7742 | 3511.4603 | 152.832 | 54 | 5514.986 | 6444.6695 | 8212.6802
4473 | 75244.8746 | 2171.3682 | 0 | 75183.8746 | 5678.4479 | 9615.5083 | 2475.2661 | 3173.6376 | 154.2719 | 54 | 3772.2896 | 4703.4131 | 6471.4238
4474 | 76064.0764 | 1747.5001 | 0 | 76003.0764 | 2868.6906 | 6893.5638 | 2278.071 | 3172.7652 | 98.2872 | 244 | 2842.8329 | 3907.9717 | 5675.9824
4475 | 76506.6553 | 1206.7005 | 0 | 76445.6553 | 3604.6416 | 3030.0972 | 2208.0987 | 3314.3428 | 137.9747 | 190 | -2127.5582 | -1076.7319 | 691.2788
4476 | 75420.2316 | 1828.9291 | -1828.9291 | 73530.3025 | 3440.3651 | 8640.4173 | 2131.6663 | 3288.6577 | 136.6113 | 244 | 6460.2737 | 7563.7366 | 9331.7473
4477 | 75901.9369 | 1807.4688 | 0 | 75840.9369 | 2557.185 | 10588.9836 | 2331.123 | 3492.2937 | 128.5113 | 244 | 7384.4784 | 8479.8412 | 10247.8519
4478 | 76612.6218 | 1659.515 | 0 | 76551.6218 | 2522.9664 | 5159.5052 | 2336.0064 | 3357.4699 | 194.3657 | 434 | 1148.5933 | 2499.8106 | 4267.8213
4479 | 74885.1608 | 2236.4578 | -2236.4578 | 72587.703 | 4355.2467 | 10297.4612 | 474.7983 | 3171.438 | 177.5421 | 380 | 6370.9477 | 7651.3414 | 9419.3521
4480 | 75079.9432 | 1625.2364 | 0 | 75018.9432 | 3046.4193 | 3925.9041 | 2369.5212 | 3139.6801 | 182.2822 | 380 | 739.9429 | 2025.0767 | 3793.0874
4481 | 75837.2758 | 1279.9771 | -1279.9771 | 74496.2987 | 2062.9172 | 4180.2706 | 2254.6058 | 3150.3792 | 135.8933 | 54 | 2396.2397 | 3308.9846 | 5076.9953
4482 | 74816.4292 | 1818.0562 | -1818.0562 | 72937.373 | 3916.1399 | 17144.9795 | 2150.576 | 3188.8014 | 97.277 | 54 | 15001.044 | 15875.1725 | 17643.1832
4483 | 76073.351 | 1917.2834 | 0 | 76012.351 | 4105.9482 | 7648.5207 | 2496.3335 | 3309.3046 | 106.4042 | 190 | 2706.0596 | 3725.3153 | 5493.326
4484 | 74187.0478 | 1395.7873 | 0 | 74126.0478 | 3086.1534 | 13135.1885 | 2039.2049 | 3130.1306 | 204.7188 | 54 | 10462.5228 | 11444.0932 | 13212.1039
4485 | 74313.5361 | 1315.9762 | 0 | 74252.5361 | 2540.4283 | 31259.665 | 1822.0696 | 3171.9668 | 169.5927 | 190 | 28830.9369 | 29913.3812 | 31681.3919
4486 | 76031.9116 | 1594.713 | 0 | 75970.9116 | 3231.7235 | 1238.9975 | 2177.9768 | 3373.0946 | 157.4099 | 434 | -3042.3662 | -1728.1048 | 39.9059
4487 | 76210.0767 | 1909.08 | -1909.08 | 74239.9967 | 3502.6315 | 7472.9762 | 1845.4277 | 3342.8586 | 151.7206 | 190 | 4288.8343 | 5353.4065 | 7121.4172
4488 | 77302.7493 | 1578.0555 | 0 | 77241.7493 | 3255.3701 | 10099.1296 | 2279.2975 | 3439.2166 | 117.4901 | 244 | 4690.7243 | 5775.066 | 7543.0767
4489 | 74726.1917 | 1778.0996 | 0 | 74665.1917 | 1802.3666 | 6682.6229 | 2025.3324 | 3162.2487 | 115.1578 | 190 | 4772.8456 | 5800.855 | 7568.8657
4490 | 73526.0441 | 1760.5672 | 0 | 73465.0441 | 2499.7339 | 7380.5504 | 2405.369 | 3125.2027 | 76.3587 | 380 | 6316.5441 | 7495.7543 | 9263.765
4491 | 76496.5241 | 1406.5281 | 0 | 76435.5241 | 3662.0289 | 8266.1178 | 2419.0874 | 3290.8832 | 123.5152 | 190 | 3248.7354 | 4285.1021 | 6053.1128
4492 | 74604.9531 | 1497.944 | 0 | 74543.9531 | 2472.2185 | 3808.5673 | 1925.1774 | 3197.8481 | 115.024 | 380 | 1285.6212 | 2503.4968 | 4271.5075
4493 | 75970.2744 | 1755.3443 | -1755.3443 | 74153.9301 | 3227.5385 | 5820.4168 | 2650.1073 | 3420.0353 | 177.1045 | 54 | 3879.2907 | 4833.2468 | 6601.2575
4494 | 75536.2298 | 1237.006 | 0 | 75475.2298 | 2350.1105 | 7087.5211 | 2603.8807 | 3311.1343 | 123.8077 | 54 | 4547.3957 | 5448.055 | 7216.0657
4495 | 76703.2117 | 1640.5997 | 0 | 76642.2117 | 2091.7431 | 8490.5706 | 2627.0529 | 3365.3515 | 182.1657 | 190 | 5119.2202 | 6214.2375 | 7982.2482
4496 | 76623.6762 | 2162.819 | 0 | 76562.6762 | 2705.4628 | 14303.324 | 2628.898 | 3345.6199 | 178.0654 | 190 | 10379.9029 | 11470.8199 | 13238.8306
4497 | 77280.6621 | 1156.5601 | 0 | 77219.6621 | 4347.0455 | 4336.4093 | 2465.7439 | 3497.2824 | 135.4194 | 380 | -1897.0721 | -658.8012 | 1109.2095
4498 | 75555.3353 | 1337.2751 | -1337.2751 | 74157.0602 | 2154.3403 | 3929.783 | 2222.7544 | 3208.106 | 148.4206 | 380 | 2419.4429 | 3670.7151 | 5438.7258
4499 | 75923.3035 | 1141.2807 | -1141.2807 | 74721.0228 | 4281.1613 | 10683.0039 | 2232.4838 | 3360.4398 | 156.4643 | 54 | 6643.9434 | 7577.2592 | 9345.2699
4500 | 74263.6884 | 1880.7366 | 0 | 74202.6884 | 3262.8752 | 5396.7749 | 2108.7292 | 3136.1754 | 170.492 | 380 | 2546.3158 | 3819.6593 | 5587.67
4501 | 75316.2213 | 2040.5482 | 0 | 75255.2213 | 2648.1825 | 8402.3719 | 2463.4779 | 3181.2295 | 143.9507 | 380 | 5513.8756 | 6760.6779 | 8528.6886
4502 | 76808.1621 | 1683.3021 | 0 | 76747.1621 | 2665.2987 | 8092.7436 | 2250.4237 | 3499.2749 | 192.2653 | 54 | 3800.1814 | 4769.2983 | 6537.309
4503 | 75925.0127 | 1955.9705 | 0 | 75864.0127 | 3448.5795 | 13519.5986 | 2351.5734 | 3295.712 | 109.3053 | 190 | 9224.4918 | 10246.6487 | 12014.6594
4504 | 73497.159 | 1445.7761 | 0 | 73436.159 | 2134.2983 | 3215.8117 | 1807.3534 | 3135.7968 | 127.6022 | 244 | 1958.7046 | 3053.1584 | 4821.1691
4505 | 75410.5622 | 1788.5682 | -1788.5682 | 73560.9939 | 4032.6093 | 6299.1086 | 2485.0977 | 3161.568 | 149.4196 | 380 | 3722.371 | 4974.6422 | 6742.6529
4506 | 76353.4097 | 1039.6433 | 0 | 76292.4097 | 2169.4503 | 14654.0369 | 2287.8389 | 3326.6625 | 127.8713 | 190 | 11176.8782 | 12217.6011 | 13985.6118
4507 | 75793.3068 | 1519.7855 | 0 | 75732.3068 | 2174.8202 | 11692.7631 | 2486.9065 | 3285.9581 | 204.9744 | 244 | 8928.7006 | 10100.5266 | 11868.5373
4508 | 75648.3784 | 1742.6074 | 0 | 75587.3784 | 3234.4274 | 4504.4234 | 2224.3906 | 3324.385 | 153.577 | 190 | 601.5932 | 1668.0217 | 3436.0324
4509 | 74152.5965 | 2217.1835 | -2217.1835 | 71874.413 | 2612.2611 | 8081.5603 | 2637.0668 | 3161.3685 | 112.1991 | 434 | 8763.5215 | 10032.5721 | 11800.5828
4510 | 74604.5455 | 2226.423 | 0 | 74543.5455 | 2002.3661 | 6651.4754 | 2626.7336 | 3127.062 | 138.3585 | 434 | 5229.5593 | 6524.7694 | 8292.7801
4511 | 76660.5916 | 1798.299 | 0 | 76599.5916 | 4476.2231 | 9511.6093 | 2214.6487 | 3387.8675 | 110.2351 | 54 | 3408.5108 | 4295.5975 | 6063.6082
4512 | 74387.6837 | 1596.167 | 0 | 74326.6837 | 3287.7598 | 6803.635 | 2317.9016 | 3197.1362 | 179.469 | 54 | 4074.4293 | 5030.7499 | 6798.7606
4513 | 76064.8478 | 2079.433 | 0 | 76003.8478 | 2341.3183 | 8029.8961 | 2227.013 | 3289.3081 | 159.3306 | 54 | 4571.2511 | 5507.4333 | 7275.444
4514 | 75976.4152 | 1345.6638 | 0 | 75915.4152 | 3200.6686 | 14143.8999 | 2492.3482 | 3284.0936 | 151.4235 | 54 | 10174.458 | 11102.733 | 12870.7437
4515 | 75533.3733 | 1617.2999 | 0 | 75472.3733 | 5231.8238 | 8489.1678 | 1855.5919 | 3297.5635 | 162.2184 | 190 | 2308.3262 | 3383.3961 | 5151.4068
4516 | 74911.404 | 1410.7223 | -1410.7223 | 73439.6818 | 3356.1567 | 20507.9581 | 1591.9666 | 3168.9632 | 92.7571 | 380 | 17843.2494 | 19038.858 | 20806.8687
4517 | 77353.333 | 2120.4951 | 0 | 77292.333 | 2616.8133 | 6578.3276 | 2615.125 | 3542.6002 | 225.803 | 54 | 2197.1065 | 3199.7611 | 4967.7718
4518 | 76099.6196 | 1429.4901 | -1429.4901 | 74609.1295 | 2617.9641 | 6944.7875 | 2342.7231 | 3300.7799 | 118.631 | 54 | 4731.3968 | 5626.8794 | 7394.8901
4519 | 76117.1729 | 1629.4438 | 0 | 76056.1729 | 1209.0883 | 17785.2253 | 2181.4048 | 3473.0664 | 211.6973 | 54 | 15544.6353 | 16533.1842 | 18301.1949
4520 | 75577.4671 | 1563.3488 | 0 | 75516.4671 | 1956.6153 | 10023.7784 | 2108.0283 | 3204.1434 | 158.8061 | 190 | 7233.0677 | 8304.7253 | 10072.736
4521 | 76866.1879 | 1835.6451 | 0 | 76805.1879 | 1810.0634 | 5161.2101 | 2233.2806 | 3456.033 | 131.1784 | 190 | 1605.4723 | 2649.5023 | 4417.513
4522 | 76237.5148 | 1321.0669 | -1321.0669 | 74855.4479 | 2610.0648 | 13325.3815 | 2710.1857 | 3141.9014 | 146.3464 | 244 | 11082.1558 | 12195.3538 | 13963.3645
4523 | 74357.1758 | 1437.9517 | 0 | 74296.1758 | 2149.8615 | 9294.8551 | 2405.663 | 3226.5321 | 132.4198 | 190 | 7851.213 | 8896.4843 | 10664.495
4524 | 75805.0553 | 2124.501 | 0 | 75744.0553 | 3705.5576 | 18323.5389 | 2345.7618 | 3369.4251 | 149.4991 | 244 | 13959.3129 | 15075.6636 | 16843.6743
4525 | 75491.7234 | 1372.4179 | 0 | 75430.7234 | 3195.2734 | 12483.5895 | 1937.3307 | 3270.8 | 186.957 | 380 | 8435.9234 | 9725.7319 | 11493.7426
4526 | 75589.5538 | 1300.9112 | 0 | 75528.5538 | 3117.2059 | 3407.202 | 2382.7202 | 3279.4862 | 132.5761 | 244 | -206.1513 | 893.2763 | 2661.287
4527 | 75534.9327 | 1632.7934 | -1632.7934 | 73841.1393 | 2637.3169 | 9030.6448 | 2328.9878 | 3189.119 | 235.7141 | 54 | 7440.4953 | 8453.061 | 10221.0717
4528 | 75111.2669 | 1973.3725 | 0 | 75050.2669 | 1771.6877 | 8564.4864 | 2331.5923 | 3179.5862 | 80.3183 | 190 | 6623.9103 | 7617.0802 | 9385.0909
4529 | 76196.0604 | 1448.3993 | 0 | 76135.0604 | 3399.1855 | 13118.279 | 1906.4471 | 3356.1225 | 120 | 380 | 8216.8027 | 9439.6542 | 11207.6649
4530 | 75752.9092 | 2096.4329 | 0 | 75691.9092 | 1920.5286 | 20318.0511 | 2151.1102 | 3193.4203 | 194.5705 | 380 | 17420.3439 | 18717.766 | 20485.7767
4531 | 74737.6512 | 1517.7549 | 0 | 74676.6512 | 2915.6644 | 5084.9888 | 2274.5657 | 3217.2323 | 194.4734 | 54 | 2354.6712 | 3325.9962 | 5094.0069
4532 | 75433.5248 | 1530.2713 | -1530.2713 | 73842.2535 | 3104.2623 | 9096.3744 | 2687.5526 | 3272.8986 | 140.4475 | 244 | 7480.5098 | 8587.8089 | 10355.8196
4533 | 76978.6536 | 1627.5426 | 0 | 76917.6536 | 3454.4211 | 7392.6836 | 2176.9498 | 3400.9534 | 129.1157 | 244 | 1968.712 | 3064.6793 | 4832.69
4534 | 75721.9019 | 1570.2762 | -1570.2762 | 74090.6257 | 3288.1367 | 8946.3137 | 2356.1443 | 3303.9365 | 184.5543 | 54 | 6597.8322 | 7559.2381 | 9327.2488
4535 | 76312.2033 | 1538.3431 | 0 | 76251.2033 | 4075.8866 | 6584.4133 | 2068.7146 | 3181.2755 | 152.8231 | 190 | 877.5135 | 1943.1881 | 3711.1988
4536 | 76554.9923 | 1448.8952 | -1448.8952 | 75045.0971 | 4545.9622 | 6151.1668 | 2372.0163 | 3399.7071 | 86.682 | 54 | 1702.0309 | 2565.5644 | 4333.5751
4537 | 75491.5521 | 1208.2876 | -1208.2876 | 74222.2645 | 2371.8532 | 4560.9531 | 1754.5738 | 3211.7642 | 159.7556 | 190 | 2303.3734 | 3375.9805 | 5143.9912
4538 | 77633.2769 | 1917.9894 | -1917.9894 | 75654.2874 | 2445.5392 | 12226.3347 | 2212.3084 | 3538.5013 | 50.5696 | 380 | 9247.5178 | 10400.9389 | 12168.9496
4539 | 75820.0916 | 1633.6032 | 0 | 75759.0916 | 3443.8545 | 10790.8417 | 2089.2872 | 3367.8246 | 107.3805 | 190 | 6415.2075 | 7435.4396 | 9203.4503
4540 | 75452.5528 | 1264.5613 | 0 | 75391.5528 | 2989.6034 | 6216.9967 | 2097.3506 | 3261.2624 | 186.1622 | 54 | 2564.6536 | 3527.6674 | 5295.6781
4541 | 76403.0354 | 2110.9276 | 0 | 76342.0354 | 2193.8315 | 9717.1872 | 2366.62 | 3515.3635 | 147.3077 | 244 | 6433.5038 | 7547.663 | 9315.6737
4542 | 74756.1469 | 1258.9601 | 0 | 74695.1469 | 3699.2431 | 9716.3759 | 2116.5648 | 3256.5902 | 141.7127 | 190 | 6065.3409 | 7119.9051 | 8887.9158
4543 | 74963.7587 | 1714.1129 | 0 | 74902.7587 | 2266.2705 | 5015.8246 | 2623.5585 | 3150.5575 | 175.0315 | 380 | 2991.1114 | 4268.9945 | 6037.0052
4544 | 76241.6979 | 1655.8794 | 0 | 76180.6979 | 3572.2686 | 5430.0527 | 2577.2171 | 3313.2535 | 221.4753 | 190 | 937.7568 | 2072.0837 | 3840.0944
4545 | 74276.7369 | 1144.0749 | -1144.0749 | 73071.6619 | 3540.5202 | 14435.8994 | 1644.623 | 3133.5412 | 121.998 | 54 | 11972.0814 | 12870.931 | 14638.9417
4546 | 74749.1657 | 1591.2173 | 0 | 74688.1657 | 3067.1553 | 8171.0592 | 2367.2112 | 3159.7396 | 72.9554 | 380 | 5312.889 | 6488.6959 | 8256.7066
4547 | 76285.1315 | 1954.903 | 0 | 76224.1315 | 2068.0724 | 9066.2244 | 2498.4788 | 3279.8814 | 160.4485 | 434 | 5922.5808 | 7239.8809 | 9007.8916
4548 | 73802.3107 | 1940.9678 | 0 | 73741.3107 | 2100.0981 | 7920.9542 | 2485.8248 | 3125.8771 | 76.4987 | 434 | 7061.4473 | 8294.7976 | 10062.8083
4549 | 76473.5205 | 2266.2176 | 0 | 76412.5205 | 4758.8987 | 8378.0779 | 2482.7165 | 3325.1709 | 165.0414 | 380 | 2384.7462 | 3652.6391 | 5420.6498
4550 | 77154.1147 | 1922.1331 | -1922.1331 | 75170.9816 | 2649.6427 | 13909.6619 | 2600.0811 | 3521.0652 | 131.0215 | 190 | 11580.3839 | 12624.257 | 14392.2677
4551 | 75296.3165 | 1596.5567 | 0 | 75235.3165 | 1277.5596 | 12479.4515 | 2581.84 | 3154.0627 | 120.0426 | 244 | 11072.6782 | 12159.5724 | 13927.5831
4552 | 75670.8245 | 1496.7038 | 0 | 75609.8245 | 4101.8418 | 4580.4565 | 2272.4491 | 3278.8601 | 137.2601 | 434 | -209.7005 | 1084.4111 | 2852.4218
4553 | 75925.5037 | 1492.1452 | -1492.1452 | 74372.3584 | 2121.7552 | 15978.4615 | 1858.5864 | 3268.5075 | 80.6665 | 54 | 13981.6417 | 14839.1598 | 16607.1705
4554 | 76809.5717 | 1885.3743 | 0 | 76748.5717 | 4866.3791 | 4173.6726 | 2590.4264 | 3288.3578 | 116.8914 | 244 | -2192.294 | -1108.551 | 659.4597
4555 | 75360.4941 | 2309.7372 | -2309.7372 | 72989.7569 | 2699.4323 | 13612.9976 | 2277.6827 | 3227.9447 | 93.63 | 244 | 12799.6359 | 13860.1174 | 15628.1281
4556 | 76441.0162 | 1194.4612 | 0 | 76380.0162 | 3712.9898 | 5442.4183 | 2364.0272 | 3395.2211 | 89.5513 | 244 | 478.8606 | 1535.2634 | 3303.2741
4557 | 74801.3587 | 1422.6981 | -1422.6981 | 73317.6607 | 1537.1089 | 4625.4861 | 2315.2369 | 3159.4379 | 165.2809 | 54 | 4615.5913 | 5557.7237 | 7325.7344
4558 | 75520.1501 | 1112.5723 | 0 | 75459.1501 | 5162.467 | 16455.7998 | 2484.5752 | 3308.6064 | 114.3372 | 244 | 10997.5644 | 12078.7531 | 13846.7638
4559 | 75049.7146 | 1548.1691 | 0 | 74988.7146 | 2199.5928 | 2228.7736 | 2379.7576 | 3129.8097 | 175.6618 | 434 | -79.7665 | 1252.7468 | 3020.7575
4560 | 75741.5492 | 1672.9416 | -1672.9416 | 74007.6075 | 3773.8391 | 5524.7048 | 2447.1793 | 3179.6807 | 130.8153 | 54 | 2740.3182 | 3647.9851 | 5415.9958
4561 | 75583.1862 | 2043.5416 | 0 | 75522.1862 | 2756.9279 | 10459.0975 | 2212.0768 | 3366.6199 | 135.2809 | 190 | 7128.8801 | 8177.0126 | 9945.0233
4562 | 74427.5765 | 1723.0321 | 0 | 74366.5765 | 2738.37 | 3765.9271 | 2391.8806 | 3125.351 | 117.5229 | 190 | 1548.4123 | 2578.7867 | 4346.7974
4563 | 74629.2793 | 1964.3972 | -1964.3972 | 72603.8821 | 3660.4118 | 4724.4214 | 2551.5047 | 3128.9741 | 134.7398 | 54 | 3510.8062 | 4422.3976 | 6190.4083
4564 | 75960.4231 | 1326.7747 | 0 | 75899.4231 | 3755.2645 | 6898.1356 | 1465.894 | 3271.083 | 59.3319 | 244 | 1350.625 | 2376.8084 | 4144.8191
4565 | 75004.9589 | 1708.734 | -1708.734 | 73235.2249 | 4071.6453 | 14309.676 | 2680.3447 | 3138.6714 | 209.6021 | 54 | 12192.0219 | 13178.4756 | 14946.4863
4566 | 77257.6586 | 1947.9376 | 0 | 77196.6586 | 4097.8246 | 9111.7084 | 2093.0478 | 3490.1063 | 131.8427 | 54 | 2770.5793 | 3679.2736 | 5447.2843
4567 | 76632.8282 | 1566.1293 | 0 | 76571.8282 | 4031.0144 | 7795.6059 | 2287.4684 | 3417.5207 | 77.5367 | 54 | 2267.9524 | 3122.3407 | 4890.3514
4568 | 75080.2473 | 1307.7716 | -1307.7716 | 73711.4757 | 3329.5951 | 9897.5938 | 2349.8074 | 3169.9701 | 163.6486 | 54 | 7746.5005 | 8687.0007 | 10455.0114
4569 | 76618.4387 | 1164.5314 | 0 | 76557.4387 | 4130.1232 | 8982.9486 | 2440.3016 | 3473.0563 | 170.4414 | 190 | 3578.9445 | 4662.2374 | 6430.2481
4570 | 75079.1819 | 1337.5773 | 0 | 75018.1819 | 2189.9955 | 6700.1769 | 2063.0008 | 3321.7108 | 56.7063 | 434 | 4246.9111 | 5460.469 | 7228.4797
4571 | 75645.6999 | 1728.827 | 0 | 75584.6999 | 2008.0471 | 8151.4833 | 2593.1678 | 3344.4616 | 96.2243 | 190 | 5866.5656 | 6875.6414 | 8643.6521
4572 | 75562.896 | 1828.4808 | 0 | 75501.896 | 2598.6427 | 7650.9487 | 2301.1563 | 3226.1104 | 147.1048 | 190 | 4447.8768 | 5507.8332 | 7275.8439
4573 | 75558.2265 | 1551.3937 | 0 | 75497.2265 | 2484.7919 | 13712.8489 | 2619.8865 | 3279.8363 | 96.5682 | 54 | 11000.7532 | 11874.1729 | 13642.1836
4574 | 74834.7839 | 2022.6665 | 0 | 74773.7839 | 2961.4039 | 2543.6817 | 2089.4051 | 3166.0461 | 212.1089 | 54 | -565.855 | 423.1055 | 2191.1162
4575 | 75276.4444 | 2043.9076 | -2043.9076 | 73171.5367 | 3421.9414 | 12174.4952 | 2472.977 | 3129.1759 | 147.634 | 190 | 10553.37 | 11613.8555 | 13381.8662
4576 | 76253.7876 | 1426.878 | 0 | 76192.7876 | 2739.6156 | 7274.3196 | 2512.2456 | 3301.5651 | 211.4931 | 54 | 3525.927 | 4514.2717 | 6282.2824
4577 | 74632.883 | 1429.3004 | 0 | 74571.883 | 2627.7213 | 2656.6157 | 2189.1745 | 3183.4578 | 104.6653 | 434 | 199.8437 | 1461.3605 | 3229.3712
4578 | 75337.5895 | 1498.3089 | -1498.3089 | 73778.2806 | 1659.7618 | 4523.9537 | 2286.6741 | 3281.7609 | 122.0202 | 190 | 4024.5463 | 5059.4181 | 6827.4288
4579 | 75278.7237 | 1863.8759 | 0 | 75217.7237 | 3669.272 | 2858.4179 | 2616.3442 | 3224.4735 | 61.3947 | 244 | -817.5602 | 210.6861 | 1978.6968
4580 | 77105.0136 | 1545.2361 | -1545.2361 | 75498.7775 | 3030.1769 | 11739.2682 | 2581.4305 | 3503.2071 | 130.1214 | 244 | 8665.1514 | 9762.1244 | 11530.1351
4581 | 74469.0505 | 2334.0037 | 0 | 74408.0505 | 2798.0782 | 4929.2847 | 1974.0123 | 3132.0783 | 227.3793 | 54 | 2199.4466 | 3203.6774 | 4971.6881
4582 | 76662.5811 | 1002.2137 | -1002.2137 | 75599.3675 | 3004.1681 | 4918.01 | 2257.5728 | 3378.5919 | 149.9155 | 54 | 1320.8391 | 2247.6062 | 4015.6169
4583 | 75525.272 | 1711.2084 | -1711.2084 | 73753.0637 | 1936.8433 | 20930.9289 | 2393.6265 | 3188.3903 | 150.293 | 244 | 20193.2388 | 21310.3834 | 23078.3941
4584 | 76840.7646 | 1544.3557 | 0 | 76779.7646 | 2773.7047 | 11835.931 | 2244.741 | 3428.3307 | 81.9814 | 54 | 7325.7334 | 8184.5664 | 9952.5771
4585 | 75715.9908 | 1401.1763 | 0 | 75654.9908 | 2175.63 | 10047.4286 | 1697.791 | 3314.5997 | 82.6297 | 190 | 6599.3985 | 7594.8798 | 9362.8905
4586 | 75748.5227 | 1570.1683 | 0 | 75687.5227 | 2042.3072 | 3064.9629 | 2484.9026 | 3422.7148 | 128.0885 | 190 | 612.9504 | 1653.8904 | 3421.9011
4587 | 75718.361 | 1523.664 | -1523.664 | 74133.6971 | 2081.7147 | 15308.9517 | 2437.3258 | 3324.6399 | 141.6001 | 244 | 14225.7056 | 15334.1573 | 17102.168
4588 | 77042.9588 | 1278.3508 | 0 | 76981.9588 | 3258.5657 | 8292.6766 | 2501.711 | 3456.5311 | 136.3297 | 190 | 3380.5941 | 4429.7753 | 6197.786
4589 | 74534.4191 | 1044.9892 | 0 | 74473.4191 | 2612.8675 | 7693.6347 | 2684.2041 | 3169.7151 | 132.088 | 190 | 5831.4672 | 6876.4068 | 8644.4175
4590 | 75535.4324 | 1572.0887 | 0 | 75474.4324 | 2857.715 | 13386.5877 | 2165.5733 | 3249.597 | 83.3312 | 54 | 9839.8106 | 10699.9934 | 12468.0041
4591 | 76200.1917 | 1680.8042 | 0 | 76139.1917 | 3113.5155 | 12389.8242 | 2230.3931 | 3307.7704 | 107.6901 | 190 | 8045.4806 | 9066.0222 | 10834.0329
4592 | 76640.1411 | 1371.6563 | 0 | 76579.1411 | 2637.1648 | 9143.5548 | 2109.6059 | 3503.1084 | 129.2597 | 190 | 4910.1631 | 5952.2744 | 7720.2851
4593 | 74802.8449 | 1590.9474 | 0 | 74741.8449 | 2307.485 | 6040.2708 | 2496.9563 | 3155.3279 | 116.3406 | 380 | 4013.4252 | 5232.6173 | 7000.628
4594 | 75117.9261 | 1549.7697 | 0 | 75056.9261 | 2874.533 | 20085.2028 | 2622.4493 | 3211.0137 | 148.3229 | 54 | 17357.4068 | 18282.5812 | 20050.5919
4595 | 76354.3346 | 1505.4965 | 0 | 76293.3346 | 3783.1716 | 9178.7658 | 2275.3292 | 3392.7016 | 173.0816 | 190 | 4140.4903 | 5226.4235 | 6994.4342
4596 | 76482.6335 | 1533.3757 | 0 | 76421.6335 | 4181.572 | 9511.8417 | 1730.9094 | 3230.2666 | 196.4185 | 434 | 3240.0123 | 4593.2823 | 6361.293
4597 | 74351.3768 | 2254.7581 | 0 | 74290.3768 | 2088.0407 | 4969.3938 | 2073.6347 | 3127.6959 | 194.5206 | 190 | 3162.507 | 4269.8792 | 6037.8899
4598 | 75723.2927 | 1606.8463 | 0 | 75662.2927 | 2908.6485 | 9438.2166 | 2344.771 | 3205.3568 | 119.9575 | 54 | 5787.6032 | 6684.4122 | 8452.4229
4599 | 75773.6083 | 2255.839 | 0 | 75712.6083 | 3948.0939 | 18575.8845 | 2091.5922 | 3171.5904 | 99.0331 | 380 | 13548.5649 | 14750.4496 | 16518.4603
4600 | 75261.2335 | 1579.4232 | 0 | 75200.2335 | 2852.5084 | 11320.5348 | 2559.4106 | 3205.7187 | 128.4686 | 244 | 8403.1221 | 9498.4423 | 11266.453
4601 | 74929.9452 | 2242.9716 | 0 | 74868.9452 | 3465.9788 | 5205.6212 | 2245.8569 | 3164.8955 | 125.1301 | 244 | 1651.6496 | 2743.6312 | 4511.6419
4602 | 76871.183 | 1929.5865 | -1929.5865 | 74880.5965 | 1568.7311 | 8282.2833 | 2567.9027 | 3481.8879 | 165.8203 | 54 | 7252.9464 | 8195.6182 | 9963.6289
4603 | 75033.8672 | 1294.0452 | 0 | 74972.8672 | 2367.9541 | 5201.8952 | 2439.5252 | 3139.0689 | 120.0673 | 54 | 2809.868 | 3706.7869 | 5474.7976
4604 | 75700.1618 | 1594.8467 | 0 | 75639.1618 | 3642.1743 | 4207.2055 | 2185.4305 | 3236.8435 | 125.6007 | 190 | -281.6566 | 756.7957 | 2524.8064
4605 | 74903.2217 | 1780.9952 | -1780.9952 | 73061.2265 | 2081.8083 | 4541.2078 | 1902.7548 | 3149.0307 | 194.3698 | 190 | 3820.1585 | 4927.3798 | 6695.3905
4606 | 76130.868 | 1730.023 | 0 | 76069.868 | 1969.9833 | 11302.9372 | 2050.2913 | 3351.2715 | 159.0567 | 380 | 8034.8487 | 9296.757 | 11064.7677
4607 | 76824.4393 | 2294.2654 | 0 | 76763.4393 | 2626.6657 | 9311.199 | 2145.3892 | 3392.4773 | 182.321 | 434 | 4829.1606 | 6168.3332 | 7936.3439
4608 | 75043.8728 | 1602.6953 | 0 | 74982.8728 | 2789.5037 | 13249.4504 | 2171.3781 | 3280.2438 | 133.7234 | 244 | 10298.8958 | 11399.4707 | 13167.4814
4609 | 76229.7221 | 1224.343 | 0 | 76168.7221 | 1622.4322 | 7416.2482 | 2789.4825 | 3272.3119 | 82.0248 | 54 | 5057.0884 | 5915.9648 | 7683.9755
4610 | 76012.6735 | 1163.2757 | 0 | 75951.6735 | 3996.4616 | 19761.2023 | 2105.5281 | 3293.6929 | 148.9263 | 54 | 14582.4881 | 15508.266 | 17276.2767
4611 | 75158.085 | 1807.9452 | 0 | 75097.085 | 1610.3922 | 8818.0447 | 2538.7347 | 3166.3816 | 79.1127 | 244 | 7185.8838 | 8231.8481 | 9999.8588
4612 | 76851.0303 | 2106.4247 | 0 | 76790.0303 | 3503.391 | 1181.7915 | 2236.0862 | 3487.0278 | 126.119 | 54 | -4018.3157 | -3115.3451 | -1347.3344
4613 | 74603.6717 | 1964.5379 | -1964.5379 | 72578.1339 | 2395.0302 | 6335.5325 | 2291.8463 | 3135.7318 | 139.2974 | 54 | 6160.1466 | 7076.2956 | 8844.3063
4614 | 76149.4412 | 1564.032 | 0 | 76088.4412 | 4498.223 | 14791.8327 | 2097.2881 | 3268.9188 | 157.8557 | 244 | 8941.5755 | 10066.2828 | 11834.2935
4615 | 76344.3596 | 1325.6762 | 0 | 76283.3596 | 2768.1735 | 14102.9649 | 1703.4199 | 3215.1771 | 152.5539 | 54 | 9340.2288 | 10269.6342 | 12037.6449
4616 | 75397.9246 | 2218.6528 | 0 | 75336.9246 | 1668.0253 | 10047.6371 | 2203.106 | 3198.9585 | 74.463 | 54 | 7814.9517 | 8666.2662 | 10434.2769
4617 | 73704.5955 | 1289.2018 | 0 | 73643.5955 | 1962.9124 | 3712.0025 | 2459.5557 | 3126.826 | 111.6177 | 244 | 3062.0762 | 4140.5455 | 5908.5562
4618 | 76688.5846 | 1793.653 | 0 | 76627.5846 | 1926.4205 | 15496.6066 | 1961.0992 | 3245.6339 | 210.5197 | 244 | 11519.5346 | 12696.9059 | 14464.9166
4619 | 75753.7182 | 1594.4096 | 0 | 75692.7182 | 2143.3109 | 11066.9625 | 2180.3096 | 3178.5907 | 66.4174 | 190 | 7960.0337 | 8939.3026 | 10707.3133
4620 | 74686.1308 | 2032.4016 | 0 | 74625.1308 | 1979.9472 | 14169.612 | 1760.8916 | 3155.9206 | 151.4799 | 190 | 11851.5462 | 12915.8777 | 14683.8884
4621 | 75315.1203 | 1601.0822 | 0 | 75254.1203 | 1724.0549 | 12661.1156 | 1954.4362 | 3392.5136 | 111.2806 | 54 | 10400.0904 | 11288.2225 | 13056.2332
4622 | 74975.7037 | 1584.1638 | 0 | 74914.7037 | 2401.0846 | 14304.2353 | 2401.7745 | 3147.5177 | 99.8841 | 54 | 11907.9392 | 12784.6748 | 14552.6855
4623 | 76356.814 | 2197.6676 | 0 | 76295.814 | 2398.1134 | 9856.2942 | 2198.5319 | 3320.3802 | 187.214 | 190 | 6051.4789 | 7151.5444 | 8919.5551
4624 | 75308.4261 | 2323.9204 | 0 | 75247.4261 | 6343.1498 | 2874.9116 | 2458.8208 | 3266.0221 | 72.8657 | 54 | -3620.6213 | -2770.904 | -1002.8933
4625 | 74341.7492 | 1162.9232 | -1162.9232 | 73117.826 | 2981.3213 | 8621.1625 | 2367.4891 | 3137.3197 | 115.5375 | 244 | 7397.024 | 8479.413 | 10247.4237
4626 | 77358.7169 | 2438.5128 | 0 | 77297.7169 | 3734.4278 | 7150.4571 | 2312.4408 | 3498.4708 | 132.8064 | 54 | 1299.424 | 2209.082 | 3977.0927
4627 | 75185.6262 | 1516.7233 | -1516.7233 | 73607.9029 | 5394.4893 | 6730.2809 | 2292.5462 | 3193.3153 | 53.0186 | 244 | 2583.9501 | 3603.8203 | 5371.831
4628 | 76873.9897 | 1489.2018 | 0 | 76812.9897 | 3507.7753 | 16316.2689 | 2638.7996 | 3414.8192 | 209.3567 | 244 | 11419.3227 | 12595.5309 | 14363.5416
4629 | 75485.7099 | 1809.189 | 0 | 75424.7099 | 3830.9865 | 6056.863 | 2359.8832 | 3207.7676 | 87.271 | 190 | 1739.0174 | 2739.14 | 4507.1507
4630 | 76215.4521 | 1443.4054 | -1443.4054 | 74711.0468 | 2744.3096 | 6592.635 | 2669.9365 | 3349.3192 | 77.1079 | 190 | 4526.7343 | 5516.6937 | 7284.7044
4631 | 76801.2538 | 1768.9731 | 0 | 76740.2538 | 2194.2653 | 4032.1688 | 2585.852 | 3346.5056 | 29.7779 | 190 | 400.2074 | 1342.8369 | 3110.8476
4632 | 75803.3892 | 1877.5554 | -1877.5554 | 73864.8338 | 2158.7751 | 10876.8021 | 2185.2748 | 3189.9306 | 110.6297 | 54 | 9598.5986 | 10486.0799 | 12254.0906
4633 | 76333.0987 | 1796.0257 | 0 | 76272.0987 | 3837.2238 | 8830.7973 | 2258.0907 | 3240.2847 | 147.2599 | 244 | 3590.0502 | 4704.1616 | 6472.1723
4634 | 75729.1722 | 1674.7192 | 0 | 75668.1722 | 2537.5661 | 8037.0638 | 2540.3051 | 3408.3847 | 186.6643 | 380 | 5150.2153 | 6439.7312 | 8207.7419
4635 | 75124.2609 | 2382.6037 | 0 | 75063.2609 | 3279.1985 | 2768.9985 | 1820.6213 | 3188.237 | 135.6977 | 244 | -1194.4027 | -91.8534 | 1676.1573
4636 | 75347.5218 | 1423.5462 | -1423.5462 | 73862.9756 | 2796.2437 | 14458.9177 | 2153.7059 | 3203.5402 | 35.9178 | 190 | 12527.1445 | 13475.9139 | 15243.9246
4637 | 76132.1082 | 1485.954 | 0 | 76071.1082 | 1507.7164 | 17517.7827 | 1993.4376 | 3315.2388 | 230.7602 | 54 | 14617.8344 | 15625.4461 | 17393.4568
4638 | 76564.8711 | 2028.5063 | 0 | 76503.8711 | 3813.2817 | 4883.5272 | 2530.5649 | 3252.227 | 139.2197 | 434 | -280.6336 | 1015.4376 | 2783.4483
4639 | 74938.4311 | 1309.4061 | -1309.4061 | 73568.025 | 3517.2122 | 9037.322 | 2620.3016 | 3163.9924 | 196.1942 | 380 | 7106.5788 | 8405.6246 | 10173.6353
4640 | 74423.9467 | 1695.1126 | 0 | 74362.9467 | 3422.0156 | 6225.3097 | 2262.9701 | 3165.8156 | 64.4657 | 190 | 3239.3332 | 4216.6505 | 5984.6612
4641 | 76634.9397 | 1288.6873 | 0 | 76573.9397 | 2412.4518 | 4939.3915 | 1748.3721 | 3326.684 | 163.2915 | 54 | 398.256 | 1338.3991 | 3106.4098
4642 | 75749.5585 | 1673.5574 | -1673.5574 | 74015.0011 | 2334.3805 | 8842.4655 | 2508.9282 | 3261.6533 | 160.4899 | 244 | 7633.8655 | 8761.2069 | 10529.2176
4643 | 74820.7373 | 1807.7271 | 0 | 74759.7373 | 2645.5801 | 4893.9432 | 2461.0304 | 3151.6206 | 172.8633 | 54 | 2471.4768 | 3421.1916 | 5189.2023
4644 | 74313.3761 | 1678.9788 | -1678.9788 | 72573.3973 | 1718.162 | 11170.7305 | 2343.6858 | 3140.5363 | 69.7044 | 380 | 11733.5932 | 12906.1491 | 14674.1598
4645 | 76500.642 | 1845.4542 | 0 | 76439.642 | 1492.4267 | 6825.2145 | 2577.2286 | 3448.2556 | 93.4658 | 434 | 4288.83 | 5539.1473 | 7307.158
4646 | 75426.3887 | 1600.6367 | 0 | 75365.3887 | 3933.0469 | 12802.3029 | 2227.9304 | 3184.3333 | 85.8435 | 244 | 8286.3309 | 9339.026 | 11107.0367
4647 | 76106.3158 | 1292.0321 | 0 | 76045.3158 | 3287.6602 | 9807.9854 | 1896.8415 | 3340.4456 | 166.2139 | 54 | 5082.4965 | 6025.562 | 7793.5727
4648 | 76114.6044 | 1404.3875 | 0 | 76053.6044 | 2301.207 | 7477.7369 | 2742.5331 | 3234.4392 | 138.2498 | 380 | 4470.0978 | 5711.1991 | 7479.2098
4649 | 77260.6138 | 1299.0679 | 0 | 77199.6138 | 3024.3879 | 4630.2222 | 2448.2082 | 3470.2263 | 116.9532 | 190 | -305.145 | 724.6598 | 2492.6705
4650 | 76719.1388 | 1303.6001 | -1303.6001 | 75354.5386 | 4237.62 | 5379.4859 | 1920.8571 | 3449.5276 | 224.1587 | 190 | 527.912 | 1664.9222 | 3432.9329
4651 | 74651.691 | 1800.6419 | -1800.6419 | 72790.0491 | 1818.7684 | 13502.0532 | 2302.2198 | 3208.9231 | 191.6489 | 434 | 13774.5786 | 15123.0791 | 16891.0898
4652 | 75847.6581 | 1738.7058 | 0 | 75786.6581 | 2646.3855 | 6676.9426 | 2521.5936 | 3202.8974 | 85.5131 | 54 | 3338.59 | 4200.9547 | 5968.9654
4653 | 75725.8094 | 1252.4724 | 0 | 75664.8094 | 2576.7712 | 5967.0572 | 2536.2042 | 3255.7389 | 144.542 | 380 | 2887.6198 | 4135.0133 | 5903.024
4654 | 76706.1864 | 1167.1251 | 0 | 76645.1864 | 3036.7008 | 7802.8764 | 2352.5191 | 3375.412 | 145.644 | 54 | 3219.1203 | 4141.6158 | 5909.6265
4655 | 76379.217 | 2039.0192 | 0 | 76318.217 | 2161.0419 | 16781.7326 | 2283.3032 | 3456.5354 | 116.8546 | 190 | 13412.5123 | 14442.2184 | 16210.2291
4656 | 76331.7271 | 1918.3772 | 0 | 76270.7271 | 3021.1936 | 10310.7659 | 2059.489 | 3225.0595 | 160.667 | 54 | 5673.5938 | 6611.1123 | 8379.123
4657 | 76182.4559 | 1637.889 | 0 | 76121.4559 | 3734.0298 | 9395.6619 | 2087.1501 | 3352.9669 | 104.4547 | 190 | 4350.4932 | 5367.7995 | 7135.8102
4658 | 75620.559 | 1961.3246 | 0 | 75559.559 | 3550.5205 | 5131.5023 | 2539.8618 | 3177.159 | 84.9512 | 380 | 1108.6435 | 2296.4463 | 4064.457
4659 | 74221.5263 | 1227.2714 | -1227.2714 | 72933.2549 | 3115.6219 | 12032.6553 | 2451.8636 | 3124.3792 | 149.5905 | 190 | 10930.2213 | 11992.6633 | 13760.674
4660 | 76562.2751 | 1639.2869 | 0 | 76501.2751 | 3144.0597 | 4947.9667 | 2631.7949 | 3460.1466 | 86.6018 | 54 | 764.7734 | 1628.2267 | 3396.2374
4661 | 76804.299 | 1866.7826 | -1866.7826 | 74876.5164 | 3664.5925 | 3279.72 | 2584.5126 | 3464.4993 | 168.7386 | 380 | 157.823 | 1429.4131 | 3197.4238
4662 | 74920.5614 | 1276.6837 | -1276.6837 | 73582.8777 | 2578.092 | 6576.6078 | 2694.5442 | 3139.474 | 96.1202 | 434 | 5619.8564 | 6872.8282 | 8640.8389
4663 | 75902.8643 | 1980.6402 | 0 | 75841.8643 | 2874.2655 | 5883.0696 | 2040.6788 | 3286.7239 | 115.1937 | 190 | 1864.5425 | 2892.5878 | 4660.5985
4664 | 76034.6279 | 1584.4015 | -1584.4015 | 74389.2264 | 1157.106 | 7389.1675 | 2241.9452 | 3188.5675 | 129.4025 | 54 | 6643.5478 | 7549.8019 | 9317.8126
4665 | 75777.3229 | 2311.9525 | 0 | 75716.3229 | 3160.1712 | 6543.9824 | 2506.064 | 3316.2777 | 96.0519 | 54 | 2860.0301 | 3732.9336 | 5500.9443
4666 | 76152.4426 | 1956.918 | 0 | 76091.4426 | 5331.8079 | 14687.5163 | 2377.006 | 3421.62 | 139.1646 | 380 | 8433.0919 | 9675.108 | 11443.1187
4667 | 75228.4069 | 1529.0226 | 0 | 75167.4069 | 2418.0756 | 15903.1729 | 2158.6126 | 3189.7211 | 151.8996 | 54 | 13036.224 | 13964.9752 | 15732.9859
4668 | 75234.4513 | 1185.9277 | 0 | 75173.4513 | 2578.4139 | 7003.8304 | 2431.8085 | 3334.3613 | 149.7269 | 380 | 4388.3351 | 5640.9135 | 7408.9242
4669 | 76487.1002 | 1264.1014 | 0 | 76426.1002 | 2063.9307 | 6463.948 | 2550.413 | 3459.8672 | 141.9416 | 54 | 3354.3973 | 4273.1905 | 6041.2012
4670 | 76635.9995 | 1865.65 | 0 | 76574.9995 | 2581.1859 | 7098.275 | 2493.6967 | 3382.2915 | 141.4408 | 54 | 3188.2778 | 4106.5702 | 5874.5809
4671 | 73720.3083 | 2007.018 | 0 | 73659.3083 | 2597.491 | 12933.9605 | 2761.2937 | 3128.9509 | 180.7655 | 54 | 11937.6058 | 12895.2229 | 14663.2336
4672 | 76175.393 | 1845.9414 | 0 | 76114.393 | 3291.1879 | 7605.3887 | 2616.3079 | 3317.9503 | 81.5686 | 190 | 3504.266 | 4498.6862 | 6266.6969
4673 | 77407.4396 | 2167.3756 | 0 | 77346.4396 | 2423.6351 | 5526.6459 | 1928.3507 | 3479.9819 | 93.4153 | 190 | 535.1038 | 1541.3707 | 3309.3814
4674 | 75614.2248 | 2354.1527 | -2354.1527 | 73199.0721 | 3437.6028 | 3838.9944 | 2646.7678 | 3262.4063 | 98.2997 | 54 | 2481.6936 | 3356.8449 | 5124.8556
4675 | 75844.1333 | 1339.0953 | -1339.0953 | 74444.0379 | 4008.5171 | 5779.7477 | 2278.0401 | 3278.6719 | 183.1732 | 190 | 2254.1046 | 3350.1293 | 5118.14
4676 | 77042.5315 | 1662.898 | -1662.898 | 75318.6335 | 3168.2756 | 11428.5827 | 2547.2275 | 3465.8612 | 179.5819 | 54 | 8324.9623 | 9281.3957 | 11049.4064
4677 | 76728.6894 | 1380.4039 | 0 | 76667.6894 | 5298.3667 | 8106.7776 | 2248.3077 | 3229.4721 | 226.9258 | 54 | 988.7013 | 1992.4787 | 3760.4894
4678 | 74892.4166 | 1386.4245 | -1386.4245 | 73444.9921 | 2471.6081 | 8259.0804 | 2603.9592 | 3156.7689 | 138.3056 | 54 | 7473.4083 | 8388.5655 | 10156.5762
4679 | 75973.5095 | 2327.7684 | 0 | 75912.5095 | 3517.0871 | 9529.137 | 2516.2846 | 3244.5404 | 143.8414 | 380 | 5230.5654 | 6477.2583 | 8245.269
4680 | 77168.671 | 1474.0329 | 0 | 77107.671 | 2263.6547 | 7046.0863 | 2198.4063 | 3458.188 | 183.7626 | 244 | 2701.5549 | 3852.169 | 5620.1797
4681 | 75990.8835 | 1738.6541 | 0 | 75929.8835 | 3397.4059 | 4302.6268 | 1232.8226 | 3282.9596 | 217.334 | 54 | -1138.6803 | -144.4948 | 1623.5159
4682 | 74751.3933 | 1871.8039 | -1871.8039 | 72818.5894 | 3127.6207 | 4296.8959 | 1818.9108 | 3213.1311 | 124.9551 | 54 | 2752.9278 | 3654.7345 | 5422.7452
4683 | 76805.6387 | 1635.2949 | 0 | 76744.6387 | 2860.8911 | 5006.0791 | 2109.8222 | 3457.7034 | 229.9405 | 190 | 338.2749 | 1481.067 | 3249.0777
4684 | 76277.3638 | 1909.5048 | -1909.5048 | 74306.8589 | 2842.7463 | 10230.1057 | 2168.3608 | 3254.0616 | 84.5756 | 190 | 7873.1228 | 8870.55 | 10638.5607
4685 | 75703.8809 | 1186.8168 | 0 | 75642.8809 | 3715.4269 | 2051.3756 | 2194.7055 | 3225.2143 | 66.6224 | 244 | -2516.8124 | -1483.3385 | 284.6722
4686 | 75933.4278 | 1680.5582 | -1680.5582 | 74191.8696 | 4131.2688 | 1820.281 | 2351.8888 | 3263.033 | 221.0416 | 190 | -1517.7356 | -383.8424 | 1384.1683
4687 | 75939.3033 | 1260.667 | -1260.667 | 74617.6362 | 2358.5144 | 13441.1351 | 1312.8414 | 3346.8185 | 177.3115 | 190 | 10494.8443 | 11585.0073 | 13353.018
4688 | 75390.9672 | 1630.1516 | 0 | 75329.9672 | 3103.2038 | 12346.622 | 1816.0401 | 3242.8868 | 191.078 | 244 | 8342.5779 | 9500.5075 | 11268.5182
4689 | 74048.8514 | 1450.145 | 0 | 73987.8514 | 2302.707 | 9849.4837 | 2607.6322 | 3222.0813 | 57.5268 | 54 | 8758.8388 | 9593.2171 | 11361.2278
4690 | 76204.9385 | 1749.2576 | 0 | 76143.9385 | 3038.2265 | 8258.8284 | 2837.8559 | 3295.1765 | 105.1613 | 380 | 4579.8958 | 5787.9086 | 7555.9193
4691 | 74562.3509 | 1886.1172 | 0 | 74501.3509 | 5112.345 | 9125.4169 | 2327.6756 | 3140.6342 | 210.435 | 190 | 4350.2308 | 5473.5174 | 7241.5281
4692 | 74886.9397 | 2058.4337 | 0 | 74825.9397 | 3628.7694 | 14442.3181 | 1660.6917 | 3193.1245 | 159.6268 | 434 | 10211.6253 | 11528.1036 | 13296.1143
4693 | 75333.0586 | 2065.1614 | 0 | 75272.0586 | 2689.2387 | 9110.2705 | 2219.8414 | 3314.1717 | 160.4173 | 54 | 6053.1864 | 6990.4552 | 8758.4659
4694 | 74618.9917 | 1315.8014 | 0 | 74557.9917 | 2195.8185 | 9344.4848 | 1942.4518 | 3163.3271 | 119.7767 | 244 | 7066.6536 | 8153.2819 | 9921.2926
4695 | 76410.6899 | 1160.3399 | 0 | 76349.6899 | 4298.8568 | 9623.8441 | 2353.232 | 3432.8851 | 128.6913 | 54 | 4131.6145 | 5037.1574 | 6805.1681
4696 | 74699.1201 | 1929.9121 | 0 | 74638.1201 | 4145.0411 | 7412.5096 | 2715.2448 | 3132.5546 | 173.3724 | 54 | 3847.3477 | 4797.5717 | 6565.5824
4697 | 77473.9072 | 1608.6443 | 0 | 77412.9072 | 2576.9056 | 4386.4749 | 2121.9003 | 3531.3923 | 54.7847 | 244 | -579.8453 | 441.791 | 2209.8017
4698 | 77310.7272 | 1472.468 | -1472.468 | 75777.2592 | 3852.3259 | 5294.2432 | 2869.3459 | 3315.058 | 161.3327 | 380 | 1219.262 | 2483.4463 | 4251.457
4699 | 74552.7099 | 1881.4547 | -1881.4547 | 72610.2552 | 4035.4462 | 15834.8505 | 2275.3956 | 3228.6077 | 130.5572 | 244 | 14063.3524 | 15160.7611 | 16928.7718
4700 | 75474.7519 | 1868.2428 | 0 | 75413.7519 | 1558.7293 | 6208.2596 | 2299.1754 | 3171.0401 | 110.1715 | 54 | 4076.1938 | 4963.2168 | 6731.2275
4701 | 75775.0879 | 1220.3812 | 0 | 75714.0879 | 2055.3871 | 4278.1262 | 2099.8183 | 3305.9421 | 80.0204 | 434 | 1284.6115 | 2521.4835 | 4289.4942
4702 | 76102.5644 | 1566.2762 | -1566.2762 | 74475.2881 | 3342.4842 | 8959.6228 | 2311.6974 | 3278.4634 | 111.138 | 190 | 6102.2112 | 7126.2008 | 8894.2115
4703 | 76032.2226 | 1589.6692 | 0 | 75971.2226 | 3185.3664 | 3405.3992 | 2446.6322 | 3461.2882 | 55.1346 | 244 | -473.0694 | 548.9167 | 2316.9274
4704 | 74659.5605 | 1040.2365 | -1040.2365 | 73558.324 | 3456.5068 | 7840.4724 | 2253.759 | 3181.0022 | 156.7669 | 190 | 5630.6027 | 6700.2211 | 8468.2318
4705 | 76368.9727 | 1963.8343 | 0 | 76307.9727 | 2521.7084 | 16871.9097 | 2022.3956 | 3451.2151 | 155.1796 | 54 | 12886.0393 | 13818.0705 | 15586.0812
4706 | 75430.1773 | 1440.4687 | 0 | 75369.1773 | 4548.5158 | 5628.457 | 2052.0548 | 3216.1104 | 187.1077 | 54 | 349.1291 | 1313.0884 | 3081.0991
4707 | 74241.1188 | 1525.6014 | -1525.6014 | 72654.5174 | 2994.6546 | 12290.281 | 2195.7505 | 3125.6022 | 128.1909 | 380 | 11332.6617 | 12563.7042 | 14331.7149
4708 | 76674.7008 | 1640.5071 | 0 | 76613.7008 | 2645.7608 | 9268.7572 | 2668.2532 | 3480.7396 | 113.9079 | 190 | 5528.4885 | 6555.248 | 8323.2587
4709 | 76574.7072 | 1563.6538 | 0 | 76513.7072 | 4904.3824 | 5986.9281 | 2516.2775 | 3349.1153 | 130.1624 | 244 | -195.5687 | 901.4453 | 2669.456
4710 | 75737.8005 | 1528.9281 | -1528.9281 | 74147.8724 | 1789.2168 | 4728.9819 | 2336.305 | 3201.6923 | 126.773 | 190 | 3700.0899 | 4739.7145 | 6507.7252
4711 | 74196.8453 | 1538.7124 | 0 | 74135.8453 | 2417.3669 | 14251.8513 | 2609.0571 | 3124.4783 | 135.3073 | 190 | 12802.3745 | 13850.5333 | 15618.544
4712 | 74172.8823 | 1390.9631 | 0 | 74111.8823 | 2203.2446 | 4481.1925 | 2384.9935 | 3153.8036 | 104.9729 | 434 | 3075.0626 | 4336.8871 | 6104.8978
4713 | 76742.3309 | 1531.6689 | 0 | 76681.3309 | 4226.4689 | 8385.2956 | 2513.1418 | 3414.422 | 203.5088 | 190 | 2775.2595 | 3891.6198 | 5659.6305
4714 | 75340.9921 | 2181.7876 | 0 | 75279.9921 | 2070.687 | 3983.9098 | 2651.9683 | 3235.7957 | 142.6242 | 54 | 1891.1947 | 2810.6705 | 4578.6812
4715 | 75821.5515 | 1463.9491 | -1463.9491 | 74296.6024 | 2661.1332 | 4793.9132 | 2173.5883 | 3177.7963 | 112.0955 | 54 | 2557.7623 | 3446.7093 | 5214.72
4716 | 74144.2905 | 1468.7726 | 0 | 74083.2905 | 5957.8481 | 7672.769 | 2554.3061 | 3151.2917 | 173.0804 | 54 | 2707.4282 | 3657.3602 | 5425.3709
4717 | 74140.9536 | 1879.0704 | 0 | 74079.9536 | 3663.8642 | 23933.4616 | 2265.7548 | 3140.8052 | 135.5214 | 190 | 20966.4038 | 22014.7767 | 23782.7874
4718 | 75077.3575 | 1838.911 | 0 | 75016.3575 | 1529.692 | 7407.9105 | 1890.5849 | 3129.6932 | 131.7871 | 54 | 5252.339 | 6160.9776 | 7928.9883
4719 | 74936.4418 | 1470.0267 | 0 | 74875.4418 | 3269.4729 | 6557.883 | 2375.7492 | 3209.8452 | 151.1866 | 244 | 3368.7629 | 4486.801 | 6254.8117
4720 | 74626.989 | 1007.6914 | 0 | 74565.989 | 3954.0035 | 3700.5033 | 2582.0655 | 3161.2211 | 103.8636 | 434 | 293.9973 | 1554.7125 | 3322.7232
4721 | 75168.1265 | 1569.736 | -1569.736 | 73537.3906 | 2768.9775 | 3604.9095 | 2495.0925 | 3188.4627 | 112.3774 | 244 | 2352.2967 | 3431.5257 | 5199.5364
4722 | 76666.011 | 1879.2886 | -1879.2886 | 74725.7224 | 754.4662 | 9008.3707 | 2512.6134 | 3432.1458 | 119.6961 | 380 | 8843.1412 | 10065.6889 | 11833.6996
4723 | 76088.9765 | 1459.1573 | 0 | 76027.9765 | 2850.4962 | 8671.9985 | 2071.1554 | 3217.3917 | 140.6084 | 244 | 4452.2728 | 5559.7328 | 7327.7435
4724 | 74887.875 | 1351.9217 | 0 | 74826.875 | 2180.8551 | 9369.1288 | 1979.662 | 3146.2045 | 148.723 | 190 | 6857.4652 | 7919.0398 | 9687.0505
4725 | 76988.353 | 1761.3136 | 0 | 76927.353 | 3035.8485 | 6149.828 | 2312.753 | 3249.2479 | 200.8562 | 380 | 1118.8274 | 2422.5351 | 4190.5458
4726 | 75801.745 | 1282.3602 | -1282.3602 | 74458.3848 | 3300.1999 | 11950.5407 | 2252.037 | 3189.4229 | 166.3812 | 380 | 9003.6159 | 10272.8487 | 12040.8594
4727 | 76432.0115 | 1883.8155 | 0 | 76371.0115 | 2085.5848 | 11539.1596 | 2192.4211 | 3458.6403 | 188.7658 | 380 | 8103.8248 | 9395.4421 | 11163.4528
4728 | 76389.3457 | 1305.2767 | 0 | 76328.3457 | 3493.2806 | 4581.6239 | 2146.2824 | 3493.2522 | 143.5692 | 190 | -230.2679 | 826.1529 | 2594.1636
4729 | 74944.9344 | 1385.1953 | -1385.1953 | 73498.7392 | 3226.9725 | 2632.5566 | 2423.6711 | 3199.2961 | 172.1654 | 190 | 900.0122 | 1985.0291 | 3753.0398
4730 | 75673.5617 | 1784.3719 | -1784.3719 | 73828.1897 | 2833.6647 | 13304.2063 | 2224.2787 | 3263.5731 | 98.0237 | 54 | 11500.4038 | 12375.279 | 14143.2897
4731 | 74439.3208 | 1278.512 | 0 | 74378.3208 | 3686.8663 | 7628.42 | 2687.5902 | 3141.4458 | 124.7492 | 190 | 4762.4688 | 5800.0695 | 7568.0802
4732 | 74175.9716 | 1448.0065 | 0 | 74114.9716 | 2144.3569 | 3463.0194 | 2435.3917 | 3126.8752 | 89.2597 | 380 | 2136.1576 | 3328.2689 | 5096.2796
4733 | 76336.3709 | 1896.3122 | -1896.3122 | 74379.0587 | 2630.0546 | 2504.1818 | 2754.7992 | 3474.3594 | 145.482 | 380 | 1094.4271 | 2342.7607 | 4110.7714
4734 | 76246.9406 | 2144.7075 | -2144.7075 | 74041.2331 | 3178.228 | 4657.9086 | 2097.0837 | 3273.3511 | 127.2714 | 244 | 2179.0823 | 3273.2053 | 5041.216
4735 | 77656.8183 | 1372.6597 | -1372.6597 | 76223.1586 | 3376.6221 | 7838.0045 | 2551.778 | 3562.3658 | 227.1538 | 244 | 3722.5676 | 4916.573 | 6684.5837
4736 | 76589.4052 | 1768.7497 | 0 | 76528.4052 | 3717.9425 | 11494.6638 | 2052.816 | 3445.8059 | 143.3657 | 380 | 6117.138 | 7363.3553 | 9131.366
4737 | 74777.9864 | 1451.0919 | 0 | 74716.9864 | 2550.2106 | 2830.9332 | 2362.2209 | 3196.1052 | 162.8377 | 190 | 492.2624 | 1567.9516 | 3335.9623
4738 | 74401.8019 | 1781.7847 | -1781.7847 | 72559.0172 | 5258.5105 | 5595.827 | 2157.5818 | 3133.4111 | 130.204 | 190 | 2439.4921 | 3482.5477 | 5250.5584
4739 | 76119.9691 | 1842.2487 | -1842.2487 | 74216.7204 | 5145.4849 | 7474.4389 | 2205.1008 | 3396.3872 | 52.4052 | 190 | 3083.9217 | 4049.1785 | 5817.1892
4740 | 75530.0464 | 2153.5122 | 0 | 75469.0464 | 3875.2339 | 7212.8892 | 2302.5179 | 3230.3508 | 83.7855 | 190 | 2771.6776 | 3768.3147 | 5536.3254
4741 | 76113.1367 | 1734.6652 | 0 | 76052.1367 | 1344.9413 | 5185.0926 | 2225.5265 | 3356.7527 | 192.4912 | 54 | 2740.4938 | 3709.8366 | 5477.8473
4742 | 73679.8776 | 1568.9757 | 0 | 73618.8776 | 4634.9752 | 4562.5833 | 2526.7517 | 3130.1891 | 173.2354 | 380 | 1335.8713 | 2611.9582 | 4379.9689
4743 | 75470.9488 | 1762.8662 | -1762.8662 | 73647.0826 | 2719.6871 | 7132.4212 | 2546.4556 | 3300.9315 | 157.6071 | 244 | 5983.2386 | 7107.6973 | 8875.708
4744 | 77359.5778 | 1460.3302 | 0 | 77298.5778 | 3966.0926 | 3296.8672 | 2427.3405 | 3508.2802 | 77.8414 | 190 | -2661.9825 | -1671.2895 | 96.7212
4745 | 76347.2871 | 1542.3824 | -1542.3824 | 74743.9047 | 948.3844 | 10561.7193 | 2660.0276 | 3321.9342 | 128.2695 | 190 | 10221.5921 | 11262.7131 | 13030.7238
4746 | 75981.8373 | 2178.586 | 0 | 75920.8373 | 2379.9549 | 9349.5209 | 2511.5111 | 3268.2459 | 129.3968 | 380 | 6198.6857 | 7430.9341 | 9198.9448
4747 | 76628.6645 | 1778.0884 | 0 | 76567.6645 | 1387.6885 | 5312.8876 | 2117.842 | 3417.3968 | 208.7795 | 380 | 2262.9734 | 3574.6044 | 5342.6151
4748 | 75561.9677 | 1439.3945 | -1439.3945 | 74061.5732 | 4213.9421 | 4421.1095 | 1916.5291 | 3291.9348 | 106.5702 | 190 | 724.2581 | 1743.6798 | 3511.6905
4749 | 74421.1048 | 1521.771 | -1521.771 | 72838.3338 | 2290.288 | 12511.1225 | 2090.3036 | 3125.3467 | 117.4327 | 54 | 11968.351 | 12862.6353 | 14630.646
4750 | 74396.963 | 1795.2786 | 0 | 74335.963 | 3464.3064 | 3173.6626 | 2324.9758 | 3144.3644 | 114.4078 | 54 | 212.9334 | 1104.1927 | 2872.2034
4751 | 74376.4308 | 1795.4093 | -1795.4093 | 72520.0215 | 3499.6286 | 6565.7549 | 2029.6457 | 3173.9202 | 52.13 | 54 | 5119.8707 | 5948.8522 | 7716.8629
4752 | 76030.4645 | 1578.3295 | 0 | 75969.4645 | 3447.8306 | 13807.7532 | 2134.638 | 3303.0732 | 208.3107 | 54 | 9198.3693 | 10183.5316 | 11951.5423
4753 | 75258.9176 | 1491.5746 | 0 | 75197.9176 | 1565.3479 | 16861.271 | 2509.2887 | 3134.4812 | 223.429 | 244 | 15111.9755 | 16302.2561 | 18070.2668
4754 | 77226.9934 | 1685.4876 | 0 | 77165.9934 | 2078.4526 | 14374.4013 | 2248.057 | 3545.7644 | 127.3637 | 54 | 10293.9767 | 11198.1919 | 12966.2026
4755 | 76823.116 | 1764.7378 | 0 | 76762.116 | 2375.0188 | 11836.5352 | 2121.9854 | 3472.425 | 136.8569 | 54 | 7664.0108 | 8577.7192 | 10345.7299
4756 | 75103.9824 | 2402.2191 | 0 | 75042.9824 | 2463.1375 | 9658.7299 | 2101.684 | 3137.9483 | 65.1801 | 54 | 6762.4424 | 7604.474 | 9372.4847
4757 | 76517.2583 | 1162.8836 | 0 | 76456.2583 | 2858.4458 | 20224.1081 | 2418.9646 | 3323.9554 | 153.8829 | 380 | 16022.524 | 17279.2585 | 19047.2692
4758 | 75071.0374 | 2264.6364 | 0 | 75010.0374 | 2918.5764 | 13095.2096 | 2416.8866 | 3211.892 | 181.256 | 54 | 10165.5744 | 11123.682 | 12891.6927
4759 | 76959.3201 | 2292.9545 | 0 | 76898.3201 | 3861.8482 | 4399.2969 | 2305.0883 | 3437.1935 | 168.2729 | 434 | -1248.3896 | 76.7348 | 1844.7455
4760 | 74329.2578 | 1413.0593 | -1413.0593 | 72855.1984 | 2357.244 | 20371.8119 | 2149.0837 | 3177.014 | 114.8037 | 190 | 19855.6671 | 20883.3223 | 22651.333
4761 | 75332.8075 | 1690.3373 | 0 | 75271.8075 | 3415.1715 | 11557.8453 | 2395.467 | 3181.8906 | 178.2314 | 54 | 7818.4239 | 8773.5069 | 10541.5176
4762 | 76896.738 | 1475.6894 | 0 | 76835.738 | 3664.8235 | 9738.7975 | 1874.5533 | 3474.5314 | 181.0548 | 434 | 3957.5207 | 5295.4271 | 7063.4378
4763 | 75272.6708 | 1231.9819 | 0 | 75211.6708 | 1615.5348 | 3160.2049 | 2289.3573 | 3215.9448 | 185.3049 | 380 | 1208.5014 | 2496.6578 | 4264.6685
4764 | 75645.5633 | 1395.5632 | -1395.5632 | 74189.0001 | 2939.9404 | 8951.5545 | 2077.1714 | 3259.7038 | 169.1774 | 244 | 6529.6892 | 7665.7182 | 9433.7289
4765 | 75115.7907 | 1708.4709 | 0 | 75054.7907 | 3572.9882 | 16972.6602 | 2144.2238 | 3284.3097 | 168.02 | 244 | 13143.6148 | 14278.4864 | 16046.4971
4766 | 75258.8583 | 1436.8708 | 0 | 75197.8583 | 3346.6243 | 12779.0437 | 2587.523 | 3295.9928 | 110.0219 | 190 | 9488.2769 | 10511.1504 | 12279.1611
4767 | 74351.4356 | 2012.0601 | 0 | 74290.4356 | 4474.6739 | 15788.646 | 2320.0957 | 3149.0567 | 173.7364 | 54 | 11862.889 | 12813.4769 | 14581.4876
4768 | 75547.6141 | 1463.973 | 0 | 75486.6141 | 3042.5246 | 4110.7169 | 2328.7352 | 3189.3646 | 84.6946 | 244 | 469.8781 | 1521.4242 | 3289.4349
4769 | 75855.4211 | 2030.0487 | -2030.0487 | 73764.3725 | 2817.304 | 6184.9311 | 2548.7018 | 3182.7838 | 136.5542 | 380 | 4704.9403 | 5944.346 | 7712.3567
4770 | 73986.4514 | 2001.1848 | 0 | 73925.4514 | 4187.4403 | 12606.224 | 2389.9355 | 3176.6544 | 104.9632 | 244 | 9430.1222 | 10501.937 | 12269.9477
4771 | 76749.1564 | 1988.4436 | 0 | 76688.1564 | 2977.5367 | 7820.1654 | 1795.9483 | 3340.7243 | 160.6413 | 190 | 2661.3448 | 3734.8377 | 5502.8484
4772 | 75866.8829 | 2064.5298 | 0 | 75805.8829 | 3411.3158 | 9489.8396 | 2229.5611 | 3423.4129 | 158.2831 | 54 | 5295.815 | 6230.9497 | 7998.9604
4773 | 74188.4969 | 1671.7637 | 0 | 74127.4969 | 5513.1802 | 4211.0209 | 2635.7267 | 3140.3388 | 132.1228 | 54 | -283.3907 | 625.5837 | 2393.5944
4774 | 75957.7368 | 1918.898 | -1918.898 | 73977.8387 | 2939.035 | 20581.2387 | 2420.7879 | 3303.998 | 118.0337 | 190 | 18759.3509 | 19790.2362 | 21558.2469
4775 | 75563.0328 | 1403.1499 | 0 | 75502.0328 | 3478.763 | 11934.1914 | 2408.3835 | 3215.4575 | 119.5201 | 380 | 7947.4366 | 9169.8083 | 10937.819
4776 | 76536.0378 | 1799.2218 | 0 | 76475.0378 | 4409.7184 | 11389.8179 | 2382.9303 | 3366.1057 | 172.129 | 190 | 5624.2977 | 6709.2782 | 8477.2889
4777 | 75811.2427 | 2277.3126 | 0 | 75750.2427 | 3270.8231 | 9358.643 | 2495.0029 | 3413.8725 | 101.608 | 190 | 5616.6525 | 6631.1121 | 8399.1228
4778 | 76361.9755 | 1584.1394 | 0 | 76300.9755 | 1035.2173 | 1002.5013 | 2530.5513 | 3373.9365 | 138.0264 | 190 | -1059.0037 | -8.1257 | 1759.885
4779 | 74704.3733 | 1926.9877 | -1926.9877 | 72716.3856 | 3339.4911 | 9933.9448 | 2745.3515 | 3140.8158 | 157.5164 | 190 | 9134.4353 | 10204.8033 | 11972.814
4780 | 75587.852 | 1945.9523 | 0 | 75526.852 | 3012.6639 | 7160.8453 | 2495.865 | 3188.5734 | 111.5729 | 434 | 3675.9678 | 4944.3922 | 6712.4029
4781 | 75196.9486 | 1956.3962 | 0 | 75135.9486 | 1997.5777 | 10651.377 | 2404.2744 | 3255.8906 | 149.5664 | 434 | 8548.2158 | 9854.6337 | 11622.6444
4782 | 76866.5646 | 2071.6109 | 0 | 76805.5646 | 2403.4819 | 8743.9028 | 2448.9066 | 3388.5975 | 114.2874 | 244 | 4742.5604 | 5823.6993 | 7591.71
4783 | 76505.4014 | 2300.6813 | 0 | 76444.4014 | 2695.9821 | 4806.0941 | 2479.5716 | 3388.296 | 92.0385 | 434 | 903.7781 | 2152.6682 | 3920.6789
4784 | 77682.2237 | 1962.9911 | -1962.9911 | 75658.2326 | 2600.9573 | 5613.9813 | 2374.495 | 3404.7944 | 175.6679 | 244 | 2504.2808 | 3646.8002 | 5414.8109
4785 | 75653.8596 | 1900.9582 | 0 | 75592.8596 | 3870.3133 | 11736.4543 | 2667.8258 | 3280.1949 | 123.4653 | 190 | 7591.5021 | 8627.8189 | 10395.8296
4786 | 76400.7782 | 1386.7752 | 0 | 76339.7782 | 2257.3755 | 10784.729 | 2219.452 | 3339.5867 | 111.4131 | 190 | 7116.814 | 8141.0786 | 9909.0893
4787 | 76841.5543 | 1943.5768 | 0 | 76780.5543 | 1654.9804 | 3086.8013 | 2745.3135 | 3327.5092 | 147.5601 | 54 | 94.2893 | 1018.7009 | 2786.7116
4788 | 76839.2671 | 1728.8423 | -1728.8423 | 75049.4248 | 2580.0392 | 7655.6186 | 1402.2428 | 3441.4696 | 153.7676 | 190 | 4240.0669 | 5306.6861 | 7074.6968
4789 | 76455.349 | 1299.5852 | 0 | 76394.349 | 2996.0089 | 8910.7386 | 2327.3241 | 3294.5548 | 70.217 | 54 | 4512.4596 | 5359.5281 | 7127.5388
4790 | 73951.9029 | 1612.9552 | 0 | 73890.9029 | 3347.2827 | 6165.0672 | 2024.6459 | 3157.971 | 156.8833 | 54 | 3479.6986 | 4413.4335 | 6181.4442
4791 | 74571.509 | 1859.7069 | 0 | 74510.509 | 3190.0492 | 3930.8293 | 2595.5016 | 3161.3091 | 38.9503 | 54 | 1357.2817 | 2173.0836 | 3941.0943
4792 | 77213.353 | 1575.7521 | -1575.7521 | 75576.6009 | 2488.6817 | 5237.9444 | 2186.5621 | 3395.5699 | 91.1593 | 190 | 2124.9938 | 3129.0047 | 4897.0154
4793 | 74701.5023 | 1816.9223 | -1816.9223 | 72823.5799 | 2200.0869 | 21518.8898 | 2318.9493 | 3298.7756 | 125.1274 | 244 | 21483.1478 | 22575.1267 | 24343.1374
4794 | 75820.1902 | 1227.4775 | 0 | 75759.1902 | 1929.5109 | 5971.5116 | 2596.2842 | 3399.1689 | 171.4771 | 54 | 3648.4635 | 4596.7922 | 6364.8029
4795 | 75207.1379 | 2129.1006 | 0 | 75146.1379 | 1860.945 | 2834.5058 | 2374.8676 | 3216.7151 | 171.131 | 54 | 789.2056 | 1737.1882 | 3505.1989
4796 | 74520.6583 | 1492.9301 | -1492.9301 | 72966.7282 | 3282.3584 | 7402.7202 | 2404.5973 | 3175.3402 | 103.2197 | 244 | 6103.7711 | 7173.8424 | 8941.8531
4797 | 74966.5448 | 1494.6149 | 0 | 74905.5448 | 2290.0593 | 4191.0702 | 2582.3402 | 3203.6234 | 164.0816 | 54 | 2151.6298 | 3092.5629 | 4860.5736
4798 | 75715.1324 | 1931.5549 | -1931.5549 | 73722.5774 | 2066.8087 | 3039.2604 | 2360.764 | 3271.0368 | 202.8317 | 190 | 2251.8751 | 3367.5583 | 5135.569
4799 | 75679.7272 | 1588.7374 | -1588.7374 | 74029.9898 | 3179.3169 | 12722.9983 | 2236.71 | 3409.3022 | 85.5407 | 54 | 10529.9038 | 11392.2961 | 13160.3068
4800 | 74198.5698 | 1123.4146 | 0 | 74137.5698 | 4221.3796 | 6230.8694 | 2219.2582 | 3123.7106 | 183.3216 | 434 | 2585.0888 | 3925.2619 | 5693.2726
4801 | 75152.2836 | 1731.499 | 0 | 75091.2836 | 3790.1709 | 5311.4143 | 2542.2035 | 3135.1125 | 121.1063 | 244 | 1477.4759 | 2565.4337 | 4333.4444
4802 | 75617.9404 | 1687.9007 | -1687.9007 | 73869.0397 | 1898.1358 | 8317.4249 | 2738.1612 | 3355.1096 | 207.7018 | 190 | 8013.7201 | 9134.2735 | 10902.2842
4803 | 73547.1576 | 2067.9258 | 0 | 73486.1576 | 2995.9233 | 4011.7376 | 2445.8388 | 3123.1546 | 117.4775 | 54 | 2468.8502 | 3363.1792 | 5131.1899
4804 | 74319.0737 | 1535.5286 | -1535.5286 | 72722.5451 | 2764.8555 | 10724.9252 | 1641.5002 | 3153.6522 | 79.2653 | 380 | 9402.877 | 10584.9938 | 12353.0045
4805 | 74956.6941 | 1593.4958 | 0 | 74895.6941 | 4989.2183 | 3940.5579 | 2637.0269 | 3129.7975 | 134.4021 | 244 | -807.33 | 293.9237 | 2061.9344
4806 | 76412.6994 | 1893.0732 | -1893.0732 | 74458.6263 | 1815.3509 | 3377.6969 | 2544.2847 | 3343.8166 | 135.3725 | 54 | 2362.0211 | 3274.2451 | 5042.2558
4807 | 74412.1351 | 1895.8445 | -1895.8445 | 72455.2906 | 3864.4219 | 12025.5761 | 1637.786 | 3143.4967 | 121.0311 | 190 | 9857.3462 | 10891.2289 | 12659.2396
4808 | 74983.338 | 1459.7243 | 0 | 74922.338 | 3159.6146 | 7888.1724 | 2465.6926 | 3277.0897 | 88.443 | 244 | 4919.202 | 5974.4965 | 7742.5072
4809 | 75854.6517 | 2008.5979 | 0 | 75793.6517 | 3546.5997 | 4038.4827 | 2545.9178 | 3390.678 | 34.0332 | 54 | 5.0272 | 815.912 | 2583.9227
4810 | 75187.3718 | 1386.8086 | -1386.8086 | 73739.5632 | 1641.3961 | 7495.3774 | 2167.0624 | 3348.3608 | 76.5115 | 244 | 7000.0413 | 8043.4044 | 9811.4151
4811 | 75332.6057 | 1209.5509 | 0 | 75271.6057 | 2558.7033 | 7804.0144 | 2499.6179 | 3291.8356 | 106.9216 | 54 | 5135.3589 | 6019.132 | 7787.1427
4812 | 77277.2778 | 1397.0861 | 0 | 77216.2778 | 2894.3669 | 13114.8317 | 2377.184 | 3472.8037 | 189.2503 | 380 | 8224.3747 | 9516.4766 | 11284.4873
4813 | 76582.876 | 2236.1552 | 0 | 76521.876 | 4111.0993 | 28366.5441 | 2802.1426 | 3360.6575 | 154.494 | 54 | 23266.5689 | 24197.9145 | 25965.9252
4814 | 74841.4628 | 1768.998 | 0 | 74780.4628 | 2922.5844 | 5456.366 | 2332.7067 | 3144.9347 | 153.6706 | 244 | 2601.1602 | 3721.6823 | 5489.693
4815 | 74509.1503 | 2021.3071 | 0 | 74448.1503 | 2378.9645 | 8699.5423 | 2735.069 | 3158.9057 | 114.5373 | 190 | 7136.6021 | 8163.991 | 9932.0017
4816 | 76149.0022 | 1552.1707 | 0 | 76088.0022 | 1398.9702 | 9164.1999 | 2698.0362 | 3183.874 | 137.5184 | 434 | 6929.3377 | 8223.7076 | 9991.7183
4817 | 75365.7194 | 1182.0271 | 0 | 75304.7194 | 3208.2436 | 4008.7508 | 2218.48 | 3261.4489 | 125.1551 | 54 | 345.9168 | 1247.9235 | 3015.9342
4818 | 74215.2511 | 1532.3355 | -1532.3355 | 72621.9156 | 2368.8614 | 7120.0465 | 2246.0013 | 3178.808 | 184.0251 | 190 | 6924.2787 | 8021.1554 | 9789.1661
4819 | 77015.4347 | 1838.1265 | 0 | 76954.4347 | 3709.881 | 9963.0093 | 2475.6859 | 3320.9778 | 116.6974 | 244 | 4465.5573 | 5549.1062 | 7317.1169
4820 | 74700.1173 | 1621.3922 | 0 | 74639.1173 | 3807.3493 | 16602.7483 | 1793.9909 | 3137.3768 | 142.3213 | 244 | 12457.8494 | 13567.0223 | 15335.033
4821 | 77232.4747 | 1851.8702 | 0 | 77171.4747 | 3002.7651 | 14871.0529 | 2538.8027 | 3493.701 | 188.9193 | 190 | 10099.5168 | 11201.2876 | 12969.2983
4822 | 74784.4672 | 1553.6005 | 0 | 74723.4672 | 2640.4513 | 5227.187 | 2500.5304 | 3208.6863 | 175.4615 | 54 | 2942.6852 | 3894.9983 | 5663.009
4823 | 74879.1691 | 1355.5612 | 0 | 74818.1691 | 3236.5353 | 16154.3501 | 2129.5731 | 3283.7259 | 216.8216 | 190 | 12883.1447 | 14012.8179 | 15780.8286
4824 | 75995.7708 | 1651.9281 | 0 | 75934.7708 | 2560.6711 | 9974.1717 | 2531.2199 | 3229.5989 | 108.5461 | 54 | 6609.7486 | 7495.1463 | 9263.157
4825 | 76778.5099 | 1479.5849 | 0 | 76717.5099 | 2257.4244 | 10151.2032 | 2266.663 | 3412.9782 | 232.7308 | 190 | 6226.1101 | 7371.6925 | 9139.7032
4826 | 76808.4625 | 1521.1594 | 0 | 76747.4625 | 1509.3518 | 5709.3524 | 2483.4202 | 3499.3423 | 116.3074 | 244 | 2805.5005 | 3888.6595 | 5656.6702
4827 | 76016.3891 | 2172.67 | 0 | 75955.3891 | 2779.8358 | 7170.3961 | 2809.687 | 3202.4493 | 113.295 | 190 | 3817.5075 | 4843.654 | 6611.6647
4828 | 75445.0099 | 1819.5432 | 0 | 75384.0099 | 3717.3488 | 4501.915 | 2585.1456 | 3191.8349 | 156.7406 | 54 | 547.7367 | 1481.329 | 3249.3397
4829 | 76271.0491 | 1455.1906 | -1455.1906 | 74754.8585 | 4403.2334 | 10958.3873 | 2560.6131 | 3243.0036 | 136.0301 | 190 | 6974.1121 | 8022.9937 | 9791.0044
4830 | 73930.9736 | 1551.3807 | 0 | 73869.9736 | 3786.495 | 10308.1036 | 2236.7022 | 3135.1083 | 145.3644 | 54 | 7393.6455 | 8315.8615 | 10083.8722
4831 | 75571.8407 | 1876.5428 | 0 | 75510.8407 | 2246.9009 | 13231.661 | 2530.0344 | 3139.3061 | 80.2241 | 54 | 10513.4599 | 11370.5356 | 13138.5463
4832 | 75602.3465 | 1549.4425 | 0 | 75541.3465 | 2962.5355 | 17200.5351 | 1726.3233 | 3237.3144 | 133.4665 | 380 | 13030.4907 | 14266.8087 | 16034.8194
4833 | 76030.6678 | 1733.6386 | 0 | 75969.6678 | 1286.6847 | 10971.9621 | 2108.8333 | 3356.0686 | 86.7524 | 190 | 8550.7115 | 9550.3155 | 11318.3262
4834 | 75352.6082 | 1907.3558 | 0 | 75291.6082 | 3897.4899 | 3390.8842 | 1640.3956 | 3188.1742 | 130.4133 | 190 | -1599.4442 | -556.1793 | 1211.8314
4835 | 76487.2164 | 2166.7161 | -2166.7161 | 74259.5003 | 2210.2684 | 8285.7273 | 2502.3417 | 3357.9039 | 113.8961 | 244 | 7046.4042 | 8127.1518 | 9895.1625
4836 | 75251.9521 | 1415.6385 | 0 | 75190.9521 | 1945.2133 | 7226.2443 | 2334.2436 | 3174.5395 | 122.3069 | 434 | 4969.0621 | 6248.2205 | 8016.2312
4837 | 74423.7625 | 1538.6108 | 0 | 74362.7625 | 3300.818 | 5233.7076 | 2451.4461 | 3123.6095 | 167.1971 | 190 | 2515.3827 | 3595.4314 | 5363.4421
4838 | 74764.6649 | 1533.2916 | 0 | 74703.6649 | 3545.7486 | 5726.2635 | 2330.0108 | 3222.436 | 181.863 | 434 | 2399.4968 | 3738.2113 | 5506.222
4839 | 77683.7873 | 1240.8647 | -1240.8647 | 76381.9226 | 2548.0293 | 4876.5269 | 2495.9544 | 3486.0722 | 87.5039 | 54 | 1298.8015 | 2163.1569 | 3931.1676
4840 | 76708.0681 | 1516.239 | -1516.239 | 75130.829 | 1986.0347 | 10211.5872 | 2191.561 | 3359.9709 | 82.183 | 54 | 8016.4554 | 8875.4899 | 10643.5006
4841 | 73533.6824 | 1495.2374 | 0 | 73472.6824 | 3010.8587 | 7210.9283 | 2646.3231 | 3124.2558 | 155.3989 | 190 | 5868.1661 | 6936.4166 | 8704.4273
4842 | 76829.7032 | 1132.4827 | 0 | 76768.7032 | 2149.637 | 4239.67 | 2364.7088 | 3509.7359 | 160.3311 | 380 | 565.9745 | 1829.1572 | 3597.1679
4843 | 75581.2812 | 2298.3681 | -2298.3681 | 73221.9131 | 2720.4674 | 16156.3325 | 2137.9753 | 3201.3909 | 88.3595 | 54 | 14923.5183 | 15788.7294 | 17556.7401
4844 | 76281.3458 | 1539.0045 | 0 | 76220.3458 | 3363.4684 | 4794.3775 | 2440.1936 | 3355.5529 | 116.5768 | 434 | 376.5098 | 1649.9382 | 3417.9489
4845 | 73777.0292 | 1846.1214 | -1846.1214 | 71869.9078 | 3710.2799 | 6192.4822 | 2576.14 | 3135.7582 | 150.3317 | 190 | 5694.3928 | 6757.576 | 8525.5867
4846 | 75249.3017 | 1324.2061 | 0 | 75188.3017 | 2656.6841 | 7618.9931 | 2355.6582 | 3312.6983 | 199.2705 | 54 | 4812.5637 | 5788.6858 | 7556.6965
4847 | 74925.9151 | 1602.5986 | 0 | 74864.9151 | 1834.3747 | 3816.0828 | 2497.2093 | 3190.3235 | 104.6698 | 54 | 2174.5258 | 3056.0472 | 4824.0579
4848 | 76211.4034 | 1956.2962 | -1956.2962 | 74194.1072 | 2526.5266 | 13761.8907 | 2359.5678 | 3214.1444 | 173.3206 | 54 | 11985.1691 | 12935.3413 | 14703.352
4849 | 75225.3777 | 2115.6957 | 0 | 75164.3777 | 2574.1128 | 7617.6528 | 1642.4717 | 3323.1868 | 120.3149 | 190 | 4215.0207 | 5248.1872 | 7016.1979
4850 | 76132.2356 | 2222.9668 | 0 | 76071.2356 | 3839.9936 | 7051.703 | 2351.2579 | 3418.8066 | 122.5538 | 380 | 2280.7382 | 3506.1436 | 5274.1543
4851 | 76887.6776 | 1649.991 | -1649.991 | 75176.6866 | 2759.6336 | 9173.195 | 2688.1575 | 3483.0117 | 71.7415 | 54 | 6778.2441 | 7626.8371 | 9394.8478
4852 | 76633.86 | 1829.9728 | 0 | 76572.86 | 1966.3803 | 7086.8362 | 2662.1623 | 3492.1642 | 137.7389 | 244 | 4072.1224 | 5176.7129 | 6944.7236
4853 | 77153.5766 | 1068.0381 | 0 | 77092.5766 | 1743.6238 | 7391.4731 | 2679.9567 | 3203.0977 | 81.2204 | 54 | 3808.5272 | 4666.5992 | 6434.6099
4854 | 74783.2193 | 2065.9259 | 0 | 74722.2193 | 1906.0964 | 9526.6551 | 2506.4785 | 3132.9948 | 115.2079 | 190 | 7908.0127 | 8936.0722 | 10704.0829
4855 | 75099.7172 | 1486.0875 | 0 | 75038.7172 | 2242.4457 | 2731.7943 | 2611.6471 | 3150.3161 | 156.1089 | 244 | 582.7946 | 1705.7551 | 3473.7658
4856 | 75710.7808 | 1563.7765 | -1563.7765 | 74086.0044 | 3474.1766 | 5660.0198 | 2730.1988 | 3259.5854 | 156.0649 | 244 | 3459.823 | 4582.7395 | 6350.7502
4857 | 74801.4333 | 1696.2571 | 0 | 74740.4333 | 3932.6445 | 4420.7548 | 1982.4668 | 3135.4242 | 141.0701 | 244 | 235.7679 | 1343.6896 | 3111.7003
4858 | 76683.8256 | 1774.0086 | -1774.0086 | 74848.817 | 2672.1101 | 6989.705 | 2207.6876 | 3453.8981 | 210.1989 | 54 | 4500.5637 | 5487.6142 | 7255.6249
4859 | 73764.9392 | 1816.5072 | 0 | 73703.9392 | 2394.4041 | 7402.7892 | 2062.3091 | 3123.0353 | 92.4287 | 380 | 5859.9904 | 7055.2706 | 8823.2813
4860 | 75765.0174 | 1517.12 | 0 | 75704.0174 | 3886.7654 | 18103.6368 | 2472.5262 | 3207.7688 | 109.5332 | 380 | 13563.3491 | 14775.7339 | 16543.7446
4861 | 74836.1777 | 1560.6462 | 0 | 74775.1777 | 3218.3124 | 8253.1057 | 2056.5372 | 3136.2983 | 109.7557 | 244 | 4822.6512 | 5899.2584 | 7667.2691
4862 | 76996.3757 | 1231.8449 | 0 | 76935.3757 | 4542.5139 | 2317.3627 | 2067.4363 | 3393.8815 | 152.0048 | 244 | -4329.0091 | -3210.1528 | -1442.1421
4863 | 74652.8746 | 1730.2986 | -1730.2986 | 72861.576 | 2288.9115 | 5209.7211 | 1739.9011 | 3190.4749 | 135.2614 | 434 | 4359.8095 | 5651.9225 | 7419.9332
4864 | 76962.7562 | 1079.1991 | 0 | 76901.7562 | 2119.5031 | 4315.3413 | 2224.613 | 3470.6507 | 152.971 | 190 | 359.5458 | 1425.3684 | 3193.3791
4865 | 75963.7398 | 2240.9627 | -2240.9627 | 73661.7771 | 4111.4523 | 11380.8699 | 2416.7827 | 3264.0242 | 165.5222 | 190 | 8658.6475 | 9737.0212 | 11505.0319
4866 | 74891.0943 | 1424.2843 | 0 | 74830.0943 | 2230.4026 | 9069.6575 | 2625.3706 | 3235.5837 | 195.6829 | 54 | 7240.3149 | 8212.8494 | 9980.8601
4867 | 74815.2159 | 1776.1417 | 0 | 74754.2159 | 1601.0929 | 10260.4168 | 2705.5959 | 3145.4679 | 113.4505 | 434 | 9126.3718 | 10396.6738 | 12164.6845
4868 | 75313.6641 | 1708.8692 | 0 | 75252.6641 | 1879.4993 | 16070.6627 | 2320.5822 | 3246.9186 | 122.3013 | 380 | 13876.2001 | 15101.3529 | 16869.3636
4869 | 73744.9505 | 1998.28 | 0 | 73683.9505 | 1844.5446 | 13426.678 | 2754.8486 | 3125.0219 | 64.4017 | 54 | 13148.2533 | 13989.5066 | 15757.5173
4870 | 75275.8919 | 1799.6068 | 0 | 75214.8919 | 2657.4765 | 8929.7376 | 2503.7386 | 3165.6918 | 107.8216 | 54 | 6096.9996 | 6981.6728 | 8749.6835
4871 | 75836.7623 | 1232.4058 | 0 | 75775.7623 | 3137.6164 | 12021.6637 | 2522.2202 | 3171.593 | 202.4479 | 434 | 8172.2981 | 9531.5975 | 11299.6082
4872 | 75502.0775 | 1648.02 | 0 | 75441.0775 | 3483.2587 | 2548.1879 | 2407.8639 | 3139.9242 | 145.9324 | 380 | -1458.1602 | -209.3762 | 1558.6345
4873 | 75589.6945 | 1452.4438 | -1452.4438 | 74076.2507 | 3329.3514 | 14415.8441 | 2458.95 | 3320.7466 | 146.5 | 54 | 12160.1386 | 13083.4902 | 14851.5009
4874 | 75677.7122 | 1521.0753 | 0 | 75616.7122 | 2428.6454 | 5946.7483 | 2570.1865 | 3360.8545 | 185.8135 | 54 | 3202.6317 | 4165.2967 | 5933.3074
4875 | 74862.0324 | 1650.6431 | 0 | 74801.0324 | 2002.7756 | 8180.0107 | 2223.0683 | 3175.0246 | 219.1706 | 244 | 6144.4957 | 7330.5178 | 9098.5285
4876 | 75665.094 | 1964.0268 | 0 | 75604.094 | 3503.7693 | 9833.9105 | 2623.9795 | 3299.5722 | 150.792 | 54 | 6019.7989 | 6947.4424 | 8715.4531
4877 | 76148.5626 | 1790.4107 | 0 | 76087.5626 | 2790.2054 | 5804.3417 | 2334.3159 | 3245.9181 | 92.9025 | 380 | 1877.0076 | 3072.7617 | 4840.7724
4878 | 75585.6959 | 2309.6149 | -2309.6149 | 73215.081 | 2519.853 | 12218.9352 | 2498.0936 | 3216.4764 | 101.0815 | 190 | 11568.7711 | 12582.7042 | 14350.7149
4879 | 76840.1118 | 1689.0399 | 0 | 76779.1118 | 4324.6658 | 21374.7993 | 2211.2278 | 3396.2668 | 70.4307 | 244 | 15248.7163 | 16285.9986 | 18054.0093
4880 | 74972.4496 | 1898.7823 | 0 | 74911.4496 | 4810.0783 | 17059.0996 | 2381.612 | 3166.8236 | 87.5966 | 380 | 12256.2073 | 13446.6555 | 15214.6662
4881 | 73849.0576 | 1081.6832 | 0 | 73788.0576 | 2413.76 | 5127.6885 | 1962.8821 | 3134.5044 | 147.2797 | 244 | 3393.4574 | 4507.5886 | 6275.5993
4882 | 74153.1782 | 1675.7064 | 0 | 74092.1782 | 3050.5047 | 8169.6282 | 2569.0892 | 3134.775 | 127.4557 | 190 | 6101.0095 | 7141.3168 | 8909.3275
4883 | 75783.3194 | 1792.2365 | 0 | 75722.3194 | 2977.1694 | 10064.7735 | 2580.5554 | 3260.1304 | 130.9847 | 54 | 6576.1705 | 7484.0067 | 9252.0174
4884 | 73841.3769 | 1499.7444 | 0 | 73780.3769 | 3002.7432 | 12770.4364 | 1930.0775 | 3126.5794 | 115.9978 | 434 | 10414.1733 | 11687.0227 | 13455.0334
4885 | 75175.1085 | 1750.8168 | 0 | 75114.1085 | 1772.733 | 4974.8661 | 2356.5795 | 3291.5691 | 154.3951 | 190 | 3106.3731 | 4173.6198 | 5941.6305
4886 | 75224.4573 | 1595.7858 | 0 | 75163.4573 | 1716.1086 | 3909.9299 | 2528.8125 | 3170.2942 | 119.2447 | 380 | 2099.6708 | 3321.767 | 5089.7777
4887 | 77748.959 | 1327.6586 | -1327.6586 | 76360.3004 | 2266.9346 | 8807.8437 | 2091.6934 | 3570.1979 | 133.8645 | 244 | 5212.7 | 6313.416 | 8081.4267
4888 | 76706.8008 | 1592.4678 | 0 | 76645.8008 | 2282.1664 | 7713.4306 | 2209.3471 | 3447.7688 | 121.054 | 380 | 3812.7794 | 5036.6849 | 6804.6956
4889 | 75434.0139 | 1183.7712 | 0 | 75373.0139 | 1609.6405 | 12027.2747 | 1932.065 | 3401.7907 | 91.601 | 244 | 9748.676 | 10807.1285 | 12575.1392
4890 | 77562.6886 | 1680.1466 | 0 | 77501.6886 | 1455.976 | 4046.0968 | 2122.4862 | 3537.8257 | 114.0115 | 54 | 118.9441 | 1009.8072 | 2777.8179
4891 | 75261.2135 | 1619.2403 | -1619.2403 | 73580.9732 | 3261.426 | 23524.7564 | 2320.6488 | 3163.7368 | 160.3591 | 244 | 21536.9428 | 22664.1534 | 24432.1641
4892 | 75397.4664 | 1214.164 | 0 | 75336.4664 | 2565.0056 | 5276.4745 | 1765.811 | 3290.2604 | 176.2242 | 380 | 1801.2739 | 3080.3496 | 4848.3603
4893 | 74443.1682 | 1950.8395 | -1950.8395 | 72431.3287 | 4619.5207 | 14133.4169 | 2148.8352 | 3162.6997 | 143.8053 | 190 | 11764.3024 | 12820.9593 | 14588.97
4894 | 74283.4763 | 1724.8808 | 0 | 74222.4763 | 4862.567 | 1893.2645 | 2720.9804 | 3132.1867 | 113.1193 | 434 | -1968.4117 | -698.4409 | 1069.5698
4895 | 73879.0231 | 1929.25 | -1929.25 | 71888.7731 | 2596.9122 | 4728.1045 | 1820.8762 | 3124.7474 | 157.6526 | 244 | 4558.2429 | 5682.7471 | 7450.7578
4896 | 75516.2121 | 1722.5573 | 0 | 75455.2121 | 2240.1975 | 5212.2401 | 1844.8637 | 3256.3468 | 84.1343 | 190 | 1988.241 | 2985.2269 | 4753.2376
4897 | 75090.9031 | 1681.8671 | -1681.8671 | 73348.036 | 2809.8678 | 14100.2331 | 1588.1625 | 3193.8257 | 184.6256 | 190 | 12094.5175 | 13191.9947 | 14960.0054
4898 | 75625.3927 | 1449.8102 | 0 | 75564.3927 | 3600.9525 | 6472.348 | 2480.725 | 3358.8274 | 146.5391 | 380 | 2516.7552 | 3766.1459 | 5534.1566
4899 | 73457.2559 | 2138.2074 | 0 | 73396.2559 | 2285.5817 | 6256.5696 | 2485.0279 | 3125.2962 | 184.179 | 380 | 5555.256 | 6842.2866 | 8610.2973
4900 | 77618.9212 | 1950.9835 | 0 | 77557.9212 | 3008.7505 | 21808.3652 | 2384.5047 | 3561.604 | 143.0325 | 54 | 16558.0023 | 17477.8864 | 19245.8971
4901 | 76242.5718 | 1517.7437 | 0 | 76181.5718 | 4093.9292 | 2608.5136 | 2399.362 | 3354.0317 | 134.0892 | 380 | -2543.3938 | -1306.4531 | 461.5576
4902 | 76149.7092 | 1886.2967 | -1886.2967 | 74202.4124 | 2511.7499 | 9420.3594 | 2085.6582 | 3494.4627 | 181.2277 | 54 | 7656.518 | 8614.5972 | 10382.6079
4903 | 75380.2903 | 1491.6665 | 0 | 75319.2903 | 2355.1797 | 3116.7575 | 2287.8731 | 3190.5595 | 110.229 | 380 | 290.9202 | 1504.0007 | 3272.0114
4904 | 75053.8923 | 1539.7701 | -1539.7701 | 73453.1222 | 5417.1501 | 10998.5777 | 2521.7737 | 3256.1242 | 166.1989 | 190 | 7276.4034 | 8355.4538 | 10123.4645
4905 | 76644.3085 | 1719.2308 | 0 | 76583.3085 | 2429.4566 | 8533.462 | 2324.357 | 3411.2247 | 134.1819 | 190 | 4626.4787 | 5673.5121 | 7441.5228
4906 | 74765.4119 | 1739.1362 | 0 | 74704.4119 | 2575.1243 | 7149.0353 | 2440.8641 | 3176.4873 | 91.1076 | 190 | 4857.0506 | 5861.0097 | 7629.0204
4907 | 74385.8416 | 1251.845 | 0 | 74324.8416 | 2466.8971 | 11386.5961 | 2637.3469 | 3162.7361 | 222.9111 | 434 | 9765.1404 | 11144.9031 | 12912.9138
4908 | 76538.0513 | 1442.5233 | 0 | 76477.0513 | 3292.6238 | 13006.8841 | 2396.126 | 3477.3316 | 141.7438 | 54 | 8480.8668 | 9399.4622 | 11167.4729
4909 | 76951.9676 | 1664.6516 | 0 | 76890.9676 | 2367.2977 | 10069.6004 | 2446.1141 | 3553.7707 | 151.3898 | 54 | 6181.4198 | 7109.6611 | 8877.6718
4910 | 76031.8175 | 1077.7107 | 0 | 75970.8175 | 3387.8546 | 13365.7492 | 2593.1912 | 3349.8655 | 165.8331 | 54 | 9320.3337 | 10263.0184 | 12031.0291
4911 | 76094.2073 | 1165.11 | 0 | 76033.2073 | 3595.703 | 11536.7634 | 2568.6911 | 3283.8061 | 148.487 | 190 | 7130.5503 | 8191.8889 | 9959.8996
4912 | 76722.1444 | 1118.0728 | 0 | 76661.1444 | 2619.7133 | 9269.1655 | 1685.7465 | 3467.7525 | 129.4044 | 54 | 4512.0068 | 5418.2628 | 7186.2735
4913 | 76904.669 | 1588.1154 | 0 | 76843.669 | 2374.7627 | 18873.4987 | 2678.8928 | 3404.0816 | 31.9176 | 190 | 15108.2414 | 16053.0105 | 17821.0212
4914 | 76408.7976 | 1625.1672 | 0 | 76347.7976 | 3804.3797 | 5165.7609 | 2307.5351 | 3408.8914 | 158.272 | 190 | 100.2101 | 1171.3337 | 2939.3444
4915 | 76513.0941 | 1176.1589 | -1176.1589 | 75275.9353 | 3632.1646 | 10675.3369 | 1469.0948 | 3352.6689 | 141.3871 | 54 | 5959.2008 | 6877.4395 | 8645.4502
4916 | 74176.3778 | 1241.618 | 0 | 74115.3778 | 4686.0241 | 12822.9369 | 2293.026 | 3129.7683 | 150.8563 | 434 | 8814.5294 | 10122.2373 | 11890.248
4917 | 75521.2674 | 1662.6568 | 0 | 75460.2674 | 3159.3439 | 1433.1904 | 2410.7999 | 3161.0433 | 103.3981 | 190 | -2244.3778 | -1228.1281 | 539.8826
4918 | 74395.6911 | 1440.0005 | -1440.0005 | 72894.6906 | 2802.5092 | 7141.1561 | 2213.1567 | 3147.3334 | 144.7698 | 190 | 6174.6464 | 7232.2678 | 9000.2785
4919 | 76197.5789 | 1304.5304 | 0 | 76136.5789 | 4072.3132 | 12269.3003 | 2314.1591 | 3350.6776 | 105.9627 | 190 | 7095.4449 | 8114.2592 | 9882.2699
4920 | 74934.0503 | 1874.4244 | 0 | 74873.0503 | 2726.9277 | 6830.7486 | 2381.7911 | 3168.0655 | 131.8896 | 190 | 4150.8273 | 5195.5684 | 6963.5791
4921 | 74733.5447 | 1461.1915 | 0 | 74672.5447 | 3378.6468 | 8762.6532 | 2492.7424 | 3215.0095 | 172.7307 | 434 | 5789.4135 | 7118.9958 | 8887.0065
4922 | 75394.0176 | 1137.9464 | 0 | 75333.0176 | 5302.1972 | 6575.1185 | 2386.7519 | 3203.5723 | 140.0864 | 244 | 900.4278 | 2007.3658 | 3775.3765
4923 | 75425.7178 | 2192.0765 | -2192.0765 | 73172.6413 | 2126.7544 | 3747.3672 | 2262.156 | 3147.109 | 97.6062 | 190 | 3227.4366 | 4237.8944 | 6005.9051
4924 | 77067.8051 | 1099.1228 | 0 | 77006.8051 | 3402.9852 | 17192.5101 | 2269.0114 | 3466.3065 | 162.3136 | 380 | 11888.2377 | 13153.4028 | 14921.4135
4925 | 75243.4405 | 1691.9259 | 0 | 75182.4405 | 2167.9885 | 19130.2457 | 1931.9376 | 3219.3443 | 115.57 | 434 | 16301.2986 | 17573.7202 | 19341.7309
4926 | 76652.6328 | 1795.7959 | 0 | 76591.6328 | 3918.1385 | 1912.0147 | 2417.7031 | 3479.3356 | 98.4366 | 190 | -3330.518 | -2319.2299 | -551.2192
4927 | 73646.8064 | 1433.0433 | -1433.0433 | 72152.7631 | 2714.1569 | 16287.8588 | 2620.6819 | 3143.0462 | 150.0872 | 190 | 16554.8669 | 17617.8056 | 19385.8163
4928 | 76285.3278 | 1077.5963 | 0 | 76224.3278 | 1835.7925 | 9771.5224 | 2343.4958 | 3249.6463 | 166.0133 | 190 | 6674.7442 | 7753.609 | 9521.6197
4929 | 75556.1575 | 1913.2088 | 0 | 75495.1575 | 1755.4875 | 9761.5947 | 2679.7859 | 3202.3152 | 13.4827 | 54 | 7763.2507 | 8553.585 | 10321.5957
4930 | 75847.3391 | 1101.9123 | 0 | 75786.3391 | 2572.9645 | 3052.079 | 2091.4434 | 3195.6273 | 128.8246 | 54 | -649.9539 | 255.7223 | 2023.733
4931 | 76123.0914 | 1460.1372 | -1460.1372 | 74601.9543 | 3296.8443 | 4428.8862 | 2355.2011 | 3297.5733 | 125.4091 | 244 | 1553.062 | 2645.3227 | 4413.3334
4932 | 75019.1059 | 1107.39 | -1107.39 | 73850.716 | 3338.6995 | 13895.7862 | 2317.7781 | 3129.4186 | 154.7263 | 54 | 11523.7674 | 12455.3453 | 14223.356
4933 | 76379.5413 | 1380.7663 | 0 | 76318.5413 | 3398.9734 | 6046.3718 | 2469.1402 | 3494.0655 | 97.4091 | 54 | 1662.2628 | 2536.5235 | 4304.5342
4934 | 77022.0716 | 2069.6365 | -2069.6365 | 74891.4351 | 2908.3547 | 10796.8366 | 2087.25 | 3462.7131 | 131.474 | 244 | 7917.2099 | 9015.5355 | 10783.5462
4935 | 76245.5645 | 1591.8753 | 0 | 76184.5645 | 3618.4682 | 8152.8244 | 2648.561 | 3389.9412 | 148.0615 | 244 | 3758.4939 | 4873.407 | 6641.4177
4936 | 76370.8994 | 1780.4436 | 0 | 76309.8994 | 1369.5212 | 16733.2187 | 2760.4728 | 3356.1516 | 158.8262 | 244 | 14540.6226 | 15666.3003 | 17434.311
4937 | 75962.8341 | 1304.3126 | 0 | 75901.8341 | 2258.2543 | 7365.5914 | 2426.1942 | 3244.1326 | 112.7758 | 380 | 4246.0298 | 5461.6571 | 7229.6678
4938 | 77482.2677 | 1291.8426 | 0 | 77421.2677 | 3573.2337 | 6301.6184 | 2569.182 | 3448.1421 | 8.6755 | 54 | 694.6411 | 1480.1681 | 3248.1788
4939 | 75508.3497 | 1281.4464 | -1281.4464 | 74165.9033 | 1952.2752 | 2814.8379 | 2521.2409 | 3273.6162 | 159.0369 | 244 | 1861.7165 | 2987.6049 | 4755.6156
4940 | 75663.3831 | 1627.2969 | -1627.2969 | 73975.0862 | 3298.0874 | 10179.3984 | 2160.8529 | 3323.0926 | 110.0181 | 54 | 7760.3703 | 8647.24 | 10415.2507
4941 | 76592.1694 | 1775.0301 | 0 | 76531.1694 | 3628.6177 | 9151.3603 | 2279.2982 | 3412.9616 | 158.3094 | 54 | 4054.033 | 4989.1939 | 6757.2046
4942 | 76899.3048 | 1577.8806 | 0 | 76838.3048 | 2685.7571 | 6107.0043 | 1206.9687 | 3534.7834 | 170.7321 | 434 | 694.8946 | 2022.4782 | 3790.4889
4943 | 75964.592 | 2029.2062 | -2029.2062 | 73874.3858 | 2599.6953 | 9908.772 | 2579.6049 | 3269.1432 | 58.091 | 54 | 8653.639 | 9488.5815 | 11256.5922
4944 | 75043.3421 | 1477.7244 | 0 | 74982.3421 | 3286.9229 | 9170.6518 | 2143.9572 | 3157.1264 | 80.7367 | 434 | 5572.6704 | 6810.2587 | 8578.2694
4945 | 76322.1866 | 1768.4718 | 0 | 76261.1866 | 2908.8739 | 9435.0432 | 2314.1473 | 3440.5839 | 227.1478 | 380 | 5389.9139 | 6719.9133 | 8487.924
4946 | 76131.9243 | 1794.2558 | 0 | 76070.9243 | 2356.941 | 7450.8353 | 2509.2058 | 3396.0425 | 127.8325 | 190 | 4298.4185 | 5339.1025 | 7107.1132
4947 | 76382.3311 | 1718.3322 | 0 | 76321.3311 | 1932.8477 | 6615.2211 | 2627.7308 | 3456.2833 | 176.9504 | 54 | 3815.2564 | 4769.0584 | 6537.0691
4948 | 74803.7639 | 2284.0837 | 0 | 74742.7639 | 1862.0572 | 14396.0789 | 2061.3349 | 3141.0959 | 126.3455 | 434 | 12363.8885 | 13647.0855 | 15415.0962
4949 | 75383.5968 | 1941.9226 | 0 | 75322.5968 | 4015.508 | 6583.008 | 2459.8289 | 3207.8094 | 154.0635 | 380 | 2282.7415 | 3539.6566 | 5307.6673
4950 | 74525.2433 | 1097.7012 | -1097.7012 | 73366.5421 | 1854.3899 | 8703.5069 | 2230.8953 | 3207.2577 | 162.6655 | 190 | 8290.9279 | 9366.4449 | 11134.4556
4951 | 75786.7563 | 1959.6617 | 0 | 75725.7563 | 4023.9233 | 13061.7776 | 2577.2614 | 3461.8105 | 150.2524 | 244 | 8721.3699 | 9838.4739 | 11606.4846
4952 | 76692.2577 | 1360.7354 | 0 | 76631.2577 | 2312.5296 | 9984.4303 | 2372.9487 | 3531.101 | 204.4124 | 244 | 6314.8927 | 7486.1567 | 9254.1674
4953 | 74234.4564 | 2298.2152 | 0 | 74173.4564 | 3393.7918 | 7731.8097 | 2531.8715 | 3170.5946 | 156.9677 | 190 | 5237.2276 | 6307.0469 | 8075.0576
4954 | 75627.0634 | 1660.2848 | 0 | 75566.0634 | 2252.7176 | 20913.7707 | 2376.3477 | 3197.7522 | 135.2133 | 434 | 18039.2896 | 19331.3545 | 21099.3652
4955 | 76032.6433 | 1737.727 | 0 | 75971.6433 | 3908.9174 | 8074.1177 | 2320.1068 | 3355.1571 | 134.9401 | 54 | 3239.0208 | 4150.8125 | 5918.8232
4956 | 76831.7412 | 1451.8962 | 0 | 76770.7412 | 3481.5735 | 10053.3876 | 2469.1403 | 3442.9274 | 182.3659 | 190 | 5083.3407 | 6178.5582 | 7946.5689
4957 | 75336.5032 | 1105.8166 | 0 | 75275.5032 | 3301.2217 | 8028.0288 | 1456.7185 | 3332.9772 | 74.4033 | 54 | 3611.1996 | 4462.4545 | 6230.4652
4958 | 74741.0672 | 1625.8591 | 0 | 74680.0672 | 2673.4943 | 4908.9254 | 2374.1079 | 3165.2502 | 180.4048 | 190 | 2464.922 | 3558.1784 | 5326.1891
4959 | 75812.0511 | 1097.1121 | -1097.1121 | 74653.939 | 3017.0168 | 3596.3534 | 2300.4677 | 3228.8711 | 76.7316 | 244 | 824.9365 | 1868.5197 | 3636.5304
4960 | 75470.7387 | 1667.6368 | -1667.6368 | 73742.1019 | 1883.9858 | 6642.4741 | 2650.0549 | 3195.3195 | 101.5468 | 190 | 6231.9608 | 7246.3591 | 9014.3698
4961 | 74065.1764 | 1771.9579 | 0 | 74004.1764 | 1651.3054 | 8325.6324 | 2065.7025 | 3128.004 | 119.2421 | 54 | 7234.0571 | 8130.1507 | 9898.1614
4962 | 77289.5209 | 1562.3317 | 0 | 77228.5209 | 3211.849 | 12676.9146 | 2571.0831 | 3516.7627 | 169.1028 | 244 | 7694.5904 | 8830.5448 | 10598.5555
4963 | 77459.3791 | 1356.1482 | 0 | 77398.3791 | 3652.6836 | 2434.7134 | 1543.3696 | 3505.7547 | 199.2535 | 190 | -4197.0251 | -3084.9201 | -1316.9094
4964 | 75661.628 | 1276.2256 | -1276.2256 | 74324.4024 | 7438.5604 | 12650.7891 | 2052.5492 | 3242.4989 | 89.3288 | 54 | 5553.0743 | 6419.2546 | 8187.2653
4965 | 76039.2388 | 1456.996 | 0 | 75978.2388 | 3446.1306 | 14960.5706 | 2748.9217 | 3266.7182 | 158.9421 | 244 | 10922.0411 | 12047.8347 | 13815.8454
4966 | 75677.5315 | 2033.1586 | 0 | 75616.5315 | 2195.2655 | 13195.2778 | 2327.7754 | 3257.2323 | 197.7655 | 190 | 10338.6885 | 11449.3055 | 13217.3162
4967 | 75273.9136 | 2257.9888 | 0 | 75212.9136 | 5822.8907 | 2242.9138 | 2370.2713 | 3178.0636 | 203.7379 | 434 | -3874.3556 | -2513.7662 | -745.7555
4968 | 76434.8705 | 1777.101 | -1777.101 | 74596.7696 | 1796.727 | 3900.193 | 2307.2061 | 3425.339 | 216.9863 | 54 | 2609.4416 | 3603.2795 | 5371.2902
4969 | 76217.3381 | 1296.1892 | 0 | 76156.3381 | 3293.8901 | 18202.161 | 1457.4381 | 3237.2426 | 176.0712 | 190 | 12816.8134 | 13905.7361 | 15673.7468
4970 | 73833.1698 | 2038.4794 | 0 | 73772.1698 | 3979.4919 | 16346.3013 | 2389.483 | 3127.4982 | 114.6476 | 190 | 13481.8207 | 14509.3199 | 16277.3306
4971 | 77015.7528 | 1433.3912 | 0 | 76954.7528 | 1963.2873 | 24046.0012 | 2178.2413 | 3381.3678 | 90.432 | 244 | 20057.7702 | 21115.0538 | 22883.0645
4972 | 77034.8924 | 1439.7898 | 0 | 76973.8924 | 4114.8187 | 11335.5629 | 2306.9409 | 3353.2844 | 107.7387 | 190 | 5277.277 | 6297.8673 | 8065.878
4973 | 76550.3751 | 1747.0866 | 0 | 76489.3751 | 3183.7878 | 4326.0412 | 2706.0203 | 3550.3256 | 163.3747 | 244 | 279.4242 | 1409.6504 | 3177.6611
4974 | 74750.6854 | 1402.4347 | -1402.4347 | 73287.2507 | 4041.312 | 12090.2828 | 2535.7176 | 3127.6729 | 129.6894 | 190 | 9795.3107 | 10837.8516 | 12605.8623
4975 | 77300.5994 | 2310.0504 | 0 | 77239.5994 | 3982.2115 | 4362.5774 | 2407.4838 | 3525.5074 | 98.627 | 380 | -1556.0424 | -354.5638 | 1413.4469
4976 | 74974.5404 | 1527.9925 | -1527.9925 | 73385.5479 | 3480.1586 | 7237.6125 | 2279.2113 | 3142.8007 | 160.2179 | 244 | 5164.1181 | 6291.1875 | 8059.1982
4977 | 75262.9011 | 1677.8564 | 0 | 75201.9011 | 2944.4222 | 14480.865 | 2260.2663 | 3232.2844 | 124.6577 | 190 | 11197.2924 | 12234.8017 | 14002.8124
4978 | 74928.9601 | 1673.1216 | 0 | 74867.9601 | 3964.3516 | 11679.9692 | 2134.7203 | 3200.9349 | 143.2344 | 54 | 7553.5126 | 8473.5985 | 10241.6092
4979 | 76632.1587 | 1659.9077 | 0 | 76571.1587 | 2567.7782 | 13914.7296 | 2068.5999 | 3312.1212 | 77.2582 | 244 | 9526.7137 | 10570.8235 | 12338.8342
4980 | 75949.8378 | 1444.5127 | 0 | 75888.8378 | 2312.9892 | 8049.0215 | 2464.6353 | 3249.5602 | 38.4464 | 190 | 4931.59 | 5882.888 | 7650.8987
4981 | 76796.2559 | 1444.3534 | 0 | 76735.2559 | 3928.8848 | 5988.992 | 1836.7145 | 3235.6186 | 159.0696 | 54 | -232.6157 | 703.3054 | 2471.3161
4982 | 74872.4938 | 2161.8073 | -2161.8073 | 72649.6864 | 2021.5491 | 6162.4618 | 2115.6045 | 3219.2156 | 166.197 | 54 | 6196.2464 | 7139.2949 | 8907.3056
4983 | 76819.5078 | 1215.3444 | 0 | 76758.5078 | 3382.05 | 7193.338 | 2682.405 | 3396.7204 | 58.4441 | 434 | 2502.1055 | 3717.4012 | 5485.4119
4984 | 75805.7783 | 1708.5522 | 0 | 75744.7783 | 2942.8376 | 7210.9804 | 2435.0368 | 3231.3254 | 142.9897 | 190 | 3559.9266 | 4615.7679 | 6383.7786
4985 | 74708.1266 | 1908.2281 | 0 | 74647.1266 | 3799.6161 | 10194.6833 | 2231.0796 | 3192.2613 | 171.5241 | 190 | 6541.4815 | 7625.8572 | 9393.8679
4986 | 74170.5788 | 1782.6386 | 0 | 74109.5788 | 3655.624 | 5880.5163 | 2403.6073 | 3125.0534 | 111.6064 | 190 | 3014.1742 | 4038.6322 | 5806.6429
4987 | 76571.2388 | 1202.1028 | 0 | 76510.2388 | 2943.5115 | 2909.5697 | 2585.507 | 3480.441 | 150.7005 | 54 | -1108.0326 | -180.4806 | 1587.5301
4988 | 74765.0523 | 1289.1037 | -1289.1037 | 73414.9486 | 993.6495 | 9195.0793 | 2040.758 | 3143.4248 | 133.7671 | 190 | 9340.864 | 10387.4827 | 12155.4934
4989 | 74088.1799 | 2117.1579 | 0 | 74027.1799 | 2317.5036 | 4675.9583 | 2035.3701 | 3198.2349 | 102.7165 | 54 | 2935.0797 | 3814.6478 | 5582.6585
4990 | 76736.3515 | 2037.4017 | 0 | 76675.3515 | 1963.9704 | 17376.6467 | 2337.9194 | 3307.5456 | 100.6252 | 54 | 13752.9897 | 14630.4665 | 16398.4772
4991 | 75446.3515 | 1540.4519 | 0 | 75385.3515 | 2826.073 | 6257.2218 | 2517.0397 | 3159.5029 | 150.5319 | 190 | 3092.5399 | 4155.9234 | 5923.9341
4992 | 76700.3178 | 2225.0942 | 0 | 76639.3178 | 2836.3494 | 11218.6146 | 2373.6232 | 3298.827 | 125.0336 | 190 | 6785.5975 | 7823.4827 | 9591.4934
4993 | 76585.5116 | 1282.5631 | 0 | 76524.5116 | 3191.1889 | 14462.9709 | 2369.4952 | 3403.6454 | 193.4439 | 54 | 9890.611 | 10860.9065 | 12628.9172
4994 | 75952.338 | 1293.4698 | 0 | 75891.338 | 3040.1665 | 10972.683 | 2507.2956 | 3275.1784 | 137.0835 | 190 | 7193.8526 | 8243.7876 | 10011.7983
4995 | 75858.7805 | 2415.6562 | 0 | 75797.7805 | 1692.7545 | 18298.3504 | 2473.1441 | 3191.0594 | 118.389 | 190 | 15842.2189 | 16873.4595 | 18641.4702
4996 | 74676.7722 | 1711.1537 | 0 | 74615.7722 | 4664.5115 | 14881.988 | 1990.1028 | 3184.4038 | 124.5523 | 380 | 10146.4108 | 11373.8147 | 13141.8254
4997 | 76857.6807 | 2063.2442 | 0 | 76796.6807 | 3261.0041 | 5851.4667 | 2081.4064 | 3465.7375 | 132.3528 | 190 | 711.1258 | 1756.3302 | 3524.3409
4998 | 75540.561 | 1784.0684 | -1784.0684 | 73695.4926 | 2941.976 | 4823.9123 | 2780.6372 | 3250.7902 | 138.5129 | 54 | 3588.0712 | 4503.4357 | 6271.4464
4999 | 75431.8469 | 1913.5827 | 0 | 75370.8469 | 3535.3823 | 19079.8816 | 1650.4604 | 3187.7685 | 157.127 | 190 | 14382.0813 | 15452.0598 | 17220.0705
5000 | 74173.1873 | 1893.8944 | 0 | 74112.1873 | 2845.2308 | 4371.4902 | 1829.8988 | 3145.864 | 162.5755 | 190 | 1760.0348 | 2835.4619 | 4603.4726
5001 | 76301.4581 | 1842.3381 | -1842.3381 | 74398.12 | 3508.9561 | 9585.7429 | 2476.2632 | 3387.7379 | 147.7708 | 190 | 6912.8678 | 7973.4902 | 9741.5009
5002 | 76611.3831 | 1733.1301 | 0 | 76550.3831 | 2412.1087 | 5207.7847 | 1697.7645 | 3259.036 | 89.9446 | 380 | 572.2934 | 1765.0896 | 3533.1003
5003 | 74274.5543 | 2001.5682 | -2001.5682 | 72211.9861 | 1941.5118 | 3096.7416 | 2669.233 | 3138.4761 | 31.1283 | 380 | 4121.1527 | 5255.1326 | 7023.1433
5004 | 74687.4557 | 2097.0376 | 0 | 74626.4557 | 2632.8556 | 9676.1071 | 2583.1247 | 3198.0714 | 186.0919 | 190 | 7568.1919 | 8667.1353 | 10435.146
5005 | 74139.8793 | 1819.6067 | 0 | 74078.8793 | 5270.0088 | 9206.0849 | 2195.1928 | 3189.5314 | 173.4856 | 380 | 4612.121 | 5888.4582 | 7656.4689
5006 | 76881.5654 | 1255.9608 | 0 | 76820.5654 | 2279.1614 | 14981.6701 | 2672.0112 | 3370.5428 | 158.9218 | 190 | 11294.6972 | 12366.4705 | 14134.4812
5007 | 74438.405 | 1318.1276 | 0 | 74377.405 | 3046.5462 | 3745.0598 | 2671.4699 | 3128.2279 | 146.7274 | 244 | 1491.0063 | 2604.5853 | 4372.596
5008 | 75660.039 | 2060.0548 | -2060.0548 | 73538.9842 | 2121.3497 | 6191.6156 | 2689.7287 | 3356.6705 | 59.5401 | 380 | 5947.8808 | 7110.2725 | 8878.2832
5009 | 77282.6384 | 1267.0145 | 0 | 77221.6384 | 1309.0616 | 5606.0138 | 2283.0413 | 3329.4352 | 151.9505 | 190 | 2057.9904 | 3122.7924 | 4890.8031
5010 | 76230.677 | 1884.4691 | -1884.4691 | 74285.2079 | 1301.0811 | 9804.0111 | 2419.3784 | 3273.2374 | 93.5896 | 434 | 9280.5379 | 10530.9791 | 12298.9898
5011 | 76891.4261 | 1580.404 | 0 | 76830.4261 | 2452.6614 | 5907.894 | 2532.5354 | 3451.0408 | 167.4396 | 244 | 1978.5826 | 3112.8738 | 4880.8845
5012 | 76621.1952 | 1254.1899 | -1254.1899 | 75306.0054 | 2573.5406 | 11304.8928 | 2155.5732 | 3327.0991 | 55.2629 | 190 | 8278.2191 | 9246.3336 | 11014.3443
5013 | 76055.8323 | 1076.2838 | 0 | 75994.8323 | 2257.8601 | 6789.3939 | 2114.7842 | 3282.4274 | 82.19 | 244 | 3304.1132 | 4353.1548 | 6121.1655
5014 | 75208.5384 | 1898.8944 | 0 | 75147.5384 | 2743.6972 | 9590.0138 | 2781.6991 | 3178.7704 | 166.4702 | 54 | 7029.4477 | 7972.7694 | 9740.7801
5015 | 76593.435 | 2050.9753 | 0 | 76532.435 | 3570.2929 | 12671.1332 | 2588.4257 | 3230.4735 | 67.8474 | 434 | 7757.5045 | 8982.2034 | 10750.2141
5016 | 76256.3708 | 2214.456 | 0 | 76195.3708 | 1635.5282 | 14122.7485 | 2437.327 | 3426.0731 | 75.1177 | 380 | 11525.4498 | 12703.419 | 14471.4297
5017 | 75950.7092 | 2101.4432 | 0 | 75889.7092 | 2519.1105 | 6100.8057 | 1873.4995 | 3330.4486 | 151.7969 | 190 | 2266.1341 | 3330.7826 | 5098.7933
5018 | 75229.1294 | 1298.7635 | -1298.7635 | 73869.366 | 2558.6064 | 6724.5253 | 2619.8875 | 3283.5507 | 138.9978 | 54 | 5570.1911 | 6486.0404 | 8254.0511
5019 | 75994.6406 | 1434.5467 | 0 | 75933.6406 | 2924.4063 | 7654.3592 | 2187.6567 | 3266.7748 | 184.095 | 190 | 3620.9439 | 4717.8904 | 6485.9011
5020 | 74855.7038 | 1127.3869 | 0 | 74794.7038 | 3862.8983 | 2279.2176 | 2777.2549 | 3187.7159 | 129.6519 | 190 | -1043.2137 | -0.7103 | 1767.3004
5021 | 73617.2297 | 1691.2476 | -1691.2476 | 71864.982 | 1659.6991 | 3644.1424 | 2794.9887 | 3129.2177 | 130.9516 | 190 | 5413.8677 | 6457.6708 | 8225.6815
5022 | 76532.7187 | 1839.6221 | 0 | 76471.7187 | 3378.614 | 11058.7056 | 2202.0454 | 3396.5111 | 152.3926 | 54 | 6177.1294 | 7106.3735 | 8874.3842
5023 | 74759.9585 | 1449.5697 | 0 | 74698.9585 | 4020.2894 | 12028.6242 | 2626.7052 | 3276.4336 | 156.9908 | 244 | 8582.715 | 9706.5574 | 11474.5681
5024 | 74513.0142 | 1364.2649 | 0 | 74452.0142 | 2393.3051 | 6456.6814 | 2142.3 | 3156.7852 | 217.6144 | 54 | 4280.6472 | 5275.1131 | 7043.1238
5025 | 75382.9445 | 2063.1591 | 0 | 75321.9445 | 2348.9889 | 9031.0215 | 1425.3798 | 3349.8669 | 136.1147 | 244 | 5505.5349 | 6608.5012 | 8376.5119
5026 | 77188.2889 | 1698.7751 | 0 | 77127.2889 | 2100.2805 | 10665.44 | 1758.6465 | 3381.2939 | 103.2907 | 190 | 5948.0109 | 6964.1532 | 8732.1639
5027 | 75638.7259 | 1428.9381 | 0 | 75577.7259 | 4049.9248 | 12695.3487 | 2719.0239 | 3328.237 | 141.0291 | 190 | 8485.1589 | 9539.0396 | 11307.0503
5028 | 75856.5582 | 1196.054 | 0 | 75795.5582 | 2397.3128 | 8668.2346 | 2184.4552 | 3200.7064 | 198.3335 | 244 | 5230.7252 | 6395.9103 | 8163.921
5029 | 77416.1721 | 2318.3675 | 0 | 77355.1721 | 4548.6901 | 4835.9202 | 2198.1587 | 3522.2988 | 135.5806 | 190 | -1977.2845 | -928.8524 | 839.1583
5030 | 76195.5081 | 1693.6741 | -1693.6741 | 74440.8339 | 3142.7489 | 10089.8811 | 2575.6243 | 3460.7674 | 159.6471 | 54 | 7912.89 | 8849.3887 | 10617.3994
5031 | 75618.1851 | 1398.9528 | 0 | 75557.1851 | 4030.0449 | 9644.4035 | 2050.4534 | 3285.0483 | 73.5692 | 190 | 4762.8753 | 5749.2961 | 7517.3068
5032 | 75151.5819 | 1849.0944 | 0 | 75090.5819 | 3802.3126 | 12955.2854 | 2207.8748 | 3188.0121 | 154.143 | 190 | 8828.4777 | 9895.4723 | 11663.483
5033 | 75572.5552 | 1491.2744 | 0 | 75511.5552 | 1968.9941 | 4995.5791 | 1981.605 | 3245.0105 | 141.2817 | 244 | 2111.8453 | 3219.9785 | 4987.9892
5034 | 76081.6435 | 1386.9124 | -1386.9124 | 74633.7311 | 3229.5952 | 7294.0376 | 2485.9173 | 3295.1422 | 229.8208 | 380 | 4581.9708 | 5914.6432 | 7682.6539
5035 | 76846.1115 | 1567.7513 | 0 | 76785.1115 | 2705.532 | 8964.2236 | 1156.7603 | 3426.312 | 149.9382 | 190 | 3426.8523 | 4489.6421 | 6257.6528
5036 | 76377.4094 | 1545.5032 | 0 | 76316.4094 | 2414.9961 | 11639.0621 | 2105.214 | 3207.9076 | 112.9396 | 434 | 7590.9783 | 8860.7694 | 10628.7801
5037 | 76613.9877 | 1983.1027 | 0 | 76552.9877 | 3915.0959 | 7925.5342 | 2514.1307 | 3421.9897 | 144.9663 | 54 | 2763.7711 | 3685.5889 | 5453.5996
5038 | 76341.0271 | 1660.6158 | 0 | 76280.0271 | 2462.3323 | 13751.2866 | 2530.5613 | 3397.3785 | 166.2628 | 244 | 10307.0669 | 11440.1813 | 13208.192
5039 | 75747.0542 | 1563.8678 | 0 | 75686.0542 | 2617.557 | 9242.5017 | 2446.8723 | 3286.5767 | 153.9463 | 434 | 6042.5395 | 7353.3374 | 9121.3481
5040 | 75323.6541 | 1050.3875 | 0 | 75262.6541 | 1160.1719 | 7518.1289 | 2264.7265 | 3151.8376 | 153.8041 | 190 | 5882.067 | 6948.7227 | 8716.7334
5041 | 75617.7841 | 2042.5036 | 0 | 75556.7841 | 2846.2894 | 15560.0692 | 2232.4085 | 3191.9872 | 155.8743 | 190 | 11951.5914 | 13020.3173 | 14788.328
5042 | 76099.1184 | 1731.0758 | 0 | 76038.1184 | 1614.4506 | 8887.9429 | 2285.7344 | 3385.3449 | 179.1386 | 54 | 6276.6531 | 7232.6432 | 9000.6539
5043 | 74483.8584 | 1244.6065 | 0 | 74422.8584 | 1893.1884 | 4120.652 | 2798.0448 | 3144.0939 | 175.1087 | 190 | 3116.944 | 4204.9042 | 5972.9149
5044 | 74341.9357 | 1576.4825 | 0 | 74280.9357 | 2057.6207 | 1468.0141 | 2354.988 | 3128.0463 | 136.9911 | 434 | -17.308 | 1276.5347 | 3044.5454
5045 | 75506.2271 | 1504.9166 | -1504.9166 | 73940.3105 | 2333.7775 | 9196.6467 | 2354.8452 | 3236.5916 | 159.9341 | 190 | 7884.1955 | 8956.9811 | 10724.9918
5046 | 75674.6353 | 1769.1768 | 0 | 75613.6353 | 2318.0004 | 10437.5534 | 1506.362 | 3209.3928 | 155.5059 | 244 | 6591.8724 | 7714.2299 | 9482.2406
5047 | 75999.4614 | 1994.7207 | 0 | 75938.4614 | 1505.3942 | 15441.4961 | 2321.0185 | 3257.2729 | 121.3036 | 380 | 12946.1319 | 14170.2871 | 15938.2978
5048 | 77162.1281 | 1727.7924 | 0 | 77101.1281 | 2684.7647 | 3928.2704 | 2650.676 | 3535.6099 | 130.4939 | 54 | -301.1365 | 606.209 | 2374.2197
5049 | 76290.8876 | 1498.7106 | -1498.7106 | 74731.177 | 3420.5408 | 3082.4921 | 2246.1885 | 3402.2169 | 172.0883 | 190 | -50.6202 | 1034.3196 | 2802.3303
5050 | 77617.9591 | 1670.5137 | -1670.5137 | 75886.4453 | 2207.2006 | 6128.0401 | 2437.8406 | 3524.6826 | 148.9802 | 434 | 3367.1173 | 4672.9491 | 6440.9598
5051 | 74635.9884 | 2212.5953 | 0 | 74574.9884 | 3329.7751 | 8256.7392 | 2218.4104 | 3133.3691 | 77.1644 | 54 | 5073.9551 | 5927.9711 | 7695.9818
5052 | 76602.0624 | 1883.7435 | 0 | 76541.0624 | 2308.3662 | 16628.0166 | 1424.2346 | 3388.8585 | 146.69 | 434 | 11961.881 | 13265.4226 | 15033.4333
5053 | 75601.144 | 1461.3301 | 0 | 75540.144 | 3383.5224 | 9642.236 | 2237.8419 | 3192.6953 | 124.6634 | 190 | 5519.3067 | 6556.8217 | 8324.8324
5054 | 76108.9366 | 1621.1181 | 0 | 76047.9366 | 1997.6937 | 6664.4621 | 2547.5895 | 3276.3089 | 133.5812 | 434 | 3812.9302 | 5103.363 | 6871.3737
5055 | 74974.5241 | 1454.5574 | 0 | 74913.5241 | 2853.2775 | 12256.1257 | 2328.7228 | 3167.642 | 151.7896 | 190 | 9355.8888 | 10420.53 | 12188.5407
5056 | 75687.4496 | 1493.1426 | 0 | 75626.4496 | 2674.8005 | 8647.72 | 2471.8615 | 3319.5642 | 177.9244 | 244 | 5508.0957 | 6652.8717 | 8420.8824
5057 | 75906.1253 | 1832.6852 | 0 | 75845.1253 | 3896.2212 | 7167.2272 | 2346.4898 | 3391.0375 | 181.659 | 190 | 2533.608 | 3628.1186 | 5396.1293
5058 | 76210.7998 | 1780.6946 | 0 | 76149.7998 | 4231.4161 | 11636.8266 | 2371.8919 | 3228.3574 | 154.7968 | 54 | 6226.0601 | 7157.7085 | 8925.7192
5059 | 76346.2067 | 1683.2397 | 0 | 76285.2067 | 2011.4304 | 7486.5342 | 1966.873 | 3293.929 | 219.5611 | 54 | 3820.8992 | 4817.3118 | 6585.3225
5060 | 75614.8636 | 2047.0314 | 0 | 75553.8636 | 2655.912 | 15279.5608 | 2306.7392 | 3239.1502 | 127.3007 | 380 | 11985.8745 | 13216.0268 | 14984.0375
5061 | 77159.497 | 1727.8063 | 0 | 77098.497 | 2768.1307 | 9295.9701 | 1971.7389 | 3386.4153 | 101.221 | 380 | 4157.6965 | 5361.7691 | 7129.7798
5062 | 75871.8748 | 1510.8028 | 0 | 75810.8748 | 2991.2557 | 6708.782 | 2566.4881 | 3396.8192 | 159.7198 | 190 | 3240.1588 | 4312.7302 | 6080.7409
5063 | 74529.647 | 1749.3139 | 0 | 74468.647 | 3882.8062 | 26552.1904 | 2156.4476 | 3128.1533 | 165.0283 | 380 | 22855.5381 | 24123.418 | 25891.4287
5064 | 76228.83 | 1925.9908 | 0 | 76167.83 | 2235.4603 | 10971.7685 | 2435.1059 | 3385.0556 | 166.392 | 434 | 7758.8398 | 9082.0833 | 10850.094
5065 | 75557.596 | 1751.7032 | 0 | 75496.596 | 2145.7232 | 10383.716 | 2282.6323 | 3306.1017 | 136.7405 | 380 | 7700.3308 | 8939.9228 | 10707.9335
5066 | 74979.468 | 1595.7324 | 0 | 74918.468 | 1712.3855 | 10012.999 | 2628.754 | 3180.4798 | 84.7199 | 190 | 8561.5794 | 9559.1508 | 11327.1615
5067 | 74852.0629 | 2221.7727 | 0 | 74791.0629 | 4241.9495 | 2235.4553 | 2317.7431 | 3203.6429 | 81.3221 | 54 | -1905.971 | -1047.7974 | 720.2133
5068 | 74779.6474 | 1733.7206 | -1733.7206 | 72984.9268 | 2953.2115 | 11821.1361 | 2007.22 | 3143.0663 | 198.6966 | 380 | 10403.4841 | 11705.0323 | 13473.043
5069 | 75528.9647 | 2333.8809 | 0 | 75467.9647 | 2348.008 | 1044.6654 | 2442.4612 | 3186.7026 | 163.0226 | 190 | -1771.9435 | -696.0693 | 1071.9414
5070 | 74974.6553 | 1232.2833 | -1232.2833 | 73681.372 | 3026.0189 | 2676.873 | 2584.8006 | 3157.5124 | 92.5678 | 380 | 1081.9952 | 2277.4145 | 4045.4252
5071 | 74626.8393 | 1212.3716 | -1212.3716 | 73353.4677 | 1675.8685 | 2754.5184 | 2253.7517 | 3147.6838 | 130.219 | 190 | 2496.8176 | 3539.8882 | 5307.8989
5072 | 77034.5358 | 1645.8989 | -1645.8989 | 75327.6369 | 2853.5668 | 10656.9296 | 2209.6809 | 3377.1431 | 119.2982 | 380 | 7432.7499 | 8654.8996 | 10422.9103
5073 | 74926.0286 | 2015.0785 | 0 | 74865.0286 | 2777.5145 | 10195.5456 | 2696.3584 | 3140.9465 | 139.5341 | 190 | 7760.5075 | 8812.8931 | 10580.9038
5074 | 75251.77 | 1966.4541 | 0 | 75190.77 | 3024.2508 | 14645.2729 | 1666.9384 | 3242.2759 | 136.6144 | 244 | 10709.6663 | 11813.1323 | 13581.143
5075 | 77281.6842 | 2102.106 | 0 | 77220.6842 | 4115.071 | 6272.4882 | 2579.1584 | 3522.1427 | 157.1868 | 54 | 408.2341 | 1342.2725 | 3110.2832
5076 | 75699.0972 | 1797.7065 | -1797.7065 | 73840.3907 | 2302.4166 | 18421.9091 | 2465.0671 | 3210.9346 | 178.9817 | 54 | 17325.3034 | 18281.1367 | 20049.1474
5077 | 76144.5268 | 2273.2479 | 0 | 76083.5268 | 2500.4477 | 14182.2656 | 2651.3127 | 3401.5441 | 96.1188 | 54 | 11021.3479 | 11894.3183 | 13662.329
5078 | 76497.8157 | 1651.8392 | 0 | 76436.8157 | 2511.3488 | 5779.7786 | 2578.2091 | 3425.3287 | 99.6716 | 190 | 2205.3518 | 3217.875 | 4985.8857
5079 | 77483.3464 | 1577.6426 | -1577.6426 | 75844.7037 | 2911.5265 | 7397.1081 | 2070.2021 | 3490.4684 | 115.2631 | 434 | 3571.7485 | 4843.8631 | 6611.8738
5080 | 74421.5306 | 1500.7233 | 0 | 74360.5306 | 1347.9887 | 13849.4872 | 2522.5941 | 3130.6608 | 157.8657 | 190 | 13164.4228 | 14235.1401 | 16003.1508
5081 | 73803.7128 | 1206.4186 | 0 | 73742.7128 | 1958.1084 | 7963.56 | 2317.1083 | 3144.8099 | 163.1175 | 54 | 7094.857 | 8034.8261 | 9802.8368
5082 | 73375.5221 | 2312.4325 | 0 | 73314.5221 | 3988.4205 | 7966.3002 | 2435.1874 | 3134.1618 | 118.6299 | 434 | 5602.9068 | 6878.3882 | 8646.3989
5083 | 75530.7729 | 1179.4443 | 0 | 75469.7729 | 3521.8775 | 7753.8526 | 2248.5741 | 3288.0422 | 152.7515 | 190 | 3669.0186 | 4734.6217 | 6502.6324
5084 | 76301.7502 | 1609.7838 | 0 | 76240.7502 | 2297.4401 | 14632.4991 | 2597.4411 | 3415.0004 | 139.0989 | 244 | 11476.9502 | 12582.9007 | 14350.9114
5085 | 75037.958 | 1931.3651 | 0 | 74976.958 | 2250.1803 | 12002.0683 | 1841.0932 | 3218.8662 | 146.2327 | 380 | 9205.0894 | 10454.1737 | 12222.1844
5086 | 74444.1763 | 1452.3574 | 0 | 74383.1763 | 4227.9962 | 8636.3699 | 1927.035 | 3129.7388 | 112.9056 | 244 | 4452.1713 | 5531.9285 | 7299.9392
5087 | 75671.7047 | 1423.3594 | 0 | 75610.7047 | 4282.495 | 3952.8365 | 2173.5645 | 3399.0993 | 158.4157 | 54 | -997.4994 | -62.2321 | 1705.7786
5088 | 74885.4065 | 1180.8661 | -1180.8661 | 73643.5404 | 3326.2139 | 16952.343 | 2399.6722 | 3139.6779 | 115.5115 | 244 | 14892.1389 | 15974.502 | 17742.5127
5089 | 75008.9314 | 1713.97 | 0 | 74947.9314 | 3500.0645 | 3849.7569 | 1791.4837 | 3190.8901 | 110.1631 | 244 | -245.6652 | 831.3495 | 2599.3602
5090 | 74174.0424 | 1363.9025 | -1363.9025 | 72749.1399 | 3896.5153 | 4477.3089 | 2140.3903 | 3130.8487 | 87.7414 | 190 | 2473.0927 | 3473.6857 | 5241.6964
5091 | 77151.5871 | 2169.0559 | -2169.0559 | 74921.5312 | 1739.4592 | 2193.6424 | 2479.3809 | 3369.1547 | 187.1276 | 434 | 751.3876 | 2095.3668 | 3863.3775
5092 | 74947.1376 | 1260.2686 | -1260.2686 | 73625.869 | 3140.9413 | 4016.1583 | 2362.4691 | 3165.2585 | 117.0486 | 434 | 2147.2756 | 3421.1758 | 5189.1865
5093 | 77466.3132 | 1911.2488 | -1911.2488 | 75494.0644 | 3629.6215 | 11140.6267 | 2566.1493 | 3512.3142 | 78.4952 | 190 | 7465.6044 | 8456.9511 | 10224.9618
5094 | 75182.5445 | 1932.061 | 0 | 75121.5445 | 2677.0495 | 9346.7459 | 2049.9781 | 3209.5875 | 173.7441 | 434 | 6177.9174 | 7508.5131 | 9276.5238
5095 | 74740.704 | 1248.3588 | 0 | 74679.704 | 1476.891 | 3433.7342 | 2267.9932 | 3171.4514 | 78.588 | 380 | 2086.7838 | 3268.2234 | 5036.2341
5096 | 75529.1636 | 1360.4091 | -1360.4091 | 74107.7545 | 3007.1917 | 9070.6029 | 2331.2841 | 3309.128 | 139.6329 | 190 | 6966.2689 | 8018.7534 | 9786.7641
5097 | 75548.703 | 1618.8152 | 0 | 75487.703 | 3546.7364 | 8123.1612 | 2476.5602 | 3390.5313 | 124.3922 | 244 | 4326.0134 | 5417.2572 | 7185.2679
5098 | 75003.2585 | 1949.3624 | 0 | 74942.2585 | 1211.0301 | 9261.5478 | 2755.8878 | 3218.8562 | 127.6181 | 244 | 8453.2031 | 9547.6728 | 11315.6835
5099 | 77036.9163 | 1170.0074 | 0 | 76975.9163 | 2083.186 | 2755.3363 | 2454.5923 | 3559.2047 | 159.767 | 380 | -919.769 | 342.8496 | 2110.8603
5100 | 75121.3515 | 1485.4012 | -1485.4012 | 73574.9504 | 2263.518 | 12855.127 | 2725.696 | 3126.5244 | 102.9435 | 190 | 12239.079 | 13254.8741 | 15022.8848
5101 | 75840.6556 | 2231.3567 | 0 | 75779.6556 | 2169.5392 | 1499.8189 | 2640.3575 | 3351.4347 | 110.7246 | 190 | -1087.3838 | -63.8077 | 1704.203
5102 | 74409.7862 | 1348.9843 | -1348.9843 | 72999.8019 | 2080.738 | 2036.384 | 2463.2629 | 3184.1313 | 131.4922 | 190 | 1973.4382 | 3017.782 | 4785.7927
5103 | 74438.0011 | 1564.838 | -1564.838 | 72812.1631 | 2892.6163 | 32185.7011 | 2415.5848 | 3269.0164 | 103.4304 | 380 | 31535.7228 | 32742.0048 | 34510.0155
5104 | 73605.1337 | 1559.0611 | 0 | 73544.1337 | 4864.2207 | 4942.1414 | 1984.2694 | 3124.5545 | 103.6391 | 380 | 1012.8109 | 2219.3016 | 3987.3123
5105 | 75157.6273 | 1979.6898 | -1979.6898 | 73116.9376 | 1915.3751 | 10760.0425 | 2000.7789 | 3203.847 | 45.1154 | 54 | 10302.5557 | 11124.5227 | 12892.5334
5106 | 77285.154 | 1331.606 | 0 | 77224.154 | 2017.8583 | 5999.3701 | 2524.9461 | 3559.0524 | 222.9341 | 244 | 2211.5562 | 3401.3419 | 5169.3526
5107 | 77036.0307 | 1029.5366 | -1029.5366 | 75945.4941 | 3371.0188 | 6522.3905 | 2237.0192 | 3402.0797 | 124.3097 | 54 | 2215.1765 | 3116.3378 | 4884.3485
5108 | 74321.5756 | 1415.6263 | -1415.6263 | 72844.9493 | 5427.479 | 4765.0323 | 2538.4022 | 3149.7979 | 135.8849 | 190 | 1551.0041 | 2599.7405 | 4367.7512
5109 | 74820.3795 | 1751.2311 | -1751.2311 | 73008.1484 | 2653.1548 | 9894.0258 | 2680.4196 | 3269.7781 | 68.0451 | 54 | 9553.1203 | 10398.0169 | 12166.0276
5110 | 74204.6133 | 2164.2653 | 0 | 74143.6133 | 2690.1314 | 6010.1078 | 810.2677 | 3128.9238 | 74.2093 | 244 | 2485.7546 | 3526.8154 | 5294.8261
5111 | 77333.864 | 1803.7846 | -1803.7846 | 75469.0794 | 2496.307 | 6343.7531 | 2041.7772 | 3523.1323 | 167.6854 | 54 | 3313.4762 | 4258.0132 | 6026.0239
5112 | 75743.1001 | 1896.9435 | 0 | 75682.1001 | 3095.7405 | 5207.1968 | 2460.7143 | 3360.1542 | 86.3123 | 380 | 1620.4247 | 2809.5885 | 4577.5992
5113 | 75171.6076 | 2065.0387 | -2065.0387 | 73045.5688 | 1924.1633 | 13313.2216 | 2263.5401 | 3245.5882 | 105.1936 | 54 | 13222.8178 | 14104.8629 | 15872.8736
5114 | 75133.4189 | 1666.3007 | 0 | 75072.4189 | 4711.9042 | 5603.7367 | 2612.0541 | 3339.2433 | 92.8296 | 244 | 1140.911 | 2200.5922 | 3968.6029
5115 | 77378.1247 | 1302.5754 | -1302.5754 | 76014.5492 | 4152.9994 | 10901.4213 | 2178.8291 | 3541.284 | 137.6988 | 54 | 5824.1859 | 6738.7362 | 8506.7469
5116 | 75031.9417 | 1626.0444 | 0 | 74970.9417 | 2404.2621 | 6193.3408 | 2044.2441 | 3148.1584 | 175.1425 | 244 | 3380.7395 | 4522.7336 | 6290.7443
5117 | 76657.8035 | 1507.1745 | 0 | 76596.8035 | 3471.9316 | 3549.4857 | 2004.7205 | 3358.4629 | 86.9798 | 190 | -1785.8659 | -786.0346 | 981.9761
5118 | 74889.998 | 1530.3035 | -1530.3035 | 73298.6945 | 2390.1666 | 7726.7131 | 2715.2841 | 3247.6378 | 148.4148 | 54 | 7370.9738 | 8296.2402 | 10064.2509
5119 | 75480.6038 | 1247.3452 | 0 | 75419.6038 | 3032.3716 | 5768.3813 | 2229.5813 | 3205.6589 | 212.8737 | 190 | 2121.8461 | 3247.5714 | 5015.5821
5120 | 76112.7271 | 1415.1931 | -1415.1931 | 74636.534 | 7100.6243 | 13457.6473 | 2169.4067 | 3333.4248 | 127.5209 | 380 | 6593.5206 | 7823.8931 | 9591.9038
5121 | 77278.3234 | 1526.6114 | 0 | 77217.3234 | 4128.9836 | 11000.3633 | 2419.1742 | 3569.4373 | 123.5222 | 54 | 5012.8679 | 5913.2417 | 7681.2524
5122 | 77657.3215 | 1325.7246 | 0 | 77596.3215 | 2580.0012 | 17231.1317 | 2519.6867 | 3547.5903 | 63.4223 | 244 | 12492.286 | 13522.5599 | 15290.5706
5123 | 76513.7249 | 1476.444 | 0 | 76452.7249 | 5238.0185 | 4571.0264 | 2412.6953 | 3457.286 | 174.8949 | 54 | -1879.5357 | -927.7892 | 840.2215
5124 | 76928.1963 | 1464.1234 | -1464.1234 | 75403.0729 | 3284.065 | 6195.8446 | 2029.8349 | 3483.4496 | 157.0202 | 54 | 2392.1912 | 3326.0629 | 5094.0736
5125 | 75673.6406 | 1400.2706 | -1400.2706 | 74212.37 | 3251.0503 | 9213.3068 | 2730.3677 | 3250.7995 | 132.4997 | 190 | 7101.2538 | 8146.605 | 9914.6157
5126 | 75198.2684 | 2111.0587 | 0 | 75137.2684 | 2231.9527 | 10431.6571 | 2469.5103 | 3151.1152 | 131.9348 | 54 | 8053.2614 | 8962.0478 | 10730.0585
5127 | 75711.9808 | 1769.8121 | 0 | 75650.9808 | 2596.5981 | 3648.5413 | 2492.9238 | 3353.4104 | 167.5236 | 54 | 617.4965 | 1561.8717 | 3329.8824
5128 | 74896.7382 | 1422.9833 | -1422.9833 | 73412.7549 | 3286.6203 | 7503.9955 | 2703.0317 | 3342.0677 | 146.0178 | 54 | 6219.9196 | 7142.789 | 8910.7997
5129 | 76746.6211 | 1958.5861 | 0 | 76685.6211 | 3193.5731 | 12930.8995 | 2179.1696 | 3505.8693 | 214.7359 | 190 | 8106.9442 | 9234.5317 | 11002.5424
5130 | 76033.281 | 1378.9301 | 0 | 75972.281 | 1703.6263 | 25967.9178 | 2549.5667 | 3356.6287 | 97.9322 | 190 | 23568.4059 | 24579.1897 | 26347.2004
5131 | 75651.3182 | 2250.3286 | 0 | 75590.3182 | 2976.2155 | 9628.6884 | 2393.9837 | 3229.1834 | 93.4857 | 54 | 6055.5219 | 6925.8591 | 8693.8698
5132 | 76296.3755 | 1773.8223 | 0 | 76235.3755 | 4101.3394 | 4959.1474 | 2386.4452 | 3364.7301 | 129.0723 | 54 | -256.1922 | 649.7317 | 2417.7424
5133 | 75915.7308 | 1386.0793 | -1386.0793 | 74468.6516 | 2516.0027 | 10113.5839 | 2381.8884 | 3279.6713 | 196.8523 | 380 | 8160.6892 | 9460.3932 | 11228.4039
5134 | 75313.4996 | 1265.8232 | 0 | 75252.4996 | 1251.0321 | 1272.5773 | 2632.6489 | 3351.2282 | 185.5394 | 244 | 123.1227 | 1275.5137 | 3043.5244
5135 | 75170.4446 | 1716.9196 | -1716.9196 | 73392.525 | 2949.143 | 7845.8505 | 2755.5223 | 3176.9262 | 188.4374 | 244 | 6806.8309 | 7962.1199 | 9730.1306
5136 | 76247.651 | 1397.7338 | 0 | 76186.651 | 3284.8815 | 5982.9582 | 2368.6649 | 3293.9783 | 150.4048 | 190 | 1544.269 | 2607.5254 | 4375.5361
5137 | 76418.6016 | 1332.35 | -1332.35 | 75025.2516 | 3492.8174 | 10185.9753 | 2647.1844 | 3338.9707 | 154.2641 | 54 | 7024.2614 | 7955.3771 | 9723.3878
5138 | 75682.65 | 1226.9941 | 0 | 75621.65 | 3195.5918 | 5253.516 | 1435.3217 | 3215.9572 | 154.7849 | 434 | 457.7532 | 1769.3897 | 3537.4004
5139 | 76527.1335 | 1629.5396 | -1629.5396 | 74836.5939 | 1746.0318 | 3109.3137 | 1727.9573 | 3310.5381 | 113.8692 | 434 | 935.3835 | 2206.1043 | 3974.115
5140 | 75191.3437 | 2057.9129 | -2057.9129 | 73072.4307 | 2406.3118 | 3101.9833 | 2151.4237 | 3151.2473 | 151.9436 | 244 | 2296.1118 | 3414.9069 | 5182.9176
5141 | 76380.76 | 1385.2717 | -1385.2717 | 74934.4883 | 2731.25 | 8921.5784 | 1697.6162 | 3321.9088 | 152.345 | 54 | 5645.5651 | 6574.7616 | 8342.7723
5142 | 75129.7027 | 1984.8487 | 0 | 75068.7027 | 2840.1791 | 3093.8881 | 1733.4803 | 3161.9628 | 198.982 | 190 | -549.3506 | 562.483 | 2330.4937
5143 | 75795.437 | 1794.2503 | -1794.2503 | 73940.1867 | 2451.6577 | 3811.2933 | 1838.1638 | 3253.4823 | 77.7427 | 380 | 1881.295 | 3061.8892 | 4829.8999
5144 | 74919.5932 | 1492.2908 | -1492.2908 | 73366.3024 | 4712.8683 | 5141.408 | 1321.1329 | 3154.7492 | 165.8302 | 190 | 908.3194 | 1987.0011 | 3755.0118
5145 | 75001.8367 | 1749.5382 | -1749.5382 | 73191.2985 | 4766.8763 | 13904.5026 | 2072.8154 | 3227.6301 | 245.5756 | 54 | 10616.9734 | 11639.4005 | 13407.4112
5146 | 76430.3571 | 1785.5413 | 0 | 76369.3571 | 4114.6838 | 11955.4967 | 2339.5559 | 3516.1056 | 169.0083 | 380 | 6697.3173 | 7969.1771 | 9737.1878
5147 | 76051.7009 | 2224.4993 | 0 | 75990.7009 | 5565.4551 | 18143.814 | 2140.5423 | 3208.6294 | 58.0102 | 54 | 11307.0296 | 12141.8913 | 13909.902
5148 | 75135.4897 | 1619.308 | 0 | 75074.4897 | 2073.7908 | 1797.4626 | 2325.4097 | 3142.425 | 116.1874 | 244 | -512.7832 | 570.2557 | 2338.2664
5149 | 75815.579 | 1306.7351 | -1306.7351 | 74447.8439 | 4139.3967 | 8324.2665 | 2612.2467 | 3348.5884 | 128.3356 | 54 | 5068.061 | 5973.2482 | 7741.2589
5150 | 76087.993 | 2283.8953 | 0 | 76026.993 | 2709.7897 | 5530.1029 | 2270.1537 | 3312.5443 | 132.1482 | 54 | 1746.2183 | 2655.218 | 4423.2287
5151 | 76525.2931 | 1744.9876 | -1744.9876 | 74719.3055 | 2577.2887 | 7669.2612 | 2060.8848 | 3323.808 | 184.7144 | 244 | 5127.5599 | 6279.1258 | 8047.1365
5152 | 76126.4579 | 1349.5153 | 0 | 76065.4579 | 973.3303 | 5619.2561 | 2415.7938 | 3503.3619 | 117.85 | 244 | 3869.8235 | 4954.5251 | 6722.5358
5153 | 75855.3261 | 1238.2274 | 0 | 75794.3261 | 4142.1748 | 8118.3914 | 2364.3041 | 3381.366 | 93.8437 | 190 | 3297.7605 | 4304.4557 | 6072.4664
5154 | 74805.3996 | 1996.2014 | 0 | 74744.3996 | 3848.2729 | 6219.9713 | 2317.5885 | 3245.0221 | 139.125 | 244 | 2560.1093 | 3666.0859 | 5434.0966
5155 | 76225.3114 | 1211.1246 | 0 | 76164.3114 | 2916.407 | 10121.1176 | 1709.1676 | 3291.308 | 108.3968 | 54 | 5411.0748 | 6296.3231 | 8064.3338
5156 | 74949.3632 | 1996.0078 | 0 | 74888.3632 | 3858.9221 | 15737.3095 | 2566.0718 | 3262.7336 | 83.9873 | 190 | 12189.0296 | 13185.8684 | 14953.8791
5157 | 74451.5123 | 1639.9156 | 0 | 74390.5123 | 3311.9528 | 4156.6002 | 2634.7716 | 3133.6649 | 80.3019 | 244 | 1592.7715 | 2639.925 | 4407.9357
5158 | 74943.5943 | 1529.1227 | -1529.1227 | 73353.4716 | 2115.4996 | 9474.8221 | 2118.4457 | 3176.273 | 169.1712 | 54 | 8670.7696 | 9616.7924 | 11384.8031
5159 | 76536.9846 | 2212.6169 | 0 | 76475.9846 | 2432.9268 | 6505.5093 | 2337.6013 | 3351.334 | 98.8561 | 244 | 2655.7332 | 3721.4408 | 5489.4515
5160 | 75887.2202 | 1924.248 | 0 | 75826.2202 | 2533.7745 | 5873.0778 | 1928.3976 | 3218.2269 | 171.3212 | 434 | 2029.9076 | 3358.0804 | 5126.0911
5161 | 74826.602 | 1365.9326 | -1365.9326 | 73399.6694 | 2932.7752 | 10110.833 | 2397.9928 | 3183.9842 | 187.6902 | 380 | 8730.5654 | 10021.1072 | 11789.1179
5162 | 75108.1591 | 1319.0124 | 0 | 75047.1591 | 2614.7953 | 9128.8171 | 2432.1076 | 3154.7982 | 144.6244 | 54 | 6423.9685 | 7345.4445 | 9113.4552
5163 | 77159.6753 | 1324.195 | 0 | 77098.6753 | 2323.4017 | 5243.1261 | 2306.0498 | 3544.6533 | 88.626 | 54 | 1041.9522 | 1907.4298 | 3675.4405
5164 | 75778.1643 | 1583.381 | -1583.381 | 74133.7833 | 3662.5152 | 7479.9958 | 2662.5449 | 3173.1788 | 135.6622 | 190 | 4889.621 | 5938.1347 | 7706.1454
5165 | 74275.6547 | 2080.4412 | 0 | 74214.6547 | 2291.0974 | 10223.8038 | 2035.6735 | 3125.3855 | 171.6168 | 244 | 8249.3108 | 9387.7791 | 11155.7898
5166 | 76335.8273 | 1880.8926 | 0 | 76274.8273 | 3292.9103 | 15246.6953 | 2815.9924 | 3494.4564 | 134.3977 | 190 | 11359.6065 | 12406.8557 | 14174.8664
5167 | 75523.1872 | 1933.9874 | 0 | 75462.1872 | 2615.3974 | 18545.9372 | 2470.115 | 3312.0545 | 168.3 | 190 | 15620.722 | 16701.8736 | 18469.8843
5168 | 74678.3065 | 1669.4564 | 0 | 74617.3065 | 2344.7633 | 27112.6724 | 1817.6653 | 3263.5257 | 161.2235 | 190 | 24601.9936 | 25676.0687 | 27444.0794
5169 | 74314.3611 | 1270.1216 | 0 | 74253.3611 | 2522.9304 | 19830.033 | 2513.018 | 3136.1339 | 116.8576 | 54 | 18073.0934 | 18966.8026 | 20734.8133
5170 | 75899.0771 | 1646.1996 | 0 | 75838.0771 | 3451.425 | 7188.7715 | 1887.2516 | 3430.8518 | 95.9976 | 380 | 2587.5728 | 3786.422 | 5554.4327
5171 | 76642.1768 | 1323.0872 | 0 | 76581.1768 | 3650.8115 | 5024.9522 | 2485.0407 | 3301.1939 | 39.9116 | 380 | -50.6016 | 1092.1616 | 2860.1723
5172 | 74225.0867 | 1476.7103 | -1476.7103 | 72687.3764 | 3384.3636 | 5175.0458 | 2497.4927 | 3130.4681 | 125.913 | 54 | 4101.4666 | 5004.2312 | 6772.2419
5173 | 75806.9217 | 1865.2067 | 0 | 75745.9217 | 2296.5846 | 4368.5338 | 2600.4887 | 3319.3411 | 162.653 | 54 | 1616.0573 | 2555.5618 | 4323.5725
5174 | 74886.4007 | 1763.8822 | -1763.8822 | 73061.5184 | 1938.1127 | 11890.1469 | 2287.5764 | 3227.6056 | 203.0602 | 190 | 11775.8978 | 12891.8095 | 14659.8202
5175 | 76906.9066 | 1388.5234 | 0 | 76845.9066 | 2354.9179 | 11711.4347 | 2577.2058 | 3399.6032 | 129.1886 | 190 | 7857.6192 | 8899.6594 | 10667.6701
5176 | 75175.1663 | 1201.4395 | 0 | 75114.1663 | 3485.2329 | 3873.2458 | 2362.9305 | 3186.266 | 170.8854 | 434 | 193.2431 | 1520.98 | 3288.9907
5177 | 76221.5439 | 2036.1749 | -2036.1749 | 74124.369 | 2628.869 | 16042.5798 | 1862.6927 | 3264.3149 | 194.7435 | 190 | 13786.5493 | 14894.1443 | 16662.155
5178 | 74546.7077 | 1588.0501 | 0 | 74485.7077 | 2865.1117 | 6600.5573 | 2021.3496 | 3183.427 | 123.12 | 244 | 3824.7146 | 4914.6862 | 6682.6969
5179 | 76092.2929 | 1557.4526 | 0 | 76031.2929 | 3213.2337 | 3514.261 | 2296.9355 | 3349.9668 | 85.9546 | 190 | -713.1632 | 285.6429 | 2053.6536
5180 | 75540.139 | 1448.3351 | -1448.3351 | 74030.8039 | 2665.9287 | 17534.773 | 2077.4153 | 3151.5845 | 147.1855 | 244 | 15437.2401 | 16551.2772 | 18319.2879
5181 | 74742.2943 | 1938.2672 | 0 | 74681.2943 | 3249.8384 | 6165.9065 | 2292.1871 | 3261.5148 | 80.7733 | 54 | 3158.6757 | 4016.3005 | 5784.3112
5182 | 75509.7033 | 1203.96 | 0 | 75448.7033 | 2361.4036 | 12221.817 | 2390.5708 | 3238.3754 | 10.1634 | 190 | 9410.8563 | 10333.8712 | 12101.8819
5183 | 74086.5285 | 1222.9231 | 0 | 74025.5285 | 3194.0235 | 12562.2283 | 2452.9359 | 3146.5635 | 168.3943 | 190 | 10312.3757 | 11393.6216 | 13161.6323
5184 | 77167.6486 | 2174.2019 | 0 | 77106.6486 | 2174.9816 | 1944.034 | 2300.4053 | 3525.8919 | 134.2132 | 54 | -2141.0989 | -1230.0342 | 537.9765
5185 | 75644.0078 | 2150.6737 | -2150.6737 | 73432.3341 | 1687.4256 | 5962.9155 | 2239.8489 | 3258.9402 | 197.3783 | 54 | 5712.1448 | 6686.3746 | 8454.3853
5186 | 73183.3904 | 1314.1884 | 0 | 73122.3904 | 2599.2061 | 10746.0331 | 2216.3513 | 3128.7114 | 109.4372 | 54 | 9739.6992 | 10625.9879 | 12393.9986
5187 | 75500.8731 | 1616.6261 | 0 | 75439.8731 | 5202.399 | 4630.8717 | 2191.6522 | 3165.5185 | 129.7875 | 190 | -1284.0297 | -241.3906 | 1526.6201
5188 | 75912.218 | 1487.4581 | -1487.4581 | 74363.7599 | 3105.4128 | 3669.0939 | 2161.5116 | 3277.2012 | 165.6139 | 434 | 1008.834 | 2331.2994 | 4099.3101
5189 | 75482.7071 | 1682.2228 | -1682.2228 | 73739.4843 | 2044.5777 | 8195.3097 | 1778.0558 | 3236.5286 | 136.8749 | 54 | 6796.0322 | 7709.7586 | 9477.7693
5190 | 75296.1021 | 1426.9673 | 0 | 75235.1021 | 2495.5999 | 8343.9236 | 2015.8638 | 3377.594 | 185.9654 | 380 | 5376.8794 | 6665.6963 | 8433.707
5191 | 75075.8453 | 1254.5117 | 0 | 75014.8453 | 1605.9044 | 9917.3384 | 2474.0287 | 3204.4633 | 130.4324 | 54 | 8345.2807 | 9252.5646 | 11020.5753
5192 | 76025.347 | 1188.7534 | 0 | 75964.347 | 3133.4501 | 6609.065 | 2248.2652 | 3315.6173 | 164.043 | 380 | 2445.3504 | 3712.245 | 5480.2557
5193 | 77046.4221 | 1690.4314 | -1690.4314 | 75294.9907 | 2972.2332 | 12897.6609 | 2502.8729 | 3371.7215 | 76.9805 | 380 | 9875.2313 | 11055.0634 | 12823.0741
5194 | 74919.2215 | 1466.3533 | 0 | 74858.2215 | 1595.5419 | 4920.0911 | 2471.9031 | 3213.592 | 136.729 | 190 | 3522.0228 | 4571.6034 | 6339.6141
5195 | 75104.7047 | 1328.3275 | 0 | 75043.7047 | 1707.726 | 2679.691 | 2395.3652 | 3143.5476 | 148.7001 | 190 | 837.3731 | 1898.9247 | 3666.9354
5196 | 75056.777 | 1325.8755 | -1325.8755 | 73669.9016 | 2968.2512 | 12620.3758 | 2440.4622 | 3208.3188 | 48.1423 | 380 | 11001.204 | 12152.1979 | 13920.2086
5197 | 76545.3721 | 1666.2324 | 0 | 76484.3721 | 2678.0816 | 1698.019 | 2530.1106 | 3412.0067 | 172.4718 | 380 | -2152.1173 | -876.7939 | 891.2168
5198 | 76540.9685 | 1201.518 | -1201.518 | 75278.4505 | 1953.4675 | 7451.8764 | 2449.0136 | 3443.0307 | 146.1999 | 54 | 5482.2028 | 6405.2542 | 8173.2649
5199 | 76130.7667 | 1633.0798 | 0 | 76069.7667 | 2898.6191 | 4414.1419 | 2347.4506 | 3242.6744 | 134.1652 | 380 | 406.0811 | 1643.0979 | 3411.1086
5200 | 75488.0024 | 1886.4557 | -1886.4557 | 73540.5467 | 2182.2732 | 6225.3652 | 2432.3926 | 3169.7173 | 84.3223 | 244 | 5474.8553 | 6526.0291 | 8294.0398
5201 | 75900.4648 | 1306.6563 | 0 | 75839.4648 | 3922.3334 | 7770.0875 | 2433.1388 | 3398.4282 | 99.7327 | 244 | 3210.0564 | 4276.6407 | 6044.6514
5202 | 74184.1902 | 1528.0358 | 0 | 74123.1902 | 3294.4856 | 5365.5802 | 2188.9344 | 3139.4314 | 120.6599 | 190 | 2646.4701 | 3679.9816 | 5447.9923
5203 | 76176.6721 | 1482.6236 | 0 | 76115.6721 | 1525.5996 | 6128.0385 | 2448.3437 | 3266.2883 | 123.7985 | 190 | 3571.5987 | 4608.2488 | 6376.2595
5204 | 74413.1344 | 1307.5362 | 0 | 74352.1344 | 2740.1674 | 7932.7633 | 1989.167 | 3148.5093 | 201.7648 | 244 | 5348.3377 | 6516.9541 | 8284.9648
5205 | 75637.4772 | 1604.3142 | 0 | 75576.4772 | 2638.4845 | 5760.2253 | 2516.7499 | 3253.7015 | 128.7201 | 54 | 2685.9149 | 3591.4865 | 5359.4972
5206 | 75251.8971 | 1550.6416 | 0 | 75190.8971 | 1969.8383 | 4749.4929 | 1804.2802 | 3172.9267 | 110.1435 | 54 | 1936.1644 | 2823.1594 | 4591.1701
5207 | 76017.6433 | 1406.921 | -1406.921 | 74549.7223 | 2963.6915 | 5979.1945 | 2621.4179 | 3260.592 | 98.8292 | 380 | 3717.9907 | 4919.6714 | 6687.6821
5208 | 74175.2193 | 1946.8652 | 0 | 74114.2193 | 3681.1437 | 5469.7625 | 2520.4908 | 3131.0983 | 130.1736 | 190 | 2696.1886 | 3739.2138 | 5507.2245
5209 | 76520.9486 | 1478.5679 | 0 | 76459.9486 | 3317.7534 | 17140.544 | 2223.7698 | 3443.6172 | 216.0474 | 380 | 12400.429 | 13719.3279 | 15487.3386
5210 | 75039.4846 | 1827.4464 | 0 | 74978.4846 | 3617.8767 | 5104.7849 | 2257.903 | 3161.1209 | 197.7617 | 190 | 1297.6475 | 2408.2607 | 4176.2714
5211 | 73802.818 | 1086.9378 | -1086.9378 | 72654.8802 | 3242.2517 | 6821.4215 | 2439.6198 | 3146.3077 | 127.0602 | 434 | 5880.4172 | 7164.329 | 8932.3397
5212 | 75030.7463 | 1243.7083 | 0 | 74969.7463 | 1967.236 | 4727.2249 | 2187.8793 | 3327.3897 | 127.5401 | 54 | 2675.7116 | 3580.1032 | 5348.1139
5213 | 77393.307 | 1830.6545 | 0 | 77332.307 | 3502.8092 | 8385.808 | 2531.8788 | 3409.9448 | 76.4106 | 54 | 2862.7154 | 3715.9776 | 5483.9883
5214 | 75677.6213 | 1776.3472 | 0 | 75616.6213 | 2408.3218 | 8271.7419 | 2654.0268 | 3196.6881 | 123.096 | 190 | 5467.7136 | 6503.6612 | 8271.6719
5215 | 76643.0245 | 1638.6329 | 0 | 76582.0245 | 4320.905 | 4985.1248 | 2429.9139 | 3401.3279 | 166.236 | 54 | -716.3629 | 226.7246 | 1994.7353
5216 | 76585.5674 | 2316.4998 | -2316.4998 | 74208.0675 | 2004.5588 | 10334.1157 | 2490.8406 | 3328.6598 | 108.6493 | 190 | 9311.1897 | 10332.6906 | 12100.7013
5217 | 75567.4352 | 1971.5031 | 0 | 75506.4352 | 2498.9377 | 10368.2735 | 1913.563 | 3207.2633 | 148.3847 | 54 | 6853.927 | 7779.1632 | 9547.1739
5218 | 76059.2839 | 1785.1244 | 0 | 75998.2839 | 2862.0538 | 13472.1629 | 2455.722 | 3256.2293 | 194.1347 | 190 | 9693.9765 | 10800.9628 | 12568.9735
5219 | 76157.3835 | 1581.0529 | 0 | 76096.3835 | 3116.8588 | 12383.0636 | 2643.7693 | 3306.1967 | 179.448 | 54 | 8489.9873 | 9446.2869 | 11214.2976
5220 | 75414.3522 | 2009.6145 | 0 | 75353.3522 | 3250.5481 | 4305.7153 | 1939.4429 | 3353.627 | 107.6742 | 54 | 365.0849 | 1249.6106 | 3017.6213
5221 | 74999.6537 | 1954.2358 | -1954.2358 | 72984.4179 | 3524.3514 | 4528.8706 | 2558.682 | 3157.8674 | 76.5488 | 190 | 3106.8507 | 4096.2511 | 5864.2618
5222 | 75999.4452 | 1533.6731 | 0 | 75938.4452 | 1882.2587 | 13928.0656 | 2037.3744 | 3295.0142 | 137.5298 | 190 | 10809.9504 | 11860.3318 | 13628.3425
5223 | 77456.8759 | 1413.4016 | 0 | 77395.8759 | 3088.7009 | 6574.0707 | 2657.3476 | 3541.5016 | 169.4068 | 380 | 1658.5431 | 2930.8015 | 4698.8122
5224 | 75550.9016 | 1546.9863 | -1546.9863 | 73942.9153 | 2715.9999 | 11477.2247 | 1829.9832 | 3211.146 | 158.3709 | 190 | 9229.6387 | 10300.8611 | 12068.8718
5225 | 76162.5719 | 1638.0548 | 0 | 76101.5719 | 2777.8425 | 8977.2944 | 2309.5287 | 3307.0376 | 82.0175 | 380 | 5084.6462 | 6269.5153 | 8037.526
5226 | 76800.1545 | 1846.4322 | 0 | 76739.1545 | 4447.8904 | 8143.1851 | 2609.608 | 3434.6991 | 48.3967 | 54 | 2370.6473 | 3195.8955 | 4963.9062
5227 | 75000.747 | 1721.7273 | -1721.7273 | 73218.0197 | 2509.2421 | 3605.2898 | 2789.3691 | 3189.3499 | 134.3292 | 54 | 3226.947 | 4138.1278 | 5906.1385
5228 | 75449.7666 | 1412.6851 | 0 | 75388.7666 | 2284.186 | 12320.1284 | 2752.6213 | 3307.2815 | 118.1578 | 244 | 10077.2785 | 11162.2879 | 12930.2986
5229 | 76519.4731 | 1809.2821 | 0 | 76458.4731 | 1823.2747 | 8581.8051 | 2579.1145 | 3286.8644 | 151.4927 | 434 | 5536.2362 | 6844.5805 | 8612.5912
5230 | 75939.2299 | 1846.7648 | 0 | 75878.2299 | 2019.1488 | 17164.3247 | 2514.5526 | 3404.7442 | 110.1314 | 380 | 14556.4427 | 15769.4256 | 17537.4363
5231 | 74699.4247 | 1470.616 | 0 | 74638.4247 | 2794.177 | 10819.2396 | 2730.3324 | 3142.8466 | 140.8672 | 190 | 8630.0168 | 9683.7356 | 11451.7463
5232 | 76237.8997 | 2324.5443 | 0 | 76176.8997 | 2435.5875 | 5069.8397 | 2189.872 | 3319.7871 | 69.6849 | 190 | 1337.2117 | 2319.7482 | 4087.7589
5233 | 75839.2043 | 2358.685 | -2358.685 | 73419.5193 | 3005.4709 | 7809.258 | 2040.8279 | 3309.327 | 182.8824 | 244 | 6104.6227 | 7254.3566 | 9022.3673
5234 | 74588.8157 | 1619.8738 | 0 | 74527.8157 | 4211.4834 | 9730.8602 | 2751.7308 | 3166.8705 | 155.081 | 380 | 6280.3624 | 7538.295 | 9306.3057
5235 | 75778.1942 | 1471.6139 | 0 | 75717.1942 | 4732.6357 | 11728.3402 | 2538.3035 | 3295.5871 | 225.1058 | 244 | 6482.6008 | 7674.5582 | 9442.5689
5236 | 75882.1391 | 1561.5243 | 0 | 75821.1391 | 3906.522 | 9368.2745 | 2471.9101 | 3233.0381 | 141.3433 | 380 | 4715.7616 | 5959.9564 | 7727.9671
5237 | 76252.621 | 1389.0674 | 0 | 76191.621 | 3455.065 | 6463.048 | 2444.5219 | 3394.7442 | 148.1582 | 54 | 2025.8281 | 2950.8378 | 4718.8485
5238 | 76452.6271 | 2015.3411 | -2015.3411 | 74376.286 | 1765.8961 | 4984.1768 | 1970.833 | 3289.864 | 106.8816 | 380 | 3472.8917 | 4682.6249 | 6450.6356
5239 | 75769.8007 | 1787.8842 | 0 | 75708.8007 | 1975.7507 | 3533.2847 | 2522.7877 | 3278.1505 | 144.7811 | 54 | 1019.8716 | 1941.5043 | 3709.515
5240 | 75313.45 | 1474.3712 | -1474.3712 | 73778.0788 | 3456.1008 | 4884.0026 | 2652.2462 | 3188.9617 | 167.0002 | 54 | 2861.2309 | 3805.0826 | 5573.0933
5241 | 75101.3807 | 1325.3225 | 0 | 75040.3807 | 3462.7637 | 9937.8012 | 1826.8359 | 3183.6412 | 134.9158 | 380 | 5815.3339 | 7053.1013 | 8821.112
5242 | 73922.0004 | 1542.974 | 0 | 73861.0004 | 1279.8884 | 8970.6028 | 2403.9139 | 3125.5168 | 103.5388 | 54 | 8729.3448 | 9609.7352 | 11377.7459
5243 | 75827.1752 | 1329.003 | 0 | 75766.1752 | 2125.2535 | 3262.4112 | 1826.0614 | 3270.9454 | 115.9323 | 190 | -161.8106 | 866.9732 | 2634.9839
5244 | 76973.5498 | 1445.332 | -1445.332 | 75467.2179 | 2231.9166 | 14382.9052 | 2372.2329 | 3247.1947 | 171.2017 | 244 | 11673.3983 | 12811.4516 | 14579.4623
5245 | 75971.8622 | 1616.2804 | 0 | 75910.8622 | 3854.1364 | 7250.4215 | 2721.8997 | 3209.4353 | 149.8571 | 190 | 2786.9579 | 3849.6666 | 5617.6773
5246 | 75311.2157 | 1500.7031 | 0 | 75250.2157 | 2601.1351 | 2563.997 | 2684.746 | 3210.1053 | 184.9134 | 244 | -22.3025 | 1129.4624 | 2897.4731
5247 | 75601.0447 | 1881.9551 | -1881.9551 | 73658.0896 | 2039.7371 | 5127.3219 | 2266.5464 | 3276.2775 | 230.7458 | 244 | 4342.519 | 5540.1163 | 7308.127
5248 | 74957.1534 | 1858.8243 | 0 | 74896.1534 | 3452.0217 | 14351.783 | 2068.9706 | 3161.9065 | 178.095 | 244 | 10604.6851 | 11749.6316 | 13517.6423
5249 | 74390.8249 | 2008.945 | 0 | 74329.8249 | 1743.4906 | 7861.6656 | 1610.1166 | 3158.9054 | 188.9889 | 244 | 5927.5721 | 7083.4125 | 8851.4232
5250 | 76634.6857 | 2058.8149 | 0 | 76573.6857 | 3098.874 | 13217.0497 | 2350.105 | 3424.2369 | 126.0797 | 54 | 8689.0319 | 9591.9632 | 11359.9739
5251 | 75580.5046 | 1472.6 | 0 | 75519.5046 | 4019.6933 | 6358.1751 | 2695.666 | 3262.0636 | 232.7478 | 190 | 2146.9067 | 3292.506 | 5060.5167
5252 | 77485.4638 | 1516.0158 | -1516.0158 | 75908.4479 | 2737.8921 | 6907.4089 | 2544.5038 | 3529.2742 | 194.8064 | 190 | 3705.0468 | 4812.7047 | 6580.7154
5253 | 74839.6625 | 998.6025 | 0 | 74778.6625 | 1249.4469 | 2772.7497 | 2184.8928 | 3235.3897 | 101.0781 | 244 | 1535.1228 | 2603.0524 | 4371.0631
5254 | 77129.1175 | 1910.7038 | -1910.7038 | 75157.4137 | 1822.129 | 5319.7241 | 2413.6008 | 3457.457 | 132.4381 | 190 | 3581.4393 | 4626.729 | 6394.7397
5255 | 76082.4107 | 2268.0726 | 0 | 76021.4107 | 2645.2502 | 21024.7376 | 2452.0739 | 3415.7659 | 54.1713 | 380 | 17596.1164 | 18753.1393 | 20521.15
5256 | 75165.8513 | 2151.7812 | 0 | 75104.8513 | 2425.8945 | 6299.9637 | 2625.2464 | 3148.9033 | 128.9921 | 380 | 3913.5676 | 5145.4112 | 6913.4219
5257 | 76536.604 | 1663.0458 | 0 | 76475.604 | 3050.5529 | 4308.1011 | 2521.188 | 3349.5457 | 43.3045 | 190 | 22.8779 | 979.034 | 2747.0447
5258 | 75727.9191 | 1722.1179 | -1722.1179 | 73944.8012 | 3050.1045 | 4156.8584 | 2567.8794 | 3161.8892 | 173.2487 | 434 | 2261.9212 | 3592.0214 | 5360.0321
5259 | 76031.7698 | 1757.9311 | -1757.9311 | 74212.8388 | 2449.2889 | 5727.5907 | 2455.7793 | 3360.9266 | 156.635 | 380 | 4252.369 | 5511.8555 | 7279.8662
5260 | 74888.3176 | 2136.538 | 0 | 74827.3176 | 3946.7903 | 20020.9326 | 1544.199 | 3176.2374 | 149.7997 | 190 | 15337.4612 | 16400.1125 | 18168.1232
5261 | 75342.6599 | 1711.1909 | 0 | 75281.6599 | 3273.8065 | 11617.276 | 2228.336 | 3173.6066 | 128.3838 | 190 | 7833.9521 | 8875.1875 | 10643.1982
5262 | 76036.3171 | 2299.2837 | 0 | 75975.3171 | 3392.7298 | 9196.0529 | 1987.7789 | 3234.734 | 129.4044 | 190 | 4420.7189 | 5462.9749 | 7230.9856
5263 | 75873.1109 | 2247.3903 | 0 | 75812.1109 | 2932.8857 | 6672.7091 | 2494.325 | 3394.9775 | 130.9513 | 54 | 3187.2149 | 4095.0178 | 5863.0285
5264 | 75193.6272 | 1529.9175 | 0 | 75132.6272 | 2362.0336 | 3545.9594 | 2198.294 | 3170.8712 | 79.0891 | 244 | 790.6637 | 1836.6044 | 3604.6151
5265 | 77176.8959 | 1534.8769 | -1534.8769 | 75581.0191 | 3022.0396 | 9425.3855 | 2436.3196 | 3436.0992 | 123.8296 | 54 | 6064.9455 | 6965.6267 | 8733.6374
5266 | 74073.8106 | 1937.227 | 0 | 74012.8106 | 2600.1288 | 4788.7667 | 1946.6497 | 3126.185 | 176.3696 | 54 | 2618.862 | 3572.0832 | 5340.0939
5267 | 74462.9386 | 1646.1292 | 0 | 74401.9386 | 3832.4179 | 2081.2921 | 2460.3726 | 3145.1423 | 143.0821 | 54 | -1177.3495 | -257.4158 | 1510.5949
5268 | 74020.7885 | 1436.8048 | -1436.8048 | 72522.9837 | 2223.1294 | 13997.7087 | 2665.8015 | 3124.0195 | 123.7224 | 54 | 14411.6167 | 15312.1906 | 17080.2013
5269 | 75702.1613 | 1379.6131 | 0 | 75641.1613 | 3661.2706 | 13686.1204 | 1940.1055 | 3239.3911 | 135.0168 | 54 | 8933.3851 | 9845.2535 | 11613.2642
5270 | 74323.9142 | 1994.9197 | 0 | 74262.9142 | 3184.8559 | 11868.5869 | 2187.0695 | 3131.3136 | 182.5379 | 54 | 9109.3998 | 10068.7892 | 11836.7999
5271 | 76034.3297 | 1807.8086 | 0 | 75973.3297 | 1898.5674 | 6052.1507 | 2250.8917 | 3386.2717 | 139.2031 | 54 | 3187.617 | 4103.6716 | 5871.6823
5272 | 75385.1532 | 1905.7456 | 0 | 75324.1532 | 3399.2165 | 1850.8635 | 2197.768 | 3204.7873 | 94.3369 | 190 | -2099.7508 | -1092.5624 | 675.4483
5273 | 74593.5982 | 1770.7722 | -1770.7722 | 72761.826 | 2605.7339 | 9872.6031 | 2563.7851 | 3136.5607 | 103.8047 | 190 | 9575.589 | 10592.2453 | 12360.256
5274 | 75696.6129 | 1569.3225 | 0 | 75635.6129 | 4419.4675 | 9839.4723 | 2299.6456 | 3207.8189 | 134.8944 | 190 | 4662.0564 | 5709.8024 | 7477.8131
5275 | 75736.1648 | 1551.5863 | 0 | 75675.1648 | 2698.6783 | 11137.1941 | 2519.0881 | 3305.6656 | 167.7112 | 54 | 7958.3048 | 8902.8676 | 10670.8783
5276 | 76033.3572 | 1743.549 | 0 | 75972.3572 | 2765.5482 | 8375.9243 | 2560.2993 | 3280.0164 | 208.6155 | 244 | 4848.5346 | 6024.0017 | 7792.0124
5277 | 73736.6735 | 1377.2007 | 0 | 73675.6735 | 3242.3621 | 8757.3817 | 2078.1803 | 3124.4899 | 171.035 | 54 | 6412.2163 | 7360.1029 | 9128.1136
5278 | 76477.9748 | 2011.3615 | 0 | 76416.9748 | 3797.1646 | 10491.3275 | 1591.7165 | 3283.845 | 189.2974 | 54 | 4522.9497 | 5489.0987 | 7257.1094
5279 | 75358.3298 | 1583.6271 | 0 | 75297.3298 | 3851.8714 | 11088.6865 | 2407.9814 | 3237.1835 | 110.6316 | 244 | 6954.8502 | 8032.3333 | 9800.344
5280 | 76866.2367 | 2025.4588 | 0 | 76805.2367 | 3742.9956 | 8975.5566 | 2754.8361 | 3401.8183 | 93.9244 | 244 | 3954.1786 | 5014.9546 | 6782.9653
5281 | 76025.879 | 1621.9053 | 0 | 75964.879 | 2158.3567 | 8260.55 | 2039.4807 | 3403.1917 | 151.584 | 244 | 4950.1865 | 6068.6221 | 7836.6328
5282 | 75595.0123 | 1568.9653 | 0 | 75534.0123 | 2465.6163 | 3951.5624 | 2279.1042 | 3346.1619 | 164.3444 | 54 | 947.3999 | 1888.5959 | 3656.6066
5283 | 75999.3068 | 2271.9296 | -2271.9296 | 73666.3772 | 3618.0288 | 13485.3852 | 2758.1575 | 3394.1049 | 108.286 | 380 | 11723.4416 | 12934.5792 | 14702.5899
5284 | 74682.3802 | 1849.294 | 0 | 74621.3802 | 3142.2542 | 6107.8391 | 2205.6861 | 3134.557 | 144.3793 | 380 | 3054.6478 | 4301.8787 | 6069.8894
5285 | 76693.0254 | 1136.903 | 0 | 76632.0254 | 2365.4929 | 9637.7252 | 2233.8298 | 3432.7615 | 65.4652 | 190 | 5676.9982 | 6655.3149 | 8423.3256
5286 | 76860.8516 | 1766.4271 | 0 | 76799.8516 | 4669.8214 | 16508.7391 | 2612.0402 | 3457.962 | 131.4274 | 54 | 10479.2684 | 11387.5473 | 13155.558
5287 | 76052.3871 | 1428.5337 | 0 | 75991.3871 | 2458.1312 | 5044.9696 | 1889.8697 | 3328.4072 | 136.4217 | 54 | 1183.9283 | 2097.2015 | 3865.2122
5288 | 76961.0779 | 1886.4504 | -1886.4504 | 75013.6275 | 2719.0021 | 17616.7908 | 2745.9573 | 3508.5089 | 151.4918 | 190 | 15508.8275 | 16573.1709 | 18341.1816
5289 | 76270.1362 | 2261.8689 | 0 | 76209.1362 | 2949.2035 | 5025.2266 | 2561.6538 | 3297.007 | 114.8513 | 54 | 1095.7476 | 1987.4504 | 3755.4611
5290 | 76086.0799 | 1603.456 | -1603.456 | 74421.6239 | 1769.0164 | 11331.3594 | 2239.6565 | 3221.1153 | 111.0558 | 190 | 9971.6909 | 10995.5982 | 12763.6089
5291 | 74782.2325 | 1424.1562 | 0 | 74721.2325 | 3586.8795 | 6553.6094 | 2386.6961 | 3215.5178 | 201.091 | 190 | 3217.9113 | 4331.8539 | 6099.8646
5292 | 76139.0379 | 1787.6728 | 0 | 76078.0379 | 4035.3316 | 23330.5483 | 2675.009 | 3297.2281 | 167.0812 | 190 | 18559.6159 | 19639.5487 | 21407.5594
5293 | 75516.5384 | 1537.7986 | 0 | 75455.5384 | 2139.7763 | 10624.816 | 2212.0437 | 3338.5303 | 84.6473 | 190 | 7950.2754 | 8947.7743 | 10715.785
5294 | 76611.8025 | 1550.2212 | 0 | 76550.8025 | 1559.5025 | 4537.55 | 2353.8885 | 3448.1931 | 121.2227 | 190 | 1599.5266 | 2633.6009 | 4401.6116
5295 | 76773.6334 | 1640.2005 | -1640.2005 | 75072.4329 | 2979.0884 | 1852.7944 | 1439.4787 | 3494.8874 | 135.5004 | 380 | -1894.1609 | -655.8089 | 1112.2018
5296 | 75466.9454 | 1098.9004 | -1098.9004 | 74307.0451 | 2293.6862 | 11953.7984 | 2536.2414 | 3245.5585 | 56.0919 | 380 | 10505.067 | 11664.0104 | 13432.0211
5297 | 77105.5239 | 2169.8529 | 0 | 77044.5239 | 1798.0639 | 26579.6202 | 2243.2947 | 3462.7663 | 182.0689 | 380 | 22813.2934 | 24098.2139 | 25866.2246
5298 | 74472.7472 | 2010.467 | 0 | 74411.7472 | 2618.6576 | 14872.1479 | 1467.4282 | 3162.0959 | 158.6884 | 190 | 11841.4671 | 12913.0071 | 14681.0178
5299 | 76514.8052 | 2344.2864 | 0 | 76453.8052 | 1489.3743 | 8583.2967 | 2311.7205 | 3397.9328 | 132.6492 | 434 | 5719.9705 | 7009.4713 | 8777.482
5300 | 76744.5155 | 1833.004 | 0 | 76683.5155 | 2713.1847 | 6616.4194 | 2310.7557 | 3394.6118 | 129.4346 | 190 | 2295.2867 | 3337.5728 | 5105.5835
5301 | 77324.5858 | 1487.4996 | -1487.4996 | 75776.0862 | 3067.1048 | 9593.5323 | 2734.5507 | 3445.521 | 149.592 | 54 | 6300.613 | 7227.0566 | 8995.0673
5302 | 77511.2816 | 1622.5117 | 0 | 77450.2816 | 2683.5203 | 12446.8987 | 2084.9432 | 3551.465 | 201.4474 | 54 | 7319.705 | 8298.0039 | 10066.0146
5303 | 75243.2545 | 1869.7 | 0 | 75182.2545 | 2955.124 | 6258.2844 | 2412.9216 | 3299.2199 | 244.7856 | 54 | 3203.2474 | 4224.8845 | 5992.8952
5304 | 73815.453 | 1417.3165 | 0 | 73754.453 | 2652.0202 | 13781.1765 | 2536.5847 | 3125.3517 | 149.4933 | 54 | 12406.8396 | 13333.1844 | 15101.1951
5305 | 75590.7607 | 2021.9209 | 0 | 75529.7607 | 3079.505 | 14703.2572 | 2341.978 | 3422.5446 | 159.9814 | 54 | 11228.7141 | 12165.5471 | 13933.5578
5306 | 75057.4634 | 1563.1969 | 0 | 74996.4634 | 4313.2238 | 3774.3078 | 2317.814 | 3142.0055 | 109.5218 | 244 | -705.3599 | 371.0135 | 2139.0242
5307 | 75596.2606 | 1918.0468 | -1918.0468 | 73617.2138 | 4250.6156 | 5915.6166 | 2045.4179 | 3199.3207 | 101.4795 | 380 | 2662.7258 | 3867.0569 | 5635.0676
5308 | 74578.9975 | 1569.3848 | 0 | 74517.9975 | 3319.0851 | 9459.0556 | 2326.5115 | 3125.3647 | 134.5583 | 54 | 6444.0492 | 7355.4591 | 9123.4698
5309 | 73249.6991 | 1368.6044 | 0 | 73188.6991 | 2218.0448 | 3320.3072 | 2503.502 | 3124.4025 | 166.1212 | 190 | 2911.6677 | 3990.6405 | 5758.6512
5310 | 76941.0491 | 1106.4491 | 0 | 76880.0491 | 2916.7648 | 8377.1382 | 2170.0904 | 3479.4171 | 53.4251 | 244 | 3600.0319 | 4620.3086 | 6388.3193
5311 | 75263.5334 | 1692.8723 | 0 | 75202.5334 | 4534.8727 | 6964.0142 | 2463.3846 | 3148.1038 | 156.7702 | 380 | 2208.2966 | 3467.9183 | 5235.929
5312 | 74202.6222 | 1915.0449 | -1915.0449 | 72226.5772 | 2561.2494 | 8622.4182 | 2238.9255 | 3136.5228 | 134.0348 | 434 | 8580.2398 | 9871.1262 | 11639.1369
5313 | 74407.5273 | 1810.0038 | 0 | 74346.5273 | 2566.0733 | 10264.5593 | 2475.6035 | 3159.8265 | 158.7184 | 380 | 8357.5887 | 9619.1587 | 11387.1694
5314 | 75042.5756 | 1678.3733 | 0 | 74981.5756 | 3409.3151 | 10202.953 | 2286.0741 | 3140.8904 | 102.891 | 190 | 6609.2268 | 7624.9694 | 9392.9801
5315 | 76791.8837 | 1640.3437 | 0 | 76730.8837 | 3339.5001 | 7791.7899 | 2064.9698 | 3300.6256 | 84.7375 | 190 | 2457.2016 | 3454.7906 | 5222.8013
5316 | 76168.0786 | 1541.5051 | -1541.5051 | 74565.5735 | 3342.3097 | 8753.995 | 2486.5016 | 3430.3628 | 145.8271 | 380 | 6133.1761 | 7381.8548 | 9149.8655
5317 | 76282.5041 | 1842.2461 | 0 | 76221.5041 | 3957.6005 | 9699.4951 | 2199.1472 | 3451.497 | 106.2185 | 380 | 4541.2347 | 5750.3048 | 7518.3155
5318 | 74644.2903 | 2332.0184 | 0 | 74583.2903 | 3903.9033 | 2931.3736 | 2182.4588 | 3128.1108 | 119.7369 | 54 | -875.0503 | 21.5382 | 1789.5489
5319 | 74279.7328 | 1702.0552 | -1702.0552 | 72516.6777 | 2883.2267 | 6043.9528 | 1910.435 | 3136.9713 | 93.9509 | 190 | 5061.6547 | 6068.4571 | 7836.4678
5320 | 73870.8267 | 1418.1007 | 0 | 73809.8267 | 2428.2201 | 7464.0382 | 2184.9106 | 3133.8748 | 197.7182 | 434 | 5914.9768 | 7269.5465 | 9037.5572
5321 | 75968.7022 | 1525.2977 | 0 | 75907.7022 | 1353.227 | 4504.6962 | 2077.1485 | 3205.1442 | 201.0753 | 244 | 1896.2597 | 3064.1865 | 4832.1972
5322 | 76289.126 | 1784.8048 | -1784.8048 | 74443.3212 | 3199.615 | 5855.5372 | 2625.708 | 3216.3466 | 81.9793 | 54 | 3424.8555 | 4283.6863 | 6051.697
5323 | 75667.1485 | 1584.5105 | 0 | 75606.1485 | 1771.7857 | 13115.4622 | 2736.8335 | 3435.4803 | 92.7404 | 54 | 11280.0418 | 12149.6338 | 13917.6445
5324 | 76384.1702 | 1355.714 | 0 | 76323.1702 | 2704.0071 | 10780.0399 | 1798.6702 | 3358.2453 | 155.1065 | 380 | 6279.978 | 7537.9361 | 9305.9468
5325 | 75040.3245 | 2215.4725 | 0 | 74979.3245 | 3173.896 | 4099.293 | 2578.1983 | 3216.6128 | 212.975 | 54 | 1111.0837 | 2100.9103 | 3868.921
5326 | 76692.1997 | 1668.5984 | -1668.5984 | 74962.6013 | 1586.3199 | 16897.5224 | 2571.0527 | 3417.6759 | 121.8728 | 244 | 15707.5299 | 16796.2543 | 18564.265
5327 | 74681.768 | 1767.0643 | 0 | 74620.768 | 1987.7855 | 21808.0868 | 2473.7089 | 3129.4084 | 116.9398 | 54 | 20172.8505 | 21066.6419 | 22834.6526
5328 | 75646.0743 | 2104.8035 | 0 | 75585.0743 | 3988.5156 | 10297.0232 | 2122.8442 | 3306.5136 | 34.8268 | 380 | 5522.9911 | 6660.6694 | 8428.6801
5329 | 75842.7401 | 1634.3351 | 0 | 75781.7401 | 2149.9932 | 2871.6973 | 2039.0411 | 3187.1676 | 198.1367 | 54 | -463.6273 | 511.361 | 2279.3717
5330 | 76794.9541 | 2368.9003 | -2368.9003 | 74365.0539 | 3479.0697 | 5747.4541 | 2629.5479 | 3192.5238 | 29.191 | 54 | 3095.6022 | 3901.6448 | 5669.6555
5331 | 75054.8162 | 1562.4983 | 0 | 74993.8162 | 3859.0421 | 8110.5137 | 1898.8615 | 3165.2598 | 127.1917 | 190 | 3691.9767 | 4732.0199 | 6500.0306
5332 | 75169.3081 | 1806.2659 | 0 | 75108.3081 | 3464.146 | 4113.8137 | 2470.5808 | 3382.8655 | 106.0931 | 54 | 765.0059 | 1647.9506 | 3415.9613
5333 | 75524.3015 | 1407.6406 | -1407.6406 | 74055.6609 | 1264.6872 | 8345.8376 | 2497.2392 | 3155.2021 | 200.5997 | 434 | 8048.1307 | 9405.5819 | 11173.5926
5334 | 74762.9862 | 1680.7569 | 0 | 74701.9862 | 2929.6956 | 14641.0446 | 2386.5212 | 3152.342 | 141.6555 | 380 | 11918.4259 | 13162.933 | 14930.9437
5335 | 75835.2912 | 1405.2832 | 0 | 75774.2912 | 3127.1848 | 1034.3238 | 2562.3616 | 3276.0929 | 194.4523 | 190 | -2658.4977 | -1551.1939 | 216.8168
5336 | 75806.2794 | 1874.1237 | -1874.1237 | 73871.1557 | 2631.8802 | 6446.2875 | 2132.6841 | 3443.6479 | 100.5068 | 54 | 4889.7835 | 5767.1418 | 7535.1525
5337 | 76720.1339 | 1961.1814 | 0 | 76659.1339 | 3270.224 | 10406.8817 | 2376.9123 | 3377.5764 | 90.8872 | 244 | 5602.2125 | 6659.9512 | 8427.9619
5338 | 75506.6787 | 1571.4272 | 0 | 75445.6787 | 3887.1464 | 6125.7772 | 2488.8773 | 3207.9293 | 57.8798 | 190 | 1859.9587 | 2830.69 | 4598.7007
5339 | 75240.2022 | 1490.4104 | -1490.4104 | 73688.7918 | 4179.3466 | 4952.9884 | 2639.3594 | 3191.9966 | 174.0467 | 244 | 2286.4059 | 3427.3042 | 5195.3149
5340 | 74966.9825 | 1472.0949 | -1472.0949 | 73433.8875 | 1956.2618 | 4863.8858 | 2304.3377 | 3197.4407 | 161.8766 | 434 | 4345.7148 | 5664.4429 | 7432.4536
5341 | 76331.8526 | 1902.2218 | 0 | 76270.8526 | 3391.5258 | 3979.8114 | 2246.5811 | 3301.1848 | 116.956 | 244 | -764.6011 | 319.2065 | 2087.2172
5342 | 75260.6903 | 1139.2011 | -1139.2011 | 74060.4893 | 1601.2577 | 8525.6185 | 2469.5868 | 3189.3233 | 114.028 | 434 | 7892.9817 | 9163.8613 | 10931.872
5343 | 75444.2334 | 1666.472 | 0 | 75383.2334 | 3240.6137 | 6901.4728 | 2140.1764 | 3170.004 | 129.1752 | 54 | 2958.0061 | 3864.0329 | 5632.0436
5344 | 76440.7624 | 2052.4269 | 0 | 76379.7624 | 2016.179 | 5653.7045 | 2363.5521 | 3378.4284 | 118.6408 | 244 | 2369.9436 | 3455.436 | 5223.4467
5345 | 75855.5577 | 1749.3439 | -1749.3439 | 74045.2137 | 3522.127 | 13121.9093 | 2491.9759 | 3208.0876 | 165.7052 | 54 | 10624.832 | 11567.3887 | 13335.3994
5346 | 74612.6765 | 2172.562 | 0 | 74551.6765 | 2901.2077 | 3486.1799 | 1701.3552 | 3182.0979 | 166.5171 | 244 | 286.9489 | 1420.3175 | 3188.3282
5347 | 75116.3092 | 1562.0655 | -1562.0655 | 73493.2437 | 1756.8877 | 7118.0907 | 2622.9188 | 3188.7353 | 68.9083 | 244 | 7049.8134 | 8085.5732 | 9853.5839
5348 | 75299.2935 | 1798.9252 | 0 | 75238.2935 | 2727.9324 | 4441.802 | 2694.9398 | 3147.4342 | 69.9428 | 54 | 1688.1502 | 2534.9445 | 4302.9552
5349 | 74890.1325 | 1880.7501 | -1880.7501 | 72948.3824 | 3076.3879 | 4241.0747 | 2511.9793 | 3177.4438 | 127.5773 | 434 | 3275.9275 | 4560.3563 | 6328.367
5350 | 74924.0584 | 1489.6468 | 0 | 74863.0584 | 3916.7495 | 17554.8787 | 2121.2241 | 3179.0884 | 109.3781 | 380 | 13445.5833 | 14657.813 | 16425.8237
5351 | 75918.5944 | 1335.0429 | 0 | 75857.5944 | 2577.3711 | 30960.112 | 2287.2028 | 3287.2316 | 190.0105 | 190 | 27469.781 | 28572.6431 | 30340.6538
5352 | 74762.0181 | 1432.5257 | 0 | 74701.0181 | 4173.3914 | 12112.1801 | 2202.0349 | 3219.4847 | 186.3813 | 54 | 8029.4903 | 8992.7231 | 10760.7338
5353 | 73651.175 | 1336.5768 | 0 | 73590.175 | 3379.5244 | 8167.2192 | 2310.2342 | 3123.0971 | 141.7141 | 190 | 6001.0511 | 7055.6167 | 8823.6274
5354 | 76834.9874 | 1562.1637 | 0 | 76773.9874 | 1722.6884 | 7182.7143 | 2442.1935 | 3504.2329 | 124.6273 | 434 | 4002.6649 | 5284.1437 | 7052.1544
5355 | 74410.9241 | 1587.1853 | 0 | 74349.9241 | 2051.3897 | 3393.1639 | 2563.2889 | 3163.9462 | 103.9012 | 190 | 2089.2852 | 3106.0379 | 4874.0486
5356 | 75005.7593 | 1227.7857 | -1227.7857 | 73716.9736 | 4133.1533 | 2471.9519 | 2480.3558 | 3132.145 | 153.7678 | 54 | -395.4741 | 535.1453 | 2303.156
5357 | 76455.9134 | 1993.6618 | -1993.6618 | 74401.2516 | 2846.837 | 9290.4919 | 1924.2361 | 3471.5531 | 33.2027 | 190 | 6808.3925 | 7754.4467 | 9522.4574
5358 | 76978.4032 | 1511.5311 | 0 | 76917.4032 | 3400.357 | 8319.5114 | 2484.606 | 3470.1434 | 185.0866 | 380 | 3326.7006 | 4614.6388 | 6382.6495
5359 | 75649.7744 | 1822.8215 | 0 | 75588.7744 | 3065.8753 | 4781.3759 | 2431.2852 | 3213.2032 | 158.0633 | 380 | 1141.4147 | 2402.3295 | 4170.3402
5360 | 77652.8627 | 1565.9859 | -1565.9859 | 76025.8768 | 4848.9013 | 6890.129 | 2501.3729 | 3513.4394 | 144.99 | 190 | 1400.3632 | 2458.2048 | 4226.2155
5361 | 75298.0657 | 1473.3786 | -1473.3786 | 73763.6871 | 4374.6487 | 12491.9886 | 2314.8679 | 3134.6997 | 143.264 | 54 | 9173.4204 | 10093.5359 | 11861.5466
5362 | 76303.0835 | 1349.5069 | 0 | 76242.0835 | 2213.6162 | 7873.4997 | 2724.221 | 3328.4936 | 125.1159 | 54 | 4840.7146 | 5742.682 | 7510.6927
5363 | 75904.7978 | 1093.321 | 0 | 75843.7978 | 3158.6617 | 4343.7695 | 2075.0731 | 3390.0605 | 133.5726 | 190 | 176.6437 | 1223.0678 | 2991.0785
5364 | 76075.47 | 1231.7926 | -1231.7926 | 74782.6774 | 2079.6003 | 2822.8432 | 2515.6731 | 3415.443 | 105.691 | 54 | 1261.8816 | 2144.4242 | 3912.4349
5365 | 76072.8815 | 2029.3617 | -2029.3617 | 73982.5197 | 3662.2401 | 4627.9842 | 1978.988 | 3281.7467 | 224.4181 | 54 | 1614.1591 | 2615.4288 | 4383.4395
5366 | 73676.6915 | 2049.0309 | -2049.0309 | 71566.6606 | 3414.7923 | 8246.9741 | 2303.1717 | 3125.4968 | 106.9981 | 244 | 8064.3897 | 9138.2394 | 10906.2501
5367 | 76603.9195 | 1663.1804 | 0 | 76542.9195 | 2781.1242 | 7085.1795 | 2296.3254 | 3454.9752 | 50.8922 | 54 | 2882.6365 | 3710.3802 | 5478.3909
5368 | 74461.5805 | 1540.5968 | 0 | 74400.5805 | 3179.5729 | 17318.6309 | 2098.9321 | 3140.0757 | 118.8693 | 380 | 14347.6853 | 15569.4062 | 17337.4169
5369 | 75893.1342 | 1189.8723 | 0 | 75832.1342 | 3007.1997 | 10513.3155 | 2080.8869 | 3391.0622 | 127.8058 | 54 | 6516.1308 | 7420.7882 | 9188.7989
5370 | 75874.632 | 1512.0331 | 0 | 75813.632 | 2753.6368 | 15671.5015 | 1888.0125 | 3169.3514 | 99.9031 | 434 | 11531.7968 | 12788.5514 | 14556.5621
5371 | 76030.7038 | 1658.6832 | 0 | 75969.7038 | 4127.5557 | 8275.9888 | 2520.4824 | 3383.7483 | 152.9972 | 434 | 3453.1601 | 4763.0089 | 6531.0196
5372 | 74822.0792 | 1585.4532 | 0 | 74761.0792 | 2007.5122 | 13955.8 | 2061.8968 | 3178.061 | 117.0973 | 54 | 11797.3665 | 12691.3153 | 14459.326
5373 | 77420.5835 | 1422.404 | 0 | 77359.5835 | 3018.6221 | 5426.5517 | 2497.5561 | 3535.5936 | 89.8751 | 244 | 451.6958 | 1508.4225 | 3276.4332
5374 | 77239.6076 | 1357.4161 | -1357.4161 | 75821.1915 | 5097.6469 | 7929.007 | 2135.2157 | 3521.5249 | 146.4576 | 244 | 2037.1092 | 3150.4183 | 4918.429
5375 | 74082.9848 | 1159.695 | -1159.695 | 72862.2898 | 2159.7601 | 1309.5231 | 2381.5951 | 3125.0356 | 221.8635 | 244 | 1164.304 | 2353.0191 | 4121.0298
5376 | 76377.3171 | 1308.3789 | -1308.3789 | 75007.9382 | 3896.0238 | 3381.2976 | 2447.1336 | 3309.3992 | 102.6681 | 190 | -395.9316 | 619.5881 | 2387.5988
5377 | 76154.8337 | 1857.4854 | -1857.4854 | 74236.3482 | 4134.9068 | 11110.7686 | 2423.8789 | 3294.144 | 159.7067 | 54 | 7827.7365 | 8764.2947 | 10532.3054
5378 | 75964.9699 | 2137.898 | 0 | 75903.9699 | 3114.3138 | 17675.887 | 1934.5502 | 3305.1609 | 157.2158 | 244 | 13267.5144 | 14391.5818 | 16159.5925
5379 | 75920.432 | 1433.7205 | 0 | 75859.432 | 3206.1822 | 14225.0737 | 2444.4744 | 3299.2639 | 142.8203 | 54 | 10273.3978 | 11193.0697 | 12961.0804
5380 | 75182.8033 | 1623.1296 | 0 | 75121.8033 | 3905.7849 | 13423.1667 | 2590.4972 | 3172.3053 | 157.7049 | 54 | 9528.581 | 10463.1375 | 12231.1482
5381 | 76598.0186 | 1610.8018 | 0 | 76537.0186 | 2383.3515 | 7208.6691 | 2328.7573 | 3416.7192 | 99.5816 | 380 | 3403.9753 | 4606.4085 | 6374.4192
5382 | 76728.6759 | 1747.3318 | 0 | 76667.6759 | 3089.4704 | 14708.489 | 2333.0038 | 3515.9456 | 118.9232 | 434 | 10170.492 | 11446.2667 | 13214.2774
5383 | 75654.5036 | 2041.1477 | 0 | 75593.5036 | 1995.8404 | 4692.7145 | 2531.1773 | 3221.93 | 192.1615 | 380 | 2226.6778 | 3521.6909 | 5289.7016
5384 | 75861.0031 | 2007.6343 | -2007.6343 | 73792.3689 | 3230.2163 | 1583.8843 | 2179.4609 | 3322.1882 | 84.4689 | 434 | -566.8518 | 674.4687 | 2442.4794
5385 | 76791.9991 | 1819.6699 | -1819.6699 | 74911.3292 | 2043.9933 | 10946.3086 | 2319.768 | 3450.936 | 104.5066 | 190 | 9131.8901 | 10149.2482 | 11917.2589
5386 | 74083.4829 | 1233.2528 | 0 | 74022.4829 | 2533.4127 | 14949.2443 | 2675.0015 | 3124.2161 | 143.552 | 54 | 13562.7662 | 14483.1698 | 16251.1805
5387 | 75667.111 | 1523.9066 | 0 | 75606.111 | 3687.8076 | 3452.7639 | 2193.6862 | 3176.1633 | 159.7893 | 190 | -1101.1051 | -28.4642 | 1739.5465
5388 | 74600.8287 | 1313.1721 | -1313.1721 | 73226.6565 | 4307.9004 | 14516.3014 | 1899.7601 | 3139.3483 | 166.6849 | 380 | 11391.0529 | 12660.5893 | 14428.6
5389 | 75554.5351 | 2215.0101 | 0 | 75493.5351 | 3227.4462 | 5311.9443 | 2605.5479 | 3241.4596 | 156.2753 | 54 | 1808.1706 | 2741.2974 | 4509.3081
5390 | 75214.8037 | 1304.9915 | -1304.9915 | 73848.8122 | 2761.9679 | 7245.5325 | 1647.9532 | 3228.7044 | 138.4607 | 380 | 4881.61 | 6122.9223 | 7890.933
5391 | 75170.8208 | 1117.2913 | 0 | 75109.8208 | 2841.3705 | 7502.8318 | 2406.6124 | 3202.8439 | 133.4048 | 190 | 4531.2968 | 5577.5531 | 7345.5638
5392 | 76425.9986 | 1682.2661 | 0 | 76364.9986 | 3474.8465 | 6148.7561 | 2202.3084 | 3348.5745 | 182.3527 | 54 | 1229.994 | 2189.1982 | 3957.2089
5393 | 75815.5134 | 1867.0274 | -1867.0274 | 73887.486 | 4447.1095 | 16446.8161 | 2531.9942 | 3290.2814 | 197.5105 | 380 | 13304.6962 | 14605.0583 | 16373.069
5394 | 74772.2634 | 1484.9222 | 0 | 74711.2634 | 1930.8003 | 5009.8664 | 1998.4718 | 3224.7226 | 84.5135 | 434 | 2961.197 | 4202.5621 | 5970.5728
5395 | 76753.1486 | 1510.9326 | 0 | 76692.1486 | 2917.0702 | 7245.7857 | 2099.0782 | 3301.631 | 137.728 | 380 | 2407.4761 | 3648.0557 | 5416.0664
5396 | 76977.5112 | 2139.0768 | -2139.0768 | 74777.4344 | 4113.5927 | 3306.3133 | 2089.9421 | 3455.1238 | 201.2746 | 54 | -669.4479 | 308.6782 | 2076.6889
5397 | 76181.3552 | 1352.8611 | -1352.8611 | 74767.4941 | 4271.9919 | 3877.2904 | 2206.8558 | 3335.484 | 196.7348 | 244 | -249.6558 | 913.9305 | 2681.9412
5398 | 74929.3887 | 1646.519 | -1646.519 | 73221.8697 | 4783.9218 | 9873.8357 | 2441.9234 | 3142.574 | 13.3125 | 54 | 6822.7417 | 7612.9058 | 9380.9165
5399 | 75209.031 | 1655.7693 | 0 | 75148.031 | 2195.6106 | 9672.6619 | 2518.3515 | 3286.0829 | 148.4452 | 244 | 7503.6547 | 8618.9515 | 10386.9622
5400 | 75196.3392 | 1881.8116 | 0 | 75135.3392 | 2885.6468 | 6929.324 | 2512.923 | 3198.6637 | 99.9101 | 190 | 3990.1248 | 5002.8865 | 6770.8972
5401 | 75535.0052 | 1725.311 | 0 | 75474.0052 | 4146.6284 | 6935.3843 | 2545.8435 | 3295.3784 | 156.6211 | 54 | 2526.1726 | 3459.6453 | 5227.656
5402 | 77290.6952 | 1361.5248 | 0 | 77229.6952 | 1092.3726 | 4838.7675 | 2460.6945 | 3494.5593 | 190.3052 | 54 | 1842.1535 | 2809.3102 | 4577.3209
5403 | 75948.8808 | 1677.2407 | -1677.2407 | 74210.6401 | 3330.6165 | 3101.0759 | 1737.181 | 3274.7164 | 81.8915 | 380 | -58.0833 | 1126.6598 | 2894.6705
5404 | 74126.6842 | 1770.3947 | -1770.3947 | 72295.2896 | 2004.0877 | 15648.1539 | 2131.0186 | 3137.0902 | 239.5465 | 244 | 15987.0854 | 17193.4834 | 18961.4941
5405 | 75282.0934 | 1367.8943 | 0 | 75221.0934 | 3050.6266 | 15372.224 | 2229.8548 | 3221.1545 | 111.5327 | 54 | 11921.7134 | 12810.0976 | 14578.1083
5406 | 77060.572 | 1880.0887 | 0 | 76999.572 | 2743.6937 | 6209.1643 | 2654.347 | 3556.7919 | 94.3164 | 434 | 2047.2374 | 3298.4054 | 5066.4161
5407 | 76563.4644 | 1324.1205 | -1324.1205 | 75178.3439 | 1658.8915 | 4191.3884 | 2107.2208 | 3383.1572 | 125.5283 | 380 | 2214.731 | 3443.1109 | 5211.1216
5408 | 75935.9855 | 1412.0659 | -1412.0659 | 74462.9196 | 4098.6937 | 5738.4887 | 2064.4495 | 3247.3362 | 122.4896 | 54 | 1858.861 | 2758.2022 | 4526.2129
5409 | 75427.8446 | 1523.6839 | -1523.6839 | 73843.1607 | 3047.1001 | 4872.0579 | 2610.2612 | 3236.7541 | 182.8035 | 244 | 3199.0124 | 4348.6675 | 6116.6782
5410 | 74431.7541 | 1928.9958 | 0 | 74370.7541 | 3276.7077 | 9809.5253 | 2690.4467 | 3129.6804 | 102.0753 | 244 | 7352.3908 | 8421.3176 | 10189.3283
5411 | 74732.6069 | 2260.1977 | 0 | 74671.6069 | 4584.5348 | 6664.8426 | 2603.8198 | 3171.6156 | 160.0477 | 190 | 2554.3362 | 3627.2354 | 5395.2461
5412 | 75300.7346 | 2045.448 | 0 | 75239.7346 | 1797.307 | 10295.8433 | 2416.3832 | 3192.6623 | 212.588 | 54 | 8238.0472 | 9227.4868 | 10995.4975
5413 | 75375.6883 | 1902.4124 | 0 | 75314.6883 | 2915.6559 | 14894.1543 | 2037.3011 | 3254.7354 | 166.4607 | 190 | 11326.0465 | 12405.3587 | 14173.3694
5414 | 76642.3707 | 1474.9628 | 0 | 76581.3707 | 2557.838 | 6205.7782 | 2080.0378 | 3428.2961 | 116.5606 | 190 | 1945.1034 | 2974.5156 | 4742.5263
5415 | 74424.7334 | 1752.5778 | -1752.5778 | 72611.1556 | 4145.6076 | 5850.194 | 1962.5321 | 3164.5726 | 98.7007 | 54 | 3590.7356 | 4466.2878 | 6234.2985
5416 | 74212.0371 | 1294.2555 | 0 | 74151.0371 | 3639.133 | 2616.0269 | 2709.3568 | 3127.05 | 92.1409 | 54 | 32.4636 | 901.4561 | 2669.4668
5417 | 76600.0439 | 1774.387 | -1774.387 | 74764.6568 | 5035.7179 | 6248.746 | 2344.4244 | 3394.1637 | 111.5163 | 54 | 1557.1593 | 2445.5271 | 4213.5378
5418 | 77048.0804 | 2193.5358 | -2193.5358 | 74793.5446 | 3182.4348 | 15993.408 | 2070.3074 | 3393.9813 | 128.7463 | 380 | 12851.9174 | 14083.5153 | 15851.526
5419 | 75383.2705 | 1858.898 | 0 | 75322.2705 | 3007.618 | 9591.2789 | 2104.8805 | 3211.0373 | 100.9421 | 434 | 5947.5083 | 7205.302 | 8973.3127
5420 | 75265.2233 | 1331.7676 | 0 | 75204.2233 | 4332.5936 | 15016.0885 | 2268.3171 | 3345.8333 | 151.7931 | 54 | 10463.6219 | 11392.2666 | 13160.2773
5421 | 77319.8308 | 2276.0775 | 0 | 77258.8308 | 2607.2705 | 5579.4898 | 2016.647 | 3451.4436 | 112.9555 | 54 | 551.6792 | 1441.4862 | 3209.4969
5422 | 76178.3893 | 1612.8475 | -1612.8475 | 74504.5418 | 1866.5471 | 10641.4605 | 2494.0896 | 3256.2226 | 145.4505 | 434 | 9390.8838 | 10693.1859 | 12461.1966
5423 | 75391.6076 | 1966.7835 | 0 | 75330.6076 | 3036.046 | 2775.2667 | 2055.6984 | 3311.6633 | 154.273 | 54 | -853.8252 | 77.2994 | 1845.3101
5424 | 75809.3541 | 1521.1328 | -1521.1328 | 74227.2213 | 6063.0235 | 19062.8088 | 2881.1403 | 3271.8375 | 149.9132 | 434 | 14295.7418 | 15602.5066 | 17370.5173
5425 | 73964.3838 | 2075.8822 | 0 | 73903.3838 | 2204.5554 | 14126.8767 | 2428.1287 | 3140.7087 | 121.036 | 54 | 12957.9749 | 13855.8625 | 15623.8732
5426 | 75350.3476 | 1509.8629 | 0 | 75289.3476 | 2251.2737 | 2527.1316 | 2131.5804 | 3154.0387 | 133.1136 | 380 | -357.6706 | 878.2945 | 2646.3052
5427 | 77407.7991 | 1539.2206 | -1539.2206 | 75807.5785 | 3929.414 | 6126.9407 | 2193.7121 | 3516.427 | 124.4145 | 380 | 1470.2874 | 2697.5534 | 4465.5641
5428 | 75797.9342 | 1731.7207 | -1731.7207 | 74005.2135 | 2709.8341 | 3691.2711 | 2217.0764 | 3258.9514 | 177.2707 | 54 | 1822.4513 | 2776.5736 | 4544.5843
5429 | 75744.5116 | 1970.5806 | -1970.5806 | 73712.9311 | 3494.9866 | 3351.9388 | 2175.5162 | 3305.7446 | 132.7501 | 434 | 995.4819 | 2285.0835 | 4053.0942
5430 | 74454.5405 | 1539.0217 | -1539.0217 | 72854.5188 | 4719.4534 | 916.3049 | 1793.7126 | 3155.9961 | 191.8423 | 190 | -2337.7585 | -1233.0647 | 534.946
5431 | 75743.1693 | 1567.9972 | -1567.9972 | 74114.1721 | 2130.4762 | 8654.2798 | 2540.5634 | 3514.2981 | 161.0113 | 54 | 7834.693 | 8772.5559 | 10540.5666
5432 | 76201.2634 | 2091.0333 | 0 | 76140.2634 | 3056.8598 | 7313.1719 | 2176.4888 | 3217.281 | 219.4571 | 54 | 2880.0186 | 3876.3272 | 5644.3379
5433 | 76821.4286 | 1831.497 | 0 | 76760.4286 | 3493.5331 | 7415.0747 | 2298.5684 | 3355.5615 | 156.8907 | 54 | 2185.4429 | 3119.1851 | 4887.1958
5434 | 74313.6631 | 1671.0335 | -1671.0335 | 72581.6296 | 2558.2568 | 6343.7099 | 2521.7723 | 3130.2782 | 159.1407 | 54 | 6226.074 | 7162.0662 | 8930.0769
5435 | 75747.2517 | 1564.7004 | 0 | 75686.2517 | 2875.2727 | 5258.5599 | 2173.435 | 3315.0844 | 124.678 | 190 | 1555.7549 | 2593.2845 | 4361.2952
5436 | 75342.7477 | 1165.721 | -1165.721 | 74116.0267 | 4038.5656 | 9918.2329 | 1949.9232 | 3356.3703 | 160.3565 | 54 | 6440.134 | 7377.342 | 9145.3527
5437 | 76345.4475 | 1862.5906 | 0 | 76284.4475 | 4357.9794 | 23934.8661 | 2044.4816 | 3417.4125 | 118.3923 | 190 | 18124.5333 | 19155.7772 | 20923.7879
5438 | 75407.456 | 1493.544 | 0 | 75346.456 | 1218.2058 | 15484.1188 | 2429.9414 | 3185.625 | 99.6718 | 54 | 13905.2234 | 14781.7467 | 16549.7574
5439 | 76556.9903 | 1380.0506 | 0 | 76495.9903 | 2716.1994 | 16120.5665 | 2575.0282 | 3435.7658 | 203.2007 | 54 | 12289.3708 | 13269.4231 | 15037.4338
5440 | 76941.8349 | 1564.8262 | 0 | 76880.8349 | 2514.9674 | 4015.9166 | 2130.2939 | 3390.7152 | 112.8114 | 380 | -488.6765 | 726.9864 | 2494.9971
5441 | 75690.1493 | 2054.406 | -2054.406 | 73574.7433 | 1777.2326 | 5137.008 | 2779.6489 | 3284.7372 | 156.283 | 380 | 5219.6182 | 6478.7528 | 8246.7635
5442 | 74101.5683 | 1868.3465 | 0 | 74040.5683 | 3253.9151 | 1829.625 | 2078.3144 | 3146.1339 | 30.4772 | 244 | -870.21 | 127.1187 | 1895.1294
5443 | 75301.8141 | 1607.2929 | -1607.2929 | 73633.5212 | 2867.6038 | 7366.4448 | 2244.2009 | 3190.3183 | 147.4816 | 380 | 5670.039 | 6920.3721 | 8688.3828
5444 | 76232.3569 | 1972.6343 | 0 | 76171.3569 | 3086.054 | 9351.3531 | 2519.5474 | 3230.9906 | 100.4571 | 380 | 5214.6802 | 6417.9888 | 8185.9995
5445 | 73940.8109 | 1524.7229 | 0 | 73879.8109 | 3292.428 | 10802.9253 | 2532.2328 | 3124.9235 | 84.0015 | 244 | 8658.0428 | 9708.8959 | 11476.9066
5446 | 74188.6555 | 1094.0583 | 0 | 74127.6555 | 1527.2388 | 9919.8785 | 2224.8498 | 3141.0383 | 185.9136 | 244 | 9001.0723 | 10153.8374 | 11921.8481
5447 | 74962.2843 | 2330.1574 | 0 | 74901.2843 | 3455.9812 | 17751.006 | 2555.8591 | 3167.4588 | 109.2108 | 380 | 14487.2584 | 15699.3207 | 17467.3314
5448 | 74551.0289 | 1745.166 | 0 | 74490.0289 | 4720.3573 | 19115.5907 | 1916.313 | 3139.1217 | 104.8866 | 244 | 14330.8391 | 15402.5773 | 17170.588
5449 | 76731.2806 | 1476.6951 | 0 | 76670.2806 | 2789.4494 | 4522.0922 | 2120.8044 | 3380.8588 | 144.0028 | 244 | -65.7746 | 1045.0797 | 2813.0904
5450 | 75579.9395 | 1585.4809 | -1585.4809 | 73933.4586 | 2457.6669 | 12663.9185 | 2486.4635 | 3201.7512 | 106.7963 | 190 | 11331.2076 | 12350.8555 | 14118.8662
5451 | 75507.8529 | 1552.4762 | 0 | 75446.8529 | 4879.0957 | 8130.996 | 2554.7865 | 3189.8873 | 104.998 | 380 | 2919.9213 | 4127.7709 | 5895.7816
5452 | 77611.0006 | 2132.4315 | 0 | 77550.0006 | 2402.9663 | 21555.8166 | 2274.3951 | 3463.3536 | 146.0484 | 434 | 16710.7983 | 18013.6983 | 19781.709
5453 | 76275.8828 | 1415.4539 | 0 | 76214.8828 | 4275.5893 | 16367.2868 | 1996.4919 | 3448.4585 | 78.4364 | 380 | 10691.965 | 11873.2529 | 13641.2636
5454 | 75796.7092 | 1573.8706 | 0 | 75735.7092 | 3694.1872 | 16183.3043 | 2585.7208 | 3170.4554 | 120.471 | 54 | 11879.7841 | 12777.1067 | 14545.1174
5455 | 77146.5165 | 2029.0652 | 0 | 77085.5165 | 2557.9438 | 5130.5809 | 1327.0599 | 3536.1889 | 107.5256 | 190 | -279.4305 | 740.9467 | 2508.9574
5456 | 77181.2381 | 1471.1401 | -1471.1401 | 75649.098 | 2815.8746 | 9877.2375 | 2709.6374 | 3537.6409 | 249.0334 | 244 | 7029.7433 | 8245.6282 | 10013.6389
5457 | 75517.1226 | 1290.338 | 0 | 75456.1226 | 2729.3842 | 11523.6552 | 1835.3418 | 3237.0177 | 133.1192 | 244 | 7780.708 | 8880.6787 | 10648.6894
5458 | 75529.6969 | 1469.4704 | 0 | 75468.6969 | 3853.0477 | 2677.4701 | 2459.6252 | 3225.4206 | 79.2858 | 244 | -1589.0287 | -542.8913 | 1225.1194
5459 | 75218.5783 | 1782.0419 | -1782.0419 | 73375.5364 | 2515.43 | 16960.9033 | 2101.4877 | 3257.0401 | 143.3635 | 54 | 15798.6648 | 16718.8798 | 18486.8905
5460 | 76640.3411 | 2027.7785 | 0 | 76579.3411 | 2627.8712 | 5608.6152 | 2436.2505 | 3337.1219 | 122.9825 | 244 | 1544.9752 | 2634.8093 | 4402.82
5461 | 76074.8702 | 1938.3689 | -1938.3689 | 74075.5013 | 1816.9933 | 7084.7968 | 2449.6321 | 3246.4536 | 156.3856 | 54 | 6258.588 | 7191.8252 | 8959.8359
5462 | 76206.887 | 1699.254 | 0 | 76145.887 | 3563.1224 | 4937.533 | 2277.55 | 3181.5784 | 136.0638 | 190 | 57.852 | 1106.7673 | 2874.778
5463 | 75947.3186 | 2123.217 | -2123.217 | 73763.1017 | 2376.67 | 5666.8958 | 2550.5553 | 3239.9328 | 174.7 | 380 | 4687.8123 | 5965.3638 | 7733.3745
5464 | 75073.5698 | 1725.8184 | 0 | 75012.5698 | 2235.1893 | 3911.2515 | 2323.224 | 3176.7111 | 179.6285 | 54 | 1533.6276 | 2490.1076 | 4258.1183
5465 | 74610.6233 | 1381.4751 | -1381.4751 | 73168.1481 | 2200.7969 | 16785.7157 | 2549.2499 | 3201.6006 | 129.796 | 244 | 16537.8211 | 17634.4687 | 19402.4794
5466 | 75257.1156 | 2077.4219 | 0 | 75196.1156 | 2483.8898 | 11537.2938 | 2473.2781 | 3237.1584 | 156.7214 | 380 | 8937.9248 | 10197.4977 | 11965.5084
5467 | 75561.7335 | 2169.945 | 0 | 75500.7335 | 2730.8791 | 10161.8549 | 2400.3118 | 3347.6275 | 90.0774 | 54 | 7048.3816 | 7915.3105 | 9683.3212
5468 | 76647.4335 | 2470.0132 | 0 | 76586.4335 | 3106.2625 | 10457.5335 | 2375.8271 | 3416.8064 | 124.6931 | 54 | 5927.671 | 6829.2157 | 8597.2264
5469 | 76519.6778 | 1985.6222 | 0 | 76458.6778 | 4096.8855 | 18207.3629 | 2244.7303 | 3287.1819 | 157.9811 | 54 | 12553.9118 | 13488.7444 | 15256.7551
5470 | 76901.0031 | 1202.5033 | 0 | 76840.0031 | 3014.9984 | 2620.6763 | 2195.7586 | 3518.1483 | 112.5472 | 190 | -2150.2183 | -1124.8196 | 643.1911
5471 | 74811.5725 | 2063.7411 | -2063.7411 | 72686.8314 | 3288.4299 | 6062.3121 | 2132.4311 | 3143.3176 | 74.1396 | 244 | 4732.9995 | 5773.9907 | 7542.0014
5472 | 75360.2394 | 1588.2898 | 0 | 75299.2394 | 2358.2089 | 3400.9647 | 2571.0757 | 3289.5055 | 139.892 | 54 | 974.2975 | 1891.0411 | 3659.0518
5473 | 74869.7831 | 1477.4388 | -1477.4388 | 73331.3443 | 4075.967 | 6646.5734 | 2373.2649 | 3179.3311 | 146.7945 | 190 | 4162.058 | 5221.7041 | 6989.7148
5474 | 76233.1994 | 1810.177 | 0 | 76172.1994 | 2922.7089 | 5861.2115 | 1577.5667 | 3278.1722 | 100.7946 | 190 | 992.2422 | 2005.8883 | 3773.899
5475 | 74733.7388 | 2269.3894 | -2269.3894 | 72403.3494 | 3774.8672 | 1918.464 | 2312.0681 | 3163.7197 | 178.4975 | 244 | 586.2351 | 1731.5842 | 3499.5949
5476 | 75146.1705 | 2158.4687 | -2158.4687 | 72926.7017 | 3057.0421 | 13769.1241 | 1750.8774 | 3280.5549 | 156.9002 | 54 | 12187.0125 | 13120.7643 | 14888.775
5477 | 76370.638 | 1788.7588 | 0 | 76309.638 | 2006.6787 | 11231.7115 | 2087.5189 | 3294.8851 | 193.0806 | 244 | 7667.9989 | 8827.9311 | 10595.9418
5478 | 76910.3661 | 1254.3141 | 0 | 76849.3661 | 3276.8183 | 2457.8881 | 2794.5747 | 3382.0274 | 145.4951 | 380 | -2121.4942 | -873.1476 | 894.8631
5479 | 76875.4641 | 2127.2093 | -2127.2093 | 74687.2548 | 4092.9537 | 10196.4467 | 2650.7044 | 3457.6903 | 157.0267 | 380 | 6894.8329 | 8154.7112 | 9922.7219
5480 | 77995.3364 | 2026.2526 | 0 | 77934.3364 | 4210.341 | 6049.9666 | 1934.938 | 3570.4393 | 139.8904 | 380 | -1219.1336 | 23.6084 | 1791.6191
5481 | 76324.5151 | 2058.9275 | -2058.9275 | 74204.5876 | 2831.6463 | 14999.6265 | 2436.5495 | 3430.0515 | 122.1927 | 190 | 13200.1936 | 14235.2379 | 16003.2486
5482 | 75779.6469 | 2327.7439 | 0 | 75718.6469 | 3110.6613 | 5819.6701 | 2328.26 | 3203.5175 | 128.9244 | 244 | 1892.3395 | 2988.1155 | 4756.1262
5483 | 77105.106 | 1587.4671 | -1587.4671 | 75456.6389 | 3821.5606 | 8688.0258 | 2507.6609 | 3379.2126 | 146.2528 | 380 | 4666.8998 | 5916.0042 | 7684.0149
5484 | 76002.3183 | 1611.7572 | 0 | 75941.3183 | 3147.8758 | 21925.4697 | 1986.6663 | 3320.4604 | 192.4299 | 54 | 17513.6023 | 18482.8838 | 20250.8945
5485 | 75848.0732 | 1342.993 | 0 | 75787.0732 | 2996.7902 | 6118.2603 | 1910.1338 | 3236.9615 | 162.2415 | 434 | 1851.6921 | 3170.7852 | 4938.7959
5486 | 76262.1139 | 1610.939 | -1610.939 | 74590.1749 | 2522.3155 | 4785.9814 | 2418.1523 | 3252.9011 | 88.7956 | 244 | 2714.7444 | 3770.3916 | 5538.4023
5487 | 73329.0811 | 1619.8547 | 0 | 73268.0811 | 4802.0611 | 18232.5063 | 2295.5299 | 3123.0613 | 182.5075 | 244 | 14951.1553 | 16100.5143 | 17868.525
5488 | 76595.6568 | 1201.732 | 0 | 76534.6568 | 1579.8202 | 2590.536 | 2524.8446 | 3417.849 | 165.1626 | 190 | -211.0475 | 866.9667 | 2634.9774
5489 | 74994.1517 | 1565.1022 | -1565.1022 | 73368.0495 | 3276.0548 | 7978.5345 | 2245.7121 | 3232.1522 | 193.1097 | 244 | 6182.4945 | 7342.4557 | 9110.4664
5490 | 74306.7269 | 1508.3839 | 0 | 74245.7269 | 2471.9638 | 11324.4672 | 2577.6488 | 3220.9303 | 163.4839 | 54 | 9775.5555 | 10715.891 | 12483.9017
5491 | 75701.5775 | 1679.4812 | 0 | 75640.5775 | 3568.0461 | 6285.8422 | 2464.1447 | 3214.4632 | 147.7899 | 54 | 2126.0265 | 3050.6679 | 4818.6786
5492 | 75944.285 | 2201.6775 | -2201.6775 | 73681.6075 | 3390.9405 | 9667.3402 | 2748.4363 | 3320.2394 | 77.3706 | 190 | 8033.6679 | 9023.8901 | 10791.9008
5493 | 76066.4407 | 2247.3086 | 0 | 76005.4407 | 1855.5346 | 8880.9937 | 2635.2696 | 3246.5206 | 123.1063 | 434 | 6272.0086 | 7551.9665 | 9319.9772
5494 | 77736.8862 | 1440.7693 | 0 | 77675.8862 | 3700.3907 | 6610.1881 | 2457.4343 | 3531.2526 | 143.4599 | 244 | 592.7981 | 1703.1096 | 3471.1203
5495 | 74345.1962 | 1415.1918 | -1415.1918 | 72869.0044 | 1806.737 | 6085.7216 | 2251.2498 | 3163.871 | 124.5225 | 54 | 6195.3011 | 7096.6751 | 8864.6858
5496 | 76092.66 | 1955.5393 | 0 | 76031.66 | 2655.3598 | 12036.5408 | 2558.75 | 3323.2203 | 88.297 | 244 | 8601.6913 | 9656.8398 | 11424.8505
5497 | 75192.5097 | 1514.5659 | 0 | 75131.5097 | 1700.1608 | 11544.0969 | 2301.4002 | 3149.0602 | 149.7194 | 380 | 9533.0867 | 10785.6576 | 12553.6683
5498 | 76113.2726 | 1566.922 | 0 | 76052.2726 | 2929.7927 | 5861.0553 | 2348.5993 | 3234.4466 | 148.7042 | 190 | 1832.236 | 2893.7917 | 4661.8024
5499 | 76019.4104 | 1691.8691 | -1691.8691 | 74266.5413 | 3012.9104 | 6877.3637 | 2235.0795 | 3395.4491 | 167.7886 | 434 | 4598.6407 | 5923.2809 | 7691.2916
5500 | 75949.6548 | 1539.2956 | 0 | 75888.6548 | 5115.8203 | 8722.553 | 2411.838 | 3373.9582 | 95.2705 | 244 | 2874.0742 | 3936.1962 | 5704.2069
5501 | 75530.0597 | 1633.9626 | 0 | 75469.0597 | 3998.6613 | 6868.9086 | 2447.3276 | 3149.1539 | 103.2309 | 380 | 2367.8692 | 3573.9516 | 5341.9623
5502 | 75812.5899 | 1225.9476 | -1225.9476 | 74525.6423 | 3648.0283 | 7341.1202 | 2138.8979 | 3163.3685 | 124.9789 | 190 | 3839.916 | 4877.7465 | 6645.7572
5503 | 75882.3566 | 1780.7553 | 0 | 75821.3566 | 3640.8071 | 8191.5492 | 2686.8177 | 3376.9275 | 135.8606 | 380 | 4163.3307 | 5402.0428 | 7170.0535
5504 | 75202.7578 | 2383.4421 | 0 | 75141.7578 | 3242.6171 | 13870.4087 | 2622.6085 | 3218.0397 | 95.2806 | 244 | 10696.8821 | 11759.0142 | 13527.0249
5505 | 75064.2113 | 1661.7105 | 0 | 75003.2113 | 1703.4542 | 13743.9346 | 2397.0756 | 3178.2377 | 191.7721 | 244 | 11982.7823 | 13141.406 | 14909.4167
5506 | 74630.5324 | 1824.8126 | 0 | 74569.5324 | 2374.3577 | 9783.7879 | 2290.0537 | 3135.5392 | 50.8411 | 244 | 7635.6908 | 8653.3834 | 10421.3941
5507 | 74472.1249 | 1494.4564 | 0 | 74411.1249 | 3056.3957 | 9062.1114 | 1951.9195 | 3182.8917 | 138.2161 | 190 | 6099.602 | 7150.6697 | 8918.6804
5508 | 75016.1264 | 1556.8941 | 0 | 74955.1264 | 2971.6183 | 7953.9806 | 2418.2156 | 3209.5451 | 213.3043 | 54 | 5025.1966 | 6015.3525 | 7783.3632
5509 | 76317.51 | 2104.2937 | 0 | 76256.51 | 3774.0945 | 20417.4964 | 2643.9148 | 3232.2176 | 100.1186 | 190 | 15633.2243 | 16646.1944 | 18414.2051
5510 | 73951.8762 | 1585.4597 | 0 | 73890.8762 | 4480.072 | 16412.9014 | 1815.9238 | 3137.5918 | 112.9683 | 244 | 12365.6687 | 13445.4886 | 15213.4993
5511 | 77141.0857 | 1842.7465 | 0 | 77080.0857 | 3027.6559 | 23001.1236 | 2120.5409 | 3253.41 | 121.4841 | 190 | 17637.5329 | 18671.8686 | 20439.8793
5512 | 75634.7422 | 1633.3013 | 0 | 75573.7422 | 4317.6259 | 8444.4107 | 1679.5052 | 3400.6769 | 162.7187 | 54 | 3003.4248 | 3942.9951 | 5711.0058
5513 | 75903.4732 | 1175.8704 | 0 | 75842.4732 | 3594.9396 | 8726.0852 | 2409.2919 | 3310.7348 | 162.165 | 380 | 4378.8991 | 5643.9156 | 7411.9263
5514 | 75796.5309 | 1639.3918 | 0 | 75735.5309 | 3595.3713 | 7800.9948 | 2594.3799 | 3145.2715 | 99.6361 | 380 | 3579.9441 | 4782.4317 | 6550.4424
5515 | 77639.6187 | 1140.1568 | 0 | 77578.6187 | 3029.9557 | 5005.6424 | 2426.644 | 3474.2113 | 234.2016 | 190 | -331.8767 | 815.1764 | 2583.1871
5516 | 74748.624 | 1508.1815 | -1508.1815 | 73179.4426 | 2318.8187 | 18940.8721 | 2649.1249 | 3165.3057 | 159.7739 | 54 | 18627.2414 | 19563.8669 | 21331.8776
5517 | 75425.5151 | 989.7433 | 0 | 75364.5151 | 3958.186 | 4037.429 | 1939.0106 | 3200.4259 | 111.5325 | 244 | -775.6356 | 302.7485 | 2070.7592
5518 | 75336.5427 | 1734.2089 | -1734.2089 | 73541.3338 | 1800.6497 | 16777.9613 | 2318.9484 | 3359.6755 | 83.5684 | 244 | 16484.8017 | 17535.2216 | 19303.2323
5519 | 75323.4301 | 1386.492 | 0 | 75262.4301 | 3746.0295 | 5709.9705 | 2062.0624 | 3172.8059 | 147.7288 | 54 | 1306.5793 | 2231.1597 | 3999.1704
5520 | 76050.4023 | 2105.9952 | -2105.9952 | 73883.4071 | 2537.0167 | 3915.1306 | 2158.7757 | 3369.5349 | 147.2471 | 380 | 2393.2175 | 3643.3161 | 5411.3268
5521 | 74694.0948 | 1993.3564 | -1993.3564 | 72639.7385 | 3541.0311 | 23130.8028 | 2657.6871 | 3231.9602 | 124.1204 | 380 | 22209.8805 | 23436.8524 | 25204.8631
5522 | 75355.661 | 1172.3439 | 0 | 75294.661 | 3892.173 | 7293.7471 | 2717.5149 | 3185.3889 | 122.7719 | 190 | 3380.0169 | 4415.6404 | 6183.6511
5523 | 76687.2533 | 1890.4425 | 0 | 76626.2533 | 2414.3469 | 2399.7148 | 1874.0318 | 3456.3153 | 248.0991 | 434 | -1940.3383 | -535.3877 | 1232.623
5524 | 74571.2357 | 1494.9195 | -1494.9195 | 73015.3162 | 2341.2325 | 7843.5799 | 2114.8763 | 3133.1393 | 151.6876 | 190 | 7105.2468 | 8169.7859 | 9937.7966
5525 | 74640.721 | 1621.0775 | 0 | 74579.721 | 4683.8684 | 3114.4684 | 2211.8464 | 3160.1173 | 170.8803 | 190 | -1406.9573 | -323.2254 | 1444.7853
5526 | 74887.2464 | 2235.7928 | -2235.7928 | 72590.4536 | 2971.8992 | 14755.2062 | 2603.8932 | 3146.957 | 90.1049 | 54 | 14313.9036 | 15180.86 | 16948.8707
5527 | 76583.3256 | 1717.4593 | 0 | 76522.3256 | 3126.5996 | 8456.2984 | 2382.0972 | 3455.2619 | 170.4909 | 380 | 4014.9323 | 5288.2747 | 7056.2854
5528 | 75178.6982 | 1242.0939 | 0 | 75117.6982 | 2722.3436 | 11713.3352 | 2531.9781 | 3259.07 | 99.1987 | 190 | 9034.5415 | 10046.5918 | 11814.6025
5529 | 75711.3101 | 1352.9502 | 0 | 75650.3101 | 4669.7691 | 13370.2644 | 2091.7359 | 3287.6645 | 142.216 | 380 | 7799.7857 | 9044.8532 | 10812.8639
5530 | 76300.625 | 1912.6752 | 0 | 76239.625 | 2233.8335 | 11375.732 | 1685.2254 | 3394.3804 | 176.5666 | 190 | 7352.0794 | 8441.4975 | 10209.5082
5531 | 75458.8526 | 1658.0066 | 0 | 75397.8526 | 3130.8808 | 10479.9499 | 2343.599 | 3231.9463 | 123.7426 | 190 | 6896.9617 | 7933.5559 | 9701.5666
5532 | 74880.6555 | 1183.7912 | 0 | 74819.6555 | 1292.3142 | 3840.0063 | 2503.2676 | 3292.4837 | 144.1863 | 244 | 2893.9879 | 4005.0257 | 5773.0364
5533 | 76174.6576 | 1619.6116 | 0 | 76113.6576 | 2443.2425 | 27185.8144 | 2315.442 | 3256.9004 | 82.1564 | 380 | 23571.4567 | 24756.4647 | 26524.4754
5534 | 75012.7167 | 2077.2596 | 0 | 74951.7167 | 3145.143 | 17416.1446 | 2379.4059 | 3328.9166 | 129.8816 | 190 | 14397.8075 | 15440.5407 | 17208.5514
5535 | 76499.5742 | 1341.6899 | 0 | 76438.5742 | 3091.0417 | 15117.2383 | 2593.8777 | 3498.7344 | 108.9775 | 54 | 11050.4346 | 11936.2637 | 13704.2744
5536 | 75268.5997 | 1268.0655 | 0 | 75207.5997 | 1911.5928 | 13522.9562 | 2314.5963 | 3271.326 | 148.3963 | 434 | 11359.886 | 12665.1338 | 14433.1445
5537 | 75825.1078 | 1330.0629 | 0 | 75764.1078 | 4105.6012 | 3856.3484 | 1804.167 | 3484.127 | 106.9938 | 54 | -1354.8667 | -471.0213 | 1296.9894
5538 | 76882.5327 | 2350.0022 | -2350.0022 | 74471.5305 | 1898.6031 | 4280.8496 | 2453.1004 | 3439.6132 | 42.2232 | 54 | 3173.6297 | 3992.7045 | 5760.7152
5539 | 75940.0339 | 1456.8055 | 0 | 75879.0339 | 4179.8312 | 13144.9927 | 2382.3219 | 3185.2676 | 113.6297 | 244 | 8023.9171 | 9104.3984 | 10872.4091
5540 | 73947.8319 | 1577.5414 | 0 | 73886.8319 | 3422.3195 | 17578.8471 | 2124.9894 | 3137.4139 | 65.8006 | 54 | 14902.299 | 15744.9511 | 17512.9618
5541 | 74842.6501 | 2387.3509 | 0 | 74781.6501 | 2766.9088 | 8721.6238 | 2463.9868 | 3190.8731 | 155.0842 | 380 | 6198.1247 | 7456.0605 | 9224.0712
5542 | 76314.3923 | 1885.9668 | 0 | 76253.3923 | 2595.7124 | 5307.7108 | 1692.1804 | 3361.6228 | 144.2858 | 54 | 882.6092 | 1803.7466 | 3571.7573
5543 | 76741.2138 | 1269.6782 | -1269.6782 | 75410.5355 | 3689.5122 | 13935.0237 | 1814.3354 | 3432.8431 | 126.0993 | 54 | 9452.3544 | 10355.3053 | 12123.316
5544 | 75919.4138 | 1717.2341 | 0 | 75858.4138 | 2828.7487 | 10605.13 | 2293.1832 | 3336.0878 | 165.3817 | 244 | 6917.4385 | 8049.6718 | 9817.6825
5545 | 75785.8373 | 1303.0919 | 0 | 75724.8373 | 3395.332 | 12388.9972 | 2436.2407 | 3347.8775 | 114.4616 | 54 | 8423.1462 | 9314.4593 | 11082.47
5546 | 75555.698 | 1696.1051 | 0 | 75494.698 | 6262.4426 | 19200.1554 | 2607.523 | 3260.5445 | 96.9882 | 434 | 12681.2822 | 13935.122 | 15703.1327
5547 | 76323.4973 | 1195.8775 | 0 | 76262.4973 | 2460.3745 | 6586.3444 | 2101.6211 | 3358.2925 | 167.6531 | 434 | 2693.5861 | 4018.0908 | 5786.1015
5548 | 75476.5438 | 1811.5197 | 0 | 75415.5438 | 2882.2716 | 12533.7761 | 1710.5405 | 3288.7099 | 173.4676 | 380 | 8605.4112 | 9881.7304 | 11649.7411
5549 | 74253.1575 | 1429.6927 | 0 | 74192.1575 | 1322.4452 | 6367.2204 | 2687.951 | 3136.1876 | 154.1782 | 190 | 6046.9562 | 7113.986 | 8881.9967
5550 | 75209.5824 | 2377.8737 | 0 | 75148.5824 | 1901.8627 | 6123.2018 | 2708.0205 | 3178.3584 | 146.6866 | 54 | 4329.3355 | 5252.8736 | 7020.8843
5551 | 74218.6464 | 1227.6735 | 0 | 74157.6464 | 2903.334 | 10809.0236 | 2221.5183 | 3142.2714 | 180.3611 | 54 | 8482.0329 | 9439.2455 | 11207.2562
5552 | 75592.4652 | 1568.1902 | 0 | 75531.4652 | 2838.6141 | 8320.3617 | 2691.5935 | 3280.5303 | 191.6104 | 244 | 5292.6063 | 6451.0682 | 8219.0789
5553 | 75721.5258 | 1663.0635 | 0 | 75660.5258 | 2869.5647 | 7270.6068 | 2752.7211 | 3237.6249 | 79.6538 | 190 | 4101.0623 | 5093.5677 | 6861.5784
5554 | 76065.6463 | 2035.2846 | 0 | 76004.6463 | 3147.3641 | 12163.8906 | 2307.2043 | 3301.301 | 40.0105 | 190 | 7990.5856 | 8943.4477 | 10711.4584
5555 | 76000.1186 | 1605.2454 | 0 | 75939.1186 | 2355.2455 | 10243.1614 | 2403.3042 | 3269.9918 | 189.8413 | 244 | 6992.2933 | 8148.9861 | 9916.9968
5556 | 74919.4086 | 1550.152 | 0 | 74858.4086 | 3752.7007 | 5900.6444 | 2163.5521 | 3209.8891 | 68.2527 | 244 | 2033.1763 | 3068.2805 | 4836.2912
5557 | 77260.4607 | 1650.8475 | -1650.8475 | 75548.6132 | 4744.6279 | 1951.242 | 2490.9084 | 3526.2843 | 170.1449 | 434 | -2954.6064 | -1627.61 | 140.4007
5558 | 77110.7121 | 1668.2838 | -1668.2838 | 75381.4283 | 4257.1957 | 8657.9527 | 2508.1091 | 3443.7084 | 157.0706 | 54 | 4341.3463 | 5275.2684 | 7043.2791
5559 | 74720.0401 | 2418.5965 | 0 | 74659.0401 | 3529.413 | 5321.6703 | 2615.7016 | 3147.3794 | 85.5919 | 54 | 2266.4982 | 3128.9416 | 4896.9523
5560 | 75386.0063 | 1174.699 | -1174.699 | 74150.3073 | 1892.9787 | 9427.1517 | 2540.7098 | 3270.0497 | 141.5609 | 434 | 8564.8252 | 9863.2377 | 11631.2484
5561 | 76315.5631 | 1637.4345 | 0 | 76254.5631 | 2723.4189 | 6371.9983 | 1722.1557 | 3303.0343 | 188.5129 | 434 | 1789.4064 | 3134.7709 | 4902.7816
5562 | 75474.8523 | 1381.9074 | -1381.9074 | 74031.9449 | 3067.3879 | 7226.9372 | 2528.7027 | 3223.0093 | 107.9709 | 54 | 5249.5164 | 6134.3389 | 7902.3496
5563 | 74457.3551 | 1428.3302 | 0 | 74396.3551 | 3206.0901 | 16468.8018 | 2738.3937 | 3138.9005 | 152.5503 | 54 | 14113.8507 | 15043.2526 | 16811.2633
5564 | 74774.7216 | 2291.2607 | 0 | 74713.7216 | 5048.4478 | 3833.9293 | 2346.022 | 3170.398 | 104.3813 | 190 | -1041.6201 | -24.3873 | 1743.6234
5565 | 74464.6836 | 1533.5581 | -1533.5581 | 72870.1255 | 3241.3102 | 12670.7196 | 2632.5537 | 3136.9842 | 121.6184 | 54 | 11699.0218 | 12597.4918 | 14365.5025
5566 | 75640.193 | 1507.5816 | 0 | 75579.193 | 3138.657 | 10318.2483 | 2328.7926 | 3446.55 | 200.9803 | 244 | 6745.9408 | 7913.7726 | 9681.7833
5567 | 74555.3132 | 1754.8046 | 0 | 74494.3132 | 2957.9819 | 4751.7096 | 2343.8463 | 3151.8158 | 85.5106 | 54 | 2165.2765 | 3027.6386 | 4795.6493
5568 | 76349.4668 | 1667.4368 | -1667.4368 | 74621.03 | 2161.8042 | 8545.9694 | 2382.5467 | 3358.9128 | 140.2842 | 380 | 6874.7946 | 8117.9303 | 9885.941
5569 | 74665.6944 | 1576.5882 | 0 | 74604.6944 | 2589.5003 | 3965.24 | 1584.7971 | 3134.2288 | 20.4482 | 244 | 860.2713 | 1847.5711 | 3615.5818
5570 | 75491.9002 | 1300.9768 | -1300.9768 | 74129.9234 | 2520.2764 | 1951.9503 | 2460.8931 | 3240.0352 | 98.9219 | 54 | 372.8787 | 1248.6522 | 3016.6629
5571 | 74083.0429 | 2008.8445 | -2008.8445 | 72013.1984 | 1315.8606 | 8873.9151 | 2342.7383 | 3178.625 | 84.8885 | 244 | 10436.4194 | 11488.1594 | 13256.1701
5572 | 76378.8006 | 1661.7347 | 0 | 76317.8006 | 3597.4121 | 2539.7527 | 2272.6767 | 3266.79 | 137.376 | 190 | -2465.7933 | -1415.5658 | 352.4449
5573 | 74829.4584 | 2231.5884 | -2231.5884 | 72536.8701 | 1876.9028 | 5004.1765 | 2475.671 | 3138.6397 | 98.8484 | 54 | 5574.9143 | 6450.6143 | 8218.625
5574 | 76725.1031 | 1329.2166 | 0 | 76664.1031 | 3303.1385 | 2984.4311 | 2133.5248 | 3470.9006 | 135.9355 | 54 | -2008.1851 | -1095.398 | 672.6127
5575 | 76710.3792 | 1639.0335 | -1639.0335 | 75010.3456 | 2799.63 | 2135.4969 | 2395.7006 | 3337.4036 | 169.895 | 54 | -571.1744 | 375.5722 | 2143.5829
5576 | 75001.9861 | 1256.1486 | -1256.1486 | 73684.8375 | 2379.8515 | 9046.0393 | 1865.512 | 3173.9398 | 215.6347 | 380 | 7391.002 | 8709.4883 | 10477.499
5577 | 75987.8181 | 1871.7869 | 0 | 75926.8181 | 2325.9407 | 1914.0742 | 2779.2815 | 3317.1397 | 107.3743 | 244 | -872.0634 | 202.1625 | 1970.1732
5578 | 75806.4927 | 1716.2114 | -1716.2114 | 74029.2813 | 1837.6487 | 6721.0958 | 2176.9595 | 3207.5028 | 87.1499 | 54 | 5608.8281 | 6472.8295 | 8240.8402
5579 | 76436.0175 | 1788.1818 | 0 | 76375.0175 | 3359.6185 | 6393.8998 | 2581.3053 | 3439.4497 | 172.6646 | 244 | 2050.2187 | 3189.7348 | 4957.7455
5580 | 75501.8175 | 1498.6533 | -1498.6533 | 73942.1642 | 3957.6855 | 3629.0385 | 2369.9137 | 3216.675 | 113.4716 | 380 | 685.9774 | 1902.3006 | 3670.3113
5581 | 75804.4666 | 1567.0593 | -1567.0593 | 74176.4073 | 2583.6222 | 2471.0395 | 2265.6946 | 3213.3265 | 82.9938 | 380 | 560.2311 | 1746.0765 | 3514.0872
5582 | 76355.8718 | 1914.5372 | -1914.5372 | 74380.3346 | 3668.3683 | 9488.679 | 2478.3645 | 3223.8543 | 112.9302 | 54 | 6512.3948 | 7402.1767 | 9170.1874
5583 | 75465.3945 | 1387.8575 | 0 | 75404.3945 | 2850.9825 | 14210.3872 | 2506.9561 | 3143.365 | 136.3757 | 54 | 10975.5312 | 11888.7585 | 13656.7692
5584 | 74798.4763 | 1634.5602 | 0 | 74737.4763 | 2130.3465 | 12217.2423 | 2103.8099 | 3149.7085 | 187.378 | 190 | 9973.1378 | 11073.3674 | 12841.3781
5585 | 74601.6531 | 2150.8937 | 0 | 74540.6531 | 2671.0071 | 16127.1722 | 2463.3783 | 3189.9575 | 136.3191 | 380 | 13939.0477 | 15178.2184 | 16946.2291
5586 | 76524.882 | 1684.2113 | 0 | 76463.882 | 2429.848 | 7623.599 | 2618.5471 | 3411.4906 | 108.5103 | 54 | 4130.1067 | 5015.4686 | 6783.4793
5587 | 75427.9493 | 1677.7411 | 0 | 75366.9493 | 2949.7222 | 18188.7514 | 2222.6936 | 3190.5128 | 169.4912 | 54 | 14655.4863 | 15601.8291 | 17369.8398
5588 | 76310.9451 | 1974.2802 | 0 | 76249.9451 | 2700.6353 | 4680.9019 | 2622.6351 | 3372.6143 | 136.8494 | 190 | 1095.7709 | 2145.4719 | 3913.4826
5589 | 77270.4385 | 1455.5662 | -1455.5662 | 75753.8723 | 2912.5165 | 4436.6462 | 2450.384 | 3506.0153 | 154.5872 | 190 | 1096.8568 | 2164.2956 | 3932.3063
5590 | 77098.2648 | 1523.2295 | -1523.2295 | 75514.0354 | 3284.9015 | 4520.3477 | 2337.9323 | 3410.0057 | 118.8767 | 190 | 839.5487 | 1871.2769 | 3639.2876
5591 | 74818.5509 | 1884.3866 | -1884.3866 | 72873.1643 | 2173.0365 | 12648.6204 | 2374.0662 | 3130.6712 | 122.8767 | 54 | 12477.3571 | 13377.0854 | 15145.0961
5592 | 75685.7508 | 1949.4389 | 0 | 75624.7508 | 1938.3593 | 6618.6804 | 1601.8678 | 3340.5202 | 169.4711 | 380 | 3368.1582 | 4640.4809 | 6408.4916
5593 | 76559.4518 | 1857.9402 | 0 | 76498.4518 | 1758.6204 | 11928.2039 | 2483.5029 | 3449.7357 | 121.259 | 190 | 8974.5702 | 10008.6808 | 11776.6915
5594 | 76303.7077 | 2140.9631 | 0 | 76242.7077 | 3280.9147 | 6425.7847 | 2274.0375 | 3462.4754 | 70.8986 | 190 | 2008.8753 | 2992.6254 | 4760.6361
5595 | 75038.2427 | 1444.0222 | -1444.0222 | 73533.2205 | 4147.6046 | 22345.5762 | 2629.264 | 3165.5266 | 181.9541 | 190 | 19829.7416 | 20924.5473 | 22692.558
5596 | 75163.0933 | 2360.1041 | 0 | 75102.0933 | 3549.1377 | 10769.8788 | 1848.3101 | 3203.325 | 241.2936 | 244 | 6540.483 | 7748.6282 | 9516.6389
5597 | 74296.5506 | 1834.3105 | 0 | 74235.5506 | 2369.0846 | 12716.1843 | 2075.236 | 3128.0447 | 198.4476 | 380 | 10685.0299 | 11986.329 | 13754.3397
5598 | 76546.3207 | 2369.1314 | 0 | 76485.3207 | 4129.3739 | 7066.105 | 2700.1469 | 3261.4741 | 159.4429 | 54 | 1783.2313 | 2719.5258 | 4487.5365
5599 | 75219.0726 | 1357.5269 | -1357.5269 | 73800.5457 | 2365.5364 | 14183.5474 | 2235.9151 | 3241.3322 | 71.1748 | 380 | 12864.9126 | 14038.9389 | 15806.9496
5600 | 74852.9199 | 2152.1772 | 0 | 74791.9199 | 2293.9517 | 11492.4352 | 2250.058 | 3229.1832 | 121.6799 | 434 | 9256.0048 | 10534.5363 | 12302.547
5601 | 76448.9081 | 1983.5051 | 0 | 76387.9081 | 2552.972 | 10129.5877 | 2080.3916 | 3407.394 | 156.1635 | 54 | 6046.6932 | 6979.7082 | 8747.7189
5602 | 76939.4114 | 1452.2083 | 0 | 76878.4114 | 2719.1102 | 16876.6378 | 2158.0913 | 3506.4532 | 102.9899 | 380 | 12313.8606 | 13519.7021 | 15287.7128
5603 | 77242.6355 | 1949.7797 | 0 | 77181.6355 | 4603.2525 | 3925.2073 | 2542.221 | 3505.6298 | 153.5334 | 244 | -2441.6298 | -1321.2449 | 446.7658
5604 | 77256.4501 | 1952.4927 | -1952.4927 | 75242.9574 | 1761.3379 | 13527.2016 | 2614.0476 | 3476.4024 | 57.1235 | 380 | 11983.5563 | 13143.5313 | 14911.542
5605 | 77498.8184 | 1567.2291 | 0 | 77437.8184 | 2281.4926 | 5287.0011 | 2562.2486 | 3482.2041 | 121.1048 | 244 | 982.3428 | 2070.2991 | 3838.3098
5606 | 75023.629 | 1762.6886 | -1762.6886 | 73199.9404 | 1472.7339 | 5539.3212 | 2117.4966 | 3187.8002 | 99.5326 | 190 | 5542.1437 | 6554.5279 | 8322.5386
5607 | 75899.7098 | 1968.6928 | 0 | 75838.7098 | 2479.2839 | 5096.632 | 2499.4493 | 3210.7119 | 120.2341 | 244 | 1858.9995 | 2946.0852 | 4714.0959
5608 | 75562.049 | 1391.3356 | -1391.3356 | 74109.7135 | 2008.0051 | 7636.3344 | 1838.2601 | 3199.8352 | 98.7603 | 244 | 5926.9112 | 6992.523 | 8760.5337
5609 | 77378.9333 | 1518.0472 | 0 | 77317.9333 | 3345.2724 | 15416.4498 | 2144.6087 | 3510.9587 | 105.1018 | 434 | 9779.0115 | 11040.9648 | 12808.9755
5610 | 74834.1169 | 1644.3975 | 0 | 74773.1169 | 2891.9049 | 4612.8325 | 2439.4688 | 3187.319 | 43.9819 | 54 | 1944.7985 | 2765.632 | 4533.6427
5611 | 75853.6519 | 2088.0034 | -2088.0034 | 73704.6484 | 2137.9472 | 11569.721 | 2071.0583 | 3246.6105 | 85.4273 | 54 | 10414.9942 | 11277.2731 | 13045.2838
5612 | 76783.7244 | 1933.59 | 0 | 76722.7244 | 2640.1566 | 3100.8363 | 2138.3847 | 3412.2864 | 95.1211 | 244 | -1341.1736 | -279.2009 | 1488.8098
5613 | 76009.3714 | 2094.6397 | -2094.6397 | 73853.7316 | 1840.8671 | 5480.45 | 2601.3022 | 3387.1224 | 117.0398 | 380 | 5144.4758 | 6364.3672 | 8132.3779
5614 | 75141.8551 | 1768.3357 | 0 | 75080.8551 | 4171.6668 | 14297.9781 | 1961.7154 | 3246.1895 | 131.6991 | 244 | 9623.561 | 10722.1116 | 12490.1223
5615 | 75487.1588 | 1732.1212 | 0 | 75426.1588 | 2684.8832 | 10578.4908 | 1998.6086 | 3190.715 | 123.9036 | 244 | 7026.9724 | 8117.7275 | 9885.7382
5616 | 77088.3249 | 2092.5522 | 0 | 77027.3249 | 3243.158 | 11442.2075 | 2610.4807 | 3497.7938 | 137.0148 | 190 | 6650.1991 | 7700.0655 | 9468.0762
5617 | 76037.3623 | 1762.8488 | 0 | 75976.3623 | 2415.5723 | 9722.7843 | 2087.3888 | 3300.7577 | 135.1063 | 434 | 6089.1962 | 7381.1541 | 9149.1648
5618 | 75403.672 | 1611.2164 | 0 | 75342.672 | 6454.0051 | 14313.316 | 2452.6241 | 3163.437 | 64.0787 | 54 | 7502.9 | 8343.8303 | 10111.841
5619 | 76120.6837 | 2120.182 | 0 | 76059.6837 | 3668.0694 | 7537.9198 | 2373.7753 | 3290.3041 | 147.6869 | 244 | 2844.4462 | 3958.9846 | 5726.9953
5620 | 75627.1462 | 1487.2034 | 0 | 75566.1462 | 2908.5191 | 12755.4142 | 2175.2596 | 3194.027 | 233.8898 | 54 | 9020.2354 | 10030.9767 | 11798.9874
5621 | 77237.6652 | 1655.2824 | 0 | 77176.6652 | 2797.8729 | 29491.4564 | 2376.9748 | 3536.5378 | 119.8074 | 244 | 24800.6309 | 25887.2899 | 27655.3006
5622 | 76677.9998 | 1372.4261 | 0 | 76616.9998 | 4135.2912 | 8991.706 | 2447.3491 | 3387.9867 | 177.4129 | 380 | 3444.9509 | 4725.2153 | 6493.226
5623 | 74960.9675 | 1146.6548 | 0 | 74899.9675 | 4037.2765 | 5383.1337 | 2407.3595 | 3264.9067 | 205.7627 | 190 | 1488.3559 | 2606.9701 | 4374.9808
5624 | 76968.6805 | 1930.5009 | -1930.5009 | 74977.1796 | 2468.425 | 4469.076 | 2325.3961 | 3450.1679 | 151.7938 | 190 | 2169.2353 | 3233.8807 | 5001.8914
5625 | 74775.4364 | 1583.319 | -1583.319 | 73131.1175 | 3046.2291 | 7567.0293 | 2418.901 | 3183.6351 | 177.1739 | 54 | 6362.4188 | 7316.4442 | 9084.4549
5626 | 75844.8601 | 1955.3879 | 0 | 75783.8601 | 5368.8345 | 11995.4185 | 2161.084 | 3221.6944 | 104.0802 | 54 | 5595.7025 | 6476.6342 | 8244.6449
5627 | 77179.3234 | 1915.7671 | 0 | 77118.3234 | 1841.0338 | 2407.5533 | 2356.0373 | 3503.3251 | 235.9675 | 244 | -1322.2415 | -119.4224 | 1648.5883
5628 | 73992.9571 | 2197.3875 | -2197.3875 | 71734.5695 | 4872.0325 | 15594.474 | 2723.7349 | 3146.3224 | 157.5441 | 244 | 14228.1293 | 15352.5249 | 17120.5356
5629 | 76662.7076 | 1675.4596 | 0 | 76601.7076 | 2987.9125 | 3594.5454 | 2191.55 | 3438.6957 | 80.5755 | 434 | -994.6289 | 242.7981 | 2010.8088
5630 | 76620.6335 | 1665.9212 | -1665.9212 | 74893.7124 | 4734.904 | 6040.8441 | 1941.7066 | 3460.2731 | 128.6417 | 380 | 1184.4074 | 2415.9007 | 4183.9114
5631 | 73640.69 | 1710.6829 | -1710.6829 | 71869.0071 | 3499.8724 | 10320.8742 | 2323.8715 | 3123.3032 | 166.3236 | 190 | 9769.3694 | 10848.5446 | 12616.5553
5632 | 74220.346 | 2331.7263 | 0 | 74159.346 | 3606.5427 | 7356.1769 | 2216.0361 | 3127.8843 | 174.0985 | 190 | 4304.4085 | 5391.3585 | 7159.3692
5633 | 76218.4898 | 1504.8967 | 0 | 76157.4898 | 4463.4277 | 6849.0781 | 2274.8521 | 3386.1753 | 73.2709 | 380 | 1259.388 | 2435.5105 | 4203.5212
5634 | 75558.9831 | 1838.3927 | -1838.3927 | 73659.5905 | 2947.1964 | 7229.633 | 2552.5136 | 3143.3483 | 149.6031 | 244 | 5688.9081 | 6805.3628 | 8573.3735
5635 | 75190.1221 | 2194.3185 | 0 | 75129.1221 | 2857.9395 | 6744.2557 | 2350.4993 | 3183.1258 | 137.5139 | 54 | 3661.0192 | 4575.3846 | 6343.3953
5636 | 76777.7493 | 1805.7792 | 0 | 76716.7493 | 3719.1685 | 6942.694 | 2489.6394 | 3417.9489 | 169.4284 | 190 | 1784.5645 | 2866.8445 | 4634.8552
5637 | 74837.5626 | 1876.5953 | -1876.5953 | 72899.9673 | 3349.8077 | 3072.832 | 1662.1414 | 3184.6118 | 126.4047 | 54 | 1040.0101 | 1943.2664 | 3711.2771
5638 | 76390.0331 | 1396.142 | -1396.142 | 74932.8911 | 2757.2797 | 2800.9616 | 2307.3597 | 3407.302 | 119.2168 | 54 | 195.6526 | 1091.721 | 2859.7317
5639 | 76323.68 | 1749.3345 | -1749.3345 | 74513.3455 | 2814.4042 | 11210.5045 | 2599.3872 | 3251.6195 | 73.1559 | 54 | 9103.9614 | 9953.9689 | 11721.9796
5640 | 76650.4173 | 1234.5436 | 0 | 76589.4173 | 2582.603 | 16688.4782 | 2007.0474 | 3505.4425 | 108.8004 | 190 | 12399.1478 | 13420.7998 | 15188.8105
5641 | 75376.058 | 2119.7009 | 0 | 75315.058 | 4402.005 | 1195.5718 | 2580.5369 | 3233.4452 | 211.7847 | 54 | -3337.3092 | -2348.6729 | -580.6622
5642 | 76357.9338 | 1778.9681 | -1778.9681 | 74517.9658 | 2834.7321 | 18548.5125 | 2110.5912 | 3319.2566 | 188.9624 | 244 | 15995.8625 | 17151.6764 | 18919.6871
5643 | 76797.4748 | 1965.6125 | 0 | 76736.4748 | 2418.3138 | 8127.0399 | 2451.7503 | 3427.7557 | 107.7248 | 380 | 4221.9573 | 5432.5336 | 7200.5443
5644 | 74813.9737 | 1454.1862 | 0 | 74752.9737 | 3232.4857 | 7684.3574 | 1925.7531 | 3148.6149 | 207.0627 | 190 | 4143.466 | 5263.3802 | 7031.3909
5645 | 75295.8583 | 1451.1562 | 0 | 75234.8583 | 2907.0067 | 8838.8391 | 2775.7771 | 3286.9169 | 124.2142 | 190 | 6129.8681 | 7166.9339 | 8934.9446
5646 | 76654.1738 | 2039.5582 | 0 | 76593.1738 | 3909.7254 | 8586.4301 | 2378.6111 | 3318.6008 | 182.7116 | 434 | 3150.9429 | 4490.5061 | 6258.5168
5647 | 76948.1322 | 1254.2066 | 0 | 76887.1322 | 2697.2051 | 3067.7069 | 2412.2176 | 3362.737 | 102.4285 | 434 | -1371.4758 | -112.1958 | 1655.8149
5648 | 77668.2441 | 1467.5586 | -1467.5586 | 76139.6856 | 2703.9735 | 5711.2078 | 2585.2265 | 3555.8933 | 166.2841 | 244 | 2378.8685 | 3512.0042 | 5280.0149
5649 | 73419.6886 | 1740.6737 | -1740.6737 | 71618.0148 | 4263.4613 | 14894.7897 | 2562.34 | 3123.7841 | 265.1741 | 434 | 14069.6377 | 15491.6633 | 17259.674
5650 | 75618.7911 | 1823.243 | 0 | 75557.7911 | 2522.1441 | 16921.8689 | 1896.9987 | 3219.1229 | 141.0683 | 380 | 13328.2553 | 14572.1751 | 16340.1858
5651 | 73939.4155 | 1734.0852 | 0 | 73878.4155 | 2378.4211 | 9300.7328 | 2642.7492 | 3128.1055 | 184.5155 | 190 | 8184.9509 | 9282.318 | 11050.3287
5652 | 76117.534 | 1450.7415 | 0 | 76056.534 | 2497.8513 | 4798.6486 | 2597.12 | 3213.1535 | 151.2024 | 54 | 1424.7368 | 2352.7908 | 4120.8015
5653 | 76285.5744 | 1394.6568 | -1394.6568 | 74829.9176 | 1749.1743 | 3535.8909 | 2296.2722 | 3278.6617 | 92.1802 | 380 | 1901.933 | 3096.9647 | 4864.9754
5654 | 76719.4509 | 1886.2087 | -1886.2087 | 74772.2422 | 1397.2386 | 3168.2569 | 1989.8763 | 3412.5087 | 202.098 | 190 | 1771.3612 | 2886.3107 | 4654.3214
5655 | 74418.5502 | 1672.0734 | -1672.0734 | 72685.4768 | 3962.2304 | 7906.7911 | 2421.7001 | 3141.0903 | 155.8445 | 190 | 6192.0743 | 7260.7704 | 9028.7811
5656 | 75052.7797 | 1249.0135 | 0 | 74991.7797 | 3470.7767 | 5625.2641 | 2555.9227 | 3187.5412 | 170.3202 | 54 | 2276.3716 | 3223.5434 | 4991.5541
5657 | 76174.5629 | 1357.5336 | -1357.5336 | 74756.0293 | 3366.4377 | 12256.3371 | 2616.8936 | 3370.4073 | 121.0056 | 190 | 9491.3709 | 10525.2281 | 12293.2388
5658 | 76753.2454 | 1458.7537 | 0 | 76692.2454 | 3090.5179 | 5384.8068 | 2341.992 | 3483.8859 | 150.7538 | 54 | 798.1214 | 1725.7268 | 3493.7375
5659 | 74741.0411 | 1703.603 | -1703.603 | 72976.438 | 1177.592 | 2299.8918 | 2541.3247 | 3240.306 | 199.3928 | 190 | 3297.6924 | 4409.9368 | 6177.9475
5660 | 73730.3498 | 1386.5736 | 0 | 73669.3498 | 1149.6164 | 7023.363 | 2445.3962 | 3123.3488 | 148.1878 | 54 | 7143.3418 | 8068.3812 | 9836.3919
5661 | 74546.8884 | 1272.0874 | 0 | 74485.8884 | 1934.5396 | 7924.9784 | 2493.0828 | 3214.4836 | 68.3261 | 244 | 6582.3167 | 7617.4944 | 9385.5051
5662 | 74746.6117 | 1144.3368 | 0 | 74685.6117 | 1905.9207 | 10835.2229 | 2554.5881 | 3224.8889 | 85.4546 | 244 | 9393.3675 | 10445.6736 | 12213.6843
5663 | 74131.2691 | 1699.6856 | 0 | 74070.2691 | 3432.0501 | 16491.3272 | 2276.368 | 3135.8967 | 135.9216 | 190 | 13771.4727 | 14820.2459 | 16588.2566
5664 | 75511.0232 | 1165.8208 | 0 | 75450.0232 | 3726.4884 | 4954.7115 | 2330.436 | 3168.2961 | 186.1484 | 380 | 647.132 | 1936.132 | 3704.1427
5665 | 75757.0265 | 1634.3917 | -1634.3917 | 74061.6348 | 2446.0244 | 3518.0814 | 2819.1156 | 3235.4367 | 190.6442 | 54 | 2435.1745 | 3402.6703 | 5170.681
5666 | 73783.4199 | 1769.1753 | -1769.1753 | 71953.2445 | 2799.8335 | 10449.4338 | 2345.4539 | 3128.5526 | 118.9387 | 244 | 10540.5623 | 11626.3525 | 13394.3632
5667 | 75079.6656 | 1449.0001 | 0 | 75018.6656 | 2555.2149 | 5207.939 | 1675.5327 | 3137.5048 | 112.3936 | 190 | 1817.296 | 2842.5411 | 4610.5518
5668 | 76762.8137 | 1964.5815 | -1964.5815 | 74737.2322 | 2252.1045 | 6060.6079 | 2581.8144 | 3398.1056 | 91.945 | 190 | 4421.3913 | 5426.1879 | 7194.1986
5669 | 75961.8167 | 1566.9452 | 0 | 75900.8167 | 1622.9427 | 5821.7568 | 2034.6322 | 3243.5875 | 157.6375 | 54 | 2946.4172 | 3880.9062 | 5648.9169
5670 | 76475.4197 | 2247.82 | 0 | 76414.4197 | 3903.3579 | 5602.2489 | 2286.8502 | 3264.7548 | 93.8705 | 190 | 206.2763 | 1212.9984 | 2981.0091
5671 | 75628.9456 | 1702.6475 | -1702.6475 | 73865.2981 | 2229.3437 | 8465.4354 | 2045.9827 | 3432.2856 | 135.9857 | 380 | 7219.2619 | 8458.0991 | 10226.1098
5672 | 77568.4835 | 2152.3691 | 0 | 77507.4835 | 2780.5544 | 3778.4701 | 1805.0888 | 3540.1046 | 117.7587 | 190 | -1794.1743 | -763.564 | 1004.4467
5673 | 76555.9655 | 1580.7276 | -1580.7276 | 74914.2379 | 2689.7614 | 5769.1225 | 2300.0098 | 3337.4913 | 130.4522 | 54 | 3172.8243 | 4080.1281 | 5848.1388
5674 | 76146.1179 | 2024.3805 | 0 | 76085.1179 | 3040.4427 | 4931.0403 | 2450.196 | 3469.4552 | 126.6023 | 54 | 1095.3309 | 1998.7847 | 3766.7954
5675 | 76408.7239 | 2057.1033 | -2057.1033 | 74290.6206 | 1974.9732 | 11025.6368 | 1799.5159 | 3380.5543 | 164.7022 | 190 | 9310.3133 | 10387.8671 | 12155.8778
5676 | 73814.9882 | 1426.1442 | 0 | 73753.9882 | 3761.2948 | 3480.6656 | 2092.7495 | 3179.5005 | 182.0405 | 54 | 607.8325 | 1566.7245 | 3334.7352
5677 | 75318.0357 | 1600.2902 | -1600.2902 | 73656.7455 | 3759.9199 | 11935.6465 | 1888.211 | 3280.8202 | 110.8693 | 190 | 9058.2123 | 10081.9332 | 11849.9439
5678 | 75118.2168 | 2294.6696 | 0 | 75057.2168 | 2621.5607 | 16435.4824 | 1885.7644 | 3162.2481 | 166.6607 | 434 | 13174.9173 | 14498.4296 | 16266.4403
5679 | 74780.0342 | 1374.5351 | 0 | 74719.0342 | 3089.8669 | 8555.9983 | 2624.8357 | 3167.7981 | 186.3062 | 244 | 5909.9311 | 7063.0889 | 8831.0996
5680 | 75983.9797 | 1277.2858 | 0 | 75922.9797 | 3712.6016 | 4534.9073 | 2095.9839 | 3201.1229 | 116.5397 | 54 | -433.3672 | 460.0241 | 2228.0348
5681 | 74943.9127 | 1649.7959 | -1649.7959 | 73233.1169 | 2251.2311 | 1542.636 | 2183.71 | 3186.0029 | 196.3896 | 54 | 798.201 | 1771.4421 | 3539.4528
5682 | 73841.7589 | 1796.5716 | -1796.5716 | 71984.1873 | 2155.2536 | 15402.7169 | 2329.4009 | 3162.8594 | 96.7446 | 54 | 16125.7362 | 16999.3324 | 18767.3431
5683 | 74825.7254 | 1597.2969 | 0 | 74764.7254 | 2980.7449 | 7370.3 | 1967.6043 | 3138.3309 | 197.3144 | 190 | 4100.965 | 5211.1309 | 6979.1416
5684 | 75439.5911 | 1386.2765 | 0 | 75378.5911 | 4598.4079 | 8106.2605 | 2689.564 | 3191.4312 | 116.7059 | 190 | 3380.4567 | 4410.0141 | 6178.0248
5685 | 75744.0202 | 2029.1859 | 0 | 75683.0202 | 3182.7366 | 8726.3281 | 2345.6955 | 3395.9204 | 137.9326 | 54 | 4972.3871 | 5887.1713 | 7655.182
5686 | 76292.4991 | 2236.2882 | 0 | 76231.4991 | 2500.6851 | 12910.937 | 2613.1831 | 3247.5061 | 115.4973 | 54 | 9409.642 | 10301.9909 | 12070.0016
5687 | 76281.3582 | 2047.7847 | 0 | 76220.3582 | 2764.1549 | 1599.7904 | 2201.7879 | 3451.7891 | 127.9595 | 190 | -2360.9457 | -1320.1346 | 447.8761
5688 | 75467.2329 | 1718.1216 | -1718.1216 | 73688.1114 | 2394.3403 | 7842.5743 | 2117.2538 | 3145.3269 | 185.9065 | 244 | 6392.9032 | 7545.6613 | 9313.672
5689 | 74915.1777 | 1858.0018 | 0 | 74854.1777 | 1821.4708 | 11295.3209 | 2329.7815 | 3175.8321 | 193.8517 | 380 | 9495.486 | 10792.1892 | 12560.1999
5690 | 76315.9589 | 1268.1857 | 0 | 76254.9589 | 1997.604 | 22039.0425 | 2358.125 | 3373.0708 | 202.7833 | 244 | 18887.8753 | 20057.5102 | 21825.5209
5691 | 75964.746 | 1567.2376 | 0 | 75903.746 | 3365.3676 | 2716.508 | 2700.2146 | 3238.5147 | 98.085 | 54 | -1243.6763 | -368.7397 | 1399.271
5692 | 75480.8366 | 1843.3589 | -1843.3589 | 73576.4778 | 3676.6918 | 7324.2612 | 2323.4372 | 3292.514 | 118.5509 | 190 | 5057.2429 | 6088.6454 | 7856.6561
5693 | 75013.7336 | 1665.4123 | 0 | 74952.7336 | 3072.4159 | 2136.3283 | 2245.8272 | 3187.6608 | 136.3562 | 190 | -1085.1331 | -35.9254 | 1732.0853
5694 | 75191.5149 | 2055.5158 | -2055.5158 | 73074.999 | 4070.2858 | 7180.0861 | 2344.3359 | 3153.7659 | 118.2047 | 190 | 4903.1031 | 5934.1594 | 7702.1701
5695 | 75744.0316 | 2128.2434 | 0 | 75683.0316 | 1464.7561 | 2706.9379 | 2579.2865 | 3310.3511 | 143.1533 | 244 | 818.9878 | 1928.9927 | 3697.0034
5696 | 74492.9646 | 1494.8679 | -1494.8679 | 72937.0967 | 2803.654 | 13120.9557 | 2530.05 | 3138.282 | 107.0449 | 244 | 12418.7369 | 13492.6334 | 15260.6441
5697 | 74990.9977 | 2055.6148 | 0 | 74929.9977 | 2497.8351 | 13211.3645 | 2602.7741 | 3152.5862 | 213.8351 | 54 | 10909.092 | 11899.7787 | 13667.7894
5698 | 76045.7176 | 1299.5832 | 0 | 75984.7176 | 4058.1674 | 7753.1093 | 2384.8233 | 3351.2567 | 176.9497 | 380 | 2816.5044 | 4096.3056 | 5864.3163
5699 | 76265.1283 | 1736.0754 | 0 | 76204.1283 | 1846.1792 | 8044.6575 | 2207.7525 | 3262.0025 | 158.1873 | 54 | 4834.3049 | 5769.3437 | 7537.3544
5700 | 75667.4859 | 1681.3917 | 0 | 75606.4859 | 1641.7791 | 8877.9777 | 2272.1477 | 3228.9141 | 79.658 | 190 | 6500.9745 | 7493.4841 | 9261.4948
5701 | 77398.1641 | 1676.6296 | 0 | 77337.1641 | 4689.9431 | 6638.7438 | 2105.0875 | 3534.0953 | 134.8828 | 54 | -378.9806 | 532.7538 | 2300.7645
5702 | 73951.8791 | 1399.4945 | -1399.4945 | 72491.3845 | 2415.6692 | 12003.0041 | 2279.5084 | 3128.5077 | 159.235 | 54 | 11874.1665 | 12810.2531 | 14578.2638
5703 | 74092.8201 | 2119.5283 | 0 | 74031.8201 | 1537.0876 | 6160.9123 | 1888.5116 | 3131.5302 | 160.3828 | 54 | 4982.2464 | 5919.4807 | 7687.4914
5704 | 74419.4777 | 1666.3736 | 0 | 74358.4777 | 2917.2602 | 4790.0773 | 2160.1034 | 3130.0465 | 108.4881 | 54 | 2174.6892 | 3060.0288 | 4828.0395
5705 | 74817.3809 | 1433.3689 | -1433.3689 | 73323.012 | 1623.9002 | 5970.8382 | 2653.9123 | 3155.7763 | 99.1392 | 190 | 6203.8146 | 7215.8054 | 8983.8161
5706 | 74999.2353 | 1077.8753 | 0 | 74938.2353 | 2901.0778 | 11773.4533 | 2107.9927 | 3236.9214 | 97.1849 | 190 | 8649.2544 | 9659.2909 | 11427.3016
5707 | 74562.1831 | 1750.7597 | 0 | 74501.1831 | 2484.4862 | 13807.034 | 2204.1325 | 3135.4889 | 136.9898 | 244 | 11531.1861 | 12635.0275 | 14403.0382
5708 | 75364.1082 | 1700.6729 | 0 | 75303.1082 | 2396.1603 | 14033.4368 | 1295.2773 | 3260.9581 | 109.5116 | 434 | 10260.6037 | 11526.9669 | 13294.9776
5709 | 76038.0775 | 2124.6458 | 0 | 75977.0775 | 2223.2596 | 13476.2726 | 2645.4515 | 3325.3731 | 127.02 | 54 | 10616.9601 | 11520.8316 | 13288.8423
5710 | 73908.439 | 1653.4166 | 0 | 73847.439 | 4001.5536 | 13962.7535 | 2324.3174 | 3128.8027 | 96.4112 | 54 | 10937.081 | 11810.3438 | 13578.3545
5711 | 75666.8089 | 1477.4478 | 0 | 75605.8089 | 2830.2839 | 10846.633 | 2483.5275 | 3222.4061 | 147.7593 | 244 | 7486.6737 | 8601.2846 | 10369.2953
5712 | 76102.2432 | 1700.9035 | 0 | 76041.2432 | 3020.5198 | 5741.6604 | 2468.013 | 3294.9184 | 172.3445 | 190 | 1813.0287 | 2898.2248 | 4666.2355
5713 | 74037.664 | 2028.5624 | -2028.5624 | 71948.1016 | 4685.9289 | 3427.9094 | 2434.9291 | 3127.9237 | 83.1859 | 54 | 1726.9316 | 2586.969 | 4354.9797
5714 | 75662.5205 | 2263.8575 | -2263.8575 | 73337.6631 | 3313.1409 | 13335.2888 | 2156.2241 | 3319.8224 | 72.1759 | 54 | 11530.7314 | 12379.7589 | 14147.7696
5715 | 75077.104 | 1525.9344 | 0 | 75016.104 | 4175.9216 | 2723.0556 | 2605.1704 | 3163.1307 | 155.62 | 54 | -1330.4688 | -397.9973 | 1370.0134
5716 | 76044.2673 | 1171.567 | -1171.567 | 74811.7003 | 2887.621 | 24749.7771 | 2218.4269 | 3295.0968 | 74.812 | 244 | 21934.1795 | 22975.843 | 24743.8537
5717 | 76401.7477 | 1519.1135 | 0 | 76340.7477 | 2243.6062 | 9326.5595 | 2405.2092 | 3272.6548 | 154.54 | 54 | 5790.2697 | 6721.6613 | 8489.672
5718 | 76531.5829 | 1316.144 | 0 | 76470.5829 | 2784.8282 | 12376.238 | 1835.1309 | 3511.8923 | 121.6044 | 190 | 7838.05 | 8872.506 | 10640.5167
5719 | 74381.3042 | 2141.6144 | 0 | 74320.3042 | 2098.7549 | 10068.6909 | 2433.2833 | 3136.0819 | 123.6062 | 54 | 8589.197 | 9489.6547 | 11257.6654
5720 | 76448.0401 | 1524.7588 | 0 | 76387.0401 | 2898.1666 | 6319.8266 | 2549.045 | 3316.0617 | 133.8906 | 54 | 2269.9265 | 3180.6687 | 4948.6794
5721 | 74098.7652 | 1658.9021 | -1658.9021 | 72378.8631 | 1071.1798 | 6774.9695 | 2318.1423 | 3136.8668 | 81.0814 | 380 | 8150.1357 | 9334.0686 | 11102.0793
5722 | 77272.5229 | 1742.1926 | 0 | 77211.5229 | 1175.5427 | 5087.5094 | 2686.6709 | 3487.4409 | 84.0117 | 190 | 2244.7557 | 3241.6189 | 5009.6296
5723 | 75700.1788 | 1835.7416 | -1835.7416 | 73803.4372 | 2708.1394 | 5826.3712 | 2750.5665 | 3227.0916 | 104.6452 | 380 | 4662.6526 | 5870.1493 | 7638.16
5724 | 76266.509 | 2116.2149 | 0 | 76205.509 | 2093.4108 | 5759.4042 | 2758.6937 | 3374.9824 | 124.3882 | 190 | 2964.3605 | 4001.6003 | 5769.611
5725 | 73867.5088 | 1524.3298 | 0 | 73806.5088 | 3018.0106 | 4568.2499 | 2259.1695 | 3149.706 | 129.9589 | 380 | 2522.806 | 3755.6164 | 5523.6271
5726 | 75724.8363 | 2097.1868 | 0 | 75663.8363 | 939.2967 | 4480.2111 | 2068.9438 | 3187.9157 | 130.5249 | 380 | 2504.1376 | 3737.514 | 5505.5247
5727 | 74457.6573 | 1316.2231 | 0 | 74396.6573 | 2083.1421 | 13415.7823 | 2201.2037 | 3135.0711 | 196.9093 | 54 | 11642.4576 | 12616.2185 | 14384.2292
5728 | 75319.3077 | 1057.5495 | 0 | 75258.3077 | 5613.0108 | 4628.0151 | 2342.517 | 3172.1672 | 160.9955 | 380 | -1358.4192 | -94.5721 | 1673.4386
5729 | 73922.7227 | 2239.6932 | -2239.6932 | 71622.0295 | 2750.9165 | 6856.9308 | 2298.8343 | 3125.4053 | 61.1686 | 54 | 7278.4244 | 8116.4445 | 9884.4552
5730 | 76935.1526 | 1544.492 | 0 | 76874.1526 | 3255.6523 | 11660.973 | 2558.3733 | 3488.9428 | 163.1556 | 54 | 6948.6841 | 7888.6912 | 9656.7019
5731 | 75969.3662 | 1663.2998 | 0 | 75908.3662 | 4657.0798 | 3322.033 | 2176.8343 | 3209.3473 | 215.2153 | 244 | -2487.0313 | -1304.9644 | 463.0463
5732 | 75883.6643 | 2038.2688 | -2038.2688 | 73784.3955 | 4637.9646 | 8428.4921 | 2425.0465 | 3368.8821 | 59.8941 | 190 | 5170.2606 | 6143.0062 | 7911.0169
5733 | 76454.3709 | 2417.5225 | 0 | 76393.3709 | 3275.7421 | 4044.8125 | 2389.6029 | 3361.7946 | 118.4327 | 244 | -502.703 | 582.5813 | 2350.592
5734 | 75448.073 | 1436.5334 | -1436.5334 | 73950.5396 | 2601.3868 | 5672.5571 | 2454.4604 | 3163.4199 | 139.5589 | 190 | 4108.7109 | 5161.1214 | 6929.1321
5735 | 76615.4167 | 1987.0348 | 0 | 76554.4167 | 3214.1935 | 3335.2772 | 2443.63 | 3338.866 | 139.8756 | 190 | -1280.6369 | -227.9097 | 1540.101
5736 | 76084.8933 | 1754.722 | -1754.722 | 74269.1713 | 2638.842 | 2212.6568 | 2574.1092 | 3247.3059 | 127.005 | 190 | 496.2586 | 1536.1151 | 3304.1258
5737 | 76855.0684 | 1636.1371 | -1636.1371 | 75157.9313 | 1762.8003 | 13182.427 | 2672.0679 | 3345.1989 | 191.0733 | 54 | 11649.1621 | 12617.087 | 14385.0977
5738 | 76811.1716 | 1952.665 | 0 | 76750.1716 | 2466.8235 | 5802.0553 | 1881.0252 | 3486.1236 | 134.8207 | 434 | 1322.4091 | 2614.0813 | 4382.092
5739 | 74286.3638 | 1331.5086 | -1331.5086 | 72893.8553 | 3732.7161 | 9118.2117 | 2731.1507 | 3149.4666 | 158.5877 | 244 | 7742.4577 | 8867.897 | 10635.9077
5740 | 76159.1568 | 1536.8823 | 0 | 76098.1568 | 2960.3265 | 8618.2866 | 2189.7374 | 3365.4407 | 168.9652 | 190 | 4485.1813 | 5566.998 | 7335.0087
5741 | 76333.9033 | 1923.3509 | 0 | 76272.9033 | 4617.6819 | 4735.4364 | 2298.1976 | 3243.0633 | 117.5309 | 434 | -1243.6879 | 30.6945 | 1798.7052
5742 | 75501.0769 | 1945.54 | -1945.54 | 73494.5369 | 4300.1561 | 3286.6803 | 2298.4321 | 3155.7072 | 89.4799 | 434 | 316.3267 | 1562.6581 | 3330.6688
5743 | 74336.0652 | 1484.2069 | -1484.2069 | 72790.8584 | 2710.5096 | 7039.8306 | 2079.1067 | 3167.2212 | 125.1313 | 190 | 6154.9905 | 7192.9733 | 8960.984
5744 | 76072.6543 | 1315.9586 | 0 | 76011.6543 | 2163.4751 | 4903.8294 | 2117.4163 | 3232.1494 | 149.3759 | 380 | 1448.4657 | 2700.6931 | 4468.7038
5745 | 74653.3899 | 2280.6731 | -2280.6731 | 72311.7167 | 2904.4528 | 16112.0701 | 1833.79 | 3132.9664 | 147.9113 | 54 | 15232.857 | 16157.6199 | 17925.6306
5746 | 76178.8912 | 2250.2653 | 0 | 76117.8912 | 3840.3497 | 24363.8217 | 2597.0283 | 3390.1127 | 203.6513 | 244 | 19762.9217 | 20933.4246 | 22701.4353
5747 | 73594.4248 | 2284.7756 | 0 | 73533.4248 | 2339.0897 | 8471.1592 | 2456.4823 | 3130.5653 | 145.3054 | 54 | 7555.8922 | 8478.0491 | 10246.0598
5748 | 76489.3852 | 1200.988 | 0 | 76428.3852 | 3361.6787 | 16341.2141 | 2204.379 | 3414.1512 | 157.5709 | 244 | 11539.8805 | 12664.3029 | 14432.3136
5749 | 77549.4076 | 2042.5022 | 0 | 77488.4076 | 2810.3223 | 16796.6308 | 2517.7842 | 3514.383 | 169.2924 | 54 | 11900.268 | 12846.412 | 14614.4227
5750 | 77505.1379 | 1713.1159 | 0 | 77444.1379 | 3083.9562 | 6048.2018 | 2605.9215 | 3527.8943 | 86.5289 | 190 | 1024.1235 | 2023.5039 | 3791.5146
5751 | 76554.0334 | 1984.5221 | -1984.5221 | 74508.5112 | 3102.9979 | 9994.0425 | 2580.8113 | 3349.0851 | 157.6398 | 380 | 7682.6298 | 8943.1212 | 10711.1319
5752 | 77345.1298 | 1339.3887 | 0 | 77284.1298 | 2219.757 | 5473.2698 | 1867.5811 | 3494.9055 | 141.1156 | 190 | 702.0698 | 1756.0369 | 3524.0476
5753 | 73926.0176 | 1199.1594 | -1199.1594 | 72665.8581 | 1788.0744 | 11893.429 | 2728.0156 | 3143.565 | 115.8186 | 54 | 12681.277 | 13573.9472 | 15341.9579
5754 | 75556.2572 | 1996.185 | 0 | 75495.2572 | 4848.7593 | 21284.8837 | 2332.7973 | 3267.7294 | 92.0896 | 190 | 15911.5939 | 16916.535 | 18684.5457
5755 | 76386.2946 | 1913.9044 | 0 | 76325.2946 | 3210.8163 | 8268.3936 | 2419.9422 | 3311.3954 | 183.4211 | 244 | 3833.8204 | 4984.093 | 6752.1037
5756 | 77640.5662 | 1562.9769 | 0 | 77579.5662 | 3685.6858 | 17942.7904 | 2384.307 | 3473.8257 | 103.2529 | 380 | 11905.871 | 13111.9755 | 14879.9862
5757 | 75964.5786 | 2108.549 | 0 | 75903.5786 | 2883.7726 | 13320.2266 | 2650.2999 | 3154.9941 | 184.03 | 54 | 9708.3693 | 10669.2509 | 12437.2616
5758 | 74878.7996 | 1754.8313 | 0 | 74817.7996 | 2365.4614 | 6759.6063 | 2041.0538 | 3185.7321 | 116.2562 | 54 | 4173.3313 | 5066.439 | 6834.4497
5759 | 75361.9444 | 1414.7153 | 0 | 75300.9444 | 1884.2859 | 12130.1905 | 1802.0073 | 3281.3717 | 95.0966 | 54 | 9398.5393 | 10270.4875 | 12038.4982
5760 | 74521.6557 | 1880.9006 | 0 | 74460.6557 | 3391.3769 | 7540.1051 | 2340.5325 | 3125.1231 | 80.1176 | 434 | 4523.9281 | 5760.8973 | 7528.908
5761 | 76357.9292 | 1962.0908 | 0 | 76296.9292 | 2194.0186 | 14469.3846 | 2266.6289 | 3387.3788 | 61.5582 | 244 | 11002.6445 | 12031.0543 | 13799.065
5762 | 75332.2208 | 1801.3293 | 0 | 75271.2208 | 2474.5895 | 4452.4013 | 1916.6645 | 3318.8218 | 133.8449 | 190 | 1312.2773 | 2358.9737 | 4126.9844
5763 | 74261.2736 | 1679.1794 | -1679.1794 | 72521.0942 | 3165.5533 | 10146.5259 | 2190.1856 | 3152.7968 | 127.5159 | 380 | 9173.0608 | 10403.4283 | 12171.439
5764 | 76356.0848 | 1812.9976 | 0 | 76295.0848 | 3734.8092 | 11939.7684 | 1298.4976 | 3204.4583 | 143.5793 | 190 | 5783.0303 | 6839.4611 | 8607.4718
5765 | 77744.4683 | 1493.3056 | 0 | 77683.4683 | 3229.9559 | 7626.3357 | 2498.1739 | 3562.6081 | 36.088 | 190 | 2143.8935 | 3092.8331 | 4860.8438
5766 | 76820.7621 | 1924.194 | -1924.194 | 74835.568 | 2482.534 | 10561.5466 | 2644.4002 | 3564.009 | 247.4857 | 244 | 8822.0538 | 10036.3911 | 11804.4018
5767 | 75928.7989 | 1176.848 | 0 | 75867.7989 | 4474.6333 | 12078.0088 | 2460.9907 | 3364.6669 | 161.5363 | 54 | 6931.4343 | 7869.8222 | 9637.8329
5768 | 77345.0344 | 1534.7859 | 0 | 77284.0344 | 2588.3424 | 12046.7544 | 2654.2288 | 3548.47 | 165.4387 | 190 | 7747.2764 | 8825.5667 | 10593.5774
5769 | 75839.3515 | 1512.0731 | 0 | 75778.3515 | 3307.6385 | 8359.7396 | 2401.0847 | 3376.4515 | 74.6777 | 244 | 4421.4857 | 5463.0149 | 7231.0256
5770 | 76327.3119 | 1488.0475 | 0 | 76266.3119 | 2416.4563 | 3955.7792 | 2240.153 | 3449.1889 | 161.2437 | 244 | 332.5529 | 1460.6481 | 3228.6588
5771 | 76575.7766 | 1444.1393 | -1444.1393 | 75070.6374 | 1615.5054 | 8562.8292 | 2525.5798 | 3354.7934 | 95.5156 | 244 | 7127.2597 | 8189.6269 | 9957.6376
5772 | 74232.2623 | 1886.6661 | 0 | 74171.2623 | 3436.3058 | 8034.9884 | 2598.0021 | 3299.498 | 147.3104 | 54 | 5695.1203 | 6619.2823 | 8387.293
5773 | 75889.9411 | 1724.4049 | 0 | 75828.9411 | 2856.6717 | 5069.7719 | 2457.2173 | 3173.1402 | 63.5281 | 54 | 1384.7165 | 2225.0962 | 3993.1069
5774 | 74854.445 | 1737.9748 | -1737.9748 | 73055.4702 | 4162.9481 | 13546.0979 | 2170.9595 | 3140.8145 | 102.2042 | 434 | 11009.6537 | 12268.7095 | 14036.7202
5775 | 74631.3894 | 1825.0704 | 0 | 74570.3894 | 3069.6223 | 12994.1122 | 1974.8128 | 3154.3823 | 141.2397 | 244 | 9853.4956 | 10961.5869 | 12729.5976
5776 | 76206.1886 | 2220.4473 | 0 | 76145.1886 | 2455.7054 | 5866.6542 | 2388.4984 | 3424.1036 | 106.7064 | 380 | 2448.5622 | 3658.1201 | 5426.1308
5777 | 74709.7934 | 1709.3517 | -1709.3517 | 72939.4418 | 2279.3161 | 9430.2273 | 2578.7387 | 3182.431 | 234.6461 | 190 | 9342.8391 | 10490.3368 | 12258.3475
5778 | 75710.0846 | 1590.0138 | 0 | 75649.0846 | 3488.8153 | 7550.7078 | 2156.3768 | 3185.5129 | 174.0849 | 190 | 3124.8976 | 4211.8341 | 5979.8448
5779 | 74981.735 | 1595.9324 | 0 | 74920.735 | 3234.7893 | 18030.3531 | 2631.6982 | 3137.0762 | 124.7693 | 190 | 15013.8033 | 16051.4242 | 17819.4349
5780 | 75280.2229 | 2387.3935 | 0 | 75219.2229 | 2632.7158 | 4788.3198 | 1786.3913 | 3263.3311 | 114.4684 | 54 | 1356.3035 | 2247.6235 | 4015.6342
5781 | 73993.1892 | 2179.387 | -2179.387 | 71752.8021 | 4989.9376 | 8902.5449 | 2648.0917 | 3137.9336 | 166.4668 | 54 | 7316.0304 | 8259.3489 | 10027.3596
5782 | 75633.6465 | 1367.9863 | 0 | 75572.6465 | 3643.9352 | 3362.6433 | 2450.6351 | 3194.9014 | 90.6989 | 380 | -838.202 | 355.3485 | 2123.3592
5783 | 74821.0587 | 1783.9185 | -1783.9185 | 72976.1402 | 1781.7769 | 6170.4849 | 2042.943 | 3211.1757 | 174.9969 | 380 | 6036.8865 | 7314.735 | 9082.7457
5784 | 75574.4192 | 1835.5321 | 0 | 75513.4192 | 3576.2899 | 3816.044 | 2183.7056 | 3268.2742 | 164.621 | 190 | -451.4853 | 625.9873 | 2393.998
5785 | 74076.6512 | 2179.9804 | -2179.9804 | 71835.6708 | 2333.3994 | 6785.9889 | 2368.2155 | 3127.1155 | 155.5924 | 380 | 7482.4497 | 8740.8937 | 10508.9044
5786 | 75579.8375 | 1638.8933 | 0 | 75518.8375 | 3988.7241 | 3681.5622 | 2392.0544 | 3217.4518 | 152.0762 | 190 | -846.2932 | 218.6346 | 1986.6453
5787 | 76592.765 | 1482.8771 | -1482.8771 | 75048.8879 | 2596.4773 | 10306.0125 | 2628.6078 | 3226.8666 | 99.3489 | 380 | 7886.3218 | 9088.5223 | 10856.533
5788 | 75168.2522 | 1457.5902 | 0 | 75107.2522 | 1098.5756 | 8994.4813 | 2610.2592 | 3143.2279 | 34.8843 | 54 | 7912.3406 | 8724.0764 | 10492.0871
5789 | 75045.1274 | 1483.3131 | 0 | 74984.1274 | 2323.3516 | 5489.8122 | 2630.4014 | 3180.4718 | 107.5749 | 54 | 3363.4064 | 4247.8329 | 6015.8436
5790 | 75564.8423 | 1693.8848 | 0 | 75503.8423 | 2794.5635 | 7864.5015 | 2653.1707 | 3395.9196 | 202.5009 | 190 | 4985.386 | 6100.7385 | 7868.7492
5791 | 74423.8004 | 1530.3866 | 0 | 74362.8004 | 3507.3285 | 4927.8929 | 2594.4034 | 3156.8139 | 102.905 | 244 | 2179.1812 | 3248.9378 | 5016.9485
5792 | 75684.7732 | 2059.0579 | -2059.0579 | 73564.7153 | 3300.2424 | 2766.8071 | 2497.8986 | 3220.5042 | 84.4745 | 244 | 990.4521 | 2041.7782 | 3809.7889
5793 | 76382.3051 | 2419.5819 | -2419.5819 | 73901.7232 | 2629.3504 | 4964.8731 | 1680.1006 | 3280.9565 | 77.2738 | 190 | 2765.0566 | 3755.182 | 5523.1927
5794 | 76675.5429 | 1613.3666 | 0 | 76614.5429 | 1233.3659 | 5644.431 | 1997.2711 | 3395.7514 | 143.9573 | 54 | 2559.7448 | 3480.5537 | 5248.5644
5795 | 74720.7417 | 1645.2824 | 0 | 74659.7417 | 2608.0737 | 4954.1951 | 2446.4308 | 3214.1164 | 169.3282 | 54 | 2717.127 | 3663.3067 | 5431.3174
5796 | 75534.3909 | 1991.1458 | 0 | 75473.3909 | 2695.3448 | 6560.6522 | 2148.0548 | 3255.333 | 161.4626 | 380 | 3165.5044 | 4429.8186 | 6197.8293
5797 | 74771.9179 | 1662.5206 | 0 | 74710.9179 | 2324.6556 | 3645.7686 | 1954.1101 | 3170.6782 | 85.6591 | 380 | 1105.1834 | 2293.6941 | 4061.7048
5798 | 76099.8903 | 1572.2663 | -1572.2663 | 74466.624 | 4012.7853 | 14843.5558 | 2472.2653 | 3361.6484 | 83.8522 | 54 | 11568.2602 | 12428.964 | 14196.9747
5799 | 74285.3411 | 1576.8564 | 0 | 74224.3411 | 2576.0804 | 6511.1289 | 2730.3641 | 3160.8874 | 162.1827 | 244 | 4972.159 | 6101.1933 | 7869.204
5800 | 74828.2749 | 1695.4914 | 0 | 74767.2749 | 1586.6201 | 5048.4539 | 2198.975 | 3238.8876 | 64.2805 | 190 | 3502.6215 | 4479.7536 | 6247.7643
5801 | 74653.5723 | 2433.1837 | 0 | 74592.5723 | 2747.9801 | 7226.3533 | 2707.9979 | 3249.4347 | 87.9533 | 244 | 5213.4335 | 6268.2384 | 8036.2491
5802 | 75789.6357 | 1527.4625 | 0 | 75728.6357 | 4204.5511 | 10269.5853 | 2538.1022 | 3237.6533 | 105.6529 | 244 | 5482.354 | 6554.8585 | 8322.8692
5803 | 76325.715 | 1310.5912 | 0 | 76264.715 | 2576.218 | 10394.5193 | 1692.4251 | 3548.5697 | 177.128 | 244 | 6164.7812 | 7308.7607 | 9076.7714
5804 | 76055.4683 | 1360.9136 | 0 | 75994.4683 | 3149.2697 | 8752.3565 | 2535.472 | 3188.712 | 90.7719 | 190 | 4703.0025 | 5706.626 | 7474.6367
5805 | 76011.3483 | 1899.3157 | 0 | 75950.3483 | 3387.7232 | 5312.3534 | 2628.5937 | 3317.0639 | 23.7445 | 54 | 1290.1395 | 2090.7355 | 3858.7462
5806 | 74936.9692 | 1420.1008 | -1420.1008 | 73455.8684 | 1824.7452 | 5781.364 | 1993.5261 | 3169.5304 | 111.1079 | 54 | 5034.0068 | 5921.9663 | 7689.977
5807 | 75812.3304 | 1539.1205 | 0 | 75751.3304 | 2597.6285 | 7199.6801 | 2569.328 | 3300.5139 | 55.4018 | 244 | 4090.763 | 5113.0164 | 6881.0271
5808 | 76387.4231 | 1286.5237 | 0 | 76326.4231 | 1669.5876 | 5309.5147 | 1935.24 | 3319.693 | 152.881 | 244 | 1938.637 | 3058.3696 | 4826.3803
5809 | 75856.5464 | 1233.7805 | -1233.7805 | 74561.7659 | 4526.4417 | 9127.9541 | 2634.4879 | 3259.1418 | 138.1935 | 380 | 5303.5761 | 6544.6212 | 8312.6319
5810 | 75057.113 | 1651.0671 | 0 | 74996.113 | 2907.4322 | 9679.5473 | 2282.9709 | 3269.5742 | 118.1721 | 434 | 6698.7471 | 7973.7708 | 9741.7815
5811 | 75000.5743 | 1532.132 | 0 | 74939.5743 | 3111.786 | 11383.9275 | 2252.0695 | 3198.5876 | 132.3795 | 244 | 8153.4243 | 9252.6553 | 11020.666
5812 | 76248.9463 | 2272.9621 | 0 | 76187.9463 | 2943.262 | 6074.4741 | 2726.1471 | 3286.6086 | 175.0453 | 380 | 2326.2216 | 3604.1184 | 5372.1291
5813 | 77075.7583 | 1869.5343 | -1869.5343 | 75145.2239 | 2836.4053 | 6870.5337 | 2007.3901 | 3511.2681 | 101.303 | 244 | 3777.7627 | 4845.9173 | 6613.928
5814 | 75281.2941 | 2174.6742 | 0 | 75220.2941 | 1741.4343 | 9704.3888 | 2405.4425 | 3256.4054 | 168.7336 | 380 | 7774.7083 | 9046.2935 | 10814.3042
5815 | 75197.2574 | 1688.9805 | 0 | 75136.2574 | 3695.892 | 7626.6102 | 1769.2481 | 3200.6583 | 46.4289 | 190 | 3134.5672 | 4093.8477 | 5861.8584
5816 | 76496.8976 | 2209.6735 | 0 | 76435.8976 | 2511.2119 | 11934.3385 | 1956.8726 | 3406.4234 | 88.1466 | 244 | 7720.725 | 8775.7232 | 10543.7339
5817 | 76151.2157 | 1539.7999 | 0 | 76090.2157 | 3005.8658 | 4646.8891 | 2294.5802 | 3185.208 | 132.229 | 190 | 400.7958 | 1445.8764 | 3213.8871
5818 | 75817.2864 | 2390.574 | -2390.574 | 73365.7124 | 3035.7627 | 18816.4468 | 2299.352 | 3407.1485 | 82.538 | 190 | 17491.6722 | 18487.0618 | 20255.0725
5819 | 76406.3289 | 1372.158 | 0 | 76345.3289 | 1992.9157 | 5630.1691 | 2679.7677 | 3337.8908 | 96.6869 | 190 | 2679.7829 | 3689.3213 | 5457.332
5820 | 75446.8192 | 1402.5216 | 0 | 75385.8192 | 3796.6043 | 20552.6548 | 2429.3984 | 3164.2719 | 134.39 | 434 | 16334.1016 | 17625.3432 | 19393.3539
5821 | 76779.8472 | 1798.2639 | 0 | 76718.8472 | 1426.3349 | 5473.4837 | 2260.2424 | 3418.2073 | 100.5503 | 54 | 2376.9513 | 3254.3531 | 5022.3638
5822 | 74711.753 | 1548.4073 | -1548.4073 | 73102.3457 | 1669.1553 | 3237.4759 | 2637.6731 | 3179.8673 | 136.5554 | 190 | 3653.7153 | 4703.1223 | 6471.133
5823 | 74906.6859 | 1697.735 | 0 | 74845.6859 | 2675.7537 | 5063.8632 | 2659.7941 | 3192.201 | 33.9963 | 244 | 2764.6188 | 3765.4666 | 5533.4773
5824 | 75037.7307 | 1124.0094 | 0 | 74976.7307 | 2835.807 | 2150.9529 | 1405.941 | 3130.9982 | 178.5402 | 190 | -1754.4455 | -663.0537 | 1104.957
5825 | 76808.7137 | 1856.5308 | -1856.5308 | 74891.183 | 3258.8611 | 15580.3647 | 2517.9104 | 3258.4919 | 88.5594 | 434 | 12576.923 | 13822.3339 | 15590.3446
5826 | 76969.2635 | 1726.6554 | 0 | 76908.2635 | 2693.7289 | 8603.2235 | 2427.4247 | 3518.2409 | 229.3076 | 244 | 4317.0967 | 5513.2558 | 7281.2665
5827 | 76518.1621 | 1356.4461 | 0 | 76457.1621 | 1099.1733 | 5927.8892 | 2407.8291 | 3466.0865 | 75.6259 | 190 | 3615.6694 | 4604.1468 | 6372.1575
5828 | 75392.0952 | 1803.1821 | 0 | 75331.0952 | 2428.9972 | 12409.7955 | 2293.4249 | 3201.4179 | 23.43 | 54 | 9514.7458 | 10315.0273 | 12083.038
5829 | 75641.725 | 2029.1054 | 0 | 75580.725 | 6013.4916 | 3761.6937 | 2274.0209 | 3236.9312 | 139.6725 | 190 | -2951.3709 | -1898.8468 | -130.8361
5830 | 74965.1664 | 1460.7098 | -1460.7098 | 73443.4566 | 1533.7787 | 5282.0576 | 2384.2631 | 3147.6735 | 231.6922 | 190 | 5206.9588 | 6351.5025 | 8119.5132
5831 | 76137.5079 | 1650.2931 | 0 | 76076.5079 | 1464.5825 | 11463.1763 | 2706.1505 | 3294.9459 | 125.8509 | 434 | 9293.3824 | 10576.0849 | 12344.0956
5832 | 76386.436 | 1608.3315 | 0 | 76325.436 | 3752.5453 | 3614.8652 | 2473.9088 | 3208.1908 | 74.4857 | 54 | -1410.8166 | -559.4793 | 1208.5314
5833 | 75540.8493 | 1260.6369 | -1260.6369 | 74219.2124 | 2483.545 | 6122.2859 | 2384.0086 | 3150.6234 | 105.7068 | 54 | 4324.3606 | 5206.9189 | 6974.9296
5834 | 74503.1931 | 1176.948 | 0 | 74442.1931 | 4044.251 | 8580.5812 | 2562.7571 | 3132.0345 | 149.0646 | 190 | 5159.1286 | 6221.0448 | 7989.0555
5835 | 77232.1393 | 1291.4602 | 0 | 77171.1393 | 2847.2617 | 3986.5935 | 2479.7934 | 3449.2055 | 142.9807 | 190 | -732.6087 | 323.2236 | 2091.2343
5836 | 73562.5247 | 1466.243 | -1466.243 | 72035.2817 | 3654.0033 | 20024.7204 | 2647.3227 | 3123.5709 | 86.6612 | 54 | 19476.5291 | 20340.0418 | 22108.0525
5837 | 74157.9841 | 1250.5284 | 0 | 74096.9841 | 3540.2612 | 16756.8868 | 2479.7943 | 3147.5392 | 130.9472 | 54 | 14117.175 | 15024.9738 | 16792.9845
5838 | 76475.3943 | 1412.4661 | 0 | 76414.3943 | 5888.5936 | 21398.6472 | 2631.7175 | 3271.5556 | 119.5114 | 244 | 14369.1324 | 15455.4954 | 17223.5061
5839 | 75631.7215 | 1803.835 | 0 | 75570.7215 | 4861.5766 | 10596.3556 | 2361.5534 | 3366.059 | 113.6346 | 54 | 5261.87 | 6152.3562 | 7920.3669
5840 | 75306.1383 | 2025.1171 | 0 | 75245.1383 | 2083.681 | 11090.9446 | 2626.6107 | 3213.5097 | 132.8674 | 434 | 8972.4457 | 10262.1646 | 12030.1753
5841 | 75789.2694 | 1709.4342 | 0 | 75728.2694 | 2903.2761 | 9519.4481 | 2334.855 | 3236.7719 | 112.9761 | 190 | 5829.7296 | 6855.5573 | 8623.568
5842 | 76469.4349 | 2351.644 | 0 | 76408.4349 | 2205.4188 | 12381.2722 | 2566.8079 | 3362.1549 | 155.0133 | 434 | 9066.5813 | 10378.4461 | 12146.4568
5843 | 75569.186 | 1158.0718 | 0 | 75508.186 | 2546.4886 | 7570.5302 | 2297.5434 | 3189.767 | 152.9193 | 434 | 4373.366 | 5683.1368 | 7451.1475
5844 | 74622.4618 | 1201.5474 | 0 | 74561.4618 | 2800.0874 | 7552.3639 | 2216.6806 | 3251.2642 | 207.5735 | 380 | 5028.9595 | 6339.3845 | 8107.3952
5845 | 74369.0267 | 2208.008 | 0 | 74308.0267 | 1806.6538 | 15096.3822 | 1966.1999 | 3161.4141 | 175.0828 | 244 | 13479.5157 | 14621.45 | 16389.4607
5846 | 75727.1067 | 2200.4732 | 0 | 75666.1067 | 5025.613 | 4275.9932 | 2197.493 | 3297.2574 | 126.8832 | 244 | -1550.7762 | -457.0414 | 1310.9693
5847 | 75073.5725 | 1960.2582 | -1960.2582 | 73052.3143 | 2231.315 | 3987.4593 | 2669.2744 | 3196.9751 | 183.8835 | 380 | 3940.2794 | 5227.0145 | 6995.0252
5848 | 75799.3431 | 2142.2756 | 0 | 75738.3431 | 2148.0355 | 2100.9035 | 2577.8983 | 3271.0317 | 132.0555 | 244 | -566.345 | 532.562 | 2300.5727
5849 | 74971.7344 | 1997.2161 | -1997.2161 | 72913.5183 | 1805.775 | 4245.89 | 2114.2321 | 3131.7936 | 176.4222 | 54 | 4142.8224 | 5096.0962 | 6864.1069
5850 | 75273.4938 | 1542.5034 | 0 | 75212.4938 | 3399.0651 | 11031.0934 | 2620.2562 | 3170.0487 | 108.4822 | 380 | 7580.0394 | 8791.3732 | 10559.3839
5851 | 76912.715 | 1903.4622 | 0 | 76851.715 | 2332.8626 | 10109.851 | 2608.6653 | 3556.381 | 56.8684 | 244 | 6460.5197 | 7484.2397 | 9252.2504
5852 | 75262.1681 | 1502.6684 | 0 | 75201.1681 | 2833.1477 | 41207.8729 | 1183.8809 | 3203.546 | 77.8779 | 244 | 36931.1839 | 37975.9134 | 39743.9241
5853 | 75332.1648 | 1678.5841 | 0 | 75271.1648 | 2180.7285 | 9484.2299 | 2264.2394 | 3197.8397 | 197.8101 | 190 | 6864.6157 | 7975.2774 | 9743.2881
5854 | 75618.2702 | 1878.0934 | 0 | 75557.2702 | 1962.7397 | 6608.4819 | 2594.6316 | 3270.423 | 141.443 | 54 | 4323.7265 | 5242.021 | 7010.0317
5855 | 76722.0789 | 1567.812 | 0 | 76661.0789 | 5177.031 | 6022.698 | 2704.1555 | 3384.4007 | 120.9752 | 190 | -356.6557 | 677.1711 | 2445.1818
5856 | 76772.8613 | 1817.295 | -1817.295 | 74894.5663 | 4182.4611 | 6707.1008 | 2305.7582 | 3234.0898 | 112.4169 | 190 | 2540.1213 | 3565.3898 | 5333.4005
5857 | 74022.8192 | 1742.7806 | 0 | 73961.8192 | 4138.3486 | 6802.9539 | 2476.9902 | 3144.8172 | 174.9068 | 190 | 3694.7935 | 4782.552 | 6550.5627
5858 | 77757.3604 | 1483.3315 | 0 | 77696.3604 | 1710.6302 | 2525.2415 | 2190.0262 | 3572.4565 | 60.604 | 54 | -1749.0665 | -911.6109 | 856.3998
5859 | 75580.8432 | 2040.3694 | -2040.3694 | 73479.4738 | 2472.1903 | 2853.6231 | 2383.5269 | 3230.3814 | 127.4137 | 244 | 1886.0673 | 2980.3325 | 4748.3432
5860 | 76341.5744 | 1592.5244 | -1592.5244 | 74688.0501 | 3362.0004 | 4954.6419 | 2286.2585 | 3270.6164 | 120.563 | 54 | 1831.6664 | 2729.0809 | 4497.0916
5861 | 76392.1484 | 1746.0638 | -1746.0638 | 74585.0846 | 2941.4236 | 5002.2122 | 2424.0906 | 3226.953 | 126.7903 | 190 | 2496.9476 | 3536.5895 | 5304.6002
5862 | 75365.3457 | 1494.3779 | -1494.3779 | 73809.9678 | 3926.221 | 12140.6068 | 2475.7331 | 3356.4397 | 124.1996 | 54 | 9606.7907 | 10507.8419 | 12275.8526
5863 | 77124.6629 | 1649.4434 | 0 | 77063.6629 | 1592.4819 | 4241.2351 | 2363.2232 | 3499.7903 | 59.4085 | 54 | 818.3039 | 1654.5639 | 3422.5746
5864 | 75904.2179 | 1512.1257 | -1512.1257 | 74331.0922 | 2228.0426 | 6956.3405 | 2534.9202 | 3192.0822 | 105.8573 | 190 | 5494.4081 | 6513.117 | 8281.1277
5865 | 74742.9591 | 1730.5489 | 0 | 74681.9591 | 4669.1227 | 4180.6901 | 2325.639 | 3170.3132 | 100.0108 | 190 | -304.2395 | 708.6228 | 2476.6335
5866 | 77257.9557 | 1977.5643 | -1977.5643 | 75219.3914 | 3630.6984 | 7925.6794 | 2214.8351 | 3490.037 | 128.9554 | 190 | 4150.6618 | 5192.4688 | 6960.4795
5867 | 74993.7491 | 1622.9612 | 0 | 74932.7491 | 5305.8688 | 10268.2182 | 2330.7875 | 3217.8416 | 82.5884 | 380 | 4948.4294 | 6133.8695 | 7901.8802
5868 | 76174.7854 | 1937.4882 | 0 | 76113.7854 | 2316.6626 | 13165.8949 | 2330.6127 | 3407.5994 | 94.6942 | 380 | 9843.859 | 11041.4048 | 12809.4155
5869 | 74415.7288 | 1873.2396 | 0 | 74354.7288 | 2619.0413 | 10747.9441 | 2542.0669 | 3140.586 | 246.1869 | 380 | 8827.027 | 10176.0654 | 11944.0761
5870 | 75604.363 | 1329.3097 | 0 | 75543.363 | 2594.4688 | 9254.7295 | 2740.5838 | 3205.9434 | 45.6492 | 54 | 6433.6249 | 7256.1256 | 9024.1363
5871 | 75272.0068 | 1758.0353 | 0 | 75211.0068 | 1706.3626 | 8266.6182 | 1796.504 | 3193.9038 | 180.1868 | 244 | 5709.8565 | 6856.8949 | 8624.9056
5872 | 75236.8899 | 1862.2644 | 0 | 75175.8899 | 2328.6162 | 3357.6123 | 2392.7491 | 3177.6201 | 183.2042 | 54 | 793.6755 | 1753.7313 | 3521.742
5873 | 76303.378 | 1405.6624 | -1405.6624 | 74836.7156 | 3226.7844 | 4619.555 | 2588.1558 | 3170.1562 | 143.154 | 54 | 1684.5669 | 2604.5725 | 4372.5832
5874 | 75329.2544 | 1070.4352 | -1070.4352 | 74197.8191 | 3229.4366 | 13775.75 | 2218.4409 | 3162.2194 | 89.6695 | 244 | 11099.3546 | 12155.8756 | 13923.8863
5875 | 76802.3322 | 1748.8448 | 0 | 76741.3322 | 1597.4531 | 9811.3957 | 2327.751 | 3482.9884 | 160.9076 | 244 | 6653.5498 | 7781.309 | 9549.3197
5876 | 75602.422 | 1672.1646 | 0 | 75541.422 | 2708.446 | 6100.5682 | 1994.4917 | 3195.3253 | 125.7259 | 244 | 2410.7171 | 3503.2946 | 5271.3053
5877 | 75699.6947 | 2086.0216 | -2086.0216 | 73552.673 | 3670.6588 | 9664.7111 | 2481.1181 | 3251.9039 | 164.8353 | 434 | 7544.6013 | 8866.2881 | 10634.2988
5878 | 77371.4428 | 1898.8661 | 0 | 77310.4428 | 3033.0922 | 6770.8755 | 2492.8853 | 3491.6306 | 73.1564 | 380 | 1782.0565 | 2958.0644 | 4726.0751
5879 | 76633.2742 | 1511.3824 | -1511.3824 | 75060.8918 | 2408.9691 | 4559.4651 | 2544.5755 | 3541.6704 | 64.4728 | 380 | 2546.0501 | 3713.3745 | 5481.3852
5880 | 76013.3465 | 1559.8746 | 0 | 75952.3465 | 3099.8223 | 5790.4753 | 2492.6569 | 3394.9625 | 118.8289 | 54 | 1996.1259 | 2891.8064 | 4659.8171
5881 | 74560.4216 | 1121.4539 | -1121.4539 | 73377.9677 | 4477.6251 | 13939.5507 | 2596.8089 | 3143.1518 | 159.11 | 54 | 11194.1186 | 12130.0801 | 13898.0908
5882 | 77119.3383 | 1811.0745 | 0 | 77058.3383 | 1294.0483 | 14885.5198 | 1904.7959 | 3476.5582 | 173.1546 | 244 | 11284.6872 | 12424.6934 | 14192.7041
5883 | 76948.6893 | 1898.4661 | 0 | 76887.6893 | 4080.8915 | 13769.5651 | 2615.4414 | 3508.8554 | 35.8656 | 190 | 8295.4811 | 9244.1983 | 11012.209
5884 | 76740.063 | 2299.4275 | 0 | 76679.063 | 3476.8896 | 7813.5435 | 2450.1831 | 3382.1233 | 140.0382 | 244 | 2860.0973 | 3966.9871 | 5734.9978
5885 | 75272.5162 | 1829.8419 | 0 | 75211.5162 | 3839.515 | 2651.7386 | 2118.8726 | 3201.2505 | 215.5033 | 190 | -1708.9695 | -580.6147 | 1187.396
5886 | 75832.6689 | 2039.4962 | -2039.4962 | 73732.1727 | 3464.6151 | 15897.8991 | 2524.4701 | 3371.4209 | 137.4659 | 244 | 13967.2023 | 15071.5198 | 16839.5305
5887 | 76935.4597 | 1594.7696 | 0 | 76874.4597 | 1893.1895 | 10578.3937 | 2327.7669 | 3479.7349 | 92.7828 | 434 | 6988.4463 | 8238.0806 | 10006.0913
5888 | 75313.9785 | 2147.3838 | 0 | 75252.9785 | 2479.2782 | 9222.8415 | 2535.752 | 3156.2464 | 148.0244 | 244 | 6552.7832 | 7667.6592 | 9435.6699
5889 | 75658.9197 | 1727.7266 | 0 | 75597.9197 | 3143.7971 | 10836.2005 | 2084.6205 | 3162.5072 | 152.1876 | 190 | 6711.8114 | 7776.8506 | 9544.8613
5890 | 74902.8396 | 2074.2017 | 0 | 74841.8396 | 4038.201 | 4447.4784 | 2459.5122 | 3187.7187 | 94.6002 | 54 | 584.8687 | 1456.3205 | 3224.3312
5891 | 74295.9385 | 1403.0335 | -1403.0335 | 72831.905 | 3219.7759 | 3923.9491 | 2318.4569 | 3124.9074 | 118.8407 | 244 | 2685.8325 | 3771.5249 | 5539.5356
5892 | 75949.3225 | 1651.1489 | 0 | 75888.3225 | 3053.5654 | 11912.4525 | 1981.6983 | 3184.6975 | 126.3606 | 54 | 7507.1604 | 8410.3726 | 10178.3833
5893 | 76582.754 | 1936.1066 | 0 | 76521.754 | 2311.8703 | 14160.0881 | 2125.7394 | 3228.7761 | 145.6618 | 190 | 10051.1793 | 11109.6927 | 12877.7034
5894 | 75010.9542 | 2048.189 | 0 | 74949.9542 | 2649.3602 | 12923.6055 | 2265.6058 | 3145.0706 | 74.478 | 244 | 10105.1674 | 11146.497 | 12914.5077
5895 | 74232.8913 | 2054.121 | 0 | 74171.8913 | 2172.5855 | 17201.1019 | 2030.628 | 3160.3504 | 158.1382 | 54 | 15417.8035 | 16352.7933 | 18120.804
5896 | 74204.379 | 1594.1126 | 0 | 74143.379 | 3106.6818 | 6250.1156 | 2224.7306 | 3143.1541 | 151.9001 | 54 | 3738.1395 | 4666.8911 | 6434.9018
5897 | 76497.91 | 1876.1812 | 0 | 76436.91 | 3126.0487 | 18979.9327 | 2075.0777 | 3355.2448 | 133.062 | 190 | 14217.4964 | 15263.4099 | 17031.4206
5898 | 75277.4125 | 1428.475 | 0 | 75216.4125 | 2946.1925 | 2806.1698 | 2146.4354 | 3330.1547 | 172.8404 | 190 | -509.6451 | 576.0468 | 2344.0575
5899 | 75013.9743 | 2164.4745 | -2164.4745 | 72788.4998 | 2055.2613 | 8845.9624 | 2564.1499 | 3155.6302 | 191.252 | 380 | 9092.1814 | 10386.285 | 12154.2957
5900 | 75738.6927 | 1441.4063 | 0 | 75677.6927 | 5090.5903 | 6289.5663 | 2356.6777 | 3340.8865 | 129.0504 | 380 | 589.0476 | 1820.9496 | 3588.9603
5901 | 75937.2534 | 1145.6922 | -1145.6922 | 74730.5612 | 3360.4678 | 4567.4238 | 1991.7241 | 3451.3788 | 133.1667 | 380 | 1289.6976 | 2525.7159 | 4293.7266
5902 | 76794.7202 | 1562.8575 | -1562.8575 | 75170.8627 | 2156.3548 | 1723.2682 | 2248.9978 | 3393.5484 | 199.8505 | 54 | -591.2031 | 385.499 | 2153.5097
5903 | 75252.3972 | 1693.5902 | -1693.5902 | 73497.807 | 2628.2948 | 2890.98 | 2350.1791 | 3299.4072 | 202.6371 | 54 | 1784.6646 | 2764.1532 | 4532.1639
5904 | 77785.6492 | 1217.5441 | -1217.5441 | 76507.1051 | 2811.0628 | 6169.0064 | 1538.42 | 3530.3542 | 63.6078 | 54 | 1289.8127 | 2130.272 | 3898.2827
5905 | 75897.7034 | 1984.4315 | -1984.4315 | 73852.2719 | 2746.7627 | 8389.2988 | 2294.2009 | 3321.8653 | 183.2065 | 244 | 6776.5304 | 7926.5885 | 9694.5992
5906 | 76603.613 | 2031.6955 | 0 | 76542.613 | 3560.9949 | 10718.2979 | 2587.7462 | 3490.0789 | 130.4014 | 244 | 6062.7152 | 7159.9681 | 8927.9788
5907 | 77293.3822 | 1725.6726 | 0 | 77232.3822 | 2541.4074 | 6364.2002 | 2466.1643 | 3427.5113 | 129.6393 | 54 | 1854.2861 | 2760.7769 | 4528.7876
5908 | 75588.0134 | 1786.9315 | -1786.9315 | 73740.0819 | 4144.5676 | 10320.9667 | 2064.0012 | 3192.913 | 9.5778 | 190 | 7063.4313 | 7985.8608 | 9753.8715
5909 | 76205.5103 | 2083.8448 | 0 | 76144.5103 | 3076.0822 | 10245.6159 | 2142.2584 | 3268.0693 | 155.5127 | 54 | 5805.5511 | 6737.9154 | 8505.9261
5910 | 74618.8421 | 1618.8364 | 0 | 74557.8421 | 2506.5847 | 17769.1573 | 2129.7955 | 3171.3584 | 101.3566 | 380 | 15376.0844 | 16580.2926 | 18348.3033
5911 | 74901.905 | 1335.9014 | 0 | 74840.905 | 3298.2352 | 4461.0892 | 1766.0719 | 3239.0671 | 190.1306 | 54 | 697.2881 | 1664.2702 | 3432.2809
5912 | 76542.4653 | 1756.3073 | -1756.3073 | 74725.1581 | 2385.9981 | 15180.5753 | 2576.2644 | 3309.4 | 44.938 | 54 | 13325.2835 | 14147.0731 | 15915.0838
5913 | 74892.0586 | 2319.7831 | 0 | 74831.0586 | 4028.4141 | 11537.09 | 1999.2588 | 3187.4061 | 182.2463 | 244 | 7234.4822 | 8383.5801 | 10151.5908
5914 | 75874.0851 | 2258.5096 | 0 | 75813.0851 | 3112.2251 | 2105.2672 | 2357.776 | 3226.9599 | 71.4869 | 190 | -1865.1072 | -880.7688 | 887.2419
5915 | 76118.7807 | 1553.0388 | -1553.0388 | 74504.7419 | 1975.8236 | 14730.1006 | 2380.632 | 3210.6219 | 133.532 | 190 | 13210.9889 | 14257.3724 | 16025.3831
5916 | 76454.6702 | 1330.8401 | 0 | 76393.6702 | 2882.1338 | 8223.6933 | 1716.6137 | 3315.3723 | 148.2737 | 54 | 3350.0753 | 4275.2006 | 6043.2113
5917 | 76609.2432 | 2009.2071 | 0 | 76548.2432 | 3153.9263 | 10801.0631 | 2060.572 | 3361.6367 | 107.1599 | 244 | 5891.3023 | 6965.3138 | 8733.3245
5918 | 76106.1798 | 1363.0762 | 0 | 76045.1798 | 2487.6776 | 5675.5661 | 2462.8161 | 3391.7774 | 236.2228 | 190 | 2367.5021 | 3516.5765 | 5284.5872
5919 | 75308.8143 | 2263.1666 | -2263.1666 | 72984.6477 | 4710.5199 | 3302.035 | 2282.4111 | 3181.4371 | 192.5976 | 54 | 440.9156 | 1410.3648 | 3178.3755
5920 | 77160.3561 | 1553.8693 | -1553.8693 | 75545.4869 | 2307.5497 | 12766.1031 | 2429.4192 | 3459.5894 | 95.364 | 54 | 10172.2751 | 11044.4906 | 12812.5013
5921 | 74593.8533 | 1501.3492 | 0 | 74532.8533 | 2819.8678 | 6391.0855 | 2686.9999 | 3136.1813 | 203.5602 | 190 | 4231.7457 | 5348.1574 | 7116.1681
5922 | 75398.9678 | 1686.2081 | 0 | 75337.9678 | 3226.0295 | 14927.2095 | 2427.1033 | 3160.913 | 133.1861 | 380 | 11321.4285 | 12557.4661 | 14325.4768
5923 | 76794.274 | 1451.2069 | 0 | 76733.274 | 3747.5248 | 8156.9075 | 2633.4518 | 3273.445 | 135.6826 | 54 | 2953.2056 | 3865.7397 | 5633.7504
5924 | 75045.2002 | 1335.9567 | 0 | 74984.2002 | 2129.5485 | 6678.2657 | 2270.9404 | 3263.3498 | 180.7607 | 434 | 4469.0072 | 5806.6195 | 7574.6302
5925 | 75732.6275 | 1431.3923 | 0 | 75671.6275 | 2914.0559 | 6373.9765 | 2351.2546 | 3268.2822 | 118.7217 | 190 | 2778.0298 | 3809.6031 | 5577.6138
5926 | 76990.6796 | 1530.8973 | 0 | 76929.6796 | 2920.4429 | 8800.5137 | 2425.2492 | 3479.4569 | 143.2817 | 190 | 4225.2973 | 5281.4306 | 7049.4413
5927 | 74949.3482 | 2106.2364 | 0 | 74888.3482 | 1489.444 | 11931.532 | 2502.2083 | 3127.15 | 156.1416 | 244 | 10553.2981 | 11676.2913 | 13444.302
5928 | 75259.4775 | 1996.3474 | 0 | 75198.4775 | 3143.9814 | 7439.2999 | 2163.6959 | 3181.6379 | 89.4591 | 380 | 3812.3747 | 5004.6854 | 6772.6961
5929 | 75609.2764 | 1588.5791 | 0 | 75548.2764 | 2880.1704 | 6226.1812 | 2439.1408 | 3193.9421 | 63.369 | 244 | 2801.0173 | 3831.2378 | 5599.2485
5930 | 74719.4718 | 1575.3673 | 0 | 74658.4718 | 3377.4156 | 4758.0781 | 2715.6449 | 3147.0195 | 147.0076 | 244 | 1955.0551 | 3068.9142 | 4836.9249
5931 | 75084.1469 | 1002.9214 | -1002.9214 | 74020.2255 | 4280.8229 | 12621.5669 | 2668.0027 | 3154.1843 | 92.9939 | 244 | 9512.9055 | 10572.751 | 12340.7617
5932 | 74770.709 | 1689.9692 | 0 | 74709.709 | 2276.347 | 25633.5436 | 2276.5671 | 3212.2159 | 76.2343 | 434 | 23506.4706 | 24739.5565 | 26507.5672
5933 | 75736.7589 | 1894.8165 | 0 | 75675.7589 | 1366.0488 | 3565.1293 | 2170.3501 | 3326.6683 | 120.8427 | 244 | 1390.54 | 2478.2343 | 4246.245
5934 | 74643.9446 | 1436.3948 | -1436.3948 | 73146.5497 | 1922.0428 | 15458.411 | 2060.2518 | 3135.4994 | 162.6862 | 190 | 14955.7696 | 16031.3074 | 17799.3181
5935 | 76558.2327 | 1785.9969 | 0 | 76497.2327 | 3110.9781 | 2559.4913 | 2445.5415 | 3276.076 | 143.9643 | 434 | -1956.902 | -656.0861 | 1111.9246
5936 | 75234.574 | 1883.0494 | -1883.0494 | 73290.5246 | 2109.8317 | 7537.5143 | 2627.0954 | 3239.2031 | 126.1857 | 244 | 7373.6564 | 8466.6937 | 10234.7044
5937 | 75673.4413 | 1953.1726 | 0 | 75612.4413 | 4527.8296 | 2957.37 | 2245.3947 | 3179.8727 | 111.2359 | 54 | -2387.4335 | -1499.346 | 268.6647
5938 | 75805.2898 | 1583.0779 | -1583.0779 | 74161.2119 | 3552.4251 | 9099.8986 | 2645.0354 | 3205.6428 | 180.6612 | 190 | 6607.1398 | 7700.6526 | 9468.6633
5939 | 75466.5735 | 1602.4225 | 0 | 75405.5735 | 1864.8494 | 9662.735 | 2563.1479 | 3388.3472 | 170.9447 | 380 | 7714.0072 | 8987.8035 | 10755.8142
5940 | 76436.5959 | 1461.5279 | 0 | 76375.5959 | 3345.4845 | 12361.8254 | 1772.2991 | 3376.3974 | 111.0666 | 244 | 7159.6416 | 8237.5598 | 10005.5705
5941 | 75413.0112 | 1617.9632 | 0 | 75352.0112 | 1718.1897 | 10684.8753 | 1712.3043 | 3307.0617 | 142.9192 | 380 | 8004.2404 | 9250.0112 | 11018.0219
5942 | 76855.452 | 1903.9329 | 0 | 76794.452 | 1790.3969 | 6075.3024 | 2443.3677 | 3451.6362 | 137.4426 | 190 | 2755.6573 | 3805.9515 | 5573.9622
5943 | 75523.2928 | 2340.9938 | 0 | 75462.2928 | 2677.3493 | 4420.1817 | 2425.1791 | 3149.1178 | 73.0464 | 54 | 1225.0365 | 2074.9345 | 3842.9452
5944 | 77561.0199 | 2058.6395 | -2058.6395 | 75441.3803 | 2636.1644 | 10002.2426 | 2777.9065 | 3556.3986 | 63.5938 | 54 | 7629.203 | 8469.6483 | 10237.659
5945 | 77050.8932 | 1864.717 | 0 | 76989.8932 | 2281.8645 | 5638.1119 | 2483.4865 | 3488.1789 | 150.5614 | 190 | 1708.2196 | 2771.6326 | 4539.6433
5946 | 76167.1974 | 1277.5831 | -1277.5831 | 74828.6144 | 3223.8533 | 9264.0611 | 2451.4692 | 3327.9789 | 82.5771 | 54 | 6361.2415 | 7220.6702 | 8988.6809
5947 | 75068.6027 | 1570.123 | 0 | 75007.6027 | 2334.9477 | 33867.7154 | 2577.7384 | 3174.2271 | 200.5923 | 54 | 31647.3305 | 32624.7744 | 34392.7851
5948 | 75374.8013 | 1408.3846 | 0 | 75313.8013 | 3757.755 | 15504.4327 | 2138.74 | 3232.2007 | 24.8158 | 54 | 11174.0171 | 11975.6845 | 13743.6952
5949 | 77313.1875 | 1867.2849 | 0 | 77252.1875 | 1927.165 | 7663.6236 | 2540.7291 | 3566.4396 | 97.3912 | 54 | 3961.6398 | 4835.8826 | 6603.8933
5950 | 76031.841 | 1772.1351 | 0 | 75970.841 | 1464.8264 | 10089.9532 | 2265.3063 | 3339.9573 | 113.2715 | 54 | 7629.7494 | 8519.8724 | 10287.8831
5951 | 75941.0324 | 1510.1301 | 0 | 75880.0324 | 2217.4674 | 7071.8753 | 2417.5792 | 3170.5944 | 90.9913 | 434 | 3932.7491 | 5180.5919 | 6948.6026
5952 | 75641.1945 | 1340.8829 | 0 | 75580.1945 | 4334.5912 | 11249.8229 | 1961.3193 | 3299.3805 | 128.267 | 434 | 5965.9369 | 7251.0555 | 9019.0662
5953 | 76805.4251 | 2031.2601 | 0 | 76744.4251 | 1828.8697 | 8685.1141 | 2429.9546 | 3384.3377 | 214.4557 | 380 | 5296.3116 | 6613.6188 | 8381.6295
5954 | 73624.7791 | 1276.5927 | 0 | 73563.7791 | 3024.4925 | 6720.5713 | 2248.2993 | 3126.2594 | 154.6898 | 244 | 4877.0584 | 5998.5998 | 7766.6105
5955 | 75754.8698 | 2101.1372 | 0 | 75693.8698 | 2780.1506 | 4049.5585 | 2414.4919 | 3202.1931 | 193.2251 | 244 | 562.4231 | 1722.4997 | 3490.5104
5956 | 75461.9173 | 1863.244 | -1863.244 | 73537.6733 | 1111.8481 | 8268.642 | 2518.725 | 3265.8504 | 183.3066 | 190 | 8773.896 | 9870.0541 | 11638.0648
5957 | 75084.3402 | 1914.07 | 0 | 75023.3402 | 2378.2687 | 3794.8976 | 2717.2335 | 3202.1071 | 137.4553 | 54 | 1682.8293 | 2597.1362 | 4365.1469
5958 | 75050.488 | 1477.4941 | -1477.4941 | 73511.9939 | 1288.6387 | 4589.8794 | 2528.9363 | 3225.3495 | 161.8939 | 434 | 4913.7325 | 6232.478 | 8000.4887
5959 | 75536.1111 | 1575.9554 | 0 | 75475.1111 | 2126.98 | 21442.5895 | 2674.8004 | 3204.2881 | 117.6642 | 54 | 19089.7869 | 19984.3026 | 21752.3133
5960 | 74952.6377 | 2087.6632 | 0 | 74891.6377 | 3702.3986 | 15784.2996 | 2731.08 | 3168.0803 | 229.3801 | 190 | 12459.6237 | 13601.8553 | 15369.866
5961 | 76102.3329 | 1639.9233 | 0 | 76041.3329 | 2932.2748 | 8486.5245 | 2451.6331 | 3376.1143 | 185.9231 | 244 | 4710.8643 | 5863.639 | 7631.6497
5962 | 76003.4781 | 1271.7371 | 0 | 75942.4781 | 2777.5982 | 12676.0309 | 2542.8848 | 3491.936 | 252.4106 | 54 | 9360.9754 | 10390.2376 | 12158.2483
5963 | 76237.7618 | 1666.1141 | 0 | 76176.7618 | 4089.1471 | 12347.8693 | 2466.9574 | 3327.4664 | 120.7313 | 54 | 7246.5842 | 8144.1671 | 9912.1778
5964 | 74683.3656 | 1635.2917 | 0 | 74622.3656 | 5253.5727 | 9145.2618 | 2501.576 | 3150.4937 | 76.6924 | 190 | 4291.5932 | 5281.1372 | 7049.1479
5965 | 75467.2075 | 1793.1584 | 0 | 75406.2075 | 1503.8609 | 7226.3804 | 2204.8432 | 3291.2399 | 168.0755 | 54 | 5182.595 | 6127.5221 | 7895.5328
5966 | 75173.6556 | 1442.9038 | 0 | 75112.6556 | 2926.6558 | 12009.5091 | 1280.4163 | 3159.2664 | 57.4151 | 190 | 7780.0803 | 8750.347 | 10518.3577
5967 | 76238.2856 | 1447.5278 | 0 | 76177.2856 | 2190.6465 | 4493.7055 | 2262.739 | 3294.279 | 99.7331 | 380 | 1052.9914 | 2255.576 | 4023.5867
5968 | 74904.0499 | 1456.8815 | -1456.8815 | 73386.1685 | 4041.1788 | 11270.0671 | 2548.1046 | 3306.3961 | 147.7008 | 380 | 9067.4205 | 10317.9729 | 12085.9836
5969 | 75112.3296 | 1753.6331 | 0 | 75051.3296 | 2584.67 | 2688.527 | 2218.052 | 3237.2313 | 130.4792 | 244 | -121.9893 | 975.3414 | 2743.3521
5970 | 75598.1712 | 1717.5245 | -1717.5245 | 73819.6467 | 3348.3023 | 5732.1107 | 2561.8917 | 3233.3892 | 117.4266 | 190 | 3729.6426 | 4759.9207 | 6527.9314
5971 | 76666.4387 | 1370.5495 | 0 | 76605.4387 | 4582.8506 | 4970.1065 | 2676.4098 | 3482.2604 | 160.308 | 54 | -689.3127 | 247.8469 | 2015.8576
5972 | 76460.7635 | 1996.232 | -1996.232 | 74403.5315 | 3331.0421 | 12300.9785 | 2316.9219 | 3218.5402 | 118.052 | 190 | 9472.0669 | 10502.9705 | 12270.9812
5973 | 76283.3058 | 2253.1299 | 0 | 76222.3058 | 3147.4824 | 4320.4291 | 2562.3015 | 3305.0516 | 148.3402 | 434 | 188.194 | 1493.3857 | 3261.3964
5974 | 75333.0727 | 1900.0331 | -1900.0331 | 73372.0395 | 2328.3202 | 5278.5007 | 2699.5866 | 3208.1089 | 127.8708 | 190 | 4856.0365 | 5896.7589 | 7664.7696
5975 | 75158.1518 | 2104.6583 | 0 | 75097.1518 | 2814.2553 | 8098.6003 | 2350.6642 | 3191.4831 | 140.8814 | 190 | 5099.5405 | 6153.2735 | 7921.2842
5976 | 77092.6853 | 1639.9778 | 0 | 77031.6853 | 3176.3121 | 3632.819 | 2477.8538 | 3513.3704 | 114.5511 | 54 | -1213.7542 | -322.3515 | 1445.6592
5977 | 73743.157 | 1489.7167 | -1489.7167 | 72192.4402 | 3174.0805 | 10138.309 | 1801.9476 | 3123.3278 | 141.3632 | 380 | 9067.2637 | 10311.4784 | 12079.4891
5978 | 76029.6295 | 2032.6225 | 0 | 75968.6295 | 3466.3345 | 9420.4889 | 2333.316 | 3212.6726 | 115.6721 | 190 | 4901.7134 | 5930.237 | 7698.2477
5979 | 77730.8566 | 1987.7379 | 0 | 77669.8566 | 2565.3633 | 17610.1701 | 1594.5261 | 3527.1489 | 138.8164 | 54 | 11866.8251 | 12782.4931 | 14550.5038
5980 | 75720.4071 | 1862.4192 | 0 | 75659.4071 | 1281.4199 | 9325.354 | 2027.8893 | 3134.8381 | 130.5866 | 434 | 6917.4544 | 8204.8926 | 9972.9033
5981 | 76272.181 | 1644.6939 | 0 | 76211.181 | 2040.5992 | 11061.7509 | 2553.5285 | 3415.1264 | 182.3584 | 244 | 8148.8256 | 9298.0355 | 11066.0462
5982 | 75556.7028 | 1672.227 | 0 | 75495.7028 | 2855.6765 | 12963.061 | 2399.9855 | 3238.2547 | 133.1841 | 54 | 9620.122 | 10530.1576 | 12298.1683
5983 | 74684.795 | 1327.7909 | 0 | 74623.795 | 3886.0244 | 8281.7093 | 1878.3374 | 3171.3535 | 20.1857 | 244 | 4191.7808 | 5178.8181 | 6946.8288
5984 | 76565.3803 | 1475.3452 | 0 | 76504.3803 | 2999.0513 | 7693.1003 | 2669.4663 | 3219.0067 | 180.0914 | 54 | 3448.3417 | 4405.2847 | 6173.2954
5985 | 75670.3202 | 1311.8257 | 0 | 75609.3202 | 1910.3015 | 11285.7968 | 1316.9229 | 3329.5181 | 157.8715 | 244 | 7782.8161 | 8907.5391 | 10675.5498
5986 | 75960.8822 | 1825.3025 | 0 | 75899.8822 | 3031.2007 | 8827.9409 | 1940.1372 | 3323.8276 | 125.4135 | 434 | 4531.0229 | 5813.288 | 7581.2987
5987 | 75359.4734 | 1381.7469 | 0 | 75298.4734 | 3469.8026 | 2532.6606 | 1720.6881 | 3336.2272 | 89.5265 | 434 | -1808.5002 | -562.1221 | 1205.8886
5988 | 75437.547 | 2050.9373 | -2050.9373 | 73325.6096 | 3366.8436 | 8117.2882 | 1862.5275 | 3186.2247 | 180.8845 | 54 | 5843.7871 | 6801.5232 | 8569.5339
5989 | 74553.494 | 2158.6908 | 0 | 74492.494 | 1937.0065 | 12270.6827 | 2448.7625 | 3140.882 | 118.1521 | 54 | 10801.0268 | 11696.0304 | 13464.0411
5990 | 73960.3584 | 1500.8263 | 0 | 73899.3584 | 2893.2261 | 7121.8137 | 1898.1733 | 3152.4618 | 222.7236 | 54 | 4750.0643 | 5749.6394 | 7517.6501
5991 | 76556.3885 | 1564.9928 | 0 | 76495.3885 | 4647.5113 | 12975.6951 | 2192.495 | 3423.8668 | 119.0477 | 54 | 6819.3571 | 7715.2563 | 9483.267
5992 | 75450.8338 | 2084.1607 | 0 | 75389.8338 | 3179.6281 | 2027.5907 | 2617.6079 | 3319.2407 | 149.6057 | 54 | -1234.8227 | -308.3654 | 1459.6453
5993 | 76280.4561 | 1274.2314 | -1274.2314 | 74945.2248 | 3207.6694 | 6189.4043 | 2597.5983 | 3300.7936 | 142.1875 | 190 | 3305.102 | 4360.141 | 6128.1517
5994 | 77054.2772 | 1731.8562 | 0 | 76993.2772 | 3039.8378 | 1962.0415 | 2482.2554 | 3495.3799 | 135.76 | 54 | -2723.2382 | -1810.6267 | -42.616
5995 | 76515.1349 | 1564.9246 | -1564.9246 | 74889.2104 | 3341.0942 | 10320.3247 | 2723.0391 | 3447.0084 | 126.9256 | 190 | 7630.2676 | 8670.0448 | 10438.0555
5996 | 74098.8944 | 1186.1723 | 0 | 74037.8944 | 2232.4772 | 2859.2489 | 2674.8751 | 3145.8725 | 196.0075 | 244 | 1779.825 | 2942.684 | 4710.6947
5997 | 76429.8846 | 1693.32 | -1693.32 | 74675.5646 | 3683.8483 | 7415.7557 | 2549.8283 | 3402.5605 | 106.6046 | 190 | 4378.9316 | 5398.3878 | 7166.3985
5998 | 76230.8875 | 1481.5988 | 0 | 76169.8875 | 2762.6522 | 11870.6159 | 2354.3879 | 3372.6265 | 111.074 | 244 | 8035.2906 | 9113.2162 | 10881.2269
5999 | 74606.7622 | 1711.9787 | 0 | 74545.7622 | 3558.2535 | 7931.7862 | 2116.6461 | 3181.9764 | 140.7761 | 380 | 4496.5931 | 5740.2208 | 7508.2315
6000 | 77025.8122 | 1647.5924 | 0 | 76964.8122 | 3200.7618 | 10439.0218 | 2336.0336 | 3503.3382 | 95.4369 | 54 | 5483.0197 | 6355.3082 | 8123.3189
6001 | 74944.9925 | 1925.4046 | 0 | 74883.9925 | 3274.9987 | 1315.4945 | 2524.7732 | 3140.2002 | 183.2497 | 190 | -1808.3233 | -712.2221 | 1055.7886
6002 | 75215.15 | 1547.5989 | -1547.5989 | 73606.5511 | 3853.9966 | 2630.5407 | 2635.9877 | 3199.2284 | 198.5372 | 434 | 375.4091 | 1730.7978 | 3498.8085
6003 | 76398.4504 | 1552.8338 | -1552.8338 | 74784.6166 | 2222.1247 | 2008.6366 | 2547.1899 | 3354.2485 | 123.3984 | 190 | 273.5337 | 1309.7837 | 3077.7944
6004 | 75509.2161 | 2327.3022 | -2327.3022 | 73120.9139 | 3706.9884 | 12579.8973 | 2061.1434 | 3189.6215 | 138.651 | 380 | 10372.9599 | 11614.4625 | 13382.4732
6005 | 75465.4683 | 1584.5592 | 0 | 75404.4683 | 2823.2515 | 15259.1389 | 2587.1105 | 3189.5198 | 229.8667 | 190 | 12178.2494 | 13320.9677 | 15088.9784
6006 | 76104.7741 | 1403.0994 | 0 | 76043.7741 | 2893.1559 | 4437.6287 | 2718.4209 | 3365.0831 | 156.187 | 380 | 954.4028 | 2213.4414 | 3981.4521
6007 | 76694.1625 | 1553.5114 | -1553.5114 | 75079.6511 | 3846.1746 | 13412.6456 | 2419.9591 | 3422.5055 | 216.8003 | 244 | 9699.4845 | 10883.1364 | 12651.1471
6008 | 75585.1811 | 1940.0073 | 0 | 75524.1811 | 2458.3226 | 8894.9918 | 2854.8006 | 3161.9722 | 192.5023 | 190 | 6299.4607 | 7404.8146 | 9172.8253
6009 | 75534.3098 | 1671.6128 | 0 | 75473.3098 | 2124.8014 | 6373.5461 | 2192.9518 | 3357.6058 | 63.0612 | 244 | 3696.1925 | 4726.1052 | 6494.1159
6010 | 76324.2771 | 1764.0892 | 0 | 76263.2771 | 1977.7885 | 4377.1237 | 2207.9399 | 3339.2228 | 131.0075 | 54 | 1053.4208 | 1961.2799 | 3729.2906
6011 | 75923.9706 | 1413.9046 | -1413.9046 | 74449.066 | 2615.4191 | 9500.403 | 2457.0588 | 3482.1876 | 136.1965 | 190 | 7745.3643 | 8794.4124 | 10562.4231
6012 | 76548.5691 | 1604.1511 | 0 | 76487.5691 | 2839.3122 | 14235.2086 | 2721.9635 | 3497.1825 | 157.0277 | 244 | 10497.6732 | 11621.5525 | 13389.5632
6013 | 74796.7547 | 1674.0948 | 0 | 74735.7547 | 3992.6557 | 12126.1946 | 1761.4837 | 3263.552 | 134.2219 | 190 | 7793.0199 | 8840.0933 | 10608.104
6014 | 75859.6352 | 1574.4442 | 0 | 75798.6352 | 2370.854 | 14979.8042 | 2251.3536 | 3423.6672 | 111.4164 | 190 | 11855.5357 | 12879.8037 | 14647.8144
6015 | 74871.1002 | 1799.0501 | 0 | 74810.1002 | 2959.31 | 6951.7695 | 2602.5709 | 3305.7232 | 112.5158 | 244 | 4460.8533 | 5540.2207 | 7308.2314
6016 | 75540.6044 | 2129.8552 | 0 | 75479.6044 | 3632.4182 | 11926.162 | 2394.4221 | 3254.947 | 137.7778 | 380 | 7833.7085 | 9074.3378 | 10842.3485
6017 | 74361.5197 | 1551.9931 | 0 | 74300.5197 | 1509.7642 | 5506.6619 | 2295.8677 | 3127.3122 | 46.8838 | 54 | 4489.7579 | 5313.4932 | 7081.5039
6018 | 76057.3539 | 1479.3888 | 0 | 75996.3539 | 3116.8376 | 11881.7981 | 2285.2416 | 3266.065 | 158.9171 | 190 | 7690.1131 | 8761.8818 | 10529.8925
6019 | 76579.7045 | 1571.7751 | 0 | 76518.7045 | 2721.6228 | 7312.8553 | 2168.5286 | 3502.71 | 147.5982 | 380 | 3113.9666 | 4364.4164 | 6132.4271
6020 | 75742.3841 | 1538.2987 | 0 | 75681.3841 | 3234.1011 | 9610.8573 | 2272.555 | 3270.1851 | 121.4247 | 54 | 5608.3122 | 6506.5884 | 8274.5991
6021 | 73954.757 | 1288.1526 | 0 | 73893.757 | 2959.7981 | 3581.2452 | 2137.7034 | 3146.6391 | 118.0282 | 380 | 1382.2327 | 2603.1124 | 4371.1231
6022 | 74119.2086 | 1103.3222 | -1103.3222 | 72954.8864 | 1720.0242 | 9025.2414 | 2551.4108 | 3130.594 | 213.9536 | 380 | 9402.5357 | 10719.3409 | 12487.3516
6023 | 75211.105 | 1519.2896 | 0 | 75150.105 | 2413.4108 | 7050.336 | 2111.907 | 3186.3695 | 86.9582 | 190 | 4155.2968 | 5155.1065 | 6923.1172
6024 | 74436.7977 | 1730.4712 | 0 | 74375.7977 | 2361.5178 | 17249.691 | 2530.3851 | 3154.5893 | 163.4397 | 54 | 15567.5498 | 16507.841 | 18275.8517
6025 | 75870.868 | 1504.2707 | 0 | 75809.868 | 2528.7887 | 11339.9675 | 2475.9845 | 3329.1996 | 171.2864 | 190 | 8176.695 | 9260.8329 | 11028.8436
6026 | 77064.2721 | 2073.507 | 0 | 77003.2721 | 2604.9941 | 3499.3765 | 2494.9859 | 3417.0069 | 142.3736 | 380 | -826.6969 | 418.5282 | 2186.5389
6027 | 74279.5565 | 1596.318 | -1596.318 | 72622.2385 | 2908.4783 | 5642.9474 | 2103.5859 | 3137.9428 | 209.1023 | 54 | 4723.9593 | 5709.9131 | 7477.9238
6028 | 75551.9733 | 2064.0747 | 0 | 75490.9733 | 3112.0243 | 10186.2559 | 2276.8671 | 3234.4198 | 182.1529 | 54 | 6464.7453 | 7423.7497 | 9191.7604
6029 | 75838.9377 | 1604.0169 | 0 | 75777.9377 | 2668.0683 | 9343.8734 | 2528.595 | 3322.8738 | 119.6927 | 190 | 6119.5363 | 7152.0805 | 8920.0912
6030 | 74374.3484 | 1290.7371 | 0 | 74313.3484 | 2746.9016 | 6171.3547 | 2524.5818 | 3131.1197 | 80.8955 | 54 | 4137.0061 | 4994.7532 | 6762.7639
6031 | 75910.2943 | 1433.6591 | 0 | 75849.2943 | 1694.2561 | 12557.4929 | 2012.6693 | 3468.0302 | 111.5563 | 54 | 9864.842 | 10753.2499 | 12521.2606
6032 | 75854.3368 | 1582.0781 | 0 | 75793.3368 | 1676.573 | 3336.8053 | 2419.8441 | 3369.3102 | 158.8586 | 244 | 1026.2499 | 2151.9601 | 3919.9708
6033 | 76141.9103 | 1437.3882 | -1437.3882 | 74643.5221 | 3958.606 | 1862.5622 | 2182.8562 | 3259.3176 | 135.7958 | 190 | -1927.192 | -878.5447 | 889.466
6034 | 76679.0976 | 1978.2874 | -1978.2874 | 74639.8102 | 4104.7266 | 4450.1566 | 2427.0096 | 3371.9429 | 111.7659 | 244 | 874.7724 | 1953.3898 | 3721.4005
6035 | 76176.9833 | 1669.6119 | -1669.6119 | 74446.3714 | 1377.4514 | 12327.7933 | 1947.2635 | 3310.8382 | 60.237 | 190 | 11132.2723 | 12105.3608 | 13873.3715
6036 | 74933.2789 | 1871.3889 | 0 | 74872.2789 | 2788.8911 | 4318.0577 | 2641.7034 | 3263.4932 | 103.2506 | 190 | 1932.2843 | 2948.3865 | 4716.3972
6037 | 75908.9596 | 1557.1785 | -1557.1785 | 74290.7811 | 2581.9412 | 8024.1888 | 2225.0523 | 3180.4183 | 180.6481 | 54 | 5927.1371 | 6884.6368 | 8652.6475
6038 | 75454.8196 | 1788.8285 | 0 | 75393.8196 | 2542.746 | 19347.6806 | 2066.3615 | 3391.6946 | 81.0238 | 190 | 16239.3711 | 17233.2465 | 19001.2572
6039 | 74971.8172 | 2136.4033 | 0 | 74910.8172 | 3125.3485 | 6528.2566 | 2060.1648 | 3167.2295 | 80.6829 | 54 | 3089.6852 | 3947.2197 | 5715.2304
6040 | 75417.0067 | 1288.0996 | 0 | 75356.0067 | 2166.0518 | 18159.6438 | 2259.4899 | 3259.9245 | 87.2053 | 244 | 15527.1997 | 16581.2566 | 18349.2673
6041 | 76193.3215 | 2065.2247 | 0 | 76132.3215 | 3321.9317 | 2170.819 | 2281.9389 | 3204.5467 | 116.1821 | 244 | -2426.7486 | -1343.7149 | 424.2958
6042 | 75156.501 | 1605.0197 | -1605.0197 | 73490.4814 | 3167.0972 | 3462.6491 | 2368.1656 | 3194.9623 | 153.4913 | 244 | 1738.3984 | 2858.7412 | 4626.7519
6043 | 76264.1389 | 1588.2863 | -1588.2863 | 74614.8527 | 2928.0486 | 4890.6609 | 2144.1434 | 3359.6768 | 154.8885 | 244 | 2221.7798 | 3343.5199 | 5111.5306
6044 | 74771.5816 | 1490.9961 | -1490.9961 | 73219.5855 | 2747.9655 | 6757.7891 | 2204.0008 | 3183.9289 | 142.4983 | 54 | 5548.3678 | 6467.7176 | 8235.7283
6045 | 73434.1055 | 1911.8411 | 0 | 73373.1055 | 1316.5398 | 1116.6243 | 1469.8186 | 3180.5265 | 125.1423 | 54 | 447.5241 | 1349.5179 | 3117.5286
6046 | 74611.1569 | 1683.6999 | -1683.6999 | 72866.457 | 4862.2621 | 2107.5968 | 2638.2276 | 3151.0204 | 77.6938 | 190 | -461.6743 | 528.8711 | 2296.8818
6047 | 75830.2125 | 1546.671 | -1546.671 | 74222.5415 | 2380.9466 | 1514.346 | 2420.5346 | 3251.747 | 99.3227 | 380 | -46.6604 | 1155.5138 | 2923.5245
6048 | 75847.5187 | 1704.7236 | -1704.7236 | 74081.795 | 3402.8702 | 12512.238 | 2211.9048 | 3322.5686 | 119.5004 | 244 | 9932.2462 | 11018.5982 | 12786.6089
6049 | 73703.7814 | 1670.1779 | 0 | 73642.7814 | 3904.0739 | 4154.8327 | 2553.2965 | 3124.2623 | 121.4087 | 54 | 1655.7361 | 2553.9963 | 4322.007
6050 | 75612.2412 | 1602.7098 | -1602.7098 | 73948.5314 | 3433.4187 | 9886.7881 | 1849.9716 | 3246.7878 | 166.8469 | 380 | 6971.7974 | 8241.4958 | 10009.5065
6051 | 75391.0467 | 1687.1486 | 0 | 75330.0467 | 1995.7959 | 4523.2287 | 2580.0558 | 3257.5215 | 244.1683 | 190 | 2405.1633 | 3562.1831 | 5330.1938
6052 | 76673.4185 | 1783.8479 | -1783.8479 | 74828.5706 | 2309.8157 | 8975.5826 | 2415.1995 | 3353.0853 | 121.1486 | 244 | 6975.681 | 8063.6812 | 9831.6919
6053 | 75410.6954 | 1179.0305 | 0 | 75349.6954 | 1451.324 | 3595.6585 | 2354.8289 | 3196.9377 | 72.5767 | 380 | 1716.6057 | 2892.034 | 4660.0447
6054 | 76020.0109 | 2213.3101 | -2213.3101 | 73745.7008 | 3404.2828 | 6234.3011 | 2433.9739 | 3197.284 | 162.4121 | 54 | 4085.7754 | 5025.0391 | 6793.0498
6055 | 76191.1406 | 2039.3279 | 0 | 76130.1406 | 3195.0804 | 5514.7581 | 2500.3224 | 3269.3001 | 51.1405 | 190 | 1329.3595 | 2293.3516 | 4061.3623
6056 | 76591.1849 | 1538.3151 | -1538.3151 | 74991.8699 | 2742.4842 | 17344.8884 | 2172.9436 | 3393.9352 | 108.9913 | 54 | 14547.6131 | 15433.4559 | 17201.4666
6057 | 75750.6868 | 1335.1003 | 0 | 75689.6868 | 3465.217 | 4836.3592 | 2160.8716 | 3219.4528 | 137.3988 | 190 | 431.9797 | 1482.2301 | 3250.2408
6058 | 73280.2015 | 1527.3576 | -1527.3576 | 71691.8439 | 2558.5275 | 7656.3982 | 2483.3596 | 3133.2097 | 87.0389 | 434 | 8392.7961 | 9636.6866 | 11404.6973
6059 | 76283.5952 | 2042.9458 | 0 | 76222.5952 | 3292.88 | 8092.3981 | 2234.4831 | 3471.2389 | 93.9633 | 54 | 3652.8448 | 4523.6596 | 6291.6703
6060 | 75825.0958 | 2137.0166 | 0 | 75764.0958 | 5078.4727 | 6456.3685 | 1954.4102 | 3186.1662 | 163.0686 | 380 | 124.5764 | 1390.4965 | 3158.5072
6061 | 76516.1123 | 2020.3861 | -2020.3861 | 74434.7262 | 2522.7742 | 3660.8969 | 2074.5332 | 3381.4167 | 141.0956 | 54 | 1529.5464 | 2447.4936 | 4215.5043
6062 | 77241.4021 | 1431.9353 | -1431.9353 | 75748.4668 | 4325.3591 | 12263.0654 | 2390.2499 | 3530.9157 | 145.7974 | 54 | 7480.6051 | 8403.254 | 10171.2647
6063 | 74387.1822 | 1456.3606 | 0 | 74326.1822 | 1730.2574 | 8792.9845 | 2369.468 | 3134.8355 | 140.6323 | 244 | 7611.0483 | 8718.5322 | 10486.5429
6064 | 75336.1079 | 1400.687 | 0 | 75275.1079 | 4463.0587 | 4067.7445 | 1583.4544 | 3257.7095 | 133.3437 | 54 | -1459.0582 | -548.863 | 1219.1477
6065 | 74663.7391 | 1813.1424 | -1813.1424 | 72789.5967 | 4135.8181 | 6751.5008 | 2385.5617 | 3125.0389 | 113.5606 | 434 | 4706.8865 | 5977.2987 | 7745.3094
6066 | 75368.3241 | 1940.0535 | 0 | 75307.3241 | 3296.474 | 10790.6068 | 2461.2311 | 3211.3144 | 113.4592 | 54 | 7229.5542 | 8119.8649 | 9887.8756
6067 | 75543.0486 | 1270.5565 | 0 | 75482.0486 | 1404.9831 | 5305.2972 | 2276.5867 | 3222.5498 | 154.0739 | 190 | 3287.602 | 4354.5275 | 6122.5382
6068 | 75714.8459 | 1858.6222 | 0 | 75653.8459 | 4427.041 | 5669.9161 | 2642.8845 | 3319.0454 | 3.6569 | 190 | 921.1591 | 1837.6675 | 3605.6782
6069 | 77048.621 | 1849.3058 | -1849.3058 | 75138.3152 | 2630.6022 | 9513.0617 | 2755.1958 | 3335.5253 | 149.5031 | 190 | 7205.0654 | 8267.4201 | 10035.4308
6070 | 74246.6606 | 1698.6443 | 0 | 74185.6606 | 2459.2232 | 10144.4771 | 1580.5938 | 3127.3122 | 80.6308 | 54 | 7577.6993 | 8435.1816 | 10203.1923
6071 | 76749.7792 | 1563.259 | 0 | 76688.7792 | 3400.6875 | 7221.5167 | 2387.1232 | 3437.4084 | 154.781 | 54 | 2326.7816 | 3258.4141 | 5026.4248
6072 | 75739.3558 | 1883.9031 | -1883.9031 | 73794.4527 | 3858.7985 | 8588.6246 | 2549.2382 | 3325.5 | 239.1076 | 190 | 6180.3115 | 7332.2707 | 9100.2814
6073 | 73391.4816 | 1567.8002 | 0 | 73330.4816 | 1675.4439 | 4126.586 | 2219.1242 | 3124.2899 | 207.9306 | 244 | 3834.2746 | 5009.0568 | 6777.0675
6074 | 76827.9389 | 1817.9333 | 0 | 76766.9389 | 2352.0143 | 2492.4176 | 2368.3104 | 3391.4201 | 112.6731 | 244 | -1496.605 | -417.0804 | 1350.9303
6075 | 77805.4157 | 2168.5641 | -2168.5641 | 75575.8515 | 2072.1895 | 9404.9367 | 2622.4252 | 3498.306 | 91.5832 | 244 | 7247.8268 | 8306.2616 | 10074.2723
6076 | 73837.9789 | 1865.888 | 0 | 73776.9789 | 2534.4153 | 2538.5059 | 2557.4899 | 3125.4766 | 162.6896 | 54 | 1280.2782 | 2219.8193 | 3987.83
6077 | 76589.8915 | 1819.2747 | -1819.2747 | 74709.6167 | 4055.2751 | 1868.1676 | 2322.8785 | 3213.6085 | 171.9044 | 434 | -1990.0372 | -661.2813 | 1106.7294
6078 | 76385.2307 | 1631.56 | -1631.56 | 74692.6707 | 3320.1121 | 5403.7745 | 1837.7009 | 3346.3657 | 176.7279 | 54 | 1945.2583 | 2898.8378 | 4666.8485
6079 | 75795.5744 | 1442.409 | -1442.409 | 74292.1655 | 3838.1847 | 9612.4345 | 2321.4104 | 3182.1652 | 152.4666 | 190 | 6355.8598 | 7421.178 | 9189.1887
6080 | 76098.3479 | 1661.2904 | 0 | 76037.3479 | 2134.5201 | 10396.6939 | 2608.45 | 3257.8947 | 78.3403 | 244 | 7461.3707 | 8506.5626 | 10274.5733
6081 | 74144.4954 | 1145.7044 | 0 | 74083.4954 | 3407.2591 | 19002.2127 | 2245.684 | 3129.1177 | 143.5741 | 190 | 16256.4599 | 17312.8856 | 19080.8963
6082 | 74887.2357 | 1849.9292 | 0 | 74826.2357 | 2302.028 | 5405.0766 | 2434.0037 | 3209.8571 | 172.612 | 244 | 3290.8737 | 4430.3373 | 6198.348
6083 | 75439.8646 | 1802.6397 | 0 | 75378.8646 | 3167.6796 | 7828.9398 | 2657.3362 | 3163.1811 | 202.7806 | 380 | 4473.1129 | 5778.7451 | 7546.7558
6084 | 74261.6023 | 1902.826 | 0 | 74200.6023 | 1898.665 | 13604.4446 | 2547.3694 | 3131.2468 | 121.5277 | 54 | 12553.9935 | 13452.3728 | 15220.3835
6085 | 76631.2746 | 1364.2153 | 0 | 76570.2746 | 4077.2926 | 2690.6325 | 2373.918 | 3238.7726 | 105.9339 | 54 | -2974.0441 | -2091.2586 | -323.2479
6086 | 75043.1907 | 1304.8821 | -1304.8821 | 73677.3086 | 2124.4842 | 9501.5104 | 2209.7708 | 3160.5906 | 133.3865 | 244 | 8440.2791 | 9540.5171 | 11308.5278
6087 | 74841.5445 | 1725.9678 | 0 | 74780.5445 | 3481.6135 | 10095.0765 | 2522.6078 | 3185.5384 | 168.913 | 380 | 6911.2647 | 8183.0293 | 9951.04
6088 | 75424.8613 | 2166.5213 | 0 | 75363.8613 | 1949.7303 | 26166.6646 | 2562.5201 | 3161.192 | 144.7977 | 190 | 23946.9851 | 25004.6343 | 26772.645
6089 | 75238.2963 | 1272.7541 | 0 | 75177.2963 | 2404.6272 | 9473.5684 | 2509.7635 | 3206.5521 | 175.9782 | 54 | 6978.1605 | 7930.9903 | 9699.001
6090 | 74700.9213 | 1912.1671 | 0 | 74639.9213 | 3504.4943 | 8306.7994 | 2702.2892 | 3238.0144 | 72.0527 | 54 | 5472.8874 | 6321.7916 | 8089.8023
6091 | 75266.6386 | 1530.9601 | 0 | 75205.6386 | 2985.4913 | 12520.9371 | 2518.5836 | 3229.4887 | 106.612 | 244 | 9448.0796 | 10521.5431 | 12289.5538
6092 | 76372.6869 | 1265.6927 | 0 | 76311.6869 | 2765.5697 | 4219.4086 | 2484.0886 | 3242.6482 | 188.4078 | 190 | 239.0888 | 1340.3481 | 3108.3588
6093 | 75879.2447 | 1352.3119 | -1352.3119 | 74465.9328 | 2908.29 | 7457.0022 | 2538.163 | 3275.0449 | 87.31 | 190 | 5266.1872 | 6266.3487 | 8034.3594
6094 | 75612.2435 | 1564.0594 | 0 | 75551.2435 | 2060.6584 | 7666.9612 | 2592.2538 | 3318.4456 | 220.888 | 190 | 5335.9588 | 6469.6983 | 8237.709
6095 | 75155.5582 | 1523.8017 | 0 | 75094.5582 | 1929.5729 | 23611.3758 | 2300.7999 | 3189.2807 | 75.9766 | 190 | 21447.5254 | 22436.3536 | 24204.3643
6096 | 77945.0383 | 1353.7111 | 0 | 77884.0383 | 2554.9333 | 5328.6226 | 2589.8348 | 3546.4313 | 145.8788 | 244 | 396.1172 | 1508.8475 | 3276.8582
6097 | 75254.1346 | 1722.2377 | -1722.2377 | 73470.8969 | 3767.6202 | 12706.7247 | 2385.2242 | 3178.4703 | 188.7618 | 54 | 10402.102 | 11367.7153 | 13135.726
6098 | 76176.6799 | 1817.7658 | 0 | 76115.6799 | 2815.8153 | 7484.8359 | 2391.8099 | 3276.2321 | 119.5719 | 54 | 3591.5828 | 4488.0063 | 6256.017
6099 | 75015.6553 | 1674.5408 | 0 | 74954.6553 | 2446.289 | 7163.5845 | 2089.8781 | 3194.1003 | 124.1845 | 54 | 4416.8187 | 5317.8548 | 7085.8655
6100 | 75935.5118 | 1919.1021 | 0 | 75874.5118 | 3950.9974 | 3704.455 | 2403.2624 | 3282.205 | 240.4201 | 190 | -1065.3867 | 87.8849 | 1855.8956
6101 | 76607.7566 | 1990.5142 | -1990.5142 | 74556.2424 | 3749.2614 | 4258.2149 | 2684.5215 | 3227.1217 | 87.0059 | 244 | 1234.5543 | 2288.4118 | 4056.4225
6102 | 75614.3138 | 1566.7771 | -1566.7771 | 73986.5367 | 2001.789 | 14231.4654 | 2188.383 | 3207.1379 | 108.9793 | 190 | 13008.8605 | 14030.6914 | 15798.7021
6103 | 74402.9995 | 2153.4407 | 0 | 74341.9995 | 2608.3005 | 1898.8007 | 2435.8526 | 3184.1841 | 136.1355 | 244 | -61.2626 | 1041.7244 | 2809.7351
6104 | 75401.5155 | 1038.5629 | -1038.5629 | 74301.9526 | 2496.0712 | 13646.5684 | 2668.0379 | 3291.762 | 80.7321 | 54 | 12178.5444 | 13036.128 | 14804.1387
6105 | 75159.6884 | 1947.7231 | 0 | 75098.6884 | 1194.3159 | 4064.2712 | 2312.4583 | 3134.1224 | 166.0031 | 54 | 2588.0476 | 3530.9023 | 5298.913
6106 | 76529.3445 | 2024.541 | 0 | 76468.3445 | 3781.3158 | 12911.8461 | 2309.1686 | 3480.5454 | 140.8378 | 54 | 7822.0998 | 8739.7891 | 10507.7998
6107 | 76739.2268 | 1685.9061 | 0 | 76678.2268 | 2898.8736 | 4023.7902 | 2370.4214 | 3495.2486 | 89.6621 | 434 | -317.4402 | 929.0734 | 2697.0841
6108 | 76654.2209 | 1784.6596 | -1784.6596 | 74808.5613 | 1971.1236 | 4379.2736 | 2424.1052 | 3246.4638 | 157.2506 | 434 | 2640.3577 | 3954.4599 | 5722.4706
6109 | 76249.9607 | 2101.4914 | 0 | 76188.9607 | 2419.7057 | 13659.4064 | 2588.7162 | 3205.7939 | 204.6673 | 54 | 10215.4502 | 11196.969 | 12964.9797
6110 | 75488.7461 | 2310.8096 | 0 | 75427.7461 | 1398.7126 | 16487.9345 | 2681.9893 | 3255.7882 | 208.4165 | 54 | 14969.4534 | 15954.7215 | 17722.7322
6111 | 75632.5733 | 1724.9901 | 0 | 75571.5733 | 3177.6089 | 10458.5496 | 2355.3848 | 3266.6204 | 186.1491 | 190 | 6701.5726 | 7800.5732 | 9568.5839
6112 | 77242.8996 | 1276.5522 | 0 | 77181.8996 | 2129.6293 | 11725.2134 | 2595.9229 | 3538.3416 | 180.4877 | 244 | 7918.1491 | 9065.4884 | 10833.4991
6113 | 77704.7102 | 1765.1883 | 0 | 77643.7102 | 2518.5506 | 10195.8989 | 2323.6551 | 3389.6027 | 184.6973 | 54 | 5117.0958 | 6078.6447 | 7846.6554
6114 | 73449.7967 | 1722.839 | 0 | 73388.7967 | 2630.2962 | 8209.1734 | 2450.9113 | 3124.5465 | 161.3902 | 434 | 7135.7383 | 8453.9801 | 10221.9908
6115 | 75479.5425 | 1324.2515 | 0 | 75418.5425 | 1633.6656 | 1947.747 | 1801.273 | 3322.8732 | 153.3006 | 434 | -610.1149 | 700.0373 | 2468.048
6116 | 74572.1164 | 1656.4731 | -1656.4731 | 72854.6433 | 3117.4667 | 10467.9127 | 2672.2152 | 3143.0641 | 112.5153 | 54 | 9681.2819 | 10570.6488 | 12338.6595
6117 | 76405.6783 | 1310.3231 | 0 | 76344.6783 | 3000.9572 | 26881.1342 | 2518.9223 | 3216.0602 | 164.0456 | 244 | 22640.6813 | 23771.5784 | 25539.5891
6118 | 77266.2594 | 1479.4533 | 0 | 77205.2594 | 2419.7458 | 4357.0425 | 2089.1412 | 3485.7127 | 169.6719 | 244 | -322.9089 | 813.6145 | 2581.6252
6119 | 75439.8657 | 1177.3535 | -1177.3535 | 74201.5121 | 3731.8094 | 3409.4751 | 2230.335 | 3184.4694 | 126.2378 | 190 | 261.158 | 1300.2474 | 3068.2581
6120 | 76507.8547 | 1830.5169 | -1830.5169 | 74616.3377 | 3791.8513 | 3665.2231 | 1951.6633 | 3318.2737 | 194.5878 | 380 | -102.8289 | 1194.6104 | 2962.6211
6121 | 76550.8395 | 1432.0603 | -1432.0603 | 75057.7791 | 2465.1606 | 16436.8539 | 1916.3226 | 3318.3963 | 111.9437 | 244 | 13518.833 | 14597.6283 | 16365.639
6122 | 74634.52 | 1547.7586 | 0 | 74573.52 | 3997.6061 | 5104.3076 | 2489.5769 | 3201.0817 | 124.5418 | 244 | 1594.0401 | 2685.4334 | 4453.4441
6123 | 75077.4013 | 1892.9122 | -1892.9122 | 73123.4892 | 1807.5113 | 6759.504 | 2248.6758 | 3171.0277 | 133.871 | 190 | 6618.407 | 7665.1296 | 9433.1403
6124 | 76642.3959 | 1435.0572 | 0 | 76581.3959 | 2841.9305 | 9497.3915 | 2446.671 | 3309.8711 | 196.2824 | 54 | 5200.8073 | 6173.9413 | 7941.952
6125 | 76834.744 | 1662.4276 | 0 | 76773.744 | 2860.6952 | 6845.6008 | 2286.066 | 3445.7953 | 114.567 | 54 | 2313.2229 | 3204.6415 | 4972.6522
6126 | 73079.167 | 2047.5158 | -2047.5158 | 70970.6512 | 2012.6439 | 10326.9242 | 2592.9541 | 3123.1216 | 21.3618 | 244 | 12429.9047 | 13418.1181 | 15186.1288
6127 | 74592.9728 | 1513.7696 | 0 | 74531.9728 | 2112.0321 | 3251.7454 | 2576.47 | 3182.5653 | 141.3572 | 190 | 1736.9758 | 2791.1846 | 4559.1953
6128 | 76911.6084 | 1638.5284 | -1638.5284 | 75212.08 | 3315.8563 | 6752.5894 | 812.3633 | 3392.9601 | 113.3774 | 54 | 1800.1765 | 2690.4055 | 4458.4162
6129 | 75778.7897 | 1852.2309 | -1852.2309 | 73865.5588 | 3672.5171 | 6106.9455 | 2657.9805 | 3313.4332 | 44.8937 | 244 | 3910.4833 | 4922.2286 | 6690.2393
6130 | 76111.5086 | 1534.5181 | 0 | 76050.5086 | 2683.2762 | 2055.3085 | 2792.8209 | 3318.8002 | 76.5902 | 54 | -1196.6551 | -343.2133 | 1424.7974
6131 | 75410.0953 | 1433.3388 | -1433.3388 | 73915.7566 | 3130.5716 | 8469.6434 | 2230.5101 | 3224.9971 | 75.8748 | 380 | 6249.0224 | 7427.7488 | 9195.7595
6132 | 76342.1499 | 1896.9155 | 0 | 76281.1499 | 2903.2064 | 13765.306 | 2243.0443 | 3474.1932 | 162.0894 | 244 | 9668.3872 | 10797.3281 | 12565.3388
6133 | 75470.1614 | 1589.3173 | 0 | 75409.1614 | 3447.2004 | 6641.4619 | 2568.3806 | 3201.2648 | 137.6411 | 190 | 2924.9455 | 3975.4381 | 5743.4488
6134 | 73961.3899 | 1867.339 | 0 | 73900.3899 | 461.8025 | 11593.488 | 2616.0611 | 3137.4453 | 127.0724 | 380 | 12355.002 | 13584.9259 | 15352.9366
6135 | 76289.8653 | 1217.3547 | 0 | 76228.8653 | 2247.6457 | 11292.4886 | 2481.8946 | 3345.7118 | 111.2609 | 244 | 8013.784 | 9091.8965 | 10859.9072
6136 | 75638.8297 | 1091.1769 | 0 | 75577.8297 | 2803.4285 | 6193.5379 | 2194.7112 | 3216.6225 | 123.9374 | 190 | 2593.8134 | 3630.6024 | 5398.6131
6137 | 75885.0464 | 1782.2048 | 0 | 75824.0464 | 1678.6525 | 24554.1729 | 2498.1365 | 3274.3506 | 101.9385 | 54 | 22194.1611 | 23072.9511 | 24840.9618
6138 | 75008.0311 | 2195.276 | 0 | 74947.0311 | 3665.252 | 21419.0399 | 1969.5214 | 3242.9301 | 176.3568 | 54 | 17389.4083 | 18342.6167 | 20110.6274
6139 | 76623.4024 | 1696.8241 | 0 | 76562.4024 | 2563.695 | 5670.0605 | 2409.6031 | 3258.6846 | 162.8305 | 380 | 1582.4508 | 2848.1329 | 4616.1436
6140 | 73652.9604 | 1311.4367 | -1311.4367 | 72280.5237 | 2990.4628 | 10349.4507 | 2526.6942 | 3128.4904 | 186.4015 | 244 | 10103.8488 | 11257.1018 | 13025.1125
6141 | 75842.0295 | 1894.6211 | 0 | 75781.0295 | 3990.523 | 8988.6114 | 2755.8772 | 3464.3861 | 108.719 | 434 | 4807.5222 | 6073.0928 | 7841.1035
6142 | 74619.8167 | 2124.1358 | 0 | 74558.8167 | 2031.0403 | 3317.3849 | 2482.9108 | 3139.6407 | 115.7838 | 190 | 1720.2793 | 2748.9147 | 4516.9254
6143 | 76088.6237 | 2076.5812 | -2076.5812 | 73951.0425 | 1596.6361 | 7334.1927 | 2572.7967 | 3328.3801 | 153.6342 | 244 | 7057.8908 | 8178.3766 | 9946.3873
6144 | 76650.7069 | 2463.1208 | 0 | 76589.7069 | 1270.665 | 2556.2506 | 2261.5989 | 3432.424 | 262.6604 | 190 | -239.8984 | 935.6136 | 2703.6243
6145 | 75540.8776 | 1700.4506 | -1700.4506 | 73779.427 | 3111.9081 | 9939.8251 | 2161.2713 | 3182.2453 | 115.8096 | 54 | 7762.2066 | 8654.8677 | 10422.8784
6146 | 74507.9811 | 1547.3326 | 0 | 74446.9811 | 2436.3463 | 16280.9787 | 2355.7352 | 3197.3092 | 71.025 | 434 | 14320.8957 | 15548.7723 | 17316.783
6147 | 76138.5615 | 1760.5359 | 0 | 76077.5615 | 2612.6324 | 2381.955 | 2442.4385 | 3210.9099 | 100.8159 | 190 | -1284.6906 | -271.0231 | 1496.9876
6148 | 76465.8512 | 2130.8569 | -2130.8569 | 74273.9943 | 2990.9909 | 21122.3539 | 2486.4529 | 3275.5924 | 142.5549 | 54 | 18989.6141 | 19909.0205 | 21677.0312
6149 | 75465.6898 | 1797.2704 | 0 | 75404.6898 | 3166.0849 | 3128.3062 | 1813.2202 | 3313.7685 | 161.0784 | 54 | -945.2798 | -7.3499 | 1760.6608
6150 | 74074.1781 | 1941.8272 | -1941.8272 | 72071.3508 | 4882.3771 | 4079.6315 | 2095.6698 | 3123.6454 | 133.4776 | 54 | 1715.4188 | 2625.7479 | 4393.7586
6151 | 75779.4648 | 1793.3545 | -1793.3545 | 73925.1104 | 4117.8422 | 7692.929 | 2575.5139 | 3365.3064 | 175.0942 | 190 | 4960.9967 | 6048.9425 | 7816.9532
6152 | 75838.7405 | 1886.1768 | 0 | 75777.7405 | 4254.5613 | 16088.665 | 2785.1459 | 3244.2057 | 156.1457 | 190 | 11455.9148 | 12524.912 | 14292.9227
6153 | 75688.1622 | 1952.9783 | 0 | 75627.1622 | 2116.2813 | 4586.2053 | 2390.0589 | 3245.2854 | 118.7632 | 244 | 1848.3061 | 2933.9209 | 4701.9316
6154 | 76956.2897 | 1466.3599 | -1466.3599 | 75428.9298 | 2220.4414 | 8431.8769 | 2193.8902 | 3542.0402 | 117.7757 | 244 | 5888.6361 | 6973.2634 | 8741.2741
6155 | 76802.0757 | 1615.565 | 0 | 76741.0757 | 3516.3029 | 6633.8897 | 2244.3485 | 3434.5348 | 84.4976 | 244 | 1425.5943 | 2476.9435 | 4244.9542
6156 | 74185.0195 | 1620.6828 | -1620.6828 | 72503.3367 | 2074.1444 | 1606.9455 | 2502.7497 | 3140.2456 | 101.8478 | 190 | 2042.6597 | 3057.3591 | 4825.3698
6157 | 74980.1105 | 1585.2751 | -1585.2751 | 73333.8354 | 5706.7144 | 16858.2012 | 2490.5279 | 3146.1767 | 138.2165 | 54 | 12824.556 | 13739.6241 | 15507.6348
6158 | 75124.8605 | 2127.1204 | 0 | 75063.8605 | 2791.7506 | 8001.7009 | 2572.1015 | 3140.8379 | 144.6586 | 380 | 5229.2291 | 6476.7393 | 8244.75
6159 | 76146.5075 | 1546.1209 | 0 | 76085.5075 | 3541.6857 | 2862.8355 | 1789.7356 | 3344.9348 | 120.5139 | 380 | -2259.4873 | -1036.1219 | 731.8888
6160 | 76888.8395 | 2017.7669 | -2017.7669 | 74810.0727 | 2158.0102 | 6617.9424 | 1532.0496 | 3273.3472 | 234.0129 | 190 | 3825.4563 | 4972.3207 | 6740.3314
6161 | 75771.1643 | 2159.9277 | 0 | 75710.1643 | 4155.6135 | 8511.0963 | 2258.7218 | 3223.8414 | 67.4749 | 190 | 3498.0818 | 4478.4083 | 6246.419
6162 | 75562.1166 | 1465.2907 | 0 | 75501.1166 | 3224.4339 | 6670.4497 | 2468.6554 | 3213.2577 | 114.4772 | 190 | 2997.0123 | 4024.341 | 5792.3517
6163 | 76412.4262 | 1088.0679 | 0 | 76351.4262 | 3766.9307 | 10491.8784 | 2015.487 | 3465.4524 | 203.1127 | 244 | 5224.6609 | 6394.6252 | 8162.6359
6164 | 76007.1333 | 1707.6832 | 0 | 75946.1333 | 2826.1626 | 3414.8835 | 2380.1543 | 3352.475 | 148.2804 | 190 | -254.583 | 806.5489 | 2574.5596
6165 | 74424.0259 | 1163.2324 | -1163.2324 | 73199.7935 | 1910.26 | 10598.2371 | 2239.7676 | 3157.2757 | 145.763 | 54 | 10255.4269 | 11178.0415 | 12946.0522
6166 | 75709.4185 | 1410.0677 | 0 | 75648.4185 | 2586.4001 | 7167.2328 | 2523.5754 | 3353.0909 | 116.9798 | 434 | 4179.2804 | 5453.1118 | 7221.1225
6167 | 76391.606 | 1931.357 | 0 | 76330.606 | 1692.5049 | 9065.5598 | 2466.9226 | 3315.1398 | 98.9724 | 54 | 6194.7113 | 7070.5353 | 8838.546
6168 | 75233.6325 | 1594.2068 | 0 | 75172.6325 | 2735.3791 | 3057.8745 | 1973.8801 | 3282.2175 | 68.0035 | 190 | -223.8395 | 757.0156 | 2525.0263
6169 | 76516.7798 | 1394.0808 | -1394.0808 | 75061.699 | 1859.9867 | 13652.1218 | 2116.6952 | 3298.1596 | 182.9774 | 54 | 11515.4908 | 12475.3197 | 14243.3304
6170 | 76945.5232 | 1657.9238 | 0 | 76884.5232 | 3436.3448 | 5741.7945 | 2593.2855 | 3495.7372 | 213.4844 | 434 | 880.1492 | 2250.4852 | 4018.4959
6171 | 75666.6585 | 1977.1592 | -1977.1592 | 73628.4993 | 2065.7186 | 18767.578 | 2107.0826 | 3341.7393 | 184.2943 | 244 | 17892.382 | 19043.5279 | 20811.5386
6172 | 74536.7935 | 1986.9824 | 0 | 74475.7935 | 2062.093 | 11170.6573 | 2362.9972 | 3125.1068 | 175.57 | 54 | 9491.0748 | 10443.4964 | 12211.5071
6173 | 76233.1308 | 1572.8707 | 0 | 76172.1308 | 2718.6784 | 6921.3364 | 2225.3524 | 3370.6609 | 204.7042 | 434 | 2996.7405 | 4358.2963 | 6126.307
6174 | 74968.2848 | 1729.4739 | 0 | 74907.2848 | 3894.3499 | 3593.4677 | 2431.3226 | 3174.684 | 146.518 | 190 | -231.9605 | 827.4091 | 2595.4198
6175 | 76985.7266 | 2010.2702 | -2010.2702 | 74914.4564 | 3786.473 | 11205.0409 | 2715.1775 | 3466.0477 | 133.2426 | 244 | 8055.5367 | 9155.6309 | 10923.6416
6176 | 76019.5213 | 1481.5462 | 0 | 75958.5213 | 3585.6945 | 13597.8495 | 2049.1356 | 3354.7474 | 99.5915 | 54 | 8827.7166 | 9704.1597 | 11472.1704
6177 | 76358.6268 | 2194.6229 | 0 | 76297.6268 | 2486.7263 | 6523.7982 | 2562.0177 | 3335.7362 | 127.9536 | 244 | 3007.399 | 4102.2042 | 5870.2149
6178 | 76741.7491 | 1570.7617 | 0 | 76680.7491 | 5330.0856 | 7894.6812 | 2211.4994 | 3371.2651 | 198.935 | 190 | 836.811 | 1948.5975 | 3716.6082
6179 | 76691.9019 | 1665.4898 | -1665.4898 | 74965.4121 | 2319.7559 | 17291.9507 | 1839.0777 | 3312.078 | 191.6656 | 190 | 14528.1384 | 15632.6555 | 17400.6662
6180 | 74783.0509 | 1610.2965 | 0 | 74722.0509 | 2389.2443 | 8947.0608 | 2410.2612 | 3170.1882 | 183.0216 | 434 | 6786.4151 | 8126.2882 | 9894.2989
6181 | 75894.37 | 1433.4321 | 0 | 75833.37 | 2609.3896 | 11256.3756 | 2587.1242 | 3220.8598 | 82.4154 | 54 | 7991.8 | 8851.0669 | 10619.0776
6182 | 76500.451 | 1767.8763 | 0 | 76439.451 | 2347.9171 | 7076.4082 | 2790.7552 | 3391.9169 | 147.4619 | 54 | 3841.9123 | 4766.2257 | 6534.2364
6183 | 75460.96 | 1899.5645 | 0 | 75399.96 | 2197.6559 | 4308.8223 | 2583.9348 | 3261.7392 | 110.3275 | 54 | 1927.0804 | 2814.2594 | 4582.2701
6184 | 75502.8299 | 1650.5882 | -1650.5882 | 73791.2417 | 2564.1432 | 7487.2659 | 2385.7643 | 3209.4633 | 140.4683 | 54 | 6097.3085 | 7014.6283 | 8782.639
6185 | 74744.8171 | 1640.3142 | 0 | 74683.8171 | 3299.5459 | 10201.7606 | 2099.4115 | 3196.1105 | 135.7694 | 190 | 6884.1196 | 7932.7406 | 9700.7513
6186 | 75290.6293 | 1472.6175 | 0 | 75229.6293 | 1972.3362 | 13247.4508 | 1702.1829 | 3315.2831 | 110.3234 | 54 | 10433.1514 | 11320.3264 | 13088.3371
6187 | 74981.3069 | 1686.0338 | 0 | 74920.3069 | 2480.0979 | 16463.428 | 2117.4238 | 3142.0361 | 97.118 | 380 | 13692.683 | 14892.6526 | 16660.6633
6188 | 74306.9984 | 1285.1461 | 0 | 74245.9984 | 2280.3219 | 3185.1718 | 2593.8312 | 3260.4375 | 84.1223 | 244 | 1883.3201 | 2934.2939 | 4702.3046
6189 | 76207.0703 | 1388.9818 | -1388.9818 | 74757.0886 | 2947.9103 | 9032.2422 | 1987.6607 | 3205.3231 | 90.0254 | 434 | 5890.4272 | 7137.3042 | 8905.3149
6190 | 74488.8132 | 1494.129 | 0 | 74427.8132 | 3629.4513 | 3338.8233 | 2058.0392 | 3142.5269 | 126.4145 | 54 | -147.675 | 755.591 | 2523.6017
6191 | 76375.5712 | 1462.3201 | -1462.3201 | 74852.2512 | 4203.2107 | 7960.3659 | 2664.6514 | 3323.8742 | 164.3686 | 434 | 4263.6297 | 5584.8499 | 7352.8606
6192 | 76028.5631 | 1209.653 | 0 | 75967.5631 | 2103.5088 | 2875.1611 | 2530.5937 | 3382.394 | 153.635 | 190 | 87.2769 | 1153.7634 | 2921.7741
6193 | 75399.5344 | 2032.9515 | -2032.9515 | 73305.5829 | 2862.7672 | 1869.3836 | 2570.1233 | 3291.3557 | 40.2499 | 190 | 932.7124 | 1885.8138 | 3653.8245
6194 | 73849.2555 | 1602.4733 | -1602.4733 | 72185.7822 | 3176.556 | 6625.3962 | 2283.5284 | 3126.4747 | 228.2864 | 54 | 6043.2611 | 7048.3991 | 8816.4098
6195 | 76008.0071 | 1883.9563 | 0 | 75947.0071 | 3409.6669 | 8431.3666 | 2158.4386 | 3333.8566 | 165.3499 | 190 | 3937.1878 | 5015.3893 | 6783.4
6196 | 75674.2443 | 2031.4244 | 0 | 75613.2443 | 2758.1763 | 495.7486 | 2394.2801 | 3139.248 | 189.1684 | 54 | -2971.9439 | -2005.9239 | -237.9132
6197 | 75749.2086 | 1245.5244 | -1245.5244 | 74442.6842 | 1426.0486 | 5328.0586 | 2342.1977 | 3314.4368 | 186.191 | 434 | 4486.1603 | 5829.2029 | 7597.2136
6198 | 77055.3627 | 2268.4774 | 0 | 76994.3627 | 3535.3897 | 5780.0877 | 2370.674 | 3421.9574 | 96.2809 | 190 | 413.1667 | 1422.2991 | 3190.3098
6199 | 74803.8191 | 1347.9336 | -1347.9336 | 73394.8855 | 2781.2227 | 2330.6734 | 2567.3707 | 3229.8248 | 185.8165 | 244 | 1321.9606 | 2474.6287 | 4242.6394
6200 | 74441.1022 | 1038.1728 | -1038.1728 | 73341.9294 | 3134.6037 | 5072.9445 | 1776.2532 | 3209.2351 | 153.9568 | 54 | 2952.0996 | 3882.908 | 5650.9187
6201 | 75433.1374 | 2260.5695 | 0 | 75372.1374 | 2296.6415 | 8894.1881 | 2042.6579 | 3360.0951 | 161.4572 | 434 | 5998.3622 | 7316.671 | 9084.6817
6202 | 75167.4452 | 1604.34 | 0 | 75106.4452 | 2031.6057 | 6557.0457 | 2615.9117 | 3257.4305 | 108.2255 | 380 | 4662.5369 | 5873.614 | 7641.6247
6203 | 76444.5505 | 1943.5308 | 0 | 76383.5505 | 1170.0714 | 15893.1515 | 2318.1316 | 3407.8178 | 75.9618 | 190 | 13435.6789 | 14424.4922 | 16192.5029
6204 | 75260.6716 | 1446.0223 | 0 | 75199.6716 | 5497.6175 | 9269.3736 | 2156.1426 | 3358.8896 | 74.1133 | 244 | 3457.3167 | 4498.2816 | 6266.2923
6205 | 75187.8756 | 2248.0241 | 0 | 75126.8756 | 4108.652 | 19090.8032 | 2143.8961 | 3127.7368 | 77.9174 | 380 | 14497.1085 | 15677.8775 | 17445.8882
6206 | 74769.0272 | 1314.0324 | 0 | 74708.0272 | 5061.8047 | 7656.8974 | 2414.7383 | 3212.714 | 185.5022 | 54 | 2884.7177 | 3847.0715 | 5615.0822
6207 | 75130.9009 | 1638.9155 | 0 | 75069.9009 | 2341.5772 | 13179.2685 | 1905.625 | 3184.2338 | 131.5118 | 54 | 10227.8491 | 11136.2125 | 12904.2232
6208 | 75333.6514 | 1644.3146 | 0 | 75272.6514 | 3197.1805 | 16287.6532 | 2289.2721 | 3150.2554 | 253.1724 | 434 | 12627.5488 | 14037.5728 | 15805.5835
6209 | 74986.3548 | 2234.3204 | 0 | 74925.3548 | 2140.5168 | 11477.4719 | 1489.6032 | 3229.8592 | 156.465 | 434 | 8501.2627 | 9814.5792 | 11582.5899
6210 | 76001.4396 | 1752.0686 | 0 | 75940.4396 | 2661.0991 | 4906.9512 | 2060.2147 | 3263.9342 | 97.3872 | 434 | 999.7615 | 2254.0002 | 4022.0109
6211 | 76054.7542 | 1350.1206 | -1350.1206 | 74643.6336 | 3850.6095 | 5403.6986 | 2267.1819 | 3224.6502 | 116.9072 | 434 | 1771.4876 | 3045.2463 | 4813.257
6212 | 74052.8186 | 1561.9001 | -1561.9001 | 72429.9185 | 2478.2033 | 8174.099 | 2161.9468 | 3133.971 | 122.8085 | 54 | 7932.095 | 8831.755 | 10599.7657
6213 | 75686.8442 | 1863.7943 | 0 | 75625.8442 | 1887.4204 | 5604.3953 | 2093.7502 | 3378.7481 | 166.6884 | 244 | 2933.829 | 4067.3689 | 5835.3796
6214 | 74356.7694 | 1925.5081 | 0 | 74295.7694 | 2439.8219 | 10219.2738 | 2216.2658 | 3224.9159 | 176.2448 | 434 | 8295.0642 | 9628.1606 | 11396.1713
6215 | 76920.9795 | 1815.1782 | 0 | 76859.9795 | 4529.8623 | 2874.9167 | 2568.1968 | 3352.3039 | 40.2027 | 54 | -3224.2244 | -2407.1701 | -639.1594
6216 | 76810.8399 | 1837.3298 | -1837.3298 | 74912.5101 | 2238.728 | 10678.4054 | 2227.9751 | 3432.8564 | 139.9002 | 380 | 8558.1987 | 9800.9505 | 11568.9612
6217 | 76282.2961 | 1619.8192 | 0 | 76221.2961 | 2158.6288 | 9633.4791 | 2633.7911 | 3279.3722 | 72.8986 | 190 | 6536.9175 | 7522.6677 | 9290.6784
6218 | 73949.9731 | 1274.4045 | 0 | 73888.9731 | 3753.8091 | 6282.9279 | 2313.8029 | 3146.0302 | 64.0603 | 244 | 3470.1788 | 4501.0907 | 6269.1014
6219 | 76219.917 | 1287.2659 | 0 | 76158.917 | 2658.6326 | 11764.9095 | 2555.266 | 3352.5993 | 65.0583 | 190 | 8225.4252 | 9203.3351 | 10971.3458
6220 | 76186.427 | 1562.4522 | 0 | 76125.427 | 3677.5579 | 8414.8349 | 2635.0103 | 3375.7711 | 136.4714 | 434 | 3992.8313 | 5286.1543 | 7054.165
6221 | 76092.834 | 1984.0576 | 0 | 76031.834 | 1698.8859 | 6279.604 | 2544.8329 | 3253.1879 | 132.7063 | 54 | 3717.1047 | 4626.6626 | 6394.6733
6222 | 77062.8814 | 1613.221 | 0 | 77001.8814 | 3590.4756 | 12453.7587 | 2207.1498 | 3408.1587 | 81.9581 | 244 | 6846.9102 | 7895.7199 | 9663.7306
6223 | 76678.2033 | 1549.3824 | 0 | 76617.2033 | 3145.0017 | 6404.1533 | 2671.3828 | 3255.9768 | 159.4879 | 54 | 1939.5079 | 2875.8474 | 4643.8581
6224 | 75486.259 | 1545.2927 | -1545.2927 | 73879.9663 | 2017.5024 | 4801.654 | 2310.5473 | 3172.5626 | 94.494 | 54 | 3757.4952 | 4628.8408 | 6396.8515
6225 | 73472.1972 | 2072.9095 | 0 | 73411.1972 | 3887.0189 | 5279.745 | 2317.5569 | 3139.589 | 132.9873 | 244 | 2808.8748 | 3908.7136 | 5676.7243
6226 | 75224.5399 | 1593.2619 | 0 | 75163.5399 | 5241.7579 | 8386.5085 | 2332.7998 | 3202.6128 | 140.4268 | 190 | 2886.8234 | 3940.1018 | 5708.1125
6227 | 76545.9092 | 1557.5393 | 0 | 76484.9092 | 3138.0929 | 20031.0172 | 2756.4591 | 3441.0702 | 137.4475 | 244 | 15975.7444 | 17080.0435 | 18848.0542
6228 | 75372.5139 | 1874.0823 | 0 | 75311.5139 | 2528.0996 | 11892.7132 | 2535.5616 | 3218.5603 | 97.7604 | 190 | 9177.4216 | 10188.0335 | 11956.0442
6229 | 75482.5938 | 1297.3819 | 0 | 75421.5938 | 2635.9996 | 6369.5549 | 2746.2509 | 3346.452 | 132.0616 | 190 | 3774.8644 | 4819.7775 | 6587.7882
6230 | 75037.5572 | 1516.7412 | 0 | 74976.5572 | 2187.2092 | 15839.6918 | 2064.886 | 3176.3716 | 156.4352 | 244 | 13287.3829 | 14410.6697 | 16178.6804
6231 | 75687.8326 | 1863.8136 | 0 | 75626.8326 | 2432.1501 | 699.0621 | 2600.7431 | 3364.6292 | 167.2394 | 380 | -2024.3482 | -754.2573 | 1013.7534
6232 | 76176.61 | 1598.2117 | -1598.2117 | 74517.3982 | 4068.2874 | 8931.5611 | 1725.9386 | 3211.7422 | 108.199 | 54 | 4653.7562 | 5538.8068 | 7306.8175
6233 | 75786.8197 | 1197.932 | 0 | 75725.8197 | 5396.5331 | 10068.078 | 2320.2705 | 3161.2738 | 215.1605 | 244 | 3797.4695 | 4979.4815 | 6747.4922
6234 | 77551.5141 | 1637.7992 | 0 | 77490.5141 | 3776.1747 | 4018.3394 | 1770.0887 | 3563.7432 | 122.153 | 380 | -2544.3176 | -1319.313 | 448.6977
6235 | 76512.654 | 1422.9224 | -1422.9224 | 75028.7316 | 2057.418 | 10406.6708 | 2537.0005 | 3324.5572 | 154.1343 | 190 | 8552.2788 | 9619.2647 | 11387.2754
6236 | 74244.5486 | 1270.6798 | 0 | 74183.5486 | 4911.5114 | 5319.9963 | 2626.0749 | 3157.9842 | 124.7901 | 434 | 1379.1953 | 2660.837 | 4428.8477
6237 | 75048.8285 | 2062.9235 | -2062.9235 | 72924.905 | 3042.7331 | 18241.236 | 2134.4927 | 3209.8119 | 11.3822 | 190 | 16988.1025 | 17912.3363 | 19680.347
6238 | 74449.9558 | 1582.4379 | 0 | 74388.9558 | 3991.3757 | 7921.6696 | 2584.4153 | 3149.0469 | 186.9496 | 244 | 4645.0004 | 5798.8015 | 7566.8122
6239 | 74137.7369 | 1404.3333 | 0 | 74076.7369 | 2362.9945 | 13998.0248 | 1964.998 | 3161.1484 | 157.1959 | 244 | 12054.6398 | 13178.6873 | 14946.698
6240 | 75435.7632 | 1600.949 | 0 | 75374.7632 | 1540.3505 | 5532.2114 | 2533.7853 | 3281.4385 | 97.1201 | 244 | 3802.5216 | 4866.4932 | 6634.5039
6241 | 75436.412 | 1254.0312 | 0 | 75375.412 | 2702.1118 | 13314.5465 | 2629.9345 | 3190.4847 | 194.9657 | 54 | 10427.6419 | 11399.4592 | 13167.4699
6242 | 75626.3367 | 1465.6994 | 0 | 75565.3367 | 1844.8102 | 7602.5852 | 2614.2628 | 3208.5356 | 144.6504 | 54 | 5385.4367 | 6306.9387 | 8074.9494
6243 | 76021.6982 | 1161.7819 | 0 | 75960.6982 | 3660.4658 | 6233.1181 | 2566.296 | 3492.4513 | 147.3271 | 434 | 2040.9015 | 3345.0801 | 5113.0908
6244 | 74044.1935 | 1634.6437 | -1634.6437 | 72348.5498 | 3042.964 | 13555.7201 | 2614.4108 | 3187.4659 | 164.0621 | 54 | 13336.283 | 14277.1967 | 16045.2074
6245 | 75272.0997 | 1871.7246 | 0 | 75211.0997 | 2826.229 | 11568.0215 | 2580.4068 | 3273.7948 | 82.7271 | 434 | 8755.0944 | 9994.6731 | 11762.6838
6246 | 74568.8592 | 1063.7077 | 0 | 74507.8592 | 1491.1466 | 6650.9587 | 2162.8202 | 3165.1375 | 174.5397 | 244 | 5350.1105 | 6491.5018 | 8259.5125
6247 | 76982.1096 | 1572.4149 | 0 | 76921.1096 | 1777.1026 | 13131.9517 | 2317.0472 | 3555.0083 | 130.6098 | 190 | 9675.995 | 10719.4564 | 12487.4671
6248 | 77575.0812 | 1182.2045 | 0 | 77514.0812 | 2008.2381 | 5092.4291 | 2095.443 | 3559.1325 | 145.3657 | 434 | 594.8852 | 1897.1025 | 3665.1132
6249 | 76720.3073 | 1292.5179 | -1292.5179 | 75366.7894 | 2428.9753 | 10180.8332 | 1914.415 | 3259.5075 | 111.7636 | 54 | 6929.1909 | 7817.8061 | 9585.8168
6250 | 75110.2372 | 1554.9983 | 0 | 75049.2372 | 2437.7153 | 19763.4844 | 2616.8698 | 3161.1187 | 137.1699 | 190 | 17424.7205 | 18474.742 | 20242.7527
6251 | 76421.021 | 1510.9522 | 0 | 76360.021 | 2342.1827 | 11821.3483 | 2731.9675 | 3361.1568 | 122.5696 | 380 | 8582.469 | 9807.8902 | 11575.9009
6252 | 75966.2377 | 1362.1916 | 0 | 75905.2377 | 1958.5496 | 10212.7724 | 2652.5321 | 3239.6062 | 95.1718 | 434 | 7611.3234 | 8863.3467 | 10631.3574
6253 | 75183.4635 | 2016.1418 | 0 | 75122.4635 | 4257.735 | 25882.1744 | 2525.9839 | 3383.09 | 107.9817 | 244 | 21781.2498 | 22856.083 | 24624.0937
6254 | 75719.9515 | 1341.2117 | 0 | 75658.9515 | 3527.8102 | 12977.8592 | 2637.9484 | 3304.9126 | 109.1633 | 190 | 9104.1584 | 10126.1732 | 11894.1839
6255 | 76003.5931 | 1976.2296 | 0 | 75942.5931 | 2223.2404 | 8788.7682 | 1947.485 | 3215.4339 | 95.097 | 380 | 5156.0537 | 6354.0023 | 8122.013
6256 | 74653.8495 | 1619.0441 | 0 | 74592.8495 | 3752.6049 | 8963.892 | 2657.9529 | 3169.8378 | 83.2389 | 190 | 5816.4283 | 6812.5188 | 8580.5295
6257 | 74884.8295 | 1593.8657 | 0 | 74823.8295 | 3681.1402 | 2793.0152 | 2186.6776 | 3194.1628 | 76.0809 | 380 | -960.9142 | 218.0183 | 1986.029
6258 | 74765.6816 | 1499.4902 | -1499.4902 | 73205.1914 | 3975.1135 | 7901.9598 | 2309.1454 | 3184.7106 | 217.3864 | 54 | 5585.711 | 6579.949 | 8347.9597
6259 | 74393.7951 | 1502.6098 | 0 | 74332.7951 | 4312.697 | 5627.0616 | 2324.7321 | 3142.9681 | 214.1028 | 54 | 1819.4698 | 2810.4242 | 4578.4349
6260 | 75630.7064 | 2190.5296 | -2190.5296 | 73379.1767 | 1639.9959 | 12193.9479 | 1672.5306 | 3199.035 | 66.0784 | 190 | 11416.5408 | 12395.4708 | 14163.4815
6261 | 76276.7931 | 1622.0051 | 0 | 76215.7931 | 2971.998 | 5345.8912 | 2063.7204 | 3479.9709 | 143.1681 | 244 | 1071.9914 | 2182.0111 | 3950.0218
6262 | 75239.5902 | 1468.6377 | -1468.6377 | 73709.9525 | 3943.7489 | 2704.43 | 2210.7287 | 3316.4091 | 174.7917 | 54 | -51.9335 | 899.7098 | 2667.7205
6263 | 77209.202 | 2181.61 | -2181.61 | 74966.592 | 2151.5524 | 7893.8016 | 2809.0575 | 3524.6651 | 150.8391 | 380 | 6479.5798 | 7733.2704 | 9501.2811
6264 | 76184.1056 | 1297.5761 | 0 | 76123.1056 | 4031.3066 | 16083.1853 | 2304.9993 | 3224.1239 | 190.2915 | 434 | 10828.0963 | 12175.2393 | 13943.25
6265 | 76412.4869 | 1833.418 | 0 | 76351.4869 | 2138.0091 | 19023.0148 | 2817.6853 | 3389.3831 | 123.3145 | 190 | 16110.7872 | 17146.9533 | 18914.964
6266 | 75189.9388 | 1507.356 | 0 | 75128.9388 | 3660.0818 | 10197.5083 | 2258.822 | 3335.4115 | 45.9582 | 434 | 6372.9213 | 7575.731 | 9343.7417
6267 | 75274.2623 | 1178.8779 | 0 | 75213.2623 | 4621.8854 | 8886.7818 | 2498.8623 | 3194.5694 | 155.2372 | 190 | 4115.2657 | 5183.3544 | 6951.3651
6268 | 74698.8832 | 1163.6778 | 0 | 74637.8832 | 4404.574 | 16256.0924 | 2541.4642 | 3160.643 | 201.5188 | 380 | 12285.9423 | 13590.3126 | 15358.3233
6269 | 74378.9471 | 2158.6828 | 0 | 74317.9471 | 2440.7145 | 8192.5407 | 1490.7971 | 3143.9542 | 106.915 | 54 | 5438.8305 | 6322.597 | 8090.6077
6270 | 76171.8017 | 1885.0119 | 0 | 76110.8017 | 4565.3783 | 15124.2379 | 2494.9869 | 3326.3955 | 155.5019 | 434 | 9639.6404 | 10951.9938 | 12720.0045
6271 | 76373.6223 | 1905.9026 | 0 | 76312.6223 | 3210.9385 | 7615.822 | 1986.0686 | 3368.1511 | 100.6442 | 380 | 2816.681 | 4020.1767 | 5788.1874
6272 | 77121.9443 | 1026.8597 | 0 | 77060.9443 | 3664.3953 | 12311.7267 | 2743.1254 | 3438.955 | 178.5831 | 434 | 7138.6675 | 8474.1022 | 10242.1129
6273 | 76411.622 | 1267.5799 | 0 | 76350.622 | 3079.8079 | 8355.8805 | 2027.3692 | 3301.444 | 143.6574 | 54 | 3624.4639 | 4544.9728 | 6312.9835
6274 | 75265.6695 | 1507.0129 | 0 | 75204.6695 | 3374.3927 | 9167.7051 | 2566.3561 | 3241.9943 | 109.5554 | 190 | 5767.1933 | 6789.6003 | 8557.611
6275 | 75437.0481 | 1550.4558 | 0 | 75376.0481 | 3724.6251 | 8769.4908 | 2248.297 | 3313.1657 | 171.8964 | 54 | 4600.4802 | 5549.2282 | 7317.2389
6276 | 77250.5501 | 1573.7568 | 0 | 77189.5501 | 3573.0982 | 10188.0124 | 2496.309 | 3442.2148 | 136.6439 | 54 | 4734.0879 | 5647.5834 | 7415.5941
6277 | 73690.6541 | 1673.2764 | 0 | 73629.6541 | 6217.113 | 13024.539 | 2149.4197 | 3131.055 | 145.1064 | 54 | 7828.4466 | 8750.4046 | 10518.4153
6278 | 75098.5474 | 1672.9372 | 0 | 75037.5474 | 4000.0346 | 11781.3374 | 2493.5366 | 3219.8339 | 102.2441 | 190 | 7827.3259 | 8842.4216 | 10610.4323
6279 | 76611.5517 | 1365.9302 | 0 | 76550.5517 | 4267.4116 | 9724.8159 | 2510.2416 | 3313.6125 | 148.5029 | 380 | 4100.9067 | 5352.2612 | 7120.2719
6280 | 74439.2803 | 1711.5812 | 0 | 74378.2803 | 3646.908 | 4131.2057 | 2549.2018 | 3123.5924 | 51.9214 | 244 | 1149.0115 | 2167.7845 | 3935.7952
6281 | 75010.9233 | 2027.9195 | -2027.9195 | 72922.0037 | 2099.3455 | 2169.247 | 2354.1905 | 3164.0982 | 133.4986 | 54 | 2036.3865 | 2946.7366 | 4714.7473
6282 | 75618.7154 | 1910.9121 | -1910.9121 | 73646.8034 | 4046.6867 | 7684.6798 | 2456.1881 | 3361.7932 | 216.9222 | 380 | 5179.3711 | 6499.1449 | 8267.1556
6283 | 77071.3741 | 1436.8029 | 0 | 77010.3741 | 1539.3268 | 6706.7394 | 1994.4304 | 3376.6152 | 72.1721 | 190 | 2898.2842 | 3883.3079 | 5651.3186
6284 | 75846.7631 | 1914.3865 | 0 | 75785.7631 | 1765.3023 | 4602.9435 | 2162.1298 | 3222.0896 | 126.2323 | 190 | 1806.2974 | 2845.3813 | 4613.392
6285 | 76698.849 | 1313.8039 | -1313.8039 | 75324.045 | 1272.0605 | 2600.618 | 1738.0096 | 3454.7804 | 139.5626 | 380 | 567.5024 | 1809.9166 | 3577.9273
6286 | 75751.4494 | 2074.7464 | -2074.7464 | 73615.7031 | 2255.3876 | 7468.2063 | 2411.2519 | 3344.9114 | 84.9016 | 244 | 6723.4789 | 7775.2321 | 9543.2428
6287 | 74972.1343 | 1763.3117 | 0 | 74911.1343 | 4814.5781 | 9805.9273 | 2715.2272 | 3248.3615 | 215.0801 | 434 | 5414.0036 | 6785.9353 | 8553.946
6288 | 75485.4638 | 1499.7019 | 0 | 75424.4638 | 1433.8356 | 5154.4536 | 2453.8703 | 3230.716 | 127.6735 | 380 | 3350.9406 | 4581.4656 | 6349.4763
6289 | 75554.5923 | 1608.2813 | 0 | 75493.5923 | 2014.2953 | 11458.7065 | 2519.3835 | 3224.5622 | 117.751 | 380 | 9064.9647 | 10285.5672 | 12053.5779
6290 | 76742.2713 | 2048.4202 | 0 | 76681.2713 | 2690.4349 | 6163.9754 | 2135.8889 | 3346.2454 | 72.6837 | 244 | 1644.6036 | 2684.1389 | 4452.1496
6291 | 76306.7449 | 2037.3001 | -2037.3001 | 74208.4448 | 2675.8514 | 5942.0025 | 2486.4563 | 3213.8105 | 137.4533 | 54 | 4128.1731 | 5042.478 | 6810.4887
6292 | 75469.8486 | 1847.8271 | 0 | 75408.8486 | 2239.4553 | 4638.5905 | 2401.7376 | 3350.6108 | 106.237 | 54 | 2112.835 | 2995.9236 | 4763.9343
6293 | 75406.8366 | 1853.1928 | -1853.1928 | 73492.6438 | 3589.172 | 7092.9273 | 2272.5846 | 3260.8236 | 123.279 | 244 | 4914.7198 | 6004.8503 | 7772.861
6294 | 75915.5836 | 1584.9053 | 0 | 75854.5836 | 4538.2025 | 5455.1154 | 2205.5438 | 3200.9404 | 180.9676 | 190 | -160.9865 | 932.8326 | 2700.8433
6295 | 76112.5782 | 1068.1907 | -1068.1907 | 74983.3876 | 4499.4116 | 15951.1916 | 2427.6078 | 3303.6751 | 68.5468 | 434 | 11569.8754 | 12795.2737 | 14563.2844
6296 | 76810.2398 | 1838.9344 | 0 | 76749.2398 | 2572.6722 | 5777.9143 | 2301.5731 | 3443.9107 | 71.7293 | 244 | 1571.6861 | 2610.267 | 4378.2777
6297 | 76277.4795 | 1858.8306 | -1858.8306 | 74357.6489 | 3678.0783 | 2879.1645 | 2531.3256 | 3341.3088 | 192.3552 | 244 | 86.2717 | 1245.4785 | 3013.4892
6298 | 76857.9223 | 2090.4196 | -2090.4196 | 74706.5027 | 3369.4675 | 16490.7353 | 2311.8569 | 3525.1137 | 169.2205 | 434 | 13621.9356 | 14948.0077 | 16716.0184
6299 | 75552.4056 | 1411.6949 | 0 | 75491.4056 | 1974.1233 | 8739.9208 | 2637.7848 | 3224.0758 | 143.6691 | 190 | 6506.4524 | 7562.9731 | 9330.9838
6300 | 77187.4424 | 1891.3099 | 0 | 77126.4424 | 2138.2924 | 1891.113 | 2599.0351 | 3331.9099 | 145.5036 | 380 | -2072.4768 | -824.1216 | 943.8891
6301 | 76350.6951 | 2477.0709 | -2477.0709 | 73812.6242 | 3512.694 | 8696.6168 | 2368.5437 | 3301.9899 | 95.7744 | 190 | 6412.0323 | 7420.6583 | 9188.669
6302 | 74546.6398 | 1519.3133 | 0 | 74485.6398 | 2266.3631 | 11012.7918 | 2058.3991 | 3175.4422 | 134.0511 | 54 | 8864.8302 | 9775.7328 | 11543.7435
6303 | 74594.3231 | 1896.3974 | 0 | 74533.3231 | 2109.8614 | 1283.577 | 2755.0236 | 3144.3142 | 144.8403 | 380 | -90.0698 | 1157.6221 | 2925.6328
6304 | 74653.5841 | 1745.3101 | -1745.3101 | 72847.274 | 2695.8909 | 14086.1352 | 1437.7353 | 3134.7523 | 161.3949 | 190 | 12485.6579 | 13559.9043 | 15327.915
6305 | 75922.5018 | 1580.4038 | 0 | 75861.5018 | 2179.7633 | 18106.8192 | 2474.9194 | 3243.9744 | 240.2541 | 380 | 15154.6477 | 16497.7534 | 18265.7641
6306 | 76052.2822 | 1670.3402 | 0 | 75991.2822 | 1810.1881 | 13312.443 | 2288.8883 | 3361.4402 | 148.094 | 244 | 10531.5012 | 11646.4468 | 13414.4575
6307 | 75477.6053 | 2042.6168 | 0 | 75416.6053 | 1843.0595 | 10497.9462 | 2296.0726 | 3272.9614 | 175.4887 | 54 | 8177.5154 | 9129.8556 | 10897.8663
6308 | 74140.0834 | 1998.4256 | 0 | 74079.0834 | 4439.1077 | 15836.8551 | 2377.1923 | 3124.2646 | 80.8582 | 190 | 12190.3208 | 13184.0306 | 14952.0413
6309 | 76499.5426 | 2125.9244 | 0 | 76438.5426 | 2831.7082 | 8772.3474 | 2312.9418 | 3348.0948 | 94.7508 | 244 | 4533.3332 | 5594.9355 | 7362.9462
6310 | 76413.2162 | 2239.2503 | 0 | 76352.2162 | 1876.8614 | 16090.0008 | 2380.0222 | 3465.26 | 191.8729 | 244 | 13076.4054 | 14235.1299 | 16003.1406
6311 | 77017.8265 | 1607.4186 | 0 | 76956.8265 | 3859.3966 | 6227.8414 | 2360.6587 | 3369.317 | 114.083 | 244 | 511.794 | 1592.7286 | 3360.7393
6312 | 76439.828 | 1753.7896 | -1753.7896 | 74625.0383 | 4253.9593 | 9371.6125 | 2187.288 | 3411.7811 | 161.109 | 54 | 5461.884 | 6399.8446 | 8167.8553
6313 | 75827.868 | 1988.8675 | 0 | 75766.868 | 2386.124 | 6488.9936 | 2433.5323 | 3166.0119 | 129.2035 | 380 | 3305.7459 | 4537.801 | 6305.8117
6314 | 77863.07 | 2210.9722 | 0 | 77802.07 | 2241.1861 | 7505.8146 | 1098.1111 | 3536.9513 | 116.9074 | 244 | 1467.8209 | 2551.5799 | 4319.5906
6315 | 75974.8752 | 1468.5123 | -1468.5123 | 74445.3628 | 2988.642 | 9750.81 | 2511.953 | 3218.0333 | 145.5102 | 380 | 7416.9914 | 8665.3532 | 10433.3639
6316 | 74746.4665 | 1793.8729 | 0 | 74685.4665 | 2875.3377 | 3572.6531 | 2355.4294 | 3190.9158 | 127.4377 | 244 | 928.3941 | 2022.6834 | 3790.6941
6317 | 75677.874 | 1551.7321 | -1551.7321 | 74065.1419 | 3289.7306 | 8476.3006 | 2540.446 | 3162.9538 | 158.5541 | 434 | 6195.0279 | 7510.4336 | 9278.4443
6318 | 74266.9726 | 1768.5302 | 0 | 74205.9726 | 2091.0975 | 9596.5851 | 2526.7905 | 3139.6387 | 175.6353 | 190 | 8336.1443 | 9424.6311 | 11192.6418
6319 | 74898.3639 | 1649.4626 | 0 | 74837.3639 | 1232.5125 | 6805.5811 | 1449.3035 | 3151.0163 | 141.1018 | 190 | 4706.2247 | 5760.178 | 7528.1887
6320 | 75889.1692 | 1760.6742 | 0 | 75828.1692 | 3371.9909 | 20758.3264 | 2483.0041 | 3257.6288 | 120.3474 | 190 | 16668.9992 | 17702.1982 | 19470.2089
6321 | 75887.2222 | 2063.8064 | 0 | 75826.2222 | 2396.7724 | 2693.8895 | 2065.3311 | 3367.2903 | 140.5365 | 380 | -726.2837 | 517.1044 | 2285.1151
6322 | 75511.4431 | 1907.5487 | -1907.5487 | 73542.8945 | 3048.4909 | 3822.143 | 2305.8634 | 3215.6997 | 88.576 | 190 | 2122.5207 | 3123.9482 | 4891.9589
6323 | 75429.1481 | 1462.1503 | -1462.1503 | 73905.9978 | 2530.0849 | 10841.6544 | 2543.4828 | 3241.5784 | 49.1294 | 190 | 9560.8329 | 10522.8138 | 12290.8245
6324 | 76003.1263 | 1611.9188 | 0 | 75942.1263 | 1931.9801 | 10045.8033 | 1178.7421 | 3393.2733 | 133.5758 | 380 | 6113.9124 | 7350.3397 | 9118.3504
6325 | 75068.8873 | 1801.8341 | 0 | 75007.8873 | 3801.7331 | 8247.4549 | 1453.3076 | 3342.1872 | 256.7107 | 54 | 3603.5292 | 4637.0915 | 6405.1022
6326 | 76889.7053 | 1594.2432 | 0 | 76828.7053 | 3416.135 | 3606.2203 | 1913.3686 | 3527.1379 | 166.618 | 190 | -1827.9135 | -748.4439 | 1019.5668
6327 | 76248.7142 | 1774.9143 | -1774.9143 | 74412.8 | 3961.8288 | 19156.7476 | 2595.1541 | 3346.7354 | 216.0102 | 190 | 16094.2084 | 17223.0701 | 18991.0808
6328 | 77362.7029 | 1407.5788 | 0 | 77301.7029 | 3495.2027 | 8777.3935 | 2408.2665 | 3567.9574 | 140.3529 | 190 | 3326.9117 | 4380.1162 | 6148.1269
6329 | 76341.7269 | 1996.9609 | 0 | 76280.7269 | 3368.1506 | 9838.039 | 2029.2208 | 3282.3795 | 117.0506 | 244 | 4870.9619 | 5954.864 | 7722.8747
6330 | 76718.9958 | 1509.0158 | 0 | 76657.9958 | 2963.7914 | 9644.7762 | 2571.4457 | 3329.2838 | 121.2154 | 380 | 5293.9186 | 6517.9855 | 8285.9962
6331 | 74172.6648 | 1585.2711 | 0 | 74111.6648 | 3040.3871 | 7597.6206 | 2549.4029 | 3147.3669 | 122.1213 | 54 | 5512.5384 | 6411.5113 | 8179.522
6332 | 74935.927 | 2219.5768 | 0 | 74874.927 | 2993.841 | 10687.5034 | 2594.2411 | 3208.8268 | 82.2752 | 380 | 7992.0032 | 9177.13 | 10945.1407
6333 | 75334.5684 | 1342.8068 | 0 | 75273.5684 | 2521.1294 | 10948.2011 | 2269.7799 | 3276.8807 | 170.2425 | 54 | 8070.3638 | 9017.4579 | 10785.4686
6334 | 75698.9555 | 1827.4938 | 0 | 75637.9555 | 2080.9971 | 4731.3907 | 2384.0902 | 3318.857 | 125.532 | 190 | 2085.5853 | 3123.9689 | 4891.9796
6335 | 76311.2506 | 1794.1843 | -1794.1843 | 74456.0663 | 5321.7691 | 11489.7984 | 2104.3508 | 3444.1675 | 146.6314 | 54 | 6630.6812 | 7554.1642 | 9322.1749
6336 | 74717.4421 | 1196.6774 | 0 | 74656.4421 | 4258.2104 | 17173.825 | 2249.3133 | 3147.817 | 182.0254 | 380 | 13026.503 | 14311.38 | 16079.3907
6337 | 75404.2955 | 1556.687 | 0 | 75343.2955 | 3258.6783 | 16779.5969 | 2253.8024 | 3318.91 | 235.2756 | 244 | 13120.5355 | 14322.6627 | 16090.6734
6338 | 76125.9865 | 1907.3503 | 0 | 76064.9865 | 3794.2342 | 13019.2991 | 2488.382 | 3511.4806 | 205.9728 | 244 | 8530.141 | 9702.9653 | 11470.976
6339 | 76259.1004 | 2046.8309 | 0 | 76198.1004 | 3460.4914 | 6719.8792 | 2516.7984 | 3274.2753 | 143.6548 | 190 | 2222.5611 | 3279.0674 | 5047.0781
6340 | 75619.9396 | 1500.1304 | -1500.1304 | 74058.8093 | 4414.3259 | 7065.6955 | 2627.6413 | 3188.9305 | 94.7545 | 54 | 3779.3321 | 4650.9382 | 6418.9489
6341 | 75420.7611 | 1542.9671 | 0 | 75359.7611 | 4147.3752 | 3971.6238 | 2664.7544 | 3182.178 | 168.4214 | 434 | -318.3802 | 1006.8927 | 2774.9034
6342 | 75625.5345 | 1380.1079 | -1380.1079 | 74184.4266 | 5357.993 | 9738.3065 | 2201.8556 | 3180.7816 | 219.182 | 54 | 4948.724 | 5944.7576 | 7712.7683
6343 | 75642.1785 | 1704.7356 | 0 | 75581.1785 | 3186.6979 | 3365.0646 | 2372.5133 | 3314.5946 | 119.9621 | 54 | -345.5038 | 551.3098 | 2319.3205
6344 | 76990.7553 | 1528.2874 | -1528.2874 | 75401.4679 | 2836.9843 | 11623.6786 | 2634.5206 | 3474.6809 | 198.2836 | 434 | 8864.6279 | 10219.7631 | 11987.7738
6345 | 75860.3902 | 2349.9383 | 0 | 75799.3902 | 3354.6558 | 13103.6352 | 2389.7912 | 3326.6299 | 114.1599 | 190 | 9036.2103 | 10063.2218 | 11831.2325
6346 | 75675.6745 | 1441.2307 | 0 | 75614.6745 | 2848.4506 | 5911.5992 | 2335.7677 | 3342.6306 | 132.8443 | 190 | 2497.0724 | 3542.7683 | 5310.779
6347 | 75394.6439 | 1663.1824 | -1663.1824 | 73670.4614 | 2150.1137 | 20382.5758 | 2418.0708 | 3163.2191 | 145.7011 | 54 | 19513.4905 | 20436.0432 | 22204.0539
6348 | 76340.2206 | 2084.4238 | 0 | 76279.2206 | 2677.4717 | 8476.2939 | 2518.6565 | 3393.9291 | 149.218 | 190 | 4802.3874 | 5864.4569 | 7632.4676
6349 | 76508.3363 | 1241.9196 | 0 | 76447.3363 | 3237.0187 | 2725.2775 | 2423.4435 | 3397.7101 | 91.3092 | 244 | -1767.7239 | -709.5632 | 1058.4475
6350 | 73565.1659 | 1828.1825 | -1828.1825 | 71675.9834 | 2791.0023 | 16056.9971 | 1977.4694 | 3125.6621 | 184.6449 | 54 | 16063.3429 | 17024.8394 | 18792.8501
6351 | 76215.5938 | 1933.2615 | 0 | 76154.5938 | 4379.3171 | 9069.7629 | 2302.0179 | 3316.1055 | 126.9332 | 54 | 3524.1754 | 4427.9602 | 6195.9709
6352 | 76908.5476 | 2075.6125 | 0 | 76847.5476 | 4205.1374 | 10237.9468 | 2688.45 | 3413.1909 | 98.3775 | 244 | 4657.1027 | 5722.3317 | 7490.3424
6353 | 76999.9493 | 1246.1105 | 0 | 76938.9493 | 2489.3948 | 10820.1676 | 2596.7503 | 3340.7789 | 144.2762 | 380 | 6699.5527 | 7946.6804 | 9714.6911
6354 | 74993.6217 | 1886.7131 | 0 | 74932.6217 | 2459.2716 | 11166.7522 | 2015.8831 | 3136.1212 | 95.6648 | 54 | 8297.0632 | 9169.5796 | 10937.5903
6355 | 76416.3571 | 1528.4989 | 0 | 76355.3571 | 4306.1936 | 11224.711 | 2626.3641 | 3321.366 | 137.6133 | 380 | 5881.0903 | 7121.5552 | 8889.5659
6356 | 76444.3721 | 1783.195 | 0 | 76383.3721 | 3233.4073 | 12449.9469 | 2605.6281 | 3434.7202 | 126.7688 | 190 | 8243.7159 | 9283.3362 | 11051.3469
6357 | 74752.1013 | 1913.3426 | 0 | 74691.1013 | 2775.1181 | 10729.7667 | 1318.182 | 3256.1171 | 47.7062 | 54 | 7208.0464 | 8032.6042 | 9800.6149
6358 | 74903.3797 | 2088.5246 | 0 | 74842.3797 | 2437.5616 | 8807.7075 | 2301.4758 | 3184.5161 | 201.3238 | 380 | 6383.9581 | 7688.1334 | 9456.1441
6359 | 74370.876 | 1310.2331 | 0 | 74309.876 | 2667.0241 | 9458.3791 | 1919.4343 | 3170.5949 | 169.4303 | 380 | 6941.7082 | 8213.9901 | 9982.0008
6360 | 76301.8915 | 1730.9231 | 0 | 76240.8915 | 3024.6953 | 9676.2133 | 2360.7797 | 3428.957 | 181.6898 | 54 | 5570.5633 | 6529.1047 | 8297.1154
6361 | 75397.4205 | 1473.8906 | 0 | 75336.4205 | 2465.6796 | 6649.4003 | 2309.0445 | 3206.6758 | 174.4975 | 190 | 3733.2205 | 4820.5695 | 6588.5802
6362 | 74930.3996 | 2271.026 | 0 | 74869.3996 | 3881.8675 | 8463.8237 | 2191.4247 | 3149.7251 | 105.667 | 54 | 4423.9064 | 5306.4249 | 7074.4356
6363 | 76513.7401 | 1413.5551 | 0 | 76452.7401 | 3205.3763 | 16977.2843 | 2569.8999 | 3370.6894 | 121.7163 | 54 | 12629.9572 | 13528.5251 | 15296.5358
6364 | 75124.3748 | 2098.9752 | 0 | 75063.3748 | 2283.6487 | 3780.5555 | 2500.3648 | 3146.7514 | 159.7003 | 54 | 1450.8482 | 2387.4001 | 4155.4108
6365 | 76081.9199 | 1779.387 | -1779.387 | 74241.5329 | 2962.6992 | 12637.9506 | 2459.9528 | 3281.8464 | 127.8174 | 244 | 10545.7176 | 11640.3866 | 13408.3973
6366 | 75635.2223 | 1709.4726 | 0 | 75574.2223 | 3196.8351 | 15987.9787 | 2487.0213 | 3356.2826 | 185.4757 | 54 | 12430.4251 | 13392.7524 | 15160.7631
6367 | 76788.9209 | 1031.9134 | 0 | 76727.9209 | 2014.0943 | 14059.1491 | 1798.8624 | 3462.8029 | 79.6421 | 244 | 9948.9992 | 10995.4929 | 12763.5036
6368 | 75230.4014 | 2147.3051 | 0 | 75169.4014 | 1776.9791 | 8161.0725 | 2152.4356 | 3184.1226 | 75.2162 | 190 | 5921.4503 | 6909.518 | 8677.5287
6369 | 76329.0972 | 1186.4729 | 0 | 76268.0972 | 2100.3375 | 6494.0409 | 2582.835 | 3355.16 | 191.6333 | 54 | 3433.8011 | 4402.2859 | 6170.2966
6370 | 74279.5818 | 2126.5655 | 0 | 74218.5818 | 2826.6667 | 6321.1111 | 2339.8176 | 3138.5279 | 128.3953 | 190 | 4124.4081 | 5165.655 | 6933.6657
6371 | 75804.0346 | 1669.0137 | 0 | 75743.0346 | 4267.5059 | 11749.3574 | 2470.8084 | 3309.2441 | 179.1593 | 380 | 6889.0694 | 8171.0803 | 9939.091
6372 | 77447.234 | 1588.9574 | 0 | 77386.234 | 3246.4234 | 3506.0421 | 2500.9641 | 3530.4807 | 142.491 | 54 | -1724.9705 | -805.6279 | 962.3828
6373 | 76769.2237 | 1081.0736 | -1081.0736 | 75627.1501 | 3342.028 | 9251.3846 | 2299.3934 | 3465.3016 | 123.4707 | 54 | 5417.1016 | 6317.4238 | 8085.4345
6374 | 76697.4483 | 2139.7745 | 0 | 76636.4483 | 2603.461 | 2861.5115 | 2591.2365 | 3518.9838 | 92.0655 | 190 | -897.9775 | 106.9396 | 1874.9503
6375 | 74332.4363 | 2025.7336 | -2025.7336 | 72245.7028 | 2871.8784 | 13557.7123 | 2431.7616 | 3153.5527 | 103.0504 | 434 | 13395.6454 | 14655.5473 | 16423.558
6376 | 77197.084 | 1108.2193 | 0 | 77136.084 | 3088.3023 | 9366.0205 | 2512.3775 | 3426.5913 | 134.4952 | 54 | 4450.803 | 5362.1498 | 7130.1605
6377 | 75169.5277 | 1701.7093 | 0 | 75108.5277 | 2793.4333 | 9332.5416 | 2210.8268 | 3189.3668 | 167.7684 | 244 | 6200.9742 | 7335.5941 | 9103.6048
6378 | 74278.0016 | 2187.216 | 0 | 74217.0016 | 2712.4562 | 3827.799 | 2889.5746 | 3142.5716 | 197.4408 | 244 | 2300.6874 | 3464.9797 | 5232.9904
6379 | 76190.5065 | 1526.0587 | -1526.0587 | 74603.4478 | 4451.5068 | 16323.5164 | 2276.5369 | 3250.7322 | 148.8663 | 244 | 12166.0309 | 13281.7488 | 15049.7595
6380 | 74762.5971 | 1792.0388 | 0 | 74701.5971 | 2371.5828 | 8635.6034 | 2654.0859 | 3194.9707 | 87.8965 | 54 | 6781.68 | 7646.4281 | 9414.4388
6381 | 74267.3527 | 1456.0276 | 0 | 74206.3527 | 2358.7791 | 5618.2951 | 2357.8654 | 3258.4889 | 112.8047 | 54 | 4039.7175 | 4929.3738 | 6697.3845
6382 | 76811.2771 | 1912.4702 | 0 | 76750.2771 | 1866.0397 | 15969.7521 | 2082.9848 | 3358.5358 | 143.1388 | 190 | 12165.1559 | 13221.1462 | 14989.1569
6383 | 77067.8051 | 1677.3115 | 0 | 77006.8051 | 2013.5243 | 2517.5362 | 2297.2727 | 3406.5869 | 199.8225 | 380 | -1428.7336 | -126.0596 | 1641.9511
6384 | 75409.5983 | 1859.3905 | -1859.3905 | 73489.2078 | 3145.1309 | 14870.2239 | 2651.6636 | 3383.6259 | 126.7851 | 54 | 13641.3748 | 14545.0114 | 16313.0221
6385 | 76202.8836 | 1468.0518 | 0 | 76141.8836 | 2799.1489 | 5008.1471 | 2263.3158 | 3236.2782 | 124.2667 | 190 | 936.9087 | 1974.0269 | 3742.0376
6386 | 76901.8786 | 1700.5793 | -1700.5793 | 75140.2992 | 1588.4037 | 8220.8588 | 2697.8096 | 3510.2725 | 163.8384 | 54 | 7070.438 | 8011.1279 | 9779.1386
6387 | 74838.9693 | 1368.7393 | 0 | 74777.9693 | 2539.2093 | 3479.6367 | 2016.7803 | 3214.1515 | 114.4299 | 190 | 763.5899 | 1790.8714 | 3558.8821
6388 | 76204.0453 | 1531.8723 | -1531.8723 | 74611.1731 | 1409.4363 | 10634.406 | 2386.7688 | 3380.95 | 178.0374 | 244 | 9751.7153 | 10896.6043 | 12664.615
6389 | 76365.8722 | 1456.8064 | 0 | 76304.8722 | 2281.9182 | 6249.0423 | 2658.5726 | 3358.5943 | 68.8328 | 54 | 3049.6188 | 3895.3031 | 5663.3138
6390 | 77602.8757 | 2026.1488 | 0 | 77541.8757 | 5256.7356 | 6618.0948 | 2047.2176 | 3571.4441 | 92.0854 | 54 | -1191.6548 | -322.7179 | 1445.2928
6391 | 76230.1895 | 1448.6167 | -1448.6167 | 74720.5728 | 3764.9342 | 6041.346 | 2255.0819 | 3350.638 | 164.5301 | 244 | 2531.7589 | 3663.1406 | 5431.1513
6392 | 74555.0371 | 1975.9013 | 0 | 74494.0371 | 1668.5282 | 4393.2077 | 2708.7529 | 3168.4843 | 101.7562 | 244 | 3478.0796 | 4546.6873 | 6314.698
6393 | 74978.7324 | 1935.1184 | 0 | 74917.7324 | 5637.0647 | 16340.2453 | 2587.6929 | 3288.743 | 142.5887 | 54 | 11032.0841 | 11951.5244 | 13719.5351
6394 | 76076.6043 | 1953.4626 | 0 | 76015.6043 | 3171.0828 | 15896.3713 | 1515.3012 | 3271.0888 | 60.2738 | 380 | 10866.2742 | 12029.3995 | 13797.4102
6395 | 75774.7577 | 1624.9151 | 0 | 75713.7577 | 2814.7743 | 5141.3543 | 2415.2652 | 3290.7963 | 94.6253 | 434 | 1689.0838 | 2940.5606 | 4708.5713
6396 | 76524.7844 | 1261.7686 | -1261.7686 | 75202.0158 | 5133.6403 | 5194.4502 | 1881.8629 | 3352.7057 | 124.0672 | 54 | -536.4373 | 364.4815 | 2132.4922
6397 | 74812.6372 | 2049.7146 | -2049.7146 | 72701.9226 | 1527.1506 | 15404.7382 | 2307.4331 | 3124.9726 | 87.3449 | 380 | 15978.2708 | 17168.4673 | 18936.478
6398 | 74856.043 | 1225.8768 | 0 | 74795.043 | 2148.4354 | 12910.6128 | 2631.5646 | 3165.1914 | 178.1238 | 190 | 11134.0904 | 12225.0658 | 13993.0765
6399 | 75650.5463 | 1510.9335 | 0 | 75589.5463 | 4478.9416 | 10184.7145 | 2220.369 | 3280.0071 | 148.461 | 190 | 4986.8027 | 6048.1152 | 7816.1259
6400 | 75114.8585 | 1471.1741 | 0 | 75053.8585 | 3363.304 | 23910.0217 | 2436.2082 | 3306.9418 | 187.6295 | 54 | 20606.2093 | 21570.6904 | 23338.7011
6401 | 74722.3005 | 2335.1703 | 0 | 74661.3005 | 2671.2497 | 4653.7518 | 2244.2996 | 3206.2506 | 145.5269 | 244 | 2141.9517 | 3254.3302 | 5022.3409
6402 | 74701.6531 | 1445.3617 | -1445.3617 | 73195.2915 | 2762.6584 | 16028.4146 | 2300.6312 | 3159.3331 | 106.4774 | 380 | 14900.629 | 16109.9579 | 17877.9686
6403 | 75794.6816 | 1741.9224 | 0 | 75733.6816 | 3471.8945 | 2675.5833 | 2505.2041 | 3276.5978 | 219.9139 | 190 | -1377.9909 | -245.2255 | 1522.7852
6404 | 74547.0514 | 1615.8561 | -1615.8561 | 72870.1953 | 2211.8127 | 9587.0255 | 2361.0465 | 3142.8966 | 125.5279 | 244 | 9379.1607 | 10471.5402 | 12239.5509
6405 | 76114.8008 | 2298.0272 | 0 | 76053.8008 | 2568.5282 | 9546.6983 | 2518.6871 | 3187.7606 | 133.2159 | 380 | 6001.017 | 7237.0845 | 9005.0952
6406 | 76018.8792 | 2110.042 | 0 | 75957.8792 | 2500.0805 | 4589.3836 | 2221.8893 | 3387.5639 | 145.211 | 54 | 1111.077 | 2033.1395 | 3801.1502
6407 | 76188.4418 | 1328.4605 | -1328.4605 | 74798.9813 | 3991.1598 | 12250.3327 | 2581.5873 | 3401.1252 | 178.2017 | 54 | 8813.1042 | 9768.1574 | 11536.1681
6408 | 74228.2447 | 1803.5045 | 0 | 74167.2447 | 2667.7307 | 17234.4179 | 1875.7873 | 3128.6416 | 151.8533 | 190 | 14774.0714 | 15838.7762 | 17606.7869
6409 | 75939.978 | 1245.2651 | 0 | 75878.978 | 2570.0167 | 8737.8581 | 2594.5249 | 3265.6045 | 142.3931 | 244 | 5519.1927 | 6628.4374 | 8396.4481
6410 | 74886.6707 | 1406.8789 | 0 | 74825.6707 | 3561.6434 | 2690.6476 | 2243.3844 | 3246.0908 | 121.703 | 54 | -836.9913 | 61.5633 | 1829.574
6411 | 74975.3056 | 1731.5964 | -1731.5964 | 73182.7091 | 3854.5651 | 4785.7802 | 2091.4325 | 3146.3342 | 132.7273 | 244 | 2356.4727 | 3456.0515 | 5224.0622
6412 | 76910.3351 | 1686.007 | -1686.007 | 75163.3281 | 3354.2064 | 10501.5433 | 2536.6989 | 3508.783 | 68.2472 | 190 | 7399.6907 | 8380.7895 | 10148.8002
6413 | 76361.2536 | 1097.7065 | 0 | 76300.2536 | 4147.8815 | 5210.1242 | 2637.4901 | 3458.7167 | 178.1434 | 380 | 228.396 | 1509.391 | 3277.4017
6414 | 76244.6402 | 1220.2471 | -1220.2471 | 74963.3932 | 3058.4476 | 15797.87 | 2261.1433 | 3371.6718 | 177.9913 | 244 | 12779.0443 | 13923.8871 | 15691.8978
6415 | 76137.376 | 1540.5914 | 0 | 76076.376 | 3131.5995 | 8698.7927 | 2435.362 | 3470.9545 | 79.6504 | 244 | 4767.3337 | 5813.8356 | 7581.8463
6416 | 75214.026 | 2129.5086 | 0 | 75153.026 | 2853.3154 | 17471.2366 | 2510.2673 | 3251.9274 | 96.2058 | 54 | 14597.2898 | 15470.3471 | 17238.3578
6417 | 75834.5773 | 1536.3474 | 0 | 75773.5773 | 2121.8556 | 7079.0263 | 2323.3775 | 3264.863 | 150.5317 | 54 | 4142.0339 | 5069.4172 | 6837.4279
6418 | 76016.1895 | 1638.3559 | 0 | 75955.1895 | 2855.3352 | 9478.6952 | 2471.4812 | 3320.3939 | 119.6743 | 244 | 5830.2456 | 6916.7715 | 8684.7822
6419 | 74455.4381 | 1681.3985 | 0 | 74394.4381 | 2375.4231 | 4914.4905 | 2033.4331 | 3127.0624 | 79.9539 | 380 | 2675.3247 | 3858.1302 | 5626.1409
6420 | 75282.1409 | 1216.6907 | 0 | 75221.1409 | 2929.7132 | 7926.0299 | 2429.1032 | 3210.9119 | 105.5097 | 54 | 4785.3909 | 5667.7522 | 7435.7629
6421 | 76995.0462 | 1570.1057 | 0 | 76934.0462 | 3575.3015 | 14298.6544 | 2484.3897 | 3206.6946 | 145.8268 | 434 | 8850.5911 | 10153.2694 | 11921.2801
6422 | 76619.9867 | 1412.6367 | 0 | 76558.9867 | 3173.4875 | 16840.0735 | 2267.3757 | 3336.5015 | 158.5729 | 244 | 12081.6765 | 13207.101 | 14975.1117
6423 | 74030.5486 | 2246.5504 | 0 | 73969.5486 | 3340.1201 | 15486.0204 | 2514.6534 | 3136.2403 | 118.4808 | 190 | 13197.4454 | 14228.7778 | 15996.7885
6424 | 76031.38 | 1353.1874 | 0 | 75970.38 | 3172.4938 | 13420.1285 | 2483.4338 | 3179.2613 | 170.501 | 244 | 9310.1497 | 10447.5022 | 12215.5129
6425 | 75909.3881 | 1497.4859 | 0 | 75848.3881 | 2399.006 | 1871.234 | 2309.0792 | 3324.9612 | 103.0803 | 434 | -1371.9197 | -111.9878 | 1656.0229
6426 | 76641.3958 | 1788.8214 | -1788.8214 | 74791.5744 | 2060.5705 | 5697.2628 | 2484.7654 | 3407.658 | 97.9253 | 244 | 4107.7413 | 5172.5182 | 6940.5289
6427 | 76507.0803 | 1991.9832 | 0 | 76446.0803 | 4634.5794 | 20818.8884 | 2503.6456 | 3492.6197 | 65.6586 | 54 | 15104.694 | 15947.2041 | 17715.2148
6428 | 76170.1936 | 1560.4716 | 0 | 76109.1936 | 2562.6265 | 1527.2701 | 2254.7602 | 3545.9983 | 128.3115 | 190 | -1973.5914 | -932.4284 | 835.5823
6429 | 75945.5705 | 1332.9101 | -1332.9101 | 74551.6604 | 2409.9723 | 7620.8023 | 2750.0746 | 3238.7997 | 119.5945 | 54 | 6018.2439 | 6914.6899 | 8682.7006
6430 | 75649.2437 | 1533.8212 | 0 | 75588.2437 | 3014.9829 | 10937.8771 | 2527.8673 | 3187.8831 | 90.4707 | 380 | 7420.601 | 8613.9233 | 10381.934
6431 | 74083.8515 | 1155.6552 | 0 | 74022.8515 | 3411.1292 | 13091.265 | 1943.6975 | 3184.5378 | 149.8095 | 190 | 10155.7196 | 11218.3806 | 12986.3913
6432 | 75885.5905 | 1667.3056 | 0 | 75824.5905 | 1730 | 23435.73 | 2099.541 | 3349.2819 | 185.0271 | 54 | 20700.1623 | 21662.0409 | 23430.0516
6433 | 77626.0805 | 1335.68 | 0 | 77565.0805 | 7542.8767 | 11480.6717 | 2592.657 | 3516.2728 | 207.9649 | 434 | 1851.8444 | 3216.6609 | 4984.6716
6434 | 75538.0567 | 1705.3568 | -1705.3568 | 73771.7 | 2436.1944 | 9291.3351 | 2658.1026 | 3282.5436 | 51.7143 | 190 | 8394.287 | 9358.8528 | 11126.8635
6435 | 76960.7148 | 1911.0848 | 0 | 76899.7148 | 3125.4903 | 4001.2538 | 2772.2562 | 3452.2177 | 189.7555 | 54 | -429.2774 | 537.3297 | 2305.3404
6436 | 76813.456 | 1486.9298 | -1486.9298 | 75265.5262 | 2365.2594 | 3181.2091 | 2333.4665 | 3358.2738 | 146.1094 | 380 | 612.3637 | 1861.3246 | 3629.3353
6437 | 74924.7836 | 2057.4918 | -2057.4918 | 72806.2918 | 3838.505 | 5045.4814 | 2225.9924 | 3258.1464 | 174.1583 | 380 | 3255.0234 | 4532.0333 | 6300.044
6438 | 73585.9388 | 2192.0055 | 0 | 73524.9388 | 2861.1557 | 2832.082 | 2450.1327 | 3123.9592 | 148.4262 | 434 | 1390.2793 | 2695.557 | 4463.5677
6439 | 76610.4522 | 1153.1106 | -1153.1106 | 75396.3416 | 2360.7957 | 15230.7163 | 2276.5574 | 3312.0994 | 114.6758 | 380 | 12432.4357 | 13649.963 | 15417.9737
6440 | 76286.3931 | 1289.3178 | 0 | 76225.3931 | 3147.5788 | 8378.1724 | 2471.2846 | 3469.0996 | 139.1958 | 54 | 4315.7847 | 5231.832 | 6999.8427
6441 | 75015.5122 | 1480.2229 | 0 | 74954.5122 | 3741.1645 | 15998.1606 | 1973.0885 | 3130.8255 | 102.3773 | 434 | 11776.5979 | 13035.8267 | 14803.8374
6442 | 75214.735 | 1863.374 | 0 | 75153.735 | 3943.6996 | 15021.158 | 1800.4852 | 3305.4604 | 106.3469 | 54 | 10399.869 | 11283.0675 | 13051.0782
6443 | 76109.9065 | 1751.1659 | 0 | 76048.9065 | 3818.91 | 11032.4999 | 2463.1006 | 3212.6339 | 116.5841 | 190 | 6210.6177 | 7240.0534 | 9008.0641
6444 | 75300.0063 | 1577.5643 | 0 | 75239.0063 | 3532.857 | 17081.8823 | 2127.8269 | 3226.828 | 197.524 | 380 | 13034.8738 | 14335.2494 | 16103.2601
6445 | 73205.4548 | 1311.7716 | 0 | 73144.4548 | 2387.9339 | 6039.3328 | 2445.284 | 3123.6097 | 112.5476 | 190 | 5446.0378 | 6471.437 | 8239.4477
6446 | 76866.3951 | 1389.553 | 0 | 76805.3951 | 2279.8039 | 5491.6623 | 1980.9173 | 3381.3208 | 132.0531 | 54 | 1138.9013 | 2047.806 | 3815.8167
6447 | 74078.1963 | 2002.9326 | -2002.9326 | 72014.2637 | 2562.2022 | 11754.4202 | 2284.1665 | 3133.9567 | 59.445 | 244 | 11966.2774 | 12992.574 | 14760.5847
6448 | 77383.6102 | 1426.1524 | 0 | 77322.6102 | 1537.7875 | 7622.9813 | 1940.0958 | 3470.317 | 147.2391 | 54 | 3543.1965 | 4467.2872 | 6235.2979
6449 | 75885.1614 | 1819.1867 | 0 | 75824.1614 | 2337.2928 | 11324.2923 | 2700.1975 | 3385.5606 | 100.047 | 54 | 8618.7961 | 9495.6947 | 11263.7054
6450 | 75080.5799 | 1533.9647 | 0 | 75019.5799 | 3006.9473 | 7708.9362 | 2570.5226 | 3230.7437 | 142.8477 | 54 | 4853.8752 | 5773.5745 | 7541.5852
6451 | 75046.8178 | 1463.0221 | 0 | 74985.8178 | 3269.5157 | 13811.1594 | 2137.595 | 3401.221 | 205.0352 | 244 | 10464.842 | 11636.7287 | 13404.7394
6452 | 75946.6612 | 2184.6568 | 0 | 75885.6612 | 4414.8485 | 19859.4041 | 2335.2456 | 3257.2558 | 188.3848 | 54 | 14521.5957 | 15486.8321 | 17254.8428
6453 | 75106.2498 | 1598.9601 | 0 | 75045.2498 | 3898.8499 | 6617.0469 | 2588.6848 | 3188.624 | 177.1582 | 434 | 2820.456 | 4154.4657 | 5922.4764
6454 | 75473.9448 | 1438.3946 | 0 | 75412.9448 | 1884.0488 | 16879.6005 | 2061.1949 | 3313.1846 | 81.8713 | 190 | 14327.1864 | 15321.9093 | 17089.92
6455 | 75498.9941 | 1856.698 | 0 | 75437.9941 | 3293.3213 | 3454.442 | 2026.6008 | 3316.896 | 140.5149 | 244 | -563.1766 | 544.1899 | 2312.2006
6456 | 76393.327 | 1702.9639 | -1702.9639 | 74629.3631 | 4307.045 | 3565.102 | 2282.0237 | 3389.7616 | 95.5547 | 190 | -329.3208 | 679.0854 | 2447.0961
6457 | 75708.352 | 1922.3128 | -1922.3128 | 73725.0392 | 2991.9143 | 28334.7598 | 2159.7853 | 3350.7244 | 90.3538 | 380 | 26498.5161 | 27691.7214 | 29459.7321
6458 | 76226.9741 | 1504.709 | 0 | 76165.9741 | 2128.3673 | 5467.8613 | 2511.7853 | 3330.9097 | 83.7861 | 54 | 2386.4149 | 3247.0526 | 5015.0633
6459 | 75615.7024 | 1370.5073 | -1370.5073 | 74184.195 | 2179.5458 | 8351.0905 | 2635.5684 | 3202.2606 | 169.2488 | 54 | 7195.3787 | 8141.479 | 9909.4897
6460 | 75962.8924 | 2208.4278 | 0 | 75901.8924 | 1590.478 | 7135.1101 | 2641.0679 | 3519.8297 | 95.0943 | 190 | 5173.8373 | 6181.7831 | 7949.7938
6461 | 75004.5851 | 2148.9176 | 0 | 74943.5851 | 1810.0329 | 11554.2289 | 2529.9422 | 3205.1862 | 175.18 | 380 | 9905.9393 | 11183.9709 | 12951.9816
6462 | 75293.6917 | 1481.0647 | 0 | 75232.6917 | 2584.9603 | 10754.0067 | 2336.428 | 3247.3604 | 146.8667 | 380 | 7890.3432 | 9140.0614 | 10908.0721
6463 | 74668.4383 | 1548.6292 | 0 | 74607.4383 | 3312.8951 | 3986.8233 | 2903.1656 | 3177.7987 | 98.4157 | 380 | 1517.6541 | 2718.9214 | 4486.9321
6464 | 76985.4663 | 2212.9246 | -2212.9246 | 74711.5417 | 3182.4225 | 7547.1812 | 1747.7961 | 3410.6858 | 184.5395 | 54 | 4181.8989 | 5143.2899 | 6911.3006
6465 | 76011.9821 | 1507.8976 | 0 | 75950.9821 | 1891.5397 | 16282.5345 | 2575.3685 | 3216.3729 | 140.3243 | 380 | 13601.9541 | 14845.13 | 16613.1407
6466 | 77326.4715 | 1555.6885 | 0 | 77265.4715 | 3871.7363 | 22100.6941 | 2135.8682 | 3445.7284 | 58.2048 | 244 | 15915.2828 | 16940.3391 | 18708.3498
6467 | 75754.7382 | 1513.9702 | 0 | 75693.7382 | 3100.4925 | 8782.9627 | 2018.4747 | 3238.0465 | 229.7722 | 244 | 4615.4532 | 5812.077 | 7580.0877
6468 | 75468.0136 | 1889.7094 | 0 | 75407.0136 | 3111.0913 | 7716.3821 | 2276.0753 | 3219.429 | 54.7345 | 190 | 4063.9816 | 5031.5676 | 6799.5783
6469 | 74348.3731 | 1598.0738 | 0 | 74287.3731 | 2160.2512 | 9387.6709 | 2633.899 | 3146.2325 | 98.707 | 190 | 8090.378 | 9101.9366 | 10869.9473
6470 | 76700.3366 | 1809.2723 | 0 | 76639.3366 | 3063.0443 | 8203.1329 | 2693.6441 | 3456.4912 | 122.9317 | 244 | 4021.0873 | 5110.8706 | 6878.8813
6471 | 74557.895 | 1580.9475 | 0 | 74496.895 | 2230.7494 | 4137.7185 | 2660.3918 | 3168.4549 | 90.8288 | 54 | 2609.1209 | 3476.8013 | 5244.812
6472 | 74081.6438 | 1505.9491 | 0 | 74020.6438 | 1004.7538 | 9037.3067 | 2428.2692 | 3133.2222 | 148.8695 | 244 | 8943.6004 | 10059.3214 | 11827.3321
6473 | 75842.8583 | 1765.0251 | 0 | 75781.8583 | 1785.4869 | 3099.6663 | 2807.9422 | 3177.0749 | 55.5432 | 244 | 887.5381 | 1909.9329 | 3677.9436
6474 | 74580.8221 | 1546.8919 | -1546.8919 | 72972.9302 | 2756.1325 | 2342.2041 | 2354.942 | 3210.641 | 166.3628 | 244 | 1548.9246 | 2682.1389 | 4450.1496
6475 | 76040.6157 | 1052.9292 | -1052.9292 | 74926.6865 | 4056.9516 | 4688.4774 | 2266.0684 | 3220.0716 | 125.6141 | 244 | 561.1793 | 1653.645 | 3421.6557
6476 | 75043.6104 | 1325.0546 | -1325.0546 | 73657.5558 | 2887.7148 | 10526.8709 | 2237.7629 | 3305.0721 | 103.7554 | 434 | 8894.6353 | 10155.2423 | 11923.253
6477 | 75757.6723 | 1800.9084 | 0 | 75696.6723 | 2811.5655 | 7475.1949 | 2432.2801 | 3339.4849 | 107.2836 | 244 | 4108.9221 | 5183.0573 | 6951.068
6478 | 77330.4824 | 1526.8616 | 0 | 77269.4824 | 3685.9067 | 10840.8974 | 2452.5086 | 3508.8663 | 125.6833 | 54 | 5217.0833 | 6119.6182 | 7887.6289
6479 | 75673.6022 | 1409.1045 | 0 | 75612.6022 | 3947.8015 | 4566.4542 | 2422.8943 | 3205.9099 | 101.7184 | 190 | 5.0546 | 1019.6246 | 2787.6353
6480 | 75101.2549 | 1366.3489 | -1366.3489 | 73673.906 | 4179.3987 | 8997.0353 | 2512.0247 | 3208.7895 | 125.7602 | 190 | 6234.7449 | 7273.3566 | 9041.3673
6481 | 74531.5128 | 1336.5433 | 0 | 74470.5128 | 3283.8143 | 5122.5265 | 2288.4608 | 3137.3692 | 160.8537 | 244 | 2164.2293 | 3291.9346 | 5059.9453
6482 | 74968.3853 | 1285.5654 | -1285.5654 | 73621.8199 | 2965.1897 | 13315.2252 | 2569.6979 | 3153.4392 | 193.4922 | 190 | 11821.5528 | 12927.8965 | 14695.9072
6483 | 73584.3803 | 2027.3861 | 0 | 73523.3803 | 2563.5733 | 2004.6448 | 2175.0109 | 3123.2546 | 79.4572 | 190 | 586.1567 | 1578.4654 | 3346.4761
6484 | 76420.8166 | 1826.9606 | -1826.9606 | 74532.856 | 2648.3549 | 7556.5305 | 2541.5263 | 3254.0344 | 153.847 | 244 | 5541.0803 | 6661.7788 | 8429.7895
6485 | 74748.5728 | 1213.9141 | 0 | 74687.5728 | 4202.1467 | 7686.3693 | 2170.0196 | 3249.2602 | 95.6736 | 380 | 3586.1297 | 4784.6548 | 6552.6655
6486 | 75540.0418 | 2263.3004 | 0 | 75479.0418 | 4527.5099 | 10870.9933 | 2602.3969 | 3182.9921 | 126.233 | 54 | 6020.0307 | 6923.1153 | 8691.126
6487 | 74998.5473 | 1693.4843 | 0 | 74937.5473 | 3141.4952 | 6447.6186 | 2311.9917 | 3179.7322 | 124.687 | 244 | 3230.5001 | 4322.0386 | 6090.0493
6488 | 77210.6099 | 2315.5421 | 0 | 77149.6099 | 2419.2893 | 7368.2085 | 2251.5818 | 3486.214 | 65.635 | 54 | 2907.305 | 3749.7916 | 5517.8023
6489 | 76301.8546 | 1339.9852 | 0 | 76240.8546 | 3322.0875 | 23678.4651 | 2349.4596 | 3339.0619 | 140.0961 | 190 | 19174.2445 | 20227.1922 | 21995.2029
6490 | 74743.3868 | 1895.8392 | 0 | 74682.3868 | 2286.6963 | 5470.468 | 2188.7795 | 3165.8325 | 135.3904 | 54 | 3226.1969 | 4138.4388 | 5906.4495
6491 | 76205.6866 | 1455.8187 | 0 | 76144.6866 | 1796.3514 | 7250.8374 | 2209.5841 | 3153.1346 | 130.8926 | 380 | 4042.7181 | 5276.4622 | 7044.4729
6492 | 75762.0973 | 1668.0261 | 0 | 75701.0973 | 5441.242 | 3678.0631 | 2477.7915 | 3214.8547 | 135.1425 | 380 | -2401.4299 | -1163.4359 | 604.5748
6493 | 76189.8409 | 1439.3773 | -1439.3773 | 74689.4637 | 3104.8368 | 6252.6029 | 2299.0164 | 3407.562 | 119.6485 | 54 | 3535.0807 | 4431.5808 | 6199.5915
6494 | 76678.2792 | 1615.8943 | 0 | 76617.2792 | 4234.9059 | 15830.7602 | 2322.3249 | 3474.8472 | 63.7592 | 190 | 10145.9472 | 11122.5579 | 12890.5686
6495 | 75495.924 | 1516.9877 | 0 | 75434.924 | 3203.8886 | 11205.8802 | 2662.5895 | 3194.1347 | 135.6657 | 54 | 7793.9918 | 8706.509 | 10474.5197
6496 | 76418.4383 | 1621.1226 | 0 | 76357.4383 | 2154.7529 | 8690.9228 | 2393.2995 | 3380.6119 | 161.0598 | 380 | 5322.8429 | 6586.7543 | 8354.765
6497 | 76023.5082 | 1991.0149 | 0 | 75962.5082 | 2366.3746 | 5742.1155 | 2384.8188 | 3259.6108 | 174.749 | 54 | 2427.8622 | 3379.4628 | 5147.4735
6498 | 76827.8524 | 1195.498 | -1195.498 | 75571.3544 | 1479.8588 | 4354.9081 | 1846.43 | 3536.7673 | 144.1634 | 244 | 2057.0922 | 3168.1071 | 4936.1178
6499 | 76514.84 | 1698.2603 | -1698.2603 | 74755.5798 | 3990.2303 | 11913.0638 | 2371.0798 | 3372.5349 | 87.7137 | 54 | 8281.0684 | 9145.6336 | 10913.6443
6500 | 76064.3646 | 1829.3504 | 0 | 76003.3646 | 2957.8018 | 8311.6219 | 2241.5889 | 3247.3017 | 204.7357 | 244 | 4209.5461 | 5381.1334 | 7149.1441
6501 | 75138.2174 | 1542.8153 | 0 | 75077.2174 | 3553.9589 | 10522.598 | 2471.7121 | 3203.588 | 165.3014 | 434 | 6936.9218 | 8259.0748 | 10027.0855
6502 | 75517.7921 | 2075.9413 | 0 | 75456.7921 | 4876.4148 | 7261.6043 | 1726.9932 | 3221.8707 | 177.193 | 54 | 1247.4613 | 2201.5059 | 3969.5166
6503 | 75072.5199 | 1353.195 | -1353.195 | 73658.3249 | 2197.0577 | 15954.6208 | 2349.647 | 3185.4987 | 119.6307 | 54 | 15004.584 | 15901.0662 | 17669.0769
6504 | 76152.194 | 1797.8208 | 0 | 76091.194 | 2779.6774 | 4812.4977 | 2526.1243 | 3401.8122 | 72.2639 | 380 | 1239.7627 | 2414.8782 | 4182.8889
6505 | 77025.0673 | 1493.1987 | -1493.1987 | 75470.8686 | 3334.6243 | 13175.9212 | 2079.1653 | 3511.3224 | 219.3144 | 380 | 9331.1159 | 10653.2819 | 12421.2926
6506 | 74918.9663 | 1667.2479 | 0 | 74857.9663 | 4291.2914 | 5241.562 | 2663.2313 | 3137.5589 | 74.3044 | 54 | 1263.2944 | 2114.4504 | 3882.4611
6507 | 75022.6799 | 1680.0192 | -1680.0192 | 73281.6607 | 3882.014 | 6742.5864 | 2378.1806 | 3158.7263 | 159.7546 | 190 | 4486.0186 | 5558.6248 | 7326.6355
6508 | 75883.8679 | 2072.3586 | 0 | 75822.8679 | 1852.2991 | 9250.6879 | 2304.8657 | 3256.2813 | 80.5089 | 434 | 6506.8679 | 7744.2284 | 9512.2391
6509 | 76331.8241 | 2065.4921 | 0 | 76270.8241 | 1930.5531 | 16394.8223 | 1827.4714 | 3482.399 | 164.1229 | 54 | 12873.5154 | 13814.4898 | 15582.5005
6510 | 76124.8382 | 1337.0653 | 0 | 76063.8382 | 3538.2489 | 5874.5815 | 2508.6934 | 3325.0969 | 168.0523 | 380 | 1476.4847 | 2747.3886 | 4515.3993
6511 | 75807.6873 | 1147.0273 | -1147.0273 | 74599.6599 | 2372.0702 | 6874.9031 | 2538.2518 | 3421.3269 | 123.1849 | 54 | 5232.9517 | 6132.9882 | 7900.9989
6512 | 76740.3887 | 1757.5774 | 0 | 76679.3887 | 4448.8495 | 21397.6852 | 2382.3333 | 3487.3581 | 119.8917 | 54 | 15509.3384 | 16406.0816 | 18174.0923
6513 | 75668.5025 | 1555.6362 | 0 | 75607.5025 | 4580.3521 | 7053.1906 | 2482.4114 | 3295.5186 | 59.2756 | 54 | 2013.466 | 2849.5932 | 4617.6039
6514 | 74931.4141 | 2432.8377 | -2432.8377 | 72437.5764 | 2697.296 | 9493.7903 | 2383.9394 | 3147.5773 | 194.747 | 244 | 9260.6346 | 10422.2332 | 12190.2439
6515 | 75905.5748 | 1498.2817 | 0 | 75844.5748 | 1918.665 | 11441.6564 | 2070.7601 | 3336.7621 | 179.9991 | 244 | 8456.1388 | 9602.9895 | 11371.0002
6516 | 74853.2233 | 2407.2075 | 0 | 74792.2233 | 1804.5419 | 12804.1623 | 2324.3442 | 3128.123 | 127.4269 | 190 | 11030.0645 | 12070.3429 | 13838.3536
6517 | 76377.2788 | 1856.0862 | 0 | 76316.2788 | 3137.2659 | 3234.1752 | 2432.9133 | 3333.846 | 171.8739 | 54 | -1082.4103 | -133.6848 | 1634.3259
6518 | 77045.009 | 1228.1262 | -1228.1262 | 75755.8828 | 2691.1311 | 6031.8371 | 2709.2299 | 3493.0705 | 188.4637 | 434 | 3157.3236 | 4502.6389 | 6270.6496
6519 | 75015.8101 | 1271.8616 | 0 | 74954.8101 | 2026.6816 | 10278.9661 | 2683.3283 | 3220.4339 | 61.8641 | 54 | 8571.4366 | 9410.1522 | 11178.1629
6520 | 77140.121 | 1576.7678 | 0 | 77079.121 | 3534.9183 | 2538.8312 | 2364.0691 | 3476.1368 | 227.0802 | 434 | -2864.8023 | -1480.8705 | 287.1402
6521 | 76274.5354 | 1755.1938 | -1755.1938 | 74458.3416 | 1442.2209 | 6662.1183 | 2701.803 | 3395.3567 | 148.2435 | 54 | 6228.9155 | 7154.0106 | 8922.0213
6522 | 75405.042 | 1734.6765 | 0 | 75344.042 | 2143.4665 | 18753.5532 | 2494.2193 | 3153.3762 | 46.67 | 244 | 16283.8403 | 17297.3619 | 19065.3726
6523 | 73976.0783 | 1486.2801 | 0 | 73915.0783 | 3199.2871 | 8495.9924 | 2495.1539 | 3131.7061 | 181.2336 | 434 | 6378.6871 | 7716.7722 | 9484.7829
6524 | 76005.4726 | 2295.9304 | 0 | 75944.4726 | 2230.5978 | 4642.9093 | 2587.4055 | 3336.3465 | 150.3687 | 380 | 1761.7908 | 3015.011 | 4783.0217
6525 | 75987.538 | 1484.5697 | -1484.5697 | 74441.9683 | 2295.9821 | 11609.4819 | 2281.7008 | 3232.4321 | 137.007 | 380 | 9755.8645 | 10995.723 | 12763.7337
6526 | 74600.1113 | 1408.3546 | 0 | 74539.1113 | 2908.2683 | 13038.6717 | 1682.3788 | 3158.5037 | 187.7488 | 244 | 9802.3746 | 10956.975 | 12724.9857
6527 | 75703.9788 | 2073.2114 | 0 | 75642.9788 | 3073.7369 | 4672.1415 | 2336.5869 | 3451.348 | 155.3679 | 54 | 1113.5607 | 2045.7802 | 3813.7909
6528 | 75005.1138 | 1540.2589 | -1540.2589 | 73403.855 | 4851.9369 | 6250.0154 | 2047.605 | 3132.3781 | 136.8805 | 380 | 2544.4066 | 3784.1387 | 5552.1494
6529 | 75523.264 | 1677.9554 | 0 | 75462.264 | 2971.7436 | 7524.6423 | 1651.8775 | 3265.4136 | 132.9586 | 54 | 3378.1259 | 4287.9361 | 6055.9468
6530 | 75841.9796 | 1905.088 | 0 | 75780.9796 | 4553.6385 | 7861.6767 | 2230.3856 | 3201.4314 | 133.8784 | 190 | 2329.0756 | 3375.8055 | 5143.8162
6531 | 74269.8544 | 1613.4871 | -1613.4871 | 72595.3673 | 3039.9514 | 3832.6977 | 2518.9843 | 3129.0083 | 143.8044 | 54 | 3215.5715 | 4136.2275 | 5904.2382
6532 | 75365.7645 | 1932.4245 | 0 | 75304.7645 | 3548.4371 | 6442.9994 | 2419.8114 | 3157.2052 | 61.6597 | 190 | 2537.0144 | 3511.5256 | 5279.5363
6533 | 74128.3902 | 2073.505 | 0 | 74067.3902 | 3725.2742 | 16135.4399 | 2247.5023 | 3169.1913 | 157.3374 | 190 | 13129.6692 | 14199.8581 | 15967.8688
6534 | 77064.8204 | 1574.5946 | 0 | 77003.8204 | 3598.0105 | 3831.951 | 2376.9442 | 3509.8249 | 137.2197 | 434 | -1512.9108 | -218.8395 | 1549.1712
6535 | 75945.7635 | 1182.2162 | -1182.2162 | 74702.5473 | 2175.2305 | 6668.8965 | 2487.4696 | 3459.187 | 53.6111 | 244 | 5107.9752 | 6128.438 | 7896.4487
6536 | 75729.5527 | 1377.6051 | 0 | 75668.5527 | 2645.9372 | 11355.5775 | 2485.542 | 3146.9711 | 157.7798 | 244 | 8043.8007 | 9168.4321 | 10936.4428
6537 | 76528.0643 | 1928.3762 | 0 | 76467.0643 | 2819.7954 | 5277.8259 | 2198.7095 | 3334.7424 | 170.4516 | 380 | 894.6181 | 2167.9213 | 3935.932
6538 | 76864.0398 | 1966.597 | -1966.597 | 74836.4428 | 3162.0085 | 8796.6194 | 2469.5331 | 3516.3009 | 151.8875 | 244 | 6154.2022 | 7272.9412 | 9040.9519
6539 | 75458.3769 | 1639.3201 | 0 | 75397.3769 | 3420.7689 | 8863.5974 | 2707.3829 | 3344.5262 | 153.312 | 244 | 5467.5606 | 6587.7242 | 8355.7349
6540 | 76513.1637 | 1785.6903 | 0 | 76452.1637 | 1654.0492 | 5076.1534 | 2143.5583 | 3299.9437 | 136.5284 | 54 | 1783.6425 | 2697.0225 | 4465.0332
6541 | 76000.3724 | 1550.196 | -1550.196 | 74389.1765 | 2652.0276 | 4016.6649 | 2331.1457 | 3196.4032 | 71.1068 | 434 | 1873.2097 | 3101.1681 | 4869.1788
6542 | 75322.9585 | 1467.7017 | -1467.7017 | 73794.2568 | 4939.9831 | 11005.7057 | 2519.3527 | 3281.8557 | 59.7564 | 244 | 7442.8741 | 8469.4821 | 10237.4928
6543 | 76367.1584 | 2055.7618 | 0 | 76306.1584 | 2208.8708 | 11158.6889 | 1881.0488 | 3316.207 | 191.6652 | 54 | 7211.1155 | 8179.6323 | 9947.643
6544 | 75029.6499 | 1349.633 | 0 | 74968.6499 | 4200.3061 | 8994.0186 | 2126.5554 | 3242.9638 | 52.7059 | 190 | 4564.7818 | 5530.3393 | 7298.35
6545 | 74938.9017 | 1364.1718 | 0 | 74877.9017 | 2425.2236 | 3093.7293 | 2610.2099 | 3293.7164 | 85.1688 | 54 | 1064.7303 | 1926.7507 | 3694.7614
6546 | 76118.9713 | 2243.062 | -2243.062 | 73814.9093 | 2840.2959 | 4760.2677 | 2376.2686 | 3268.7407 | 15.6794 | 244 | 3120.2718 | 4102.8028 | 5870.8135
6547 | 76132.6921 | 1411.6725 | 0 | 76071.6921 | 1285.9793 | 4360.7271 | 2343.1688 | 3244.236 | 139.5804 | 244 | 1960.6606 | 3067.0925 | 4835.1032
6548 | 75693.3296 | 1658.6785 | -1658.6785 | 73973.6511 | 2800.9691 | 3628.8017 | 2496.1777 | 3229.4633 | 125.0712 | 434 | 1950.0224 | 3231.9452 | 4999.9559
6549 | 75560.8435 | 2056.7984 | -2056.7984 | 73443.0451 | 3113.6371 | 1379.2874 | 1543.0871 | 3265.9096 | 154.7231 | 54 | -998.198 | -66.6234 | 1701.3873
6550 | 77010.5517 | 1798.7214 | -1798.7214 | 75150.8303 | 3257.4586 | 16002.9369 | 2170.8464 | 3458.4597 | 130.7319 | 54 | 12594.1541 | 13501.7376 | 15269.7483
6551 | 74926.9079 | 1985.8947 | 0 | 74865.9079 | 3065.4529 | 12992.2086 | 2658.0855 | 3170.933 | 90.5335 | 244 | 10260.0663 | 11317.4514 | 13085.4621
6552 | 76115.2337 | 1240.1286 | 0 | 76054.2337 | 1889.0201 | 9084.9658 | 2310.5336 | 3304.3283 | 189.2547 | 54 | 6126.7738 | 7092.88 | 8860.8907
6553 | 74453.0974 | 2101.7177 | 0 | 74392.0974 | 2293.9435 | 5438.0229 | 2142.6909 | 3140.9028 | 118.0621 | 190 | 3405.7758 | 4436.6895 | 6204.7002
6554 | 75775.1004 | 1204.5161 | 0 | 75714.1004 | 2135.5105 | 5784.1479 | 1968.074 | 3233.0332 | 113.219 | 190 | 2505.8442 | 3531.9147 | 5299.9254
6555 | 75454.9339 | 1549.8406 | 0 | 75393.9339 | 2943.4776 | 15088.789 | 2091.4572 | 3182.0598 | 118.9697 | 244 | 11395.0944 | 12480.9157 | 14248.9264
6556 | 74523.9733 | 1571.9698 | 0 | 74462.9733 | 3941.3951 | 4736.9327 | 2463.9555 | 3146.9361 | 139.7612 | 190 | 1313.656 | 2366.2688 | 4134.2795
6557 | 75920.5711 | 1684.6942 | -1684.6942 | 74174.8769 | 2836.244 | 11482.5565 | 2411.3688 | 3407.2615 | 99.7779 | 54 | 9660.2659 | 10536.8953 | 12304.906
6558 | 75237.4089 | 1831.5974 | 0 | 75176.4089 | 2759.199 | 3945.2474 | 2315.4369 | 3178.5979 | 157.3083 | 380 | 873.8744 | 2134.0343 | 3902.045
6559 | 76454.3238 | 1506.8023 | -1506.8023 | 74886.5214 | 2417.0723 | 18515.1892 | 2734.3274 | 3402.9186 | 142.0609 | 54 | 16719.0414 | 17637.9539 | 19405.9646
6560 | 74863.3124 | 1784.746 | 0 | 74802.3124 | 3485.1809 | 12452.2889 | 2540.3578 | 3290.7443 | 119.179 | 244 | 9366.0976 | 10452.1281 | 12220.1388
6561 | 75267.2794 | 2379.6551 | 0 | 75206.2794 | 3106.6653 | 11325.2556 | 2597.5702 | 3263.479 | 168.9216 | 244 | 8243.5601 | 9379.3333 | 11147.344
6562 | 75557.1492 | 2247.339 | 0 | 75496.1492 | 3058.406 | 5320.589 | 2379.8931 | 3149.2541 | 109.2964 | 190 | 1665.3809 | 2687.5289 | 4455.5396
6563 | 75717.0217 | 1538.6322 | -1538.6322 | 74117.3895 | 3517.565 | 17721.7069 | 2460.4185 | 3226.9646 | 185.9205 | 190 | 15144.3355 | 16243.1075 | 18011.1182
6564 | 76688.9194 | 1995.3196 | 0 | 76627.9194 | 3414.1189 | 8375.5791 | 2048.4714 | 3463.5155 | 189.1463 | 244 | 3215.7276 | 4371.7256 | 6139.7363
6565 | 75942.2771 | 1454.2591 | 0 | 75881.2771 | 2853.3465 | 11319.4343 | 2603.3993 | 3377.0663 | 177.8915 | 54 | 7935.4762 | 8890.2193 | 10658.23
6566 | 76251.8179 | 2052.1938 | 0 | 76190.8179 | 3372.155 | 6149.9639 | 2470.4319 | 3267.4975 | 125.211 | 190 | 1695.1205 | 2733.183 | 4501.1937
6567 | 76669.0937 | 1577.2736 | -1577.2736 | 75030.8201 | 3690.4148 | 6585.884 | 1762.3049 | 3492.6156 | 100.5192 | 54 | 2489.7697 | 3367.1404 | 5135.1511
6568 | 76217.5818 | 1759.2507 | -1759.2507 | 74397.3311 | 1165.9962 | 16928.6182 | 1849.2838 | 3368.6788 | 120.0302 | 190 | 15953.4535 | 16986.3352 | 18754.3459
6569 | 74882.6617 | 1438.7153 | 0 | 74821.6617 | 3679.8083 | 9925.2286 | 2283.6501 | 3431.5043 | 79.2879 | 380 | 6509.113 | 7691.2524 | 9459.2631
6570 | 76580.0249 | 1953.2659 | 0 | 76519.0249 | 2957.3402 | 7881.7388 | 2643.0946 | 3356.0551 | 132.0988 | 54 | 3774.7234 | 4683.6738 | 6451.6845
6571 | 75005.6751 | 1920.2964 | 0 | 74944.6751 | 2914.4296 | 13871.1178 | 2389.5411 | 3145.554 | 141.7849 | 54 | 10917.3081 | 11835.9446 | 13603.9553
6572 | 74714.1235 | 1560.5991 | 0 | 74653.1235 | 3682.1671 | 8153.7035 | 2208.957 | 3239.1371 | 38.9418 | 190 | 4636.7069 | 5588.5003 | 7356.511
6573 | 76391.5023 | 1807.0064 | 0 | 76330.5023 | 2726.5128 | 2917.7256 | 1522.3198 | 3432.7892 | 179.6021 | 434 | -1813.9805 | -477.5268 | 1290.4839
6574 | 74993.6597 | 1981.3809 | -1981.3809 | 72951.2788 | 2532.2838 | 23192.6754 | 2555.2912 | 3276.7233 | 128.5005 | 190 | 22911.3272 | 23952.6793 | 25720.69
6575 | 76253.3377 | 1834.8972 | 0 | 76192.3377 | 4880.5875 | 12547.5054 | 1619.2232 | 3468.2688 | 123.815 | 244 | 5932.2722 | 7022.9388 | 8790.9495
6576 | 75019.0891 | 1798.9854 | 0 | 74958.0891 | 2704.4933 | 8585.6276 | 2487.4622 | 3190.745 | 118.9514 | 54 | 5971.4524 | 6867.2554 | 8635.2661
6577 | 75525.6531 | 1652.6511 | 0 | 75464.6531 | 1751.5818 | 4243.1565 | 2095.0039 | 3203.4738 | 151.5573 | 244 | 1695.5993 | 2814.0082 | 4582.0189
6578 | 76518.9025 | 1468.0697 | -1468.0697 | 74989.8329 | 4760.4479 | 8529.6492 | 1783.0091 | 3212.2797 | 117.6616 | 54 | 3144.8572 | 4039.3703 | 5807.381
6579 | 75898.2246 | 1892.6556 | 0 | 75837.2246 | 2462.4509 | 13756.9367 | 1962.8192 | 3401.2759 | 151.761 | 54 | 10191.5562 | 11120.1688 | 12888.1795
6580 | 75947.2343 | 1602.0956 | 0 | 75886.2343 | 2855.5697 | 5518.573 | 2533.648 | 3242.3544 | 165.1685 | 54 | 1922.9714 | 2864.9915 | 4633.0022
6581 | 77263.796 | 1901.891 | -1901.891 | 75300.905 | 2616.4307 | 4896.2219 | 2023.4333 | 3413.6944 | 27.8423 | 54 | 1786.2139 | 2590.9077 | 4358.9184
6582 | 76411.2273 | 2133.2507 | -2133.2507 | 74216.9765 | 4608.0075 | 17052.0264 | 2613.1232 | 3398.1579 | 168.0881 | 380 | 13608.5235 | 14879.4631 | 16647.4738
6583 | 76391.184 | 2110.7568 | 0 | 76330.184 | 1822.8207 | 9816.4702 | 2570.5746 | 3362.7516 | 127.4413 | 434 | 6966.9917 | 8251.2845 | 10019.2952
6584 | 74897.2246 | 1327.0339 | 0 | 74836.2246 | 4036.0629 | 19667.8065 | 2435.6343 | 3242.2499 | 129.5363 | 244 | 15843.6033 | 16939.9911 | 18708.0018
6585 | 76652.9862 | 1716.6624 | 0 | 76591.9862 | 3236.7848 | 10231.1313 | 2421.6954 | 3280.9508 | 121.4051 | 380 | 5475.2065 | 6699.4631 | 8467.4738
6586 | 75742.1476 | 1793.2182 | 0 | 75681.1476 | 2107.0312 | 8243.1291 | 2399.9651 | 3271.6626 | 132.5663 | 244 | 5496.778 | 6596.1958 | 8364.2065
6587 | 74695.9158 | 1870.3616 | 0 | 74634.9158 | 2496.186 | 8406.8503 | 2490.0033 | 3159.8308 | 131.9746 | 244 | 6295.7826 | 7394.6088 | 9162.6195
6588 | 75901.8352 | 1745.5732 | 0 | 75840.8352 | 1152.4596 | 8351.8364 | 2553.6877 | 3217.7889 | 168.7067 | 190 | 6500.2181 | 7581.7763 | 9349.787
6589 | 75575.2558 | 1789.5597 | 0 | 75514.2558 | 2600.2343 | 4690.9228 | 2565.6903 | 3270.8346 | 63.8562 | 244 | 1783.1576 | 2813.8653 | 4581.876
6590 | 76081.0144 | 1725.1964 | -1725.1964 | 74294.818 | 2041.2242 | 11753.9871 | 2042.4545 | 3455.7095 | 81.5563 | 190 | 10286.309 | 11280.7169 | 13048.7276
6591 | 76993.3512 | 1791.3999 | 0 | 76932.3512 | 2269.8455 | 15836.9671 | 2387.2601 | 3527.7712 | 157.1394 | 190 | 11920.0018 | 12989.9928 | 14758.0035
6592 | 74922.0361 | 1906.795 | 0 | 74861.0361 | 2199.0683 | 12257.3711 | 2133.8901 | 3188.454 | 100.5519 | 244 | 9889.8109 | 10957.2144 | 12725.2251
6593 | 75938.5546 | 1067.5099 | 0 | 75877.5546 | 2098.0033 | 9673.9955 | 2427.5908 | 3314.4494 | 123.7341 | 380 | 6810.6778 | 8037.2635 | 9805.2742
6594 | 76881.3334 | 1305.3747 | 0 | 76820.3334 | 1911.8249 | 9159.6488 | 2654.3006 | 3475.0741 | 113.6393 | 54 | 5927.0652 | 6817.556 | 8585.5667
6595 | 75768.6741 | 1216.7565 | 0 | 75707.6741 | 2501.2986 | 2591.4204 | 2688.638 | 3286.6517 | 83.5974 | 54 | -272.0625 | 588.3865 | 2356.3972
6596 | 77112.2321 | 1238.5312 | -1238.5312 | 75812.7009 | 3785.9767 | 4810.2231 | 2365.0157 | 3568.2087 | 124.9241 | 190 | 514.9699 | 1552.7455 | 3320.7562
6597 | 76467.8823 | 1346.8346 | -1346.8346 | 75060.0476 | 4817.3792 | 16170.6751 | 2365.7177 | 3230.6357 | 129.7182 | 244 | 11259.8017 | 12356.3714 | 14124.3821
6598 | 75033.3261 | 1701.1575 | 0 | 74972.3261 | 1888.2008 | 4060.3892 | 2575.4482 | 3168.9014 | 192.2879 | 244 | 2314.4119 | 3473.5514 | 5241.5621
6599 | 74611.0264 | 2244.0323 | -2244.0323 | 72305.9941 | 2406.2217 | 7425.808 | 2215.5523 | 3156.3838 | 217.5249 | 190 | 7455.7283 | 8586.1048 | 10354.1155
6600 | 77174.0699 | 1616.218 | 0 | 77113.0699 | 2346.3392 | 8793.0126 | 2057.3384 | 3469.931 | 62.88 | 380 | 4231.0729 | 5396.8045 | 7164.8152
6601 | 76280.542 | 1400.8009 | 0 | 76219.542 | 3376.4477 | 7040.0889 | 2813.3829 | 3207.2932 | 118.1349 | 244 | 2834.9753 | 3919.9618 | 5687.9725
6602 | 75406.1441 | 1393.6126 | 0 | 75345.1441 | 2025.6616 | 12684.8685 | 2231.4609 | 3144.3922 | 77.658 | 244 | 10060.1159 | 11104.6255 | 12872.6362
6603 | 75357.931 | 2002.5666 | 0 | 75296.931 | 2731.6235 | 13108.4205 | 2597.0362 | 3211.8633 | 156.7044 | 434 | 10258.9655 | 11572.5215 | 13340.5322
6604 | 75392.4298 | 2221.0812 | 0 | 75331.4298 | 2201.8862 | 8452.4489 | 2049.8951 | 3146.5009 | 214.2267 | 54 | 5485.7289 | 6476.8071 | 8244.8178
6605 | 75674.8088 | 1674.6651 | 0 | 75613.8088 | 2579.455 | 11426.4103 | 2248.6704 | 3259.9978 | 151.657 | 190 | 8112.0147 | 9176.5233 | 10944.534
6606 | 75725.0943 | 1420.5281 | 0 | 75664.0943 | 3397.273 | 5773.6801 | 2187.6648 | 3299.2914 | 209.7724 | 54 | 1569.469 | 2556.093 | 4324.1037
6607 | 74140.1179 | 1414.388 | -1414.388 | 72664.7299 | 4448.1891 | 2979.7692 | 2593.0114 | 3123.5809 | 89.6211 | 190 | 953.6425 | 1956.1152 | 3724.1259
6608 | 76478.2423 | 1632.7677 | -1632.7677 | 74784.4746 | 4264.4894 | 9566.2348 | 2077.0984 | 3525.4265 | 169.8019 | 54 | 5489.9956 | 6436.6491 | 8204.6598
6609 | 76259.3705 | 1360.9885 | 0 | 76198.3705 | 1425.6593 | 3347.5336 | 1739.1242 | 3267.1654 | 96.936 | 434 | 99.9933 | 1353.7808 | 3121.7915
6610 | 74942.8895 | 1154.9073 | -1154.9073 | 73726.9822 | 4203.0929 | 27725.2936 | 2554.1772 | 3145.2229 | 150.7727 | 54 | 24864.8186 | 25792.4429 | 27560.4536
6611 | 76249.785 | 1944.6275 | 0 | 76188.785 | 3370.6082 | 28028.1281 | 2723.1966 | 3310.051 | 222.8767 | 54 | 23872.1825 | 24871.9108 | 26639.9215
6612 | 75639.7249 | 1494.3678 | 0 | 75578.7249 | 2769.2401 | 5724.3135 | 1962.3552 | 3328.6524 | 104.1646 | 380 | 2037.5562 | 3244.5723 | 5012.583
6613 | 74014.3681 | 1696.6368 | -1696.6368 | 72256.7313 | 2826.0191 | 7949.0073 | 2449.3359 | 3152.5119 | 152.4638 | 54 | 7838.3047 | 8767.62 | 10535.6307
6614 | 75609.2575 | 1229.7966 | 0 | 75548.2575 | 5396.3395 | 7640.8809 | 2639.7181 | 3153.992 | 107.4906 | 434 | 1860.1939 | 3124.5361 | 4892.5468
6615 | 75612.284 | 1101.2627 | -1101.2627 | 74450.0213 | 4105.4889 | 18027.8143 | 2260.3984 | 3239.3618 | 123.721 | 244 | 14342.2642 | 15432.8367 | 17200.8474
6616 | 75649.0162 | 2190.7756 | 0 | 75588.0162 | 5741.0408 | 12561.1651 | 2136.9946 | 3213.5519 | 101.3897 | 54 | 5952.8545 | 6831.0957 | 8599.1064
6617 | 76673.2671 | 1752.1039 | 0 | 76612.2671 | 1718.5622 | 6096.7007 | 2237.0158 | 3474.4229 | 140.7413 | 434 | 2847.5102 | 4145.103 | 5913.1137
6618 | 76795.019 | 1719.9907 | 0 | 76734.019 | 3101.9053 | 15001.4263 | 2499.3305 | 3543.2213 | 102.6832 | 54 | 10578.2537 | 11457.7885 | 13225.7992
6619 | 76379.2094 | 1680.7306 | 0 | 76318.2094 | 2354.9411 | 8126.8961 | 1944.2285 | 3224.0492 | 152.9153 | 380 | 3992.2233 | 5247.9901 | 7016.0008
6620 | 74983.0768 | 1524.604 | 0 | 74922.0768 | 1964.7706 | 14183.9654 | 1482.0577 | 3128.1586 | 165.2263 | 434 | 11277.5343 | 12599.6122 | 14367.6229
6621 | 75789.2644 | 1706.0236 | 0 | 75728.2644 | 1967.9886 | 7152.4051 | 2456.3772 | 3292.7997 | 137.7978 | 54 | 4575.529 | 5490.1784 | 7258.1891
6622 | 76346.5288 | 1098.1488 | 0 | 76285.5288 | 3288.221 | 11379.3938 | 2081.2473 | 3429.6219 | 156.0611 | 244 | 6686.7132 | 7809.6259 | 9577.6366
6623 | 75137.0086 | 1655.1694 | 0 | 75076.0086 | 2350.4062 | 7781.995 | 2465.341 | 3169.1479 | 143.1769 | 54 | 5360.2691 | 6280.2975 | 8048.3082
6624 | 76179.2121 | 1457.6497 | 0 | 76118.2121 | 3275.4512 | 7332.9379 | 2588.7388 | 3325.6007 | 93.0943 | 244 | 3223.8141 | 4283.76 | 6051.7707
6625 | 75517.8229 | 1515.7578 | 0 | 75456.8229 | 2746.1643 | 8481.6845 | 2074.2803 | 3172.1147 | 140.0046 | 54 | 4895.2923 | 5812.1485 | 7580.1592
6626 | 75894.0099 | 2286.4576 | 0 | 75833.0099 | 2458.3935 | 5460.3164 | 2089.7449 | 3266.0165 | 159.2551 | 244 | 1894.8744 | 3020.981 | 4788.9917
6627 | 75903.6928 | 1542.7436 | -1542.7436 | 74299.9492 | 2284.5594 | 239.2443 | 2722.8295 | 3264.8009 | 88.4229 | 434 | -987.434 | 257.8405 | 2025.8512
6628 | 74950.3625 | 1582.0184 | -1582.0184 | 73307.3441 | 1713.359 | 6198.1319 | 2234.5563 | 3164.7512 | 122.9394 | 434 | 5946.9363 | 7226.7273 | 8994.738
6629 | 75847.9001 | 1352.307 | 0 | 75786.9001 | 3003.1784 | 11393.0542 | 2220.5097 | 3143.1206 | 187.1831 | 54 | 7336.806 | 8300.8406 | 10068.8513
6630 | 75550.8571 | 1566.6845 | 0 | 75489.8571 | 2643.9261 | 6485.1981 | 2121.5564 | 3295.7149 | 110.6727 | 434 | 3138.8863 | 4406.4105 | 6174.4212
6631 | 75002.7249 | 1338.7498 | 0 | 74941.7249 | 2686.38 | 10755.0685 | 2335.969 | 3253.1166 | 137.5198 | 190 | 8086.2493 | 9136.6206 | 10904.6313
6632 | 76546.0127 | 1852.7203 | 0 | 76485.0127 | 2844.2314 | 10859.2437 | 2221.1065 | 3377.3426 | 61.6776 | 244 | 6498.6486 | 7527.1778 | 9295.1885
6633 | 73675.7555 | 1590.0866 | 0 | 73614.7555 | 3173.5367 | 10110.8394 | 2591.1432 | 3128.2349 | 152.3963 | 244 | 8412.1253 | 9531.3732 | 11299.3839
6634 | 76014.3313 | 2155.1449 | 0 | 75953.3313 | 3370.7595 | 3819.498 | 2545.397 | 3366.2884 | 191.5397 | 434 | -222.7074 | 1125.6838 | 2893.6945
6635 | 75152.3655 | 1351.9257 | -1351.9257 | 73739.4399 | 4214.7434 | 7118.5039 | 2420.4396 | 3207.4137 | 167.2303 | 54 | 4162.374 | 5106.4558 | 6874.4665
6636 | 75671.9281 | 1367.2128 | 0 | 75610.9281 | 3016.2802 | 4756.6147 | 2197.3982 | 3221.6147 | 169.3652 | 190 | 918.6193 | 2000.8361 | 3768.8468
6637 | 76434.0305 | 1750.6098 | -1750.6098 | 74622.4206 | 2149.73 | 6645.6619 | 2566.4508 | 3422.188 | 134.1716 | 380 | 5232.3501 | 6469.3733 | 8237.384
6638 | 77346.1776 | 1752.9027 | 0 | 77285.1776 | 3998.3329 | 13830.112 | 2436.6084 | 3410.1604 | 109.6123 | 190 | 7763.5703 | 8786.0341 | 10554.0448
6639 | 74246.6232 | 2263.8598 | 0 | 74185.6232 | 2228.9721 | 8283.0363 | 2531.7487 | 3125.4266 | 158.9377 | 190 | 6895.8164 | 7967.6057 | 9735.6164
6640 | 77700.157 | 1409.1472 | 0 | 77639.157 | 2248.9933 | 7471.8252 | 2483.0801 | 3559.3073 | 168.6329 | 190 | 2996.2623 | 4077.7468 | 5845.7575
6641 | 75158.521 | 2178.7742 | 0 | 75097.521 | 2792.3937 | 9121.014 | 2207.7839 | 3215.5365 | 164.5941 | 54 | 6024.6196 | 6966.0653 | 8734.076
6642 | 75627.0768 | 2289.4853 | 0 | 75566.0768 | 4031.656 | 8963.4061 | 2662.0477 | 3246.6153 | 109.1616 | 190 | 4644.5364 | 5666.5496 | 7434.5603
6643 | 77551.8015 | 1386.6361 | 0 | 77490.8015 | 2752.3513 | 4369.5974 | 2474.3651 | 3468.6781 | 102.2617 | 190 | -560.3122 | 454.8011 | 2222.8118
6644 | 75263.1875 | 1993.071 | -1993.071 | 73209.1164 | 3507.2365 | 14567.1896 | 2348.5433 | 3247.0397 | 104.7071 | 190 | 12816.6195 | 13834.1782 | 15602.1889
6645 | 74217.6424 | 1207.4689 | 0 | 74156.6424 | 2008.998 | 9969.7635 | 2447.4568 | 3130.7175 | 137.8575 | 54 | 8752.4974 | 9667.2065 | 11435.2172
6646 | 75376.6468 | 1805.0622 | 0 | 75315.6468 | 3376.3811 | 3294.2488 | 2466.5777 | 3214.8793 | 134.3386 | 54 | -346.1222 | 565.068 | 2333.0787
6647 | 75541.5722 | 1663.3219 | -1663.3219 | 73817.2503 | 2178.0095 | 7874.2325 | 2383.879 | 3281.8666 | 159.6957 | 54 | 6914.9182 | 7851.4655 | 9619.4762
6648 | 76791.8374 | 1688.5123 | 0 | 76730.8374 | 3379.7223 | 8887.9805 | 2742.7213 | 3507.1077 | 133.3134 | 244 | 4397.4498 | 5497.6148 | 7265.6255
6649 | 74858.4579 | 1600.2454 | 0 | 74797.4579 | 2926.3414 | 12164.1837 | 2507.755 | 3347.6863 | 49.761 | 54 | 9666.0257 | 10492.6383 | 12260.649
6650 | 75185.3033 | 1600.8482 | 0 | 75124.3033 | 2811.0161 | 15164.932 | 2698.5453 | 3364.4015 | 174.1046 | 54 | 12662.7593 | 13613.7154 | 15381.7261
6651 | 76502.8044 | 2033.5051 | 0 | 76441.8044 | 3269.5679 | 26433.817 | 2357.3643 | 3256.0652 | 109.3614 | 434 | 21706.0741 | 22972.2871 | 24740.2978
6652 | 75422.3146 | 1325.4047 | 0 | 75361.3146 | 3451.1144 | 6066.1468 | 1796.5973 | 3202.4414 | 123.7242 | 190 | 1622.9567 | 2659.5324 | 4427.5431
6653 | 75537.1692 | 1361.6012 | -1361.6012 | 74114.5679 | 2913.8995 | 8795.6299 | 2394.6021 | 3335.5696 | 132.1698 | 190 | 6867.5342 | 7912.5555 | 9680.5662
6654 | 75585.073 | 1912.1379 | 0 | 75524.073 | 5029.5351 | 3527.5169 | 1948.9886 | 3295.5234 | 133.0866 | 54 | -2411.3793 | -1501.4411 | 266.5696
6655 | 76038.7838 | 1731.2079 | -1731.2079 | 74246.576 | 1281.0615 | 3462.8439 | 2593.9766 | 3228.8035 | 143.7064 | 190 | 3128.1867 | 4184.7447 | 5952.7554
6656 | 75158.9751 | 1709.2292 | 0 | 75097.9751 | 1502.5007 | 9476.6479 | 2370.1215 | 3197.7243 | 28.7302 | 190 | 7814.2178 | 8755.7996 | 10523.8103
6657 | 76558.5218 | 1774.6935 | 0 | 76497.5218 | 2841.8806 | 3544.6884 | 2485.3363 | 3316.8377 | 143.0391 | 380 | -622.3399 | 623.5507 | 2391.5614
6658 | 75763.8332 | 1387.5595 | -1387.5595 | 74315.2737 | 2406.8658 | 6066.3731 | 2344.6447 | 3194.2556 | 54.9242 | 190 | 4253.334 | 5221.1097 | 6989.1204
6659 | 75223.6891 | 1504.6138 | 0 | 75162.6891 | 4266.5639 | 12313.3854 | 2144.3495 | 3157.7689 | 93.5736 | 54 | 7556.4508 | 8426.8759 | 10194.8866
6660 | 74618.8288 | 1481.3382 | 0 | 74557.8288 | 2965.0237 | 1461.0902 | 2095.7054 | 3204.1774 | 226.373 | 380 | -1391.6795 | -62.455 | 1705.5557
6661 | 74479.2044 | 1373.627 | -1373.627 | 73044.5774 | 1726.929 | 12788.8715 | 2294.3053 | 3133.187 | 58.7002 | 244 | 12815.0573 | 13840.6091 | 15608.6198
6662 | 75758.8175 | 1531.6229 | 0 | 75697.8175 | 1561.0109 | 4979.8279 | 2519.4008 | 3191.8225 | 122.4545 | 380 | 2802.4229 | 4027.7289 | 5795.7396
6663 | 74610.0738 | 2364.7056 | 0 | 74549.0738 | 3678.5838 | 9000.689 | 1735.3451 | 3160.3712 | 153.3803 | 54 | 5038.9476 | 5969.1795 | 7737.1902
6664 | 76066.412 | 1406.8633 | 0 | 76005.412 | 2841.1634 | 18156.6774 | 2399.1636 | 3324.0562 | 80.3142 | 434 | 14403.5218 | 15640.6875 | 17408.6982
6665 | 75974.4623 | 2378.4738 | 0 | 75913.4623 | 4146.429 | 3144.6171 | 2532.717 | 3380.0696 | 167.3435 | 244 | -1632.2876 | -498.0925 | 1269.9182
6666 | 75462.7656 | 1729.2346 | -1729.2346 | 73672.531 | 4270.814 | 4721.7663 | 2443.304 | 3227.4056 | 84.5146 | 54 | 1819.3309 | 2680.6971 | 4448.7078
6667 | 74443.0403 | 1898.1923 | -1898.1923 | 72483.848 | 2539.1994 | 28925.0679 | 1790.6547 | 3130.1813 | 94.551 | 434 | 28193.0566 | 29444.4592 | 31212.4699
6668 | 74915.153 | 1069.923 | 0 | 74854.153 | 4578.7598 | 10164.9891 | 2404.1414 | 3164.7889 | 116.8771 | 380 | 5671.2067 | 6890.9353 | 8658.946
6669 | 77053.743 | 1122.8317 | 0 | 76992.743 | 4255.929 | 6798.7552 | 2748.1359 | 3491.778 | 78.4928 | 190 | 1160.1971 | 2151.5414 | 3919.5521
6670 | 76199.7853 | 1600.9431 | -1600.9431 | 74537.8422 | 5133.582 | 7944.0676 | 2337.3773 | 3313.6532 | 145.6648 | 190 | 3293.874 | 4352.3903 | 6120.401
6671 | 76441.5572 | 1400.994 | 0 | 76380.5572 | 2462.0582 | 6041.9369 | 2615.7008 | 3450.2721 | 87.8613 | 54 | 2635.4945 | 3500.2074 | 5268.2181
6672 | 76950.3887 | 1066.1779 | 0 | 76889.3887 | 4128.8173 | 4030.8161 | 2217.5925 | 3320.1124 | 163.6784 | 244 | -2079.485 | -948.9551 | 819.0556
6673 | 75944.1834 | 1416.8765 | -1416.8765 | 74466.307 | 3283.8367 | 3799.3831 | 2351.4066 | 3331.132 | 121.5354 | 54 | 1101.978 | 2000.365 | 3768.3757
6674 | 77491.2074 | 1768.7613 | -1768.7613 | 75661.4461 | 3003.2724 | 13379.9583 | 2627.0302 | 3488.7185 | 125.5098 | 190 | 10201.1884 | 11239.5498 | 13007.5605
6675 | 76972.0828 | 1152.6745 | 0 | 76911.0828 | 3407.5191 | 10288.278 | 2415.147 | 3412.3966 | 245.3907 | 244 | 5167.4197 | 6379.6619 | 8147.6726
6676 | 75213.2894 | 1115.4049 | 0 | 75152.2894 | 3013.2932 | 12007.9642 | 2326.7158 | 3177.1842 | 118.0936 | 190 | 8716.4815 | 9747.4267 | 11515.4374
6677 | 76456.9826 | 1571.188 | 0 | 76395.9826 | 6637.1951 | 15736.3352 | 2528.3142 | 3276.6107 | 194.3928 | 190 | 7878.2824 | 8985.5268 | 10753.5375
6678 | 75291.622 | 1828.819 | 0 | 75230.622 | 2403.1707 | 14644.6259 | 2712.6071 | 3305.7554 | 72.8381 | 54 | 12399.3956 | 13249.0853 | 15017.096
6679 | 75538.3313 | 1318.29 | 0 | 75477.3313 | 2523.4582 | 12034.1127 | 1981.2956 | 3296.7223 | 110.5836 | 190 | 8681.5411 | 9704.9763 | 11472.987
6680 | 75117.4205 | 1270.8487 | 0 | 75056.4205 | 2711.2168 | 3036.9039 | 2692.0167 | 3128.192 | 107.174 | 190 | 459.6752 | 1479.7007 | 3247.7114
6681 | 75378.8528 | 1708.2759 | -1708.2759 | 73609.577 | 2609.7857 | 8999.7435 | 2258.5547 | 3226.2598 | 179.729 | 190 | 7635.3953 | 8727.9759 | 10495.9866
6682 | 75210.9881 | 1600.5589 | 0 | 75149.9881 | 4252.1247 | 2280.5472 | 2338.937 | 3215.0935 | 115.4638 | 190 | -2197.335 | -1169.0197 | 598.991
6683 | 74534.5595 | 1344.5337 | -1344.5337 | 73129.0258 | 3149.9976 | 2724.4803 | 1603.1517 | 3146.8946 | 142.3381 | 244 | 565.7032 | 1674.8929 | 3442.9036
6684 | 76663.7683 | 1188.1826 | -1188.1826 | 75414.5858 | 3343.1766 | 9274.0828 | 2275.6517 | 3483.355 | 52.0918 | 244 | 5645.5272 | 6664.4706 | 8432.4813
6685 | 76656.2413 | 1738.1069 | 0 | 76595.2413 | 1438.4873 | 7308.9551 | 2439.4689 | 3289.983 | 144.6098 | 380 | 4374.8783 | 5622.3397 | 7390.3504
6686 | 75556.1303 | 1835.6386 | 0 | 75495.1303 | 2581.0336 | 9443.0207 | 2652.7829 | 3261.7629 | 13.6267 | 244 | 6651.6027 | 7632.081 | 9400.0917
6687 | 73848.9286 | 1563.6977 | 0 | 73787.9286 | 4524.6013 | 16937.1199 | 2079.5613 | 3127.3093 | 145.191 | 190 | 13201.6605 | 14259.7031 | 16027.7138
6688 | 75820.4903 | 1538.9322 | 0 | 75759.4903 | 2675.3035 | 19091.9861 | 2623.8485 | 3274.1969 | 136.3935 | 190 | 15925.4378 | 16974.6829 | 18742.6936
6689 | 76190.3281 | 2147.1205 | 0 | 76129.3281 | 3676.0429 | 5627.2419 | 1996.8939 | 3340.6345 | 130.582 | 244 | 529.5994 | 1627.033 | 3395.0437
6690 | 76107.7833 | 1912.7691 | -1912.7691 | 74134.0142 | 2819.6338 | 15673.7799 | 1800.1185 | 3275.605 | 210.5278 | 54 | 13166.0554 | 14153.4347 | 15921.4454
6691 | 75225.6986 | 1379.7933 | 0 | 75164.6986 | 1898.7832 | 7227.5089 | 2490.2081 | 3243.8019 | 246.7841 | 380 | 5268.2371 | 6617.8728 | 8385.8835
6692 | 76433.8367 | 2096.4361 | 0 | 76372.8367 | 2350.9448 | 7501.4311 | 2499.6862 | 3403.8383 | 143.7527 | 190 | 4051.3742 | 5107.9785 | 6875.9892
6693 | 75186.0579 | 1931.0794 | 0 | 75125.0579 | 2963.3375 | 14579.3772 | 2563.2163 | 3194.9877 | 140.4477 | 244 | 11619.3858 | 12726.6851 | 14494.6958
6694 | 74318.0233 | 2060.4511 | 0 | 74257.0233 | 2632.9167 | 3123.9218 | 2658.3967 | 3310.8682 | 59.5994 | 54 | 1573.4467 | 2409.8977 | 4177.9084
6695 | 75470.908 | 1147.0786 | -1147.0786 | 74262.8294 | 1418.0162 | 8565.685 | 2644.0833 | 3215.3086 | 99.3505 | 434 | 8114.4312 | 9370.6333 | 11138.644
6696 | 74525.1093 | 1467.6123 | 0 | 74464.1093 | 1736.6697 | 8366.4785 | 2641.0622 | 3173.9104 | 74.9991 | 54 | 7350.8722 | 8202.7228 | 9970.7335
6697 | 75882.2538 | 1812.404 | 0 | 75821.2538 | 1454.3709 | 3080.2531 | 2644.4198 | 3356.1924 | 132.9038 | 380 | 1175.4406 | 2411.196 | 4179.2067
6698 | 75138.6417 | 1457.5239 | -1457.5239 | 73620.1178 | 3310.0432 | 12902.8533 | 2464.2717 | 3271.69 | 183.7617 | 380 | 11078.854 | 12365.4673 | 14133.478
6699 | 75239.903 | 1608.9912 | 0 | 75178.903 | 3487.9709 | 6376.8698 | 2686.8235 | 3148.0412 | 112.9531 | 190 | 2915.0606 | 3940.8652 | 5708.8759
6700 | 75876.1745 | 1421.3657 | 0 | 75815.1745 | 2564.2847 | 8260.6381 | 2513.0661 | 3215.4717 | 74.7188 | 54 | 4979.9167 | 5831.4871 | 7599.4978
6701 | 74267.6351 | 1504.1095 | 0 | 74206.6351 | 3810.0266 | 6227.0223 | 2124.236 | 3138.0374 | 59.4066 | 190 | 2842.834 | 3815.0921 | 5583.1028
6702 | 74561.4344 | 1331.2566 | 0 | 74500.4344 | 4771.8642 | 6643.4972 | 2059.345 | 3163.5454 | 231.1822 | 54 | 1964.2889 | 2972.3227 | 4740.3334
6703 | 75586.8618 | 1506.4666 | -1506.4666 | 74019.3953 | 2111.0343 | 6127.7858 | 2685.5161 | 3302.2094 | 147.1815 | 54 | 5355.2818 | 6279.3148 | 8047.3255
6704 | 73180.3838 | 2013.4886 | 0 | 73119.3838 | 2853.9694 | 2340.632 | 2128.5087 | 3128.8493 | 139.8031 | 244 | 994.8367 | 2101.4914 | 3869.5021
6705 | 74296.929 | 1569.615 | -1569.615 | 72666.3141 | 3124.8963 | 19281.0887 | 2000.2862 | 3150.7552 | 163.803 | 54 | 18011.1199 | 18951.7744 | 20719.7851
6706 | 77483.7794 | 1541.7341 | 0 | 77422.7794 | 2794.8296 | 16055.634 | 2575.8272 | 3525.0209 | 168.9858 | 380 | 11309.0731 | 12580.9104 | 14348.9211
6707 | 75509.7864 | 2123.1801 | 0 | 75448.7864 | 1832.6104 | 3057.2761 | 1867.5451 | 3201.7108 | 151.7032 | 380 | 215.3351 | 1469.8899 | 3237.9006
6708 | 74326.2018 | 1163.7242 | -1163.7242 | 73101.4776 | 3615.2985 | 11075.2713 | 2676.6952 | 3149.1756 | 169.6644 | 380 | 9554.5661 | 10827.0821 | 12595.0928
6709 | 75612.8305 | 1659.0872 | 0 | 75551.8305 | 3387.1456 | 5133.8796 | 2390.1466 | 3197.8857 | 131.5911 | 54 | 1153.136 | 2061.5786 | 3829.5893
6710 | 76563.8674 | 1619.6945 | -1619.6945 | 74883.1729 | 4091.7606 | 11051.3662 | 2556.5591 | 3403.5684 | 207.3646 | 54 | 7406.7603 | 8390.9765 | 10158.9872
6711 | 74152.7399 | 1625.0711 | 0 | 74091.7399 | 1352.404 | 2014.3997 | 2215.1922 | 3134.2736 | 155.0498 | 244 | 1289.9217 | 2411.823 | 4179.8337
6712 | 75824.0563 | 2078.0784 | -2078.0784 | 73684.9779 | 3622.8593 | 7197.0878 | 2573.789 | 3317.7552 | 162.8146 | 54 | 5150.9947 | 6090.6609 | 7858.6716
6713 | 74799.468 | 1683.6108 | 0 | 74738.468 | 3771.9547 | 3078.5958 | 2186.54 | 3147.7942 | 137.6264 | 244 | -727.2927 | 377.1853 | 2145.196
6714 | 75770.7513 | 1992.6418 | -1992.6418 | 73717.1095 | 2551.8452 | 8064.0715 | 1927.8901 | 3173.6496 | 137.8553 | 54 | 6266.8565 | 7181.5634 | 8949.5741
6715 | 75922.1902 | 1541.2245 | 0 | 75861.1902 | 2439.7137 | 11121.4917 | 2269.26 | 3267.0886 | 133.3009 | 380 | 7727.1363 | 8963.2888 | 10731.2995
6716 | 75778.3784 | 1287.3399 | 0 | 75717.3784 | 2710.931 | 13228.2585 | 2152.8013 | 3244.774 | 74.6214 | 54 | 9567.7243 | 10419.1973 | 12187.208
6717 | 77134.4343 | 1807.0134 | 0 | 77073.4343 | 2412.8272 | 7820.3137 | 2400.2205 | 3443.4805 | 213.1632 | 380 | 3547.9533 | 4863.9681 | 6631.9788
6718 | 74932.0392 | 1529.9407 | 0 | 74871.0392 | 4017.1108 | 22555.4151 | 2330.3978 | 3217.8619 | 201.9123 | 244 | 18585.7247 | 19754.4886 | 21522.4993
6719 | 76678.2762 | 1186.2241 | 0 | 76617.2762 | 1910.5677 | 7917.547 | 2438.1074 | 3452.3306 | 91.8092 | 380 | 4650.3411 | 5845.0018 | 7613.0125
6720 | 76027.7885 | 1629.6515 | 0 | 75966.7885 | 2514.0691 | 15358.6739 | 2303.4695 | 3308.3377 | 137.1176 | 244 | 11859.8235 | 12963.7926 | 14731.8033
6721 | 75231.5396 | 1812.8851 | 0 | 75170.5396 | 2297.8785 | 11712.3279 | 2316.7256 | 3236.2749 | 162.9684 | 54 | 9167.1103 | 10106.9303 | 11874.941
6722 | 75996.2234 | 1631.6033 | 0 | 75935.2234 | 2635.157 | 5456.8641 | 1953.6275 | 3419.3528 | 108.4281 | 190 | 1629.6639 | 2650.9435 | 4418.9542
6723 | 74850.0911 | 1659.3561 | -1659.3561 | 73129.735 | 2084.8181 | 16626.4793 | 2304.6963 | 3140.4478 | 109.1724 | 434 | 16227.2703 | 17493.2943 | 19261.305
6724 | 77305.3254 | 1443.9857 | 0 | 77244.3254 | 3246.7432 | 4515.4897 | 2473.3883 | 3381.8532 | 110.3456 | 54 | -750.1374 | 137.0597 | 1905.0704
6725 | 75333.2584 | 1527.14 | -1527.14 | 73745.1184 | 2737.6922 | 6120.1399 | 2542.9645 | 3183.4882 | 171.0549 | 244 | 4733.982 | 5871.8884 | 7639.8991
6726 | 77489.8788 | 1745.8301 | 0 | 77428.8788 | 3003.8608 | 7756.2468 | 2690.425 | 3310.1168 | 115.7061 | 380 | 2694.2489 | 3912.8066 | 5680.8173
6727 | 73606.0287 | 1620.4335 | 0 | 73545.0287 | 2560.8008 | 11685.1167 | 2315.5798 | 3139.2378 | 54.767 | 244 | 10404.3048 | 11425.9234 | 13193.9341
6728 | 75661.8133 | 2032.0911 | 0 | 75600.8133 | 3229.1075 | 8440.4752 | 2267.4691 | 3271.9516 | 205.915 | 54 | 4520.175 | 5502.9416 | 7270.9523
6729 | 73599.5806 | 1397.6181 | 0 | 73538.5806 | 2773.2249 | 1664.8643 | 2276.1038 | 3123.8882 | 117.8595 | 380 | 123.2508 | 1343.9618 | 3111.9725
6730 | 75465.7854 | 1393.2091 | -1393.2091 | 74011.5763 | 3042.1848 | 2704.1037 | 2535.6194 | 3218.6646 | 141.3392 | 244 | 774.8267 | 1883.0175 | 3651.0282
6731 | 76096.3515 | 2270.5886 | -2270.5886 | 73764.7629 | 3968.9602 | 11607.552 | 2519.1299 | 3259.8702 | 60.2012 | 380 | 9023.0289 | 10186.0817 | 11954.0924
6732 | 76456.0565 | 1968.4208 | 0 | 76395.0565 | 1653.1943 | 9394.5422 | 2382.5208 | 3462.2826 | 145.5787 | 434 | 6561.2948 | 7863.7251 | 9631.7358
6733 | 75993.9366 | 1288.4443 | 0 | 75932.9366 | 2995.4995 | 16861.9028 | 2465.788 | 3321.3685 | 145.8136 | 434 | 13090.8231 | 14393.4883 | 16161.499
6734 | 75341.0328 | 1636.3046 | 0 | 75280.0328 | 4115.0971 | 2606.166 | 1932.4631 | 3303.0848 | 110.1102 | 190 | -2183.216 | -1160.2542 | 607.7565
6735 | 75607.9694 | 1557.1343 | -1557.1343 | 73989.8352 | 2045.3296 | 14581.8321 | 1721.9254 | 3188.0846 | 89.555 | 190 | 12826.8773 | 13829.2838 | 15597.2945
6736 | 74112.2297 | 1461.1893 | 0 | 74051.2297 | 1853.8246 | 12328.8984 | 2489.1208 | 3132.7695 | 149.259 | 244 | 11415.9343 | 12532.0449 | 14300.0556
6737 | 75979.9857 | 1502.7798 | 0 | 75918.9857 | 2220.3838 | 4552.2241 | 2538.8636 | 3317.9076 | 169.1675 | 190 | 1639.8257 | 2721.8447 | 4489.8554
6738 | 75572.5274 | 1657.9067 | -1657.9067 | 73853.6207 | 3474.1241 | 8303.5812 | 2683.9059 | 3283.7266 | 134.4323 | 380 | 6313.6689 | 7550.9528 | 9318.9635
6739 | 75345.7978 | 1659.818 | 0 | 75284.7978 | 3350.7117 | 13843.6563 | 2459.2699 | 3176.3866 | 121.2521 | 244 | 10214.0034 | 11302.1071 | 13070.1178
6740 | 74689.9872 | 1501.3813 | 0 | 74628.9872 | 3497.5527 | 7615.5104 | 2330.1778 | 3164.1276 | 91.1109 | 190 | 4353.476 | 5357.4385 | 7125.4492
6741 | 76519.2222 | 1584.5192 | 0 | 76458.2222 | 3995.4876 | 7896.4442 | 2671.3225 | 3429.5921 | 161.7377 | 380 | 2913.849 | 4178.4382 | 5946.4489
6742 | 75695.8113 | 1068.2839 | 0 | 75634.8113 | 2904.203 | 13048.4968 | 2503.556 | 3254.002 | 168.7404 | 190 | 9637.2405 | 10718.8325 | 12486.8432
6743 | 75442.4707 | 2030.3021 | 0 | 75381.4707 | 3837.1293 | 4176.392 | 2361.2398 | 3131.131 | 133.7863 | 190 | -179.6371 | 867.0008 | 2635.0115
6744 | 73665.9218 | 1670.5961 | -1670.5961 | 71934.3257 | 1776.107 | 6241.1592 | 2531.9639 | 3133.1717 | 123.8673 | 54 | 7566.0622 | 8466.781 | 10234.7917
6745 | 76038.8586 | 1933.5706 | 0 | 75977.8586 | 2360.3196 | 17619.8202 | 2185.8692 | 3384.0144 | 167.5521 | 380 | 14221.7256 | 15492.1292 | 17260.1399
6746 | 75192.4701 | 2071.7979 | 0 | 75131.4701 | 3580.494 | 16563.7632 | 2640.0612 | 3161.1324 | 91.6063 | 244 | 13023.1927 | 14081.6506 | 15849.6613
6747 | 75495.6606 | 2271.0822 | 0 | 75434.6606 | 1809.469 | 4575.1882 | 2272.5025 | 3169.5606 | 80.17 | 434 | 2143.3217 | 3380.3433 | 5148.354
6748 | 75807.7022 | 1464.4329 | -1464.4329 | 74282.2693 | 2578.3782 | 2962.4599 | 2699.2067 | 3179.1608 | 106.0504 | 434 | 1350.3799 | 2613.2819 | 4381.2926
6749 | 76982.1333 | 1786.9483 | -1786.9483 | 75134.185 | 2291.8232 | 11292.6956 | 2579.7859 | 3356.4732 | 142.0035 | 54 | 9173.1465 | 10092.0015 | 11860.0122
6750 | 73408.5937 | 2268.8189 | 0 | 73347.5937 | 5580.9157 | 5806.3463 | 2532.11 | 3123.1412 | 223.6209 | 244 | 1903.2881 | 3093.7605 | 4861.7712
6751 | 76394.1549 | 1827.6927 | -1827.6927 | 74505.4623 | 4076.8006 | 16924.2739 | 1741.2075 | 3440.292 | 151.6991 | 434 | 12893.7105 | 14202.2611 | 15970.2718
6752 | 74372.8261 | 1899.9055 | 0 | 74311.8261 | 5520.5703 | 20946.9674 | 1560.9839 | 3204.0789 | 131.1563 | 434 | 15249.8337 | 16537.8415 | 18305.8522
6753 | 74683.3876 | 1223.9743 | 0 | 74622.3876 | 2443.4521 | 9685.4356 | 2534.304 | 3188.0505 | 110.4563 | 380 | 7712.1504 | 8925.4583 | 10693.469
6754 | 76017.4986 | 1591.3693 | 0 | 75956.4986 | 5241.0841 | 7365.1952 | 2712.7655 | 3411.7975 | 121.2555 | 190 | 1662.3755 | 2696.4825 | 4464.4932
6755 | 75911.1859 | 1634.6951 | -1634.6951 | 74215.4907 | 2800.7505 | 12790.7198 | 2262.7069 | 3258.1347 | 172.889 | 54 | 10665.5201 | 11615.2607 | 13383.2714
6756 | 74160.3265 | 1283.6899 | 0 | 74099.3265 | 1570.0883 | 3727.8245 | 2013.1432 | 3166.7065 | 78.6518 | 380 | 2608.4594 | 3789.9627 | 5557.9734
6757 | 74885.1548 | 2045.0284 | 0 | 74824.1548 | 2905.1433 | 12874.3151 | 2557.7338 | 3216.351 | 153.6686 | 380 | 10289.3017 | 11545.8218 | 13313.8325
6758 | 76461.8888 | 2147.3281 | 0 | 76400.8888 | 1845.7191 | 7224.5822 | 1952.0194 | 3378.0093 | 159.8435 | 244 | 3678.203 | 4804.898 | 6572.9087
6759 | 76163.3437 | 1830.5257 | 0 | 76102.3437 | 4439.4915 | 9901.6328 | 2657.4288 | 3353.3931 | 163.0227 | 380 | 4740.8194 | 6006.6937 | 7774.7044
6760 | 76151.0977 | 1404.779 | 0 | 76090.0977 | 5380.2953 | 21087.1589 | 2454.7297 | 3307.196 | 92.8625 | 54 | 14748.8917 | 15618.6058 | 17386.6165
6761 | 75821.9508 | 1291.2137 | 0 | 75760.9508 | 1841.5416 | 6280.5394 | 2123.5125 | 3188.6255 | 206.3675 | 54 | 3360.3851 | 4343.6041 | 6111.6148
6762 | 76217.8131 | 2070.4852 | 0 | 76156.8131 | 2840.1921 | 6936.0523 | 2265.169 | 3219.3971 | 180.4971 | 54 | 2793.8132 | 3751.1619 | 5519.1726
6763 | 76257.8362 | 1389.1961 | 0 | 76196.8362 | 2766.8524 | 12760.9008 | 2470.3235 | 3418.9114 | 156.9454 | 190 | 9056.647 | 10126.444 | 11894.4547
6764 | 74535.1951 | 1640.9214 | 0 | 74474.1951 | 1762.4624 | 17967.0403 | 2210.8791 | 3147.0326 | 171.4679 | 190 | 16458.4946 | 17542.814 | 19310.8247
6765 | 75544.4588 | 1493.6005 | 0 | 75483.4588 | 2293.7563 | 5301.9222 | 2467.6686 | 3403.3776 | 198.4243 | 54 | 2765.9533 | 3741.2292 | 5509.2399
6766 | 74834.6605 | 1265.3853 | 0 | 74773.6605 | 3014.4353 | 5181.9627 | 2088.6412 | 3142.358 | 233.1656 | 244 | 1995.0661 | 3195.0833 | 4963.094
6767 | 74576.3158 | 1394.9931 | -1394.9931 | 73120.3226 | 1948.9489 | 11752.8195 | 1982.0131 | 3159.1172 | 173.1825 | 190 | 11194.8783 | 12280.9123 | 14048.923
6768 | 75155.8197 | 1106.056 | 0 | 75094.8197 | 3689.483 | 9396.7148 | 2734.5275 | 3167.7395 | 132.1869 | 190 | 5884.8792 | 6929.9176 | 8697.9283
6769 | 73546.5755 | 1633.3549 | 0 | 73485.5755 | 3903.938 | 19423.6286 | 2260.7234 | 3123.0162 | 160.3859 | 54 | 16788.0547 | 17725.2921 | 19493.3028
6770 | 77462.9801 | 1951.2407 | 0 | 77401.9801 | 3269.7108 | 5906.3392 | 2039.8294 | 3531.9901 | 161.0937 | 244 | 176.6678 | 1304.6131 | 3072.6238
6771 | 75986.2081 | 1849.7386 | -1849.7386 | 74075.4695 | 3129.6114 | 5304.6415 | 2314.1666 | 3265.3145 | 142.2351 | 434 | 3049.2417 | 4348.3284 | 6116.3391
6772 | 72849.956 | 1493.2179 | 0 | 72788.956 | 2422.1456 | 6768.8855 | 2282.9619 | 3126.0558 | 163.4427 | 434 | 6337.0017 | 7657.2959 | 9425.3066
6773 | 74817.6305 | 1604.4844 | 0 | 74756.6305 | 7218.2056 | 9468.1354 | 2195.0161 | 3160.0026 | 116.7316 | 244 | 2218.518 | 3302.1012 | 5070.1119
6774 | 76177.0579 | 1028.7811 | -1028.7811 | 75087.2769 | 2286.6411 | 7550.9091 | 2662.4666 | 3200.5108 | 128.585 | 434 | 5410.1686 | 6695.6051 | 8463.6158
6775 | 77625.282 | 1195.3149 | 0 | 77564.282 | 2403.5293 | 7926.4953 | 2085.2906 | 3520.6946 | 78.1292 | 380 | 2934.8692 | 4115.8499 | 5883.8606
6776 | 76573.7167 | 1353.0322 | 0 | 76512.7167 | 2488.5386 | 9151.2431 | 2226.0636 | 3391.1084 | 139.0674 | 190 | 5137.3597 | 6189.2787 | 7957.2894
6777 | 75913.5052 | 1988.4298 | 0 | 75852.5052 | 2921.3961 | 7731.7622 | 2455.2967 | 3251.3987 | 104.0596 | 244 | 4034.7563 | 5105.6674 | 6873.6781
6778 | 75246.9206 | 1556.9509 | 0 | 75185.9206 | 1484.1959 | 4275.1778 | 2557.2515 | 3154.9659 | 77.2109 | 190 | 2687.4788 | 3677.5412 | 5445.5519
6779 | 74515.8617 | 1105.7944 | 0 | 74454.8617 | 1836.5757 | 4234.9871 | 2410.5574 | 3131.2501 | 148.7543 | 380 | 2855.5573 | 4107.1631 | 5875.1738
6780 | 76470.3789 | 1914.8702 | 0 | 76409.3789 | 3434.1384 | 6423.2773 | 2377.8387 | 3332.1826 | 129.0091 | 54 | 1659.9813 | 2565.8419 | 4333.8526
6781 | 75467.1965 | 1359.4091 | -1359.4091 | 74046.7874 | 4615.2761 | 8640.3648 | 1030.3669 | 3284.8642 | 187.0005 | 54 | 3663.7324 | 4627.5845 | 6395.5952
6782 | 74344.6879 | 1508.9061 | 0 | 74283.6879 | 3063.92 | 12162.8067 | 2134.2494 | 3164.5112 | 1.0138 | 244 | 9484.1594 | 10452.0247 | 12220.0354
6783 | 76547.235 | 1528.2227 | 0 | 76486.235 | 3599.0179 | 8418.7485 | 2298.3872 | 3412.1484 | 163.1069 | 244 | 3414.2311 | 4544.1896 | 6312.2003
6784 | 74795.4842 | 2112.5234 | 0 | 74734.4842 | 3525.6078 | 7954.1101 | 2468.9131 | 3163.8566 | 190.6916 | 190 | 4696.9878 | 5800.5309 | 7568.5416
6785 | 75544.6015 | 1577.8529 | 0 | 75483.6015 | 3954.4746 | 15974.2718 | 2591.6405 | 3175.1486 | 117.5571 | 190 | 11673.1847 | 12703.5934 | 14471.6041
6786 | 75535.1587 | 1573.6466 | 0 | 75474.1587 | 2103.4384 | 2714.4394 | 2254.4471 | 3163.0855 | 123.3259 | 190 | -75.4251 | 960.7524 | 2728.7631
6787 | 75935.5268 | 1724.6198 | -1724.6198 | 74149.907 | 3159.296 | 10493.0536 | 1814.6319 | 3320.9071 | 179.9048 | 380 | 7689.5897 | 8972.346 | 10740.3567
6788 | 74629.9693 | 1635.6131 | 0 | 74568.9693 | 4308.8959 | 4302.5467 | 2409.833 | 3145.2288 | 90.8896 | 54 | 349.9433 | 1217.6845 | 2985.6952
6789 | 74627.7603 | 2255.1888 | -2255.1888 | 72311.5715 | 2547.0078 | 3173.4518 | 2373.6882 | 3153.8031 | 118.5957 | 244 | 3212.5639 | 4298.0112 | 6066.0219
6790 | 74002.5418 | 1914.817 | 0 | 73941.5418 | 2869.0456 | 12521.2354 | 1997.5332 | 3128.7049 | 44.4228 | 190 | 10207.086 | 11164.3604 | 12932.3711
6791 | 74328.0564 | 2290.6113 | 0 | 74267.0564 | 2356.7961 | 3863.1045 | 2601.0841 | 3167.6618 | 173.0221 | 54 | 2378.1979 | 3328.0716 | 5096.0823
6792 | 76187.2453 | 1356.922 | -1356.922 | 74769.3234 | 3378.613 | 10421.6799 | 2674.8286 | 3252.4863 | 83.4419 | 190 | 7571.2584 | 8567.5519 | 10335.5626
6793 | 76836.8261 | 1635.5564 | 0 | 76775.8261 | 3818.2869 | 4640.3024 | 1723.8969 | 3485.3846 | 142.1762 | 190 | -1374.3291 | -319.3013 | 1448.7094
6794 | 75940.0754 | 1386.5762 | -1386.5762 | 74492.4992 | 2958.1939 | 9652.2245 | 2554.5416 | 3154.0697 | 223.8041 | 244 | 7280.3427 | 8470.9984 | 10239.0091
6795 | 76357.3959 | 1497.987 | 0 | 76296.3959 | 2283.1809 | 7326.7744 | 2109.9232 | 3416.0245 | 109.4986 | 190 | 3643.3453 | 4665.6955 | 6433.7062
6796 | 74910.5667 | 1640.2839 | 0 | 74849.5667 | 2413.8694 | 9975.2947 | 2484.8413 | 3146.8486 | 25.5212 | 380 | 7713.7486 | 8842.1214 | 10610.1321
6797 | 76012.5503 | 1376.5274 | 0 | 75951.5503 | 2917.3682 | 1272.3003 | 2262.2689 | 3392.4437 | 160.3731 | 434 | -2571.7056 | -1254.481 | 513.5297
6798 | 76270.9161 | 1685.6287 | -1685.6287 | 74524.2874 | 2788.1856 | 11554.0612 | 2502.2603 | 3426.5102 | 23.5608 | 54 | 9540.5586 | 10340.971 | 12108.9817
6799 | 74218.5967 | 1875.7644 | 0 | 74157.5967 | 4650.7023 | 12607.2052 | 2790.7361 | 3124.5471 | 66.1708 | 54 | 9084.3895 | 9927.4118 | 11695.4225
6800 | 77544.1398 | 1700.3139 | 0 | 77483.1398 | 3020.3701 | 9938.3341 | 2216.4721 | 3541.3268 | 87.8405 | 380 | 4562.8231 | 5753.5152 | 7521.5259
6801 | 73910.6421 | 1796.4397 | 0 | 73849.6421 | 1941.1606 | 12643.3087 | 2625.1141 | 3128.1646 | 106.528 | 190 | 11975.9848 | 12995.3643 | 14763.375
6802 | 74841.1888 | 1800.6504 | 0 | 74780.1888 | 3976.0174 | 9323.2995 | 2300.7069 | 3127.722 | 90.2238 | 190 | 5365.7221 | 6368.7974 | 8136.8081
6803 | 75999.7069 | 1448.0762 | 0 | 75938.7069 | 1553.8601 | 7413.1463 | 2386.7318 | 3218.9054 | 70.9579 | 380 | 4896.4166 | 6070.226 | 7838.2367
6804 | 74464.4221 | 1748.7842 | 0 | 74403.4221 | 2445.5561 | 5288.8099 | 1939.7797 | 3170.3622 | 185.3617 | 380 | 2920.1735 | 4208.3868 | 5976.3975
6805 | 74541.8779 | 2168.7146 | 0 | 74480.8779 | 2430.3372 | 7036.559 | 2062.2318 | 3148.319 | 176.829 | 54 | 4706.0946 | 5659.7751 | 7427.7858
6806 | 76534.7371 | 1608.7741 | 0 | 76473.7371 | 3222.7467 | 6126.9807 | 2382.1781 | 3358.8019 | 222.2555 | 190 | 1541.6769 | 2676.7839 | 4444.7946
6807 | 76746.1659 | 2006.6074 | -2006.6074 | 74678.5585 | 2982.8405 | 10743.5281 | 2112.6878 | 3420.3447 | 120.0363 | 54 | 7985.3617 | 8882.2496 | 10650.2603
6808 | 77081.0925 | 1820.2312 | 0 | 77020.0925 | 3014.6449 | 7065.7578 | 2487.231 | 3389.9294 | 141.8047 | 190 | 2278.3807 | 3333.037 | 5101.0477
6809 | 75887.9771 | 2138.5011 | -2138.5011 | 73688.476 | 4416.415 | 8760.5412 | 1925.8366 | 3235.143 | 156.0917 | 380 | 5186.8299 | 6445.7732 | 8213.7839
6810 | 74317.8006 | 2105.653 | 0 | 74256.8006 | 4635.5342 | 7183.7553 | 2590.1657 | 3206.1868 | 137.371 | 190 | 3457.973 | 4508.1955 | 6276.2062
6811 | 76818.4738 | 2445.2584 | 0 | 76757.4738 | 1978.0177 | 12530.2164 | 1929.4148 | 3360.583 | 171.551 | 54 | 8454.9227 | 9403.3252 | 11171.3359
6812 | 76482.127 | 1485.0759 | 0 | 76421.127 | 3446.4762 | 5534.2582 | 2057.1717 | 3377.4351 | 166.0722 | 54 | 471.4619 | 1414.3856 | 3182.3963
6813 | 76175.3707 | 1333.3533 | -1333.3533 | 74781.0174 | 2311.158 | 7510.0231 | 2796.0164 | 3359.8503 | 138.4806 | 380 | 5943.9144 | 7185.2465 | 8953.2572
6814 | 75331.7186 | 1539.7822 | 0 | 75270.7186 | 2968.2799 | 12691.8834 | 2125.7932 | 3215.9792 | 106.7144 | 244 | 9164.8574 | 10238.4234 | 12006.4341
6815 | 76516.7286 | 1607.5694 | 0 | 76455.7286 | 1265.2398 | 14453.7904 | 2547.1122 | 3375.6831 | 170.2109 | 380 | 12025.8174 | 13298.8798 | 15066.8905
6816 | 75980.169 | 1506.5493 | 0 | 75919.169 | 2760.1881 | 3319.901 | 2179.1205 | 3320.9416 | 176.6756 | 54 | -489.1941 | 464.3331 | 2232.3438
6817 | 75627.1451 | 1498.0729 | -1498.0729 | 74068.0723 | 3008.3994 | 5202.2147 | 2170.3534 | 3282.4537 | 111.1665 | 190 | 2948.7501 | 3972.7682 | 5740.7789
6818 | 75032.7185 | 2146.1181 | 0 | 74971.7185 | 2686.2647 | 3642.6506 | 2362.0553 | 3202.16 | 199.8056 | 244 | 919.0826 | 2085.7398 | 3853.7505
6819 | 74558.3238 | 1939.217 | -1939.217 | 72558.1068 | 4323.5909 | 4723.3182 | 2488.6163 | 3222.9004 | 156.8505 | 54 | 2923.3371 | 3857.0392 | 5625.0499
6820 | 76524.9432 | 1364.4912 | 0 | 76463.9432 | 3418.4072 | 6826.3298 | 2640.6169 | 3354.244 | 193.0779 | 54 | 2309.0404 | 3278.9699 | 5046.9806
6821 | 76747.0717 | 1525.223 | -1525.223 | 75160.8487 | 4209.1083 | 5751.911 | 2122.6022 | 3391.6162 | 67.5035 | 434 | 1266.3725 | 2490.7275 | 4258.7382
6822 | 76046.8311 | 1415.9819 | -1415.9819 | 74569.8492 | 2242.8962 | 3061.8828 | 2874.0004 | 3418.1894 | 37.4041 | 190 | 1911.5272 | 2861.7829 | 4629.7936
6823 | 74314.7439 | 1883.8877 | -1883.8877 | 72369.8562 | 2516.3407 | 15838.6283 | 2380.7564 | 3143.4797 | 107.5954 | 244 | 15846.8675 | 16921.3145 | 18689.3252
6824 | 76083.0624 | 1823.3197 | 0 | 76022.0624 | 3527.0689 | 5132.159 | 2028.6 | 3169.8803 | 97.3026 | 244 | 151.7078 | 1215.862 | 2983.8727
6825 | 75749.9373 | 1270.1644 | -1270.1644 | 74418.7729 | 2872.3733 | 4742.5452 | 2183.0964 | 3376.3864 | 172.0582 | 190 | 2381.0818 | 3465.9915 | 5234.0022
6826 | 75610.4923 | 1705.3864 | -1705.3864 | 73844.106 | 2111.4505 | 9070.6205 | 2439.7362 | 3225.9474 | 100.1906 | 434 | 8150.9476 | 9407.9898 | 11176.0005
6827 | 76969.8692 | 2195.7225 | 0 | 76908.8692 | 2830.9633 | 7962.9674 | 2587.1924 | 3456.4222 | 29.9624 | 54 | 3636.9496 | 4443.7635 | 6211.7742
6828 | 75991.5597 | 1447.0546 | 0 | 75930.5597 | 2804.7904 | 7925.19 | 2432.6827 | 3242.6221 | 79.1679 | 190 | 4235.3447 | 5227.3642 | 6995.3749
6829 | 76022.5458 | 1537.2821 | 0 | 75961.5458 | 2204.9978 | 10133.3095 | 1782.5142 | 3262.2536 | 137.1208 | 54 | 6381.7337 | 7295.706 | 9063.7167
6830 | 74199.2351 | 1908.5671 | 0 | 74138.2351 | 3362.0666 | 3900.0721 | 2087.3018 | 3149.5376 | 187.0794 | 380 | 1006.8098 | 2296.7408 | 4064.7515
6831 | 76748.6584 | 1523.5779 | -1523.5779 | 75164.0805 | 2546.5599 | 9632.4505 | 2676.4639 | 3303.7556 | 181.868 | 380 | 7272.2297 | 8556.9492 | 10324.9599
6832 | 74378.7086 | 1492.4723 | 0 | 74317.7086 | 3564.5919 | 2672.018 | 2466.721 | 3197.5243 | 55.3806 | 244 | -175.8371 | 846.395 | 2614.4057
6833 | 74885.8409 | 2277.5534 | -2277.5534 | 72547.2876 | 4076.2479 | 27823.2924 | 2633.3436 | 3171.2039 | 170.9396 | 54 | 26374.5044 | 27322.2956 | 29090.3063
6834 | 75614.3029 | 1493.0918 | 0 | 75553.3029 | 1690.0696 | 5174.3679 | 2547.3356 | 3333.4804 | 58.8706 | 54 | 3182.0114 | 4017.7335 | 5785.7442
6835 | 75064.5428 | 2296.2514 | 0 | 75003.5428 | 2728.8032 | 3974.1877 | 2333.102 | 3416.1515 | 122.9319 | 54 | 1361.2952 | 2261.0786 | 4029.0893
6836 | 75693.6567 | 1997.0652 | -1997.0652 | 73635.5915 | 4271.2445 | 9795.3022 | 2705.9171 | 3237.4472 | 162.188 | 54 | 7202.0305 | 8141.0701 | 9909.0808
6837 | 76349.6234 | 1611.9304 | 0 | 76288.6234 | 1795.4119 | 14903.0775 | 2032.1121 | 3379.3286 | 63.0097 | 380 | 11600.6829 | 12766.5442 | 14534.5549
6838 | 75358.555 | 1628.8443 | 0 | 75297.555 | 3132.6688 | 7085.1839 | 2657.5255 | 3125.7598 | 158.2995 | 434 | 3808.4454 | 5123.5965 | 6891.6072
6839 | 76133.7747 | 1583.3655 | 0 | 76072.7747 | 1488.2175 | 3530.4552 | 2226.0338 | 3410.3473 | 107.8969 | 190 | 976.0441 | 1996.7926 | 3764.8033
6840 | 76065.293 | 1976.2525 | -1976.2525 | 74028.0404 | 3498.1306 | 9331.0357 | 2472.8257 | 3264.1528 | 70.9636 | 190 | 6912.0431 | 7895.8582 | 9663.8689
6841 | 75817.7783 | 1730.8692 | 0 | 75756.7783 | 2213.6621 | 5497.6527 | 1950.5449 | 3137.6884 | 90.5774 | 54 | 1985.6454 | 2853.0744 | 4621.0851
6842 | 76247.8578 | 1631.534 | -1631.534 | 74555.3239 | 3087.1485 | 9629.2688 | 2193.3913 | 3226.0231 | 123.1766 | 54 | 6776.4107 | 7676.4389 | 9444.4496
6843 | 76036.1861 | 1614.48 | 0 | 75975.1861 | 4312.1688 | 3009.2494 | 2415.9891 | 3179.0229 | 161.1107 | 190 | -2312.8935 | -1238.9312 | 529.0795
6844 | 75243.0479 | 1712.9863 | -1712.9863 | 73469.0616 | 3005.6632 | 7033.4309 | 2191.0843 | 3257.4967 | 141.8189 | 244 | 5377.4871 | 6486.1576 | 8254.1683
6845 | 74314.3972 | 1237.06 | 0 | 74253.3972 | 2276.2598 | 3992.2802 | 2610.7505 | 3170.7654 | 142.9446 | 190 | 2614.3391 | 3670.1353 | 5438.146
6846 | 76519.8656 | 1597.1656 | 0 | 76458.8656 | 3607.8687 | 27739.5747 | 2365.0685 | 3268.4984 | 137.7284 | 380 | 22676.6074 | 23917.1874 | 25685.1981
6847 | 75886.3031 | 1443.2742 | 0 | 75825.3031 | 2571.1193 | 7192.2912 | 2681.4407 | 3315.4395 | 93.1866 | 54 | 4162.949 | 5032.9872 | 6800.9979
6848 | 75324.308 | 1308.0539 | 0 | 75263.308 | 1830.5439 | 4239.2706 | 2461.5732 | 3148.6354 | 140.7096 | 54 | 2125.8274 | 3043.3886 | 4811.3993
6849 | 76221.7925 | 1131.8328 | -1131.8328 | 75028.9597 | 2955.3122 | 6170.0694 | 2413.8397 | 3222.4977 | 86.151 | 434 | 3192.335 | 4435.3376 | 6203.3483
6850 | 75935.2959 | 2131.3888 | 0 | 75874.2959 | 2279.3649 | 4760.6629 | 2168.3143 | 3285.1458 | 135.8036 | 54 | 1430.6623 | 2343.3174 | 4111.3281
6851 | 76815.7366 | 2009.6918 | -2009.6918 | 74745.0448 | 1646.0111 | 4445.0487 | 2548.8202 | 3423.0447 | 149.3542 | 190 | 3396.0577 | 4458.2635 | 6226.2742
6852 | 75352.8205 | 1515.0931 | 0 | 75291.8205 | 2453.6192 | 11030.3235 | 1779.6579 | 3175.5183 | 128.7092 | 54 | 7610.2601 | 8515.8208 | 10283.8315
6853 | 75932.4204 | 1654.4585 | 0 | 75871.4204 | 4134.1959 | 5896.1364 | 2530.7483 | 3243.6375 | 148.4768 | 54 | 1035.1059 | 1960.4343 | 3728.445
6854 | 76995.8103 | 1860.0165 | -1860.0165 | 75074.7938 | 3345.4277 | 4943.5974 | 2569.5993 | 3497.7776 | 159.951 | 54 | 1960.9528 | 2897.7554 | 4665.7661
6855 | 76049.2973 | 1294.7338 | -1294.7338 | 74693.5636 | 2475.577 | 3578.0324 | 2064.4461 | 3402.3307 | 89.3977 | 54 | 1245.8686 | 2112.1179 | 3880.1286
6856 | 77210.4104 | 1534.0668 | -1534.0668 | 75615.3436 | 2896.7337 | 10688.4319 | 2209.0244 | 3547.1119 | 160.0327 | 380 | 7302.6909 | 8565.5752 | 10333.5859
6857 | 75863.1011 | 2323.3981 | 0 | 75802.1011 | 3884.4863 | 20163.4259 | 2422.2502 | 3293.0002 | 102.235 | 190 | 15562.2889 | 16577.3755 | 18345.3862
6858 | 75546.5889 | 1618.6655 | 0 | 75485.5889 | 1886.7843 | 9394.3407 | 2774.4482 | 3273.3741 | 175.5753 | 190 | 7439.9899 | 8528.4168 | 10296.4275
6859 | 76211.2184 | 1398.5895 | 0 | 76150.2184 | 4348.7499 | 7678.0965 | 1840.5623 | 3252.3568 | 154.7211 | 244 | 1642.2474 | 2763.82 | 4531.8307
6860 | 74293.8054 | 1552.113 | -1552.113 | 72680.6924 | 2094.587 | 6190.8629 | 2216.5963 | 3131.4438 | 188.6226 | 190 | 6133.8235 | 7235.2977 | 9003.3084
6861 | 76186.1292 | 1743.1144 | 0 | 76125.1292 | 3444.4823 | 2432.354 | 2283.9883 | 3335.6168 | 124.5459 | 380 | -2147.4524 | -920.0549 | 847.9558
6862 | 74732.1783 | 1471.6482 | -1471.6482 | 73199.5301 | 2244.9942 | 7784.2385 | 2822.7763 | 3182.8096 | 125.2711 | 380 | 7715.5003 | 8943.6229 | 10711.6336
6863 | 76235.8416 | 1653.4151 | 0 | 76174.8416 | 2119.7832 | 8507.8047 | 2590.3298 | 3276.6338 | 127.5998 | 380 | 5450.3435 | 6680.7949 | 8448.8056
6864 | 75711.1028 | 1269.3962 | 0 | 75650.1028 | 3831.4477 | 9884.7988 | 2449.8992 | 3211.2245 | 143.0821 | 190 | 5434.5719 | 6490.5056 | 8258.5163
6865 | 74058.6632 | 1425.2937 | 0 | 73997.6632 | 2952.7832 | 4395.9167 | 2260.5493 | 3144.4091 | 143.289 | 190 | 2220.6287 | 3276.7693 | 5044.78
6866 | 76546.9066 | 1641.2488 | -1641.2488 | 74844.6577 | 1728.3604 | 2602.2562 | 2726.1432 | 3447.2702 | 196.2337 | 380 | 1572.8514 | 2871.9367 | 4639.9474
6867 | 75974.1701 | 2331.4091 | -2331.4091 | 73581.761 | 2327.1493 | 12006.7257 | 2480.5954 | 3335.0971 | 105.2691 | 190 | 11283.7079 | 12301.8286 | 14069.8393
6868 | 74373.4775 | 2113.6631 | 0 | 74312.4775 | 3223.5117 | 9173.3721 | 2046.575 | 3135.5515 | 128.0125 | 54 | 6189.7093 | 7094.5734 | 8862.5841
6869 | 76587.0382 | 1787.5099 | 0 | 76526.0382 | 1926.7915 | 12681.0414 | 2219.0129 | 3505.4212 | 105.4679 | 54 | 9322.8458 | 10205.1652 | 11973.1759
6870 | 76345.3507 | 1645.5982 | 0 | 76284.3507 | 2986.9862 | 6709.8031 | 2472.4574 | 3304.2594 | 98.5705 | 380 | 2585.383 | 3786.8051 | 5554.8158
6871 | 75928.2951 | 1751.5079 | 0 | 75867.2951 | 2497.1929 | 3709.7905 | 2100.4925 | 3145.5 | 160.5405 | 54 | -38.505 | 898.887 | 2666.8977
6872 | 75410.0049 | 1710.8644 | -1710.8644 | 73638.1405 | 3058.2921 | 14382.5065 | 2646.2808 | 3211.1605 | 209.0931 | 244 | 12913.7151 | 14089.6598 | 15857.6705
6873 | 75298.7111 | 2056.1907 | 0 | 75237.7111 | 1833.4694 | 9030.3724 | 2564.3265 | 3256.0109 | 99.2663 | 54 | 7149.7294 | 8025.8472 | 9793.8579
6874 | 75542.5501 | 1389.8997 | 0 | 75481.5501 | 2846.5909 | 7153.9372 | 2400.3953 | 3177.269 | 118.9568 | 244 | 3773.6604 | 4859.4688 | 6627.4795
6875 | 76577.4343 | 1801.1951 | 0 | 76516.4343 | 3774.457 | 8633.9263 | 2061.2796 | 3375.6722 | 80.3153 | 54 | 3150.1868 | 4007.3536 | 5775.3643
6876 | 76016.096 | 1674.1171 | 0 | 75955.096 | 2597.9312 | 9939.849 | 2132.1752 | 3281.7939 | 156.5096 | 244 | 6170.9909 | 7294.3521 | 9062.3628
6877 | 76816.9459 | 1877.7932 | 0 | 76755.9459 | 3144.8941 | 18090.634 | 2684.0638 | 3349.3765 | 129.0582 | 190 | 13593.4344 | 14635.3441 | 16403.3548
6878 | 76413.5938 | 2097.3905 | 0 | 76352.5938 | 4650.2574 | 2870.8992 | 2454.3954 | 3168.5725 | 113.5363 | 54 | -3138.7841 | -2248.3963 | -480.3856
6879 | 76395.6167 | 1532.2891 | -1532.2891 | 74802.3276 | 2973.9695 | 4515.6049 | 2312.0364 | 3306.7313 | 237.611 | 244 | 1728.2755 | 2932.738 | 4700.7487
6880 | 74770.1969 | 2120.1251 | -2120.1251 | 72589.0718 | 3107.1304 | 7672.3548 | 2286.605 | 3211.0578 | 217.2756 | 54 | 6844.0154 | 7838.1426 | 9606.1533
6881 | 73312.1563 | 1646.4917 | 0 | 73251.1563 | 3530.9535 | 11945.6018 | 1914.4232 | 3126.1926 | 185.7918 | 244 | 9574.3077 | 10726.9511 | 12494.9618
6882 | 76070.0311 | 1192.9227 | 0 | 76009.0311 | 3356.7602 | 10808.3367 | 1889.9934 | 3410.7714 | 114.4281 | 190 | 6113.5103 | 7140.7899 | 8908.8006
6883 | 75038.8175 | 2188.1837 | 0 | 74977.8175 | 3742.1287 | 3234.3352 | 2177.0728 | 3250.8991 | 172.2689 | 190 | -687.4391 | 397.6814 | 2165.6921
6884 | 77110.8537 | 1335.3422 | -1335.3422 | 75714.5116 | 4081.5327 | 15366.9012 | 2465.6102 | 3328.8259 | 86.7021 | 190 | 10735.4931 | 11735.0468 | 13503.0575
6885 | 76759.3262 | 1659.9172 | 0 | 76698.3262 | 1526.2472 | 3149.0812 | 2678.5993 | 3332.0669 | 114.2747 | 54 | 305.374 | 1196.5003 | 2964.511
6886 | 74510.3644 | 1242.6119 | -1242.6119 | 73206.7525 | 2001.0498 | 11735.8772 | 2776.7439 | 3201.4202 | 98.626 | 244 | 11876.439 | 12941.9166 | 14709.9273
6887 | 76152.3306 | 1874.1108 | 0 | 76091.3306 | 2057.7511 | 7973.3953 | 2353.4195 | 3238.8356 | 166.7648 | 54 | 4786.7688 | 5730.3852 | 7498.3959
6888 | 76594.0854 | 1805.3637 | 0 | 76533.0854 | 2570.199 | 7326.8058 | 2478.8748 | 3292.045 | 125.5465 | 54 | 3364.6412 | 4267.0394 | 6035.0501
6889 | 76617.3732 | 1675.5288 | 0 | 76556.3732 | 2533.0062 | 11100.2663 | 2750.9905 | 3204.0526 | 97.0305 | 190 | 7336.13 | 8346.0121 | 10114.0228
6890 | 75121.7023 | 1520.6641 | 0 | 75060.7023 | 1824.7401 | 9774.2518 | 2117.4258 | 3154.1119 | 139.7238 | 54 | 7530.5472 | 8447.1225 | 10215.1332
6891 | 76251.7799 | 1306.5147 | 0 | 76190.7799 | 3228.6832 | 10921.486 | 2151.4255 | 3306.0793 | 84.7461 | 380 | 6329.7276 | 7517.3252 | 9285.3359
6892 | 76778.6885 | 1553.7043 | 0 | 76717.6885 | 1606.9863 | 5239.3058 | 2569.3862 | 3344.8812 | 142.5512 | 54 | 2199.0984 | 3118.5011 | 4886.5118
6893 | 76478.1767 | 1267.187 | -1267.187 | 75149.9897 | 2671.7703 | 3876.5231 | 2064.0604 | 3285.1799 | 116.6338 | 380 | 774.2034 | 1993.6887 | 3761.6994
6894 | 75237.8315 | 1781.0666 | -1781.0666 | 73395.7649 | 2876.5565 | 4431.4331 | 2642.8717 | 3179.7925 | 118.6243 | 190 | 3351.9758 | 4383.4517 | 6151.4624
6895 | 74042.7401 | 2084.6056 | 0 | 73981.7401 | 2428.6473 | 15830.1216 | 2593.905 | 3139.6474 | 127.7302 | 190 | 14523.4866 | 15564.0684 | 17332.0791
6896 | 75687.0541 | 1378.5817 | 0 | 75626.0541 | 4267.539 | 6807.6879 | 2246.2018 | 3276.1789 | 171.7028 | 380 | 1806.6755 | 3081.2299 | 4849.2406
6897 | 76592.1839 | 1682.1484 | -1682.1484 | 74849.0355 | 2234.3716 | 9288.7869 | 2247.8639 | 3403.2053 | 166.0657 | 54 | 7226.649 | 8169.5663 | 9937.577
6898 | 76509.0946 | 1250.159 | 0 | 76448.0946 | 1513.2646 | 13872.764 | 1925.225 | 3447.0055 | 215.342 | 380 | 10653.8353 | 11972.0289 | 13740.0396
6899 | 74549.4332 | 1536.3081 | 0 | 74488.4332 | 3517.3876 | 2005.3961 | 1936.9804 | 3167.9844 | 171.0312 | 434 | -1525.2598 | -197.377 | 1570.6337
6900 | 73739.0235 | 2336.308 | -2336.308 | 71341.7156 | 3143.5682 | 3778.0932 | 2530.0964 | 3165.3494 | 196.2807 | 190 | 4358.4553 | 5467.5875 | 7235.5982
6901 | 75611.7933 | 2089.8284 | 0 | 75550.7933 | 2516.0625 | 3655.8916 | 1967.6648 | 3195.4463 | 172.3532 | 380 | 122.347 | 1397.5517 | 3165.5624
6902 | 75815.4875 | 1478.0633 | -1478.0633 | 74276.4242 | 2389.1336 | 4039.1958 | 2126.8559 | 3195.6528 | 133.7853 | 244 | 2066.3467 | 3166.9835 | 4934.9942
6903 | 75144.7977 | 1834.9335 | -1834.9335 | 73248.8642 | 2939.041 | 8089.4459 | 2115.9565 | 3207.3791 | 239.6549 | 190 | 6595.0763 | 7747.5828 | 9515.5935
6904 | 76257.4368 | 1560.3962 | 0 | 76196.4368 | 3005.1456 | 8144.5891 | 2458.4806 | 3267.2063 | 63.8782 | 190 | 4038.8936 | 5015.6234 | 6783.6341
6905 | 76463.3617 | 1529.4636 | 0 | 76402.3617 | 1983.4395 | 6895.3846 | 2405.3153 | 3477.0227 | 218.1069 | 54 | 3762.1215 | 4757.08 | 6525.0907
6906 | 77510.8109 | 2110.6035 | 0 | 77449.8109 | 2870.8792 | 8627.0068 | 2139.3654 | 3475.896 | 67.8242 | 380 | 3291.7781 | 4462.4539 | 6230.4646
6907 | 73650.564 | 2047.0076 | 0 | 73589.564 | 4550.1805 | 17814.6834 | 1259.0648 | 3130.094 | 160.522 | 244 | 13434.2978 | 14561.6714 | 16329.6821
6908 | 76765.8639 | 1539.9417 | 0 | 76704.8639 | 4073.8443 | 5444.306 | 2358.1304 | 3477.4816 | 143.9743 | 244 | -128.5902 | 982.2356 | 2750.2463
6909 | 75696.966 | 1398.7579 | -1398.7579 | 74237.208 | 1496.2779 | 5820.0653 | 1880.1384 | 3425.9736 | 170.0564 | 54 | 4762.8913 | 5709.7992 | 7477.8099
6910 | 75250.882 | 1757.7323 | 0 | 75189.882 | 2165.7068 | 8000.8123 | 2072.542 | 3203.2033 | 53.1511 | 244 | 5291.1688 | 6311.1715 | 8079.1822
6911 | 75828.446 | 1423.5259 | 0 | 75767.446 | 3672.3079 | 7026.6219 | 2287.4559 | 3309.3457 | 113.0724 | 54 | 2553.8696 | 3443.7936 | 5211.8043
6912 | 74720.7232 | 1709.5216 | 0 | 74659.7232 | 2961.8231 | 10258.4386 | 2575.3824 | 3131.8636 | 76.3979 | 54 | 7714.3384 | 8567.5879 | 10335.5986
6913 | 77238.1522 | 1635.9546 | 0 | 77177.1522 | 3180.9905 | 8351.4967 | 2559.9552 | 3422.5219 | 182.9622 | 244 | 3346.0311 | 4495.8449 | 6263.8556
6914 | 75604.5097 | 1987.5787 | 0 | 75543.5097 | 1486.3501 | 1602.2993 | 2506.5985 | 3286.7538 | 98.9291 | 54 | -264.0082 | 611.7725 | 2379.7832
6915 | 75895.8335 | 2374.8549 | -2374.8549 | 73459.9786 | 3202.0899 | 6990.2307 | 2688.3468 | 3282.2158 | 128.1962 | 54 | 5668.9249 | 6573.9727 | 8341.9834
6916 | 76399.6998 | 1982.3206 | 0 | 76338.6998 | 2979.8785 | 3034.7215 | 2516.5005 | 3270.7447 | 193.2147 | 190 | -1126.4115 | -20.3453 | 1747.6654
6917 | 76418.6421 | 1748.8591 | -1748.8591 | 74608.7831 | 2838.0283 | 8332.1761 | 2009.3597 | 3421.7469 | 185.9757 | 244 | 5686.6714 | 6839.4987 | 8607.5094
6918 | 74870.281 | 1554.7354 | 0 | 74809.281 | 4431.6703 | 11912.045 | 2492.177 | 3199.3942 | 171.6062 | 380 | 7732.8649 | 9007.3227 | 10775.3334
6919 | 77173.0236 | 1383.9405 | 0 | 77112.0236 | 5082.6968 | 8057.4468 | 2669.5282 | 3464.4573 | 210.8607 | 244 | 1366.9119 | 2544.6242 | 4312.6349
6920 | 75639.488 | 1848.8999 | -1848.8999 | 73729.588 | 805.6556 | 8784.297 | 2080.4845 | 3401.7163 | 49.5374 | 244 | 9101.4542 | 10117.8432 | 11885.8539
6921 | 75220.3965 | 1496.193 | 0 | 75159.3965 | 2961.645 | 10229.7528 | 2158.9742 | 3285.3203 | 88.3243 | 54 | 6923.2058 | 7788.3816 | 9556.3923
6922 | 74100.5398 | 1605.07 | 0 | 74039.5398 | 4172.0508 | 12143.2578 | 2548.35 | 3125.3593 | 101.6479 | 434 | 8975.5765 | 10234.076 | 12002.0867
6923 | 76355.101 | 1185.2601 | 0 | 76294.101 | 4016.8543 | 5987.8086 | 2273.2509 | 3384.9311 | 27.2508 | 434 | 705.2354 | 1889.3377 | 3657.3484
6924 | 75259.3732 | 1591.699 | -1591.699 | 73606.6742 | 3574.4828 | 8334.1058 | 2335.0434 | 3158.6505 | 109.0422 | 190 | 6016.8426 | 7038.7364 | 8806.7471
6925 | 77194.5131 | 1858.8043 | 0 | 77133.5131 | 2165.7177 | 2975.2621 | 2192.6815 | 3511.996 | 86.9961 | 244 | -1249.0913 | -195.2436 | 1572.7671
6926 | 76284.7356 | 1678.635 | -1678.635 | 74545.1005 | 1628.5987 | 12293.4276 | 2139.4905 | 3349.9871 | 202.9312 | 190 | 10979.4059 | 12095.1887 | 13863.1994
6927 | 74496.5967 | 1583.4821 | 0 | 74435.5967 | 4471.6479 | 8114.0677 | 2377.353 | 3275.6758 | 205.4265 | 380 | 4230.0519 | 5538.33 | 7306.3407
6928 | 75176.3672 | 1073.3198 | 0 | 75115.3672 | 3599.442 | 12653.7965 | 2129.7736 | 3183.058 | 129.3288 | 190 | 8622.0189 | 9664.1993 | 11432.21
6929 | 75038.5917 | 1419.816 | 0 | 74977.5917 | 2591.5908 | 5137.3773 | 2543.389 | 3188.7394 | 133.5236 | 54 | 2670.5231 | 3580.8982 | 5348.9089
6930 | 77433.0193 | 1946.7447 | 0 | 77372.0193 | 2015.4248 | 4509.5546 | 2717.0347 | 3496.2796 | 169.7082 | 244 | 705.6248 | 1842.1846 | 3610.1953
6931 | 75099.9762 | 1357.1204 | -1357.1204 | 73681.8558 | 4417.5507 | 17643.477 | 2293.4655 | 3248.8445 | 123.7076 | 244 | 14456.5805 | 15547.1397 | 17315.1504
6932 | 76620.7098 | 1468.6928 | 0 | 76559.7098 | 1643.2486 | 9049.7863 | 2617.258 | 3406.4161 | 169.4264 | 190 | 6240.7019 | 7322.9799 | 9090.9906
6933 | 76965.2219 | 1702.4771 | 0 | 76904.2219 | 3035.5009 | 8135.0638 | 2479.727 | 3403.3471 | 120.5731 | 190 | 3448.6152 | 4482.0399 | 6250.0506
6934 | 75807.731 | 1777.8896 | 0 | 75746.731 | 3082.6788 | 12647.899 | 2348.8967 | 3359.3972 | 143.0074 | 54 | 8896.9832 | 9816.8421 | 11584.8528
6935 | 76708.7681 | 2183.2298 | 0 | 76647.7681 | 3312.8956 | 5965.7333 | 2701.5298 | 3371.2401 | 98.2712 | 190 | 1448.0396 | 2459.1624 | 4227.1731
6936 | 77144.2726 | 1618.8355 | -1618.8355 | 75464.4371 | 2154.3212 | 9326.931 | 2297.0963 | 3471.2633 | 118.1746 | 190 | 6846.7323 | 7877.7585 | 9645.7692
6937 | 74375.8049 | 1311.7355 | 0 | 74314.8049 | 2834.911 | 10059.6233 | 2625.4007 | 3213.6463 | 169.0169 | 54 | 8119.1544 | 9065.0228 | 10833.0335
6938 | 75320.4394 | 2404.7851 | 0 | 75259.4394 | 2893.9098 | 18901.9076 | 2646.547 | 3272.3413 | 139.4044 | 54 | 16037.6467 | 16953.9026 | 18721.9133
6939 | 74996.3385 | 1640.1588 | 0 | 74935.3385 | 2069.085 | 14115.3798 | 1786.1473 | 3181.3726 | 96.4574 | 434 | 11448.6761 | 12701.9851 | 14469.9958
6940 | 75816.3437 | 1793.3691 | 0 | 75755.3437 | 2212.5869 | 6909.9411 | 2774.939 | 3264.2475 | 148.1693 | 380 | 4351.397 | 5602.4179 | 7370.4286
6941 | 77204.4561 | 2005.3583 | 0 | 77143.4561 | 2681.8352 | 11765.8576 | 2322.79 | 3430.2859 | 166.0456 | 54 | 7063.8421 | 8006.7393 | 9774.75
6942 | 74656.8115 | 1375.5711 | 0 | 74595.8115 | 3115.4802 | 10423.4398 | 1870.4191 | 3190.4398 | 202.4405 | 380 | 7143.207 | 8448.4991 | 10216.5098
6943 | 75518.0477 | 2132.6849 | 0 | 75457.0477 | 2554.7469 | 16364.8589 | 2270.6116 | 3281.6855 | 102.5995 | 244 | 13275.5615 | 14345.0125 | 16113.0232
6944 | 76397.347 | 1621.9437 | 0 | 76336.347 | 1799.433 | 5809.3993 | 2279.3716 | 3281.2014 | 181.5019 | 190 | 2604.3922 | 3698.7457 | 5466.7564
6945 | 75606.5073 | 1079.6779 | 0 | 75545.5073 | 3983.2412 | 6279.3702 | 2421.4313 | 3206.8812 | 77.647 | 54 | 1749.1342 | 2603.6328 | 4371.6435
6946 | 76196.1949 | 1866.2884 | -1866.2884 | 74268.9066 | 3554.4318 | 7207.3211 | 1862.1894 | 3335.2792 | 190.7714 | 54 | 3951.6515 | 4919.2744 | 6687.2851
6947 | 75151.0053 | 2023.6858 | 0 | 75090.0053 | 2199.8632 | 9255.6655 | 1936.6658 | 3158.9079 | 163.3115 | 54 | 6431.5707 | 7371.7337 | 9139.7444
6948 | 74840.4001 | 1810.219 | 0 | 74779.4001 | 2929.8735 | 11358.8916 | 2065.056 | 3194.6578 | 173.8564 | 434 | 8279.5319 | 9610.2398 | 11378.2505
6949 | 76470.8485 | 1695.8166 | 0 | 76409.8485 | 2749.943 | 3664.0645 | 2446.9313 | 3324.1945 | 109.0531 | 54 | -354.4012 | 531.5035 | 2299.5142
6950 | 75949.9987 | 1306.4983 | -1306.4983 | 74582.5003 | 2287.391 | 7413.4101 | 2634.3658 | 3233.1183 | 181.4096 | 190 | 5781.2027 | 6875.4639 | 8643.4746
6951 | 74276.6675 | 2014.0863 | 0 | 74215.6675 | 3934.5932 | 7920.762 | 2187.7191 | 3158.5833 | 240.2108 | 54 | 4487.0038 | 5504.0662 | 7272.0769
6952 | 76176.8947 | 1651.2956 | 0 | 76115.8947 | 3325.7348 | 3898.6887 | 2504.855 | 3382.9234 | 104.0456 | 190 | -284.9623 | 731.9348 | 2499.9455
6953 | 77314.4267 | 2086.5597 | -2086.5597 | 75166.867 | 1760.3377 | 8962.6499 | 711.624 | 3510.6329 | 153.5858 | 244 | 5627.9022 | 6748.3395 | 8516.3502
6954 | 76405.8106 | 1511.6086 | 0 | 76344.8106 | 2503.3839 | 8647.7509 | 2439.0816 | 3355.5293 | 143.8405 | 244 | 4964.3672 | 6075.0593 | 7843.07
6955 | 76192.8511 | 1506.1534 | 0 | 76131.8511 | 1977.0278 | 13430.1697 | 2288.7356 | 3407.3614 | 174.371 | 244 | 10387.5879 | 11528.8104 | 13296.8211
6956 | 74897.0362 | 1503.1272 | 0 | 74836.0362 | 1362.6283 | 17844.0018 | 2310.7305 | 3174.8721 | 119.2957 | 190 | 16501.1399 | 17533.2871 | 19301.2978
6957 | 76635.1944 | 1333.0489 | 0 | 76574.1944 | 2867.9452 | 13123.5319 | 2366.4999 | 3453.7695 | 213.6181 | 380 | 8871.8618 | 10188.3315 | 11956.3422
6958 | 76900.8171 | 2085.7663 | 0 | 76839.8171 | 1862.9378 | 21351.4537 | 2408.4072 | 3313.5649 | 137.5749 | 434 | 17740.871 | 19035.2974 | 20803.3081
6959 | 74449.908 | 2125.0758 | 0 | 74388.908 | 3545.4018 | 23929.1592 | 2265.0859 | 3131.3959 | 108.0463 | 434 | 20761.5312 | 22026.429 | 23794.4397
6960 | 76358.5148 | 2032.16 | 0 | 76297.5148 | 1817.183 | 13664.7225 | 2203.3212 | 3360.0913 | 139.09 | 190 | 10483.6372 | 11535.5787 | 13303.5894
6961 | 74339.6744 | 1676.5044 | 0 | 74278.6744 | 1696.4697 | 14074.7951 | 1942.6779 | 3185.6556 | 169.4393 | 244 | 12598.1844 | 13734.4753 | 15502.486
6962 | 76286.9464 | 1547.5805 | 0 | 76225.9464 | 3141.052 | 7406.8046 | 2067.0042 | 3453.2026 | 213.1245 | 54 | 2930.213 | 3920.1891 | 5688.1998
6963 | 76078.4539 | 1590.6325 | 0 | 76017.4539 | 2029.8513 | 7572.8814 | 2527.9339 | 3466.0605 | 142.5998 | 244 | 4889.7706 | 5999.222 | 7767.2327
6964 | 75331.5612 | 2110.4434 | 0 | 75270.5612 | 4287.2937 | 16735.3598 | 2700.455 | 3239.5801 | 181.7242 | 190 | 12487.7399 | 13582.3157 | 15350.3264
6965 | 76888.8197 | 1429.6046 | 0 | 76827.8197 | 1382.1962 | 7073.835 | 2160.4179 | 3443.1985 | 78.0564 | 244 | 3837.6355 | 4882.5434 | 6650.5541
6966 | 75659.3464 | 2107.8919 | 0 | 75598.3464 | 3094.5444 | 11968.9914 | 2508.6237 | 3151.8031 | 141.6551 | 244 | 8306.7273 | 9415.234 | 11183.2447
6967 | 75581.0346 | 1112.8458 | 0 | 75520.0346 | 2060.0517 | 5645.4196 | 2678.4837 | 3155.7511 | 130.7766 | 190 | 3269.768 | 4313.3962 | 6081.4069
6968 | 76448.3332 | 2080.9691 | 0 | 76387.3332 | 1644.7174 | 3160.8823 | 2035.7901 | 3378.7596 | 167.5199 | 54 | -86.4186 | 857.9529 | 2625.9636
6969 | 76805.5627 | 1758.0992 | -1758.0992 | 74986.4636 | 2496.7347 | 3702.8058 | 2489.3827 | 3323.4702 | 182.1204 | 54 | 1402.6604 | 2361.6323 | 4129.643
6970 | 76987.8188 | 1096.9888 | -1096.9888 | 75829.83 | 2153.1534 | 6671.0029 | 1761.6772 | 3501.6377 | 127.6472 | 190 | 3321.5344 | 4362.0332 | 6130.0439
6971 | 76592.6168 | 1615.7299 | 0 | 76531.6168 | 2703.6035 | 10273.7091 | 2439.7378 | 3465.8792 | 157.9482 | 244 | 6314.3058 | 7439.1055 | 9207.1162
6972 | 77106.2923 | 2163.1514 | 0 | 77045.2923 | 1969.0966 | 3698.6546 | 2038.1723 | 3463.5039 | 76.5951 | 380 | -443.8581 | 735.5886 | 2503.5993
6973 | 75490.8612 | 1634.161 | -1634.161 | 73795.7001 | 2800.1519 | 11853.1547 | 2544.1114 | 3259.897 | 85.2897 | 434 | 10431.5111 | 11673.6523 | 13441.663
6974 | 75680.5839 | 1460.8807 | 0 | 75619.5839 | 2211.0145 | 10883.5355 | 2414.7548 | 3326.1504 | 168.3735 | 434 | 8164.0423 | 9489.2674 | 11257.2781
6975 | 75695.5355 | 1883.6469 | 0 | 75634.5355 | 3660.5268 | 5492.3784 | 1560.7338 | 3226.9907 | 116.3623 | 380 | 355.2405 | 1574.4544 | 3342.4651
6976 | 75199.5962 | 2211.4848 | -2211.4848 | 72927.1114 | 2220.209 | 3934.6168 | 2102.5756 | 3234.8912 | 115.0756 | 54 | 3494.9633 | 4386.8905 | 6154.9012
6977 | 76657.804 | 1711.5733 | 0 | 76596.804 | 3090.3803 | 10404.847 | 2491.9247 | 3371.7234 | 183.054 | 380 | 5951.5108 | 7237.4164 | 9005.4271
6978 | 75774.7234 | 1140.6664 | 0 | 75713.7234 | 3740.5025 | 9578.621 | 2042.5678 | 3341.0427 | 45.4194 | 54 | 4878.2057 | 5700.4767 | 7468.4874
6979 | 76237.4911 | 2084.6554 | 0 | 76176.4911 | 4571.3118 | 14142.3955 | 2098.2118 | 3330.3475 | 110.3843 | 380 | 8193.352 | 9406.5878 | 11174.5985
6980 | 75532.8606 | 1872.4564 | 0 | 75471.8606 | 4227.7948 | 6595.6948 | 2314.0457 | 3195.6068 | 50.8616 | 434 | 1775.8918 | 2983.605 | 4751.6157
6981 | 74792.9263 | 1708.7437 | -1708.7437 | 73023.1826 | 3698.5206 | 5838.1285 | 2381.7341 | 3159.157 | 132.1544 | 244 | 4027.5164 | 5126.5223 | 6894.533
6982 | 76083.942 | 2106.0352 | 0 | 76022.942 | 4319.1733 | 3632.066 | 2408.0272 | 3349.18 | 144.0847 | 244 | -1582.642 | -471.7057 | 1296.305
6983 | 77222.2367 | 1336.8066 | -1336.8066 | 75824.4301 | 2866.404 | 7958.3879 | 2365.4472 | 3512.2172 | 174.9844 | 380 | 4515.4182 | 5793.2542 | 7561.2649
6984 | 76672.7183 | 1513.1464 | 0 | 76611.7183 | 1475.2963 | 8000.0306 | 2215.1591 | 3369.809 | 167.8669 | 190 | 4868.1843 | 5948.9027 | 7716.9134
6985 | 75514.1647 | 2273.9746 | 0 | 75453.1647 | 3782.0512 | 11579.0671 | 2265.202 | 3191.5059 | 101.0836 | 190 | 7170.7592 | 8184.6943 | 9952.705
6986 | 76320.6272 | 1716.8048 | 0 | 76259.6272 | 2378.1992 | 17061.3667 | 2072.807 | 3378.0185 | 143.0323 | 244 | 13244.5658 | 14354.4497 | 16122.4604
6987 | 75039.8883 | 1571.2685 | 0 | 74978.8883 | 2781.741 | 3970.9268 | 2362.3832 | 3334.3884 | 130.7527 | 54 | 1277.2691 | 2184.8733 | 3952.884
6988 | 74639.1738 | 1589.9344 | -1589.9344 | 72988.2394 | 1325.3223 | 4605.7985 | 2635.9475 | 3195.0989 | 115.0789 | 380 | 5493.4832 | 6711.4136 | 8479.4243
6989 | 75057.4137 | 1658.1949 | 0 | 74996.4137 | 3494.2906 | 8332.9019 | 2710.6218 | 3134.2078 | 110.0326 | 244 | 5057.2271 | 6134.1113 | 7902.122
6990 | 74711.6062 | 1301.2231 | 0 | 74650.6062 | 3192.5069 | 13260.4175 | 1729.603 | 3156.3582 | 212.2136 | 54 | 9673.4657 | 10662.5308 | 12430.5415
6991 | 74361.694 | 1429.2704 | 0 | 74300.694 | 3040.801 | 14659.5749 | 2569.9814 | 3133.6237 | 50.7399 | 244 | 12391.8849 | 13409.4764 | 15177.4871
6992 | 74997.6276 | 1420.9787 | 0 | 74936.6276 | 2804.7682 | 8781.359 | 2547.2404 | 3152.7467 | 149.4554 | 54 | 6110.1502 | 7036.4572 | 8804.4679
6993 | 76726.4559 | 2063.796 | 0 | 76665.4559 | 2350.5077 | 4173.2986 | 2400.4261 | 3461.3742 | 90.0394 | 54 | 389.3354 | 1256.2263 | 3024.237
6994 | 76906.8445 | 2132.504 | -2132.504 | 74713.3405 | 1255.7724 | 6975.277 | 2131.9028 | 3295.7964 | 106.6182 | 244 | 5804.0632 | 6877.533 | 8645.5437
6995 | 76509.6334 | 1989.236 | 0 | 76448.6334 | 2348.788 | 9818.0649 | 2348.9045 | 3381.09 | 132.9556 | 190 | 6120.838 | 7166.6452 | 8934.6559
6996 | 76886.9847 | 1566.2738 | 0 | 76825.9847 | 3012.379 | 32453.6495 | 2516.7746 | 3369.4839 | 88.7734 | 54 | 27871.7442 | 28737.3692 | 30505.3799
6997 | 74727.0902 | 2042.0262 | 0 | 74666.0902 | 1825.7575 | 10445.3206 | 2573.6354 | 3160.6722 | 182.4621 | 434 | 9057.9806 | 10397.2942 | 12165.3049
6998 | 76007.4808 | 1491.6329 | 0 | 75946.4808 | 3068.4732 | 7767.154 | 2469.6251 | 3177.8071 | 147.3881 | 244 | 3769.8322 | 4884.0719 | 6652.0826
6999 | 76011.5287 | 1369.7085 | 0 | 75950.5287 | 2524.0711 | 13402.455 | 2168.1678 | 3180.4222 | 112.1701 | 244 | 9646.6452 | 10725.6669 | 12493.6776
7000 | 76405.1205 | 1553.6578 | 0 | 76344.1205 | 4117.5208 | 8230.0873 | 2432.659 | 3505.8928 | 188.918 | 244 | 3077.1979 | 4232.9675 | 6000.9782
7001 | 74149.5561 | 1593.0909 | 0 | 74088.5561 | 2320.2548 | 6156.5677 | 2483.1508 | 3125.0869 | 139.5249 | 190 | 4726.1945 | 5778.571 | 7546.5817
7002 | 76032.6059 | 1429.5727 | 0 | 75971.6059 | 5184.0425 | 3642.5392 | 2199.1114 | 3220.8907 | 123.4511 | 434 | -2722.9073 | -1442.6046 | 325.4061
7003 | 76433.6402 | 2024.4663 | -2024.4663 | 74348.174 | 2532.3023 | 5243.3232 | 2246.8245 | 3446.3691 | 148.9771 | 190 | 3426.2406 | 4488.0693 | 6256.08
7004 | 74550.3326 | 1800.0958 | 0 | 74489.3326 | 3053.7216 | 2567.7895 | 2350.9566 | 3188.3514 | 106.0268 | 54 | -65.7567 | 817.1217 | 2585.1324
7005 | 74655.8276 | 2312.4102 | -2312.4102 | 72282.4174 | 5269.5853 | 11227.7399 | 2354.3795 | 3174.5373 | 153.7943 | 190 | 8574.8539 | 9641.4998 | 11409.5105
7006 | 75002.3358 | 2010.0923 | 0 | 74941.3358 | 4475.6858 | 9534.9413 | 2169.7811 | 3213.5463 | 79.3719 | 54 | 4871.447 | 5727.6705 | 7495.6812
7007 | 75357.8916 | 1266.3996 | 0 | 75296.8916 | 3387.2175 | 9556.9042 | 2319.6011 | 3184.0247 | 172.95 | 190 | 5746.6209 | 6832.4225 | 8600.4332
7008 | 76550.8584 | 1605.3603 | 0 | 76489.8584 | 3855.2419 | 10187.2039 | 2337.1964 | 3181.8563 | 83.6695 | 190 | 4731.3564 | 5727.8775 | 7495.8882
7009 | 74334.2498 | 1869.06 | 0 | 74273.2498 | 2428.1601 | 13666.7086 | 2333.5023 | 3142.0959 | 155.4611 | 190 | 11811.097 | 12879.4097 | 14647.4204
7010 | 76246.2499 | 1746.6376 | 0 | 76185.2499 | 2180.8559 | 5146.6798 | 2578.9864 | 3315.5703 | 150.9365 | 244 | 2045.3306 | 3163.1187 | 4931.1294
7011 | 75986.8573 | 1121.1901 | -1121.1901 | 74804.6672 | 3494.4368 | 8982.9341 | 2106.7653 | 3317.6896 | 91.1028 | 190 | 5478.485 | 6482.4393 | 8250.45
7012 | 75132.5582 | 1169.176 | 0 | 75071.5582 | 1474.5828 | 4933.5929 | 2250.1937 | 3169.6131 | 152.8816 | 54 | 3177.4587 | 4107.1919 | 5875.2026
7013 | 76944.9103 | 2314.3658 | 0 | 76883.9103 | 1573.3116 | 4223.7353 | 2468.1153 | 3459.505 | 211.0212 | 434 | 1064.3337 | 2432.2065 | 4200.2172
7014 | 74719.7805 | 1460.8541 | -1460.8541 | 73197.9264 | 3400.1722 | 3097.0446 | 2251.8853 | 3142.6985 | 161.1406 | 54 | 1263.7298 | 2201.7219 | 3969.7326
7015 | 75631.1899 | 1812.1907 | -1812.1907 | 73757.9991 | 2606.9621 | 8093.4257 | 2479.175 | 3238.9674 | 103.3004 | 190 | 6816.8068 | 7832.9587 | 9600.9694
7016 | 74917.1596 | 2041.2276 | 0 | 74856.1596 | 3755.0034 | 2170.8172 | 2464.2937 | 3170.1916 | 121.9325 | 434 | -1435.6605 | -156.8764 | 1611.1343
7017 | 75053.8246 | 1751.6793 | -1751.6793 | 73241.1453 | 3600.3589 | 15952.6783 | 2119.2785 | 3165.8611 | 110.6015 | 380 | 13766.5137 | 14979.9667 | 16747.9774
7018 | 74217.4519 | 2151.6124 | 0 | 74156.4519 | 4667.2799 | 6085.7581 | 2663.0525 | 3161.4439 | 67.2162 | 244 | 2456.7226 | 3490.7904 | 5258.8011
7019 | 76068.3644 | 1942.3077 | -1942.3077 | 74065.0567 | 3018.3672 | 6745.7754 | 2369.5903 | 3492.0591 | 85.5653 | 190 | 4894.2009 | 5892.6178 | 7660.6285
7020 | 74946.6698 | 1669.0259 | 0 | 74885.6698 | 2777.9294 | 6395.8943 | 2044.0602 | 3224.8436 | 134.1687 | 190 | 3371.3989 | 4418.4192 | 6186.4299
7021 | 74257.7095 | 1202.5026 | 0 | 74196.7095 | 3430.0328 | 10982.5258 | 2442.0415 | 3156.8905 | 164.3724 | 380 | 8324.9154 | 9592.1394 | 11360.1501
7022 | 75629.4144 | 1784.2716 | 0 | 75568.4144 | 1309.2039 | 14542.3049 | 2694.9829 | 3235.6799 | 135.1797 | 54 | 12965.5493 | 13877.5806 | 15645.5913
7023 | 76046.4567 | 1631.8228 | 0 | 75985.4567 | 3959.5839 | 7247.3567 | 2387.5105 | 3241.8327 | 129.6115 | 434 | 2301.8592 | 3588.3223 | 5356.333
7024 | 77302.7012 | 1754.5456 | -1754.5456 | 75487.1556 | 2035.4173 | 2297.4054 | 1385.9153 | 3533.5266 | 138.2233 | 244 | -935.5257 | 169.5492 | 1937.5599
7025 | 76956.5369 | 1655.4596 | -1655.4596 | 75240.0773 | 2601.3831 | 9970.6738 | 2411.6735 | 3450.2154 | 103.192 | 190 | 7361.3023 | 8377.3458 | 10145.3565
7026 | 75469.3237 | 1349.9281 | 0 | 75408.3237 | 3965.6182 | 1613.0592 | 2409.9743 | 3250.5256 | 88.0316 | 190 | -2730.1829 | -1729.2997 | 38.711
7027 | 74499.6089 | 2117.0981 | -2117.0981 | 72321.5109 | 3227.3963 | 6602.6525 | 2467.0405 | 3128.9527 | 131.8392 | 244 | 6019.9386 | 7118.6294 | 8886.6401
7028 | 75442.485 | 2225.8133 | 0 | 75381.485 | 3548.6919 | 6506.5161 | 2237.7646 | 3322.7646 | 165.7186 | 190 | 2507.0684 | 3585.6386 | 5353.6493
7029 | 76331.0976 | 1723.3378 | 0 | 76270.0976 | 2569.3457 | 9152.2911 | 2462.0308 | 3382.8974 | 166.7665 | 380 | 5527.9759 | 6797.594 | 8565.6047
7030 | 76381.7118 | 2129.9046 | 0 | 76320.7118 | 2753.2885 | 8593.459 | 2332.4612 | 3376.8455 | 126.9001 | 244 | 4598.9654 | 5692.7171 | 7460.7278
7031 | 75473.4187 | 2008.9813 | 0 | 75412.4187 | 3355.6371 | 5158.1177 | 2417.4456 | 3256.5403 | 153.932 | 380 | 1434.2477 | 2691.0312 | 4459.0419
7032 | 76841.8871 | 2008.038 | -2008.038 | 74772.849 | 2497.309 | 6597.0431 | 2262.894 | 3199.8276 | 92.5774 | 380 | 4159.8067 | 5355.2356 | 7123.2463
7033 | 76090.4615 | 1829.6695 | 0 | 76029.4615 | 1710.5557 | 2867.3506 | 1416.7886 | 3376.2882 | 180.6499 | 380 | -709.3897 | 574.1117 | 2342.1224
7034 | 74925.1345 | 1652.8855 | -1652.8855 | 73211.249 | 2052.5939 | 14814.0024 | 2165.914 | 3193.4756 | 190.7916 | 190 | 14279.7492 | 15383.3924 | 17151.4031
7035 | 76566.6883 | 1874.4603 | 0 | 76505.6883 | 3470.9134 | 13932.7812 | 2612.9975 | 3418.4512 | 199.4124 | 244 | 9357.8281 | 10524.0921 | 12292.1028
7036 | 75658.9507 | 1300.9335 | 0 | 75597.9507 | 2507.6141 | 17468.5226 | 2010.2779 | 3208.2408 | 84.0628 | 190 | 13951.6765 | 14948.5909 | 16716.6016
7037 | 74836.1239 | 1773.2531 | 0 | 74775.1239 | 3061.6002 | 2729.3612 | 2617.3143 | 3168.3731 | 96.3457 | 54 | 48.5246 | 921.7219 | 2689.7326
7038 | 77088.9888 | 1398.2523 | -1398.2523 | 75629.7365 | 3378.0133 | 9416.1266 | 2510.4569 | 3437.752 | 109.7184 | 190 | 5726.7856 | 6749.3556 | 8517.3663
7039 | 76729.16 | 1595.3917 | 0 | 76668.16 | 3784.2406 | 4905.0186 | 2589.3271 | 3436.9059 | 143.9439 | 54 | -150.9491 | 769.8463 | 2537.857
7040 | 75627.6963 | 1564.9926 | -1564.9926 | 74001.7037 | 4448.2694 | 7209.1871 | 2282.242 | 3205.882 | 132.3285 | 244 | 3617.538 | 4716.7181 | 6484.7288
7041 | 74504.7289 | 1749.6798 | 0 | 74443.7289 | 4994.6697 | 9105.5771 | 2525.4238 | 3165.9651 | 113.8567 | 190 | 4728.7674 | 5755.4757 | 7523.4864
7042 | 74701.2692 | 1527.3712 | 0 | 74640.2692 | 5342.4597 | 5016.3731 | 2395.3072 | 3141.0267 | 145.5685 | 54 | -59.8218 | 862.5982 | 2630.6089
7043 | 75511.7878 | 1563.8725 | -1563.8725 | 73886.9153 | 1856.6757 | 16680.622 | 2712.5814 | 3195.9008 | 104.6152 | 434 | 16215.7133 | 17477.1801 | 19245.1908
7044 | 75293.3772 | 1584.4276 | 0 | 75232.3772 | 4415.9722 | 8721.4666 | 2175.9118 | 3177.018 | 82.5208 | 190 | 3796.2471 | 4791.6194 | 6559.6301
7045 | 74747.2772 | 1687.647 | 0 | 74686.2772 | 2127.0184 | 8072.1371 | 1645.5492 | 3147.88 | 101.0762 | 54 | 5422.4706 | 6300.3983 | 8068.409
7046 | 75847.136 | 1221.0088 | 0 | 75786.136 | 2868.0583 | 15884.3286 | 2264.611 | 3381.1403 | 175.0109 | 244 | 12246.0857 | 13387.9481 | 15155.9588
7047 | 74101.7848 | 1537.456 | 0 | 74040.7848 | 2809.432 | 6308.4051 | 2193.2285 | 3128.3493 | 124.4619 | 380 | 4149.9661 | 5377.2795 | 7145.2902
7048 | 75533.3337 | 1733.5696 | 0 | 75472.3337 | 3023.3128 | 9532.4482 | 2780.6928 | 3207.4351 | 182.1614 | 54 | 6395.1296 | 7354.1426 | 9122.1533
7049 | 76185.5251 | 1802.0148 | 0 | 76124.5251 | 1318.8657 | 9708.4736 | 2636.6829 | 3433.4073 | 87.2068 | 380 | 7705.3731 | 8895.4314 | 10663.4421
7050 | 76406.9963 | 1219.0758 | 0 | 76345.9963 | 1291.1442 | 28237.0409 | 2488.5654 | 3353.8338 | 149.0047 | 54 | 25812.4996 | 26738.3559 | 28506.3666
7051 | 74739.3409 | 1178.2813 | 0 | 74678.3409 | 2769.5862 | 15386.8918 | 2231.8366 | 3145.3582 | 119.2533 | 244 | 12686.3594 | 13772.4642 | 15540.4749
7052 | 75093.9891 | 1687.0276 | 0 | 75032.9891 | 2059.7024 | 4101.0553 | 2581.4186 | 3396.035 | 172.8862 | 434 | 2356.0175 | 3685.7552 | 5453.7659
7053 | 75857.0949 | 1372.7037 | -1372.7037 | 74423.3912 | 2102.9287 | 10917.6683 | 2445.5803 | 3463.5422 | 66.029 | 380 | 9670.6708 | 10839.5514 | 12607.5621
7054 | 74601.8549 | 1701.4022 | 0 | 74540.8549 | 1334.2681 | 1781.051 | 2526.0581 | 3211.9635 | 166.0545 | 190 | 1014.1497 | 2093.0557 | 3861.0664
7055 | 76681.8311 | 1133.2543 | -1133.2543 | 75487.5768 | 2106.5617 | 21485.4308 | 2514.1288 | 3496.4448 | 190.7001 | 244 | 19272.0658 | 20429.6175 | 22197.6282
7056 | 75622.7408 | 1307.2609 | 0 | 75561.7408 | 2358.7553 | 8237.5923 | 1988.202 | 3281.4716 | 144.3698 | 54 | 4956.9698 | 5878.1912 | 7646.2019
7057 | 74832.651 | 1584.3372 | 0 | 74771.651 | 1621.168 | 12742.4616 | 2356.3153 | 3162.5711 | 143.2225 | 190 | 11238.729 | 12294.8031 | 14062.8138
7058 | 74123.9205 | 1561.1869 | 0 | 74062.9205 | 1612.4062 | 7803.2289 | 1973.6613 | 3132.3994 | 182.7106 | 54 | 6604.163 | 7563.7251 | 9331.7358
7059 | 76122.6324 | 2046.1181 | 0 | 76061.6324 | 4620.0446 | 2474.1552 | 2573.8117 | 3393.4188 | 126.5106 | 190 | -2870.0913 | -1830.7292 | -62.7185
7060 | 76891.7982 | 1343.2358 | -1343.2358 | 75487.5625 | 4231.1709 | 19131.8978 | 2505.5441 | 3528.4484 | 142.0168 | 244 | 14817.3569 | 15926.2252 | 17694.2359
7061 | 75363.1968 | 1590.5162 | 0 | 75302.1968 | 4213.3607 | 5980.4049 | 2021.4101 | 3269.7355 | 130.5679 | 54 | 1126.1931 | 2033.6125 | 3801.6232
7062 | 75162.127 | 1672.6006 | -1672.6006 | 73428.5264 | 4428.7226 | 7735.3049 | 2496.721 | 3210.3284 | 168.6727 | 244 | 4955.3052 | 6090.8295 | 7858.8402
7063 | 77137.1337 | 1364.3774 | 0 | 77076.1337 | 2133.5356 | 10634.4571 | 2522.289 | 3456.4837 | 122.2549 | 380 | 6773.7606 | 7998.8671 | 9766.8778
7064 | 76238.4568 | 2164.3199 | 0 | 76177.4568 | 3523.4431 | 4750.8745 | 2515.4746 | 3403.599 | 104.3734 | 190 | 339.2482 | 1356.4732 | 3124.4839
7065 | 77103.3082 | 1545.3724 | -1545.3724 | 75496.9358 | 3291.4205 | 7219.2032 | 2598.6938 | 3395.5415 | 130.9223 | 244 | 3795.2822 | 4893.0561 | 6661.0668
7066 | 75861.3825 | 1284.8936 | 0 | 75800.3825 | 2605.4016 | 7071.6773 | 2619.851 | 3339.5713 | 99.5704 | 434 | 3995.5155 | 5251.9375 | 7019.9482
7067 | 76901.4811 | 2013.4129 | 0 | 76840.4811 | 2765.3236 | 18297.508 | 2459.4273 | 3359.8828 | 147.7952 | 244 | 13881.2135 | 14995.8602 | 16763.8709
7068 | 74517.0536 | 1256.2292 | 0 | 74456.0536 | 3242.4011 | 9894.3073 | 2142.0084 | 3173.4797 | 144.177 | 190 | 6881.5407 | 7938.5692 | 9706.5799
7069 | 77238.6358 | 1716.271 | 0 | 77177.6358 | 2031.7811 | 12400.3185 | 1868.9753 | 3512.1416 | 98.4025 | 244 | 7942.2185 | 9007.4725 | 10775.4832
7070 | 74882.149 | 1187.8968 | 0 | 74821.149 | 3730.0602 | 10722.7488 | 1540.2031 | 3243.9763 | 150.3598 | 54 | 6325.919 | 7253.1304 | 9021.1411
7071 | 76373.9963 | 1822.0835 | 0 | 76312.9963 | 4047.7551 | 6352.3711 | 2330.1126 | 3387.68 | 145.3538 | 244 | 1079.6122 | 2191.8175 | 3959.8282
7072 | 75796.4778 | 1569.5844 | -1569.5844 | 74165.8934 | 2457.4524 | 22815.2105 | 2362.8227 | 3180.4927 | 122.4186 | 434 | 21105.3801 | 22384.6502 | 24152.6609
7073 | 75077.6714 | 1959.6614 | 0 | 75016.6714 | 4635.0211 | 6860.1016 | 2395.3424 | 3183.9339 | 152.1429 | 190 | 2157.8854 | 3222.8798 | 4990.8905
7074 | 75293.2712 | 1378.2131 | -1378.2131 | 73854.0581 | 2206.7024 | 7260.9701 | 2604.8883 | 3160.0168 | 160.976 | 434 | 6335.3147 | 7653.1422 | 9421.1529
7075 | 74483.6631 | 1749.1884 | 0 | 74422.6631 | 2928.545 | 15995.0931 | 2606.4001 | 3151.653 | 60.0688 | 190 | 13772.1382 | 14745.0585 | 16513.0692
7076 | 76077.4105 | 1108.0333 | 0 | 76016.4105 | 3650.4964 | 7862.4617 | 2563.9185 | 3179.4432 | 149.6469 | 190 | 3309.1165 | 4371.615 | 6139.6257
7077 | 75424.5706 | 1745.2223 | 0 | 75363.5706 | 3125.7665 | 9267.1084 | 2625.403 | 3233.2842 | 165.4993 | 244 | 6006.6585 | 7139.0094 | 8907.0201
7078 | 77225.1741 | 1421.1119 | 0 | 77164.1741 | 3122.1133 | 8124.7931 | 2258.7604 | 3523.0563 | 150.4493 | 434 | 2990.5223 | 4297.8232 | 6065.8339
7079 | 74602.692 | 1668.9427 | 0 | 74541.692 | 3055.5967 | 8103.2816 | 2415.6341 | 3124.6537 | 139.8078 | 54 | 5416.4808 | 6333.1402 | 8101.1509
7080 | 75359.1456 | 1276.6505 | 0 | 75298.1456 | 4205.9988 | 13403.3145 | 2428.223 | 3205.232 | 188.0544 | 380 | 8902.8251 | 10193.731 | 11961.7417
7081 | 74460.0695 | 1636.1481 | 0 | 74399.0695 | 2678.8393 | 8485.2365 | 2256.0417 | 3154.4883 | 85.8319 | 54 | 6188.0576 | 7050.7411 | 8818.7518
7082 | 75249.233 | 2186.3522 | 0 | 75188.233 | 2803.9603 | 1899.3298 | 2279.6792 | 3180.0761 | 104.5374 | 190 | -1262.9082 | -245.5192 | 1522.4915
7083 | 76446.1258 | 1647.0002 | -1647.0002 | 74738.1256 | 2292.6393 | 21811.0305 | 2573.008 | 3394.2673 | 163.8683 | 54 | 20117.7409 | 21058.4608 | 22826.4715
7084 | 74700.7886 | 1949.6069 | 0 | 74639.7886 | 1767.493 | 3089.9863 | 1940.2317 | 3210.268 | 183.8708 | 190 | 1203.4044 | 2300.1268 | 4068.1375
7085 | 76006.7131 | 1558.7218 | -1558.7218 | 74386.9912 | 4018.3871 | 8189.2586 | 2374.6081 | 3256.0888 | 163.4808 | 190 | 4784.7772 | 5861.1096 | 7629.1203
7086 | 75086.3331 | 1120.8876 | 0 | 75025.3331 | 3903.6966 | 7145.6878 | 2443.6632 | 3282.8746 | 117.014 | 434 | 3313.3959 | 4587.2615 | 6355.2722
7087 | 76565.897 | 2153.8696 | 0 | 76504.897 | 1675.5051 | 5234.9636 | 2516.084 | 3301.8475 | 100.7927 | 54 | 2242.693 | 3120.3373 | 4888.348
7088 | 75131.5157 | 1603.065 | -1603.065 | 73467.4507 | 1159.833 | 4103.3622 | 2321.8766 | 3185.2663 | 100.8469 | 54 | 4353.4214 | 5231.1199 | 6999.1306
7089 | 75460.1981 | 1989.9839 | 0 | 75399.1981 | 2755.6302 | 5293.2254 | 2095.477 | 3273.9515 | 94.725 | 434 | 1878.0256 | 3129.6022 | 4897.6129
7090 | 76181.1984 | 1384.0262 | -1384.0262 | 74736.1723 | 2337.201 | 3479.6926 | 2171.9748 | 3281.9774 | 76.8422 | 190 | 1230.4716 | 2220.1653 | 3988.176
7091 | 74428.6141 | 1701.2906 | -1701.2906 | 72666.3235 | 1158.0577 | 15931.8945 | 2253.1189 | 3127.9446 | 201.7066 | 54 | 16858.7767 | 17837.3349 | 19605.3456
7092 | 74878.8372 | 1599.2258 | 0 | 74817.8372 | 7806.8627 | 9254.2495 | 1880.2135 | 3154.3483 | 131.2792 | 244 | 1034.3115 | 2132.4422 | 3900.4529
7093 | 74897.0503 | 1784.193 | -1784.193 | 73051.8573 | 2226.8662 | 11621.3394 | 2165.308 | 3176.835 | 117.0584 | 190 | 11054.9589 | 12084.8689 | 13852.8796
7094 | 75102.5417 | 1644.0114 | 0 | 75041.5417 | 3831.9483 | 7906.8689 | 1541.6108 | 3179.0203 | 158.0138 | 54 | 3124.2099 | 4059.0753 | 5827.086
7095 | 76172.3526 | 1461.7907 | 0 | 76111.3526 | 1460.3289 | 12376.4451 | 2600.4517 | 3312.2908 | 192.2912 | 190 | 10087.7062 | 11192.8489 | 12960.8596
7096 | 74777.0551 | 1865.8539 | 0 | 74716.0551 | 3096.1585 | 9066.1383 | 2069.8368 | 3136.9445 | 70.7594 | 380 | 5830.906 | 7004.5169 | 8772.5276
7097 | 77651.2373 | 1236.3106 | 0 | 77590.2373 | 1349.5483 | 9828.1078 | 2406.6773 | 3534.3031 | 120.7824 | 434 | 6199.5026 | 7477.1366 | 9245.1473
7098 | 76823.448 | 1483.0274 | 0 | 76762.448 | 2359.787 | 3791.5257 | 2594.3152 | 3321.9289 | 137.5901 | 190 | -44.2653 | 1006.1763 | 2774.187
7099 | 75343.0121 | 1581.4888 | -1581.4888 | 73700.5234 | 2884.928 | 6016.3951 | 2503.2634 | 3208.7745 | 230.7619 | 54 | 4513.1816 | 5520.795 | 7288.8057
7100 | 75443.4194 | 1393.0871 | 0 | 75382.4194 | 2466.6001 | 4686.1187 | 1723.0934 | 3177.7376 | 58.7162 | 190 | 1108.1304 | 2079.6981 | 3847.7088
7101 | 75127.8803 | 1313.0083 | -1313.0083 | 73753.872 | 3909.9278 | 5279.9536 | 2460.3835 | 3227.1828 | 193.0646 | 190 | 2673.92 | 3779.8362 | 5547.8469
7102 | 74325.5291 | 1027.3621 | 0 | 74264.5291 | 1803.0086 | 19612.1728 | 2486.7128 | 3139.6337 | 193.7115 | 190 | 18541.1816 | 19647.7447 | 21415.7554
7103 | 76359.9591 | 1522.7918 | 0 | 76298.9591 | 4210.5927 | 9796.951 | 2186.5483 | 3349.031 | 120.2549 | 54 | 4193.1785 | 5090.285 | 6858.2957
7104 | 75585.2238 | 1937.1003 | 0 | 75524.2238 | 4217.6847 | 5880.6413 | 2607.1632 | 3201.8965 | 23.9628 | 190 | 1317.9924 | 2254.8068 | 4022.8175
7105 | 76275.9981 | 2107.0427 | -2107.0427 | 74107.9554 | 2152.7307 | 10106.7518 | 2481.7621 | 3278.2302 | 120.9779 | 434 | 8976.258 | 10254.0875 | 12022.0982
7106 | 77140.4785 | 1772.4863 | 0 | 77079.4785 | 2222.6676 | 8267.7192 | 2341.0262 | 3441.3218 | 212.2195 | 434 | 4118.121 | 5487.1921 | 7255.2028
7107 | 75234.0241 | 2214.8063 | 0 | 75173.0241 | 1807.3845 | 5688.3073 | 2443.7063 | 3151.1603 | 170.2311 | 190 | 3672.9653 | 4756.048 | 6524.0587
7108 | 75875.675 | 1594.0287 | 0 | 75814.675 | 2666.9492 | 3925.0779 | 2464.4319 | 3218.2391 | 164.2882 | 434 | 496.3247 | 1817.4645 | 3585.4752
7109 | 76681.9583 | 1856.0388 | -1856.0388 | 74764.9196 | 2214.9845 | 7146.4365 | 2591.0888 | 3470.1649 | 144.9535 | 54 | 5597.9863 | 6519.7913 | 8287.802
7110 | 76490.5036 | 2289.058 | 0 | 76429.5036 | 2744.8754 | 14920.2224 | 1926.9578 | 3274.0517 | 167.0093 | 190 | 10317.053 | 11396.9139 | 13164.9246
7111 | 74222.4877 | 1416.0963 | 0 | 74161.4877 | 3480.5777 | 16872.0842 | 2288.5392 | 3142.7111 | 101.2357 | 54 | 14031.469 | 14909.5563 | 16677.567
7112 | 76669.9385 | 2025.4469 | 0 | 76608.9385 | 1956.7197 | 16478.7704 | 2213.4308 | 3340.1555 | 169.7812 | 54 | 12836.8985 | 13783.5313 | 15551.542
7113 | 76379.1299 | 1184.8282 | 0 | 76318.1299 | 2045.1682 | 2607.2467 | 1917.5175 | 3410.6776 | 146.2408 | 380 | -1057.6562 | 191.4362 | 1959.4469
7114 | 76747.5819 | 1730.4836 | -1730.4836 | 74956.0983 | 4718.9825 | 4829.1306 | 2423.6006 | 3407.1786 | 121.4153 | 244 | 355.0291 | 1443.2959 | 3211.3066
7115 | 74904.6366 | 1455.691 | -1455.691 | 73387.9456 | 2584.8014 | 8793.5958 | 2672.8756 | 3233.9178 | 96.6428 | 54 | 8097.8422 | 8971.3366 | 10739.3473
7116 | 75300.4357 | 1160.9873 | 0 | 75239.4357 | 1328.2803 | 2306.1821 | 2456.8735 | 3225.7134 | 109.2305 | 54 | 791.2529 | 1677.335 | 3445.3457
7117 | 77314.4571 | 1867.3622 | -1867.3622 | 75386.0949 | 1388.9421 | 4179.5752 | 2413.7096 | 3384.5356 | 134.6329 | 190 | 2572.9835 | 3620.4679 | 5388.4786
7118 | 74844.5509 | 1635.7856 | 0 | 74783.5509 | 3412.937 | 2097.6552 | 2490.3588 | 3172.1754 | 122.958 | 190 | -1066.0984 | -30.2889 | 1737.7218
7119 | 76799.5205 | 1245.0968 | -1245.0968 | 75493.4237 | 2975.3425 | 13775.7314 | 2196.7906 | 3491.4515 | 186.4437 | 54 | 10365.4074 | 11328.7027 | 13096.7134
7120 | 75221.9796 | 2220.9075 | 0 | 75160.9796 | 4622.4911 | 12106.3447 | 2579.2357 | 3239.2584 | 102.0254 | 190 | 7511.5681 | 8526.4451 | 10294.4558
7121 | 75139.5657 | 1460.5893 | 0 | 75078.5657 | 2559.1211 | 6528.9986 | 2592.4672 | 3193.3714 | 112.7898 | 434 | 4047.3504 | 5316.9917 | 7085.0024
7122 | 75829.8267 | 1491.907 | 0 | 75768.8267 | 1792.9517 | 11513.0913 | 1804.0031 | 3212.5203 | 69.5062 | 190 | 8338.0363 | 9320.3941 | 11088.4048
7123 | 74535.4691 | 1715.0959 | 0 | 74474.4691 | 2740.1862 | 11239.0977 | 2453.1645 | 3193.5642 | 175.8766 | 54 | 9041.371 | 9994.0992 | 11762.1099
7124 | 74489.2612 | 1653.1442 | 0 | 74428.2612 | 4659.9709 | 6175.701 | 2081.2986 | 3140.4855 | 230.4092 | 54 | 1679.4531 | 2686.7138 | 4454.7245
7125 | 76080.356 | 1845.3962 | -1845.3962 | 74173.9598 | 2753.4397 | 3820.6425 | 2029.4187 | 3322.1012 | 114.698 | 54 | 1614.963 | 2506.5126 | 4274.5233
7126 | 76282.9808 | 1635.5075 | -1635.5075 | 74586.4733 | 3933.7967 | 6096.6597 | 2116.7906 | 3377.006 | 105.8479 | 190 | 2440.3863 | 3459.0858 | 5227.0965
7127 | 76663.6794 | 1755.433 | -1755.433 | 74847.2463 | 2655.3938 | 8266.2635 | 2322.5144 | 3505.236 | 84.7042 | 54 | 5961.5738 | 6823.1296 | 8591.1403
7128 | 75292.6994 | 1562.7075 | 0 | 75231.6994 | 3960.9117 | 7973.599 | 2656.6813 | 3227.5393 | 145.859 | 244 | 4035.4086 | 5148.1192 | 6916.1299
7129 | 74864.8651 | 1676.3913 | 0 | 74803.8651 | 3689.3007 | 13109.836 | 2563.5312 | 3138.5662 | 148.7894 | 54 | 9688.9676 | 10614.6085 | 12382.6192
7130 | 75773.1132 | 1677.8929 | 0 | 75712.1132 | 2816.1863 | 5251.5384 | 2211.3273 | 3161.8534 | 163.2282 | 54 | 1466.6196 | 2406.6994 | 4174.7101
7131 | 74208.2385 | 1577.0049 | -1577.0049 | 72570.2335 | 2832.2355 | 6782.3081 | 2678.0319 | 3125.4038 | 112.6226 | 190 | 6553.4747 | 7578.9489 | 9346.9596
7132 | 75576.5589 | 2051.7346 | 0 | 75515.5589 | 4225.1868 | 21634.144 | 2611.6071 | 3217.0872 | 66.812 | 190 | 17092.2926 | 18071.9562 | 19839.9669
7133 | 74722.9748 | 1331.4665 | 0 | 74661.9748 | 2152.1576 | 9244.2111 | 2478.9651 | 3167.2308 | 187.0679 | 54 | 7446.4746 | 8410.3941 | 10178.4048
7134 | 74538.3276 | 2306.0398 | 0 | 74477.3276 | 2693.1737 | 11187.7055 | 2630.754 | 3139.8514 | 144.1286 | 54 | 9158.0097 | 10078.9898 | 11847.0005
7135 | 75334.2604 | 1913.6878 | 0 | 75273.2604 | 3268.5831 | 24569.358 | 2526.32 | 3187.2129 | 101.9011 | 244 | 21111.2475 | 22180.0001 | 23948.0108
7136 | 76996.4647 | 1582.0742 | 0 | 76935.4647 | 2450.5984 | 8968.0197 | 2291.2909 | 3460.7954 | 130.528 | 434 | 4704.2429 | 5991.6225 | 7759.6332
7137 | 75696.6084 | 1706.8473 | 0 | 75635.6084 | 1378.606 | 17486.3333 | 2625.2054 | 3200.6266 | 173.0776 | 190 | 15668.1509 | 16754.0801 | 18522.0908
7138 | 76909.5087 | 1944.9551 | 0 | 76848.5087 | 2460.6526 | 2393.4401 | 2313.8036 | 3302.8533 | 156.0515 | 244 | -1928.8642 | -805.9611 | 962.0496
7139 | 76339.0718 | 1514.3294 | -1514.3294 | 74763.7424 | 3452.0172 | 5074.1677 | 2470.3304 | 3389.1655 | 184.3965 | 434 | 2088.104 | 3429.3521 | 5197.3628
7140 | 76159.5807 | 1587.3495 | -1587.3495 | 74511.2312 | 2857.8137 | 6078.2705 | 2548.6251 | 3320.4966 | 133.6695 | 434 | 3948.5472 | 5239.0683 | 7007.079
7141 | 76748.7244 | 1900.9909 | 0 | 76687.7244 | 3764.4841 | 7400.6906 | 2572.4475 | 3428.3603 | 207.6835 | 434 | 2319.4899 | 3684.025 | 5452.0357
7142 | 75463.7983 | 1101.859 | -1101.859 | 74300.9393 | 4744.074 | 16825.8451 | 2486.2267 | 3192.1699 | 156.5112 | 380 | 12829.4284 | 14088.7912 | 15856.8019
7143 | 76410.5035 | 1082.2297 | 0 | 76349.5035 | 4073.3268 | 5677.4589 | 2394.1782 | 3324.31 | 123.7993 | 54 | 343.3168 | 1243.9676 | 3011.9783
7144 | 74566.0876 | 1766.6943 | -1766.6943 | 72738.3933 | 3144.8743 | 12535.4396 | 2372.3769 | 3141.5212 | 165.1522 | 54 | 11536.2701 | 12478.2739 | 14246.2846
7145 | 73563.8363 | 2156.9581 | 0 | 73502.8363 | 2360.0725 | 6237.4175 | 2083.0895 | 3125.8155 | 63.451 | 244 | 4953.6137 | 5983.9163 | 7751.927
7146 | 75968.5608 | 1554.5857 | 0 | 75907.5608 | 2967.3308 | 22192.7551 | 1754.9349 | 3319.9242 | 174.6119 | 190 | 17762.9226 | 18850.3861 | 20618.3968
7147 | 76970.4156 | 1332.8543 | 0 | 76909.4156 | 3332.8739 | 26740.7772 | 2355.2819 | 3412.7668 | 148.2656 | 190 | 21636.7364 | 22697.8536 | 24465.8643
7148 | 76206.3465 | 1266.0453 | 0 | 76145.3465 | 2155.1752 | 5086.3697 | 2474.4701 | 3273.1932 | 91.178 | 54 | 1903.7113 | 2771.7408 | 4539.7515
7149 | 77271.1371 | 1240.864 | -1240.864 | 75969.2731 | 2883.9568 | 5565.9484 | 2575.2585 | 3450.4796 | 93.4472 | 190 | 2108.6567 | 3114.9554 | 4882.9661
7150 | 75316.3935 | 1541.0712 | -1541.0712 | 73714.3223 | 1634.5376 | 6191.497 | 2514.6022 | 3250.0057 | 154.4125 | 244 | 5977.4452 | 7098.7093 | 8866.72
7151 | 73800.2402 | 1708.3852 | 0 | 73739.2402 | 2160.3323 | 5148.3771 | 2292.8769 | 3123.1016 | 121.5796 | 380 | 4034.983 | 5259.4142 | 7027.4249
7152 | 74386.828 | 1199.2117 | 0 | 74325.828 | 2448.6035 | 4720.8659 | 2571.5311 | 3132.1867 | 223.2809 | 380 | 3020.3522 | 4346.4846 | 6114.4953
7153 | 76767.3814 | 2371.9761 | 0 | 76706.3814 | 4635.9036 | 4878.1854 | 2223.3929 | 3323.5734 | 152.8933 | 434 | -1546.9332 | -237.1884 | 1530.8223
7154 | 76558.506 | 1486.2173 | -1486.2173 | 75011.2887 | 2731.6642 | 1829.5043 | 2388.5928 | 3469.1332 | 188.3709 | 54 | -685.5225 | 279.6999 | 2047.7106
7155 | 74795.7243 | 1839.72 | -1839.72 | 72895.0043 | 3130.587 | 4816.4594 | 2410.3568 | 3127.4777 | 141.7672 | 190 | 3698.9025 | 4753.5213 | 6521.532
7156 | 76450.3368 | 1581.8864 | 0 | 76389.3368 | 2620.6186 | 11410.8171 | 2742.2422 | 3415.5906 | 22.0801 | 434 | 7928.8944 | 9107.8261 | 10875.8368
7157 | 75734.9609 | 1540.5254 | 0 | 75673.9609 | 3659.2965 | 13093.937 | 2461.3316 | 3258.9213 | 114.774 | 434 | 8851.1325 | 10122.758 | 11890.7687
7158 | 75757.9 | 1780.2238 | 0 | 75696.9 | 1754.9525 | 4322.6118 | 1631.5548 | 3191.6623 | 180.5846 | 190 | 1064.1764 | 2157.6125 | 3925.6232
7159 | 74360.3788 | 1761.3996 | -1761.3996 | 72537.9792 | 3507.7802 | 7105.2985 | 2325.7042 | 3126.4019 | 88.5678 | 190 | 5881.8452 | 6883.2646 | 8651.2753
7160 | 75122.684 | 1923.4677 | 0 | 75061.684 | 3373.7589 | 14378.5178 | 2551.3779 | 3202.2451 | 141.5184 | 244 | 11066.8979 | 12175.2679 | 13943.2786
7161 | 74396.9006 | 2166.9943 | 0 | 74335.9006 | 3141.5869 | 8137.1521 | 2573.7389 | 3151.5 | 157.7834 | 54 | 5755.1034 | 6689.7385 | 8457.7492
7162 | 76231.7309 | 1685.6362 | 0 | 76170.7309 | 3856.0638 | 8694.1905 | 2540.4058 | 3404.7509 | 193.4932 | 54 | 3982.7525 | 4953.0973 | 6721.108
7163 | 74146.326 | 1527.9693 | 0 | 74085.326 | 3464.8657 | 5191.8796 | 2525.8477 | 3135.1576 | 84.4874 | 54 | 2672.8931 | 3534.2321 | 5302.2428
7164 | 76355.9598 | 1162.1855 | 0 | 76294.9598 | 3383.256 | 5968.8337 | 2459.3631 | 3254.9851 | 192.4929 | 434 | 1375.1661 | 2724.5105 | 4492.5212
7165 | 76460.9382 | 1049.2102 | -1049.2102 | 75350.728 | 2009.5496 | 6565.5923 | 2131.8668 | 3197.3568 | 90.8058 | 380 | 3904.7383 | 5098.3957 | 6866.4064
7166 | 74439.6463 | 1639.7519 | 0 | 74378.6463 | 1842.4178 | 3906.8889 | 2584.7309 | 3152.1818 | 198.0081 | 190 | 2792.9376 | 3903.7972 | 5671.8079
7167 | 74198.082 | 1597.836 | 0 | 74137.082 | 2902.442 | 3004.1163 | 1776.513 | 3128.0825 | 168.0133 | 434 | 239.3877 | 1564.2526 | 3332.2633
7168 | 75039.074 | 1937.0169 | -1937.0169 | 73041.0571 | 3279.9067 | 10852.6412 | 2364.179 | 3149.9876 | 105.6006 | 190 | 9416.044 | 10434.4962 | 12202.5069
7169 | 76651.0115 | 1653.461 | 0 | 76590.0115 | 2799.2242 | 13428.0023 | 2659.035 | 3222.4894 | 139.2085 | 190 | 9290.4909 | 10342.551 | 12110.5617
7170 | 75320.8405 | 1987.1299 | 0 | 75259.8405 | 3475.4594 | 5388.6761 | 1817.8702 | 3142.9224 | 90.0287 | 244 | 984.3688 | 2041.2491 | 3809.2598
7171 | 76274.5473 | 1836.3289 | -1836.3289 | 74377.2184 | 2722.8825 | 9232.4372 | 2832.0356 | 3206.6821 | 146.9096 | 54 | 7541.2541 | 8465.0153 | 10233.026
7172 | 77226.0662 | 1294.4161 | 0 | 77165.0662 | 2612.4707 | 9430.3769 | 1889.0358 | 3505.6926 | 188.09 | 54 | 4417.7683 | 5382.7098 | 7150.7205
7173 | 75183.9893 | 1934.1398 | 0 | 75122.9893 | 2967.6273 | 5604.0688 | 2327.5059 | 3159.829 | 178.8273 | 54 | 2370.987 | 3326.6659 | 5094.6766
7174 | 75298.8239 | 2125.5749 | -2125.5749 | 73112.249 | 2296.6886 | 6892.2358 | 2729.237 | 3165.1143 | 108.3165 | 244 | 6747.8495 | 7823.0175 | 9591.0282
7175 | 74908.3684 | 1861.693 | 0 | 74847.3684 | 3839.275 | 14076.9413 | 2508.408 | 3405.509 | 195.8217 | 54 | 10674.4149 | 11647.0882 | 13415.0989
7176 | 75141.4005 | 1712.5653 | 0 | 75080.4005 | 1976.5203 | 7429.3305 | 2033.8928 | 3274.8865 | 179.7039 | 244 | 5051.389 | 6197.9445 | 7965.9552
7177 | 75102.3272 | 2071.432 | 0 | 75041.3272 | 1415.3484 | 7711.6786 | 2564.0178 | 3192.7317 | 203.9988 | 190 | 6381.9524 | 7498.8028 | 9266.8135
7178 | 75770.1906 | 1249.3863 | 0 | 75709.1906 | 3580.0628 | 16143.3134 | 2360.869 | 3225.3703 | 95.5079 | 54 | 11810.4993 | 12682.8588 | 14450.8695
7179 | 74629.4149 | 1038.3082 | 0 | 74568.4149 | 2156.8077 | 9453.937 | 1980.9862 | 3137.4941 | 120.2804 | 54 | 7217.3948 | 8114.5267 | 9882.5374
7180 | 75908.833 | 1556.1807 | 0 | 75847.833 | 4346.5193 | 10983.0384 | 2114.8714 | 3212.2119 | 164.3641 | 190 | 5485.9693 | 6563.185 | 8331.1957
7181 | 76669.0308 | 1885.309 | 0 | 76608.0308 | 3063.286 | 4578.6639 | 2351.045 | 3525.5899 | 147.0312 | 434 | 154.1821 | 1458.0648 | 3226.0755
7182 | 74346.3731 | 1770.7701 | -1770.7701 | 72514.603 | 1896.8182 | 6033.5741 | 2212.3292 | 3161.0435 | 121.4576 | 434 | 6365.7256 | 7644.0348 | 9412.0455
7183 | 75844.1477 | 1771.3306 | 0 | 75783.1477 | 2194.5356 | 3776.2892 | 2097.4319 | 3280.6801 | 144.6018 | 190 | 546.918 | 1604.3714 | 3372.3821
7184 | 75329.2862 | 2100.8121 | -2100.8121 | 73167.4741 | 2954.0828 | 19563.1882 | 2088.9896 | 3340.4524 | 169.522 | 380 | 18241.2732 | 19513.6468 | 21281.6575
7185 | 75041.9398 | 1967.8639 | 0 | 74980.9398 | 2876.4412 | 4329.7469 | 2615.3596 | 3164.8736 | 184.6458 | 190 | 1622.7991 | 2720.2964 | 4488.3071
7186 | 76330.4945 | 1681.6265 | -1681.6265 | 74587.8681 | 3191.9519 | 4806.1881 | 2749.312 | 3296.2401 | 98.6322 | 54 | 2442.1202 | 3317.6039 | 5085.6146
7187 | 75542.4949 | 1473.8995 | -1473.8995 | 74007.5953 | 2719.5926 | 17032.2949 | 1821.3932 | 3260.9907 | 89.2081 | 54 | 14757.6909 | 15623.7506 | 17391.7613
7188 | 75527.5235 | 2256.2389 | 0 | 75466.5235 | 2510.2081 | 10293.8608 | 2342.9393 | 3247.9409 | 119.8157 | 244 | 7278.2092 | 8364.8765 | 10132.8872
7189 | 77280.5823 | 2172.3949 | 0 | 77219.5823 | 2342.4087 | 7405.007 | 2427.248 | 3494.5278 | 243.1149 | 190 | 3134.9918 | 4290.9583 | 6058.969
7190 | 75919.6821 | 1109.7415 | 0 | 75858.6821 | 4201.8321 | 10910.5896 | 2478.7188 | 3178.7506 | 72.1253 | 190 | 5877.7448 | 6862.7216 | 8630.7323
7191 | 77074.4545 | 1508.8219 | 0 | 77013.4545 | 3568.8302 | 8485.1362 | 2649.3028 | 3502.1178 | 93.2227 | 434 | 3424.4722 | 4674.5464 | 6442.5571
7192 | 76401.5461 | 1558.7679 | 0 | 76340.5461 | 2776.8835 | 4021.8597 | 2094.7304 | 3238.2137 | 205.3522 | 54 | -392.4258 | 589.7779 | 2357.7886
7193 | 75916.3387 | 1279.5733 | -1279.5733 | 74575.7654 | 2785.4343 | 3293.0291 | 1931.407 | 3242.2816 | 164.8731 | 54 | 475.7179 | 1417.4425 | 3185.4532
7194 | 74257.2279 | 1314.0026 | -1314.0026 | 72882.2252 | 1814.5057 | 4736.0856 | 2337.4281 | 3125.445 | 112.544 | 54 | 4872.4278 | 5761.8234 | 7529.8341
7195 | 75772.5726 | 1131.0744 | 0 | 75711.5726 | 3886.0827 | 5029.8589 | 1134.8649 | 3219.2033 | 133.1587 | 54 | -843.5283 | 66.482 | 1834.4927
7196 | 74362.9086 | 1163.1979 | -1163.1979 | 73138.7107 | 4181.5044 | 5616.5291 | 2280.9927 | 3143.3277 | 163.477 | 54 | 3090.8343 | 4031.1629 | 5799.1736
7197 | 77068.3943 | 1321.5889 | 0 | 77007.3943 | 2740.0255 | 4498.8741 | 2582.9767 | 3412.7426 | 159.2399 | 380 | 117.3737 | 1379.4652 | 3147.4759
7198 | 76106.0004 | 1671.7617 | -1671.7617 | 74373.2387 | 2711.0966 | 9294.9472 | 2569.552 | 3308.9992 | 55.2419 | 54 | 7459.3632 | 8291.4567 | 10059.4674
7199 | 75576.1662 | 1943.1306 | 0 | 75515.1662 | 2725.0694 | 14466.5487 | 2107.1734 | 3234.0729 | 143.9011 | 54 | 10937.7593 | 11858.512 | 13626.5227
7200 | 76509.467 | 1533.7273 | 0 | 76448.467 | 2514.7578 | 6366.6319 | 2260.3188 | 3339.8588 | 230.8571 | 380 | 2373.7846 | 3707.4933 | 5475.504
7201 | 75940.6464 | 1401.005 | -1401.005 | 74478.6414 | 2458.1333 | 2441.1498 | 1746.8173 | 3191.3771 | 117.5936 | 244 | -187.2305 | 897.2147 | 2665.2254
7202 | 76016.5625 | 1433.8387 | -1433.8387 | 74521.7238 | 2399.2041 | 13495.8194 | 2610.889 | 3269.2586 | 142.8898 | 380 | 11825.2391 | 13070.9804 | 14838.9911
7203 | 76195.2729 | 1803.6108 | 0 | 76134.2729 | 3666.5483 | 12186.274 | 2075.4781 | 3360.507 | 99.0935 | 54 | 7191.6379 | 8067.583 | 9835.5937
7204 | 74419.5476 | 1368.3438 | 0 | 74358.5476 | 2201.965 | 7234.1931 | 2551.5268 | 3135.9064 | 75.949 | 190 | 5731.3138 | 6720.1143 | 8488.125
7205 | 74898.3587 | 1712.1765 | 0 | 74837.3587 | 3777.738 | 9930.005 | 2295.4328 | 3150.3164 | 162.3097 | 244 | 6130.8576 | 7260.0188 | 9028.0295
7206 | 76279.3052 | 2100.6106 | 0 | 76218.3052 | 3756.8849 | 4124.1888 | 2145.0446 | 3500.2515 | 137.3867 | 54 | -835.5052 | 78.733 | 1846.7437
7207 | 75317.4805 | 1338.3285 | -1338.3285 | 73918.1521 | 2680.4849 | 11917.9293 | 2468.7425 | 3361.5636 | 94.7077 | 54 | 10519.7985 | 11391.3578 | 13159.3685
7208 | 74985.7185 | 1655.9646 | 0 | 74924.7185 | 3013.2624 | 4770.2393 | 2428.5656 | 3146.6266 | 121.6776 | 244 | 1777.6507 | 2866.1799 | 4634.1906
7209 | 76066.2288 | 1562.7162 | -1562.7162 | 74442.5126 | 990.6269 | 2545.9406 | 2382.3316 | 3219.8726 | 78.0641 | 54 | 2085.2053 | 2940.121 | 4708.1317
7210 | 76250.684 | 1721.1618 | -1721.1618 | 74468.5222 | 3279.4846 | 4644.2448 | 1419.9567 | 3263.1614 | 154.4818 | 244 | 949.556 | 2070.8893 | 3838.9
7211 | 74617.1669 | 1998.3981 | -1998.3981 | 72557.7688 | 3531.747 | 5682.611 | 2039.8862 | 3150.8127 | 159.5907 | 434 | 4153.9941 | 5470.4364 | 7238.4471
7212 | 75672.3634 | 1196.4058 | 0 | 75611.3634 | 1754.8785 | 7838.8149 | 2460.9426 | 3130.6366 | 104.7936 | 434 | 5434.3522 | 6695.9974 | 8464.0081
7213 | 76295.5262 | 1830.1141 | 0 | 76234.5262 | 3597.5971 | 6964.9672 | 2630.2847 | 3428.206 | 168.6646 | 244 | 2561.5347 | 3697.0508 | 5465.0615
7214 | 75498.8501 | 1151.9472 | 0 | 75437.8501 | 2898.0401 | 18031.2057 | 2152.3052 | 3196.378 | 214.0244 | 54 | 14414.1988 | 15405.0747 | 17173.0854
7215 | 74747.9919 | 1599.5305 | 0 | 74686.9919 | 1771.8967 | 7096.5578 | 2492.8315 | 3146.4643 | 201.1285 | 190 | 5647.1651 | 6761.1452 | 8529.1559
7216 | 75858.0459 | 1394.2454 | 0 | 75797.0459 | 3196.0478 | 5136.4867 | 1794.3558 | 3375.9121 | 67.0784 | 244 | 683.8609 | 1717.7909 | 3485.8016
7217 | 76652.5273 | 1308.4354 | -1308.4354 | 75283.092 | 4234.8705 | 8107.4416 | 2643.2645 | 3274.9199 | 88.6289 | 54 | 3877.8636 | 4743.3441 | 6511.3548
7218 | 75092.7645 | 1427.3359 | 0 | 75031.7645 | 4227.5086 | 10120.721 | 2011.9007 | 3133.6699 | 57.8157 | 54 | 5377.2184 | 6211.8857 | 7979.8964
7219 | 75148.3265 | 1617.0875 | 0 | 75087.3265 | 4411.0191 | 4193.0635 | 2115.3443 | 3277.6504 | 136.9402 | 190 | -542.0874 | 507.7044 | 2275.7151
7220 | 74996.5936 | 2057.5239 | -2057.5239 | 72878.0697 | 2944.3106 | 3167.7372 | 2560.2826 | 3181.7099 | 211.8516 | 54 | 2457.5493 | 3446.2525 | 5214.2632
7221 | 77347.0466 | 1566.2137 | -1566.2137 | 75719.8329 | 3037.3369 | 14959.0117 | 2194.6345 | 3556.7981 | 116.4504 | 54 | 11323.4745 | 12216.7765 | 13984.7872
7222 | 76999.8587 | 1600.637 | 0 | 76938.8587 | 4182.8555 | 12630.8158 | 2643.4903 | 3475.6603 | 88.5698 | 54 | 6998.4522 | 7863.8735 | 9631.8842
7223 | 75648.5293 | 2237.3924 | 0 | 75587.5293 | 1937.9994 | 11734.5357 | 2126.0224 | 3322.2751 | 102.4557 | 244 | 9027.5045 | 10096.8118 | 11864.8225
7224 | 75702.8206 | 1695.9833 | 0 | 75641.8206 | 3989.6633 | 6835.4487 | 2326.8717 | 3145.4942 | 140.5938 | 434 | 2046.5307 | 3343.9761 | 5111.9868
7225 | 74934.3687 | 1892.7365 | -1892.7365 | 72980.6322 | 1567.0161 | 8908.2722 | 2356.9887 | 3397.0575 | 169.8309 | 54 | 9484.8702 | 10431.5527 | 12199.5634
7226 | 77208.2256 | 1820.7806 | 0 | 77147.2256 | 2823.0651 | 7963.1551 | 2385.624 | 3522.0645 | 86.3278 | 54 | 3270.7529 | 4133.9323 | 5901.943
7227 | 75396.4691 | 1812.2186 | 0 | 75335.4691 | 1955.5846 | 2967.6695 | 2500.7701 | 3193.2493 | 225.3592 | 54 | 740.8352 | 1743.0459 | 3511.0566
7228 | 75784.2627 | 1459.6581 | -1459.6581 | 74263.6046 | 3940.8903 | 8166.3968 | 2530.9986 | 3279.9805 | 83.4712 | 380 | 5143.0809 | 6329.4037 | 8097.4144
7229 | 75279.4158 | 1848.8796 | 0 | 75218.4158 | 1504.696 | 3293.8716 | 2491.006 | 3180.51 | 125.454 | 190 | 1612.4757 | 2650.7813 | 4418.792
7230 | 75944.6475 | 2103.2194 | -2103.2194 | 73780.4281 | 3243.0834 | 16286.1924 | 2552.8657 | 3186.4002 | 193.7994 | 190 | 14372.1468 | 15478.7978 | 17246.8085
7231 | 75308.2498 | 1221.5746 | 0 | 75247.2498 | 3277.5235 | 8506.5218 | 2358.7928 | 3305.7867 | 174.1472 | 190 | 5016.528 | 6103.5267 | 7871.5374
7232 | 75912.0511 | 1630.7601 | 0 | 75851.0511 | 2768.6377 | 12792.9054 | 2529.0975 | 3416.8332 | 144.2136 | 380 | 9489.3473 | 10736.4125 | 12504.4232
7233 | 75755.1872 | 2058.4849 | 0 | 75694.1872 | 4277.6312 | 6932.8259 | 2437.0793 | 3224.0167 | 142.5952 | 190 | 1992.3035 | 3047.7502 | 4815.7609
7234 | 75834.8989 | 1720.6066 | -1720.6066 | 74053.2923 | 2355.3745 | 11681.6133 | 2165.2888 | 3309.1346 | 176.0592 | 380 | 10117.57 | 11396.4807 | 13164.4914
7235 | 75877.6 | 1341.2768 | 0 | 75816.6 | 5543.689 | 12616.8386 | 2381.3345 | 3392.2237 | 127.6444 | 190 | 6400.3078 | 7440.8038 | 9208.8145
7236 | 76671.8974 | 1383.8644 | 0 | 76610.8974 | 3168.248 | 3916.8547 | 2209.8227 | 3472.6003 | 170.4696 | 190 | -809.6677 | 273.6534 | 2041.6641
7237 | 75005.3376 | 1511.4712 | -1511.4712 | 73432.8664 | 4121.1719 | 12434.1969 | 2772.1218 | 3139.6244 | 157.6071 | 244 | 10162.1048 | 11286.5634 | 13054.5741
7238 | 76367.4259 | 1226.7704 | 0 | 76306.4259 | 3565.2825 | 3411.9305 | 2845.0539 | 3334.0963 | 105.4665 | 190 | -910.4276 | 107.8905 | 1875.9012
7239 | 76574.0113 | 1867.4182 | -1867.4182 | 74645.5931 | 3013.9375 | 5381.5387 | 2044.0782 | 3299.4382 | 186.0997 | 244 | 2435.7245 | 3588.6758 | 5356.6865
7240 | 74755.4098 | 2155.1724 | -2155.1724 | 72539.2374 | 3316.861 | 12093.065 | 2533.2655 | 3200.9585 | 142.4419 | 380 | 11341.3908 | 12586.6842 | 14354.6949
7241 | 76065.4653 | 1295.6359 | 0 | 76004.4653 | 3496.5612 | 9486.8605 | 2120.4474 | 3266.5784 | 73.8322 | 434 | 4743.0599 | 5973.7436 | 7741.7543
7242 | 74631.6713 | 1379.7932 | 0 | 74570.6713 | 3019.2349 | 3279.0287 | 2186.0632 | 3215.4289 | 133.9813 | 54 | 460.8146 | 1371.6475 | 3139.6582
7243 | 74587.1516 | 1589.2851 | -1589.2851 | 72936.8666 | 2224.9384 | 5285.4569 | 2540.828 | 3147.7794 | 113.7211 | 54 | 5182.4594 | 6073.0321 | 7841.0428
7244 | 75721.3572 | 1382.6331 | 0 | 75660.3572 | 2529.5635 | 10402.5535 | 2586.3035 | 3223.9348 | 146.6135 | 54 | 7393.0711 | 8316.5361 | 10084.5468
7245 | 77406.8085 | 1915.7513 | 0 | 77345.8085 | 3235.9104 | 7104.7587 | 2392.6394 | 3454.1372 | 203.2416 | 244 | 1740.0164 | 2910.1096 | 4678.1203
7246 | 75321.2554 | 1294.7458 | -1294.7458 | 73965.5096 | 3251.8051 | 5649.7408 | 2269.7343 | 3143.3316 | 77.1481 | 434 | 3215.692 | 4449.6917 | 6217.7024
7247 | 73755.6093 | 2116.6496 | 0 | 73694.6093 | 3254.4612 | 6835.3234 | 2426.8722 | 3145.6635 | 194.6469 | 190 | 4828.9886 | 5936.4871 | 7704.4978
7248 | 76873.4864 | 1495.426 | 0 | 76812.4864 | 1907.3144 | 12896.5633 | 2642.1217 | 3464.4859 | 137.9537 | 244 | 9653.57 | 10758.3753 | 12526.386
7249 | 76139.8099 | 1921.6961 | 0 | 76078.8099 | 3836.965 | 6788.3744 | 2301.0526 | 3394.8015 | 100.1148 | 190 | 1938.6537 | 2951.6201 | 4719.6308
7250 | 75573.6205 | 1964.9762 | -1964.9762 | 73547.6442 | 3272.3695 | 9308.8706 | 2670.2731 | 3228.8105 | 147.3454 | 190 | 7758.1404 | 8818.3373 | 10586.348
7251 | 75298.5911 | 1695.1452 | 0 | 75237.5911 | 1578.1318 | 18711.3369 | 2457.4499 | 3133.8057 | 161.5775 | 54 | 16857.0697 | 17795.4987 | 19563.5094
7252 | 76213.8849 | 1761.4014 | 0 | 76152.8849 | 2657.2653 | 9665.5771 | 2406.5297 | 3212.4986 | 136.6954 | 190 | 5844.6551 | 6894.202 | 8662.2127
7253 | 76143.7814 | 1265.8205 | 0 | 76082.7814 | 2727.6875 | 4066.0643 | 2118.0605 | 3348.343 | 148.9524 | 54 | 92.199 | 1018.003 | 2786.0137
7254 | 77239.7781 | 2032.7275 | -2032.7275 | 75146.0507 | 2619.8471 | 4443.8964 | 2322.2534 | 3494.76 | 170.8546 | 380 | 1865.2121 | 3138.9183 | 4906.929
7255 | 75774.0751 | 1455.8303 | -1455.8303 | 74257.2449 | 2191.035 | 2103.7759 | 2065.9026 | 3323.02 | 14.8444 | 190 | 414.6187 | 1342.3147 | 3110.3254
7256 | 75465.7416 | 1307.0804 | -1307.0804 | 74097.6612 | 2426.4735 | 4464.8718 | 2354.9796 | 3347.0829 | 144.2339 | 434 | 3012.9996 | 4314.0851 | 6082.0958
7257 | 75577.2486 | 2335.8278 | 0 | 75516.2486 | 1091.4456 | 3044.41 | 2277.4001 | 3194.0113 | 79.5857 | 244 | 1278.3271 | 2324.7644 | 4092.7751
7258 | 75103.1162 | 1662.3784 | -1662.3784 | 73379.7378 | 2895.8643 | 10545.3286 | 1699.4531 | 3310.429 | 114.3149 | 54 | 8649.8086 | 9540.9751 | 11308.9858
7259 | 76182.8327 | 2076.2389 | 0 | 76121.8327 | 2596.0961 | 7043.8388 | 2346.8134 | 3306.1909 | 124.6125 | 54 | 3349.1143 | 4250.5784 | 6018.5891
7260 | 76992.2571 | 1365.5133 | 0 | 76931.2571 | 1712.9185 | 12045.0812 | 2035.2462 | 3320.4901 | 186.0955 | 54 | 8126.8419 | 9089.7889 | 10857.7996
7261 | 74447.2211 | 1398.2939 | 0 | 74386.2211 | 2145.5562 | 3183.1548 | 2610.9026 | 3138.2754 | 184.7172 | 244 | 1770.7556 | 2922.3244 | 4690.3351
7262 | 76784.6623 | 1821.4617 | -1821.4617 | 74902.2006 | 1783.3834 | 8318.0623 | 2493.772 | 3315.0637 | 174.7518 | 380 | 6811.5139 | 8089.1173 | 9857.128
7263 | 77347.2013 | 1501.7821 | 0 | 77286.2013 | 2172.2344 | 15885.6695 | 2334.9572 | 3535.0578 | 208.2683 | 54 | 11667.4488 | 12652.5687 | 14420.5794
7264 | 76649.7068 | 1724.7248 | 0 | 76588.7068 | 3591.8837 | 14807.3197 | 2705.0334 | 3365.7084 | 225.2492 | 244 | 10067.671 | 11259.7717 | 13027.7824
7265 | 74459.3642 | 1700.4432 | 0 | 74398.3642 | 3018.9706 | 7211.2992 | 1854.0331 | 3165.6921 | 108.2858 | 244 | 4183.8896 | 5259.0269 | 7027.0376
7266 | 75202.906 | 1293.7409 | 0 | 75141.906 | 2803.5581 | 7190.342 | 2425.0914 | 3311.947 | 90.4899 | 380 | 4352.1163 | 5545.4577 | 7313.4684
7267 | 76230.2333 | 1822.2912 | 0 | 76169.2333 | 3292.7746 | 8673.111 | 2553.393 | 3369.8244 | 202.3015 | 54 | 4504.5205 | 5483.6736 | 7251.6843
7268 | 73540.2361 | 1230.7117 | 0 | 73479.2361 | 2154.0917 | 7424.9469 | 2694.8133 | 3167.9178 | 125.7609 | 190 | 7024.5503 | 8063.1628 | 9831.1735
7269 | 74874.3007 | 1271.7703 | 0 | 74813.3007 | 2585.7937 | 4155.1022 | 2670.7572 | 3229.4067 | 155.9762 | 190 | 2026.3717 | 3095.1995 | 4863.2102
7270 | 76055.1278 | 1948.5375 | -1948.5375 | 74045.5903 | 2415.8145 | 6888.6395 | 2561.4618 | 3306.8042 | 81.3452 | 380 | 5665.7006 | 6849.8973 | 8617.908
7271 | 76049.8073 | 1038.7228 | 0 | 75988.8073 | 3811.5194 | 10270.1951 | 2079.2059 | 3330.2534 | 104.5384 | 244 | 5249.5278 | 6320.9178 | 8088.9285
7272 | 75613.3758 | 2030.784 | 0 | 75552.3758 | 2442.5985 | 11599.9642 | 1907.9873 | 3197.834 | 104.3092 | 244 | 8081.0111 | 9152.1719 | 10920.1826
7273 | 76601.0239 | 1778.5792 | 0 | 76540.0239 | 4148.2106 | 10682.3403 | 2539.7655 | 3407.8838 | 212.5345 | 244 | 5311.9551 | 6491.3411 | 8259.3518
7274 | 76746.4574 | 1994.3924 | 0 | 76685.4574 | 2547.0443 | 3997.4772 | 2608.8034 | 3497.9779 | 137.8302 | 244 | 241.9567 | 1346.6385 | 3114.6492
7275 | 76813.2986 | 2102.731 | -2102.731 | 74649.5676 | 4428.18 | 11865.9587 | 2052.2604 | 3487.495 | 134.8681 | 244 | 7698.1665 | 8799.8862 | 10567.8969
7276 | 75113.249 | 1698.9692 | 0 | 75052.249 | 2203.2784 | 13843.8205 | 2390.4482 | 3234.886 | 132.9578 | 54 | 11583.8273 | 12493.6366 | 14261.6473
7277 | 75181.595 | 1706.8438 | 0 | 75120.595 | 3058.576 | 5213.6179 | 2242.5023 | 3153.1558 | 225.938 | 190 | 1800.3051 | 2939.0947 | 4707.1054
7278 | 76558.3008 | 1647.0447 | -1647.0447 | 74850.2561 | 3178.7178 | 3810.3018 | 2107.001 | 3467.8601 | 159.5805 | 54 | 726.3889 | 1662.821 | 3430.8317
7279 | 77122.6722 | 1513.8588 | -1513.8588 | 75547.8134 | 1250.3033 | 8224.7484 | 2554.9268 | 3489.4405 | 165.111 | 190 | 6841.1991 | 7919.1616 | 9687.1723
7280 | 74654.7625 | 1439.7605 | 0 | 74593.7625 | 2982.6418 | 12046.8787 | 2485.046 | 3153.1678 | 169.8009 | 190 | 9478.8881 | 10561.5406 | 12329.5513
7281 | 75060.6852 | 1471.1372 | 0 | 74999.6852 | 2349.6365 | 4887.0243 | 2583.2388 | 3154.622 | 112.9065 | 54 | 2645.7634 | 3535.5215 | 5303.5322
7282 | 73952.5535 | 1328.2646 | 0 | 73891.5535 | 1483.9164 | 6786.0308 | 2670.1531 | 3127.3607 | 103.451 | 54 | 6578.2746 | 7458.5772 | 9226.5879
7283 | 75692.3464 | 1529.9924 | 0 | 75631.3464 | 1204.1981 | 4967.9554 | 2518.9692 | 3231.0207 | 189.3018 | 190 | 3252.6007 | 4354.7541 | 6122.7648
7284 | 75601.5713 | 1841.8362 | 0 | 75540.5713 | 2150.0286 | 16849.9763 | 2347.8904 | 3152.7948 | 145.9488 | 190 | 14030.2616 | 15089.062 | 16857.0727
7285 | 75733.8028 | 1494.9904 | 0 | 75672.8028 | 1537.1406 | 29478.6769 | 2193.3165 | 3386.9555 | 227.3285 | 380 | 27219.2055 | 28549.3856 | 30317.3963
7286 | 75046.1913 | 1573.9167 | 0 | 74985.1913 | 3377.5909 | 18052.1193 | 2102.6891 | 3139.9607 | 125.0358 | 380 | 14302.1868 | 15530.0742 | 17298.0849
7287 | 74560.1856 | 1181.0212 | 0 | 74499.1856 | 2989.607 | 2823.0497 | 2312.7246 | 3146.3157 | 107.6968 | 54 | 163.4974 | 1048.0458 | 2816.0565
7288 | 75601.4601 | 1492.0134 | -1492.0134 | 74048.4467 | 2457.1084 | 9198.6662 | 2296.6349 | 3304.1028 | 169.3978 | 190 | 7664.0488 | 8746.2981 | 10514.3088
7289 | 75879.9089 | 1129.4305 | 0 | 75818.9089 | 3581.1706 | 7613.8394 | 2482.1232 | 3310.8339 | 187.0022 | 380 | 3376.917 | 4666.7708 | 6434.7815
7290 | 77140.5215 | 1322.947 | 0 | 77079.5215 | 1607.3036 | 3297.3724 | 1258.0975 | 3319.196 | 107.4786 | 380 | -1441.9592 | -231.6291 | 1536.3816
7291 | 73723.9942 | 1726.6826 | -1726.6826 | 71936.3115 | 2747.6889 | 11083.3076 | 2552.3643 | 3123.5087 | 122.5057 | 380 | 11445.3803 | 12670.7375 | 14438.7482
7292 | 73621.021 | 1906.0179 | 0 | 73560.021 | 3091.1845 | 8257.4687 | 2633.0714 | 3123.4998 | 106.3201 | 380 | 6733.0345 | 7942.2061 | 9710.2168
7293 | 77548.1389 | 1336.4992 | 0 | 77487.1389 | 2788.3208 | 3793.8573 | 1754.3126 | 3448.7763 | 86.1703 | 380 | -1908.3135 | -719.2916 | 1048.7191
7294 | 75909.8824 | 1827.7516 | -1827.7516 | 74021.1308 | 2241.0339 | 8721.2863 | 2418.046 | 3361.2261 | 141.9977 | 54 | 7608.5937 | 8527.4429 | 10295.4536
7295 | 76169.5247 | 1903.0629 | 0 | 76108.5247 | 2082.0943 | 19870.9891 | 2148.6418 | 3378.2008 | 51.4214 | 54 | 16577.4127 | 17405.6857 | 19173.6964
7296 | 76646.1025 | 1951.3546 | 0 | 76585.1025 | 3872.757 | 7084.5351 | 2341.3656 | 3475.3767 | 118.5851 | 190 | 1813.6179 | 2845.0545 | 4613.0652
7297 | 76836.2706 | 1894.1333 | -1894.1333 | 74881.1373 | 2529.1223 | 11176.155 | 2619.4164 | 3460.3825 | 186.2569 | 54 | 9215.8942 | 10179.0027 | 11947.0134
7298 | 76629.0082 | 1573.5132 | 0 | 76568.0082 | 2497.7746 | 9504.0019 | 2488.4776 | 3371.9247 | 113.8054 | 54 | 5668.8215 | 6559.4785 | 8327.4892
7299 | 77728.99 | 2125.4974 | 0 | 77667.99 | 1870.441 | 10273.9932 | 2245.9942 | 3433.3841 | 80.8782 | 190 | 5785.1404 | 6778.8702 | 8546.8809
7300 | 73760.0513 | 1782.6057 | 0 | 73699.0513 | 2941.2949 | 11052.9729 | 2814.0991 | 3123.9601 | 121.8457 | 54 | 9720.8858 | 10619.5831 | 12387.5938
7301 | 76678.3476 | 1234.5717 | 0 | 76617.3476 | 2962.5047 | 9179.9913 | 2636.3403 | 3325.817 | 163.9681 | 54 | 4932.4962 | 5873.3158 | 7641.3265
7302 | 76350.1084 | 1702.8946 | 0 | 76289.1084 | 2902.0194 | 4117.9083 | 2106.305 | 3295.4004 | 98.6017 | 380 | -301.3141 | 900.1392 | 2668.1499
7303 | 77246.0206 | 1983.27 | -1983.27 | 75201.7506 | 3251.097 | 7739.4216 | 2712.7402 | 3347.2027 | 177.3802 | 190 | 4716.7169 | 5806.9487 | 7574.9594
7304 | 75961.4692 | 1537.8324 | 0 | 75900.4692 | 1043.7096 | 6218.807 | 2537.173 | 3368.9617 | 171.3892 | 380 | 4550.9629 | 5825.2037 | 7593.2144
7305 | 74868.8973 | 1577.4029 | 0 | 74807.8973 | 3425.8995 | 6834.6803 | 2696.9831 | 3166.7577 | 120.761 | 54 | 3834.8244 | 4732.437 | 6500.4477
7306 | 76694.5131 | 2162.9381 | 0 | 76633.5131 | 2412.8103 | 5286.5952 | 2106.1865 | 3416.7674 | 100.2402 | 380 | 1133.4257 | 2336.5175 | 4104.5282
7307 | 75026.6649 | 1943.7789 | -1943.7789 | 73021.886 | 2166.3641 | 3644.5013 | 2233.0966 | 3168.6748 | 227.3503 | 380 | 3228.2226 | 4558.4244 | 6326.4351
7308 | 76519.1719 | 1876.8599 | 0 | 76458.1719 | 3110.2804 | 3548.2898 | 2326.5587 | 3432.2732 | 139.0759 | 244 | -891.1307 | 214.7967 | 1982.8074
7309 | 74765.0479 | 1371.3346 | -1371.3346 | 73332.7134 | 4324.7314 | 2896.7586 | 2055.1264 | 3243.1748 | 110.3416 | 190 | -92.1849 | 931.0083 | 2699.019
7310 | 77494.672 | 1575.8696 | -1575.8696 | 75857.8024 | 3836.0984 | 4008.6567 | 2149.8902 | 3525.8275 | 85.4746 | 190 | -639.3264 | 358.9998 | 2127.0105
7311 | 75368.2794 | 1452.2194 | -1452.2194 | 73855.0601 | 2840.479 | 10198.8058 | 2192.5827 | 3276.0552 | 232.0964 | 244 | 8342.1048 | 9541.0527 | 11309.0634
7312 | 75744.0697 | 2178.4512 | 0 | 75683.0697 | 3196.3571 | 13801.0811 | 2120.2553 | 3278.4049 | 124.2197 | 190 | 9690.5144 | 10727.5857 | 12495.5964
7313 | 75314.8964 | 1431.6931 | 0 | 75253.8964 | 1905.9926 | 6297.352 | 2314.6135 | 3231.7571 | 118.8038 | 190 | 4054.0338 | 5085.6891 | 6853.6998
7314 | 75695.6823 | 1280.2705 | 0 | 75634.6823 | 2515.6219 | 2312.0654 | 1811.3734 | 3171.8023 | 162.2142 | 434 | -1484.8632 | -165.7974 | 1602.2133
7315 | 77218.1276 | 1653.7807 | -1653.7807 | 75503.3469 | 3187.9376 | 16063.9775 | 2618.0779 | 3536.0638 | 112.3086 | 54 | 12897.0347 | 13786.1949 | 15554.2056
7316 | 75415.8374 | 1448.4241 | 0 | 75354.8374 | 1528.2888 | 8666.8797 | 2470.4372 | 3442.6899 | 146.2986 | 380 | 7067.0807 | 8316.2309 | 10084.2416
7317 | 76297.328 | 1393.1327 | 0 | 76236.328 | 4358.0571 | 9674.3049 | 2512.1857 | 3180.507 | 178.1345 | 434 | 4142.8124 | 5477.7984 | 7245.8091
7318 | 76106.686 | 1963.8194 | 0 | 76045.686 | 2473.4083 | 11399.7813 | 2022.9774 | 3349.3891 | 91.5178 | 190 | 7623.2534 | 8627.6228 | 10395.6335
7319 | 74947.1 | 1455.5572 | 0 | 74886.1 | 3269.4692 | 5785.0347 | 2271.6063 | 3138.2503 | 133.2987 | 190 | 2409.5221 | 3455.6724 | 5223.6831
7320 | 76173.9073 | 2006.0991 | -2006.0991 | 74106.8082 | 4907.5329 | 3270.5653 | 2651.8952 | 3223.1399 | 109.782 | 380 | -498.5407 | 714.0928 | 2482.1035
7321 | 74799.0362 | 1560.325 | -1560.325 | 73177.7112 | 3252.2186 | 10720.7477 | 2286.5408 | 3130.1404 | 40.6233 | 190 | 9077.6991 | 10031.174 | 11799.1847
7322 | 75554.9024 | 1937.6701 | 0 | 75493.9024 | 2519.7774 | 8200.6261 | 2025.4976 | 3164.7298 | 176.5646 | 54 | 4747.3737 | 5700.7899 | 7468.8006
7323 | 76435.1071 | 1588.4538 | 0 | 76374.1071 | 2264.357 | 15515.7648 | 2420.5834 | 3318.8831 | 232.5063 | 244 | 11986.9672 | 13186.325 | 14954.3357
7324 | 76471.1289 | 1699.5991 | 0 | 76410.1289 | 2245.3165 | 3033.8802 | 2254.9281 | 3284.0815 | 185.1232 | 54 | -712.3557 | 249.6191 | 2017.6298
7325 | 76658.3786 | 1338.5401 | -1338.5401 | 75258.8385 | 3321.7504 | 7435.8015 | 2188.8662 | 3494.2383 | 202.458 | 190 | 3908.5171 | 5023.8266 | 6791.8373
7326 | 76239.1172 | 1293.0742 | 0 | 76178.1172 | 1569.4462 | 4518.6498 | 2203.1421 | 3407.5531 | 81.1139 | 54 | 1751.9816 | 2609.947 | 4377.9577
7327 | 75015.4893 | 1568.1324 | -1568.1324 | 73386.3569 | 2041.4628 | 9407.3009 | 2568.5109 | 3127.5274 | 94.2958 | 190 | 9045.7195 | 10052.8668 | 11820.8775
7328 | 74580.3497 | 2392.2117 | 0 | 74519.3497 | 1558.2721 | 9286.7043 | 1967.7666 | 3153.0654 | 93.9669 | 190 | 7700.1145 | 8706.9329 | 10474.9436
7329 | 74403.4756 | 1654.1062 | 0 | 74342.4756 | 2430.0327 | 9857.2567 | 2262.278 | 3151.7662 | 168.8074 | 54 | 7868.9926 | 8814.6516 | 10582.6623
7330 | 76107.3772 | 1625.9964 | 0 | 76046.3772 | 3862.3707 | 3504.0279 | 2492.0874 | 3297.3761 | 89.7095 | 190 | -1245.0565 | -242.4954 | 1525.5153
7331 | 74445.121 | 1821.4486 | -1821.4486 | 72562.6723 | 3636.7464 | 10621.2301 | 2491.8306 | 3133.9838 | 148.648 | 380 | 9417.8259 | 10669.3254 | 12437.3361
7332 | 76765.722 | 1903.2119 | 0 | 76704.722 | 2399.1643 | 2673.0973 | 2628.0301 | 3423.526 | 70.3743 | 54 | -1009.0329 | -161.807 | 1606.2037
7333 | 75707.4422 | 1236.3575 | -1236.3575 | 74410.0847 | 3712.4634 | 11275.3043 | 2235.3565 | 3292.8742 | 82.9058 | 190 | 8051.1868 | 9046.9441 | 10814.9548
7334 | 76608.3145 | 1946.3995 | 0 | 76547.3145 | 4914.657 | 1824.3716 | 2142.3417 | 3239.9412 | 115.8179 | 244 | -4885.117 | -3802.4476 | -2034.4369
7335 | 75978.7308 | 1535.2479 | -1535.2479 | 74382.4829 | 2948.2908 | 4007.7716 | 2376.485 | 3165.3828 | 224.0945 | 244 | 1589.0656 | 2780.0117 | 4548.0224
7336 | 76245.636 | 1895.3369 | -1895.3369 | 74289.2991 | 1479.4947 | 10952.1538 | 2314.2974 | 3340.8213 | 150.895 | 190 | 10208.6787 | 11272.4253 | 13040.436
7337 | 75167.0715 | 1828.0242 | 0 | 75106.0715 | 1898.1404 | 10618.4111 | 2269.8978 | 3177.5058 | 154.6517 | 244 | 8431.8028 | 9553.3061 | 11321.3168
7338 | 75581.5025 | 1819.9494 | 0 | 75520.5025 | 3981.4571 | 7649.807 | 2572.1616 | 3376.1667 | 107.4173 | 54 | 3466.3758 | 4350.6446 | 6118.6553
7339 | 74927.9258 | 1424.0384 | 0 | 74866.9258 | 2787.9444 | 12205.2475 | 1801.5802 | 3382.7122 | 80.1539 | 54 | 9104.8697 | 9961.8752 | 11729.8859
7340 | 73771.7798 | 1224.0269 | 0 | 73710.7798 | 2145.4264 | 5564.9226 | 2133.8423 | 3134.4659 | 174.5546 | 190 | 4347.2247 | 5434.6308 | 7202.6415
7341 | 76371.8772 | 2413.4173 | 0 | 76310.8772 | 2608.0634 | 4305.8312 | 1807.1087 | 3352.5336 | 127.3532 | 54 | -83.267 | 820.9377 | 2588.9484
7342 | 76584.3836 | 1528.282 | -1528.282 | 74995.1016 | 3941.7736 | 5732.6277 | 1789.6791 | 3432.714 | 130.1265 | 54 | 1388.3456 | 2295.3236 | 4063.3343
7343 | 75603.3951 | 1609.006 | -1609.006 | 73933.3891 | 3008.6501 | 11783.8104 | 1960.582 | 3173.1718 | 129.0588 | 244 | 9345.725 | 10441.6354 | 12209.6461
7344 | 76832.5621 | 1170.4197 | 0 | 76771.5621 | 2318.024 | 12669.0648 | 2800.9234 | 3442.6641 | 105.9678 | 54 | 9193.2661 | 10076.0855 | 11844.0962
7345 | 75237.3303 | 1821.685 | 0 | 75176.3303 | 2165.3965 | 15603.7632 | 2602.1759 | 3311.6477 | 198.4461 | 380 | 13546.06 | 14847.3576 | 16615.3683
7346 | 75592.9022 | 1142.5323 | 0 | 75531.9022 | 3011.5741 | 7199.6376 | 2596.9377 | 3289.4361 | 181.6707 | 54 | 3912.735 | 4871.2573 | 6639.268
7347 | 77118.9622 | 1729.1254 | 0 | 77057.9622 | 3440.807 | 7453.2804 | 2567.1871 | 3405.0747 | 97.7815 | 54 | 2296.9729 | 3171.606 | 4939.6167
7348 | 75302.903 | 1464.1292 | -1464.1292 | 73777.7738 | 1764.2493 | 9043.6885 | 2651.9058 | 3162.5099 | 111.7541 | 190 | 8686.2811 | 9710.8868 | 11478.8975
7349 | 76499.3115 | 1618.3459 | 0 | 76438.3115 | 2735.4399 | 4063.8431 | 2193.9616 | 3302.2736 | 179.6108 | 380 | -243.4732 | 1038.9892 | 2806.9999
7350 | 75121.14 | 1535.9958 | -1535.9958 | 73524.1443 | 3409.262 | 4131.9287 | 2471.1827 | 3234.6537 | 49.963 | 190 | 2274.5588 | 3237.3734 | 5005.3841
7351 | 76238.1998 | 1650.1737 | -1650.1737 | 74527.0261 | 3015.7288 | 7597.5418 | 2539.2945 | 3470.8067 | 116.6998 | 244 | 5435.0881 | 6518.6395 | 8286.6502
7352 | 76563.1242 | 1155.706 | 0 | 76502.1242 | 3656.8086 | 10337.4921 | 2589.4431 | 3398.3704 | 161.9273 | 54 | 5536.5727 | 6475.3516 | 8243.3623
7353 | 74988.7004 | 1239.995 | 0 | 74927.7004 | 2257.2317 | 8531.4075 | 2282.873 | 3158.8795 | 104.8247 | 54 | 6158.4279 | 7040.1042 | 8808.1149
7354 | 74049.9402 | 1872.0808 | 0 | 73988.9402 | 3479.2932 | 7491.4139 | 2800.09 | 3200.9449 | 158.406 | 54 | 5394.4154 | 6329.673 | 8097.6837
7355 | 74728.2226 | 2364.7925 | 0 | 74667.2226 | 4304.5597 | 5792.6838 | 2340.2302 | 3182.0621 | 44.3947 | 190 | 1713.3938 | 2670.6401 | 4438.6508
7356 | 75273.1668 | 1595.9088 | -1595.9088 | 73616.258 | 1015.8257 | 13229.7223 | 2236.8363 | 3164.7542 | 156.5407 | 54 | 13369.4292 | 14302.8215 | 16070.8322
7357 | 75593.9831 | 1636.0244 | 0 | 75532.9831 | 4803.5287 | 10079.095 | 2301.0658 | 3196.3563 | 144.0191 | 190 | 4610.2052 | 5667.0759 | 7435.0866
7358 | 74482.9898 | 1509.0017 | 0 | 74421.9898 | 3613.5292 | 2554.4378 | 2714.9237 | 3133.8256 | 116.0562 | 190 | -262.1318 | 766.7759 | 2534.7866
7359 | 75588.3174 | 1788.2902 | -1788.2902 | 73739.0272 | 3296.3413 | 4229.7948 | 2233.3616 | 3155.4421 | 174.3173 | 244 | 1953.43 | 3094.5989 | 4862.6096
7360 | 74482.0919 | 1797.0213 | -1797.0213 | 72624.0706 | 3777.2384 | 17426.0814 | 2436.9795 | 3170.0088 | 151.7213 | 190 | 16001.9606 | 17066.5335 | 18834.5442
7361 | 75697.4906 | 1474.3518 | 0 | 75636.4906 | 2294.7387 | 2556.1555 | 2482.7887 | 3236.0619 | 167.4484 | 244 | -286.0232 | 848.2767 | 2616.2874
7362 | 75453.7859 | 1855.885 | -1855.885 | 73536.9009 | 1759.1901 | 16560.6781 | 2317.8225 | 3225.1393 | 125.3938 | 244 | 16177.7489 | 17269.9942 | 19038.0049
7363 | 76493.4367 | 1735.7846 | 0 | 76432.4367 | 2478.9042 | 7025.101 | 1683.3643 | 3174.0895 | 116.7151 | 190 | 2341.4139 | 3370.9806 | 5138.9913
7364 | 76499.1696 | 1723.6808 | -1723.6808 | 74714.4888 | 2688.4842 | 9285.739 | 2545.3053 | 3521.26 | 70.2946 | 380 | 7319.5313 | 8492.6775 | 10260.6882
7365 | 75808.3268 | 1895.9141 | 0 | 75747.3268 | 2334.9488 | 14105.3642 | 1812.3391 | 3167.5722 | 182.4835 | 54 | 10373.2 | 11332.5351 | 13100.5458
7366 | 75915.7344 | 1680.817 | 0 | 75854.7344 | 5045.5154 | 10287.6506 | 2223.8856 | 3387.5713 | 193.9971 | 190 | 4369.0577 | 5475.9063 | 7243.917
7367 | 76101.5875 | 1804.3455 | 0 | 76040.5875 | 1639.5494 | 12552.8573 | 2152.5948 | 3262.9929 | 208.8468 | 244 | 9658.508 | 10834.2064 | 12602.2171
7368 | 74159.8159 | 1373.34 | 0 | 74098.8159 | 3199.1644 | 15320.1343 | 2583.7271 | 3146.3571 | 174.045 | 190 | 13122.4382 | 14209.3347 | 15977.3454
7369 | 74947.1925 | 1701.5113 | 0 | 74886.1925 | 2849.9571 | 6926.288 | 2313.5991 | 3133.279 | 99.5862 | 434 | 4007.2165 | 5263.6542 | 7031.6649
7370 | 76430.6784 | 1818.1051 | 0 | 76369.6784 | 2731.9038 | 10123.1739 | 2471.9075 | 3301.5043 | 160.7393 | 380 | 6165.2035 | 7428.7944 | 9196.8051
7371 | 75374.8098 | 1790.5188 | 0 | 75313.8098 | 2409.6306 | 5175.9537 | 2919.0486 | 3138.5816 | 171.4481 | 190 | 2880.3436 | 3964.6432 | 5732.6539
7372 | 76904.2784 | 1800.3628 | 0 | 76843.2784 | 1004.592 | 8193.4749 | 2212.4052 | 3496.6269 | 139.2368 | 380 | 5424.8365 | 6666.9249 | 8434.9356
7373 | 74388.1774 | 1866.6014 | 0 | 74327.1774 | 889.0189 | 15591.2603 | 2651.219 | 3162.6445 | 148.5239 | 380 | 15559.1274 | 16810.503 | 18578.5137
7374 | 76713.5607 | 1617.2178 | 0 | 76652.5607 | 2660.9586 | 10626.5538 | 1813.6182 | 3394.9393 | 171.788 | 190 | 5891.792 | 6976.4315 | 8744.4422
7375 | 75117.1466 | 1858.0779 | 0 | 75056.1466 | 3127.988 | 6960.3204 | 2368.5079 | 3171.8707 | 190.631 | 54 | 3686.7644 | 4654.2469 | 6422.2576
7376 | 76870.7313 | 2074.1093 | 0 | 76809.7313 | 1979.9459 | 6969.439 | 2091.0105 | 3454.7768 | 79.6255 | 190 | 3095.749 | 4088.2261 | 5856.2368
7377 | 75280.7436 | 1535.842 | 0 | 75219.7436 | 3368.2556 | 3273.3914 | 2414.0369 | 3265.483 | 117.3812 | 190 | -264.888 | 765.3448 | 2533.3555
7378 | 77346.9573 | 1407.1087 | -1407.1087 | 75878.8486 | 3516.1861 | 3424.0558 | 1981.3247 | 3541.3854 | 81.9094 | 380 | -1078.0688 | 106.6921 | 1874.7028
7379 | 75862.7069 | 1193.9348 | -1193.9348 | 74607.772 | 2350.2855 | 6812.2934 | 2265.7614 | 3248.2001 | 97.8611 | 54 | 4738.3974 | 5613.11 | 7381.1207
7380 | 75977.1422 | 1799.056 | 0 | 75916.1422 | 1418.4861 | 2588.3815 | 2586.5215 | 3386.5537 | 165.5282 | 244 | 597.0284 | 1729.4082 | 3497.4189
7381 | 74999.7042 | 1875.0436 | -1875.0436 | 73063.6606 | 2247.8444 | 5076.1145 | 2308.3538 | 3265.624 | 150.9843 | 244 | 4708.7873 | 5826.6232 | 7594.6339
7382 | 76002.0844 | 1637.413 | 0 | 75941.0844 | 3321.1219 | 4950.7413 | 2209.7056 | 3338.6138 | 171.3968 | 54 | 607.0545 | 1555.3029 | 3323.3136
7383 | 75351.7217 | 1721.0643 | -1721.0643 | 73569.6574 | 3449.2438 | 5595.9561 | 2615.1934 | 3385.6794 | 152.9555 | 244 | 3948.1277 | 5067.9348 | 6835.9455
7384 | 74638.8057 | 1085.7809 | 0 | 74577.8057 | 1387.5827 | 10186.0181 | 1879.3258 | 3129.6238 | 54.5926 | 380 | 8599.7794 | 9757.2236 | 11525.2343
7385 | 77428.4628 | 1526.2817 | 0 | 77367.4628 | 3582.5706 | 4492.1863 | 2580.2954 | 3471.6444 | 119.5381 | 54 | -1035.7073 | -139.3176 | 1628.6931
7386 | 75459.4901 | 2070.3154 | -2070.3154 | 73328.1747 | 3413.3832 | 3446.9987 | 2425.8707 | 3153.135 | 143.918 | 434 | 1654.6466 | 2955.4161 | 4723.4268
7387 | 76706.5226 | 1582.0534 | -1582.0534 | 75063.4693 | 1053.9207 | 6436.9488 | 2323.2781 | 3370.7732 | 85.268 | 54 | 5383.8101 | 6245.9296 | 8013.9403
7388 | 76112.6091 | 2130.1233 | 0 | 76051.6091 | 4659.9697 | 38733.8895 | 2624.2584 | 3421.2505 | 106.2789 | 190 | 33438.0195 | 34457.1499 | 36225.1606
7389 | 75079.2527 | 1832.2014 | 0 | 75018.2527 | 3225.3585 | 13392.8672 | 2585.1629 | 3140.8616 | 83.576 | 380 | 10245.4804 | 11431.908 | 13199.9187
7390 | 75665.9854 | 1583.9507 | 0 | 75604.9854 | 2803.0272 | 6056.4255 | 2636.6095 | 3233.0385 | 154.5223 | 190 | 2888.2609 | 3955.6347 | 5723.6454
7391 | 75291.179 | 2287.845 | 0 | 75230.179 | 2436.4272 | 8820.7119 | 2220.7721 | 3160.2031 | 91.8161 | 244 | 5905.2808 | 6963.9485 | 8731.9592
7392 | 76646.889 | 2198.189 | 0 | 76585.889 | 3890.6389 | 4982.2873 | 2706.6825 | 3380.164 | 137.8983 | 244 | -37.194 | 1067.5559 | 2835.5666
7393 | 74828.571 | 1352.0018 | -1352.0018 | 73415.5693 | 2798.4105 | 9619.0395 | 2255.4529 | 3156.8948 | 76.5153 | 54 | 8187.6074 | 9040.9742 | 10808.9849
7394 | 75955.9048 | 1931.6261 | 0 | 75894.9048 | 3700.34 | 10839.6345 | 2524.7486 | 3312.4977 | 173.2305 | 244 | 6451.8361 | 7591.9181 | 9359.9288
7395 | 76232.1149 | 1461.7688 | 0 | 76171.1149 | 3460.7516 | 7323.5442 | 1951.7414 | 3504.3948 | 211.1399 | 380 | 2518.014 | 3832.0055 | 5600.0162
7396 | 75989.8816 | 1967.7732 | 0 | 75928.8816 | 3076.42 | 19673.9958 | 2355.6349 | 3180.8636 | 153.6321 | 434 | 15575.3928 | 16885.8765 | 18653.8872
7397 | 75957.346 | 1152.1746 | 0 | 75896.346 | 2194.0948 | 2401.0483 | 2842.3516 | 3373.2492 | 164.2818 | 190 | -103.5918 | 973.5416 | 2741.5523
7398 | 75017.002 | 1321.1721 | -1321.1721 | 73634.8299 | 4905.8726 | 4433.176 | 2345.1087 | 3135.563 | 163.4427 | 54 | 743.3452 | 1683.6395 | 3451.6502
7399 | 75282.1516 | 1353.1349 | -1353.1349 | 73868.0167 | 2878.2696 | 13653.511 | 2601.0207 | 3181.3778 | 178.6364 | 380 | 12059.8233 | 13341.3113 | 15109.322
7400 | 75380.1003 | 1737.4464 | 0 | 75319.1003 | 4647.6009 | 10547.8888 | 2516.4034 | 3190.396 | 89.3733 | 190 | 5658.187 | 6660.4118 | 8428.4225
7401 | 75882.295 | 1790.6614 | 0 | 75821.295 | 2586.2491 | 5500.0499 | 2154.7835 | 3232.2254 | 214.5773 | 244 | 1849.7146 | 3031.1434 | 4799.1541
7402 | 75781.9316 | 1225.0185 | -1225.0185 | 74495.9131 | 3746.5361 | 6905.3202 | 2291.388 | 3300.4739 | 155.4468 | 244 | 3624.9329 | 4747.2313 | 6515.242
7403 | 75129.409 | 1807.4559 | 0 | 75068.409 | 2418.7759 | 6908.3218 | 2281.5733 | 3154.0735 | 141.7521 | 190 | 4226.9838 | 5281.5875 | 7049.5982
7404 | 74357.5306 | 1150.6582 | 0 | 74296.5306 | 2258.8979 | 9998.3069 | 2050.0491 | 3126.7501 | 145.0254 | 380 | 7989.8776 | 9237.7546 | 11005.7653
7405 | 75071.545 | 1808.2137 | 0 | 75010.545 | 2984.2882 | 10536.8297 | 2451.7188 | 3176.7944 | 106.1378 | 380 | 7540.7097 | 8749.6991 | 10517.7098
7406 | 76148.3269 | 1665.5998 | 0 | 76087.3269 | 3222.5346 | 4309.3217 | 2190.1487 | 3361.7822 | 198.8185 | 54 | -78.4089 | 897.2612 | 2665.2719
7407 | 74383.2581 | 1455.1379 | -1455.1379 | 72867.1202 | 4841.4863 | 3463.2174 | 2273.5075 | 3129.4709 | 159.3407 | 244 | 527.7893 | 1653.9815 | 3421.9922
7408 | 75696.9614 | 2169.747 | -2169.747 | 73466.2144 | 1441.7605 | 3581.1876 | 1707.6221 | 3376.2957 | 160.291 | 244 | 3127.3305 | 4254.473 | 6022.4837
7409 | 77486.7781 | 1360.6391 | 0 | 77425.7781 | 2795.3709 | 12757.804 | 2165.4029 | 3531.8869 | 76.9847 | 54 | 7604.1448 | 8457.981 | 10225.9917
7410 | 76145.8158 | 1850.5687 | 0 | 76084.8158 | 4247.051 | 8844.2246 | 2357.7671 | 3222.1113 | 50.9326 | 54 | 3462.4361 | 4290.2202 | 6058.2309
7411 | 75597.5466 | 1469.5131 | 0 | 75536.5466 | 3599.2857 | 4698.4267 | 2529.4496 | 3303.7264 | 70.9198 | 380 | 765.9704 | 1939.7418 | 3707.7525
7412 | 76515.8261 | 1560.1596 | -1560.1596 | 74894.6665 | 3194.5618 | 7215.3099 | 2663.3145 | 3376.478 | 215.5551 | 190 | 4536.0742 | 5664.4808 | 7432.4915
7413 | 73905.5894 | 1958.5142 | 0 | 73844.5894 | 4135.3984 | 4304.5904 | 2130.7822 | 3170.2903 | 65.7294 | 244 | 995.8751 | 2028.456 | 3796.4667
7414 | 76737.1806 | 1927.896 | -1927.896 | 74748.2846 | 2680.6729 | 12717.9438 | 2160.7773 | 3254.7289 | 100.9424 | 434 | 10074.6925 | 11332.4865 | 13100.4972
7415 | 75382.2304 | 1783.7942 | 0 | 75321.2304 | 2594.9512 | 16663.9571 | 1649.1076 | 3321.9578 | 229.4909 | 380 | 13089.0409 | 14421.3834 | 16189.3941
7416 | 77171.6533 | 2354.9383 | 0 | 77110.6533 | 2932.9036 | 3791.1419 | 2036.1648 | 3377.5931 | 169.9869 | 380 | -1468.4572 | -195.6188 | 1572.3919
7417 | 74672.0066 | 1385.343 | -1385.343 | 73225.6636 | 2313.7805 | 3833.9299 | 2138.2563 | 3133.5554 | 142.7922 | 54 | 2936.4975 | 3856.1412 | 5624.1519
7418 | 76489.3544 | 1420.8307 | 0 | 76428.3544 | 2610.7969 | 7047.0517 | 2451.5651 | 3270.8337 | 188.0768 | 190 | 3100.4992 | 4201.4276 | 5969.4383
7419 | 75956.8764 | 2118.7506 | 0 | 75895.8764 | 1382.2272 | 14289.9245 | 2503.1594 | 3298.323 | 167.7733 | 54 | 12183.5033 | 13128.1282 | 14896.1389
7420 | 76057.0652 | 1512.5722 | 0 | 75996.0652 | 3418.5095 | 4586.0043 | 2529.5578 | 3283.5587 | 139.3609 | 434 | 354.746 | 1650.9585 | 3418.9692
7421 | 77187.1654 | 1742.2887 | -1742.2887 | 75383.8766 | 2945.3303 | 8365.0914 | 2528.6747 | 3461.7764 | 66.7245 | 190 | 5396.5356 | 6376.1116 | 8144.1223
7422 | 76749.7903 | 1256.2551 | 0 | 76688.7903 | 3953.9143 | 8652.5264 | 2295.1449 | 3446.6558 | 128.3709 | 54 | 3121.8225 | 4027.0449 | 5795.0556
7423 | 76826.9665 | 1251.5467 | 0 | 76765.9665 | 3231.062 | 11102.4265 | 2395.3651 | 3387.328 | 125.7641 | 434 | 6258.2912 | 7540.9068 | 9308.9175
7424 | 74932.7839 | 1775.3672 | 0 | 74871.7839 | 2287.9758 | 8641.4808 | 2609.674 | 3166.8773 | 159.5927 | 54 | 6628.4725 | 7564.9168 | 9332.9275
7425 | 76905.5806 | 2067.1413 | 0 | 76844.5806 | 1861.434 | 9776.7298 | 2523.2469 | 3497.8722 | 103.0345 | 244 | 6462.0343 | 7531.9204 | 9299.9311
7426 | 76854.506 | 1883.4657 | 0 | 76793.506 | 2279.5761 | 2871.7318 | 1750.9668 | 3342.3903 | 93.9538 | 190 | -1737.7932 | -730.9878 | 1037.0229
7427 | 74148.3059 | 2260.0534 | -2260.0534 | 71827.2525 | 3317.4913 | 2371.7853 | 2535.5179 | 3154.1986 | 136.5606 | 54 | 2286.9581 | 3200.3702 | 4968.3809
7428 | 76087.7173 | 1037.6953 | -1037.6953 | 74989.022 | 3045.6739 | 14087.2671 | 2520.5463 | 3213.5688 | 136.8124 | 380 | 11156.8862 | 12396.5501 | 14164.5608
7429 | 75820.3452 | 1835.4472 | 0 | 75759.3452 | 1861.8329 | 16254.243 | 2427.5433 | 3252.2699 | 117.5849 | 380 | 13683.078 | 14903.5145 | 16671.5252
7430 | 75656.0108 | 1846.7741 | 0 | 75595.0108 | 3961.1671 | 4895.2099 | 2526.4535 | 3298.9178 | 158.797 | 190 | 534.6033 | 1606.2518 | 3374.2625
7431 | 75146.6276 | 1528.4192 | -1528.4192 | 73557.2084 | 3114.8134 | 6373.3125 | 2524.6398 | 3147.381 | 158.3653 | 190 | 4743.5114 | 5814.7283 | 7582.739
7432 | 74955.915 | 1235.1304 | 0 | 74894.915 | 3006.1269 | 7310.9024 | 2567.545 | 3161.7558 | 71.9773 | 54 | 4509.3613 | 5358.1902 | 7126.2009
7433 | 76129.2762 | 1827.0318 | 0 | 76068.2762 | 5695.1079 | 3392.7032 | 2042.0455 | 3194.6731 | 47.6442 | 380 | -3763.7623 | -2613.2665 | -845.2558
7434 | 74233.039 | 1323.2081 | -1323.2081 | 72848.8309 | 2931.5988 | 6051.4725 | 2578.9276 | 3145.7195 | 104.4146 | 54 | 5365.8899 | 6247.1561 | 8015.1668
7435 | 75882.9259 | 1299.3369 | 0 | 75821.9259 | 2980.7053 | 4998.9795 | 1938.5444 | 3224.7944 | 184.6852 | 54 | 729.8871 | 1691.4239 | 3459.4346
7436 | 74406.2295 | 1681.6747 | -1681.6747 | 72663.5548 | 3394.0854 | 18507.8297 | 1993.707 | 3137.6825 | 105.956 | 190 | 16951.7791 | 17970.5866 | 19738.5973
7437 | 75611.5497 | 2087.7136 | 0 | 75550.5497 | 3111.748 | 19799.6516 | 2669.9822 | 3252.7982 | 87.6838 | 380 | 16430.3342 | 17620.8695 | 19388.8802
7438 | 76180.8443 | 1269.3538 | 0 | 76119.8443 | 2562.6543 | 15840.124 | 2465.8081 | 3268.0488 | 187.8667 | 54 | 12261.6823 | 13226.4006 | 14994.4113
7439 | 75413.3104 | 1855.9823 | 0 | 75352.3104 | 3761.7212 | 5616.9683 | 2612.1055 | 3283.9015 | 150.9517 | 434 | 1769.1438 | 3076.947 | 4844.9577
7440 | 75449.3815 | 1765.7141 | -1765.7141 | 73622.6673 | 4054.051 | 2900.2865 | 2201.5145 | 3304.4918 | 182.8642 | 244 | 99.7745 | 1249.4903 | 3017.501
7441 | 74307.5466 | 1379.0967 | -1379.0967 | 72867.4499 | 3390.46 | 4503.1657 | 2655.9822 | 3136.6577 | 103.2888 | 244 | 3408.0958 | 4478.2361 | 6246.2468
7442 | 76221.0623 | 1405.0291 | 0 | 76160.0623 | 2630.1362 | 17654.119 | 2252.9786 | 3281.8475 | 154.9391 | 434 | 13768.9465 | 15080.7372 | 16848.7479
7443 | 76316.1147 | 1752.2532 | 0 | 76255.1147 | 3567.0809 | 6674.8315 | 2652.0339 | 3410.7346 | 142.2425 | 190 | 2285.6044 | 3340.6984 | 5108.7091
7444 | 77860.68 | 2004.1902 | -2004.1902 | 75795.4897 | 2936.6712 | 10062.632 | 2549.9115 | 3567.4287 | 165.5974 | 434 | 6818.0113 | 8140.4602 | 9908.4709
7445 | 75820.7141 | 1408.7503 | 0 | 75759.7141 | 2214.1506 | 15817.7996 | 2488.8898 | 3224.1015 | 116.2492 | 54 | 12927.1263 | 13820.227 | 15588.2377
7446 | 75956.0038 | 1305.9246 | 0 | 75895.0038 | 1813.5909 | 13991.852 | 2524.7197 | 3382.0455 | 124.6377 | 244 | 11560.2226 | 12651.7119 | 14419.7226
7447 | 76542.5635 | 1920.9208 | 0 | 76481.5635 | 2138.5755 | 1434.9524 | 2403.0817 | 3481.5275 | 133.1563 | 380 | -1930.3774 | -694.3695 | 1073.6412
7448 | 75822.4668 | 1793.1989 | -1793.1989 | 73968.2679 | 2732.6608 | 12984.6743 | 2312.3681 | 3302.5019 | 194.6966 | 190 | 11268.8156 | 12376.3637 | 14144.3744
7449 | 73863.07 | 1549.8037 | 0 | 73802.07 | 2472.7451 | 4920.9845 | 1395.2883 | 3127.163 | 143.9706 | 380 | 2538.8208 | 3785.6429 | 5553.6536
7450 | 77255.0118 | 1313.379 | 0 | 77194.0118 | 2235.7455 | 8385.7069 | 2339.8781 | 3416.3886 | 126.4841 | 190 | 4082.4162 | 5121.7519 | 6889.7626
7451 | 76115.4573 | 1753.7954 | 0 | 76054.4573 | 3205.5445 | 5177.7372 | 2392.0357 | 3280.4752 | 43.6604 | 434 | 960.4463 | 2160.9583 | 3928.969
7452 | 74650.835 | 1193.6921 | -1193.6921 | 73396.1429 | 3037.3946 | 3698.1376 | 2224.7365 | 3171.608 | 95.0564 | 244 | 2031.1445 | 3093.0525 | 4861.0632
7453 | 76602.7557 | 1588.6807 | -1588.6807 | 74953.075 | 4314.6655 | 5634.3182 | 2398.7326 | 3370.8455 | 160.0155 | 54 | 1506.3559 | 2443.223 | 4211.2337
7454 | 76437.7982 | 2059.2706 | -2059.2706 | 74317.5276 | 3922.7902 | 10652.8365 | 2353.4599 | 3343.8715 | 77.391 | 190 | 7480.05 | 8470.2925 | 10238.3032
7455 | 76018.6986 | 1836.381 | 0 | 75957.6986 | 2512.147 | 5356.4582 | 2224.926 | 3439.5608 | 118.7003 | 244 | 1921.2994 | 3006.8512 | 4774.8619
7456 | 76185.1643 | 1968.8409 | -1968.8409 | 74155.3234 | 3605.2688 | 9226.7272 | 2553.1969 | 3336.0587 | 155.2504 | 190 | 6725.5906 | 7793.6926 | 9561.7033
7457 | 76515.2892 | 1377.6324 | 0 | 76454.2892 | 3765.6706 | 12803.2838 | 2397.9994 | 3394.0181 | 204.1176 | 54 | 7745.5415 | 8726.5107 | 10494.5214
7458 | 74685.9827 | 1731.3425 | 0 | 74624.9827 | 3748.2131 | 9319.2806 | 2636.1322 | 3133.3323 | 153.4006 | 190 | 6085.7493 | 7152.0014 | 8920.0121
7459 | 75370.4311 | 1335.5683 | 0 | 75309.4311 | 1350.8201 | 8102.4079 | 2023.5105 | 3164.7567 | 186.0994 | 244 | 6000.6239 | 7153.5749 | 8921.5856
7460 | 76300.9174 | 1183.3125 | 0 | 76239.9174 | 1605.6261 | 6153.7247 | 2242.367 | 3329.421 | 150.6517 | 380 | 3250.1693 | 4503.6726 | 6271.6833
7461 | 75010.6254 | 1541.6952 | 0 | 74949.6254 | 3910.7397 | 13989.8096 | 2205.3645 | 3202.206 | 154.1511 | 190 | 9907.215 | 10974.2176 | 12742.2283
7462 | 76722.524 | 1425.6047 | 0 | 76661.524 | 4091.2502 | 4512.3485 | 2283.931 | 3422.5661 | 113.4282 | 54 | -1163.7287 | -273.4489 | 1494.5618
7463 | 76130.6853 | 1398.7789 | -1398.7789 | 74670.9065 | 3552.3928 | 14512.4015 | 2208.5445 | 3192.5417 | 149.2173 | 190 | 11060.3884 | 12122.4573 | 13890.468
7464 | 75642.4252 | 1244.6572 | 0 | 75581.4252 | 5472.7736 | 2263.7059 | 2526.7583 | 3503.3963 | 122.7591 | 54 | -3390.1383 | -2490.5277 | -722.517
7465 | 76448.1352 | 1626.7238 | -1626.7238 | 74760.4115 | 2032.6497 | 5288.2035 | 2124.0363 | 3356.4991 | 119.4917 | 380 | 3345.8777 | 4568.221 | 6336.2317
7466 | 75052.9421 | 1374.0352 | 0 | 74991.9421 | 2529.4572 | 11973.3796 | 2220.1478 | 3170.505 | 154.2732 | 54 | 9212.8332 | 10143.9579 | 11911.9686
7467 | 75554.6119 | 1217.3612 | 0 | 75493.6119 | 3385.9423 | 8802.1665 | 2445.8999 | 3363.9284 | 126.8062 | 190 | 5102.6406 | 6142.2984 | 7910.3091
7468 | 76374.2491 | 1715.3841 | 0 | 76313.2491 | 3116.0697 | 8304.0794 | 1858.757 | 3362.9239 | 81.979 | 54 | 3466.6415 | 4325.472 | 6093.4827
7469 | 75963.3496 | 2165.834 | 0 | 75902.3496 | 1401.5899 | 15949.1705 | 2774.1929 | 3332.1112 | 112.8293 | 190 | 14121.7351 | 15147.416 | 16915.4267
7470 | 74123.5942 | 1979.204 | 0 | 74062.5942 | 2935.1725 | 8845.4092 | 2453.5122 | 3128.9089 | 70.0045 | 190 | 6800.2637 | 7783.1197 | 9551.1304
7471 | 75811.0289 | 1601.8895 | 0 | 75750.0289 | 2260.4809 | 4744.8423 | 2081.5777 | 3481.8647 | 116.2414 | 244 | 1667.9749 | 2751.0678 | 4519.0785
7472 | 74729.8847 | 2249.5106 | -2249.5106 | 72419.3742 | 3375.7917 | 5837.2818 | 1907.6005 | 3196.6949 | 196.3069 | 434 | 4516.6114 | 5869.7698 | 7637.7805
7473 | 75556.474 | 1629.474 | 0 | 75495.474 | 3787.6461 | 15270.5579 | 2540.9456 | 3143.8458 | 77.8616 | 380 | 11042.4292 | 12223.1423 | 13991.153
7474 | 75500.1955 | 1632.8374 | 0 | 75439.1955 | 3768.0524 | 8201.0038 | 2032.0771 | 3231.0007 | 74.6682 | 244 | 3627.0336 | 4668.5534 | 6436.5641
7475 | 76288.0528 | 2015.1429 | 0 | 76227.0528 | 4531.9915 | 6752.548 | 1957.8279 | 3223.5336 | 188.737 | 244 | 545.0651 | 1700.6537 | 3468.6644
7476 | 74695.0187 | 1449.281 | -1449.281 | 73184.7377 | 4354.5043 | 18487.0512 | 2298.2625 | 3145.9095 | 8.2813 | 380 | 15762.1811 | 16873.314 | 18641.3247
7477 | 76680.2082 | 1459.7149 | 0 | 76619.2082 | 2759.4332 | 24491.6927 | 2282.2238 | 3284.5364 | 86.9657 | 54 | 20050.0115 | 20913.8288 | 22681.8395
7478 | 75981.231 | 2251.2959 | 0 | 75920.231 | 2348.9876 | 11071.261 | 2378.8909 | 3361.3152 | 163.3187 | 190 | 7912.4485 | 8988.6187 | 10756.6294
7479 | 77362.0592 | 1664.911 | 0 | 77301.0592 | 2989.1629 | 13375.3015 | 2776.4289 | 3500.6498 | 92.6006 | 190 | 8732.358 | 9737.8102 | 11505.8209
7480 | 76029.9558 | 1929.9515 | 0 | 75968.9558 | 2997.5984 | 7851.0468 | 2233.2956 | 3317.0339 | 183.5579 | 190 | 3805.0221 | 4901.4316 | 6669.4423
7481 | 76439.3917 | 1683.0685 | 0 | 76378.3917 | 2492.4092 | 15929.1168 | 2283.3699 | 3355.6824 | 225.9489 | 380 | 12067.5681 | 13396.3686 | 15164.3793
7482 | 75457.1656 | 2094.7842 | 0 | 75396.1656 | 3583.0161 | 3993.3025 | 2679.168 | 3178.2455 | 80.3098 | 244 | 241.7342 | 1288.8956 | 3056.9063
7483 | 77286.7028 | 1370.1264 | -1370.1264 | 75855.5764 | 3159.3624 | 3191.2628 | 2355.7403 | 3464.96 | 63.965 | 244 | -632.7757 | 398.0408 | 2166.0515
7484 | 76250.1197 | 1430.2904 | -1430.2904 | 74758.8293 | 2343.1288 | 3625.327 | 2369.6415 | 3381.0538 | 128.9895 | 54 | 1644.2641 | 2550.1051 | 4318.1158
7485 | 75376.1911 | 1213.1902 | -1213.1902 | 74102.001 | 3040.6151 | 16865.4101 | 2059.8275 | 3326.2855 | 146.4166 | 54 | 14479.107 | 15402.3752 | 17170.3859
7486 | 75803.0878 | 2375.5402 | 0 | 75742.0878 | 3347.3411 | 6637.4255 | 2443.7323 | 3215.9051 | 140.792 | 190 | 2577.834 | 3631.4776 | 5399.4883
7487 | 75623.26 | 1627.2365 | 0 | 75562.26 | 4006.1854 | 12042.7506 | 1846.3411 | 3181.9075 | 125.3416 | 244 | 6872.7538 | 7964.947 | 9732.9577
7488 | 76275.7506 | 1498.0195 | 0 | 76214.7506 | 3143.7038 | 9428.6086 | 2347.238 | 3339.0429 | 163.8727 | 434 | 5126.6352 | 6447.3594 | 8215.3701
7489 | 75095.6983 | 1678.4027 | 0 | 75034.6983 | 4100.2734 | 9454.8654 | 2305.349 | 3246.9521 | 120.5295 | 54 | 5242.3948 | 6139.7759 | 7907.7866
7490 | 75608.4356 | 1658.138 | 0 | 75547.4356 | 2837.6156 | 8446.1107 | 2666.4872 | 3212.5534 | 135.6156 | 434 | 5310.3001 | 6602.7672 | 8370.7779
7491 | 74347.8197 | 1551.6045 | 0 | 74286.8197 | 1544.5056 | 15627.0636 | 2281.5968 | 3236.2509 | 176.5054 | 244 | 14683.7861 | 15827.1431 | 17595.1538
7492 | 75787.0145 | 1498.2861 | 0 | 75726.0145 | 2306.5908 | 8981.3057 | 2001.5161 | 3229.7371 | 176.2234 | 54 | 5550.1536 | 6503.2286 | 8271.2393
7493 | 75274.6197 | 1636.0296 | 0 | 75213.6197 | 1611.0032 | 17800.2267 | 2661.476 | 3239.9768 | 193.6789 | 434 | 16247.2565 | 17597.787 | 19365.7977
7494 | 75603.1852 | 1525.1372 | 0 | 75542.1852 | 2812.4001 | 4598.7025 | 2223.346 | 3266.2238 | 98.4621 | 54 | 1103.8868 | 1979.2005 | 3747.2112
7495 | 76159.8426 | 2059.0211 | -2059.0211 | 74039.8214 | 4418.0329 | 1000.8038 | 2653.0621 | 3461.2547 | 164.6602 | 380 | -1972.5338 | -705.022 | 1062.9887
7496 | 77492.0379 | 1265.0876 | -1265.0876 | 76165.9503 | 1576.6347 | 7087.0431 | 2522.1074 | 3498.6063 | 204.4562 | 54 | 4735.3718 | 5716.6796 | 7484.6903
7497 | 75707.9169 | 1819.0283 | 0 | 75646.9169 | 5490.5472 | 4719.5869 | 2322.9618 | 3282.9455 | 147.3804 | 190 | -1441.7699 | -381.5379 | 1386.4728
7498 | 75673.0852 | 1248.0992 | -1248.0992 | 74363.986 | 2788.0384 | 6573.9004 | 2577.0357 | 3379.1673 | 162.9736 | 190 | 4748.2789 | 5824.1041 | 7592.1148
7499 | 74829.4276 | 1304.4526 | 0 | 74768.4276 | 2388.9741 | 11080.38 | 2220.4731 | 3203.9294 | 75.7975 | 244 | 8717.5808 | 9760.2299 | 11528.2406
7500 | 77223.2663 | 1719.9659 | 0 | 77162.2663 | 5477.1782 | 3647.8114 | 2776.5736 | 3540.4715 | 127.706 | 190 | -3304.388 | -2263.8304 | -495.8197
7501 | 75290.8363 | 1563.2387 | -1563.2387 | 73666.5976 | 2095.4908 | 6386.4645 | 2335.7087 | 3167.8235 | 199.8517 | 434 | 5498.1083 | 6854.8116 | 8622.8223
7502 | 74902.9297 | 1265.1143 | 0 | 74841.9297 | 2398.2439 | 12135.3862 | 2380.1689 | 3217.2758 | 177.0165 | 54 | 9862.8574 | 10816.7255 | 12584.7362
7503 | 75818.603 | 1934.7917 | 0 | 75757.603 | 3454.5647 | 4597.4725 | 2460.439 | 3373.9146 | 156.1088 | 190 | 589.8584 | 1658.8188 | 3426.8295
7504 | 77453.1783 | 1664.7502 | -1664.7502 | 75727.4282 | 2566.9624 | 9127.8747 | 2727.5495 | 3553.6258 | 236.4231 | 434 | 6484.8594 | 7878.1341 | 9646.1448
7505 | 75646.1108 | 2371.5244 | 0 | 75585.1108 | 2749.5253 | 5818.7809 | 2299.6627 | 3225.7965 | 184.2966 | 244 | 2379.804 | 3530.9521 | 5298.9628
7506 | 75675.2058 | 1912.596 | -1912.596 | 73701.6098 | 4178.7803 | 4457.956 | 1962.4821 | 3155.0039 | 129.0867 | 54 | 1065.2519 | 1971.1902 | 3739.2009
7507 | 75079.6539 | 2028.1502 | -2028.1502 | 72990.5038 | 2159.0392 | 9164.3677 | 2253.2893 | 3156.1873 | 156.4073 | 380 | 8794.5014 | 10053.7602 | 11821.7709
7508 | 75482.356 | 1364.0107 | 0 | 75421.356 | 2185.1459 | 5066.4318 | 2233.2728 | 3211.0513 | 156.4143 | 54 | 2274.454 | 3207.7198 | 4975.7305
7509 | 75304.2755 | 1904.7473 | -1904.7473 | 73338.5282 | 3120.875 | 8150.8361 | 2439.4352 | 3131.2547 | 90.5593 | 244 | 6632.3228 | 7689.7337 | 9457.7444
7510 | 75374.0856 | 1638.1295 | 0 | 75313.0856 | 2950.6614 | 21384.2157 | 2325.6087 | 3199.1671 | 148.5715 | 434 | 18015.4446 | 19320.8677 | 21088.8784
7511 | 75393.9915 | 1090.4177 | 0 | 75332.9915 | 2246.6696 | 10695.6802 | 2554.1568 | 3277.1474 | 139.5181 | 54 | 8317.5234 | 9233.893 | 11001.9037
7512 | 76950.0059 | 1534.2899 | 0 | 76889.0059 | 3266.5555 | 20410.8557 | 2242.2283 | 3444.2902 | 125.6359 | 244 | 15312.0128 | 16404.5003 | 18172.511
7513 | 77728.8698 | 1265.1419 | 0 | 77667.8698 | 3952.8612 | 5370.5722 | 1986.496 | 3539.4568 | 127.0271 | 54 | -1354.0059 | -450.1272 | 1317.8835
7514 | 76340.7351 | 1745.5579 | -1745.5579 | 74534.1772 | 3615.0093 | 4764.5909 | 2433.3401 | 3341.2296 | 136.8287 | 244 | 1760.1741 | 2863.8543 | 4631.865
7515 | 76373.0043 | 1624.396 | -1624.396 | 74687.6083 | 2445.6492 | 9355.0953 | 2221.3673 | 3347.5675 | 101.3468 | 54 | 7160.9726 | 8039.171 | 9807.1817
7516 | 74535.0359 | 1788.2476 | 0 | 74474.0359 | 2143.5924 | 3619.7434 | 2548.5682 | 3173.2299 | 110.4545 | 54 | 2094.1131 | 2981.4192 | 4749.4299
7517 | 76067.9086 | 1620.5042 | -1620.5042 | 74386.4044 | 4608.0152 | 1228.6582 | 2439.7934 | 3254.6875 | 115.0896 | 190 | -2701.0804 | -1673.1393 | 94.8714
7518 | 75182.7889 | 1915.4722 | -1915.4722 | 73206.3167 | 5166.3038 | 5185.9464 | 2594.9599 | 3180.7016 | 210.2319 | 190 | 1959.1874 | 3082.2709 | 4850.2816
7519 | 75391.6614 | 2001.4158 | -2001.4158 | 73329.2456 | 2128.4031 | 5536.8538 | 2311.1367 | 3326.5335 | 102.7946 | 190 | 5087.0753 | 6102.7215 | 7870.7322
7520 | 74591.5676 | 1213.6171 | 0 | 74530.5676 | 3009.8127 | 3516.5588 | 2067.512 | 3130.7473 | 101.3644 | 190 | 544.6379 | 1558.8538 | 3326.8645
7521 | 75832.781 | 1750.285 | -1750.285 | 74021.496 | 4391.1091 | 8935.0951 | 2346.6118 | 3279.4756 | 166.1438 | 54 | 5518.7774 | 6461.7728 | 8229.7835
7522 | 75162.769 | 980.7118 | 0 | 75101.769 | 2768.9424 | 7096.8695 | 2029.3538 | 3226.1799 | 187.9923 | 244 | 3851.8918 | 5006.7356 | 6774.7463
7523 | 74905.3933 | 1522.3824 | 0 | 74844.3933 | 3949.5158 | 5258.9065 | 2389.471 | 3141.209 | 85.5762 | 54 | 1365.8774 | 2228.3052 | 3996.3159
7524 | 76532.458 | 2128.9707 | -2128.9707 | 74342.4874 | 1791.4514 | 4701.2301 | 2495.0792 | 3408.6681 | 130.5248 | 380 | 3841.2386 | 5074.6149 | 6842.6256
7525 | 76439.1397 | 2247.292 | 0 | 76378.1397 | 2400.2667 | 9359.7363 | 2565.7213 | 3330.9327 | 105.3775 | 54 | 5848.1839 | 6730.413 | 8498.4237
7526 | 75486.1189 | 1608.5365 | 0 | 75425.1189 | 3907.6234 | 8867.8074 | 2424.6839 | 3312.443 | 78.4606 | 190 | 4642.3919 | 5633.7041 | 7401.7148
7527 | 76299.4927 | 1249.8092 | 0 | 76238.4927 | 2269.7789 | 3027.6661 | 2191.1057 | 3424.1961 | 172.0607 | 380 | -495.1038 | 779.8085 | 2547.8192
7528 | 75841.2917 | 1919.1162 | -1919.1162 | 73861.1755 | 2082.2435 | 9468.5277 | 2408.1512 | 3331.7553 | 106.662 | 190 | 8635.2151 | 9654.7286 | 11422.7393
7529 | 76802.5462 | 1635.0918 | 0 | 76741.5462 | 3549.6617 | 8608.3707 | 2163.4748 | 3393.5462 | 126.532 | 244 | 3244.3838 | 4337.7673 | 6105.778
7530 | 77326.9891 | 1443.554 | 0 | 77265.9891 | 4182.1502 | 5791.7572 | 2488.9863 | 3540.588 | 204.0935 | 380 | -256.6077 | 1050.3373 | 2818.348
7531 | 75447.8798 | 1923.4154 | -1923.4154 | 73463.4644 | 2671.2135 | 9190.8888 | 1822.5935 | 3145.1524 | 199.0125 | 244 | 7394.1569 | 8560.021 | 10328.0317
7532 | 76226.6097 | 2110.1465 | 0 | 76165.6097 | 3114.447 | 5874.0601 | 2364.6832 | 3354.0904 | 165.7235 | 190 | 1682.9769 | 2761.552 | 4529.5627
7533 | 75731.8207 | 1357.2665 | -1357.2665 | 74313.5542 | 1297.9809 | 15082.9372 | 2482.9099 | 3267.7294 | 179.2234 | 54 | 14592.2414 | 15548.3164 | 17316.3271
7534 | 74029.3632 | 1242.3146 | 0 | 73968.3632 | 2366.3041 | 5737.597 | 2435.8119 | 3146.0543 | 146.4029 | 54 | 4354.9959 | 5278.2504 | 7046.2611
7535 | 75940.084 | 1360.5407 | 0 | 75879.084 | 2059.9616 | 5996.3069 | 1772.1716 | 3235.6607 | 141.6153 | 244 | 2435.2935 | 3543.7603 | 5311.771
7536 | 75908.1104 | 1078.3144 | -1078.3144 | 74768.796 | 2498.2363 | 7717.2825 | 2247.1706 | 3276.8219 | 102.4936 | 54 | 5344.4427 | 6223.7878 | 7991.7985
7537 | 75335.8139 | 1842.2916 | 0 | 75274.8139 | 2285.7815 | 4780.1726 | 2434.1956 | 3143.7189 | 98.9034 | 54 | 2167.6918 | 3043.4467 | 4811.4574
7538 | 76379.7169 | 1296.3469 | -1296.3469 | 75022.37 | 3548.7234 | 12303.1843 | 2306.3498 | 3339.5705 | 135.7666 | 54 | 8748.2111 | 9660.8292 | 11428.8399
7539 | 75090.5926 | 1705.084 | 0 | 75029.5926 | 2160.051 | 2652.6791 | 2237.0572 | 3208.8391 | 102.0705 | 54 | 279.1318 | 1158.0538 | 2926.0645
7540 | 75673.3652 | 1966.1251 | -1966.1251 | 73646.2401 | 1436.142 | 14801.2603 | 2342.6282 | 3456.929 | 127.5982 | 54 | 14888.6353 | 15793.0851 | 17561.0958
7541 | 74240.3824 | 1372.8148 | 0 | 74179.3824 | 2770.9368 | 6134.8178 | 2475.0962 | 3147.9252 | 121.895 | 380 | 4177.72 | 5402.4666 | 7170.4773
7542 | 75978.4976 | 1747.4564 | 0 | 75917.4976 | 3389.1196 | 5422.2631 | 2343.0845 | 3254.7969 | 158.002 | 190 | 1083.7272 | 2154.5808 | 3922.5915
7543 | 77078.9987 | 2122.751 | -2122.751 | 74895.2477 | 2804.37 | 4267.0142 | 2092.0475 | 3405.4817 | 97.7031 | 54 | 1435.1257 | 2309.6803 | 4077.691
7544 | 75739.8463 | 1882.742 | -1882.742 | 73796.1043 | 1810.9002 | 6894.0444 | 2811.0141 | 3162.9354 | 120.55 | 244 | 6631.1894 | 7718.591 | 9486.6017
7545 | 75037.2303 | 1547.5811 | 0 | 74976.2303 | 3891.378 | 12717.8955 | 2542.3976 | 3241.5184 | 130.9685 | 434 | 9004.4032 | 10292.2232 | 12060.2339
7546 | 74368.5735 | 1835.0444 | 0 | 74307.5735 | 1540.1641 | 6465.4627 | 2796.1837 | 3196.2317 | 141.3843 | 244 | 5980.3405 | 7088.5763 | 8856.587
7547 | 77151.0214 | 1730.4953 | 0 | 77090.0214 | 1346.8905 | 7627.0285 | 2658.9393 | 3489.1921 | 126.2862 | 244 | 4708.448 | 5801.5857 | 7569.5964
7548 | 76117.0389 | 1373.2625 | 0 | 76056.0389 | 3614.7277 | 18895.0622 | 2428.2063 | 3344.1432 | 139.823 | 54 | 14366.845 | 15283.5196 | 17051.5303
7549 | 76492.7492 | 1493.8308 | 0 | 76431.7492 | 1595.5816 | 14944.2146 | 2517.8331 | 3420.2067 | 228.3103 | 54 | 12225.1237 | 13230.2855 | 14998.2962
7550 | 75884.4725 | 1907.8001 | 0 | 75823.4725 | 3038.0921 | 8554.4534 | 2347.0655 | 3325.266 | 93.836 | 434 | 4735.4202 | 5986.1078 | 7754.1185
7551 | 75499.5256 | 1677.7956 | 0 | 75438.5256 | 2189.0044 | 5985.7215 | 2232.5908 | 3223.5703 | 91.6564 | 54 | 3184.5526 | 4053.0606 | 5821.0713
7552 | 75321.4505 | 1262.2585 | 0 | 75260.4505 | 3422.8367 | 11119.0663 | 2181.4218 | 3234.6885 | 126.8631 | 54 | 7222.0895 | 8125.8041 | 9893.8148
7553 | 75785.1831 | 1998.9923 | 0 | 75724.1831 | 3583.8809 | 14254.0943 | 2168.8813 | 3474.7786 | 85.0243 | 190 | 9959.8901 | 10957.766 | 12725.7767
7554 | 76972.0268 | 1126.1937 | 0 | 76911.0268 | 5028.1419 | 4291.0397 | 2185.2095 | 3445.9332 | 205.7512 | 54 | -2646.7863 | -1664.1835 | 103.8272
7555 | 76538.0927 | 1993.8184 | -1993.8184 | 74483.2743 | 4869.3652 | 699.7373 | 2195.4626 | 3247.6874 | 204.5342 | 190 | -3839.5522 | -2722.1664 | -954.1557
7556 | 76274.402 | 1422.8832 | -1422.8832 | 74790.5187 | 1713.1553 | 1914.0916 | 2303.2826 | 3389.188 | 181.9262 | 244 | 473.0882 | 1621.8659 | 3389.8766
7557 | 74728.0486 | 1605.8504 | -1605.8504 | 73061.1983 | 3205.2714 | 8981.1859 | 2717.0395 | 3193.4067 | 140.1263 | 244 | 7995.3624 | 9102.3402 | 10870.3509
7558 | 76494.48 | 1865.9194 | 0 | 76433.48 | 2521.244 | 6677.0334 | 2510.8459 | 3420.0167 | 183.2959 | 54 | 3023.3721 | 3983.5195 | 5751.5302
7559 | 76494.1342 | 1772.3737 | 0 | 76433.1342 | 2800.3523 | 17180.8259 | 2197.0374 | 3283.7283 | 179.1036 | 190 | 12798.3052 | 13890.2603 | 15658.271
7560 | 77405.9439 | 1097.1239 | 0 | 77344.9439 | 3371.1623 | 3164.494 | 2517.8864 | 3437.2933 | 133.7585 | 190 | -2226.2325 | -1179.6225 | 588.3882
7561 | 74399.9178 | 1551.0074 | -1551.0074 | 72787.9105 | 3602.8279 | 17428.4617 | 2332.7237 | 3152.2244 | 101.5083 | 434 | 15892.8715 | 17151.2313 | 18919.242
7562 | 75660.8548 | 1359.0987 | 0 | 75599.8548 | 2865.9145 | 2682.1933 | 2511.4941 | 3182.6182 | 137.2048 | 54 | -719.2637 | 194.7926 | 1962.8033
7563 | 76334.8883 | 1435.0328 | -1435.0328 | 74838.8555 | 2078.0697 | 5117.4345 | 2293.2485 | 3369.9105 | 74.3895 | 244 | 3233.8683 | 4275.1094 | 6043.1201
7564 | 75953.9358 | 1782.0234 | 0 | 75892.9358 | 4115.1007 | 11990.2046 | 2043.6009 | 3158.011 | 129.4139 | 434 | 6553.98 | 7840.2455 | 9608.2562
7565 | 76515.2222 | 1012.8607 | 0 | 76454.2222 | 2309.5485 | 7590.3392 | 2531.1427 | 3287.5667 | 160.17 | 54 | 4015.4779 | 4952.4994 | 6720.5101
7566 | 76271.0968 | 1419.8984 | 0 | 76210.0968 | 1264.0572 | 8172.6934 | 2280.8477 | 3450.1767 | 163.7335 | 54 | 5799.7639 | 6740.3489 | 8508.3596
7567 | 76378.2323 | 1335.1329 | 0 | 76317.2323 | 2943.4147 | 10469.7608 | 2741.9548 | 3373.0268 | 172.9033 | 244 | 6694.2953 | 7834.0502 | 9602.0609
7568 | 75703.8005 | 1693.4715 | 0 | 75642.8005 | 2132.9846 | 10052.9163 | 2626.74 | 3276.2402 | 61.8002 | 244 | 7550.3113 | 8578.9631 | 10346.9738
7569 | 73669.313 | 1707.497 | 0 | 73608.313 | 3158.6916 | 4134.5017 | 2252.702 | 3125.2816 | 97.1308 | 244 | 2115.6807 | 3179.663 | 4947.6737
7570 | 76396.7908 | 1906.9649 | -1906.9649 | 74428.826 | 2924.7874 | 9938.1963 | 2558.9531 | 3377.5613 | 118.6139 | 190 | 7891.2973 | 8922.7628 | 10690.7735
7571 | 77475.6853 | 2045.2739 | 0 | 77414.6853 | 2640.5193 | 5089.6075 | 2180.2697 | 3463.2393 | 151.0589 | 380 | 48.1119 | 1302.0224 | 3070.0331
7572 | 75881.4465 | 2013.1099 | -2013.1099 | 73807.3366 | 3873.2676 | 4972.7583 | 2446.9468 | 3263.1163 | 86.1974 | 244 | 2372.4172 | 3425.4661 | 5193.4768
7573 | 76150.5001 | 1440.9511 | -1440.9511 | 74648.549 | 1906.9072 | 20160.9795 | 2450.679 | 3371.9977 | 161.97 | 434 | 18798.4 | 20117.2216 | 21885.2323
7574 | 74539.3865 | 1459.9968 | 0 | 74478.3865 | 2876.3441 | 9264.7678 | 2395.4356 | 3156.3428 | 84.0673 | 380 | 6832.0155 | 8018.9344 | 9786.9451
7575 | 75029.711 | 1353.5039 | 0 | 74968.711 | 2540.9279 | 9279.6645 | 2499.7527 | 3134.5825 | 88.5486 | 434 | 6774.5608 | 8019.9609 | 9787.9716
7576 | 76121.8069 | 1285.1596 | 0 | 76060.8069 | 1996.8081 | 6461.8814 | 2265.7266 | 3388.6436 | 112.9058 | 244 | 3428.8365 | 4508.5939 | 6276.6046
7577 | 76022.9623 | 1946.8162 | 0 | 75961.9623 | 4135.8574 | 2162.1512 | 2483.1449 | 3169.5309 | 111.5419 | 380 | -2912.7927 | -1698.3992 | 69.6115
7578 | 74745.1669 | 1655.6873 | -1655.6873 | 73028.4796 | 1836.9394 | 10918.0883 | 2337.3906 | 3127.8302 | 153.6137 | 380 | 10888.0901 | 12144.5553 | 13912.566
7579 | 74990.4458 | 2032.4629 | 0 | 74929.4458 | 3331.2007 | 5621.6541 | 2163.874 | 3132.8699 | 130.2124 | 54 | 2027.9516 | 2935.0155 | 4703.0262
7580 | 75551.0107 | 1779.8123 | -1779.8123 | 73710.1984 | 2092.8236 | 5515.7869 | 2593.7705 | 3129.008 | 86.2751 | 190 | 4805.7433 | 5804.87 | 7572.8807
7581 | 76002.8361 | 2186.3312 | 0 | 75941.8361 | 3439.4593 | 8571.1574 | 2275.9436 | 3399.8635 | 131.7228 | 380 | 4235.8691 | 5470.4434 | 7238.4541
7582 | 76408.6809 | 1753.4104 | 0 | 76347.6809 | 2200.1722 | 5957.0274 | 2704.7627 | 3292.4109 | 175.1016 | 380 | 2776.5478 | 4054.501 | 5822.5117
7583 | 75869.3935 | 2278.6503 | 0 | 75808.3935 | 2781.4489 | 4025.2123 | 2622.6279 | 3370.7943 | 85.9746 | 54 | 798.992 | 1661.8182 | 3429.8289
7584 | 74467.432 | 1722.6974 | -1722.6974 | 72683.7346 | 3200.8019 | 6668.6487 | 2319.1473 | 3169.8779 | 160.4391 | 190 | 5643.3374 | 6716.6281 | 8484.6388
7585 | 74813.8679 | 1413.5409 | 0 | 74752.8679 | 1562.1916 | 8733.8464 | 2334.4617 | 3155.8054 | 151.8204 | 434 | 7279.2541 | 8587.926 | 10355.9367
7586 | 74450.8918 | 1501.4332 | 0 | 74389.8918 | 3339.2312 | 12546.4843 | 2605.9511 | 3138.2236 | 153.7168 | 434 | 9931.736 | 11242.3044 | 13010.3151
7587 | 73815.4734 | 1507.4701 | 0 | 73754.4734 | 3724.7352 | 6894.0741 | 2368.1621 | 3144.0596 | 135.4202 | 54 | 4297.2873 | 5209.5591 | 6977.5698
7588 | 76559.9736 | 1486.4787 | 0 | 76498.9736 | 2312.0832 | 12747.7835 | 2301.1518 | 3393.2178 | 153.0046 | 434 | 9001.2963 | 10311.1524 | 12079.1631
7589 | 75995.8144 | 1698.0592 | 0 | 75934.8144 | 3064.5185 | 7478.8331 | 2156.4024 | 3436.3456 | 93.7761 | 54 | 3442.4481 | 4313.0757 | 6081.0864
7590 | 76658.0204 | 2355.4711 | 0 | 76597.0204 | 4170.7307 | 6183.6404 | 2137.448 | 3379.8625 | 133.1386 | 244 | 303.3999 | 1403.39 | 3171.4007
7591 | 74579.9144 | 2190.3382 | -2190.3382 | 72328.5762 | 4591.3705 | 11945.9952 | 2616.3677 | 3145.8793 | 104.0661 | 54 | 10158.4956 | 11039.4132 | 12807.4239
7592 | 75272.7751 | 1291.2897 | 0 | 75211.7751 | 2771.4366 | 14501.4005 | 2389.4693 | 3234.4949 | 72.8787 | 190 | 11512.3531 | 12498.0833 | 14266.094
7593 | 75532.4187 | 1447.4214 | 0 | 75471.4187 | 3183.6331 | 3687.4404 | 2453.5817 | 3179.3249 | 183.5094 | 54 | 35.4952 | 995.8561 | 2763.8668
7594 | 76512.7924 | 1582.6462 | -1582.6462 | 74869.1462 | 3665.0053 | 7401.821 | 2467.9609 | 3345.956 | 149.3791 | 244 | 4051.7863 | 5168.017 | 6936.0277
7595 | 75879.0383 | 1556.932 | 0 | 75818.0383 | 3748.4248 | 20058.5539 | 2503.605 | 3248.1555 | 154.2146 | 54 | 15614.0513 | 16545.1174 | 18313.1281
7596 | 76398.4115 | 1924.5419 | 0 | 76337.4115 | 2049.6531 | 14399.1775 | 2902.9771 | 3364.1969 | 191.5094 | 380 | 11649.4869 | 12943.8478 | 14711.8585
7597 | 76669.1561 | 1608.582 | 0 | 76608.1561 | 3530.2343 | 4431.3385 | 2713.7511 | 3493.4579 | 171.0394 | 54 | -129.6429 | 818.2481 | 2586.2588
7598 | 74346.4542 | 1469.9121 | -1469.9121 | 72815.542 | 2486.4285 | 13889.7434 | 2388.9379 | 3124.4234 | 20.2481 | 54 | 13471.3342 | 14268.4339 | 16036.4446
7599 | 77084.31 | 1627.4672 | 0 | 77023.31 | 2793.1269 | 3390.9152 | 2829.8615 | 3417.1436 | 97.9828 | 380 | -808.3166 | 392.5178 | 2160.5285
7600 | 75101.0017 | 2157.212 | -2157.212 | 72882.7897 | 2280.8901 | 11794.3929 | 2150.1574 | 3187.9655 | 125.4509 | 244 | 11339.036 | 12431.3385 | 14199.3492
7601 | 75826.9053 | 1260.7037 | 0 | 75765.9053 | 5078.5814 | 6070.2253 | 2396.2447 | 3304.9638 | 99.8255 | 54 | 297.1471 | 1173.8242 | 2941.8349
7602 | 75775.7701 | 1471.5967 | -1471.5967 | 74243.1733 | 2416.4322 | 6213.2812 | 2464.0735 | 3314.4325 | 223.0451 | 244 | 4702.3816 | 5892.2783 | 7660.289
7603 | 75908.3777 | 1374.5421 | 0 | 75847.3777 | 2869.6946 | 1532.8331 | 2675.7139 | 3219.541 | 87.7691 | 380 | -1918.7842 | -728.1636 | 1039.8471
7604 | 75012.8129 | 1601.1954 | -1601.1954 | 73350.6175 | 2836.0342 | 9879.253 | 2252.1013 | 3147.9987 | 139.4847 | 54 | 8462.9013 | 9379.2375 | 11147.2482
7605 | 73836.9123 | 1359.5945 | 0 | 73775.9123 | 4748.2897 | 12988.5509 | 2317.0962 | 3126.0074 | 137.4669 | 244 | 9277.6525 | 10381.971 | 12149.9817
7606 | 75408.51 | 1245.2797 | 0 | 75347.51 | 2357.1763 | 13515.37 | 2333.3851 | 3191.4609 | 89.6182 | 54 | 10705.7298 | 11572.1995 | 13340.2102
7607 | 76068.769 | 1965.8718 | 0 | 76007.769 | 3517.4431 | 11207.5264 | 2529.7101 | 3248.854 | 237.5664 | 380 | 6831.0785 | 8171.4965 | 9939.5072
7608 | 75765.0066 | 1247.956 | 0 | 75704.0066 | 2329.2865 | 3153.1701 | 2446.4696 | 3233.9391 | 168.1353 | 380 | 170.4857 | 1441.4726 | 3209.4833
7609 | 75924.4717 | 1561.7913 | -1561.7913 | 74301.6805 | 2072.7262 | 8973.2182 | 2516.6326 | 3231.7763 | 162.208 | 244 | 7717.4205 | 8846.48 | 10614.4907
7610 | 75656.7876 | 1316.9172 | 0 | 75595.7876 | 3735.925 | 11630.0677 | 2513.4847 | 3182.0503 | 161.6771 | 190 | 7364.09 | 8438.6187 | 10206.6294
7611 | 74973.2703 | 1292.7398 | 0 | 74912.2703 | 3961.0423 | 7009.1867 | 2103.4293 | 3139.706 | 101.6583 | 380 | 2749.2094 | 3953.7193 | 5721.73
7612 | 75546.4976 | 2176.8807 | 0 | 75485.4976 | 2566.1286 | 3662.018 | 1763.2505 | 3216.0839 | 160.3899 | 190 | -40.0737 | 1033.1677 | 2801.1784
7613 | 75996.8809 | 2121.4798 | -2121.4798 | 73814.4011 | 2264.7631 | 5696.7999 | 2058.9165 | 3287.8105 | 253.5547 | 190 | 4334.5627 | 5500.9689 | 7268.9796
7614 | 75469.2964 | 1420.3245 | 0 | 75408.2964 | 2536.5137 | 6117.1599 | 1906.7699 | 3248.1157 | 114.5638 | 434 | 2697.4355 | 3968.8509 | 5736.8616
7615 | 75993.4165 | 1836.2703 | 0 | 75932.4165 | 1510.2257 | 6314.1023 | 2775.0651 | 3296.9715 | 143.4244 | 244 | 4313.6966 | 5423.9726 | 7191.9833
7616 | 76342.3349 | 1297.1951 | 0 | 76281.3349 | 3366.3033 | 3349.4927 | 2174.511 | 3462.0629 | 106.7798 | 244 | -1291.3717 | -217.7403 | 1550.2704
7617 | 76299.4097 | 1826.7766 | -1826.7766 | 74411.6331 | 3363.5142 | 8694.7511 | 1553.2547 | 3438.8331 | 140.4814 | 190 | 5281.8915 | 6335.2245 | 8103.2352
7618 | 74414.558 | 1512.8523 | 0 | 74353.558 | 2333.3301 | 6571.1236 | 2481.8308 | 3155.73 | 145.8516 | 434 | 4891.9963 | 6194.6995 | 7962.7102
7619 | 76660.3995 | 1172.6057 | 0 | 76599.3995 | 2636.2106 | 11921.0107 | 2080.2979 | 3488.2379 | 139.5437 | 190 | 7624.1365 | 8676.5318 | 10444.5425
7620 | 75606.518 | 1740.8587 | 0 | 75545.518 | 2854.3944 | 10637.0188 | 2524.8653 | 3202.9425 | 143.8662 | 434 | 7335.1141 | 8635.8319 | 10403.8426
7621 | 77034.6727 | 1800.3038 | 0 | 76973.6727 | 2849.8996 | 15308.5366 | 2393.4922 | 3349.0008 | 109.0694 | 190 | 10597.6574 | 11619.5783 | 13387.589
7622 | 75223.319 | 1647.7111 | 0 | 75162.319 | 2758.7467 | 5981.6876 | 2147.6669 | 3193.0127 | 117.0049 | 190 | 2771.5016 | 3801.3581 | 5569.3688
7623 | 76403.6735 | 1251.9227 | 0 | 76342.6735 | 5056.1955 | 14376.6725 | 2244.8483 | 3531.334 | 171.6343 | 54 | 8124.1857 | 9072.6715 | 10840.6822
7624 | 74815.4756 | 1445.615 | 0 | 74754.4756 | 3759.4208 | 7017.3858 | 1799.8357 | 3128.5195 | 118.5904 | 434 | 2802.0447 | 4077.4866 | 5845.4973
7625 | 75666.4384 | 1555.2678 | 0 | 75605.4384 | 1733.7062 | 10920.2929 | 2274.5547 | 3265.3075 | 110.2304 | 54 | 8491.2104 | 9378.2924 | 11146.3031
7626 | 73789.244 | 1837.6563 | 0 | 73728.244 | 5386.076 | 7325.8233 | 2756.6383 | 3124.1091 | 108.8662 | 54 | 3462.4507 | 4348.1685 | 6116.1792
7627 | 75736.6404 | 1327.9331 | 0 | 75675.6404 | 3627.5161 | 19945.8952 | 2078.8842 | 3250.2755 | 147.737 | 434 | 15342.0983 | 16646.6869 | 18414.6976
7628 | 76622.4799 | 1624.2958 | 0 | 76561.4799 | 2601.9203 | 6803.1476 | 2411.8204 | 3192.4616 | 124.6776 | 54 | 2614.2295 | 3515.7587 | 5283.7694
7629 | 77225.1574 | 1602.008 | 0 | 77164.1574 | 3311.2573 | 3043.4619 | 2672.9241 | 3516.8497 | 219.5096 | 54 | -1871.979 | -875.6178 | 892.3929
7630 | 76478.7304 | 1649.2207 | -1649.2207 | 74768.5097 | 1795.6003 | 12487.4081 | 2461.9625 | 3354.5389 | 184.7216 | 380 | 11109.9996 | 12397.5727 | 14165.5834
7631 | 74333.8051 | 1747.8027 | 0 | 74272.8051 | 2780.0937 | 4915.3004 | 2076.9441 | 3181.4653 | 128.5321 | 380 | 2491.0109 | 3722.3946 | 5490.4053
7632 | 73655.7058 | 1186.9851 | -1186.9851 | 72407.7207 | 1642.0748 | 10817.4031 | 2129.6447 | 3126.2036 | 125.0762 | 380 | 11393.656 | 12621.5837 | 14389.5944
7633 | 77416.4253 | 1670.7068 | 0 | 77355.4253 | 2550.6647 | 5862.5014 | 2312.1416 | 3475.0238 | 129.1848 | 190 | 1113.7767 | 2155.813 | 3923.8237
7634 | 75098.516 | 1674.5333 | -1674.5333 | 73362.9827 | 2555.3809 | 3635.4838 | 2353.4305 | 3234.5164 | 217.3411 | 380 | 2675.2671 | 3995.4598 | 5763.4705
7635 | 74411.0413 | 1925.4533 | 0 | 74350.0413 | 3426.0305 | 2704.9041 | 2723.5353 | 3140.5908 | 206.3475 | 54 | 163.1583 | 1146.3574 | 2914.3681
7636 | 74252.0815 | 2234.1409 | -2234.1409 | 71956.9407 | 2724.0687 | 6455.593 | 2468.2185 | 3189.317 | 203.2235 | 54 | 6802.3192 | 7782.3942 | 9550.4049
7637 | 76023.4 | 2416.6571 | 0 | 75962.4 | 3793.8054 | 27756.9847 | 2494.0618 | 3248.4307 | 190.2625 | 244 | 23113.4718 | 24270.5858 | 26038.5965
7638 | 75583.9511 | 1615.6123 | 0 | 75522.9511 | 2134.4654 | 7496.2838 | 2354.0317 | 3288.5046 | 128.4521 | 244 | 4851.6037 | 5946.9074 | 7714.9181
7639 | 76395.546 | 1411.7945 | 0 | 76334.546 | 2560.6931 | 4768.6338 | 1982.0519 | 3474.9592 | 159.7846 | 434 | 700.6058 | 2017.242 | 3785.2527
7640 | 75101.353 | 1994.5905 | -1994.5905 | 73045.7625 | 2169.567 | 10918.438 | 1739.1283 | 3166.3273 | 188.2808 | 434 | 9978.764 | 11323.8964 | 13091.9071
7641 | 73808.7784 | 1660.5702 | 0 | 73747.7784 | 2528.0263 | 6210.3876 | 2647.7925 | 3132.5718 | 150.6125 | 54 | 5085.1473 | 6012.6114 | 7780.6221
7642 | 74304.8195 | 1641.907 | 0 | 74243.8195 | 3020.5363 | 4066.7591 | 1979.4471 | 3136.2041 | 114.1906 | 380 | 1288.2544 | 2505.2965 | 4273.3072
7643 | 76423.3007 | 1992.8807 | -1992.8807 | 74369.42 | 3442.3263 | 7643.0258 | 2626.6621 | 3374.2841 | 113.257 | 54 | 5202.4257 | 6092.5342 | 7860.5449
7644 | 74511.4723 | 1731.7275 | 0 | 74450.4723 | 3788.3736 | 13269.6637 | 2533.4754 | 3130.6239 | 189.5946 | 244 | 10065.117 | 11221.5631 | 12989.5738
7645 | 74713.8562 | 1544.9139 | 0 | 74652.8562 | 2636.0402 | 6128.7373 | 2528.1945 | 3170.5052 | 163.6642 | 434 | 3908.7405 | 5229.2563 | 6997.267
7646 | 74964.649 | 1162.8178 | 0 | 74903.649 | 2936.9531 | 11274.9885 | 2109.2239 | 3140.5638 | 127.4996 | 244 | 8054.3741 | 9148.7253 | 10916.736
7647 | 74145.3861 | 2260.4753 | 0 | 74084.3861 | 2938.8427 | 1929.8217 | 2257.1139 | 3157.5116 | 109.5371 | 54 | -308.5816 | 577.807 | 2345.8177
7648 | 76131.3536 | 1447.071 | -1447.071 | 74623.2825 | 4219.8977 | 20458.7914 | 2433.6428 | 3348.613 | 169.074 | 244 | 16768.067 | 17903.9925 | 19672.0032
7649 | 74569.3001 | 1153.8948 | 0 | 74508.3001 | 2157.0041 | 5559.7415 | 1614.2748 | 3133.1985 | 169.8862 | 54 | 3012.1106 | 3958.8484 | 5726.8591
7650 | 75324.2387 | 2288.9051 | 0 | 75263.2387 | 2984.628 | 8984.5446 | 2026.0431 | 3365.0342 | 167.6297 | 244 | 5497.9552 | 6632.4365 | 8400.4472
7651 | 75022.255 | 1782.0158 | 0 | 74961.255 | 3069.956 | 8480.2828 | 2603.6427 | 3204.0862 | 127.4952 | 54 | 5627.0006 | 6531.3474 | 8299.3581
7652 | 74108.8022 | 1613.406 | 0 | 74047.8022 | 3424.2537 | 8605.8289 | 2338.725 | 3146.9286 | 96.5032 | 54 | 5989.6266 | 6862.9814 | 8630.9921
7653 | 74631.049 | 1571.8745 | 0 | 74570.049 | 3428.8411 | 26768.3572 | 1397.7112 | 3164.922 | 135.9639 | 244 | 22702.3002 | 23805.1156 | 25573.1263
7654 | 77522.5067 | 1513.7232 | 0 | 77461.5067 | 2603.8637 | 8289.1951 | 2407.5308 | 3481.9866 | 156.8945 | 380 | 3483.5421 | 4743.2881 | 6511.2988
7655 | 76700.5777 | 1261.7339 | 0 | 76639.5777 | 2317.7472 | 11605.8687 | 2579.1827 | 3366.1109 | 158.6616 | 54 | 7964.0373 | 8899.5505 | 10667.5612
7656 | 75803.5963 | 1807.5496 | 0 | 75742.5963 | 2107.9703 | 10820.1863 | 2240.911 | 3370.6762 | 176.1863 | 434 | 7951.4068 | 9284.4446 | 11052.4553
7657 | 77052.4779 | 2281.7578 | 0 | 76991.4779 | 3884.6975 | 7151.3632 | 2194.915 | 3503.1456 | 180.5152 | 434 | 1343.4484 | 2680.8152 | 4448.8259
7658 | 74238.5357 | 1382.9936 | -1382.9936 | 72794.5421 | 1742.9407 | 4421.9302 | 2217.034 | 3124.3188 | 198.4811 | 190 | 4596.0001 | 5707.3327 | 7475.3434
7659 | 75274.1017 | 1288.3215 | 0 | 75213.1017 | 2499.1075 | 10698.8472 | 2606.0546 | 3281.6876 | 114.1218 | 54 | 8244.5803 | 9135.5537 | 10903.5644
7660 | 76027.0554 | 1533.9071 | 0 | 75966.0554 | 3110.2414 | 4103.9017 | 2630.9686 | 3238.7367 | 157.7806 | 190 | 267.5102 | 1338.1424 | 3106.1531
7661 | 76278.9705 | 1906.6331 | -1906.6331 | 74311.3374 | 4108.4548 | 9086.3439 | 2652.633 | 3467.1068 | 141.5105 | 380 | 6156.4916 | 7400.8537 | 9168.8644
7662 | 76736.5991 | 1822.7792 | 0 | 76675.5991 | 3841.6526 | 5827.8524 | 2224.4128 | 3510.0684 | 137.0783 | 380 | 415.282 | 1655.2118 | 3423.2225
7663 | 76426.6535 | 1581.1528 | -1581.1528 | 74784.5007 | 4221.3164 | 7166.4986 | 1996.6623 | 3279.8678 | 153.4474 | 244 | 2807.4116 | 3927.7106 | 5695.7213
7664 | 76745.8963 | 1401.3078 | 0 | 76684.8963 | 4343.5376 | 8464.5993 | 2516.8996 | 3381.389 | 117.5718 | 54 | 2704.654 | 3599.0774 | 5367.0881
7665 | 75403.231 | 1798.7748 | 0 | 75342.231 | 2758.1873 | 7339.8236 | 2655.9257 | 3306.6758 | 109.5088 | 190 | 4572.2068 | 5594.5671 | 7362.5778
7666 | 74106.5088 | 1178.6115 | 0 | 74045.5088 | 2834.8705 | 6327.4653 | 1863.1658 | 3138.7741 | 174.8083 | 54 | 3819.226 | 4770.8859 | 6538.8966
7667 | 76012.2712 | 1211.4324 | 0 | 75951.2712 | 3125.0599 | 2928.8402 | 2417.8509 | 3337.0009 | 75.1514 | 244 | -1022.439 | 19.5639 | 1787.5746
7668 | 76547.2473 | 1595.1275 | -1595.1275 | 74891.1198 | 2862.7331 | 3380.2045 | 2055.8882 | 3335.3253 | 126.4559 | 380 | 387.7651 | 1617.0726 | 3385.0833
7669 | 76785.2874 | 1600.6985 | -1600.6985 | 75123.5889 | 2881.1525 | 14106.4728 | 2291.7345 | 3338.0288 | 108.9321 | 244 | 11101.6948 | 12177.4785 | 13945.4892
7670 | 76352.8899 | 1554.6411 | 0 | 76291.8899 | 1207.7066 | 3311.8603 | 2380.0959 | 3228.4653 | 165.7562 | 54 | 791.025 | 1733.6328 | 3501.6435
7671 | 76458.5778 | 1627.5564 | -1627.5564 | 74770.0214 | 3648.8427 | 4562.7908 | 2237.4519 | 3365.6733 | 158.1779 | 380 | 1117.2519 | 2378.2814 | 4146.2921
7672 | 77089.8678 | 1545.5533 | -1545.5533 | 75483.3145 | 2817.807 | 10330.0898 | 2569.3179 | 3539.7509 | 169.208 | 380 | 7508.2371 | 8780.2967 | 10548.3074
7673 | 75139.078 | 2266.6781 | 0 | 75078.078 | 2845.6853 | 8094.5335 | 2450.0998 | 3161.8325 | 123.6063 | 244 | 5152.9025 | 6243.3604 | 8011.3711
7674 | 77963.6322 | 1919.8671 | 0 | 77902.6322 | 3245.3059 | 2452.8809 | 1661.0006 | 3559.9943 | 184.6645 | 244 | -4103.8624 | -2952.3464 | -1184.3357
7675 | 74415.213 | 1643.2318 | -1643.2318 | 72710.9812 | 2738.8319 | 17841.3964 | 2574.1559 | 3129.6056 | 141.3117 | 244 | 17465.5448 | 18573.7081 | 20341.7188
7676 | 76562.5593 | 1684.9716 | 0 | 76501.5593 | 3954.4411 | 698.2127 | 2387.6763 | 3367.2967 | 189.8412 | 190 | -4632.6148 | -3529.922 | -1761.9113
7677 | 74513.2694 | 2068.8084 | -2068.8084 | 72383.461 | 3195.8556 | 10732.4565 | 2487.0107 | 3237.4885 | 66.8762 | 54 | 10247.8392 | 11091.5669 | 12859.5776
7678 | 75369.1343 | 1405.1604 | 0 | 75308.1343 | 2685.6265 | 13447.5873 | 1985.4167 | 3166.4604 | 101.9107 | 190 | 9975.9036 | 10990.6659 | 12758.6766
7679 | 73888.7459 | 1807.3686 | 0 | 73827.7459 | 3088.2104 | 15276.3514 | 1494.8191 | 3131.0734 | 203.9858 | 380 | 12356.4876 | 13663.325 | 15431.3357
7680 | 76877.7467 | 1419.6803 | 0 | 76816.7467 | 2205.7967 | 8636.1609 | 2045.7312 | 3364.3944 | 124.3112 | 54 | 4393.9431 | 5295.1058 | 7063.1165
7681 | 77208.816 | 2462.5948 | 0 | 77147.816 | 2009.3839 | 2352.1187 | 1988.6282 | 3525.6951 | 135.1719 | 244 | -1920.5579 | -818.5344 | 949.4763
7682 | 76061.3646 | 1822.3992 | -1822.3992 | 74177.9654 | 2752.078 | 8414.7331 | 2291.429 | 3248.3335 | 175.6446 | 190 | 6394.6522 | 7483.1483 | 9251.159
7683 | 74734.531 | 1681.611 | 0 | 74673.531 | 4701.1578 | 5383.6471 | 2193.9007 | 3143.0366 | 153.4353 | 190 | 716.0956 | 1782.3824 | 3550.3931
7684 | 76775.503 | 1603.5493 | -1603.5493 | 75110.9537 | 3723.4638 | 6071.219 | 2315.83 | 3229.3347 | 183.7236 | 54 | 2152.1663 | 3112.7415 | 4880.7522
7685 | 74181.1685 | 2090.4771 | -2090.4771 | 72029.6914 | 3095.0637 | 3816.8709 | 2217.6669 | 3127.4418 | 160.4257 | 54 | 3407.4245 | 4344.7017 | 6112.7124
7686 | 76252.3661 | 1466.491 | 0 | 76191.3661 | 2619.7974 | 7346.938 | 2529.9518 | 3344.7479 | 94.6911 | 54 | 3780.6742 | 4652.2168 | 6420.2275
7687 | 75798.1494 | 1362.7293 | 0 | 75737.1494 | 2376.6296 | 6584.3883 | 2376.4442 | 3147.8399 | 117.0844 | 190 | 3365.0934 | 4395.0293 | 6163.04
7688 | 74350.6357 | 1339.7038 | 0 | 74289.6357 | 3332.918 | 11882.5069 | 2499.8564 | 3132.5176 | 151.5688 | 380 | 9262.5271 | 10516.9475 | 12284.9582
7689 | 76875.7762 | 2332.6977 | 0 | 76814.7762 | 3047.5044 | 10632.7529 | 2276.0493 | 3517.4924 | 116.4064 | 244 | 5934.2139 | 7017.472 | 8785.4827
7690 | 76672.6875 | 1085.7954 | 0 | 76611.6875 | 1972.6248 | 5543.712 | 1525.4246 | 3400.2975 | 90.3242 | 190 | 1255.3218 | 2258.4976 | 4026.5083
7691 | 77436.8196 | 2140.7377 | -2140.7377 | 75235.0819 | 2037.2932 | 21066.6866 | 2293.3618 | 3443.1906 | 143.4119 | 54 | 18901.0639 | 19821.3274 | 21589.3381
7692 | 76234.1619 | 1540.8754 | 0 | 76173.1619 | 2629.3272 | 6162.5623 | 2471.9626 | 3295.1742 | 160.2542 | 380 | 2497.41 | 3760.5158 | 5528.5265
7693 | 76738.66 | 1959.8309 | -1959.8309 | 74717.8291 | 2570.9647 | 9021.0366 | 2675.3561 | 3397.3163 | 97.6843 | 54 | 7175.1153 | 8049.6511 | 9817.6618
7694 | 76029.6111 | 2080.5459 | 0 | 75968.6111 | 2577.112 | 5860.4803 | 2387.7485 | 3214.6417 | 56.9393 | 190 | 2287.3474 | 3257.1382 | 5025.1489
7695 | 75050.4585 | 1306.0108 | -1306.0108 | 73683.4477 | 3751.3935 | 15964.4978 | 2466.7201 | 3242.1802 | 67.5101 | 380 | 13608.7568 | 14779.1185 | 16547.1292
7696 | 76196.9791 | 1649.9987 | 0 | 76135.9791 | 2380.2722 | 11980.3014 | 2537.1317 | 3321.5509 | 134.1446 | 434 | 8692.9327 | 9983.9289 | 11751.9396
7697 | 75909.1037 | 1712.2072 | 0 | 75848.1037 | 3244.359 | 5053.3049 | 2463.9654 | 3302.5468 | 160.1822 | 54 | 1097.5543 | 2034.588 | 3802.5987
7698 | 75004.3232 | 1578.4429 | -1578.4429 | 73364.8803 | 3981.2927 | 5392.5177 | 1500.7926 | 3215.1275 | 75.1518 | 54 | 2132.4648 | 2984.4682 | 4752.4789
7699 | 76513.3344 | 1366.2677 | -1366.2677 | 75086.0667 | 3946.0639 | 4925.3891 | 2072.1864 | 3369.8996 | 175.113 | 244 | 705.5446 | 1847.5091 | 3615.5198
7700 | 76332.7621 | 1631.3572 | -1631.3572 | 74640.4048 | 2890.5657 | 4256.7038 | 2690.7243 | 3422.4077 | 126.2044 | 54 | 2209.0653 | 3112.1212 | 4880.1319
7701 | 77275.0407 | 1645.7191 | -1645.7191 | 75568.3216 | 1652.8253 | 16897.9948 | 1868.7933 | 3408.3287 | 58.4768 | 54 | 14324.1699 | 15159.4982 | 16927.5089
7702 | 74494.2979 | 2187.6295 | 0 | 74433.2979 | 2631.9641 | 6318.2052 | 2415.0792 | 3154.3233 | 62.8092 | 190 | 4192.5456 | 5168.2063 | 6936.217
7703 | 74429.0485 | 2324.993 | 0 | 74368.0485 | 2583.5039 | 4241.713 | 1738.4255 | 3138.1705 | 117.8308 | 190 | 1536.9566 | 2567.6389 | 4335.6496
7704 | 75309.7669 | 2021.6076 | -2021.6076 | 73227.1593 | 2468.2375 | 15232.1642 | 2494.7215 | 3177.0882 | 186.8262 | 380 | 14578.777 | 15868.4547 | 17636.4654
7705 | 75542.1323 | 1732.0546 | 0 | 75481.1323 | 3426.1908 | 6691.9657 | 2518.2727 | 3218.0348 | 125.5893 | 54 | 2891.1501 | 3793.591 | 5561.6017
7706 | 76752.7432 | 1342.8157 | 0 | 76691.7432 | 4901.9348 | 9821.1422 | 1980.5673 | 3466.9867 | 164.9773 | 54 | 3045.2181 | 3987.047 | 5755.0577
7707 | 76615.5186 | 1722.6516 | 0 | 76554.5186 | 2149.5769 | 11464.1856 | 2094.0171 | 3334.4708 | 121.7933 | 244 | 7558.778 | 8647.4228 | 10415.4335
7708 | 74011.0225 | 1914.9992 | 0 | 73950.0225 | 2158.5673 | 3581.4609 | 2515.6103 | 3162.1441 | 99.7246 | 54 | 2520.8254 | 3397.4016 | 5165.4123
7709 | 76554.6512 | 1326.5041 | 0 | 76493.6512 | 3618.4598 | 5521.0464 | 1867.9833 | 3322.7985 | 165.5756 | 380 | -30.0828 | 1238.3444 | 3006.3551
7710 | 76226.1116 | 2008.6128 | -2008.6128 | 74156.4988 | 2619.4773 | 7785.6469 | 2126.1897 | 3276.6688 | 154.9601 | 244 | 5782.7293 | 6904.5409 | 8672.5516
7711 | 75489.6741 | 1157.8805 | 0 | 75428.6741 | 3650.6084 | 6698.1482 | 2104.8396 | 3256.9245 | 84.3146 | 380 | 2350.8298 | 3537.996 | 5306.0067
7712 | 76316.6936 | 1295.9073 | -1295.9073 | 74959.7863 | 2476.5805 | 13796.33 | 2215.0742 | 3288.9843 | 119.9219 | 190 | 11234.2217 | 12266.9952 | 14035.0059
7713 | 76011.5505 | 1623.4292 | 0 | 75950.5505 | 2176.3887 | 8824.5608 | 2262.5419 | 3393.1514 | 198.863 | 54 | 5723.5149 | 6699.2295 | 8467.2402
7714 | 75952.6451 | 2117.2714 | 0 | 75891.6451 | 965.4629 | 14893.7873 | 2605.5418 | 3419.2704 | 128.6684 | 190 | 13431.6915 | 14473.2115 | 16241.2222
7715 | 75424.7792 | 1732.8303 | 0 | 75363.7792 | 3045.9635 | 25180.6217 | 2126.1618 | 3235.0096 | 87.1208 | 244 | 21502.2504 | 22556.2227 | 24324.2334
7716 | 75078.1664 | 1405.0727 | 0 | 75017.1664 | 3274.718 | 15334.9536 | 2453.5343 | 3224.1504 | 159.9648 | 380 | 12090.9539 | 13353.7703 | 15121.781
7717 | 75348.3507 | 1925.9311 | 0 | 75287.3507 | 1930.1083 | 4380.081 | 2442.0868 | 3197.8904 | 131.0667 | 434 | 2172.7992 | 3460.7175 | 5228.7282
7718 | 74694.4336 | 1565.723 | -1565.723 | 73067.7106 | 2468.597 | 6976.5672 | 1771.6505 | 3216.6846 | 171.3892 | 54 | 5798.7945 | 6747.0353 | 8515.046
7719 | 75478.1864 | 1523.1246 | 0 | 75417.1864 | 2902.8826 | 5288.5046 | 2022.0421 | 3267.9338 | 155.2207 | 54 | 1628.6115 | 2560.6838 | 4328.6945
7720 | 76345.4889 | 2053.6613 | -2053.6613 | 74230.8276 | 3155.7923 | 9707.7469 | 2460.3951 | 3212.1364 | 103.7048 | 190 | 7363.8586 | 8380.4149 | 10148.4256
7721 | 76104.8965 | 1396.3964 | 0 | 76043.8965 | 2011.1346 | 23563.917 | 2593.4851 | 3380.2745 | 100.7056 | 244 | 20852.8455 | 21920.4027 | 23688.4134
7722 | 75737.717 | 1529.563 | 0 | 75676.717 | 3137.1912 | 4091.2031 | 2609.4658 | 3212.269 | 138.0352 | 244 | 469.2296 | 1574.1164 | 3342.1271
7723 | 75472.7255 | 1917.3107 | -1917.3107 | 73494.4148 | 3295.431 | 12692.976 | 2418.9153 | 3175.5361 | 162.1784 | 190 | 10867.7816 | 11942.8116 | 13710.8223
7724 | 77592.4344 | 2042.0846 | 0 | 77531.4344 | 1775.2465 | 7863.6848 | 2762.6731 | 3502.2924 | 145.9925 | 244 | 4192.1693 | 5305.0133 | 7073.024
7725 | 75385.8634 | 1686.7407 | 0 | 75324.8634 | 1677.3573 | 8480.0735 | 2394.6915 | 3323.308 | 97.4509 | 244 | 6566.0523 | 7630.3548 | 9398.3655
7726 | 75392.6256 | 2114.5238 | 0 | 75331.6256 | 1397.6368 | 6921.411 | 2488.2939 | 3220.1438 | 111.8855 | 190 | 5270.7863 | 6295.5234 | 8063.5341
7727 | 75202.7585 | 1742.9936 | 0 | 75141.7585 | 2285.1638 | 8937.4343 | 2680.9563 | 3199.1293 | 50.962 | 190 | 6760.7975 | 7724.611 | 9492.6217
7728 | 75663.9252 | 1505.0937 | 0 | 75602.9252 | 3177.5699 | 9024.5417 | 2509.3499 | 3240.1365 | 91.5774 | 380 | 5363.7331 | 6558.1621 | 8326.1728
7729 | 76427.3855 | 1653.3567 | 0 | 76366.3855 | 3620.6241 | 5606.7445 | 2355.8491 | 3439.485 | 128.2785 | 244 | 785.2689 | 1880.3989 | 3648.4096
7730 | 76435.3011 | 1827.5692 | -1827.5692 | 74546.7319 | 3244.4124 | 11340.6263 | 2299.9992 | 3314.7229 | 183.6021 | 54 | 8534.4041 | 9494.8578 | 11262.8685
7731 | 75680.6188 | 1439.4281 | 0 | 75619.6188 | 2365.6357 | 12722.0866 | 2254.9875 | 3199.3854 | 134.4229 | 190 | 9561.4051 | 10608.6795 | 12376.6902
7732 | 73691.0782 | 1114.0598 | 0 | 73630.0782 | 2219.6023 | 4247.0818 | 2842.0945 | 3147.7275 | 117.5299 | 380 | 3757.4233 | 4977.8048 | 6745.8155
7733 | 76101.204 | 1614.7506 | 0 | 76040.204 | 1751.3845 | 3533.0599 | 2583.6805 | 3269.5188 | 175.6876 | 244 | 964.8708 | 2107.41 | 3875.4207
7734 | 76745.2984 | 1662.0677 | -1662.0677 | 75022.2306 | 4250.6156 | 12046.6845 | 2533.1852 | 3267.8636 | 105.3305 | 244 | 7945.087 | 9017.269 | 10785.2797
7735 | 75228.0667 | 1982.9318 | 0 | 75167.0667 | 1863.0164 | 1746.3237 | 2134.6487 | 3206.5639 | 133.4445 | 54 | -572.3468 | 337.9493 | 2105.96
7736 | 75558.2408 | 1145.5601 | -1145.5601 | 74351.6807 | 2218.9564 | 2912.305 | 2261.0028 | 3288.0508 | 180.0152 | 190 | 1260.9215 | 2353.7883 | 4121.799
7737 | 76935.7001 | 1540.1684 | -1540.1684 | 75334.5317 | 3826.0584 | 14592.0199 | 2461.1398 | 3325.1092 | 190.568 | 434 | 10587.8789 | 11935.2984 | 13703.3091
7738 | 75195.4676 | 1340.2863 | 0 | 75134.4676 | 3258.4145 | 13632.2714 | 2435.1071 | 3201.9269 | 165.8499 | 190 | 10246.6233 | 11325.3248 | 13093.3355
7739 | 75706.1092 | 1774.1695 | 0 | 75645.1092 | 3218.674 | 13938.0869 | 2487.1464 | 3255.0538 | 129.7695 | 244 | 10186.7038 | 11283.3248 | 13051.3355
7740 | 75429.8394 | 1473.2666 | 0 | 75368.8394 | 1603.1287 | 7603.7259 | 2309.4879 | 3173.848 | 126.7028 | 190 | 5485.2937 | 6524.8481 | 8292.8588
7741 | 74191.7934 | 1666.7797 | 0 | 74130.7934 | 2832.0617 | 12178.0827 | 1898.0091 | 3143.3867 | 128.9859 | 54 | 9626.8234 | 10532.6608 | 12300.6715
7742 | 75684.9495 | 2008.9105 | 0 | 75623.9495 | 3070.0286 | 12748.6013 | 2279.5872 | 3180.686 | 78.9549 | 54 | 8885.0964 | 9740.9028 | 11508.9135
7743 | 76623.5549 | 1720.7733 | 0 | 76562.5549 | 2961.1159 | 3450.6049 | 2771.3867 | 3479.1928 | 101.9843 | 54 | -452.2864 | 426.5495 | 2194.5602
7744 | 76009.5821 | 1471.441 | -1471.441 | 74477.1411 | 2576.5075 | 10374.4833 | 2215.9058 | 3321.8101 | 93.8167 | 380 | 8228.7506 | 9425.4189 | 11193.4296
7745 | 75659.1465 | 1332.5996 | 0 | 75598.1465 | 4069.4245 | 8314.6948 | 2088.7799 | 3432.4737 | 124.9945 | 244 | 3538.5774 | 4630.4235 | 6398.4342
7746 | 76357.5978 | 1609.0992 | 0 | 76296.5978 | 4046.5486 | 6564.9284 | 2349.5793 | 3364.1926 | 147.9353 | 434 | 1305.7538 | 2610.5407 | 4378.5514
7747 | 75179.1507 | 1393.9077 | -1393.9077 | 73724.243 | 2809.4708 | 11386.5959 | 2145.678 | 3178.3986 | 125.8252 | 54 | 9547.1588 | 10449.8356 | 12217.8463
7748 | 76496.3173 | 1146.0698 | 0 | 76435.3173 | 3482.3276 | 11816.1978 | 2268.9167 | 3310.1846 | 142.1203 | 190 | 6847.8542 | 7902.826 | 9670.8367
7749 | 74512.8972 | 2287.6548 | 0 | 74451.8972 | 2603.1765 | 9712.268 | 2498.9267 | 3179.7366 | 54.9155 | 54 | 7706.0576 | 8537.8246 | 10305.8353
7750 | 76872.4533 | 1334.3095 | 0 | 76811.4533 | 3310.1607 | 4855.0311 | 2306.7309 | 3381.5109 | 104.8875 | 434 | -208.1411 | 1053.5979 | 2821.6086
7751 | 76260.2991 | 1983.7263 | -1983.7263 | 74215.5728 | 4811.334 | 5580.6622 | 2394.4398 | 3317.7385 | 145.9424 | 190 | 1636.1337 | 2694.9277 | 4462.9384
7752 | 75392.9845 | 1256.3382 | -1256.3382 | 74075.6463 | 2015.0564 | 6997.525 | 2447.852 | 3236.7438 | 167.4217 | 190 | 5961.618 | 7041.8914 | 8809.9021
7753 | 75864.1855 | 1507.7146 | 0 | 75803.1855 | 2263.954 | 9766.197 | 2401.2717 | 3313.6737 | 201.8156 | 380 | 6784.2029 | 8088.8701 | 9856.8808
7754 | 75460.88 | 1643.9021 | 0 | 75399.88 | 3674.0477 | 10470.2615 | 2245.4842 | 3356.9683 | 138.9622 | 54 | 6368.9863 | 7284.8 | 9052.8107
7755 | 74645.4725 | 1819.3259 | 0 | 74584.4725 | 4616.7434 | 7264.453 | 2674.0506 | 3150.341 | 127.0511 | 54 | 3257.8287 | 4161.7313 | 5929.742
7756 | 76847.7977 | 1592.9522 | 0 | 76786.7977 | 3191.0604 | 9571.5844 | 2520.3091 | 3453.0733 | 111.8337 | 244 | 4937.3088 | 6015.9941 | 7784.0048
7757 | 76456.3645 | 2358.8098 | 0 | 76395.3645 | 2885.4088 | 8624.1215 | 2242.9639 | 3490.6003 | 48.8758 | 380 | 4447.1123 | 5598.8397 | 7366.8504
7758 | 75421.5545 | 2072.1819 | 0 | 75360.5545 | 3185.6098 | 15943.9348 | 2533.462 | 3187.9807 | 167.7976 | 244 | 12489.4132 | 13624.0623 | 15392.073
7759 | 76226.8727 | 1564.204 | 0 | 76165.8727 | 2880.3413 | 19490.3456 | 2327.8943 | 3326.2547 | 85.6951 | 244 | 15468.4806 | 16521.0273 | 18289.038
7760 | 77456.0478 | 2147.8376 | 0 | 77395.0478 | 3548.739 | 8609.0038 | 2309.2912 | 3514.5774 | 130.7067 | 190 | 2859.2855 | 3902.8438 | 5670.8545
7761 | 74501.8041 | 1831.2083 | 0 | 74440.8041 | 4039.6802 | 11632.5237 | 1825.2098 | 3252.2235 | 120.8996 | 380 | 7599.6727 | 8823.4239 | 10591.4346
7762 | 74145.8881 | 1653.0155 | 0 | 74084.8881 | 1929.7616 | 9345.5283 | 2120.296 | 3141.049 | 132.0167 | 380 | 7962.4237 | 9197.292 | 10965.3027
7763 | 75663.3909 | 2038.9874 | 0 | 75602.3909 | 2068.851 | 3718.3047 | 2372.8218 | 3146.113 | 44.9943 | 244 | 936.1976 | 1948.0434 | 3716.0541
7764 | 73634.8899 | 1214.1224 | -1214.1224 | 72359.7675 | 4626.4567 | 5819.5578 | 1948.045 | 3134.5245 | 170.8831 | 190 | 3286.1032 | 4369.8378 | 6137.8485
7765 | 76246.6169 | 1735.3867 | 0 | 76185.6169 | 2727.0152 | 6612.6676 | 2492.5674 | 3273.8496 | 155.1155 | 190 | 2836.6524 | 3904.6195 | 5672.6302
7766 | 74722.4882 | 1470.3127 | 0 | 74661.4882 | 2536.2576 | 4545.1819 | 2345.0789 | 3162.614 | 99.0163 | 434 | 2225.3291 | 3481.1969 | 5249.2076
7767 | 75062.3649 | 1327.7308 | -1327.7308 | 73673.634 | 6194.8763 | 8865.4716 | 2296.1851 | 3145.5668 | 149.2587 | 434 | 3808.9131 | 5115.0234 | 6883.0341
7768 | 76405.6829 | 1891.7746 | 0 | 76344.6829 | 4495.6578 | 8140.9988 | 2405.7855 | 3488.8712 | 86.1459 | 380 | 2565.5148 | 3754.5122 | 5522.5229
7769 | 76753.4402 | 1715.3038 | 0 | 76692.4402 | 1585.6708 | 12048.9985 | 1957.118 | 3448.8313 | 160.117 | 190 | 8547.0369 | 9620.0055 | 11388.0162
7770 | 75901.4588 | 1739.3446 | 0 | 75840.4588 | 3047.1123 | 11710.4104 | 2117.4549 | 3215.4787 | 126.2364 | 380 | 7525.9728 | 8755.0608 | 10523.0715
7771 | 73575.554 | 1300.4911 | 0 | 73514.554 | 2896.3804 | 10097.0454 | 2375.0574 | 3123.9263 | 124.2625 | 190 | 8555.2947 | 9592.4088 | 11360.4195
7772 | 74101.1733 | 1461.6544 | 0 | 74040.1733 | 4978.2157 | 9731.019 | 2443.7031 | 3129.7907 | 132.4808 | 380 | 5656.3238 | 6891.6562 | 8659.6669
7773 | 75050.5836 | 1240.0465 | 0 | 74989.5836 | 3240.7876 | 12278.1007 | 2177.8692 | 3135.5035 | 155.2324 | 54 | 8731.3022 | 9663.3862 | 11431.3969
7774 | 76339.2347 | 1414.2056 | 0 | 76278.2347 | 2629.8693 | 7022.2825 | 2294.2353 | 3141.5551 | 73.809 | 54 | 2920.169 | 3770.8295 | 5538.8402
7775 | 75732.815 | 1220.4133 | 0 | 75671.815 | 2669.7971 | 5343.2068 | 2417.6049 | 3267.623 | 142.6459 | 244 | 2057.0227 | 3166.5202 | 4934.5309
7776 | 74412.7184 | 1820.837 | -1820.837 | 72530.8814 | 2055.6234 | 5376.5014 | 2472.448 | 3165.2374 | 106.8856 | 54 | 5797.882 | 6681.6192 | 8449.6299
7777 | 76304.2543 | 1752.6041 | 0 | 76243.2543 | 2032.5801 | 13557.5926 | 2579.4288 | 3359.7934 | 147.8989 | 54 | 10591.1804 | 11515.9308 | 13283.9415
7778 | 74735.464 | 1466.6589 | 0 | 74674.464 | 3265.986 | 3447.1081 | 2628.7861 | 3265.35 | 186.6385 | 190 | 770.9942 | 1870.4843 | 3638.495
7779 | 77172.8747 | 1054.3702 | -1054.3702 | 76057.5045 | 4096.2412 | 4937.4095 | 2410.417 | 3520.1273 | 92.127 | 190 | 84.4081 | 1089.3867 | 2857.3974
7780 | 75407.4477 | 1419.4423 | -1419.4423 | 73927.0055 | 3135.5804 | 9701.089 | 2626.2041 | 3192.801 | 130.2906 | 54 | 7827.7083 | 8734.8505 | 10502.8612
7781 | 76100.5654 | 1812.4016 | 0 | 76039.5654 | 1975.0697 | 5592.6546 | 2483.1021 | 3202.6656 | 187.1822 | 244 | 2633.9872 | 3788.0209 | 5556.0316
7782 | 77909.3716 | 1916.278 | 0 | 77848.3716 | 3852.522 | 13128.3844 | 2195.0306 | 3564.8841 | 109.9186 | 54 | 6557.6056 | 7444.3757 | 9212.3864
7783 | 75609.7346 | 1739.2187 | 0 | 75548.7346 | 2740.7119 | 849.4784 | 2537.6013 | 3209.9769 | 117.544 | 54 | -2322.19 | -1427.7944 | 340.2163
7784 | 74096.6172 | 1317.193 | -1317.193 | 72718.4242 | 2435.8447 | 10135.8757 | 2710.2036 | 3201.3539 | 76.9069 | 244 | 10263.3643 | 11307.1227 | 13075.1334
7785 | 74010.638 | 1385.7546 | 0 | 73949.638 | 2449.6666 | 10376.2014 | 2432.4199 | 3125.6258 | 169.6391 | 380 | 8905.1425 | 10177.6332 | 11945.6439
7786 | 74995.8902 | 2287.3047 | 0 | 74934.8902 | 2886.518 | 6998.7089 | 2143.004 | 3146.8022 | 37.0595 | 380 | 3837.307 | 4977.2181 | 6745.2288
7787 | 75962.565 | 1412.6368 | 0 | 75901.565 | 3312.7084 | 6059.3893 | 2374.2678 | 3336.0643 | 172.6173 | 244 | 1925.648 | 3065.1169 | 4833.1276
7788 | 75589.7518 | 1789.0416 | -1789.0416 | 73739.7102 | 4998.7425 | 7395.5137 | 2395.8885 | 3208.6501 | 147.5256 | 380 | 3631.7996 | 4882.1768 | 6650.1875
7789 | 74439.9195 | 1539.7297 | 0 | 74378.9195 | 4108.0403 | 6838.4821 | 2415.4721 | 3221.4637 | 167.2614 | 190 | 3358.6581 | 4438.7711 | 6206.7818
7790 | 75206.7582 | 1223.5214 | 0 | 75145.7582 | 3250.6837 | 6808.6532 | 2444.0584 | 3191.6018 | 181.5871 | 54 | 3418.0715 | 4376.5101 | 6144.5208
7791 | 76724.4176 | 1759.4305 | 0 | 76663.4176 | 2837.6122 | 5973.5048 | 2417.6515 | 3442.226 | 191.6232 | 54 | 1702.5525 | 2671.0273 | 4439.038
7792 | 74925.1394 | 1708.8787 | -1708.8787 | 73155.2607 | 3099.4385 | 6936.7258 | 1938.0396 | 3279.8199 | 162.6692 | 380 | 5270.0861 | 6535.6069 | 8303.6176
7793 | 74974.188 | 1634.7846 | 0 | 74913.188 | 2378.2773 | 26920.6142 | 2771.9379 | 3136.973 | 173.3507 | 244 | 24908.2598 | 26048.4621 | 27816.4728
7794 | 76012.829 | 1440.4023 | 0 | 75951.829 | 3474.4298 | 7521.6071 | 2281.0476 | 3225.8783 | 136.8531 | 190 | 2972.4742 | 4022.1789 | 5790.1896
7795 | 75601.7146 | 1598.4499 | 0 | 75540.7146 | 1510.5871 | 4406.0335 | 1541.7866 | 3180.7069 | 103.7479 | 190 | 1447.4253 | 2464.0248 | 4232.0355
7796 | 75798.9238 | 1393.0735 | -1393.0735 | 74344.8503 | 3704.3935 | 9058.0955 | 2526.0547 | 3177.5909 | 96.9775 | 434 | 6082.6973 | 7336.5264 | 9104.5371
7797 | 76514.1556 | 1676.7723 | 0 | 76453.1556 | 3354.956 | 4926.0347 | 2523.3601 | 3300.3867 | 90.0666 | 54 | 311.87 | 1178.7882 | 2946.7989
7798 | 74918.9311 | 2108.0123 | -2108.0123 | 72749.9188 | 3619.0581 | 12272.7652 | 2038.0854 | 3148.1259 | 64.1122 | 434 | 10460.1996 | 11681.1634 | 13449.1741
7799 | 75662.9579 | 1480.4351 | 0 | 75601.9579 | 2436.8173 | 11905.1834 | 2424.1118 | 3153.968 | 19.5218 | 244 | 8814.6879 | 9801.0612 | 11569.0719
7800 | 74861.8938 | 1677.9797 | 0 | 74800.8938 | 3138.0071 | 13007.952 | 2184.2703 | 3203.6124 | 132.8605 | 380 | 9827.1338 | 11062.8458 | 12830.8565
7801 | 76018.384 | 1104.0137 | 0 | 75957.384 | 5781.9614 | 3917.5468 | 2226.1866 | 3234.0538 | 154.6956 | 190 | -2991.3581 | -1923.8109 | -155.8002
7802 | 75916.7273 | 1350.1134 | -1350.1134 | 74505.6139 | 3095.8689 | 12872.7317 | 2544.1684 | 3210.5667 | 147.7541 | 244 | 10396.1839 | 11510.7895 | 13278.8002
7803 | 75395.4343 | 1563.5814 | 0 | 75334.4343 | 1866.9816 | 6760.0474 | 2588.7586 | 3147.2617 | 157.2979 | 380 | 4664.8517 | 5925.0012 | 7693.0119
7804 | 75205.4962 | 1760.8849 | 0 | 75144.4962 | 1224.7709 | 4112.3174 | 2510.783 | 3277.4597 | 132.842 | 244 | 2901.493 | 4001.1865 | 5769.1972
7805 | 77154.2907 | 1739.2962 | 0 | 77093.2907 | 1049.145 | 6869.6787 | 2592.7105 | 3337.4865 | 140.2218 | 190 | 4027.64 | 5080.7134 | 6848.7241
7806 | 75499.5216 | 1942.0113 | 0 | 75438.5216 | 2719.3139 | 5802.6901 | 2371.2556 | 3207.311 | 131.9605 | 380 | 2593.6213 | 3828.4333 | 5596.444
7807 | 73791.5282 | 1339.1045 | 0 | 73730.5282 | 2246.7191 | 8313.5393 | 1583.9647 | 3140.5733 | 85.8333 | 244 | 6431.0301 | 7483.7149 | 9251.7256
7808 | 74851.9916 | 1620.947 | 0 | 74790.9916 | 4508.0429 | 4450.9444 | 2252.0197 | 3175.8902 | 109.0906 | 380 | -49.9801 | 1161.9621 | 2929.9728
7809 | 76734.2324 | 1811.9779 | -1811.9779 | 74861.2545 | 2513.6585 | 4794.6841 | 2464.9145 | 3473.3597 | 93.3509 | 380 | 2728.2454 | 3924.4479 | 5692.4586
7810 | 75855.7698 | 1973.0887 | 0 | 75794.7698 | 1107.7909 | 15063.3378 | 1737.4577 | 3195.5486 | 114.2304 | 244 | 12463.9834 | 13545.0654 | 15313.0761
7811 | 75515.2844 | 1520.1579 | 0 | 75454.2844 | 4061.1871 | 12902.9234 | 2122.4293 | 3245.2379 | 137.6528 | 190 | 8125.3191 | 9175.8235 | 10943.8342
7812 | 75690.5686 | 2078.156 | 0 | 75629.5686 | 2700.8662 | 3077.7547 | 2569.5355 | 3367.0176 | 93.1565 | 54 | 54.073 | 924.0811 | 2692.0918
7813 | 76204.5881 | 1367.5058 | -1367.5058 | 74776.0823 | 3151.0843 | 15591.6122 | 2310.8299 | 3300.1338 | 135.7956 | 54 | 12645.6093 | 13558.2565 | 15326.2672
7814 | 73937.2249 | 1664.4692 | 0 | 73876.2249 | 3273.2697 | 3102.5131 | 2473.2006 | 3132.5335 | 153.5892 | 434 | 928.9527 | 2239.3934 | 4007.4041
7815 | 77228.4458 | 1681.6632 | -1681.6632 | 75485.7827 | 3563.8543 | 5399.7818 | 2157.8402 | 3518.766 | 172.6575 | 434 | 1396.9511 | 2726.4602 | 4494.4709
7816 | 74821.2199 | 1530.6665 | -1530.6665 | 73229.5534 | 2612.5964 | 12799.4537 | 2289.5732 | 3150.1843 | 167.5081 | 244 | 11767.2615 | 12901.6211 | 14669.6318
7817 | 73902.5648 | 1670.6401 | 0 | 73841.5648 | 4779.3554 | 8136.9268 | 2031.8876 | 3129.6356 | 96.8448 | 380 | 4047.7298 | 5247.4261 | 7015.4368
7818 | 75071.1931 | 1627.4302 | 0 | 75010.1931 | 3318.8942 | 8248.521 | 2490.8466 | 3184.7231 | 95.8666 | 380 | 4965.2034 | 6163.9216 | 7931.9323
7819 | 75771.1444 | 1180.802 | 0 | 75710.1444 | 4894.2247 | 4278.6619 | 2192.3642 | 3213.9976 | 200.0847 | 190 | -1549.1454 | -436.2091 | 1331.8016
7820 | 76261.1022 | 1750.7329 | -1750.7329 | 74449.3693 | 4093.6029 | 3549.8589 | 2278.2722 | 3290.6634 | 224.7365 | 244 | -53.9777 | 1137.6104 | 2905.6211
7821 | 76109.2892 | 2146.481 | -2146.481 | 73901.8082 | 3054.3105 | 8724.3784 | 2715.9693 | 3215.6037 | 112.1818 | 434 | 7070.0326 | 8339.066 | 10107.0767
7822 | 75641.4371 | 1966.4057 | 0 | 75580.4371 | 1527.9842 | 16601.2808 | 2658.9762 | 3183.2467 | 154.2917 | 434 | 14705.2825 | 16016.4258 | 17784.4365
7823 | 75688.1999 | 1755.3533 | 0 | 75627.1999 | 3020.8064 | 2661.6304 | 2046.6269 | 3441.4945 | 190.654 | 380 | -1128.0546 | 165.451 | 1933.4617
7824 | 76130.9503 | 2228.0033 | -2228.0033 | 73841.947 | 2393.4717 | 6932.616 | 2281.9844 | 3443.2023 | 182.1333 | 244 | 5792.5841 | 6941.5689 | 8709.5796
7825 | 75233.949 | 1611.4379 | 0 | 75172.949 | 2000.5902 | 6578.0792 | 2314.3771 | 3238.1345 | 72.0403 | 54 | 4327.2515 | 5176.1434 | 6944.1541
7826 | 76563.1009 | 1862.1915 | 0 | 76502.1009 | 3327.4878 | 11243.4854 | 2548.292 | 3337.8882 | 173.1073 | 244 | 6670.277 | 7810.2358 | 9578.2465
7827 | 77049.362 | 1732.6691 | 0 | 76988.362 | 3309.1205 | 7115.571 | 2142.8153 | 3565.2208 | 109.9031 | 244 | 1896.3246 | 2973.0793 | 4741.09
7828 | 75682.4961 | 1886.3262 | -1886.3262 | 73735.1699 | 2779.1039 | 4001.7559 | 2536.4582 | 3321.2871 | 168.3611 | 244 | 2715.4274 | 3850.6401 | 5618.6508
7829 | 75929.1484 | 1827.1288 | 0 | 75868.1484 | 3656.1131 | 2730.9658 | 2742.8127 | 3215.7534 | 212.3209 | 380 | -1464.5297 | -149.3573 | 1618.6534
7830 | 75944.5284 | 2114.5043 | -2114.5043 | 73769.024 | 2619.7306 | 7518.9788 | 2451.6484 | 3458.8008 | 64.4684 | 54 | 6410.8734 | 7252.1934 | 9020.2041
7831 | 77399.8904 | 1706.6608 | 0 | 77338.8904 | 3636.1058 | 12531.7532 | 2087.2984 | 3541.3952 | 79.3665 | 244 | 6555.6507 | 7601.8688 | 9369.8795
7832 | 76212.5547 | 1650.5912 | 0 | 76151.5547 | 1630.7341 | 11166.5996 | 1853.1546 | 3292.4249 | 160.5965 | 190 | 7900.0903 | 8973.5383 | 10741.549
7833 | 74669.9011 | 2020.7154 | 0 | 74608.9011 | 2470.6439 | 6929.5909 | 2581.1933 | 3155.4795 | 252.6214 | 190 | 4956.9187 | 6122.3916 | 7890.4023
7834 | 77472.8264 | 1866.4042 | 0 | 77411.8264 | 4310.9142 | 9618.68 | 2591.7785 | 3480.0334 | 149.1084 | 190 | 3337.9514 | 4399.9113 | 6167.922
7835 | 74957.8241 | 1914.628 | 0 | 74896.8241 | 3037.2159 | 12510.3542 | 2519.9325 | 3133.8007 | 99.7084 | 54 | 9600.2473 | 10476.8073 | 12244.818
7836 | 75593.8655 | 1575.8716 | 0 | 75532.8655 | 2082.606 | 11872.9772 | 2210.7264 | 3264.886 | 118.8785 | 244 | 9103.3181 | 10189.0482 | 11957.0589
7837 | 74680.0383 | 1883.6614 | 0 | 74619.0383 | 2675.8186 | 9067.5043 | 2613.5322 | 3147.1625 | 122.0823 | 54 | 6903.5421 | 7802.4759 | 9570.4866
7838 | 76057.2604 | 2161.4852 | 0 | 75996.2604 | 4422.2107 | 4037.3068 | 2274.4046 | 3323.999 | 146.4224 | 54 | -1412.5607 | -489.2867 | 1278.724
7839 | 75226.6849 | 1212.5418 | -1212.5418 | 73953.1432 | 2691.4739 | 2818.2915 | 2320.6767 | 3185.0502 | 155.505 | 380 | 1049.6014 | 2307.958 | 4075.9687
7840 | 75182.7599 | 1754.5736 | -1754.5736 | 73367.1863 | 2035.0367 | 5220.2495 | 2429.2487 | 3266.6791 | 150.0627 | 54 | 4884.1543 | 5811.0686 | 7579.0793
7841 | 77118.8574 | 1241.6385 | 0 | 77057.8574 | 4109.8915 | 6236.9432 | 2441.5354 | 3415.3913 | 101.7724 | 190 | 296.3211 | 1310.945 | 3078.9557
7842 | 75550.2992 | 1249.392 | -1249.392 | 74239.9072 | 2662.8112 | 12335.9615 | 2472.9049 | 3218.9139 | 76.5427 | 244 | 10495.2619 | 11538.6562 | 13306.6669
7843 | 73771.698 | 1430.6754 | 0 | 73710.698 | 2329.875 | 25765.2019 | 2445.1423 | 3134.7065 | 142.08 | 380 | 24674.6777 | 25919.6092 | 27687.6199
7844 | 76083.5406 | 1797.025 | 0 | 76022.5406 | 3652.3015 | 12943.3657 | 2264.4558 | 3327.4629 | 232.8509 | 54 | 8230.6423 | 9240.3448 | 11008.3555
7845 | 77091.1863 | 1299.0297 | 0 | 77030.1863 | 3846.9583 | 7865.7708 | 2515.1556 | 3539.7305 | 106.5066 | 54 | 2413.7123 | 3297.0705 | 5065.0812
7846 | 75662.0567 | 1898.9334 | -1898.9334 | 73702.1232 | 2686.5182 | 13285.9855 | 1617.5595 | 3194.4871 | 200.4776 | 54 | 11079.5906 | 12056.9198 | 13824.9305
7847 | 76283.8464 | 1376.0987 | 0 | 76222.8464 | 1819.7905 | 12285.0834 | 2610.1958 | 3422.4078 | 69.8746 | 434 | 9645.25 | 10871.9761 | 12639.9868
7848 | 74605.461 | 1340.3352 | 0 | 74544.461 | 2569.2727 | 9829.0922 | 2462.1291 | 3158.8822 | 181.8878 | 434 | 7706.5698 | 9045.3091 | 10813.3198
7849 | 76297.9734 | 1431.9029 | 0 | 76236.9734 | 3224.0488 | 6214.9411 | 2540.7021 | 3261.6856 | 197.6077 | 380 | 1926.5066 | 3226.9659 | 4994.9766
7850 | 76261.5866 | 1519.3044 | -1519.3044 | 74681.2821 | 3849.6834 | 8449.7935 | 2385.936 | 3374.5901 | 197.7322 | 54 | 5049.5541 | 6024.1379 | 7792.1486
7851 | 77167.3712 | 1884.3002 | 0 | 77106.3712 | 1957.6122 | 15642.5176 | 2256.9757 | 3485.5745 | 134.0855 | 190 | 11691.2844 | 12738.2215 | 14506.2322
7852 | 75296.666 | 1761.1303 | 0 | 75235.666 | 3228.2297 | 14087.041 | 2454.4483 | 3175.2301 | 102.2361 | 190 | 10623.0239 | 11638.1115 | 13406.1222
7853 | 75040.0621 | 1475.2007 | 0 | 74979.0621 | 2593.1449 | 9086.9664 | 2430.1961 | 3167.549 | 110.151 | 244 | 6482.7046 | 7559.7071 | 9327.7178
7854 | 76346.7285 | 2197.7845 | 0 | 76285.7285 | 2513.5486 | 5669.2894 | 1738.6781 | 3355.5804 | 202.3026 | 54 | 1334.4708 | 2313.625 | 4081.6357
7855 | 74349.111 | 1974.5687 | -1974.5687 | 72313.5423 | 1786.2236 | 12797.0758 | 2485.109 | 3153.1915 | 189.6585 | 54 | 13705.8104 | 14672.3204 | 16440.3311
7856 | 74875.3783 | 1628.4264 | 0 | 74814.3783 | 1486.195 | 11694.1011 | 2312.9251 | 3233.1259 | 175.3257 | 380 | 10309.7788 | 11587.956 | 13355.9667
7857 | 74714.0177 | 1481.6382 | 0 | 74653.0177 | 3027.8959 | 10325.327 | 2624.8614 | 3182.5049 | 155.5603 | 190 | 7821.9797 | 8890.3916 | 10658.4023
7858 | 75954.7783 | 1996.5551 | 0 | 75893.7783 | 2112.735 | 12203.73 | 2276.5274 | 3210.0038 | 87.6216 | 244 | 9053.9479 | 10108.421 | 11876.4317
7859 | 75685.0162 | 1427.0808 | 0 | 75624.0162 | 3249.0074 | 8448.2866 | 1969.5303 | 3225.6845 | 103.3093 | 190 | 4140.6777 | 5156.8386 | 6924.8493
7860 | 73655.9959 | 1386.8709 | 0 | 73594.9959 | 2863.0474 | 3746.3017 | 1939.4777 | 3124.9751 | 138.5653 | 54 | 1722.9111 | 2638.328 | 4406.3387
7861 | 73997.4314 | 1528.4955 | -1528.4955 | 72407.9358 | 3338.122 | 4426.1198 | 2105.2231 | 3123.3212 | 124.8701 | 54 | 3278.8063 | 4180.5279 | 5948.5386
7862 | 74727.0897 | 1454.0283 | 0 | 74666.0897 | 4076.6005 | 12413.3246 | 2200.9549 | 3207.5926 | 92.9399 | 244 | 8449.3819 | 9509.1733 | 11277.184
7863 | 77096.4209 | 2330.4276 | 0 | 77035.4209 | 2292.0889 | 10857.7226 | 2379.7166 | 3294.9392 | 194.7611 | 54 | 6575.0686 | 7546.6813 | 9314.692
7864 | 75266.0583 | 2102.5599 | 0 | 75205.0583 | 3159.1872 | 6311.5289 | 2470.4544 | 3243.7342 | 138.0838 | 244 | 3031.6719 | 4136.6073 | 5904.618
7865 | 76533.4191 | 1787.7896 | 0 | 76472.4191 | 2495.7618 | 2011.7665 | 2297.8653 | 3273.0362 | 177.178 | 244 | -2015.3129 | -871.2833 | 896.7274
7866 | 74957.8276 | 2104.7516 | -2104.7516 | 72792.076 | 3297.0712 | 6455.3514 | 1233.4779 | 3137.3258 | 130.0945 | 434 | 4107.2078 | 5394.1539 | 7162.1646
7867 | 76383.6694 | 2232.0601 | 0 | 76322.6694 | 3813.2369 | 4344.3739 | 2370.3498 | 3283.143 | 98.3782 | 434 | -767.8396 | 487.3901 | 2255.4008
7868 | 74701.9425 | 1864.9007 | -1864.9007 | 72776.0418 | 2666.1832 | 10393.7775 | 2737.8798 | 3266.3187 | 175.4876 | 244 | 10325.9509 | 11468.2901 | 13236.3008
7869 | 77132.7428 | 2010.7613 | 0 | 77071.7428 | 4032.8219 | 2269.929 | 2261.644 | 3530.0985 | 161.9104 | 54 | -3672.6931 | -2733.9312 | -965.9205
7870 | 75871.3044 | 1823.8374 | -1823.8374 | 73986.4671 | 3259.5186 | 4729.7094 | 2595.6252 | 3236.2186 | 191.1732 | 434 | 2685.7675 | 4033.7923 | 5801.803
7871 | 76804.5115 | 1675.739 | 0 | 76743.5115 | 3259.4986 | 26326.0775 | 2287.0298 | 3353.2525 | 129.1613 | 190 | 21333.5497 | 22375.5625 | 24143.5732
7872 | 75455.8121 | 2072.0448 | 0 | 75394.8121 | 1590.3786 | 4632.2068 | 2523.9145 | 3284.5447 | 172.0938 | 380 | 2825.6753 | 4100.6207 | 5868.6314
7873 | 77014.3455 | 1692.1496 | 0 | 76953.3455 | 3589.0323 | 17407.0234 | 1667.1131 | 3516.8809 | 129.9404 | 190 | 11418.8396 | 12461.6316 | 14229.6423
7874 | 75476.5998 | 1511.321 | 0 | 75415.5998 | 4173.1257 | 8422.9264 | 2473.2852 | 3185.7113 | 148.762 | 54 | 3863.3973 | 4789.0109 | 6557.0216
7875 | 76073.6257 | 1181.5932 | 0 | 76012.6257 | 3178.408 | 11708.9036 | 2391.2072 | 3408.5513 | 172.7306 | 380 | 7687.8285 | 8963.4106 | 10731.4213
7876 | 76058.6255 | 1590.3768 | 0 | 75997.6255 | 1727.6725 | 7339.3675 | 2509.6842 | 3438.6798 | 119.7785 | 190 | 4932.6335 | 5965.2635 | 7733.2742
7877 | 76359.9549 | 1493.9355 | 0 | 76298.9549 | 2488.5975 | 7561.9483 | 2345.0744 | 3432.9952 | 159.7679 | 190 | 3922.6656 | 4995.285 | 6763.2957
7878 | 76287.1878 | 1765.0313 | 0 | 76226.1878 | 3609.8292 | 10335.0593 | 2182.0743 | 3375.2972 | 80.902 | 54 | 5426.6138 | 6284.3673 | 8052.378
7879 | 74637.8906 | 1379.7028 | 0 | 74576.8906 | 1932.7769 | 14498.8708 | 2230.5045 | 3127.9108 | 140.8505 | 380 | 12717.8187 | 13961.5208 | 15729.5315
7880 | 74770.0152 | 1174.3079 | 0 | 74709.0152 | 5046.7605 | 8688.2996 | 2559.2935 | 3146.8428 | 169.2965 | 244 | 4008.8602 | 5145.0082 | 6913.0189
7881 | 75955.8898 | 1370.4084 | 0 | 75894.8898 | 4300.067 | 8971.4009 | 2435.1411 | 3307.3753 | 120.8169 | 190 | 3889.1605 | 4922.8289 | 6690.8396
7882 | 76470.3639 | 1848.9121 | 0 | 76409.3639 | 3501.1837 | 8761.3233 | 2505.1946 | 3321.1969 | 170.367 | 54 | 4047.3671 | 4994.5857 | 6762.5964
7883 | 76765.3072 | 1695.9948 | 0 | 76704.3072 | 2405.522 | 20357.3344 | 2541.2832 | 3358.4732 | 124.8922 | 190 | 16517.4615 | 17555.2053 | 19323.216
7884 | 74281.2613 | 1334.2119 | 0 | 74220.2613 | 4111.5968 | 13494.9371 | 2432.4874 | 3146.8317 | 124.6581 | 244 | 10112.5981 | 11204.1077 | 12972.1184
7885 | 76875.5725 | 1275.1003 | 0 | 76814.5725 | 2285.4338 | 8178.8902 | 2221.4001 | 3514.4441 | 106.4073 | 54 | 4184.9281 | 5068.187 | 6836.1977
7886 | 75888.7439 | 1707.7943 | 0 | 75827.7439 | 3395.7848 | 5533.6314 | 2712.9097 | 3324.5298 | 179.0064 | 434 | 1717.7423 | 3053.6002 | 4821.6109
7887 | 74469.6644 | 2235.4291 | -2235.4291 | 72173.2353 | 3852.569 | 6059.6027 | 2501.5087 | 3144.563 | 133.6621 | 54 | 5050.0701 | 5960.5838 | 7728.5945
7888 | 74590.41 | 1332.9614 | 0 | 74529.41 | 3265.6841 | 8144.3501 | 2419.9033 | 3190.5667 | 145.0828 | 244 | 5329.9262 | 6441.8605 | 8209.8712
7889 | 74208.2256 | 1412.104 | 0 | 74147.2256 | 2954.3621 | 1286.3228 | 2438.5609 | 3179.6821 | 126.7045 | 380 | -826.822 | 402.7341 | 2170.7448
7890 | 75798.8935 | 2158.527 | -2158.527 | 73579.3665 | 3108.9513 | 7297.6444 | 2489.3462 | 3222.4017 | 200.9858 | 244 | 5691.2744 | 6859.1118 | 8627.1225
7891 | 77031.9637 | 1596.2975 | 0 | 76970.9637 | 3434.7815 | 8985.3248 | 2243.0684 | 3400.8114 | 158.3555 | 244 | 3593.6594 | 4718.8665 | 6486.8772
7892 | 75698.0399 | 1857.7188 | 0 | 75637.0399 | 3682.3963 | 6588.6629 | 2157.0394 | 3239.9142 | 90.0675 | 190 | 2036.3804 | 3039.2994 | 4807.3101
7893 | 74253.9581 | 1582.8211 | -1582.8211 | 72610.137 | 2552.8131 | 11640.1347 | 2437.7095 | 3172.6024 | 163.6918 | 190 | 11457.6966 | 12534.24 | 14302.2507
7894 | 75590.1023 | 1971.2673 | 0 | 75529.1023 | 3125.8593 | 2857.8489 | 2092.2275 | 3262.7144 | 162.1419 | 244 | -1071.9708 | 57.0227 | 1825.0334
7895 | 76080.3889 | 1478.4444 | -1478.4444 | 74540.9445 | 3303.0251 | 9274.72 | 2414.6229 | 3375.6549 | 129.2076 | 190 | 6591.2281 | 7633.2873 | 9401.298
7896 | 76219.0018 | 1670.9193 | 0 | 76158.0018 | 2457.5378 | 9626.4449 | 2334.8787 | 3406.311 | 142.4836 | 244 | 6122.295 | 7231.6302 | 8999.6409
7897 | 74852.9967 | 1374.1822 | 0 | 74791.9967 | 2878.4552 | 3295.4896 | 2464.2737 | 3137.9762 | 224.6618 | 380 | 597.4876 | 1925.0009 | 3693.0116
7898 | 76221.0934 | 1544.3018 | -1544.3018 | 74615.7916 | 2623.6178 | 16954.9013 | 1656.9153 | 3239.6312 | 152.4419 | 54 | 13982.2384 | 14911.5318 | 16679.5425
7899 | 75746.7373 | 1600.0986 | 0 | 75685.7373 | 3496.4178 | 7747.3358 | 2425.9713 | 3225.0433 | 132.2362 | 190 | 3586.3953 | 4631.4831 | 6399.4938
7900 | 75372.5266 | 2014.9861 | 0 | 75311.5266 | 3234.2338 | 7910.8739 | 2161.7375 | 3285.3885 | 152.3189 | 190 | 4182.4394 | 5247.61 | 7015.6207
7901 | 76345.0788 | 1990.5428 | 0 | 76284.0788 | 2659.1285 | 13877.3272 | 2389.5137 | 3348.2198 | 78.791 | 190 | 10042.0533 | 11033.6959 | 12801.7066
7902 | 73995.7831 | 1402.7839 | 0 | 73934.7831 | 2763.852 | 7358.2904 | 2092.8482 | 3136.6431 | 182.3319 | 380 | 5259.3465 | 6544.5299 | 8312.5406
7903 | 75614.0373 | 1597.5983 | 0 | 75553.0373 | 2509.0876 | 3957.4415 | 2669.2984 | 3293.4569 | 138.3255 | 380 | 1228.2719 | 2469.449 | 4237.4597
7904 | 75206.6151 | 1552.9484 | -1552.9484 | 73592.6667 | 3007.9821 | 3414.3158 | 2168.0274 | 3239.6333 | 104.4585 | 244 | 1591.5278 | 2662.8379 | 4430.8486
7905 | 73963.067 | 1574.3593 | -1574.3593 | 72327.7077 | 3783.9777 | 6614.8701 | 2344.3399 | 3123.4787 | 164.0905 | 434 | 5341.2034 | 6662.1455 | 8430.1562
7906 | 74454.2634 | 1826.0854 | 0 | 74393.2634 | 4756.5543 | 19938.148 | 2065.9877 | 3124.052 | 139.3265 | 54 | 15348.57 | 16264.7481 | 18032.7588
7907 | 76272.2971 | 2449.0393 | 0 | 76211.2971 | 2675.2586 | 11893.7961 | 2390.8011 | 3314.2772 | 108.8561 | 54 | 8082.5188 | 8968.2265 | 10736.2372
7908 | 77091.5723 | 2334.2589 | 0 | 77030.5723 | 2314.707 | 4094.594 | 2392.6215 | 3483.1812 | 168.6964 | 380 | -4.6826 | 1266.8653 | 3034.876
7909 | 76620.8839 | 1487.7338 | -1487.7338 | 75072.1501 | 4644.9578 | 6209.2019 | 2400.8679 | 3328.5081 | 177.3705 | 190 | 1591.6701 | 2681.8921 | 4449.9028
7910 | 77179.6446 | 1457.65 | -1457.65 | 75660.9946 | 4613.2362 | 7151.6478 | 2310.512 | 3480.7561 | 49.876 | 54 | 2038.8851 | 2865.6126 | 4633.6233
7911 | 77286.3571 | 1788.1463 | -1788.1463 | 75437.2107 | 3092.3876 | 4726.5801 | 2386.7737 | 3560.4569 | 184.0878 | 434 | 1514.4123 | 2855.3517 | 4623.3624
7912 | 76440.1781 | 1305.6253 | -1305.6253 | 75073.5528 | 2650.473 | 15485.8189 | 2417.7721 | 3356.7468 | 170.6731 | 434 | 12906.512 | 14234.0366 | 16002.0473
7913 | 76329.7771 | 1738.6958 | 0 | 76268.7771 | 5079.789 | 6518.8004 | 1881.5342 | 3395.0311 | 69.9611 | 244 | -183.0003 | 853.8123 | 2621.823
7914 | 74049.8876 | 1704.6617 | -1704.6617 | 72284.2259 | 4333.4559 | 4061.279 | 1859.1019 | 3128.9439 | 72.9237 | 54 | 1801.8429 | 2651.6182 | 4419.6289
7915 | 74743.8684 | 2041.9812 | -2041.9812 | 72640.8871 | 3173.3072 | 2961.8744 | 2348.8035 | 3180.0684 | 122.9204 | 434 | 2046.752 | 3326.524 | 5094.5347
7916 | 75013.3736 | 1733.0254 | -1733.0254 | 73219.3481 | 2659.5554 | 3992.1085 | 2285.6529 | 3167.0893 | 160.3568 | 434 | 2936.1471 | 4253.3554 | 6021.3661
7917 | 74792.3983 | 1323.2042 | 0 | 74731.3983 | 3539.7906 | 11098.7309 | 2030.9556 | 3157.674 | 45.0828 | 54 | 7386.3716 | 8208.306 | 9976.3167
7918 | 76120.0176 | 1830.335 | 0 | 76059.0176 | 4414.2214 | 16026.971 | 2134.6898 | 3365.7435 | 124.2056 | 244 | 10424.3653 | 11515.4225 | 13283.4332
7919 | 76888.2218 | 1930.0285 | 0 | 76827.2218 | 2208.2098 | 4643.1952 | 2127.7954 | 3488.9656 | 91.6819 | 380 | 594.7247 | 1789.2581 | 3557.2688
7920 | 76265.8073 | 1743.6067 | -1743.6067 | 74461.2005 | 1778.2364 | 7579.6025 | 1929.7072 | 3268.3189 | 164.7357 | 380 | 5908.3917 | 7175.979 | 8943.9897
7921 | 76002.0623 | 1874.8907 | 0 | 75941.0623 | 1222.8903 | 23340.4749 | 2658.5688 | 3256.5095 | 90.7177 | 380 | 21461.8006 | 22655.3698 | 24423.3805
7922 | 74605.8086 | 1636.7389 | 0 | 74544.8086 | 4125.2527 | 5317.8427 | 2529.8456 | 3152.5176 | 104.2514 | 190 | 1700.3445 | 2717.4475 | 4485.4582
7923 | 75039.2968 | 1722.1126 | -1722.1126 | 73256.1842 | 2014.1698 | 9937.9594 | 2518.3152 | 3176.466 | 142.3013 | 54 | 9732.5866 | 10651.7394 | 12419.7501
7924 | 76465.2467 | 1330.23 | 0 | 76404.2467 | 3178.0603 | 9722.7541 | 2241.286 | 3458.7343 | 108.332 | 54 | 5210.6674 | 6095.8509 | 7863.8616
7925 | 75392.1815 | 1950.5521 | 0 | 75331.1815 | 2606.3883 | 8020.7192 | 2145.1534 | 3282.8319 | 124.4234 | 244 | 4881.3347 | 5972.6096 | 7740.6203
7926 | 77107.9666 | 1678.5717 | 0 | 77046.9666 | 2555.7311 | 6141.8362 | 2091.6058 | 3435.4626 | 196.0417 | 380 | 1436.4069 | 2735.3001 | 4503.3108
7927 | 75710.9795 | 1382.5261 | -1382.5261 | 74267.4534 | 3243.434 | 12746.8685 | 2242.6824 | 3258.3501 | 123.3726 | 244 | 10107.2137 | 11197.4379 | 12965.4486
7928 | 76985.2455 | 2267.9647 | 0 | 76924.2455 | 5037.5269 | 4214.7499 | 2763.3528 | 3483.0294 | 46.9421 | 190 | -2130.4403 | -1170.6467 | 597.364
7929 | 74127.0178 | 1605.291 | -1605.291 | 72460.7268 | 3204.9971 | 4379.8494 | 1902.5176 | 3174.4288 | 105.3158 | 190 | 3161.272 | 4179.4394 | 5947.4501
7930 | 75759.1693 | 1623.3567 | 0 | 75698.1693 | 2415.14 | 7603.0033 | 2214.6423 | 3268.075 | 169.0673 | 380 | 4342.6114 | 5614.5302 | 7382.5409
7931 | 76052.687 | 1313.4047 | 0 | 75991.687 | 2412.187 | 5797.6201 | 1962.4752 | 3290.1032 | 129.6112 | 380 | 2016.5244 | 3248.9872 | 5016.9979
7932 | 76487.6078 | 1778.721 | -1778.721 | 74647.8869 | 2162.8917 | 6651.345 | 2554.5392 | 3462.8316 | 123.6573 | 380 | 5228.1372 | 6454.646 | 8222.6567
7933 | 75315.0269 | 2248.5577 | 0 | 75254.0269 | 3436.8198 | 8913.2714 | 1946.1423 | 3135.1659 | 101.6891 | 190 | 4673.9329 | 5688.4736 | 7456.4843
7934 | 76461.36 | 1406.2766 | 0 | 76400.36 | 4067.2535 | 9398.2563 | 2239.5208 | 3320.8205 | 71.4968 | 54 | 3861.1841 | 4709.5324 | 6477.5431
7935 | 75730.7793 | 2127.9355 | 0 | 75669.7793 | 3485.2213 | 12253.2685 | 2685.4276 | 3209.652 | 134.7849 | 54 | 8363.5476 | 9275.1841 | 11043.1948
7936 | 75650.3878 | 1726.7236 | 0 | 75589.3878 | 2515.986 | 8145.2901 | 2163.97 | 3378.2914 | 113.0795 | 190 | 4952.3776 | 5978.3086 | 7746.3193
7937 | 76784.4845 | 1358.3291 | 0 | 76723.4845 | 3925.2126 | 5608.8577 | 2605.6979 | 3327.8852 | 123.3317 | 244 | 263.9437 | 1354.1269 | 3122.1376
7938 | 74444.7927 | 1897.1036 | -1897.1036 | 72486.6891 | 3229.4515 | 6659.7872 | 2697.1123 | 3131.729 | 131.4024 | 380 | 6142.6879 | 7376.9418 | 9144.9525
7939 | 75311.7179 | 2218.2492 | 0 | 75250.7179 | 2017.3103 | 5368.9012 | 2578.6897 | 3190.8451 | 105.2928 | 190 | 3240.6078 | 4258.7521 | 6026.7628
7940 | 75220.5234 | 1867.8062 | 0 | 75159.5234 | 2585.4122 | 17086.8534 | 2449.2859 | 3131.0022 | 98.7623 | 190 | 14292.4059 | 15304.0197 | 17072.0304
7941 | 74727.5925 | 1482.7308 | 0 | 74666.5925 | 2985.9161 | 9396.3306 | 2264.6094 | 3166.7852 | 147.232 | 54 | 6545.4166 | 7469.5002 | 9237.5109
7942 | 75127.9731 | 1670.4672 | 0 | 75066.9731 | 3481.3802 | 13469.1552 | 2150.4303 | 3158.3746 | 131.4006 | 190 | 9599.8068 | 10644.059 | 12412.0697
7943 | 77097.0573 | 1476.4962 | 0 | 77036.0573 | 3015.4686 | 20097.0342 | 1965.4428 | 3505.5575 | 104.9694 | 244 | 14886.7086 | 15958.5296 | 17726.5403
7944 | 75282.3315 | 1417.8754 | 0 | 75221.3315 | 3301.1677 | 15608.0631 | 2080.7531 | 3201.3563 | 123.2109 | 380 | 11737.8734 | 12963.9358 | 14731.9465
7945 | 75095.0801 | 1810.6275 | 0 | 75034.0801 | 3415.7011 | 7296.3183 | 2263.3639 | 3147.8293 | 171.5462 | 244 | 3627.9302 | 4766.328 | 6534.3387
7946 | 74798.4364 | 2146.5807 | 0 | 74737.4364 | 3462.8793 | 13048.8135 | 2760.8062 | 3190.4266 | 97.2348 | 54 | 10169.9307 | 11044.017 | 12812.0277
7947 | 76824.9531 | 1215.2124 | 0 | 76763.9531 | 1743.2038 | 5451.1321 | 2314.6831 | 3457.4667 | 163.8462 | 244 | 2086.325 | 3217.0227 | 4985.0334
7948 | 76473.978 | 1979.1529 | -1979.1529 | 74433.8251 | 2543.1773 | 21195.5281 | 2133.5922 | 3385.6475 | 157.6791 | 54 | 19107.9654 | 20042.496 | 21810.5067
7949 | 77678.3989 | 1202.4811 | 0 | 77617.3989 | 3762.6052 | 7294.9879 | 2361.7832 | 3455.6323 | 144.722 | 190 | 1102.5993 | 2160.1729 | 3928.1836
7950 | 75773.4488 | 1589.5587 | -1589.5587 | 74122.8901 | 3467.4293 | 8921.9961 | 2510.3349 | 3360.8726 | 125.0934 | 244 | 6573.0841 | 7665.029 | 9433.0397
7951 | 76450.9881 | 2089.7271 | 0 | 76389.9881 | 1450.4315 | 28984.6326 | 2502.3026 | 3393.9741 | 194.8505 | 190 | 26410.6897 | 27518.3917 | 29286.4024
7952 | 75068.0783 | 1989.4491 | 0 | 75007.0783 | 3349.1088 | 15002.8944 | 2432.0514 | 3236.0369 | 111.5138 | 244 | 11684.9956 | 12763.361 | 14531.3717
7953 | 74660.6697 | 2066.8721 | 0 | 74599.6697 | 3271.8353 | 6150.1269 | 2146.4122 | 3145.7245 | 212.1325 | 190 | 2940.9586 | 4065.9426 | 5833.9533
7954 | 76223.6085 | 1881.474 | 0 | 76162.6085 | 3126.8899 | 17682.5657 | 2479.3607 | 3338.0533 | 157.7358 | 380 | 13580.6812 | 14841.2686 | 16609.2793
7955 | 77056.5009 | 1983.1261 | 0 | 76995.5009 | 3491.5633 | 8189.4763 | 2668.951 | 3355.6452 | 167.0466 | 380 | 3097.2083 | 4367.1064 | 6135.1171
7956 | 75905.4673 | 1862.3672 | 0 | 75844.4673 | 2300.2548 | 3408.2032 | 2076.5829 | 3294.9867 | 166.5451 | 54 | 5.2506 | 948.6473 | 2716.658
7957 | 74845.0663 | 1028.4376 | -1028.4376 | 73755.6287 | 1578.1209 | 12303.589 | 2672.3965 | 3167.7437 | 147.4501 | 190 | 12180.1796 | 13240.4812 | 15008.4919
7958 | 75176.6391 | 1411.5531 | 0 | 75115.6391 | 2863.2856 | 8705.6119 | 2382.6747 | 3268.419 | 87.9165 | 54 | 5747.981 | 6612.749 | 8380.7597
7959 | 74316.19 | 1260.7611 | 0 | 74255.19 | 1790.0005 | 3853.7765 | 2329.0918 | 3148.6366 | 160.9525 | 244 | 2656.5144 | 3784.3185 | 5552.3292
7960 | 76477.2234 | 1786.4811 | 0 | 76416.2234 | 2817.2068 | 6591.3623 | 2489.3072 | 3202.6193 | 122.7063 | 54 | 2420.0586 | 3319.6164 | 5087.6271
7961 | 76253.1982 | 1877.9139 | -1877.9139 | 74314.2844 | 2898.0399 | 5040.7628 | 1842.4456 | 3362.9061 | 137.2085 | 54 | 2403.9902 | 3318.0503 | 5086.061
7962 | 76156.7939 | 1135.1339 | -1135.1339 | 74960.6601 | 1973.9479 | 4884.3072 | 2404.9612 | 3303.0832 | 94.605 | 190 | 3027.9436 | 4035.4002 | 5803.4109
7963 | 76736.8328 | 1664.6437 | 0 | 76675.8328 | 2758.5936 | 13759.6162 | 2760.1273 | 3392.2969 | 82.9448 | 190 | 9847.8139 | 10843.6103 | 12611.621
7964 | 75438.5039 | 1638.102 | 0 | 75377.5039 | 3358.3483 | 9833.8105 | 2307.7892 | 3164.592 | 86.0656 | 244 | 5940.5394 | 6993.4566 | 8761.4673
7965 | 76895.8228 | 2033.0905 | 0 | 76834.8228 | 1713.6907 | 17590.626 | 1668.2812 | 3526.2723 | 72.4137 | 190 | 13606.8661 | 14592.1313 | 16360.142
7966 | 74856.8889 | 1436.7173 | 0 | 74795.8889 | 2166.8967 | 7813.4285 | 2309.7163 | 3180.7874 | 89.243 | 244 | 5711.3467 | 6767.4413 | 8535.452
7967 | 75043.4479 | 1557.8959 | 0 | 74982.4479 | 3650.2821 | 8608.3023 | 2483.7541 | 3148.9691 | 147.9113 | 54 | 4978.4955 | 5903.2583 | 7671.269
7968 | 74502.2918 | 1283.7464 | 0 | 74441.2918 | 3096.4573 | 9604.0702 | 2480.532 | 3196.2795 | 133.912 | 190 | 7113.3326 | 8160.0962 | 9928.1069
7969 | 77120.5988 | 2090.9942 | 0 | 77059.5988 | 3156.6703 | 8087.1586 | 2511.981 | 3428.101 | 65.9045 | 54 | 3181.1716 | 4023.9276 | 5791.9383
7970 | 75694.1825 | 1516.1237 | 0 | 75633.1825 | 3596.9622 | 8286.1008 | 2495.7895 | 3236.3764 | 182.6804 | 54 | 4158.322 | 5117.854 | 6885.8647
7971 | 76874.3842 | 1653.8097 | 0 | 76813.3842 | 2841.4294 | 6433.2071 | 2395.0966 | 3416.098 | 181.3751 | 54 | 1959.7881 | 2918.0148 | 4686.0255
7972 | 75430.7877 | 2077.4661 | -2077.4661 | 73292.3216 | 4602.5589 | 6539.8544 | 2376.7553 | 3355.1927 | 173.6392 | 54 | 3747.1219 | 4697.6126 | 6465.6233
7973 | 73624.5723 | 1686.0978 | 0 | 73563.5723 | 3001.4983 | 9924.5836 | 2292.6316 | 3133.0093 | 118.8918 | 190 | 8155.3539 | 9187.0972 | 10955.1079
7974 | 76549.9852 | 2042.384 | 0 | 76488.9852 | 4774.6661 | 9644.8161 | 2271.9387 | 3455.551 | 154.7989 | 244 | 3478.8544 | 4600.5049 | 6368.5156
7975 | 73687.2228 | 1411.9021 | 0 | 73626.2228 | 2466.5308 | 14305.0346 | 2040.8852 | 3124.6105 | 184.0709 | 54 | 12747.9768 | 13708.8992 | 15476.9099
7976 | 75401.4643 | 1631.7117 | 0 | 75340.4643 | 2402.5356 | 13351.3442 | 2267.0455 | 3141.0026 | 56.0622 | 190 | 10386.5923 | 11355.5061 | 13123.5168
7977 | 75270.1496 | 1169.6643 | 0 | 75209.1496 | 3962.4046 | 4500.9756 | 2536.9922 | 3237.0002 | 155.8689 | 54 | 473.6138 | 1406.3343 | 3174.345
7978 | 74827.4788 | 1420.7793 | -1420.7793 | 73345.6995 | 2533.12 | 12224.0843 | 2224.8896 | 3139.2298 | 105.2253 | 244 | 11079.5841 | 12151.661 | 13919.6717
7979 | 75984.6709 | 1559.7365 | 0 | 75923.6709 | 3625.2827 | 5567.7149 | 2117.1619 | 3217.6638 | 102.7086 | 190 | 723.787 | 1739.3471 | 3507.3578
7980 | 76354.0634 | 1543.9227 | -1543.9227 | 74749.1407 | 2640.8277 | 7391.8611 | 1893.385 | 3264.2757 | 117.8206 | 434 | 4529.7535 | 5804.4257 | 7572.4364
7981 | 75018.843 | 1217.0415 | 0 | 74957.843 | 3379.8561 | 10345.5733 | 1449.3096 | 3172.8968 | 119.7594 | 54 | 6000.2806 | 6896.8915 | 8664.9022
7982 | 74648.9509 | 2117.1715 | 0 | 74587.9509 | 3856.2915 | 12430.1881 | 2388.3805 | 3130.5825 | 196.6154 | 54 | 8875.1087 | 9848.5757 | 11616.5864
7983 | 74826.6899 | 1689.6985 | 0 | 74765.6899 | 3422.946 | 20150.9361 | 2640.4234 | 3135.1541 | 150.9702 | 190 | 17108.0778 | 18171.8995 | 19939.9102
7984 | 77190.6366 | 2037.6377 | 0 | 77129.6366 | 2532.809 | 4639.9267 | 2493.8482 | 3393.0938 | 155.3106 | 434 | 234.6231 | 1546.7852 | 3314.7959
7985 | 73889.9515 | 2075.1332 | -2075.1332 | 71753.8183 | 2376.5587 | 3942.7981 | 2429.4258 | 3138.6467 | 32.6562 | 244 | 4750.6936 | 5750.2014 | 7518.2121
7986 | 76060.4716 | 1426.2721 | 0 | 75999.4716 | 3393.3989 | 10702.2737 | 2302.5384 | 3303.9472 | 188.2261 | 54 | 6286.0889 | 7251.1665 | 9019.1772
7987 | 77026.1474 | 1349.4266 | 0 | 76965.1474 | 2858.4516 | 7316.1723 | 2179.632 | 3488.1251 | 135.1547 | 244 | 2530.5303 | 3632.5366 | 5400.5473
7988 | 75860.4628 | 1311.394 | 0 | 75799.4628 | 2322.0666 | 10489.1906 | 2748.9516 | 3214.131 | 132.2067 | 434 | 7700.9437 | 8990.002 | 10758.0127
7989 | 75845.0002 | 1825.995 | 0 | 75784.0002 | 1621.7205 | 11788.7092 | 2543.4569 | 3257.9014 | 140.9715 | 190 | 9554.5468 | 10608.3699 | 12376.3806
7990 | 76133.1199 | 1638.148 | 0 | 76072.1199 | 2404.456 | 7194.4079 | 2307.8802 | 3308.7868 | 104.7629 | 54 | 3704.6991 | 4586.3135 | 6354.3242
7991 | 74915.8619 | 1413.9566 | 0 | 74854.8619 | 3373.6504 | 10939.3074 | 2418.7033 | 3206.762 | 136.9319 | 54 | 7706.4604 | 8620.2438 | 10388.2545
7992 | 76758.9981 | 2191.7443 | 0 | 76697.9981 | 5536.0934 | 9258.151 | 2644.6003 | 3321.4522 | 131.335 | 244 | 2360.312 | 3458.4985 | 5226.5092
7993 | 77154.2676 | 1863.4653 | -1863.4653 | 75229.8022 | 2424.997 | 7060.6449 | 2313.0583 | 3493.1748 | 123.1383 | 190 | 4582.2787 | 5618.2685 | 7386.2792
7994 | 76689.9683 | 2148.2805 | 0 | 76628.9683 | 4827.9854 | 11329.77 | 1874.6079 | 3412.7358 | 155.9719 | 434 | 4530.36 | 5843.1834 | 7611.1941
7995 | 74386.961 | 1564.8029 | 0 | 74325.961 | 2960.1918 | 10870.696 | 2540.5272 | 3220.11 | 144.8638 | 54 | 8715.3804 | 9637.0958 | 11405.1065
7996 | 75920.7055 | 1551.2869 | 0 | 75859.7055 | 3514.9971 | 12360.932 | 2370.0061 | 3205.0367 | 145.1841 | 190 | 7931.4722 | 8989.5079 | 10757.5186
7997 | 76130.2625 | 1671.3021 | 0 | 76069.2625 | 3461.1807 | 5494.2294 | 2355.0303 | 3392.7898 | 109.2817 | 434 | 1081.8062 | 2347.9394 | 4115.9501
7998 | 76852.685 | 1601.5112 | -1601.5112 | 75190.1739 | 5326.0955 | 10814.109 | 1876.6313 | 3430.1789 | 106.3247 | 380 | 4974.8499 | 6184.0262 | 7952.0369
7999 | 74562.789 | 2062.5806 | 0 | 74501.789 | 2840.0669 | 15455.4388 | 2268.7255 | 3158.3526 | 166.4844 | 244 | 12910.861 | 14044.197 | 15812.2077
8000 | 75796.2062 | 1840.0313 | 0 | 75735.2062 | 3087.2721 | 10232.723 | 2070.895 | 3262.9429 | 224.4273 | 190 | 6114.2826 | 7251.5615 | 9019.5722
8001 | 75572.6588 | 1869.7867 | 0 | 75511.6588 | 3445.8734 | 11085.8623 | 2073.5318 | 3341.8943 | 116.9978 | 54 | 6913.9561 | 7807.8055 | 9575.8162
8002 | 75875.9903 | 1597.2334 | 0 | 75814.9903 | 2363.1681 | 4144.7747 | 2295.8069 | 3195.158 | 186.6887 | 190 | 827.7812 | 1927.3215 | 3695.3322
8003 | 77168.3655 | 1558.5405 | -1558.5405 | 75548.825 | 2832.4727 | 4248.1687 | 2208.3635 | 3504.4198 | 111.1777 | 54 | 949.8542 | 1837.8835 | 3605.8942
8004 | 76297.5174 | 1546.6779 | -1546.6779 | 74689.8395 | 3217.2516 | 3751.5311 | 2711.701 | 3297.0739 | 173.0765 | 434 | 1223.4149 | 2553.343 | 4321.3537
8005 | 76109.9714 | 1243.4708 | -1243.4708 | 74805.5006 | 2996.6466 | 8048.3647 | 1920.6258 | 3286.6845 | 16.3292 | 190 | 4823.7278 | 5752.9085 | 7520.9192
8006 | 75798.3048 | 1045.569 | 0 | 75737.3048 | 4608.5526 | 5452.5106 | 2414.308 | 3390.3572 | 135.8565 | 434 | 281.5184 | 1574.2265 | 3342.2372
8007 | 75489.2465 | 2283.7312 | -2283.7312 | 73144.5153 | 1569.3701 | 5234.4903 | 2559.109 | 3191.868 | 172.9486 | 54 | 5641.7819 | 6591.5821 | 8359.5928
8008 | 76160.6517 | 1577.6096 | 0 | 76099.6517 | 2268.9545 | 14443.0888 | 2414.4383 | 3324.8616 | 198.4591 | 244 | 11183.9825 | 12349.2931 | 14117.3038
8009 | 75245.7344 | 1995.1105 | 0 | 75184.7344 | 2509.2784 | 23163.3954 | 2227.6713 | 3275.2569 | 97.5778 | 244 | 20342.5108 | 21406.9401 | 23174.9508
8010 | 76062.2807 | 1041.4447 | 0 | 76001.2807 | 3515.507 | 3313.7503 | 2622.5946 | 3283.0501 | 146.4746 | 190 | -927.1926 | 132.1335 | 1900.1442
8011 | 76751.708 | 2097.0934 | -2097.0934 | 74593.6146 | 2789.4556 | 4845.6065 | 2441.0977 | 3484.0821 | 65.8586 | 54 | 2757.9162 | 3600.6263 | 5368.637
8012 | 75437.4484 | 1657.4708 | 0 | 75376.4484 | 3826.4927 | 8132.4096 | 2058.3431 | 3302.6652 | 166.3693 | 190 | 3660.6768 | 4739.8977 | 6507.9084
8013 | 74092.9868 | 1341.5909 | 0 | 74031.9868 | 2011.1653 | 2101.6971 | 2502.5103 | 3133.8561 | 131.4503 | 190 | 1065.1114 | 2109.4132 | 3877.4239
8014 | 75575.8683 | 1305.271 | -1305.271 | 74209.5974 | 2022.0872 | 4683.5531 | 2354.4039 | 3297.7218 | 197.233 | 190 | 3474.1942 | 4584.2787 | 6352.2894
8015 | 76714.8809 | 1594.5668 | 0 | 76653.8809 | 2228.7405 | 6236.5388 | 2705.3864 | 3369.1806 | 164.5063 | 190 | 2798.6845 | 3876.0424 | 5644.0531
8016 | 75276.4797 | 1630.775 | 0 | 75215.4797 | 1906.855 | 10487.3924 | 1471.359 | 3135.4464 | 120.5197 | 190 | 7342.0631 | 8375.4344 | 10143.4451
8017 | 76586.7736 | 2001.1954 | 0 | 76525.7736 | 2047.2098 | 9832.6409 | 2017.0713 | 3510.8043 | 119.4415 | 190 | 6157.7331 | 7190.0262 | 8958.0369
8018 | 75897.8069 | 1384.9983 | 0 | 75836.8069 | 1912.1535 | 7690.0966 | 2586.5461 | 3143.3289 | 102.0317 | 54 | 5041.2113 | 5920.0945 | 7688.1052
8019 | 76017.9637 | 1340.2711 | 0 | 75956.9637 | 2422.2064 | 4545.6706 | 2439.9929 | 3476.0284 | 133.7869 | 54 | 1452.7218 | 2363.3603 | 4131.371
8020 | 75532.5532 | 1404.0728 | -1404.0728 | 74067.4804 | 1898.2431 | 7752.6747 | 2515.7564 | 3165.2129 | 204.8625 | 244 | 6838.1205 | 8009.8346 | 9777.8453
8021 | 75383.5553 | 1671.1925 | 0 | 75322.5553 | 1834.4014 | 2039.0276 | 1876.0832 | 3187.0897 | 97.4683 | 380 | -684.5562 | 515.7637 | 2283.7744
8022 | 76387.8163 | 1528.0872 | -1528.0872 | 74798.7291 | 1696.1479 | 14843.7956 | 2492.5014 | 3450.5574 | 135.8214 | 434 | 13662.1775 | 14954.8504 | 16722.8611
8023 | 75382.1983 | 1697.8139 | 0 | 75321.1983 | 3596.1588 | 12909.6175 | 1563.0156 | 3216.5017 | 115.0111 | 244 | 8141.9778 | 9223.8404 | 10991.8511
8024 | 75354.2231 | 1598.6408 | 0 | 75293.2231 | 2972.8332 | 9343.5032 | 2527.5734 | 3167.8541 | 135.1523 | 54 | 6143.0744 | 7055.0783 | 8823.089
8025 | 75271.3883 | 1316.7776 | 0 | 75210.3883 | 2941.0097 | 5305.319 | 2451.3821 | 3255.0839 | 156.1332 | 244 | 2230.5871 | 3353.5718 | 5121.5825
8026 | 75212.1242 | 1700.6347 | -1700.6347 | 73450.4895 | 2589.9688 | 8688.1929 | 2559.5146 | 3163.0337 | 189.2926 | 380 | 7740.4829 | 9032.6271 | 10800.6378
8027 | 75564.4025 | 1578.1501 | 0 | 75503.4025 | 2408.7351 | 6832.7761 | 2417.0956 | 3203.3829 | 126.0634 | 244 | 3911.317 | 5004.232 | 6772.2427
8028 | 75652.6617 | 1451.1699 | 0 | 75591.6617 | 3616.3281 | 4516.6333 | 2124.5305 | 3148.738 | 244.5759 | 434 | -47.888 | 1353.5395 | 3121.5502
8029 | 73745.9822 | 1814.7134 | -1814.7134 | 71870.2689 | 2760.2025 | 13526.6802 | 2408.3391 | 3126.9321 | 133.6064 | 434 | 13801.6801 | 15092.138 | 16860.1487
8030 | 73886.1852 | 2156.1834 | 0 | 73825.1852 | 1868.2703 | 1227.4599 | 2422.7683 | 3123.6448 | 160.8865 | 190 | 450.6174 | 1524.3554 | 3292.3661
8031 | 75047.552 | 2245.1661 | -2245.1661 | 72741.3859 | 3829.2732 | 14385.0521 | 2679.826 | 3205.4151 | 88.8857 | 190 | 13069.8342 | 14071.5715 | 15839.5822
8032 | 73551.4615 | 2211.0098 | 0 | 73490.4615 | 3503.237 | 4029.0234 | 2372.2975 | 3128.0058 | 123.8135 | 54 | 1905.8282 | 2806.4933 | 4574.504
8033 | 77221.2587 | 1639.7185 | -1639.7185 | 75520.5402 | 2940.3365 | 8715.0838 | 2195.9955 | 3436.2786 | 114.9358 | 244 | 5256.6812 | 6338.4686 | 8106.4793
8034 | 75750.0929 | 1945.9652 | 0 | 75689.0929 | 3063.3565 | 6680.6094 | 2328.7368 | 3286.8657 | 125.804 | 54 | 2913.9624 | 3816.6179 | 5584.6286
8035 | 74259.3786 | 1534.6149 | 0 | 74198.3786 | 2216.5845 | 8299.7057 | 2635.0057 | 3149.738 | 221.4885 | 434 | 7039.6863 | 8418.0264 | 10186.0371
8036 | 74327.4723 | 1909.5696 | 0 | 74266.4723 | 4969.0769 | 18396.3859 | 2515.1978 | 3217.1967 | 136.6053 | 244 | 14263.4312 | 15366.8881 | 17134.8988
8037 | 75106.3501 | 1466.6477 | 0 | 75045.3501 | 2337.0035 | 18629.2089 | 2384.2908 | 3215.9485 | 116.9541 | 54 | 16217.2946 | 17111.1002 | 18879.1109
8038 | 76436.3226 | 1554.7135 | 0 | 76375.3226 | 4308.4745 | 6214.0123 | 2319.4229 | 3493.667 | 83.2638 | 244 | 713.505 | 1763.6204 | 3531.6311
8039 | 76439.1015 | 2034.8018 | -2034.8018 | 74343.2997 | 2462.5269 | 10346.7193 | 1938.8027 | 3334.7705 | 153.3689 | 54 | 8184.6659 | 9114.8863 | 10882.897
8040 | 77156.2723 | 1530.1018 | 0 | 77095.2723 | 3190.0662 | 7817.1389 | 2343.7992 | 3428.2709 | 151.5319 | 244 | 2674.0705 | 3792.454 | 5560.4647
8041 | 76229.2624 | 1330.1967 | 0 | 76168.2624 | 2594.5656 | 4490.1856 | 2501.0691 | 3310.4822 | 171.4358 | 190 | 909.1089 | 1993.3962 | 3761.4069
8042 | 76067.2681 | 1414.2665 | -1414.2665 | 74592.0016 | 2658.1799 | 7902.8843 | 2636.7171 | 3246.7059 | 127.3597 | 434 | 5906.3259 | 7190.5371 | 8958.5478
8043 | 76945.7773 | 2045.6483 | 0 | 76884.7773 | 1751.3614 | 10022.2026 | 2483.2011 | 3416.6964 | 203.4439 | 434 | 6656.1613 | 8016.4568 | 9784.4675
8044 | 75667.4035 | 1708.5275 | 0 | 75606.4035 | 3175.5406 | 7058.9651 | 2175.9521 | 3277.1044 | 154.1099 | 434 | 3100.2775 | 4411.2389 | 6179.2496
8045 | 74572.1863 | 2393.7654 | 0 | 74511.1863 | 2754.3317 | 10750.2268 | 2190.3771 | 3135.052 | 195.6085 | 244 | 8180.3379 | 9342.7979 | 11110.8086
8046 | 76041.5775 | 1599.2705 | 0 | 75980.5775 | 3019.5278 | 13824.4541 | 2543.7269 | 3173.1813 | 99.5306 | 54 | 9911.4571 | 10787.8393 | 12555.85
8047 | 75410.1483 | 1984.2242 | 0 | 75349.1483 | 4054.2103 | 5342.6461 | 2631.0739 | 3229.7816 | 209.1005 | 54 | 1170.3429 | 2156.295 | 3924.3057
8048 | 76400.4913 | 2016.8433 | -2016.8433 | 74322.648 | 3647.6007 | 9921.3555 | 2553.8446 | 3192.2602 | 143.8928 | 244 | 7067.4116 | 8178.156 | 9946.1667
8049 | 74797.4483 | 1846.5946 | 0 | 74736.4483 | 2657.3122 | 6867.6435 | 2349.9224 | 3168.1146 | 117.6579 | 54 | 4362.1201 | 5256.6296 | 7024.6403
8050 | 76933.616 | 1614.4149 | 0 | 76872.616 | 2849.9312 | 12615.5915 | 1876.7684 | 3336.2144 | 203.9513 | 244 | 7476.2272 | 8647.0301 | 10415.0408
8051 | 77685.4502 | 1327.9471 | 0 | 77624.4502 | 2129.1928 | 9685.751 | 2061.8493 | 3518.1331 | 103.3072 | 190 | 4882.2903 | 5898.4491 | 7666.4598
8052 | 75728.6561 | 1465.459 | 0 | 75667.6561 | 2283.6677 | 3204.4349 | 2253.3096 | 3383.9571 | 79.1174 | 244 | 260.5777 | 1306.5466 | 3074.5573
8053 | 74751.3181 | 1736.0644 | -1736.0644 | 72954.2537 | 2168.6719 | 5293.8881 | 2625.9577 | 3174.3357 | 53.9835 | 54 | 5341.4559 | 6172.291 | 7940.3017
8054 | 75336.6176 | 1416.0075 | 0 | 75275.6176 | 1827.0002 | 23846.8274 | 2391.3236 | 3228.2495 | 137.1184 | 190 | 21733.9828 | 22783.9527 | 24551.9634
8055 | 76947.2369 | 1678.4729 | 0 | 76886.2369 | 2410.611 | 9915.5091 | 2246.3604 | 3524.9209 | 127.797 | 54 | 5760.1425 | 6664.791 | 8432.8017
8056 | 74298.3864 | 1284.375 | 0 | 74237.3864 | 2866.485 | 11536.6733 | 2398.8232 | 3135.8206 | 140.3621 | 54 | 9337.6456 | 10254.8593 | 12022.87
8057 | 75565.4994 | 1566.6935 | 0 | 75504.4994 | 1512.7399 | 11980.6265 | 2145.6974 | 3359.4225 | 130.4266 | 380 | 9838.7072 | 11071.9853 | 12839.996
8058 | 76014.1908 | 1100.6761 | 0 | 75953.1908 | 5275.6155 | 11197.8749 | 2346.2119 | 3335.8162 | 171.7743 | 244 | 5021.2967 | 6159.9226 | 7927.9333
8059 | 77433.2393 | 1877.9148 | 0 | 77372.2393 | 3902.8555 | 6198.3206 | 2390.2813 | 3532.0126 | 101.3949 | 54 | 215.7197 | 1093.9662 | 2861.9769
8060 | 76116.6699 | 1821.7059 | -1821.7059 | 74233.9641 | 3049.9695 | 4343.0981 | 2443.5555 | 3343.1082 | 156.3038 | 54 | 2216.0282 | 3149.1836 | 4917.1943
8061 | 76782.2129 | 1732.964 | -1732.964 | 74988.2489 | 1736.9526 | 8626.1714 | 2417.6423 | 3531.2495 | 149.9497 | 54 | 7220.0617 | 8146.8629 | 9914.8736
8062 | 76010.2152 | 2243.3904 | 0 | 75949.2152 | 2171.3302 | 11690.8742 | 2238.6067 | 3161.7698 | 176.7283 | 244 | 8340.9054 | 9484.4852 | 11252.4959
8063 | 75820.0541 | 1391.7382 | 0 | 75759.0541 | 2087.289 | 3599.9048 | 2674.8553 | 3306.1834 | 193.6079 | 244 | 1104.8005 | 2265.26 | 4033.2707
8064 | 75763.6841 | 1614.8128 | -1614.8128 | 74087.8713 | 4253.6711 | 8737.2751 | 2572.6672 | 3239.8351 | 101.5811 | 54 | 5578.4351 | 6456.8677 | 8224.8784
8065 | 74892.2767 | 1413.1484 | 0 | 74831.2767 | 3613.0572 | 11898.123 | 2676.2133 | 3165.7186 | 164.0299 | 54 | 8665.921 | 9606.8025 | 11374.8132
8066 | 76422.6853 | 1929.3579 | 0 | 76361.6853 | 4017.0833 | 21572.4484 | 2393.4274 | 3333.5368 | 120.068 | 54 | 16290.844 | 17187.7635 | 18955.7742
8067 | 76224.5553 | 2055.9442 | 0 | 76163.5553 | 2001.5149 | 15729.8262 | 2414.4627 | 3336.4341 | 194.7492 | 434 | 12685.8528 | 14037.4535 | 15805.4642
8068 | 74125.1831 | 1413.0439 | 0 | 74064.1831 | 2861.4459 | 7030.3634 | 1579.1646 | 3125.6096 | 102.3846 | 190 | 4179.7086 | 5194.9447 | 6962.9554
8069 | 76116.2088 | 1591.6251 | 0 | 76055.2088 | 3047.3774 | 11843.5083 | 2245.6769 | 3401.3249 | 107.5704 | 244 | 7758.1239 | 8832.5458 | 10600.5565
8070 | 75251.5057 | 1324.1081 | 0 | 75190.5057 | 1919.5117 | 14208.3633 | 2303.3692 | 3155.9757 | 163.2442 | 244 | 11927.8907 | 13057.9864 | 14825.9971
8071 | 75014.5307 | 1358.0532 | 0 | 74953.5307 | 5582.8893 | 13059.32 | 2236.4935 | 3177.0182 | 72.7476 | 190 | 7306.6117 | 8292.2108 | 10060.2215
8072 | 76720.6671 | 1556.5891 | 0 | 76659.6671 | 2914.7539 | 3800.5691 | 1997.6375 | 3490.427 | 121.2955 | 54 | -915.5875 | -17.4405 | 1750.5702
8073 | 75892.9466 | 1540.3758 | -1540.3758 | 74291.5708 | 1064.9097 | 11844.5634 | 2337.2229 | 3428.0512 | 139.2146 | 190 | 11623.5569 | 12675.6231 | 14443.6338
8074 | 76091.0772 | 1653.6053 | 0 | 76030.0772 | 4339.6964 | 6874.3186 | 2360.2955 | 3267.9449 | 106.5701 | 244 | 1502.9852 | 2576.4069 | 4344.4176
8075 | 74838.2536 | 1468.3174 | -1468.3174 | 73308.9361 | 1528.9262 | 1893.466 | 1951.858 | 3230.0193 | 56.121 | 380 | 1607.681 | 2766.6536 | 4534.6643
8076 | 74557.9519 | 1807.232 | -1807.232 | 72689.7199 | 2584.0223 | 7485.4706 | 2427.6827 | 3140.007 | 171.8094 | 434 | 7149.618 | 8478.279 | 10246.2897
8077 | 76975.6195 | 2043.8807 | 0 | 76914.6195 | 3706.3288 | 15629.416 | 2383.8132 | 3491.1712 | 112.5802 | 434 | 10253.6521 | 11523.0839 | 13291.0946
8078 | 75582.6874 | 1610.539 | 0 | 75521.6874 | 3429.3627 | 9398.2808 | 1528.1685 | 3202.4634 | 173.5869 | 54 | 4548.0625 | 5498.501 | 7266.5117
8079 | 75048.9863 | 1124.1586 | 0 | 74987.9863 | 3600.2934 | 3901.9806 | 2685.698 | 3289.1718 | 105.2247 | 380 | 658.7707 | 1866.847 | 3634.8577
8080 | 75185.1954 | 1815.0161 | -1815.0161 | 73309.1793 | 3018.8196 | 9864.1791 | 2502.4786 | 3203.9205 | 161.1161 | 54 | 8612.7793 | 9550.747 | 11318.7577
8081 | 74733.2305 | 2116.3379 | 0 | 74672.2305 | 2631.7623 | 12306.6013 | 2199.3305 | 3155.4362 | 92.7184 | 190 | 9727.5752 | 10733.1451 | 12501.1558
8082 | 77157.2421 | 1961.3019 | 0 | 77096.2421 | 2015.1634 | 5067.5764 | 2131.5887 | 3453.8568 | 138.8125 | 380 | 911.8165 | 2153.4806 | 3921.4913
8083 | 75479.1074 | 1338.5972 | -1338.5972 | 74079.5102 | 4208.4354 | 6309.1544 | 2303.2877 | 3249.1349 | 161.7609 | 380 | 2943.8314 | 4208.4439 | 5976.4546
8084 | 74767.6428 | 1827.6965 | 0 | 74706.6428 | 4183.165 | 11564.5743 | 2214.4005 | 3155.1661 | 56.739 | 54 | 7414.5331 | 8248.1237 | 10016.1344
8085 | 74901.1826 | 1644.5445 | 0 | 74840.1826 | 1594.3921 | 7547.1769 | 2323.5296 | 3135.6639 | 147.7156 | 434 | 5941.9957 | 7246.5629 | 9014.5736
8086 | 76036.2496 | 1312.544 | 0 | 75975.2496 | 2080.3177 | 3456.1569 | 2157.3019 | 3246.4969 | 102.9194 | 190 | 174.5884 | 1190.3594 | 2958.3701
8087 | 75847.5584 | 1376.8235 | -1376.8235 | 74409.7349 | 4454.6625 | 8142.8653 | 2193.1877 | 3185.1731 | 170.7783 | 244 | 4027.0286 | 5164.6585 | 6932.6692
8088 | 76932.0154 | 1808.6221 | 0 | 76871.0154 | 3242.8614 | 1505.2944 | 2008.0072 | 3462.2115 | 236.4483 | 54 | -3768.1637 | -2754.8638 | -986.8531
8089 | 75076.4288 | 1510.9747 | -1510.9747 | 73504.4541 | 3213.2123 | 11539.8041 | 2492.0785 | 3144.4133 | 149.6348 | 54 | 9828.8294 | 10755.3157 | 12523.3264
8090 | 76202.3449 | 1445.6908 | 0 | 76141.3449 | 2926.8746 | 4663.1025 | 2571.8558 | 3262.6605 | 115.0281 | 380 | 799.5993 | 2017.479 | 3785.4897
8091 | 75682.7858 | 1419.4139 | -1419.4139 | 74202.3719 | 4215.2204 | 8440.0294 | 2638.9255 | 3201.9783 | 71.9321 | 54 | 5233.541 | 6082.3246 | 7850.3353
8092 | 75102.0918 | 1566.2701 | 0 | 75041.0918 | 2205.567 | 11602.5186 | 2425.7645 | 3265.691 | 161.6523 | 190 | 9417.5153 | 10492.0192 | 12260.0299
8093 | 76423.8176 | 1717.8659 | 0 | 76362.8176 | 6249.5738 | 10868.8576 | 2395.6028 | 3504.1501 | 87.378 | 190 | 3526.4192 | 4526.6488 | 6294.6595
8094 | 77167.537 | 1419.1623 | 0 | 77106.537 | 3657.4918 | 6613.778 | 2096.7501 | 3440.4411 | 190.4826 | 434 | 757.1404 | 2104.4745 | 3872.4852
8095 | 74522.0541 | 1916.8188 | -1916.8188 | 72544.2353 | 3201.6839 | 12725.9165 | 2617.8165 | 3151.5855 | 157.2271 | 244 | 12119.5994 | 13243.6781 | 15011.6888
8096 | 77431.8398 | 1600.917 | 0 | 77370.8398 | 1380.484 | 15273.0447 | 2171.1596 | 3557.6637 | 198.9306 | 380 | 11620.7442 | 12922.5263 | 14690.537
8097 | 77215.5347 | 1631.8496 | 0 | 77154.5347 | 2301.4376 | 9334.4017 | 2288.0371 | 3383.7551 | 170.3256 | 434 | 4920.4216 | 6247.5987 | 8015.6094
8098 | 76330.671 | 1617.6178 | 0 | 76269.671 | 2114.5692 | 9941.1398 | 2198.0575 | 3261.4156 | 86.7864 | 54 | 6386.5726 | 7250.2105 | 9018.2212
8099 | 75375.5476 | 1513.5339 | 0 | 75314.5476 | 2665.8914 | 9762.128 | 2242.6723 | 3243.8862 | 204.2264 | 244 | 6638.4474 | 7809.5254 | 9577.5361
8100 | 75333.877 | 1780.0754 | 0 | 75272.877 | 2101.775 | 10050.8532 | 2316.5488 | 3290.2101 | 73.4171 | 190 | 7653.1601 | 8639.4288 | 10407.4395
8101 | 72663.4253 | 1662.7222 | 0 | 72602.4253 | 1480.5079 | 9583.4428 | 2567.1202 | 3123.0055 | 160.7716 | 244 | 10560.8353 | 11688.4585 | 13456.4692
8102 | 76813.5491 | 2022.609 | 0 | 76752.5491 | 2816.8924 | 6318.8049 | 2263.9636 | 3471.7084 | 173.2247 | 190 | 1855.2354 | 2941.3117 | 4709.3224
8103 | 74900.1997 | 1363.7451 | -1363.7451 | 73475.4546 | 1815.7233 | 17730.3174 | 2290.2193 | 3165.0115 | 98.0284 | 54 | 17264.5703 | 18139.4502 | 19907.4609
8104 | 75688.1028 | 1447.9833 | 0 | 75627.1028 | 1562.7185 | 5070.6629 | 2235.5239 | 3309.1498 | 152.3218 | 380 | 2795.7152 | 4050.8886 | 5818.8993
8105 | 74792.3082 | 1813.8073 | 0 | 74731.3082 | 3053.7531 | 4363.3708 | 2660.9698 | 3326.8703 | 181.483 | 434 | 1936.3496 | 3274.6842 | 5042.6949
8106 | 76336.9822 | 1556.9714 | -1556.9714 | 74719.0108 | 3841.0963 | 13882.5366 | 2581.8014 | 3349.0726 | 93.9704 | 380 | 10623.5035 | 11820.3254 | 13588.3361
8107 | 75649.6705 | 1800.2211 | 0 | 75588.6705 | 3506.5592 | 8961.3975 | 2461.1586 | 3267.4927 | 65.7499 | 54 | 4965.0191 | 5807.6205 | 7575.6312
8108 | 75276.6982 | 1558.5927 | 0 | 75215.6982 | 3340.3826 | 6122.9029 | 2246.3876 | 3268.3447 | 132.5459 | 244 | 2451.7543 | 3551.1517 | 5319.1624
8109 | 75503.5178 | 1236.6324 | -1236.6324 | 74205.8854 | 1766.1734 | 4051.4719 | 2415.7728 | 3201.9037 | 144.2439 | 190 | 3067.2897 | 4124.3852 | 5892.3959
8110 | 76617.7871 | 2107.3956 | 0 | 76556.7871 | 3213.327 | 4842.0456 | 2640.5076 | 3481.3814 | 179.5371 | 244 | 564.0204 | 1710.4091 | 3478.4198
8111 | 77676.1852 | 1875.3469 | -1875.3469 | 75739.8383 | 1956.0228 | 5711.989 | 2260.8165 | 3517.1778 | 120.7065 | 54 | 3164.3221 | 4061.8801 | 5829.8908
8112 | 76474.7588 | 2173.4974 | 0 | 76413.7588 | 3186.6446 | 9418.3622 | 2122.6137 | 3458.1167 | 87.0309 | 54 | 4768.8892 | 5632.7717 | 7400.7824
8113 | 75967.4011 | 2150.263 | 0 | 75906.4011 | 3174.9427 | 11446.8101 | 2343.2459 | 3239.8633 | 139.2522 | 54 | 7318.7754 | 8234.8792 | 10002.8899
8114 | 76451.7724 | 1770.1052 | 0 | 76390.7724 | 2740.3697 | 3639.2688 | 2391.97 | 3366.2281 | 89.8801 | 54 | -363.475 | 503.2566 | 2271.2673
8115 | 75723.5446 | 1941.3196 | -1941.3196 | 73721.2249 | 1859.0233 | 4567.0353 | 2322.1212 | 3277.939 | 173.0679 | 54 | 3957.0474 | 4906.9668 | 6674.9775
8116 | 76010.4143 | 1713.9743 | 0 | 75949.4143 | 3381.6079 | 13376.2388 | 2520.9714 | 3254.1721 | 146.7862 | 380 | 9190.5601 | 10440.1979 | 12208.2086
8117 | 75291.6411 | 1842.8737 | 0 | 75230.6411 | 2224.062 | 8303.1864 | 2477.0883 | 3227.0854 | 174.267 | 434 | 5922.857 | 7253.9756 | 9021.9863
8118 | 77381.4328 | 1949.1725 | 0 | 77320.4328 | 2570.2671 | 12304.4769 | 1861.5063 | 3478.9683 | 91.2323 | 190 | 7124.4516 | 8128.5355 | 9896.5462
8119 | 74936.9804 | 1380.2183 | 0 | 74875.9804 | 1977.9646 | 4323.0417 | 2514.7191 | 3146.8799 | 138.1257 | 244 | 2500.8957 | 3605.873 | 5373.8837
8120 | 76537.0261 | 1694.3541 | 0 | 76476.0261 | 2819.3854 | 8138.607 | 2349.6641 | 3479.9173 | 160.6426 | 54 | 4042.9769 | 4980.4711 | 6748.4818
8121 | 77043.887 | 2003.8732 | 0 | 76982.887 | 4010.7642 | 4922.9215 | 2633.4801 | 3436.8517 | 112.1422 | 380 | -630.1979 | 584.7959 | 2352.8066
8122 | 76338.2302 | 1689.9226 | -1689.9226 | 74587.3076 | 2420.9665 | 5652.1836 | 2650.0616 | 3365.2967 | 138.2441 | 54 | 4029.4678 | 4944.5634 | 6712.5741
8123 | 76038.2446 | 2114.7253 | 0 | 75977.2446 | 2187.2364 | 4567.9384 | 2314.1017 | 3366.6565 | 126.4987 | 54 | 1454.4157 | 2357.7659 | 4125.7766
8124 | 75809.1844 | 2171.1048 | -2171.1048 | 73577.0796 | 3110.1365 | 12349.4067 | 2204.2915 | 3332.5881 | 170.3748 | 54 | 10569.2702 | 11516.4965 | 13284.5072
8125 | 75553.772 | 1350.2866 | 0 | 75492.772 | 2981.3809 | 10670.5849 | 2632.852 | 3284.7318 | 116.8574 | 244 | 7484.2157 | 8567.9247 | 10335.9354
8126 | 76708.925 | 1390.7365 | 0 | 76647.925 | 1807.3387 | 5966.309 | 1637.2103 | 3522.213 | 162.0161 | 54 | 2040.6686 | 2979.5363 | 4747.547
8127 | 75952.3422 | 1953.8146 | -1953.8146 | 73937.5276 | 4293.8574 | 11864.071 | 2325.3956 | 3378.4777 | 178.637 | 54 | 8706.7594 | 9662.2479 | 11430.2586
8128 | 76083.0484 | 1873.3956 | 0 | 76022.0484 | 3216.3486 | 9138.5952 | 2230.5185 | 3435.2227 | 78.2152 | 190 | 4936.1393 | 5927.2061 | 7695.2168
8129 | 76490.5402 | 1541.8092 | 0 | 76429.5402 | 3375.286 | 3713.9958 | 2559.7446 | 3306.8889 | 195.2765 | 54 | -853.9969 | 118.1311 | 1886.1418
8130 | 75678.3492 | 1697.6944 | -1697.6944 | 73919.6548 | 2942.518 | 20848.116 | 2419.6308 | 3291.3317 | 118.9578 | 380 | 19067.1058 | 20288.9151 | 22056.9258
8131 | 75941.7592 | 1419.4917 | 0 | 75880.7592 | 3045.7338 | 7452.0731 | 2552.4379 | 3293.88 | 116.7908 | 244 | 3742.0981 | 4825.7404 | 6593.7511
8132 | 74874.3867 | 1282.8295 | 0 | 74813.3867 | 3779.7962 | 9570.7596 | 2299.771 | 3142.4758 | 87.4124 | 190 | 5790.0235 | 6790.2875 | 8558.2982
8133 | 74028.5471 | 1151.4861 | 0 | 73967.5471 | 2356.1545 | 10724.61 | 2424.9448 | 3126.4321 | 166.1919 | 190 | 9322.4853 | 10401.5288 | 12169.5395
8134 | 75932.5545 | 1730.5789 | 0 | 75871.5545 | 1842.4182 | 9115.3018 | 2433.6327 | 3379.2119 | 146.4125 | 190 | 6584.3737 | 7643.6378 | 9411.6485
8135 | 77578.1726 | 1732.336 | 0 | 77517.1726 | 2826.4793 | 7820.7324 | 1927.7803 | 3561.2665 | 257.5777 | 190 | 2336.3273 | 3506.7566 | 5274.7673
8136 | 75617.8938 | 1311.7 | -1311.7 | 74245.1939 | 1656.5788 | 14977.0736 | 2482.4716 | 3254.9493 | 152.3417 | 54 | 14182.9219 | 15112.1151 | 16880.1258
8137 | 75674.3986 | 1631.3241 | 0 | 75613.3986 | 4542.5128 | 4657.0657 | 2631.8886 | 3300.7704 | 166.3083 | 380 | -195.9868 | 1073.1731 | 2841.1838
8138 | 75783.0715 | 1199.4659 | -1199.4659 | 74522.6057 | 2448.9929 | 10633.6707 | 1779.9825 | 3264.5259 | 75.0777 | 190 | 8076.7806 | 9064.7099 | 10832.7206
8139 | 76553.4359 | 1517.0356 | 0 | 76492.4359 | 2159.4104 | 4175.7102 | 2190.6592 | 3217.7702 | 101.4304 | 434 | 302.4934 | 1560.7753 | 3328.786
8140 | 75703.0838 | 1791.7003 | -1791.7003 | 73850.3835 | 3336.9292 | 7847.9709 | 2744.3398 | 3159.4659 | 122.3005 | 54 | 5934.6641 | 6833.8161 | 8601.8268
8141 | 75925.0629 | 2211.7221 | 0 | 75864.0629 | 3543.8274 | 11588.1025 | 2222.239 | 3243.2208 | 165.3813 | 380 | 7015.872 | 8284.1048 | 10052.1155
8142 | 74465.8592 | 1457.1806 | 0 | 74404.8592 | 3588.6346 | 15444.7422 | 2638.3698 | 3135.9833 | 159.5229 | 434 | 12595.8015 | 13912.176 | 15680.1867
8143 | 75891.9378 | 1562.4414 | 0 | 75830.9378 | 1950.8366 | 7817.2154 | 2402.2849 | 3456.2968 | 171.9175 | 54 | 5264.2227 | 6212.9918 | 7981.0025
8144 | 76050.9831 | 1466.5119 | 0 | 75989.9831 | 3037.4429 | 2783.6855 | 2499.1339 | 3394.5382 | 180.5066 | 244 | -979.8684 | 167.4898 | 1935.5005
8145 | 77490.5923 | 1363.8742 | -1363.8742 | 76065.7182 | 1937.1699 | 10133.9982 | 2240.7647 | 3567.4761 | 103.2675 | 54 | 7309.5509 | 8189.67 | 9957.6807
8146 | 76106.1886 | 1305.8987 | 0 | 76045.1886 | 2620.019 | 12814.3223 | 2537.4214 | 3322.6767 | 146.7438 | 190 | 9379.4128 | 10439.0081 | 12207.0188
8147 | 76354.1693 | 2253.4117 | 0 | 76293.1693 | 2860.9547 | 10265.2235 | 2456.5951 | 3198.777 | 102.4915 | 190 | 6136.6716 | 7152.0147 | 8920.0254
8148 | 74924.2709 | 1840.3638 | 0 | 74863.2709 | 5137.6711 | 3205.5954 | 1754.6759 | 3157.5485 | 134.59 | 434 | -2512.9223 | -1221.4807 | 546.53
8149 | 75179.4941 | 1883.0616 | -1883.0616 | 73235.4325 | 2949.8488 | 7787.1908 | 2751.4669 | 3225.9361 | 72.9271 | 54 | 6949.5125 | 7799.2911 | 9567.3018
8150 | 75493.9906 | 1695.3247 | 0 | 75432.9906 | 2087.2766 | 3827.9207 | 1243.8422 | 3261.0301 | 83.2396 | 190 | 182.7258 | 1178.8169 | 2946.8276
8151 | 75221.2721 | 1575.8775 | -1575.8775 | 73584.3946 | 2652.9689 | 11631.6145 | 2635.8353 | 3218.3618 | 128.8107 | 190 | 10618.6481 | 11660.3104 | 13428.3211
8152 | 76772.4853 | 1305.0446 | 0 | 76711.4853 | 3756.5941 | 3509.5414 | 2625.1684 | 3516.9321 | 199.3178 | 190 | -1446.2376 | -334.0682 | 1433.9425
8153 | 75937.3982 | 2273.8095 | -2273.8095 | 73602.5887 | 1579.472 | 19425.9941 | 2408.4678 | 3175.9903 | 129.2232 | 244 | 19198.5915 | 20294.6663 | 22062.677
8154 | 74914.2357 | 1661.2858 | 0 | 74853.2357 | 4246.4241 | 8288.0713 | 2628.1815 | 3136.737 | 179.0329 | 434 | 4323.5299 | 5659.4144 | 7427.4251
8155 | 75435.1803 | 1629.0176 | 0 | 75374.1803 | 1761.7503 | 14615.9568 | 1719.1452 | 3199.2814 | 108.385 | 434 | 11768.6528 | 13033.8894 | 14801.9001
8156 | 75963.8911 | 1876.8663 | 0 | 75902.8911 | 1780.2799 | 3508.5624 | 2444.0901 | 3248.8355 | 125.5636 | 434 | 888.517 | 2170.9322 | 3938.9429
8157 | 75949.9564 | 1965.4128 | -1965.4128 | 73923.5436 | 3206.8305 | 11076.6177 | 2412.1742 | 3476.2072 | 136.1086 | 244 | 9204.8251 | 10307.7852 | 12075.7959
8158 | 74200.5042 | 1893.1884 | 0 | 74139.5042 | 4010.5048 | 9627.2694 | 1860.7226 | 3123.2443 | 142.9311 | 244 | 5831.4272 | 6941.2099 | 8709.2206
8159 | 75437.975 | 1351.7782 | 0 | 75376.975 | 3845.049 | 2526.5055 | 1724.6969 | 3317.8161 | 138.547 | 190 | -2282.8055 | -1231.4069 | 536.6038
8160 | 76843.1534 | 1684.5919 | -1684.5919 | 75097.5614 | 3088.1539 | 10821.3742 | 2448.8278 | 3412.534 | 118.1136 | 434 | 7867.2207 | 9142.1859 | 10910.1966
8161 | 76527.3589 | 1844.9163 | 0 | 76466.3589 | 3055.2576 | 10011.8215 | 2634.178 | 3372.7777 | 137.4645 | 190 | 5867.3607 | 6917.6768 | 8685.6875
8162 | 75437.0992 | 1750.5437 | 0 | 75376.0992 | 3924.6117 | 3192.1301 | 2530.5977 | 3133.5883 | 121.201 | 54 | -1074.1947 | -176.1421 | 1591.8686
8163 | 75208.809 | 1724.0306 | -1724.0306 | 73423.7783 | 1166.9641 | 14543.3507 | 2231.4347 | 3134.8335 | 212.0291 | 54 | 14689.0766 | 15677.9572 | 17445.9679
8164 | 77174.1216 | 1728.4032 | 0 | 77113.1216 | 2623.8531 | 12530.7853 | 2289.4083 | 3388.5181 | 131.2359 | 190 | 7841.9369 | 8886.0244 | 10654.0351
8165 | 76967.1075 | 1681.4155 | 0 | 76906.1075 | 3934.9529 | 6468.7592 | 2484.4302 | 3336.8551 | 101.2051 | 434 | 819.184 | 2077.2406 | 3845.2513
8166 | 74772.7874 | 1793.3682 | -1793.3682 | 72918.4192 | 2169.5719 | 5551.3765 | 2468.6621 | 3152.4377 | 160.2778 | 244 | 5454.6853 | 6581.8146 | 8349.8253
8167 | 74688.9423 | 1977.6339 | 0 | 74627.9423 | 4782.4438 | 8123.3497 | 1964.1733 | 3176.5688 | 63.5361 | 190 | 3223.9057 | 4200.2933 | 5968.304
8168 | 76704.3854 | 2142.5119 | 0 | 76643.3854 | 1853.3401 | 4721.1535 | 2680.5329 | 3441.1184 | 174.2599 | 54 | 1716.2792 | 2667.3907 | 4435.4014
8169 | 75305.3408 | 1797.1363 | -1797.1363 | 73447.2045 | 2683.2899 | 4043.6323 | 2035.5032 | 3260.4178 | 107.7869 | 54 | 2579.2589 | 3463.8974 | 5231.9081
8170 | 75263.1198 | 1404.6143 | 0 | 75202.1198 | 4218.5887 | 8379.3888 | 2209.2211 | 3195.9778 | 131.7846 | 54 | 3734.0793 | 4642.7154 | 6410.7261
8171 | 75489.2394 | 1412.5347 | 0 | 75428.2394 | 3041.0228 | 9592.2996 | 2691.5947 | 3264.6084 | 143.2186 | 244 | 6449.4405 | 7559.5107 | 9327.5214
8172 | 76661.0143 | 1800.4269 | 0 | 76600.0143 | 2589.2604 | 2955.53 | 2135.94 | 3409.8998 | 122.878 | 434 | -1317.7049 | -37.9754 | 1730.0353
8173 | 74952.1829 | 1785.6617 | -1785.6617 | 73105.5212 | 3079.2678 | 7263.0394 | 2378.124 | 3175.1717 | 136.7888 | 434 | 6001.746 | 7295.3863 | 9063.397
8174 | 76790.123 | 1463.2286 | 0 | 76729.123 | 2456.1901 | 7661.4082 | 2622.5071 | 3310.436 | 186.3779 | 244 | 3779.2382 | 4932.4677 | 6700.4784
8175 | 77239.3165 | 1783.1589 | 0 | 77178.3165 | 2891.3907 | 3423.4845 | 2170.2104 | 3536.6017 | 227.184 | 54 | -1569.2105 | -565.175 | 1202.8357
8176 | 76553.6823 | 1567.1349 | -1567.1349 | 74925.5474 | 3255.9695 | 9949.4578 | 2571.5706 | 3474.1695 | 204.3455 | 190 | 7183.881 | 8301.0781 | 10069.0888
8177 | 75269.6677 | 2010.4651 | 0 | 75208.6677 | 2458.2599 | 20748.32 | 2728.5797 | 3196.7024 | 133.9563 | 54 | 18376.8745 | 19287.6823 | 21055.693
8178 | 75268.6407 | 1153.3816 | 0 | 75207.6407 | 2138.8206 | 6781.0633 | 2462.3234 | 3138.1209 | 185.7127 | 244 | 4405.2463 | 5557.8106 | 7325.8213
8179 | 77079.4577 | 1257.0062 | 0 | 77018.4577 | 2327.6744 | 6004.6728 | 2180.163 | 3334.7084 | 153.8748 | 54 | 1543.6121 | 2474.3385 | 4242.3492
8180 | 75880.4447 | 1736.117 | -1736.117 | 74083.3277 | 2797.2971 | 7920.8123 | 2357.7868 | 3344.2582 | 119.6371 | 54 | 6112.4325 | 7008.9211 | 8776.9318
8181 | 76793.4323 | 1828.6882 | 0 | 76732.4323 | 2941.0518 | 17592.1077 | 2569.8012 | 3277.5674 | 141.2694 | 54 | 13136.1922 | 14054.3132 | 15822.3239
8182 | 75894.5123 | 2141.0585 | 0 | 75833.5123 | 3766.4062 | 1890.861 | 2429.5565 | 3227.6904 | 136.3413 | 190 | -2681.6106 | -1632.4178 | 135.5929
8183 | 75177.5693 | 1472.3338 | -1472.3338 | 73644.2354 | 4317.0155 | 11581.938 | 1863.3953 | 3199.1772 | 110.268 | 54 | 8053.4595 | 8940.5791 | 10708.5898
8184 | 76422.9303 | 1573.5566 | 0 | 76361.9303 | 4137.4946 | 6340.0271 | 2610.396 | 3401.593 | 109.3785 | 54 | 1222.7911 | 2109.0212 | 3877.0319
8185 | 75906.666 | 1570.1492 | -1570.1492 | 74275.5168 | 3448.0003 | 14385.2146 | 2623.0631 | 3297.2397 | 145.568 | 244 | 11952.2004 | 13064.6199 | 14832.6306
8186 | 75961.8642 | 1730.7894 | 0 | 75900.8642 | 2457.1696 | 13966.5477 | 2457.3771 | 3244.0822 | 124.109 | 54 | 10680.1732 | 11581.1337 | 13349.1444
8187 | 74839.4131 | 1654.2642 | 0 | 74778.4131 | 3712.7707 | 9221.9578 | 2353.2447 | 3225.3296 | 171.2231 | 380 | 5679.5483 | 6953.623 | 8721.6337
8188 | 76471.9662 | 2432.4435 | 0 | 76410.9662 | 3762.6162 | 14983.3058 | 2477.0195 | 3200.1203 | 122.9912 | 380 | 9857.0632 | 11082.906 | 12850.9167
8189 | 75432.6889 | 1565.4507 | 0 | 75371.6889 | 3230.7777 | 5304.2486 | 2602.4794 | 3180.6278 | 125.7634 | 54 | 1855.0892 | 2757.7041 | 4525.7148
8190 | 74657.4271 | 2059.5836 | -2059.5836 | 72536.8435 | 2230.3516 | 7208.8699 | 2554.3153 | 3227.5344 | 123.1306 | 434 | 7593.7244 | 8873.7066 | 10641.7173
8191 | 76797.2435 | 1574.2006 | 0 | 76736.2435 | 3901.5395 | 8862.4109 | 2333.9757 | 3322.0633 | 97.8868 | 54 | 3250.8669 | 4125.6053 | 5893.616
8192 | 74566.848 | 1771.788 | 0 | 74505.848 | 2366.7636 | 7770.0598 | 1992.9991 | 3180.234 | 32.6045 | 54 | 5440.8813 | 6250.3374 | 8018.3481
8193 | 77059.1281 | 1561.7624 | 0 | 76998.1281 | 4472.738 | 10903.4109 | 2331.1749 | 3496.9034 | 170.2543 | 190 | 4630.823 | 5713.9289 | 7481.9396
8194 | 76676.4619 | 1623.1987 | 0 | 76615.4619 | 1444.827 | 10943.2089 | 2450.9327 | 3209.8519 | 47.3401 | 54 | 7913.9046 | 8738.0962 | 10506.1069
8195 | 77719.5291 | 2252.3768 | 0 | 77658.5291 | 2880.481 | 8028.1013 | 2771.2051 | 3576.0288 | 136.1874 | 380 | 3206.525 | 4445.564 | 6213.5747
8196 | 77274.837 | 1561.3407 | 0 | 77213.837 | 3635.4845 | 5835.8353 | 2152.601 | 3483.3808 | 122.1314 | 244 | -7.3045 | 1081.6785 | 2849.6892
8197 | 75556.4132 | 2238.8429 | -2238.8429 | 73256.5704 | 2481.5041 | 2694.1284 | 2252.0545 | 3228.2938 | 153.0015 | 434 | 1806.6022 | 3116.4552 | 4884.4659
8198 | 76273.8131 | 1101.6365 | -1101.6365 | 75111.1765 | 3206.8619 | 18353.5756 | 2101.4928 | 3468.0386 | 113.8182 | 190 | 14975.2685 | 16001.9383 | 17769.949
8199 | 75880.8055 | 2014.8833 | 0 | 75819.8055 | 3332.3643 | 2314.9815 | 2003.5593 | 3207.1012 | 166.6621 | 54 | -2256.3277 | -1312.8141 | 455.1966
8200 | 76960.8163 | 1067.6225 | -1067.6225 | 75832.1938 | 2657.263 | 10264.3016 | 2273.7772 | 3361.5917 | 191.8694 | 190 | 6780.4136 | 7885.1346 | 9653.1453
8201 | 75567.3633 | 1927.2502 | 0 | 75506.3633 | 2450.58 | 8263.8674 | 2502.6436 | 3288.5955 | 104.5711 | 54 | 5468.3631 | 6349.7857 | 8117.7964
8202 | 76106.8504 | 2134.1832 | 0 | 76045.8504 | 2016.159 | 10361.379 | 2591.2203 | 3283.6405 | 174.782 | 380 | 7544.4305 | 8822.0641 | 10590.0748
8203 | 75929.1673 | 1697.6471 | 0 | 75868.1673 | 1949.9583 | 8355.6184 | 2585.9547 | 3170.535 | 113.2893 | 244 | 5664.1825 | 6744.3233 | 8512.334
8204 | 75126.0358 | 2139.4295 | 0 | 75065.0358 | 3282.1882 | 16214.7498 | 2094.0667 | 3206.5303 | 190.9599 | 54 | 12538.3229 | 13506.1343 | 15274.145
8205 | 76673.6807 | 2009.0289 | 0 | 76612.6807 | 4425.4935 | 8954.7175 | 2200.5224 | 3367.3384 | 145.5947 | 190 | 2854.6042 | 3913.0504 | 5681.0611
8206 | 75479.0213 | 2231.9853 | 0 | 75418.0213 | 1542.3596 | 5321.2501 | 2614.7824 | 3337.3366 | 140.477 | 54 | 3683.1884 | 4600.5169 | 6368.5276
8207 | 76427.1 | 1316.3288 | 0 | 76366.1 | 2651.5082 | 5528.8381 | 2457.3227 | 3381.785 | 67.4063 | 54 | 1720.5376 | 2564.7955 | 4332.8062
8208 | 75158.9938 | 1391.0554 | -1391.0554 | 73706.9385 | 4283.5284 | 13507.4186 | 2599.5733 | 3206.4303 | 90.7924 | 54 | 10693.1554 | 11560.7993 | 13328.81
8209 | 76256.3508 | 1715.0527 | 0 | 76195.3508 | 4412.2866 | 10867.4031 | 2257.452 | 3244.252 | 124.6589 | 380 | 5131.6697 | 6359.1801 | 8127.1908
8210 | 74809.2595 | 1689.8817 | 0 | 74748.2595 | 2155.0751 | 18481.6002 | 2194.2884 | 3178.2029 | 107.7016 | 54 | 16320.9569 | 17205.5101 | 18973.5208
8211 | 74773.2706 | 1361.2609 | 0 | 74712.2706 | 4371.3963 | 6606.1385 | 2500.3491 | 3149.1142 | 134.2936 | 380 | 2542.1349 | 3779.2801 | 5547.2908
8212 | 75312.1976 | 2011.0346 | 0 | 75251.1976 | 3510.3108 | 2313.555 | 2266.3364 | 3207.0935 | 152.1721 | 244 | -1604.3234 | -485.2998 | 1282.7109
8213 | 76497.957 | 1367.1828 | -1367.1828 | 75069.7742 | 2164.6298 | 8743.6294 | 2729.0187 | 3364.8783 | 182.4579 | 190 | 6973.3224 | 8068.6318 | 9836.6425
8214 | 74357.4697 | 1544.1937 | 0 | 74296.4697 | 2929.7964 | 4573.1273 | 2538.8532 | 3170.7907 | 93.1044 | 54 | 2426.7051 | 3296.661 | 5064.6717
8215 | 76601.7631 | 1876.7284 | -1876.7284 | 74664.0346 | 3569.4126 | 5219.5419 | 2304.437 | 3352.6887 | 107.5677 | 190 | 2013.4204 | 3033.8397 | 4801.8504
8216 | 75483.4923 | 1733.9618 | -1733.9618 | 73688.5305 | 4442.4987 | 4617.1418 | 2131.065 | 3199.1002 | 173.4617 | 380 | 1186.4778 | 2462.7911 | 4230.8018
8217 | 74484.742 | 1826.9073 | -1826.9073 | 72596.8347 | 1110.0432 | 16710.3145 | 2443.6227 | 3181.3832 | 162.7516 | 54 | 17998.6425 | 18938.2457 | 20706.2564
8218 | 75021.8325 | 1621.085 | 0 | 74960.8325 | 1978.6347 | 6087.8267 | 2518.4703 | 3345.5793 | 154.5028 | 54 | 4382.6091 | 5313.9635 | 7081.9742
8219 | 74471.7336 | 1599.9756 | 0 | 74410.7336 | 3543.9639 | 5832.4604 | 1608.0597 | 3134.5695 | 144.6706 | 54 | 1990.5921 | 2912.1142 | 4680.1249
8220 | 75961.7343 | 2226.3059 | -2226.3059 | 73674.4284 | 2532.922 | 19411.4133 | 2664.9206 | 3261.2913 | 241.5128 | 244 | 18500.4746 | 19708.839 | 21476.8497
8221 | 76152.7769 | 1989.8332 | 0 | 76091.7769 | 2485.7127 | 7511.7325 | 2429.9789 | 3371.4454 | 77.6474 | 190 | 4105.8672 | 5096.3662 | 6864.3769
8222 | 76499.9105 | 1824.217 | 0 | 76438.9105 | 2894.7107 | 11046.7523 | 1931.423 | 3447.4076 | 163.7239 | 244 | 6462.1617 | 7592.7371 | 9360.7478
8223 | 74444.069 | 1482.5672 | 0 | 74383.069 | 2107.9495 | 8060.3571 | 1705.5964 | 3131.971 | 160.5292 | 190 | 5777.106 | 6850.4867 | 8618.4974
8224 | 73761.6965 | 1747.7222 | 0 | 73700.6965 | 3678.0557 | 17524.9652 | 2739.9489 | 3128.647 | 199.2788 | 190 | 15385.0088 | 16497.1392 | 18265.1499
8225 | 74450.1681 | 2367.7371 | 0 | 74389.1681 | 2088.4685 | 5172.9102 | 2175.8352 | 3132.397 | 161.4966 | 54 | 3373.7058 | 4312.054 | 6080.0647
8226 | 76373.516 | 1647.5016 | 0 | 76312.516 | 3183.9196 | 4751.695 | 2446.772 | 3384.1852 | 86.5527 | 380 | 456.4168 | 1645.8211 | 3413.8318
8227 | 75328.9105 | 1913.1914 | -1913.1914 | 73354.7191 | 3119.8734 | 1764.4268 | 2321.8698 | 3162.0336 | 126.5489 | 380 | 143.9378 | 1373.3383 | 3141.349
8228 | 75486.3948 | 1386.1421 | -1386.1421 | 74039.2527 | 1741.5283 | 13050.6718 | 2588.0094 | 3309.3302 | 150.2886 | 380 | 12537.4304 | 13790.5705 | 15558.5812
8229 | 75716.8428 | 1604.4329 | 0 | 75655.8428 | 4297.7709 | 6358.1631 | 2297.1202 | 3256.9501 | 100.0763 | 54 | 1328.8196 | 2205.7474 | 3973.7581
8230 | 76223.1369 | 1715.1596 | -1715.1596 | 74446.9772 | 4651.8672 | 10018.4043 | 2632.6742 | 3458.5161 | 129.8905 | 380 | 6380.9502 | 7613.6922 | 9381.7029
8231 | 75808.0686 | 1921.4277 | 0 | 75747.0686 | 4235.4023 | 2424.151 | 2369.8799 | 3306.2849 | 131.6188 | 190 | -2511.9551 | -1467.4848 | 300.5259
8232 | 76409.2527 | 1554.8155 | -1554.8155 | 74793.4372 | 1524.5941 | 10518.0817 | 2501.4508 | 3288.7868 | 160.1469 | 190 | 9360.488 | 10433.4865 | 12201.4972
8233 | 74374.2726 | 1993.4191 | 0 | 74313.2726 | 1692.672 | 6205.8191 | 2498.8319 | 3126.5843 | 128.5437 | 244 | 5195.4906 | 6290.8858 | 8058.8965
8234 | 76558.4511 | 1380.9845 | 0 | 76497.4511 | 911.1991 | 5225.2771 | 2565.027 | 3268.8972 | 138.4888 | 190 | 3020.7511 | 4072.0914 | 5840.1021
8235 | 76550.7285 | 1951.2854 | 0 | 76489.7285 | 2769.8561 | 8178.9237 | 2649.7906 | 3314.03 | 159.5608 | 54 | 4253.3596 | 5189.772 | 6957.7827
8236 | 75833.0009 | 1298.1381 | 0 | 75772.0009 | 1216.7932 | 2371.8132 | 2224.7822 | 3214.9656 | 66.8937 | 244 | 192.967 | 1226.7122 | 2994.7229
8237 | 74848.2222 | 1636.3015 | -1636.3015 | 73150.9206 | 5025.3957 | 6180.8909 | 2179.2942 | 3225.0121 | 137.1174 | 244 | 2779.0809 | 3883.0499 | 5651.0606
8238 | 75743.1098 | 1996.5915 | 0 | 75682.1098 | 4464.6238 | 10990.3284 | 2133.7028 | 3445.6287 | 149.0959 | 380 | 5793.1262 | 7045.0737 | 8813.0844
8239 | 76196.7596 | 2001.4118 | 0 | 76135.7596 | 2013.9891 | 15200.7861 | 2576.7784 | 3270.6195 | 113.1205 | 244 | 12268.6354 | 13348.6074 | 15116.6181
8240 | 75450.9561 | 1834.1341 | 0 | 75389.9561 | 2254.3709 | 10080.4151 | 2177.8659 | 3209.5491 | 100.0187 | 190 | 7193.703 | 8206.5733 | 9974.584
8241 | 75630.6573 | 1433.2038 | 0 | 75569.6573 | 3041.1627 | 4632.4698 | 2309.9142 | 3203.5741 | 106.0315 | 190 | 905.338 | 1924.2211 | 3692.2318
8242 | 74821.8039 | 1457.4172 | -1457.4172 | 73303.3867 | 3490.4078 | 12641.0167 | 2136.3437 | 3143.5564 | 122.8485 | 190 | 10497.3222 | 11533.0223 | 13301.033
8243 | 76788.5657 | 2030.9588 | 0 | 76727.5657 | 4258.1882 | 2814.6826 | 1665.2269 | 3388.7554 | 152.0085 | 190 | -3746.889 | -2682.029 | -914.0183
8244 | 76117.0326 | 2425.596 | -2425.596 | 73630.4365 | 2610.7112 | 5902.0799 | 2213.9155 | 3272.9006 | 95.5342 | 244 | 4517.9483 | 5580.3341 | 7348.3448
8245 | 75431.3849 | 1435.7807 | 0 | 75370.3849 | 4017.6908 | 6202.8232 | 2747.0085 | 3307.1753 | 157.9622 | 244 | 2239.1312 | 3363.945 | 5131.9557
8246 | 76437.6496 | 1136.6688 | -1136.6688 | 75239.9808 | 3003.9042 | 12577.0686 | 2552.5503 | 3340.2826 | 150.4993 | 244 | 9596.2165 | 10713.5674 | 12481.5781
8247 | 74972.112 | 1381.2186 | 0 | 74911.112 | 2625.0106 | 18390.5305 | 2746.7644 | 3199.9969 | 156.2649 | 190 | 16171.3691 | 17240.4855 | 19008.4962
8248 | 75453.8643 | 2044.3916 | 0 | 75392.8643 | 1684.1518 | 6797.0285 | 2088.1703 | 3144.4275 | 78.7824 | 380 | 4322.8101 | 5504.444 | 7272.4547
8249 | 74807.9668 | 1789.3586 | 0 | 74746.9668 | 1201.2446 | 5187.0263 | 2408.1232 | 3172.1969 | 178.208 | 434 | 4189.3349 | 5524.3946 | 7292.4053
8250 | 76556.6528 | 1657.5819 | 0 | 76495.6528 | 3759.7575 | 9476.3464 | 2332.2494 | 3317.1958 | 112.5324 | 190 | 4240.5813 | 5265.9653 | 7033.976
8251 | 76409.9732 | 1787.2376 | 0 | 76348.9732 | 1528.7998 | 9632.1812 | 2468.7966 | 3375.3457 | 122.5206 | 244 | 6968.7505 | 8058.1227 | 9826.1334
8252 | 75830.2924 | 1778.1149 | 0 | 75769.2924 | 5133.5069 | 2736.6252 | 2300.0141 | 3442.4673 | 202.8424 | 380 | -3053.4927 | -1747.7987 | 20.212
8253 | 75956.1143 | 2213.7452 | -2213.7452 | 73681.3691 | 3575.2879 | 11809.8975 | 2129.0757 | 3311.0547 | 23.098 | 244 | 9363.5709 | 10353.5204 | 12121.5311
8254 | 75819.5782 | 1437.7765 | 0 | 75758.5782 | 4063.8839 | 7165.5717 | 1946.7458 | 3371.4051 | 106.4294 | 54 | 2031.4604 | 2914.7413 | 4682.752
8255 | 77034.2168 | 1752.1157 | -1752.1157 | 75221.1012 | 2402.8332 | 8960.0154 | 2351.8562 | 3243.124 | 199.4957 | 54 | 6301.2613 | 7277.6086 | 9045.6193
8256 | 77521.9871 | 1753.3665 | 0 | 77460.9871 | 3978.1861 | 8901.4005 | 1938.3733 | 3439.8426 | 142.4523 | 244 | 2210.6432 | 3319.947 | 5087.9577
8257 | 73999.0439 | 1187.0442 | -1187.0442 | 72750.9996 | 5140.495 | 12123.1536 | 2606.3946 | 3133.3471 | 158.1782 | 244 | 9341.6008 | 10466.6305 | 12234.6412
8258 | 75552.4508 | 1412.6093 | 0 | 75491.4508 | 2884.5552 | 5883.0534 | 2391.8728 | 3338.8662 | 140.3701 | 190 | 2607.9864 | 3661.2081 | 5429.2188
8259 | 77440.5847 | 1727.1687 | 0 | 77379.5847 | 2346.8816 | 12897.764 | 2473.0394 | 3486.4861 | 152.0993 | 54 | 8501.0233 | 9429.9741 | 11197.9848
8260 | 75323.5872 | 2256.2528 | 0 | 75262.5872 | 5091.938 | 10946.5488 | 2632.6844 | 3209.8813 | 154.095 | 244 | 5804.7893 | 6925.7358 | 8693.7465
8261 | 75789.0815 | 1732.4598 | 0 | 75728.0815 | 2944.5202 | 16482.6192 | 2508.482 | 3215.7066 | 104.9205 | 434 | 12904.4061 | 14166.1782 | 15934.1889
8262 | 76195.3787 | 2154.4772 | 0 | 76134.3787 | 3308.205 | 4479.8822 | 2132.6913 | 3402.4451 | 108.5036 | 54 | -57.365 | 827.9901 | 2596.0008
8263 | 74841.7021 | 1658.4902 | -1658.4902 | 73122.2119 | 4316.9837 | 18474.2887 | 2155.6393 | 3255.167 | 201.9966 | 380 | 15816.0994 | 17120.9475 | 18888.9582
8264 | 75483.4035 | 1680.265 | 0 | 75422.4035 | 3915.444 | 10996.776 | 2454.368 | 3262.4907 | 177.6367 | 54 | 6745.9873 | 7700.4756 | 9468.4863
8265 | 74724.6207 | 1632.7843 | 0 | 74663.6207 | 3424.0582 | 4474.0931 | 2197.8718 | 3201.7311 | 124.3064 | 54 | 1156.2169 | 2057.3749 | 3825.3856
8266 | 76767.1033 | 1130.202 | -1130.202 | 75575.9013 | 3056.8031 | 14866.0265 | 1974.843 | 3304.6216 | 151.7892 | 190 | 10882.9867 | 11947.6275 | 13715.6382
8267 | 74682.441 | 1337.6477 | 0 | 74621.441 | 2166.6833 | 4252.854 | 2184.5032 | 3177.5089 | 152.4503 | 244 | 2196.9417 | 3316.2436 | 5084.2543
8268 | 75553.428 | 1605.8436 | -1605.8436 | 73886.5844 | 4437.9293 | 12778.1688 | 2139.1093 | 3339.255 | 139.135 | 54 | 9302.2194 | 10218.2059 | 11986.2166
8269 | 75754.1421 | 1573.0023 | 0 | 75693.1421 | 3168.9914 | 10205.4428 | 2681.779 | 3256.5247 | 143.4409 | 54 | 6651.8129 | 7572.1054 | 9340.1161
8270 | 74696.9621 | 1522.3247 | 0 | 74635.9621 | 2098.9299 | 6383.8659 | 2401.4732 | 3260.0988 | 61.1345 | 380 | 4680.7459 | 5844.732 | 7612.7427
8271 | 76567.6605 | 1767.4945 | 0 | 76506.6605 | 2693.4615 | 4023.0703 | 2333.3846 | 3280.4163 | 243.7709 | 244 | -193.0507 | 1017.5717 | 2785.5824
8272 | 74434.9235 | 1658.9997 | -1658.9997 | 72714.9239 | 2847.9884 | 5206.7618 | 2361.5309 | 3124.8148 | 91.0545 | 380 | 4500.3953 | 5694.3013 | 7462.312
8273 | 76006.2447 | 1716.1467 | 0 | 75945.2447 | 2202.7913 | 11640.0014 | 2325.0797 | 3260.1926 | 120.9566 | 244 | 8447.4377 | 9535.2459 | 11303.2566
8274 | 76505.671 | 1223.9301 | 0 | 76444.671 | 3022.9257 | 6478.4843 | 2290.9708 | 3374.312 | 104.4889 | 244 | 2046.3704 | 3117.7109 | 4885.7216
8275 | 75084.2498 | 2298.6112 | -2298.6112 | 72724.6386 | 3230.2405 | 7095.5888 | 2740.5028 | 3138.9164 | 158.5628 | 244 | 6390.329 | 7515.7434 | 9283.7541
8276 | 75460.8179 | 1513.0245 | 0 | 75399.8179 | 4864.288 | 8990.9454 | 2366.6226 | 3252.6595 | 95.7502 | 54 | 3716.3216 | 4588.9233 | 6356.934
8277 | 76836.5896 | 1506.3986 | 0 | 76775.5896 | 2051.6055 | 13166.7503 | 2104.8616 | 3461.883 | 121.9365 | 54 | 9276.4999 | 10175.288 | 11943.2987
8278 | 75899.1275 | 1216.7111 | 0 | 75838.1275 | 3678.3129 | 13531.1159 | 2492.3236 | 3210.9097 | 67.6794 | 434 | 9088.1088 | 10312.6397 | 12080.6504
8279 | 74831.3195 | 1787.0543 | 0 | 74770.3195 | 2149.658 | 4756.391 | 2582.0149 | 3124.2328 | 196.3565 | 54 | 2912.8612 | 3886.0693 | 5654.08
8280 | 76024.1268 | 2338.7274 | 0 | 75963.1268 | 2956.0098 | 9047.4922 | 2217.9297 | 3223.2275 | 138.5507 | 190 | 4939.7128 | 5991.115 | 7759.1257
8281 | 74043.4879 | 1672.46 | 0 | 73982.4879 | 2990.5261 | 8000.5993 | 2453.1814 | 3123.1275 | 53.7729 | 244 | 5974.0943 | 6994.7188 | 8762.7295
8282 | 75431.4189 | 1428.3821 | 0 | 75370.4189 | 2966.6823 | 9189.36 | 2624.2559 | 3396.6371 | 156.7907 | 54 | 6243.3518 | 7176.9941 | 8945.0048
8283 | 77022.6668 | 2085.1652 | 0 | 76961.6668 | 3241.3676 | 10601.4896 | 2576.8366 | 3441.159 | 103.678 | 380 | 5786.6508 | 6993.1803 | 8761.191
8284 | 76263.7898 | 2101.9161 | 0 | 76202.7898 | 3438.6955 | 11537.5525 | 1729.3759 | 3213.1854 | 167.8186 | 190 | 6208.8286 | 7289.4988 | 9057.5095
8285 | 74320.2243 | 2063.1483 | 0 | 74259.2243 | 3926.1207 | 8575.2122 | 2436.0249 | 3130.4683 | 171.9825 | 190 | 5326.5604 | 6411.3945 | 8179.4052
8286 | 76409.6829 | 1852.1704 | 0 | 76348.6829 | 3566.4354 | 1771.5553 | 2496.6607 | 3424.2281 | 154.4181 | 244 | -2852.4742 | -1731.2046 | 36.8061
8287 | 75769.0411 | 1596.6546 | -1596.6546 | 74111.3865 | 4151.3575 | 5616.7777 | 2532.0954 | 3354.8397 | 188.7973 | 54 | 2611.1687 | 3576.8175 | 5344.8282
8288 | 76187.2379 | 1008.2541 | 0 | 76126.2379 | 3477.625 | 10656.6823 | 2048.2805 | 3283.3282 | 133.6091 | 54 | 5754.628 | 6665.0887 | 8433.0994
8289 | 76552.2051 | 1635.8671 | 0 | 76491.2051 | 3230.437 | 6742.2244 | 1850.2839 | 3416.4028 | 163.6593 | 190 | 1657.469 | 2733.9799 | 4501.9906
8290 | 74952.8627 | 1449.832 | -1449.832 | 73442.0307 | 2057.4848 | 10524.679 | 2396.7685 | 3179.3155 | 41.3712 | 434 | 9971.4474 | 11169.6701 | 12937.6808
8291 | 75250.9991 | 1776.6528 | 0 | 75189.9991 | 3228.0062 | 7623.752 | 2128.6678 | 3176.8165 | 83.2208 | 380 | 3881.431 | 5067.5034 | 6835.5141
8292 | 73947.4222 | 2179.315 | 0 | 73886.4222 | 1567.8452 | 5939.6959 | 2493.6964 | 3129.5644 | 90.6524 | 54 | 5478.8892 | 6346.3932 | 8114.4039
8293 | 77021.4589 | 2018.1036 | 0 | 76960.4589 | 3136.6883 | 5747.058 | 2467.6893 | 3462.6432 | 112.7561 | 380 | 950.4432 | 2166.0509 | 3934.0616
8294 | 75677.3963 | 2071.1073 | -2071.1073 | 73545.289 | 1888.3433 | 6815.9568 | 2619.5869 | 3318.2312 | 259.138 | 54 | 6690.3427 | 7726.3322 | 9494.3429
8295 | 74640.9179 | 2004.3208 | 0 | 74579.9179 | 5958.433 | 10336.2237 | 2625.0661 | 3185.739 | 77.3763 | 244 | 4978.8779 | 6023.1057 | 7791.1164
8296 | 75516.6898 | 1435.8073 | 0 | 75455.6898 | 2457.033 | 10365.006 | 2110.7421 | 3292.9018 | 154.9016 | 54 | 7226.1271 | 8157.8802 | 9925.8909
8297 | 74993.168 | 1935.9037 | 0 | 74932.168 | 3582.5971 | 5764.1727 | 2255.6642 | 3358.2399 | 138.4748 | 380 | 2233.5118 | 3474.8381 | 5242.8488
8298 | 76449.42 | 1836.0796 | -1836.0796 | 74552.3403 | 1151.0906 | 10073.5436 | 2063.1347 | 3477.0602 | 119.2873 | 380 | 9280.5074 | 10502.6463 | 12270.657
8299 | 77203.3938 | 2026.4981 | 0 | 77142.3938 | 3858.3256 | 7628.441 | 2119.5388 | 3391.8903 | 137.341 | 244 | 1509.3507 | 2613.5433 | 4381.554
8300 | 75100.5995 | 1887.6352 | -1887.6352 | 73151.9643 | 3787.4199 | 7808.0851 | 2568.6144 | 3215.802 | 110.7255 | 434 | 6023.3174 | 7290.8945 | 9058.9052
8301 | 76169.6637 | 1677.1259 | 0 | 76108.6637 | 2922.4964 | 4806.2756 | 2333.0537 | 3320.0311 | 170.6276 | 54 | 798.4002 | 1745.8794 | 3513.8901
8302 | 74826.9818 | 2036.5301 | -2036.5301 | 72729.4516 | 2266.7737 | 11066.1568 | 2078.0878 | 3147.0477 | 155.933 | 244 | 10665.267 | 11788.0516 | 13556.0623
8303 | 76781.9546 | 1172.238 | 0 | 76720.9546 | 3881.3821 | 5263.0596 | 2078.3527 | 3459.2463 | 187.9727 | 244 | -431.4782 | 723.3461 | 2491.3568
8304 | 74932.0785 | 1468.0535 | -1468.0535 | 73403.0251 | 1743.2338 | 3107.1042 | 2147.7677 | 3172.335 | 154.7347 | 190 | 2651.148 | 3718.7343 | 5486.745
8305 | 74018.6905 | 1385.8256 | 0 | 73957.6905 | 2862.4204 | 4520.7275 | 2284.261 | 3123.8337 | 140.6181 | 54 | 2478.9113 | 3396.381 | 5164.3917
8306 | 75298.7536 | 2114.5957 | -2114.5957 | 73123.1578 | 3961.0271 | 5206.0248 | 2249.7865 | 3217.1925 | 127.9372 | 190 | 2959.0188 | 3999.8076 | 5767.8183
8307 | 76654.7851 | 1492.8279 | 0 | 76593.7851 | 1361.1473 | 13206.7874 | 2527.7348 | 3490.9761 | 112.7224 | 380 | 10640.7659 | 11856.3399 | 13624.3506
8308 | 74940.2962 | 1227.447 | 0 | 74879.2962 | 2826.1257 | 6706.4044 | 2205.6533 | 3188.6745 | 174.6933 | 244 | 3765.5103 | 4907.0552 | 6675.0659
8309 | 74686.3526 | 1197.1282 | 0 | 74625.3526 | 3165.3115 | 10882.2927 | 2521.5876 | 3236.9349 | 154.7494 | 190 | 8220.351 | 9287.952 | 11055.9627
8310 | 75583.3251 | 1794.7866 | 0 | 75522.3251 | 2351.7389 | 10714.8603 | 2410.5788 | 3208.1632 | 139.5639 | 244 | 7829.7383 | 8936.1538 | 10704.1645
8311 | 76190.9583 | 1293.537 | 0 | 76129.9583 | 4153.7621 | 9319.6769 | 2365.198 | 3345.0338 | 140.1386 | 434 | 4116.3882 | 5413.3784 | 7181.3891
8312 | 74867.6892 | 1604.6228 | 0 | 74806.6892 | 1732.6174 | 4091.3726 | 2441.9398 | 3179.2655 | 144.8922 | 244 | 2543.4713 | 3655.215 | 5423.2257
8313 | 75119.7377 | 1196.0392 | 0 | 75058.7377 | 1678.2875 | 8538.1718 | 2004.8527 | 3172.3788 | 81.1725 | 244 | 6348.5781 | 7396.6022 | 9164.6129
8314 | 76153.0635 | 1775.1191 | 0 | 76092.0635 | 2781.6026 | 9444.3704 | 2416.6745 | 3278.6855 | 95.3948 | 190 | 5636.2644 | 6644.5108 | 8412.5215
8315 | 75336.7551 | 1992.0888 | 0 | 75275.7551 | 3231.4851 | 11518.9571 | 2712.0002 | 3246.8054 | 80.6553 | 190 | 8340.7224 | 9334.2293 | 11102.24
8316 | 75351.7216 | 1122.9573 | 0 | 75290.7216 | 2590.2252 | 2358.5427 | 2548.0871 | 3341.4205 | 138.758 | 54 | -262.6966 | 652.913 | 2420.9237
8317 | 73877.7061 | 1890.9279 | -1890.9279 | 71925.7782 | 2573.4561 | 15355.4463 | 2245.0402 | 3126.092 | 150.092 | 54 | 15597.5442 | 16524.4877 | 18292.4984
8318 | 74491.3261 | 2154.213 | 0 | 74430.3261 | 2028.4843 | 14685.8015 | 2445.9478 | 3131.7272 | 181.6317 | 244 | 13174.8661 | 14323.3494 | 16091.3601
8319 | 76783.4177 | 1908.7027 | 0 | 76722.4177 | 2573.8339 | 8613.6722 | 2443.5811 | 3319.4599 | 165.2473 | 54 | 4450.6616 | 5392.7605 | 7160.7712
8320 | 76004.7778 | 2101.5123 | 0 | 75943.7778 | 2065.8537 | 7030.2607 | 2102.9826 | 3241.3426 | 44.0194 | 380 | 3735.1545 | 4882.0254 | 6650.0361
8321 | 75147.2628 | 1390.9072 | 0 | 75086.2628 | 4737.3979 | 5442.4073 | 2317.9639 | 3254.1114 | 200.3931 | 190 | 561.0218 | 1674.2665 | 3442.2772
8322 | 76888.4851 | 1130.1714 | -1130.1714 | 75697.3137 | 3173.5534 | 1823.5561 | 2506.5208 | 3422.673 | 86.0804 | 244 | -1747.9172 | -694.9852 | 1073.0255
8323 | 74134.4957 | 2060.9219 | -2060.9219 | 72012.5738 | 3239.064 | 19974.3352 | 1725.1856 | 3128.5928 | 102.6158 | 54 | 18946.6758 | 19826.1431 | 21594.1538
8324 | 74112.39 | 1571.4288 | 0 | 74051.39 | 1903.766 | 5049.9474 | 2835.4402 | 3244.7003 | 133.0755 | 244 | 4545.1319 | 5645.0589 | 7413.0696
8325 | 75454.6606 | 1507.1612 | 0 | 75393.6606 | 2174.6997 | 12805.3162 | 2648.3939 | 3237.5114 | 183.1794 | 434 | 10493.0612 | 11833.0921 | 13601.1028
8326 | 74932.6308 | 2234.7836 | 0 | 74871.6308 | 1648.4286 | 5774.659 | 2576.8791 | 3175.7993 | 136.2889 | 54 | 4377.478 | 5290.6185 | 7058.6292
8327 | 75310.8715 | 1443.6467 | 0 | 75249.8715 | 2897.6183 | 16330.269 | 2402.5796 | 3269.4915 | 165.4562 | 244 | 13225.0503 | 14357.3581 | 16125.3688
8328 | 76518.9219 | 2049.7271 | 0 | 76457.9219 | 3444.2434 | 11782.7661 | 2014.7283 | 3333.8828 | 125.1116 | 54 | 6599.4119 | 7501.375 | 9269.3857
8329 | 75061.6178 | 1992.8572 | 0 | 75000.6178 | 3502.05 | 2491.7707 | 1924.1086 | 3281.9168 | 129.3987 | 190 | -1434.6717 | -392.4215 | 1375.5892
8330 | 74724.8794 | 1518.3057 | -1518.3057 | 73145.5737 | 2612.9555 | 12093.7295 | 2043.7786 | 3148.9776 | 126.5804 | 54 | 10898.1565 | 11801.5884 | 13569.5991
8331 | 76978.1185 | 1649.8689 | 0 | 76917.1185 | 3267.6544 | 9160.1697 | 2020.7447 | 3383.21 | 92.0284 | 54 | 3749.5514 | 4618.4314 | 6386.4421
8332 | 76032.1329 | 1953.4945 | 0 | 75971.1329 | 3719.671 | 4327.8163 | 2207.7741 | 3518.1972 | 105.0295 | 244 | -266.8164 | 805.0646 | 2573.0753
8333 | 76466.2765 | 1493.6375 | -1493.6375 | 74911.639 | 3670.4836 | 8437.6984 | 2611.138 | 3490.2057 | 208.5294 | 54 | 5327.1196 | 6312.5005 | 8080.5112
8334 | 75301.1803 | 2311.0799 | 0 | 75240.1803 | 2528.7942 | 14718.837 | 2418.0192 | 3262.0607 | 59.7654 | 380 | 12000.1424 | 13162.7593 | 14930.77
8335 | 75899.4219 | 1393.039 | 0 | 75838.4219 | 3554.4288 | 6807.5234 | 1611.7112 | 3200.7612 | 152.4102 | 54 | 1597.3452 | 2526.6069 | 4294.6176
8336 | 76978.3329 | 2159.4954 | -2159.4954 | 74757.8376 | 3494.8542 | 9386.3799 | 2143.0712 | 3476.7686 | 105.3972 | 244 | 6123.728 | 7195.9767 | 8963.9874
8337 | 76425.5291 | 1660.4285 | 0 | 76364.5291 | 3954.2963 | 8603.7019 | 2164.4539 | 3199.5078 | 215.7089 | 54 | 3019.0382 | 4011.5986 | 5779.6093
8338 | 77052.415 | 1626.154 | 0 | 76991.415 | 3941.9798 | 10434.9975 | 2389.9059 | 3480.6463 | 150.7525 | 380 | 4742.355 | 5995.959 | 7763.9697
8339 | 76058.3694 | 2220.7847 | 0 | 75997.3694 | 2891.7907 | 6633.9684 | 1999.2923 | 3339.226 | 156.9555 | 54 | 2453.5266 | 3387.3336 | 5155.3443
8340 | 75880.2475 | 1543.3702 | -1543.3702 | 74275.8773 | 3911.277 | 5932.4937 | 2367.6814 | 3451.5786 | 83.9429 | 190 | 2934.7994 | 3931.5939 | 5699.6046
8341 | 76742.3654 | 1590.607 | 0 | 76681.3654 | 2677.095 | 5332.1425 | 2582.7519 | 3450.1396 | 167.1761 | 380 | 1376.7736 | 2646.8013 | 4414.812
8342 | 75435.3904 | 1622.598 | -1622.598 | 73751.7925 | 2180.747 | 11390.9129 | 2658.8396 | 3297.7768 | 35.3103 | 190 | 10785.1898 | 11733.3517 | 13501.3624
8343 | 75344.8143 | 1591.9258 | 0 | 75283.8143 | 1597.6671 | 16554.0763 | 2254.1462 | 3175.7109 | 91.5461 | 190 | 14472.652 | 15477.0497 | 17245.0604
8344 | 76167.7296 | 2266.0776 | 0 | 76106.7296 | 2004.4992 | 20723.768 | 2547.2854 | 3265.6651 | 102.9757 | 434 | 17795.6897 | 19055.517 | 20823.5277
8345 | 76282.1998 | 1228.9682 | 0 | 76221.1998 | 2880.7016 | 4519.5345 | 2421.4946 | 3272.5625 | 166.3143 | 434 | 481.8902 | 1805.056 | 3573.0667
8346 | 75746.745 | 1716.2032 | -1716.2032 | 73969.5419 | 3366.3844 | 15727.2482 | 2424.8126 | 3290.6917 | 95.8998 | 380 | 13477.0262 | 14675.7775 | 16443.7882
8347 | 76427.2668 | 1508.057 | 0 | 76366.2668 | 4766.5967 | 9379.8192 | 2472.6162 | 3381.6387 | 122.8892 | 54 | 3471.4105 | 4371.1513 | 6139.162
8348 | 75670.848 | 1252.7536 | 0 | 75609.848 | 2652.8041 | 5546.5881 | 2133.307 | 3387.4618 | 129.3234 | 190 | 2174.9047 | 3217.0797 | 4985.0904
8349 | 74135.9699 | 1896.1875 | -1896.1875 | 72178.7824 | 2303.6015 | 18741.4116 | 2423.4596 | 3127.7603 | 99.9283 | 244 | 19180.4476 | 20247.2274 | 22015.2381
8350 | 73663.503 | 1916.6589 | 0 | 73602.503 | 2891.828 | 13993.544 | 2479.8679 | 3131.9174 | 105.2112 | 54 | 12481.1983 | 13363.261 | 15131.2717
8351 | 76756.6161 | 1435.4528 | 0 | 76695.6161 | 3179.2239 | 9565.7203 | 2181.662 | 3403.8902 | 56.2945 | 244 | 4646.6325 | 5669.7786 | 7437.7893
8352 | 75441.4927 | 1692.7693 | 0 | 75380.4927 | 1945.338 | 6170.498 | 2428.37 | 3146.0516 | 116.9517 | 190 | 3789.2889 | 4819.0922 | 6587.1029
8353 | 76228.9082 | 1329.5955 | 0 | 76167.9082 | 2509.4556 | 6216.649 | 2242.5638 | 3409.0569 | 97.456 | 190 | 2561.1059 | 3571.4135 | 5339.4242
8354 | 73529.5051 | 1662.5201 | 0 | 73468.5051 | 3398.9904 | 3052.8265 | 2319.9702 | 3125.1728 | 104.7382 | 54 | 1000.6741 | 1882.2638 | 3650.2745
8355 | 76531.2838 | 1431.2281 | -1431.2281 | 75039.0557 | 2682.5318 | 7327.4404 | 2540.7812 | 3399.8831 | 97.2679 | 434 | 4916.7172 | 6170.8366 | 7938.8473
8356 | 76482.3 | 1831.0777 | 0 | 76421.3 | 1902.1366 | 5127.2353 | 2024.3084 | 3419.2747 | 227.3839 | 190 | 1617.5818 | 2757.8172 | 4525.8279
8357 | 74814.4608 | 1821.8404 | -1821.8404 | 72931.6204 | 4014.3081 | 15735.7983 | 2470.0063 | 3141.3284 | 138.1018 | 244 | 13771.4045 | 14876.3579 | 16644.3686
8358 | 75185.768 | 1519.9979 | 0 | 75124.768 | 2677.6555 | 3563.1283 | 2541.771 | 3207.5728 | 166.6469 | 190 | 880.2485 | 1959.747 | 3727.7577
8359 | 76995.0104 | 1605.9846 | -1605.9846 | 75328.0258 | 2580.789 | 6968.418 | 1420.289 | 3459.0855 | 161.5466 | 380 | 3309.1777 | 4573.5759 | 6341.5866
8360 | 76087.9771 | 1832.3992 | 0 | 76026.9771 | 4041.4062 | 6083.2346 | 2696.9611 | 3418.3361 | 155.2661 | 244 | 1500.3485 | 2622.4661 | 4390.4768
8361 | 76293.4903 | 1451.1995 | -1451.1995 | 74781.2908 | 2201.408 | 2348.8558 | 2183.1005 | 3410.4272 | 159.8673 | 54 | 329.8847 | 1266.6036 | 3034.6143
8362 | 74726.0356 | 2194.1336 | -2194.1336 | 72470.902 | 3774.732 | 8389.6886 | 2470.7312 | 3136.0396 | 132.811 | 54 | 7121.0254 | 8030.6879 | 9798.6986
8363 | 75417.1777 | 1988.3872 | 0 | 75356.1777 | 3077.3347 | 5597.2306 | 2151.2501 | 3226.4162 | 153.4464 | 380 | 1911.5846 | 3167.8825 | 4935.8932
8364 | 75280.0411 | 1683.4427 | -1683.4427 | 73535.5984 | 2749.8109 | 17102.5391 | 2489.8024 | 3324.5126 | 53.8791 | 244 | 16001.6448 | 17022.3755 | 18790.3862
8365 | 76454.2407 | 1453.9274 | 0 | 76393.2407 | 3752.3471 | 16828.0548 | 1986.7806 | 3463.8061 | 81.2022 | 434 | 11503.2537 | 12741.3074 | 14509.3181
8366 | 75207.9844 | 1008.4215 | 0 | 75146.9844 | 4055.4978 | 3884.8715 | 2108.6278 | 3273.9136 | 95.5499 | 190 | -564.8693 | 443.5321 | 2211.5428
8367 | 75643.7291 | 1128.7545 | -1128.7545 | 74453.9746 | 3834.7573 | 6683.2533 | 2434.9219 | 3294.7052 | 51.0521 | 244 | 3494.3485 | 4512.2521 | 6280.2628
8368 | 74578.8412 | 1396.961 | 0 | 74517.8412 | 6004.5184 | 6029.8026 | 2360.6027 | 3192.8701 | 136.5948 | 54 | 431.116 | 1344.5623 | 3112.573
8369 | 76250.2399 | 2144.8939 | -2144.8939 | 74044.346 | 3057.8545 | 4882.9355 | 2322.665 | 3194.2196 | 58.8949 | 190 | 2667.8196 | 3639.566 | 5407.5767
8370 | 75616.5108 | 1122.1371 | 0 | 75555.5108 | 4001.8788 | 11612.7467 | 2422.5433 | 3253.3504 | 76.2296 | 244 | 7101.4508 | 8144.532 | 9912.5427
8371 | 75862.5801 | 1860.7074 | 0 | 75801.5801 | 2784.4339 | 9596.4034 | 2464.1902 | 3375.4643 | 180.1442 | 244 | 6220.2439 | 7367.2396 | 9135.2503
8372 | 76136.205 | 1679.8842 | 0 | 76075.205 | 3907.5776 | 14999.3479 | 2275.3415 | 3231.9585 | 163.2356 | 190 | 9894.0653 | 10970.1525 | 12738.1632
8373 | 74810.2048 | 1337.8856 | 0 | 74749.2048 | 4809.7474 | 10979.0539 | 1923.0692 | 3159.0702 | 151.4552 | 54 | 5872.4411 | 6800.7479 | 8568.7586
8374 | 76769.7611 | 1112.3148 | 0 | 76708.7611 | 2648.4599 | 14149.3593 | 2375.3676 | 3326.9538 | 169.6612 | 244 | 9864.6597 | 11001.1724 | 12769.1831
8375 | 75551.2727 | 1646.0248 | 0 | 75490.2727 | 4324.8688 | 11091.3982 | 1650.7666 | 3215.2879 | 133.105 | 54 | 5512.5112 | 6422.4678 | 8190.4785
8376 | 75266.53 | 1639.3743 | 0 | 75205.53 | 2560.3251 | 13674.6929 | 2540.8965 | 3192.9765 | 52.9134 | 190 | 11012.9108 | 11978.6757 | 13746.6864
8377 | 75306.3755 | 1310.0746 | 0 | 75245.3755 | 2997.5155 | 9955.4477 | 2403.056 | 3152.388 | 129.4095 | 244 | 6638.2007 | 7734.4618 | 9502.4725
8378 | 75954.1844 | 1684.936 | 0 | 75893.1844 | 3810.2859 | 9028.973 | 2019.5435 | 3223.4396 | 150.6133 | 244 | 3938.6858 | 5056.1507 | 6824.1614
8379 | 75967.4239 | 1519.7046 | 0 | 75906.4239 | 2466.3849 | 10643.5609 | 2176.3528 | 3373.3273 | 95.1115 | 244 | 7190.6322 | 8252.5952 | 10020.6059
8380 | 76607.8896 | 2008.505 | 0 | 76546.8896 | 4370.0847 | 16359.9267 | 2504.9211 | 3380.1363 | 102.8434 | 54 | 10698.2098 | 11577.9048 | 13345.9155
8381 | 73732.7507 | 1453.7772 | 0 | 73671.7507 | 2403.6159 | 7047.8152 | 2238.2022 | 3124.2209 | 99.3888 | 434 | 5705.0717 | 6961.312 | 8729.3227
8382 | 76087.8902 | 1698.4911 | 0 | 76026.8902 | 3858.6686 | 18470.5836 | 1707.0405 | 3228.9549 | 166.2212 | 244 | 12891.2202 | 14024.293 | 15792.3037
8383 | 75337.2236 | 1103.2319 | 0 | 75276.2236 | 3479.2523 | 7466.2271 | 2636.4939 | 3245.1211 | 140.2711 | 244 | 3962.5661 | 5069.6888 | 6837.6995
8384 | 75220.3661 | 1469.1662 | 0 | 75159.3661 | 4946.767 | 23106.6886 | 2596.6212 | 3236.1629 | 120.6781 | 244 | 18203.5396 | 19291.0693 | 21059.08
8385 | 74995.4661 | 2260.514 | 0 | 74934.4661 | 3566.2318 | 3917.0169 | 2377.5399 | 3175.7527 | 84.882 | 380 | 339.8116 | 1527.5452 | 3295.5559
8386 | 75663.9555 | 1983.4963 | -1983.4963 | 73619.4591 | 2663.9472 | 4282.2772 | 2241.3764 | 3180.6698 | 143.6284 | 54 | 2791.117 | 3711.597 | 5479.6077
8387 | 72836.1598 | 1675.0524 | 0 | 72775.1598 | 3103.5543 | 4166.1421 | 2223.9968 | 3126.5487 | 145.3555 | 434 | 3008.1735 | 4310.3806 | 6078.3913
8388 | 77359.054 | 1896.9051 | 0 | 77298.054 | 2323.1318 | 6934.3298 | 2685.0053 | 3541.3879 | 92.9351 | 380 | 2909.7372 | 4105.5238 | 5873.5345
8389 | 75653.3184 | 1992.875 | 0 | 75592.3184 | 2029.7852 | 12460.0004 | 2380.8791 | 3209.7593 | 120.7857 | 380 | 9798.7352 | 11022.3724 | 12790.3831
8390 | 75657.1915 | 1794.3941 | 0 | 75596.1915 | 3543.7127 | 13949.1204 | 2400.3049 | 3198.9901 | 85.6087 | 244 | 9778.7112 | 10831.1715 | 12599.1822
8391 | 76951.7168 | 2300.7916 | 0 | 76890.7168 | 1432.5281 | 8096.0852 | 2615.134 | 3399.7951 | 165.9053 | 434 | 5157.9695 | 6480.7263 | 8248.737
8392 | 75110.1578 | 2090.8298 | 0 | 75049.1578 | 3470.2203 | 8341.7811 | 2389.5836 | 3203.0472 | 192.3774 | 380 | 4785.2337 | 6080.4627 | 7848.4734
8393 | 77221.5264 | 1814.9661 | 0 | 77160.5264 | 4396.4644 | 6446.1001 | 2410.874 | 3551.2093 | 157.5026 | 54 | 221.3927 | 1155.7469 | 2923.7576
8394 | 75621.211 | 2102.7404 | -2102.7404 | 73457.4706 | 2884.232 | 8751.1536 | 2163.8155 | 3436.7886 | 113.124 | 54 | 7380.2552 | 8270.2307 | 10038.2414
8395 | 74381.2612 | 1675.1483 | 0 | 74320.2612 | 3028.7223 | 9854.6869 | 2306.2179 | 3153.4935 | 22.7191 | 190 | 7335.6149 | 8271.1855 | 10039.1962
8396 | 75671.8375 | 2292.4958 | 0 | 75610.8375 | 5816.5059 | 18529.6822 | 2300.8256 | 3235.1198 | 89.3682 | 244 | 12008.4842 | 13064.704 | 14832.7147
8397 | 75467.2436 | 1797.3498 | 0 | 75406.2436 | 3460.6798 | 4113.0353 | 2435.9106 | 3237.1895 | 188.9005 | 244 | 289.412 | 1445.164 | 3213.1747
8398 | 75776.206 | 2279.6641 | -2279.6641 | 73435.5419 | 2049.9169 | 8908.6798 | 1996.5575 | 3385.8264 | 136.4729 | 190 | 8175.805 | 9225.1294 | 10993.1401
8399 | 75056.4074 | 2130.0747 | 0 | 74995.4074 | 1889.6446 | 6516.086 | 2574.981 | 3179.769 | 176.0804 | 380 | 4755.9841 | 6034.916 | 7802.9267
8400 | 76783.023 | 1817.0784 | 0 | 76722.023 | 3281.0936 | 4854.3868 | 1686.3513 | 3382.5194 | 135.0048 | 54 | -709.6591 | 202.1972 | 1970.2079
8401 | 75746.271 | 1571.5885 | -1571.5885 | 74113.6825 | 4519.8003 | 8694.7799 | 2174.554 | 3289.8968 | 173.864 | 244 | 4895.9478 | 6036.6633 | 7804.674
8402 | 77447.3613 | 1666.3354 | 0 | 77386.3613 | 3076.3384 | 9537.5018 | 2659.0997 | 3509.8004 | 164.6439 | 54 | 4613.9022 | 5555.3976 | 7323.4083
8403 | 75380.5552 | 1867.074 | 0 | 75319.5552 | 3568.2355 | 6275.7361 | 2453.705 | 3145.6733 | 130.9201 | 54 | 2357.5237 | 3265.2954 | 5033.3061
8404 | 75883.5745 | 2039.0627 | -2039.0627 | 73783.5118 | 3269.391 | 5345.2939 | 2306.1242 | 3302.3648 | 60.0933 | 190 | 3271.0802 | 4244.025 | 6012.0357
8405 | 75898.3343 | 1114.4214 | 0 | 75837.3343 | 1779.159 | 7023.1484 | 2184.0468 | 3257.229 | 63.0512 | 380 | 4218.1308 | 5384.0336 | 7152.0443
8406 | 76337.9346 | 2012.462 | 0 | 76276.9346 | 3898.1355 | 14236.3399 | 2438.7045 | 3427.485 | 129.6435 | 54 | 9297.6593 | 10204.1544 | 11972.1651
8407 | 74955.499 | 1794.9564 | 0 | 74894.499 | 3605.3292 | 8250.9159 | 2657.7436 | 3314.0498 | 177.8341 | 380 | 5093.0811 | 6373.7667 | 8141.7774
8408 | 74980.1276 | 1181.2516 | 0 | 74919.1276 | 2376.5617 | 5246.3502 | 2400.5846 | 3181.4703 | 131.1966 | 54 | 2902.9158 | 3810.9639 | 5578.9746
8409 | 77991.1077 | 1969.5125 | 0 | 77930.1077 | 2233.4072 | 14667.242 | 2569.7416 | 3559.3249 | 149.8358 | 244 | 10002.9935 | 11119.6809 | 12887.6916
8410 | 75170.1435 | 2256.516 | 0 | 75109.1435 | 4216.8403 | 11473.2497 | 2432.5961 | 3221.9214 | 111.7406 | 434 | 7171.9834 | 8440.5756 | 10208.5863
8411 | 75125.4752 | 1920.8558 | 0 | 75064.4752 | 1952.8641 | 5391.7752 | 2294.8117 | 3176.9173 | 194.049 | 54 | 3216.3648 | 4187.2654 | 5955.2761
8412 | 76802.2095 | 1830.7127 | 0 | 76741.2095 | 1317.1162 | 8343.7204 | 2501.5382 | 3424.0776 | 82.8074 | 54 | 5581.2106 | 6440.8695 | 8208.8802
8413 | 75728.1827 | 1728.7036 | 0 | 75667.1827 | 2233.1691 | 2189.2092 | 1757.7063 | 3316.2959 | 126.0356 | 54 | -1266.9403 | -364.0531 | 1403.9576
8414 | 75533.1223 | 1691.7048 | -1691.7048 | 73780.4176 | 3103.5065 | 15405.8461 | 1648.7253 | 3351.0411 | 112.0435 | 54 | 12891.8885 | 13780.7835 | 15548.7942
8415 | 74614.733 | 1931.6843 | 0 | 74553.733 | 3200.429 | 9439.4343 | 2660.1801 | 3190.4425 | 243.4573 | 380 | 6906.0949 | 8252.4037 | 10020.4144
8416 | 75954.4804 | 1548.1171 | 0 | 75893.4804 | 4145.7029 | 13458.667 | 2170.6786 | 3149.6389 | 156.7572 | 380 | 8110.0012 | 9369.6099 | 11137.6206
8417 | 74832.0513 | 1354.524 | 0 | 74771.0513 | 2936.9993 | 4685.6419 | 2256.8924 | 3217.0519 | 143.9142 | 244 | 1821.7356 | 2932.5014 | 4700.5121
8418 | 75025.6189 | 1959.2214 | -1959.2214 | 73005.3974 | 4521.1677 | 7735.6716 | 2533.4266 | 3158.6659 | 156.5446 | 54 | 5271.3989 | 6204.7951 | 7972.8058
8419 | 77281.8503 | 1274.5594 | 0 | 77220.8503 | 2335.3378 | 14879.3738 | 2141.8471 | 3454.6371 | 112.8671 | 380 | 10289.8698 | 11505.5885 | 13273.5992
8420 | 76444.7136 | 1088.5063 | 0 | 76383.7136 | 3538.5171 | 4755.8335 | 2261.8903 | 3455.8408 | 97.3251 | 244 | -78.4661 | 985.7106 | 2753.7213
8421 | 74982.606 | 2377.4496 | -2377.4496 | 72544.1564 | 2660.6337 | 6472.9971 | 2426.8113 | 3274.0897 | 225.8085 | 54 | 6339.3081 | 7341.9682 | 9109.9789
8422 | 75597.3893 | 1673.6951 | 0 | 75536.3893 | 2411.7678 | 4712.9485 | 2571.6054 | 3260.7842 | 183.8135 | 380 | 1967.381 | 3254.046 | 5022.0567
8423 | 76082.1592 | 1653.865 | -1653.865 | 74367.2942 | 3019.9662 | 7693.9727 | 2365.8915 | 3206.4614 | 156.7222 | 54 | 5249.2652 | 6182.839 | 7950.8497
8424 | 76240.8841 | 2119.6338 | 0 | 76179.8841 | 2271.0837 | 19122.6574 | 2051.0627 | 3324.7832 | 137.7185 | 380 | 15417.7355 | 16658.3055 | 18426.3162
8425 | 76869.5212 | 2077.9961 | 0 | 76808.5212 | 2470.6521 | 2818.0551 | 2311.0347 | 3402.4586 | 58.1909 | 54 | -1377.4249 | -542.3824 | 1225.6283
8426 | 75875.7427 | 1719.5257 | -1719.5257 | 74095.217 | 4469.725 | 20730.9822 | 2295.4665 | 3185.7904 | 124.4559 | 190 | 17017.4971 | 18054.8046 | 19822.8153
8427 | 74529.6601 | 1547.9809 | 0 | 74468.6601 | 1498.9591 | 6983.1211 | 2107.7596 | 3192.9588 | 184.3451 | 380 | 5686.4202 | 6973.6168 | 8741.6275
8428 | 77090.681 | 1864.3438 | 0 | 77029.681 | 1990.5216 | 3312.9641 | 2349.6577 | 3476.7378 | 76.1779 | 54 | -510.643 | 342.3864 | 2110.3971
8429 | 76445.2108 | 2083.185 | -2083.185 | 74301.0257 | 4051.2642 | 10834.2403 | 2358.4474 | 3231.3497 | 108.0419 | 244 | 7441.9476 | 8516.8411 | 10284.8518
8430 | 76244.831 | 2028.0719 | 0 | 76183.831 | 2838.9424 | 5683.6797 | 2207.822 | 3326.6309 | 182.6981 | 244 | 1565.5591 | 2715.1088 | 4483.1195
8431 | 76572.611 | 1725.492 | -1725.492 | 74786.119 | 2126.584 | 5767.0268 | 2590.6412 | 3300.8967 | 164.3064 | 190 | 4116.0618 | 5193.2198 | 6961.2305
8432 | 76665.1821 | 1940.3153 | 0 | 76604.1821 | 2752.0199 | 5160.2574 | 2770.9663 | 3454.0038 | 146.4822 | 434 | 1399.2255 | 2702.5593 | 4470.57
8433 | 77220.1992 | 1804.2522 | -1804.2522 | 75354.947 | 2902.7453 | 19392.6501 | 2484.574 | 3512.5753 | 99.407 | 380 | 16502.3071 | 17704.5657 | 19472.5764
8434 | 74821.7427 | 1840.2895 | 0 | 74760.7427 | 2604.7245 | 6360.8031 | 2309.5107 | 3175.6314 | 150.4295 | 54 | 3850.678 | 4777.959 | 6545.9697
8435 | 74554.5649 | 1785.0069 | 0 | 74493.5649 | 1796.5446 | 6196.8049 | 1810.6361 | 3186.8807 | 167.7141 | 434 | 4274.4122 | 5598.9779 | 7366.9886
8436 | 74865.4473 | 1596.2106 | 0 | 74804.4473 | 2068.8626 | 5088.8593 | 2517.2292 | 3271.4044 | 145.4791 | 244 | 3374.383 | 4486.7136 | 6254.7243
8437 | 75939.3862 | 1587.6974 | 0 | 75878.3862 | 1607.5369 | 6726.5247 | 2549.3656 | 3286.9762 | 146.0707 | 54 | 4447.1434 | 5370.0657 | 7138.0764
8438 | 75004.0914 | 1649.6871 | 0 | 74943.0914 | 2309.7245 | 15845.317 | 2154.7277 | 3135.7128 | 187.3304 | 434 | 13253.1416 | 14597.3236 | 16365.3343
8439 | 76457.6849 | 1378.4703 | 0 | 76396.6849 | 1956.6407 | 6155.9718 | 2253.7198 | 3291.9136 | 136.6581 | 54 | 2718.4797 | 3631.9893 | 5400
8440 | 76476.8662 | 2079.0556 | 0 | 76415.8662 | 1923.8328 | 15098.4652 | 2004.2094 | 3440.8222 | 221.0655 | 54 | 11573.9978 | 12571.9149 | 14339.9256
8441 | 75762.1327 | 1802.6447 | 0 | 75701.1327 | 3252.0847 | 12065.9445 | 2457.2213 | 3213.6303 | 74.0778 | 380 | 8153.7786 | 9330.7079 | 11098.7186
8442 | 75527.3961 | 1965.1513 | 0 | 75466.3961 | 1944.3342 | 7003.2191 | 2442.6067 | 3268.3157 | 146.319 | 190 | 4673.6111 | 5732.7817 | 7500.7924
8443 | 76191.3295 | 1094.2673 | 0 | 76130.3295 | 2730.3974 | 8250.6773 | 2449.8651 | 3236.6501 | 117.9372 | 434 | 4446.6656 | 5721.4543 | 7489.465
8444 | 75061.0733 | 1272.5635 | 0 | 75000.0733 | 4312.2708 | 9550.5987 | 2264.7259 | 3135.0017 | 174.9948 | 380 | 5008.1821 | 6286.0285 | 8054.0392
8445 | 76393.3574 | 1287.3427 | 0 | 76332.3574 | 2259.0268 | 7671.446 | 2126.5109 | 3398.7963 | 129.8685 | 244 | 3975.569 | 5072.2891 | 6840.2998
8446 | 75709.2499 | 2275.3775 | 0 | 75648.2499 | 4383.1289 | 7900.073 | 2076.5578 | 3186.2225 | 122.6633 | 380 | 2501.6744 | 3727.1892 | 5495.1999
8447 | 76004.2134 | 2034.5233 | 0 | 75943.2134 | 2601.646 | 14803.2564 | 2605.6465 | 3205.9545 | 115.8911 | 54 | 11440.198 | 12332.9406 | 14100.9513
8448 | 73835.7023 | 1453.7746 | 0 | 73774.7023 | 4081.0699 | 12837.5553 | 1853.827 | 3125.9297 | 108.6288 | 54 | 9331.7397 | 10217.2201 | 11985.2308
8449 | 75916.0726 | 1404.7275 | 0 | 75855.0726 | 3529.8815 | 4243.988 | 1328.9133 | 3218.7292 | 106.6715 | 190 | -1223.1237 | -203.6005 | 1564.4102
8450 | 75872.6753 | 2009.7526 | -2009.7526 | 73801.9227 | 1860.4102 | 6126.5884 | 2163.1316 | 3278.1202 | 77.9048 | 54 | 5275.7072 | 6130.4636 | 7898.4743
8451 | 75419.588 | 1172.6173 | 0 | 75358.588 | 4087.1668 | 18808.5361 | 2503.4116 | 3287.2416 | 158.2657 | 54 | 14523.6345 | 15458.7518 | 17226.7625
8452 | 75532.3108 | 1716.5039 | 0 | 75471.3108 | 2564.4608 | 5795.2124 | 2702.2404 | 3340.6519 | 177.4679 | 54 | 3172.5331 | 4126.8526 | 5894.8633
8453 | 74604.9285 | 1657.402 | 0 | 74543.9285 | 3430.3453 | 10154.8839 | 2388.8981 | 3149.9304 | 98.9771 | 244 | 7089.6386 | 8155.4673 | 9923.478
8454 | 75810.7445 | 1356.1769 | 0 | 75749.7445 | 1547.262 | 1022.8283 | 2602.7724 | 3275.316 | 61.022 | 380 | -1025.8897 | 137.9838 | 1905.9945
8455 | 75245.1266 | 1547.7508 | -1547.7508 | 73636.3757 | 3216.7243 | 12348.7039 | 2643.8334 | 3174.097 | 136.4857 | 244 | 10683.7342 | 11787.0714 | 13555.0821
8456 | 75814.1443 | 1595.0629 | 0 | 75753.1443 | 2703.0447 | 14047.5547 | 1979.5745 | 3195.8347 | 144.7812 | 54 | 10136.9749 | 11058.6077 | 12826.6184
8457 | 75318.3807 | 1663.4681 | 0 | 75257.3807 | 1972.7392 | 6942.4934 | 2194.0302 | 3226.9264 | 157.6387 | 54 | 4503.53 | 5438.0203 | 7206.031
8458 | 77418.7319 | 1325.5211 | 0 | 77357.7319 | 1969.3503 | 5402.5572 | 2336.7586 | 3567.258 | 226.3404 | 190 | 1349.6916 | 2488.8836 | 4256.8943
8459 | 76011.769 | 1928.8901 | -1928.8901 | 74021.8789 | 1308.2286 | 10041.9981 | 2364.9004 | 3282.2715 | 154.5108 | 54 | 9729.2625 | 10660.6249 | 12428.6356
8460 | 76286.9682 | 1943.2947 | 0 | 76225.9682 | 2139.8312 | 24208.4962 | 2258.0643 | 3398.5963 | 144.8138 | 54 | 20869.5574 | 21791.2227 | 23559.2334
8461 | 74676.9254 | 1856.7542 | 0 | 74615.9254 | 1557.7768 | 18162.5675 | 2166.7741 | 3164.0395 | 169.686 | 54 | 16689.8789 | 17636.4164 | 19404.4271
8462 | 74640.4258 | 1337.7609 | 0 | 74579.4258 | 5069.5489 | 7884.2461 | 2495.312 | 3145.534 | 62.3281 | 380 | 3246.3174 | 4411.4971 | 6179.5078
8463 | 76862.7935 | 1621.3453 | 0 | 76801.7935 | 1237.0327 | 7807.8609 | 1943.7115 | 3416.5094 | 164.9381 | 244 | 4499.4555 | 5631.2451 | 7399.2558
8464 | 77252.0105 | 1328.4281 | 0 | 77191.0105 | 2024.8101 | 13207.9939 | 2289.4787 | 3476.8064 | 150.6199 | 244 | 9128.6584 | 10246.1299 | 12014.1406
8465 | 74856.5977 | 1054.5732 | 0 | 74795.5977 | 2035.1431 | 14451.5714 | 1916.9032 | 3132.4566 | 136.0183 | 54 | 12040.3903 | 12953.2602 | 14721.2709
8466 | 75216.5364 | 1827.1952 | 0 | 75155.5364 | 3786.4361 | 12854.0318 | 1714.6861 | 3371.5745 | 146.7128 | 54 | 8368.5199 | 9292.0843 | 11060.095
8467 | 76413.986 | 1670.3786 | 0 | 76352.986 | 2696.3694 | 10227.5555 | 2343.5201 | 3347.3999 | 138.5559 | 434 | 6239.3201 | 7534.7276 | 9302.7383
8468 | 75438.9636 | 1406.023 | 0 | 75377.9636 | 1618.0319 | 11623.4125 | 2274.9115 | 3209.3191 | 57.9913 | 190 | 9481.8476 | 10452.6904 | 12220.7011
8469 | 74856.7243 | 1396.0372 | 0 | 74795.7243 | 2482.6232 | 8794.0416 | 2376.6767 | 3142.1505 | 116.344 | 54 | 6404.7212 | 7297.9168 | 9065.9275
8470 | 75299.1112 | 1764.1174 | 0 | 75238.1112 | 3151.2627 | 18000.8912 | 2510.2782 | 3208.5301 | 196.4881 | 380 | 14700.5256 | 15999.8652 | 17767.8759
8471 | 75195.7956 | 1937.1272 | 0 | 75134.7956 | 3916.2795 | 9132.9735 | 1771.6591 | 3172.2774 | 193.8193 | 54 | 4396.0349 | 5366.7058 | 7134.7165
8472 | 75632.7836 | 1731.2572 | 0 | 75571.7836 | 2233.7814 | 3652.9747 | 2609.5693 | 3306.1957 | 65.2063 | 244 | 1133.3746 | 2165.4325 | 3933.4432
8473 | 76263.4798 | 1738.114 | -1738.114 | 74464.3658 | 3272.1172 | 3692.3797 | 2090.3099 | 3293.4284 | 84.4039 | 190 | 709.8351 | 1707.0906 | 3475.1013
8474 | 75007.5976 | 1850.5215 | -1850.5215 | 73096.0761 | 2321.5707 | 12944.3509 | 2589.8827 | 3145.0949 | 147.9228 | 434 | 12631.8817 | 13936.656 | 15704.6667
8475 | 76125.835 | 1979.1149 | 0 | 76064.835 | 2520.0953 | 16321.385 | 2573.4226 | 3230.6971 | 70.362 | 190 | 12910.7743 | 13893.9879 | 15661.9986
8476 | 75850.3057 | 1671.3445 | 0 | 75789.3057 | 5057.6216 | 4397.6673 | 2650.8057 | 3388.4409 | 187.8549 | 54 | -1039.8133 | -75.1069 | 1692.9038
8477 | 75432.7599 | 1429.3359 | -1429.3359 | 73942.424 | 1928.9677 | 7917.8489 | 2469.1591 | 3176.8837 | 144.7385 | 244 | 7062.7001 | 8174.2901 | 9942.3008
8478 | 75401.9167 | 1511.9746 | 0 | 75340.9167 | 1576.2274 | 4418.59 | 1810.0972 | 3201.7228 | 136.0832 | 54 | 1883.4659 | 2796.4007 | 4564.4114
8479 | 76326.2257 | 2201.9389 | -2201.9389 | 74063.2868 | 2394.5661 | 7994.0553 | 2488.9954 | 3350.4743 | 174.4697 | 190 | 6745.8721 | 7833.1934 | 9601.2041
8480 | 77279.3306 | 1835.15 | 0 | 77218.3306 | 2425.7203 | 10957.1294 | 2528.1368 | 3364.3714 | 81.3182 | 54 | 6575.7867 | 7433.9564 | 9201.9671
8481 | 76893.5488 | 1564.9119 | 0 | 76832.5488 | 2298.7405 | 3318.6575 | 2486.0936 | 3445.7958 | 174.9445 | 190 | -510.5424 | 577.2536 | 2345.2643
8482 | 76593.9898 | 2275.7708 | -2275.7708 | 74257.219 | 3374.5771 | 3196.4877 | 1965.1562 | 3290.9889 | 187.4575 | 190 | 191.0367 | 1291.3458 | 3059.3565
8483 | 76564.8314 | 1615.4597 | -1615.4597 | 74888.3717 | 4868.9316 | 5924.4747 | 2008.8195 | 3352.7104 | 139.0306 | 380 | 898.9013 | 2140.7834 | 3908.7941
8484 | 75946.3787 | 2158.8163 | -2158.8163 | 73726.5623 | 4608.5774 | 9240.7925 | 2616.1558 | 3188.5843 | 110.2491 | 380 | 6080.593 | 7293.6936 | 9061.7043
8485 | 75847.6028 | 1408.4651 | 0 | 75786.6028 | 2522.3953 | 5828.4762 | 2534.6898 | 3138.8207 | 174.1721 | 54 | 2563.1885 | 3514.2123 | 5282.223
8486 | 76260.3321 | 1743.1813 | 0 | 76199.3321 | 2943.7926 | 8274.3017 | 2690.2752 | 3202.9956 | 200.8486 | 190 | 4394.6479 | 5508.348 | 7276.3587
8487 | 75578.3994 | 1737.3002 | 0 | 75517.3994 | 2400.6794 | 5179.5622 | 2534.6395 | 3212.1416 | 142.5556 | 244 | 2378.4644 | 3487.8716 | 5255.8823
8488 | 77161.6271 | 1182.0384 | -1182.0384 | 75918.5887 | 2095.1727 | 12374.8944 | 2213.4351 | 3530.2569 | 30.1303 | 244 | 9475.025 | 10472.0069 | 12240.0176
8489 | 76494.1808 | 2285.441 | 0 | 76433.1808 | 4022.956 | 6450.2503 | 2532.0073 | 3390.4303 | 157.2854 | 190 | 1286.7511 | 2356.888 | 4124.8987
8490 | 74898.196 | 1304.3252 | -1304.3252 | 73532.8708 | 1555.9608 | 13077.2703 | 2191.2145 | 3176.1802 | 208.3368 | 54 | 12726.0334 | 13711.2218 | 15479.2325
8491 | 77411.1294 | 1551.266 | 0 | 77350.1294 | 1925.5496 | 18153.3995 | 2673.7116 | 3527.4983 | 113.8705 | 244 | 14449.1303 | 15529.8523 | 17297.863
8492 | 76051.8999 | 1680.9665 | 0 | 75990.8999 | 2101.8356 | 11576.6474 | 1288.441 | 3254.8001 | 110.4216 | 54 | 7397.3531 | 8284.6263 | 10052.637
8493 | 76086.2042 | 1185.1169 | 0 | 76025.2042 | 2630.0501 | 10187.9615 | 2140.2874 | 3332.6051 | 114.7629 | 190 | 6375.7996 | 7403.4141 | 9171.4248
8494 | 77473.6085 | 1841.4714 | 0 | 77412.6085 | 2892.7583 | 13232.3931 | 2190.683 | 3478.5497 | 169.1058 | 54 | 7966.459 | 8912.4163 | 10680.427
8495 | 76292.5683 | 1449.7211 | 0 | 76231.5683 | 3121.7442 | 6205.9387 | 2320.5393 | 3285.5822 | 112.897 | 244 | 1828.9478 | 2908.6963 | 4676.707
8496 | 75016.771 | 1679.3511 | -1679.3511 | 73276.4199 | 2283.2283 | 7531.9443 | 2518.3501 | 3222.3398 | 80.2878 | 190 | 7083.186 | 8076.3253 | 9844.336
8497 | 74508.4884 | 1276.4222 | 0 | 74447.4884 | 4018.2375 | 7523.8321 | 1887.3944 | 3127.9229 | 257.8674 | 54 | 3443.6236 | 4478.3426 | 6246.3533
8498 | 75818.9938 | 1802.4434 | 0 | 75757.9938 | 2775.1683 | 7405.2933 | 2299.0557 | 3202.4713 | 153.982 | 190 | 3743.8583 | 4810.6919 | 6578.7026
8499 | 74532.7114 | 1382.44 | 0 | 74471.7114 | 2088.1002 | 7782.177 | 2737.7164 | 3160.9288 | 92.6196 | 244 | 6491.2106 | 7550.6817 | 9318.6924
8500 | 74700.4337 | 1614.4226 | 0 | 74639.4337 | 3643.0073 | 8639.5671 | 2401.1317 | 3176.3461 | 133.8007 | 380 | 5304.8039 | 6541.4561 | 8309.4668
8501 | 74806.0813 | 1676.8624 | 0 | 74745.0813 | 2155.2862 | 8617.2516 | 2693.3077 | 3223.4224 | 151.5974 | 190 | 7003.8141 | 8068.263 | 9836.2737
8502 | 75444.1864 | 1031.5646 | 0 | 75383.1864 | 2178.1845 | 5052.4899 | 2312.6752 | 3211.8495 | 44.8049 | 54 | 2385.8437 | 3207.5001 | 4975.5108
8503 | 76869.8741 | 1918.7517 | -1918.7517 | 74890.1224 | 2057.3878 | 16938.5058 | 2511.867 | 3288.8532 | 167.491 | 190 | 15161.9158 | 16242.2583 | 18010.269
8504 | 75243.9824 | 2013.7954 | 0 | 75182.9824 | 3448.3504 | 14722.1299 | 2131.5251 | 3333.011 | 197.4674 | 380 | 10925.5332 | 12225.8521 | 13993.8628
8505 | 77380.1032 | 1944.0065 | 0 | 77319.1032 | 2383.0434 | 8863.2753 | 2394.6475 | 3491.5036 | 151.2442 | 244 | 4417.4798 | 5535.5756 | 7303.5863
8506 | 75890.3782 | 2097.938 | 0 | 75829.3782 | 3003.7523 | 13144.966 | 2230.0916 | 3304.8308 | 124.7063 | 244 | 9216.9579 | 10308.5158 | 12076.5265
8507 | 75867.3427 | 1598.5012 | 0 | 75806.3427 | 2692.0827 | 16391.6657 | 2505.8429 | 3245.7538 | 49.1038 | 244 | 13015.037 | 14030.9924 | 15799.0031
8508 | 76931.449 | 1764.0058 | 0 | 76870.449 | 2741.6826 | 19047.1771 | 1597.9808 | 3519.8279 | 144.4804 | 54 | 13923.0542 | 14844.3861 | 16612.3968
8509 | 75409.8613 | 1742.1771 | 0 | 75348.8613 | 3723.6191 | 5850.5387 | 2776.1551 | 3276.6622 | 153.1008 | 434 | 2201.0755 | 3511.0279 | 5279.0386
8510 | 76475.4302 | 1376.7646 | -1376.7646 | 75037.6657 | 2992.2632 | 8974.5795 | 2300.9258 | 3533.0541 | 134.3448 | 54 | 6148.8306 | 7060.0269 | 8828.0376
8511 | 74933.1887 | 1751.7536 | 0 | 74872.1887 | 3888.9369 | 8519.8629 | 1928.7666 | 3175.9581 | 121.8778 | 54 | 4233.662 | 5132.3913 | 6900.402
8512 | 74382.2481 | 1573.8201 | 0 | 74321.2481 | 1433.6424 | 13438.3786 | 2287.3493 | 3138.6055 | 168.8667 | 380 | 12479.6429 | 13751.3612 | 15519.3719
8513 | 73789.3906 | 1242.7233 | 0 | 73728.3906 | 6450.0656 | 8124.1583 | 2061.1423 | 3123.7744 | 78.5741 | 434 | 2500.8188 | 3736.2444 | 5504.2551
8514 | 75343.866 | 2163.285 | 0 | 75282.866 | 2833.3528 | 4192.7059 | 2101.1549 | 3224.4027 | 234.7674 | 190 | 772.2448 | 1919.8637 | 3687.8744
8515 | 76956.0404 | 1727.439 | -1727.439 | 75167.6013 | 3668.0471 | 8255.008 | 1902.1782 | 3396.1872 | 159.5875 | 54 | 4087.9249 | 5024.364 | 6792.3747
8516 | 76868.8036 | 1774.9167 | 0 | 76807.8036 | 3997.8835 | 26719.0827 | 2487.7841 | 3322.2258 | 95.1868 | 190 | 21093.6054 | 22101.6438 | 23869.6545
8517 | 76672.3376 | 1984.015 | 0 | 76611.3376 | 3024.9263 | 8498.3721 | 2149.0611 | 3376.7997 | 136.9833 | 54 | 3758.169 | 4672.0038 | 6440.0145
8518 | 74340.8817 | 2040.1529 | 0 | 74279.8817 | 2820.0439 | 11824.902 | 2812.2762 | 3149.3272 | 131.2419 | 380 | 10056.7798 | 11290.8732 | 13058.8839
8519 | 74588.7091 | 1445.187 | 0 | 74527.7091 | 2835.2743 | 10767.8649 | 2030.773 | 3142.6459 | 110.0071 | 190 | 7948.5003 | 8971.359 | 10739.3697
8520 | 74135.3065 | 1486.4644 | 0 | 74074.3065 | 1800.7012 | 5764.0788 | 2203.7485 | 3134.7271 | 140.3905 | 244 | 4597.7468 | 5704.9889 | 7472.9996
8521 | 75560.1819 | 2023.9041 | 0 | 75499.1819 | 3122.4813 | 11422.4442 | 2691.9365 | 3165.824 | 97.9139 | 54 | 8028.7414 | 8903.5069 | 10671.5176
8522 | 75473.4338 | 1596.2675 | 0 | 75412.4338 | 4491.2435 | 5831.725 | 2278.6931 | 3191.1759 | 97.2283 | 54 | 768.1166 | 1642.1965 | 3410.2072
8523 | 76339.7453 | 1281.3444 | -1281.3444 | 74997.4009 | 2201.1602 | 14495.2594 | 1578.6598 | 3278.0082 | 127.5049 | 54 | 11523.5663 | 12427.9228 | 14195.9335
8524 | 75474.2734 | 1600.8481 | 0 | 75413.2734 | 3197.7543 | 3759.702 | 1639.7687 | 3177.5246 | 178.4559 | 190 | -663.8325 | 427.475 | 2195.4857
8525 | 75421.4491 | 1979.3456 | -1979.3456 | 73381.1035 | 3439.0744 | 6928.4827 | 2047.2379 | 3211.2219 | 145.1309 | 434 | 4736.9646 | 6038.947 | 7806.9577
8526 | 73999.2997 | 2232.7992 | 0 | 73938.2997 | 4474.6214 | 4641.6603 | 2527.6944 | 3129.5973 | 150.2084 | 54 | 1256.2309 | 2183.2908 | 3951.3015
8527 | 75178.9522 | 2091.9823 | -2091.9823 | 73025.9699 | 3005.7638 | 6213.598 | 1812.9723 | 3182.9823 | 172.1634 | 54 | 4548.019 | 5497.034 | 7265.0447
8528 | 76019.1118 | 1752.3094 | 0 | 75958.1118 | 2773.5432 | 11083.9555 | 2704.9259 | 3287.1785 | 216.9666 | 190 | 7714.6049 | 8844.423 | 10612.4337
8529 | 76905.7494 | 1485.8501 | 0 | 76844.7494 | 3366.8177 | 7112.4034 | 2576.6958 | 3318.3417 | 157.1546 | 190 | 2166.0739 | 3236.0801 | 5004.0908
8530 | 75518.4125 | 1964.9806 | -1964.9806 | 73492.4319 | 3557.9586 | 3405.9474 | 2578.9282 | 3169.0177 | 121.2972 | 244 | 1473.7029 | 2561.8516 | 4329.8623
8531 | 75149.076 | 1446.2364 | -1446.2364 | 73641.8396 | 3279.5054 | 8477.0282 | 2358.4531 | 3158.4223 | 197.4919 | 54 | 6442.7586 | 7417.1021 | 9185.1128
8532 | 75518.522 | 2163.1534 | 0 | 75457.522 | 2402.4916 | 3951.1196 | 2124.1686 | 3353.2711 | 130.7645 | 434 | 938.7456 | 2226.3617 | 3994.3724
8533 | 76330.6124 | 1240.5719 | -1240.5719 | 75029.0405 | 4298.795 | 9631.6174 | 2596.7232 | 3388.0795 | 190.5954 | 380 | 5658.7847 | 6952.2317 | 8720.2424
8534 | 74423.2101 | 1674.186 | 0 | 74362.2101 | 3062.8646 | 13391.2456 | 1593.4676 | 3125.2699 | 126.3137 | 244 | 10055.1084 | 11148.2737 | 12916.2844
8535 | 74235.3396 | 1820.2973 | 0 | 74174.3396 | 2979.7724 | 10440.9798 | 2438.2727 | 3240.8078 | 179.7286 | 190 | 8336.1483 | 9428.7284 | 11196.7391
8536 | 74159.6184 | 1639.6445 | 0 | 74098.6184 | 3365.8656 | 12588.4894 | 2612.3196 | 3192.0381 | 176.6325 | 190 | 10298.5631 | 11388.0472 | 13156.0579
8537 | 76718.4792 | 1245.4333 | 0 | 76657.4792 | 2250.9865 | 5107.0208 | 2559.1846 | 3445.12 | 202.3308 | 54 | 1573.0596 | 2552.2421 | 4320.2528
8538 | 77061.1786 | 1583.3643 | -1583.3643 | 75416.8143 | 2725.7415 | 13839.4554 | 2728.0915 | 3348.2304 | 201.0496 | 244 | 11143.4215 | 12311.3226 | 14079.3333
8539 | 75606.9827 | 1510.4492 | 0 | 75545.9827 | 3155.0945 | 3780.4232 | 2408.8731 | 3444.5254 | 126.6636 | 380 | 302.9445 | 1532.4597 | 3300.4704
8540 | 75425.8374 | 1438.9897 | -1438.9897 | 73925.8477 | 2942.9293 | 5311.2426 | 1929.1601 | 3262.8969 | 47.0753 | 54 | 3004.7226 | 3828.6495 | 5596.6602
8541 | 76167.055 | 1761.272 | 0 | 76106.055 | 2506.7441 | 9363.736 | 2365.4493 | 3343.9127 | 67.0824 | 434 | 5830.499 | 7054.4329 | 8822.4436
8542 | 76744.4358 | 1308.8812 | 0 | 76683.4358 | 3003.0493 | 10737.9116 | 2218.6454 | 3277.0551 | 149.1025 | 380 | 5917.327 | 7169.281 | 8937.2917
8543 | 76012.202 | 1298.6001 | 0 | 75951.202 | 2722.7965 | 6714.1701 | 2334.8184 | 3283.0047 | 123.9934 | 380 | 3028.1947 | 4255.0397 | 6023.0504
8544 | 75290.1365 | 1582.6989 | 0 | 75229.1365 | 4493.5527 | 3507.3225 | 2459.8734 | 3338.5147 | 134.9907 | 380 | -1046.7785 | 191.0637 | 1959.0744
8545 | 75750.039 | 1737.6691 | -1737.6691 | 73951.3698 | 2711.5811 | 13544.2703 | 1723.8694 | 3241.3432 | 88.7639 | 190 | 11216.7319 | 12218.3473 | 13986.358
8546 | 74785.5982 | 1719.0747 | 0 | 74724.5982 | 2606.0987 | 3137.6985 | 2578.3739 | 3174.3183 | 242.858 | 244 | 929.8938 | 2139.6033 | 3907.614
8547 | 74834.4197 | 1476.5203 | -1476.5203 | 73296.8994 | 5067.7865 | 19061.9805 | 2380.7092 | 3150.731 | 136.0569 | 190 | 15598.9348 | 16647.8433 | 18415.854
8548 | 74648.5038 | 1410.5593 | 0 | 74587.5038 | 2606.8158 | 15154.8703 | 2344.5625 | 3180.9865 | 105.1173 | 244 | 12856.2997 | 13928.2686 | 15696.2793
8549 | 74164.5107 | 2008.1831 | 0 | 74103.5107 | 3537.3923 | 11274.9078 | 2061.3935 | 3137.0479 | 75.8096 | 190 | 8202.6462 | 9191.3074 | 10959.3181
8550 | 73527.0292 | 1261.3419 | 0 | 73466.0292 | 3496.181 | 7503.5288 | 2512.3129 | 3125.1121 | 50.0035 | 54 | 5548.9436 | 6375.7986 | 8143.8093
8551 | 76258.3541 | 1700.0064 | 0 | 76197.3541 | 2762.0638 | 4495.6925 | 2400.158 | 3347.7007 | 187.1581 | 190 | 654.3333 | 1754.343 | 3522.3537
8552 | 75520.766 | 1992.6332 | -1992.6332 | 73467.1328 | 2675.5361 | 9165.4868 | 2585.2183 | 3317.9415 | 251.4468 | 434 | 8296.1777 | 9704.4761 | 11472.4868
8553 | 77185.8157 | 1982.6032 | 0 | 77124.8157 | 2163.73 | 12199.1682 | 2203.6737 | 3559.2442 | 163.0844 | 244 | 8043.7405 | 9173.6764 | 10941.6871
8554 | 74691.0344 | 1998.0909 | 0 | 74630.0344 | 2548.9474 | 9036.4101 | 2486.0647 | 3142.2846 | 195.4039 | 190 | 6855.9776 | 7964.233 | 9732.2437
8555 | 74989.6856 | 1254.4623 | 0 | 74928.6856 | 2002.1426 | 9235.7293 | 1921.2864 | 3236.5144 | 158.5802 | 54 | 6832.902 | 7768.3337 | 9536.3444
8556 | 75773.6473 | 1765.0721 | 0 | 75712.6473 | 1396.6042 | 13724.9634 | 2244.2348 | 3254.0198 | 92.2133 | 54 | 11484.1666 | 12353.2315 | 14121.2422
8557 | 76182.5658 | 2146.9332 | 0 | 76121.5658 | 3539.497 | 15133.4061 | 2129.1777 | 3216.749 | 138.2845 | 190 | 10188.4699 | 11239.6059 | 13007.6166
8558 | 76690.9807 | 1975.1043 | 0 | 76629.9807 | 2678.4732 | 4223.3264 | 2294.2962 | 3369.1565 | 151.7145 | 244 | -51.4748 | 1067.0913 | 2835.102
8559 | 75806.7265 | 1624.7403 | -1624.7403 | 74120.9862 | 3091.2837 | 7531.1588 | 2372.877 | 3314.1636 | 162.3381 | 380 | 5376.1296 | 6641.3192 | 8409.3299
8560 | 76078.8668 | 1481.6231 | 0 | 76017.8668 | 2891.1151 | 3971.4272 | 2372.099 | 3409.5507 | 144.8098 | 380 | 214.2949 | 1461.9562 | 3229.9669
8561 | 76107.0154 | 1502.6195 | -1502.6195 | 74543.3958 | 3277.1064 | 7693.424 | 1653.4844 | 3351.9549 | 106.845 | 380 | 4248.561 | 5458.2576 | 7226.2683
8562 | 74512.3754 | 1726.1859 | 0 | 74451.3754 | 3393.2907 | 6566.4366 | 2489.6854 | 3244.2977 | 148.3834 | 54 | 3825.9535 | 4751.1885 | 6519.1992
8563 | 75215.3446 | 1900.1655 | 0 | 75154.3446 | 2665.7036 | 13179.6213 | 2242.228 | 3129.7893 | 138.9576 | 190 | 10101.7905 | 11153.5996 | 12921.6103
8564 | 75296.9002 | 1299.9416 | 0 | 75235.9002 | 3764.3026 | 8719.1107 | 2651.8929 | 3181.172 | 139.1457 | 54 | 4922.1728 | 5838.1701 | 7606.1808
8565 | 74828.504 | 1894.7343 | 0 | 74767.504 | 3299.5901 | 9465.6048 | 2193.5699 | 3250.0123 | 120.2519 | 190 | 6212.2929 | 7245.3963 | 9013.407
8566 | 74258.7903 | 2044.3372 | 0 | 74197.7903 | 3467.4385 | 5008.4792 | 2008.8636 | 3123.9825 | 181.2683 | 380 | 1846.2964 | 3130.4163 | 4898.427
8567 | 76054.6173 | 1206.8479 | -1206.8479 | 74786.7693 | 3328.1175 | 7392.6205 | 2181.4247 | 3359.0944 | 192.9781 | 244 | 4188.4527 | 5348.2824 | 7116.2931
8568 | 75406.4967 | 1698.6224 | 0 | 75345.4967 | 2301.8113 | 4981.3944 | 2338.8304 | 3143.9041 | 153.4534 | 244 | 2187.0208 | 3307.3258 | 5075.3365
8569 | 75198.5574 | 1555.337 | -1555.337 | 73582.2205 | 4044.665 | 4449.159 | 2389.6828 | 3176.909 | 195.6405 | 190 | 1759.0653 | 2867.5573 | 4635.568
8570 | 75304.7788 | 1657.4411 | -1657.4411 | 73586.3377 | 3544.5441 | 4306.6719 | 2243.1567 | 3222.0577 | 133.5219 | 434 | 2011.2044 | 3301.5779 | 5069.5886
8571 | 75741.7385 | 2176.2304 | -2176.2304 | 73504.5081 | 2597.7315 | 11527.7225 | 1778.5931 | 3182.0804 | 123.3943 | 434 | 9756.3563 | 11036.6022 | 12804.6129
8572 | 74822.1019 | 1654.2124 | 0 | 74761.1019 | 3056.8211 | 13029.7067 | 2537.3281 | 3181.7433 | 158.3747 | 54 | 10301.0551 | 11236.2813 | 13004.292
8573 | 76795.2686 | 1606.9081 | 0 | 76734.2686 | 4455.4634 | 8688.9811 | 1898.5148 | 3423.5056 | 94.3 | 434 | 2191.4696 | 3442.6211 | 5210.6318
8574 | 76100.8484 | 1574.7698 | -1574.7698 | 74465.0786 | 3105.0888 | 7166.3298 | 2008.0938 | 3241.4576 | 104.8429 | 380 | 4215.9139 | 5423.6083 | 7191.619
8575 | 75141.8156 | 2219.9108 | 0 | 75080.8156 | 3077.9679 | 12215.7962 | 2168.4175 | 3353.7254 | 94.5372 | 54 | 8949.3556 | 9820.7443 | 11588.755
8576 | 76549.4735 | 1529.4502 | 0 | 76488.4735 | 2887.4846 | 9626.5502 | 2607.6476 | 3271.3859 | 89.7603 | 190 | 5499.8256 | 6502.4374 | 8270.4481
8577 | 75700.9312 | 1595.5186 | 0 | 75639.9312 | 2793.7723 | 14583.2397 | 2305.6599 | 3373.6932 | 161.1597 | 54 | 11199.0892 | 12137.1005 | 13905.1112
8578 | 75233.0255 | 1893.093 | 0 | 75172.0255 | 3595.8987 | 5123.3846 | 2400.3284 | 3303.0113 | 157.2446 | 244 | 1429.0002 | 2553.0964 | 4321.1071
8579 | 74883.1342 | 2211.281 | -2211.281 | 72610.8532 | 1772.4208 | 19336.7705 | 2281.2402 | 3188.0313 | 97.3441 | 244 | 19792.9681 | 20857.1638 | 22625.1745
8580 | 74169.7207 | 2099.6165 | 0 | 74108.7207 | 2174.0552 | 12854.1518 | 2075.3219 | 3123.7013 | 121.8975 | 54 | 11140.5992 | 12039.3482 | 13807.3589
8581 | 76694.8247 | 1477.7557 | 0 | 76633.8247 | 4342.3339 | 10347.816 | 2766.2347 | 3465.6598 | 150.8585 | 54 | 4973.752 | 5901.462 | 7669.4727
8582 | 77005.0052 | 1541.7119 | 0 | 76944.0052 | 3295.7964 | 10812.3157 | 2394.1833 | 3470.1362 | 172.331 | 190 | 5807.0336 | 6892.2163 | 8660.227
8583 | 75811.1607 | 1587.7635 | 0 | 75750.1607 | 2855.261 | 22068.9248 | 2333.4881 | 3305.9571 | 175.073 | 244 | 18473.1484 | 19615.073 | 21383.0837
8584 | 75239.2127 | 1616.2755 | 0 | 75178.2127 | 2871.1901 | 9810.8612 | 1940.3885 | 3256.2898 | 210.9371 | 54 | 6328.3366 | 7316.1252 | 9084.1359
8585 | 76755.6689 | 1423.9099 | 0 | 76694.6689 | 3436.5289 | 20212.5813 | 1873.9796 | 3486.6715 | 133.5997 | 190 | 14812.2345 | 15858.6858 | 17626.6965
8586 | 75054.5965 | 1221.5458 | 0 | 74993.5965 | 3822.8433 | 6614.5592 | 2395.9674 | 3216.5701 | 175.8571 | 190 | 2780.857 | 3869.5656 | 5637.5763
8587 | 77301.4452 | 1428.5174 | 0 | 77240.4452 | 2193.0547 | 4179.2085 | 2059.7227 | 3408.0192 | 102.3504 | 54 | -416.3495 | 462.8525 | 2230.8632
8588 | 75977.172 | 1761.8064 | -1761.8064 | 74154.3655 | 4729.6463 | 10380.0116 | 2571.4136 | 3204.0117 | 131.1659 | 190 | 6641.625 | 7685.6425 | 9453.6532
8589 | 75253.756 | 2002.2889 | 0 | 75192.756 | 2332.487 | 18850.9198 | 2284.9706 | 3207.603 | 113.9267 | 244 | 16188.4504 | 17269.2287 | 19037.2394
8590 | 75512.1844 | 1949.9586 | 0 | 75451.1844 | 3205.1774 | 2777.7704 | 2224.5588 | 3266.6889 | 141.7435 | 54 | -1017.1437 | -98.5486 | 1669.4621
8591 | 74617.9517 | 1617.8199 | -1617.8199 | 72939.1318 | 3632.7475 | 4949.3942 | 2100.2994 | 3198.0956 | 167.9781 | 434 | 3046.1099 | 4370.9396 | 6138.9503
8592 | 74277.4064 | 1605.7064 | 0 | 74216.4064 | 2559.1945 | 10492.2959 | 2688.6816 | 3131.0649 | 104.9709 | 54 | 8906.6415 | 9788.464 | 11556.4747
8593 | 75568.8645 | 2211.2476 | 0 | 75507.8645 | 2233.3801 | 15787.2315 | 2656.0674 | 3229.0179 | 165.3254 | 190 | 13301.2723 | 14379.4492 | 16147.4599
8594 | 74936.566 | 1491.8535 | 0 | 74875.566 | 1778.9811 | 5466.1512 | 2001.7408 | 3129.5805 | 140.4368 | 380 | 3313.1254 | 4556.4138 | 6324.4245
8595 | 77612.2953 | 2094.903 | 0 | 77551.2953 | 4253.0981 | 12183.4371 | 2352.1511 | 3552.7595 | 177.2558 | 380 | 5654.1543 | 6934.2617 | 8702.2724
8596 | 76133.2504 | 1510.977 | 0 | 76072.2504 | 1406.5705 | 6579.0596 | 2377.099 | 3147.3287 | 139.9604 | 190 | 3994.8665 | 5047.6784 | 6815.6891
8597 | 76576.9323 | 1819.1563 | 0 | 76515.9323 | 2439.9791 | 9283.0882 | 2594.375 | 3479.9988 | 83.6364 | 54 | 5771.7506 | 6632.2386 | 8400.2493
8598 | 75159.0374 | 1754.7618 | 0 | 75098.0374 | 2866.2496 | 15156.5495 | 2627.9542 | 3158.2604 | 61.5287 | 244 | 12348.6771 | 13377.0574 | 15145.0681
8599 | 75596.0366 | 1820.7088 | 0 | 75535.0366 | 3487.1455 | 3827.4672 | 2648.4092 | 3158.9611 | 44.4577 | 244 | -17.1446 | 994.1647 | 2762.1754
8600 | 74765.044 | 1438.347 | -1438.347 | 73265.6971 | 3660.8442 | 11577.6026 | 2341.8211 | 3150.0741 | 104.9801 | 244 | 9513.1566 | 10584.9883 | 12352.999
8601 | 74579.7255 | 1483.4357 | 0 | 74518.7255 | 2628.8409 | 1804.9993 | 2679.0538 | 3206.4887 | 165.3259 | 54 | -86.8245 | 855.353 | 2623.3637
8602 | 75922.7762 | 1854.6909 | -1854.6909 | 74007.0853 | 3277.1748 | 6183.5404 | 2179.4539 | 3192.3873 | 157.7989 | 54 | 3641.3216 | 4575.9721 | 6343.9828
8603 | 74059.7592 | 1685.5213 | 0 | 73998.7592 | 2075.3378 | 16407.2391 | 2070.0148 | 3130.6655 | 55.2343 | 434 | 14904.0224 | 16116.1082 | 17884.1189
8604 | 75100.8317 | 2008.1464 | 0 | 75039.8317 | 2146.8255 | 4957.7566 | 2491.3026 | 3163.1082 | 147.161 | 380 | 2795.7101 | 4045.7227 | 5813.7334
8605 | 75473.9105 | 1505.7862 | 0 | 75412.9105 | 3113.057 | 2837.6877 | 2176.9064 | 3481.8444 | 167.6645 | 54 | -659.329 | 285.1871 | 2053.1978
8606 | 75891.3438 | 2311.8847 | -2311.8847 | 73518.4591 | 1751.0179 | 11055.6496 | 1773.2714 | 3188.2926 | 137.7084 | 54 | 10117.9366 | 11032.4965 | 12800.5072
8607 | 74149.4842 | 1176.7177 | 0 | 74088.4842 | 2663.4529 | 19893.5251 | 2679.7065 | 3125.6667 | 148.3654 | 54 | 18317.1613 | 19242.3782 | 21010.3889
8608 | 75370.2155 | 1517.7171 | 0 | 75309.2155 | 3533.0768 | 4632.2741 | 2515.1226 | 3312.0701 | 205.0619 | 190 | 987.3745 | 2105.2879 | 3873.2986
8609 | 76333.1831 | 1390.6585 | -1390.6585 | 74881.5246 | 2385.9441 | 5725.2984 | 2207.4656 | 3280.7181 | 126.0982 | 380 | 3316.2134 | 4545.1631 | 6313.1738
8610 | 74100.1876 | 1860.1027 | 0 | 74039.1876 | 4791.2434 | 7260.1385 | 2465.5372 | 3135.4044 | 113.6906 | 54 | 3400.8491 | 4291.3912 | 6059.4019
8611 | 75402.9117 | 1517.3844 | 0 | 75341.9117 | 1667.0649 | 6269.7365 | 2184.0292 | 3216.2081 | 98.555 | 244 | 4031.1972 | 5096.6037 | 6864.6144
8612 | 76848.172 | 1351.9799 | 0 | 76787.172 | 2805.9302 | 10374.5546 | 2349.1233 | 3457.1445 | 132.3526 | 244 | 5957.9202 | 7057.1243 | 8825.135
8613 | 74820.784 | 1402.5414 | 0 | 74759.784 | 2665.6918 | 5789.9583 | 2204.4472 | 3186.0956 | 107.5516 | 54 | 3125.2252 | 4009.6283 | 5777.639
8614 | 74058.7605 | 1746.8656 | 0 | 73997.7605 | 2438.6879 | 11252.2135 | 2422.4453 | 3137.9749 | 102.2315 | 380 | 9746.3853 | 10951.4684 | 12719.4791
8615 | 76835.8816 | 1531.4259 | 0 | 76774.8816 | 1798.0702 | 7054.7278 | 2613.2389 | 3420.5956 | 141.8197 | 434 | 3885.8106 | 5184.4818 | 6952.4925
8616 | 75766.7366 | 1152.8019 | 0 | 75705.7366 | 2078.1767 | 24674.8868 | 2466.4869 | 3150.8565 | 201.2081 | 380 | 21878.5169 | 23182.5766 | 24950.5873
8617 | 76411.1531 | 1153.8045 | 0 | 76350.1531 | 2202.0912 | 5247.5626 | 2448.0432 | 3383.947 | 162.5138 | 54 | 1897.5086 | 2836.874 | 4604.8847
8618 | 76938.3324 | 2209.096 | -2209.096 | 74668.2364 | 699.993 | 4200.1905 | 2050.0789 | 3339.0488 | 182.497 | 244 | 3591.2889 | 4740.6374 | 6508.6481
8619 | 76125.1565 | 1540.4497 | 0 | 76064.1565 | 3748.7907 | 9022.0527 | 2546.6835 | 3232.4299 | 168.8961 | 190 | 4358.4189 | 5440.1665 | 7208.1772
8620 | 75421.9881 | 1538.1657 | 0 | 75360.9881 | 3425.0778 | 5083.1867 | 2463.8442 | 3192.1908 | 134.1829 | 434 | 1323.3559 | 2614.3904 | 4382.4011
8621 | 76368.5301 | 1853.5926 | -1853.5926 | 74453.9374 | 2458.8737 | 4523.1404 | 2369.7689 | 3349.0972 | 190.5939 | 380 | 2699.3953 | 3992.8408 | 5760.8515
8622 | 74980.9639 | 1609.9102 | 0 | 74919.9639 | 2680.1771 | 5073.8878 | 2313.3167 | 3250.8634 | 85.5779 | 380 | 2408.127 | 3596.5565 | 5364.5672
8623 | 75449.3154 | 1926.7577 | -1926.7577 | 73461.5578 | 3236.2608 | 4748.0495 | 2221.0589 | 3222.0541 | 16.7926 | 54 | 2863.5439 | 3657.1881 | 5425.1988
8624 | 75875.4348 | 1225.3513 | 0 | 75814.4348 | 3277.8754 | 9927.988 | 2272.3088 | 3349.4702 | 128.0912 | 244 | 5827.6568 | 6922.5995 | 8690.6102
8625 | 76353.817 | 1488.9713 | 0 | 76292.817 | 2083.1433 | 5406.1964 | 2381.9833 | 3408.0565 | 152.7574 | 54 | 2190.476 | 3120.0849 | 4888.0956
8626 | 75723.1136 | 1236.1028 | -1236.1028 | 74426.0108 | 2349.2757 | 3086.4813 | 2307.6274 | 3185.7804 | 146.4201 | 244 | 1174.8026 | 2288.0743 | 4056.085
8627 | 76218.2461 | 1390.052 | -1390.052 | 74767.194 | 5723.8315 | 17546.1663 | 2097.7431 | 3353.4962 | 164.5536 | 54 | 11876.58 | 12817.9852 | 14585.9959
8628 | 75037.299 | 1728.627 | 0 | 74976.299 | 3985.2583 | 4838.0692 | 2318.1933 | 3298.3889 | 136.2744 | 380 | 863.2941 | 2102.42 | 3870.4307
8629 | 77007.108 | 1196.8276 | -1196.8276 | 75749.2804 | 4880.7257 | 4613.3034 | 2329.0211 | 3425.6703 | 167.2527 | 380 | -891.8113 | 378.2929 | 2146.3036
8630 | 75534.5409 | 1447.1592 | -1447.1592 | 74026.3817 | 2363.4627 | 4093.9578 | 2554.6782 | 3250.376 | 129.928 | 434 | 2879.3676 | 4166.1471 | 5934.1578
8631 | 75602.5611 | 1906.0251 | 0 | 75541.5611 | 3050.2123 | 11159.3127 | 2442.5993 | 3179.8 | 65.7568 | 434 | 7560.1385 | 8782.7468 | 10550.7575
8632 | 75217.8435 | 2091.7896 | 0 | 75156.8435 | 1229.4491 | 10620.4614 | 1751.0777 | 3271.8247 | 125.5056 | 380 | 8627.271 | 9855.6282 | 11623.6389
8633 | 75477.8988 | 1720.4722 | 0 | 75416.8988 | 3206.3455 | 5798.1611 | 2208.9248 | 3417.6546 | 111.2109 | 54 | 2171.6963 | 3059.7588 | 4827.7695
8634 | 76615.751 | 1646.6501 | -1646.6501 | 74908.1009 | 2641.2037 | 12809.6455 | 1728.1475 | 3265.6795 | 144.2931 | 244 | 9624.3679 | 10735.5126 | 12503.5233
8635 | 77774.4096 | 2031.3015 | 0 | 77713.4096 | 2530.647 | 4904.6809 | 2481.7533 | 3564.0064 | 177.6208 | 54 | 76.5841 | 1031.0564 | 2799.0671
8636 | 75525.1696 | 1297.6224 | -1297.6224 | 74166.5472 | 3498.2251 | 6049.6605 | 2111.1857 | 3261.9077 | 158.1119 | 190 | 3128.1814 | 4199.1449 | 5967.1556
8637 | 75990.1394 | 1377.8768 | 0 | 75929.1394 | 3236.5343 | 4760.3282 | 2509.1857 | 3297.955 | 179.4008 | 190 | 771.9953 | 1864.2476 | 3632.2583
8638 | 76771.9036 | 1346.4971 | -1346.4971 | 75364.4065 | 4390.0962 | 5410.8186 | 2584.6815 | 3290.3441 | 159.5513 | 380 | 901.5414 | 2163.9442 | 3931.9549
8639 | 76488.4433 | 1917.4851 | -1917.4851 | 74509.9582 | 4126.4839 | 8220.9824 | 2271.1994 | 3281.8649 | 210.4781 | 190 | 4507.8046 | 5631.1342 | 7399.1449
8640 | 76263.4119 | 1290.0856 | 0 | 76202.4119 | 2785.2747 | 15744.0406 | 2132.0629 | 3166.9456 | 203.019 | 244 | 11425.5625 | 12595.4331 | 14363.4438
8641 | 76080.2691 | 1829.909 | 0 | 76019.2691 | 2341.9039 | 4521.5556 | 2446.342 | 3311.7755 | 129.1103 | 380 | 1288.7 | 2520.6619 | 4288.6726
8642 | 75808.6151 | 2052.156 | -2052.156 | 73695.4592 | 2899.8661 | 5816.2439 | 2450.6314 | 3298.1584 | 220.6338 | 380 | 4339.9084 | 5663.3937 | 7431.4044
8643 | 76366.2534 | 1100.2881 | 0 | 76305.2534 | 2028.2805 | 8885.0403 | 2461.3095 | 3446.6662 | 11.8884 | 54 | 5829.6821 | 6618.422 | 8386.4327
8644 | 75173.0338 | 1582.365 | 0 | 75112.0338 | 2131.9466 | 2806.2389 | 2157.228 | 3188.205 | 171.0467 | 244 | 277.8916 | 1415.7899 | 3183.8006
8645 | 75259.7286 | 1881.9289 | -1881.9289 | 73316.7997 | 1335.3932 | 8830.4499 | 2012.5744 | 3173.5793 | 119.3471 | 244 | 8734.6108 | 9820.8094 | 11588.8201
8646 | 77000.9985 | 1751.8572 | 0 | 76939.9985 | 2549.4683 | 9163.6049 | 2368.1756 | 3450.8391 | 147.3483 | 244 | 4863.3527 | 5977.5526 | 7745.5633
8647 | 76745.6396 | 2079.456 | 0 | 76684.6396 | 4116.1176 | 1764.5431 | 2499.3728 | 3416.5786 | 119.0945 | 380 | -3750.0627 | -2528.1166 | -760.1059
8648 | 75804.5233 | 1215.263 | -1215.263 | 74528.2603 | 3993.8306 | 7975.8833 | 2359.3681 | 3345.0481 | 100.5163 | 54 | 4528.4085 | 5405.7763 | 7173.787
8649 | 75760.9642 | 1415.348 | 0 | 75699.9642 | 2349.0542 | 11819.7805 | 2344.7149 | 3156.6963 | 56.8049 | 380 | 8642.3733 | 9802.0298 | 11570.0405
8650 | 75090.7968 | 1432.5152 | 0 | 75029.7968 | 2361.6317 | 5751.6493 | 1794.2081 | 3271.4167 | 187.543 | 54 | 2796.0458 | 3760.4403 | 5528.451
8651 | 76686.9669 | 1573.5898 | 0 | 76625.9669 | 2596.2662 | 14872.8027 | 2684.6862 | 3328.5872 | 131.0916 | 190 | 11034.043 | 12077.9862 | 13845.9969
8652 | 76124.2661 | 1566.1896 | 0 | 76063.2661 | 3643.1377 | 4334.1601 | 2360.9007 | 3348.7379 | 63.5709 | 54 | -292.4052 | 548.0173 | 2316.028
8653 | 76120.7733 | 2322.5776 | -2322.5776 | 73737.1958 | 2221.8612 | 7352.5429 | 1902.665 | 3429.9026 | 159.8848 | 190 | 6096.2536 | 7168.99 | 8937.0007
8654 | 75389.0396 | 1862.2629 | 0 | 75328.0396 | 2176.7474 | 18404.7019 | 2540.3673 | 3162.6159 | 207.6369 | 190 | 15973.0981 | 17093.5865 | 18861.5972
8655 | 76635.3031 | 1529.0927 | 0 | 76574.3031 | 3503.3125 | 10564.7472 | 2117.0837 | 3389.9711 | 123.7581 | 434 | 5364.3864 | 6644.9961 | 8413.0068
8656 | 75434.8871 | 1579.6207 | 0 | 75373.8871 | 2923.2362 | 7355.8575 | 2578.095 | 3147.6441 | 22.4615 | 244 | 4154.6733 | 5143.9864 | 6911.9971
8657 | 74531.8125 | 1867.3015 | 0 | 74470.8125 | 3177.6169 | 8216.8534 | 2525.059 | 3279.5216 | 113.7541 | 190 | 5743.2046 | 6769.8103 | 8537.821
8658 | 76870.4497 | 1847.0654 | 0 | 76809.4497 | 3297.1489 | 5885.211 | 2015.6358 | 3468.359 | 185.5594 | 190 | 632.8072 | 1731.2181 | 3499.2288
8659 | 75672.4007 | 1230.7978 | -1230.7978 | 74380.6029 | 2795.1762 | 9770.7128 | 2490.6555 | 3227.643 | 91.0772 | 190 | 7683.4322 | 8687.3609 | 10455.3716
8660 | 73542.3144 | 1121.6339 | 0 | 73481.3144 | 3434.4653 | 11139.8624 | 2601.7414 | 3127.6511 | 143.5238 | 380 | 9323.6752 | 10570.0506 | 12338.0613
8661 | 74934.8077 | 1652.071 | 0 | 74873.8077 | 1286.2816 | 5894.7418 | 2458.523 | 3155.2706 | -6.9336 | 54 | 4718.6461 | 5488.564 | 7256.5747
8662 | 76287.0075 | 1303.5613 | 0 | 76226.0075 | 2431.8256 | 9040.2287 | 2549.764 | 3315.5289 | 80.9655 | 190 | 5617.8885 | 6611.7056 | 8379.7163
8663 | 75896.8925 | 2127.0145 | 0 | 75835.8925 | 2925.0233 | 5200.6089 | 2500.1028 | 3394.503 | 202.7881 | 190 | 1704.4989 | 2820.1385 | 4588.1492
8664 | 75172.1731 | 1435.2327 | -1435.2327 | 73675.9405 | 2963.1584 | 18758.1891 | 2260.5461 | 3142.3977 | 56.6842 | 434 | 16892.2341 | 18105.7698 | 19873.7805
8665 | 75427.6575 | 1544.0463 | 0 | 75366.6575 | 2280.7254 | 8526.1302 | 2232.9664 | 3246.7938 | 95.3367 | 244 | 5728.7075 | 6790.8957 | 8558.9064
8666 | 73755.199 | 1888.1208 | 0 | 73694.199 | 3444.3512 | 4298.5332 | 2510.5533 | 3123.2877 | 133.1871 | 380 | 2164.024 | 3400.0626 | 5168.0733
8667 | 75877.6706 | 1977.4399 | -1977.4399 | 73839.2307 | 3198.9158 | 12700.624 | 2405.1103 | 3248.8701 | 93.2316 | 54 | 10686.6579 | 11556.741 | 13324.7517
8668 | 76026.0767 | 1596.2082 | 0 | 75965.0767 | 3937.2446 | 13854.8664 | 2272.2207 | 3234.7357 | 151.2062 | 244 | 8829.7016 | 9947.7593 | 11715.77
8669 | 76303.9855 | 1404.419 | 0 | 76242.9855 | 2671.5121 | 4751.3657 | 2320.3348 | 3299.6401 | 233.9967 | 380 | 827.0431 | 2163.8913 | 3931.902
8670 | 76801.8099 | 1701.5812 | -1701.5812 | 75039.2287 | 3450.8861 | 18642.6254 | 2476.8765 | 3471.8403 | 158.813 | 54 | 15471.4273 | 16407.0919 | 18175.1026
8671 | 75981.1227 | 1970.3784 | 0 | 75920.1227 | 5087.5334 | 10812.0659 | 2065.3761 | 3263.9148 | 126.0472 | 380 | 4503.9006 | 5732.7994 | 7500.8101
8672 | 75633.5913 | 2076.455 | 0 | 75572.5913 | 5790.7324 | 3554.4645 | 2155.5313 | 3238.424 | 173.6088 | 190 | -3044.7038 | -1958.2434 | -190.2327
8673 | 75657.9957 | 1701.176 | -1701.176 | 73895.8197 | 2860.2505 | 12268.8636 | 2461.3187 | 3314.7067 | 169.9373 | 190 | 10659.0187 | 11741.8076 | 13509.8183
8674 | 76139.8393 | 2025.8608 | 0 | 76078.8393 | 2235.3243 | 8583.3686 | 2521.9201 | 3400.3672 | 116.1607 | 244 | 5561.6923 | 6644.7045 | 8412.7152
8675 | 76852.7844 | 1818.2992 | 0 | 76791.7844 | 1756.9361 | 6079.69 | 2363.2982 | 3532.7883 | 205.2492 | 244 | 2797.256 | 3969.3568 | 5737.3675
8676 | 76594.8709 | 1548.3312 | 0 | 76533.8709 | 3162.8177 | 2638.7426 | 2464.1549 | 3537.1113 | 139.0313 | 54 | -1686.4799 | -770.5971 | 997.4136
8677 | 75374.661 | 1355.4716 | -1355.4716 | 73958.1894 | 2197.2254 | 9042.5633 | 2416.7587 | 3311.7265 | 93.5922 | 380 | 7985.8336 | 9182.2774 | 10950.2881
8678 | 76013.7923 | 1012.929 | 0 | 75952.7923 | 3146.7351 | 17870.6317 | 2375.461 | 3249.9998 | 152.0302 | 54 | 13766.7652 | 14695.6469 | 16463.6576
8679 | 75824.8427 | 2004.2955 | 0 | 75763.8427 | 2057.0328 | 9447.8798 | 2744.4753 | 3358.0934 | 137.4648 | 380 | 7099.773 | 8340.0893 | 10108.1
8680 | 74677.8363 | 1548.9741 | 0 | 74616.8363 | 3596.4666 | 7578.2667 | 2625.5322 | 3161.2002 | 178.0422 | 244 | 4521.8962 | 5666.7899 | 7434.8006
8681 | 74559.0973 | 1609.4726 | 0 | 74498.0973 | 2643.4782 | 13106.194 | 2283.6105 | 3131.4321 | 96.7223 | 434 | 10749.8611 | 12003.4349 | 13771.4456
8682 | 75793.0091 | 1026.578 | 0 | 75732.0091 | 1174.0606 | 8201.9891 | 2701.8542 | 3261.6299 | 110.0123 | 380 | 6629.6035 | 7842.4673 | 9610.478
8683 | 75651.4334 | 2303.7395 | 0 | 75590.4334 | 3365.7551 | 16160.5172 | 2586.8109 | 3193.6737 | 108.3429 | 434 | 12355.0132 | 13620.2077 | 15388.2184
8684 | 75328.4571 | 1776.5815 | 0 | 75267.4571 | 1255.1685 | 18221.2173 | 2602.6423 | 3168.7335 | 100.5417 | 380 | 16840.1675 | 18043.5608 | 19811.5715
8685 | 77585.8688 | 1329.6406 | 0 | 77524.8688 | 3838.1524 | 12684.4622 | 2033.5571 | 3451.0152 | 106.5522 | 190 | 6176.2132 | 7195.617 | 8963.6277
8686 | 74428.5717 | 1649.4797 | 0 | 74367.5717 | 4329.4061 | 9120.8837 | 2327.2416 | 3156.3699 | 33.2052 | 434 | 5277.7175 | 6467.7743 | 8235.785
8687 | 75736.9938 | 2134.4132 | 0 | 75675.9938 | 2203.4579 | 5315.7568 | 2295.9232 | 3299.7376 | 74.8934 | 54 | 2402.166 | 3253.911 | 5021.9217
8688 | 75869.4106 | 1902.6697 | -1902.6697 | 73905.7409 | 4102.5951 | 11694.2358 | 2129.2757 | 3276.4386 | 183.7792 | 244 | 8461.8141 | 9612.4449 | 11380.4556
8689 | 74955.9301 | 1429.9275 | 0 | 74894.9301 | 3056.018 | 8168.1615 | 2596.9717 | 3183.4357 | 102.6157 | 54 | 5367.8207 | 6247.288 | 8015.2987
8690 | 75352.7968 | 2000.0376 | 0 | 75291.7968 | 4340.5151 | 13293.1671 | 1671.9183 | 3264.5597 | 144.7745 | 54 | 7967.5333 | 8889.1594 | 10657.1701
8691 | 75843.2081 | 1626.185 | 0 | 75782.2081 | 2276.311 | 5713.4974 | 2247.0075 | 3197.3386 | 158.4784 | 244 | 2469.5243 | 3594.8542 | 5362.8649
8692 | 75845.6821 | 2172.302 | -2172.302 | 73612.3801 | 3141.2219 | 3554.445 | 2328.5552 | 3326.5609 | 117.5973 | 54 | 1826.1591 | 2720.608 | 4488.6187
8693 | 76366.9432 | 2213.7566 | -2213.7566 | 74092.1866 | 2378.9158 | 14605.359 | 2502.8188 | 3388.9118 | 123.0796 | 380 | 13396.1872 | 14622.1183 | 16390.129
8694 | 76567.1336 | 1832.2576 | 0 | 76506.1336 | 2243.5169 | 5108.1682 | 2322.9344 | 3268.1295 | 157.7796 | 244 | 1319.7816 | 2444.4127 | 4212.4234
8695 | 75568.2051 | 1521.4388 | -1521.4388 | 73985.7662 | 2977.6895 | 9737.2838 | 2696.1895 | 3310.5085 | 115.5557 | 244 | 8150.7261 | 9233.1334 | 11001.1441
8696 | 76081.6927 | 1340.6285 | 0 | 76020.6927 | 2709.0158 | 9703.7635 | 2698.2393 | 3345.4469 | 142.0709 | 380 | 6387.9411 | 7632.8636 | 9400.8743
8697 | 74493.892 | 1648.1722 | 0 | 74432.892 | 2295.2133 | 4603.1323 | 2287.4545 | 3183.7354 | 178.2043 | 54 | 2716.417 | 3671.4728 | 5439.4835
8698 | 75799.9308 | 2037.6438 | 0 | 75738.9308 | 3589.7307 | 3677.0322 | 2407.3153 | 3150.168 | 98.9114 | 434 | -723.946 | 531.817 | 2299.8277
8699 | 77193.0747 | 1261.7281 | -1261.7281 | 75870.3466 | 1434.1683 | 7658.3697 | 1994.5429 | 3458.5995 | 141.1764 | 54 | 5177.1972 | 6095.2252 | 7863.2359
8700 | 75749.0425 | 1429.2758 | 0 | 75688.0425 | 2621.0085 | 12816.7513 | 2482.5349 | 3251.8607 | 120.3883 | 54 | 9612.2959 | 10509.5358 | 12277.5465
8701 | 76336.0913 | 1669.042 | 0 | 76275.0913 | 3474.0776 | 17637.7722 | 2390.4547 | 3435.8199 | 117.4477 | 54 | 13085.0779 | 13979.3772 | 15747.3879
8702 | 75432.3515 | 1789.0635 | 0 | 75371.3515 | 3292.4063 | 22312.3149 | 2330.5422 | 3215.7388 | 109.6314 | 54 | 18565.0381 | 19451.5211 | 21219.5318
8703 | 76837.6136 | 1712.9905 | 0 | 76776.6136 | 3069.3371 | 3458.4559 | 2370.501 | 3483.6121 | 84.7064 | 434 | -1163.1818 | 78.3761 | 1846.3868
8704 | 74524.0727 | 2185.4468 | -2185.4468 | 72277.6259 | 2940.3104 | 17500.8389 | 2512.0983 | 3190.0293 | 191.553 | 380 | 17355.2301 | 18649.6347 | 20417.6454
8705 | 77593.4739 | 1665.9354 | 0 | 77532.4739 | 3408.3025 | 17968.22 | 2356.3127 | 3541.6592 | 110.6111 | 244 | 12295.6154 | 13373.0781 | 15141.0888
8706 | 75779.8497 | 2000.9745 | 0 | 75718.8497 | 2491.4643 | 4868.5454 | 2517.0797 | 3331.5008 | 78.6284 | 54 | 1877.0119 | 2732.4918 | 4500.5025
8707 | 77608.3773 | 1772.1963 | -1772.1963 | 75775.1809 | 4705.2374 | 9066.4018 | 2417.0935 | 3551.9089 | 164.6291 | 190 | 3925.1859 | 5002.6666 | 6770.6773
8708 | 76263.254 | 1703.4197 | 0 | 76202.254 | 3338.2381 | 9769.7255 | 2010.4137 | 3284.1241 | 82.5981 | 190 | 4893.9713 | 5889.4209 | 7657.4316
8709 | 75278.9288 | 1578.3416 | 0 | 75217.9288 | 3264.8915 | 7914.6302 | 2168.0089 | 3240.6233 | 126.2158 | 54 | 4210.642 | 5113.7094 | 6881.7201
8710 | 73769.1276 | 1107.575 | 0 | 73708.1276 | 3169.4564 | 10079.7083 | 2369.3112 | 3125.6046 | 115.4747 | 54 | 8067.2401 | 8959.5664 | 10727.5771
8711 | 74727.5006 | 2196.0029 | 0 | 74666.5006 | 2213.3444 | 11280.8356 | 2584.3029 | 3150.8225 | 96.1857 | 54 | 9506.3161 | 10379.3534 | 12147.3641
8712 | 76493.3758 | 1635.4903 | 0 | 76432.3758 | 1848.3938 | 6359.8777 | 2595.1126 | 3348.8261 | 176.6059 | 54 | 3393.2468 | 4346.7043 | 6114.715
8713 | 76029.2169 | 1538.7882 | 0 | 75968.2169 | 3738.7 | 14005.2194 | 2266.8116 | 3205.1529 | 215.6297 | 54 | 9140.467 | 10132.9483 | 11900.959
8714 | 75685.6651 | 1913.0832 | 0 | 75624.6651 | 4148.3612 | 9277.4532 | 2359.5171 | 3247.4274 | 223.2651 | 54 | 4481.5714 | 5481.688 | 7249.6987
8715 | 75430.6985 | 1248.0556 | 0 | 75369.6985 | 4310.6619 | 6322.6962 | 2201.9543 | 3230.2621 | 171.3775 | 244 | 1444.7523 | 2582.9814 | 4350.9921
8716 | 76134.75 | 2299.9679 | -2299.9679 | 73773.7822 | 2689.6885 | 6902.3471 | 2301.1528 | 3374.0917 | 157.1088 | 54 | 5484.321 | 6418.2814 | 8186.2921
8717 | 75929.8046 | 1513.0255 | 0 | 75868.8046 | 1870.3782 | 9047.3776 | 2323.2864 | 3211.2898 | 150.5368 | 244 | 6212.971 | 7330.3593 | 9098.37
8718 | 74934.6932 | 1733.263 | 0 | 74873.6932 | 4368.0095 | 7466.1701 | 2269.2922 | 3229.4612 | 150.1199 | 54 | 3093.4207 | 4020.3921 | 5788.4028
8719 | 76058.1182 | 2094.6387 | 0 | 75997.1182 | 3130.357 | 5083.1528 | 2501.7747 | 3346.327 | 116.1072 | 244 | 1173.9793 | 2256.9381 | 4024.9488
8720 | 75311.4953 | 2015.5616 | -2015.5616 | 73234.9337 | 3534.1327 | 5566.146 | 2399.3864 | 3237.9971 | 199.3593 | 190 | 3804.6632 | 4916.874 | 6684.8847
8721 | 75925.232 | 1640.1427 | 0 | 75864.232 | 3080.1962 | 4565.6816 | 2653.4455 | 3308.0619 | 133.5528 | 380 | 952.9608 | 2189.3652 | 3957.3759
8722 | 75852.8874 | 1967.7463 | -1967.7463 | 73824.141 | 4900.3833 | 6837.3517 | 2178.8127 | 3213.9301 | 34.1196 | 54 | 2875.7702 | 3686.7414 | 5454.7521
8723 | 75996.8686 | 1405.4378 | 0 | 75935.8686 | 2125.2098 | 11549.5076 | 2633.4521 | 3248.9264 | 136.8957 | 434 | 8741.0078 | 10034.755 | 11802.7657
8724 | 75977.5851 | 1933.0811 | 0 | 75916.5851 | 2386.2654 | 3924.9417 | 2257.1623 | 3414.6479 | 134.1564 | 244 | 664.1014 | 1765.1093 | 3533.12
8725 | 77632.6698 | 1133.507 | -1133.507 | 76438.1629 | 5004.9749 | 12341.3854 | 1621.4001 | 3480.1879 | 173.8293 | 434 | 5370.0356 | 6700.7164 | 8468.7271
8726 | 77001.2785 | 1804.9371 | 0 | 76940.2785 | 1905.2639 | 15469.0142 | 1937.7262 | 3470.3254 | 197.5277 | 54 | 11401.7235 | 12376.1027 | 14144.1134
8727 | 74933.8015 | 1257.6202 | 0 | 74872.8015 | 3867.2176 | 5775.5986 | 2849.5783 | 3156.3821 | 146.6206 | 380 | 2411.7398 | 3661.212 | 5429.2227
8728 | 74913.5221 | 1888.0463 | -1888.0463 | 72964.4757 | 2129.0621 | 22386.4572 | 2372.3275 | 3161.3069 | 133.1952 | 54 | 22196.7538 | 23106.8006 | 24874.8113
8729 | 76005.1083 | 1740.7873 | 0 | 75944.1083 | 3016.7705 | 1841.6065 | 2495.8123 | 3240.0834 | 121.128 | 244 | -2013.1766 | -925.1971 | 842.8136
8730 | 75334.2365 | 2207.1606 | -2207.1606 | 73066.076 | 2662.549 | 10346.6083 | 2498.145 | 3226.7125 | 68.3369 | 54 | 9713.0409 | 10558.2294 | 12326.2401
8731 | 74529.9489 | 1510.0212 | 0 | 74468.9489 | 3207.5518 | 8375.7384 | 2266.3159 | 3195.0008 | 15.2402 | 434 | 5530.7544 | 6702.8462 | 8470.8569
8732 | 75774.5723 | 1426.0974 | 0 | 75713.5723 | 1961.2095 | 8517.2437 | 2626.9357 | 3158.4603 | 154.6477 | 54 | 5998.058 | 6929.5572 | 8697.5679
8733 | 73844.2964 | 1504.7523 | 0 | 73783.2964 | 2992.7262 | 3643.3523 | 2510.8606 | 3132.7068 | 195.2511 | 380 | 1881.097 | 3179.1997 | 4947.2104
8734 | 76511.7776 | 1409.91 | -1409.91 | 75040.8676 | 2130.2635 | 15272.7549 | 1932.0474 | 3292.9513 | 89.5081 | 54 | 12696.8226 | 13563.1823 | 15331.193
8735 | 77281.6028 | 2105.8988 | 0 | 77220.6028 | 2346.4032 | 20375.1011 | 2073.3645 | 3565.3406 | 211.3039 | 380 | 15817.0002 | 17131.1557 | 18899.1664
8736 | 77374.7172 | 1254.3283 | 0 | 77313.7172 | 2555.7328 | 10538.8949 | 2234.4822 | 3519.5548 | 63.7379 | 54 | 5793.682 | 6634.2715 | 8402.2822
8737 | 74423.6751 | 2037.4091 | 0 | 74362.6751 | 2944.1914 | 8188.5839 | 2131.9835 | 3164.6242 | 161.6514 | 380 | 5548.5251 | 6813.0281 | 8581.0388
8738 | 76756.9049 | 1519.4164 | 0 | 76695.9049 | 3942.8823 | 12346.5522 | 2408.1317 | 3409.9471 | 148.9272 | 244 | 6896.0438 | 8011.8226 | 9779.8333
8739 | 73661.7564 | 1425.0896 | 0 | 73600.7564 | 2959.9008 | 9044.7447 | 2458.1529 | 3131.4923 | 79.4006 | 380 | 7443.9327 | 8626.1849 | 10394.1956
8740 | 76326.9335 | 1475.4518 | 0 | 76265.9335 | 3391.2255 | 5409.1239 | 2099.7525 | 3418.1202 | 88.2145 | 190 | 640.0375 | 1641.1035 | 3409.1142
8741 | 75633.3826 | 1107.6961 | -1107.6961 | 74464.6865 | 3590.6564 | 8197.6726 | 2264.744 | 3288.1649 | 96.5045 | 244 | 5065.4385 | 6128.7946 | 7896.8053
8742 | 77814.1373 | 1828.7354 | 0 | 77753.1373 | 3419.7158 | 3657.3653 | 2347.1204 | 3555.9688 | 169.1306 | 54 | -2242.1987 | -1296.2165 | 471.7942
8743 | 74689.9418 | 1603.3527 | -1603.3527 | 73025.5891 | 3285.4471 | 5682.1005 | 2763.3557 | 3238.3474 | 58.0972 | 380 | 4742.9673 | 5903.916 | 7671.9267
8744 | 75322.6987 | 1650.8453 | 0 | 75261.6987 | 1598.6291 | 12444.1095 | 1919.7849 | 3218.0435 | 113.7178 | 190 | 10091.8101 | 11118.3795 | 12886.3902
8745 | 74659.5771 | 1894.6438 | 0 | 74598.5771 | 2666.9531 | 3840.1538 | 2454.1066 | 3157.044 | 170.0959 | 244 | 1555.9742 | 2692.9216 | 4460.9323
8746 | 76225.4379 | 1568.6878 | -1568.6878 | 74595.7501 | 3671.595 | 10436.0894 | 2203.5293 | 3385.1982 | 97.7971 | 190 | 7127.6719 | 8138.3206 | 9906.3313
8747 | 75885.7418 | 1896.9778 | 0 | 75824.7418 | 3043.6537 | 10934.2367 | 2409.3048 | 3241.1271 | 112.6056 | 54 | 7086.4732 | 7975.9303 | 9743.941
8748 | 74231.5004 | 1561.3824 | 0 | 74170.5004 | 2043.2927 | 8016.7547 | 2126.7361 | 3136.7587 | 115.0999 | 190 | 6436.6564 | 7464.6079 | 9232.6186
8749 | 75598.481 | 1658.7184 | 0 | 75537.481 | 1841.8281 | 14183.8495 | 2558.1956 | 3262.6659 | 145.0125 | 190 | 11995.6018 | 13053.4659 | 14821.4766
8750 | 74323.2716 | 1789.0451 | 0 | 74262.2716 | 3895.3896 | 7191.2336 | 2358.3568 | 3142.1254 | 125.7919 | 380 | 3904.2547 | 5132.8982 | 6900.9089
8751 | 76393.6058 | 2028.9641 | 0 | 76332.6058 | 2807.8353 | 20722.7746 | 2550.7437 | 3451.7533 | 126.5732 | 244 | 16955.0305 | 18048.4553 | 19816.466
8752 | 75721.8108 | 1521.6913 | 0 | 75660.8108 | 3478.3216 | 6140.756 | 2543.871 | 3194.074 | 159.3596 | 434 | 2109.7686 | 3425.9798 | 5193.9905
8753 | 76834.7637 | 1397.4252 | -1397.4252 | 75376.3385 | 2125.2611 | 3688.4085 | 1786.7572 | 3416.0509 | 213.7221 | 380 | 759.8169 | 2076.3906 | 3844.4013
8754 | 75626.4936 | 1759.8273 | -1759.8273 | 73805.6663 | 2367.6967 | 8177.1233 | 1927.844 | 3149.2623 | 88.3205 | 54 | 6451.0665 | 7316.2386 | 9084.2493
8755 | 76598.1509 | 1864.4481 | 0 | 76537.1509 | 3174.7263 | 26711.3794 | 2597.5386 | 3417.7601 | 199.0833 | 190 | 22385.0009 | 23496.9358 | 25264.9465
8756 | 75871.798 | 1688.3106 | 0 | 75810.798 | 4101.8418 | 17811.0918 | 2255.4044 | 3322.9749 | 165.5714 | 244 | 12847.0313 | 13979.4543 | 15747.465
8757 | 75383.7686 | 1264.2222 | 0 | 75322.7686 | 3012.6301 | 8431.1225 | 2450.8589 | 3348.0028 | 111.1121 | 190 | 5264.7855 | 6288.7492 | 8056.7599
8758 | 75464.3067 | 2207.7205 | 0 | 75403.3067 | 3018.6467 | 14161.1452 | 1876.4467 | 3164.2325 | 130.6649 | 190 | 10150.071 | 11193.5874 | 12961.5981
8759 | 75900.8352 | 1786.9303 | 0 | 75839.8352 | 2781.1612 | 3436.7836 | 2650.987 | 3328.7639 | 96.3791 | 434 | 165.7381 | 1418.9688 | 3186.9795
8760 | 75607.9437 | 1839.4727 | -1839.4727 | 73707.471 | 2680.2725 | 3167.7872 | 2505.4879 | 3183.9804 | 128.9978 | 190 | 1839.712 | 2881.5614 | 4649.5721
8761 | 75993.7937 | 2012.0379 | -2012.0379 | 73920.7558 | 3841.2981 | 9963.485 | 2133.239 | 3267.5107 | 158.095 | 54 | 6972.3809 | 7907.3275 | 9675.3382
8762 | 77390.2041 | 1468.0418 | 0 | 77329.2041 | 2502.0914 | 5268.8395 | 2483.6607 | 3523.7968 | 84.2982 | 54 | 815.2015 | 1676.3512 | 3444.3619
8763 | 77705.397 | 1891.6269 | -1891.6269 | 75752.7701 | 2385.1311 | 7293.5841 | 2380.7451 | 3540.3437 | 115.2728 | 244 | 4446.9717 | 5529.0961 | 7297.1068
8764 | 75483.131 | 1095.2975 | 0 | 75422.131 | 2813.0532 | 1437.9394 | 2169.6394 | 3213.042 | 50.9369 | 190 | -2044.3634 | -1080.5749 | 687.4358
8765 | 74852.5251 | 1551.4261 | -1551.4261 | 73240.099 | 2272.342 | 10061.5093 | 2578.6187 | 3155.3621 | 143.6822 | 190 | 9653.249 | 10709.7828 | 12477.7935
8766 | 74525.4639 | 2314.549 | 0 | 74464.4639 | 3514.6718 | 16082.6921 | 2742.0368 | 3189.5863 | 149.337 | 380 | 13405.3796 | 14657.5682 | 16425.5789
8767 | 75705.8104 | 1424.7423 | 0 | 75644.8104 | 2727.525 | 5916.1342 | 2548.7411 | 3184.7209 | 119.6464 | 190 | 2647.4608 | 3679.9587 | 5447.9694
8768 | 75532.5366 | 1724.3034 | 0 | 75471.5366 | 2507.8237 | 6507.5459 | 2364.8048 | 3192.4111 | 182.4783 | 380 | 3455.6015 | 4740.9313 | 6508.942
8769 | 76538.9363 | 1680.5697 | 0 | 76477.9363 | 3428.724 | 7826.2815 | 2770.6548 | 3236.7261 | 128.9483 | 190 | 3297.2021 | 4339.0019 | 6107.0126
8770 | 76440.9201 | 1713.0353 | 0 | 76379.9201 | 4178.195 | 9018.5702 | 2554.163 | 3316.1505 | 140.71 | 434 | 3700.9686 | 4998.5302 | 6766.5409
8771 | 75900.392 | 1447.5078 | 0 | 75839.392 | 2450.4624 | 14580.3694 | 2374.2252 | 3373.836 | 169.0451 | 54 | 11408.7761 | 12354.6728 | 14122.6835
8772 | 74337.7497 | 2211.3133 | 0 | 74276.7497 | 2939.9946 | 1630.6149 | 2121.7931 | 3125.2045 | 181.0559 | 190 | -968.9318 | 124.9756 | 1892.9863
8773 | 76355.6519 | 2250.1056 | -2250.1056 | 74044.5463 | 2287.0755 | 1984.0801 | 2536.7814 | 3405.2555 | 74.4493 | 244 | 964.6951 | 2005.996 | 3774.0067
8774 | 77013.2323 | 1529.5952 | -1529.5952 | 75422.637 | 2483.2042 | 11509.2709 | 2492.9167 | 3574.6061 | 142.3671 | 190 | 9041.1524 | 10096.371 | 11864.3817
8775 | 75660.1951 | 1656.9063 | 0 | 75599.1951 | 1230.0852 | 7139.3634 | 2649.3711 | 3375.9483 | 119.9961 | 54 | 5705.6025 | 6602.4501 | 8370.4608
8776 | 75452.5558 | 1488.5959 | 0 | 75391.5558 | 3368.4217 | 8814.561 | 2186.9764 | 3474.0776 | 75.3792 | 54 | 5085.8374 | 5938.0682 | 7706.0789
8777 | 76413.6894 | 2051.083 | 0 | 76352.6894 | 2736.2613 | 9868.746 | 1974.3119 | 3294.1211 | 120.8839 | 434 | 5418.4282 | 6696.1636 | 8464.1743
8778 | 74067.5994 | 1369.3607 | 0 | 74006.5994 | 4866.6817 | 19282.598 | 1779.9579 | 3159.1848 | 74.1642 | 244 | 14718.6597 | 15759.6754 | 17527.6861
8779 | 74121.3845 | 1201.1584 | 0 | 74060.3845 | 3091.9379 | 5957.5495 | 2463.862 | 3155.537 | 128.1195 | 54 | 3794.8261 | 4699.7972 | 6467.8079
8780 | 76228.724 | 1861.775 | 0 | 76167.724 | 3521.3058 | 9026.8759 | 1836.1795 | 3270.2492 | 151.1286 | 244 | 3814.4747 | 4932.4548 | 6700.4655
8781 | 75830.5741 | 1775.4612 | 0 | 75769.5741 | 2803.2004 | 13048.1239 | 2134.1228 | 3305.8789 | 183.71 | 54 | 9285.5511 | 10246.1127 | 12014.1234
8782 | 76165.6831 | 1840.6346 | 0 | 76104.6831 | 4227.416 | 4186.8496 | 2211.9259 | 3297.1724 | 196.1323 | 434 | -1265.9512 | 87.0327 | 1855.0434
8783 | 76371.3673 | 1890.0943 | -1890.0943 | 74420.273 | 3319.232 | 5479.1361 | 2488.7007 | 3511.6272 | 168.9973 | 244 | 3110.1589 | 4246.0077 | 6014.0184
8784 | 75791.1421 | 1367.0002 | 0 | 75730.1421 | 2827.8299 | 4319.2693 | 2294.3744 | 3226.7518 | 57.614 | 54 | 652.6235 | 1487.0891 | 3255.0998
8785 | 77404.2717 | 1546.7772 | -1546.7772 | 75796.4945 | 2971.0567 | 4428.6929 | 2598.861 | 3517.3606 | 113.4337 | 244 | 1147.5633 | 2227.8486 | 3995.8593
8786 | 75625.4835 | 2275.8228 | -2275.8228 | 73288.6607 | 3532.1716 | 2436.8913 | 2632.5291 | 3265.0911 | 115.7659 | 54 | 883.8793 | 1776.4968 | 3544.5075
8787 | 76917.6624 | 1443.3933 | -1443.3933 | 75413.2691 | 2018.2178 | 6425.6408 | 2734.6461 | 3447.4719 | 138.6207 | 380 | 4546.4719 | 5787.9441 | 7555.9548
8788 | 77021.5217 | 1314.5068 | 0 | 76960.5217 | 3327.3431 | 12699.2832 | 2650.597 | 3405.8504 | 181.357 | 244 | 7838.0658 | 8986.2744 | 10754.2851
8789 | 75336.9727 | 1752.5324 | 0 | 75275.9727 | 1306.6599 | 2636.4484 | 2521.5012 | 3280.8194 | 167.1881 | 380 | 1226.3363 | 2496.376 | 4264.3867
8790 | 76570.5481 | 1378.3069 | -1378.3069 | 75131.2412 | 2358.7822 | 6255.3793 | 1333.7406 | 3351.28 | 204.5577 | 380 | 2820.5766 | 4127.9859 | 5895.9966
8791 | 76126.5055 | 1485.9033 | 0 | 76065.5055 | 2071.6169 | 13497.5646 | 2566.2989 | 3286.8598 | 137.6476 | 54 | 10583.8009 | 11498.3001 | 13266.3108
8792 | 76399.027 | 1983.3437 | 0 | 76338.027 | 2042.8134 | 4603.3962 | 2607.741 | 3382.6159 | 154.7655 | 244 | 1583.1126 | 2704.7297 | 4472.7404
8793 | 76713.9469 | 1545.0432 | -1545.0432 | 75107.9036 | 4173.9968 | 948.1111 | 2417.4721 | 3390.1108 | 88.3563 | 54 | -3156.0064 | -2290.7986 | -522.7879
8794 | 74870.7203 | 1854.5973 | -1854.5973 | 72955.123 | 3102.6907 | 17285.6222 | 2784.115 | 3217.2005 | 84.2553 | 54 | 16599.3239 | 17460.4308 | 19228.4415
8795 | 75777.3843 | 1686.8198 | 0 | 75716.3843 | 2182.5805 | 16040.1398 | 2730.8397 | 3194.4648 | 204.1903 | 380 | 13436.6795 | 14743.7213 | 16511.732
8796 | 75972.1335 | 1687.4546 | 0 | 75911.1335 | 2275.5363 | 17414.8443 | 2302.1547 | 3349.5761 | 131.6387 | 54 | 14250.1054 | 15158.5957 | 16926.6064
8797 | 74938.2688 | 1734.5937 | 0 | 74877.2688 | 2213.9066 | 12627.5583 | 2692.0946 | 3164.9422 | 128.1321 | 190 | 10763.6197 | 11804.6034 | 13572.6141
8798 | 77629.2093 | 1829.7757 | 0 | 77568.2093 | 3355.6929 | 2042.0018 | 2371.2978 | 3513.6241 | 222.314 | 244 | -3626.7785 | -2437.613 | -669.6023
8799 | 75945.2973 | 1350.7214 | -1350.7214 | 74533.5758 | 3198.3132 | 11410.219 | 2286.8529 | 3408.179 | 186.7363 | 54 | 8743.5618 | 9707.1497 | 11475.1604
8800 | 75218.5895 | 2149.6594 | 0 | 75157.5895 | 2903.1584 | 17691.2786 | 2283.3821 | 3165.8847 | 112.2221 | 54 | 14449.9975 | 15339.0712 | 17107.0819
8801 | 76433.4026 | 1789.8721 | 0 | 76372.4026 | 2036.9248 | 6644.4725 | 2456.5243 | 3248.2477 | 158.8652 | 380 | 3310.1171 | 4571.8338 | 6339.8445
8802 | 77105.238 | 2204.3479 | 0 | 77044.238 | 3650.1551 | 13936.8273 | 2409.4109 | 3352.1785 | 126.0818 | 244 | 8374.2236 | 9467.157 | 11235.1677
8803 | 74733.0127 | 1551.9676 | 0 | 74672.0127 | 2980.0359 | 9869.0417 | 2440.7733 | 3151.2727 | 108.935 | 54 | 7179.2391 | 8065.0257 | 9833.0364
8804 | 74910.089 | 1651.4741 | 0 | 74849.089 | 3899.0489 | 6927.5147 | 2449.2097 | 3147.29 | 79.975 | 190 | 3146.0765 | 4138.9031 | 5906.9138
8805 | 75372.5033 | 1266.7427 | 0 | 75311.5033 | 4211.1453 | 10916.0742 | 1533.1469 | 3238.9371 | 210.5731 | 244 | 5535.7095 | 6713.1342 | 8481.1449
8806 | 75897.8274 | 1577.7376 | 0 | 75836.8274 | 2127.6647 | 9374.8235 | 2476.2134 | 3369.6387 | 108.9379 | 54 | 6626.3834 | 7512.1729 | 9280.1836
8807 | 75949.3176 | 1314.7174 | 0 | 75888.3176 | 2900.623 | 19417.4247 | 1528.3635 | 3348.144 | 128.683 | 54 | 14875.1916 | 15780.7261 | 17548.7368
8808 | 75256.1665 | 1600.3723 | 0 | 75195.1665 | 2821.4034 | 4170.9223 | 2181.0275 | 3196.577 | 151.6248 | 380 | 902.1569 | 2156.6333 | 3924.644
8809 | 75870.5395 | 1738.2841 | -1738.2841 | 74071.2554 | 3032.5499 | 14303.2933 | 2358.4841 | 3229.3833 | 41.406 | 190 | 12157.5554 | 13111.813 | 14879.8237
8810 | 76331.6397 | 1662.9017 | 0 | 76270.6397 | 8365.4202 | 10534.7402 | 2490.1269 | 3449.3623 | 166.1443 | 190 | 1208.3696 | 2287.3654 | 4055.3761
8811 | 74619.3181 | 1191.3119 | -1191.3119 | 73367.0062 | 2502.5826 | 10787.7075 | 2495.9232 | 3161.1878 | 120.0824 | 244 | 9945.4297 | 11032.3637 | 12800.3744
8812 | 76663.8081 | 2127.6409 | 0 | 76602.8081 | 3405.1428 | 2414.9556 | 2622.4071 | 3348.6635 | 124.7985 | 244 | -2251.7247 | -1160.0746 | 607.9361
8813 | 76183.0476 | 2002.9132 | -2002.9132 | 74119.1344 | 2865.007 | 4145.7055 | 2233.9609 | 3256.3714 | 50.5204 | 380 | 2022.0964 | 3175.4683 | 4943.479
8814 | 75776.6777 | 1604.9436 | -1604.9436 | 74110.7341 | 2171.3369 | 1804.7594 | 1805.7452 | 3376.5258 | 187.3159 | 54 | 75.1595 | 1039.3269 | 2807.3376
8815 | 74560.0135 | 1676.1837 | -1676.1837 | 72822.8298 | 3189.984 | 5087.5257 | 2368.7262 | 3199.61 | 70.9469 | 380 | 4013.2481 | 5187.0466 | 6955.0573
8816 | 76360.9108 | 2148.4482 | 0 | 76299.9108 | 1981.0246 | 18716.1671 | 2510.2524 | 3422.403 | 192.3026 | 434 | 15738.087 | 17087.2412 | 18855.2519
8817 | 74110.5228 | 1662.5094 | 0 | 74049.5228 | 3900.2571 | 4297.6096 | 2809.6895 | 3135.329 | 167.5488 | 434 | 1663.0481 | 2987.4485 | 4755.4592
8818 | 74885.698 | 1727.1415 | -1727.1415 | 73097.5565 | 2373.8111 | 1926.0807 | 1894.6238 | 3276.7659 | 91.6585 | 244 | 996.3028 | 2054.8128 | 3822.8235
8819 | 75090.4967 | 1766.2464 | -1766.2464 | 73263.2503 | 2185.2486 | 8070.593 | 2583.7469 | 3192.906 | 167.7206 | 190 | 7768.9469 | 8849.5191 | 10617.5298
8820 | 76575.8867 | 1275.37 | 0 | 76514.8867 | 2874.2541 | 7565.0175 | 2465.1659 | 3301.0494 | 53.2012 | 190 | 3312.292 | 4278.3448 | 6046.3555
8821 | 75881.3676 | 1678.2084 | 0 | 75820.3676 | 3000.2069 | 11109.161 | 2488.2973 | 3258.4607 | 175.5097 | 54 | 7405.5446 | 8357.9059 | 10125.9166
8822 | 74577.7137 | 2079.5978 | 0 | 74516.7137 | 2141.2353 | 10494.2127 | 2071.6988 | 3130.1865 | 126.3646 | 244 | 8408.349 | 9501.5651 | 11269.5758
8823 | 76656.1697 | 1425.4335 | 0 | 76595.1697 | 2198.325 | 22913.7344 | 2647.2296 | 3541.2307 | 141.1776 | 190 | 19678.9 | 20732.9292 | 22500.9399
8824 | 74719.5037 | 1981.3898 | 0 | 74658.5037 | 1857.1568 | 5047.7643 | 2222.3628 | 3168.873 | 88.0535 | 54 | 3293.5397 | 4158.4447 | 5926.4554
8825 | 76037.1895 | 1740.7038 | 0 | 75976.1895 | 3777.6819 | 8027.3628 | 2944.6012 | 3215.6953 | 163.8917 | 380 | 3803.9878 | 5070.7311 | 6838.7418
8826 | 76655.2617 | 1637.0085 | 0 | 76594.2617 | 3229.9635 | 25544.3768 | 2542.6248 | 3395.5725 | 133.001 | 54 | 21028.549 | 21938.4016 | 23706.4123
8827 | 76094.6601 | 1271.6119 | 0 | 76033.6601 | 2740.7621 | 11255.853 | 2588.216 | 3511.477 | 185.8506 | 54 | 7951.3238 | 8914.026 | 10682.0367
8828 | 76278.0999 | 2239.6393 | 0 | 76217.0999 | 1861.7988 | 5237.9396 | 2487.9331 | 3323.934 | 162.7434 | 434 | 2341.108 | 3660.703 | 5428.7137
8829 | 75293.9811 | 1399.8174 | -1399.8174 | 73833.1637 | 3295.5223 | 8659.7161 | 2264.0187 | 3234.4378 | 199.2323 | 54 | 6399.6867 | 7375.7706 | 9143.7813
8830 | 76574.1461 | 1418.7299 | 0 | 76513.1461 | 2492.9752 | 8517.6876 | 2280.8924 | 3434.3782 | 94.3133 | 244 | 4597.0368 | 5658.2017 | 7426.2124
8831 | 75771.4981 | 1418.6317 | 0 | 75710.4981 | 1450.8357 | 15883.3252 | 2421.5386 | 3216.0203 | 93.16 | 380 | 13729.7502 | 14925.7618 | 16693.7725
8832 | 73911.0707 | 1995.3452 | 0 | 73850.0707 | 3000.0393 | 7755.1536 | 2649.4462 | 3171.5358 | 161.9698 | 54 | 6096.2257 | 7035.0471 | 8803.0578
8833 | 75929.6369 | 1355.6821 | 0 | 75868.6369 | 4714.1723 | 13714.7217 | 2459.5354 | 3239.9896 | 190.3966 | 380 | 8201.6376 | 9494.8858 | 11262.8965
8834 | 75572.4876 | 1676.0803 | 0 | 75511.4876 | 2235.7894 | 10913.0414 | 2041.4319 | 3188.1966 | 233.6163 | 54 | 7765.5929 | 8776.0607 | 10544.0714
8835 | 74911.4742 | 1547.5297 | 0 | 74850.4742 | 3642.4904 | 5434.3316 | 1603.0541 | 3139.88 | 192.9881 | 54 | 1054.5011 | 2024.3407 | 3792.3514
8836 | 76864.9789 | 1561.5609 | -1561.5609 | 75242.4181 | 3122.0957 | 6199.6445 | 2101.8445 | 3546.4648 | 101.0314 | 244 | 2853.64 | 3921.5229 | 5689.5336
8837 | 76675.5826 | 1763.94 | 0 | 76614.5826 | 3780.2375 | 8239.1697 | 2606.8831 | 3387.0763 | 153.7563 | 244 | 3208.509 | 4329.1169 | 6097.1276
8838 | 74020.4716 | 1634.5359 | 0 | 73959.4716 | 2114.3807 | 14412.7095 | 2028.4308 | 3163.1882 | 98.546 | 54 | 12900.6762 | 13776.0737 | 15544.0844
8839 | 76236.4769 | 1344.6816 | 0 | 76175.4769 | 2124.1501 | 5994.377 | 1764.078 | 3437.1061 | 149.3019 | 54 | 2266.134 | 3192.2875 | 4960.2982
8840 | 75792.2354 | 2019.1763 | -2019.1763 | 73712.059 | 2009.2356 | 4722.2043 | 2473.0825 | 3142.0647 | 235.0921 | 54 | 3986.2568 | 4998.2005 | 6766.2112
8841 | 75912.4989 | 1972.5862 | 0 | 75851.4989 | 2043.2124 | 5133.5778 | 2415.2248 | 3187.1139 | 110.378 | 244 | 2211.4051 | 3288.6348 | 5056.6455
8842 | 76565.112 | 1258.9163 | -1258.9163 | 75245.1957 | 3563.9108 | 7616.5502 | 2294.5977 | 3380.362 | 174.3818 | 54 | 3852.6035 | 4803.8368 | 6571.8475
8843 | 76432.7543 | 1405.8109 | 0 | 76371.7543 | 2641.091 | 2749.3691 | 1872.2736 | 3342.7591 | 120.3303 | 380 | -1678.2435 | -455.0617 | 1312.949
8844 | 77235.4441 | 1430.1109 | -1430.1109 | 75744.3332 | 1558.2379 | 11537.9914 | 2558.742 | 3446.0691 | 106.5767 | 54 | 9610.4313 | 10493.8595 | 12261.8702
8845 | 74521.0676 | 1257.8185 | 0 | 74460.0676 | 2287.5533 | 6160.7408 | 2569.9063 | 3146.9988 | 133.9823 | 244 | 4500.225 | 5601.0589 | 7369.0696
8846 | 76392.0806 | 1436.021 | 0 | 76331.0806 | 3639.4335 | 11544.1334 | 1978.4387 | 3462.2042 | 177.363 | 54 | 6384.4623 | 7338.6768 | 9106.6875
8847 | 74741.1296 | 1580.5473 | 0 | 74680.1296 | 1627.1068 | 7380.4795 | 2519.7142 | 3235.7405 | 113.1894 | 380 | 6198.8978 | 7414.9388 | 9182.9495
8848 | 77378.2413 | 2005.216 | 0 | 77317.2413 | 3481.2681 | 12298.1039 | 2208.4606 | 3452.185 | 161.6791 | 434 | 6530.44 | 7848.9706 | 9616.9813
8849 | 76796.9395 | 1839.3241 | 0 | 76735.9395 | 4019.7018 | 9247.3228 | 2287.3857 | 3346.6162 | 108.4333 | 54 | 3495.8834 | 4381.1683 | 6149.179
8850 | 73749.3203 | 1197.0953 | 0 | 73688.3203 | 2298.8706 | 17519.0988 | 2385.2888 | 3123.9052 | 180.608 | 54 | 16411.3018 | 17368.7614 | 19136.7721
8851 | 76246.569 | 1165.0237 | 0 | 76185.569 | 2598.6937 | 3046.3553 | 2918.4227 | 3254.6158 | 180.7359 | 434 | -194.6689 | 1142.9186 | 2910.9293
8852 | 76754.723 | 1519.6512 | -1519.6512 | 75174.0718 | 2706.9765 | 8772.7617 | 2593.9254 | 3396.7364 | 105.2736 | 54 | 6252.5753 | 7134.7004 | 8902.7111
8853 | 74410.675 | 1590.6797 | 0 | 74349.675 | 1734.2315 | 14337.2765 | 2024.2075 | 3131.4826 | 134.0143 | 54 | 12779.26 | 13690.1259 | 15458.1366
8854 | 76856.4289 | 1555.1766 | 0 | 76795.4289 | 3576.6995 | 5432.8943 | 2431.9053 | 3462.0937 | 94.702 | 380 | 324.965 | 1522.5185 | 3290.5292
8855 | 74203.9187 | 1081.3524 | -1081.3524 | 73061.5663 | 2907.4112 | 8307.5172 | 1917.8117 | 3128.7967 | 180.9159 | 244 | 6755.348 | 7903.1154 | 9671.1261
8856 | 74358.854 | 1102.1029 | 0 | 74297.854 | 2660.3175 | 8867.2418 | 2620.9123 | 3131.4983 | 102.266 | 434 | 7031.681 | 8290.7986 | 10058.8093
8857 | 75902.53 | 2043.7547 | 0 | 75841.53 | 1964.6374 | 6286.1495 | 2590.6872 | 3147.6009 | 201.6715 | 244 | 3588.4703 | 4756.9933 | 6525.004
8858 | 75484.0609 | 1524.537 | 0 | 75423.0609 | 2170.4164 | 6918.5496 | 2567.1519 | 3190.7013 | 110.2531 | 54 | 4453.1255 | 5340.2302 | 7108.2409
8859 | 74374.8292 | 1010.8879 | 0 | 74313.8292 | 3836.103 | 15008.5223 | 2915.2114 | 3186.6723 | 91.7922 | 54 | 12330.6738 | 13199.3175 | 14967.3282
8860 | 74236.0947 | 1505.8124 | 0 | 74175.0947 | 2970.9478 | 10838.9488 | 2353.3385 | 3140.7951 | 166.1292 | 434 | 8557.2398 | 9880.2205 | 11648.2312
8861 | 76195.524 | 1708.4264 | 0 | 76134.524 | 1782.6179 | 16140.7109 | 2396.8852 | 3506.9079 | 129.2003 | 244 | 13497.5621 | 14593.614 | 16361.6247
8862 | 75222.5208 | 1746.1068 | 0 | 75161.5208 | 3208.1522 | 9637.8832 | 2215.8217 | 3199.7757 | 117.4532 | 190 | 6054.0075 | 7084.3122 | 8852.3229
8863 | 75524.4591 | 1570.9332 | 0 | 75463.4591 | 3505.8012 | 2815.8375 | 2663.08 | 3280.333 | 184.5682 | 244 | -839.8098 | 311.6099 | 2079.6206
8864 | 75570.848 | 1333.9894 | -1333.9894 | 74175.8586 | 3466.6662 | 9262.0784 | 2432.0401 | 3260.103 | 167.9534 | 244 | 6681.8966 | 7816.7015 | 9584.7122
8865 | 74648.3854 | 1254.7239 | 0 | 74587.3854 | 3934.6553 | 2377.1074 | 2379.6626 | 3141.8046 | 139.7807 | 190 | -1253.2662 | -200.634 | 1567.3767
8866 | 75532.5022 | 1878.1146 | -1878.1146 | 73593.3876 | 2896.4172 | 5625.2892 | 2221.4492 | 3169.0648 | 165.2629 | 190 | 3896.1984 | 4974.3128 | 6742.3235
8867 | 74512.4673 | 1214.2796 | 0 | 74451.4673 | 5814.4312 | 10547.2082 | 2172.3531 | 3141.9087 | 68.6559 | 244 | 4965.7716 | 6001.2791 | 7769.2898
8868 | 75579.2442 | 1622.9871 | 0 | 75518.2442 | 3704.3017 | 8126.9088 | 2077.7311 | 3271.8583 | 180.5666 | 54 | 3624.1524 | 4581.5705 | 6349.5812
8869 | 76337.8519 | 1772.3257 | 0 | 76276.8519 | 2782.6261 | 6575.2587 | 2614.4251 | 3399.8661 | 142.624 | 190 | 2900.272 | 3955.7475 | 5723.7582
8870 | 75037.2065 | 1181.6067 | 0 | 74976.2065 | 2058.3959 | 7094.2069 | 2393.2608 | 3184.7723 | 82.1032 | 190 | 5007.8376 | 6002.7924 | 7770.8031
8871 | 76800.8561 | 1777.0867 | 0 | 76739.8561 | 3263.799 | 6004.2975 | 2193.8307 | 3505.2348 | 194.1998 | 380 | 1069.9079 | 2366.9593 | 4134.97
8872 | 76317.9711 | 1935.4119 | -1935.4119 | 74321.5592 | 4528.653 | 7179.159 | 2525.2123 | 3272.8414 | 122.6638 | 54 | 3497.2005 | 4396.7159 | 6164.7266
8873 | 73940.0547 | 1625.5691 | 0 | 73879.0547 | 3510.4336 | 5438.124 | 2170.3363 | 3141.265 | 166.3239 | 434 | 2730.437 | 4053.6125 | 5821.6232
8874 | 75552.1943 | 1353.8091 | 0 | 75491.1943 | 5487.4038 | 2578.3781 | 2654.8101 | 3184.872 | 90.0816 | 54 | -3190.3378 | -2323.4046 | -555.3939
8875 | 76530.9028 | 1932.6657 | -1932.6657 | 74537.2371 | 3624.5923 | 5402.1444 | 1953.8331 | 3364.376 | 167.9548 | 244 | 1928.7242 | 3063.5306 | 4831.5413
8876 | 74298.2444 | 1518.8868 | -1518.8868 | 72718.3577 | 2036.7163 | 6527.2854 | 1352.0343 | 3207.2715 | 181.8291 | 54 | 5701.7173 | 6660.398 | 8428.4087
8877 | 74929.8141 | 1606.6533 | 0 | 74868.8141 | 2681.1491 | 8009.8887 | 2482.5766 | 3157.2613 | 65.6766 | 54 | 5469.9633 | 6312.4915 | 8080.5022
8878 | 75093.2551 | 1505.4019 | 0 | 75032.2551 | 3439.7101 | 7856.1535 | 2134.9182 | 3205.951 | 155.4235 | 380 | 4095.2574 | 5353.5325 | 7121.5432
8879 | 74149.5756 | 2031.3551 | 0 | 74088.5756 | 1967.9748 | 11118.1785 | 2235.8478 | 3143.2948 | 208.2657 | 54 | 9810.9708 | 10796.088 | 12564.0987
8880 | 75495.0053 | 2156.0568 | 0 | 75434.0053 | 2688.1189 | 4405.7762 | 2277.6859 | 3246.7033 | 50.5022 | 434 | 1178.2411 | 2385.5948 | 4153.6055
8881 | 76356.6597 | 1795.6386 | -1795.6386 | 74500.0211 | 1816.7905 | 6339.6608 | 2382.5621 | 3344.8557 | 117.7445 | 190 | 5120.467 | 6151.063 | 7919.0737
8882 | 75806.7932 | 1249.8573 | 0 | 75745.7932 | 3604.5344 | 10417.2268 | 2538.8169 | 3495.3942 | 135.7177 | 244 | 6471.3102 | 7573.8795 | 9341.8902
8883 | 76562.4277 | 1876.4938 | 0 | 76501.4277 | 2680.8204 | 4620.312 | 2195.5828 | 3253.4391 | 141.2726 | 190 | 257.2858 | 1311.41 | 3079.4207
8884 | 74072.5173 | 1488.4664 | -1488.4664 | 72523.0509 | 3019.6777 | 1526.824 | 2024.9587 | 3134.0108 | 162.1681 | 380 | 513.265 | 1778.2846 | 3546.2953
8885 | 76566.7851 | 1299.234 | -1299.234 | 75206.5511 | 2248.22 | 9630.5103 | 2625.7235 | 3351.9917 | 104.8717 | 244 | 7523.6544 | 8595.3776 | 10363.3883
8886 | 76718.2792 | 2288.163 | 0 | 76657.2792 | 3079.7594 | 14063.8492 | 2337.9641 | 3383.6808 | 181.3023 | 190 | 9418.6554 | 10512.8093 | 12280.82
8887 | 74981.0156 | 1916.0392 | 0 | 74920.0156 | 2034.3447 | 1298.0735 | 2529.0508 | 3188.6178 | 130.7187 | 434 | -568.4182 | 719.152 | 2487.1627
8888 | 77438.2192 | 1706.2654 | -1706.2654 | 75670.9538 | 2717.3731 | 13469.6987 | 2533.2216 | 3562.7133 | 104.5771 | 54 | 10547.5066 | 11428.9353 | 13196.946
8889 | 74660.4084 | 1179.7338 | 0 | 74599.4084 | 1834.7669 | 5482.63 | 2576.3051 | 3174.6114 | 159.2158 | 434 | 4169.5711 | 5485.6384 | 7253.6491
8890 | 74783.0635 | 1678.1722 | 0 | 74722.0635 | 2541.7987 | 4915.2441 | 1907.8607 | 3202.9306 | 120.2108 | 190 | 2132.3732 | 3165.4356 | 4933.4463
8891 | 76040.5973 | 1448.9086 | -1448.9086 | 74530.6887 | 3038.0225 | 14878.8784 | 2300.7834 | 3388.8498 | 62.5816 | 190 | 12370.0003 | 13345.4335 | 15113.4442
8892 | 77069.8693 | 1057.5265 | 0 | 77008.8693 | 2711.2872 | 11652.1108 | 1182.1036 | 3375.825 | 135.6065 | 190 | 5860.0829 | 6908.5409 | 8676.5516
8893 | 74260.513 | 2030.3935 | 0 | 74199.513 | 3499.4344 | 1218.0395 | 2112.9723 | 3161.2504 | 141.9447 | 54 | -1836.4852 | -917.689 | 850.3217
8894 | 76442.5835 | 1917.0805 | -1917.0805 | 74464.503 | 2403.8847 | 16123.912 | 1309.1475 | 3296.8861 | 146.2216 | 380 | 13231.7579 | 14480.831 | 16248.8417
8895 | 76968.6367 | 1637.1578 | 0 | 76907.6367 | 1225.4309 | 8031.3853 | 2544.2303 | 3500.5167 | 212.8791 | 54 | 5313.2647 | 6302.9954 | 8071.0061
8896 | 75474.2152 | 1526.7208 | 0 | 75413.2152 | 3759.6143 | 11665.6062 | 2439.9885 | 3141.8551 | 171.6609 | 434 | 7444.8204 | 8773.3329 | 10541.3436
8897 | 76847.7613 | 2103.9442 | 0 | 76786.7613 | 4845.1357 | 5751.7492 | 2553.6715 | 3344.1943 | 135.8111 | 54 | -612.082 | 300.5807 | 2068.5914
8898 | 76358.0589 | 2161.8247 | -2161.8247 | 74135.2342 | 3237.3206 | 11614.7578 | 2231.5854 | 3281.0647 | 130.3435 | 54 | 9125.0531 | 10032.2482 | 11800.2589
8899 | 75211.3465 | 1637.1129 | 0 | 75150.3465 | 1985.3007 | 7334.4912 | 2192.445 | 3178.3656 | 74.3448 | 434 | 4939.8545 | 6171.0508 | 7939.0615
8900 | 76459.4885 | 2179.2113 | 0 | 76398.4885 | 2717.9347 | 6108.2 | 2325.3318 | 3462.7346 | 125.8754 | 190 | 2150.0433 | 3188.7702 | 4956.7809
8901 | 76832.2044 | 1422.3371 | -1422.3371 | 75348.8673 | 2931.2576 | 5189.6126 | 2548.8552 | 3453.9912 | 214.9132 | 244 | 2282.5341 | 3464.2988 | 5232.3095
8902 | 76804.0362 | 1152.8536 | -1152.8536 | 75590.1826 | 2922.8328 | 10153.3042 | 2322.8144 | 3450.8224 | 76.6633 | 244 | 6784.1256 | 7827.6405 | 9595.6512
8903 | 75391.3689 | 1592.4825 | 0 | 75330.3689 | 3841.1435 | 26313.6688 | 2302.7196 | 3139.7981 | 153.3905 | 54 | 21954.874 | 22885.1161 | 24653.1268
8904 | 75313.7324 | 1515.7641 | 0 | 75252.7324 | 2605.0951 | 5058.871 | 2297.9222 | 3228.0079 | 101.8038 | 190 | 2097.1735 | 3111.8289 | 4879.8396
8905 | 76050.6089 | 1793.188 | -1793.188 | 74196.421 | 2868.0399 | 2466.333 | 2247.5026 | 3255.743 | 155.4113 | 380 | 275.3177 | 1533.5806 | 3301.5913
8906 | 75571.5767 | 1601.2937 | -1601.2937 | 73909.283 | 4376.5015 | 15252.6111 | 2412.1399 | 3303.028 | 95.9017 | 54 | 12052.1945 | 12924.9477 | 14692.9584
8907 | 76795.6546 | 1723.1029 | 0 | 76734.6546 | 3095.0816 | 4981.081 | 1936.3598 | 3279.7258 | 180.2538 | 434 | -262.3696 | 1074.7358 | 2842.7465
8908 | 76281.5582 | 1490.3361 | -1490.3361 | 74730.2221 | 2759.4508 | 10550.5033 | 2385.4048 | 3324.6396 | 131.3166 | 190 | 8141.0747 | 9185.2429 | 10953.2536
8909 | 73941.129 | 1539.5641 | 0 | 73880.129 | 2095.9394 | 5230.6947 | 2391.3961 | 3165.692 | 125.4758 | 434 | 4181.9144 | 5464.2417 | 7232.2524
8910 | 75659.9326 | 1887.6761 | 0 | 75598.9326 | 2028.2094 | 5670.227 | 2582.9127 | 3228.8809 | 140.3521 | 190 | 3225.0786 | 4278.2823 | 6046.293
8911 | 75656.671 | 2043.4117 | 0 | 75595.671 | 3194.9862 | 14817.4857 | 2193.6708 | 3287.7834 | 83.529 | 190 | 10878.4826 | 11874.8632 | 13642.8739
8912 | 75312.4417 | 1501.6721 | 0 | 75251.4417 | 3231.2844 | 8437.7116 | 2604.1959 | 3264.4192 | 132.4774 | 244 | 5193.8006 | 6293.1296 | 8061.1403
8913 | 76913.28 | 1550.4404 | 0 | 76852.28 | 2801.5067 | 5899.4609 | 2024.773 | 3445.0819 | 65.5993 | 54 | 1085.7292 | 1928.1801 | 3696.1908
8914 | 75722.4164 | 1825.4262 | -1825.4262 | 73835.9902 | 3383.9826 | 9928.545 | 2398.1886 | 3190.2368 | 98.8313 | 244 | 7667.1976 | 8732.8804 | 10500.8911
8915 | 74901.1585 | 1648.9816 | 0 | 74840.1585 | 2002.1627 | 7719.1743 | 2217.7184 | 3209.3472 | 222.7381 | 380 | 5674.1187 | 6999.7083 | 8767.719
8916 | 76204.3374 | 1424.4662 | 0 | 76143.3374 | 2307.8347 | 9983.6948 | 2530.6567 | 3210.7719 | 67.5724 | 380 | 6644.1513 | 7814.5753 | 9582.586
8917 | 74022.745 | 1879.3273 | 0 | 73961.745 | 1312.7395 | 7612.1024 | 2168.3965 | 3164.242 | 123.8833 | 54 | 7040.4564 | 7941.1912 | 9709.2019
8918 | 74991.783 | 1856.4115 | 0 | 74930.783 | 3553.9237 | 11622.7965 | 2591.2928 | 3212.0656 | 122.0809 | 54 | 8311.6483 | 9210.5808 | 10978.5915
8919 | 75572.4569 | 1431.8004 | 0 | 75511.4569 | 2475.4167 | 10938.148 | 2591.8373 | 3221.1993 | 129.3073 | 190 | 8134.5109 | 9176.6698 | 10944.6805
8920 | 75536.2713 | 1699.293 | 0 | 75475.2713 | 2159.4548 | 2510.0942 | 2317.7044 | 3298.6447 | 147.5726 | 190 | -138.0828 | 922.3414 | 2690.3521
8921 | 76641.7694 | 2233.832 | -2233.832 | 74346.9374 | 3921.1628 | 12833.9666 | 1915.2924 | 3216.869 | 124.7258 | 244 | 9068.2278 | 10159.8052 | 11927.8159
8922 | 75645.6156 | 1479.9161 | 0 | 75584.6156 | 3401.3626 | 7636.5136 | 2610.7163 | 3243.0872 | 116.7449 | 434 | 3874.5389 | 5148.1354 | 6916.1461
8923 | 74152.1657 | 1827.0305 | 0 | 74091.1657 | 3362.649 | 10619.2688 | 2146.3959 | 3123.6014 | 155.3666 | 190 | 7805.6514 | 8873.8696 | 10641.8803
8924 | 75602.3292 | 1681.8088 | 0 | 75541.3292 | 2524.6951 | 5849.5714 | 2589.4037 | 3198.1966 | 69.437 | 54 | 2941.3473 | 3787.6358 | 5555.6465
8925 | 73872.5341 | 1654.0246 | 0 | 73811.5341 | 4276.6789 | 9553.8262 | 2445.7899 | 3139.1588 | 185.0507 | 54 | 6420.7618 | 7382.664 | 9150.6747
8926 | 75363.4821 | 1532.6202 | 0 | 75302.4821 | 2130.0484 | 9564.8981 | 2658.7825 | 3251.3207 | 52.1484 | 244 | 7412.6708 | 8431.6707 | 10199.6814
8927 | 74845.4429 | 1491.7937 | 0 | 74784.4429 | 4243.2204 | 7080.2515 | 2195.3975 | 3138.405 | 142.1328 | 54 | 2756.5906 | 3675.575 | 5443.5857
8928 | 76745.6158 | 2022.5476 | 0 | 76684.6158 | 2431.0184 | 1527.3312 | 1916.8477 | 3461.7548 | 146.9567 | 434 | -2839.5006 | -1535.6923 | 232.3184
8929 | 76035.8415 | 1601.9222 | -1601.9222 | 74372.9193 | 3319.6611 | 10226.2954 | 1839.4145 | 3236.5602 | 141.1569 | 54 | 6979.8896 | 7897.898 | 9665.9087
8930 | 74894.3155 | 1627.9454 | 0 | 74833.3155 | 2997.491 | 4629.6086 | 2520.871 | 3161.1038 | 195.8439 | 380 | 1850.977 | 3149.6725 | 4917.6832
8931 | 75608.8847 | 1552.0622 | -1552.0622 | 73995.8226 | 1642.7291 | 8830.0748 | 2792.8492 | 3184.2777 | 57.8547 | 380 | 8538.85 | 9699.5563 | 11467.567
8932 | 77142.4507 | 1276.1201 | 0 | 77081.4507 | 3378.2145 | 15617.1029 | 2506.0421 | 3530.3444 | 142.7083 | 190 | 10564.0241 | 11619.584 | 13387.5947
8933 | 74235.2051 | 1628.7936 | 0 | 74174.2051 | 2225.0722 | 5096.6658 | 2278.0897 | 3190.5582 | 90.3492 | 190 | 3536.2364 | 4539.4372 | 6307.4479
8934 | 74848.2369 | 1578.4857 | 0 | 74787.2369 | 3988.3825 | 9865.4405 | 2466.126 | 3229.5006 | 132.9437 | 244 | 6155.6477 | 7255.4429 | 9023.4536
8935 | 75024.6771 | 1855.383 | 0 | 74963.6771 | 3315.9372 | 14865.9007 | 2593.4144 | 3240.1974 | 112.088 | 380 | 11790.098 | 13005.0376 | 14773.0483
8936 | 76237.2787 | 1732.942 | 0 | 76176.2787 | 4425.7527 | 8504.5868 | 2223.3319 | 3304.217 | 105.1992 | 54 | 2800.3043 | 3682.355 | 5450.3657
8937 | 76098.3056 | 1630.649 | 0 | 76037.3056 | 1306.0943 | 3674.0015 | 2398.1173 | 3388.5156 | 110.1501 | 54 | 1487.4346 | 2374.4362 | 4142.4469
8938 | 75877.7528 | 1000.1088 | -1000.1088 | 74816.6441 | 3963.3292 | 13627.2014 | 2719.1765 | 3229.8844 | 166.3975 | 380 | 10166.489 | 11435.7381 | 13203.7488
8939 | 76133.5384 | 1306.6243 | 0 | 76072.5384 | 2459.9943 | 15967.1208 | 2406.4303 | 3239.0313 | 93.3025 | 380 | 12450.2497 | 13646.4038 | 15414.4145
8940 | 76278.2348 | 1792.2924 | 0 | 76217.2348 | 3837.9591 | 21012.7611 | 2349.58 | 3176.6092 | 109.2874 | 54 | 15853.9564 | 16740.0953 | 18508.106
8941 | 74953.7387 | 1760.1096 | 0 | 74892.7387 | 2777.9874 | 6717.4919 | 2568.2843 | 3190.8391 | 149.7651 | 244 | 4176.0892 | 5292.7058 | 7060.7165
8942 | 74951.277 | 1329.203 | 0 | 74890.277 | 2547.1427 | 7819.5144 | 2622.9929 | 3279.3894 | 165.8275 | 54 | 5654.6769 | 6597.356 | 8365.3667
8943 | 76567.5459 | 2341.8962 | 0 | 76506.5459 | 1699.9538 | 4165.2915 | 1973.976 | 3314.3169 | 103.8464 | 54 | 617.2848 | 1497.9828 | 3265.9935
8944 | 75022.2725 | 1259.5431 | -1259.5431 | 73701.7293 | 3584.3243 | 5706.3287 | 2388.7174 | 3178.9297 | 110.7535 | 54 | 3358.1221 | 4245.7271 | 6013.7378
8945 | 75147.2999 | 1642.2001 | 0 | 75086.2999 | 3233.9311 | 8800.4433 | 1903.1458 | 3204.3568 | 158.037 | 434 | 4957.915 | 6272.8036 | 8040.8143
8946 | 74947.5311 | 1880.3879 | 0 | 74886.5311 | 2014.6197 | 10961.4962 | 2427.3834 | 3150.5292 | 135.3332 | 244 | 9008.458 | 10110.6427 | 11878.6534
8947 | 77610.2399 | 1731.9639 | 0 | 77549.2399 | 1473.6638 | 7265.735 | 2552.6769 | 3508.7235 | 96.9283 | 190 | 3674.4317 | 4684.2116 | 6452.2223
8948 | 74714.6534 | 1439.7948 | 0 | 74653.6534 | 3603.8677 | 3052.9384 | 2377.053 | 3215.8231 | 78.7506 | 54 | -241.5065 | 614.0957 | 2382.1064
8949 | 75715.2308 | 1671.8033 | -1671.8033 | 73982.4275 | 4645.1126 | 3779.3875 | 2143.0659 | 3220.0611 | 201.9713 | 190 | -114.8257 | 999.9972 | 2768.0079
8950 | 75766.6418 | 1115.0579 | -1115.0579 | 74590.5838 | 2245.9785 | 7840.4834 | 2479.7517 | 3165.3819 | 90.3525 | 54 | 6019.2547 | 6886.4587 | 8654.4694
8951 | 75545.6903 | 1539.6709 | 0 | 75484.6903 | 2676.9184 | 1767.7627 | 2574.2072 | 3297.9995 | 161.6041 | 380 | -1151.4394 | 113.0163 | 1881.027
8952 | 75051.8426 | 1944.0064 | -1944.0064 | 73046.8362 | 2223.6486 | 8171.7197 | 1860.2822 | 3207.4002 | 104.533 | 380 | 7339.1173 | 8546.5019 | 10314.5126
8953 | 75354.4082 | 1300.2324 | 0 | 75293.4082 | 2512.2823 | 10013.2027 | 2617.755 | 3154.8062 | 160.5468 | 54 | 7350.2734 | 8287.6717 | 10055.6824
8954 | 76554.3196 | 1437.71 | 0 | 76493.3196 | 1923.6719 | 9851.3534 | 2493.5862 | 3339.8177 | 124.9548 | 190 | 6637.9659 | 7675.7722 | 9443.7829
8955 | 76156.3704 | 1169.498 | 0 | 76095.3704 | 2581.091 | 10520.4696 | 2060.0624 | 3286.1517 | 79.8058 | 380 | 6560.4223 | 7743.0797 | 9511.0904
8956 | 75826.187 | 1813.7007 | 0 | 75765.187 | 2534.6292 | 7457.9332 | 2248.1467 | 3350.1406 | 82.5245 | 54 | 4126.6042 | 4985.9802 | 6753.9909
8957 | 75932.3896 | 1608.086 | 0 | 75871.3896 | 2900.6652 | 15320.0417 | 2708.5058 | 3260.5559 | 198.1118 | 190 | 11887.2486 | 12998.212 | 14766.2227
8958 | 74407.0796 | 1493.9628 | 0 | 74346.0796 | 2405.0756 | 2625.1775 | 2401.7721 | 3266.4792 | 92.5092 | 244 | 912.4736 | 1971.8343 | 3739.845
8959 | 77235.8055 | 1814.1218 | -1814.1218 | 75360.6837 | 2078.9445 | 6264.1945 | 2472.4969 | 3552.1552 | 104.2531 | 434 | 4219.4184 | 5480.5231 | 7248.5338
8960 | 76030.4128 | 1463.8278 | 0 | 75969.4128 | 3179.372 | 6357.3503 | 1877.4711 | 3219.3669 | 143.6486 | 54 | 1675.6035 | 2596.1037 | 4364.1144
8961 | 76435.7761 | 1847.9054 | -1847.9054 | 74526.8706 | 2210.2744 | 9752.716 | 2526.3465 | 3250.3386 | 121.8568 | 54 | 8162.4561 | 9061.1644 | 10829.1751
8962 | 76197.4697 | 1298.9561 | 0 | 76136.4697 | 3544.1845 | 4665.1873 | 2346.8892 | 3448.2624 | 136.3814 | 190 | 149.8846 | 1199.1177 | 2967.1284
8963 | 76508.2827 | 1276.4092 | -1276.4092 | 75170.8735 | 2491.9534 | 3250.5627 | 2255.5474 | 3321.451 | 139.4508 | 380 | 534.9342 | 1777.2366 | 3545.2473
8964 | 74829.5024 | 1836.7364 | -1836.7364 | 72931.7659 | 3388.0919 | 6954.4204 | 2477.8603 | 3212.0077 | 236.7104 | 54 | 5694.6306 | 6708.1925 | 8476.2032
8965 | 76081.7259 | 1487.4583 | 0 | 76020.7259 | 4629.5879 | 6619.2653 | 2201.0906 | 3272.4763 | 121.8745 | 244 | 812.7182 | 1901.4443 | 3669.455
8966 | 75185.0886 | 1723.2394 | -1723.2394 | 73400.8492 | 1988.9038 | 14126.8657 | 2502.7334 | 3193.7479 | 170.5091 | 54 | 13803.794 | 14751.1546 | 16519.1653
8967 | 74814.495 | 1382.8475 | 0 | 74753.495 | 4459.4908 | 17397.6362 | 2689.1367 | 3187.5859 | 102.6805 | 190 | 13431.573 | 14447.105 | 16215.1157
8968 | 75014.2091 | 1759.5695 | 0 | 74953.2091 | 3761.0464 | 4690.6117 | 2601.1367 | 3166.4069 | 145.2299 | 380 | 1114.0998 | 2362.1813 | 4130.192
8969 | 75374.3794 | 1739.7987 | -1739.7987 | 73573.5807 | 2118.5189 | 5390.3056 | 2133.0565 | 3173.1266 | 92.6645 | 244 | 4374.5892 | 5434.1052 | 7202.1159
8970 | 76147.1087 | 1422.553 | 0 | 76086.1087 | 2929.0568 | 21489.6794 | 2230.9753 | 3276.2088 | 157.7673 | 190 | 17351.8979 | 18422.5168 | 20190.5275
8971 | 75915.6367 | 1457.6404 | 0 | 75854.6367 | 1838.9397 | 11285.0507 | 2624.0138 | 3322.2543 | 111.0987 | 190 | 8907.9424 | 9931.8927 | 11699.9034
8972 | 76751.4517 | 1057.6636 | 0 | 76690.4517 | 2149.8596 | 1834.9174 | 2613.3248 | 3336.5152 | 80.179 | 380 | -1685.3539 | -502.3233 | 1265.6874
8973 | 76553.0611 | 1814.0809 | -1814.0809 | 74677.9802 | 2007.8863 | 16614.1336 | 2132.1547 | 3396.4464 | 133.5863 | 380 | 14827.0682 | 16063.5061 | 17831.5168
8974 | 75930.6976 | 1886.3857 | 0 | 75869.6976 | 1997.4513 | 6367.3285 | 2416.7833 | 3159.5635 | 204.484 | 244 | 3446.7265 | 4618.062 | 6386.0727
8975 | 74411.2482 | 1501.0788 | 0 | 74350.2482 | 1927.4277 | 2503.4282 | 2036.5969 | 3198.9549 | 130.3079 | 54 | 831.504 | 1738.6635 | 3506.6742
8976 | 75961.2629 | 1843.0548 | -1843.0548 | 74057.2081 | 3411.8045 | 7227.2672 | 2233.0998 | 3376.8197 | 167.5957 | 54 | 4738.3741 | 5682.8214 | 7450.8321
8977 | 76062.4566 | 1348.1255 | 0 | 76001.4566 | 2225.3683 | 3360.5182 | 2423.0857 | 3392.7921 | 182.567 | 190 | 319.7711 | 1415.1897 | 3183.2004
8978 | 74958.8682 | 1700.1554 | -1700.1554 | 73197.7128 | 2971.0318 | 8388.6932 | 2288.9839 | 3372.1272 | 149.2399 | 244 | 7251.2597 | 8367.3511 | 10135.3618
8979 | 75815.5852 | 1690.0302 | 0 | 75754.5852 | 3328.3532 | 6332.7554 | 2439.9831 | 3170.6467 | 152.5451 | 434 | 2230.6467 | 3540.0434 | 5308.0541
8980 | 74194.0451 | 1613.7748 | -1613.7748 | 72519.2702 | 3026.1356 | 5512.6804 | 1783.6634 | 3244.9134 | 59.6278 | 54 | 4366.0514 | 5202.5307 | 6970.5414
8981 | 75518.9391 | 1998.0895 | 0 | 75457.9391 | 3567.2938 | 7066.7864 | 2484.3607 | 3178.1135 | 44.8045 | 54 | 3074.2276 | 3895.8836 | 5663.8943
8982 | 75848.5535 | 1237.4424 | 0 | 75787.5535 | 2269.6896 | 15208.5464 | 2549.4246 | 3271.2001 | 113.9957 | 190 | 12342.1281 | 13368.9754 | 15136.9861
8983 | 75872.3636 | 1713.7264 | 0 | 75811.3636 | 2016.5923 | 11917.2754 | 2121.3865 | 3252.6541 | 122.9715 | 54 | 8833.5602 | 9733.3832 | 11501.3939
8984 | 76363.792 | 1592.4625 | 0 | 76302.792 | 1909.5689 | 4667.1636 | 2485.9498 | 3411.1956 | 141.3205 | 54 | 1722.1481 | 2640.3201 | 4408.3308
8985 | 76080.5932 | 1724.8122 | -1724.8122 | 74294.781 | 3729.5538 | 8740.1764 | 1890.7552 | 3432.5932 | 84.729 | 380 | 5409.39 | 6596.9705 | 8364.9812
8986 | 77088.5819 | 1699.7456 | 0 | 77027.5819 | 1448.5512 | 14137.1738 | 2221.0013 | 3444.2269 | 87.1302 | 380 | 10696.4687 | 11886.4504 | 13654.4611
8987 | 75817.9674 | 1385.558 | 0 | 75756.9674 | 3007.4569 | 8590.2416 | 2469.6598 | 3233.9971 | 128.9138 | 54 | 4899.6742 | 5805.4396 | 7573.4503
8988 | 75179.131 | 1925.5894 | 0 | 75118.131 | 3087.1698 | 5638.3139 | 1905.3944 | 3179.7677 | 242.3066 | 434 | 1888.3751 | 3287.5333 | 5055.544
8989 | 74251.0321 | 2144.4507 | -2144.4507 | 72045.5814 | 3484.2726 | 5235.3466 | 2654.7608 | 3160.3855 | 168.7188 | 244 | 4890.8388 | 6026.4092 | 7794.4199
8990 | 76817.1908 | 1334.6121 | 0 | 76756.1908 | 2719.3607 | 4392.3758 | 2467.6578 | 3215.4115 | 127.4721 | 434 | -29.9066 | 1254.4171 | 3022.4278
8991 | 74013.6607 | 1737.9683 | -1737.9683 | 72214.6924 | 1018.6874 | 16279.9761 | 2028.9964 | 3140.2985 | 154.616 | 190 | 17586.0911 | 18653.5586 | 20421.5693
8992 | 76050.7687 | 1658.7292 | 0 | 75989.7687 | 2500.3082 | 7460.502 | 1923.9688 | 3371.623 | 133.7651 | 244 | 3636.217 | 4736.8337 | 6504.8444
8993 | 76535.2767 | 1081.6181 | 0 | 76474.2767 | 2074.4916 | 4605.7708 | 2317.2396 | 3231.3884 | 172.7896 | 190 | 975.8305 | 2061.4716 | 3829.4823
8994 | 74699.663 | 1666.1897 | -1666.1897 | 72972.4734 | 3163.2321 | 15679.0839 | 2493.8998 | 3175.4457 | 169.1956 | 244 | 14582.9239 | 15718.9711 | 17486.9818
8995 | 74768.4811 | 1842.1759 | 0 | 74707.4811 | 3167.0519 | 12771.1768 | 2044.823 | 3138.708 | 60.5887 | 244 | 9450.3747 | 10477.815 | 12245.8257
8996 | 76695.6756 | 1869.8741 | 0 | 76634.6756 | 3808.9066 | 6351.0637 | 2284.237 | 3449.3879 | 101.3364 | 54 | 1011.3064 | 1889.4944 | 3657.5051
8997 | 75253.8272 | 2004.0073 | -2004.0073 | 73188.8199 | 3503.8796 | 15342.3519 | 2473.9496 | 3175.5863 | 111.2152 | 190 | 13669.3883 | 14693.4551 | 16461.4658
8998 | 75659.1909 | 1973.3938 | 0 | 75598.1909 | 3381.4446 | 12044.795 | 2461.1143 | 3262.942 | 193.1298 | 244 | 8159.4158 | 9319.3972 | 11087.4079
8999 | 76158.9489 | 2305.6429 | 0 | 76097.9489 | 4663.7491 | 14402.7083 | 2660.3135 | 3326.9855 | 112.9466 | 190 | 8998.5092 | 10024.3075 | 11792.3182
9000 | 74817.6039 | 1659.8027 | 0 | 74756.6039 | 2728.8158 | 6760.2446 | 2654.366 | 3191.8265 | 169.649 | 190 | 4491.2174 | 5573.718 | 7341.7287
9001 | 75856.6783 | 1824.4017 | 0 | 75795.6783 | 3943.0605 | 15832.3347 | 2566.6441 | 3208.875 | 146.4938 | 244 | 11239.315 | 12352.6604 | 14120.6711
9002 | 75487.484 | 1550.1865 | 0 | 75426.484 | 1350.191 | 5413.0799 | 2405.5828 | 3205.7351 | 186.8908 | 434 | 3617.9229 | 4961.6652 | 6729.6759
9003 | 75001.4658 | 1665.5568 | 0 | 74940.4658 | 3525.4579 | 2734.9344 | 2392.8399 | 3227.182 | 42.6029 | 434 | -740.7675 | 458.687 | 2226.6977
9004 | 75666.9335 | 1815.7069 | -1815.7069 | 73790.2266 | 3371.4691 | 7299.2359 | 2223.4323 | 3268.3289 | 112.428 | 190 | 4999.5014 | 6024.781 | 7792.7917
9005 | 75406.5035 | 1433.144 | 0 | 75345.5035 | 2403.1173 | 8559.9641 | 2578.882 | 3470.5619 | 144.6555 | 244 | 6230.9872 | 7342.4943 | 9110.505
9006 | 76199.8838 | 2019.6572 | 0 | 76138.8838 | 1661.4524 | 22882.7925 | 1553.3143 | 3348.3813 | 171.3065 | 244 | 19354.3519 | 20492.5099 | 22260.5206
9007 | 75305.5689 | 1726.3736 | 0 | 75244.5689 | 2359.6826 | 3999.5429 | 2497.0933 | 3222.6265 | 95.949 | 190 | 1485.2114 | 2494.012 | 4262.0227
9008 | 73745.9694 | 1806.4039 | -1806.4039 | 71878.5655 | 2153.4725 | 16386.577 | 2030.1527 | 3124.6024 | 214.1483 | 434 | 16879.4942 | 18250.494 | 20018.5047
9009 | 76276.49 | 1559.0687 | 0 | 76215.49 | 4272.8064 | 6758.5059 | 2577.8811 | 3407.2837 | 38.173 | 54 | 1625.5742 | 2440.5988 | 4208.6095
9010 | 75981.4675 | 1615.5671 | -1615.5671 | 74304.9005 | 3202.4343 | 4778.7316 | 2071.9459 | 3186.4064 | 137.2777 | 434 | 1899.9491 | 3194.0783 | 4962.089
9011 | 75564.0246 | 1615.2715 | -1615.2715 | 73887.7531 | 3337.4065 | 7014.4697 | 2562.8213 | 3155.6904 | 143.3661 | 54 | 4878.0218 | 5798.2394 | 7566.2501
9012 | 76556.1779 | 1754.6066 | 0 | 76495.1779 | 3462.4364 | 11151.8493 | 2639.4377 | 3344.1603 | 213.4954 | 54 | 6548.0331 | 7538.3801 | 9306.3908
9013 | 75530.5057 | 1553.5843 | 0 | 75469.5057 | 2126.6961 | 13732.0072 | 2249.8429 | 3226.0991 | 145.7151 | 190 | 10981.9475 | 12040.5141 | 13808.5248
9014 | 76352.31 | 1418.5555 | 0 | 76291.31 | 2461.1169 | 9766.3348 | 2507.5172 | 3315.6898 | 125.2533 | 434 | 6207.3149 | 7489.4197 | 9257.4304
9015 | 74737.1242 | 1135.9334 | 0 | 74676.1242 | 1931.2978 | 6772.022 | 2244.1892 | 3178.6332 | 134.9817 | 434 | 4957.6224 | 6249.4556 | 8017.4663
9016 | 76104.0269 | 1992.8193 | 0 | 76043.0269 | 2433.5474 | 11149.1081 | 2720.8239 | 3159.6112 | 132.1239 | 380 | 7923.169 | 9158.1444 | 10926.1551
9017 | 75272.9733 | 1719.5551 | 0 | 75211.9733 | 2101.3853 | 5553.9727 | 2453.3383 | 3259.3966 | 138.3435 | 380 | 3323.549 | 4564.744 | 6332.7547
9018 | 74573.767 | 2321.2754 | 0 | 74512.767 | 1630.7162 | 15007.0737 | 2612.2184 | 3250.227 | 133.9087 | 434 | 14096.236 | 15386.9963 | 17155.007
9019 | 74299.8157 | 1968.8607 | 0 | 74238.8157 | 1465.9892 | 22115.5707 | 1678.4806 | 3223.7089 | 175.2663 | 244 | 20683.1554 | 21825.2732 | 23593.2839
9020 | 76136.8711 | 1405.8993 | 0 | 76075.8711 | 5139.1505 | 5799.0325 | 2463.2456 | 3411.6167 | 135.5965 | 54 | -170.9269 | 741.5212 | 2509.5319
9021 | 75684.0934 | 2236.0295 | -2236.0295 | 73387.0639 | 3201.8509 | 5893.5424 | 2418.9152 | 3255.989 | 140.6224 | 54 | 4349.7319 | 5267.2058 | 7035.2165
9022 | 74657.0787 | 2337.902 | 0 | 74596.0787 | 3012.2206 | 6433.39 | 2498.0927 | 3136.1981 | 119.1491 | 54 | 3829.5816 | 4725.5822 | 6493.5929
9023 | 76083.6933 | 1670.0579 | 0 | 76022.6933 | 4027.5039 | 8337.2618 | 2501.2628 | 3430.5919 | 112.2511 | 380 | 3589.1193 | 4804.222 | 6572.2327
9024 | 77711.1165 | 1383.8365 | 0 | 77650.1165 | 2997.8621 | 6741.0375 | 2180.2548 | 3482.3835 | 111.9436 | 190 | 1125.8972 | 2150.6924 | 3918.7031
9025 | 76166.4145 | 1667.446 | -1667.446 | 74437.9685 | 2285.3667 | 21797.8847 | 2739.9455 | 3256.7103 | 117.7208 | 380 | 20441.4052 | 21661.9776 | 23429.9883
9026 | 75079.8471 | 1799.8023 | 0 | 75018.8471 | 4510.1007 | 13346.6594 | 2851.8841 | 3128.29 | 96.4861 | 380 | 9168.0857 | 10367.4233 | 12135.434
9027 | 76751.3375 | 1813.1062 | 0 | 76690.3375 | 3364.3342 | 3981.1308 | 2046.7125 | 3351.5764 | 122.1337 | 190 | -1305.052 | -270.0668 | 1497.9439
9028 | 76106.7586 | 1574.8713 | -1574.8713 | 74470.8872 | 4247.4513 | 11081.3702 | 2434.6951 | 3345.5937 | 152.2181 | 244 | 7513.5205 | 8632.5902 | 10400.6009
9029 | 76282.6116 | 1758.6483 | 0 | 76221.6116 | 1789.7603 | 6751.5121 | 2454.1009 | 3421.1354 | 187.2039 | 190 | 3985.5765 | 5085.6319 | 6853.6426
9030 | 76926.3819 | 1537.0249 | 0 | 76865.3819 | 1584.6568 | 3909.9944 | 2548.9735 | 3368.6183 | 108.3239 | 54 | 747.7474 | 1632.9228 | 3400.9335
9031 | 75284.1291 | 1982.3163 | -1982.3163 | 73240.8127 | 2230.3748 | 3190.7396 | 1898.5757 | 3162.0154 | 118.635 | 380 | 2150.3432 | 3371.8298 | 5139.8405
9032 | 76558.9398 | 1424.0866 | -1424.0866 | 75073.8533 | 4937.8566 | 16876.2277 | 2325.9044 | 3468.582 | 126.0942 | 54 | 12029.2042 | 12932.15 | 14700.1607
9033 | 73924.8824 | 1605.3063 | 0 | 73863.8824 | 2474.0486 | 7964.6191 | 2091.3888 | 3179.8934 | 117.9771 | 190 | 6268.1703 | 7298.9989 | 9067.0096
9034 | 75943.1908 | 1383.3139 | 0 | 75882.1908 | 2684.4669 | 14643.1587 | 2352.1092 | 3214.2974 | 89.3529 | 190 | 11013.1076 | 12015.3121 | 13783.3228
9035 | 75857.6315 | 1948.2514 | 0 | 75796.6315 | 3109.5799 | 4061.8488 | 2575.0498 | 3402.1292 | 94.8974 | 54 | 503.0165 | 1374.7654 | 3142.7761
9036 | 76384.8251 | 1396.6121 | -1396.6121 | 74927.2129 | 3092.5342 | 4625.044 | 2038.0726 | 3317.4275 | 73.5522 | 190 | 1330.997 | 2317.4007 | 4085.4114
9037 | 76443.8492 | 1184.7015 | -1184.7015 | 75198.1476 | 3438.4956 | 13580.5993 | 2194.3522 | 3369.953 | 107.1857 | 54 | 9878.4612 | 10762.4985 | 12530.5092
9038 | 77127.1085 | 1621.4851 | 0 | 77066.1085 | 3305.0248 | 13499.0048 | 2304.0593 | 3540.3776 | 177.0251 | 244 | 8342.5085 | 9486.3852 | 11254.3959
9039 | 78124.9156 | 1425.0588 | 0 | 78063.9156 | 3331.4867 | 9945.8902 | 1998.5965 | 3582.0676 | 84.0213 | 190 | 3501.352 | 4498.2248 | 6266.2355
9040 | 76909.3977 | 1781.9258 | 0 | 76848.3977 | 3705.4498 | 8920.1752 | 2143.0282 | 3252.0367 | 164.8054 | 244 | 3131.5927 | 4263.2496 | 6031.2603
9041 | 76750.0146 | 1789.8145 | 0 | 76689.0146 | 4392.7392 | 4195.7401 | 2671.441 | 3497.2509 | 118.7592 | 190 | -1347.1218 | -315.5111 | 1452.4996
9042 | 76219.2763 | 1999.7727 | -1999.7727 | 74158.5036 | 2196.0636 | 8729.8765 | 2423.6037 | 3285.7903 | 66.1577 | 54 | 7454.9033 | 8297.9126 | 10065.9233
9043 | 76699.8601 | 1516.356 | 0 | 76638.8601 | 4599.6667 | 7365.892 | 2527.1681 | 3376.4052 | 193.6944 | 54 | 1401.1386 | 2371.6846 | 4139.6953
9044 | 75687.889 | 2041.5988 | -2041.5988 | 73585.2903 | 4981.3403 | 7210.7928 | 2244.4712 | 3272.5879 | 126.1586 | 190 | 3531.4214 | 4570.4315 | 6338.4422
9045 | 76215.8293 | 1250.5054 | 0 | 76154.8293 | 3621.606 | 10665.3509 | 2396.2655 | 3327.3509 | 88.4108 | 54 | 5982.7319 | 6847.9943 | 8616.005
9046 | 76243.0273 | 1622.0923 | 0 | 76182.0273 | 4901.9551 | 7760.8879 | 1524.3371 | 3481.983 | 196.9889 | 190 | 1053.4255 | 2163.2659 | 3931.2766
9047 | 76254.0315 | 1919.9072 | -1919.9072 | 74273.1244 | 2490.2437 | 19288.2928 | 2628.8538 | 3398.545 | 80.438 | 54 | 17922.5235 | 18779.813 | 20547.8237
9048 | 77421.2008 | 1842.4995 | 0 | 77360.2008 | 3196.0122 | 3865.0307 | 2198.2337 | 3421.4003 | 156.3382 | 54 | -1701.3484 | -768.1586 | 999.8521
9049 | 74852.1105 | 1377.9583 | -1377.9583 | 73413.1523 | 4016.1524 | 6578.5216 | 2131.3257 | 3159.5379 | 77.1756 | 244 | 3810.2805 | 4854.3077 | 6622.3184
9050 | 75572.9117 | 1332.2077 | 0 | 75511.9117 | 2639.3683 | 10418.4534 | 2623.3168 | 3165.436 | 91.9579 | 380 | 7426.1262 | 8620.9356 | 10388.9463
9051 | 74225.4008 | 1125.4627 | 0 | 74164.4008 | 2468.3184 | 18240.3074 | 2628.2227 | 3189.8127 | 124.1444 | 244 | 16795.8236 | 17886.8196 | 19654.8303
9052 | 73081.7357 | 2311.4608 | 0 | 73020.7357 | 3009.6526 | 5491.4624 | 2297.8652 | 3123.9546 | 189.1639 | 434 | 4253.094 | 5599.1094 | 7367.1201
9053 | 74309.1785 | 2177.5962 | 0 | 74248.1785 | 3169.8916 | 4245.1013 | 2202.9305 | 3187.1514 | 195.9756 | 54 | 1587.3133 | 2560.1404 | 4328.1511
9054 | 74306.3883 | 2177.2915 | -2177.2915 | 72068.0968 | 2016.364 | 3932.411 | 2659.6044 | 3126.9746 | 101.499 | 244 | 5004.7292 | 6073.0798 | 7841.0905
9055 | 74982.4284 | 2108.5101 | 0 | 74921.4284 | 4709.8957 | 12001.4626 | 2145.7153 | 3218.4737 | 149.8863 | 244 | 7104.5274 | 8221.2653 | 9989.276
9056 | 75710.8885 | 2051.7672 | 0 | 75649.8885 | 3344.6287 | 4941.5099 | 1918.8802 | 3356.6974 | 145.3374 | 54 | 592.7703 | 1514.9592 | 3282.9699
9057 | 76451.6765 | 1428.5442 | -1428.5442 | 74962.1323 | 3597.7034 | 5838.4051 | 2387.2522 | 3320.9445 | 170.4463 | 54 | 2356.9662 | 3304.264 | 5072.2747
9058 | 75654.1559 | 1820.7407 | -1820.7407 | 73772.4152 | 2866.67 | 3916.6605 | 2505.9108 | 3192.1455 | 79.3913 | 54 | 2345.8315 | 3202.0743 | 4970.085
9059 | 75509.4019 | 1725.9187 | -1725.9187 | 73722.4832 | 1775.0234 | 4134.6262 | 2476.1218 | 3300.2084 | 138.9331 | 190 | 3783.6496 | 4835.4343 | 6603.445
9060 | 75380.2647 | 1463.8061 | 0 | 75319.2647 | 3551.102 | 11179.7319 | 2710.6638 | 3152.5722 | 108.5167 | 54 | 7542.8012 | 8428.1694 | 10196.1801
9061 | 75014.3347 | 2032.2262 | 0 | 74953.3347 | 2017.3647 | 5014.1657 | 2227.9398 | 3136.6992 | 54.743 | 380 | 2778.3054 | 3935.9 | 5703.9107
9062 | 74448.1023 | 1805.3538 | 0 | 74387.1023 | 2577.4135 | 6782.9537 | 2305.6918 | 3197.4504 | 144.8143 | 190 | 4691.7801 | 5749.446 | 7517.4567
9063 | 74008.1647 | 2377.54 | 0 | 73947.1647 | 2550.1683 | 5140.6554 | 2509.6621 | 3138.5229 | 49.5034 | 434 | 3661.7074 | 4868.0624 | 6636.0731
9064 | 75941.9251 | 2443.0898 | 0 | 75880.9251 | 1485.5234 | 18925.2759 | 2280.0938 | 3250.7925 | 137.4743 | 244 | 16459.9137 | 17564.2396 | 19332.2503
9065 | 75340.4217 | 1529.2211 | 0 | 75279.4217 | 2717.795 | 12090.2466 | 2519.1535 | 3264.1399 | 184.9384 | 434 | 9246.5233 | 10588.3133 | 12356.324
9066 | 74713.8719 | 1733.6361 | 0 | 74652.8719 | 3123.2103 | 7172.4095 | 2298.1152 | 3288.8535 | 76.0991 | 190 | 4353.496 | 5342.4466 | 7110.4573
9067 | 75703.909 | 1904.8806 | 0 | 75642.909 | 2376.8838 | 20761.1287 | 1788.7339 | 3283.8093 | 136.7243 | 190 | 17184.0792 | 18233.655 | 20001.6657
9068 | 76592.0084 | 2219.5526 | 0 | 76531.0084 | 3251.9432 | 7510.5388 | 2358.6313 | 3392.4756 | 110.947 | 190 | 2848.8941 | 3872.6926 | 5640.7033
9069 | 75353.1793 | 1652.5036 | 0 | 75292.1793 | 3089.8615 | 9559.319 | 2560.5432 | 3233.9834 | 193.9239 | 54 | 6342.0048 | 7312.7802 | 9080.7909
9070 | 74837.2163 | 1277.0177 | 0 | 74776.2163 | 1728.3566 | 3268.2137 | 2274.3267 | 3237.4103 | 175.2925 | 54 | 1645.5777 | 2597.7218 | 4365.7325
9071 | 76795.4557 | 1930.2278 | -1930.2278 | 74804.2278 | 2069.6648 | 16767.7898 | 2096.1952 | 3331.0045 | 148.8464 | 434 | 14691.2969 | 15996.9948 | 17765.0055
9072 | 75748.844 | 2210.6134 | 0 | 75687.844 | 2081.6688 | 29469.5674 | 2080.4994 | 3392.5714 | 143.6686 | 190 | 26543.3254 | 27599.8456 | 29367.8563
9073 | 76044.3453 | 1683.1963 | 0 | 75983.3453 | 2433.8192 | 7748.3017 | 2595.2381 | 3368.4097 | 70.4189 | 54 | 4664.985 | 5512.2555 | 7280.2662
9074 | 76483.5839 | 1204.0156 | 0 | 76422.5839 | 3465.7058 | 4792.7999 | 2449.939 | 3492.8466 | 104.0458 | 244 | 217.4958 | 1288.3932 | 3056.4039
9075 | 75269.8689 | 1944.1125 | -1944.1125 | 73264.7564 | 4284.4959 | 2484.8453 | 2333.6518 | 3230.4156 | 151.6249 | 54 | -130.1395 | 798.337 | 2566.3477
9076 | 75690.7259 | 1513.8828 | -1513.8828 | 74115.8431 | 2948.4931 | 13039.273 | 1957.1715 | 3327.2709 | 202.6129 | 190 | 10629.5792 | 11745.0436 | 13513.0543
9077 | 75950.5684 | 2067.5353 | 0 | 75889.5684 | 3510.7573 | 4451.0527 | 2256.5646 | 3307.9404 | 56.5266 | 190 | -14.568 | 954.8102 | 2722.8209
9078 | 75752.822 | 2206.1166 | -2206.1166 | 73485.7053 | 3169.2924 | 3807.6391 | 2521.8453 | 3243.5157 | 112.0665 | 54 | 2288.2024 | 3177.1204 | 4945.1311
9079 | 75599.9201 | 1671.3165 | -1671.3165 | 73867.6036 | 3887.9879 | 7126.9889 | 2605.8769 | 3353.0851 | 250.3101 | 244 | 4700.5593 | 5917.721 | 7685.7317
9080 | 75254.6517 | 1159.5308 | 0 | 75193.6517 | 3297.5169 | 11434.961 | 2344.7765 | 3311.5736 | 156.973 | 244 | 7970.3425 | 9094.1671 | 10862.1778
9081 | 75185.1361 | 1493.8212 | 0 | 75124.1361 | 3022.1516 | 4248.4313 | 2447.6617 | 3203.0116 | 86.6704 | 244 | 1123.0169 | 2176.5388 | 3944.5495
9082 | 76650.2179 | 1838.4032 | -1838.4032 | 74750.8147 | 3211.2966 | 12009.3171 | 2311.5065 | 3266.7305 | 71.2787 | 190 | 8995.6428 | 9979.773 | 11747.7837
9083 | 75165.4637 | 1733.4705 | 0 | 75104.4637 | 2802.495 | 12000.5667 | 2492.3219 | 3189.1647 | 71.7717 | 190 | 9145.2946 | 10129.9179 | 11897.9286
9084 | 75216.284 | 1375.6575 | 0 | 75155.284 | 2527.9407 | 12247.5625 | 2142.0045 | 3137.098 | 216.3139 | 244 | 9213.6404 | 10396.8058 | 12164.8165
9085 | 75659.8171 | 1537.922 | 0 | 75598.8171 | 3690.7736 | 5419.8676 | 2381.0125 | 3221.624 | 144.5504 | 434 | 1103.1134 | 2404.5154 | 4172.5261
9086 | 75132.0297 | 1875.7157 | -1875.7157 | 73195.3139 | 4056.5532 | 2739.6697 | 2309.7896 | 3167.7907 | 164.4735 | 54 | 335.5829 | 1276.9079 | 3044.9186
9087 | 76627.0923 | 1815.1204 | -1815.1204 | 74750.9719 | 2199.8788 | 13440.4167 | 1422.6336 | 3408.531 | 30.5547 | 190 | 10690.9306 | 11634.3369 | 13402.3476
9088 | 75654.8421 | 2198.8873 | 0 | 75593.8421 | 2457.2267 | 4870.9471 | 2203.9431 | 3195.4004 | 200.8197 | 244 | 1589.4219 | 2757.0932 | 4525.1039
9089 | 75753.4831 | 1670.1762 | -1670.1762 | 74022.3069 | 2052.1622 | 6845.9809 | 2628.1578 | 3272.1543 | 142.674 | 190 | 6042.0238 | 7097.5494 | 8865.5601
9090 | 75732.073 | 1620.7729 | 0 | 75671.073 | 2335.6364 | 3220.0343 | 2730.958 | 3281.207 | 86.0876 | 244 | 595.6898 | 1648.6289 | 3416.6396
9091 | 75073.1655 | 1145.9243 | -1145.9243 | 73866.2412 | 2570.1986 | 2566.3489 | 2104.1006 | 3327.6519 | 99.929 | 190 | 931.8616 | 1944.6421 | 3712.6528
9092 | 75780.9417 | 1824.9655 | -1824.9655 | 73894.9762 | 2138.8213 | 13457.9156 | 2184.188 | 3171.7601 | 104.3793 | 380 | 12150.2663 | 13357.4972 | 15125.5079
9093 | 75774.8308 | 1863.573 | 0 | 75713.8308 | 2906.4404 | 5354.5253 | 2122.5769 | 3284.1405 | 200.6643 | 190 | 1511.1715 | 2624.6873 | 4392.698
9094 | 76201.1293 | 1657.6084 | -1657.6084 | 74482.5209 | 1496.5096 | 9486.8726 | 2375.5881 | 3286.8762 | 109.4822 | 190 | 8540.5064 | 9562.8402 | 11330.8509
9095 | 73812.0329 | 2226.399 | 0 | 73751.0329 | 2806.4414 | 9529.409 | 2409.7272 | 3123.5301 | 131.167 | 380 | 7875.3919 | 9109.4104 | 10877.4211
9096 | 74741.9545 | 1780.801 | 0 | 74680.9545 | 1684.2223 | 10853.239 | 2192.5802 | 3139.3377 | 131.6888 | 190 | 9190.1801 | 10234.7204 | 12002.7311
9097 | 75598.8242 | 1952.3365 | 0 | 75537.8242 | 2653.5395 | 6201.6354 | 2326.4474 | 3172.3623 | 119.3314 | 190 | 2879.2814 | 3911.4644 | 5679.4751
9098 | 75276.1864 | 1636.1746 | 0 | 75215.1864 | 3721.4827 | 9289.8544 | 1668.4877 | 3140.1323 | 53.5653 | 54 | 4532.0053 | 5362.4222 | 7130.4329
9099 | 76810.5552 | 1424.8964 | 0 | 76749.5552 | 2697.1762 | 11798.4378 | 2473.453 | 3517.8729 | 117.7045 | 244 | 7713.2323 | 8797.7884 | 10565.7991
9100 | 74929.1561 | 1718.7337 | 0 | 74868.1561 | 1580.8191 | 4104.0829 | 2462.1831 | 3148.4446 | 150.2843 | 54 | 2635.9354 | 3563.0713 | 5331.082
9101 | 75582.1998 | 1757.9426 | 0 | 75521.1998 | 3345.5093 | 4766.3703 | 1959.4566 | 3440.3428 | 136.7128 | 54 | 669.6606 | 1583.2249 | 3351.2356
9102 | 75504.2153 | 1864.5712 | -1864.5712 | 73578.6442 | 2789.3584 | 3959.2744 | 2021.8648 | 3310.7991 | 123.129 | 190 | 2294.1357 | 3330.1162 | 5098.1269
9103 | 76604.1043 | 1331.1319 | -1331.1319 | 75211.9723 | 4838.9514 | 8863.2653 | 2273.0708 | 3359.9678 | 122.6988 | 380 | 3815.5801 | 5041.1305 | 6809.1412
9104 | 76895.5683 | 1385.9485 | 0 | 76834.5683 | 2550.7404 | 10967.518 | 2094.5746 | 3291.4543 | 92.5064 | 54 | 6338.4382 | 7207.7962 | 8975.8069
9105 | 75376.7535 | 1978.864 | 0 | 75315.7535 | 2915.9815 | 5129.4385 | 1665.1891 | 3230.7881 | 146.7736 | 54 | 1163.8808 | 2087.506 | 3855.5167
9106 | 74407.4265 | 1634.3568 | -1634.3568 | 72712.0697 | 3143.7646 | 3717.1742 | 1964.2951 | 3126.4379 | 121.9769 | 244 | 2322.2728 | 3411.1013 | 5179.112
9107 | 76545.4169 | 1587.3793 | -1587.3793 | 74897.0376 | 4182.2309 | 9579.0284 | 2221.5727 | 3361.5357 | 179.7192 | 190 | 5453.0684 | 6545.6391 | 8313.6498
9108 | 77186.3436 | 1897.9247 | 0 | 77125.3436 | 1248.9896 | 8483.2411 | 2218.6208 | 3470.0858 | 169.1056 | 190 | 5167.8145 | 6249.7717 | 8017.7824
9109 | 73527.5245 | 1357.8466 | 0 | 73466.5245 | 1153.8241 | 3508.6573 | 2363.7752 | 3126.5797 | 87.585 | 244 | 3748.8635 | 4803.3 | 6571.3107
9110 | 76447.2048 | 1952.8825 | 0 | 76386.2048 | 2463.7672 | 958.9377 | 2176.566 | 3371.1446 | 106.3978 | 190 | -2973.1237 | -1953.8744 | -185.8637
9111 | 76152.7569 | 1482.5084 | -1482.5084 | 74609.2485 | 1705.1532 | 15592.074 | 2471.0971 | 3250.7751 | 187.0814 | 190 | 14369.7445 | 15469.6774 | 17237.6881
9112 | 75903.1028 | 1584.8616 | 0 | 75842.1028 | 924.0092 | 11677.6415 | 2510.3699 | 3218.4058 | 191.3479 | 434 | 10010.5051 | 11358.7045 | 13126.7152
9113 | 77224.6587 | 1545.5334 | 0 | 77163.6587 | 2201.2131 | 6834.5806 | 2318.5702 | 3409.4538 | 160.0828 | 380 | 2567.9329 | 3830.8673 | 5598.878
9114 | 76536.0964 | 2094.6071 | 0 | 76475.0964 | 3029.7529 | 11855.4646 | 2421.6716 | 3320.7464 | 160.7594 | 54 | 7463.2333 | 8400.8442 | 10168.8549
9115 | 75236.2311 | 1358.8177 | 0 | 75175.2311 | 3386.0963 | 7385.0854 | 1739.1201 | 3298.1089 | 113.9918 | 190 | 3231.187 | 4258.0304 | 6026.0411
9116 | 76271.0257 | 2317.2309 | 0 | 76210.0257 | 2634.4524 | 16195.7234 | 2229.5861 | 3428.6507 | 187.1639 | 54 | 12379.6821 | 13343.6976 | 15111.7083
9117 | 76600.0814 | 1913.3055 | 0 | 76539.0814 | 2768.6278 | 2222.8248 | 2253.5612 | 3403.0288 | 90.9405 | 380 | -2058.0945 | -864.3025 | 903.7082
9118 | 76475.3059 | 2162.9352 | -2162.9352 | 74251.3707 | 5471.4555 | 5625.7933 | 2309.7279 | 3442.9277 | 149.0515 | 54 | 1025.8228 | 1951.7259 | 3719.7366
9119 | 75649.4007 | 2250.7072 | -2250.7072 | 73337.6935 | 3489.4545 | 3757.7794 | 2147.8604 | 3160.9148 | 102.0797 | 190 | 1609.6066 | 2624.5378 | 4392.5485
9120 | 74654.9291 | 1881.6827 | -1881.6827 | 72712.2463 | 1838.1656 | 12982.5225 | 2156.094 | 3163.1184 | 195.3049 | 190 | 13121.523 | 14229.6795 | 15997.6902
9121 | 75781.7248 | 1226.416 | 0 | 75720.7248 | 4643.9408 | 9387.3064 | 1557.4008 | 3375.653 | 71.2607 | 244 | 3325.8946 | 4364.0069 | 6132.0176
9122 | 73923.914 | 1549.4876 | 0 | 73862.914 | 1954.8095 | 4813.4674 | 2398.6694 | 3150.4552 | 66.1968 | 190 | 3915.0686 | 4894.1169 | 6662.1276
9123 | 74928.161 | 1448.29 | 0 | 74867.161 | 2911.3283 | 4845.7499 | 2717.2082 | 3270.1545 | 131.9046 | 380 | 2424.8234 | 3659.5795 | 5427.5902
9124 | 76289.72 | 1840.1338 | -1840.1338 | 74388.5861 | 3417.8786 | 8466.5402 | 2572.4265 | 3390.6669 | 164.6713 | 54 | 5993.3689 | 6934.8917 | 8702.9024
9125 | 75994.7545 | 2315.7196 | 0 | 75933.7545 | 4081.9773 | 9601.8921 | 2602.8582 | 3281.3111 | 73.8391 | 54 | 4840.5296 | 5691.2204 | 7459.2311
9126 | 75859.0631 | 1717.0342 | 0 | 75798.0631 | 3343.1638 | 13051.5896 | 2300.2776 | 3401.0538 | 106.6082 | 54 | 8981.8942 | 9865.354 | 11633.3647
9127 | 75241.8024 | 2143.8844 | 0 | 75180.8024 | 2760.1486 | 9834.1871 | 2183.9991 | 3180.8678 | 84.3548 | 244 | 6628.303 | 7679.5094 | 9447.5201
9128 | 74867.9147 | 1491.907 | 0 | 74806.9147 | 2309.2918 | 8218.0661 | 2532.8415 | 3265.068 | 88.7273 | 54 | 6269.9691 | 7135.548 | 8903.5587
9129 | 76694.9676 | 1517.2761 | 0 | 76633.9676 | 2457.6551 | 10320.5728 | 2432.5268 | 3327.5011 | 162.418 | 54 | 6359.178 | 7298.4476 | 9066.4583
9130 | 74571.3495 | 1648.809 | 0 | 74510.3495 | 4196.8666 | 5328.7344 | 2733.7457 | 3181.603 | 168.6103 | 380 | 1907.067 | 3178.5288 | 4946.5395
9131 | 76076.3687 | 1106.268 | -1106.268 | 74909.1007 | 3278.5086 | 9425.8417 | 2412.435 | 3314.5655 | 144.6178 | 54 | 6335.4329 | 7256.9022 | 9024.9129
9132 | 75793.3915 | 1809.9778 | 0 | 75732.3915 | 2708.1072 | 14399.0227 | 2382.3809 | 3417.5235 | 65.042 | 190 | 11128.6284 | 12106.5219 | 13874.5326
9133 | 76691.6353 | 1515.7011 | 0 | 76630.6353 | 2927.6177 | 20831.9525 | 2661.4043 | 3457.0562 | 129.5252 | 380 | 16762.36 | 17994.7367 | 19762.7474
9134 | 75000.5141 | 1319.7366 | 0 | 74939.5141 | 2577.7342 | 6219.5535 | 1788.9466 | 3212.2623 | 157.2657 | 434 | 3073.7141 | 4387.8314 | 6155.8421
9135 | 75247.2189 | 1061.4157 | 0 | 75186.2189 | 3336.6442 | 4138.694 | 2411.8422 | 3208.3663 | 113.316 | 434 | 606.2394 | 1876.407 | 3644.4177
9136 | 74467.3605 | 1266.9333 | -1266.9333 | 73139.4272 | 3296.8431 | 4751.6839 | 2403.6706 | 3123.7879 | 154.7158 | 190 | 3213.0721 | 4280.6394 | 6048.6501
9137 | 76231.5669 | 1820.6511 | 0 | 76170.5669 | 2756.1971 | 4873.4364 | 2327.7546 | 3341.7799 | 157.3586 | 434 | 986.4069 | 2300.617 | 4068.6277
9138 | 76748.1614 | 1469.3458 | -1469.3458 | 75217.8157 | 3617.0849 | 12866.4113 | 2386.8276 | 3352.328 | 59.1157 | 244 | 9140.8663 | 10166.8335 | 11934.8442
9139 | 76417.4415 | 1809.575 | 0 | 76356.4415 | 1826.7988 | 10646.0884 | 2622.0014 | 3400.3005 | 60.9491 | 244 | 7855.35 | 8883.1506 | 10651.1613
9140 | 76184.8664 | 1579.3809 | 0 | 76123.8664 | 2977.1335 | 8691.6763 | 2401.0044 | 3402.08 | 63.7129 | 190 | 4763.9608 | 5740.5253 | 7508.536
9141 | 76347.0158 | 1391.951 | 0 | 76286.0158 | 2873.4199 | 8180.8623 | 2411.8803 | 3266.447 | 90.0626 | 190 | 4069.954 | 5072.8682 | 6840.8789
9142 | 75576.9248 | 1705.0337 | 0 | 75515.9248 | 3741.1425 | 4872.344 | 2612.4096 | 3254.1025 | 134.4319 | 190 | 851.9889 | 1899.2723 | 3667.283
9143 | 75889.299 | 1619.317 | -1619.317 | 74208.982 | 3393.2948 | 5295.5483 | 2615.2483 | 3217.2151 | 150.5472 | 190 | 2895.9349 | 3959.3336 | 5727.3443
9144 | 76413.921 | 1900.0503 | 0 | 76352.921 | 3933.3381 | 4282.4719 | 2389.2439 | 3428.3867 | 174.978 | 190 | -815.9566 | 271.873 | 2039.8837
9145 | 76759.5037 | 1475.2505 | -1475.2505 | 75223.2533 | 2203.1929 | 3186.7967 | 2526.3688 | 3483.3193 | 161.7897 | 54 | 1140.2386 | 2078.8798 | 3846.8905
9146 | 75760.6743 | 1831.4779 | -1831.4779 | 73868.1964 | 848.8876 | 7089.6867 | 2214.3207 | 3314.0272 | 164.5389 | 380 | 7271.1507 | 8538.5411 | 10306.5518
9147 | 76999.5178 | 2121.2201 | 0 | 76938.5178 | 2903.4298 | 7113.4732 | 2487.716 | 3428.4977 | 163.9674 | 244 | 2557.9393 | 3688.7583 | 5456.769
9148 | 75649.2194 | 1300.6329 | 0 | 75588.2194 | 2778.2284 | 8555.6401 | 2195.5638 | 3222.7538 | 89.4721 | 380 | 4977.7099 | 6170.0335 | 7938.0442
9149 | 77508.4259 | 1956.301 | 0 | 77447.4259 | 4376.581 | 5569.4399 | 1809.1436 | 3551.2853 | 126.1371 | 380 | -1523.938 | -294.9494 | 1473.0613
9150 | 76622.4462 | 2190.9785 | -2190.9785 | 74370.4677 | 3856.1997 | 12116.4556 | 2315.8049 | 3454.6361 | 70.9646 | 244 | 9030.4292 | 10068.2453 | 11836.256
9151 | 74101.1089 | 1570.2173 | 0 | 74040.1089 | 4119.0066 | 8151.4775 | 2323.669 | 3130.2155 | 84.0011 | 190 | 4816.4465 | 5813.2992 | 7581.3099
9152 | 74735.2148 | 1635.9242 | 0 | 74674.2148 | 6975.4811 | 28017.757 | 1947.7166 | 3199.3885 | 82.095 | 190 | 20885.3662 | 21880.3127 | 23648.3234
9153 | 74546.8706 | 1718.2711 | 0 | 74485.8706 | 2032.9085 | 12546.1639 | 2539.359 | 3150.4184 | 92.1367 | 54 | 11087.3623 | 11956.3505 | 13724.3612
9154 | 77215.8588 | 2012.846 | 0 | 77154.8588 | 3617.7212 | 12731.8273 | 2550.9028 | 3498.4432 | 128.6747 | 54 | 7378.7934 | 8284.3197 | 10052.3304
9155 | 75968.1056 | 2002.2987 | 0 | 75907.1056 | 4453.0488 | 8697.7556 | 2058.3501 | 3256.906 | 150.1031 | 54 | 3023.0572 | 3950.0119 | 5718.0226
9156 | 73512.7452 | 1879.3395 | 0 | 73451.7452 | 4413.241 | 7664.0092 | 2149.0318 | 3127.9586 | 182.8078 | 190 | 4446.2135 | 5541.8729 | 7309.8836
9157 | 74768.8453 | 1124.5093 | 0 | 74707.8453 | 5259.9731 | 10834.7486 | 2071.807 | 3136.0127 | 190.6255 | 380 | 5444.9499 | 6738.427 | 8506.4377
9158 | 74857.6398 | 1976.5825 | 0 | 74796.6398 | 2182.0057 | 13469.8123 | 1751.8429 | 3140.8221 | 148.346 | 54 | 10754.0318 | 11679.2293 | 13447.24
9159 | 76707.1388 | 1351.6156 | 0 | 76646.1388 | 2543.539 | 3945.1679 | 2293.3497 | 3368.1434 | 158.6033 | 190 | -212.8167 | 858.6382 | 2626.6489
9160 | 74739.3979 | 1687.8936 | -1687.8936 | 72990.5043 | 3360.6641 | 23945.3162 | 2306.8278 | 3202.7657 | 137.0038 | 54 | 22473.9413 | 23387.7966 | 25155.8073
9161 | 74807.0168 | 1841.6585 | 0 | 74746.0168 | 2550.9381 | 15457.0287 | 2518.9358 | 3136.5246 | 153.4625 | 434 | 13185.7343 | 14496.0483 | 16264.059
9162 | 77094.4594 | 2344.54 | 0 | 77033.4594 | 2288.4921 | 18808.5949 | 1876.3262 | 3513.0295 | 102.4219 | 54 | 14246.1991 | 15125.4725 | 16893.4832
9163 | 75582.8725 | 1568.9754 | 0 | 75521.8725 | 2358.3232 | 3959.1745 | 2258.3746 | 3218.4922 | 129.1285 | 434 | 926.0457 | 2212.0258 | 3980.0365
9164 | 75409.8209 | 1965.7704 | -1965.7704 | 73383.0505 | 1963.0166 | 4206.9184 | 2262.0182 | 3131.7974 | 131.1672 | 380 | 3624.8669 | 4858.8856 | 6626.8963
9165 | 74873.1603 | 1284.4392 | 0 | 74812.1603 | 2463.6745 | 6073.3278 | 2278.9644 | 3204.8479 | 119.9154 | 244 | 3651.5053 | 4738.2723 | 6506.283
9166 | 76088.8986 | 1652.9863 | 0 | 76027.8986 | 4429.4059 | 9037.0223 | 2487.566 | 3190.4171 | 127.7249 | 434 | 3627.9009 | 4912.4774 | 6680.4881
9167 | 76843.7409 | 1979.0579 | 0 | 76782.7409 | 4268.6006 | 12426.7793 | 2464.9063 | 3415.9549 | 197.8151 | 190 | 6626.499 | 7737.1657 | 9505.1764
9168 | 75243.6623 | 1945.0355 | 0 | 75182.6623 | 1846.8751 | 7895.659 | 1923.5003 | 3198.1443 | 128.4602 | 380 | 5357.9662 | 6589.2779 | 8357.2886
9169 | 76739.2234 | 1880.9755 | 0 | 76678.2234 | 1879.5312 | 7779.3083 | 1754.2474 | 3496.9423 | 88.3044 | 190 | 3842.9434 | 4844.0993 | 6612.11
9170 | 75765.7486 | 1675.0807 | 0 | 75704.7486 | 5032.3384 | 6829.5372 | 2742.0348 | 3228.3644 | 108.2295 | 244 | 1433.0493 | 2508.1304 | 4276.1411
9171 | 76467.4355 | 1703.1996 | -1703.1996 | 74703.2359 | 3461.8967 | 13718.0878 | 1868.019 | 3388.5854 | 74.3121 | 244 | 10179.7596 | 11220.9232 | 12988.9339
9172 | 74904.0277 | 1140.5666 | 0 | 74843.0277 | 4341.3592 | 9806.0429 | 1950.1887 | 3196.5918 | 170.7962 | 244 | 5138.6365 | 6276.2843 | 8044.295
9173 | 75252.3284 | 1753.1581 | 0 | 75191.3284 | 2647.9738 | 9222.5806 | 2272.6973 | 3250.6707 | 133.1296 | 380 | 6276.8464 | 7512.8276 | 9280.8383
9174 | 73972.7069 | 1351.3692 | 0 | 73911.7069 | 1374.3194 | 9284.7101 | 2084.1519 | 3152.7991 | 231.6001 | 434 | 8605.8348 | 9994.2865 | 11762.2972
9175 | 74749.4 | 1689.4007 | 0 | 74688.4 | 2151.5566 | 5417.6811 | 2428.7161 | 3264.2015 | 138.9818 | 54 | 3640.8421 | 4556.6755 | 6324.6862
9176 | 76843.0698 | 1714.603 | 0 | 76782.0698 | 2934.1315 | 15978.7595 | 2770.5765 | 3493.0304 | 90.9313 | 54 | 11896.365 | 12764.1479 | 14532.1586
9177 | 75916.2806 | 1613.2176 | 0 | 75855.2806 | 3538.698 | 6479.2581 | 2475.0138 | 3347.5929 | 158.6993 | 54 | 2278.0862 | 3213.637 | 4981.6477
9178 | 75457.3476 | 2088.3924 | -2088.3924 | 73307.9552 | 3561.5644 | 5053.9817 | 2176.9164 | 3228.9106 | 93.2458 | 54 | 2960.4891 | 3830.5865 | 5598.5972
9179 | 74989.5942 | 1962.5138 | 0 | 74928.5942 | 2735.9107 | 5543.3639 | 2004.1533 | 3165.352 | 73.4359 | 190 | 2418.5644 | 3404.8518 | 5172.8625
9180 | 77158.5457 | 1224.9987 | -1224.9987 | 75872.547 | 2707.1139 | 8861.7194 | 2338.7234 | 3363.1997 | 119.9987 | 434 | 5354.1816 | 6631.0318 | 8399.0425
9181 | 75008.4536 | 2217.5185 | 0 | 74947.4536 | 2595.3865 | 8072.5392 | 2330.4697 | 3141.7511 | 111.2491 | 54 | 5372.1198 | 6260.2205 | 8028.2312
9182 | 76644.162 | 2066.0222 | 0 | 76583.162 | 3545.9072 | 4344.3884 | 2387.1859 | 3345.8267 | 93.6564 | 54 | -681.4682 | 189.0398 | 1957.0505
9183 | 74916.76 | 1909.3741 | -1909.3741 | 72946.386 | 2296.3018 | 7660.1357 | 2146.836 | 3233.9248 | 131.2306 | 54 | 7168.4088 | 8076.4909 | 9844.5016
9184 | 76051.8082 | 1695.2172 | 0 | 75990.8082 | 4599.0673 | 9420.0412 | 2507.7043 | 3340.1466 | 168.1124 | 190 | 4048.2166 | 5129.1806 | 6897.1913
9185 | 76429.8599 | 1397.2293 | 0 | 76368.8599 | 4238.9007 | 8270.9636 | 2267.2948 | 3522.8397 | 130.434 | 190 | 2823.5374 | 3866.823 | 5634.8337
9186 | 76330.8961 | 1474.0247 | 0 | 76269.8961 | 5394.5386 | 5092.5856 | 2484.0051 | 3381.5065 | 140.8304 | 54 | -1336.1376 | -418.4556 | 1349.5551
9187 | 76413.9014 | 1491.4808 | -1491.4808 | 74861.4206 | 2328.7198 | 11914.0545 | 2542.2093 | 3341.781 | 151.5229 | 244 | 9978.1043 | 11096.4788 | 12864.4895
9188 | 74958.3859 | 1638.4154 | 0 | 74897.3859 | 3289.6296 | 15270.4315 | 2441.2903 | 3149.347 | 96.9804 | 244 | 12044.2534 | 13108.0853 | 14876.096
9189 | 75532.6094 | 1750.3551 | 0 | 75471.6094 | 3748.5407 | 3893.6705 | 2265.9691 | 3239.7417 | 121.029 | 54 | -450.5689 | 447.3116 | 2215.3223
9190 | 75373.2496 | 1444.5621 | -1444.5621 | 73867.6876 | 3690.676 | 13656.6036 | 2165.4258 | 3237.7937 | 91.1025 | 190 | 10871.6596 | 11875.6136 | 13643.6243
9191 | 74669.9781 | 1229.651 | 0 | 74608.9781 | 3183.0352 | 7960.3661 | 2215.1445 | 3143.0439 | 99.3014 | 54 | 4896.7413 | 5772.8942 | 7540.9049
9192 | 76476.3365 | 1392.8745 | 0 | 76415.3365 | 2794.5421 | 11353.4947 | 2502.563 | 3367.271 | 143.0139 | 54 | 7383.6501 | 8303.5156 | 10071.5263
9193 | 75121.4929 | 1985.0002 | 0 | 75060.4929 | 2140.8435 | 18395.1957 | 2657.5498 | 3287.5996 | 90.4245 | 54 | 16509.2086 | 17376.4847 | 19144.4954
9194 | 76841.1302 | 1420.9515 | 0 | 76780.1302 | 3449.7115 | 8341.9337 | 2329.3863 | 3382.2552 | 78.8029 | 244 | 3193.9335 | 4239.5879 | 6007.5986
9195 | 74927.258 | 1854.757 | 0 | 74866.258 | 2507.4575 | 20529.2585 | 2282.2115 | 3132.3347 | 60.06 | 190 | 17940.2893 | 18913.2009 | 20681.2116
9196 | 76307.8922 | 2248.7743 | 0 | 76246.8922 | 2049.667 | 4556.0328 | 2489.6826 | 3266.6177 | 173.5588 | 380 | 1385.9739 | 2662.3842 | 4430.3949
9197 | 73923.8359 | 1675.9435 | -1675.9435 | 72186.8924 | 2583.9258 | 3688.1596 | 1910.8273 | 3138.0058 | 113.3916 | 434 | 3336.3744 | 4606.6175 | 6374.6282
9198 | 74654.4912 | 1794.638 | 0 | 74593.4912 | 3840.241 | 12147.9777 | 2238.5467 | 3125.543 | 163.4466 | 244 | 8448.5352 | 9578.8333 | 11346.844
9199 | 75174.76 | 1372.9606 | 0 | 75113.76 | 4019.7694 | 7512.2415 | 2184.8528 | 3186.801 | 64.3853 | 190 | 3120.5659 | 4097.8027 | 5865.8134
9200 | 76409.3415 | 1468.1282 | 0 | 76348.3415 | 3033.4679 | 7909.7583 | 2594.8141 | 3318.2928 | 106.5284 | 244 | 3811.2559 | 4884.6359 | 6652.6466
9201 | 74756.8912 | 1567.6768 | 0 | 74695.8912 | 3431.4042 | 6209.3001 | 2030.1867 | 3163.6467 | 54.6971 | 244 | 2646.0381 | 3667.5867 | 5435.5974
9202 | 76957.436 | 1395.4553 | 0 | 76896.436 | 2358.3894 | 11991.7426 | 1612.8892 | 3406.0382 | 143.5037 | 54 | 7126.0446 | 8046.3999 | 9814.4106
9203 | 76919.4179 | 2271.7225 | 0 | 76858.4179 | 2540.2862 | 19982.8965 | 2349.2672 | 3450.3444 | 105.2643 | 244 | 15754.0041 | 16826.12 | 18594.1307
9204 | 75202.5037 | 1705.0576 | 0 | 75141.5037 | 1986.5641 | 14027.9502 | 2780.4161 | 3238.6348 | 128.4359 | 54 | 12289.1333 | 13194.4208 | 14962.4315
9205 | 74032.3127 | 1535.1889 | 0 | 73971.3127 | 2902.9185 | 12846.5016 | 2551.5701 | 3126.4264 | 110.6707 | 54 | 11020.4668 | 11907.9891 | 13675.9998
9206 | 76449.537 | 1485.4795 | 0 | 76388.537 | 1533.5999 | 8244.3196 | 2118.4619 | 3327.2379 | 84.2468 | 434 | 5138.0825 | 6379.1809 | 8147.1916
9207 | 77684.5854 | 1306.897 | 0 | 77623.5854 | 4732.9557 | 5397.2618 | 2357.4961 | 3531.2368 | 143.2876 | 380 | -1700.3463 | -454.2072 | 1313.8035
9208 | 76621.8964 | 1414.7688 | -1414.7688 | 75146.1276 | 2835.2227 | 5892.3157 | 2400.0471 | 3500.6976 | 170.1049 | 244 | 3181.9099 | 4318.8664 | 6086.8771
9209 | 75690.6238 | 2214.8766 | 0 | 75629.6238 | 2459.7061 | 14064.4812 | 2250.0358 | 3380.3113 | 121.997 | 244 | 10975.6984 | 12064.547 | 13832.5577
9210 | 74640.4766 | 1359.9884 | 0 | 74579.4766 | 2415.4918 | 6736.3951 | 2310.8182 | 3171.1459 | 240.4402 | 54 | 4593.5909 | 5610.8827 | 7378.8934
9211 | 74888.1857 | 2209.1891 | 0 | 74827.1857 | 3196.5117 | 2852.7109 | 2070.2077 | 3163.6266 | 135.3693 | 380 | -566.9522 | 671.2687 | 2439.2794
9212 | 75077.5673 | 2210.6575 | -2210.6575 | 72805.9099 | 2208.8257 | 7074.4066 | 2599.8878 | 3175.1336 | 122.4305 | 244 | 7204.8924 | 8294.1745 | 10062.1852
9213 | 76425.2958 | 1852.5733 | 0 | 76364.2958 | 3271.2676 | 14888.3511 | 1909.6414 | 3421.5431 | 195.5465 | 54 | 9954.1722 | 10926.5702 | 12694.5809
9214 | 76728.9286 | 1405.8751 | 0 | 76667.9286 | 2839.3861 | 3415.838 | 2471.5281 | 3422.7076 | 120.2771 | 380 | -827.041 | 396.0876 | 2164.0983
9215 | 74554.2397 | 1621.7308 | -1621.7308 | 72871.5089 | 3569.2321 | 20193.1184 | 2352.7184 | 3132.7954 | 133.3996 | 190 | 18608.0912 | 19654.3424 | 21422.3531
9216 | 74964.0391 | 2057.5473 | 0 | 74903.0391 | 3339.4266 | 6340.5392 | 2128.6499 | 3240.2775 | 60.4811 | 190 | 2837.2009 | 3810.5335 | 5578.5442
9217 | 76276.7931 | 1813.3664 | 0 | 76215.7931 | 3753.4097 | 4632.0044 | 2789.5834 | 3259.1401 | 166.7382 | 190 | 81.7252 | 1161.3149 | 2929.3256
9218 | 75349.9645 | 1604.3421 | -1604.3421 | 73684.6223 | 3079.2554 | 2015.0967 | 2194.033 | 3164.263 | 144.5125 | 380 | -20.2851 | 1227.079 | 2995.0897
9219 | 75507.0475 | 2396.3791 | -2396.3791 | 73049.6684 | 1202.548 | 9071.0203 | 2310.2804 | 3267.8647 | 142.5156 | 190 | 9767.149 | 10822.5161 | 12590.5268
9220 | 74858.3184 | 2004.0953 | 0 | 74797.3184 | 4076.2872 | 4175.6993 | 2148.1317 | 3129.9314 | 153.9123 | 190 | -49.6431 | 1017.1207 | 2785.1314
9221 | 75180.0227 | 2005.2234 | -2005.2234 | 73113.7993 | 2850.5388 | 9185.5556 | 2086.1995 | 3221.0174 | 183.4859 | 190 | 7898.6343 | 8994.9718 | 10762.9825
9222 | 75340.1688 | 1861.7702 | 0 | 75279.1688 | 2262.8031 | 7286.4827 | 1866.3361 | 3182.6674 | 138.5488 | 190 | 4163.7142 | 5215.1146 | 6983.1253
9223 | 76647.0827 | 1482.4232 | 0 | 76586.0827 | 4217.4794 | 5677.1601 | 2212.5321 | 3492.4165 | 189.2345 | 54 | -51.2534 | 914.8326 | 2682.8433
9224 | 75992.4337 | 1891.3679 | -1891.3679 | 74040.0658 | 2235.8082 | 18561.887 | 2789.6043 | 3222.9247 | 101.1921 | 54 | 17668.742 | 18546.7857 | 20314.7964
9225 | 75717.8103 | 1937.2687 | 0 | 75656.8103 | 2151.5277 | 5693.2909 | 2080.6376 | 3220.8917 | 116.3848 | 380 | 2556.6821 | 3775.9185 | 5543.9292
9226 | 75252.713 | 1945.2235 | 0 | 75191.713 | 3388.6984 | 3732.6731 | 2204.5668 | 3240.3522 | 138.4018 | 244 | -32.6193 | 1072.6341 | 2840.6448
9227 | 75335.4593 | 1434.6569 | -1434.6569 | 73839.8024 | 2954.3567 | 5406.5491 | 2538.2446 | 3211.5902 | 144.4961 | 380 | 3732.4247 | 4979.7724 | 6747.7831
9228 | 74728.3134 | 1661.0671 | 0 | 74667.3134 | 1442.7716 | 18078.0172 | 2441.9723 | 3144.1365 | 93.7044 | 434 | 16924.2411 | 18174.797 | 19942.8077
9229 | 75478.474 | 1800.0734 | 0 | 75417.474 | 4059.299 | 9077.5829 | 2641.3935 | 3163.5893 | 205.7809 | 190 | 4775.9928 | 5894.6253 | 7662.636
9230 | 74877.7237 | 1856.1224 | 0 | 74816.7237 | 4135.5641 | 6683.3102 | 2066.4323 | 3215.2027 | 143.7005 | 244 | 2382.8574 | 3493.4095 | 5261.4202
9231 | 74890.4122 | 1730.172 | -1730.172 | 73099.2402 | 2369.3638 | 8437.6772 | 2559.969 | 3129.6068 | 158.7767 | 380 | 8028.849 | 9290.4772 | 11058.4879
9232 | 75848.6936 | 2133.7168 | 0 | 75787.6936 | 2745.5431 | 1251.1079 | 1794.6741 | 3282.2957 | 89.806 | 380 | -2834.959 | -1642.3014 | 125.7093
9233 | 74892.5877 | 1781.007 | -1781.007 | 73050.5808 | 2562.7806 | 2804.8192 | 2373.0365 | 3232.3369 | 204.0196 | 190 | 2167.0311 | 3283.9023 | 5051.913
9234 | 76409.1206 | 1974.5229 | -1974.5229 | 74373.5977 | 2865.2006 | 4965.044 | 2136.9965 | 3265.5036 | 108.8829 | 380 | 2498.9458 | 3710.6803 | 5478.691
9235 | 74761.777 | 1915.0623 | -1915.0623 | 72785.7147 | 3465.8856 | 4543.6066 | 2563.8501 | 3218.1457 | 93.8909 | 54 | 3444.202 | 4314.9445 | 6082.9552
9236 | 75178.5505 | 1409.985 | 0 | 75117.5505 | 1550.9 | 11177.0036 | 2554.0285 | 3224.9245 | 125.7545 | 54 | 9657.7061 | 10560.3121 | 12328.3228
9237 | 76348.1068 | 2243.3916 | 0 | 76287.1068 | 1039.8891 | 13806.4235 | 2291.2207 | 3326.9407 | 82.2979 | 190 | 11467.789 | 12462.9385 | 14230.9492
9238 | 75745.7265 | 1414.9587 | 0 | 75684.7265 | 2638.7261 | 2930.3548 | 1847.0783 | 3190.3768 | 207.1646 | 190 | -985.4426 | 134.5735 | 1902.5842
9239 | 76203.7237 | 1940.7626 | -1940.7626 | 74201.9611 | 5126.855 | 10001.8226 | 2219.9243 | 3430.3516 | 164.6343 | 54 | 5693.4824 | 6634.9684 | 8402.9791
9240 | 74316.7893 | 1867.7978 | 0 | 74255.7893 | 2726.5875 | 3361.6884 | 2612.5479 | 3137.353 | 137.7805 | 54 | 1499.4124 | 2414.0445 | 4182.0552
9241 | 74528.5456 | 1747.3152 | -1747.3152 | 72720.2304 | 2574.7621 | 12329.9844 | 2281.3786 | 3170.7917 | 150.7817 | 54 | 11857.3623 | 12784.9956 | 14553.0063
9242 | 74674.2471 | 1608.5391 | 0 | 74613.2471 | 1659.3928 | 15037.5203 | 2391.4914 | 3213.1494 | 126.7404 | 54 | 13739.7213 | 14643.3132 | 16411.3239
9243 | 75968.9983 | 1287.0721 | 0 | 75907.9983 | 1509.1377 | 2993.9407 | 2425.4868 | 3169.0048 | 169.434 | 244 | 541.4964 | 1677.782 | 3445.7927
9244 | 77052.6376 | 1244.528 | -1244.528 | 75747.1096 | 3637.284 | 13164.3997 | 2223.0877 | 3395.4795 | 173.5036 | 244 | 8768.7732 | 9909.1284 | 11677.1391
9245 | 76564.2039 | 1847.1336 | 0 | 76503.2039 | 4575.8662 | 8917.4677 | 2619.6852 | 3210.3884 | 154.6554 | 244 | 3038.6711 | 4160.1781 | 5928.1888
9246 | 74801.8439 | 1514.8191 | 0 | 74740.8439 | 1111.5308 | 5540.7076 | 2210.7305 | 3139.2676 | 92.9467 | 54 | 4408.531 | 5278.3292 | 7046.3399
9247 | 75068.946 | 2141.3899 | 0 | 75007.946 | 4362.9219 | 26948.4304 | 2440.9423 | 3153.4241 | 154.5792 | 434 | 22542.1289 | 23853.5596 | 25621.5703
9248 | 75511.6109 | 2164.4026 | 0 | 75450.6109 | 2492.7442 | 4069.9249 | 2578.1617 | 3220.0002 | 185.5057 | 54 | 1294.9317 | 2257.2889 | 4025.2996
9249 | 76458.076 | 1754.2501 | -1754.2501 | 74642.8259 | 1633.1329 | 5273.3375 | 2898.5384 | 3348.7777 | 127.9921 | 54 | 4614.8948 | 5519.7385 | 7287.7492
9250 | 75989.7455 | 2095.6813 | 0 | 75928.7455 | 4442.5564 | 4168.5508 | 2263.448 | 3259.9125 | 221.8783 | 434 | -1309.1907 | 69.5392 | 1837.5499
9251 | 77603.0858 | 1710.581 | -1710.581 | 75831.5048 | 2757.919 | 12809.571 | 2343.2334 | 3496.2272 | 160.6558 | 54 | 9429.8078 | 10367.3152 | 12135.3259
9252 | 76055.1362 | 1407.8667 | 0 | 75994.1362 | 3185.4489 | 8588.9239 | 2474.8549 | 3298.0051 | 161.2567 | 244 | 4552.3988 | 5680.5071 | 7448.5178
9253 | 77231.3229 | 1898.6633 | 0 | 77170.3229 | 2920.4454 | 9657.1 | 2342.3785 | 3516.2178 | 178.786 | 190 | 4795.1279 | 5886.7654 | 7654.7761
9254 | 75263.6022 | 2349.845 | 0 | 75202.6022 | 1724.6449 | 11986.2932 | 2269.9059 | 3296.3218 | 49.537 | 434 | 9995.4737 | 11201.8623 | 12969.873
9255 | 75895.8903 | 1953.379 | 0 | 75834.8903 | 3221.3202 | 5735.0875 | 2492.0208 | 3204.1246 | 79.5047 | 380 | 1745.2224 | 2927.5787 | 4695.5894
9256 | 75524.8613 | 1275.1328 | -1275.1328 | 74188.7285 | 2914.2247 | 9031.7183 | 2244.3218 | 3216.2744 | 191.6823 | 434 | 6759.5612 | 8108.0951 | 9876.1058
9257 | 73785.2961 | 1115.7457 | 0 | 73724.2961 | 1700.6852 | 8482.4697 | 2493.1338 | 3123.178 | 133.0598 | 54 | 8044.0003 | 8953.9117 | 10721.9224
9258 | 76883.455 | 1298.9256 | 0 | 76822.455 | 2259.7612 | 4286.1904 | 2798.1206 | 3447.4227 | 52.1738 | 380 | 819.7175 | 1974.7429 | 3742.7536
9259 | 75680.5312 | 1430.175 | -1430.175 | 74189.3562 | 1970.488 | 6764.2559 | 2404.1286 | 3237.3462 | 110.6118 | 380 | 5616.0866 | 6829.55 | 8597.5607
9260 | 75343.2737 | 1371.862 | 0 | 75282.2737 | 2364.69 | 10784.8349 | 2467.7119 | 3160.4666 | 179.9625 | 54 | 8136.2498 | 9093.0638 | 10861.0745
9261 | 74525.9432 | 2109.9363 | 0 | 74464.9432 | 2433.8049 | 10453.009 | 2213.8488 | 3130.6496 | 87.8279 | 54 | 8268.9593 | 9133.6387 | 10901.6494
9262 | 76350.0342 | 1394.2522 | 0 | 76289.0342 | 2030.0434 | 3728.9707 | 2740.5489 | 3340.5983 | 182.6623 | 434 | 861.2404 | 2200.7542 | 3968.7649
9263 | 75708.7749 | 1904.0967 | -1904.0967 | 73743.6782 | 2298.2376 | 22571.411 | 2342.8245 | 3391.6169 | 56.4747 | 380 | 21634.1365 | 22793.4628 | 24561.4735
9264 | 76470.9769 | 1218.5914 | 0 | 76409.9769 | 4335.6746 | 7202.9637 | 1677.8486 | 3390.4647 | 140.1594 | 434 | 895.8256 | 2192.8366 | 3960.8473
9265 | 76970.4965 | 2031 | -2031 | 74878.4965 | 3929.9079 | 4054.5997 | 2522.9489 | 3496.1371 | 116.3649 | 190 | 635.4812 | 1664.6977 | 3432.7084
9266 | 76358.7827 | 1762.9586 | -1762.9586 | 74534.8242 | 2437.7507 | 5674.9443 | 2076.1415 | 3306.1292 | 135.6191 | 380 | 3454.8402 | 4693.3109 | 6461.3216
9267 | 74864.4903 | 1334.9724 | 0 | 74803.4903 | 2793.4974 | 5125.7153 | 2214.5756 | 3158.3612 | 221.2015 | 54 | 2271.8644 | 3269.9174 | 5037.9281
9268 | 76760.3708 | 1367.5534 | -1367.5534 | 75331.8174 | 2676.2583 | 5553.9529 | 2465.866 | 3298.4155 | 123.2758 | 244 | 2680.3587 | 3770.486 | 5538.4967
9269 | 74696.8051 | 1380.9 | 0 | 74635.8051 | 2596.6893 | 6160.8465 | 2459.0622 | 3274.4294 | 122.3795 | 244 | 4032.0436 | 5121.2747 | 6889.2854
9270 | 76074.7969 | 1662.085 | 0 | 76013.7969 | 4316.2972 | 16926.003 | 2543.5985 | 3363.5733 | 211.7783 | 380 | 11873.2807 | 13187.9106 | 14955.9213
9271 | 77022.3407 | 1536.5302 | 0 | 76961.3407 | 3839.7537 | 2912.3182 | 2128.237 | 3330.1704 | 142.0289 | 244 | -3060.1688 | -1951.2883 | -183.2776
9272 | 75841.8505 | 2160.664 | -2160.664 | 73620.1865 | 2878.8664 | 18731.221 | 2179.0409 | 3348.8066 | 87.7509 | 380 | 17130.2155 | 18320.818 | 20088.8287
9273 | 76299.2074 | 1454.8943 | 0 | 76238.2074 | 3846.5035 | 16179.816 | 2262.7415 | 3302.7965 | 80.2664 | 434 | 11030.8431 | 12267.9611 | 14035.9718
9274 | 75805.8165 | 1363.3283 | 0 | 75744.8165 | 1247.6302 | 8123.89 | 2236.8556 | 3319.613 | 74.2812 | 54 | 6058.1118 | 6909.2446 | 8677.2553
9275 | 76278.3755 | 1555.5503 | 0 | 76217.3755 | 2971.629 | 17945.0863 | 2569.9766 | 3278.6146 | 155.796 | 190 | 13974.873 | 15043.5206 | 16811.5313
9276 | 76504.1012 | 2394.2263 | 0 | 76443.1012 | 2922.2162 | 9969.3048 | 2308.0881 | 3360.9587 | 171.1503 | 434 | 5643.234 | 6971.2358 | 8739.2465
9277 | 76017.5016 | 1917.6694 | 0 | 75956.5016 | 2742.7498 | 2237.1083 | 2295.5931 | 3234.1314 | 128.2091 | 190 | -1562.2185 | -521.1578 | 1246.8529
9278 | 76347.0695 | 1229.6671 | -1229.6671 | 75056.4024 | 3655.2547 | 19219.4735 | 2341.7255 | 3500.057 | 89.8917 | 380 | 15719.7989 | 16912.5421 | 18680.5528
9279 | 75480.0932 | 1741.408 | 0 | 75419.0932 | 2194.2207 | 3763.4099 | 2109.0202 | 3229.9978 | 78.3411 | 54 | 859.3141 | 1714.5067 | 3482.5174
9280 | 74729.9036 | 1461.4936 | -1461.4936 | 73207.41 | 2914.9661 | 3788.8389 | 2244.6564 | 3146.1693 | 176.3642 | 244 | 2427.4885 | 3570.7043 | 5338.715
9281 | 75363.204 | 1362.4815 | -1362.4815 | 73939.7226 | 4875.7664 | 6180.1435 | 2490.6298 | 3193.4243 | 169.32 | 54 | 2418.9086 | 3365.0802 | 5133.0909
9282 | 77449.2666 | 2147.1629 | -2147.1629 | 75241.1037 | 1607.2013 | 18522.3046 | 2142.8686 | 3471.4527 | 145.4743 | 244 | 16658.5208 | 17770.8467 | 19538.8574
9283 | 75255.4756 | 2257.0998 | 0 | 75194.4756 | 3193.9785 | 5839.3873 | 2376.7258 | 3198.8703 | 170.2322 | 380 | 2396.7292 | 3669.813 | 5437.8237
9284 | 75840.7325 | 1781.5682 | -1781.5682 | 73998.1643 | 2828.5239 | 8504.0368 | 2846.4827 | 3327.4683 | 155.1861 | 54 | 7221.4997 | 8153.5373 | 9921.548
9285 | 74755.4071 | 1948.3113 | 0 | 74694.4071 | 2437.0625 | 7730.1519 | 2622.0914 | 3239.6515 | 153.8602 | 244 | 5830.6252 | 6951.3369 | 8719.3476
9286 | 75016.4147 | 1578.7454 | 0 | 74955.4147 | 3691.763 | 8073.9388 | 2454.8842 | 3143.7232 | 185.3286 | 434 | 4395.5684 | 5737.7486 | 7505.7593
9287 | 74867.885 | 1975.5371 | 0 | 74806.885 | 5061.0151 | 7919.4714 | 2341.5833 | 3206.7392 | 136.8518 | 190 | 2970.0937 | 4019.7971 | 5787.8078
9288 | 76768.3369 | 1700.4572 | 0 | 76707.3369 | 3394.1879 | 6293.4947 | 2480.91 | 3351.3476 | 147.2743 | 190 | 1394.4276 | 2454.5534 | 4222.5641
9289 | 75200.3258 | 1395.6049 | -1395.6049 | 73743.7209 | 2351.7734 | 17592.2728 | 2276.6799 | 3180.7144 | 105.2172 | 244 | 16324.3728 | 17396.4415 | 19164.4522
9290 | 76463.0028 | 1476.0037 | 0 | 76402.0028 | 4117.6504 | 7070.296 | 2180.0754 | 3361.4336 | 176.5034 | 190 | 1462.3517 | 2551.7067 | 4319.7174
9291 | 76513.1907 | 1393.1305 | -1393.1305 | 75059.0602 | 4162.6789 | 11084.2611 | 2522.858 | 3477.2723 | 166.358 | 244 | 7232.8523 | 8366.0618 | 10134.0725
9292 | 76628.6848 | 1799.5744 | 0 | 76567.6848 | 3180.6263 | 2302.2119 | 2247.1566 | 3396.3878 | 107.8266 | 54 | -2432.3548 | -1547.6766 | 220.3341
9293 | 77288.87 | 2264.4963 | -2264.4963 | 74963.3737 | 1767.2721 | 7273.3232 | 2445.0004 | 3315.0406 | 139.6687 | 54 | 5672.9184 | 6589.4386 | 8357.4493
9294 | 74874.4849 | 1898.538 | 0 | 74813.4849 | 1331.7122 | 7616.9656 | 2466.2941 | 3141.0228 | 172.8907 | 244 | 6449.2855 | 7589.0277 | 9357.0384
9295 | 75551.6167 | 1971.1275 | 0 | 75490.6167 | 3704.2537 | 7492.3838 | 1857.7328 | 3169.0503 | 147.2711 | 244 | 2694.4964 | 3808.6191 | 5576.6298
9296 | 75256.259 | 1806.005 | 0 | 75195.259 | 2871.5895 | 2828.8913 | 2469.772 | 3210.5003 | 182.3485 | 190 | -187.4848 | 907.7153 | 2675.726
9297 | 75678.332 | 1446.4225 | -1446.4225 | 74170.9095 | 2714.1602 | 10812.0164 | 1454.517 | 3219.0655 | 101.7946 | 54 | 7970.7293 | 8849.3755 | 10617.3862
9298 | 75311.1634 | 1629.1641 | 0 | 75250.1634 | 3869.137 | 8310.9635 | 2542.1703 | 3139.4652 | 113.3264 | 380 | 4243.4986 | 5459.6766 | 7227.6873
9299 | 75401.5433 | 1987.9047 | 0 | 75340.5433 | 3902.2054 | 6150.4968 | 2519.8945 | 3174.5729 | 105.982 | 190 | 1972.4155 | 2991.249 | 4759.2597
9300 | 73687.8498 | 1740.9661 | -1740.9661 | 71885.8837 | 4254.726 | 12678.0829 | 1779.361 | 3127.3765 | 143.4596 | 190 | 10814.4107 | 11870.7219 | 13638.7326
9301 | 75827.8409 | 1316.4294 | 0 | 75766.8409 | 2027.3459 | 3050.7012 | 2553.6657 | 3211.5067 | 211.2481 | 54 | 391.8868 | 1379.9865 | 3147.9972
9302 | 75075.886 | 1433.7962 | -1433.7962 | 73581.0898 | 1771.7262 | 5648.7084 | 2596.7606 | 3144.2336 | 155.6603 | 190 | 5407.0866 | 6475.5984 | 8243.6091
9303 | 75373.2969 | 1693.6144 | 0 | 75312.2969 | 4812.5734 | 4315.7346 | 2424.4323 | 3178.281 | 143.3442 | 54 | -836.2223 | 83.9734 | 1851.9841
9304 | 74972.9626 | 1802.2095 | -1802.2095 | 73109.7531 | 3161.8067 | 4648.4431 | 2435.0481 | 3155.4178 | 154.8624 | 380 | 3337.5492 | 4595.2631 | 6363.2738
9305 | 77170.9204 | 1445.9874 | 0 | 77109.9204 | 3925.8036 | 3712.6996 | 1999.642 | 3487.1358 | 171.054 | 434 | -2466.0467 | -1138.1411 | 629.8696
9306 | 75664.9168 | 2265.9323 | -2265.9323 | 73337.9845 | 2939.2132 | 10821.9027 | 2554.8647 | 3226.569 | 172.2319 | 190 | 9696.3386 | 10781.4221 | 12549.4328
9307 | 75950.7166 | 1747.1657 | 0 | 75889.7166 | 2218.3763 | 17544.4617 | 2202.1469 | 3241.7298 | 78.3016 | 54 | 14250.4455 | 15105.5987 | 16873.6094
9308 | 74503.8151 | 1368.62 | 0 | 74442.8151 | 3069.9287 | 11416.925 | 2434.4045 | 3187.2755 | 120.9507 | 244 | 8896.0613 | 9983.8636 | 11751.8743
9309 | 76800.1741 | 1115.9059 | 0 | 76739.1741 | 3073.8476 | 4168.4882 | 2593.7911 | 3416.0985 | 164.2934 | 434 | -264.444 | 1056.701 | 2824.7117
9310 | 75790.9665 | 1494.693 | -1494.693 | 74235.2735 | 3185.2818 | 5474.7636 | 2455.9613 | 3348.9027 | 183.1092 | 244 | 3229.2722 | 4379.233 | 6147.2437
9311 | 76746.6423 | 2035.0949 | 0 | 76685.6423 | 2685.9859 | 10159.8363 | 2159.4069 | 3458.3041 | 155.7124 | 434 | 5776.119 | 7088.683 | 8856.6937
9312 | 75370.4019 | 1633.4586 | 0 | 75309.4019 | 2011.7111 | 2925.9723 | 2515.4088 | 3283.9565 | 131.9651 | 434 | 774.4246 | 2063.2412 | 3831.2519
9313 | 76037.9556 | 1452.5015 | -1452.5015 | 74524.4541 | 3114.8117 | 13035.9426 | 2564.8841 | 3362.7841 | 132.1011 | 380 | 10694.5449 | 11929.4976 | 13697.5083
9314 | 74679.2174 | 1068.9402 | 0 | 74618.2174 | 2521.7111 | 2932.9663 | 2044.5622 | 3217.2073 | 146.2483 | 54 | 425.0072 | 1348.1071 | 3116.1178
9315 | 77051.9104 | 1280.9378 | -1280.9378 | 75709.9727 | 4145.2158 | 9213.0668 | 2523.3583 | 3464.4566 | 94.7237 | 380 | 4715.8933 | 5913.4686 | 7681.4793
9316 | 73982.0167 | 1521.9497 | 0 | 73921.0167 | 2589.2937 | 11372.0987 | 2038.8082 | 3131.4524 | 120.4675 | 380 | 9402.2488 | 10625.5679 | 12393.5786
9317 | 76332.8094 | 1334.0306 | 0 | 76271.8094 | 2533.3632 | 8508.2796 | 2577.6354 | 3346.3468 | 115.6541 | 54 | 4997.2893 | 5889.795 | 7657.8057
9318 | 75318.4557 | 1592.9948 | 0 | 75257.4557 | 1649.4198 | 15505.8723 | 1868.7047 | 3175.3049 | 137.1663 | 380 | 13013.2064 | 14253.2243 | 16021.235
9319 | 75193.1993 | 1589.9529 | 0 | 75132.1993 | 3221.6817 | 7225.6377 | 2368.2322 | 3200.8394 | 150.797 | 380 | 3811.0283 | 5064.6769 | 6832.6876
9320 | 76106.8541 | 1371.2585 | 0 | 76045.8541 | 3117.2541 | 6178.4533 | 2055.9397 | 3248.9354 | 86.7862 | 380 | 1690.4202 | 2880.058 | 4648.0687
9321 | 75502.3743 | 1490.6972 | -1490.6972 | 73950.6771 | 3514.1557 | 5694.1426 | 2457.1498 | 3299.6141 | 180.6339 | 380 | 3356.2738 | 4639.7592 | 6407.7699
9322 | 74827.6595 | 1833.3905 | 0 | 74766.6595 | 1968.8201 | 3718.9638 | 1905.5628 | 3237.6996 | 46.8302 | 54 | 1496.9466 | 2320.6284 | 4088.6391
9323 | 76887.0968 | 1578.5923 | -1578.5923 | 75247.5044 | 6294.9345 | 21848.6229 | 2265.6832 | 3546.0607 | 153.6433 | 190 | 15488.1279 | 16554.6228 | 18322.6335
9324 | 75871.1409 | 1356.9229 | 0 | 75810.1409 | 3252.805 | 8844.0831 | 2401.7302 | 3175.1353 | 221.3354 | 54 | 4728.2027 | 5726.3896 | 7494.4003
9325 | 74761.5827 | 1809.6286 | 0 | 74700.5827 | 3299.8521 | 11263.4238 | 1775.5207 | 3149.1241 | 181.5622 | 54 | 7557.8339 | 8516.2477 | 10284.2584
9326 | 75621.091 | 2066.7623 | 0 | 75560.091 | 4742.8341 | 6550.1019 | 2375.0239 | 3347.0461 | 87.9391 | 190 | 1339.4468 | 2340.2374 | 4108.2481
9327 | 77163.2198 | 1829.5987 | -1829.5987 | 75272.6211 | 1758.5915 | 12481.4857 | 2114.7869 | 3444.3649 | 133.189 | 190 | 10379.625 | 11425.6656 | 13193.6763
9328 | 76050.4438 | 1478.2551 | 0 | 75989.4438 | 2346.5906 | 14988.982 | 2106.4724 | 3351.5438 | 53.2097 | 380 | 11481.1638 | 12637.225 | 14405.2357
9329 | 76142.7304 | 1642.8389 | 0 | 76081.7304 | 3211.1507 | 2850.9578 | 2211.7868 | 3374.6336 | 99.293 | 244 | -1485.3029 | -419.1583 | 1348.8524
9330 | 75190.8122 | 1914.4682 | -1914.4682 | 73215.344 | 3629.7172 | 13200.2655 | 2525.2462 | 3259.7246 | 126.7033 | 244 | 11510.3752 | 12603.93 | 14371.9407
9331 | 75848.9766 | 1550.5283 | 0 | 75787.9766 | 3191.7087 | 13172.6211 | 2735.1819 | 3365.5072 | 95.7853 | 54 | 9663.8249 | 10536.4618 | 12304.4725
9332 | 74323.6125 | 2089.8754 | 0 | 74262.6125 | 2208.7506 | 7601.4613 | 2464.6741 | 3132.851 | 88.524 | 380 | 6097.8233 | 7289.1989 | 9057.2096
9333 | 77020.7944 | 2359.5326 | 0 | 76959.7944 | 3247.4028 | 9527.8126 | 2667.0546 | 3498.1724 | 215.4913 | 380 | 4856.0424 | 6174.3852 | 7942.3959
9334 | 76922.2542 | 1134.5455 | 0 | 76861.2542 | 5941.2916 | 3975.4574 | 1928.1388 | 3496.5257 | 153.8961 | 190 | -4032.224 | -2965.4763 | -1197.4656
9335 | 73880.7642 | 2011.7955 | -2011.7955 | 71807.9687 | 3107.8465 | 9583.7645 | 2567.833 | 3134.6588 | 96.7603 | 54 | 9740.641 | 10614.2529 | 12382.2636
9336 | 74839.9794 | 2165.1282 | 0 | 74778.9794 | 3617.9158 | 6732.2008 | 2212.9649 | 3261.8934 | 131.4412 | 54 | 3180.3638 | 4088.6566 | 5856.6673
9337 | 76028.4301 | 1198.3774 | 0 | 75967.4301 | 3685.5765 | 5482.0966 | 2578.1333 | 3290.5808 | 27.0029 | 380 | 1068.0041 | 2197.8586 | 3965.8693
9338 | 75860.6695 | 1664.2102 | -1664.2102 | 74135.4593 | 1723.5645 | 1250.4953 | 1761.8561 | 3347.8441 | 136.1458 | 190 | -128.6285 | 920.3689 | 2688.3796
9339 | 75374.4947 | 1728.1066 | -1728.1066 | 73585.3881 | 2232.3129 | 11323.435 | 2025.3736 | 3214.0322 | 200.0259 | 190 | 10115.3398 | 11228.2172 | 12996.2279
9340 | 75846.9935 | 1023.4654 | 0 | 75785.9935 | 2589.8786 | 6743.6319 | 2744.342 | 3408.853 | 88.3373 | 434 | 3891.1549 | 5136.3438 | 6904.3545
9341 | 76774.649 | 1664.0422 | 0 | 76713.649 | 3210.9374 | 20017.7458 | 2467.2447 | 3411.3616 | 139.3524 | 244 | 15341.9657 | 16448.1696 | 18216.1803
9342 | 76629.7693 | 1996.9021 | 0 | 76568.7693 | 3389.1738 | 5321.367 | 2126.0431 | 3439.9554 | 153.5583 | 54 | 299.6225 | 1230.0324 | 2998.0431
9343 | 74356.0553 | 1317.5177 | -1317.5177 | 72977.5376 | 2762.6482 | 17828.08 | 2349.2908 | 3128.241 | 158.5732 | 244 | 16935.626 | 18061.0507 | 19829.0614
9344 | 75660.4854 | 1266.5565 | 0 | 75599.4854 | 4152.273 | 6718.3282 | 2330.7196 | 3274.8509 | 63.8132 | 380 | 1942.3402 | 3109.005 | 4877.0157
9345 | 76508.9279 | 1974.0186 | -1974.0186 | 74473.9092 | 1903.034 | 7141.0384 | 1851.7865 | 3258.4865 | 130.991 | 54 | 5244.5682 | 6152.4107 | 7920.4214
9346 | 76088.368 | 2212.2232 | 0 | 76027.368 | 3648.4224 | 6584.0245 | 2274.4864 | 3248.8696 | 161.6198 | 434 | 1801.7901 | 3120.2615 | 4888.2722
9347 | 77561.8536 | 1371.9072 | -1371.9072 | 76128.9463 | 2288.2319 | 9032.9021 | 2427.4587 | 3531.3509 | 220.5768 | 380 | 5944.7335 | 7268.1618 | 9036.1725
9348 | 75629.7218 | 1526.843 | 0 | 75568.7218 | 3127.9514 | 15284.2377 | 2419.4385 | 3211.8097 | 100.5393 | 190 | 11589.0127 | 12602.4035 | 14370.4142
9349 | 75677.2678 | 1973.7755 | 0 | 75616.2678 | 1905.8784 | 9859.2262 | 2404.4013 | 3142.2271 | 54.4779 | 54 | 7253.9084 | 8085.2379 | 9853.2486
9350 | 75102.0448 | 1749.5755 | 0 | 75041.0448 | 2490.7207 | 2409.8094 | 2387.3954 | 3346.6244 | 155.4149 | 54 | -17.7362 | 914.5303 | 2682.541
9351 | 77134.855 | 1553.145 | -1553.145 | 75520.7101 | 2068.7931 | 23013.0849 | 2680.5913 | 3301.56 | 119.6033 | 54 | 20775.933 | 21672.3879 | 23440.3986
9352 | 76861.0114 | 1897.8052 | 0 | 76800.0114 | 2044.4946 | 8551.2162 | 1710.5732 | 3452.3105 | 125.0396 | 54 | 4239.7939 | 5141.6851 | 6909.6958
9353 | 75107.5418 | 1673.1645 | 0 | 75046.5418 | 3551.8414 | 9059.6184 | 2072.109 | 3197.5733 | 246.7566 | 54 | 5101.1174 | 6124.7255 | 7892.7362
9354 | 75028.1228 | 1885.2611 | 0 | 74967.1228 | 3470.9919 | 23966.8469 | 2002.6645 | 3293.4887 | 124.5872 | 54 | 20195.0854 | 21096.5241 | 22864.5348
9355 | 76991 | 1131.3418 | 0 | 76930 | 1285.7923 | 4824.9265 | 2526.7021 | 3474.022 | 166.9716 | 380 | 1980.0582 | 3249.8814 | 5017.8921
9356 | 74815.9808 | 1505.6934 | -1505.6934 | 73249.2874 | 2627.7497 | 11807.2035 | 2300.5153 | 3147.5316 | 167.7369 | 380 | 10748.4132 | 12019.0017 | 13787.0124
9357 | 75596.6148 | 1608.5889 | 0 | 75535.6148 | 4243.8148 | 5998.1011 | 2436.6058 | 3353.8929 | 156.3009 | 54 | 1379.3703 | 2312.5228 | 4080.5335
9358 | 76364.3784 | 2082.6505 | -2082.6505 | 74220.7279 | 2315.1297 | 9800.7261 | 2272.392 | 3331.2211 | 199.7735 | 54 | 8238.6816 | 9215.3067 | 10983.3174
9359 | 75045.5616 | 1878.6369 | 0 | 74984.5616 | 1655.6998 | 5024.7153 | 2350.8281 | 3171.8654 | 114.4544 | 190 | 3277.3475 | 4304.6535 | 6072.6642
9360 | 75688.8148 | 1473.9732 | 0 | 75627.8148 | 2412.4 | 14445.6359 | 2183.0397 | 3221.6666 | 92.0567 | 190 | 11180.3274 | 12185.2357 | 13953.2464
9361 | 75135.4256 | 2223.7619 | 0 | 75074.4256 | 3097.8329 | 7903.6512 | 2593.6133 | 3412.1699 | 129.3032 | 434 | 5107.3758 | 6393.5306 | 8161.5413
9362 | 76163.5777 | 1466.2144 | 0 | 76102.5777 | 2528.5575 | 5690.8257 | 1836.1249 | 3245.0461 | 163.9271 | 380 | 1511.0614 | 2777.8401 | 4545.8508
9363 | 74726.0464 | 1939.9793 | -1939.9793 | 72725.0671 | 3838.2152 | 3952.5635 | 2369.2063 | 3158.6918 | 168.6607 | 54 | 2287.3792 | 3232.8915 | 5000.9022
9364 | 75770.5734 | 1839.8493 | -1839.8493 | 73869.7242 | 2293.9077 | 9156.0623 | 2072.9802 | 3362.8659 | 86.2901 | 244 | 7798.4766 | 8851.6182 | 10619.6289
9365 | 74769.6195 | 1708.4794 | 0 | 74708.6195 | 3317.5206 | 9842.7444 | 2417.1008 | 3321.4055 | 178.6783 | 54 | 6925.3106 | 7880.8404 | 9648.8511
9366 | 75704.0495 | 1294.6031 | 0 | 75643.0495 | 3399.359 | 12590.1888 | 2456.6264 | 3436.9282 | 163.7003 | 54 | 8811.5349 | 9752.0867 | 11520.0974
9367 | 76247.2995 | 1961.8491 | 0 | 76186.2995 | 4223.2443 | 9435.1048 | 2243.6322 | 3272.1245 | 50.9134 | 54 | 3911.5177 | 4739.2827 | 6507.2934
9368 | 75491.6393 | 1203.2865 | 0 | 75430.6393 | 3840.0813 | 1521.7346 | 2041.2429 | 3185.8859 | 77.8275 | 54 | -3151.6572 | -2296.9781 | -528.9674
9369 | 75393.0843 | 1577.8978 | -1577.8978 | 73754.1865 | 2269.0902 | 10990.9518 | 2130.7724 | 3251.0692 | 111.2305 | 244 | 9719.7167 | 10797.7987 | 12565.8094
9370 | 75264.4743 | 1595.4358 | 0 | 75203.4743 | 2088.6619 | 12585.5646 | 2479.9007 | 3183.1465 | 124.2318 | 190 | 10326.6756 | 11363.7589 | 13131.7696
9371 | 75955.467 | 1635.7518 | 0 | 75894.467 | 2703.1492 | 14063.5994 | 2359.146 | 3303.9804 | 247.1325 | 54 | 10499.3096 | 11523.2936 | 13291.3043
9372 | 75763.9382 | 1159.5895 | 0 | 75702.9382 | 2736.0277 | 10635.5306 | 2489.9803 | 3230.6178 | 212.9025 | 244 | 7287.3628 | 8467.1169 | 10235.1276
9373 | 75864.1955 | 1424.034 | 0 | 75803.1955 | 2585.2033 | 7613.2163 | 2193.4141 | 3441.6433 | 240.725 | 380 | 4230.0749 | 5573.6515 | 7341.6622
9374 | 75744.1987 | 1873.4944 | 0 | 75683.1987 | 2104.5817 | 4641.4011 | 2044.1633 | 3166.0978 | 92.4463 | 244 | 1434.0817 | 2493.3796 | 4261.3903
9375 | 77065.7498 | 1449.9043 | -1449.9043 | 75554.8456 | 2492.7798 | 6965.5387 | 2566.9649 | 3476.3673 | 74.0213 | 244 | 4331.4455 | 5372.3184 | 7140.3291
9376 | 76279.2709 | 1325.6839 | 0 | 76218.2709 | 3258.6069 | 5660.0437 | 2285.0184 | 3361.2768 | 254.8886 | 190 | 1199.6611 | 2367.4013 | 4135.412
9377 | 75547.4142 | 1253.4562 | -1253.4562 | 74232.958 | 2569.2776 | 3049.9568 | 2394.9647 | 3335.0162 | 171.7623 | 380 | 1347.9021 | 2622.516 | 4390.5267
9378 | 75546.0478 | 1966.2633 | -1966.2633 | 73518.7845 | 4952.5862 | 16491.5444 | 2326.5327 | 3309.5548 | 129.3437 | 190 | 13026.4613 | 14068.6565 | 15836.6672
9379 | 76329.6651 | 1382.2751 | 0 | 76268.6651 | 4216.3733 | 8652.8993 | 2266.7344 | 3287.976 | 86.904 | 54 | 3092.7714 | 3956.527 | 5724.5377
9380 | 75049.9785 | 1296.3812 | 0 | 74988.9785 | 3857.0466 | 7815.6922 | 2261.975 | 3321.4606 | 103.3411 | 380 | 3923.3027 | 5129.4953 | 6897.506
9381 | 75991.9231 | 2134.0391 | 0 | 75930.9231 | 2106.7308 | 4853.2399 | 1761.6843 | 3268.4765 | 36.9644 | 434 | 1215.9468 | 2409.7628 | 4177.7735
9382 | 74407.7787 | 1686.3152 | -1686.3152 | 72660.4635 | 2427.5953 | 7749.3463 | 2211.4152 | 3235.1115 | 126.3985 | 380 | 7478.0142 | 8707.2643 | 10475.275
9383 | 76918.2692 | 1573.8785 | 0 | 76857.2692 | 2592.0335 | 2045.7465 | 2515.3 | 3414.0855 | 79.1759 | 54 | -2103.9707 | -1247.9432 | 520.0675
9384 | 74967.161 | 1622.1241 | -1622.1241 | 73284.0369 | 1908.2611 | 10267.3852 | 2529.8952 | 3167.7861 | 70.1327 | 54 | 10142.9684 | 10989.9527 | 12757.9634
9385 | 77221.9153 | 1277.4671 | 0 | 77160.9153 | 3848.7368 | 6712.9983 | 2255.5822 | 3421.8885 | 105.3973 | 54 | 751.017 | 1633.2658 | 3401.2765
9386 | 76550.2051 | 1833.5943 | -1833.5943 | 74655.6108 | 2606.4583 | 10577.5685 | 1738.6643 | 3393.08 | 150.054 | 190 | 7817.4438 | 8880.3493 | 10648.36
9387 | 75476.9627 | 1614.8085 | 0 | 75415.9627 | 4280.5549 | 27812.8325 | 2563.3263 | 3160.895 | 87.1647 | 380 | 23210.7361 | 24400.7524 | 26168.7631
9388 | 74762.8617 | 1312.4878 | 0 | 74701.8617 | 1818.1423 | 6276.9916 | 1779.1816 | 3131.6801 | 127.8295 | 434 | 4038.0494 | 5322.7305 | 7090.7412
9389 | 75945.946 | 1568.5058 | 0 | 75884.946 | 2328.2164 | 34189.1028 | 2330.5796 | 3244.7618 | 90.5398 | 434 | 30921.4818 | 32168.8731 | 33936.8838
9390 | 76112.4381 | 1550.6263 | 0 | 76051.4381 | 3286.401 | 10206.1261 | 2601.9878 | 3241.3504 | 98.0509 | 434 | 6081.8252 | 7336.7277 | 9104.7384
9391 | 76715.9014 | 1637.6403 | 0 | 76654.9014 | 2371.5994 | 7053.4984 | 2615.6797 | 3515.3477 | 221.6579 | 434 | 3528.225 | 4906.7344 | 6674.7451
9392 | 75304.6091 | 1532.6743 | 0 | 75243.6091 | 1566.9593 | 2348.4529 | 2478.8682 | 3180.8944 | 121.0786 | 54 | 567.847 | 1465.7772 | 3233.7879
9393 | 75115.495 | 1864.1133 | -1864.1133 | 73190.3817 | 2300.1797 | 10181.581 | 2228.6846 | 3265.4726 | 128.0846 | 244 | 9555.3767 | 10650.3129 | 12418.3236
9394 | 76184.7205 | 1704.5894 | 0 | 76123.7205 | 2617.57 | 6258.7817 | 2567.6268 | 3269.2865 | 126.4344 | 380 | 2724.6045 | 3953.8905 | 5721.9012
9395 | 75713.5275 | 2216.4556 | 0 | 75652.5275 | 2388.7037 | 18496.3061 | 2462.2575 | 3174.2535 | 146.534 | 190 | 15461.7859 | 16521.1715 | 18289.1822
9396 | 75121.3756 | 1522.2097 | 0 | 75060.3756 | 2192.9184 | 10457.3931 | 2205.5108 | 3174.6547 | 139.536 | 54 | 7954.4647 | 8870.8522 | 10638.8629
9397 | 76602.4333 | 2185.0273 | 0 | 76541.4333 | 3329.9811 | 4070.5255 | 2343.2699 | 3470.9884 | 165.7 | 244 | -616.4306 | 516.121 | 2284.1317
9398 | 75053.7886 | 1315.0551 | -1315.0551 | 73677.7336 | 3063.9924 | 11841.566 | 2102.7241 | 3220.5118 | 110.3328 | 190 | 9793.276 | 10816.4604 | 12584.4711
9399 | 75813.7525 | 1429.1205 | 0 | 75752.7525 | 3711.2689 | 31047.8118 | 2373.1339 | 3262.9179 | 174.7678 | 54 | 26590.0422 | 27541.6615 | 29309.6722
9400 | 74913.3246 | 1168.5815 | 0 | 74852.3246 | 1149.5878 | 8980.3827 | 1704.5152 | 3195.2518 | 190.8347 | 54 | 7248.4373 | 8216.1236 | 9984.1343
9401 | 76405.3973 | 1711.7827 | 0 | 76344.3973 | 3585.4489 | 15997.4389 | 2546.8578 | 3459.9456 | 104.6581 | 190 | 11444.596 | 12462.1057 | 14230.1164
9402 | 75160.0573 | 2008.1207 | 0 | 75099.0573 | 2849.2086 | 8781.4755 | 1676.9635 | 3159.8412 | 142.7787 | 244 | 5040.2143 | 6149.8445 | 7917.8552
9403 | 76468.1985 | 2090.0266 | 0 | 76407.1985 | 3440.0274 | 4659.6124 | 2290.2296 | 3346.1226 | 177.8758 | 54 | -181.0614 | 773.666 | 2541.6767
9404 | 76366.0091 | 1460.1195 | -1460.1195 | 74844.8897 | 3467.81 | 14753.5498 | 2284.0109 | 3471.1829 | 160.0508 | 380 | 11566.2439 | 12829.1463 | 14597.157
9405 | 73817.881 | 2196.8317 | 0 | 73756.881 | 2835.4685 | 6533.1956 | 2328.1729 | 3138.048 | 212.8796 | 54 | 4777.2669 | 5766.9981 | 7535.0088
9406 | 75945.9856 | 1448.298 | 0 | 75884.9856 | 1555.6471 | 15503.3357 | 1707.1767 | 3272.5485 | 91.545 | 244 | 12412.6283 | 13471.0249 | 15239.0356
9407 | 75076.6946 | 1174.0608 | 0 | 75015.6946 | 2401.7568 | 6504.2771 | 1872.4627 | 3204.7277 | 140.3698 | 244 | 3534.2162 | 4641.4376 | 6409.4483
9408 | 76050.4488 | 2126.1264 | 0 | 75989.4488 | 2553.8041 | 8143.4057 | 1990.5676 | 3331.413 | 131.0739 | 244 | 4292.3334 | 5390.2589 | 7158.2696
9409 | 77820.2607 | 1874.6416 | 0 | 77759.2607 | 2452.167 | 3656.0589 | 2427.6584 | 3571.5925 | 134.4364 | 380 | -1185.9179 | 51.37 | 1819.3807
9410 | 76440.302 | 1333.0146 | -1333.0146 | 75046.2874 | 2037.7712 | 7175.7078 | 2291.1786 | 3407.1847 | 187.7726 | 190 | 5160.2127 | 6260.8368 | 8028.8475
9411 | 76197.6164 | 1594.6318 | 0 | 76136.6164 | 2886.4854 | 12545.6095 | 2367.9665 | 3400.281 | 161.459 | 244 | 8660.9552 | 9789.2657 | 11557.2764
9412 | 73443.3837 | 1943.0344 | 0 | 73382.3837 | 3152.1939 | 15050.2599 | 2185.9241 | 3126.6095 | 194.7725 | 244 | 13198.4159 | 14360.0399 | 16128.0506
9413 | 76244.3347 | 1725.661 | 0 | 76183.3347 | 2525.517 | 6162.4454 | 1622.7621 | 3342.6435 | 135.8962 | 54 | 1789.1994 | 2701.9471 | 4469.9578
9414 | 75574.5536 | 1587.7494 | -1587.7494 | 73925.8042 | 3566.6688 | 12522.1081 | 2255.159 | 3171.3279 | 192.6953 | 54 | 9826.3219 | 10795.8688 | 12563.8795
9415 | 77132.4398 | 1985.6991 | 0 | 77071.4398 | 3762.6899 | 7570.9976 | 2085.1037 | 3419.6386 | 207.3551 | 54 | 1611.8102 | 2596.0169 | 4364.0276
9416 | 74189.6983 | 1385.5958 | -1385.5958 | 72743.1026 | 2038.5745 | 16916.3678 | 1376.5004 | 3174.2119 | 93.4941 | 244 | 16055.6031 | 17115.9488 | 18883.9595
9417 | 75035.4192 | 1213.5512 | 0 | 74974.4192 | 2904.8691 | 19780.0072 | 2604.5412 | 3136.7892 | 177.3823 | 380 | 17012.2493 | 18292.4832 | 20060.4939
9418 | 76456.1519 | 1531.4525 | 0 | 76395.1519 | 3547.0792 | 7167.5171 | 2422.1222 | 3333.5861 | 91.0504 | 380 | 2351.1942 | 3545.0962 | 5313.1069
9419 | 73705.4464 | 1398.2626 | -1398.2626 | 72246.1838 | 5015.1882 | 9711.4637 | 2189.2473 | 3125.7874 | 116.0657 | 54 | 7135.3265 | 8028.2438 | 9796.2545
9420 | 76692.7494 | 1492.8742 | 0 | 76631.7494 | 2724.522 | 2785.5023 | 2308.5418 | 3394.1915 | 144.27 | 244 | -1497.8358 | -386.7143 | 1381.2964
9421 | 75366.6549 | 2160.0498 | -2160.0498 | 73145.6051 | 3420.5036 | 5328.8868 | 2344.4084 | 3170.3671 | 156.7024 | 54 | 3647.7535 | 4581.3075 | 6349.3182
9422 | 75440.6255 | 1785.2586 | 0 | 75379.6255 | 4950.4907 | 15420.6555 | 2457.5074 | 3233.2515 | 88.8468 | 54 | 10151.4981 | 11017.1965 | 12785.2072
9423 | 76421.8713 | 2124.0304 | 0 | 76360.8713 | 3003.4993 | 10131.3017 | 1895.9452 | 3343.5854 | 221.5366 | 54 | 5376.6617 | 6375.0498 | 8143.0605
9424 | 76064.7841 | 2115.2039 | 0 | 76003.7841 | 2226.2619 | 2916.994 | 2557.4426 | 3392.5047 | 139.6763 | 190 | 7.0953 | 1059.6232 | 2827.6339
9425 | 75001.3666 | 1683.6719 | -1683.6719 | 73256.6947 | 2521.7454 | 11292.183 | 2641.3163 | 3139.3566 | 110.9348 | 190 | 10664.6159 | 11688.4023 | 13456.413
9426 | 75094.3323 | 1879.0258 | 0 | 75033.3323 | 4732.2197 | 1856.6038 | 1798.4126 | 3177.5386 | 124.1078 | 244 | -3562.7971 | -2471.8377 | -703.827
9427 | 74321.1661 | 1188.7772 | -1188.7772 | 73071.3889 | 2373.8956 | 21266.8065 | 2348.785 | 3128.926 | 123.2682 | 244 | 20669.4329 | 21759.5527 | 23527.5634
9428 | 74821.3815 | 1385.9455 | 0 | 74760.3815 | 3399.0646 | 5443.2601 | 1831.859 | 3153.9438 | 122.4758 | 190 | 1639.8168 | 2675.1442 | 4443.1549
9429 | 76058.0862 | 2355.9718 | -2355.9718 | 73641.1143 | 3455.8936 | 12984.7308 | 2563.0462 | 3229.825 | 104.3263 | 190 | 11050.7941 | 12067.972 | 13835.9827
9430 | 75940.0083 | 1645.269 | 0 | 75879.0083 | 2894.319 | 4602.1286 | 2596.8404 | 3373.6833 | 183.6216 | 54 | 1169.5251 | 2129.9983 | 3898.009
9431 | 74647.6953 | 1723.4007 | -1723.4007 | 72863.2946 | 2996.5128 | 11710.3301 | 2229.2435 | 3220.2317 | 158.3116 | 380 | 10670.198 | 11931.3612 | 13699.3719
9432 | 75705.3206 | 1918.7363 | 0 | 75644.3206 | 2476.9337 | 2220.4968 | 2426.274 | 3287.171 | 210.8874 | 190 | -817.1126 | 306.6263 | 2074.637
9433 | 76993.6661 | 1352.7766 | -1352.7766 | 75579.8895 | 2391.3808 | 7865.6971 | 2531.5789 | 3548.9893 | 116.4885 | 380 | 5345.1949 | 6564.535 | 8332.5457
9434 | 76158.6297 | 2101.8568 | 0 | 76097.6297 | 2192.9513 | 6295.4245 | 2660.8054 | 3381.3742 | 107.6479 | 54 | 3417.223 | 4301.7225 | 6069.7332
9435 | 76810.968 | 1682.6322 | 0 | 76749.968 | 3607.3604 | 3872.6275 | 2278.9138 | 3354.0512 | 141.7276 | 380 | -1481.5359 | -236.9567 | 1531.054
9436 | 74798.5114 | 2088.975 | -2088.975 | 72648.5363 | 4302.3435 | 21443.3671 | 2277.4586 | 3164.1122 | 73.2519 | 380 | 19304.2581 | 20480.3616 | 22248.3723
9437 | 75889.2421 | 1225.7998 | 0 | 75828.2421 | 2810.2902 | 2859.6235 | 2316.1463 | 3309.7002 | 107.0273 | 54 | -782.8623 | 101.0166 | 1869.0273
9438 | 74545.3187 | 1231.8785 | -1231.8785 | 73252.4403 | 2142.1584 | 7244.5701 | 2309.4772 | 3134.287 | 209.2812 | 244 | 6663.9357 | 7840.0684 | 9608.0791
9439 | 74898.6296 | 2056.7358 | 0 | 74837.6296 | 5399.7761 | 14671.5891 | 2530.3609 | 3197.0039 | 49.8204 | 380 | 9531.7482 | 10684.4202 | 12452.4309
9440 | 74482.3627 | 1707.1519 | 0 | 74421.3627 | 3837.8976 | 2536.5528 | 2694.9263 | 3199.3229 | 48.6891 | 54 | -458.2583 | 367.2824 | 2135.2931
9441 | 76211.3536 | 1832.4043 | -1832.4043 | 74317.9493 | 2679.5135 | 3981.1439 | 2594.8073 | 3228.8506 | 119.7125 | 190 | 2177.539 | 3210.103 | 4978.1137
9442 | 77042.3194 | 1866.6417 | -1866.6417 | 75114.6776 | 3195.6108 | 5397.2231 | 2679.9842 | 3511.226 | 116.8386 | 54 | 2648.345 | 3542.0351 | 5310.0458
9443 | 75452.8612 | 1414.5955 | 0 | 75391.8612 | 3352.0395 | 5465.0289 | 2172.2616 | 3318.1114 | 64.9744 | 54 | 1581.7012 | 2423.5271 | 4191.5378
9444 | 75141.7368 | 2056.6893 | -2056.6893 | 73024.0475 | 3599.0974 | 5606.5064 | 2363.2871 | 3248.9956 | 144.7112 | 190 | 3965.8441 | 5023.4069 | 6791.4176
9445 | 74013.5522 | 1914.7399 | 0 | 73952.5522 | 3752.9517 | 8904.2076 | 2568.8863 | 3148.3586 | 223.5003 | 54 | 6286.1487 | 7286.5006 | 9054.5113
9446 | 76386.3092 | 1799.9421 | 0 | 76325.3092 | 2700.8312 | 7994.385 | 2044.7587 | 3266.445 | 99.85 | 244 | 3649.6482 | 4716.3498 | 6484.3605
9447 | 74447.7604 | 2289.6979 | 0 | 74386.7604 | 2168.3424 | 12946.0056 | 2243.8486 | 3161.5535 | 121.3375 | 380 | 11166.5048 | 12390.6939 | 14158.7046
9448 | 76596.53 | 1456.5227 | 0 | 76535.53 | 3960.6209 | 5365.6297 | 2260.2864 | 3471.6709 | 122.7623 | 54 | -28.3639 | 871.25 | 2639.2607
9449 | 77769.8144 | 1814.5544 | -1814.5544 | 75894.26 | 2621.892 | 4100.1765 | 2302.2748 | 3562.5901 | 123.8651 | 190 | 819.0895 | 1855.8062 | 3623.8169
9450 | 75188.326 | 1773.4436 | -1773.4436 | 73353.8824 | 1523.6008 | 6631.1495 | 2495.8231 | 3185.223 | 169.39 | 54 | 6804.9124 | 7751.154 | 9519.1647
9451 | 75630.106 | 1216.5123 | 0 | 75569.106 | 3117.9416 | 18841.1715 | 2396.5933 | 3180.6576 | 182.5242 | 54 | 15101.5747 | 16060.9505 | 17828.9612
9452 | 76770.8035 | 1730.1008 | 0 | 76709.8035 | 2884.8188 | 2243.125 | 2523.04 | 3465.5298 | 77.8685 | 54 | -1992.7275 | -1138.0075 | 630.0032
9453 | 76054.3882 | 1814.1285 | -1814.1285 | 74179.2597 | 2178.2247 | 6702.3711 | 2334.9209 | 3328.6395 | 246.2608 | 380 | 5378.6471 | 6727.7595 | 8495.7702
9454 | 74279.4024 | 2370.7195 | 0 | 74218.4024 | 4689.4441 | 5918.6864 | 2434.9545 | 3126.8651 | 133.2998 | 54 | 1942.8596 | 2853.011 | 4621.0217
9455 | 75941.1184 | 1512.187 | -1512.187 | 74367.9313 | 1774.1053 | 6876.9893 | 2123.8698 | 3316.859 | 83.0291 | 244 | 5545.8815 | 6595.7622 | 8363.7729
9456 | 75959.5041 | 1727.0079 | 0 | 75898.5041 | 2177.2313 | 8886.81 | 2549.4904 | 3326.1473 | 151.8906 | 244 | 6056.9123 | 7175.6545 | 8943.6652
9457 | 76467.6866 | 1406.1187 | 0 | 76406.6866 | 2390.724 | 10596.841 | 2592.363 | 3299.9706 | 176.8411 | 54 | 7061.964 | 8015.6567 | 9783.6674
9458 | 75756.9242 | 2000.9315 | 0 | 75695.9242 | 3261.9548 | 7434.6955 | 2246.701 | 3184.3911 | 104.3824 | 244 | 3278.1086 | 4349.3426 | 6117.3533
9459 | 75694.4539 | 1635.8266 | 0 | 75633.4539 | 4051.4502 | 5995.1837 | 2591.5858 | 3311.8301 | 148.6467 | 190 | 1583.8955 | 2645.3937 | 4413.4044
9460 | 74982.3342 | 2136.7619 | -2136.7619 | 72784.5723 | 1914.802 | 6796.405 | 2476.5636 | 3176.7622 | 93.3368 | 54 | 7120.5565 | 7990.7448 | 9758.7555
9461 | 77134.4715 | 1343.5681 | 0 | 77073.4715 | 2811.893 | 2920.967 | 2223.0953 | 3381.8715 | 215.2412 | 54 | -1989.2307 | -997.1379 | 770.8728
9462 | 74227.338 | 1477.2625 | -1477.2625 | 72689.0755 | 2930.1061 | 9422.1187 | 1872.8625 | 3145.0855 | 110.5056 | 190 | 8191.0851 | 9214.4422 | 10982.4529
9463 | 74272.6499 | 1941.7265 | 0 | 74211.6499 | 3216.7717 | 7222.1652 | 2511.9908 | 3148.5691 | 123.021 | 190 | 4824.5035 | 5860.3761 | 7628.3868
9464 | 74924.4167 | 1509.6354 | 0 | 74863.4167 | 3294.6793 | 11215.7059 | 2625.6212 | 3140.425 | 129.8072 | 190 | 8193.8561 | 9236.5149 | 11004.5256
9465 | 76118.0149 | 1298.3105 | 0 | 76057.0149 | 3622.9008 | 2911.2459 | 2568.8756 | 3296.9669 | 236.7777 | 380 | -1532.6274 | -192.9982 | 1575.0125
9466 | 77132.5323 | 2407.0998 | -2407.0998 | 74664.4325 | 2534.6104 | 5379.1527 | 2243.9049 | 3323.7421 | 142.508 | 54 | 3117.9568 | 4037.3163 | 5805.327
9467 | 76466.2901 | 1300.0139 | 0 | 76405.2901 | 3110.252 | 9504.3297 | 2542.7638 | 3391.6934 | 192.1261 | 54 | 5293.4447 | 6262.4223 | 8030.433
9468 | 75807.8834 | 1892.4933 | 0 | 75746.8834 | 3013.5648 | 9564.0174 | 1882.1699 | 3393.6256 | 122.1546 | 380 | 5449.5648 | 6674.5709 | 8442.5816
9469 | 75452.2456 | 1186.352 | 0 | 75391.2456 | 3061.9503 | 6603.437 | 1611.3065 | 3276.7262 | 138.5732 | 190 | 2408.4737 | 3459.8984 | 5227.9091
9470 | 76327.3765 | 1384.8743 | -1384.8743 | 74881.5023 | 3948.8169 | 5095.5646 | 2293.2599 | 3376.1327 | 196.9103 | 54 | 1304.8381 | 2278.5999 | 4046.6106
9471 | 74223.5899 | 1696.4987 | -1696.4987 | 72466.0912 | 2640.8539 | 2237.973 | 2299.2064 | 3176.4626 | 226.7718 | 190 | 1976.897 | 3116.5204 | 4884.5311
9472 | 76421.576 | 1695.7531 | -1695.7531 | 74664.8229 | 2967.9243 | 12709.7827 | 2060.1487 | 3144.8975 | 203.2451 | 54 | 9652.2817 | 10632.3783 | 12400.389
9473 | 77306.4766 | 1591.534 | 0 | 77245.4766 | 2301.0355 | 15727.6764 | 2323.6944 | 3547.5255 | 151.1404 | 190 | 11422.5842 | 12486.5762 | 14254.5869
9474 | 76296.4276 | 1391.4242 | 0 | 76235.4276 | 2771.1132 | 4189.6958 | 2167.4639 | 3220.4501 | 136.6694 | 244 | -58.731 | 1044.79 | 2812.8007
9475 | 74999.9364 | 1531.0971 | -1531.0971 | 73407.8393 | 3075.1007 | 12092.0259 | 2494.2063 | 3174.2532 | 176.5447 | 434 | 10647.7455 | 11981.1417 | 13749.1524
9476 | 76486.6103 | 1728.261 | 0 | 76425.6103 | 3858.8987 | 3581.8382 | 2738.9441 | 3400.9632 | 112.0571 | 244 | -1192.5635 | -113.6549 | 1654.3558
9477 | 76924.2111 | 2146.8218 | -2146.8218 | 74716.3893 | 1555.2756 | 16817.7769 | 2346.1058 | 3357.65 | 164.52 | 244 | 15620.0678 | 16751.4393 | 18519.45
9478 | 75202.8924 | 2296.025 | 0 | 75141.8924 | 2988.0976 | 8955.3837 | 2584.4506 | 3225.3053 | 174.1553 | 54 | 6005.3495 | 6956.3563 | 8724.367
9479 | 76795.0382 | 1872.5325 | 0 | 76734.0382 | 2612.1869 | 9351.4518 | 2876.8185 | 3331.3715 | 146.2368 | 54 | 5583.6166 | 6506.7049 | 8274.7156
9480 | 76451.9028 | 1217.836 | 0 | 76390.9028 | 2027.8155 | 7444.24 | 2622.1593 | 3470.9693 | 83.1695 | 54 | 4488.8503 | 5348.8713 | 7116.882
9481 | 76754.4316 | 2101.2073 | 0 | 76693.4316 | 2628.5555 | 16901.7084 | 2145.4377 | 3241.7447 | 163.9343 | 434 | 12337.1037 | 13657.8896 | 15425.9003
9482 | 76106.9429 | 1409.3948 | 0 | 76045.9429 | 1785.7993 | 7821.215 | 2722.7163 | 3242.5998 | 31.8006 | 434 | 5324.989 | 6513.6411 | 8281.6518
9483 | 75403.7024 | 1468.6513 | 0 | 75342.7024 | 1634.3728 | 14460.6676 | 2448.8217 | 3272.9266 | 219.5984 | 244 | 12575.5407 | 13761.9907 | 15530.0014
9484 | 75529.6588 | 2165.3399 | 0 | 75468.6588 | 2986.5724 | 9984.4927 | 1859.2008 | 3166.6077 | 121.5993 | 54 | 5925.27 | 6823.7209 | 8591.7316
9485 | 75477.6927 | 1249.4951 | 0 | 75416.6927 | 2548.8247 | 15691.5552 | 2158.0512 | 3173.1817 | 121.4527 | 244 | 12427.4707 | 13515.7749 | 15283.7856
9486 | 77116.644 | 1458.4178 | 0 | 77055.644 | 3714.472 | 4165.7413 | 2539.0129 | 3506.2237 | 64.2836 | 380 | -1188.9381 | -21.8029 | 1746.2078
9487 | 75670.6589 | 1812.2017 | -1812.2017 | 73797.4572 | 2864.4301 | 2648.7723 | 2258.1357 | 3339.5462 | 149.7316 | 54 | 954.767 | 1881.3501 | 3649.3608
9488 | 75928.5948 | 1568.2515 | -1568.2515 | 74299.3432 | 4305.7066 | 8122.395 | 2608.5479 | 3437.8542 | 133.386 | 244 | 4933.9473 | 6034.1849 | 7802.1956
9489 | 75461.9176 | 1017.7606 | 0 | 75400.9176 | 5963.9852 | 14035.2328 | 2532.0834 | 3312.8943 | 147.1538 | 190 | 7885.5077 | 8945.513 | 10713.5237
9490 | 74214.1751 | 1832.6368 | 0 | 74153.1751 | 2332.5258 | 5713.7066 | 2497.281 | 3159.7114 | 65.4256 | 380 | 4255.1981 | 5423.4753 | 7191.486
9491 | 76846.131 | 1258.7716 | 0 | 76785.131 | 2409.1955 | 10708.5586 | 2376.5005 | 3366.4148 | 105.7235 | 380 | 6627.3473 | 7835.9223 | 9603.933
9492 | 77617.7831 | 1770.4737 | 0 | 77556.7831 | 4849.4341 | 16105.2567 | 2666.2333 | 3501.7309 | 144.9941 | 54 | 9237.2038 | 10159.0494 | 11927.0601
9493 | 75444.4019 | 1448.108 | 0 | 75383.4019 | 4224.7158 | 3331.4382 | 2594.5021 | 3194.8252 | 98.7537 | 244 | -1117.1523 | -51.547 | 1716.4637
9494 | 75773.8504 | 2371.8074 | -2371.8074 | 73341.0429 | 2580.5233 | 3317.6267 | 1707.0169 | 3134.428 | 123.1227 | 244 | 1607.7054 | 2697.6796 | 4465.6903
9495 | 75535.8227 | 1851.4851 | -1851.4851 | 73623.3376 | 3530.5519 | 13350.5421 | 2803.3197 | 3226.0568 | 167.9967 | 190 | 11596.2291 | 12677.0774 | 14445.0881
9496 | 76410.1518 | 1522.2554 | 0 | 76349.1518 | 3860.6273 | 3162.9178 | 1944.7992 | 3332.9186 | 163.5343 | 54 | -2398.9434 | -1458.5576 | 309.4531
9497 | 74714.5798 | 1504.1272 | -1504.1272 | 73149.4526 | 3271.4186 | 14112.7546 | 2615.7733 | 3129.6648 | 113.9547 | 190 | 12807.5216 | 13834.3279 | 15602.3386
9498 | 75360.0047 | 2273.014 | 0 | 75299.0047 | 2209.1773 | 3400.8779 | 2425.9684 | 3154.9532 | 188.4173 | 380 | 843.8175 | 2135.0864 | 3903.0971
9499 | 76646.9955 | 1735.9751 | -1735.9751 | 74850.0204 | 2425.7475 | 11653.9758 | 1928.8962 | 3479.3146 | 129.9272 | 244 | 9156.6186 | 10253.3973 | 12021.408
9500 | 75960.173 | 1854.3333 | 0 | 75899.173 | 2449.0191 | 9212.7399 | 2506.3436 | 3228.1161 | 165.2691 | 380 | 5969.2075 | 7237.3282 | 9005.3389
9501 | 75285.8846 | 1895.353 | 0 | 75224.8846 | 1982.4434 | 12349.439 | 2416.7275 | 3286.3385 | 73.7394 | 54 | 10215.377 | 11065.968 | 12833.9787
9502 | 76280.9933 | 1334.9201 | 0 | 76219.9933 | 2585.3506 | 8478.0371 | 2566.1193 | 3338.1404 | 90.4336 | 380 | 4947.1529 | 6140.4381 | 7908.4488
9503 | 74823.4958 | 1576.1208 | 0 | 74762.4958 | 3046.4183 | 4680.8097 | 2658.6648 | 3202.5001 | 171.2705 | 244 | 2103.2605 | 3241.3826 | 5009.3933
9504 | 76258.5343 | 1790.1749 | -1790.1749 | 74407.3595 | 4351.8007 | 3897.4948 | 2612.8766 | 3250.3534 | 152.0203 | 244 | 371.7646 | 1490.6365 | 3258.6472
9505 | 74353.0453 | 1599.1408 | -1599.1408 | 72692.9046 | 4305.1644 | 11726.6586 | 2136.7183 | 3148.5885 | 255.0453 | 54 | 9384.0965 | 10415.9934 | 12184.0041
9506 | 76009.2221 | 1699.5179 | 0 | 75948.2221 | 3407.3028 | 8881.0173 | 2054.1568 | 3428.8546 | 124.5075 | 54 | 4378.7037 | 5280.0627 | 7048.0734
9507 | 76738.3553 | 2203.6849 | 0 | 76677.3553 | 3408.2459 | 10281.8782 | 2609.7725 | 3337.7796 | 140.1827 | 244 | 5514.0291 | 6621.0633 | 8389.074
9508 | 76820.1147 | 1455.1698 | 0 | 76759.1147 | 2655.9366 | 6564.7798 | 2649.7975 | 3278.4525 | 157.4778 | 190 | 2448.1786 | 3518.508 | 5286.5187
9509 | 75501.6649 | 1741.5333 | -1741.5333 | 73699.1316 | 1508.3759 | 5838.0907 | 2739.2365 | 3277.4343 | 109.1956 | 190 | 6017.454 | 7039.5012 | 8807.5119
9510 | 74866.3258 | 1467.7257 | 0 | 74805.3258 | 2815.2314 | 6064.4412 | 2586.8733 | 3166.2438 | 159.3532 | 190 | 3567.201 | 4639.4058 | 6407.4165
9511 | 75775.5662 | 1965.634 | 0 | 75714.5662 | 3216.3738 | 8220.8711 | 2530.5956 | 3168.2329 | 165.4041 | 190 | 4358.9596 | 5437.2152 | 7205.2259
9512 | 75233.3856 | 1959.9971 | 0 | 75172.3856 | 2739.4158 | 11848.0501 | 2468.9563 | 3165.4978 | 106.9522 | 244 | 8940.9028 | 10014.7065 | 11782.7172
9513 | 77634.6943 | 1967.0354 | 0 | 77573.6943 | 2805.7117 | 3484.447 | 2395.6339 | 3544.6198 | 84.5246 | 54 | -1584.5053 | -723.1291 | 1044.8816
9514 | 76996.8953 | 1988.2165 | -1988.2165 | 74947.6788 | 2899.4328 | 21208.611 | 2400.1377 | 3366.0297 | 170.9057 | 434 | 18497.8669 | 19825.6241 | 21593.6348
9515 | 75839.2881 | 2140.5124 | 0 | 75778.2881 | 4559.4571 | 3603.7307 | 2627.4998 | 3355.293 | 80.7523 | 190 | -1381.0217 | -387.4179 | 1380.5928
9516 | 76550.7514 | 1582.4631 | -1582.4631 | 74907.2883 | 3883.2 | 12624.4726 | 2356.66 | 3415.2635 | 105.7232 | 244 | 8976.1077 | 10048.6824 | 11816.6931
9517 | 75274.7156 | 1096.2274 | 0 | 75213.7156 | 4263.9112 | 7958.7149 | 2335.5014 | 3274.2035 | 200.5707 | 244 | 3460.9931 | 4628.4154 | 6396.4261
9518 | 77352.329 | 1476.5913 | 0 | 77291.329 | 4214.2037 | 9057.7852 | 2199.0449 | 3513.9498 | 134.3425 | 190 | 2635.4473 | 3682.6413 | 5450.652
9519 | 75360.6792 | 1189.556 | 0 | 75299.6792 | 1741.3908 | 6249.7677 | 1511.703 | 3244.0815 | 94.0203 | 190 | 3334.6822 | 4341.5541 | 6109.5648
9520 | 76293.214 | 1892.596 | 0 | 76232.214 | 2949.3391 | 13113.9248 | 2440.7305 | 3375.4614 | 96.5931 | 54 | 9118.7636 | 9992.2083 | 11760.219
9521 | 76192.5115 | 1675.3693 | 0 | 76131.5115 | 4330.6912 | 11351.4765 | 2233.492 | 3414.1079 | 157.4358 | 434 | 5907.0737 | 7221.3611 | 8989.3718
9522 | 73993.4589 | 1467.9135 | 0 | 73932.4589 | 2803.1729 | 7021.5861 | 2255.4022 | 3189.0788 | 194.1762 | 54 | 5100.6353 | 6071.663 | 7839.6737
9523 | 74911.2493 | 1531.8101 | 0 | 74850.2493 | 3682.4429 | 1219.2535 | 1826.1155 | 3185.3851 | 152.3665 | 190 | -2931.7382 | -1866.5202 | -98.5095
9524 | 75955.041 | 1516.2908 | -1516.2908 | 74377.7502 | 2047.1262 | 5123.6866 | 2431.3439 | 3268.9903 | 138.1186 | 434 | 3769.3444 | 5064.3145 | 6832.3252
9525 | 77168.1792 | 2428.6112 | 0 | 77107.1792 | 2981.2485 | 8979.7838 | 2297.8523 | 3472.2671 | 122.1652 | 190 | 4031.6755 | 5066.6922 | 6834.7029
9526 | 77386.0523 | 1630.0881 | 0 | 77325.0523 | 3171.5687 | 11704.5051 | 2469.6766 | 3536.7494 | 110.0715 | 190 | 6584.5101 | 7607.4331 | 9375.4438
9527 | 74513.6697 | 1454.689 | 0 | 74452.6697 | 2904.1958 | 4457.9939 | 1660.349 | 3228.7039 | 112.9047 | 244 | 1360.3812 | 2440.1374 | 4208.1481
9528 | 76079.8977 | 1630.9585 | -1630.9585 | 74387.9392 | 2273.747 | 8985.0131 | 2579.7427 | 3322.8049 | 198.8629 | 190 | 7596.0745 | 8707.789 | 10475.7997
9529 | 76100.9524 | 1605.897 | 0 | 76039.9524 | 3544.1798 | 8624.4417 | 2707.7995 | 3269.9276 | 107.2576 | 190 | 4388.2366 | 5408.3457 | 7176.3564
9530 | 76070.9979 | 1530.9803 | 0 | 76009.9979 | 3962.235 | 8516.0988 | 2497.2517 | 3238.0772 | 170.5607 | 190 | 3649.3948 | 4732.807 | 6500.8177
9531 | 74629.4827 | 2068.8588 | 0 | 74568.4827 | 1933.333 | 3463.8992 | 2403.6046 | 3165.1509 | 116.5828 | 244 | 1901.0389 | 2984.4733 | 4752.484
9532 | 76587.6483 | 1102.4169 | -1102.4169 | 75424.2314 | 2571.9634 | 22250.8937 | 1707.9509 | 3452.6642 | 169.4131 | 190 | 18785.514 | 19867.7787 | 21635.7894
9533 | 75396.4608 | 1813.0796 | 0 | 75335.4608 | 3156.8253 | 15746.8143 | 2419.28 | 3153.4225 | 199.5023 | 244 | 12197.4308 | 13363.7846 | 15131.7953
9534 | 76071.2242 | 1856.0465 | 0 | 76010.2242 | 1987.5471 | 15495.6759 | 2153.8726 | 3270.3334 | 164.1353 | 190 | 12292.3106 | 13369.2974 | 15137.3081
9535 | 74642.2559 | 1516.7373 | 0 | 74581.2559 | 3050.081 | 9959.3888 | 1950.07 | 3160.2422 | 156.092 | 190 | 6808.5642 | 7877.5077 | 9645.5184
9536 | 74552.2659 | 1339.6818 | 0 | 74491.2659 | 5126.3274 | 5902.3195 | 2507.7188 | 3181.0041 | 204.0805 | 190 | 1343.6491 | 2460.5811 | 4228.5918
9537 | 74678.4747 | 1676.8267 | -1676.8267 | 72940.648 | 2025.9614 | 10100.887 | 2473.4418 | 3152.3933 | 158.9703 | 434 | 10130.3126 | 11446.1345 | 13214.1452
9538 | 76133.0846 | 1821.8183 | 0 | 76072.0846 | 2948.5591 | 5324.9376 | 2431.666 | 3289.9342 | 65.7767 | 244 | 1396.0941 | 2428.7224 | 4196.7331
9539 | 77450.1945 | 1480.9755 | -1480.9755 | 75908.219 | 3007.1279 | 7293.4193 | 2455.0564 | 3397.3124 | 116.5492 | 190 | 3600.6411 | 4630.0419 | 6398.0526
9540 | 77409.4895 | 2029.3651 | 0 | 77348.4895 | 2401.2671 | 13122.1313 | 2491.7485 | 3493.9823 | 192.2615 | 434 | 8728.3053 | 10077.4184 | 11845.4291
9541 | 74643.9684 | 1585.6385 | 0 | 74582.9684 | 1900.1294 | 3556.1053 | 2418.0857 | 3141.9138 | 192.1888 | 244 | 2003.207 | 3162.2474 | 4930.2581
9542 | 76617.7089 | 1559.9845 | -1559.9845 | 74996.7245 | 3205.5487 | 11099.3373 | 2362.5003 | 3230.0012 | 100.7272 | 54 | 7859.7656 | 8737.3444 | 10505.3551
9543 | 74688.8271 | 1886.8794 | 0 | 74627.8271 | 3448.9161 | 9991.8727 | 2782.7876 | 3151.7841 | 137.6953 | 434 | 7219.9011 | 8514.448 | 10282.4587
9544 | 77494.2481 | 1023.5055 | 0 | 77433.2481 | 2359.4279 | 4511.6383 | 2357.6559 | 3399.3273 | 185.9133 | 54 | -153.8545 | 808.9104 | 2576.9211
9545 | 76772.3923 | 1238.7676 | -1238.7676 | 75472.6247 | 3367.7608 | 9257.3641 | 2388.2961 | 3354.5628 | 80.5891 | 244 | 5530.0375 | 6577.4781 | 8345.4888
9546 | 77114.8138 | 1129.6065 | 0 | 77053.8138 | 2156.4285 | 6668.6667 | 2979.0347 | 3484.8784 | 60.8502 | 54 | 3292.5374 | 4130.2392 | 5898.2499
9547 | 76811.6759 | 1660.5593 | 0 | 76750.6759 | 3706.7565 | 8915.2186 | 2241.983 | 3481.1593 | 216.2877 | 54 | 3551.1286 | 4544.2678 | 6312.2785
9548 | 76514.9046 | 1629.6709 | 0 | 76453.9046 | 2694.0457 | 8159.8558 | 2749.7986 | 3459.08 | 74.444 | 244 | 4590.9841 | 5632.2796 | 7400.2903
9549 | 73521.9996 | 1720.8122 | 0 | 73460.9996 | 4437.6815 | 3827.6468 | 1930.146 | 3126.5208 | 134.397 | 434 | 355.8325 | 1647.0811 | 3415.0918
9550 | 75614.9558 | 1433.2872 | -1433.2872 | 74120.6686 | 1309.621 | 12166.2744 | 2268.2439 | 3438.5628 | 86.9359 | 54 | 11812.9915 | 12676.7791 | 14444.7898
9551 | 76031.429 | 1783.6606 | 0 | 75970.429 | 2781.6952 | 5368.3888 | 2564.3504 | 3324.0698 | 105.8358 | 190 | 1874.8848 | 2893.5721 | 4661.5828
9552 | 76393.8674 | 2103.2575 | -2103.2575 | 74229.6099 | 3581.002 | 7019.4054 | 1691.0231 | 3234.9244 | 155.3674 | 190 | 3504.941 | 4573.16 | 6341.1707
9553 | 75766.6927 | 1470.2417 | 0 | 75705.6927 | 2786.7292 | 8573.0811 | 2495.3053 | 3209.1535 | 168.3289 | 190 | 5155.318 | 6236.4985 | 8004.5092
9554 | 76246.3938 | 1479.6212 | 0 | 76185.3938 | 2762.2161 | 6139.9113 | 2669.9576 | 3277.1371 | 181.5443 | 54 | 2509.5961 | 3467.992 | 5236.0027
9555 | 76371.9675 | 1466.5993 | 0 | 76310.9675 | 2864.7085 | 6337.5288 | 2535.5591 | 3432.6132 | 225.2095 | 190 | 2500.225 | 3638.2861 | 5406.2968
9556 | 76791.897 | 1754.1972 | 0 | 76730.897 | 2642.8588 | 3951.2793 | 2274.2594 | 3326.4699 | 153.2064 | 190 | -451.5472 | 614.5107 | 2382.5214
9557 | 76584.6489 | 1571.4338 | -1571.4338 | 74952.2151 | 1824.4069 | 14772.6159 | 2280.5589 | 3482.4732 | 167.8782 | 54 | 13129.2259 | 14073.9557 | 15841.9664
9558 | 76509.5691 | 1579.0703 | 0 | 76448.5691 | 3180.039 | 13578.3828 | 2092.148 | 3340.3057 | 104.9411 | 244 | 8752.4285 | 9824.2211 | 11592.2318
9559 | 76284.7072 | 1906.5721 | 0 | 76223.7072 | 2751.6491 | 15635.5418 | 2454.1384 | 3351.2095 | 147.8867 | 244 | 11835.7334 | 12950.4717 | 14718.4824
9560 | 74910.9516 | 1432.3828 | 0 | 74849.9516 | 3147.8686 | 3560.7131 | 2142.6062 | 3188.1788 | 139.8652 | 380 | 263.878 | 1506.5948 | 3274.6055
9561 | 76258.8814 | 1679.2814 | -1679.2814 | 74518.6 | 1878.8389 | 4067.0793 | 2239.5295 | 3330.0783 | 173.2767 | 190 | 2609.4482 | 3695.5764 | 5463.5871
9562 | 76109.3421 | 2308.9279 | 0 | 76048.3421 | 2122.2687 | 10546.9609 | 2396.8133 | 3274.3137 | 133.0907 | 190 | 7417.677 | 8463.6193 | 10231.63
9563 | 75201.7269 | 2195.4458 | 0 | 75140.7269 | 4235.1802 | 7727.3422 | 2569.1339 | 3149.3743 | 92.737 | 380 | 3440.1434 | 4635.732 | 6403.7427
9564 | 74395.6606 | 1715.8791 | 0 | 74334.6606 | 2363.4953 | 12825.2506 | 2413.1074 | 3140.8941 | 202.8035 | 54 | 11051.2961 | 12030.9511 | 13798.9618
9565 | 75177.797 | 2183.1554 | 0 | 75116.797 | 1793.4791 | 3776.4319 | 2122.3934 | 3310.2378 | 113.6044 | 54 | 1668.9871 | 2559.4431 | 4327.4538
9566 | 76352.4329 | 1347.5947 | -1347.5947 | 74943.8383 | 2972.3514 | 14780.9006 | 1989.4969 | 3238.423 | 68.6095 | 380 | 11462.8308 | 12634.2918 | 14402.3025
9567 | 76652.9831 | 1196.3013 | 0 | 76591.9831 | 3116.3426 | 10590.8298 | 2491.5855 | 3394.405 | 96.2609 | 190 | 6138.6947 | 7147.8071 | 8915.8178
9568 | 77242.1806 | 1585.9006 | 0 | 77181.1806 | 3014.4851 | 4536.0202 | 2177.7792 | 3545.7715 | 64.8666 | 434 | -565.8947 | 655.8234 | 2423.8341
9569 | 77705.953 | 1234.5165 | -1234.5165 | 76410.4366 | 3103.192 | 4882.6386 | 2178.6125 | 3459.1864 | 100.4125 | 190 | 377.009 | 1390.273 | 3158.2837
9570 | 75408.827 | 2004.3982 | -2004.3982 | 73343.4289 | 3713.6063 | 14054.7637 | 2564.9713 | 3239.5766 | 144.6155 | 244 | 12172.4765 | 13283.9436 | 15051.9543
9571 | 75892.4011 | 1367.8441 | 0 | 75831.4011 | 3373.3514 | 16104.5964 | 2383.71 | 3360.8382 | 95.285 | 434 | 12014.5921 | 13266.7287 | 15034.7394
9572 | 76362.8615 | 1604.5161 | 0 | 76301.8615 | 4660.5688 | 6460.2768 | 2439.8423 | 3214.7731 | 158.4972 | 190 | 522.6619 | 1594.0107 | 3362.0214
9573 | 76656.6942 | 1652.8188 | -1652.8188 | 74942.8754 | 2446.9304 | 15985.24 | 2466.4731 | 3222.6728 | 169.2388 | 54 | 13654.78 | 14600.8704 | 16368.8811
9574 | 75595.7996 | 1911.078 | 0 | 75534.7996 | 4425.7321 | 6534.775 | 2466.05 | 3252.3001 | 141.3827 | 54 | 1662.7933 | 2581.0276 | 4349.0383
9575 | 74386.8342 | 1169.5163 | -1169.5163 | 73156.3179 | 3560.9611 | 9534.0961 | 2853.767 | 3154.0043 | 134.0459 | 380 | 8194.7883 | 9431.6858 | 11199.6965
9576 | 76226.9438 | 1307.5355 | 0 | 76165.9438 | 3081.6632 | 7012.6837 | 1306.0055 | 3197.2339 | 128.8354 | 244 | 1638.5161 | 2734.2031 | 4502.2138
9577 | 75857.9865 | 1227.5548 | -1227.5548 | 74569.4317 | 2659.8837 | 8562.7337 | 2344.4585 | 3310.9942 | 158.4103 | 54 | 6359.0709 | 7294.3328 | 9062.3435
9578 | 74492.7889 | 1168.4984 | 0 | 74431.7889 | 4118.428 | 8177.3336 | 2538.9586 | 3129.6979 | 99.1706 | 190 | 4665.9731 | 5677.9953 | 7446.006
9579 | 74071.6862 | 1604.8646 | 0 | 74010.6862 | 1740.4809 | 24106.2212 | 2211.065 | 3134.0679 | 242.6324 | 54 | 23070.387 | 24089.871 | 25857.8817
9580 | 75811.19 | 1322.9351 | 0 | 75750.19 | 3586.8082 | 4499.7927 | 2416.697 | 3260.4555 | 174.2187 | 190 | 210.147 | 1297.2173 | 3065.228
9581 | 76537.9423 | 1856.3104 | -1856.3104 | 74620.6318 | 2191.6079 | 10429.7638 | 2154.8039 | 3248.7457 | 195.3797 | 190 | 8391.2737 | 9499.5049 | 11267.5156
9582 | 76196.3944 | 2164.8879 | 0 | 76135.3944 | 3361.9382 | 8130.4877 | 2206.0131 | 3411.7893 | 230.0958 | 190 | 3621.1574 | 4764.1048 | 6532.1155
9583 | 75765.2454 | 2032.1528 | 0 | 75704.2454 | 3634.2021 | 9935.4323 | 2518.1864 | 3267.3975 | 116.4292 | 434 | 5752.7686 | 7026.0493 | 8794.06
9584 | 77057.9347 | 1728.3716 | 0 | 76996.9347 | 3444.0598 | 11043.7006 | 2047.715 | 3512.9972 | 165.4644 | 190 | 5533.6183 | 6611.9343 | 8379.945
9585 | 74923.8746 | 1474.4442 | 0 | 74862.8746 | 8174.7239 | 12000.3556 | 2394.6644 | 3187.5649 | 171.4973 | 380 | 3915.1863 | 5189.5352 | 6957.5459
9586 | 75061.2377 | 1469.235 | 0 | 75000.2377 | 2325.2589 | 6606.7954 | 2165.6388 | 3141.6728 | 123.4791 | 190 | 3958.8105 | 4995.1411 | 6763.1518
9587 | 76334.5777 | 1944.0761 | 0 | 76273.5777 | 3042.1267 | 9060.0692 | 2405.8801 | 3229.9747 | 106.9085 | 380 | 4750.4196 | 5960.1797 | 7728.1904
9588 | 75624.6449 | 1468.6906 | 0 | 75563.6449 | 3037.7277 | 17418.527 | 2314.0354 | 3246.7575 | 187.7657 | 190 | 13748.1474 | 14848.7646 | 16616.7753
9589 | 75360.5088 | 2345.62 | 0 | 75299.5088 | 2517.9153 | 7191.3302 | 2324.9843 | 3282.1012 | 155.4083 | 380 | 4351.1916 | 5609.4515 | 7377.4622
9590 | 75419.4373 | 2430.7277 | 0 | 75358.4373 | 4068.5161 | 4557.1827 | 2385.3587 | 3144.9704 | 115.2655 | 380 | 30.7584 | 1248.8754 | 3016.8861
9591 | 74376.4803 | 1943.1707 | -1943.1707 | 72372.3096 | 2226.8638 | 7772.6301 | 2544.9249 | 3206.3283 | 116.9927 | 434 | 8294.9099 | 9568.7541 | 11336.7648
9592 | 75631.4286 | 1575.2601 | 0 | 75570.4286 | 1921.5218 | 6732.4336 | 2685.1114 | 3240.2897 | 82.9187 | 434 | 4536.0843 | 5775.8546 | 7543.8653
9593 | 76141.0416 | 2030.5035 | 0 | 76080.0416 | 2567.9597 | 6478.2792 | 2273.4291 | 3227.8547 | 178.6584 | 434 | 2701.7617 | 4037.2716 | 5805.2823
9594 | 75205.004 | 1785.0186 | 0 | 75144.004 | 3768.46 | 4672.0899 | 2096.4527 | 3243.4546 | 106.4424 | 54 | 469.7332 | 1353.0271 | 3121.0378
9595 | 74316.7038 | 1522.0791 | -1522.0791 | 72733.6247 | 3572.6572 | 9754.1912 | 2384.0474 | 3145.3489 | 176.7747 | 380 | 8347.5057 | 9627.1319 | 11395.1426
9596 | 75848.4671 | 1764.6095 | 0 | 75787.4671 | 3864.1362 | 4711.9095 | 2607.1904 | 3191.9883 | 112.2817 | 244 | 229.6848 | 1308.8181 | 3076.8288
9597 | 74666.4695 | 1933.2272 | -1933.2272 | 72672.2423 | 2613.7534 | 10779.5258 | 1699.7243 | 3142.4148 | 220.1924 | 190 | 9705.8692 | 10838.9131 | 12606.9238
9598 | 75335.7499 | 1785.4159 | 0 | 75274.7499 | 2545.9097 | 3232.1855 | 2605.3236 | 3126.7631 | 114.2281 | 380 | 513.8125 | 1730.8922 | 3498.9029
9599 | 74391.8431 | 1585.9627 | -1585.9627 | 72744.8805 | 3155.6302 | 20502.4398 | 2730.7526 | 3133.808 | 107.0959 | 190 | 19836.6897 | 20856.6371 | 22624.6478
9600 | 76627.1386 | 1784.7233 | 0 | 76566.1386 | 3443.4624 | 11321.027 | 2138.7774 | 3410.3556 | 210.8604 | 190 | 6230.759 | 7354.471 | 9122.4817
9601 | 75807.4471 | 1447.4878 | 0 | 75746.4471 | 4617.0523 | 21208.5294 | 2697.39 | 3247.6298 | 54.6186 | 54 | 16160.2498 | 16991.72 | 18759.7307
9602 | 77121.234 | 1767.7991 | 0 | 77060.234 | 2624.7 | 10764.5048 | 2154.3386 | 3378.4266 | 150.6242 | 434 | 5982.536 | 7290.0118 | 9058.0225
9603 | 76372.714 | 1511.2925 | 0 | 76311.714 | 2634.2566 | 3418.8977 | 2456.9857 | 3541.2579 | 103.5986 | 190 | -158.6294 | 857.8207 | 2625.8314
9604 | 75810.0372 | 1744.8235 | -1744.8235 | 74004.2137 | 2654.5674 | 6413.0853 | 2215.8814 | 3285.1723 | 142.0284 | 190 | 4625.5579 | 5680.4379 | 7448.4486
9605 | 76474.0887 | 1307.3462 | 0 | 76413.0887 | 3537.8039 | 11652.4626 | 2315.7067 | 3434.3071 | 85.447 | 244 | 6821.7839 | 7874.0824 | 9642.0931
9606 | 76310.5799 | 1762.3023 | 0 | 76249.5799 | 2911.0157 | 3856.2485 | 2273.0747 | 3314.0273 | 135.0462 | 54 | -347.0451 | 564.8527 | 2332.8634
9607 | 75423.4404 | 1364.3886 | -1364.3886 | 73998.0518 | 3231.5994 | 7003.5747 | 2676.7963 | 3153.0731 | 120.5933 | 54 | 4973.9929 | 5871.4378 | 7639.4485
9608 | 75678.0042 | 1100.122 | 0 | 75617.0042 | 2293.0987 | 7503.3326 | 2460.7248 | 3256.5303 | 176.7164 | 54 | 4680.6847 | 5634.2527 | 7402.2634
9609 | 75291.3273 | 1853.1992 | 0 | 75230.3273 | 3678.9932 | 4213.463 | 2348.6413 | 3233.5582 | 176.186 | 54 | 256.5419 | 1209.5795 | 2977.5902
9610 | 76302.4504 | 1503.8072 | -1503.8072 | 74737.6432 | 2933.5332 | 10957.5047 | 2231.9245 | 3234.4256 | 203.2008 | 54 | 8122.8784 | 9102.9308 | 10870.9415
9611 | 76903.3131 | 1312.7871 | 0 | 76842.3131 | 4277.0809 | 9177.5245 | 2738.5019 | 3456.4225 | 30.2045 | 244 | 3623.255 | 4620.311 | 6388.3217
9612 | 75590.4974 | 1495.629 | 0 | 75529.4974 | 3195.154 | 3445.8373 | 2033.0732 | 3336.1182 | 152.4005 | 244 | -539.4227 | 579.8293 | 2347.84
9613 | 74856.1102 | 1727.06 | -1727.06 | 73068.0501 | 2183.9019 | 2122.6558 | 2226.2613 | 3141.5517 | 109.8759 | 380 | 1608.7167 | 2821.4442 | 4589.4549
9614 | 74905.1402 | 1880.2189 | -1880.2189 | 72963.9213 | 1323.8406 | 8384.4171 | 2399.6421 | 3153.6965 | 116.022 | 190 | 9020.1939 | 10049.0675 | 11817.0782
9615 | 77055.3333 | 1739.1351 | 0 | 76994.3333 | 2503.6721 | 4482.68 | 2164.9652 | 3396.9822 | 191.2027 | 380 | -83.178 | 1210.8763 | 2978.887
9616 | 75385.9127 | 1384.3371 | -1384.3371 | 73940.5756 | 1897.608 | 5874.33 | 2069.4337 | 3259.0236 | 105.1868 | 434 | 4734.8036 | 5996.842 | 7764.8527
9617 | 75191.2135 | 1968.3873 | 0 | 75130.2135 | 2601.8053 | 10674.0214 | 2335.7685 | 3155.07 | 105.1142 | 434 | 7803.0411 | 9065.0068 | 10833.0175
9618 | 76720.6193 | 2029.6212 | 0 | 76659.6193 | 2756.4466 | 5484.0986 | 2553.9245 | 3533.4735 | 188.1059 | 190 | 1525.6306 | 2626.5881 | 4394.5988
9619 | 76133.2918 | 1619.0075 | -1619.0075 | 74453.2843 | 2445.6577 | 5946.9311 | 2724.1888 | 3311.4183 | 101.1524 | 190 | 4453.7962 | 5467.8002 | 7235.8109
9620 | 74655.7896 | 1433.3669 | 0 | 74594.7896 | 3252.4705 | 8212.8534 | 2468.0833 | 3135.3415 | 27.7134 | 434 | 5339.2181 | 6523.783 | 8291.7937
9621 | 75325.4372 | 1437.6192 | 0 | 75264.4372 | 3070.5145 | 6973.0852 | 2614.9005 | 3235.0915 | 120.1652 | 54 | 3858.3256 | 4755.3423 | 6523.353
9622 | 74172.8892 | 1860.7556 | 0 | 74111.8892 | 2952.3251 | 6517.2415 | 2394.2553 | 3130.5237 | 68.3157 | 54 | 4348.0063 | 5193.1735 | 6961.1842
9623 | 75254.8435 | 1651.9929 | 0 | 75193.8435 | 2915.4925 | 4494.8078 | 2515.7718 | 3216.0374 | 176.6727 | 54 | 1487.481 | 2441.0053 | 4209.016
9624 | 75584.0765 | 1711.4549 | -1711.4549 | 73811.6215 | 3371.0512 | 11658.6518 | 2637.9421 | 3230.1125 | 140.7126 | 244 | 9714.2336 | 10821.7978 | 12589.8085
9625 | 76548.2992 | 1866.1035 | 0 | 76487.2992 | 1973.5384 | 2652.8709 | 2198.6601 | 3409.2061 | 107.1902 | 380 | -829.9005 | 380.1413 | 2148.152
9626 | 74210.0951 | 1843.9155 | -1843.9155 | 72305.1796 | 4235.4468 | 8692.6856 | 2727.055 | 3144.8233 | 178.0679 | 54 | 7394.1376 | 8349.0571 | 10117.0678
9627 | 76488.4469 | 1262.8299 | 0 | 76427.4469 | 3212.3856 | 6754.4265 | 2170.7032 | 3351.9594 | 152.1214 | 54 | 2007.4567 | 2936.4296 | 4704.4403
9628 | 76742.193 | 1382.7603 | -1382.7603 | 75298.4327 | 1992.3866 | 24801.6299 | 2348.9646 | 3385.8773 | 80.1315 | 380 | 22615.8525 | 23798.8355 | 25566.8462
9629 | 76172.0005 | 1304.6082 | 0 | 76111.0005 | 2606.2382 | 11195.0867 | 2571.4578 | 3280.6168 | 149.6825 | 54 | 7700.1225 | 8626.6566 | 10394.6673
9630 | 75484.3353 | 1448.2092 | 0 | 75423.3353 | 3517.7288 | 11894.9969 | 2382.299 | 3262.2052 | 179.898 | 54 | 7968.637 | 8925.3866 | 10693.3973
9631 | 76354.1523 | 1691.1501 | 0 | 76293.1523 | 3302.3729 | 3711.7556 | 2559.8937 | 3372.7372 | 200.1842 | 244 | -580.9387 | 586.0971 | 2354.1078
9632 | 76104.0903 | 1885.6928 | -1885.6928 | 74157.3976 | 1787.0521 | 21304.2592 | 2561.898 | 3401.5791 | 154.3655 | 434 | 20693.4866 | 22004.7037 | 23772.7144
9633 | 75888.7954 | 2284.6661 | 0 | 75827.7954 | 2462.9881 | 3863.6916 | 2189.2803 | 3272.5594 | 170.3123 | 244 | 404.9477 | 1542.1116 | 3310.1223
9634 | 74318.6545 | 1493.3718 | -1493.3718 | 72764.2827 | 1724.4944 | 10234.0474 | 2510.5436 | 3147.3762 | 182.1192 | 54 | 10773.3901 | 11732.3609 | 13500.3716
9635 | 75440.6415 | 2092.7013 | 0 | 75379.6415 | 2583.8279 | 6258.6134 | 1991.8524 | 3263.4242 | 189.5871 | 434 | 2920.6205 | 4267.0592 | 6035.0699
9636 | 73673.5739 | 1563.0752 | 0 | 73612.5739 | 2997.0584 | 7309.8871 | 2228.6457 | 3126.2468 | 126.3536 | 54 | 5425.3474 | 6328.5525 | 8096.5632
9637 | 76031.0888 | 1111.4976 | 0 | 75970.0888 | 3438.4752 | 5609.7818 | 2441.9909 | 3251.9504 | 136.0635 | 54 | 1265.359 | 2178.2741 | 3946.2848
9638 | 75300.5287 | 1845.3478 | -1845.3478 | 73394.1809 | 3205.0671 | 19649.1556 | 2315.6034 | 3204.5209 | 125.0433 | 54 | 17940.2319 | 18842.1268 | 20610.1375
9639 | 74939.9081 | 1098.6797 | 0 | 74878.9081 | 3360.8163 | 5924.1928 | 2414.4186 | 3278.5487 | 151.3649 | 244 | 2747.6356 | 3865.8521 | 5633.8628
9640 | 76330.1928 | 1396.493 | 0 | 76269.1928 | 3116.9279 | 15934.2944 | 2251.025 | 3185.058 | 155.0243 | 54 | 11354.4567 | 12286.3326 | 14054.3433
9641 | 75174.8489 | 1520.2974 | 0 | 75113.8489 | 2694.5193 | 4483.0955 | 2122.8834 | 3251.521 | 82.5654 | 54 | 1419.3317 | 2278.7486 | 4046.7593
9642 | 74488.9094 | 1573.136 | -1573.136 | 72854.7734 | 2470.8444 | 6719.429 | 2417.7848 | 3150.9766 | 155.1222 | 380 | 6332.7726 | 7590.7464 | 9358.7571
9643 | 74812.764 | 1919.5306 | 0 | 74751.764 | 3076.9769 | 6196.8061 | 2588.267 | 3236.3284 | 175.2762 | 244 | 3562.8605 | 4704.9882 | 6472.9989
9644 | 74564.7423 | 1555.9381 | 0 | 74503.7423 | 4317.5511 | 12288.517 | 2378.8775 | 3221.5553 | 148.8417 | 54 | 8437.8564 | 9363.5497 | 11131.5604
9645 | 75930.1905 | 2242.0003 | 0 | 75869.1905 | 2569.5763 | 6983.8816 | 2645.1954 | 3258.1681 | 128.5098 | 380 | 3818.6783 | 5050.0396 | 6818.0503
9646 | 75404.5037 | 1287.4945 | 0 | 75343.5037 | 3562.9409 | 18088.048 | 2640.5164 | 3212.3124 | 231.7675 | 54 | 14404.6322 | 15413.2512 | 17181.2619
9647 | 75494.5384 | 1492.3988 | 0 | 75433.5384 | 4024.5581 | 5867.9871 | 2494.0474 | 3334.7448 | 184.5763 | 434 | 1608.8828 | 2950.3107 | 4718.3214
9648 | 76687.3216 | 1495.7846 | -1495.7846 | 75130.537 | 2480.1226 | 4395.954 | 2158.0833 | 3498.3409 | 176.3278 | 190 | 1811.9186 | 2901.0979 | 4669.1086
9649 | 75978.402 | 2382.4387 | -2382.4387 | 73534.9633 | 3691.0907 | 2614.09 | 2236.5689 | 3267.8264 | 150.2507 | 54 | 262.6313 | 1189.7335 | 2957.7442
9650 | 76015.2545 | 1642.6212 | -1642.6212 | 74311.6332 | 4204.7212 | 9809.5294 | 2281.665 | 3309.1226 | 143.3176 | 190 | 6254.1626 | 7310.3317 | 9078.3424
9651 | 75514.2223 | 1448.9191 | 0 | 75453.2223 | 1750.2398 | 16613.0492 | 2344.528 | 3186.1079 | 222.8696 | 54 | 14310.423 | 15310.1441 | 17078.1548
9652 | 74686.1237 | 2023.0115 | 0 | 74625.1237 | 2499.7105 | 10617.4675 | 2063.0129 | 3327.6335 | 91.2208 | 244 | 8253.4797 | 9311.5521 | 11079.5628
9653 | 77208.5693 | 1394.5032 | 0 | 77147.5693 | 3347.5463 | 5998.6201 | 2303.3611 | 3515.5397 | 89.2416 | 190 | 692.6054 | 1694.6985 | 3462.7092
9654 | 75630.7195 | 1665.1197 | -1665.1197 | 73904.5997 | 2828.3691 | 7508.957 | 2159.8134 | 3357.9071 | 112.7943 | 190 | 5663.9087 | 6689.5545 | 8457.5652
9655 | 77075.288 | 1397.5275 | 0 | 77014.288 | 3365.9672 | 6417.2269 | 2369.9263 | 3437.0608 | 51.3602 | 244 | 1214.1589 | 2232.3707 | 4000.3814
9656 | 75704.2655 | 1309.4861 | -1309.4861 | 74333.7795 | 2814.4005 | 7711.4099 | 2550.0049 | 3196.762 | 92.2482 | 54 | 5680.1969 | 6549.2967 | 8317.3074
9657 | 76003.8412 | 1868.5746 | 0 | 75942.8412 | 1880.2643 | 11187.3719 | 2199.2882 | 3385.329 | 108.512 | 434 | 8319.0837 | 9584.4472 | 11352.4579
9658 | 75971.2977 | 1110.8217 | 0 | 75910.2977 | 2609.0874 | 16615.3771 | 2373.9916 | 3164.1935 | 232.5791 | 190 | 13004.377 | 14149.8077 | 15917.8184
9659 | 74820.3962 | 1612.0025 | 0 | 74759.3962 | 2437.5086 | 16716.973 | 2841.7778 | 3200.0511 | 94.6775 | 54 | 14932.097 | 15803.626 | 17571.6367
9660 | 75964.9787 | 1223.1436 | 0 | 75903.9787 | 2646.2222 | 4984.1388 | 2117.8823 | 3231.9218 | 196.2833 | 244 | 1153.9419 | 2317.0768 | 4085.0875
9661 | 75613.3428 | 1789.4541 | -1789.4541 | 73762.8888 | 1500.2526 | 5364.5004 | 2614.7866 | 3181.341 | 155.2894 | 190 | 5267.6866 | 6335.8276 | 8103.8383
9662 | 75563.5846 | 1588.2396 | 0 | 75502.5846 | 2508.5554 | 7485.2535 | 2691.7968 | 3305.2353 | 163.6271 | 190 | 4841.3456 | 5917.8242 | 7685.8349
9663 | 76424.9361 | 1867.2456 | 0 | 76363.9361 | 1786.4966 | 3411.5884 | 2353.0715 | 3429.9387 | 59.5409 | 190 | 414.3659 | 1386.7584 | 3154.7691
9664 | 76262.3834 | 2141.0361 | -2141.0361 | 74060.3473 | 2157.0811 | 13630.2925 | 1808.308 | 3248.3498 | 87.4194 | 190 | 11839.7218 | 12839.9927 | 14608.0034
9665 | 76774.7498 | 2007.1607 | 0 | 76713.7498 | 2132.259 | 12840.863 | 2254.711 | 3449.4475 | 138.0837 | 190 | 9069.2127 | 10120.1479 | 11888.1586
9666 | 74813.7046 | 1482.008 | 0 | 74752.7046 | 2985.1331 | 4775.9268 | 1722.5941 | 3151.4627 | 83.1615 | 190 | 1282.346 | 2278.359 | 4046.3697
9667 | 75201.561 | 1397.6627 | -1397.6627 | 73742.8984 | 2554.953 | 10118.6449 | 2453.1857 | 3277.2641 | 151.8514 | 244 | 8921.4432 | 10040.1461 | 11808.1568
9668 | 76921.2605 | 1642.3737 | 0 | 76860.2605 | 4678.7949 | 10503.0715 | 2320.0997 | 3448.432 | 127.1107 | 54 | 4102.7478 | 5006.71 | 6774.7207
9669 | 76507.0021 | 1639.6792 | 0 | 76446.0021 | 4509.8583 | 9952.2968 | 2636.5592 | 3352.7792 | 177.249 | 54 | 4355.9748 | 5310.0754 | 7078.0861
9670 | 75455.0314 | 1120.733 | 0 | 75394.0314 | 1644.6289 | 10515.9031 | 2567.6338 | 3263.4127 | 114.6685 | 380 | 8678.4894 | 9896.0094 | 11664.0201
9671 | 74636.2317 | 2474.4868 | 0 | 74575.2317 | 1974.1661 | 8618.4376 | 1521.5061 | 3170.4687 | 104.9877 | 244 | 6131.2146 | 7203.0538 | 8971.0645
9672 | 75336.7631 | 1084.535 | 0 | 75275.7631 | 1934.9122 | 6205.6514 | 2575.0594 | 3248.1967 | 179.9461 | 244 | 4188.4323 | 5335.2299 | 7103.2406
9673 | 75823.4461 | 1631.2226 | 0 | 75762.4461 | 2205.0109 | 19174.615 | 2453.6361 | 3308.7355 | 135.4946 | 190 | 16339.7295 | 17388.0757 | 19156.0864
9674 | 77110.5727 | 1553.9295 | 0 | 77049.5727 | 2378.4961 | 13192.4498 | 2140.6792 | 3397.6217 | 157.7403 | 244 | 8672.882 | 9797.4739 | 11565.4846
9675 | 77646.7654 | 1197.0843 | 0 | 77585.7654 | 3113.5808 | 15433.6821 | 2456.0724 | 3568.8264 | 82.5563 | 190 | 10129.4346 | 11124.8425 | 12892.8532
9676 | 74092.0099 | 2105.7084 | 0 | 74031.0099 | 4125.1415 | 12673.2627 | 2663.9171 | 3126.3819 | 117.8617 | 190 | 9677.6103 | 10708.3235 | 12476.3342
9677 | 76148.3394 | 1323.5172 | 0 | 76087.3394 | 3871.8401 | 4504.7574 | 2406.0007 | 3309.3741 | 156.5279 | 380 | -368.8472 | 890.5323 | 2658.543
9678 | 75581.588 | 2069.926 | -2069.926 | 73450.662 | 2435.7682 | 3668.4869 | 2176.0268 | 3327.2803 | 119.3795 | 190 | 2655.5638 | 3687.7949 | 5455.8056
9679 | 75729.9764 | 1311.0946 | 0 | 75668.9764 | 3148.0977 | 13663.2716 | 2658.3302 | 3215.5074 | 159.7282 | 54 | 10090.2351 | 11026.8149 | 12794.8256
9680 | 74691.4908 | 1278.5071 | 0 | 74630.4908 | 3372.9877 | 2171.4959 | 1881.306 | 3197.9353 | 150.8479 | 54 | -1382.5413 | -454.8419 | 1313.1688
9681 | 77577.8062 | 1696.7615 | -1696.7615 | 75820.0447 | 3007.9169 | 7980.7385 | 2017.1543 | 3468.7219 | 207.0915 | 380 | 4008.8531 | 5318.7961 | 7086.8068
9682 | 76908.3909 | 1609.2023 | 0 | 76847.3909 | 2880.6128 | 8234.9338 | 2088.5993 | 3319.8558 | 151.7056 | 190 | 3285.5853 | 4350.1424 | 6118.1531
9683 | 76100.5021 | 2177.485 | 0 | 76039.5021 | 2036.9716 | 10868.6485 | 2297.4716 | 3242.3505 | 90.9742 | 54 | 7702.1969 | 8570.0226 | 10338.0333
9684 | 76594.6456 | 1658.5067 | 0 | 76533.6456 | 2886.2309 | 15907.0188 | 2013.0419 | 3509.6757 | 119.0498 | 244 | 11380.0598 | 12465.9612 | 14233.9719
9685 | 75240.6727 | 1404.5578 | 0 | 75179.6727 | 2788.706 | 4406.4437 | 2320.9959 | 3184.769 | 161.7819 | 380 | 1314.0299 | 2578.6634 | 4346.6741
9686 | 75899.9952 | 2097.3399 | -2097.3399 | 73741.6553 | 4721.3792 | 7527.4614 | 2264.3568 | 3349.5463 | 134.1369 | 380 | 4048.5299 | 5285.5183 | 7053.529
9687 | 76179.9312 | 1693.4546 | 0 | 76118.9312 | 3527.3679 | 4310.8727 | 2519.7412 | 3218.0322 | 148.1283 | 244 | -227.453 | 887.5269 | 2655.5376
9688 | 75166.4436 | 1958.6559 | -1958.6559 | 73146.7877 | 1646.4179 | 4237.8176 | 2350.2002 | 3219.5107 | 125.1445 | 54 | 4384.5228 | 5286.5189 | 7054.5296
9689 | 75051.9428 | 1640.9849 | 0 | 74990.9428 | 3098.9878 | 11186.4811 | 2278.6893 | 3264.1356 | 79.5515 | 244 | 8009.5753 | 9055.9783 | 10823.989
9690 | 74091.0239 | 1673.379 | 0 | 74030.0239 | 2980.5706 | 13022.6259 | 1860.8586 | 3173.4817 | 166.4811 | 380 | 10416.5717 | 11685.9044 | 13453.9151
9691 | 75295.7671 | 2275.3558 | 0 | 75234.7671 | 3697.4728 | 11311.0264 | 2620.0355 | 3246.0316 | 148.7798 | 244 | 7615.0536 | 8730.685 | 10498.6957
9692 | 75529.4243 | 1377.1461 | 0 | 75468.4243 | 4705.431 | 6403.7351 | 2083.1556 | 3326.72 | 188.5168 | 244 | 1009.9553 | 2165.3237 | 3933.3344
9693 | 75339.7702 | 1616.228 | -1616.228 | 73662.5422 | 3169.0183 | 10914.8222 | 2582.4084 | 3214.8984 | 151.5825 | 244 | 9250.7685 | 10369.2026 | 12137.2133
9694 | 73726.1027 | 1678.684 | 0 | 73665.1027 | 3826.8846 | 8162.5064 | 2212.6908 | 3127.0011 | 196.1193 | 54 | 5380.411 | 6353.3819 | 8121.3926
9695 | 74813.3314 | 2096.7513 | 0 | 74752.3314 | 2687.2713 | 3821.3157 | 2535.1363 | 3191.6791 | 143.183 | 434 | 1478.7282 | 2778.7628 | 4546.7735
9696 | 74470.611 | 1373.3919 | -1373.3919 | 73036.2191 | 1895.4974 | 8149.3616 | 2524.5736 | 3164.8451 | 82.6725 | 54 | 8277.2637 | 9136.7878 | 10904.7985
9697 | 74068.1782 | 1782.2219 | 0 | 74007.1782 | 3113.5563 | 11630.7851 | 2385.7326 | 3187.3785 | 156.147 | 54 | 9453.3617 | 10386.3602 | 12154.3709
9698 | 76954.8514 | 1393.386 | 0 | 76893.8514 | 1651.3838 | 5654.4656 | 2500.7345 | 3427.7275 | 136.4257 | 434 | 2407.8924 | 3701.1696 | 5469.1803
9699 | 75006.304 | 2145.0127 | -2145.0127 | 72800.2913 | 2534.8282 | 7106.9385 | 2240.5362 | 3234.4535 | 195.0636 | 54 | 6617.0086 | 7588.9237 | 9356.9344
9700 | 76229.4142 | 1541.7083 | 0 | 76168.4142 | 2418.3289 | 4672.4578 | 2343.464 | 3387.1346 | 82.0492 | 244 | 1186.5133 | 2235.414 | 4003.4247
9701 | 75832.6291 | 2038.871 | -2038.871 | 73732.758 | 1887.0054 | 5941.7412 | 2060.9502 | 3288.7521 | 113.6075 | 190 | 5041.88 | 6068.339 | 7836.3497
9702 | 77613.8602 | 1514.0102 | 0 | 77552.8602 | 4479.1265 | 3431.764 | 2598.1851 | 3547.8399 | 101.8097 | 54 | -3083.9977 | -2205.3365 | -437.3258
9703 | 76661.755 | 1542.5008 | -1542.5008 | 75058.2542 | 3974.3033 | 12288.6992 | 2359.247 | 3391.2746 | 152.1005 | 54 | 8376.8634 | 9305.8155 | 11073.8262
9704 | 76648.8145 | 1762.2292 | 0 | 76587.8145 | 2372.9996 | 6266.4335 | 2227.2366 | 3281.6633 | 85.0195 | 54 | 2184.7193 | 3046.5903 | 4814.601
9705 | 75850.4072 | 1965.5284 | -1965.5284 | 73823.8788 | 1891.0525 | 13933.2457 | 2250.6543 | 3439.8653 | 179.5856 | 244 | 13279.034 | 14425.4712 | 16193.4819
9706 | 75866.0487 | 2268.7369 | 0 | 75805.0487 | 3321.3646 | 26110.5045 | 2519.8141 | 3295.19 | 230.3616 | 380 | 22169.2952 | 23502.5084 | 25270.5191
9707 | 76950.8873 | 1750.4921 | 0 | 76889.8873 | 2530.209 | 4902.0999 | 2520.3832 | 3527.4873 | 113.1471 | 190 | 900.0741 | 1926.0727 | 3694.0834
9708 | 77031.5263 | 1793.3564 | -1793.3564 | 75177.1698 | 1675.1157 | 4351.5249 | 2153.7953 | 3538.4926 | 178.6428 | 54 | 2561.7274 | 3517.2218 | 5285.2325
9709 | 75554.1881 | 1228.1687 | 0 | 75493.1881 | 3320.7572 | 15150.1708 | 2280.0318 | 3272.4068 | 117.2573 | 54 | 11258.8641 | 12152.9729 | 13920.9836
9710 | 76512.4312 | 1652.1945 | 0 | 76451.4312 | 3540.6299 | 5548.7521 | 2221.9681 | 3249.9839 | 58.1078 | 244 | 398.843 | 1423.8023 | 3191.813
9711 | 75711.0642 | 1442.3811 | -1442.3811 | 74207.6831 | 2632.5761 | 6772.2777 | 2633.2934 | 3203.3724 | 191.2599 | 190 | 5138.8843 | 6242.9958 | 8011.0065
9712 | 74979.652 | 1770.058 | 0 | 74918.652 | 2576.6658 | 18878.8785 | 2568.9517 | 3136.7348 | 133.8849 | 244 | 16459.4471 | 17560.1836 | 19328.1943
9713 | 76120.4234 | 1939.9606 | 0 | 76059.4234 | 1968.2291 | 3292.8006 | 2463.9443 | 3461.3399 | 88.2494 | 244 | 560.6324 | 1615.7334 | 3383.7441
9714 | 75397.6851 | 1337.7092 | -1337.7092 | 73998.9759 | 1997.5802 | 6266.5081 | 2446.7852 | 3233.021 | 177.7956 | 380 | 5319.9582 | 6600.6054 | 8368.6161
9715 | 76212.7237 | 1944.1009 | 0 | 76151.7237 | 1645.5809 | 4827.8116 | 2555.071 | 3445.3587 | 190.5473 | 434 | 2401.1367 | 3748.5355 | 5516.5462
9716 | 74779.7869 | 1557.5543 | -1557.5543 | 73161.2326 | 4222.105 | 10134.1682 | 2439.1097 | 3193.5753 | 120.157 | 54 | 7753.7156 | 8650.7242 | 10418.7349
9717 | 76664.0939 | 1452.3886 | 0 | 76603.0939 | 2738.2065 | 15282.692 | 2413.2391 | 3300.7634 | 132.8871 | 54 | 11025.594 | 11935.3327 | 13703.3434
9718 | 76037.8245 | 1738.0048 | 0 | 75976.8245 | 2965.5627 | 11203.8666 | 2176.691 | 3388.2538 | 150.0711 | 190 | 7196.6241 | 8259.5467 | 10027.5574
9719 | 75810.2739 | 1642.2341 | 0 | 75749.2739 | 3663.3885 | 4619.4045 | 2094.8312 | 3207.3687 | 100.0038 | 54 | -120.858 | 755.9973 | 2524.008
9720 | 75233.4117 | 1616.5552 | -1616.5552 | 73555.8565 | 3836.1997 | 7387.381 | 2271.3475 | 3200.5027 | 134.9166 | 190 | 4837.375 | 5885.1432 | 7653.1539
9721 | 75889.0475 | 1674.6049 | 0 | 75828.0475 | 3632.7323 | 8120.9379 | 2504.9085 | 3166.7404 | 157.3026 | 434 | 3702.007 | 5016.1612 | 6784.1719
9722 | 76789.2844 | 1931.4685 | 0 | 76728.2844 | 1045.8375 | 14177.5817 | 1784.4003 | 3397.2653 | 49.5203 | 434 | 10955.3253 | 12161.6972 | 13929.7079
9723 | 76431.1236 | 1632.1352 | 0 | 76370.1236 | 1686.8075 | 8267.1478 | 2564.3368 | 3291.168 | 112.72 | 54 | 5435.9217 | 6325.4932 | 8093.5039
9724 | 76432.7495 | 1647.5516 | 0 | 76371.7495 | 2563.0427 | 1966.7983 | 2655.8428 | 3175.8305 | 155.4483 | 434 | -1766.1207 | -453.8209 | 1314.1898
9725 | 74465.5127 | 1625.2084 | -1625.2084 | 72779.3043 | 2879.9289 | 16543.0429 | 1990.5106 | 3125.2692 | 152.2373 | 190 | 15369.7896 | 16434.8784 | 18202.8891
9726 | 76821.9659 | 1593.4636 | 0 | 76760.9659 | 1100.7104 | 5504.0434 | 1913.0691 | 3472.6779 | 126.8019 | 244 | 2398.314 | 3491.9675 | 5259.9782
9727 | 74347.2063 | 1877.1565 | -1877.1565 | 72409.0498 | 4059.6547 | 15483.2318 | 2469.398 | 3126.5878 | 155.6421 | 54 | 13980.7131 | 14913.2068 | 16681.2175
9728 | 75466.7985 | 1595.178 | 0 | 75405.7985 | 2304.3227 | 3800.9239 | 2327.8468 | 3273.3759 | 114.0731 | 380 | 1062.2254 | 2279.1501 | 4047.1608
9729 | 74541.6797 | 1897.5972 | -1897.5972 | 72583.0825 | 3068.9416 | 5317.3171 | 2380.524 | 3145.5039 | 99.6705 | 244 | 4561.5208 | 5628.0428 | 7396.0535
9730 | 75850.7012 | 1694.7591 | 0 | 75789.7012 | 2806.0075 | 8719.2149 | 2196.0234 | 3174.5105 | 149.5141 | 54 | 4864.24 | 5790.6057 | 7558.6164
9731 | 76211.4324 | 1812.0209 | 0 | 76150.4324 | 4262.3207 | 6371.6663 | 2292.3247 | 3378.2714 | 126.4413 | 190 | 999.7093 | 2039.0022 | 3807.0129
9732 | 76048.6898 | 1374.7819 | -1374.7819 | 74612.9079 | 2331.1376 | 10188.2565 | 2081.6187 | 3252.6043 | 141.4797 | 54 | 7948.6341 | 8866.9654 | 10634.9761
9733 | 75246.4916 | 1405.2124 | 0 | 75185.4916 | 2968.5285 | 13441.1839 | 2639.7181 | 3176.6184 | 178.0059 | 190 | 10473.7002 | 11564.5577 | 13332.5684
9734 | 76423.4173 | 1791.8495 | 0 | 76362.4173 | 2520.8202 | 8095.2133 | 2517.0493 | 3407.8997 | 103.4276 | 434 | 4507.1248 | 5767.404 | 7535.4147
9735 | 73993.2413 | 1550.2913 | 0 | 73932.2413 | 2248.4163 | 3248.8054 | 2063.5999 | 3123.8846 | 94.934 | 54 | 1625.8323 | 2497.6178 | 4265.6285
9736 | 75204.6917 | 1786.2166 | -1786.2166 | 73357.4751 | 2908.6499 | 16386.7144 | 2492.3375 | 3247.7581 | -12.2177 | 190 | 15230.8851 | 16131.5189 | 17899.5296
9737 | 74604.1449 | 1337.346 | 0 | 74543.1449 | 2557.9539 | 6227.7691 | 2278.1695 | 3188.5346 | 126.5884 | 54 | 3963.5744 | 4867.0143 | 6635.025
9738 | 74333.1459 | 1428.8262 | 0 | 74272.1459 | 2184.0318 | 20807.9583 | 2589.2163 | 3148.7012 | 88.0811 | 54 | 19459.8981 | 20324.8307 | 22092.8414
9739 | 74129.9908 | 1947.0918 | 0 | 74068.9908 | 2542.0688 | 7791.8463 | 2429.8898 | 3126.5149 | 153.4068 | 54 | 6107.3914 | 7037.6498 | 8805.6605
9740 | 76157.2961 | 1515.7733 | 0 | 76096.2961 | 3810.3099 | 4235.9627 | 2540.6144 | 3298.6805 | 143.7288 | 190 | -461.1484 | 595.432 | 2363.4427
9741 | 74170.2842 | 1397.8027 | -1397.8027 | 72711.4815 | 1495.5386 | 12639.8597 | 2288.337 | 3228.0445 | 120.4226 | 54 | 13319.421 | 14216.6952 | 15984.7059
9742 | 76791.4686 | 1367.1523 | 0 | 76730.4686 | 2839.9627 | 3273.9626 | 2392.9541 | 3353.2979 | 142.3897 | 434 | -1180.0168 | 119.2245 | 1887.2352
9743 | 76393.5586 | 1541.0964 | -1541.0964 | 74791.4622 | 1249.092 | 12942.288 | 2199.5449 | 3259.696 | 123.6267 | 54 | 11731.1747 | 12631.653 | 14399.6637
9744 | 75760.8417 | 1859.4002 | 0 | 75699.8417 | 2559.8929 | 14600.1566 | 2312.694 | 3309.9327 | 224.9871 | 190 | 11333.2488 | 12471.0874 | 14239.0981
9745 | 75221.2966 | 2122.3492 | 0 | 75160.2966 | 2638.3816 | 8064.9258 | 1779.9005 | 3132.5196 | 157.8183 | 380 | 4548.8678 | 5809.5376 | 7577.5483
9746 | 75748.8286 | 1429.7973 | 0 | 75687.8286 | 2324.5832 | 7306.0138 | 2381.0274 | 3315.4674 | 172.4104 | 380 | 4360.2968 | 5635.5588 | 7403.5695
9747 | 74439.421 | 1489.5049 | 0 | 74378.421 | 3606.8016 | 2696.0348 | 2124.635 | 3158.087 | 153.0406 | 54 | -636.2659 | 293.6263 | 2061.637
9748 | 74989.3461 | 1749.1512 | -1749.1512 | 73179.1949 | 2767.2665 | 9793.5695 | 2227.2429 | 3152.7621 | 104.4353 | 244 | 8597.3132 | 9668.6 | 11436.6107
9749 | 76888.7128 | 1743.1789 | 0 | 76827.7128 | 3812.5617 | 8979.2326 | 2642.4278 | 3367.567 | 116.1387 | 190 | 3719.1529 | 4748.1431 | 6516.1538
9750 | 75673.0305 | 1383.2863 | 0 | 75612.0305 | 1026.7162 | 7791.7476 | 2405.4047 | 3301.3298 | 125.1833 | 380 | 6229.9354 | 7457.9703 | 9225.981
9751 | 76062.3703 | 1773.0359 | 0 | 76001.3703 | 2599.6364 | 4392.8616 | 2115.1322 | 3202.0318 | 99.9692 | 380 | 479.2189 | 1682.0396 | 3450.0503
9752 | 76875.3156 | 2208.4829 | -2208.4829 | 74605.8328 | 2252.4024 | 5900.6663 | 2446.0028 | 3382.8837 | 132.1768 | 434 | 4241.5177 | 5530.5461 | 7298.5568
9753 | 76451.0582 | 1429.3093 | 0 | 76390.0582 | 2920.4768 | 10586.7561 | 2026.959 | 3375.9259 | 65.4135 | 190 | 6049.306 | 7027.5711 | 8795.5818
9754 | 75628.6193 | 1330.6194 | 0 | 75567.6193 | 1234.07 | 13164.0767 | 2660.4429 | 3331.3819 | 165.7291 | 380 | 11724.4122 | 12992.9929 | 14761.0036
9755 | 77121.7866 | 1724.4547 | 0 | 77060.7866 | 2090.0277 | 7693.4145 | 2019.2716 | 3438.0039 | 154.1048 | 190 | 3370.0758 | 4437.0322 | 6205.0429
9756 | 75788.0339 | 2078.8409 | 0 | 75727.0339 | 3725.1997 | 4606.4824 | 2347.7961 | 3217.1681 | 209.7685 | 190 | 89.413 | 1212.033 | 2980.0437
9757 | 75403.8875 | 1746.7178 | -1746.7178 | 73596.1698 | 2580.2723 | 4475.1234 | 2375.4461 | 3257.5077 | 157.4454 | 380 | 3301.8352 | 4562.1321 | 6330.1428
9758 | 75220.5722 | 1658.9557 | 0 | 75159.5722 | 1585.7257 | 9866.7198 | 2325.0639 | 3209.0747 | 103.7324 | 190 | 8025.7606 | 9042.3445 | 10810.3552
9759 | 77040.431 | 1651.189 | 0 | 76979.431 | 1739.9247 | 10391.7255 | 2064.7857 | 3481.6593 | 129.7106 | 434 | 6589.0148 | 7875.577 | 9643.5877
9760 | 74212.7484 | 1970.9469 | 0 | 74151.7484 | 2281.5194 | 4665.5127 | 2426.9385 | 3135.6689 | 78.3027 | 54 | 3165.0523 | 4020.2066 | 5788.2173
9761 | 76404.5723 | 1699.2824 | 0 | 76343.5723 | 2279.4045 | 5295.7858 | 2544.4831 | 3259.35 | 114.0659 | 54 | 1846.8421 | 2737.7595 | 4505.7702
9762 | 76564.8671 | 1700.6255 | -1700.6255 | 74803.2416 | 3382.3794 | 6986.8259 | 1996.2828 | 3329.7439 | 107.7452 | 190 | 3497.4316 | 4518.0284 | 6286.0391
9763 | 75828.4142 | 1656.2627 | 0 | 75767.4142 | 4345.2686 | 10796.6631 | 2206.6742 | 3222.0658 | 136.8957 | 54 | 5482.9203 | 6396.6676 | 8164.6783
9764 | 75539.6997 | 1137.3291 | 0 | 75478.6997 | 4538.9163 | 15977.0677 | 2326.0618 | 3476.9521 | 126.5593 | 190 | 11132.6656 | 12172.0765 | 13940.0872
9765 | 77126.91 | 1555.8553 | 0 | 77065.91 | 2804.3564 | 6484.084 | 2617.2794 | 3522.7214 | 202.9274 | 244 | 2124.0184 | 3293.7974 | 5061.8081
9766 | 76814.535 | 1909.8759 | -1909.8759 | 74843.6591 | 2884.3653 | 12971.7179 | 2860.1452 | 3378.3376 | 83.1996 | 380 | 10852.3763 | 12038.4275 | 13806.4382
9767 | 75650.3097 | 2392.3345 | 0 | 75589.3097 | 2112.599 | 2112.6412 | 1857.2073 | 3329.6521 | 172.8754 | 380 | -1032.2081 | 243.5189 | 2011.5296
9768 | 75651.3859 | 1598.8769 | -1598.8769 | 73991.509 | 3295.0004 | 20776.6506 | 2485.7118 | 3363.1566 | 162.755 | 434 | 18709.2096 | 20028.8161 | 21796.8268
9769 | 74447.2053 | 1518.8893 | 0 | 74386.2053 | 2819.1025 | 3892.7632 | 2162.7292 | 3126.4532 | 188.0929 | 190 | 1346.8378 | 2447.7823 | 4215.793
9770 | 75760.3631 | 1596.3848 | -1596.3848 | 74102.9783 | 1453.3825 | 14901.8598 | 2079.6465 | 3374.0882 | 101.0706 | 380 | 14169.4338 | 15373.3559 | 17141.3666
9771 | 74781.8347 | 1798.1 | 0 | 74720.8347 | 2787.0176 | 4528.833 | 2287.9368 | 3211.9074 | 118.7669 | 54 | 1891.0248 | 2786.6433 | 4554.654
9772 | 76626.2 | 1197.7006 | -1197.7006 | 75367.4994 | 1850.0244 | 16697.581 | 2654.5561 | 3454.7083 | 111.8499 | 244 | 14959.5216 | 16038.223 | 17806.2337
9773 | 75365.66 | 1361.2644 | 0 | 75304.66 | 2348.8426 | 4132.0014 | 2424.2084 | 3281.3948 | 159.6983 | 380 | 1554.302 | 2816.8519 | 4584.8626
9774 | 75030.4975 | 1454.9598 | -1454.9598 | 73514.5377 | 3757.459 | 12167.0244 | 2722.8693 | 3132.903 | 172.1957 | 380 | 10121.0001 | 11396.0473 | 13164.058
9775 | 76444.7914 | 1862.189 | 0 | 76383.7914 | 1692.1029 | 18054.5952 | 2141.7563 | 3216.0351 | 146.4021 | 190 | 14706.6922 | 15765.9458 | 17533.9565
9776 | 75860.4006 | 2087.5824 | 0 | 75799.4006 | 3528.0811 | 11542.2262 | 2448.3497 | 3319.9992 | 142.0004 | 434 | 7353.2934 | 8652.1454 | 10420.1561
9777 | 75405.0746 | 1232.6014 | 0 | 75344.0746 | 2969.4319 | 13307.6326 | 2262.0684 | 3320.1275 | 87.2215 | 54 | 9946.522 | 10810.595 | 12578.6057
9778 | 75661.0514 | 2184.2506 | 0 | 75600.0514 | 1996.5296 | 3192.8187 | 2092.7986 | 3224.7142 | 111.4721 | 54 | 283.9505 | 1172.2742 | 2940.2849
9779 | 76517.6963 | 1919.3241 | -1919.3241 | 74537.3722 | 2419.9231 | 8779.8027 | 2462.7703 | 3437.84 | 154.2485 | 54 | 7093.3178 | 8024.4179 | 9792.4286
9780 | 74815.7227 | 2005.1962 | 0 | 74754.7227 | 3275.5892 | 13390.3653 | 2467.458 | 3136.6643 | 154.8287 | 190 | 10334.3757 | 11402.056 | 13170.0667
9781 | 77248.2921 | 1279.5215 | 0 | 77187.2921 | 2929.1257 | 9419.429 | 2334.247 | 3467.9208 | 166.811 | 190 | 4475.379 | 5555.0416 | 7323.0523
9782 | 74714.7105 | 1884.3543 | 0 | 74653.7105 | 3669.8989 | 9754.9976 | 2634.8823 | 3140.2938 | 129.7421 | 244 | 6576.7643 | 7673.3579 | 9441.3686
9783 | 76403.0636 | 1459.7937 | 0 | 76342.0636 | 2731.6305 | 5605.0884 | 2397.5336 | 3438.7581 | 125.0662 | 190 | 1737.886 | 2775.8037 | 4543.8144
9784 | 75074.2859 | 1361.2711 | -1361.2711 | 73652.0148 | 2993.0993 | 4757.0668 | 2383.9272 | 3156.9084 | 127.7644 | 54 | 3022.9883 | 3927.6043 | 5695.615
9785 | 75564.0482 | 1540.7444 | 0 | 75503.0482 | 3342.8038 | 6512.7716 | 2106.9446 | 3252.4392 | 142.4101 | 190 | 2396.5034 | 3451.7651 | 5219.7758
9786 | 76395.3254 | 1803.2775 | -1803.2775 | 74531.0479 | 4442.6094 | 11118.6376 | 2622.7642 | 3397.4767 | 165.4137 | 54 | 7535.4212 | 8477.6865 | 10245.6972
9787 | 73696.1263 | 1783.0222 | 0 | 73635.1263 | 1718.114 | 12069.756 | 2126.2288 | 3126.8987 | 145.4791 | 380 | 11339.8432 | 12588.1738 | 14356.1845
9788 | 75304.2989 | 1442.056 | 0 | 75243.2989 | 2195.8074 | 21085.499 | 2420.2872 | 3180.1036 | 165.1871 | 244 | 18616.9835 | 19749.0222 | 21517.0329
9789 | 75744.0923 | 1406.1275 | 0 | 75683.0923 | 4330.003 | 6622.9702 | 2189.2859 | 3192.5428 | 216.9994 | 54 | 1361.9036 | 2355.7546 | 4123.7653
9790 | 76264.3637 | 2024.2021 | -2024.2021 | 74179.1616 | 4345.8319 | 6913.6263 | 2373.9688 | 3316.0782 | 122.681 | 54 | 3448.8798 | 4348.4124 | 6116.4231
9791 | 76156.7427 | 1756.8689 | 0 | 76095.7427 | 2094.9716 | 3042.1339 | 2427.1172 | 3390.9294 | 61.4161 | 244 | 39.6661 | 1067.9338 | 2835.9445
9792 | 75162.1171 | 1992.2285 | -1992.2285 | 73108.8886 | 7426.8764 | 9110.0502 | 2560.7953 | 3152.5618 | 143.6841 | 434 | 3657.8422 | 4958.3779 | 6726.3886
9793 | 75395.4707 | 2165.861 | 0 | 75334.4707 | 4033.3412 | 15764.0997 | 2455.9725 | 3251.6532 | 154.3498 | 190 | 11474.1134 | 12541.3148 | 14309.3255
9794 | 76254.5367 | 2068.6495 | 0 | 76193.5367 | 1562.3145 | 14470.4336 | 2352.2048 | 3305.1401 | 193.3307 | 244 | 11742.1273 | 12902.3096 | 14670.3203
9795 | 75759.2263 | 1339.5672 | 0 | 75698.2263 | 3230.7246 | 11307.5269 | 2077.3908 | 3297.8381 | 127.6338 | 380 | 7124.0049 | 8354.4903 | 10122.501
9796 | 74136.9619 | 1541.4669 | 0 | 74075.9619 | 3395.5964 | 5839.1763 | 2401.9542 | 3124.7982 | 139.7993 | 54 | 3264.5704 | 4181.2213 | 5949.232
9797 | 74759.0377 | 1724.3916 | 0 | 74698.0377 | 2886.6333 | 9909.9615 | 2668.131 | 3229.0815 | 124.9096 | 434 | 7592.7029 | 8874.464 | 10642.4747
9798 | 76505.9171 | 1080.6565 | 0 | 76444.9171 | 1993.1013 | 15562.1996 | 2080.6023 | 3515.1661 | 215.9858 | 190 | 12090.1497 | 13218.9871 | 14986.9978
9799 | 75522.272 | 1487.7227 | 0 | 75461.272 | 1681.1537 | 2448.2934 | 2293.3139 | 3345.3096 | 141.5293 | 434 | 314.6913 | 1613.0722 | 3381.0829
9800 | 74688.3887 | 2194.523 | -2194.523 | 72432.8657 | 3139.2496 | 24292.4991 | 2427.4873 | 3231.6428 | 193.1917 | 380 | 23749.7139 | 25045.7571 | 26813.7678
9801 | 75082.3375 | 2199.8544 | 0 | 75021.3375 | 1605.1878 | 10160.358 | 1877.2687 | 3218.2221 | 181.94 | 244 | 7999.5234 | 9148.3149 | 10916.3256
9802 | 77594.5812 | 1480.8227 | 0 | 77533.5812 | 2387.2328 | 14968.0628 | 2816.5414 | 3487.3475 | 145.6766 | 434 | 10721.3377 | 12023.8659 | 13791.8766
9803 | 75900.4643 | 1755.4516 | 0 | 75839.4643 | 4132.0071 | 3128.7012 | 2260.3509 | 3187.7983 | 102.9019 | 434 | -2024.421 | -764.6675 | 1003.3432
9804 | 76444.7317 | 1119.6845 | -1119.6845 | 75264.0473 | 2716.0389 | 13258.9096 | 1559.9918 | 3356.1858 | 138.7551 | 190 | 9565.2012 | 10616.8078 | 12384.8185
9805 | 76809.5544 | 1908.3739 | 0 | 76748.5544 | 3105.3455 | 15087.2974 | 2153.4115 | 3454.0028 | 96.2797 | 244 | 10211.0118 | 11274.143 | 13042.1537
9806 | 76348.1929 | 1112.7045 | 0 | 76287.1929 | 2792.542 | 3965.375 | 2518.9794 | 3390.155 | 152.0913 | 190 | 164.9745 | 1229.9174 | 2997.9281
9807 | 73951.21 | 1458.0573 | -1458.0573 | 72432.1527 | 2828.4907 | 1804.3508 | 2350.9737 | 3126.8609 | 233.0739 | 54 | 1391.7422 | 2401.6676 | 4169.6783
9808 | 74678.054 | 1375.6419 | -1375.6419 | 73241.4121 | 2562.8721 | 6069.0566 | 1613.3675 | 3128.5295 | 123.7517 | 190 | 4376.8695 | 5413.4727 | 7181.4834
9809 | 75960.793 | 1500.8889 | 0 | 75899.793 | 3223.8543 | 10097.3723 | 2780.6236 | 3225.4602 | 114.592 | 244 | 6350.0088 | 7431.4523 | 9199.463
9810 | 76707.6595 | 1085.0639 | 0 | 76646.6595 | 4573.9698 | 11090.1299 | 1869.2259 | 3352.4511 | 130.8287 | 244 | 4461.3775 | 5559.0578 | 7327.0685
9811 | 74273.7342 | 1501.5072 | 0 | 74212.7342 | 2057.3537 | 1340.3611 | 2511.8557 | 3143.3276 | 111.5342 | 190 | 95.6564 | 1120.0422 | 2888.0529
9812 | 75107.5576 | 2209.3042 | -2209.3042 | 72837.2533 | 3163.193 | 14610.1695 | 2489.7266 | 3142.5926 | 97.3402 | 380 | 13612.2423 | 14812.4341 | 16580.4448
9813 | 76425.7527 | 1822.4878 | 0 | 76364.7527 | 2611.4891 | 4561.6196 | 2501.7284 | 3399.7589 | 121.6423 | 244 | 857.0651 | 1945.559 | 3713.5697
9814 | 75707.0717 | 1883.5815 | -1883.5815 | 73762.4902 | 2574.7326 | 7835.6312 | 2427.4177 | 3233.2992 | 165.0143 | 190 | 6529.3254 | 7607.1912 | 9375.2019
9815 | 76674.3459 | 1401.514 | 0 | 76613.3459 | 3516.4861 | 5073.9145 | 2029.8722 | 3391.3523 | 78.8639 | 244 | -264.493 | 781.2225 | 2549.2332
9816 | 75579.7399 | 1921.059 | -1921.059 | 73597.6809 | 1531.1792 | 8954.5532 | 2538.1322 | 3199.6904 | 124.8749 | 54 | 8933.7156 | 9835.4421 | 11603.4528
9817 | 76104.0299 | 1352.3293 | 0 | 76043.0299 | 2794.0316 | 7199.0632 | 2547.6531 | 3353.3702 | 117.4209 | 434 | 3633.2249 | 4907.4974 | 6675.5081
9818 | 75409.7889 | 1505.2403 | 0 | 75348.7889 | 2150.0716 | 2801.545 | 2499.7499 | 3159.1245 | 153.1963 | 54 | 331.7588 | 1261.8067 | 3029.8174
9819 | 76532.2169 | 1338.3891 | -1338.3891 | 75132.8278 | 3208.8017 | 5303.6665 | 2326.2881 | 3289.9174 | 123.5271 | 54 | 1948.4426 | 2848.8212 | 4616.8319
9820 | 76616.8145 | 2171.5127 | -2171.5127 | 74384.3018 | 2549.8643 | 3873.4425 | 2599.7166 | 3487.634 | 191.9805 | 54 | 2396.827 | 3365.6591 | 5133.6698
9821 | 76433.34 | 1796.5999 | -1796.5999 | 74575.7401 | 1734.8384 | 14871.7092 | 2463.0479 | 3479.2237 | 117.1731 | 244 | 13873.6023 | 14957.6269 | 16725.6376
9822 | 76856.7793 | 1507.5113 | 0 | 76795.7793 | 2972.7265 | 18083.5001 | 2215.8837 | 3490.0175 | 114.4199 | 190 | 13391.0955 | 14418.3669 | 16186.3776
9823 | 74959.802 | 2180.0506 | 0 | 74898.802 | 2363.526 | 1372.2122 | 2502.2727 | 3178.9506 | 94.999 | 244 | -838.6925 | 223.1581 | 1991.1688
9824 | 74402.5176 | 1595.2133 | -1595.2133 | 72746.3043 | 3424.5475 | 10879.9407 | 2243.1453 | 3134.0725 | 129.6431 | 380 | 9456.5067 | 10689.0013 | 12457.012
9825 | 75428.2849 | 1566.8881 | 0 | 75367.2849 | 2656.7485 | 10583.8103 | 2544.9128 | 3280.6154 | 152.3413 | 54 | 7755.5051 | 8684.698 | 10452.7087
9826 | 74476.5221 | 1263.4434 | 0 | 74415.5221 | 2712.7807 | 5234.586 | 2238.6141 | 3130.2871 | 111.6 | 190 | 2845.3845 | 3869.836 | 5637.8467
9827 | 76105.4149 | 2035.4663 | 0 | 76044.4149 | 2517.2005 | 4886.2157 | 2121.2874 | 3271.8206 | 171.1145 | 54 | 1087.9082 | 2035.8743 | 3803.885
9828 | 75933.8001 | 1810.347 | -1810.347 | 74062.4531 | 2347.807 | 4797.5462 | 2784.4 | 3193.31 | 91.6902 | 380 | 3735.1961 | 4929.7378 | 6697.7485
9829 | 77017.8724 | 1237.3514 | 0 | 76956.8724 | 2442.3602 | 5013.4338 | 2229.5106 | 3311.7992 | 130.3434 | 380 | 525.7109 | 1758.9059 | 3526.9166
9830 | 74916.6306 | 1443.545 | -1443.545 | 73412.0856 | 2806.9075 | 7213.6991 | 2172.3404 | 3171.6464 | 196.0656 | 190 | 5708.8927 | 6817.8098 | 8585.8205
9831 | 75565.2491 | 1876.2378 | 0 | 75504.2491 | 2989.5639 | 16973.0752 | 2526.0559 | 3266.0996 | 99.5873 | 54 | 13641.6177 | 14518.0566 | 16286.0673
9832 | 75772.0924 | 1860.2633 | 0 | 75711.0924 | 2553.1741 | 8333.3991 | 2089.649 | 3298.8206 | 182.196 | 434 | 4827.8023 | 6166.8499 | 7934.8606
9833 | 76534.7603 | 2388.143 | 0 | 76473.7603 | 2050.3912 | 7245.6511 | 2433.9424 | 3410.8367 | 148.6112 | 190 | 3936.4787 | 4997.9415 | 6765.9522
9834 | 74671.723 | 1051.8805 | 0 | 74610.723 | 2426.0331 | 20125.6727 | 2523.4308 | 3195.9171 | 62.8779 | 190 | 18178.4646 | 19154.194 | 20922.2047
9835 | 75548.5405 | 2232.2377 | 0 | 75487.5405 | 3620.7016 | 20793.3137 | 2050.3126 | 3298.0242 | 118.8877 | 434 | 16403.6084 | 17679.3477 | 19447.3584
9836 | 75909.9636 | 1351.6848 | 0 | 75848.9636 | 4835.5339 | 4276.2159 | 1640.2531 | 3305.4978 | 124.9891 | 380 | -2092.3307 | -864.49 | 903.5207
9837 | 75658.1266 | 1915.9828 | -1915.9828 | 73681.1438 | 6691.7706 | 5134.5157 | 2224.1395 | 3190.6423 | 16.1045 | 54 | -453.4168 | 339.5392 | 2107.5499
9838 | 76292.5495 | 1423.956 | -1423.956 | 74807.5936 | 2134.8986 | 3449.5524 | 2471.2504 | 3331.4996 | 34.2996 | 190 | 1680.0103 | 2627.1614 | 4395.1721
9839 | 76516.4773 | 1626.7536 | -1626.7536 | 74828.7237 | 4269.4963 | 6215.742 | 2462.0045 | 3315.1949 | 94.7503 | 54 | 2264.9214 | 3136.5233 | 4904.534
9840 | 75309.4341 | 1524.351 | -1524.351 | 73724.0831 | 3229.8962 | 11488.2284 | 1689.8261 | 3216.5836 | 91.2485 | 380 | 8810.8589 | 10004.9589 | 11772.9696
9841 | 75941.9492 | 2060.1097 | 0 | 75880.9492 | 4176.4749 | 4816.1792 | 2408.8551 | 3283.7141 | 97.3204 | 434 | -178.4756 | 1075.6964 | 2843.7071
9842 | 75252.1977 | 1443.3546 | -1443.3546 | 73747.8431 | 4963.6056 | 4882.3333 | 2602.9288 | 3196.643 | 98.8938 | 244 | 1340.6564 | 2406.4018 | 4174.4125
9843 | 75081.5061 | 1600.7377 | -1600.7377 | 73419.7684 | 3045.2542 | 4941.2918 | 2101.7285 | 3240.093 | 217.4361 | 380 | 3188.2907 | 4508.5784 | 6276.5891
9844 | 74211.1719 | 2045.4179 | 0 | 74150.1719 | 3020.459 | 12486.0844 | 2180.3985 | 3127.1549 | 100.7918 | 380 | 9993.2069 | 11196.8503 | 12964.861
9845 | 75379.445 | 2095.7664 | 0 | 75318.445 | 1639.0848 | 7320.8236 | 1956.2935 | 3259.1098 | 168.4851 | 190 | 4948.8972 | 6030.2338 | 7798.2445
9846 | 76185.6978 | 1555.2382 | 0 | 76124.6978 | 3039.0596 | 6538.7347 | 2305.9796 | 3185.8361 | 78.6035 | 244 | 2236.9931 | 3282.4482 | 5050.4589
9847 | 75988.9328 | 2205.2368 | -2205.2368 | 73722.6961 | 3627.657 | 4459.8498 | 2412.3854 | 3242.3514 | 116.557 | 380 | 2134.4334 | 3353.8421 | 5121.8528
9848 | 75215.2508 | 1476.2252 | -1476.2252 | 73678.0257 | 3915.8232 | 9871.2714 | 2225.3471 | 3258.3481 | 141.1054 | 54 | 7131.3178 | 8049.2748 | 9817.2855
9849 | 75702.3145 | 1747.905 | 0 | 75641.3145 | 2996.8371 | 7929.0233 | 2255.1684 | 3383.6864 | 170.2565 | 434 | 4299.9265 | 5627.0345 | 7395.0452
9850 | 76619.9417 | 1589.4917 | 0 | 76558.9417 | 2222.0077 | 6311.2702 | 2418.4576 | 3404.6429 | 153.3098 | 244 | 2723.6213 | 3843.7827 | 5611.7934
9851 | 77360.6849 | 1990.6292 | 0 | 77299.6849 | 1986.2639 | 4761.5384 | 1984.785 | 3518.4224 | 142.7497 | 190 | 348.997 | 1404.5983 | 3172.609
9852 | 76617.7701 | 1879.916 | -1879.916 | 74676.8541 | 2773.208 | 9001.2356 | 1746.5956 | 3397.8542 | 128.8828 | 434 | 6065.8232 | 7351.5576 | 9119.5683
9853 | 75257.0682 | 2061.6821 | 0 | 75196.0682 | 1619.4877 | 6523.983 | 2662.5086 | 3188.127 | 65.5696 | 190 | 4929.2625 | 5907.6837 | 7675.6944
9854 | 77019.9668 | 1471.8938 | 0 | 76958.9668 | 1323.8824 | 5107.5613 | 2722.4511 | 3369.3677 | 112.5685 | 380 | 2286.7309 | 3502.1509 | 5270.1616
9855 | 75475.8473 | 2239.14 | -2239.14 | 73175.7073 | 3520.5183 | 3766.2085 | 2462.9265 | 3128.1484 | 79.327 | 190 | 2031.2578 | 3023.4363 | 4791.447
9856 | 75608.3792 | 2372.2611 | -2372.2611 | 73175.1181 | 2252.3356 | 9470.1651 | 1638.6369 | 3175.9885 | 65.0595 | 434 | 8227.5368 | 9449.4478 | 11217.4585
9857 | 77527.9833 | 1719.6274 | 0 | 77466.9833 | 2655.108 | 5210.1595 | 2082.7571 | 3505.3912 | 115.1102 | 244 | 46.4165 | 1128.3783 | 2896.389
9858 | 76334.6317 | 2248.3728 | -2248.3728 | 74025.2588 | 2068.4081 | 15353.3623 | 2484.0109 | 3440.8624 | 63.0218 | 244 | 14554.7686 | 15584.642 | 17352.6527
9859 | 76610.04 | 1498.3429 | 0 | 76549.04 | 2015.3297 | 4487.38 | 2342.2774 | 3377.9803 | 155.9906 | 244 | 1013.468 | 2136.3102 | 3904.3209
9860 | 74725.2178 | 1868.9769 | -1868.9769 | 72795.2409 | 1243.5588 | 5490.5854 | 2648.7496 | 3157.5922 | 13.8372 | 244 | 6628.3275 | 7609.0163 | 9377.027
9861 | 77158.8128 | 1592.8387 | 0 | 77097.8128 | 3612.3898 | 4953.5122 | 2578.9676 | 3480.9023 | 214.7197 | 190 | -326.6205 | 800.9508 | 2568.9615
9862 | 75343.3027 | 1087.9049 | -1087.9049 | 74194.3978 | 3490.6341 | 3033.0939 | 2622.8061 | 3183.4017 | 105.8893 | 54 | 524.4698 | 1407.2106 | 3175.2213
9863 | 76449.6889 | 1955.9509 | -1955.9509 | 74432.738 | 1167.0642 | 8407.4183 | 2277.7461 | 3404.1388 | 165.3771 | 190 | 7859.7011 | 8937.9297 | 10705.9404
9864 | 75360.4806 | 1588.3082 | 0 | 75299.4806 | 2686.2064 | 6239.6438 | 2179.0174 | 3226.4089 | 174.942 | 54 | 3029.5832 | 3981.3767 | 5749.3874
9865 | 75020.9233 | 1293.9493 | 0 | 74959.9233 | 3065.8968 | 10584.9465 | 2414.5601 | 3135.9595 | 159.9935 | 190 | 7479.846 | 8552.691 | 10320.7017
9866 | 75637.8573 | 1216.0569 | 0 | 75576.8573 | 4292.1517 | 9429.9897 | 2226.5022 | 3364.3044 | 170.4618 | 190 | 4521.9874 | 5605.3008 | 7373.3115
9867 | 74903.5076 | 1965.8984 | 0 | 74842.5076 | 5015.295 | 14321.2087 | 1790.195 | 3129.7652 | 76.0971 | 244 | 8753.5663 | 9796.515 | 11564.5257
9868 | 73739.1347 | 1767.2047 | 0 | 73678.1347 | 2468.4334 | 6265.3083 | 2411.6505 | 3143.4908 | 135.4843 | 190 | 5044.0814 | 6092.4173 | 7860.428
9869 | 77331.1938 | 1699.9265 | 0 | 77270.1938 | 3207.251 | 7322.9044 | 2253.1255 | 3541.2364 | 168.954 | 244 | 2010.0215 | 3145.827 | 4913.8377
9870 | 75857.4831 | 1177.4418 | -1177.4418 | 74619.0412 | 3805.2952 | 5693.2966 | 2349.4506 | 3167.0066 | 163.103 | 54 | 2155.6174 | 3095.5719 | 4863.5826
9871 | 76508.0203 | 1873.265 | -1873.265 | 74573.7553 | 1859.704 | 6608.7363 | 2612.7141 | 3371.4015 | 111.2776 | 190 | 5529.5926 | 6553.7217 | 8321.7324
9872 | 75819.7792 | 1526.6043 | 0 | 75758.7792 | 3118.4438 | 8738.0227 | 2297.4521 | 3189.0956 | 182.393 | 54 | 4717.5474 | 5676.7919 | 7444.8026
9873 | 74641.1931 | 1593.5898 | 0 | 74580.1931 | 2419.2885 | 8631.9376 | 2292.4256 | 3188.3818 | 169.1286 | 54 | 6483.4634 | 7429.4436 | 9197.4543
9874 | 76139.2077 | 1739.7236 | 0 | 76078.2077 | 2742.1646 | 7784.0188 | 2351.1559 | 3256.4386 | 145.3968 | 54 | 3941.441 | 4863.6893 | 6631.7
9875 | 76313.6063 | 2007.8044 | 0 | 76252.6063 | 1845.1787 | 3983.072 | 2376.8507 | 3147.7226 | 160.4113 | 244 | 780.0603 | 1907.3232 | 3675.3339
9876 | 76602.6828 | 1830.0398 | -1830.0398 | 74711.643 | 2662.3706 | 14027.0711 | 1911.3348 | 3366.8971 | 83.1509 | 54 | 11301.4894 | 12161.4918 | 13929.5025
9877 | 75270.0738 | 1834.9051 | 0 | 75209.0738 | 2729.3873 | 5777.1224 | 2292.1356 | 3211.557 | 150.583 | 190 | 2712.5538 | 3775.9884 | 5543.9991
9878 | 76401.5835 | 1814.8015 | 0 | 76340.5835 | 2494.2171 | 7099.1803 | 2368.0093 | 3372.5042 | 127.7202 | 190 | 3375.0932 | 4415.665 | 6183.6757
9879 | 76875.3113 | 1942.0782 | 0 | 76814.3113 | 1944.1514 | 4373.9932 | 2206.0011 | 3449.8887 | 151.8011 | 190 | 641.6203 | 1706.273 | 3474.2837
9880 | 74654.9534 | 1608.482 | -1608.482 | 72985.4714 | 2850.9922 | 2628.3811 | 2490.6097 | 3194.8708 | 167.5567 | 244 | 1847.5979 | 2982.0062 | 4750.0169
9881 | 75829.5564 | 1508.4713 | -1508.4713 | 74260.0851 | 3336.5131 | 9143.3727 | 2406.4646 | 3265.7363 | 156.57 | 190 | 6589.1754 | 7658.5969 | 9426.6076
9882 | 76176.4716 | 1066.2511 | 0 | 76115.4716 | 2057.0317 | 17163.0079 | 2071.5259 | 3363.9158 | 157.7659 | 244 | 13796.1462 | 14920.7637 | 16688.7744
9883 | 75735.3092 | 2320.0887 | 0 | 75674.3092 | 4064.9465 | 12516.2831 | 2633.7604 | 3421.9769 | 108.044 | 434 | 8202.9646 | 9467.8602 | 11235.8709
9884 | 76155.5288 | 1244.9182 | 0 | 76094.5288 | 2762.0747 | 6082.5294 | 1393.5785 | 3443.8709 | 141.866 | 434 | 1433.5752 | 2732.2928 | 4500.3035
9885 | 75864.4816 | 1605.3601 | -1605.3601 | 74198.1215 | 1818.7439 | 4954.2127 | 2423.1483 | 3269.4028 | 79.6029 | 190 | 4000.0984 | 4992.5529 | 6760.5636
9886 | 75229.6401 | 2015.6574 | 0 | 75168.6401 | 3226.8011 | 5128.0277 | 2488.0615 | 3173.4329 | 200.2946 | 54 | 1764.2809 | 2741.4271 | 4509.4378
9887 | 75897.3951 | 1602.9872 | -1602.9872 | 74233.4079 | 1645.9633 | 9262.2467 | 2484.915 | 3346.4882 | 100.7312 | 54 | 8584.4786 | 9462.0614 | 11230.0721
9888 | 76146.0973 | 1547.857 | 0 | 76085.0973 | 1785.41 | 19769.3128 | 2222.4476 | 3339.1376 | 164.0637 | 190 | 16830.5907 | 17907.506 | 19675.5167
9889 | 76771.6861 | 1564.9987 | 0 | 76710.6861 | 2041.2346 | 9319.7269 | 2493.1452 | 3346.1321 | 68.1532 | 380 | 5777.2834 | 6948.2882 | 8716.2989
9890 | 76557.3833 | 1579.9247 | 0 | 76496.3833 | 1936.5296 | 10265.114 | 2359.9161 | 3315.9976 | 98.7886 | 190 | 6878.3148 | 7889.955 | 9657.9657
9891 | 75857.5663 | 1884.0904 | 0 | 75796.5663 | 2860.9335 | 12844.01 | 2682.7583 | 3398.8005 | 109.0527 | 244 | 9638.269 | 10714.1733 | 12482.184
9892 | 75580.716 | 1565.9046 | 0 | 75519.716 | 2969.8403 | 13654.4789 | 2463.9537 | 3241.4412 | 142.1488 | 54 | 10240.5174 | 11159.5178 | 12927.5285
9893 | 75563.7136 | 1170.6875 | 0 | 75502.7136 | 3554.2121 | 4262.4693 | 2204.289 | 3220.7416 | 157.3119 | 190 | 0.77421 | 1070.9377 | 2838.9484
9894 | 75374.1266 | 1413.8456 | -1413.8456 | 73899.281 | 2774.4951 | 13791.6103 | 2555.7318 | 3170.0807 | 67.3717 | 244 | 12213.8466 | 13248.0699 | 15016.0806
9895 | 75405.0695 | 1554.3275 | 0 | 75344.0695 | 1307.0941 | 8225.2872 | 2293.5302 | 3227.3743 | 25.8985 | 244 | 6465.2281 | 7457.9781 | 9225.9888
9896 | 75201.0652 | 1544.3694 | 0 | 75140.0652 | 3282.3806 | 8234.8504 | 1910.5637 | 3207.6328 | 113.0139 | 380 | 4300.801 | 5516.6665 | 7284.6772
9897 | 74629.2303 | 1484.7146 | 0 | 74568.2303 | 2260.1081 | 11527.4747 | 2102.2115 | 3206.9978 | 139.7128 | 54 | 9378.5457 | 10295.11 | 12063.1207
9898 | 74386.1688 | 2297.2127 | 0 | 74325.1688 | 2481.1594 | 7224.7413 | 2214.4759 | 3131.6153 | 130.2876 | 190 | 5134.7043 | 6177.8434 | 7945.8541
9899 | 74869.6842 | 1606.559 | 0 | 74808.6842 | 1433.0789 | 8906.1272 | 2490.7089 | 3291.0123 | 129.7268 | 54 | 7816.2854 | 8722.8637 | 10490.8744
9900 | 76047.4822 | 2266.0893 | 0 | 75986.4822 | 2993.1837 | 21511.4308 | 2561.2806 | 3384.7601 | 110.6702 | 190 | 17848.0055 | 18871.5273 | 20639.538
9901 | 77063.2998 | 1896.4287 | 0 | 77002.2998 | 1306.1535 | 13071.156 | 2546.2935 | 3391.0137 | 181.0287 | 244 | 10070.2099 | 11218.0901 | 12986.1008
9902 | 76933.737 | 1747.7597 | 0 | 76872.737 | 3297.3799 | 9230.4031 | 2151.8219 | 3475.7021 | 191.1631 | 244 | 4058.0102 | 5216.0249 | 6984.0356
9903 | 75843.5457 | 1930.9991 | 0 | 75782.5457 | 4015.4 | 11970.2276 | 2438.3663 | 3424.9218 | 149.6371 | 434 | 7405.7699 | 8712.2586 | 10480.2693
9904 | 76802.8615 | 1613.9458 | 0 | 76741.8615 | 2637.6009 | 8182.6327 | 2246.4681 | 3366.099 | 128.473 | 380 | 3785.9373 | 5017.2619 | 6785.2726
9905 | 75289.5981 | 1553.9039 | 0 | 75228.5981 | 1631.6416 | 20838.4258 | 2733.8471 | 3421.3371 | 175.4564 | 190 | 19503.5702 | 20591.8781 | 22359.8888
9906 | 73757.9409 | 1873.9394 | 0 | 73696.9409 | 3401.5871 | 7812.0739 | 2259.1102 | 3127.9589 | 115.1813 | 190 | 5470.815 | 6498.8479 | 8266.8586
9907 | 75211.0691 | 1772.4917 | 0 | 75150.0691 | 2422.4449 | 9349.2316 | 1966.7681 | 3234.9679 | 157.185 | 54 | 6348.6535 | 7282.69 | 9050.7007
9908 | 76451.6914 | 1147.8015 | 0 | 76390.6914 | 2347.3237 | 16457.6418 | 2606.5065 | 3484.3761 | 120.7967 | 244 | 13180.7093 | 14268.3576 | 16036.3683
9909 | 75620.5716 | 1561.0442 | 0 | 75559.5716 | 2172.023 | 2346.9332 | 2392.208 | 3416.0684 | 98.1503 | 380 | -206.185 | 994.8168 | 2762.8275
9910 | 75072.3865 | 1852.7315 | -1852.7315 | 73158.655 | 2166.3983 | 21465.8654 | 2651.8732 | 3230.4015 | 168.806 | 54 | 21393.2868 | 22338.9444 | 24106.9551
9911 | 74804.7218 | 1239.0281 | 0 | 74743.7218 | 1992.5337 | 2744.5876 | 2627.6453 | 3161.4909 | 68.5042 | 54 | 1167.6684 | 2013.0241 | 3781.0348
9912 | 75714.2497 | 1936.1982 | -1936.1982 | 73717.0515 | 2245.2303 | 18260.1118 | 2175.3026 | 3157.3655 | 194.0357 | 54 | 17000.698 | 17971.5853 | 19739.596
9913 | 75618.1136 | 1678.9226 | 0 | 75557.1136 | 2503.7326 | 7522.6194 | 2170.2569 | 3223.7627 | 184.6491 | 54 | 4225.993 | 5187.4937 | 6955.5044
9914 | 77192.6894 | 1630.3252 | 0 | 77131.6894 | 2911.3366 | 22565.6556 | 2303.9131 | 3508.448 | 85.4322 | 244 | 17705.1908 | 18757.4745 | 20525.4852
9915 | 77124.0405 | 1695.2021 | 0 | 77063.0405 | 2970.646 | 3613.135 | 2387.2272 | 3311.4394 | 206.4493 | 54 | -1351.6849 | -368.3841 | 1399.6266
9916 | 75691.0786 | 2299.5699 | -2299.5699 | 73330.5088 | 4464.271 | 7188.8966 | 2215.5376 | 3302.0153 | 183.403 | 190 | 4281.8697 | 5378.1242 | 7146.1349
9917 | 76341.7848 | 2074.807 | 0 | 76280.7848 | 2910.9798 | 10487.4908 | 2595.7521 | 3415.8571 | 46.2983 | 190 | 6677.5354 | 7636.6854 | 9404.6961
9918 | 77205.698 | 2010.3257 | 0 | 77144.698 | 4711.2665 | 5787.1519 | 2604.3631 | 3470.6955 | 159.2647 | 244 | -623.5539 | 502.5623 | 2270.573
9919 | 76301.5373 | 2034.5947 | -2034.5947 | 74205.9425 | 1490.4161 | 3473.8929 | 2787.1384 | 3334.0487 | 104.9724 | 54 | 3268.9215 | 4150.7454 | 5918.7561
9920 | 76061.4285 | 1365.5819 | 0 | 76000.4285 | 3407.1858 | 18118.5563 | 2285.8853 | 3245.3448 | 80.7919 | 244 | 13612.372 | 14660.0155 | 16428.0262
9921 | 75662.0086 | 1545.3069 | 0 | 75601.0086 | 3139.2199 | 10567.2216 | 2379.5589 | 3193.1781 | 113.7246 | 380 | 6769.93 | 7986.5062 | 9754.5169
9922 | 75721.6335 | 2251.6582 | 0 | 75660.6335 | 2542.7606 | 14061.6583 | 2142.943 | 3194.7954 | 159.8462 | 190 | 10566.2026 | 11638.9004 | 13406.9111
9923 | 76359.1905 | 1861.3994 | 0 | 76298.1905 | 3312.3789 | 10617.4624 | 2590.6445 | 3259.063 | 109.7048 | 380 | 6226.8005 | 7439.3568 | 9207.3675
9924 | 75899.4723 | 2289.8827 | 0 | 75838.4723 | 1333.7454 | 12352.7431 | 1520.9079 | 3215.2425 | 177.4698 | 244 | 9286.8759 | 10431.1972 | 12199.2079
9925 | 75534.0582 | 1847.5622 | 0 | 75473.0582 | 3256.2058 | 21038.6665 | 2133.5667 | 3181.2989 | 80.5741 | 244 | 16994.4681 | 18041.8938 | 19809.9045
9926 | 75642.0012 | 1519.4541 | 0 | 75581.0012 | 4023.7638 | 8275.3131 | 2385.933 | 3356.8539 | 107.7425 | 190 | 3783.535 | 4804.129 | 6572.1397
9927 | 74733.6922 | 1525.7508 | 0 | 74672.6922 | 2666.1031 | 6234.528 | 2414.3889 | 3133.1516 | 173.8611 | 244 | 3813.4733 | 4954.186 | 6722.1967
9928 | 75624.3958 | 1588.406 | 0 | 75563.3958 | 3962.83 | 4310.0192 | 2675.141 | 3172.8326 | 164.4991 | 190 | 1.967 | 1079.3176 | 2847.3283
9929 | 76384.1936 | 1501.7495 | -1501.7495 | 74821.444 | 4544.0866 | 12434.8834 | 2415.7475 | 3300.9123 | 153.2631 | 380 | 8156.2125 | 9412.3272 | 11180.3379
9930 | 74251.2516 | 1276.6553 | 0 | 74190.2516 | 1817.5843 | 14563.7181 | 2570.7608 | 3134.9256 | 134.8727 | 380 | 13631.7686 | 14869.4929 | 16637.5036
9931 | 77021.1915 | 1814.2425 | 0 | 76960.1915 | 3886.0286 | 13524.0687 | 2391.4818 | 3475.4603 | 175.9789 | 434 | 7914.9908 | 9247.8212 | 11015.8319
9932 | 75509.8161 | 1621.2463 | 0 | 75448.8161 | 1817.0423 | 3346.2742 | 2576.2848 | 3281.2446 | 207.3111 | 54 | 1308.1452 | 2292.3079 | 4060.3186
9933 | 75313.4348 | 1742.2728 | -1742.2728 | 73510.162 | 3051.1544 | 6699.57 | 2306.4042 | 3162.3731 | 132.4112 | 54 | 4977.2309 | 5886.4937 | 7654.5044
9934 | 76455.7481 | 1276.3836 | 0 | 76394.7481 | 3389.6588 | 3162.7212 | 2512.915 | 3309.4705 | 164.6749 | 54 | -1429.1002 | -487.5738 | 1280.4369
9935 | 75911.6557 | 1470.6286 | -1470.6286 | 74380.0271 | 3341.0409 | 7304.8147 | 2412.4379 | 3218.2583 | 181.3763 | 190 | 4584.6429 | 5678.8708 | 7446.8815
9936 | 76341.6115 | 2030.3366 | 0 | 76280.6115 | 3299.5923 | 5343.4124 | 1797.5799 | 3306.3776 | 165.3923 | 190 | 237.3662 | 1315.6101 | 3083.6208
9937 | 75717.4061 | 1858.5678 | -1858.5678 | 73797.8382 | 1609.4742 | 8473.794 | 2584.8173 | 3200.0184 | 151.0858 | 190 | 8221.5173 | 9285.4546 | 11053.4653
9938 | 76149.4755 | 2201.0863 | 0 | 76088.4755 | 3585.4805 | 7467.9412 | 2475.1195 | 3263.7339 | 67.8249 | 190 | 2903.0387 | 3883.7151 | 5651.7258
9939 | 75815.7884 | 2445.5964 | 0 | 75754.7884 | 3433.3766 | 7278.801 | 2211.1824 | 3221.8636 | 145.87 | 54 | 2893.882 | 3816.6036 | 5584.6143
9940 | 76632.2162 | 1794.029 | 0 | 76571.2162 | 3497.7677 | 2136.3031 | 2124.291 | 3361.9687 | 114.2036 | 244 | -3076.221 | -1995.1659 | -227.1552
9941 | 75904.7437 | 1819.2307 | -1819.2307 | 74024.5129 | 2981.3713 | 9776.2511 | 2552.897 | 3292.799 | 126.9381 | 54 | 7986.2628 | 8890.0524 | 10658.0631
9942 | 77276.2783 | 1774.1311 | 0 | 77215.2783 | 2026.2169 | 11726.6685 | 2725.8897 | 3488.6168 | 151.8089 | 54 | 8069.8798 | 8998.5403 | 10766.551
9943 | 76367.0029 | 2022.824 | 0 | 76306.0029 | 2951.0455 | 22284.5368 | 2180.1822 | 3324.2138 | 172.346 | 190 | 17902.0843 | 18987.2819 | 20755.2926
9944 | 76647.7047 | 2093.4353 | 0 | 76586.7047 | 2282.9776 | 4472.1081 | 1910.6292 | 3456.6444 | 163.8743 | 380 | 339.8994 | 1606.6253 | 3374.636
9945 | 76225.764 | 1646.9198 | -1646.9198 | 74517.8442 | 1678.2657 | 6799.8194 | 2242.6418 | 3205.1476 | 155.4736 | 54 | 5421.6988 | 6354.0239 | 8122.0346
9946 | 75359.959 | 2318.0294 | 0 | 75298.959 | 3132.072 | 8969.0647 | 2347.367 | 3237.5777 | 111.2848 | 190 | 5493.1784 | 6517.3147 | 8285.3254
9947 | 76642.8343 | 1663.0993 | 0 | 76581.8343 | 2343.5642 | 7402.3887 | 2399.0712 | 3387.3696 | 126.0467 | 54 | 3633.631 | 4536.5293 | 6304.54
9948 | 75890.2138 | 2014.2341 | 0 | 75829.2138 | 1537.892 | 3451.7697 | 1795.9584 | 3305.7028 | 154.7221 | 54 | 556.5252 | 1488.0989 | 3256.1096
9949 | 76437.8818 | 1592.1406 | -1592.1406 | 74784.7412 | 1510.5781 | 11138.7197 | 2384.3319 | 3453.7768 | 74.949 | 244 | 10051.7091 | 11093.5096 | 12861.5203
9950 | 75932.2027 | 2021.3225 | 0 | 75871.2027 | 3669.1106 | 14738.482 | 2366.0293 | 3300.4863 | 138.801 | 244 | 10234.8842 | 11340.5367 | 13108.5474
9951 | 75973.5623 | 1696.379 | 0 | 75912.5623 | 1735.2132 | 8485.9605 | 2116.1993 | 3296.6012 | 99.1178 | 54 | 5621.1855 | 6497.1549 | 8265.1656
9952 | 75926.4608 | 2092.3517 | 0 | 75865.4608 | 3643.6636 | 10374.4165 | 2151.5845 | 3244.5336 | 132.5434 | 244 | 5631.6102 | 6731.0052 | 8499.0159
9953 | 74891.9006 | 2036.4092 | 0 | 74830.9006 | 3375.0665 | 5359.5539 | 2313.5648 | 3174.9852 | 162.0987 | 190 | 2012.3369 | 3087.2872 | 4855.2979
9954 | 76666.3875 | 1263.0597 | -1263.0597 | 75342.3279 | 2214.5731 | 8323.144 | 2430.1762 | 3352.0749 | 93.0449 | 54 | 5918.6941 | 6788.5905 | 8556.6012
9955 | 74720.4002 | 2228.4374 | 0 | 74659.4002 | 3164.0735 | 10492.2252 | 2376.2939 | 3188.9803 | 256.5037 | 54 | 7604.2257 | 8637.5809 | 10405.5916
9956 | 76947.7018 | 1367.1897 | 0 | 76886.7018 | 2295.7866 | 2663.0327 | 2007.5043 | 3410.868 | 127.1301 | 380 | -1730.8833 | -500.9017 | 1267.109
9957 | 75931.1443 | 1994.0214 | -1994.0214 | 73876.1229 | 4194.1963 | 5897.5398 | 2054.4404 | 3435.0232 | 124.1448 | 190 | 2686.8842 | 3723.8806 | 5491.8913
9958 | 75158.9657 | 1599.1894 | 0 | 75097.9657 | 3365.1271 | 11327.991 | 2460.229 | 3155.1507 | 107.0345 | 434 | 7850.478 | 9114.364 | 10882.3747
9959 | 73657.1948 | 1760.2155 | 0 | 73596.1948 | 2180.9733 | 5327.1109 | 2352.9613 | 3123.4096 | 143.6022 | 54 | 4396.5136 | 5316.9673 | 7084.978
9960 | 74405.3464 | 1330.1091 | 0 | 74344.3464 | 2222.5104 | 17612.7081 | 2468.0348 | 3129.9144 | 207.8247 | 54 | 16014.0005 | 16998.6767 | 18766.6874
9961 | 76595.1043 | 1967.0675 | 0 | 76534.1043 | 2740.9921 | 10025.8447 | 2273.0454 | 3421.7856 | 145.6586 | 190 | 5815.7792 | 6874.2894 | 8642.3001
9962 | 75644.2099 | 1012.4223 | 0 | 75583.2099 | 1942.1867 | 10442.7955 | 2598.2628 | 3293.895 | 131.1582 | 190 | 8179.7567 | 9223.7665 | 10991.7772
9963 | 74693.1926 | 1245.0931 | 0 | 74632.1926 | 4740.8442 | 8454.3273 | 2401.4582 | 3178.8772 | 144.2753 | 190 | 4031.8259 | 5088.9527 | 6856.9634
9964 | 73557.2304 | 1659.3946 | 0 | 73496.2304 | 3874.1145 | 3630.2031 | 1984.4025 | 3169.6659 | 168.5212 | 434 | 784.1267 | 2109.4994 | 3877.5101
9965 | 74968.3774 | 1730.6554 | -1730.6554 | 73176.722 | 3041.1085 | 16235.905 | 2579.6498 | 3138.4963 | 143.157 | 244 | 15106.4206 | 16216.4291 | 17984.4398
9966 | 75566.5335 | 2349.8228 | 0 | 75505.5335 | 2961.4197 | 12367.3968 | 2504.1776 | 3212.108 | 217.8622 | 190 | 8986.9291 | 10117.6429 | 11885.6536
9967 | 76049.0752 | 1501.9071 | 0 | 75988.0752 | 3521.9854 | 6645.3859 | 2369.2435 | 3262.9544 | 215.1935 | 190 | 2137.7233 | 3265.7683 | 5033.779
9968 | 77061.1372 | 1915.3071 | -1915.3071 | 75084.8301 | 1198.983 | 5846.5382 | 2574.9812 | 3526.5574 | 101.014 | 380 | 5034.4636 | 6238.3292 | 8006.3399
9969 | 74847.5884 | 2246.3093 | 0 | 74786.5884 | 3821.2577 | 8984.6609 | 2430.8975 | 3205.5806 | 191.3049 | 54 | 5383.4929 | 6351.6494 | 8119.6601
9970 | 73795.0173 | 1448.247 | 0 | 73734.0173 | 3047.9398 | 9141.9746 | 2478.8944 | 3128.4915 | 183.1513 | 190 | 7337.6034 | 8433.6063 | 10201.617
9971 | 75075.039 | 1533.455 | 0 | 75014.039 | 3110.1452 | 5331.7075 | 2321.1881 | 3258.3433 | 100.3376 | 380 | 2157.2547 | 3360.4438 | 5128.4545
9972 | 76828.1276 | 2288.8277 | -2288.8277 | 74478.3 | 2637.1831 | 6448.457 | 2295.241 | 3328.9593 | 218.7342 | 190 | 4327.3742 | 5458.96 | 7226.9707
9973 | 74114.7651 | 2027.4614 | 0 | 74053.7651 | 2982.3004 | 8078.063 | 2291.4947 | 3151.1786 | 147.2648 | 244 | 5854.8708 | 6968.9872 | 8736.9979
9974 | 76323.0788 | 1949.2945 | 0 | 76262.0788 | 2321.3979 | 11740.6822 | 2551.0032 | 3319.7265 | 162.9916 | 54 | 8398.1352 | 9337.9784 | 11105.9891
9975 | 76075.288 | 1509.6469 | 0 | 76014.288 | 2171.9454 | 22634.0062 | 2383.486 | 3384.8138 | 206.492 | 244 | 19586.2726 | 20759.6162 | 22527.6269
9976 | 76877.2324 | 1609.4986 | 0 | 76816.2324 | 2339.7884 | 4831.1537 | 1840.8278 | 3431.2405 | 149.6403 | 380 | 317.4012 | 1569.8931 | 3337.9038
9977 | 75690.5378 | 1692.1924 | -1692.1924 | 73937.3455 | 3962.3977 | 6132.5663 | 2399.8496 | 3274.2251 | 131.6498 | 54 | 3277.0979 | 4185.5993 | 5953.61
9978 | 77201.2291 | 1399.319 | 0 | 77140.2291 | 3155.5941 | 18397.8548 | 1877.0147 | 3521.5039 | 113.5831 | 244 | 12870.7503 | 13951.1849 | 15719.1956
9979 | 74904.4457 | 1784.4061 | 0 | 74843.4457 | 5525.5795 | 15850.0879 | 1951.9851 | 3230.9727 | 166.9616 | 54 | 10034.2204 | 10978.0335 | 12746.0442
9980 | 75014.505 | 1885.5794 | 0 | 74953.505 | 1928.9114 | 8248.202 | 2270.1196 | 3209.5157 | 72.7288 | 244 | 6215.6208 | 7255.2012 | 9023.2119
9981 | 74851.7415 | 1092.4491 | 0 | 74790.7415 | 1209.2188 | 3766.7392 | 2531.5066 | 3191.6664 | 153.1207 | 244 | 2860.1519 | 3980.1241 | 5748.1348
9982 | 76503.7621 | 1706.3785 | 0 | 76442.7621 | 2407.3052 | 6814.9817 | 2406.3047 | 3326.5238 | 105.7778 | 190 | 3067.9429 | 4086.5723 | 5854.583
9983 | 77058.2825 | 2039.4029 | 0 | 76997.2825 | 2793.2078 | 8089.9064 | 2662.5764 | 3394.0618 | 100.2873 | 190 | 3726.2543 | 4739.3932 | 6507.4039
9984 | 75607.0578 | 2094.6342 | 0 | 75546.0578 | 2110.9907 | 4384.6578 | 2285.5752 | 3241.6529 | 145.3238 | 190 | 1625.0373 | 2683.2127 | 4451.2234
9985 | 74280.8958 | 1990.2334 | -1990.2334 | 72229.6624 | 2811.0072 | 7450.386 | 2015.1868 | 3163.8731 | 117.3517 | 54 | 6958.9762 | 7853.1795 | 9621.1902
9986 | 76263.2911 | 1798.8497 | 0 | 76202.2911 | 2447.8303 | 3964.4243 | 2005.955 | 3289.4295 | 103.1504 | 54 | -20.1126 | 859.8893 | 2627.9
9987 | 75148.34 | 1515.0012 | -1515.0012 | 73572.3388 | 1987.2276 | 15910.9397 | 1343.6603 | 3141.7754 | 151.0549 | 380 | 14207.0091 | 15460.9156 | 17228.9263
9988 | 75390.7117 | 1772.1217 | 0 | 75329.7117 | 2986.288 | 2906.4814 | 2692.4539 | 3181.6771 | 116.2416 | 54 | -165.1873 | 727.9058 | 2495.9165
9989 | 74667.5744 | 1644.8823 | -1644.8823 | 72961.6921 | 2406.8328 | 22558.6313 | 2442.7157 | 3143.0594 | 186.765 | 380 | 22146.0816 | 23435.6982 | 25203.7089
9990 | 74405.8517 | 1145.5707 | 0 | 74344.8517 | 1626.3741 | 12323.2681 | 2397.4411 | 3130.084 | 95.6577 | 380 | 11249.7674 | 12448.2767 | 14216.2874
9991 | 75601.4712 | 1337.2726 | 0 | 75540.4712 | 3282.8585 | 5684.8381 | 2427.0625 | 3220.2717 | 168.5765 | 190 | 1879.0426 | 2960.4706 | 4728.4813
9992 | 76171.6609 | 1348.6873 | -1348.6873 | 74761.9736 | 3865.8598 | 10846.0308 | 2365.0277 | 3287.4042 | 137.6853 | 190 | 7240.8294 | 8291.3662 | 10059.3769
9993 | 74287.2358 | 1598.6109 | 0 | 74226.2358 | 4383.7198 | 4500.8574 | 2371.6824 | 3132.1643 | 103.1004 | 380 | 764.9485 | 1970.9005 | 3738.9112
9994 | 76648.0755 | 1867.1466 | -1867.1466 | 74719.929 | 1905.7891 | 10875.8142 | 2025.3824 | 3395.1547 | 192.9497 | 190 | 9040.8333 | 10146.6346 | 11914.6453
9995 | 73688.5329 | 1691.102 | 0 | 73627.5329 | 2339.6111 | 11475.4807 | 2608.7734 | 3131.558 | 193.0241 | 54 | 10618.8681 | 11588.7438 | 13356.7545
9996 | 75923.9818 | 1972.5326 | 0 | 75862.9818 | 2318.947 | 10894.296 | 2591.7526 | 3249.6102 | 110.5388 | 380 | 7923.93 | 9137.3203 | 10905.331
9997 | 75781.0606 | 1513.5847 | 0 | 75720.0606 | 4178.5681 | 5904.7712 | 2296.589 | 3235.0586 | 210.367 | 380 | 907.9901 | 2221.2086 | 3989.2193
9998 | 75619.1873 | 1090.5255 | -1090.5255 | 74467.6618 | 2075.9871 | 15381.477 | 2549.0673 | 3186.0376 | 83.6405 | 54 | 13943.133 | 14803.6251 | 16571.6358
9999 | 74740.0614 | 1562.3223 | 0 | 74679.0614 | 4807.5071 | 14426.8787 | 1537.793 | 3170.6063 | 140.1652 | 244 | 9018.9095 | 10125.9262 | 11893.9369
10000 | 76671.3645 | 1790.4855 | 0 | 76610.3645 | 4872.5843 | 4655.148 | 2349.9963 | 3411.9109 | 145.2157 | 244 | -1695.6936 | -583.6263 | 1184.3844
Note on E1: Warnken, Pete: NetDemand = Gross Demand - Realized PRD - Incremental Rooftop Solar (61 MW)