## TitlePage
Report on the Capacity, Demand and Reserves
(CDR) in the ERCOT Region, 2021-2030
December 16, 2020

## Contents
Table of Contents
Tab | Notes
Disclaimer | Please read
Changes from previous CDR | List of significant changes relative to the last CDR, published May 2020
Definitions | List of definitions
Executive Summary | Synopsis of considerations for this report
SummerSummary | Shows load forecast, resource capacity and reserve margin for Summer 2021 through Summer 2030
SummerCapacities | List of registered resources and capabilities used in determining the capacity contribution for Summer Peak Season
SummerFuelTypes | Lists generation fuel types by MW and by percentage for Summer 2021 through Summer 2030
WinterSummary | Shows load forecast, resource capacity and reserve margin for Winter 2020/2021 through Winter 2030/2031
WinterCapacities | List of registered resources and capabilities used in determining the capacity contribution for Winter Peak Season
WinterFuelTypes | Lists generation fuel types by MW and by percentage for Winter 2020/2021 through Winter 2030/2031
Generation Resource Scenarios | Includes the following: • Aggregate capacities of proposed generation resources for the summer of each reporting year based on meeting various interconnection process milestones. • A list of units for which public retirement announcements have been made but no formal retirement notices have been provided to ERCOT ("Unconfirmed" planned retirements). • The summer and winter capacity summaries for years 6-10 of the reporting period.
Load Scenario - COVID-19 Impact | A supplementary 'Load Scenario - COVID-19 Impact' tab has been created to include the impact of the COVID-19 pandemic on the Summer peak load forecasts and Reserve Margins for 2021-2024. The updated load forecast was developed using Moody’s COVID-19 economic update
Rooftop Solar Scenarios | Rooftop Solar Photovoltaic Installed Capacity Projections, 2020-2029
Fossil Fuel SODG Capacities | Fossil Fuel Settlement Only Distributed Generator (SODG) Capacities

## Disclaimer
Disclaimer
CDR WORKING PAPER
FOR PLANNING PURPOSES ONLY
This ERCOT Working Paper has been prepared for specific ERCOT and market participant purposes and has been developed from data provided by ERCOT market participants. The data may contain errors or become obsolete and thereby affect the conclusions and opinions of the Working Paper. ERCOT MAKES NO WARRANTY, EXPRESS OR IMPLIED, INCLUDING ANY WARRANTY OF MERCHANTABILITY OR FITNESS FOR ANY PARTICULAR PURPOSE, AND DISCLAIMS ANY AND ALL LIABILITY WITH RESPECT TO THE ACCURACY OF SAME OR THE FITNESS OR APPROPRIATENESS OF SAME FOR ANY PARTICULAR USE. THIS ERCOT WORKING PAPER IS SUPPLIED WITH ALL FAULTS. The specific suitability for any use of the Working Paper and its accuracy should be confirmed by each ERCOT market participant that contributed data for this Working Paper.

## Changes
Notes on Changes Relative to the Last CDR Report, Published May 2020
1 | The following Planned Resources have been moved to Operational Status since the release of the May 2020 CDR report:
| Project Name | Unit Code | County | Fuel | Zone | Installed Summer Capacity MW | Summer Peak Ave. Capacity Contribution MW
| PALMAS ALTAS WIND | PALMWIND_UNIT1 | CAMERON | WIND-C | COASTAL | 144.9 | 88.389
| PEYTON CREEK WIND | PEY_UNIT1 | MATAGORDA | WIND-C | COASTAL | 151.2 | 92.232
| BLUE SUMMIT WIND 3 A | BLSUMIT3_UNIT_17 | WILBARGER | WIND-O | WEST | 13.4 | 2.546
| BLUE SUMMIT WIND 3 B | BLSUMIT3_UNIT_25 | WILBARGER | WIND-O | WEST | 182.4 | 34.656
| FOWLER RANCH | FWLR_SLR_UNIT1 | CRANE | SOLAR | WEST | 150 | 120
| HOLSTEIN SOLAR 1 | HOLSTEIN_SOLAR1 | NOLAN | SOLAR | WEST | 102.2 | 81.76
| HOLSTEIN SOLAR 2 | HOLSTEIN_SOLAR2 | NOLAN | SOLAR | WEST | 102.3 | 81.84
| LAPETUS SOLAR | LAPETUS_UNIT_1 | ANDREWS | SOLAR | WEST | 100.7 | 80.56
| OBERON SOLAR | OBERON_UNIT_1 | ECTOR | SOLAR | WEST | 180 | 144
| PROSPERO SOLAR 1 | PROSPERO_UNIT1 | ANDREWS | SOLAR | WEST | 153.6 | 122.88
| PROSPERO SOLAR 2 | PROSPERO_UNIT2 | ANDREWS | SOLAR | WEST | 150 | 120
| QUEEN SOLAR PHASE II | QUEEN_SL_SOLAR3 | UPTON | SOLAR | WEST | 97.5 | 78
| QUEEN SOLAR PHASE II | QUEEN_SL_SOLAR4 | UPTON | SOLAR | WEST | 107.5 | 86
| RAMBLER SOLAR | RAMBLER_UNIT1 | TOM GREEN | SOLAR | WEST | 200 | 160
| CATAN SOLAR | DG_CS10_CATAN | KARNES | SOLAR | SOUTH | 10 | 8
| BRP ALVIN (DGR) | BRPALVIN_UNIT1 | BRAZORIA | STORAGE | COASTAL | 9.9 | 0
| BRP ANGELTON (DGR) | BRPANGLE_UNIT1 | BRAZORIA | STORAGE | COASTAL | 9.9 | 0
| BRP BRAZORIA (DGR) | BRP_BRAZ_UNIT1 | BRAZORIA | STORAGE | COASTAL | 9.9 | 0
| BRP HEIGHTS (DGR) | BRHEIGHT_UNIT1 | GALVESTON | STORAGE | HOUSTON | 9.9 | 0
| BRP ODESSA SW (DGR) | BRPODESA_UNIT1 | ECTOR | STORAGE | WEST | 9.9 | 0
| COMMERCE ST ESS (DGR) | X443ESS1_SWRI | BEXAR | STORAGE | SOUTH | 10 | 0
| FLAT TOP BATTERY (DGR) | FLTBES_BESS1 | REEVES | STORAGE | WEST | 9.9 | 0
| JOHNSON CITY BESS (DGR) | JC_BAT_UNIT_1 | BLANCO | STORAGE | SOUTH | 2.3 | 0
| TOTAL |  |  |  |  | 1917.4 | 1300.863
2 | The following Planned Resources have finalized the necessary agreements and permits to be added to the CDR report:
| Project Name | GENERATION INTERCONNECTION PROJECT CODE | County | Fuel | Zone | Year of Projected Commercial Operations (a) | Installed Summer Capacity MW | Summer Peak Ave. Capacity Contribution MW
| AIR PRODUCTS GCA | 21INR0012 | GALVESTON | GAS-ST | HOUSTON | 2022 | 60 | 60
| BRANDON (LP&L) | 21INR0201 | LUBBOCK | GAS-GT | PANHANDLE | 2021 | 21 | 21
| CHAMON 2 | 19INR0056 | HARRIS | GAS-GT | HOUSTON | 2021 | 100 | 100
| OLD BLOOMINGTON ROAD | 19INR0057 | VICTORIA | GAS-GT | SOUTH | 2021 | 100 | 100
| R MASSENGALE (LP&L) | 21INR0202 | LUBBOCK | GAS-CC | PANHANDLE | 2021 | 58 | 58
| TOPAZ POWER PLANT | 20INR0231 | GALVESTON | GAS-GT | HOUSTON | 2021 | 510 | 510
| TY COOKE (LP&L) | 21INR0506 | LUBBOCK | GAS-GT | PANHANDLE | 2021 | 33 | 33
| CAROL WIND | 20INR0217 | POTTER | WIND-P | PANHANDLE | 2021 | 169.2 | 49.068
| AJAX WIND | 20INR0142 | WILBARGER | WIND-O | WEST | 2021 | 630 | 119.7
| ANCHOR WIND | 21INR0387 | EASTLAND | WIND-O | NORTH | 2021 | 300 | 57
| AQUILLA LAKE WIND | 19INR0145 | HILL | WIND-O | NORTH | 2021 | 202 | 38.38
| AQUILLA LAKE 2 WIND | 20INR0256 | HILL | WIND-O | NORTH | 2021 | 100 | 19
| BAIRD NORTH II WIND | 21INR0498 | CALLAHAN | WIND-O | WEST | 2021 | 20 | 3.8
| FOXTROT WIND | 20INR0129 | KARNES | WIND-O | SOUTH | 2022 | 504 | 95.76
| HUTT WIND | 21INR0005 | MIDLAND | WIND-O | WEST | 2021 | 336 | 63.84
| MONARCH CREEK WIND | 21INR0263 | THROCKMORTON | WIND-O | WEST | 2021 | 209 | 39.71
| PRIDDY WIND | 16INR0085 | MILLS | WIND-O | NORTH | 2021 | 300 | 57
| VORTEX WIND | 20INR0120 | THROCKMORTON | WIND-O | WEST | 2021 | 350 | 66.5
| 7V SOLAR | 21INR0351 | FAYETTE | SOLAR | SOUTH | 2023 | 246.3 | 197.04
| BIG STAR SOLAR | 21INR0413 | BASTROP | SOLAR | SOUTH | 2022 | 220.6 | 176.48
| BLUE JAY SOLAR | 19INR0085 | GRIMES | SOLAR | NORTH | 2021 | 210 | 168
| BRIGHTSIDE SOLAR | 18INR0060 | BEE | SOLAR | SOUTH | 2021 | 50 | 40
| CAROL SOLAR | 21INR0274 | POTTER | SOLAR | PANHANDLE | 2021 | 223.2 | 178.56
| CASTRO SOLAR | 20INR0050 | CASTRO | SOLAR | PANHANDLE | 2021 | 223 | 178.4
| CONCHO VALLEY SOLAR | 21INR0384 | TOM GREEN | SOLAR | WEST | 2022 | 159.8 | 127.84
| CORAZON SOLAR PHASE II | 22INR0257 | WEBB | SOLAR | SOUTH | 2022 | 203.9 | 163.12
| CUTLASS SOLAR | 19INR0131 | FORT BEND | SOLAR | HOUSTON | 2022 | 300 | 240
| DELILAH SOLAR 1 | 21INR0221 | LAMAR | SOLAR | NORTH | 2021 | 250 | 200
| DELILAH SOLAR 1A | 21INR0490 | LAMAR | SOLAR | NORTH | 2023 | 200 | 160
| DELILAH SOLAR 1B | 21INR0491 | LAMAR | SOLAR | NORTH | 2021 | 250 | 200
| FIGHTING JAYS SOLAR | 21INR0278 | FORT BEND | SOLAR | HOUSTON | 2022 | 356.5 | 285.2
| GREEN HOLLY SOLAR | 21INR0021 | DAWSON | SOLAR | WEST | 2023 | 413.6 | 330.88
| INDIGO SOLAR | 21INR0031 | FISHER | SOLAR | WEST | 2021 | 125 | 100
| NOBLE SOLAR | 20INR0214 | DENTON | SOLAR | NORTH | 2022 | 279 | 223.2
| OLD HICKORY SOLAR | 20INR0236 | JACKSON | SOLAR | SOUTH | 2022 | 250 | 200
| PINE FOREST SOLAR | 20INR0203 | HOPKINS | SOLAR | NORTH | 2022 | 284.3 | 227.44
| RAMSEY SOLAR | 20INR0130 | WHARTON | SOLAR | SOUTH | 2021 | 514 | 411.2
| ROSELAND SOLAR | 20INR0205 | FALLS | SOLAR | NORTH | 2022 | 500 | 400
| RED HOLLY SOLAR | 21INR0022 | DAWSON | SOLAR | WEST | 2023 | 260 | 208
| RED-TAILED HAWK SOLAR | 21INR0389 | WHARTON | SOLAR | SOUTH | 2021 | 355.3 | 284.24
| RUETER SOLAR | 20INR0202 | BOSQUE | SOLAR | NORTH | 2022 | 200 | 160
| SBRANCH SOLAR PROJECT | 22INR0205 | WHARTON | SOLAR | SOUTH | 2022 | 154 | 123.2
| SECOND DIVISION SOLAR | 20INR0248 | BRAZORIA | SOLAR | COASTAL | 2022 | 100 | 80
| SOLEMIO | 19INR0093 | HOPKINS | SOLAR | NORTH | 2021 | 81.4 | 65.12
| SPARTA SOLAR | 22INR0352 | BEE | SOLAR | SOUTH | 2022 | 256 | 204.8
| STARR SOLAR RANCH | 20INR0216 | STARR | SOLAR | SOUTH | 2021 | 136 | 108.8
| TRES BAHIAS SOLAR | 20INR0266 | CALHOUN | SOLAR | COASTAL | 2021 | 195 | 156
| TYSON NICK SOLAR | 20INR0222 | LAMAR | SOLAR | NORTH | 2021 | 90 | 72
| VANCOURT SOLAR | 21INR0213 | CAMERON | SOLAR | COASTAL | 2021 | 45.7 | 36.56
| VISION SOLAR 1 | 20INR0082 | NAVARRO | SOLAR | NORTH | 2021 | 129.2 | 103.36
| ZIER SOLAR | 21INR0019 | KINNEY | SOLAR | SOUTH | 2022 | 160 | 128
| BRP DICKENS BESS | 22INR0325 | DICKENS | STORAGE | PANHANDLE | 2022 | 202.4 | 0
| CROSSETT POWER BATT | 21INR0510 | CRANE | STORAGE | WEST | 2021 | 208.6 | 0
| GAMBIT | 21INR0364 | BRAZORIA | STORAGE | COASTAL | 2021 | 102.4 | 0
| GREEN HOLLY STORAGE | 21INR0029 | DAWSON | STORAGE | WEST | 2023 | 50 | 0
| HIGH LONESOME BESS | 20INR0280 | CROCKETT | STORAGE | WEST | 2022 | 50 | 0
| IGNACIO GRID | 21INR0522 | HIDALGO | STORAGE | SOUTH | 2021 | 101.5 | 0
| LILY STORAGE | 20INR0294 | KAUFMAN | STORAGE | NORTH | 2021 | 51.7 | 0
| QUEEN BESS | 20INR0281 | UPTON | STORAGE | WEST | 2022 | 50 | 0
| RED HOLLY STORAGE | 21INR0033 | DAWSON | STORAGE | WEST | 2023 | 50 | 0
| REPUBLIC ROAD STORAGE | 21INR0460 | ROBERTSON | STORAGE | NORTH | 2021 | 50 | 0
| ROUGHNECK STORAGE | 19INR0176 | BRAZORIA | STORAGE | COASTAL | 2021 | 50 | 0
| SP TX-12B BESS | 21INR0357 | UPTON | STORAGE | WEST | 2021 | 25.1 | 0
| BRP ANGELTON (DGR) | BRPANGLE_UNIT1 | BRAZORIA | STORAGE | COASTAL | 2020 | 9.9 | 0
| BRP DICKINSON (DGR) | BRP_DIKN_UNIT1 | GALVESTON | STORAGE | HOUSTON | 2020 | 9.9 | 0
| BRP MAGNOLIA (DGR) | BRPMAGNO_UNIT1 | GALVESTON | STORAGE | HOUSTON | 2020 | 9.9 | 0
| BRP PUEBLO I (DGR) | BRP_PBL1_UNIT1 | MAVERICK | STORAGE | SOUTH | 2020 | 5 | 0
| BRP PUEBLO II (DGR) | BRP_PBL2_UNIT1 | MAVERICK | STORAGE | SOUTH | 2020 | 10 | 0
| BRP SEMINOLE (DGR) | BRP_SEMI_UNIT1 | GALVESTON | STORAGE | HOUSTON | 2020 | 10 | 0
| BRP SWEENY (DGR) | BRP_SWNY_UNIT1 | BRAZORIA | STORAGE | COASTAL | 2020 | 10 | 0
| BRP ZAPATA I (DGR) | BRP_ZPT1_UNIT1 | ZAPATA | STORAGE | SOUTH | 2020 | 10 | 0
| BRP ZAPATA II (DGR) | BRP_ZPT2_UNIT1 | ZAPATA | STORAGE | SOUTH | 2020 | 5 | 0
| FLOWER VALLEY BATTERY (DGR) | FLVABES1_FLATU1 | REEVES | STORAGE | WEST | 2020 | 9.9 | 0
| HOEFSROAD BESS (DGR) | HRBESS_BESS | REEVES | STORAGE | WEST | 2020 | 2 | 0
| SWOOSE BATTERY (DGR) | SWOOSE1_SWOOSEU1 | WARD | STORAGE | WEST | 2020 | 9.9 | 0
| TRIPLE BUTTE (DGR) | TRIPBUT1_BELU1 | PECOS | STORAGE | WEST | 2021 | 7.5 | 0
| TOTAL | [5 empty] | 12524.7 | 7429.198
(a) This date is based on the projected Commercial Operations Date (COD) reported by the project developer. In contrast, a unit's first summer CDR forecast year (reported in the SummerCapacities sheet) is defined as the first year in which the capacity is available for the entire summer Peak Load Season. (The summer Peak Load Season constitutes the months of June, July, August and September.) For example, if a unit has a projected COD of July 1, 2020, the first summer CDR forecast year would be 2021. Planned projects with (DGR) suffix are Distributed Generation Resources (DGRs). Since they are 10 MW or less, they are not going through the GINR application process.
3 | Notable Resource Changes: Recent Retirements: -DECKER CREEK STG 1 (315 MW), as of 10/31/20. -TEXAS GAS SULFUR CTG 1 (69 MW), as of 11/30/20. Upcoming Retirements: -SAM RAYBURN POWER CTG 1 (11 MW), retiring on 2/28/21. -SAM RAYBURN POWER CTG 2 (11 MW), retiring on 2/28/21. -TRINIDAD STG 6 (235 MW), retiring on 4/29/21, RMR study pending. Recent Extended Outages -R W MILLER STG 1 (70 MW) started in 8/14/20 and expected to last for 18 months. Recent Seasonal Mothballs -NACOGDOCHES POWER (105 MW), as of 10/16/20. Available between May 15th and October 15th.
4 | Notable Reporting Changes: - The load forecast now includes a "Rooftop Solar PV Forecast" line item, which reduces the Firm Peak Load forecast. The rooftop solar PV forecast was created for business and residential classes based on the load profile assignment for each weather zone. ERCOT developed an average solar capacity factor at the time of the summer peak demand by comparing the average electricity usage per ESIID for premises with and without rooftop solar PV. After unitizing the two usage profiles, a comparison of the profiles yielded a 46% usage reduction. This analysis was performed on the entire population of ERCOT’s ESIIDs. Other forecast assumptions include the starting installed rooftop solar PV amount of approximately 700 MW as of August 2020, and a forecast of approximately 2,100 MW by August, 2030. - The capacity of 'Proposed Generation Resources Based on Interconnection Milestone Status' table in the Generation Resource Scenarios tab includes a new Planned Resource Category: Synchronized Planned Projects. This group represents projects that ERCOT has approved for grid synchronization but have not passed all qualification testing necessary to be approved for participation in ERCOT market operations.

## Definitions
Definitions
Available Mothballed Capacity based on Owner's Return Probability
Mothballed capacity with a return-to-service probability of 50% or greater for a given season of the year, as provided by its owner, constitutes available mothballed generation. Return probabilities for individual units are considered protected information under the ERCOT Protocols and therefore are not included in this report.
Capacity Pending Retirement
Announced retired capacity that is undergoing ERCOT grid reliability reviews pursuant to Nodal Protocol Section 3.14.1.2
Distribution Resource Types:
Settlement Only Distribution Generator (SODG)
A generator that is connected to the Distribution System with a rating of: (1) One MW or less that chooses to register as an SODG; or (2) Greater than one and up to ten MW that is capable of providing a net export to the ERCOT System and does not register as a Distribution Generation Resource (DGR). SODGs are settled for exported energy only, but may not participate in the Ancillary Services market, Reliability Unit Commitment (RUC), Security-Constrained Economic Dispatch (SCED), or make energy offers.
Distribution Generation Resource (DGR)
A Generation Resource connected to the Distribution System that is either: (1) Greater than ten MW and not registered with the Public Utility Commission of Texas (PUCT) as a self-generator; or (2) Ten MW or less that chooses to register as a Generation Resource to participate in the ERCOT markets. DGRs must be registered with ERCOT in accordance with Planning Guide Section 6.8.2, Resource Registration Process, and will be modeled in ERCOT systems in accordance with Section 3.10.7.2, Modeling of Resources and Transmission Loads.
Emergency Response Service
ERCOT uses the methodology specified in Protocol Section 3.2.6.2.1, Peak Load Estimate, to derive the ERS capacity forecast for future years. The Current Year for the calculations is defined as the latest year for which ERS has been procured. The ERS capacity amounts are grossed up by 2% to reflect avoided transmission line losses.
Energy Efficiency Program Savings Forecast
ERCOT's energy efficiency forecast uses the PUCT's annual verified energy efficiency program savings estimates as the starting point. (See the definition for verified energy efficiency program savings below.) Savings from TDSP standard offer load management programs are not included in the ERCOT energy efficiency forecast. ERCOT computes the historical average annual verified savings, but excludes 2017 from the calculation due to Hurricane Harvey load impacts. (For prior forecasts, ERCOT used a formula based on the State energy efficiency goals in Utilities Code Section 39.905. Since the impacts of the goals were assumed to accumulate for just seven years from the time that the goals must be first met (2013), ERCOT no longer uses the goal-based forecasting approach.) Finally, ERCOT incorporates annual energy efficiency estimates from municipal utilities and electric cooperatives provided to the State Energy Conservation Office (SECO). Annual SECO report submission by these entities is required under S.B. No. 924. If annual reports for the previous calendar year are not available at the time the CDR is prepared, ERCOT incorporates report data for the most recently available reporting year. The energy efficiency capacity amounts are grossed up by a factor representing avoided transmission and distribution line losses. The factor is currently 1.076, reflecting 2% for avoided transmission losses and 5.6% for avoided distribution losses. The loss percentages are based on transmission and distribution loss factors posted to ERCOT's MIS website.
Energy Emergency Alert (EEA)
An ERCOT EEA declaration is made when operating reserves and system frequency drop below established severity levels (Levels 1, 2 and 3) and reserves are not projected to recover within 30 minutes unless certain actions are taken. An EEA declaration initiates an orderly, predetermined procedure for maximizing the use of available Resources, including the use of voluntary load reduction programs that are only available under EEA operations. Only under the most severe EEA level, would ERCOT direct Transmission and Distribution Service Providers to start shedding Load on a rotating basis in order to maintain system reliability and integrity. See Nodal Protocol Section 6.5.9.4, Energy Emergency Alert, for more details.
Forecast Zone
The CDR report uses Forecast Zones to identify the geographical location of generation resources. Forecast Zones generally have the same boundaries as the 2003 Congestion Management Zones with the following exceptions: A) Panhandle Zone for resources in the Texas Panhandle counties and outside the 2003 Congestion Management Zones, and B) Coastal Zone for resources in 11 counties along the Texas Gulf Coast and formerly in the South Zone of the 2003 Congestion Management Zones. There are six Forecast Zones: Coastal, Houston, North, Panhandle, South, and West. Note that the CDR Forecast Zones are only used for resource adequacy reporting and are distinct from other ERCOT geographical reporting schemes used for planning, operational, or data reporting purposes.
Full Interconnection Study (FIS)
The set of studies conducted by a Transmission Service Provider (TSP) for the purpose of identifying any electric system improvements or enhancements required to reliably interconnect a new All-Inclusive Generation Resource consistent with the provisions of Planning Guide Section 5, Generation Resource Interconnection or Change Request. These studies may include steady-state studies, system protection (short-circuit) studies, dynamic and transient stability studies, facility studies, and sub-synchronous oscillation studies.
Inactive Projects
Per Planning Guide Section 5.7.6, a proposed Resource shall be given the status of “Inactive” if the Resource has not met the conditions for inclusion in the ERCOT planning models, as specified in Section 6.9, Addition of Proposed Generation to the Planning Models, within two years of the date on which ERCOT posts the final FIS studies for the Resource to the MIS Secure Area. A developer may also elect Inactive status and stop any interconnection studies in process at its own discretion. When an Inactive Resource subsequently meets the requirements of Section 6.9, it shall be added to the planning models and the status changed back to Planned. If a Resource has been Inactive for five years, ERCOT may cancel the project pursuant to Planning Guide Section 5.7.7, Cancellation of a Project Due to Failure to Comply with Requirements. Per new ERCOT Nodal Protocol rules (NPRR980), Inactive planned projects are excluded from the CDR's reserve margin calculations.
Mothballed Unit
A generation resource for which a generation entity has submitted a Notification of Suspension of Operations, for which ERCOT has declined to execute an RMR agreement, and for which the generation entity has not announced retirement of the generation resource. A seasonal mothballed unit is one in which the generation entity requests a seasonal operation period that must include the summer Peak Load Season, June 1 through September 30.
LRs (Load Resources)
Load capable of reducing or increasing the need for electrical energy or providing Ancillary Services to the ERCOT System, as described in the ERCOT Protocols, Section 6, Ancillary Services. These Resources may provide the following Ancillary Services: Responsive Reserve Service, Non-Spinning Reserve Service, Replacement Reserve Service, and Regulation Service. The Resources must be registered and qualified by ERCOT and will be scheduled by a Qualified Scheduling Entity (QSE). LR capacity has been grossed up by 2% to reflect avoided transmission line losses.
Mothballed Capacity
Capacity that is designated as mothballed by a generating unit's owner as described above, and which is not available for operations during the summer Peak Load Season (June, July, August and September) or winter Peak Load Season (December, January and February).
Peak Load Seasons
Summer months are June, July, August, and September; winter months are December, January, and February.
Private Use Networks
An electric network connected to the ERCOT transmission grid that contains load that is not directly metered by ERCOT (i.e., load that is typically netted with internal generation).
Non-Synchronous Tie
Any non-synchronous transmission interconnection between ERCOT and non-ERCOT electric power systems.
Reliability Must-Run (RMR) Unit
A generation resource unit operated under the terms of an agreement with ERCOT that would not otherwise be operated except that they are necessary to provide voltage support, stability or management of localized transmission constraints under first contingency criteria.
Signed SGIA (Standard Generation Interconnection Agreement)
An agreement that sets forth requirements for physical connection between an eligible transmission service customer and a transmission or distribution service provider.
Switchable Generation Resource (SWGR)
A generation resource that can be connected to either the ERCOT transmission grid or a grid outside the ERCOT Region.
TDSP Standard Offer Load Management Programs
For the May releases of the CDR report, ERCOT uses the megawatt amount of verified peak load capacity reductions, adjusted for avoided transmission losses, due to TDSP Standard Offcer load management programs that are reported by electric utilities in the ERCOT Region to the Public Utility Commission of Texas. The reported amounts are for the most current reporting year, which is the calendar year prior to the year during which the May CDR is prepared. (For example, the May 2019 CDR report used verified program savings for the 2018 reporting year.) For the December CDR releases, ERCOT uses TDSP data received for the current load management program year, which is more timely than the verified savings estimates provided to the PUCT. The data obtained from the TDSPs reflect verified program performance for the summer based on testing, and is adjusted for avoided transmission losses.
Unconfirmed Retirement
A Generation Resource for which a public announcement of the intent to permanently shut the unit down has been released, but a Notice of Suspension of Operations for the unit has not been received by ERCOT. This is an informal definition that is not currently included in the Nodal Protocols or Other Binding Documents. The criteria for classifying a Generation Resource as an Unconfirmed Retirement include the following: a. A specific retirement date is cited in the announcement, or other timing information is given that indicates the unit will be unavailable as of June 1 of a CDR Reporting Year. b. The announcement, with follow-up inquiry by ERCOT, does not indicate that retirement timing is highly speculative.
Verified Energy Efficiency Program Savings
The total megawatt (MW) amount of verified peak load capacity reductions due to residential and commercial sector energy efficiency incentive programs that are reported by electric utilities in the ERCOT Region to the Public Utility Commission of Texas. See Utilities Code Section 39.905. Note that savings from TDSP standard offer load management programs are not included in the ERCOT energy efficiency forecast, but rather handled as a separate reporting line item.
Wind Peak Average Capacity Contribution
The seasonal net capacity rating of wind resources multiplied by the Seasonal Peak Average Capacity Percentage for the Coastal, Panhandle and Other CDR reporting regions.
Wind Seasonal Peak Average Capacity Percentage
The average wind capacity available for the summer and winter Peak Load Seasons for a CDR reporting region (Coastal, Panhandle, Other) divided by the installed capacity for the region, expressed as a percentage. Details for the derivation of the percentages are outlined in ERCOT Protocol Section 3.2.6.2.2 (see http://www.ercot.com/content/wcm/current_guides/53528/03-110119_Nodal.docx).
Wind Regions: Coastal, Panhandle, and Other
Wind Generation Resources (WGRs) are classified into regions based on the county that contains their Point of Interconnection (POI). The Coastal region is defined as the following counties along the Gulf Coast: Aransas, Brazoria, Calhoun, Cameron, Kenedy, Kleberg, Matagorda, Nueces, Refugio, San Patricio, and Willacy. The Panhandle region is defined as the following counties: Armstrong, Bailey, Briscoe, Carson, Castro, Childress, Cochran, Collingsworth, Crosby, Dallam, Deaf Smith, Dickens, Donley, Floyd, Gray, Hale, Hall, Hansford, Hartley, Hemphill, Hockley, Hutchinson, Lamb, Lipscomb, Lubbock, Moore, Motley, Ochiltree, Oldham, Parmer, Potter, Randall, Roberts, Sherman, Swisher, and Wheeler. The "Other" WInd Region consists of all other counties in the ERCOT Region. The assigned Wind Region for each WGR is indicated as "WIND-C," "WIND-P," or "WIND-O" in the Fuel columns of the summer/winter Capacities tabs.

## Executive_Summary
CDR Report - Executive Summary
New generation resources, including a significant amount of utility-scale solar, continue to be added to the ERCOT region at a rapid pace, resulting in higher planning reserve margins over the next several years.
The planning reserve margin for summer 2021 is forecasted to be 15.5%, based on resource updates provided to ERCOT from generation developers and an updated peak demand forecast. This is down 1.8% from what was reported in the May CDR due to solar and wind project delays and cancellations. Between 2022 and 2025, the planning reserve margin is expected to reach 25-27%.
The ERCOT region continues to see growth in customer demand, and will be incorporating demand served by Lubbock Power and Light beginning in June 2021. The forecasted peak demand for summer 2021 is 77,244 MW, and was calculated using revised economic data released by Moody’s Analytics in August. ERCOT’s current system-wide peak demand record is 74,820 MW, set on Aug. 12, 2019, between 4 and 5 p.m.
ERCOT has seen a significant increase in utility-scale solar resources, and based on the grid operator’s current interconnection queue for new generation projects, this trend is expected to continue over the next several years.
The grid operator is also seeing continued and accelerated growth in rooftop solar projects. In response, ERCOT included its first, separate rooftop solar PV forecast in the CDR. The forecast was created to show the incremental capacity growth beyond the historical growth trend reflected in the load forecast.
Based on preliminary data from generation owners, planned resources expected to be available by summer 2021 have a summer-rated capacity of 5,620 MW. This includes 816 MW of gas-fired resources, 1,765 MW of wind resources and 3,039 MW of utility-scale solar resources. An additional 9,273 MW of summer-rated solar capacity is expected to be added by June 2022.
Resources totaling 1,917 MW of installed capacity have been approved by ERCOT for commercial operations since the May CDR, and a total of 12,525 MW of installed capacity became eligible for inclusion in the CDR.
The mid-year CDR report will be released in May 2021.

## SummerSummary
Report on the Capacity, Demand and Reserves in the ERCOT Region
Summer Summary: 2021-2025
Load Forecast, MW: |  | 2021 | 2022 | 2023 | 2024 | 2025
| Summer Peak Demand (based on normal weather) | 77243.6379 | 78855.2515 | 80280.2923 | 81266.818 | 82057.6381
| plus: Energy Efficiency Program Savings Forecast | 2109.9906 | 2336.75 | 2648.4694 | 2883.9234 | 3204.9983
| Total Summer Peak Demand (before Reductions from Energy Efficiency Programs) | 79353.6286 | 81192.0015 | 82928.7617 | 84150.7415 | 85262.6364
| less: Rooftop solar PV Forecast | -100 | -190 | -280 | -359.3751 | -425.9655
| less: Load Resources providing Responsive Reserves | -897.6 | -897.6 | -897.6 | -897.6 | -897.6
| less: Load Resources providing Non-Spinning Reserves | 0 | 0 | 0 | 0 | 0
| less: Emergency Response Service (10- and 30-min ramp products) | -810.8592 | -810.8592 | -810.8592 | -810.8592 | -810.8592
| less: TDSP Standard Offer Load Management Programs | -262 | -262 | -262 | -262 | -262
| less: Energy Efficiency Program Savings Forecast | -2109.9906 | -2336.75 | -2648.4694 | -2883.9234 | -3204.9983
| Firm Peak Load, MW | 75173.1788 | 76694.7923 | 78029.8331 | 78936.9838 | 79661.2134
Resources, MW: |  | 2021 | 2022 | 2023 | 2024 | 2025
| Installed Capacity, Thermal/Hydro | 64026.2585 | 64096.2585 | 64096.2585 | 64096.2585 | 64096.2585
| Switchable Capacity | 3490 | 3490 | 3490 | 3490 | 3490
| less: Switchable Capacity Unavailable to ERCOT | -542 | -542 | -542 | -542 | -542
| Available Mothballed Capacity | 588 | 470 | 470 | 470 | 470
| Capacity from Private Use Networks | 3258.7392 | 3171.7392 | 3166.7392 | 3121.7392 | 3081.7392
| Coastal Wind, Peak Average Capacity Contribution (61% of installed capacity) | 2187.765 | 2187.765 | 2187.765 | 2187.765 | 2187.765
| Panhandle Wind, Peak Average Capacity Contribution (29% of installed capacity) | 1278.523 | 1278.523 | 1278.523 | 1278.523 | 1278.523
| Other Wind, Peak Average Capacity Contribution (19% of installed capacity) | 3251.299 | 3251.299 | 3251.299 | 3251.299 | 3251.299
| Solar Utility-Scale, Peak Average Capacity Contribution (80% of installed capacity) | 3068.72 | 3068.72 | 3068.72 | 3068.72 | 3068.72
| Storage, Peak Average Capacity Contribution (0% of installed capacity) | 0 | 0 | 0 | 0 | 0
| RMR Capacity to be under Contract | 0 | 0 | 0 | 0 | 0
| Capacity Pending Retirement | -235 | -235 | -235 | -235 | -235
| Operational Generation Capacity, MW | 80372.3047 | 80237.3047 | 80232.3047 | 80187.3047 | 80147.3047
| Non-Synchronous Ties, Capacity (Based on average net import contribution during summer 2019 EEA events) | 849.974 | 849.974 | 849.974 | 849.974 | 849.974
| Planned Resources (not wind, solar or storage) with Signed IA, Air Permits and Adequate Water Supplies | 816 | 1199 | 1199 | 1199 | 1199
| Planned Coastal Wind with Signed IA, Peak Average Capacity Contribution (61% of installed capacity) | 829.112 | 951.722 | 1088.24 | 1088.24 | 1088.24
| Planned Panhandle Wind with Signed IA, Peak Average Capacity Contribution (29% of installed capacity) | 0 | 49.068 | 93.003 | 93.003 | 93.003
| Planned Other Wind with Signed IA, Peak Average Capacity Contribution (19% of installed capacity) | 935.465 | 2046.053 | 2141.091 | 2217.091 | 2217.091
| Planned Solar Utility-Scale, Peak Average Capacity Contribution (80% of installed capacity) | 3039.04 | 12311.568 | 13645.248 | 14333.248 | 14333.248
| Planned Storage, Peak Average Capacity Contribution (0% of installed capacity) | 0 | 0 | 0 | 0 | 0
| Total Capacity, MW | 86841.8957 | 97644.6897 | 99248.8607 | 99967.8607 | 99927.8607
| Reserve Margin | 15.52% | 27.32% | 27.19% | 26.64% | 25.44%
(Total Resources - Firm Load Forecast) / Firm Load Forecast

## SummerCapacities
Unit Megawatt Capacities - Summer
| UNIT NAME | INR | UNIT CODE | COUNTY | FUEL | ZONE | IN SERVICE | 2021 | 2022 | 2023 | 2024 | 2025 | 2026 | 2027 | 2028 | 2029 | 2030
3 | Operational Resources (Thermal)
4 | COMANCHE PEAK U1 |  | CPSES_UNIT1 | SOMERVELL | NUCLEAR | NORTH | 1990 | 1205 | 1205 | 1205 | 1205 | 1205 | 1205 | 1205 | 1205 | 1205 | 1205
5 | COMANCHE PEAK U2 |  | CPSES_UNIT2 | SOMERVELL | NUCLEAR | NORTH | 1993 | 1195 | 1195 | 1195 | 1195 | 1195 | 1195 | 1195 | 1195 | 1195 | 1195
6 | SOUTH TEXAS U1 | 20INR0287 | STP_STP_G1 | MATAGORDA | NUCLEAR | COASTAL | 1988 | 1293.2 | 1293.2 | 1293.2 | 1293.2 | 1293.2 | 1293.2 | 1293.2 | 1293.2 | 1293.2 | 1293.2
7 | SOUTH TEXAS U2 |  | STP_STP_G2 | MATAGORDA | NUCLEAR | COASTAL | 1989 | 1280 | 1280 | 1280 | 1280 | 1280 | 1280 | 1280 | 1280 | 1280 | 1280
8 | COLETO CREEK |  | COLETO_COLETOG1 | GOLIAD | COAL | SOUTH | 1980 | 655 | 655 | 655 | 655 | 655 | 655 | 655 | 655 | 655 | 655
9 | FAYETTE POWER U1 |  | FPPYD1_FPP_G1 | FAYETTE | COAL | SOUTH | 1979 | 604 | 604 | 604 | 604 | 604 | 604 | 604 | 604 | 604 | 604
10 | FAYETTE POWER U2 |  | FPPYD1_FPP_G2 | FAYETTE | COAL | SOUTH | 1980 | 599 | 599 | 599 | 599 | 599 | 599 | 599 | 599 | 599 | 599
11 | FAYETTE POWER U3 |  | FPPYD2_FPP_G3 | FAYETTE | COAL | SOUTH | 1988 | 437 | 437 | 437 | 437 | 437 | 437 | 437 | 437 | 437 | 437
12 | J K SPRUCE U1 |  | CALAVERS_JKS1 | BEXAR | COAL | SOUTH | 1992 | 560 | 560 | 560 | 560 | 560 | 560 | 560 | 560 | 560 | 560
13 | J K SPRUCE U2 |  | CALAVERS_JKS2 | BEXAR | COAL | SOUTH | 2010 | 785 | 785 | 785 | 785 | 785 | 785 | 785 | 785 | 785 | 785
14 | LIMESTONE U1 |  | LEG_LEG_G1 | LIMESTONE | COAL | NORTH | 1985 | 824 | 824 | 824 | 824 | 824 | 824 | 824 | 824 | 824 | 824
15 | LIMESTONE U2 |  | LEG_LEG_G2 | LIMESTONE | COAL | NORTH | 1986 | 836 | 836 | 836 | 836 | 836 | 836 | 836 | 836 | 836 | 836
16 | MARTIN LAKE U1 |  | MLSES_UNIT1 | RUSK | COAL | NORTH | 1977 | 800 | 800 | 800 | 800 | 800 | 800 | 800 | 800 | 800 | 800
17 | MARTIN LAKE U2 |  | MLSES_UNIT2 | RUSK | COAL | NORTH | 1978 | 805 | 805 | 805 | 805 | 805 | 805 | 805 | 805 | 805 | 805
18 | MARTIN LAKE U3 |  | MLSES_UNIT3 | RUSK | COAL | NORTH | 1979 | 805 | 805 | 805 | 805 | 805 | 805 | 805 | 805 | 805 | 805
19 | OAK GROVE SES U1 |  | OGSES_UNIT1A | ROBERTSON | COAL | NORTH | 2010 | 855 | 855 | 855 | 855 | 855 | 855 | 855 | 855 | 855 | 855
20 | OAK GROVE SES U2 |  | OGSES_UNIT2 | ROBERTSON | COAL | NORTH | 2011 | 855 | 855 | 855 | 855 | 855 | 855 | 855 | 855 | 855 | 855
21 | SAN MIGUEL U1 |  | SANMIGL_G1 | ATASCOSA | COAL | SOUTH | 1982 | 391 | 391 | 391 | 391 | 391 | 391 | 391 | 391 | 391 | 391
22 | SANDY CREEK U1 |  | SCES_UNIT1 | MCLENNAN | COAL | NORTH | 2013 | 932.6 | 932.6 | 932.6 | 932.6 | 932.6 | 932.6 | 932.6 | 932.6 | 932.6 | 932.6
23 | TWIN OAKS U1 |  | TNP_ONE_TNP_O_1 | ROBERTSON | COAL | NORTH | 1990 | 155 | 155 | 155 | 155 | 155 | 155 | 155 | 155 | 155 | 155
24 | TWIN OAKS U2 |  | TNP_ONE_TNP_O_2 | ROBERTSON | COAL | NORTH | 1991 | 155 | 155 | 155 | 155 | 155 | 155 | 155 | 155 | 155 | 155
25 | W A PARISH U5 |  | WAP_WAP_G5 | FORT BEND | COAL | HOUSTON | 1977 | 664 | 664 | 664 | 664 | 664 | 664 | 664 | 664 | 664 | 664
26 | W A PARISH U6 |  | WAP_WAP_G6 | FORT BEND | COAL | HOUSTON | 1978 | 663 | 663 | 663 | 663 | 663 | 663 | 663 | 663 | 663 | 663
27 | W A PARISH U7 |  | WAP_WAP_G7 | FORT BEND | COAL | HOUSTON | 1980 | 577 | 577 | 577 | 577 | 577 | 577 | 577 | 577 | 577 | 577
28 | W A PARISH U8 |  | WAP_WAP_G8 | FORT BEND | COAL | HOUSTON | 1982 | 610 | 610 | 610 | 610 | 610 | 610 | 610 | 610 | 610 | 610
29 | ARTHUR VON ROSENBERG 1 CTG 1 |  | BRAUNIG_AVR1_CT1 | BEXAR | GAS-CC | SOUTH | 2000 | 164 | 164 | 164 | 164 | 164 | 164 | 164 | 164 | 164 | 164
30 | ARTHUR VON ROSENBERG 1 CTG 2 |  | BRAUNIG_AVR1_CT2 | BEXAR | GAS-CC | SOUTH | 2000 | 164 | 164 | 164 | 164 | 164 | 164 | 164 | 164 | 164 | 164
31 | ARTHUR VON ROSENBERG 1 STG |  | BRAUNIG_AVR1_ST | BEXAR | GAS-CC | SOUTH | 2000 | 190 | 190 | 190 | 190 | 190 | 190 | 190 | 190 | 190 | 190
32 | ATKINS CTG 7 |  | ATKINS_ATKINSG7 | BRAZOS | GAS-GT | NORTH | 1973 | 18 | 18 | 18 | 18 | 18 | 18 | 18 | 18 | 18 | 18
33 | BARNEY M DAVIS CTG 3 | 20INR0312 | B_DAVIS_B_DAVIG3 | NUECES | GAS-CC | COASTAL | 2010 | 157 | 157 | 157 | 157 | 157 | 157 | 157 | 157 | 157 | 157
34 | BARNEY M DAVIS CTG 4 | 20INR0312 | B_DAVIS_B_DAVIG4 | NUECES | GAS-CC | COASTAL | 2010 | 157 | 157 | 157 | 157 | 157 | 157 | 157 | 157 | 157 | 157
35 | BARNEY M DAVIS STG 1 | 20INR0312 | B_DAVIS_B_DAVIG1 | NUECES | GAS-ST | COASTAL | 1974 | 300 | 300 | 300 | 300 | 300 | 300 | 300 | 300 | 300 | 300
36 | BARNEY M DAVIS STG 2 | 20INR0312 | B_DAVIS_B_DAVIG2 | NUECES | GAS-CC | COASTAL | 1976 | 319 | 319 | 319 | 319 | 319 | 319 | 319 | 319 | 319 | 319
37 | BASTROP ENERGY CENTER CTG 1 |  | BASTEN_GTG1100 | BASTROP | GAS-CC | SOUTH | 2002 | 150 | 150 | 150 | 150 | 150 | 150 | 150 | 150 | 150 | 150
38 | BASTROP ENERGY CENTER CTG 2 |  | BASTEN_GTG2100 | BASTROP | GAS-CC | SOUTH | 2002 | 150 | 150 | 150 | 150 | 150 | 150 | 150 | 150 | 150 | 150
39 | BASTROP ENERGY CENTER STG |  | BASTEN_ST0100 | BASTROP | GAS-CC | SOUTH | 2002 | 233 | 233 | 233 | 233 | 233 | 233 | 233 | 233 | 233 | 233
40 | BOSQUE ENERGY CENTER CTG 1 |  | BOSQUESW_BSQSU_1 | BOSQUE | GAS-CC | NORTH | 2000 | 143 | 143 | 143 | 143 | 143 | 143 | 143 | 143 | 143 | 143
41 | BOSQUE ENERGY CENTER CTG 2 |  | BOSQUESW_BSQSU_2 | BOSQUE | GAS-CC | NORTH | 2000 | 143 | 143 | 143 | 143 | 143 | 143 | 143 | 143 | 143 | 143
42 | BOSQUE ENERGY CENTER CTG 3 |  | BOSQUESW_BSQSU_3 | BOSQUE | GAS-CC | NORTH | 2001 | 145 | 145 | 145 | 145 | 145 | 145 | 145 | 145 | 145 | 145
43 | BOSQUE ENERGY CENTER STG 4 |  | BOSQUESW_BSQSU_4 | BOSQUE | GAS-CC | NORTH | 2001 | 79.5 | 79.5 | 79.5 | 79.5 | 79.5 | 79.5 | 79.5 | 79.5 | 79.5 | 79.5
44 | BOSQUE ENERGY CENTER STG 5 |  | BOSQUESW_BSQSU_5 | BOSQUE | GAS-CC | NORTH | 2009 | 213.5 | 213.5 | 213.5 | 213.5 | 213.5 | 213.5 | 213.5 | 213.5 | 213.5 | 213.5
45 | BRAZOS VALLEY CTG 1 |  | BVE_UNIT1 | FORT BEND | GAS-CC | HOUSTON | 2003 | 149.7 | 149.7 | 149.7 | 149.7 | 149.7 | 149.7 | 149.7 | 149.7 | 149.7 | 149.7
46 | BRAZOS VALLEY CTG 2 |  | BVE_UNIT2 | FORT BEND | GAS-CC | HOUSTON | 2003 | 149.7 | 149.7 | 149.7 | 149.7 | 149.7 | 149.7 | 149.7 | 149.7 | 149.7 | 149.7
47 | BRAZOS VALLEY STG 3 |  | BVE_UNIT3 | FORT BEND | GAS-CC | HOUSTON | 2003 | 257.9 | 257.9 | 257.9 | 257.9 | 257.9 | 257.9 | 257.9 | 257.9 | 257.9 | 257.9
48 | CALENERGY-FALCON SEABOARD CTG 1 |  | FLCNS_UNIT1 | HOWARD | GAS-CC | WEST | 1987 | 75 | 75 | 75 | 75 | 75 | 75 | 75 | 75 | 75 | 75
49 | CALENERGY-FALCON SEABOARD CTG 2 |  | FLCNS_UNIT2 | HOWARD | GAS-CC | WEST | 1987 | 75 | 75 | 75 | 75 | 75 | 75 | 75 | 75 | 75 | 75
50 | CALENERGY-FALCON SEABOARD STG 3 |  | FLCNS_UNIT3 | HOWARD | GAS-CC | WEST | 1988 | 70 | 70 | 70 | 70 | 70 | 70 | 70 | 70 | 70 | 70
51 | CALHOUN (PORT COMFORT) CTG 1 |  | CALHOUN_UNIT1 | CALHOUN | GAS-GT | COASTAL | 2017 | 44 | 44 | 44 | 44 | 44 | 44 | 44 | 44 | 44 | 44
52 | CALHOUN (PORT COMFORT) CTG 2 |  | CALHOUN_UNIT2 | CALHOUN | GAS-GT | COASTAL | 2017 | 44 | 44 | 44 | 44 | 44 | 44 | 44 | 44 | 44 | 44
53 | CASTLEMAN CHAMON CTG 1 |  | CHAMON_CTG_0101 | HARRIS | GAS-GT | HOUSTON | 2017 | 44 | 44 | 44 | 44 | 44 | 44 | 44 | 44 | 44 | 44
54 | CASTLEMAN CHAMON CTG 2 |  | CHAMON_CTG_0301 | HARRIS | GAS-GT | HOUSTON | 2017 | 44 | 44 | 44 | 44 | 44 | 44 | 44 | 44 | 44 | 44
55 | CEDAR BAYOU 4 CTG 1 |  | CBY4_CT41 | CHAMBERS | GAS-CC | HOUSTON | 2009 | 163 | 163 | 163 | 163 | 163 | 163 | 163 | 163 | 163 | 163
56 | CEDAR BAYOU 4 CTG 2 |  | CBY4_CT42 | CHAMBERS | GAS-CC | HOUSTON | 2009 | 163 | 163 | 163 | 163 | 163 | 163 | 163 | 163 | 163 | 163
57 | CEDAR BAYOU 4 STG |  | CBY4_ST04 | CHAMBERS | GAS-CC | HOUSTON | 2009 | 178 | 178 | 178 | 178 | 178 | 178 | 178 | 178 | 178 | 178
58 | CEDAR BAYOU STG 1 |  | CBY_CBY_G1 | CHAMBERS | GAS-ST | HOUSTON | 1970 | 745 | 745 | 745 | 745 | 745 | 745 | 745 | 745 | 745 | 745
59 | CEDAR BAYOU STG 2 |  | CBY_CBY_G2 | CHAMBERS | GAS-ST | HOUSTON | 1972 | 749 | 749 | 749 | 749 | 749 | 749 | 749 | 749 | 749 | 749
60 | COLORADO BEND ENERGY CENTER CTG 1 |  | CBEC_GT1 | WHARTON | GAS-CC | SOUTH | 2007 | 79.9 | 79.9 | 79.9 | 79.9 | 79.9 | 79.9 | 79.9 | 79.9 | 79.9 | 79.9
61 | COLORADO BEND ENERGY CENTER CTG 2 |  | CBEC_GT2 | WHARTON | GAS-CC | SOUTH | 2007 | 71.9 | 71.9 | 71.9 | 71.9 | 71.9 | 71.9 | 71.9 | 71.9 | 71.9 | 71.9
62 | COLORADO BEND ENERGY CENTER CTG 3 |  | CBEC_GT3 | WHARTON | GAS-CC | SOUTH | 2008 | 78.9 | 78.9 | 78.9 | 78.9 | 78.9 | 78.9 | 78.9 | 78.9 | 78.9 | 78.9
63 | COLORADO BEND ENERGY CENTER CTG 4 |  | CBEC_GT4 | WHARTON | GAS-CC | SOUTH | 2008 | 72.9 | 72.9 | 72.9 | 72.9 | 72.9 | 72.9 | 72.9 | 72.9 | 72.9 | 72.9
64 | COLORADO BEND ENERGY CENTER STG 1 |  | CBEC_STG1 | WHARTON | GAS-CC | SOUTH | 2007 | 102 | 102 | 102 | 102 | 102 | 102 | 102 | 102 | 102 | 102
65 | COLORADO BEND ENERGY CENTER STG 2 |  | CBEC_STG2 | WHARTON | GAS-CC | SOUTH | 2008 | 107 | 107 | 107 | 107 | 107 | 107 | 107 | 107 | 107 | 107
66 | COLORADO BEND II CTG 7 | 18INR0077 | CBECII_CT7 | WHARTON | GAS-CC | SOUTH | 2017 | 329.3 | 329.3 | 329.3 | 329.3 | 329.3 | 329.3 | 329.3 | 329.3 | 329.3 | 329.3
67 | COLORADO BEND II CTG 8 | 18INR0077 | CBECII_CT8 | WHARTON | GAS-CC | SOUTH | 2017 | 335 | 335 | 335 | 335 | 335 | 335 | 335 | 335 | 335 | 335
68 | COLORADO BEND II STG 9 | 18INR0077 | CBECII_STG9 | WHARTON | GAS-CC | SOUTH | 2017 | 478.4 | 478.4 | 478.4 | 478.4 | 478.4 | 478.4 | 478.4 | 478.4 | 478.4 | 478.4
69 | CVC CHANNELVIEW CTG 1 |  | CVC_CVC_G1 | HARRIS | GAS-CC | HOUSTON | 2008 | 169 | 169 | 169 | 169 | 169 | 169 | 169 | 169 | 169 | 169
70 | CVC CHANNELVIEW CTG 2 |  | CVC_CVC_G2 | HARRIS | GAS-CC | HOUSTON | 2008 | 165 | 165 | 165 | 165 | 165 | 165 | 165 | 165 | 165 | 165
71 | CVC CHANNELVIEW CTG 3 |  | CVC_CVC_G3 | HARRIS | GAS-CC | HOUSTON | 2008 | 165 | 165 | 165 | 165 | 165 | 165 | 165 | 165 | 165 | 165
72 | CVC CHANNELVIEW STG 5 |  | CVC_CVC_G5 | HARRIS | GAS-CC | HOUSTON | 2008 | 144 | 144 | 144 | 144 | 144 | 144 | 144 | 144 | 144 | 144
73 | DANSBY CTG 2 |  | DANSBY_DANSBYG2 | BRAZOS | GAS-GT | NORTH | 2004 | 45 | 45 | 45 | 45 | 45 | 45 | 45 | 45 | 45 | 45
74 | DANSBY CTG 3 |  | DANSBY_DANSBYG3 | BRAZOS | GAS-GT | NORTH | 2010 | 47 | 47 | 47 | 47 | 47 | 47 | 47 | 47 | 47 | 47
75 | DANSBY STG 1 |  | DANSBY_DANSBYG1 | BRAZOS | GAS-ST | NORTH | 1978 | 107 | 107 | 107 | 107 | 107 | 107 | 107 | 107 | 107 | 107
76 | DECKER CREEK CTG 1 |  | DECKER_DPGT_1 | TRAVIS | GAS-GT | SOUTH | 1989 | 48 | 48 | 48 | 48 | 48 | 48 | 48 | 48 | 48 | 48
77 | DECKER CREEK CTG 2 |  | DECKER_DPGT_2 | TRAVIS | GAS-GT | SOUTH | 1989 | 48 | 48 | 48 | 48 | 48 | 48 | 48 | 48 | 48 | 48
78 | DECKER CREEK CTG 3 |  | DECKER_DPGT_3 | TRAVIS | GAS-GT | SOUTH | 1989 | 48 | 48 | 48 | 48 | 48 | 48 | 48 | 48 | 48 | 48
79 | DECKER CREEK CTG 4 |  | DECKER_DPGT_4 | TRAVIS | GAS-GT | SOUTH | 1989 | 48 | 48 | 48 | 48 | 48 | 48 | 48 | 48 | 48 | 48
80 | DECKER CREEK STG 2 |  | DECKER_DPG2 | TRAVIS | GAS-ST | SOUTH | 1978 | 420 | 420 | 420 | 420 | 420 | 420 | 420 | 420 | 420 | 420
81 | DECORDOVA CTG 1 |  | DCSES_CT10 | HOOD | GAS-GT | NORTH | 1990 | 69 | 69 | 69 | 69 | 69 | 69 | 69 | 69 | 69 | 69
82 | DECORDOVA CTG 2 |  | DCSES_CT20 | HOOD | GAS-GT | NORTH | 1990 | 69 | 69 | 69 | 69 | 69 | 69 | 69 | 69 | 69 | 69
83 | DECORDOVA CTG 3 |  | DCSES_CT30 | HOOD | GAS-GT | NORTH | 1990 | 68 | 68 | 68 | 68 | 68 | 68 | 68 | 68 | 68 | 68
84 | DECORDOVA CTG 4 |  | DCSES_CT40 | HOOD | GAS-GT | NORTH | 1990 | 69 | 69 | 69 | 69 | 69 | 69 | 69 | 69 | 69 | 69
85 | DEER PARK ENERGY CENTER CTG 1 |  | DDPEC_GT1 | HARRIS | GAS-CC | HOUSTON | 2002 | 172 | 172 | 172 | 172 | 172 | 172 | 172 | 172 | 172 | 172
86 | DEER PARK ENERGY CENTER CTG 2 |  | DDPEC_GT2 | HARRIS | GAS-CC | HOUSTON | 2002 | 182 | 182 | 182 | 182 | 182 | 182 | 182 | 182 | 182 | 182
87 | DEER PARK ENERGY CENTER CTG 3 |  | DDPEC_GT3 | HARRIS | GAS-CC | HOUSTON | 2002 | 172 | 172 | 172 | 172 | 172 | 172 | 172 | 172 | 172 | 172
88 | DEER PARK ENERGY CENTER CTG 4 |  | DDPEC_GT4 | HARRIS | GAS-CC | HOUSTON | 2002 | 182 | 182 | 182 | 182 | 182 | 182 | 182 | 182 | 182 | 182
89 | DEER PARK ENERGY CENTER CTG 6 |  | DDPEC_GT6 | HARRIS | GAS-CC | HOUSTON | 2014 | 156 | 156 | 156 | 156 | 156 | 156 | 156 | 156 | 156 | 156
90 | DEER PARK ENERGY CENTER STG 1 |  | DDPEC_ST1 | HARRIS | GAS-CC | HOUSTON | 2002 | 287 | 287 | 287 | 287 | 287 | 287 | 287 | 287 | 287 | 287
91 | DENTON ENERGY CENTER IC A |  | DEC_AGR_A | DENTON | GAS-IC | NORTH | 2018 | 56.5 | 56.5 | 56.5 | 56.5 | 56.5 | 56.5 | 56.5 | 56.5 | 56.5 | 56.5
92 | DENTON ENERGY CENTER IC B |  | DEC_AGR_B | DENTON | GAS-IC | NORTH | 2018 | 56.5 | 56.5 | 56.5 | 56.5 | 56.5 | 56.5 | 56.5 | 56.5 | 56.5 | 56.5
93 | DENTON ENERGY CENTER IC C |  | DEC_AGR_C | DENTON | GAS-IC | NORTH | 2018 | 56.5 | 56.5 | 56.5 | 56.5 | 56.5 | 56.5 | 56.5 | 56.5 | 56.5 | 56.5
94 | DENTON ENERGY CENTER IC D |  | DEC_AGR_D | DENTON | GAS-IC | NORTH | 2018 | 56.5 | 56.5 | 56.5 | 56.5 | 56.5 | 56.5 | 56.5 | 56.5 | 56.5 | 56.5
95 | ECTOR COUNTY ENERGY CTG 1 |  | ECEC_G1 | ECTOR | GAS-GT | WEST | 2015 | 147 | 147 | 147 | 147 | 147 | 147 | 147 | 147 | 147 | 147
96 | ECTOR COUNTY ENERGY CTG 2 |  | ECEC_G2 | ECTOR | GAS-GT | WEST | 2015 | 147 | 147 | 147 | 147 | 147 | 147 | 147 | 147 | 147 | 147
97 | ELK STATION IC 3 |  | AEEC_ELK_3 | HALE | GAS-IC | PANHANDLE | 2016 | 190 | 190 | 190 | 190 | 190 | 190 | 190 | 190 | 190 | 190
98 | ENNIS POWER STATION CTG 2 |  | ETCCS_CT1 | ELLIS | GAS-CC | NORTH | 2002 | 204 | 204 | 204 | 204 | 204 | 204 | 204 | 204 | 204 | 204
99 | ENNIS POWER STATION STG 1 |  | ETCCS_UNIT1 | ELLIS | GAS-CC | NORTH | 2002 | 115 | 115 | 115 | 115 | 115 | 115 | 115 | 115 | 115 | 115
100 | EXTEX LAPORTE GEN STN CTG 1 |  | AZ_AZ_G1 | HARRIS | GAS-GT | HOUSTON | 2009 | 36 | 36 | 36 | 36 | 36 | 36 | 36 | 36 | 36 | 36
101 | EXTEX LAPORTE GEN STN CTG 2 |  | AZ_AZ_G2 | HARRIS | GAS-GT | HOUSTON | 2009 | 36 | 36 | 36 | 36 | 36 | 36 | 36 | 36 | 36 | 36
102 | EXTEX LAPORTE GEN STN CTG 3 |  | AZ_AZ_G3 | HARRIS | GAS-GT | HOUSTON | 2009 | 36 | 36 | 36 | 36 | 36 | 36 | 36 | 36 | 36 | 36
103 | EXTEX LAPORTE GEN STN CTG 4 |  | AZ_AZ_G4 | HARRIS | GAS-GT | HOUSTON | 2009 | 36 | 36 | 36 | 36 | 36 | 36 | 36 | 36 | 36 | 36
104 | FERGUSON REPLACEMENT CTG 1 |  | FERGCC_FERGGT1 | LLANO | GAS-CC | SOUTH | 2014 | 169 | 169 | 169 | 169 | 169 | 169 | 169 | 169 | 169 | 169
105 | FERGUSON REPLACEMENT CTG 2 |  | FERGCC_FERGGT2 | LLANO | GAS-CC | SOUTH | 2014 | 169 | 169 | 169 | 169 | 169 | 169 | 169 | 169 | 169 | 169
106 | FERGUSON REPLACEMENT STG 1 |  | FERGCC_FERGST1 | LLANO | GAS-CC | SOUTH | 2014 | 182 | 182 | 182 | 182 | 182 | 182 | 182 | 182 | 182 | 182
107 | FORNEY ENERGY CENTER CTG 11 |  | FRNYPP_GT11 | KAUFMAN | GAS-CC | NORTH | 2003 | 165 | 165 | 165 | 165 | 165 | 165 | 165 | 165 | 165 | 165
108 | FORNEY ENERGY CENTER CTG 12 |  | FRNYPP_GT12 | KAUFMAN | GAS-CC | NORTH | 2003 | 157 | 157 | 157 | 157 | 157 | 157 | 157 | 157 | 157 | 157
109 | FORNEY ENERGY CENTER CTG 13 |  | FRNYPP_GT13 | KAUFMAN | GAS-CC | NORTH | 2003 | 157 | 157 | 157 | 157 | 157 | 157 | 157 | 157 | 157 | 157
110 | FORNEY ENERGY CENTER CTG 21 |  | FRNYPP_GT21 | KAUFMAN | GAS-CC | NORTH | 2003 | 165 | 165 | 165 | 165 | 165 | 165 | 165 | 165 | 165 | 165
111 | FORNEY ENERGY CENTER CTG 22 |  | FRNYPP_GT22 | KAUFMAN | GAS-CC | NORTH | 2003 | 157 | 157 | 157 | 157 | 157 | 157 | 157 | 157 | 157 | 157
112 | FORNEY ENERGY CENTER CTG 23 |  | FRNYPP_GT23 | KAUFMAN | GAS-CC | NORTH | 2003 | 157 | 157 | 157 | 157 | 157 | 157 | 157 | 157 | 157 | 157
113 | FORNEY ENERGY CENTER STG 10 |  | FRNYPP_ST10 | KAUFMAN | GAS-CC | NORTH | 2003 | 406 | 406 | 406 | 406 | 406 | 406 | 406 | 406 | 406 | 406
114 | FORNEY ENERGY CENTER STG 20 |  | FRNYPP_ST20 | KAUFMAN | GAS-CC | NORTH | 2003 | 406 | 406 | 406 | 406 | 406 | 406 | 406 | 406 | 406 | 406
115 | FREESTONE ENERGY CENTER CTG 1 |  | FREC_GT1 | FREESTONE | GAS-CC | NORTH | 2002 | 147 | 147 | 147 | 147 | 147 | 147 | 147 | 147 | 147 | 147
116 | FREESTONE ENERGY CENTER CTG 2 |  | FREC_GT2 | FREESTONE | GAS-CC | NORTH | 2002 | 147 | 147 | 147 | 147 | 147 | 147 | 147 | 147 | 147 | 147
117 | FREESTONE ENERGY CENTER CTG 4 |  | FREC_GT4 | FREESTONE | GAS-CC | NORTH | 2002 | 145 | 145 | 145 | 145 | 145 | 145 | 145 | 145 | 145 | 145
118 | FREESTONE ENERGY CENTER CTG 5 |  | FREC_GT5 | FREESTONE | GAS-CC | NORTH | 2002 | 145 | 145 | 145 | 145 | 145 | 145 | 145 | 145 | 145 | 145
119 | FREESTONE ENERGY CENTER STG 3 |  | FREC_ST3 | FREESTONE | GAS-CC | NORTH | 2002 | 169 | 169 | 169 | 169 | 169 | 169 | 169 | 169 | 169 | 169
120 | FREESTONE ENERGY CENTER STG 6 |  | FREC_ST6 | FREESTONE | GAS-CC | NORTH | 2002 | 168 | 168 | 168 | 168 | 168 | 168 | 168 | 168 | 168 | 168
121 | FRIENDSWOOD G (FEGC) CTG 1 |  | FEGC_UNIT1 | HARRIS | GAS-GT | HOUSTON | 2018 | 119 | 119 | 119 | 119 | 119 | 119 | 119 | 119 | 119 | 119
122 | GRAHAM STG 1 |  | GRSES_UNIT1 | YOUNG | GAS-ST | WEST | 1960 | 234 | 234 | 234 | 234 | 234 | 234 | 234 | 234 | 234 | 234
123 | GRAHAM STG 2 |  | GRSES_UNIT2 | YOUNG | GAS-ST | WEST | 1969 | 390 | 390 | 390 | 390 | 390 | 390 | 390 | 390 | 390 | 390
124 | GREENS BAYOU CTG 73 |  | GBY_GBYGT73 | HARRIS | GAS-GT | HOUSTON | 1976 | 56 | 56 | 56 | 56 | 56 | 56 | 56 | 56 | 56 | 56
125 | GREENS BAYOU CTG 74 |  | GBY_GBYGT74 | HARRIS | GAS-GT | HOUSTON | 1976 | 56 | 56 | 56 | 56 | 56 | 56 | 56 | 56 | 56 | 56
126 | GREENS BAYOU CTG 81 |  | GBY_GBYGT81 | HARRIS | GAS-GT | HOUSTON | 1976 | 56 | 56 | 56 | 56 | 56 | 56 | 56 | 56 | 56 | 56
127 | GREENS BAYOU CTG 82 |  | GBY_GBYGT82 | HARRIS | GAS-GT | HOUSTON | 1976 | 50 | 50 | 50 | 50 | 50 | 50 | 50 | 50 | 50 | 50
128 | GREENS BAYOU CTG 83 |  | GBY_GBYGT83 | HARRIS | GAS-GT | HOUSTON | 1976 | 56 | 56 | 56 | 56 | 56 | 56 | 56 | 56 | 56 | 56
129 | GREENS BAYOU CTG 84 |  | GBY_GBYGT84 | HARRIS | GAS-GT | HOUSTON | 1976 | 56 | 56 | 56 | 56 | 56 | 56 | 56 | 56 | 56 | 56
130 | GREENVILLE IC ENGINE PLANT IC 1 |  | STEAM_ENGINE_1 | HUNT | GAS-IC | NORTH | 2010 | 8.2 | 8.2 | 8.2 | 8.2 | 8.2 | 8.2 | 8.2 | 8.2 | 8.2 | 8.2
131 | GREENVILLE IC ENGINE PLANT IC 2 |  | STEAM_ENGINE_2 | HUNT | GAS-IC | NORTH | 2010 | 8.2 | 8.2 | 8.2 | 8.2 | 8.2 | 8.2 | 8.2 | 8.2 | 8.2 | 8.2
132 | GREENVILLE IC ENGINE PLANT IC 3 |  | STEAM_ENGINE_3 | HUNT | GAS-IC | NORTH | 2010 | 8.2 | 8.2 | 8.2 | 8.2 | 8.2 | 8.2 | 8.2 | 8.2 | 8.2 | 8.2
133 | GUADALUPE ENERGY CENTER CTG 1 |  | GUADG_GAS1 | GUADALUPE | GAS-CC | SOUTH | 2000 | 143 | 143 | 143 | 143 | 143 | 143 | 143 | 143 | 143 | 143
134 | GUADALUPE ENERGY CENTER CTG 2 |  | GUADG_GAS2 | GUADALUPE | GAS-CC | SOUTH | 2000 | 143 | 143 | 143 | 143 | 143 | 143 | 143 | 143 | 143 | 143
135 | GUADALUPE ENERGY CENTER CTG 3 |  | GUADG_GAS3 | GUADALUPE | GAS-CC | SOUTH | 2000 | 141 | 141 | 141 | 141 | 141 | 141 | 141 | 141 | 141 | 141
136 | GUADALUPE ENERGY CENTER CTG 4 |  | GUADG_GAS4 | GUADALUPE | GAS-CC | SOUTH | 2000 | 141 | 141 | 141 | 141 | 141 | 141 | 141 | 141 | 141 | 141
137 | GUADALUPE ENERGY CENTER STG 5 |  | GUADG_STM5 | GUADALUPE | GAS-CC | SOUTH | 2000 | 198 | 198 | 198 | 198 | 198 | 198 | 198 | 198 | 198 | 198
138 | GUADALUPE ENERGY CENTER STG 6 |  | GUADG_STM6 | GUADALUPE | GAS-CC | SOUTH | 2000 | 198 | 198 | 198 | 198 | 198 | 198 | 198 | 198 | 198 | 198
139 | HANDLEY STG 3 |  | HLSES_UNIT3 | TARRANT | GAS-ST | NORTH | 1963 | 395 | 395 | 395 | 395 | 395 | 395 | 395 | 395 | 395 | 395
140 | HANDLEY STG 4 |  | HLSES_UNIT4 | TARRANT | GAS-ST | NORTH | 1976 | 435 | 435 | 435 | 435 | 435 | 435 | 435 | 435 | 435 | 435
141 | HANDLEY STG 5 |  | HLSES_UNIT5 | TARRANT | GAS-ST | NORTH | 1977 | 435 | 435 | 435 | 435 | 435 | 435 | 435 | 435 | 435 | 435
142 | HAYS ENERGY FACILITY CSG 1 |  | HAYSEN_HAYSENG1 | HAYS | GAS-CC | SOUTH | 2002 | 210 | 210 | 210 | 210 | 210 | 210 | 210 | 210 | 210 | 210
143 | HAYS ENERGY FACILITY CSG 2 | 21INR0527 | HAYSEN_HAYSENG2 | HAYS | GAS-CC | SOUTH | 2002 | 211 | 211 | 211 | 211 | 211 | 211 | 211 | 211 | 211 | 211
144 | HAYS ENERGY FACILITY CSG 3 | 21INR0527 | HAYSEN_HAYSENG3 | HAYS | GAS-CC | SOUTH | 2002 | 210 | 210 | 210 | 210 | 210 | 210 | 210 | 210 | 210 | 210
145 | HAYS ENERGY FACILITY CSG 4 |  | HAYSEN_HAYSENG4 | HAYS | GAS-CC | SOUTH | 2002 | 213 | 213 | 213 | 213 | 213 | 213 | 213 | 213 | 213 | 213
146 | HIDALGO ENERGY CENTER CTG 1 |  | DUKE_DUKE_GT1 | HIDALGO | GAS-CC | SOUTH | 2000 | 149 | 149 | 149 | 149 | 149 | 149 | 149 | 149 | 149 | 149
147 | HIDALGO ENERGY CENTER CTG 2 |  | DUKE_DUKE_GT2 | HIDALGO | GAS-CC | SOUTH | 2000 | 149 | 149 | 149 | 149 | 149 | 149 | 149 | 149 | 149 | 149
148 | HIDALGO ENERGY CENTER STG 1 |  | DUKE_DUKE_ST1 | HIDALGO | GAS-CC | SOUTH | 2000 | 168 | 168 | 168 | 168 | 168 | 168 | 168 | 168 | 168 | 168
149 | JACK COUNTY GEN FACILITY CTG 1 |  | JACKCNTY_CT1 | JACK | GAS-CC | NORTH | 2006 | 155 | 155 | 155 | 155 | 155 | 155 | 155 | 155 | 155 | 155
150 | JACK COUNTY GEN FACILITY CTG 2 |  | JACKCNTY_CT2 | JACK | GAS-CC | NORTH | 2006 | 155 | 155 | 155 | 155 | 155 | 155 | 155 | 155 | 155 | 155
151 | JACK COUNTY GEN FACILITY CTG 3 |  | JCKCNTY2_CT3 | JACK | GAS-CC | NORTH | 2011 | 150 | 150 | 150 | 150 | 150 | 150 | 150 | 150 | 150 | 150
152 | JACK COUNTY GEN FACILITY CTG 4 |  | JCKCNTY2_CT4 | JACK | GAS-CC | NORTH | 2011 | 150 | 150 | 150 | 150 | 150 | 150 | 150 | 150 | 150 | 150
153 | JACK COUNTY GEN FACILITY STG 1 |  | JACKCNTY_STG | JACK | GAS-CC | NORTH | 2006 | 295 | 295 | 295 | 295 | 295 | 295 | 295 | 295 | 295 | 295
154 | JACK COUNTY GEN FACILITY STG 2 |  | JCKCNTY2_ST2 | JACK | GAS-CC | NORTH | 2011 | 295 | 295 | 295 | 295 | 295 | 295 | 295 | 295 | 295 | 295
155 | JOHNSON COUNTY GEN FACILITY CTG 1 |  | TEN_CT1 | JOHNSON | GAS-CC | NORTH | 1997 | 163 | 163 | 163 | 163 | 163 | 163 | 163 | 163 | 163 | 163
156 | JOHNSON COUNTY GEN FACILITY STG 1 |  | TEN_STG | JOHNSON | GAS-CC | NORTH | 1997 | 106 | 106 | 106 | 106 | 106 | 106 | 106 | 106 | 106 | 106
157 | LAKE HUBBARD STG 1 |  | LHSES_UNIT1 | DALLAS | GAS-ST | NORTH | 1970 | 392 | 392 | 392 | 392 | 392 | 392 | 392 | 392 | 392 | 392
158 | LAKE HUBBARD STG 2 |  | LHSES_UNIT2A | DALLAS | GAS-ST | NORTH | 1973 | 523 | 523 | 523 | 523 | 523 | 523 | 523 | 523 | 523 | 523
159 | LAMAR ENERGY CENTER CTG 11 |  | LPCCS_CT11 | LAMAR | GAS-CC | NORTH | 2000 | 153 | 153 | 153 | 153 | 153 | 153 | 153 | 153 | 153 | 153
160 | LAMAR ENERGY CENTER CTG 12 |  | LPCCS_CT12 | LAMAR | GAS-CC | NORTH | 2000 | 145 | 145 | 145 | 145 | 145 | 145 | 145 | 145 | 145 | 145
161 | LAMAR ENERGY CENTER CTG 21 |  | LPCCS_CT21 | LAMAR | GAS-CC | NORTH | 2000 | 145 | 145 | 145 | 145 | 145 | 145 | 145 | 145 | 145 | 145
162 | LAMAR ENERGY CENTER CTG 22 |  | LPCCS_CT22 | LAMAR | GAS-CC | NORTH | 2000 | 153 | 153 | 153 | 153 | 153 | 153 | 153 | 153 | 153 | 153
163 | LAMAR ENERGY CENTER STG 1 |  | LPCCS_UNIT1 | LAMAR | GAS-CC | NORTH | 2000 | 204 | 204 | 204 | 204 | 204 | 204 | 204 | 204 | 204 | 204
164 | LAMAR ENERGY CENTER STG 2 |  | LPCCS_UNIT2 | LAMAR | GAS-CC | NORTH | 2000 | 204 | 204 | 204 | 204 | 204 | 204 | 204 | 204 | 204 | 204
165 | LAREDO CTG 4 |  | LARDVFTN_G4 | WEBB | GAS-GT | SOUTH | 2008 | 90.1 | 90.1 | 90.1 | 90.1 | 90.1 | 90.1 | 90.1 | 90.1 | 90.1 | 90.1
166 | LAREDO CTG 5 |  | LARDVFTN_G5 | WEBB | GAS-GT | SOUTH | 2008 | 87.3 | 87.3 | 87.3 | 87.3 | 87.3 | 87.3 | 87.3 | 87.3 | 87.3 | 87.3
167 | LEON CREEK PEAKER CTG 1 |  | LEON_CRK_LCPCT1 | BEXAR | GAS-GT | SOUTH | 2004 | 46 | 46 | 46 | 46 | 46 | 46 | 46 | 46 | 46 | 46
168 | LEON CREEK PEAKER CTG 2 |  | LEON_CRK_LCPCT2 | BEXAR | GAS-GT | SOUTH | 2004 | 46 | 46 | 46 | 46 | 46 | 46 | 46 | 46 | 46 | 46
169 | LEON CREEK PEAKER CTG 3 |  | LEON_CRK_LCPCT3 | BEXAR | GAS-GT | SOUTH | 2004 | 46 | 46 | 46 | 46 | 46 | 46 | 46 | 46 | 46 | 46
170 | LEON CREEK PEAKER CTG 4 |  | LEON_CRK_LCPCT4 | BEXAR | GAS-GT | SOUTH | 2004 | 46 | 46 | 46 | 46 | 46 | 46 | 46 | 46 | 46 | 46
171 | LOST PINES POWER CTG 1 |  | LOSTPI_LOSTPGT1 | BASTROP | GAS-CC | SOUTH | 2001 | 170 | 170 | 170 | 170 | 170 | 170 | 170 | 170 | 170 | 170
172 | LOST PINES POWER CTG 2 |  | LOSTPI_LOSTPGT2 | BASTROP | GAS-CC | SOUTH | 2001 | 170 | 170 | 170 | 170 | 170 | 170 | 170 | 170 | 170 | 170
173 | LOST PINES POWER STG 1 |  | LOSTPI_LOSTPST1 | BASTROP | GAS-CC | SOUTH | 2001 | 188 | 188 | 188 | 188 | 188 | 188 | 188 | 188 | 188 | 188
174 | MAGIC VALLEY STATION CTG 1 |  | NEDIN_NEDIN_G1 | HIDALGO | GAS-CC | SOUTH | 2001 | 215 | 215 | 215 | 215 | 215 | 215 | 215 | 215 | 215 | 215
175 | MAGIC VALLEY STATION CTG 2 |  | NEDIN_NEDIN_G2 | HIDALGO | GAS-CC | SOUTH | 2001 | 215 | 215 | 215 | 215 | 215 | 215 | 215 | 215 | 215 | 215
176 | MAGIC VALLEY STATION STG 3 |  | NEDIN_NEDIN_G3 | HIDALGO | GAS-CC | SOUTH | 2001 | 236 | 236 | 236 | 236 | 236 | 236 | 236 | 236 | 236 | 236
177 | MIDLOTHIAN ENERGY FACILITY CTG 1 |  | MDANP_CT1 | ELLIS | GAS-CC | NORTH | 2001 | 229 | 229 | 229 | 229 | 229 | 229 | 229 | 229 | 229 | 229
178 | MIDLOTHIAN ENERGY FACILITY CTG 2 |  | MDANP_CT2 | ELLIS | GAS-CC | NORTH | 2001 | 227 | 227 | 227 | 227 | 227 | 227 | 227 | 227 | 227 | 227
179 | MIDLOTHIAN ENERGY FACILITY CTG 3 |  | MDANP_CT3 | ELLIS | GAS-CC | NORTH | 2001 | 227 | 227 | 227 | 227 | 227 | 227 | 227 | 227 | 227 | 227
180 | MIDLOTHIAN ENERGY FACILITY CTG 4 |  | MDANP_CT4 | ELLIS | GAS-CC | NORTH | 2001 | 227 | 227 | 227 | 227 | 227 | 227 | 227 | 227 | 227 | 227
181 | MIDLOTHIAN ENERGY FACILITY CTG 5 |  | MDANP_CT5 | ELLIS | GAS-CC | NORTH | 2002 | 241 | 241 | 241 | 241 | 241 | 241 | 241 | 241 | 241 | 241
182 | MIDLOTHIAN ENERGY FACILITY CTG 6 |  | MDANP_CT6 | ELLIS | GAS-CC | NORTH | 2002 | 243 | 243 | 243 | 243 | 243 | 243 | 243 | 243 | 243 | 243
183 | MORGAN CREEK CTG 1 |  | MGSES_CT1 | MITCHELL | GAS-GT | WEST | 1988 | 66 | 66 | 66 | 66 | 66 | 66 | 66 | 66 | 66 | 66
184 | MORGAN CREEK CTG 2 |  | MGSES_CT2 | MITCHELL | GAS-GT | WEST | 1988 | 65 | 65 | 65 | 65 | 65 | 65 | 65 | 65 | 65 | 65
185 | MORGAN CREEK CTG 3 |  | MGSES_CT3 | MITCHELL | GAS-GT | WEST | 1988 | 65 | 65 | 65 | 65 | 65 | 65 | 65 | 65 | 65 | 65
186 | MORGAN CREEK CTG 4 |  | MGSES_CT4 | MITCHELL | GAS-GT | WEST | 1988 | 67 | 67 | 67 | 67 | 67 | 67 | 67 | 67 | 67 | 67
187 | MORGAN CREEK CTG 5 |  | MGSES_CT5 | MITCHELL | GAS-GT | WEST | 1988 | 67 | 67 | 67 | 67 | 67 | 67 | 67 | 67 | 67 | 67
188 | MORGAN CREEK CTG 6 |  | MGSES_CT6 | MITCHELL | GAS-GT | WEST | 1988 | 67 | 67 | 67 | 67 | 67 | 67 | 67 | 67 | 67 | 67
189 | MOUNTAIN CREEK STG 6 |  | MCSES_UNIT6 | DALLAS | GAS-ST | NORTH | 1956 | 122 | 122 | 122 | 122 | 122 | 122 | 122 | 122 | 122 | 122
190 | MOUNTAIN CREEK STG 7 |  | MCSES_UNIT7 | DALLAS | GAS-ST | NORTH | 1958 | 118 | 118 | 118 | 118 | 118 | 118 | 118 | 118 | 118 | 118
191 | MOUNTAIN CREEK STG 8 |  | MCSES_UNIT8 | DALLAS | GAS-ST | NORTH | 1967 | 568 | 568 | 568 | 568 | 568 | 568 | 568 | 568 | 568 | 568
192 | NUECES BAY REPOWER CTG 8 |  | NUECES_B_NUECESG8 | NUECES | GAS-CC | COASTAL | 2010 | 157 | 157 | 157 | 157 | 157 | 157 | 157 | 157 | 157 | 157
193 | NUECES BAY REPOWER CTG 9 |  | NUECES_B_NUECESG9 | NUECES | GAS-CC | COASTAL | 2010 | 157 | 157 | 157 | 157 | 157 | 157 | 157 | 157 | 157 | 157
194 | NUECES BAY REPOWER STG 7 |  | NUECES_B_NUECESG7 | NUECES | GAS-CC | COASTAL | 1972 | 319 | 319 | 319 | 319 | 319 | 319 | 319 | 319 | 319 | 319
195 | O W SOMMERS STG 1 |  | CALAVERS_OWS1 | BEXAR | GAS-ST | SOUTH | 1972 | 420 | 420 | 420 | 420 | 420 | 420 | 420 | 420 | 420 | 420
196 | O W SOMMERS STG 2 |  | CALAVERS_OWS2 | BEXAR | GAS-ST | SOUTH | 1974 | 410 | 410 | 410 | 410 | 410 | 410 | 410 | 410 | 410 | 410
197 | ODESSA-ECTOR POWER CTG 11 |  | OECCS_CT11 | ECTOR | GAS-CC | WEST | 2001 | 166.7 | 166.7 | 166.7 | 166.7 | 166.7 | 166.7 | 166.7 | 166.7 | 166.7 | 166.7
198 | ODESSA-ECTOR POWER CTG 12 |  | OECCS_CT12 | ECTOR | GAS-CC | WEST | 2001 | 158.2 | 158.2 | 158.2 | 158.2 | 158.2 | 158.2 | 158.2 | 158.2 | 158.2 | 158.2
199 | ODESSA-ECTOR POWER CTG 21 | 20INR0282 | OECCS_CT21 | ECTOR | GAS-CC | WEST | 2001 | 166.7 | 166.7 | 166.7 | 166.7 | 166.7 | 166.7 | 166.7 | 166.7 | 166.7 | 166.7
200 | ODESSA-ECTOR POWER CTG 22 | 20INR0282 | OECCS_CT22 | ECTOR | GAS-CC | WEST | 2001 | 158.2 | 158.2 | 158.2 | 158.2 | 158.2 | 158.2 | 158.2 | 158.2 | 158.2 | 158.2
201 | ODESSA-ECTOR POWER STG 1 |  | OECCS_UNIT1 | ECTOR | GAS-CC | WEST | 2001 | 206 | 206 | 206 | 206 | 206 | 206 | 206 | 206 | 206 | 206
202 | ODESSA-ECTOR POWER STG 2 | 20INR0282 | OECCS_UNIT2 | ECTOR | GAS-CC | WEST | 2001 | 206 | 206 | 206 | 206 | 206 | 206 | 206 | 206 | 206 | 206
203 | PANDA SHERMAN POWER CTG 1 |  | PANDA_S_SHER1CT1 | GRAYSON | GAS-CC | NORTH | 2014 | 195.4 | 195.4 | 195.4 | 195.4 | 195.4 | 195.4 | 195.4 | 195.4 | 195.4 | 195.4
204 | PANDA SHERMAN POWER CTG 2 |  | PANDA_S_SHER1CT2 | GRAYSON | GAS-CC | NORTH | 2014 | 194.4 | 194.4 | 194.4 | 194.4 | 194.4 | 194.4 | 194.4 | 194.4 | 194.4 | 194.4
205 | PANDA SHERMAN POWER STG 1 |  | PANDA_S_SHER1ST1 | GRAYSON | GAS-CC | NORTH | 2014 | 283.1 | 283.1 | 283.1 | 283.1 | 283.1 | 283.1 | 283.1 | 283.1 | 283.1 | 283.1
206 | PANDA TEMPLE I POWER CTG 1 |  | PANDA_T1_TMPL1CT1 | BELL | GAS-CC | NORTH | 2014 | 195 | 195 | 195 | 195 | 195 | 195 | 195 | 195 | 195 | 195
207 | PANDA TEMPLE I POWER CTG 2 |  | PANDA_T1_TMPL1CT2 | BELL | GAS-CC | NORTH | 2014 | 195 | 195 | 195 | 195 | 195 | 195 | 195 | 195 | 195 | 195
208 | PANDA TEMPLE I POWER STG 1 |  | PANDA_T1_TMPL1ST1 | BELL | GAS-CC | NORTH | 2014 | 312 | 312 | 312 | 312 | 312 | 312 | 312 | 312 | 312 | 312
209 | PANDA TEMPLE II POWER CTG 1 |  | PANDA_T2_TMPL2CT1 | BELL | GAS-CC | NORTH | 2015 | 191.2 | 191.2 | 191.2 | 191.2 | 191.2 | 191.2 | 191.2 | 191.2 | 191.2 | 191.2
210 | PANDA TEMPLE II POWER CTG 2 |  | PANDA_T2_TMPL2CT2 | BELL | GAS-CC | NORTH | 2015 | 191.2 | 191.2 | 191.2 | 191.2 | 191.2 | 191.2 | 191.2 | 191.2 | 191.2 | 191.2
211 | PANDA TEMPLE II POWER STG 1 |  | PANDA_T2_TMPL2ST1 | BELL | GAS-CC | NORTH | 2015 | 334.7 | 334.7 | 334.7 | 334.7 | 334.7 | 334.7 | 334.7 | 334.7 | 334.7 | 334.7
212 | PARIS ENERGY CENTER CTG 1 |  | TNSKA_GT1 | LAMAR | GAS-CC | NORTH | 1989 | 76 | 76 | 76 | 76 | 76 | 76 | 76 | 76 | 76 | 76
213 | PARIS ENERGY CENTER CTG 2 |  | TNSKA_GT2 | LAMAR | GAS-CC | NORTH | 1989 | 76 | 76 | 76 | 76 | 76 | 76 | 76 | 76 | 76 | 76
214 | PARIS ENERGY CENTER STG 1 |  | TNSKA_STG | LAMAR | GAS-CC | NORTH | 1990 | 87 | 87 | 87 | 87 | 87 | 87 | 87 | 87 | 87 | 87
215 | PASADENA COGEN FACILITY CTG 2 |  | PSG_PSG_GT2 | HARRIS | GAS-CC | HOUSTON | 2000 | 164.5 | 164.5 | 164.5 | 164.5 | 164.5 | 164.5 | 164.5 | 164.5 | 164.5 | 164.5
216 | PASADENA COGEN FACILITY CTG 3 |  | PSG_PSG_GT3 | HARRIS | GAS-CC | HOUSTON | 2000 | 164.5 | 164.5 | 164.5 | 164.5 | 164.5 | 164.5 | 164.5 | 164.5 | 164.5 | 164.5
217 | PASADENA COGEN FACILITY STG 2 |  | PSG_PSG_ST2 | HARRIS | GAS-CC | HOUSTON | 2000 | 170.4 | 170.4 | 170.4 | 170.4 | 170.4 | 170.4 | 170.4 | 170.4 | 170.4 | 170.4
218 | PEARSALL ENGINE PLANT IC A |  | PEARSAL2_AGR_A | FRIO | GAS-IC | SOUTH | 2012 | 50.6 | 50.6 | 50.6 | 50.6 | 50.6 | 50.6 | 50.6 | 50.6 | 50.6 | 50.6
219 | PEARSALL ENGINE PLANT IC B |  | PEARSAL2_AGR_B | FRIO | GAS-IC | SOUTH | 2012 | 50.6 | 50.6 | 50.6 | 50.6 | 50.6 | 50.6 | 50.6 | 50.6 | 50.6 | 50.6
220 | PEARSALL ENGINE PLANT IC C |  | PEARSAL2_AGR_C | FRIO | GAS-IC | SOUTH | 2012 | 50.6 | 50.6 | 50.6 | 50.6 | 50.6 | 50.6 | 50.6 | 50.6 | 50.6 | 50.6
221 | PEARSALL ENGINE PLANT IC D |  | PEARSAL2_AGR_D | FRIO | GAS-IC | SOUTH | 2012 | 50.6 | 50.6 | 50.6 | 50.6 | 50.6 | 50.6 | 50.6 | 50.6 | 50.6 | 50.6
222 | PERMIAN BASIN CTG 1 |  | PB2SES_CT1 | WARD | GAS-GT | WEST | 1988 | 63 | 63 | 63 | 63 | 63 | 63 | 63 | 63 | 63 | 63
223 | PERMIAN BASIN CTG 2 |  | PB2SES_CT2 | WARD | GAS-GT | WEST | 1988 | 64 | 64 | 64 | 64 | 64 | 64 | 64 | 64 | 64 | 64
224 | PERMIAN BASIN CTG 3 |  | PB2SES_CT3 | WARD | GAS-GT | WEST | 1988 | 64 | 64 | 64 | 64 | 64 | 64 | 64 | 64 | 64 | 64
225 | PERMIAN BASIN CTG 4 |  | PB2SES_CT4 | WARD | GAS-GT | WEST | 1990 | 64 | 64 | 64 | 64 | 64 | 64 | 64 | 64 | 64 | 64
226 | PERMIAN BASIN CTG 5 |  | PB2SES_CT5 | WARD | GAS-GT | WEST | 1990 | 65 | 65 | 65 | 65 | 65 | 65 | 65 | 65 | 65 | 65
227 | PHR PEAKERS (BAC) CTG 1 |  | BAC_CTG1 | GALVESTON | GAS-GT | HOUSTON | 2018 | 59 | 59 | 59 | 59 | 59 | 59 | 59 | 59 | 59 | 59
228 | PHR PEAKERS (BAC) CTG 2 |  | BAC_CTG2 | GALVESTON | GAS-GT | HOUSTON | 2018 | 61 | 61 | 61 | 61 | 61 | 61 | 61 | 61 | 61 | 61
229 | PHR PEAKERS (BAC) CTG 3 |  | BAC_CTG3 | GALVESTON | GAS-GT | HOUSTON | 2018 | 49 | 49 | 49 | 49 | 49 | 49 | 49 | 49 | 49 | 49
230 | PHR PEAKERS (BAC) CTG 4 |  | BAC_CTG4 | GALVESTON | GAS-GT | HOUSTON | 2018 | 54 | 54 | 54 | 54 | 54 | 54 | 54 | 54 | 54 | 54
231 | PHR PEAKERS (BAC) CTG 5 |  | BAC_CTG5 | GALVESTON | GAS-GT | HOUSTON | 2018 | 54 | 54 | 54 | 54 | 54 | 54 | 54 | 54 | 54 | 54
232 | PHR PEAKERS (BAC) CTG 6 |  | BAC_CTG6 | GALVESTON | GAS-GT | HOUSTON | 2018 | 52 | 52 | 52 | 52 | 52 | 52 | 52 | 52 | 52 | 52
233 | POWERLANE PLANT STG 1 |  | STEAM1A_STEAM_1 | HUNT | GAS-ST | NORTH | 1966 | 17.5 | 17.5 | 17.5 | 17.5 | 17.5 | 17.5 | 17.5 | 17.5 | 17.5 | 17.5
234 | POWERLANE PLANT STG 2 |  | STEAM_STEAM_2 | HUNT | GAS-ST | NORTH | 1967 | 23.5 | 23.5 | 23.5 | 23.5 | 23.5 | 23.5 | 23.5 | 23.5 | 23.5 | 23.5
235 | POWERLANE PLANT STG 3 |  | STEAM_STEAM_3 | HUNT | GAS-ST | NORTH | 1978 | 39.5 | 39.5 | 39.5 | 39.5 | 39.5 | 39.5 | 39.5 | 39.5 | 39.5 | 39.5
236 | QUAIL RUN ENERGY CTG 1 |  | QALSW_GT1 | ECTOR | GAS-CC | WEST | 2007 | 74 | 74 | 74 | 74 | 74 | 74 | 74 | 74 | 74 | 74
237 | QUAIL RUN ENERGY CTG 2 |  | QALSW_GT2 | ECTOR | GAS-CC | WEST | 2007 | 74 | 74 | 74 | 74 | 74 | 74 | 74 | 74 | 74 | 74
238 | QUAIL RUN ENERGY CTG 3 |  | QALSW_GT3 | ECTOR | GAS-CC | WEST | 2008 | 72 | 72 | 72 | 72 | 72 | 72 | 72 | 72 | 72 | 72
239 | QUAIL RUN ENERGY CTG 4 |  | QALSW_GT4 | ECTOR | GAS-CC | WEST | 2008 | 72 | 72 | 72 | 72 | 72 | 72 | 72 | 72 | 72 | 72
240 | QUAIL RUN ENERGY STG 1 |  | QALSW_STG1 | ECTOR | GAS-CC | WEST | 2007 | 98 | 98 | 98 | 98 | 98 | 98 | 98 | 98 | 98 | 98
241 | QUAIL RUN ENERGY STG 2 |  | QALSW_STG2 | ECTOR | GAS-CC | WEST | 2008 | 98 | 98 | 98 | 98 | 98 | 98 | 98 | 98 | 98 | 98
242 | R W MILLER CTG 4 |  | MIL_MILLERG4 | PALO PINTO | GAS-GT | NORTH | 1994 | 100 | 100 | 100 | 100 | 100 | 100 | 100 | 100 | 100 | 100
243 | R W MILLER CTG 5 |  | MIL_MILLERG5 | PALO PINTO | GAS-GT | NORTH | 1994 | 100 | 100 | 100 | 100 | 100 | 100 | 100 | 100 | 100 | 100
244 | R W MILLER STG 1 |  | MIL_MILLERG1 | PALO PINTO | GAS-ST | NORTH | 1968 | 70 | 70 | 70 | 70 | 70 | 70 | 70 | 70 | 70 | 70
245 | R W MILLER STG 2 |  | MIL_MILLERG2 | PALO PINTO | GAS-ST | NORTH | 1972 | 118 | 118 | 118 | 118 | 118 | 118 | 118 | 118 | 118 | 118
246 | R W MILLER STG 3 |  | MIL_MILLERG3 | PALO PINTO | GAS-ST | NORTH | 1975 | 208 | 208 | 208 | 208 | 208 | 208 | 208 | 208 | 208 | 208
247 | RAY OLINGER CTG 4 |  | OLINGR_OLING_4 | COLLIN | GAS-GT | NORTH | 2001 | 75 | 75 | 75 | 75 | 75 | 75 | 75 | 75 | 75 | 75
248 | RAY OLINGER STG 1 |  | OLINGR_OLING_1 | COLLIN | GAS-ST | NORTH | 1967 | 78 | 78 | 78 | 78 | 78 | 78 | 78 | 78 | 78 | 78
249 | RAY OLINGER STG 2 |  | OLINGR_OLING_2 | COLLIN | GAS-ST | NORTH | 1971 | 107 | 107 | 107 | 107 | 107 | 107 | 107 | 107 | 107 | 107
250 | RAY OLINGER STG 3 |  | OLINGR_OLING_3 | COLLIN | GAS-ST | NORTH | 1975 | 146 | 146 | 146 | 146 | 146 | 146 | 146 | 146 | 146 | 146
251 | REDGATE IC A |  | REDGATE_AGR_A | HIDALGO | GAS-IC | SOUTH | 2016 | 56.3 | 56.3 | 56.3 | 56.3 | 56.3 | 56.3 | 56.3 | 56.3 | 56.3 | 56.3
252 | REDGATE IC B |  | REDGATE_AGR_B | HIDALGO | GAS-IC | SOUTH | 2016 | 56.3 | 56.3 | 56.3 | 56.3 | 56.3 | 56.3 | 56.3 | 56.3 | 56.3 | 56.3
253 | REDGATE IC C |  | REDGATE_AGR_C | HIDALGO | GAS-IC | SOUTH | 2016 | 56.3 | 56.3 | 56.3 | 56.3 | 56.3 | 56.3 | 56.3 | 56.3 | 56.3 | 56.3
254 | REDGATE IC D |  | REDGATE_AGR_D | HIDALGO | GAS-IC | SOUTH | 2016 | 56.3 | 56.3 | 56.3 | 56.3 | 56.3 | 56.3 | 56.3 | 56.3 | 56.3 | 56.3
255 | RIO NOGALES POWER CTG 1 |  | RIONOG_CT1 | GUADALUPE | GAS-CC | SOUTH | 2002 | 161 | 161 | 161 | 161 | 161 | 161 | 161 | 161 | 161 | 161
256 | RIO NOGALES POWER CTG 2 | 21INR0328 | RIONOG_CT2 | GUADALUPE | GAS-CC | SOUTH | 2002 | 161 | 161 | 161 | 161 | 161 | 161 | 161 | 161 | 161 | 161
257 | RIO NOGALES POWER CTG 3 |  | RIONOG_CT3 | GUADALUPE | GAS-CC | SOUTH | 2002 | 161 | 161 | 161 | 161 | 161 | 161 | 161 | 161 | 161 | 161
258 | RIO NOGALES POWER STG 4 |  | RIONOG_ST1 | GUADALUPE | GAS-CC | SOUTH | 2002 | 298 | 298 | 298 | 298 | 298 | 298 | 298 | 298 | 298 | 298
259 | SAM RAYBURN POWER CTG 7 |  | RAYBURN_RAYBURG7 | VICTORIA | GAS-CC | SOUTH | 2003 | 50 | 50 | 50 | 50 | 50 | 50 | 50 | 50 | 50 | 50
260 | SAM RAYBURN POWER CTG 8 |  | RAYBURN_RAYBURG8 | VICTORIA | GAS-CC | SOUTH | 2003 | 50 | 50 | 50 | 50 | 50 | 50 | 50 | 50 | 50 | 50
261 | SAM RAYBURN POWER CTG 9 |  | RAYBURN_RAYBURG9 | VICTORIA | GAS-CC | SOUTH | 2003 | 50 | 50 | 50 | 50 | 50 | 50 | 50 | 50 | 50 | 50
262 | SAM RAYBURN POWER STG 10 |  | RAYBURN_RAYBURG10 | VICTORIA | GAS-CC | SOUTH | 2003 | 40 | 40 | 40 | 40 | 40 | 40 | 40 | 40 | 40 | 40
263 | SAN JACINTO SES CTG 1 |  | SJS_SJS_G1 | HARRIS | GAS-GT | HOUSTON | 1995 | 80 | 80 | 80 | 80 | 80 | 80 | 80 | 80 | 80 | 80
264 | SAN JACINTO SES CTG 2 |  | SJS_SJS_G2 | HARRIS | GAS-GT | HOUSTON | 1995 | 80 | 80 | 80 | 80 | 80 | 80 | 80 | 80 | 80 | 80
265 | SANDHILL ENERGY CENTER CTG 1 |  | SANDHSYD_SH1 | TRAVIS | GAS-GT | SOUTH | 2001 | 47 | 47 | 47 | 47 | 47 | 47 | 47 | 47 | 47 | 47
266 | SANDHILL ENERGY CENTER CTG 2 |  | SANDHSYD_SH2 | TRAVIS | GAS-GT | SOUTH | 2001 | 47 | 47 | 47 | 47 | 47 | 47 | 47 | 47 | 47 | 47
267 | SANDHILL ENERGY CENTER CTG 3 |  | SANDHSYD_SH3 | TRAVIS | GAS-GT | SOUTH | 2001 | 47 | 47 | 47 | 47 | 47 | 47 | 47 | 47 | 47 | 47
268 | SANDHILL ENERGY CENTER CTG 4 |  | SANDHSYD_SH4 | TRAVIS | GAS-GT | SOUTH | 2001 | 47 | 47 | 47 | 47 | 47 | 47 | 47 | 47 | 47 | 47
269 | SANDHILL ENERGY CENTER CTG 5A |  | SANDHSYD_SH_5A | TRAVIS | GAS-CC | SOUTH | 2004 | 142 | 142 | 142 | 142 | 142 | 142 | 142 | 142 | 142 | 142
270 | SANDHILL ENERGY CENTER CTG 6 |  | SANDHSYD_SH6 | TRAVIS | GAS-GT | SOUTH | 2010 | 47 | 47 | 47 | 47 | 47 | 47 | 47 | 47 | 47 | 47
271 | SANDHILL ENERGY CENTER CTG 7 |  | SANDHSYD_SH7 | TRAVIS | GAS-GT | SOUTH | 2010 | 47 | 47 | 47 | 47 | 47 | 47 | 47 | 47 | 47 | 47
272 | SANDHILL ENERGY CENTER STG 5C |  | SANDHSYD_SH_5C | TRAVIS | GAS-CC | SOUTH | 2004 | 139 | 139 | 139 | 139 | 139 | 139 | 139 | 139 | 139 | 139
273 | SILAS RAY CTG 10 |  | SILASRAY_SILAS_10 | CAMERON | GAS-GT | COASTAL | 2004 | 46 | 46 | 46 | 46 | 46 | 46 | 46 | 46 | 46 | 46
274 | SILAS RAY POWER CTG 9 |  | SILASRAY_SILAS_9 | CAMERON | GAS-CC | COASTAL | 1996 | 38 | 38 | 38 | 38 | 38 | 38 | 38 | 38 | 38 | 38
275 | SILAS RAY POWER STG 6 |  | SILASRAY_SILAS_6 | CAMERON | GAS-CC | COASTAL | 1962 | 20 | 20 | 20 | 20 | 20 | 20 | 20 | 20 | 20 | 20
276 | SIM GIDEON STG 1 |  | GIDEON_GIDEONG1 | BASTROP | GAS-ST | SOUTH | 1965 | 130 | 130 | 130 | 130 | 130 | 130 | 130 | 130 | 130 | 130
277 | SIM GIDEON STG 2 |  | GIDEON_GIDEONG2 | BASTROP | GAS-ST | SOUTH | 1968 | 135 | 135 | 135 | 135 | 135 | 135 | 135 | 135 | 135 | 135
278 | SIM GIDEON STG 3 |  | GIDEON_GIDEONG3 | BASTROP | GAS-ST | SOUTH | 1972 | 336 | 336 | 336 | 336 | 336 | 336 | 336 | 336 | 336 | 336
279 | SKY GLOBAL POWER ONE IC A |  | SKY1_SKY1A | COLORADO | GAS-IC | SOUTH | 2016 | 26.7 | 26.7 | 26.7 | 26.7 | 26.7 | 26.7 | 26.7 | 26.7 | 26.7 | 26.7
280 | SKY GLOBAL POWER ONE IC B |  | SKY1_SKY1B | COLORADO | GAS-IC | SOUTH | 2016 | 26.7 | 26.7 | 26.7 | 26.7 | 26.7 | 26.7 | 26.7 | 26.7 | 26.7 | 26.7
281 | STRYKER CREEK STG 1 |  | SCSES_UNIT1A | CHEROKEE | GAS-ST | NORTH | 1958 | 167 | 167 | 167 | 167 | 167 | 167 | 167 | 167 | 167 | 167
282 | STRYKER CREEK STG 2 |  | SCSES_UNIT2 | CHEROKEE | GAS-ST | NORTH | 1965 | 502 | 502 | 502 | 502 | 502 | 502 | 502 | 502 | 502 | 502
283 | T H WHARTON CTG 1 |  | THW_THWGT_1 | HARRIS | GAS-GT | HOUSTON | 1967 | 14 | 14 | 14 | 14 | 14 | 14 | 14 | 14 | 14 | 14
284 | T H WHARTON POWER CTG 31 |  | THW_THWGT31 | HARRIS | GAS-CC | HOUSTON | 1972 | 54 | 54 | 54 | 54 | 54 | 54 | 54 | 54 | 54 | 54
285 | T H WHARTON POWER CTG 32 |  | THW_THWGT32 | HARRIS | GAS-CC | HOUSTON | 1972 | 54 | 54 | 54 | 54 | 54 | 54 | 54 | 54 | 54 | 54
286 | T H WHARTON POWER CTG 33 |  | THW_THWGT33 | HARRIS | GAS-CC | HOUSTON | 1972 | 54 | 54 | 54 | 54 | 54 | 54 | 54 | 54 | 54 | 54
287 | T H WHARTON POWER CTG 34 |  | THW_THWGT34 | HARRIS | GAS-CC | HOUSTON | 1972 | 54 | 54 | 54 | 54 | 54 | 54 | 54 | 54 | 54 | 54
288 | T H WHARTON POWER CTG 41 |  | THW_THWGT41 | HARRIS | GAS-CC | HOUSTON | 1972 | 54 | 54 | 54 | 54 | 54 | 54 | 54 | 54 | 54 | 54
289 | T H WHARTON POWER CTG 42 |  | THW_THWGT42 | HARRIS | GAS-CC | HOUSTON | 1972 | 54 | 54 | 54 | 54 | 54 | 54 | 54 | 54 | 54 | 54
290 | T H WHARTON POWER CTG 43 |  | THW_THWGT43 | HARRIS | GAS-CC | HOUSTON | 1974 | 54 | 54 | 54 | 54 | 54 | 54 | 54 | 54 | 54 | 54
291 | T H WHARTON POWER CTG 44 |  | THW_THWGT44 | HARRIS | GAS-CC | HOUSTON | 1974 | 54 | 54 | 54 | 54 | 54 | 54 | 54 | 54 | 54 | 54
292 | T H WHARTON POWER CTG 51 |  | THW_THWGT51 | HARRIS | GAS-GT | HOUSTON | 1975 | 56 | 56 | 56 | 56 | 56 | 56 | 56 | 56 | 56 | 56
293 | T H WHARTON POWER CTG 52 |  | THW_THWGT52 | HARRIS | GAS-GT | HOUSTON | 1975 | 56 | 56 | 56 | 56 | 56 | 56 | 56 | 56 | 56 | 56
294 | T H WHARTON POWER CTG 53 |  | THW_THWGT53 | HARRIS | GAS-GT | HOUSTON | 1975 | 56 | 56 | 56 | 56 | 56 | 56 | 56 | 56 | 56 | 56
295 | T H WHARTON POWER CTG 54 |  | THW_THWGT54 | HARRIS | GAS-GT | HOUSTON | 1975 | 56 | 56 | 56 | 56 | 56 | 56 | 56 | 56 | 56 | 56
296 | T H WHARTON POWER CTG 55 |  | THW_THWGT55 | HARRIS | GAS-GT | HOUSTON | 1975 | 56 | 56 | 56 | 56 | 56 | 56 | 56 | 56 | 56 | 56
297 | T H WHARTON POWER CTG 56 |  | THW_THWGT56 | HARRIS | GAS-GT | HOUSTON | 1975 | 56 | 56 | 56 | 56 | 56 | 56 | 56 | 56 | 56 | 56
298 | T H WHARTON POWER STG 3 |  | THW_THWST_3 | HARRIS | GAS-CC | HOUSTON | 1974 | 110 | 110 | 110 | 110 | 110 | 110 | 110 | 110 | 110 | 110
299 | T H WHARTON POWER STG 4 |  | THW_THWST_4 | HARRIS | GAS-CC | HOUSTON | 1974 | 110 | 110 | 110 | 110 | 110 | 110 | 110 | 110 | 110 | 110
300 | TEXAS CITY POWER CTG A |  | TXCTY_CTA | GALVESTON | GAS-CC | HOUSTON | 2000 | 80.3 | 80.3 | 80.3 | 80.3 | 80.3 | 80.3 | 80.3 | 80.3 | 80.3 | 80.3
301 | TEXAS CITY POWER CTG B |  | TXCTY_CTB | GALVESTON | GAS-CC | HOUSTON | 2000 | 80.3 | 80.3 | 80.3 | 80.3 | 80.3 | 80.3 | 80.3 | 80.3 | 80.3 | 80.3
302 | TEXAS CITY POWER CTG C |  | TXCTY_CTC | GALVESTON | GAS-CC | HOUSTON | 2000 | 80.3 | 80.3 | 80.3 | 80.3 | 80.3 | 80.3 | 80.3 | 80.3 | 80.3 | 80.3
303 | TEXAS CITY POWER STG |  | TXCTY_ST | GALVESTON | GAS-CC | HOUSTON | 2000 | 124.9 | 124.9 | 124.9 | 124.9 | 124.9 | 124.9 | 124.9 | 124.9 | 124.9 | 124.9
304 | TRINIDAD STG 6 (RETIRING ON 4/29/21, RMR STUDY PENDING) |  | TRSES_UNIT6 | HENDERSON | GAS-ST | NORTH | 1965 | 235 | 235 | 235 | 235 | 235 | 235 | 235 | 235 | 235 | 235
305 | V H BRAUNIG CTG 5 |  | BRAUNIG_VHB6CT5 | BEXAR | GAS-GT | SOUTH | 2009 | 48 | 48 | 48 | 48 | 48 | 48 | 48 | 48 | 48 | 48
306 | V H BRAUNIG CTG 6 |  | BRAUNIG_VHB6CT6 | BEXAR | GAS-GT | SOUTH | 2009 | 48 | 48 | 48 | 48 | 48 | 48 | 48 | 48 | 48 | 48
307 | V H BRAUNIG CTG 7 |  | BRAUNIG_VHB6CT7 | BEXAR | GAS-GT | SOUTH | 2009 | 48 | 48 | 48 | 48 | 48 | 48 | 48 | 48 | 48 | 48
308 | V H BRAUNIG CTG 8 |  | BRAUNIG_VHB6CT8 | BEXAR | GAS-GT | SOUTH | 2009 | 47 | 47 | 47 | 47 | 47 | 47 | 47 | 47 | 47 | 47
309 | V H BRAUNIG STG 1 |  | BRAUNIG_VHB1 | BEXAR | GAS-ST | SOUTH | 1966 | 217 | 217 | 217 | 217 | 217 | 217 | 217 | 217 | 217 | 217
310 | V H BRAUNIG STG 2 |  | BRAUNIG_VHB2 | BEXAR | GAS-ST | SOUTH | 1968 | 230 | 230 | 230 | 230 | 230 | 230 | 230 | 230 | 230 | 230
311 | V H BRAUNIG STG 3 |  | BRAUNIG_VHB3 | BEXAR | GAS-ST | SOUTH | 1970 | 412 | 412 | 412 | 412 | 412 | 412 | 412 | 412 | 412 | 412
312 | VICTORIA CITY (CITYVICT) CTG 1 |  | CITYVICT_CTG01 | VICTORIA | GAS-GT | SOUTH | 2020 | 44 | 44 | 44 | 44 | 44 | 44 | 44 | 44 | 44 | 44
313 | VICTORIA CITY (CITYVICT) CTG 2 |  | CITYVICT_CTG02 | VICTORIA | GAS-GT | SOUTH | 2020 | 44 | 44 | 44 | 44 | 44 | 44 | 44 | 44 | 44 | 44
314 | VICTORIA PORT (VICTPORT) CTG 1 |  | VICTPORT_CTG01 | VICTORIA | GAS-GT | SOUTH | 2019 | 44 | 44 | 44 | 44 | 44 | 44 | 44 | 44 | 44 | 44
315 | VICTORIA PORT (VICTPORT) CTG 2 |  | VICTPORT_CTG02 | VICTORIA | GAS-GT | SOUTH | 2019 | 44 | 44 | 44 | 44 | 44 | 44 | 44 | 44 | 44 | 44
316 | VICTORIA POWER CTG 6 |  | VICTORIA_VICTORG6 | VICTORIA | GAS-CC | SOUTH | 2009 | 160 | 160 | 160 | 160 | 160 | 160 | 160 | 160 | 160 | 160
317 | VICTORIA POWER STG 5 |  | VICTORIA_VICTORG5 | VICTORIA | GAS-CC | SOUTH | 1963 | 125 | 125 | 125 | 125 | 125 | 125 | 125 | 125 | 125 | 125
318 | W A PARISH CTG 1 |  | WAP_WAPGT_1 | FORT BEND | GAS-GT | HOUSTON | 1967 | 13 | 13 | 13 | 13 | 13 | 13 | 13 | 13 | 13 | 13
319 | W A PARISH STG 1 |  | WAP_WAP_G1 | FORT BEND | GAS-ST | HOUSTON | 1958 | 169 | 169 | 169 | 169 | 169 | 169 | 169 | 169 | 169 | 169
320 | W A PARISH STG 2 |  | WAP_WAP_G2 | FORT BEND | GAS-ST | HOUSTON | 1958 | 169 | 169 | 169 | 169 | 169 | 169 | 169 | 169 | 169 | 169
321 | W A PARISH STG 3 |  | WAP_WAP_G3 | FORT BEND | GAS-ST | HOUSTON | 1961 | 240 | 240 | 240 | 240 | 240 | 240 | 240 | 240 | 240 | 240
322 | W A PARISH STG 4 |  | WAP_WAP_G4 | FORT BEND | GAS-ST | HOUSTON | 1968 | 527 | 527 | 527 | 527 | 527 | 527 | 527 | 527 | 527 | 527
323 | WICHITA FALLS CTG 1 |  | WFCOGEN_UNIT1 | WICHITA | GAS-CC | WEST | 1987 | 20 | 20 | 20 | 20 | 20 | 20 | 20 | 20 | 20 | 20
324 | WICHITA FALLS CTG 2 |  | WFCOGEN_UNIT2 | WICHITA | GAS-CC | WEST | 1987 | 20 | 20 | 20 | 20 | 20 | 20 | 20 | 20 | 20 | 20
325 | WICHITA FALLS CTG 3 |  | WFCOGEN_UNIT3 | WICHITA | GAS-CC | WEST | 1987 | 20 | 20 | 20 | 20 | 20 | 20 | 20 | 20 | 20 | 20
326 | WICHITA FALLS STG 4 |  | WFCOGEN_UNIT4 | WICHITA | GAS-CC | WEST | 1987 | 17 | 17 | 17 | 17 | 17 | 17 | 17 | 17 | 17 | 17
327 | WINCHESTER POWER PARK CTG 1 |  | WIPOPA_WPP_G1 | FAYETTE | GAS-GT | SOUTH | 2009 | 44 | 44 | 44 | 44 | 44 | 44 | 44 | 44 | 44 | 44
328 | WINCHESTER POWER PARK CTG 2 |  | WIPOPA_WPP_G2 | FAYETTE | GAS-GT | SOUTH | 2009 | 44 | 44 | 44 | 44 | 44 | 44 | 44 | 44 | 44 | 44
329 | WINCHESTER POWER PARK CTG 3 |  | WIPOPA_WPP_G3 | FAYETTE | GAS-GT | SOUTH | 2009 | 44 | 44 | 44 | 44 | 44 | 44 | 44 | 44 | 44 | 44
330 | WINCHESTER POWER PARK CTG 4 |  | WIPOPA_WPP_G4 | FAYETTE | GAS-GT | SOUTH | 2009 | 44 | 44 | 44 | 44 | 44 | 44 | 44 | 44 | 44 | 44
331 | WISE-TRACTEBEL POWER CTG 1 | 20INR0286 | WCPP_CT1 | WISE | GAS-CC | NORTH | 2004 | 241.4 | 241.4 | 241.4 | 241.4 | 241.4 | 241.4 | 241.4 | 241.4 | 241.4 | 241.4
332 | WISE-TRACTEBEL POWER CTG 2 | 20INR0286 | WCPP_CT2 | WISE | GAS-CC | NORTH | 2004 | 241.4 | 241.4 | 241.4 | 241.4 | 241.4 | 241.4 | 241.4 | 241.4 | 241.4 | 241.4
333 | WISE-TRACTEBEL POWER STG 1 | 20INR0286 | WCPP_ST1 | WISE | GAS-CC | NORTH | 2004 | 298 | 298 | 298 | 298 | 298 | 298 | 298 | 298 | 298 | 298
334 | WOLF HOLLOW 2 CTG 4 | 18INR0076 | WHCCS2_CT4 | HOOD | GAS-CC | NORTH | 2017 | 327.8 | 327.8 | 327.8 | 327.8 | 327.8 | 327.8 | 327.8 | 327.8 | 327.8 | 327.8
335 | WOLF HOLLOW 2 CTG 5 | 18INR0076 | WHCCS2_CT5 | HOOD | GAS-CC | NORTH | 2017 | 329.3 | 329.3 | 329.3 | 329.3 | 329.3 | 329.3 | 329.3 | 329.3 | 329.3 | 329.3
336 | WOLF HOLLOW 2 STG 6 | 18INR0076 | WHCCS2_STG6 | HOOD | GAS-CC | NORTH | 2017 | 458.3 | 458.3 | 458.3 | 458.3 | 458.3 | 458.3 | 458.3 | 458.3 | 458.3 | 458.3
337 | WOLF HOLLOW POWER CTG 1 |  | WHCCS_CT1 | HOOD | GAS-CC | NORTH | 2002 | 238.5 | 238.5 | 238.5 | 238.5 | 238.5 | 238.5 | 238.5 | 238.5 | 238.5 | 238.5
338 | WOLF HOLLOW POWER CTG 2 |  | WHCCS_CT2 | HOOD | GAS-CC | NORTH | 2002 | 230.5 | 230.5 | 230.5 | 230.5 | 230.5 | 230.5 | 230.5 | 230.5 | 230.5 | 230.5
339 | WOLF HOLLOW POWER STG |  | WHCCS_STG | HOOD | GAS-CC | NORTH | 2002 | 268 | 268 | 268 | 268 | 268 | 268 | 268 | 268 | 268 | 268
340 | BIOENERGY AUSTIN WALZEM RD LFG |  | DG_WALZE_4UNITS | BEXAR | BIOMASS | SOUTH | 2002 | 9.8 | 9.8 | 9.8 | 9.8 | 9.8 | 9.8 | 9.8 | 9.8 | 9.8 | 9.8
341 | BIOENERGY TEXAS COVEL GARDENS LFG |  | DG_MEDIN_1UNIT | BEXAR | BIOMASS | SOUTH | 2005 | 9.6 | 9.6 | 9.6 | 9.6 | 9.6 | 9.6 | 9.6 | 9.6 | 9.6 | 9.6
342 | FARMERS BRANCH LANDFILL GAS TO ENERGY |  | DG_HBR_2UNITS | DENTON | BIOMASS | NORTH | 2011 | 3.2 | 3.2 | 3.2 | 3.2 | 3.2 | 3.2 | 3.2 | 3.2 | 3.2 | 3.2
343 | GRAND PRAIRIE LFG |  | DG_TRIRA_1UNIT | DALLAS | BIOMASS | NORTH | 2015 | 4 | 4 | 4 | 4 | 4 | 4 | 4 | 4 | 4 | 4
344 | NELSON GARDENS LFG |  | DG_78252_4UNITS | BEXAR | BIOMASS | SOUTH | 2013 | 4.2 | 4.2 | 4.2 | 4.2 | 4.2 | 4.2 | 4.2 | 4.2 | 4.2 | 4.2
345 | SKYLINE LFG |  | DG_FERIS_4 UNITS | DALLAS | BIOMASS | NORTH | 2007 | 6.4 | 6.4 | 6.4 | 6.4 | 6.4 | 6.4 | 6.4 | 6.4 | 6.4 | 6.4
346 | WM RENEWABLE-AUSTIN LFG |  | DG_SPRIN_4UNITS | TRAVIS | BIOMASS | SOUTH | 2007 | 6.4 | 6.4 | 6.4 | 6.4 | 6.4 | 6.4 | 6.4 | 6.4 | 6.4 | 6.4
347 | WM RENEWABLE-BIOENERGY PARTNERS LFG |  | DG_BIOE_2UNITS | DENTON | BIOMASS | NORTH | 1988 | 6.2 | 6.2 | 6.2 | 6.2 | 6.2 | 6.2 | 6.2 | 6.2 | 6.2 | 6.2
348 | WM RENEWABLE-DFW GAS RECOVERY LFG |  | DG_BIO2_4UNITS | DENTON | BIOMASS | NORTH | 2009 | 6.4 | 6.4 | 6.4 | 6.4 | 6.4 | 6.4 | 6.4 | 6.4 | 6.4 | 6.4
349 | WM RENEWABLE-MESQUITE CREEK LFG |  | DG_FREIH_2UNITS | COMAL | BIOMASS | SOUTH | 2011 | 3.2 | 3.2 | 3.2 | 3.2 | 3.2 | 3.2 | 3.2 | 3.2 | 3.2 | 3.2
350 | WM RENEWABLE-WESTSIDE LFG |  | DG_WSTHL_3UNITS | PARKER | BIOMASS | NORTH | 2010 | 4.8 | 4.8 | 4.8 | 4.8 | 4.8 | 4.8 | 4.8 | 4.8 | 4.8 | 4.8
351 | Operational Capacity Total (Nuclear, Coal, Gas, Biomass) | [6 empty] | 63622.3 | 63622.3 | 63622.3 | 63622.3 | 63622.3 | 63622.3 | 63622.3 | 63622.3 | 63622.3 | 63622.3
352
353 | Operational Resources (Hydro)
354 | AMISTAD HYDRO 1 |  | AMISTAD_AMISTAG1 | VAL VERDE | HYDRO | WEST | 1983 | 37.9 | 37.9 | 37.9 | 37.9 | 37.9 | 37.9 | 37.9 | 37.9 | 37.9 | 37.9
355 | AMISTAD HYDRO 2 |  | AMISTAD_AMISTAG2 | VAL VERDE | HYDRO | WEST | 1983 | 37.9 | 37.9 | 37.9 | 37.9 | 37.9 | 37.9 | 37.9 | 37.9 | 37.9 | 37.9
356 | AUSTIN HYDRO 1 |  | AUSTPL_AUSTING1 | TRAVIS | HYDRO | SOUTH | 1940 | 8 | 8 | 8 | 8 | 8 | 8 | 8 | 8 | 8 | 8
357 | AUSTIN HYDRO 2 |  | AUSTPL_AUSTING2 | TRAVIS | HYDRO | SOUTH | 1940 | 9 | 9 | 9 | 9 | 9 | 9 | 9 | 9 | 9 | 9
358 | BUCHANAN HYDRO 1 |  | BUCHAN_BUCHANG1 | LLANO | HYDRO | SOUTH | 1938 | 16 | 16 | 16 | 16 | 16 | 16 | 16 | 16 | 16 | 16
359 | BUCHANAN HYDRO 2 |  | BUCHAN_BUCHANG2 | LLANO | HYDRO | SOUTH | 1938 | 16 | 16 | 16 | 16 | 16 | 16 | 16 | 16 | 16 | 16
360 | BUCHANAN HYDRO 3 |  | BUCHAN_BUCHANG3 | LLANO | HYDRO | SOUTH | 1950 | 17 | 17 | 17 | 17 | 17 | 17 | 17 | 17 | 17 | 17
361 | DENISON DAM 1 |  | DNDAM_DENISOG1 | GRAYSON | HYDRO | NORTH | 1944 | 40 | 40 | 40 | 40 | 40 | 40 | 40 | 40 | 40 | 40
362 | DENISON DAM 2 |  | DNDAM_DENISOG2 | GRAYSON | HYDRO | NORTH | 1948 | 40 | 40 | 40 | 40 | 40 | 40 | 40 | 40 | 40 | 40
363 | EAGLE PASS HYDRO |  | EAGLE_HY_EAGLE_HY1 | MAVERICK | HYDRO | SOUTH | 2005 | 9.6 | 9.6 | 9.6 | 9.6 | 9.6 | 9.6 | 9.6 | 9.6 | 9.6 | 9.6
364 | FALCON HYDRO 1 |  | FALCON_FALCONG1 | STARR | HYDRO | SOUTH | 1954 | 12 | 12 | 12 | 12 | 12 | 12 | 12 | 12 | 12 | 12
365 | FALCON HYDRO 2 |  | FALCON_FALCONG2 | STARR | HYDRO | SOUTH | 1954 | 12 | 12 | 12 | 12 | 12 | 12 | 12 | 12 | 12 | 12
366 | FALCON HYDRO 3 |  | FALCON_FALCONG3 | STARR | HYDRO | SOUTH | 1954 | 12 | 12 | 12 | 12 | 12 | 12 | 12 | 12 | 12 | 12
367 | GRANITE SHOALS HYDRO 1 |  | WIRTZ_WIRTZ_G1 | BURNET | HYDRO | SOUTH | 1951 | 29 | 29 | 29 | 29 | 29 | 29 | 29 | 29 | 29 | 29
368 | GRANITE SHOALS HYDRO 2 |  | WIRTZ_WIRTZ_G2 | BURNET | HYDRO | SOUTH | 1951 | 29 | 29 | 29 | 29 | 29 | 29 | 29 | 29 | 29 | 29
369 | GUADALUPE BLANCO RIVER AUTH-CANYON |  | CANYHY_CANYHYG1 | COMAL | HYDRO | SOUTH | 1989 | 6 | 6 | 6 | 6 | 6 | 6 | 6 | 6 | 6 | 6
370 | INKS HYDRO 1 |  | INKSDA_INKS_G1 | LLANO | HYDRO | SOUTH | 1938 | 14 | 14 | 14 | 14 | 14 | 14 | 14 | 14 | 14 | 14
371 | MARBLE FALLS HYDRO 1 |  | MARBFA_MARBFAG1 | BURNET | HYDRO | SOUTH | 1951 | 21 | 21 | 21 | 21 | 21 | 21 | 21 | 21 | 21 | 21
372 | MARBLE FALLS HYDRO 2 |  | MARBFA_MARBFAG2 | BURNET | HYDRO | SOUTH | 1951 | 20 | 20 | 20 | 20 | 20 | 20 | 20 | 20 | 20 | 20
373 | MARSHALL FORD HYDRO 1 |  | MARSFO_MARSFOG1 | TRAVIS | HYDRO | SOUTH | 1941 | 34 | 34 | 34 | 34 | 34 | 34 | 34 | 34 | 34 | 34
374 | MARSHALL FORD HYDRO 2 |  | MARSFO_MARSFOG2 | TRAVIS | HYDRO | SOUTH | 1941 | 36 | 36 | 36 | 36 | 36 | 36 | 36 | 36 | 36 | 36
375 | MARSHALL FORD HYDRO 3 |  | MARSFO_MARSFOG3 | TRAVIS | HYDRO | SOUTH | 1941 | 36 | 36 | 36 | 36 | 36 | 36 | 36 | 36 | 36 | 36
376 | WHITNEY DAM HYDRO |  | WND_WHITNEY1 | BOSQUE | HYDRO | NORTH | 1953 | 22 | 22 | 22 | 22 | 22 | 22 | 22 | 22 | 22 | 22
377 | WHITNEY DAM HYDRO 2 |  | WND_WHITNEY2 | BOSQUE | HYDRO | NORTH | 1953 | 22 | 22 | 22 | 22 | 22 | 22 | 22 | 22 | 22 | 22
378 | Operational Capacity Total (Hydro) | [6 empty] | 536.4 | 536.4 | 536.4 | 536.4 | 536.4 | 536.4 | 536.4 | 536.4 | 536.4 | 536.4
379 | Hydro Capacity Contribution (Top 20 Hours) |  | HYDRO_CAP_CONT |  |  |  |  | 462.1548 | 462.1548 | 462.1548 | 462.1548 | 462.1548 | 462.1548 | 462.1548 | 462.1548 | 462.1548 | 462.1548
380
381 | Operational Hydro Resources, Settlement Only Distributed Generators (SODGs)
382 | ARLINGTON OUTLET HYDROELECTRIC FACILITY |  | DG_OAKHL_1UNIT | TARRANT | HYDRO | NORTH | 2014 | 1.4 | 1.4 | 1.4 | 1.4 | 1.4 | 1.4 | 1.4 | 1.4 | 1.4 | 1.4
383 | GUADALUPE BLANCO RIVER AUTH-LAKEWOOD TAP |  | DG_LKWDT_2UNITS | GONZALES | HYDRO | SOUTH | 1931 | 4.8 | 4.8 | 4.8 | 4.8 | 4.8 | 4.8 | 4.8 | 4.8 | 4.8 | 4.8
384 | GUADALUPE BLANCO RIVER AUTH-MCQUEENEY |  | DG_MCQUE_5UNITS | GUADALUPE | HYDRO | SOUTH | 1928 | 7.7 | 7.7 | 7.7 | 7.7 | 7.7 | 7.7 | 7.7 | 7.7 | 7.7 | 7.7
385 | GUADALUPE BLANCO RIVER AUTH-SCHUMANSVILLE |  | DG_SCHUM_2UNITS | GUADALUPE | HYDRO | SOUTH | 1928 | 3.6 | 3.6 | 3.6 | 3.6 | 3.6 | 3.6 | 3.6 | 3.6 | 3.6 | 3.6
386 | LEWISVILLE HYDRO-CITY OF GARLAND |  | DG_LWSVL_1UNIT | DENTON | HYDRO | NORTH | 1991 | 2.2 | 2.2 | 2.2 | 2.2 | 2.2 | 2.2 | 2.2 | 2.2 | 2.2 | 2.2
387 | Operational Hydro Resources Total, Settlement Only Distributed Generators (SODGs) | [6 empty] | 19.7 | 19.7 | 19.7 | 19.7 | 19.7 | 19.7 | 19.7 | 19.7 | 19.7 | 19.7
388 | Hydro SODG Capacity Contribution (Highest 20 Peak Load Hours) |  | DG_HYDRO_CAP_CONT |  |  |  |  | 16.9732 | 16.9732 | 16.9732 | 16.9732 | 16.9732 | 16.9732 | 16.9732 | 16.9732 | 16.9732 | 16.9732
389
390 | Operational Capacity Unavailable due to Extended Outage or Derate |  | OPERATION_UNAVAIL |  |  |  |  | -75.1695 | -5.1695 | -5.1695 | -5.1695 | -5.1695 | -5.1695 | -5.1695 | -5.1695 | -5.1695 | -5.1695
391 | Operational Capacity Total (Including Hydro) |  | OPERATION_TOTAL |  |  |  |  | 64026.2585 | 64096.2585 | 64096.2585 | 64096.2585 | 64096.2585 | 64096.2585 | 64096.2585 | 64096.2585 | 64096.2585 | 64096.2585
392
393 | Operational Resources (Switchable)
394 | ANTELOPE IC 1 |  | AEEC_ANTLP_1 | HALE | GAS-IC | PANHANDLE | 2016 | 54 | 54 | 54 | 54 | 54 | 54 | 54 | 54 | 54 | 54
395 | ANTELOPE IC 2 |  | AEEC_ANTLP_2 | HALE | GAS-IC | PANHANDLE | 2016 | 54 | 54 | 54 | 54 | 54 | 54 | 54 | 54 | 54 | 54
396 | ANTELOPE IC 3 |  | AEEC_ANTLP_3 | HALE | GAS-IC | PANHANDLE | 2016 | 54 | 54 | 54 | 54 | 54 | 54 | 54 | 54 | 54 | 54
397 | ELK STATION CTG 1 |  | AEEC_ELK_1 | HALE | GAS-GT | PANHANDLE | 2016 | 190 | 190 | 190 | 190 | 190 | 190 | 190 | 190 | 190 | 190
398 | ELK STATION CTG 2 |  | AEEC_ELK_2 | HALE | GAS-GT | PANHANDLE | 2016 | 190 | 190 | 190 | 190 | 190 | 190 | 190 | 190 | 190 | 190
399 | TENASKA FRONTIER STATION CTG 1 |  | FTR_FTR_G1 | GRIMES | GAS-CC | NORTH | 2000 | 160 | 160 | 160 | 160 | 160 | 160 | 160 | 160 | 160 | 160
400 | TENASKA FRONTIER STATION CTG 2 |  | FTR_FTR_G2 | GRIMES | GAS-CC | NORTH | 2000 | 160 | 160 | 160 | 160 | 160 | 160 | 160 | 160 | 160 | 160
401 | TENASKA FRONTIER STATION CTG 3 |  | FTR_FTR_G3 | GRIMES | GAS-CC | NORTH | 2000 | 160 | 160 | 160 | 160 | 160 | 160 | 160 | 160 | 160 | 160
402 | TENASKA FRONTIER STATION STG 4 |  | FTR_FTR_G4 | GRIMES | GAS-CC | NORTH | 2000 | 400 | 400 | 400 | 400 | 400 | 400 | 400 | 400 | 400 | 400
403 | TENASKA GATEWAY STATION CTG 1 |  | TGCCS_CT1 | RUSK | GAS-CC | NORTH | 2001 | 156 | 156 | 156 | 156 | 156 | 156 | 156 | 156 | 156 | 156
404 | TENASKA GATEWAY STATION CTG 2 |  | TGCCS_CT2 | RUSK | GAS-CC | NORTH | 2001 | 135 | 135 | 135 | 135 | 135 | 135 | 135 | 135 | 135 | 135
405 | TENASKA GATEWAY STATION CTG 3 |  | TGCCS_CT3 | RUSK | GAS-CC | NORTH | 2001 | 153 | 153 | 153 | 153 | 153 | 153 | 153 | 153 | 153 | 153
406 | TENASKA GATEWAY STATION STG 4 |  | TGCCS_UNIT4 | RUSK | GAS-CC | NORTH | 2001 | 402 | 402 | 402 | 402 | 402 | 402 | 402 | 402 | 402 | 402
407 | TENASKA KIAMICHI STATION 1CT101 |  | KMCHI_1CT101 | FANNIN | GAS-CC | NORTH | 2003 | 151 | 151 | 151 | 151 | 151 | 151 | 151 | 151 | 151 | 151
408 | TENASKA KIAMICHI STATION 1CT201 |  | KMCHI_1CT201 | FANNIN | GAS-CC | NORTH | 2003 | 148 | 148 | 148 | 148 | 148 | 148 | 148 | 148 | 148 | 148
409 | TENASKA KIAMICHI STATION 1ST |  | KMCHI_1ST | FANNIN | GAS-CC | NORTH | 2003 | 310 | 310 | 310 | 310 | 310 | 310 | 310 | 310 | 310 | 310
410 | TENASKA KIAMICHI STATION 2CT101 |  | KMCHI_2CT101 | FANNIN | GAS-CC | NORTH | 2003 | 150 | 150 | 150 | 150 | 150 | 150 | 150 | 150 | 150 | 150
411 | TENASKA KIAMICHI STATION 2CT201 |  | KMCHI_2CT201 | FANNIN | GAS-CC | NORTH | 2003 | 152 | 152 | 152 | 152 | 152 | 152 | 152 | 152 | 152 | 152
412 | TENASKA KIAMICHI STATION 2ST |  | KMCHI_2ST | FANNIN | GAS-CC | NORTH | 2003 | 311 | 311 | 311 | 311 | 311 | 311 | 311 | 311 | 311 | 311
413 | Switchable Capacity Total | [6 empty] | 3490 | 3490 | 3490 | 3490 | 3490 | 3490 | 3490 | 3490 | 3490 | 3490
414
415 | Switchable Capacity Unavailable to ERCOT
416 | ANTELOPE IC 1 |  | AEEC_ANTLP_1_UNAVAIL | HALE | GAS-IC | PANHANDLE | 2017 | -54 | -54 | -54 | -54 | -54 | -54 | -54 | -54 | -54 | -54
417 | ANTELOPE IC 2 |  | AEEC_ANTLP_2_UNAVAIL | HALE | GAS-IC | PANHANDLE | 2017 | -54 | -54 | -54 | -54 | -54 | -54 | -54 | -54 | -54 | -54
418 | ANTELOPE IC 3 |  | AEEC_ANTLP_3_UNAVAIL | HALE | GAS-IC | PANHANDLE | 2017 | -54 | -54 | -54 | -54 | -54 | -54 | -54 | -54 | -54 | -54
419 | ELK STATION CTG 1 |  | AEEC_ELK_1_UNAVAIL | HALE | GAS-GT | PANHANDLE | 2017 | -190 | -190 | -190 | -190 | -190 | -190 | -190 | -190 | -190 | -190
420 | ELK STATION CTG 2 |  | AEEC_ELK_2_UNAVAIL | HALE | GAS-GT | PANHANDLE | 2017 | -190 | -190 | -190 | -190 | -190 | -190 | -190 | -190 | -190 | -190
421 | Switchable Capacity Unavailable to ERCOT |  | SWITCH_UNAVAIL |  |  |  |  | -542 | -542 | -542 | -542 | -542 | -542 | -542 | -542 | -542 | -542
422
423 | Available Mothball Capacity based on Owner's Return Probability |  | MOTH_AVAIL |  |  |  |  | 588 | 470 | 470 | 470 | 470 | 470 | 470 | 470 | 470 | 470
424
425 | Private-Use Network Capacity Contribution (Top 20 Hours) |  | PUN_CAP_CONT |  | GAS |  |  | 3294.7392 | 3294.7392 | 3294.7392 | 3294.7392 | 3294.7392 | 3294.7392 | 3294.7392 | 3294.7392 | 3294.7392 | 3294.7392
426 | Private-Use Network Forecast Adjustment (per Protocol 10.3.2.4) |  | PUN_CAP_ADJUST |  | GAS |  |  | -36 | -123 | -128 | -173 | -213 | -428 | -428 | -433 | -433 | -433
427
428 | Operational Resources (Wind)
429 | BAFFIN WIND UNIT1 |  | BAFFIN_UNIT1 | KENEDY | WIND-C | COASTAL | 2016 | 100 | 100 | 100 | 100 | 100 | 100 | 100 | 100 | 100 | 100
430 | BAFFIN WIND UNIT2 |  | BAFFIN_UNIT2 | KENEDY | WIND-C | COASTAL | 2016 | 102 | 102 | 102 | 102 | 102 | 102 | 102 | 102 | 102 | 102
431 | BRUENNING'S BREEZE A |  | BBREEZE_UNIT1 | WILLACY | WIND-C | COASTAL | 2017 | 120 | 120 | 120 | 120 | 120 | 120 | 120 | 120 | 120 | 120
432 | BRUENNING'S BREEZE B |  | BBREEZE_UNIT2 | WILLACY | WIND-C | COASTAL | 2017 | 108 | 108 | 108 | 108 | 108 | 108 | 108 | 108 | 108 | 108
433 | CAMERON COUNTY WIND |  | CAMWIND_UNIT1 | CAMERON | WIND-C | COASTAL | 2016 | 165 | 165 | 165 | 165 | 165 | 165 | 165 | 165 | 165 | 165
434 | CHAPMAN RANCH WIND IA (SANTA CRUZ) |  | SANTACRU_UNIT1 | NUECES | WIND-C | COASTAL | 2017 | 150.6 | 150.6 | 150.6 | 150.6 | 150.6 | 150.6 | 150.6 | 150.6 | 150.6 | 150.6
435 | CHAPMAN RANCH WIND IB (SANTA CRUZ) |  | SANTACRU_UNIT2 | NUECES | WIND-C | COASTAL | 2017 | 98.4 | 98.4 | 98.4 | 98.4 | 98.4 | 98.4 | 98.4 | 98.4 | 98.4 | 98.4
436 | GULF WIND I |  | TGW_T1 | KENEDY | WIND-C | COASTAL | 2009 | 141.6 | 141.6 | 141.6 | 141.6 | 141.6 | 141.6 | 141.6 | 141.6 | 141.6 | 141.6
437 | GULF WIND II |  | TGW_T2 | KENEDY | WIND-C | COASTAL | 2009 | 141.6 | 141.6 | 141.6 | 141.6 | 141.6 | 141.6 | 141.6 | 141.6 | 141.6 | 141.6
438 | KARANKAWA WIND 1A |  | KARAKAW1_UNIT1 | SAN PATRICIO | WIND-C | COASTAL | 2019 | 103.3 | 103.3 | 103.3 | 103.3 | 103.3 | 103.3 | 103.3 | 103.3 | 103.3 | 103.3
439 | KARANKAWA WIND 1B |  | KARAKAW1_UNIT2 | SAN PATRICIO | WIND-C | COASTAL | 2019 | 103.3 | 103.3 | 103.3 | 103.3 | 103.3 | 103.3 | 103.3 | 103.3 | 103.3 | 103.3
440 | KARANKAWA WIND 2 |  | KARAKAW2_UNIT3 | SAN PATRICIO | WIND-C | COASTAL | 2019 | 100.4 | 100.4 | 100.4 | 100.4 | 100.4 | 100.4 | 100.4 | 100.4 | 100.4 | 100.4
441 | LOS VIENTOS WIND I |  | LV1_LV1A | WILLACY | WIND-C | COASTAL | 2013 | 200.1 | 200.1 | 200.1 | 200.1 | 200.1 | 200.1 | 200.1 | 200.1 | 200.1 | 200.1
442 | LOS VIENTOS WIND II |  | LV2_LV2 | WILLACY | WIND-C | COASTAL | 2013 | 201.6 | 201.6 | 201.6 | 201.6 | 201.6 | 201.6 | 201.6 | 201.6 | 201.6 | 201.6
443 | MAGIC VALLEY WIND (REDFISH) 1A |  | REDFISH_MV1A | WILLACY | WIND-C | COASTAL | 2012 | 99.8 | 99.8 | 99.8 | 99.8 | 99.8 | 99.8 | 99.8 | 99.8 | 99.8 | 99.8
444 | MAGIC VALLEY WIND (REDFISH) 1B |  | REDFISH_MV1B | WILLACY | WIND-C | COASTAL | 2012 | 103.5 | 103.5 | 103.5 | 103.5 | 103.5 | 103.5 | 103.5 | 103.5 | 103.5 | 103.5
445 | MIDWAY WIND |  | MIDWIND_UNIT1 | SAN PATRICIO | WIND-C | COASTAL | 2019 | 162.8 | 162.8 | 162.8 | 162.8 | 162.8 | 162.8 | 162.8 | 162.8 | 162.8 | 162.8
446 | PALMAS ALTAS WIND |  | PALMWIND_UNIT1 | CAMERON | WIND-C | COASTAL | 2020 | 144.9 | 144.9 | 144.9 | 144.9 | 144.9 | 144.9 | 144.9 | 144.9 | 144.9 | 144.9
447 | PAPALOTE CREEK WIND |  | PAP1_PAP1 | SAN PATRICIO | WIND-C | COASTAL | 2009 | 179.9 | 179.9 | 179.9 | 179.9 | 179.9 | 179.9 | 179.9 | 179.9 | 179.9 | 179.9
448 | PAPALOTE CREEK WIND II |  | COTTON_PAP2 | SAN PATRICIO | WIND-C | COASTAL | 2010 | 200.1 | 200.1 | 200.1 | 200.1 | 200.1 | 200.1 | 200.1 | 200.1 | 200.1 | 200.1
449 | PENASCAL WIND 1 |  | PENA_UNIT1 | KENEDY | WIND-C | COASTAL | 2009 | 160.8 | 160.8 | 160.8 | 160.8 | 160.8 | 160.8 | 160.8 | 160.8 | 160.8 | 160.8
450 | PENASCAL WIND 2 |  | PENA_UNIT2 | KENEDY | WIND-C | COASTAL | 2009 | 141.6 | 141.6 | 141.6 | 141.6 | 141.6 | 141.6 | 141.6 | 141.6 | 141.6 | 141.6
451 | PENASCAL WIND 3 |  | PENA3_UNIT3 | KENEDY | WIND-C | COASTAL | 2011 | 100.8 | 100.8 | 100.8 | 100.8 | 100.8 | 100.8 | 100.8 | 100.8 | 100.8 | 100.8
452 | PEYTON CREEK WIND |  | PEY_UNIT1 | MATAGORDA | WIND-C | COASTAL | 2020 | 151.2 | 151.2 | 151.2 | 151.2 | 151.2 | 151.2 | 151.2 | 151.2 | 151.2 | 151.2
453 | SAN ROMAN WIND |  | SANROMAN_WIND_1 | CAMERON | WIND-C | COASTAL | 2017 | 95.2 | 95.2 | 95.2 | 95.2 | 95.2 | 95.2 | 95.2 | 95.2 | 95.2 | 95.2
454 | STELLA WIND |  | STELLA_UNIT1 | KENEDY | WIND-C | COASTAL | 2018 | 201 | 201 | 201 | 201 | 201 | 201 | 201 | 201 | 201 | 201
455 | HARBOR WIND |  | DG_NUECE_6UNITS | NUECES | WIND-C | COASTAL | 2012 | 9 | 9 | 9 | 9 | 9 | 9 | 9 | 9 | 9 | 9
456 | BRISCOE WIND |  | BRISCOE_WIND | BRISCOE | WIND-P | PANHANDLE | 2015 | 149.8 | 149.8 | 149.8 | 149.8 | 149.8 | 149.8 | 149.8 | 149.8 | 149.8 | 149.8
457 | CANADIAN BREAKS WIND |  | CN_BRKS_UNIT_1 | OLDHAM | WIND-P | PANHANDLE | 2019 | 210.1 | 210.1 | 210.1 | 210.1 | 210.1 | 210.1 | 210.1 | 210.1 | 210.1 | 210.1
458 | COTTON PLAINS WIND |  | COTPLNS_COTTONPL | FLOYD | WIND-P | PANHANDLE | 2017 | 50.4 | 50.4 | 50.4 | 50.4 | 50.4 | 50.4 | 50.4 | 50.4 | 50.4 | 50.4
459 | DOUG COLBECK'S CORNER (CONWAY) B |  | GRANDVW1_COLB | CARSON | WIND-P | PANHANDLE | 2016 | 100.2 | 100.2 | 100.2 | 100.2 | 100.2 | 100.2 | 100.2 | 100.2 | 100.2 | 100.2
460 | DOUG COLBECK'S CORNER (CONWAY) A |  | GRANDVW1_COLA | CARSON | WIND-P | PANHANDLE | 2016 | 100.2 | 100.2 | 100.2 | 100.2 | 100.2 | 100.2 | 100.2 | 100.2 | 100.2 | 100.2
461 | FALVEZ ASTRA WIND |  | ASTRA_UNIT1 | RANDALL | WIND-P | PANHANDLE | 2017 | 163.2 | 163.2 | 163.2 | 163.2 | 163.2 | 163.2 | 163.2 | 163.2 | 163.2 | 163.2
462 | GRANDVIEW WIND 1 (CONWAY) GV1A |  | GRANDVW1_GV1A | CARSON | WIND-P | PANHANDLE | 2014 | 107.4 | 107.4 | 107.4 | 107.4 | 107.4 | 107.4 | 107.4 | 107.4 | 107.4 | 107.4
463 | GRANDVIEW WIND 1 (CONWAY) GV1B |  | GRANDVW1_GV1B | CARSON | WIND-P | PANHANDLE | 2014 | 103.8 | 103.8 | 103.8 | 103.8 | 103.8 | 103.8 | 103.8 | 103.8 | 103.8 | 103.8
464 | HEREFORD WIND G |  | HRFDWIND_WIND_G | DEAF SMITH | WIND-P | PANHANDLE | 2015 | 99.9 | 99.9 | 99.9 | 99.9 | 99.9 | 99.9 | 99.9 | 99.9 | 99.9 | 99.9
465 | HEREFORD WIND V |  | HRFDWIND_WIND_V | DEAF SMITH | WIND-P | PANHANDLE | 2015 | 100 | 100 | 100 | 100 | 100 | 100 | 100 | 100 | 100 | 100
466 | JUMBO ROAD WIND 1 |  | HRFDWIND_JRDWIND1 | DEAF SMITH | WIND-P | PANHANDLE | 2015 | 146.2 | 146.2 | 146.2 | 146.2 | 146.2 | 146.2 | 146.2 | 146.2 | 146.2 | 146.2
467 | JUMBO ROAD WIND 2 |  | HRFDWIND_JRDWIND2 | DEAF SMITH | WIND-P | PANHANDLE | 2015 | 153.6 | 153.6 | 153.6 | 153.6 | 153.6 | 153.6 | 153.6 | 153.6 | 153.6 | 153.6
468 | LONGHORN WIND NORTH U1 |  | LHORN_N_UNIT1 | FLOYD | WIND-P | PANHANDLE | 2015 | 100 | 100 | 100 | 100 | 100 | 100 | 100 | 100 | 100 | 100
469 | LONGHORN WIND NORTH U2 |  | LHORN_N_UNIT2 | FLOYD | WIND-P | PANHANDLE | 2015 | 100 | 100 | 100 | 100 | 100 | 100 | 100 | 100 | 100 | 100
470 | MARIAH DEL NORTE 1 |  | MARIAH_NORTE1 | PARMER | WIND-P | PANHANDLE | 2017 | 115.2 | 115.2 | 115.2 | 115.2 | 115.2 | 115.2 | 115.2 | 115.2 | 115.2 | 115.2
471 | MARIAH DEL NORTE 2 |  | MARIAH_NORTE2 | PARMER | WIND-P | PANHANDLE | 2017 | 115.2 | 115.2 | 115.2 | 115.2 | 115.2 | 115.2 | 115.2 | 115.2 | 115.2 | 115.2
472 | MCADOO WIND |  | MWEC_G1 | DICKENS | WIND-P | PANHANDLE | 2008 | 150 | 150 | 150 | 150 | 150 | 150 | 150 | 150 | 150 | 150
473 | MIAMI WIND G1 |  | MIAM1_G1 | GRAY | WIND-P | PANHANDLE | 2014 | 144.3 | 144.3 | 144.3 | 144.3 | 144.3 | 144.3 | 144.3 | 144.3 | 144.3 | 144.3
474 | MIAMI WIND G2 |  | MIAM1_G2 | GRAY | WIND-P | PANHANDLE | 2014 | 144.3 | 144.3 | 144.3 | 144.3 | 144.3 | 144.3 | 144.3 | 144.3 | 144.3 | 144.3
475 | OLD SETTLER WIND |  | COTPLNS_OLDSETLR | FLOYD | WIND-P | PANHANDLE | 2017 | 151.2 | 151.2 | 151.2 | 151.2 | 151.2 | 151.2 | 151.2 | 151.2 | 151.2 | 151.2
476 | PANHANDLE WIND 1 U1 |  | PH1_UNIT1 | CARSON | WIND-P | PANHANDLE | 2014 | 109.2 | 109.2 | 109.2 | 109.2 | 109.2 | 109.2 | 109.2 | 109.2 | 109.2 | 109.2
477 | PANHANDLE WIND 1 U2 |  | PH1_UNIT2 | CARSON | WIND-P | PANHANDLE | 2014 | 109.2 | 109.2 | 109.2 | 109.2 | 109.2 | 109.2 | 109.2 | 109.2 | 109.2 | 109.2
478 | PANHANDLE WIND 2 U1 |  | PH2_UNIT1 | CARSON | WIND-P | PANHANDLE | 2014 | 94.2 | 94.2 | 94.2 | 94.2 | 94.2 | 94.2 | 94.2 | 94.2 | 94.2 | 94.2
479 | PANHANDLE WIND 2 U2 |  | PH2_UNIT2 | CARSON | WIND-P | PANHANDLE | 2014 | 96.6 | 96.6 | 96.6 | 96.6 | 96.6 | 96.6 | 96.6 | 96.6 | 96.6 | 96.6
480 | ROUTE 66 WIND |  | ROUTE_66_WIND1 | CARSON | WIND-P | PANHANDLE | 2015 | 150 | 150 | 150 | 150 | 150 | 150 | 150 | 150 | 150 | 150
481 | SALT FORK 1 WIND U1 |  | SALTFORK_UNIT1 | DONLEY | WIND-P | PANHANDLE | 2017 | 64 | 64 | 64 | 64 | 64 | 64 | 64 | 64 | 64 | 64
482 | SALT FORK 1 WIND U2 |  | SALTFORK_UNIT2 | DONLEY | WIND-P | PANHANDLE | 2017 | 110 | 110 | 110 | 110 | 110 | 110 | 110 | 110 | 110 | 110
483 | SOUTH PLAINS WIND 1 U1 |  | SPLAIN1_WIND1 | FLOYD | WIND-P | PANHANDLE | 2015 | 102 | 102 | 102 | 102 | 102 | 102 | 102 | 102 | 102 | 102
484 | SOUTH PLAINS WIND 1 U2 |  | SPLAIN1_WIND2 | FLOYD | WIND-P | PANHANDLE | 2015 | 98 | 98 | 98 | 98 | 98 | 98 | 98 | 98 | 98 | 98
485 | SOUTH PLAINS WIND 2 U1 |  | SPLAIN2_WIND21 | FLOYD | WIND-P | PANHANDLE | 2016 | 148.5 | 148.5 | 148.5 | 148.5 | 148.5 | 148.5 | 148.5 | 148.5 | 148.5 | 148.5
486 | SOUTH PLAINS WIND 2 U2 |  | SPLAIN2_WIND22 | FLOYD | WIND-P | PANHANDLE | 2016 | 151.8 | 151.8 | 151.8 | 151.8 | 151.8 | 151.8 | 151.8 | 151.8 | 151.8 | 151.8
487 | SPINNING SPUR WIND TWO A |  | SSPURTWO_WIND_1 | OLDHAM | WIND-P | PANHANDLE | 2014 | 161 | 161 | 161 | 161 | 161 | 161 | 161 | 161 | 161 | 161
488 | SPINNING SPUR WIND TWO B |  | SSPURTWO_SS3WIND2 | OLDHAM | WIND-P | PANHANDLE | 2015 | 98 | 98 | 98 | 98 | 98 | 98 | 98 | 98 | 98 | 98
489 | SPINNING SPUR WIND TWO C |  | SSPURTWO_SS3WIND1 | OLDHAM | WIND-P | PANHANDLE | 2015 | 96 | 96 | 96 | 96 | 96 | 96 | 96 | 96 | 96 | 96
490 | WAKE WIND 1 |  | WAKEWE_G1 | DICKENS | WIND-P | PANHANDLE | 2016 | 114.9 | 114.9 | 114.9 | 114.9 | 114.9 | 114.9 | 114.9 | 114.9 | 114.9 | 114.9
491 | WAKE WIND 2 |  | WAKEWE_G2 | DICKENS | WIND-P | PANHANDLE | 2016 | 142.3 | 142.3 | 142.3 | 142.3 | 142.3 | 142.3 | 142.3 | 142.3 | 142.3 | 142.3
492 | WHIRLWIND ENERGY |  | WEC_WECG1 | FLOYD | WIND-P | PANHANDLE | 2007 | 57 | 57 | 57 | 57 | 57 | 57 | 57 | 57 | 57 | 57
493 | WOLF FLATS WIND (WIND MGT) |  | DG_TURL_UNIT1 | HALL | WIND-P | PANHANDLE | 2007 | bar: 2021 to 2030
494 | ANACACHO WIND |  | ANACACHO_ANA | KINNEY | WIND-O | SOUTH | 2012 | 99.8 | 99.8 | 99.8 | 99.8 | 99.8 | 99.8 | 99.8 | 99.8 | 99.8 | 99.8
495 | BARTON CHAPEL WIND |  | BRTSW_BCW1 | JACK | WIND-O | NORTH | 2007 | 120 | 120 | 120 | 120 | 120 | 120 | 120 | 120 | 120 | 120
496 | BLUE SUMMIT WIND 1 A | 18INR0072 | BLSUMMIT_BLSMT1_5 | WILBARGER | WIND-O | WEST | 2013 | 8.8 | 8.8 | 8.8 | 8.8 | 8.8 | 8.8 | 8.8 | 8.8 | 8.8 | 8.8
497 | BLUE SUMMIT WIND 1 B | 18INR0072 | BLSUMMIT_BLSMT1_6 | WILBARGER | WIND-O | WEST | 2013 | 124.3 | 124.3 | 124.3 | 124.3 | 124.3 | 124.3 | 124.3 | 124.3 | 124.3 | 124.3
498 | BLUE SUMMIT WIND 2 A |  | BLSUMMIT_UNIT2_25 | WILBARGER | WIND-O | WEST | 2020 | 89.7 | 89.7 | 89.7 | 89.7 | 89.7 | 89.7 | 89.7 | 89.7 | 89.7 | 89.7
499 | BLUE SUMMIT WIND 2 B |  | BLSUMMIT_UNIT2_17 | WILBARGER | WIND-O | WEST | 2020 | 6.7 | 6.7 | 6.7 | 6.7 | 6.7 | 6.7 | 6.7 | 6.7 | 6.7 | 6.7
500 | BLUE SUMMIT WIND 3 A |  | BLSUMIT3_UNIT_17 | WILBARGER | WIND-O | WEST | 2020 | 13.4 | 13.4 | 13.4 | 13.4 | 13.4 | 13.4 | 13.4 | 13.4 | 13.4 | 13.4
501 | BLUE SUMMIT WIND 3 B |  | BLSUMIT3_UNIT_25 | WILBARGER | WIND-O | WEST | 2020 | 182.4 | 182.4 | 182.4 | 182.4 | 182.4 | 182.4 | 182.4 | 182.4 | 182.4 | 182.4
502 | BOBCAT BLUFF WIND |  | BCATWIND_WIND_1 | ARCHER | WIND-O | WEST | 2020 | 162 | 162 | 162 | 162 | 162 | 162 | 162 | 162 | 162 | 162
503 | BUCKTHORN WIND 1 A |  | BUCKTHRN_UNIT1 | ERATH | WIND-O | NORTH | 2017 | 44.9 | 44.9 | 44.9 | 44.9 | 44.9 | 44.9 | 44.9 | 44.9 | 44.9 | 44.9
504 | BUCKTHORN WIND 1 B |  | BUCKTHRN_UNIT2 | ERATH | WIND-O | NORTH | 2017 | 55.7 | 55.7 | 55.7 | 55.7 | 55.7 | 55.7 | 55.7 | 55.7 | 55.7 | 55.7
505 | BUFFALO GAP WIND 1 |  | BUFF_GAP_UNIT1 | TAYLOR | WIND-O | WEST | 2006 | 120.6 | 120.6 | 120.6 | 120.6 | 120.6 | 120.6 | 120.6 | 120.6 | 120.6 | 120.6
506 | BUFFALO GAP WIND 2_1 |  | BUFF_GAP_UNIT2_1 | TAYLOR | WIND-O | WEST | 2007 | 115.5 | 115.5 | 115.5 | 115.5 | 115.5 | 115.5 | 115.5 | 115.5 | 115.5 | 115.5
507 | BUFFALO GAP WIND 2_2 |  | BUFF_GAP_UNIT2_2 | TAYLOR | WIND-O | WEST | 2007 | 117 | 117 | 117 | 117 | 117 | 117 | 117 | 117 | 117 | 117
508 | BUFFALO GAP WIND 3 |  | BUFF_GAP_UNIT3 | TAYLOR | WIND-O | WEST | 2008 | 170.2 | 170.2 | 170.2 | 170.2 | 170.2 | 170.2 | 170.2 | 170.2 | 170.2 | 170.2
509 | BULL CREEK WIND U1 |  | BULLCRK_WND1 | BORDEN | WIND-O | WEST | 2009 | 88 | 88 | 88 | 88 | 88 | 88 | 88 | 88 | 88 | 88
510 | BULL CREEK WIND U2 |  | BULLCRK_WND2 | BORDEN | WIND-O | WEST | 2009 | 90 | 90 | 90 | 90 | 90 | 90 | 90 | 90 | 90 | 90
511 | CABEZON WIND (RIO BRAVO I WIND) 1 A |  | CABEZON_WIND1 | STARR | WIND-O | SOUTH | 2019 | 115.2 | 115.2 | 115.2 | 115.2 | 115.2 | 115.2 | 115.2 | 115.2 | 115.2 | 115.2
512 | CABEZON WIND (RIO BRAVO I WIND) 1 B |  | CABEZON_WIND2 | STARR | WIND-O | SOUTH | 2019 | 122.4 | 122.4 | 122.4 | 122.4 | 122.4 | 122.4 | 122.4 | 122.4 | 122.4 | 122.4
513 | CALLAHAN WIND |  | CALLAHAN_WND1 | CALLAHAN | WIND-O | WEST | 2004 | 114 | 114 | 114 | 114 | 114 | 114 | 114 | 114 | 114 | 114
514 | CAMP SPRINGS WIND 1 |  | CSEC_CSECG1 | SCURRY | WIND-O | WEST | 2007 | 130.5 | 130.5 | 130.5 | 130.5 | 130.5 | 130.5 | 130.5 | 130.5 | 130.5 | 130.5
515 | CAMP SPRINGS WIND 2 |  | CSEC_CSECG2 | SCURRY | WIND-O | WEST | 2007 | 120 | 120 | 120 | 120 | 120 | 120 | 120 | 120 | 120 | 120
516 | CAPRICORN RIDGE WIND 1 | 17INR0054 | CAPRIDGE_CR1 | STERLING | WIND-O | WEST | 2007 | 231.7 | 231.7 | 231.7 | 231.7 | 231.7 | 231.7 | 231.7 | 231.7 | 231.7 | 231.7
517 | CAPRICORN RIDGE WIND 2 | 17INR0054 | CAPRIDGE_CR2 | STERLING | WIND-O | WEST | 2007 | 149.5 | 149.5 | 149.5 | 149.5 | 149.5 | 149.5 | 149.5 | 149.5 | 149.5 | 149.5
518 | CAPRICORN RIDGE WIND 3 | 17INR0054 | CAPRIDGE_CR3 | STERLING | WIND-O | WEST | 2008 | 200.9 | 200.9 | 200.9 | 200.9 | 200.9 | 200.9 | 200.9 | 200.9 | 200.9 | 200.9
519 | CAPRICORN RIDGE WIND 4 | 17INR0061 | CAPRIDG4_CR4 | COKE | WIND-O | WEST | 2008 | 121.5 | 121.5 | 121.5 | 121.5 | 121.5 | 121.5 | 121.5 | 121.5 | 121.5 | 121.5
520 | CEDRO HILL WIND 1 |  | CEDROHIL_CHW1 | WEBB | WIND-O | SOUTH | 2010 | 75 | 75 | 75 | 75 | 75 | 75 | 75 | 75 | 75 | 75
521 | CEDRO HILL WIND 2 |  | CEDROHIL_CHW2 | WEBB | WIND-O | SOUTH | 2010 | 75 | 75 | 75 | 75 | 75 | 75 | 75 | 75 | 75 | 75
522 | CHAMPION WIND |  | CHAMPION_UNIT1 | NOLAN | WIND-O | WEST | 2008 | 126.5 | 126.5 | 126.5 | 126.5 | 126.5 | 126.5 | 126.5 | 126.5 | 126.5 | 126.5
523 | DERMOTT WIND 1_1 |  | DERMOTT_UNIT1 | SCURRY | WIND-O | WEST | 2017 | 126.5 | 126.5 | 126.5 | 126.5 | 126.5 | 126.5 | 126.5 | 126.5 | 126.5 | 126.5
524 | DERMOTT WIND 1_2 |  | DERMOTT_UNIT2 | SCURRY | WIND-O | WEST | 2017 | 126.5 | 126.5 | 126.5 | 126.5 | 126.5 | 126.5 | 126.5 | 126.5 | 126.5 | 126.5
525 | DESERT SKY WIND 1 | 17INR0070 | INDNENR_INDNENR | PECOS | WIND-O | WEST | 2002 | 85.1 | 85.1 | 85.1 | 85.1 | 85.1 | 85.1 | 85.1 | 85.1 | 85.1 | 85.1
526 | DESERT SKY WIND 2 | 17INR0070 | INDNENR_INDNENR_2 | PECOS | WIND-O | WEST | 2002 | 85.1 | 85.1 | 85.1 | 85.1 | 85.1 | 85.1 | 85.1 | 85.1 | 85.1 | 85.1
527 | ELBOW CREEK WIND |  | ELB_ELBCREEK | HOWARD | WIND-O | WEST | 2008 | 118.7 | 118.7 | 118.7 | 118.7 | 118.7 | 118.7 | 118.7 | 118.7 | 118.7 | 118.7
528 | ELECTRA WIND 1 |  | DIGBY_UNIT1 | WILBARGER | WIND-O | WEST | 2017 | 98.9 | 98.9 | 98.9 | 98.9 | 98.9 | 98.9 | 98.9 | 98.9 | 98.9 | 98.9
529 | ELECTRA WIND 2 |  | DIGBY_UNIT2 | WILBARGER | WIND-O | WEST | 2017 | 131.1 | 131.1 | 131.1 | 131.1 | 131.1 | 131.1 | 131.1 | 131.1 | 131.1 | 131.1
530 | FLAT TOP WIND I |  | FTWIND_UNIT_1 | MILLS | WIND-O | NORTH | 2018 | 200 | 200 | 200 | 200 | 200 | 200 | 200 | 200 | 200 | 200
531 | FLUVANNA RENEWABLE 1 A |  | FLUVANNA_UNIT1 | SCURRY | WIND-O | WEST | 2017 | 79.8 | 79.8 | 79.8 | 79.8 | 79.8 | 79.8 | 79.8 | 79.8 | 79.8 | 79.8
532 | FLUVANNA RENEWABLE 1 B |  | FLUVANNA_UNIT2 | SCURRY | WIND-O | WEST | 2017 | 75.6 | 75.6 | 75.6 | 75.6 | 75.6 | 75.6 | 75.6 | 75.6 | 75.6 | 75.6
533 | FOARD CITY WIND 1 A |  | FOARDCTY_UNIT1 | FOARD | WIND-O | WEST | 2019 | 186.5 | 186.5 | 186.5 | 186.5 | 186.5 | 186.5 | 186.5 | 186.5 | 186.5 | 186.5
534 | FOARD CITY WIND 1 B |  | FOARDCTY_UNIT2 | FOARD | WIND-O | WEST | 2019 | 163.8 | 163.8 | 163.8 | 163.8 | 163.8 | 163.8 | 163.8 | 163.8 | 163.8 | 163.8
535 | FOREST CREEK WIND |  | MCDLD_FCW1 | GLASSCOCK | WIND-O | WEST | 2007 | 124.2 | 124.2 | 124.2 | 124.2 | 124.2 | 124.2 | 124.2 | 124.2 | 124.2 | 124.2
536 | GOAT WIND |  | GOAT_GOATWIND | STERLING | WIND-O | WEST | 2008 | 80 | 80 | 80 | 80 | 80 | 80 | 80 | 80 | 80 | 80
537 | GOAT WIND 2 |  | GOAT_GOATWIN2 | STERLING | WIND-O | WEST | 2010 | 69.6 | 69.6 | 69.6 | 69.6 | 69.6 | 69.6 | 69.6 | 69.6 | 69.6 | 69.6
538 | GOLDTHWAITE WIND 1 |  | GWEC_GWEC_G1 | MILLS | WIND-O | NORTH | 2014 | 148.6 | 148.6 | 148.6 | 148.6 | 148.6 | 148.6 | 148.6 | 148.6 | 148.6 | 148.6
539 | GOPHER CREEK WIND 1 |  | GOPHER_UNIT1 | BORDEN | WIND-O | WEST | 2020 | 82 | 82 | 82 | 82 | 82 | 82 | 82 | 82 | 82 | 82
540 | GOPHER CREEK WIND 2 |  | GOPHER_UNIT2 | BORDEN | WIND-O | WEST | 2020 | 76 | 76 | 76 | 76 | 76 | 76 | 76 | 76 | 76 | 76
541 | GREEN MOUNTAIN WIND (BRAZOS) U1 |  | BRAZ_WND_WND1 | SCURRY | WIND-O | WEST | 2003 | 99 | 99 | 99 | 99 | 99 | 99 | 99 | 99 | 99 | 99
542 | GREEN MOUNTAIN WIND (BRAZOS) U2 |  | BRAZ_WND_WND2 | SCURRY | WIND-O | WEST | 2003 | 61 | 61 | 61 | 61 | 61 | 61 | 61 | 61 | 61 | 61
543 | GREEN PASTURES WIND I |  | GPASTURE_WIND_I | BAYLOR | WIND-O | WEST | 2015 | 150 | 150 | 150 | 150 | 150 | 150 | 150 | 150 | 150 | 150
544 | VERTIGO WIND (FORMERLY GREEN PASTURES WIND 2) |  | VERTIGO_WIND_I | BAYLOR | WIND-O | WEST | 2015 | 150 | 150 | 150 | 150 | 150 | 150 | 150 | 150 | 150 | 150
545 | GUNSIGHT MOUNTAIN WIND |  | GUNMTN_G1 | HOWARD | WIND-O | WEST | 2016 | 119.9 | 119.9 | 119.9 | 119.9 | 119.9 | 119.9 | 119.9 | 119.9 | 119.9 | 119.9
546 | HACKBERRY WIND |  | HWF_HWFG1 | SHACKELFORD | WIND-O | WEST | 2008 | 163.5 | 163.5 | 163.5 | 163.5 | 163.5 | 163.5 | 163.5 | 163.5 | 163.5 | 163.5
547 | HICKMAN (SANTA RITA WIND) 1 |  | HICKMAN_G1 | REAGAN | WIND-O | WEST | 2018 | 152.5 | 152.5 | 152.5 | 152.5 | 152.5 | 152.5 | 152.5 | 152.5 | 152.5 | 152.5
548 | HICKMAN (SANTA RITA WIND) 2 |  | HICKMAN_G2 | REAGAN | WIND-O | WEST | 2018 | 147.5 | 147.5 | 147.5 | 147.5 | 147.5 | 147.5 | 147.5 | 147.5 | 147.5 | 147.5
549 | HIDALGO & STARR WIND 11 |  | MIRASOLE_MIR11 | HIDALGO | WIND-O | SOUTH | 2016 | 52 | 52 | 52 | 52 | 52 | 52 | 52 | 52 | 52 | 52
550 | HIDALGO & STARR WIND 12 |  | MIRASOLE_MIR12 | HIDALGO | WIND-O | SOUTH | 2016 | 98 | 98 | 98 | 98 | 98 | 98 | 98 | 98 | 98 | 98
551 | HIDALGO & STARR WIND 21 |  | MIRASOLE_MIR21 | HIDALGO | WIND-O | SOUTH | 2016 | 100 | 100 | 100 | 100 | 100 | 100 | 100 | 100 | 100 | 100
552 | HORSE CREEK WIND 1 |  | HORSECRK_UNIT1 | HASKELL | WIND-O | WEST | 2017 | 131.1 | 131.1 | 131.1 | 131.1 | 131.1 | 131.1 | 131.1 | 131.1 | 131.1 | 131.1
553 | HORSE CREEK WIND 2 |  | HORSECRK_UNIT2 | HASKELL | WIND-O | WEST | 2017 | 98.9 | 98.9 | 98.9 | 98.9 | 98.9 | 98.9 | 98.9 | 98.9 | 98.9 | 98.9
554 | HORSE HOLLOW WIND 1 | 17INR0052 | H_HOLLOW_WND1 | TAYLOR | WIND-O | WEST | 2005 | 230 | 230 | 230 | 230 | 230 | 230 | 230 | 230 | 230 | 230
555 | HORSE HOLLOW WIND 2 | 17INR0052 | HHOLLOW2_WIND1 | TAYLOR | WIND-O | WEST | 2006 | 184 | 184 | 184 | 184 | 184 | 184 | 184 | 184 | 184 | 184
556 | HORSE HOLLOW WIND 3 | 17INR0052 | HHOLLOW3_WND_1 | TAYLOR | WIND-O | WEST | 2006 | 241.4 | 241.4 | 241.4 | 241.4 | 241.4 | 241.4 | 241.4 | 241.4 | 241.4 | 241.4
557 | HORSE HOLLOW WIND 4 | 17INR0052 | HHOLLOW4_WND1 | TAYLOR | WIND-O | WEST | 2006 | 115 | 115 | 115 | 115 | 115 | 115 | 115 | 115 | 115 | 115
558 | INADALE WIND 1 |  | INDL_INADALE1 | NOLAN | WIND-O | WEST | 2008 | 95 | 95 | 95 | 95 | 95 | 95 | 95 | 95 | 95 | 95
559 | INADALE WIND 2 |  | INDL_INADALE2 | NOLAN | WIND-O | WEST | 2008 | 102 | 102 | 102 | 102 | 102 | 102 | 102 | 102 | 102 | 102
560 | INDIAN MESA WIND |  | INDNNWP_INDNNWP2 | PECOS | WIND-O | WEST | 2001 | 91.8 | 91.8 | 91.8 | 91.8 | 91.8 | 91.8 | 91.8 | 91.8 | 91.8 | 91.8
561 | JAVELINA I WIND 18 |  | BORDAS_JAVEL18 | WEBB | WIND-O | SOUTH | 2015 | 19.7 | 19.7 | 19.7 | 19.7 | 19.7 | 19.7 | 19.7 | 19.7 | 19.7 | 19.7
562 | JAVELINA I WIND 20 |  | BORDAS_JAVEL20 | WEBB | WIND-O | SOUTH | 2015 | 230 | 230 | 230 | 230 | 230 | 230 | 230 | 230 | 230 | 230
563 | JAVELINA II WIND 1 |  | BORDAS2_JAVEL2_A | WEBB | WIND-O | SOUTH | 2017 | 96 | 96 | 96 | 96 | 96 | 96 | 96 | 96 | 96 | 96
564 | JAVELINA II WIND 2 |  | BORDAS2_JAVEL2_B | WEBB | WIND-O | SOUTH | 2017 | 74 | 74 | 74 | 74 | 74 | 74 | 74 | 74 | 74 | 74
565 | JAVELINA II WIND 3 |  | BORDAS2_JAVEL2_C | WEBB | WIND-O | SOUTH | 2017 | 30 | 30 | 30 | 30 | 30 | 30 | 30 | 30 | 30 | 30
566 | KEECHI WIND |  | KEECHI_U1 | JACK | WIND-O | NORTH | 2015 | 110 | 110 | 110 | 110 | 110 | 110 | 110 | 110 | 110 | 110
567 | KING MOUNTAIN WIND (NE) |  | KING_NE_KINGNE | UPTON | WIND-O | WEST | 2001 | 79.7 | 79.7 | 79.7 | 79.7 | 79.7 | 79.7 | 79.7 | 79.7 | 79.7 | 79.7
568 | KING MOUNTAIN WIND (NW) |  | KING_NW_KINGNW | UPTON | WIND-O | WEST | 2001 | 79.7 | 79.7 | 79.7 | 79.7 | 79.7 | 79.7 | 79.7 | 79.7 | 79.7 | 79.7
569 | KING MOUNTAIN WIND (SE) |  | KING_SE_KINGSE | UPTON | WIND-O | WEST | 2001 | 40.5 | 40.5 | 40.5 | 40.5 | 40.5 | 40.5 | 40.5 | 40.5 | 40.5 | 40.5
570 | KING MOUNTAIN WIND (SW) |  | KING_SW_KINGSW | UPTON | WIND-O | WEST | 2001 | 79.7 | 79.7 | 79.7 | 79.7 | 79.7 | 79.7 | 79.7 | 79.7 | 79.7 | 79.7
571 | LANGFORD WIND POWER |  | LGD_LANGFORD | TOM GREEN | WIND-O | WEST | 2009 | 160 | 160 | 160 | 160 | 160 | 160 | 160 | 160 | 160 | 160
572 | LOCKETT WIND FARM |  | LOCKETT_UNIT1 | WILBARGER | WIND-O | WEST | 2019 | 183.7 | 183.7 | 183.7 | 183.7 | 183.7 | 183.7 | 183.7 | 183.7 | 183.7 | 183.7
573 | LOGANS GAP WIND I U1 |  | LGW_UNIT1 | COMANCHE | WIND-O | NORTH | 2015 | 106.3 | 106.3 | 106.3 | 106.3 | 106.3 | 106.3 | 106.3 | 106.3 | 106.3 | 106.3
574 | LOGANS GAP WIND I U2 |  | LGW_UNIT2 | COMANCHE | WIND-O | NORTH | 2015 | 103.8 | 103.8 | 103.8 | 103.8 | 103.8 | 103.8 | 103.8 | 103.8 | 103.8 | 103.8
575 | LONE STAR WIND 1 (MESQUITE) |  | LNCRK_G83 | SHACKELFORD | WIND-O | WEST | 2006 | 194 | 194 | 194 | 194 | 194 | 194 | 194 | 194 | 194 | 194
576 | LONE STAR WIND 2 (POST OAK) U1 |  | LNCRK2_G871 | SHACKELFORD | WIND-O | WEST | 2007 | 98 | 98 | 98 | 98 | 98 | 98 | 98 | 98 | 98 | 98
577 | LONE STAR WIND 2 (POST OAK) U2 |  | LNCRK2_G872 | SHACKELFORD | WIND-O | WEST | 2007 | 100 | 100 | 100 | 100 | 100 | 100 | 100 | 100 | 100 | 100
578 | LORAINE WINDPARK I |  | LONEWOLF_G1 | MITCHELL | WIND-O | WEST | 2010 | 49.5 | 49.5 | 49.5 | 49.5 | 49.5 | 49.5 | 49.5 | 49.5 | 49.5 | 49.5
579 | LORAINE WINDPARK II |  | LONEWOLF_G2 | MITCHELL | WIND-O | WEST | 2010 | 51 | 51 | 51 | 51 | 51 | 51 | 51 | 51 | 51 | 51
580 | LORAINE WINDPARK III |  | LONEWOLF_G3 | MITCHELL | WIND-O | WEST | 2011 | 25.5 | 25.5 | 25.5 | 25.5 | 25.5 | 25.5 | 25.5 | 25.5 | 25.5 | 25.5
581 | LORAINE WINDPARK IV |  | LONEWOLF_G4 | MITCHELL | WIND-O | WEST | 2011 | 24 | 24 | 24 | 24 | 24 | 24 | 24 | 24 | 24 | 24
582 | LOS VIENTOS III WIND |  | LV3_UNIT_1 | STARR | WIND-O | SOUTH | 2015 | 200 | 200 | 200 | 200 | 200 | 200 | 200 | 200 | 200 | 200
583 | LOS VIENTOS IV WIND |  | LV4_UNIT_1 | STARR | WIND-O | SOUTH | 2016 | 200 | 200 | 200 | 200 | 200 | 200 | 200 | 200 | 200 | 200
584 | LOS VIENTOS V WIND |  | LV5_UNIT_1 | STARR | WIND-O | SOUTH | 2016 | 110 | 110 | 110 | 110 | 110 | 110 | 110 | 110 | 110 | 110
585 | MESQUITE CREEK WIND 1 |  | MESQCRK_WND1 | DAWSON | WIND-O | WEST | 2015 | 105.6 | 105.6 | 105.6 | 105.6 | 105.6 | 105.6 | 105.6 | 105.6 | 105.6 | 105.6
586 | MESQUITE CREEK WIND 2 |  | MESQCRK_WND2 | DAWSON | WIND-O | WEST | 2015 | 105.6 | 105.6 | 105.6 | 105.6 | 105.6 | 105.6 | 105.6 | 105.6 | 105.6 | 105.6
587 | NIELS BOHR WIND A (BEARKAT WIND A) |  | NBOHR_UNIT1 | GLASSCOCK | WIND-O | WEST | 2018 | 196.6 | 196.6 | 196.6 | 196.6 | 196.6 | 196.6 | 196.6 | 196.6 | 196.6 | 196.6
588 | NOTREES WIND 1 |  | NWF_NWF1 | WINKLER | WIND-O | WEST | 2009 | 92.6 | 92.6 | 92.6 | 92.6 | 92.6 | 92.6 | 92.6 | 92.6 | 92.6 | 92.6
589 | NOTREES WIND 2 |  | NWF_NWF2 | WINKLER | WIND-O | WEST | 2009 | 60 | 60 | 60 | 60 | 60 | 60 | 60 | 60 | 60 | 60
590 | OCOTILLO WIND |  | OWF_OWF | HOWARD | WIND-O | WEST | 2008 | 58.8 | 58.8 | 58.8 | 58.8 | 58.8 | 58.8 | 58.8 | 58.8 | 58.8 | 58.8
591 | PANTHER CREEK WIND 1 |  | PC_NORTH_PANTHER1 | HOWARD | WIND-O | WEST | 2008 | 142.5 | 142.5 | 142.5 | 142.5 | 142.5 | 142.5 | 142.5 | 142.5 | 142.5 | 142.5
592 | PANTHER CREEK WIND 2 |  | PC_SOUTH_PANTHER2 | HOWARD | WIND-O | WEST | 2019 | 115.5 | 115.5 | 115.5 | 115.5 | 115.5 | 115.5 | 115.5 | 115.5 | 115.5 | 115.5
593 | PANTHER CREEK WIND 3 | 21INR0449 | PC_SOUTH_PANTHER3 | HOWARD | WIND-O | WEST | 2009 | 199.5 | 199.5 | 199.5 | 199.5 | 199.5 | 199.5 | 199.5 | 199.5 | 199.5 | 199.5
594 | PECOS WIND 1 (WOODWARD) |  | WOODWRD1_WOODWRD1 | PECOS | WIND-O | WEST | 2001 | 90 | 90 | 90 | 90 | 90 | 90 | 90 | 90 | 90 | 90
595 | PECOS WIND 2 (WOODWARD) |  | WOODWRD2_WOODWRD2 | PECOS | WIND-O | WEST | 2001 | 86 | 86 | 86 | 86 | 86 | 86 | 86 | 86 | 86 | 86
596 | PYRON WIND 1 |  | PYR_PYRON1 | NOLAN | WIND-O | WEST | 2008 | 121.5 | 121.5 | 121.5 | 121.5 | 121.5 | 121.5 | 121.5 | 121.5 | 121.5 | 121.5
597 | PYRON WIND 2 |  | PYR_PYRON2 | NOLAN | WIND-O | WEST | 2008 | 127.5 | 127.5 | 127.5 | 127.5 | 127.5 | 127.5 | 127.5 | 127.5 | 127.5 | 127.5
598 | RANCHERO WIND |  | RANCHERO_UNIT1 | CROCKETT | WIND-O | WEST | 2020 | 150 | 150 | 150 | 150 | 150 | 150 | 150 | 150 | 150 | 150
599 | RANCHERO WIND |  | RANCHERO_UNIT2 | CROCKETT | WIND-O | WEST | 2020 | 150 | 150 | 150 | 150 | 150 | 150 | 150 | 150 | 150 | 150
600 | RATTLESNAKE I WIND ENERGY CENTER G1 |  | RSNAKE_G1 | GLASSCOCK | WIND-O | WEST | 2015 | 104.3 | 104.3 | 104.3 | 104.3 | 104.3 | 104.3 | 104.3 | 104.3 | 104.3 | 104.3
601 | RATTLESNAKE I WIND ENERGY CENTER G2 |  | RSNAKE_G2 | GLASSCOCK | WIND-O | WEST | 2015 | 103 | 103 | 103 | 103 | 103 | 103 | 103 | 103 | 103 | 103
602 | RED CANYON WIND |  | RDCANYON_RDCNY1 | BORDEN | WIND-O | WEST | 2006 | 89.6 | 89.6 | 89.6 | 89.6 | 89.6 | 89.6 | 89.6 | 89.6 | 89.6 | 89.6
603 | ROCK SPRINGS VAL VERDE WIND (FERMI) 1 |  | FERMI_WIND1 | VAL VERDE | WIND-O | WEST | 2017 | 121.9 | 121.9 | 121.9 | 121.9 | 121.9 | 121.9 | 121.9 | 121.9 | 121.9 | 121.9
604 | ROCK SPRINGS VAL VERDE WIND (FERMI) 2 |  | FERMI_WIND2 | VAL VERDE | WIND-O | WEST | 2017 | 27.4 | 27.4 | 27.4 | 27.4 | 27.4 | 27.4 | 27.4 | 27.4 | 27.4 | 27.4
605 | ROSCOE WIND |  | TKWSW1_ROSCOE | NOLAN | WIND-O | WEST | 2008 | 114 | 114 | 114 | 114 | 114 | 114 | 114 | 114 | 114 | 114
606 | ROSCOE WIND 2A |  | TKWSW1_ROSCOE2A | NOLAN | WIND-O | WEST | 2008 | 95 | 95 | 95 | 95 | 95 | 95 | 95 | 95 | 95 | 95
607 | RTS WIND |  | RTS_U1 | MCCULLOCH | WIND-O | SOUTH | 2018 | 160 | 160 | 160 | 160 | 160 | 160 | 160 | 160 | 160 | 160
608 | SAND BLUFF WIND | 20INR0296 | MCDLD_SBW1 | GLASSCOCK | WIND-O | WEST | 2008 | 90 | 90 | 90 | 90 | 90 | 90 | 90 | 90 | 90 | 90
609 | SENDERO WIND ENERGY |  | EXGNSND_WIND_1 | JIM HOGG | WIND-O | SOUTH | 2015 | 76 | 76 | 76 | 76 | 76 | 76 | 76 | 76 | 76 | 76
610 | SEYMOUR HILLS WIND (S_HILLS WIND) |  | S_HILLS_UNIT1 | BAYLOR | WIND-O | WEST | 2019 | 30.2 | 30.2 | 30.2 | 30.2 | 30.2 | 30.2 | 30.2 | 30.2 | 30.2 | 30.2
611 | SENATE WIND |  | SENATEWD_UNIT1 | JACK | WIND-O | NORTH | 2012 | 150 | 150 | 150 | 150 | 150 | 150 | 150 | 150 | 150 | 150
612 | SHANNON WIND |  | SHANNONW_UNIT_1 | CLAY | WIND-O | WEST | 2015 | 204.1 | 204.1 | 204.1 | 204.1 | 204.1 | 204.1 | 204.1 | 204.1 | 204.1 | 204.1
613 | SHERBINO 1 WIND | 19INR0120 | KEO_KEO_SM1 | PECOS | WIND-O | WEST | 2008 | 150 | 150 | 150 | 150 | 150 | 150 | 150 | 150 | 150 | 150
614 | SHERBINO 2 WIND | 19INR0120 | KEO_SHRBINO2 | PECOS | WIND-O | WEST | 2020 | 132 | 132 | 132 | 132 | 132 | 132 | 132 | 132 | 132 | 132
615 | SILVER STAR WIND | 18INR0064 | FLTCK_SSI | ERATH | WIND-O | NORTH | 2008 | 52.8 | 52.8 | 52.8 | 52.8 | 52.8 | 52.8 | 52.8 | 52.8 | 52.8 | 52.8
616 | SNYDER WIND | 20INR0257 | ENAS_ENA1 | SCURRY | WIND-O | WEST | 2007 | 63 | 63 | 63 | 63 | 63 | 63 | 63 | 63 | 63 | 63
617 | SOUTH TRENT WIND |  | STWF_T1 | NOLAN | WIND-O | WEST | 2008 | 98.2 | 98.2 | 98.2 | 98.2 | 98.2 | 98.2 | 98.2 | 98.2 | 98.2 | 98.2
618 | STANTON WIND ENERGY |  | SWEC_G1 | MARTIN | WIND-O | WEST | 2008 | 120 | 120 | 120 | 120 | 120 | 120 | 120 | 120 | 120 | 120
619 | STEPHENS RANCH WIND 1 |  | SRWE1_UNIT1 | BORDEN | WIND-O | WEST | 2014 | 211.2 | 211.2 | 211.2 | 211.2 | 211.2 | 211.2 | 211.2 | 211.2 | 211.2 | 211.2
620 | STEPHENS RANCH WIND 2 |  | SRWE1_SRWE2 | BORDEN | WIND-O | WEST | 2015 | 164.7 | 164.7 | 164.7 | 164.7 | 164.7 | 164.7 | 164.7 | 164.7 | 164.7 | 164.7
621 | SWEETWATER WIND 1 | 18INR0073 | SWEETWND_WND1 | NOLAN | WIND-O | WEST | 2003 | 42.5 | 42.5 | 42.5 | 42.5 | 42.5 | 42.5 | 42.5 | 42.5 | 42.5 | 42.5
622 | SWEETWATER WIND 2A | 17INR0068 | SWEETWN2_WND24 | NOLAN | WIND-O | WEST | 2006 | 16.8 | 16.8 | 16.8 | 16.8 | 16.8 | 16.8 | 16.8 | 16.8 | 16.8 | 16.8
623 | SWEETWATER WIND 2B | 17INR0068 | SWEETWN2_WND2 | NOLAN | WIND-O | WEST | 2004 | 110.8 | 110.8 | 110.8 | 110.8 | 110.8 | 110.8 | 110.8 | 110.8 | 110.8 | 110.8
624 | SWEETWATER WIND 3A |  | SWEETWN3_WND3A | NOLAN | WIND-O | WEST | 2011 | 33.6 | 33.6 | 33.6 | 33.6 | 33.6 | 33.6 | 33.6 | 33.6 | 33.6 | 33.6
625 | SWEETWATER WIND 3B |  | SWEETWN3_WND3B | NOLAN | WIND-O | WEST | 2011 | 118.6 | 118.6 | 118.6 | 118.6 | 118.6 | 118.6 | 118.6 | 118.6 | 118.6 | 118.6
626 | SWEETWATER WIND 4-5 |  | SWEETWN5_WND5 | NOLAN | WIND-O | WEST | 2007 | 85 | 85 | 85 | 85 | 85 | 85 | 85 | 85 | 85 | 85
627 | SWEETWATER WIND 4-4B |  | SWEETWN4_WND4B | NOLAN | WIND-O | WEST | 2007 | 112 | 112 | 112 | 112 | 112 | 112 | 112 | 112 | 112 | 112
628 | SWEETWATER WIND 4-4A |  | SWEETWN4_WND4A | NOLAN | WIND-O | WEST | 2007 | 125 | 125 | 125 | 125 | 125 | 125 | 125 | 125 | 125 | 125
629 | TAHOKA WIND 1 |  | TAHOKA_UNIT_1 | LYNN | WIND-O | WEST | 2019 | 150 | 150 | 150 | 150 | 150 | 150 | 150 | 150 | 150 | 150
630 | TAHOKA WIND 2 |  | TAHOKA_UNIT_2 | LYNN | WIND-O | WEST | 2019 | 150 | 150 | 150 | 150 | 150 | 150 | 150 | 150 | 150 | 150
631 | TEXAS BIG SPRING WIND A |  | SGMTN_SIGNALMT | HOWARD | WIND-O | WEST | 1999 | 27.7 | 27.7 | 27.7 | 27.7 | 27.7 | 27.7 | 27.7 | 27.7 | 27.7 | 27.7
632 | TEXAS BIG SPRING WIND B |  | SGMTN_SIGNALM2 | HOWARD | WIND-O | WEST | 1999 | 6.6 | 6.6 | 6.6 | 6.6 | 6.6 | 6.6 | 6.6 | 6.6 | 6.6 | 6.6
633 | TORRECILLAS WIND 1 |  | TORR_UNIT1_25 | WEBB | WIND-O | SOUTH | 2019 | 150 | 150 | 150 | 150 | 150 | 150 | 150 | 150 | 150 | 150
634 | TORRECILLAS WIND 2 |  | TORR_UNIT2_23 | WEBB | WIND-O | SOUTH | 2019 | 23 | 23 | 23 | 23 | 23 | 23 | 23 | 23 | 23 | 23
635 | TORRECILLAS WIND 3 |  | TORR_UNIT2_25 | WEBB | WIND-O | SOUTH | 2019 | 127.5 | 127.5 | 127.5 | 127.5 | 127.5 | 127.5 | 127.5 | 127.5 | 127.5 | 127.5
636 | TRENT WIND | 17INR0069 | TRENT_TRENT | NOLAN | WIND-O | WEST | 2001 | 150 | 150 | 150 | 150 | 150 | 150 | 150 | 150 | 150 | 150
637 | TRINITY HILLS WIND 1 | 20INR0019 | TRINITY_TH1_BUS1 | ARCHER | WIND-O | WEST | 2012 | 103.4 | 103.4 | 103.4 | 103.4 | 103.4 | 103.4 | 103.4 | 103.4 | 103.4 | 103.4
638 | TRINITY HILLS WIND 2 | 20INR0019 | TRINITY_TH1_BUS2 | ARCHER | WIND-O | WEST | 2012 | 94.6 | 94.6 | 94.6 | 94.6 | 94.6 | 94.6 | 94.6 | 94.6 | 94.6 | 94.6
639 | TURKEY TRACK WIND |  | TTWEC_G1 | NOLAN | WIND-O | WEST | 2008 | 169.5 | 169.5 | 169.5 | 169.5 | 169.5 | 169.5 | 169.5 | 169.5 | 169.5 | 169.5
640 | TYLER BLUFF WIND |  | TYLRWIND_UNIT1 | COOKE | WIND-O | NORTH | 2017 | 125.6 | 125.6 | 125.6 | 125.6 | 125.6 | 125.6 | 125.6 | 125.6 | 125.6 | 125.6
641 | WHITETAIL WIND |  | EXGNWTL_WIND_1 | WEBB | WIND-O | SOUTH | 2012 | 92.3 | 92.3 | 92.3 | 92.3 | 92.3 | 92.3 | 92.3 | 92.3 | 92.3 | 92.3
642 | WINDTHORST 2 WIND |  | WNDTHST2_UNIT1 | ARCHER | WIND-O | WEST | 2014 | 67.6 | 67.6 | 67.6 | 67.6 | 67.6 | 67.6 | 67.6 | 67.6 | 67.6 | 67.6
643 | WKN MOZART WIND |  | MOZART_WIND_1 | KENT | WIND-O | WEST | 2012 | 30 | 30 | 30 | 30 | 30 | 30 | 30 | 30 | 30 | 30
644 | WILLOW SPRINGS WIND A |  | SALVTION_UNIT1 | HASKELL | WIND-O | WEST | 2017 | 125 | 125 | 125 | 125 | 125 | 125 | 125 | 125 | 125 | 125
645 | WILLOW SPRINGS WIND B |  | SALVTION_UNIT2 | HASKELL | WIND-O | WEST | 2017 | 125 | 125 | 125 | 125 | 125 | 125 | 125 | 125 | 125 | 125
646 | WILSON RANCH (INFINITY LIVE OAK WIND) |  | WL_RANCH_UNIT1 | SCHLEICHER | WIND-O | WEST | 2020 | 199.5 | 199.5 | 199.5 | 199.5 | 199.5 | 199.5 | 199.5 | 199.5 | 199.5 | 199.5
647 | WOLF RIDGE WIND | 21INR0511 | WHTTAIL_WR1 | COOKE | WIND-O | NORTH | 2008 | 112.5 | 112.5 | 112.5 | 112.5 | 112.5 | 112.5 | 112.5 | 112.5 | 112.5 | 112.5
648 | TSTC WEST TEXAS WIND |  | DG_ROSC2_1UNIT | NOLAN | WIND-O | WEST | 2008 | 2 | 2 | 2 | 2 | 2 | 2 | 2 | 2 | 2 | 2
649 | Operational Capacity Total (Wind) | [6 empty] | 25107.3 | 25107.3 | 25107.3 | 25107.3 | 25107.3 | 25107.3 | 25107.3 | 25107.3 | 25107.3 | 25107.3
650
651 | Operational Wind Capacity Sub-total (Coastal Counties) |  | WIND_OPERATIONAL_C |  |  |  |  | 3586.5 | 3586.5 | 3586.5 | 3586.5 | 3586.5 | 3586.5 | 3586.5 | 3586.5 | 3586.5 | 3586.5
652 | Wind Peak Average Capacity Percentage (Coastal) |  | WIND_PEAK_PCT_C | % |  |  |  | 61 | 61 | 61 | 61 | 61 | 61 | 61 | 61 | 61 | 61
653
654 | Operational Wind Capacity Sub-total (Panhandle Counties) |  | WIND_OPERATIONAL_P |  |  |  |  | 4408.7 | 4408.7 | 4408.7 | 4408.7 | 4408.7 | 4408.7 | 4408.7 | 4408.7 | 4408.7 | 4408.7
655 | Wind Peak Average Capacity Percentage (Panhandle) |  | WIND_PEAK_PCT_P | % |  |  |  | 29 | 29 | 29 | 29 | 29 | 29 | 29 | 29 | 29 | 29
656
657 | Operational Wind Capacity Sub-total (Other Counties) |  | WIND_OPERATIONAL_O |  |  |  |  | 17112.1 | 17112.1 | 17112.1 | 17112.1 | 17112.1 | 17112.1 | 17112.1 | 17112.1 | 17112.1 | 17112.1
658 | Wind Peak Average Capacity Percentage (Other) |  | WIND_PEAK_PCT_O | % |  |  |  | 19 | 19 | 19 | 19 | 19 | 19 | 19 | 19 | 19 | 19
659
660 | Operational Resources (Solar)
661 | ACACIA SOLAR |  | ACACIA_UNIT_1 | PRESIDIO | SOLAR | WEST | 2012 | 10 | 10 | 10 | 10 | 10 | 10 | 10 | 10 | 10 | 10
662 | BHE SOLAR PEARL PROJECT (SIRIUS 2) |  | SIRIUS_UNIT2 | PECOS | SOLAR | WEST | 2017 | 49.1 | 49.1 | 49.1 | 49.1 | 49.1 | 49.1 | 49.1 | 49.1 | 49.1 | 49.1
663 | BLUEBELL SOLAR (CAPRICORN RIDGE SOLAR) |  | CAPRIDG4_BB_PV | STERLING | SOLAR | WEST | 2019 | 30 | 30 | 30 | 30 | 30 | 30 | 30 | 30 | 30 | 30
664 | BNB LAMESA SOLAR (PHASE I) |  | LMESASLR_UNIT1 | DAWSON | SOLAR | WEST | 2018 | 101.6 | 101.6 | 101.6 | 101.6 | 101.6 | 101.6 | 101.6 | 101.6 | 101.6 | 101.6
665 | BNB LAMESA SOLAR (PHASE II) |  | LMESASLR_IVORY | DAWSON | SOLAR | WEST | 2018 | 50 | 50 | 50 | 50 | 50 | 50 | 50 | 50 | 50 | 50
666 | CASTLE GAP SOLAR |  | CASL_GAP_UNIT1 | UPTON | SOLAR | WEST | 2018 | 180 | 180 | 180 | 180 | 180 | 180 | 180 | 180 | 180 | 180
667 | FOWLER RANCH |  | FWLR_SLR_UNIT1 | CRANE | SOLAR | WEST | 2020 | 150 | 150 | 150 | 150 | 150 | 150 | 150 | 150 | 150 | 150
668 | FS BARILLA SOLAR-PECOS |  | HOVEY_UNIT1 | PECOS | SOLAR | WEST | 2015 | 22 | 22 | 22 | 22 | 22 | 22 | 22 | 22 | 22 | 22
669 | FS EAST PECOS SOLAR |  | BOOTLEG_UNIT1 | PECOS | SOLAR | WEST | 2017 | 121.1 | 121.1 | 121.1 | 121.1 | 121.1 | 121.1 | 121.1 | 121.1 | 121.1 | 121.1
670 | HOLSTEIN SOLAR 1 |  | HOLSTEIN_SOLAR1 | NOLAN | SOLAR | WEST | 2020 | 102.2 | 102.2 | 102.2 | 102.2 | 102.2 | 102.2 | 102.2 | 102.2 | 102.2 | 102.2
671 | HOLSTEIN SOLAR 2 |  | HOLSTEIN_SOLAR2 | NOLAN | SOLAR | WEST | 2020 | 102.3 | 102.3 | 102.3 | 102.3 | 102.3 | 102.3 | 102.3 | 102.3 | 102.3 | 102.3
672 | LAPETUS SOLAR |  | LAPETUS_UNIT_1 | ANDREWS | SOLAR | WEST | 2020 | 100.7 | 100.7 | 100.7 | 100.7 | 100.7 | 100.7 | 100.7 | 100.7 | 100.7 | 100.7
673 | OBERON SOLAR |  | OBERON_UNIT_1 | ECTOR | SOLAR | WEST | 2020 | 180 | 180 | 180 | 180 | 180 | 180 | 180 | 180 | 180 | 180
674 | OCI ALAMO 1 SOLAR |  | OCI_ALM1_UNIT1 | BEXAR | SOLAR | SOUTH | 2013 | 39.2 | 39.2 | 39.2 | 39.2 | 39.2 | 39.2 | 39.2 | 39.2 | 39.2 | 39.2
675 | OCI ALAMO 4 SOLAR-BRACKETVILLE |  | ECLIPSE_UNIT1 | KINNEY | SOLAR | SOUTH | 2014 | 37.6 | 37.6 | 37.6 | 37.6 | 37.6 | 37.6 | 37.6 | 37.6 | 37.6 | 37.6
676 | OCI ALAMO 5 (DOWNIE RANCH) |  | HELIOS_UNIT1 | UVALDE | SOLAR | SOUTH | 2015 | 100 | 100 | 100 | 100 | 100 | 100 | 100 | 100 | 100 | 100
677 | OCI ALAMO 6 (SIRIUS/WEST TEXAS) |  | SIRIUS_UNIT1 | PECOS | SOLAR | WEST | 2017 | 110.2 | 110.2 | 110.2 | 110.2 | 110.2 | 110.2 | 110.2 | 110.2 | 110.2 | 110.2
678 | OCI ALAMO 7 (PAINT CREEK) |  | SOLARA_UNIT1 | HASKELL | SOLAR | WEST | 2016 | 112 | 112 | 112 | 112 | 112 | 112 | 112 | 112 | 112 | 112
679 | PHOEBE SOLAR 1 |  | PHOEBE_UNIT1 | WINKLER | SOLAR | WEST | 2019 | 125.1 | 125.1 | 125.1 | 125.1 | 125.1 | 125.1 | 125.1 | 125.1 | 125.1 | 125.1
680 | PHOEBE SOLAR 2 |  | PHOEBE_UNIT2 | WINKLER | SOLAR | WEST | 2019 | 128.1 | 128.1 | 128.1 | 128.1 | 128.1 | 128.1 | 128.1 | 128.1 | 128.1 | 128.1
681 | PROSPERO SOLAR 1 |  | PROSPERO_UNIT1 | ANDREWS | SOLAR | WEST | 2020 | 153.6 | 153.6 | 153.6 | 153.6 | 153.6 | 153.6 | 153.6 | 153.6 | 153.6 | 153.6
682 | PROSPERO SOLAR 2 |  | PROSPERO_UNIT2 | ANDREWS | SOLAR | WEST | 2020 | 150 | 150 | 150 | 150 | 150 | 150 | 150 | 150 | 150 | 150
683 | QUEEN SOLAR PHASE I |  | QUEEN_SL_SOLAR1 | UPTON | SOLAR | WEST | 2020 | 102.5 | 102.5 | 102.5 | 102.5 | 102.5 | 102.5 | 102.5 | 102.5 | 102.5 | 102.5
684 | QUEEN SOLAR PHASE I |  | QUEEN_SL_SOLAR2 | UPTON | SOLAR | WEST | 2020 | 102.5 | 102.5 | 102.5 | 102.5 | 102.5 | 102.5 | 102.5 | 102.5 | 102.5 | 102.5
685 | QUEEN SOLAR PHASE II |  | QUEEN_SL_SOLAR3 | UPTON | SOLAR | WEST | 2020 | 97.5 | 97.5 | 97.5 | 97.5 | 97.5 | 97.5 | 97.5 | 97.5 | 97.5 | 97.5
686 | QUEEN SOLAR PHASE II |  | QUEEN_SL_SOLAR4 | UPTON | SOLAR | WEST | 2020 | 107.5 | 107.5 | 107.5 | 107.5 | 107.5 | 107.5 | 107.5 | 107.5 | 107.5 | 107.5
687 | RAMBLER SOLAR |  | RAMBLER_UNIT1 | TOM GREEN | SOLAR | WEST | 2020 | 200 | 200 | 200 | 200 | 200 | 200 | 200 | 200 | 200 | 200
688 | RE ROSEROCK SOLAR 1 |  | REROCK_UNIT1 | PECOS | SOLAR | WEST | 2016 | 78.8 | 78.8 | 78.8 | 78.8 | 78.8 | 78.8 | 78.8 | 78.8 | 78.8 | 78.8
689 | RE ROSEROCK SOLAR 2 |  | REROCK_UNIT2 | PECOS | SOLAR | WEST | 2016 | 78.8 | 78.8 | 78.8 | 78.8 | 78.8 | 78.8 | 78.8 | 78.8 | 78.8 | 78.8
690 | RIGGINS (SE BUCKTHORN WESTEX SOLAR) |  | RIGGINS_UNIT1 | PECOS | SOLAR | WEST | 2018 | 150 | 150 | 150 | 150 | 150 | 150 | 150 | 150 | 150 | 150
691 | SOLAIREHOLMAN 1 |  | LASSO_UNIT1 | BREWSTER | SOLAR | WEST | 2018 | 50 | 50 | 50 | 50 | 50 | 50 | 50 | 50 | 50 | 50
692 | SP-TX-12-PHASE B |  | SPTX12B_UNIT1 | UPTON | SOLAR | WEST | 2017 | 157.5 | 157.5 | 157.5 | 157.5 | 157.5 | 157.5 | 157.5 | 157.5 | 157.5 | 157.5
693 | WAYMARK SOLAR |  | WAYMARK_UNIT1 | UPTON | SOLAR | WEST | 2018 | 182 | 182 | 182 | 182 | 182 | 182 | 182 | 182 | 182 | 182
694 | WEBBERVILLE SOLAR |  | WEBBER_S_WSP1 | TRAVIS | SOLAR | SOUTH | 2011 | 26.7 | 26.7 | 26.7 | 26.7 | 26.7 | 26.7 | 26.7 | 26.7 | 26.7 | 26.7
695 | WEST OF PECOS SOLAR |  | W_PECOS_UNIT1 | REEVES | SOLAR | WEST | 2019 | 100 | 100 | 100 | 100 | 100 | 100 | 100 | 100 | 100 | 100
696 | ALEXIS SOLAR |  | DG_ALEXIS_ALEXIS | BROOKS | SOLAR | SOUTH | 2019 | 10 | 10 | 10 | 10 | 10 | 10 | 10 | 10 | 10 | 10
697 | BECK 1 |  | DG_CECSOLAR_DG_BECK1 | BEXAR | SOLAR | SOUTH | 2016 | bar: 2021 to 2030
698 | BLUE WING 1 SOLAR |  | DG_BROOK_1UNIT | BEXAR | SOLAR | SOUTH | 2010 | 7.6 | 7.6 | 7.6 | 7.6 | 7.6 | 7.6 | 7.6 | 7.6 | 7.6 | 7.6
699 | BLUE WING 2 SOLAR |  | DG_ELMEN_1UNIT | BEXAR | SOLAR | SOUTH | 2010 | 7.3 | 7.3 | 7.3 | 7.3 | 7.3 | 7.3 | 7.3 | 7.3 | 7.3 | 7.3
700 | BOVINE SOLAR LLC |  | DG_BOVINE_BOVINE | AUSTIN | SOLAR | SOUTH | 2018 | 5 | 5 | 5 | 5 | 5 | 5 | 5 | 5 | 5 | 5
701 | BOVINE SOLAR LLC |  | DG_BOVINE2_BOVINE2 | AUSTIN | SOLAR | SOUTH | 2018 | 5 | 5 | 5 | 5 | 5 | 5 | 5 | 5 | 5 | 5
702 | BRONSON SOLAR I |  | DG_BRNSN_BRNSN | FORT BEND | SOLAR | HOUSTON | 2018 | 5 | 5 | 5 | 5 | 5 | 5 | 5 | 5 | 5 | 5
703 | BRONSON SOLAR II |  | DG_BRNSN2_BRNSN2 | FORT BEND | SOLAR | HOUSTON | 2018 | 5 | 5 | 5 | 5 | 5 | 5 | 5 | 5 | 5 | 5
704 | CASCADE SOLAR I |  | DG_CASCADE_CASCADE | WHARTON | SOLAR | SOUTH | 2018 | 5 | 5 | 5 | 5 | 5 | 5 | 5 | 5 | 5 | 5
705 | CASCADE SOLAR II |  | DG_CASCADE2_CASCADE2 | WHARTON | SOLAR | SOUTH | 2018 | 5 | 5 | 5 | 5 | 5 | 5 | 5 | 5 | 5 | 5
706 | CATAN SOLAR |  | DG_CS10_CATAN | KARNES | SOLAR | SOUTH | 2020 | 10 | 10 | 10 | 10 | 10 | 10 | 10 | 10 | 10 | 10
707 | CHISUM SOLAR |  | DG_CHISUM_CHISUM | LAMAR | SOLAR | NORTH | 2018 | 10 | 10 | 10 | 10 | 10 | 10 | 10 | 10 | 10 | 10
708 | COMMERCE_SOLAR |  | DG_ X443PV1_SWRI_PV1 | BEXAR | SOLAR | SOUTH | 2019 | 5 | 5 | 5 | 5 | 5 | 5 | 5 | 5 | 5 | 5
709 | EDDY SOLAR II |  | DG_EDDYII_EDDYII | MCLENNAN | SOLAR | NORTH | 2018 | 10 | 10 | 10 | 10 | 10 | 10 | 10 | 10 | 10 | 10
710 | FIFTH GENERATION SOLAR 1 |  | DG_FIFTHGS1_FGSOLAR1 | TRAVIS | SOLAR | SOUTH | 2016 | 1.6 | 1.6 | 1.6 | 1.6 | 1.6 | 1.6 | 1.6 | 1.6 | 1.6 | 1.6
711 | GRIFFIN SOLAR |  | DG_GRIFFIN_GRIFFIN | MCLENNAN | SOLAR | NORTH | 2019 | 5 | 5 | 5 | 5 | 5 | 5 | 5 | 5 | 5 | 5
712 | HIGHWAY 56 |  | DG_HWY56_HWY56 | GRAYSON | SOLAR | NORTH | 2017 | 5.3 | 5.3 | 5.3 | 5.3 | 5.3 | 5.3 | 5.3 | 5.3 | 5.3 | 5.3
713 | HM SEALY SOLAR 1 |  | DG_SEALY_1UNIT | AUSTIN | SOLAR | SOUTH | 2015 | 1.6 | 1.6 | 1.6 | 1.6 | 1.6 | 1.6 | 1.6 | 1.6 | 1.6 | 1.6
714 | LAMPWICK SOLAR |  | DG_LAMPWICK_LAMPWICK | MENARD | SOLAR | WEST | 2019 | 7.5 | 7.5 | 7.5 | 7.5 | 7.5 | 7.5 | 7.5 | 7.5 | 7.5 | 7.5
715 | LEON |  | DG_LEON_LEON | HUNT | SOLAR | NORTH | 2017 | 10 | 10 | 10 | 10 | 10 | 10 | 10 | 10 | 10 | 10
716 | MARLIN |  | DG_MARLIN_MARLIN | FALLS | SOLAR | NORTH | 2017 | 5.3 | 5.3 | 5.3 | 5.3 | 5.3 | 5.3 | 5.3 | 5.3 | 5.3 | 5.3
717 | MARS SOLAR (DG) |  | DG_MARS_MARS | WEBB | SOLAR | SOUTH | 2019 | 10 | 10 | 10 | 10 | 10 | 10 | 10 | 10 | 10 | 10
718 | NORTH GAINESVILLE |  | DG_NGNSVL_NGAINESV | COOKE | SOLAR | NORTH | 2017 | 5.2 | 5.2 | 5.2 | 5.2 | 5.2 | 5.2 | 5.2 | 5.2 | 5.2 | 5.2
719 | OCI ALAMO 2 SOLAR-ST. HEDWIG |  | DG_STHWG_UNIT1 | BEXAR | SOLAR | SOUTH | 2014 | 4.4 | 4.4 | 4.4 | 4.4 | 4.4 | 4.4 | 4.4 | 4.4 | 4.4 | 4.4
720 | OCI ALAMO 3-WALZEM SOLAR |  | DG_WALZM_UNIT1 | BEXAR | SOLAR | SOUTH | 2014 | 5.5 | 5.5 | 5.5 | 5.5 | 5.5 | 5.5 | 5.5 | 5.5 | 5.5 | 5.5
721 | POWERFIN KINGSBERY |  | DG_PFK_PFKPV | TRAVIS | SOLAR | SOUTH | 2017 | 2.6 | 2.6 | 2.6 | 2.6 | 2.6 | 2.6 | 2.6 | 2.6 | 2.6 | 2.6
722 | RENEWABLE ENERGY ALTERNATIVES-CCS1 |  | DG_COSERVSS_CSS1 | DENTON | SOLAR | NORTH | 2015 | 2 | 2 | 2 | 2 | 2 | 2 | 2 | 2 | 2 | 2
723 | STERLING |  | DG_STRLING_STRLING | HUNT | SOLAR | NORTH | 2018 | 10 | 10 | 10 | 10 | 10 | 10 | 10 | 10 | 10 | 10
724 | SUNEDISON RABEL ROAD SOLAR |  | DG_VALL1_1UNIT | BEXAR | SOLAR | SOUTH | 2012 | 9.9 | 9.9 | 9.9 | 9.9 | 9.9 | 9.9 | 9.9 | 9.9 | 9.9 | 9.9
725 | SUNEDISON VALLEY ROAD SOLAR |  | DG_VALL2_1UNIT | BEXAR | SOLAR | SOUTH | 2012 | 9.9 | 9.9 | 9.9 | 9.9 | 9.9 | 9.9 | 9.9 | 9.9 | 9.9 | 9.9
726 | SUNEDISON CPS3 SOMERSET 1 SOLAR |  | DG_SOME1_1UNIT | BEXAR | SOLAR | SOUTH | 2012 | 5.6 | 5.6 | 5.6 | 5.6 | 5.6 | 5.6 | 5.6 | 5.6 | 5.6 | 5.6
727 | SUNEDISON SOMERSET 2 SOLAR |  | DG_SOME2_1UNIT | BEXAR | SOLAR | SOUTH | 2012 | 5 | 5 | 5 | 5 | 5 | 5 | 5 | 5 | 5 | 5
728 | WALNUT SPRINGS |  | DG_WLNTSPRG_1UNIT | BOSQUE | SOLAR | NORTH | 2016 | 10 | 10 | 10 | 10 | 10 | 10 | 10 | 10 | 10 | 10
729 | WEST MOORE II |  | DG_WMOOREII_WMOOREII | GRAYSON | SOLAR | NORTH | 2018 | 5 | 5 | 5 | 5 | 5 | 5 | 5 | 5 | 5 | 5
730 | WHITESBORO |  | DG_WBORO_WHTSBORO | GRAYSON | SOLAR | NORTH | 2017 | 5 | 5 | 5 | 5 | 5 | 5 | 5 | 5 | 5 | 5
731 | WHITESBORO II |  | DG_WBOROII_WHBOROII | GRAYSON | SOLAR | NORTH | 2017 | 5 | 5 | 5 | 5 | 5 | 5 | 5 | 5 | 5 | 5
732 | WHITEWRIGHT |  | DG_WHTRT_WHTRGHT | FANNIN | SOLAR | NORTH | 2017 | 10 | 10 | 10 | 10 | 10 | 10 | 10 | 10 | 10 | 10
733 | WHITNEY SOLAR |  | DG_WHITNEY_SOLAR1 | BOSQUE | SOLAR | NORTH | 2017 | 10 | 10 | 10 | 10 | 10 | 10 | 10 | 10 | 10 | 10
734 | YELLOW JACKET SOLAR |  | DG_YLWJACKET_YLWJACKET | BOSQUE | SOLAR | NORTH | 2018 | 5 | 5 | 5 | 5 | 5 | 5 | 5 | 5 | 5 | 5
735 | Operational Capacity Total (Solar) | [6 empty] | 3835.9 | 3835.9 | 3835.9 | 3835.9 | 3835.9 | 3835.9 | 3835.9 | 3835.9 | 3835.9 | 3835.9
736 | Solar Peak Average Capacity Percentage |  | SOLAR_PEAK_PCT | % |  |  |  | 80 | 80 | 80 | 80 | 80 | 80 | 80 | 80 | 80 | 80
737
738 | Operational Resources (Storage)
739 | BLUE SUMMIT BATTERY |  | BLSUMMIT_BATTERY | WILBARGER | STORAGE | WEST | 2017 | 30 | 30 | 30 | 30 | 30 | 30 | 30 | 30 | 30 | 30
740 | BRP ALVIN (DGR) |  | BRPALVIN_UNIT1 | BRAZORIA | STORAGE | COASTAL | 2020 | 9.9 | 9.9 | 9.9 | 9.9 | 9.9 | 9.9 | 9.9 | 9.9 | 9.9 | 9.9
741 | BRP ANGELTON (DGR) |  | BRPANGLE_UNIT1 | BRAZORIA | STORAGE | COASTAL | 2020 | 9.9 | 9.9 | 9.9 | 9.9 | 9.9 | 9.9 | 9.9 | 9.9 | 9.9 | 9.9
742 | BRP BRAZORIA (DGR) |  | BRP_BRAZ_UNIT1 | BRAZORIA | STORAGE | COASTAL | 2020 | 9.9 | 9.9 | 9.9 | 9.9 | 9.9 | 9.9 | 9.9 | 9.9 | 9.9 | 9.9
743 | BRP HEIGHTS (DGR) |  | BRHEIGHT_UNIT1 | GALVESTON | STORAGE | HOUSTON | 2020 | 9.9 | 9.9 | 9.9 | 9.9 | 9.9 | 9.9 | 9.9 | 9.9 | 9.9 | 9.9
744 | BRP ODESSA SW (DGR) |  | BRPODESA_UNIT1 | ECTOR | STORAGE | WEST | 2020 | 9.9 | 9.9 | 9.9 | 9.9 | 9.9 | 9.9 | 9.9 | 9.9 | 9.9 | 9.9
745 | CASTLE GAP BATTERY |  | CASL_GAP_BATTERY1 | UPTON | STORAGE | WEST | 2019 | 9.9 | 9.9 | 9.9 | 9.9 | 9.9 | 9.9 | 9.9 | 9.9 | 9.9 | 9.9
746 | COMMERCE ST ESS (DGR) |  | X443ESS1_SWRI | BEXAR | STORAGE | SOUTH | 2020 | 10 | 10 | 10 | 10 | 10 | 10 | 10 | 10 | 10 | 10
747 | FLAT TOP BATTERY (DGR) |  | FLTBES_BESS1 | REEVES | STORAGE | WEST | 2020 | 9.9 | 9.9 | 9.9 | 9.9 | 9.9 | 9.9 | 9.9 | 9.9 | 9.9 | 9.9
748 | INADALE ESS |  | INDL_ESS | NOLAN | STORAGE | WEST | 2018 | 9.9 | 9.9 | 9.9 | 9.9 | 9.9 | 9.9 | 9.9 | 9.9 | 9.9 | 9.9
749 | JOHNSON CITY BESS (DGR) |  | JC_BAT_UNIT_1 | BLANCO | STORAGE | SOUTH | 2020 | 2.3 | 2.3 | 2.3 | 2.3 | 2.3 | 2.3 | 2.3 | 2.3 | 2.3 | 2.3
750 | NOTREES BATTERY FACILITY |  | NWF_NBS | WINKLER | STORAGE | WEST | 2013 | 33.7 | 33.7 | 33.7 | 33.7 | 33.7 | 33.7 | 33.7 | 33.7 | 33.7 | 33.7
751 | OCI ALAMO 1 |  | OCI_ALM1_ASTRO1 | BEXAR | STORAGE | SOUTH | 2016 | bar: 2021 to 2030
752 | PORT LAVACA BATTERY (DGR) |  | PTLBES_BESS1 | CALHOUN | STORAGE | COASTAL | 2019 | 9.9 | 9.9 | 9.9 | 9.9 | 9.9 | 9.9 | 9.9 | 9.9 | 9.9 | 9.9
753 | PROSPECT STORAGE (DGR) |  | WCOLLDG_BSS_U1 | BRAZORIA | STORAGE | COASTAL | 2019 | 9.9 | 9.9 | 9.9 | 9.9 | 9.9 | 9.9 | 9.9 | 9.9 | 9.9 | 9.9
754 | PYRON ESS |  | PYR_ESS | SCURRY | STORAGE | WEST | 2018 | 9.9 | 9.9 | 9.9 | 9.9 | 9.9 | 9.9 | 9.9 | 9.9 | 9.9 | 9.9
755 | RABBIT HILL ENERGY STORAGE PROJECT (DGR) |  | RHESS2_ESS_1 | WILLIAMSON | STORAGE | SOUTH | 2020 | 9.9 | 9.9 | 9.9 | 9.9 | 9.9 | 9.9 | 9.9 | 9.9 | 9.9 | 9.9
756 | TOS BATTERY STORAGE (DGR) |  | TOSBATT_UNIT1 | MIDLAND | STORAGE | WEST | 2017 | 2 | 2 | 2 | 2 | 2 | 2 | 2 | 2 | 2 | 2
757 | WORSHAM BATTERY (DGR) |  | WRSBES_BESS1 | REEVES | STORAGE | WEST | 2020 | 9.9 | 9.9 | 9.9 | 9.9 | 9.9 | 9.9 | 9.9 | 9.9 | 9.9 | 9.9
758 | KINGSBERY ENERGY STORAGE SYSTEM |  | DG_KB_ESS_KB_ESS | TRAVIS | STORAGE | SOUTH | 2017 | 1.5 | 1.5 | 1.5 | 1.5 | 1.5 | 1.5 | 1.5 | 1.5 | 1.5 | 1.5
759 | MU ENERGY STORAGE SYSTEM |  | DG_MU_ESS_MU_ESS | TRAVIS | STORAGE | SOUTH | 2018 | 1.5 | 1.5 | 1.5 | 1.5 | 1.5 | 1.5 | 1.5 | 1.5 | 1.5 | 1.5
760 | YOUNICOS FACILITY |  | DG_YOUNICOS_YINC1_1 | TRAVIS | STORAGE | SOUTH | 2015 | 2 | 2 | 2 | 2 | 2 | 2 | 2 | 2 | 2 | 2
761 | Operational Capacity Total (Storage) | [6 empty] | 212.7 | 212.7 | 212.7 | 212.7 | 212.7 | 212.7 | 212.7 | 212.7 | 212.7 | 212.7
762 | Storage Peak Average Capacity Percentage |  | STORAGE_PEAK_PCT | % |  |  |  | 0 | 0 | 0 | 0 | 0 | 0 | 0 | 0 | 0 | 0
763
764 | Reliability Must-Run (RMR) Capacity |  | RMR_CAP_CONT |  |  |  |  | 0 | 0 | 0 | 0 | 0 | 0 | 0 | 0 | 0 | 0
765
766 | Capacity Pending Retirement |  | PENDRETIRE_CAP |  |  |  |  | -235 | -235 | -235 | -235 | -235 | -235 | -235 | -235 | -235 | -235
767
768 | Non-Synchronous Tie Resources
769 | EAST TIE |  | DC_E | FANNIN | OTHER | NORTH |  | 600 | 600 | 600 | 600 | 600 | 600 | 600 | 600 | 600 | 600
770 | NORTH TIE |  | DC_N | WILBARGER | OTHER | WEST |  | 220 | 220 | 220 | 220 | 220 | 220 | 220 | 220 | 220 | 220
771 | LAREDO VFT TIE |  | DC_L | WEBB | OTHER | SOUTH |  | 100 | 100 | 100 | 100 | 100 | 100 | 100 | 100 | 100 | 100
772 | SHARYLAND RAILROAD TIE |  | DC_R | HIDALGO | OTHER | SOUTH |  | 300 | 300 | 300 | 300 | 300 | 300 | 300 | 300 | 300 | 300
773 | Non-Synchronous Ties Total | [6 empty] | 1220 | 1220 | 1220 | 1220 | 1220 | 1220 | 1220 | 1220 | 1220 | 1220
774 | Non-Synchronous Ties Peak Average Capacity Percentage |  | DCTIE_PEAK_PCT | % |  |  |  | 69.67 | 69.67 | 69.67 | 69.67 | 69.67 | 69.67 | 69.67 | 69.67 | 69.67 | 69.67
775
776 | Planned Thermal Resources with Executed SGIA, Air Permit, GHG Permit and Proof of Adequate Water Supplies
777 | AIR PRODUCTS GCA | 21INR0012 |  | GALVESTON | GAS-ST | HOUSTON | 2022 | 0 | 60 | 60 | 60 | 60 | 60 | 60 | 60 | 60 | 60
778 | BRANDON (LP&L) | 21INR0201 |  | LUBBOCK | GAS-GT | PANHANDLE | 2021 | 0 | 21 | 21 | 21 | 21 | 21 | 21 | 21 | 21 | 21
779 | CHAMON 2 | 19INR0056 |  | HARRIS | GAS-GT | HOUSTON | 2021 | 0 | 100 | 100 | 100 | 100 | 100 | 100 | 100 | 100 | 100
780 | MIRAGE | 17INR0022 |  | HARRIS | GAS-GT | HOUSTON | 2021 | 0 | 11 | 11 | 11 | 11 | 11 | 11 | 11 | 11 | 11
781 | OLD BLOOMINGTON ROAD | 19INR0057 |  | VICTORIA | GAS-GT | SOUTH | 2021 | 0 | 100 | 100 | 100 | 100 | 100 | 100 | 100 | 100 | 100
782 | PROENERGY SOUTH 1 (PES1) | 20INR0206 |  | HARRIS | GAS-GT | HOUSTON | 2020 | 306 | 306 | 306 | 306 | 306 | 306 | 306 | 306 | 306 | 306
783 | R MASSENGALE (LP&L) | 21INR0202 |  | LUBBOCK | GAS-CC | PANHANDLE | 2021 | 0 | 58 | 58 | 58 | 58 | 58 | 58 | 58 | 58 | 58
784 | TOPAZ POWER PLANT | 20INR0231 |  | GALVESTON | GAS-GT | HOUSTON | 2021 | 510 | 510 | 510 | 510 | 510 | 510 | 510 | 510 | 510 | 510
785 | TY COOKE (LP&L) | 21INR0506 |  | LUBBOCK | GAS-GT | PANHANDLE | 2021 | 0 | 33 | 33 | 33 | 33 | 33 | 33 | 33 | 33 | 33
786 | Planned Capacity Total (Nuclear, Coal, Gas, Biomass) | [6 empty] | 816 | 1199 | 1199 | 1199 | 1199 | 1199 | 1199 | 1199 | 1199 | 1199
787
788 | Planned Wind Resources with Executed SGIA
789 | CHALUPA WIND | 20INR0042 |  | CAMERON | WIND-C | COASTAL | 2020 | 174 | 174 | 174 | 174 | 174 | 174 | 174 | 174 | 174 | 174
790 | CRANEL WIND | 19INR0112 |  | REFUGIO | WIND-C | COASTAL | 2020 | 220 | 220 | 220 | 220 | 220 | 220 | 220 | 220 | 220 | 220
791 | EAST RAYMOND WIND | 18INR0059 |  | WILLACY | WIND-C | COASTAL | 2021 | 201.6 | 201.6 | 201.6 | 201.6 | 201.6 | 201.6 | 201.6 | 201.6 | 201.6 | 201.6
792 | EL ALGODON ALTO W | 15INR0034 |  | SAN PATRICIO | WIND-C | COASTAL | 2021 | 0 | 201 | 201 | 201 | 201 | 201 | 201 | 201 | 201 | 201
793 | ESPIRITU WIND | 17INR0031 |  | CAMERON | WIND-C | COASTAL | 2020 | 25.2 | 25.2 | 25.2 | 25.2 | 25.2 | 25.2 | 25.2 | 25.2 | 25.2 | 25.2
794 | LAS MAJADAS WIND | 17INR0035 |  | WILLACY | WIND-C | COASTAL | 2020 | 272.6 | 272.6 | 272.6 | 272.6 | 272.6 | 272.6 | 272.6 | 272.6 | 272.6 | 272.6
795 | MONTE ALTO I | 19INR0022 |  | WILLACY | WIND-C | COASTAL | 2022 | 0 | 0 | 223.8 | 223.8 | 223.8 | 223.8 | 223.8 | 223.8 | 223.8 | 223.8
796 | SHAFFER (PATRIOT WIND/PETRONILLA) | 11INR0062 |  | NUECES | WIND-C | COASTAL | 2020 | 226 | 226 | 226 | 226 | 226 | 226 | 226 | 226 | 226 | 226
797 | WEST RAYMOND (EL TRUENO) WIND | 20INR0088 |  | WILLACY | WIND-C | COASTAL | 2021 | 239.8 | 239.8 | 239.8 | 239.8 | 239.8 | 239.8 | 239.8 | 239.8 | 239.8 | 239.8
798 | CAROL WIND | 20INR0217 |  | POTTER | WIND-P | PANHANDLE | 2021 | 0 | 169.2 | 169.2 | 169.2 | 169.2 | 169.2 | 169.2 | 169.2 | 169.2 | 169.2
799 | HART WIND | 16INR0033 |  | CASTRO | WIND-P | PANHANDLE | 2022 | 0 | 0 | 151.5 | 151.5 | 151.5 | 151.5 | 151.5 | 151.5 | 151.5 | 151.5
800 | AJAX WIND | 20INR0142 |  | WILBARGER | WIND-O | WEST | 2021 | 0 | 630 | 630 | 630 | 630 | 630 | 630 | 630 | 630 | 630
801 | ANCHOR WIND | 21INR0387 |  | EASTLAND | WIND-O | NORTH | 2021 | 0 | 300 | 300 | 300 | 300 | 300 | 300 | 300 | 300 | 300
802 | APOGEE WIND | 21INR0467 |  | HASKELL | WIND-O | WEST | 2021 | 0 | 393.2 | 393.2 | 393.2 | 393.2 | 393.2 | 393.2 | 393.2 | 393.2 | 393.2
803 | AQUILLA LAKE WIND | 19INR0145 |  | HILL | WIND-O | NORTH | 2021 | 0 | 202 | 202 | 202 | 202 | 202 | 202 | 202 | 202 | 202
804 | AQUILLA LAKE 2 WIND | 20INR0256 |  | HILL | WIND-O | NORTH | 2021 | 0 | 100 | 100 | 100 | 100 | 100 | 100 | 100 | 100 | 100
805 | AVIATOR WIND | 19INR0156 |  | COKE | WIND-O | WEST | 2020 | 525 | 525 | 525 | 525 | 525 | 525 | 525 | 525 | 525 | 525
806 | BAIRD NORTH WIND | 20INR0083 |  | CALLAHAN | WIND-O | WEST | 2021 | 0 | 331.2 | 331.2 | 331.2 | 331.2 | 331.2 | 331.2 | 331.2 | 331.2 | 331.2
807 | BAIRD NORTH II WIND | 21INR0498 |  | CALLAHAN | WIND-O | WEST | 2021 | 0 | 20 | 20 | 20 | 20 | 20 | 20 | 20 | 20 | 20
808 | BARROW RANCH (JUMBO HILL WIND) | 18INR0038 |  | ANDREWS | WIND-O | WEST | 2020 | 160 | 160 | 160 | 160 | 160 | 160 | 160 | 160 | 160 | 160
809 | BIG SAMPSON WIND | 16INR0104 |  | CROCKETT | WIND-O | WEST | 2023 | 0 | 0 | 0 | 400 | 400 | 400 | 400 | 400 | 400 | 400
810 | BLACKJACK CREEK WIND | 20INR0068 |  | BEE | WIND-O | SOUTH | 2021 | 0 | 240.5 | 240.5 | 240.5 | 240.5 | 240.5 | 240.5 | 240.5 | 240.5 | 240.5
811 | CACTUS FLATS WIND | 16INR0086 |  | CONCHO | WIND-O | WEST | 2020 | 148.4 | 148.4 | 148.4 | 148.4 | 148.4 | 148.4 | 148.4 | 148.4 | 148.4 | 148.4
812 | CANYON WIND | 18INR0030 |  | SCURRY | WIND-O | WEST | 2022 | 0 | 259.4 | 259.4 | 259.4 | 259.4 | 259.4 | 259.4 | 259.4 | 259.4 | 259.4
813 | COYOTE WIND | 17INR0027b |  | SCURRY | WIND-O | WEST | 2020 | 242.6 | 242.6 | 242.6 | 242.6 | 242.6 | 242.6 | 242.6 | 242.6 | 242.6 | 242.6
814 | EDMONDSON RANCH WIND | 18INR0043 |  | GLASSCOCK | WIND-O | WEST | 2021 | 0 | 293.3 | 293.3 | 293.3 | 293.3 | 293.3 | 293.3 | 293.3 | 293.3 | 293.3
815 | FOXTROT WIND | 20INR0129 |  | KARNES | WIND-O | SOUTH | 2022 | 0 | 504 | 504 | 504 | 504 | 504 | 504 | 504 | 504 | 504
816 | GRIFFIN TRAIL WIND | 20INR0052 |  | KNOX | WIND-O | WEST | 2021 | 0 | 225.6 | 225.6 | 225.6 | 225.6 | 225.6 | 225.6 | 225.6 | 225.6 | 225.6
817 | HARALD (BEARKAT WIND B) | 15INR0064b |  | GLASSCOCK | WIND-O | WEST | 2020 | 162.1 | 162.1 | 162.1 | 162.1 | 162.1 | 162.1 | 162.1 | 162.1 | 162.1 | 162.1
818 | HIDALGO II WIND | 19INR0053 |  | HIDALGO | WIND-O | SOUTH | 2020 | 51 | 51 | 51 | 51 | 51 | 51 | 51 | 51 | 51 | 51
819 | HIGH LONESOME W | 19INR0038 |  | CROCKETT | WIND-O | WEST | 2021 | 449.5 | 449.5 | 449.5 | 449.5 | 449.5 | 449.5 | 449.5 | 449.5 | 449.5 | 449.5
820 | HIGH LONESOME WIND PHASE II | 20INR0262 |  | CROCKETT | WIND-O | WEST | 2021 | 50.6 | 50.6 | 50.6 | 50.6 | 50.6 | 50.6 | 50.6 | 50.6 | 50.6 | 50.6
821 | HUTT WIND | 21INR0005 |  | MIDLAND | WIND-O | WEST | 2021 | 0 | 336 | 336 | 336 | 336 | 336 | 336 | 336 | 336 | 336
822 | KONTIKI 1 WIND (ERIK) | 19INR0099a |  | GLASSCOCK | WIND-O | WEST | 2023 | 0 | 0 | 250.1 | 250.1 | 250.1 | 250.1 | 250.1 | 250.1 | 250.1 | 250.1
823 | KONTIKI 2 WIND (ERNEST) | 19INR0099b |  | GLASSCOCK | WIND-O | WEST | 2023 | 0 | 0 | 250.1 | 250.1 | 250.1 | 250.1 | 250.1 | 250.1 | 250.1 | 250.1
824 | VENADO WIND | 16INR0111 |  | STARR | WIND-O | SOUTH | 2020 | 201.6 | 201.6 | 201.6 | 201.6 | 201.6 | 201.6 | 201.6 | 201.6 | 201.6 | 201.6
825 | LORAINE WINDPARK PHASE III | 18INR0068 |  | MITCHELL | WIND-O | WEST | 2022 | 0 | 100 | 100 | 100 | 100 | 100 | 100 | 100 | 100 | 100
826 | MARYNEAL WINDPOWER | 18INR0031 |  | NOLAN | WIND-O | WEST | 2021 | 0 | 182.4 | 182.4 | 182.4 | 182.4 | 182.4 | 182.4 | 182.4 | 182.4 | 182.4
827 | MAVERICK CREEK I | 20INR0045 |  | CONCHO | WIND-O | WEST | 2020 | 373.2 | 373.2 | 373.2 | 373.2 | 373.2 | 373.2 | 373.2 | 373.2 | 373.2 | 373.2
828 | MAVERICK CREEK II | 20INR0046 |  | CONCHO | WIND-O | WEST | 2021 | 118.8 | 118.8 | 118.8 | 118.8 | 118.8 | 118.8 | 118.8 | 118.8 | 118.8 | 118.8
829 | MESTENO WIND | 16INR0081 |  | STARR | WIND-O | SOUTH | 2020 | 201.6 | 201.6 | 201.6 | 201.6 | 201.6 | 201.6 | 201.6 | 201.6 | 201.6 | 201.6
830 | MONARCH CREEK WIND | 21INR0263 |  | THROCKMORTON | WIND-O | WEST | 2021 | 0 | 209 | 209 | 209 | 209 | 209 | 209 | 209 | 209 | 209
831 | OVEJA WIND | 18INR0033 |  | IRION | WIND-O | WEST | 2020 | 300 | 300 | 300 | 300 | 300 | 300 | 300 | 300 | 300 | 300
832 | PRAIRIE HILL WIND | 19INR0100 |  | MCLENNAN | WIND-O | NORTH | 2020 | 300 | 300 | 300 | 300 | 300 | 300 | 300 | 300 | 300 | 300
833 | PRIDDY WIND | 16INR0085 |  | MILLS | WIND-O | NORTH | 2021 | 0 | 300 | 300 | 300 | 300 | 300 | 300 | 300 | 300 | 300
834 | RELOJ DEL SOL WIND | 17INR0025 |  | ZAPATA | WIND-O | SOUTH | 2021 | 209.4 | 209.4 | 209.4 | 209.4 | 209.4 | 209.4 | 209.4 | 209.4 | 209.4 | 209.4
835 | ROADRUNNER CROSSING WIND 1 | 19INR0117 |  | EASTLAND | WIND-O | NORTH | 2021 | 0 | 200.2 | 200.2 | 200.2 | 200.2 | 200.2 | 200.2 | 200.2 | 200.2 | 200.2
836 | RTS 2 WIND (HEART OF TEXAS WIND) | 18INR0016 |  | MCCULLOCH | WIND-O | SOUTH | 2020 | 179.9 | 179.9 | 179.9 | 179.9 | 179.9 | 179.9 | 179.9 | 179.9 | 179.9 | 179.9
837 | SAGE DRAW WIND | 19INR0163 |  | LYNN | WIND-O | WEST | 2020 | 338 | 338 | 338 | 338 | 338 | 338 | 338 | 338 | 338 | 338
838 | TG EAST WIND | 19INR0052 |  | KNOX | WIND-O | WEST | 2021 | 0 | 336 | 336 | 336 | 336 | 336 | 336 | 336 | 336 | 336
839 | VERA WIND | 19INR0051 |  | KNOX | WIND-O | WEST | 2020 | 208.8 | 208.8 | 208.8 | 208.8 | 208.8 | 208.8 | 208.8 | 208.8 | 208.8 | 208.8
840 | VERA WIND V110 | 20INR0305 |  | KNOX | WIND-O | WEST | 2020 | 34 | 34 | 34 | 34 | 34 | 34 | 34 | 34 | 34 | 34
841 | VORTEX WIND | 20INR0120 |  | THROCKMORTON | WIND-O | WEST | 2021 | 0 | 350 | 350 | 350 | 350 | 350 | 350 | 350 | 350 | 350
842 | WHITE MESA WIND | 19INR0128 |  | CROCKETT | WIND-O | WEST | 2021 | 0 | 152.3 | 152.3 | 152.3 | 152.3 | 152.3 | 152.3 | 152.3 | 152.3 | 152.3
843 | WHITEHORSE WIND | 19INR0080 |  | FISHER | WIND-O | WEST | 2020 | 418.9 | 418.9 | 418.9 | 418.9 | 418.9 | 418.9 | 418.9 | 418.9 | 418.9 | 418.9
844 | WILDWIND | 20INR0033 |  | COOKE | WIND-O | NORTH | 2021 | 0 | 180.1 | 180.1 | 180.1 | 180.1 | 180.1 | 180.1 | 180.1 | 180.1 | 180.1
845 | WKN AMADEUS WIND | 14INR0009 |  | FISHER | WIND-O | WEST | 2021 | 250.1 | 250.1 | 250.1 | 250.1 | 250.1 | 250.1 | 250.1 | 250.1 | 250.1 | 250.1
846 | Planned Capacity Total (Wind) | [6 empty] | 6282.7 | 12498.1 | 13373.6 | 13773.6 | 13773.6 | 13773.6 | 13773.6 | 13773.6 | 13773.6 | 13773.6
847
848 | Planned Wind Capacity Sub-total (Coastal Counties) |  | WIND_PLANNED_C |  |  |  |  | 1359.2 | 1560.2 | 1784 | 1784 | 1784 | 1784 | 1784 | 1784 | 1784 | 1784
849 | Wind Peak Average Capacity Percentage (Coastal) |  | WIND_PL_PEAK_PCT_C | % |  |  |  | 61 | 61 | 61 | 61 | 61 | 61 | 61 | 61 | 61 | 61
850
851 | Planned Wind Capacity Sub-total (Panhandle Counties) |  | WIND_PLANNED_P |  |  |  |  | 0 | 169.2 | 320.7 | 320.7 | 320.7 | 320.7 | 320.7 | 320.7 | 320.7 | 320.7
852 | Wind Peak Average Capacity Percentage (Panhandle) |  | WIND_PL_PEAK_PCT_P | % |  |  |  | 29 | 29 | 29 | 29 | 29 | 29 | 29 | 29 | 29 | 29
853
854 | Planned Wind Capacity Sub-total (Other counties) |  | WIND_PLANNED_O |  |  |  |  | 4923.5 | 10768.7 | 11268.9 | 11668.9 | 11668.9 | 11668.9 | 11668.9 | 11668.9 | 11668.9 | 11668.9
855 | Wind Peak Average Capacity Percentage (Other) |  | WIND_PL_PEAK_PCT_O | % |  |  |  | 19 | 19 | 19 | 19 | 19 | 19 | 19 | 19 | 19 | 19
856
857 | Planned Solar Resources with Executed SGIA
858 | 7V SOLAR | 21INR0351 |  | FAYETTE | SOLAR | SOUTH | 2023 | 0 | 0 | 246.3 | 246.3 | 246.3 | 246.3 | 246.3 | 246.3 | 246.3 | 246.3
859 | ANSON SOLAR | 19INR0081 |  | JONES | SOLAR | WEST | 2021 | 201.5 | 201.5 | 201.5 | 201.5 | 201.5 | 201.5 | 201.5 | 201.5 | 201.5 | 201.5
860 | ARAGORN SOLAR | 19INR0088 |  | CULBERSON | SOLAR | WEST | 2021 | 0 | 187.2 | 187.2 | 187.2 | 187.2 | 187.2 | 187.2 | 187.2 | 187.2 | 187.2
861 | AZURE SKY SOLAR | 21INR0477 |  | HASKELL | SOLAR | WEST | 2021 | 228.4 | 228.4 | 228.4 | 228.4 | 228.4 | 228.4 | 228.4 | 228.4 | 228.4 | 228.4
862 | BIG STAR SOLAR | 21INR0413 |  | BASTROP | SOLAR | SOUTH | 2022 | 0 | 220.61 | 220.61 | 220.61 | 220.61 | 220.61 | 220.61 | 220.61 | 220.61 | 220.61
863 | BLUE JAY SOLAR | 19INR0085 |  | GRIMES | SOLAR | NORTH | 2021 | 0 | 210 | 210 | 210 | 210 | 210 | 210 | 210 | 210 | 210
864 | BLUEBELL SOLAR II | 20INR0204 |  | STERLING | SOLAR | WEST | 2020 | 115 | 115 | 115 | 115 | 115 | 115 | 115 | 115 | 115 | 115
865 | BRAVEPOST SOLAR | 20INR0053 |  | TOM GREEN | SOLAR | WEST | 2022 | 0 | 200 | 200 | 200 | 200 | 200 | 200 | 200 | 200 | 200
866 | BRIGHTSIDE SOLAR | 18INR0060 |  | BEE | SOLAR | SOUTH | 2021 | 0 | 50 | 50 | 50 | 50 | 50 | 50 | 50 | 50 | 50
867 | CAROL SOLAR | 21INR0274 |  | POTTER | SOLAR | PANHANDLE | 2021 | 0 | 223.2 | 223.2 | 223.2 | 223.2 | 223.2 | 223.2 | 223.2 | 223.2 | 223.2
868 | CASTRO SOLAR | 20INR0050 |  | CASTRO | SOLAR | PANHANDLE | 2021 | 0 | 222.95 | 222.95 | 222.95 | 222.95 | 222.95 | 222.95 | 222.95 | 222.95 | 222.95
869 | CONCHO VALLEY SOLAR | 21INR0384 |  | TOM GREEN | SOLAR | WEST | 2022 | 0 | 159.8 | 159.8 | 159.8 | 159.8 | 159.8 | 159.8 | 159.8 | 159.8 | 159.8
870 | CONIGLIO SOLAR | 20INR0037 |  | FANNIN | SOLAR | NORTH | 2021 | 125.7 | 125.7 | 125.7 | 125.7 | 125.7 | 125.7 | 125.7 | 125.7 | 125.7 | 125.7
871 | CORAZON SOLAR PHASE I | 15INR0044 |  | WEBB | SOLAR | SOUTH | 2021 | 202.6 | 202.6 | 202.6 | 202.6 | 202.6 | 202.6 | 202.6 | 202.6 | 202.6 | 202.6
872 | CORAZON SOLAR PHASE II | 22INR0257 |  | WEBB | SOLAR | SOUTH | 2022 | 0 | 203.9 | 203.9 | 203.9 | 203.9 | 203.9 | 203.9 | 203.9 | 203.9 | 203.9
873 | COTTONWOOD BAYOU | 19INR0134 |  | BRAZORIA | SOLAR | COASTAL | 2022 | 0 | 150 | 150 | 150 | 150 | 150 | 150 | 150 | 150 | 150
874 | CROWDED STAR SOLAR | 20INR0241 |  | JONES | SOLAR | WEST | 2023 | 0 | 0 | 0 | 215 | 215 | 215 | 215 | 215 | 215 | 215
875 | CROWDED STAR SOLAR II | 22INR0274 |  | JONES | SOLAR | WEST | 2023 | 0 | 0 | 0 | 185 | 185 | 185 | 185 | 185 | 185 | 185
876 | CUTLASS SOLAR | 19INR0131 |  | FORT BEND | SOLAR | HOUSTON | 2022 | 0 | 300 | 300 | 300 | 300 | 300 | 300 | 300 | 300 | 300
877 | DANCIGER SOLAR | 20INR0098 |  | BRAZORIA | SOLAR | COASTAL | 2022 | 0 | 203.2 | 203.2 | 203.2 | 203.2 | 203.2 | 203.2 | 203.2 | 203.2 | 203.2
878 | DANISH FIELDS SOLAR I | 20INR0069 |  | WHARTON | SOLAR | SOUTH | 2022 | 0 | 201 | 201 | 201 | 201 | 201 | 201 | 201 | 201 | 201
879 | DANISH FIELDS SOLAR II | 21INR0016 |  | WHARTON | SOLAR | SOUTH | 2022 | 0 | 201 | 201 | 201 | 201 | 201 | 201 | 201 | 201 | 201
880 | DANISH FIELDS SOLAR III | 21INR0017 |  | WHARTON | SOLAR | SOUTH | 2022 | 0 | 201 | 201 | 201 | 201 | 201 | 201 | 201 | 201 | 201
881 | DELILAH SOLAR 1 | 21INR0221 |  | LAMAR | SOLAR | NORTH | 2021 | 0 | 250 | 250 | 250 | 250 | 250 | 250 | 250 | 250 | 250
882 | DELILAH SOLAR 1A | 21INR0490 |  | LAMAR | SOLAR | NORTH | 2023 | 0 | 0 | 0 | 200 | 200 | 200 | 200 | 200 | 200 | 200
883 | DELILAH SOLAR 1B | 21INR0491 |  | LAMAR | SOLAR | NORTH | 2021 | 0 | 250 | 250 | 250 | 250 | 250 | 250 | 250 | 250 | 250
884 | ELARA SOLAR | 21INR0276 |  | FRIO | SOLAR | SOUTH | 2021 | 0 | 132.4 | 132.4 | 132.4 | 132.4 | 132.4 | 132.4 | 132.4 | 132.4 | 132.4
885 | EMERALD GROVE SOLAR (PECOS SOLAR POWER I) | 15INR0059 |  | PECOS | SOLAR | WEST | 2021 | 0 | 108 | 108 | 108 | 108 | 108 | 108 | 108 | 108 | 108
886 | EUNICE SOLAR | 20INR0219 |  | ANDREWS | SOLAR | WEST | 2021 | 426.7 | 426.7 | 426.7 | 426.7 | 426.7 | 426.7 | 426.7 | 426.7 | 426.7 | 426.7
887 | FIGHTING JAYS SOLAR | 21INR0278 |  | FORT BEND | SOLAR | HOUSTON | 2022 | 0 | 356.5 | 356.5 | 356.5 | 356.5 | 356.5 | 356.5 | 356.5 | 356.5 | 356.5
888 | FORT BEND SOLAR | 18INR0053 |  | FORT BEND | SOLAR | HOUSTON | 2021 | 0 | 240 | 240 | 240 | 240 | 240 | 240 | 240 | 240 | 240
889 | GALLOWAY 1 SOLAR | 19INR0121 |  | CONCHO | SOLAR | WEST | 2021 | 0 | 250 | 250 | 250 | 250 | 250 | 250 | 250 | 250 | 250
890 | GALLOWAY 2 SOLAR | 21INR0431 |  | CONCHO | SOLAR | WEST | 2022 | 0 | 110 | 110 | 110 | 110 | 110 | 110 | 110 | 110 | 110
891 | GREASEWOOD SOLAR | 19INR0034 |  | PECOS | SOLAR | WEST | 2020 | 255 | 255 | 255 | 255 | 255 | 255 | 255 | 255 | 255 | 255
892 | GREEN HOLLY SOLAR | 21INR0021 |  | DAWSON | SOLAR | WEST | 2023 | 0 | 0 | 413.6 | 413.6 | 413.6 | 413.6 | 413.6 | 413.6 | 413.6 | 413.6
893 | HORIZON SOLAR | 21INR0261 |  | FRIO | SOLAR | SOUTH | 2022 | 0 | 0 | 204.1 | 204.1 | 204.1 | 204.1 | 204.1 | 204.1 | 204.1 | 204.1
894 | HOVEY (BARILLA SOLAR 1B) | 12INR0059b |  | PECOS | SOLAR | WEST | 2020 | 7.4 | 7.4 | 7.4 | 7.4 | 7.4 | 7.4 | 7.4 | 7.4 | 7.4 | 7.4
895 | IMPACT SOLAR | 19INR0151 |  | LAMAR | SOLAR | NORTH | 2020 | 198.6 | 198.6 | 198.6 | 198.6 | 198.6 | 198.6 | 198.6 | 198.6 | 198.6 | 198.6
896 | INDIGO SOLAR | 21INR0031 |  | FISHER | SOLAR | WEST | 2021 | 0 | 125 | 125 | 125 | 125 | 125 | 125 | 125 | 125 | 125
897 | TITAN SOLAR | 20INR0032 |  | CULBERSON | SOLAR | WEST | 2021 | 0 | 270 | 270 | 270 | 270 | 270 | 270 | 270 | 270 | 270
898 | JUNO SOLAR PHASE I | 21INR0026 |  | BORDEN | SOLAR | WEST | 2021 | 166.1 | 166.1 | 166.1 | 166.1 | 166.1 | 166.1 | 166.1 | 166.1 | 166.1 | 166.1
899 | JUNO SOLAR PHASE II | 21INR0501 |  | BORDEN | SOLAR | WEST | 2021 | 0 | 147.1 | 147.1 | 147.1 | 147.1 | 147.1 | 147.1 | 147.1 | 147.1 | 147.1
900 | KELLAM SOLAR | 20INR0261 |  | VAN ZANDT | SOLAR | NORTH | 2020 | 59.8 | 59.8 | 59.8 | 59.8 | 59.8 | 59.8 | 59.8 | 59.8 | 59.8 | 59.8
901 | LILY SOLAR | 19INR0044 |  | KAUFMAN | SOLAR | NORTH | 2021 | 147.6 | 147.6 | 147.6 | 147.6 | 147.6 | 147.6 | 147.6 | 147.6 | 147.6 | 147.6
902 | LONG DRAW SOLAR | 18INR0055 |  | BORDEN | SOLAR | WEST | 2021 | 226.7 | 226.7 | 226.7 | 226.7 | 226.7 | 226.7 | 226.7 | 226.7 | 226.7 | 226.7
903 | LONG POINT SOLAR | 19INR0042 |  | BRAZORIA | SOLAR | COASTAL | 2022 | 0 | 100 | 100 | 100 | 100 | 100 | 100 | 100 | 100 | 100
904 | MISAE SOLAR | 18INR0045 |  | CHILDRESS | SOLAR | PANHANDLE | 2020 | 240.8 | 240.8 | 240.8 | 240.8 | 240.8 | 240.8 | 240.8 | 240.8 | 240.8 | 240.8
905 | MORROW LAKE SOLAR | 19INR0155 |  | FRIO | SOLAR | SOUTH | 2022 | 0 | 204 | 204 | 204 | 204 | 204 | 204 | 204 | 204 | 204
906 | MUSTANG CREEK SOLAR | 18INR0050 |  | JACKSON | SOLAR | SOUTH | 2022 | 0 | 152.3 | 152.3 | 152.3 | 152.3 | 152.3 | 152.3 | 152.3 | 152.3 | 152.3
907 | MYRTLE SOLAR | 19INR0041 |  | BRAZORIA | SOLAR | COASTAL | 2022 | 0 | 240 | 240 | 240 | 240 | 240 | 240 | 240 | 240 | 240
908 | NAZARETH SOLAR | 16INR0049 |  | CASTRO | SOLAR | PANHANDLE | 2023 | 0 | 0 | 201 | 201 | 201 | 201 | 201 | 201 | 201 | 201
909 | NOBLE SOLAR | 20INR0214 |  | DENTON | SOLAR | NORTH | 2022 | 0 | 279 | 279 | 279 | 279 | 279 | 279 | 279 | 279 | 279
910 | NORTON SOLAR | 19INR0035 |  | RUNNELS | SOLAR | WEST | 2022 | 0 | 125 | 125 | 125 | 125 | 125 | 125 | 125 | 125 | 125
911 | OLD 300 SOLAR CENTER | 21INR0406 |  | FORT BEND | SOLAR | HOUSTON | 2021 | 0 | 438.8 | 438.8 | 438.8 | 438.8 | 438.8 | 438.8 | 438.8 | 438.8 | 438.8
912 | OLD HICKORY SOLAR | 20INR0236 |  | JACKSON | SOLAR | SOUTH | 2022 | 0 | 250 | 250 | 250 | 250 | 250 | 250 | 250 | 250 | 250
913 | OXY SOLAR | 19INR0184 |  | ECTOR | SOLAR | WEST | 2020 | 16.2 | 16.2 | 16.2 | 16.2 | 16.2 | 16.2 | 16.2 | 16.2 | 16.2 | 16.2
914 | PFLUGERVILLE SOLAR | 15INR0090 |  | TRAVIS | SOLAR | SOUTH | 2021 | 0 | 144 | 144 | 144 | 144 | 144 | 144 | 144 | 144 | 144
915 | PHOENIX SOLAR | 19INR0091 |  | FANNIN | SOLAR | NORTH | 2021 | 0 | 82.3 | 82.3 | 82.3 | 82.3 | 82.3 | 82.3 | 82.3 | 82.3 | 82.3
916 | PINE FOREST SOLAR | 20INR0203 |  | HOPKINS | SOLAR | NORTH | 2022 | 0 | 284.3 | 284.3 | 284.3 | 284.3 | 284.3 | 284.3 | 284.3 | 284.3 | 284.3
917 | PROSPERO SOLAR II | 21INR0229 |  | ANDREWS | SOLAR | WEST | 2021 | 0 | 250 | 250 | 250 | 250 | 250 | 250 | 250 | 250 | 250
918 | RAMSEY SOLAR | 20INR0130 |  | WHARTON | SOLAR | SOUTH | 2021 | 514 | 514 | 514 | 514 | 514 | 514 | 514 | 514 | 514 | 514
919 | RAYOS DEL SOL | 19INR0045 |  | CAMERON | SOLAR | COASTAL | 2021 | 0 | 137.4 | 137.4 | 137.4 | 137.4 | 137.4 | 137.4 | 137.4 | 137.4 | 137.4
920 | RE MAPLEWOOD 2A SOLAR | 17INR0020a |  | PECOS | SOLAR | WEST | 2021 | 0 | 222 | 222 | 222 | 222 | 222 | 222 | 222 | 222 | 222
921 | RE MAPLEWOOD 2B SOLAR | 17INR0020b |  | PECOS | SOLAR | WEST | 2021 | 28 | 28 | 28 | 28 | 28 | 28 | 28 | 28 | 28 | 28
922 | RED HOLLY SOLAR | 21INR0022 |  | DAWSON | SOLAR | WEST | 2023 | 0 | 0 | 0 | 260 | 260 | 260 | 260 | 260 | 260 | 260
923 | RED-TAILED HAWK SOLAR | 21INR0389 |  | WHARTON | SOLAR | SOUTH | 2021 | 0 | 355.3 | 355.3 | 355.3 | 355.3 | 355.3 | 355.3 | 355.3 | 355.3 | 355.3
924 | RIPPEY SOLAR | 20INR0031 |  | COOKE | SOLAR | NORTH | 2020 | 59.8 | 59.8 | 59.8 | 59.8 | 59.8 | 59.8 | 59.8 | 59.8 | 59.8 | 59.8
925 | RODEO SOLAR | 19INR0103 |  | ANDREWS | SOLAR | WEST | 2021 | 0 | 200 | 200 | 200 | 200 | 200 | 200 | 200 | 200 | 200
926 | ROSELAND SOLAR | 20INR0205 |  | FALLS | SOLAR | NORTH | 2022 | 0 | 500 | 500 | 500 | 500 | 500 | 500 | 500 | 500 | 500
927 | RUETER SOLAR | 20INR0202 |  | BOSQUE | SOLAR | NORTH | 2022 | 0 | 0 | 200 | 200 | 200 | 200 | 200 | 200 | 200 | 200
928 | SBRANCH SOLAR PROJECT | 22INR0205 |  | WHARTON | SOLAR | SOUTH | 2022 | 0 | 154 | 154 | 154 | 154 | 154 | 154 | 154 | 154 | 154
929 | SECOND DIVISION SOLAR | 20INR0248 |  | BRAZORIA | SOLAR | COASTAL | 2022 | 0 | 100 | 100 | 100 | 100 | 100 | 100 | 100 | 100 | 100
930 | SHAKES SOLAR | 19INR0073 |  | ZAVALA | SOLAR | SOUTH | 2021 | 0 | 206 | 206 | 206 | 206 | 206 | 206 | 206 | 206 | 206
931 | SODA LAKE SOLAR 2 | 20INR0143 |  | CRANE | SOLAR | WEST | 2022 | 0 | 203 | 203 | 203 | 203 | 203 | 203 | 203 | 203 | 203
932 | SOLEMIO | 19INR0093 |  | HOPKINS | SOLAR | NORTH | 2021 | 0 | 81.4 | 81.4 | 81.4 | 81.4 | 81.4 | 81.4 | 81.4 | 81.4 | 81.4
933 | SPARTA SOLAR | 22INR0352 |  | BEE | SOLAR | SOUTH | 2022 | 0 | 256 | 256 | 256 | 256 | 256 | 256 | 256 | 256 | 256
934 | STARR SOLAR RANCH | 20INR0216 |  | STARR | SOLAR | SOUTH | 2021 | 0 | 136 | 136 | 136 | 136 | 136 | 136 | 136 | 136 | 136
935 | STRATEGIC SOLAR 1 | 20INR0081 |  | ELLIS | SOLAR | NORTH | 2021 | 0 | 136.9 | 136.9 | 136.9 | 136.9 | 136.9 | 136.9 | 136.9 | 136.9 | 136.9
936 | SUN VALLEY | 19INR0169 |  | HILL | SOLAR | NORTH | 2022 | 0 | 0 | 250 | 250 | 250 | 250 | 250 | 250 | 250 | 250
937 | TAYGETE II SOLAR | 21INR0233 |  | PECOS | SOLAR | WEST | 2021 | 203.8 | 203.8 | 203.8 | 203.8 | 203.8 | 203.8 | 203.8 | 203.8 | 203.8 | 203.8
938 | TAYGETE SOLAR | 20INR0054 |  | PECOS | SOLAR | WEST | 2021 | 255.1 | 255.1 | 255.1 | 255.1 | 255.1 | 255.1 | 255.1 | 255.1 | 255.1 | 255.1
939 | TEXAS SOLAR NOVA | 19INR0001 |  | KENT | SOLAR | WEST | 2022 | 0 | 252.2 | 252.2 | 252.2 | 252.2 | 252.2 | 252.2 | 252.2 | 252.2 | 252.2
940 | TIMBERWOLF POI A | 20INR0226 |  | UPTON | SOLAR | WEST | 2022 | 0 | 0 | 152.1 | 152.1 | 152.1 | 152.1 | 152.1 | 152.1 | 152.1 | 152.1
941 | TRES BAHIAS SOLAR | 20INR0266 |  | CALHOUN | SOLAR | COASTAL | 2021 | 0 | 195 | 195 | 195 | 195 | 195 | 195 | 195 | 195 | 195
942 | TYSON NICK SOLAR | 20INR0222 |  | LAMAR | SOLAR | NORTH | 2021 | 0 | 90 | 90 | 90 | 90 | 90 | 90 | 90 | 90 | 90
943 | UPTON SOLAR | 16INR0114 |  | UPTON | SOLAR | WEST | 2021 | 0 | 104.6 | 104.6 | 104.6 | 104.6 | 104.6 | 104.6 | 104.6 | 104.6 | 104.6
944 | VANCOURT SOLAR | 21INR0213 |  | CAMERON | SOLAR | COASTAL | 2021 | 0 | 45.7 | 45.7 | 45.7 | 45.7 | 45.7 | 45.7 | 45.7 | 45.7 | 45.7
945 | VISION SOLAR 1 | 20INR0082 |  | NAVARRO | SOLAR | NORTH | 2021 | 0 | 129.2 | 129.2 | 129.2 | 129.2 | 129.2 | 129.2 | 129.2 | 129.2 | 129.2
946 | WAGYU SOLAR | 18INR0062 |  | BRAZORIA | SOLAR | COASTAL | 2020 | 120 | 120 | 120 | 120 | 120 | 120 | 120 | 120 | 120 | 120
947 | WESTORIA SOLAR | 20INR0101 |  | BRAZORIA | SOLAR | COASTAL | 2021 | 0 | 203.4 | 203.4 | 203.4 | 203.4 | 203.4 | 203.4 | 203.4 | 203.4 | 203.4
948 | ZIER SOLAR | 21INR0019 |  | KINNEY | SOLAR | SOUTH | 2022 | 0 | 160 | 160 | 160 | 160 | 160 | 160 | 160 | 160 | 160
949 | Planned Capacity Total (Solar) | [6 empty] | 3798.8 | 15389.46 | 17056.56 | 17916.56 | 17916.56 | 17916.56 | 17916.56 | 17916.56 | 17916.56 | 17916.56
950 | Solar Peak Average Capacity Percentage |  | SOLAR_PL_PEAK_PCT | % |  |  |  | 80 | 80 | 80 | 80 | 80 | 80 | 80 | 80 | 80 | 80
951
952 | Planned Storage Resources with Executed SGIA
953 | AZURE SKY BESS | 21INR0476 |  | HASKELL | STORAGE | WEST | 2021 | 77.6 | 77.6 | 77.6 | 77.6 | 77.6 | 77.6 | 77.6 | 77.6 | 77.6 | 77.6
954 | BAT CAVE | 21INR0365 |  | MASON | STORAGE | SOUTH | 2021 | 100.5 | 100.5 | 100.5 | 100.5 | 100.5 | 100.5 | 100.5 | 100.5 | 100.5 | 100.5
955 | BRP DICKENS BESS | 22INR0325 |  | DICKENS | STORAGE | PANHANDLE | 2022 | 0 | 0 | 202.4 | 202.4 | 202.4 | 202.4 | 202.4 | 202.4 | 202.4 | 202.4
956 | CHISHOLM GRID | 20INR0089 |  | TARRANT | STORAGE | NORTH | 2021 | 0 | 101.7 | 101.7 | 101.7 | 101.7 | 101.7 | 101.7 | 101.7 | 101.7 | 101.7
957 | CROSSETT POWER BATT | 21INR0510 |  | CRANE | STORAGE | WEST | 2021 | 0 | 208.6 | 208.6 | 208.6 | 208.6 | 208.6 | 208.6 | 208.6 | 208.6 | 208.6
958 | EUNICE STORAGE | 20INR0220 |  | ANDREWS | STORAGE | WEST | 2021 | 40.3 | 40.3 | 40.3 | 40.3 | 40.3 | 40.3 | 40.3 | 40.3 | 40.3 | 40.3
959 | GAMBIT | 21INR0364 |  | BRAZORIA | STORAGE | COASTAL | 2021 | 102.4 | 102.4 | 102.4 | 102.4 | 102.4 | 102.4 | 102.4 | 102.4 | 102.4 | 102.4
960 | GREEN HOLLY STORAGE | 21INR0029 |  | DAWSON | STORAGE | WEST | 2023 | 0 | 0 | 0 | 50 | 50 | 50 | 50 | 50 | 50 | 50
961 | HIGH LONESOME BESS | 20INR0280 |  | CROCKETT | STORAGE | WEST | 2022 | 0 | 50 | 50 | 50 | 50 | 50 | 50 | 50 | 50 | 50
962 | IGNACIO GRID | 21INR0522 |  | HIDALGO | STORAGE | SOUTH | 2021 | 0 | 101.5 | 101.5 | 101.5 | 101.5 | 101.5 | 101.5 | 101.5 | 101.5 | 101.5
963 | LILY STORAGE | 20INR0294 |  | KAUFMAN | STORAGE | NORTH | 2021 | 51.7 | 51.7 | 51.7 | 51.7 | 51.7 | 51.7 | 51.7 | 51.7 | 51.7 | 51.7
964 | MADERO GRID | 21INR0244 |  | HIDALGO | STORAGE | SOUTH | 2021 | 0 | 101.5 | 101.5 | 101.5 | 101.5 | 101.5 | 101.5 | 101.5 | 101.5 | 101.5
965 | NORTH FORK | 20INR0276 |  | WILLIAMSON | STORAGE | SOUTH | 2021 | 100.5 | 100.5 | 100.5 | 100.5 | 100.5 | 100.5 | 100.5 | 100.5 | 100.5 | 100.5
966 | QUEEN BESS | 20INR0281 |  | UPTON | STORAGE | WEST | 2022 | 0 | 50 | 50 | 50 | 50 | 50 | 50 | 50 | 50 | 50
967 | RED HOLLY STORAGE | 21INR0033 |  | DAWSON | STORAGE | WEST | 2023 | 0 | 0 | 0 | 50 | 50 | 50 | 50 | 50 | 50 | 50
968 | REPUBLIC ROAD STORAGE | 21INR0460 |  | ROBERTSON | STORAGE | NORTH | 2021 | 0 | 50 | 50 | 50 | 50 | 50 | 50 | 50 | 50 | 50
969 | ROUGHNECK STORAGE | 19INR0176 |  | BRAZORIA | STORAGE | COASTAL | 2021 | 0 | 50 | 50 | 50 | 50 | 50 | 50 | 50 | 50 | 50
970 | SILICON HILL STORAGE | 20INR0291 |  | TRAVIS | STORAGE | SOUTH | 2021 | 0 | 104.6 | 104.6 | 104.6 | 104.6 | 104.6 | 104.6 | 104.6 | 104.6 | 104.6
971 | SP TX-12B BESS | 21INR0357 |  | UPTON | STORAGE | WEST | 2021 | 0 | 25.1 | 25.1 | 25.1 | 25.1 | 25.1 | 25.1 | 25.1 | 25.1 | 25.1
972 | BRP DICKINSON (DGR) |  | BRP_DIKN_UNIT1 | GALVESTON | STORAGE | HOUSTON | 2020 | 9.9 | 9.9 | 9.9 | 9.9 | 9.9 | 9.9 | 9.9 | 9.9 | 9.9 | 9.9
973 | BRP MAGNOLIA (DGR) |  | BRPMAGNO_UNIT1 | GALVESTON | STORAGE | HOUSTON | 2020 | 9.9 | 9.9 | 9.9 | 9.9 | 9.9 | 9.9 | 9.9 | 9.9 | 9.9 | 9.9
974 | BRP PUEBLO I (DGR) |  | BRP_PBL1_UNIT1 | MAVERICK | STORAGE | SOUTH | 2020 | 5 | 5 | 5 | 5 | 5 | 5 | 5 | 5 | 5 | 5
975 | BRP PUEBLO II (DGR) |  | BRP_PBL2_UNIT1 | MAVERICK | STORAGE | SOUTH | 2020 | 10 | 10 | 10 | 10 | 10 | 10 | 10 | 10 | 10 | 10
976 | BRP SEMINOLE (DGR) |  | BRP_SEMI_UNIT1 | GALVESTON | STORAGE | HOUSTON | 2020 | 10 | 10 | 10 | 10 | 10 | 10 | 10 | 10 | 10 | 10
977 | BRP SWEENY (DGR) |  | BRP_SWNY_UNIT1 | BRAZORIA | STORAGE | COASTAL | 2020 | 10 | 10 | 10 | 10 | 10 | 10 | 10 | 10 | 10 | 10
978 | BRP ZAPATA I (DGR) |  | BRP_ZPT1_UNIT1 | ZAPATA | STORAGE | SOUTH | 2020 | 10 | 10 | 10 | 10 | 10 | 10 | 10 | 10 | 10 | 10
979 | BRP ZAPATA II (DGR) |  | BRP_ZPT2_UNIT1 | ZAPATA | STORAGE | SOUTH | 2020 | 5 | 5 | 5 | 5 | 5 | 5 | 5 | 5 | 5 | 5
980 | FLOWER VALLEY BATTERY (DGR) |  | FLVABES1_FLATU1 | REEVES | STORAGE | WEST | 2020 | 9.9 | 9.9 | 9.9 | 9.9 | 9.9 | 9.9 | 9.9 | 9.9 | 9.9 | 9.9
981 | HOEFSROAD BESS (DGR) |  | HRBESS_BESS | REEVES | STORAGE | WEST | 2020 | 2 | 2 | 2 | 2 | 2 | 2 | 2 | 2 | 2 | 2
982 | SWOOSE BATTERY (DGR) |  | SWOOSE1_SWOOSEU1 | WARD | STORAGE | WEST | 2020 | 9.9 | 9.9 | 9.9 | 9.9 | 9.9 | 9.9 | 9.9 | 9.9 | 9.9 | 9.9
983 | TRIPLE BUTTE (DGR) |  | TRIPBUT1_BELU1 | PECOS | STORAGE | WEST | 2021 | 7.5 | 7.5 | 7.5 | 7.5 | 7.5 | 7.5 | 7.5 | 7.5 | 7.5 | 7.5
984 | Planned Capacity Total (Storage) | [6 empty] | 572.1 | 1415.1 | 1617.5 | 1717.5 | 1717.5 | 1717.5 | 1717.5 | 1717.5 | 1717.5 | 1717.5
985 | Storage Peak Average Capacity Percentage |  | STORAGE_PL_PEAK_PCT | % |  |  |  | 0 | 0 | 0 | 0 | 0 | 0 | 0 | 0 | 0 | 0
986
987 | Inactive Planned Resources
988 | HALYARD WHARTON ENERGY CENTER | 16INR0044 |  | WHARTON | GAS-GT | SOUTH | 2021 | 484 | 484 | 484 | 484 | 484 | 484 | 484 | 484 | 484 | 484
989 | CHOCOLATE BAYOU W | 16INR0074 |  | BRAZORIA | WIND-C | COASTAL | 2022 | 0 | 149.5 | 149.5 | 149.5 | 149.5 | 149.5 | 149.5 | 149.5 | 149.5 | 149.5
990 | GOODNIGHT WIND | 14INR0033 |  | ARMSTRONG | WIND-P | PANHANDLE | 2022 | 0 | 504.4 | 504.4 | 504.4 | 504.4 | 504.4 | 504.4 | 504.4 | 504.4 | 504.4
991 | MARIAH DEL ESTE | 13INR0010a |  | PARMER | WIND-P | PANHANDLE | 2020 | 152.5 | 152.5 | 152.5 | 152.5 | 152.5 | 152.5 | 152.5 | 152.5 | 152.5 | 152.5
992 | NORTHDRAW WIND | 13INR0025 |  | RANDALL | WIND-P | PANHANDLE | 2020 | 150 | 150 | 150 | 150 | 150 | 150 | 150 | 150 | 150 | 150
993 | PANHANDLE WIND 3 | 14INR0030c |  | CARSON | WIND-P | PANHANDLE | 2022 | 0 | 0 | 248 | 248 | 248 | 248 | 248 | 248 | 248 | 248
994 | WILDROSE WIND (SWISHER WIND) | 13INR0038 |  | SWISHER | WIND-P | PANHANDLE | 2021 | 0 | 302.5 | 302.5 | 302.5 | 302.5 | 302.5 | 302.5 | 302.5 | 302.5 | 302.5
995 | LOMA PINTA WIND | 16INR0112 |  | LA SALLE | WIND-O | SOUTH | 2021 | 0 | 200 | 200 | 200 | 200 | 200 | 200 | 200 | 200 | 200
996 | AGATE SOLAR | 20INR0023 |  | ELLIS | SOLAR | NORTH | 2020 | 60 | 60 | 60 | 60 | 60 | 60 | 60 | 60 | 60 | 60
997 | GARNET SOLAR | 20INR0021 |  | WILLIAMSON | SOLAR | SOUTH | 2020 | 20 | 20 | 20 | 20 | 20 | 20 | 20 | 20 | 20 | 20
998 | MISAE SOLAR II | 20INR0091 |  | CHILDRESS | SOLAR | PANHANDLE | 2022 | 0 | 0 | 517.3 | 517.3 | 517.3 | 517.3 | 517.3 | 517.3 | 517.3 | 517.3
999 | SPINEL SOLAR | 20INR0025 |  | MEDINA | SOLAR | SOUTH | 2020 | 30 | 30 | 30 | 30 | 30 | 30 | 30 | 30 | 30 | 30
1000 | Inactive Planned Capacity Total | [6 empty] | 896.5 | 2052.9 | 2818.2 | 2818.2 | 2818.2 | 2818.2 | 2818.2 | 2818.2 | 2818.2 | 2818.2
1001
1002 | Seasonal Mothballed Resources
1003 | GREGORY POWER PARTNERS GT1 (AS OF 10/17/2019, AVAILABLE 5/1 THROUGH 9/30) |  | LGE_LGE_GT1 | SAN PATRICIO | GAS-CC | COASTAL | 2000 | 145 | 145 | 145 | 145 | 145 | 145 | 145 | 145 | 145 | 145
1004 | GREGORY POWER PARTNERS GT2 (AS OF 10/17/2019, AVAILABLE 5/1 THROUGH 9/30) |  | LGE_LGE_GT2 | SAN PATRICIO | GAS-CC | COASTAL | 2000 | 145 | 145 | 145 | 145 | 145 | 145 | 145 | 145 | 145 | 145
1005 | GREGORY POWER PARTNERS STG (AS OF 10/17/2019,AVAILABLE 5/1 THROUGH 9/30) |  | LGE_LGE_STG | SAN PATRICIO | GAS-CC | COASTAL | 2000 | 75 | 75 | 75 | 75 | 75 | 75 | 75 | 75 | 75 | 75
1006 | SPENCER STG U4 (AS OF 10/3/2018, AVAILABLE 5/20 THROUGH 10/10) |  | SPNCER_SPNCE_4 | DENTON | GAS-ST | NORTH | 1966 | 57 | 57 | 57 | 57 | 57 | 57 | 57 | 57 | 57 | 57
1007 | SPENCER STG U5 (AS OF 10/3/2018, AVAILABLE 5/20 THROUGH 10/10) |  | SPNCER_SPNCE_5 | DENTON | GAS-ST | NORTH | 1973 | 61 | 61 | 61 | 61 | 61 | 61 | 61 | 61 | 61 | 61
1008 | NACOGDOCHES POWER (AS OF 10/16/2020, AVAILABLE 5/15 THROUGH 10/15) |  | NACPW_UNIT1 | NACOGDOCHES | BIOMASS | NORTH | 2012 | 105 | 105 | 105 | 105 | 105 | 105 | 105 | 105 | 105 | 105
1009 | Total Seasonal Mothballed Capacity | [6 empty] | 588 | 588 | 588 | 588 | 588 | 588 | 588 | 588 | 588 | 588
1010
1011 | Mothballed Resources
1012 | J T DEELY U1 (AS OF 12/31/2018) |  | CALAVERS_JTD1_M | BEXAR | COAL | SOUTH | 1977 | 420 | 420 | 420 | 420 | 420 | 420 | 420 | 420 | 420 | 420
1013 | J T DEELY U2 (AS OF 12/31/2018) |  | CALAVERS_JTD2_M | BEXAR | COAL | SOUTH | 1978 | 420 | 420 | 420 | 420 | 420 | 420 | 420 | 420 | 420 | 420
1014 | Total Mothballed Capacity | [6 empty] | 840 | 840 | 840 | 840 | 840 | 840 | 840 | 840 | 840 | 840
1015
1016 | Retiring Resources Unavailable to ERCOT (since last CDR/SARA)
1017 | TEXAS GULF SULPHUR CTG 1 (RETIRED ON 11/30/2020) |  | TGF_TGFGT_1 | WHARTON | GAS-GT | SOUTH | 1985 | 69 | 69 | 69 | 69 | 69 | 69 | 69 | 69 | 69 | 69
1018 | Total Retiring Capacity | [6 empty] | 69 | 69 | 69 | 69 | 69 | 69 | 69 | 69 | 69 | 69
Notes:
Capacity changes due to planned repower/upgrade projects are reflected in the operational units' ratings upon receipt and ERCOT approval of a new Resource Asset Registration Form (RARF). Interconnection requests for existing resources that involve MW capacity changes are indicated with a code in the “Generation Interconnection Project Code” column.
Although seasonal capacity ratings for battery energy storage systems are reported above, the ratings are not included in the operational/planned capacity formulae. These resources are assumed to provide regulation reserves rather than sustained capacity available to meet system peak loads.
Unit Names with a (DGR) suffix are Distribution Generation Resources. A DGR fully participates in ERCOT's markets, but is connected to the Distribution System and is currently not required to go through the GINR application process.
Note on I390: Schumansville DG hydro plant (3.6 MW) and 2.4 MW of the 4.8 MW Lakewood Tap DG hydro plant (DG_LKWT_2UNITS) 70 MW MILLER_G1 extended outage started in 8/14/20 and expected to last for 18 months.

## SummerFuelTypes
Summer Fuel Types - ERCOT
Fuel type is based on the primary fuel. Capacity contribution of the wind resources is included at 61% for Coastal counties, 29% for Panhandle counties, and 19% for all other counties, while the solar capacity contribution is 80%. Private Use Network, and Hydro are included based on the three-year average historical capability for each Summer Season's 20 peak load hours. Non-Synchronous Tie resources import forecast is based on flows seen during Energy Emergency Alert (EEA) periods in the most recent summer of occurrence. Non-Synchronous Tie resources are categorized as Other. Mothballed resource capacity is excluded except for Available Mothball Capacity based on a Seasonal Availability Schedule or Owner's reported Return Probability. Private Use Network generator capacity is categorized as gas.
In MW
Fuel_Type | Capacity_Pct | 2021 | 2022 | 2023 | 2024 | 2025 | 2026 | 2027 | 2028 | 2029 | 2030
Biomass | 100% | 64.2 | 64.2 | 64.2 | 64.2 | 64.2 | 64.2 | 64.2 | 64.2 | 64.2 | 64.2
Coal | 100% | 13567.6 | 13567.6 | 13567.6 | 13567.6 | 13567.6 | 13567.6 | 13567.6 | 13567.6 | 13567.6 | 13567.6
Gas | 100% | 52040.0392 | 52336.0392 | 52331.0392 | 52286.0392 | 52246.0392 | 52031.0392 | 52031.0392 | 52026.0392 | 52026.0392 | 52026.0392
Nuclear | 100% | 4973.2 | 4973.2 | 4973.2 | 4973.2 | 4973.2 | 4973.2 | 4973.2 | 4973.2 | 4973.2 | 4973.2
Other | 69.67% | 849.974 | 849.974 | 849.974 | 849.974 | 849.974 | 849.974 | 849.974 | 849.974 | 849.974 | 849.974
Hydro | 86.16% | 479.128 | 479.128 | 479.128 | 479.128 | 479.128 | 479.128 | 479.128 | 479.128 | 479.128 | 479.128
Wind-C | 61% | 3016.877 | 3139.487 | 3276.005 | 3276.005 | 3276.005 | 3276.005 | 3276.005 | 3276.005 | 3276.005 | 3276.005
Wind-P | 29% | 1278.523 | 1327.591 | 1371.526 | 1371.526 | 1371.526 | 1371.526 | 1371.526 | 1371.526 | 1371.526 | 1371.526
Wind-O | 19% | 4186.764 | 5297.352 | 5392.39 | 5468.39 | 5468.39 | 5468.39 | 5468.39 | 5468.39 | 5468.39 | 5468.39
Solar | 80% | 6107.76 | 15380.288 | 16713.968 | 17401.968 | 17401.968 | 17401.968 | 17401.968 | 17401.968 | 17401.968 | 17401.968
Storage | 0% | 0 | 0 | 0 | 0 | 0 | 0 | 0 | 0 | 0 | 0
Total |  | 86564.0652 | 97414.8592 | 99019.0302 | 99738.0302 | 99698.0302 | 99483.0302 | 99483.0302 | 99478.0302 | 99478.0302 | 99478.0302
In Percentages
Fuel_Type |  | 2021 | 2022 | 2023 | 2024 | 2025 | 2026 | 2027 | 2028 | 2029 | 2030
Biomass |  | 0.07416% | 0.0659% | 0.06484% | 0.06437% | 0.06439% | 0.06453% | 0.06453% | 0.06454% | 0.06454% | 0.06454%
Coal |  | 15.67% | 13.93% | 13.7% | 13.6% | 13.61% | 13.64% | 13.64% | 13.64% | 13.64% | 13.64%
Natural Gas |  | 60.12% | 53.72% | 52.85% | 52.42% | 52.4% | 52.3% | 52.3% | 52.3% | 52.3% | 52.3%
Nuclear |  | 5.745% | 5.105% | 5.022% | 4.986% | 4.988% | 4.999% | 4.999% | 4.999% | 4.999% | 4.999%
Other |  | 0.9819% | 0.8725% | 0.8584% | 0.8522% | 0.8525% | 0.8544% | 0.8544% | 0.8544% | 0.8544% | 0.8544%
Hydro |  | 0.5535% | 0.4918% | 0.4839% | 0.4804% | 0.4806% | 0.4816% | 0.4816% | 0.4816% | 0.4816% | 0.4816%
Wind-C |  | 3.485% | 3.223% | 3.308% | 3.285% | 3.286% | 3.293% | 3.293% | 3.293% | 3.293% | 3.293%
Wind-P |  | 1.477% | 1.363% | 1.385% | 1.375% | 1.376% | 1.379% | 1.379% | 1.379% | 1.379% | 1.379%
Wind-O |  | 4.837% | 5.438% | 5.446% | 5.483% | 5.485% | 5.497% | 5.497% | 5.497% | 5.497% | 5.497%
Solar |  | 7.056% | 15.79% | 16.88% | 17.45% | 17.45% | 17.49% | 17.49% | 17.49% | 17.49% | 17.49%
Storage | bar: 2021 to 2030
Total |  | 100% | 100% | 100% | 100% | 100% | 100% | 100% | 100% | 100% | 100%

## WinterSummary
Report on the Capacity, Demand and Reserves in the ERCOT Region
Winter Summary: 2021/2022 through 2025/2026
Load Forecast, MW: |  | 2021/2022 | 2022/2023 | 2023/2024 | 2024/2025 | 2025/2026
| Winter Peak Demand (based on normal weather) | 62000.5315 | 64472.0935 | 66211.6623 | 67647.9845 | 68952.4274
| plus: Energy Efficiency Program Savings Forecast | 2109.9906 | 2336.75 | 2648.4694 | 2883.9234 | 3204.9983
| Total Winter Peak Demand (before Reductions from Energy Efficiency Programs) | 64110.5222 | 66808.8435 | 68860.1317 | 70531.9079 | 72157.4257
| less: Rooftop solar PV Forecast | 0 | 0 | 0 | 0 | 0
| less: Load Resources providing Responsive Reserves | -1569.78 | -1569.78 | -1569.78 | -1569.78 | -1569.78
| less: Load Resources providing Non-Spinning Reserves | 0 | 0 | 0 | 0 | 0
| less: Emergency Response Service (10- and 30-min ramp products) | -1108.7604 | -1162.3308 | -1162.3308 | -1162.3308 | -1162.3308
| less: TDSP Standard Offer Load Management Programs | 0 | 0 | 0 | 0 | 0
| less: Energy Efficiency Program Savings Forecast | -2109.9906 | -2336.75 | -2648.4694 | -2883.9234 | -3204.9983
| Firm Peak Load, MW | 59321.9911 | 61739.9827 | 63479.5515 | 64915.8737 | 66220.3166
Resources, MW: |  | 2021/2022 | 2022/2023 | 2023/2024 | 2024/2025 | 2025/2026
| Installed Capacity, Thermal/Hydro | 67470.0373 | 67545.0373 | 67545.0373 | 67545.0373 | 67545.0373
| Switchable Capacity | 3710 | 3710 | 3710 | 3710 | 3710
| less: Switchable Capacity Unavailable to ERCOT | -568 | -568 | -568 | -568 | -568
| Available Mothballed Capacity | 0 | 0 | 0 | 0 | 0
| Capacity from Private Use Networks | 3554.1383 | 3467.1383 | 3462.1383 | 3417.1383 | 3377.1383
| Coastal Wind, Peak Average Capacity Contribution (43% of installed capacity) | 1542.195 | 1542.195 | 1542.195 | 1542.195 | 1542.195
| Panhandle Wind, Peak Average Capacity Contribution (32% of installed capacity) | 1410.784 | 1410.784 | 1410.784 | 1410.784 | 1410.784
| Other Wind, Peak Average Capacity Contribution (19% of installed capacity) | 3251.299 | 3251.299 | 3251.299 | 3251.299 | 3251.299
| Solar Utility-Scale, Peak Average Capacity Contribution (7% of installed capacity) | 268.513 | 268.513 | 268.513 | 268.513 | 268.513
| Storage, Peak Average Capacity Contribution (0% of installed capacity) | 0 | 0 | 0 | 0 | 0
| RMR Capacity to be under Contract | 0 | 0 | 0 | 0 | 0
| Capacity Pending Retirement | -235 | -235 | -235 | -235 | -235
| Operational Generation Capacity, MW | 80403.9666 | 80391.9666 | 80386.9666 | 80341.9666 | 80301.9666
| Non-Synchronous Ties, Capacity (Based on average net import contribution during winter 2014 EEA events) | 837.53 | 837.53 | 837.53 | 837.53 | 837.53
| Planned Resources (not wind, solar or storage) with Signed IA, Air Permits and Adequate Water Supplies | 1139 | 1199 | 1199 | 1199 | 1199
| Planned Coastal Wind with Signed IA, Peak Average Capacity Contribution (43% of installed capacity) | 584.456 | 670.886 | 767.12 | 767.12 | 767.12
| Planned Panhandle Wind with Signed IA, Peak Average Capacity Contribution (32% of installed capacity) | 0 | 54.144 | 102.624 | 102.624 | 102.624
| Planned Other Wind with Signed IA, Peak Average Capacity Contribution (19% of installed capacity) | 1542.211 | 2046.053 | 2217.091 | 2217.091 | 2217.091
| Planned Solar Utility-Scale, Peak Average Capacity Contribution (7% of installed capacity) | 458.815 | 1087.9092 | 1254.1592 | 1254.1592 | 1254.1592
| Planned Storage, Peak Average Capacity Contribution (0% of installed capacity) | 0 | 0 | 0 | 0 | 0
| Total Capacity, MW | 84965.9786 | 86287.4888 | 86764.4908 | 86719.4908 | 86679.4908
| Reserve Margin | 43.23% | 39.76% | 36.68% | 33.59% | 30.9%
(Total Resources - Firm Load Forecast) / Firm Load Forecast

## WinterCapacities
Unit Megawatt Capacities - Winter
| UNIT NAME | INR | UNIT CODE | COUNTY | FUEL | ZONE | IN SERVICE | 2021/2022 | 2022/2023 | 2023/2024 | 2024/2025 | 2025/2026 | 2026/2027 | 2027/2028 | 2028/2029 | 2029/2030 | 2030/2031
3 | Operational Resources (Thermal)
4 | COMANCHE PEAK U1 |  | CPSES_UNIT1 | SOMERVELL | NUCLEAR | NORTH | 1990 | 1235 | 1235 | 1235 | 1235 | 1235 | 1235 | 1235 | 1235 | 1235 | 1235
5 | COMANCHE PEAK U2 |  | CPSES_UNIT2 | SOMERVELL | NUCLEAR | NORTH | 1993 | 1225 | 1225 | 1225 | 1225 | 1225 | 1225 | 1225 | 1225 | 1225 | 1225
6 | SOUTH TEXAS U1 | 20INR0287 | STP_STP_G1 | MATAGORDA | NUCLEAR | COASTAL | 1988 | 1353.2 | 1353.2 | 1353.2 | 1353.2 | 1353.2 | 1353.2 | 1353.2 | 1353.2 | 1353.2 | 1353.2
7 | SOUTH TEXAS U2 |  | STP_STP_G2 | MATAGORDA | NUCLEAR | COASTAL | 1989 | 1340 | 1340 | 1340 | 1340 | 1340 | 1340 | 1340 | 1340 | 1340 | 1340
8 | COLETO CREEK |  | COLETO_COLETOG1 | GOLIAD | COAL | SOUTH | 1980 | 655 | 655 | 655 | 655 | 655 | 655 | 655 | 655 | 655 | 655
9 | FAYETTE POWER U1 |  | FPPYD1_FPP_G1 | FAYETTE | COAL | SOUTH | 1979 | 603 | 603 | 603 | 603 | 603 | 603 | 603 | 603 | 603 | 603
10 | FAYETTE POWER U2 |  | FPPYD1_FPP_G2 | FAYETTE | COAL | SOUTH | 1980 | 605 | 605 | 605 | 605 | 605 | 605 | 605 | 605 | 605 | 605
11 | FAYETTE POWER U3 |  | FPPYD2_FPP_G3 | FAYETTE | COAL | SOUTH | 1988 | 449 | 449 | 449 | 449 | 449 | 449 | 449 | 449 | 449 | 449
12 | J K SPRUCE U1 |  | CALAVERS_JKS1 | BEXAR | COAL | SOUTH | 1992 | 560 | 560 | 560 | 560 | 560 | 560 | 560 | 560 | 560 | 560
13 | J K SPRUCE U2 |  | CALAVERS_JKS2 | BEXAR | COAL | SOUTH | 2010 | 785 | 785 | 785 | 785 | 785 | 785 | 785 | 785 | 785 | 785
14 | LIMESTONE U1 |  | LEG_LEG_G1 | LIMESTONE | COAL | NORTH | 1985 | 824 | 824 | 824 | 824 | 824 | 824 | 824 | 824 | 824 | 824
15 | LIMESTONE U2 |  | LEG_LEG_G2 | LIMESTONE | COAL | NORTH | 1986 | 836 | 836 | 836 | 836 | 836 | 836 | 836 | 836 | 836 | 836
16 | MARTIN LAKE U1 |  | MLSES_UNIT1 | RUSK | COAL | NORTH | 1977 | 815 | 815 | 815 | 815 | 815 | 815 | 815 | 815 | 815 | 815
17 | MARTIN LAKE U2 |  | MLSES_UNIT2 | RUSK | COAL | NORTH | 1978 | 820 | 820 | 820 | 820 | 820 | 820 | 820 | 820 | 820 | 820
18 | MARTIN LAKE U3 |  | MLSES_UNIT3 | RUSK | COAL | NORTH | 1979 | 820 | 820 | 820 | 820 | 820 | 820 | 820 | 820 | 820 | 820
19 | OAK GROVE SES U1 |  | OGSES_UNIT1A | ROBERTSON | COAL | NORTH | 2010 | 855 | 855 | 855 | 855 | 855 | 855 | 855 | 855 | 855 | 855
20 | OAK GROVE SES U2 |  | OGSES_UNIT2 | ROBERTSON | COAL | NORTH | 2011 | 855 | 855 | 855 | 855 | 855 | 855 | 855 | 855 | 855 | 855
21 | SAN MIGUEL U1 |  | SANMIGL_G1 | ATASCOSA | COAL | SOUTH | 1982 | 391 | 391 | 391 | 391 | 391 | 391 | 391 | 391 | 391 | 391
22 | SANDY CREEK U1 |  | SCES_UNIT1 | MCLENNAN | COAL | NORTH | 2013 | 932.6 | 932.6 | 932.6 | 932.6 | 932.6 | 932.6 | 932.6 | 932.6 | 932.6 | 932.6
23 | TWIN OAKS U1 |  | TNP_ONE_TNP_O_1 | ROBERTSON | COAL | NORTH | 1990 | 155 | 155 | 155 | 155 | 155 | 155 | 155 | 155 | 155 | 155
24 | TWIN OAKS U2 |  | TNP_ONE_TNP_O_2 | ROBERTSON | COAL | NORTH | 1991 | 155 | 155 | 155 | 155 | 155 | 155 | 155 | 155 | 155 | 155
25 | W A PARISH U5 |  | WAP_WAP_G5 | FORT BEND | COAL | HOUSTON | 1977 | 664 | 664 | 664 | 664 | 664 | 664 | 664 | 664 | 664 | 664
26 | W A PARISH U6 |  | WAP_WAP_G6 | FORT BEND | COAL | HOUSTON | 1978 | 663 | 663 | 663 | 663 | 663 | 663 | 663 | 663 | 663 | 663
27 | W A PARISH U7 |  | WAP_WAP_G7 | FORT BEND | COAL | HOUSTON | 1980 | 577 | 577 | 577 | 577 | 577 | 577 | 577 | 577 | 577 | 577
28 | W A PARISH U8 |  | WAP_WAP_G8 | FORT BEND | COAL | HOUSTON | 1982 | 610 | 610 | 610 | 610 | 610 | 610 | 610 | 610 | 610 | 610
29 | ARTHUR VON ROSENBERG 1 CTG 1 |  | BRAUNIG_AVR1_CT1 | BEXAR | GAS-CC | SOUTH | 2000 | 169 | 169 | 169 | 169 | 169 | 169 | 169 | 169 | 169 | 169
30 | ARTHUR VON ROSENBERG 1 CTG 2 |  | BRAUNIG_AVR1_CT2 | BEXAR | GAS-CC | SOUTH | 2000 | 169 | 169 | 169 | 169 | 169 | 169 | 169 | 169 | 169 | 169
31 | ARTHUR VON ROSENBERG 1 STG |  | BRAUNIG_AVR1_ST | BEXAR | GAS-CC | SOUTH | 2000 | 190 | 190 | 190 | 190 | 190 | 190 | 190 | 190 | 190 | 190
32 | ATKINS CTG 7 |  | ATKINS_ATKINSG7 | BRAZOS | GAS-GT | NORTH | 1973 | 20 | 20 | 20 | 20 | 20 | 20 | 20 | 20 | 20 | 20
33 | BARNEY M DAVIS CTG 3 | 20INR0312 | B_DAVIS_B_DAVIG3 | NUECES | GAS-CC | COASTAL | 2010 | 165 | 165 | 165 | 165 | 165 | 165 | 165 | 165 | 165 | 165
34 | BARNEY M DAVIS CTG 4 | 20INR0312 | B_DAVIS_B_DAVIG4 | NUECES | GAS-CC | COASTAL | 2010 | 165 | 165 | 165 | 165 | 165 | 165 | 165 | 165 | 165 | 165
35 | BARNEY M DAVIS STG 1 | 20INR0312 | B_DAVIS_B_DAVIG1 | NUECES | GAS-ST | COASTAL | 1974 | 330 | 330 | 330 | 330 | 330 | 330 | 330 | 330 | 330 | 330
36 | BARNEY M DAVIS STG 2 | 20INR0312 | B_DAVIS_B_DAVIG2 | NUECES | GAS-CC | COASTAL | 1976 | 325 | 325 | 325 | 325 | 325 | 325 | 325 | 325 | 325 | 325
37 | BASTROP ENERGY CENTER CTG 1 |  | BASTEN_GTG1100 | BASTROP | GAS-CC | SOUTH | 2002 | 167 | 167 | 167 | 167 | 167 | 167 | 167 | 167 | 167 | 167
38 | BASTROP ENERGY CENTER CTG 2 |  | BASTEN_GTG2100 | BASTROP | GAS-CC | SOUTH | 2002 | 167 | 167 | 167 | 167 | 167 | 167 | 167 | 167 | 167 | 167
39 | BASTROP ENERGY CENTER STG |  | BASTEN_ST0100 | BASTROP | GAS-CC | SOUTH | 2002 | 234 | 234 | 234 | 234 | 234 | 234 | 234 | 234 | 234 | 234
40 | BOSQUE ENERGY CENTER CTG 1 |  | BOSQUESW_BSQSU_1 | BOSQUE | GAS-CC | NORTH | 2000 | 170.9 | 170.9 | 170.9 | 170.9 | 170.9 | 170.9 | 170.9 | 170.9 | 170.9 | 170.9
41 | BOSQUE ENERGY CENTER CTG 2 |  | BOSQUESW_BSQSU_2 | BOSQUE | GAS-CC | NORTH | 2000 | 170.9 | 170.9 | 170.9 | 170.9 | 170.9 | 170.9 | 170.9 | 170.9 | 170.9 | 170.9
42 | BOSQUE ENERGY CENTER CTG 3 |  | BOSQUESW_BSQSU_3 | BOSQUE | GAS-CC | NORTH | 2001 | 168.5 | 168.5 | 168.5 | 168.5 | 168.5 | 168.5 | 168.5 | 168.5 | 168.5 | 168.5
43 | BOSQUE ENERGY CENTER STG 4 |  | BOSQUESW_BSQSU_4 | BOSQUE | GAS-CC | NORTH | 2001 | 85.2 | 85.2 | 85.2 | 85.2 | 85.2 | 85.2 | 85.2 | 85.2 | 85.2 | 85.2
44 | BOSQUE ENERGY CENTER STG 5 |  | BOSQUESW_BSQSU_5 | BOSQUE | GAS-CC | NORTH | 2009 | 226.7 | 226.7 | 226.7 | 226.7 | 226.7 | 226.7 | 226.7 | 226.7 | 226.7 | 226.7
45 | BRAZOS VALLEY CTG 1 |  | BVE_UNIT1 | FORT BEND | GAS-CC | HOUSTON | 2003 | 168 | 168 | 168 | 168 | 168 | 168 | 168 | 168 | 168 | 168
46 | BRAZOS VALLEY CTG 2 |  | BVE_UNIT2 | FORT BEND | GAS-CC | HOUSTON | 2003 | 168 | 168 | 168 | 168 | 168 | 168 | 168 | 168 | 168 | 168
47 | BRAZOS VALLEY STG 3 |  | BVE_UNIT3 | FORT BEND | GAS-CC | HOUSTON | 2003 | 270 | 270 | 270 | 270 | 270 | 270 | 270 | 270 | 270 | 270
48 | CALENERGY-FALCON SEABOARD CTG 1 |  | FLCNS_UNIT1 | HOWARD | GAS-CC | WEST | 1987 | 77.5 | 77.5 | 77.5 | 77.5 | 77.5 | 77.5 | 77.5 | 77.5 | 77.5 | 77.5
49 | CALENERGY-FALCON SEABOARD CTG 2 |  | FLCNS_UNIT2 | HOWARD | GAS-CC | WEST | 1987 | 77.5 | 77.5 | 77.5 | 77.5 | 77.5 | 77.5 | 77.5 | 77.5 | 77.5 | 77.5
50 | CALENERGY-FALCON SEABOARD STG 3 |  | FLCNS_UNIT3 | HOWARD | GAS-CC | WEST | 1988 | 74 | 74 | 74 | 74 | 74 | 74 | 74 | 74 | 74 | 74
51 | CALHOUN (PORT COMFORT) CTG 1 |  | CALHOUN_UNIT1 | CALHOUN | GAS-GT | COASTAL | 2017 | 49.8 | 49.8 | 49.8 | 49.8 | 49.8 | 49.8 | 49.8 | 49.8 | 49.8 | 49.8
52 | CALHOUN (PORT COMFORT) CTG 2 |  | CALHOUN_UNIT2 | CALHOUN | GAS-GT | COASTAL | 2017 | 49.8 | 49.8 | 49.8 | 49.8 | 49.8 | 49.8 | 49.8 | 49.8 | 49.8 | 49.8
53 | CASTLEMAN CHAMON CTG 1 |  | CHAMON_CTG_0101 | HARRIS | GAS-GT | HOUSTON | 2017 | 49.8 | 49.8 | 49.8 | 49.8 | 49.8 | 49.8 | 49.8 | 49.8 | 49.8 | 49.8
54 | CASTLEMAN CHAMON CTG 2 |  | CHAMON_CTG_0301 | HARRIS | GAS-GT | HOUSTON | 2017 | 49.8 | 49.8 | 49.8 | 49.8 | 49.8 | 49.8 | 49.8 | 49.8 | 49.8 | 49.8
55 | CEDAR BAYOU 4 CTG 1 |  | CBY4_CT41 | CHAMBERS | GAS-CC | HOUSTON | 2009 | 173 | 173 | 173 | 173 | 173 | 173 | 173 | 173 | 173 | 173
56 | CEDAR BAYOU 4 CTG 2 |  | CBY4_CT42 | CHAMBERS | GAS-CC | HOUSTON | 2009 | 173 | 173 | 173 | 173 | 173 | 173 | 173 | 173 | 173 | 173
57 | CEDAR BAYOU 4 STG |  | CBY4_ST04 | CHAMBERS | GAS-CC | HOUSTON | 2009 | 186 | 186 | 186 | 186 | 186 | 186 | 186 | 186 | 186 | 186
58 | CEDAR BAYOU STG 1 |  | CBY_CBY_G1 | CHAMBERS | GAS-ST | HOUSTON | 1970 | 745 | 745 | 745 | 745 | 745 | 745 | 745 | 745 | 745 | 745
59 | CEDAR BAYOU STG 2 |  | CBY_CBY_G2 | CHAMBERS | GAS-ST | HOUSTON | 1972 | 749 | 749 | 749 | 749 | 749 | 749 | 749 | 749 | 749 | 749
60 | COLORADO BEND ENERGY CENTER CTG 1 |  | CBEC_GT1 | WHARTON | GAS-CC | SOUTH | 2007 | 85 | 85 | 85 | 85 | 85 | 85 | 85 | 85 | 85 | 85
61 | COLORADO BEND ENERGY CENTER CTG 2 |  | CBEC_GT2 | WHARTON | GAS-CC | SOUTH | 2007 | 79.1 | 79.1 | 79.1 | 79.1 | 79.1 | 79.1 | 79.1 | 79.1 | 79.1 | 79.1
62 | COLORADO BEND ENERGY CENTER CTG 3 |  | CBEC_GT3 | WHARTON | GAS-CC | SOUTH | 2008 | 86.9 | 86.9 | 86.9 | 86.9 | 86.9 | 86.9 | 86.9 | 86.9 | 86.9 | 86.9
63 | COLORADO BEND ENERGY CENTER CTG 4 |  | CBEC_GT4 | WHARTON | GAS-CC | SOUTH | 2008 | 81.2 | 81.2 | 81.2 | 81.2 | 81.2 | 81.2 | 81.2 | 81.2 | 81.2 | 81.2
64 | COLORADO BEND ENERGY CENTER STG 1 |  | CBEC_STG1 | WHARTON | GAS-CC | SOUTH | 2007 | 107 | 107 | 107 | 107 | 107 | 107 | 107 | 107 | 107 | 107
65 | COLORADO BEND ENERGY CENTER STG 2 |  | CBEC_STG2 | WHARTON | GAS-CC | SOUTH | 2008 | 110 | 110 | 110 | 110 | 110 | 110 | 110 | 110 | 110 | 110
66 | COLORADO BEND II CTG 7 | 18INR0077 | CBECII_CT7 | WHARTON | GAS-CC | SOUTH | 2017 | 360.2 | 360.2 | 360.2 | 360.2 | 360.2 | 360.2 | 360.2 | 360.2 | 360.2 | 360.2
67 | COLORADO BEND II CTG 8 | 18INR0077 | CBECII_CT8 | WHARTON | GAS-CC | SOUTH | 2017 | 359.6 | 359.6 | 359.6 | 359.6 | 359.6 | 359.6 | 359.6 | 359.6 | 359.6 | 359.6
68 | COLORADO BEND II STG 9 | 18INR0077 | CBECII_STG9 | WHARTON | GAS-CC | SOUTH | 2017 | 490.5 | 490.5 | 490.5 | 490.5 | 490.5 | 490.5 | 490.5 | 490.5 | 490.5 | 490.5
69 | CVC CHANNELVIEW CTG 1 |  | CVC_CVC_G1 | HARRIS | GAS-CC | HOUSTON | 2008 | 185 | 185 | 185 | 185 | 185 | 185 | 185 | 185 | 185 | 185
70 | CVC CHANNELVIEW CTG 2 |  | CVC_CVC_G2 | HARRIS | GAS-CC | HOUSTON | 2008 | 182 | 182 | 182 | 182 | 182 | 182 | 182 | 182 | 182 | 182
71 | CVC CHANNELVIEW CTG 3 |  | CVC_CVC_G3 | HARRIS | GAS-CC | HOUSTON | 2008 | 181 | 181 | 181 | 181 | 181 | 181 | 181 | 181 | 181 | 181
72 | CVC CHANNELVIEW STG 5 |  | CVC_CVC_G5 | HARRIS | GAS-CC | HOUSTON | 2008 | 144 | 144 | 144 | 144 | 144 | 144 | 144 | 144 | 144 | 144
73 | DANSBY CTG 2 |  | DANSBY_DANSBYG2 | BRAZOS | GAS-GT | NORTH | 2004 | 48 | 48 | 48 | 48 | 48 | 48 | 48 | 48 | 48 | 48
74 | DANSBY CTG 3 |  | DANSBY_DANSBYG3 | BRAZOS | GAS-GT | NORTH | 2010 | 50 | 50 | 50 | 50 | 50 | 50 | 50 | 50 | 50 | 50
75 | DANSBY STG 1 |  | DANSBY_DANSBYG1 | BRAZOS | GAS-ST | NORTH | 1978 | 110 | 110 | 110 | 110 | 110 | 110 | 110 | 110 | 110 | 110
76 | DECKER CREEK CTG 1 |  | DECKER_DPGT_1 | TRAVIS | GAS-GT | SOUTH | 1989 | 54 | 54 | 54 | 54 | 54 | 54 | 54 | 54 | 54 | 54
77 | DECKER CREEK CTG 2 |  | DECKER_DPGT_2 | TRAVIS | GAS-GT | SOUTH | 1989 | 54 | 54 | 54 | 54 | 54 | 54 | 54 | 54 | 54 | 54
78 | DECKER CREEK CTG 3 |  | DECKER_DPGT_3 | TRAVIS | GAS-GT | SOUTH | 1989 | 54 | 54 | 54 | 54 | 54 | 54 | 54 | 54 | 54 | 54
79 | DECKER CREEK CTG 4 |  | DECKER_DPGT_4 | TRAVIS | GAS-GT | SOUTH | 1989 | 54 | 54 | 54 | 54 | 54 | 54 | 54 | 54 | 54 | 54
80 | DECKER CREEK STG 2 |  | DECKER_DPG2 | TRAVIS | GAS-ST | SOUTH | 1978 | 428 | 428 | 428 | 428 | 428 | 428 | 428 | 428 | 428 | 428
81 | DECORDOVA CTG 1 |  | DCSES_CT10 | HOOD | GAS-GT | NORTH | 1990 | 88 | 88 | 88 | 88 | 88 | 88 | 88 | 88 | 88 | 88
82 | DECORDOVA CTG 2 |  | DCSES_CT20 | HOOD | GAS-GT | NORTH | 1990 | 87 | 87 | 87 | 87 | 87 | 87 | 87 | 87 | 87 | 87
83 | DECORDOVA CTG 3 |  | DCSES_CT30 | HOOD | GAS-GT | NORTH | 1990 | 86 | 86 | 86 | 86 | 86 | 86 | 86 | 86 | 86 | 86
84 | DECORDOVA CTG 4 |  | DCSES_CT40 | HOOD | GAS-GT | NORTH | 1990 | 86 | 86 | 86 | 86 | 86 | 86 | 86 | 86 | 86 | 86
85 | DEER PARK ENERGY CENTER CTG 1 |  | DDPEC_GT1 | HARRIS | GAS-CC | HOUSTON | 2002 | 203 | 203 | 203 | 203 | 203 | 203 | 203 | 203 | 203 | 203
86 | DEER PARK ENERGY CENTER CTG 2 |  | DDPEC_GT2 | HARRIS | GAS-CC | HOUSTON | 2002 | 215 | 215 | 215 | 215 | 215 | 215 | 215 | 215 | 215 | 215
87 | DEER PARK ENERGY CENTER CTG 3 |  | DDPEC_GT3 | HARRIS | GAS-CC | HOUSTON | 2002 | 203 | 203 | 203 | 203 | 203 | 203 | 203 | 203 | 203 | 203
88 | DEER PARK ENERGY CENTER CTG 4 |  | DDPEC_GT4 | HARRIS | GAS-CC | HOUSTON | 2002 | 215 | 215 | 215 | 215 | 215 | 215 | 215 | 215 | 215 | 215
89 | DEER PARK ENERGY CENTER CTG 6 |  | DDPEC_GT6 | HARRIS | GAS-CC | HOUSTON | 2014 | 190 | 190 | 190 | 190 | 190 | 190 | 190 | 190 | 190 | 190
90 | DEER PARK ENERGY CENTER STG 1 |  | DDPEC_ST1 | HARRIS | GAS-CC | HOUSTON | 2002 | 290 | 290 | 290 | 290 | 290 | 290 | 290 | 290 | 290 | 290
91 | DENTON ENERGY CENTER IC A |  | DEC_AGR_A | DENTON | GAS-IC | NORTH | 2018 | 56.5 | 56.5 | 56.5 | 56.5 | 56.5 | 56.5 | 56.5 | 56.5 | 56.5 | 56.5
92 | DENTON ENERGY CENTER IC B |  | DEC_AGR_B | DENTON | GAS-IC | NORTH | 2018 | 56.5 | 56.5 | 56.5 | 56.5 | 56.5 | 56.5 | 56.5 | 56.5 | 56.5 | 56.5
93 | DENTON ENERGY CENTER IC C |  | DEC_AGR_C | DENTON | GAS-IC | NORTH | 2018 | 56.5 | 56.5 | 56.5 | 56.5 | 56.5 | 56.5 | 56.5 | 56.5 | 56.5 | 56.5
94 | DENTON ENERGY CENTER IC D |  | DEC_AGR_D | DENTON | GAS-IC | NORTH | 2018 | 56.5 | 56.5 | 56.5 | 56.5 | 56.5 | 56.5 | 56.5 | 56.5 | 56.5 | 56.5
95 | ECTOR COUNTY ENERGY CTG 1 |  | ECEC_G1 | ECTOR | GAS-GT | WEST | 2015 | 170.4 | 170.4 | 170.4 | 170.4 | 170.4 | 170.4 | 170.4 | 170.4 | 170.4 | 170.4
96 | ECTOR COUNTY ENERGY CTG 2 |  | ECEC_G2 | ECTOR | GAS-GT | WEST | 2015 | 170.4 | 170.4 | 170.4 | 170.4 | 170.4 | 170.4 | 170.4 | 170.4 | 170.4 | 170.4
97 | ELK STATION IC 3 |  | AEEC_ELK_3 | HALE | GAS-IC | PANHANDLE | 2016 | 200 | 200 | 200 | 200 | 200 | 200 | 200 | 200 | 200 | 200
98 | ENNIS POWER STATION CTG 2 |  | ETCCS_CT1 | ELLIS | GAS-CC | NORTH | 2002 | 245 | 245 | 245 | 245 | 245 | 245 | 245 | 245 | 245 | 245
99 | ENNIS POWER STATION STG 1 |  | ETCCS_UNIT1 | ELLIS | GAS-CC | NORTH | 2002 | 116 | 116 | 116 | 116 | 116 | 116 | 116 | 116 | 116 | 116
100 | EXTEX LAPORTE GEN STN CTG 1 |  | AZ_AZ_G1 | HARRIS | GAS-GT | HOUSTON | 2009 | 40 | 40 | 40 | 40 | 40 | 40 | 40 | 40 | 40 | 40
101 | EXTEX LAPORTE GEN STN CTG 2 |  | AZ_AZ_G2 | HARRIS | GAS-GT | HOUSTON | 2009 | 40 | 40 | 40 | 40 | 40 | 40 | 40 | 40 | 40 | 40
102 | EXTEX LAPORTE GEN STN CTG 3 |  | AZ_AZ_G3 | HARRIS | GAS-GT | HOUSTON | 2009 | 40 | 40 | 40 | 40 | 40 | 40 | 40 | 40 | 40 | 40
103 | EXTEX LAPORTE GEN STN CTG 4 |  | AZ_AZ_G4 | HARRIS | GAS-GT | HOUSTON | 2009 | 40 | 40 | 40 | 40 | 40 | 40 | 40 | 40 | 40 | 40
104 | FERGUSON REPLACEMENT CTG 1 |  | FERGCC_FERGGT1 | LLANO | GAS-CC | SOUTH | 2014 | 180 | 180 | 180 | 180 | 180 | 180 | 180 | 180 | 180 | 180
105 | FERGUSON REPLACEMENT CTG 2 |  | FERGCC_FERGGT2 | LLANO | GAS-CC | SOUTH | 2014 | 180 | 180 | 180 | 180 | 180 | 180 | 180 | 180 | 180 | 180
106 | FERGUSON REPLACEMENT STG 1 |  | FERGCC_FERGST1 | LLANO | GAS-CC | SOUTH | 2014 | 194 | 194 | 194 | 194 | 194 | 194 | 194 | 194 | 194 | 194
107 | FORNEY ENERGY CENTER CTG 11 |  | FRNYPP_GT11 | KAUFMAN | GAS-CC | NORTH | 2003 | 195 | 195 | 195 | 195 | 195 | 195 | 195 | 195 | 195 | 195
108 | FORNEY ENERGY CENTER CTG 12 |  | FRNYPP_GT12 | KAUFMAN | GAS-CC | NORTH | 2003 | 185 | 185 | 185 | 185 | 185 | 185 | 185 | 185 | 185 | 185
109 | FORNEY ENERGY CENTER CTG 13 |  | FRNYPP_GT13 | KAUFMAN | GAS-CC | NORTH | 2003 | 185 | 185 | 185 | 185 | 185 | 185 | 185 | 185 | 185 | 185
110 | FORNEY ENERGY CENTER CTG 21 |  | FRNYPP_GT21 | KAUFMAN | GAS-CC | NORTH | 2003 | 195 | 195 | 195 | 195 | 195 | 195 | 195 | 195 | 195 | 195
111 | FORNEY ENERGY CENTER CTG 22 |  | FRNYPP_GT22 | KAUFMAN | GAS-CC | NORTH | 2003 | 185 | 185 | 185 | 185 | 185 | 185 | 185 | 185 | 185 | 185
112 | FORNEY ENERGY CENTER CTG 23 |  | FRNYPP_GT23 | KAUFMAN | GAS-CC | NORTH | 2003 | 185 | 185 | 185 | 185 | 185 | 185 | 185 | 185 | 185 | 185
113 | FORNEY ENERGY CENTER STG 10 |  | FRNYPP_ST10 | KAUFMAN | GAS-CC | NORTH | 2003 | 418 | 418 | 418 | 418 | 418 | 418 | 418 | 418 | 418 | 418
114 | FORNEY ENERGY CENTER STG 20 |  | FRNYPP_ST20 | KAUFMAN | GAS-CC | NORTH | 2003 | 418 | 418 | 418 | 418 | 418 | 418 | 418 | 418 | 418 | 418
115 | FREESTONE ENERGY CENTER CTG 1 |  | FREC_GT1 | FREESTONE | GAS-CC | NORTH | 2002 | 160.7 | 160.7 | 160.7 | 160.7 | 160.7 | 160.7 | 160.7 | 160.7 | 160.7 | 160.7
116 | FREESTONE ENERGY CENTER CTG 2 |  | FREC_GT2 | FREESTONE | GAS-CC | NORTH | 2002 | 160.7 | 160.7 | 160.7 | 160.7 | 160.7 | 160.7 | 160.7 | 160.7 | 160.7 | 160.7
117 | FREESTONE ENERGY CENTER CTG 4 |  | FREC_GT4 | FREESTONE | GAS-CC | NORTH | 2002 | 161.1 | 161.1 | 161.1 | 161.1 | 161.1 | 161.1 | 161.1 | 161.1 | 161.1 | 161.1
118 | FREESTONE ENERGY CENTER CTG 5 |  | FREC_GT5 | FREESTONE | GAS-CC | NORTH | 2002 | 161.1 | 161.1 | 161.1 | 161.1 | 161.1 | 161.1 | 161.1 | 161.1 | 161.1 | 161.1
119 | FREESTONE ENERGY CENTER STG 3 |  | FREC_ST3 | FREESTONE | GAS-CC | NORTH | 2002 | 179.8 | 179.8 | 179.8 | 179.8 | 179.8 | 179.8 | 179.8 | 179.8 | 179.8 | 179.8
120 | FREESTONE ENERGY CENTER STG 6 |  | FREC_ST6 | FREESTONE | GAS-CC | NORTH | 2002 | 179.7 | 179.7 | 179.7 | 179.7 | 179.7 | 179.7 | 179.7 | 179.7 | 179.7 | 179.7
121 | FRIENDSWOOD G (FEGC) CTG 1 |  | FEGC_UNIT1 | HARRIS | GAS-GT | HOUSTON | 2018 | 119 | 119 | 119 | 119 | 119 | 119 | 119 | 119 | 119 | 119
122 | GRAHAM STG 1 |  | GRSES_UNIT1 | YOUNG | GAS-ST | WEST | 1960 | 234 | 234 | 234 | 234 | 234 | 234 | 234 | 234 | 234 | 234
123 | GRAHAM STG 2 |  | GRSES_UNIT2 | YOUNG | GAS-ST | WEST | 1969 | 390 | 390 | 390 | 390 | 390 | 390 | 390 | 390 | 390 | 390
124 | GREENS BAYOU CTG 73 |  | GBY_GBYGT73 | HARRIS | GAS-GT | HOUSTON | 1976 | 65 | 65 | 65 | 65 | 65 | 65 | 65 | 65 | 65 | 65
125 | GREENS BAYOU CTG 74 |  | GBY_GBYGT74 | HARRIS | GAS-GT | HOUSTON | 1976 | 65 | 65 | 65 | 65 | 65 | 65 | 65 | 65 | 65 | 65
126 | GREENS BAYOU CTG 81 |  | GBY_GBYGT81 | HARRIS | GAS-GT | HOUSTON | 1976 | 65 | 65 | 65 | 65 | 65 | 65 | 65 | 65 | 65 | 65
127 | GREENS BAYOU CTG 82 |  | GBY_GBYGT82 | HARRIS | GAS-GT | HOUSTON | 1976 | 50 | 50 | 50 | 50 | 50 | 50 | 50 | 50 | 50 | 50
128 | GREENS BAYOU CTG 83 |  | GBY_GBYGT83 | HARRIS | GAS-GT | HOUSTON | 1976 | 65 | 65 | 65 | 65 | 65 | 65 | 65 | 65 | 65 | 65
129 | GREENS BAYOU CTG 84 |  | GBY_GBYGT84 | HARRIS | GAS-GT | HOUSTON | 1976 | 65 | 65 | 65 | 65 | 65 | 65 | 65 | 65 | 65 | 65
130 | GREENVILLE IC ENGINE PLANT IC 1 |  | STEAM_ENGINE_1 | HUNT | GAS-IC | NORTH | 2010 | 8.2 | 8.2 | 8.2 | 8.2 | 8.2 | 8.2 | 8.2 | 8.2 | 8.2 | 8.2
131 | GREENVILLE IC ENGINE PLANT IC 2 |  | STEAM_ENGINE_2 | HUNT | GAS-IC | NORTH | 2010 | 8.2 | 8.2 | 8.2 | 8.2 | 8.2 | 8.2 | 8.2 | 8.2 | 8.2 | 8.2
132 | GREENVILLE IC ENGINE PLANT IC 3 |  | STEAM_ENGINE_3 | HUNT | GAS-IC | NORTH | 2010 | 8.2 | 8.2 | 8.2 | 8.2 | 8.2 | 8.2 | 8.2 | 8.2 | 8.2 | 8.2
133 | GUADALUPE ENERGY CENTER CTG 1 |  | GUADG_GAS1 | GUADALUPE | GAS-CC | SOUTH | 2000 | 167 | 167 | 167 | 167 | 167 | 167 | 167 | 167 | 167 | 167
134 | GUADALUPE ENERGY CENTER CTG 2 |  | GUADG_GAS2 | GUADALUPE | GAS-CC | SOUTH | 2000 | 167 | 167 | 167 | 167 | 167 | 167 | 167 | 167 | 167 | 167
135 | GUADALUPE ENERGY CENTER CTG 3 |  | GUADG_GAS3 | GUADALUPE | GAS-CC | SOUTH | 2000 | 167 | 167 | 167 | 167 | 167 | 167 | 167 | 167 | 167 | 167
136 | GUADALUPE ENERGY CENTER CTG 4 |  | GUADG_GAS4 | GUADALUPE | GAS-CC | SOUTH | 2000 | 167 | 167 | 167 | 167 | 167 | 167 | 167 | 167 | 167 | 167
137 | GUADALUPE ENERGY CENTER STG 5 |  | GUADG_STM5 | GUADALUPE | GAS-CC | SOUTH | 2000 | 203 | 203 | 203 | 203 | 203 | 203 | 203 | 203 | 203 | 203
138 | GUADALUPE ENERGY CENTER STG 6 |  | GUADG_STM6 | GUADALUPE | GAS-CC | SOUTH | 2000 | 203 | 203 | 203 | 203 | 203 | 203 | 203 | 203 | 203 | 203
139 | HANDLEY STG 3 |  | HLSES_UNIT3 | TARRANT | GAS-ST | NORTH | 1963 | 395 | 395 | 395 | 395 | 395 | 395 | 395 | 395 | 395 | 395
140 | HANDLEY STG 4 |  | HLSES_UNIT4 | TARRANT | GAS-ST | NORTH | 1976 | 435 | 435 | 435 | 435 | 435 | 435 | 435 | 435 | 435 | 435
141 | HANDLEY STG 5 |  | HLSES_UNIT5 | TARRANT | GAS-ST | NORTH | 1977 | 435 | 435 | 435 | 435 | 435 | 435 | 435 | 435 | 435 | 435
142 | HAYS ENERGY FACILITY CSG 1 |  | HAYSEN_HAYSENG1 | HAYS | GAS-CC | SOUTH | 2002 | 239 | 239 | 239 | 239 | 239 | 239 | 239 | 239 | 239 | 239
143 | HAYS ENERGY FACILITY CSG 2 | 21INR0527 | HAYSEN_HAYSENG2 | HAYS | GAS-CC | SOUTH | 2002 | 240 | 240 | 240 | 240 | 240 | 240 | 240 | 240 | 240 | 240
144 | HAYS ENERGY FACILITY CSG 3 | 21INR0527 | HAYSEN_HAYSENG3 | HAYS | GAS-CC | SOUTH | 2002 | 242 | 242 | 242 | 242 | 242 | 242 | 242 | 242 | 242 | 242
145 | HAYS ENERGY FACILITY CSG 4 |  | HAYSEN_HAYSENG4 | HAYS | GAS-CC | SOUTH | 2002 | 243 | 243 | 243 | 243 | 243 | 243 | 243 | 243 | 243 | 243
146 | HIDALGO ENERGY CENTER CTG 1 |  | DUKE_DUKE_GT1 | HIDALGO | GAS-CC | SOUTH | 2000 | 150 | 150 | 150 | 150 | 150 | 150 | 150 | 150 | 150 | 150
147 | HIDALGO ENERGY CENTER CTG 2 |  | DUKE_DUKE_GT2 | HIDALGO | GAS-CC | SOUTH | 2000 | 150 | 150 | 150 | 150 | 150 | 150 | 150 | 150 | 150 | 150
148 | HIDALGO ENERGY CENTER STG 1 |  | DUKE_DUKE_ST1 | HIDALGO | GAS-CC | SOUTH | 2000 | 176 | 176 | 176 | 176 | 176 | 176 | 176 | 176 | 176 | 176
149 | JACK COUNTY GEN FACILITY CTG 1 |  | JACKCNTY_CT1 | JACK | GAS-CC | NORTH | 2006 | 160 | 160 | 160 | 160 | 160 | 160 | 160 | 160 | 160 | 160
150 | JACK COUNTY GEN FACILITY CTG 2 |  | JACKCNTY_CT2 | JACK | GAS-CC | NORTH | 2006 | 160 | 160 | 160 | 160 | 160 | 160 | 160 | 160 | 160 | 160
151 | JACK COUNTY GEN FACILITY CTG 3 |  | JCKCNTY2_CT3 | JACK | GAS-CC | NORTH | 2011 | 165 | 165 | 165 | 165 | 165 | 165 | 165 | 165 | 165 | 165
152 | JACK COUNTY GEN FACILITY CTG 4 |  | JCKCNTY2_CT4 | JACK | GAS-CC | NORTH | 2011 | 165 | 165 | 165 | 165 | 165 | 165 | 165 | 165 | 165 | 165
153 | JACK COUNTY GEN FACILITY STG 1 |  | JACKCNTY_STG | JACK | GAS-CC | NORTH | 2006 | 293 | 293 | 293 | 293 | 293 | 293 | 293 | 293 | 293 | 293
154 | JACK COUNTY GEN FACILITY STG 2 |  | JCKCNTY2_ST2 | JACK | GAS-CC | NORTH | 2011 | 310 | 310 | 310 | 310 | 310 | 310 | 310 | 310 | 310 | 310
155 | JOHNSON COUNTY GEN FACILITY CTG 1 |  | TEN_CT1 | JOHNSON | GAS-CC | NORTH | 1997 | 177 | 177 | 177 | 177 | 177 | 177 | 177 | 177 | 177 | 177
156 | JOHNSON COUNTY GEN FACILITY STG 1 |  | TEN_STG | JOHNSON | GAS-CC | NORTH | 1997 | 106 | 106 | 106 | 106 | 106 | 106 | 106 | 106 | 106 | 106
157 | LAKE HUBBARD STG 1 |  | LHSES_UNIT1 | DALLAS | GAS-ST | NORTH | 1970 | 392 | 392 | 392 | 392 | 392 | 392 | 392 | 392 | 392 | 392
158 | LAKE HUBBARD STG 2 |  | LHSES_UNIT2A | DALLAS | GAS-ST | NORTH | 1973 | 523 | 523 | 523 | 523 | 523 | 523 | 523 | 523 | 523 | 523
159 | LAMAR ENERGY CENTER CTG 11 |  | LPCCS_CT11 | LAMAR | GAS-CC | NORTH | 2000 | 186 | 186 | 186 | 186 | 186 | 186 | 186 | 186 | 186 | 186
160 | LAMAR ENERGY CENTER CTG 12 |  | LPCCS_CT12 | LAMAR | GAS-CC | NORTH | 2000 | 178 | 178 | 178 | 178 | 178 | 178 | 178 | 178 | 178 | 178
161 | LAMAR ENERGY CENTER CTG 21 |  | LPCCS_CT21 | LAMAR | GAS-CC | NORTH | 2000 | 178 | 178 | 178 | 178 | 178 | 178 | 178 | 178 | 178 | 178
162 | LAMAR ENERGY CENTER CTG 22 |  | LPCCS_CT22 | LAMAR | GAS-CC | NORTH | 2000 | 186 | 186 | 186 | 186 | 186 | 186 | 186 | 186 | 186 | 186
163 | LAMAR ENERGY CENTER STG 1 |  | LPCCS_UNIT1 | LAMAR | GAS-CC | NORTH | 2000 | 204 | 204 | 204 | 204 | 204 | 204 | 204 | 204 | 204 | 204
164 | LAMAR ENERGY CENTER STG 2 |  | LPCCS_UNIT2 | LAMAR | GAS-CC | NORTH | 2000 | 204 | 204 | 204 | 204 | 204 | 204 | 204 | 204 | 204 | 204
165 | LAREDO CTG 4 |  | LARDVFTN_G4 | WEBB | GAS-GT | SOUTH | 2008 | 97.4 | 97.4 | 97.4 | 97.4 | 97.4 | 97.4 | 97.4 | 97.4 | 97.4 | 97.4
166 | LAREDO CTG 5 |  | LARDVFTN_G5 | WEBB | GAS-GT | SOUTH | 2008 | 94.4 | 94.4 | 94.4 | 94.4 | 94.4 | 94.4 | 94.4 | 94.4 | 94.4 | 94.4
167 | LEON CREEK PEAKER CTG 1 |  | LEON_CRK_LCPCT1 | BEXAR | GAS-GT | SOUTH | 2004 | 46 | 46 | 46 | 46 | 46 | 46 | 46 | 46 | 46 | 46
168 | LEON CREEK PEAKER CTG 2 |  | LEON_CRK_LCPCT2 | BEXAR | GAS-GT | SOUTH | 2004 | 46 | 46 | 46 | 46 | 46 | 46 | 46 | 46 | 46 | 46
169 | LEON CREEK PEAKER CTG 3 |  | LEON_CRK_LCPCT3 | BEXAR | GAS-GT | SOUTH | 2004 | 46 | 46 | 46 | 46 | 46 | 46 | 46 | 46 | 46 | 46
170 | LEON CREEK PEAKER CTG 4 |  | LEON_CRK_LCPCT4 | BEXAR | GAS-GT | SOUTH | 2004 | 46 | 46 | 46 | 46 | 46 | 46 | 46 | 46 | 46 | 46
171 | LOST PINES POWER CTG 1 |  | LOSTPI_LOSTPGT1 | BASTROP | GAS-CC | SOUTH | 2001 | 183 | 183 | 183 | 183 | 183 | 183 | 183 | 183 | 183 | 183
172 | LOST PINES POWER CTG 2 |  | LOSTPI_LOSTPGT2 | BASTROP | GAS-CC | SOUTH | 2001 | 183 | 183 | 183 | 183 | 183 | 183 | 183 | 183 | 183 | 183
173 | LOST PINES POWER STG 1 |  | LOSTPI_LOSTPST1 | BASTROP | GAS-CC | SOUTH | 2001 | 192 | 192 | 192 | 192 | 192 | 192 | 192 | 192 | 192 | 192
174 | MAGIC VALLEY STATION CTG 1 |  | NEDIN_NEDIN_G1 | HIDALGO | GAS-CC | SOUTH | 2001 | 218.6 | 218.6 | 218.6 | 218.6 | 218.6 | 218.6 | 218.6 | 218.6 | 218.6 | 218.6
175 | MAGIC VALLEY STATION CTG 2 |  | NEDIN_NEDIN_G2 | HIDALGO | GAS-CC | SOUTH | 2001 | 218.6 | 218.6 | 218.6 | 218.6 | 218.6 | 218.6 | 218.6 | 218.6 | 218.6 | 218.6
176 | MAGIC VALLEY STATION STG 3 |  | NEDIN_NEDIN_G3 | HIDALGO | GAS-CC | SOUTH | 2001 | 257.9 | 257.9 | 257.9 | 257.9 | 257.9 | 257.9 | 257.9 | 257.9 | 257.9 | 257.9
177 | MIDLOTHIAN ENERGY FACILITY CTG 1 |  | MDANP_CT1 | ELLIS | GAS-CC | NORTH | 2001 | 258 | 258 | 258 | 258 | 258 | 258 | 258 | 258 | 258 | 258
178 | MIDLOTHIAN ENERGY FACILITY CTG 2 |  | MDANP_CT2 | ELLIS | GAS-CC | NORTH | 2001 | 256 | 256 | 256 | 256 | 256 | 256 | 256 | 256 | 256 | 256
179 | MIDLOTHIAN ENERGY FACILITY CTG 3 |  | MDANP_CT3 | ELLIS | GAS-CC | NORTH | 2001 | 255 | 255 | 255 | 255 | 255 | 255 | 255 | 255 | 255 | 255
180 | MIDLOTHIAN ENERGY FACILITY CTG 4 |  | MDANP_CT4 | ELLIS | GAS-CC | NORTH | 2001 | 258 | 258 | 258 | 258 | 258 | 258 | 258 | 258 | 258 | 258
181 | MIDLOTHIAN ENERGY FACILITY CTG 5 |  | MDANP_CT5 | ELLIS | GAS-CC | NORTH | 2002 | 276 | 276 | 276 | 276 | 276 | 276 | 276 | 276 | 276 | 276
182 | MIDLOTHIAN ENERGY FACILITY CTG 6 |  | MDANP_CT6 | ELLIS | GAS-CC | NORTH | 2002 | 278 | 278 | 278 | 278 | 278 | 278 | 278 | 278 | 278 | 278
183 | MORGAN CREEK CTG 1 |  | MGSES_CT1 | MITCHELL | GAS-GT | WEST | 1988 | 82 | 82 | 82 | 82 | 82 | 82 | 82 | 82 | 82 | 82
184 | MORGAN CREEK CTG 2 |  | MGSES_CT2 | MITCHELL | GAS-GT | WEST | 1988 | 80 | 80 | 80 | 80 | 80 | 80 | 80 | 80 | 80 | 80
185 | MORGAN CREEK CTG 3 |  | MGSES_CT3 | MITCHELL | GAS-GT | WEST | 1988 | 80 | 80 | 80 | 80 | 80 | 80 | 80 | 80 | 80 | 80
186 | MORGAN CREEK CTG 4 |  | MGSES_CT4 | MITCHELL | GAS-GT | WEST | 1988 | 81 | 81 | 81 | 81 | 81 | 81 | 81 | 81 | 81 | 81
187 | MORGAN CREEK CTG 5 |  | MGSES_CT5 | MITCHELL | GAS-GT | WEST | 1988 | 80 | 80 | 80 | 80 | 80 | 80 | 80 | 80 | 80 | 80
188 | MORGAN CREEK CTG 6 |  | MGSES_CT6 | MITCHELL | GAS-GT | WEST | 1988 | 82 | 82 | 82 | 82 | 82 | 82 | 82 | 82 | 82 | 82
189 | MOUNTAIN CREEK STG 6 |  | MCSES_UNIT6 | DALLAS | GAS-ST | NORTH | 1956 | 122 | 122 | 122 | 122 | 122 | 122 | 122 | 122 | 122 | 122
190 | MOUNTAIN CREEK STG 7 |  | MCSES_UNIT7 | DALLAS | GAS-ST | NORTH | 1958 | 118 | 118 | 118 | 118 | 118 | 118 | 118 | 118 | 118 | 118
191 | MOUNTAIN CREEK STG 8 |  | MCSES_UNIT8 | DALLAS | GAS-ST | NORTH | 1967 | 568 | 568 | 568 | 568 | 568 | 568 | 568 | 568 | 568 | 568
192 | NUECES BAY REPOWER CTG 8 |  | NUECES_B_NUECESG8 | NUECES | GAS-CC | COASTAL | 2010 | 165 | 165 | 165 | 165 | 165 | 165 | 165 | 165 | 165 | 165
193 | NUECES BAY REPOWER CTG 9 |  | NUECES_B_NUECESG9 | NUECES | GAS-CC | COASTAL | 2010 | 165 | 165 | 165 | 165 | 165 | 165 | 165 | 165 | 165 | 165
194 | NUECES BAY REPOWER STG 7 |  | NUECES_B_NUECESG7 | NUECES | GAS-CC | COASTAL | 1972 | 325 | 325 | 325 | 325 | 325 | 325 | 325 | 325 | 325 | 325
195 | O W SOMMERS STG 1 |  | CALAVERS_OWS1 | BEXAR | GAS-ST | SOUTH | 1972 | 420 | 420 | 420 | 420 | 420 | 420 | 420 | 420 | 420 | 420
196 | O W SOMMERS STG 2 |  | CALAVERS_OWS2 | BEXAR | GAS-ST | SOUTH | 1974 | 410 | 410 | 410 | 410 | 410 | 410 | 410 | 410 | 410 | 410
197 | ODESSA-ECTOR POWER CTG 11 |  | OECCS_CT11 | ECTOR | GAS-CC | WEST | 2001 | 195.2 | 195.2 | 195.2 | 195.2 | 195.2 | 195.2 | 195.2 | 195.2 | 195.2 | 195.2
198 | ODESSA-ECTOR POWER CTG 12 |  | OECCS_CT12 | ECTOR | GAS-CC | WEST | 2001 | 189.1 | 189.1 | 189.1 | 189.1 | 189.1 | 189.1 | 189.1 | 189.1 | 189.1 | 189.1
199 | ODESSA-ECTOR POWER CTG 21 | 20INR0282 | OECCS_CT21 | ECTOR | GAS-CC | WEST | 2001 | 195.2 | 195.2 | 195.2 | 195.2 | 195.2 | 195.2 | 195.2 | 195.2 | 195.2 | 195.2
200 | ODESSA-ECTOR POWER CTG 22 | 20INR0282 | OECCS_CT22 | ECTOR | GAS-CC | WEST | 2001 | 189.1 | 189.1 | 189.1 | 189.1 | 189.1 | 189.1 | 189.1 | 189.1 | 189.1 | 189.1
201 | ODESSA-ECTOR POWER STG 1 |  | OECCS_UNIT1 | ECTOR | GAS-CC | WEST | 2001 | 217 | 217 | 217 | 217 | 217 | 217 | 217 | 217 | 217 | 217
202 | ODESSA-ECTOR POWER STG 2 | 20INR0282 | OECCS_UNIT2 | ECTOR | GAS-CC | WEST | 2001 | 217 | 217 | 217 | 217 | 217 | 217 | 217 | 217 | 217 | 217
203 | PANDA SHERMAN POWER CTG 1 |  | PANDA_S_SHER1CT1 | GRAYSON | GAS-CC | NORTH | 2014 | 223 | 223 | 223 | 223 | 223 | 223 | 223 | 223 | 223 | 223
204 | PANDA SHERMAN POWER CTG 2 |  | PANDA_S_SHER1CT2 | GRAYSON | GAS-CC | NORTH | 2014 | 220 | 220 | 220 | 220 | 220 | 220 | 220 | 220 | 220 | 220
205 | PANDA SHERMAN POWER STG 1 |  | PANDA_S_SHER1ST1 | GRAYSON | GAS-CC | NORTH | 2014 | 312 | 312 | 312 | 312 | 312 | 312 | 312 | 312 | 312 | 312
206 | PANDA TEMPLE I POWER CTG 1 |  | PANDA_T1_TMPL1CT1 | BELL | GAS-CC | NORTH | 2014 | 218.5 | 218.5 | 218.5 | 218.5 | 218.5 | 218.5 | 218.5 | 218.5 | 218.5 | 218.5
207 | PANDA TEMPLE I POWER CTG 2 |  | PANDA_T1_TMPL1CT2 | BELL | GAS-CC | NORTH | 2014 | 218.5 | 218.5 | 218.5 | 218.5 | 218.5 | 218.5 | 218.5 | 218.5 | 218.5 | 218.5
208 | PANDA TEMPLE I POWER STG 1 |  | PANDA_T1_TMPL1ST1 | BELL | GAS-CC | NORTH | 2014 | 333.6 | 333.6 | 333.6 | 333.6 | 333.6 | 333.6 | 333.6 | 333.6 | 333.6 | 333.6
209 | PANDA TEMPLE II POWER CTG 1 |  | PANDA_T2_TMPL2CT1 | BELL | GAS-CC | NORTH | 2015 | 218.5 | 218.5 | 218.5 | 218.5 | 218.5 | 218.5 | 218.5 | 218.5 | 218.5 | 218.5
210 | PANDA TEMPLE II POWER CTG 2 |  | PANDA_T2_TMPL2CT2 | BELL | GAS-CC | NORTH | 2015 | 218.5 | 218.5 | 218.5 | 218.5 | 218.5 | 218.5 | 218.5 | 218.5 | 218.5 | 218.5
211 | PANDA TEMPLE II POWER STG 1 |  | PANDA_T2_TMPL2ST1 | BELL | GAS-CC | NORTH | 2015 | 333.6 | 333.6 | 333.6 | 333.6 | 333.6 | 333.6 | 333.6 | 333.6 | 333.6 | 333.6
212 | PARIS ENERGY CENTER CTG 1 |  | TNSKA_GT1 | LAMAR | GAS-CC | NORTH | 1989 | 87 | 87 | 87 | 87 | 87 | 87 | 87 | 87 | 87 | 87
213 | PARIS ENERGY CENTER CTG 2 |  | TNSKA_GT2 | LAMAR | GAS-CC | NORTH | 1989 | 87 | 87 | 87 | 87 | 87 | 87 | 87 | 87 | 87 | 87
214 | PARIS ENERGY CENTER STG 1 |  | TNSKA_STG | LAMAR | GAS-CC | NORTH | 1990 | 89 | 89 | 89 | 89 | 89 | 89 | 89 | 89 | 89 | 89
215 | PASADENA COGEN FACILITY CTG 2 |  | PSG_PSG_GT2 | HARRIS | GAS-CC | HOUSTON | 2000 | 176 | 176 | 176 | 176 | 176 | 176 | 176 | 176 | 176 | 176
216 | PASADENA COGEN FACILITY CTG 3 |  | PSG_PSG_GT3 | HARRIS | GAS-CC | HOUSTON | 2000 | 176 | 176 | 176 | 176 | 176 | 176 | 176 | 176 | 176 | 176
217 | PASADENA COGEN FACILITY STG 2 |  | PSG_PSG_ST2 | HARRIS | GAS-CC | HOUSTON | 2000 | 169 | 169 | 169 | 169 | 169 | 169 | 169 | 169 | 169 | 169
218 | PEARSALL ENGINE PLANT IC A |  | PEARSAL2_AGR_A | FRIO | GAS-IC | SOUTH | 2012 | 50.6 | 50.6 | 50.6 | 50.6 | 50.6 | 50.6 | 50.6 | 50.6 | 50.6 | 50.6
219 | PEARSALL ENGINE PLANT IC B |  | PEARSAL2_AGR_B | FRIO | GAS-IC | SOUTH | 2012 | 50.6 | 50.6 | 50.6 | 50.6 | 50.6 | 50.6 | 50.6 | 50.6 | 50.6 | 50.6
220 | PEARSALL ENGINE PLANT IC C |  | PEARSAL2_AGR_C | FRIO | GAS-IC | SOUTH | 2012 | 50.6 | 50.6 | 50.6 | 50.6 | 50.6 | 50.6 | 50.6 | 50.6 | 50.6 | 50.6
221 | PEARSALL ENGINE PLANT IC D |  | PEARSAL2_AGR_D | FRIO | GAS-IC | SOUTH | 2012 | 50.6 | 50.6 | 50.6 | 50.6 | 50.6 | 50.6 | 50.6 | 50.6 | 50.6 | 50.6
222 | PERMIAN BASIN CTG 1 |  | PB2SES_CT1 | WARD | GAS-GT | WEST | 1988 | 79 | 79 | 79 | 79 | 79 | 79 | 79 | 79 | 79 | 79
223 | PERMIAN BASIN CTG 2 |  | PB2SES_CT2 | WARD | GAS-GT | WEST | 1988 | 76 | 76 | 76 | 76 | 76 | 76 | 76 | 76 | 76 | 76
224 | PERMIAN BASIN CTG 3 |  | PB2SES_CT3 | WARD | GAS-GT | WEST | 1988 | 78 | 78 | 78 | 78 | 78 | 78 | 78 | 78 | 78 | 78
225 | PERMIAN BASIN CTG 4 |  | PB2SES_CT4 | WARD | GAS-GT | WEST | 1990 | 75 | 75 | 75 | 75 | 75 | 75 | 75 | 75 | 75 | 75
226 | PERMIAN BASIN CTG 5 |  | PB2SES_CT5 | WARD | GAS-GT | WEST | 1990 | 79 | 79 | 79 | 79 | 79 | 79 | 79 | 79 | 79 | 79
227 | PHR PEAKERS (BAC) CTG 1 |  | BAC_CTG1 | GALVESTON | GAS-GT | HOUSTON | 2018 | 65 | 65 | 65 | 65 | 65 | 65 | 65 | 65 | 65 | 65
228 | PHR PEAKERS (BAC) CTG 2 |  | BAC_CTG2 | GALVESTON | GAS-GT | HOUSTON | 2018 | 65 | 65 | 65 | 65 | 65 | 65 | 65 | 65 | 65 | 65
229 | PHR PEAKERS (BAC) CTG 3 |  | BAC_CTG3 | GALVESTON | GAS-GT | HOUSTON | 2018 | 65 | 65 | 65 | 65 | 65 | 65 | 65 | 65 | 65 | 65
230 | PHR PEAKERS (BAC) CTG 4 |  | BAC_CTG4 | GALVESTON | GAS-GT | HOUSTON | 2018 | 65 | 65 | 65 | 65 | 65 | 65 | 65 | 65 | 65 | 65
231 | PHR PEAKERS (BAC) CTG 5 |  | BAC_CTG5 | GALVESTON | GAS-GT | HOUSTON | 2018 | 64 | 64 | 64 | 64 | 64 | 64 | 64 | 64 | 64 | 64
232 | PHR PEAKERS (BAC) CTG 6 |  | BAC_CTG6 | GALVESTON | GAS-GT | HOUSTON | 2018 | 65 | 65 | 65 | 65 | 65 | 65 | 65 | 65 | 65 | 65
233 | POWERLANE PLANT STG 1 |  | STEAM1A_STEAM_1 | HUNT | GAS-ST | NORTH | 1966 | 17.5 | 17.5 | 17.5 | 17.5 | 17.5 | 17.5 | 17.5 | 17.5 | 17.5 | 17.5
234 | POWERLANE PLANT STG 2 |  | STEAM_STEAM_2 | HUNT | GAS-ST | NORTH | 1967 | 23.5 | 23.5 | 23.5 | 23.5 | 23.5 | 23.5 | 23.5 | 23.5 | 23.5 | 23.5
235 | POWERLANE PLANT STG 3 |  | STEAM_STEAM_3 | HUNT | GAS-ST | NORTH | 1978 | 39.5 | 39.5 | 39.5 | 39.5 | 39.5 | 39.5 | 39.5 | 39.5 | 39.5 | 39.5
236 | QUAIL RUN ENERGY CTG 1 |  | QALSW_GT1 | ECTOR | GAS-CC | WEST | 2007 | 84 | 84 | 84 | 84 | 84 | 84 | 84 | 84 | 84 | 84
237 | QUAIL RUN ENERGY CTG 2 |  | QALSW_GT2 | ECTOR | GAS-CC | WEST | 2007 | 86 | 86 | 86 | 86 | 86 | 86 | 86 | 86 | 86 | 86
238 | QUAIL RUN ENERGY CTG 3 |  | QALSW_GT3 | ECTOR | GAS-CC | WEST | 2008 | 81 | 81 | 81 | 81 | 81 | 81 | 81 | 81 | 81 | 81
239 | QUAIL RUN ENERGY CTG 4 |  | QALSW_GT4 | ECTOR | GAS-CC | WEST | 2008 | 81 | 81 | 81 | 81 | 81 | 81 | 81 | 81 | 81 | 81
240 | QUAIL RUN ENERGY STG 1 |  | QALSW_STG1 | ECTOR | GAS-CC | WEST | 2007 | 98 | 98 | 98 | 98 | 98 | 98 | 98 | 98 | 98 | 98
241 | QUAIL RUN ENERGY STG 2 |  | QALSW_STG2 | ECTOR | GAS-CC | WEST | 2008 | 98 | 98 | 98 | 98 | 98 | 98 | 98 | 98 | 98 | 98
242 | R W MILLER CTG 4 |  | MIL_MILLERG4 | PALO PINTO | GAS-GT | NORTH | 1994 | 115 | 115 | 115 | 115 | 115 | 115 | 115 | 115 | 115 | 115
243 | R W MILLER CTG 5 |  | MIL_MILLERG5 | PALO PINTO | GAS-GT | NORTH | 1994 | 115 | 115 | 115 | 115 | 115 | 115 | 115 | 115 | 115 | 115
244 | R W MILLER STG 1 |  | MIL_MILLERG1 | PALO PINTO | GAS-ST | NORTH | 1968 | 75 | 75 | 75 | 75 | 75 | 75 | 75 | 75 | 75 | 75
245 | R W MILLER STG 2 |  | MIL_MILLERG2 | PALO PINTO | GAS-ST | NORTH | 1972 | 120 | 120 | 120 | 120 | 120 | 120 | 120 | 120 | 120 | 120
246 | R W MILLER STG 3 |  | MIL_MILLERG3 | PALO PINTO | GAS-ST | NORTH | 1975 | 208 | 208 | 208 | 208 | 208 | 208 | 208 | 208 | 208 | 208
247 | RAY OLINGER CTG 4 |  | OLINGR_OLING_4 | COLLIN | GAS-GT | NORTH | 2001 | 84 | 84 | 84 | 84 | 84 | 84 | 84 | 84 | 84 | 84
248 | RAY OLINGER STG 1 |  | OLINGR_OLING_1 | COLLIN | GAS-ST | NORTH | 1967 | 78 | 78 | 78 | 78 | 78 | 78 | 78 | 78 | 78 | 78
249 | RAY OLINGER STG 2 |  | OLINGR_OLING_2 | COLLIN | GAS-ST | NORTH | 1971 | 107 | 107 | 107 | 107 | 107 | 107 | 107 | 107 | 107 | 107
250 | RAY OLINGER STG 3 |  | OLINGR_OLING_3 | COLLIN | GAS-ST | NORTH | 1975 | 146 | 146 | 146 | 146 | 146 | 146 | 146 | 146 | 146 | 146
251 | REDGATE IC A |  | REDGATE_AGR_A | HIDALGO | GAS-IC | SOUTH | 2016 | 56.3 | 56.3 | 56.3 | 56.3 | 56.3 | 56.3 | 56.3 | 56.3 | 56.3 | 56.3
252 | REDGATE IC B |  | REDGATE_AGR_B | HIDALGO | GAS-IC | SOUTH | 2016 | 56.3 | 56.3 | 56.3 | 56.3 | 56.3 | 56.3 | 56.3 | 56.3 | 56.3 | 56.3
253 | REDGATE IC C |  | REDGATE_AGR_C | HIDALGO | GAS-IC | SOUTH | 2016 | 56.3 | 56.3 | 56.3 | 56.3 | 56.3 | 56.3 | 56.3 | 56.3 | 56.3 | 56.3
254 | REDGATE IC D |  | REDGATE_AGR_D | HIDALGO | GAS-IC | SOUTH | 2016 | 56.3 | 56.3 | 56.3 | 56.3 | 56.3 | 56.3 | 56.3 | 56.3 | 56.3 | 56.3
255 | RIO NOGALES POWER CTG 1 |  | RIONOG_CT1 | GUADALUPE | GAS-CC | SOUTH | 2002 | 183 | 183 | 183 | 183 | 183 | 183 | 183 | 183 | 183 | 183
256 | RIO NOGALES POWER CTG 2 | 21INR0328 | RIONOG_CT2 | GUADALUPE | GAS-CC | SOUTH | 2002 | 183 | 183 | 183 | 183 | 183 | 183 | 183 | 183 | 183 | 183
257 | RIO NOGALES POWER CTG 3 |  | RIONOG_CT3 | GUADALUPE | GAS-CC | SOUTH | 2002 | 183 | 183 | 183 | 183 | 183 | 183 | 183 | 183 | 183 | 183
258 | RIO NOGALES POWER STG 4 |  | RIONOG_ST1 | GUADALUPE | GAS-CC | SOUTH | 2002 | 308 | 308 | 308 | 308 | 308 | 308 | 308 | 308 | 308 | 308
259 | SAM RAYBURN POWER CTG 7 |  | RAYBURN_RAYBURG7 | VICTORIA | GAS-CC | SOUTH | 2003 | 50 | 50 | 50 | 50 | 50 | 50 | 50 | 50 | 50 | 50
260 | SAM RAYBURN POWER CTG 8 |  | RAYBURN_RAYBURG8 | VICTORIA | GAS-CC | SOUTH | 2003 | 51 | 51 | 51 | 51 | 51 | 51 | 51 | 51 | 51 | 51
261 | SAM RAYBURN POWER CTG 9 |  | RAYBURN_RAYBURG9 | VICTORIA | GAS-CC | SOUTH | 2003 | 50 | 50 | 50 | 50 | 50 | 50 | 50 | 50 | 50 | 50
262 | SAM RAYBURN POWER STG 10 |  | RAYBURN_RAYBURG10 | VICTORIA | GAS-CC | SOUTH | 2003 | 40 | 40 | 40 | 40 | 40 | 40 | 40 | 40 | 40 | 40
263 | SAN JACINTO SES CTG 1 |  | SJS_SJS_G1 | HARRIS | GAS-GT | HOUSTON | 1995 | 87 | 87 | 87 | 87 | 87 | 87 | 87 | 87 | 87 | 87
264 | SAN JACINTO SES CTG 2 |  | SJS_SJS_G2 | HARRIS | GAS-GT | HOUSTON | 1995 | 87 | 87 | 87 | 87 | 87 | 87 | 87 | 87 | 87 | 87
265 | SANDHILL ENERGY CENTER CTG 1 |  | SANDHSYD_SH1 | TRAVIS | GAS-GT | SOUTH | 2001 | 48 | 48 | 48 | 48 | 48 | 48 | 48 | 48 | 48 | 48
266 | SANDHILL ENERGY CENTER CTG 2 |  | SANDHSYD_SH2 | TRAVIS | GAS-GT | SOUTH | 2001 | 48 | 48 | 48 | 48 | 48 | 48 | 48 | 48 | 48 | 48
267 | SANDHILL ENERGY CENTER CTG 3 |  | SANDHSYD_SH3 | TRAVIS | GAS-GT | SOUTH | 2001 | 48 | 48 | 48 | 48 | 48 | 48 | 48 | 48 | 48 | 48
268 | SANDHILL ENERGY CENTER CTG 4 |  | SANDHSYD_SH4 | TRAVIS | GAS-GT | SOUTH | 2001 | 48 | 48 | 48 | 48 | 48 | 48 | 48 | 48 | 48 | 48
269 | SANDHILL ENERGY CENTER CTG 5A |  | SANDHSYD_SH_5A | TRAVIS | GAS-CC | SOUTH | 2004 | 175 | 175 | 175 | 175 | 175 | 175 | 175 | 175 | 175 | 175
270 | SANDHILL ENERGY CENTER CTG 6 |  | SANDHSYD_SH6 | TRAVIS | GAS-GT | SOUTH | 2010 | 48 | 48 | 48 | 48 | 48 | 48 | 48 | 48 | 48 | 48
271 | SANDHILL ENERGY CENTER CTG 7 |  | SANDHSYD_SH7 | TRAVIS | GAS-GT | SOUTH | 2010 | 48 | 48 | 48 | 48 | 48 | 48 | 48 | 48 | 48 | 48
272 | SANDHILL ENERGY CENTER STG 5C |  | SANDHSYD_SH_5C | TRAVIS | GAS-CC | SOUTH | 2004 | 150 | 150 | 150 | 150 | 150 | 150 | 150 | 150 | 150 | 150
273 | SILAS RAY CTG 10 |  | SILASRAY_SILAS_10 | CAMERON | GAS-GT | COASTAL | 2004 | 46 | 46 | 46 | 46 | 46 | 46 | 46 | 46 | 46 | 46
274 | SILAS RAY POWER CTG 9 |  | SILASRAY_SILAS_9 | CAMERON | GAS-CC | COASTAL | 1996 | 49 | 49 | 49 | 49 | 49 | 49 | 49 | 49 | 49 | 49
275 | SILAS RAY POWER STG 6 |  | SILASRAY_SILAS_6 | CAMERON | GAS-CC | COASTAL | 1962 | 21 | 21 | 21 | 21 | 21 | 21 | 21 | 21 | 21 | 21
276 | SIM GIDEON STG 1 |  | GIDEON_GIDEONG1 | BASTROP | GAS-ST | SOUTH | 1965 | 130 | 130 | 130 | 130 | 130 | 130 | 130 | 130 | 130 | 130
277 | SIM GIDEON STG 2 |  | GIDEON_GIDEONG2 | BASTROP | GAS-ST | SOUTH | 1968 | 135 | 135 | 135 | 135 | 135 | 135 | 135 | 135 | 135 | 135
278 | SIM GIDEON STG 3 |  | GIDEON_GIDEONG3 | BASTROP | GAS-ST | SOUTH | 1972 | 340 | 340 | 340 | 340 | 340 | 340 | 340 | 340 | 340 | 340
279 | SKY GLOBAL POWER ONE IC A |  | SKY1_SKY1A | COLORADO | GAS-IC | SOUTH | 2016 | 26.7 | 26.7 | 26.7 | 26.7 | 26.7 | 26.7 | 26.7 | 26.7 | 26.7 | 26.7
280 | SKY GLOBAL POWER ONE IC B |  | SKY1_SKY1B | COLORADO | GAS-IC | SOUTH | 2016 | 26.7 | 26.7 | 26.7 | 26.7 | 26.7 | 26.7 | 26.7 | 26.7 | 26.7 | 26.7
281 | STRYKER CREEK STG 1 |  | SCSES_UNIT1A | CHEROKEE | GAS-ST | NORTH | 1958 | 167 | 167 | 167 | 167 | 167 | 167 | 167 | 167 | 167 | 167
282 | STRYKER CREEK STG 2 |  | SCSES_UNIT2 | CHEROKEE | GAS-ST | NORTH | 1965 | 502 | 502 | 502 | 502 | 502 | 502 | 502 | 502 | 502 | 502
283 | T H WHARTON CTG 1 |  | THW_THWGT_1 | HARRIS | GAS-GT | HOUSTON | 1967 | 16 | 16 | 16 | 16 | 16 | 16 | 16 | 16 | 16 | 16
284 | T H WHARTON POWER CTG 31 |  | THW_THWGT31 | HARRIS | GAS-CC | HOUSTON | 1972 | 69 | 69 | 69 | 69 | 69 | 69 | 69 | 69 | 69 | 69
285 | T H WHARTON POWER CTG 32 |  | THW_THWGT32 | HARRIS | GAS-CC | HOUSTON | 1972 | 69 | 69 | 69 | 69 | 69 | 69 | 69 | 69 | 69 | 69
286 | T H WHARTON POWER CTG 33 |  | THW_THWGT33 | HARRIS | GAS-CC | HOUSTON | 1972 | 69 | 69 | 69 | 69 | 69 | 69 | 69 | 69 | 69 | 69
287 | T H WHARTON POWER CTG 34 |  | THW_THWGT34 | HARRIS | GAS-CC | HOUSTON | 1972 | 69 | 69 | 69 | 69 | 69 | 69 | 69 | 69 | 69 | 69
288 | T H WHARTON POWER CTG 41 |  | THW_THWGT41 | HARRIS | GAS-CC | HOUSTON | 1972 | 69 | 69 | 69 | 69 | 69 | 69 | 69 | 69 | 69 | 69
289 | T H WHARTON POWER CTG 42 |  | THW_THWGT42 | HARRIS | GAS-CC | HOUSTON | 1972 | 69 | 69 | 69 | 69 | 69 | 69 | 69 | 69 | 69 | 69
290 | T H WHARTON POWER CTG 43 |  | THW_THWGT43 | HARRIS | GAS-CC | HOUSTON | 1974 | 69 | 69 | 69 | 69 | 69 | 69 | 69 | 69 | 69 | 69
291 | T H WHARTON POWER CTG 44 |  | THW_THWGT44 | HARRIS | GAS-CC | HOUSTON | 1974 | 69 | 69 | 69 | 69 | 69 | 69 | 69 | 69 | 69 | 69
292 | T H WHARTON POWER CTG 51 |  | THW_THWGT51 | HARRIS | GAS-GT | HOUSTON | 1975 | 65 | 65 | 65 | 65 | 65 | 65 | 65 | 65 | 65 | 65
293 | T H WHARTON POWER CTG 52 |  | THW_THWGT52 | HARRIS | GAS-GT | HOUSTON | 1975 | 65 | 65 | 65 | 65 | 65 | 65 | 65 | 65 | 65 | 65
294 | T H WHARTON POWER CTG 53 |  | THW_THWGT53 | HARRIS | GAS-GT | HOUSTON | 1975 | 65 | 65 | 65 | 65 | 65 | 65 | 65 | 65 | 65 | 65
295 | T H WHARTON POWER CTG 54 |  | THW_THWGT54 | HARRIS | GAS-GT | HOUSTON | 1975 | 65 | 65 | 65 | 65 | 65 | 65 | 65 | 65 | 65 | 65
296 | T H WHARTON POWER CTG 55 |  | THW_THWGT55 | HARRIS | GAS-GT | HOUSTON | 1975 | 65 | 65 | 65 | 65 | 65 | 65 | 65 | 65 | 65 | 65
297 | T H WHARTON POWER CTG 56 |  | THW_THWGT56 | HARRIS | GAS-GT | HOUSTON | 1975 | 65 | 65 | 65 | 65 | 65 | 65 | 65 | 65 | 65 | 65
298 | T H WHARTON POWER STG 3 |  | THW_THWST_3 | HARRIS | GAS-CC | HOUSTON | 1974 | 110 | 110 | 110 | 110 | 110 | 110 | 110 | 110 | 110 | 110
299 | T H WHARTON POWER STG 4 |  | THW_THWST_4 | HARRIS | GAS-CC | HOUSTON | 1974 | 110 | 110 | 110 | 110 | 110 | 110 | 110 | 110 | 110 | 110
300 | TEXAS CITY POWER CTG A |  | TXCTY_CTA | GALVESTON | GAS-CC | HOUSTON | 2000 | 102.4 | 102.4 | 102.4 | 102.4 | 102.4 | 102.4 | 102.4 | 102.4 | 102.4 | 102.4
301 | TEXAS CITY POWER CTG B |  | TXCTY_CTB | GALVESTON | GAS-CC | HOUSTON | 2000 | 102.4 | 102.4 | 102.4 | 102.4 | 102.4 | 102.4 | 102.4 | 102.4 | 102.4 | 102.4
302 | TEXAS CITY POWER CTG C |  | TXCTY_CTC | GALVESTON | GAS-CC | HOUSTON | 2000 | 102.4 | 102.4 | 102.4 | 102.4 | 102.4 | 102.4 | 102.4 | 102.4 | 102.4 | 102.4
303 | TEXAS CITY POWER STG |  | TXCTY_ST | GALVESTON | GAS-CC | HOUSTON | 2000 | 131.5 | 131.5 | 131.5 | 131.5 | 131.5 | 131.5 | 131.5 | 131.5 | 131.5 | 131.5
304 | TRINIDAD STG 6 (RETIRING ON 4/29/21, RMR STUDY PENDING) |  | TRSES_UNIT6 | HENDERSON | GAS-ST | NORTH | 1965 | 235 | 235 | 235 | 235 | 235 | 235 | 235 | 235 | 235 | 235
305 | V H BRAUNIG CTG 5 |  | BRAUNIG_VHB6CT5 | BEXAR | GAS-GT | SOUTH | 2009 | 48 | 48 | 48 | 48 | 48 | 48 | 48 | 48 | 48 | 48
306 | V H BRAUNIG CTG 6 |  | BRAUNIG_VHB6CT6 | BEXAR | GAS-GT | SOUTH | 2009 | 48 | 48 | 48 | 48 | 48 | 48 | 48 | 48 | 48 | 48
307 | V H BRAUNIG CTG 7 |  | BRAUNIG_VHB6CT7 | BEXAR | GAS-GT | SOUTH | 2009 | 48 | 48 | 48 | 48 | 48 | 48 | 48 | 48 | 48 | 48
308 | V H BRAUNIG CTG 8 |  | BRAUNIG_VHB6CT8 | BEXAR | GAS-GT | SOUTH | 2009 | 47 | 47 | 47 | 47 | 47 | 47 | 47 | 47 | 47 | 47
309 | V H BRAUNIG STG 1 |  | BRAUNIG_VHB1 | BEXAR | GAS-ST | SOUTH | 1966 | 217 | 217 | 217 | 217 | 217 | 217 | 217 | 217 | 217 | 217
310 | V H BRAUNIG STG 2 |  | BRAUNIG_VHB2 | BEXAR | GAS-ST | SOUTH | 1968 | 230 | 230 | 230 | 230 | 230 | 230 | 230 | 230 | 230 | 230
311 | V H BRAUNIG STG 3 |  | BRAUNIG_VHB3 | BEXAR | GAS-ST | SOUTH | 1970 | 412 | 412 | 412 | 412 | 412 | 412 | 412 | 412 | 412 | 412
312 | VICTORIA CITY (CITYVICT) CTG 1 |  | CITYVICT_CTG01 | VICTORIA | GAS-GT | SOUTH | 2020 | 49.8 | 49.8 | 49.8 | 49.8 | 49.8 | 49.8 | 49.8 | 49.8 | 49.8 | 49.8
313 | VICTORIA CITY (CITYVICT) CTG 2 |  | CITYVICT_CTG02 | VICTORIA | GAS-GT | SOUTH | 2020 | 49.8 | 49.8 | 49.8 | 49.8 | 49.8 | 49.8 | 49.8 | 49.8 | 49.8 | 49.8
314 | VICTORIA PORT (VICTPORT) CTG 1 |  | VICTPORT_CTG01 | VICTORIA | GAS-GT | SOUTH | 2019 | 49.8 | 49.8 | 49.8 | 49.8 | 49.8 | 49.8 | 49.8 | 49.8 | 49.8 | 49.8
315 | VICTORIA PORT (VICTPORT) CTG 2 |  | VICTPORT_CTG02 | VICTORIA | GAS-GT | SOUTH | 2019 | 49.8 | 49.8 | 49.8 | 49.8 | 49.8 | 49.8 | 49.8 | 49.8 | 49.8 | 49.8
316 | VICTORIA POWER CTG 6 |  | VICTORIA_VICTORG6 | VICTORIA | GAS-CC | SOUTH | 2009 | 171 | 171 | 171 | 171 | 171 | 171 | 171 | 171 | 171 | 171
317 | VICTORIA POWER STG 5 |  | VICTORIA_VICTORG5 | VICTORIA | GAS-CC | SOUTH | 1963 | 132 | 132 | 132 | 132 | 132 | 132 | 132 | 132 | 132 | 132
318 | W A PARISH CTG 1 |  | WAP_WAPGT_1 | FORT BEND | GAS-GT | HOUSTON | 1967 | 13 | 13 | 13 | 13 | 13 | 13 | 13 | 13 | 13 | 13
319 | W A PARISH STG 1 |  | WAP_WAP_G1 | FORT BEND | GAS-ST | HOUSTON | 1958 | 169 | 169 | 169 | 169 | 169 | 169 | 169 | 169 | 169 | 169
320 | W A PARISH STG 2 |  | WAP_WAP_G2 | FORT BEND | GAS-ST | HOUSTON | 1958 | 169 | 169 | 169 | 169 | 169 | 169 | 169 | 169 | 169 | 169
321 | W A PARISH STG 3 |  | WAP_WAP_G3 | FORT BEND | GAS-ST | HOUSTON | 1961 | 258 | 258 | 258 | 258 | 258 | 258 | 258 | 258 | 258 | 258
322 | W A PARISH STG 4 |  | WAP_WAP_G4 | FORT BEND | GAS-ST | HOUSTON | 1968 | 552 | 552 | 552 | 552 | 552 | 552 | 552 | 552 | 552 | 552
323 | WICHITA FALLS CTG 1 |  | WFCOGEN_UNIT1 | WICHITA | GAS-CC | WEST | 1987 | 20 | 20 | 20 | 20 | 20 | 20 | 20 | 20 | 20 | 20
324 | WICHITA FALLS CTG 2 |  | WFCOGEN_UNIT2 | WICHITA | GAS-CC | WEST | 1987 | 20 | 20 | 20 | 20 | 20 | 20 | 20 | 20 | 20 | 20
325 | WICHITA FALLS CTG 3 |  | WFCOGEN_UNIT3 | WICHITA | GAS-CC | WEST | 1987 | 20 | 20 | 20 | 20 | 20 | 20 | 20 | 20 | 20 | 20
326 | WICHITA FALLS STG 4 |  | WFCOGEN_UNIT4 | WICHITA | GAS-CC | WEST | 1987 | 16 | 16 | 16 | 16 | 16 | 16 | 16 | 16 | 16 | 16
327 | WINCHESTER POWER PARK CTG 1 |  | WIPOPA_WPP_G1 | FAYETTE | GAS-GT | SOUTH | 2009 | 46 | 46 | 46 | 46 | 46 | 46 | 46 | 46 | 46 | 46
328 | WINCHESTER POWER PARK CTG 2 |  | WIPOPA_WPP_G2 | FAYETTE | GAS-GT | SOUTH | 2009 | 46 | 46 | 46 | 46 | 46 | 46 | 46 | 46 | 46 | 46
329 | WINCHESTER POWER PARK CTG 3 |  | WIPOPA_WPP_G3 | FAYETTE | GAS-GT | SOUTH | 2009 | 46 | 46 | 46 | 46 | 46 | 46 | 46 | 46 | 46 | 46
330 | WINCHESTER POWER PARK CTG 4 |  | WIPOPA_WPP_G4 | FAYETTE | GAS-GT | SOUTH | 2009 | 46 | 46 | 46 | 46 | 46 | 46 | 46 | 46 | 46 | 46
331 | WISE-TRACTEBEL POWER CTG 1 | 20INR0286 | WCPP_CT1 | WISE | GAS-CC | NORTH | 2004 | 263.8 | 263.8 | 263.8 | 263.8 | 263.8 | 263.8 | 263.8 | 263.8 | 263.8 | 263.8
332 | WISE-TRACTEBEL POWER CTG 2 | 20INR0286 | WCPP_CT2 | WISE | GAS-CC | NORTH | 2004 | 263.8 | 263.8 | 263.8 | 263.8 | 263.8 | 263.8 | 263.8 | 263.8 | 263.8 | 263.8
333 | WISE-TRACTEBEL POWER STG 1 | 20INR0286 | WCPP_ST1 | WISE | GAS-CC | NORTH | 2004 | 298 | 298 | 298 | 298 | 298 | 298 | 298 | 298 | 298 | 298
334 | WOLF HOLLOW 2 CTG 4 | 18INR0076 | WHCCS2_CT4 | HOOD | GAS-CC | NORTH | 2017 | 353.3 | 353.3 | 353.3 | 353.3 | 353.3 | 353.3 | 353.3 | 353.3 | 353.3 | 353.3
335 | WOLF HOLLOW 2 CTG 5 | 18INR0076 | WHCCS2_CT5 | HOOD | GAS-CC | NORTH | 2017 | 354.6 | 354.6 | 354.6 | 354.6 | 354.6 | 354.6 | 354.6 | 354.6 | 354.6 | 354.6
336 | WOLF HOLLOW 2 STG 6 | 18INR0076 | WHCCS2_STG6 | HOOD | GAS-CC | NORTH | 2017 | 485.1 | 485.1 | 485.1 | 485.1 | 485.1 | 485.1 | 485.1 | 485.1 | 485.1 | 485.1
337 | WOLF HOLLOW POWER CTG 1 |  | WHCCS_CT1 | HOOD | GAS-CC | NORTH | 2002 | 240.4 | 240.4 | 240.4 | 240.4 | 240.4 | 240.4 | 240.4 | 240.4 | 240.4 | 240.4
338 | WOLF HOLLOW POWER CTG 2 |  | WHCCS_CT2 | HOOD | GAS-CC | NORTH | 2002 | 235.4 | 235.4 | 235.4 | 235.4 | 235.4 | 235.4 | 235.4 | 235.4 | 235.4 | 235.4
339 | WOLF HOLLOW POWER STG |  | WHCCS_STG | HOOD | GAS-CC | NORTH | 2002 | 269 | 269 | 269 | 269 | 269 | 269 | 269 | 269 | 269 | 269
340 | BIOENERGY AUSTIN WALZEM RD LFG |  | DG_WALZE_4UNITS | BEXAR | BIOMASS | SOUTH | 2002 | 9.8 | 9.8 | 9.8 | 9.8 | 9.8 | 9.8 | 9.8 | 9.8 | 9.8 | 9.8
341 | BIOENERGY TEXAS COVEL GARDENS LFG |  | DG_MEDIN_1UNIT | BEXAR | BIOMASS | SOUTH | 2005 | 9.6 | 9.6 | 9.6 | 9.6 | 9.6 | 9.6 | 9.6 | 9.6 | 9.6 | 9.6
342 | FARMERS BRANCH LANDFILL GAS TO ENERGY |  | DG_HBR_2UNITS | DENTON | BIOMASS | NORTH | 2011 | 3.2 | 3.2 | 3.2 | 3.2 | 3.2 | 3.2 | 3.2 | 3.2 | 3.2 | 3.2
343 | GRAND PRAIRIE LFG |  | DG_TRIRA_1UNIT | DALLAS | BIOMASS | NORTH | 2015 | 4 | 4 | 4 | 4 | 4 | 4 | 4 | 4 | 4 | 4
344 | NELSON GARDENS LFG |  | DG_78252_4UNITS | BEXAR | BIOMASS | SOUTH | 2013 | 4.2 | 4.2 | 4.2 | 4.2 | 4.2 | 4.2 | 4.2 | 4.2 | 4.2 | 4.2
345 | SKYLINE LFG |  | DG_FERIS_4 UNITS | DALLAS | BIOMASS | NORTH | 2007 | 6.4 | 6.4 | 6.4 | 6.4 | 6.4 | 6.4 | 6.4 | 6.4 | 6.4 | 6.4
346 | WM RENEWABLE-AUSTIN LFG |  | DG_SPRIN_4UNITS | TRAVIS | BIOMASS | SOUTH | 2007 | 6.4 | 6.4 | 6.4 | 6.4 | 6.4 | 6.4 | 6.4 | 6.4 | 6.4 | 6.4
347 | WM RENEWABLE-BIOENERGY PARTNERS LFG |  | DG_BIOE_2UNITS | DENTON | BIOMASS | NORTH | 1988 | 6.2 | 6.2 | 6.2 | 6.2 | 6.2 | 6.2 | 6.2 | 6.2 | 6.2 | 6.2
348 | WM RENEWABLE-DFW GAS RECOVERY LFG |  | DG_BIO2_4UNITS | DENTON | BIOMASS | NORTH | 2009 | 6.4 | 6.4 | 6.4 | 6.4 | 6.4 | 6.4 | 6.4 | 6.4 | 6.4 | 6.4
349 | WM RENEWABLE-MESQUITE CREEK LFG |  | DG_FREIH_2UNITS | COMAL | BIOMASS | SOUTH | 2011 | 3.2 | 3.2 | 3.2 | 3.2 | 3.2 | 3.2 | 3.2 | 3.2 | 3.2 | 3.2
350 | WM RENEWABLE-WESTSIDE LFG |  | DG_WSTHL_3UNITS | PARKER | BIOMASS | NORTH | 2010 | 4.8 | 4.8 | 4.8 | 4.8 | 4.8 | 4.8 | 4.8 | 4.8 | 4.8 | 4.8
351 | Operational Capacity Total (Nuclear, Coal, Gas, Biomass) | [6 empty] | 67113.9 | 67113.9 | 67113.9 | 67113.9 | 67113.9 | 67113.9 | 67113.9 | 67113.9 | 67113.9 | 67113.9
352
353 | Operational Resources (Hydro)
354 | AMISTAD HYDRO 1 |  | AMISTAD_AMISTAG1 | VAL VERDE | HYDRO | WEST | 1983 | 37.9 | 37.9 | 37.9 | 37.9 | 37.9 | 37.9 | 37.9 | 37.9 | 37.9 | 37.9
355 | AMISTAD HYDRO 2 |  | AMISTAD_AMISTAG2 | VAL VERDE | HYDRO | WEST | 1983 | 37.9 | 37.9 | 37.9 | 37.9 | 37.9 | 37.9 | 37.9 | 37.9 | 37.9 | 37.9
356 | AUSTIN HYDRO 1 |  | AUSTPL_AUSTING1 | TRAVIS | HYDRO | SOUTH | 1940 | 8 | 8 | 8 | 8 | 8 | 8 | 8 | 8 | 8 | 8
357 | AUSTIN HYDRO 2 |  | AUSTPL_AUSTING2 | TRAVIS | HYDRO | SOUTH | 1940 | 9 | 9 | 9 | 9 | 9 | 9 | 9 | 9 | 9 | 9
358 | BUCHANAN HYDRO 1 |  | BUCHAN_BUCHANG1 | LLANO | HYDRO | SOUTH | 1938 | 16 | 16 | 16 | 16 | 16 | 16 | 16 | 16 | 16 | 16
359 | BUCHANAN HYDRO 2 |  | BUCHAN_BUCHANG2 | LLANO | HYDRO | SOUTH | 1938 | 16 | 16 | 16 | 16 | 16 | 16 | 16 | 16 | 16 | 16
360 | BUCHANAN HYDRO 3 |  | BUCHAN_BUCHANG3 | LLANO | HYDRO | SOUTH | 1950 | 17 | 17 | 17 | 17 | 17 | 17 | 17 | 17 | 17 | 17
361 | DENISON DAM 1 |  | DNDAM_DENISOG1 | GRAYSON | HYDRO | NORTH | 1944 | 40 | 40 | 40 | 40 | 40 | 40 | 40 | 40 | 40 | 40
362 | DENISON DAM 2 |  | DNDAM_DENISOG2 | GRAYSON | HYDRO | NORTH | 1948 | 40 | 40 | 40 | 40 | 40 | 40 | 40 | 40 | 40 | 40
363 | EAGLE PASS HYDRO |  | EAGLE_HY_EAGLE_HY1 | MAVERICK | HYDRO | SOUTH | 2005 | 9.6 | 9.6 | 9.6 | 9.6 | 9.6 | 9.6 | 9.6 | 9.6 | 9.6 | 9.6
364 | FALCON HYDRO 1 |  | FALCON_FALCONG1 | STARR | HYDRO | SOUTH | 1954 | 12 | 12 | 12 | 12 | 12 | 12 | 12 | 12 | 12 | 12
365 | FALCON HYDRO 2 |  | FALCON_FALCONG2 | STARR | HYDRO | SOUTH | 1954 | 12 | 12 | 12 | 12 | 12 | 12 | 12 | 12 | 12 | 12
366 | FALCON HYDRO 3 |  | FALCON_FALCONG3 | STARR | HYDRO | SOUTH | 1954 | 12 | 12 | 12 | 12 | 12 | 12 | 12 | 12 | 12 | 12
367 | GRANITE SHOALS HYDRO 1 |  | WIRTZ_WIRTZ_G1 | BURNET | HYDRO | SOUTH | 1951 | 29 | 29 | 29 | 29 | 29 | 29 | 29 | 29 | 29 | 29
368 | GRANITE SHOALS HYDRO 2 |  | WIRTZ_WIRTZ_G2 | BURNET | HYDRO | SOUTH | 1951 | 29 | 29 | 29 | 29 | 29 | 29 | 29 | 29 | 29 | 29
369 | GUADALUPE BLANCO RIVER AUTH-CANYON |  | CANYHY_CANYHYG1 | COMAL | HYDRO | SOUTH | 1989 | 6 | 6 | 6 | 6 | 6 | 6 | 6 | 6 | 6 | 6
370 | INKS HYDRO 1 |  | INKSDA_INKS_G1 | LLANO | HYDRO | SOUTH | 1938 | 14 | 14 | 14 | 14 | 14 | 14 | 14 | 14 | 14 | 14
371 | MARBLE FALLS HYDRO 1 |  | MARBFA_MARBFAG1 | BURNET | HYDRO | SOUTH | 1951 | 21 | 21 | 21 | 21 | 21 | 21 | 21 | 21 | 21 | 21
372 | MARBLE FALLS HYDRO 2 |  | MARBFA_MARBFAG2 | BURNET | HYDRO | SOUTH | 1951 | 20 | 20 | 20 | 20 | 20 | 20 | 20 | 20 | 20 | 20
373 | MARSHALL FORD HYDRO 1 |  | MARSFO_MARSFOG1 | TRAVIS | HYDRO | SOUTH | 1941 | 34 | 34 | 34 | 34 | 34 | 34 | 34 | 34 | 34 | 34
374 | MARSHALL FORD HYDRO 2 |  | MARSFO_MARSFOG2 | TRAVIS | HYDRO | SOUTH | 1941 | 36 | 36 | 36 | 36 | 36 | 36 | 36 | 36 | 36 | 36
375 | MARSHALL FORD HYDRO 3 |  | MARSFO_MARSFOG3 | TRAVIS | HYDRO | SOUTH | 1941 | 36 | 36 | 36 | 36 | 36 | 36 | 36 | 36 | 36 | 36
376 | WHITNEY DAM HYDRO |  | WND_WHITNEY1 | BOSQUE | HYDRO | NORTH | 1953 | 22 | 22 | 22 | 22 | 22 | 22 | 22 | 22 | 22 | 22
377 | WHITNEY DAM HYDRO 2 |  | WND_WHITNEY2 | BOSQUE | HYDRO | NORTH | 1953 | 22 | 22 | 22 | 22 | 22 | 22 | 22 | 22 | 22 | 22
378 | Operational Capacity Total (Hydro) | [6 empty] | 536.4 | 536.4 | 536.4 | 536.4 | 536.4 | 536.4 | 536.4 | 536.4 | 536.4 | 536.4
379 | Hydro Capacity Contribution (Top 20 Hours) |  | HYDRO_CAP_CONT |  |  |  |  | 420.4 | 420.4 | 420.4 | 420.4 | 420.4 | 420.4 | 420.4 | 420.4 | 420.4 | 420.4
380
381 | Operational Hydro Resources, Settlement Only Distributed Generators (SODGs)
382 | ARLINGTON OUTLET HYDROELECTRIC FACILITY |  | DG_OAKHL_1UNIT | TARRANT | HYDRO | NORTH | 2014 | 1.4 | 1.4 | 1.4 | 1.4 | 1.4 | 1.4 | 1.4 | 1.4 | 1.4 | 1.4
383 | GUADALUPE BLANCO RIVER AUTH-LAKEWOOD TAP |  | DG_LKWDT_2UNITS | GONZALES | HYDRO | SOUTH | 1931 | 4.8 | 4.8 | 4.8 | 4.8 | 4.8 | 4.8 | 4.8 | 4.8 | 4.8 | 4.8
384 | GUADALUPE BLANCO RIVER AUTH-MCQUEENEY |  | DG_MCQUE_5UNITS | GUADALUPE | HYDRO | SOUTH | 1928 | 7.7 | 7.7 | 7.7 | 7.7 | 7.7 | 7.7 | 7.7 | 7.7 | 7.7 | 7.7
385 | GUADALUPE BLANCO RIVER AUTH-SCHUMANSVILLE |  | DG_SCHUM_2UNITS | GUADALUPE | HYDRO | SOUTH | 1928 | 3.6 | 3.6 | 3.6 | 3.6 | 3.6 | 3.6 | 3.6 | 3.6 | 3.6 | 3.6
386 | LEWISVILLE HYDRO-CITY OF GARLAND |  | DG_LWSVL_1UNIT | DENTON | HYDRO | NORTH | 1991 | 2.2 | 2.2 | 2.2 | 2.2 | 2.2 | 2.2 | 2.2 | 2.2 | 2.2 | 2.2
387 | Operational Hydro Resources Total, Settlement Only Distributed Generators (SODGs) | [6 empty] | 19.7 | 19.7 | 19.7 | 19.7 | 19.7 | 19.7 | 19.7 | 19.7 | 19.7 | 19.7
388 | Hydro SODG Capacity Contribution (Highest 20 Peak Load Hours) |  | DG_HYDRO_CAP_CONT |  |  |  |  | 15.4397 | 15.4397 | 15.4397 | 15.4397 | 15.4397 | 15.4397 | 15.4397 | 15.4397 | 15.4397 | 15.4397
389
390 | Operational Capacity Unavailable due to Extended Outage or Derate |  | OPERATION_UNAVAIL |  |  |  |  | -79.7025 | -4.7025 | -4.7025 | -4.7025 | -4.7025 | -4.7025 | -4.7025 | -4.7025 | -4.7025 | -4.7025
391 | Operational Capacity Total (Including Hydro) |  | OPERATION_TOTAL |  |  |  |  | 67470.0373 | 67545.0373 | 67545.0373 | 67545.0373 | 67545.0373 | 67545.0373 | 67545.0373 | 67545.0373 | 67545.0373 | 67545.0373
392
393 | Operational Resources (Switchable)
394 | ANTELOPE IC 1 |  | AEEC_ANTLP_1 | HALE | GAS-IC | PANHANDLE | 2016 | 56 | 56 | 56 | 56 | 56 | 56 | 56 | 56 | 56 | 56
395 | ANTELOPE IC 2 |  | AEEC_ANTLP_2 | HALE | GAS-IC | PANHANDLE | 2016 | 56 | 56 | 56 | 56 | 56 | 56 | 56 | 56 | 56 | 56
396 | ANTELOPE IC 3 |  | AEEC_ANTLP_3 | HALE | GAS-IC | PANHANDLE | 2016 | 56 | 56 | 56 | 56 | 56 | 56 | 56 | 56 | 56 | 56
397 | ELK STATION CTG 1 |  | AEEC_ELK_1 | HALE | GAS-GT | PANHANDLE | 2016 | 200 | 200 | 200 | 200 | 200 | 200 | 200 | 200 | 200 | 200
398 | ELK STATION CTG 2 |  | AEEC_ELK_2 | HALE | GAS-GT | PANHANDLE | 2016 | 200 | 200 | 200 | 200 | 200 | 200 | 200 | 200 | 200 | 200
399 | TENASKA FRONTIER STATION CTG 1 |  | FTR_FTR_G1 | GRIMES | GAS-CC | NORTH | 2000 | 180 | 180 | 180 | 180 | 180 | 180 | 180 | 180 | 180 | 180
400 | TENASKA FRONTIER STATION CTG 2 |  | FTR_FTR_G2 | GRIMES | GAS-CC | NORTH | 2000 | 180 | 180 | 180 | 180 | 180 | 180 | 180 | 180 | 180 | 180
401 | TENASKA FRONTIER STATION CTG 3 |  | FTR_FTR_G3 | GRIMES | GAS-CC | NORTH | 2000 | 180 | 180 | 180 | 180 | 180 | 180 | 180 | 180 | 180 | 180
402 | TENASKA FRONTIER STATION STG 4 |  | FTR_FTR_G4 | GRIMES | GAS-CC | NORTH | 2000 | 400 | 400 | 400 | 400 | 400 | 400 | 400 | 400 | 400 | 400
403 | TENASKA GATEWAY STATION CTG 1 |  | TGCCS_CT1 | RUSK | GAS-CC | NORTH | 2001 | 162 | 162 | 162 | 162 | 162 | 162 | 162 | 162 | 162 | 162
404 | TENASKA GATEWAY STATION CTG 2 |  | TGCCS_CT2 | RUSK | GAS-CC | NORTH | 2001 | 179 | 179 | 179 | 179 | 179 | 179 | 179 | 179 | 179 | 179
405 | TENASKA GATEWAY STATION CTG 3 |  | TGCCS_CT3 | RUSK | GAS-CC | NORTH | 2001 | 178 | 178 | 178 | 178 | 178 | 178 | 178 | 178 | 178 | 178
406 | TENASKA GATEWAY STATION STG 4 |  | TGCCS_UNIT4 | RUSK | GAS-CC | NORTH | 2001 | 389 | 389 | 389 | 389 | 389 | 389 | 389 | 389 | 389 | 389
407 | TENASKA KIAMICHI STATION 1CT101 |  | KMCHI_1CT101 | FANNIN | GAS-CC | NORTH | 2003 | 167 | 167 | 167 | 167 | 167 | 167 | 167 | 167 | 167 | 167
408 | TENASKA KIAMICHI STATION 1CT201 |  | KMCHI_1CT201 | FANNIN | GAS-CC | NORTH | 2003 | 164 | 164 | 164 | 164 | 164 | 164 | 164 | 164 | 164 | 164
409 | TENASKA KIAMICHI STATION 1ST |  | KMCHI_1ST | FANNIN | GAS-CC | NORTH | 2003 | 310 | 310 | 310 | 310 | 310 | 310 | 310 | 310 | 310 | 310
410 | TENASKA KIAMICHI STATION 2CT101 |  | KMCHI_2CT101 | FANNIN | GAS-CC | NORTH | 2003 | 170 | 170 | 170 | 170 | 170 | 170 | 170 | 170 | 170 | 170
411 | TENASKA KIAMICHI STATION 2CT201 |  | KMCHI_2CT201 | FANNIN | GAS-CC | NORTH | 2003 | 173 | 173 | 173 | 173 | 173 | 173 | 173 | 173 | 173 | 173
412 | TENASKA KIAMICHI STATION 2ST |  | KMCHI_2ST | FANNIN | GAS-CC | NORTH | 2003 | 310 | 310 | 310 | 310 | 310 | 310 | 310 | 310 | 310 | 310
413 | Switchable Capacity Total | [6 empty] | 3710 | 3710 | 3710 | 3710 | 3710 | 3710 | 3710 | 3710 | 3710 | 3710
414
415 | Switchable Capacity Unavailable to ERCOT
416 | ANTELOPE IC 1 |  | AEEC_ANTLP_1_UNAVAIL | HALE | GAS-IC | PANHANDLE | 2017 | -56 | -56 | -56 | -56 | -56 | -56 | -56 | -56 | -56 | -56
417 | ANTELOPE IC 2 |  | AEEC_ANTLP_2_UNAVAIL | HALE | GAS-IC | PANHANDLE | 2017 | -56 | -56 | -56 | -56 | -56 | -56 | -56 | -56 | -56 | -56
418 | ANTELOPE IC 3 |  | AEEC_ANTLP_3_UNAVAIL | HALE | GAS-IC | PANHANDLE | 2017 | -56 | -56 | -56 | -56 | -56 | -56 | -56 | -56 | -56 | -56
419 | ELK STATION CTG 1 |  | AEEC_ELK_1_UNAVAIL | HALE | GAS-GT | PANHANDLE | 2017 | -200 | -200 | -200 | -200 | -200 | -200 | -200 | -200 | -200 | -200
420 | ELK STATION CTG 2 |  | AEEC_ELK_2_UNAVAIL | HALE | GAS-GT | PANHANDLE | 2017 | -200 | -200 | -200 | -200 | -200 | -200 | -200 | -200 | -200 | -200
421 | Switchable Capacity Unavailable to ERCOT |  | SWITCH_UNAVAIL |  |  |  |  | -568 | -568 | -568 | -568 | -568 | -568 | -568 | -568 | -568 | -568
422
423 | Available Mothball Capacity based on Owner's Return Probability |  | MOTH_AVAIL |  |  |  |  | 0 | 0 | 0 | 0 | 0 | 0 | 0 | 0 | 0 | 0
424
425 | Private-Use Network Capacity Contribution (Top 20 Hours) |  | PUN_CAP_CONT |  | GAS |  |  | 3590.1383 | 3590.1383 | 3590.1383 | 3590.1383 | 3590.1383 | 3590.1383 | 3590.1383 | 3590.1383 | 3590.1383 | 3590.1383
426 | Private-Use Network Forecast Adjustment (per Protocol 10.3.2.4) |  | PUN_CAP_ADJUST |  | GAS |  |  | -36 | -123 | -128 | -173 | -213 | -428 | -428 | -433 | -433 | -433
427
428 | Operational Resources (Wind)
429 | BAFFIN WIND UNIT1 |  | BAFFIN_UNIT1 | KENEDY | WIND-C | COASTAL | 2016 | 100 | 100 | 100 | 100 | 100 | 100 | 100 | 100 | 100 | 100
430 | BAFFIN WIND UNIT2 |  | BAFFIN_UNIT2 | KENEDY | WIND-C | COASTAL | 2016 | 102 | 102 | 102 | 102 | 102 | 102 | 102 | 102 | 102 | 102
431 | BRUENNING'S BREEZE A |  | BBREEZE_UNIT1 | WILLACY | WIND-C | COASTAL | 2017 | 120 | 120 | 120 | 120 | 120 | 120 | 120 | 120 | 120 | 120
432 | BRUENNING'S BREEZE B |  | BBREEZE_UNIT2 | WILLACY | WIND-C | COASTAL | 2017 | 108 | 108 | 108 | 108 | 108 | 108 | 108 | 108 | 108 | 108
433 | CAMERON COUNTY WIND |  | CAMWIND_UNIT1 | CAMERON | WIND-C | COASTAL | 2016 | 165 | 165 | 165 | 165 | 165 | 165 | 165 | 165 | 165 | 165
434 | CHAPMAN RANCH WIND IA (SANTA CRUZ) |  | SANTACRU_UNIT1 | NUECES | WIND-C | COASTAL | 2017 | 150.6 | 150.6 | 150.6 | 150.6 | 150.6 | 150.6 | 150.6 | 150.6 | 150.6 | 150.6
435 | CHAPMAN RANCH WIND IB (SANTA CRUZ) |  | SANTACRU_UNIT2 | NUECES | WIND-C | COASTAL | 2017 | 98.4 | 98.4 | 98.4 | 98.4 | 98.4 | 98.4 | 98.4 | 98.4 | 98.4 | 98.4
436 | GULF WIND I |  | TGW_T1 | KENEDY | WIND-C | COASTAL | 2009 | 141.6 | 141.6 | 141.6 | 141.6 | 141.6 | 141.6 | 141.6 | 141.6 | 141.6 | 141.6
437 | GULF WIND II |  | TGW_T2 | KENEDY | WIND-C | COASTAL | 2009 | 141.6 | 141.6 | 141.6 | 141.6 | 141.6 | 141.6 | 141.6 | 141.6 | 141.6 | 141.6
438 | KARANKAWA WIND 1A |  | KARAKAW1_UNIT1 | SAN PATRICIO | WIND-C | COASTAL | 2019 | 103.3 | 103.3 | 103.3 | 103.3 | 103.3 | 103.3 | 103.3 | 103.3 | 103.3 | 103.3
439 | KARANKAWA WIND 1B |  | KARAKAW1_UNIT2 | SAN PATRICIO | WIND-C | COASTAL | 2019 | 103.3 | 103.3 | 103.3 | 103.3 | 103.3 | 103.3 | 103.3 | 103.3 | 103.3 | 103.3
440 | KARANKAWA WIND 2 |  | KARAKAW2_UNIT3 | SAN PATRICIO | WIND-C | COASTAL | 2019 | 100.4 | 100.4 | 100.4 | 100.4 | 100.4 | 100.4 | 100.4 | 100.4 | 100.4 | 100.4
441 | LOS VIENTOS WIND I |  | LV1_LV1A | WILLACY | WIND-C | COASTAL | 2013 | 200.1 | 200.1 | 200.1 | 200.1 | 200.1 | 200.1 | 200.1 | 200.1 | 200.1 | 200.1
442 | LOS VIENTOS WIND II |  | LV2_LV2 | WILLACY | WIND-C | COASTAL | 2013 | 201.6 | 201.6 | 201.6 | 201.6 | 201.6 | 201.6 | 201.6 | 201.6 | 201.6 | 201.6
443 | MAGIC VALLEY WIND (REDFISH) 1A |  | REDFISH_MV1A | WILLACY | WIND-C | COASTAL | 2012 | 99.8 | 99.8 | 99.8 | 99.8 | 99.8 | 99.8 | 99.8 | 99.8 | 99.8 | 99.8
444 | MAGIC VALLEY WIND (REDFISH) 1B |  | REDFISH_MV1B | WILLACY | WIND-C | COASTAL | 2012 | 103.5 | 103.5 | 103.5 | 103.5 | 103.5 | 103.5 | 103.5 | 103.5 | 103.5 | 103.5
445 | MIDWAY WIND |  | MIDWIND_UNIT1 | SAN PATRICIO | WIND-C | COASTAL | 2019 | 162.8 | 162.8 | 162.8 | 162.8 | 162.8 | 162.8 | 162.8 | 162.8 | 162.8 | 162.8
446 | PALMAS ALTAS WIND |  | PALMWIND_UNIT1 | CAMERON | WIND-C | COASTAL | 2020 | 144.9 | 144.9 | 144.9 | 144.9 | 144.9 | 144.9 | 144.9 | 144.9 | 144.9 | 144.9
447 | PAPALOTE CREEK WIND |  | PAP1_PAP1 | SAN PATRICIO | WIND-C | COASTAL | 2009 | 179.9 | 179.9 | 179.9 | 179.9 | 179.9 | 179.9 | 179.9 | 179.9 | 179.9 | 179.9
448 | PAPALOTE CREEK WIND II |  | COTTON_PAP2 | SAN PATRICIO | WIND-C | COASTAL | 2010 | 200.1 | 200.1 | 200.1 | 200.1 | 200.1 | 200.1 | 200.1 | 200.1 | 200.1 | 200.1
449 | PENASCAL WIND 1 |  | PENA_UNIT1 | KENEDY | WIND-C | COASTAL | 2009 | 160.8 | 160.8 | 160.8 | 160.8 | 160.8 | 160.8 | 160.8 | 160.8 | 160.8 | 160.8
450 | PENASCAL WIND 2 |  | PENA_UNIT2 | KENEDY | WIND-C | COASTAL | 2009 | 141.6 | 141.6 | 141.6 | 141.6 | 141.6 | 141.6 | 141.6 | 141.6 | 141.6 | 141.6
451 | PENASCAL WIND 3 |  | PENA3_UNIT3 | KENEDY | WIND-C | COASTAL | 2011 | 100.8 | 100.8 | 100.8 | 100.8 | 100.8 | 100.8 | 100.8 | 100.8 | 100.8 | 100.8
452 | PEYTON CREEK WIND |  | PEY_UNIT1 | MATAGORDA | WIND-C | COASTAL | 2020 | 151.2 | 151.2 | 151.2 | 151.2 | 151.2 | 151.2 | 151.2 | 151.2 | 151.2 | 151.2
453 | SAN ROMAN WIND |  | SANROMAN_WIND_1 | CAMERON | WIND-C | COASTAL | 2017 | 95.2 | 95.2 | 95.2 | 95.2 | 95.2 | 95.2 | 95.2 | 95.2 | 95.2 | 95.2
454 | STELLA WIND |  | STELLA_UNIT1 | KENEDY | WIND-C | COASTAL | 2018 | 201 | 201 | 201 | 201 | 201 | 201 | 201 | 201 | 201 | 201
455 | HARBOR WIND |  | DG_NUECE_6UNITS | NUECES | WIND-C | COASTAL | 2012 | 9 | 9 | 9 | 9 | 9 | 9 | 9 | 9 | 9 | 9
456 | BRISCOE WIND |  | BRISCOE_WIND | BRISCOE | WIND-P | PANHANDLE | 2015 | 149.8 | 149.8 | 149.8 | 149.8 | 149.8 | 149.8 | 149.8 | 149.8 | 149.8 | 149.8
457 | CANADIAN BREAKS WIND |  | CN_BRKS_UNIT_1 | OLDHAM | WIND-P | PANHANDLE | 2019 | 210.1 | 210.1 | 210.1 | 210.1 | 210.1 | 210.1 | 210.1 | 210.1 | 210.1 | 210.1
458 | COTTON PLAINS WIND |  | COTPLNS_COTTONPL | FLOYD | WIND-P | PANHANDLE | 2017 | 50.4 | 50.4 | 50.4 | 50.4 | 50.4 | 50.4 | 50.4 | 50.4 | 50.4 | 50.4
459 | DOUG COLBECK'S CORNER (CONWAY) B |  | GRANDVW1_COLB | CARSON | WIND-P | PANHANDLE | 2016 | 100.2 | 100.2 | 100.2 | 100.2 | 100.2 | 100.2 | 100.2 | 100.2 | 100.2 | 100.2
460 | DOUG COLBECK'S CORNER (CONWAY) A |  | GRANDVW1_COLA | CARSON | WIND-P | PANHANDLE | 2016 | 100.2 | 100.2 | 100.2 | 100.2 | 100.2 | 100.2 | 100.2 | 100.2 | 100.2 | 100.2
461 | FALVEZ ASTRA WIND |  | ASTRA_UNIT1 | RANDALL | WIND-P | PANHANDLE | 2017 | 163.2 | 163.2 | 163.2 | 163.2 | 163.2 | 163.2 | 163.2 | 163.2 | 163.2 | 163.2
462 | GRANDVIEW WIND 1 (CONWAY) GV1A |  | GRANDVW1_GV1A | CARSON | WIND-P | PANHANDLE | 2014 | 107.4 | 107.4 | 107.4 | 107.4 | 107.4 | 107.4 | 107.4 | 107.4 | 107.4 | 107.4
463 | GRANDVIEW WIND 1 (CONWAY) GV1B |  | GRANDVW1_GV1B | CARSON | WIND-P | PANHANDLE | 2014 | 103.8 | 103.8 | 103.8 | 103.8 | 103.8 | 103.8 | 103.8 | 103.8 | 103.8 | 103.8
464 | HEREFORD WIND G |  | HRFDWIND_WIND_G | DEAF SMITH | WIND-P | PANHANDLE | 2015 | 99.9 | 99.9 | 99.9 | 99.9 | 99.9 | 99.9 | 99.9 | 99.9 | 99.9 | 99.9
465 | HEREFORD WIND V |  | HRFDWIND_WIND_V | DEAF SMITH | WIND-P | PANHANDLE | 2015 | 100 | 100 | 100 | 100 | 100 | 100 | 100 | 100 | 100 | 100
466 | JUMBO ROAD WIND 1 |  | HRFDWIND_JRDWIND1 | DEAF SMITH | WIND-P | PANHANDLE | 2015 | 146.2 | 146.2 | 146.2 | 146.2 | 146.2 | 146.2 | 146.2 | 146.2 | 146.2 | 146.2
467 | JUMBO ROAD WIND 2 |  | HRFDWIND_JRDWIND2 | DEAF SMITH | WIND-P | PANHANDLE | 2015 | 153.6 | 153.6 | 153.6 | 153.6 | 153.6 | 153.6 | 153.6 | 153.6 | 153.6 | 153.6
468 | LONGHORN WIND NORTH U1 |  | LHORN_N_UNIT1 | FLOYD | WIND-P | PANHANDLE | 2015 | 100 | 100 | 100 | 100 | 100 | 100 | 100 | 100 | 100 | 100
469 | LONGHORN WIND NORTH U2 |  | LHORN_N_UNIT2 | FLOYD | WIND-P | PANHANDLE | 2015 | 100 | 100 | 100 | 100 | 100 | 100 | 100 | 100 | 100 | 100
470 | MARIAH DEL NORTE 1 |  | MARIAH_NORTE1 | PARMER | WIND-P | PANHANDLE | 2017 | 115.2 | 115.2 | 115.2 | 115.2 | 115.2 | 115.2 | 115.2 | 115.2 | 115.2 | 115.2
471 | MARIAH DEL NORTE 2 |  | MARIAH_NORTE2 | PARMER | WIND-P | PANHANDLE | 2017 | 115.2 | 115.2 | 115.2 | 115.2 | 115.2 | 115.2 | 115.2 | 115.2 | 115.2 | 115.2
472 | MCADOO WIND |  | MWEC_G1 | DICKENS | WIND-P | PANHANDLE | 2008 | 150 | 150 | 150 | 150 | 150 | 150 | 150 | 150 | 150 | 150
473 | MIAMI WIND G1 |  | MIAM1_G1 | GRAY | WIND-P | PANHANDLE | 2014 | 144.3 | 144.3 | 144.3 | 144.3 | 144.3 | 144.3 | 144.3 | 144.3 | 144.3 | 144.3
474 | MIAMI WIND G2 |  | MIAM1_G2 | GRAY | WIND-P | PANHANDLE | 2014 | 144.3 | 144.3 | 144.3 | 144.3 | 144.3 | 144.3 | 144.3 | 144.3 | 144.3 | 144.3
475 | OLD SETTLER WIND |  | COTPLNS_OLDSETLR | FLOYD | WIND-P | PANHANDLE | 2017 | 151.2 | 151.2 | 151.2 | 151.2 | 151.2 | 151.2 | 151.2 | 151.2 | 151.2 | 151.2
476 | PANHANDLE WIND 1 U1 |  | PH1_UNIT1 | CARSON | WIND-P | PANHANDLE | 2014 | 109.2 | 109.2 | 109.2 | 109.2 | 109.2 | 109.2 | 109.2 | 109.2 | 109.2 | 109.2
477 | PANHANDLE WIND 1 U2 |  | PH1_UNIT2 | CARSON | WIND-P | PANHANDLE | 2014 | 109.2 | 109.2 | 109.2 | 109.2 | 109.2 | 109.2 | 109.2 | 109.2 | 109.2 | 109.2
478 | PANHANDLE WIND 2 U1 |  | PH2_UNIT1 | CARSON | WIND-P | PANHANDLE | 2014 | 94.2 | 94.2 | 94.2 | 94.2 | 94.2 | 94.2 | 94.2 | 94.2 | 94.2 | 94.2
479 | PANHANDLE WIND 2 U2 |  | PH2_UNIT2 | CARSON | WIND-P | PANHANDLE | 2014 | 96.6 | 96.6 | 96.6 | 96.6 | 96.6 | 96.6 | 96.6 | 96.6 | 96.6 | 96.6
480 | ROUTE 66 WIND |  | ROUTE_66_WIND1 | CARSON | WIND-P | PANHANDLE | 2015 | 150 | 150 | 150 | 150 | 150 | 150 | 150 | 150 | 150 | 150
481 | SALT FORK 1 WIND U1 |  | SALTFORK_UNIT1 | DONLEY | WIND-P | PANHANDLE | 2017 | 64 | 64 | 64 | 64 | 64 | 64 | 64 | 64 | 64 | 64
482 | SALT FORK 1 WIND U2 |  | SALTFORK_UNIT2 | DONLEY | WIND-P | PANHANDLE | 2017 | 110 | 110 | 110 | 110 | 110 | 110 | 110 | 110 | 110 | 110
483 | SOUTH PLAINS WIND 1 U1 |  | SPLAIN1_WIND1 | FLOYD | WIND-P | PANHANDLE | 2015 | 102 | 102 | 102 | 102 | 102 | 102 | 102 | 102 | 102 | 102
484 | SOUTH PLAINS WIND 1 U2 |  | SPLAIN1_WIND2 | FLOYD | WIND-P | PANHANDLE | 2015 | 98 | 98 | 98 | 98 | 98 | 98 | 98 | 98 | 98 | 98
485 | SOUTH PLAINS WIND 2 U1 |  | SPLAIN2_WIND21 | FLOYD | WIND-P | PANHANDLE | 2016 | 148.5 | 148.5 | 148.5 | 148.5 | 148.5 | 148.5 | 148.5 | 148.5 | 148.5 | 148.5
486 | SOUTH PLAINS WIND 2 U2 |  | SPLAIN2_WIND22 | FLOYD | WIND-P | PANHANDLE | 2016 | 151.8 | 151.8 | 151.8 | 151.8 | 151.8 | 151.8 | 151.8 | 151.8 | 151.8 | 151.8
487 | SPINNING SPUR WIND TWO A |  | SSPURTWO_WIND_1 | OLDHAM | WIND-P | PANHANDLE | 2014 | 161 | 161 | 161 | 161 | 161 | 161 | 161 | 161 | 161 | 161
488 | SPINNING SPUR WIND TWO B |  | SSPURTWO_SS3WIND2 | OLDHAM | WIND-P | PANHANDLE | 2015 | 98 | 98 | 98 | 98 | 98 | 98 | 98 | 98 | 98 | 98
489 | SPINNING SPUR WIND TWO C |  | SSPURTWO_SS3WIND1 | OLDHAM | WIND-P | PANHANDLE | 2015 | 96 | 96 | 96 | 96 | 96 | 96 | 96 | 96 | 96 | 96
490 | WAKE WIND 1 |  | WAKEWE_G1 | DICKENS | WIND-P | PANHANDLE | 2016 | 114.9 | 114.9 | 114.9 | 114.9 | 114.9 | 114.9 | 114.9 | 114.9 | 114.9 | 114.9
491 | WAKE WIND 2 |  | WAKEWE_G2 | DICKENS | WIND-P | PANHANDLE | 2016 | 142.3 | 142.3 | 142.3 | 142.3 | 142.3 | 142.3 | 142.3 | 142.3 | 142.3 | 142.3
492 | WHIRLWIND ENERGY |  | WEC_WECG1 | FLOYD | WIND-P | PANHANDLE | 2007 | 57 | 57 | 57 | 57 | 57 | 57 | 57 | 57 | 57 | 57
493 | WOLF FLATS WIND (WIND MGT) |  | DG_TURL_UNIT1 | HALL | WIND-P | PANHANDLE | 2007 | 1 | 1 | 1 | 1 | 1 | 1 | 1 | 1 | 1 | 1
494 | ANACACHO WIND |  | ANACACHO_ANA | KINNEY | WIND-O | SOUTH | 2012 | 99.8 | 99.8 | 99.8 | 99.8 | 99.8 | 99.8 | 99.8 | 99.8 | 99.8 | 99.8
495 | BARTON CHAPEL WIND |  | BRTSW_BCW1 | JACK | WIND-O | NORTH | 2007 | 120 | 120 | 120 | 120 | 120 | 120 | 120 | 120 | 120 | 120
496 | BLUE SUMMIT WIND 1 A | 18INR0072 | BLSUMMIT_BLSMT1_5 | WILBARGER | WIND-O | WEST | 2013 | 8.8 | 8.8 | 8.8 | 8.8 | 8.8 | 8.8 | 8.8 | 8.8 | 8.8 | 8.8
497 | BLUE SUMMIT WIND 1 B | 18INR0072 | BLSUMMIT_BLSMT1_6 | WILBARGER | WIND-O | WEST | 2013 | 124.3 | 124.3 | 124.3 | 124.3 | 124.3 | 124.3 | 124.3 | 124.3 | 124.3 | 124.3
498 | BLUE SUMMIT WIND 2 A |  | BLSUMMIT_UNIT2_25 | WILBARGER | WIND-O | WEST | 2020 | 89.7 | 89.7 | 89.7 | 89.7 | 89.7 | 89.7 | 89.7 | 89.7 | 89.7 | 89.7
499 | BLUE SUMMIT WIND 2 B |  | BLSUMMIT_UNIT2_17 | WILBARGER | WIND-O | WEST | 2020 | 6.7 | 6.7 | 6.7 | 6.7 | 6.7 | 6.7 | 6.7 | 6.7 | 6.7 | 6.7
500 | BLUE SUMMIT WIND 3 A |  | BLSUMIT3_UNIT_17 | WILBARGER | WIND-O | WEST | 2020 | 13.4 | 13.4 | 13.4 | 13.4 | 13.4 | 13.4 | 13.4 | 13.4 | 13.4 | 13.4
501 | BLUE SUMMIT WIND 3 B |  | BLSUMIT3_UNIT_25 | WILBARGER | WIND-O | WEST | 2020 | 182.4 | 182.4 | 182.4 | 182.4 | 182.4 | 182.4 | 182.4 | 182.4 | 182.4 | 182.4
502 | BOBCAT BLUFF WIND |  | BCATWIND_WIND_1 | ARCHER | WIND-O | WEST | 2020 | 162 | 162 | 162 | 162 | 162 | 162 | 162 | 162 | 162 | 162
503 | BUCKTHORN WIND 1 A |  | BUCKTHRN_UNIT1 | ERATH | WIND-O | NORTH | 2017 | 44.9 | 44.9 | 44.9 | 44.9 | 44.9 | 44.9 | 44.9 | 44.9 | 44.9 | 44.9
504 | BUCKTHORN WIND 1 B |  | BUCKTHRN_UNIT2 | ERATH | WIND-O | NORTH | 2017 | 55.7 | 55.7 | 55.7 | 55.7 | 55.7 | 55.7 | 55.7 | 55.7 | 55.7 | 55.7
505 | BUFFALO GAP WIND 1 |  | BUFF_GAP_UNIT1 | TAYLOR | WIND-O | WEST | 2006 | 120.6 | 120.6 | 120.6 | 120.6 | 120.6 | 120.6 | 120.6 | 120.6 | 120.6 | 120.6
506 | BUFFALO GAP WIND 2_1 |  | BUFF_GAP_UNIT2_1 | TAYLOR | WIND-O | WEST | 2007 | 115.5 | 115.5 | 115.5 | 115.5 | 115.5 | 115.5 | 115.5 | 115.5 | 115.5 | 115.5
507 | BUFFALO GAP WIND 2_2 |  | BUFF_GAP_UNIT2_2 | TAYLOR | WIND-O | WEST | 2007 | 117 | 117 | 117 | 117 | 117 | 117 | 117 | 117 | 117 | 117
508 | BUFFALO GAP WIND 3 |  | BUFF_GAP_UNIT3 | TAYLOR | WIND-O | WEST | 2008 | 170.2 | 170.2 | 170.2 | 170.2 | 170.2 | 170.2 | 170.2 | 170.2 | 170.2 | 170.2
509 | BULL CREEK WIND U1 |  | BULLCRK_WND1 | BORDEN | WIND-O | WEST | 2009 | 88 | 88 | 88 | 88 | 88 | 88 | 88 | 88 | 88 | 88
510 | BULL CREEK WIND U2 |  | BULLCRK_WND2 | BORDEN | WIND-O | WEST | 2009 | 90 | 90 | 90 | 90 | 90 | 90 | 90 | 90 | 90 | 90
511 | CABEZON WIND (RIO BRAVO I WIND) 1 A |  | CABEZON_WIND1 | STARR | WIND-O | SOUTH | 2019 | 115.2 | 115.2 | 115.2 | 115.2 | 115.2 | 115.2 | 115.2 | 115.2 | 115.2 | 115.2
512 | CABEZON WIND (RIO BRAVO I WIND) 1 B |  | CABEZON_WIND2 | STARR | WIND-O | SOUTH | 2019 | 122.4 | 122.4 | 122.4 | 122.4 | 122.4 | 122.4 | 122.4 | 122.4 | 122.4 | 122.4
513 | CALLAHAN WIND |  | CALLAHAN_WND1 | CALLAHAN | WIND-O | WEST | 2004 | 114 | 114 | 114 | 114 | 114 | 114 | 114 | 114 | 114 | 114
514 | CAMP SPRINGS WIND 1 |  | CSEC_CSECG1 | SCURRY | WIND-O | WEST | 2007 | 130.5 | 130.5 | 130.5 | 130.5 | 130.5 | 130.5 | 130.5 | 130.5 | 130.5 | 130.5
515 | CAMP SPRINGS WIND 2 |  | CSEC_CSECG2 | SCURRY | WIND-O | WEST | 2007 | 120 | 120 | 120 | 120 | 120 | 120 | 120 | 120 | 120 | 120
516 | CAPRICORN RIDGE WIND 1 | 17INR0054 | CAPRIDGE_CR1 | STERLING | WIND-O | WEST | 2007 | 231.7 | 231.7 | 231.7 | 231.7 | 231.7 | 231.7 | 231.7 | 231.7 | 231.7 | 231.7
517 | CAPRICORN RIDGE WIND 2 | 17INR0054 | CAPRIDGE_CR2 | STERLING | WIND-O | WEST | 2007 | 149.5 | 149.5 | 149.5 | 149.5 | 149.5 | 149.5 | 149.5 | 149.5 | 149.5 | 149.5
518 | CAPRICORN RIDGE WIND 3 | 17INR0054 | CAPRIDGE_CR3 | STERLING | WIND-O | WEST | 2008 | 200.9 | 200.9 | 200.9 | 200.9 | 200.9 | 200.9 | 200.9 | 200.9 | 200.9 | 200.9
519 | CAPRICORN RIDGE WIND 4 | 17INR0061 | CAPRIDG4_CR4 | COKE | WIND-O | WEST | 2008 | 121.5 | 121.5 | 121.5 | 121.5 | 121.5 | 121.5 | 121.5 | 121.5 | 121.5 | 121.5
520 | CEDRO HILL WIND 1 |  | CEDROHIL_CHW1 | WEBB | WIND-O | SOUTH | 2010 | 75 | 75 | 75 | 75 | 75 | 75 | 75 | 75 | 75 | 75
521 | CEDRO HILL WIND 2 |  | CEDROHIL_CHW2 | WEBB | WIND-O | SOUTH | 2010 | 75 | 75 | 75 | 75 | 75 | 75 | 75 | 75 | 75 | 75
522 | CHAMPION WIND |  | CHAMPION_UNIT1 | NOLAN | WIND-O | WEST | 2008 | 126.5 | 126.5 | 126.5 | 126.5 | 126.5 | 126.5 | 126.5 | 126.5 | 126.5 | 126.5
523 | DERMOTT WIND 1_1 |  | DERMOTT_UNIT1 | SCURRY | WIND-O | WEST | 2017 | 126.5 | 126.5 | 126.5 | 126.5 | 126.5 | 126.5 | 126.5 | 126.5 | 126.5 | 126.5
524 | DERMOTT WIND 1_2 |  | DERMOTT_UNIT2 | SCURRY | WIND-O | WEST | 2017 | 126.5 | 126.5 | 126.5 | 126.5 | 126.5 | 126.5 | 126.5 | 126.5 | 126.5 | 126.5
525 | DESERT SKY WIND 1 | 17INR0070 | INDNENR_INDNENR | PECOS | WIND-O | WEST | 2002 | 85.1 | 85.1 | 85.1 | 85.1 | 85.1 | 85.1 | 85.1 | 85.1 | 85.1 | 85.1
526 | DESERT SKY WIND 2 | 17INR0070 | INDNENR_INDNENR_2 | PECOS | WIND-O | WEST | 2002 | 85.1 | 85.1 | 85.1 | 85.1 | 85.1 | 85.1 | 85.1 | 85.1 | 85.1 | 85.1
527 | ELBOW CREEK WIND |  | ELB_ELBCREEK | HOWARD | WIND-O | WEST | 2008 | 118.7 | 118.7 | 118.7 | 118.7 | 118.7 | 118.7 | 118.7 | 118.7 | 118.7 | 118.7
528 | ELECTRA WIND 1 |  | DIGBY_UNIT1 | WILBARGER | WIND-O | WEST | 2017 | 98.9 | 98.9 | 98.9 | 98.9 | 98.9 | 98.9 | 98.9 | 98.9 | 98.9 | 98.9
529 | ELECTRA WIND 2 |  | DIGBY_UNIT2 | WILBARGER | WIND-O | WEST | 2017 | 131.1 | 131.1 | 131.1 | 131.1 | 131.1 | 131.1 | 131.1 | 131.1 | 131.1 | 131.1
530 | FLAT TOP WIND I |  | FTWIND_UNIT_1 | MILLS | WIND-O | NORTH | 2018 | 200 | 200 | 200 | 200 | 200 | 200 | 200 | 200 | 200 | 200
531 | FLUVANNA RENEWABLE 1 A |  | FLUVANNA_UNIT1 | SCURRY | WIND-O | WEST | 2017 | 79.8 | 79.8 | 79.8 | 79.8 | 79.8 | 79.8 | 79.8 | 79.8 | 79.8 | 79.8
532 | FLUVANNA RENEWABLE 1 B |  | FLUVANNA_UNIT2 | SCURRY | WIND-O | WEST | 2017 | 75.6 | 75.6 | 75.6 | 75.6 | 75.6 | 75.6 | 75.6 | 75.6 | 75.6 | 75.6
533 | FOARD CITY WIND 1 A |  | FOARDCTY_UNIT1 | FOARD | WIND-O | WEST | 2019 | 186.5 | 186.5 | 186.5 | 186.5 | 186.5 | 186.5 | 186.5 | 186.5 | 186.5 | 186.5
534 | FOARD CITY WIND 1 B |  | FOARDCTY_UNIT2 | FOARD | WIND-O | WEST | 2019 | 163.8 | 163.8 | 163.8 | 163.8 | 163.8 | 163.8 | 163.8 | 163.8 | 163.8 | 163.8
535 | FOREST CREEK WIND |  | MCDLD_FCW1 | GLASSCOCK | WIND-O | WEST | 2007 | 124.2 | 124.2 | 124.2 | 124.2 | 124.2 | 124.2 | 124.2 | 124.2 | 124.2 | 124.2
536 | GOAT WIND |  | GOAT_GOATWIND | STERLING | WIND-O | WEST | 2008 | 80 | 80 | 80 | 80 | 80 | 80 | 80 | 80 | 80 | 80
537 | GOAT WIND 2 |  | GOAT_GOATWIN2 | STERLING | WIND-O | WEST | 2010 | 69.6 | 69.6 | 69.6 | 69.6 | 69.6 | 69.6 | 69.6 | 69.6 | 69.6 | 69.6
538 | GOLDTHWAITE WIND 1 |  | GWEC_GWEC_G1 | MILLS | WIND-O | NORTH | 2014 | 148.6 | 148.6 | 148.6 | 148.6 | 148.6 | 148.6 | 148.6 | 148.6 | 148.6 | 148.6
539 | GOPHER CREEK WIND 1 |  | GOPHER_UNIT1 | BORDEN | WIND-O | WEST | 2020 | 82 | 82 | 82 | 82 | 82 | 82 | 82 | 82 | 82 | 82
540 | GOPHER CREEK WIND 2 |  | GOPHER_UNIT2 | BORDEN | WIND-O | WEST | 2020 | 76 | 76 | 76 | 76 | 76 | 76 | 76 | 76 | 76 | 76
541 | GREEN MOUNTAIN WIND (BRAZOS) U1 |  | BRAZ_WND_WND1 | SCURRY | WIND-O | WEST | 2003 | 99 | 99 | 99 | 99 | 99 | 99 | 99 | 99 | 99 | 99
542 | GREEN MOUNTAIN WIND (BRAZOS) U2 |  | BRAZ_WND_WND2 | SCURRY | WIND-O | WEST | 2003 | 61 | 61 | 61 | 61 | 61 | 61 | 61 | 61 | 61 | 61
543 | GREEN PASTURES WIND I |  | GPASTURE_WIND_I | BAYLOR | WIND-O | WEST | 2015 | 150 | 150 | 150 | 150 | 150 | 150 | 150 | 150 | 150 | 150
544 | VERTIGO WIND (FORMERLY GREEN PASTURES WIND 2) |  | VERTIGO_WIND_I | BAYLOR | WIND-O | WEST | 2015 | 150 | 150 | 150 | 150 | 150 | 150 | 150 | 150 | 150 | 150
545 | GUNSIGHT MOUNTAIN WIND |  | GUNMTN_G1 | HOWARD | WIND-O | WEST | 2016 | 119.9 | 119.9 | 119.9 | 119.9 | 119.9 | 119.9 | 119.9 | 119.9 | 119.9 | 119.9
546 | HACKBERRY WIND |  | HWF_HWFG1 | SHACKELFORD | WIND-O | WEST | 2008 | 163.5 | 163.5 | 163.5 | 163.5 | 163.5 | 163.5 | 163.5 | 163.5 | 163.5 | 163.5
547 | HICKMAN (SANTA RITA WIND) 1 |  | HICKMAN_G1 | REAGAN | WIND-O | WEST | 2018 | 152.5 | 152.5 | 152.5 | 152.5 | 152.5 | 152.5 | 152.5 | 152.5 | 152.5 | 152.5
548 | HICKMAN (SANTA RITA WIND) 2 |  | HICKMAN_G2 | REAGAN | WIND-O | WEST | 2018 | 147.5 | 147.5 | 147.5 | 147.5 | 147.5 | 147.5 | 147.5 | 147.5 | 147.5 | 147.5
549 | HIDALGO & STARR WIND 11 |  | MIRASOLE_MIR11 | HIDALGO | WIND-O | SOUTH | 2016 | 52 | 52 | 52 | 52 | 52 | 52 | 52 | 52 | 52 | 52
550 | HIDALGO & STARR WIND 12 |  | MIRASOLE_MIR12 | HIDALGO | WIND-O | SOUTH | 2016 | 98 | 98 | 98 | 98 | 98 | 98 | 98 | 98 | 98 | 98
551 | HIDALGO & STARR WIND 21 |  | MIRASOLE_MIR21 | HIDALGO | WIND-O | SOUTH | 2016 | 100 | 100 | 100 | 100 | 100 | 100 | 100 | 100 | 100 | 100
552 | HORSE CREEK WIND 1 |  | HORSECRK_UNIT1 | HASKELL | WIND-O | WEST | 2017 | 131.1 | 131.1 | 131.1 | 131.1 | 131.1 | 131.1 | 131.1 | 131.1 | 131.1 | 131.1
553 | HORSE CREEK WIND 2 |  | HORSECRK_UNIT2 | HASKELL | WIND-O | WEST | 2017 | 98.9 | 98.9 | 98.9 | 98.9 | 98.9 | 98.9 | 98.9 | 98.9 | 98.9 | 98.9
554 | HORSE HOLLOW WIND 1 | 17INR0052 | H_HOLLOW_WND1 | TAYLOR | WIND-O | WEST | 2005 | 230 | 230 | 230 | 230 | 230 | 230 | 230 | 230 | 230 | 230
555 | HORSE HOLLOW WIND 2 | 17INR0052 | HHOLLOW2_WIND1 | TAYLOR | WIND-O | WEST | 2006 | 184 | 184 | 184 | 184 | 184 | 184 | 184 | 184 | 184 | 184
556 | HORSE HOLLOW WIND 3 | 17INR0052 | HHOLLOW3_WND_1 | TAYLOR | WIND-O | WEST | 2006 | 241.4 | 241.4 | 241.4 | 241.4 | 241.4 | 241.4 | 241.4 | 241.4 | 241.4 | 241.4
557 | HORSE HOLLOW WIND 4 | 17INR0052 | HHOLLOW4_WND1 | TAYLOR | WIND-O | WEST | 2006 | 115 | 115 | 115 | 115 | 115 | 115 | 115 | 115 | 115 | 115
558 | INADALE WIND 1 |  | INDL_INADALE1 | NOLAN | WIND-O | WEST | 2008 | 95 | 95 | 95 | 95 | 95 | 95 | 95 | 95 | 95 | 95
559 | INADALE WIND 2 |  | INDL_INADALE2 | NOLAN | WIND-O | WEST | 2008 | 102 | 102 | 102 | 102 | 102 | 102 | 102 | 102 | 102 | 102
560 | INDIAN MESA WIND |  | INDNNWP_INDNNWP2 | PECOS | WIND-O | WEST | 2001 | 91.8 | 91.8 | 91.8 | 91.8 | 91.8 | 91.8 | 91.8 | 91.8 | 91.8 | 91.8
561 | JAVELINA I WIND 18 |  | BORDAS_JAVEL18 | WEBB | WIND-O | SOUTH | 2015 | 19.7 | 19.7 | 19.7 | 19.7 | 19.7 | 19.7 | 19.7 | 19.7 | 19.7 | 19.7
562 | JAVELINA I WIND 20 |  | BORDAS_JAVEL20 | WEBB | WIND-O | SOUTH | 2015 | 230 | 230 | 230 | 230 | 230 | 230 | 230 | 230 | 230 | 230
563 | JAVELINA II WIND 1 |  | BORDAS2_JAVEL2_A | WEBB | WIND-O | SOUTH | 2017 | 96 | 96 | 96 | 96 | 96 | 96 | 96 | 96 | 96 | 96
564 | JAVELINA II WIND 2 |  | BORDAS2_JAVEL2_B | WEBB | WIND-O | SOUTH | 2017 | 74 | 74 | 74 | 74 | 74 | 74 | 74 | 74 | 74 | 74
565 | JAVELINA II WIND 3 |  | BORDAS2_JAVEL2_C | WEBB | WIND-O | SOUTH | 2017 | 30 | 30 | 30 | 30 | 30 | 30 | 30 | 30 | 30 | 30
566 | KEECHI WIND |  | KEECHI_U1 | JACK | WIND-O | NORTH | 2015 | 110 | 110 | 110 | 110 | 110 | 110 | 110 | 110 | 110 | 110
567 | KING MOUNTAIN WIND (NE) |  | KING_NE_KINGNE | UPTON | WIND-O | WEST | 2001 | 79.7 | 79.7 | 79.7 | 79.7 | 79.7 | 79.7 | 79.7 | 79.7 | 79.7 | 79.7
568 | KING MOUNTAIN WIND (NW) |  | KING_NW_KINGNW | UPTON | WIND-O | WEST | 2001 | 79.7 | 79.7 | 79.7 | 79.7 | 79.7 | 79.7 | 79.7 | 79.7 | 79.7 | 79.7
569 | KING MOUNTAIN WIND (SE) |  | KING_SE_KINGSE | UPTON | WIND-O | WEST | 2001 | 40.5 | 40.5 | 40.5 | 40.5 | 40.5 | 40.5 | 40.5 | 40.5 | 40.5 | 40.5
570 | KING MOUNTAIN WIND (SW) |  | KING_SW_KINGSW | UPTON | WIND-O | WEST | 2001 | 79.7 | 79.7 | 79.7 | 79.7 | 79.7 | 79.7 | 79.7 | 79.7 | 79.7 | 79.7
571 | LANGFORD WIND POWER |  | LGD_LANGFORD | TOM GREEN | WIND-O | WEST | 2009 | 160 | 160 | 160 | 160 | 160 | 160 | 160 | 160 | 160 | 160
572 | LOCKETT WIND FARM |  | LOCKETT_UNIT1 | WILBARGER | WIND-O | WEST | 2019 | 183.7 | 183.7 | 183.7 | 183.7 | 183.7 | 183.7 | 183.7 | 183.7 | 183.7 | 183.7
573 | LOGANS GAP WIND I U1 |  | LGW_UNIT1 | COMANCHE | WIND-O | NORTH | 2015 | 106.3 | 106.3 | 106.3 | 106.3 | 106.3 | 106.3 | 106.3 | 106.3 | 106.3 | 106.3
574 | LOGANS GAP WIND I U2 |  | LGW_UNIT2 | COMANCHE | WIND-O | NORTH | 2015 | 103.8 | 103.8 | 103.8 | 103.8 | 103.8 | 103.8 | 103.8 | 103.8 | 103.8 | 103.8
575 | LONE STAR WIND 1 (MESQUITE) |  | LNCRK_G83 | SHACKELFORD | WIND-O | WEST | 2006 | 194 | 194 | 194 | 194 | 194 | 194 | 194 | 194 | 194 | 194
576 | LONE STAR WIND 2 (POST OAK) U1 |  | LNCRK2_G871 | SHACKELFORD | WIND-O | WEST | 2007 | 98 | 98 | 98 | 98 | 98 | 98 | 98 | 98 | 98 | 98
577 | LONE STAR WIND 2 (POST OAK) U2 |  | LNCRK2_G872 | SHACKELFORD | WIND-O | WEST | 2007 | 100 | 100 | 100 | 100 | 100 | 100 | 100 | 100 | 100 | 100
578 | LORAINE WINDPARK I |  | LONEWOLF_G1 | MITCHELL | WIND-O | WEST | 2010 | 49.5 | 49.5 | 49.5 | 49.5 | 49.5 | 49.5 | 49.5 | 49.5 | 49.5 | 49.5
579 | LORAINE WINDPARK II |  | LONEWOLF_G2 | MITCHELL | WIND-O | WEST | 2010 | 51 | 51 | 51 | 51 | 51 | 51 | 51 | 51 | 51 | 51
580 | LORAINE WINDPARK III |  | LONEWOLF_G3 | MITCHELL | WIND-O | WEST | 2011 | 25.5 | 25.5 | 25.5 | 25.5 | 25.5 | 25.5 | 25.5 | 25.5 | 25.5 | 25.5
581 | LORAINE WINDPARK IV |  | LONEWOLF_G4 | MITCHELL | WIND-O | WEST | 2011 | 24 | 24 | 24 | 24 | 24 | 24 | 24 | 24 | 24 | 24
582 | LOS VIENTOS III WIND |  | LV3_UNIT_1 | STARR | WIND-O | SOUTH | 2015 | 200 | 200 | 200 | 200 | 200 | 200 | 200 | 200 | 200 | 200
583 | LOS VIENTOS IV WIND |  | LV4_UNIT_1 | STARR | WIND-O | SOUTH | 2016 | 200 | 200 | 200 | 200 | 200 | 200 | 200 | 200 | 200 | 200
584 | LOS VIENTOS V WIND |  | LV5_UNIT_1 | STARR | WIND-O | SOUTH | 2016 | 110 | 110 | 110 | 110 | 110 | 110 | 110 | 110 | 110 | 110
585 | MESQUITE CREEK WIND 1 |  | MESQCRK_WND1 | DAWSON | WIND-O | WEST | 2015 | 105.6 | 105.6 | 105.6 | 105.6 | 105.6 | 105.6 | 105.6 | 105.6 | 105.6 | 105.6
586 | MESQUITE CREEK WIND 2 |  | MESQCRK_WND2 | DAWSON | WIND-O | WEST | 2015 | 105.6 | 105.6 | 105.6 | 105.6 | 105.6 | 105.6 | 105.6 | 105.6 | 105.6 | 105.6
587 | NIELS BOHR WIND A (BEARKAT WIND A) |  | NBOHR_UNIT1 | GLASSCOCK | WIND-O | WEST | 2018 | 196.6 | 196.6 | 196.6 | 196.6 | 196.6 | 196.6 | 196.6 | 196.6 | 196.6 | 196.6
588 | NOTREES WIND 1 |  | NWF_NWF1 | WINKLER | WIND-O | WEST | 2009 | 92.6 | 92.6 | 92.6 | 92.6 | 92.6 | 92.6 | 92.6 | 92.6 | 92.6 | 92.6
589 | NOTREES WIND 2 |  | NWF_NWF2 | WINKLER | WIND-O | WEST | 2009 | 60 | 60 | 60 | 60 | 60 | 60 | 60 | 60 | 60 | 60
590 | OCOTILLO WIND |  | OWF_OWF | HOWARD | WIND-O | WEST | 2008 | 58.8 | 58.8 | 58.8 | 58.8 | 58.8 | 58.8 | 58.8 | 58.8 | 58.8 | 58.8
591 | PANTHER CREEK WIND 1 |  | PC_NORTH_PANTHER1 | HOWARD | WIND-O | WEST | 2008 | 142.5 | 142.5 | 142.5 | 142.5 | 142.5 | 142.5 | 142.5 | 142.5 | 142.5 | 142.5
592 | PANTHER CREEK WIND 2 |  | PC_SOUTH_PANTHER2 | HOWARD | WIND-O | WEST | 2019 | 115.5 | 115.5 | 115.5 | 115.5 | 115.5 | 115.5 | 115.5 | 115.5 | 115.5 | 115.5
593 | PANTHER CREEK WIND 3 | 21INR0449 | PC_SOUTH_PANTHER3 | HOWARD | WIND-O | WEST | 2009 | 199.5 | 199.5 | 199.5 | 199.5 | 199.5 | 199.5 | 199.5 | 199.5 | 199.5 | 199.5
594 | PECOS WIND 1 (WOODWARD) |  | WOODWRD1_WOODWRD1 | PECOS | WIND-O | WEST | 2001 | 90 | 90 | 90 | 90 | 90 | 90 | 90 | 90 | 90 | 90
595 | PECOS WIND 2 (WOODWARD) |  | WOODWRD2_WOODWRD2 | PECOS | WIND-O | WEST | 2001 | 86 | 86 | 86 | 86 | 86 | 86 | 86 | 86 | 86 | 86
596 | PYRON WIND 1 |  | PYR_PYRON1 | NOLAN | WIND-O | WEST | 2008 | 121.5 | 121.5 | 121.5 | 121.5 | 121.5 | 121.5 | 121.5 | 121.5 | 121.5 | 121.5
597 | PYRON WIND 2 |  | PYR_PYRON2 | NOLAN | WIND-O | WEST | 2008 | 127.5 | 127.5 | 127.5 | 127.5 | 127.5 | 127.5 | 127.5 | 127.5 | 127.5 | 127.5
598 | RANCHERO WIND |  | RANCHERO_UNIT1 | CROCKETT | WIND-O | WEST | 2020 | 150 | 150 | 150 | 150 | 150 | 150 | 150 | 150 | 150 | 150
599 | RANCHERO WIND |  | RANCHERO_UNIT2 | CROCKETT | WIND-O | WEST | 2020 | 150 | 150 | 150 | 150 | 150 | 150 | 150 | 150 | 150 | 150
600 | RATTLESNAKE I WIND ENERGY CENTER G1 |  | RSNAKE_G1 | GLASSCOCK | WIND-O | WEST | 2015 | 104.3 | 104.3 | 104.3 | 104.3 | 104.3 | 104.3 | 104.3 | 104.3 | 104.3 | 104.3
601 | RATTLESNAKE I WIND ENERGY CENTER G2 |  | RSNAKE_G2 | GLASSCOCK | WIND-O | WEST | 2015 | 103 | 103 | 103 | 103 | 103 | 103 | 103 | 103 | 103 | 103
602 | RED CANYON WIND |  | RDCANYON_RDCNY1 | BORDEN | WIND-O | WEST | 2006 | 89.6 | 89.6 | 89.6 | 89.6 | 89.6 | 89.6 | 89.6 | 89.6 | 89.6 | 89.6
603 | ROCK SPRINGS VAL VERDE WIND (FERMI) 1 |  | FERMI_WIND1 | VAL VERDE | WIND-O | WEST | 2017 | 121.9 | 121.9 | 121.9 | 121.9 | 121.9 | 121.9 | 121.9 | 121.9 | 121.9 | 121.9
604 | ROCK SPRINGS VAL VERDE WIND (FERMI) 2 |  | FERMI_WIND2 | VAL VERDE | WIND-O | WEST | 2017 | 27.4 | 27.4 | 27.4 | 27.4 | 27.4 | 27.4 | 27.4 | 27.4 | 27.4 | 27.4
605 | ROSCOE WIND |  | TKWSW1_ROSCOE | NOLAN | WIND-O | WEST | 2008 | 114 | 114 | 114 | 114 | 114 | 114 | 114 | 114 | 114 | 114
606 | ROSCOE WIND 2A |  | TKWSW1_ROSCOE2A | NOLAN | WIND-O | WEST | 2008 | 95 | 95 | 95 | 95 | 95 | 95 | 95 | 95 | 95 | 95
607 | RTS WIND |  | RTS_U1 | MCCULLOCH | WIND-O | SOUTH | 2018 | 160 | 160 | 160 | 160 | 160 | 160 | 160 | 160 | 160 | 160
608 | SAND BLUFF WIND | 20INR0296 | MCDLD_SBW1 | GLASSCOCK | WIND-O | WEST | 2008 | 90 | 90 | 90 | 90 | 90 | 90 | 90 | 90 | 90 | 90
609 | SENDERO WIND ENERGY |  | EXGNSND_WIND_1 | JIM HOGG | WIND-O | SOUTH | 2015 | 76 | 76 | 76 | 76 | 76 | 76 | 76 | 76 | 76 | 76
610 | SEYMOUR HILLS WIND (S_HILLS WIND) |  | S_HILLS_UNIT1 | BAYLOR | WIND-O | WEST | 2019 | 30.2 | 30.2 | 30.2 | 30.2 | 30.2 | 30.2 | 30.2 | 30.2 | 30.2 | 30.2
611 | SENATE WIND |  | SENATEWD_UNIT1 | JACK | WIND-O | NORTH | 2012 | 150 | 150 | 150 | 150 | 150 | 150 | 150 | 150 | 150 | 150
612 | SHANNON WIND |  | SHANNONW_UNIT_1 | CLAY | WIND-O | WEST | 2015 | 204.1 | 204.1 | 204.1 | 204.1 | 204.1 | 204.1 | 204.1 | 204.1 | 204.1 | 204.1
613 | SHERBINO 1 WIND | 19INR0120 | KEO_KEO_SM1 | PECOS | WIND-O | WEST | 2008 | 150 | 150 | 150 | 150 | 150 | 150 | 150 | 150 | 150 | 150
614 | SHERBINO 2 WIND | 19INR0120 | KEO_SHRBINO2 | PECOS | WIND-O | WEST | 2020 | 132 | 132 | 132 | 132 | 132 | 132 | 132 | 132 | 132 | 132
615 | SILVER STAR WIND | 18INR0064 | FLTCK_SSI | ERATH | WIND-O | NORTH | 2008 | 52.8 | 52.8 | 52.8 | 52.8 | 52.8 | 52.8 | 52.8 | 52.8 | 52.8 | 52.8
616 | SNYDER WIND | 20INR0257 | ENAS_ENA1 | SCURRY | WIND-O | WEST | 2007 | 63 | 63 | 63 | 63 | 63 | 63 | 63 | 63 | 63 | 63
617 | SOUTH TRENT WIND |  | STWF_T1 | NOLAN | WIND-O | WEST | 2008 | 98.2 | 98.2 | 98.2 | 98.2 | 98.2 | 98.2 | 98.2 | 98.2 | 98.2 | 98.2
618 | STANTON WIND ENERGY |  | SWEC_G1 | MARTIN | WIND-O | WEST | 2008 | 120 | 120 | 120 | 120 | 120 | 120 | 120 | 120 | 120 | 120
619 | STEPHENS RANCH WIND 1 |  | SRWE1_UNIT1 | BORDEN | WIND-O | WEST | 2014 | 211.2 | 211.2 | 211.2 | 211.2 | 211.2 | 211.2 | 211.2 | 211.2 | 211.2 | 211.2
620 | STEPHENS RANCH WIND 2 |  | SRWE1_SRWE2 | BORDEN | WIND-O | WEST | 2015 | 164.7 | 164.7 | 164.7 | 164.7 | 164.7 | 164.7 | 164.7 | 164.7 | 164.7 | 164.7
621 | SWEETWATER WIND 1 | 18INR0073 | SWEETWND_WND1 | NOLAN | WIND-O | WEST | 2003 | 42.5 | 42.5 | 42.5 | 42.5 | 42.5 | 42.5 | 42.5 | 42.5 | 42.5 | 42.5
622 | SWEETWATER WIND 2A | 17INR0068 | SWEETWN2_WND24 | NOLAN | WIND-O | WEST | 2006 | 16.8 | 16.8 | 16.8 | 16.8 | 16.8 | 16.8 | 16.8 | 16.8 | 16.8 | 16.8
623 | SWEETWATER WIND 2B | 17INR0068 | SWEETWN2_WND2 | NOLAN | WIND-O | WEST | 2004 | 110.8 | 110.8 | 110.8 | 110.8 | 110.8 | 110.8 | 110.8 | 110.8 | 110.8 | 110.8
624 | SWEETWATER WIND 3A |  | SWEETWN3_WND3A | NOLAN | WIND-O | WEST | 2011 | 33.6 | 33.6 | 33.6 | 33.6 | 33.6 | 33.6 | 33.6 | 33.6 | 33.6 | 33.6
625 | SWEETWATER WIND 3B |  | SWEETWN3_WND3B | NOLAN | WIND-O | WEST | 2011 | 118.6 | 118.6 | 118.6 | 118.6 | 118.6 | 118.6 | 118.6 | 118.6 | 118.6 | 118.6
626 | SWEETWATER WIND 4-5 |  | SWEETWN5_WND5 | NOLAN | WIND-O | WEST | 2007 | 85 | 85 | 85 | 85 | 85 | 85 | 85 | 85 | 85 | 85
627 | SWEETWATER WIND 4-4B |  | SWEETWN4_WND4B | NOLAN | WIND-O | WEST | 2007 | 112 | 112 | 112 | 112 | 112 | 112 | 112 | 112 | 112 | 112
628 | SWEETWATER WIND 4-4A |  | SWEETWN4_WND4A | NOLAN | WIND-O | WEST | 2007 | 125 | 125 | 125 | 125 | 125 | 125 | 125 | 125 | 125 | 125
629 | TAHOKA WIND 1 |  | TAHOKA_UNIT_1 | LYNN | WIND-O | WEST | 2019 | 150 | 150 | 150 | 150 | 150 | 150 | 150 | 150 | 150 | 150
630 | TAHOKA WIND 2 |  | TAHOKA_UNIT_2 | LYNN | WIND-O | WEST | 2019 | 150 | 150 | 150 | 150 | 150 | 150 | 150 | 150 | 150 | 150
631 | TEXAS BIG SPRING WIND A |  | SGMTN_SIGNALMT | HOWARD | WIND-O | WEST | 1999 | 27.7 | 27.7 | 27.7 | 27.7 | 27.7 | 27.7 | 27.7 | 27.7 | 27.7 | 27.7
632 | TEXAS BIG SPRING WIND B |  | SGMTN_SIGNALM2 | HOWARD | WIND-O | WEST | 1999 | 6.6 | 6.6 | 6.6 | 6.6 | 6.6 | 6.6 | 6.6 | 6.6 | 6.6 | 6.6
633 | TORRECILLAS WIND 1 |  | TORR_UNIT1_25 | WEBB | WIND-O | SOUTH | 2019 | 150 | 150 | 150 | 150 | 150 | 150 | 150 | 150 | 150 | 150
634 | TORRECILLAS WIND 2 |  | TORR_UNIT2_23 | WEBB | WIND-O | SOUTH | 2019 | 23 | 23 | 23 | 23 | 23 | 23 | 23 | 23 | 23 | 23
635 | TORRECILLAS WIND 3 |  | TORR_UNIT2_25 | WEBB | WIND-O | SOUTH | 2019 | 127.5 | 127.5 | 127.5 | 127.5 | 127.5 | 127.5 | 127.5 | 127.5 | 127.5 | 127.5
636 | TRENT WIND | 17INR0069 | TRENT_TRENT | NOLAN | WIND-O | WEST | 2001 | 150 | 150 | 150 | 150 | 150 | 150 | 150 | 150 | 150 | 150
637 | TRINITY HILLS WIND 1 | 20INR0019 | TRINITY_TH1_BUS1 | ARCHER | WIND-O | WEST | 2012 | 103.4 | 103.4 | 103.4 | 103.4 | 103.4 | 103.4 | 103.4 | 103.4 | 103.4 | 103.4
638 | TRINITY HILLS WIND 2 | 20INR0019 | TRINITY_TH1_BUS2 | ARCHER | WIND-O | WEST | 2012 | 94.6 | 94.6 | 94.6 | 94.6 | 94.6 | 94.6 | 94.6 | 94.6 | 94.6 | 94.6
639 | TURKEY TRACK WIND |  | TTWEC_G1 | NOLAN | WIND-O | WEST | 2008 | 169.5 | 169.5 | 169.5 | 169.5 | 169.5 | 169.5 | 169.5 | 169.5 | 169.5 | 169.5
640 | TYLER BLUFF WIND |  | TYLRWIND_UNIT1 | COOKE | WIND-O | NORTH | 2017 | 125.6 | 125.6 | 125.6 | 125.6 | 125.6 | 125.6 | 125.6 | 125.6 | 125.6 | 125.6
641 | WHITETAIL WIND |  | EXGNWTL_WIND_1 | WEBB | WIND-O | SOUTH | 2012 | 92.3 | 92.3 | 92.3 | 92.3 | 92.3 | 92.3 | 92.3 | 92.3 | 92.3 | 92.3
642 | WINDTHORST 2 WIND |  | WNDTHST2_UNIT1 | ARCHER | WIND-O | WEST | 2014 | 67.6 | 67.6 | 67.6 | 67.6 | 67.6 | 67.6 | 67.6 | 67.6 | 67.6 | 67.6
643 | WKN MOZART WIND |  | MOZART_WIND_1 | KENT | WIND-O | WEST | 2012 | 30 | 30 | 30 | 30 | 30 | 30 | 30 | 30 | 30 | 30
644 | WILLOW SPRINGS WIND A |  | SALVTION_UNIT1 | HASKELL | WIND-O | WEST | 2017 | 125 | 125 | 125 | 125 | 125 | 125 | 125 | 125 | 125 | 125
645 | WILLOW SPRINGS WIND B |  | SALVTION_UNIT2 | HASKELL | WIND-O | WEST | 2017 | 125 | 125 | 125 | 125 | 125 | 125 | 125 | 125 | 125 | 125
646 | WILSON RANCH (INFINITY LIVE OAK WIND) |  | WL_RANCH_UNIT1 | SCHLEICHER | WIND-O | WEST | 2020 | 199.5 | 199.5 | 199.5 | 199.5 | 199.5 | 199.5 | 199.5 | 199.5 | 199.5 | 199.5
647 | WOLF RIDGE WIND | 21INR0511 | WHTTAIL_WR1 | COOKE | WIND-O | NORTH | 2008 | 112.5 | 112.5 | 112.5 | 112.5 | 112.5 | 112.5 | 112.5 | 112.5 | 112.5 | 112.5
648 | TSTC WEST TEXAS WIND |  | DG_ROSC2_1UNIT | NOLAN | WIND-O | WEST | 2008 | 2 | 2 | 2 | 2 | 2 | 2 | 2 | 2 | 2 | 2
649 | Operational Capacity Total (Wind) | [6 empty] | 25107.3 | 25107.3 | 25107.3 | 25107.3 | 25107.3 | 25107.3 | 25107.3 | 25107.3 | 25107.3 | 25107.3
650
651 | Operational Wind Capacity Sub-total (Coastal Counties) |  | WIND_OPERATIONAL_C |  |  |  |  | 3586.5 | 3586.5 | 3586.5 | 3586.5 | 3586.5 | 3586.5 | 3586.5 | 3586.5 | 3586.5 | 3586.5
652 | Wind Peak Average Capacity Percentage (Coastal) |  | WIND_PEAK_PCT_C | % |  |  |  | 43 | 43 | 43 | 43 | 43 | 43 | 43 | 43 | 43 | 43
653
654 | Operational Wind Capacity Sub-total (Panhandle Counties) |  | WIND_OPERATIONAL_P |  |  |  |  | 4408.7 | 4408.7 | 4408.7 | 4408.7 | 4408.7 | 4408.7 | 4408.7 | 4408.7 | 4408.7 | 4408.7
655 | Wind Peak Average Capacity Percentage (Panhandle) |  | WIND_PEAK_PCT_P | % |  |  |  | 32 | 32 | 32 | 32 | 32 | 32 | 32 | 32 | 32 | 32
656
657 | Operational Wind Capacity Sub-total (Other Counties) |  | WIND_OPERATIONAL_O |  |  |  |  | 17112.1 | 17112.1 | 17112.1 | 17112.1 | 17112.1 | 17112.1 | 17112.1 | 17112.1 | 17112.1 | 17112.1
658 | Wind Peak Average Capacity Percentage (Other) |  | WIND_PEAK_PCT_O | % |  |  |  | 19 | 19 | 19 | 19 | 19 | 19 | 19 | 19 | 19 | 19
659
660 | Operational Resources (Solar)
661 | ACACIA SOLAR |  | ACACIA_UNIT_1 | PRESIDIO | SOLAR | WEST | 2012 | 10 | 10 | 10 | 10 | 10 | 10 | 10 | 10 | 10 | 10
662 | BHE SOLAR PEARL PROJECT (SIRIUS 2) |  | SIRIUS_UNIT2 | PECOS | SOLAR | WEST | 2017 | 49.1 | 49.1 | 49.1 | 49.1 | 49.1 | 49.1 | 49.1 | 49.1 | 49.1 | 49.1
663 | BLUEBELL SOLAR (CAPRICORN RIDGE SOLAR) |  | CAPRIDG4_BB_PV | STERLING | SOLAR | WEST | 2019 | 30 | 30 | 30 | 30 | 30 | 30 | 30 | 30 | 30 | 30
664 | BNB LAMESA SOLAR (PHASE I) |  | LMESASLR_UNIT1 | DAWSON | SOLAR | WEST | 2018 | 101.6 | 101.6 | 101.6 | 101.6 | 101.6 | 101.6 | 101.6 | 101.6 | 101.6 | 101.6
665 | BNB LAMESA SOLAR (PHASE II) |  | LMESASLR_IVORY | DAWSON | SOLAR | WEST | 2018 | 50 | 50 | 50 | 50 | 50 | 50 | 50 | 50 | 50 | 50
666 | CASTLE GAP SOLAR |  | CASL_GAP_UNIT1 | UPTON | SOLAR | WEST | 2018 | 180 | 180 | 180 | 180 | 180 | 180 | 180 | 180 | 180 | 180
667 | FOWLER RANCH |  | FWLR_SLR_UNIT1 | CRANE | SOLAR | WEST | 2020 | 150 | 150 | 150 | 150 | 150 | 150 | 150 | 150 | 150 | 150
668 | FS BARILLA SOLAR-PECOS |  | HOVEY_UNIT1 | PECOS | SOLAR | WEST | 2015 | 22 | 22 | 22 | 22 | 22 | 22 | 22 | 22 | 22 | 22
669 | FS EAST PECOS SOLAR |  | BOOTLEG_UNIT1 | PECOS | SOLAR | WEST | 2017 | 121.1 | 121.1 | 121.1 | 121.1 | 121.1 | 121.1 | 121.1 | 121.1 | 121.1 | 121.1
670 | HOLSTEIN SOLAR 1 |  | HOLSTEIN_SOLAR1 | NOLAN | SOLAR | WEST | 2020 | 102.2 | 102.2 | 102.2 | 102.2 | 102.2 | 102.2 | 102.2 | 102.2 | 102.2 | 102.2
671 | HOLSTEIN SOLAR 2 |  | HOLSTEIN_SOLAR2 | NOLAN | SOLAR | WEST | 2020 | 102.3 | 102.3 | 102.3 | 102.3 | 102.3 | 102.3 | 102.3 | 102.3 | 102.3 | 102.3
672 | LAPETUS SOLAR |  | LAPETUS_UNIT_1 | ANDREWS | SOLAR | WEST | 2020 | 100.7 | 100.7 | 100.7 | 100.7 | 100.7 | 100.7 | 100.7 | 100.7 | 100.7 | 100.7
673 | OBERON SOLAR |  | OBERON_UNIT_1 | ECTOR | SOLAR | WEST | 2020 | 180 | 180 | 180 | 180 | 180 | 180 | 180 | 180 | 180 | 180
674 | OCI ALAMO 1 SOLAR |  | OCI_ALM1_UNIT1 | BEXAR | SOLAR | SOUTH | 2013 | 39.2 | 39.2 | 39.2 | 39.2 | 39.2 | 39.2 | 39.2 | 39.2 | 39.2 | 39.2
675 | OCI ALAMO 4 SOLAR-BRACKETVILLE |  | ECLIPSE_UNIT1 | KINNEY | SOLAR | SOUTH | 2014 | 37.6 | 37.6 | 37.6 | 37.6 | 37.6 | 37.6 | 37.6 | 37.6 | 37.6 | 37.6
676 | OCI ALAMO 5 (DOWNIE RANCH) |  | HELIOS_UNIT1 | UVALDE | SOLAR | SOUTH | 2015 | 100 | 100 | 100 | 100 | 100 | 100 | 100 | 100 | 100 | 100
677 | OCI ALAMO 6 (SIRIUS/WEST TEXAS) |  | SIRIUS_UNIT1 | PECOS | SOLAR | WEST | 2017 | 110.2 | 110.2 | 110.2 | 110.2 | 110.2 | 110.2 | 110.2 | 110.2 | 110.2 | 110.2
678 | OCI ALAMO 7 (PAINT CREEK) |  | SOLARA_UNIT1 | HASKELL | SOLAR | WEST | 2016 | 112 | 112 | 112 | 112 | 112 | 112 | 112 | 112 | 112 | 112
679 | PHOEBE SOLAR 1 |  | PHOEBE_UNIT1 | WINKLER | SOLAR | WEST | 2019 | 125.1 | 125.1 | 125.1 | 125.1 | 125.1 | 125.1 | 125.1 | 125.1 | 125.1 | 125.1
680 | PHOEBE SOLAR 2 |  | PHOEBE_UNIT2 | WINKLER | SOLAR | WEST | 2019 | 128.1 | 128.1 | 128.1 | 128.1 | 128.1 | 128.1 | 128.1 | 128.1 | 128.1 | 128.1
681 | PROSPERO SOLAR 1 |  | PROSPERO_UNIT1 | ANDREWS | SOLAR | WEST | 2020 | 153.6 | 153.6 | 153.6 | 153.6 | 153.6 | 153.6 | 153.6 | 153.6 | 153.6 | 153.6
682 | PROSPERO SOLAR 2 |  | PROSPERO_UNIT2 | ANDREWS | SOLAR | WEST | 2020 | 150 | 150 | 150 | 150 | 150 | 150 | 150 | 150 | 150 | 150
683 | QUEEN SOLAR PHASE I |  | QUEEN_SL_SOLAR1 | UPTON | SOLAR | WEST | 2020 | 102.5 | 102.5 | 102.5 | 102.5 | 102.5 | 102.5 | 102.5 | 102.5 | 102.5 | 102.5
684 | QUEEN SOLAR PHASE I |  | QUEEN_SL_SOLAR2 | UPTON | SOLAR | WEST | 2020 | 102.5 | 102.5 | 102.5 | 102.5 | 102.5 | 102.5 | 102.5 | 102.5 | 102.5 | 102.5
685 | QUEEN SOLAR PHASE II |  | QUEEN_SL_SOLAR3 | UPTON | SOLAR | WEST | 2020 | 97.5 | 97.5 | 97.5 | 97.5 | 97.5 | 97.5 | 97.5 | 97.5 | 97.5 | 97.5
686 | QUEEN SOLAR PHASE II |  | QUEEN_SL_SOLAR4 | UPTON | SOLAR | WEST | 2020 | 107.5 | 107.5 | 107.5 | 107.5 | 107.5 | 107.5 | 107.5 | 107.5 | 107.5 | 107.5
687 | RAMBLER SOLAR |  | RAMBLER_UNIT1 | TOM GREEN | SOLAR | WEST | 2020 | 200 | 200 | 200 | 200 | 200 | 200 | 200 | 200 | 200 | 200
688 | RE ROSEROCK SOLAR 1 |  | REROCK_UNIT1 | PECOS | SOLAR | WEST | 2016 | 78.8 | 78.8 | 78.8 | 78.8 | 78.8 | 78.8 | 78.8 | 78.8 | 78.8 | 78.8
689 | RE ROSEROCK SOLAR 2 |  | REROCK_UNIT2 | PECOS | SOLAR | WEST | 2016 | 78.8 | 78.8 | 78.8 | 78.8 | 78.8 | 78.8 | 78.8 | 78.8 | 78.8 | 78.8
690 | RIGGINS (SE BUCKTHORN WESTEX SOLAR) |  | RIGGINS_UNIT1 | PECOS | SOLAR | WEST | 2018 | 150 | 150 | 150 | 150 | 150 | 150 | 150 | 150 | 150 | 150
691 | SOLAIREHOLMAN 1 |  | LASSO_UNIT1 | BREWSTER | SOLAR | WEST | 2018 | 50 | 50 | 50 | 50 | 50 | 50 | 50 | 50 | 50 | 50
692 | SP-TX-12-PHASE B |  | SPTX12B_UNIT1 | UPTON | SOLAR | WEST | 2017 | 157.5 | 157.5 | 157.5 | 157.5 | 157.5 | 157.5 | 157.5 | 157.5 | 157.5 | 157.5
693 | WAYMARK SOLAR |  | WAYMARK_UNIT1 | UPTON | SOLAR | WEST | 2018 | 182 | 182 | 182 | 182 | 182 | 182 | 182 | 182 | 182 | 182
694 | WEBBERVILLE SOLAR |  | WEBBER_S_WSP1 | TRAVIS | SOLAR | SOUTH | 2011 | 26.7 | 26.7 | 26.7 | 26.7 | 26.7 | 26.7 | 26.7 | 26.7 | 26.7 | 26.7
695 | WEST OF PECOS SOLAR |  | W_PECOS_UNIT1 | REEVES | SOLAR | WEST | 2019 | 100 | 100 | 100 | 100 | 100 | 100 | 100 | 100 | 100 | 100
696 | ALEXIS SOLAR |  | DG_ALEXIS_ALEXIS | BROOKS | SOLAR | SOUTH | 2019 | 10 | 10 | 10 | 10 | 10 | 10 | 10 | 10 | 10 | 10
697 | BECK 1 |  | DG_CECSOLAR_DG_BECK1 | BEXAR | SOLAR | SOUTH | 2016 | 1 | 1 | 1 | 1 | 1 | 1 | 1 | 1 | 1 | 1
698 | BLUE WING 1 SOLAR |  | DG_BROOK_1UNIT | BEXAR | SOLAR | SOUTH | 2010 | 7.6 | 7.6 | 7.6 | 7.6 | 7.6 | 7.6 | 7.6 | 7.6 | 7.6 | 7.6
699 | BLUE WING 2 SOLAR |  | DG_ELMEN_1UNIT | BEXAR | SOLAR | SOUTH | 2010 | 7.3 | 7.3 | 7.3 | 7.3 | 7.3 | 7.3 | 7.3 | 7.3 | 7.3 | 7.3
700 | BOVINE SOLAR LLC |  | DG_BOVINE_BOVINE | AUSTIN | SOLAR | SOUTH | 2018 | 5 | 5 | 5 | 5 | 5 | 5 | 5 | 5 | 5 | 5
701 | BOVINE SOLAR LLC |  | DG_BOVINE2_BOVINE2 | AUSTIN | SOLAR | SOUTH | 2018 | 5 | 5 | 5 | 5 | 5 | 5 | 5 | 5 | 5 | 5
702 | BRONSON SOLAR I |  | DG_BRNSN_BRNSN | FORT BEND | SOLAR | HOUSTON | 2018 | 5 | 5 | 5 | 5 | 5 | 5 | 5 | 5 | 5 | 5
703 | BRONSON SOLAR II |  | DG_BRNSN2_BRNSN2 | FORT BEND | SOLAR | HOUSTON | 2018 | 5 | 5 | 5 | 5 | 5 | 5 | 5 | 5 | 5 | 5
704 | CASCADE SOLAR I |  | DG_CASCADE_CASCADE | WHARTON | SOLAR | SOUTH | 2018 | 5 | 5 | 5 | 5 | 5 | 5 | 5 | 5 | 5 | 5
705 | CASCADE SOLAR II |  | DG_CASCADE2_CASCADE2 | WHARTON | SOLAR | SOUTH | 2018 | 5 | 5 | 5 | 5 | 5 | 5 | 5 | 5 | 5 | 5
706 | CATAN SOLAR |  | DG_CS10_CATAN | KARNES | SOLAR | SOUTH | 2020 | 10 | 10 | 10 | 10 | 10 | 10 | 10 | 10 | 10 | 10
707 | CHISUM SOLAR |  | DG_CHISUM_CHISUM | LAMAR | SOLAR | NORTH | 2018 | 10 | 10 | 10 | 10 | 10 | 10 | 10 | 10 | 10 | 10
708 | COMMERCE_SOLAR |  | DG_ X443PV1_SWRI_PV1 | BEXAR | SOLAR | SOUTH | 2019 | 5 | 5 | 5 | 5 | 5 | 5 | 5 | 5 | 5 | 5
709 | EDDY SOLAR II |  | DG_EDDYII_EDDYII | MCLENNAN | SOLAR | NORTH | 2018 | 10 | 10 | 10 | 10 | 10 | 10 | 10 | 10 | 10 | 10
710 | FIFTH GENERATION SOLAR 1 |  | DG_FIFTHGS1_FGSOLAR1 | TRAVIS | SOLAR | SOUTH | 2016 | 1.6 | 1.6 | 1.6 | 1.6 | 1.6 | 1.6 | 1.6 | 1.6 | 1.6 | 1.6
711 | GRIFFIN SOLAR |  | DG_GRIFFIN_GRIFFIN | MCLENNAN | SOLAR | NORTH | 2019 | 5 | 5 | 5 | 5 | 5 | 5 | 5 | 5 | 5 | 5
712 | HIGHWAY 56 |  | DG_HWY56_HWY56 | GRAYSON | SOLAR | NORTH | 2017 | 5.3 | 5.3 | 5.3 | 5.3 | 5.3 | 5.3 | 5.3 | 5.3 | 5.3 | 5.3
713 | HM SEALY SOLAR 1 |  | DG_SEALY_1UNIT | AUSTIN | SOLAR | SOUTH | 2015 | 1.6 | 1.6 | 1.6 | 1.6 | 1.6 | 1.6 | 1.6 | 1.6 | 1.6 | 1.6
714 | LAMPWICK SOLAR |  | DG_LAMPWICK_LAMPWICK | MENARD | SOLAR | WEST | 2019 | 7.5 | 7.5 | 7.5 | 7.5 | 7.5 | 7.5 | 7.5 | 7.5 | 7.5 | 7.5
715 | LEON |  | DG_LEON_LEON | HUNT | SOLAR | NORTH | 2017 | 10 | 10 | 10 | 10 | 10 | 10 | 10 | 10 | 10 | 10
716 | MARLIN |  | DG_MARLIN_MARLIN | FALLS | SOLAR | NORTH | 2017 | 5.3 | 5.3 | 5.3 | 5.3 | 5.3 | 5.3 | 5.3 | 5.3 | 5.3 | 5.3
717 | MARS SOLAR (DG) |  | DG_MARS_MARS | WEBB | SOLAR | SOUTH | 2019 | 10 | 10 | 10 | 10 | 10 | 10 | 10 | 10 | 10 | 10
718 | NORTH GAINESVILLE |  | DG_NGNSVL_NGAINESV | COOKE | SOLAR | NORTH | 2017 | 5.2 | 5.2 | 5.2 | 5.2 | 5.2 | 5.2 | 5.2 | 5.2 | 5.2 | 5.2
719 | OCI ALAMO 2 SOLAR-ST. HEDWIG |  | DG_STHWG_UNIT1 | BEXAR | SOLAR | SOUTH | 2014 | 4.4 | 4.4 | 4.4 | 4.4 | 4.4 | 4.4 | 4.4 | 4.4 | 4.4 | 4.4
720 | OCI ALAMO 3-WALZEM SOLAR |  | DG_WALZM_UNIT1 | BEXAR | SOLAR | SOUTH | 2014 | 5.5 | 5.5 | 5.5 | 5.5 | 5.5 | 5.5 | 5.5 | 5.5 | 5.5 | 5.5
721 | POWERFIN KINGSBERY |  | DG_PFK_PFKPV | TRAVIS | SOLAR | SOUTH | 2017 | 2.6 | 2.6 | 2.6 | 2.6 | 2.6 | 2.6 | 2.6 | 2.6 | 2.6 | 2.6
722 | RENEWABLE ENERGY ALTERNATIVES-CCS1 |  | DG_COSERVSS_CSS1 | DENTON | SOLAR | NORTH | 2015 | 2 | 2 | 2 | 2 | 2 | 2 | 2 | 2 | 2 | 2
723 | STERLING |  | DG_STRLING_STRLING | HUNT | SOLAR | NORTH | 2018 | 10 | 10 | 10 | 10 | 10 | 10 | 10 | 10 | 10 | 10
724 | SUNEDISON RABEL ROAD SOLAR |  | DG_VALL1_1UNIT | BEXAR | SOLAR | SOUTH | 2012 | 9.9 | 9.9 | 9.9 | 9.9 | 9.9 | 9.9 | 9.9 | 9.9 | 9.9 | 9.9
725 | SUNEDISON VALLEY ROAD SOLAR |  | DG_VALL2_1UNIT | BEXAR | SOLAR | SOUTH | 2012 | 9.9 | 9.9 | 9.9 | 9.9 | 9.9 | 9.9 | 9.9 | 9.9 | 9.9 | 9.9
726 | SUNEDISON CPS3 SOMERSET 1 SOLAR |  | DG_SOME1_1UNIT | BEXAR | SOLAR | SOUTH | 2012 | 5.6 | 5.6 | 5.6 | 5.6 | 5.6 | 5.6 | 5.6 | 5.6 | 5.6 | 5.6
727 | SUNEDISON SOMERSET 2 SOLAR |  | DG_SOME2_1UNIT | BEXAR | SOLAR | SOUTH | 2012 | 5 | 5 | 5 | 5 | 5 | 5 | 5 | 5 | 5 | 5
728 | WALNUT SPRINGS |  | DG_WLNTSPRG_1UNIT | BOSQUE | SOLAR | NORTH | 2016 | 10 | 10 | 10 | 10 | 10 | 10 | 10 | 10 | 10 | 10
729 | WEST MOORE II |  | DG_WMOOREII_WMOOREII | GRAYSON | SOLAR | NORTH | 2018 | 5 | 5 | 5 | 5 | 5 | 5 | 5 | 5 | 5 | 5
730 | WHITESBORO |  | DG_WBORO_WHTSBORO | GRAYSON | SOLAR | NORTH | 2017 | 5 | 5 | 5 | 5 | 5 | 5 | 5 | 5 | 5 | 5
731 | WHITESBORO II |  | DG_WBOROII_WHBOROII | GRAYSON | SOLAR | NORTH | 2017 | 5 | 5 | 5 | 5 | 5 | 5 | 5 | 5 | 5 | 5
732 | WHITEWRIGHT |  | DG_WHTRT_WHTRGHT | FANNIN | SOLAR | NORTH | 2017 | 10 | 10 | 10 | 10 | 10 | 10 | 10 | 10 | 10 | 10
733 | WHITNEY SOLAR |  | DG_WHITNEY_SOLAR1 | BOSQUE | SOLAR | NORTH | 2017 | 10 | 10 | 10 | 10 | 10 | 10 | 10 | 10 | 10 | 10
734 | YELLOW JACKET SOLAR |  | DG_YLWJACKET_YLWJACKET | BOSQUE | SOLAR | NORTH | 2018 | 5 | 5 | 5 | 5 | 5 | 5 | 5 | 5 | 5 | 5
735 | Operational Capacity Total (Solar) | [6 empty] | 3835.9 | 3835.9 | 3835.9 | 3835.9 | 3835.9 | 3835.9 | 3835.9 | 3835.9 | 3835.9 | 3835.9
736 | Solar Peak Average Capacity Percentage |  | SOLAR_PEAK_PCT | % |  |  |  | 7 | 7 | 7 | 7 | 7 | 7 | 7 | 7 | 7 | 7
737
738 | Operational Resources (Storage)
739 | BLUE SUMMIT BATTERY |  | BLSUMMIT_BATTERY | WILBARGER | STORAGE | WEST | 2017 | 30 | 30 | 30 | 30 | 30 | 30 | 30 | 30 | 30 | 30
740 | BRP ALVIN (DGR) |  | BRPALVIN_UNIT1 | BRAZORIA | STORAGE | COASTAL | 2020 | 10 | 10 | 10 | 10 | 10 | 10 | 10 | 10 | 10 | 10
741 | BRP ANGELTON (DGR) |  | BRPANGLE_UNIT1 | BRAZORIA | STORAGE | COASTAL | 2020 | 10 | 10 | 10 | 10 | 10 | 10 | 10 | 10 | 10 | 10
742 | BRP BRAZORIA (DGR) |  | BRP_BRAZ_UNIT1 | BRAZORIA | STORAGE | COASTAL | 2020 | 10 | 10 | 10 | 10 | 10 | 10 | 10 | 10 | 10 | 10
743 | BRP HEIGHTS (DGR) |  | BRHEIGHT_UNIT1 | GALVESTON | STORAGE | HOUSTON | 2020 | 9.9 | 9.9 | 9.9 | 9.9 | 9.9 | 9.9 | 9.9 | 9.9 | 9.9 | 9.9
744 | BRP ODESSA SW (DGR) |  | BRPODESA_UNIT1 | ECTOR | STORAGE | WEST | 2020 | 10 | 10 | 10 | 10 | 10 | 10 | 10 | 10 | 10 | 10
745 | CASTLE GAP BATTERY |  | CASL_GAP_BATTERY1 | UPTON | STORAGE | WEST | 2019 | 9.9 | 9.9 | 9.9 | 9.9 | 9.9 | 9.9 | 9.9 | 9.9 | 9.9 | 9.9
746 | COMMERCE ST ESS (DGR) |  | X443ESS1_SWRI | BEXAR | STORAGE | SOUTH | 2020 | 10 | 10 | 10 | 10 | 10 | 10 | 10 | 10 | 10 | 10
747 | FLAT TOP BATTERY (DGR) |  | FLTBES_BESS1 | REEVES | STORAGE | WEST | 2020 | 9.9 | 9.9 | 9.9 | 9.9 | 9.9 | 9.9 | 9.9 | 9.9 | 9.9 | 9.9
748 | INADALE ESS |  | INDL_ESS | NOLAN | STORAGE | WEST | 2018 | 9.9 | 9.9 | 9.9 | 9.9 | 9.9 | 9.9 | 9.9 | 9.9 | 9.9 | 9.9
749 | JOHNSON CITY BESS (DGR) |  | JC_BAT_UNIT_1 | BLANCO | STORAGE | SOUTH | 2020 | 2.3 | 2.3 | 2.3 | 2.3 | 2.3 | 2.3 | 2.3 | 2.3 | 2.3 | 2.3
750 | NOTREES BATTERY FACILITY |  | NWF_NBS | WINKLER | STORAGE | WEST | 2013 | 33.7 | 33.7 | 33.7 | 33.7 | 33.7 | 33.7 | 33.7 | 33.7 | 33.7 | 33.7
751 | OCI ALAMO 1 |  | OCI_ALM1_ASTRO1 | BEXAR | STORAGE | SOUTH | 2016 | 1 | 1 | 1 | 1 | 1 | 1 | 1 | 1 | 1 | 1
752 | PORT LAVACA BATTERY (DGR) |  | PTLBES_BESS1 | CALHOUN | STORAGE | COASTAL | 2019 | 9.9 | 9.9 | 9.9 | 9.9 | 9.9 | 9.9 | 9.9 | 9.9 | 9.9 | 9.9
753 | PROSPECT STORAGE (DGR) |  | WCOLLDG_BSS_U1 | BRAZORIA | STORAGE | COASTAL | 2019 | 9.9 | 9.9 | 9.9 | 9.9 | 9.9 | 9.9 | 9.9 | 9.9 | 9.9 | 9.9
754 | PYRON ESS |  | PYR_ESS | SCURRY | STORAGE | WEST | 2018 | 9.9 | 9.9 | 9.9 | 9.9 | 9.9 | 9.9 | 9.9 | 9.9 | 9.9 | 9.9
755 | RABBIT HILL ENERGY STORAGE PROJECT (DGR) |  | RHESS2_ESS_1 | WILLIAMSON | STORAGE | SOUTH | 2020 | 9.9 | 9.9 | 9.9 | 9.9 | 9.9 | 9.9 | 9.9 | 9.9 | 9.9 | 9.9
756 | TOS BATTERY STORAGE (DGR) |  | TOSBATT_UNIT1 | MIDLAND | STORAGE | WEST | 2017 | 2 | 2 | 2 | 2 | 2 | 2 | 2 | 2 | 2 | 2
757 | WORSHAM BATTERY (DGR) |  | WRSBES_BESS1 | REEVES | STORAGE | WEST | 2020 | 9.9 | 9.9 | 9.9 | 9.9 | 9.9 | 9.9 | 9.9 | 9.9 | 9.9 | 9.9
758 | KINGSBERY ENERGY STORAGE SYSTEM |  | DG_KB_ESS_KB_ESS | TRAVIS | STORAGE | SOUTH | 2017 | 1.5 | 1.5 | 1.5 | 1.5 | 1.5 | 1.5 | 1.5 | 1.5 | 1.5 | 1.5
759 | MU ENERGY STORAGE SYSTEM |  | DG_MU_ESS_MU_ESS | TRAVIS | STORAGE | SOUTH | 2018 | 1.5 | 1.5 | 1.5 | 1.5 | 1.5 | 1.5 | 1.5 | 1.5 | 1.5 | 1.5
760 | YOUNICOS FACILITY |  | DG_YOUNICOS_YINC1_1 | TRAVIS | STORAGE | SOUTH | 2015 | 2 | 2 | 2 | 2 | 2 | 2 | 2 | 2 | 2 | 2
761 | Operational Capacity Total (Storage) | [6 empty] | 213.1 | 213.1 | 213.1 | 213.1 | 213.1 | 213.1 | 213.1 | 213.1 | 213.1 | 213.1
762 | Storage Peak Average Capacity Percentage |  | STORAGE_PEAK_PCT | % |  |  |  | 0 | 0 | 0 | 0 | 0 | 0 | 0 | 0 | 0 | 0
763
764 | Reliability Must-Run (RMR) Capacity |  | RMR_CAP_CONT |  |  |  |  | 0 | 0 | 0 | 0 | 0 | 0 | 0 | 0 | 0 | 0
765
766 | Capacity Pending Retirement |  | PENDRETIRE_CAP |  |  |  |  | -235 | -235 | -235 | -235 | -235 | -235 | -235 | -235 | -235 | -235
767
768 | Non-Synchronous Tie Resources
769 | EAST TIE |  | DC_E | FANNIN | OTHER | NORTH |  | 600 | 600 | 600 | 600 | 600 | 600 | 600 | 600 | 600 | 600
770 | NORTH TIE |  | DC_N | WILBARGER | OTHER | WEST |  | 220 | 220 | 220 | 220 | 220 | 220 | 220 | 220 | 220 | 220
771 | LAREDO VFT TIE |  | DC_L | WEBB | OTHER | SOUTH |  | 100 | 100 | 100 | 100 | 100 | 100 | 100 | 100 | 100 | 100
772 | SHARYLAND RAILROAD TIE |  | DC_R | HIDALGO | OTHER | SOUTH |  | 300 | 300 | 300 | 300 | 300 | 300 | 300 | 300 | 300 | 300
773 | Non-Synchronous Ties Total | [6 empty] | 1220 | 1220 | 1220 | 1220 | 1220 | 1220 | 1220 | 1220 | 1220 | 1220
774 | Non-Synchronous Ties Peak Average Capacity Percentage |  | DCTIE_PEAK_PCT | % |  |  |  | 68.65 | 68.65 | 68.65 | 68.65 | 68.65 | 68.65 | 68.65 | 68.65 | 68.65 | 68.65
775
776 | Planned Thermal Resources with Executed SGIA, Air Permit, GHG Permit and Proof of Adequate Water Supplies
777 | AIR PRODUCTS GCA | 21INR0012 |  | GALVESTON | GAS-ST | HOUSTON | 2022 | 0 | 60 | 60 | 60 | 60 | 60 | 60 | 60 | 60 | 60
778 | BRANDON (LP&L) | 21INR0201 |  | LUBBOCK | GAS-GT | PANHANDLE | 2021 | 21 | 21 | 21 | 21 | 21 | 21 | 21 | 21 | 21 | 21
779 | CHAMON 2 | 19INR0056 |  | HARRIS | GAS-GT | HOUSTON | 2021 | 100 | 100 | 100 | 100 | 100 | 100 | 100 | 100 | 100 | 100
780 | MIRAGE | 17INR0022 |  | HARRIS | GAS-GT | HOUSTON | 2021 | 11 | 11 | 11 | 11 | 11 | 11 | 11 | 11 | 11 | 11
781 | OLD BLOOMINGTON ROAD | 19INR0057 |  | VICTORIA | GAS-GT | SOUTH | 2021 | 100 | 100 | 100 | 100 | 100 | 100 | 100 | 100 | 100 | 100
782 | PROENERGY SOUTH 1 (PES1) | 20INR0206 |  | HARRIS | GAS-GT | HOUSTON | 2020 | 306 | 306 | 306 | 306 | 306 | 306 | 306 | 306 | 306 | 306
783 | R MASSENGALE (LP&L) | 21INR0202 |  | LUBBOCK | GAS-CC | PANHANDLE | 2021 | 58 | 58 | 58 | 58 | 58 | 58 | 58 | 58 | 58 | 58
784 | TOPAZ POWER PLANT | 20INR0231 |  | GALVESTON | GAS-GT | HOUSTON | 2021 | 510 | 510 | 510 | 510 | 510 | 510 | 510 | 510 | 510 | 510
785 | TY COOKE (LP&L) | 21INR0506 |  | LUBBOCK | GAS-GT | PANHANDLE | 2021 | 33 | 33 | 33 | 33 | 33 | 33 | 33 | 33 | 33 | 33
786 | Planned Capacity Total (Nuclear, Coal, Gas, Biomass) | [6 empty] | 1139 | 1199 | 1199 | 1199 | 1199 | 1199 | 1199 | 1199 | 1199 | 1199
787
788 | Planned Wind Resources with Executed SGIA
789 | CHALUPA WIND | 20INR0042 |  | CAMERON | WIND-C | COASTAL | 2020 | 174 | 174 | 174 | 174 | 174 | 174 | 174 | 174 | 174 | 174
790 | CRANEL WIND | 19INR0112 |  | REFUGIO | WIND-C | COASTAL | 2020 | 220 | 220 | 220 | 220 | 220 | 220 | 220 | 220 | 220 | 220
791 | EAST RAYMOND WIND | 18INR0059 |  | WILLACY | WIND-C | COASTAL | 2021 | 201.6 | 201.6 | 201.6 | 201.6 | 201.6 | 201.6 | 201.6 | 201.6 | 201.6 | 201.6
792 | EL ALGODON ALTO W | 15INR0034 |  | SAN PATRICIO | WIND-C | COASTAL | 2021 | 0 | 201 | 201 | 201 | 201 | 201 | 201 | 201 | 201 | 201
793 | ESPIRITU WIND | 17INR0031 |  | CAMERON | WIND-C | COASTAL | 2020 | 25.2 | 25.2 | 25.2 | 25.2 | 25.2 | 25.2 | 25.2 | 25.2 | 25.2 | 25.2
794 | LAS MAJADAS WIND | 17INR0035 |  | WILLACY | WIND-C | COASTAL | 2020 | 272.6 | 272.6 | 272.6 | 272.6 | 272.6 | 272.6 | 272.6 | 272.6 | 272.6 | 272.6
795 | MONTE ALTO I | 19INR0022 |  | WILLACY | WIND-C | COASTAL | 2022 | 0 | 0 | 223.8 | 223.8 | 223.8 | 223.8 | 223.8 | 223.8 | 223.8 | 223.8
796 | SHAFFER (PATRIOT WIND/PETRONILLA) | 11INR0062 |  | NUECES | WIND-C | COASTAL | 2020 | 226 | 226 | 226 | 226 | 226 | 226 | 226 | 226 | 226 | 226
797 | WEST RAYMOND (EL TRUENO) WIND | 20INR0088 |  | WILLACY | WIND-C | COASTAL | 2021 | 239.8 | 239.8 | 239.8 | 239.8 | 239.8 | 239.8 | 239.8 | 239.8 | 239.8 | 239.8
798 | CAROL WIND | 20INR0217 |  | POTTER | WIND-P | PANHANDLE | 2021 | 0 | 169.2 | 169.2 | 169.2 | 169.2 | 169.2 | 169.2 | 169.2 | 169.2 | 169.2
799 | HART WIND | 16INR0033 |  | CASTRO | WIND-P | PANHANDLE | 2022 | 0 | 0 | 151.5 | 151.5 | 151.5 | 151.5 | 151.5 | 151.5 | 151.5 | 151.5
800 | AJAX WIND | 20INR0142 |  | WILBARGER | WIND-O | WEST | 2021 | 630 | 630 | 630 | 630 | 630 | 630 | 630 | 630 | 630 | 630
801 | ANCHOR WIND | 21INR0387 |  | EASTLAND | WIND-O | NORTH | 2021 | 0 | 300 | 300 | 300 | 300 | 300 | 300 | 300 | 300 | 300
802 | APOGEE WIND | 21INR0467 |  | HASKELL | WIND-O | WEST | 2021 | 0 | 393.2 | 393.2 | 393.2 | 393.2 | 393.2 | 393.2 | 393.2 | 393.2 | 393.2
803 | AQUILLA LAKE WIND | 19INR0145 |  | HILL | WIND-O | NORTH | 2021 | 202 | 202 | 202 | 202 | 202 | 202 | 202 | 202 | 202 | 202
804 | AQUILLA LAKE 2 WIND | 20INR0256 |  | HILL | WIND-O | NORTH | 2021 | 100 | 100 | 100 | 100 | 100 | 100 | 100 | 100 | 100 | 100
805 | AVIATOR WIND | 19INR0156 |  | COKE | WIND-O | WEST | 2020 | 525 | 525 | 525 | 525 | 525 | 525 | 525 | 525 | 525 | 525
806 | BAIRD NORTH WIND | 20INR0083 |  | CALLAHAN | WIND-O | WEST | 2021 | 331.2 | 331.2 | 331.2 | 331.2 | 331.2 | 331.2 | 331.2 | 331.2 | 331.2 | 331.2
807 | BAIRD NORTH II WIND | 21INR0498 |  | CALLAHAN | WIND-O | WEST | 2021 | 20 | 20 | 20 | 20 | 20 | 20 | 20 | 20 | 20 | 20
808 | BARROW RANCH (JUMBO HILL WIND) | 18INR0038 |  | ANDREWS | WIND-O | WEST | 2020 | 160 | 160 | 160 | 160 | 160 | 160 | 160 | 160 | 160 | 160
809 | BIG SAMPSON WIND | 16INR0104 |  | CROCKETT | WIND-O | WEST | 2023 | 0 | 0 | 400 | 400 | 400 | 400 | 400 | 400 | 400 | 400
810 | BLACKJACK CREEK WIND | 20INR0068 |  | BEE | WIND-O | SOUTH | 2021 | 240.5 | 240.5 | 240.5 | 240.5 | 240.5 | 240.5 | 240.5 | 240.5 | 240.5 | 240.5
811 | CACTUS FLATS WIND | 16INR0086 |  | CONCHO | WIND-O | WEST | 2020 | 148.4 | 148.4 | 148.4 | 148.4 | 148.4 | 148.4 | 148.4 | 148.4 | 148.4 | 148.4
812 | CANYON WIND | 18INR0030 |  | SCURRY | WIND-O | WEST | 2022 | 0 | 259.4 | 259.4 | 259.4 | 259.4 | 259.4 | 259.4 | 259.4 | 259.4 | 259.4
813 | COYOTE WIND | 17INR0027b |  | SCURRY | WIND-O | WEST | 2020 | 242.6 | 242.6 | 242.6 | 242.6 | 242.6 | 242.6 | 242.6 | 242.6 | 242.6 | 242.6
814 | EDMONDSON RANCH WIND | 18INR0043 |  | GLASSCOCK | WIND-O | WEST | 2021 | 293.3 | 293.3 | 293.3 | 293.3 | 293.3 | 293.3 | 293.3 | 293.3 | 293.3 | 293.3
815 | FOXTROT WIND | 20INR0129 |  | KARNES | WIND-O | SOUTH | 2022 | 0 | 504 | 504 | 504 | 504 | 504 | 504 | 504 | 504 | 504
816 | GRIFFIN TRAIL WIND | 20INR0052 |  | KNOX | WIND-O | WEST | 2021 | 225.6 | 225.6 | 225.6 | 225.6 | 225.6 | 225.6 | 225.6 | 225.6 | 225.6 | 225.6
817 | HARALD (BEARKAT WIND B) | 15INR0064b |  | GLASSCOCK | WIND-O | WEST | 2020 | 162.1 | 162.1 | 162.1 | 162.1 | 162.1 | 162.1 | 162.1 | 162.1 | 162.1 | 162.1
818 | HIDALGO II WIND | 19INR0053 |  | HIDALGO | WIND-O | SOUTH | 2020 | 51 | 51 | 51 | 51 | 51 | 51 | 51 | 51 | 51 | 51
819 | HIGH LONESOME W | 19INR0038 |  | CROCKETT | WIND-O | WEST | 2021 | 449.5 | 449.5 | 449.5 | 449.5 | 449.5 | 449.5 | 449.5 | 449.5 | 449.5 | 449.5
820 | HIGH LONESOME WIND PHASE II | 20INR0262 |  | CROCKETT | WIND-O | WEST | 2021 | 50.6 | 50.6 | 50.6 | 50.6 | 50.6 | 50.6 | 50.6 | 50.6 | 50.6 | 50.6
821 | HUTT WIND | 21INR0005 |  | MIDLAND | WIND-O | WEST | 2021 | 336 | 336 | 336 | 336 | 336 | 336 | 336 | 336 | 336 | 336
822 | KONTIKI 1 WIND (ERIK) | 19INR0099a |  | GLASSCOCK | WIND-O | WEST | 2023 | 0 | 0 | 250.1 | 250.1 | 250.1 | 250.1 | 250.1 | 250.1 | 250.1 | 250.1
823 | KONTIKI 2 WIND (ERNEST) | 19INR0099b |  | GLASSCOCK | WIND-O | WEST | 2023 | 0 | 0 | 250.1 | 250.1 | 250.1 | 250.1 | 250.1 | 250.1 | 250.1 | 250.1
824 | VENADO WIND | 16INR0111 |  | STARR | WIND-O | SOUTH | 2020 | 201.6 | 201.6 | 201.6 | 201.6 | 201.6 | 201.6 | 201.6 | 201.6 | 201.6 | 201.6
825 | LORAINE WINDPARK PHASE III | 18INR0068 |  | MITCHELL | WIND-O | WEST | 2022 | 0 | 100 | 100 | 100 | 100 | 100 | 100 | 100 | 100 | 100
826 | MARYNEAL WINDPOWER | 18INR0031 |  | NOLAN | WIND-O | WEST | 2021 | 182.4 | 182.4 | 182.4 | 182.4 | 182.4 | 182.4 | 182.4 | 182.4 | 182.4 | 182.4
827 | MAVERICK CREEK I | 20INR0045 |  | CONCHO | WIND-O | WEST | 2020 | 373.2 | 373.2 | 373.2 | 373.2 | 373.2 | 373.2 | 373.2 | 373.2 | 373.2 | 373.2
828 | MAVERICK CREEK II | 20INR0046 |  | CONCHO | WIND-O | WEST | 2021 | 118.8 | 118.8 | 118.8 | 118.8 | 118.8 | 118.8 | 118.8 | 118.8 | 118.8 | 118.8
829 | MESTENO WIND | 16INR0081 |  | STARR | WIND-O | SOUTH | 2020 | 201.6 | 201.6 | 201.6 | 201.6 | 201.6 | 201.6 | 201.6 | 201.6 | 201.6 | 201.6
830 | MONARCH CREEK WIND | 21INR0263 |  | THROCKMORTON | WIND-O | WEST | 2021 | 0 | 209 | 209 | 209 | 209 | 209 | 209 | 209 | 209 | 209
831 | OVEJA WIND | 18INR0033 |  | IRION | WIND-O | WEST | 2020 | 300 | 300 | 300 | 300 | 300 | 300 | 300 | 300 | 300 | 300
832 | PRAIRIE HILL WIND | 19INR0100 |  | MCLENNAN | WIND-O | NORTH | 2020 | 300 | 300 | 300 | 300 | 300 | 300 | 300 | 300 | 300 | 300
833 | PRIDDY WIND | 16INR0085 |  | MILLS | WIND-O | NORTH | 2021 | 300 | 300 | 300 | 300 | 300 | 300 | 300 | 300 | 300 | 300
834 | RELOJ DEL SOL WIND | 17INR0025 |  | ZAPATA | WIND-O | SOUTH | 2021 | 209.4 | 209.4 | 209.4 | 209.4 | 209.4 | 209.4 | 209.4 | 209.4 | 209.4 | 209.4
835 | ROADRUNNER CROSSING WIND 1 | 19INR0117 |  | EASTLAND | WIND-O | NORTH | 2021 | 0 | 200.2 | 200.2 | 200.2 | 200.2 | 200.2 | 200.2 | 200.2 | 200.2 | 200.2
836 | RTS 2 WIND (HEART OF TEXAS WIND) | 18INR0016 |  | MCCULLOCH | WIND-O | SOUTH | 2020 | 179.9 | 179.9 | 179.9 | 179.9 | 179.9 | 179.9 | 179.9 | 179.9 | 179.9 | 179.9
837 | SAGE DRAW WIND | 19INR0163 |  | LYNN | WIND-O | WEST | 2020 | 338 | 338 | 338 | 338 | 338 | 338 | 338 | 338 | 338 | 338
838 | TG EAST WIND | 19INR0052 |  | KNOX | WIND-O | WEST | 2021 | 0 | 336 | 336 | 336 | 336 | 336 | 336 | 336 | 336 | 336
839 | VERA WIND | 19INR0051 |  | KNOX | WIND-O | WEST | 2020 | 208.8 | 208.8 | 208.8 | 208.8 | 208.8 | 208.8 | 208.8 | 208.8 | 208.8 | 208.8
840 | VERA WIND V110 | 20INR0305 |  | KNOX | WIND-O | WEST | 2020 | 34 | 34 | 34 | 34 | 34 | 34 | 34 | 34 | 34 | 34
841 | VORTEX WIND | 20INR0120 |  | THROCKMORTON | WIND-O | WEST | 2021 | 0 | 350 | 350 | 350 | 350 | 350 | 350 | 350 | 350 | 350
842 | WHITE MESA WIND | 19INR0128 |  | CROCKETT | WIND-O | WEST | 2021 | 152.3 | 152.3 | 152.3 | 152.3 | 152.3 | 152.3 | 152.3 | 152.3 | 152.3 | 152.3
843 | WHITEHORSE WIND | 19INR0080 |  | FISHER | WIND-O | WEST | 2020 | 418.9 | 418.9 | 418.9 | 418.9 | 418.9 | 418.9 | 418.9 | 418.9 | 418.9 | 418.9
844 | WILDWIND | 20INR0033 |  | COOKE | WIND-O | NORTH | 2021 | 180.1 | 180.1 | 180.1 | 180.1 | 180.1 | 180.1 | 180.1 | 180.1 | 180.1 | 180.1
845 | WKN AMADEUS WIND | 14INR0009 |  | FISHER | WIND-O | WEST | 2021 | 250.1 | 250.1 | 250.1 | 250.1 | 250.1 | 250.1 | 250.1 | 250.1 | 250.1 | 250.1
846 | Planned Capacity Total (Wind) | [6 empty] | 9476.1 | 12498.1 | 13773.6 | 13773.6 | 13773.6 | 13773.6 | 13773.6 | 13773.6 | 13773.6 | 13773.6
847
848 | Planned Wind Capacity Sub-total (Coastal Counties) |  | WIND_PLANNED_C |  |  |  |  | 1359.2 | 1560.2 | 1784 | 1784 | 1784 | 1784 | 1784 | 1784 | 1784 | 1784
849 | Wind Peak Average Capacity Percentage (Coastal) |  | WIND_PL_PEAK_PCT_C | % |  |  |  | 43 | 43 | 43 | 43 | 43 | 43 | 43 | 43 | 43 | 43
850
851 | Planned Wind Capacity Sub-total (Panhandle Counties) |  | WIND_PLANNED_P |  |  |  |  | 0 | 169.2 | 320.7 | 320.7 | 320.7 | 320.7 | 320.7 | 320.7 | 320.7 | 320.7
852 | Wind Peak Average Capacity Percentage (Panhandle) |  | WIND_PL_PEAK_PCT_P | % |  |  |  | 32 | 32 | 32 | 32 | 32 | 32 | 32 | 32 | 32 | 32
853
854 | Planned Wind Capacity Sub-total (Other counties) |  | WIND_PLANNED_O |  |  |  |  | 8116.9 | 10768.7 | 11668.9 | 11668.9 | 11668.9 | 11668.9 | 11668.9 | 11668.9 | 11668.9 | 11668.9
855 | Wind Peak Average Capacity Percentage (Other) |  | WIND_PL_PEAK_PCT_O | % |  |  |  | 19 | 19 | 19 | 19 | 19 | 19 | 19 | 19 | 19 | 19
856
857 | Planned Solar Resources with Executed SGIA
858 | 7V SOLAR | 21INR0351 |  | FAYETTE | SOLAR | SOUTH | 2023 | 0 | 0 | 246.3 | 246.3 | 246.3 | 246.3 | 246.3 | 246.3 | 246.3 | 246.3
859 | ANSON SOLAR | 19INR0081 |  | JONES | SOLAR | WEST | 2021 | 201.5 | 201.5 | 201.5 | 201.5 | 201.5 | 201.5 | 201.5 | 201.5 | 201.5 | 201.5
860 | ARAGORN SOLAR | 19INR0088 |  | CULBERSON | SOLAR | WEST | 2021 | 187.2 | 187.2 | 187.2 | 187.2 | 187.2 | 187.2 | 187.2 | 187.2 | 187.2 | 187.2
861 | AZURE SKY SOLAR | 21INR0477 |  | HASKELL | SOLAR | WEST | 2021 | 228.4 | 228.4 | 228.4 | 228.4 | 228.4 | 228.4 | 228.4 | 228.4 | 228.4 | 228.4
862 | BIG STAR SOLAR | 21INR0413 |  | BASTROP | SOLAR | SOUTH | 2022 | 0 | 220.61 | 220.61 | 220.61 | 220.61 | 220.61 | 220.61 | 220.61 | 220.61 | 220.61
863 | BLUE JAY SOLAR | 19INR0085 |  | GRIMES | SOLAR | NORTH | 2021 | 0 | 210 | 210 | 210 | 210 | 210 | 210 | 210 | 210 | 210
864 | BLUEBELL SOLAR II | 20INR0204 |  | STERLING | SOLAR | WEST | 2020 | 115 | 115 | 115 | 115 | 115 | 115 | 115 | 115 | 115 | 115
865 | BRAVEPOST SOLAR | 20INR0053 |  | TOM GREEN | SOLAR | WEST | 2022 | 0 | 200 | 200 | 200 | 200 | 200 | 200 | 200 | 200 | 200
866 | BRIGHTSIDE SOLAR | 18INR0060 |  | BEE | SOLAR | SOUTH | 2021 | 50 | 50 | 50 | 50 | 50 | 50 | 50 | 50 | 50 | 50
867 | CAROL SOLAR | 21INR0274 |  | POTTER | SOLAR | PANHANDLE | 2021 | 0 | 223.2 | 223.2 | 223.2 | 223.2 | 223.2 | 223.2 | 223.2 | 223.2 | 223.2
868 | CASTRO SOLAR | 20INR0050 |  | CASTRO | SOLAR | PANHANDLE | 2021 | 0 | 222.95 | 222.95 | 222.95 | 222.95 | 222.95 | 222.95 | 222.95 | 222.95 | 222.95
869 | CONCHO VALLEY SOLAR | 21INR0384 |  | TOM GREEN | SOLAR | WEST | 2022 | 0 | 159.8 | 159.8 | 159.8 | 159.8 | 159.8 | 159.8 | 159.8 | 159.8 | 159.8
870 | CONIGLIO SOLAR | 20INR0037 |  | FANNIN | SOLAR | NORTH | 2021 | 125.7 | 125.7 | 125.7 | 125.7 | 125.7 | 125.7 | 125.7 | 125.7 | 125.7 | 125.7
871 | CORAZON SOLAR PHASE I | 15INR0044 |  | WEBB | SOLAR | SOUTH | 2021 | 202.6 | 202.6 | 202.6 | 202.6 | 202.6 | 202.6 | 202.6 | 202.6 | 202.6 | 202.6
872 | CORAZON SOLAR PHASE II | 22INR0257 |  | WEBB | SOLAR | SOUTH | 2022 | 0 | 203.9 | 203.9 | 203.9 | 203.9 | 203.9 | 203.9 | 203.9 | 203.9 | 203.9
873 | COTTONWOOD BAYOU | 19INR0134 |  | BRAZORIA | SOLAR | COASTAL | 2022 | 0 | 150 | 150 | 150 | 150 | 150 | 150 | 150 | 150 | 150
874 | CROWDED STAR SOLAR | 20INR0241 |  | JONES | SOLAR | WEST | 2023 | 0 | 0 | 215 | 215 | 215 | 215 | 215 | 215 | 215 | 215
875 | CROWDED STAR SOLAR II | 22INR0274 |  | JONES | SOLAR | WEST | 2023 | 0 | 0 | 185 | 185 | 185 | 185 | 185 | 185 | 185 | 185
876 | CUTLASS SOLAR | 19INR0131 |  | FORT BEND | SOLAR | HOUSTON | 2022 | 0 | 300 | 300 | 300 | 300 | 300 | 300 | 300 | 300 | 300
877 | DANCIGER SOLAR | 20INR0098 |  | BRAZORIA | SOLAR | COASTAL | 2022 | 0 | 203.2 | 203.2 | 203.2 | 203.2 | 203.2 | 203.2 | 203.2 | 203.2 | 203.2
878 | DANISH FIELDS SOLAR I | 20INR0069 |  | WHARTON | SOLAR | SOUTH | 2022 | 0 | 201 | 201 | 201 | 201 | 201 | 201 | 201 | 201 | 201
879 | DANISH FIELDS SOLAR II | 21INR0016 |  | WHARTON | SOLAR | SOUTH | 2022 | 0 | 201 | 201 | 201 | 201 | 201 | 201 | 201 | 201 | 201
880 | DANISH FIELDS SOLAR III | 21INR0017 |  | WHARTON | SOLAR | SOUTH | 2022 | 0 | 201 | 201 | 201 | 201 | 201 | 201 | 201 | 201 | 201
881 | DELILAH SOLAR 1 | 21INR0221 |  | LAMAR | SOLAR | NORTH | 2021 | 0 | 250 | 250 | 250 | 250 | 250 | 250 | 250 | 250 | 250
882 | DELILAH SOLAR 1A | 21INR0490 |  | LAMAR | SOLAR | NORTH | 2023 | 0 | 0 | 200 | 200 | 200 | 200 | 200 | 200 | 200 | 200
883 | DELILAH SOLAR 1B | 21INR0491 |  | LAMAR | SOLAR | NORTH | 2021 | 0 | 250 | 250 | 250 | 250 | 250 | 250 | 250 | 250 | 250
884 | ELARA SOLAR | 21INR0276 |  | FRIO | SOLAR | SOUTH | 2021 | 132.4 | 132.4 | 132.4 | 132.4 | 132.4 | 132.4 | 132.4 | 132.4 | 132.4 | 132.4
885 | EMERALD GROVE SOLAR (PECOS SOLAR POWER I) | 15INR0059 |  | PECOS | SOLAR | WEST | 2021 | 108 | 108 | 108 | 108 | 108 | 108 | 108 | 108 | 108 | 108
886 | EUNICE SOLAR | 20INR0219 |  | ANDREWS | SOLAR | WEST | 2021 | 426.7 | 426.7 | 426.7 | 426.7 | 426.7 | 426.7 | 426.7 | 426.7 | 426.7 | 426.7
887 | FIGHTING JAYS SOLAR | 21INR0278 |  | FORT BEND | SOLAR | HOUSTON | 2022 | 0 | 356.5 | 356.5 | 356.5 | 356.5 | 356.5 | 356.5 | 356.5 | 356.5 | 356.5
888 | FORT BEND SOLAR | 18INR0053 |  | FORT BEND | SOLAR | HOUSTON | 2021 | 0 | 240 | 240 | 240 | 240 | 240 | 240 | 240 | 240 | 240
889 | GALLOWAY 1 SOLAR | 19INR0121 |  | CONCHO | SOLAR | WEST | 2021 | 250 | 250 | 250 | 250 | 250 | 250 | 250 | 250 | 250 | 250
890 | GALLOWAY 2 SOLAR | 21INR0431 |  | CONCHO | SOLAR | WEST | 2022 | 0 | 110 | 110 | 110 | 110 | 110 | 110 | 110 | 110 | 110
891 | GREASEWOOD SOLAR | 19INR0034 |  | PECOS | SOLAR | WEST | 2020 | 255 | 255 | 255 | 255 | 255 | 255 | 255 | 255 | 255 | 255
892 | GREEN HOLLY SOLAR | 21INR0021 |  | DAWSON | SOLAR | WEST | 2023 | 0 | 0 | 413.6 | 413.6 | 413.6 | 413.6 | 413.6 | 413.6 | 413.6 | 413.6
893 | HORIZON SOLAR | 21INR0261 |  | FRIO | SOLAR | SOUTH | 2022 | 0 | 0 | 204.1 | 204.1 | 204.1 | 204.1 | 204.1 | 204.1 | 204.1 | 204.1
894 | HOVEY (BARILLA SOLAR 1B) | 12INR0059b |  | PECOS | SOLAR | WEST | 2020 | 7.4 | 7.4 | 7.4 | 7.4 | 7.4 | 7.4 | 7.4 | 7.4 | 7.4 | 7.4
895 | IMPACT SOLAR | 19INR0151 |  | LAMAR | SOLAR | NORTH | 2020 | 198.6 | 198.6 | 198.6 | 198.6 | 198.6 | 198.6 | 198.6 | 198.6 | 198.6 | 198.6
896 | INDIGO SOLAR | 21INR0031 |  | FISHER | SOLAR | WEST | 2021 | 0 | 125 | 125 | 125 | 125 | 125 | 125 | 125 | 125 | 125
897 | TITAN SOLAR | 20INR0032 |  | CULBERSON | SOLAR | WEST | 2021 | 270 | 270 | 270 | 270 | 270 | 270 | 270 | 270 | 270 | 270
898 | JUNO SOLAR PHASE I | 21INR0026 |  | BORDEN | SOLAR | WEST | 2021 | 166.1 | 166.1 | 166.1 | 166.1 | 166.1 | 166.1 | 166.1 | 166.1 | 166.1 | 166.1
899 | JUNO SOLAR PHASE II | 21INR0501 |  | BORDEN | SOLAR | WEST | 2021 | 147.1 | 147.1 | 147.1 | 147.1 | 147.1 | 147.1 | 147.1 | 147.1 | 147.1 | 147.1
900 | KELLAM SOLAR | 20INR0261 |  | VAN ZANDT | SOLAR | NORTH | 2020 | 59.8 | 59.8 | 59.8 | 59.8 | 59.8 | 59.8 | 59.8 | 59.8 | 59.8 | 59.8
901 | LILY SOLAR | 19INR0044 |  | KAUFMAN | SOLAR | NORTH | 2021 | 147.6 | 147.6 | 147.6 | 147.6 | 147.6 | 147.6 | 147.6 | 147.6 | 147.6 | 147.6
902 | LONG DRAW SOLAR | 18INR0055 |  | BORDEN | SOLAR | WEST | 2021 | 226.7 | 226.7 | 226.7 | 226.7 | 226.7 | 226.7 | 226.7 | 226.7 | 226.7 | 226.7
903 | LONG POINT SOLAR | 19INR0042 |  | BRAZORIA | SOLAR | COASTAL | 2022 | 0 | 100 | 100 | 100 | 100 | 100 | 100 | 100 | 100 | 100
904 | MISAE SOLAR | 18INR0045 |  | CHILDRESS | SOLAR | PANHANDLE | 2020 | 240.8 | 240.8 | 240.8 | 240.8 | 240.8 | 240.8 | 240.8 | 240.8 | 240.8 | 240.8
905 | MORROW LAKE SOLAR | 19INR0155 |  | FRIO | SOLAR | SOUTH | 2022 | 0 | 204 | 204 | 204 | 204 | 204 | 204 | 204 | 204 | 204
906 | MUSTANG CREEK SOLAR | 18INR0050 |  | JACKSON | SOLAR | SOUTH | 2022 | 0 | 152.3 | 152.3 | 152.3 | 152.3 | 152.3 | 152.3 | 152.3 | 152.3 | 152.3
907 | MYRTLE SOLAR | 19INR0041 |  | BRAZORIA | SOLAR | COASTAL | 2022 | 0 | 240 | 240 | 240 | 240 | 240 | 240 | 240 | 240 | 240
908 | NAZARETH SOLAR | 16INR0049 |  | CASTRO | SOLAR | PANHANDLE | 2023 | 0 | 0 | 201 | 201 | 201 | 201 | 201 | 201 | 201 | 201
909 | NOBLE SOLAR | 20INR0214 |  | DENTON | SOLAR | NORTH | 2022 | 0 | 279 | 279 | 279 | 279 | 279 | 279 | 279 | 279 | 279
910 | NORTON SOLAR | 19INR0035 |  | RUNNELS | SOLAR | WEST | 2022 | 0 | 125 | 125 | 125 | 125 | 125 | 125 | 125 | 125 | 125
911 | OLD 300 SOLAR CENTER | 21INR0406 |  | FORT BEND | SOLAR | HOUSTON | 2021 | 0 | 438.8 | 438.8 | 438.8 | 438.8 | 438.8 | 438.8 | 438.8 | 438.8 | 438.8
912 | OLD HICKORY SOLAR | 20INR0236 |  | JACKSON | SOLAR | SOUTH | 2022 | 0 | 250 | 250 | 250 | 250 | 250 | 250 | 250 | 250 | 250
913 | OXY SOLAR | 19INR0184 |  | ECTOR | SOLAR | WEST | 2020 | 16.2 | 16.2 | 16.2 | 16.2 | 16.2 | 16.2 | 16.2 | 16.2 | 16.2 | 16.2
914 | PFLUGERVILLE SOLAR | 15INR0090 |  | TRAVIS | SOLAR | SOUTH | 2021 | 144 | 144 | 144 | 144 | 144 | 144 | 144 | 144 | 144 | 144
915 | PHOENIX SOLAR | 19INR0091 |  | FANNIN | SOLAR | NORTH | 2021 | 82.3 | 82.3 | 82.3 | 82.3 | 82.3 | 82.3 | 82.3 | 82.3 | 82.3 | 82.3
916 | PINE FOREST SOLAR | 20INR0203 |  | HOPKINS | SOLAR | NORTH | 2022 | 0 | 284.3 | 284.3 | 284.3 | 284.3 | 284.3 | 284.3 | 284.3 | 284.3 | 284.3
917 | PROSPERO SOLAR II | 21INR0229 |  | ANDREWS | SOLAR | WEST | 2021 | 250 | 250 | 250 | 250 | 250 | 250 | 250 | 250 | 250 | 250
918 | RAMSEY SOLAR | 20INR0130 |  | WHARTON | SOLAR | SOUTH | 2021 | 514 | 514 | 514 | 514 | 514 | 514 | 514 | 514 | 514 | 514
919 | RAYOS DEL SOL | 19INR0045 |  | CAMERON | SOLAR | COASTAL | 2021 | 0 | 137.4 | 137.4 | 137.4 | 137.4 | 137.4 | 137.4 | 137.4 | 137.4 | 137.4
920 | RE MAPLEWOOD 2A SOLAR | 17INR0020a |  | PECOS | SOLAR | WEST | 2021 | 222 | 222 | 222 | 222 | 222 | 222 | 222 | 222 | 222 | 222
921 | RE MAPLEWOOD 2B SOLAR | 17INR0020b |  | PECOS | SOLAR | WEST | 2021 | 28 | 28 | 28 | 28 | 28 | 28 | 28 | 28 | 28 | 28
922 | RED HOLLY SOLAR | 21INR0022 |  | DAWSON | SOLAR | WEST | 2023 | 0 | 0 | 260 | 260 | 260 | 260 | 260 | 260 | 260 | 260
923 | RED-TAILED HAWK SOLAR | 21INR0389 |  | WHARTON | SOLAR | SOUTH | 2021 | 0 | 355.3 | 355.3 | 355.3 | 355.3 | 355.3 | 355.3 | 355.3 | 355.3 | 355.3
924 | RIPPEY SOLAR | 20INR0031 |  | COOKE | SOLAR | NORTH | 2020 | 59.8 | 59.8 | 59.8 | 59.8 | 59.8 | 59.8 | 59.8 | 59.8 | 59.8 | 59.8
925 | RODEO SOLAR | 19INR0103 |  | ANDREWS | SOLAR | WEST | 2021 | 200 | 200 | 200 | 200 | 200 | 200 | 200 | 200 | 200 | 200
926 | ROSELAND SOLAR | 20INR0205 |  | FALLS | SOLAR | NORTH | 2022 | 0 | 500 | 500 | 500 | 500 | 500 | 500 | 500 | 500 | 500
927 | RUETER SOLAR | 20INR0202 |  | BOSQUE | SOLAR | NORTH | 2022 | 0 | 0 | 200 | 200 | 200 | 200 | 200 | 200 | 200 | 200
928 | SBRANCH SOLAR PROJECT | 22INR0205 |  | WHARTON | SOLAR | SOUTH | 2022 | 0 | 154 | 154 | 154 | 154 | 154 | 154 | 154 | 154 | 154
929 | SECOND DIVISION SOLAR | 20INR0248 |  | BRAZORIA | SOLAR | COASTAL | 2022 | 0 | 100 | 100 | 100 | 100 | 100 | 100 | 100 | 100 | 100
930 | SHAKES SOLAR | 19INR0073 |  | ZAVALA | SOLAR | SOUTH | 2021 | 206 | 206 | 206 | 206 | 206 | 206 | 206 | 206 | 206 | 206
931 | SODA LAKE SOLAR 2 | 20INR0143 |  | CRANE | SOLAR | WEST | 2022 | 0 | 203 | 203 | 203 | 203 | 203 | 203 | 203 | 203 | 203
932 | SOLEMIO | 19INR0093 |  | HOPKINS | SOLAR | NORTH | 2021 | 0 | 81.4 | 81.4 | 81.4 | 81.4 | 81.4 | 81.4 | 81.4 | 81.4 | 81.4
933 | SPARTA SOLAR | 22INR0352 |  | BEE | SOLAR | SOUTH | 2022 | 0 | 256 | 256 | 256 | 256 | 256 | 256 | 256 | 256 | 256
934 | STARR SOLAR RANCH | 20INR0216 |  | STARR | SOLAR | SOUTH | 2021 | 136 | 136 | 136 | 136 | 136 | 136 | 136 | 136 | 136 | 136
935 | STRATEGIC SOLAR 1 | 20INR0081 |  | ELLIS | SOLAR | NORTH | 2021 | 136.9 | 136.9 | 136.9 | 136.9 | 136.9 | 136.9 | 136.9 | 136.9 | 136.9 | 136.9
936 | SUN VALLEY | 19INR0169 |  | HILL | SOLAR | NORTH | 2022 | 0 | 0 | 250 | 250 | 250 | 250 | 250 | 250 | 250 | 250
937 | TAYGETE II SOLAR | 21INR0233 |  | PECOS | SOLAR | WEST | 2021 | 203.8 | 203.8 | 203.8 | 203.8 | 203.8 | 203.8 | 203.8 | 203.8 | 203.8 | 203.8
938 | TAYGETE SOLAR | 20INR0054 |  | PECOS | SOLAR | WEST | 2021 | 255.1 | 255.1 | 255.1 | 255.1 | 255.1 | 255.1 | 255.1 | 255.1 | 255.1 | 255.1
939 | TEXAS SOLAR NOVA | 19INR0001 |  | KENT | SOLAR | WEST | 2022 | 0 | 252.2 | 252.2 | 252.2 | 252.2 | 252.2 | 252.2 | 252.2 | 252.2 | 252.2
940 | TIMBERWOLF POI A | 20INR0226 |  | UPTON | SOLAR | WEST | 2022 | 0 | 152.1 | 152.1 | 152.1 | 152.1 | 152.1 | 152.1 | 152.1 | 152.1 | 152.1
941 | TRES BAHIAS SOLAR | 20INR0266 |  | CALHOUN | SOLAR | COASTAL | 2021 | 0 | 195 | 195 | 195 | 195 | 195 | 195 | 195 | 195 | 195
942 | TYSON NICK SOLAR | 20INR0222 |  | LAMAR | SOLAR | NORTH | 2021 | 0 | 90 | 90 | 90 | 90 | 90 | 90 | 90 | 90 | 90
943 | UPTON SOLAR | 16INR0114 |  | UPTON | SOLAR | WEST | 2021 | 104.6 | 104.6 | 104.6 | 104.6 | 104.6 | 104.6 | 104.6 | 104.6 | 104.6 | 104.6
944 | VANCOURT SOLAR | 21INR0213 |  | CAMERON | SOLAR | COASTAL | 2021 | 0 | 45.7 | 45.7 | 45.7 | 45.7 | 45.7 | 45.7 | 45.7 | 45.7 | 45.7
945 | VISION SOLAR 1 | 20INR0082 |  | NAVARRO | SOLAR | NORTH | 2021 | 129.2 | 129.2 | 129.2 | 129.2 | 129.2 | 129.2 | 129.2 | 129.2 | 129.2 | 129.2
946 | WAGYU SOLAR | 18INR0062 |  | BRAZORIA | SOLAR | COASTAL | 2020 | 120 | 120 | 120 | 120 | 120 | 120 | 120 | 120 | 120 | 120
947 | WESTORIA SOLAR | 20INR0101 |  | BRAZORIA | SOLAR | COASTAL | 2021 | 0 | 203.4 | 203.4 | 203.4 | 203.4 | 203.4 | 203.4 | 203.4 | 203.4 | 203.4
948 | ZIER SOLAR | 21INR0019 |  | KINNEY | SOLAR | SOUTH | 2022 | 0 | 160 | 160 | 160 | 160 | 160 | 160 | 160 | 160 | 160
949 | Planned Capacity Total (Solar) | [6 empty] | 6554.5 | 15541.56 | 17916.56 | 17916.56 | 17916.56 | 17916.56 | 17916.56 | 17916.56 | 17916.56 | 17916.56
950 | Solar Peak Average Capacity Percentage |  | SOLAR_PL_PEAK_PCT | % |  |  |  | 7 | 7 | 7 | 7 | 7 | 7 | 7 | 7 | 7 | 7
951
952 | Planned Storage Resources with Executed SGIA
953 | AZURE SKY BESS | 21INR0476 |  | HASKELL | STORAGE | WEST | 2021 | 77.6 | 77.6 | 77.6 | 77.6 | 77.6 | 77.6 | 77.6 | 77.6 | 77.6 | 77.6
954 | BAT CAVE | 21INR0365 |  | MASON | STORAGE | SOUTH | 2021 | 100.5 | 100.5 | 100.5 | 100.5 | 100.5 | 100.5 | 100.5 | 100.5 | 100.5 | 100.5
955 | BRP DICKENS BESS | 22INR0325 |  | DICKENS | STORAGE | PANHANDLE | 2022 | 0 | 202.4 | 202.4 | 202.4 | 202.4 | 202.4 | 202.4 | 202.4 | 202.4 | 202.4
956 | CHISHOLM GRID | 20INR0089 |  | TARRANT | STORAGE | NORTH | 2021 | 101.7 | 101.7 | 101.7 | 101.7 | 101.7 | 101.7 | 101.7 | 101.7 | 101.7 | 101.7
957 | CROSSETT POWER BATT | 21INR0510 |  | CRANE | STORAGE | WEST | 2021 | 0 | 208.6 | 208.6 | 208.6 | 208.6 | 208.6 | 208.6 | 208.6 | 208.6 | 208.6
958 | EUNICE STORAGE | 20INR0220 |  | ANDREWS | STORAGE | WEST | 2021 | 40.3 | 40.3 | 40.3 | 40.3 | 40.3 | 40.3 | 40.3 | 40.3 | 40.3 | 40.3
959 | GAMBIT | 21INR0364 |  | BRAZORIA | STORAGE | COASTAL | 2021 | 102.4 | 102.4 | 102.4 | 102.4 | 102.4 | 102.4 | 102.4 | 102.4 | 102.4 | 102.4
960 | GREEN HOLLY STORAGE | 21INR0029 |  | DAWSON | STORAGE | WEST | 2023 | 0 | 0 | 50 | 50 | 50 | 50 | 50 | 50 | 50 | 50
961 | HIGH LONESOME BESS | 20INR0280 |  | CROCKETT | STORAGE | WEST | 2022 | 0 | 50 | 50 | 50 | 50 | 50 | 50 | 50 | 50 | 50
962 | IGNACIO GRID | 21INR0522 |  | HIDALGO | STORAGE | SOUTH | 2021 | 101.5 | 101.5 | 101.5 | 101.5 | 101.5 | 101.5 | 101.5 | 101.5 | 101.5 | 101.5
963 | LILY STORAGE | 20INR0294 |  | KAUFMAN | STORAGE | NORTH | 2021 | 51.7 | 51.7 | 51.7 | 51.7 | 51.7 | 51.7 | 51.7 | 51.7 | 51.7 | 51.7
964 | MADERO GRID | 21INR0244 |  | HIDALGO | STORAGE | SOUTH | 2021 | 101.5 | 101.5 | 101.5 | 101.5 | 101.5 | 101.5 | 101.5 | 101.5 | 101.5 | 101.5
965 | NORTH FORK | 20INR0276 |  | WILLIAMSON | STORAGE | SOUTH | 2021 | 100.5 | 100.5 | 100.5 | 100.5 | 100.5 | 100.5 | 100.5 | 100.5 | 100.5 | 100.5
966 | QUEEN BESS | 20INR0281 |  | UPTON | STORAGE | WEST | 2022 | 0 | 50 | 50 | 50 | 50 | 50 | 50 | 50 | 50 | 50
967 | RED HOLLY STORAGE | 21INR0033 |  | DAWSON | STORAGE | WEST | 2023 | 0 | 0 | 50 | 50 | 50 | 50 | 50 | 50 | 50 | 50
968 | REPUBLIC ROAD STORAGE | 21INR0460 |  | ROBERTSON | STORAGE | NORTH | 2021 | 50 | 50 | 50 | 50 | 50 | 50 | 50 | 50 | 50 | 50
969 | ROUGHNECK STORAGE | 19INR0176 |  | BRAZORIA | STORAGE | COASTAL | 2021 | 50 | 50 | 50 | 50 | 50 | 50 | 50 | 50 | 50 | 50
970 | SILICON HILL STORAGE | 20INR0291 |  | TRAVIS | STORAGE | SOUTH | 2021 | 104.6 | 104.6 | 104.6 | 104.6 | 104.6 | 104.6 | 104.6 | 104.6 | 104.6 | 104.6
971 | SP TX-12B BESS | 21INR0357 |  | UPTON | STORAGE | WEST | 2021 | 25.1 | 25.1 | 25.1 | 25.1 | 25.1 | 25.1 | 25.1 | 25.1 | 25.1 | 25.1
972 | BRP DICKINSON (DGR) |  | BRP_DIKN_UNIT1 | GALVESTON | STORAGE | HOUSTON | 2020 | 10 | 10 | 10 | 10 | 10 | 10 | 10 | 10 | 10 | 10
973 | BRP MAGNOLIA (DGR) |  | BRPMAGNO_UNIT1 | GALVESTON | STORAGE | HOUSTON | 2020 | 10 | 10 | 10 | 10 | 10 | 10 | 10 | 10 | 10 | 10
974 | BRP PUEBLO I (DGR) |  | BRP_PBL1_UNIT1 | MAVERICK | STORAGE | SOUTH | 2020 | 5 | 5 | 5 | 5 | 5 | 5 | 5 | 5 | 5 | 5
975 | BRP PUEBLO II (DGR) |  | BRP_PBL2_UNIT1 | MAVERICK | STORAGE | SOUTH | 2020 | 10 | 10 | 10 | 10 | 10 | 10 | 10 | 10 | 10 | 10
976 | BRP SEMINOLE (DGR) |  | BRP_SEMI_UNIT1 | GALVESTON | STORAGE | HOUSTON | 2020 | 10 | 10 | 10 | 10 | 10 | 10 | 10 | 10 | 10 | 10
977 | BRP SWEENY (DGR) |  | BRP_SWNY_UNIT1 | BRAZORIA | STORAGE | COASTAL | 2020 | 10 | 10 | 10 | 10 | 10 | 10 | 10 | 10 | 10 | 10
978 | BRP ZAPATA I (DGR) |  | BRP_ZPT1_UNIT1 | ZAPATA | STORAGE | SOUTH | 2020 | 10 | 10 | 10 | 10 | 10 | 10 | 10 | 10 | 10 | 10
979 | BRP ZAPATA II (DGR) |  | BRP_ZPT2_UNIT1 | ZAPATA | STORAGE | SOUTH | 2020 | 5 | 5 | 5 | 5 | 5 | 5 | 5 | 5 | 5 | 5
980 | FLOWER VALLEY BATTERY (DGR) |  | FLVABES1_FLATU1 | REEVES | STORAGE | WEST | 2020 | 9.9 | 9.9 | 9.9 | 9.9 | 9.9 | 9.9 | 9.9 | 9.9 | 9.9 | 9.9
981 | HOEFSROAD BESS (DGR) |  | HRBESS_BESS | REEVES | STORAGE | WEST | 2020 | 2 | 2 | 2 | 2 | 2 | 2 | 2 | 2 | 2 | 2
982 | SWOOSE BATTERY (DGR) |  | SWOOSE1_SWOOSEU1 | WARD | STORAGE | WEST | 2020 | 9.9 | 9.9 | 9.9 | 9.9 | 9.9 | 9.9 | 9.9 | 9.9 | 9.9 | 9.9
983 | TRIPLE BUTTE (DGR) |  | TRIPBUT1_BELU1 | PECOS | STORAGE | WEST | 2021 | 7.5 | 7.5 | 7.5 | 7.5 | 7.5 | 7.5 | 7.5 | 7.5 | 7.5 | 7.5
984 | Planned Capacity Total (Storage) | [6 empty] | 1106.7 | 1617.7 | 1717.7 | 1717.7 | 1717.7 | 1717.7 | 1717.7 | 1717.7 | 1717.7 | 1717.7
985 | Storage Peak Average Capacity Percentage |  | STORAGE_PL_PEAK_PCT | % |  |  |  | 0 | 0 | 0 | 0 | 0 | 0 | 0 | 0 | 0 | 0
986
987 | Inactive Planned Resources
988 | HALYARD WHARTON ENERGY CENTER | 16INR0044 |  | WHARTON | GAS-GT | SOUTH | 2021 | 484 | 484 | 484 | 484 | 484 | 484 | 484 | 484 | 484 | 484
989 | CHOCOLATE BAYOU W | 16INR0074 |  | BRAZORIA | WIND-C | COASTAL | 2022 | 0 | 149.5 | 149.5 | 149.5 | 149.5 | 149.5 | 149.5 | 149.5 | 149.5 | 149.5
990 | GOODNIGHT WIND | 14INR0033 |  | ARMSTRONG | WIND-P | PANHANDLE | 2022 | 0 | 504.4 | 504.4 | 504.4 | 504.4 | 504.4 | 504.4 | 504.4 | 504.4 | 504.4
991 | MARIAH DEL ESTE | 13INR0010a |  | PARMER | WIND-P | PANHANDLE | 2020 | 152.5 | 152.5 | 152.5 | 152.5 | 152.5 | 152.5 | 152.5 | 152.5 | 152.5 | 152.5
992 | NORTHDRAW WIND | 13INR0025 |  | RANDALL | WIND-P | PANHANDLE | 2020 | 150 | 150 | 150 | 150 | 150 | 150 | 150 | 150 | 150 | 150
993 | PANHANDLE WIND 3 | 14INR0030c |  | CARSON | WIND-P | PANHANDLE | 2022 | 0 | 248 | 248 | 248 | 248 | 248 | 248 | 248 | 248 | 248
994 | WILDROSE WIND (SWISHER WIND) | 13INR0038 |  | SWISHER | WIND-P | PANHANDLE | 2021 | 0 | 302.5 | 302.5 | 302.5 | 302.5 | 302.5 | 302.5 | 302.5 | 302.5 | 302.5
995 | LOMA PINTA WIND | 16INR0112 |  | LA SALLE | WIND-O | SOUTH | 2021 | 0 | 200 | 200 | 200 | 200 | 200 | 200 | 200 | 200 | 200
996 | AGATE SOLAR | 20INR0023 |  | ELLIS | SOLAR | NORTH | 2020 | 60 | 60 | 60 | 60 | 60 | 60 | 60 | 60 | 60 | 60
997 | GARNET SOLAR | 20INR0021 |  | WILLIAMSON | SOLAR | SOUTH | 2020 | 20 | 20 | 20 | 20 | 20 | 20 | 20 | 20 | 20 | 20
998 | MISAE SOLAR II | 20INR0091 |  | CHILDRESS | SOLAR | PANHANDLE | 2022 | 0 | 0 | 517.3 | 517.3 | 517.3 | 517.3 | 517.3 | 517.3 | 517.3 | 517.3
999 | SPINEL SOLAR | 20INR0025 |  | MEDINA | SOLAR | SOUTH | 2020 | 30 | 30 | 30 | 30 | 30 | 30 | 30 | 30 | 30 | 30
1000 | Inactive Planned Capacity Total | [6 empty] | 896.5 | 2300.9 | 2818.2 | 2818.2 | 2818.2 | 2818.2 | 2818.2 | 2818.2 | 2818.2 | 2818.2
1001
1002 | Seasonal Mothballed Resources
1003 | GREGORY POWER PARTNERS GT1 (AS OF 10/17/2019, AVAILABLE 5/1 THROUGH 9/30) |  | LGE_LGE_GT1 | SAN PATRICIO | GAS-CC | COASTAL | 2000 | 158 | 158 | 158 | 158 | 158 | 158 | 158 | 158 | 158 | 158
1004 | GREGORY POWER PARTNERS GT2 (AS OF 10/17/2019, AVAILABLE 5/1 THROUGH 9/30) |  | LGE_LGE_GT2 | SAN PATRICIO | GAS-CC | COASTAL | 2000 | 158 | 158 | 158 | 158 | 158 | 158 | 158 | 158 | 158 | 158
1005 | GREGORY POWER PARTNERS STG (AS OF 10/17/2019,AVAILABLE 5/1 THROUGH 9/30) |  | LGE_LGE_STG | SAN PATRICIO | GAS-CC | COASTAL | 2000 | 75 | 75 | 75 | 75 | 75 | 75 | 75 | 75 | 75 | 75
1006 | SPENCER STG U4 (AS OF 10/3/2018, AVAILABLE 5/20 THROUGH 10/10) |  | SPNCER_SPNCE_4 | DENTON | GAS-ST | NORTH | 1966 | 57 | 57 | 57 | 57 | 57 | 57 | 57 | 57 | 57 | 57
1007 | SPENCER STG U5 (AS OF 10/3/2018, AVAILABLE 5/20 THROUGH 10/10) |  | SPNCER_SPNCE_5 | DENTON | GAS-ST | NORTH | 1973 | 61 | 61 | 61 | 61 | 61 | 61 | 61 | 61 | 61 | 61
1008 | NACOGDOCHES POWER (AS OF 10/16/2020, AVAILABLE 5/15 THROUGH 10/15) |  | NACPW_UNIT1 | NACOGDOCHES | BIOMASS | NORTH | 2012 | 105 | 105 | 105 | 105 | 105 | 105 | 105 | 105 | 105 | 105
1009 | Total Seasonal Mothballed Capacity | [6 empty] | 614 | 614 | 614 | 614 | 614 | 614 | 614 | 614 | 614 | 614
1010
1011 | Mothballed Resources
1012 | J T DEELY U1 (AS OF 12/31/2018) |  | CALAVERS_JTD1_M | BEXAR | COAL | SOUTH | 1977 | 430 | 430 | 430 | 430 | 430 | 430 | 430 | 430 | 430 | 430
1013 | J T DEELY U2 (AS OF 12/31/2018) |  | CALAVERS_JTD2_M | BEXAR | COAL | SOUTH | 1978 | 420 | 420 | 420 | 420 | 420 | 420 | 420 | 420 | 420 | 420
1014 | Total Mothballed Capacity | [6 empty] | 850 | 850 | 850 | 850 | 850 | 850 | 850 | 850 | 850 | 850
1015
1016 | Retiring Resources Unavailable to ERCOT (since last CDR/SARA)
1017 | TEXAS GULF SULPHUR CTG 1 (RETIRED ON 11/30/20) |  | TGF_TGFGT_1 | WHARTON | GAS-GT | SOUTH | 1985 | 80 | 80 | 80 | 80 | 80 | 80 | 80 | 80 | 80 | 80
1018 | Total Retiring Capacity | [6 empty] | 80 | 80 | 80 | 80 | 80 | 80 | 80 | 80 | 80 | 80
Notes:
Capacity changes due to planned repower/upgrade projects are reflected in the operational units' ratings upon receipt and ERCOT approval of a new Resource Asset Registration Form (RARF). Interconnection requests for existing resources that involve MW capacity changes are indicated with a code in the “Generation Interconnection Project Code” column.
Although seasonal capacity ratings for battery energy storage systems are reported above, the ratings are not included in the operational/planned capacity formulae. These resources are assumed to provide regulation reserves rather than sustained capacity available to meet system peak loads.
Unit Names with a (DGR) suffix are Distribution Generation Resources. A DGR fully participates in ERCOT's markets, but is connected to the Distribution System and is currently not required to go through the GINR application process.
Note on I390: Schumansville DG hydro plant (3.6 MW) and 2.4 MW of the 4.8 MW Lakewood Tap DG hydro plant (DG_LKWT_2UNITS) 75 MW MILLER_G1 extended outage started in 8/14/20 and expected to last for 18 months.

## WinterFuelTypes
Winter Fuel Types - ERCOT
Fuel type is based on the primary fuel. Capacity contribution of the wind resources is included at 43% for Coastal counties, 32% for Panhandle counties, and 19% for all other counties, while the solar capacity contribution is 7%. Private Use Network, and Hydro are included based on the three-year average historical capability for each Summer Season's 20 peak load hours. Non-Synchronous Tie resources import forecast is based on flows seen during Energy Emergency Alert (EEA) periods in the most recent winter of occurrence. Non-Synchronous Tie resources are categorized as Other. Mothballed resource capacity is excluded except for Available Mothball Capacity based on a Seasonal Availability Schedule or Owner's reported Return Probability. Private Use Network generator capacity is categorized as gas.
In MW
Fuel_Type | Capacity_Pct | 2021/2022 | 2022/2023 | 2023/2024 | 2024/2025 | 2025/2026 | 2026/2027 | 2027/2028 | 2028/2029 | 2029/2030 | 2030/2031
Biomass | 100% | 64.2 | 64.2 | 64.2 | 64.2 | 64.2 | 64.2 | 64.2 | 64.2 | 64.2 | 64.2
Coal | 100% | 13629.6 | 13629.6 | 13629.6 | 13629.6 | 13629.6 | 13629.6 | 13629.6 | 13629.6 | 13629.6 | 13629.6
Gas | 100% | 56102.0383 | 56075.0383 | 56070.0383 | 56025.0383 | 55985.0383 | 55770.0383 | 55770.0383 | 55765.0383 | 55765.0383 | 55765.0383
Nuclear | 100% | 5153.2 | 5153.2 | 5153.2 | 5153.2 | 5153.2 | 5153.2 | 5153.2 | 5153.2 | 5153.2 | 5153.2
Other | 68.65% | 837.53 | 837.53 | 837.53 | 837.53 | 837.53 | 837.53 | 837.53 | 837.53 | 837.53 | 837.53
Hydro | 78.37% | 435.8397 | 435.8397 | 435.8397 | 435.8397 | 435.8397 | 435.8397 | 435.8397 | 435.8397 | 435.8397 | 435.8397
Wind-C | 43% | 2126.651 | 2213.081 | 2309.315 | 2309.315 | 2309.315 | 2309.315 | 2309.315 | 2309.315 | 2309.315 | 2309.315
Wind-P | 32% | 1410.784 | 1464.928 | 1513.408 | 1513.408 | 1513.408 | 1513.408 | 1513.408 | 1513.408 | 1513.408 | 1513.408
Wind-O | 19% | 4793.51 | 5297.352 | 5468.39 | 5468.39 | 5468.39 | 5468.39 | 5468.39 | 5468.39 | 5468.39 | 5468.39
Solar | 7% | 727.328 | 1356.4222 | 1522.6722 | 1522.6722 | 1522.6722 | 1522.6722 | 1522.6722 | 1522.6722 | 1522.6722 | 1522.6722
Storage | 0% | 0 | 0 | 0 | 0 | 0 | 0 | 0 | 0 | 0 | 0
Total |  | 85280.681 | 86527.1912 | 87004.1932 | 86959.1932 | 86919.1932 | 86704.1932 | 86704.1932 | 86699.1932 | 86699.1932 | 86699.1932
In Percentages
Fuel_Type |  | 2021/2022 | 2022/2023 | 2023/2024 | 2024/2025 | 2025/2026 | 2026/2027 | 2027/2028 | 2028/2029 | 2029/2030 | 2030/2031
Biomass |  | 0.07528% | 0.0742% | 0.07379% | 0.07383% | 0.07386% | 0.07404% | 0.07404% | 0.07405% | 0.07405% | 0.07405%
Coal |  | 15.98% | 15.75% | 15.67% | 15.67% | 15.68% | 15.72% | 15.72% | 15.72% | 15.72% | 15.72%
Gas |  | 65.79% | 64.81% | 64.45% | 64.43% | 64.41% | 64.32% | 64.32% | 64.32% | 64.32% | 64.32%
Nuclear |  | 6.043% | 5.956% | 5.923% | 5.926% | 5.929% | 5.943% | 5.943% | 5.944% | 5.944% | 5.944%
Other |  | 0.9821% | 0.9679% | 0.9626% | 0.9631% | 0.9636% | 0.966% | 0.966% | 0.966% | 0.966% | 0.966%
Hydro |  | 0.5111% | 0.5037% | 0.5009% | 0.5012% | 0.5014% | 0.5027% | 0.5027% | 0.5027% | 0.5027% | 0.5027%
Wind-C |  | 2.494% | 2.558% | 2.654% | 2.656% | 2.657% | 2.663% | 2.663% | 2.664% | 2.664% | 2.664%
Wind-P |  | 1.654% | 1.693% | 1.739% | 1.74% | 1.741% | 1.745% | 1.745% | 1.746% | 1.746% | 1.746%
Wind-O |  | 5.621% | 6.122% | 6.285% | 6.288% | 6.291% | 6.307% | 6.307% | 6.307% | 6.307% | 6.307%
Solar |  | 0.8529% | 1.568% | 1.75% | 1.751% | 1.752% | 1.756% | 1.756% | 1.756% | 1.756% | 1.756%
Storage |  | 0% | 0% | 0% | 0% | 0% | 0% | 0% | 0% | 0% | 0%
Total |  | 100% | 100% | 100% | 100% | 100% | 100% | 100% | 100% | 100% | 100%

## Generation Resource Scenarios
Capacity of Proposed Generation Resources Based on Interconnection Milestone Status
Cumulative Summer Capacity Contribution (in MW) of Resources Available by June 1 of the Reporting Year
| 2021 | 2022 | 2023 | 2024 | 2025
Planned Resource Category
Synchronized Planned Projects | 3409.4387 | 3409.4387 | 3409.4387 | 3409.4387 | 3409.4387
Planning Guide 6.9 Criteria plus completed Full Interconnect Study | 5613.7427 | 12399.6183 | 12657.9283 | 12657.9283 | 12657.9283
Meets Planning Guide Sec. 6.9 Criteria (CDR plus TSP Financial Security Posted and Notice to Proceed) | 5613.7427 | 12577.2903 | 12835.6003 | 12835.6003 | 12835.6003
CDR Eligible (signed IA, air permits, proof of adequate water supply) | 5619.6627 | 16557.3808 | 18166.5518 | 18930.5518 | 18930.5518
Signed Interconnection Agreement with the TSP | 6151.6627 | 17191.3808 | 18800.5518 | 19564.5518 | 19564.5518
Full Interconnect Study Requested | 6358.3427 | 27288.5026 | 52773.3725 | 59250.2685 | 59737.6865
__________________________________________________
Notes: (1) Resource categories are listed by highest to lowest likelihood that the resource capacity will be in commercial operation in the reported year. For example, resources in the "Synchronized Planned Projects" category are generating, or able to generate, power for the ERCOT grid, but have not completed all qualification testing to be approved for commercial operations by ERCOT. Conversely, resources in the "Full Interconnection Study Requested" category include projects that are generally in the development proposal stage and have a significant risk of interconnection request cancellation or project development delays. (2) The data presented here is based upon the latest information provided to ERCOT by resource developers and can change without notice. (3) Resource developers may execute an Interconnection Agreement with a TSP prior to completion of the Full Interconnection Study. This is most common with wind and solar projects. (4) Wind and solar resource capacities reflect their estimated summer on-peak average values as determined by the methodologies in Protocol section 3.2.6.2.2. (5) Battery storage projects are assumed to provide no seasonal sustained peak-hour capacity contributions, and are thus reported as zero MW. (6) Synchronized Planned Projects are projects that ERCOT has approved to generate energy for the grid but have not passed all qualification testing necessary to be approved for participation in ERCOT market operations.
Unconfirmed Retirement Capacity
Cumulative Summer Capacity Contribution (in MW) of Unconfirmed Retirements Not Available as of June 1 of the Reporting Year
| 2021 | 2022 | 2023 | 2024 | 2025 | 2026 | 2027
Unit Name
DECKER CREEK CTG 1 | 315 | 315 | 315 | 315 | 315 | 315 | 315
DECKER CREEK CTG 2 | 0 | 415 | 415 | 415 | 415 | 415 | 415
COLETO CREEK * | 0 | 0 | 0 | 0 | 0 | 0 | 655
TOTAL | 315 | 730 | 730 | 730 | 730 | 730 | 1385
Reserve Margin including Unconfirmed Retirement Capacity | 15.52% | 27.32% | 27.19% | 26.64% | 25.44% | 24.05% | 22.94%
Reserve Margin Excluding Unconfirmed Retirement Capacity | 15.1% | 26.36% | 26.26% | 25.72% | 24.52% | 23.14% | 21.23%
__________________________________________________
Notes: (1) An "Unconfirmed Retirement" is defined as a generation unit for which a public announcement of the intent to permanently shut the unit down has been released, but a Notice of Suspension of Operations for the unit has not been received by ERCOT. (2) The criteria for listing a unit as an Unconfirmed Retirement include the following: a. A specific retirement date is cited in the announcement, or other timing information is given that indicates the unit will be unavailable as of June 1 of a CDR Reporting Year. b. The announcement, with follow-up inquiry by ERCOT, does not indicate that retirement timing is highly speculative.
* Vistra notified the U.S. Environmental Protection Agency on November 20, 2020 that Coleto Creek's Primary Ash Pond will be closed to meet requirements of EPA’s coal combustion residual (CCR) rule, and that boiler operations will cease no later than July 17, 2027. The notification is available on Vistra’s public website, https://www.luminant.com/ccr/.
Capacity, Demand and Reserves, Summer 2026 Through Winter 2030/2031
The summer and winter capacity summaries below show the reserve margin impact of not adding any new resources during the latter half of the CDR forecast period. Since project developers typically submit interconnection requests no more than two to four years before the facility is expected to enter commercial operations, reserve margins reported beyond this window always show a declining trend if there is positive peak demand growth.
Summer
Load Forecast, MW: | 2026 | 2027 | 2028 | 2029 | 2030
Summer Peak Demand (based on normal weather) | 82838.0592 | 83615.9218 | 84361.6918 | 85094.6733 | 85820.1422
plus: Energy Efficiency Program Savings Forecast | 3449.4427 | 3781.3491 | 4037.4482 | 4381.895 | 4651.4877
Total Summer Peak Demand (before Reductions from Energy Efficiency Programs) | 86287.502 | 87397.2709 | 88399.14 | 89476.5683 | 90471.6299
less: Rooftop PV Forecast | -483.9269 | -540.0378 | -579.8566 | -613.369 | -641.5196
less: Load Resources providing Responsive Reserves | -897.6 | -897.6 | -897.6 | -897.6 | -897.6
less: Load Resources providing Non-Spinning Reserves | 0 | 0 | 0 | 0 | 0
less: Emergency Response Service (10- and 30-min ramp products) | -810.8592 | -810.8592 | -810.8592 | -810.8592 | -810.8592
less: TDSP Standard Offer Load Management Programs | -262 | -262 | -262 | -262 | -262
less: Energy Efficiency Program Savings Forecast | -3449.4427 | -3781.3491 | -4037.4482 | -4381.895 | -4651.4877
Firm Peak Load, MW | 80383.6732 | 81105.4249 | 81811.376 | 82510.8451 | 83208.1634
Resources, MW: | 2026 | 2027 | 2028 | 2029 | 2030
Installed Capacity, Thermal/Hydro | 64096.2585 | 64096.2585 | 64096.2585 | 64096.2585 | 64096.2585
Switchable Capacity, MW | 3490 | 3490 | 3490 | 3490 | 3490
less: Switchable Capacity Unavailable to ERCOT, MW | -542 | -542 | -542 | -542 | -542
Available Mothballed Capacity, MW | 470 | 470 | 470 | 470 | 470
Capacity from Private Use Networks | 2866.7392 | 2866.7392 | 2861.7392 | 2861.7392 | 2861.7392
Coastal Wind, Peak Average Capacity Contribution (61% of installed capacity) | 2187.765 | 2187.765 | 2187.765 | 2187.765 | 2187.765
Panhandle Wind, Peak Average Capacity Contribution (29% of installed capacity) | 1278.523 | 1278.523 | 1278.523 | 1278.523 | 1278.523
Other Wind, Peak Average Capacity Contribution (19% of installed capacity) | 3251.299 | 3251.299 | 3251.299 | 3251.299 | 3251.299
Solar Utility-Scale, Peak Average Capacity Contribution (80% of installed capacity) | 3068.72 | 3068.72 | 3068.72 | 3068.72 | 3068.72
Storage, Peak Average Capacity Contribution (0% of installed capacity) | 0 | 0 | 0 | 0 | 0
RMR Capacity to be under Contract | 0 | 0 | 0 | 0 | 0
Capacity Pending Retirement, MW | -235 | -235 | -235 | -235 | -235
Operational Generation Capacity, MW | 79932.3047 | 79932.3047 | 79927.3047 | 79927.3047 | 79927.3047
Non-Synchronous Ties, Capacity (Based on average net import contribution during summer 2019 EEA events) | 849.974 | 849.974 | 849.974 | 849.974 | 849.974
Planned Resources (not wind, solar or storage) with Signed IA, Air Permits and Adequate Water Supplies | 1199 | 1199 | 1199 | 1199 | 1199
Planned Coastal Wind with Signed IA, Peak Average Capacity Contribution (61% of installed capacity) | 1088.24 | 1088.24 | 1088.24 | 1088.24 | 1088.24
Planned Panhandle Wind with Signed IA, Peak Average Capacity Contribution (29% of installed capacity) | 93.003 | 93.003 | 93.003 | 93.003 | 93.003
Planned Other Wind with Signed IA, Peak Average Capacity Contribution (19% of installed capacity) | 2217.091 | 2217.091 | 2217.091 | 2217.091 | 2217.091
Planned Solar Utility-Scale, Peak Average Capacity Contribution (80% of installed capacity) | 14333.248 | 14333.248 | 14333.248 | 14333.248 | 14333.248
Planned Storage, Peak Average Capacity Contribution (0% of installed capacity) | 0 | 0 | 0 | 0 | 0
Total Capacity, MW | 99712.8607 | 99712.8607 | 99707.8607 | 99707.8607 | 99707.8607
Reserve Margin | 24.05% | 22.94% | 21.88% | 20.84% | 19.83%
(Total Resources - Firm Load Forecast) / Firm Load Forecast
Winter
Load Forecast, MW: | 2026/2027 | 2027/2028 | 2028/2029 | 2029/2030 | 2030/2031
Winter Peak Demand (based on normal weather) | 70244.3797 | 71503.3955 | 72742.3773 | 73955.9429 | 75156.4108
plus: Energy Efficiency Program Savings Forecast | 3449.4427 | 3781.3491 | 4037.4482 | 4381.895 | 4651.4877
Total Winter Peak Demand (before Reductions from Energy Efficiency Programs) | 73693.8224 | 75284.7446 | 76779.8255 | 78337.8379 | 79807.8986
less: Rooftop PV Forecast | 0 | 0 | 0 | 0 | 0
less: Load Resources providing Responsive Reserves | -1569.78 | -1569.78 | -1569.78 | -1569.78 | -1569.78
less: Load Resources providing Non-Spinning Reserves | 0 | 0 | 0 | 0 | 0
less: Emergency Response Service (10- and 30-min ramp products) | -1162.3308 | -1162.3308 | -1162.3308 | -1162.3308 | -1162.3308
less: TDSP Standard Offer Load Management Programs | 0 | 0 | 0 | 0 | 0
less: Energy Efficiency Program Savings Forecast | -3449.4427 | -3781.3491 | -4037.4482 | -4381.895 | -4651.4877
Firm Peak Load, MW | 67512.2689 | 68771.2847 | 70010.2665 | 71223.8321 | 72424.3
Resources, MW: | 2026/2027 | 2027/2028 | 2028/2029 | 2029/2030 | 2030/2031
Installed Capacity, Thermal/Hydro | 67545.0373 | 67545.0373 | 67545.0373 | 67545.0373 | 67545.0373
Switchable Generation Resource Capacity, MW | 3710 | 3710 | 3710 | 3710 | 3710
less: Switchable Capacity Unavailable to ERCOT | -568 | -568 | -568 | -568 | -568
Available Mothballed Capacity | 0 | 0 | 0 | 0 | 0
Capacity from Private Use Networks | 3162.1383 | 3162.1383 | 3157.1383 | 3157.1383 | 3157.1383
Coastal Wind, Peak Average Capacity Contribution (43% of installed capacity) | 1542.195 | 1542.195 | 1542.195 | 1542.195 | 1542.195
Panhandle Wind, Peak Average Capacity Contribution (32% of installed capacity) | 1410.784 | 1410.784 | 1410.784 | 1410.784 | 1410.784
Other Wind, Peak Average Capacity Contribution (19% of installed capacity) | 3251.299 | 3251.299 | 3251.299 | 3251.299 | 3251.299
Solar Utility-Scale, Peak Average Capacity Contribution (7% of installed capacity) | 268.513 | 268.513 | 268.513 | 268.513 | 268.513
Storage, Peak Average Capacity Contribution (0% of installed capacity) | 0 | 0 | 0 | 0 | 0
RMR Capacity to be under Contract | 0 | 0 | 0 | 0 | 0
Capacity Pending Retirement, MW | -235 | -235 | -235 | -235 | -235
Operational Generation Capacity, MW | 80086.9666 | 80086.9666 | 80081.9666 | 80081.9666 | 80081.9666
Non-Synchronous Ties, Capacity (Based on average net import contribution during winter 2014 EEA events) | 837.53 | 837.53 | 837.53 | 837.53 | 837.53
Planned Resources (not wind, solar or storage) with Signed IA, Air Permits and Adequate Water Supplies | 1199 | 1199 | 1199 | 1199 | 1199
Planned Coastal Wind with Signed IA, Peak Average Capacity Contribution (43% of installed capacity) | 767.12 | 767.12 | 767.12 | 767.12 | 767.12
Planned Panhandle Wind with Signed IA, Peak Average Capacity Contribution (32% of installed capacity) | 102.624 | 102.624 | 102.624 | 102.624 | 102.624
Planned Other Wind with Signed IA, Peak Average Capacity Contribution (19% of installed capacity) | 2217.091 | 2217.091 | 2217.091 | 2217.091 | 2217.091
Planned Solar Utility-Scale, Peak Average Capacity Contribution (7% of installed capacity) | 1254.1592 | 1254.1592 | 1254.1592 | 1254.1592 | 1254.1592
Planned Storage, Peak Average Capacity Contribution (0% of installed capacity) | 0 | 0 | 0 | 0 | 0
Total Capacity, MW | 86464.4908 | 86464.4908 | 86459.4908 | 86459.4908 | 86459.4908
Reserve Margin | 28.07% | 25.73% | 23.5% | 21.39% | 19.38%
(Total Resources - Firm Load Forecast) / Firm Load Forecast

## Rooftop Solar Scenarios
Rooftop Solar Photovoltaic Capacity Projections, 2020-2029
The charts below show three scenarios -- moderate, aggressive, and conservative -- for the long-term installed capacity growth of solar rooftop PV systems in the ERCOT Region. ERCOT developed the forecasts using a logistic growth or "S-curve" model of the type that is frequently used for technology diffusion forecasting. The model and its initial parameters were presented to stakeholders at the Supply Analysis Working Group (SAWG) meeting on April 12, 2019. The charts represent the final forecasts based on parameter refinements agreed to during SAWG meetings in late 2019 and early 2020. Note that these scenario forecasts are independent of the rooftop solar PV forecast incorporated into the new long term load forecast, and are not used in the reserve margin calculations. Also note the following:
• The Takeover Time referenced in the charts is a model parameter that specifies the amount of time that the rooftop solar PV systems are in the accelerating growth stage.
• The Market Saturation Rate is another model parameter that represents the maximum expected penetration based on an upper limit once the market becomes mature. There are other model parameters that are used to refine the shape of the logistic curve.
• The upper limit for installed capacity (total market potential) is based on an ERCOT metropolitan solar PV rooftop potentials study conducted by AWS Truepower, along with ERCOT assumptions regarding market potential for non-metro areas. The total market potential is estimated at 23,041 MW.
• Additional information on forecast development can be found using the following links to SAWG meeting webpages and presentation files:
http://www.ercot.com/calendar/2019/4/12/172702-SAWG
http://www.ercot.com/content/wcm/key_documents_lists/190770/SAWG__Meeting_Solar_PV_Discussion_10-31-2019.pptx
http://www.ercot.com/content/wcm/key_documents_lists/172749/SAWG__Meeting_12-13-2019_Solar_PV_Forecast_Discussion.pptx
http://www.ercot.com/content/wcm/key_documents_lists/195745/SAWG_April_2020_Solar_PV_Growth_Projection_Discussion.pptx

## Fossil Fuel SODG Capacities
Fossil Fuel Settlement Only Distributed Generator (SODG) Capacities
The following is a list of operating fossil fuel Settlement Only Distribution Generators (SODGs) being provided for informational purposes. (The reported capacities are not included in the reserve margin calculations.) As of 11/23/20, there are 491.3 MW of fossil fuel SODG capacity (272.0 MW fired by diesel fuel and 219.3.0 MW by natural gas). These resources have not been included in past CDR reports due to the difficulty in determining their capacity contributions during peak load periods, and because many are intended as emergency standby generators and are not available to ERCOT for dispatch when needed to address capacity scarcity conditions. Another complication is that such standby generators may be used to reduce on-site loads in order to participate in Demand Response programs such as "4 Coincident Peak" (4CP) and Emergency Response Service (ERS). As a result, historical load reduction impacts would be accounted for in the peak demand forecast, while the capacity of SODGs participating in ERS would already be accounted for in the CDR's ERS line items. The formal incorporation of fossil-fueld SODGs into future CDR reports has been a discussion topic at Supply Analysis Working Group meetings. Since SODG capacity accounting is not currently addressed in the ERCOT Nodal Protocols, a Nodal Protocol Revision Request (NPRR) is needed to address capacity double-counting, peak average capacity contributions, and other Distribution Generator (DG) accounting issues. ERCOT plans to submit an NPRR during 2021.
UNIT NAME | UNIT CODE | COUNTY | FUEL | ZONE | IN-SERVICE YEAR | MW CAPACITY
DGS 5 POINTS | DG_ABEC_1UNIT | TAYLOR | DIESEL | WEST | 2014 | 9.77
DGS PALO PINTO | MNWLL_1UNIT | PALO PINTO | DIESEL | NORTH | 2013 | 9.77
DGSP2 BIGCAT | ABEC2_3UNIT | TAYLOR | DIESEL | WEST | 2015 | 9.77
DGSP2 PLAZA | ABEC_2UNIT | TAYLOR | DIESEL | WEST | 2014 | 9.77
GCWA IPS | INTRCITY_8UNITS | GALVESTON | DIESEL | HOUSTON | 2014 | 5
GCWAMUNI | GCWAMUNI_4UNITS | GALVESTON | DIESEL | HOUSTON | 2014 | 2.5
HARRIS COUNTY MUD #36 | WF_1UNIT | HARRIS | DIESEL | HOUSTON | 2017 | 0.54
HARRIS COUNTY MUD 536 | KT_1UNIT | HARRIS | DIESEL | HOUSTON | 2017 | 0.54
HARRIS COUNTY WCID 109 | BA_1UNIT | HARRIS | DIESEL | HOUSTON | 2017 | 0.32
HIGHGATE BIG SPRING | HISPRING_IC | HOWARD | DIESEL | WEST | 2018 | 9.13
HIGHGATE COLORADO CITY | HIGHCOL_IC | MITCHELL | DIESEL | WEST | 2018 | 9.13
HIGHGATE SWEETWATER | HIWATER_IC | NOLAN | DIESEL | WEST | 2018 | 9.13
JRABTUD | JKRBT_JRB | HARRIS | DIESEL | HOUSTON | 2018 | 1.08
LANGHAM CREEK | ADK_1UNIT | HARRIS | DIESEL | HOUSTON | 2017 | 0.54
NORTHAMPTON MUD | KDL_1UNIT | HARRIS | DIESEL | HOUSTON | 2017 | 0.32
OAKBEND MEDICAL CENTER | READNG_1UNIT | HARRIS | DIESEL | HOUSTON | 2017 | 1.62
POWER DEPOT - ADDICKS | WO_15UNITS | HARRIS | DIESEL | HOUSTON | 2013 | 9.38
POWER DEPOT - ANDREWS | ANDNR_15UNITS | ANDREWS | DIESEL | WEST | 2013 | 9.38
POWER DEPOT - BAKKE | BAKKE_15UNITS | ANDREWS | DIESEL | WEST | 2013 | 9.38
POWER DEPOT - CITRUS CITY | CITRUSCY_15UNITS | HIDALGO | DIESEL | SOUTH | 2013 | 9.38
POWER DEPOT - E HARRISON | E_HARRIS_15UNITS | CAMERON | DIESEL | COASTAL | 2013 | 9.38
POWER DEPOT - FRANKEL CITY | FKLCY_15UNITS | ANDREWS | DIESEL | WEST | 2013 | 9.38
POWER DEPOT - GOLDSMITH | GSMTH_15UNITS | ECTOR | DIESEL | WEST | 2013 | 9.38
POWER DEPOT - HAINE | HAINE_DR_15UNITS | CAMERON | DIESEL | COASTAL | 2013 | 9.38
POWER DEPOT - HILMONT | ECTHM_15UNITS | ECTOR | DIESEL | WEST | 2013 | 9.38
POWER DEPOT - KATY | FL_15UNITS | WALLER | DIESEL | HOUSTON | 2013 | 9.38
POWER DEPOT - MCKEEVER | DGWAP_15UNITS | FORT BEND | DIESEL | HOUSTON | 2013 | 9.38
POWER DEPOT - S. SANTA ROSA | S_SNROSA_15UNITS | CAMERON | DIESEL | COASTAL | 2013 | 9.38
POWER DEPOT - SOUTHWICK | DGHOC_15UNITS | HARRIS | DIESEL | HOUSTON | 2013 | 9.38
POWER DEPOT - TH WHARTON | DGTHW_15UNITS | HARRIS | DIESEL | HOUSTON | 2013 | 9.38
POWER DEPOT - VILLA CAVASOS | VCAVASOS_15UNITS | CAMERON | DIESEL | COASTAL | 2013 | 9.38
POWER DEPOT - WESTOVER | WOVER_15UNITS | ECTOR | DIESEL | WEST | 2013 | 9.38
POWER DEPOT EL GATO | ELGATO_15UNITS | HIDALGO | DIESEL | SOUTH | 2013 | 9.38
POWERSECURE NORBORD TEXAS INC 1 | NOR1_NORBORD_1 | NACOGDOCHES | DIESEL | NORTH | 2019 | 5
POWERSECURE NORBORD TEXAS INC 2 | NOR2_NORBORD_2 | NACOGDOCHES | DIESEL | NORTH | 2019 | 2.5
REMINGTON MUD 001 | CYFAIR_1UNIT | HARRIS | DIESEL | HOUSTON | 2017 | 0.54
SATSUMA | SATSUM_1UNIT | HARRIS | DIESEL | HOUSTON | 2017 | 0.63
SILVER EAGLE | TBFY_U1 | HARRIS | DIESEL | HOUSTON | 2019 | 1.5
TERRANOVA WEST MUD | LU_1UNIT | HARRIS | DIESEL | HOUSTON | 2017 | 0.32
TOTAL ENERGY SOLUTIONS 1 | TES1_DGDROUPA | BRAZORIA | DIESEL | COASTAL | 2015 | 7.2
TOTAL ENERGY SOLUTIONS 2 | TES2_DGGROUPB | BRAZORIA | DIESEL | COASTAL | 2015 | 5.4
TPC POWER STATION | TPC_6UNITS | SMITH | DIESEL | NORTH | 2015 | 9.93
WINDFERN FOREST UD | FR_1UNIT | HARRIS | DIESEL | HOUSTON | 2017 | 0.54
BUC-EES STORE 003 | BUC003_BRZIA003 | BRAZORIA | GAS | COASTAL | 2017 | 0.38
BUC-EES STORE 018 | BUC018_WALLR018 | WALLER | GAS | HOUSTON | 2017 | 1.13
BUC-EES STORE 030 | BUC030_WHRTN030 | WHARTON | GAS | SOUTH | 2017 | 0.75
BUC-EES STORE 033 | BUC033_TXCTY033 | GALVESTON | GAS | HOUSTON | 2017 | 1.13
BUC-EES STORE 034 | BUC034_BYTWN034 | HARRIS | GAS | HOUSTON | 2017 | 1.13
BUC-EES STORE 035 | BUC035_TMNTH035 | BELL | GAS | NORTH | 2018 | 1.13
BUC-EES STORE 038 | BUC038_RYSSW038 | ROCKWALL | GAS | NORTH | 2019 | 1.2
BUC-EES STORE 040 | BUC040_KATY040 | FORT BEND | GAS | HOUSTON | 2017 | 1.13
BUC-EES STORE 044 | BUC044_ANASE044 | COLLIN | GAS | NORTH | 2019 | 1.2
BUC-EES STORE 048 | BUC048_ENSSO048 | ELLIS | GAS | NORTH | 2019 | 1.2
CITIZENS MEDICAL CENTER | CTZSMC_NVICTCTZ | VICTORIA | GAS | SOUTH | 2020 | 2.8
CNP CYPRESS STATION | CNPMUD_WESFDMUD | HARRIS | GAS | HOUSTON | 2020 | 0.8
HEB CC BAKERY | HEBCCB_HWY9CCB | NUECES | GAS | COASTAL | 2019 | 3.2
HEB SA DC | CHEBDC_DG_L2_1 | BEXAR | GAS | SOUTH | 2020 | 6.4
HEB SNACK PLANT | HEBSP_TANNERSP | HARRIS | GAS | HOUSTON | 2019 | 1.6
HEB STORE 016 | HEB016_CRWLY016 | JOHNSON | GAS | NORTH | 2020 | 0.8
HEB STORE 026 | CHEB026_DG_Q5_1 | COMAL | GAS | SOUTH | 2019 | 1.2
HEB STORE 038 | HEB038_PHARR038 | HIDALGO | GAS | SOUTH | 2018 | 1.2
HEB STORE 054 | HEB054_HALL054 | HARRIS | GAS | HOUSTON | 2018 | 1.2
HEB STORE 069 | HEB069_AIRLN069 | NUECES | GAS | COASTAL | 2017 | 1.6
HEB STORE 070 | HEB070_MCMRY070 | TAYLOR | GAS | WEST | 2018 | 1.2
HEB STORE 084 | CHEB084_DG_J0_1 | BEXAR | GAS | SOUTH | 2020 | 1.2
HEB STORE 085 | CHEB085_DG_P5_1 | BEXAR | GAS | SOUTH | 2019 | 1.6
HEB STORE 092 | HEB092_LEALN092 | VICTORIA | GAS | SOUTH | 2018 | 1.6
HEB STORE 095 | HEB095_MILOA095 | WEBB | GAS | SOUTH | 2018 | 1.6
HEB STORE 109 | HEB109_ECHO109 | HARRIS | GAS | HOUSTON | 2018 | 1.13
HEB STORE 110 | HEB110_SIEN110 | FORT BEND | GAS | HOUSTON | 2017 | 1.13
HEB STORE 136 | HEB136_EHRSN136 | CAMERON | GAS | COASTAL | 2018 | 0.8
HEB STORE 139 | HEB139_HOLLY139 | NUECES | GAS | COASTAL | 2017 | 0.8
HEB STORE 172 | HEB172_SEDNB172 | HIDALGO | GAS | SOUTH | 2020 | 0.8
HEB STORE 182 | HEB182_TMSTH182 | BELL | GAS | NORTH | 2018 | 1.2
HEB STORE 20 | HEB020_CYFR020 | HARRIS | GAS | HOUSTON | 2017 | 1.51
HEB STORE 210 | HEB210_SOUSD210 | NUECES | GAS | COASTAL | 2017 | 0.8
HEB STORE 212 | HEB212_PLKAV212 | HIDALGO | GAS | SOUTH | 2018 | 0.8
HEB STORE 223 | HEB223_STCSW223 | JIM WELLS | GAS | SOUTH | 2018 | 1.2
HEB STORE 231 | HEB231_WESLA231 | HIDALGO | GAS | SOUTH | 2018 | 0.8
HEB STORE 236 | HEB236_RDRSE236 | TRAVIS | GAS | SOUTH | 2018 | 0.8
HEB STORE 255 | HEB255_ZACAT255 | WEBB | GAS | SOUTH | 2018 | 1.2
HEB STORE 270 | HEB270_ARLN270 | NUECES | GAS | COASTAL | 2017 | 0.8
HEB STORE 28 | HEB028_LGCTY028 | GALVESTON | GAS | HOUSTON | 2017 | 1.13
HEB STORE 291 | HEB291_WHRLG291 | CAMERON | GAS | COASTAL | 2018 | 1.2
HEB STORE 292 | HEB292_BYCTY292 | MATAGORDA | GAS | COASTAL | 2016 | 1.13
HEB STORE 334 | HEB334_WMCAL334 | HIDALGO | GAS | SOUTH | 2018 | 1.2
HEB STORE 373 | HEB373_RNDRK373 | WILLIAMSON | GAS | SOUTH | 2018 | 0.8
HEB STORE 381 | HEB381_HKHTS381 | BELL | GAS | NORTH | 2018 | 1.2
HEB STORE 383 | HEB383_CAUSE383 | CAMERON | GAS | COASTAL | 2020 | 0.8
HEB STORE 401 | HEB401_KNGVL401 | KLEBERG | GAS | COASTAL | 2018 | 0.8
HEB STORE 423 | HEB423_WNTHW423 | MCLENNAN | GAS | NORTH | 2018 | 0.8
HEB STORE 426 | HEB426_WXNTH426 | ELLIS | GAS | NORTH | 2018 | 1.2
HEB STORE 431 | HEB431_MCOLL431 | HIDALGO | GAS | SOUTH | 2018 | 1.2
HEB STORE 434 | HEB434_BRKHL434 | CALHOUN | GAS | COASTAL | 2020 | 0.8
HEB STORE 444 | CHEB444_DG_V2_1 | BEXAR | GAS | SOUTH | 2020 | 1.2
HEB STORE 448 | HEB448_PLMVW448 | HIDALGO | GAS | SOUTH | 2020 | 0.8
HEB STORE 449 | HEB449_DELMA449 | WEBB | GAS | SOUTH | 2018 | 0.8
HEB STORE 462 | HEB462_ARCIA462 | NUECES | GAS | COASTAL | 2017 | 1.2
HEB STORE 473 | HEB473_CARDF473 | HARRIS | GAS | HOUSTON | 2018 | 1.2
HEB STORE 474 | HEB474_DWLT474 | FORT BEND | GAS | HOUSTON | 2017 | 1.13
HEB STORE 475 | HEB475_ELGIN475 | BASTROP | GAS | SOUTH | 2020 | 0.8
HEB STORE 479 | HEB479_PFLGV479 | TRAVIS | GAS | SOUTH | 2018 | 0.8
HEB STORE 485 | HEB485_WESLA485 | HIDALGO | GAS | SOUTH | 2020 | 0.8
HEB STORE 488 | HEB488_PTLND488 | SAN PATRICIO | GAS | COASTAL | 2018 | 0.8
HEB STORE 491 | HEB491_SNFLP491 | HARRIS | GAS | HOUSTON | 2018 | 1.13
HEB STORE 492 | HEB492_FRANZ492 | HARRIS | GAS | HOUSTON | 2016 | 1.13
HEB STORE 495 | HEB495_RDRSE495 | WILLIAMSON | GAS | SOUTH | 2018 | 0.8
HEB STORE 497 | HEB497_MASRD497 | HARRIS | GAS | HOUSTON | 2017 | 1.13
HEB STORE 498 | HEB498_HUMBL498 | HARRIS | GAS | HOUSTON | 2018 | 1.13
HEB STORE 540 | HEB540_GGATE540 | HARRIS | GAS | HOUSTON | 2018 | 1.13
HEB STORE 541 | HEB541_ROARK541 | HARRIS | GAS | HOUSTON | 2016 | 1.13
HEB STORE 545 | HEB545_FARON545 | TARRANT | GAS | NORTH | 2019 | 1.2
HEB STORE 546 | HEB546_RENSW546 | COLLIN | GAS | NORTH | 2018 | 1.2
HEB STORE 551 | HEB551_WSTCS551 | HARRIS | GAS | HOUSTON | 2017 | 1.13
HEB STORE 552 | HEB552_GAVSW552 | DALLAS | GAS | NORTH | 2019 | 1.2
HEB STORE 553 | HEB553_GRTIE553 | HARRIS | GAS | HOUSTON | 2018 | 0.8
HEB STORE 554 | HEB554_NVICT554 | VICTORIA | GAS | SOUTH | 2018 | 1.2
HEB STORE 558 | HEB558_FRDSW558 | GALVESTON | GAS | HOUSTON | 2018 | 1.13
HEB STORE 559 | HEB559_BLUER559 | HARRIS | GAS | HOUSTON | 2019 | 0.8
HEB STORE 562 | HEB562_FULTN562 | ARANSAS | GAS | COASTAL | 2018 | 0.8
HEB STORE 563 | HEB563_CRABB563 | FORT BEND | GAS | HOUSTON | 2019 | 1.2
HEB STORE 564 | HEB564_RAFRD564 | MONTGOMERY | GAS | HOUSTON | 2019 | 0.8
HEB STORE 57 | HEB057_LAGUN057 | NUECES | GAS | COASTAL | 2017 | 1.2
HEB STORE 574 | HEB574_TOMBA574 | HARRIS | GAS | HOUSTON | 2019 | 1.2
HEB STORE 575 | HEB575_BRKER575 | HARRIS | GAS | HOUSTON | 2017 | 1.13
HEB STORE 576 | HEB576_KLEIN576 | HARRIS | GAS | HOUSTON | 2017 | 1.13
HEB STORE 581 | HEB581_KLELM581 | BELL | GAS | NORTH | 2018 | 1.2
HEB STORE 586 | HEB586_STNIO586 | WEBB | GAS | SOUTH | 2019 | 1.2
HEB STORE 591 | HEB591_RRNES591 | WILLIAMSON | GAS | SOUTH | 2018 | 1.6
HEB STORE 593 | HEB593_TLRWT593 | WILLIAMSON | GAS | SOUTH | 2020 | 0.8
HEB STORE 596 | HEB596_FLWEN596 | FORT BEND | GAS | HOUSTON | 2018 | 1.13
HEB STORE 599 | HEB599_KIRBY599 | HARRIS | GAS | HOUSTON | 2018 | 1.2
HEB STORE 610 | HEB610_LOU610 | HARRIS | GAS | HOUSTON | 2017 | 1.13
HEB STORE 614 | HEB614_KING614 | HARRIS | GAS | HOUSTON | 2017 | 1.13
HEB STORE 615 | HEB615_KATY615 | FORT BEND | GAS | HOUSTON | 2018 | 1.13
HEB STORE 616 | HEB616_BAML616 | HARRIS | GAS | HOUSTON | 2017 | 0.75
HEB STORE 627 | HEB627_IMPRL627 | FORT BEND | GAS | HOUSTON | 2017 | 1.13
HEB STORE 63 | HEB063_SOWIK063 | BRAZORIA | GAS | COASTAL | 2016 | 1.51
HEB STORE 640 | HEB640_UVLDE640 | HARRIS | GAS | HOUSTON | 2018 | 0.8
HEB STORE 642 | HEB642_HAACR642 | HIDALGO | GAS | SOUTH | 2018 | 1.2
HEB STORE 645 | HEB645_CDRBY645 | HARRIS | GAS | HOUSTON | 2017 | 0.75
HEB STORE 648 | HEB648_BERRY648 | HARRIS | GAS | HOUSTON | 2018 | 1.13
HEB STORE 649 | HEB649_LTTYK649 | HARRIS | GAS | HOUSTON | 2018 | 0.8
HEB STORE 656 | HEB656_HOKLE656 | HARRIS | GAS | HOUSTON | 2016 | 1.13
HEB STORE 658 | CHEB658_DG_V5_1 | BEXAR | GAS | SOUTH | 2019 | 1.2
HEB STORE 667 | HEB667_FNDRN667 | HARRIS | GAS | HOUSTON | 2018 | 0.8
HEB STORE 668 | HEB668_COVEE668 | CORYELL | GAS | NORTH | 2018 | 1.2
HEB STORE 672 | HEB672_WSOTH672 | MCLENNAN | GAS | NORTH | 2018 | 1.2
HEB STORE 674 | HEB674_PALMH674 | HIDALGO | GAS | SOUTH | 2020 | 0.8
HEB STORE 675 | HEB675_MARCK675 | BRAZORIA | GAS | COASTAL | 2018 | 1.13
HEB STORE 686 | HEB686_KUYKL686 | HARRIS | GAS | HOUSTON | 2017 | 1.13
HEB STORE 687 | HEB687_ULRIC687 | HARRIS | GAS | HOUSTON | 2016 | 1.13
HEB STORE 697 | HEB697_SOUSH697 | GALVESTON | GAS | HOUSTON | 2017 | 1.13
HEB STORE 698 | HEB698_KLUGE698 | HARRIS | GAS | HOUSTON | 2017 | 1.13
HEB STORE 705 | HEB705_SPRWD705 | MONTGOMERY | GAS | HOUSTON | 2017 | 1.13
HEB STORE 707 | HEB707_LKJCK707 | BRAZORIA | GAS | COASTAL | 2018 | 1.13
HEB STORE 709 | HEB709_FRYRD709 | HARRIS | GAS | HOUSTON | 2018 | 1.2
HEB STORE 711 | HEB711_ODNTH711 | ECTOR | GAS | WEST | 2020 | 0.8
HEB STORE 713 | HEB713_CLELK713 | HARRIS | GAS | HOUSTON | 2020 | 0.8
HEB STORE 715 | HEB715_FRMNT715 | HARRIS | GAS | HOUSTON | 2020 | 0.8
HEB STORE 717 | HEB717_MDESA717 | MIDLAND | GAS | WEST | 2020 | 1.2
HEB STORE 720 | HEB720_KNGWD720 | HARRIS | GAS | HOUSTON | 2018 | 1.13
HEB STORE 721 | HEB721_KLNSO721 | BELL | GAS | NORTH | 2018 | 1.2
HEB STORE 722 | HEB722_PINHU722 | MONTGOMERY | GAS | HOUSTON | 2017 | 1.13
HEB STORE 724 | HEB724_OBRN724 | FORT BEND | GAS | HOUSTON | 2017 | 1.13
HEB STORE 725 | HEB725_KLEIN725 | HARRIS | GAS | HOUSTON | 2020 | 0.8
HEB STORE 727 | HEB727_CRBRR727 | FORT BEND | GAS | HOUSTON | 2018 | 1.2
HEB STORE 731 | HEB731_WSFLD731 | HARRIS | GAS | HOUSTON | 2017 | 0.75
HEB STORE 732 | CHEB732_DG_SK_1 | BEXAR | GAS | SOUTH | 2020 | 1.2
HEB STORE 734 | HEB734_BLFFS734 | TOM GREEN | GAS | WEST | 2017 | 1.2
HEB STORE 736 | HEB736_FLWEN736 | FORT BEND | GAS | HOUSTON | 2018 | 1.2
HEB STORE 737 | HEB737_WHTOK737 | HARRIS | GAS | HOUSTON | 2018 | 1.2
HEB STORE 738 | HEB738_SHPTN738 | HARRIS | GAS | HOUSTON | 2018 | 1.2
HEB STORE 741 | HEB741_MTBEL741 | CHAMBERS | GAS | HOUSTON | 2018 | 0.8
HEB STORE 742 | HEB742_HNYRT742 | HARRIS | GAS | HOUSTON | 2018 | 1.2
HEB STORE 745 | HEB745_SHARP745 | HARRIS | GAS | HOUSTON | 2020 | 1.2
HEB STORE 747 | HEB747_LKMNT747 | DALLAS | GAS | NORTH | 2020 | 0.8
HEB STORE 748 | HEB748_LOUET748 | HARRIS | GAS | HOUSTON | 2018 | 0.8
HEB STORE 749 | HEB749_FLEWE749 | FORT BEND | GAS | HOUSTON | 2020 | 1.2
HEB STORE 752 | HEB752_LGVST752 | PARKER | GAS | NORTH | 2019 | 1.2
HEB STORE 753 | HEB753_DRPRK753 | HARRIS | GAS | HOUSTON | 2018 | 0.8
HEB STORE 756 | HEB756_BLGET756 | HARRIS | GAS | HOUSTON | 2020 | 1.2
HEB STORE 771 | CHEB771_DG_V3_1 | BEXAR | GAS | SOUTH | 2020 | 1.2
HEB STORE 99 | HEB099_KLEIN099 | HARRIS | GAS | HOUSTON | 2017 | 1.13
HOLLY HALL | HH2000_HOLMESHH | HARRIS | GAS | HOUSTON | 2017 | 1.2
LAKESIDE COUNTRY CLUB | LKSDECC_HAYESLCC | HARRIS | GAS | HOUSTON | 2020 | 1.2
PANTHER PLANT | PAPL_DG1 | UPTON | GAS | WEST | 2017 | 8.28
PEPPERL FUCHS | PEPF01_WALLER01 | WALLER | GAS | HOUSTON | 2017 | 1.13
PLANET FORD I45 | PFI45_PFORDI45 | HARRIS | GAS | HOUSTON | 2017 | 1.13
RELLIS CAMPUS | TAMURE_RELLISAM | BRAZOS | GAS | NORTH | 2018 | 9.6
ROBERT MUELLER ENERGY CENTER | RMEC_CT1 | TRAVIS | GAS | SOUTH | 2011 | 5.8
STANDARD MEAT | ST_MEAT_CKRHLSTM | DALLAS | GAS | NORTH | 2019 | 1.2
TRADITION WOODWAY | TRDWDY_ULRICHTW | HARRIS | GAS | HOUSTON | 2020 | 1.2
UTMB East Plant | UTMBEAST_CT1 | GALVESTON | GAS | HOUSTON | 2016 | 7.56
UTMB WEST PLANT | UTMBWEST_CT1 | GALVESTON | GAS | HOUSTON | 2017 | 5.4
WAL STORE 1040 | WAL1040_GERT1040 | HARRIS | GAS | HOUSTON | 2019 | 1.2
WAL STORE 1103 | WAL1103_BAM1103 | HARRIS | GAS | HOUSTON | 2019 | 1.2
WAL STORE 3226 | WAL3226_KTY3226 | HARRIS | GAS | HOUSTON | 2019 | 1.2
WAL STORE 3510 | WAL3510_PRL3510 | BRAZORIA | GAS | COASTAL | 2020 | 1.3
WAL STORE 4538 | WAL4538_FRAN4538 | HARRIS | GAS | HOUSTON | 2019 | 1.2
WAL STORE 768 | WAL768_FRAN768 | HARRIS | GAS | HOUSTON | 2019 | 1.2
RHODIA HOUSTON PLANT | DG_HG_2UNITS | HARRIS | GAS | HOUSTON | 1970 | 8.2