## TitlePage
Report on the Capacity, Demand and Reserves
(CDR) in the ERCOT Region, 2022-2031
May 6, 2021

## Contents
Table of Contents
Tab | Notes
Disclaimer | Please read
Changes from previous CDR | List of significant changes relative to the last CDR, published December 2020
Definitions | List of definitions
Executive Summary | Synopsis of considerations for this report
SummerSummary | Shows load forecast, resource capacity and reserve margin for Summer 2022 through Summer 2031
SummerCapacities | List of registered resources and capabilities used in determining the capacity contribution for Summer Peak Season
SummerFuelTypes | Lists generation fuel types by MW and by percentage for Summer 2022 through Summer 2031
WinterSummary | Shows load forecast, resource capacity and reserve margin for Winter 2022/2023 through Winter 2031/2032
WinterCapacities | List of registered resources and capabilities used in determining the capacity contribution for Winter Peak Season
WinterFuelTypes | Lists generation fuel types by MW and by percentage for Winter 2022/2023 through Winter 2031/2032
Generation Resource Scenarios | Includes the following: • Aggregate capacities of proposed generation resources for the summer of each reporting year based on meeting various interconnection process milestones. • A list of units for which public retirement announcements have been made but no formal retirement notices have been provided to ERCOT ("Unconfirmed" planned retirements). • The summer and winter capacity summaries for years 6-10 of the reporting period.
Fossil Fuel SODG Capacities | Fossil Fuel Settlement Only Distributed Generator (SODG) Capacities
Decommissioned Gen. Resources | Lists Generation Resources that have been decommissioned and retired per a Notification of Suspension of Operations (NSO) or a Notification of Change of Generation Resource Designation (NCGRD)

## Disclaimer
Disclaimer
CDR WORKING PAPER
FOR PLANNING PURPOSES ONLY
This ERCOT Working Paper has been prepared for specific ERCOT and market participant purposes and has been developed from data provided by ERCOT market participants. The data may contain errors or become obsolete and thereby affect the conclusions and opinions of the Working Paper. ERCOT MAKES NO WARRANTY, EXPRESS OR IMPLIED, INCLUDING ANY WARRANTY OF MERCHANTABILITY OR FITNESS FOR ANY PARTICULAR PURPOSE, AND DISCLAIMS ANY AND ALL LIABILITY WITH RESPECT TO THE ACCURACY OF SAME OR THE FITNESS OR APPROPRIATENESS OF SAME FOR ANY PARTICULAR USE. THIS ERCOT WORKING PAPER IS SUPPLIED WITH ALL FAULTS. The specific suitability for any use of the Working Paper and its accuracy should be confirmed by each ERCOT market participant that contributed data for this Working Paper.

## Changes
Notes on Changes Relative to the Last CDR Report, Published December 2020
1 | The following Planned Resources have been moved to Operational Status since the release of the December 2020 CDR report:
| Project Name | Unit Code | County | Fuel | Zone | In Service Year | Installed Summer Capacity MW | Summer Capacity Contribution % | Summer Peak Ave. Capacity Contribution MW
| PES 1 POWER PLANT CTG 1 | PES1_UNIT1 | HARRIS | GAS-GT | HOUSTON | 2021 | 44.5 | 100% | 44.5
| PES 1 POWER PLANT CTG 2 | PES1_UNIT2 | HARRIS | GAS-GT | HOUSTON | 2021 | 44.5 | 100% | 44.5
| PES 1 POWER PLANT CTG 3 | PES1_UNIT3 | HARRIS | GAS-GT | HOUSTON | 2021 | 44.5 | 100% | 44.5
| PES 1 POWER PLANT CTG 4 | PES1_UNIT4 | HARRIS | GAS-GT | HOUSTON | 2021 | 44.5 | 100% | 44.5
| PES 1 POWER PLANT CTG 5 | PES1_UNIT5 | HARRIS | GAS-GT | HOUSTON | 2021 | 44.5 | 100% | 44.5
| PES 1 POWER PLANT CTG 6 | PES1_UNIT6 | HARRIS | GAS-GT | HOUSTON | 2021 | 44.5 | 100% | 44.5
| AMADEUS WIND 1 U1 | AMADEUS1_UNIT1 | FISHER | WIND-O | WEST | 2021 | 36.7 | 19% | 6.973
| AMADEUS WIND 1 U2 | AMADEUS1_UNIT2 | FISHER | WIND-O | WEST | 2021 | 35.8 | 19% | 6.802
| AMADEUS WIND 2 U1 | AMADEUS2_UNIT3 | FISHER | WIND-O | WEST | 2021 | 177.7 | 19% | 33.763
| BLUEBELL SOLAR II 1 (CAPRICORN RIDGE 4) | CAPRIDG4_BB2_PV1 | STERLING | SOLAR | WEST | 2021 | 100 | 80% | 80
| BLUEBELL SOLAR II 2 (CAPRICORN RIDGE 4) | CAPRIDG4_BB2_PV2 | STERLING | SOLAR | WEST | 2021 | 15 | 80% | 12
| GREASEWOOD SOLAR 1 | GREASWOD_UNIT1 | PECOS | SOLAR | WEST | 2021 | 124.6 | 80% | 99.68
| GREASEWOOD SOLAR 2 | GREASWOD_UNIT2 | PECOS | SOLAR | WEST | 2021 | 130.4 | 80% | 104.32
| KELLAM SOLAR | KELAM_SL_UNIT1 | VAN ZANDT | SOLAR | NORTH | 2020 | 59.8 | 80% | 47.84
| RIPPEY SOLAR | RIPPEY_UNIT1 | COOKE | SOLAR | NORTH | 2020 | 59.8 | 80% | 47.84
| BRP MAGNOLIA (DGR) | BRPMAGNO_UNIT1 | GALVESTON | STORAGE | HOUSTON | 2020 | 9.95 | 0% | 0
| BRP SWEENY (DGR) | BRP_SWNY_UNIT1 | BRAZORIA | STORAGE | COASTAL | 2020 | 10 | 0% | 0
| HOEFSROAD BESS (DGR) | HRBESS_BESS | REEVES | STORAGE | WEST | 2021 | 2 | 0% | 0
| TOTAL | [5 empty] | 1028.75 |  | 706.218
2 | The following Planned Resources have finalized the necessary agreements and permits to be added to the CDR report:
| Project Name | GENERATION INTERCONNECTION PROJECT CODE | County | Fuel | Zone | Year of Projected Commercial Operations (a) | Installed Summer Capacity MW | Summer Capacity Contribution % | Summer Peak Ave. Capacity Contribution MW
| PES 2 POWER STATION | 22INR0371 | HARRIS | GAS-GT | HOUSTON | 2021 | 89.1 | 100% | 89.1
| BRAES POWER PLANT | 20INR0221 | FORT BEND | GAS-GT | HOUSTON | 2022 | 408 | 100% | 408
| APPALOOSA RUN WIND_ | 20INR0249 | UPTON | WIND-O | WEST | 2022 | 175 | 19% | 33.25
| WHITE MESA 2 WIND | 21INR0521 | COKE | WIND-O | WEST | 2021 | 348.3 | 19% | 66.177
| ANDROMEDA SOLAR | 22INR0412 | SCURRY | SOLAR | WEST | 2023 | 374.4 | 80% | 299.52
| DAWN SOLAR | 20INR0255 | DEAF SMITH | SOLAR | PANHANDLE | 2021 | 515.7 | 80% | 412.56
| DELILAH SOLAR 1 | 22INR0202 | LAMAR | SOLAR | NORTH | 2022 | 300 | 80% | 240
| EIFFEL SOLAR | 22INR0223 | LAMAR | SOLAR | NORTH | 2022 | 200 | 80% | 160
| LONGBOW SOLAR | 20INR0026 | BRAZORIA | SOLAR | COASTAL | 2022 | 80 | 80% | 64
| MYRTLE SOLAR II | 20INR0263 | BRAZORIA | SOLAR | COASTAL | 2022 | 100 | 80% | 80
| NABATOTO SOLAR NORTH | 21INR0428 | LEON | SOLAR | NORTH | 2022 | 400 | 80% | 320
| SIGNAL SOLAR | 20INR0208 | HUNT | SOLAR | NORTH | 2022 | 50 | 80% | 40
| SPACE CITY SOLAR | 21INR0341 | WHARTON | SOLAR | SOUTH | 2022 | 609.7 | 80% | 487.76
| ANCHOR BESS | 21INR0474 | EASTLAND | STORAGE | NORTH | 2021 | 71.4 | 0% | 0
| BRP PALEO BESS | 22INR0322 | HALE | STORAGE | PANHANDLE | 2022 | 202.4 | 0% | 0
| ENDURANCE PARK STORAGE | 21INR0479 | SCURRY | STORAGE | WEST | 2022 | 52.3 | 0% | 0
| RYAN ENERGY STORAGE | 20INR0246 | CORYELL | STORAGE | NORTH | 2023 | 50 | 0% | 0
| VORTEX BESS | 21INR0473 | THROCKMORTON | STORAGE | WEST | 2021 | 121.8 | 0% | 0
| BRP RANCHTOWN (DGR) | BRP_RNC1_UNIT1 | BEXAR | STORAGE | SOUTH | 2021 | 9.9 | 0% | 0
| SNYDER (DGR) | SNY_BESS_UNIT1 | SCURRY | STORAGE | WEST | 2021 | 9.95 | 0% | 0
| SWEETWATER BESS (DGR) | SWT_BESS_UNIT1 | NOLAN | STORAGE | WEST | 2021 | 9.95 | 0% | 0
| TOYAH POWER STATION (DGR) | TOYAH_BESS | REEVES | STORAGE | WEST | 2021 | 9.95 | 0% | 0
| WESTOVER BESS (DGR) | WOV_BESS_UNIT1 | ECTOR | STORAGE | WEST | 2021 | 9.95 | 0% | 0
| TOTAL | [5 empty] | 4197.8 |  | 2700.367
(a) This date is based on the projected Commercial Operations Date (COD) reported by the project developer. In contrast, a unit's first summer CDR forecast year (reported in the SummerCapacities sheet) is defined as the first year in which the capacity is available for the entire summer Peak Load Season. (The summer Peak Load Season constitutes the months of June, July, August and September.) For example, if a unit has a projected COD of July 1, 2022, the first summer CDR forecast year would be 2022. Planned projects with (DGR) suffix are Distributed Generation Resources (DGRs). Since they are 10 MW or less, they are not going through the GINR application process.
3 | Notable Resource Changes (since December 2020 CDR report): Available Seasonal Mothball Capacity: Spencer units U4 and U5 (118 MW) has been added to the 'Available Mothball Capacity based on Owner's Return Probability' line item in the SummerCapacities to reflect the information provided in the latest Notice of Probability of Returning to Service form. Recent Retirements: - SHERBINO 1 WIND (150 MW), as of 2/1/2021 - SKYLINE (6.4 MW), a SODG biomass unit - WOLF FLATS WIND (1 MW), a SODG wind unit Canceled Planned Retirement: In the December CDR report, the unit Trinidad STG 6 (235 MW summer rating) was listed as a pending retirement set to occur on April 29, 2021. The unit owner notified ERCOT in early April that the planned retirement is being canceled and the associated Notification of Suspension of Operations was being withdrawn. The unit is now classified as an operational resource.
4 | Other Notable Changes (since the December 2020 CDR report): The projected Commercial Operations Date (COD) cut-off for planned projects to be included as available summer capacity was moved from June 1 to July 1. This change was approved by the ERCOT Board of Directors on 2/9/2021. Additional information is available at http://www.ercot.com/mktrules/issues/NPRR1050. The Non-Synchronous Ties Peak Average Capacity Percentage value was updated from 68.65% to 59.0% based on average net imports during the winter 2021 EEA event. A new tab that lists Decommissioned Generation Resources was added. The "Rooftop Solar Scenarios" tab was removed since no changes have been made to the data since the introduction of the tab for the May 2020 CDR.

## Definitions
Definitions
Available Mothballed Capacity based on Owner's Return Probability
Mothballed capacity with a return-to-service probability of 50% or greater for a given season of the year, as provided by its owner, constitutes available mothballed generation. Return probabilities for individual units are considered protected information under the ERCOT Protocols and therefore are not included in this report.
Capacity Pending Retirement
Announced retired capacity that is undergoing ERCOT grid reliability reviews pursuant to Nodal Protocol Section 3.14.1.2
Decommissioned Generation Resource
A Generation Resource for which a Resource Entity has submitted a Notification of Suspension of Operations (NSO) or a Notification of Change of Generation Resource Designation (NCGRD), for which ERCOT has declined to execute a Reliability Must-Run (RMR) Agreement, and which has been decommissioned and permanently retired.
Distribution Resource Types:
Settlement Only Distribution Generator (SODG)
A generator that is connected to the Distribution System with a rating of: (1) One MW or less that chooses to register as an SODG; or (2) Greater than one and up to ten MW that is capable of providing a net export to the ERCOT System and does not register as a Distribution Generation Resource (DGR). SODGs are settled for exported energy only, but may not participate in the Ancillary Services market, Reliability Unit Commitment (RUC), Security-Constrained Economic Dispatch (SCED), or make energy offers. SODGs are listed in the SummerCapacities and WinterCapacities with a DG_ prefix in the UNIT CODE column
Distribution Generation Resource (DGR)
A Generation Resource connected to the Distribution System that is either: (1) Greater than ten MW and not registered with the Public Utility Commission of Texas (PUCT) as a self-generator; or (2) Ten MW or less that chooses to register as a Generation Resource to participate in the ERCOT markets. DGRs must be registered with ERCOT in accordance with Planning Guide Section 6.8.2, Resource Registration Process, and will be modeled in ERCOT systems in accordance with Section 3.10.7.2, Modeling of Resources and Transmission Loads. DGRs are listed in the SummerCapacities and WinterCapacities tabs with a (DGR) suffix in the UNIT NAME column
Emergency Response Service
ERCOT uses the methodology specified in Protocol Section 3.2.6.2.1, Peak Load Estimate, to derive the ERS capacity forecast for future years. The Current Year for the calculations is defined as the latest year for which ERS has been procured. The ERS capacity amounts are grossed up by 2% to reflect avoided transmission line losses.
Energy Efficiency Program Savings Forecast
ERCOT's energy efficiency forecast uses the PUCT's annual verified energy efficiency program savings estimates as the starting point. (See the definition for verified energy efficiency program savings below.) Savings from TDSP standard offer load management programs are not included in the ERCOT energy efficiency forecast. ERCOT computes the historical average annual verified savings, but excludes 2017 from the calculation due to Hurricane Harvey load impacts. (For prior forecasts, ERCOT used a formula based on the State energy efficiency goals in Utilities Code Section 39.905. Since the impacts of the goals were assumed to accumulate for just seven years from the time that the goals must be first met (2013), ERCOT no longer uses the goal-based forecasting approach.) Finally, ERCOT incorporates annual energy efficiency estimates from municipal utilities and electric cooperatives provided to the State Energy Conservation Office (SECO). Annual SECO report submission by these entities is required under S.B. No. 924. If annual reports for the previous calendar year are not available at the time the CDR is prepared, ERCOT incorporates report data for the most recently available reporting year. The energy efficiency capacity amounts are grossed up by a factor representing avoided transmission and distribution line losses. The factor is currently 1.076, reflecting 2% for avoided transmission losses and 5.6% for avoided distribution losses. The loss percentages are based on transmission and distribution loss factors posted to ERCOT's MIS website.
Energy Emergency Alert (EEA)
An ERCOT EEA declaration is made when operating reserves and system frequency drop below established severity levels (Levels 1, 2 and 3) and reserves are not projected to recover within 30 minutes unless certain actions are taken. An EEA declaration initiates an orderly, predetermined procedure for maximizing the use of available Resources, including the use of voluntary load reduction programs that are only available under EEA operations. Only under the most severe EEA level, would ERCOT direct Transmission and Distribution Service Providers to start shedding Load on a rotating basis in order to maintain system reliability and integrity. See Nodal Protocol Section 6.5.9.4, Energy Emergency Alert, for more details.
Forecast Zone
The CDR report uses Forecast Zones to identify the geographical location of generation resources. Forecast Zones generally have the same boundaries as the 2003 Congestion Management Zones with the following exceptions: A) Panhandle Zone for resources in the Texas Panhandle counties and outside the 2003 Congestion Management Zones, and B) Coastal Zone for resources in 11 counties along the Texas Gulf Coast and formerly in the South Zone of the 2003 Congestion Management Zones. There are six Forecast Zones: Coastal, Houston, North, Panhandle, South, and West. Note that the CDR Forecast Zones are only used for resource adequacy reporting and are distinct from other ERCOT geographical reporting schemes used for planning, operational, or data reporting purposes.
Full Interconnection Study (FIS)
The set of studies conducted by a Transmission Service Provider (TSP) for the purpose of identifying any electric system improvements or enhancements required to reliably interconnect a new All-Inclusive Generation Resource consistent with the provisions of Planning Guide Section 5, Generation Resource Interconnection or Change Request. These studies may include steady-state studies, system protection (short-circuit) studies, dynamic and transient stability studies, facility studies, and sub-synchronous oscillation studies.
Inactive Projects
Per Planning Guide Section 5.7.6, a proposed Resource shall be given the status of “Inactive” if the Resource has not met the conditions for inclusion in the ERCOT planning models, as specified in Section 6.9, Addition of Proposed Generation to the Planning Models, within two years of the date on which ERCOT posts the final FIS studies for the Resource to the MIS Secure Area. A developer may also elect Inactive status and stop any interconnection studies in process at its own discretion. When an Inactive Resource subsequently meets the requirements of Section 6.9, it shall be added to the planning models and the status changed back to Planned. If a Resource has been Inactive for five years, ERCOT may cancel the project pursuant to Planning Guide Section 5.7.7, Cancellation of a Project Due to Failure to Comply with Requirements. According to ERCOT Nodal Protocol rules (NPRR980), Inactive planned projects are excluded from the CDR's reserve margin calculations.
Mothballed Unit
A generation resource for which a generation entity has submitted a Notification of Suspension of Operations, for which ERCOT has declined to execute an RMR agreement, and for which the generation entity has not announced retirement of the generation resource. A seasonal mothballed unit is one in which the generation entity requests a seasonal operation period that must include the summer Peak Load Season, June 1 through September 30.
LRs (Load Resources)
Load capable of reducing or increasing the need for electrical energy or providing Ancillary Services to the ERCOT System, as described in the ERCOT Protocols, Section 6, Ancillary Services. These Resources may provide the following Ancillary Services: Responsive Reserve Service, Non-Spinning Reserve Service, Replacement Reserve Service, and Regulation Service. The Resources must be registered and qualified by ERCOT and will be scheduled by a Qualified Scheduling Entity (QSE). LR capacity has been grossed up by 2% to reflect avoided transmission line losses.
Mothballed Capacity
Capacity that is designated as mothballed by a generating unit's owner as described above, and which is not available for operations during the summer Peak Load Season (June, July, August and September) or winter Peak Load Season (December, January and February).
Peak Load Seasons
Summer months are June, July, August, and September; winter months are December, January, and February.
Private Use Networks
An electric network connected to the ERCOT transmission grid that contains load that is not directly metered by ERCOT (i.e., load that is typically netted with internal generation).
Non-Synchronous Tie
Any non-synchronous transmission interconnection between ERCOT and non-ERCOT electric power systems.
Reliability Must-Run (RMR) Unit
A generation resource unit operated under the terms of an agreement with ERCOT that would not otherwise be operated except that they are necessary to provide voltage support, stability or management of localized transmission constraints under first contingency criteria.
Signed SGIA (Standard Generation Interconnection Agreement)
An agreement that sets forth requirements for physical connection between an eligible transmission service customer and a transmission or distribution service provider.
Switchable Generation Resource (SWGR)
A generation resource that can be connected to either the ERCOT transmission grid or a grid outside the ERCOT Region.
TDSP Standard Offer Load Management Programs
For the May releases of the CDR report, ERCOT uses the megawatt amount of verified peak load capacity reductions, adjusted for avoided transmission losses, due to TDSP Standard Offcer load management programs that are reported by electric utilities in the ERCOT Region to the Public Utility Commission of Texas. The reported amounts are for the most current reporting year, which is the calendar year prior to the year during which the May CDR is prepared. (For example, the May 2019 CDR report used verified program savings for the 2018 reporting year.) For the December CDR releases, ERCOT uses TDSP data received for the current load management program year, which is more timely than the verified savings estimates provided to the PUCT. The data obtained from the TDSPs reflect verified program performance for the summer based on testing, and is adjusted for avoided transmission losses.
Unconfirmed Retirement
A Generation Resource for which a public announcement of the intent to permanently shut the unit down has been released, but a Notice of Suspension of Operations for the unit has not been received by ERCOT. This is an informal definition that is not currently included in the Nodal Protocols or Other Binding Documents. The criteria for classifying a Generation Resource as an Unconfirmed Retirement include the following: a. A specific retirement date is cited in the announcement, or other timing information is given that indicates the unit will be unavailable as of June 1 of a CDR Reporting Year. b. The announcement, with follow-up inquiry by ERCOT, does not indicate that retirement timing is highly speculative.
Verified Energy Efficiency Program Savings
The total megawatt (MW) amount of verified peak load capacity reductions due to residential and commercial sector energy efficiency incentive programs that are reported by electric utilities in the ERCOT Region to the Public Utility Commission of Texas. See Utilities Code Section 39.905. Note that savings from TDSP standard offer load management programs are not included in the ERCOT energy efficiency forecast, but rather handled as a separate reporting line item.
Wind Peak Average Capacity Contribution
The seasonal net capacity rating of wind resources multiplied by the Seasonal Peak Average Capacity Percentage for the Coastal, Panhandle and Other CDR reporting regions.
Wind Seasonal Peak Average Capacity Percentage
The average wind capacity available for the summer and winter Peak Load Seasons for a CDR reporting region (Coastal, Panhandle, Other) divided by the installed capacity for the region, expressed as a percentage. Details for the derivation of the percentages are outlined in ERCOT Protocol Section 3.2.6.2.2 (see http://www.ercot.com/content/wcm/current_guides/53528/03-110119_Nodal.docx).
Wind Regions: Coastal, Panhandle, and Other
Wind Generation Resources (WGRs) are classified into regions based on the county that contains their Point of Interconnection (POI). The Coastal region is defined as the following counties along the Gulf Coast: Aransas, Brazoria, Calhoun, Cameron, Kenedy, Kleberg, Matagorda, Nueces, Refugio, San Patricio, and Willacy. The Panhandle region is defined as the following counties: Armstrong, Bailey, Briscoe, Carson, Castro, Childress, Cochran, Collingsworth, Crosby, Dallam, Deaf Smith, Dickens, Donley, Floyd, Gray, Hale, Hall, Hansford, Hartley, Hemphill, Hockley, Hutchinson, Lamb, Lipscomb, Lubbock, Moore, Motley, Ochiltree, Oldham, Parmer, Potter, Randall, Roberts, Sherman, Swisher, and Wheeler. The "Other" WInd Region consists of all other counties in the ERCOT Region. The assigned Wind Region for each WGR is indicated as "WIND-C," "WIND-P," or "WIND-O" in the Fuel columns of the summer/winter Capacities tabs.

## Executive_Summary
CDR Report - Executive Summary
CDR Report Background
The main purpose of the CDR report is to provide 10-year forecasted Planning Reserve Margins for the ERCOT summer and winter Peak Load Seasons (June through September, and December through February, respectively). The Planning Reserve Margin represents the percentage of resource capacity, in excess of firm electricity demand, available to cover uncertainty in future demand, generator availability and new resource supply. Firm demand accounts for potential load reductions available through interruptible load programs controlled by ERCOT. The methodologies used to develop Planning Reserve Margins and other elements of the CDR report are outlined in the ERCOT Nodal Protocols, Section 3.2.6 (http://www.ercot.com/content/wcm/current_guides/53528/03-050121_Nodal.docx). ERCOT's load forecasts are based on normal weather conditions and determined by the methodologies described in the 2021 Long-Term Load Forecast Report (http://www.ercot.com/content/wcm/lists/219761/2021_LTLF_Report.pdf).
Resource data comes from generation capacity developers and owners as reported in ERCOT's Resource Integration and Ongoing Operations (RIOO) system, as well as other data collection mechanisms described in the ERCOT Protocols.
Highlights
The forecasted peak demand for summer 2022 is 78,855 MW, while the firm peak demand is 76,669 MW. Summer peak demand is expected to grow at an average annual rate of 1.2% through 2025. The winter 2022-2023 peak demand forecast is 64,472 MW, whereas the firm peak demand forecast is 61,821 MW.
The Planning Reserve Margin for summer 2022 is forecasted to be 28.8%. This is 1.5 percentage points higher than the 27.3% margin for summer 2022 reported in the December 2020 CDR report. This increase is due mainly to the inclusion of additional planned solar, gas, and wind projects, along with the cancelation of a 235 MW gas-fired unit retirement. The 2022-2023 winter Planning Reserve Margin is 42.0%.
Planned resource capacity expected for the 2022 summer peak demand totals 16,513 MW. This includes 12,284 MW of utility-scale solar—representing 74% of the total—and 2,903 MW of wind, as well as 1,326 MW of summer-rated gas-fired resources. These amounts of solar and wind capacity are what ERCOT expects to be available on an average basis during peak demand hours (the peak average capacity contribution).
Developers also anticipate adding 1,877 MW of battery storage capacity for summer 2022. This storage capacity is currently assumed to provide grid reliability services (Ancillary Services) for short periods of time rather than to support customer demand on a sustained basis during peak demand hours. Therefore, ERCOT assigns no capacity value to this resource for the reserve margin calculations.
Resources totaling 1,029 MW of installed capacity have been approved by ERCOT for commercial operations since the December CDR, and a total of 4,198 MW of planned installed capacity became eligible for inclusion in the CDR.

## SummerSummary
Report on the Capacity, Demand and Reserves in the ERCOT Region
Summer Summary: 2022-2026
Load Forecast, MW: |  | 2022 | 2023 | 2024 | 2025 | 2026
| Summer Peak Demand (based on normal weather) | 78855.2515 | 80280.2923 | 81266.818 | 82057.6381 | 82838.0592
| plus: Energy Efficiency Program Savings Forecast | 2940.903 | 3396.3669 | 3852.9068 | 4308.3707 | 4763.8347
| Total Summer Peak Demand (before Reductions from Energy Efficiency Programs) | 81796.1545 | 83676.6592 | 85119.7249 | 86366.0089 | 87601.8939
| less: Incremental Rooftop PV Forecast | -190 | -280 | -359.3751 | -425.9655 | -483.9269
| less: Load Resources providing Responsive Reserves | -897.6 | -897.6 | -897.6 | -897.6 | -897.6
| less: Load Resources providing Non-Spinning Reserves | 0 | 0 | 0 | 0 | 0
| less: Emergency Response Service (10- and 30-min ramp products) | -828.9336 | -828.9336 | -828.9336 | -828.9336 | -828.9336
| less: TDSP Standard Offer Load Management Programs | -269.994 | -269.994 | -269.994 | -269.994 | -269.994
| less: Energy Efficiency Program Savings Forecast | -2940.903 | -3396.3669 | -3852.9068 | -4308.3707 | -4763.8347
| Firm Peak Load, MW | 76668.7239 | 78003.7647 | 78910.9154 | 79635.145 | 80357.6047
Resources, MW: |  | 2022 | 2023 | 2024 | 2025 | 2026
| Installed Capacity, Thermal/Hydro | 64361.8585 | 64361.8585 | 64361.8585 | 64361.8585 | 64361.8585
| Switchable Capacity | 3490 | 3490 | 3490 | 3490 | 3490
| less: Switchable Capacity Unavailable to ERCOT | -542 | -542 | -542 | -542 | -542
| Available Mothballed Capacity | 588 | 588 | 588 | 588 | 588
| Capacity from Private Use Networks | 3257.7392 | 3212.7392 | 3165.7392 | 3168.7392 | 3171.7392
| Coastal Wind, Peak Average Capacity Contribution (61% of installed capacity) | 2187.765 | 2187.765 | 2187.765 | 2187.765 | 2187.765
| Panhandle Wind, Peak Average Capacity Contribution (29% of installed capacity) | 1278.233 | 1278.233 | 1278.233 | 1278.233 | 1278.233
| Other Wind, Peak Average Capacity Contribution (19% of installed capacity) | 3271.648 | 3271.648 | 3271.648 | 3271.648 | 3271.648
| Solar Utility-Scale, Peak Average Capacity Contribution (80% of installed capacity) | 3460.4 | 3460.4 | 3460.4 | 3460.4 | 3460.4
| Storage, Peak Average Capacity Contribution (0% of installed capacity) | 0 | 0 | 0 | 0 | 0
| RMR Capacity to be under Contract | 0 | 0 | 0 | 0 | 0
| Capacity Pending Retirement | 0 | 0 | 0 | 0 | 0
| Operational Generation Capacity, MW | 81353.6437 | 81308.6437 | 81261.6437 | 81264.6437 | 81267.6437
| Non-Synchronous Ties, Capacity (Based on average net import contribution during summer 2019 EEA events) | 849.974 | 849.974 | 849.974 | 849.974 | 849.974
| Planned Resources (not wind, solar or storage) with Signed IA, Air Permits and Adequate Water Supplies | 1326.4 | 1326.4 | 1326.4 | 1326.4 | 1326.4
| Planned Coastal Wind with Signed IA, Peak Average Capacity Contribution (61% of installed capacity) | 950.502 | 1271.057 | 1271.057 | 1271.057 | 1271.057
| Planned Panhandle Wind with Signed IA, Peak Average Capacity Contribution (29% of installed capacity) | 49.068 | 93.003 | 93.003 | 93.003 | 93.003
| Planned Other Wind with Signed IA, Peak Average Capacity Contribution (19% of installed capacity) | 1902.793 | 2162.846 | 2162.846 | 2162.846 | 2162.846
| Planned Solar Utility-Scale, Peak Average Capacity Contribution (80% of installed capacity) | 12284.48 | 18387.04 | 19330.96 | 19330.96 | 19330.96
| Planned Storage, Peak Average Capacity Contribution (0% of installed capacity) | 0 | 0 | 0 | 0 | 0
| Total Capacity, MW | 98716.8607 | 105398.9637 | 106295.8837 | 106298.8837 | 106301.8837
| Reserve Margin | 28.76% | 35.12% | 34.7% | 33.48% | 32.29%
(Total Resources - Firm Load Forecast) / Firm Load Forecast

## SummerCapacities
Unit Megawatt Capacities - Summer
| UNIT NAME | GENERATION INTERCONNECTION PROJECT CODE | UNIT CODE | COUNTY | FUEL | ZONE | IN SERVICE | 2022 | 2023 | 2024 | 2025 | 2026 | 2027 | 2028 | 2029 | 2030 | 2031
Operational Resources (Thermal)
4 | COMANCHE PEAK U1 |  | CPSES_UNIT1 | SOMERVELL | NUCLEAR | NORTH | 1990 | 1205 | 1205 | 1205 | 1205 | 1205 | 1205 | 1205 | 1205 | 1205 | 1205
5 | COMANCHE PEAK U2 |  | CPSES_UNIT2 | SOMERVELL | NUCLEAR | NORTH | 1993 | 1195 | 1195 | 1195 | 1195 | 1195 | 1195 | 1195 | 1195 | 1195 | 1195
6 | SOUTH TEXAS U1 | 20INR0287 | STP_STP_G1 | MATAGORDA | NUCLEAR | COASTAL | 1988 | 1293.2 | 1293.2 | 1293.2 | 1293.2 | 1293.2 | 1293.2 | 1293.2 | 1293.2 | 1293.2 | 1293.2
7 | SOUTH TEXAS U2 |  | STP_STP_G2 | MATAGORDA | NUCLEAR | COASTAL | 1989 | 1280 | 1280 | 1280 | 1280 | 1280 | 1280 | 1280 | 1280 | 1280 | 1280
8 | COLETO CREEK |  | COLETO_COLETOG1 | GOLIAD | COAL | SOUTH | 1980 | 655 | 655 | 655 | 655 | 655 | 655 | 655 | 655 | 655 | 655
9 | FAYETTE POWER U1 |  | FPPYD1_FPP_G1 | FAYETTE | COAL | SOUTH | 1979 | 604 | 604 | 604 | 604 | 604 | 604 | 604 | 604 | 604 | 604
10 | FAYETTE POWER U2 |  | FPPYD1_FPP_G2 | FAYETTE | COAL | SOUTH | 1980 | 599 | 599 | 599 | 599 | 599 | 599 | 599 | 599 | 599 | 599
11 | FAYETTE POWER U3 |  | FPPYD2_FPP_G3 | FAYETTE | COAL | SOUTH | 1988 | 437 | 437 | 437 | 437 | 437 | 437 | 437 | 437 | 437 | 437
12 | J K SPRUCE U1 |  | CALAVERS_JKS1 | BEXAR | COAL | SOUTH | 1992 | 560 | 560 | 560 | 560 | 560 | 560 | 560 | 560 | 560 | 560
13 | J K SPRUCE U2 |  | CALAVERS_JKS2 | BEXAR | COAL | SOUTH | 2010 | 785 | 785 | 785 | 785 | 785 | 785 | 785 | 785 | 785 | 785
14 | LIMESTONE U1 |  | LEG_LEG_G1 | LIMESTONE | COAL | NORTH | 1985 | 824 | 824 | 824 | 824 | 824 | 824 | 824 | 824 | 824 | 824
15 | LIMESTONE U2 |  | LEG_LEG_G2 | LIMESTONE | COAL | NORTH | 1986 | 836 | 836 | 836 | 836 | 836 | 836 | 836 | 836 | 836 | 836
16 | MARTIN LAKE U1 |  | MLSES_UNIT1 | RUSK | COAL | NORTH | 1977 | 800 | 800 | 800 | 800 | 800 | 800 | 800 | 800 | 800 | 800
17 | MARTIN LAKE U2 |  | MLSES_UNIT2 | RUSK | COAL | NORTH | 1978 | 805 | 805 | 805 | 805 | 805 | 805 | 805 | 805 | 805 | 805
18 | MARTIN LAKE U3 |  | MLSES_UNIT3 | RUSK | COAL | NORTH | 1979 | 805 | 805 | 805 | 805 | 805 | 805 | 805 | 805 | 805 | 805
19 | OAK GROVE SES U1 |  | OGSES_UNIT1A | ROBERTSON | COAL | NORTH | 2010 | 855 | 855 | 855 | 855 | 855 | 855 | 855 | 855 | 855 | 855
20 | OAK GROVE SES U2 |  | OGSES_UNIT2 | ROBERTSON | COAL | NORTH | 2011 | 855 | 855 | 855 | 855 | 855 | 855 | 855 | 855 | 855 | 855
21 | SAN MIGUEL U1 |  | SANMIGL_G1 | ATASCOSA | COAL | SOUTH | 1982 | 391 | 391 | 391 | 391 | 391 | 391 | 391 | 391 | 391 | 391
22 | SANDY CREEK U1 |  | SCES_UNIT1 | MCLENNAN | COAL | NORTH | 2013 | 932.6 | 932.6 | 932.6 | 932.6 | 932.6 | 932.6 | 932.6 | 932.6 | 932.6 | 932.6
23 | TWIN OAKS U1 |  | TNP_ONE_TNP_O_1 | ROBERTSON | COAL | NORTH | 1990 | 155 | 155 | 155 | 155 | 155 | 155 | 155 | 155 | 155 | 155
24 | TWIN OAKS U2 |  | TNP_ONE_TNP_O_2 | ROBERTSON | COAL | NORTH | 1991 | 155 | 155 | 155 | 155 | 155 | 155 | 155 | 155 | 155 | 155
25 | W A PARISH U5 |  | WAP_WAP_G5 | FORT BEND | COAL | HOUSTON | 1977 | 664 | 664 | 664 | 664 | 664 | 664 | 664 | 664 | 664 | 664
26 | W A PARISH U6 |  | WAP_WAP_G6 | FORT BEND | COAL | HOUSTON | 1978 | 663 | 663 | 663 | 663 | 663 | 663 | 663 | 663 | 663 | 663
27 | W A PARISH U7 |  | WAP_WAP_G7 | FORT BEND | COAL | HOUSTON | 1980 | 577 | 577 | 577 | 577 | 577 | 577 | 577 | 577 | 577 | 577
28 | W A PARISH U8 |  | WAP_WAP_G8 | FORT BEND | COAL | HOUSTON | 1982 | 610 | 610 | 610 | 610 | 610 | 610 | 610 | 610 | 610 | 610
29 | ARTHUR VON ROSENBERG 1 CTG 1 |  | BRAUNIG_AVR1_CT1 | BEXAR | GAS-CC | SOUTH | 2000 | 164 | 164 | 164 | 164 | 164 | 164 | 164 | 164 | 164 | 164
30 | ARTHUR VON ROSENBERG 1 CTG 2 |  | BRAUNIG_AVR1_CT2 | BEXAR | GAS-CC | SOUTH | 2000 | 164 | 164 | 164 | 164 | 164 | 164 | 164 | 164 | 164 | 164
31 | ARTHUR VON ROSENBERG 1 STG |  | BRAUNIG_AVR1_ST | BEXAR | GAS-CC | SOUTH | 2000 | 190 | 190 | 190 | 190 | 190 | 190 | 190 | 190 | 190 | 190
32 | ATKINS CTG 7 |  | ATKINS_ATKINSG7 | BRAZOS | GAS-GT | NORTH | 1973 | 18 | 18 | 18 | 18 | 18 | 18 | 18 | 18 | 18 | 18
33 | BARNEY M DAVIS CTG 3 | 20INR0312 | B_DAVIS_B_DAVIG3 | NUECES | GAS-CC | COASTAL | 2010 | 157 | 157 | 157 | 157 | 157 | 157 | 157 | 157 | 157 | 157
34 | BARNEY M DAVIS CTG 4 | 20INR0312 | B_DAVIS_B_DAVIG4 | NUECES | GAS-CC | COASTAL | 2010 | 157 | 157 | 157 | 157 | 157 | 157 | 157 | 157 | 157 | 157
35 | BARNEY M DAVIS STG 1 | 20INR0312 | B_DAVIS_B_DAVIG1 | NUECES | GAS-ST | COASTAL | 1974 | 300 | 300 | 300 | 300 | 300 | 300 | 300 | 300 | 300 | 300
36 | BARNEY M DAVIS STG 2 | 20INR0312 | B_DAVIS_B_DAVIG2 | NUECES | GAS-CC | COASTAL | 1976 | 319 | 319 | 319 | 319 | 319 | 319 | 319 | 319 | 319 | 319
37 | BASTROP ENERGY CENTER CTG 1 |  | BASTEN_GTG1100 | BASTROP | GAS-CC | SOUTH | 2002 | 150 | 150 | 150 | 150 | 150 | 150 | 150 | 150 | 150 | 150
38 | BASTROP ENERGY CENTER CTG 2 |  | BASTEN_GTG2100 | BASTROP | GAS-CC | SOUTH | 2002 | 150 | 150 | 150 | 150 | 150 | 150 | 150 | 150 | 150 | 150
39 | BASTROP ENERGY CENTER STG |  | BASTEN_ST0100 | BASTROP | GAS-CC | SOUTH | 2002 | 233 | 233 | 233 | 233 | 233 | 233 | 233 | 233 | 233 | 233
40 | BOSQUE ENERGY CENTER CTG 1 |  | BOSQUESW_BSQSU_1 | BOSQUE | GAS-CC | NORTH | 2000 | 143 | 143 | 143 | 143 | 143 | 143 | 143 | 143 | 143 | 143
41 | BOSQUE ENERGY CENTER CTG 2 |  | BOSQUESW_BSQSU_2 | BOSQUE | GAS-CC | NORTH | 2000 | 143 | 143 | 143 | 143 | 143 | 143 | 143 | 143 | 143 | 143
42 | BOSQUE ENERGY CENTER CTG 3 |  | BOSQUESW_BSQSU_3 | BOSQUE | GAS-CC | NORTH | 2001 | 145 | 145 | 145 | 145 | 145 | 145 | 145 | 145 | 145 | 145
43 | BOSQUE ENERGY CENTER STG 4 |  | BOSQUESW_BSQSU_4 | BOSQUE | GAS-CC | NORTH | 2001 | 79.5 | 79.5 | 79.5 | 79.5 | 79.5 | 79.5 | 79.5 | 79.5 | 79.5 | 79.5
44 | BOSQUE ENERGY CENTER STG 5 |  | BOSQUESW_BSQSU_5 | BOSQUE | GAS-CC | NORTH | 2009 | 213.5 | 213.5 | 213.5 | 213.5 | 213.5 | 213.5 | 213.5 | 213.5 | 213.5 | 213.5
45 | BRAZOS VALLEY CTG 1 |  | BVE_UNIT1 | FORT BEND | GAS-CC | HOUSTON | 2003 | 149.7 | 149.7 | 149.7 | 149.7 | 149.7 | 149.7 | 149.7 | 149.7 | 149.7 | 149.7
46 | BRAZOS VALLEY CTG 2 |  | BVE_UNIT2 | FORT BEND | GAS-CC | HOUSTON | 2003 | 149.7 | 149.7 | 149.7 | 149.7 | 149.7 | 149.7 | 149.7 | 149.7 | 149.7 | 149.7
47 | BRAZOS VALLEY STG 3 |  | BVE_UNIT3 | FORT BEND | GAS-CC | HOUSTON | 2003 | 257.9 | 257.9 | 257.9 | 257.9 | 257.9 | 257.9 | 257.9 | 257.9 | 257.9 | 257.9
48 | CALENERGY-FALCON SEABOARD CTG 1 |  | FLCNS_UNIT1 | HOWARD | GAS-CC | WEST | 1987 | 75 | 75 | 75 | 75 | 75 | 75 | 75 | 75 | 75 | 75
49 | CALENERGY-FALCON SEABOARD CTG 2 |  | FLCNS_UNIT2 | HOWARD | GAS-CC | WEST | 1987 | 75 | 75 | 75 | 75 | 75 | 75 | 75 | 75 | 75 | 75
50 | CALENERGY-FALCON SEABOARD STG 3 |  | FLCNS_UNIT3 | HOWARD | GAS-CC | WEST | 1988 | 70 | 70 | 70 | 70 | 70 | 70 | 70 | 70 | 70 | 70
51 | CALHOUN (PORT COMFORT) CTG 1 |  | CALHOUN_UNIT1 | CALHOUN | GAS-GT | COASTAL | 2017 | 44 | 44 | 44 | 44 | 44 | 44 | 44 | 44 | 44 | 44
52 | CALHOUN (PORT COMFORT) CTG 2 |  | CALHOUN_UNIT2 | CALHOUN | GAS-GT | COASTAL | 2017 | 44 | 44 | 44 | 44 | 44 | 44 | 44 | 44 | 44 | 44
53 | CASTLEMAN CHAMON CTG 1 |  | CHAMON_CTG_0101 | HARRIS | GAS-GT | HOUSTON | 2017 | 44 | 44 | 44 | 44 | 44 | 44 | 44 | 44 | 44 | 44
54 | CASTLEMAN CHAMON CTG 2 |  | CHAMON_CTG_0301 | HARRIS | GAS-GT | HOUSTON | 2017 | 44 | 44 | 44 | 44 | 44 | 44 | 44 | 44 | 44 | 44
55 | CEDAR BAYOU 4 CTG 1 |  | CBY4_CT41 | CHAMBERS | GAS-CC | HOUSTON | 2009 | 163 | 163 | 163 | 163 | 163 | 163 | 163 | 163 | 163 | 163
56 | CEDAR BAYOU 4 CTG 2 |  | CBY4_CT42 | CHAMBERS | GAS-CC | HOUSTON | 2009 | 163 | 163 | 163 | 163 | 163 | 163 | 163 | 163 | 163 | 163
57 | CEDAR BAYOU 4 STG |  | CBY4_ST04 | CHAMBERS | GAS-CC | HOUSTON | 2009 | 178 | 178 | 178 | 178 | 178 | 178 | 178 | 178 | 178 | 178
58 | CEDAR BAYOU STG 1 |  | CBY_CBY_G1 | CHAMBERS | GAS-ST | HOUSTON | 1970 | 745 | 745 | 745 | 745 | 745 | 745 | 745 | 745 | 745 | 745
59 | CEDAR BAYOU STG 2 |  | CBY_CBY_G2 | CHAMBERS | GAS-ST | HOUSTON | 1972 | 749 | 749 | 749 | 749 | 749 | 749 | 749 | 749 | 749 | 749
60 | COLORADO BEND ENERGY CENTER CTG 1 |  | CBEC_GT1 | WHARTON | GAS-CC | SOUTH | 2007 | 79.9 | 79.9 | 79.9 | 79.9 | 79.9 | 79.9 | 79.9 | 79.9 | 79.9 | 79.9
61 | COLORADO BEND ENERGY CENTER CTG 2 |  | CBEC_GT2 | WHARTON | GAS-CC | SOUTH | 2007 | 71.9 | 71.9 | 71.9 | 71.9 | 71.9 | 71.9 | 71.9 | 71.9 | 71.9 | 71.9
62 | COLORADO BEND ENERGY CENTER CTG 3 |  | CBEC_GT3 | WHARTON | GAS-CC | SOUTH | 2008 | 78.9 | 78.9 | 78.9 | 78.9 | 78.9 | 78.9 | 78.9 | 78.9 | 78.9 | 78.9
63 | COLORADO BEND ENERGY CENTER CTG 4 |  | CBEC_GT4 | WHARTON | GAS-CC | SOUTH | 2008 | 72.9 | 72.9 | 72.9 | 72.9 | 72.9 | 72.9 | 72.9 | 72.9 | 72.9 | 72.9
64 | COLORADO BEND ENERGY CENTER STG 1 |  | CBEC_STG1 | WHARTON | GAS-CC | SOUTH | 2007 | 102 | 102 | 102 | 102 | 102 | 102 | 102 | 102 | 102 | 102
65 | COLORADO BEND ENERGY CENTER STG 2 |  | CBEC_STG2 | WHARTON | GAS-CC | SOUTH | 2008 | 107 | 107 | 107 | 107 | 107 | 107 | 107 | 107 | 107 | 107
66 | COLORADO BEND II CTG 7 | 18INR0077 | CBECII_CT7 | WHARTON | GAS-CC | SOUTH | 2017 | 329.3 | 329.3 | 329.3 | 329.3 | 329.3 | 329.3 | 329.3 | 329.3 | 329.3 | 329.3
67 | COLORADO BEND II CTG 8 | 18INR0077 | CBECII_CT8 | WHARTON | GAS-CC | SOUTH | 2017 | 335 | 335 | 335 | 335 | 335 | 335 | 335 | 335 | 335 | 335
68 | COLORADO BEND II STG 9 | 18INR0077 | CBECII_STG9 | WHARTON | GAS-CC | SOUTH | 2017 | 478.4 | 478.4 | 478.4 | 478.4 | 478.4 | 478.4 | 478.4 | 478.4 | 478.4 | 478.4
69 | CVC CHANNELVIEW CTG 1 |  | CVC_CVC_G1 | HARRIS | GAS-CC | HOUSTON | 2008 | 169 | 169 | 169 | 169 | 169 | 169 | 169 | 169 | 169 | 169
70 | CVC CHANNELVIEW CTG 2 |  | CVC_CVC_G2 | HARRIS | GAS-CC | HOUSTON | 2008 | 165 | 165 | 165 | 165 | 165 | 165 | 165 | 165 | 165 | 165
71 | CVC CHANNELVIEW CTG 3 |  | CVC_CVC_G3 | HARRIS | GAS-CC | HOUSTON | 2008 | 165 | 165 | 165 | 165 | 165 | 165 | 165 | 165 | 165 | 165
72 | CVC CHANNELVIEW STG 5 |  | CVC_CVC_G5 | HARRIS | GAS-CC | HOUSTON | 2008 | 144 | 144 | 144 | 144 | 144 | 144 | 144 | 144 | 144 | 144
73 | DANSBY CTG 2 |  | DANSBY_DANSBYG2 | BRAZOS | GAS-GT | NORTH | 2004 | 45 | 45 | 45 | 45 | 45 | 45 | 45 | 45 | 45 | 45
74 | DANSBY CTG 3 |  | DANSBY_DANSBYG3 | BRAZOS | GAS-GT | NORTH | 2010 | 47 | 47 | 47 | 47 | 47 | 47 | 47 | 47 | 47 | 47
75 | DANSBY STG 1 |  | DANSBY_DANSBYG1 | BRAZOS | GAS-ST | NORTH | 1978 | 107 | 107 | 107 | 107 | 107 | 107 | 107 | 107 | 107 | 107
76 | DECKER CREEK CTG 1 |  | DECKER_DPGT_1 | TRAVIS | GAS-GT | SOUTH | 1989 | 48 | 48 | 48 | 48 | 48 | 48 | 48 | 48 | 48 | 48
77 | DECKER CREEK CTG 2 |  | DECKER_DPGT_2 | TRAVIS | GAS-GT | SOUTH | 1989 | 48 | 48 | 48 | 48 | 48 | 48 | 48 | 48 | 48 | 48
78 | DECKER CREEK CTG 3 |  | DECKER_DPGT_3 | TRAVIS | GAS-GT | SOUTH | 1989 | 48 | 48 | 48 | 48 | 48 | 48 | 48 | 48 | 48 | 48
79 | DECKER CREEK CTG 4 |  | DECKER_DPGT_4 | TRAVIS | GAS-GT | SOUTH | 1989 | 48 | 48 | 48 | 48 | 48 | 48 | 48 | 48 | 48 | 48
80 | DECKER CREEK STG 2 |  | DECKER_DPG2 | TRAVIS | GAS-ST | SOUTH | 1978 | 420 | 420 | 420 | 420 | 420 | 420 | 420 | 420 | 420 | 420
81 | DECORDOVA CTG 1 |  | DCSES_CT10 | HOOD | GAS-GT | NORTH | 1990 | 69 | 69 | 69 | 69 | 69 | 69 | 69 | 69 | 69 | 69
82 | DECORDOVA CTG 2 |  | DCSES_CT20 | HOOD | GAS-GT | NORTH | 1990 | 69 | 69 | 69 | 69 | 69 | 69 | 69 | 69 | 69 | 69
83 | DECORDOVA CTG 3 |  | DCSES_CT30 | HOOD | GAS-GT | NORTH | 1990 | 68 | 68 | 68 | 68 | 68 | 68 | 68 | 68 | 68 | 68
84 | DECORDOVA CTG 4 |  | DCSES_CT40 | HOOD | GAS-GT | NORTH | 1990 | 69 | 69 | 69 | 69 | 69 | 69 | 69 | 69 | 69 | 69
85 | DEER PARK ENERGY CENTER CTG 1 |  | DDPEC_GT1 | HARRIS | GAS-CC | HOUSTON | 2002 | 172 | 172 | 172 | 172 | 172 | 172 | 172 | 172 | 172 | 172
86 | DEER PARK ENERGY CENTER CTG 2 |  | DDPEC_GT2 | HARRIS | GAS-CC | HOUSTON | 2002 | 182 | 182 | 182 | 182 | 182 | 182 | 182 | 182 | 182 | 182
87 | DEER PARK ENERGY CENTER CTG 3 |  | DDPEC_GT3 | HARRIS | GAS-CC | HOUSTON | 2002 | 172 | 172 | 172 | 172 | 172 | 172 | 172 | 172 | 172 | 172
88 | DEER PARK ENERGY CENTER CTG 4 |  | DDPEC_GT4 | HARRIS | GAS-CC | HOUSTON | 2002 | 182 | 182 | 182 | 182 | 182 | 182 | 182 | 182 | 182 | 182
89 | DEER PARK ENERGY CENTER CTG 6 |  | DDPEC_GT6 | HARRIS | GAS-CC | HOUSTON | 2014 | 156 | 156 | 156 | 156 | 156 | 156 | 156 | 156 | 156 | 156
90 | DEER PARK ENERGY CENTER STG 1 |  | DDPEC_ST1 | HARRIS | GAS-CC | HOUSTON | 2002 | 287 | 287 | 287 | 287 | 287 | 287 | 287 | 287 | 287 | 287
91 | DENTON ENERGY CENTER IC A |  | DEC_AGR_A | DENTON | GAS-IC | NORTH | 2018 | 56.5 | 56.5 | 56.5 | 56.5 | 56.5 | 56.5 | 56.5 | 56.5 | 56.5 | 56.5
92 | DENTON ENERGY CENTER IC B |  | DEC_AGR_B | DENTON | GAS-IC | NORTH | 2018 | 56.5 | 56.5 | 56.5 | 56.5 | 56.5 | 56.5 | 56.5 | 56.5 | 56.5 | 56.5
93 | DENTON ENERGY CENTER IC C |  | DEC_AGR_C | DENTON | GAS-IC | NORTH | 2018 | 56.5 | 56.5 | 56.5 | 56.5 | 56.5 | 56.5 | 56.5 | 56.5 | 56.5 | 56.5
94 | DENTON ENERGY CENTER IC D |  | DEC_AGR_D | DENTON | GAS-IC | NORTH | 2018 | 56.5 | 56.5 | 56.5 | 56.5 | 56.5 | 56.5 | 56.5 | 56.5 | 56.5 | 56.5
95 | ECTOR COUNTY ENERGY CTG 1 |  | ECEC_G1 | ECTOR | GAS-GT | WEST | 2015 | 147 | 147 | 147 | 147 | 147 | 147 | 147 | 147 | 147 | 147
96 | ECTOR COUNTY ENERGY CTG 2 |  | ECEC_G2 | ECTOR | GAS-GT | WEST | 2015 | 147 | 147 | 147 | 147 | 147 | 147 | 147 | 147 | 147 | 147
97 | ELK STATION IC 3 |  | AEEC_ELK_3 | HALE | GAS-IC | PANHANDLE | 2016 | 190 | 190 | 190 | 190 | 190 | 190 | 190 | 190 | 190 | 190
98 | ENNIS POWER STATION CTG 2 |  | ETCCS_CT1 | ELLIS | GAS-CC | NORTH | 2002 | 204 | 204 | 204 | 204 | 204 | 204 | 204 | 204 | 204 | 204
99 | ENNIS POWER STATION STG 1 |  | ETCCS_UNIT1 | ELLIS | GAS-CC | NORTH | 2002 | 115 | 115 | 115 | 115 | 115 | 115 | 115 | 115 | 115 | 115
100 | EXTEX LAPORTE GEN STN CTG 1 |  | AZ_AZ_G1 | HARRIS | GAS-GT | HOUSTON | 2009 | 36 | 36 | 36 | 36 | 36 | 36 | 36 | 36 | 36 | 36
101 | EXTEX LAPORTE GEN STN CTG 2 |  | AZ_AZ_G2 | HARRIS | GAS-GT | HOUSTON | 2009 | 36 | 36 | 36 | 36 | 36 | 36 | 36 | 36 | 36 | 36
102 | EXTEX LAPORTE GEN STN CTG 3 |  | AZ_AZ_G3 | HARRIS | GAS-GT | HOUSTON | 2009 | 36 | 36 | 36 | 36 | 36 | 36 | 36 | 36 | 36 | 36
103 | EXTEX LAPORTE GEN STN CTG 4 |  | AZ_AZ_G4 | HARRIS | GAS-GT | HOUSTON | 2009 | 36 | 36 | 36 | 36 | 36 | 36 | 36 | 36 | 36 | 36
104 | FERGUSON REPLACEMENT CTG 1 |  | FERGCC_FERGGT1 | LLANO | GAS-CC | SOUTH | 2014 | 169 | 169 | 169 | 169 | 169 | 169 | 169 | 169 | 169 | 169
105 | FERGUSON REPLACEMENT CTG 2 |  | FERGCC_FERGGT2 | LLANO | GAS-CC | SOUTH | 2014 | 169 | 169 | 169 | 169 | 169 | 169 | 169 | 169 | 169 | 169
106 | FERGUSON REPLACEMENT STG 1 |  | FERGCC_FERGST1 | LLANO | GAS-CC | SOUTH | 2014 | 182 | 182 | 182 | 182 | 182 | 182 | 182 | 182 | 182 | 182
107 | FORNEY ENERGY CENTER CTG 11 |  | FRNYPP_GT11 | KAUFMAN | GAS-CC | NORTH | 2003 | 165 | 165 | 165 | 165 | 165 | 165 | 165 | 165 | 165 | 165
108 | FORNEY ENERGY CENTER CTG 12 |  | FRNYPP_GT12 | KAUFMAN | GAS-CC | NORTH | 2003 | 157 | 157 | 157 | 157 | 157 | 157 | 157 | 157 | 157 | 157
109 | FORNEY ENERGY CENTER CTG 13 |  | FRNYPP_GT13 | KAUFMAN | GAS-CC | NORTH | 2003 | 157 | 157 | 157 | 157 | 157 | 157 | 157 | 157 | 157 | 157
110 | FORNEY ENERGY CENTER CTG 21 |  | FRNYPP_GT21 | KAUFMAN | GAS-CC | NORTH | 2003 | 165 | 165 | 165 | 165 | 165 | 165 | 165 | 165 | 165 | 165
111 | FORNEY ENERGY CENTER CTG 22 |  | FRNYPP_GT22 | KAUFMAN | GAS-CC | NORTH | 2003 | 157 | 157 | 157 | 157 | 157 | 157 | 157 | 157 | 157 | 157
112 | FORNEY ENERGY CENTER CTG 23 |  | FRNYPP_GT23 | KAUFMAN | GAS-CC | NORTH | 2003 | 157 | 157 | 157 | 157 | 157 | 157 | 157 | 157 | 157 | 157
113 | FORNEY ENERGY CENTER STG 10 |  | FRNYPP_ST10 | KAUFMAN | GAS-CC | NORTH | 2003 | 406 | 406 | 406 | 406 | 406 | 406 | 406 | 406 | 406 | 406
114 | FORNEY ENERGY CENTER STG 20 |  | FRNYPP_ST20 | KAUFMAN | GAS-CC | NORTH | 2003 | 406 | 406 | 406 | 406 | 406 | 406 | 406 | 406 | 406 | 406
115 | FREESTONE ENERGY CENTER CTG 1 |  | FREC_GT1 | FREESTONE | GAS-CC | NORTH | 2002 | 147 | 147 | 147 | 147 | 147 | 147 | 147 | 147 | 147 | 147
116 | FREESTONE ENERGY CENTER CTG 2 |  | FREC_GT2 | FREESTONE | GAS-CC | NORTH | 2002 | 147 | 147 | 147 | 147 | 147 | 147 | 147 | 147 | 147 | 147
117 | FREESTONE ENERGY CENTER CTG 4 |  | FREC_GT4 | FREESTONE | GAS-CC | NORTH | 2002 | 145 | 145 | 145 | 145 | 145 | 145 | 145 | 145 | 145 | 145
118 | FREESTONE ENERGY CENTER CTG 5 |  | FREC_GT5 | FREESTONE | GAS-CC | NORTH | 2002 | 145 | 145 | 145 | 145 | 145 | 145 | 145 | 145 | 145 | 145
119 | FREESTONE ENERGY CENTER STG 3 |  | FREC_ST3 | FREESTONE | GAS-CC | NORTH | 2002 | 169 | 169 | 169 | 169 | 169 | 169 | 169 | 169 | 169 | 169
120 | FREESTONE ENERGY CENTER STG 6 |  | FREC_ST6 | FREESTONE | GAS-CC | NORTH | 2002 | 168 | 168 | 168 | 168 | 168 | 168 | 168 | 168 | 168 | 168
121 | FRIENDSWOOD G CTG 1 (FORMERLY TEJAS POWER GENERATION) |  | FEGC_UNIT1 | HARRIS | GAS-GT | HOUSTON | 2018 | 119 | 119 | 119 | 119 | 119 | 119 | 119 | 119 | 119 | 119
122 | GRAHAM STG 1 |  | GRSES_UNIT1 | YOUNG | GAS-ST | WEST | 1960 | 234 | 234 | 234 | 234 | 234 | 234 | 234 | 234 | 234 | 234
123 | GRAHAM STG 2 |  | GRSES_UNIT2 | YOUNG | GAS-ST | WEST | 1969 | 390 | 390 | 390 | 390 | 390 | 390 | 390 | 390 | 390 | 390
124 | GREENS BAYOU CTG 73 |  | GBY_GBYGT73 | HARRIS | GAS-GT | HOUSTON | 1976 | 56 | 56 | 56 | 56 | 56 | 56 | 56 | 56 | 56 | 56
125 | GREENS BAYOU CTG 74 |  | GBY_GBYGT74 | HARRIS | GAS-GT | HOUSTON | 1976 | 56 | 56 | 56 | 56 | 56 | 56 | 56 | 56 | 56 | 56
126 | GREENS BAYOU CTG 81 |  | GBY_GBYGT81 | HARRIS | GAS-GT | HOUSTON | 1976 | 56 | 56 | 56 | 56 | 56 | 56 | 56 | 56 | 56 | 56
127 | GREENS BAYOU CTG 82 |  | GBY_GBYGT82 | HARRIS | GAS-GT | HOUSTON | 1976 | 50 | 50 | 50 | 50 | 50 | 50 | 50 | 50 | 50 | 50
128 | GREENS BAYOU CTG 83 |  | GBY_GBYGT83 | HARRIS | GAS-GT | HOUSTON | 1976 | 56 | 56 | 56 | 56 | 56 | 56 | 56 | 56 | 56 | 56
129 | GREENS BAYOU CTG 84 |  | GBY_GBYGT84 | HARRIS | GAS-GT | HOUSTON | 1976 | 56 | 56 | 56 | 56 | 56 | 56 | 56 | 56 | 56 | 56
130 | GREENVILLE IC ENGINE PLANT IC 1 |  | STEAM_ENGINE_1 | HUNT | GAS-IC | NORTH | 2010 | 8.2 | 8.2 | 8.2 | 8.2 | 8.2 | 8.2 | 8.2 | 8.2 | 8.2 | 8.2
131 | GREENVILLE IC ENGINE PLANT IC 2 |  | STEAM_ENGINE_2 | HUNT | GAS-IC | NORTH | 2010 | 8.2 | 8.2 | 8.2 | 8.2 | 8.2 | 8.2 | 8.2 | 8.2 | 8.2 | 8.2
132 | GREENVILLE IC ENGINE PLANT IC 3 |  | STEAM_ENGINE_3 | HUNT | GAS-IC | NORTH | 2010 | 8.2 | 8.2 | 8.2 | 8.2 | 8.2 | 8.2 | 8.2 | 8.2 | 8.2 | 8.2
133 | GUADALUPE ENERGY CENTER CTG 1 |  | GUADG_GAS1 | GUADALUPE | GAS-CC | SOUTH | 2000 | 143 | 143 | 143 | 143 | 143 | 143 | 143 | 143 | 143 | 143
134 | GUADALUPE ENERGY CENTER CTG 2 |  | GUADG_GAS2 | GUADALUPE | GAS-CC | SOUTH | 2000 | 143 | 143 | 143 | 143 | 143 | 143 | 143 | 143 | 143 | 143
135 | GUADALUPE ENERGY CENTER CTG 3 |  | GUADG_GAS3 | GUADALUPE | GAS-CC | SOUTH | 2000 | 141 | 141 | 141 | 141 | 141 | 141 | 141 | 141 | 141 | 141
136 | GUADALUPE ENERGY CENTER CTG 4 |  | GUADG_GAS4 | GUADALUPE | GAS-CC | SOUTH | 2000 | 141 | 141 | 141 | 141 | 141 | 141 | 141 | 141 | 141 | 141
137 | GUADALUPE ENERGY CENTER STG 5 |  | GUADG_STM5 | GUADALUPE | GAS-CC | SOUTH | 2000 | 198 | 198 | 198 | 198 | 198 | 198 | 198 | 198 | 198 | 198
138 | GUADALUPE ENERGY CENTER STG 6 |  | GUADG_STM6 | GUADALUPE | GAS-CC | SOUTH | 2000 | 198 | 198 | 198 | 198 | 198 | 198 | 198 | 198 | 198 | 198
139 | HANDLEY STG 3 |  | HLSES_UNIT3 | TARRANT | GAS-ST | NORTH | 1963 | 395 | 395 | 395 | 395 | 395 | 395 | 395 | 395 | 395 | 395
140 | HANDLEY STG 4 |  | HLSES_UNIT4 | TARRANT | GAS-ST | NORTH | 1976 | 435 | 435 | 435 | 435 | 435 | 435 | 435 | 435 | 435 | 435
141 | HANDLEY STG 5 |  | HLSES_UNIT5 | TARRANT | GAS-ST | NORTH | 1977 | 435 | 435 | 435 | 435 | 435 | 435 | 435 | 435 | 435 | 435
142 | HAYS ENERGY FACILITY CSG 1 |  | HAYSEN_HAYSENG1 | HAYS | GAS-CC | SOUTH | 2002 | 210 | 210 | 210 | 210 | 210 | 210 | 210 | 210 | 210 | 210
143 | HAYS ENERGY FACILITY CSG 2 | 21INR0527 | HAYSEN_HAYSENG2 | HAYS | GAS-CC | SOUTH | 2002 | 211 | 211 | 211 | 211 | 211 | 211 | 211 | 211 | 211 | 211
144 | HAYS ENERGY FACILITY CSG 3 | 21INR0527 | HAYSEN_HAYSENG3 | HAYS | GAS-CC | SOUTH | 2002 | 210 | 210 | 210 | 210 | 210 | 210 | 210 | 210 | 210 | 210
145 | HAYS ENERGY FACILITY CSG 4 |  | HAYSEN_HAYSENG4 | HAYS | GAS-CC | SOUTH | 2002 | 213 | 213 | 213 | 213 | 213 | 213 | 213 | 213 | 213 | 213
146 | HIDALGO ENERGY CENTER CTG 1 |  | DUKE_DUKE_GT1 | HIDALGO | GAS-CC | SOUTH | 2000 | 149 | 149 | 149 | 149 | 149 | 149 | 149 | 149 | 149 | 149
147 | HIDALGO ENERGY CENTER CTG 2 |  | DUKE_DUKE_GT2 | HIDALGO | GAS-CC | SOUTH | 2000 | 149 | 149 | 149 | 149 | 149 | 149 | 149 | 149 | 149 | 149
148 | HIDALGO ENERGY CENTER STG 1 |  | DUKE_DUKE_ST1 | HIDALGO | GAS-CC | SOUTH | 2000 | 168 | 168 | 168 | 168 | 168 | 168 | 168 | 168 | 168 | 168
149 | JACK COUNTY GEN FACILITY CTG 1 |  | JACKCNTY_CT1 | JACK | GAS-CC | NORTH | 2006 | 155 | 155 | 155 | 155 | 155 | 155 | 155 | 155 | 155 | 155
150 | JACK COUNTY GEN FACILITY CTG 2 |  | JACKCNTY_CT2 | JACK | GAS-CC | NORTH | 2006 | 155 | 155 | 155 | 155 | 155 | 155 | 155 | 155 | 155 | 155
151 | JACK COUNTY GEN FACILITY CTG 3 |  | JCKCNTY2_CT3 | JACK | GAS-CC | NORTH | 2011 | 150 | 150 | 150 | 150 | 150 | 150 | 150 | 150 | 150 | 150
152 | JACK COUNTY GEN FACILITY CTG 4 |  | JCKCNTY2_CT4 | JACK | GAS-CC | NORTH | 2011 | 150 | 150 | 150 | 150 | 150 | 150 | 150 | 150 | 150 | 150
153 | JACK COUNTY GEN FACILITY STG 1 |  | JACKCNTY_STG | JACK | GAS-CC | NORTH | 2006 | 295 | 295 | 295 | 295 | 295 | 295 | 295 | 295 | 295 | 295
154 | JACK COUNTY GEN FACILITY STG 2 |  | JCKCNTY2_ST2 | JACK | GAS-CC | NORTH | 2011 | 295 | 295 | 295 | 295 | 295 | 295 | 295 | 295 | 295 | 295
155 | JOHNSON COUNTY GEN FACILITY CTG 1 |  | TEN_CT1 | JOHNSON | GAS-CC | NORTH | 1997 | 163 | 163 | 163 | 163 | 163 | 163 | 163 | 163 | 163 | 163
156 | JOHNSON COUNTY GEN FACILITY STG 1 |  | TEN_STG | JOHNSON | GAS-CC | NORTH | 1997 | 106 | 106 | 106 | 106 | 106 | 106 | 106 | 106 | 106 | 106
157 | LAKE HUBBARD STG 1 |  | LHSES_UNIT1 | DALLAS | GAS-ST | NORTH | 1970 | 392 | 392 | 392 | 392 | 392 | 392 | 392 | 392 | 392 | 392
158 | LAKE HUBBARD STG 2 |  | LHSES_UNIT2A | DALLAS | GAS-ST | NORTH | 1973 | 523 | 523 | 523 | 523 | 523 | 523 | 523 | 523 | 523 | 523
159 | LAMAR ENERGY CENTER CTG 11 |  | LPCCS_CT11 | LAMAR | GAS-CC | NORTH | 2000 | 153 | 153 | 153 | 153 | 153 | 153 | 153 | 153 | 153 | 153
160 | LAMAR ENERGY CENTER CTG 12 |  | LPCCS_CT12 | LAMAR | GAS-CC | NORTH | 2000 | 145 | 145 | 145 | 145 | 145 | 145 | 145 | 145 | 145 | 145
161 | LAMAR ENERGY CENTER CTG 21 |  | LPCCS_CT21 | LAMAR | GAS-CC | NORTH | 2000 | 145 | 145 | 145 | 145 | 145 | 145 | 145 | 145 | 145 | 145
162 | LAMAR ENERGY CENTER CTG 22 |  | LPCCS_CT22 | LAMAR | GAS-CC | NORTH | 2000 | 153 | 153 | 153 | 153 | 153 | 153 | 153 | 153 | 153 | 153
163 | LAMAR ENERGY CENTER STG 1 |  | LPCCS_UNIT1 | LAMAR | GAS-CC | NORTH | 2000 | 204 | 204 | 204 | 204 | 204 | 204 | 204 | 204 | 204 | 204
164 | LAMAR ENERGY CENTER STG 2 |  | LPCCS_UNIT2 | LAMAR | GAS-CC | NORTH | 2000 | 204 | 204 | 204 | 204 | 204 | 204 | 204 | 204 | 204 | 204
165 | LAREDO CTG 4 |  | LARDVFTN_G4 | WEBB | GAS-GT | SOUTH | 2008 | 90.1 | 90.1 | 90.1 | 90.1 | 90.1 | 90.1 | 90.1 | 90.1 | 90.1 | 90.1
166 | LAREDO CTG 5 |  | LARDVFTN_G5 | WEBB | GAS-GT | SOUTH | 2008 | 87.3 | 87.3 | 87.3 | 87.3 | 87.3 | 87.3 | 87.3 | 87.3 | 87.3 | 87.3
167 | LEON CREEK PEAKER CTG 1 |  | LEON_CRK_LCPCT1 | BEXAR | GAS-GT | SOUTH | 2004 | 46 | 46 | 46 | 46 | 46 | 46 | 46 | 46 | 46 | 46
168 | LEON CREEK PEAKER CTG 2 |  | LEON_CRK_LCPCT2 | BEXAR | GAS-GT | SOUTH | 2004 | 46 | 46 | 46 | 46 | 46 | 46 | 46 | 46 | 46 | 46
169 | LEON CREEK PEAKER CTG 3 |  | LEON_CRK_LCPCT3 | BEXAR | GAS-GT | SOUTH | 2004 | 46 | 46 | 46 | 46 | 46 | 46 | 46 | 46 | 46 | 46
170 | LEON CREEK PEAKER CTG 4 |  | LEON_CRK_LCPCT4 | BEXAR | GAS-GT | SOUTH | 2004 | 46 | 46 | 46 | 46 | 46 | 46 | 46 | 46 | 46 | 46
171 | LOST PINES POWER CTG 1 |  | LOSTPI_LOSTPGT1 | BASTROP | GAS-CC | SOUTH | 2001 | 170 | 170 | 170 | 170 | 170 | 170 | 170 | 170 | 170 | 170
172 | LOST PINES POWER CTG 2 |  | LOSTPI_LOSTPGT2 | BASTROP | GAS-CC | SOUTH | 2001 | 170 | 170 | 170 | 170 | 170 | 170 | 170 | 170 | 170 | 170
173 | LOST PINES POWER STG 1 |  | LOSTPI_LOSTPST1 | BASTROP | GAS-CC | SOUTH | 2001 | 188 | 188 | 188 | 188 | 188 | 188 | 188 | 188 | 188 | 188
174 | MAGIC VALLEY STATION CTG 1 |  | NEDIN_NEDIN_G1 | HIDALGO | GAS-CC | SOUTH | 2001 | 215 | 215 | 215 | 215 | 215 | 215 | 215 | 215 | 215 | 215
175 | MAGIC VALLEY STATION CTG 2 |  | NEDIN_NEDIN_G2 | HIDALGO | GAS-CC | SOUTH | 2001 | 215 | 215 | 215 | 215 | 215 | 215 | 215 | 215 | 215 | 215
176 | MAGIC VALLEY STATION STG 3 |  | NEDIN_NEDIN_G3 | HIDALGO | GAS-CC | SOUTH | 2001 | 236 | 236 | 236 | 236 | 236 | 236 | 236 | 236 | 236 | 236
177 | MIDLOTHIAN ENERGY FACILITY CTG 1 |  | MDANP_CT1 | ELLIS | GAS-CC | NORTH | 2001 | 229 | 229 | 229 | 229 | 229 | 229 | 229 | 229 | 229 | 229
178 | MIDLOTHIAN ENERGY FACILITY CTG 2 | 21INR0534 | MDANP_CT2 | ELLIS | GAS-CC | NORTH | 2001 | 227 | 227 | 227 | 227 | 227 | 227 | 227 | 227 | 227 | 227
179 | MIDLOTHIAN ENERGY FACILITY CTG 3 |  | MDANP_CT3 | ELLIS | GAS-CC | NORTH | 2001 | 227 | 227 | 227 | 227 | 227 | 227 | 227 | 227 | 227 | 227
180 | MIDLOTHIAN ENERGY FACILITY CTG 4 | 21INR0534 | MDANP_CT4 | ELLIS | GAS-CC | NORTH | 2001 | 227 | 227 | 227 | 227 | 227 | 227 | 227 | 227 | 227 | 227
181 | MIDLOTHIAN ENERGY FACILITY CTG 5 |  | MDANP_CT5 | ELLIS | GAS-CC | NORTH | 2002 | 241 | 241 | 241 | 241 | 241 | 241 | 241 | 241 | 241 | 241
182 | MIDLOTHIAN ENERGY FACILITY CTG 6 |  | MDANP_CT6 | ELLIS | GAS-CC | NORTH | 2002 | 243 | 243 | 243 | 243 | 243 | 243 | 243 | 243 | 243 | 243
183 | MORGAN CREEK CTG 1 |  | MGSES_CT1 | MITCHELL | GAS-GT | WEST | 1988 | 66 | 66 | 66 | 66 | 66 | 66 | 66 | 66 | 66 | 66
184 | MORGAN CREEK CTG 2 |  | MGSES_CT2 | MITCHELL | GAS-GT | WEST | 1988 | 65 | 65 | 65 | 65 | 65 | 65 | 65 | 65 | 65 | 65
185 | MORGAN CREEK CTG 3 |  | MGSES_CT3 | MITCHELL | GAS-GT | WEST | 1988 | 65 | 65 | 65 | 65 | 65 | 65 | 65 | 65 | 65 | 65
186 | MORGAN CREEK CTG 4 |  | MGSES_CT4 | MITCHELL | GAS-GT | WEST | 1988 | 67 | 67 | 67 | 67 | 67 | 67 | 67 | 67 | 67 | 67
187 | MORGAN CREEK CTG 5 |  | MGSES_CT5 | MITCHELL | GAS-GT | WEST | 1988 | 67 | 67 | 67 | 67 | 67 | 67 | 67 | 67 | 67 | 67
188 | MORGAN CREEK CTG 6 |  | MGSES_CT6 | MITCHELL | GAS-GT | WEST | 1988 | 67 | 67 | 67 | 67 | 67 | 67 | 67 | 67 | 67 | 67
189 | MOUNTAIN CREEK STG 6 |  | MCSES_UNIT6 | DALLAS | GAS-ST | NORTH | 1956 | 122 | 122 | 122 | 122 | 122 | 122 | 122 | 122 | 122 | 122
190 | MOUNTAIN CREEK STG 7 |  | MCSES_UNIT7 | DALLAS | GAS-ST | NORTH | 1958 | 118 | 118 | 118 | 118 | 118 | 118 | 118 | 118 | 118 | 118
191 | MOUNTAIN CREEK STG 8 |  | MCSES_UNIT8 | DALLAS | GAS-ST | NORTH | 1967 | 568 | 568 | 568 | 568 | 568 | 568 | 568 | 568 | 568 | 568
192 | NUECES BAY REPOWER CTG 8 |  | NUECES_B_NUECESG8 | NUECES | GAS-CC | COASTAL | 2010 | 157 | 157 | 157 | 157 | 157 | 157 | 157 | 157 | 157 | 157
193 | NUECES BAY REPOWER CTG 9 |  | NUECES_B_NUECESG9 | NUECES | GAS-CC | COASTAL | 2010 | 157 | 157 | 157 | 157 | 157 | 157 | 157 | 157 | 157 | 157
194 | NUECES BAY REPOWER STG 7 |  | NUECES_B_NUECESG7 | NUECES | GAS-CC | COASTAL | 1972 | 319 | 319 | 319 | 319 | 319 | 319 | 319 | 319 | 319 | 319
195 | O W SOMMERS STG 1 |  | CALAVERS_OWS1 | BEXAR | GAS-ST | SOUTH | 1972 | 420 | 420 | 420 | 420 | 420 | 420 | 420 | 420 | 420 | 420
196 | O W SOMMERS STG 2 |  | CALAVERS_OWS2 | BEXAR | GAS-ST | SOUTH | 1974 | 410 | 410 | 410 | 410 | 410 | 410 | 410 | 410 | 410 | 410
197 | ODESSA-ECTOR POWER CTG 11 |  | OECCS_CT11 | ECTOR | GAS-CC | WEST | 2001 | 166.7 | 166.7 | 166.7 | 166.7 | 166.7 | 166.7 | 166.7 | 166.7 | 166.7 | 166.7
198 | ODESSA-ECTOR POWER CTG 12 |  | OECCS_CT12 | ECTOR | GAS-CC | WEST | 2001 | 158.2 | 158.2 | 158.2 | 158.2 | 158.2 | 158.2 | 158.2 | 158.2 | 158.2 | 158.2
199 | ODESSA-ECTOR POWER CTG 21 | 20INR0282 | OECCS_CT21 | ECTOR | GAS-CC | WEST | 2001 | 166.7 | 166.7 | 166.7 | 166.7 | 166.7 | 166.7 | 166.7 | 166.7 | 166.7 | 166.7
200 | ODESSA-ECTOR POWER CTG 22 | 20INR0282 | OECCS_CT22 | ECTOR | GAS-CC | WEST | 2001 | 158.2 | 158.2 | 158.2 | 158.2 | 158.2 | 158.2 | 158.2 | 158.2 | 158.2 | 158.2
201 | ODESSA-ECTOR POWER STG 1 |  | OECCS_UNIT1 | ECTOR | GAS-CC | WEST | 2001 | 206 | 206 | 206 | 206 | 206 | 206 | 206 | 206 | 206 | 206
202 | ODESSA-ECTOR POWER STG 2 | 20INR0282 | OECCS_UNIT2 | ECTOR | GAS-CC | WEST | 2001 | 206 | 206 | 206 | 206 | 206 | 206 | 206 | 206 | 206 | 206
203 | PANDA SHERMAN POWER CTG 1 |  | PANDA_S_SHER1CT1 | GRAYSON | GAS-CC | NORTH | 2014 | 195.4 | 195.4 | 195.4 | 195.4 | 195.4 | 195.4 | 195.4 | 195.4 | 195.4 | 195.4
204 | PANDA SHERMAN POWER CTG 2 |  | PANDA_S_SHER1CT2 | GRAYSON | GAS-CC | NORTH | 2014 | 194.4 | 194.4 | 194.4 | 194.4 | 194.4 | 194.4 | 194.4 | 194.4 | 194.4 | 194.4
205 | PANDA SHERMAN POWER STG 1 |  | PANDA_S_SHER1ST1 | GRAYSON | GAS-CC | NORTH | 2014 | 283.1 | 283.1 | 283.1 | 283.1 | 283.1 | 283.1 | 283.1 | 283.1 | 283.1 | 283.1
206 | PANDA TEMPLE I POWER CTG 1 | 21INR0536 | PANDA_T1_TMPL1CT1 | BELL | GAS-CC | NORTH | 2014 | 195 | 195 | 195 | 195 | 195 | 195 | 195 | 195 | 195 | 195
207 | PANDA TEMPLE I POWER CTG 2 | 21INR0536 | PANDA_T1_TMPL1CT2 | BELL | GAS-CC | NORTH | 2014 | 195 | 195 | 195 | 195 | 195 | 195 | 195 | 195 | 195 | 195
208 | PANDA TEMPLE I POWER STG 1 | 21INR0536 | PANDA_T1_TMPL1ST1 | BELL | GAS-CC | NORTH | 2014 | 312 | 312 | 312 | 312 | 312 | 312 | 312 | 312 | 312 | 312
209 | PANDA TEMPLE II POWER CTG 1 |  | PANDA_T2_TMPL2CT1 | BELL | GAS-CC | NORTH | 2015 | 191.2 | 191.2 | 191.2 | 191.2 | 191.2 | 191.2 | 191.2 | 191.2 | 191.2 | 191.2
210 | PANDA TEMPLE II POWER CTG 2 |  | PANDA_T2_TMPL2CT2 | BELL | GAS-CC | NORTH | 2015 | 191.2 | 191.2 | 191.2 | 191.2 | 191.2 | 191.2 | 191.2 | 191.2 | 191.2 | 191.2
211 | PANDA TEMPLE II POWER STG 1 |  | PANDA_T2_TMPL2ST1 | BELL | GAS-CC | NORTH | 2015 | 334.7 | 334.7 | 334.7 | 334.7 | 334.7 | 334.7 | 334.7 | 334.7 | 334.7 | 334.7
212 | PARIS ENERGY CENTER CTG 1 |  | TNSKA_GT1 | LAMAR | GAS-CC | NORTH | 1989 | 76 | 76 | 76 | 76 | 76 | 76 | 76 | 76 | 76 | 76
213 | PARIS ENERGY CENTER CTG 2 |  | TNSKA_GT2 | LAMAR | GAS-CC | NORTH | 1989 | 76 | 76 | 76 | 76 | 76 | 76 | 76 | 76 | 76 | 76
214 | PARIS ENERGY CENTER STG 1 |  | TNSKA_STG | LAMAR | GAS-CC | NORTH | 1990 | 87 | 87 | 87 | 87 | 87 | 87 | 87 | 87 | 87 | 87
215 | PASADENA COGEN FACILITY CTG 2 |  | PSG_PSG_GT2 | HARRIS | GAS-CC | HOUSTON | 2000 | 164.5 | 164.5 | 164.5 | 164.5 | 164.5 | 164.5 | 164.5 | 164.5 | 164.5 | 164.5
216 | PASADENA COGEN FACILITY CTG 3 |  | PSG_PSG_GT3 | HARRIS | GAS-CC | HOUSTON | 2000 | 164.5 | 164.5 | 164.5 | 164.5 | 164.5 | 164.5 | 164.5 | 164.5 | 164.5 | 164.5
217 | PASADENA COGEN FACILITY STG 2 |  | PSG_PSG_ST2 | HARRIS | GAS-CC | HOUSTON | 2000 | 170.4 | 170.4 | 170.4 | 170.4 | 170.4 | 170.4 | 170.4 | 170.4 | 170.4 | 170.4
218 | PEARSALL ENGINE PLANT IC A |  | PEARSAL2_AGR_A | FRIO | GAS-IC | SOUTH | 2012 | 50.6 | 50.6 | 50.6 | 50.6 | 50.6 | 50.6 | 50.6 | 50.6 | 50.6 | 50.6
219 | PEARSALL ENGINE PLANT IC B |  | PEARSAL2_AGR_B | FRIO | GAS-IC | SOUTH | 2012 | 50.6 | 50.6 | 50.6 | 50.6 | 50.6 | 50.6 | 50.6 | 50.6 | 50.6 | 50.6
220 | PEARSALL ENGINE PLANT IC C |  | PEARSAL2_AGR_C | FRIO | GAS-IC | SOUTH | 2012 | 50.6 | 50.6 | 50.6 | 50.6 | 50.6 | 50.6 | 50.6 | 50.6 | 50.6 | 50.6
221 | PEARSALL ENGINE PLANT IC D |  | PEARSAL2_AGR_D | FRIO | GAS-IC | SOUTH | 2012 | 50.6 | 50.6 | 50.6 | 50.6 | 50.6 | 50.6 | 50.6 | 50.6 | 50.6 | 50.6
222 | PERMIAN BASIN CTG 1 |  | PB2SES_CT1 | WARD | GAS-GT | WEST | 1988 | 63 | 63 | 63 | 63 | 63 | 63 | 63 | 63 | 63 | 63
223 | PERMIAN BASIN CTG 2 |  | PB2SES_CT2 | WARD | GAS-GT | WEST | 1988 | 64 | 64 | 64 | 64 | 64 | 64 | 64 | 64 | 64 | 64
224 | PERMIAN BASIN CTG 3 |  | PB2SES_CT3 | WARD | GAS-GT | WEST | 1988 | 64 | 64 | 64 | 64 | 64 | 64 | 64 | 64 | 64 | 64
225 | PERMIAN BASIN CTG 4 |  | PB2SES_CT4 | WARD | GAS-GT | WEST | 1990 | 64 | 64 | 64 | 64 | 64 | 64 | 64 | 64 | 64 | 64
226 | PERMIAN BASIN CTG 5 |  | PB2SES_CT5 | WARD | GAS-GT | WEST | 1990 | 65 | 65 | 65 | 65 | 65 | 65 | 65 | 65 | 65 | 65
227 | PES 1 POWER PLANT CTG 1 |  | PES1_UNIT1 | HARRIS | GAS-GT | HOUSTON | 2021 | 44.5 | 44.5 | 44.5 | 44.5 | 44.5 | 44.5 | 44.5 | 44.5 | 44.5 | 44.5
228 | PES 1 POWER PLANT CTG 2 |  | PES1_UNIT2 | HARRIS | GAS-GT | HOUSTON | 2021 | 44.5 | 44.5 | 44.5 | 44.5 | 44.5 | 44.5 | 44.5 | 44.5 | 44.5 | 44.5
229 | PES 1 POWER PLANT CTG 3 |  | PES1_UNIT3 | HARRIS | GAS-GT | HOUSTON | 2021 | 44.5 | 44.5 | 44.5 | 44.5 | 44.5 | 44.5 | 44.5 | 44.5 | 44.5 | 44.5
230 | PES 1 POWER PLANT CTG 4 |  | PES1_UNIT4 | HARRIS | GAS-GT | HOUSTON | 2021 | 44.5 | 44.5 | 44.5 | 44.5 | 44.5 | 44.5 | 44.5 | 44.5 | 44.5 | 44.5
231 | PES 1 POWER PLANT CTG 5 |  | PES1_UNIT5 | HARRIS | GAS-GT | HOUSTON | 2021 | 44.5 | 44.5 | 44.5 | 44.5 | 44.5 | 44.5 | 44.5 | 44.5 | 44.5 | 44.5
232 | PES 1 POWER PLANT CTG 6 |  | PES1_UNIT6 | HARRIS | GAS-GT | HOUSTON | 2021 | 44.5 | 44.5 | 44.5 | 44.5 | 44.5 | 44.5 | 44.5 | 44.5 | 44.5 | 44.5
233 | PHR PEAKERS (BAC) CTG 1 |  | BAC_CTG1 | GALVESTON | GAS-GT | HOUSTON | 2018 | 59 | 59 | 59 | 59 | 59 | 59 | 59 | 59 | 59 | 59
234 | PHR PEAKERS (BAC) CTG 2 |  | BAC_CTG2 | GALVESTON | GAS-GT | HOUSTON | 2018 | 61 | 61 | 61 | 61 | 61 | 61 | 61 | 61 | 61 | 61
235 | PHR PEAKERS (BAC) CTG 3 |  | BAC_CTG3 | GALVESTON | GAS-GT | HOUSTON | 2018 | 49 | 49 | 49 | 49 | 49 | 49 | 49 | 49 | 49 | 49
236 | PHR PEAKERS (BAC) CTG 4 |  | BAC_CTG4 | GALVESTON | GAS-GT | HOUSTON | 2018 | 54 | 54 | 54 | 54 | 54 | 54 | 54 | 54 | 54 | 54
237 | PHR PEAKERS (BAC) CTG 5 |  | BAC_CTG5 | GALVESTON | GAS-GT | HOUSTON | 2018 | 54 | 54 | 54 | 54 | 54 | 54 | 54 | 54 | 54 | 54
238 | PHR PEAKERS (BAC) CTG 6 |  | BAC_CTG6 | GALVESTON | GAS-GT | HOUSTON | 2018 | 52 | 52 | 52 | 52 | 52 | 52 | 52 | 52 | 52 | 52
239 | POWERLANE PLANT STG 1 |  | STEAM1A_STEAM_1 | HUNT | GAS-ST | NORTH | 1966 | 17.5 | 17.5 | 17.5 | 17.5 | 17.5 | 17.5 | 17.5 | 17.5 | 17.5 | 17.5
240 | POWERLANE PLANT STG 2 |  | STEAM_STEAM_2 | HUNT | GAS-ST | NORTH | 1967 | 23.5 | 23.5 | 23.5 | 23.5 | 23.5 | 23.5 | 23.5 | 23.5 | 23.5 | 23.5
241 | POWERLANE PLANT STG 3 |  | STEAM_STEAM_3 | HUNT | GAS-ST | NORTH | 1978 | 39.5 | 39.5 | 39.5 | 39.5 | 39.5 | 39.5 | 39.5 | 39.5 | 39.5 | 39.5
242 | QUAIL RUN ENERGY CTG 1 |  | QALSW_GT1 | ECTOR | GAS-CC | WEST | 2007 | 74 | 74 | 74 | 74 | 74 | 74 | 74 | 74 | 74 | 74
243 | QUAIL RUN ENERGY CTG 2 |  | QALSW_GT2 | ECTOR | GAS-CC | WEST | 2007 | 74 | 74 | 74 | 74 | 74 | 74 | 74 | 74 | 74 | 74
244 | QUAIL RUN ENERGY CTG 3 |  | QALSW_GT3 | ECTOR | GAS-CC | WEST | 2008 | 72 | 72 | 72 | 72 | 72 | 72 | 72 | 72 | 72 | 72
245 | QUAIL RUN ENERGY CTG 4 |  | QALSW_GT4 | ECTOR | GAS-CC | WEST | 2008 | 72 | 72 | 72 | 72 | 72 | 72 | 72 | 72 | 72 | 72
246 | QUAIL RUN ENERGY STG 1 |  | QALSW_STG1 | ECTOR | GAS-CC | WEST | 2007 | 98 | 98 | 98 | 98 | 98 | 98 | 98 | 98 | 98 | 98
247 | QUAIL RUN ENERGY STG 2 |  | QALSW_STG2 | ECTOR | GAS-CC | WEST | 2008 | 98 | 98 | 98 | 98 | 98 | 98 | 98 | 98 | 98 | 98
248 | R W MILLER CTG 4 |  | MIL_MILLERG4 | PALO PINTO | GAS-GT | NORTH | 1994 | 100 | 100 | 100 | 100 | 100 | 100 | 100 | 100 | 100 | 100
249 | R W MILLER CTG 5 |  | MIL_MILLERG5 | PALO PINTO | GAS-GT | NORTH | 1994 | 100 | 100 | 100 | 100 | 100 | 100 | 100 | 100 | 100 | 100
250 | R W MILLER STG 1 |  | MIL_MILLERG1 | PALO PINTO | GAS-ST | NORTH | 1968 | 70 | 70 | 70 | 70 | 70 | 70 | 70 | 70 | 70 | 70
251 | R W MILLER STG 2 |  | MIL_MILLERG2 | PALO PINTO | GAS-ST | NORTH | 1972 | 118 | 118 | 118 | 118 | 118 | 118 | 118 | 118 | 118 | 118
252 | R W MILLER STG 3 |  | MIL_MILLERG3 | PALO PINTO | GAS-ST | NORTH | 1975 | 208 | 208 | 208 | 208 | 208 | 208 | 208 | 208 | 208 | 208
253 | RAY OLINGER CTG 4 |  | OLINGR_OLING_4 | COLLIN | GAS-GT | NORTH | 2001 | 80 | 80 | 80 | 80 | 80 | 80 | 80 | 80 | 80 | 80
254 | RAY OLINGER STG 1 |  | OLINGR_OLING_1 | COLLIN | GAS-ST | NORTH | 1967 | 78 | 78 | 78 | 78 | 78 | 78 | 78 | 78 | 78 | 78
255 | RAY OLINGER STG 2 |  | OLINGR_OLING_2 | COLLIN | GAS-ST | NORTH | 1971 | 107 | 107 | 107 | 107 | 107 | 107 | 107 | 107 | 107 | 107
256 | RAY OLINGER STG 3 |  | OLINGR_OLING_3 | COLLIN | GAS-ST | NORTH | 1975 | 146 | 146 | 146 | 146 | 146 | 146 | 146 | 146 | 146 | 146
257 | REDGATE IC A |  | REDGATE_AGR_A | HIDALGO | GAS-IC | SOUTH | 2016 | 56.3 | 56.3 | 56.3 | 56.3 | 56.3 | 56.3 | 56.3 | 56.3 | 56.3 | 56.3
258 | REDGATE IC B |  | REDGATE_AGR_B | HIDALGO | GAS-IC | SOUTH | 2016 | 56.3 | 56.3 | 56.3 | 56.3 | 56.3 | 56.3 | 56.3 | 56.3 | 56.3 | 56.3
259 | REDGATE IC C |  | REDGATE_AGR_C | HIDALGO | GAS-IC | SOUTH | 2016 | 56.3 | 56.3 | 56.3 | 56.3 | 56.3 | 56.3 | 56.3 | 56.3 | 56.3 | 56.3
260 | REDGATE IC D |  | REDGATE_AGR_D | HIDALGO | GAS-IC | SOUTH | 2016 | 56.3 | 56.3 | 56.3 | 56.3 | 56.3 | 56.3 | 56.3 | 56.3 | 56.3 | 56.3
261 | RIO NOGALES POWER CTG 1 |  | RIONOG_CT1 | GUADALUPE | GAS-CC | SOUTH | 2002 | 161 | 161 | 161 | 161 | 161 | 161 | 161 | 161 | 161 | 161
262 | RIO NOGALES POWER CTG 2 | 21INR0328 | RIONOG_CT2 | GUADALUPE | GAS-CC | SOUTH | 2002 | 161 | 161 | 161 | 161 | 161 | 161 | 161 | 161 | 161 | 161
263 | RIO NOGALES POWER CTG 3 |  | RIONOG_CT3 | GUADALUPE | GAS-CC | SOUTH | 2002 | 161 | 161 | 161 | 161 | 161 | 161 | 161 | 161 | 161 | 161
264 | RIO NOGALES POWER STG 4 |  | RIONOG_ST1 | GUADALUPE | GAS-CC | SOUTH | 2002 | 298 | 298 | 298 | 298 | 298 | 298 | 298 | 298 | 298 | 298
265 | SAM RAYBURN POWER CTG 7 |  | RAYBURN_RAYBURG7 | VICTORIA | GAS-CC | SOUTH | 2003 | 50 | 50 | 50 | 50 | 50 | 50 | 50 | 50 | 50 | 50
266 | SAM RAYBURN POWER CTG 8 |  | RAYBURN_RAYBURG8 | VICTORIA | GAS-CC | SOUTH | 2003 | 50 | 50 | 50 | 50 | 50 | 50 | 50 | 50 | 50 | 50
267 | SAM RAYBURN POWER CTG 9 |  | RAYBURN_RAYBURG9 | VICTORIA | GAS-CC | SOUTH | 2003 | 50 | 50 | 50 | 50 | 50 | 50 | 50 | 50 | 50 | 50
268 | SAM RAYBURN POWER STG 10 |  | RAYBURN_RAYBURG10 | VICTORIA | GAS-CC | SOUTH | 2003 | 40 | 40 | 40 | 40 | 40 | 40 | 40 | 40 | 40 | 40
269 | SAN JACINTO SES CTG 1 |  | SJS_SJS_G1 | HARRIS | GAS-GT | HOUSTON | 1995 | 80 | 80 | 80 | 80 | 80 | 80 | 80 | 80 | 80 | 80
270 | SAN JACINTO SES CTG 2 |  | SJS_SJS_G2 | HARRIS | GAS-GT | HOUSTON | 1995 | 80 | 80 | 80 | 80 | 80 | 80 | 80 | 80 | 80 | 80
271 | SANDHILL ENERGY CENTER CTG 1 |  | SANDHSYD_SH1 | TRAVIS | GAS-GT | SOUTH | 2001 | 47 | 47 | 47 | 47 | 47 | 47 | 47 | 47 | 47 | 47
272 | SANDHILL ENERGY CENTER CTG 2 |  | SANDHSYD_SH2 | TRAVIS | GAS-GT | SOUTH | 2001 | 47 | 47 | 47 | 47 | 47 | 47 | 47 | 47 | 47 | 47
273 | SANDHILL ENERGY CENTER CTG 3 |  | SANDHSYD_SH3 | TRAVIS | GAS-GT | SOUTH | 2001 | 47 | 47 | 47 | 47 | 47 | 47 | 47 | 47 | 47 | 47
274 | SANDHILL ENERGY CENTER CTG 4 |  | SANDHSYD_SH4 | TRAVIS | GAS-GT | SOUTH | 2001 | 47 | 47 | 47 | 47 | 47 | 47 | 47 | 47 | 47 | 47
275 | SANDHILL ENERGY CENTER CTG 5A |  | SANDHSYD_SH_5A | TRAVIS | GAS-CC | SOUTH | 2004 | 142 | 142 | 142 | 142 | 142 | 142 | 142 | 142 | 142 | 142
276 | SANDHILL ENERGY CENTER CTG 6 |  | SANDHSYD_SH6 | TRAVIS | GAS-GT | SOUTH | 2010 | 47 | 47 | 47 | 47 | 47 | 47 | 47 | 47 | 47 | 47
277 | SANDHILL ENERGY CENTER CTG 7 |  | SANDHSYD_SH7 | TRAVIS | GAS-GT | SOUTH | 2010 | 47 | 47 | 47 | 47 | 47 | 47 | 47 | 47 | 47 | 47
278 | SANDHILL ENERGY CENTER STG 5C |  | SANDHSYD_SH_5C | TRAVIS | GAS-CC | SOUTH | 2004 | 139 | 139 | 139 | 139 | 139 | 139 | 139 | 139 | 139 | 139
279 | SILAS RAY CTG 10 |  | SILASRAY_SILAS_10 | CAMERON | GAS-GT | COASTAL | 2004 | 46 | 46 | 46 | 46 | 46 | 46 | 46 | 46 | 46 | 46
280 | SILAS RAY POWER CTG 9 |  | SILASRAY_SILAS_9 | CAMERON | GAS-CC | COASTAL | 1996 | 38 | 38 | 38 | 38 | 38 | 38 | 38 | 38 | 38 | 38
281 | SILAS RAY POWER STG 6 |  | SILASRAY_SILAS_6 | CAMERON | GAS-CC | COASTAL | 1962 | 20 | 20 | 20 | 20 | 20 | 20 | 20 | 20 | 20 | 20
282 | SIM GIDEON STG 1 |  | GIDEON_GIDEONG1 | BASTROP | GAS-ST | SOUTH | 1965 | 130 | 130 | 130 | 130 | 130 | 130 | 130 | 130 | 130 | 130
283 | SIM GIDEON STG 2 |  | GIDEON_GIDEONG2 | BASTROP | GAS-ST | SOUTH | 1968 | 135 | 135 | 135 | 135 | 135 | 135 | 135 | 135 | 135 | 135
284 | SIM GIDEON STG 3 |  | GIDEON_GIDEONG3 | BASTROP | GAS-ST | SOUTH | 1972 | 336 | 336 | 336 | 336 | 336 | 336 | 336 | 336 | 336 | 336
285 | SKY GLOBAL POWER ONE IC A |  | SKY1_SKY1A | COLORADO | GAS-IC | SOUTH | 2016 | 26.7 | 26.7 | 26.7 | 26.7 | 26.7 | 26.7 | 26.7 | 26.7 | 26.7 | 26.7
286 | SKY GLOBAL POWER ONE IC B |  | SKY1_SKY1B | COLORADO | GAS-IC | SOUTH | 2016 | 26.7 | 26.7 | 26.7 | 26.7 | 26.7 | 26.7 | 26.7 | 26.7 | 26.7 | 26.7
287 | STRYKER CREEK STG 1 |  | SCSES_UNIT1A | CHEROKEE | GAS-ST | NORTH | 1958 | 167 | 167 | 167 | 167 | 167 | 167 | 167 | 167 | 167 | 167
288 | STRYKER CREEK STG 2 |  | SCSES_UNIT2 | CHEROKEE | GAS-ST | NORTH | 1965 | 502 | 502 | 502 | 502 | 502 | 502 | 502 | 502 | 502 | 502
289 | T H WHARTON CTG 1 |  | THW_THWGT_1 | HARRIS | GAS-GT | HOUSTON | 1967 | 14 | 14 | 14 | 14 | 14 | 14 | 14 | 14 | 14 | 14
290 | T H WHARTON POWER CTG 31 |  | THW_THWGT31 | HARRIS | GAS-CC | HOUSTON | 1972 | 54 | 54 | 54 | 54 | 54 | 54 | 54 | 54 | 54 | 54
291 | T H WHARTON POWER CTG 32 |  | THW_THWGT32 | HARRIS | GAS-CC | HOUSTON | 1972 | 54 | 54 | 54 | 54 | 54 | 54 | 54 | 54 | 54 | 54
292 | T H WHARTON POWER CTG 33 |  | THW_THWGT33 | HARRIS | GAS-CC | HOUSTON | 1972 | 54 | 54 | 54 | 54 | 54 | 54 | 54 | 54 | 54 | 54
293 | T H WHARTON POWER CTG 34 |  | THW_THWGT34 | HARRIS | GAS-CC | HOUSTON | 1972 | 54 | 54 | 54 | 54 | 54 | 54 | 54 | 54 | 54 | 54
294 | T H WHARTON POWER CTG 41 |  | THW_THWGT41 | HARRIS | GAS-CC | HOUSTON | 1972 | 54 | 54 | 54 | 54 | 54 | 54 | 54 | 54 | 54 | 54
295 | T H WHARTON POWER CTG 42 |  | THW_THWGT42 | HARRIS | GAS-CC | HOUSTON | 1972 | 54 | 54 | 54 | 54 | 54 | 54 | 54 | 54 | 54 | 54
296 | T H WHARTON POWER CTG 43 |  | THW_THWGT43 | HARRIS | GAS-CC | HOUSTON | 1974 | 54 | 54 | 54 | 54 | 54 | 54 | 54 | 54 | 54 | 54
297 | T H WHARTON POWER CTG 44 |  | THW_THWGT44 | HARRIS | GAS-CC | HOUSTON | 1974 | 54 | 54 | 54 | 54 | 54 | 54 | 54 | 54 | 54 | 54
298 | T H WHARTON POWER CTG 51 |  | THW_THWGT51 | HARRIS | GAS-GT | HOUSTON | 1975 | 56 | 56 | 56 | 56 | 56 | 56 | 56 | 56 | 56 | 56
299 | T H WHARTON POWER CTG 52 |  | THW_THWGT52 | HARRIS | GAS-GT | HOUSTON | 1975 | 56 | 56 | 56 | 56 | 56 | 56 | 56 | 56 | 56 | 56
300 | T H WHARTON POWER CTG 53 |  | THW_THWGT53 | HARRIS | GAS-GT | HOUSTON | 1975 | 56 | 56 | 56 | 56 | 56 | 56 | 56 | 56 | 56 | 56
301 | T H WHARTON POWER CTG 54 |  | THW_THWGT54 | HARRIS | GAS-GT | HOUSTON | 1975 | 56 | 56 | 56 | 56 | 56 | 56 | 56 | 56 | 56 | 56
302 | T H WHARTON POWER CTG 55 |  | THW_THWGT55 | HARRIS | GAS-GT | HOUSTON | 1975 | 56 | 56 | 56 | 56 | 56 | 56 | 56 | 56 | 56 | 56
303 | T H WHARTON POWER CTG 56 |  | THW_THWGT56 | HARRIS | GAS-GT | HOUSTON | 1975 | 56 | 56 | 56 | 56 | 56 | 56 | 56 | 56 | 56 | 56
304 | T H WHARTON POWER STG 3 |  | THW_THWST_3 | HARRIS | GAS-CC | HOUSTON | 1974 | 110 | 110 | 110 | 110 | 110 | 110 | 110 | 110 | 110 | 110
305 | T H WHARTON POWER STG 4 |  | THW_THWST_4 | HARRIS | GAS-CC | HOUSTON | 1974 | 110 | 110 | 110 | 110 | 110 | 110 | 110 | 110 | 110 | 110
306 | TEXAS CITY POWER CTG A |  | TXCTY_CTA | GALVESTON | GAS-CC | HOUSTON | 2000 | 80.3 | 80.3 | 80.3 | 80.3 | 80.3 | 80.3 | 80.3 | 80.3 | 80.3 | 80.3
307 | TEXAS CITY POWER CTG B |  | TXCTY_CTB | GALVESTON | GAS-CC | HOUSTON | 2000 | 80.3 | 80.3 | 80.3 | 80.3 | 80.3 | 80.3 | 80.3 | 80.3 | 80.3 | 80.3
308 | TEXAS CITY POWER CTG C |  | TXCTY_CTC | GALVESTON | GAS-CC | HOUSTON | 2000 | 80.3 | 80.3 | 80.3 | 80.3 | 80.3 | 80.3 | 80.3 | 80.3 | 80.3 | 80.3
309 | TEXAS CITY POWER STG |  | TXCTY_ST | GALVESTON | GAS-CC | HOUSTON | 2000 | 124.9 | 124.9 | 124.9 | 124.9 | 124.9 | 124.9 | 124.9 | 124.9 | 124.9 | 124.9
310 | TRINIDAD STG 6 |  | TRSES_UNIT6 | HENDERSON | GAS-ST | NORTH | 1965 | 235 | 235 | 235 | 235 | 235 | 235 | 235 | 235 | 235 | 235
311 | V H BRAUNIG CTG 5 |  | BRAUNIG_VHB6CT5 | BEXAR | GAS-GT | SOUTH | 2009 | 48 | 48 | 48 | 48 | 48 | 48 | 48 | 48 | 48 | 48
312 | V H BRAUNIG CTG 6 |  | BRAUNIG_VHB6CT6 | BEXAR | GAS-GT | SOUTH | 2009 | 48 | 48 | 48 | 48 | 48 | 48 | 48 | 48 | 48 | 48
313 | V H BRAUNIG CTG 7 |  | BRAUNIG_VHB6CT7 | BEXAR | GAS-GT | SOUTH | 2009 | 48 | 48 | 48 | 48 | 48 | 48 | 48 | 48 | 48 | 48
314 | V H BRAUNIG CTG 8 |  | BRAUNIG_VHB6CT8 | BEXAR | GAS-GT | SOUTH | 2009 | 47 | 47 | 47 | 47 | 47 | 47 | 47 | 47 | 47 | 47
315 | V H BRAUNIG STG 1 |  | BRAUNIG_VHB1 | BEXAR | GAS-ST | SOUTH | 1966 | 217 | 217 | 217 | 217 | 217 | 217 | 217 | 217 | 217 | 217
316 | V H BRAUNIG STG 2 |  | BRAUNIG_VHB2 | BEXAR | GAS-ST | SOUTH | 1968 | 230 | 230 | 230 | 230 | 230 | 230 | 230 | 230 | 230 | 230
317 | V H BRAUNIG STG 3 |  | BRAUNIG_VHB3 | BEXAR | GAS-ST | SOUTH | 1970 | 412 | 412 | 412 | 412 | 412 | 412 | 412 | 412 | 412 | 412
318 | VICTORIA CITY (CITYVICT) CTG 1 |  | CITYVICT_CTG01 | VICTORIA | GAS-GT | SOUTH | 2020 | 44 | 44 | 44 | 44 | 44 | 44 | 44 | 44 | 44 | 44
319 | VICTORIA CITY (CITYVICT) CTG 2 |  | CITYVICT_CTG02 | VICTORIA | GAS-GT | SOUTH | 2020 | 44 | 44 | 44 | 44 | 44 | 44 | 44 | 44 | 44 | 44
320 | VICTORIA PORT (VICTPORT) CTG 1 |  | VICTPORT_CTG01 | VICTORIA | GAS-GT | SOUTH | 2019 | 44 | 44 | 44 | 44 | 44 | 44 | 44 | 44 | 44 | 44
321 | VICTORIA PORT (VICTPORT) CTG 2 |  | VICTPORT_CTG02 | VICTORIA | GAS-GT | SOUTH | 2019 | 44 | 44 | 44 | 44 | 44 | 44 | 44 | 44 | 44 | 44
322 | VICTORIA POWER CTG 6 |  | VICTORIA_VICTORG6 | VICTORIA | GAS-CC | SOUTH | 2009 | 160 | 160 | 160 | 160 | 160 | 160 | 160 | 160 | 160 | 160
323 | VICTORIA POWER STG 5 |  | VICTORIA_VICTORG5 | VICTORIA | GAS-CC | SOUTH | 2009 | 125 | 125 | 125 | 125 | 125 | 125 | 125 | 125 | 125 | 125
324 | W A PARISH CTG 1 |  | WAP_WAPGT_1 | FORT BEND | GAS-GT | HOUSTON | 1967 | 13 | 13 | 13 | 13 | 13 | 13 | 13 | 13 | 13 | 13
325 | W A PARISH STG 1 |  | WAP_WAP_G1 | FORT BEND | GAS-ST | HOUSTON | 1958 | 169 | 169 | 169 | 169 | 169 | 169 | 169 | 169 | 169 | 169
326 | W A PARISH STG 2 |  | WAP_WAP_G2 | FORT BEND | GAS-ST | HOUSTON | 1958 | 169 | 169 | 169 | 169 | 169 | 169 | 169 | 169 | 169 | 169
327 | W A PARISH STG 3 |  | WAP_WAP_G3 | FORT BEND | GAS-ST | HOUSTON | 1961 | 240 | 240 | 240 | 240 | 240 | 240 | 240 | 240 | 240 | 240
328 | W A PARISH STG 4 |  | WAP_WAP_G4 | FORT BEND | GAS-ST | HOUSTON | 1968 | 527 | 527 | 527 | 527 | 527 | 527 | 527 | 527 | 527 | 527
329 | WICHITA FALLS CTG 1 |  | WFCOGEN_UNIT1 | WICHITA | GAS-CC | WEST | 1987 | 20 | 20 | 20 | 20 | 20 | 20 | 20 | 20 | 20 | 20
330 | WICHITA FALLS CTG 2 |  | WFCOGEN_UNIT2 | WICHITA | GAS-CC | WEST | 1987 | 20 | 20 | 20 | 20 | 20 | 20 | 20 | 20 | 20 | 20
331 | WICHITA FALLS CTG 3 |  | WFCOGEN_UNIT3 | WICHITA | GAS-CC | WEST | 1987 | 20 | 20 | 20 | 20 | 20 | 20 | 20 | 20 | 20 | 20
332 | WICHITA FALLS STG 4 |  | WFCOGEN_UNIT4 | WICHITA | GAS-CC | WEST | 1987 | 17 | 17 | 17 | 17 | 17 | 17 | 17 | 17 | 17 | 17
333 | WINCHESTER POWER PARK CTG 1 |  | WIPOPA_WPP_G1 | FAYETTE | GAS-GT | SOUTH | 2009 | 44 | 44 | 44 | 44 | 44 | 44 | 44 | 44 | 44 | 44
334 | WINCHESTER POWER PARK CTG 2 |  | WIPOPA_WPP_G2 | FAYETTE | GAS-GT | SOUTH | 2009 | 44 | 44 | 44 | 44 | 44 | 44 | 44 | 44 | 44 | 44
335 | WINCHESTER POWER PARK CTG 3 |  | WIPOPA_WPP_G3 | FAYETTE | GAS-GT | SOUTH | 2009 | 44 | 44 | 44 | 44 | 44 | 44 | 44 | 44 | 44 | 44
336 | WINCHESTER POWER PARK CTG 4 |  | WIPOPA_WPP_G4 | FAYETTE | GAS-GT | SOUTH | 2009 | 44 | 44 | 44 | 44 | 44 | 44 | 44 | 44 | 44 | 44
337 | WISE-TRACTEBEL POWER CTG 1 | 20INR0286 | WCPP_CT1 | WISE | GAS-CC | NORTH | 2004 | 241.4 | 241.4 | 241.4 | 241.4 | 241.4 | 241.4 | 241.4 | 241.4 | 241.4 | 241.4
338 | WISE-TRACTEBEL POWER CTG 2 | 20INR0286 | WCPP_CT2 | WISE | GAS-CC | NORTH | 2004 | 241.4 | 241.4 | 241.4 | 241.4 | 241.4 | 241.4 | 241.4 | 241.4 | 241.4 | 241.4
339 | WISE-TRACTEBEL POWER STG 1 | 20INR0286 | WCPP_ST1 | WISE | GAS-CC | NORTH | 2004 | 298 | 298 | 298 | 298 | 298 | 298 | 298 | 298 | 298 | 298
340 | WOLF HOLLOW 2 CTG 4 | 18INR0076 | WHCCS2_CT4 | HOOD | GAS-CC | NORTH | 2017 | 327.8 | 327.8 | 327.8 | 327.8 | 327.8 | 327.8 | 327.8 | 327.8 | 327.8 | 327.8
341 | WOLF HOLLOW 2 CTG 5 | 18INR0076 | WHCCS2_CT5 | HOOD | GAS-CC | NORTH | 2017 | 329.3 | 329.3 | 329.3 | 329.3 | 329.3 | 329.3 | 329.3 | 329.3 | 329.3 | 329.3
342 | WOLF HOLLOW 2 STG 6 | 18INR0076 | WHCCS2_STG6 | HOOD | GAS-CC | NORTH | 2017 | 458.3 | 458.3 | 458.3 | 458.3 | 458.3 | 458.3 | 458.3 | 458.3 | 458.3 | 458.3
343 | WOLF HOLLOW POWER CTG 1 |  | WHCCS_CT1 | HOOD | GAS-CC | NORTH | 2002 | 238.5 | 238.5 | 238.5 | 238.5 | 238.5 | 238.5 | 238.5 | 238.5 | 238.5 | 238.5
344 | WOLF HOLLOW POWER CTG 2 |  | WHCCS_CT2 | HOOD | GAS-CC | NORTH | 2002 | 230.5 | 230.5 | 230.5 | 230.5 | 230.5 | 230.5 | 230.5 | 230.5 | 230.5 | 230.5
345 | WOLF HOLLOW POWER STG |  | WHCCS_STG | HOOD | GAS-CC | NORTH | 2002 | 268 | 268 | 268 | 268 | 268 | 268 | 268 | 268 | 268 | 268
346 | BIOENERGY AUSTIN WALZEM RD LFG |  | DG_WALZE_4UNITS | BEXAR | BIOMASS | SOUTH | 2002 | 9.8 | 9.8 | 9.8 | 9.8 | 9.8 | 9.8 | 9.8 | 9.8 | 9.8 | 9.8
347 | BIOENERGY TEXAS COVEL GARDENS LFG |  | DG_MEDIN_1UNIT | BEXAR | BIOMASS | SOUTH | 2005 | 9.6 | 9.6 | 9.6 | 9.6 | 9.6 | 9.6 | 9.6 | 9.6 | 9.6 | 9.6
348 | FARMERS BRANCH LANDFILL GAS TO ENERGY |  | DG_HBR_2UNITS | DENTON | BIOMASS | NORTH | 2011 | 3.2 | 3.2 | 3.2 | 3.2 | 3.2 | 3.2 | 3.2 | 3.2 | 3.2 | 3.2
349 | GRAND PRAIRIE LFG |  | DG_TRIRA_1UNIT | DALLAS | BIOMASS | NORTH | 2015 | 4 | 4 | 4 | 4 | 4 | 4 | 4 | 4 | 4 | 4
350 | NELSON GARDENS LFG |  | DG_78252_4UNITS | BEXAR | BIOMASS | SOUTH | 2013 | 4.2 | 4.2 | 4.2 | 4.2 | 4.2 | 4.2 | 4.2 | 4.2 | 4.2 | 4.2
351 | WM RENEWABLE-AUSTIN LFG |  | DG_SPRIN_4UNITS | TRAVIS | BIOMASS | SOUTH | 2007 | 6.4 | 6.4 | 6.4 | 6.4 | 6.4 | 6.4 | 6.4 | 6.4 | 6.4 | 6.4
352 | WM RENEWABLE-BIOENERGY PARTNERS LFG |  | DG_BIOE_2UNITS | DENTON | BIOMASS | NORTH | 1988 | 6.2 | 6.2 | 6.2 | 6.2 | 6.2 | 6.2 | 6.2 | 6.2 | 6.2 | 6.2
353 | WM RENEWABLE-DFW GAS RECOVERY LFG |  | DG_BIO2_4UNITS | DENTON | BIOMASS | NORTH | 2009 | 6.4 | 6.4 | 6.4 | 6.4 | 6.4 | 6.4 | 6.4 | 6.4 | 6.4 | 6.4
354 | WM RENEWABLE-MESQUITE CREEK LFG |  | DG_FREIH_2UNITS | COMAL | BIOMASS | SOUTH | 2011 | 3.2 | 3.2 | 3.2 | 3.2 | 3.2 | 3.2 | 3.2 | 3.2 | 3.2 | 3.2
355 | WM RENEWABLE-WESTSIDE LFG |  | DG_WSTHL_3UNITS | PARKER | BIOMASS | NORTH | 2010 | 4.8 | 4.8 | 4.8 | 4.8 | 4.8 | 4.8 | 4.8 | 4.8 | 4.8 | 4.8
356 | Operational Capacity Total (Nuclear, Coal, Gas, Biomass) | [6 empty] | 63887.9 | 63887.9 | 63887.9 | 63887.9 | 63887.9 | 63887.9 | 63887.9 | 63887.9 | 63887.9 | 63887.9
357
358 | Operational Resources (Hydro)
359 | AMISTAD HYDRO 1 |  | AMISTAD_AMISTAG1 | VAL VERDE | HYDRO | WEST | 1983 | 37.9 | 37.9 | 37.9 | 37.9 | 37.9 | 37.9 | 37.9 | 37.9 | 37.9 | 37.9
360 | AMISTAD HYDRO 2 |  | AMISTAD_AMISTAG2 | VAL VERDE | HYDRO | WEST | 1983 | 37.9 | 37.9 | 37.9 | 37.9 | 37.9 | 37.9 | 37.9 | 37.9 | 37.9 | 37.9
361 | AUSTIN HYDRO 1 |  | AUSTPL_AUSTING1 | TRAVIS | HYDRO | SOUTH | 1940 | 8 | 8 | 8 | 8 | 8 | 8 | 8 | 8 | 8 | 8
362 | AUSTIN HYDRO 2 |  | AUSTPL_AUSTING2 | TRAVIS | HYDRO | SOUTH | 1940 | 9 | 9 | 9 | 9 | 9 | 9 | 9 | 9 | 9 | 9
363 | BUCHANAN HYDRO 1 |  | BUCHAN_BUCHANG1 | LLANO | HYDRO | SOUTH | 1938 | 16 | 16 | 16 | 16 | 16 | 16 | 16 | 16 | 16 | 16
364 | BUCHANAN HYDRO 2 |  | BUCHAN_BUCHANG2 | LLANO | HYDRO | SOUTH | 1938 | 16 | 16 | 16 | 16 | 16 | 16 | 16 | 16 | 16 | 16
365 | BUCHANAN HYDRO 3 |  | BUCHAN_BUCHANG3 | LLANO | HYDRO | SOUTH | 1950 | 17 | 17 | 17 | 17 | 17 | 17 | 17 | 17 | 17 | 17
366 | DENISON DAM 1 |  | DNDAM_DENISOG1 | GRAYSON | HYDRO | NORTH | 1944 | 40 | 40 | 40 | 40 | 40 | 40 | 40 | 40 | 40 | 40
367 | DENISON DAM 2 |  | DNDAM_DENISOG2 | GRAYSON | HYDRO | NORTH | 1948 | 40 | 40 | 40 | 40 | 40 | 40 | 40 | 40 | 40 | 40
368 | EAGLE PASS HYDRO |  | EAGLE_HY_EAGLE_HY1 | MAVERICK | HYDRO | SOUTH | 2005 | 9.6 | 9.6 | 9.6 | 9.6 | 9.6 | 9.6 | 9.6 | 9.6 | 9.6 | 9.6
369 | FALCON HYDRO 1 |  | FALCON_FALCONG1 | STARR | HYDRO | SOUTH | 1954 | 12 | 12 | 12 | 12 | 12 | 12 | 12 | 12 | 12 | 12
370 | FALCON HYDRO 2 |  | FALCON_FALCONG2 | STARR | HYDRO | SOUTH | 1954 | 12 | 12 | 12 | 12 | 12 | 12 | 12 | 12 | 12 | 12
371 | FALCON HYDRO 3 |  | FALCON_FALCONG3 | STARR | HYDRO | SOUTH | 1954 | 12 | 12 | 12 | 12 | 12 | 12 | 12 | 12 | 12 | 12
372 | GRANITE SHOALS HYDRO 1 |  | WIRTZ_WIRTZ_G1 | BURNET | HYDRO | SOUTH | 1951 | 29 | 29 | 29 | 29 | 29 | 29 | 29 | 29 | 29 | 29
373 | GRANITE SHOALS HYDRO 2 |  | WIRTZ_WIRTZ_G2 | BURNET | HYDRO | SOUTH | 1951 | 29 | 29 | 29 | 29 | 29 | 29 | 29 | 29 | 29 | 29
374 | GUADALUPE BLANCO RIVER AUTH-CANYON |  | CANYHY_CANYHYG1 | COMAL | HYDRO | SOUTH | 1989 | 6 | 6 | 6 | 6 | 6 | 6 | 6 | 6 | 6 | 6
375 | INKS HYDRO 1 |  | INKSDA_INKS_G1 | LLANO | HYDRO | SOUTH | 1938 | 14 | 14 | 14 | 14 | 14 | 14 | 14 | 14 | 14 | 14
376 | MARBLE FALLS HYDRO 1 |  | MARBFA_MARBFAG1 | BURNET | HYDRO | SOUTH | 1951 | 21 | 21 | 21 | 21 | 21 | 21 | 21 | 21 | 21 | 21
377 | MARBLE FALLS HYDRO 2 |  | MARBFA_MARBFAG2 | BURNET | HYDRO | SOUTH | 1951 | 20 | 20 | 20 | 20 | 20 | 20 | 20 | 20 | 20 | 20
378 | MARSHALL FORD HYDRO 1 |  | MARSFO_MARSFOG1 | TRAVIS | HYDRO | SOUTH | 1941 | 34 | 34 | 34 | 34 | 34 | 34 | 34 | 34 | 34 | 34
379 | MARSHALL FORD HYDRO 2 |  | MARSFO_MARSFOG2 | TRAVIS | HYDRO | SOUTH | 1941 | 36 | 36 | 36 | 36 | 36 | 36 | 36 | 36 | 36 | 36
380 | MARSHALL FORD HYDRO 3 |  | MARSFO_MARSFOG3 | TRAVIS | HYDRO | SOUTH | 1941 | 36 | 36 | 36 | 36 | 36 | 36 | 36 | 36 | 36 | 36
381 | WHITNEY DAM HYDRO |  | WND_WHITNEY1 | BOSQUE | HYDRO | NORTH | 1953 | 22 | 22 | 22 | 22 | 22 | 22 | 22 | 22 | 22 | 22
382 | WHITNEY DAM HYDRO 2 |  | WND_WHITNEY2 | BOSQUE | HYDRO | NORTH | 1953 | 22 | 22 | 22 | 22 | 22 | 22 | 22 | 22 | 22 | 22
383 | Operational Capacity Total (Hydro) | [6 empty] | 536.4 | 536.4 | 536.4 | 536.4 | 536.4 | 536.4 | 536.4 | 536.4 | 536.4 | 536.4
384 | Hydro Capacity Contribution (Top 20 Hours) |  | HYDRO_CAP_CONT |  |  |  |  | 462.1548 | 462.1548 | 462.1548 | 462.1548 | 462.1548 | 462.1548 | 462.1548 | 462.1548 | 462.1548 | 462.1548
385
386 | Operational Hydro Resources, Settlement Only Distributed Generators (SODGs)
387 | ARLINGTON OUTLET HYDROELECTRIC FACILITY |  | DG_OAKHL_1UNIT | TARRANT | HYDRO | NORTH | 2014 | 1.4 | 1.4 | 1.4 | 1.4 | 1.4 | 1.4 | 1.4 | 1.4 | 1.4 | 1.4
388 | GUADALUPE BLANCO RIVER AUTH-LAKEWOOD TAP |  | DG_LKWDT_2UNITS | GONZALES | HYDRO | SOUTH | 1931 | 4.8 | 4.8 | 4.8 | 4.8 | 4.8 | 4.8 | 4.8 | 4.8 | 4.8 | 4.8
389 | GUADALUPE BLANCO RIVER AUTH-MCQUEENEY |  | DG_MCQUE_5UNITS | GUADALUPE | HYDRO | SOUTH | 1928 | 7.7 | 7.7 | 7.7 | 7.7 | 7.7 | 7.7 | 7.7 | 7.7 | 7.7 | 7.7
390 | GUADALUPE BLANCO RIVER AUTH-SCHUMANSVILLE |  | DG_SCHUM_2UNITS | GUADALUPE | HYDRO | SOUTH | 1928 | 3.6 | 3.6 | 3.6 | 3.6 | 3.6 | 3.6 | 3.6 | 3.6 | 3.6 | 3.6
391 | LEWISVILLE HYDRO-CITY OF GARLAND |  | DG_LWSVL_1UNIT | DENTON | HYDRO | NORTH | 1991 | 2.2 | 2.2 | 2.2 | 2.2 | 2.2 | 2.2 | 2.2 | 2.2 | 2.2 | 2.2
392 | Operational Hydro Resources Total, Settlement Only Distributed Generators (SODGs) | [6 empty] | 19.7 | 19.7 | 19.7 | 19.7 | 19.7 | 19.7 | 19.7 | 19.7 | 19.7 | 19.7
393 | Hydro SODG Capacity Contribution (Highest 20 Peak Load Hours) |  | DG_HYDRO_CAP_CONT |  |  |  |  | 16.9732 | 16.9732 | 16.9732 | 16.9732 | 16.9732 | 16.9732 | 16.9732 | 16.9732 | 16.9732 | 16.9732
394
395 | Operational Capacity Unavailable due to Extended Outage or Derate |  | OPERATION_UNAVAIL |  |  |  |  | -5.1695 | -5.1695 | -5.1695 | -5.1695 | -5.1695 | -5.1695 | -5.1695 | -5.1695 | -5.1695 | -5.1695
396 | Operational Capacity Total (Including Hydro) |  | OPERATION_TOTAL |  |  |  |  | 64361.8585 | 64361.8585 | 64361.8585 | 64361.8585 | 64361.8585 | 64361.8585 | 64361.8585 | 64361.8585 | 64361.8585 | 64361.8585
397
398 | Operational Resources (Switchable)
399 | ANTELOPE IC 1 |  | AEEC_ANTLP_1 | HALE | GAS-IC | PANHANDLE | 2016 | 54 | 54 | 54 | 54 | 54 | 54 | 54 | 54 | 54 | 54
400 | ANTELOPE IC 2 |  | AEEC_ANTLP_2 | HALE | GAS-IC | PANHANDLE | 2016 | 54 | 54 | 54 | 54 | 54 | 54 | 54 | 54 | 54 | 54
401 | ANTELOPE IC 3 |  | AEEC_ANTLP_3 | HALE | GAS-IC | PANHANDLE | 2016 | 54 | 54 | 54 | 54 | 54 | 54 | 54 | 54 | 54 | 54
402 | ELK STATION CTG 1 |  | AEEC_ELK_1 | HALE | GAS-GT | PANHANDLE | 2016 | 190 | 190 | 190 | 190 | 190 | 190 | 190 | 190 | 190 | 190
403 | ELK STATION CTG 2 |  | AEEC_ELK_2 | HALE | GAS-GT | PANHANDLE | 2016 | 190 | 190 | 190 | 190 | 190 | 190 | 190 | 190 | 190 | 190
404 | TENASKA FRONTIER STATION CTG 1 |  | FTR_FTR_G1 | GRIMES | GAS-CC | NORTH | 2000 | 160 | 160 | 160 | 160 | 160 | 160 | 160 | 160 | 160 | 160
405 | TENASKA FRONTIER STATION CTG 2 |  | FTR_FTR_G2 | GRIMES | GAS-CC | NORTH | 2000 | 160 | 160 | 160 | 160 | 160 | 160 | 160 | 160 | 160 | 160
406 | TENASKA FRONTIER STATION CTG 3 |  | FTR_FTR_G3 | GRIMES | GAS-CC | NORTH | 2000 | 160 | 160 | 160 | 160 | 160 | 160 | 160 | 160 | 160 | 160
407 | TENASKA FRONTIER STATION STG 4 |  | FTR_FTR_G4 | GRIMES | GAS-CC | NORTH | 2000 | 400 | 400 | 400 | 400 | 400 | 400 | 400 | 400 | 400 | 400
408 | TENASKA GATEWAY STATION CTG 1 |  | TGCCS_CT1 | RUSK | GAS-CC | NORTH | 2001 | 156 | 156 | 156 | 156 | 156 | 156 | 156 | 156 | 156 | 156
409 | TENASKA GATEWAY STATION CTG 2 |  | TGCCS_CT2 | RUSK | GAS-CC | NORTH | 2001 | 135 | 135 | 135 | 135 | 135 | 135 | 135 | 135 | 135 | 135
410 | TENASKA GATEWAY STATION CTG 3 |  | TGCCS_CT3 | RUSK | GAS-CC | NORTH | 2001 | 153 | 153 | 153 | 153 | 153 | 153 | 153 | 153 | 153 | 153
411 | TENASKA GATEWAY STATION STG 4 |  | TGCCS_UNIT4 | RUSK | GAS-CC | NORTH | 2001 | 402 | 402 | 402 | 402 | 402 | 402 | 402 | 402 | 402 | 402
412 | TENASKA KIAMICHI STATION 1CT101 |  | KMCHI_1CT101 | FANNIN | GAS-CC | NORTH | 2003 | 151 | 151 | 151 | 151 | 151 | 151 | 151 | 151 | 151 | 151
413 | TENASKA KIAMICHI STATION 1CT201 |  | KMCHI_1CT201 | FANNIN | GAS-CC | NORTH | 2003 | 148 | 148 | 148 | 148 | 148 | 148 | 148 | 148 | 148 | 148
414 | TENASKA KIAMICHI STATION 1ST |  | KMCHI_1ST | FANNIN | GAS-CC | NORTH | 2003 | 310 | 310 | 310 | 310 | 310 | 310 | 310 | 310 | 310 | 310
415 | TENASKA KIAMICHI STATION 2CT101 |  | KMCHI_2CT101 | FANNIN | GAS-CC | NORTH | 2003 | 150 | 150 | 150 | 150 | 150 | 150 | 150 | 150 | 150 | 150
416 | TENASKA KIAMICHI STATION 2CT201 |  | KMCHI_2CT201 | FANNIN | GAS-CC | NORTH | 2003 | 152 | 152 | 152 | 152 | 152 | 152 | 152 | 152 | 152 | 152
417 | TENASKA KIAMICHI STATION 2ST |  | KMCHI_2ST | FANNIN | GAS-CC | NORTH | 2003 | 311 | 311 | 311 | 311 | 311 | 311 | 311 | 311 | 311 | 311
418 | Switchable Capacity Total | [6 empty] | 3490 | 3490 | 3490 | 3490 | 3490 | 3490 | 3490 | 3490 | 3490 | 3490
419
420 | Switchable Capacity Unavailable to ERCOT
421 | ANTELOPE IC 1 |  | AEEC_ANTLP_1_UNAVAIL | HALE | GAS-IC | PANHANDLE | 2017 | -54 | -54 | -54 | -54 | -54 | -54 | -54 | -54 | -54 | -54
422 | ANTELOPE IC 2 |  | AEEC_ANTLP_2_UNAVAIL | HALE | GAS-IC | PANHANDLE | 2017 | -54 | -54 | -54 | -54 | -54 | -54 | -54 | -54 | -54 | -54
423 | ANTELOPE IC 3 |  | AEEC_ANTLP_3_UNAVAIL | HALE | GAS-IC | PANHANDLE | 2017 | -54 | -54 | -54 | -54 | -54 | -54 | -54 | -54 | -54 | -54
424 | ELK STATION CTG 1 |  | AEEC_ELK_1_UNAVAIL | HALE | GAS-GT | PANHANDLE | 2017 | -190 | -190 | -190 | -190 | -190 | -190 | -190 | -190 | -190 | -190
425 | ELK STATION CTG 2 |  | AEEC_ELK_2_UNAVAIL | HALE | GAS-GT | PANHANDLE | 2017 | -190 | -190 | -190 | -190 | -190 | -190 | -190 | -190 | -190 | -190
426 | Switchable Capacity Unavailable to ERCOT Total | [6 empty] | -542 | -542 | -542 | -542 | -542 | -542 | -542 | -542 | -542 | -542
427
428 | Available Mothball Capacity based on Owner's Return Probability |  | MOTH_AVAIL |  |  |  |  | 588 | 588 | 588 | 588 | 588 | 588 | 588 | 588 | 588 | 588
429
430 | Private-Use Network Capacity Contribution (Top 20 Hours) |  | PUN_CAP_CONT |  | GAS |  |  | 3294.7392 | 3294.7392 | 3294.7392 | 3294.7392 | 3294.7392 | 3294.7392 | 3294.7392 | 3294.7392 | 3294.7392 | 3294.7392
431 | Private-Use Network Forecast Adjustment (per Protocol 10.3.2.4) |  | PUN_CAP_ADJUST |  | GAS |  |  | -37 | -82 | -129 | -126 | -123 | -120 | -122 | -119 | -116 | -113
432
433 | Operational Resources (Wind)
434 | BAFFIN WIND UNIT1 |  | BAFFIN_UNIT1 | KENEDY | WIND-C | COASTAL | 2016 | 100 | 100 | 100 | 100 | 100 | 100 | 100 | 100 | 100 | 100
435 | BAFFIN WIND UNIT2 |  | BAFFIN_UNIT2 | KENEDY | WIND-C | COASTAL | 2016 | 102 | 102 | 102 | 102 | 102 | 102 | 102 | 102 | 102 | 102
436 | BRUENNING'S BREEZE A |  | BBREEZE_UNIT1 | WILLACY | WIND-C | COASTAL | 2017 | 120 | 120 | 120 | 120 | 120 | 120 | 120 | 120 | 120 | 120
437 | BRUENNING'S BREEZE B |  | BBREEZE_UNIT2 | WILLACY | WIND-C | COASTAL | 2017 | 108 | 108 | 108 | 108 | 108 | 108 | 108 | 108 | 108 | 108
438 | CAMERON COUNTY WIND |  | CAMWIND_UNIT1 | CAMERON | WIND-C | COASTAL | 2016 | 165 | 165 | 165 | 165 | 165 | 165 | 165 | 165 | 165 | 165
439 | CHAPMAN RANCH WIND IA (SANTA CRUZ) |  | SANTACRU_UNIT1 | NUECES | WIND-C | COASTAL | 2017 | 150.6 | 150.6 | 150.6 | 150.6 | 150.6 | 150.6 | 150.6 | 150.6 | 150.6 | 150.6
440 | CHAPMAN RANCH WIND IB (SANTA CRUZ) |  | SANTACRU_UNIT2 | NUECES | WIND-C | COASTAL | 2017 | 98.4 | 98.4 | 98.4 | 98.4 | 98.4 | 98.4 | 98.4 | 98.4 | 98.4 | 98.4
441 | GULF WIND I |  | TGW_T1 | KENEDY | WIND-C | COASTAL | 2009 | 141.6 | 141.6 | 141.6 | 141.6 | 141.6 | 141.6 | 141.6 | 141.6 | 141.6 | 141.6
442 | GULF WIND II |  | TGW_T2 | KENEDY | WIND-C | COASTAL | 2009 | 141.6 | 141.6 | 141.6 | 141.6 | 141.6 | 141.6 | 141.6 | 141.6 | 141.6 | 141.6
443 | KARANKAWA WIND 1A |  | KARAKAW1_UNIT1 | SAN PATRICIO | WIND-C | COASTAL | 2019 | 103.3 | 103.3 | 103.3 | 103.3 | 103.3 | 103.3 | 103.3 | 103.3 | 103.3 | 103.3
444 | KARANKAWA WIND 1B |  | KARAKAW1_UNIT2 | SAN PATRICIO | WIND-C | COASTAL | 2019 | 103.3 | 103.3 | 103.3 | 103.3 | 103.3 | 103.3 | 103.3 | 103.3 | 103.3 | 103.3
445 | KARANKAWA WIND 2 |  | KARAKAW2_UNIT3 | SAN PATRICIO | WIND-C | COASTAL | 2019 | 100.4 | 100.4 | 100.4 | 100.4 | 100.4 | 100.4 | 100.4 | 100.4 | 100.4 | 100.4
446 | LOS VIENTOS WIND I |  | LV1_LV1A | WILLACY | WIND-C | COASTAL | 2013 | 200.1 | 200.1 | 200.1 | 200.1 | 200.1 | 200.1 | 200.1 | 200.1 | 200.1 | 200.1
447 | LOS VIENTOS WIND II |  | LV2_LV2 | WILLACY | WIND-C | COASTAL | 2013 | 201.6 | 201.6 | 201.6 | 201.6 | 201.6 | 201.6 | 201.6 | 201.6 | 201.6 | 201.6
448 | MAGIC VALLEY WIND (REDFISH) 1A |  | REDFISH_MV1A | WILLACY | WIND-C | COASTAL | 2012 | 99.8 | 99.8 | 99.8 | 99.8 | 99.8 | 99.8 | 99.8 | 99.8 | 99.8 | 99.8
449 | MAGIC VALLEY WIND (REDFISH) 1B |  | REDFISH_MV1B | WILLACY | WIND-C | COASTAL | 2012 | 103.5 | 103.5 | 103.5 | 103.5 | 103.5 | 103.5 | 103.5 | 103.5 | 103.5 | 103.5
450 | MIDWAY WIND |  | MIDWIND_UNIT1 | SAN PATRICIO | WIND-C | COASTAL | 2019 | 162.8 | 162.8 | 162.8 | 162.8 | 162.8 | 162.8 | 162.8 | 162.8 | 162.8 | 162.8
451 | PALMAS ALTAS WIND |  | PALMWIND_UNIT1 | CAMERON | WIND-C | COASTAL | 2020 | 144.9 | 144.9 | 144.9 | 144.9 | 144.9 | 144.9 | 144.9 | 144.9 | 144.9 | 144.9
452 | PAPALOTE CREEK WIND |  | PAP1_PAP1 | SAN PATRICIO | WIND-C | COASTAL | 2009 | 179.9 | 179.9 | 179.9 | 179.9 | 179.9 | 179.9 | 179.9 | 179.9 | 179.9 | 179.9
453 | PAPALOTE CREEK WIND II |  | COTTON_PAP2 | SAN PATRICIO | WIND-C | COASTAL | 2010 | 200.1 | 200.1 | 200.1 | 200.1 | 200.1 | 200.1 | 200.1 | 200.1 | 200.1 | 200.1
454 | PENASCAL WIND 1 |  | PENA_UNIT1 | KENEDY | WIND-C | COASTAL | 2009 | 160.8 | 160.8 | 160.8 | 160.8 | 160.8 | 160.8 | 160.8 | 160.8 | 160.8 | 160.8
455 | PENASCAL WIND 2 |  | PENA_UNIT2 | KENEDY | WIND-C | COASTAL | 2009 | 141.6 | 141.6 | 141.6 | 141.6 | 141.6 | 141.6 | 141.6 | 141.6 | 141.6 | 141.6
456 | PENASCAL WIND 3 |  | PENA3_UNIT3 | KENEDY | WIND-C | COASTAL | 2011 | 100.8 | 100.8 | 100.8 | 100.8 | 100.8 | 100.8 | 100.8 | 100.8 | 100.8 | 100.8
457 | PEYTON CREEK WIND |  | PEY_UNIT1 | MATAGORDA | WIND-C | COASTAL | 2020 | 151.2 | 151.2 | 151.2 | 151.2 | 151.2 | 151.2 | 151.2 | 151.2 | 151.2 | 151.2
458 | SAN ROMAN WIND |  | SANROMAN_WIND_1 | CAMERON | WIND-C | COASTAL | 2017 | 95.2 | 95.2 | 95.2 | 95.2 | 95.2 | 95.2 | 95.2 | 95.2 | 95.2 | 95.2
459 | STELLA WIND |  | STELLA_UNIT1 | KENEDY | WIND-C | COASTAL | 2018 | 201 | 201 | 201 | 201 | 201 | 201 | 201 | 201 | 201 | 201
460 | HARBOR WIND |  | DG_NUECE_6UNITS | NUECES | WIND-C | COASTAL | 2012 | 9 | 9 | 9 | 9 | 9 | 9 | 9 | 9 | 9 | 9
461 | BRISCOE WIND |  | BRISCOE_WIND | BRISCOE | WIND-P | PANHANDLE | 2015 | 149.8 | 149.8 | 149.8 | 149.8 | 149.8 | 149.8 | 149.8 | 149.8 | 149.8 | 149.8
462 | CANADIAN BREAKS WIND |  | CN_BRKS_UNIT_1 | OLDHAM | WIND-P | PANHANDLE | 2019 | 210.1 | 210.1 | 210.1 | 210.1 | 210.1 | 210.1 | 210.1 | 210.1 | 210.1 | 210.1
463 | COTTON PLAINS WIND |  | COTPLNS_COTTONPL | FLOYD | WIND-P | PANHANDLE | 2017 | 50.4 | 50.4 | 50.4 | 50.4 | 50.4 | 50.4 | 50.4 | 50.4 | 50.4 | 50.4
464 | DOUG COLBECK'S CORNER (CONWAY) B |  | GRANDVW1_COLB | CARSON | WIND-P | PANHANDLE | 2016 | 100.2 | 100.2 | 100.2 | 100.2 | 100.2 | 100.2 | 100.2 | 100.2 | 100.2 | 100.2
465 | DOUG COLBECK'S CORNER (CONWAY) A |  | GRANDVW1_COLA | CARSON | WIND-P | PANHANDLE | 2016 | 100.2 | 100.2 | 100.2 | 100.2 | 100.2 | 100.2 | 100.2 | 100.2 | 100.2 | 100.2
466 | FALVEZ ASTRA WIND |  | ASTRA_UNIT1 | RANDALL | WIND-P | PANHANDLE | 2017 | 163.2 | 163.2 | 163.2 | 163.2 | 163.2 | 163.2 | 163.2 | 163.2 | 163.2 | 163.2
467 | GRANDVIEW WIND 1 (CONWAY) GV1A |  | GRANDVW1_GV1A | CARSON | WIND-P | PANHANDLE | 2014 | 107.4 | 107.4 | 107.4 | 107.4 | 107.4 | 107.4 | 107.4 | 107.4 | 107.4 | 107.4
468 | GRANDVIEW WIND 1 (CONWAY) GV1B |  | GRANDVW1_GV1B | CARSON | WIND-P | PANHANDLE | 2014 | 103.8 | 103.8 | 103.8 | 103.8 | 103.8 | 103.8 | 103.8 | 103.8 | 103.8 | 103.8
469 | HEREFORD WIND G |  | HRFDWIND_WIND_G | DEAF SMITH | WIND-P | PANHANDLE | 2015 | 99.9 | 99.9 | 99.9 | 99.9 | 99.9 | 99.9 | 99.9 | 99.9 | 99.9 | 99.9
470 | HEREFORD WIND V |  | HRFDWIND_WIND_V | DEAF SMITH | WIND-P | PANHANDLE | 2015 | 100 | 100 | 100 | 100 | 100 | 100 | 100 | 100 | 100 | 100
471 | JUMBO ROAD WIND 1 |  | HRFDWIND_JRDWIND1 | DEAF SMITH | WIND-P | PANHANDLE | 2015 | 146.2 | 146.2 | 146.2 | 146.2 | 146.2 | 146.2 | 146.2 | 146.2 | 146.2 | 146.2
472 | JUMBO ROAD WIND 2 |  | HRFDWIND_JRDWIND2 | DEAF SMITH | WIND-P | PANHANDLE | 2015 | 153.6 | 153.6 | 153.6 | 153.6 | 153.6 | 153.6 | 153.6 | 153.6 | 153.6 | 153.6
473 | LONGHORN WIND NORTH U1 |  | LHORN_N_UNIT1 | FLOYD | WIND-P | PANHANDLE | 2015 | 100 | 100 | 100 | 100 | 100 | 100 | 100 | 100 | 100 | 100
474 | LONGHORN WIND NORTH U2 |  | LHORN_N_UNIT2 | FLOYD | WIND-P | PANHANDLE | 2015 | 100 | 100 | 100 | 100 | 100 | 100 | 100 | 100 | 100 | 100
475 | MARIAH DEL NORTE 1 |  | MARIAH_NORTE1 | PARMER | WIND-P | PANHANDLE | 2017 | 115.2 | 115.2 | 115.2 | 115.2 | 115.2 | 115.2 | 115.2 | 115.2 | 115.2 | 115.2
476 | MARIAH DEL NORTE 2 |  | MARIAH_NORTE2 | PARMER | WIND-P | PANHANDLE | 2017 | 115.2 | 115.2 | 115.2 | 115.2 | 115.2 | 115.2 | 115.2 | 115.2 | 115.2 | 115.2
477 | MCADOO WIND |  | MWEC_G1 | DICKENS | WIND-P | PANHANDLE | 2008 | 150 | 150 | 150 | 150 | 150 | 150 | 150 | 150 | 150 | 150
478 | MIAMI WIND G1 |  | MIAM1_G1 | GRAY | WIND-P | PANHANDLE | 2014 | 144.3 | 144.3 | 144.3 | 144.3 | 144.3 | 144.3 | 144.3 | 144.3 | 144.3 | 144.3
479 | MIAMI WIND G2 |  | MIAM1_G2 | GRAY | WIND-P | PANHANDLE | 2014 | 144.3 | 144.3 | 144.3 | 144.3 | 144.3 | 144.3 | 144.3 | 144.3 | 144.3 | 144.3
480 | OLD SETTLER WIND |  | COTPLNS_OLDSETLR | FLOYD | WIND-P | PANHANDLE | 2017 | 151.2 | 151.2 | 151.2 | 151.2 | 151.2 | 151.2 | 151.2 | 151.2 | 151.2 | 151.2
481 | PANHANDLE WIND 1 U1 |  | PH1_UNIT1 | CARSON | WIND-P | PANHANDLE | 2014 | 109.2 | 109.2 | 109.2 | 109.2 | 109.2 | 109.2 | 109.2 | 109.2 | 109.2 | 109.2
482 | PANHANDLE WIND 1 U2 |  | PH1_UNIT2 | CARSON | WIND-P | PANHANDLE | 2014 | 109.2 | 109.2 | 109.2 | 109.2 | 109.2 | 109.2 | 109.2 | 109.2 | 109.2 | 109.2
483 | PANHANDLE WIND 2 U1 |  | PH2_UNIT1 | CARSON | WIND-P | PANHANDLE | 2014 | 94.2 | 94.2 | 94.2 | 94.2 | 94.2 | 94.2 | 94.2 | 94.2 | 94.2 | 94.2
484 | PANHANDLE WIND 2 U2 |  | PH2_UNIT2 | CARSON | WIND-P | PANHANDLE | 2014 | 96.6 | 96.6 | 96.6 | 96.6 | 96.6 | 96.6 | 96.6 | 96.6 | 96.6 | 96.6
485 | ROUTE 66 WIND |  | ROUTE_66_WIND1 | CARSON | WIND-P | PANHANDLE | 2015 | 150 | 150 | 150 | 150 | 150 | 150 | 150 | 150 | 150 | 150
486 | SALT FORK 1 WIND U1 |  | SALTFORK_UNIT1 | DONLEY | WIND-P | PANHANDLE | 2017 | 64 | 64 | 64 | 64 | 64 | 64 | 64 | 64 | 64 | 64
487 | SALT FORK 1 WIND U2 |  | SALTFORK_UNIT2 | DONLEY | WIND-P | PANHANDLE | 2017 | 110 | 110 | 110 | 110 | 110 | 110 | 110 | 110 | 110 | 110
488 | SOUTH PLAINS WIND 1 U1 |  | SPLAIN1_WIND1 | FLOYD | WIND-P | PANHANDLE | 2015 | 102 | 102 | 102 | 102 | 102 | 102 | 102 | 102 | 102 | 102
489 | SOUTH PLAINS WIND 1 U2 |  | SPLAIN1_WIND2 | FLOYD | WIND-P | PANHANDLE | 2015 | 98 | 98 | 98 | 98 | 98 | 98 | 98 | 98 | 98 | 98
490 | SOUTH PLAINS WIND 2 U1 |  | SPLAIN2_WIND21 | FLOYD | WIND-P | PANHANDLE | 2016 | 148.5 | 148.5 | 148.5 | 148.5 | 148.5 | 148.5 | 148.5 | 148.5 | 148.5 | 148.5
491 | SOUTH PLAINS WIND 2 U2 |  | SPLAIN2_WIND22 | FLOYD | WIND-P | PANHANDLE | 2016 | 151.8 | 151.8 | 151.8 | 151.8 | 151.8 | 151.8 | 151.8 | 151.8 | 151.8 | 151.8
492 | SPINNING SPUR WIND TWO A |  | SSPURTWO_WIND_1 | OLDHAM | WIND-P | PANHANDLE | 2014 | 161 | 161 | 161 | 161 | 161 | 161 | 161 | 161 | 161 | 161
493 | SPINNING SPUR WIND TWO B |  | SSPURTWO_SS3WIND2 | OLDHAM | WIND-P | PANHANDLE | 2015 | 98 | 98 | 98 | 98 | 98 | 98 | 98 | 98 | 98 | 98
494 | SPINNING SPUR WIND TWO C |  | SSPURTWO_SS3WIND1 | OLDHAM | WIND-P | PANHANDLE | 2015 | 96 | 96 | 96 | 96 | 96 | 96 | 96 | 96 | 96 | 96
495 | WAKE WIND 1 |  | WAKEWE_G1 | DICKENS | WIND-P | PANHANDLE | 2016 | 114.9 | 114.9 | 114.9 | 114.9 | 114.9 | 114.9 | 114.9 | 114.9 | 114.9 | 114.9
496 | WAKE WIND 2 |  | WAKEWE_G2 | DICKENS | WIND-P | PANHANDLE | 2016 | 142.3 | 142.3 | 142.3 | 142.3 | 142.3 | 142.3 | 142.3 | 142.3 | 142.3 | 142.3
497 | WHIRLWIND ENERGY |  | WEC_WECG1 | FLOYD | WIND-P | PANHANDLE | 2007 | 57 | 57 | 57 | 57 | 57 | 57 | 57 | 57 | 57 | 57
498 | AMADEUS WIND 1 U1 |  | AMADEUS1_UNIT1 | FISHER | WIND-O | WEST | 2021 | 36.7 | 36.7 | 36.7 | 36.7 | 36.7 | 36.7 | 36.7 | 36.7 | 36.7 | 36.7
499 | AMADEUS WIND 1 U2 |  | AMADEUS1_UNIT2 | FISHER | WIND-O | WEST | 2021 | 35.8 | 35.8 | 35.8 | 35.8 | 35.8 | 35.8 | 35.8 | 35.8 | 35.8 | 35.8
500 | AMADEUS WIND 2 U1 |  | AMADEUS2_UNIT3 | FISHER | WIND-O | WEST | 2021 | 177.7 | 177.7 | 177.7 | 177.7 | 177.7 | 177.7 | 177.7 | 177.7 | 177.7 | 177.7
501 | ANACACHO WIND |  | ANACACHO_ANA | KINNEY | WIND-O | SOUTH | 2012 | 99.8 | 99.8 | 99.8 | 99.8 | 99.8 | 99.8 | 99.8 | 99.8 | 99.8 | 99.8
502 | BARTON CHAPEL WIND |  | BRTSW_BCW1 | JACK | WIND-O | NORTH | 2007 | 120 | 120 | 120 | 120 | 120 | 120 | 120 | 120 | 120 | 120
503 | BLUE SUMMIT WIND 1 A | 18INR0072 | BLSUMMIT_BLSMT1_5 | WILBARGER | WIND-O | WEST | 2013 | 8.8 | 8.8 | 8.8 | 8.8 | 8.8 | 8.8 | 8.8 | 8.8 | 8.8 | 8.8
504 | BLUE SUMMIT WIND 1 B | 18INR0072 | BLSUMMIT_BLSMT1_6 | WILBARGER | WIND-O | WEST | 2013 | 124.3 | 124.3 | 124.3 | 124.3 | 124.3 | 124.3 | 124.3 | 124.3 | 124.3 | 124.3
505 | BLUE SUMMIT WIND 2 A |  | BLSUMMIT_UNIT2_25 | WILBARGER | WIND-O | WEST | 2020 | 89.7 | 89.7 | 89.7 | 89.7 | 89.7 | 89.7 | 89.7 | 89.7 | 89.7 | 89.7
506 | BLUE SUMMIT WIND 2 B |  | BLSUMMIT_UNIT2_17 | WILBARGER | WIND-O | WEST | 2020 | 6.7 | 6.7 | 6.7 | 6.7 | 6.7 | 6.7 | 6.7 | 6.7 | 6.7 | 6.7
507 | BLUE SUMMIT WIND 3 A |  | BLSUMIT3_UNIT_17 | WILBARGER | WIND-O | WEST | 2020 | 13.4 | 13.4 | 13.4 | 13.4 | 13.4 | 13.4 | 13.4 | 13.4 | 13.4 | 13.4
508 | BLUE SUMMIT WIND 3 B |  | BLSUMIT3_UNIT_25 | WILBARGER | WIND-O | WEST | 2020 | 182.4 | 182.4 | 182.4 | 182.4 | 182.4 | 182.4 | 182.4 | 182.4 | 182.4 | 182.4
509 | BOBCAT BLUFF WIND |  | BCATWIND_WIND_1 | ARCHER | WIND-O | WEST | 2020 | 162 | 162 | 162 | 162 | 162 | 162 | 162 | 162 | 162 | 162
510 | BUCKTHORN WIND 1 A |  | BUCKTHRN_UNIT1 | ERATH | WIND-O | NORTH | 2017 | 44.9 | 44.9 | 44.9 | 44.9 | 44.9 | 44.9 | 44.9 | 44.9 | 44.9 | 44.9
511 | BUCKTHORN WIND 1 B |  | BUCKTHRN_UNIT2 | ERATH | WIND-O | NORTH | 2017 | 55.7 | 55.7 | 55.7 | 55.7 | 55.7 | 55.7 | 55.7 | 55.7 | 55.7 | 55.7
512 | BUFFALO GAP WIND 1 |  | BUFF_GAP_UNIT1 | TAYLOR | WIND-O | WEST | 2006 | 120.6 | 120.6 | 120.6 | 120.6 | 120.6 | 120.6 | 120.6 | 120.6 | 120.6 | 120.6
513 | BUFFALO GAP WIND 2_1 |  | BUFF_GAP_UNIT2_1 | TAYLOR | WIND-O | WEST | 2007 | 115.5 | 115.5 | 115.5 | 115.5 | 115.5 | 115.5 | 115.5 | 115.5 | 115.5 | 115.5
514 | BUFFALO GAP WIND 2_2 |  | BUFF_GAP_UNIT2_2 | TAYLOR | WIND-O | WEST | 2007 | 117 | 117 | 117 | 117 | 117 | 117 | 117 | 117 | 117 | 117
515 | BUFFALO GAP WIND 3 |  | BUFF_GAP_UNIT3 | TAYLOR | WIND-O | WEST | 2008 | 170.2 | 170.2 | 170.2 | 170.2 | 170.2 | 170.2 | 170.2 | 170.2 | 170.2 | 170.2
516 | BULL CREEK WIND U1 |  | BULLCRK_WND1 | BORDEN | WIND-O | WEST | 2009 | 88 | 88 | 88 | 88 | 88 | 88 | 88 | 88 | 88 | 88
517 | BULL CREEK WIND U2 |  | BULLCRK_WND2 | BORDEN | WIND-O | WEST | 2009 | 90 | 90 | 90 | 90 | 90 | 90 | 90 | 90 | 90 | 90
518 | CABEZON WIND (RIO BRAVO I WIND) 1 A |  | CABEZON_WIND1 | STARR | WIND-O | SOUTH | 2019 | 115.2 | 115.2 | 115.2 | 115.2 | 115.2 | 115.2 | 115.2 | 115.2 | 115.2 | 115.2
519 | CABEZON WIND (RIO BRAVO I WIND) 1 B |  | CABEZON_WIND2 | STARR | WIND-O | SOUTH | 2019 | 122.4 | 122.4 | 122.4 | 122.4 | 122.4 | 122.4 | 122.4 | 122.4 | 122.4 | 122.4
520 | CALLAHAN WIND |  | CALLAHAN_WND1 | CALLAHAN | WIND-O | WEST | 2004 | 114 | 114 | 114 | 114 | 114 | 114 | 114 | 114 | 114 | 114
521 | CAMP SPRINGS WIND 1 |  | CSEC_CSECG1 | SCURRY | WIND-O | WEST | 2007 | 130.5 | 130.5 | 130.5 | 130.5 | 130.5 | 130.5 | 130.5 | 130.5 | 130.5 | 130.5
522 | CAMP SPRINGS WIND 2 |  | CSEC_CSECG2 | SCURRY | WIND-O | WEST | 2007 | 120 | 120 | 120 | 120 | 120 | 120 | 120 | 120 | 120 | 120
523 | CAPRICORN RIDGE WIND 1 | 17INR0054 | CAPRIDGE_CR1 | STERLING | WIND-O | WEST | 2007 | 231.7 | 231.7 | 231.7 | 231.7 | 231.7 | 231.7 | 231.7 | 231.7 | 231.7 | 231.7
524 | CAPRICORN RIDGE WIND 2 | 17INR0054 | CAPRIDGE_CR2 | STERLING | WIND-O | WEST | 2007 | 149.5 | 149.5 | 149.5 | 149.5 | 149.5 | 149.5 | 149.5 | 149.5 | 149.5 | 149.5
525 | CAPRICORN RIDGE WIND 3 | 17INR0054 | CAPRIDGE_CR3 | STERLING | WIND-O | WEST | 2008 | 200.9 | 200.9 | 200.9 | 200.9 | 200.9 | 200.9 | 200.9 | 200.9 | 200.9 | 200.9
526 | CAPRICORN RIDGE WIND 4 | 17INR0061 | CAPRIDG4_CR4 | COKE | WIND-O | WEST | 2008 | 121.5 | 121.5 | 121.5 | 121.5 | 121.5 | 121.5 | 121.5 | 121.5 | 121.5 | 121.5
527 | CEDRO HILL WIND 1 |  | CEDROHIL_CHW1 | WEBB | WIND-O | SOUTH | 2010 | 75 | 75 | 75 | 75 | 75 | 75 | 75 | 75 | 75 | 75
528 | CEDRO HILL WIND 2 |  | CEDROHIL_CHW2 | WEBB | WIND-O | SOUTH | 2010 | 75 | 75 | 75 | 75 | 75 | 75 | 75 | 75 | 75 | 75
529 | CHAMPION WIND |  | CHAMPION_UNIT1 | NOLAN | WIND-O | WEST | 2008 | 126.5 | 126.5 | 126.5 | 126.5 | 126.5 | 126.5 | 126.5 | 126.5 | 126.5 | 126.5
530 | DERMOTT WIND 1_1 |  | DERMOTT_UNIT1 | SCURRY | WIND-O | WEST | 2017 | 126.5 | 126.5 | 126.5 | 126.5 | 126.5 | 126.5 | 126.5 | 126.5 | 126.5 | 126.5
531 | DERMOTT WIND 1_2 |  | DERMOTT_UNIT2 | SCURRY | WIND-O | WEST | 2017 | 126.5 | 126.5 | 126.5 | 126.5 | 126.5 | 126.5 | 126.5 | 126.5 | 126.5 | 126.5
532 | DESERT SKY WIND 1 | 17INR0070 | INDNENR_INDNENR | PECOS | WIND-O | WEST | 2002 | 85.1 | 85.1 | 85.1 | 85.1 | 85.1 | 85.1 | 85.1 | 85.1 | 85.1 | 85.1
533 | DESERT SKY WIND 2 | 17INR0070 | INDNENR_INDNENR_2 | PECOS | WIND-O | WEST | 2002 | 85.1 | 85.1 | 85.1 | 85.1 | 85.1 | 85.1 | 85.1 | 85.1 | 85.1 | 85.1
534 | ELBOW CREEK WIND |  | ELB_ELBCREEK | HOWARD | WIND-O | WEST | 2008 | 118.7 | 118.7 | 118.7 | 118.7 | 118.7 | 118.7 | 118.7 | 118.7 | 118.7 | 118.7
535 | ELECTRA WIND 1 |  | DIGBY_UNIT1 | WILBARGER | WIND-O | WEST | 2017 | 98.9 | 98.9 | 98.9 | 98.9 | 98.9 | 98.9 | 98.9 | 98.9 | 98.9 | 98.9
536 | ELECTRA WIND 2 |  | DIGBY_UNIT2 | WILBARGER | WIND-O | WEST | 2017 | 131.1 | 131.1 | 131.1 | 131.1 | 131.1 | 131.1 | 131.1 | 131.1 | 131.1 | 131.1
537 | FLAT TOP WIND I |  | FTWIND_UNIT_1 | MILLS | WIND-O | NORTH | 2018 | 200 | 200 | 200 | 200 | 200 | 200 | 200 | 200 | 200 | 200
538 | FLUVANNA RENEWABLE 1 A |  | FLUVANNA_UNIT1 | SCURRY | WIND-O | WEST | 2017 | 79.8 | 79.8 | 79.8 | 79.8 | 79.8 | 79.8 | 79.8 | 79.8 | 79.8 | 79.8
539 | FLUVANNA RENEWABLE 1 B |  | FLUVANNA_UNIT2 | SCURRY | WIND-O | WEST | 2017 | 75.6 | 75.6 | 75.6 | 75.6 | 75.6 | 75.6 | 75.6 | 75.6 | 75.6 | 75.6
540 | FOARD CITY WIND 1 A |  | FOARDCTY_UNIT1 | FOARD | WIND-O | WEST | 2019 | 186.5 | 186.5 | 186.5 | 186.5 | 186.5 | 186.5 | 186.5 | 186.5 | 186.5 | 186.5
541 | FOARD CITY WIND 1 B |  | FOARDCTY_UNIT2 | FOARD | WIND-O | WEST | 2019 | 163.8 | 163.8 | 163.8 | 163.8 | 163.8 | 163.8 | 163.8 | 163.8 | 163.8 | 163.8
542 | FOREST CREEK WIND |  | MCDLD_FCW1 | GLASSCOCK | WIND-O | WEST | 2007 | 124.2 | 124.2 | 124.2 | 124.2 | 124.2 | 124.2 | 124.2 | 124.2 | 124.2 | 124.2
543 | GOAT WIND |  | GOAT_GOATWIND | STERLING | WIND-O | WEST | 2008 | 80 | 80 | 80 | 80 | 80 | 80 | 80 | 80 | 80 | 80
544 | GOAT WIND 2 |  | GOAT_GOATWIN2 | STERLING | WIND-O | WEST | 2010 | 69.6 | 69.6 | 69.6 | 69.6 | 69.6 | 69.6 | 69.6 | 69.6 | 69.6 | 69.6
545 | GOLDTHWAITE WIND 1 |  | GWEC_GWEC_G1 | MILLS | WIND-O | NORTH | 2014 | 148.6 | 148.6 | 148.6 | 148.6 | 148.6 | 148.6 | 148.6 | 148.6 | 148.6 | 148.6
546 | GOPHER CREEK WIND 1 |  | GOPHER_UNIT1 | BORDEN | WIND-O | WEST | 2020 | 82 | 82 | 82 | 82 | 82 | 82 | 82 | 82 | 82 | 82
547 | GOPHER CREEK WIND 2 |  | GOPHER_UNIT2 | BORDEN | WIND-O | WEST | 2020 | 76 | 76 | 76 | 76 | 76 | 76 | 76 | 76 | 76 | 76
548 | GREEN MOUNTAIN WIND (BRAZOS) U1 | 21INR0532 | BRAZ_WND_WND1 | SCURRY | WIND-O | WEST | 2003 | 99 | 99 | 99 | 99 | 99 | 99 | 99 | 99 | 99 | 99
549 | GREEN MOUNTAIN WIND (BRAZOS) U2 | 21INR0532 | BRAZ_WND_WND2 | SCURRY | WIND-O | WEST | 2003 | 61 | 61 | 61 | 61 | 61 | 61 | 61 | 61 | 61 | 61
550 | GREEN PASTURES WIND I |  | GPASTURE_WIND_I | BAYLOR | WIND-O | WEST | 2015 | 150 | 150 | 150 | 150 | 150 | 150 | 150 | 150 | 150 | 150
551 | VERTIGO WIND (FORMERLY GREEN PASTURES WIND 2) |  | VERTIGO_WIND_I | BAYLOR | WIND-O | WEST | 2015 | 150 | 150 | 150 | 150 | 150 | 150 | 150 | 150 | 150 | 150
552 | GUNSIGHT MOUNTAIN WIND |  | GUNMTN_G1 | HOWARD | WIND-O | WEST | 2016 | 119.9 | 119.9 | 119.9 | 119.9 | 119.9 | 119.9 | 119.9 | 119.9 | 119.9 | 119.9
553 | HACKBERRY WIND |  | HWF_HWFG1 | SHACKELFORD | WIND-O | WEST | 2008 | 163.5 | 163.5 | 163.5 | 163.5 | 163.5 | 163.5 | 163.5 | 163.5 | 163.5 | 163.5
554 | HICKMAN (SANTA RITA WIND) 1 |  | HICKMAN_G1 | REAGAN | WIND-O | WEST | 2018 | 152.5 | 152.5 | 152.5 | 152.5 | 152.5 | 152.5 | 152.5 | 152.5 | 152.5 | 152.5
555 | HICKMAN (SANTA RITA WIND) 2 |  | HICKMAN_G2 | REAGAN | WIND-O | WEST | 2018 | 147.5 | 147.5 | 147.5 | 147.5 | 147.5 | 147.5 | 147.5 | 147.5 | 147.5 | 147.5
556 | HIDALGO & STARR WIND 11 |  | MIRASOLE_MIR11 | HIDALGO | WIND-O | SOUTH | 2016 | 52 | 52 | 52 | 52 | 52 | 52 | 52 | 52 | 52 | 52
557 | HIDALGO & STARR WIND 12 |  | MIRASOLE_MIR12 | HIDALGO | WIND-O | SOUTH | 2016 | 98 | 98 | 98 | 98 | 98 | 98 | 98 | 98 | 98 | 98
558 | HIDALGO & STARR WIND 21 |  | MIRASOLE_MIR21 | HIDALGO | WIND-O | SOUTH | 2016 | 100 | 100 | 100 | 100 | 100 | 100 | 100 | 100 | 100 | 100
559 | HORSE CREEK WIND 1 |  | HORSECRK_UNIT1 | HASKELL | WIND-O | WEST | 2017 | 131.1 | 131.1 | 131.1 | 131.1 | 131.1 | 131.1 | 131.1 | 131.1 | 131.1 | 131.1
560 | HORSE CREEK WIND 2 |  | HORSECRK_UNIT2 | HASKELL | WIND-O | WEST | 2017 | 98.9 | 98.9 | 98.9 | 98.9 | 98.9 | 98.9 | 98.9 | 98.9 | 98.9 | 98.9
561 | HORSE HOLLOW WIND 1 | 17INR0052 | H_HOLLOW_WND1 | TAYLOR | WIND-O | WEST | 2005 | 230 | 230 | 230 | 230 | 230 | 230 | 230 | 230 | 230 | 230
562 | HORSE HOLLOW WIND 2 | 17INR0052 | HHOLLOW2_WIND1 | TAYLOR | WIND-O | WEST | 2006 | 184 | 184 | 184 | 184 | 184 | 184 | 184 | 184 | 184 | 184
563 | HORSE HOLLOW WIND 3 | 17INR0052 | HHOLLOW3_WND_1 | TAYLOR | WIND-O | WEST | 2006 | 241.4 | 241.4 | 241.4 | 241.4 | 241.4 | 241.4 | 241.4 | 241.4 | 241.4 | 241.4
564 | HORSE HOLLOW WIND 4 | 17INR0052 | HHOLLOW4_WND1 | TAYLOR | WIND-O | WEST | 2006 | 115 | 115 | 115 | 115 | 115 | 115 | 115 | 115 | 115 | 115
565 | INADALE WIND 1 |  | INDL_INADALE1 | NOLAN | WIND-O | WEST | 2008 | 95 | 95 | 95 | 95 | 95 | 95 | 95 | 95 | 95 | 95
566 | INADALE WIND 2 |  | INDL_INADALE2 | NOLAN | WIND-O | WEST | 2008 | 102 | 102 | 102 | 102 | 102 | 102 | 102 | 102 | 102 | 102
567 | INDIAN MESA WIND |  | INDNNWP_INDNNWP2 | PECOS | WIND-O | WEST | 2001 | 91.8 | 91.8 | 91.8 | 91.8 | 91.8 | 91.8 | 91.8 | 91.8 | 91.8 | 91.8
568 | JAVELINA I WIND 18 |  | BORDAS_JAVEL18 | WEBB | WIND-O | SOUTH | 2015 | 19.7 | 19.7 | 19.7 | 19.7 | 19.7 | 19.7 | 19.7 | 19.7 | 19.7 | 19.7
569 | JAVELINA I WIND 20 |  | BORDAS_JAVEL20 | WEBB | WIND-O | SOUTH | 2015 | 230 | 230 | 230 | 230 | 230 | 230 | 230 | 230 | 230 | 230
570 | JAVELINA II WIND 1 |  | BORDAS2_JAVEL2_A | WEBB | WIND-O | SOUTH | 2017 | 96 | 96 | 96 | 96 | 96 | 96 | 96 | 96 | 96 | 96
571 | JAVELINA II WIND 2 |  | BORDAS2_JAVEL2_B | WEBB | WIND-O | SOUTH | 2017 | 74 | 74 | 74 | 74 | 74 | 74 | 74 | 74 | 74 | 74
572 | JAVELINA II WIND 3 |  | BORDAS2_JAVEL2_C | WEBB | WIND-O | SOUTH | 2017 | 30 | 30 | 30 | 30 | 30 | 30 | 30 | 30 | 30 | 30
573 | KEECHI WIND |  | KEECHI_U1 | JACK | WIND-O | NORTH | 2015 | 110 | 110 | 110 | 110 | 110 | 110 | 110 | 110 | 110 | 110
574 | KING MOUNTAIN WIND (NE) |  | KING_NE_KINGNE | UPTON | WIND-O | WEST | 2001 | 79.7 | 79.7 | 79.7 | 79.7 | 79.7 | 79.7 | 79.7 | 79.7 | 79.7 | 79.7
575 | KING MOUNTAIN WIND (NW) |  | KING_NW_KINGNW | UPTON | WIND-O | WEST | 2001 | 79.7 | 79.7 | 79.7 | 79.7 | 79.7 | 79.7 | 79.7 | 79.7 | 79.7 | 79.7
576 | KING MOUNTAIN WIND (SE) |  | KING_SE_KINGSE | UPTON | WIND-O | WEST | 2001 | 40.5 | 40.5 | 40.5 | 40.5 | 40.5 | 40.5 | 40.5 | 40.5 | 40.5 | 40.5
577 | KING MOUNTAIN WIND (SW) |  | KING_SW_KINGSW | UPTON | WIND-O | WEST | 2001 | 79.7 | 79.7 | 79.7 | 79.7 | 79.7 | 79.7 | 79.7 | 79.7 | 79.7 | 79.7
578 | LANGFORD WIND POWER |  | LGD_LANGFORD | TOM GREEN | WIND-O | WEST | 2009 | 160 | 160 | 160 | 160 | 160 | 160 | 160 | 160 | 160 | 160
579 | LOCKETT WIND FARM |  | LOCKETT_UNIT1 | WILBARGER | WIND-O | WEST | 2019 | 183.7 | 183.7 | 183.7 | 183.7 | 183.7 | 183.7 | 183.7 | 183.7 | 183.7 | 183.7
580 | LOGANS GAP WIND I U1 |  | LGW_UNIT1 | COMANCHE | WIND-O | NORTH | 2015 | 106.3 | 106.3 | 106.3 | 106.3 | 106.3 | 106.3 | 106.3 | 106.3 | 106.3 | 106.3
581 | LOGANS GAP WIND I U2 |  | LGW_UNIT2 | COMANCHE | WIND-O | NORTH | 2015 | 103.8 | 103.8 | 103.8 | 103.8 | 103.8 | 103.8 | 103.8 | 103.8 | 103.8 | 103.8
582 | LONE STAR WIND 1 (MESQUITE) |  | LNCRK_G83 | SHACKELFORD | WIND-O | WEST | 2006 | 194 | 194 | 194 | 194 | 194 | 194 | 194 | 194 | 194 | 194
583 | LONE STAR WIND 2 (POST OAK) U1 | 22INR0479 | LNCRK2_G871 | SHACKELFORD | WIND-O | WEST | 2007 | 98 | 98 | 98 | 98 | 98 | 98 | 98 | 98 | 98 | 98
584 | LONE STAR WIND 2 (POST OAK) U2 | 22INR0479 | LNCRK2_G872 | SHACKELFORD | WIND-O | WEST | 2007 | 100 | 100 | 100 | 100 | 100 | 100 | 100 | 100 | 100 | 100
585 | LORAINE WINDPARK I |  | LONEWOLF_G1 | MITCHELL | WIND-O | WEST | 2010 | 48 | 48 | 48 | 48 | 48 | 48 | 48 | 48 | 48 | 48
586 | LORAINE WINDPARK II |  | LONEWOLF_G2 | MITCHELL | WIND-O | WEST | 2010 | 51 | 51 | 51 | 51 | 51 | 51 | 51 | 51 | 51 | 51
587 | LORAINE WINDPARK III |  | LONEWOLF_G3 | MITCHELL | WIND-O | WEST | 2011 | 25.5 | 25.5 | 25.5 | 25.5 | 25.5 | 25.5 | 25.5 | 25.5 | 25.5 | 25.5
588 | LORAINE WINDPARK IV |  | LONEWOLF_G4 | MITCHELL | WIND-O | WEST | 2011 | 24 | 24 | 24 | 24 | 24 | 24 | 24 | 24 | 24 | 24
589 | LOS VIENTOS III WIND |  | LV3_UNIT_1 | STARR | WIND-O | SOUTH | 2015 | 200 | 200 | 200 | 200 | 200 | 200 | 200 | 200 | 200 | 200
590 | LOS VIENTOS IV WIND |  | LV4_UNIT_1 | STARR | WIND-O | SOUTH | 2016 | 200 | 200 | 200 | 200 | 200 | 200 | 200 | 200 | 200 | 200
591 | LOS VIENTOS V WIND |  | LV5_UNIT_1 | STARR | WIND-O | SOUTH | 2016 | 110 | 110 | 110 | 110 | 110 | 110 | 110 | 110 | 110 | 110
592 | MESQUITE CREEK WIND 1 |  | MESQCRK_WND1 | DAWSON | WIND-O | WEST | 2015 | 105.6 | 105.6 | 105.6 | 105.6 | 105.6 | 105.6 | 105.6 | 105.6 | 105.6 | 105.6
593 | MESQUITE CREEK WIND 2 |  | MESQCRK_WND2 | DAWSON | WIND-O | WEST | 2015 | 105.6 | 105.6 | 105.6 | 105.6 | 105.6 | 105.6 | 105.6 | 105.6 | 105.6 | 105.6
594 | NIELS BOHR WIND A (BEARKAT WIND A) |  | NBOHR_UNIT1 | GLASSCOCK | WIND-O | WEST | 2018 | 196.6 | 196.6 | 196.6 | 196.6 | 196.6 | 196.6 | 196.6 | 196.6 | 196.6 | 196.6
595 | NOTREES WIND 1 |  | NWF_NWF1 | WINKLER | WIND-O | WEST | 2009 | 92.6 | 92.6 | 92.6 | 92.6 | 92.6 | 92.6 | 92.6 | 92.6 | 92.6 | 92.6
596 | NOTREES WIND 2 |  | NWF_NWF2 | WINKLER | WIND-O | WEST | 2009 | 60 | 60 | 60 | 60 | 60 | 60 | 60 | 60 | 60 | 60
597 | OCOTILLO WIND |  | OWF_OWF | HOWARD | WIND-O | WEST | 2008 | 58.8 | 58.8 | 58.8 | 58.8 | 58.8 | 58.8 | 58.8 | 58.8 | 58.8 | 58.8
598 | PANTHER CREEK WIND 1 |  | PC_NORTH_PANTHER1 | HOWARD | WIND-O | WEST | 2008 | 142.5 | 142.5 | 142.5 | 142.5 | 142.5 | 142.5 | 142.5 | 142.5 | 142.5 | 142.5
599 | PANTHER CREEK WIND 2 |  | PC_SOUTH_PANTHER2 | HOWARD | WIND-O | WEST | 2019 | 115.5 | 115.5 | 115.5 | 115.5 | 115.5 | 115.5 | 115.5 | 115.5 | 115.5 | 115.5
600 | PANTHER CREEK WIND 3 | 21INR0449 | PC_SOUTH_PANTHER3 | HOWARD | WIND-O | WEST | 2009 | 199.5 | 199.5 | 199.5 | 199.5 | 199.5 | 199.5 | 199.5 | 199.5 | 199.5 | 199.5
601 | PECOS WIND 1 (WOODWARD) |  | WOODWRD1_WOODWRD1 | PECOS | WIND-O | WEST | 2001 | 91.9 | 91.9 | 91.9 | 91.9 | 91.9 | 91.9 | 91.9 | 91.9 | 91.9 | 91.9
602 | PECOS WIND 2 (WOODWARD) |  | WOODWRD2_WOODWRD2 | PECOS | WIND-O | WEST | 2001 | 86 | 86 | 86 | 86 | 86 | 86 | 86 | 86 | 86 | 86
603 | PYRON WIND 1 |  | PYR_PYRON1 | NOLAN | WIND-O | WEST | 2008 | 121.5 | 121.5 | 121.5 | 121.5 | 121.5 | 121.5 | 121.5 | 121.5 | 121.5 | 121.5
604 | PYRON WIND 2 |  | PYR_PYRON2 | NOLAN | WIND-O | WEST | 2008 | 127.5 | 127.5 | 127.5 | 127.5 | 127.5 | 127.5 | 127.5 | 127.5 | 127.5 | 127.5
605 | RANCHERO WIND |  | RANCHERO_UNIT1 | CROCKETT | WIND-O | WEST | 2020 | 150 | 150 | 150 | 150 | 150 | 150 | 150 | 150 | 150 | 150
606 | RANCHERO WIND |  | RANCHERO_UNIT2 | CROCKETT | WIND-O | WEST | 2020 | 150 | 150 | 150 | 150 | 150 | 150 | 150 | 150 | 150 | 150
607 | RATTLESNAKE I WIND ENERGY CENTER G1 |  | RSNAKE_G1 | GLASSCOCK | WIND-O | WEST | 2015 | 104.3 | 104.3 | 104.3 | 104.3 | 104.3 | 104.3 | 104.3 | 104.3 | 104.3 | 104.3
608 | RATTLESNAKE I WIND ENERGY CENTER G2 |  | RSNAKE_G2 | GLASSCOCK | WIND-O | WEST | 2015 | 103 | 103 | 103 | 103 | 103 | 103 | 103 | 103 | 103 | 103
609 | RED CANYON WIND |  | RDCANYON_RDCNY1 | BORDEN | WIND-O | WEST | 2006 | 89.6 | 89.6 | 89.6 | 89.6 | 89.6 | 89.6 | 89.6 | 89.6 | 89.6 | 89.6
610 | ROCK SPRINGS VAL VERDE WIND (FERMI) 1 |  | FERMI_WIND1 | VAL VERDE | WIND-O | WEST | 2017 | 121.9 | 121.9 | 121.9 | 121.9 | 121.9 | 121.9 | 121.9 | 121.9 | 121.9 | 121.9
611 | ROCK SPRINGS VAL VERDE WIND (FERMI) 2 |  | FERMI_WIND2 | VAL VERDE | WIND-O | WEST | 2017 | 27.4 | 27.4 | 27.4 | 27.4 | 27.4 | 27.4 | 27.4 | 27.4 | 27.4 | 27.4
612 | ROSCOE WIND |  | TKWSW1_ROSCOE | NOLAN | WIND-O | WEST | 2008 | 114 | 114 | 114 | 114 | 114 | 114 | 114 | 114 | 114 | 114
613 | ROSCOE WIND 2A |  | TKWSW1_ROSCOE2A | NOLAN | WIND-O | WEST | 2008 | 95 | 95 | 95 | 95 | 95 | 95 | 95 | 95 | 95 | 95
614 | RTS WIND |  | RTS_U1 | MCCULLOCH | WIND-O | SOUTH | 2018 | 160 | 160 | 160 | 160 | 160 | 160 | 160 | 160 | 160 | 160
615 | SAND BLUFF WIND | 20INR0296 | MCDLD_SBW1 | GLASSCOCK | WIND-O | WEST | 2008 | 90 | 90 | 90 | 90 | 90 | 90 | 90 | 90 | 90 | 90
616 | SENDERO WIND ENERGY |  | EXGNSND_WIND_1 | JIM HOGG | WIND-O | SOUTH | 2015 | 76 | 76 | 76 | 76 | 76 | 76 | 76 | 76 | 76 | 76
617 | SEYMOUR HILLS WIND (S_HILLS WIND) |  | S_HILLS_UNIT1 | BAYLOR | WIND-O | WEST | 2019 | 30.2 | 30.2 | 30.2 | 30.2 | 30.2 | 30.2 | 30.2 | 30.2 | 30.2 | 30.2
618 | SENATE WIND |  | SENATEWD_UNIT1 | JACK | WIND-O | NORTH | 2012 | 150 | 150 | 150 | 150 | 150 | 150 | 150 | 150 | 150 | 150
619 | SHANNON WIND |  | SHANNONW_UNIT_1 | CLAY | WIND-O | WEST | 2015 | 204.1 | 204.1 | 204.1 | 204.1 | 204.1 | 204.1 | 204.1 | 204.1 | 204.1 | 204.1
620 | SHERBINO 2 WIND | 19INR0120 | KEO_SHRBINO2 | PECOS | WIND-O | WEST | 2011 | 132 | 132 | 132 | 132 | 132 | 132 | 132 | 132 | 132 | 132
621 | SILVER STAR WIND | 18INR0064 | FLTCK_SSI | ERATH | WIND-O | NORTH | 2008 | 52.8 | 52.8 | 52.8 | 52.8 | 52.8 | 52.8 | 52.8 | 52.8 | 52.8 | 52.8
622 | SNYDER WIND |  | ENAS_ENA1 | SCURRY | WIND-O | WEST | 2007 | 63 | 63 | 63 | 63 | 63 | 63 | 63 | 63 | 63 | 63
623 | SOUTH TRENT WIND |  | STWF_T1 | NOLAN | WIND-O | WEST | 2008 | 98.2 | 98.2 | 98.2 | 98.2 | 98.2 | 98.2 | 98.2 | 98.2 | 98.2 | 98.2
624 | STANTON WIND ENERGY |  | SWEC_G1 | MARTIN | WIND-O | WEST | 2008 | 120 | 120 | 120 | 120 | 120 | 120 | 120 | 120 | 120 | 120
625 | STEPHENS RANCH WIND 1 |  | SRWE1_UNIT1 | BORDEN | WIND-O | WEST | 2014 | 211.2 | 211.2 | 211.2 | 211.2 | 211.2 | 211.2 | 211.2 | 211.2 | 211.2 | 211.2
626 | STEPHENS RANCH WIND 2 |  | SRWE1_SRWE2 | BORDEN | WIND-O | WEST | 2015 | 164.7 | 164.7 | 164.7 | 164.7 | 164.7 | 164.7 | 164.7 | 164.7 | 164.7 | 164.7
627 | SWEETWATER WIND 1 | 18INR0073 | SWEETWND_WND1 | NOLAN | WIND-O | WEST | 2003 | 42.5 | 42.5 | 42.5 | 42.5 | 42.5 | 42.5 | 42.5 | 42.5 | 42.5 | 42.5
628 | SWEETWATER WIND 2A | 17INR0068 | SWEETWN2_WND24 | NOLAN | WIND-O | WEST | 2006 | 16.8 | 16.8 | 16.8 | 16.8 | 16.8 | 16.8 | 16.8 | 16.8 | 16.8 | 16.8
629 | SWEETWATER WIND 2B | 17INR0068 | SWEETWN2_WND2 | NOLAN | WIND-O | WEST | 2004 | 110.8 | 110.8 | 110.8 | 110.8 | 110.8 | 110.8 | 110.8 | 110.8 | 110.8 | 110.8
630 | SWEETWATER WIND 3A |  | SWEETWN3_WND3A | NOLAN | WIND-O | WEST | 2011 | 33.6 | 33.6 | 33.6 | 33.6 | 33.6 | 33.6 | 33.6 | 33.6 | 33.6 | 33.6
631 | SWEETWATER WIND 3B |  | SWEETWN3_WND3B | NOLAN | WIND-O | WEST | 2011 | 118.6 | 118.6 | 118.6 | 118.6 | 118.6 | 118.6 | 118.6 | 118.6 | 118.6 | 118.6
632 | SWEETWATER WIND 4-5 |  | SWEETWN5_WND5 | NOLAN | WIND-O | WEST | 2007 | 85 | 85 | 85 | 85 | 85 | 85 | 85 | 85 | 85 | 85
633 | SWEETWATER WIND 4-4B |  | SWEETWN4_WND4B | NOLAN | WIND-O | WEST | 2007 | 112 | 112 | 112 | 112 | 112 | 112 | 112 | 112 | 112 | 112
634 | SWEETWATER WIND 4-4A |  | SWEETWN4_WND4A | NOLAN | WIND-O | WEST | 2007 | 125 | 125 | 125 | 125 | 125 | 125 | 125 | 125 | 125 | 125
635 | TAHOKA WIND 1 |  | TAHOKA_UNIT_1 | LYNN | WIND-O | WEST | 2019 | 150 | 150 | 150 | 150 | 150 | 150 | 150 | 150 | 150 | 150
636 | TAHOKA WIND 2 |  | TAHOKA_UNIT_2 | LYNN | WIND-O | WEST | 2019 | 150 | 150 | 150 | 150 | 150 | 150 | 150 | 150 | 150 | 150
637 | TEXAS BIG SPRING WIND A |  | SGMTN_SIGNALMT | HOWARD | WIND-O | WEST | 1999 | 27.7 | 27.7 | 27.7 | 27.7 | 27.7 | 27.7 | 27.7 | 27.7 | 27.7 | 27.7
638 | TEXAS BIG SPRING WIND B |  | SGMTN_SIGNALM2 | HOWARD | WIND-O | WEST | 1999 | 6.6 | 6.6 | 6.6 | 6.6 | 6.6 | 6.6 | 6.6 | 6.6 | 6.6 | 6.6
639 | TORRECILLAS WIND 1 |  | TORR_UNIT1_25 | WEBB | WIND-O | SOUTH | 2019 | 150 | 150 | 150 | 150 | 150 | 150 | 150 | 150 | 150 | 150
640 | TORRECILLAS WIND 2 |  | TORR_UNIT2_23 | WEBB | WIND-O | SOUTH | 2019 | 23 | 23 | 23 | 23 | 23 | 23 | 23 | 23 | 23 | 23
641 | TORRECILLAS WIND 3 |  | TORR_UNIT2_25 | WEBB | WIND-O | SOUTH | 2019 | 127.5 | 127.5 | 127.5 | 127.5 | 127.5 | 127.5 | 127.5 | 127.5 | 127.5 | 127.5
642 | TRENT WIND | 17INR0069 | TRENT_TRENT | NOLAN | WIND-O | WEST | 2001 | 156.5 | 156.5 | 156.5 | 156.5 | 156.5 | 156.5 | 156.5 | 156.5 | 156.5 | 156.5
643 | TRINITY HILLS WIND 1 | 20INR0019 | TRINITY_TH1_BUS1 | ARCHER | WIND-O | WEST | 2012 | 103.4 | 103.4 | 103.4 | 103.4 | 103.4 | 103.4 | 103.4 | 103.4 | 103.4 | 103.4
644 | TRINITY HILLS WIND 2 | 20INR0019 | TRINITY_TH1_BUS2 | ARCHER | WIND-O | WEST | 2012 | 94.6 | 94.6 | 94.6 | 94.6 | 94.6 | 94.6 | 94.6 | 94.6 | 94.6 | 94.6
645 | TURKEY TRACK WIND |  | TTWEC_G1 | NOLAN | WIND-O | WEST | 2008 | 169.5 | 169.5 | 169.5 | 169.5 | 169.5 | 169.5 | 169.5 | 169.5 | 169.5 | 169.5
646 | TYLER BLUFF WIND |  | TYLRWIND_UNIT1 | COOKE | WIND-O | NORTH | 2017 | 125.6 | 125.6 | 125.6 | 125.6 | 125.6 | 125.6 | 125.6 | 125.6 | 125.6 | 125.6
647 | WHITETAIL WIND |  | EXGNWTL_WIND_1 | WEBB | WIND-O | SOUTH | 2012 | 92.3 | 92.3 | 92.3 | 92.3 | 92.3 | 92.3 | 92.3 | 92.3 | 92.3 | 92.3
648 | WINDTHORST 2 WIND |  | WNDTHST2_UNIT1 | ARCHER | WIND-O | WEST | 2014 | 67.6 | 67.6 | 67.6 | 67.6 | 67.6 | 67.6 | 67.6 | 67.6 | 67.6 | 67.6
649 | WKN MOZART WIND |  | MOZART_WIND_1 | KENT | WIND-O | WEST | 2012 | 30 | 30 | 30 | 30 | 30 | 30 | 30 | 30 | 30 | 30
650 | WILLOW SPRINGS WIND A |  | SALVTION_UNIT1 | HASKELL | WIND-O | WEST | 2017 | 125 | 125 | 125 | 125 | 125 | 125 | 125 | 125 | 125 | 125
651 | WILLOW SPRINGS WIND B |  | SALVTION_UNIT2 | HASKELL | WIND-O | WEST | 2017 | 125 | 125 | 125 | 125 | 125 | 125 | 125 | 125 | 125 | 125
652 | WILSON RANCH (INFINITY LIVE OAK WIND) |  | WL_RANCH_UNIT1 | SCHLEICHER | WIND-O | WEST | 2020 | 199.5 | 199.5 | 199.5 | 199.5 | 199.5 | 199.5 | 199.5 | 199.5 | 199.5 | 199.5
653 | WOLF RIDGE WIND | 21INR0511 | WHTTAIL_WR1 | COOKE | WIND-O | NORTH | 2008 | 112.5 | 112.5 | 112.5 | 112.5 | 112.5 | 112.5 | 112.5 | 112.5 | 112.5 | 112.5
654 | TSTC WEST TEXAS WIND |  | DG_ROSC2_1UNIT | NOLAN | WIND-O | WEST | 2008 | 2 | 2 | 2 | 2 | 2 | 2 | 2 | 2 | 2 | 2
655 | Operational Capacity Total (Wind) | [6 empty] | 25213.4 | 25213.4 | 25213.4 | 25213.4 | 25213.4 | 25213.4 | 25213.4 | 25213.4 | 25213.4 | 25213.4
656
657 | Operational Wind Capacity Sub-total (Coastal Counties) |  | WIND_OPERATIONAL_C |  |  |  |  | 3586.5 | 3586.5 | 3586.5 | 3586.5 | 3586.5 | 3586.5 | 3586.5 | 3586.5 | 3586.5 | 3586.5
658 | Wind Peak Average Capacity Percentage (Coastal) |  | WIND_PEAK_PCT_C | % |  |  |  | 61 | 61 | 61 | 61 | 61 | 61 | 61 | 61 | 61 | 61
659
660 | Operational Wind Capacity Sub-total (Panhandle Counties) |  | WIND_OPERATIONAL_P |  |  |  |  | 4407.7 | 4407.7 | 4407.7 | 4407.7 | 4407.7 | 4407.7 | 4407.7 | 4407.7 | 4407.7 | 4407.7
661 | Wind Peak Average Capacity Percentage (Panhandle) |  | WIND_PEAK_PCT_P | % |  |  |  | 29 | 29 | 29 | 29 | 29 | 29 | 29 | 29 | 29 | 29
662
663 | Operational Wind Capacity Sub-total (Other Counties) |  | WIND_OPERATIONAL_O |  |  |  |  | 17219.2 | 17219.2 | 17219.2 | 17219.2 | 17219.2 | 17219.2 | 17219.2 | 17219.2 | 17219.2 | 17219.2
664 | Wind Peak Average Capacity Percentage (Other) |  | WIND_PEAK_PCT_O | % |  |  |  | 19 | 19 | 19 | 19 | 19 | 19 | 19 | 19 | 19 | 19
665
666 | Operational Resources (Solar)
667 | ACACIA SOLAR |  | ACACIA_UNIT_1 | PRESIDIO | SOLAR | WEST | 2012 | 10 | 10 | 10 | 10 | 10 | 10 | 10 | 10 | 10 | 10
668 | BHE SOLAR PEARL PROJECT (SIRIUS 2) |  | SIRIUS_UNIT2 | PECOS | SOLAR | WEST | 2017 | 49.1 | 49.1 | 49.1 | 49.1 | 49.1 | 49.1 | 49.1 | 49.1 | 49.1 | 49.1
669 | BLUEBELL SOLAR (CAPRICORN RIDGE SOLAR) |  | CAPRIDG4_BB_PV | STERLING | SOLAR | WEST | 2019 | 30 | 30 | 30 | 30 | 30 | 30 | 30 | 30 | 30 | 30
670 | BLUEBELL SOLAR II 1 (CAPRICORN RIDGE 4) |  | CAPRIDG4_BB2_PV1 | STERLING | SOLAR | WEST | 2021 | 100 | 100 | 100 | 100 | 100 | 100 | 100 | 100 | 100 | 100
671 | BLUEBELL SOLAR II 2 (CAPRICORN RIDGE 4) |  | CAPRIDG4_BB2_PV2 | STERLING | SOLAR | WEST | 2021 | 15 | 15 | 15 | 15 | 15 | 15 | 15 | 15 | 15 | 15
672 | BNB LAMESA SOLAR (PHASE I) |  | LMESASLR_UNIT1 | DAWSON | SOLAR | WEST | 2018 | 101.6 | 101.6 | 101.6 | 101.6 | 101.6 | 101.6 | 101.6 | 101.6 | 101.6 | 101.6
673 | BNB LAMESA SOLAR (PHASE II) |  | LMESASLR_IVORY | DAWSON | SOLAR | WEST | 2018 | 50 | 50 | 50 | 50 | 50 | 50 | 50 | 50 | 50 | 50
674 | CASTLE GAP SOLAR |  | CASL_GAP_UNIT1 | UPTON | SOLAR | WEST | 2018 | 180 | 180 | 180 | 180 | 180 | 180 | 180 | 180 | 180 | 180
675 | FOWLER RANCH |  | FWLR_SLR_UNIT1 | CRANE | SOLAR | WEST | 2020 | 150 | 150 | 150 | 150 | 150 | 150 | 150 | 150 | 150 | 150
676 | FS BARILLA SOLAR-PECOS |  | HOVEY_UNIT1 | PECOS | SOLAR | WEST | 2015 | 22 | 22 | 22 | 22 | 22 | 22 | 22 | 22 | 22 | 22
677 | FS EAST PECOS SOLAR |  | BOOTLEG_UNIT1 | PECOS | SOLAR | WEST | 2017 | 121.1 | 121.1 | 121.1 | 121.1 | 121.1 | 121.1 | 121.1 | 121.1 | 121.1 | 121.1
678 | GREASEWOOD SOLAR 1 |  | GREASWOD_UNIT1 | PECOS | SOLAR | WEST | 2021 | 124.6 | 124.6 | 124.6 | 124.6 | 124.6 | 124.6 | 124.6 | 124.6 | 124.6 | 124.6
679 | GREASEWOOD SOLAR 2 |  | GREASWOD_UNIT2 | PECOS | SOLAR | WEST | 2021 | 130.4 | 130.4 | 130.4 | 130.4 | 130.4 | 130.4 | 130.4 | 130.4 | 130.4 | 130.4
680 | HOLSTEIN SOLAR 1 |  | HOLSTEIN_SOLAR1 | NOLAN | SOLAR | WEST | 2020 | 102.2 | 102.2 | 102.2 | 102.2 | 102.2 | 102.2 | 102.2 | 102.2 | 102.2 | 102.2
681 | HOLSTEIN SOLAR 2 |  | HOLSTEIN_SOLAR2 | NOLAN | SOLAR | WEST | 2020 | 102.3 | 102.3 | 102.3 | 102.3 | 102.3 | 102.3 | 102.3 | 102.3 | 102.3 | 102.3
682 | KELLAM SOLAR |  | KELAM_SL_UNIT1 | VAN ZANDT | SOLAR | NORTH | 2020 | 59.8 | 59.8 | 59.8 | 59.8 | 59.8 | 59.8 | 59.8 | 59.8 | 59.8 | 59.8
683 | LAPETUS SOLAR |  | LAPETUS_UNIT_1 | ANDREWS | SOLAR | WEST | 2020 | 100.7 | 100.7 | 100.7 | 100.7 | 100.7 | 100.7 | 100.7 | 100.7 | 100.7 | 100.7
684 | OBERON SOLAR |  | OBERON_UNIT_1 | ECTOR | SOLAR | WEST | 2020 | 180 | 180 | 180 | 180 | 180 | 180 | 180 | 180 | 180 | 180
685 | OCI ALAMO 1 SOLAR |  | OCI_ALM1_UNIT1 | BEXAR | SOLAR | SOUTH | 2013 | 39.2 | 39.2 | 39.2 | 39.2 | 39.2 | 39.2 | 39.2 | 39.2 | 39.2 | 39.2
686 | OCI ALAMO 4 SOLAR-BRACKETVILLE |  | ECLIPSE_UNIT1 | KINNEY | SOLAR | SOUTH | 2014 | 37.6 | 37.6 | 37.6 | 37.6 | 37.6 | 37.6 | 37.6 | 37.6 | 37.6 | 37.6
687 | OCI ALAMO 5 (DOWNIE RANCH) |  | HELIOS_UNIT1 | UVALDE | SOLAR | SOUTH | 2015 | 100 | 100 | 100 | 100 | 100 | 100 | 100 | 100 | 100 | 100
688 | OCI ALAMO 6 (SIRIUS/WEST TEXAS) |  | SIRIUS_UNIT1 | PECOS | SOLAR | WEST | 2017 | 110.2 | 110.2 | 110.2 | 110.2 | 110.2 | 110.2 | 110.2 | 110.2 | 110.2 | 110.2
689 | OCI ALAMO 7 (PAINT CREEK) |  | SOLARA_UNIT1 | HASKELL | SOLAR | WEST | 2016 | 112 | 112 | 112 | 112 | 112 | 112 | 112 | 112 | 112 | 112
690 | PHOEBE SOLAR 1 |  | PHOEBE_UNIT1 | WINKLER | SOLAR | WEST | 2019 | 125.1 | 125.1 | 125.1 | 125.1 | 125.1 | 125.1 | 125.1 | 125.1 | 125.1 | 125.1
691 | PHOEBE SOLAR 2 |  | PHOEBE_UNIT2 | WINKLER | SOLAR | WEST | 2019 | 128.1 | 128.1 | 128.1 | 128.1 | 128.1 | 128.1 | 128.1 | 128.1 | 128.1 | 128.1
692 | PROSPERO SOLAR 1 |  | PROSPERO_UNIT1 | ANDREWS | SOLAR | WEST | 2020 | 153.6 | 153.6 | 153.6 | 153.6 | 153.6 | 153.6 | 153.6 | 153.6 | 153.6 | 153.6
693 | PROSPERO SOLAR 2 |  | PROSPERO_UNIT2 | ANDREWS | SOLAR | WEST | 2020 | 150 | 150 | 150 | 150 | 150 | 150 | 150 | 150 | 150 | 150
694 | QUEEN SOLAR PHASE I |  | QUEEN_SL_SOLAR1 | UPTON | SOLAR | WEST | 2020 | 102.5 | 102.5 | 102.5 | 102.5 | 102.5 | 102.5 | 102.5 | 102.5 | 102.5 | 102.5
695 | QUEEN SOLAR PHASE I |  | QUEEN_SL_SOLAR2 | UPTON | SOLAR | WEST | 2020 | 102.5 | 102.5 | 102.5 | 102.5 | 102.5 | 102.5 | 102.5 | 102.5 | 102.5 | 102.5
696 | QUEEN SOLAR PHASE II |  | QUEEN_SL_SOLAR3 | UPTON | SOLAR | WEST | 2020 | 97.5 | 97.5 | 97.5 | 97.5 | 97.5 | 97.5 | 97.5 | 97.5 | 97.5 | 97.5
697 | QUEEN SOLAR PHASE II |  | QUEEN_SL_SOLAR4 | UPTON | SOLAR | WEST | 2020 | 107.5 | 107.5 | 107.5 | 107.5 | 107.5 | 107.5 | 107.5 | 107.5 | 107.5 | 107.5
698 | RAMBLER SOLAR |  | RAMBLER_UNIT1 | TOM GREEN | SOLAR | WEST | 2020 | 200 | 200 | 200 | 200 | 200 | 200 | 200 | 200 | 200 | 200
699 | RE ROSEROCK SOLAR 1 |  | REROCK_UNIT1 | PECOS | SOLAR | WEST | 2016 | 78.8 | 78.8 | 78.8 | 78.8 | 78.8 | 78.8 | 78.8 | 78.8 | 78.8 | 78.8
700 | RE ROSEROCK SOLAR 2 |  | REROCK_UNIT2 | PECOS | SOLAR | WEST | 2016 | 78.8 | 78.8 | 78.8 | 78.8 | 78.8 | 78.8 | 78.8 | 78.8 | 78.8 | 78.8
701 | RIGGINS (SE BUCKTHORN WESTEX SOLAR) |  | RIGGINS_UNIT1 | PECOS | SOLAR | WEST | 2018 | 150 | 150 | 150 | 150 | 150 | 150 | 150 | 150 | 150 | 150
702 | RIPPEY SOLAR |  | RIPPEY_UNIT1 | COOKE | SOLAR | NORTH | 2020 | 59.8 | 59.8 | 59.8 | 59.8 | 59.8 | 59.8 | 59.8 | 59.8 | 59.8 | 59.8
703 | SOLAIREHOLMAN 1 |  | LASSO_UNIT1 | BREWSTER | SOLAR | WEST | 2018 | 50 | 50 | 50 | 50 | 50 | 50 | 50 | 50 | 50 | 50
704 | SP-TX-12-PHASE B |  | SPTX12B_UNIT1 | UPTON | SOLAR | WEST | 2017 | 157.5 | 157.5 | 157.5 | 157.5 | 157.5 | 157.5 | 157.5 | 157.5 | 157.5 | 157.5
705 | WAYMARK SOLAR |  | WAYMARK_UNIT1 | UPTON | SOLAR | WEST | 2018 | 182 | 182 | 182 | 182 | 182 | 182 | 182 | 182 | 182 | 182
706 | WEBBERVILLE SOLAR |  | WEBBER_S_WSP1 | TRAVIS | SOLAR | SOUTH | 2011 | 26.7 | 26.7 | 26.7 | 26.7 | 26.7 | 26.7 | 26.7 | 26.7 | 26.7 | 26.7
707 | WEST OF PECOS SOLAR |  | W_PECOS_UNIT1 | REEVES | SOLAR | WEST | 2019 | 100 | 100 | 100 | 100 | 100 | 100 | 100 | 100 | 100 | 100
708 | ALEXIS SOLAR |  | DG_ALEXIS_ALEXIS | BROOKS | SOLAR | SOUTH | 2019 | 10 | 10 | 10 | 10 | 10 | 10 | 10 | 10 | 10 | 10
709 | BECK 1 |  | DG_CECSOLAR_DG_BECK1 | BEXAR | SOLAR | SOUTH | 2016 | bar: 2022 to 2031
710 | BLUE WING 1 SOLAR |  | DG_BROOK_1UNIT | BEXAR | SOLAR | SOUTH | 2010 | 7.6 | 7.6 | 7.6 | 7.6 | 7.6 | 7.6 | 7.6 | 7.6 | 7.6 | 7.6
711 | BLUE WING 2 SOLAR |  | DG_ELMEN_1UNIT | BEXAR | SOLAR | SOUTH | 2010 | 7.3 | 7.3 | 7.3 | 7.3 | 7.3 | 7.3 | 7.3 | 7.3 | 7.3 | 7.3
712 | BOVINE SOLAR LLC |  | DG_BOVINE_BOVINE | AUSTIN | SOLAR | SOUTH | 2018 | 5 | 5 | 5 | 5 | 5 | 5 | 5 | 5 | 5 | 5
713 | BOVINE SOLAR LLC |  | DG_BOVINE2_BOVINE2 | AUSTIN | SOLAR | SOUTH | 2018 | 5 | 5 | 5 | 5 | 5 | 5 | 5 | 5 | 5 | 5
714 | BRONSON SOLAR I |  | DG_BRNSN_BRNSN | FORT BEND | SOLAR | HOUSTON | 2018 | 5 | 5 | 5 | 5 | 5 | 5 | 5 | 5 | 5 | 5
715 | BRONSON SOLAR II |  | DG_BRNSN2_BRNSN2 | FORT BEND | SOLAR | HOUSTON | 2018 | 5 | 5 | 5 | 5 | 5 | 5 | 5 | 5 | 5 | 5
716 | CASCADE SOLAR I |  | DG_CASCADE_CASCADE | WHARTON | SOLAR | SOUTH | 2018 | 5 | 5 | 5 | 5 | 5 | 5 | 5 | 5 | 5 | 5
717 | CASCADE SOLAR II |  | DG_CASCADE2_CASCADE2 | WHARTON | SOLAR | SOUTH | 2018 | 5 | 5 | 5 | 5 | 5 | 5 | 5 | 5 | 5 | 5
718 | CATAN SOLAR |  | DG_CS10_CATAN | KARNES | SOLAR | SOUTH | 2020 | 10 | 10 | 10 | 10 | 10 | 10 | 10 | 10 | 10 | 10
719 | CHISUM SOLAR |  | DG_CHISUM_CHISUM | LAMAR | SOLAR | NORTH | 2018 | 10 | 10 | 10 | 10 | 10 | 10 | 10 | 10 | 10 | 10
720 | COMMERCE_SOLAR |  | DG_ X443PV1_SWRI_PV1 | BEXAR | SOLAR | SOUTH | 2019 | 5 | 5 | 5 | 5 | 5 | 5 | 5 | 5 | 5 | 5
721 | EDDY SOLAR II |  | DG_EDDYII_EDDYII | MCLENNAN | SOLAR | NORTH | 2018 | 10 | 10 | 10 | 10 | 10 | 10 | 10 | 10 | 10 | 10
722 | FIFTH GENERATION SOLAR 1 |  | DG_FIFTHGS1_FGSOLAR1 | TRAVIS | SOLAR | SOUTH | 2016 | 1.6 | 1.6 | 1.6 | 1.6 | 1.6 | 1.6 | 1.6 | 1.6 | 1.6 | 1.6
723 | GRIFFIN SOLAR |  | DG_GRIFFIN_GRIFFIN | MCLENNAN | SOLAR | NORTH | 2019 | 5 | 5 | 5 | 5 | 5 | 5 | 5 | 5 | 5 | 5
724 | HIGHWAY 56 |  | DG_HWY56_HWY56 | GRAYSON | SOLAR | NORTH | 2017 | 5.3 | 5.3 | 5.3 | 5.3 | 5.3 | 5.3 | 5.3 | 5.3 | 5.3 | 5.3
725 | HM SEALY SOLAR 1 |  | DG_SEALY_1UNIT | AUSTIN | SOLAR | SOUTH | 2015 | 1.6 | 1.6 | 1.6 | 1.6 | 1.6 | 1.6 | 1.6 | 1.6 | 1.6 | 1.6
726 | LAMPWICK SOLAR |  | DG_LAMPWICK_LAMPWICK | MENARD | SOLAR | WEST | 2019 | 7.5 | 7.5 | 7.5 | 7.5 | 7.5 | 7.5 | 7.5 | 7.5 | 7.5 | 7.5
727 | LEON |  | DG_LEON_LEON | HUNT | SOLAR | NORTH | 2017 | 10 | 10 | 10 | 10 | 10 | 10 | 10 | 10 | 10 | 10
728 | MARLIN |  | DG_MARLIN_MARLIN | FALLS | SOLAR | NORTH | 2017 | 5.3 | 5.3 | 5.3 | 5.3 | 5.3 | 5.3 | 5.3 | 5.3 | 5.3 | 5.3
729 | MARS SOLAR (DG) |  | DG_MARS_MARS | WEBB | SOLAR | SOUTH | 2019 | 10 | 10 | 10 | 10 | 10 | 10 | 10 | 10 | 10 | 10
730 | NORTH GAINESVILLE |  | DG_NGNSVL_NGAINESV | COOKE | SOLAR | NORTH | 2017 | 5.2 | 5.2 | 5.2 | 5.2 | 5.2 | 5.2 | 5.2 | 5.2 | 5.2 | 5.2
731 | OCI ALAMO 2 SOLAR-ST. HEDWIG |  | DG_STHWG_UNIT1 | BEXAR | SOLAR | SOUTH | 2014 | 4.4 | 4.4 | 4.4 | 4.4 | 4.4 | 4.4 | 4.4 | 4.4 | 4.4 | 4.4
732 | OCI ALAMO 3-WALZEM SOLAR |  | DG_WALZM_UNIT1 | BEXAR | SOLAR | SOUTH | 2014 | 5.5 | 5.5 | 5.5 | 5.5 | 5.5 | 5.5 | 5.5 | 5.5 | 5.5 | 5.5
733 | POWERFIN KINGSBERY |  | DG_PFK_PFKPV | TRAVIS | SOLAR | SOUTH | 2017 | 2.6 | 2.6 | 2.6 | 2.6 | 2.6 | 2.6 | 2.6 | 2.6 | 2.6 | 2.6
734 | RENEWABLE ENERGY ALTERNATIVES-CCS1 |  | DG_COSERVSS_CSS1 | DENTON | SOLAR | NORTH | 2015 | 2 | 2 | 2 | 2 | 2 | 2 | 2 | 2 | 2 | 2
735 | STERLING |  | DG_STRLING_STRLING | HUNT | SOLAR | NORTH | 2018 | 10 | 10 | 10 | 10 | 10 | 10 | 10 | 10 | 10 | 10
736 | SUNEDISON RABEL ROAD SOLAR |  | DG_VALL1_1UNIT | BEXAR | SOLAR | SOUTH | 2012 | 9.9 | 9.9 | 9.9 | 9.9 | 9.9 | 9.9 | 9.9 | 9.9 | 9.9 | 9.9
737 | SUNEDISON VALLEY ROAD SOLAR |  | DG_VALL2_1UNIT | BEXAR | SOLAR | SOUTH | 2012 | 9.9 | 9.9 | 9.9 | 9.9 | 9.9 | 9.9 | 9.9 | 9.9 | 9.9 | 9.9
738 | SUNEDISON CPS3 SOMERSET 1 SOLAR |  | DG_SOME1_1UNIT | BEXAR | SOLAR | SOUTH | 2012 | 5.6 | 5.6 | 5.6 | 5.6 | 5.6 | 5.6 | 5.6 | 5.6 | 5.6 | 5.6
739 | SUNEDISON SOMERSET 2 SOLAR |  | DG_SOME2_1UNIT | BEXAR | SOLAR | SOUTH | 2012 | 5 | 5 | 5 | 5 | 5 | 5 | 5 | 5 | 5 | 5
740 | WALNUT SPRINGS |  | DG_WLNTSPRG_1UNIT | BOSQUE | SOLAR | NORTH | 2016 | 10 | 10 | 10 | 10 | 10 | 10 | 10 | 10 | 10 | 10
741 | WEST MOORE II |  | DG_WMOOREII_WMOOREII | GRAYSON | SOLAR | NORTH | 2018 | 5 | 5 | 5 | 5 | 5 | 5 | 5 | 5 | 5 | 5
742 | WHITESBORO |  | DG_WBORO_WHTSBORO | GRAYSON | SOLAR | NORTH | 2017 | 5 | 5 | 5 | 5 | 5 | 5 | 5 | 5 | 5 | 5
743 | WHITESBORO II |  | DG_WBOROII_WHBOROII | GRAYSON | SOLAR | NORTH | 2017 | 5 | 5 | 5 | 5 | 5 | 5 | 5 | 5 | 5 | 5
744 | WHITEWRIGHT |  | DG_WHTRT_WHTRGHT | FANNIN | SOLAR | NORTH | 2017 | 10 | 10 | 10 | 10 | 10 | 10 | 10 | 10 | 10 | 10
745 | WHITNEY SOLAR |  | DG_WHITNEY_SOLAR1 | BOSQUE | SOLAR | NORTH | 2017 | 10 | 10 | 10 | 10 | 10 | 10 | 10 | 10 | 10 | 10
746 | YELLOW JACKET SOLAR |  | DG_YLWJACKET_YLWJACKET | BOSQUE | SOLAR | NORTH | 2018 | 5 | 5 | 5 | 5 | 5 | 5 | 5 | 5 | 5 | 5
747 | Operational Capacity Total (Solar) | [6 empty] | 4325.5 | 4325.5 | 4325.5 | 4325.5 | 4325.5 | 4325.5 | 4325.5 | 4325.5 | 4325.5 | 4325.5
748 | Solar Peak Average Capacity Percentage |  | SOLAR_PEAK_PCT | % |  |  |  | 80 | 80 | 80 | 80 | 80 | 80 | 80 | 80 | 80 | 80
749
750 | Operational Resources (Storage)
751 | BLUE SUMMIT BATTERY |  | BLSUMMIT_BATTERY | WILBARGER | STORAGE | WEST | 2017 | 30 | 30 | 30 | 30 | 30 | 30 | 30 | 30 | 30 | 30
752 | BRP ALVIN (DGR) |  | BRPALVIN_UNIT1 | BRAZORIA | STORAGE | COASTAL | 2020 | 9.9 | 9.9 | 9.9 | 9.9 | 9.9 | 9.9 | 9.9 | 9.9 | 9.9 | 9.9
753 | BRP ANGELTON (DGR) |  | BRPANGLE_UNIT1 | BRAZORIA | STORAGE | COASTAL | 2020 | 9.9 | 9.9 | 9.9 | 9.9 | 9.9 | 9.9 | 9.9 | 9.9 | 9.9 | 9.9
754 | BRP BRAZORIA (DGR) |  | BRP_BRAZ_UNIT1 | BRAZORIA | STORAGE | COASTAL | 2020 | 9.9 | 9.9 | 9.9 | 9.9 | 9.9 | 9.9 | 9.9 | 9.9 | 9.9 | 9.9
755 | BRP HEIGHTS (DGR) |  | BRHEIGHT_UNIT1 | GALVESTON | STORAGE | HOUSTON | 2020 | 9.9 | 9.9 | 9.9 | 9.9 | 9.9 | 9.9 | 9.9 | 9.9 | 9.9 | 9.9
756 | BRP MAGNOLIA (DGR) |  | BRPMAGNO_UNIT1 | GALVESTON | STORAGE | HOUSTON | 2020 | 9.9 | 9.9 | 9.9 | 9.9 | 9.9 | 9.9 | 9.9 | 9.9 | 9.9 | 9.9
757 | BRP SWEENY (DGR) |  | BRP_SWNY_UNIT1 | BRAZORIA | STORAGE | COASTAL | 2020 | 10 | 10 | 10 | 10 | 10 | 10 | 10 | 10 | 10 | 10
758 | BRP ODESSA SW (DGR) |  | BRPODESA_UNIT1 | ECTOR | STORAGE | WEST | 2020 | 9.9 | 9.9 | 9.9 | 9.9 | 9.9 | 9.9 | 9.9 | 9.9 | 9.9 | 9.9
759 | CASTLE GAP BATTERY |  | CASL_GAP_BATTERY1 | UPTON | STORAGE | WEST | 2019 | 9.9 | 9.9 | 9.9 | 9.9 | 9.9 | 9.9 | 9.9 | 9.9 | 9.9 | 9.9
760 | COMMERCE ST ESS (DGR) |  | X443ESS1_SWRI | BEXAR | STORAGE | SOUTH | 2020 | 10 | 10 | 10 | 10 | 10 | 10 | 10 | 10 | 10 | 10
761 | FLAT TOP BATTERY (DGR) |  | FLTBES_BESS1 | REEVES | STORAGE | WEST | 2020 | 9.9 | 9.9 | 9.9 | 9.9 | 9.9 | 9.9 | 9.9 | 9.9 | 9.9 | 9.9
762 | HOEFSROAD BESS (DGR) |  | HRBESS_BESS | REEVES | STORAGE | WEST | 2021 | 2 | 2 | 2 | 2 | 2 | 2 | 2 | 2 | 2 | 2
763 | INADALE ESS |  | INDL_ESS | NOLAN | STORAGE | WEST | 2018 | 9.9 | 9.9 | 9.9 | 9.9 | 9.9 | 9.9 | 9.9 | 9.9 | 9.9 | 9.9
764 | JOHNSON CITY BESS (DGR) |  | JC_BAT_UNIT_1 | BLANCO | STORAGE | SOUTH | 2020 | 2.3 | 2.3 | 2.3 | 2.3 | 2.3 | 2.3 | 2.3 | 2.3 | 2.3 | 2.3
765 | NOTREES BATTERY FACILITY |  | NWF_NBS | WINKLER | STORAGE | WEST | 2013 | 33.7 | 33.7 | 33.7 | 33.7 | 33.7 | 33.7 | 33.7 | 33.7 | 33.7 | 33.7
766 | OCI ALAMO 1 |  | OCI_ALM1_ASTRO1 | BEXAR | STORAGE | SOUTH | 2016 | bar: 2022 to 2031
767 | PORT LAVACA BATTERY (DGR) |  | PTLBES_BESS1 | CALHOUN | STORAGE | COASTAL | 2020 | 9.9 | 9.9 | 9.9 | 9.9 | 9.9 | 9.9 | 9.9 | 9.9 | 9.9 | 9.9
768 | PROSPECT STORAGE (DGR) |  | WCOLLDG_BSS_U1 | BRAZORIA | STORAGE | COASTAL | 2020 | 9.9 | 9.9 | 9.9 | 9.9 | 9.9 | 9.9 | 9.9 | 9.9 | 9.9 | 9.9
769 | PYRON ESS |  | PYR_ESS | SCURRY | STORAGE | WEST | 2018 | 9.9 | 9.9 | 9.9 | 9.9 | 9.9 | 9.9 | 9.9 | 9.9 | 9.9 | 9.9
770 | RABBIT HILL ENERGY STORAGE PROJECT (DGR) |  | RHESS2_ESS_1 | WILLIAMSON | STORAGE | SOUTH | 2020 | 9.9 | 9.9 | 9.9 | 9.9 | 9.9 | 9.9 | 9.9 | 9.9 | 9.9 | 9.9
771 | TOS BATTERY STORAGE (DGR) |  | TOSBATT_UNIT1 | MIDLAND | STORAGE | WEST | 2017 | 2 | 2 | 2 | 2 | 2 | 2 | 2 | 2 | 2 | 2
772 | WORSHAM BATTERY (DGR) |  | WRSBES_BESS1 | REEVES | STORAGE | WEST | 2020 | 9.9 | 9.9 | 9.9 | 9.9 | 9.9 | 9.9 | 9.9 | 9.9 | 9.9 | 9.9
773 | KINGSBERY ENERGY STORAGE SYSTEM |  | DG_KB_ESS_KB_ESS | TRAVIS | STORAGE | SOUTH | 2017 | 1.5 | 1.5 | 1.5 | 1.5 | 1.5 | 1.5 | 1.5 | 1.5 | 1.5 | 1.5
774 | MU ENERGY STORAGE SYSTEM |  | DG_MU_ESS_MU_ESS | TRAVIS | STORAGE | SOUTH | 2018 | 1.5 | 1.5 | 1.5 | 1.5 | 1.5 | 1.5 | 1.5 | 1.5 | 1.5 | 1.5
775 | YOUNICOS FACILITY |  | DG_YOUNICOS_YINC1_1 | TRAVIS | STORAGE | SOUTH | 2015 | 2 | 2 | 2 | 2 | 2 | 2 | 2 | 2 | 2 | 2
776 | Operational Capacity Total (Storage) | [6 empty] | 234.6 | 234.6 | 234.6 | 234.6 | 234.6 | 234.6 | 234.6 | 234.6 | 234.6 | 234.6
777 | Storage Peak Average Capacity Percentage |  | STORAGE_PEAK_PCT | % |  |  |  | 0 | 0 | 0 | 0 | 0 | 0 | 0 | 0 | 0 | 0
778
779 | Reliability Must-Run (RMR) Capacity |  | RMR_CAP_CONT |  | GAS |  |  | 0 | 0 | 0 | 0 | 0 | 0 | 0 | 0 | 0 | 0
780
781 | Capacity Pending Retirement |  | PENDRETIRE_CAP |  |  |  |  | 0 | 0 | 0 | 0 | 0 | 0 | 0 | 0 | 0 | 0
782
783 | Non-Synchronous Tie Resources
784 | EAST TIE |  | DC_E | FANNIN | OTHER | NORTH |  | 600 | 600 | 600 | 600 | 600 | 600 | 600 | 600 | 600 | 600
785 | NORTH TIE |  | DC_N | WILBARGER | OTHER | WEST |  | 220 | 220 | 220 | 220 | 220 | 220 | 220 | 220 | 220 | 220
786 | LAREDO VFT TIE |  | DC_L | WEBB | OTHER | SOUTH |  | 100 | 100 | 100 | 100 | 100 | 100 | 100 | 100 | 100 | 100
787 | SHARYLAND RAILROAD TIE |  | DC_R | HIDALGO | OTHER | SOUTH |  | 300 | 300 | 300 | 300 | 300 | 300 | 300 | 300 | 300 | 300
788 | Non-Synchronous Ties Total | [6 empty] | 1220 | 1220 | 1220 | 1220 | 1220 | 1220 | 1220 | 1220 | 1220 | 1220
789 | Non-Synchronous Ties Peak Average Capacity Percentage |  | DCTIE_PEAK_PCT | % |  |  |  | 69.67 | 69.67 | 69.67 | 69.67 | 69.67 | 69.67 | 69.67 | 69.67 | 69.67 | 69.67
790
791 | Planned Thermal Resources with Executed SGIA, Air Permit, GHG Permit and Proof of Adequate Water Supplies
792 | AIR PRODUCTS GCA | 21INR0012 |  | GALVESTON | GAS-ST | HOUSTON | 2022 | 60 | 60 | 60 | 60 | 60 | 60 | 60 | 60 | 60 | 60
793 | BRAES POWER PLANT | 20INR0221 |  | FORT BEND | GAS-GT | HOUSTON | 2022 | 408 | 408 | 408 | 408 | 408 | 408 | 408 | 408 | 408 | 408
794 | BRANDON (LP&L) (DGR) | 21INR0201 |  | LUBBOCK | GAS-GT | PANHANDLE | 2021 | 20 | 20 | 20 | 20 | 20 | 20 | 20 | 20 | 20 | 20
795 | CHAMON 2 | 19INR0056 |  | HARRIS | GAS-GT | HOUSTON | 2021 | 100 | 100 | 100 | 100 | 100 | 100 | 100 | 100 | 100 | 100
796 | MIRAGE | 17INR0022 |  | HARRIS | GAS-GT | HOUSTON | 2022 | 11 | 11 | 11 | 11 | 11 | 11 | 11 | 11 | 11 | 11
797 | OLD BLOOMINGTON ROAD | 19INR0057 |  | VICTORIA | GAS-GT | SOUTH | 2021 | 88 | 88 | 88 | 88 | 88 | 88 | 88 | 88 | 88 | 88
798 | PES 2 POWER STATION | 22INR0371 |  | HARRIS | GAS-GT | HOUSTON | 2021 | 89.1 | 89.1 | 89.1 | 89.1 | 89.1 | 89.1 | 89.1 | 89.1 | 89.1 | 89.1
799 | R MASSENGALE (LP&L) | 21INR0202 |  | LUBBOCK | GAS-CC | PANHANDLE | 2021 | 74 | 74 | 74 | 74 | 74 | 74 | 74 | 74 | 74 | 74
800 | TOPAZ POWER PLANT | 20INR0231 |  | GALVESTON | GAS-GT | HOUSTON | 2021 | 445.3 | 445.3 | 445.3 | 445.3 | 445.3 | 445.3 | 445.3 | 445.3 | 445.3 | 445.3
801 | TY COOKE (LP&L) | 21INR0506 |  | LUBBOCK | GAS-GT | PANHANDLE | 2021 | 31 | 31 | 31 | 31 | 31 | 31 | 31 | 31 | 31 | 31
802 | Planned Capacity Total (Nuclear, Coal, Gas, Biomass) | [6 empty] | 1326.4 | 1326.4 | 1326.4 | 1326.4 | 1326.4 | 1326.4 | 1326.4 | 1326.4 | 1326.4 | 1326.4
803
804 | Planned Wind Resources with Executed SGIA
805 | CHALUPA WIND | 20INR0042 |  | CAMERON | WIND-C | COASTAL | 2021 | 173.3 | 173.3 | 173.3 | 173.3 | 173.3 | 173.3 | 173.3 | 173.3 | 173.3 | 173.3
806 | CRANEL WIND | 19INR0112 |  | REFUGIO | WIND-C | COASTAL | 2021 | 220 | 220 | 220 | 220 | 220 | 220 | 220 | 220 | 220 | 220
807 | EAST RAYMOND WIND | 18INR0059 |  | WILLACY | WIND-C | COASTAL | 2021 | 200.2 | 200.2 | 200.2 | 200.2 | 200.2 | 200.2 | 200.2 | 200.2 | 200.2 | 200.2
808 | EL ALGODON ALTO W | 15INR0034 |  | SAN PATRICIO | WIND-C | COASTAL | 2021 | 201 | 201 | 201 | 201 | 201 | 201 | 201 | 201 | 201 | 201
809 | EL SUAZ RANCH | 20INR0097 |  | WILLACY | WIND-C | COASTAL | 2022 | 0 | 301.7 | 301.7 | 301.7 | 301.7 | 301.7 | 301.7 | 301.7 | 301.7 | 301.7
810 | ESPIRITU WIND | 17INR0031 |  | CAMERON | WIND-C | COASTAL | 2021 | 25.2 | 25.2 | 25.2 | 25.2 | 25.2 | 25.2 | 25.2 | 25.2 | 25.2 | 25.2
811 | LAS MAJADAS WIND | 17INR0035 |  | WILLACY | WIND-C | COASTAL | 2021 | 272.6 | 272.6 | 272.6 | 272.6 | 272.6 | 272.6 | 272.6 | 272.6 | 272.6 | 272.6
812 | MONTE ALTO I | 19INR0022 |  | WILLACY | WIND-C | COASTAL | 2022 | 0 | 223.8 | 223.8 | 223.8 | 223.8 | 223.8 | 223.8 | 223.8 | 223.8 | 223.8
813 | SHAFFER (PATRIOT WIND/PETRONILLA) | 11INR0062 |  | NUECES | WIND-C | COASTAL | 2021 | 226.1 | 226.1 | 226.1 | 226.1 | 226.1 | 226.1 | 226.1 | 226.1 | 226.1 | 226.1
814 | WEST RAYMOND (EL TRUENO) WIND | 20INR0088 |  | WILLACY | WIND-C | COASTAL | 2021 | 239.8 | 239.8 | 239.8 | 239.8 | 239.8 | 239.8 | 239.8 | 239.8 | 239.8 | 239.8
815 | CAROL WIND | 20INR0217 |  | POTTER | WIND-P | PANHANDLE | 2022 | 169.2 | 169.2 | 169.2 | 169.2 | 169.2 | 169.2 | 169.2 | 169.2 | 169.2 | 169.2
816 | HART WIND | 16INR0033 |  | CASTRO | WIND-P | PANHANDLE | 2022 | 0 | 151.5 | 151.5 | 151.5 | 151.5 | 151.5 | 151.5 | 151.5 | 151.5 | 151.5
817 | AJAX WIND | 20INR0142 |  | WILBARGER | WIND-O | WEST | 2021 | 366.6 | 366.6 | 366.6 | 366.6 | 366.6 | 366.6 | 366.6 | 366.6 | 366.6 | 366.6
818 | ANCHOR WIND | 21INR0387 |  | EASTLAND | WIND-O | NORTH | 2021 | 262.9 | 262.9 | 262.9 | 262.9 | 262.9 | 262.9 | 262.9 | 262.9 | 262.9 | 262.9
819 | APOGEE WIND | 21INR0467 |  | HASKELL | WIND-O | WEST | 2021 | 393.2 | 393.2 | 393.2 | 393.2 | 393.2 | 393.2 | 393.2 | 393.2 | 393.2 | 393.2
820 | APPALOOSA RUN WIND_ | 20INR0249 |  | UPTON | WIND-O | WEST | 2023 | 0 | 175 | 175 | 175 | 175 | 175 | 175 | 175 | 175 | 175
821 | AQUILLA LAKE 2 WIND | 20INR0256 |  | HILL | WIND-O | NORTH | 2021 | 150.8 | 150.8 | 150.8 | 150.8 | 150.8 | 150.8 | 150.8 | 150.8 | 150.8 | 150.8
822 | AQUILLA LAKE WIND | 19INR0145 |  | HILL | WIND-O | NORTH | 2021 | 149.3 | 149.3 | 149.3 | 149.3 | 149.3 | 149.3 | 149.3 | 149.3 | 149.3 | 149.3
823 | AVIATOR WIND | 19INR0156 |  | COKE | WIND-O | WEST | 2020 | 525 | 525 | 525 | 525 | 525 | 525 | 525 | 525 | 525 | 525
824 | BAIRD NORTH WIND | 20INR0083 |  | CALLAHAN | WIND-O | WEST | 2021 | 350 | 350 | 350 | 350 | 350 | 350 | 350 | 350 | 350 | 350
825 | BARROW RANCH (JUMBO HILL WIND) | 18INR0038 |  | ANDREWS | WIND-O | WEST | 2021 | 160.7 | 160.7 | 160.7 | 160.7 | 160.7 | 160.7 | 160.7 | 160.7 | 160.7 | 160.7
826 | BLACKJACK CREEK WIND | 20INR0068 |  | BEE | WIND-O | SOUTH | 2021 | 240 | 240 | 240 | 240 | 240 | 240 | 240 | 240 | 240 | 240
827 | CACTUS FLATS WIND | 16INR0086 |  | CONCHO | WIND-O | WEST | 2021 | 148.4 | 148.4 | 148.4 | 148.4 | 148.4 | 148.4 | 148.4 | 148.4 | 148.4 | 148.4
828 | CANYON WIND | 18INR0030 |  | SCURRY | WIND-O | WEST | 2022 | 201.8 | 201.8 | 201.8 | 201.8 | 201.8 | 201.8 | 201.8 | 201.8 | 201.8 | 201.8
829 | COYOTE WIND | 17INR0027b |  | SCURRY | WIND-O | WEST | 2021 | 242.6 | 242.6 | 242.6 | 242.6 | 242.6 | 242.6 | 242.6 | 242.6 | 242.6 | 242.6
830 | EDMONDSON RANCH WIND | 18INR0043 |  | GLASSCOCK | WIND-O | WEST | 2022 | 0 | 293.3 | 293.3 | 293.3 | 293.3 | 293.3 | 293.3 | 293.3 | 293.3 | 293.3
831 | FOXTROT WIND | 20INR0129 |  | KARNES | WIND-O | SOUTH | 2022 | 504 | 504 | 504 | 504 | 504 | 504 | 504 | 504 | 504 | 504
832 | GRIFFIN TRAIL WIND | 20INR0052 |  | KNOX | WIND-O | WEST | 2021 | 225.6 | 225.6 | 225.6 | 225.6 | 225.6 | 225.6 | 225.6 | 225.6 | 225.6 | 225.6
833 | HARALD (BEARKAT WIND B) | 15INR0064b |  | GLASSCOCK | WIND-O | WEST | 2021 | 162.1 | 162.1 | 162.1 | 162.1 | 162.1 | 162.1 | 162.1 | 162.1 | 162.1 | 162.1
834 | HIDALGO II WIND | 19INR0053 |  | HIDALGO | WIND-O | SOUTH | 2021 | 50.4 | 50.4 | 50.4 | 50.4 | 50.4 | 50.4 | 50.4 | 50.4 | 50.4 | 50.4
835 | HIGH LONESOME W | 19INR0038 |  | CROCKETT | WIND-O | WEST | 2021 | 449.7 | 449.7 | 449.7 | 449.7 | 449.7 | 449.7 | 449.7 | 449.7 | 449.7 | 449.7
836 | HIGH LONESOME WIND PHASE II | 20INR0262 |  | CROCKETT | WIND-O | WEST | 2021 | 50.6 | 50.6 | 50.6 | 50.6 | 50.6 | 50.6 | 50.6 | 50.6 | 50.6 | 50.6
837 | HUTT WIND | 21INR0005 |  | MIDLAND | WIND-O | WEST | 2021 | 336 | 336 | 336 | 336 | 336 | 336 | 336 | 336 | 336 | 336
838 | KONTIKI 1 WIND (ERIK) | 19INR0099a |  | GLASSCOCK | WIND-O | WEST | 2023 | 0 | 250.1 | 250.1 | 250.1 | 250.1 | 250.1 | 250.1 | 250.1 | 250.1 | 250.1
839 | KONTIKI 2 WIND (ERNEST) | 19INR0099b |  | GLASSCOCK | WIND-O | WEST | 2023 | 0 | 250.1 | 250.1 | 250.1 | 250.1 | 250.1 | 250.1 | 250.1 | 250.1 | 250.1
840 | LORAINE WINDPARK PHASE III | 18INR0068 |  | MITCHELL | WIND-O | WEST | 2022 | 100 | 100 | 100 | 100 | 100 | 100 | 100 | 100 | 100 | 100
841 | LOMA PINTA WIND | 16INR0112 |  | LA SALLE | WIND-O | SOUTH | 2022 | 0 | 200 | 200 | 200 | 200 | 200 | 200 | 200 | 200 | 200
842 | MARYNEAL WINDPOWER | 18INR0031 |  | NOLAN | WIND-O | WEST | 2021 | 182.4 | 182.4 | 182.4 | 182.4 | 182.4 | 182.4 | 182.4 | 182.4 | 182.4 | 182.4
843 | MAVERICK CREEK I | 20INR0045 |  | CONCHO | WIND-O | WEST | 2021 | 373.2 | 373.2 | 373.2 | 373.2 | 373.2 | 373.2 | 373.2 | 373.2 | 373.2 | 373.2
844 | MAVERICK CREEK II | 20INR0046 |  | CONCHO | WIND-O | WEST | 2021 | 118.8 | 118.8 | 118.8 | 118.8 | 118.8 | 118.8 | 118.8 | 118.8 | 118.8 | 118.8
845 | MESTENO WIND | 16INR0081 |  | STARR | WIND-O | SOUTH | 2021 | 201.6 | 201.6 | 201.6 | 201.6 | 201.6 | 201.6 | 201.6 | 201.6 | 201.6 | 201.6
846 | MONARCH CREEK WIND | 21INR0263 |  | THROCKMORTON | WIND-O | WEST | 2021 | 209 | 209 | 209 | 209 | 209 | 209 | 209 | 209 | 209 | 209
847 | OVEJA WIND | 18INR0033 |  | IRION | WIND-O | WEST | 2021 | 302.4 | 302.4 | 302.4 | 302.4 | 302.4 | 302.4 | 302.4 | 302.4 | 302.4 | 302.4
848 | PRAIRIE HILL WIND | 19INR0100 |  | MCLENNAN | WIND-O | NORTH | 2021 | 300 | 300 | 300 | 300 | 300 | 300 | 300 | 300 | 300 | 300
849 | PRIDDY WIND | 16INR0085 |  | MILLS | WIND-O | NORTH | 2021 | 300 | 300 | 300 | 300 | 300 | 300 | 300 | 300 | 300 | 300
850 | RELOJ DEL SOL WIND | 17INR0025 |  | ZAPATA | WIND-O | SOUTH | 2021 | 209.3 | 209.3 | 209.3 | 209.3 | 209.3 | 209.3 | 209.3 | 209.3 | 209.3 | 209.3
851 | ROADRUNNER CROSSING WIND 1 | 19INR0117 |  | EASTLAND | WIND-O | NORTH | 2022 | 0 | 200.2 | 200.2 | 200.2 | 200.2 | 200.2 | 200.2 | 200.2 | 200.2 | 200.2
852 | RTS 2 WIND (HEART OF TEXAS WIND) | 18INR0016 |  | MCCULLOCH | WIND-O | SOUTH | 2020 | 179.8 | 179.8 | 179.8 | 179.8 | 179.8 | 179.8 | 179.8 | 179.8 | 179.8 | 179.8
853 | SAGE DRAW WIND | 19INR0163 |  | LYNN | WIND-O | WEST | 2020 | 338.4 | 338.4 | 338.4 | 338.4 | 338.4 | 338.4 | 338.4 | 338.4 | 338.4 | 338.4
854 | TG EAST WIND | 19INR0052 |  | KNOX | WIND-O | WEST | 2021 | 336 | 336 | 336 | 336 | 336 | 336 | 336 | 336 | 336 | 336
855 | VENADO WIND | 16INR0111 |  | STARR | WIND-O | SOUTH | 2021 | 201.6 | 201.6 | 201.6 | 201.6 | 201.6 | 201.6 | 201.6 | 201.6 | 201.6 | 201.6
856 | VERA WIND | 19INR0051 |  | KNOX | WIND-O | WEST | 2021 | 208.8 | 208.8 | 208.8 | 208.8 | 208.8 | 208.8 | 208.8 | 208.8 | 208.8 | 208.8
857 | VERA WIND V110 | 20INR0305 |  | KNOX | WIND-O | WEST | 2021 | 34 | 34 | 34 | 34 | 34 | 34 | 34 | 34 | 34 | 34
858 | VORTEX WIND | 20INR0120 |  | THROCKMORTON | WIND-O | WEST | 2021 | 350.1 | 350.1 | 350.1 | 350.1 | 350.1 | 350.1 | 350.1 | 350.1 | 350.1 | 350.1
859 | WHITE MESA WIND | 19INR0128 |  | CROCKETT | WIND-O | WEST | 2021 | 152.3 | 152.3 | 152.3 | 152.3 | 152.3 | 152.3 | 152.3 | 152.3 | 152.3 | 152.3
860 | WHITE MESA 2 WIND | 21INR0521 |  | COKE | WIND-O | WEST | 2021 | 348.3 | 348.3 | 348.3 | 348.3 | 348.3 | 348.3 | 348.3 | 348.3 | 348.3 | 348.3
861 | WHITEHORSE WIND | 19INR0080 |  | FISHER | WIND-O | WEST | 2020 | 418.9 | 418.9 | 418.9 | 418.9 | 418.9 | 418.9 | 418.9 | 418.9 | 418.9 | 418.9
862 | WILDWIND | 20INR0033 |  | COOKE | WIND-O | NORTH | 2021 | 180.1 | 180.1 | 180.1 | 180.1 | 180.1 | 180.1 | 180.1 | 180.1 | 180.1 | 180.1
863 | Planned Capacity Total (Wind) | [6 empty] | 11742.1 | 13787.8 | 13787.8 | 13787.8 | 13787.8 | 13787.8 | 13787.8 | 13787.8 | 13787.8 | 13787.8
864
865 | Planned Wind Capacity Sub-total (Coastal Counties) |  | WIND_PLANNED_C |  |  |  |  | 1558.2 | 2083.7 | 2083.7 | 2083.7 | 2083.7 | 2083.7 | 2083.7 | 2083.7 | 2083.7 | 2083.7
866 | Wind Peak Average Capacity Percentage (Coastal) |  | WIND_PL_PEAK_PCT_C | % |  |  |  | 61 | 61 | 61 | 61 | 61 | 61 | 61 | 61 | 61 | 61
867
868 | Planned Wind Capacity Sub-total (Panhandle Counties) |  | WIND_PLANNED_P |  |  |  |  | 169.2 | 320.7 | 320.7 | 320.7 | 320.7 | 320.7 | 320.7 | 320.7 | 320.7 | 320.7
869 | Wind Peak Average Capacity Percentage (Panhandle) |  | WIND_PL_PEAK_PCT_P | % |  |  |  | 29 | 29 | 29 | 29 | 29 | 29 | 29 | 29 | 29 | 29
870
871 | Planned Wind Capacity Sub-total (Other counties) |  | WIND_PLANNED_O |  |  |  |  | 10014.7 | 11383.4 | 11383.4 | 11383.4 | 11383.4 | 11383.4 | 11383.4 | 11383.4 | 11383.4 | 11383.4
872 | Wind Peak Average Capacity Percentage (Other) |  | WIND_PL_PEAK_PCT_O | % |  |  |  | 19 | 19 | 19 | 19 | 19 | 19 | 19 | 19 | 19 | 19
873
874 | Planned Solar Resources with Executed SGIA
875 | 7V SOLAR | 21INR0351 |  | FAYETTE | SOLAR | SOUTH | 2023 | 0 | 246.3 | 246.3 | 246.3 | 246.3 | 246.3 | 246.3 | 246.3 | 246.3 | 246.3
876 | ANDROMEDA SOLAR | 22INR0412 |  | SCURRY | SOLAR | WEST | 2023 | 0 | 374.4 | 374.4 | 374.4 | 374.4 | 374.4 | 374.4 | 374.4 | 374.4 | 374.4
877 | ANSON SOLAR | 19INR0081 |  | JONES | SOLAR | WEST | 2021 | 201.5 | 201.5 | 201.5 | 201.5 | 201.5 | 201.5 | 201.5 | 201.5 | 201.5 | 201.5
878 | ARAGORN SOLAR | 19INR0088 |  | CULBERSON | SOLAR | WEST | 2021 | 185 | 185 | 185 | 185 | 185 | 185 | 185 | 185 | 185 | 185
879 | ARMADILLO SOLAR | 21INR0421 |  | NAVARRO | SOLAR | NORTH | 2022 | 0 | 204 | 204 | 204 | 204 | 204 | 204 | 204 | 204 | 204
880 | AZURE SKY SOLAR | 21INR0477 |  | HASKELL | SOLAR | WEST | 2021 | 228.4 | 228.4 | 228.4 | 228.4 | 228.4 | 228.4 | 228.4 | 228.4 | 228.4 | 228.4
881 | BIG STAR SOLAR | 21INR0413 |  | BASTROP | SOLAR | SOUTH | 2022 | 220.6 | 220.6 | 220.6 | 220.6 | 220.6 | 220.6 | 220.6 | 220.6 | 220.6 | 220.6
882 | BLUE JAY SOLAR | 19INR0085 |  | GRIMES | SOLAR | NORTH | 2021 | 210 | 210 | 210 | 210 | 210 | 210 | 210 | 210 | 210 | 210
883 | BRAVEPOST SOLAR | 20INR0053 |  | TOM GREEN | SOLAR | WEST | 2022 | 200 | 200 | 200 | 200 | 200 | 200 | 200 | 200 | 200 | 200
884 | BRIGHT ARROW SOLAR | 22INR0242 |  | HOPKINS | SOLAR | NORTH | 2022 | 0 | 324.7 | 324.7 | 324.7 | 324.7 | 324.7 | 324.7 | 324.7 | 324.7 | 324.7
885 | BRIGHTSIDE SOLAR | 18INR0060 |  | BEE | SOLAR | SOUTH | 2021 | 50 | 50 | 50 | 50 | 50 | 50 | 50 | 50 | 50 | 50
886 | CAROL SOLAR | 21INR0274 |  | POTTER | SOLAR | PANHANDLE | 2022 | 223.2 | 223.2 | 223.2 | 223.2 | 223.2 | 223.2 | 223.2 | 223.2 | 223.2 | 223.2
887 | CASTRO SOLAR | 20INR0050 |  | CASTRO | SOLAR | PANHANDLE | 2022 | 0 | 222.9 | 222.9 | 222.9 | 222.9 | 222.9 | 222.9 | 222.9 | 222.9 | 222.9
888 | CONCHO VALLEY SOLAR | 21INR0384 |  | TOM GREEN | SOLAR | WEST | 2022 | 159.8 | 159.8 | 159.8 | 159.8 | 159.8 | 159.8 | 159.8 | 159.8 | 159.8 | 159.8
889 | CONIGLIO SOLAR | 20INR0037 |  | FANNIN | SOLAR | NORTH | 2021 | 125.7 | 125.7 | 125.7 | 125.7 | 125.7 | 125.7 | 125.7 | 125.7 | 125.7 | 125.7
890 | CORAZON SOLAR PHASE I | 15INR0044 |  | WEBB | SOLAR | SOUTH | 2021 | 202.6 | 202.6 | 202.6 | 202.6 | 202.6 | 202.6 | 202.6 | 202.6 | 202.6 | 202.6
891 | CORAZON SOLAR PHASE II | 22INR0257 |  | WEBB | SOLAR | SOUTH | 2022 | 202.6 | 202.6 | 202.6 | 202.6 | 202.6 | 202.6 | 202.6 | 202.6 | 202.6 | 202.6
892 | COTTONWOOD BAYOU | 19INR0134 |  | BRAZORIA | SOLAR | COASTAL | 2023 | 0 | 150 | 150 | 150 | 150 | 150 | 150 | 150 | 150 | 150
893 | COTTONWOOD BAYOU SOLAR II | 21INR0228 |  | BRAZORIA | SOLAR | COASTAL | 2023 | 0 | 200 | 200 | 200 | 200 | 200 | 200 | 200 | 200 | 200
894 | CROWDED STAR SOLAR | 20INR0241 |  | JONES | SOLAR | WEST | 2023 | 0 | 0 | 217.6 | 217.6 | 217.6 | 217.6 | 217.6 | 217.6 | 217.6 | 217.6
895 | CROWDED STAR SOLAR II | 22INR0274 |  | JONES | SOLAR | WEST | 2023 | 0 | 0 | 185 | 185 | 185 | 185 | 185 | 185 | 185 | 185
896 | CUTLASS SOLAR | 19INR0131 |  | FORT BEND | SOLAR | HOUSTON | 2022 | 0 | 300 | 300 | 300 | 300 | 300 | 300 | 300 | 300 | 300
897 | DANCIGER SOLAR | 20INR0098 |  | BRAZORIA | SOLAR | COASTAL | 2022 | 203.2 | 203.2 | 203.2 | 203.2 | 203.2 | 203.2 | 203.2 | 203.2 | 203.2 | 203.2
898 | DANISH FIELDS SOLAR I | 20INR0069 |  | WHARTON | SOLAR | SOUTH | 2022 | 201 | 201 | 201 | 201 | 201 | 201 | 201 | 201 | 201 | 201
899 | DANISH FIELDS SOLAR II | 21INR0016 |  | WHARTON | SOLAR | SOUTH | 2022 | 201 | 201 | 201 | 201 | 201 | 201 | 201 | 201 | 201 | 201
900 | DANISH FIELDS SOLAR III | 21INR0017 |  | WHARTON | SOLAR | SOUTH | 2022 | 201 | 201 | 201 | 201 | 201 | 201 | 201 | 201 | 201 | 201
901 | DAWN SOLAR | 20INR0255 |  | DEAF SMITH | SOLAR | PANHANDLE | 2021 | 515.7 | 515.7 | 515.7 | 515.7 | 515.7 | 515.7 | 515.7 | 515.7 | 515.7 | 515.7
902 | DELILAH SOLAR 1 | 22INR0202 |  | LAMAR | SOLAR | NORTH | 2022 | 300 | 300 | 300 | 300 | 300 | 300 | 300 | 300 | 300 | 300
903 | DELILAH SOLAR 2 | 22INR0203 |  | LAMAR | SOLAR | NORTH | 2023 | 0 | 310 | 310 | 310 | 310 | 310 | 310 | 310 | 310 | 310
904 | DELILAH SOLAR 3 | 23INR0042 |  | LAMAR | SOLAR | NORTH | 2023 | 0 | 200 | 200 | 200 | 200 | 200 | 200 | 200 | 200 | 200
905 | DELILAH SOLAR 4 | 23INR0060 |  | LAMAR | SOLAR | NORTH | 2023 | 0 | 90 | 90 | 90 | 90 | 90 | 90 | 90 | 90 | 90
906 | EIFFEL SOLAR | 22INR0223 |  | LAMAR | SOLAR | NORTH | 2022 | 0 | 200 | 200 | 200 | 200 | 200 | 200 | 200 | 200 | 200
907 | ELARA SOLAR | 21INR0276 |  | FRIO | SOLAR | SOUTH | 2021 | 132.4 | 132.4 | 132.4 | 132.4 | 132.4 | 132.4 | 132.4 | 132.4 | 132.4 | 132.4
908 | EMERALD GROVE SOLAR (PECOS SOLAR POWER I) | 15INR0059 |  | PECOS | SOLAR | WEST | 2022 | 108 | 108 | 108 | 108 | 108 | 108 | 108 | 108 | 108 | 108
909 | EQUINOX SOLAR 1 | 21INR0226 |  | STARR | SOLAR | SOUTH | 2023 | 0 | 200 | 200 | 200 | 200 | 200 | 200 | 200 | 200 | 200
910 | EUNICE SOLAR | 20INR0219 |  | ANDREWS | SOLAR | WEST | 2021 | 426.7 | 426.7 | 426.7 | 426.7 | 426.7 | 426.7 | 426.7 | 426.7 | 426.7 | 426.7
911 | FIGHTING JAYS SOLAR | 21INR0278 |  | FORT BEND | SOLAR | HOUSTON | 2022 | 351.3 | 351.3 | 351.3 | 351.3 | 351.3 | 351.3 | 351.3 | 351.3 | 351.3 | 351.3
912 | FORT BEND SOLAR | 18INR0053 |  | FORT BEND | SOLAR | HOUSTON | 2021 | 240 | 240 | 240 | 240 | 240 | 240 | 240 | 240 | 240 | 240
913 | FRYE SOLAR | 20INR0080 |  | SWISHER | SOLAR | PANHANDLE | 2022 | 0 | 500 | 500 | 500 | 500 | 500 | 500 | 500 | 500 | 500
914 | GALLOWAY 1 SOLAR | 19INR0121 |  | CONCHO | SOLAR | WEST | 2021 | 257 | 257 | 257 | 257 | 257 | 257 | 257 | 257 | 257 | 257
915 | GALLOWAY 2 SOLAR | 21INR0431 |  | CONCHO | SOLAR | WEST | 2022 | 110 | 110 | 110 | 110 | 110 | 110 | 110 | 110 | 110 | 110
916 | GOLINDA SOLAR | 21INR0434 |  | FALLS | SOLAR | NORTH | 2023 | 0 | 103.1 | 103.1 | 103.1 | 103.1 | 103.1 | 103.1 | 103.1 | 103.1 | 103.1
917 | GRANDSLAM SOLAR | 21INR0391 |  | ATASCOSA | SOLAR | SOUTH | 2022 | 0 | 228.2 | 228.2 | 228.2 | 228.2 | 228.2 | 228.2 | 228.2 | 228.2 | 228.2
918 | GREEN HOLLY SOLAR | 21INR0021 |  | DAWSON | SOLAR | WEST | 2023 | 0 | 413.6 | 413.6 | 413.6 | 413.6 | 413.6 | 413.6 | 413.6 | 413.6 | 413.6
919 | HOPKINS SOLAR | 20INR0210 |  | HOPKINS | SOLAR | NORTH | 2022 | 0 | 320 | 320 | 320 | 320 | 320 | 320 | 320 | 320 | 320
920 | HOVEY (BARILLA SOLAR 1B) | 12INR0059b |  | PECOS | SOLAR | WEST | 2020 | 7.4 | 7.4 | 7.4 | 7.4 | 7.4 | 7.4 | 7.4 | 7.4 | 7.4 | 7.4
921 | IMPACT SOLAR | 19INR0151 |  | LAMAR | SOLAR | NORTH | 2021 | 198.5 | 198.5 | 198.5 | 198.5 | 198.5 | 198.5 | 198.5 | 198.5 | 198.5 | 198.5
922 | INDIGO SOLAR | 21INR0031 |  | FISHER | SOLAR | WEST | 2021 | 125 | 125 | 125 | 125 | 125 | 125 | 125 | 125 | 125 | 125
923 | JADE SOLAR | 22INR0360 |  | SCURRY | SOLAR | WEST | 2022 | 0 | 374.4 | 374.4 | 374.4 | 374.4 | 374.4 | 374.4 | 374.4 | 374.4 | 374.4
924 | JUNO SOLAR PHASE I | 21INR0026 |  | BORDEN | SOLAR | WEST | 2021 | 162.1 | 162.1 | 162.1 | 162.1 | 162.1 | 162.1 | 162.1 | 162.1 | 162.1 | 162.1
925 | JUNO SOLAR PHASE II | 21INR0501 |  | BORDEN | SOLAR | WEST | 2021 | 143.5 | 143.5 | 143.5 | 143.5 | 143.5 | 143.5 | 143.5 | 143.5 | 143.5 | 143.5
926 | LILY SOLAR | 19INR0044 |  | KAUFMAN | SOLAR | NORTH | 2021 | 147.6 | 147.6 | 147.6 | 147.6 | 147.6 | 147.6 | 147.6 | 147.6 | 147.6 | 147.6
927 | LONGBOW SOLAR | 20INR0026 |  | BRAZORIA | SOLAR | COASTAL | 2022 | 80 | 80 | 80 | 80 | 80 | 80 | 80 | 80 | 80 | 80
928 | LONG DRAW SOLAR | 18INR0055 |  | BORDEN | SOLAR | WEST | 2021 | 225 | 225 | 225 | 225 | 225 | 225 | 225 | 225 | 225 | 225
929 | LONG POINT SOLAR | 19INR0042 |  | BRAZORIA | SOLAR | COASTAL | 2022 | 101.3 | 101.3 | 101.3 | 101.3 | 101.3 | 101.3 | 101.3 | 101.3 | 101.3 | 101.3
930 | MALEZA SOLAR | 21INR0220 |  | FORT BEND | SOLAR | HOUSTON | 2023 | 0 | 254.9 | 254.9 | 254.9 | 254.9 | 254.9 | 254.9 | 254.9 | 254.9 | 254.9
931 | MISAE SOLAR | 18INR0045 |  | CHILDRESS | SOLAR | PANHANDLE | 2021 | 240 | 240 | 240 | 240 | 240 | 240 | 240 | 240 | 240 | 240
932 | MISAE SOLAR II | 20INR0091 |  | CHILDRESS | SOLAR | PANHANDLE | 2023 | 0 | 0 | 517.3 | 517.3 | 517.3 | 517.3 | 517.3 | 517.3 | 517.3 | 517.3
933 | MORROW LAKE SOLAR | 19INR0155 |  | FRIO | SOLAR | SOUTH | 2022 | 204 | 204 | 204 | 204 | 204 | 204 | 204 | 204 | 204 | 204
934 | MUSTANG CREEK SOLAR | 18INR0050 |  | JACKSON | SOLAR | SOUTH | 2022 | 152.3 | 152.3 | 152.3 | 152.3 | 152.3 | 152.3 | 152.3 | 152.3 | 152.3 | 152.3
935 | MYRTLE SOLAR | 19INR0041 |  | BRAZORIA | SOLAR | COASTAL | 2022 | 240 | 240 | 240 | 240 | 240 | 240 | 240 | 240 | 240 | 240
936 | MYRTLE SOLAR II | 20INR0263 |  | BRAZORIA | SOLAR | COASTAL | 2022 | 100 | 100 | 100 | 100 | 100 | 100 | 100 | 100 | 100 | 100
937 | NABATOTO SOLAR NORTH | 21INR0428 |  | LEON | SOLAR | NORTH | 2022 | 400 | 400 | 400 | 400 | 400 | 400 | 400 | 400 | 400 | 400
938 | NAZARETH SOLAR | 16INR0049 |  | CASTRO | SOLAR | PANHANDLE | 2023 | 0 | 201 | 201 | 201 | 201 | 201 | 201 | 201 | 201 | 201
939 | NOBLE SOLAR | 20INR0214 |  | DENTON | SOLAR | NORTH | 2022 | 279 | 279 | 279 | 279 | 279 | 279 | 279 | 279 | 279 | 279
940 | NORTON SOLAR | 19INR0035 |  | RUNNELS | SOLAR | WEST | 2022 | 125 | 125 | 125 | 125 | 125 | 125 | 125 | 125 | 125 | 125
941 | OLD 300 SOLAR CENTER | 21INR0406 |  | FORT BEND | SOLAR | HOUSTON | 2021 | 438.8 | 438.8 | 438.8 | 438.8 | 438.8 | 438.8 | 438.8 | 438.8 | 438.8 | 438.8
942 | OLD HICKORY SOLAR | 20INR0236 |  | JACKSON | SOLAR | SOUTH | 2022 | 206 | 206 | 206 | 206 | 206 | 206 | 206 | 206 | 206 | 206
943 | EAST BLACKLAND SOLAR (PFLUGERVILLE SOLAR) | 15INR0090 |  | TRAVIS | SOLAR | SOUTH | 2021 | 144 | 144 | 144 | 144 | 144 | 144 | 144 | 144 | 144 | 144
944 | PHOENIX SOLAR | 19INR0091 |  | FANNIN | SOLAR | NORTH | 2021 | 83.9 | 83.9 | 83.9 | 83.9 | 83.9 | 83.9 | 83.9 | 83.9 | 83.9 | 83.9
945 | PINE FOREST SOLAR | 20INR0203 |  | HOPKINS | SOLAR | NORTH | 2022 | 0 | 284.3 | 284.3 | 284.3 | 284.3 | 284.3 | 284.3 | 284.3 | 284.3 | 284.3
946 | PISGAH RIDGE SOLAR | 22INR0254 |  | NAVARRO | SOLAR | NORTH | 2022 | 0 | 253.9 | 253.9 | 253.9 | 253.9 | 253.9 | 253.9 | 253.9 | 253.9 | 253.9
947 | PROSPERO SOLAR II | 21INR0229 |  | ANDREWS | SOLAR | WEST | 2021 | 252.9 | 252.9 | 252.9 | 252.9 | 252.9 | 252.9 | 252.9 | 252.9 | 252.9 | 252.9
948 | RADIAN SOLAR | 21INR0205 |  | BROWN | SOLAR | NORTH | 2022 | 0 | 374.4 | 374.4 | 374.4 | 374.4 | 374.4 | 374.4 | 374.4 | 374.4 | 374.4
949 | PLAINVIEW SOLAR (RAMSEY SOLAR) | 20INR0130 |  | WHARTON | SOLAR | SOUTH | 2021 | 514 | 514 | 514 | 514 | 514 | 514 | 514 | 514 | 514 | 514
950 | RAYOS DEL SOL | 19INR0045 |  | CAMERON | SOLAR | COASTAL | 2021 | 137.4 | 137.4 | 137.4 | 137.4 | 137.4 | 137.4 | 137.4 | 137.4 | 137.4 | 137.4
951 | REDBARN SOLAR 1 (RE MAPLEWOOD 2A SOLAR) | 17INR0020a |  | PECOS | SOLAR | WEST | 2021 | 222 | 222 | 222 | 222 | 222 | 222 | 222 | 222 | 222 | 222
952 | REDBARN SOLAR 2 (RE MAPLEWOOD 2B SOLAR) | 17INR0020b |  | PECOS | SOLAR | WEST | 2021 | 28 | 28 | 28 | 28 | 28 | 28 | 28 | 28 | 28 | 28
953 | RED HOLLY SOLAR | 21INR0022 |  | DAWSON | SOLAR | WEST | 2023 | 0 | 0 | 260 | 260 | 260 | 260 | 260 | 260 | 260 | 260
954 | RED-TAILED HAWK SOLAR | 21INR0389 |  | WHARTON | SOLAR | SOUTH | 2022 | 355.3 | 355.3 | 355.3 | 355.3 | 355.3 | 355.3 | 355.3 | 355.3 | 355.3 | 355.3
955 | RODEO SOLAR | 19INR0103 |  | ANDREWS | SOLAR | WEST | 2022 | 200 | 200 | 200 | 200 | 200 | 200 | 200 | 200 | 200 | 200
956 | ROSELAND SOLAR | 20INR0205 |  | FALLS | SOLAR | NORTH | 2022 | 500 | 500 | 500 | 500 | 500 | 500 | 500 | 500 | 500 | 500
957 | RUETER SOLAR | 20INR0202 |  | BOSQUE | SOLAR | NORTH | 2022 | 0 | 200 | 200 | 200 | 200 | 200 | 200 | 200 | 200 | 200
958 | SAMSON SOLAR 1 | 21INR0221 |  | LAMAR | SOLAR | NORTH | 2021 | 250 | 250 | 250 | 250 | 250 | 250 | 250 | 250 | 250 | 250
959 | SAMSON SOLAR 2 | 21INR0490 |  | LAMAR | SOLAR | NORTH | 2023 | 0 | 200 | 200 | 200 | 200 | 200 | 200 | 200 | 200 | 200
960 | SAMSON SOLAR 3 | 21INR0491 |  | LAMAR | SOLAR | NORTH | 2021 | 250 | 250 | 250 | 250 | 250 | 250 | 250 | 250 | 250 | 250
961 | SBRANCH SOLAR PROJECT | 22INR0205 |  | WHARTON | SOLAR | SOUTH | 2022 | 230 | 230 | 230 | 230 | 230 | 230 | 230 | 230 | 230 | 230
962 | SECOND DIVISION SOLAR | 20INR0248 |  | BRAZORIA | SOLAR | COASTAL | 2022 | 100 | 100 | 100 | 100 | 100 | 100 | 100 | 100 | 100 | 100
963 | SHAKES SOLAR | 19INR0073 |  | ZAVALA | SOLAR | SOUTH | 2022 | 0 | 206 | 206 | 206 | 206 | 206 | 206 | 206 | 206 | 206
964 | SIGNAL SOLAR | 20INR0208 |  | HUNT | SOLAR | NORTH | 2022 | 50 | 50 | 50 | 50 | 50 | 50 | 50 | 50 | 50 | 50
965 | SODA LAKE SOLAR 2 | 20INR0143 |  | CRANE | SOLAR | WEST | 2023 | 0 | 203 | 203 | 203 | 203 | 203 | 203 | 203 | 203 | 203
966 | SOLEMIO | 19INR0093 |  | HOPKINS | SOLAR | NORTH | 2022 | 81.4 | 81.4 | 81.4 | 81.4 | 81.4 | 81.4 | 81.4 | 81.4 | 81.4 | 81.4
967 | SPACE CITY SOLAR | 21INR0341 |  | WHARTON | SOLAR | SOUTH | 2022 | 609.7 | 609.7 | 609.7 | 609.7 | 609.7 | 609.7 | 609.7 | 609.7 | 609.7 | 609.7
968 | SPANISH CROWN | 21INR0323 |  | FALLS | SOLAR | NORTH | 2022 | 0 | 103.1 | 103.1 | 103.1 | 103.1 | 103.1 | 103.1 | 103.1 | 103.1 | 103.1
969 | SPARTA SOLAR | 22INR0352 |  | BEE | SOLAR | SOUTH | 2022 | 256 | 256 | 256 | 256 | 256 | 256 | 256 | 256 | 256 | 256
970 | STARR SOLAR RANCH | 20INR0216 |  | STARR | SOLAR | SOUTH | 2022 | 0 | 136 | 136 | 136 | 136 | 136 | 136 | 136 | 136 | 136
971 | STRATEGIC SOLAR 1 | 20INR0081 |  | ELLIS | SOLAR | NORTH | 2021 | 136.8 | 136.8 | 136.8 | 136.8 | 136.8 | 136.8 | 136.8 | 136.8 | 136.8 | 136.8
972 | SUN VALLEY | 19INR0169 |  | HILL | SOLAR | NORTH | 2022 | 0 | 250 | 250 | 250 | 250 | 250 | 250 | 250 | 250 | 250
973 | TAYGETE II SOLAR | 21INR0233 |  | PECOS | SOLAR | WEST | 2021 | 203.8 | 203.8 | 203.8 | 203.8 | 203.8 | 203.8 | 203.8 | 203.8 | 203.8 | 203.8
974 | TAYGETE SOLAR | 20INR0054 |  | PECOS | SOLAR | WEST | 2021 | 254.8 | 254.8 | 254.8 | 254.8 | 254.8 | 254.8 | 254.8 | 254.8 | 254.8 | 254.8
975 | TEXAS SOLAR NOVA | 19INR0001 |  | KENT | SOLAR | WEST | 2022 | 252.2 | 252.2 | 252.2 | 252.2 | 252.2 | 252.2 | 252.2 | 252.2 | 252.2 | 252.2
976 | TITAN SOLAR (IP TITAN) | 20INR0032 |  | CULBERSON | SOLAR | WEST | 2021 | 267.9 | 267.9 | 267.9 | 267.9 | 267.9 | 267.9 | 267.9 | 267.9 | 267.9 | 267.9
977 | TRES BAHIAS SOLAR | 20INR0266 |  | CALHOUN | SOLAR | COASTAL | 2022 | 195 | 195 | 195 | 195 | 195 | 195 | 195 | 195 | 195 | 195
978 | TYSON NICK SOLAR | 20INR0222 |  | LAMAR | SOLAR | NORTH | 2022 | 90 | 90 | 90 | 90 | 90 | 90 | 90 | 90 | 90 | 90
979 | VANCOURT SOLAR | 21INR0213 |  | CAMERON | SOLAR | COASTAL | 2021 | 45.7 | 45.7 | 45.7 | 45.7 | 45.7 | 45.7 | 45.7 | 45.7 | 45.7 | 45.7
980 | VISION SOLAR 1 | 20INR0082 |  | NAVARRO | SOLAR | NORTH | 2021 | 129.2 | 129.2 | 129.2 | 129.2 | 129.2 | 129.2 | 129.2 | 129.2 | 129.2 | 129.2
981 | WAGYU SOLAR | 18INR0062 |  | BRAZORIA | SOLAR | COASTAL | 2021 | 120 | 120 | 120 | 120 | 120 | 120 | 120 | 120 | 120 | 120
982 | WESTORIA SOLAR | 20INR0101 |  | BRAZORIA | SOLAR | COASTAL | 2021 | 203.4 | 203.4 | 203.4 | 203.4 | 203.4 | 203.4 | 203.4 | 203.4 | 203.4 | 203.4
983 | ZIER SOLAR | 21INR0019 |  | KINNEY | SOLAR | SOUTH | 2022 | 160 | 160 | 160 | 160 | 160 | 160 | 160 | 160 | 160 | 160
984 | Planned Capacity Total (Solar) | [6 empty] | 15355.6 | 22983.8 | 24163.7 | 24163.7 | 24163.7 | 24163.7 | 24163.7 | 24163.7 | 24163.7 | 24163.7
985 | Solar Peak Average Capacity Percentage |  | SOLAR_PL_PEAK_PCT | % |  |  |  | 80 | 80 | 80 | 80 | 80 | 80 | 80 | 80 | 80 | 80
986
987 | Planned Storage Resources with Executed SGIA
988 | ANCHOR BESS | 21INR0474 |  | EASTLAND | STORAGE | NORTH | 2021 | 71.4 | 71.4 | 71.4 | 71.4 | 71.4 | 71.4 | 71.4 | 71.4 | 71.4 | 71.4
989 | AZURE SKY BESS | 21INR0476 |  | HASKELL | STORAGE | WEST | 2021 | 77.6 | 77.6 | 77.6 | 77.6 | 77.6 | 77.6 | 77.6 | 77.6 | 77.6 | 77.6
990 | BAT CAVE | 21INR0365 |  | MASON | STORAGE | SOUTH | 2021 | 100.5 | 100.5 | 100.5 | 100.5 | 100.5 | 100.5 | 100.5 | 100.5 | 100.5 | 100.5
991 | BRP DICKENS BESS | 22INR0325 |  | DICKENS | STORAGE | PANHANDLE | 2022 | 202.4 | 202.4 | 202.4 | 202.4 | 202.4 | 202.4 | 202.4 | 202.4 | 202.4 | 202.4
992 | BRP PALEO BESS | 22INR0322 |  | HALE | STORAGE | PANHANDLE | 2022 | 0 | 202.4 | 202.4 | 202.4 | 202.4 | 202.4 | 202.4 | 202.4 | 202.4 | 202.4
993 | CHISHOLM GRID | 20INR0089 |  | TARRANT | STORAGE | NORTH | 2021 | 101.7 | 101.7 | 101.7 | 101.7 | 101.7 | 101.7 | 101.7 | 101.7 | 101.7 | 101.7
994 | CROSSETT POWER BATT | 21INR0510 |  | CRANE | STORAGE | WEST | 2021 | 200 | 200 | 200 | 200 | 200 | 200 | 200 | 200 | 200 | 200
995 | ENDURANCE PARK STORAGE | 21INR0479 |  | SCURRY | STORAGE | WEST | 2022 | 52.3 | 52.3 | 52.3 | 52.3 | 52.3 | 52.3 | 52.3 | 52.3 | 52.3 | 52.3
996 | EUNICE STORAGE | 20INR0220 |  | ANDREWS | STORAGE | WEST | 2021 | 40.3 | 40.3 | 40.3 | 40.3 | 40.3 | 40.3 | 40.3 | 40.3 | 40.3 | 40.3
997 | GAMBIT | 21INR0364 |  | BRAZORIA | STORAGE | COASTAL | 2021 | 100 | 100 | 100 | 100 | 100 | 100 | 100 | 100 | 100 | 100
998 | GREEN HOLLY STORAGE | 21INR0029 |  | DAWSON | STORAGE | WEST | 2023 | 0 | 0 | 50 | 50 | 50 | 50 | 50 | 50 | 50 | 50
999 | HIGH LONESOME BESS | 20INR0280 |  | CROCKETT | STORAGE | WEST | 2022 | 51.1 | 51.1 | 51.1 | 51.1 | 51.1 | 51.1 | 51.1 | 51.1 | 51.1 | 51.1
1000 | IGNACIO GRID | 21INR0522 |  | HIDALGO | STORAGE | SOUTH | 2022 | 101.5 | 101.5 | 101.5 | 101.5 | 101.5 | 101.5 | 101.5 | 101.5 | 101.5 | 101.5
1001 | LILY STORAGE | 20INR0294 |  | KAUFMAN | STORAGE | NORTH | 2021 | 51.7 | 51.7 | 51.7 | 51.7 | 51.7 | 51.7 | 51.7 | 51.7 | 51.7 | 51.7
1002 | MADERO GRID | 21INR0244 |  | HIDALGO | STORAGE | SOUTH | 2022 | 101.5 | 101.5 | 101.5 | 101.5 | 101.5 | 101.5 | 101.5 | 101.5 | 101.5 | 101.5
1003 | NORTH FORK | 20INR0276 |  | WILLIAMSON | STORAGE | SOUTH | 2021 | 100.5 | 100.5 | 100.5 | 100.5 | 100.5 | 100.5 | 100.5 | 100.5 | 100.5 | 100.5
1004 | QUEEN BESS | 20INR0281 |  | UPTON | STORAGE | WEST | 2022 | 51.1 | 51.1 | 51.1 | 51.1 | 51.1 | 51.1 | 51.1 | 51.1 | 51.1 | 51.1
1005 | RED HOLLY STORAGE | 21INR0033 |  | DAWSON | STORAGE | WEST | 2023 | 0 | 0 | 50 | 50 | 50 | 50 | 50 | 50 | 50 | 50
1006 | REPUBLIC ROAD STORAGE | 21INR0460 |  | ROBERTSON | STORAGE | NORTH | 2021 | 51.8 | 51.8 | 51.8 | 51.8 | 51.8 | 51.8 | 51.8 | 51.8 | 51.8 | 51.8
1007 | ROUGHNECK STORAGE | 19INR0176 |  | BRAZORIA | STORAGE | COASTAL | 2021 | 50 | 50 | 50 | 50 | 50 | 50 | 50 | 50 | 50 | 50
1008 | RYAN ENERGY STORAGE | 20INR0246 |  | CORYELL | STORAGE | NORTH | 2023 | 0 | 50 | 50 | 50 | 50 | 50 | 50 | 50 | 50 | 50
1009 | SILICON HILL STORAGE | 20INR0291 |  | TRAVIS | STORAGE | SOUTH | 2021 | 100 | 100 | 100 | 100 | 100 | 100 | 100 | 100 | 100 | 100
1010 | SP TX-12B BESS | 21INR0357 |  | UPTON | STORAGE | WEST | 2021 | 22.7 | 22.7 | 22.7 | 22.7 | 22.7 | 22.7 | 22.7 | 22.7 | 22.7 | 22.7
1011 | VORTEX BESS | 21INR0473 |  | THROCKMORTON | STORAGE | WEST | 2021 | 121.8 | 121.8 | 121.8 | 121.8 | 121.8 | 121.8 | 121.8 | 121.8 | 121.8 | 121.8
1012 | BRP DICKINSON (DGR) |  | BRP_DIKN_UNIT1 | GALVESTON | STORAGE | HOUSTON | 2020 | 9.9 | 9.9 | 9.9 | 9.9 | 9.9 | 9.9 | 9.9 | 9.9 | 9.9 | 9.9
1013 | BRP PUEBLO I (DGR) |  | BRP_PBL1_UNIT1 | MAVERICK | STORAGE | SOUTH | 2021 | 10 | 10 | 10 | 10 | 10 | 10 | 10 | 10 | 10 | 10
1014 | BRP PUEBLO II (DGR) |  | BRP_PBL2_UNIT1 | MAVERICK | STORAGE | SOUTH | 2020 | 10 | 10 | 10 | 10 | 10 | 10 | 10 | 10 | 10 | 10
1015 | BRP RANCHTOWN (DGR) |  | BRP_RNC1_UNIT1 | BEXAR | STORAGE | SOUTH | 2021 | 9.9 | 9.9 | 9.9 | 9.9 | 9.9 | 9.9 | 9.9 | 9.9 | 9.9 | 9.9
1016 | BRP ZAPATA I (DGR) |  | BRP_ZPT1_UNIT1 | ZAPATA | STORAGE | SOUTH | 2020 | 10 | 10 | 10 | 10 | 10 | 10 | 10 | 10 | 10 | 10
1017 | BRP ZAPATA II (DGR) |  | BRP_ZPT2_UNIT1 | ZAPATA | STORAGE | SOUTH | 2021 | 10 | 10 | 10 | 10 | 10 | 10 | 10 | 10 | 10 | 10
1018 | FLOWER VALLEY BATTERY (DGR) |  | FLVABES1_FLATU1 | REEVES | STORAGE | WEST | 2020 | 9.9 | 9.9 | 9.9 | 9.9 | 9.9 | 9.9 | 9.9 | 9.9 | 9.9 | 9.9
1019 | SNYDER (DGR) |  | SNY_BESS_UNIT1 | SCURRY | STORAGE | WEST | 2021 | 9.95 | 9.95 | 9.95 | 9.95 | 9.95 | 9.95 | 9.95 | 9.95 | 9.95 | 9.95
1020 | SWEETWATER BESS (DGR) |  | SWT_BESS_UNIT1 | NOLAN | STORAGE | WEST | 2021 | 9.95 | 9.95 | 9.95 | 9.95 | 9.95 | 9.95 | 9.95 | 9.95 | 9.95 | 9.95
1021 | SWOOSE BATTERY (DGR) |  | SWOOSE1_SWOOSEU1 | WARD | STORAGE | WEST | 2020 | 9.9 | 9.9 | 9.9 | 9.9 | 9.9 | 9.9 | 9.9 | 9.9 | 9.9 | 9.9
1022 | TOYAH POWER STATION (DGR) |  | TOYAH_BESS | REEVES | STORAGE | WEST | 2021 | 9.95 | 9.95 | 9.95 | 9.95 | 9.95 | 9.95 | 9.95 | 9.95 | 9.95 | 9.95
1023 | TRIPLE BUTTE (DGR) |  | TRIPBUT1_BELU1 | PECOS | STORAGE | WEST | 2021 | 7.5 | 7.5 | 7.5 | 7.5 | 7.5 | 7.5 | 7.5 | 7.5 | 7.5 | 7.5
1024 | WESTOVER BESS (DGR) |  | WOV_BESS_UNIT1 | ECTOR | STORAGE | WEST | 2021 | 9.95 | 9.95 | 9.95 | 9.95 | 9.95 | 9.95 | 9.95 | 9.95 | 9.95 | 9.95
1025 | Planned Capacity Total (Storage) | [6 empty] | 1876.8 | 2129.2 | 2229.2 | 2229.2 | 2229.2 | 2229.2 | 2229.2 | 2229.2 | 2229.2 | 2229.2
1026 | Storage Peak Average Capacity Percentage |  | STORAGE_PL_PEAK_PCT | % |  |  |  | 0 | 0 | 0 | 0 | 0 | 0 | 0 | 0 | 0 | 0
1027
1028 | Inactive Planned Resources
1029 | HALYARD WHARTON ENERGY CENTER | 16INR0044 |  | WHARTON | GAS-GT | SOUTH | 2021 | 484 | 484 | 484 | 484 | 484 | 484 | 484 | 484 | 484 | 484
1030 | BIG SAMPSON WIND | 16INR0104 |  | CROCKETT | WIND-O | WEST | 2023 | 0 | 0 | 400 | 400 | 400 | 400 | 400 | 400 | 400 | 400
1031 | CHOCOLATE BAYOU W | 16INR0074 |  | BRAZORIA | WIND-C | COASTAL | 2022 | 149.5 | 149.5 | 149.5 | 149.5 | 149.5 | 149.5 | 149.5 | 149.5 | 149.5 | 149.5
1032 | GOODNIGHT WIND | 14INR0033 |  | ARMSTRONG | WIND-P | PANHANDLE | 2022 | 0 | 506.6 | 506.6 | 506.6 | 506.6 | 506.6 | 506.6 | 506.6 | 506.6 | 506.6
1033 | MARIAH DEL ESTE | 13INR0010a |  | PARMER | WIND-P | PANHANDLE | 2020 | 152.5 | 152.5 | 152.5 | 152.5 | 152.5 | 152.5 | 152.5 | 152.5 | 152.5 | 152.5
1034 | NORTHDRAW WIND | 13INR0025 |  | RANDALL | WIND-P | PANHANDLE | 2020 | 150 | 150 | 150 | 150 | 150 | 150 | 150 | 150 | 150 | 150
1035 | PANHANDLE WIND 3 | 14INR0030c |  | CARSON | WIND-P | PANHANDLE | 2022 | 0 | 248 | 248 | 248 | 248 | 248 | 248 | 248 | 248 | 248
1036 | WILDROSE WIND (SWISHER WIND) | 13INR0038 |  | SWISHER | WIND-P | PANHANDLE | 2021 | 302.5 | 302.5 | 302.5 | 302.5 | 302.5 | 302.5 | 302.5 | 302.5 | 302.5 | 302.5
1037 | AGATE SOLAR | 20INR0023 |  | ELLIS | SOLAR | NORTH | 2020 | 60 | 60 | 60 | 60 | 60 | 60 | 60 | 60 | 60 | 60
1038 | GARNET SOLAR | 20INR0021 |  | WILLIAMSON | SOLAR | SOUTH | 2020 | 20 | 20 | 20 | 20 | 20 | 20 | 20 | 20 | 20 | 20
1039 | SPINEL SOLAR | 20INR0025 |  | MEDINA | SOLAR | SOUTH | 2020 | 30 | 30 | 30 | 30 | 30 | 30 | 30 | 30 | 30 | 30
1040 | HORIZON SOLAR | 21INR0261 |  | FRIO | SOLAR | SOUTH | 2022 | 0 | 204.1 | 204.1 | 204.1 | 204.1 | 204.1 | 204.1 | 204.1 | 204.1 | 204.1
1041 | Inactive Planned Capacity Total | [6 empty] | 1348.5 | 2307.2 | 2707.2 | 2707.2 | 2707.2 | 2707.2 | 2707.2 | 2707.2 | 2707.2 | 2707.2
1042
1043 | Seasonal Mothballed Resources
1044 | GREGORY POWER PARTNERS GT1 (AS OF 5/1/2020, AVAILABLE 5/1 THROUGH 9/30) |  | LGE_LGE_GT1 | SAN PATRICIO | GAS-CC | COASTAL | 2000 | 145 | 145 | 145 | 145 | 145 | 145 | 145 | 145 | 145 | 145
1045 | GREGORY POWER PARTNERS GT2 (AS OF 5/1/2020, AVAILABLE 5/1 THROUGH 9/30) |  | LGE_LGE_GT2 | SAN PATRICIO | GAS-CC | COASTAL | 2000 | 145 | 145 | 145 | 145 | 145 | 145 | 145 | 145 | 145 | 145
1046 | GREGORY POWER PARTNERS STG (AS OF 5/1/2020,AVAILABLE 5/1 THROUGH 9/30) |  | LGE_LGE_STG | SAN PATRICIO | GAS-CC | COASTAL | 2000 | 75 | 75 | 75 | 75 | 75 | 75 | 75 | 75 | 75 | 75
1047 | SPENCER STG U4 (AS OF 5/5/2020, AVAILABLE 5/20 THROUGH 10/10) |  | SPNCER_SPNCE_4 | DENTON | GAS-ST | NORTH | 1966 | 57 | 57 | 57 | 57 | 57 | 57 | 57 | 57 | 57 | 57
1048 | SPENCER STG U5 (AS OF 5/5/2020, AVAILABLE 5/20 THROUGH 10/10) |  | SPNCER_SPNCE_5 | DENTON | GAS-ST | NORTH | 1973 | 61 | 61 | 61 | 61 | 61 | 61 | 61 | 61 | 61 | 61
1049 | NACOGDOCHES POWER (AS OF 10/16/2020, AVAILABLE 5/15 THROUGH 10/15) |  | NACPW_UNIT1 | NACOGDOCHES | BIOMASS | NORTH | 2012 | 105 | 105 | 105 | 105 | 105 | 105 | 105 | 105 | 105 | 105
1050 | Total Seasonal Mothballed Capacity | [6 empty] | 588 | 588 | 588 | 588 | 588 | 588 | 588 | 588 | 588 | 588
1051
1052 | Mothballed Resources
1053 | J T DEELY U1 (AS OF 12/31/2018) |  | CALAVERS_JTD1_M | BEXAR | COAL | SOUTH | 1977 | 420 | 420 | 420 | 420 | 420 | 420 | 420 | 420 | 420 | 420
1054 | J T DEELY U2 (AS OF 12/31/2018) |  | CALAVERS_JTD2_M | BEXAR | COAL | SOUTH | 1978 | 420 | 420 | 420 | 420 | 420 | 420 | 420 | 420 | 420 | 420
1055 | Total Mothballed Capacity | [6 empty] | 840 | 840 | 840 | 840 | 840 | 840 | 840 | 840 | 840 | 840
1056
1057 | Retiring Resources Unavailable to ERCOT (since last CDR/SARA)
1058 | SKYLINE LFG |  | DG_FERIS_4 UNITS | DALLAS | BIOMASS | NORTH | 2007 | 6.4 | 6.4 | 6.4 | 6.4 | 6.4 | 6.4 | 6.4 | 6.4 | 6.4 | 6.4
1059 | WOLF FLATS WIND (WIND MGT) |  | DG_TURL_UNIT1 | HALL | WIND-P | PANHANDLE | 2007 | bar: 2022 to 2031
1060 | Total Retiring Capacity | [6 empty] | 7.4 | 7.4 | 7.4 | 7.4 | 7.4 | 7.4 | 7.4 | 7.4 | 7.4 | 7.4
Notes:
Capacity changes due to planned repower/upgrade projects are reflected in the operational units' ratings upon receipt and ERCOT approval of updated resource registration system information. Interconnection requests for existing resources that involve MW capacity changes are indicated with a code in the “Generation Interconnection Project Code” column.
Although seasonal capacity ratings for battery energy storage systems are reported above, the ratings are not included in the operational/planned capacity formulae. These resources are assumed to provide Ancillary Services rather than sustained capacity available to meet system peak loads.
Unit Names with a (DGR) suffix are Distribution Generation Resources. Units rated 10 MW or less currently do not go through the GINR application process.
The capacities of planned projects that have been approved for Initial Synchronization at the time of report creation are assumed to be available for the season regardless of their projected Commercial Operations Dates.
Note on I395: Schumansville DG hydro plant (3.6 MW) and 2.4 MW of the 4.8 MW Lakewood Tap DG hydro plant (DG_LKWT_2UNITS)

## SummerFuelTypes
Summer Fuel Types - ERCOT
Fuel type is based on the primary fuel. Capacity contribution of the wind resources is included at 61% for Coastal counties, 29% for Panhandle counties, and 19% for all other counties, while the solar capacity contribution is 80%. Private Use Network, and Hydro are included based on the three-year average historical capability for each Summer Season's 20 peak load hours. Non-Synchronous Tie resources import forecast is based on flows seen during Energy Emergency Alert (EEA) periods in the most recent summer of occurrence. Non-Synchronous Tie resources are categorized as Other. Mothballed resource capacity is excluded except for Available Mothball Capacity based on a Seasonal Availability Schedule or Owner's reported Return Probability. Private Use Network generator capacity is categorized as gas.
In MW
Fuel_Type | Capacity_Pct | 2022 | 2023 | 2024 | 2025 | 2026 | 2027 | 2028 | 2029 | 2030 | 2031
Biomass | 100% | 162.8 | 162.8 | 162.8 | 162.8 | 162.8 | 162.8 | 162.8 | 162.8 | 162.8 | 162.8
Coal | 100% | 13567.6 | 13567.6 | 13567.6 | 13567.6 | 13567.6 | 13567.6 | 13567.6 | 13567.6 | 13567.6 | 13567.6
Gas | 100% | 53304.4392 | 53259.4392 | 53212.4392 | 53215.4392 | 53218.4392 | 53221.4392 | 53219.4392 | 53222.4392 | 53225.4392 | 53228.4392
Nuclear | 100% | 4973.2 | 4973.2 | 4973.2 | 4973.2 | 4973.2 | 4973.2 | 4973.2 | 4973.2 | 4973.2 | 4973.2
Other | 69.67% | 849.974 | 849.974 | 849.974 | 849.974 | 849.974 | 849.974 | 849.974 | 849.974 | 849.974 | 849.974
Hydro | 86.16% | 473.928 | 473.928 | 473.928 | 473.928 | 473.928 | 473.928 | 473.928 | 473.928 | 473.928 | 473.928
Wind-C | 61% | 3138.267 | 3458.822 | 3458.822 | 3458.822 | 3458.822 | 3458.822 | 3458.822 | 3458.822 | 3458.822 | 3458.822
Wind-P | 29% | 1327.301 | 1371.236 | 1371.236 | 1371.236 | 1371.236 | 1371.236 | 1371.236 | 1371.236 | 1371.236 | 1371.236
Wind-O | 19% | 5174.441 | 5434.494 | 5434.494 | 5434.494 | 5434.494 | 5434.494 | 5434.494 | 5434.494 | 5434.494 | 5434.494
Solar | 80% | 15744.88 | 21847.44 | 22791.36 | 22791.36 | 22791.36 | 22791.36 | 22791.36 | 22791.36 | 22791.36 | 22791.36
Storage | 0% | 0 | 0 | 0 | 0 | 0 | 0 | 0 | 0 | 0 | 0
Total |  | 98716.8302 | 105398.9332 | 106295.8532 | 106298.8532 | 106301.8532 | 106304.8532 | 106302.8532 | 106305.8532 | 106308.8532 | 106311.8532
In Percentages
Fuel_Type |  | 2022 | 2023 | 2024 | 2025 | 2026 | 2027 | 2028 | 2029 | 2030 | 2031
Biomass |  | 0.1649% | 0.1545% | 0.1532% | 0.1532% | 0.1531% | 0.1531% | 0.1531% | 0.1531% | 0.1531% | 0.1531%
Coal |  | 13.74% | 12.87% | 12.76% | 12.76% | 12.76% | 12.76% | 12.76% | 12.76% | 12.76% | 12.76%
Natural Gas |  | 54% | 50.53% | 50.06% | 50.06% | 50.06% | 50.06% | 50.06% | 50.07% | 50.07% | 50.07%
Nuclear |  | 5.038% | 4.718% | 4.679% | 4.679% | 4.678% | 4.678% | 4.678% | 4.678% | 4.678% | 4.678%
Other |  | 0.861% | 0.8064% | 0.7996% | 0.7996% | 0.7996% | 0.7996% | 0.7996% | 0.7996% | 0.7995% | 0.7995%
Hydro |  | 0.4801% | 0.4497% | 0.4459% | 0.4458% | 0.4458% | 0.4458% | 0.4458% | 0.4458% | 0.4458% | 0.4458%
Wind-C |  | 3.179% | 3.282% | 3.254% | 3.254% | 3.254% | 3.254% | 3.254% | 3.254% | 3.254% | 3.253%
Wind-P |  | 1.345% | 1.301% | 1.29% | 1.29% | 1.29% | 1.29% | 1.29% | 1.29% | 1.29% | 1.29%
Wind-O |  | 5.242% | 5.156% | 5.113% | 5.112% | 5.112% | 5.112% | 5.112% | 5.112% | 5.112% | 5.112%
Solar |  | 15.95% | 20.73% | 21.44% | 21.44% | 21.44% | 21.44% | 21.44% | 21.44% | 21.44% | 21.44%
Storage | bar: 2022 to 2031
Total |  | 100% | 100% | 100% | 100% | 100% | 100% | 100% | 100% | 100% | 100%

## WinterSummary
Report on the Capacity, Demand and Reserves in the ERCOT Region
Winter Summary: 2022/2023 through 2026/2027
Load Forecast, MW: |  | 2022/2023 | 2023/2024 | 2024/2025 | 2025/2026 | 2026/2027
| Winter Peak Demand (based on normal weather) | 64472.0935 | 66211.6623 | 67647.9845 | 68952.4274 | 70244.3797
| plus: Energy Efficiency Program Savings Forecast | 2940.903 | 3396.3669 | 3852.9068 | 4308.3707 | 4763.8347
| Total Winter Peak Demand (before Reductions from Energy Efficiency Programs) | 67412.9965 | 69608.0292 | 71500.8913 | 73260.7981 | 75008.2143
| less: Incremental Rooftop PV Forecast | 0 | 0 | 0 | 0 | 0
| less: Load Resources providing Responsive Reserves | -1489.2 | -1489.2 | -1489.2 | -1489.2 | -1489.2
| less: Load Resources providing Non-Spinning Reserves | 0 | 0 | 0 | 0 | 0
| less: Emergency Response Service (10- and 30-min ramp products) | -1162.3308 | -1162.3308 | -1162.3308 | -1162.3308 | -1162.3308
| less: TDSP Standard Offer Load Management Programs | 0 | 0 | 0 | 0 | 0
| less: Energy Efficiency Program Savings Forecast | -2940.903 | -3396.3669 | -3852.9068 | -4308.3707 | -4763.8347
| Firm Peak Load, MW | 61820.5627 | 63560.1315 | 64996.4537 | 66300.8966 | 67592.8489
Resources, MW: |  | 2022/2023 | 2023/2024 | 2024/2025 | 2025/2026 | 2026/2027
| Installed Capacity, Thermal/Hydro | 67829.4376 | 67829.4376 | 67829.4376 | 67829.4376 | 67829.4376
| Switchable Capacity | 3710 | 3710 | 3710 | 3710 | 3710
| less: Switchable Capacity Unavailable to ERCOT | -568 | -568 | -568 | -568 | -568
| Available Mothballed Capacity | 0 | 0 | 0 | 0 | 0
| Capacity from Private Use Networks | 3549.1787 | 3504.1787 | 3457.1787 | 3460.1787 | 3463.1787
| Coastal Wind, Peak Average Capacity Contribution (47% of installed capacity) | 1685.655 | 1685.655 | 1685.655 | 1685.655 | 1685.655
| Panhandle Wind, Peak Average Capacity Contribution (34% of installed capacity) | 1498.618 | 1498.618 | 1498.618 | 1498.618 | 1498.618
| Other Wind, Peak Average Capacity Contribution (20% of installed capacity) | 3443.84 | 3443.84 | 3443.84 | 3443.84 | 3443.84
| Solar Utility-Scale, Peak Average Capacity Contribution (7% of installed capacity) | 302.785 | 302.785 | 302.785 | 302.785 | 302.785
| Storage, Peak Average Capacity Contribution (0% of installed capacity) | 0 | 0 | 0 | 0 | 0
| RMR Capacity to be under Contract | 0 | 0 | 0 | 0 | 0
| Capacity Pending Retirement | 0 | 0 | 0 | 0 | 0
| Operational Generation Capacity, MW | 81451.5143 | 81406.5143 | 81359.5143 | 81362.5143 | 81365.5143
| Non-Synchronous Ties, Capacity (Based on average net import contribution during winter 2021 EEA event) | 719.8 | 719.8 | 719.8 | 719.8 | 719.8
| Planned Resources (not wind, solar or storage) with Signed IA, Air Permits and Adequate Water Supplies | 1401 | 1401 | 1401 | 1401 | 1401
| Planned Coastal Wind with Signed IA, Peak Average Capacity Contribution (47% of installed capacity) | 874.153 | 979.339 | 979.339 | 979.339 | 979.339
| Planned Panhandle Wind with Signed IA, Peak Average Capacity Contribution (34% of installed capacity) | 57.528 | 109.038 | 109.038 | 109.038 | 109.038
| Planned Other Wind with Signed IA, Peak Average Capacity Contribution (20% of installed capacity) | 2101.6 | 2276.68 | 2276.68 | 2276.68 | 2276.68
| Planned Solar Utility-Scale, Peak Average Capacity Contribution (7% of installed capacity) | 1207.024 | 1691.459 | 1691.459 | 1691.459 | 1691.459
| Planned Storage, Peak Average Capacity Contribution (0% of installed capacity) | 0 | 0 | 0 | 0 | 0
| Total Capacity, MW | 87812.6193 | 88583.8303 | 88536.8303 | 88539.8303 | 88542.8303
| Reserve Margin | 42.04% | 39.37% | 36.22% | 33.54% | 30.99%
(Total Resources - Firm Load Forecast) / Firm Load Forecast

## WinterCapacities
Unit Megawatt Capacities - Winter
| UNIT NAME | GENERATION INTERCONNECTION PROJECT CODE | UNIT CODE | COUNTY | FUEL | ZONE | IN SERVICE | 2022/2023 | 2023/2024 | 2024/2025 | 2025/2026 | 2026/2027 | 2027/2028 | 2028/2029 | 2029/2030 | 2030/2031 | 2031/2032
Operational Resources (Thermal)
4 | COMANCHE PEAK U1 |  | CPSES_UNIT1 | SOMERVELL | NUCLEAR | NORTH | 1990 | 1235 | 1235 | 1235 | 1235 | 1235 | 1235 | 1235 | 1235 | 1235 | 1235
5 | COMANCHE PEAK U2 |  | CPSES_UNIT2 | SOMERVELL | NUCLEAR | NORTH | 1993 | 1225 | 1225 | 1225 | 1225 | 1225 | 1225 | 1225 | 1225 | 1225 | 1225
6 | SOUTH TEXAS U1 | 20INR0287 | STP_STP_G1 | MATAGORDA | NUCLEAR | COASTAL | 1988 | 1353.2 | 1353.2 | 1353.2 | 1353.2 | 1353.2 | 1353.2 | 1353.2 | 1353.2 | 1353.2 | 1353.2
7 | SOUTH TEXAS U2 |  | STP_STP_G2 | MATAGORDA | NUCLEAR | COASTAL | 1989 | 1340 | 1340 | 1340 | 1340 | 1340 | 1340 | 1340 | 1340 | 1340 | 1340
8 | COLETO CREEK |  | COLETO_COLETOG1 | GOLIAD | COAL | SOUTH | 1980 | 655 | 655 | 655 | 655 | 655 | 655 | 655 | 655 | 655 | 655
9 | FAYETTE POWER U1 |  | FPPYD1_FPP_G1 | FAYETTE | COAL | SOUTH | 1979 | 603 | 603 | 603 | 603 | 603 | 603 | 603 | 603 | 603 | 603
10 | FAYETTE POWER U2 |  | FPPYD1_FPP_G2 | FAYETTE | COAL | SOUTH | 1980 | 605 | 605 | 605 | 605 | 605 | 605 | 605 | 605 | 605 | 605
11 | FAYETTE POWER U3 |  | FPPYD2_FPP_G3 | FAYETTE | COAL | SOUTH | 1988 | 449 | 449 | 449 | 449 | 449 | 449 | 449 | 449 | 449 | 449
12 | J K SPRUCE U1 |  | CALAVERS_JKS1 | BEXAR | COAL | SOUTH | 1992 | 560 | 560 | 560 | 560 | 560 | 560 | 560 | 560 | 560 | 560
13 | J K SPRUCE U2 |  | CALAVERS_JKS2 | BEXAR | COAL | SOUTH | 2010 | 785 | 785 | 785 | 785 | 785 | 785 | 785 | 785 | 785 | 785
14 | LIMESTONE U1 |  | LEG_LEG_G1 | LIMESTONE | COAL | NORTH | 1985 | 824 | 824 | 824 | 824 | 824 | 824 | 824 | 824 | 824 | 824
15 | LIMESTONE U2 |  | LEG_LEG_G2 | LIMESTONE | COAL | NORTH | 1986 | 836 | 836 | 836 | 836 | 836 | 836 | 836 | 836 | 836 | 836
16 | MARTIN LAKE U1 |  | MLSES_UNIT1 | RUSK | COAL | NORTH | 1977 | 815 | 815 | 815 | 815 | 815 | 815 | 815 | 815 | 815 | 815
17 | MARTIN LAKE U2 |  | MLSES_UNIT2 | RUSK | COAL | NORTH | 1978 | 820 | 820 | 820 | 820 | 820 | 820 | 820 | 820 | 820 | 820
18 | MARTIN LAKE U3 |  | MLSES_UNIT3 | RUSK | COAL | NORTH | 1979 | 820 | 820 | 820 | 820 | 820 | 820 | 820 | 820 | 820 | 820
19 | OAK GROVE SES U1 |  | OGSES_UNIT1A | ROBERTSON | COAL | NORTH | 2010 | 855 | 855 | 855 | 855 | 855 | 855 | 855 | 855 | 855 | 855
20 | OAK GROVE SES U2 |  | OGSES_UNIT2 | ROBERTSON | COAL | NORTH | 2011 | 855 | 855 | 855 | 855 | 855 | 855 | 855 | 855 | 855 | 855
21 | SAN MIGUEL U1 |  | SANMIGL_G1 | ATASCOSA | COAL | SOUTH | 1982 | 391 | 391 | 391 | 391 | 391 | 391 | 391 | 391 | 391 | 391
22 | SANDY CREEK U1 |  | SCES_UNIT1 | MCLENNAN | COAL | NORTH | 2013 | 932.6 | 932.6 | 932.6 | 932.6 | 932.6 | 932.6 | 932.6 | 932.6 | 932.6 | 932.6
23 | TWIN OAKS U1 |  | TNP_ONE_TNP_O_1 | ROBERTSON | COAL | NORTH | 1990 | 155 | 155 | 155 | 155 | 155 | 155 | 155 | 155 | 155 | 155
24 | TWIN OAKS U2 |  | TNP_ONE_TNP_O_2 | ROBERTSON | COAL | NORTH | 1991 | 155 | 155 | 155 | 155 | 155 | 155 | 155 | 155 | 155 | 155
25 | W A PARISH U5 |  | WAP_WAP_G5 | FORT BEND | COAL | HOUSTON | 1977 | 664 | 664 | 664 | 664 | 664 | 664 | 664 | 664 | 664 | 664
26 | W A PARISH U6 |  | WAP_WAP_G6 | FORT BEND | COAL | HOUSTON | 1978 | 663 | 663 | 663 | 663 | 663 | 663 | 663 | 663 | 663 | 663
27 | W A PARISH U7 |  | WAP_WAP_G7 | FORT BEND | COAL | HOUSTON | 1980 | 577 | 577 | 577 | 577 | 577 | 577 | 577 | 577 | 577 | 577
28 | W A PARISH U8 |  | WAP_WAP_G8 | FORT BEND | COAL | HOUSTON | 1982 | 610 | 610 | 610 | 610 | 610 | 610 | 610 | 610 | 610 | 610
29 | ARTHUR VON ROSENBERG 1 CTG 1 |  | BRAUNIG_AVR1_CT1 | BEXAR | GAS-CC | SOUTH | 2000 | 169 | 169 | 169 | 169 | 169 | 169 | 169 | 169 | 169 | 169
30 | ARTHUR VON ROSENBERG 1 CTG 2 |  | BRAUNIG_AVR1_CT2 | BEXAR | GAS-CC | SOUTH | 2000 | 169 | 169 | 169 | 169 | 169 | 169 | 169 | 169 | 169 | 169
31 | ARTHUR VON ROSENBERG 1 STG |  | BRAUNIG_AVR1_ST | BEXAR | GAS-CC | SOUTH | 2000 | 190 | 190 | 190 | 190 | 190 | 190 | 190 | 190 | 190 | 190
32 | ATKINS CTG 7 |  | ATKINS_ATKINSG7 | BRAZOS | GAS-GT | NORTH | 1973 | 20 | 20 | 20 | 20 | 20 | 20 | 20 | 20 | 20 | 20
33 | BARNEY M DAVIS CTG 3 | 20INR0312 | B_DAVIS_B_DAVIG3 | NUECES | GAS-CC | COASTAL | 2010 | 165 | 165 | 165 | 165 | 165 | 165 | 165 | 165 | 165 | 165
34 | BARNEY M DAVIS CTG 4 | 20INR0312 | B_DAVIS_B_DAVIG4 | NUECES | GAS-CC | COASTAL | 2010 | 165 | 165 | 165 | 165 | 165 | 165 | 165 | 165 | 165 | 165
35 | BARNEY M DAVIS STG 1 | 20INR0312 | B_DAVIS_B_DAVIG1 | NUECES | GAS-ST | COASTAL | 1974 | 330 | 330 | 330 | 330 | 330 | 330 | 330 | 330 | 330 | 330
36 | BARNEY M DAVIS STG 2 | 20INR0312 | B_DAVIS_B_DAVIG2 | NUECES | GAS-CC | COASTAL | 1976 | 325 | 325 | 325 | 325 | 325 | 325 | 325 | 325 | 325 | 325
37 | BASTROP ENERGY CENTER CTG 1 |  | BASTEN_GTG1100 | BASTROP | GAS-CC | SOUTH | 2002 | 167 | 167 | 167 | 167 | 167 | 167 | 167 | 167 | 167 | 167
38 | BASTROP ENERGY CENTER CTG 2 |  | BASTEN_GTG2100 | BASTROP | GAS-CC | SOUTH | 2002 | 167 | 167 | 167 | 167 | 167 | 167 | 167 | 167 | 167 | 167
39 | BASTROP ENERGY CENTER STG |  | BASTEN_ST0100 | BASTROP | GAS-CC | SOUTH | 2002 | 234 | 234 | 234 | 234 | 234 | 234 | 234 | 234 | 234 | 234
40 | BOSQUE ENERGY CENTER CTG 1 |  | BOSQUESW_BSQSU_1 | BOSQUE | GAS-CC | NORTH | 2000 | 170.9 | 170.9 | 170.9 | 170.9 | 170.9 | 170.9 | 170.9 | 170.9 | 170.9 | 170.9
41 | BOSQUE ENERGY CENTER CTG 2 |  | BOSQUESW_BSQSU_2 | BOSQUE | GAS-CC | NORTH | 2000 | 170.9 | 170.9 | 170.9 | 170.9 | 170.9 | 170.9 | 170.9 | 170.9 | 170.9 | 170.9
42 | BOSQUE ENERGY CENTER CTG 3 |  | BOSQUESW_BSQSU_3 | BOSQUE | GAS-CC | NORTH | 2001 | 168.5 | 168.5 | 168.5 | 168.5 | 168.5 | 168.5 | 168.5 | 168.5 | 168.5 | 168.5
43 | BOSQUE ENERGY CENTER STG 4 |  | BOSQUESW_BSQSU_4 | BOSQUE | GAS-CC | NORTH | 2001 | 85.2 | 85.2 | 85.2 | 85.2 | 85.2 | 85.2 | 85.2 | 85.2 | 85.2 | 85.2
44 | BOSQUE ENERGY CENTER STG 5 |  | BOSQUESW_BSQSU_5 | BOSQUE | GAS-CC | NORTH | 2009 | 226.7 | 226.7 | 226.7 | 226.7 | 226.7 | 226.7 | 226.7 | 226.7 | 226.7 | 226.7
45 | BRAZOS VALLEY CTG 1 |  | BVE_UNIT1 | FORT BEND | GAS-CC | HOUSTON | 2003 | 168 | 168 | 168 | 168 | 168 | 168 | 168 | 168 | 168 | 168
46 | BRAZOS VALLEY CTG 2 |  | BVE_UNIT2 | FORT BEND | GAS-CC | HOUSTON | 2003 | 168 | 168 | 168 | 168 | 168 | 168 | 168 | 168 | 168 | 168
47 | BRAZOS VALLEY STG 3 |  | BVE_UNIT3 | FORT BEND | GAS-CC | HOUSTON | 2003 | 270 | 270 | 270 | 270 | 270 | 270 | 270 | 270 | 270 | 270
48 | CALENERGY-FALCON SEABOARD CTG 1 |  | FLCNS_UNIT1 | HOWARD | GAS-CC | WEST | 1987 | 77.5 | 77.5 | 77.5 | 77.5 | 77.5 | 77.5 | 77.5 | 77.5 | 77.5 | 77.5
49 | CALENERGY-FALCON SEABOARD CTG 2 |  | FLCNS_UNIT2 | HOWARD | GAS-CC | WEST | 1987 | 77.5 | 77.5 | 77.5 | 77.5 | 77.5 | 77.5 | 77.5 | 77.5 | 77.5 | 77.5
50 | CALENERGY-FALCON SEABOARD STG 3 |  | FLCNS_UNIT3 | HOWARD | GAS-CC | WEST | 1988 | 74 | 74 | 74 | 74 | 74 | 74 | 74 | 74 | 74 | 74
51 | CALHOUN (PORT COMFORT) CTG 1 |  | CALHOUN_UNIT1 | CALHOUN | GAS-GT | COASTAL | 2017 | 49.8 | 49.8 | 49.8 | 49.8 | 49.8 | 49.8 | 49.8 | 49.8 | 49.8 | 49.8
52 | CALHOUN (PORT COMFORT) CTG 2 |  | CALHOUN_UNIT2 | CALHOUN | GAS-GT | COASTAL | 2017 | 49.8 | 49.8 | 49.8 | 49.8 | 49.8 | 49.8 | 49.8 | 49.8 | 49.8 | 49.8
53 | CASTLEMAN CHAMON CTG 1 |  | CHAMON_CTG_0101 | HARRIS | GAS-GT | HOUSTON | 2017 | 49.8 | 49.8 | 49.8 | 49.8 | 49.8 | 49.8 | 49.8 | 49.8 | 49.8 | 49.8
54 | CASTLEMAN CHAMON CTG 2 |  | CHAMON_CTG_0301 | HARRIS | GAS-GT | HOUSTON | 2017 | 49.8 | 49.8 | 49.8 | 49.8 | 49.8 | 49.8 | 49.8 | 49.8 | 49.8 | 49.8
55 | CEDAR BAYOU 4 CTG 1 |  | CBY4_CT41 | CHAMBERS | GAS-CC | HOUSTON | 2009 | 173 | 173 | 173 | 173 | 173 | 173 | 173 | 173 | 173 | 173
56 | CEDAR BAYOU 4 CTG 2 |  | CBY4_CT42 | CHAMBERS | GAS-CC | HOUSTON | 2009 | 173 | 173 | 173 | 173 | 173 | 173 | 173 | 173 | 173 | 173
57 | CEDAR BAYOU 4 STG |  | CBY4_ST04 | CHAMBERS | GAS-CC | HOUSTON | 2009 | 186 | 186 | 186 | 186 | 186 | 186 | 186 | 186 | 186 | 186
58 | CEDAR BAYOU STG 1 |  | CBY_CBY_G1 | CHAMBERS | GAS-ST | HOUSTON | 1970 | 745 | 745 | 745 | 745 | 745 | 745 | 745 | 745 | 745 | 745
59 | CEDAR BAYOU STG 2 |  | CBY_CBY_G2 | CHAMBERS | GAS-ST | HOUSTON | 1972 | 749 | 749 | 749 | 749 | 749 | 749 | 749 | 749 | 749 | 749
60 | COLORADO BEND ENERGY CENTER CTG 1 |  | CBEC_GT1 | WHARTON | GAS-CC | SOUTH | 2007 | 85 | 85 | 85 | 85 | 85 | 85 | 85 | 85 | 85 | 85
61 | COLORADO BEND ENERGY CENTER CTG 2 |  | CBEC_GT2 | WHARTON | GAS-CC | SOUTH | 2007 | 79.1 | 79.1 | 79.1 | 79.1 | 79.1 | 79.1 | 79.1 | 79.1 | 79.1 | 79.1
62 | COLORADO BEND ENERGY CENTER CTG 3 |  | CBEC_GT3 | WHARTON | GAS-CC | SOUTH | 2008 | 86.9 | 86.9 | 86.9 | 86.9 | 86.9 | 86.9 | 86.9 | 86.9 | 86.9 | 86.9
63 | COLORADO BEND ENERGY CENTER CTG 4 |  | CBEC_GT4 | WHARTON | GAS-CC | SOUTH | 2008 | 81.2 | 81.2 | 81.2 | 81.2 | 81.2 | 81.2 | 81.2 | 81.2 | 81.2 | 81.2
64 | COLORADO BEND ENERGY CENTER STG 1 |  | CBEC_STG1 | WHARTON | GAS-CC | SOUTH | 2007 | 107 | 107 | 107 | 107 | 107 | 107 | 107 | 107 | 107 | 107
65 | COLORADO BEND ENERGY CENTER STG 2 |  | CBEC_STG2 | WHARTON | GAS-CC | SOUTH | 2008 | 110 | 110 | 110 | 110 | 110 | 110 | 110 | 110 | 110 | 110
66 | COLORADO BEND II CTG 7 | 18INR0077 | CBECII_CT7 | WHARTON | GAS-CC | SOUTH | 2017 | 360.2 | 360.2 | 360.2 | 360.2 | 360.2 | 360.2 | 360.2 | 360.2 | 360.2 | 360.2
67 | COLORADO BEND II CTG 8 | 18INR0077 | CBECII_CT8 | WHARTON | GAS-CC | SOUTH | 2017 | 359.6 | 359.6 | 359.6 | 359.6 | 359.6 | 359.6 | 359.6 | 359.6 | 359.6 | 359.6
68 | COLORADO BEND II STG 9 | 18INR0077 | CBECII_STG9 | WHARTON | GAS-CC | SOUTH | 2017 | 490.5 | 490.5 | 490.5 | 490.5 | 490.5 | 490.5 | 490.5 | 490.5 | 490.5 | 490.5
69 | CVC CHANNELVIEW CTG 1 |  | CVC_CVC_G1 | HARRIS | GAS-CC | HOUSTON | 2008 | 185 | 185 | 185 | 185 | 185 | 185 | 185 | 185 | 185 | 185
70 | CVC CHANNELVIEW CTG 2 |  | CVC_CVC_G2 | HARRIS | GAS-CC | HOUSTON | 2008 | 182 | 182 | 182 | 182 | 182 | 182 | 182 | 182 | 182 | 182
71 | CVC CHANNELVIEW CTG 3 |  | CVC_CVC_G3 | HARRIS | GAS-CC | HOUSTON | 2008 | 181 | 181 | 181 | 181 | 181 | 181 | 181 | 181 | 181 | 181
72 | CVC CHANNELVIEW STG 5 |  | CVC_CVC_G5 | HARRIS | GAS-CC | HOUSTON | 2008 | 144 | 144 | 144 | 144 | 144 | 144 | 144 | 144 | 144 | 144
73 | DANSBY CTG 2 |  | DANSBY_DANSBYG2 | BRAZOS | GAS-GT | NORTH | 2004 | 48 | 48 | 48 | 48 | 48 | 48 | 48 | 48 | 48 | 48
74 | DANSBY CTG 3 |  | DANSBY_DANSBYG3 | BRAZOS | GAS-GT | NORTH | 2010 | 50 | 50 | 50 | 50 | 50 | 50 | 50 | 50 | 50 | 50
75 | DANSBY STG 1 |  | DANSBY_DANSBYG1 | BRAZOS | GAS-ST | NORTH | 1978 | 110 | 110 | 110 | 110 | 110 | 110 | 110 | 110 | 110 | 110
76 | DECKER CREEK CTG 1 |  | DECKER_DPGT_1 | TRAVIS | GAS-GT | SOUTH | 1989 | 54 | 54 | 54 | 54 | 54 | 54 | 54 | 54 | 54 | 54
77 | DECKER CREEK CTG 2 |  | DECKER_DPGT_2 | TRAVIS | GAS-GT | SOUTH | 1989 | 54 | 54 | 54 | 54 | 54 | 54 | 54 | 54 | 54 | 54
78 | DECKER CREEK CTG 3 |  | DECKER_DPGT_3 | TRAVIS | GAS-GT | SOUTH | 1989 | 54 | 54 | 54 | 54 | 54 | 54 | 54 | 54 | 54 | 54
79 | DECKER CREEK CTG 4 |  | DECKER_DPGT_4 | TRAVIS | GAS-GT | SOUTH | 1989 | 54 | 54 | 54 | 54 | 54 | 54 | 54 | 54 | 54 | 54
80 | DECKER CREEK STG 2 |  | DECKER_DPG2 | TRAVIS | GAS-ST | SOUTH | 1978 | 428 | 428 | 428 | 428 | 428 | 428 | 428 | 428 | 428 | 428
81 | DECORDOVA CTG 1 |  | DCSES_CT10 | HOOD | GAS-GT | NORTH | 1990 | 88 | 88 | 88 | 88 | 88 | 88 | 88 | 88 | 88 | 88
82 | DECORDOVA CTG 2 |  | DCSES_CT20 | HOOD | GAS-GT | NORTH | 1990 | 87 | 87 | 87 | 87 | 87 | 87 | 87 | 87 | 87 | 87
83 | DECORDOVA CTG 3 |  | DCSES_CT30 | HOOD | GAS-GT | NORTH | 1990 | 86 | 86 | 86 | 86 | 86 | 86 | 86 | 86 | 86 | 86
84 | DECORDOVA CTG 4 |  | DCSES_CT40 | HOOD | GAS-GT | NORTH | 1990 | 86 | 86 | 86 | 86 | 86 | 86 | 86 | 86 | 86 | 86
85 | DEER PARK ENERGY CENTER CTG 1 |  | DDPEC_GT1 | HARRIS | GAS-CC | HOUSTON | 2002 | 203 | 203 | 203 | 203 | 203 | 203 | 203 | 203 | 203 | 203
86 | DEER PARK ENERGY CENTER CTG 2 |  | DDPEC_GT2 | HARRIS | GAS-CC | HOUSTON | 2002 | 215 | 215 | 215 | 215 | 215 | 215 | 215 | 215 | 215 | 215
87 | DEER PARK ENERGY CENTER CTG 3 |  | DDPEC_GT3 | HARRIS | GAS-CC | HOUSTON | 2002 | 203 | 203 | 203 | 203 | 203 | 203 | 203 | 203 | 203 | 203
88 | DEER PARK ENERGY CENTER CTG 4 |  | DDPEC_GT4 | HARRIS | GAS-CC | HOUSTON | 2002 | 215 | 215 | 215 | 215 | 215 | 215 | 215 | 215 | 215 | 215
89 | DEER PARK ENERGY CENTER CTG 6 |  | DDPEC_GT6 | HARRIS | GAS-CC | HOUSTON | 2014 | 190 | 190 | 190 | 190 | 190 | 190 | 190 | 190 | 190 | 190
90 | DEER PARK ENERGY CENTER STG 1 |  | DDPEC_ST1 | HARRIS | GAS-CC | HOUSTON | 2002 | 290 | 290 | 290 | 290 | 290 | 290 | 290 | 290 | 290 | 290
91 | DENTON ENERGY CENTER IC A |  | DEC_AGR_A | DENTON | GAS-IC | NORTH | 2018 | 56.5 | 56.5 | 56.5 | 56.5 | 56.5 | 56.5 | 56.5 | 56.5 | 56.5 | 56.5
92 | DENTON ENERGY CENTER IC B |  | DEC_AGR_B | DENTON | GAS-IC | NORTH | 2018 | 56.5 | 56.5 | 56.5 | 56.5 | 56.5 | 56.5 | 56.5 | 56.5 | 56.5 | 56.5
93 | DENTON ENERGY CENTER IC C |  | DEC_AGR_C | DENTON | GAS-IC | NORTH | 2018 | 56.5 | 56.5 | 56.5 | 56.5 | 56.5 | 56.5 | 56.5 | 56.5 | 56.5 | 56.5
94 | DENTON ENERGY CENTER IC D |  | DEC_AGR_D | DENTON | GAS-IC | NORTH | 2018 | 56.5 | 56.5 | 56.5 | 56.5 | 56.5 | 56.5 | 56.5 | 56.5 | 56.5 | 56.5
95 | ECTOR COUNTY ENERGY CTG 1 |  | ECEC_G1 | ECTOR | GAS-GT | WEST | 2015 | 170.4 | 170.4 | 170.4 | 170.4 | 170.4 | 170.4 | 170.4 | 170.4 | 170.4 | 170.4
96 | ECTOR COUNTY ENERGY CTG 2 |  | ECEC_G2 | ECTOR | GAS-GT | WEST | 2015 | 170.4 | 170.4 | 170.4 | 170.4 | 170.4 | 170.4 | 170.4 | 170.4 | 170.4 | 170.4
97 | ELK STATION IC 3 |  | AEEC_ELK_3 | HALE | GAS-IC | PANHANDLE | 2016 | 200 | 200 | 200 | 200 | 200 | 200 | 200 | 200 | 200 | 200
98 | ENNIS POWER STATION CTG 2 |  | ETCCS_CT1 | ELLIS | GAS-CC | NORTH | 2002 | 245 | 245 | 245 | 245 | 245 | 245 | 245 | 245 | 245 | 245
99 | ENNIS POWER STATION STG 1 |  | ETCCS_UNIT1 | ELLIS | GAS-CC | NORTH | 2002 | 116 | 116 | 116 | 116 | 116 | 116 | 116 | 116 | 116 | 116
100 | EXTEX LAPORTE GEN STN CTG 1 |  | AZ_AZ_G1 | HARRIS | GAS-GT | HOUSTON | 2009 | 40 | 40 | 40 | 40 | 40 | 40 | 40 | 40 | 40 | 40
101 | EXTEX LAPORTE GEN STN CTG 2 |  | AZ_AZ_G2 | HARRIS | GAS-GT | HOUSTON | 2009 | 40 | 40 | 40 | 40 | 40 | 40 | 40 | 40 | 40 | 40
102 | EXTEX LAPORTE GEN STN CTG 3 |  | AZ_AZ_G3 | HARRIS | GAS-GT | HOUSTON | 2009 | 40 | 40 | 40 | 40 | 40 | 40 | 40 | 40 | 40 | 40
103 | EXTEX LAPORTE GEN STN CTG 4 |  | AZ_AZ_G4 | HARRIS | GAS-GT | HOUSTON | 2009 | 40 | 40 | 40 | 40 | 40 | 40 | 40 | 40 | 40 | 40
104 | FERGUSON REPLACEMENT CTG 1 |  | FERGCC_FERGGT1 | LLANO | GAS-CC | SOUTH | 2014 | 180 | 180 | 180 | 180 | 180 | 180 | 180 | 180 | 180 | 180
105 | FERGUSON REPLACEMENT CTG 2 |  | FERGCC_FERGGT2 | LLANO | GAS-CC | SOUTH | 2014 | 180 | 180 | 180 | 180 | 180 | 180 | 180 | 180 | 180 | 180
106 | FERGUSON REPLACEMENT STG 1 |  | FERGCC_FERGST1 | LLANO | GAS-CC | SOUTH | 2014 | 194 | 194 | 194 | 194 | 194 | 194 | 194 | 194 | 194 | 194
107 | FORNEY ENERGY CENTER CTG 11 |  | FRNYPP_GT11 | KAUFMAN | GAS-CC | NORTH | 2003 | 195 | 195 | 195 | 195 | 195 | 195 | 195 | 195 | 195 | 195
108 | FORNEY ENERGY CENTER CTG 12 |  | FRNYPP_GT12 | KAUFMAN | GAS-CC | NORTH | 2003 | 185 | 185 | 185 | 185 | 185 | 185 | 185 | 185 | 185 | 185
109 | FORNEY ENERGY CENTER CTG 13 |  | FRNYPP_GT13 | KAUFMAN | GAS-CC | NORTH | 2003 | 185 | 185 | 185 | 185 | 185 | 185 | 185 | 185 | 185 | 185
110 | FORNEY ENERGY CENTER CTG 21 |  | FRNYPP_GT21 | KAUFMAN | GAS-CC | NORTH | 2003 | 195 | 195 | 195 | 195 | 195 | 195 | 195 | 195 | 195 | 195
111 | FORNEY ENERGY CENTER CTG 22 |  | FRNYPP_GT22 | KAUFMAN | GAS-CC | NORTH | 2003 | 185 | 185 | 185 | 185 | 185 | 185 | 185 | 185 | 185 | 185
112 | FORNEY ENERGY CENTER CTG 23 |  | FRNYPP_GT23 | KAUFMAN | GAS-CC | NORTH | 2003 | 185 | 185 | 185 | 185 | 185 | 185 | 185 | 185 | 185 | 185
113 | FORNEY ENERGY CENTER STG 10 |  | FRNYPP_ST10 | KAUFMAN | GAS-CC | NORTH | 2003 | 418 | 418 | 418 | 418 | 418 | 418 | 418 | 418 | 418 | 418
114 | FORNEY ENERGY CENTER STG 20 |  | FRNYPP_ST20 | KAUFMAN | GAS-CC | NORTH | 2003 | 418 | 418 | 418 | 418 | 418 | 418 | 418 | 418 | 418 | 418
115 | FREESTONE ENERGY CENTER CTG 1 |  | FREC_GT1 | FREESTONE | GAS-CC | NORTH | 2002 | 160.7 | 160.7 | 160.7 | 160.7 | 160.7 | 160.7 | 160.7 | 160.7 | 160.7 | 160.7
116 | FREESTONE ENERGY CENTER CTG 2 |  | FREC_GT2 | FREESTONE | GAS-CC | NORTH | 2002 | 160.7 | 160.7 | 160.7 | 160.7 | 160.7 | 160.7 | 160.7 | 160.7 | 160.7 | 160.7
117 | FREESTONE ENERGY CENTER CTG 4 |  | FREC_GT4 | FREESTONE | GAS-CC | NORTH | 2002 | 161.1 | 161.1 | 161.1 | 161.1 | 161.1 | 161.1 | 161.1 | 161.1 | 161.1 | 161.1
118 | FREESTONE ENERGY CENTER CTG 5 |  | FREC_GT5 | FREESTONE | GAS-CC | NORTH | 2002 | 161.1 | 161.1 | 161.1 | 161.1 | 161.1 | 161.1 | 161.1 | 161.1 | 161.1 | 161.1
119 | FREESTONE ENERGY CENTER STG 3 |  | FREC_ST3 | FREESTONE | GAS-CC | NORTH | 2002 | 179.8 | 179.8 | 179.8 | 179.8 | 179.8 | 179.8 | 179.8 | 179.8 | 179.8 | 179.8
120 | FREESTONE ENERGY CENTER STG 6 |  | FREC_ST6 | FREESTONE | GAS-CC | NORTH | 2002 | 179.7 | 179.7 | 179.7 | 179.7 | 179.7 | 179.7 | 179.7 | 179.7 | 179.7 | 179.7
121 | FRIENDSWOOD G CTG 1 (FORMERLY TEJAS POWER GENERATION) |  | FEGC_UNIT1 | HARRIS | GAS-GT | HOUSTON | 2018 | 119 | 119 | 119 | 119 | 119 | 119 | 119 | 119 | 119 | 119
122 | GRAHAM STG 1 |  | GRSES_UNIT1 | YOUNG | GAS-ST | WEST | 1960 | 234 | 234 | 234 | 234 | 234 | 234 | 234 | 234 | 234 | 234
123 | GRAHAM STG 2 |  | GRSES_UNIT2 | YOUNG | GAS-ST | WEST | 1969 | 390 | 390 | 390 | 390 | 390 | 390 | 390 | 390 | 390 | 390
124 | GREENS BAYOU CTG 73 |  | GBY_GBYGT73 | HARRIS | GAS-GT | HOUSTON | 1976 | 65 | 65 | 65 | 65 | 65 | 65 | 65 | 65 | 65 | 65
125 | GREENS BAYOU CTG 74 |  | GBY_GBYGT74 | HARRIS | GAS-GT | HOUSTON | 1976 | 65 | 65 | 65 | 65 | 65 | 65 | 65 | 65 | 65 | 65
126 | GREENS BAYOU CTG 81 |  | GBY_GBYGT81 | HARRIS | GAS-GT | HOUSTON | 1976 | 65 | 65 | 65 | 65 | 65 | 65 | 65 | 65 | 65 | 65
127 | GREENS BAYOU CTG 82 |  | GBY_GBYGT82 | HARRIS | GAS-GT | HOUSTON | 1976 | 50 | 50 | 50 | 50 | 50 | 50 | 50 | 50 | 50 | 50
128 | GREENS BAYOU CTG 83 |  | GBY_GBYGT83 | HARRIS | GAS-GT | HOUSTON | 1976 | 65 | 65 | 65 | 65 | 65 | 65 | 65 | 65 | 65 | 65
129 | GREENS BAYOU CTG 84 |  | GBY_GBYGT84 | HARRIS | GAS-GT | HOUSTON | 1976 | 65 | 65 | 65 | 65 | 65 | 65 | 65 | 65 | 65 | 65
130 | GREENVILLE IC ENGINE PLANT IC 1 |  | STEAM_ENGINE_1 | HUNT | GAS-IC | NORTH | 2010 | 8.2 | 8.2 | 8.2 | 8.2 | 8.2 | 8.2 | 8.2 | 8.2 | 8.2 | 8.2
131 | GREENVILLE IC ENGINE PLANT IC 2 |  | STEAM_ENGINE_2 | HUNT | GAS-IC | NORTH | 2010 | 8.2 | 8.2 | 8.2 | 8.2 | 8.2 | 8.2 | 8.2 | 8.2 | 8.2 | 8.2
132 | GREENVILLE IC ENGINE PLANT IC 3 |  | STEAM_ENGINE_3 | HUNT | GAS-IC | NORTH | 2010 | 8.2 | 8.2 | 8.2 | 8.2 | 8.2 | 8.2 | 8.2 | 8.2 | 8.2 | 8.2
133 | GUADALUPE ENERGY CENTER CTG 1 |  | GUADG_GAS1 | GUADALUPE | GAS-CC | SOUTH | 2000 | 167 | 167 | 167 | 167 | 167 | 167 | 167 | 167 | 167 | 167
134 | GUADALUPE ENERGY CENTER CTG 2 |  | GUADG_GAS2 | GUADALUPE | GAS-CC | SOUTH | 2000 | 167 | 167 | 167 | 167 | 167 | 167 | 167 | 167 | 167 | 167
135 | GUADALUPE ENERGY CENTER CTG 3 |  | GUADG_GAS3 | GUADALUPE | GAS-CC | SOUTH | 2000 | 167 | 167 | 167 | 167 | 167 | 167 | 167 | 167 | 167 | 167
136 | GUADALUPE ENERGY CENTER CTG 4 |  | GUADG_GAS4 | GUADALUPE | GAS-CC | SOUTH | 2000 | 167 | 167 | 167 | 167 | 167 | 167 | 167 | 167 | 167 | 167
137 | GUADALUPE ENERGY CENTER STG 5 |  | GUADG_STM5 | GUADALUPE | GAS-CC | SOUTH | 2000 | 203 | 203 | 203 | 203 | 203 | 203 | 203 | 203 | 203 | 203
138 | GUADALUPE ENERGY CENTER STG 6 |  | GUADG_STM6 | GUADALUPE | GAS-CC | SOUTH | 2000 | 203 | 203 | 203 | 203 | 203 | 203 | 203 | 203 | 203 | 203
139 | HANDLEY STG 3 |  | HLSES_UNIT3 | TARRANT | GAS-ST | NORTH | 1963 | 395 | 395 | 395 | 395 | 395 | 395 | 395 | 395 | 395 | 395
140 | HANDLEY STG 4 |  | HLSES_UNIT4 | TARRANT | GAS-ST | NORTH | 1976 | 435 | 435 | 435 | 435 | 435 | 435 | 435 | 435 | 435 | 435
141 | HANDLEY STG 5 |  | HLSES_UNIT5 | TARRANT | GAS-ST | NORTH | 1977 | 435 | 435 | 435 | 435 | 435 | 435 | 435 | 435 | 435 | 435
142 | HAYS ENERGY FACILITY CSG 1 |  | HAYSEN_HAYSENG1 | HAYS | GAS-CC | SOUTH | 2002 | 239 | 239 | 239 | 239 | 239 | 239 | 239 | 239 | 239 | 239
143 | HAYS ENERGY FACILITY CSG 2 | 21INR0527 | HAYSEN_HAYSENG2 | HAYS | GAS-CC | SOUTH | 2002 | 240 | 240 | 240 | 240 | 240 | 240 | 240 | 240 | 240 | 240
144 | HAYS ENERGY FACILITY CSG 3 | 21INR0527 | HAYSEN_HAYSENG3 | HAYS | GAS-CC | SOUTH | 2002 | 242 | 242 | 242 | 242 | 242 | 242 | 242 | 242 | 242 | 242
145 | HAYS ENERGY FACILITY CSG 4 |  | HAYSEN_HAYSENG4 | HAYS | GAS-CC | SOUTH | 2002 | 243 | 243 | 243 | 243 | 243 | 243 | 243 | 243 | 243 | 243
146 | HIDALGO ENERGY CENTER CTG 1 |  | DUKE_DUKE_GT1 | HIDALGO | GAS-CC | SOUTH | 2000 | 150 | 150 | 150 | 150 | 150 | 150 | 150 | 150 | 150 | 150
147 | HIDALGO ENERGY CENTER CTG 2 |  | DUKE_DUKE_GT2 | HIDALGO | GAS-CC | SOUTH | 2000 | 150 | 150 | 150 | 150 | 150 | 150 | 150 | 150 | 150 | 150
148 | HIDALGO ENERGY CENTER STG 1 |  | DUKE_DUKE_ST1 | HIDALGO | GAS-CC | SOUTH | 2000 | 176 | 176 | 176 | 176 | 176 | 176 | 176 | 176 | 176 | 176
149 | JACK COUNTY GEN FACILITY CTG 1 |  | JACKCNTY_CT1 | JACK | GAS-CC | NORTH | 2006 | 160 | 160 | 160 | 160 | 160 | 160 | 160 | 160 | 160 | 160
150 | JACK COUNTY GEN FACILITY CTG 2 |  | JACKCNTY_CT2 | JACK | GAS-CC | NORTH | 2006 | 160 | 160 | 160 | 160 | 160 | 160 | 160 | 160 | 160 | 160
151 | JACK COUNTY GEN FACILITY CTG 3 |  | JCKCNTY2_CT3 | JACK | GAS-CC | NORTH | 2011 | 165 | 165 | 165 | 165 | 165 | 165 | 165 | 165 | 165 | 165
152 | JACK COUNTY GEN FACILITY CTG 4 |  | JCKCNTY2_CT4 | JACK | GAS-CC | NORTH | 2011 | 165 | 165 | 165 | 165 | 165 | 165 | 165 | 165 | 165 | 165
153 | JACK COUNTY GEN FACILITY STG 1 |  | JACKCNTY_STG | JACK | GAS-CC | NORTH | 2006 | 293 | 293 | 293 | 293 | 293 | 293 | 293 | 293 | 293 | 293
154 | JACK COUNTY GEN FACILITY STG 2 |  | JCKCNTY2_ST2 | JACK | GAS-CC | NORTH | 2011 | 310 | 310 | 310 | 310 | 310 | 310 | 310 | 310 | 310 | 310
155 | JOHNSON COUNTY GEN FACILITY CTG 1 |  | TEN_CT1 | JOHNSON | GAS-CC | NORTH | 1997 | 177 | 177 | 177 | 177 | 177 | 177 | 177 | 177 | 177 | 177
156 | JOHNSON COUNTY GEN FACILITY STG 1 |  | TEN_STG | JOHNSON | GAS-CC | NORTH | 1997 | 106 | 106 | 106 | 106 | 106 | 106 | 106 | 106 | 106 | 106
157 | LAKE HUBBARD STG 1 |  | LHSES_UNIT1 | DALLAS | GAS-ST | NORTH | 1970 | 392 | 392 | 392 | 392 | 392 | 392 | 392 | 392 | 392 | 392
158 | LAKE HUBBARD STG 2 |  | LHSES_UNIT2A | DALLAS | GAS-ST | NORTH | 1973 | 523 | 523 | 523 | 523 | 523 | 523 | 523 | 523 | 523 | 523
159 | LAMAR ENERGY CENTER CTG 11 |  | LPCCS_CT11 | LAMAR | GAS-CC | NORTH | 2000 | 186 | 186 | 186 | 186 | 186 | 186 | 186 | 186 | 186 | 186
160 | LAMAR ENERGY CENTER CTG 12 |  | LPCCS_CT12 | LAMAR | GAS-CC | NORTH | 2000 | 178 | 178 | 178 | 178 | 178 | 178 | 178 | 178 | 178 | 178
161 | LAMAR ENERGY CENTER CTG 21 |  | LPCCS_CT21 | LAMAR | GAS-CC | NORTH | 2000 | 178 | 178 | 178 | 178 | 178 | 178 | 178 | 178 | 178 | 178
162 | LAMAR ENERGY CENTER CTG 22 |  | LPCCS_CT22 | LAMAR | GAS-CC | NORTH | 2000 | 186 | 186 | 186 | 186 | 186 | 186 | 186 | 186 | 186 | 186
163 | LAMAR ENERGY CENTER STG 1 |  | LPCCS_UNIT1 | LAMAR | GAS-CC | NORTH | 2000 | 204 | 204 | 204 | 204 | 204 | 204 | 204 | 204 | 204 | 204
164 | LAMAR ENERGY CENTER STG 2 |  | LPCCS_UNIT2 | LAMAR | GAS-CC | NORTH | 2000 | 204 | 204 | 204 | 204 | 204 | 204 | 204 | 204 | 204 | 204
165 | LAREDO CTG 4 |  | LARDVFTN_G4 | WEBB | GAS-GT | SOUTH | 2008 | 97.4 | 97.4 | 97.4 | 97.4 | 97.4 | 97.4 | 97.4 | 97.4 | 97.4 | 97.4
166 | LAREDO CTG 5 |  | LARDVFTN_G5 | WEBB | GAS-GT | SOUTH | 2008 | 94.4 | 94.4 | 94.4 | 94.4 | 94.4 | 94.4 | 94.4 | 94.4 | 94.4 | 94.4
167 | LEON CREEK PEAKER CTG 1 |  | LEON_CRK_LCPCT1 | BEXAR | GAS-GT | SOUTH | 2004 | 46 | 46 | 46 | 46 | 46 | 46 | 46 | 46 | 46 | 46
168 | LEON CREEK PEAKER CTG 2 |  | LEON_CRK_LCPCT2 | BEXAR | GAS-GT | SOUTH | 2004 | 46 | 46 | 46 | 46 | 46 | 46 | 46 | 46 | 46 | 46
169 | LEON CREEK PEAKER CTG 3 |  | LEON_CRK_LCPCT3 | BEXAR | GAS-GT | SOUTH | 2004 | 46 | 46 | 46 | 46 | 46 | 46 | 46 | 46 | 46 | 46
170 | LEON CREEK PEAKER CTG 4 |  | LEON_CRK_LCPCT4 | BEXAR | GAS-GT | SOUTH | 2004 | 46 | 46 | 46 | 46 | 46 | 46 | 46 | 46 | 46 | 46
171 | LOST PINES POWER CTG 1 |  | LOSTPI_LOSTPGT1 | BASTROP | GAS-CC | SOUTH | 2001 | 183 | 183 | 183 | 183 | 183 | 183 | 183 | 183 | 183 | 183
172 | LOST PINES POWER CTG 2 |  | LOSTPI_LOSTPGT2 | BASTROP | GAS-CC | SOUTH | 2001 | 183 | 183 | 183 | 183 | 183 | 183 | 183 | 183 | 183 | 183
173 | LOST PINES POWER STG 1 |  | LOSTPI_LOSTPST1 | BASTROP | GAS-CC | SOUTH | 2001 | 192 | 192 | 192 | 192 | 192 | 192 | 192 | 192 | 192 | 192
174 | MAGIC VALLEY STATION CTG 1 |  | NEDIN_NEDIN_G1 | HIDALGO | GAS-CC | SOUTH | 2001 | 218.6 | 218.6 | 218.6 | 218.6 | 218.6 | 218.6 | 218.6 | 218.6 | 218.6 | 218.6
175 | MAGIC VALLEY STATION CTG 2 |  | NEDIN_NEDIN_G2 | HIDALGO | GAS-CC | SOUTH | 2001 | 218.6 | 218.6 | 218.6 | 218.6 | 218.6 | 218.6 | 218.6 | 218.6 | 218.6 | 218.6
176 | MAGIC VALLEY STATION STG 3 |  | NEDIN_NEDIN_G3 | HIDALGO | GAS-CC | SOUTH | 2001 | 257.9 | 257.9 | 257.9 | 257.9 | 257.9 | 257.9 | 257.9 | 257.9 | 257.9 | 257.9
177 | MIDLOTHIAN ENERGY FACILITY CTG 1 |  | MDANP_CT1 | ELLIS | GAS-CC | NORTH | 2001 | 258 | 258 | 258 | 258 | 258 | 258 | 258 | 258 | 258 | 258
178 | MIDLOTHIAN ENERGY FACILITY CTG 2 | 21INR0534 | MDANP_CT2 | ELLIS | GAS-CC | NORTH | 2001 | 256 | 256 | 256 | 256 | 256 | 256 | 256 | 256 | 256 | 256
179 | MIDLOTHIAN ENERGY FACILITY CTG 3 |  | MDANP_CT3 | ELLIS | GAS-CC | NORTH | 2001 | 255 | 255 | 255 | 255 | 255 | 255 | 255 | 255 | 255 | 255
180 | MIDLOTHIAN ENERGY FACILITY CTG 4 | 21INR0534 | MDANP_CT4 | ELLIS | GAS-CC | NORTH | 2001 | 258 | 258 | 258 | 258 | 258 | 258 | 258 | 258 | 258 | 258
181 | MIDLOTHIAN ENERGY FACILITY CTG 5 |  | MDANP_CT5 | ELLIS | GAS-CC | NORTH | 2002 | 276 | 276 | 276 | 276 | 276 | 276 | 276 | 276 | 276 | 276
182 | MIDLOTHIAN ENERGY FACILITY CTG 6 |  | MDANP_CT6 | ELLIS | GAS-CC | NORTH | 2002 | 278 | 278 | 278 | 278 | 278 | 278 | 278 | 278 | 278 | 278
183 | MORGAN CREEK CTG 1 |  | MGSES_CT1 | MITCHELL | GAS-GT | WEST | 1988 | 82 | 82 | 82 | 82 | 82 | 82 | 82 | 82 | 82 | 82
184 | MORGAN CREEK CTG 2 |  | MGSES_CT2 | MITCHELL | GAS-GT | WEST | 1988 | 80 | 80 | 80 | 80 | 80 | 80 | 80 | 80 | 80 | 80
185 | MORGAN CREEK CTG 3 |  | MGSES_CT3 | MITCHELL | GAS-GT | WEST | 1988 | 80 | 80 | 80 | 80 | 80 | 80 | 80 | 80 | 80 | 80
186 | MORGAN CREEK CTG 4 |  | MGSES_CT4 | MITCHELL | GAS-GT | WEST | 1988 | 81 | 81 | 81 | 81 | 81 | 81 | 81 | 81 | 81 | 81
187 | MORGAN CREEK CTG 5 |  | MGSES_CT5 | MITCHELL | GAS-GT | WEST | 1988 | 80 | 80 | 80 | 80 | 80 | 80 | 80 | 80 | 80 | 80
188 | MORGAN CREEK CTG 6 |  | MGSES_CT6 | MITCHELL | GAS-GT | WEST | 1988 | 82 | 82 | 82 | 82 | 82 | 82 | 82 | 82 | 82 | 82
189 | MOUNTAIN CREEK STG 6 |  | MCSES_UNIT6 | DALLAS | GAS-ST | NORTH | 1956 | 122 | 122 | 122 | 122 | 122 | 122 | 122 | 122 | 122 | 122
190 | MOUNTAIN CREEK STG 7 |  | MCSES_UNIT7 | DALLAS | GAS-ST | NORTH | 1958 | 118 | 118 | 118 | 118 | 118 | 118 | 118 | 118 | 118 | 118
191 | MOUNTAIN CREEK STG 8 |  | MCSES_UNIT8 | DALLAS | GAS-ST | NORTH | 1967 | 568 | 568 | 568 | 568 | 568 | 568 | 568 | 568 | 568 | 568
192 | NUECES BAY REPOWER CTG 8 |  | NUECES_B_NUECESG8 | NUECES | GAS-CC | COASTAL | 2010 | 165 | 165 | 165 | 165 | 165 | 165 | 165 | 165 | 165 | 165
193 | NUECES BAY REPOWER CTG 9 |  | NUECES_B_NUECESG9 | NUECES | GAS-CC | COASTAL | 2010 | 165 | 165 | 165 | 165 | 165 | 165 | 165 | 165 | 165 | 165
194 | NUECES BAY REPOWER STG 7 |  | NUECES_B_NUECESG7 | NUECES | GAS-CC | COASTAL | 1972 | 325 | 325 | 325 | 325 | 325 | 325 | 325 | 325 | 325 | 325
195 | O W SOMMERS STG 1 |  | CALAVERS_OWS1 | BEXAR | GAS-ST | SOUTH | 1972 | 420 | 420 | 420 | 420 | 420 | 420 | 420 | 420 | 420 | 420
196 | O W SOMMERS STG 2 |  | CALAVERS_OWS2 | BEXAR | GAS-ST | SOUTH | 1974 | 410 | 410 | 410 | 410 | 410 | 410 | 410 | 410 | 410 | 410
197 | ODESSA-ECTOR POWER CTG 11 |  | OECCS_CT11 | ECTOR | GAS-CC | WEST | 2001 | 195.2 | 195.2 | 195.2 | 195.2 | 195.2 | 195.2 | 195.2 | 195.2 | 195.2 | 195.2
198 | ODESSA-ECTOR POWER CTG 12 |  | OECCS_CT12 | ECTOR | GAS-CC | WEST | 2001 | 189.1 | 189.1 | 189.1 | 189.1 | 189.1 | 189.1 | 189.1 | 189.1 | 189.1 | 189.1
199 | ODESSA-ECTOR POWER CTG 21 | 20INR0282 | OECCS_CT21 | ECTOR | GAS-CC | WEST | 2001 | 195.2 | 195.2 | 195.2 | 195.2 | 195.2 | 195.2 | 195.2 | 195.2 | 195.2 | 195.2
200 | ODESSA-ECTOR POWER CTG 22 | 20INR0282 | OECCS_CT22 | ECTOR | GAS-CC | WEST | 2001 | 189.1 | 189.1 | 189.1 | 189.1 | 189.1 | 189.1 | 189.1 | 189.1 | 189.1 | 189.1
201 | ODESSA-ECTOR POWER STG 1 |  | OECCS_UNIT1 | ECTOR | GAS-CC | WEST | 2001 | 217 | 217 | 217 | 217 | 217 | 217 | 217 | 217 | 217 | 217
202 | ODESSA-ECTOR POWER STG 2 | 20INR0282 | OECCS_UNIT2 | ECTOR | GAS-CC | WEST | 2001 | 217 | 217 | 217 | 217 | 217 | 217 | 217 | 217 | 217 | 217
203 | PANDA SHERMAN POWER CTG 1 |  | PANDA_S_SHER1CT1 | GRAYSON | GAS-CC | NORTH | 2014 | 223 | 223 | 223 | 223 | 223 | 223 | 223 | 223 | 223 | 223
204 | PANDA SHERMAN POWER CTG 2 |  | PANDA_S_SHER1CT2 | GRAYSON | GAS-CC | NORTH | 2014 | 220 | 220 | 220 | 220 | 220 | 220 | 220 | 220 | 220 | 220
205 | PANDA SHERMAN POWER STG 1 |  | PANDA_S_SHER1ST1 | GRAYSON | GAS-CC | NORTH | 2014 | 312 | 312 | 312 | 312 | 312 | 312 | 312 | 312 | 312 | 312
206 | PANDA TEMPLE I POWER CTG 1 | 21INR0536 | PANDA_T1_TMPL1CT1 | BELL | GAS-CC | NORTH | 2014 | 218.5 | 218.5 | 218.5 | 218.5 | 218.5 | 218.5 | 218.5 | 218.5 | 218.5 | 218.5
207 | PANDA TEMPLE I POWER CTG 2 | 21INR0536 | PANDA_T1_TMPL1CT2 | BELL | GAS-CC | NORTH | 2014 | 218.5 | 218.5 | 218.5 | 218.5 | 218.5 | 218.5 | 218.5 | 218.5 | 218.5 | 218.5
208 | PANDA TEMPLE I POWER STG 1 | 21INR0536 | PANDA_T1_TMPL1ST1 | BELL | GAS-CC | NORTH | 2014 | 333.6 | 333.6 | 333.6 | 333.6 | 333.6 | 333.6 | 333.6 | 333.6 | 333.6 | 333.6
209 | PANDA TEMPLE II POWER CTG 1 |  | PANDA_T2_TMPL2CT1 | BELL | GAS-CC | NORTH | 2015 | 218.5 | 218.5 | 218.5 | 218.5 | 218.5 | 218.5 | 218.5 | 218.5 | 218.5 | 218.5
210 | PANDA TEMPLE II POWER CTG 2 |  | PANDA_T2_TMPL2CT2 | BELL | GAS-CC | NORTH | 2015 | 218.5 | 218.5 | 218.5 | 218.5 | 218.5 | 218.5 | 218.5 | 218.5 | 218.5 | 218.5
211 | PANDA TEMPLE II POWER STG 1 |  | PANDA_T2_TMPL2ST1 | BELL | GAS-CC | NORTH | 2015 | 333.6 | 333.6 | 333.6 | 333.6 | 333.6 | 333.6 | 333.6 | 333.6 | 333.6 | 333.6
212 | PARIS ENERGY CENTER CTG 1 |  | TNSKA_GT1 | LAMAR | GAS-CC | NORTH | 1989 | 87 | 87 | 87 | 87 | 87 | 87 | 87 | 87 | 87 | 87
213 | PARIS ENERGY CENTER CTG 2 |  | TNSKA_GT2 | LAMAR | GAS-CC | NORTH | 1989 | 87 | 87 | 87 | 87 | 87 | 87 | 87 | 87 | 87 | 87
214 | PARIS ENERGY CENTER STG 1 |  | TNSKA_STG | LAMAR | GAS-CC | NORTH | 1990 | 89 | 89 | 89 | 89 | 89 | 89 | 89 | 89 | 89 | 89
215 | PASADENA COGEN FACILITY CTG 2 |  | PSG_PSG_GT2 | HARRIS | GAS-CC | HOUSTON | 2000 | 176 | 176 | 176 | 176 | 176 | 176 | 176 | 176 | 176 | 176
216 | PASADENA COGEN FACILITY CTG 3 |  | PSG_PSG_GT3 | HARRIS | GAS-CC | HOUSTON | 2000 | 176 | 176 | 176 | 176 | 176 | 176 | 176 | 176 | 176 | 176
217 | PASADENA COGEN FACILITY STG 2 |  | PSG_PSG_ST2 | HARRIS | GAS-CC | HOUSTON | 2000 | 169 | 169 | 169 | 169 | 169 | 169 | 169 | 169 | 169 | 169
218 | PEARSALL ENGINE PLANT IC A |  | PEARSAL2_AGR_A | FRIO | GAS-IC | SOUTH | 2012 | 50.6 | 50.6 | 50.6 | 50.6 | 50.6 | 50.6 | 50.6 | 50.6 | 50.6 | 50.6
219 | PEARSALL ENGINE PLANT IC B |  | PEARSAL2_AGR_B | FRIO | GAS-IC | SOUTH | 2012 | 50.6 | 50.6 | 50.6 | 50.6 | 50.6 | 50.6 | 50.6 | 50.6 | 50.6 | 50.6
220 | PEARSALL ENGINE PLANT IC C |  | PEARSAL2_AGR_C | FRIO | GAS-IC | SOUTH | 2012 | 50.6 | 50.6 | 50.6 | 50.6 | 50.6 | 50.6 | 50.6 | 50.6 | 50.6 | 50.6
221 | PEARSALL ENGINE PLANT IC D |  | PEARSAL2_AGR_D | FRIO | GAS-IC | SOUTH | 2012 | 50.6 | 50.6 | 50.6 | 50.6 | 50.6 | 50.6 | 50.6 | 50.6 | 50.6 | 50.6
222 | PERMIAN BASIN CTG 1 |  | PB2SES_CT1 | WARD | GAS-GT | WEST | 1988 | 79 | 79 | 79 | 79 | 79 | 79 | 79 | 79 | 79 | 79
223 | PERMIAN BASIN CTG 2 |  | PB2SES_CT2 | WARD | GAS-GT | WEST | 1988 | 76 | 76 | 76 | 76 | 76 | 76 | 76 | 76 | 76 | 76
224 | PERMIAN BASIN CTG 3 |  | PB2SES_CT3 | WARD | GAS-GT | WEST | 1988 | 78 | 78 | 78 | 78 | 78 | 78 | 78 | 78 | 78 | 78
225 | PERMIAN BASIN CTG 4 |  | PB2SES_CT4 | WARD | GAS-GT | WEST | 1990 | 75 | 75 | 75 | 75 | 75 | 75 | 75 | 75 | 75 | 75
226 | PERMIAN BASIN CTG 5 |  | PB2SES_CT5 | WARD | GAS-GT | WEST | 1990 | 79 | 79 | 79 | 79 | 79 | 79 | 79 | 79 | 79 | 79
227 | PES 1 POWER PLANT CTG 1 |  | PES1_UNIT1 | HARRIS | GAS-GT | HOUSTON | 2021 | 49.8 | 49.8 | 49.8 | 49.8 | 49.8 | 49.8 | 49.8 | 49.8 | 49.8 | 49.8
228 | PES 1 POWER PLANT CTG 2 |  | PES1_UNIT2 | HARRIS | GAS-GT | HOUSTON | 2021 | 49.8 | 49.8 | 49.8 | 49.8 | 49.8 | 49.8 | 49.8 | 49.8 | 49.8 | 49.8
229 | PES 1 POWER PLANT CTG 3 |  | PES1_UNIT3 | HARRIS | GAS-GT | HOUSTON | 2021 | 49.8 | 49.8 | 49.8 | 49.8 | 49.8 | 49.8 | 49.8 | 49.8 | 49.8 | 49.8
230 | PES 1 POWER PLANT CTG 4 |  | PES1_UNIT4 | HARRIS | GAS-GT | HOUSTON | 2021 | 49.8 | 49.8 | 49.8 | 49.8 | 49.8 | 49.8 | 49.8 | 49.8 | 49.8 | 49.8
231 | PES 1 POWER PLANT CTG 5 |  | PES1_UNIT5 | HARRIS | GAS-GT | HOUSTON | 2021 | 49.8 | 49.8 | 49.8 | 49.8 | 49.8 | 49.8 | 49.8 | 49.8 | 49.8 | 49.8
232 | PES 1 POWER PLANT CTG 6 |  | PES1_UNIT6 | HARRIS | GAS-GT | HOUSTON | 2021 | 49.8 | 49.8 | 49.8 | 49.8 | 49.8 | 49.8 | 49.8 | 49.8 | 49.8 | 49.8
233 | PHR PEAKERS (BAC) CTG 1 |  | BAC_CTG1 | GALVESTON | GAS-GT | HOUSTON | 2018 | 65 | 65 | 65 | 65 | 65 | 65 | 65 | 65 | 65 | 65
234 | PHR PEAKERS (BAC) CTG 2 |  | BAC_CTG2 | GALVESTON | GAS-GT | HOUSTON | 2018 | 65 | 65 | 65 | 65 | 65 | 65 | 65 | 65 | 65 | 65
235 | PHR PEAKERS (BAC) CTG 3 |  | BAC_CTG3 | GALVESTON | GAS-GT | HOUSTON | 2018 | 65 | 65 | 65 | 65 | 65 | 65 | 65 | 65 | 65 | 65
236 | PHR PEAKERS (BAC) CTG 4 |  | BAC_CTG4 | GALVESTON | GAS-GT | HOUSTON | 2018 | 65 | 65 | 65 | 65 | 65 | 65 | 65 | 65 | 65 | 65
237 | PHR PEAKERS (BAC) CTG 5 |  | BAC_CTG5 | GALVESTON | GAS-GT | HOUSTON | 2018 | 64 | 64 | 64 | 64 | 64 | 64 | 64 | 64 | 64 | 64
238 | PHR PEAKERS (BAC) CTG 6 |  | BAC_CTG6 | GALVESTON | GAS-GT | HOUSTON | 2018 | 65 | 65 | 65 | 65 | 65 | 65 | 65 | 65 | 65 | 65
239 | POWERLANE PLANT STG 1 |  | STEAM1A_STEAM_1 | HUNT | GAS-ST | NORTH | 1966 | 17.5 | 17.5 | 17.5 | 17.5 | 17.5 | 17.5 | 17.5 | 17.5 | 17.5 | 17.5
240 | POWERLANE PLANT STG 2 |  | STEAM_STEAM_2 | HUNT | GAS-ST | NORTH | 1967 | 23.5 | 23.5 | 23.5 | 23.5 | 23.5 | 23.5 | 23.5 | 23.5 | 23.5 | 23.5
241 | POWERLANE PLANT STG 3 |  | STEAM_STEAM_3 | HUNT | GAS-ST | NORTH | 1978 | 39.5 | 39.5 | 39.5 | 39.5 | 39.5 | 39.5 | 39.5 | 39.5 | 39.5 | 39.5
242 | QUAIL RUN ENERGY CTG 1 |  | QALSW_GT1 | ECTOR | GAS-CC | WEST | 2007 | 84 | 84 | 84 | 84 | 84 | 84 | 84 | 84 | 84 | 84
243 | QUAIL RUN ENERGY CTG 2 |  | QALSW_GT2 | ECTOR | GAS-CC | WEST | 2007 | 86 | 86 | 86 | 86 | 86 | 86 | 86 | 86 | 86 | 86
244 | QUAIL RUN ENERGY CTG 3 |  | QALSW_GT3 | ECTOR | GAS-CC | WEST | 2008 | 81 | 81 | 81 | 81 | 81 | 81 | 81 | 81 | 81 | 81
245 | QUAIL RUN ENERGY CTG 4 |  | QALSW_GT4 | ECTOR | GAS-CC | WEST | 2008 | 81 | 81 | 81 | 81 | 81 | 81 | 81 | 81 | 81 | 81
246 | QUAIL RUN ENERGY STG 1 |  | QALSW_STG1 | ECTOR | GAS-CC | WEST | 2007 | 98 | 98 | 98 | 98 | 98 | 98 | 98 | 98 | 98 | 98
247 | QUAIL RUN ENERGY STG 2 |  | QALSW_STG2 | ECTOR | GAS-CC | WEST | 2008 | 98 | 98 | 98 | 98 | 98 | 98 | 98 | 98 | 98 | 98
248 | R W MILLER CTG 4 |  | MIL_MILLERG4 | PALO PINTO | GAS-GT | NORTH | 1994 | 115 | 115 | 115 | 115 | 115 | 115 | 115 | 115 | 115 | 115
249 | R W MILLER CTG 5 |  | MIL_MILLERG5 | PALO PINTO | GAS-GT | NORTH | 1994 | 115 | 115 | 115 | 115 | 115 | 115 | 115 | 115 | 115 | 115
250 | R W MILLER STG 1 |  | MIL_MILLERG1 | PALO PINTO | GAS-ST | NORTH | 1968 | 75 | 75 | 75 | 75 | 75 | 75 | 75 | 75 | 75 | 75
251 | R W MILLER STG 2 |  | MIL_MILLERG2 | PALO PINTO | GAS-ST | NORTH | 1972 | 120 | 120 | 120 | 120 | 120 | 120 | 120 | 120 | 120 | 120
252 | R W MILLER STG 3 |  | MIL_MILLERG3 | PALO PINTO | GAS-ST | NORTH | 1975 | 208 | 208 | 208 | 208 | 208 | 208 | 208 | 208 | 208 | 208
253 | RAY OLINGER CTG 4 |  | OLINGR_OLING_4 | COLLIN | GAS-GT | NORTH | 2001 | 95 | 95 | 95 | 95 | 95 | 95 | 95 | 95 | 95 | 95
254 | RAY OLINGER STG 1 |  | OLINGR_OLING_1 | COLLIN | GAS-ST | NORTH | 1967 | 78 | 78 | 78 | 78 | 78 | 78 | 78 | 78 | 78 | 78
255 | RAY OLINGER STG 2 |  | OLINGR_OLING_2 | COLLIN | GAS-ST | NORTH | 1971 | 107 | 107 | 107 | 107 | 107 | 107 | 107 | 107 | 107 | 107
256 | RAY OLINGER STG 3 |  | OLINGR_OLING_3 | COLLIN | GAS-ST | NORTH | 1975 | 146 | 146 | 146 | 146 | 146 | 146 | 146 | 146 | 146 | 146
257 | REDGATE IC A |  | REDGATE_AGR_A | HIDALGO | GAS-IC | SOUTH | 2016 | 56.3 | 56.3 | 56.3 | 56.3 | 56.3 | 56.3 | 56.3 | 56.3 | 56.3 | 56.3
258 | REDGATE IC B |  | REDGATE_AGR_B | HIDALGO | GAS-IC | SOUTH | 2016 | 56.3 | 56.3 | 56.3 | 56.3 | 56.3 | 56.3 | 56.3 | 56.3 | 56.3 | 56.3
259 | REDGATE IC C |  | REDGATE_AGR_C | HIDALGO | GAS-IC | SOUTH | 2016 | 56.3 | 56.3 | 56.3 | 56.3 | 56.3 | 56.3 | 56.3 | 56.3 | 56.3 | 56.3
260 | REDGATE IC D |  | REDGATE_AGR_D | HIDALGO | GAS-IC | SOUTH | 2016 | 56.3 | 56.3 | 56.3 | 56.3 | 56.3 | 56.3 | 56.3 | 56.3 | 56.3 | 56.3
261 | RIO NOGALES POWER CTG 1 |  | RIONOG_CT1 | GUADALUPE | GAS-CC | SOUTH | 2002 | 183 | 183 | 183 | 183 | 183 | 183 | 183 | 183 | 183 | 183
262 | RIO NOGALES POWER CTG 2 | 21INR0328 | RIONOG_CT2 | GUADALUPE | GAS-CC | SOUTH | 2002 | 183 | 183 | 183 | 183 | 183 | 183 | 183 | 183 | 183 | 183
263 | RIO NOGALES POWER CTG 3 |  | RIONOG_CT3 | GUADALUPE | GAS-CC | SOUTH | 2002 | 183 | 183 | 183 | 183 | 183 | 183 | 183 | 183 | 183 | 183
264 | RIO NOGALES POWER STG 4 |  | RIONOG_ST1 | GUADALUPE | GAS-CC | SOUTH | 2002 | 308 | 308 | 308 | 308 | 308 | 308 | 308 | 308 | 308 | 308
265 | SAM RAYBURN POWER CTG 7 |  | RAYBURN_RAYBURG7 | VICTORIA | GAS-CC | SOUTH | 2003 | 50 | 50 | 50 | 50 | 50 | 50 | 50 | 50 | 50 | 50
266 | SAM RAYBURN POWER CTG 8 |  | RAYBURN_RAYBURG8 | VICTORIA | GAS-CC | SOUTH | 2003 | 51 | 51 | 51 | 51 | 51 | 51 | 51 | 51 | 51 | 51
267 | SAM RAYBURN POWER CTG 9 |  | RAYBURN_RAYBURG9 | VICTORIA | GAS-CC | SOUTH | 2003 | 50 | 50 | 50 | 50 | 50 | 50 | 50 | 50 | 50 | 50
268 | SAM RAYBURN POWER STG 10 |  | RAYBURN_RAYBURG10 | VICTORIA | GAS-CC | SOUTH | 2003 | 40 | 40 | 40 | 40 | 40 | 40 | 40 | 40 | 40 | 40
269 | SAN JACINTO SES CTG 1 |  | SJS_SJS_G1 | HARRIS | GAS-GT | HOUSTON | 1995 | 87 | 87 | 87 | 87 | 87 | 87 | 87 | 87 | 87 | 87
270 | SAN JACINTO SES CTG 2 |  | SJS_SJS_G2 | HARRIS | GAS-GT | HOUSTON | 1995 | 87 | 87 | 87 | 87 | 87 | 87 | 87 | 87 | 87 | 87
271 | SANDHILL ENERGY CENTER CTG 1 |  | SANDHSYD_SH1 | TRAVIS | GAS-GT | SOUTH | 2001 | 48 | 48 | 48 | 48 | 48 | 48 | 48 | 48 | 48 | 48
272 | SANDHILL ENERGY CENTER CTG 2 |  | SANDHSYD_SH2 | TRAVIS | GAS-GT | SOUTH | 2001 | 48 | 48 | 48 | 48 | 48 | 48 | 48 | 48 | 48 | 48
273 | SANDHILL ENERGY CENTER CTG 3 |  | SANDHSYD_SH3 | TRAVIS | GAS-GT | SOUTH | 2001 | 48 | 48 | 48 | 48 | 48 | 48 | 48 | 48 | 48 | 48
274 | SANDHILL ENERGY CENTER CTG 4 |  | SANDHSYD_SH4 | TRAVIS | GAS-GT | SOUTH | 2001 | 48 | 48 | 48 | 48 | 48 | 48 | 48 | 48 | 48 | 48
275 | SANDHILL ENERGY CENTER CTG 5A |  | SANDHSYD_SH_5A | TRAVIS | GAS-CC | SOUTH | 2004 | 175 | 175 | 175 | 175 | 175 | 175 | 175 | 175 | 175 | 175
276 | SANDHILL ENERGY CENTER CTG 6 |  | SANDHSYD_SH6 | TRAVIS | GAS-GT | SOUTH | 2010 | 48 | 48 | 48 | 48 | 48 | 48 | 48 | 48 | 48 | 48
277 | SANDHILL ENERGY CENTER CTG 7 |  | SANDHSYD_SH7 | TRAVIS | GAS-GT | SOUTH | 2010 | 48 | 48 | 48 | 48 | 48 | 48 | 48 | 48 | 48 | 48
278 | SANDHILL ENERGY CENTER STG 5C |  | SANDHSYD_SH_5C | TRAVIS | GAS-CC | SOUTH | 2004 | 150 | 150 | 150 | 150 | 150 | 150 | 150 | 150 | 150 | 150
279 | SILAS RAY CTG 10 |  | SILASRAY_SILAS_10 | CAMERON | GAS-GT | COASTAL | 2004 | 46 | 46 | 46 | 46 | 46 | 46 | 46 | 46 | 46 | 46
280 | SILAS RAY POWER CTG 9 |  | SILASRAY_SILAS_9 | CAMERON | GAS-CC | COASTAL | 1996 | 49 | 49 | 49 | 49 | 49 | 49 | 49 | 49 | 49 | 49
281 | SILAS RAY POWER STG 6 |  | SILASRAY_SILAS_6 | CAMERON | GAS-CC | COASTAL | 1962 | 21 | 21 | 21 | 21 | 21 | 21 | 21 | 21 | 21 | 21
282 | SIM GIDEON STG 1 |  | GIDEON_GIDEONG1 | BASTROP | GAS-ST | SOUTH | 1965 | 130 | 130 | 130 | 130 | 130 | 130 | 130 | 130 | 130 | 130
283 | SIM GIDEON STG 2 |  | GIDEON_GIDEONG2 | BASTROP | GAS-ST | SOUTH | 1968 | 135 | 135 | 135 | 135 | 135 | 135 | 135 | 135 | 135 | 135
284 | SIM GIDEON STG 3 |  | GIDEON_GIDEONG3 | BASTROP | GAS-ST | SOUTH | 1972 | 340 | 340 | 340 | 340 | 340 | 340 | 340 | 340 | 340 | 340
285 | SKY GLOBAL POWER ONE IC A |  | SKY1_SKY1A | COLORADO | GAS-IC | SOUTH | 2016 | 26.7 | 26.7 | 26.7 | 26.7 | 26.7 | 26.7 | 26.7 | 26.7 | 26.7 | 26.7
286 | SKY GLOBAL POWER ONE IC B |  | SKY1_SKY1B | COLORADO | GAS-IC | SOUTH | 2016 | 26.7 | 26.7 | 26.7 | 26.7 | 26.7 | 26.7 | 26.7 | 26.7 | 26.7 | 26.7
287 | STRYKER CREEK STG 1 |  | SCSES_UNIT1A | CHEROKEE | GAS-ST | NORTH | 1958 | 167 | 167 | 167 | 167 | 167 | 167 | 167 | 167 | 167 | 167
288 | STRYKER CREEK STG 2 |  | SCSES_UNIT2 | CHEROKEE | GAS-ST | NORTH | 1965 | 502 | 502 | 502 | 502 | 502 | 502 | 502 | 502 | 502 | 502
289 | T H WHARTON CTG 1 |  | THW_THWGT_1 | HARRIS | GAS-GT | HOUSTON | 1967 | 16 | 16 | 16 | 16 | 16 | 16 | 16 | 16 | 16 | 16
290 | T H WHARTON POWER CTG 31 |  | THW_THWGT31 | HARRIS | GAS-CC | HOUSTON | 1972 | 69 | 69 | 69 | 69 | 69 | 69 | 69 | 69 | 69 | 69
291 | T H WHARTON POWER CTG 32 |  | THW_THWGT32 | HARRIS | GAS-CC | HOUSTON | 1972 | 69 | 69 | 69 | 69 | 69 | 69 | 69 | 69 | 69 | 69
292 | T H WHARTON POWER CTG 33 |  | THW_THWGT33 | HARRIS | GAS-CC | HOUSTON | 1972 | 69 | 69 | 69 | 69 | 69 | 69 | 69 | 69 | 69 | 69
293 | T H WHARTON POWER CTG 34 |  | THW_THWGT34 | HARRIS | GAS-CC | HOUSTON | 1972 | 69 | 69 | 69 | 69 | 69 | 69 | 69 | 69 | 69 | 69
294 | T H WHARTON POWER CTG 41 |  | THW_THWGT41 | HARRIS | GAS-CC | HOUSTON | 1972 | 69 | 69 | 69 | 69 | 69 | 69 | 69 | 69 | 69 | 69
295 | T H WHARTON POWER CTG 42 |  | THW_THWGT42 | HARRIS | GAS-CC | HOUSTON | 1972 | 69 | 69 | 69 | 69 | 69 | 69 | 69 | 69 | 69 | 69
296 | T H WHARTON POWER CTG 43 |  | THW_THWGT43 | HARRIS | GAS-CC | HOUSTON | 1974 | 69 | 69 | 69 | 69 | 69 | 69 | 69 | 69 | 69 | 69
297 | T H WHARTON POWER CTG 44 |  | THW_THWGT44 | HARRIS | GAS-CC | HOUSTON | 1974 | 69 | 69 | 69 | 69 | 69 | 69 | 69 | 69 | 69 | 69
298 | T H WHARTON POWER CTG 51 |  | THW_THWGT51 | HARRIS | GAS-GT | HOUSTON | 1975 | 65 | 65 | 65 | 65 | 65 | 65 | 65 | 65 | 65 | 65
299 | T H WHARTON POWER CTG 52 |  | THW_THWGT52 | HARRIS | GAS-GT | HOUSTON | 1975 | 65 | 65 | 65 | 65 | 65 | 65 | 65 | 65 | 65 | 65
300 | T H WHARTON POWER CTG 53 |  | THW_THWGT53 | HARRIS | GAS-GT | HOUSTON | 1975 | 65 | 65 | 65 | 65 | 65 | 65 | 65 | 65 | 65 | 65
301 | T H WHARTON POWER CTG 54 |  | THW_THWGT54 | HARRIS | GAS-GT | HOUSTON | 1975 | 65 | 65 | 65 | 65 | 65 | 65 | 65 | 65 | 65 | 65
302 | T H WHARTON POWER CTG 55 |  | THW_THWGT55 | HARRIS | GAS-GT | HOUSTON | 1975 | 65 | 65 | 65 | 65 | 65 | 65 | 65 | 65 | 65 | 65
303 | T H WHARTON POWER CTG 56 |  | THW_THWGT56 | HARRIS | GAS-GT | HOUSTON | 1975 | 65 | 65 | 65 | 65 | 65 | 65 | 65 | 65 | 65 | 65
304 | T H WHARTON POWER STG 3 |  | THW_THWST_3 | HARRIS | GAS-CC | HOUSTON | 1974 | 110 | 110 | 110 | 110 | 110 | 110 | 110 | 110 | 110 | 110
305 | T H WHARTON POWER STG 4 |  | THW_THWST_4 | HARRIS | GAS-CC | HOUSTON | 1974 | 110 | 110 | 110 | 110 | 110 | 110 | 110 | 110 | 110 | 110
306 | TEXAS CITY POWER CTG A |  | TXCTY_CTA | GALVESTON | GAS-CC | HOUSTON | 2000 | 102.4 | 102.4 | 102.4 | 102.4 | 102.4 | 102.4 | 102.4 | 102.4 | 102.4 | 102.4
307 | TEXAS CITY POWER CTG B |  | TXCTY_CTB | GALVESTON | GAS-CC | HOUSTON | 2000 | 102.4 | 102.4 | 102.4 | 102.4 | 102.4 | 102.4 | 102.4 | 102.4 | 102.4 | 102.4
308 | TEXAS CITY POWER CTG C |  | TXCTY_CTC | GALVESTON | GAS-CC | HOUSTON | 2000 | 102.4 | 102.4 | 102.4 | 102.4 | 102.4 | 102.4 | 102.4 | 102.4 | 102.4 | 102.4
309 | TEXAS CITY POWER STG |  | TXCTY_ST | GALVESTON | GAS-CC | HOUSTON | 2000 | 131.5 | 131.5 | 131.5 | 131.5 | 131.5 | 131.5 | 131.5 | 131.5 | 131.5 | 131.5
310 | TRINIDAD STG 6 |  | TRSES_UNIT6 | HENDERSON | GAS-ST | NORTH | 1965 | 235 | 235 | 235 | 235 | 235 | 235 | 235 | 235 | 235 | 235
311 | V H BRAUNIG CTG 5 |  | BRAUNIG_VHB6CT5 | BEXAR | GAS-GT | SOUTH | 2009 | 48 | 48 | 48 | 48 | 48 | 48 | 48 | 48 | 48 | 48
312 | V H BRAUNIG CTG 6 |  | BRAUNIG_VHB6CT6 | BEXAR | GAS-GT | SOUTH | 2009 | 48 | 48 | 48 | 48 | 48 | 48 | 48 | 48 | 48 | 48
313 | V H BRAUNIG CTG 7 |  | BRAUNIG_VHB6CT7 | BEXAR | GAS-GT | SOUTH | 2009 | 48 | 48 | 48 | 48 | 48 | 48 | 48 | 48 | 48 | 48
314 | V H BRAUNIG CTG 8 |  | BRAUNIG_VHB6CT8 | BEXAR | GAS-GT | SOUTH | 2009 | 47 | 47 | 47 | 47 | 47 | 47 | 47 | 47 | 47 | 47
315 | V H BRAUNIG STG 1 |  | BRAUNIG_VHB1 | BEXAR | GAS-ST | SOUTH | 1966 | 217 | 217 | 217 | 217 | 217 | 217 | 217 | 217 | 217 | 217
316 | V H BRAUNIG STG 2 |  | BRAUNIG_VHB2 | BEXAR | GAS-ST | SOUTH | 1968 | 230 | 230 | 230 | 230 | 230 | 230 | 230 | 230 | 230 | 230
317 | V H BRAUNIG STG 3 |  | BRAUNIG_VHB3 | BEXAR | GAS-ST | SOUTH | 1970 | 412 | 412 | 412 | 412 | 412 | 412 | 412 | 412 | 412 | 412
318 | VICTORIA CITY (CITYVICT) CTG 1 |  | CITYVICT_CTG01 | VICTORIA | GAS-GT | SOUTH | 2020 | 49.8 | 49.8 | 49.8 | 49.8 | 49.8 | 49.8 | 49.8 | 49.8 | 49.8 | 49.8
319 | VICTORIA CITY (CITYVICT) CTG 2 |  | CITYVICT_CTG02 | VICTORIA | GAS-GT | SOUTH | 2020 | 49.8 | 49.8 | 49.8 | 49.8 | 49.8 | 49.8 | 49.8 | 49.8 | 49.8 | 49.8
320 | VICTORIA PORT (VICTPORT) CTG 1 |  | VICTPORT_CTG01 | VICTORIA | GAS-GT | SOUTH | 2019 | 49.8 | 49.8 | 49.8 | 49.8 | 49.8 | 49.8 | 49.8 | 49.8 | 49.8 | 49.8
321 | VICTORIA PORT (VICTPORT) CTG 2 |  | VICTPORT_CTG02 | VICTORIA | GAS-GT | SOUTH | 2019 | 49.8 | 49.8 | 49.8 | 49.8 | 49.8 | 49.8 | 49.8 | 49.8 | 49.8 | 49.8
322 | VICTORIA POWER CTG 6 |  | VICTORIA_VICTORG6 | VICTORIA | GAS-CC | SOUTH | 2009 | 171 | 171 | 171 | 171 | 171 | 171 | 171 | 171 | 171 | 171
323 | VICTORIA POWER STG 5 |  | VICTORIA_VICTORG5 | VICTORIA | GAS-CC | SOUTH | 2009 | 132 | 132 | 132 | 132 | 132 | 132 | 132 | 132 | 132 | 132
324 | W A PARISH CTG 1 |  | WAP_WAPGT_1 | FORT BEND | GAS-GT | HOUSTON | 1967 | 13 | 13 | 13 | 13 | 13 | 13 | 13 | 13 | 13 | 13
325 | W A PARISH STG 1 |  | WAP_WAP_G1 | FORT BEND | GAS-ST | HOUSTON | 1958 | 169 | 169 | 169 | 169 | 169 | 169 | 169 | 169 | 169 | 169
326 | W A PARISH STG 2 |  | WAP_WAP_G2 | FORT BEND | GAS-ST | HOUSTON | 1958 | 169 | 169 | 169 | 169 | 169 | 169 | 169 | 169 | 169 | 169
327 | W A PARISH STG 3 |  | WAP_WAP_G3 | FORT BEND | GAS-ST | HOUSTON | 1961 | 258 | 258 | 258 | 258 | 258 | 258 | 258 | 258 | 258 | 258
328 | W A PARISH STG 4 |  | WAP_WAP_G4 | FORT BEND | GAS-ST | HOUSTON | 1968 | 552 | 552 | 552 | 552 | 552 | 552 | 552 | 552 | 552 | 552
329 | WICHITA FALLS CTG 1 |  | WFCOGEN_UNIT1 | WICHITA | GAS-CC | WEST | 1987 | 20 | 20 | 20 | 20 | 20 | 20 | 20 | 20 | 20 | 20
330 | WICHITA FALLS CTG 2 |  | WFCOGEN_UNIT2 | WICHITA | GAS-CC | WEST | 1987 | 20 | 20 | 20 | 20 | 20 | 20 | 20 | 20 | 20 | 20
331 | WICHITA FALLS CTG 3 |  | WFCOGEN_UNIT3 | WICHITA | GAS-CC | WEST | 1987 | 20 | 20 | 20 | 20 | 20 | 20 | 20 | 20 | 20 | 20
332 | WICHITA FALLS STG 4 |  | WFCOGEN_UNIT4 | WICHITA | GAS-CC | WEST | 1987 | 16 | 16 | 16 | 16 | 16 | 16 | 16 | 16 | 16 | 16
333 | WINCHESTER POWER PARK CTG 1 |  | WIPOPA_WPP_G1 | FAYETTE | GAS-GT | SOUTH | 2009 | 46 | 46 | 46 | 46 | 46 | 46 | 46 | 46 | 46 | 46
334 | WINCHESTER POWER PARK CTG 2 |  | WIPOPA_WPP_G2 | FAYETTE | GAS-GT | SOUTH | 2009 | 46 | 46 | 46 | 46 | 46 | 46 | 46 | 46 | 46 | 46
335 | WINCHESTER POWER PARK CTG 3 |  | WIPOPA_WPP_G3 | FAYETTE | GAS-GT | SOUTH | 2009 | 46 | 46 | 46 | 46 | 46 | 46 | 46 | 46 | 46 | 46
336 | WINCHESTER POWER PARK CTG 4 |  | WIPOPA_WPP_G4 | FAYETTE | GAS-GT | SOUTH | 2009 | 46 | 46 | 46 | 46 | 46 | 46 | 46 | 46 | 46 | 46
337 | WISE-TRACTEBEL POWER CTG 1 | 20INR0286 | WCPP_CT1 | WISE | GAS-CC | NORTH | 2004 | 263.8 | 263.8 | 263.8 | 263.8 | 263.8 | 263.8 | 263.8 | 263.8 | 263.8 | 263.8
338 | WISE-TRACTEBEL POWER CTG 2 | 20INR0286 | WCPP_CT2 | WISE | GAS-CC | NORTH | 2004 | 263.8 | 263.8 | 263.8 | 263.8 | 263.8 | 263.8 | 263.8 | 263.8 | 263.8 | 263.8
339 | WISE-TRACTEBEL POWER STG 1 | 20INR0286 | WCPP_ST1 | WISE | GAS-CC | NORTH | 2004 | 298 | 298 | 298 | 298 | 298 | 298 | 298 | 298 | 298 | 298
340 | WOLF HOLLOW 2 CTG 4 | 18INR0076 | WHCCS2_CT4 | HOOD | GAS-CC | NORTH | 2017 | 353.3 | 353.3 | 353.3 | 353.3 | 353.3 | 353.3 | 353.3 | 353.3 | 353.3 | 353.3
341 | WOLF HOLLOW 2 CTG 5 | 18INR0076 | WHCCS2_CT5 | HOOD | GAS-CC | NORTH | 2017 | 354.6 | 354.6 | 354.6 | 354.6 | 354.6 | 354.6 | 354.6 | 354.6 | 354.6 | 354.6
342 | WOLF HOLLOW 2 STG 6 | 18INR0076 | WHCCS2_STG6 | HOOD | GAS-CC | NORTH | 2017 | 485.1 | 485.1 | 485.1 | 485.1 | 485.1 | 485.1 | 485.1 | 485.1 | 485.1 | 485.1
343 | WOLF HOLLOW POWER CTG 1 |  | WHCCS_CT1 | HOOD | GAS-CC | NORTH | 2002 | 240.4 | 240.4 | 240.4 | 240.4 | 240.4 | 240.4 | 240.4 | 240.4 | 240.4 | 240.4
344 | WOLF HOLLOW POWER CTG 2 |  | WHCCS_CT2 | HOOD | GAS-CC | NORTH | 2002 | 235.4 | 235.4 | 235.4 | 235.4 | 235.4 | 235.4 | 235.4 | 235.4 | 235.4 | 235.4
345 | WOLF HOLLOW POWER STG |  | WHCCS_STG | HOOD | GAS-CC | NORTH | 2002 | 269 | 269 | 269 | 269 | 269 | 269 | 269 | 269 | 269 | 269
346 | BIOENERGY AUSTIN WALZEM RD LFG |  | DG_WALZE_4UNITS | BEXAR | BIOMASS | SOUTH | 2002 | 9.8 | 9.8 | 9.8 | 9.8 | 9.8 | 9.8 | 9.8 | 9.8 | 9.8 | 9.8
347 | BIOENERGY TEXAS COVEL GARDENS LFG |  | DG_MEDIN_1UNIT | BEXAR | BIOMASS | SOUTH | 2005 | 9.6 | 9.6 | 9.6 | 9.6 | 9.6 | 9.6 | 9.6 | 9.6 | 9.6 | 9.6
348 | FARMERS BRANCH LANDFILL GAS TO ENERGY |  | DG_HBR_2UNITS | DENTON | BIOMASS | NORTH | 2011 | 3.2 | 3.2 | 3.2 | 3.2 | 3.2 | 3.2 | 3.2 | 3.2 | 3.2 | 3.2
349 | GRAND PRAIRIE LFG |  | DG_TRIRA_1UNIT | DALLAS | BIOMASS | NORTH | 2015 | 4 | 4 | 4 | 4 | 4 | 4 | 4 | 4 | 4 | 4
350 | NELSON GARDENS LFG |  | DG_78252_4UNITS | BEXAR | BIOMASS | SOUTH | 2013 | 4.2 | 4.2 | 4.2 | 4.2 | 4.2 | 4.2 | 4.2 | 4.2 | 4.2 | 4.2
351 | WM RENEWABLE-AUSTIN LFG |  | DG_SPRIN_4UNITS | TRAVIS | BIOMASS | SOUTH | 2007 | 6.4 | 6.4 | 6.4 | 6.4 | 6.4 | 6.4 | 6.4 | 6.4 | 6.4 | 6.4
352 | WM RENEWABLE-BIOENERGY PARTNERS LFG |  | DG_BIOE_2UNITS | DENTON | BIOMASS | NORTH | 1988 | 6.2 | 6.2 | 6.2 | 6.2 | 6.2 | 6.2 | 6.2 | 6.2 | 6.2 | 6.2
353 | WM RENEWABLE-DFW GAS RECOVERY LFG |  | DG_BIO2_4UNITS | DENTON | BIOMASS | NORTH | 2009 | 6.4 | 6.4 | 6.4 | 6.4 | 6.4 | 6.4 | 6.4 | 6.4 | 6.4 | 6.4
354 | WM RENEWABLE-MESQUITE CREEK LFG |  | DG_FREIH_2UNITS | COMAL | BIOMASS | SOUTH | 2011 | 3.2 | 3.2 | 3.2 | 3.2 | 3.2 | 3.2 | 3.2 | 3.2 | 3.2 | 3.2
355 | WM RENEWABLE-WESTSIDE LFG |  | DG_WSTHL_3UNITS | PARKER | BIOMASS | NORTH | 2010 | 4.8 | 4.8 | 4.8 | 4.8 | 4.8 | 4.8 | 4.8 | 4.8 | 4.8 | 4.8
356 | Operational Capacity Total (Nuclear, Coal, Gas, Biomass) | [6 empty] | 67417.3 | 67417.3 | 67417.3 | 67417.3 | 67417.3 | 67417.3 | 67417.3 | 67417.3 | 67417.3 | 67417.3
357
358 | Operational Resources (Hydro)
359 | AMISTAD HYDRO 1 |  | AMISTAD_AMISTAG1 | VAL VERDE | HYDRO | WEST | 1983 | 37.9 | 37.9 | 37.9 | 37.9 | 37.9 | 37.9 | 37.9 | 37.9 | 37.9 | 37.9
360 | AMISTAD HYDRO 2 |  | AMISTAD_AMISTAG2 | VAL VERDE | HYDRO | WEST | 1983 | 37.9 | 37.9 | 37.9 | 37.9 | 37.9 | 37.9 | 37.9 | 37.9 | 37.9 | 37.9
361 | AUSTIN HYDRO 1 |  | AUSTPL_AUSTING1 | TRAVIS | HYDRO | SOUTH | 1940 | 8 | 8 | 8 | 8 | 8 | 8 | 8 | 8 | 8 | 8
362 | AUSTIN HYDRO 2 |  | AUSTPL_AUSTING2 | TRAVIS | HYDRO | SOUTH | 1940 | 9 | 9 | 9 | 9 | 9 | 9 | 9 | 9 | 9 | 9
363 | BUCHANAN HYDRO 1 |  | BUCHAN_BUCHANG1 | LLANO | HYDRO | SOUTH | 1938 | 16 | 16 | 16 | 16 | 16 | 16 | 16 | 16 | 16 | 16
364 | BUCHANAN HYDRO 2 |  | BUCHAN_BUCHANG2 | LLANO | HYDRO | SOUTH | 1938 | 16 | 16 | 16 | 16 | 16 | 16 | 16 | 16 | 16 | 16
365 | BUCHANAN HYDRO 3 |  | BUCHAN_BUCHANG3 | LLANO | HYDRO | SOUTH | 1950 | 17 | 17 | 17 | 17 | 17 | 17 | 17 | 17 | 17 | 17
366 | DENISON DAM 1 |  | DNDAM_DENISOG1 | GRAYSON | HYDRO | NORTH | 1944 | 40 | 40 | 40 | 40 | 40 | 40 | 40 | 40 | 40 | 40
367 | DENISON DAM 2 |  | DNDAM_DENISOG2 | GRAYSON | HYDRO | NORTH | 1948 | 40 | 40 | 40 | 40 | 40 | 40 | 40 | 40 | 40 | 40
368 | EAGLE PASS HYDRO |  | EAGLE_HY_EAGLE_HY1 | MAVERICK | HYDRO | SOUTH | 2005 | 9.6 | 9.6 | 9.6 | 9.6 | 9.6 | 9.6 | 9.6 | 9.6 | 9.6 | 9.6
369 | FALCON HYDRO 1 |  | FALCON_FALCONG1 | STARR | HYDRO | SOUTH | 1954 | 12 | 12 | 12 | 12 | 12 | 12 | 12 | 12 | 12 | 12
370 | FALCON HYDRO 2 |  | FALCON_FALCONG2 | STARR | HYDRO | SOUTH | 1954 | 12 | 12 | 12 | 12 | 12 | 12 | 12 | 12 | 12 | 12
371 | FALCON HYDRO 3 |  | FALCON_FALCONG3 | STARR | HYDRO | SOUTH | 1954 | 12 | 12 | 12 | 12 | 12 | 12 | 12 | 12 | 12 | 12
372 | GRANITE SHOALS HYDRO 1 |  | WIRTZ_WIRTZ_G1 | BURNET | HYDRO | SOUTH | 1951 | 29 | 29 | 29 | 29 | 29 | 29 | 29 | 29 | 29 | 29
373 | GRANITE SHOALS HYDRO 2 |  | WIRTZ_WIRTZ_G2 | BURNET | HYDRO | SOUTH | 1951 | 29 | 29 | 29 | 29 | 29 | 29 | 29 | 29 | 29 | 29
374 | GUADALUPE BLANCO RIVER AUTH-CANYON |  | CANYHY_CANYHYG1 | COMAL | HYDRO | SOUTH | 1989 | 6 | 6 | 6 | 6 | 6 | 6 | 6 | 6 | 6 | 6
375 | INKS HYDRO 1 |  | INKSDA_INKS_G1 | LLANO | HYDRO | SOUTH | 1938 | 14 | 14 | 14 | 14 | 14 | 14 | 14 | 14 | 14 | 14
376 | MARBLE FALLS HYDRO 1 |  | MARBFA_MARBFAG1 | BURNET | HYDRO | SOUTH | 1951 | 21 | 21 | 21 | 21 | 21 | 21 | 21 | 21 | 21 | 21
377 | MARBLE FALLS HYDRO 2 |  | MARBFA_MARBFAG2 | BURNET | HYDRO | SOUTH | 1951 | 20 | 20 | 20 | 20 | 20 | 20 | 20 | 20 | 20 | 20
378 | MARSHALL FORD HYDRO 1 |  | MARSFO_MARSFOG1 | TRAVIS | HYDRO | SOUTH | 1941 | 34 | 34 | 34 | 34 | 34 | 34 | 34 | 34 | 34 | 34
379 | MARSHALL FORD HYDRO 2 |  | MARSFO_MARSFOG2 | TRAVIS | HYDRO | SOUTH | 1941 | 36 | 36 | 36 | 36 | 36 | 36 | 36 | 36 | 36 | 36
380 | MARSHALL FORD HYDRO 3 |  | MARSFO_MARSFOG3 | TRAVIS | HYDRO | SOUTH | 1941 | 36 | 36 | 36 | 36 | 36 | 36 | 36 | 36 | 36 | 36
381 | WHITNEY DAM HYDRO |  | WND_WHITNEY1 | BOSQUE | HYDRO | NORTH | 1953 | 22 | 22 | 22 | 22 | 22 | 22 | 22 | 22 | 22 | 22
382 | WHITNEY DAM HYDRO 2 |  | WND_WHITNEY2 | BOSQUE | HYDRO | NORTH | 1953 | 22 | 22 | 22 | 22 | 22 | 22 | 22 | 22 | 22 | 22
383 | Operational Capacity Total (Hydro) | [6 empty] | 536.4 | 536.4 | 536.4 | 536.4 | 536.4 | 536.4 | 536.4 | 536.4 | 536.4 | 536.4
384 | Hydro Capacity Contribution (Top 20 Hours) |  | HYDRO_CAP_CONT |  |  |  |  | 401.8735 | 401.8735 | 401.8735 | 401.8735 | 401.8735 | 401.8735 | 401.8735 | 401.8735 | 401.8735 | 401.8735
385
386 | Operational Hydro Resources, Settlement Only Distributed Generators (SODGs)
387 | ARLINGTON OUTLET HYDROELECTRIC FACILITY |  | DG_OAKHL_1UNIT | TARRANT | HYDRO | NORTH | 2014 | 1.4 | 1.4 | 1.4 | 1.4 | 1.4 | 1.4 | 1.4 | 1.4 | 1.4 | 1.4
388 | GUADALUPE BLANCO RIVER AUTH-LAKEWOOD TAP |  | DG_LKWDT_2UNITS | GONZALES | HYDRO | SOUTH | 1931 | 4.8 | 4.8 | 4.8 | 4.8 | 4.8 | 4.8 | 4.8 | 4.8 | 4.8 | 4.8
389 | GUADALUPE BLANCO RIVER AUTH-MCQUEENEY |  | DG_MCQUE_5UNITS | GUADALUPE | HYDRO | SOUTH | 1928 | 7.7 | 7.7 | 7.7 | 7.7 | 7.7 | 7.7 | 7.7 | 7.7 | 7.7 | 7.7
390 | GUADALUPE BLANCO RIVER AUTH-SCHUMANSVILLE |  | DG_SCHUM_2UNITS | GUADALUPE | HYDRO | SOUTH | 1928 | 3.6 | 3.6 | 3.6 | 3.6 | 3.6 | 3.6 | 3.6 | 3.6 | 3.6 | 3.6
391 | LEWISVILLE HYDRO-CITY OF GARLAND |  | DG_LWSVL_1UNIT | DENTON | HYDRO | NORTH | 1991 | 2.2 | 2.2 | 2.2 | 2.2 | 2.2 | 2.2 | 2.2 | 2.2 | 2.2 | 2.2
392 | Operational Hydro Resources Total, Settlement Only Distributed Generators (SODGs) | [6 empty] | 19.7 | 19.7 | 19.7 | 19.7 | 19.7 | 19.7 | 19.7 | 19.7 | 19.7 | 19.7
393 | Hydro SODG Capacity Contribution (Highest 20 Peak Load Hours) |  | DG_HYDRO_CAP_CONT |  |  |  |  | 14.7593 | 14.7593 | 14.7593 | 14.7593 | 14.7593 | 14.7593 | 14.7593 | 14.7593 | 14.7593 | 14.7593
394
395 | Operational Capacity Unavailable due to Extended Outage or Derate |  | OPERATION_UNAVAIL |  |  |  |  | -4.4952 | -4.4952 | -4.4952 | -4.4952 | -4.4952 | -4.4952 | -4.4952 | -4.4952 | -4.4952 | -4.4952
396 | Operational Capacity Total (Including Hydro) |  | OPERATION_TOTAL |  |  |  |  | 67829.4376 | 67829.4376 | 67829.4376 | 67829.4376 | 67829.4376 | 67829.4376 | 67829.4376 | 67829.4376 | 67829.4376 | 67829.4376
397
398 | Operational Resources (Switchable)
399 | ANTELOPE IC 1 |  | AEEC_ANTLP_1 | HALE | GAS-IC | PANHANDLE | 2016 | 56 | 56 | 56 | 56 | 56 | 56 | 56 | 56 | 56 | 56
400 | ANTELOPE IC 2 |  | AEEC_ANTLP_2 | HALE | GAS-IC | PANHANDLE | 2016 | 56 | 56 | 56 | 56 | 56 | 56 | 56 | 56 | 56 | 56
401 | ANTELOPE IC 3 |  | AEEC_ANTLP_3 | HALE | GAS-IC | PANHANDLE | 2016 | 56 | 56 | 56 | 56 | 56 | 56 | 56 | 56 | 56 | 56
402 | ELK STATION CTG 1 |  | AEEC_ELK_1 | HALE | GAS-GT | PANHANDLE | 2016 | 200 | 200 | 200 | 200 | 200 | 200 | 200 | 200 | 200 | 200
403 | ELK STATION CTG 2 |  | AEEC_ELK_2 | HALE | GAS-GT | PANHANDLE | 2016 | 200 | 200 | 200 | 200 | 200 | 200 | 200 | 200 | 200 | 200
404 | TENASKA FRONTIER STATION CTG 1 |  | FTR_FTR_G1 | GRIMES | GAS-CC | NORTH | 2000 | 180 | 180 | 180 | 180 | 180 | 180 | 180 | 180 | 180 | 180
405 | TENASKA FRONTIER STATION CTG 2 |  | FTR_FTR_G2 | GRIMES | GAS-CC | NORTH | 2000 | 180 | 180 | 180 | 180 | 180 | 180 | 180 | 180 | 180 | 180
406 | TENASKA FRONTIER STATION CTG 3 |  | FTR_FTR_G3 | GRIMES | GAS-CC | NORTH | 2000 | 180 | 180 | 180 | 180 | 180 | 180 | 180 | 180 | 180 | 180
407 | TENASKA FRONTIER STATION STG 4 |  | FTR_FTR_G4 | GRIMES | GAS-CC | NORTH | 2000 | 400 | 400 | 400 | 400 | 400 | 400 | 400 | 400 | 400 | 400
408 | TENASKA GATEWAY STATION CTG 1 |  | TGCCS_CT1 | RUSK | GAS-CC | NORTH | 2001 | 162 | 162 | 162 | 162 | 162 | 162 | 162 | 162 | 162 | 162
409 | TENASKA GATEWAY STATION CTG 2 |  | TGCCS_CT2 | RUSK | GAS-CC | NORTH | 2001 | 179 | 179 | 179 | 179 | 179 | 179 | 179 | 179 | 179 | 179
410 | TENASKA GATEWAY STATION CTG 3 |  | TGCCS_CT3 | RUSK | GAS-CC | NORTH | 2001 | 178 | 178 | 178 | 178 | 178 | 178 | 178 | 178 | 178 | 178
411 | TENASKA GATEWAY STATION STG 4 |  | TGCCS_UNIT4 | RUSK | GAS-CC | NORTH | 2001 | 389 | 389 | 389 | 389 | 389 | 389 | 389 | 389 | 389 | 389
412 | TENASKA KIAMICHI STATION 1CT101 |  | KMCHI_1CT101 | FANNIN | GAS-CC | NORTH | 2003 | 167 | 167 | 167 | 167 | 167 | 167 | 167 | 167 | 167 | 167
413 | TENASKA KIAMICHI STATION 1CT201 |  | KMCHI_1CT201 | FANNIN | GAS-CC | NORTH | 2003 | 164 | 164 | 164 | 164 | 164 | 164 | 164 | 164 | 164 | 164
414 | TENASKA KIAMICHI STATION 1ST |  | KMCHI_1ST | FANNIN | GAS-CC | NORTH | 2003 | 310 | 310 | 310 | 310 | 310 | 310 | 310 | 310 | 310 | 310
415 | TENASKA KIAMICHI STATION 2CT101 |  | KMCHI_2CT101 | FANNIN | GAS-CC | NORTH | 2003 | 170 | 170 | 170 | 170 | 170 | 170 | 170 | 170 | 170 | 170
416 | TENASKA KIAMICHI STATION 2CT201 |  | KMCHI_2CT201 | FANNIN | GAS-CC | NORTH | 2003 | 173 | 173 | 173 | 173 | 173 | 173 | 173 | 173 | 173 | 173
417 | TENASKA KIAMICHI STATION 2ST |  | KMCHI_2ST | FANNIN | GAS-CC | NORTH | 2003 | 310 | 310 | 310 | 310 | 310 | 310 | 310 | 310 | 310 | 310
418 | Switchable Capacity Total | [6 empty] | 3710 | 3710 | 3710 | 3710 | 3710 | 3710 | 3710 | 3710 | 3710 | 3710
419
420 | Switchable Capacity Unavailable to ERCOT
421 | ANTELOPE IC 1 |  | AEEC_ANTLP_1_UNAVAIL | HALE | GAS-IC | PANHANDLE | 2017 | -56 | -56 | -56 | -56 | -56 | -56 | -56 | -56 | -56 | -56
422 | ANTELOPE IC 2 |  | AEEC_ANTLP_2_UNAVAIL | HALE | GAS-IC | PANHANDLE | 2017 | -56 | -56 | -56 | -56 | -56 | -56 | -56 | -56 | -56 | -56
423 | ANTELOPE IC 3 |  | AEEC_ANTLP_3_UNAVAIL | HALE | GAS-IC | PANHANDLE | 2017 | -56 | -56 | -56 | -56 | -56 | -56 | -56 | -56 | -56 | -56
424 | ELK STATION CTG 1 |  | AEEC_ELK_1_UNAVAIL | HALE | GAS-GT | PANHANDLE | 2017 | -200 | -200 | -200 | -200 | -200 | -200 | -200 | -200 | -200 | -200
425 | ELK STATION CTG 2 |  | AEEC_ELK_2_UNAVAIL | HALE | GAS-GT | PANHANDLE | 2017 | -200 | -200 | -200 | -200 | -200 | -200 | -200 | -200 | -200 | -200
426 | Switchable Capacity Unavailable to ERCOT Total | [6 empty] | -568 | -568 | -568 | -568 | -568 | -568 | -568 | -568 | -568 | -568
427
428 | Available Mothball Capacity based on Owner's Return Probability |  | MOTH_AVAIL |  |  |  |  | 0 | 0 | 0 | 0 | 0 | 0 | 0 | 0 | 0 | 0
429
430 | Private-Use Network Capacity Contribution (Top 20 Hours) |  | PUN_CAP_CONT |  | GAS |  |  | 3586.1787 | 3586.1787 | 3586.1787 | 3586.1787 | 3586.1787 | 3586.1787 | 3586.1787 | 3586.1787 | 3586.1787 | 3586.1787
431 | Private-Use Network Forecast Adjustment (per Protocol 10.3.2.4) |  | PUN_CAP_ADJUST |  | GAS |  |  | -37 | -82 | -129 | -126 | -123 | -120 | -122 | -119 | -116 | -113
432
433 | Operational Resources (Wind)
434 | BAFFIN WIND UNIT1 |  | BAFFIN_UNIT1 | KENEDY | WIND-C | COASTAL | 2016 | 100 | 100 | 100 | 100 | 100 | 100 | 100 | 100 | 100 | 100
435 | BAFFIN WIND UNIT2 |  | BAFFIN_UNIT2 | KENEDY | WIND-C | COASTAL | 2016 | 102 | 102 | 102 | 102 | 102 | 102 | 102 | 102 | 102 | 102
436 | BRUENNING'S BREEZE A |  | BBREEZE_UNIT1 | WILLACY | WIND-C | COASTAL | 2017 | 120 | 120 | 120 | 120 | 120 | 120 | 120 | 120 | 120 | 120
437 | BRUENNING'S BREEZE B |  | BBREEZE_UNIT2 | WILLACY | WIND-C | COASTAL | 2017 | 108 | 108 | 108 | 108 | 108 | 108 | 108 | 108 | 108 | 108
438 | CAMERON COUNTY WIND |  | CAMWIND_UNIT1 | CAMERON | WIND-C | COASTAL | 2016 | 165 | 165 | 165 | 165 | 165 | 165 | 165 | 165 | 165 | 165
439 | CHAPMAN RANCH WIND IA (SANTA CRUZ) |  | SANTACRU_UNIT1 | NUECES | WIND-C | COASTAL | 2017 | 150.6 | 150.6 | 150.6 | 150.6 | 150.6 | 150.6 | 150.6 | 150.6 | 150.6 | 150.6
440 | CHAPMAN RANCH WIND IB (SANTA CRUZ) |  | SANTACRU_UNIT2 | NUECES | WIND-C | COASTAL | 2017 | 98.4 | 98.4 | 98.4 | 98.4 | 98.4 | 98.4 | 98.4 | 98.4 | 98.4 | 98.4
441 | GULF WIND I |  | TGW_T1 | KENEDY | WIND-C | COASTAL | 2009 | 141.6 | 141.6 | 141.6 | 141.6 | 141.6 | 141.6 | 141.6 | 141.6 | 141.6 | 141.6
442 | GULF WIND II |  | TGW_T2 | KENEDY | WIND-C | COASTAL | 2009 | 141.6 | 141.6 | 141.6 | 141.6 | 141.6 | 141.6 | 141.6 | 141.6 | 141.6 | 141.6
443 | KARANKAWA WIND 1A |  | KARAKAW1_UNIT1 | SAN PATRICIO | WIND-C | COASTAL | 2019 | 103.3 | 103.3 | 103.3 | 103.3 | 103.3 | 103.3 | 103.3 | 103.3 | 103.3 | 103.3
444 | KARANKAWA WIND 1B |  | KARAKAW1_UNIT2 | SAN PATRICIO | WIND-C | COASTAL | 2019 | 103.3 | 103.3 | 103.3 | 103.3 | 103.3 | 103.3 | 103.3 | 103.3 | 103.3 | 103.3
445 | KARANKAWA WIND 2 |  | KARAKAW2_UNIT3 | SAN PATRICIO | WIND-C | COASTAL | 2019 | 100.4 | 100.4 | 100.4 | 100.4 | 100.4 | 100.4 | 100.4 | 100.4 | 100.4 | 100.4
446 | LOS VIENTOS WIND I |  | LV1_LV1A | WILLACY | WIND-C | COASTAL | 2013 | 200.1 | 200.1 | 200.1 | 200.1 | 200.1 | 200.1 | 200.1 | 200.1 | 200.1 | 200.1
447 | LOS VIENTOS WIND II |  | LV2_LV2 | WILLACY | WIND-C | COASTAL | 2013 | 201.6 | 201.6 | 201.6 | 201.6 | 201.6 | 201.6 | 201.6 | 201.6 | 201.6 | 201.6
448 | MAGIC VALLEY WIND (REDFISH) 1A |  | REDFISH_MV1A | WILLACY | WIND-C | COASTAL | 2012 | 99.8 | 99.8 | 99.8 | 99.8 | 99.8 | 99.8 | 99.8 | 99.8 | 99.8 | 99.8
449 | MAGIC VALLEY WIND (REDFISH) 1B |  | REDFISH_MV1B | WILLACY | WIND-C | COASTAL | 2012 | 103.5 | 103.5 | 103.5 | 103.5 | 103.5 | 103.5 | 103.5 | 103.5 | 103.5 | 103.5
450 | MIDWAY WIND |  | MIDWIND_UNIT1 | SAN PATRICIO | WIND-C | COASTAL | 2019 | 162.8 | 162.8 | 162.8 | 162.8 | 162.8 | 162.8 | 162.8 | 162.8 | 162.8 | 162.8
451 | PALMAS ALTAS WIND |  | PALMWIND_UNIT1 | CAMERON | WIND-C | COASTAL | 2020 | 144.9 | 144.9 | 144.9 | 144.9 | 144.9 | 144.9 | 144.9 | 144.9 | 144.9 | 144.9
452 | PAPALOTE CREEK WIND |  | PAP1_PAP1 | SAN PATRICIO | WIND-C | COASTAL | 2009 | 179.9 | 179.9 | 179.9 | 179.9 | 179.9 | 179.9 | 179.9 | 179.9 | 179.9 | 179.9
453 | PAPALOTE CREEK WIND II |  | COTTON_PAP2 | SAN PATRICIO | WIND-C | COASTAL | 2010 | 200.1 | 200.1 | 200.1 | 200.1 | 200.1 | 200.1 | 200.1 | 200.1 | 200.1 | 200.1
454 | PENASCAL WIND 1 |  | PENA_UNIT1 | KENEDY | WIND-C | COASTAL | 2009 | 160.8 | 160.8 | 160.8 | 160.8 | 160.8 | 160.8 | 160.8 | 160.8 | 160.8 | 160.8
455 | PENASCAL WIND 2 |  | PENA_UNIT2 | KENEDY | WIND-C | COASTAL | 2009 | 141.6 | 141.6 | 141.6 | 141.6 | 141.6 | 141.6 | 141.6 | 141.6 | 141.6 | 141.6
456 | PENASCAL WIND 3 |  | PENA3_UNIT3 | KENEDY | WIND-C | COASTAL | 2011 | 100.8 | 100.8 | 100.8 | 100.8 | 100.8 | 100.8 | 100.8 | 100.8 | 100.8 | 100.8
457 | PEYTON CREEK WIND |  | PEY_UNIT1 | MATAGORDA | WIND-C | COASTAL | 2020 | 151.2 | 151.2 | 151.2 | 151.2 | 151.2 | 151.2 | 151.2 | 151.2 | 151.2 | 151.2
458 | SAN ROMAN WIND |  | SANROMAN_WIND_1 | CAMERON | WIND-C | COASTAL | 2017 | 95.2 | 95.2 | 95.2 | 95.2 | 95.2 | 95.2 | 95.2 | 95.2 | 95.2 | 95.2
459 | STELLA WIND |  | STELLA_UNIT1 | KENEDY | WIND-C | COASTAL | 2018 | 201 | 201 | 201 | 201 | 201 | 201 | 201 | 201 | 201 | 201
460 | HARBOR WIND |  | DG_NUECE_6UNITS | NUECES | WIND-C | COASTAL | 2012 | 9 | 9 | 9 | 9 | 9 | 9 | 9 | 9 | 9 | 9
461 | BRISCOE WIND |  | BRISCOE_WIND | BRISCOE | WIND-P | PANHANDLE | 2015 | 149.8 | 149.8 | 149.8 | 149.8 | 149.8 | 149.8 | 149.8 | 149.8 | 149.8 | 149.8
462 | CANADIAN BREAKS WIND |  | CN_BRKS_UNIT_1 | OLDHAM | WIND-P | PANHANDLE | 2019 | 210.1 | 210.1 | 210.1 | 210.1 | 210.1 | 210.1 | 210.1 | 210.1 | 210.1 | 210.1
463 | COTTON PLAINS WIND |  | COTPLNS_COTTONPL | FLOYD | WIND-P | PANHANDLE | 2017 | 50.4 | 50.4 | 50.4 | 50.4 | 50.4 | 50.4 | 50.4 | 50.4 | 50.4 | 50.4
464 | DOUG COLBECK'S CORNER (CONWAY) B |  | GRANDVW1_COLB | CARSON | WIND-P | PANHANDLE | 2016 | 100.2 | 100.2 | 100.2 | 100.2 | 100.2 | 100.2 | 100.2 | 100.2 | 100.2 | 100.2
465 | DOUG COLBECK'S CORNER (CONWAY) A |  | GRANDVW1_COLA | CARSON | WIND-P | PANHANDLE | 2016 | 100.2 | 100.2 | 100.2 | 100.2 | 100.2 | 100.2 | 100.2 | 100.2 | 100.2 | 100.2
466 | FALVEZ ASTRA WIND |  | ASTRA_UNIT1 | RANDALL | WIND-P | PANHANDLE | 2017 | 163.2 | 163.2 | 163.2 | 163.2 | 163.2 | 163.2 | 163.2 | 163.2 | 163.2 | 163.2
467 | GRANDVIEW WIND 1 (CONWAY) GV1A |  | GRANDVW1_GV1A | CARSON | WIND-P | PANHANDLE | 2014 | 107.4 | 107.4 | 107.4 | 107.4 | 107.4 | 107.4 | 107.4 | 107.4 | 107.4 | 107.4
468 | GRANDVIEW WIND 1 (CONWAY) GV1B |  | GRANDVW1_GV1B | CARSON | WIND-P | PANHANDLE | 2014 | 103.8 | 103.8 | 103.8 | 103.8 | 103.8 | 103.8 | 103.8 | 103.8 | 103.8 | 103.8
469 | HEREFORD WIND G |  | HRFDWIND_WIND_G | DEAF SMITH | WIND-P | PANHANDLE | 2015 | 99.9 | 99.9 | 99.9 | 99.9 | 99.9 | 99.9 | 99.9 | 99.9 | 99.9 | 99.9
470 | HEREFORD WIND V |  | HRFDWIND_WIND_V | DEAF SMITH | WIND-P | PANHANDLE | 2015 | 100 | 100 | 100 | 100 | 100 | 100 | 100 | 100 | 100 | 100
471 | JUMBO ROAD WIND 1 |  | HRFDWIND_JRDWIND1 | DEAF SMITH | WIND-P | PANHANDLE | 2015 | 146.2 | 146.2 | 146.2 | 146.2 | 146.2 | 146.2 | 146.2 | 146.2 | 146.2 | 146.2
472 | JUMBO ROAD WIND 2 |  | HRFDWIND_JRDWIND2 | DEAF SMITH | WIND-P | PANHANDLE | 2015 | 153.6 | 153.6 | 153.6 | 153.6 | 153.6 | 153.6 | 153.6 | 153.6 | 153.6 | 153.6
473 | LONGHORN WIND NORTH U1 |  | LHORN_N_UNIT1 | FLOYD | WIND-P | PANHANDLE | 2015 | 100 | 100 | 100 | 100 | 100 | 100 | 100 | 100 | 100 | 100
474 | LONGHORN WIND NORTH U2 |  | LHORN_N_UNIT2 | FLOYD | WIND-P | PANHANDLE | 2015 | 100 | 100 | 100 | 100 | 100 | 100 | 100 | 100 | 100 | 100
475 | MARIAH DEL NORTE 1 |  | MARIAH_NORTE1 | PARMER | WIND-P | PANHANDLE | 2017 | 115.2 | 115.2 | 115.2 | 115.2 | 115.2 | 115.2 | 115.2 | 115.2 | 115.2 | 115.2
476 | MARIAH DEL NORTE 2 |  | MARIAH_NORTE2 | PARMER | WIND-P | PANHANDLE | 2017 | 115.2 | 115.2 | 115.2 | 115.2 | 115.2 | 115.2 | 115.2 | 115.2 | 115.2 | 115.2
477 | MCADOO WIND |  | MWEC_G1 | DICKENS | WIND-P | PANHANDLE | 2008 | 150 | 150 | 150 | 150 | 150 | 150 | 150 | 150 | 150 | 150
478 | MIAMI WIND G1 |  | MIAM1_G1 | GRAY | WIND-P | PANHANDLE | 2014 | 144.3 | 144.3 | 144.3 | 144.3 | 144.3 | 144.3 | 144.3 | 144.3 | 144.3 | 144.3
479 | MIAMI WIND G2 |  | MIAM1_G2 | GRAY | WIND-P | PANHANDLE | 2014 | 144.3 | 144.3 | 144.3 | 144.3 | 144.3 | 144.3 | 144.3 | 144.3 | 144.3 | 144.3
480 | OLD SETTLER WIND |  | COTPLNS_OLDSETLR | FLOYD | WIND-P | PANHANDLE | 2017 | 151.2 | 151.2 | 151.2 | 151.2 | 151.2 | 151.2 | 151.2 | 151.2 | 151.2 | 151.2
481 | PANHANDLE WIND 1 U1 |  | PH1_UNIT1 | CARSON | WIND-P | PANHANDLE | 2014 | 109.2 | 109.2 | 109.2 | 109.2 | 109.2 | 109.2 | 109.2 | 109.2 | 109.2 | 109.2
482 | PANHANDLE WIND 1 U2 |  | PH1_UNIT2 | CARSON | WIND-P | PANHANDLE | 2014 | 109.2 | 109.2 | 109.2 | 109.2 | 109.2 | 109.2 | 109.2 | 109.2 | 109.2 | 109.2
483 | PANHANDLE WIND 2 U1 |  | PH2_UNIT1 | CARSON | WIND-P | PANHANDLE | 2014 | 94.2 | 94.2 | 94.2 | 94.2 | 94.2 | 94.2 | 94.2 | 94.2 | 94.2 | 94.2
484 | PANHANDLE WIND 2 U2 |  | PH2_UNIT2 | CARSON | WIND-P | PANHANDLE | 2014 | 96.6 | 96.6 | 96.6 | 96.6 | 96.6 | 96.6 | 96.6 | 96.6 | 96.6 | 96.6
485 | ROUTE 66 WIND |  | ROUTE_66_WIND1 | CARSON | WIND-P | PANHANDLE | 2015 | 150 | 150 | 150 | 150 | 150 | 150 | 150 | 150 | 150 | 150
486 | SALT FORK 1 WIND U1 |  | SALTFORK_UNIT1 | DONLEY | WIND-P | PANHANDLE | 2017 | 64 | 64 | 64 | 64 | 64 | 64 | 64 | 64 | 64 | 64
487 | SALT FORK 1 WIND U2 |  | SALTFORK_UNIT2 | DONLEY | WIND-P | PANHANDLE | 2017 | 110 | 110 | 110 | 110 | 110 | 110 | 110 | 110 | 110 | 110
488 | SOUTH PLAINS WIND 1 U1 |  | SPLAIN1_WIND1 | FLOYD | WIND-P | PANHANDLE | 2015 | 102 | 102 | 102 | 102 | 102 | 102 | 102 | 102 | 102 | 102
489 | SOUTH PLAINS WIND 1 U2 |  | SPLAIN1_WIND2 | FLOYD | WIND-P | PANHANDLE | 2015 | 98 | 98 | 98 | 98 | 98 | 98 | 98 | 98 | 98 | 98
490 | SOUTH PLAINS WIND 2 U1 |  | SPLAIN2_WIND21 | FLOYD | WIND-P | PANHANDLE | 2016 | 148.5 | 148.5 | 148.5 | 148.5 | 148.5 | 148.5 | 148.5 | 148.5 | 148.5 | 148.5
491 | SOUTH PLAINS WIND 2 U2 |  | SPLAIN2_WIND22 | FLOYD | WIND-P | PANHANDLE | 2016 | 151.8 | 151.8 | 151.8 | 151.8 | 151.8 | 151.8 | 151.8 | 151.8 | 151.8 | 151.8
492 | SPINNING SPUR WIND TWO A |  | SSPURTWO_WIND_1 | OLDHAM | WIND-P | PANHANDLE | 2014 | 161 | 161 | 161 | 161 | 161 | 161 | 161 | 161 | 161 | 161
493 | SPINNING SPUR WIND TWO B |  | SSPURTWO_SS3WIND2 | OLDHAM | WIND-P | PANHANDLE | 2015 | 98 | 98 | 98 | 98 | 98 | 98 | 98 | 98 | 98 | 98
494 | SPINNING SPUR WIND TWO C |  | SSPURTWO_SS3WIND1 | OLDHAM | WIND-P | PANHANDLE | 2015 | 96 | 96 | 96 | 96 | 96 | 96 | 96 | 96 | 96 | 96
495 | WAKE WIND 1 |  | WAKEWE_G1 | DICKENS | WIND-P | PANHANDLE | 2016 | 114.9 | 114.9 | 114.9 | 114.9 | 114.9 | 114.9 | 114.9 | 114.9 | 114.9 | 114.9
496 | WAKE WIND 2 |  | WAKEWE_G2 | DICKENS | WIND-P | PANHANDLE | 2016 | 142.3 | 142.3 | 142.3 | 142.3 | 142.3 | 142.3 | 142.3 | 142.3 | 142.3 | 142.3
497 | WHIRLWIND ENERGY |  | WEC_WECG1 | FLOYD | WIND-P | PANHANDLE | 2007 | 57 | 57 | 57 | 57 | 57 | 57 | 57 | 57 | 57 | 57
498 | AMADEUS WIND 1 U1 |  | AMADEUS1_UNIT1 | FISHER | WIND-O | WEST | 2021 | 36.7 | 36.7 | 36.7 | 36.7 | 36.7 | 36.7 | 36.7 | 36.7 | 36.7 | 36.7
499 | AMADEUS WIND 1 U2 |  | AMADEUS1_UNIT2 | FISHER | WIND-O | WEST | 2021 | 35.8 | 35.8 | 35.8 | 35.8 | 35.8 | 35.8 | 35.8 | 35.8 | 35.8 | 35.8
500 | AMADEUS WIND 2 U1 |  | AMADEUS2_UNIT3 | FISHER | WIND-O | WEST | 2021 | 177.7 | 177.7 | 177.7 | 177.7 | 177.7 | 177.7 | 177.7 | 177.7 | 177.7 | 177.7
501 | ANACACHO WIND |  | ANACACHO_ANA | KINNEY | WIND-O | SOUTH | 2012 | 99.8 | 99.8 | 99.8 | 99.8 | 99.8 | 99.8 | 99.8 | 99.8 | 99.8 | 99.8
502 | BARTON CHAPEL WIND |  | BRTSW_BCW1 | JACK | WIND-O | NORTH | 2007 | 120 | 120 | 120 | 120 | 120 | 120 | 120 | 120 | 120 | 120
503 | BLUE SUMMIT WIND 1 A | 18INR0072 | BLSUMMIT_BLSMT1_5 | WILBARGER | WIND-O | WEST | 2013 | 8.8 | 8.8 | 8.8 | 8.8 | 8.8 | 8.8 | 8.8 | 8.8 | 8.8 | 8.8
504 | BLUE SUMMIT WIND 1 B | 18INR0072 | BLSUMMIT_BLSMT1_6 | WILBARGER | WIND-O | WEST | 2013 | 124.3 | 124.3 | 124.3 | 124.3 | 124.3 | 124.3 | 124.3 | 124.3 | 124.3 | 124.3
505 | BLUE SUMMIT WIND 2 A |  | BLSUMMIT_UNIT2_25 | WILBARGER | WIND-O | WEST | 2020 | 89.7 | 89.7 | 89.7 | 89.7 | 89.7 | 89.7 | 89.7 | 89.7 | 89.7 | 89.7
506 | BLUE SUMMIT WIND 2 B |  | BLSUMMIT_UNIT2_17 | WILBARGER | WIND-O | WEST | 2020 | 6.7 | 6.7 | 6.7 | 6.7 | 6.7 | 6.7 | 6.7 | 6.7 | 6.7 | 6.7
507 | BLUE SUMMIT WIND 3 A |  | BLSUMIT3_UNIT_17 | WILBARGER | WIND-O | WEST | 2020 | 13.4 | 13.4 | 13.4 | 13.4 | 13.4 | 13.4 | 13.4 | 13.4 | 13.4 | 13.4
508 | BLUE SUMMIT WIND 3 B |  | BLSUMIT3_UNIT_25 | WILBARGER | WIND-O | WEST | 2020 | 182.4 | 182.4 | 182.4 | 182.4 | 182.4 | 182.4 | 182.4 | 182.4 | 182.4 | 182.4
509 | BOBCAT BLUFF WIND |  | BCATWIND_WIND_1 | ARCHER | WIND-O | WEST | 2020 | 162 | 162 | 162 | 162 | 162 | 162 | 162 | 162 | 162 | 162
510 | BUCKTHORN WIND 1 A |  | BUCKTHRN_UNIT1 | ERATH | WIND-O | NORTH | 2017 | 44.9 | 44.9 | 44.9 | 44.9 | 44.9 | 44.9 | 44.9 | 44.9 | 44.9 | 44.9
511 | BUCKTHORN WIND 1 B |  | BUCKTHRN_UNIT2 | ERATH | WIND-O | NORTH | 2017 | 55.7 | 55.7 | 55.7 | 55.7 | 55.7 | 55.7 | 55.7 | 55.7 | 55.7 | 55.7
512 | BUFFALO GAP WIND 1 |  | BUFF_GAP_UNIT1 | TAYLOR | WIND-O | WEST | 2006 | 120.6 | 120.6 | 120.6 | 120.6 | 120.6 | 120.6 | 120.6 | 120.6 | 120.6 | 120.6
513 | BUFFALO GAP WIND 2_1 |  | BUFF_GAP_UNIT2_1 | TAYLOR | WIND-O | WEST | 2007 | 115.5 | 115.5 | 115.5 | 115.5 | 115.5 | 115.5 | 115.5 | 115.5 | 115.5 | 115.5
514 | BUFFALO GAP WIND 2_2 |  | BUFF_GAP_UNIT2_2 | TAYLOR | WIND-O | WEST | 2007 | 117 | 117 | 117 | 117 | 117 | 117 | 117 | 117 | 117 | 117
515 | BUFFALO GAP WIND 3 |  | BUFF_GAP_UNIT3 | TAYLOR | WIND-O | WEST | 2008 | 170.2 | 170.2 | 170.2 | 170.2 | 170.2 | 170.2 | 170.2 | 170.2 | 170.2 | 170.2
516 | BULL CREEK WIND U1 |  | BULLCRK_WND1 | BORDEN | WIND-O | WEST | 2009 | 88 | 88 | 88 | 88 | 88 | 88 | 88 | 88 | 88 | 88
517 | BULL CREEK WIND U2 |  | BULLCRK_WND2 | BORDEN | WIND-O | WEST | 2009 | 90 | 90 | 90 | 90 | 90 | 90 | 90 | 90 | 90 | 90
518 | CABEZON WIND (RIO BRAVO I WIND) 1 A |  | CABEZON_WIND1 | STARR | WIND-O | SOUTH | 2019 | 115.2 | 115.2 | 115.2 | 115.2 | 115.2 | 115.2 | 115.2 | 115.2 | 115.2 | 115.2
519 | CABEZON WIND (RIO BRAVO I WIND) 1 B |  | CABEZON_WIND2 | STARR | WIND-O | SOUTH | 2019 | 122.4 | 122.4 | 122.4 | 122.4 | 122.4 | 122.4 | 122.4 | 122.4 | 122.4 | 122.4
520 | CALLAHAN WIND |  | CALLAHAN_WND1 | CALLAHAN | WIND-O | WEST | 2004 | 114 | 114 | 114 | 114 | 114 | 114 | 114 | 114 | 114 | 114
521 | CAMP SPRINGS WIND 1 |  | CSEC_CSECG1 | SCURRY | WIND-O | WEST | 2007 | 130.5 | 130.5 | 130.5 | 130.5 | 130.5 | 130.5 | 130.5 | 130.5 | 130.5 | 130.5
522 | CAMP SPRINGS WIND 2 |  | CSEC_CSECG2 | SCURRY | WIND-O | WEST | 2007 | 120 | 120 | 120 | 120 | 120 | 120 | 120 | 120 | 120 | 120
523 | CAPRICORN RIDGE WIND 1 | 17INR0054 | CAPRIDGE_CR1 | STERLING | WIND-O | WEST | 2007 | 231.7 | 231.7 | 231.7 | 231.7 | 231.7 | 231.7 | 231.7 | 231.7 | 231.7 | 231.7
524 | CAPRICORN RIDGE WIND 2 | 17INR0054 | CAPRIDGE_CR2 | STERLING | WIND-O | WEST | 2007 | 149.5 | 149.5 | 149.5 | 149.5 | 149.5 | 149.5 | 149.5 | 149.5 | 149.5 | 149.5
525 | CAPRICORN RIDGE WIND 3 | 17INR0054 | CAPRIDGE_CR3 | STERLING | WIND-O | WEST | 2008 | 200.9 | 200.9 | 200.9 | 200.9 | 200.9 | 200.9 | 200.9 | 200.9 | 200.9 | 200.9
526 | CAPRICORN RIDGE WIND 4 | 17INR0061 | CAPRIDG4_CR4 | COKE | WIND-O | WEST | 2008 | 121.5 | 121.5 | 121.5 | 121.5 | 121.5 | 121.5 | 121.5 | 121.5 | 121.5 | 121.5
527 | CEDRO HILL WIND 1 |  | CEDROHIL_CHW1 | WEBB | WIND-O | SOUTH | 2010 | 75 | 75 | 75 | 75 | 75 | 75 | 75 | 75 | 75 | 75
528 | CEDRO HILL WIND 2 |  | CEDROHIL_CHW2 | WEBB | WIND-O | SOUTH | 2010 | 75 | 75 | 75 | 75 | 75 | 75 | 75 | 75 | 75 | 75
529 | CHAMPION WIND |  | CHAMPION_UNIT1 | NOLAN | WIND-O | WEST | 2008 | 126.5 | 126.5 | 126.5 | 126.5 | 126.5 | 126.5 | 126.5 | 126.5 | 126.5 | 126.5
530 | DERMOTT WIND 1_1 |  | DERMOTT_UNIT1 | SCURRY | WIND-O | WEST | 2017 | 126.5 | 126.5 | 126.5 | 126.5 | 126.5 | 126.5 | 126.5 | 126.5 | 126.5 | 126.5
531 | DERMOTT WIND 1_2 |  | DERMOTT_UNIT2 | SCURRY | WIND-O | WEST | 2017 | 126.5 | 126.5 | 126.5 | 126.5 | 126.5 | 126.5 | 126.5 | 126.5 | 126.5 | 126.5
532 | DESERT SKY WIND 1 | 17INR0070 | INDNENR_INDNENR | PECOS | WIND-O | WEST | 2002 | 85.1 | 85.1 | 85.1 | 85.1 | 85.1 | 85.1 | 85.1 | 85.1 | 85.1 | 85.1
533 | DESERT SKY WIND 2 | 17INR0070 | INDNENR_INDNENR_2 | PECOS | WIND-O | WEST | 2002 | 85.1 | 85.1 | 85.1 | 85.1 | 85.1 | 85.1 | 85.1 | 85.1 | 85.1 | 85.1
534 | ELBOW CREEK WIND |  | ELB_ELBCREEK | HOWARD | WIND-O | WEST | 2008 | 118.7 | 118.7 | 118.7 | 118.7 | 118.7 | 118.7 | 118.7 | 118.7 | 118.7 | 118.7
535 | ELECTRA WIND 1 |  | DIGBY_UNIT1 | WILBARGER | WIND-O | WEST | 2017 | 98.9 | 98.9 | 98.9 | 98.9 | 98.9 | 98.9 | 98.9 | 98.9 | 98.9 | 98.9
536 | ELECTRA WIND 2 |  | DIGBY_UNIT2 | WILBARGER | WIND-O | WEST | 2017 | 131.1 | 131.1 | 131.1 | 131.1 | 131.1 | 131.1 | 131.1 | 131.1 | 131.1 | 131.1
537 | FLAT TOP WIND I |  | FTWIND_UNIT_1 | MILLS | WIND-O | NORTH | 2018 | 200 | 200 | 200 | 200 | 200 | 200 | 200 | 200 | 200 | 200
538 | FLUVANNA RENEWABLE 1 A |  | FLUVANNA_UNIT1 | SCURRY | WIND-O | WEST | 2017 | 79.8 | 79.8 | 79.8 | 79.8 | 79.8 | 79.8 | 79.8 | 79.8 | 79.8 | 79.8
539 | FLUVANNA RENEWABLE 1 B |  | FLUVANNA_UNIT2 | SCURRY | WIND-O | WEST | 2017 | 75.6 | 75.6 | 75.6 | 75.6 | 75.6 | 75.6 | 75.6 | 75.6 | 75.6 | 75.6
540 | FOARD CITY WIND 1 A |  | FOARDCTY_UNIT1 | FOARD | WIND-O | WEST | 2019 | 186.5 | 186.5 | 186.5 | 186.5 | 186.5 | 186.5 | 186.5 | 186.5 | 186.5 | 186.5
541 | FOARD CITY WIND 1 B |  | FOARDCTY_UNIT2 | FOARD | WIND-O | WEST | 2019 | 163.8 | 163.8 | 163.8 | 163.8 | 163.8 | 163.8 | 163.8 | 163.8 | 163.8 | 163.8
542 | FOREST CREEK WIND |  | MCDLD_FCW1 | GLASSCOCK | WIND-O | WEST | 2007 | 124.2 | 124.2 | 124.2 | 124.2 | 124.2 | 124.2 | 124.2 | 124.2 | 124.2 | 124.2
543 | GOAT WIND |  | GOAT_GOATWIND | STERLING | WIND-O | WEST | 2008 | 80 | 80 | 80 | 80 | 80 | 80 | 80 | 80 | 80 | 80
544 | GOAT WIND 2 |  | GOAT_GOATWIN2 | STERLING | WIND-O | WEST | 2010 | 69.6 | 69.6 | 69.6 | 69.6 | 69.6 | 69.6 | 69.6 | 69.6 | 69.6 | 69.6
545 | GOLDTHWAITE WIND 1 |  | GWEC_GWEC_G1 | MILLS | WIND-O | NORTH | 2014 | 148.6 | 148.6 | 148.6 | 148.6 | 148.6 | 148.6 | 148.6 | 148.6 | 148.6 | 148.6
546 | GOPHER CREEK WIND 1 |  | GOPHER_UNIT1 | BORDEN | WIND-O | WEST | 2020 | 82 | 82 | 82 | 82 | 82 | 82 | 82 | 82 | 82 | 82
547 | GOPHER CREEK WIND 2 |  | GOPHER_UNIT2 | BORDEN | WIND-O | WEST | 2020 | 76 | 76 | 76 | 76 | 76 | 76 | 76 | 76 | 76 | 76
548 | GREEN MOUNTAIN WIND (BRAZOS) U1 | 21INR0532 | BRAZ_WND_WND1 | SCURRY | WIND-O | WEST | 2003 | 99 | 99 | 99 | 99 | 99 | 99 | 99 | 99 | 99 | 99
549 | GREEN MOUNTAIN WIND (BRAZOS) U2 | 21INR0532 | BRAZ_WND_WND2 | SCURRY | WIND-O | WEST | 2003 | 61 | 61 | 61 | 61 | 61 | 61 | 61 | 61 | 61 | 61
550 | GREEN PASTURES WIND I |  | GPASTURE_WIND_I | BAYLOR | WIND-O | WEST | 2015 | 150 | 150 | 150 | 150 | 150 | 150 | 150 | 150 | 150 | 150
551 | VERTIGO WIND (FORMERLY GREEN PASTURES WIND 2) |  | VERTIGO_WIND_I | BAYLOR | WIND-O | WEST | 2015 | 150 | 150 | 150 | 150 | 150 | 150 | 150 | 150 | 150 | 150
552 | GUNSIGHT MOUNTAIN WIND |  | GUNMTN_G1 | HOWARD | WIND-O | WEST | 2016 | 119.9 | 119.9 | 119.9 | 119.9 | 119.9 | 119.9 | 119.9 | 119.9 | 119.9 | 119.9
553 | HACKBERRY WIND |  | HWF_HWFG1 | SHACKELFORD | WIND-O | WEST | 2008 | 163.5 | 163.5 | 163.5 | 163.5 | 163.5 | 163.5 | 163.5 | 163.5 | 163.5 | 163.5
554 | HICKMAN (SANTA RITA WIND) 1 |  | HICKMAN_G1 | REAGAN | WIND-O | WEST | 2018 | 152.5 | 152.5 | 152.5 | 152.5 | 152.5 | 152.5 | 152.5 | 152.5 | 152.5 | 152.5
555 | HICKMAN (SANTA RITA WIND) 2 |  | HICKMAN_G2 | REAGAN | WIND-O | WEST | 2018 | 147.5 | 147.5 | 147.5 | 147.5 | 147.5 | 147.5 | 147.5 | 147.5 | 147.5 | 147.5
556 | HIDALGO & STARR WIND 11 |  | MIRASOLE_MIR11 | HIDALGO | WIND-O | SOUTH | 2016 | 52 | 52 | 52 | 52 | 52 | 52 | 52 | 52 | 52 | 52
557 | HIDALGO & STARR WIND 12 |  | MIRASOLE_MIR12 | HIDALGO | WIND-O | SOUTH | 2016 | 98 | 98 | 98 | 98 | 98 | 98 | 98 | 98 | 98 | 98
558 | HIDALGO & STARR WIND 21 |  | MIRASOLE_MIR21 | HIDALGO | WIND-O | SOUTH | 2016 | 100 | 100 | 100 | 100 | 100 | 100 | 100 | 100 | 100 | 100
559 | HORSE CREEK WIND 1 |  | HORSECRK_UNIT1 | HASKELL | WIND-O | WEST | 2017 | 131.1 | 131.1 | 131.1 | 131.1 | 131.1 | 131.1 | 131.1 | 131.1 | 131.1 | 131.1
560 | HORSE CREEK WIND 2 |  | HORSECRK_UNIT2 | HASKELL | WIND-O | WEST | 2017 | 98.9 | 98.9 | 98.9 | 98.9 | 98.9 | 98.9 | 98.9 | 98.9 | 98.9 | 98.9
561 | HORSE HOLLOW WIND 1 | 17INR0052 | H_HOLLOW_WND1 | TAYLOR | WIND-O | WEST | 2005 | 230 | 230 | 230 | 230 | 230 | 230 | 230 | 230 | 230 | 230
562 | HORSE HOLLOW WIND 2 | 17INR0052 | HHOLLOW2_WIND1 | TAYLOR | WIND-O | WEST | 2006 | 184 | 184 | 184 | 184 | 184 | 184 | 184 | 184 | 184 | 184
563 | HORSE HOLLOW WIND 3 | 17INR0052 | HHOLLOW3_WND_1 | TAYLOR | WIND-O | WEST | 2006 | 241.4 | 241.4 | 241.4 | 241.4 | 241.4 | 241.4 | 241.4 | 241.4 | 241.4 | 241.4
564 | HORSE HOLLOW WIND 4 | 17INR0052 | HHOLLOW4_WND1 | TAYLOR | WIND-O | WEST | 2006 | 115 | 115 | 115 | 115 | 115 | 115 | 115 | 115 | 115 | 115
565 | INADALE WIND 1 |  | INDL_INADALE1 | NOLAN | WIND-O | WEST | 2008 | 95 | 95 | 95 | 95 | 95 | 95 | 95 | 95 | 95 | 95
566 | INADALE WIND 2 |  | INDL_INADALE2 | NOLAN | WIND-O | WEST | 2008 | 102 | 102 | 102 | 102 | 102 | 102 | 102 | 102 | 102 | 102
567 | INDIAN MESA WIND |  | INDNNWP_INDNNWP2 | PECOS | WIND-O | WEST | 2001 | 91.8 | 91.8 | 91.8 | 91.8 | 91.8 | 91.8 | 91.8 | 91.8 | 91.8 | 91.8
568 | JAVELINA I WIND 18 |  | BORDAS_JAVEL18 | WEBB | WIND-O | SOUTH | 2015 | 19.7 | 19.7 | 19.7 | 19.7 | 19.7 | 19.7 | 19.7 | 19.7 | 19.7 | 19.7
569 | JAVELINA I WIND 20 |  | BORDAS_JAVEL20 | WEBB | WIND-O | SOUTH | 2015 | 230 | 230 | 230 | 230 | 230 | 230 | 230 | 230 | 230 | 230
570 | JAVELINA II WIND 1 |  | BORDAS2_JAVEL2_A | WEBB | WIND-O | SOUTH | 2017 | 96 | 96 | 96 | 96 | 96 | 96 | 96 | 96 | 96 | 96
571 | JAVELINA II WIND 2 |  | BORDAS2_JAVEL2_B | WEBB | WIND-O | SOUTH | 2017 | 74 | 74 | 74 | 74 | 74 | 74 | 74 | 74 | 74 | 74
572 | JAVELINA II WIND 3 |  | BORDAS2_JAVEL2_C | WEBB | WIND-O | SOUTH | 2017 | 30 | 30 | 30 | 30 | 30 | 30 | 30 | 30 | 30 | 30
573 | KEECHI WIND |  | KEECHI_U1 | JACK | WIND-O | NORTH | 2015 | 110 | 110 | 110 | 110 | 110 | 110 | 110 | 110 | 110 | 110
574 | KING MOUNTAIN WIND (NE) |  | KING_NE_KINGNE | UPTON | WIND-O | WEST | 2001 | 79.7 | 79.7 | 79.7 | 79.7 | 79.7 | 79.7 | 79.7 | 79.7 | 79.7 | 79.7
575 | KING MOUNTAIN WIND (NW) |  | KING_NW_KINGNW | UPTON | WIND-O | WEST | 2001 | 79.7 | 79.7 | 79.7 | 79.7 | 79.7 | 79.7 | 79.7 | 79.7 | 79.7 | 79.7
576 | KING MOUNTAIN WIND (SE) |  | KING_SE_KINGSE | UPTON | WIND-O | WEST | 2001 | 40.5 | 40.5 | 40.5 | 40.5 | 40.5 | 40.5 | 40.5 | 40.5 | 40.5 | 40.5
577 | KING MOUNTAIN WIND (SW) |  | KING_SW_KINGSW | UPTON | WIND-O | WEST | 2001 | 79.7 | 79.7 | 79.7 | 79.7 | 79.7 | 79.7 | 79.7 | 79.7 | 79.7 | 79.7
578 | LANGFORD WIND POWER |  | LGD_LANGFORD | TOM GREEN | WIND-O | WEST | 2009 | 160 | 160 | 160 | 160 | 160 | 160 | 160 | 160 | 160 | 160
579 | LOCKETT WIND FARM |  | LOCKETT_UNIT1 | WILBARGER | WIND-O | WEST | 2019 | 183.7 | 183.7 | 183.7 | 183.7 | 183.7 | 183.7 | 183.7 | 183.7 | 183.7 | 183.7
580 | LOGANS GAP WIND I U1 |  | LGW_UNIT1 | COMANCHE | WIND-O | NORTH | 2015 | 106.3 | 106.3 | 106.3 | 106.3 | 106.3 | 106.3 | 106.3 | 106.3 | 106.3 | 106.3
581 | LOGANS GAP WIND I U2 |  | LGW_UNIT2 | COMANCHE | WIND-O | NORTH | 2015 | 103.8 | 103.8 | 103.8 | 103.8 | 103.8 | 103.8 | 103.8 | 103.8 | 103.8 | 103.8
582 | LONE STAR WIND 1 (MESQUITE) |  | LNCRK_G83 | SHACKELFORD | WIND-O | WEST | 2006 | 194 | 194 | 194 | 194 | 194 | 194 | 194 | 194 | 194 | 194
583 | LONE STAR WIND 2 (POST OAK) U1 | 22INR0479 | LNCRK2_G871 | SHACKELFORD | WIND-O | WEST | 2007 | 98 | 98 | 98 | 98 | 98 | 98 | 98 | 98 | 98 | 98
584 | LONE STAR WIND 2 (POST OAK) U2 | 22INR0479 | LNCRK2_G872 | SHACKELFORD | WIND-O | WEST | 2007 | 100 | 100 | 100 | 100 | 100 | 100 | 100 | 100 | 100 | 100
585 | LORAINE WINDPARK I |  | LONEWOLF_G1 | MITCHELL | WIND-O | WEST | 2010 | 48 | 48 | 48 | 48 | 48 | 48 | 48 | 48 | 48 | 48
586 | LORAINE WINDPARK II |  | LONEWOLF_G2 | MITCHELL | WIND-O | WEST | 2010 | 51 | 51 | 51 | 51 | 51 | 51 | 51 | 51 | 51 | 51
587 | LORAINE WINDPARK III |  | LONEWOLF_G3 | MITCHELL | WIND-O | WEST | 2011 | 25.5 | 25.5 | 25.5 | 25.5 | 25.5 | 25.5 | 25.5 | 25.5 | 25.5 | 25.5
588 | LORAINE WINDPARK IV |  | LONEWOLF_G4 | MITCHELL | WIND-O | WEST | 2011 | 24 | 24 | 24 | 24 | 24 | 24 | 24 | 24 | 24 | 24
589 | LOS VIENTOS III WIND |  | LV3_UNIT_1 | STARR | WIND-O | SOUTH | 2015 | 200 | 200 | 200 | 200 | 200 | 200 | 200 | 200 | 200 | 200
590 | LOS VIENTOS IV WIND |  | LV4_UNIT_1 | STARR | WIND-O | SOUTH | 2016 | 200 | 200 | 200 | 200 | 200 | 200 | 200 | 200 | 200 | 200
591 | LOS VIENTOS V WIND |  | LV5_UNIT_1 | STARR | WIND-O | SOUTH | 2016 | 110 | 110 | 110 | 110 | 110 | 110 | 110 | 110 | 110 | 110
592 | MESQUITE CREEK WIND 1 |  | MESQCRK_WND1 | DAWSON | WIND-O | WEST | 2015 | 105.6 | 105.6 | 105.6 | 105.6 | 105.6 | 105.6 | 105.6 | 105.6 | 105.6 | 105.6
593 | MESQUITE CREEK WIND 2 |  | MESQCRK_WND2 | DAWSON | WIND-O | WEST | 2015 | 105.6 | 105.6 | 105.6 | 105.6 | 105.6 | 105.6 | 105.6 | 105.6 | 105.6 | 105.6
594 | NIELS BOHR WIND A (BEARKAT WIND A) |  | NBOHR_UNIT1 | GLASSCOCK | WIND-O | WEST | 2018 | 196.6 | 196.6 | 196.6 | 196.6 | 196.6 | 196.6 | 196.6 | 196.6 | 196.6 | 196.6
595 | NOTREES WIND 1 |  | NWF_NWF1 | WINKLER | WIND-O | WEST | 2009 | 92.6 | 92.6 | 92.6 | 92.6 | 92.6 | 92.6 | 92.6 | 92.6 | 92.6 | 92.6
596 | NOTREES WIND 2 |  | NWF_NWF2 | WINKLER | WIND-O | WEST | 2009 | 60 | 60 | 60 | 60 | 60 | 60 | 60 | 60 | 60 | 60
597 | OCOTILLO WIND |  | OWF_OWF | HOWARD | WIND-O | WEST | 2008 | 58.8 | 58.8 | 58.8 | 58.8 | 58.8 | 58.8 | 58.8 | 58.8 | 58.8 | 58.8
598 | PANTHER CREEK WIND 1 |  | PC_NORTH_PANTHER1 | HOWARD | WIND-O | WEST | 2008 | 142.5 | 142.5 | 142.5 | 142.5 | 142.5 | 142.5 | 142.5 | 142.5 | 142.5 | 142.5
599 | PANTHER CREEK WIND 2 |  | PC_SOUTH_PANTHER2 | HOWARD | WIND-O | WEST | 2019 | 115.5 | 115.5 | 115.5 | 115.5 | 115.5 | 115.5 | 115.5 | 115.5 | 115.5 | 115.5
600 | PANTHER CREEK WIND 3 | 21INR0449 | PC_SOUTH_PANTHER3 | HOWARD | WIND-O | WEST | 2009 | 199.5 | 199.5 | 199.5 | 199.5 | 199.5 | 199.5 | 199.5 | 199.5 | 199.5 | 199.5
601 | PECOS WIND 1 (WOODWARD) |  | WOODWRD1_WOODWRD1 | PECOS | WIND-O | WEST | 2001 | 91.9 | 91.9 | 91.9 | 91.9 | 91.9 | 91.9 | 91.9 | 91.9 | 91.9 | 91.9
602 | PECOS WIND 2 (WOODWARD) |  | WOODWRD2_WOODWRD2 | PECOS | WIND-O | WEST | 2001 | 86 | 86 | 86 | 86 | 86 | 86 | 86 | 86 | 86 | 86
603 | PYRON WIND 1 |  | PYR_PYRON1 | NOLAN | WIND-O | WEST | 2008 | 121.5 | 121.5 | 121.5 | 121.5 | 121.5 | 121.5 | 121.5 | 121.5 | 121.5 | 121.5
604 | PYRON WIND 2 |  | PYR_PYRON2 | NOLAN | WIND-O | WEST | 2008 | 127.5 | 127.5 | 127.5 | 127.5 | 127.5 | 127.5 | 127.5 | 127.5 | 127.5 | 127.5
605 | RANCHERO WIND |  | RANCHERO_UNIT1 | CROCKETT | WIND-O | WEST | 2020 | 150 | 150 | 150 | 150 | 150 | 150 | 150 | 150 | 150 | 150
606 | RANCHERO WIND |  | RANCHERO_UNIT2 | CROCKETT | WIND-O | WEST | 2020 | 150 | 150 | 150 | 150 | 150 | 150 | 150 | 150 | 150 | 150
607 | RATTLESNAKE I WIND ENERGY CENTER G1 |  | RSNAKE_G1 | GLASSCOCK | WIND-O | WEST | 2015 | 104.3 | 104.3 | 104.3 | 104.3 | 104.3 | 104.3 | 104.3 | 104.3 | 104.3 | 104.3
608 | RATTLESNAKE I WIND ENERGY CENTER G2 |  | RSNAKE_G2 | GLASSCOCK | WIND-O | WEST | 2015 | 103 | 103 | 103 | 103 | 103 | 103 | 103 | 103 | 103 | 103
609 | RED CANYON WIND |  | RDCANYON_RDCNY1 | BORDEN | WIND-O | WEST | 2006 | 89.6 | 89.6 | 89.6 | 89.6 | 89.6 | 89.6 | 89.6 | 89.6 | 89.6 | 89.6
610 | ROCK SPRINGS VAL VERDE WIND (FERMI) 1 |  | FERMI_WIND1 | VAL VERDE | WIND-O | WEST | 2017 | 121.9 | 121.9 | 121.9 | 121.9 | 121.9 | 121.9 | 121.9 | 121.9 | 121.9 | 121.9
611 | ROCK SPRINGS VAL VERDE WIND (FERMI) 2 |  | FERMI_WIND2 | VAL VERDE | WIND-O | WEST | 2017 | 27.4 | 27.4 | 27.4 | 27.4 | 27.4 | 27.4 | 27.4 | 27.4 | 27.4 | 27.4
612 | ROSCOE WIND |  | TKWSW1_ROSCOE | NOLAN | WIND-O | WEST | 2008 | 114 | 114 | 114 | 114 | 114 | 114 | 114 | 114 | 114 | 114
613 | ROSCOE WIND 2A |  | TKWSW1_ROSCOE2A | NOLAN | WIND-O | WEST | 2008 | 95 | 95 | 95 | 95 | 95 | 95 | 95 | 95 | 95 | 95
614 | RTS WIND |  | RTS_U1 | MCCULLOCH | WIND-O | SOUTH | 2018 | 160 | 160 | 160 | 160 | 160 | 160 | 160 | 160 | 160 | 160
615 | SAND BLUFF WIND | 20INR0296 | MCDLD_SBW1 | GLASSCOCK | WIND-O | WEST | 2008 | 90 | 90 | 90 | 90 | 90 | 90 | 90 | 90 | 90 | 90
616 | SENDERO WIND ENERGY |  | EXGNSND_WIND_1 | JIM HOGG | WIND-O | SOUTH | 2015 | 76 | 76 | 76 | 76 | 76 | 76 | 76 | 76 | 76 | 76
617 | SEYMOUR HILLS WIND (S_HILLS WIND) |  | S_HILLS_UNIT1 | BAYLOR | WIND-O | WEST | 2019 | 30.2 | 30.2 | 30.2 | 30.2 | 30.2 | 30.2 | 30.2 | 30.2 | 30.2 | 30.2
618 | SENATE WIND |  | SENATEWD_UNIT1 | JACK | WIND-O | NORTH | 2012 | 150 | 150 | 150 | 150 | 150 | 150 | 150 | 150 | 150 | 150
619 | SHANNON WIND |  | SHANNONW_UNIT_1 | CLAY | WIND-O | WEST | 2015 | 204.1 | 204.1 | 204.1 | 204.1 | 204.1 | 204.1 | 204.1 | 204.1 | 204.1 | 204.1
620 | SHERBINO 2 WIND | 19INR0120 | KEO_SHRBINO2 | PECOS | WIND-O | WEST | 2011 | 132 | 132 | 132 | 132 | 132 | 132 | 132 | 132 | 132 | 132
621 | SILVER STAR WIND | 18INR0064 | FLTCK_SSI | ERATH | WIND-O | NORTH | 2008 | 52.8 | 52.8 | 52.8 | 52.8 | 52.8 | 52.8 | 52.8 | 52.8 | 52.8 | 52.8
622 | SNYDER WIND |  | ENAS_ENA1 | SCURRY | WIND-O | WEST | 2007 | 63 | 63 | 63 | 63 | 63 | 63 | 63 | 63 | 63 | 63
623 | SOUTH TRENT WIND |  | STWF_T1 | NOLAN | WIND-O | WEST | 2008 | 98.2 | 98.2 | 98.2 | 98.2 | 98.2 | 98.2 | 98.2 | 98.2 | 98.2 | 98.2
624 | STANTON WIND ENERGY |  | SWEC_G1 | MARTIN | WIND-O | WEST | 2008 | 120 | 120 | 120 | 120 | 120 | 120 | 120 | 120 | 120 | 120
625 | STEPHENS RANCH WIND 1 |  | SRWE1_UNIT1 | BORDEN | WIND-O | WEST | 2014 | 211.2 | 211.2 | 211.2 | 211.2 | 211.2 | 211.2 | 211.2 | 211.2 | 211.2 | 211.2
626 | STEPHENS RANCH WIND 2 |  | SRWE1_SRWE2 | BORDEN | WIND-O | WEST | 2015 | 164.7 | 164.7 | 164.7 | 164.7 | 164.7 | 164.7 | 164.7 | 164.7 | 164.7 | 164.7
627 | SWEETWATER WIND 1 | 18INR0073 | SWEETWND_WND1 | NOLAN | WIND-O | WEST | 2003 | 42.5 | 42.5 | 42.5 | 42.5 | 42.5 | 42.5 | 42.5 | 42.5 | 42.5 | 42.5
628 | SWEETWATER WIND 2A | 17INR0068 | SWEETWN2_WND24 | NOLAN | WIND-O | WEST | 2006 | 16.8 | 16.8 | 16.8 | 16.8 | 16.8 | 16.8 | 16.8 | 16.8 | 16.8 | 16.8
629 | SWEETWATER WIND 2B | 17INR0068 | SWEETWN2_WND2 | NOLAN | WIND-O | WEST | 2004 | 110.8 | 110.8 | 110.8 | 110.8 | 110.8 | 110.8 | 110.8 | 110.8 | 110.8 | 110.8
630 | SWEETWATER WIND 3A |  | SWEETWN3_WND3A | NOLAN | WIND-O | WEST | 2011 | 33.6 | 33.6 | 33.6 | 33.6 | 33.6 | 33.6 | 33.6 | 33.6 | 33.6 | 33.6
631 | SWEETWATER WIND 3B |  | SWEETWN3_WND3B | NOLAN | WIND-O | WEST | 2011 | 118.6 | 118.6 | 118.6 | 118.6 | 118.6 | 118.6 | 118.6 | 118.6 | 118.6 | 118.6
632 | SWEETWATER WIND 4-5 |  | SWEETWN5_WND5 | NOLAN | WIND-O | WEST | 2007 | 85 | 85 | 85 | 85 | 85 | 85 | 85 | 85 | 85 | 85
633 | SWEETWATER WIND 4-4B |  | SWEETWN4_WND4B | NOLAN | WIND-O | WEST | 2007 | 112 | 112 | 112 | 112 | 112 | 112 | 112 | 112 | 112 | 112
634 | SWEETWATER WIND 4-4A |  | SWEETWN4_WND4A | NOLAN | WIND-O | WEST | 2007 | 125 | 125 | 125 | 125 | 125 | 125 | 125 | 125 | 125 | 125
635 | TAHOKA WIND 1 |  | TAHOKA_UNIT_1 | LYNN | WIND-O | WEST | 2019 | 150 | 150 | 150 | 150 | 150 | 150 | 150 | 150 | 150 | 150
636 | TAHOKA WIND 2 |  | TAHOKA_UNIT_2 | LYNN | WIND-O | WEST | 2019 | 150 | 150 | 150 | 150 | 150 | 150 | 150 | 150 | 150 | 150
637 | TEXAS BIG SPRING WIND A |  | SGMTN_SIGNALMT | HOWARD | WIND-O | WEST | 1999 | 27.7 | 27.7 | 27.7 | 27.7 | 27.7 | 27.7 | 27.7 | 27.7 | 27.7 | 27.7
638 | TEXAS BIG SPRING WIND B |  | SGMTN_SIGNALM2 | HOWARD | WIND-O | WEST | 1999 | 6.6 | 6.6 | 6.6 | 6.6 | 6.6 | 6.6 | 6.6 | 6.6 | 6.6 | 6.6
639 | TORRECILLAS WIND 1 |  | TORR_UNIT1_25 | WEBB | WIND-O | SOUTH | 2019 | 150 | 150 | 150 | 150 | 150 | 150 | 150 | 150 | 150 | 150
640 | TORRECILLAS WIND 2 |  | TORR_UNIT2_23 | WEBB | WIND-O | SOUTH | 2019 | 23 | 23 | 23 | 23 | 23 | 23 | 23 | 23 | 23 | 23
641 | TORRECILLAS WIND 3 |  | TORR_UNIT2_25 | WEBB | WIND-O | SOUTH | 2019 | 127.5 | 127.5 | 127.5 | 127.5 | 127.5 | 127.5 | 127.5 | 127.5 | 127.5 | 127.5
642 | TRENT WIND | 17INR0069 | TRENT_TRENT | NOLAN | WIND-O | WEST | 2001 | 156.5 | 156.5 | 156.5 | 156.5 | 156.5 | 156.5 | 156.5 | 156.5 | 156.5 | 156.5
643 | TRINITY HILLS WIND 1 | 20INR0019 | TRINITY_TH1_BUS1 | ARCHER | WIND-O | WEST | 2012 | 103.4 | 103.4 | 103.4 | 103.4 | 103.4 | 103.4 | 103.4 | 103.4 | 103.4 | 103.4
644 | TRINITY HILLS WIND 2 | 20INR0019 | TRINITY_TH1_BUS2 | ARCHER | WIND-O | WEST | 2012 | 94.6 | 94.6 | 94.6 | 94.6 | 94.6 | 94.6 | 94.6 | 94.6 | 94.6 | 94.6
645 | TURKEY TRACK WIND |  | TTWEC_G1 | NOLAN | WIND-O | WEST | 2008 | 169.5 | 169.5 | 169.5 | 169.5 | 169.5 | 169.5 | 169.5 | 169.5 | 169.5 | 169.5
646 | TYLER BLUFF WIND |  | TYLRWIND_UNIT1 | COOKE | WIND-O | NORTH | 2017 | 125.6 | 125.6 | 125.6 | 125.6 | 125.6 | 125.6 | 125.6 | 125.6 | 125.6 | 125.6
647 | WHITETAIL WIND |  | EXGNWTL_WIND_1 | WEBB | WIND-O | SOUTH | 2012 | 92.3 | 92.3 | 92.3 | 92.3 | 92.3 | 92.3 | 92.3 | 92.3 | 92.3 | 92.3
648 | WINDTHORST 2 WIND |  | WNDTHST2_UNIT1 | ARCHER | WIND-O | WEST | 2014 | 67.6 | 67.6 | 67.6 | 67.6 | 67.6 | 67.6 | 67.6 | 67.6 | 67.6 | 67.6
649 | WKN MOZART WIND |  | MOZART_WIND_1 | KENT | WIND-O | WEST | 2012 | 30 | 30 | 30 | 30 | 30 | 30 | 30 | 30 | 30 | 30
650 | WILLOW SPRINGS WIND A |  | SALVTION_UNIT1 | HASKELL | WIND-O | WEST | 2017 | 125 | 125 | 125 | 125 | 125 | 125 | 125 | 125 | 125 | 125
651 | WILLOW SPRINGS WIND B |  | SALVTION_UNIT2 | HASKELL | WIND-O | WEST | 2017 | 125 | 125 | 125 | 125 | 125 | 125 | 125 | 125 | 125 | 125
652 | WILSON RANCH (INFINITY LIVE OAK WIND) |  | WL_RANCH_UNIT1 | SCHLEICHER | WIND-O | WEST | 2020 | 199.5 | 199.5 | 199.5 | 199.5 | 199.5 | 199.5 | 199.5 | 199.5 | 199.5 | 199.5
653 | WOLF RIDGE WIND | 21INR0511 | WHTTAIL_WR1 | COOKE | WIND-O | NORTH | 2008 | 112.5 | 112.5 | 112.5 | 112.5 | 112.5 | 112.5 | 112.5 | 112.5 | 112.5 | 112.5
654 | TSTC WEST TEXAS WIND |  | DG_ROSC2_1UNIT | NOLAN | WIND-O | WEST | 2008 | 2 | 2 | 2 | 2 | 2 | 2 | 2 | 2 | 2 | 2
655 | Operational Capacity Total (Wind) | [6 empty] | 25213.4 | 25213.4 | 25213.4 | 25213.4 | 25213.4 | 25213.4 | 25213.4 | 25213.4 | 25213.4 | 25213.4
656
657 | Operational Wind Capacity Sub-total (Coastal Counties) |  | WIND_OPERATIONAL_C |  |  |  |  | 3586.5 | 3586.5 | 3586.5 | 3586.5 | 3586.5 | 3586.5 | 3586.5 | 3586.5 | 3586.5 | 3586.5
658 | Wind Peak Average Capacity Percentage (Coastal) |  | WIND_PEAK_PCT_C | % |  |  |  | 47 | 47 | 47 | 47 | 47 | 47 | 47 | 47 | 47 | 47
659
660 | Operational Wind Capacity Sub-total (Panhandle Counties) |  | WIND_OPERATIONAL_P |  |  |  |  | 4407.7 | 4407.7 | 4407.7 | 4407.7 | 4407.7 | 4407.7 | 4407.7 | 4407.7 | 4407.7 | 4407.7
661 | Wind Peak Average Capacity Percentage (Panhandle) |  | WIND_PEAK_PCT_P | % |  |  |  | 34 | 34 | 34 | 34 | 34 | 34 | 34 | 34 | 34 | 34
662
663 | Operational Wind Capacity Sub-total (Other Counties) |  | WIND_OPERATIONAL_O |  |  |  |  | 17219.2 | 17219.2 | 17219.2 | 17219.2 | 17219.2 | 17219.2 | 17219.2 | 17219.2 | 17219.2 | 17219.2
664 | Wind Peak Average Capacity Percentage (Other) |  | WIND_PEAK_PCT_O | % |  |  |  | 20 | 20 | 20 | 20 | 20 | 20 | 20 | 20 | 20 | 20
665
666 | Operational Resources (Solar)
667 | ACACIA SOLAR |  | ACACIA_UNIT_1 | PRESIDIO | SOLAR | WEST | 2012 | 10 | 10 | 10 | 10 | 10 | 10 | 10 | 10 | 10 | 10
668 | BHE SOLAR PEARL PROJECT (SIRIUS 2) |  | SIRIUS_UNIT2 | PECOS | SOLAR | WEST | 2017 | 49.1 | 49.1 | 49.1 | 49.1 | 49.1 | 49.1 | 49.1 | 49.1 | 49.1 | 49.1
669 | BLUEBELL SOLAR (CAPRICORN RIDGE SOLAR) |  | CAPRIDG4_BB_PV | STERLING | SOLAR | WEST | 2019 | 30 | 30 | 30 | 30 | 30 | 30 | 30 | 30 | 30 | 30
670 | BLUEBELL SOLAR II 1 (CAPRICORN RIDGE 4) |  | CAPRIDG4_BB2_PV1 | STERLING | SOLAR | WEST | 2021 | 100 | 100 | 100 | 100 | 100 | 100 | 100 | 100 | 100 | 100
671 | BLUEBELL SOLAR II 2 (CAPRICORN RIDGE 4) |  | CAPRIDG4_BB2_PV2 | STERLING | SOLAR | WEST | 2021 | 15 | 15 | 15 | 15 | 15 | 15 | 15 | 15 | 15 | 15
672 | BNB LAMESA SOLAR (PHASE I) |  | LMESASLR_UNIT1 | DAWSON | SOLAR | WEST | 2018 | 101.6 | 101.6 | 101.6 | 101.6 | 101.6 | 101.6 | 101.6 | 101.6 | 101.6 | 101.6
673 | BNB LAMESA SOLAR (PHASE II) |  | LMESASLR_IVORY | DAWSON | SOLAR | WEST | 2018 | 50 | 50 | 50 | 50 | 50 | 50 | 50 | 50 | 50 | 50
674 | CASTLE GAP SOLAR |  | CASL_GAP_UNIT1 | UPTON | SOLAR | WEST | 2018 | 180 | 180 | 180 | 180 | 180 | 180 | 180 | 180 | 180 | 180
675 | FOWLER RANCH |  | FWLR_SLR_UNIT1 | CRANE | SOLAR | WEST | 2020 | 150 | 150 | 150 | 150 | 150 | 150 | 150 | 150 | 150 | 150
676 | FS BARILLA SOLAR-PECOS |  | HOVEY_UNIT1 | PECOS | SOLAR | WEST | 2015 | 22 | 22 | 22 | 22 | 22 | 22 | 22 | 22 | 22 | 22
677 | FS EAST PECOS SOLAR |  | BOOTLEG_UNIT1 | PECOS | SOLAR | WEST | 2017 | 121.1 | 121.1 | 121.1 | 121.1 | 121.1 | 121.1 | 121.1 | 121.1 | 121.1 | 121.1
678 | GREASEWOOD SOLAR 1 |  | GREASWOD_UNIT1 | PECOS | SOLAR | WEST | 2021 | 124.6 | 124.6 | 124.6 | 124.6 | 124.6 | 124.6 | 124.6 | 124.6 | 124.6 | 124.6
679 | GREASEWOOD SOLAR 2 |  | GREASWOD_UNIT2 | PECOS | SOLAR | WEST | 2021 | 130.4 | 130.4 | 130.4 | 130.4 | 130.4 | 130.4 | 130.4 | 130.4 | 130.4 | 130.4
680 | HOLSTEIN SOLAR 1 |  | HOLSTEIN_SOLAR1 | NOLAN | SOLAR | WEST | 2020 | 102.2 | 102.2 | 102.2 | 102.2 | 102.2 | 102.2 | 102.2 | 102.2 | 102.2 | 102.2
681 | HOLSTEIN SOLAR 2 |  | HOLSTEIN_SOLAR2 | NOLAN | SOLAR | WEST | 2020 | 102.3 | 102.3 | 102.3 | 102.3 | 102.3 | 102.3 | 102.3 | 102.3 | 102.3 | 102.3
682 | KELLAM SOLAR |  | KELAM_SL_UNIT1 | VAN ZANDT | SOLAR | NORTH | 2020 | 59.8 | 59.8 | 59.8 | 59.8 | 59.8 | 59.8 | 59.8 | 59.8 | 59.8 | 59.8
683 | LAPETUS SOLAR |  | LAPETUS_UNIT_1 | ANDREWS | SOLAR | WEST | 2020 | 100.7 | 100.7 | 100.7 | 100.7 | 100.7 | 100.7 | 100.7 | 100.7 | 100.7 | 100.7
684 | OBERON SOLAR |  | OBERON_UNIT_1 | ECTOR | SOLAR | WEST | 2020 | 180 | 180 | 180 | 180 | 180 | 180 | 180 | 180 | 180 | 180
685 | OCI ALAMO 1 SOLAR |  | OCI_ALM1_UNIT1 | BEXAR | SOLAR | SOUTH | 2013 | 39.2 | 39.2 | 39.2 | 39.2 | 39.2 | 39.2 | 39.2 | 39.2 | 39.2 | 39.2
686 | OCI ALAMO 4 SOLAR-BRACKETVILLE |  | ECLIPSE_UNIT1 | KINNEY | SOLAR | SOUTH | 2014 | 37.6 | 37.6 | 37.6 | 37.6 | 37.6 | 37.6 | 37.6 | 37.6 | 37.6 | 37.6
687 | OCI ALAMO 5 (DOWNIE RANCH) |  | HELIOS_UNIT1 | UVALDE | SOLAR | SOUTH | 2015 | 100 | 100 | 100 | 100 | 100 | 100 | 100 | 100 | 100 | 100
688 | OCI ALAMO 6 (SIRIUS/WEST TEXAS) |  | SIRIUS_UNIT1 | PECOS | SOLAR | WEST | 2017 | 110.2 | 110.2 | 110.2 | 110.2 | 110.2 | 110.2 | 110.2 | 110.2 | 110.2 | 110.2
689 | OCI ALAMO 7 (PAINT CREEK) |  | SOLARA_UNIT1 | HASKELL | SOLAR | WEST | 2016 | 112 | 112 | 112 | 112 | 112 | 112 | 112 | 112 | 112 | 112
690 | PHOEBE SOLAR 1 |  | PHOEBE_UNIT1 | WINKLER | SOLAR | WEST | 2019 | 125.1 | 125.1 | 125.1 | 125.1 | 125.1 | 125.1 | 125.1 | 125.1 | 125.1 | 125.1
691 | PHOEBE SOLAR 2 |  | PHOEBE_UNIT2 | WINKLER | SOLAR | WEST | 2019 | 128.1 | 128.1 | 128.1 | 128.1 | 128.1 | 128.1 | 128.1 | 128.1 | 128.1 | 128.1
692 | PROSPERO SOLAR 1 |  | PROSPERO_UNIT1 | ANDREWS | SOLAR | WEST | 2020 | 153.6 | 153.6 | 153.6 | 153.6 | 153.6 | 153.6 | 153.6 | 153.6 | 153.6 | 153.6
693 | PROSPERO SOLAR 2 |  | PROSPERO_UNIT2 | ANDREWS | SOLAR | WEST | 2020 | 150 | 150 | 150 | 150 | 150 | 150 | 150 | 150 | 150 | 150
694 | QUEEN SOLAR PHASE I |  | QUEEN_SL_SOLAR1 | UPTON | SOLAR | WEST | 2020 | 102.5 | 102.5 | 102.5 | 102.5 | 102.5 | 102.5 | 102.5 | 102.5 | 102.5 | 102.5
695 | QUEEN SOLAR PHASE I |  | QUEEN_SL_SOLAR2 | UPTON | SOLAR | WEST | 2020 | 102.5 | 102.5 | 102.5 | 102.5 | 102.5 | 102.5 | 102.5 | 102.5 | 102.5 | 102.5
696 | QUEEN SOLAR PHASE II |  | QUEEN_SL_SOLAR3 | UPTON | SOLAR | WEST | 2020 | 97.5 | 97.5 | 97.5 | 97.5 | 97.5 | 97.5 | 97.5 | 97.5 | 97.5 | 97.5
697 | QUEEN SOLAR PHASE II |  | QUEEN_SL_SOLAR4 | UPTON | SOLAR | WEST | 2020 | 107.5 | 107.5 | 107.5 | 107.5 | 107.5 | 107.5 | 107.5 | 107.5 | 107.5 | 107.5
698 | RAMBLER SOLAR |  | RAMBLER_UNIT1 | TOM GREEN | SOLAR | WEST | 2020 | 200 | 200 | 200 | 200 | 200 | 200 | 200 | 200 | 200 | 200
699 | RE ROSEROCK SOLAR 1 |  | REROCK_UNIT1 | PECOS | SOLAR | WEST | 2016 | 78.8 | 78.8 | 78.8 | 78.8 | 78.8 | 78.8 | 78.8 | 78.8 | 78.8 | 78.8
700 | RE ROSEROCK SOLAR 2 |  | REROCK_UNIT2 | PECOS | SOLAR | WEST | 2016 | 78.8 | 78.8 | 78.8 | 78.8 | 78.8 | 78.8 | 78.8 | 78.8 | 78.8 | 78.8
701 | RIGGINS (SE BUCKTHORN WESTEX SOLAR) |  | RIGGINS_UNIT1 | PECOS | SOLAR | WEST | 2018 | 150 | 150 | 150 | 150 | 150 | 150 | 150 | 150 | 150 | 150
702 | RIPPEY SOLAR |  | RIPPEY_UNIT1 | COOKE | SOLAR | NORTH | 2020 | 59.8 | 59.8 | 59.8 | 59.8 | 59.8 | 59.8 | 59.8 | 59.8 | 59.8 | 59.8
703 | SOLAIREHOLMAN 1 |  | LASSO_UNIT1 | BREWSTER | SOLAR | WEST | 2018 | 50 | 50 | 50 | 50 | 50 | 50 | 50 | 50 | 50 | 50
704 | SP-TX-12-PHASE B |  | SPTX12B_UNIT1 | UPTON | SOLAR | WEST | 2017 | 157.5 | 157.5 | 157.5 | 157.5 | 157.5 | 157.5 | 157.5 | 157.5 | 157.5 | 157.5
705 | WAYMARK SOLAR |  | WAYMARK_UNIT1 | UPTON | SOLAR | WEST | 2018 | 182 | 182 | 182 | 182 | 182 | 182 | 182 | 182 | 182 | 182
706 | WEBBERVILLE SOLAR |  | WEBBER_S_WSP1 | TRAVIS | SOLAR | SOUTH | 2011 | 26.7 | 26.7 | 26.7 | 26.7 | 26.7 | 26.7 | 26.7 | 26.7 | 26.7 | 26.7
707 | WEST OF PECOS SOLAR |  | W_PECOS_UNIT1 | REEVES | SOLAR | WEST | 2019 | 100 | 100 | 100 | 100 | 100 | 100 | 100 | 100 | 100 | 100
708 | ALEXIS SOLAR |  | DG_ALEXIS_ALEXIS | BROOKS | SOLAR | SOUTH | 2019 | 10 | 10 | 10 | 10 | 10 | 10 | 10 | 10 | 10 | 10
709 | BECK 1 |  | DG_CECSOLAR_DG_BECK1 | BEXAR | SOLAR | SOUTH | 2016 | bar: 2022/2023 to 2031/2032
710 | BLUE WING 1 SOLAR |  | DG_BROOK_1UNIT | BEXAR | SOLAR | SOUTH | 2010 | 7.6 | 7.6 | 7.6 | 7.6 | 7.6 | 7.6 | 7.6 | 7.6 | 7.6 | 7.6
711 | BLUE WING 2 SOLAR |  | DG_ELMEN_1UNIT | BEXAR | SOLAR | SOUTH | 2010 | 7.3 | 7.3 | 7.3 | 7.3 | 7.3 | 7.3 | 7.3 | 7.3 | 7.3 | 7.3
712 | BOVINE SOLAR LLC |  | DG_BOVINE_BOVINE | AUSTIN | SOLAR | SOUTH | 2018 | 5 | 5 | 5 | 5 | 5 | 5 | 5 | 5 | 5 | 5
713 | BOVINE SOLAR LLC |  | DG_BOVINE2_BOVINE2 | AUSTIN | SOLAR | SOUTH | 2018 | 5 | 5 | 5 | 5 | 5 | 5 | 5 | 5 | 5 | 5
714 | BRONSON SOLAR I |  | DG_BRNSN_BRNSN | FORT BEND | SOLAR | HOUSTON | 2018 | 5 | 5 | 5 | 5 | 5 | 5 | 5 | 5 | 5 | 5
715 | BRONSON SOLAR II |  | DG_BRNSN2_BRNSN2 | FORT BEND | SOLAR | HOUSTON | 2018 | 5 | 5 | 5 | 5 | 5 | 5 | 5 | 5 | 5 | 5
716 | CASCADE SOLAR I |  | DG_CASCADE_CASCADE | WHARTON | SOLAR | SOUTH | 2018 | 5 | 5 | 5 | 5 | 5 | 5 | 5 | 5 | 5 | 5
717 | CASCADE SOLAR II |  | DG_CASCADE2_CASCADE2 | WHARTON | SOLAR | SOUTH | 2018 | 5 | 5 | 5 | 5 | 5 | 5 | 5 | 5 | 5 | 5
718 | CATAN SOLAR |  | DG_CS10_CATAN | KARNES | SOLAR | SOUTH | 2020 | 10 | 10 | 10 | 10 | 10 | 10 | 10 | 10 | 10 | 10
719 | CHISUM SOLAR |  | DG_CHISUM_CHISUM | LAMAR | SOLAR | NORTH | 2018 | 10 | 10 | 10 | 10 | 10 | 10 | 10 | 10 | 10 | 10
720 | COMMERCE_SOLAR |  | DG_ X443PV1_SWRI_PV1 | BEXAR | SOLAR | SOUTH | 2019 | 5 | 5 | 5 | 5 | 5 | 5 | 5 | 5 | 5 | 5
721 | EDDY SOLAR II |  | DG_EDDYII_EDDYII | MCLENNAN | SOLAR | NORTH | 2018 | 10 | 10 | 10 | 10 | 10 | 10 | 10 | 10 | 10 | 10
722 | FIFTH GENERATION SOLAR 1 |  | DG_FIFTHGS1_FGSOLAR1 | TRAVIS | SOLAR | SOUTH | 2016 | 1.6 | 1.6 | 1.6 | 1.6 | 1.6 | 1.6 | 1.6 | 1.6 | 1.6 | 1.6
723 | GRIFFIN SOLAR |  | DG_GRIFFIN_GRIFFIN | MCLENNAN | SOLAR | NORTH | 2019 | 5 | 5 | 5 | 5 | 5 | 5 | 5 | 5 | 5 | 5
724 | HIGHWAY 56 |  | DG_HWY56_HWY56 | GRAYSON | SOLAR | NORTH | 2017 | 5.3 | 5.3 | 5.3 | 5.3 | 5.3 | 5.3 | 5.3 | 5.3 | 5.3 | 5.3
725 | HM SEALY SOLAR 1 |  | DG_SEALY_1UNIT | AUSTIN | SOLAR | SOUTH | 2015 | 1.6 | 1.6 | 1.6 | 1.6 | 1.6 | 1.6 | 1.6 | 1.6 | 1.6 | 1.6
726 | LAMPWICK SOLAR |  | DG_LAMPWICK_LAMPWICK | MENARD | SOLAR | WEST | 2019 | 7.5 | 7.5 | 7.5 | 7.5 | 7.5 | 7.5 | 7.5 | 7.5 | 7.5 | 7.5
727 | LEON |  | DG_LEON_LEON | HUNT | SOLAR | NORTH | 2017 | 10 | 10 | 10 | 10 | 10 | 10 | 10 | 10 | 10 | 10
728 | MARLIN |  | DG_MARLIN_MARLIN | FALLS | SOLAR | NORTH | 2017 | 5.3 | 5.3 | 5.3 | 5.3 | 5.3 | 5.3 | 5.3 | 5.3 | 5.3 | 5.3
729 | MARS SOLAR (DG) |  | DG_MARS_MARS | WEBB | SOLAR | SOUTH | 2019 | 10 | 10 | 10 | 10 | 10 | 10 | 10 | 10 | 10 | 10
730 | NORTH GAINESVILLE |  | DG_NGNSVL_NGAINESV | COOKE | SOLAR | NORTH | 2017 | 5.2 | 5.2 | 5.2 | 5.2 | 5.2 | 5.2 | 5.2 | 5.2 | 5.2 | 5.2
731 | OCI ALAMO 2 SOLAR-ST. HEDWIG |  | DG_STHWG_UNIT1 | BEXAR | SOLAR | SOUTH | 2014 | 4.4 | 4.4 | 4.4 | 4.4 | 4.4 | 4.4 | 4.4 | 4.4 | 4.4 | 4.4
732 | OCI ALAMO 3-WALZEM SOLAR |  | DG_WALZM_UNIT1 | BEXAR | SOLAR | SOUTH | 2014 | 5.5 | 5.5 | 5.5 | 5.5 | 5.5 | 5.5 | 5.5 | 5.5 | 5.5 | 5.5
733 | POWERFIN KINGSBERY |  | DG_PFK_PFKPV | TRAVIS | SOLAR | SOUTH | 2017 | 2.6 | 2.6 | 2.6 | 2.6 | 2.6 | 2.6 | 2.6 | 2.6 | 2.6 | 2.6
734 | RENEWABLE ENERGY ALTERNATIVES-CCS1 |  | DG_COSERVSS_CSS1 | DENTON | SOLAR | NORTH | 2015 | 2 | 2 | 2 | 2 | 2 | 2 | 2 | 2 | 2 | 2
735 | STERLING |  | DG_STRLING_STRLING | HUNT | SOLAR | NORTH | 2018 | 10 | 10 | 10 | 10 | 10 | 10 | 10 | 10 | 10 | 10
736 | SUNEDISON RABEL ROAD SOLAR |  | DG_VALL1_1UNIT | BEXAR | SOLAR | SOUTH | 2012 | 9.9 | 9.9 | 9.9 | 9.9 | 9.9 | 9.9 | 9.9 | 9.9 | 9.9 | 9.9
737 | SUNEDISON VALLEY ROAD SOLAR |  | DG_VALL2_1UNIT | BEXAR | SOLAR | SOUTH | 2012 | 9.9 | 9.9 | 9.9 | 9.9 | 9.9 | 9.9 | 9.9 | 9.9 | 9.9 | 9.9
738 | SUNEDISON CPS3 SOMERSET 1 SOLAR |  | DG_SOME1_1UNIT | BEXAR | SOLAR | SOUTH | 2012 | 5.6 | 5.6 | 5.6 | 5.6 | 5.6 | 5.6 | 5.6 | 5.6 | 5.6 | 5.6
739 | SUNEDISON SOMERSET 2 SOLAR |  | DG_SOME2_1UNIT | BEXAR | SOLAR | SOUTH | 2012 | 5 | 5 | 5 | 5 | 5 | 5 | 5 | 5 | 5 | 5
740 | WALNUT SPRINGS |  | DG_WLNTSPRG_1UNIT | BOSQUE | SOLAR | NORTH | 2016 | 10 | 10 | 10 | 10 | 10 | 10 | 10 | 10 | 10 | 10
741 | WEST MOORE II |  | DG_WMOOREII_WMOOREII | GRAYSON | SOLAR | NORTH | 2018 | 5 | 5 | 5 | 5 | 5 | 5 | 5 | 5 | 5 | 5
742 | WHITESBORO |  | DG_WBORO_WHTSBORO | GRAYSON | SOLAR | NORTH | 2017 | 5 | 5 | 5 | 5 | 5 | 5 | 5 | 5 | 5 | 5
743 | WHITESBORO II |  | DG_WBOROII_WHBOROII | GRAYSON | SOLAR | NORTH | 2017 | 5 | 5 | 5 | 5 | 5 | 5 | 5 | 5 | 5 | 5
744 | WHITEWRIGHT |  | DG_WHTRT_WHTRGHT | FANNIN | SOLAR | NORTH | 2017 | 10 | 10 | 10 | 10 | 10 | 10 | 10 | 10 | 10 | 10
745 | WHITNEY SOLAR |  | DG_WHITNEY_SOLAR1 | BOSQUE | SOLAR | NORTH | 2017 | 10 | 10 | 10 | 10 | 10 | 10 | 10 | 10 | 10 | 10
746 | YELLOW JACKET SOLAR |  | DG_YLWJACKET_YLWJACKET | BOSQUE | SOLAR | NORTH | 2018 | 5 | 5 | 5 | 5 | 5 | 5 | 5 | 5 | 5 | 5
747 | Operational Capacity Total (Solar) | [6 empty] | 4325.5 | 4325.5 | 4325.5 | 4325.5 | 4325.5 | 4325.5 | 4325.5 | 4325.5 | 4325.5 | 4325.5
748 | Solar Peak Average Capacity Percentage |  | SOLAR_PEAK_PCT | % |  |  |  | 7 | 7 | 7 | 7 | 7 | 7 | 7 | 7 | 7 | 7
749
750 | Operational Resources (Storage)
751 | BLUE SUMMIT BATTERY |  | BLSUMMIT_BATTERY | WILBARGER | STORAGE | WEST | 2017 | 30 | 30 | 30 | 30 | 30 | 30 | 30 | 30 | 30 | 30
752 | BRP ALVIN (DGR) |  | BRPALVIN_UNIT1 | BRAZORIA | STORAGE | COASTAL | 2020 | 10 | 10 | 10 | 10 | 10 | 10 | 10 | 10 | 10 | 10
753 | BRP ANGELTON (DGR) |  | BRPANGLE_UNIT1 | BRAZORIA | STORAGE | COASTAL | 2020 | 10 | 10 | 10 | 10 | 10 | 10 | 10 | 10 | 10 | 10
754 | BRP BRAZORIA (DGR) |  | BRP_BRAZ_UNIT1 | BRAZORIA | STORAGE | COASTAL | 2020 | 10 | 10 | 10 | 10 | 10 | 10 | 10 | 10 | 10 | 10
755 | BRP HEIGHTS (DGR) |  | BRHEIGHT_UNIT1 | GALVESTON | STORAGE | HOUSTON | 2020 | 10 | 10 | 10 | 10 | 10 | 10 | 10 | 10 | 10 | 10
756 | BRP MAGNOLIA (DGR) |  | BRPMAGNO_UNIT1 | GALVESTON | STORAGE | HOUSTON | 2020 | 10 | 10 | 10 | 10 | 10 | 10 | 10 | 10 | 10 | 10
757 | BRP SWEENY (DGR) |  | BRP_SWNY_UNIT1 | BRAZORIA | STORAGE | COASTAL | 2020 | 10 | 10 | 10 | 10 | 10 | 10 | 10 | 10 | 10 | 10
758 | BRP ODESSA SW (DGR) |  | BRPODESA_UNIT1 | ECTOR | STORAGE | WEST | 2020 | 10 | 10 | 10 | 10 | 10 | 10 | 10 | 10 | 10 | 10
759 | CASTLE GAP BATTERY |  | CASL_GAP_BATTERY1 | UPTON | STORAGE | WEST | 2019 | 9.9 | 9.9 | 9.9 | 9.9 | 9.9 | 9.9 | 9.9 | 9.9 | 9.9 | 9.9
760 | COMMERCE ST ESS (DGR) |  | X443ESS1_SWRI | BEXAR | STORAGE | SOUTH | 2020 | 10 | 10 | 10 | 10 | 10 | 10 | 10 | 10 | 10 | 10
761 | FLAT TOP BATTERY (DGR) |  | FLTBES_BESS1 | REEVES | STORAGE | WEST | 2020 | 9.9 | 9.9 | 9.9 | 9.9 | 9.9 | 9.9 | 9.9 | 9.9 | 9.9 | 9.9
762 | HOEFSROAD BESS (DGR) |  | HRBESS_BESS | REEVES | STORAGE | WEST | 2021 | 2 | 2 | 2 | 2 | 2 | 2 | 2 | 2 | 2 | 2
763 | INADALE ESS |  | INDL_ESS | NOLAN | STORAGE | WEST | 2018 | 9.9 | 9.9 | 9.9 | 9.9 | 9.9 | 9.9 | 9.9 | 9.9 | 9.9 | 9.9
764 | JOHNSON CITY BESS (DGR) |  | JC_BAT_UNIT_1 | BLANCO | STORAGE | SOUTH | 2020 | 2.3 | 2.3 | 2.3 | 2.3 | 2.3 | 2.3 | 2.3 | 2.3 | 2.3 | 2.3
765 | NOTREES BATTERY FACILITY |  | NWF_NBS | WINKLER | STORAGE | WEST | 2013 | 33.7 | 33.7 | 33.7 | 33.7 | 33.7 | 33.7 | 33.7 | 33.7 | 33.7 | 33.7
766 | OCI ALAMO 1 |  | OCI_ALM1_ASTRO1 | BEXAR | STORAGE | SOUTH | 2016 | bar: 2022/2023 to 2031/2032
767 | PORT LAVACA BATTERY (DGR) |  | PTLBES_BESS1 | CALHOUN | STORAGE | COASTAL | 2020 | 9.9 | 9.9 | 9.9 | 9.9 | 9.9 | 9.9 | 9.9 | 9.9 | 9.9 | 9.9
768 | PROSPECT STORAGE (DGR) |  | WCOLLDG_BSS_U1 | BRAZORIA | STORAGE | COASTAL | 2020 | 9.9 | 9.9 | 9.9 | 9.9 | 9.9 | 9.9 | 9.9 | 9.9 | 9.9 | 9.9
769 | PYRON ESS |  | PYR_ESS | SCURRY | STORAGE | WEST | 2018 | 9.9 | 9.9 | 9.9 | 9.9 | 9.9 | 9.9 | 9.9 | 9.9 | 9.9 | 9.9
770 | RABBIT HILL ENERGY STORAGE PROJECT (DGR) |  | RHESS2_ESS_1 | WILLIAMSON | STORAGE | SOUTH | 2020 | 9.9 | 9.9 | 9.9 | 9.9 | 9.9 | 9.9 | 9.9 | 9.9 | 9.9 | 9.9
771 | TOS BATTERY STORAGE (DGR) |  | TOSBATT_UNIT1 | MIDLAND | STORAGE | WEST | 2017 | 2 | 2 | 2 | 2 | 2 | 2 | 2 | 2 | 2 | 2
772 | WORSHAM BATTERY (DGR) |  | WRSBES_BESS1 | REEVES | STORAGE | WEST | 2020 | 9.9 | 9.9 | 9.9 | 9.9 | 9.9 | 9.9 | 9.9 | 9.9 | 9.9 | 9.9
773 | KINGSBERY ENERGY STORAGE SYSTEM |  | DG_KB_ESS_KB_ESS | TRAVIS | STORAGE | SOUTH | 2017 | 1.5 | 1.5 | 1.5 | 1.5 | 1.5 | 1.5 | 1.5 | 1.5 | 1.5 | 1.5
774 | MU ENERGY STORAGE SYSTEM |  | DG_MU_ESS_MU_ESS | TRAVIS | STORAGE | SOUTH | 2018 | 1.5 | 1.5 | 1.5 | 1.5 | 1.5 | 1.5 | 1.5 | 1.5 | 1.5 | 1.5
775 | YOUNICOS FACILITY |  | DG_YOUNICOS_YINC1_1 | TRAVIS | STORAGE | SOUTH | 2015 | 2 | 2 | 2 | 2 | 2 | 2 | 2 | 2 | 2 | 2
776 | Operational Capacity Total (Storage) | [6 empty] | 235.2 | 235.2 | 235.2 | 235.2 | 235.2 | 235.2 | 235.2 | 235.2 | 235.2 | 235.2
777 | Storage Peak Average Capacity Percentage |  | STORAGE_PEAK_PCT | % |  |  |  | 0 | 0 | 0 | 0 | 0 | 0 | 0 | 0 | 0 | 0
778
779 | Reliability Must-Run (RMR) Capacity |  | RMR_CAP_CONT |  | GAS |  |  | 0 | 0 | 0 | 0 | 0 | 0 | 0 | 0 | 0 | 0
780
781 | Capacity Pending Retirement |  | PENDRETIRE_CAP |  |  |  |  | 0 | 0 | 0 | 0 | 0 | 0 | 0 | 0 | 0 | 0
782
783 | Non-Synchronous Tie Resources
784 | EAST TIE |  | DC_E | FANNIN | OTHER | NORTH |  | 600 | 600 | 600 | 600 | 600 | 600 | 600 | 600 | 600 | 600
785 | NORTH TIE |  | DC_N | WILBARGER | OTHER | WEST |  | 220 | 220 | 220 | 220 | 220 | 220 | 220 | 220 | 220 | 220
786 | LAREDO VFT TIE |  | DC_L | WEBB | OTHER | SOUTH |  | 100 | 100 | 100 | 100 | 100 | 100 | 100 | 100 | 100 | 100
787 | SHARYLAND RAILROAD TIE |  | DC_R | HIDALGO | OTHER | SOUTH |  | 300 | 300 | 300 | 300 | 300 | 300 | 300 | 300 | 300 | 300
788 | Non-Synchronous Ties Total | [6 empty] | 1220 | 1220 | 1220 | 1220 | 1220 | 1220 | 1220 | 1220 | 1220 | 1220
789 | Non-Synchronous Ties Peak Average Capacity Percentage |  | DCTIE_PEAK_PCT | % |  |  |  | 59 | 59 | 59 | 59 | 59 | 59 | 59 | 59 | 59 | 59
790
791 | Planned Thermal Resources with Executed SGIA, Air Permit, GHG Permit and Proof of Adequate Water Supplies
792 | AIR PRODUCTS GCA | 21INR0012 |  | GALVESTON | GAS-ST | HOUSTON | 2022 | 60 | 60 | 60 | 60 | 60 | 60 | 60 | 60 | 60 | 60
793 | BRAES POWER PLANT | 20INR0221 |  | FORT BEND | GAS-GT | HOUSTON | 2022 | 408 | 408 | 408 | 408 | 408 | 408 | 408 | 408 | 408 | 408
794 | BRANDON (LP&L) (DGR) | 21INR0201 |  | LUBBOCK | GAS-GT | PANHANDLE | 2021 | 20 | 20 | 20 | 20 | 20 | 20 | 20 | 20 | 20 | 20
795 | CHAMON 2 | 19INR0056 |  | HARRIS | GAS-GT | HOUSTON | 2021 | 100 | 100 | 100 | 100 | 100 | 100 | 100 | 100 | 100 | 100
796 | MIRAGE | 17INR0022 |  | HARRIS | GAS-GT | HOUSTON | 2022 | 11 | 11 | 11 | 11 | 11 | 11 | 11 | 11 | 11 | 11
797 | OLD BLOOMINGTON ROAD | 19INR0057 |  | VICTORIA | GAS-GT | SOUTH | 2021 | 99.6 | 99.6 | 99.6 | 99.6 | 99.6 | 99.6 | 99.6 | 99.6 | 99.6 | 99.6
798 | PES 2 POWER STATION | 22INR0371 |  | HARRIS | GAS-GT | HOUSTON | 2021 | 99.6 | 99.6 | 99.6 | 99.6 | 99.6 | 99.6 | 99.6 | 99.6 | 99.6 | 99.6
799 | R MASSENGALE (LP&L) | 21INR0202 |  | LUBBOCK | GAS-CC | PANHANDLE | 2021 | 74 | 74 | 74 | 74 | 74 | 74 | 74 | 74 | 74 | 74
800 | TOPAZ POWER PLANT | 20INR0231 |  | GALVESTON | GAS-GT | HOUSTON | 2021 | 497.8 | 497.8 | 497.8 | 497.8 | 497.8 | 497.8 | 497.8 | 497.8 | 497.8 | 497.8
801 | TY COOKE (LP&L) | 21INR0506 |  | LUBBOCK | GAS-GT | PANHANDLE | 2021 | 31 | 31 | 31 | 31 | 31 | 31 | 31 | 31 | 31 | 31
802 | Planned Capacity Total (Nuclear, Coal, Gas, Biomass) | [6 empty] | 1401 | 1401 | 1401 | 1401 | 1401 | 1401 | 1401 | 1401 | 1401 | 1401
803
804 | Planned Wind Resources with Executed SGIA
805 | CHALUPA WIND | 20INR0042 |  | CAMERON | WIND-C | COASTAL | 2021 | 173.3 | 173.3 | 173.3 | 173.3 | 173.3 | 173.3 | 173.3 | 173.3 | 173.3 | 173.3
806 | CRANEL WIND | 19INR0112 |  | REFUGIO | WIND-C | COASTAL | 2021 | 220 | 220 | 220 | 220 | 220 | 220 | 220 | 220 | 220 | 220
807 | EAST RAYMOND WIND | 18INR0059 |  | WILLACY | WIND-C | COASTAL | 2021 | 200.2 | 200.2 | 200.2 | 200.2 | 200.2 | 200.2 | 200.2 | 200.2 | 200.2 | 200.2
808 | EL ALGODON ALTO W | 15INR0034 |  | SAN PATRICIO | WIND-C | COASTAL | 2021 | 201 | 201 | 201 | 201 | 201 | 201 | 201 | 201 | 201 | 201
809 | EL SUAZ RANCH | 20INR0097 |  | WILLACY | WIND-C | COASTAL | 2022 | 301.7 | 301.7 | 301.7 | 301.7 | 301.7 | 301.7 | 301.7 | 301.7 | 301.7 | 301.7
810 | ESPIRITU WIND | 17INR0031 |  | CAMERON | WIND-C | COASTAL | 2021 | 25.2 | 25.2 | 25.2 | 25.2 | 25.2 | 25.2 | 25.2 | 25.2 | 25.2 | 25.2
811 | LAS MAJADAS WIND | 17INR0035 |  | WILLACY | WIND-C | COASTAL | 2021 | 272.6 | 272.6 | 272.6 | 272.6 | 272.6 | 272.6 | 272.6 | 272.6 | 272.6 | 272.6
812 | MONTE ALTO I | 19INR0022 |  | WILLACY | WIND-C | COASTAL | 2022 | 0 | 223.8 | 223.8 | 223.8 | 223.8 | 223.8 | 223.8 | 223.8 | 223.8 | 223.8
813 | SHAFFER (PATRIOT WIND/PETRONILLA) | 11INR0062 |  | NUECES | WIND-C | COASTAL | 2021 | 226.1 | 226.1 | 226.1 | 226.1 | 226.1 | 226.1 | 226.1 | 226.1 | 226.1 | 226.1
814 | WEST RAYMOND (EL TRUENO) WIND | 20INR0088 |  | WILLACY | WIND-C | COASTAL | 2021 | 239.8 | 239.8 | 239.8 | 239.8 | 239.8 | 239.8 | 239.8 | 239.8 | 239.8 | 239.8
815 | CAROL WIND | 20INR0217 |  | POTTER | WIND-P | PANHANDLE | 2022 | 169.2 | 169.2 | 169.2 | 169.2 | 169.2 | 169.2 | 169.2 | 169.2 | 169.2 | 169.2
816 | HART WIND | 16INR0033 |  | CASTRO | WIND-P | PANHANDLE | 2022 | 0 | 151.5 | 151.5 | 151.5 | 151.5 | 151.5 | 151.5 | 151.5 | 151.5 | 151.5
817 | AJAX WIND | 20INR0142 |  | WILBARGER | WIND-O | WEST | 2021 | 366.6 | 366.6 | 366.6 | 366.6 | 366.6 | 366.6 | 366.6 | 366.6 | 366.6 | 366.6
818 | ANCHOR WIND | 21INR0387 |  | EASTLAND | WIND-O | NORTH | 2021 | 262.9 | 262.9 | 262.9 | 262.9 | 262.9 | 262.9 | 262.9 | 262.9 | 262.9 | 262.9
819 | APOGEE WIND | 21INR0467 |  | HASKELL | WIND-O | WEST | 2021 | 393.2 | 393.2 | 393.2 | 393.2 | 393.2 | 393.2 | 393.2 | 393.2 | 393.2 | 393.2
820 | APPALOOSA RUN WIND_ | 20INR0249 |  | UPTON | WIND-O | WEST | 2023 | 0 | 175 | 175 | 175 | 175 | 175 | 175 | 175 | 175 | 175
821 | AQUILLA LAKE 2 WIND | 20INR0256 |  | HILL | WIND-O | NORTH | 2021 | 150.8 | 150.8 | 150.8 | 150.8 | 150.8 | 150.8 | 150.8 | 150.8 | 150.8 | 150.8
822 | AQUILLA LAKE WIND | 19INR0145 |  | HILL | WIND-O | NORTH | 2021 | 149.3 | 149.3 | 149.3 | 149.3 | 149.3 | 149.3 | 149.3 | 149.3 | 149.3 | 149.3
823 | AVIATOR WIND | 19INR0156 |  | COKE | WIND-O | WEST | 2020 | 525 | 525 | 525 | 525 | 525 | 525 | 525 | 525 | 525 | 525
824 | BAIRD NORTH WIND | 20INR0083 |  | CALLAHAN | WIND-O | WEST | 2021 | 350 | 350 | 350 | 350 | 350 | 350 | 350 | 350 | 350 | 350
825 | BARROW RANCH (JUMBO HILL WIND) | 18INR0038 |  | ANDREWS | WIND-O | WEST | 2021 | 160.7 | 160.7 | 160.7 | 160.7 | 160.7 | 160.7 | 160.7 | 160.7 | 160.7 | 160.7
826 | BLACKJACK CREEK WIND | 20INR0068 |  | BEE | WIND-O | SOUTH | 2021 | 240 | 240 | 240 | 240 | 240 | 240 | 240 | 240 | 240 | 240
827 | CACTUS FLATS WIND | 16INR0086 |  | CONCHO | WIND-O | WEST | 2021 | 148.4 | 148.4 | 148.4 | 148.4 | 148.4 | 148.4 | 148.4 | 148.4 | 148.4 | 148.4
828 | CANYON WIND | 18INR0030 |  | SCURRY | WIND-O | WEST | 2022 | 201.8 | 201.8 | 201.8 | 201.8 | 201.8 | 201.8 | 201.8 | 201.8 | 201.8 | 201.8
829 | COYOTE WIND | 17INR0027b |  | SCURRY | WIND-O | WEST | 2021 | 242.6 | 242.6 | 242.6 | 242.6 | 242.6 | 242.6 | 242.6 | 242.6 | 242.6 | 242.6
830 | EDMONDSON RANCH WIND | 18INR0043 |  | GLASSCOCK | WIND-O | WEST | 2022 | 293.3 | 293.3 | 293.3 | 293.3 | 293.3 | 293.3 | 293.3 | 293.3 | 293.3 | 293.3
831 | FOXTROT WIND | 20INR0129 |  | KARNES | WIND-O | SOUTH | 2022 | 504 | 504 | 504 | 504 | 504 | 504 | 504 | 504 | 504 | 504
832 | GRIFFIN TRAIL WIND | 20INR0052 |  | KNOX | WIND-O | WEST | 2021 | 225.6 | 225.6 | 225.6 | 225.6 | 225.6 | 225.6 | 225.6 | 225.6 | 225.6 | 225.6
833 | HARALD (BEARKAT WIND B) | 15INR0064b |  | GLASSCOCK | WIND-O | WEST | 2021 | 162.1 | 162.1 | 162.1 | 162.1 | 162.1 | 162.1 | 162.1 | 162.1 | 162.1 | 162.1
834 | HIDALGO II WIND | 19INR0053 |  | HIDALGO | WIND-O | SOUTH | 2021 | 50.4 | 50.4 | 50.4 | 50.4 | 50.4 | 50.4 | 50.4 | 50.4 | 50.4 | 50.4
835 | HIGH LONESOME W | 19INR0038 |  | CROCKETT | WIND-O | WEST | 2021 | 449.7 | 449.7 | 449.7 | 449.7 | 449.7 | 449.7 | 449.7 | 449.7 | 449.7 | 449.7
836 | HIGH LONESOME WIND PHASE II | 20INR0262 |  | CROCKETT | WIND-O | WEST | 2021 | 50.6 | 50.6 | 50.6 | 50.6 | 50.6 | 50.6 | 50.6 | 50.6 | 50.6 | 50.6
837 | HUTT WIND | 21INR0005 |  | MIDLAND | WIND-O | WEST | 2021 | 336 | 336 | 336 | 336 | 336 | 336 | 336 | 336 | 336 | 336
838 | KONTIKI 1 WIND (ERIK) | 19INR0099a |  | GLASSCOCK | WIND-O | WEST | 2023 | 0 | 250.1 | 250.1 | 250.1 | 250.1 | 250.1 | 250.1 | 250.1 | 250.1 | 250.1
839 | KONTIKI 2 WIND (ERNEST) | 19INR0099b |  | GLASSCOCK | WIND-O | WEST | 2023 | 0 | 250.1 | 250.1 | 250.1 | 250.1 | 250.1 | 250.1 | 250.1 | 250.1 | 250.1
840 | LORAINE WINDPARK PHASE III | 18INR0068 |  | MITCHELL | WIND-O | WEST | 2022 | 100 | 100 | 100 | 100 | 100 | 100 | 100 | 100 | 100 | 100
841 | LOMA PINTA WIND | 16INR0112 |  | LA SALLE | WIND-O | SOUTH | 2021 | 200 | 200 | 200 | 200 | 200 | 200 | 200 | 200 | 200 | 200
842 | MARYNEAL WINDPOWER | 18INR0031 |  | NOLAN | WIND-O | WEST | 2021 | 182.4 | 182.4 | 182.4 | 182.4 | 182.4 | 182.4 | 182.4 | 182.4 | 182.4 | 182.4
843 | MAVERICK CREEK I | 20INR0045 |  | CONCHO | WIND-O | WEST | 2021 | 373.2 | 373.2 | 373.2 | 373.2 | 373.2 | 373.2 | 373.2 | 373.2 | 373.2 | 373.2
844 | MAVERICK CREEK II | 20INR0046 |  | CONCHO | WIND-O | WEST | 2021 | 118.8 | 118.8 | 118.8 | 118.8 | 118.8 | 118.8 | 118.8 | 118.8 | 118.8 | 118.8
845 | MESTENO WIND | 16INR0081 |  | STARR | WIND-O | SOUTH | 2021 | 201.6 | 201.6 | 201.6 | 201.6 | 201.6 | 201.6 | 201.6 | 201.6 | 201.6 | 201.6
846 | MONARCH CREEK WIND | 21INR0263 |  | THROCKMORTON | WIND-O | WEST | 2021 | 209 | 209 | 209 | 209 | 209 | 209 | 209 | 209 | 209 | 209
847 | OVEJA WIND | 18INR0033 |  | IRION | WIND-O | WEST | 2021 | 302.4 | 302.4 | 302.4 | 302.4 | 302.4 | 302.4 | 302.4 | 302.4 | 302.4 | 302.4
848 | PRAIRIE HILL WIND | 19INR0100 |  | MCLENNAN | WIND-O | NORTH | 2021 | 300 | 300 | 300 | 300 | 300 | 300 | 300 | 300 | 300 | 300
849 | PRIDDY WIND | 16INR0085 |  | MILLS | WIND-O | NORTH | 2021 | 300 | 300 | 300 | 300 | 300 | 300 | 300 | 300 | 300 | 300
850 | RELOJ DEL SOL WIND | 17INR0025 |  | ZAPATA | WIND-O | SOUTH | 2021 | 209.3 | 209.3 | 209.3 | 209.3 | 209.3 | 209.3 | 209.3 | 209.3 | 209.3 | 209.3
851 | ROADRUNNER CROSSING WIND 1 | 19INR0117 |  | EASTLAND | WIND-O | NORTH | 2022 | 0 | 200.2 | 200.2 | 200.2 | 200.2 | 200.2 | 200.2 | 200.2 | 200.2 | 200.2
852 | RTS 2 WIND (HEART OF TEXAS WIND) | 18INR0016 |  | MCCULLOCH | WIND-O | SOUTH | 2020 | 179.8 | 179.8 | 179.8 | 179.8 | 179.8 | 179.8 | 179.8 | 179.8 | 179.8 | 179.8
853 | SAGE DRAW WIND | 19INR0163 |  | LYNN | WIND-O | WEST | 2020 | 338.4 | 338.4 | 338.4 | 338.4 | 338.4 | 338.4 | 338.4 | 338.4 | 338.4 | 338.4
854 | TG EAST WIND | 19INR0052 |  | KNOX | WIND-O | WEST | 2021 | 336 | 336 | 336 | 336 | 336 | 336 | 336 | 336 | 336 | 336
855 | VENADO WIND | 16INR0111 |  | STARR | WIND-O | SOUTH | 2021 | 201.6 | 201.6 | 201.6 | 201.6 | 201.6 | 201.6 | 201.6 | 201.6 | 201.6 | 201.6
856 | VERA WIND | 19INR0051 |  | KNOX | WIND-O | WEST | 2021 | 208.8 | 208.8 | 208.8 | 208.8 | 208.8 | 208.8 | 208.8 | 208.8 | 208.8 | 208.8
857 | VERA WIND V110 | 20INR0305 |  | KNOX | WIND-O | WEST | 2021 | 34 | 34 | 34 | 34 | 34 | 34 | 34 | 34 | 34 | 34
858 | VORTEX WIND | 20INR0120 |  | THROCKMORTON | WIND-O | WEST | 2021 | 350.1 | 350.1 | 350.1 | 350.1 | 350.1 | 350.1 | 350.1 | 350.1 | 350.1 | 350.1
859 | WHITE MESA WIND | 19INR0128 |  | CROCKETT | WIND-O | WEST | 2021 | 152.3 | 152.3 | 152.3 | 152.3 | 152.3 | 152.3 | 152.3 | 152.3 | 152.3 | 152.3
860 | WHITE MESA 2 WIND | 21INR0521 |  | COKE | WIND-O | WEST | 2021 | 348.3 | 348.3 | 348.3 | 348.3 | 348.3 | 348.3 | 348.3 | 348.3 | 348.3 | 348.3
861 | WHITEHORSE WIND | 19INR0080 |  | FISHER | WIND-O | WEST | 2020 | 418.9 | 418.9 | 418.9 | 418.9 | 418.9 | 418.9 | 418.9 | 418.9 | 418.9 | 418.9
862 | WILDWIND | 20INR0033 |  | COOKE | WIND-O | NORTH | 2021 | 180.1 | 180.1 | 180.1 | 180.1 | 180.1 | 180.1 | 180.1 | 180.1 | 180.1 | 180.1
863 | Planned Capacity Total (Wind) | [6 empty] | 12537.1 | 13787.8 | 13787.8 | 13787.8 | 13787.8 | 13787.8 | 13787.8 | 13787.8 | 13787.8 | 13787.8
864
865 | Planned Wind Capacity Sub-total (Coastal Counties) |  | WIND_PLANNED_C |  |  |  |  | 1859.9 | 2083.7 | 2083.7 | 2083.7 | 2083.7 | 2083.7 | 2083.7 | 2083.7 | 2083.7 | 2083.7
866 | Wind Peak Average Capacity Percentage (Coastal) |  | WIND_PL_PEAK_PCT_C | % |  |  |  | 47 | 47 | 47 | 47 | 47 | 47 | 47 | 47 | 47 | 47
867
868 | Planned Wind Capacity Sub-total (Panhandle Counties) |  | WIND_PLANNED_P |  |  |  |  | 169.2 | 320.7 | 320.7 | 320.7 | 320.7 | 320.7 | 320.7 | 320.7 | 320.7 | 320.7
869 | Wind Peak Average Capacity Percentage (Panhandle) |  | WIND_PL_PEAK_PCT_P | % |  |  |  | 34 | 34 | 34 | 34 | 34 | 34 | 34 | 34 | 34 | 34
870
871 | Planned Wind Capacity Sub-total (Other counties) |  | WIND_PLANNED_O |  |  |  |  | 10508 | 11383.4 | 11383.4 | 11383.4 | 11383.4 | 11383.4 | 11383.4 | 11383.4 | 11383.4 | 11383.4
872 | Wind Peak Average Capacity Percentage (Other) |  | WIND_PL_PEAK_PCT_O | % |  |  |  | 20 | 20 | 20 | 20 | 20 | 20 | 20 | 20 | 20 | 20
873
874 | Planned Solar Resources with Executed SGIA
875 | 7V SOLAR | 21INR0351 |  | FAYETTE | SOLAR | SOUTH | 2023 | 0 | 246.3 | 246.3 | 246.3 | 246.3 | 246.3 | 246.3 | 246.3 | 246.3 | 246.3
876 | ANDROMEDA SOLAR | 22INR0412 |  | SCURRY | SOLAR | WEST | 2023 | 0 | 374.4 | 374.4 | 374.4 | 374.4 | 374.4 | 374.4 | 374.4 | 374.4 | 374.4
877 | ANSON SOLAR | 19INR0081 |  | JONES | SOLAR | WEST | 2021 | 201.5 | 201.5 | 201.5 | 201.5 | 201.5 | 201.5 | 201.5 | 201.5 | 201.5 | 201.5
878 | ARAGORN SOLAR | 19INR0088 |  | CULBERSON | SOLAR | WEST | 2021 | 185 | 185 | 185 | 185 | 185 | 185 | 185 | 185 | 185 | 185
879 | ARMADILLO SOLAR | 21INR0421 |  | NAVARRO | SOLAR | NORTH | 2022 | 0 | 204 | 204 | 204 | 204 | 204 | 204 | 204 | 204 | 204
880 | AZURE SKY SOLAR | 21INR0477 |  | HASKELL | SOLAR | WEST | 2021 | 228.4 | 228.4 | 228.4 | 228.4 | 228.4 | 228.4 | 228.4 | 228.4 | 228.4 | 228.4
881 | BIG STAR SOLAR | 21INR0413 |  | BASTROP | SOLAR | SOUTH | 2022 | 220.6 | 220.6 | 220.6 | 220.6 | 220.6 | 220.6 | 220.6 | 220.6 | 220.6 | 220.6
882 | BLUE JAY SOLAR | 19INR0085 |  | GRIMES | SOLAR | NORTH | 2021 | 210 | 210 | 210 | 210 | 210 | 210 | 210 | 210 | 210 | 210
883 | BRAVEPOST SOLAR | 20INR0053 |  | TOM GREEN | SOLAR | WEST | 2022 | 200 | 200 | 200 | 200 | 200 | 200 | 200 | 200 | 200 | 200
884 | BRIGHT ARROW SOLAR | 22INR0242 |  | HOPKINS | SOLAR | NORTH | 2022 | 0 | 324.7 | 324.7 | 324.7 | 324.7 | 324.7 | 324.7 | 324.7 | 324.7 | 324.7
885 | BRIGHTSIDE SOLAR | 18INR0060 |  | BEE | SOLAR | SOUTH | 2021 | 50 | 50 | 50 | 50 | 50 | 50 | 50 | 50 | 50 | 50
886 | CAROL SOLAR | 21INR0274 |  | POTTER | SOLAR | PANHANDLE | 2022 | 223.2 | 223.2 | 223.2 | 223.2 | 223.2 | 223.2 | 223.2 | 223.2 | 223.2 | 223.2
887 | CASTRO SOLAR | 20INR0050 |  | CASTRO | SOLAR | PANHANDLE | 2022 | 222.9 | 222.9 | 222.9 | 222.9 | 222.9 | 222.9 | 222.9 | 222.9 | 222.9 | 222.9
888 | CONCHO VALLEY SOLAR | 21INR0384 |  | TOM GREEN | SOLAR | WEST | 2022 | 159.8 | 159.8 | 159.8 | 159.8 | 159.8 | 159.8 | 159.8 | 159.8 | 159.8 | 159.8
889 | CONIGLIO SOLAR | 20INR0037 |  | FANNIN | SOLAR | NORTH | 2021 | 125.7 | 125.7 | 125.7 | 125.7 | 125.7 | 125.7 | 125.7 | 125.7 | 125.7 | 125.7
890 | CORAZON SOLAR PHASE I | 15INR0044 |  | WEBB | SOLAR | SOUTH | 2021 | 202.6 | 202.6 | 202.6 | 202.6 | 202.6 | 202.6 | 202.6 | 202.6 | 202.6 | 202.6
891 | CORAZON SOLAR PHASE II | 22INR0257 |  | WEBB | SOLAR | SOUTH | 2022 | 202.6 | 202.6 | 202.6 | 202.6 | 202.6 | 202.6 | 202.6 | 202.6 | 202.6 | 202.6
892 | COTTONWOOD BAYOU | 19INR0134 |  | BRAZORIA | SOLAR | COASTAL | 2023 | 0 | 150 | 150 | 150 | 150 | 150 | 150 | 150 | 150 | 150
893 | COTTONWOOD BAYOU SOLAR II | 21INR0228 |  | BRAZORIA | SOLAR | COASTAL | 2023 | 0 | 200 | 200 | 200 | 200 | 200 | 200 | 200 | 200 | 200
894 | CROWDED STAR SOLAR | 20INR0241 |  | JONES | SOLAR | WEST | 2023 | 0 | 217.6 | 217.6 | 217.6 | 217.6 | 217.6 | 217.6 | 217.6 | 217.6 | 217.6
895 | CROWDED STAR SOLAR II | 22INR0274 |  | JONES | SOLAR | WEST | 2023 | 0 | 185 | 185 | 185 | 185 | 185 | 185 | 185 | 185 | 185
896 | CUTLASS SOLAR | 19INR0131 |  | FORT BEND | SOLAR | HOUSTON | 2022 | 300 | 300 | 300 | 300 | 300 | 300 | 300 | 300 | 300 | 300
897 | DANCIGER SOLAR | 20INR0098 |  | BRAZORIA | SOLAR | COASTAL | 2022 | 203.2 | 203.2 | 203.2 | 203.2 | 203.2 | 203.2 | 203.2 | 203.2 | 203.2 | 203.2
898 | DANISH FIELDS SOLAR I | 20INR0069 |  | WHARTON | SOLAR | SOUTH | 2022 | 201 | 201 | 201 | 201 | 201 | 201 | 201 | 201 | 201 | 201
899 | DANISH FIELDS SOLAR II | 21INR0016 |  | WHARTON | SOLAR | SOUTH | 2022 | 201 | 201 | 201 | 201 | 201 | 201 | 201 | 201 | 201 | 201
900 | DANISH FIELDS SOLAR III | 21INR0017 |  | WHARTON | SOLAR | SOUTH | 2022 | 201 | 201 | 201 | 201 | 201 | 201 | 201 | 201 | 201 | 201
901 | DAWN SOLAR | 20INR0255 |  | DEAF SMITH | SOLAR | PANHANDLE | 2021 | 515.7 | 515.7 | 515.7 | 515.7 | 515.7 | 515.7 | 515.7 | 515.7 | 515.7 | 515.7
902 | DELILAH SOLAR 1 | 22INR0202 |  | LAMAR | SOLAR | NORTH | 2022 | 300 | 300 | 300 | 300 | 300 | 300 | 300 | 300 | 300 | 300
903 | DELILAH SOLAR 2 | 22INR0203 |  | LAMAR | SOLAR | NORTH | 2023 | 0 | 310 | 310 | 310 | 310 | 310 | 310 | 310 | 310 | 310
904 | DELILAH SOLAR 3 | 23INR0042 |  | LAMAR | SOLAR | NORTH | 2023 | 0 | 200 | 200 | 200 | 200 | 200 | 200 | 200 | 200 | 200
905 | DELILAH SOLAR 4 | 23INR0060 |  | LAMAR | SOLAR | NORTH | 2023 | 0 | 90 | 90 | 90 | 90 | 90 | 90 | 90 | 90 | 90
906 | EIFFEL SOLAR | 22INR0223 |  | LAMAR | SOLAR | NORTH | 2022 | 0 | 200 | 200 | 200 | 200 | 200 | 200 | 200 | 200 | 200
907 | ELARA SOLAR | 21INR0276 |  | FRIO | SOLAR | SOUTH | 2021 | 132.4 | 132.4 | 132.4 | 132.4 | 132.4 | 132.4 | 132.4 | 132.4 | 132.4 | 132.4
908 | EMERALD GROVE SOLAR (PECOS SOLAR POWER I) | 15INR0059 |  | PECOS | SOLAR | WEST | 2022 | 108 | 108 | 108 | 108 | 108 | 108 | 108 | 108 | 108 | 108
909 | EQUINOX SOLAR 1 | 21INR0226 |  | STARR | SOLAR | SOUTH | 2023 | 0 | 200 | 200 | 200 | 200 | 200 | 200 | 200 | 200 | 200
910 | EUNICE SOLAR | 20INR0219 |  | ANDREWS | SOLAR | WEST | 2021 | 426.7 | 426.7 | 426.7 | 426.7 | 426.7 | 426.7 | 426.7 | 426.7 | 426.7 | 426.7
911 | FIGHTING JAYS SOLAR | 21INR0278 |  | FORT BEND | SOLAR | HOUSTON | 2022 | 351.3 | 351.3 | 351.3 | 351.3 | 351.3 | 351.3 | 351.3 | 351.3 | 351.3 | 351.3
912 | FORT BEND SOLAR | 18INR0053 |  | FORT BEND | SOLAR | HOUSTON | 2021 | 240 | 240 | 240 | 240 | 240 | 240 | 240 | 240 | 240 | 240
913 | FRYE SOLAR | 20INR0080 |  | SWISHER | SOLAR | PANHANDLE | 2022 | 500 | 500 | 500 | 500 | 500 | 500 | 500 | 500 | 500 | 500
914 | GALLOWAY 1 SOLAR | 19INR0121 |  | CONCHO | SOLAR | WEST | 2021 | 257 | 257 | 257 | 257 | 257 | 257 | 257 | 257 | 257 | 257
915 | GALLOWAY 2 SOLAR | 21INR0431 |  | CONCHO | SOLAR | WEST | 2022 | 110 | 110 | 110 | 110 | 110 | 110 | 110 | 110 | 110 | 110
916 | GOLINDA SOLAR | 21INR0434 |  | FALLS | SOLAR | NORTH | 2023 | 0 | 103.1 | 103.1 | 103.1 | 103.1 | 103.1 | 103.1 | 103.1 | 103.1 | 103.1
917 | GRANDSLAM SOLAR | 21INR0391 |  | ATASCOSA | SOLAR | SOUTH | 2022 | 0 | 228.2 | 228.2 | 228.2 | 228.2 | 228.2 | 228.2 | 228.2 | 228.2 | 228.2
918 | GREEN HOLLY SOLAR | 21INR0021 |  | DAWSON | SOLAR | WEST | 2023 | 0 | 413.6 | 413.6 | 413.6 | 413.6 | 413.6 | 413.6 | 413.6 | 413.6 | 413.6
919 | HOPKINS SOLAR | 20INR0210 |  | HOPKINS | SOLAR | NORTH | 2022 | 0 | 320 | 320 | 320 | 320 | 320 | 320 | 320 | 320 | 320
920 | HOVEY (BARILLA SOLAR 1B) | 12INR0059b |  | PECOS | SOLAR | WEST | 2020 | 7.4 | 7.4 | 7.4 | 7.4 | 7.4 | 7.4 | 7.4 | 7.4 | 7.4 | 7.4
921 | IMPACT SOLAR | 19INR0151 |  | LAMAR | SOLAR | NORTH | 2021 | 198.5 | 198.5 | 198.5 | 198.5 | 198.5 | 198.5 | 198.5 | 198.5 | 198.5 | 198.5
922 | INDIGO SOLAR | 21INR0031 |  | FISHER | SOLAR | WEST | 2021 | 125 | 125 | 125 | 125 | 125 | 125 | 125 | 125 | 125 | 125
923 | JADE SOLAR | 22INR0360 |  | SCURRY | SOLAR | WEST | 2022 | 0 | 374.4 | 374.4 | 374.4 | 374.4 | 374.4 | 374.4 | 374.4 | 374.4 | 374.4
924 | JUNO SOLAR PHASE I | 21INR0026 |  | BORDEN | SOLAR | WEST | 2021 | 162.1 | 162.1 | 162.1 | 162.1 | 162.1 | 162.1 | 162.1 | 162.1 | 162.1 | 162.1
925 | JUNO SOLAR PHASE II | 21INR0501 |  | BORDEN | SOLAR | WEST | 2021 | 143.5 | 143.5 | 143.5 | 143.5 | 143.5 | 143.5 | 143.5 | 143.5 | 143.5 | 143.5
926 | LILY SOLAR | 19INR0044 |  | KAUFMAN | SOLAR | NORTH | 2021 | 147.6 | 147.6 | 147.6 | 147.6 | 147.6 | 147.6 | 147.6 | 147.6 | 147.6 | 147.6
927 | LONGBOW SOLAR | 20INR0026 |  | BRAZORIA | SOLAR | COASTAL | 2022 | 80 | 80 | 80 | 80 | 80 | 80 | 80 | 80 | 80 | 80
928 | LONG DRAW SOLAR | 18INR0055 |  | BORDEN | SOLAR | WEST | 2021 | 225 | 225 | 225 | 225 | 225 | 225 | 225 | 225 | 225 | 225
929 | LONG POINT SOLAR | 19INR0042 |  | BRAZORIA | SOLAR | COASTAL | 2022 | 101.3 | 101.3 | 101.3 | 101.3 | 101.3 | 101.3 | 101.3 | 101.3 | 101.3 | 101.3
930 | MALEZA SOLAR | 21INR0220 |  | FORT BEND | SOLAR | HOUSTON | 2023 | 0 | 254.9 | 254.9 | 254.9 | 254.9 | 254.9 | 254.9 | 254.9 | 254.9 | 254.9
931 | MISAE SOLAR | 18INR0045 |  | CHILDRESS | SOLAR | PANHANDLE | 2021 | 240 | 240 | 240 | 240 | 240 | 240 | 240 | 240 | 240 | 240
932 | MISAE SOLAR II | 20INR0091 |  | CHILDRESS | SOLAR | PANHANDLE | 2023 | 0 | 517.3 | 517.3 | 517.3 | 517.3 | 517.3 | 517.3 | 517.3 | 517.3 | 517.3
933 | MORROW LAKE SOLAR | 19INR0155 |  | FRIO | SOLAR | SOUTH | 2022 | 204 | 204 | 204 | 204 | 204 | 204 | 204 | 204 | 204 | 204
934 | MUSTANG CREEK SOLAR | 18INR0050 |  | JACKSON | SOLAR | SOUTH | 2022 | 152.3 | 152.3 | 152.3 | 152.3 | 152.3 | 152.3 | 152.3 | 152.3 | 152.3 | 152.3
935 | MYRTLE SOLAR | 19INR0041 |  | BRAZORIA | SOLAR | COASTAL | 2022 | 240 | 240 | 240 | 240 | 240 | 240 | 240 | 240 | 240 | 240
936 | MYRTLE SOLAR II | 20INR0263 |  | BRAZORIA | SOLAR | COASTAL | 2022 | 100 | 100 | 100 | 100 | 100 | 100 | 100 | 100 | 100 | 100
937 | NABATOTO SOLAR NORTH | 21INR0428 |  | LEON | SOLAR | NORTH | 2022 | 400 | 400 | 400 | 400 | 400 | 400 | 400 | 400 | 400 | 400
938 | NAZARETH SOLAR | 16INR0049 |  | CASTRO | SOLAR | PANHANDLE | 2023 | 0 | 201 | 201 | 201 | 201 | 201 | 201 | 201 | 201 | 201
939 | NOBLE SOLAR | 20INR0214 |  | DENTON | SOLAR | NORTH | 2022 | 279 | 279 | 279 | 279 | 279 | 279 | 279 | 279 | 279 | 279
940 | NORTON SOLAR | 19INR0035 |  | RUNNELS | SOLAR | WEST | 2022 | 125 | 125 | 125 | 125 | 125 | 125 | 125 | 125 | 125 | 125
941 | OLD 300 SOLAR CENTER | 21INR0406 |  | FORT BEND | SOLAR | HOUSTON | 2021 | 438.8 | 438.8 | 438.8 | 438.8 | 438.8 | 438.8 | 438.8 | 438.8 | 438.8 | 438.8
942 | OLD HICKORY SOLAR | 20INR0236 |  | JACKSON | SOLAR | SOUTH | 2022 | 206 | 206 | 206 | 206 | 206 | 206 | 206 | 206 | 206 | 206
943 | EAST BLACKLAND SOLAR (PFLUGERVILLE SOLAR) | 15INR0090 |  | TRAVIS | SOLAR | SOUTH | 2021 | 144 | 144 | 144 | 144 | 144 | 144 | 144 | 144 | 144 | 144
944 | PHOENIX SOLAR | 19INR0091 |  | FANNIN | SOLAR | NORTH | 2021 | 83.9 | 83.9 | 83.9 | 83.9 | 83.9 | 83.9 | 83.9 | 83.9 | 83.9 | 83.9
945 | PINE FOREST SOLAR | 20INR0203 |  | HOPKINS | SOLAR | NORTH | 2022 | 284.3 | 284.3 | 284.3 | 284.3 | 284.3 | 284.3 | 284.3 | 284.3 | 284.3 | 284.3
946 | PISGAH RIDGE SOLAR | 22INR0254 |  | NAVARRO | SOLAR | NORTH | 2022 | 0 | 253.9 | 253.9 | 253.9 | 253.9 | 253.9 | 253.9 | 253.9 | 253.9 | 253.9
947 | PROSPERO SOLAR II | 21INR0229 |  | ANDREWS | SOLAR | WEST | 2021 | 252.9 | 252.9 | 252.9 | 252.9 | 252.9 | 252.9 | 252.9 | 252.9 | 252.9 | 252.9
948 | RADIAN SOLAR | 21INR0205 |  | BROWN | SOLAR | NORTH | 2022 | 374.4 | 374.4 | 374.4 | 374.4 | 374.4 | 374.4 | 374.4 | 374.4 | 374.4 | 374.4
949 | PLAINVIEW SOLAR (RAMSEY SOLAR) | 20INR0130 |  | WHARTON | SOLAR | SOUTH | 2021 | 514 | 514 | 514 | 514 | 514 | 514 | 514 | 514 | 514 | 514
950 | RAYOS DEL SOL | 19INR0045 |  | CAMERON | SOLAR | COASTAL | 2021 | 137.4 | 137.4 | 137.4 | 137.4 | 137.4 | 137.4 | 137.4 | 137.4 | 137.4 | 137.4
951 | REDBARN SOLAR 1 (RE MAPLEWOOD 2A SOLAR) | 17INR0020a |  | PECOS | SOLAR | WEST | 2021 | 222 | 222 | 222 | 222 | 222 | 222 | 222 | 222 | 222 | 222
952 | REDBARN SOLAR 2 (RE MAPLEWOOD 2B SOLAR) | 17INR0020b |  | PECOS | SOLAR | WEST | 2021 | 28 | 28 | 28 | 28 | 28 | 28 | 28 | 28 | 28 | 28
953 | RED HOLLY SOLAR | 21INR0022 |  | DAWSON | SOLAR | WEST | 2023 | 0 | 260 | 260 | 260 | 260 | 260 | 260 | 260 | 260 | 260
954 | RED-TAILED HAWK SOLAR | 21INR0389 |  | WHARTON | SOLAR | SOUTH | 2022 | 355.3 | 355.3 | 355.3 | 355.3 | 355.3 | 355.3 | 355.3 | 355.3 | 355.3 | 355.3
955 | RODEO SOLAR | 19INR0103 |  | ANDREWS | SOLAR | WEST | 2022 | 200 | 200 | 200 | 200 | 200 | 200 | 200 | 200 | 200 | 200
956 | ROSELAND SOLAR | 20INR0205 |  | FALLS | SOLAR | NORTH | 2022 | 500 | 500 | 500 | 500 | 500 | 500 | 500 | 500 | 500 | 500
957 | RUETER SOLAR | 20INR0202 |  | BOSQUE | SOLAR | NORTH | 2022 | 0 | 200 | 200 | 200 | 200 | 200 | 200 | 200 | 200 | 200
958 | SAMSON SOLAR 1 | 21INR0221 |  | LAMAR | SOLAR | NORTH | 2021 | 250 | 250 | 250 | 250 | 250 | 250 | 250 | 250 | 250 | 250
959 | SAMSON SOLAR 2 | 21INR0490 |  | LAMAR | SOLAR | NORTH | 2023 | 0 | 200 | 200 | 200 | 200 | 200 | 200 | 200 | 200 | 200
960 | SAMSON SOLAR 3 | 21INR0491 |  | LAMAR | SOLAR | NORTH | 2021 | 250 | 250 | 250 | 250 | 250 | 250 | 250 | 250 | 250 | 250
961 | SBRANCH SOLAR PROJECT | 22INR0205 |  | WHARTON | SOLAR | SOUTH | 2022 | 230 | 230 | 230 | 230 | 230 | 230 | 230 | 230 | 230 | 230
962 | SECOND DIVISION SOLAR | 20INR0248 |  | BRAZORIA | SOLAR | COASTAL | 2022 | 100 | 100 | 100 | 100 | 100 | 100 | 100 | 100 | 100 | 100
963 | SHAKES SOLAR | 19INR0073 |  | ZAVALA | SOLAR | SOUTH | 2022 | 206 | 206 | 206 | 206 | 206 | 206 | 206 | 206 | 206 | 206
964 | SIGNAL SOLAR | 20INR0208 |  | HUNT | SOLAR | NORTH | 2022 | 50 | 50 | 50 | 50 | 50 | 50 | 50 | 50 | 50 | 50
965 | SODA LAKE SOLAR 2 | 20INR0143 |  | CRANE | SOLAR | WEST | 2023 | 0 | 203 | 203 | 203 | 203 | 203 | 203 | 203 | 203 | 203
966 | SOLEMIO | 19INR0093 |  | HOPKINS | SOLAR | NORTH | 2022 | 81.4 | 81.4 | 81.4 | 81.4 | 81.4 | 81.4 | 81.4 | 81.4 | 81.4 | 81.4
967 | SPACE CITY SOLAR | 21INR0341 |  | WHARTON | SOLAR | SOUTH | 2022 | 609.7 | 609.7 | 609.7 | 609.7 | 609.7 | 609.7 | 609.7 | 609.7 | 609.7 | 609.7
968 | SPANISH CROWN | 21INR0323 |  | FALLS | SOLAR | NORTH | 2022 | 0 | 103.1 | 103.1 | 103.1 | 103.1 | 103.1 | 103.1 | 103.1 | 103.1 | 103.1
969 | SPARTA SOLAR | 22INR0352 |  | BEE | SOLAR | SOUTH | 2022 | 256 | 256 | 256 | 256 | 256 | 256 | 256 | 256 | 256 | 256
970 | STARR SOLAR RANCH | 20INR0216 |  | STARR | SOLAR | SOUTH | 2022 | 0 | 136 | 136 | 136 | 136 | 136 | 136 | 136 | 136 | 136
971 | STRATEGIC SOLAR 1 | 20INR0081 |  | ELLIS | SOLAR | NORTH | 2021 | 136.8 | 136.8 | 136.8 | 136.8 | 136.8 | 136.8 | 136.8 | 136.8 | 136.8 | 136.8
972 | SUN VALLEY | 19INR0169 |  | HILL | SOLAR | NORTH | 2022 | 0 | 250 | 250 | 250 | 250 | 250 | 250 | 250 | 250 | 250
973 | TAYGETE II SOLAR | 21INR0233 |  | PECOS | SOLAR | WEST | 2021 | 203.8 | 203.8 | 203.8 | 203.8 | 203.8 | 203.8 | 203.8 | 203.8 | 203.8 | 203.8
974 | TAYGETE SOLAR | 20INR0054 |  | PECOS | SOLAR | WEST | 2021 | 254.8 | 254.8 | 254.8 | 254.8 | 254.8 | 254.8 | 254.8 | 254.8 | 254.8 | 254.8
975 | TEXAS SOLAR NOVA | 19INR0001 |  | KENT | SOLAR | WEST | 2022 | 252.2 | 252.2 | 252.2 | 252.2 | 252.2 | 252.2 | 252.2 | 252.2 | 252.2 | 252.2
976 | TITAN SOLAR (IP TITAN) | 20INR0032 |  | CULBERSON | SOLAR | WEST | 2021 | 267.9 | 267.9 | 267.9 | 267.9 | 267.9 | 267.9 | 267.9 | 267.9 | 267.9 | 267.9
977 | TRES BAHIAS SOLAR | 20INR0266 |  | CALHOUN | SOLAR | COASTAL | 2022 | 195 | 195 | 195 | 195 | 195 | 195 | 195 | 195 | 195 | 195
978 | TYSON NICK SOLAR | 20INR0222 |  | LAMAR | SOLAR | NORTH | 2022 | 90 | 90 | 90 | 90 | 90 | 90 | 90 | 90 | 90 | 90
979 | VANCOURT SOLAR | 21INR0213 |  | CAMERON | SOLAR | COASTAL | 2021 | 45.7 | 45.7 | 45.7 | 45.7 | 45.7 | 45.7 | 45.7 | 45.7 | 45.7 | 45.7
980 | VISION SOLAR 1 | 20INR0082 |  | NAVARRO | SOLAR | NORTH | 2021 | 129.2 | 129.2 | 129.2 | 129.2 | 129.2 | 129.2 | 129.2 | 129.2 | 129.2 | 129.2
981 | WAGYU SOLAR | 18INR0062 |  | BRAZORIA | SOLAR | COASTAL | 2021 | 120 | 120 | 120 | 120 | 120 | 120 | 120 | 120 | 120 | 120
982 | WESTORIA SOLAR | 20INR0101 |  | BRAZORIA | SOLAR | COASTAL | 2021 | 203.4 | 203.4 | 203.4 | 203.4 | 203.4 | 203.4 | 203.4 | 203.4 | 203.4 | 203.4
983 | ZIER SOLAR | 21INR0019 |  | KINNEY | SOLAR | SOUTH | 2022 | 160 | 160 | 160 | 160 | 160 | 160 | 160 | 160 | 160 | 160
984 | Planned Capacity Total (Solar) | [6 empty] | 17243.2 | 24163.7 | 24163.7 | 24163.7 | 24163.7 | 24163.7 | 24163.7 | 24163.7 | 24163.7 | 24163.7
985 | Solar Peak Average Capacity Percentage |  | SOLAR_PL_PEAK_PCT | % |  |  |  | 7 | 7 | 7 | 7 | 7 | 7 | 7 | 7 | 7 | 7
986
987 | Planned Storage Resources with Executed SGIA
988 | ANCHOR BESS | 21INR0474 |  | EASTLAND | STORAGE | NORTH | 2021 | 71.4 | 71.4 | 71.4 | 71.4 | 71.4 | 71.4 | 71.4 | 71.4 | 71.4 | 71.4
989 | AZURE SKY BESS | 21INR0476 |  | HASKELL | STORAGE | WEST | 2021 | 77.6 | 77.6 | 77.6 | 77.6 | 77.6 | 77.6 | 77.6 | 77.6 | 77.6 | 77.6
990 | BAT CAVE | 21INR0365 |  | MASON | STORAGE | SOUTH | 2021 | 100.5 | 100.5 | 100.5 | 100.5 | 100.5 | 100.5 | 100.5 | 100.5 | 100.5 | 100.5
991 | BRP DICKENS BESS | 22INR0325 |  | DICKENS | STORAGE | PANHANDLE | 2022 | 202.4 | 202.4 | 202.4 | 202.4 | 202.4 | 202.4 | 202.4 | 202.4 | 202.4 | 202.4
992 | BRP PALEO BESS | 22INR0322 |  | HALE | STORAGE | PANHANDLE | 2022 | 202.4 | 202.4 | 202.4 | 202.4 | 202.4 | 202.4 | 202.4 | 202.4 | 202.4 | 202.4
993 | CHISHOLM GRID | 20INR0089 |  | TARRANT | STORAGE | NORTH | 2021 | 101.7 | 101.7 | 101.7 | 101.7 | 101.7 | 101.7 | 101.7 | 101.7 | 101.7 | 101.7
994 | CROSSETT POWER BATT | 21INR0510 |  | CRANE | STORAGE | WEST | 2021 | 200 | 200 | 200 | 200 | 200 | 200 | 200 | 200 | 200 | 200
995 | ENDURANCE PARK STORAGE | 21INR0479 |  | SCURRY | STORAGE | WEST | 2022 | 52.3 | 52.3 | 52.3 | 52.3 | 52.3 | 52.3 | 52.3 | 52.3 | 52.3 | 52.3
996 | EUNICE STORAGE | 20INR0220 |  | ANDREWS | STORAGE | WEST | 2021 | 40.3 | 40.3 | 40.3 | 40.3 | 40.3 | 40.3 | 40.3 | 40.3 | 40.3 | 40.3
997 | GAMBIT | 21INR0364 |  | BRAZORIA | STORAGE | COASTAL | 2021 | 100 | 100 | 100 | 100 | 100 | 100 | 100 | 100 | 100 | 100
998 | GREEN HOLLY STORAGE | 21INR0029 |  | DAWSON | STORAGE | WEST | 2023 | 0 | 50 | 50 | 50 | 50 | 50 | 50 | 50 | 50 | 50
999 | HIGH LONESOME BESS | 20INR0280 |  | CROCKETT | STORAGE | WEST | 2022 | 51.1 | 51.1 | 51.1 | 51.1 | 51.1 | 51.1 | 51.1 | 51.1 | 51.1 | 51.1
1000 | IGNACIO GRID | 21INR0522 |  | HIDALGO | STORAGE | SOUTH | 2022 | 101.5 | 101.5 | 101.5 | 101.5 | 101.5 | 101.5 | 101.5 | 101.5 | 101.5 | 101.5
1001 | LILY STORAGE | 20INR0294 |  | KAUFMAN | STORAGE | NORTH | 2021 | 51.7 | 51.7 | 51.7 | 51.7 | 51.7 | 51.7 | 51.7 | 51.7 | 51.7 | 51.7
1002 | MADERO GRID | 21INR0244 |  | HIDALGO | STORAGE | SOUTH | 2022 | 101.5 | 101.5 | 101.5 | 101.5 | 101.5 | 101.5 | 101.5 | 101.5 | 101.5 | 101.5
1003 | NORTH FORK | 20INR0276 |  | WILLIAMSON | STORAGE | SOUTH | 2021 | 100.5 | 100.5 | 100.5 | 100.5 | 100.5 | 100.5 | 100.5 | 100.5 | 100.5 | 100.5
1004 | QUEEN BESS | 20INR0281 |  | UPTON | STORAGE | WEST | 2022 | 51.1 | 51.1 | 51.1 | 51.1 | 51.1 | 51.1 | 51.1 | 51.1 | 51.1 | 51.1
1005 | RED HOLLY STORAGE | 21INR0033 |  | DAWSON | STORAGE | WEST | 2023 | 0 | 50 | 50 | 50 | 50 | 50 | 50 | 50 | 50 | 50
1006 | REPUBLIC ROAD STORAGE | 21INR0460 |  | ROBERTSON | STORAGE | NORTH | 2021 | 51.8 | 51.8 | 51.8 | 51.8 | 51.8 | 51.8 | 51.8 | 51.8 | 51.8 | 51.8
1007 | ROUGHNECK STORAGE | 19INR0176 |  | BRAZORIA | STORAGE | COASTAL | 2021 | 50 | 50 | 50 | 50 | 50 | 50 | 50 | 50 | 50 | 50
1008 | RYAN ENERGY STORAGE | 20INR0246 |  | CORYELL | STORAGE | NORTH | 2023 | 0 | 50 | 50 | 50 | 50 | 50 | 50 | 50 | 50 | 50
1009 | SILICON HILL STORAGE | 20INR0291 |  | TRAVIS | STORAGE | SOUTH | 2021 | 100 | 100 | 100 | 100 | 100 | 100 | 100 | 100 | 100 | 100
1010 | SP TX-12B BESS | 21INR0357 |  | UPTON | STORAGE | WEST | 2021 | 22.7 | 22.7 | 22.7 | 22.7 | 22.7 | 22.7 | 22.7 | 22.7 | 22.7 | 22.7
1011 | VORTEX BESS | 21INR0473 |  | THROCKMORTON | STORAGE | WEST | 2021 | 121.8 | 121.8 | 121.8 | 121.8 | 121.8 | 121.8 | 121.8 | 121.8 | 121.8 | 121.8
1012 | BRP DICKINSON (DGR) |  | BRP_DIKN_UNIT1 | GALVESTON | STORAGE | HOUSTON | 2020 | 10 | 10 | 10 | 10 | 10 | 10 | 10 | 10 | 10 | 10
1013 | BRP PUEBLO I (DGR) |  | BRP_PBL1_UNIT1 | MAVERICK | STORAGE | SOUTH | 2021 | 10 | 10 | 10 | 10 | 10 | 10 | 10 | 10 | 10 | 10
1014 | BRP PUEBLO II (DGR) |  | BRP_PBL2_UNIT1 | MAVERICK | STORAGE | SOUTH | 2020 | 10 | 10 | 10 | 10 | 10 | 10 | 10 | 10 | 10 | 10
1015 | BRP RANCHTOWN (DGR) |  | BRP_RNC1_UNIT1 | BEXAR | STORAGE | SOUTH | 2021 | 9.9 | 9.9 | 9.9 | 9.9 | 9.9 | 9.9 | 9.9 | 9.9 | 9.9 | 9.9
1016 | BRP ZAPATA I (DGR) |  | BRP_ZPT1_UNIT1 | ZAPATA | STORAGE | SOUTH | 2020 | 10 | 10 | 10 | 10 | 10 | 10 | 10 | 10 | 10 | 10
1017 | BRP ZAPATA II (DGR) |  | BRP_ZPT2_UNIT1 | ZAPATA | STORAGE | SOUTH | 2021 | 10 | 10 | 10 | 10 | 10 | 10 | 10 | 10 | 10 | 10
1018 | FLOWER VALLEY BATTERY (DGR) |  | FLVABES1_FLATU1 | REEVES | STORAGE | WEST | 2020 | 9.9 | 9.9 | 9.9 | 9.9 | 9.9 | 9.9 | 9.9 | 9.9 | 9.9 | 9.9
1019 | SNYDER (DGR) |  | SNY_BESS_UNIT1 | SCURRY | STORAGE | WEST | 2021 | 9.95 | 9.95 | 9.95 | 9.95 | 9.95 | 9.95 | 9.95 | 9.95 | 9.95 | 9.95
1020 | SWEETWATER BESS (DGR) |  | SWT_BESS_UNIT1 | NOLAN | STORAGE | WEST | 2021 | 9.95 | 9.95 | 9.95 | 9.95 | 9.95 | 9.95 | 9.95 | 9.95 | 9.95 | 9.95
1021 | SWOOSE BATTERY (DGR) |  | SWOOSE1_SWOOSEU1 | WARD | STORAGE | WEST | 2020 | 9.9 | 9.9 | 9.9 | 9.9 | 9.9 | 9.9 | 9.9 | 9.9 | 9.9 | 9.9
1022 | TOYAH POWER STATION (DGR) |  | TOYAH_BESS | REEVES | STORAGE | WEST | 2021 | 9.95 | 9.95 | 9.95 | 9.95 | 9.95 | 9.95 | 9.95 | 9.95 | 9.95 | 9.95
1023 | TRIPLE BUTTE (DGR) |  | TRIPBUT1_BELU1 | PECOS | STORAGE | WEST | 2021 | 7.5 | 7.5 | 7.5 | 7.5 | 7.5 | 7.5 | 7.5 | 7.5 | 7.5 | 7.5
1024 | WESTOVER BESS (DGR) |  | WOV_BESS_UNIT1 | ECTOR | STORAGE | WEST | 2021 | 9.95 | 9.95 | 9.95 | 9.95 | 9.95 | 9.95 | 9.95 | 9.95 | 9.95 | 9.95
1025 | Planned Capacity Total (Storage) | [6 empty] | 2079.3 | 2229.3 | 2229.3 | 2229.3 | 2229.3 | 2229.3 | 2229.3 | 2229.3 | 2229.3 | 2229.3
1026 | Storage Peak Average Capacity Percentage |  | STORAGE_PL_PEAK_PCT | % |  |  |  | 0 | 0 | 0 | 0 | 0 | 0 | 0 | 0 | 0 | 0
1027
1028 | Inactive Planned Resources
1029 | HALYARD WHARTON ENERGY CENTER | 16INR0044 |  | WHARTON | GAS-GT | SOUTH | 2021 | 484 | 484 | 484 | 484 | 484 | 484 | 484 | 484 | 484 | 484
1030 | BIG SAMPSON WIND | 16INR0104 |  | CROCKETT | WIND-O | WEST | 2023 | 0 | 400 | 400 | 400 | 400 | 400 | 400 | 400 | 400 | 400
1031 | CHOCOLATE BAYOU W | 16INR0074 |  | BRAZORIA | WIND-C | COASTAL | 2022 | 149.5 | 149.5 | 149.5 | 149.5 | 149.5 | 149.5 | 149.5 | 149.5 | 149.5 | 149.5
1032 | GOODNIGHT WIND | 14INR0033 |  | ARMSTRONG | WIND-P | PANHANDLE | 2022 | 506.6 | 506.6 | 506.6 | 506.6 | 506.6 | 506.6 | 506.6 | 506.6 | 506.6 | 506.6
1033 | MARIAH DEL ESTE | 13INR0010a |  | PARMER | WIND-P | PANHANDLE | 2020 | 152.5 | 152.5 | 152.5 | 152.5 | 152.5 | 152.5 | 152.5 | 152.5 | 152.5 | 152.5
1034 | NORTHDRAW WIND | 13INR0025 |  | RANDALL | WIND-P | PANHANDLE | 2020 | 150 | 150 | 150 | 150 | 150 | 150 | 150 | 150 | 150 | 150
1035 | PANHANDLE WIND 3 | 14INR0030c |  | CARSON | WIND-P | PANHANDLE | 2022 | 248 | 248 | 248 | 248 | 248 | 248 | 248 | 248 | 248 | 248
1036 | WILDROSE WIND (SWISHER WIND) | 13INR0038 |  | SWISHER | WIND-P | PANHANDLE | 2021 | 302.5 | 302.5 | 302.5 | 302.5 | 302.5 | 302.5 | 302.5 | 302.5 | 302.5 | 302.5
1037 | AGATE SOLAR | 20INR0023 |  | ELLIS | SOLAR | NORTH | 2020 | 60 | 60 | 60 | 60 | 60 | 60 | 60 | 60 | 60 | 60
1038 | GARNET SOLAR | 20INR0021 |  | WILLIAMSON | SOLAR | SOUTH | 2020 | 20 | 20 | 20 | 20 | 20 | 20 | 20 | 20 | 20 | 20
1039 | SPINEL SOLAR | 20INR0025 |  | MEDINA | SOLAR | SOUTH | 2020 | 30 | 30 | 30 | 30 | 30 | 30 | 30 | 30 | 30 | 30
1040 | HORIZON SOLAR | 21INR0261 |  | FRIO | SOLAR | SOUTH | 2022 | 0 | 204.1 | 204.1 | 204.1 | 204.1 | 204.1 | 204.1 | 204.1 | 204.1 | 204.1
1041 | Inactive Planned Capacity Total | [6 empty] | 2103.1 | 2707.2 | 2707.2 | 2707.2 | 2707.2 | 2707.2 | 2707.2 | 2707.2 | 2707.2 | 2707.2
1042
1043 | Seasonal Mothballed Resources
1044 | GREGORY POWER PARTNERS GT1 (AS OF 5/1/2020, AVAILABLE 5/1 THROUGH 9/30) |  | LGE_LGE_GT1 | SAN PATRICIO | GAS-CC | COASTAL | 2000 | 158 | 158 | 158 | 158 | 158 | 158 | 158 | 158 | 158 | 158
1045 | GREGORY POWER PARTNERS GT2 (AS OF 5/1/2020, AVAILABLE 5/1 THROUGH 9/30) |  | LGE_LGE_GT2 | SAN PATRICIO | GAS-CC | COASTAL | 2000 | 158 | 158 | 158 | 158 | 158 | 158 | 158 | 158 | 158 | 158
1046 | GREGORY POWER PARTNERS STG (AS OF 5/1/2020,AVAILABLE 5/1 THROUGH 9/30) |  | LGE_LGE_STG | SAN PATRICIO | GAS-CC | COASTAL | 2000 | 75 | 75 | 75 | 75 | 75 | 75 | 75 | 75 | 75 | 75
1047 | SPENCER STG U4 (AS OF 5/5/2020, AVAILABLE 5/20 THROUGH 10/10) |  | SPNCER_SPNCE_4 | DENTON | GAS-ST | NORTH | 1966 | 57 | 57 | 57 | 57 | 57 | 57 | 57 | 57 | 57 | 57
1048 | SPENCER STG U5 (AS OF 5/5/2020, AVAILABLE 5/20 THROUGH 10/10) |  | SPNCER_SPNCE_5 | DENTON | GAS-ST | NORTH | 1973 | 61 | 61 | 61 | 61 | 61 | 61 | 61 | 61 | 61 | 61
1049 | NACOGDOCHES POWER (AS OF 10/16/2020, AVAILABLE 5/15 THROUGH 10/15) |  | NACPW_UNIT1 | NACOGDOCHES | BIOMASS | NORTH | 2012 | 105 | 105 | 105 | 105 | 105 | 105 | 105 | 105 | 105 | 105
1050 | Total Seasonal Mothballed Capacity | [6 empty] | 614 | 614 | 614 | 614 | 614 | 614 | 614 | 614 | 614 | 614
1051
1052 | Mothballed Resources
1053 | J T DEELY U1 (AS OF 12/31/2018) |  | CALAVERS_JTD1_M | BEXAR | COAL | SOUTH | 1977 | 430 | 430 | 430 | 430 | 430 | 430 | 430 | 430 | 430 | 430
1054 | J T DEELY U2 (AS OF 12/31/2018) |  | CALAVERS_JTD2_M | BEXAR | COAL | SOUTH | 1978 | 420 | 420 | 420 | 420 | 420 | 420 | 420 | 420 | 420 | 420
1055 | Total Mothballed Capacity | [6 empty] | 850 | 850 | 850 | 850 | 850 | 850 | 850 | 850 | 850 | 850
1056
1057 | Retiring Resources Unavailable to ERCOT (since last CDR/SARA)
1058 | SKYLINE LFG |  | DG_FERIS_4 UNITS | DALLAS | BIOMASS | NORTH | 2007 | 6.4 | 6.4 | 6.4 | 6.4 | 6.4 | 6.4 | 6.4 | 6.4 | 6.4 | 6.4
1059 | WOLF FLATS WIND (WIND MGT) |  | DG_TURL_UNIT1 | HALL | WIND-P | PANHANDLE | 2007 | bar: 2022/2023 to 2031/2032
1060 | Total Retiring Capacity | [6 empty] | 7.4 | 7.4 | 7.4 | 7.4 | 7.4 | 7.4 | 7.4 | 7.4 | 7.4 | 7.4
Notes:
Capacity changes due to planned repower/upgrade projects are reflected in the operational units' ratings upon receipt and ERCOT approval of updated resource registration system information. Interconnection requests for existing resources that involve MW capacity changes are indicated with a code in the “Generation Interconnection Project Code” column.
Although seasonal capacity ratings for battery energy storage systems are reported above, the ratings are not included in the operational/planned capacity formulae. These resources are assumed to provide Ancillary Services rather than sustained capacity available to meet system peak loads.
Unit Names with a (DGR) suffix are Distribution Generation Resources. Units rated 10 MW or less currently do not go through the GINR application process.
The capacities of planned projects that have been approved for Initial Synchronization at the time of report creation are assumed to be available for the season regardless of their projected Commercial Operations Dates.
Planned projects for which maximum seasonal sustained capacity ratings have been provided are used in lieu of capacities entered into the online Resource Integration and Ongoing Operations - Interconnection Services (RIOO-IS) system.
Planned projects for which maximum seasonal sustained capacity ratings have been provided are used in lieu of capacities entered into the online Resource Integration and Ongoing Operations - Interconnection Services (RIOO-IS) system.
Note on I395: Schumansville DG hydro plant (3.6 MW) and 2.4 MW of the 4.8 MW Lakewood Tap DG hydro plant (DG_LKWT_2UNITS)

## WinterFuelTypes
Winter Fuel Types - ERCOT
Fuel type is based on the primary fuel. Capacity contribution of the wind resources is included at 47% for Coastal counties, 34% for Panhandle counties, and 20% for all other counties, while the solar capacity contribution is 7%. Private Use Network, and Hydro are included based on the three-year average historical capability for each Winter Season's 20 peak load hours. Non-Synchronous Tie resources import forecast is based on flows seen during Energy Emergency Alert (EEA) periods in the most recent winter of occurrence. Non-Synchronous Tie resources are categorized as Other. Mothballed resource capacity is excluded except for Available Mothball Capacity based on a Seasonal Availability Schedule or Owner's reported Return Probability. Private Use Network generator capacity is categorized as gas.
In MW
Fuel_Type | Capacity_Pct | 2022/2023 | 2023/2024 | 2024/2025 | 2025/2026 | 2026/2027 | 2027/2028 | 2028/2029 | 2029/2030 | 2030/2031 | 2031/2032
Biomass | 100% | 57.8 | 57.8 | 57.8 | 57.8 | 57.8 | 57.8 | 57.8 | 57.8 | 57.8 | 57.8
Coal | 100% | 13629.6 | 13629.6 | 13629.6 | 13629.6 | 13629.6 | 13629.6 | 13629.6 | 13629.6 | 13629.6 | 13629.6
Gas | 100% | 56668.8787 | 56623.8787 | 56576.8787 | 56579.8787 | 56582.8787 | 56585.8787 | 56583.8787 | 56586.8787 | 56589.8787 | 56592.8787
Nuclear | 100% | 5153.2 | 5153.2 | 5153.2 | 5153.2 | 5153.2 | 5153.2 | 5153.2 | 5153.2 | 5153.2 | 5153.2
Other | 59% | 719.8 | 719.8 | 719.8 | 719.8 | 719.8 | 719.8 | 719.8 | 719.8 | 719.8 | 719.8
Hydro | 74.92% | 411.9329 | 411.9329 | 411.9329 | 411.9329 | 411.9329 | 411.9329 | 411.9329 | 411.9329 | 411.9329 | 411.9329
Wind-C | 47% | 2559.808 | 2664.994 | 2664.994 | 2664.994 | 2664.994 | 2664.994 | 2664.994 | 2664.994 | 2664.994 | 2664.994
Wind-P | 34% | 1556.146 | 1607.656 | 1607.656 | 1607.656 | 1607.656 | 1607.656 | 1607.656 | 1607.656 | 1607.656 | 1607.656
Wind-O | 20% | 5545.44 | 5720.52 | 5720.52 | 5720.52 | 5720.52 | 5720.52 | 5720.52 | 5720.52 | 5720.52 | 5720.52
Solar | 7% | 1509.809 | 1994.244 | 1994.244 | 1994.244 | 1994.244 | 1994.244 | 1994.244 | 1994.244 | 1994.244 | 1994.244
Storage | 0% | 0 | 0 | 0 | 0 | 0 | 0 | 0 | 0 | 0 | 0
Total |  | 87812.4146 | 88583.6256 | 88536.6256 | 88539.6256 | 88542.6256 | 88545.6256 | 88543.6256 | 88546.6256 | 88549.6256 | 88552.6256
In Percentages
Fuel_Type |  | 2022/2023 | 2023/2024 | 2024/2025 | 2025/2026 | 2026/2027 | 2027/2028 | 2028/2029 | 2029/2030 | 2030/2031 | 2031/2032
Biomass |  | 0.06582% | 0.06525% | 0.06528% | 0.06528% | 0.06528% | 0.06528% | 0.06528% | 0.06528% | 0.06527% | 0.06527%
Coal |  | 15.52% | 15.39% | 15.39% | 15.39% | 15.39% | 15.39% | 15.39% | 15.39% | 15.39% | 15.39%
Gas |  | 64.53% | 63.92% | 63.9% | 63.9% | 63.9% | 63.91% | 63.91% | 63.91% | 63.91% | 63.91%
Nuclear |  | 5.868% | 5.817% | 5.82% | 5.82% | 5.82% | 5.82% | 5.82% | 5.82% | 5.82% | 5.819%
Other |  | 0.8197% | 0.8126% | 0.813% | 0.813% | 0.8129% | 0.8129% | 0.8129% | 0.8129% | 0.8129% | 0.8128%
Hydro |  | 0.4691% | 0.465% | 0.4653% | 0.4653% | 0.4652% | 0.4652% | 0.4652% | 0.4652% | 0.4652% | 0.4652%
Wind-C |  | 2.915% | 3.008% | 3.01% | 3.01% | 3.01% | 3.01% | 3.01% | 3.01% | 3.01% | 3.01%
Wind-P |  | 1.772% | 1.815% | 1.816% | 1.816% | 1.816% | 1.816% | 1.816% | 1.816% | 1.816% | 1.815%
Wind-O |  | 6.315% | 6.458% | 6.461% | 6.461% | 6.461% | 6.461% | 6.461% | 6.46% | 6.46% | 6.46%
Solar |  | 1.719% | 2.251% | 2.252% | 2.252% | 2.252% | 2.252% | 2.252% | 2.252% | 2.252% | 2.252%
Storage | bar: 2022/2023 to 2031/2032
Total |  | 100% | 100% | 100% | 100% | 100% | 100% | 100% | 100% | 100% | 100%

## Generation Resource Scenarios
Capacity of Proposed Generation Resources Based on Interconnection Milestone Status
Cumulative Summer Capacity Contribution (in MW) of Resources Available by July 1 of the Reporting Year
| 2022 | 2023 | 2024 | 2025 | 2026
Planned Resource Category
Synchronized Planned Projects | 4165.184 | 4165.184 | 4165.184 | 4165.184 | 4165.184
Planning Guide 6.9 Criteria plus completed Full Interconnect Study | 13204.545 | 14900.745 | 15314.585 | 15314.585 | 15314.585
Meets Planning Guide Sec. 6.9 Criteria (CDR plus TSP Financial Security Posted and Notice to Proceed) | 13379.345 | 15307.545 | 15721.385 | 15721.385 | 15721.385
CDR Eligible (signed IA, air permits, proof of adequate water supply) | 16513.243 | 23240.346 | 24184.266 | 24184.266 | 24184.266
Signed Interconnection Agreement with the TSP | 16513.243 | 23240.346 | 24184.266 | 24184.266 | 24184.266
Full Interconnect Study Requested | 16298.443 | 22362.186 | 23306.106 | 23306.106 | 23306.106
__________________________________________________
Notes: (1) Resource categories are listed by highest to lowest likelihood that the resource capacity will be in commercial operation in the reported year. For example, resources in the "Synchronized Planned Projects" category are generating, or able to generate, power for the ERCOT grid, but have not completed all qualification testing to be approved for commercial operations by ERCOT. Conversely, resources in the "Full Interconnection Study Requested" category include projects that are generally in the development proposal stage and have a significant risk of interconnection request cancellation or project development delays. (2) The data presented here is based upon the latest information provided to ERCOT by resource developers and can change without notice. (3) Resource developers may execute an Interconnection Agreement with a TSP prior to completion of the Full Interconnection Study. This is most common with wind and solar projects. (4) Wind and solar resource capacities reflect their estimated summer on-peak average values as determined by the methodologies in Protocol section 3.2.6.2.2. (5) Battery storage projects are assumed to provide no seasonal sustained peak-hour capacity contributions, and are thus reported as zero MW. (6) Synchronized Planned Projects are projects that ERCOT has approved to generate energy for the grid but have not passed all qualification testing necessary to be approved for participation in ERCOT market operations.
Unconfirmed Retirement Capacity
Cumulative Summer Capacity Contribution (in MW) of Unconfirmed Retirements Not Available as of July 1 of the Reporting Year
| 2021 | 2022 | 2023 | 2024 | 2025 | 2026 | 2027
Unit Name
DECKER CREEK CTG 1 | 315 | 315 | 315 | 315 | 315 | 315 | 315
DECKER CREEK CTG 2 | 0 | 415 | 415 | 415 | 415 | 415 | 415
COLETO CREEK * | 0 | 0 | 0 | 0 | 0 | 0 | 655
V H BRAUNIG STG 1 | 0 | 0 | 0 | 0 | 217 | 217 | 217
V H BRAUNIG STG 2 | 0 | 0 | 0 | 0 | 230 | 230 | 230
V H BRAUNIG STG 3 | 0 | 0 | 0 | 0 | 412 | 412 | 412
O W SOMMERS STG 1 | 0 | 0 | 0 | 0 | 0 | 0 | 420
TOTAL | 315 | 730 | 730 | 730 | 1589 | 1589 | 2664
Reserve Margin including Unconfirmed Retirement Capacity | 28.76% | 35.12% | 34.7% | 33.48% | 32.29% | 31.11% | 29.98%
Reserve Margin Excluding Unconfirmed Retirement Capacity | 28.35% | 34.18% | 33.78% | 32.57% | 30.31% | 29.15% | 26.72%
__________________________________________________
Notes: (1) An "Unconfirmed Retirement" is defined as a generation unit for which a public announcement of the intent to permanently shut the unit down has been released, but a Notice of Suspension of Operations for the unit has not been received by ERCOT. (2) The criteria for listing a unit as an Unconfirmed Retirement include the following: a. A specific retirement date is cited in the announcement, or other timing information is given that indicates the unit will be unavailable as of June 1 of a CDR Reporting Year. b. The announcement, with follow-up inquiry by ERCOT, does not indicate that retirement timing is highly speculative.
* Vistra notified the U.S. Environmental Protection Agency on November 20, 2020 that Coleto Creek's Primary Ash Pond will be closed to meet requirements of EPA’s coal combustion residual (CCR) rule, and that boiler operations will cease no later than July 17, 2027. The notification is available on Vistra’s public website, https://www.luminant.com/ccr/.
Capacity, Demand and Reserves, Summer 2027 Through Winter 2031/2032
The summer and winter capacity summaries below show the reserve margin impact of not adding any new resources during the latter half of the CDR forecast period. Since project developers typically submit interconnection requests no more than two to four years before the facility is expected to enter commercial operations, reserve margins reported beyond this window always show a declining trend if there is positive peak demand growth.
Summer
Load Forecast, MW: | 2027 | 2028 | 2029 | 2030 | 2031
Summer Peak Demand (based on normal weather) | 83615.9218 | 84361.6918 | 85094.6733 | 85820.1422 | 86523.2017
plus: Energy Efficiency Program Savings Forecast | 5219.2986 | 5674.7625 | 6130.2264 | 6585.6903 | 7041.1542
Total Summer Peak Demand (before Reductions from Energy Efficiency Programs) | 88835.2204 | 90036.4543 | 91224.8997 | 92405.8325 | 93564.3559
less: Incremental Rooftop PV Forecast | -540.0378 | -579.8566 | -613.369 | -641.5196 | -662
less: Load Resources providing Responsive Reserves | -897.6 | -897.6 | -897.6 | -897.6 | -897.6
less: Load Resources providing Non-Spinning Reserves | 0 | 0 | 0 | 0 | 0
less: Emergency Response Service (10- and 30-min ramp products) | -828.9336 | -828.9336 | -828.9336 | -828.9336 | -828.9336
less: TDSP Standard Offer Load Management Programs | -269.994 | -269.994 | -269.994 | -269.994 | -269.994
less: Energy Efficiency Program Savings Forecast | -5219.2986 | -5674.7625 | -6130.2264 | -6585.6903 | -7041.1542
Firm Peak Load, MW | 81079.3564 | 81785.3076 | 82484.7766 | 83182.0949 | 83864.6741
Resources, MW: | 2027 | 2028 | 2029 | 2030 | 2031
Installed Capacity, Thermal/Hydro | 64361.8585 | 64361.8585 | 64361.8585 | 64361.8585 | 64361.8585
Switchable Capacity, MW | 3490 | 3490 | 3490 | 3490 | 3490
less: Switchable Capacity Unavailable to ERCOT, MW | -542 | -542 | -542 | -542 | -542
Available Mothballed Capacity, MW | 588 | 588 | 588 | 588 | 588
Capacity from Private Use Networks | 3174.7392 | 3172.7392 | 3175.7392 | 3178.7392 | 3181.7392
Coastal Wind, Peak Average Capacity Contribution (61% of installed capacity) | 2187.765 | 2187.765 | 2187.765 | 2187.765 | 2187.765
Panhandle Wind, Peak Average Capacity Contribution (29% of installed capacity) | 1278.233 | 1278.233 | 1278.233 | 1278.233 | 1278.233
Other Wind, Peak Average Capacity Contribution (19% of installed capacity) | 3271.648 | 3271.648 | 3271.648 | 3271.648 | 3271.648
Solar Utility-Scale, Peak Average Capacity Contribution (80% of installed capacity) | 3460.4 | 3460.4 | 3460.4 | 3460.4 | 3460.4
Storage, Peak Average Capacity Contribution (0% of installed capacity) | 0 | 0 | 0 | 0 | 0
RMR Capacity to be under Contract | 0 | 0 | 0 | 0 | 0
Capacity Pending Retirement, MW | 0 | 0 | 0 | 0 | 0
Operational Generation Capacity, MW | 81270.6437 | 81268.6437 | 81271.6437 | 81274.6437 | 81277.6437
Non-Synchronous Ties, Capacity (Based on average net import contribution during summer 2019 EEA events) | 849.974 | 849.974 | 849.974 | 849.974 | 849.974
Planned Resources (not wind, solar or storage) with Signed IA, Air Permits and Adequate Water Supplies | 1326.4 | 1326.4 | 1326.4 | 1326.4 | 1326.4
Planned Coastal Wind with Signed IA, Peak Average Capacity Contribution (61% of installed capacity) | 1271.057 | 1271.057 | 1271.057 | 1271.057 | 1271.057
Planned Panhandle Wind with Signed IA, Peak Average Capacity Contribution (29% of installed capacity) | 93.003 | 93.003 | 93.003 | 93.003 | 93.003
Planned Other Wind with Signed IA, Peak Average Capacity Contribution (19% of installed capacity) | 2162.846 | 2162.846 | 2162.846 | 2162.846 | 2162.846
Planned Solar Utility-Scale, Peak Average Capacity Contribution (80% of installed capacity) | 19330.96 | 19330.96 | 19330.96 | 19330.96 | 19330.96
Planned Storage, Peak Average Capacity Contribution (0% of installed capacity) | 0 | 0 | 0 | 0 | 0
Total Capacity, MW | 106304.8837 | 106302.8837 | 106305.8837 | 106308.8837 | 106311.8837
Reserve Margin | 31.11% | 29.98% | 28.88% | 27.8% | 26.77%
(Total Resources - Firm Load Forecast) / Firm Load Forecast
Winter
Load Forecast, MW: | 2027/2028 | 2028/2029 | 2029/2030 | 2030/2031 | 2031/2032
Winter Peak Demand (based on normal weather) | 71503.3955 | 72742.3773 | 73955.9429 | 75156.4108 | 76316
plus: Energy Efficiency Program Savings Forecast | 5219.2986 | 5674.7625 | 6130.2264 | 6585.6903 | 7041.1542
Total Winter Peak Demand (before Reductions from Energy Efficiency Programs) | 76722.6941 | 78417.1397 | 80086.1693 | 81742.1012 | 83357.1542
less: Incremental Rooftop PV Forecast | 0 | 0 | 0 | 0 | 0
less: Load Resources providing Responsive Reserves | -1489.2 | -1489.2 | -1489.2 | -1489.2 | -1489.2
less: Load Resources providing Non-Spinning Reserves | 0 | 0 | 0 | 0 | 0
less: Emergency Response Service (10- and 30-min ramp products) | -1162.3308 | -1162.3308 | -1162.3308 | -1162.3308 | -1162.3308
less: TDSP Standard Offer Load Management Programs | 0 | 0 | 0 | 0 | 0
less: Energy Efficiency Program Savings Forecast | -5219.2986 | -5674.7625 | -6130.2264 | -6585.6903 | -7041.1542
Firm Peak Load, MW | 68851.8647 | 70090.8465 | 71304.4121 | 72504.88 | 73664.4692
Resources, MW: | 2027/2028 | 2028/2029 | 2029/2030 | 2030/2031 | 2031/2032
Installed Capacity, Thermal/Hydro | 67829.4376 | 67829.4376 | 67829.4376 | 67829.4376 | 67829.4376
Switchable Generation Resource Capacity, MW | 3710 | 3710 | 3710 | 3710 | 3710
less: Switchable Capacity Unavailable to ERCOT | -568 | -568 | -568 | -568 | -568
Available Mothballed Capacity | 0 | 0 | 0 | 0 | 0
Capacity from Private Use Networks | 3466.1787 | 3464.1787 | 3467.1787 | 3470.1787 | 3473.1787
Coastal Wind, Peak Average Capacity Contribution (47% of installed capacity) | 1685.655 | 1685.655 | 1685.655 | 1685.655 | 1685.655
Panhandle Wind, Peak Average Capacity Contribution (34% of installed capacity) | 1498.618 | 1498.618 | 1498.618 | 1498.618 | 1498.618
Other Wind, Peak Average Capacity Contribution (20% of installed capacity) | 3443.84 | 3443.84 | 3443.84 | 3443.84 | 3443.84
Solar Utility-Scale, Peak Average Capacity Contribution (7% of installed capacity) | 302.785 | 302.785 | 302.785 | 302.785 | 302.785
Storage, Peak Average Capacity Contribution (0% of installed capacity) | 0 | 0 | 0 | 0 | 0
RMR Capacity to be under Contract | 0 | 0 | 0 | 0 | 0
Capacity Pending Retirement, MW | 0 | 0 | 0 | 0 | 0
Operational Generation Capacity, MW | 81368.5143 | 81366.5143 | 81369.5143 | 81372.5143 | 81375.5143
Non-Synchronous Ties, Capacity (Based on average net import contribution during winter 2021 EEA event) | 719.8 | 719.8 | 719.8 | 719.8 | 719.8
Planned Resources (not wind, solar or storage) with Signed IA, Air Permits and Adequate Water Supplies | 1401 | 1401 | 1401 | 1401 | 1401
Planned Coastal Wind with Signed IA, Peak Average Capacity Contribution (47% of installed capacity) | 979.339 | 979.339 | 979.339 | 979.339 | 979.339
Planned Panhandle Wind with Signed IA, Peak Average Capacity Contribution (34% of installed capacity) | 109.038 | 109.038 | 109.038 | 109.038 | 109.038
Planned Other Wind with Signed IA, Peak Average Capacity Contribution (20% of installed capacity) | 2276.68 | 2276.68 | 2276.68 | 2276.68 | 2276.68
Planned Solar Utility-Scale, Peak Average Capacity Contribution (7% of installed capacity) | 1691.459 | 1691.459 | 1691.459 | 1691.459 | 1691.459
Planned Storage, Peak Average Capacity Contribution (0% of installed capacity) | 0 | 0 | 0 | 0 | 0
Total Capacity, MW | 88545.8303 | 88543.8303 | 88546.8303 | 88549.8303 | 88552.8303
Reserve Margin | 28.6% | 26.33% | 24.18% | 22.13% | 20.21%
(Total Resources - Firm Load Forecast) / Firm Load Forecast

## Fossil Fuel SODG Capacities
Fossil Fuel Settlement Only Distributed Generator (SODG) Capacities
The following is a list of operating fossil fuel Settlement Only Distribution Generators (SODGs) being provided for informational purposes. (The reported capacities are not included in the reserve margin calculations.) As of 4/2/21, there are 531.3 MW of fossil fuel SODG capacity (272.0 MW fired by diesel fuel and 259.3.0 MW by natural gas). These resources have not been included in past CDR reports due to the difficulty in determining their capacity contributions during peak load periods, and because many are intended as emergency standby generators and are not available to ERCOT for dispatch when needed to address capacity scarcity conditions. Another complication is that such standby generators may be used to reduce on-site loads in order to participate in Demand Response programs such as "4 Coincident Peak" (4CP) and Emergency Response Service (ERS). As a result, historical load reduction impacts would be accounted for in the peak demand forecast, while the capacity of SODGs participating in ERS would already be accounted for in the CDR's ERS line items. The formal incorporation of fossil-fueled SODGs into future CDR reports has been a discussion topic at Supply Analysis Working Group meetings. Since SODG capacity accounting is not currently addressed in the ERCOT Nodal Protocols, a Nodal Protocol Revision Request (NPRR) is needed to address capacity double-counting, peak average capacity contributions, and other Distribution Generator (DG) accounting issues. ERCOT plans to submit an NPRR during 2021.
UNIT NAME | UNIT CODE | COUNTY | FUEL | ZONE | IN-SERVICE YEAR | MW CAPACITY
DGS 5 POINTS | DG_ABEC_1UNIT | TAYLOR | DIESEL | WEST | 2014 | 9.77
DGS PALO PINTO | MNWLL_1UNIT | PALO PINTO | DIESEL | NORTH | 2013 | 9.77
DGSP2 BIGCAT | ABEC2_3UNIT | TAYLOR | DIESEL | WEST | 2015 | 9.77
DGSP2 PLAZA | ABEC_2UNIT | TAYLOR | DIESEL | WEST | 2014 | 9.77
GCWA IPS | INTRCITY_8UNITS | GALVESTON | DIESEL | HOUSTON | 2014 | 5
GCWAMUNI | GCWAMUNI_4UNITS | GALVESTON | DIESEL | HOUSTON | 2014 | 2.5
HARRIS COUNTY MUD #36 | WF_1UNIT | HARRIS | DIESEL | HOUSTON | 2017 | 0.54
HARRIS COUNTY MUD 536 | KT_1UNIT | HARRIS | DIESEL | HOUSTON | 2017 | 0.54
HARRIS COUNTY WCID 109 | BA_1UNIT | HARRIS | DIESEL | HOUSTON | 2017 | 0.32
HIGHGATE BIG SPRING | HISPRING_IC | HOWARD | DIESEL | WEST | 2018 | 9.13
HIGHGATE COLORADO CITY | HIGHCOL_IC | MITCHELL | DIESEL | WEST | 2018 | 9.13
HIGHGATE SWEETWATER | HIWATER_IC | NOLAN | DIESEL | WEST | 2018 | 9.13
JRABTUD | JKRBT_JRB | HARRIS | DIESEL | HOUSTON | 2018 | 1.08
LANGHAM CREEK | ADK_1UNIT | HARRIS | DIESEL | HOUSTON | 2017 | 0.54
NORTHAMPTON MUD | KDL_1UNIT | HARRIS | DIESEL | HOUSTON | 2017 | 0.32
OAKBEND MEDICAL CENTER | READNG_1UNIT | HARRIS | DIESEL | HOUSTON | 2017 | 1.62
POWER DEPOT - ADDICKS | WO_15UNITS | HARRIS | DIESEL | HOUSTON | 2013 | 9.38
POWER DEPOT - ANDREWS | ANDNR_15UNITS | ANDREWS | DIESEL | WEST | 2013 | 9.38
POWER DEPOT - BAKKE | BAKKE_15UNITS | ANDREWS | DIESEL | WEST | 2013 | 9.38
POWER DEPOT - CITRUS CITY | CITRUSCY_15UNITS | HIDALGO | DIESEL | SOUTH | 2013 | 9.38
POWER DEPOT - E HARRISON | E_HARRIS_15UNITS | CAMERON | DIESEL | COASTAL | 2013 | 9.38
POWER DEPOT - FRANKEL CITY | FKLCY_15UNITS | ANDREWS | DIESEL | WEST | 2013 | 9.38
POWER DEPOT - GOLDSMITH | GSMTH_15UNITS | ECTOR | DIESEL | WEST | 2013 | 9.38
POWER DEPOT - HAINE | HAINE_DR_15UNITS | CAMERON | DIESEL | COASTAL | 2013 | 9.38
POWER DEPOT - HILMONT | ECTHM_15UNITS | ECTOR | DIESEL | WEST | 2013 | 9.38
POWER DEPOT - KATY | FL_15UNITS | WALLER | DIESEL | HOUSTON | 2013 | 9.38
POWER DEPOT - MCKEEVER | DGWAP_15UNITS | FORT BEND | DIESEL | HOUSTON | 2013 | 9.38
POWER DEPOT - S. SANTA ROSA | S_SNROSA_15UNITS | CAMERON | DIESEL | COASTAL | 2013 | 9.38
POWER DEPOT - SOUTHWICK | DGHOC_15UNITS | HARRIS | DIESEL | HOUSTON | 2013 | 9.38
POWER DEPOT - TH WHARTON | DGTHW_15UNITS | HARRIS | DIESEL | HOUSTON | 2013 | 9.38
POWER DEPOT - VILLA CAVASOS | VCAVASOS_15UNITS | CAMERON | DIESEL | COASTAL | 2013 | 9.38
POWER DEPOT - WESTOVER | WOVER_15UNITS | ECTOR | DIESEL | WEST | 2013 | 9.38
POWER DEPOT EL GATO | ELGATO_15UNITS | HIDALGO | DIESEL | SOUTH | 2013 | 9.38
POWERSECURE NORBORD TEXAS INC 1 | NOR1_NORBORD_1 | NACOGDOCHES | DIESEL | NORTH | 2019 | 5
POWERSECURE NORBORD TEXAS INC 2 | NOR2_NORBORD_2 | NACOGDOCHES | DIESEL | NORTH | 2019 | 2.5
REMINGTON MUD 001 | CYFAIR_1UNIT | HARRIS | DIESEL | HOUSTON | 2017 | 0.54
SATSUMA | SATSUM_1UNIT | HARRIS | DIESEL | HOUSTON | 2017 | 0.63
SILVER EAGLE | TBFY_U1 | HARRIS | DIESEL | HOUSTON | 2019 | 1.5
TERRANOVA WEST MUD | LU_1UNIT | HARRIS | DIESEL | HOUSTON | 2017 | 0.32
TOTAL ENERGY SOLUTIONS 1 | TES1_DGDROUPA | BRAZORIA | DIESEL | COASTAL | 2015 | 7.2
TOTAL ENERGY SOLUTIONS 2 | TES2_DGGROUPB | BRAZORIA | DIESEL | COASTAL | 2015 | 5.4
TPC POWER STATION | TPC_6UNITS | SMITH | DIESEL | NORTH | 2015 | 9.93
WINDFERN FOREST UD | FR_1UNIT | HARRIS | DIESEL | HOUSTON | 2017 | 0.54
BUC-EES STORE 003 | BUC003_BRZIA003 | BRAZORIA | GAS | COASTAL | 2017 | 0.38
BUC-EES STORE 018 | BUC018_WALLR018 | WALLER | GAS | HOUSTON | 2017 | 1.13
BUC-EES STORE 030 | BUC030_WHRTN030 | WHARTON | GAS | SOUTH | 2017 | 0.75
BUC-EES STORE 033 | BUC033_TXCTY033 | GALVESTON | GAS | HOUSTON | 2017 | 1.13
BUC-EES STORE 034 | BUC034_BYTWN034 | HARRIS | GAS | HOUSTON | 2017 | 1.13
BUC-EES STORE 035 | BUC035_TMNTH035 | BELL | GAS | NORTH | 2018 | 1.13
BUC-EES STORE 038 | BUC038_RYSSW038 | ROCKWALL | GAS | NORTH | 2019 | 1.2
BUC-EES STORE 040 | BUC040_KATY040 | FORT BEND | GAS | HOUSTON | 2017 | 1.13
BUC-EES STORE 044 | BUC044_ANASE044 | COLLIN | GAS | NORTH | 2019 | 1.2
BUC-EES STORE 048 | BUC048_ENSSO048 | ELLIS | GAS | NORTH | 2019 | 1.2
CITIZENS MEDICAL CENTER | CTZSMC_NVICTCTZ | VICTORIA | GAS | SOUTH | 2020 | 2.8
CNP CYPRESS STATION | CNPMUD_WESFDMUD | HARRIS | GAS | HOUSTON | 2020 | 0.8
HEB CC BAKERY | HEBCCB_HWY9CCB | NUECES | GAS | COASTAL | 2019 | 3.2
HEB SA DC | CHEBDC_DG_L2_1 | BEXAR | GAS | SOUTH | 2020 | 6.4
HEB SNACK PLANT | HEBSP_TANNERSP | HARRIS | GAS | HOUSTON | 2019 | 1.6
HEB STORE 016 | HEB016_CRWLY016 | JOHNSON | GAS | NORTH | 2020 | 0.8
HEB STORE 026 | CHEB026_DG_Q5_1 | COMAL | GAS | SOUTH | 2019 | 1.2
HEB STORE 038 | HEB038_PHARR038 | HIDALGO | GAS | SOUTH | 2018 | 1.2
HEB STORE 054 | HEB054_HALL054 | HARRIS | GAS | HOUSTON | 2018 | 1.2
HEB STORE 069 | HEB069_AIRLN069 | NUECES | GAS | COASTAL | 2017 | 1.6
HEB STORE 070 | HEB070_MCMRY070 | TAYLOR | GAS | WEST | 2018 | 1.2
HEB STORE 084 | CHEB084_DG_J0_1 | BEXAR | GAS | SOUTH | 2020 | 1.2
HEB STORE 085 | CHEB085_DG_P5_1 | BEXAR | GAS | SOUTH | 2019 | 1.6
HEB STORE 092 | HEB092_LEALN092 | VICTORIA | GAS | SOUTH | 2018 | 1.6
HEB STORE 095 | HEB095_MILOA095 | WEBB | GAS | SOUTH | 2018 | 1.6
HEB STORE 109 | HEB109_ECHO109 | HARRIS | GAS | HOUSTON | 2018 | 1.13
HEB STORE 110 | HEB110_SIEN110 | FORT BEND | GAS | HOUSTON | 2017 | 1.13
HEB STORE 136 | HEB136_EHRSN136 | CAMERON | GAS | COASTAL | 2018 | 0.8
HEB STORE 139 | HEB139_HOLLY139 | NUECES | GAS | COASTAL | 2017 | 0.8
HEB STORE 172 | HEB172_SEDNB172 | HIDALGO | GAS | SOUTH | 2020 | 0.8
HEB STORE 182 | HEB182_TMSTH182 | BELL | GAS | NORTH | 2018 | 1.2
HEB STORE 20 | HEB020_CYFR020 | HARRIS | GAS | HOUSTON | 2017 | 1.51
HEB STORE 210 | HEB210_SOUSD210 | NUECES | GAS | COASTAL | 2017 | 0.8
HEB STORE 212 | HEB212_PLKAV212 | HIDALGO | GAS | SOUTH | 2018 | 0.8
HEB STORE 223 | HEB223_STCSW223 | JIM WELLS | GAS | SOUTH | 2018 | 1.2
HEB STORE 231 | HEB231_WESLA231 | HIDALGO | GAS | SOUTH | 2018 | 0.8
HEB STORE 236 | HEB236_RDRSE236 | TRAVIS | GAS | SOUTH | 2018 | 0.8
HEB STORE 255 | HEB255_ZACAT255 | WEBB | GAS | SOUTH | 2018 | 1.2
HEB STORE 270 | HEB270_ARLN270 | NUECES | GAS | COASTAL | 2017 | 0.8
HEB STORE 28 | HEB028_LGCTY028 | GALVESTON | GAS | HOUSTON | 2017 | 1.13
HEB STORE 291 | HEB291_WHRLG291 | CAMERON | GAS | COASTAL | 2018 | 1.2
HEB STORE 292 | HEB292_BYCTY292 | MATAGORDA | GAS | COASTAL | 2016 | 1.13
HEB STORE 334 | HEB334_WMCAL334 | HIDALGO | GAS | SOUTH | 2018 | 1.2
HEB STORE 373 | HEB373_RNDRK373 | WILLIAMSON | GAS | SOUTH | 2018 | 0.8
HEB STORE 381 | HEB381_HKHTS381 | BELL | GAS | NORTH | 2018 | 1.2
HEB STORE 383 | HEB383_CAUSE383 | CAMERON | GAS | COASTAL | 2020 | 0.8
HEB STORE 401 | HEB401_KNGVL401 | KLEBERG | GAS | COASTAL | 2018 | 0.8
HEB STORE 423 | HEB423_WNTHW423 | MCLENNAN | GAS | NORTH | 2018 | 0.8
HEB STORE 426 | HEB426_WXNTH426 | ELLIS | GAS | NORTH | 2018 | 1.2
HEB STORE 431 | HEB431_MCOLL431 | HIDALGO | GAS | SOUTH | 2018 | 1.2
HEB STORE 434 | HEB434_BRKHL434 | CALHOUN | GAS | COASTAL | 2020 | 0.8
HEB STORE 444 | CHEB444_DG_V2_1 | BEXAR | GAS | SOUTH | 2020 | 1.2
HEB STORE 448 | HEB448_PLMVW448 | HIDALGO | GAS | SOUTH | 2020 | 0.8
HEB STORE 449 | HEB449_DELMA449 | WEBB | GAS | SOUTH | 2018 | 0.8
HEB STORE 462 | HEB462_ARCIA462 | NUECES | GAS | COASTAL | 2017 | 1.2
HEB STORE 473 | HEB473_CARDF473 | HARRIS | GAS | HOUSTON | 2018 | 1.2
HEB STORE 474 | HEB474_DWLT474 | FORT BEND | GAS | HOUSTON | 2017 | 1.13
HEB STORE 475 | HEB475_ELGIN475 | BASTROP | GAS | SOUTH | 2020 | 0.8
HEB STORE 479 | HEB479_PFLGV479 | TRAVIS | GAS | SOUTH | 2018 | 0.8
HEB STORE 485 | HEB485_WESLA485 | HIDALGO | GAS | SOUTH | 2020 | 0.8
HEB STORE 488 | HEB488_PTLND488 | SAN PATRICIO | GAS | COASTAL | 2018 | 0.8
HEB STORE 491 | HEB491_SNFLP491 | HARRIS | GAS | HOUSTON | 2018 | 1.13
HEB STORE 492 | HEB492_FRANZ492 | HARRIS | GAS | HOUSTON | 2016 | 1.13
HEB STORE 495 | HEB495_RDRSE495 | WILLIAMSON | GAS | SOUTH | 2018 | 0.8
HEB STORE 497 | HEB497_MASRD497 | HARRIS | GAS | HOUSTON | 2017 | 1.13
HEB STORE 498 | HEB498_HUMBL498 | HARRIS | GAS | HOUSTON | 2018 | 1.13
HEB STORE 540 | HEB540_GGATE540 | HARRIS | GAS | HOUSTON | 2018 | 1.13
HEB STORE 541 | HEB541_ROARK541 | HARRIS | GAS | HOUSTON | 2016 | 1.13
HEB STORE 545 | HEB545_FARON545 | TARRANT | GAS | NORTH | 2019 | 1.2
HEB STORE 546 | HEB546_RENSW546 | COLLIN | GAS | NORTH | 2018 | 1.2
HEB STORE 551 | HEB551_WSTCS551 | HARRIS | GAS | HOUSTON | 2017 | 1.13
HEB STORE 552 | HEB552_GAVSW552 | DALLAS | GAS | NORTH | 2019 | 1.2
HEB STORE 553 | HEB553_GRTIE553 | HARRIS | GAS | HOUSTON | 2018 | 0.8
HEB STORE 554 | HEB554_NVICT554 | VICTORIA | GAS | SOUTH | 2018 | 1.2
HEB STORE 558 | HEB558_FRDSW558 | GALVESTON | GAS | HOUSTON | 2018 | 1.13
HEB STORE 559 | HEB559_BLUER559 | HARRIS | GAS | HOUSTON | 2019 | 0.8
HEB STORE 562 | HEB562_FULTN562 | ARANSAS | GAS | COASTAL | 2018 | 0.8
HEB STORE 563 | HEB563_CRABB563 | FORT BEND | GAS | HOUSTON | 2019 | 1.2
HEB STORE 564 | HEB564_RAFRD564 | MONTGOMERY | GAS | HOUSTON | 2019 | 0.8
HEB STORE 57 | HEB057_LAGUN057 | NUECES | GAS | COASTAL | 2017 | 1.2
HEB STORE 574 | HEB574_TOMBA574 | HARRIS | GAS | HOUSTON | 2019 | 1.2
HEB STORE 575 | HEB575_BRKER575 | HARRIS | GAS | HOUSTON | 2017 | 1.13
HEB STORE 576 | HEB576_KLEIN576 | HARRIS | GAS | HOUSTON | 2017 | 1.13
HEB STORE 581 | HEB581_KLELM581 | BELL | GAS | NORTH | 2018 | 1.2
HEB STORE 586 | HEB586_STNIO586 | WEBB | GAS | SOUTH | 2019 | 1.2
HEB STORE 591 | HEB591_RRNES591 | WILLIAMSON | GAS | SOUTH | 2018 | 1.6
HEB STORE 593 | HEB593_TLRWT593 | WILLIAMSON | GAS | SOUTH | 2020 | 0.8
HEB STORE 596 | HEB596_FLWEN596 | FORT BEND | GAS | HOUSTON | 2018 | 1.13
HEB STORE 599 | HEB599_KIRBY599 | HARRIS | GAS | HOUSTON | 2018 | 1.2
HEB STORE 610 | HEB610_LOU610 | HARRIS | GAS | HOUSTON | 2017 | 1.13
HEB STORE 614 | HEB614_KING614 | HARRIS | GAS | HOUSTON | 2017 | 1.13
HEB STORE 615 | HEB615_KATY615 | FORT BEND | GAS | HOUSTON | 2018 | 1.13
HEB STORE 616 | HEB616_BAML616 | HARRIS | GAS | HOUSTON | 2017 | 0.75
HEB STORE 627 | HEB627_IMPRL627 | FORT BEND | GAS | HOUSTON | 2017 | 1.13
HEB STORE 63 | HEB063_SOWIK063 | BRAZORIA | GAS | COASTAL | 2016 | 1.51
HEB STORE 640 | HEB640_UVLDE640 | HARRIS | GAS | HOUSTON | 2018 | 0.8
HEB STORE 642 | HEB642_HAACR642 | HIDALGO | GAS | SOUTH | 2018 | 1.2
HEB STORE 645 | HEB645_CDRBY645 | HARRIS | GAS | HOUSTON | 2017 | 0.75
HEB STORE 648 | HEB648_BERRY648 | HARRIS | GAS | HOUSTON | 2018 | 1.13
HEB STORE 649 | HEB649_LTTYK649 | HARRIS | GAS | HOUSTON | 2018 | 0.8
HEB STORE 656 | HEB656_HOKLE656 | HARRIS | GAS | HOUSTON | 2016 | 1.13
HEB STORE 658 | CHEB658_DG_V5_1 | BEXAR | GAS | SOUTH | 2019 | 1.2
HEB STORE 667 | HEB667_FNDRN667 | HARRIS | GAS | HOUSTON | 2018 | 0.8
HEB STORE 668 | HEB668_COVEE668 | CORYELL | GAS | NORTH | 2018 | 1.2
HEB STORE 672 | HEB672_WSOTH672 | MCLENNAN | GAS | NORTH | 2018 | 1.2
HEB STORE 674 | HEB674_PALMH674 | HIDALGO | GAS | SOUTH | 2020 | 0.8
HEB STORE 675 | HEB675_MARCK675 | BRAZORIA | GAS | COASTAL | 2018 | 1.13
HEB STORE 686 | HEB686_KUYKL686 | HARRIS | GAS | HOUSTON | 2017 | 1.13
HEB STORE 687 | HEB687_ULRIC687 | HARRIS | GAS | HOUSTON | 2016 | 1.13
HEB STORE 696 | HEB696_HUTTO696 | WILLIAMSON | GAS | SOUTH | 2021 | 1.2
HEB STORE 697 | HEB697_SOUSH697 | GALVESTON | GAS | HOUSTON | 2017 | 1.13
HEB STORE 698 | HEB698_KLUGE698 | HARRIS | GAS | HOUSTON | 2017 | 1.13
HEB STORE 705 | HEB705_SPRWD705 | MONTGOMERY | GAS | HOUSTON | 2017 | 1.13
HEB STORE 707 | HEB707_LKJCK707 | BRAZORIA | GAS | COASTAL | 2018 | 1.13
HEB STORE 709 | HEB709_FRYRD709 | HARRIS | GAS | HOUSTON | 2018 | 1.2
HEB STORE 711 | HEB711_ODNTH711 | ECTOR | GAS | WEST | 2020 | 0.8
HEB STORE 713 | HEB713_CLELK713 | HARRIS | GAS | HOUSTON | 2020 | 0.8
HEB STORE 715 | HEB715_FRMNT715 | HARRIS | GAS | HOUSTON | 2020 | 0.8
HEB STORE 717 | HEB717_MDESA717 | MIDLAND | GAS | WEST | 2020 | 1.2
HEB STORE 720 | HEB720_KNGWD720 | HARRIS | GAS | HOUSTON | 2018 | 1.13
HEB STORE 721 | HEB721_KLNSO721 | BELL | GAS | NORTH | 2018 | 1.2
HEB STORE 722 | HEB722_PINHU722 | MONTGOMERY | GAS | HOUSTON | 2017 | 1.13
HEB STORE 724 | HEB724_OBRN724 | FORT BEND | GAS | HOUSTON | 2017 | 1.13
HEB STORE 725 | HEB725_KLEIN725 | HARRIS | GAS | HOUSTON | 2020 | 0.8
HEB STORE 727 | HEB727_CRBRR727 | FORT BEND | GAS | HOUSTON | 2018 | 1.2
HEB STORE 731 | HEB731_WSFLD731 | HARRIS | GAS | HOUSTON | 2017 | 0.75
HEB STORE 732 | CHEB732_DG_SK_1 | BEXAR | GAS | SOUTH | 2020 | 1.2
HEB STORE 734 | HEB734_BLFFS734 | TOM GREEN | GAS | WEST | 2017 | 1.2
HEB STORE 736 | HEB736_FLWEN736 | FORT BEND | GAS | HOUSTON | 2018 | 1.2
HEB STORE 737 | HEB737_WHTOK737 | HARRIS | GAS | HOUSTON | 2018 | 1.2
HEB STORE 738 | HEB738_SHPTN738 | HARRIS | GAS | HOUSTON | 2018 | 1.2
HEB STORE 741 | HEB741_MTBEL741 | CHAMBERS | GAS | HOUSTON | 2018 | 0.8
HEB STORE 742 | HEB742_HNYRT742 | HARRIS | GAS | HOUSTON | 2018 | 1.2
HEB STORE 745 | HEB745_SHARP745 | HARRIS | GAS | HOUSTON | 2020 | 1.2
HEB STORE 747 | HEB747_LKMNT747 | DALLAS | GAS | NORTH | 2020 | 0.8
HEB STORE 748 | HEB748_LOUET748 | HARRIS | GAS | HOUSTON | 2018 | 0.8
HEB STORE 749 | HEB749_FLEWE749 | FORT BEND | GAS | HOUSTON | 2020 | 1.2
HEB STORE 752 | HEB752_LGVST752 | PARKER | GAS | NORTH | 2019 | 1.2
HEB STORE 753 | HEB753_DRPRK753 | HARRIS | GAS | HOUSTON | 2018 | 0.8
HEB STORE 756 | HEB756_BLGET756 | HARRIS | GAS | HOUSTON | 2020 | 1.2
HEB STORE 771 | CHEB771_DG_V3_1 | BEXAR | GAS | SOUTH | 2020 | 1.2
HEB STORE 99 | HEB099_KLEIN099 | HARRIS | GAS | HOUSTON | 2017 | 1.13
HOLLY HALL | HH2000_HOLMESHH | HARRIS | GAS | HOUSTON | 2017 | 1.2
LAKESIDE COUNTRY CLUB | LKSDECC_HAYESLCC | HARRIS | GAS | HOUSTON | 2020 | 1.2
PANTHER PLANT | PAPL_DG1 | UPTON | GAS | WEST | 2017 | 8.28
PEPPERL FUCHS | PEPF01_WALLER01 | WALLER | GAS | HOUSTON | 2017 | 1.13
PLANET FORD I45 | PFI45_PFORDI45 | HARRIS | GAS | HOUSTON | 2017 | 1.13
RELLIS CAMPUS | TAMURE_RELLISAM | BRAZOS | GAS | NORTH | 2018 | 9.6
RHODIA HOUSTON PLANT | DG_HG_2UNITS | HARRIS | GAS | HOUSTON | 1970 | 8.2
ROBERT MUELLER ENERGY CENTER | RMEC_CT1 | TRAVIS | GAS | SOUTH | 2011 | 5.8
STANDARD MEAT | ST_MEAT_CKRHLSTM | DALLAS | GAS | NORTH | 2019 | 1.2
TRADITION WOODWAY | TRDWDY_ULRICHTW | HARRIS | GAS | HOUSTON | 2020 | 1.2
UTMB East Plant | UTMBEAST_CT1 | GALVESTON | GAS | HOUSTON | 2016 | 7.56
UTMB WEST PLANT | UTMBWEST_CT1 | GALVESTON | GAS | HOUSTON | 2017 | 5.4
WAL STORE 0462 | WAL462_ALV462 | BRAZORIA | GAS | COASTAL | 2020 | 1.3
WAL STORE 1040 | WAL1040_GERT1040 | HARRIS | GAS | HOUSTON | 2019 | 1.2
WAL STORE 1103 | WAL1103_BAM1103 | HARRIS | GAS | HOUSTON | 2019 | 1.2
WAL STORE 1232 | WAL1232_BELT1232 | BELL | GAS | NORTH | 2020 | 1.2
WAL STORE 194 | WAL194_GART194 | HARRIS | GAS | HOUSTON | 2020 | 1.2
WAL STORE 2439 | WAL2439_MT_B2439 | CHAMBERS | GAS | HOUSTON | 2020 | 1.2
WAL STORE 2724 | WAL2724_PASD2724 | HARRIS | GAS | HOUSTON | 2020 | 1.2
WAL STORE 3226 | WAL3226_KTY3226 | HARRIS | GAS | HOUSTON | 2019 | 1.2
WAL STORE 3297 | WAL3297_SATS3297 | HARRIS | GAS | HOUSTON | 2020 | 1.2
WAL STORE 3298 | WAL3298_KEMA3298 | GALVESTON | GAS | HOUSTON | 2020 | 1.2
WAL STORE 3390 | WAL3390_TOMB3390 | MONTGOMERY | GAS | HOUSTON | 2020 | 1.2
WAL STORE 3510 | WAL3510_PRL3510 | BRAZORIA | GAS | COASTAL | 2020 | 1.3
WAL STORE 3631 | WAL3631_SYCA3631 | TARRANT | GAS | NORTH | 2020 | 1.2
WAL STORE 3773 | WAL3773_WEST3773 | TARRANT | GAS | NORTH | 2020 | 1.2
WAL STORE 3827 | WAL3827_FLEW3827 | FORT BEND | GAS | HOUSTON | 2020 | 1.2
WAL STORE 4509 | WAL4509_BENB4509 | TARRANT | GAS | NORTH | 2020 | 1.2
WAL STORE 4512 | WAL4512_FRAN4512 | HARRIS | GAS | HOUSTON | 2020 | 1.2
WAL STORE 4538 | WAL4538_FRAN4538 | HARRIS | GAS | HOUSTON | 2019 | 1.2
WAL STORE 5045 | WAL5045_KLEI5045 | HARRIS | GAS | HOUSTON | 2020 | 1.2
WAL STORE 5091 | WAL5091_CYFA5091 | HARRIS | GAS | HOUSTON | 2020 | 1.2
WAL STORE 5116 | WAL5116_FAIR5116 | HARRIS | GAS | HOUSTON | 2020 | 1.2
WAL STORE 522 | WAL522_NEWP522 | HARRIS | GAS | HOUSTON | 2020 | 1.2
WAL STORE 5287 | WAL5287_KUYD5287 | HARRIS | GAS | HOUSTON | 2020 | 1.2
WAL STORE 529 | WAL529_LAM529 | GALVESTON | GAS | HOUSTON | 2020 | 1.3
WAL STORE 5316 | WAL5316_WAGL5316 | TARRANT | GAS | NORTH | 2020 | 1.2
WAL STORE 5388 | WAL5388_LEA5388 | GALVESTON | GAS | HOUSTON | 2020 | 1.3
WAL STORE 546 | WAL546_READ546 | FORT BEND | GAS | HOUSTON | 2020 | 1.2
WAL STORE 601 | WAL601_BLUF601 | TOM GREEN | GAS | WEST | 2021 | 1.3
WAL STORE 602 | WAL602_RAYF602 | MONTGOMERY | GAS | HOUSTON | 2020 | 1.2
WAL STORE 6929 | WAL6929_TEMP6929 | BELL | GAS | NORTH | 2020 | 1.2
WAL STORE 744 | WAL744_HUMB744 | HARRIS | GAS | HOUSTON | 2020 | 1.2
WAL STORE 752 | WAL752_CARD752 | HARRIS | GAS | HOUSTON | 2020 | 1.2
WAL STORE 768 | WAL768_FRAN768 | HARRIS | GAS | HOUSTON | 2019 | 1.2
WAL STORE 849 | WAL849_SPRG849 | HARRIS | GAS | HOUSTON | 2020 | 1.2
WAL STORE 872 | WAL872_TELP872 | BRAZORIA | GAS | COASTAL | 2020 | 1.2
WAL STORE 940 | WAL940_CALM940 | TARRANT | GAS | NORTH | 2020 | 1.2
WAL STORE 947 | WAL947_SHER947 | GRAYSON | GAS | NORTH | 2020 | 1.2
WAL STORE 972 | WAL972_ROSE972 | TARRANT | GAS | NORTH | 2020 | 1.2

## Decommissioned Gen. Resources
Decommissioned Generation Resources
The following is a list of Decommissioned Generation Resources dating back to 2004. A Decommissioned Generation Resource is a Generation Resource for which a Resource Entity has submitted a Notification of Suspension of Operations (NSO) or a Notification of Change of Generation Resource Designation (NCGRD), for which ERCOT has declined to execute a Reliability Must-Run (RMR) Agreement, and which has been decommissioned and permanently retired. The information in the table below was provided in the NSO and/or NCGRD forms for each decommissioned resource. When a unit’s NSO/NCGRD form did not list a capacity, the capacity was taken from past CDR reports. The list does not include any planned unit retirements listed in the Capacities tabs or other sections of the report. Unit codes that are listed as retired in this tab but also appear in the operational sections of the CDR represent units that were repowered; for example, retired gas turbines may be repowered into new combined cycle plants. Treatment of Private Use Network (PUN) generators: PUN generators are included, but were not individually listed in past CDR reports when operational. PUN generators with zero MW capacity listed indicate that the unit was not available during the summer. Treatment of Settlement Only Generators (SOGs): The list does not include decommissioned or retired SOGs because there is currently no NSO/NCGRD process for this generator type.
Unit Name | Unit Code | Fuel | Summer Capacity (MW) | Retirement Effective Date
TIDAL ROAD COGEN | TJG401 | GAS-CC | 100 | 2004-02-01
HOLLY STREET 1 | HOLLY_HPG1 | GAS-ST | 102.5 | 2004-12-31
HOLLY STREET 2 | HOLLY_HPG2 | GAS-ST | 102.5 | 2004-12-31
C.E. NEWMAN 1 | NEWMAN_NEWMA_1 | GAS-ST | 8 | 2005-05-01
C.E. NEWMAN 2 | NEWMAN_NEWMA_2 | GAS-ST | 8 | 2005-05-01
C.E. NEWMAN 3 | NEWMAN_NEWMA_3 | GAS-ST | 18 | 2005-05-01
C.E. NEWMAN 4 | NEWMAN_NEWMA_4 | GAS-ST | 17 | 2005-05-01
SPENCER 3 | SPNCER_SPNCE_3 | GAS-ST | 27 | 2005-05-01
CHANEL 2 | CHLGT-2 | GAS-GT | 0 | 2005-07-20
VICTORIA 4 | VICTORIA_VICTORG4 | GAS-ST | 69 | 2005-10-09
VICTORIA 5 | VICTORIA_VICTORG5 | GAS-ST | 172 | 2005-10-09
VICTORIA 6 | VICTORIA_VICTORG6 | GAS-ST | 250 | 2005-10-09
CHANEL 1 | CHLGT-1 | GAS-GT | 0 | 2006-01-02
W B TUTTLE 2 | TUTTLE_WBT2G2 | GAS-ST | 100 | 2007-01-25
FT. PHANTOM 1 | FTPP_G1 | GAS-ST | 158 | 2008-02-14
FT. PHANTOM 2 | FTPP_G2 | GAS-ST | 202 | 2008-02-14
HANDLEY 1 | HLSES_UNIT1 | GAS-ST | 42 | 2009-03-01
HANDLEY 2 | HLSES_UNIT2 | GAS-ST | 80 | 2009-03-01
MOUNTAIN CREEK 2 | MCSES_UNIT2 | GAS-ST | 33 | 2009-03-01
MOUNTAIN CREEK 3 | MCSES_UNIT3 | GAS-ST | 70 | 2009-03-01
SAM BERTRON T1 | SRB_SRBGT_1 | GAS-GT | 20 | 2009-04-10
NORTH LAKE 1 | NLSES_UNIT1 | GAS-ST | 163 | 2009-05-05
NORTH LAKE 2 | NLSES_UNIT2 | GAS-ST | 175 | 2009-05-05
NORTH LAKE 3 | NLSES_UNIT3 | GAS-ST | 312 | 2009-05-05
MORGAN CREEK 5 | MGSES_UNIT5 | GAS-ST | 180 | 2009-05-06
MORGAN CREEK 6 | MGSES_UNIT6 | GAS-ST | 518 | 2009-05-06
PERMIAN BASIN 5 | PB5SES_UNIT5 | GAS-ST | 112 | 2009-05-06
SWEETWATER GENERATION PLANT 1 | SWCOG_CT1 | GAS-CC | 29 | 2009-05-06
SWEETWATER GENERATION PLANT 2 | SWCOG_CT2 | GAS-CC | 69 | 2009-05-06
SWEETWATER GENERATION PLANT 3 | SWCOG_CT3 | GAS-CC | 69 | 2009-05-06
SWEETWATER GENERATION PLANT 4 | SWCOG_UNIT1 | GAS-CC | 61 | 2009-05-06
TRADINGHOUSE 1 | THSES_UNIT1 | GAS-ST | 563 | 2009-05-06
P H ROBINSON 1 | PHR_PHR_G1 | GAS-ST | 444 | 2009-09-30
P H ROBINSON 2 | PHR_PHR_G2A | GAS-ST | 459 | 2009-09-30
P H ROBINSON 3 | PHR_PHR_G3 | GAS-ST | 551 | 2009-09-30
P H ROBINSON 4 | PHR_PHR_G4 | GAS-ST | 733 | 2009-09-30
NORTH CARBIDE G4 | NCARBIDE_NCARBIG4 | GAS-GT | 0 | 2010-01-10
COASTAL STATES (W) 1 | COASTAL_COASTAG1 | GAS-GT | 0 | 2010-06-30
COASTAL STATES (W) 2 | COASTAL_COASTAG2 | GAS-GT | 0 | 2010-06-30
COLLIN 1 | CNSES_UNIT1 | GAS-ST | 147 | 2010-12-31
EAGLE MOUNTAIN 1 | EMSES_UNIT1 | GAS-ST | 118 | 2010-12-31
EAGLE MOUNTAIN 2 | EMSES_UNIT2 | GAS-ST | 100 | 2010-12-31
EAGLE MOUNTAIN 3 | EMSES_UNIT3 | GAS-ST | 390 | 2010-12-31
TRADINGHOUSE 2 | THSES_UNIT2 | GAS-ST | 787 | 2010-12-31
DOW G62 | DOWGEN_DOW_G62 | GAS-GT | 0 | 2011-02-01
C E NEWMAN 5 | NEWMAN_NEWMA_5 | GAS-ST | 37.5 | 2011-02-14
W B TUTTLE 1 | TUTTLE_WBT1G1 | GAS-ST | 60 | 2011-03-01
W B TUTTLE 3 | TUTTLE_WBT3G3 | GAS-ST | 100 | 2011-03-01
W B TUTTLE 4 | TUTTLE_WBT4G4 | GAS-ST | 160 | 2011-03-01
RAYBURN 3 | RAYBURN_RAYBURG3 | GAS-ST | 24 | 2012-06-01
LEON CREEK 3 | LEON_CRK_LCP3G3 | GAS-ST | 70 | 2013-04-01
LEON CREEK 4 | LEON_CRK_LCP4G4 | GAS-ST | 95 | 2013-04-01
THOMAS C FERGUSON 1 | FERGUS_FERGUSG1 | GAS-ST | 354 | 2013-09-30
AES DEEPWATER | APD_APD_PS1 | STORAGE | 1 | 2013-12-27
ATKINS CTG 3 | ATKINS_ATKINSG3 | GAS-ST | 12 | 2014-06-01
ATKINS CTG 4 | ATKINS_ATKINSG4 | GAS-ST | 22 | 2014-06-01
ATKINS CTG 5 | ATKINS_ATKINSG5 | GAS-ST | 25 | 2014-06-01
ATKINS CTG 6 | ATKINS_ATKINSG6 | GAS-ST | 50 | 2014-06-01
APPLIED ENERGY | APD_APD_G1 | COAL | 138 | 2014-07-23
DELAWARE MOUNTAIN WIND FARM | KUNITZ_WIND_NWP | WIND-O | 28.5 | 2014-08-07
KUNITZ WIND | KUNITZ_WIND_LGE | WIND-O | 39.8 | 2014-08-07
NORTH TEXAS CTG 1 | NTX_NTX_1 | GAS-ST | 18 | 2015-06-03
NORTH TEXAS CTG 2 | NTX_NTX_2 | GAS-ST | 18 | 2015-06-03
NORTH TEXAS CTG 3 | NTX_NTX_3 | GAS-ST | 39.5 | 2015-06-03
PERMIAN BASIN SES U6 | PBSES_UNIT6 | GAS-ST | 515 | 2015-06-03
VALLEY SES U1 | VLSES_UNIT1 | GAS-ST | 174 | 2015-06-03
VALLEY SES U2 | VLSES_UNIT2 | GAS-ST | 520 | 2015-06-03
VALLEY SES U3 | VLSES_UNIT3 | GAS-ST | 375 | 2015-06-03
SILAS RAY CTG 5 | SILASRAY_SILAS_5 | GAS-ST | 10 | 2016-04-06
FRONTERA GENERATION CTG 1 | FRONTERA_FRONTEG1 | GAS-CC | 170 | 2016-09-30
FRONTERA GENERATION CTG 2 | FRONTERA_FRONTEG2 | GAS-CC | 170 | 2016-09-30
FRONTERA GENERATION STG | FRONTERA_FRONTEG3 | GAS-CC | 184 | 2016-09-30
CAPITAL COGEN GT 102 | CTL_GT_102 | GAS-CC | 75.35 | 2017-02-01
CAPITAL COGEN GT 103 | CTL_GT_103 | GAS-CC | 75.35 | 2017-02-01
CAPITAL COGEN GT 104 | CTL_GT_104 | GAS-CC | 75.35 | 2017-02-01
CAPITAL COGEN ST 101 | CTL_ST_101 | GAS-CC | 43.85 | 2017-02-01
CAPITAL COGEN ST 102 | CTL_ST_102 | GAS-CC | 10.1 | 2017-02-01
LUFKIN BIOMASS | LFBIO_UNIT1 | BIOMASS | 45 | 2017-02-06
PEARSALL STG U1 | PEARSALL_PEARS_1 | GAS-ST | 19 | 2017-08-01
PEARSALL STG U2 | PEARSALL_PEARS_2 | GAS-ST | 22 | 2017-08-01
PEARSALL STG U3 | PEARSALL_PEARS_3 | GAS-ST | 20 | 2017-08-01
UNION CARBIDE COGEN | UCC_COGN_UCC_C_1 | GAS-GT | 0 | 2017-09-29
GREENS BAYOU STG U5 | GBY_GBY_5 | GAS-ST | 371 | 2017-12-31
S R BERTRON CTG 2 | SRB_SRBGT_2 | GAS-GT | 13 | 2017-12-31
S R BERTRON U3 | SRB_SRB_G3 | GAS-ST | 211 | 2017-12-31
S R BERTRON U4 | SRB_SRB_G4 | GAS-ST | 211 | 2017-12-31
MONTICELLO U1 | MNSES_UNIT1 | COAL | 535 | 2018-01-04
MONTICELLO U2 | MNSES_UNIT2 | COAL | 535 | 2018-01-04
MONTICELLO U3 | MNSES_UNIT3 | COAL | 795 | 2018-01-04
SANDOW U4 | SDSES_UNIT4 | COAL | 600 | 2018-01-11
SANDOW U5 | SD5SES_UNIT5 | COAL | 600 | 2018-01-11
BIG BROWN U1 | BBSES_UNIT1 | COAL | 606 | 2018-02-12
BIG BROWN U2 | BBSES_UNIT2 | COAL | 602 | 2018-02-12
S R BERTRON U1 | SRB_SRB_G1 | GAS-ST | 112 | 2019-01-23
S R BERTRON U2 | SRB_SRB_G2 | GAS-ST | 168 | 2019-01-23
GIBBONS CREEK U1 | GIBCRK_GIB_CRG1 | COAL | 470 | 2019-10-23
WEST TEXAS WIND | SW_MESA_SW_MESA | WIND-O | 80.25 | 2019-11-15
OKLAUNION U1 | OKLA_OKLA_G1 | COAL | 650 | 2020-10-01
DECKER CREEK STG 1 | DECKER_DPG1 | GAS-ST | 315 | 2020-10-31
TEXAS GULF SULPHUR CTG 1 | TGF_TGFGT_1 | GAS-GT | 69 | 2020-11-30
SHERBINO 1 WIND | KEO_KEO_SM1 | WIND-O | 150 | 2021-02-01
SAM RAYBURN POWER CTG 1 | RAYBURN_RAYBURG1 | GAS-GT | 11 | 2021-02-28
SAM RAYBURN POWER CTG 2 | RAYBURN_RAYBURG2 | GAS-GT | 11 | 2021-02-28