## Instructions
ERO2021 NERC LTRA Data Form | Prime Movers |  | Energy Sources |  |  |  | Status | Country | Prime Mover | Energy Source
| Code | Description (Detailed) | Code | Fuel Type | Description | Description (Detailed) | Existing | CA | BA | AB | Project Status | Tie Line | Line Type | Entity Type | Drivers | State/Province | Voltage Type | Circuits per Structure | Voltage Class | Region
| BA | Energy Storage, Battery | AB | Biomass | Solid Renewable Fuels | Agricultural By-Products | Retired | MX | BT | ANT | Under Construction | Y | OH | C | Reliability | AL | AC | 1 | 100-120 | MRO
| BT | Turbines Used in a Binary Cycle (including those used for geothermal applications) | ANT | Coal | Coal | Anthracite Coal | Mothballed | US | CA | BFG | Planned | N | UG | F | Variable/Renewable Integration | AB | DC | 2 | 121-150 | NPCC
| CA | Combined Cycle Steam Part | BFG | Natural Gas and Other Gases | Natural Gas and Other Gases | Blast Furnace Gas | Cancelled |  | CC | BIT | Conceptual |  | SM | I | Nuclear Integration | AR |  | 3 | 151-199 | SERC
| CC | Combined Cycle Total Unit (use only for plants/generators in planning stages, for which specific generator details cannot be provided) | BIT | Coal | Coal | Bituminous Coal | Tier 1 |  | CE | BLQ | Completed |  |  | M | Fossil-Fired Integration | AZ |  |  | 200-299 | SPP
| CE | Energy Storage, Compressed Air | BLQ | Biomass | Liquid Renewable (Biomass) Fuels | Black Liquor | Tier 2 |  | CP | DFO | Delayed - Load Growth |  |  | S | Hydro Integration | BC |  |  | 300-399 | Texas RE
Year | CP | Energy Storage, Concentrated Solar Power | DFO | Petroleum | Petroleum | Distillate Fuel Oil. Including Diesel, No. 1, No. 2, and No. 4 Fuel Oils | Tier 3 |  | CS | GEO | Delayed - Permitting Challenges |  |  | O | Economics / Congestion | CA |  |  | 400-599 | WECC
2021 | CS | Combined Cycle Single Shaft (combustion turbine and steam turbine share a single generator) | GEO | Geothermal | Geothermal | Geothermal |  |  | CT | HG | Delayed - Siting Challenges |  |  |  | Other | CO |  |  | 600+
| CT | Combined Cycle Combustion Turbine Part (type of coal or solid must be reported as energy source for integrated coal gasification) | JF | Petroleum | Petroleum | Jet Fuel |  |  | ES | HO | Delayed - Economics |  |  |  |  | CT
Version | ES | Energy Storage, Other (specify in comments section) | KER | Petroleum | Petroleum | Kerosene |  |  | FC | HS | Delayed - Other (Comment Required) |  |  |  |  | DC
1 | FC | Fuel Cell | LFG | Biomass | Gaseous Renewable (Biomass Fuel) | Landfill Gas |  |  | FW | HW | Cancelled - Load Growth |  |  |  |  | DE
| FW | Energy Storage, Flywheel | LIG | Coal | Coal | Lignite Coal |  |  | GT | JF | Cancelled - Permitting Challenges |  |  |  |  | FL
Manual Data Entry Required | GT | Combustion (Gas) Turbine (includes jet engine design) | MSW | Biomass | Solid Renewable Fuels | Municipal Solid Waste |  |  | HA | KER | Cancelled - Siting Challenges |  |  |  |  | GA
Manual Data Entry Optional | HA | Hydrokinetic, Axial Flow Turbine | MWH | Other | Storage | Electricity used for energy storage |  |  | HB | LFG | Cancelled - Economics |  |  |  |  | IA
Data Provided (Changes Allowed) | HB | Hydrokinetic, Wave Buoy | NG | Natural Gas and Other Gases | Natural Gas and Other Gases | Natural Gas |  |  | HK | LIG | Cancelled - Other (Comment Required) |  |  |  |  | ID
No Data Entry | HK | Hydrokinetic, Other (specify in comments section) | NUC | Nuclear | Nuclear | Nuclear (including Uranium, Plutonium, and Thorium) |  |  | HY | MSW | [5 empty] | IL
Description | HY | Hydroelectric Turbine (includes turbines associated with delivery of water by pipeline) | OBG | Biomass | Gaseous Renewable (Biomass Fuel) | Other Biomass Gas (including digester gas, methane, and other biomass gases; specify in comments section) |  |  | IC | MWH | [5 empty] | IN
Data Provided (Do Not Modify) | IC | Internal Combustion Engine (diesel, piston, reciprocating) | OBL | Biomass | Liquid Renewable (Biomass) Fuels | Other Biomass Liquids (specify in comment section) |  |  | OT | NG | [5 empty] | KS
| OT | Other (specify in comments section) | OBS | Biomass | Solid Renewable Fuels | Other Biomass Solids (specify in comment section) |  |  | PS | NUC | [5 empty] | KY
| PS | Energy Storage, Reversible Hydraulic Turbine (Pumped Storage) | OG | Natural Gas and Other Gases | Natural Gas and Other Gases | Other Gas (specify in comments section) |  |  | PV | OBG | [5 empty] | LA
| PV | Photovoltaic | OTH | Other | Other | (specify in comment section) |  |  | ST | OBL | [5 empty] | MA
| ST | Steam Turbine, including nuclear, geothermal and solar steam (does not include combined cycle) | PC | Petroleum | Petroleum | Petroleum Coke |  |  | UK | OBS | [5 empty] | MB
| UK | Unknown (specify in comments section) | PG | Petroleum | Petroleum | Gaseous Propane |  |  | WS | OG | [5 empty] | MD
| WS | Wind Turbine, Offshore | PUR | Other | Purchased Steam | Purchased Steam |  |  | WT | OTH | [5 empty] | ME
| WT | Wind Turbine, Onshore | RC | Coal | Coal | Refined Coal |  |  | HG | PC | [5 empty] | MI
| HG | Hybrid - Natural Gas and Battery | RFO | Petroleum | Petroleum | Residual Fuel Oil (including No. 5, and No. 6 fuel oils, and bunker C fuel oil) |  |  | HO | PG | [5 empty] | MN
| HO | Hybrid - Other and Battery | SGC | Coal | Coal | Coal-Derived Synthesis Gas |  |  | HS | PUR | [5 empty] | MO
| HS | Hybrid - Solar and Battery | SGP | Natural Gas and Other Gases | Natural Gas and Other Gases | Synthesis Gas from Petroleum Coke |  |  | HW | RC | [5 empty] | MS
| HW | Hybrid - Wind and Battery | SLW | Biomass | Liquid Renewable (Biomass) Fuels | Sludge Waste |  |  |  | RFO | [5 empty] | MT
|  |  | SUB | Coal | Coal | Subbituminous Coal |  |  |  | SGC | [5 empty] | NB
|  |  | SUN | Solar | Solar | Solar |  |  |  | SGP | [5 empty] | NC
|  |  | TDF | Other | Tire-Derived Fuels | Tire-derived Fuels |  |  |  | SLW | [5 empty] | ND
|  |  | UKN | Unknown | Unknown | (specify in comment section) |  |  |  | SUB | [5 empty] | NE
|  |  | WAT | Conventional Hydro |  | Water at a Conventional; Hydroelectric Turbine, and water used in Wave Buoy Hydrokinetic Technology, Current Hydrokinetic Technology, and Tidal Hydrokinetic Technology |  |  |  | SUN
|  |  | WAT | Run of River Hydro | [5 empty] | TDF | [5 empty] | NH
|  |  | WAT | Pumped Storage | Pumping Energy for Reversible (Pumped Storage) Hydroelectric Turbine | Pumping Energy for Reversible (Pumped Storage) Hydroelectric Turbine |  |  |  | UKN | [5 empty] | NJ
|  |  | WC | Coal | Coal | Waste/Other Coal (including anthracite culm, bituminous gob, fine coal, lignite waste, waste coal) |  |  |  | WAT | [5 empty] | NL
|  |  | WDL | Biomass | Liquid Renewable (Biomass) Fuels | Wood Waste Liquids excluding Black Liquor (including red liquor, sludge wood, spent sulfite liquor, and other wood-based liquids) |  |  |  | WAT | [5 empty] | NM
|  |  | WDS | Biomass | Solid Renewable Fuels | Wood/Wood Waste Solids (including paper pellets, railroad ties, utility poles, wood chips, bark, and wood waste solids) |  |  |  | WAT | [5 empty] | NS
|  |  | WH | Other | Waste heat not directly attributed to a fuel source (WH should only be reported where the fuel source for the waste heat is undetermined, and for combined cycle steam turbines that do not have supplemental firing.) | Waste heat not directly attributed to a fuel source (WH should only be reported where the fuel source for the waste heat is undetermined, and for combined cycle steam turbines that do not have supplemental firing.) |  |  |  | WC | [5 empty] | NT
|  |  | WND | Wind | Wind | Wind |  |  |  | WDL | [5 empty] | NU
|  |  | WO | Natural Gas and Other Gases | Natural Gas and Other Gases | Waste/Other Oil (including crude oil, liquid butane, liquid propane, naphtha, oil waste, re-refined motor oil, sludge oil, tar oil, or other petroleum-based liquid wastes) |  |  |  | WDS | [5 empty] | NV
|  |  | HG | Hybrid |  | Hybrid - Natural Gas and Battery |  |  |  | WH | [5 empty] | NY
|  |  | HO | Hybrid |  | Hybrid - Other and Battery |  |  |  | WND | [5 empty] | OH
|  |  | HS | Hybrid |  | Hybrid - Solar and Battery |  |  |  | WO | [5 empty] | OK
|  |  | HW | Hybrid |  | Hybrid - Wind and Battery | [9 empty] | ON
OR
PA
PE
QC
RI
SC
SD
SK
TN
TX
UT
VA
VT
VT
WA
WI
WV
WY

## Form A
NET ENERGY FOR LOAD (NEL)- MONTHLY | Year(s) | Unit | JAN (W) |  | FEB (W) |  | MAR |  | APR |  | MAY |  | JUN (S) |  | JUL (S) |  | AUG (S) |  | SEP (S) |  | OCT |  | NOV |  | DEC (W) |  | Data Submitter Comments | NERC Response
Net Energy for Load - Prior Year Actual | 2020 | GWh | 29045.2193 |  | 28014.208 |  | 28213.6761 |  | 26968.0406 |  | 31282.7038 |  | 35530.03 |  | 40318.0867 |  | 40846.5681 |  | 32784.7812 |  | 31265.6197 |  | 27335.0022 |  | 30301.4005
Net Energy For Load - Reporting Year Forecast | 2021 | GWh | 32810.4501 |  | 28418.0167 |  | 29474.9133 |  | 28910.5632 |  | 33506.7945 |  | 38282.8843 |  | 41278.3258 |  | 42216.7953 |  | 36300.3662 |  | 32083.5255 |  | 29555.8723 |  | 33003.5237
Net Energy For Load - Year 1 Forecast | 2022 | GWh | 33982.2491 |  | 29469.5415 |  | 30534.6632 |  | 29892.4036 |  | 34518.506 |  | 39418.8676 |  | 42463.9972 |  | 43403.4111 |  | 37430.7515 |  | 33346.3059 |  | 30780.7402 |  | 34374.6926
NET ENERGY FOR LOAD(NEL) - ANNUAL | Year(s) | Unit | 2020 |  | 2021 |  | 2022 |  | 2023 |  | 2024 |  | 2025 |  | 2026 |  | 2027 |  | 2028 |  | 2029 |  | 2030 |  | 2031 |  | Data Submitter Comments | NERC Response
Net Energy for Load - Year 2-10 Forecast | 2023-2031 | GWh | [6 empty] | 434006.1603 |  | 444425.8147 |  | 450675.8648 |  | 457853.9767 |  | 464902.5388 |  | 472950.0009 |  | 478510.2935 |  | 485142.9766 |  | 491642
PEAK HOUR DEMAND - MONTHLY | Year(s) | Unit | JAN (W) |  | FEB (W) |  | MAR |  | APR |  | MAY |  | JUN (S) |  | JUL (S) |  | AUG (S) |  | SEP (S) |  | OCT |  | NOV |  | DEC (W) |  | Data Submitter Comments | NERC Response
Peak Hour Demand - Prior Year Actual | 2020 | MW | 49072.1973 |  | 56127.6102 |  | 52833.4707 |  | 55291.6984 |  | 64410.804 |  | 68146.2887 |  | 74344.0699 |  | 74375.8462 |  | 64834.9062 |  | 63064.2233 |  | 49020.3408 |  | 55916.1918
Peak Hour Demand - Reporting Year Actual | 2021 | MW | 58606.3472 |  | 69811.9544
Peak Hour Demand - Reporting Year Forecast | 2021 | MW | 60073.618 |  | 59379.5635 |  | 52441.172 |  | 55039.2105 |  | 64642.1288 |  | 72561.6492 |  | 74153.2488 |  | 77143.6379 |  | 71101.2616 |  | 62681.5994 |  | 54160.5751 |  | 59500.1777
Peak Hour Demand Year 1 Forecast | 2022 | MW | 62000.5315 |  | 61252.4653 |  | 53958.3158 |  | 56426.0812 |  | 66042.5285 |  | 74081.9154 |  | 75677.3535 |  | 78665.2515 |  | 72631.626 |  | 64306.1332 |  | 55923.4872 |  | 61653.7317
Peak Hour Demand - Year 2 Forecast | 2023 | MW | 64472.0935 |  | 63671.2346
DEMAND - SEASONAL | Year(s) | Unit | 2020 (S) | 2021 (S) | 2022 (S) | 2023 (S) | 2024 (S) | 2025 (S) | 2026 (S) | 2027 (S) | 2028 (S) | 2029 (S) | 2030 (S) | 2031 (S) | 2020-21 (W) | 2021-22 (W) | 2022-23 (W) | 2023-24 (W) | 2024-25 (W) | 2025-26 (W) | 2026-27 (W) | 2027-28 (W) | 2028-29 (W) | 2029-30 (W) | 2030-31 (W) | 2031-32 (W) | Data Submitter Comments | NERC Response
Peak Hour Demand - Year 2-10 Forecast | 2023-2031 | MW |  |  |  | 80000.2923 | 80907.443 | 81631.6726 | 82354.1323 | 83075.884 | 83781.8352 | 84481.3042 | 85178.6225 | 85861.0061 |  |  |  | 66211.6623 | 67647.9845 | 68952.4274 | 70244.3797 | 71503.3955 | 72742.3773 | 73955.9429 | 75156.4108 | 76316
DEMAND-SIDE MANAGEMENT | Year(s) | Unit | 2020 (S) | 2021 (S) | 2022 (S) | 2023 (S) | 2024 (S) | 2025 (S) | 2026 (S) | 2027 (S) | 2028 (S) | 2029 (S) | 2030 (S) | 2031 (S) | 2020-21 (W) | 2021-22 (W) | 2022-23 (W) | 2023-24 (W) | 2024-25 (W) | 2025-26 (W) | 2026-27 (W) | 2027-28 (W) | 2028-29 (W) | 2029-30 (W) | 2030-31 (W) | 2031-32 (W) | Data Submitter Comments | NERC Response
Energy Efficiency and Conservation | 2021-2031 | MW |  | 2484.4 | 2940.903 | 3396.3669 | 3852.9068 | 4308.3707 | 4763.8347 | 5219.2986 | 5674.7625 | 6130.2264 | 6585.6903 | 7041.1542 |  | 2484.4 | 2940.903 | 3396.3669 | 3852.9068 | 4308.3707 | 4763.8347 | 5219.2986 | 5674.7625 | 6130.2264 | 6585.6903 | 7041.1542
Controllable and Dispatchable Demand Response - Total | 2021-2031 | MW |  | 2032.6 | 2063 | 2032.6 | 2093 | 2093 | 2093 | 2093 | 2093 | 2093 | 2093 | 2093 |  | 2651.5 | 2651.5 | 2651.5 | 2651.5 | 2651.5 | 2651.5 | 2651.5 | 2651.5 | 2651.5 | 2651.5 | 2651.5
Controllable and Dispatchable Demand Response - Available | 2021-2031 | MW |  | 2032.6 | 2032.6 | 2032.6 | 2032.6 | 2032.6 | 2032.6 | 2032.6 | 2032.6 | 2032.6 | 2032.6 | 2032.6 |  | 2651.5 | 2651.5 | 2651.5 | 2651.5 | 2651.5 | 2651.5 | 2651.5 | 2651.5 | 2651.5 | 2651.5 | 2651.5
OTHER DEMAND FACTORS | Year(s) | Unit | 2020 (S) | 2021 (S) | 2022 (S) | 2023 (S) | 2024 (S) | 2025 (S) | 2026 (S) | 2027 (S) | 2028 (S) | 2029 (S) | 2030 (S) | 2031 (S) | 2020-21 (W) | 2021-22 (W) | 2022-23 (W) | 2023-24 (W) | 2024-25 (W) | 2025-26 (W) | 2026-27 (W) | 2027-28 (W) | 2028-29 (W) | 2029-30 (W) | 2030-31 (W) | 2031-32 (W) | Data Submitter Comments | NERC Response
Total Installed BTM Solar PV embedded in load forecast | 2021-2031 | MW |  | 1258.3344 | 1979.3555 | 2840.2457 | 3713.9552 | 4465.7822 | 5024.6509 | 5395.4268 | 5622.7936 | 5755.4389 | 5830.5585 | 5872.3811 |  | 1222.3621 | 1919.2704 | 2768.5048 | 3641.1461 | 4403.13 | 4978.0785 | 5364.5288 | 5603.8464 | 5744.3851 | 5824.2985 | 5868.8959
BTM Solar PV On-Peak Contribution embedded in load forebast | 2021-2031 | MW |  | 453 | 712.568 | 1022.4884 | 1337.0239 | 1607.6816 | 1808.8743 | 1942.3537 | 2024.2057 | 2071.958 | 2099.0011 | 2114.0572 |  | 36.6709 | 57.5781 | 83.0551 | 109.2344 | 132.0939 | 149.3424 | 160.9359 | 168.1154 | 172.3316 | 174.729 | 176.0669
Estimated Diversity | 2021-2031 | MW |  | 1132.4785 | 1131.4201 | 1133.4697 | 1136.2063 | 1135.3193 | 1135.4502 | 1130.5507 | 1131.663 | 1133.0105 | 1135.0903 | 1140.3626 |  | 6366.2439 | 6291.7629 | 6436.6965 | 6454.8795 | 6486.4581 | 6516.154 | 6544.9078 | 6567.9818 | 6593.789 | 6614.3317 | 6639.7566
Standby Load Under Contract | 2021-2031 | MW |  | 0 | 0 | 0 | 0 | 0 | 0 | 0 | 0 | 0 | 0 | 0 |  | 0 | 0 | 0 | 0 | 0 | 0 | 0 | 0 | 0 | 0 | 0
REFERENCE MARGIN LEVEL | Year(s) | Unit | 2020 (S) | 2021 (S) | 2022 (S) | 2023 (S) | 2024 (S) | 2025 (S) | 2026 (S) | 2027 (S) | 2028 (S) | 2029 (S) | 2030 (S) | 2031 (S) | 2020-21 (W) | 2021-22 (W) | 2022-23 (W) | 2023-24 (W) | 2024-25 (W) | 2025-26 (W) | 2026-27 (W) | 2027-28 (W) | 2028-29 (W) | 2029-30 (W) | 2030-31 (W) | 2031-32 (W) | Data Submitter Comments | NERC Response
Reference Margin Level | 2020-2031 | Decimal |  | 0.1375 | 0.1375 | 0.1375 | 0.1375 | 0.1375 | 0.1375 | 0.1375 | 0.1375 | 0.1375 | 0.1375 | 0.1375 |  | 0.1375 | 0.1375 | 0.1375 | 0.1375 | 0.1375 | 0.1375 | 0.1375 | 0.1375 | 0.1375 | 0.1375 | 0.1375

## Form B
GENERATING UNIT INFORMATION | [18 empty] | SUMMER - CERTAIN | [10 empty] | WINTER - CERTAIN | [10 empty] | SUMMER - OTHER | [10 empty] | WINTER - OTHER | [10 empty] | COMMENTS
Status | Country | Region | NERC Unit ID | Plant Code | Generator ID - 1 | Generator ID - 2 | Plant Name - 1 | Plant Name - 2 | Plant Name - 3 | Prime Mover | Energy Source - 1 | Energy Source - 2 | Generation Type | Initial Operating Month-Year | Confirmed Retirement Month-Year | Nameplate Capacity | Summer Capacity | Winter Capacity | 2021 | 2022 | 2023 | 2024 | 2025 | 2026 | 2027 | 2028 | 2029 | 2030 | 2031 | 2021-22 | 2022-23 | 2023-24 | 2024-25 | 2025-26 | 2026-27 | 2027-28 | 2028-29 | 2029-30 | 2030-31 | 2031-32 | 2021 | 2022 | 2023 | 2024 | 2025 | 2026 | 2027 | 2028 | 2029 | 2030 | 2031 | 2021-22 | 2022-23 | 2023-24 | 2024-25 | 2025-26 | 2026-27 | 2027-28 | 2028-29 | 2029-30 | 2030-31 | 2031-32 | Data Submitter Comments | NERC Response
Existing | US | Texas RE | 1360646 | 6145 | CPSES_UNIT1 | 1 | Comanche Peak | COMANCHE PEAK U1 | 0 | ST | NUC | 0 | Nuclear | 1990 |  | 1269 | 1205 | 1235 | 1205 | 1205 | 1205 | 1205 | 1205 | 1205 | 1205 | 1205 | 1205 | 1205 | 1205 | 1235 | 1235 | 1235 | 1235 | 1235 | 1235 | 1235 | 1235 | 1235 | 1235 | 1235 | 0 | 0 | 0 | 0 | 0 | 0 | 0 | 0 | 0 | 0 | 0 | 0 | 0 | 0 | 0 | 0 | 0 | 0 | 0 | 0 | 0 | 0
Existing | US | Texas RE | 1542502 | 6145 | CPSES_UNIT2 | 2 | Comanche Peak | COMANCHE PEAK U2 | 0 | ST | NUC | 0 | Nuclear | 1993 |  | 1269 | 1195 | 1225 | 1195 | 1195 | 1195 | 1195 | 1195 | 1195 | 1195 | 1195 | 1195 | 1195 | 1195 | 1225 | 1225 | 1225 | 1225 | 1225 | 1225 | 1225 | 1225 | 1225 | 1225 | 1225 | 0 | 0 | 0 | 0 | 0 | 0 | 0 | 0 | 0 | 0 | 0 | 0 | 0 | 0 | 0 | 0 | 0 | 0 | 0 | 0 | 0 | 0
Existing | US | Texas RE | 1610768 | 6251 | STP_STP_G1 | 1 | South Texas Project | SOUTH TEXAS U1 | 0 | ST | NUC | 0 | Nuclear | 1988 |  | 1365 | 1293.2 | 1353.2 | 1293.2 | 1293.2 | 1293.2 | 1293.2 | 1293.2 | 1293.2 | 1293.2 | 1293.2 | 1293.2 | 1293.2 | 1293.2 | 1353.2 | 1353.2 | 1353.2 | 1353.2 | 1353.2 | 1353.2 | 1353.2 | 1353.2 | 1353.2 | 1353.2 | 1353.2 | 0 | 0 | 0 | 0 | 0 | 0 | 0 | 0 | 0 | 0 | 0 | 0 | 0 | 0 | 0 | 0 | 0 | 0 | 0 | 0 | 0 | 0 | upgrade/repower project in queue
Existing | US | Texas RE | 1441793 | 6251 | STP_STP_G2 | 2 | South Texas Project | SOUTH TEXAS U2 | 0 | ST | NUC | 0 | Nuclear | 1989 |  | 1365 | 1280 | 1340 | 1280 | 1280 | 1280 | 1280 | 1280 | 1280 | 1280 | 1280 | 1280 | 1280 | 1280 | 1340 | 1340 | 1340 | 1340 | 1340 | 1340 | 1340 | 1340 | 1340 | 1340 | 1340 | 0 | 0 | 0 | 0 | 0 | 0 | 0 | 0 | 0 | 0 | 0 | 0 | 0 | 0 | 0 | 0 | 0 | 0 | 0 | 0 | 0 | 0
Existing | US | Texas RE | 1400011 | 6178 | COLETO_COLETOG1 | 1 | Coleto Creek | COLETO CREEK | 0 | ST | SUB | 0 | Coal | 1980 |  | 660 | 655 | 655 | 655 | 655 | 655 | 655 | 655 | 655 | 655 | 655 | 655 | 655 | 655 | 655 | 655 | 655 | 655 | 655 | 655 | 655 | 655 | 655 | 655 | 655 | 0 | 0 | 0 | 0 | 0 | 0 | 0 | 0 | 0 | 0 | 0 | 0 | 0 | 0 | 0 | 0 | 0 | 0 | 0 | 0 | 0 | 0
Existing | US | Texas RE | 1171974 | 6179 | FPPYD1_FPP_G1 | 1 | Fayette Power Project | FAYETTE POWER U1 | 0 | ST | SUB | 0 | Coal | 1979 |  | 615 | 604 | 603 | 604 | 604 | 604 | 604 | 604 | 604 | 604 | 604 | 604 | 604 | 604 | 603 | 603 | 603 | 603 | 603 | 603 | 603 | 603 | 603 | 603 | 603 | 0 | 0 | 0 | 0 | 0 | 0 | 0 | 0 | 0 | 0 | 0 | 0 | 0 | 0 | 0 | 0 | 0 | 0 | 0 | 0 | 0 | 0
Existing | US | Texas RE | 1432147 | 6179 | FPPYD1_FPP_G2 | 2 | Fayette Power Project | FAYETTE POWER U2 | 0 | ST | SUB | 0 | Coal | 1980 |  | 615 | 599 | 605 | 599 | 599 | 599 | 599 | 599 | 599 | 599 | 599 | 599 | 599 | 599 | 605 | 605 | 605 | 605 | 605 | 605 | 605 | 605 | 605 | 605 | 605 | 0 | 0 | 0 | 0 | 0 | 0 | 0 | 0 | 0 | 0 | 0 | 0 | 0 | 0 | 0 | 0 | 0 | 0 | 0 | 0 | 0 | 0
Existing | US | Texas RE | 1056955 | 6179 | FPPYD2_FPP_G3 | 3 | Fayette Power Project | FAYETTE POWER U3 | 0 | ST | SUB | 0 | Coal | 1988 |  | 460 | 437 | 449 | 437 | 437 | 437 | 437 | 437 | 437 | 437 | 437 | 437 | 437 | 437 | 449 | 449 | 449 | 449 | 449 | 449 | 449 | 449 | 449 | 449 | 449 | 0 | 0 | 0 | 0 | 0 | 0 | 0 | 0 | 0 | 0 | 0 | 0 | 0 | 0 | 0 | 0 | 0 | 0 | 0 | 0 | 0 | 0
Existing | US | Texas RE | 1651250 | 7097 | CALAVERS_JKS1 | 1 | J K Spruce | J K SPRUCE U1 | 0 | ST | SUB | 0 | Coal | 1992 |  | 560 | 560 | 560 | 560 | 560 | 560 | 560 | 560 | 560 | 560 | 560 | 560 | 560 | 560 | 560 | 560 | 560 | 560 | 560 | 560 | 560 | 560 | 560 | 560 | 560 | 0 | 0 | 0 | 0 | 0 | 0 | 0 | 0 | 0 | 0 | 0 | 0 | 0 | 0 | 0 | 0 | 0 | 0 | 0 | 0 | 0 | 0
Existing | US | Texas RE | 1566399 | 7097 | CALAVERS_JKS2 | 2 | J K Spruce | J K SPRUCE U2 | 0 | ST | SUB | 0 | Coal | 2010 |  | 876 | 785 | 785 | 785 | 785 | 785 | 785 | 785 | 785 | 785 | 785 | 785 | 785 | 785 | 785 | 785 | 785 | 785 | 785 | 785 | 785 | 785 | 785 | 785 | 785 | 0 | 0 | 0 | 0 | 0 | 0 | 0 | 0 | 0 | 0 | 0 | 0 | 0 | 0 | 0 | 0 | 0 | 0 | 0 | 0 | 0 | 0
Existing | US | Texas RE | 1325509 | 298 | LEG_LEG_G1 | 1 | Limestone | LIMESTONE U1 | 0 | ST | LIG | 0 | Coal | 1985 |  | 893 | 824 | 824 | 824 | 824 | 824 | 824 | 824 | 824 | 824 | 824 | 824 | 824 | 824 | 824 | 824 | 824 | 824 | 824 | 824 | 824 | 824 | 824 | 824 | 824 | 0 | 0 | 0 | 0 | 0 | 0 | 0 | 0 | 0 | 0 | 0 | 0 | 0 | 0 | 0 | 0 | 0 | 0 | 0 | 0 | 0 | 0
Existing | US | Texas RE | 1380445 | 298 | LEG_LEG_G2 | 2 | Limestone | LIMESTONE U2 | 0 | ST | LIG | 0 | Coal | 1986 |  | 956.8 | 836 | 836 | 836 | 836 | 836 | 836 | 836 | 836 | 836 | 836 | 836 | 836 | 836 | 836 | 836 | 836 | 836 | 836 | 836 | 836 | 836 | 836 | 836 | 836 | 0 | 0 | 0 | 0 | 0 | 0 | 0 | 0 | 0 | 0 | 0 | 0 | 0 | 0 | 0 | 0 | 0 | 0 | 0 | 0 | 0 | 0
Existing | US | Texas RE | 1705645 | 6146 | MLSES_UNIT1 | 1 | Martin Lake | MARTIN LAKE U1 | 0 | ST | LIG | 0 | Coal | 1977 |  | 893 | 800 | 815 | 800 | 800 | 800 | 800 | 800 | 800 | 800 | 800 | 800 | 800 | 800 | 815 | 815 | 815 | 815 | 815 | 815 | 815 | 815 | 815 | 815 | 815 | 0 | 0 | 0 | 0 | 0 | 0 | 0 | 0 | 0 | 0 | 0 | 0 | 0 | 0 | 0 | 0 | 0 | 0 | 0 | 0 | 0 | 0
Existing | US | Texas RE | 1709331 | 6146 | MLSES_UNIT2 | 2 | Martin Lake | MARTIN LAKE U2 | 0 | ST | LIG | 0 | Coal | 1978 |  | 893 | 805 | 820 | 805 | 805 | 805 | 805 | 805 | 805 | 805 | 805 | 805 | 805 | 805 | 820 | 820 | 820 | 820 | 820 | 820 | 820 | 820 | 820 | 820 | 820 | 0 | 0 | 0 | 0 | 0 | 0 | 0 | 0 | 0 | 0 | 0 | 0 | 0 | 0 | 0 | 0 | 0 | 0 | 0 | 0 | 0 | 0
Existing | US | Texas RE | 1417847 | 6146 | MLSES_UNIT3 | 3 | Martin Lake | MARTIN LAKE U3 | 0 | ST | LIG | 0 | Coal | 1979 |  | 893 | 805 | 820 | 805 | 805 | 805 | 805 | 805 | 805 | 805 | 805 | 805 | 805 | 805 | 820 | 820 | 820 | 820 | 820 | 820 | 820 | 820 | 820 | 820 | 820 | 0 | 0 | 0 | 0 | 0 | 0 | 0 | 0 | 0 | 0 | 0 | 0 | 0 | 0 | 0 | 0 | 0 | 0 | 0 | 0 | 0 | 0
Existing | US | Texas RE | 1465896 | 6180 | OGSES_UNIT1A | 1 | Oak Grove | OAK GROVE SES U1 | 0 | ST | LIG | 0 | Coal | 2010 |  | 916.8 | 855 | 855 | 855 | 855 | 855 | 855 | 855 | 855 | 855 | 855 | 855 | 855 | 855 | 855 | 855 | 855 | 855 | 855 | 855 | 855 | 855 | 855 | 855 | 855 | 0 | 0 | 0 | 0 | 0 | 0 | 0 | 0 | 0 | 0 | 0 | 0 | 0 | 0 | 0 | 0 | 0 | 0 | 0 | 0 | 0 | 0
Existing | US | Texas RE | 1142613 | 6180 | OGSES_UNIT2 | 2 | Oak Grove | OAK GROVE SES U2 | 0 | ST | LIG | 0 | Coal | 2011 |  | 916.8 | 855 | 855 | 855 | 855 | 855 | 855 | 855 | 855 | 855 | 855 | 855 | 855 | 855 | 855 | 855 | 855 | 855 | 855 | 855 | 855 | 855 | 855 | 855 | 855 | 0 | 0 | 0 | 0 | 0 | 0 | 0 | 0 | 0 | 0 | 0 | 0 | 0 | 0 | 0 | 0 | 0 | 0 | 0 | 0 | 0 | 0
Existing | US | Texas RE | 1868674 | 6183 | SANMIGL_G1 | 1 | San Miguel | SAN MIGUEL U1 | 0 | ST | LIG | 0 | Coal | 1982 |  | 430 | 391 | 391 | 391 | 391 | 391 | 391 | 391 | 391 | 391 | 391 | 391 | 391 | 391 | 391 | 391 | 391 | 391 | 391 | 391 | 391 | 391 | 391 | 391 | 391 | 0 | 0 | 0 | 0 | 0 | 0 | 0 | 0 | 0 | 0 | 0 | 0 | 0 | 0 | 0 | 0 | 0 | 0 | 0 | 0 | 0 | 0
Existing | US | Texas RE | 1565323 | 56611 | SCES_UNIT1 | S01 | Sandy Creek Energy Station | SANDY CREEK U1 | 0 | ST | SUB | 0 | Coal | 2013 |  | 1008 | 932.6 | 932.6 | 932.6 | 932.6 | 932.6 | 932.6 | 932.6 | 932.6 | 932.6 | 932.6 | 932.6 | 932.6 | 932.6 | 932.6 | 932.6 | 932.6 | 932.6 | 932.6 | 932.6 | 932.6 | 932.6 | 932.6 | 932.6 | 932.6 | 0 | 0 | 0 | 0 | 0 | 0 | 0 | 0 | 0 | 0 | 0 | 0 | 0 | 0 | 0 | 0 | 0 | 0 | 0 | 0 | 0 | 0
Existing | US | Texas RE | 1721228 | 7030 | TNP_ONE_TNP_O_1 | 1 | Twin Oaks Power One | TWIN OAKS U1 | 0 | ST | LIG | 0 | Coal | 1990 |  | 174.6 | 155 | 155 | 155 | 155 | 155 | 155 | 155 | 155 | 155 | 155 | 155 | 155 | 155 | 155 | 155 | 155 | 155 | 155 | 155 | 155 | 155 | 155 | 155 | 155 | 0 | 0 | 0 | 0 | 0 | 0 | 0 | 0 | 0 | 0 | 0 | 0 | 0 | 0 | 0 | 0 | 0 | 0 | 0 | 0 | 0 | 0
Existing | US | Texas RE | 1221386 | 7030 | TNP_ONE_TNP_O_2 | 2 | Twin Oaks Power One | TWIN OAKS U2 | 0 | ST | LIG | 0 | Coal | 1991 |  | 174.6 | 155 | 155 | 155 | 155 | 155 | 155 | 155 | 155 | 155 | 155 | 155 | 155 | 155 | 155 | 155 | 155 | 155 | 155 | 155 | 155 | 155 | 155 | 155 | 155 | 0 | 0 | 0 | 0 | 0 | 0 | 0 | 0 | 0 | 0 | 0 | 0 | 0 | 0 | 0 | 0 | 0 | 0 | 0 | 0 | 0 | 0
Existing | US | Texas RE | 1094448 | 3470 | WAP_WAP_G5 | 5 | W A Parish | W A PARISH U5 | 0 | ST | BIT | 0 | Coal | 1977 |  | 734.1 | 664 | 664 | 664 | 664 | 664 | 664 | 664 | 664 | 664 | 664 | 664 | 664 | 664 | 664 | 664 | 664 | 664 | 664 | 664 | 664 | 664 | 664 | 664 | 664 | 0 | 0 | 0 | 0 | 0 | 0 | 0 | 0 | 0 | 0 | 0 | 0 | 0 | 0 | 0 | 0 | 0 | 0 | 0 | 0 | 0 | 0
Existing | US | Texas RE | 1508435 | 3470 | WAP_WAP_G6 | 6 | W A Parish | W A PARISH U6 | 0 | ST | BIT | 0 | Coal | 1978 |  | 734.1 | 663 | 663 | 663 | 663 | 663 | 663 | 663 | 663 | 663 | 663 | 663 | 663 | 663 | 663 | 663 | 663 | 663 | 663 | 663 | 663 | 663 | 663 | 663 | 663 | 0 | 0 | 0 | 0 | 0 | 0 | 0 | 0 | 0 | 0 | 0 | 0 | 0 | 0 | 0 | 0 | 0 | 0 | 0 | 0 | 0 | 0
Existing | US | Texas RE | 1624497 | 3470 | WAP_WAP_G7 | 7 | W A Parish | W A PARISH U7 | 0 | ST | BIT | 0 | Coal | 1980 |  | 614.6 | 577 | 577 | 577 | 577 | 577 | 577 | 577 | 577 | 577 | 577 | 577 | 577 | 577 | 577 | 577 | 577 | 577 | 577 | 577 | 577 | 577 | 577 | 577 | 577 | 0 | 0 | 0 | 0 | 0 | 0 | 0 | 0 | 0 | 0 | 0 | 0 | 0 | 0 | 0 | 0 | 0 | 0 | 0 | 0 | 0 | 0
Existing | US | Texas RE | 1609959 | 3470 | WAP_WAP_G8 | 8 | W A Parish | W A PARISH U8 | 0 | ST | BIT | 0 | Coal | 1982 |  | 653.99 | 610 | 610 | 610 | 610 | 610 | 610 | 610 | 610 | 610 | 610 | 610 | 610 | 610 | 610 | 610 | 610 | 610 | 610 | 610 | 610 | 610 | 610 | 610 | 610 | 0 | 0 | 0 | 0 | 0 | 0 | 0 | 0 | 0 | 0 | 0 | 0 | 0 | 0 | 0 | 0 | 0 | 0 | 0 | 0 | 0 | 0
Existing | US | Texas RE | 1328347 | 7512 | BRAUNIG_AVR1_CT1 | 1 | Arthur Von Rosenberg | ARTHUR VON ROSENBERG 1 CTG 1 | 0 | CT | NG | 0 | Natural Gas and Other Gases | 2000 |  | 195 | 164 | 169 | 164 | 164 | 164 | 164 | 164 | 164 | 164 | 164 | 164 | 164 | 164 | 169 | 169 | 169 | 169 | 169 | 169 | 169 | 169 | 169 | 169 | 169 | 0 | 0 | 0 | 0 | 0 | 0 | 0 | 0 | 0 | 0 | 0 | 0 | 0 | 0 | 0 | 0 | 0 | 0 | 0 | 0 | 0 | 0
Existing | US | Texas RE | 1852949 | 7512 | BRAUNIG_AVR1_CT2 | 2 | Arthur Von Rosenberg | ARTHUR VON ROSENBERG 1 CTG 2 | 0 | CT | NG | 0 | Natural Gas and Other Gases | 2000 |  | 195 | 164 | 169 | 164 | 164 | 164 | 164 | 164 | 164 | 164 | 164 | 164 | 164 | 164 | 169 | 169 | 169 | 169 | 169 | 169 | 169 | 169 | 169 | 169 | 169 | 0 | 0 | 0 | 0 | 0 | 0 | 0 | 0 | 0 | 0 | 0 | 0 | 0 | 0 | 0 | 0 | 0 | 0 | 0 | 0 | 0 | 0
Existing | US | Texas RE | 1494657 | 7512 | BRAUNIG_AVR1_ST | 3 | Arthur Von Rosenberg | ARTHUR VON ROSENBERG 1 STG | 0 | CA | NG | 0 | Natural Gas and Other Gases | 2000 |  | 223 | 190 | 190 | 190 | 190 | 190 | 190 | 190 | 190 | 190 | 190 | 190 | 190 | 190 | 190 | 190 | 190 | 190 | 190 | 190 | 190 | 190 | 190 | 190 | 190 | 0 | 0 | 0 | 0 | 0 | 0 | 0 | 0 | 0 | 0 | 0 | 0 | 0 | 0 | 0 | 0 | 0 | 0 | 0 | 0 | 0 | 0
Existing | US | Texas RE | 1082924 | 3561 | ATKINS_ATKINSG7 | 7 | Bryan (TX) | ATKINS CTG 7 | 0 | CT | NG | 0 | Natural Gas and Other Gases | 1973 |  | 21 | 18 | 20 | 18 | 18 | 18 | 18 | 18 | 18 | 18 | 18 | 18 | 18 | 18 | 20 | 20 | 20 | 20 | 20 | 20 | 20 | 20 | 20 | 20 | 20 | 0 | 0 | 0 | 0 | 0 | 0 | 0 | 0 | 0 | 0 | 0 | 0 | 0 | 0 | 0 | 0 | 0 | 0 | 0 | 0 | 0 | 0
Existing | US | Texas RE | 1722011 | 4939 | B_DAVIS_B_DAVIG3 | 3 | Barney M Davis | BARNEY M DAVIS CTG 3 | 0 | CT | NG | 0 | Natural Gas and Other Gases | 2010 |  | 189.55 | 157 | 165 | 157 | 157 | 157 | 157 | 157 | 157 | 157 | 157 | 157 | 157 | 157 | 165 | 165 | 165 | 165 | 165 | 165 | 165 | 165 | 165 | 165 | 165 | 0 | 0 | 0 | 0 | 0 | 0 | 0 | 0 | 0 | 0 | 0 | 0 | 0 | 0 | 0 | 0 | 0 | 0 | 0 | 0 | 0 | 0 | upgrade/repower project in queue
Existing | US | Texas RE | 1039999 | 4939 | B_DAVIS_B_DAVIG4 | 4 | Barney M Davis | BARNEY M DAVIS CTG 4 | 0 | CT | NG | 0 | Natural Gas and Other Gases | 2010 |  | 189.55 | 157 | 165 | 157 | 157 | 157 | 157 | 157 | 157 | 157 | 157 | 157 | 157 | 157 | 165 | 165 | 165 | 165 | 165 | 165 | 165 | 165 | 165 | 165 | 165 | 0 | 0 | 0 | 0 | 0 | 0 | 0 | 0 | 0 | 0 | 0 | 0 | 0 | 0 | 0 | 0 | 0 | 0 | 0 | 0 | 0 | 0 | upgrade/repower project in queue
Existing | US | Texas RE | 1377031 | 4939 | B_DAVIS_B_DAVIG1 | 1 | Barney M Davis | BARNEY M DAVIS STG 1 | 0 | ST | NG | 0 | Natural Gas and Other Gases | 1974 |  | 352.8 | 300 | 330 | 300 | 300 | 300 | 300 | 300 | 300 | 300 | 300 | 300 | 300 | 300 | 330 | 330 | 330 | 330 | 330 | 330 | 330 | 330 | 330 | 330 | 330 | 0 | 0 | 0 | 0 | 0 | 0 | 0 | 0 | 0 | 0 | 0 | 0 | 0 | 0 | 0 | 0 | 0 | 0 | 0 | 0 | 0 | 0 | upgrade/repower project in queue
Existing | US | Texas RE | 1929079 | 4939 | B_DAVIS_B_DAVIG2 | 2 | Barney M Davis | BARNEY M DAVIS STG 2 | 0 | CA | NG | 0 | Natural Gas and Other Gases | 1976 |  | 351 | 319 | 325 | 319 | 319 | 319 | 319 | 319 | 319 | 319 | 319 | 319 | 319 | 319 | 325 | 325 | 325 | 325 | 325 | 325 | 325 | 325 | 325 | 325 | 325 | 0 | 0 | 0 | 0 | 0 | 0 | 0 | 0 | 0 | 0 | 0 | 0 | 0 | 0 | 0 | 0 | 0 | 0 | 0 | 0 | 0 | 0 | upgrade/repower project in queue
Existing | US | Texas RE | 1493455 | 55168 | BASTEN_GTG1100 | 1 | Bastrop Energy Center | BASTROP ENERGY CENTER CTG 1 | 0 | CT | NG | 0 | Natural Gas and Other Gases | 2002 |  | 188 | 150 | 167 | 150 | 150 | 150 | 150 | 150 | 150 | 150 | 150 | 150 | 150 | 150 | 167 | 167 | 167 | 167 | 167 | 167 | 167 | 167 | 167 | 167 | 167 | 0 | 0 | 0 | 0 | 0 | 0 | 0 | 0 | 0 | 0 | 0 | 0 | 0 | 0 | 0 | 0 | 0 | 0 | 0 | 0 | 0 | 0
Existing | US | Texas RE | 1978169 | 55168 | BASTEN_GTG2100 | 2 | Bastrop Energy Center | BASTROP ENERGY CENTER CTG 2 | 0 | CT | NG | 0 | Natural Gas and Other Gases | 2002 |  | 188 | 150 | 167 | 150 | 150 | 150 | 150 | 150 | 150 | 150 | 150 | 150 | 150 | 150 | 167 | 167 | 167 | 167 | 167 | 167 | 167 | 167 | 167 | 167 | 167 | 0 | 0 | 0 | 0 | 0 | 0 | 0 | 0 | 0 | 0 | 0 | 0 | 0 | 0 | 0 | 0 | 0 | 0 | 0 | 0 | 0 | 0
Existing | US | Texas RE | 1694863 | 55168 | BASTEN_ST0100 | 3 | Bastrop Energy Center | BASTROP ENERGY CENTER STG | 0 | CA | NG | 0 | Natural Gas and Other Gases | 2002 |  | 242 | 233 | 234 | 233 | 233 | 233 | 233 | 233 | 233 | 233 | 233 | 233 | 233 | 233 | 234 | 234 | 234 | 234 | 234 | 234 | 234 | 234 | 234 | 234 | 234 | 0 | 0 | 0 | 0 | 0 | 0 | 0 | 0 | 0 | 0 | 0 | 0 | 0 | 0 | 0 | 0 | 0 | 0 | 0 | 0 | 0 | 0
Existing | US | Texas RE | 1373838 | 55172 | BOSQUESW_BSQSU_1 | GT-1 | Bosque County Peaking | BOSQUE ENERGY CENTER CTG 1 | 0 | CT | NG | 0 | Natural Gas and Other Gases | 2000 |  | 188.7 | 143 | 170.9 | 143 | 143 | 143 | 143 | 143 | 143 | 143 | 143 | 143 | 143 | 143 | 170.9 | 170.9 | 170.9 | 170.9 | 170.9 | 170.9 | 170.9 | 170.9 | 170.9 | 170.9 | 170.9 | 0 | 0 | 0 | 0 | 0 | 0 | 0 | 0 | 0 | 0 | 0 | 0 | 0 | 0 | 0 | 0 | 0 | 0 | 0 | 0 | 0 | 0
Existing | US | Texas RE | 1922993 | 55172 | BOSQUESW_BSQSU_2 | GT-2 | Bosque County Peaking | BOSQUE ENERGY CENTER CTG 2 | 0 | CT | NG | 0 | Natural Gas and Other Gases | 2000 |  | 188.7 | 143 | 170.9 | 143 | 143 | 143 | 143 | 143 | 143 | 143 | 143 | 143 | 143 | 143 | 170.9 | 170.9 | 170.9 | 170.9 | 170.9 | 170.9 | 170.9 | 170.9 | 170.9 | 170.9 | 170.9 | 0 | 0 | 0 | 0 | 0 | 0 | 0 | 0 | 0 | 0 | 0 | 0 | 0 | 0 | 0 | 0 | 0 | 0 | 0 | 0 | 0 | 0
Existing | US | Texas RE | 1567315 | 55172 | BOSQUESW_BSQSU_3 | GT-3 | Bosque County Peaking | BOSQUE ENERGY CENTER CTG 3 | 0 | CT | NG | 0 | Natural Gas and Other Gases | 2001 |  | 188.7 | 145 | 168.5 | 145 | 145 | 145 | 145 | 145 | 145 | 145 | 145 | 145 | 145 | 145 | 168.5 | 168.5 | 168.5 | 168.5 | 168.5 | 168.5 | 168.5 | 168.5 | 168.5 | 168.5 | 168.5 | 0 | 0 | 0 | 0 | 0 | 0 | 0 | 0 | 0 | 0 | 0 | 0 | 0 | 0 | 0 | 0 | 0 | 0 | 0 | 0 | 0 | 0
Existing | US | Texas RE | 1275604 | 55172 | BOSQUESW_BSQSU_4 | ST-4 | Bosque County Peaking | BOSQUE ENERGY CENTER STG 4 | 0 | CA | NG | 0 | Natural Gas and Other Gases | 2001 |  | 94.95 | 79.5 | 85.2 | 79.5 | 79.5 | 79.5 | 79.5 | 79.5 | 79.5 | 79.5 | 79.5 | 79.5 | 79.5 | 79.5 | 85.2 | 85.2 | 85.2 | 85.2 | 85.2 | 85.2 | 85.2 | 85.2 | 85.2 | 85.2 | 85.2 | 0 | 0 | 0 | 0 | 0 | 0 | 0 | 0 | 0 | 0 | 0 | 0 | 0 | 0 | 0 | 0 | 0 | 0 | 0 | 0 | 0 | 0
Existing | US | Texas RE | 1478200 | 55172 | BOSQUESW_BSQSU_5 | ST-5 | Bosque County Peaking | BOSQUE ENERGY CENTER STG 5 | 0 | CA | NG | 0 | Natural Gas and Other Gases | 2009 |  | 254.15 | 213.5 | 226.7 | 213.5 | 213.5 | 213.5 | 213.5 | 213.5 | 213.5 | 213.5 | 213.5 | 213.5 | 213.5 | 213.5 | 226.7 | 226.7 | 226.7 | 226.7 | 226.7 | 226.7 | 226.7 | 226.7 | 226.7 | 226.7 | 226.7 | 0 | 0 | 0 | 0 | 0 | 0 | 0 | 0 | 0 | 0 | 0 | 0 | 0 | 0 | 0 | 0 | 0 | 0 | 0 | 0 | 0 | 0
Existing | US | Texas RE | 1470622 | 55357 | BVE_UNIT1 | CTG1 | Brazos Valley Generating Facility | BRAZOS VALLEY CTG 1 | 0 | CT | NG | 0 | Natural Gas and Other Gases | 2003 |  | 198.9 | 149.7 | 168 | 149.7 | 149.7 | 149.7 | 149.7 | 149.7 | 149.7 | 149.7 | 149.7 | 149.7 | 149.7 | 149.7 | 168 | 168 | 168 | 168 | 168 | 168 | 168 | 168 | 168 | 168 | 168 | 0 | 0 | 0 | 0 | 0 | 0 | 0 | 0 | 0 | 0 | 0 | 0 | 0 | 0 | 0 | 0 | 0 | 0 | 0 | 0 | 0 | 0
Existing | US | Texas RE | 1697058 | 55357 | BVE_UNIT2 | CTG2 | Brazos Valley Generating Facility | BRAZOS VALLEY CTG 2 | 0 | CT | NG | 0 | Natural Gas and Other Gases | 2003 |  | 198.9 | 149.7 | 168 | 149.7 | 149.7 | 149.7 | 149.7 | 149.7 | 149.7 | 149.7 | 149.7 | 149.7 | 149.7 | 149.7 | 168 | 168 | 168 | 168 | 168 | 168 | 168 | 168 | 168 | 168 | 168 | 0 | 0 | 0 | 0 | 0 | 0 | 0 | 0 | 0 | 0 | 0 | 0 | 0 | 0 | 0 | 0 | 0 | 0 | 0 | 0 | 0 | 0
Existing | US | Texas RE | 1587024 | 55357 | BVE_UNIT3 | STG1 | Brazos Valley Generating Facility | BRAZOS VALLEY STG 3 | 0 | CA | NG | 0 | Natural Gas and Other Gases | 2003 |  | 275.57 | 257.9 | 270 | 257.9 | 257.9 | 257.9 | 257.9 | 257.9 | 257.9 | 257.9 | 257.9 | 257.9 | 257.9 | 257.9 | 270 | 270 | 270 | 270 | 270 | 270 | 270 | 270 | 270 | 270 | 270 | 0 | 0 | 0 | 0 | 0 | 0 | 0 | 0 | 0 | 0 | 0 | 0 | 0 | 0 | 0 | 0 | 0 | 0 | 0 | 0 | 0 | 0
Existing | US | Texas RE | 1135120 | 52176 | FLCNS_UNIT1 | GEN1 | C R Wing Cogen Plant | CALENERGY-FALCON SEABOARD CTG 1 | 0 | CT | NG | 0 | Natural Gas and Other Gases | 1987 |  | 77.54 | 75 | 77.5 | 75 | 75 | 75 | 75 | 75 | 75 | 75 | 75 | 75 | 75 | 75 | 77.5 | 77.5 | 77.5 | 77.5 | 77.5 | 77.5 | 77.5 | 77.5 | 77.5 | 77.5 | 77.5 | 0 | 0 | 0 | 0 | 0 | 0 | 0 | 0 | 0 | 0 | 0 | 0 | 0 | 0 | 0 | 0 | 0 | 0 | 0 | 0 | 0 | 0
Existing | US | Texas RE | 1805923 | 52176 | FLCNS_UNIT2 | GEN2 | C R Wing Cogen Plant | CALENERGY-FALCON SEABOARD CTG 2 | 0 | CT | NG | 0 | Natural Gas and Other Gases | 1987 |  | 77.54 | 75 | 77.5 | 75 | 75 | 75 | 75 | 75 | 75 | 75 | 75 | 75 | 75 | 75 | 77.5 | 77.5 | 77.5 | 77.5 | 77.5 | 77.5 | 77.5 | 77.5 | 77.5 | 77.5 | 77.5 | 0 | 0 | 0 | 0 | 0 | 0 | 0 | 0 | 0 | 0 | 0 | 0 | 0 | 0 | 0 | 0 | 0 | 0 | 0 | 0 | 0 | 0
Existing | US | Texas RE | 1656490 | 52176 | FLCNS_UNIT3 | GEN3 | C R Wing Cogen Plant | CALENERGY-FALCON SEABOARD STG 3 | 0 | CA | NG | 0 | Natural Gas and Other Gases | 1988 |  | 75 | 70 | 74 | 70 | 70 | 70 | 70 | 70 | 70 | 70 | 70 | 70 | 70 | 70 | 74 | 74 | 74 | 74 | 74 | 74 | 74 | 74 | 74 | 74 | 74 | 0 | 0 | 0 | 0 | 0 | 0 | 0 | 0 | 0 | 0 | 0 | 0 | 0 | 0 | 0 | 0 | 0 | 0 | 0 | 0 | 0 | 0
Existing | US | Texas RE |  | 60459 | CALHOUN_UNIT1 |  | Port Comfort Power LLC | CALHOUN (PORT COMFORT) CTG 1 | 0 | GT | NG | 0 | Natural Gas and Other Gases | 2017 |  | 60.5 | 44 | 49.8 | 44 | 44 | 44 | 44 | 44 | 44 | 44 | 44 | 44 | 44 | 44 | 49.8 | 49.8 | 49.8 | 49.8 | 49.8 | 49.8 | 49.8 | 49.8 | 49.8 | 49.8 | 49.8 | 0 | 0 | 0 | 0 | 0 | 0 | 0 | 0 | 0 | 0 | 0 | 0 | 0 | 0 | 0 | 0 | 0 | 0 | 0 | 0 | 0 | 0
Existing | US | Texas RE |  | 60459 | CALHOUN_UNIT2 |  | Port Comfort Power LLC | CALHOUN (PORT COMFORT) CTG 2 | 0 | GT | NG | 0 | Natural Gas and Other Gases | 2017 |  | 60.5 | 44 | 49.8 | 44 | 44 | 44 | 44 | 44 | 44 | 44 | 44 | 44 | 44 | 44 | 49.8 | 49.8 | 49.8 | 49.8 | 49.8 | 49.8 | 49.8 | 49.8 | 49.8 | 49.8 | 49.8 | 0 | 0 | 0 | 0 | 0 | 0 | 0 | 0 | 0 | 0 | 0 | 0 | 0 | 0 | 0 | 0 | 0 | 0 | 0 | 0 | 0 | 0
Existing | US | Texas RE |  | 60460 | CHAMON_CTG_0101 |  | Chamon Power LLC | CASTLEMAN CHAMON CTG 1 | 0 | GT | NG | 0 | Natural Gas and Other Gases | 2017 |  | 60.5 | 44 | 49.8 | 44 | 44 | 44 | 44 | 44 | 44 | 44 | 44 | 44 | 44 | 44 | 49.8 | 49.8 | 49.8 | 49.8 | 49.8 | 49.8 | 49.8 | 49.8 | 49.8 | 49.8 | 49.8 | 0 | 0 | 0 | 0 | 0 | 0 | 0 | 0 | 0 | 0 | 0 | 0 | 0 | 0 | 0 | 0 | 0 | 0 | 0 | 0 | 0 | 0
Existing | US | Texas RE |  | 60460 | CHAMON_CTG_0301 |  | Chamon Power LLC | CASTLEMAN CHAMON CTG 2 | 0 | GT | NG | 0 | Natural Gas and Other Gases | 2017 |  | 60.5 | 44 | 49.8 | 44 | 44 | 44 | 44 | 44 | 44 | 44 | 44 | 44 | 44 | 44 | 49.8 | 49.8 | 49.8 | 49.8 | 49.8 | 49.8 | 49.8 | 49.8 | 49.8 | 49.8 | 49.8 | 0 | 0 | 0 | 0 | 0 | 0 | 0 | 0 | 0 | 0 | 0 | 0 | 0 | 0 | 0 | 0 | 0 | 0 | 0 | 0 | 0 | 0
Existing | US | Texas RE | 1790110 | 56806 | CBY4_CT41 | 41 | Cedar Bayou 4 | CEDAR BAYOU 4 CTG 1 | 0 | CT | NG | 0 | Natural Gas and Other Gases | 2009 |  | 205 | 163 | 173 | 163 | 163 | 163 | 163 | 163 | 163 | 163 | 163 | 163 | 163 | 163 | 173 | 173 | 173 | 173 | 173 | 173 | 173 | 173 | 173 | 173 | 173 | 0 | 0 | 0 | 0 | 0 | 0 | 0 | 0 | 0 | 0 | 0 | 0 | 0 | 0 | 0 | 0 | 0 | 0 | 0 | 0 | 0 | 0
Existing | US | Texas RE | 1523019 | 56806 | CBY4_CT42 | 42 | Cedar Bayou 4 | CEDAR BAYOU 4 CTG 2 | 0 | CT | NG | 0 | Natural Gas and Other Gases | 2009 |  | 205 | 163 | 173 | 163 | 163 | 163 | 163 | 163 | 163 | 163 | 163 | 163 | 163 | 163 | 173 | 173 | 173 | 173 | 173 | 173 | 173 | 173 | 173 | 173 | 173 | 0 | 0 | 0 | 0 | 0 | 0 | 0 | 0 | 0 | 0 | 0 | 0 | 0 | 0 | 0 | 0 | 0 | 0 | 0 | 0 | 0 | 0
Existing | US | Texas RE | 1005872 | 56806 | CBY4_ST04 | 4 | Cedar Bayou 4 | CEDAR BAYOU 4 STG | 0 | CA | NG | 0 | Natural Gas and Other Gases | 2009 |  | 205 | 178 | 186 | 178 | 178 | 178 | 178 | 178 | 178 | 178 | 178 | 178 | 178 | 178 | 186 | 186 | 186 | 186 | 186 | 186 | 186 | 186 | 186 | 186 | 186 | 0 | 0 | 0 | 0 | 0 | 0 | 0 | 0 | 0 | 0 | 0 | 0 | 0 | 0 | 0 | 0 | 0 | 0 | 0 | 0 | 0 | 0
Existing | US | Texas RE | 1801764 | 3460 | CBY_CBY_G1 | 1 | Cedar Bayou | CEDAR BAYOU STG 1 | 0 | ST | NG | 0 | Natural Gas and Other Gases | 1970 |  | 765 | 745 | 745 | 745 | 745 | 745 | 745 | 745 | 745 | 745 | 745 | 745 | 745 | 745 | 745 | 745 | 745 | 745 | 745 | 745 | 745 | 745 | 745 | 745 | 745 | 0 | 0 | 0 | 0 | 0 | 0 | 0 | 0 | 0 | 0 | 0 | 0 | 0 | 0 | 0 | 0 | 0 | 0 | 0 | 0 | 0 | 0
Existing | US | Texas RE | 1516913 | 3460 | CBY_CBY_G2 | 2 | Cedar Bayou | CEDAR BAYOU STG 2 | 0 | ST | NG | 0 | Natural Gas and Other Gases | 1972 |  | 765 | 749 | 749 | 749 | 749 | 749 | 749 | 749 | 749 | 749 | 749 | 749 | 749 | 749 | 749 | 749 | 749 | 749 | 749 | 749 | 749 | 749 | 749 | 749 | 749 | 0 | 0 | 0 | 0 | 0 | 0 | 0 | 0 | 0 | 0 | 0 | 0 | 0 | 0 | 0 | 0 | 0 | 0 | 0 | 0 | 0 | 0
Existing | US | Texas RE | 1641939 | 56350 | CBEC_GT1 | CT1A | Colorado Bend Energy Center | COLORADO BEND ENERGY CENTER CTG 1 | 0 | CT | NG | 0 | Natural Gas and Other Gases | 2007 |  | 86.5 | 79.9 | 85 | 79.9 | 79.9 | 79.9 | 79.9 | 79.9 | 79.9 | 79.9 | 79.9 | 79.9 | 79.9 | 79.9 | 85 | 85 | 85 | 85 | 85 | 85 | 85 | 85 | 85 | 85 | 85 | 0 | 0 | 0 | 0 | 0 | 0 | 0 | 0 | 0 | 0 | 0 | 0 | 0 | 0 | 0 | 0 | 0 | 0 | 0 | 0 | 0 | 0
Existing | US | Texas RE | 1553774 | 56350 | CBEC_GT2 | CT1B | Colorado Bend Energy Center | COLORADO BEND ENERGY CENTER CTG 2 | 0 | CT | NG | 0 | Natural Gas and Other Gases | 2007 |  | 86.5 | 71.9 | 79.1 | 71.9 | 71.9 | 71.9 | 71.9 | 71.9 | 71.9 | 71.9 | 71.9 | 71.9 | 71.9 | 71.9 | 79.1 | 79.1 | 79.1 | 79.1 | 79.1 | 79.1 | 79.1 | 79.1 | 79.1 | 79.1 | 79.1 | 0 | 0 | 0 | 0 | 0 | 0 | 0 | 0 | 0 | 0 | 0 | 0 | 0 | 0 | 0 | 0 | 0 | 0 | 0 | 0 | 0 | 0
Existing | US | Texas RE | 1577696 | 56350 | CBEC_GT3 | CT2A | Colorado Bend Energy Center | COLORADO BEND ENERGY CENTER CTG 3 | 0 | CT | NG | 0 | Natural Gas and Other Gases | 2008 |  | 86.5 | 78.9 | 86.9 | 78.9 | 78.9 | 78.9 | 78.9 | 78.9 | 78.9 | 78.9 | 78.9 | 78.9 | 78.9 | 78.9 | 86.9 | 86.9 | 86.9 | 86.9 | 86.9 | 86.9 | 86.9 | 86.9 | 86.9 | 86.9 | 86.9 | 0 | 0 | 0 | 0 | 0 | 0 | 0 | 0 | 0 | 0 | 0 | 0 | 0 | 0 | 0 | 0 | 0 | 0 | 0 | 0 | 0 | 0
Existing | US | Texas RE | 1441745 | 56350 | CBEC_GT4 | CT2B | Colorado Bend Energy Center | COLORADO BEND ENERGY CENTER CTG 4 | 0 | CT | NG | 0 | Natural Gas and Other Gases | 2008 |  | 86.5 | 72.9 | 81.2 | 72.9 | 72.9 | 72.9 | 72.9 | 72.9 | 72.9 | 72.9 | 72.9 | 72.9 | 72.9 | 72.9 | 81.2 | 81.2 | 81.2 | 81.2 | 81.2 | 81.2 | 81.2 | 81.2 | 81.2 | 81.2 | 81.2 | 0 | 0 | 0 | 0 | 0 | 0 | 0 | 0 | 0 | 0 | 0 | 0 | 0 | 0 | 0 | 0 | 0 | 0 | 0 | 0 | 0 | 0
Existing | US | Texas RE | 1169375 | 56350 | CBEC_STG1 | ST1 | Colorado Bend Energy Center | COLORADO BEND ENERGY CENTER STG 1 | 0 | CA | NG | 0 | Natural Gas and Other Gases | 2007 |  | 105 | 102 | 107 | 102 | 102 | 102 | 102 | 102 | 102 | 102 | 102 | 102 | 102 | 102 | 107 | 107 | 107 | 107 | 107 | 107 | 107 | 107 | 107 | 107 | 107 | 0 | 0 | 0 | 0 | 0 | 0 | 0 | 0 | 0 | 0 | 0 | 0 | 0 | 0 | 0 | 0 | 0 | 0 | 0 | 0 | 0 | 0
Existing | US | Texas RE | 1625591 | 56350 | CBEC_STG2 | ST2 | Colorado Bend Energy Center | COLORADO BEND ENERGY CENTER STG 2 | 0 | CA | NG | 0 | Natural Gas and Other Gases | 2008 |  | 108.8 | 107 | 110 | 107 | 107 | 107 | 107 | 107 | 107 | 107 | 107 | 107 | 107 | 107 | 110 | 110 | 110 | 110 | 110 | 110 | 110 | 110 | 110 | 110 | 110 | 0 | 0 | 0 | 0 | 0 | 0 | 0 | 0 | 0 | 0 | 0 | 0 | 0 | 0 | 0 | 0 | 0 | 0 | 0 | 0 | 0 | 0
Existing | US | Texas RE |  | 60122 | CBECII_CT7 | CT7 | Colorado Bend II | COLORADO BEND II CTG 7 | 0 | CT | NG | 0 | Natural Gas and Other Gases | 2017 |  | 360.9 | 329.3 | 360.2 | 329.3 | 329.3 | 329.3 | 329.3 | 329.3 | 329.3 | 329.3 | 329.3 | 329.3 | 329.3 | 329.3 | 360.2 | 360.2 | 360.2 | 360.2 | 360.2 | 360.2 | 360.2 | 360.2 | 360.2 | 360.2 | 360.2 | 0 | 0 | 0 | 0 | 0 | 0 | 0 | 0 | 0 | 0 | 0 | 0 | 0 | 0 | 0 | 0 | 0 | 0 | 0 | 0 | 0 | 0 | upgrade/repower project in queue
Existing | US | Texas RE |  | 60122 | CBECII_CT8 | CT8 | Colorado Bend II | COLORADO BEND II CTG 8 | 0 | CT | NG | 0 | Natural Gas and Other Gases | 2017 |  | 360.9 | 335 | 359.6 | 335 | 335 | 335 | 335 | 335 | 335 | 335 | 335 | 335 | 335 | 335 | 359.6 | 359.6 | 359.6 | 359.6 | 359.6 | 359.6 | 359.6 | 359.6 | 359.6 | 359.6 | 359.6 | 0 | 0 | 0 | 0 | 0 | 0 | 0 | 0 | 0 | 0 | 0 | 0 | 0 | 0 | 0 | 0 | 0 | 0 | 0 | 0 | 0 | 0 | upgrade/repower project in queue
Existing | US | Texas RE |  | 60122 | CBECII_STG9 | STG9 | Colorado Bend II | COLORADO BEND II STG 9 | 0 | CA | NG | 0 | Natural Gas and Other Gases | 2017 |  | 508.5 | 478.4 | 490.5 | 478.4 | 478.4 | 478.4 | 478.4 | 478.4 | 478.4 | 478.4 | 478.4 | 478.4 | 478.4 | 478.4 | 490.5 | 490.5 | 490.5 | 490.5 | 490.5 | 490.5 | 490.5 | 490.5 | 490.5 | 490.5 | 490.5 | 0 | 0 | 0 | 0 | 0 | 0 | 0 | 0 | 0 | 0 | 0 | 0 | 0 | 0 | 0 | 0 | 0 | 0 | 0 | 0 | 0 | 0 | upgrade/repower project in queue
Existing | US | Texas RE | 1082631 | 55187 | CVC_CVC_G1 | GT1 | Channelview Cogeneration Plant | CVC CHANNELVIEW CTG 1 | 0 | CT | NG | 0 | Natural Gas and Other Gases | 2008 |  | 192.1 | 169 | 185 | 169 | 169 | 169 | 169 | 169 | 169 | 169 | 169 | 169 | 169 | 169 | 185 | 185 | 185 | 185 | 185 | 185 | 185 | 185 | 185 | 185 | 185 | 0 | 0 | 0 | 0 | 0 | 0 | 0 | 0 | 0 | 0 | 0 | 0 | 0 | 0 | 0 | 0 | 0 | 0 | 0 | 0 | 0 | 0
Existing | US | Texas RE | 1249200 | 55187 | CVC_CVC_G2 | GT2 | Channelview Cogeneration Plant | CVC CHANNELVIEW CTG 2 | 0 | CT | NG | 0 | Natural Gas and Other Gases | 2008 |  | 192.1 | 165 | 182 | 165 | 165 | 165 | 165 | 165 | 165 | 165 | 165 | 165 | 165 | 165 | 182 | 182 | 182 | 182 | 182 | 182 | 182 | 182 | 182 | 182 | 182 | 0 | 0 | 0 | 0 | 0 | 0 | 0 | 0 | 0 | 0 | 0 | 0 | 0 | 0 | 0 | 0 | 0 | 0 | 0 | 0 | 0 | 0
Existing | US | Texas RE | 1165341 | 55187 | CVC_CVC_G3 | GT3 | Channelview Cogeneration Plant | CVC CHANNELVIEW CTG 3 | 0 | CT | NG | 0 | Natural Gas and Other Gases | 2008 |  | 192.1 | 165 | 181 | 165 | 165 | 165 | 165 | 165 | 165 | 165 | 165 | 165 | 165 | 165 | 181 | 181 | 181 | 181 | 181 | 181 | 181 | 181 | 181 | 181 | 181 | 0 | 0 | 0 | 0 | 0 | 0 | 0 | 0 | 0 | 0 | 0 | 0 | 0 | 0 | 0 | 0 | 0 | 0 | 0 | 0 | 0 | 0
Existing | US | Texas RE | 1802159 | 55187 | CVC_CVC_G5 | ST1 | Channelview Cogeneration Plant | CVC CHANNELVIEW STG 5 | 0 | CA | NG | 0 | Natural Gas and Other Gases | 2008 |  | 150 | 144 | 144 | 144 | 144 | 144 | 144 | 144 | 144 | 144 | 144 | 144 | 144 | 144 | 144 | 144 | 144 | 144 | 144 | 144 | 144 | 144 | 144 | 144 | 144 | 0 | 0 | 0 | 0 | 0 | 0 | 0 | 0 | 0 | 0 | 0 | 0 | 0 | 0 | 0 | 0 | 0 | 0 | 0 | 0 | 0 | 0
Existing | US | Texas RE | 1891818 | 6243 | DANSBY_DANSBYG2 | 2 | Dansby | DANSBY CTG 2 | 0 | GT | NG | 0 | Natural Gas and Other Gases | 2004 |  | 48 | 45 | 48 | 45 | 45 | 45 | 45 | 45 | 45 | 45 | 45 | 45 | 45 | 45 | 48 | 48 | 48 | 48 | 48 | 48 | 48 | 48 | 48 | 48 | 48 | 0 | 0 | 0 | 0 | 0 | 0 | 0 | 0 | 0 | 0 | 0 | 0 | 0 | 0 | 0 | 0 | 0 | 0 | 0 | 0 | 0 | 0
Existing | US | Texas RE | 1009670 | 6243 | DANSBY_DANSBYG3 | 3 | Dansby | DANSBY CTG 3 | 0 | GT | NG | 0 | Natural Gas and Other Gases | 2010 |  | 50 | 47 | 50 | 47 | 47 | 47 | 47 | 47 | 47 | 47 | 47 | 47 | 47 | 47 | 50 | 50 | 50 | 50 | 50 | 50 | 50 | 50 | 50 | 50 | 50 | 0 | 0 | 0 | 0 | 0 | 0 | 0 | 0 | 0 | 0 | 0 | 0 | 0 | 0 | 0 | 0 | 0 | 0 | 0 | 0 | 0 | 0
Existing | US | Texas RE | 1899890 | 6243 | DANSBY_DANSBYG1 | 1 | Dansby | DANSBY STG 1 | 0 | ST | NG | 0 | Natural Gas and Other Gases | 1978 |  | 120 | 107 | 110 | 107 | 107 | 107 | 107 | 107 | 107 | 107 | 107 | 107 | 107 | 107 | 110 | 110 | 110 | 110 | 110 | 110 | 110 | 110 | 110 | 110 | 110 | 0 | 0 | 0 | 0 | 0 | 0 | 0 | 0 | 0 | 0 | 0 | 0 | 0 | 0 | 0 | 0 | 0 | 0 | 0 | 0 | 0 | 0
Existing | US | Texas RE | 1022046 | 3548 | DECKER_DPGT_1 | GT1 | Decker Creek | DECKER CREEK CTG 1 | 0 | GT | NG | 0 | Natural Gas and Other Gases | 1989 |  | 56.7 | 48 | 54 | 48 | 48 | 48 | 48 | 48 | 48 | 48 | 48 | 48 | 48 | 48 | 54 | 54 | 54 | 54 | 54 | 54 | 54 | 54 | 54 | 54 | 54 | 0 | 0 | 0 | 0 | 0 | 0 | 0 | 0 | 0 | 0 | 0 | 0 | 0 | 0 | 0 | 0 | 0 | 0 | 0 | 0 | 0 | 0
Existing | US | Texas RE | 1942690 | 3548 | DECKER_DPGT_2 | GT2 | Decker Creek | DECKER CREEK CTG 2 | 0 | GT | NG | 0 | Natural Gas and Other Gases | 1989 |  | 56.7 | 48 | 54 | 48 | 48 | 48 | 48 | 48 | 48 | 48 | 48 | 48 | 48 | 48 | 54 | 54 | 54 | 54 | 54 | 54 | 54 | 54 | 54 | 54 | 54 | 0 | 0 | 0 | 0 | 0 | 0 | 0 | 0 | 0 | 0 | 0 | 0 | 0 | 0 | 0 | 0 | 0 | 0 | 0 | 0 | 0 | 0
Existing | US | Texas RE | 1650422 | 3548 | DECKER_DPGT_3 | GT3 | Decker Creek | DECKER CREEK CTG 3 | 0 | GT | NG | 0 | Natural Gas and Other Gases | 1989 |  | 56.7 | 48 | 54 | 48 | 48 | 48 | 48 | 48 | 48 | 48 | 48 | 48 | 48 | 48 | 54 | 54 | 54 | 54 | 54 | 54 | 54 | 54 | 54 | 54 | 54 | 0 | 0 | 0 | 0 | 0 | 0 | 0 | 0 | 0 | 0 | 0 | 0 | 0 | 0 | 0 | 0 | 0 | 0 | 0 | 0 | 0 | 0
Existing | US | Texas RE | 1055731 | 3548 | DECKER_DPGT_4 | GT4 | Decker Creek | DECKER CREEK CTG 4 | 0 | GT | NG | 0 | Natural Gas and Other Gases | 1989 |  | 56.7 | 48 | 54 | 48 | 48 | 48 | 48 | 48 | 48 | 48 | 48 | 48 | 48 | 48 | 54 | 54 | 54 | 54 | 54 | 54 | 54 | 54 | 54 | 54 | 54 | 0 | 0 | 0 | 0 | 0 | 0 | 0 | 0 | 0 | 0 | 0 | 0 | 0 | 0 | 0 | 0 | 0 | 0 | 0 | 0 | 0 | 0
Existing | US | Texas RE | 1312662 | 3548 | DECKER_DPG2 | 2 | Decker Creek | DECKER CREEK STG 2 | 0 | ST | NG | 0 | Natural Gas and Other Gases | 1978 |  | 450 | 420 | 428 | 420 | 420 | 420 | 420 | 420 | 420 | 420 | 420 | 420 | 420 | 420 | 428 | 428 | 428 | 428 | 428 | 428 | 428 | 428 | 428 | 428 | 428 | 0 | 0 | 0 | 0 | 0 | 0 | 0 | 0 | 0 | 0 | 0 | 0 | 0 | 0 | 0 | 0 | 0 | 0 | 0 | 0 | 0 | 0
Existing | US | Texas RE | 1389385 | 8063 | DCSES_CT10 | CT1 | Decordova Steam Electric Station | DECORDOVA CTG 1 | 0 | GT | NG | 0 | Natural Gas and Other Gases | 1990 |  | 89.48 | 69 | 88 | 69 | 69 | 69 | 69 | 69 | 69 | 69 | 69 | 69 | 69 | 69 | 88 | 88 | 88 | 88 | 88 | 88 | 88 | 88 | 88 | 88 | 88 | 0 | 0 | 0 | 0 | 0 | 0 | 0 | 0 | 0 | 0 | 0 | 0 | 0 | 0 | 0 | 0 | 0 | 0 | 0 | 0 | 0 | 0
Existing | US | Texas RE | 1244160 | 8063 | DCSES_CT20 | CT2 | Decordova Steam Electric Station | DECORDOVA CTG 2 | 0 | GT | NG | 0 | Natural Gas and Other Gases | 1990 |  | 89.48 | 69 | 87 | 69 | 69 | 69 | 69 | 69 | 69 | 69 | 69 | 69 | 69 | 69 | 87 | 87 | 87 | 87 | 87 | 87 | 87 | 87 | 87 | 87 | 87 | 0 | 0 | 0 | 0 | 0 | 0 | 0 | 0 | 0 | 0 | 0 | 0 | 0 | 0 | 0 | 0 | 0 | 0 | 0 | 0 | 0 | 0
Existing | US | Texas RE | 1301459 | 8063 | DCSES_CT30 | CT3 | Decordova Steam Electric Station | DECORDOVA CTG 3 | 0 | GT | NG | 0 | Natural Gas and Other Gases | 1990 |  | 89.48 | 68 | 86 | 68 | 68 | 68 | 68 | 68 | 68 | 68 | 68 | 68 | 68 | 68 | 86 | 86 | 86 | 86 | 86 | 86 | 86 | 86 | 86 | 86 | 86 | 0 | 0 | 0 | 0 | 0 | 0 | 0 | 0 | 0 | 0 | 0 | 0 | 0 | 0 | 0 | 0 | 0 | 0 | 0 | 0 | 0 | 0
Existing | US | Texas RE | 1230785 | 8063 | DCSES_CT40 | CT4 | Decordova Steam Electric Station | DECORDOVA CTG 4 | 0 | GT | NG | 0 | Natural Gas and Other Gases | 1990 |  | 89.48 | 69 | 86 | 69 | 69 | 69 | 69 | 69 | 69 | 69 | 69 | 69 | 69 | 69 | 86 | 86 | 86 | 86 | 86 | 86 | 86 | 86 | 86 | 86 | 86 | 0 | 0 | 0 | 0 | 0 | 0 | 0 | 0 | 0 | 0 | 0 | 0 | 0 | 0 | 0 | 0 | 0 | 0 | 0 | 0 | 0 | 0
Existing | US | Texas RE | 1615792 | 55464 | DDPEC_GT1 | CTG1 | Deer Park Energy Center | DEER PARK ENERGY CENTER CTG 1 | 0 | CT | NG | 0 | Natural Gas and Other Gases | 2002 |  | 180 | 172 | 203 | 172 | 172 | 172 | 172 | 172 | 172 | 172 | 172 | 172 | 172 | 172 | 203 | 203 | 203 | 203 | 203 | 203 | 203 | 203 | 203 | 203 | 203 | 0 | 0 | 0 | 0 | 0 | 0 | 0 | 0 | 0 | 0 | 0 | 0 | 0 | 0 | 0 | 0 | 0 | 0 | 0 | 0 | 0 | 0
Existing | US | Texas RE | 1145750 | 55464 | DDPEC_GT2 | CTG2 | Deer Park Energy Center | DEER PARK ENERGY CENTER CTG 2 | 0 | CT | NG | 0 | Natural Gas and Other Gases | 2002 |  | 215 | 182 | 215 | 182 | 182 | 182 | 182 | 182 | 182 | 182 | 182 | 182 | 182 | 182 | 215 | 215 | 215 | 215 | 215 | 215 | 215 | 215 | 215 | 215 | 215 | 0 | 0 | 0 | 0 | 0 | 0 | 0 | 0 | 0 | 0 | 0 | 0 | 0 | 0 | 0 | 0 | 0 | 0 | 0 | 0 | 0 | 0
Existing | US | Texas RE | 1823683 | 55464 | DDPEC_GT3 | CTG3 | Deer Park Energy Center | DEER PARK ENERGY CENTER CTG 3 | 0 | CT | NG | 0 | Natural Gas and Other Gases | 2002 |  | 180 | 172 | 203 | 172 | 172 | 172 | 172 | 172 | 172 | 172 | 172 | 172 | 172 | 172 | 203 | 203 | 203 | 203 | 203 | 203 | 203 | 203 | 203 | 203 | 203 | 0 | 0 | 0 | 0 | 0 | 0 | 0 | 0 | 0 | 0 | 0 | 0 | 0 | 0 | 0 | 0 | 0 | 0 | 0 | 0 | 0 | 0
Existing | US | Texas RE | 1779829 | 55464 | DDPEC_GT4 | CTG4 | Deer Park Energy Center | DEER PARK ENERGY CENTER CTG 4 | 0 | CT | NG | 0 | Natural Gas and Other Gases | 2002 |  | 215 | 182 | 215 | 182 | 182 | 182 | 182 | 182 | 182 | 182 | 182 | 182 | 182 | 182 | 215 | 215 | 215 | 215 | 215 | 215 | 215 | 215 | 215 | 215 | 215 | 0 | 0 | 0 | 0 | 0 | 0 | 0 | 0 | 0 | 0 | 0 | 0 | 0 | 0 | 0 | 0 | 0 | 0 | 0 | 0 | 0 | 0
Existing | US | Texas RE | 1416285 | 55464 | DDPEC_GT6 | CTG6 | Deer Park Energy Center | DEER PARK ENERGY CENTER CTG 6 | 0 | CT | NG | 0 | Natural Gas and Other Gases | 2014 |  | 199 | 156 | 190 | 156 | 156 | 156 | 156 | 156 | 156 | 156 | 156 | 156 | 156 | 156 | 190 | 190 | 190 | 190 | 190 | 190 | 190 | 190 | 190 | 190 | 190 | 0 | 0 | 0 | 0 | 0 | 0 | 0 | 0 | 0 | 0 | 0 | 0 | 0 | 0 | 0 | 0 | 0 | 0 | 0 | 0 | 0 | 0
Existing | US | Texas RE | 1764248 | 55464 | DDPEC_ST1 | STG1 | Deer Park Energy Center | DEER PARK ENERGY CENTER STG 1 | 0 | CA | NG | 0 | Natural Gas and Other Gases | 2002 |  | 290 | 287 | 290 | 287 | 287 | 287 | 287 | 287 | 287 | 287 | 287 | 287 | 287 | 287 | 290 | 290 | 290 | 290 | 290 | 290 | 290 | 290 | 290 | 290 | 290 | 0 | 0 | 0 | 0 | 0 | 0 | 0 | 0 | 0 | 0 | 0 | 0 | 0 | 0 | 0 | 0 | 0 | 0 | 0 | 0 | 0 | 0
Existing | US | Texas RE |  | 61643 | DEC_AGR_A | 0 | Denton Energy Center | DENTON ENERGY CENTER IC A | 0 | IC | NG | 0 | Natural Gas and Other Gases | 2018 |  | 56.5 | 56.5 | 56.5 | 56.5 | 56.5 | 56.5 | 56.5 | 56.5 | 56.5 | 56.5 | 56.5 | 56.5 | 56.5 | 56.5 | 56.5 | 56.5 | 56.5 | 56.5 | 56.5 | 56.5 | 56.5 | 56.5 | 56.5 | 56.5 | 56.5 | 0 | 0 | 0 | 0 | 0 | 0 | 0 | 0 | 0 | 0 | 0 | 0 | 0 | 0 | 0 | 0 | 0 | 0 | 0 | 0 | 0 | 0
Existing | US | Texas RE |  | 61643 | DEC_AGR_B | 0 | Denton Energy Center | DENTON ENERGY CENTER IC B | 0 | IC | NG | 0 | Natural Gas and Other Gases | 2018 |  | 56.5 | 56.5 | 56.5 | 56.5 | 56.5 | 56.5 | 56.5 | 56.5 | 56.5 | 56.5 | 56.5 | 56.5 | 56.5 | 56.5 | 56.5 | 56.5 | 56.5 | 56.5 | 56.5 | 56.5 | 56.5 | 56.5 | 56.5 | 56.5 | 56.5 | 0 | 0 | 0 | 0 | 0 | 0 | 0 | 0 | 0 | 0 | 0 | 0 | 0 | 0 | 0 | 0 | 0 | 0 | 0 | 0 | 0 | 0
Existing | US | Texas RE |  | 61643 | DEC_AGR_C | 0 | Denton Energy Center | DENTON ENERGY CENTER IC C | 0 | IC | NG | 0 | Natural Gas and Other Gases | 2018 |  | 56.5 | 56.5 | 56.5 | 56.5 | 56.5 | 56.5 | 56.5 | 56.5 | 56.5 | 56.5 | 56.5 | 56.5 | 56.5 | 56.5 | 56.5 | 56.5 | 56.5 | 56.5 | 56.5 | 56.5 | 56.5 | 56.5 | 56.5 | 56.5 | 56.5 | 0 | 0 | 0 | 0 | 0 | 0 | 0 | 0 | 0 | 0 | 0 | 0 | 0 | 0 | 0 | 0 | 0 | 0 | 0 | 0 | 0 | 0
Existing | US | Texas RE |  | 61643 | DEC_AGR_D | 0 | Denton Energy Center | DENTON ENERGY CENTER IC D | 0 | IC | NG | 0 | Natural Gas and Other Gases | 2018 |  | 56.5 | 56.5 | 56.5 | 56.5 | 56.5 | 56.5 | 56.5 | 56.5 | 56.5 | 56.5 | 56.5 | 56.5 | 56.5 | 56.5 | 56.5 | 56.5 | 56.5 | 56.5 | 56.5 | 56.5 | 56.5 | 56.5 | 56.5 | 56.5 | 56.5 | 0 | 0 | 0 | 0 | 0 | 0 | 0 | 0 | 0 | 0 | 0 | 0 | 0 | 0 | 0 | 0 | 0 | 0 | 0 | 0 | 0 | 0
Existing | US | Texas RE | 1506132 | 58471 | ECEC_G1 | CTG1-2 | Ector County Energy Center | ECTOR COUNTY ENERGY CTG 1 | 0 | GT | NG | 0 | Natural Gas and Other Gases | 2015 |  | 179.35 | 147 | 170.4 | 147 | 147 | 147 | 147 | 147 | 147 | 147 | 147 | 147 | 147 | 147 | 170.4 | 170.4 | 170.4 | 170.4 | 170.4 | 170.4 | 170.4 | 170.4 | 170.4 | 170.4 | 170.4 | 0 | 0 | 0 | 0 | 0 | 0 | 0 | 0 | 0 | 0 | 0 | 0 | 0 | 0 | 0 | 0 | 0 | 0 | 0 | 0 | 0 | 0
Existing | US | Texas RE | 1187208 | 58471 | ECEC_G2 | CTG1-2 | Ector County Energy Center | ECTOR COUNTY ENERGY CTG 2 | 0 | CT | NG | 0 | Natural Gas and Other Gases | 2015 |  | 179.35 | 147 | 170.4 | 147 | 147 | 147 | 147 | 147 | 147 | 147 | 147 | 147 | 147 | 147 | 170.4 | 170.4 | 170.4 | 170.4 | 170.4 | 170.4 | 170.4 | 170.4 | 170.4 | 170.4 | 170.4 | 0 | 0 | 0 | 0 | 0 | 0 | 0 | 0 | 0 | 0 | 0 | 0 | 0 | 0 | 0 | 0 | 0 | 0 | 0 | 0 | 0 | 0
Existing | US | Texas RE |  | 58835 | AEEC_ELK_3 | 0 | Elk Station | ELK STATION IC 3 | 0 | GT | NG | 0 | Natural Gas and Other Gases | 2016 |  | 202 | 190 | 200 | 190 | 190 | 190 | 190 | 190 | 190 | 190 | 190 | 190 | 190 | 190 | 200 | 200 | 200 | 200 | 200 | 200 | 200 | 200 | 200 | 200 | 200 | 0 | 0 | 0 | 0 | 0 | 0 | 0 | 0 | 0 | 0 | 0 | 0 | 0 | 0 | 0 | 0 | 0 | 0 | 0 | 0 | 0 | 0
Existing | US | Texas RE | 1819841 | 55223 | ETCCS_CT1 | GT1 | Ennis Power Company LLC | ENNIS POWER STATION CTG 2 | 0 | CT | NG | 0 | Natural Gas and Other Gases | 2002 |  | 260 | 204 | 245 | 204 | 204 | 204 | 204 | 204 | 204 | 204 | 204 | 204 | 204 | 204 | 245 | 245 | 245 | 245 | 245 | 245 | 245 | 245 | 245 | 245 | 245 | 0 | 0 | 0 | 0 | 0 | 0 | 0 | 0 | 0 | 0 | 0 | 0 | 0 | 0 | 0 | 0 | 0 | 0 | 0 | 0 | 0 | 0
Existing | US | Texas RE | 1496385 | 55223 | ETCCS_UNIT1 | ST1 | Ennis Power Company LLC | ENNIS POWER STATION STG 1 | 0 | CA | NG | 0 | Natural Gas and Other Gases | 2002 |  | 140 | 115 | 116 | 115 | 115 | 115 | 115 | 115 | 115 | 115 | 115 | 115 | 115 | 115 | 116 | 116 | 116 | 116 | 116 | 116 | 116 | 116 | 116 | 116 | 116 | 0 | 0 | 0 | 0 | 0 | 0 | 0 | 0 | 0 | 0 | 0 | 0 | 0 | 0 | 0 | 0 | 0 | 0 | 0 | 0 | 0 | 0
Existing | US | Texas RE | 1726553 | 55365 | AZ_AZ_G1 | GT1 | Exelon LaPorte Generating Station | EXTEX LAPORTE GEN STN CTG 1 | 0 | CT | NG | 0 | Natural Gas and Other Gases | 2009 |  | 59 | 36 | 40 | 36 | 36 | 36 | 36 | 36 | 36 | 36 | 36 | 36 | 36 | 36 | 40 | 40 | 40 | 40 | 40 | 40 | 40 | 40 | 40 | 40 | 40 | 0 | 0 | 0 | 0 | 0 | 0 | 0 | 0 | 0 | 0 | 0 | 0 | 0 | 0 | 0 | 0 | 0 | 0 | 0 | 0 | 0 | 0
Existing | US | Texas RE | 1994388 | 55365 | AZ_AZ_G2 | GT2 | Exelon LaPorte Generating Station | EXTEX LAPORTE GEN STN CTG 2 | 0 | CT | NG | 0 | Natural Gas and Other Gases | 2009 |  | 59 | 36 | 40 | 36 | 36 | 36 | 36 | 36 | 36 | 36 | 36 | 36 | 36 | 36 | 40 | 40 | 40 | 40 | 40 | 40 | 40 | 40 | 40 | 40 | 40 | 0 | 0 | 0 | 0 | 0 | 0 | 0 | 0 | 0 | 0 | 0 | 0 | 0 | 0 | 0 | 0 | 0 | 0 | 0 | 0 | 0 | 0
Existing | US | Texas RE | 1187161 | 55365 | AZ_AZ_G3 | GT3 | Exelon LaPorte Generating Station | EXTEX LAPORTE GEN STN CTG 3 | 0 | CT | NG | 0 | Natural Gas and Other Gases | 2009 |  | 59 | 36 | 40 | 36 | 36 | 36 | 36 | 36 | 36 | 36 | 36 | 36 | 36 | 36 | 40 | 40 | 40 | 40 | 40 | 40 | 40 | 40 | 40 | 40 | 40 | 0 | 0 | 0 | 0 | 0 | 0 | 0 | 0 | 0 | 0 | 0 | 0 | 0 | 0 | 0 | 0 | 0 | 0 | 0 | 0 | 0 | 0
Existing | US | Texas RE | 1807513 | 55365 | AZ_AZ_G4 | GT4 | Exelon LaPorte Generating Station | EXTEX LAPORTE GEN STN CTG 4 | 0 | CT | NG | 0 | Natural Gas and Other Gases | 2009 |  | 59 | 36 | 40 | 36 | 36 | 36 | 36 | 36 | 36 | 36 | 36 | 36 | 36 | 36 | 40 | 40 | 40 | 40 | 40 | 40 | 40 | 40 | 40 | 40 | 40 | 0 | 0 | 0 | 0 | 0 | 0 | 0 | 0 | 0 | 0 | 0 | 0 | 0 | 0 | 0 | 0 | 0 | 0 | 0 | 0 | 0 | 0
Existing | US | Texas RE | 1389210 | 4937 | FERGCC_FERGGT1 | CT-1 | Thomas C Ferguson | FERGUSON REPLACEMENT CTG 1 | 0 | CT | NG | 0 | Natural Gas and Other Gases | 2014 |  | 185.3 | 169 | 180 | 169 | 169 | 169 | 169 | 169 | 169 | 169 | 169 | 169 | 169 | 169 | 180 | 180 | 180 | 180 | 180 | 180 | 180 | 180 | 180 | 180 | 180 | 0 | 0 | 0 | 0 | 0 | 0 | 0 | 0 | 0 | 0 | 0 | 0 | 0 | 0 | 0 | 0 | 0 | 0 | 0 | 0 | 0 | 0
Existing | US | Texas RE | 1081617 | 4937 | FERGCC_FERGGT2 | CT-2 | Thomas C Ferguson | FERGUSON REPLACEMENT CTG 2 | 0 | CT | NG | 0 | Natural Gas and Other Gases | 2014 |  | 185.3 | 169 | 180 | 169 | 169 | 169 | 169 | 169 | 169 | 169 | 169 | 169 | 169 | 169 | 180 | 180 | 180 | 180 | 180 | 180 | 180 | 180 | 180 | 180 | 180 | 0 | 0 | 0 | 0 | 0 | 0 | 0 | 0 | 0 | 0 | 0 | 0 | 0 | 0 | 0 | 0 | 0 | 0 | 0 | 0 | 0 | 0
Existing | US | Texas RE | 1699891 | 4937 | FERGCC_FERGST1 | STG | Thomas C Ferguson | FERGUSON REPLACEMENT STG 1 | 0 | CA | NG | 0 | Natural Gas and Other Gases | 2014 |  | 204 | 182 | 194 | 182 | 182 | 182 | 182 | 182 | 182 | 182 | 182 | 182 | 182 | 182 | 194 | 194 | 194 | 194 | 194 | 194 | 194 | 194 | 194 | 194 | 194 | 0 | 0 | 0 | 0 | 0 | 0 | 0 | 0 | 0 | 0 | 0 | 0 | 0 | 0 | 0 | 0 | 0 | 0 | 0 | 0 | 0 | 0
Existing | US | Texas RE | 1989804 | 55480 | FRNYPP_GT11 | U1 | Forney Energy Center | FORNEY ENERGY CENTER CTG 11 | 0 | CT | NG | 0 | Natural Gas and Other Gases | 2003 |  | 196.7 | 165 | 195 | 165 | 165 | 165 | 165 | 165 | 165 | 165 | 165 | 165 | 165 | 165 | 195 | 195 | 195 | 195 | 195 | 195 | 195 | 195 | 195 | 195 | 195 | 0 | 0 | 0 | 0 | 0 | 0 | 0 | 0 | 0 | 0 | 0 | 0 | 0 | 0 | 0 | 0 | 0 | 0 | 0 | 0 | 0 | 0
Existing | US | Texas RE | 1146804 | 55480 | FRNYPP_GT12 | U2 | Forney Energy Center | FORNEY ENERGY CENTER CTG 12 | 0 | CT | NG | 0 | Natural Gas and Other Gases | 2003 |  | 196.7 | 157 | 185 | 157 | 157 | 157 | 157 | 157 | 157 | 157 | 157 | 157 | 157 | 157 | 185 | 185 | 185 | 185 | 185 | 185 | 185 | 185 | 185 | 185 | 185 | 0 | 0 | 0 | 0 | 0 | 0 | 0 | 0 | 0 | 0 | 0 | 0 | 0 | 0 | 0 | 0 | 0 | 0 | 0 | 0 | 0 | 0
Existing | US | Texas RE | 1965938 | 55480 | FRNYPP_GT13 | U3 | Forney Energy Center | FORNEY ENERGY CENTER CTG 13 | 0 | CT | NG | 0 | Natural Gas and Other Gases | 2003 |  | 196.7 | 157 | 185 | 157 | 157 | 157 | 157 | 157 | 157 | 157 | 157 | 157 | 157 | 157 | 185 | 185 | 185 | 185 | 185 | 185 | 185 | 185 | 185 | 185 | 185 | 0 | 0 | 0 | 0 | 0 | 0 | 0 | 0 | 0 | 0 | 0 | 0 | 0 | 0 | 0 | 0 | 0 | 0 | 0 | 0 | 0 | 0
Existing | US | Texas RE | 1720384 | 55480 | FRNYPP_GT21 | U4 | Forney Energy Center | FORNEY ENERGY CENTER CTG 21 | 0 | CT | NG | 0 | Natural Gas and Other Gases | 2003 |  | 196.7 | 165 | 195 | 165 | 165 | 165 | 165 | 165 | 165 | 165 | 165 | 165 | 165 | 165 | 195 | 195 | 195 | 195 | 195 | 195 | 195 | 195 | 195 | 195 | 195 | 0 | 0 | 0 | 0 | 0 | 0 | 0 | 0 | 0 | 0 | 0 | 0 | 0 | 0 | 0 | 0 | 0 | 0 | 0 | 0 | 0 | 0
Existing | US | Texas RE | 1450610 | 55480 | FRNYPP_GT22 | U5 | Forney Energy Center | FORNEY ENERGY CENTER CTG 22 | 0 | CT | NG | 0 | Natural Gas and Other Gases | 2003 |  | 196.7 | 157 | 185 | 157 | 157 | 157 | 157 | 157 | 157 | 157 | 157 | 157 | 157 | 157 | 185 | 185 | 185 | 185 | 185 | 185 | 185 | 185 | 185 | 185 | 185 | 0 | 0 | 0 | 0 | 0 | 0 | 0 | 0 | 0 | 0 | 0 | 0 | 0 | 0 | 0 | 0 | 0 | 0 | 0 | 0 | 0 | 0
Existing | US | Texas RE | 1857862 | 55480 | FRNYPP_GT23 | U6 | Forney Energy Center | FORNEY ENERGY CENTER CTG 23 | 0 | CT | NG | 0 | Natural Gas and Other Gases | 2003 |  | 196.7 | 157 | 185 | 157 | 157 | 157 | 157 | 157 | 157 | 157 | 157 | 157 | 157 | 157 | 185 | 185 | 185 | 185 | 185 | 185 | 185 | 185 | 185 | 185 | 185 | 0 | 0 | 0 | 0 | 0 | 0 | 0 | 0 | 0 | 0 | 0 | 0 | 0 | 0 | 0 | 0 | 0 | 0 | 0 | 0 | 0 | 0
Existing | US | Texas RE | 1586933 | 55480 | FRNYPP_ST10 | ST1 | Forney Energy Center | FORNEY ENERGY CENTER STG 10 | 0 | CA | NG | 0 | Natural Gas and Other Gases | 2003 |  | 422 | 406 | 418 | 406 | 406 | 406 | 406 | 406 | 406 | 406 | 406 | 406 | 406 | 406 | 418 | 418 | 418 | 418 | 418 | 418 | 418 | 418 | 418 | 418 | 418 | 0 | 0 | 0 | 0 | 0 | 0 | 0 | 0 | 0 | 0 | 0 | 0 | 0 | 0 | 0 | 0 | 0 | 0 | 0 | 0 | 0 | 0
Existing | US | Texas RE | 1499921 | 55480 | FRNYPP_ST20 | ST2 | Forney Energy Center | FORNEY ENERGY CENTER STG 20 | 0 | CA | NG | 0 | Natural Gas and Other Gases | 2003 |  | 422 | 406 | 418 | 406 | 406 | 406 | 406 | 406 | 406 | 406 | 406 | 406 | 406 | 406 | 418 | 418 | 418 | 418 | 418 | 418 | 418 | 418 | 418 | 418 | 418 | 0 | 0 | 0 | 0 | 0 | 0 | 0 | 0 | 0 | 0 | 0 | 0 | 0 | 0 | 0 | 0 | 0 | 0 | 0 | 0 | 0 | 0
Existing | US | Texas RE | 1761222 | 55226 | FREC_GT1 | GT1 | Freestone Energy Center | FREESTONE ENERGY CENTER CTG 1 | 0 | CT | NG | 0 | Natural Gas and Other Gases | 2002 |  | 179.35 | 147 | 160.7 | 147 | 147 | 147 | 147 | 147 | 147 | 147 | 147 | 147 | 147 | 147 | 160.7 | 160.7 | 160.7 | 160.7 | 160.7 | 160.7 | 160.7 | 160.7 | 160.7 | 160.7 | 160.7 | 0 | 0 | 0 | 0 | 0 | 0 | 0 | 0 | 0 | 0 | 0 | 0 | 0 | 0 | 0 | 0 | 0 | 0 | 0 | 0 | 0 | 0
Existing | US | Texas RE | 1251528 | 55226 | FREC_GT2 | GT2 | Freestone Energy Center | FREESTONE ENERGY CENTER CTG 2 | 0 | CT | NG | 0 | Natural Gas and Other Gases | 2002 |  | 179.35 | 147 | 160.7 | 147 | 147 | 147 | 147 | 147 | 147 | 147 | 147 | 147 | 147 | 147 | 160.7 | 160.7 | 160.7 | 160.7 | 160.7 | 160.7 | 160.7 | 160.7 | 160.7 | 160.7 | 160.7 | 0 | 0 | 0 | 0 | 0 | 0 | 0 | 0 | 0 | 0 | 0 | 0 | 0 | 0 | 0 | 0 | 0 | 0 | 0 | 0 | 0 | 0
Existing | US | Texas RE | 1969769 | 55226 | FREC_GT4 | GT3 | Freestone Energy Center | FREESTONE ENERGY CENTER CTG 4 | 0 | CT | NG | 0 | Natural Gas and Other Gases | 2002 |  | 179.35 | 145 | 161.1 | 145 | 145 | 145 | 145 | 145 | 145 | 145 | 145 | 145 | 145 | 145 | 161.1 | 161.1 | 161.1 | 161.1 | 161.1 | 161.1 | 161.1 | 161.1 | 161.1 | 161.1 | 161.1 | 0 | 0 | 0 | 0 | 0 | 0 | 0 | 0 | 0 | 0 | 0 | 0 | 0 | 0 | 0 | 0 | 0 | 0 | 0 | 0 | 0 | 0
Existing | US | Texas RE | 1057589 | 55226 | FREC_GT5 | GT4 | Freestone Energy Center | FREESTONE ENERGY CENTER CTG 5 | 0 | CT | NG | 0 | Natural Gas and Other Gases | 2002 |  | 179.35 | 145 | 161.1 | 145 | 145 | 145 | 145 | 145 | 145 | 145 | 145 | 145 | 145 | 145 | 161.1 | 161.1 | 161.1 | 161.1 | 161.1 | 161.1 | 161.1 | 161.1 | 161.1 | 161.1 | 161.1 | 0 | 0 | 0 | 0 | 0 | 0 | 0 | 0 | 0 | 0 | 0 | 0 | 0 | 0 | 0 | 0 | 0 | 0 | 0 | 0 | 0 | 0
Existing | US | Texas RE | 1473898 | 55226 | FREC_ST3 | ST3 | Freestone Energy Center | FREESTONE ENERGY CENTER STG 3 | 0 | CA | NG | 0 | Natural Gas and Other Gases | 2002 |  | 190.74 | 169 | 179.8 | 169 | 169 | 169 | 169 | 169 | 169 | 169 | 169 | 169 | 169 | 169 | 179.8 | 179.8 | 179.8 | 179.8 | 179.8 | 179.8 | 179.8 | 179.8 | 179.8 | 179.8 | 179.8 | 0 | 0 | 0 | 0 | 0 | 0 | 0 | 0 | 0 | 0 | 0 | 0 | 0 | 0 | 0 | 0 | 0 | 0 | 0 | 0 | 0 | 0
Existing | US | Texas RE | 1494020 | 55226 | FREC_ST6 | ST6 | Freestone Energy Center | FREESTONE ENERGY CENTER STG 6 | 0 | CA | NG | 0 | Natural Gas and Other Gases | 2002 |  | 190.74 | 168 | 179.7 | 168 | 168 | 168 | 168 | 168 | 168 | 168 | 168 | 168 | 168 | 168 | 179.7 | 179.7 | 179.7 | 179.7 | 179.7 | 179.7 | 179.7 | 179.7 | 179.7 | 179.7 | 179.7 | 0 | 0 | 0 | 0 | 0 | 0 | 0 | 0 | 0 | 0 | 0 | 0 | 0 | 0 | 0 | 0 | 0 | 0 | 0 | 0 | 0 | 0
Existing | US | Texas RE |  | 60468 | FEGC_UNIT1 | 0 | Friendswood Energy | FRIENDSWOOD G | 0 | GT | NG | 0 | Natural Gas and Other Gases | 2018 |  | 121.5 | 119 | 119 | 119 | 119 | 119 | 119 | 119 | 119 | 119 | 119 | 119 | 119 | 119 | 119 | 119 | 119 | 119 | 119 | 119 | 119 | 119 | 119 | 119 | 119 | 0 | 0 | 0 | 0 | 0 | 0 | 0 | 0 | 0 | 0 | 0 | 0 | 0 | 0 | 0 | 0 | 0 | 0 | 0 | 0 | 0 | 0
Existing | US | Texas RE | 1256896 | 3490 | GRSES_UNIT1 | 1 | Graham | GRAHAM STG 1 | 0 | ST | NG | 0 | Natural Gas and Other Gases | 1960 |  | 234 | 234 | 234 | 234 | 234 | 234 | 234 | 234 | 234 | 234 | 234 | 234 | 234 | 234 | 234 | 234 | 234 | 234 | 234 | 234 | 234 | 234 | 234 | 234 | 234 | 0 | 0 | 0 | 0 | 0 | 0 | 0 | 0 | 0 | 0 | 0 | 0 | 0 | 0 | 0 | 0 | 0 | 0 | 0 | 0 | 0 | 0
Existing | US | Texas RE | 1942756 | 3490 | GRSES_UNIT2 | 2 | Graham | GRAHAM STG 2 | 0 | ST | NG | 0 | Natural Gas and Other Gases | 1969 |  | 390 | 390 | 390 | 390 | 390 | 390 | 390 | 390 | 390 | 390 | 390 | 390 | 390 | 390 | 390 | 390 | 390 | 390 | 390 | 390 | 390 | 390 | 390 | 390 | 390 | 0 | 0 | 0 | 0 | 0 | 0 | 0 | 0 | 0 | 0 | 0 | 0 | 0 | 0 | 0 | 0 | 0 | 0 | 0 | 0 | 0 | 0
Existing | US | Texas RE | 1732391 | 3464 | GBY_GBYGT73 | 73 | Greens Bayou | GREENS BAYOU CTG 73 | 0 | GT | NG | 0 | Natural Gas and Other Gases | 1976 |  | 88.3333 | 56 | 65 | 56 | 56 | 56 | 56 | 56 | 56 | 56 | 56 | 56 | 56 | 56 | 65 | 65 | 65 | 65 | 65 | 65 | 65 | 65 | 65 | 65 | 65 | 0 | 0 | 0 | 0 | 0 | 0 | 0 | 0 | 0 | 0 | 0 | 0 | 0 | 0 | 0 | 0 | 0 | 0 | 0 | 0 | 0 | 0
Existing | US | Texas RE | 1811408 | 3464 | GBY_GBYGT74 | 74 | Greens Bayou | GREENS BAYOU CTG 74 | 0 | GT | NG | 0 | Natural Gas and Other Gases | 1976 |  | 88.3333 | 56 | 65 | 56 | 56 | 56 | 56 | 56 | 56 | 56 | 56 | 56 | 56 | 56 | 65 | 65 | 65 | 65 | 65 | 65 | 65 | 65 | 65 | 65 | 65 | 0 | 0 | 0 | 0 | 0 | 0 | 0 | 0 | 0 | 0 | 0 | 0 | 0 | 0 | 0 | 0 | 0 | 0 | 0 | 0 | 0 | 0
Existing | US | Texas RE | 1795000 | 3464 | GBY_GBYGT81 | 81 | Greens Bayou | GREENS BAYOU CTG 81 | 0 | GT | NG | 0 | Natural Gas and Other Gases | 1976 |  | 88.3333 | 56 | 65 | 56 | 56 | 56 | 56 | 56 | 56 | 56 | 56 | 56 | 56 | 56 | 65 | 65 | 65 | 65 | 65 | 65 | 65 | 65 | 65 | 65 | 65 | 0 | 0 | 0 | 0 | 0 | 0 | 0 | 0 | 0 | 0 | 0 | 0 | 0 | 0 | 0 | 0 | 0 | 0 | 0 | 0 | 0 | 0
Existing | US | Texas RE | 1506185 | 3464 | GBY_GBYGT82 | 82 | Greens Bayou | GREENS BAYOU CTG 82 | 0 | GT | NG | 0 | Natural Gas and Other Gases | 1976 |  | 73.3333 | 50 | 50 | 50 | 50 | 50 | 50 | 50 | 50 | 50 | 50 | 50 | 50 | 50 | 50 | 50 | 50 | 50 | 50 | 50 | 50 | 50 | 50 | 50 | 50 | 0 | 0 | 0 | 0 | 0 | 0 | 0 | 0 | 0 | 0 | 0 | 0 | 0 | 0 | 0 | 0 | 0 | 0 | 0 | 0 | 0 | 0
Existing | US | Texas RE | 1702186 | 3464 | GBY_GBYGT83 | 83 | Greens Bayou | GREENS BAYOU CTG 83 | 0 | GT | NG | 0 | Natural Gas and Other Gases | 1976 |  | 88.3333 | 56 | 65 | 56 | 56 | 56 | 56 | 56 | 56 | 56 | 56 | 56 | 56 | 56 | 65 | 65 | 65 | 65 | 65 | 65 | 65 | 65 | 65 | 65 | 65 | 0 | 0 | 0 | 0 | 0 | 0 | 0 | 0 | 0 | 0 | 0 | 0 | 0 | 0 | 0 | 0 | 0 | 0 | 0 | 0 | 0 | 0
Existing | US | Texas RE | 1119798 | 3464 | GBY_GBYGT84 | 84 | Greens Bayou | GREENS BAYOU CTG 84 | 0 | GT | NG | 0 | Natural Gas and Other Gases | 1976 |  | 88.3333 | 56 | 65 | 56 | 56 | 56 | 56 | 56 | 56 | 56 | 56 | 56 | 56 | 56 | 65 | 65 | 65 | 65 | 65 | 65 | 65 | 65 | 65 | 65 | 65 | 0 | 0 | 0 | 0 | 0 | 0 | 0 | 0 | 0 | 0 | 0 | 0 | 0 | 0 | 0 | 0 | 0 | 0 | 0 | 0 | 0 | 0
Existing | US | Texas RE | 1101011 | 4195 | STEAM_ENGINE_1 | EP | Powerlane Plant | GREENVILLE IC ENGINE PLANT IC 1 | 0 | IC | NG | 0 | Natural Gas and Other Gases | 2010 |  | 8.439 | 8.2 | 8.2 | 8.2 | 8.2 | 8.2 | 8.2 | 8.2 | 8.2 | 8.2 | 8.2 | 8.2 | 8.2 | 8.2 | 8.2 | 8.2 | 8.2 | 8.2 | 8.2 | 8.2 | 8.2 | 8.2 | 8.2 | 8.2 | 8.2 | 0 | 0 | 0 | 0 | 0 | 0 | 0 | 0 | 0 | 0 | 0 | 0 | 0 | 0 | 0 | 0 | 0 | 0 | 0 | 0 | 0 | 0
Existing | US | Texas RE | 1176316 | 4195 | STEAM_ENGINE_2 | EP2 | Powerlane Plant | GREENVILLE IC ENGINE PLANT IC 2 | 0 | IC | NG | 0 | Natural Gas and Other Gases | 2010 |  | 8.439 | 8.2 | 8.2 | 8.2 | 8.2 | 8.2 | 8.2 | 8.2 | 8.2 | 8.2 | 8.2 | 8.2 | 8.2 | 8.2 | 8.2 | 8.2 | 8.2 | 8.2 | 8.2 | 8.2 | 8.2 | 8.2 | 8.2 | 8.2 | 8.2 | 0 | 0 | 0 | 0 | 0 | 0 | 0 | 0 | 0 | 0 | 0 | 0 | 0 | 0 | 0 | 0 | 0 | 0 | 0 | 0 | 0 | 0
Existing | US | Texas RE | 1350487 | 4195 | STEAM_ENGINE_3 | EP3 | Powerlane Plant | GREENVILLE IC ENGINE PLANT IC 3 | 0 | IC | NG | 0 | Natural Gas and Other Gases | 2010 |  | 8.439 | 8.2 | 8.2 | 8.2 | 8.2 | 8.2 | 8.2 | 8.2 | 8.2 | 8.2 | 8.2 | 8.2 | 8.2 | 8.2 | 8.2 | 8.2 | 8.2 | 8.2 | 8.2 | 8.2 | 8.2 | 8.2 | 8.2 | 8.2 | 8.2 | 0 | 0 | 0 | 0 | 0 | 0 | 0 | 0 | 0 | 0 | 0 | 0 | 0 | 0 | 0 | 0 | 0 | 0 | 0 | 0 | 0 | 0
Existing | US | Texas RE | 1487512 | 55153 | GUADG_GAS1 | CTG1 | Guadalupe Generating Station | GUADALUPE ENERGY CENTER CTG 1 | 0 | CT | NG | 0 | Natural Gas and Other Gases | 2000 |  | 181 | 143 | 167 | 143 | 143 | 143 | 143 | 143 | 143 | 143 | 143 | 143 | 143 | 143 | 167 | 167 | 167 | 167 | 167 | 167 | 167 | 167 | 167 | 167 | 167 | 0 | 0 | 0 | 0 | 0 | 0 | 0 | 0 | 0 | 0 | 0 | 0 | 0 | 0 | 0 | 0 | 0 | 0 | 0 | 0 | 0 | 0
Existing | US | Texas RE | 1938929 | 55153 | GUADG_GAS2 | CTG2 | Guadalupe Generating Station | GUADALUPE ENERGY CENTER CTG 2 | 0 | CT | NG | 0 | Natural Gas and Other Gases | 2000 |  | 181 | 143 | 167 | 143 | 143 | 143 | 143 | 143 | 143 | 143 | 143 | 143 | 143 | 143 | 167 | 167 | 167 | 167 | 167 | 167 | 167 | 167 | 167 | 167 | 167 | 0 | 0 | 0 | 0 | 0 | 0 | 0 | 0 | 0 | 0 | 0 | 0 | 0 | 0 | 0 | 0 | 0 | 0 | 0 | 0 | 0 | 0
Existing | US | Texas RE | 1546286 | 55153 | GUADG_GAS3 | CTG3 | Guadalupe Generating Station | GUADALUPE ENERGY CENTER CTG 3 | 0 | CT | NG | 0 | Natural Gas and Other Gases | 2000 |  | 181 | 141 | 167 | 141 | 141 | 141 | 141 | 141 | 141 | 141 | 141 | 141 | 141 | 141 | 167 | 167 | 167 | 167 | 167 | 167 | 167 | 167 | 167 | 167 | 167 | 0 | 0 | 0 | 0 | 0 | 0 | 0 | 0 | 0 | 0 | 0 | 0 | 0 | 0 | 0 | 0 | 0 | 0 | 0 | 0 | 0 | 0
Existing | US | Texas RE | 1526891 | 55153 | GUADG_GAS4 | CTG4 | Guadalupe Generating Station | GUADALUPE ENERGY CENTER CTG 4 | 0 | CT | NG | 0 | Natural Gas and Other Gases | 2000 |  | 181 | 141 | 167 | 141 | 141 | 141 | 141 | 141 | 141 | 141 | 141 | 141 | 141 | 141 | 167 | 167 | 167 | 167 | 167 | 167 | 167 | 167 | 167 | 167 | 167 | 0 | 0 | 0 | 0 | 0 | 0 | 0 | 0 | 0 | 0 | 0 | 0 | 0 | 0 | 0 | 0 | 0 | 0 | 0 | 0 | 0 | 0
Existing | US | Texas RE | 1114556 | 55153 | GUADG_STM5 | STG1 | Guadalupe Generating Station | GUADALUPE ENERGY CENTER STG 5 | 0 | CA | NG | 0 | Natural Gas and Other Gases | 2000 |  | 204 | 198 | 203 | 198 | 198 | 198 | 198 | 198 | 198 | 198 | 198 | 198 | 198 | 198 | 203 | 203 | 203 | 203 | 203 | 203 | 203 | 203 | 203 | 203 | 203 | 0 | 0 | 0 | 0 | 0 | 0 | 0 | 0 | 0 | 0 | 0 | 0 | 0 | 0 | 0 | 0 | 0 | 0 | 0 | 0 | 0 | 0
Existing | US | Texas RE | 1950623 | 55153 | GUADG_STM6 | STG2 | Guadalupe Generating Station | GUADALUPE ENERGY CENTER STG 6 | 0 | CA | NG | 0 | Natural Gas and Other Gases | 2000 |  | 204 | 198 | 203 | 198 | 198 | 198 | 198 | 198 | 198 | 198 | 198 | 198 | 198 | 198 | 203 | 203 | 203 | 203 | 203 | 203 | 203 | 203 | 203 | 203 | 203 | 0 | 0 | 0 | 0 | 0 | 0 | 0 | 0 | 0 | 0 | 0 | 0 | 0 | 0 | 0 | 0 | 0 | 0 | 0 | 0 | 0 | 0
Existing | US | Texas RE | 1625369 | 3491 | HLSES_UNIT3 | 3 | Handley | HANDLEY STG 3 | 0 | ST | NG | 0 | Natural Gas and Other Gases | 1963 |  | 395 | 395 | 395 | 395 | 395 | 395 | 395 | 395 | 395 | 395 | 395 | 395 | 395 | 395 | 395 | 395 | 395 | 395 | 395 | 395 | 395 | 395 | 395 | 395 | 395 | 0 | 0 | 0 | 0 | 0 | 0 | 0 | 0 | 0 | 0 | 0 | 0 | 0 | 0 | 0 | 0 | 0 | 0 | 0 | 0 | 0 | 0
Existing | US | Texas RE | 1202568 | 3491 | HLSES_UNIT4 | 4 | Handley | HANDLEY STG 4 | 0 | ST | NG | 0 | Natural Gas and Other Gases | 1976 |  | 435 | 435 | 435 | 435 | 435 | 435 | 435 | 435 | 435 | 435 | 435 | 435 | 435 | 435 | 435 | 435 | 435 | 435 | 435 | 435 | 435 | 435 | 435 | 435 | 435 | 0 | 0 | 0 | 0 | 0 | 0 | 0 | 0 | 0 | 0 | 0 | 0 | 0 | 0 | 0 | 0 | 0 | 0 | 0 | 0 | 0 | 0
Existing | US | Texas RE | 1736192 | 3491 | HLSES_UNIT5 | 5 | Handley | HANDLEY STG 5 | 0 | ST | NG | 0 | Natural Gas and Other Gases | 1977 |  | 435 | 435 | 435 | 435 | 435 | 435 | 435 | 435 | 435 | 435 | 435 | 435 | 435 | 435 | 435 | 435 | 435 | 435 | 435 | 435 | 435 | 435 | 435 | 435 | 435 | 0 | 0 | 0 | 0 | 0 | 0 | 0 | 0 | 0 | 0 | 0 | 0 | 0 | 0 | 0 | 0 | 0 | 0 | 0 | 0 | 0 | 0
Existing | US | Texas RE | 1110957 | 55144 | HAYSEN_HAYSENG1 | U1 | Hays Energy Project | HAYS ENERGY FACILITY CSG 1 | 0 | CS | NG | 0 | Natural Gas and Other Gases | 2002 |  | 242 | 210 | 239 | 210 | 210 | 210 | 210 | 210 | 210 | 210 | 210 | 210 | 210 | 210 | 239 | 239 | 239 | 239 | 239 | 239 | 239 | 239 | 239 | 239 | 239 | 0 | 0 | 0 | 0 | 0 | 0 | 0 | 0 | 0 | 0 | 0 | 0 | 0 | 0 | 0 | 0 | 0 | 0 | 0 | 0 | 0 | 0
Existing | US | Texas RE | 1772556 | 55144 | HAYSEN_HAYSENG2 | U2 | Hays Energy Project | HAYS ENERGY FACILITY CSG 2 | 0 | CS | NG | 0 | Natural Gas and Other Gases | 2002 |  | 242 | 211 | 240 | 211 | 211 | 211 | 211 | 211 | 211 | 211 | 211 | 211 | 211 | 211 | 240 | 240 | 240 | 240 | 240 | 240 | 240 | 240 | 240 | 240 | 240 | 0 | 0 | 0 | 0 | 0 | 0 | 0 | 0 | 0 | 0 | 0 | 0 | 0 | 0 | 0 | 0 | 0 | 0 | 0 | 0 | 0 | 0 | upgrade/repower project in queue
Existing | US | Texas RE | 1253901 | 55144 | HAYSEN_HAYSENG3 | U3 | Hays Energy Project | HAYS ENERGY FACILITY CSG 3 | 0 | CS | NG | 0 | Natural Gas and Other Gases | 2002 |  | 252 | 210 | 242 | 210 | 210 | 210 | 210 | 210 | 210 | 210 | 210 | 210 | 210 | 210 | 242 | 242 | 242 | 242 | 242 | 242 | 242 | 242 | 242 | 242 | 242 | 0 | 0 | 0 | 0 | 0 | 0 | 0 | 0 | 0 | 0 | 0 | 0 | 0 | 0 | 0 | 0 | 0 | 0 | 0 | 0 | 0 | 0 | upgrade/repower project in queue
Existing | US | Texas RE | 1657485 | 55144 | HAYSEN_HAYSENG4 | U4 | Hays Energy Project | HAYS ENERGY FACILITY CSG 4 | 0 | CS | NG | 0 | Natural Gas and Other Gases | 2002 |  | 252 | 213 | 243 | 213 | 213 | 213 | 213 | 213 | 213 | 213 | 213 | 213 | 213 | 213 | 243 | 243 | 243 | 243 | 243 | 243 | 243 | 243 | 243 | 243 | 243 | 0 | 0 | 0 | 0 | 0 | 0 | 0 | 0 | 0 | 0 | 0 | 0 | 0 | 0 | 0 | 0 | 0 | 0 | 0 | 0 | 0 | 0
Existing | US | Texas RE | 1729721 | 55545 | DUKE_DUKE_GT1 | CTG1 | Hidalgo Energy Center | HIDALGO ENERGY CENTER CTG 1 | 0 | CT | NG | 0 | Natural Gas and Other Gases | 2000 |  | 176.63 | 149 | 150 | 149 | 149 | 149 | 149 | 149 | 149 | 149 | 149 | 149 | 149 | 149 | 150 | 150 | 150 | 150 | 150 | 150 | 150 | 150 | 150 | 150 | 150 | 0 | 0 | 0 | 0 | 0 | 0 | 0 | 0 | 0 | 0 | 0 | 0 | 0 | 0 | 0 | 0 | 0 | 0 | 0 | 0 | 0 | 0
Existing | US | Texas RE | 1420495 | 55545 | DUKE_DUKE_GT2 | CTG2 | Hidalgo Energy Center | HIDALGO ENERGY CENTER CTG 2 | 0 | CT | NG | 0 | Natural Gas and Other Gases | 2000 |  | 176.63 | 149 | 150 | 149 | 149 | 149 | 149 | 149 | 149 | 149 | 149 | 149 | 149 | 149 | 150 | 150 | 150 | 150 | 150 | 150 | 150 | 150 | 150 | 150 | 150 | 0 | 0 | 0 | 0 | 0 | 0 | 0 | 0 | 0 | 0 | 0 | 0 | 0 | 0 | 0 | 0 | 0 | 0 | 0 | 0 | 0 | 0
Existing | US | Texas RE | 1664518 | 55545 | DUKE_DUKE_ST1 | STG1 | Hidalgo Energy Center | HIDALGO ENERGY CENTER STG 1 | 0 | CA | NG | 0 | Natural Gas and Other Gases | 2000 |  | 198.05 | 168 | 176 | 168 | 168 | 168 | 168 | 168 | 168 | 168 | 168 | 168 | 168 | 168 | 176 | 176 | 176 | 176 | 176 | 176 | 176 | 176 | 176 | 176 | 176 | 0 | 0 | 0 | 0 | 0 | 0 | 0 | 0 | 0 | 0 | 0 | 0 | 0 | 0 | 0 | 0 | 0 | 0 | 0 | 0 | 0 | 0
Existing | US | Texas RE | 1278342 | 55230 | JACKCNTY_CT1 | CT1 | Jack County | JACK COUNTY GEN FACILITY CTG 1 | 0 | CT | NG | 0 | Natural Gas and Other Gases | 2006 |  | 198.9 | 155 | 160 | 155 | 155 | 155 | 155 | 155 | 155 | 155 | 155 | 155 | 155 | 155 | 160 | 160 | 160 | 160 | 160 | 160 | 160 | 160 | 160 | 160 | 160 | 0 | 0 | 0 | 0 | 0 | 0 | 0 | 0 | 0 | 0 | 0 | 0 | 0 | 0 | 0 | 0 | 0 | 0 | 0 | 0 | 0 | 0
Existing | US | Texas RE | 1934361 | 55230 | JACKCNTY_CT2 | CT2 | Jack County | JACK COUNTY GEN FACILITY CTG 2 | 0 | CT | NG | 0 | Natural Gas and Other Gases | 2006 |  | 198.9 | 155 | 160 | 155 | 155 | 155 | 155 | 155 | 155 | 155 | 155 | 155 | 155 | 155 | 160 | 160 | 160 | 160 | 160 | 160 | 160 | 160 | 160 | 160 | 160 | 0 | 0 | 0 | 0 | 0 | 0 | 0 | 0 | 0 | 0 | 0 | 0 | 0 | 0 | 0 | 0 | 0 | 0 | 0 | 0 | 0 | 0
Existing | US | Texas RE | 1874052 | 55230 | JCKCNTY2_CT3 | CT3 | Jack County | JACK COUNTY GEN FACILITY CTG 3 | 0 | CT | NG | 0 | Natural Gas and Other Gases | 2011 |  | 198.9 | 150 | 165 | 150 | 150 | 150 | 150 | 150 | 150 | 150 | 150 | 150 | 150 | 150 | 165 | 165 | 165 | 165 | 165 | 165 | 165 | 165 | 165 | 165 | 165 | 0 | 0 | 0 | 0 | 0 | 0 | 0 | 0 | 0 | 0 | 0 | 0 | 0 | 0 | 0 | 0 | 0 | 0 | 0 | 0 | 0 | 0
Existing | US | Texas RE | 1780041 | 55230 | JCKCNTY2_CT4 | CT4 | Jack County | JACK COUNTY GEN FACILITY CTG 4 | 0 | CT | NG | 0 | Natural Gas and Other Gases | 2011 |  | 198.9 | 150 | 165 | 150 | 150 | 150 | 150 | 150 | 150 | 150 | 150 | 150 | 150 | 150 | 165 | 165 | 165 | 165 | 165 | 165 | 165 | 165 | 165 | 165 | 165 | 0 | 0 | 0 | 0 | 0 | 0 | 0 | 0 | 0 | 0 | 0 | 0 | 0 | 0 | 0 | 0 | 0 | 0 | 0 | 0 | 0 | 0
Existing | US | Texas RE | 1206231 | 55230 | JACKCNTY_STG | ST1 | Jack County | JACK COUNTY GEN FACILITY STG 1 | 0 | CA | NG | 0 | Natural Gas and Other Gases | 2006 |  | 300 | 295 | 293 | 295 | 295 | 295 | 295 | 295 | 295 | 295 | 295 | 295 | 295 | 295 | 293 | 293 | 293 | 293 | 293 | 293 | 293 | 293 | 293 | 293 | 293 | 0 | 0 | 0 | 0 | 0 | 0 | 0 | 0 | 0 | 0 | 0 | 0 | 0 | 0 | 0 | 0 | 0 | 0 | 0 | 0 | 0 | 0
Existing | US | Texas RE | 1770753 | 55230 | JCKCNTY2_ST2 | ST2 | Jack County | JACK COUNTY GEN FACILITY STG 2 | 0 | CA | NG | 0 | Natural Gas and Other Gases | 2011 |  | 320.6 | 295 | 310 | 295 | 295 | 295 | 295 | 295 | 295 | 295 | 295 | 295 | 295 | 295 | 310 | 310 | 310 | 310 | 310 | 310 | 310 | 310 | 310 | 310 | 310 | 0 | 0 | 0 | 0 | 0 | 0 | 0 | 0 | 0 | 0 | 0 | 0 | 0 | 0 | 0 | 0 | 0 | 0 | 0 | 0 | 0 | 0
Existing | US | Texas RE | 1613480 | 54817 | TEN_CT1 | GT-1 | Johnson County | JOHNSON COUNTY GEN FACILITY CTG 1 | 0 | CT | NG | 0 | Natural Gas and Other Gases | 1997 |  | 185 | 163 | 177 | 163 | 163 | 163 | 163 | 163 | 163 | 163 | 163 | 163 | 163 | 163 | 177 | 177 | 177 | 177 | 177 | 177 | 177 | 177 | 177 | 177 | 177 | 0 | 0 | 0 | 0 | 0 | 0 | 0 | 0 | 0 | 0 | 0 | 0 | 0 | 0 | 0 | 0 | 0 | 0 | 0 | 0 | 0 | 0
Existing | US | Texas RE | 1120858 | 54817 | TEN_STG | ST-1 | Johnson County | JOHNSON COUNTY GEN FACILITY STG 1 | 0 | CA | NG | 0 | Natural Gas and Other Gases | 1997 |  | 107 | 106 | 106 | 106 | 106 | 106 | 106 | 106 | 106 | 106 | 106 | 106 | 106 | 106 | 106 | 106 | 106 | 106 | 106 | 106 | 106 | 106 | 106 | 106 | 106 | 0 | 0 | 0 | 0 | 0 | 0 | 0 | 0 | 0 | 0 | 0 | 0 | 0 | 0 | 0 | 0 | 0 | 0 | 0 | 0 | 0 | 0
Existing | US | Texas RE | 1804825 | 3452 | LHSES_UNIT1 | 1 | Lake Hubbard | LAKE HUBBARD STG 1 | 0 | ST | NG | 0 | Natural Gas and Other Gases | 1970 |  | 397 | 392 | 392 | 392 | 392 | 392 | 392 | 392 | 392 | 392 | 392 | 392 | 392 | 392 | 392 | 392 | 392 | 392 | 392 | 392 | 392 | 392 | 392 | 392 | 392 | 0 | 0 | 0 | 0 | 0 | 0 | 0 | 0 | 0 | 0 | 0 | 0 | 0 | 0 | 0 | 0 | 0 | 0 | 0 | 0 | 0 | 0
Existing | US | Texas RE | 1629106 | 3452 | LHSES_UNIT2A | 2 | Lake Hubbard | LAKE HUBBARD STG 2 | 0 | ST | NG | 0 | Natural Gas and Other Gases | 1973 |  | 531 | 523 | 523 | 523 | 523 | 523 | 523 | 523 | 523 | 523 | 523 | 523 | 523 | 523 | 523 | 523 | 523 | 523 | 523 | 523 | 523 | 523 | 523 | 523 | 523 | 0 | 0 | 0 | 0 | 0 | 0 | 0 | 0 | 0 | 0 | 0 | 0 | 0 | 0 | 0 | 0 | 0 | 0 | 0 | 0 | 0 | 0
Existing | US | Texas RE | 1282098 | 55097 | LPCCS_CT11 | CTG1 | Lamar Power Project | LAMAR ENERGY CENTER CTG 11 | 0 | CT | NG | 0 | Natural Gas and Other Gases | 2000 |  | 186 | 153 | 186 | 153 | 153 | 153 | 153 | 153 | 153 | 153 | 153 | 153 | 153 | 153 | 186 | 186 | 186 | 186 | 186 | 186 | 186 | 186 | 186 | 186 | 186 | 0 | 0 | 0 | 0 | 0 | 0 | 0 | 0 | 0 | 0 | 0 | 0 | 0 | 0 | 0 | 0 | 0 | 0 | 0 | 0 | 0 | 0
Existing | US | Texas RE | 1600004 | 55097 | LPCCS_CT12 | CTG2 | Lamar Power Project | LAMAR ENERGY CENTER CTG 12 | 0 | CT | NG | 0 | Natural Gas and Other Gases | 2000 |  | 186 | 145 | 178 | 145 | 145 | 145 | 145 | 145 | 145 | 145 | 145 | 145 | 145 | 145 | 178 | 178 | 178 | 178 | 178 | 178 | 178 | 178 | 178 | 178 | 178 | 0 | 0 | 0 | 0 | 0 | 0 | 0 | 0 | 0 | 0 | 0 | 0 | 0 | 0 | 0 | 0 | 0 | 0 | 0 | 0 | 0 | 0
Existing | US | Texas RE | 1126724 | 55097 | LPCCS_CT21 | CTG3 | Lamar Power Project | LAMAR ENERGY CENTER CTG 21 | 0 | CT | NG | 0 | Natural Gas and Other Gases | 2000 |  | 186 | 145 | 178 | 145 | 145 | 145 | 145 | 145 | 145 | 145 | 145 | 145 | 145 | 145 | 178 | 178 | 178 | 178 | 178 | 178 | 178 | 178 | 178 | 178 | 178 | 0 | 0 | 0 | 0 | 0 | 0 | 0 | 0 | 0 | 0 | 0 | 0 | 0 | 0 | 0 | 0 | 0 | 0 | 0 | 0 | 0 | 0
Existing | US | Texas RE | 1796872 | 55097 | LPCCS_CT22 | CTG4 | Lamar Power Project | LAMAR ENERGY CENTER CTG 22 | 0 | CT | NG | 0 | Natural Gas and Other Gases | 2000 |  | 186 | 153 | 186 | 153 | 153 | 153 | 153 | 153 | 153 | 153 | 153 | 153 | 153 | 153 | 186 | 186 | 186 | 186 | 186 | 186 | 186 | 186 | 186 | 186 | 186 | 0 | 0 | 0 | 0 | 0 | 0 | 0 | 0 | 0 | 0 | 0 | 0 | 0 | 0 | 0 | 0 | 0 | 0 | 0 | 0 | 0 | 0
Existing | US | Texas RE | 1747362 | 55097 | LPCCS_UNIT1 | STG1 | Lamar Power Project | LAMAR ENERGY CENTER STG 1 | 0 | CA | NG | 0 | Natural Gas and Other Gases | 2000 |  | 216 | 204 | 204 | 204 | 204 | 204 | 204 | 204 | 204 | 204 | 204 | 204 | 204 | 204 | 204 | 204 | 204 | 204 | 204 | 204 | 204 | 204 | 204 | 204 | 204 | 0 | 0 | 0 | 0 | 0 | 0 | 0 | 0 | 0 | 0 | 0 | 0 | 0 | 0 | 0 | 0 | 0 | 0 | 0 | 0 | 0 | 0
Existing | US | Texas RE | 1098956 | 55097 | LPCCS_UNIT2 | STG2 | Lamar Power Project | LAMAR ENERGY CENTER STG 2 | 0 | CA | NG | 0 | Natural Gas and Other Gases | 2000 |  | 216 | 204 | 204 | 204 | 204 | 204 | 204 | 204 | 204 | 204 | 204 | 204 | 204 | 204 | 204 | 204 | 204 | 204 | 204 | 204 | 204 | 204 | 204 | 204 | 204 | 0 | 0 | 0 | 0 | 0 | 0 | 0 | 0 | 0 | 0 | 0 | 0 | 0 | 0 | 0 | 0 | 0 | 0 | 0 | 0 | 0 | 0
Existing | US | Texas RE | 1072025 | 3439 | LARDVFTN_G4 | 4 | Laredo | LAREDO CTG 4 | 0 | GT | NG | 0 | Natural Gas and Other Gases | 2008 |  | 98.5 | 90.1 | 97.4 | 90.1 | 90.1 | 90.1 | 90.1 | 90.1 | 90.1 | 90.1 | 90.1 | 90.1 | 90.1 | 90.1 | 97.4 | 97.4 | 97.4 | 97.4 | 97.4 | 97.4 | 97.4 | 97.4 | 97.4 | 97.4 | 97.4 | 0 | 0 | 0 | 0 | 0 | 0 | 0 | 0 | 0 | 0 | 0 | 0 | 0 | 0 | 0 | 0 | 0 | 0 | 0 | 0 | 0 | 0
Existing | US | Texas RE | 1446220 | 3439 | LARDVFTN_G5 | 5 | Laredo | LAREDO CTG 5 | 0 | GT | NG | 0 | Natural Gas and Other Gases | 2008 |  | 98.5 | 87.3 | 94.4 | 87.3 | 87.3 | 87.3 | 87.3 | 87.3 | 87.3 | 87.3 | 87.3 | 87.3 | 87.3 | 87.3 | 94.4 | 94.4 | 94.4 | 94.4 | 94.4 | 94.4 | 94.4 | 94.4 | 94.4 | 94.4 | 94.4 | 0 | 0 | 0 | 0 | 0 | 0 | 0 | 0 | 0 | 0 | 0 | 0 | 0 | 0 | 0 | 0 | 0 | 0 | 0 | 0 | 0 | 0
Existing | US | Texas RE | 1049071 | 3609 | LEON_CRK_LCPCT1 | CGT1 | Leon Creek | LEON CREEK PEAKER CTG 1 | 0 | GT | NG | 0 | Natural Gas and Other Gases | 2004 |  | 48 | 46 | 46 | 46 | 46 | 46 | 46 | 46 | 46 | 46 | 46 | 46 | 46 | 46 | 46 | 46 | 46 | 46 | 46 | 46 | 46 | 46 | 46 | 46 | 46 | 0 | 0 | 0 | 0 | 0 | 0 | 0 | 0 | 0 | 0 | 0 | 0 | 0 | 0 | 0 | 0 | 0 | 0 | 0 | 0 | 0 | 0
Existing | US | Texas RE | 1059188 | 3609 | LEON_CRK_LCPCT2 | CGT2 | Leon Creek | LEON CREEK PEAKER CTG 2 | 0 | GT | NG | 0 | Natural Gas and Other Gases | 2004 |  | 48 | 46 | 46 | 46 | 46 | 46 | 46 | 46 | 46 | 46 | 46 | 46 | 46 | 46 | 46 | 46 | 46 | 46 | 46 | 46 | 46 | 46 | 46 | 46 | 46 | 0 | 0 | 0 | 0 | 0 | 0 | 0 | 0 | 0 | 0 | 0 | 0 | 0 | 0 | 0 | 0 | 0 | 0 | 0 | 0 | 0 | 0
Existing | US | Texas RE | 1020719 | 3609 | LEON_CRK_LCPCT3 | CGT3 | Leon Creek | LEON CREEK PEAKER CTG 3 | 0 | GT | NG | 0 | Natural Gas and Other Gases | 2004 |  | 48 | 46 | 46 | 46 | 46 | 46 | 46 | 46 | 46 | 46 | 46 | 46 | 46 | 46 | 46 | 46 | 46 | 46 | 46 | 46 | 46 | 46 | 46 | 46 | 46 | 0 | 0 | 0 | 0 | 0 | 0 | 0 | 0 | 0 | 0 | 0 | 0 | 0 | 0 | 0 | 0 | 0 | 0 | 0 | 0 | 0 | 0
Existing | US | Texas RE | 1847979 | 3609 | LEON_CRK_LCPCT4 | CGT4 | Leon Creek | LEON CREEK PEAKER CTG 4 | 0 | GT | NG | 0 | Natural Gas and Other Gases | 2004 |  | 48 | 46 | 46 | 46 | 46 | 46 | 46 | 46 | 46 | 46 | 46 | 46 | 46 | 46 | 46 | 46 | 46 | 46 | 46 | 46 | 46 | 46 | 46 | 46 | 46 | 0 | 0 | 0 | 0 | 0 | 0 | 0 | 0 | 0 | 0 | 0 | 0 | 0 | 0 | 0 | 0 | 0 | 0 | 0 | 0 | 0 | 0
Existing | US | Texas RE | 1212230 | 55154 | LOSTPI_LOSTPGT1 | CTA | Lost Pines 1 Power Project | LOST PINES POWER CTG 1 | 0 | CT | NG | 0 | Natural Gas and Other Gases | 2001 |  | 202.5 | 170 | 183 | 170 | 170 | 170 | 170 | 170 | 170 | 170 | 170 | 170 | 170 | 170 | 183 | 183 | 183 | 183 | 183 | 183 | 183 | 183 | 183 | 183 | 183 | 0 | 0 | 0 | 0 | 0 | 0 | 0 | 0 | 0 | 0 | 0 | 0 | 0 | 0 | 0 | 0 | 0 | 0 | 0 | 0 | 0 | 0
Existing | US | Texas RE | 1431892 | 55154 | LOSTPI_LOSTPGT2 | CTB | Lost Pines 1 Power Project | LOST PINES POWER CTG 2 | 0 | CT | NG | 0 | Natural Gas and Other Gases | 2001 |  | 202.5 | 170 | 183 | 170 | 170 | 170 | 170 | 170 | 170 | 170 | 170 | 170 | 170 | 170 | 183 | 183 | 183 | 183 | 183 | 183 | 183 | 183 | 183 | 183 | 183 | 0 | 0 | 0 | 0 | 0 | 0 | 0 | 0 | 0 | 0 | 0 | 0 | 0 | 0 | 0 | 0 | 0 | 0 | 0 | 0 | 0 | 0
Existing | US | Texas RE | 1191056 | 55154 | LOSTPI_LOSTPST1 | ST | Lost Pines 1 Power Project | LOST PINES POWER STG 1 | 0 | CA | NG | 0 | Natural Gas and Other Gases | 2001 |  | 204 | 188 | 192 | 188 | 188 | 188 | 188 | 188 | 188 | 188 | 188 | 188 | 188 | 188 | 192 | 192 | 192 | 192 | 192 | 192 | 192 | 192 | 192 | 192 | 192 | 0 | 0 | 0 | 0 | 0 | 0 | 0 | 0 | 0 | 0 | 0 | 0 | 0 | 0 | 0 | 0 | 0 | 0 | 0 | 0 | 0 | 0
Existing | US | Texas RE | 1786790 | 55123 | NEDIN_NEDIN_G1 | CTG1 | Magic Valley Generating Station | MAGIC VALLEY STATION CTG 1 | 0 | CT | NG | 0 | Natural Gas and Other Gases | 2001 |  | 266.9 | 215 | 218.6 | 215 | 215 | 215 | 215 | 215 | 215 | 215 | 215 | 215 | 215 | 215 | 218.6 | 218.6 | 218.6 | 218.6 | 218.6 | 218.6 | 218.6 | 218.6 | 218.6 | 218.6 | 218.6 | 0 | 0 | 0 | 0 | 0 | 0 | 0 | 0 | 0 | 0 | 0 | 0 | 0 | 0 | 0 | 0 | 0 | 0 | 0 | 0 | 0 | 0
Existing | US | Texas RE | 1419758 | 55123 | NEDIN_NEDIN_G2 | CTG2 | Magic Valley Generating Station | MAGIC VALLEY STATION CTG 2 | 0 | CT | NG | 0 | Natural Gas and Other Gases | 2001 |  | 266.9 | 215 | 218.6 | 215 | 215 | 215 | 215 | 215 | 215 | 215 | 215 | 215 | 215 | 215 | 218.6 | 218.6 | 218.6 | 218.6 | 218.6 | 218.6 | 218.6 | 218.6 | 218.6 | 218.6 | 218.6 | 0 | 0 | 0 | 0 | 0 | 0 | 0 | 0 | 0 | 0 | 0 | 0 | 0 | 0 | 0 | 0 | 0 | 0 | 0 | 0 | 0 | 0
Existing | US | Texas RE | 1717815 | 55123 | NEDIN_NEDIN_G3 | STG | Magic Valley Generating Station | MAGIC VALLEY STATION STG 3 | 0 | CA | NG | 0 | Natural Gas and Other Gases | 2001 |  | 258.4 | 236 | 257.9 | 236 | 236 | 236 | 236 | 236 | 236 | 236 | 236 | 236 | 236 | 236 | 257.9 | 257.9 | 257.9 | 257.9 | 257.9 | 257.9 | 257.9 | 257.9 | 257.9 | 257.9 | 257.9 | 0 | 0 | 0 | 0 | 0 | 0 | 0 | 0 | 0 | 0 | 0 | 0 | 0 | 0 | 0 | 0 | 0 | 0 | 0 | 0 | 0 | 0
Existing | US | Texas RE | 1672189 | 55091 | MDANP_CT1 | STK1 | Midlothian Energy Facility | MIDLOTHIAN ENERGY FACILITY CTG 1 | 0 | CS | NG | 0 | Natural Gas and Other Gases | 2001 |  | 289 | 229 | 258 | 229 | 229 | 229 | 229 | 229 | 229 | 229 | 229 | 229 | 229 | 229 | 258 | 258 | 258 | 258 | 258 | 258 | 258 | 258 | 258 | 258 | 258 | 0 | 0 | 0 | 0 | 0 | 0 | 0 | 0 | 0 | 0 | 0 | 0 | 0 | 0 | 0 | 0 | 0 | 0 | 0 | 0 | 0 | 0
Existing | US | Texas RE | 1980234 | 55091 | MDANP_CT2 | STK2 | Midlothian Energy Facility | MIDLOTHIAN ENERGY FACILITY CTG 2 | 0 | CS | NG | 0 | Natural Gas and Other Gases | 2001 |  | 289 | 227 | 256 | 227 | 227 | 227 | 227 | 227 | 227 | 227 | 227 | 227 | 227 | 227 | 256 | 256 | 256 | 256 | 256 | 256 | 256 | 256 | 256 | 256 | 256 | 0 | 0 | 0 | 0 | 0 | 0 | 0 | 0 | 0 | 0 | 0 | 0 | 0 | 0 | 0 | 0 | 0 | 0 | 0 | 0 | 0 | 0 | upgrade/repower project in queue
Existing | US | Texas RE | 1082740 | 55091 | MDANP_CT3 | STK3 | Midlothian Energy Facility | MIDLOTHIAN ENERGY FACILITY CTG 3 | 0 | CS | NG | 0 | Natural Gas and Other Gases | 2001 |  | 289 | 227 | 255 | 227 | 227 | 227 | 227 | 227 | 227 | 227 | 227 | 227 | 227 | 227 | 255 | 255 | 255 | 255 | 255 | 255 | 255 | 255 | 255 | 255 | 255 | 0 | 0 | 0 | 0 | 0 | 0 | 0 | 0 | 0 | 0 | 0 | 0 | 0 | 0 | 0 | 0 | 0 | 0 | 0 | 0 | 0 | 0
Existing | US | Texas RE | 1452931 | 55091 | MDANP_CT4 | STK4 | Midlothian Energy Facility | MIDLOTHIAN ENERGY FACILITY CTG 4 | 0 | CS | NG | 0 | Natural Gas and Other Gases | 2001 |  | 289 | 227 | 258 | 227 | 227 | 227 | 227 | 227 | 227 | 227 | 227 | 227 | 227 | 227 | 258 | 258 | 258 | 258 | 258 | 258 | 258 | 258 | 258 | 258 | 258 | 0 | 0 | 0 | 0 | 0 | 0 | 0 | 0 | 0 | 0 | 0 | 0 | 0 | 0 | 0 | 0 | 0 | 0 | 0 | 0 | 0 | 0 | upgrade/repower project in queue
Existing | US | Texas RE | 1337233 | 55091 | MDANP_CT5 | STK5 | Midlothian Energy Facility | MIDLOTHIAN ENERGY FACILITY CTG 5 | 0 | CS | NG | 0 | Natural Gas and Other Gases | 2002 |  | 289 | 241 | 276 | 241 | 241 | 241 | 241 | 241 | 241 | 241 | 241 | 241 | 241 | 241 | 276 | 276 | 276 | 276 | 276 | 276 | 276 | 276 | 276 | 276 | 276 | 0 | 0 | 0 | 0 | 0 | 0 | 0 | 0 | 0 | 0 | 0 | 0 | 0 | 0 | 0 | 0 | 0 | 0 | 0 | 0 | 0 | 0
Existing | US | Texas RE | 1200367 | 55091 | MDANP_CT6 | STK6 | Midlothian Energy Facility | MIDLOTHIAN ENERGY FACILITY CTG 6 | 0 | CS | NG | 0 | Natural Gas and Other Gases | 2002 |  | 289 | 243 | 278 | 243 | 243 | 243 | 243 | 243 | 243 | 243 | 243 | 243 | 243 | 243 | 278 | 278 | 278 | 278 | 278 | 278 | 278 | 278 | 278 | 278 | 278 | 0 | 0 | 0 | 0 | 0 | 0 | 0 | 0 | 0 | 0 | 0 | 0 | 0 | 0 | 0 | 0 | 0 | 0 | 0 | 0 | 0 | 0
Existing | US | Texas RE | 1234366 | 3492 | MGSES_CT1 | CT1 | Morgan Creek | MORGAN CREEK CTG 1 | 0 | GT | NG | 0 | Natural Gas and Other Gases | 1988 |  | 89.4 | 66 | 82 | 66 | 66 | 66 | 66 | 66 | 66 | 66 | 66 | 66 | 66 | 66 | 82 | 82 | 82 | 82 | 82 | 82 | 82 | 82 | 82 | 82 | 82 | 0 | 0 | 0 | 0 | 0 | 0 | 0 | 0 | 0 | 0 | 0 | 0 | 0 | 0 | 0 | 0 | 0 | 0 | 0 | 0 | 0 | 0
Existing | US | Texas RE | 1599127 | 3492 | MGSES_CT2 | CT2 | Morgan Creek | MORGAN CREEK CTG 2 | 0 | GT | NG | 0 | Natural Gas and Other Gases | 1988 |  | 89.4 | 65 | 80 | 65 | 65 | 65 | 65 | 65 | 65 | 65 | 65 | 65 | 65 | 65 | 80 | 80 | 80 | 80 | 80 | 80 | 80 | 80 | 80 | 80 | 80 | 0 | 0 | 0 | 0 | 0 | 0 | 0 | 0 | 0 | 0 | 0 | 0 | 0 | 0 | 0 | 0 | 0 | 0 | 0 | 0 | 0 | 0
Existing | US | Texas RE | 1238424 | 3492 | MGSES_CT3 | CT3 | Morgan Creek | MORGAN CREEK CTG 3 | 0 | GT | NG | 0 | Natural Gas and Other Gases | 1988 |  | 89.4 | 65 | 80 | 65 | 65 | 65 | 65 | 65 | 65 | 65 | 65 | 65 | 65 | 65 | 80 | 80 | 80 | 80 | 80 | 80 | 80 | 80 | 80 | 80 | 80 | 0 | 0 | 0 | 0 | 0 | 0 | 0 | 0 | 0 | 0 | 0 | 0 | 0 | 0 | 0 | 0 | 0 | 0 | 0 | 0 | 0 | 0
Existing | US | Texas RE | 1307289 | 3492 | MGSES_CT4 | CT4 | Morgan Creek | MORGAN CREEK CTG 4 | 0 | GT | NG | 0 | Natural Gas and Other Gases | 1988 |  | 89.4 | 67 | 81 | 67 | 67 | 67 | 67 | 67 | 67 | 67 | 67 | 67 | 67 | 67 | 81 | 81 | 81 | 81 | 81 | 81 | 81 | 81 | 81 | 81 | 81 | 0 | 0 | 0 | 0 | 0 | 0 | 0 | 0 | 0 | 0 | 0 | 0 | 0 | 0 | 0 | 0 | 0 | 0 | 0 | 0 | 0 | 0
Existing | US | Texas RE | 1021807 | 3492 | MGSES_CT5 | CT5 | Morgan Creek | MORGAN CREEK CTG 5 | 0 | GT | NG | 0 | Natural Gas and Other Gases | 1988 |  | 89.4 | 67 | 80 | 67 | 67 | 67 | 67 | 67 | 67 | 67 | 67 | 67 | 67 | 67 | 80 | 80 | 80 | 80 | 80 | 80 | 80 | 80 | 80 | 80 | 80 | 0 | 0 | 0 | 0 | 0 | 0 | 0 | 0 | 0 | 0 | 0 | 0 | 0 | 0 | 0 | 0 | 0 | 0 | 0 | 0 | 0 | 0
Existing | US | Texas RE | 1555517 | 3492 | MGSES_CT6 | CT6 | Morgan Creek | MORGAN CREEK CTG 6 | 0 | GT | NG | 0 | Natural Gas and Other Gases | 1988 |  | 89.4 | 67 | 82 | 67 | 67 | 67 | 67 | 67 | 67 | 67 | 67 | 67 | 67 | 67 | 82 | 82 | 82 | 82 | 82 | 82 | 82 | 82 | 82 | 82 | 82 | 0 | 0 | 0 | 0 | 0 | 0 | 0 | 0 | 0 | 0 | 0 | 0 | 0 | 0 | 0 | 0 | 0 | 0 | 0 | 0 | 0 | 0
Existing | US | Texas RE | 1565685 | 3453 | MCSES_UNIT6 | 6 | Mountain Creek | MOUNTAIN CREEK STG 6 | 0 | ST | NG | 0 | Natural Gas and Other Gases | 1956 |  | 122 | 122 | 122 | 122 | 122 | 122 | 122 | 122 | 122 | 122 | 122 | 122 | 122 | 122 | 122 | 122 | 122 | 122 | 122 | 122 | 122 | 122 | 122 | 122 | 122 | 0 | 0 | 0 | 0 | 0 | 0 | 0 | 0 | 0 | 0 | 0 | 0 | 0 | 0 | 0 | 0 | 0 | 0 | 0 | 0 | 0 | 0
Existing | US | Texas RE | 1106084 | 3453 | MCSES_UNIT7 | 7 | Mountain Creek | MOUNTAIN CREEK STG 7 | 0 | ST | NG | 0 | Natural Gas and Other Gases | 1958 |  | 118 | 118 | 118 | 118 | 118 | 118 | 118 | 118 | 118 | 118 | 118 | 118 | 118 | 118 | 118 | 118 | 118 | 118 | 118 | 118 | 118 | 118 | 118 | 118 | 118 | 0 | 0 | 0 | 0 | 0 | 0 | 0 | 0 | 0 | 0 | 0 | 0 | 0 | 0 | 0 | 0 | 0 | 0 | 0 | 0 | 0 | 0
Existing | US | Texas RE | 1663415 | 3453 | MCSES_UNIT8 | 8 | Mountain Creek | MOUNTAIN CREEK STG 8 | 0 | ST | NG | 0 | Natural Gas and Other Gases | 1967 |  | 568 | 568 | 568 | 568 | 568 | 568 | 568 | 568 | 568 | 568 | 568 | 568 | 568 | 568 | 568 | 568 | 568 | 568 | 568 | 568 | 568 | 568 | 568 | 568 | 568 | 0 | 0 | 0 | 0 | 0 | 0 | 0 | 0 | 0 | 0 | 0 | 0 | 0 | 0 | 0 | 0 | 0 | 0 | 0 | 0 | 0 | 0
Existing | US | Texas RE | 1373404 | 3441 | NUECES_B_NUECESG8 | 8 | Nueces Bay | NUECES BAY REPOWER CTG 8 | 0 | CT | NG | 0 | Natural Gas and Other Gases | 2010 |  | 189.55 | 157 | 165 | 157 | 157 | 157 | 157 | 157 | 157 | 157 | 157 | 157 | 157 | 157 | 165 | 165 | 165 | 165 | 165 | 165 | 165 | 165 | 165 | 165 | 165 | 0 | 0 | 0 | 0 | 0 | 0 | 0 | 0 | 0 | 0 | 0 | 0 | 0 | 0 | 0 | 0 | 0 | 0 | 0 | 0 | 0 | 0
Existing | US | Texas RE | 1482243 | 3441 | NUECES_B_NUECESG9 | 9 | Nueces Bay | NUECES BAY REPOWER CTG 9 | 0 | CT | NG | 0 | Natural Gas and Other Gases | 2010 |  | 189.55 | 157 | 165 | 157 | 157 | 157 | 157 | 157 | 157 | 157 | 157 | 157 | 157 | 157 | 165 | 165 | 165 | 165 | 165 | 165 | 165 | 165 | 165 | 165 | 165 | 0 | 0 | 0 | 0 | 0 | 0 | 0 | 0 | 0 | 0 | 0 | 0 | 0 | 0 | 0 | 0 | 0 | 0 | 0 | 0 | 0 | 0
Existing | US | Texas RE | 1021089 | 3441 | NUECES_B_NUECESG7 | 7 | Nueces Bay | NUECES BAY REPOWER STG 7 | 0 | CA | NG | 0 | Natural Gas and Other Gases | 1972 |  | 351 | 319 | 325 | 319 | 319 | 319 | 319 | 319 | 319 | 319 | 319 | 319 | 319 | 319 | 325 | 325 | 325 | 325 | 325 | 325 | 325 | 325 | 325 | 325 | 325 | 0 | 0 | 0 | 0 | 0 | 0 | 0 | 0 | 0 | 0 | 0 | 0 | 0 | 0 | 0 | 0 | 0 | 0 | 0 | 0 | 0 | 0
Existing | US | Texas RE | 1945534 | 3611 | CALAVERS_OWS1 | 1 | O W Sommers | O W SOMMERS STG 1 | 0 | ST | NG | 0 | Natural Gas and Other Gases | 1972 |  | 445 | 420 | 420 | 420 | 420 | 420 | 420 | 420 | 420 | 420 | 420 | 420 | 420 | 420 | 420 | 420 | 420 | 420 | 420 | 420 | 420 | 420 | 420 | 420 | 420 | 0 | 0 | 0 | 0 | 0 | 0 | 0 | 0 | 0 | 0 | 0 | 0 | 0 | 0 | 0 | 0 | 0 | 0 | 0 | 0 | 0 | 0
Existing | US | Texas RE | 1817247 | 3611 | CALAVERS_OWS2 | 2 | O W Sommers | O W SOMMERS STG 2 | 0 | ST | NG | 0 | Natural Gas and Other Gases | 1974 |  | 435 | 410 | 410 | 410 | 410 | 410 | 410 | 410 | 410 | 410 | 410 | 410 | 410 | 410 | 410 | 410 | 410 | 410 | 410 | 410 | 410 | 410 | 410 | 410 | 410 | 0 | 0 | 0 | 0 | 0 | 0 | 0 | 0 | 0 | 0 | 0 | 0 | 0 | 0 | 0 | 0 | 0 | 0 | 0 | 0 | 0 | 0
Existing | US | Texas RE | 1992182 | 55215 | OECCS_CT11 | CTG1 | Odessa Ector Generating Station | ODESSA-ECTOR POWER CTG 11 | 0 | CT | NG | 0 | Natural Gas and Other Gases | 2001 |  | 171.2333 | 166.7 | 195.2 | 166.7 | 166.7 | 166.7 | 166.7 | 166.7 | 166.7 | 166.7 | 166.7 | 166.7 | 166.7 | 166.7 | 195.2 | 195.2 | 195.2 | 195.2 | 195.2 | 195.2 | 195.2 | 195.2 | 195.2 | 195.2 | 195.2 | 0 | 0 | 0 | 0 | 0 | 0 | 0 | 0 | 0 | 0 | 0 | 0 | 0 | 0 | 0 | 0 | 0 | 0 | 0 | 0 | 0 | 0
Existing | US | Texas RE | 1519118 | 55215 | OECCS_CT12 | CTG2 | Odessa Ector Generating Station | ODESSA-ECTOR POWER CTG 12 | 0 | CT | NG | 0 | Natural Gas and Other Gases | 2001 |  | 164.8333 | 158.2 | 189.1 | 158.2 | 158.2 | 158.2 | 158.2 | 158.2 | 158.2 | 158.2 | 158.2 | 158.2 | 158.2 | 158.2 | 189.1 | 189.1 | 189.1 | 189.1 | 189.1 | 189.1 | 189.1 | 189.1 | 189.1 | 189.1 | 189.1 | 0 | 0 | 0 | 0 | 0 | 0 | 0 | 0 | 0 | 0 | 0 | 0 | 0 | 0 | 0 | 0 | 0 | 0 | 0 | 0 | 0 | 0
Existing | US | Texas RE | 1905342 | 55215 | OECCS_CT21 | CTG3 | Odessa Ector Generating Station | ODESSA-ECTOR POWER CTG 21 | 0 | CT | NG | 0 | Natural Gas and Other Gases | 2001 |  | 167.3333 | 166.7 | 195.2 | 166.7 | 166.7 | 166.7 | 166.7 | 166.7 | 166.7 | 166.7 | 166.7 | 166.7 | 166.7 | 166.7 | 195.2 | 195.2 | 195.2 | 195.2 | 195.2 | 195.2 | 195.2 | 195.2 | 195.2 | 195.2 | 195.2 | 0 | 0 | 0 | 0 | 0 | 0 | 0 | 0 | 0 | 0 | 0 | 0 | 0 | 0 | 0 | 0 | 0 | 0 | 0 | 0 | 0 | 0 | upgrade/repower project in queue
Existing | US | Texas RE | 1624033 | 55215 | OECCS_CT22 | CTG4 | Odessa Ector Generating Station | ODESSA-ECTOR POWER CTG 22 | 0 | CT | NG | 0 | Natural Gas and Other Gases | 2001 |  | 165.6333 | 158.2 | 189.1 | 158.2 | 158.2 | 158.2 | 158.2 | 158.2 | 158.2 | 158.2 | 158.2 | 158.2 | 158.2 | 158.2 | 189.1 | 189.1 | 189.1 | 189.1 | 189.1 | 189.1 | 189.1 | 189.1 | 189.1 | 189.1 | 189.1 | 0 | 0 | 0 | 0 | 0 | 0 | 0 | 0 | 0 | 0 | 0 | 0 | 0 | 0 | 0 | 0 | 0 | 0 | 0 | 0 | 0 | 0 | upgrade/repower project in queue
Existing | US | Texas RE | 1046446 | 55215 | OECCS_UNIT1 | STG1 | Odessa Ector Generating Station | ODESSA-ECTOR POWER STG 1 | 0 | CA | NG | 0 | Natural Gas and Other Gases | 2001 |  | 225.3333 | 206 | 217 | 206 | 206 | 206 | 206 | 206 | 206 | 206 | 206 | 206 | 206 | 206 | 217 | 217 | 217 | 217 | 217 | 217 | 217 | 217 | 217 | 217 | 217 | 0 | 0 | 0 | 0 | 0 | 0 | 0 | 0 | 0 | 0 | 0 | 0 | 0 | 0 | 0 | 0 | 0 | 0 | 0 | 0 | 0 | 0
Existing | US | Texas RE | 1432968 | 55215 | OECCS_UNIT2 | STG2 | Odessa Ector Generating Station | ODESSA-ECTOR POWER STG 2 | 0 | CA | NG | 0 | Natural Gas and Other Gases | 2001 |  | 225.3333 | 206 | 217 | 206 | 206 | 206 | 206 | 206 | 206 | 206 | 206 | 206 | 206 | 206 | 217 | 217 | 217 | 217 | 217 | 217 | 217 | 217 | 217 | 217 | 217 | 0 | 0 | 0 | 0 | 0 | 0 | 0 | 0 | 0 | 0 | 0 | 0 | 0 | 0 | 0 | 0 | 0 | 0 | 0 | 0 | 0 | 0 | upgrade/repower project in queue
Existing | US | Texas RE | 1069315 | 58005 | PANDA_S_SHER1CT1 | CTG-1 | Panda Sherman Power Station | PANDA SHERMAN POWER CTG 1 | 0 | CT | NG | 0 | Natural Gas and Other Gases | 2014 |  | 232 | 195.4 | 223 | 195.4 | 195.4 | 195.4 | 195.4 | 195.4 | 195.4 | 195.4 | 195.4 | 195.4 | 195.4 | 195.4 | 223 | 223 | 223 | 223 | 223 | 223 | 223 | 223 | 223 | 223 | 223 | 0 | 0 | 0 | 0 | 0 | 0 | 0 | 0 | 0 | 0 | 0 | 0 | 0 | 0 | 0 | 0 | 0 | 0 | 0 | 0 | 0 | 0
Existing | US | Texas RE | 1052194 | 58005 | PANDA_S_SHER1CT2 | CTG-2 | Panda Sherman Power Station | PANDA SHERMAN POWER CTG 2 | 0 | CT | NG | 0 | Natural Gas and Other Gases | 2014 |  | 232 | 194.4 | 220 | 194.4 | 194.4 | 194.4 | 194.4 | 194.4 | 194.4 | 194.4 | 194.4 | 194.4 | 194.4 | 194.4 | 220 | 220 | 220 | 220 | 220 | 220 | 220 | 220 | 220 | 220 | 220 | 0 | 0 | 0 | 0 | 0 | 0 | 0 | 0 | 0 | 0 | 0 | 0 | 0 | 0 | 0 | 0 | 0 | 0 | 0 | 0 | 0 | 0
Existing | US | Texas RE | 1815344 | 58005 | PANDA_S_SHER1ST1 | STG-1 | Panda Sherman Power Station | PANDA SHERMAN POWER STG 1 | 0 | CA | NG | 0 | Natural Gas and Other Gases | 2014 |  | 353.1 | 283.1 | 312 | 283.1 | 283.1 | 283.1 | 283.1 | 283.1 | 283.1 | 283.1 | 283.1 | 283.1 | 283.1 | 283.1 | 312 | 312 | 312 | 312 | 312 | 312 | 312 | 312 | 312 | 312 | 312 | 0 | 0 | 0 | 0 | 0 | 0 | 0 | 0 | 0 | 0 | 0 | 0 | 0 | 0 | 0 | 0 | 0 | 0 | 0 | 0 | 0 | 0
Existing | US | Texas RE | 1357435 | 58001 | PANDA_T1_TMPL1CT1 | CTG-1 | Panda Temple Power Station | PANDA TEMPLE I POWER CTG 1 | 0 | CT | NG | 0 | Natural Gas and Other Gases | 2014 |  | 232 | 195 | 218.5 | 195 | 195 | 195 | 195 | 195 | 195 | 195 | 195 | 195 | 195 | 195 | 218.5 | 218.5 | 218.5 | 218.5 | 218.5 | 218.5 | 218.5 | 218.5 | 218.5 | 218.5 | 218.5 | 0 | 0 | 0 | 0 | 0 | 0 | 0 | 0 | 0 | 0 | 0 | 0 | 0 | 0 | 0 | 0 | 0 | 0 | 0 | 0 | 0 | 0 | upgrade/repower project in queue
Existing | US | Texas RE | 1203125 | 58001 | PANDA_T1_TMPL1CT2 | CTG-2 | Panda Temple Power Station | PANDA TEMPLE I POWER CTG 2 | 0 | CT | NG | 0 | Natural Gas and Other Gases | 2014 |  | 232 | 195 | 218.5 | 195 | 195 | 195 | 195 | 195 | 195 | 195 | 195 | 195 | 195 | 195 | 218.5 | 218.5 | 218.5 | 218.5 | 218.5 | 218.5 | 218.5 | 218.5 | 218.5 | 218.5 | 218.5 | 0 | 0 | 0 | 0 | 0 | 0 | 0 | 0 | 0 | 0 | 0 | 0 | 0 | 0 | 0 | 0 | 0 | 0 | 0 | 0 | 0 | 0 | upgrade/repower project in queue
Existing | US | Texas RE | 1198467 | 58001 | PANDA_T1_TMPL1ST1 | STG-1 | Panda Temple Power Station | PANDA TEMPLE I POWER STG 1 | 0 | CA | NG | 0 | Natural Gas and Other Gases | 2014 |  | 353.1 | 312 | 333.6 | 312 | 312 | 312 | 312 | 312 | 312 | 312 | 312 | 312 | 312 | 312 | 333.6 | 333.6 | 333.6 | 333.6 | 333.6 | 333.6 | 333.6 | 333.6 | 333.6 | 333.6 | 333.6 | 0 | 0 | 0 | 0 | 0 | 0 | 0 | 0 | 0 | 0 | 0 | 0 | 0 | 0 | 0 | 0 | 0 | 0 | 0 | 0 | 0 | 0 | upgrade/repower project in queue
Existing | US | Texas RE | 1402290 | 58001 | PANDA_T2_TMPL2CT1 | CTG-3 | Panda Temple Power Station | PANDA TEMPLE II POWER CTG 1 | 0 | CT | NG | 0 | Natural Gas and Other Gases | 2015 |  | 232 | 191.2 | 218.5 | 191.2 | 191.2 | 191.2 | 191.2 | 191.2 | 191.2 | 191.2 | 191.2 | 191.2 | 191.2 | 191.2 | 218.5 | 218.5 | 218.5 | 218.5 | 218.5 | 218.5 | 218.5 | 218.5 | 218.5 | 218.5 | 218.5 | 0 | 0 | 0 | 0 | 0 | 0 | 0 | 0 | 0 | 0 | 0 | 0 | 0 | 0 | 0 | 0 | 0 | 0 | 0 | 0 | 0 | 0
Existing | US | Texas RE | 1031450 | 58001 | PANDA_T2_TMPL2CT2 | CTG-4 | Panda Temple Power Station | PANDA TEMPLE II POWER CTG 2 | 0 | CT | NG | 0 | Natural Gas and Other Gases | 2015 |  | 232 | 191.2 | 218.5 | 191.2 | 191.2 | 191.2 | 191.2 | 191.2 | 191.2 | 191.2 | 191.2 | 191.2 | 191.2 | 191.2 | 218.5 | 218.5 | 218.5 | 218.5 | 218.5 | 218.5 | 218.5 | 218.5 | 218.5 | 218.5 | 218.5 | 0 | 0 | 0 | 0 | 0 | 0 | 0 | 0 | 0 | 0 | 0 | 0 | 0 | 0 | 0 | 0 | 0 | 0 | 0 | 0 | 0 | 0
Existing | US | Texas RE | 1695667 | 58001 | PANDA_T2_TMPL2ST1 | STG-2 | Panda Temple Power Station | PANDA TEMPLE II POWER STG 1 | 0 | CA | NG | 0 | Natural Gas and Other Gases | 2015 |  | 339.2 | 334.7 | 333.6 | 334.7 | 334.7 | 334.7 | 334.7 | 334.7 | 334.7 | 334.7 | 334.7 | 334.7 | 334.7 | 334.7 | 333.6 | 333.6 | 333.6 | 333.6 | 333.6 | 333.6 | 333.6 | 333.6 | 333.6 | 333.6 | 333.6 | 0 | 0 | 0 | 0 | 0 | 0 | 0 | 0 | 0 | 0 | 0 | 0 | 0 | 0 | 0 | 0 | 0 | 0 | 0 | 0 | 0 | 0
Existing | US | Texas RE | 1915137 | 50109 | TNSKA_GT1 | GEN1 | Paris Energy Center | PARIS ENERGY CENTER CTG 1 | 0 | CT | NG | 0 | Natural Gas and Other Gases | 1989 |  | 90.88 | 76 | 87 | 76 | 76 | 76 | 76 | 76 | 76 | 76 | 76 | 76 | 76 | 76 | 87 | 87 | 87 | 87 | 87 | 87 | 87 | 87 | 87 | 87 | 87 | 0 | 0 | 0 | 0 | 0 | 0 | 0 | 0 | 0 | 0 | 0 | 0 | 0 | 0 | 0 | 0 | 0 | 0 | 0 | 0 | 0 | 0
Existing | US | Texas RE | 1288014 | 50109 | TNSKA_GT2 | GEN2 | Paris Energy Center | PARIS ENERGY CENTER CTG 2 | 0 | CT | NG | 0 | Natural Gas and Other Gases | 1989 |  | 90.88 | 76 | 87 | 76 | 76 | 76 | 76 | 76 | 76 | 76 | 76 | 76 | 76 | 76 | 87 | 87 | 87 | 87 | 87 | 87 | 87 | 87 | 87 | 87 | 87 | 0 | 0 | 0 | 0 | 0 | 0 | 0 | 0 | 0 | 0 | 0 | 0 | 0 | 0 | 0 | 0 | 0 | 0 | 0 | 0 | 0 | 0
Existing | US | Texas RE | 1250701 | 50109 | TNSKA_STG | GEN3 | Paris Energy Center | PARIS ENERGY CENTER STG 1 | 0 | CA | NG | 0 | Natural Gas and Other Gases | 1990 |  | 90 | 87 | 89 | 87 | 87 | 87 | 87 | 87 | 87 | 87 | 87 | 87 | 87 | 87 | 89 | 89 | 89 | 89 | 89 | 89 | 89 | 89 | 89 | 89 | 89 | 0 | 0 | 0 | 0 | 0 | 0 | 0 | 0 | 0 | 0 | 0 | 0 | 0 | 0 | 0 | 0 | 0 | 0 | 0 | 0 | 0 | 0
Existing | US | Texas RE | 1077628 | 55047 | PSG_PSG_GT2 | CTG2 | Pasadena Cogeneration | PASADENA COGEN FACILITY CTG 2 | 0 | CT | NG | 0 | Natural Gas and Other Gases | 2000 |  | 215.05 | 164.5 | 176 | 164.5 | 164.5 | 164.5 | 164.5 | 164.5 | 164.5 | 164.5 | 164.5 | 164.5 | 164.5 | 164.5 | 176 | 176 | 176 | 176 | 176 | 176 | 176 | 176 | 176 | 176 | 176 | 0 | 0 | 0 | 0 | 0 | 0 | 0 | 0 | 0 | 0 | 0 | 0 | 0 | 0 | 0 | 0 | 0 | 0 | 0 | 0 | 0 | 0
Existing | US | Texas RE | 1419803 | 55047 | PSG_PSG_GT3 | CTG3 | Pasadena Cogeneration | PASADENA COGEN FACILITY CTG 3 | 0 | CT | NG | 0 | Natural Gas and Other Gases | 2000 |  | 215.05 | 164.5 | 176 | 164.5 | 164.5 | 164.5 | 164.5 | 164.5 | 164.5 | 164.5 | 164.5 | 164.5 | 164.5 | 164.5 | 176 | 176 | 176 | 176 | 176 | 176 | 176 | 176 | 176 | 176 | 176 | 0 | 0 | 0 | 0 | 0 | 0 | 0 | 0 | 0 | 0 | 0 | 0 | 0 | 0 | 0 | 0 | 0 | 0 | 0 | 0 | 0 | 0
Existing | US | Texas RE | 1610489 | 55047 | PSG_PSG_ST2 | STG2 | Pasadena Cogeneration | PASADENA COGEN FACILITY STG 2 | 0 | CA | NG | 0 | Natural Gas and Other Gases | 2000 |  | 195.5 | 170.4 | 169 | 170.4 | 170.4 | 170.4 | 170.4 | 170.4 | 170.4 | 170.4 | 170.4 | 170.4 | 170.4 | 170.4 | 169 | 169 | 169 | 169 | 169 | 169 | 169 | 169 | 169 | 169 | 169 | 0 | 0 | 0 | 0 | 0 | 0 | 0 | 0 | 0 | 0 | 0 | 0 | 0 | 0 | 0 | 0 | 0 | 0 | 0 | 0 | 0 | 0
Existing | US | Texas RE | 1563183 | 3630 | PEARSAL2_AGR_A | 1A-6A | Pearsall | PEARSALL ENGINE PLANT IC A | 0 | IC | NG | 0 | Natural Gas and Other Gases | 2012 |  | 50.64 | 50.6 | 50.6 | 50.6 | 50.6 | 50.6 | 50.6 | 50.6 | 50.6 | 50.6 | 50.6 | 50.6 | 50.6 | 50.6 | 50.6 | 50.6 | 50.6 | 50.6 | 50.6 | 50.6 | 50.6 | 50.6 | 50.6 | 50.6 | 50.6 | 0 | 0 | 0 | 0 | 0 | 0 | 0 | 0 | 0 | 0 | 0 | 0 | 0 | 0 | 0 | 0 | 0 | 0 | 0 | 0 | 0 | 0
Existing | US | Texas RE | 1401552 | 3630 | PEARSAL2_AGR_B | 7A-12A | Pearsall | PEARSALL ENGINE PLANT IC B | 0 | IC | NG | 0 | Natural Gas and Other Gases | 2012 |  | 50.64 | 50.6 | 50.6 | 50.6 | 50.6 | 50.6 | 50.6 | 50.6 | 50.6 | 50.6 | 50.6 | 50.6 | 50.6 | 50.6 | 50.6 | 50.6 | 50.6 | 50.6 | 50.6 | 50.6 | 50.6 | 50.6 | 50.6 | 50.6 | 50.6 | 0 | 0 | 0 | 0 | 0 | 0 | 0 | 0 | 0 | 0 | 0 | 0 | 0 | 0 | 0 | 0 | 0 | 0 | 0 | 0 | 0 | 0
Existing | US | Texas RE | 1277011 | 3630 | PEARSAL2_AGR_C | 13A-18A | Pearsall | PEARSALL ENGINE PLANT IC C | 0 | IC | NG | 0 | Natural Gas and Other Gases | 2012 |  | 50.64 | 50.6 | 50.6 | 50.6 | 50.6 | 50.6 | 50.6 | 50.6 | 50.6 | 50.6 | 50.6 | 50.6 | 50.6 | 50.6 | 50.6 | 50.6 | 50.6 | 50.6 | 50.6 | 50.6 | 50.6 | 50.6 | 50.6 | 50.6 | 50.6 | 0 | 0 | 0 | 0 | 0 | 0 | 0 | 0 | 0 | 0 | 0 | 0 | 0 | 0 | 0 | 0 | 0 | 0 | 0 | 0 | 0 | 0
Existing | US | Texas RE | 1416442 | 3630 | PEARSAL2_AGR_D | 19A-24A | Pearsall | PEARSALL ENGINE PLANT IC D | 0 | IC | NG | 0 | Natural Gas and Other Gases | 2012 |  | 50.64 | 50.6 | 50.6 | 50.6 | 50.6 | 50.6 | 50.6 | 50.6 | 50.6 | 50.6 | 50.6 | 50.6 | 50.6 | 50.6 | 50.6 | 50.6 | 50.6 | 50.6 | 50.6 | 50.6 | 50.6 | 50.6 | 50.6 | 50.6 | 50.6 | 0 | 0 | 0 | 0 | 0 | 0 | 0 | 0 | 0 | 0 | 0 | 0 | 0 | 0 | 0 | 0 | 0 | 0 | 0 | 0 | 0 | 0
Existing | US | Texas RE | 1869383 | 3494 | PB2SES_CT1 | CT1 | Permian Basin | PERMIAN BASIN CTG 1 | 0 | GT | NG | 0 | Natural Gas and Other Gases | 1988 |  | 89.4 | 63 | 79 | 63 | 63 | 63 | 63 | 63 | 63 | 63 | 63 | 63 | 63 | 63 | 79 | 79 | 79 | 79 | 79 | 79 | 79 | 79 | 79 | 79 | 79 | 0 | 0 | 0 | 0 | 0 | 0 | 0 | 0 | 0 | 0 | 0 | 0 | 0 | 0 | 0 | 0 | 0 | 0 | 0 | 0 | 0 | 0
Existing | US | Texas RE | 1228834 | 3494 | PB2SES_CT2 | CT2 | Permian Basin | PERMIAN BASIN CTG 2 | 0 | GT | NG | 0 | Natural Gas and Other Gases | 1988 |  | 89.4 | 64 | 76 | 64 | 64 | 64 | 64 | 64 | 64 | 64 | 64 | 64 | 64 | 64 | 76 | 76 | 76 | 76 | 76 | 76 | 76 | 76 | 76 | 76 | 76 | 0 | 0 | 0 | 0 | 0 | 0 | 0 | 0 | 0 | 0 | 0 | 0 | 0 | 0 | 0 | 0 | 0 | 0 | 0 | 0 | 0 | 0
Existing | US | Texas RE | 1416667 | 3494 | PB2SES_CT3 | CT3 | Permian Basin | PERMIAN BASIN CTG 3 | 0 | GT | NG | 0 | Natural Gas and Other Gases | 1988 |  | 89.4 | 64 | 78 | 64 | 64 | 64 | 64 | 64 | 64 | 64 | 64 | 64 | 64 | 64 | 78 | 78 | 78 | 78 | 78 | 78 | 78 | 78 | 78 | 78 | 78 | 0 | 0 | 0 | 0 | 0 | 0 | 0 | 0 | 0 | 0 | 0 | 0 | 0 | 0 | 0 | 0 | 0 | 0 | 0 | 0 | 0 | 0
Existing | US | Texas RE | 1728161 | 3494 | PB2SES_CT4 | CT4 | Permian Basin | PERMIAN BASIN CTG 4 | 0 | GT | NG | 0 | Natural Gas and Other Gases | 1990 |  | 89.4 | 64 | 75 | 64 | 64 | 64 | 64 | 64 | 64 | 64 | 64 | 64 | 64 | 64 | 75 | 75 | 75 | 75 | 75 | 75 | 75 | 75 | 75 | 75 | 75 | 0 | 0 | 0 | 0 | 0 | 0 | 0 | 0 | 0 | 0 | 0 | 0 | 0 | 0 | 0 | 0 | 0 | 0 | 0 | 0 | 0 | 0
Existing | US | Texas RE | 1918887 | 3494 | PB2SES_CT5 | CT5 | Permian Basin | PERMIAN BASIN CTG 5 | 0 | GT | NG | 0 | Natural Gas and Other Gases | 1990 |  | 89.4 | 65 | 79 | 65 | 65 | 65 | 65 | 65 | 65 | 65 | 65 | 65 | 65 | 65 | 79 | 79 | 79 | 79 | 79 | 79 | 79 | 79 | 79 | 79 | 79 | 0 | 0 | 0 | 0 | 0 | 0 | 0 | 0 | 0 | 0 | 0 | 0 | 0 | 0 | 0 | 0 | 0 | 0 | 0 | 0 | 0 | 0
Existing | US | Texas RE |  | 63335 | PES1_UNIT1 | CTG-1 | PES 1 POWER PLANT CTG 1 | HO Clarke Generating | 0 | GT | NG | 0 | Natural Gas and Other Gases | 2021 |  | 60.5 | 44.5 | 49.8 | 44.5 | 44.5 | 44.5 | 44.5 | 44.5 | 44.5 | 44.5 | 44.5 | 44.5 | 44.5 | 44.5 | 49.8 | 49.8 | 49.8 | 49.8 | 49.8 | 49.8 | 49.8 | 49.8 | 49.8 | 49.8 | 49.8 | 0 | 0 | 0 | 0 | 0 | 0 | 0 | 0 | 0 | 0 | 0 | 0 | 0 | 0 | 0 | 0 | 0 | 0 | 0 | 0 | 0 | 0
Existing | US | Texas RE |  | 63335 | PES1_UNIT2 | CTG-2 | PES 1 POWER PLANT CTG 2 | HO Clarke Generating | 0 | GT | NG | 0 | Natural Gas and Other Gases | 2021 |  | 60.5 | 44.5 | 49.8 | 44.5 | 44.5 | 44.5 | 44.5 | 44.5 | 44.5 | 44.5 | 44.5 | 44.5 | 44.5 | 44.5 | 49.8 | 49.8 | 49.8 | 49.8 | 49.8 | 49.8 | 49.8 | 49.8 | 49.8 | 49.8 | 49.8 | 0 | 0 | 0 | 0 | 0 | 0 | 0 | 0 | 0 | 0 | 0 | 0 | 0 | 0 | 0 | 0 | 0 | 0 | 0 | 0 | 0 | 0
Existing | US | Texas RE |  | 63335 | PES1_UNIT3 | CTG-3 | PES 1 POWER PLANT CTG 3 | HO Clarke Generating | 0 | GT | NG | 0 | Natural Gas and Other Gases | 2021 |  | 60.5 | 44.5 | 49.8 | 44.5 | 44.5 | 44.5 | 44.5 | 44.5 | 44.5 | 44.5 | 44.5 | 44.5 | 44.5 | 44.5 | 49.8 | 49.8 | 49.8 | 49.8 | 49.8 | 49.8 | 49.8 | 49.8 | 49.8 | 49.8 | 49.8 | 0 | 0 | 0 | 0 | 0 | 0 | 0 | 0 | 0 | 0 | 0 | 0 | 0 | 0 | 0 | 0 | 0 | 0 | 0 | 0 | 0 | 0
Existing | US | Texas RE |  | 63335 | PES1_UNIT4 | CTG-4 | PES 1 POWER PLANT CTG 4 | HO Clarke Generating | 0 | GT | NG | 0 | Natural Gas and Other Gases | 2021 |  | 60.5 | 44.5 | 49.8 | 44.5 | 44.5 | 44.5 | 44.5 | 44.5 | 44.5 | 44.5 | 44.5 | 44.5 | 44.5 | 44.5 | 49.8 | 49.8 | 49.8 | 49.8 | 49.8 | 49.8 | 49.8 | 49.8 | 49.8 | 49.8 | 49.8 | 0 | 0 | 0 | 0 | 0 | 0 | 0 | 0 | 0 | 0 | 0 | 0 | 0 | 0 | 0 | 0 | 0 | 0 | 0 | 0 | 0 | 0
Existing | US | Texas RE |  | 63335 | PES1_UNIT5 | CTG-5 | PES 1 POWER PLANT CTG 5 | HO Clarke Generating | 0 | GT | NG | 0 | Natural Gas and Other Gases | 2021 |  | 60.5 | 44.5 | 49.8 | 44.5 | 44.5 | 44.5 | 44.5 | 44.5 | 44.5 | 44.5 | 44.5 | 44.5 | 44.5 | 44.5 | 49.8 | 49.8 | 49.8 | 49.8 | 49.8 | 49.8 | 49.8 | 49.8 | 49.8 | 49.8 | 49.8 | 0 | 0 | 0 | 0 | 0 | 0 | 0 | 0 | 0 | 0 | 0 | 0 | 0 | 0 | 0 | 0 | 0 | 0 | 0 | 0 | 0 | 0
Existing | US | Texas RE |  | 63335 | PES1_UNIT6 | CTG-6 | PES 1 POWER PLANT CTG 6 | HO Clarke Generating | 0 | GT | NG | 0 | Natural Gas and Other Gases | 2021 |  | 60.5 | 44.5 | 49.8 | 44.5 | 44.5 | 44.5 | 44.5 | 44.5 | 44.5 | 44.5 | 44.5 | 44.5 | 44.5 | 44.5 | 49.8 | 49.8 | 49.8 | 49.8 | 49.8 | 49.8 | 49.8 | 49.8 | 49.8 | 49.8 | 49.8 | 0 | 0 | 0 | 0 | 0 | 0 | 0 | 0 | 0 | 0 | 0 | 0 | 0 | 0 | 0 | 0 | 0 | 0 | 0 | 0 | 0 | 0
Existing | US | Texas RE |  | 60264 | BAC_CTG1 | 0 | Bacliff | PHR PEAKERS (BAC) CTG 1 | 0 | GT | NG | 0 | Natural Gas and Other Gases | 2018 |  | 71.2 | 59 | 65 | 59 | 59 | 59 | 59 | 59 | 59 | 59 | 59 | 59 | 59 | 59 | 65 | 65 | 65 | 65 | 65 | 65 | 65 | 65 | 65 | 65 | 65 | 0 | 0 | 0 | 0 | 0 | 0 | 0 | 0 | 0 | 0 | 0 | 0 | 0 | 0 | 0 | 0 | 0 | 0 | 0 | 0 | 0 | 0
Existing | US | Texas RE |  | 60264 | BAC_CTG2 | 0 | Bacliff | PHR PEAKERS (BAC) CTG 2 | 0 | GT | NG | 0 | Natural Gas and Other Gases | 2018 |  | 71.2 | 61 | 65 | 61 | 61 | 61 | 61 | 61 | 61 | 61 | 61 | 61 | 61 | 61 | 65 | 65 | 65 | 65 | 65 | 65 | 65 | 65 | 65 | 65 | 65 | 0 | 0 | 0 | 0 | 0 | 0 | 0 | 0 | 0 | 0 | 0 | 0 | 0 | 0 | 0 | 0 | 0 | 0 | 0 | 0 | 0 | 0
Existing | US | Texas RE |  | 60264 | BAC_CTG3 | 0 | Bacliff | PHR PEAKERS (BAC) CTG 3 | 0 | GT | NG | 0 | Natural Gas and Other Gases | 2018 |  | 71.2 | 49 | 65 | 49 | 49 | 49 | 49 | 49 | 49 | 49 | 49 | 49 | 49 | 49 | 65 | 65 | 65 | 65 | 65 | 65 | 65 | 65 | 65 | 65 | 65 | 0 | 0 | 0 | 0 | 0 | 0 | 0 | 0 | 0 | 0 | 0 | 0 | 0 | 0 | 0 | 0 | 0 | 0 | 0 | 0 | 0 | 0
Existing | US | Texas RE |  | 60264 | BAC_CTG4 | 0 | Bacliff | PHR PEAKERS (BAC) CTG 4 | 0 | GT | NG | 0 | Natural Gas and Other Gases | 2018 |  | 71.2 | 54 | 65 | 54 | 54 | 54 | 54 | 54 | 54 | 54 | 54 | 54 | 54 | 54 | 65 | 65 | 65 | 65 | 65 | 65 | 65 | 65 | 65 | 65 | 65 | 0 | 0 | 0 | 0 | 0 | 0 | 0 | 0 | 0 | 0 | 0 | 0 | 0 | 0 | 0 | 0 | 0 | 0 | 0 | 0 | 0 | 0
Existing | US | Texas RE |  | 60264 | BAC_CTG5 | 0 | Bacliff | PHR PEAKERS (BAC) CTG 5 | 0 | GT | NG | 0 | Natural Gas and Other Gases | 2018 |  | 71.2 | 54 | 64 | 54 | 54 | 54 | 54 | 54 | 54 | 54 | 54 | 54 | 54 | 54 | 64 | 64 | 64 | 64 | 64 | 64 | 64 | 64 | 64 | 64 | 64 | 0 | 0 | 0 | 0 | 0 | 0 | 0 | 0 | 0 | 0 | 0 | 0 | 0 | 0 | 0 | 0 | 0 | 0 | 0 | 0 | 0 | 0
Existing | US | Texas RE |  | 60264 | BAC_CTG6 | 0 | Bacliff | PHR PEAKERS (BAC) CTG 6 | 0 | GT | NG | 0 | Natural Gas and Other Gases | 2018 |  | 71.2 | 52 | 65 | 52 | 52 | 52 | 52 | 52 | 52 | 52 | 52 | 52 | 52 | 52 | 65 | 65 | 65 | 65 | 65 | 65 | 65 | 65 | 65 | 65 | 65 | 0 | 0 | 0 | 0 | 0 | 0 | 0 | 0 | 0 | 0 | 0 | 0 | 0 | 0 | 0 | 0 | 0 | 0 | 0 | 0 | 0 | 0
Existing | US | Texas RE | 1742302 | 4195 | STEAM1A_STEAM_1 | ST1 | Powerlane Plant | POWERLANE PLANT STG 1 | 0 | ST | NG | 0 | Natural Gas and Other Gases | 1966 |  | 20 | 17.5 | 17.5 | 17.5 | 17.5 | 17.5 | 17.5 | 17.5 | 17.5 | 17.5 | 17.5 | 17.5 | 17.5 | 17.5 | 17.5 | 17.5 | 17.5 | 17.5 | 17.5 | 17.5 | 17.5 | 17.5 | 17.5 | 17.5 | 17.5 | 0 | 0 | 0 | 0 | 0 | 0 | 0 | 0 | 0 | 0 | 0 | 0 | 0 | 0 | 0 | 0 | 0 | 0 | 0 | 0 | 0 | 0
Existing | US | Texas RE | 1888595 | 4195 | STEAM_STEAM_2 | ST2 | Powerlane Plant | POWERLANE PLANT STG 2 | 0 | ST | NG | 0 | Natural Gas and Other Gases | 1967 |  | 25 | 23.5 | 23.5 | 23.5 | 23.5 | 23.5 | 23.5 | 23.5 | 23.5 | 23.5 | 23.5 | 23.5 | 23.5 | 23.5 | 23.5 | 23.5 | 23.5 | 23.5 | 23.5 | 23.5 | 23.5 | 23.5 | 23.5 | 23.5 | 23.5 | 0 | 0 | 0 | 0 | 0 | 0 | 0 | 0 | 0 | 0 | 0 | 0 | 0 | 0 | 0 | 0 | 0 | 0 | 0 | 0 | 0 | 0
Existing | US | Texas RE | 1254964 | 4195 | STEAM_STEAM_3 | ST3 | Powerlane Plant | POWERLANE PLANT STG 3 | 0 | ST | NG | 0 | Natural Gas and Other Gases | 1978 |  | 43.2 | 39.5 | 39.5 | 39.5 | 39.5 | 39.5 | 39.5 | 39.5 | 39.5 | 39.5 | 39.5 | 39.5 | 39.5 | 39.5 | 39.5 | 39.5 | 39.5 | 39.5 | 39.5 | 39.5 | 39.5 | 39.5 | 39.5 | 39.5 | 39.5 | 0 | 0 | 0 | 0 | 0 | 0 | 0 | 0 | 0 | 0 | 0 | 0 | 0 | 0 | 0 | 0 | 0 | 0 | 0 | 0 | 0 | 0
Existing | US | Texas RE | 1148775 | 56349 | QALSW_GT1 | CT1A | Quail Run Energy Center | QUAIL RUN ENERGY CTG 1 | 0 | CT | NG | 0 | Natural Gas and Other Gases | 2007 |  | 90.6 | 74 | 84 | 74 | 74 | 74 | 74 | 74 | 74 | 74 | 74 | 74 | 74 | 74 | 84 | 84 | 84 | 84 | 84 | 84 | 84 | 84 | 84 | 84 | 84 | 0 | 0 | 0 | 0 | 0 | 0 | 0 | 0 | 0 | 0 | 0 | 0 | 0 | 0 | 0 | 0 | 0 | 0 | 0 | 0 | 0 | 0
Existing | US | Texas RE | 1712955 | 56349 | QALSW_GT2 | CT1B | Quail Run Energy Center | QUAIL RUN ENERGY CTG 2 | 0 | CT | NG | 0 | Natural Gas and Other Gases | 2007 |  | 90.6 | 74 | 86 | 74 | 74 | 74 | 74 | 74 | 74 | 74 | 74 | 74 | 74 | 74 | 86 | 86 | 86 | 86 | 86 | 86 | 86 | 86 | 86 | 86 | 86 | 0 | 0 | 0 | 0 | 0 | 0 | 0 | 0 | 0 | 0 | 0 | 0 | 0 | 0 | 0 | 0 | 0 | 0 | 0 | 0 | 0 | 0
Existing | US | Texas RE | 1878113 | 56349 | QALSW_GT3 | CT2A | Quail Run Energy Center | QUAIL RUN ENERGY CTG 3 | 0 | CT | NG | 0 | Natural Gas and Other Gases | 2008 |  | 90.6 | 72 | 81 | 72 | 72 | 72 | 72 | 72 | 72 | 72 | 72 | 72 | 72 | 72 | 81 | 81 | 81 | 81 | 81 | 81 | 81 | 81 | 81 | 81 | 81 | 0 | 0 | 0 | 0 | 0 | 0 | 0 | 0 | 0 | 0 | 0 | 0 | 0 | 0 | 0 | 0 | 0 | 0 | 0 | 0 | 0 | 0
Existing | US | Texas RE | 1996861 | 56349 | QALSW_GT4 | CT2B | Quail Run Energy Center | QUAIL RUN ENERGY CTG 4 | 0 | CT | NG | 0 | Natural Gas and Other Gases | 2008 |  | 90.6 | 72 | 81 | 72 | 72 | 72 | 72 | 72 | 72 | 72 | 72 | 72 | 72 | 72 | 81 | 81 | 81 | 81 | 81 | 81 | 81 | 81 | 81 | 81 | 81 | 0 | 0 | 0 | 0 | 0 | 0 | 0 | 0 | 0 | 0 | 0 | 0 | 0 | 0 | 0 | 0 | 0 | 0 | 0 | 0 | 0 | 0
Existing | US | Texas RE | 1950773 | 56349 | QALSW_STG1 | ST1 | Quail Run Energy Center | QUAIL RUN ENERGY STG 1 | 0 | CA | NG | 0 | Natural Gas and Other Gases | 2007 |  | 98.1 | 98 | 98 | 98 | 98 | 98 | 98 | 98 | 98 | 98 | 98 | 98 | 98 | 98 | 98 | 98 | 98 | 98 | 98 | 98 | 98 | 98 | 98 | 98 | 98 | 0 | 0 | 0 | 0 | 0 | 0 | 0 | 0 | 0 | 0 | 0 | 0 | 0 | 0 | 0 | 0 | 0 | 0 | 0 | 0 | 0 | 0
Existing | US | Texas RE | 1933534 | 56349 | QALSW_STG2 | ST2 | Quail Run Energy Center | QUAIL RUN ENERGY STG 2 | 0 | CA | NG | 0 | Natural Gas and Other Gases | 2008 |  | 98.1 | 98 | 98 | 98 | 98 | 98 | 98 | 98 | 98 | 98 | 98 | 98 | 98 | 98 | 98 | 98 | 98 | 98 | 98 | 98 | 98 | 98 | 98 | 98 | 98 | 0 | 0 | 0 | 0 | 0 | 0 | 0 | 0 | 0 | 0 | 0 | 0 | 0 | 0 | 0 | 0 | 0 | 0 | 0 | 0 | 0 | 0
Existing | US | Texas RE | 1513705 | 3628 | MIL_MILLERG4 | 4 | R W Miller | R W MILLER CTG 4 | 0 | GT | NG | 0 | Natural Gas and Other Gases | 1994 |  | 128 | 100 | 115 | 100 | 100 | 100 | 100 | 100 | 100 | 100 | 100 | 100 | 100 | 100 | 115 | 115 | 115 | 115 | 115 | 115 | 115 | 115 | 115 | 115 | 115 | 0 | 0 | 0 | 0 | 0 | 0 | 0 | 0 | 0 | 0 | 0 | 0 | 0 | 0 | 0 | 0 | 0 | 0 | 0 | 0 | 0 | 0
Existing | US | Texas RE | 1102722 | 3628 | MIL_MILLERG5 | 5 | R W Miller | R W MILLER CTG 5 | 0 | GT | NG | 0 | Natural Gas and Other Gases | 1994 |  | 128 | 100 | 115 | 100 | 100 | 100 | 100 | 100 | 100 | 100 | 100 | 100 | 100 | 100 | 115 | 115 | 115 | 115 | 115 | 115 | 115 | 115 | 115 | 115 | 115 | 0 | 0 | 0 | 0 | 0 | 0 | 0 | 0 | 0 | 0 | 0 | 0 | 0 | 0 | 0 | 0 | 0 | 0 | 0 | 0 | 0 | 0
Existing | US | Texas RE | 1845123 | 3628 | MIL_MILLERG1 | 1 | R W Miller | R W MILLER STG 1 | 0 | ST | NG | 0 | Natural Gas and Other Gases | 1968 |  | 88 | 70 | 75 | 0 | 70 | 70 | 70 | 70 | 70 | 70 | 70 | 70 | 70 | 70 | 0 | 75 | 75 | 75 | 75 | 75 | 75 | 75 | 75 | 75 | 75 | 0 | 0 | 0 | 0 | 0 | 0 | 0 | 0 | 0 | 0 | 0 | 0 | 0 | 0 | 0 | 0 | 0 | 0 | 0 | 0 | 0 | 0 | unit placed on extended outage on 8/14/2020. expected to last for 18 months.
Existing | US | Texas RE | 1033431 | 3628 | MIL_MILLERG2 | 2 | R W Miller | R W MILLER STG 2 | 0 | ST | NG | 0 | Natural Gas and Other Gases | 1972 |  | 133.68 | 118 | 120 | 118 | 118 | 118 | 118 | 118 | 118 | 118 | 118 | 118 | 118 | 118 | 120 | 120 | 120 | 120 | 120 | 120 | 120 | 120 | 120 | 120 | 120 | 0 | 0 | 0 | 0 | 0 | 0 | 0 | 0 | 0 | 0 | 0 | 0 | 0 | 0 | 0 | 0 | 0 | 0 | 0 | 0 | 0 | 0
Existing | US | Texas RE | 1432524 | 3628 | MIL_MILLERG3 | 3 | R W Miller | R W MILLER STG 3 | 0 | ST | NG | 0 | Natural Gas and Other Gases | 1975 |  | 240 | 208 | 208 | 208 | 208 | 208 | 208 | 208 | 208 | 208 | 208 | 208 | 208 | 208 | 208 | 208 | 208 | 208 | 208 | 208 | 208 | 208 | 208 | 208 | 208 | 0 | 0 | 0 | 0 | 0 | 0 | 0 | 0 | 0 | 0 | 0 | 0 | 0 | 0 | 0 | 0 | 0 | 0 | 0 | 0 | 0 | 0
Existing | US | Texas RE | 1518313 | 3576 | OLINGR_OLING_4 | 4 | Ray Olinger | RAY OLINGER CTG 4 | 0 | GT | NG | 0 | Natural Gas and Other Gases | 2001 |  | 84 | 80 | 95 | 80 | 80 | 80 | 80 | 80 | 80 | 80 | 80 | 80 | 80 | 80 | 95 | 95 | 95 | 95 | 95 | 95 | 95 | 95 | 95 | 95 | 95 | 0 | 0 | 0 | 0 | 0 | 0 | 0 | 0 | 0 | 0 | 0 | 0 | 0 | 0 | 0 | 0 | 0 | 0 | 0 | 0 | 0 | 0
Existing | US | Texas RE | 1589626 | 3576 | OLINGR_OLING_1 | 1 | Ray Olinger | RAY OLINGER STG 1 | 0 | ST | NG | 0 | Natural Gas and Other Gases | 1967 |  | 78 | 78 | 78 | 0 | 78 | 78 | 78 | 78 | 78 | 78 | 78 | 78 | 78 | 78 | 78 | 78 | 78 | 78 | 78 | 78 | 78 | 78 | 78 | 78 | 78 | 0 | 0 | 0 | 0 | 0 | 0 | 0 | 0 | 0 | 0 | 0 | 0 | 0 | 0 | 0 | 0 | 0 | 0 | 0 | 0 | 0 | 0 | unit under extended outage from 4/1/21 to 1/1/22
Existing | US | Texas RE | 1098470 | 3576 | OLINGR_OLING_2 | 2 | Ray Olinger | RAY OLINGER STG 2 | 0 | ST | NG | 0 | Natural Gas and Other Gases | 1971 |  | 113.64 | 107 | 107 | 107 | 107 | 107 | 107 | 107 | 107 | 107 | 107 | 107 | 107 | 107 | 107 | 107 | 107 | 107 | 107 | 107 | 107 | 107 | 107 | 107 | 107 | 0 | 0 | 0 | 0 | 0 | 0 | 0 | 0 | 0 | 0 | 0 | 0 | 0 | 0 | 0 | 0 | 0 | 0 | 0 | 0 | 0 | 0
Existing | US | Texas RE | 1437453 | 3576 | OLINGR_OLING_3 | 3 | Ray Olinger | RAY OLINGER STG 3 | 0 | ST | NG | 0 | Natural Gas and Other Gases | 1975 |  | 156.6 | 146 | 146 | 146 | 146 | 146 | 146 | 146 | 146 | 146 | 146 | 146 | 146 | 146 | 146 | 146 | 146 | 146 | 146 | 146 | 146 | 146 | 146 | 146 | 146 | 0 | 0 | 0 | 0 | 0 | 0 | 0 | 0 | 0 | 0 | 0 | 0 | 0 | 0 | 0 | 0 | 0 | 0 | 0 | 0 | 0 | 0
Existing | US | Texas RE |  | 59391 | REDGATE_AGR_A |  | Red Gate Power Plant | REDGATE IC A | 0 | IC | NG | 0 | Natural Gas and Other Gases | 2016 |  | 56.3 | 56.3 | 56.3 | 56.3 | 56.3 | 56.3 | 56.3 | 56.3 | 56.3 | 56.3 | 56.3 | 56.3 | 56.3 | 56.3 | 56.3 | 56.3 | 56.3 | 56.3 | 56.3 | 56.3 | 56.3 | 56.3 | 56.3 | 56.3 | 56.3 | 0 | 0 | 0 | 0 | 0 | 0 | 0 | 0 | 0 | 0 | 0 | 0 | 0 | 0 | 0 | 0 | 0 | 0 | 0 | 0 | 0 | 0
Existing | US | Texas RE |  | 59391 | REDGATE_AGR_B |  | Red Gate Power Plant | REDGATE IC B | 0 | IC | NG | 0 | Natural Gas and Other Gases | 2016 |  | 56.3 | 56.3 | 56.3 | 56.3 | 56.3 | 56.3 | 56.3 | 56.3 | 56.3 | 56.3 | 56.3 | 56.3 | 56.3 | 56.3 | 56.3 | 56.3 | 56.3 | 56.3 | 56.3 | 56.3 | 56.3 | 56.3 | 56.3 | 56.3 | 56.3 | 0 | 0 | 0 | 0 | 0 | 0 | 0 | 0 | 0 | 0 | 0 | 0 | 0 | 0 | 0 | 0 | 0 | 0 | 0 | 0 | 0 | 0
Existing | US | Texas RE |  | 59391 | REDGATE_AGR_C |  | Red Gate Power Plant | REDGATE IC C | 0 | IC | NG | 0 | Natural Gas and Other Gases | 2016 |  | 56.3 | 56.3 | 56.3 | 56.3 | 56.3 | 56.3 | 56.3 | 56.3 | 56.3 | 56.3 | 56.3 | 56.3 | 56.3 | 56.3 | 56.3 | 56.3 | 56.3 | 56.3 | 56.3 | 56.3 | 56.3 | 56.3 | 56.3 | 56.3 | 56.3 | 0 | 0 | 0 | 0 | 0 | 0 | 0 | 0 | 0 | 0 | 0 | 0 | 0 | 0 | 0 | 0 | 0 | 0 | 0 | 0 | 0 | 0
Existing | US | Texas RE |  | 59391 | REDGATE_AGR_D |  | Red Gate Power Plant | REDGATE IC D | 0 | IC | NG | 0 | Natural Gas and Other Gases | 2016 |  | 56.3 | 56.3 | 56.3 | 56.3 | 56.3 | 56.3 | 56.3 | 56.3 | 56.3 | 56.3 | 56.3 | 56.3 | 56.3 | 56.3 | 56.3 | 56.3 | 56.3 | 56.3 | 56.3 | 56.3 | 56.3 | 56.3 | 56.3 | 56.3 | 56.3 | 0 | 0 | 0 | 0 | 0 | 0 | 0 | 0 | 0 | 0 | 0 | 0 | 0 | 0 | 0 | 0 | 0 | 0 | 0 | 0 | 0 | 0
Existing | US | Texas RE | 1144810 | 55137 | RIONOG_CT1 | CTG1 | Rio Nogales Power Project | RIO NOGALES POWER CTG 1 | 0 | CT | NG | 0 | Natural Gas and Other Gases | 2002 |  | 188.7 | 161 | 183 | 161 | 161 | 161 | 161 | 161 | 161 | 161 | 161 | 161 | 161 | 161 | 183 | 183 | 183 | 183 | 183 | 183 | 183 | 183 | 183 | 183 | 183 | 0 | 0 | 0 | 0 | 0 | 0 | 0 | 0 | 0 | 0 | 0 | 0 | 0 | 0 | 0 | 0 | 0 | 0 | 0 | 0 | 0 | 0
Existing | US | Texas RE | 1309873 | 55137 | RIONOG_CT2 | CTG2 | Rio Nogales Power Project | RIO NOGALES POWER CTG 2 | 0 | CT | NG | 0 | Natural Gas and Other Gases | 2002 |  | 188.7 | 161 | 183 | 161 | 161 | 161 | 161 | 161 | 161 | 161 | 161 | 161 | 161 | 161 | 183 | 183 | 183 | 183 | 183 | 183 | 183 | 183 | 183 | 183 | 183 | 0 | 0 | 0 | 0 | 0 | 0 | 0 | 0 | 0 | 0 | 0 | 0 | 0 | 0 | 0 | 0 | 0 | 0 | 0 | 0 | 0 | 0 | upgrade/repower project in queue
Existing | US | Texas RE | 1467454 | 55137 | RIONOG_CT3 | CTG3 | Rio Nogales Power Project | RIO NOGALES POWER CTG 3 | 0 | CT | NG | 0 | Natural Gas and Other Gases | 2002 |  | 188.7 | 161 | 183 | 161 | 161 | 161 | 161 | 161 | 161 | 161 | 161 | 161 | 161 | 161 | 183 | 183 | 183 | 183 | 183 | 183 | 183 | 183 | 183 | 183 | 183 | 0 | 0 | 0 | 0 | 0 | 0 | 0 | 0 | 0 | 0 | 0 | 0 | 0 | 0 | 0 | 0 | 0 | 0 | 0 | 0 | 0 | 0
Existing | US | Texas RE | 1704505 | 55137 | RIONOG_ST1 | STG1 | Rio Nogales Power Project | RIO NOGALES POWER STG 4 | 0 | CA | NG | 0 | Natural Gas and Other Gases | 2002 |  | 373.16 | 298 | 308 | 298 | 298 | 298 | 298 | 298 | 298 | 298 | 298 | 298 | 298 | 298 | 308 | 308 | 308 | 308 | 308 | 308 | 308 | 308 | 308 | 308 | 308 | 0 | 0 | 0 | 0 | 0 | 0 | 0 | 0 | 0 | 0 | 0 | 0 | 0 | 0 | 0 | 0 | 0 | 0 | 0 | 0 | 0 | 0
Existing | US | Texas RE | 1160552 | 3631 | RAYBURN_RAYBURG7 | 7 | Sam Rayburn | SAM RAYBURN POWER CTG 7 | 0 | CT | NG | 0 | Natural Gas and Other Gases | 2003 |  | 60.5 | 50 | 50 | 50 | 50 | 50 | 50 | 50 | 50 | 50 | 50 | 50 | 50 | 50 | 50 | 50 | 50 | 50 | 50 | 50 | 50 | 50 | 50 | 50 | 50 | 0 | 0 | 0 | 0 | 0 | 0 | 0 | 0 | 0 | 0 | 0 | 0 | 0 | 0 | 0 | 0 | 0 | 0 | 0 | 0 | 0 | 0
Existing | US | Texas RE | 1538895 | 3631 | RAYBURN_RAYBURG8 | 8 | Sam Rayburn | SAM RAYBURN POWER CTG 8 | 0 | CT | NG | 0 | Natural Gas and Other Gases | 2003 |  | 60.5 | 50 | 51 | 50 | 50 | 50 | 50 | 50 | 50 | 50 | 50 | 50 | 50 | 50 | 51 | 51 | 51 | 51 | 51 | 51 | 51 | 51 | 51 | 51 | 51 | 0 | 0 | 0 | 0 | 0 | 0 | 0 | 0 | 0 | 0 | 0 | 0 | 0 | 0 | 0 | 0 | 0 | 0 | 0 | 0 | 0 | 0
Existing | US | Texas RE | 1618293 | 3631 | RAYBURN_RAYBURG9 | 9 | Sam Rayburn | SAM RAYBURN POWER CTG 9 | 0 | CT | NG | 0 | Natural Gas and Other Gases | 2003 |  | 60.5 | 50 | 50 | 50 | 50 | 50 | 50 | 50 | 50 | 50 | 50 | 50 | 50 | 50 | 50 | 50 | 50 | 50 | 50 | 50 | 50 | 50 | 50 | 50 | 50 | 0 | 0 | 0 | 0 | 0 | 0 | 0 | 0 | 0 | 0 | 0 | 0 | 0 | 0 | 0 | 0 | 0 | 0 | 0 | 0 | 0 | 0
Existing | US | Texas RE | 1167369 | 3631 | RAYBURN_RAYBURG10 | 10 | Sam Rayburn | SAM RAYBURN POWER STG 10 | 0 | CA | NG | 0 | Natural Gas and Other Gases | 2003 |  | 41.98 | 40 | 40 | 40 | 40 | 40 | 40 | 40 | 40 | 40 | 40 | 40 | 40 | 40 | 40 | 40 | 40 | 40 | 40 | 40 | 40 | 40 | 40 | 40 | 40 | 0 | 0 | 0 | 0 | 0 | 0 | 0 | 0 | 0 | 0 | 0 | 0 | 0 | 0 | 0 | 0 | 0 | 0 | 0 | 0 | 0 | 0
Existing | US | Texas RE | 1515298 | 7325 | SJS_SJS_G1 | 1 | San Jacinto Steam Electric Station | SAN JACINTO SES CTG 1 | 0 | GT | NG | 0 | Natural Gas and Other Gases | 1995 |  | 88.23 | 80 | 87 | 80 | 80 | 80 | 80 | 80 | 80 | 80 | 80 | 80 | 80 | 80 | 87 | 87 | 87 | 87 | 87 | 87 | 87 | 87 | 87 | 87 | 87 | 0 | 0 | 0 | 0 | 0 | 0 | 0 | 0 | 0 | 0 | 0 | 0 | 0 | 0 | 0 | 0 | 0 | 0 | 0 | 0 | 0 | 0
Existing | US | Texas RE | 1676191 | 7325 | SJS_SJS_G2 | 2 | San Jacinto Steam Electric Station | SAN JACINTO SES CTG 2 | 0 | GT | NG | 0 | Natural Gas and Other Gases | 1995 |  | 88.23 | 80 | 87 | 80 | 80 | 80 | 80 | 80 | 80 | 80 | 80 | 80 | 80 | 80 | 87 | 87 | 87 | 87 | 87 | 87 | 87 | 87 | 87 | 87 | 87 | 0 | 0 | 0 | 0 | 0 | 0 | 0 | 0 | 0 | 0 | 0 | 0 | 0 | 0 | 0 | 0 | 0 | 0 | 0 | 0 | 0 | 0
Existing | US | Texas RE | 1489160 | 7900 | SANDHSYD_SH1 | SH1 | Sand Hill | SANDHILL ENERGY CENTER CTG 1 | 0 | GT | NG | 0 | Natural Gas and Other Gases | 2001 |  | 60.5 | 47 | 48 | 47 | 47 | 47 | 47 | 47 | 47 | 47 | 47 | 47 | 47 | 47 | 48 | 48 | 48 | 48 | 48 | 48 | 48 | 48 | 48 | 48 | 48 | 0 | 0 | 0 | 0 | 0 | 0 | 0 | 0 | 0 | 0 | 0 | 0 | 0 | 0 | 0 | 0 | 0 | 0 | 0 | 0 | 0 | 0
Existing | US | Texas RE | 1610805 | 7900 | SANDHSYD_SH2 | SH2 | Sand Hill | SANDHILL ENERGY CENTER CTG 2 | 0 | GT | NG | 0 | Natural Gas and Other Gases | 2001 |  | 60.5 | 47 | 48 | 47 | 47 | 47 | 47 | 47 | 47 | 47 | 47 | 47 | 47 | 47 | 48 | 48 | 48 | 48 | 48 | 48 | 48 | 48 | 48 | 48 | 48 | 0 | 0 | 0 | 0 | 0 | 0 | 0 | 0 | 0 | 0 | 0 | 0 | 0 | 0 | 0 | 0 | 0 | 0 | 0 | 0 | 0 | 0
Existing | US | Texas RE | 1562705 | 7900 | SANDHSYD_SH3 | SH3 | Sand Hill | SANDHILL ENERGY CENTER CTG 3 | 0 | GT | NG | 0 | Natural Gas and Other Gases | 2001 |  | 60.5 | 47 | 48 | 47 | 47 | 47 | 47 | 47 | 47 | 47 | 47 | 47 | 47 | 47 | 48 | 48 | 48 | 48 | 48 | 48 | 48 | 48 | 48 | 48 | 48 | 0 | 0 | 0 | 0 | 0 | 0 | 0 | 0 | 0 | 0 | 0 | 0 | 0 | 0 | 0 | 0 | 0 | 0 | 0 | 0 | 0 | 0
Existing | US | Texas RE | 1194004 | 7900 | SANDHSYD_SH4 | SH4 | Sand Hill | SANDHILL ENERGY CENTER CTG 4 | 0 | GT | NG | 0 | Natural Gas and Other Gases | 2001 |  | 60.5 | 47 | 48 | 47 | 47 | 47 | 47 | 47 | 47 | 47 | 47 | 47 | 47 | 47 | 48 | 48 | 48 | 48 | 48 | 48 | 48 | 48 | 48 | 48 | 48 | 0 | 0 | 0 | 0 | 0 | 0 | 0 | 0 | 0 | 0 | 0 | 0 | 0 | 0 | 0 | 0 | 0 | 0 | 0 | 0 | 0 | 0
Existing | US | Texas RE | 1989341 | 7900 | SANDHSYD_SH_5A | 5A | Sand Hill | SANDHILL ENERGY CENTER CTG 5A | 0 | CT | NG | 0 | Natural Gas and Other Gases | 2004 |  | 198.9 | 142 | 175 | 142 | 142 | 142 | 142 | 142 | 142 | 142 | 142 | 142 | 142 | 142 | 175 | 175 | 175 | 175 | 175 | 175 | 175 | 175 | 175 | 175 | 175 | 0 | 0 | 0 | 0 | 0 | 0 | 0 | 0 | 0 | 0 | 0 | 0 | 0 | 0 | 0 | 0 | 0 | 0 | 0 | 0 | 0 | 0
Existing | US | Texas RE | 1125879 | 7900 | SANDHSYD_SH6 | SH6 | Sand Hill | SANDHILL ENERGY CENTER CTG 6 | 0 | GT | NG | 0 | Natural Gas and Other Gases | 2010 |  | 60.5 | 47 | 48 | 47 | 47 | 47 | 47 | 47 | 47 | 47 | 47 | 47 | 47 | 47 | 48 | 48 | 48 | 48 | 48 | 48 | 48 | 48 | 48 | 48 | 48 | 0 | 0 | 0 | 0 | 0 | 0 | 0 | 0 | 0 | 0 | 0 | 0 | 0 | 0 | 0 | 0 | 0 | 0 | 0 | 0 | 0 | 0
Existing | US | Texas RE | 1704383 | 7900 | SANDHSYD_SH7 | SH7 | Sand Hill | SANDHILL ENERGY CENTER CTG 7 | 0 | GT | NG | 0 | Natural Gas and Other Gases | 2010 |  | 60.5 | 47 | 48 | 47 | 47 | 47 | 47 | 47 | 47 | 47 | 47 | 47 | 47 | 47 | 48 | 48 | 48 | 48 | 48 | 48 | 48 | 48 | 48 | 48 | 48 | 0 | 0 | 0 | 0 | 0 | 0 | 0 | 0 | 0 | 0 | 0 | 0 | 0 | 0 | 0 | 0 | 0 | 0 | 0 | 0 | 0 | 0
Existing | US | Texas RE | 1168137 | 7900 | SANDHSYD_SH_5C | 5C | Sand Hill | SANDHILL ENERGY CENTER STG 5C | 0 | CA | NG | 0 | Natural Gas and Other Gases | 2004 |  | 191 | 139 | 150 | 139 | 139 | 139 | 139 | 139 | 139 | 139 | 139 | 139 | 139 | 139 | 150 | 150 | 150 | 150 | 150 | 150 | 150 | 150 | 150 | 150 | 150 | 0 | 0 | 0 | 0 | 0 | 0 | 0 | 0 | 0 | 0 | 0 | 0 | 0 | 0 | 0 | 0 | 0 | 0 | 0 | 0 | 0 | 0
Existing | US | Texas RE | 1306145 | 3559 | SILASRAY_SILAS_10 | GT 10 | Silas Ray | SILAS RAY CTG 10 | 0 | GT | NG | 0 | Natural Gas and Other Gases | 2004 |  | 60.5 | 46 | 46 | 46 | 46 | 46 | 46 | 46 | 46 | 46 | 46 | 46 | 46 | 46 | 46 | 46 | 46 | 46 | 46 | 46 | 46 | 46 | 46 | 46 | 46 | 0 | 0 | 0 | 0 | 0 | 0 | 0 | 0 | 0 | 0 | 0 | 0 | 0 | 0 | 0 | 0 | 0 | 0 | 0 | 0 | 0 | 0
Existing | US | Texas RE | 1185150 | 3559 | SILASRAY_SILAS_9 | 9 | Silas Ray | SILAS RAY POWER CTG 9 | 0 | CT | NG | 0 | Natural Gas and Other Gases | 1996 |  | 50 | 38 | 49 | 38 | 38 | 38 | 38 | 38 | 38 | 38 | 38 | 38 | 38 | 38 | 49 | 49 | 49 | 49 | 49 | 49 | 49 | 49 | 49 | 49 | 49 | 0 | 0 | 0 | 0 | 0 | 0 | 0 | 0 | 0 | 0 | 0 | 0 | 0 | 0 | 0 | 0 | 0 | 0 | 0 | 0 | 0 | 0
Existing | US | Texas RE | 1139864 | 3559 | SILASRAY_SILAS_6 | 6 | Silas Ray | SILAS RAY POWER STG 6 | 0 | CA | NG | 0 | Natural Gas and Other Gases | 1962 |  | 25 | 20 | 21 | 20 | 20 | 20 | 20 | 20 | 20 | 20 | 20 | 20 | 20 | 20 | 21 | 21 | 21 | 21 | 21 | 21 | 21 | 21 | 21 | 21 | 21 | 0 | 0 | 0 | 0 | 0 | 0 | 0 | 0 | 0 | 0 | 0 | 0 | 0 | 0 | 0 | 0 | 0 | 0 | 0 | 0 | 0 | 0
Existing | US | Texas RE | 1919181 | 3601 | GIDEON_GIDEONG1 | 1 | Sim Gideon | SIM GIDEON STG 1 | 0 | ST | NG | 0 | Natural Gas and Other Gases | 1965 |  | 136 | 130 | 130 | 130 | 130 | 130 | 130 | 130 | 130 | 130 | 130 | 130 | 130 | 130 | 130 | 130 | 130 | 130 | 130 | 130 | 130 | 130 | 130 | 130 | 130 | 0 | 0 | 0 | 0 | 0 | 0 | 0 | 0 | 0 | 0 | 0 | 0 | 0 | 0 | 0 | 0 | 0 | 0 | 0 | 0 | 0 | 0
Existing | US | Texas RE | 1219878 | 3601 | GIDEON_GIDEONG2 | 2 | Sim Gideon | SIM GIDEON STG 2 | 0 | ST | NG | 0 | Natural Gas and Other Gases | 1968 |  | 136 | 135 | 135 | 135 | 135 | 135 | 135 | 135 | 135 | 135 | 135 | 135 | 135 | 135 | 135 | 135 | 135 | 135 | 135 | 135 | 135 | 135 | 135 | 135 | 135 | 0 | 0 | 0 | 0 | 0 | 0 | 0 | 0 | 0 | 0 | 0 | 0 | 0 | 0 | 0 | 0 | 0 | 0 | 0 | 0 | 0 | 0
Existing | US | Texas RE | 1276205 | 3601 | GIDEON_GIDEONG3 | 3 | Sim Gideon | SIM GIDEON STG 3 | 0 | ST | NG | 0 | Natural Gas and Other Gases | 1972 |  | 351 | 336 | 340 | 336 | 336 | 336 | 336 | 336 | 336 | 336 | 336 | 336 | 336 | 336 | 340 | 340 | 340 | 340 | 340 | 340 | 340 | 340 | 340 | 340 | 340 | 0 | 0 | 0 | 0 | 0 | 0 | 0 | 0 | 0 | 0 | 0 | 0 | 0 | 0 | 0 | 0 | 0 | 0 | 0 | 0 | 0 | 0
Existing | US | Texas RE |  | 59938 | SKY1_SKY1A |  | Sky Global Power One | SKY GLOBAL POWER ONE IC A | 0 | IC | NG | 0 | Natural Gas and Other Gases | 2016 |  | 26.7 | 26.7 | 26.7 | 26.7 | 26.7 | 26.7 | 26.7 | 26.7 | 26.7 | 26.7 | 26.7 | 26.7 | 26.7 | 26.7 | 26.7 | 26.7 | 26.7 | 26.7 | 26.7 | 26.7 | 26.7 | 26.7 | 26.7 | 26.7 | 26.7 | 0 | 0 | 0 | 0 | 0 | 0 | 0 | 0 | 0 | 0 | 0 | 0 | 0 | 0 | 0 | 0 | 0 | 0 | 0 | 0 | 0 | 0
Existing | US | Texas RE |  | 59938 | SKY1_SKY1B |  | Sky Global Power One | SKY GLOBAL POWER ONE IC B | 0 | IC | NG | 0 | Natural Gas and Other Gases | 2016 |  | 26.7 | 26.7 | 26.7 | 26.7 | 26.7 | 26.7 | 26.7 | 26.7 | 26.7 | 26.7 | 26.7 | 26.7 | 26.7 | 26.7 | 26.7 | 26.7 | 26.7 | 26.7 | 26.7 | 26.7 | 26.7 | 26.7 | 26.7 | 26.7 | 26.7 | 0 | 0 | 0 | 0 | 0 | 0 | 0 | 0 | 0 | 0 | 0 | 0 | 0 | 0 | 0 | 0 | 0 | 0 | 0 | 0 | 0 | 0
Existing | US | Texas RE | 1448874 | 3504 | SCSES_UNIT1A | ST1 | Stryker Creek | STRYKER CREEK STG 1 | 0 | ST | NG | 0 | Natural Gas and Other Gases | 1958 |  | 177 | 167 | 167 | 167 | 167 | 167 | 167 | 167 | 167 | 167 | 167 | 167 | 167 | 167 | 167 | 167 | 167 | 167 | 167 | 167 | 167 | 167 | 167 | 167 | 167 | 0 | 0 | 0 | 0 | 0 | 0 | 0 | 0 | 0 | 0 | 0 | 0 | 0 | 0 | 0 | 0 | 0 | 0 | 0 | 0 | 0 | 0
Existing | US | Texas RE | 1446203 | 3504 | SCSES_UNIT2 | ST2 | Stryker Creek | STRYKER CREEK STG 2 | 0 | ST | NG | 0 | Natural Gas and Other Gases | 1965 |  | 502 | 502 | 502 | 502 | 502 | 502 | 502 | 502 | 502 | 502 | 502 | 502 | 502 | 502 | 502 | 502 | 502 | 502 | 502 | 502 | 502 | 502 | 502 | 502 | 502 | 0 | 0 | 0 | 0 | 0 | 0 | 0 | 0 | 0 | 0 | 0 | 0 | 0 | 0 | 0 | 0 | 0 | 0 | 0 | 0 | 0 | 0
Existing | US | Texas RE | 1746478 | 3469 | THW_THWGT_1 | GT1 | T H Wharton | T H WHARTON CTG 1 | 0 | BT | NG | 0 | Natural Gas and Other Gases | 1967 |  | 16.32 | 14 | 16 | 14 | 14 | 14 | 14 | 14 | 14 | 14 | 14 | 14 | 14 | 14 | 16 | 16 | 16 | 16 | 16 | 16 | 16 | 16 | 16 | 16 | 16 | 0 | 0 | 0 | 0 | 0 | 0 | 0 | 0 | 0 | 0 | 0 | 0 | 0 | 0 | 0 | 0 | 0 | 0 | 0 | 0 | 0 | 0
Existing | US | Texas RE | 1669582 | 3469 | THW_THWGT31 | 31 | T H Wharton | T H WHARTON POWER CTG 31 | 0 | CT | NG | 0 | Natural Gas and Other Gases | 1972 |  | 54 | 54 | 69 | 54 | 54 | 54 | 54 | 54 | 54 | 54 | 54 | 54 | 54 | 54 | 69 | 69 | 69 | 69 | 69 | 69 | 69 | 69 | 69 | 69 | 69 | 0 | 0 | 0 | 0 | 0 | 0 | 0 | 0 | 0 | 0 | 0 | 0 | 0 | 0 | 0 | 0 | 0 | 0 | 0 | 0 | 0 | 0
Existing | US | Texas RE | 1499105 | 3469 | THW_THWGT32 | 32 | T H Wharton | T H WHARTON POWER CTG 32 | 0 | CT | NG | 0 | Natural Gas and Other Gases | 1972 |  | 54 | 54 | 69 | 54 | 54 | 54 | 54 | 54 | 54 | 54 | 54 | 54 | 54 | 54 | 69 | 69 | 69 | 69 | 69 | 69 | 69 | 69 | 69 | 69 | 69 | 0 | 0 | 0 | 0 | 0 | 0 | 0 | 0 | 0 | 0 | 0 | 0 | 0 | 0 | 0 | 0 | 0 | 0 | 0 | 0 | 0 | 0
Existing | US | Texas RE | 1484108 | 3469 | THW_THWGT33 | 33 | T H Wharton | T H WHARTON POWER CTG 33 | 0 | CT | NG | 0 | Natural Gas and Other Gases | 1972 |  | 54 | 54 | 69 | 54 | 54 | 54 | 54 | 54 | 54 | 54 | 54 | 54 | 54 | 54 | 69 | 69 | 69 | 69 | 69 | 69 | 69 | 69 | 69 | 69 | 69 | 0 | 0 | 0 | 0 | 0 | 0 | 0 | 0 | 0 | 0 | 0 | 0 | 0 | 0 | 0 | 0 | 0 | 0 | 0 | 0 | 0 | 0
Existing | US | Texas RE | 1045885 | 3469 | THW_THWGT34 | 34 | T H Wharton | T H WHARTON POWER CTG 34 | 0 | CT | NG | 0 | Natural Gas and Other Gases | 1972 |  | 54 | 54 | 69 | 54 | 54 | 54 | 54 | 54 | 54 | 54 | 54 | 54 | 54 | 54 | 69 | 69 | 69 | 69 | 69 | 69 | 69 | 69 | 69 | 69 | 69 | 0 | 0 | 0 | 0 | 0 | 0 | 0 | 0 | 0 | 0 | 0 | 0 | 0 | 0 | 0 | 0 | 0 | 0 | 0 | 0 | 0 | 0
Existing | US | Texas RE | 1997700 | 3469 | THW_THWGT41 | 41 | T H Wharton | T H WHARTON POWER CTG 41 | 0 | CT | NG | 0 | Natural Gas and Other Gases | 1972 |  | 54 | 54 | 69 | 54 | 54 | 54 | 54 | 54 | 54 | 54 | 54 | 54 | 54 | 54 | 69 | 69 | 69 | 69 | 69 | 69 | 69 | 69 | 69 | 69 | 69 | 0 | 0 | 0 | 0 | 0 | 0 | 0 | 0 | 0 | 0 | 0 | 0 | 0 | 0 | 0 | 0 | 0 | 0 | 0 | 0 | 0 | 0
Existing | US | Texas RE | 1668314 | 3469 | THW_THWGT42 | 42 | T H Wharton | T H WHARTON POWER CTG 42 | 0 | CT | NG | 0 | Natural Gas and Other Gases | 1972 |  | 54 | 54 | 69 | 54 | 54 | 54 | 54 | 54 | 54 | 54 | 54 | 54 | 54 | 54 | 69 | 69 | 69 | 69 | 69 | 69 | 69 | 69 | 69 | 69 | 69 | 0 | 0 | 0 | 0 | 0 | 0 | 0 | 0 | 0 | 0 | 0 | 0 | 0 | 0 | 0 | 0 | 0 | 0 | 0 | 0 | 0 | 0
Existing | US | Texas RE | 1512561 | 3469 | THW_THWGT43 | 43 | T H Wharton | T H WHARTON POWER CTG 43 | 0 | CT | NG | 0 | Natural Gas and Other Gases | 1974 |  | 56.7 | 54 | 69 | 54 | 54 | 54 | 54 | 54 | 54 | 54 | 54 | 54 | 54 | 54 | 69 | 69 | 69 | 69 | 69 | 69 | 69 | 69 | 69 | 69 | 69 | 0 | 0 | 0 | 0 | 0 | 0 | 0 | 0 | 0 | 0 | 0 | 0 | 0 | 0 | 0 | 0 | 0 | 0 | 0 | 0 | 0 | 0
Existing | US | Texas RE | 1098830 | 3469 | THW_THWGT44 | 44 | T H Wharton | T H WHARTON POWER CTG 44 | 0 | CT | NG | 0 | Natural Gas and Other Gases | 1974 |  | 56.7 | 54 | 69 | 54 | 54 | 54 | 54 | 54 | 54 | 54 | 54 | 54 | 54 | 54 | 69 | 69 | 69 | 69 | 69 | 69 | 69 | 69 | 69 | 69 | 69 | 0 | 0 | 0 | 0 | 0 | 0 | 0 | 0 | 0 | 0 | 0 | 0 | 0 | 0 | 0 | 0 | 0 | 0 | 0 | 0 | 0 | 0
Existing | US | Texas RE | 1958264 | 3469 | THW_THWGT51 | 51 | T H Wharton | T H WHARTON POWER CTG 51 | 0 | GT | NG | 0 | Natural Gas and Other Gases | 1975 |  | 85 | 56 | 65 | 56 | 56 | 56 | 56 | 56 | 56 | 56 | 56 | 56 | 56 | 56 | 65 | 65 | 65 | 65 | 65 | 65 | 65 | 65 | 65 | 65 | 65 | 0 | 0 | 0 | 0 | 0 | 0 | 0 | 0 | 0 | 0 | 0 | 0 | 0 | 0 | 0 | 0 | 0 | 0 | 0 | 0 | 0 | 0
Existing | US | Texas RE | 1800173 | 3469 | THW_THWGT52 | 52 | T H Wharton | T H WHARTON POWER CTG 52 | 0 | GT | NG | 0 | Natural Gas and Other Gases | 1975 |  | 85 | 56 | 65 | 56 | 56 | 56 | 56 | 56 | 56 | 56 | 56 | 56 | 56 | 56 | 65 | 65 | 65 | 65 | 65 | 65 | 65 | 65 | 65 | 65 | 65 | 0 | 0 | 0 | 0 | 0 | 0 | 0 | 0 | 0 | 0 | 0 | 0 | 0 | 0 | 0 | 0 | 0 | 0 | 0 | 0 | 0 | 0
Existing | US | Texas RE | 1204561 | 3469 | THW_THWGT53 | 53 | T H Wharton | T H WHARTON POWER CTG 53 | 0 | GT | NG | 0 | Natural Gas and Other Gases | 1975 |  | 85 | 56 | 65 | 56 | 56 | 56 | 56 | 56 | 56 | 56 | 56 | 56 | 56 | 56 | 65 | 65 | 65 | 65 | 65 | 65 | 65 | 65 | 65 | 65 | 65 | 0 | 0 | 0 | 0 | 0 | 0 | 0 | 0 | 0 | 0 | 0 | 0 | 0 | 0 | 0 | 0 | 0 | 0 | 0 | 0 | 0 | 0
Existing | US | Texas RE | 1638552 | 3469 | THW_THWGT54 | 54 | T H Wharton | T H WHARTON POWER CTG 54 | 0 | GT | NG | 0 | Natural Gas and Other Gases | 1975 |  | 85 | 56 | 65 | 56 | 56 | 56 | 56 | 56 | 56 | 56 | 56 | 56 | 56 | 56 | 65 | 65 | 65 | 65 | 65 | 65 | 65 | 65 | 65 | 65 | 65 | 0 | 0 | 0 | 0 | 0 | 0 | 0 | 0 | 0 | 0 | 0 | 0 | 0 | 0 | 0 | 0 | 0 | 0 | 0 | 0 | 0 | 0
Existing | US | Texas RE | 1082611 | 3469 | THW_THWGT55 | 55 | T H Wharton | T H WHARTON POWER CTG 55 | 0 | GT | NG | 0 | Natural Gas and Other Gases | 1975 |  | 85 | 56 | 65 | 56 | 56 | 56 | 56 | 56 | 56 | 56 | 56 | 56 | 56 | 56 | 65 | 65 | 65 | 65 | 65 | 65 | 65 | 65 | 65 | 65 | 65 | 0 | 0 | 0 | 0 | 0 | 0 | 0 | 0 | 0 | 0 | 0 | 0 | 0 | 0 | 0 | 0 | 0 | 0 | 0 | 0 | 0 | 0
Existing | US | Texas RE | 1449837 | 3469 | THW_THWGT56 | 56 | T H Wharton | T H WHARTON POWER CTG 56 | 0 | GT | NG | 0 | Natural Gas and Other Gases | 1975 |  | 85 | 56 | 65 | 56 | 56 | 56 | 56 | 56 | 56 | 56 | 56 | 56 | 56 | 56 | 65 | 65 | 65 | 65 | 65 | 65 | 65 | 65 | 65 | 65 | 65 | 0 | 0 | 0 | 0 | 0 | 0 | 0 | 0 | 0 | 0 | 0 | 0 | 0 | 0 | 0 | 0 | 0 | 0 | 0 | 0 | 0 | 0
Existing | US | Texas RE | 1048948 | 3469 | THW_THWST_3 | ST3 | T H Wharton | T H WHARTON POWER STG 3 | 0 | CA | NG | 0 | Natural Gas and Other Gases | 1974 |  | 113.1 | 110 | 110 | 110 | 110 | 110 | 110 | 110 | 110 | 110 | 110 | 110 | 110 | 110 | 110 | 110 | 110 | 110 | 110 | 110 | 110 | 110 | 110 | 110 | 110 | 0 | 0 | 0 | 0 | 0 | 0 | 0 | 0 | 0 | 0 | 0 | 0 | 0 | 0 | 0 | 0 | 0 | 0 | 0 | 0 | 0 | 0
Existing | US | Texas RE | 1009323 | 3469 | THW_THWST_4 | ST4 | T H Wharton | T H WHARTON POWER STG 4 | 0 | CA | NG | 0 | Natural Gas and Other Gases | 1974 |  | 113.1 | 110 | 110 | 110 | 110 | 110 | 110 | 110 | 110 | 110 | 110 | 110 | 110 | 110 | 110 | 110 | 110 | 110 | 110 | 110 | 110 | 110 | 110 | 110 | 110 | 0 | 0 | 0 | 0 | 0 | 0 | 0 | 0 | 0 | 0 | 0 | 0 | 0 | 0 | 0 | 0 | 0 | 0 | 0 | 0 | 0 | 0
Existing | US | Texas RE | 1809454 | 52088 | TXCTY_CTA | GEN2 | Texas City Power Plant | TEXAS CITY POWER CTG A | 0 | CT | NG | 0 | Natural Gas and Other Gases | 2000 |  | 129.06 | 80.3 | 102.4 | 80.3 | 80.3 | 80.3 | 80.3 | 80.3 | 80.3 | 80.3 | 80.3 | 80.3 | 80.3 | 80.3 | 102.4 | 102.4 | 102.4 | 102.4 | 102.4 | 102.4 | 102.4 | 102.4 | 102.4 | 102.4 | 102.4 | 0 | 0 | 0 | 0 | 0 | 0 | 0 | 0 | 0 | 0 | 0 | 0 | 0 | 0 | 0 | 0 | 0 | 0 | 0 | 0 | 0 | 0
Existing | US | Texas RE | 1918354 | 52088 | TXCTY_CTB | GEN3 | Texas City Power Plant | TEXAS CITY POWER CTG B | 0 | CT | NG | 0 | Natural Gas and Other Gases | 2000 |  | 129.06 | 80.3 | 102.4 | 80.3 | 80.3 | 80.3 | 80.3 | 80.3 | 80.3 | 80.3 | 80.3 | 80.3 | 80.3 | 80.3 | 102.4 | 102.4 | 102.4 | 102.4 | 102.4 | 102.4 | 102.4 | 102.4 | 102.4 | 102.4 | 102.4 | 0 | 0 | 0 | 0 | 0 | 0 | 0 | 0 | 0 | 0 | 0 | 0 | 0 | 0 | 0 | 0 | 0 | 0 | 0 | 0 | 0 | 0
Existing | US | Texas RE | 1709757 | 52088 | TXCTY_CTC | GEN4 | Texas City Power Plant | TEXAS CITY POWER CTG C | 0 | CT | NG | 0 | Natural Gas and Other Gases | 2000 |  | 129.06 | 80.3 | 102.4 | 80.3 | 80.3 | 80.3 | 80.3 | 80.3 | 80.3 | 80.3 | 80.3 | 80.3 | 80.3 | 80.3 | 102.4 | 102.4 | 102.4 | 102.4 | 102.4 | 102.4 | 102.4 | 102.4 | 102.4 | 102.4 | 102.4 | 0 | 0 | 0 | 0 | 0 | 0 | 0 | 0 | 0 | 0 | 0 | 0 | 0 | 0 | 0 | 0 | 0 | 0 | 0 | 0 | 0 | 0
Existing | US | Texas RE | 1918739 | 52088 | TXCTY_ST | GEN1 | Texas City Power Plant | TEXAS CITY POWER STG | 0 | CA | NG | 0 | Natural Gas and Other Gases | 2000 |  | 143.65 | 124.9 | 131.5 | 124.9 | 124.9 | 124.9 | 124.9 | 124.9 | 124.9 | 124.9 | 124.9 | 124.9 | 124.9 | 124.9 | 131.5 | 131.5 | 131.5 | 131.5 | 131.5 | 131.5 | 131.5 | 131.5 | 131.5 | 131.5 | 131.5 | 0 | 0 | 0 | 0 | 0 | 0 | 0 | 0 | 0 | 0 | 0 | 0 | 0 | 0 | 0 | 0 | 0 | 0 | 0 | 0 | 0 | 0
Existing | US | Texas RE | 1495606 | 3507 | TRSES_UNIT6 | 6 | Trinidad (TX) | TRINIDAD STG 6 | 0 | ST | NG | 0 | Natural Gas and Other Gases | 1965 |  | 239 | 235 | 235 | 235 | 235 | 235 | 235 | 235 | 235 | 235 | 235 | 235 | 235 | 235 | 235 | 235 | 235 | 235 | 235 | 235 | 235 | 235 | 235 | 235 | 235 | 0 | 0 | 0 | 0 | 0 | 0 | 0 | 0 | 0 | 0 | 0 | 0 | 0 | 0 | 0 | 0 | 0 | 0 | 0 | 0 | 0 | 0
Existing | US | Texas RE | 1735505 | 3612 | BRAUNIG_VHB6CT5 | CT5 | V H Braunig | V H BRAUNIG CTG 5 | 0 | GT | NG | 0 | Natural Gas and Other Gases | 2009 |  | 64.5 | 48 | 48 | 48 | 48 | 48 | 48 | 48 | 48 | 48 | 48 | 48 | 48 | 48 | 48 | 48 | 48 | 48 | 48 | 48 | 48 | 48 | 48 | 48 | 48 | 0 | 0 | 0 | 0 | 0 | 0 | 0 | 0 | 0 | 0 | 0 | 0 | 0 | 0 | 0 | 0 | 0 | 0 | 0 | 0 | 0 | 0
Existing | US | Texas RE | 1797306 | 3612 | BRAUNIG_VHB6CT6 | CT6 | V H Braunig | V H BRAUNIG CTG 6 | 0 | GT | NG | 0 | Natural Gas and Other Gases | 2009 |  | 64.5 | 48 | 48 | 48 | 48 | 48 | 48 | 48 | 48 | 48 | 48 | 48 | 48 | 48 | 48 | 48 | 48 | 48 | 48 | 48 | 48 | 48 | 48 | 48 | 48 | 0 | 0 | 0 | 0 | 0 | 0 | 0 | 0 | 0 | 0 | 0 | 0 | 0 | 0 | 0 | 0 | 0 | 0 | 0 | 0 | 0 | 0
Existing | US | Texas RE | 1976589 | 3612 | BRAUNIG_VHB6CT7 | CT7 | V H Braunig | V H BRAUNIG CTG 7 | 0 | GT | NG | 0 | Natural Gas and Other Gases | 2009 |  | 64.5 | 48 | 48 | 48 | 48 | 48 | 48 | 48 | 48 | 48 | 48 | 48 | 48 | 48 | 48 | 48 | 48 | 48 | 48 | 48 | 48 | 48 | 48 | 48 | 48 | 0 | 0 | 0 | 0 | 0 | 0 | 0 | 0 | 0 | 0 | 0 | 0 | 0 | 0 | 0 | 0 | 0 | 0 | 0 | 0 | 0 | 0
Existing | US | Texas RE | 1886904 | 3612 | BRAUNIG_VHB6CT8 | CT8 | V H Braunig | V H BRAUNIG CTG 8 | 0 | GT | NG | 0 | Natural Gas and Other Gases | 2009 |  | 64.5 | 47 | 47 | 47 | 47 | 47 | 47 | 47 | 47 | 47 | 47 | 47 | 47 | 47 | 47 | 47 | 47 | 47 | 47 | 47 | 47 | 47 | 47 | 47 | 47 | 0 | 0 | 0 | 0 | 0 | 0 | 0 | 0 | 0 | 0 | 0 | 0 | 0 | 0 | 0 | 0 | 0 | 0 | 0 | 0 | 0 | 0
Existing | US | Texas RE | 1847839 | 3612 | BRAUNIG_VHB1 | 1 | V H Braunig | V H BRAUNIG STG 1 | 0 | ST | NG | 0 | Natural Gas and Other Gases | 1966 |  | 225 | 217 | 217 | 217 | 217 | 217 | 217 | 217 | 217 | 217 | 217 | 217 | 217 | 217 | 217 | 217 | 217 | 217 | 217 | 217 | 217 | 217 | 217 | 217 | 217 | 0 | 0 | 0 | 0 | 0 | 0 | 0 | 0 | 0 | 0 | 0 | 0 | 0 | 0 | 0 | 0 | 0 | 0 | 0 | 0 | 0 | 0
Existing | US | Texas RE | 1835522 | 3612 | BRAUNIG_VHB2 | 2 | V H Braunig | V H BRAUNIG STG 2 | 0 | ST | NG | 0 | Natural Gas and Other Gases | 1968 |  | 240 | 230 | 230 | 230 | 230 | 230 | 230 | 230 | 230 | 230 | 230 | 230 | 230 | 230 | 230 | 230 | 230 | 230 | 230 | 230 | 230 | 230 | 230 | 230 | 230 | 0 | 0 | 0 | 0 | 0 | 0 | 0 | 0 | 0 | 0 | 0 | 0 | 0 | 0 | 0 | 0 | 0 | 0 | 0 | 0 | 0 | 0
Existing | US | Texas RE | 1441214 | 3612 | BRAUNIG_VHB3 | 3 | V H Braunig | V H BRAUNIG STG 3 | 0 | ST | NG | 0 | Natural Gas and Other Gases | 1970 |  | 420 | 412 | 412 | 412 | 412 | 412 | 412 | 412 | 412 | 412 | 412 | 412 | 412 | 412 | 412 | 412 | 412 | 412 | 412 | 412 | 412 | 412 | 412 | 412 | 412 | 0 | 0 | 0 | 0 | 0 | 0 | 0 | 0 | 0 | 0 | 0 | 0 | 0 | 0 | 0 | 0 | 0 | 0 | 0 | 0 | 0 | 0
Existing | US | Texas RE |  | 61241 | CITYVICT_CTG01 | 0 | Victoria City Power LLC | VICTORIA CITY (CITYVICT) CTG 1 | 0 | GT | NG | 0 | Natural Gas and Other Gases | 2020 |  | 50 | 44 | 49.8 | 44 | 44 | 44 | 44 | 44 | 44 | 44 | 44 | 44 | 44 | 44 | 49.8 | 49.8 | 49.8 | 49.8 | 49.8 | 49.8 | 49.8 | 49.8 | 49.8 | 49.8 | 49.8 | 0 | 0 | 0 | 0 | 0 | 0 | 0 | 0 | 0 | 0 | 0 | 0 | 0 | 0 | 0 | 0 | 0 | 0 | 0 | 0 | 0 | 0
Existing | US | Texas RE |  | 61241 | CITYVICT_CTG02 | 0 | Victoria City Power LLC | VICTORIA CITY (CITYVICT) CTG 2 | 0 | GT | NG | 0 | Natural Gas and Other Gases | 2020 |  | 50 | 44 | 49.8 | 44 | 44 | 44 | 44 | 44 | 44 | 44 | 44 | 44 | 44 | 44 | 49.8 | 49.8 | 49.8 | 49.8 | 49.8 | 49.8 | 49.8 | 49.8 | 49.8 | 49.8 | 49.8 | 0 | 0 | 0 | 0 | 0 | 0 | 0 | 0 | 0 | 0 | 0 | 0 | 0 | 0 | 0 | 0 | 0 | 0 | 0 | 0 | 0 | 0
Existing | US | Texas RE |  | 61242 | VICTPORT_CTG01 | 0 | Victoria Port Power LLC | VICTORIA PORT (VICTPORT) CTG 1 | 0 | GT | NG | 0 | Natural Gas and Other Gases | 2019 |  | 50 | 44 | 49.8 | 44 | 44 | 44 | 44 | 44 | 44 | 44 | 44 | 44 | 44 | 44 | 49.8 | 49.8 | 49.8 | 49.8 | 49.8 | 49.8 | 49.8 | 49.8 | 49.8 | 49.8 | 49.8 | 0 | 0 | 0 | 0 | 0 | 0 | 0 | 0 | 0 | 0 | 0 | 0 | 0 | 0 | 0 | 0 | 0 | 0 | 0 | 0 | 0 | 0
Existing | US | Texas RE |  | 61242 | VICTPORT_CTG02 | 0 | Victoria Port Power LLC | VICTORIA PORT (VICTPORT) CTG 2 | 0 | GT | NG | 0 | Natural Gas and Other Gases | 2019 |  | 50 | 44 | 49.8 | 44 | 44 | 44 | 44 | 44 | 44 | 44 | 44 | 44 | 44 | 44 | 49.8 | 49.8 | 49.8 | 49.8 | 49.8 | 49.8 | 49.8 | 49.8 | 49.8 | 49.8 | 49.8 | 0 | 0 | 0 | 0 | 0 | 0 | 0 | 0 | 0 | 0 | 0 | 0 | 0 | 0 | 0 | 0 | 0 | 0 | 0 | 0 | 0 | 0
Existing | US | Texas RE | 1267416 | 3443 | VICTORIA_VICTORG6 | 6 | Victoria | VICTORIA POWER CTG 6 | 0 | CT | NG | 0 | Natural Gas and Other Gases | 2009 |  | 196.86 | 160 | 171 | 160 | 160 | 160 | 160 | 160 | 160 | 160 | 160 | 160 | 160 | 160 | 171 | 171 | 171 | 171 | 171 | 171 | 171 | 171 | 171 | 171 | 171 | 0 | 0 | 0 | 0 | 0 | 0 | 0 | 0 | 0 | 0 | 0 | 0 | 0 | 0 | 0 | 0 | 0 | 0 | 0 | 0 | 0 | 0
Existing | US | Texas RE | 1082698 | 3443 | VICTORIA_VICTORG5 | 5 | Victoria | VICTORIA POWER STG 5 | 0 | CA | NG | 0 | Natural Gas and Other Gases | 2009 |  | 180.2 | 125 | 132 | 125 | 125 | 125 | 125 | 125 | 125 | 125 | 125 | 125 | 125 | 125 | 132 | 132 | 132 | 132 | 132 | 132 | 132 | 132 | 132 | 132 | 132 | 0 | 0 | 0 | 0 | 0 | 0 | 0 | 0 | 0 | 0 | 0 | 0 | 0 | 0 | 0 | 0 | 0 | 0 | 0 | 0 | 0 | 0
Existing | US | Texas RE | 1406965 | 3470 | WAP_WAPGT_1 | GT1 | W A Parish | W A PARISH CTG 1 | 0 | CT | NG | 0 | Natural Gas and Other Gases | 1967 |  | 16.32 | 13 | 13 | 13 | 13 | 13 | 13 | 13 | 13 | 13 | 13 | 13 | 13 | 13 | 13 | 13 | 13 | 13 | 13 | 13 | 13 | 13 | 13 | 13 | 13 | 0 | 0 | 0 | 0 | 0 | 0 | 0 | 0 | 0 | 0 | 0 | 0 | 0 | 0 | 0 | 0 | 0 | 0 | 0 | 0 | 0 | 0
Existing | US | Texas RE | 1152309 | 3470 | WAP_WAP_G1 | 1 | W A Parish | W A PARISH STG 1 | 0 | ST | NG | 0 | Natural Gas and Other Gases | 1958 |  | 187.85 | 169 | 169 | 169 | 169 | 169 | 169 | 169 | 169 | 169 | 169 | 169 | 169 | 169 | 169 | 169 | 169 | 169 | 169 | 169 | 169 | 169 | 169 | 169 | 169 | 0 | 0 | 0 | 0 | 0 | 0 | 0 | 0 | 0 | 0 | 0 | 0 | 0 | 0 | 0 | 0 | 0 | 0 | 0 | 0 | 0 | 0
Existing | US | Texas RE | 1940951 | 3470 | WAP_WAP_G2 | 2 | W A Parish | W A PARISH STG 2 | 0 | ST | NG | 0 | Natural Gas and Other Gases | 1958 |  | 187.85 | 169 | 169 | 169 | 169 | 169 | 169 | 169 | 169 | 169 | 169 | 169 | 169 | 169 | 169 | 169 | 169 | 169 | 169 | 169 | 169 | 169 | 169 | 169 | 169 | 0 | 0 | 0 | 0 | 0 | 0 | 0 | 0 | 0 | 0 | 0 | 0 | 0 | 0 | 0 | 0 | 0 | 0 | 0 | 0 | 0 | 0
Existing | US | Texas RE | 1120038 | 3470 | WAP_WAP_G3 | 3 | W A Parish | W A PARISH STG 3 | 0 | ST | NG | 0 | Natural Gas and Other Gases | 1961 |  | 299.2 | 240 | 258 | 240 | 240 | 240 | 240 | 240 | 240 | 240 | 240 | 240 | 240 | 240 | 258 | 258 | 258 | 258 | 258 | 258 | 258 | 258 | 258 | 258 | 258 | 0 | 0 | 0 | 0 | 0 | 0 | 0 | 0 | 0 | 0 | 0 | 0 | 0 | 0 | 0 | 0 | 0 | 0 | 0 | 0 | 0 | 0
Existing | US | Texas RE | 1512942 | 3470 | WAP_WAP_G4 | 4 | W A Parish | W A PARISH STG 4 | 0 | ST | NG | 0 | Natural Gas and Other Gases | 1968 |  | 580.5 | 527 | 552 | 527 | 527 | 527 | 527 | 527 | 527 | 527 | 527 | 527 | 527 | 527 | 552 | 552 | 552 | 552 | 552 | 552 | 552 | 552 | 552 | 552 | 552 | 0 | 0 | 0 | 0 | 0 | 0 | 0 | 0 | 0 | 0 | 0 | 0 | 0 | 0 | 0 | 0 | 0 | 0 | 0 | 0 | 0 | 0
Existing | US | Texas RE | 1422724 | 50127 | WFCOGEN_UNIT1 | GTA | CCI Signal Hill LLC | WICHITA FALLS CTG 1 | 0 | CT | NG | 0 | Natural Gas and Other Gases | 1987 |  | 20 | 20 | 20 | 20 | 20 | 20 | 20 | 20 | 20 | 20 | 20 | 20 | 20 | 20 | 20 | 20 | 20 | 20 | 20 | 20 | 20 | 20 | 20 | 20 | 20 | 0 | 0 | 0 | 0 | 0 | 0 | 0 | 0 | 0 | 0 | 0 | 0 | 0 | 0 | 0 | 0 | 0 | 0 | 0 | 0 | 0 | 0
Existing | US | Texas RE | 1172052 | 50127 | WFCOGEN_UNIT2 | GTB | CCI Signal Hill LLC | WICHITA FALLS CTG 2 | 0 | CT | NG | 0 | Natural Gas and Other Gases | 1987 |  | 20 | 20 | 20 | 20 | 20 | 20 | 20 | 20 | 20 | 20 | 20 | 20 | 20 | 20 | 20 | 20 | 20 | 20 | 20 | 20 | 20 | 20 | 20 | 20 | 20 | 0 | 0 | 0 | 0 | 0 | 0 | 0 | 0 | 0 | 0 | 0 | 0 | 0 | 0 | 0 | 0 | 0 | 0 | 0 | 0 | 0 | 0
Existing | US | Texas RE | 1418148 | 50127 | WFCOGEN_UNIT3 | GTC | CCI Signal Hill LLC | WICHITA FALLS CTG 3 | 0 | CT | NG | 0 | Natural Gas and Other Gases | 1987 |  | 20 | 20 | 20 | 20 | 20 | 20 | 20 | 20 | 20 | 20 | 20 | 20 | 20 | 20 | 20 | 20 | 20 | 20 | 20 | 20 | 20 | 20 | 20 | 20 | 20 | 0 | 0 | 0 | 0 | 0 | 0 | 0 | 0 | 0 | 0 | 0 | 0 | 0 | 0 | 0 | 0 | 0 | 0 | 0 | 0 | 0 | 0
Existing | US | Texas RE | 1762120 | 50127 | WFCOGEN_UNIT4 | STD | CCI Signal Hill LLC | WICHITA FALLS STG 4 | 0 | CA | NG | 0 | Natural Gas and Other Gases | 1987 |  | 20 | 17 | 16 | 17 | 17 | 17 | 17 | 17 | 17 | 17 | 17 | 17 | 17 | 17 | 16 | 16 | 16 | 16 | 16 | 16 | 16 | 16 | 16 | 16 | 16 | 0 | 0 | 0 | 0 | 0 | 0 | 0 | 0 | 0 | 0 | 0 | 0 | 0 | 0 | 0 | 0 | 0 | 0 | 0 | 0 | 0 | 0
Existing | US | Texas RE | 1550993 | 56674 | WIPOPA_WPP_G1 | CGT1 | Winchester Power Park | WINCHESTER POWER PARK CTG 1 | 0 | CT | NG | 0 | Natural Gas and Other Gases | 2009 |  | 60.5 | 44 | 46 | 44 | 44 | 44 | 44 | 44 | 44 | 44 | 44 | 44 | 44 | 44 | 46 | 46 | 46 | 46 | 46 | 46 | 46 | 46 | 46 | 46 | 46 | 0 | 0 | 0 | 0 | 0 | 0 | 0 | 0 | 0 | 0 | 0 | 0 | 0 | 0 | 0 | 0 | 0 | 0 | 0 | 0 | 0 | 0
Existing | US | Texas RE | 1043533 | 56674 | WIPOPA_WPP_G2 | CGT2 | Winchester Power Park | WINCHESTER POWER PARK CTG 2 | 0 | CT | NG | 0 | Natural Gas and Other Gases | 2009 |  | 60.5 | 44 | 46 | 44 | 44 | 44 | 44 | 44 | 44 | 44 | 44 | 44 | 44 | 44 | 46 | 46 | 46 | 46 | 46 | 46 | 46 | 46 | 46 | 46 | 46 | 0 | 0 | 0 | 0 | 0 | 0 | 0 | 0 | 0 | 0 | 0 | 0 | 0 | 0 | 0 | 0 | 0 | 0 | 0 | 0 | 0 | 0
Existing | US | Texas RE | 1472347 | 56674 | WIPOPA_WPP_G3 | CGT3 | Winchester Power Park | WINCHESTER POWER PARK CTG 3 | 0 | CT | NG | 0 | Natural Gas and Other Gases | 2009 |  | 60.5 | 44 | 46 | 44 | 44 | 44 | 44 | 44 | 44 | 44 | 44 | 44 | 44 | 44 | 46 | 46 | 46 | 46 | 46 | 46 | 46 | 46 | 46 | 46 | 46 | 0 | 0 | 0 | 0 | 0 | 0 | 0 | 0 | 0 | 0 | 0 | 0 | 0 | 0 | 0 | 0 | 0 | 0 | 0 | 0 | 0 | 0
Existing | US | Texas RE | 1654104 | 56674 | WIPOPA_WPP_G4 | CGT4 | Winchester Power Park | WINCHESTER POWER PARK CTG 4 | 0 | CT | NG | 0 | Natural Gas and Other Gases | 2009 |  | 60.5 | 44 | 46 | 44 | 44 | 44 | 44 | 44 | 44 | 44 | 44 | 44 | 44 | 44 | 46 | 46 | 46 | 46 | 46 | 46 | 46 | 46 | 46 | 46 | 46 | 0 | 0 | 0 | 0 | 0 | 0 | 0 | 0 | 0 | 0 | 0 | 0 | 0 | 0 | 0 | 0 | 0 | 0 | 0 | 0 | 0 | 0
Existing | US | Texas RE | 1509948 | 55320 | WCPP_CT1 | CT1 | Wise County Power LLC | WISE-TRACTEBEL POWER CTG 1 | 0 | CT | NG | 0 | Natural Gas and Other Gases | 2004 |  | 275 | 241.4 | 263.8 | 241.4 | 241.4 | 241.4 | 241.4 | 241.4 | 241.4 | 241.4 | 241.4 | 241.4 | 241.4 | 241.4 | 263.8 | 263.8 | 263.8 | 263.8 | 263.8 | 263.8 | 263.8 | 263.8 | 263.8 | 263.8 | 263.8 | 0 | 0 | 0 | 0 | 0 | 0 | 0 | 0 | 0 | 0 | 0 | 0 | 0 | 0 | 0 | 0 | 0 | 0 | 0 | 0 | 0 | 0 | upgrade/repower project in queue
Existing | US | Texas RE | 1314981 | 55320 | WCPP_CT2 | CT2 | Wise County Power LLC | WISE-TRACTEBEL POWER CTG 2 | 0 | CT | NG | 0 | Natural Gas and Other Gases | 2004 |  | 275 | 241.4 | 263.8 | 241.4 | 241.4 | 241.4 | 241.4 | 241.4 | 241.4 | 241.4 | 241.4 | 241.4 | 241.4 | 241.4 | 263.8 | 263.8 | 263.8 | 263.8 | 263.8 | 263.8 | 263.8 | 263.8 | 263.8 | 263.8 | 263.8 | 0 | 0 | 0 | 0 | 0 | 0 | 0 | 0 | 0 | 0 | 0 | 0 | 0 | 0 | 0 | 0 | 0 | 0 | 0 | 0 | 0 | 0 | upgrade/repower project in queue
Existing | US | Texas RE | 1088055 | 55320 | WCPP_ST1 | ST1 | Wise County Power LLC | WISE-TRACTEBEL POWER STG 1 | 0 | CA | NG | 0 | Natural Gas and Other Gases | 2004 |  | 299.7 | 298 | 298 | 298 | 298 | 298 | 298 | 298 | 298 | 298 | 298 | 298 | 298 | 298 | 298 | 298 | 298 | 298 | 298 | 298 | 298 | 298 | 298 | 298 | 298 | 0 | 0 | 0 | 0 | 0 | 0 | 0 | 0 | 0 | 0 | 0 | 0 | 0 | 0 | 0 | 0 | 0 | 0 | 0 | 0 | 0 | 0 | upgrade/repower project in queue
Existing | US | Texas RE |  | 59812 | WHCCS2_CT4 | CGT4 | Wolf Hollow II | WOLF HOLLOW 2 CTG 4 | 0 | CT | NG | 0 | Natural Gas and Other Gases | 2017 |  | 360 | 327.8 | 353.3 | 327.8 | 327.8 | 327.8 | 327.8 | 327.8 | 327.8 | 327.8 | 327.8 | 327.8 | 327.8 | 327.8 | 353.3 | 353.3 | 353.3 | 353.3 | 353.3 | 353.3 | 353.3 | 353.3 | 353.3 | 353.3 | 353.3 | 0 | 0 | 0 | 0 | 0 | 0 | 0 | 0 | 0 | 0 | 0 | 0 | 0 | 0 | 0 | 0 | 0 | 0 | 0 | 0 | 0 | 0 | upgrade/repower project in queue
Existing | US | Texas RE |  | 59812 | WHCCS2_CT5 | CGT5 | Wolf Hollow II | WOLF HOLLOW 2 CTG 5 | 0 | CT | NG | 0 | Natural Gas and Other Gases | 2017 |  | 360 | 329.3 | 354.6 | 329.3 | 329.3 | 329.3 | 329.3 | 329.3 | 329.3 | 329.3 | 329.3 | 329.3 | 329.3 | 329.3 | 354.6 | 354.6 | 354.6 | 354.6 | 354.6 | 354.6 | 354.6 | 354.6 | 354.6 | 354.6 | 354.6 | 0 | 0 | 0 | 0 | 0 | 0 | 0 | 0 | 0 | 0 | 0 | 0 | 0 | 0 | 0 | 0 | 0 | 0 | 0 | 0 | 0 | 0 | upgrade/repower project in queue
Existing | US | Texas RE |  | 59812 | WHCCS2_STG6 | STG6 | Wolf Hollow II | WOLF HOLLOW 2 STG 6 | 0 | CA | NG | 0 | Natural Gas and Other Gases | 2017 |  | 511.2 | 458.3 | 485.1 | 458.3 | 458.3 | 458.3 | 458.3 | 458.3 | 458.3 | 458.3 | 458.3 | 458.3 | 458.3 | 458.3 | 485.1 | 485.1 | 485.1 | 485.1 | 485.1 | 485.1 | 485.1 | 485.1 | 485.1 | 485.1 | 485.1 | 0 | 0 | 0 | 0 | 0 | 0 | 0 | 0 | 0 | 0 | 0 | 0 | 0 | 0 | 0 | 0 | 0 | 0 | 0 | 0 | 0 | 0 | upgrade/repower project in queue
Existing | US | Texas RE | 1490782 | 55139 | WHCCS_CT1 | CTG1 | Wolf Hollow I LP | WOLF HOLLOW POWER CTG 1 | 0 | CA | NG | 0 | Natural Gas and Other Gases | 2002 |  | 264.5 | 238.5 | 240.4 | 238.5 | 238.5 | 238.5 | 238.5 | 238.5 | 238.5 | 238.5 | 238.5 | 238.5 | 238.5 | 238.5 | 240.4 | 240.4 | 240.4 | 240.4 | 240.4 | 240.4 | 240.4 | 240.4 | 240.4 | 240.4 | 240.4 | 0 | 0 | 0 | 0 | 0 | 0 | 0 | 0 | 0 | 0 | 0 | 0 | 0 | 0 | 0 | 0 | 0 | 0 | 0 | 0 | 0 | 0
Existing | US | Texas RE | 1025191 | 55139 | WHCCS_CT2 | CTG2 | Wolf Hollow I LP | WOLF HOLLOW POWER CTG 2 | 0 | CT | NG | 0 | Natural Gas and Other Gases | 2002 |  | 264.5 | 230.5 | 235.4 | 230.5 | 230.5 | 230.5 | 230.5 | 230.5 | 230.5 | 230.5 | 230.5 | 230.5 | 230.5 | 230.5 | 235.4 | 235.4 | 235.4 | 235.4 | 235.4 | 235.4 | 235.4 | 235.4 | 235.4 | 235.4 | 235.4 | 0 | 0 | 0 | 0 | 0 | 0 | 0 | 0 | 0 | 0 | 0 | 0 | 0 | 0 | 0 | 0 | 0 | 0 | 0 | 0 | 0 | 0
Existing | US | Texas RE | 1374296 | 55139 | WHCCS_STG | ST | Wolf Hollow I LP | WOLF HOLLOW POWER STG | 0 | CT | NG | 0 | Natural Gas and Other Gases | 2002 |  | 300 | 268 | 269 | 268 | 268 | 268 | 268 | 268 | 268 | 268 | 268 | 268 | 268 | 268 | 269 | 269 | 269 | 269 | 269 | 269 | 269 | 269 | 269 | 269 | 269 | 0 | 0 | 0 | 0 | 0 | 0 | 0 | 0 | 0 | 0 | 0 | 0 | 0 | 0 | 0 | 0 | 0 | 0 | 0 | 0 | 0 | 0
Existing | US | Texas RE | 1022152 |  | DG_WALZE_4UNITS | 0 |  | BIOENERGY AUSTIN WALZEM RD LFG | 0 | OT | LFG | 0 | Biomass | 2002 |  | 9.8 | 9.8 | 9.8 | 9.8 | 9.8 | 9.8 | 9.8 | 9.8 | 9.8 | 9.8 | 9.8 | 9.8 | 9.8 | 9.8 | 9.8 | 9.8 | 9.8 | 9.8 | 9.8 | 9.8 | 9.8 | 9.8 | 9.8 | 9.8 | 9.8 | 0 | 0 | 0 | 0 | 0 | 0 | 0 | 0 | 0 | 0 | 0 | 0 | 0 | 0 | 0 | 0 | 0 | 0 | 0 | 0 | 0 | 0
Existing | US | Texas RE | 1358335 | 56864 | DG_MEDIN_1UNIT | 42375 | Covel Gardens Gas Recovery | BIOENERGY TEXAS COVEL GARDENS LFG | 0 | IC | LFG | 0 | Biomass | 2005 |  | 9.6 | 9.6 | 9.6 | 9.6 | 9.6 | 9.6 | 9.6 | 9.6 | 9.6 | 9.6 | 9.6 | 9.6 | 9.6 | 9.6 | 9.6 | 9.6 | 9.6 | 9.6 | 9.6 | 9.6 | 9.6 | 9.6 | 9.6 | 9.6 | 9.6 | 0 | 0 | 0 | 0 | 0 | 0 | 0 | 0 | 0 | 0 | 0 | 0 | 0 | 0 | 0 | 0 | 0 | 0 | 0 | 0 | 0 | 0
Existing | US | Texas RE |  | 57165 | DG_HBR_2UNITS |  | Farmers Branch Renewable Energy Facility | FARMERS BRANCH LANDFILL GAS TO ENERGY | 0 | IC | LFG | 0 | Biomass | 2011 |  | 3.2 | 3.2 | 3.2 | 3.2 | 3.2 | 3.2 | 3.2 | 3.2 | 3.2 | 3.2 | 3.2 | 3.2 | 3.2 | 3.2 | 3.2 | 3.2 | 3.2 | 3.2 | 3.2 | 3.2 | 3.2 | 3.2 | 3.2 | 3.2 | 3.2 | 0 | 0 | 0 | 0 | 0 | 0 | 0 | 0 | 0 | 0 | 0 | 0 | 0 | 0 | 0 | 0 | 0 | 0 | 0 | 0 | 0 | 0
Existing | US | Texas RE | 1371823 |  | DG_TRIRA_1UNIT | 0 |  | GRAND PRAIRIE LFG | 0 | IC | LFG | 0 | Biomass | 2015 |  | 4 | 4 | 4 | 4 | 4 | 4 | 4 | 4 | 4 | 4 | 4 | 4 | 4 | 4 | 4 | 4 | 4 | 4 | 4 | 4 | 4 | 4 | 4 | 4 | 4 | 0 | 0 | 0 | 0 | 0 | 0 | 0 | 0 | 0 | 0 | 0 | 0 | 0 | 0 | 0 | 0 | 0 | 0 | 0 | 0 | 0 | 0
Existing | US | Texas RE | 1392174 | 59649 | DG_78252_4UNITS | 0 | Nelson Gardens Landfill Gas to Energy | NELSON GARDENS LFG | 0 | IC | LFG | 0 | Biomass | 2013 |  | 4.2 | 4.2 | 4.2 | 4.2 | 4.2 | 4.2 | 4.2 | 4.2 | 4.2 | 4.2 | 4.2 | 4.2 | 4.2 | 4.2 | 4.2 | 4.2 | 4.2 | 4.2 | 4.2 | 4.2 | 4.2 | 4.2 | 4.2 | 4.2 | 4.2 | 0 | 0 | 0 | 0 | 0 | 0 | 0 | 0 | 0 | 0 | 0 | 0 | 0 | 0 | 0 | 0 | 0 | 0 | 0 | 0 | 0 | 0
Existing | US | Texas RE | 1670555 | 56524 | DG_SPRIN_4UNITS | GEN1-GEN4 | Austin Gas Recovery | WM RENEWABLE-AUSTIN LFG | 0 | OT | LFG | 0 | Biomass | 2007 |  | 6.4 | 6.4 | 6.4 | 6.4 | 6.4 | 6.4 | 6.4 | 6.4 | 6.4 | 6.4 | 6.4 | 6.4 | 6.4 | 6.4 | 6.4 | 6.4 | 6.4 | 6.4 | 6.4 | 6.4 | 6.4 | 6.4 | 6.4 | 6.4 | 6.4 | 0 | 0 | 0 | 0 | 0 | 0 | 0 | 0 | 0 | 0 | 0 | 0 | 0 | 0 | 0 | 0 | 0 | 0 | 0 | 0 | 0 | 0
Existing | US | Texas RE | 1765863 | 50569 | DG_BIOE_2UNITS | GEN1-GEN2 | DFW Gas Recovery | WM RENEWABLE-BIOENERGY PARTNERS LFG | 0 | GT | LFG | 0 | Biomass | 1988 |  | 6.2 | 6.2 | 6.2 | 6.2 | 6.2 | 6.2 | 6.2 | 6.2 | 6.2 | 6.2 | 6.2 | 6.2 | 6.2 | 6.2 | 6.2 | 6.2 | 6.2 | 6.2 | 6.2 | 6.2 | 6.2 | 6.2 | 6.2 | 6.2 | 6.2 | 0 | 0 | 0 | 0 | 0 | 0 | 0 | 0 | 0 | 0 | 0 | 0 | 0 | 0 | 0 | 0 | 0 | 0 | 0 | 0 | 0 | 0
Existing | US | Texas RE | 1060949 | 50569 | DG_BIO2_4UNITS | GEN3-GEN6 | DFW Gas Recovery | WM RENEWABLE-DFW GAS RECOVERY LFG | 0 | OT | LFG | 0 | Biomass | 2009 |  | 6.4 | 6.4 | 6.4 | 6.4 | 6.4 | 6.4 | 6.4 | 6.4 | 6.4 | 6.4 | 6.4 | 6.4 | 6.4 | 6.4 | 6.4 | 6.4 | 6.4 | 6.4 | 6.4 | 6.4 | 6.4 | 6.4 | 6.4 | 6.4 | 6.4 | 0 | 0 | 0 | 0 | 0 | 0 | 0 | 0 | 0 | 0 | 0 | 0 | 0 | 0 | 0 | 0 | 0 | 0 | 0 | 0 | 0 | 0
Existing | US | Texas RE | 1397927 | 57167 | DG_FREIH_2UNITS | GEN1-GEN2 | Mesquite Creek LFGTE Project | WM RENEWABLE-MESQUITE CREEK LFG | 0 | OT | LFG | 0 | Biomass | 2011 |  | 3.2 | 3.2 | 3.2 | 3.2 | 3.2 | 3.2 | 3.2 | 3.2 | 3.2 | 3.2 | 3.2 | 3.2 | 3.2 | 3.2 | 3.2 | 3.2 | 3.2 | 3.2 | 3.2 | 3.2 | 3.2 | 3.2 | 3.2 | 3.2 | 3.2 | 0 | 0 | 0 | 0 | 0 | 0 | 0 | 0 | 0 | 0 | 0 | 0 | 0 | 0 | 0 | 0 | 0 | 0 | 0 | 0 | 0 | 0
Existing | US | Texas RE | 1792929 | 57020 | DG_WSTHL_3UNITS | GEN1-GEN3 | Westside Landfill Gas Recovery | WM RENEWABLE-WESTSIDE LFG | 0 | OT | LFG | 0 | Biomass | 2010 |  | 4.8 | 4.8 | 4.8 | 4.8 | 4.8 | 4.8 | 4.8 | 4.8 | 4.8 | 4.8 | 4.8 | 4.8 | 4.8 | 4.8 | 4.8 | 4.8 | 4.8 | 4.8 | 4.8 | 4.8 | 4.8 | 4.8 | 4.8 | 4.8 | 4.8 | 0 | 0 | 0 | 0 | 0 | 0 | 0 | 0 | 0 | 0 | 0 | 0 | 0 | 0 | 0 | 0 | 0 | 0 | 0 | 0 | 0 | 0
Existing | US | Texas RE | 1664906 | 6128 | AMISTAD_AMISTAG1 | 1 | Amistad Dam & Power | AMISTAD HYDRO 1 | 0 | HK | WAT | 0 | Conventional Hydro | 1983 |  | 34.7 | 32.6541 | 28.3949 | 32.6541 | 32.6541 | 32.6541 | 32.6541 | 32.6541 | 32.6541 | 32.6541 | 32.6541 | 32.6541 | 32.6541 | 32.6541 | 28.3949 | 28.3949 | 28.3949 | 28.3949 | 28.3949 | 28.3949 | 28.3949 | 28.3949 | 28.3949 | 28.3949 | 28.3949 | 0 | 0 | 0 | 0 | 0 | 0 | 0 | 0 | 0 | 0 | 0 | 0 | 0 | 0 | 0 | 0 | 0 | 0 | 0 | 0 | 0 | 0
Existing | US | Texas RE | 1396128 | 6128 | AMISTAD_AMISTAG2 | 2 | Amistad Dam & Power | AMISTAD HYDRO 2 | 0 | HK | WAT | 0 | Conventional Hydro | 1983 |  | 34.7 | 32.6541 | 28.3949 | 32.6541 | 32.6541 | 32.6541 | 32.6541 | 32.6541 | 32.6541 | 32.6541 | 32.6541 | 32.6541 | 32.6541 | 32.6541 | 28.3949 | 28.3949 | 28.3949 | 28.3949 | 28.3949 | 28.3949 | 28.3949 | 28.3949 | 28.3949 | 28.3949 | 28.3949 | 0 | 0 | 0 | 0 | 0 | 0 | 0 | 0 | 0 | 0 | 0 | 0 | 0 | 0 | 0 | 0 | 0 | 0 | 0 | 0 | 0 | 0
Existing | US | Texas RE | 1815801 | 3594 | AUSTPL_AUSTING1 | 1 | Austin | AUSTIN HYDRO 1 | 0 | HK | WAT | 0 | Conventional Hydro | 1940 |  | 8.995 | 6.8927 | 5.9936 | 6.8927 | 6.8927 | 6.8927 | 6.8927 | 6.8927 | 6.8927 | 6.8927 | 6.8927 | 6.8927 | 6.8927 | 6.8927 | 5.9936 | 5.9936 | 5.9936 | 5.9936 | 5.9936 | 5.9936 | 5.9936 | 5.9936 | 5.9936 | 5.9936 | 5.9936 | 0 | 0 | 0 | 0 | 0 | 0 | 0 | 0 | 0 | 0 | 0 | 0 | 0 | 0 | 0 | 0 | 0 | 0 | 0 | 0 | 0 | 0
Existing | US | Texas RE | 1538169 | 3594 | AUSTPL_AUSTING2 | 2 | Austin | AUSTIN HYDRO 2 | 0 | HK | WAT | 0 | Conventional Hydro | 1940 |  | 8.995 | 7.7543 | 6.7428 | 7.7543 | 7.7543 | 7.7543 | 7.7543 | 7.7543 | 7.7543 | 7.7543 | 7.7543 | 7.7543 | 7.7543 | 7.7543 | 6.7428 | 6.7428 | 6.7428 | 6.7428 | 6.7428 | 6.7428 | 6.7428 | 6.7428 | 6.7428 | 6.7428 | 6.7428 | 0 | 0 | 0 | 0 | 0 | 0 | 0 | 0 | 0 | 0 | 0 | 0 | 0 | 0 | 0 | 0 | 0 | 0 | 0 | 0 | 0 | 0
Existing | US | Texas RE | 1337445 | 3595 | BUCHAN_BUCHANG1 | 1 | Buchanan Dam (TX) | BUCHANAN HYDRO 1 | 0 | HK | WAT | 0 | Conventional Hydro | 1938 |  | 16 | 13.7854 | 11.9873 | 13.7854 | 13.7854 | 13.7854 | 13.7854 | 13.7854 | 13.7854 | 13.7854 | 13.7854 | 13.7854 | 13.7854 | 13.7854 | 11.9873 | 11.9873 | 11.9873 | 11.9873 | 11.9873 | 11.9873 | 11.9873 | 11.9873 | 11.9873 | 11.9873 | 11.9873 | 0 | 0 | 0 | 0 | 0 | 0 | 0 | 0 | 0 | 0 | 0 | 0 | 0 | 0 | 0 | 0 | 0 | 0 | 0 | 0 | 0 | 0
Existing | US | Texas RE | 1369111 | 3595 | BUCHAN_BUCHANG2 | 2 | Buchanan Dam (TX) | BUCHANAN HYDRO 2 | 0 | HK | WAT | 0 | Conventional Hydro | 1938 |  | 18.3 | 13.7854 | 11.9873 | 13.7854 | 13.7854 | 13.7854 | 13.7854 | 13.7854 | 13.7854 | 13.7854 | 13.7854 | 13.7854 | 13.7854 | 13.7854 | 11.9873 | 11.9873 | 11.9873 | 11.9873 | 11.9873 | 11.9873 | 11.9873 | 11.9873 | 11.9873 | 11.9873 | 11.9873 | 0 | 0 | 0 | 0 | 0 | 0 | 0 | 0 | 0 | 0 | 0 | 0 | 0 | 0 | 0 | 0 | 0 | 0 | 0 | 0 | 0 | 0
Existing | US | Texas RE | 1304748 | 3595 | BUCHAN_BUCHANG3 | 3 | Buchanan Dam (TX) | BUCHANAN HYDRO 3 | 0 | HK | WAT | 0 | Conventional Hydro | 1950 |  | 18.3 | 14.647 | 12.7365 | 14.647 | 14.647 | 14.647 | 14.647 | 14.647 | 14.647 | 14.647 | 14.647 | 14.647 | 14.647 | 14.647 | 12.7365 | 12.7365 | 12.7365 | 12.7365 | 12.7365 | 12.7365 | 12.7365 | 12.7365 | 12.7365 | 12.7365 | 12.7365 | 0 | 0 | 0 | 0 | 0 | 0 | 0 | 0 | 0 | 0 | 0 | 0 | 0 | 0 | 0 | 0 | 0 | 0 | 0 | 0 | 0 | 0
Existing | US | Texas RE | 1989469 | 6416 | DNDAM_DENISOG1 | 1 | Denison | DENISON DAM 1 | 0 | HK | WAT | 0 | Conventional Hydro | 1944 |  | 41.8 | 34.4634 | 29.9682 | 34.4634 | 34.4634 | 34.4634 | 34.4634 | 34.4634 | 34.4634 | 34.4634 | 34.4634 | 34.4634 | 34.4634 | 34.4634 | 29.9682 | 29.9682 | 29.9682 | 29.9682 | 29.9682 | 29.9682 | 29.9682 | 29.9682 | 29.9682 | 29.9682 | 29.9682 | 0 | 0 | 0 | 0 | 0 | 0 | 0 | 0 | 0 | 0 | 0 | 0 | 0 | 0 | 0 | 0 | 0 | 0 | 0 | 0 | 0 | 0
Existing | US | Texas RE | 1653333 | 6416 | DNDAM_DENISOG2 | 2 | Denison | DENISON DAM 2 | 0 | HK | WAT | 0 | Conventional Hydro | 1948 |  | 41.8 | 34.4634 | 29.9682 | 34.4634 | 34.4634 | 34.4634 | 34.4634 | 34.4634 | 34.4634 | 34.4634 | 34.4634 | 34.4634 | 34.4634 | 34.4634 | 29.9682 | 29.9682 | 29.9682 | 29.9682 | 29.9682 | 29.9682 | 29.9682 | 29.9682 | 29.9682 | 29.9682 | 29.9682 | 0 | 0 | 0 | 0 | 0 | 0 | 0 | 0 | 0 | 0 | 0 | 0 | 0 | 0 | 0 | 0 | 0 | 0 | 0 | 0 | 0 | 0
Existing | US | Texas RE | 1936386 | 3437 | EAGLE_HY_EAGLE_HY1 | 42372 | Eagle Pass | EAGLE PASS HYDRO | 0 | HK | WAT | 0 | Conventional Hydro | 2005 |  | 9.6 | 8.2712 | 7.1924 | 8.2712 | 8.2712 | 8.2712 | 8.2712 | 8.2712 | 8.2712 | 8.2712 | 8.2712 | 8.2712 | 8.2712 | 8.2712 | 7.1924 | 7.1924 | 7.1924 | 7.1924 | 7.1924 | 7.1924 | 7.1924 | 7.1924 | 7.1924 | 7.1924 | 7.1924 | 0 | 0 | 0 | 0 | 0 | 0 | 0 | 0 | 0 | 0 | 0 | 0 | 0 | 0 | 0 | 0 | 0 | 0 | 0 | 0 | 0 | 0
Existing | US | Texas RE | 1963560 | 6410 | FALCON_FALCONG1 | 1 | Falcon Dam & Power | FALCON HYDRO 1 | 0 | HK | WAT | 0 | Conventional Hydro | 1954 |  | 10.5 | 10.339 | 8.9905 | 10.339 | 10.339 | 10.339 | 10.339 | 10.339 | 10.339 | 10.339 | 10.339 | 10.339 | 10.339 | 10.339 | 8.9905 | 8.9905 | 8.9905 | 8.9905 | 8.9905 | 8.9905 | 8.9905 | 8.9905 | 8.9905 | 8.9905 | 8.9905 | 0 | 0 | 0 | 0 | 0 | 0 | 0 | 0 | 0 | 0 | 0 | 0 | 0 | 0 | 0 | 0 | 0 | 0 | 0 | 0 | 0 | 0
Existing | US | Texas RE | 1710493 | 6410 | FALCON_FALCONG2 | 2 | Falcon Dam & Power | FALCON HYDRO 2 | 0 | HK | WAT | 0 | Conventional Hydro | 1954 |  | 10.5 | 10.339 | 8.9905 | 10.339 | 10.339 | 10.339 | 10.339 | 10.339 | 10.339 | 10.339 | 10.339 | 10.339 | 10.339 | 10.339 | 8.9905 | 8.9905 | 8.9905 | 8.9905 | 8.9905 | 8.9905 | 8.9905 | 8.9905 | 8.9905 | 8.9905 | 8.9905 | 0 | 0 | 0 | 0 | 0 | 0 | 0 | 0 | 0 | 0 | 0 | 0 | 0 | 0 | 0 | 0 | 0 | 0 | 0 | 0 | 0 | 0
Existing | US | Texas RE | 1132476 | 6410 | FALCON_FALCONG3 | 3 | Falcon Dam & Power | FALCON HYDRO 3 | 0 | HK | WAT | 0 | Conventional Hydro | 1954 |  | 10.5 | 10.339 | 8.9905 | 10.339 | 10.339 | 10.339 | 10.339 | 10.339 | 10.339 | 10.339 | 10.339 | 10.339 | 10.339 | 10.339 | 8.9905 | 8.9905 | 8.9905 | 8.9905 | 8.9905 | 8.9905 | 8.9905 | 8.9905 | 8.9905 | 8.9905 | 8.9905 | 0 | 0 | 0 | 0 | 0 | 0 | 0 | 0 | 0 | 0 | 0 | 0 | 0 | 0 | 0 | 0 | 0 | 0 | 0 | 0 | 0 | 0
Existing | US | Texas RE | 1858988 | 3597 | WIRTZ_WIRTZ_G1 | 1 | Granite Shoals | GRANITE SHOALS HYDRO 1 | 0 | HK | WAT | 0 | Conventional Hydro | 1951 |  | 27 | 24.986 | 21.7269 | 24.986 | 24.986 | 24.986 | 24.986 | 24.986 | 24.986 | 24.986 | 24.986 | 24.986 | 24.986 | 24.986 | 21.7269 | 21.7269 | 21.7269 | 21.7269 | 21.7269 | 21.7269 | 21.7269 | 21.7269 | 21.7269 | 21.7269 | 21.7269 | 0 | 0 | 0 | 0 | 0 | 0 | 0 | 0 | 0 | 0 | 0 | 0 | 0 | 0 | 0 | 0 | 0 | 0 | 0 | 0 | 0 | 0
Existing | US | Texas RE | 1358316 | 3597 | WIRTZ_WIRTZ_G2 | 2 | Granite Shoals | GRANITE SHOALS HYDRO 2 | 0 | HK | WAT | 0 | Conventional Hydro | 1951 |  | 27 | 24.986 | 21.7269 | 24.986 | 24.986 | 24.986 | 24.986 | 24.986 | 24.986 | 24.986 | 24.986 | 24.986 | 24.986 | 24.986 | 21.7269 | 21.7269 | 21.7269 | 21.7269 | 21.7269 | 21.7269 | 21.7269 | 21.7269 | 21.7269 | 21.7269 | 21.7269 | 0 | 0 | 0 | 0 | 0 | 0 | 0 | 0 | 0 | 0 | 0 | 0 | 0 | 0 | 0 | 0 | 0 | 0 | 0 | 0 | 0 | 0
Existing | US | Texas RE | 1860279 | 791 | CANYHY_CANYHYG1 | 42371 | Canyon | GUADALUPE BLANCO RIVER AUTH-CANYON | 0 | HK | WAT | 0 | Conventional Hydro | 1989 |  | 6 | 5.1695 | 4.4952 | 5.1695 | 5.1695 | 5.1695 | 5.1695 | 5.1695 | 5.1695 | 5.1695 | 5.1695 | 5.1695 | 5.1695 | 5.1695 | 4.4952 | 4.4952 | 4.4952 | 4.4952 | 4.4952 | 4.4952 | 4.4952 | 4.4952 | 4.4952 | 4.4952 | 4.4952 | 0 | 0 | 0 | 0 | 0 | 0 | 0 | 0 | 0 | 0 | 0 | 0 | 0 | 0 | 0 | 0 | 0 | 0 | 0 | 0 | 0 | 0
Existing | US | Texas RE | 1359577 | 3598 | INKSDA_INKS_G1 | 1 | Inks | INKS HYDRO 1 | 0 | HK | WAT | 0 | Conventional Hydro | 1938 |  | 15 | 12.0622 | 10.4889 | 12.0622 | 12.0622 | 12.0622 | 12.0622 | 12.0622 | 12.0622 | 12.0622 | 12.0622 | 12.0622 | 12.0622 | 12.0622 | 10.4889 | 10.4889 | 10.4889 | 10.4889 | 10.4889 | 10.4889 | 10.4889 | 10.4889 | 10.4889 | 10.4889 | 10.4889 | 0 | 0 | 0 | 0 | 0 | 0 | 0 | 0 | 0 | 0 | 0 | 0 | 0 | 0 | 0 | 0 | 0 | 0 | 0 | 0 | 0 | 0
Existing | US | Texas RE | 1285008 | 3599 | MARBFA_MARBFAG1 | 1 | Marble Falls | MARBLE FALLS HYDRO 1 | 0 | HK | WAT | 0 | Conventional Hydro | 1951 |  | 19.8 | 18.0933 | 15.7333 | 18.0933 | 18.0933 | 18.0933 | 18.0933 | 18.0933 | 18.0933 | 18.0933 | 18.0933 | 18.0933 | 18.0933 | 18.0933 | 15.7333 | 15.7333 | 15.7333 | 15.7333 | 15.7333 | 15.7333 | 15.7333 | 15.7333 | 15.7333 | 15.7333 | 15.7333 | 0 | 0 | 0 | 0 | 0 | 0 | 0 | 0 | 0 | 0 | 0 | 0 | 0 | 0 | 0 | 0 | 0 | 0 | 0 | 0 | 0 | 0
Existing | US | Texas RE | 1311687 | 3599 | MARBFA_MARBFAG2 | 2 | Marble Falls | MARBLE FALLS HYDRO 2 | 0 | HK | WAT | 0 | Conventional Hydro | 1951 |  | 19.8 | 17.2317 | 14.9841 | 17.2317 | 17.2317 | 17.2317 | 17.2317 | 17.2317 | 17.2317 | 17.2317 | 17.2317 | 17.2317 | 17.2317 | 17.2317 | 14.9841 | 14.9841 | 14.9841 | 14.9841 | 14.9841 | 14.9841 | 14.9841 | 14.9841 | 14.9841 | 14.9841 | 14.9841 | 0 | 0 | 0 | 0 | 0 | 0 | 0 | 0 | 0 | 0 | 0 | 0 | 0 | 0 | 0 | 0 | 0 | 0 | 0 | 0 | 0 | 0
Existing | US | Texas RE | 1308958 | 3600 | MARSFO_MARSFOG1 | 1 | Marshall Ford | MARSHALL FORD HYDRO 1 | 0 | HK | WAT | 0 | Conventional Hydro | 1941 |  | 36 | 29.2939 | 25.473 | 29.2939 | 29.2939 | 29.2939 | 29.2939 | 29.2939 | 29.2939 | 29.2939 | 29.2939 | 29.2939 | 29.2939 | 29.2939 | 25.473 | 25.473 | 25.473 | 25.473 | 25.473 | 25.473 | 25.473 | 25.473 | 25.473 | 25.473 | 25.473 | 0 | 0 | 0 | 0 | 0 | 0 | 0 | 0 | 0 | 0 | 0 | 0 | 0 | 0 | 0 | 0 | 0 | 0 | 0 | 0 | 0 | 0
Existing | US | Texas RE | 1372480 | 3600 | MARSFO_MARSFOG2 | 2 | Marshall Ford | MARSHALL FORD HYDRO 2 | 0 | HK | WAT | 0 | Conventional Hydro | 1941 |  | 36 | 31.0171 | 26.9714 | 31.0171 | 31.0171 | 31.0171 | 31.0171 | 31.0171 | 31.0171 | 31.0171 | 31.0171 | 31.0171 | 31.0171 | 31.0171 | 26.9714 | 26.9714 | 26.9714 | 26.9714 | 26.9714 | 26.9714 | 26.9714 | 26.9714 | 26.9714 | 26.9714 | 26.9714 | 0 | 0 | 0 | 0 | 0 | 0 | 0 | 0 | 0 | 0 | 0 | 0 | 0 | 0 | 0 | 0 | 0 | 0 | 0 | 0 | 0 | 0
Existing | US | Texas RE | 1121250 | 3600 | MARSFO_MARSFOG3 | 3 | Marshall Ford | MARSHALL FORD HYDRO 3 | 0 | HK | WAT | 0 | Conventional Hydro | 1941 |  | 36 | 31.0171 | 26.9714 | 31.0171 | 31.0171 | 31.0171 | 31.0171 | 31.0171 | 31.0171 | 31.0171 | 31.0171 | 31.0171 | 31.0171 | 31.0171 | 26.9714 | 26.9714 | 26.9714 | 26.9714 | 26.9714 | 26.9714 | 26.9714 | 26.9714 | 26.9714 | 26.9714 | 26.9714 | 0 | 0 | 0 | 0 | 0 | 0 | 0 | 0 | 0 | 0 | 0 | 0 | 0 | 0 | 0 | 0 | 0 | 0 | 0 | 0 | 0 | 0
Existing | US | Texas RE | 1302241 | 6414 | WND_WHITNEY1 | 1 | Whitney | WHITNEY DAM HYDRO | 0 | HK | WAT | 0 | Conventional Hydro | 1953 |  | 21 | 18.9549 | 16.4825 | 18.9549 | 18.9549 | 18.9549 | 18.9549 | 18.9549 | 18.9549 | 18.9549 | 18.9549 | 18.9549 | 18.9549 | 18.9549 | 16.4825 | 16.4825 | 16.4825 | 16.4825 | 16.4825 | 16.4825 | 16.4825 | 16.4825 | 16.4825 | 16.4825 | 16.4825 | 0 | 0 | 0 | 0 | 0 | 0 | 0 | 0 | 0 | 0 | 0 | 0 | 0 | 0 | 0 | 0 | 0 | 0 | 0 | 0 | 0 | 0
Existing | US | Texas RE | 1126458 | 6414 | WND_WHITNEY2 | 2 | Whitney | WHITNEY DAM HYDRO 2 | 0 | HK | WAT | 0 | Conventional Hydro | 1953 |  | 21 | 18.9549 | 16.4825 | 18.9549 | 18.9549 | 18.9549 | 18.9549 | 18.9549 | 18.9549 | 18.9549 | 18.9549 | 18.9549 | 18.9549 | 18.9549 | 16.4825 | 16.4825 | 16.4825 | 16.4825 | 16.4825 | 16.4825 | 16.4825 | 16.4825 | 16.4825 | 16.4825 | 16.4825 | 0 | 0 | 0 | 0 | 0 | 0 | 0 | 0 | 0 | 0 | 0 | 0 | 0 | 0 | 0 | 0 | 0 | 0 | 0 | 0 | 0 | 0
Existing | US | Texas RE | 1020393 | 61355 | DG_OAKHL_1UNIT | 0 | Arlington Outlet Hydroelectric Generator | ARLINGTON OUTLET HYDROELECTRIC FACILITY | 0 | HK | WAT | 0 | Conventional Hydro | 2014 |  | 1.4 | 1.2062 | 1.0489 | 1.2062 | 1.2062 | 1.2062 | 1.2062 | 1.2062 | 1.2062 | 1.2062 | 1.2062 | 1.2062 | 1.2062 | 1.2062 | 1.0489 | 1.0489 | 1.0489 | 1.0489 | 1.0489 | 1.0489 | 1.0489 | 1.0489 | 1.0489 | 1.0489 | 1.0489 | 0 | 0 | 0 | 0 | 0 | 0 | 0 | 0 | 0 | 0 | 0 | 0 | 0 | 0 | 0 | 0 | 0 | 0 | 0 | 0 | 0 | 0
Existing | US | Texas RE | 1549730 | 3584 | DG_LKWDT_2UNITS | 1 | H 4 and H 5 | GUADALUPE BLANCO RIVER AUTH-LAKEWOOD TAP | 0 | HK | WAT | 0 | Conventional Hydro | 1931 |  | 4.8 | 4.1356 | 3.5962 | 2.1 | 2.1 | 2.1 | 2.1 | 2.1 | 2.1 | 2.1 | 2.1 | 2.1 | 2.1 | 2.1 | 1.8 | 1.8 | 1.8 | 1.8 | 1.8 | 1.8 | 1.8 | 1.8 | 1.8 | 1.8 | 1.8 | 0 | 0 | 0 | 0 | 0 | 0 | 0 | 0 | 0 | 0 | 0 | 0 | 0 | 0 | 0 | 0 | 0 | 0 | 0 | 0 | 0 | 0 | 2.4 MW unavailable due to GRBA hydro dam failure - extended outage.
Existing | US | Texas RE | 1760780 | 3581 | DG_MCQUE_5UNITS | 3585-6 | DG_MCQUE_5UNITS | GUADALUPE BLANCO RIVER AUTH-MCQUEENEY | 0 | HK | WAT | 0 | Conventional Hydro | 1928 |  | 7.7 | 6.6342 | 5.7689 | 6.6342 | 6.6342 | 6.6342 | 6.6342 | 6.6342 | 6.6342 | 6.6342 | 6.6342 | 6.6342 | 6.6342 | 6.6342 | 5.7689 | 5.7689 | 5.7689 | 5.7689 | 5.7689 | 5.7689 | 5.7689 | 5.7689 | 5.7689 | 5.7689 | 5.7689 | 0 | 0 | 0 | 0 | 0 | 0 | 0 | 0 | 0 | 0 | 0 | 0 | 0 | 0 | 0 | 0 | 0 | 0 | 0 | 0 | 0 | 0
Existing | US | Texas RE | 1522563 | 3582 | DG_SCHUM_2UNITS | 42371 | Dunlap TP 1 | GUADALUPE BLANCO RIVER AUTH-SCHUMANSVILLE | 0 | HK | WAT | 0 | Conventional Hydro | 1928 |  | 3.6 | 3.1017 | 2.6971 | 0 | 0 | 0 | 0 | 0 | 0 | 0 | 0 | 0 | 0 | 0 | 0 | 0 | 0 | 0 | 0 | 0 | 0 | 0 | 0 | 0 | 0 | 0 | 0 | 0 | 0 | 0 | 0 | 0 | 0 | 0 | 0 | 0 | 0 | 0 | 0 | 0 | 0 | 0 | 0 | 0 | 0 | 0 | 0 | Unit unavailable due to GRBA hydro dam failure - extended outage.
Existing | US | Texas RE | 1725045 | 794 | DG_LWSVL_1UNIT | 1 | Lewisville | LEWISVILLE HYDRO-CITY OF GARLAND | 0 | HK | WAT | 0 | Conventional Hydro | 1991 |  | 2.2 | 1.8955 | 1.6483 | 1.8955 | 1.8955 | 1.8955 | 1.8955 | 1.8955 | 1.8955 | 1.8955 | 1.8955 | 1.8955 | 1.8955 | 1.8955 | 1.6483 | 1.6483 | 1.6483 | 1.6483 | 1.6483 | 1.6483 | 1.6483 | 1.6483 | 1.6483 | 1.6483 | 1.6483 | 0 | 0 | 0 | 0 | 0 | 0 | 0 | 0 | 0 | 0 | 0 | 0 | 0 | 0 | 0 | 0 | 0 | 0 | 0 | 0 | 0 | 0
Existing | US | Texas RE |  | 57927 | BAFFIN_UNIT1 |  | Baffin Wind | BAFFIN WIND UNIT1 | 0 | WT | WND | 0 | Wind | 2016 |  | 100 | 61 | 47 | 61 | 61 | 61 | 61 | 61 | 61 | 61 | 61 | 61 | 61 | 61 | 47 | 47 | 47 | 47 | 47 | 47 | 47 | 47 | 47 | 47 | 47 | 0 | 0 | 0 | 0 | 0 | 0 | 0 | 0 | 0 | 0 | 0 | 0 | 0 | 0 | 0 | 0 | 0 | 0 | 0 | 0 | 0 | 0
Existing | US | Texas RE |  | 57927 | BAFFIN_UNIT2 |  | Baffin Wind | BAFFIN WIND UNIT2 | 0 | WT | WND | 0 | Wind | 2016 |  | 102 | 62.22 | 47.94 | 62.22 | 62.22 | 62.22 | 62.22 | 62.22 | 62.22 | 62.22 | 62.22 | 62.22 | 62.22 | 62.22 | 47.94 | 47.94 | 47.94 | 47.94 | 47.94 | 47.94 | 47.94 | 47.94 | 47.94 | 47.94 | 47.94 | 0 | 0 | 0 | 0 | 0 | 0 | 0 | 0 | 0 | 0 | 0 | 0 | 0 | 0 | 0 | 0 | 0 | 0 | 0 | 0 | 0 | 0
Existing | US | Texas RE |  | 59066 | BBREEZE_UNIT1 |  | Bruennings Breeze Wind Farm | BRUENNING'S BREEZE A | 0 | WT | WND | 0 | Wind | 2017 |  | 120 | 73.2 | 56.4 | 73.2 | 73.2 | 73.2 | 73.2 | 73.2 | 73.2 | 73.2 | 73.2 | 73.2 | 73.2 | 73.2 | 56.4 | 56.4 | 56.4 | 56.4 | 56.4 | 56.4 | 56.4 | 56.4 | 56.4 | 56.4 | 56.4 | 0 | 0 | 0 | 0 | 0 | 0 | 0 | 0 | 0 | 0 | 0 | 0 | 0 | 0 | 0 | 0 | 0 | 0 | 0 | 0 | 0 | 0
Existing | US | Texas RE |  | 59066 | BBREEZE_UNIT2 |  | Bruennings Breeze Wind Farm | BRUENNING'S BREEZE B | 0 | WT | WND | 0 | Wind | 2017 |  | 108 | 65.88 | 50.76 | 65.88 | 65.88 | 65.88 | 65.88 | 65.88 | 65.88 | 65.88 | 65.88 | 65.88 | 65.88 | 65.88 | 50.76 | 50.76 | 50.76 | 50.76 | 50.76 | 50.76 | 50.76 | 50.76 | 50.76 | 50.76 | 50.76 | 0 | 0 | 0 | 0 | 0 | 0 | 0 | 0 | 0 | 0 | 0 | 0 | 0 | 0 | 0 | 0 | 0 | 0 | 0 | 0 | 0 | 0
Existing | US | Texas RE | 1755309 | 59118 | CAMWIND_UNIT1 | 0 | Cameron Wind 1 LLC | CAMERON COUNTY WIND | 0 | WT | WND | 0 | Wind | 2016 |  | 165 | 100.65 | 77.55 | 100.65 | 100.65 | 100.65 | 100.65 | 100.65 | 100.65 | 100.65 | 100.65 | 100.65 | 100.65 | 100.65 | 77.55 | 77.55 | 77.55 | 77.55 | 77.55 | 77.55 | 77.55 | 77.55 | 77.55 | 77.55 | 77.55 | 0 | 0 | 0 | 0 | 0 | 0 | 0 | 0 | 0 | 0 | 0 | 0 | 0 | 0 | 0 | 0 | 0 | 0 | 0 | 0 | 0 | 0
Existing | US | Texas RE |  | 59193 | SANTACRU_UNIT1 |  | Chapman Ranch Wind I | CHAPMAN RANCH WIND IA (SANTA CRUZ) | 0 | WT | WND | 0 | Wind | 2017 |  | 150.6 | 91.866 | 70.782 | 91.866 | 91.866 | 91.866 | 91.866 | 91.866 | 91.866 | 91.866 | 91.866 | 91.866 | 91.866 | 91.866 | 70.782 | 70.782 | 70.782 | 70.782 | 70.782 | 70.782 | 70.782 | 70.782 | 70.782 | 70.782 | 70.782 | 0 | 0 | 0 | 0 | 0 | 0 | 0 | 0 | 0 | 0 | 0 | 0 | 0 | 0 | 0 | 0 | 0 | 0 | 0 | 0 | 0 | 0
Existing | US | Texas RE |  | 59193 | SANTACRU_UNIT2 |  | Chapman Ranch Wind I | CHAPMAN RANCH WIND IB (SANTA CRUZ) | 0 | WT | WND | 0 | Wind | 2017 |  | 98.4 | 60.024 | 46.248 | 60.024 | 60.024 | 60.024 | 60.024 | 60.024 | 60.024 | 60.024 | 60.024 | 60.024 | 60.024 | 60.024 | 46.248 | 46.248 | 46.248 | 46.248 | 46.248 | 46.248 | 46.248 | 46.248 | 46.248 | 46.248 | 46.248 | 0 | 0 | 0 | 0 | 0 | 0 | 0 | 0 | 0 | 0 | 0 | 0 | 0 | 0 | 0 | 0 | 0 | 0 | 0 | 0 | 0 | 0
Existing | US | Texas RE | 1285374 | 56661 | TGW_T1 | 1 | Pattern Gulf Wind | GULF WIND I | 0 | WT | WND | 0 | Wind | 2009 |  | 141.6 | 86.376 | 66.552 | 86.376 | 86.376 | 86.376 | 86.376 | 86.376 | 86.376 | 86.376 | 86.376 | 86.376 | 86.376 | 86.376 | 66.552 | 66.552 | 66.552 | 66.552 | 66.552 | 66.552 | 66.552 | 66.552 | 66.552 | 66.552 | 66.552 | 0 | 0 | 0 | 0 | 0 | 0 | 0 | 0 | 0 | 0 | 0 | 0 | 0 | 0 | 0 | 0 | 0 | 0 | 0 | 0 | 0 | 0
Existing | US | Texas RE | 1718867 | 56661 | TGW_T2 | 0 | Pattern Gulf Wind | GULF WIND II | 0 | WT | WND | 0 | Wind | 2009 |  | 141.6 | 86.376 | 66.552 | 86.376 | 86.376 | 86.376 | 86.376 | 86.376 | 86.376 | 86.376 | 86.376 | 86.376 | 86.376 | 86.376 | 66.552 | 66.552 | 66.552 | 66.552 | 66.552 | 66.552 | 66.552 | 66.552 | 66.552 | 66.552 | 66.552 | 0 | 0 | 0 | 0 | 0 | 0 | 0 | 0 | 0 | 0 | 0 | 0 | 0 | 0 | 0 | 0 | 0 | 0 | 0 | 0 | 0 | 0
Existing | US | Texas RE |  | 61343 | KARAKAW1_UNIT1 | 0 | Karankawa Wind LLC | KARANKAWA WIND 1A | 0 | WT | WND | 0 | Wind | 2019 |  | 103.3 | 63.013 | 48.551 | 63.013 | 63.013 | 63.013 | 63.013 | 63.013 | 63.013 | 63.013 | 63.013 | 63.013 | 63.013 | 63.013 | 48.551 | 48.551 | 48.551 | 48.551 | 48.551 | 48.551 | 48.551 | 48.551 | 48.551 | 48.551 | 48.551 | 0 | 0 | 0 | 0 | 0 | 0 | 0 | 0 | 0 | 0 | 0 | 0 | 0 | 0 | 0 | 0 | 0 | 0 | 0 | 0 | 0 | 0
Existing | US | Texas RE |  | 61343 | KARAKAW1_UNIT2 | 0 | Karankawa Wind LLC | KARANKAWA WIND 1B | 0 | WT | WND | 0 | Wind | 2019 |  | 103.3 | 63.013 | 48.551 | 63.013 | 63.013 | 63.013 | 63.013 | 63.013 | 63.013 | 63.013 | 63.013 | 63.013 | 63.013 | 63.013 | 48.551 | 48.551 | 48.551 | 48.551 | 48.551 | 48.551 | 48.551 | 48.551 | 48.551 | 48.551 | 48.551 | 0 | 0 | 0 | 0 | 0 | 0 | 0 | 0 | 0 | 0 | 0 | 0 | 0 | 0 | 0 | 0 | 0 | 0 | 0 | 0 | 0 | 0
Existing | US | Texas RE |  | 61343 | KARAKAW2_UNIT3 | 0 | Karankawa Wind LLC | KARANKAWA WIND 2 | 0 | WT | WND | 0 | Wind | 2019 |  | 100.4 | 61.244 | 47.188 | 61.244 | 61.244 | 61.244 | 61.244 | 61.244 | 61.244 | 61.244 | 61.244 | 61.244 | 61.244 | 61.244 | 47.188 | 47.188 | 47.188 | 47.188 | 47.188 | 47.188 | 47.188 | 47.188 | 47.188 | 47.188 | 47.188 | 0 | 0 | 0 | 0 | 0 | 0 | 0 | 0 | 0 | 0 | 0 | 0 | 0 | 0 | 0 | 0 | 0 | 0 | 0 | 0 | 0 | 0
Existing | US | Texas RE | 1941763 | 57751 | LV1_LV1A | 1 | Los Vientos Wind 1A | LOS VIENTOS WIND I | 0 | WT | WND | 0 | Wind | 2013 |  | 200.1 | 122.061 | 94.047 | 122.061 | 122.061 | 122.061 | 122.061 | 122.061 | 122.061 | 122.061 | 122.061 | 122.061 | 122.061 | 122.061 | 94.047 | 94.047 | 94.047 | 94.047 | 94.047 | 94.047 | 94.047 | 94.047 | 94.047 | 94.047 | 94.047 | 0 | 0 | 0 | 0 | 0 | 0 | 0 | 0 | 0 | 0 | 0 | 0 | 0 | 0 | 0 | 0 | 0 | 0 | 0 | 0 | 0 | 0
Existing | US | Texas RE | 1766484 | 57752 | LV2_LV2 | 1 | Los Vientos Wind 1B | LOS VIENTOS WIND II | 0 | WT | WND | 0 | Wind | 2013 |  | 201.6 | 122.976 | 94.752 | 122.976 | 122.976 | 122.976 | 122.976 | 122.976 | 122.976 | 122.976 | 122.976 | 122.976 | 122.976 | 122.976 | 94.752 | 94.752 | 94.752 | 94.752 | 94.752 | 94.752 | 94.752 | 94.752 | 94.752 | 94.752 | 94.752 | 0 | 0 | 0 | 0 | 0 | 0 | 0 | 0 | 0 | 0 | 0 | 0 | 0 | 0 | 0 | 0 | 0 | 0 | 0 | 0 | 0 | 0
Existing | US | Texas RE | 1888223 | 57802 | REDFISH_MV1A | MV1 | Magic Valley Wind Farm I LLC | MAGIC VALLEY WIND (REDFISH) 1A | 0 | WT | WND | 0 | Wind | 2012 |  | 99.83 | 60.878 | 46.906 | 60.878 | 60.878 | 60.878 | 60.878 | 60.878 | 60.878 | 60.878 | 60.878 | 60.878 | 60.878 | 60.878 | 46.906 | 46.906 | 46.906 | 46.906 | 46.906 | 46.906 | 46.906 | 46.906 | 46.906 | 46.906 | 46.906 | 0 | 0 | 0 | 0 | 0 | 0 | 0 | 0 | 0 | 0 | 0 | 0 | 0 | 0 | 0 | 0 | 0 | 0 | 0 | 0 | 0 | 0
Existing | US | Texas RE | 1240153 | 57802 | REDFISH_MV1B | MV1 | Magic Valley Wind Farm I LLC | MAGIC VALLEY WIND (REDFISH) 1B | 0 | WT | WND | 0 | Wind | 2012 |  | 103.46 | 63.135 | 48.645 | 63.135 | 63.135 | 63.135 | 63.135 | 63.135 | 63.135 | 63.135 | 63.135 | 63.135 | 63.135 | 63.135 | 48.645 | 48.645 | 48.645 | 48.645 | 48.645 | 48.645 | 48.645 | 48.645 | 48.645 | 48.645 | 48.645 | 0 | 0 | 0 | 0 | 0 | 0 | 0 | 0 | 0 | 0 | 0 | 0 | 0 | 0 | 0 | 0 | 0 | 0 | 0 | 0 | 0 | 0
Existing | US | Texas RE |  | 61776 | MIDWIND_UNIT1 | 0 | Midway Wind, LLC | MIDWAY WIND | 0 | WT | WND | 0 | Wind | 2019 |  | 162.8 | 99.308 | 76.516 | 99.308 | 99.308 | 99.308 | 99.308 | 99.308 | 99.308 | 99.308 | 99.308 | 99.308 | 99.308 | 99.308 | 76.516 | 76.516 | 76.516 | 76.516 | 76.516 | 76.516 | 76.516 | 76.516 | 76.516 | 76.516 | 76.516 | 0 | 0 | 0 | 0 | 0 | 0 | 0 | 0 | 0 | 0 | 0 | 0 | 0 | 0 | 0 | 0 | 0 | 0 | 0 | 0 | 0 | 0
Existing | US | Texas RE |  | 61773 | PALMWIND_UNIT1 | PW | Palmas Wind, LLC | PALMAS ALTAS WIND | 0 | WT | WND | 0 | Wind | 2020 |  | 144.9 | 88.389 | 68.103 | 88.389 | 88.389 | 88.389 | 88.389 | 88.389 | 88.389 | 88.389 | 88.389 | 88.389 | 88.389 | 88.389 | 68.103 | 68.103 | 68.103 | 68.103 | 68.103 | 68.103 | 68.103 | 68.103 | 68.103 | 68.103 | 68.103 | 0 | 0 | 0 | 0 | 0 | 0 | 0 | 0 | 0 | 0 | 0 | 0 | 0 | 0 | 0 | 0 | 0 | 0 | 0 | 0 | 0 | 0
Existing | US | Texas RE | 1355338 | 56983 | PAP1_PAP1 | 1 | EC&R Papalote Creek I LLC | PAPALOTE CREEK WIND | 0 | WT | WND | 0 | Wind | 2009 |  | 179.86 | 109.739 | 84.553 | 109.739 | 109.739 | 109.739 | 109.739 | 109.739 | 109.739 | 109.739 | 109.739 | 109.739 | 109.739 | 109.739 | 84.553 | 84.553 | 84.553 | 84.553 | 84.553 | 84.553 | 84.553 | 84.553 | 84.553 | 84.553 | 84.553 | 0 | 0 | 0 | 0 | 0 | 0 | 0 | 0 | 0 | 0 | 0 | 0 | 0 | 0 | 0 | 0 | 0 | 0 | 0 | 0 | 0 | 0
Existing | US | Texas RE | 1315216 | 56983 | COTTON_PAP2 | 1 | EC&R Papalote Creek I LLC | PAPALOTE CREEK WIND II | 0 | WT | WND | 0 | Wind | 2010 |  | 200.12 | 122.061 | 94.047 | 122.061 | 122.061 | 122.061 | 122.061 | 122.061 | 122.061 | 122.061 | 122.061 | 122.061 | 122.061 | 122.061 | 94.047 | 94.047 | 94.047 | 94.047 | 94.047 | 94.047 | 94.047 | 94.047 | 94.047 | 94.047 | 94.047 | 0 | 0 | 0 | 0 | 0 | 0 | 0 | 0 | 0 | 0 | 0 | 0 | 0 | 0 | 0 | 0 | 0 | 0 | 0 | 0 | 0 | 0
Existing | US | Texas RE | 1824535 | 56795 | PENA_UNIT1 | 1 | Penascal Wind Power LLC | PENASCAL WIND 1 | 0 | WT | WND | 0 | Wind | 2009 |  | 160.8 | 98.088 | 75.576 | 98.088 | 98.088 | 98.088 | 98.088 | 98.088 | 98.088 | 98.088 | 98.088 | 98.088 | 98.088 | 98.088 | 75.576 | 75.576 | 75.576 | 75.576 | 75.576 | 75.576 | 75.576 | 75.576 | 75.576 | 75.576 | 75.576 | 0 | 0 | 0 | 0 | 0 | 0 | 0 | 0 | 0 | 0 | 0 | 0 | 0 | 0 | 0 | 0 | 0 | 0 | 0 | 0 | 0 | 0
Existing | US | Texas RE | 1006723 | 57095 | PENA_UNIT2 | 1 | Penascal II Wind Project LLC | PENASCAL WIND 2 | 0 | WT | WND | 0 | Wind | 2009 |  | 141.6 | 86.376 | 66.552 | 86.376 | 86.376 | 86.376 | 86.376 | 86.376 | 86.376 | 86.376 | 86.376 | 86.376 | 86.376 | 86.376 | 66.552 | 66.552 | 66.552 | 66.552 | 66.552 | 66.552 | 66.552 | 66.552 | 66.552 | 66.552 | 66.552 | 0 | 0 | 0 | 0 | 0 | 0 | 0 | 0 | 0 | 0 | 0 | 0 | 0 | 0 | 0 | 0 | 0 | 0 | 0 | 0 | 0 | 0
Existing | US | Texas RE | 1872846 | 57095 | PENA3_UNIT3 | 1 | Penascal II Wind Project LLC | PENASCAL WIND 3 | 0 | WT | WND | 0 | Wind | 2011 |  | 100.8 | 61.488 | 47.376 | 61.488 | 61.488 | 61.488 | 61.488 | 61.488 | 61.488 | 61.488 | 61.488 | 61.488 | 61.488 | 61.488 | 47.376 | 47.376 | 47.376 | 47.376 | 47.376 | 47.376 | 47.376 | 47.376 | 47.376 | 47.376 | 47.376 | 0 | 0 | 0 | 0 | 0 | 0 | 0 | 0 | 0 | 0 | 0 | 0 | 0 | 0 | 0 | 0 | 0 | 0 | 0 | 0 | 0 | 0
Existing | US | Texas RE |  | 62417 | PEY_UNIT1 | WT1 | Peyton Creek Wind Farm LLC | PEYTON CREEK WIND | 0 | WT | WND | 0 | Wind | 2020 |  | 151 | 92.232 | 71.064 | 92.232 | 92.232 | 92.232 | 92.232 | 92.232 | 92.232 | 92.232 | 92.232 | 92.232 | 92.232 | 92.232 | 71.064 | 71.064 | 71.064 | 71.064 | 71.064 | 71.064 | 71.064 | 71.064 | 71.064 | 71.064 | 71.064 | 0 | 0 | 0 | 0 | 0 | 0 | 0 | 0 | 0 | 0 | 0 | 0 | 0 | 0 | 0 | 0 | 0 | 0 | 0 | 0 | 0 | 0
Existing | US | Texas RE |  | 59712 | SANROMAN_WIND_1 |  | San Roman Wind I, LLC | SAN ROMAN WIND | 0 | WT | WND | 0 | Wind | 2017 |  | 95.2 | 58.072 | 44.744 | 58.072 | 58.072 | 58.072 | 58.072 | 58.072 | 58.072 | 58.072 | 58.072 | 58.072 | 58.072 | 58.072 | 44.744 | 44.744 | 44.744 | 44.744 | 44.744 | 44.744 | 44.744 | 44.744 | 44.744 | 44.744 | 44.744 | 0 | 0 | 0 | 0 | 0 | 0 | 0 | 0 | 0 | 0 | 0 | 0 | 0 | 0 | 0 | 0 | 0 | 0 | 0 | 0 | 0 | 0
Existing | US | Texas RE |  | 59063 | STELLA_UNIT1 | 0 | Stella Wind Farm | STELLA WIND | 0 | WT | WND | 0 | Wind | 2018 |  | 201 | 122.61 | 94.47 | 122.61 | 122.61 | 122.61 | 122.61 | 122.61 | 122.61 | 122.61 | 122.61 | 122.61 | 122.61 | 122.61 | 94.47 | 94.47 | 94.47 | 94.47 | 94.47 | 94.47 | 94.47 | 94.47 | 94.47 | 94.47 | 94.47 | 0 | 0 | 0 | 0 | 0 | 0 | 0 | 0 | 0 | 0 | 0 | 0 | 0 | 0 | 0 | 0 | 0 | 0 | 0 | 0 | 0 | 0
Existing | US | Texas RE | 1650714 | 58424 | DG_NUECE_6UNITS | 1 | Harbor Wind LLC | HARBOR WIND | 0 | WT | WND | 0 | Wind | 2012 |  | 9 | 5.49 | 4.23 | 5.49 | 5.49 | 5.49 | 5.49 | 5.49 | 5.49 | 5.49 | 5.49 | 5.49 | 5.49 | 5.49 | 4.23 | 4.23 | 4.23 | 4.23 | 4.23 | 4.23 | 4.23 | 4.23 | 4.23 | 4.23 | 4.23 | 0 | 0 | 0 | 0 | 0 | 0 | 0 | 0 | 0 | 0 | 0 | 0 | 0 | 0 | 0 | 0 | 0 | 0 | 0 | 0 | 0 | 0
Existing | US | Texas RE | 1400848 | 59734 | BRISCOE_WIND | 0 | Briscoe Wind Farm | BRISCOE WIND | 0 | WT | WND | 0 | Wind | 2015 |  | 149.8 | 43.442 | 50.932 | 43.442 | 43.442 | 43.442 | 43.442 | 43.442 | 43.442 | 43.442 | 43.442 | 43.442 | 43.442 | 43.442 | 50.932 | 50.932 | 50.932 | 50.932 | 50.932 | 50.932 | 50.932 | 50.932 | 50.932 | 50.932 | 50.932 | 0 | 0 | 0 | 0 | 0 | 0 | 0 | 0 | 0 | 0 | 0 | 0 | 0 | 0 | 0 | 0 | 0 | 0 | 0 | 0 | 0 | 0
Existing | US | Texas RE |  | 63030 | CN_BRKS_UNIT_1 | 0 | Canadian Breaks, LLC | CANADIAN BREAKS WIND | 0 | WT | WND | 0 | Wind | 2019 |  | 210.1 | 60.929 | 71.434 | 60.929 | 60.929 | 60.929 | 60.929 | 60.929 | 60.929 | 60.929 | 60.929 | 60.929 | 60.929 | 60.929 | 71.434 | 71.434 | 71.434 | 71.434 | 71.434 | 71.434 | 71.434 | 71.434 | 71.434 | 71.434 | 71.434 | 0 | 0 | 0 | 0 | 0 | 0 | 0 | 0 | 0 | 0 | 0 | 0 | 0 | 0 | 0 | 0 | 0 | 0 | 0 | 0 | 0 | 0
Existing | US | Texas RE |  | 60210 | COTPLNS_COTTONPL |  | Cotton Plains Wind Farm | COTTON PLAINS WIND | 0 | WT | WND | 0 | Wind | 2017 |  | 50 | 14.616 | 17.136 | 14.616 | 14.616 | 14.616 | 14.616 | 14.616 | 14.616 | 14.616 | 14.616 | 14.616 | 14.616 | 14.616 | 17.136 | 17.136 | 17.136 | 17.136 | 17.136 | 17.136 | 17.136 | 17.136 | 17.136 | 17.136 | 17.136 | 0 | 0 | 0 | 0 | 0 | 0 | 0 | 0 | 0 | 0 | 0 | 0 | 0 | 0 | 0 | 0 | 0 | 0 | 0 | 0 | 0 | 0
Existing | US | Texas RE |  | 59068 | GRANDVW1_COLB |  | Colbeck's Corner, LLC | DOUG COLBECK'S CORNER (CONWAY) B | 0 | WT | WND | 0 | Wind | 2016 |  | 100.2 | 29.058 | 34.068 | 29.058 | 29.058 | 29.058 | 29.058 | 29.058 | 29.058 | 29.058 | 29.058 | 29.058 | 29.058 | 29.058 | 34.068 | 34.068 | 34.068 | 34.068 | 34.068 | 34.068 | 34.068 | 34.068 | 34.068 | 34.068 | 34.068 | 0 | 0 | 0 | 0 | 0 | 0 | 0 | 0 | 0 | 0 | 0 | 0 | 0 | 0 | 0 | 0 | 0 | 0 | 0 | 0 | 0 | 0
Existing | US | Texas RE |  | 59068 | GRANDVW1_COLA |  | Colbeck's Corner, LLC | DOUG COLBECK'S CORNER (CONWAY) A | 0 | WT | WND | 0 | Wind | 2016 |  | 100.2 | 29.058 | 34.068 | 29.058 | 29.058 | 29.058 | 29.058 | 29.058 | 29.058 | 29.058 | 29.058 | 29.058 | 29.058 | 29.058 | 34.068 | 34.068 | 34.068 | 34.068 | 34.068 | 34.068 | 34.068 | 34.068 | 34.068 | 34.068 | 34.068 | 0 | 0 | 0 | 0 | 0 | 0 | 0 | 0 | 0 | 0 | 0 | 0 | 0 | 0 | 0 | 0 | 0 | 0 | 0 | 0 | 0 | 0
Existing | US | Texas RE |  | 60856 | ASTRA_UNIT1 |  | Astra Wind Farm | FALVEZ ASTRA WIND | 0 | WT | WND | 0 | Wind | 2017 |  | 163.2 | 47.328 | 55.488 | 47.328 | 47.328 | 47.328 | 47.328 | 47.328 | 47.328 | 47.328 | 47.328 | 47.328 | 47.328 | 47.328 | 55.488 | 55.488 | 55.488 | 55.488 | 55.488 | 55.488 | 55.488 | 55.488 | 55.488 | 55.488 | 55.488 | 0 | 0 | 0 | 0 | 0 | 0 | 0 | 0 | 0 | 0 | 0 | 0 | 0 | 0 | 0 | 0 | 0 | 0 | 0 | 0 | 0 | 0
Existing | US | Texas RE | 1953012 | 58596 | GRANDVW1_GV1A | GRVWI | Grandview Wind Farm | GRANDVIEW WIND 1 (CONWAY) GV1A | 0 | WT | WND | 0 | Wind | 2014 |  | 107.4 | 31.146 | 36.516 | 31.146 | 31.146 | 31.146 | 31.146 | 31.146 | 31.146 | 31.146 | 31.146 | 31.146 | 31.146 | 31.146 | 36.516 | 36.516 | 36.516 | 36.516 | 36.516 | 36.516 | 36.516 | 36.516 | 36.516 | 36.516 | 36.516 | 0 | 0 | 0 | 0 | 0 | 0 | 0 | 0 | 0 | 0 | 0 | 0 | 0 | 0 | 0 | 0 | 0 | 0 | 0 | 0 | 0 | 0
Existing | US | Texas RE | 1526702 | 58596 | GRANDVW1_GV1B | GRVWI | Grandview Wind Farm | GRANDVIEW WIND 1 (CONWAY) GV1B | 0 | WT | WND | 0 | Wind | 2014 |  | 103.8 | 30.102 | 35.292 | 30.102 | 30.102 | 30.102 | 30.102 | 30.102 | 30.102 | 30.102 | 30.102 | 30.102 | 30.102 | 30.102 | 35.292 | 35.292 | 35.292 | 35.292 | 35.292 | 35.292 | 35.292 | 35.292 | 35.292 | 35.292 | 35.292 | 0 | 0 | 0 | 0 | 0 | 0 | 0 | 0 | 0 | 0 | 0 | 0 | 0 | 0 | 0 | 0 | 0 | 0 | 0 | 0 | 0 | 0
Existing | US | Texas RE | 1620287 | 58773 | HRFDWIND_WIND_G | GEN1 | TX Hereford Wind | HEREFORD WIND G | 0 | WT | WND | 0 | Wind | 2015 |  | 99.9 | 28.971 | 33.966 | 28.971 | 28.971 | 28.971 | 28.971 | 28.971 | 28.971 | 28.971 | 28.971 | 28.971 | 28.971 | 28.971 | 33.966 | 33.966 | 33.966 | 33.966 | 33.966 | 33.966 | 33.966 | 33.966 | 33.966 | 33.966 | 33.966 | 0 | 0 | 0 | 0 | 0 | 0 | 0 | 0 | 0 | 0 | 0 | 0 | 0 | 0 | 0 | 0 | 0 | 0 | 0 | 0 | 0 | 0
Existing | US | Texas RE | 1259050 | 58773 | HRFDWIND_WIND_V | GEN1 | TX Hereford Wind | HEREFORD WIND V | 0 | WT | WND | 0 | Wind | 2015 |  | 100 | 29 | 34 | 29 | 29 | 29 | 29 | 29 | 29 | 29 | 29 | 29 | 29 | 29 | 34 | 34 | 34 | 34 | 34 | 34 | 34 | 34 | 34 | 34 | 34 | 0 | 0 | 0 | 0 | 0 | 0 | 0 | 0 | 0 | 0 | 0 | 0 | 0 | 0 | 0 | 0 | 0 | 0 | 0 | 0 | 0 | 0
Existing | US | Texas RE | 1890003 | 59621 | HRFDWIND_JRDWIND1 | 0 | TX Jumbo Road Wind | JUMBO ROAD WIND 1 | 0 | WT | WND | 0 | Wind | 2015 |  | 146.15 | 42.398 | 49.708 | 42.398 | 42.398 | 42.398 | 42.398 | 42.398 | 42.398 | 42.398 | 42.398 | 42.398 | 42.398 | 42.398 | 49.708 | 49.708 | 49.708 | 49.708 | 49.708 | 49.708 | 49.708 | 49.708 | 49.708 | 49.708 | 49.708 | 0 | 0 | 0 | 0 | 0 | 0 | 0 | 0 | 0 | 0 | 0 | 0 | 0 | 0 | 0 | 0 | 0 | 0 | 0 | 0 | 0 | 0
Existing | US | Texas RE | 1381055 | 59621 | HRFDWIND_JRDWIND2 | 0 | TX Jumbo Road Wind | JUMBO ROAD WIND 2 | 0 | WT | WND | 0 | Wind | 2015 |  | 153.55 | 44.544 | 52.224 | 44.544 | 44.544 | 44.544 | 44.544 | 44.544 | 44.544 | 44.544 | 44.544 | 44.544 | 44.544 | 44.544 | 52.224 | 52.224 | 52.224 | 52.224 | 52.224 | 52.224 | 52.224 | 52.224 | 52.224 | 52.224 | 52.224 | 0 | 0 | 0 | 0 | 0 | 0 | 0 | 0 | 0 | 0 | 0 | 0 | 0 | 0 | 0 | 0 | 0 | 0 | 0 | 0 | 0 | 0
Existing | US | Texas RE | 1886466 | 58772 | LHORN_N_UNIT1 | GEN1 | Longhorn Wind | LONGHORN WIND NORTH U1 | 0 | WT | WND | 0 | Wind | 2015 |  | 100 | 29 | 34 | 29 | 29 | 29 | 29 | 29 | 29 | 29 | 29 | 29 | 29 | 29 | 34 | 34 | 34 | 34 | 34 | 34 | 34 | 34 | 34 | 34 | 34 | 0 | 0 | 0 | 0 | 0 | 0 | 0 | 0 | 0 | 0 | 0 | 0 | 0 | 0 | 0 | 0 | 0 | 0 | 0 | 0 | 0 | 0
Existing | US | Texas RE | 1232608 | 58772 | LHORN_N_UNIT2 | GEN1 | Longhorn Wind | LONGHORN WIND NORTH U2 | 0 | WT | WND | 0 | Wind | 2015 |  | 100 | 29 | 34 | 29 | 29 | 29 | 29 | 29 | 29 | 29 | 29 | 29 | 29 | 29 | 34 | 34 | 34 | 34 | 34 | 34 | 34 | 34 | 34 | 34 | 34 | 0 | 0 | 0 | 0 | 0 | 0 | 0 | 0 | 0 | 0 | 0 | 0 | 0 | 0 | 0 | 0 | 0 | 0 | 0 | 0 | 0 | 0
Existing | US | Texas RE |  | 59005 | MARIAH_NORTE1 |  | Mariah del Norte | MARIAH DEL NORTE 1 | 0 | WT | WND | 0 | Wind | 2017 |  | 115.2 | 33.408 | 39.168 | 33.408 | 33.408 | 33.408 | 33.408 | 33.408 | 33.408 | 33.408 | 33.408 | 33.408 | 33.408 | 33.408 | 39.168 | 39.168 | 39.168 | 39.168 | 39.168 | 39.168 | 39.168 | 39.168 | 39.168 | 39.168 | 39.168 | 0 | 0 | 0 | 0 | 0 | 0 | 0 | 0 | 0 | 0 | 0 | 0 | 0 | 0 | 0 | 0 | 0 | 0 | 0 | 0 | 0 | 0
Existing | US | Texas RE |  | 59005 | MARIAH_NORTE2 |  | Mariah del Norte | MARIAH DEL NORTE 2 | 0 | WT | WND | 0 | Wind | 2017 |  | 115.2 | 33.408 | 39.168 | 33.408 | 33.408 | 33.408 | 33.408 | 33.408 | 33.408 | 33.408 | 33.408 | 33.408 | 33.408 | 33.408 | 39.168 | 39.168 | 39.168 | 39.168 | 39.168 | 39.168 | 39.168 | 39.168 | 39.168 | 39.168 | 39.168 | 0 | 0 | 0 | 0 | 0 | 0 | 0 | 0 | 0 | 0 | 0 | 0 | 0 | 0 | 0 | 0 | 0 | 0 | 0 | 0 | 0 | 0
Existing | US | Texas RE | 1873306 | 56773 | MWEC_G1 | 1 | McAdoo Wind Energy LLC | MCADOO WIND | 0 | WT | WND | 0 | Wind | 2008 |  | 150 | 43.5 | 51 | 43.5 | 43.5 | 43.5 | 43.5 | 43.5 | 43.5 | 43.5 | 43.5 | 43.5 | 43.5 | 43.5 | 51 | 51 | 51 | 51 | 51 | 51 | 51 | 51 | 51 | 51 | 51 | 0 | 0 | 0 | 0 | 0 | 0 | 0 | 0 | 0 | 0 | 0 | 0 | 0 | 0 | 0 | 0 | 0 | 0 | 0 | 0 | 0 | 0
Existing | US | Texas RE | 1921579 | 58765 | MIAM1_G1 | 1 | Miami Wind Energy Center | MIAMI WIND G1 | 0 | WT | WND | 0 | Wind | 2014 |  | 144.3 | 41.847 | 49.062 | 41.847 | 41.847 | 41.847 | 41.847 | 41.847 | 41.847 | 41.847 | 41.847 | 41.847 | 41.847 | 41.847 | 49.062 | 49.062 | 49.062 | 49.062 | 49.062 | 49.062 | 49.062 | 49.062 | 49.062 | 49.062 | 49.062 | 0 | 0 | 0 | 0 | 0 | 0 | 0 | 0 | 0 | 0 | 0 | 0 | 0 | 0 | 0 | 0 | 0 | 0 | 0 | 0 | 0 | 0
Existing | US | Texas RE | 1710884 | 58765 | MIAM1_G2 | 1 | Miami Wind Energy Center | MIAMI WIND G2 | 0 | WT | WND | 0 | Wind | 2014 |  | 144.3 | 41.847 | 49.062 | 41.847 | 41.847 | 41.847 | 41.847 | 41.847 | 41.847 | 41.847 | 41.847 | 41.847 | 41.847 | 41.847 | 49.062 | 49.062 | 49.062 | 49.062 | 49.062 | 49.062 | 49.062 | 49.062 | 49.062 | 49.062 | 49.062 | 0 | 0 | 0 | 0 | 0 | 0 | 0 | 0 | 0 | 0 | 0 | 0 | 0 | 0 | 0 | 0 | 0 | 0 | 0 | 0 | 0 | 0
Existing | US | Texas RE |  | 60366 | COTPLNS_OLDSETLR |  | Old Settler Wind | OLD SETTLER WIND | 0 | WT | WND | 0 | Wind | 2017 |  | 150 | 43.848 | 51.408 | 43.848 | 43.848 | 43.848 | 43.848 | 43.848 | 43.848 | 43.848 | 43.848 | 43.848 | 43.848 | 43.848 | 51.408 | 51.408 | 51.408 | 51.408 | 51.408 | 51.408 | 51.408 | 51.408 | 51.408 | 51.408 | 51.408 | 0 | 0 | 0 | 0 | 0 | 0 | 0 | 0 | 0 | 0 | 0 | 0 | 0 | 0 | 0 | 0 | 0 | 0 | 0 | 0 | 0 | 0
Existing | US | Texas RE | 1044213 | 58242 | PH1_UNIT1 | 1 | Pattern Panhandle Wind LLC | PANHANDLE WIND 1 U1 | 0 | WT | WND | 0 | Wind | 2014 |  | 109.15 | 31.668 | 37.128 | 31.668 | 31.668 | 31.668 | 31.668 | 31.668 | 31.668 | 31.668 | 31.668 | 31.668 | 31.668 | 31.668 | 37.128 | 37.128 | 37.128 | 37.128 | 37.128 | 37.128 | 37.128 | 37.128 | 37.128 | 37.128 | 37.128 | 0 | 0 | 0 | 0 | 0 | 0 | 0 | 0 | 0 | 0 | 0 | 0 | 0 | 0 | 0 | 0 | 0 | 0 | 0 | 0 | 0 | 0
Existing | US | Texas RE | 1555633 | 58242 | PH1_UNIT2 | 1 | Pattern Panhandle Wind LLC | PANHANDLE WIND 1 U2 | 0 | WT | WND | 0 | Wind | 2014 |  | 109.15 | 31.668 | 37.128 | 31.668 | 31.668 | 31.668 | 31.668 | 31.668 | 31.668 | 31.668 | 31.668 | 31.668 | 31.668 | 31.668 | 37.128 | 37.128 | 37.128 | 37.128 | 37.128 | 37.128 | 37.128 | 37.128 | 37.128 | 37.128 | 37.128 | 0 | 0 | 0 | 0 | 0 | 0 | 0 | 0 | 0 | 0 | 0 | 0 | 0 | 0 | 0 | 0 | 0 | 0 | 0 | 0 | 0 | 0
Existing | US | Texas RE | 1778752 | 58720 | PH2_UNIT1 | 1 | Pattern Panhandle Wind 2 LLC | PANHANDLE WIND 2 U1 | 0 | WT | WND | 0 | Wind | 2014 |  | 94.19 | 27.318 | 32.028 | 27.318 | 27.318 | 27.318 | 27.318 | 27.318 | 27.318 | 27.318 | 27.318 | 27.318 | 27.318 | 27.318 | 32.028 | 32.028 | 32.028 | 32.028 | 32.028 | 32.028 | 32.028 | 32.028 | 32.028 | 32.028 | 32.028 | 0 | 0 | 0 | 0 | 0 | 0 | 0 | 0 | 0 | 0 | 0 | 0 | 0 | 0 | 0 | 0 | 0 | 0 | 0 | 0 | 0 | 0
Existing | US | Texas RE | 1786583 | 58720 | PH2_UNIT2 | 1 | Pattern Panhandle Wind 2 LLC | PANHANDLE WIND 2 U2 | 0 | WT | WND | 0 | Wind | 2014 |  | 96.6 | 28.014 | 32.844 | 28.014 | 28.014 | 28.014 | 28.014 | 28.014 | 28.014 | 28.014 | 28.014 | 28.014 | 28.014 | 28.014 | 32.844 | 32.844 | 32.844 | 32.844 | 32.844 | 32.844 | 32.844 | 32.844 | 32.844 | 32.844 | 32.844 | 0 | 0 | 0 | 0 | 0 | 0 | 0 | 0 | 0 | 0 | 0 | 0 | 0 | 0 | 0 | 0 | 0 | 0 | 0 | 0 | 0 | 0
Existing | US | Texas RE | 1985425 | 58681 | ROUTE_66_WIND1 | RT661 | Route 66 Wind Plant | ROUTE 66 WIND | 0 | WT | WND | 0 | Wind | 2015 |  | 150 | 43.5 | 51 | 43.5 | 43.5 | 43.5 | 43.5 | 43.5 | 43.5 | 43.5 | 43.5 | 43.5 | 43.5 | 43.5 | 51 | 51 | 51 | 51 | 51 | 51 | 51 | 51 | 51 | 51 | 51 | 0 | 0 | 0 | 0 | 0 | 0 | 0 | 0 | 0 | 0 | 0 | 0 | 0 | 0 | 0 | 0 | 0 | 0 | 0 | 0 | 0 | 0
Existing | US | Texas RE |  | 60657 | SALTFORK_UNIT1 |  | Salt Fork Wind Project, LLC | SALT FORK 1 WIND U1 | 0 | WT | WND | 0 | Wind | 2017 |  | 64 | 18.56 | 21.76 | 18.56 | 18.56 | 18.56 | 18.56 | 18.56 | 18.56 | 18.56 | 18.56 | 18.56 | 18.56 | 18.56 | 21.76 | 21.76 | 21.76 | 21.76 | 21.76 | 21.76 | 21.76 | 21.76 | 21.76 | 21.76 | 21.76 | 0 | 0 | 0 | 0 | 0 | 0 | 0 | 0 | 0 | 0 | 0 | 0 | 0 | 0 | 0 | 0 | 0 | 0 | 0 | 0 | 0 | 0
Existing | US | Texas RE |  | 60657 | SALTFORK_UNIT2 |  | Salt Fork Wind Project, LLC | SALT FORK 1 WIND U2 | 0 | WT | WND | 0 | Wind | 2017 |  | 110 | 31.9 | 37.4 | 31.9 | 31.9 | 31.9 | 31.9 | 31.9 | 31.9 | 31.9 | 31.9 | 31.9 | 31.9 | 31.9 | 37.4 | 37.4 | 37.4 | 37.4 | 37.4 | 37.4 | 37.4 | 37.4 | 37.4 | 37.4 | 37.4 | 0 | 0 | 0 | 0 | 0 | 0 | 0 | 0 | 0 | 0 | 0 | 0 | 0 | 0 | 0 | 0 | 0 | 0 | 0 | 0 | 0 | 0
Existing | US | Texas RE | 1785714 | 59384 | SPLAIN1_WIND1 | 1 | South Plains Wind Phase I | SOUTH PLAINS WIND 1 U1 | 0 | WT | WND | 0 | Wind | 2015 |  | 102 | 29.58 | 34.68 | 29.58 | 29.58 | 29.58 | 29.58 | 29.58 | 29.58 | 29.58 | 29.58 | 29.58 | 29.58 | 29.58 | 34.68 | 34.68 | 34.68 | 34.68 | 34.68 | 34.68 | 34.68 | 34.68 | 34.68 | 34.68 | 34.68 | 0 | 0 | 0 | 0 | 0 | 0 | 0 | 0 | 0 | 0 | 0 | 0 | 0 | 0 | 0 | 0 | 0 | 0 | 0 | 0 | 0 | 0
Existing | US | Texas RE | 1476938 | 59384 | SPLAIN1_WIND2 | 1 | South Plains Wind Phase I | SOUTH PLAINS WIND 1 U2 | 0 | WT | WND | 0 | Wind | 2015 |  | 98 | 28.42 | 33.32 | 28.42 | 28.42 | 28.42 | 28.42 | 28.42 | 28.42 | 28.42 | 28.42 | 28.42 | 28.42 | 28.42 | 33.32 | 33.32 | 33.32 | 33.32 | 33.32 | 33.32 | 33.32 | 33.32 | 33.32 | 33.32 | 33.32 | 0 | 0 | 0 | 0 | 0 | 0 | 0 | 0 | 0 | 0 | 0 | 0 | 0 | 0 | 0 | 0 | 0 | 0 | 0 | 0 | 0 | 0
Existing | US | Texas RE |  | 60087 | SPLAIN2_WIND21 |  | South Plains II | SOUTH PLAINS WIND 2 U1 | 0 | WT | WND | 0 | Wind | 2016 |  | 148.5 | 43.065 | 50.49 | 43.065 | 43.065 | 43.065 | 43.065 | 43.065 | 43.065 | 43.065 | 43.065 | 43.065 | 43.065 | 43.065 | 50.49 | 50.49 | 50.49 | 50.49 | 50.49 | 50.49 | 50.49 | 50.49 | 50.49 | 50.49 | 50.49 | 0 | 0 | 0 | 0 | 0 | 0 | 0 | 0 | 0 | 0 | 0 | 0 | 0 | 0 | 0 | 0 | 0 | 0 | 0 | 0 | 0 | 0
Existing | US | Texas RE |  | 60087 | SPLAIN2_WIND22 |  | South Plains II | SOUTH PLAINS WIND 2 U2 | 0 | WT | WND | 0 | Wind | 2016 |  | 151.8 | 44.022 | 51.612 | 44.022 | 44.022 | 44.022 | 44.022 | 44.022 | 44.022 | 44.022 | 44.022 | 44.022 | 44.022 | 44.022 | 51.612 | 51.612 | 51.612 | 51.612 | 51.612 | 51.612 | 51.612 | 51.612 | 51.612 | 51.612 | 51.612 | 0 | 0 | 0 | 0 | 0 | 0 | 0 | 0 | 0 | 0 | 0 | 0 | 0 | 0 | 0 | 0 | 0 | 0 | 0 | 0 | 0 | 0
Existing | US | Texas RE | 1620894 | 58774 | SSPURTWO_WIND_1 | GEN1 | Spinning Spur Wind II | SPINNING SPUR WIND TWO A | 0 | WT | WND | 0 | Wind | 2014 |  | 160.95 | 46.69 | 54.74 | 46.69 | 46.69 | 46.69 | 46.69 | 46.69 | 46.69 | 46.69 | 46.69 | 46.69 | 46.69 | 46.69 | 54.74 | 54.74 | 54.74 | 54.74 | 54.74 | 54.74 | 54.74 | 54.74 | 54.74 | 54.74 | 54.74 | 0 | 0 | 0 | 0 | 0 | 0 | 0 | 0 | 0 | 0 | 0 | 0 | 0 | 0 | 0 | 0 | 0 | 0 | 0 | 0 | 0 | 0
Existing | US | Texas RE | 1298384 | 58775 | SSPURTWO_SS3WIND2 | GEN1 | Spinning Spur Wind III | SPINNING SPUR WIND TWO B | 0 | WT | WND | 0 | Wind | 2015 |  | 98 | 28.42 | 33.32 | 28.42 | 28.42 | 28.42 | 28.42 | 28.42 | 28.42 | 28.42 | 28.42 | 28.42 | 28.42 | 28.42 | 33.32 | 33.32 | 33.32 | 33.32 | 33.32 | 33.32 | 33.32 | 33.32 | 33.32 | 33.32 | 33.32 | 0 | 0 | 0 | 0 | 0 | 0 | 0 | 0 | 0 | 0 | 0 | 0 | 0 | 0 | 0 | 0 | 0 | 0 | 0 | 0 | 0 | 0
Existing | US | Texas RE | 1326536 | 58775 | SSPURTWO_SS3WIND1 | GEN1 | Spinning Spur Wind III | SPINNING SPUR WIND TWO C | 0 | WT | WND | 0 | Wind | 2015 |  | 96 | 27.84 | 32.64 | 27.84 | 27.84 | 27.84 | 27.84 | 27.84 | 27.84 | 27.84 | 27.84 | 27.84 | 27.84 | 27.84 | 32.64 | 32.64 | 32.64 | 32.64 | 32.64 | 32.64 | 32.64 | 32.64 | 32.64 | 32.64 | 32.64 | 0 | 0 | 0 | 0 | 0 | 0 | 0 | 0 | 0 | 0 | 0 | 0 | 0 | 0 | 0 | 0 | 0 | 0 | 0 | 0 | 0 | 0
Existing | US | Texas RE |  | 58766 | WAKEWE_G1 |  | Wake Wind Energy Center | WAKE WIND 1 | 0 | WT | WND | 0 | Wind | 2016 |  | 114.9 | 33.321 | 39.066 | 33.321 | 33.321 | 33.321 | 33.321 | 33.321 | 33.321 | 33.321 | 33.321 | 33.321 | 33.321 | 33.321 | 39.066 | 39.066 | 39.066 | 39.066 | 39.066 | 39.066 | 39.066 | 39.066 | 39.066 | 39.066 | 39.066 | 0 | 0 | 0 | 0 | 0 | 0 | 0 | 0 | 0 | 0 | 0 | 0 | 0 | 0 | 0 | 0 | 0 | 0 | 0 | 0 | 0 | 0
Existing | US | Texas RE |  | 58766 | WAKEWE_G2 |  | Wake Wind Energy Center | WAKE WIND 2 | 0 | WT | WND | 0 | Wind | 2016 |  | 142.3 | 41.267 | 48.382 | 41.267 | 41.267 | 41.267 | 41.267 | 41.267 | 41.267 | 41.267 | 41.267 | 41.267 | 41.267 | 41.267 | 48.382 | 48.382 | 48.382 | 48.382 | 48.382 | 48.382 | 48.382 | 48.382 | 48.382 | 48.382 | 48.382 | 0 | 0 | 0 | 0 | 0 | 0 | 0 | 0 | 0 | 0 | 0 | 0 | 0 | 0 | 0 | 0 | 0 | 0 | 0 | 0 | 0 | 0
Existing | US | Texas RE | 1535080 | 56673 | WEC_WECG1 | WEC | Whirlwind Energy Center | WHIRLWIND ENERGY | 0 | WT | WND | 0 | Wind | 2007 |  | 57 | 16.53 | 19.38 | 16.53 | 16.53 | 16.53 | 16.53 | 16.53 | 16.53 | 16.53 | 16.53 | 16.53 | 16.53 | 16.53 | 19.38 | 19.38 | 19.38 | 19.38 | 19.38 | 19.38 | 19.38 | 19.38 | 19.38 | 19.38 | 19.38 | 0 | 0 | 0 | 0 | 0 | 0 | 0 | 0 | 0 | 0 | 0 | 0 | 0 | 0 | 0 | 0 | 0 | 0 | 0 | 0 | 0 | 0
Existing | US | Texas RE |  | 62142 | AMADEUS1_UNIT1 | AM-TX | Amadeus Wind Farm | AMADEUS WIND 1 U1 | 0 | WT | WND | 0 | Wind | 2021 |  | 36.7 | 6.973 | 7.34 | 6.973 | 6.973 | 6.973 | 6.973 | 6.973 | 6.973 | 6.973 | 6.973 | 6.973 | 6.973 | 6.973 | 7.34 | 7.34 | 7.34 | 7.34 | 7.34 | 7.34 | 7.34 | 7.34 | 7.34 | 7.34 | 7.34 | 0 | 0 | 0 | 0 | 0 | 0 | 0 | 0 | 0 | 0 | 0 | 0 | 0 | 0 | 0 | 0 | 0 | 0 | 0 | 0 | 0 | 0
Existing | US | Texas RE |  | 62142 | AMADEUS1_UNIT2 | AM-TX | Amadeus Wind Farm | AMADEUS WIND 1 U2 | 0 | WT | WND | 0 | Wind | 2021 |  | 35.8 | 6.802 | 7.16 | 6.802 | 6.802 | 6.802 | 6.802 | 6.802 | 6.802 | 6.802 | 6.802 | 6.802 | 6.802 | 6.802 | 7.16 | 7.16 | 7.16 | 7.16 | 7.16 | 7.16 | 7.16 | 7.16 | 7.16 | 7.16 | 7.16 | 0 | 0 | 0 | 0 | 0 | 0 | 0 | 0 | 0 | 0 | 0 | 0 | 0 | 0 | 0 | 0 | 0 | 0 | 0 | 0 | 0 | 0
Existing | US | Texas RE |  | 62142 | AMADEUS2_UNIT3 | AM-TX | Amadeus Wind Farm | AMADEUS WIND 2 U1 | 0 | WT | WND | 0 | Wind | 2021 |  | 177.7 | 33.763 | 35.54 | 33.763 | 33.763 | 33.763 | 33.763 | 33.763 | 33.763 | 33.763 | 33.763 | 33.763 | 33.763 | 33.763 | 35.54 | 35.54 | 35.54 | 35.54 | 35.54 | 35.54 | 35.54 | 35.54 | 35.54 | 35.54 | 35.54 | 0 | 0 | 0 | 0 | 0 | 0 | 0 | 0 | 0 | 0 | 0 | 0 | 0 | 0 | 0 | 0 | 0 | 0 | 0 | 0 | 0 | 0
Existing | US | Texas RE | 1360819 | 58000 | ANACACHO_ANA | ANA | Anacacho Wind Farm | ANACACHO WIND | 0 | WT | WND | 0 | Wind | 2012 |  | 99.83 | 18.962 | 19.96 | 18.962 | 18.962 | 18.962 | 18.962 | 18.962 | 18.962 | 18.962 | 18.962 | 18.962 | 18.962 | 18.962 | 19.96 | 19.96 | 19.96 | 19.96 | 19.96 | 19.96 | 19.96 | 19.96 | 19.96 | 19.96 | 19.96 | 0 | 0 | 0 | 0 | 0 | 0 | 0 | 0 | 0 | 0 | 0 | 0 | 0 | 0 | 0 | 0 | 0 | 0 | 0 | 0 | 0 | 0
Existing | US | Texas RE | 1040924 | 57156 | BRTSW_BCW1 | BC | Barton Chapel Wind Farm | BARTON CHAPEL WIND | 0 | WT | WND | 0 | Wind | 2007 |  | 120 | 22.8 | 24 | 22.8 | 22.8 | 22.8 | 22.8 | 22.8 | 22.8 | 22.8 | 22.8 | 22.8 | 22.8 | 22.8 | 24 | 24 | 24 | 24 | 24 | 24 | 24 | 24 | 24 | 24 | 24 | 0 | 0 | 0 | 0 | 0 | 0 | 0 | 0 | 0 | 0 | 0 | 0 | 0 | 0 | 0 | 0 | 0 | 0 | 0 | 0 | 0 | 0
Existing | US | Texas RE | 1525415 | 58372 | BLSUMMIT_BLSMT1_5 | GEN1 | Blue Summit Wind LLC | BLUE SUMMIT WIND 1 A | 0 | WT | WND | 0 | Wind | 2013 |  | 9 | 1.672 | 1.76 | 1.672 | 1.672 | 1.672 | 1.672 | 1.672 | 1.672 | 1.672 | 1.672 | 1.672 | 1.672 | 1.672 | 1.76 | 1.76 | 1.76 | 1.76 | 1.76 | 1.76 | 1.76 | 1.76 | 1.76 | 1.76 | 1.76 | 0 | 0 | 0 | 0 | 0 | 0 | 0 | 0 | 0 | 0 | 0 | 0 | 0 | 0 | 0 | 0 | 0 | 0 | 0 | 0 | 0 | 0 | upgrade/repower project in queue
Existing | US | Texas RE | 1605677 | 58372 | BLSUMMIT_BLSMT1_6 | GEN1 | Blue Summit Wind LLC | BLUE SUMMIT WIND 1 B | 0 | WT | WND | 0 | Wind | 2013 |  | 131.2 | 23.617 | 24.86 | 23.617 | 23.617 | 23.617 | 23.617 | 23.617 | 23.617 | 23.617 | 23.617 | 23.617 | 23.617 | 23.617 | 24.86 | 24.86 | 24.86 | 24.86 | 24.86 | 24.86 | 24.86 | 24.86 | 24.86 | 24.86 | 24.86 | 0 | 0 | 0 | 0 | 0 | 0 | 0 | 0 | 0 | 0 | 0 | 0 | 0 | 0 | 0 | 0 | 0 | 0 | 0 | 0 | 0 | 0 | upgrade/repower project in queue
Existing | US | Texas RE |  | 61970 | BLSUMMIT_UNIT2_25 | 0 | Blue Summit II Wind, LLC | BLUE SUMMIT WIND 2 A | 0 | WT | WND | 0 | Wind | 2020 |  | 89.7 | 17.043 | 17.94 | 17.043 | 17.043 | 17.043 | 17.043 | 17.043 | 17.043 | 17.043 | 17.043 | 17.043 | 17.043 | 17.043 | 17.94 | 17.94 | 17.94 | 17.94 | 17.94 | 17.94 | 17.94 | 17.94 | 17.94 | 17.94 | 17.94 | 0 | 0 | 0 | 0 | 0 | 0 | 0 | 0 | 0 | 0 | 0 | 0 | 0 | 0 | 0 | 0 | 0 | 0 | 0 | 0 | 0 | 0
Existing | US | Texas RE |  | 61970 | BLSUMMIT_UNIT2_17 | 0 | Blue Summit II Wind, LLC | BLUE SUMMIT WIND 2 B | 0 | WT | WND | 0 | Wind | 2020 |  | 6.7 | 1.273 | 1.34 | 1.273 | 1.273 | 1.273 | 1.273 | 1.273 | 1.273 | 1.273 | 1.273 | 1.273 | 1.273 | 1.273 | 1.34 | 1.34 | 1.34 | 1.34 | 1.34 | 1.34 | 1.34 | 1.34 | 1.34 | 1.34 | 1.34 | 0 | 0 | 0 | 0 | 0 | 0 | 0 | 0 | 0 | 0 | 0 | 0 | 0 | 0 | 0 | 0 | 0 | 0 | 0 | 0 | 0 | 0
Existing | US | Texas RE |  | 62566 | BLSUMIT3_UNIT_17 | BS3 | Blue Summit III Wind | BLUE SUMMIT WIND 3 A | 0 | WT | WND | 0 | Wind | 2020 |  | 13.4 | 2.546 | 2.68 | 2.546 | 2.546 | 2.546 | 2.546 | 2.546 | 2.546 | 2.546 | 2.546 | 2.546 | 2.546 | 2.546 | 2.68 | 2.68 | 2.68 | 2.68 | 2.68 | 2.68 | 2.68 | 2.68 | 2.68 | 2.68 | 2.68 | 0 | 0 | 0 | 0 | 0 | 0 | 0 | 0 | 0 | 0 | 0 | 0 | 0 | 0 | 0 | 0 | 0 | 0 | 0 | 0 | 0 | 0
Existing | US | Texas RE |  | 62566 | BLSUMIT3_UNIT_25 | BS3 | Blue Summit III Wind | BLUE SUMMIT WIND 3 B | 0 | WT | WND | 0 | Wind | 2020 |  | 182.4 | 34.656 | 36.48 | 34.656 | 34.656 | 34.656 | 34.656 | 34.656 | 34.656 | 34.656 | 34.656 | 34.656 | 34.656 | 34.656 | 36.48 | 36.48 | 36.48 | 36.48 | 36.48 | 36.48 | 36.48 | 36.48 | 36.48 | 36.48 | 36.48 | 0 | 0 | 0 | 0 | 0 | 0 | 0 | 0 | 0 | 0 | 0 | 0 | 0 | 0 | 0 | 0 | 0 | 0 | 0 | 0 | 0 | 0
Existing | US | Texas RE | 1312292 | 57974 | BCATWIND_WIND_1 | GEN1 | Bobcat Bluff Wind Project LLC | BOBCAT BLUFF WIND | 0 | WT | WND | 0 | Wind | 2020 |  | 162 | 30.78 | 32.4 | 30.78 | 30.78 | 30.78 | 30.78 | 30.78 | 30.78 | 30.78 | 30.78 | 30.78 | 30.78 | 30.78 | 32.4 | 32.4 | 32.4 | 32.4 | 32.4 | 32.4 | 32.4 | 32.4 | 32.4 | 32.4 | 32.4 | 0 | 0 | 0 | 0 | 0 | 0 | 0 | 0 | 0 | 0 | 0 | 0 | 0 | 0 | 0 | 0 | 0 | 0 | 0 | 0 | 0 | 0
Existing | US | Texas RE |  | 60983 | BUCKTHRN_UNIT1 |  | Buckthorn Wind Project | BUCKTHORN WIND 1 A | 0 | WT | WND | 0 | Wind | 2017 |  | 44.9 | 8.531 | 8.98 | 8.531 | 8.531 | 8.531 | 8.531 | 8.531 | 8.531 | 8.531 | 8.531 | 8.531 | 8.531 | 8.531 | 8.98 | 8.98 | 8.98 | 8.98 | 8.98 | 8.98 | 8.98 | 8.98 | 8.98 | 8.98 | 8.98 | 0 | 0 | 0 | 0 | 0 | 0 | 0 | 0 | 0 | 0 | 0 | 0 | 0 | 0 | 0 | 0 | 0 | 0 | 0 | 0 | 0 | 0
Existing | US | Texas RE |  | 60983 | BUCKTHRN_UNIT2 |  | Buckthorn Wind Project | BUCKTHORN WIND 1 B | 0 | WT | WND | 0 | Wind | 2017 |  | 55.7 | 10.583 | 11.14 | 10.583 | 10.583 | 10.583 | 10.583 | 10.583 | 10.583 | 10.583 | 10.583 | 10.583 | 10.583 | 10.583 | 11.14 | 11.14 | 11.14 | 11.14 | 11.14 | 11.14 | 11.14 | 11.14 | 11.14 | 11.14 | 11.14 | 0 | 0 | 0 | 0 | 0 | 0 | 0 | 0 | 0 | 0 | 0 | 0 | 0 | 0 | 0 | 0 | 0 | 0 | 0 | 0 | 0 | 0
Existing | US | Texas RE | 1420141 | 56240 | BUFF_GAP_UNIT1 | 1 | Buffalo Gap Wind Farm | BUFFALO GAP WIND 1 | 0 | WT | WND | 0 | Wind | 2006 |  | 120.6 | 22.914 | 24.12 | 22.914 | 22.914 | 22.914 | 22.914 | 22.914 | 22.914 | 22.914 | 22.914 | 22.914 | 22.914 | 22.914 | 24.12 | 24.12 | 24.12 | 24.12 | 24.12 | 24.12 | 24.12 | 24.12 | 24.12 | 24.12 | 24.12 | 0 | 0 | 0 | 0 | 0 | 0 | 0 | 0 | 0 | 0 | 0 | 0 | 0 | 0 | 0 | 0 | 0 | 0 | 0 | 0 | 0 | 0
Existing | US | Texas RE | 1133741 | 56484 | BUFF_GAP_UNIT2_1 | 1 | Buffalo Gap 2 Wind Farm | BUFFALO GAP WIND 2_1 | 0 | WT | WND | 0 | Wind | 2007 |  | 115.5 | 21.945 | 23.1 | 21.945 | 21.945 | 21.945 | 21.945 | 21.945 | 21.945 | 21.945 | 21.945 | 21.945 | 21.945 | 21.945 | 23.1 | 23.1 | 23.1 | 23.1 | 23.1 | 23.1 | 23.1 | 23.1 | 23.1 | 23.1 | 23.1 | 0 | 0 | 0 | 0 | 0 | 0 | 0 | 0 | 0 | 0 | 0 | 0 | 0 | 0 | 0 | 0 | 0 | 0 | 0 | 0 | 0 | 0
Existing | US | Texas RE | 1833068 | 56484 | BUFF_GAP_UNIT2_2 | 1 | Buffalo Gap 2 Wind Farm | BUFFALO GAP WIND 2_2 | 0 | WT | WND | 0 | Wind | 2007 |  | 117 | 22.23 | 23.4 | 22.23 | 22.23 | 22.23 | 22.23 | 22.23 | 22.23 | 22.23 | 22.23 | 22.23 | 22.23 | 22.23 | 23.4 | 23.4 | 23.4 | 23.4 | 23.4 | 23.4 | 23.4 | 23.4 | 23.4 | 23.4 | 23.4 | 0 | 0 | 0 | 0 | 0 | 0 | 0 | 0 | 0 | 0 | 0 | 0 | 0 | 0 | 0 | 0 | 0 | 0 | 0 | 0 | 0 | 0
Existing | US | Texas RE | 1507657 | 56638 | BUFF_GAP_UNIT3 | GEN1 | Buffalo Gap 3 Wind Farm | BUFFALO GAP WIND 3 | 0 | WT | WND | 0 | Wind | 2008 |  | 170.2 | 32.338 | 34.04 | 32.338 | 32.338 | 32.338 | 32.338 | 32.338 | 32.338 | 32.338 | 32.338 | 32.338 | 32.338 | 32.338 | 34.04 | 34.04 | 34.04 | 34.04 | 34.04 | 34.04 | 34.04 | 34.04 | 34.04 | 34.04 | 34.04 | 0 | 0 | 0 | 0 | 0 | 0 | 0 | 0 | 0 | 0 | 0 | 0 | 0 | 0 | 0 | 0 | 0 | 0 | 0 | 0 | 0 | 0
Existing | US | Texas RE | 1434758 | 56956 | BULLCRK_WND1 | 1 | Bull Creek Wind | BULL CREEK WIND U1 | 0 | WT | WND | 0 | Wind | 2009 |  | 89 | 16.72 | 17.6 | 16.72 | 16.72 | 16.72 | 16.72 | 16.72 | 16.72 | 16.72 | 16.72 | 16.72 | 16.72 | 16.72 | 17.6 | 17.6 | 17.6 | 17.6 | 17.6 | 17.6 | 17.6 | 17.6 | 17.6 | 17.6 | 17.6 | 0 | 0 | 0 | 0 | 0 | 0 | 0 | 0 | 0 | 0 | 0 | 0 | 0 | 0 | 0 | 0 | 0 | 0 | 0 | 0 | 0 | 0
Existing | US | Texas RE | 1600609 | 56956 | BULLCRK_WND2 | 001A | Bull Creek Wind | BULL CREEK WIND U2 | 0 | WT | WND | 0 | Wind | 2009 |  | 91 | 17.1 | 18 | 17.1 | 17.1 | 17.1 | 17.1 | 17.1 | 17.1 | 17.1 | 17.1 | 17.1 | 17.1 | 17.1 | 18 | 18 | 18 | 18 | 18 | 18 | 18 | 18 | 18 | 18 | 18 | 0 | 0 | 0 | 0 | 0 | 0 | 0 | 0 | 0 | 0 | 0 | 0 | 0 | 0 | 0 | 0 | 0 | 0 | 0 | 0 | 0 | 0
Existing | US | Texas RE |  | 61865 | CABEZON_WIND1 | 0 | Rio Bravo Windpower, LLC | CABEZON WIND (RIO BRAVO I WIND) 1 A | 0 | WT | WND | 0 | Wind | 2019 |  | 115.2 | 21.888 | 23.04 | 21.888 | 21.888 | 21.888 | 21.888 | 21.888 | 21.888 | 21.888 | 21.888 | 21.888 | 21.888 | 21.888 | 23.04 | 23.04 | 23.04 | 23.04 | 23.04 | 23.04 | 23.04 | 23.04 | 23.04 | 23.04 | 23.04 | 0 | 0 | 0 | 0 | 0 | 0 | 0 | 0 | 0 | 0 | 0 | 0 | 0 | 0 | 0 | 0 | 0 | 0 | 0 | 0 | 0 | 0
Existing | US | Texas RE |  | 61865 | CABEZON_WIND2 | 0 | Rio Bravo Windpower, LLC | CABEZON WIND (RIO BRAVO I WIND) 1 B | 0 | WT | WND | 0 | Wind | 2019 |  | 122.4 | 23.256 | 24.48 | 23.256 | 23.256 | 23.256 | 23.256 | 23.256 | 23.256 | 23.256 | 23.256 | 23.256 | 23.256 | 23.256 | 24.48 | 24.48 | 24.48 | 24.48 | 24.48 | 24.48 | 24.48 | 24.48 | 24.48 | 24.48 | 24.48 | 0 | 0 | 0 | 0 | 0 | 0 | 0 | 0 | 0 | 0 | 0 | 0 | 0 | 0 | 0 | 0 | 0 | 0 | 0 | 0 | 0 | 0
Existing | US | Texas RE | 1618195 | 56270 | CALLAHAN_WND1 | 1 | Callahan Divide Wind Energy Center | CALLAHAN WIND | 0 | WT | WND | 0 | Wind | 2004 |  | 114 | 21.66 | 22.8 | 21.66 | 21.66 | 21.66 | 21.66 | 21.66 | 21.66 | 21.66 | 21.66 | 21.66 | 21.66 | 21.66 | 22.8 | 22.8 | 22.8 | 22.8 | 22.8 | 22.8 | 22.8 | 22.8 | 22.8 | 22.8 | 22.8 | 0 | 0 | 0 | 0 | 0 | 0 | 0 | 0 | 0 | 0 | 0 | 0 | 0 | 0 | 0 | 0 | 0 | 0 | 0 | 0 | 0 | 0
Existing | US | Texas RE | 1942646 | 56506 | CSEC_CSECG1 | SCW | Scurry County Wind LP | CAMP SPRINGS WIND 1 | 0 | WT | WND | 0 | Wind | 2007 |  | 130.5 | 24.795 | 26.1 | 24.795 | 24.795 | 24.795 | 24.795 | 24.795 | 24.795 | 24.795 | 24.795 | 24.795 | 24.795 | 24.795 | 26.1 | 26.1 | 26.1 | 26.1 | 26.1 | 26.1 | 26.1 | 26.1 | 26.1 | 26.1 | 26.1 | 0 | 0 | 0 | 0 | 0 | 0 | 0 | 0 | 0 | 0 | 0 | 0 | 0 | 0 | 0 | 0 | 0 | 0 | 0 | 0 | 0 | 0
Existing | US | Texas RE | 1081546 | 56775 | CSEC_CSECG2 | 1 | Scurry County Wind II | CAMP SPRINGS WIND 2 | 0 | WT | WND | 0 | Wind | 2007 |  | 120 | 22.8 | 24 | 22.8 | 22.8 | 22.8 | 22.8 | 22.8 | 22.8 | 22.8 | 22.8 | 22.8 | 22.8 | 22.8 | 24 | 24 | 24 | 24 | 24 | 24 | 24 | 24 | 24 | 24 | 24 | 0 | 0 | 0 | 0 | 0 | 0 | 0 | 0 | 0 | 0 | 0 | 0 | 0 | 0 | 0 | 0 | 0 | 0 | 0 | 0 | 0 | 0
Existing | US | Texas RE | 1252486 | 56763 | CAPRIDGE_CR1 | 2 | Capricorn Ridge Wind LLC | CAPRICORN RIDGE WIND 1 | 0 | WT | WND | 0 | Wind | 2007 |  | 230.5 | 44.023 | 46.34 | 44.023 | 44.023 | 44.023 | 44.023 | 44.023 | 44.023 | 44.023 | 44.023 | 44.023 | 44.023 | 44.023 | 46.34 | 46.34 | 46.34 | 46.34 | 46.34 | 46.34 | 46.34 | 46.34 | 46.34 | 46.34 | 46.34 | 0 | 0 | 0 | 0 | 0 | 0 | 0 | 0 | 0 | 0 | 0 | 0 | 0 | 0 | 0 | 0 | 0 | 0 | 0 | 0 | 0 | 0 | upgrade/repower project in queue
Existing | US | Texas RE | 1177895 | 56763 | CAPRIDGE_CR2 | 3 | Capricorn Ridge Wind LLC | CAPRICORN RIDGE WIND 2 | 0 | WT | WND | 0 | Wind | 2007 |  | 149.5 | 28.405 | 29.9 | 28.405 | 28.405 | 28.405 | 28.405 | 28.405 | 28.405 | 28.405 | 28.405 | 28.405 | 28.405 | 28.405 | 29.9 | 29.9 | 29.9 | 29.9 | 29.9 | 29.9 | 29.9 | 29.9 | 29.9 | 29.9 | 29.9 | 0 | 0 | 0 | 0 | 0 | 0 | 0 | 0 | 0 | 0 | 0 | 0 | 0 | 0 | 0 | 0 | 0 | 0 | 0 | 0 | 0 | 0 | upgrade/repower project in queue
Existing | US | Texas RE | 1119769 | 56763 | CAPRIDGE_CR3 | 4 | Capricorn Ridge Wind LLC | CAPRICORN RIDGE WIND 3 | 0 | WT | WND | 0 | Wind | 2008 |  | 202 | 38.171 | 40.18 | 38.171 | 38.171 | 38.171 | 38.171 | 38.171 | 38.171 | 38.171 | 38.171 | 38.171 | 38.171 | 38.171 | 40.18 | 40.18 | 40.18 | 40.18 | 40.18 | 40.18 | 40.18 | 40.18 | 40.18 | 40.18 | 40.18 | 0 | 0 | 0 | 0 | 0 | 0 | 0 | 0 | 0 | 0 | 0 | 0 | 0 | 0 | 0 | 0 | 0 | 0 | 0 | 0 | 0 | 0 | upgrade/repower project in queue
Existing | US | Texas RE | 1568270 | 56763 | CAPRIDG4_CR4 | 1 | Capricorn Ridge Wind LLC | CAPRICORN RIDGE WIND 4 | 0 | WT | WND | 0 | Wind | 2008 |  | 112.5 | 23.085 | 24.3 | 23.085 | 23.085 | 23.085 | 23.085 | 23.085 | 23.085 | 23.085 | 23.085 | 23.085 | 23.085 | 23.085 | 24.3 | 24.3 | 24.3 | 24.3 | 24.3 | 24.3 | 24.3 | 24.3 | 24.3 | 24.3 | 24.3 | 0 | 0 | 0 | 0 | 0 | 0 | 0 | 0 | 0 | 0 | 0 | 0 | 0 | 0 | 0 | 0 | 0 | 0 | 0 | 0 | 0 | 0 | upgrade/repower project in queue
Existing | US | Texas RE | 1022816 | 57260 | CEDROHIL_CHW1 | 1 | Cedro Hill Wind LLC | CEDRO HILL WIND 1 | 0 | WT | WND | 0 | Wind | 2010 |  | 75 | 14.25 | 15 | 14.25 | 14.25 | 14.25 | 14.25 | 14.25 | 14.25 | 14.25 | 14.25 | 14.25 | 14.25 | 14.25 | 15 | 15 | 15 | 15 | 15 | 15 | 15 | 15 | 15 | 15 | 15 | 0 | 0 | 0 | 0 | 0 | 0 | 0 | 0 | 0 | 0 | 0 | 0 | 0 | 0 | 0 | 0 | 0 | 0 | 0 | 0 | 0 | 0
Existing | US | Texas RE | 1907847 | 57260 | CEDROHIL_CHW2 | 1 | Cedro Hill Wind LLC | CEDRO HILL WIND 2 | 0 | WT | WND | 0 | Wind | 2010 |  | 75 | 14.25 | 15 | 14.25 | 14.25 | 14.25 | 14.25 | 14.25 | 14.25 | 14.25 | 14.25 | 14.25 | 14.25 | 14.25 | 15 | 15 | 15 | 15 | 15 | 15 | 15 | 15 | 15 | 15 | 15 | 0 | 0 | 0 | 0 | 0 | 0 | 0 | 0 | 0 | 0 | 0 | 0 | 0 | 0 | 0 | 0 | 0 | 0 | 0 | 0 | 0 | 0
Existing | US | Texas RE | 1855252 | 56592 | CHAMPION_UNIT1 | CH1 | Champion Wind Farm LLC | CHAMPION WIND | 0 | WT | WND | 0 | Wind | 2008 |  | 126.5 | 24.035 | 25.3 | 24.035 | 24.035 | 24.035 | 24.035 | 24.035 | 24.035 | 24.035 | 24.035 | 24.035 | 24.035 | 24.035 | 25.3 | 25.3 | 25.3 | 25.3 | 25.3 | 25.3 | 25.3 | 25.3 | 25.3 | 25.3 | 25.3 | 0 | 0 | 0 | 0 | 0 | 0 | 0 | 0 | 0 | 0 | 0 | 0 | 0 | 0 | 0 | 0 | 0 | 0 | 0 | 0 | 0 | 0
Existing | US | Texas RE |  | 60902 | DERMOTT_UNIT1 |  | Dermott Wind | DERMOTT WIND 1_1 | 0 | WT | WND | 0 | Wind | 2017 |  | 126.5 | 24.035 | 25.3 | 24.035 | 24.035 | 24.035 | 24.035 | 24.035 | 24.035 | 24.035 | 24.035 | 24.035 | 24.035 | 24.035 | 25.3 | 25.3 | 25.3 | 25.3 | 25.3 | 25.3 | 25.3 | 25.3 | 25.3 | 25.3 | 25.3 | 0 | 0 | 0 | 0 | 0 | 0 | 0 | 0 | 0 | 0 | 0 | 0 | 0 | 0 | 0 | 0 | 0 | 0 | 0 | 0 | 0 | 0
Existing | US | Texas RE |  | 60902 | DERMOTT_UNIT2 |  | Dermott Wind | DERMOTT WIND 1_2 | 0 | WT | WND | 0 | Wind | 2017 |  | 126.5 | 24.035 | 25.3 | 24.035 | 24.035 | 24.035 | 24.035 | 24.035 | 24.035 | 24.035 | 24.035 | 24.035 | 24.035 | 24.035 | 25.3 | 25.3 | 25.3 | 25.3 | 25.3 | 25.3 | 25.3 | 25.3 | 25.3 | 25.3 | 25.3 | 0 | 0 | 0 | 0 | 0 | 0 | 0 | 0 | 0 | 0 | 0 | 0 | 0 | 0 | 0 | 0 | 0 | 0 | 0 | 0 | 0 | 0
Existing | US | Texas RE | 1321591 | 55992 | INDNENR_INDNENR | 1 | Desert Sky | DESERT SKY WIND 1 | 0 | WT | WND | 0 | Wind | 2002 |  | 87.75 | 16.169 | 17.02 | 16.169 | 16.169 | 16.169 | 16.169 | 16.169 | 16.169 | 16.169 | 16.169 | 16.169 | 16.169 | 16.169 | 17.02 | 17.02 | 17.02 | 17.02 | 17.02 | 17.02 | 17.02 | 17.02 | 17.02 | 17.02 | 17.02 | 0 | 0 | 0 | 0 | 0 | 0 | 0 | 0 | 0 | 0 | 0 | 0 | 0 | 0 | 0 | 0 | 0 | 0 | 0 | 0 | 0 | 0 | upgrade/repower project in queue
Existing | US | Texas RE | 1925449 | 55992 | INDNENR_INDNENR_2 | 1 | Desert Sky | DESERT SKY WIND 2 | 0 | WT | WND | 0 | Wind | 2002 |  | 80.25 | 16.169 | 17.02 | 16.169 | 16.169 | 16.169 | 16.169 | 16.169 | 16.169 | 16.169 | 16.169 | 16.169 | 16.169 | 16.169 | 17.02 | 17.02 | 17.02 | 17.02 | 17.02 | 17.02 | 17.02 | 17.02 | 17.02 | 17.02 | 17.02 | 0 | 0 | 0 | 0 | 0 | 0 | 0 | 0 | 0 | 0 | 0 | 0 | 0 | 0 | 0 | 0 | 0 | 0 | 0 | 0 | 0 | 0 | upgrade/repower project in queue
Existing | US | Texas RE | 1560307 | 56783 | ELB_ELBCREEK | 1 | Elbow Creek Wind Project LLC | ELBOW CREEK WIND | 0 | WT | WND | 0 | Wind | 2008 |  | 122 | 22.553 | 23.74 | 22.553 | 22.553 | 22.553 | 22.553 | 22.553 | 22.553 | 22.553 | 22.553 | 22.553 | 22.553 | 22.553 | 23.74 | 23.74 | 23.74 | 23.74 | 23.74 | 23.74 | 23.74 | 23.74 | 23.74 | 23.74 | 23.74 | 0 | 0 | 0 | 0 | 0 | 0 | 0 | 0 | 0 | 0 | 0 | 0 | 0 | 0 | 0 | 0 | 0 | 0 | 0 | 0 | 0 | 0
Existing | US | Texas RE |  | 60338 | DIGBY_UNIT1 |  | Electra Wind Farm | ELECTRA WIND 1 | 0 | WT | WND | 0 | Wind | 2017 |  | 98.9 | 18.791 | 19.78 | 18.791 | 18.791 | 18.791 | 18.791 | 18.791 | 18.791 | 18.791 | 18.791 | 18.791 | 18.791 | 18.791 | 19.78 | 19.78 | 19.78 | 19.78 | 19.78 | 19.78 | 19.78 | 19.78 | 19.78 | 19.78 | 19.78 | 0 | 0 | 0 | 0 | 0 | 0 | 0 | 0 | 0 | 0 | 0 | 0 | 0 | 0 | 0 | 0 | 0 | 0 | 0 | 0 | 0 | 0
Existing | US | Texas RE |  | 60338 | DIGBY_UNIT2 |  | Electra Wind Farm | ELECTRA WIND 2 | 0 | WT | WND | 0 | Wind | 2017 |  | 131.1 | 24.909 | 26.22 | 24.909 | 24.909 | 24.909 | 24.909 | 24.909 | 24.909 | 24.909 | 24.909 | 24.909 | 24.909 | 24.909 | 26.22 | 26.22 | 26.22 | 26.22 | 26.22 | 26.22 | 26.22 | 26.22 | 26.22 | 26.22 | 26.22 | 0 | 0 | 0 | 0 | 0 | 0 | 0 | 0 | 0 | 0 | 0 | 0 | 0 | 0 | 0 | 0 | 0 | 0 | 0 | 0 | 0 | 0
Existing | US | Texas RE |  | 61212 | FTWIND_UNIT_1 | 0 | Flat Top Wind I | FLAT TOP WIND I | 0 | WT | WND | 0 | Wind | 2018 |  | 200 | 38 | 40 | 38 | 38 | 38 | 38 | 38 | 38 | 38 | 38 | 38 | 38 | 38 | 40 | 40 | 40 | 40 | 40 | 40 | 40 | 40 | 40 | 40 | 40 | 0 | 0 | 0 | 0 | 0 | 0 | 0 | 0 | 0 | 0 | 0 | 0 | 0 | 0 | 0 | 0 | 0 | 0 | 0 | 0 | 0 | 0
Existing | US | Texas RE |  | 60338 | FLUVANNA_UNIT1 |  | Electra Wind Farm | FLUVANNA RENEWABLE 1 A | 0 | WT | WND | 0 | Wind | 2017 |  | 79.8 | 15.162 | 15.96 | 15.162 | 15.162 | 15.162 | 15.162 | 15.162 | 15.162 | 15.162 | 15.162 | 15.162 | 15.162 | 15.162 | 15.96 | 15.96 | 15.96 | 15.96 | 15.96 | 15.96 | 15.96 | 15.96 | 15.96 | 15.96 | 15.96 | 0 | 0 | 0 | 0 | 0 | 0 | 0 | 0 | 0 | 0 | 0 | 0 | 0 | 0 | 0 | 0 | 0 | 0 | 0 | 0 | 0 | 0
Existing | US | Texas RE |  | 60338 | FLUVANNA_UNIT2 |  | Electra Wind Farm | FLUVANNA RENEWABLE 1 B | 0 | WT | WND | 0 | Wind | 2017 |  | 75.6 | 14.364 | 15.12 | 14.364 | 14.364 | 14.364 | 14.364 | 14.364 | 14.364 | 14.364 | 14.364 | 14.364 | 14.364 | 14.364 | 15.12 | 15.12 | 15.12 | 15.12 | 15.12 | 15.12 | 15.12 | 15.12 | 15.12 | 15.12 | 15.12 | 0 | 0 | 0 | 0 | 0 | 0 | 0 | 0 | 0 | 0 | 0 | 0 | 0 | 0 | 0 | 0 | 0 | 0 | 0 | 0 | 0 | 0
Existing | US | Texas RE |  | 61402 | FOARDCTY_UNIT1 | 0 | Foard City Wind | FOARD CITY WIND 1 A | 0 | WT | WND | 0 | Wind | 2019 |  | 176.4 | 35.435 | 37.3 | 35.435 | 35.435 | 35.435 | 35.435 | 35.435 | 35.435 | 35.435 | 35.435 | 35.435 | 35.435 | 35.435 | 37.3 | 37.3 | 37.3 | 37.3 | 37.3 | 37.3 | 37.3 | 37.3 | 37.3 | 37.3 | 37.3 | 0 | 0 | 0 | 0 | 0 | 0 | 0 | 0 | 0 | 0 | 0 | 0 | 0 | 0 | 0 | 0 | 0 | 0 | 0 | 0 | 0 | 0
Existing | US | Texas RE |  | 61402 | FOARDCTY_UNIT2 | 0 | Foard City Wind | FOARD CITY WIND 1 B | 0 | WT | WND | 0 | Wind | 2019 |  | 176.4 | 31.122 | 32.76 | 31.122 | 31.122 | 31.122 | 31.122 | 31.122 | 31.122 | 31.122 | 31.122 | 31.122 | 31.122 | 31.122 | 32.76 | 32.76 | 32.76 | 32.76 | 32.76 | 32.76 | 32.76 | 32.76 | 32.76 | 32.76 | 32.76 | 0 | 0 | 0 | 0 | 0 | 0 | 0 | 0 | 0 | 0 | 0 | 0 | 0 | 0 | 0 | 0 | 0 | 0 | 0 | 0 | 0 | 0
Existing | US | Texas RE | 1944092 | 56394 | MCDLD_FCW1 | 1 | Forest Creek Wind Farm LLC | FOREST CREEK WIND | 0 | WT | WND | 0 | Wind | 2007 |  | 124.2 | 23.598 | 24.84 | 23.598 | 23.598 | 23.598 | 23.598 | 23.598 | 23.598 | 23.598 | 23.598 | 23.598 | 23.598 | 23.598 | 24.84 | 24.84 | 24.84 | 24.84 | 24.84 | 24.84 | 24.84 | 24.84 | 24.84 | 24.84 | 24.84 | 0 | 0 | 0 | 0 | 0 | 0 | 0 | 0 | 0 | 0 | 0 | 0 | 0 | 0 | 0 | 0 | 0 | 0 | 0 | 0 | 0 | 0
Existing | US | Texas RE | 1433860 | 56754 | GOAT_GOATWIND | 1 | Goat Wind LP | GOAT WIND | 0 | WT | WND | 0 | Wind | 2008 |  | 80 | 15.2 | 16 | 15.2 | 15.2 | 15.2 | 15.2 | 15.2 | 15.2 | 15.2 | 15.2 | 15.2 | 15.2 | 15.2 | 16 | 16 | 16 | 16 | 16 | 16 | 16 | 16 | 16 | 16 | 16 | 0 | 0 | 0 | 0 | 0 | 0 | 0 | 0 | 0 | 0 | 0 | 0 | 0 | 0 | 0 | 0 | 0 | 0 | 0 | 0 | 0 | 0
Existing | US | Texas RE | 1043689 | 56754 | GOAT_GOATWIN2 | 2 | Goat Wind LP | GOAT WIND 2 | 0 | WT | WND | 0 | Wind | 2010 |  | 69.6 | 13.224 | 13.92 | 13.224 | 13.224 | 13.224 | 13.224 | 13.224 | 13.224 | 13.224 | 13.224 | 13.224 | 13.224 | 13.224 | 13.92 | 13.92 | 13.92 | 13.92 | 13.92 | 13.92 | 13.92 | 13.92 | 13.92 | 13.92 | 13.92 | 0 | 0 | 0 | 0 | 0 | 0 | 0 | 0 | 0 | 0 | 0 | 0 | 0 | 0 | 0 | 0 | 0 | 0 | 0 | 0 | 0 | 0
Existing | US | Texas RE | 1200092 | 58321 | GWEC_GWEC_G1 | 1 | Goldthwaite Wind Energy Facility | GOLDTHWAITE WIND 1 | 0 | WT | WND | 0 | Wind | 2014 |  | 148.6 | 28.234 | 29.72 | 28.234 | 28.234 | 28.234 | 28.234 | 28.234 | 28.234 | 28.234 | 28.234 | 28.234 | 28.234 | 28.234 | 29.72 | 29.72 | 29.72 | 29.72 | 29.72 | 29.72 | 29.72 | 29.72 | 29.72 | 29.72 | 29.72 | 0 | 0 | 0 | 0 | 0 | 0 | 0 | 0 | 0 | 0 | 0 | 0 | 0 | 0 | 0 | 0 | 0 | 0 | 0 | 0 | 0 | 0
Existing | US | Texas RE |  | 61417 | GOPHER_UNIT1 | 0 | Gopher Creek Wind Farm | GOPHER CREEK WIND 1 | 0 | WT | WND | 0 | Wind | 2020 |  | 82 | 15.58 | 16.4 | 15.58 | 15.58 | 15.58 | 15.58 | 15.58 | 15.58 | 15.58 | 15.58 | 15.58 | 15.58 | 15.58 | 16.4 | 16.4 | 16.4 | 16.4 | 16.4 | 16.4 | 16.4 | 16.4 | 16.4 | 16.4 | 16.4 | 0 | 0 | 0 | 0 | 0 | 0 | 0 | 0 | 0 | 0 | 0 | 0 | 0 | 0 | 0 | 0 | 0 | 0 | 0 | 0 | 0 | 0
Existing | US | Texas RE |  | 61417 | GOPHER_UNIT2 | 0 | Gopher Creek Wind Farm | GOPHER CREEK WIND 2 | 0 | WT | WND | 0 | Wind | 2020 |  | 76 | 14.44 | 15.2 | 14.44 | 14.44 | 14.44 | 14.44 | 14.44 | 14.44 | 14.44 | 14.44 | 14.44 | 14.44 | 14.44 | 15.2 | 15.2 | 15.2 | 15.2 | 15.2 | 15.2 | 15.2 | 15.2 | 15.2 | 15.2 | 15.2 | 0 | 0 | 0 | 0 | 0 | 0 | 0 | 0 | 0 | 0 | 0 | 0 | 0 | 0 | 0 | 0 | 0 | 0 | 0 | 0 | 0 | 0
Existing | US | Texas RE | 1288407 | 56111 | BRAZ_WND_WND1 | GEN1 | Brazos Wind Farm | GREEN MOUNTAIN WIND (BRAZOS) U1 | 0 | WT | WND | 0 | Wind | 2003 |  | 99 | 18.81 | 19.8 | 18.81 | 18.81 | 18.81 | 18.81 | 18.81 | 18.81 | 18.81 | 18.81 | 18.81 | 18.81 | 18.81 | 19.8 | 19.8 | 19.8 | 19.8 | 19.8 | 19.8 | 19.8 | 19.8 | 19.8 | 19.8 | 19.8 | 0 | 0 | 0 | 0 | 0 | 0 | 0 | 0 | 0 | 0 | 0 | 0 | 0 | 0 | 0 | 0 | 0 | 0 | 0 | 0 | 0 | 0 | upgrade/repower project in queue
Existing | US | Texas RE | 1663154 | 56111 | BRAZ_WND_WND2 | GEN2 | Brazos Wind Farm | GREEN MOUNTAIN WIND (BRAZOS) U2 | 0 | WT | WND | 0 | Wind | 2003 |  | 61 | 11.59 | 12.2 | 11.59 | 11.59 | 11.59 | 11.59 | 11.59 | 11.59 | 11.59 | 11.59 | 11.59 | 11.59 | 11.59 | 12.2 | 12.2 | 12.2 | 12.2 | 12.2 | 12.2 | 12.2 | 12.2 | 12.2 | 12.2 | 12.2 | 0 | 0 | 0 | 0 | 0 | 0 | 0 | 0 | 0 | 0 | 0 | 0 | 0 | 0 | 0 | 0 | 0 | 0 | 0 | 0 | 0 | 0 | upgrade/repower project in queue
Existing | US | Texas RE | 1607213 | 59732 | GPASTURE_WIND_I | 0 | Green Pastures Wind I | GREEN PASTURES WIND I | 0 | WT | WND | 0 | Wind | 2015 |  | 150 | 28.5 | 30 | 28.5 | 28.5 | 28.5 | 28.5 | 28.5 | 28.5 | 28.5 | 28.5 | 28.5 | 28.5 | 28.5 | 30 | 30 | 30 | 30 | 30 | 30 | 30 | 30 | 30 | 30 | 30 | 0 | 0 | 0 | 0 | 0 | 0 | 0 | 0 | 0 | 0 | 0 | 0 | 0 | 0 | 0 | 0 | 0 | 0 | 0 | 0 | 0 | 0
Existing | US | Texas RE |  | 59733 | VERTIGO_WIND_I |  | Green Pastures Wind II | VERTIGO WIND (FORMERLY GREEN PASTURES WIND 2) | 0 | WT | WND | 0 | Wind | 2015 |  | 150 | 28.5 | 30 | 28.5 | 28.5 | 28.5 | 28.5 | 28.5 | 28.5 | 28.5 | 28.5 | 28.5 | 28.5 | 28.5 | 30 | 30 | 30 | 30 | 30 | 30 | 30 | 30 | 30 | 30 | 30 | 0 | 0 | 0 | 0 | 0 | 0 | 0 | 0 | 0 | 0 | 0 | 0 | 0 | 0 | 0 | 0 | 0 | 0 | 0 | 0 | 0 | 0
Existing | US | Texas RE |  | 56776 | GUNMTN_G1 |  | Gunsight Mountain Wind Energy LLC | GUNSIGHT MOUNTAIN WIND | 0 | WT | WND | 0 | Wind | 2016 |  | 119.9 | 22.781 | 23.98 | 22.781 | 22.781 | 22.781 | 22.781 | 22.781 | 22.781 | 22.781 | 22.781 | 22.781 | 22.781 | 22.781 | 23.98 | 23.98 | 23.98 | 23.98 | 23.98 | 23.98 | 23.98 | 23.98 | 23.98 | 23.98 | 23.98 | 0 | 0 | 0 | 0 | 0 | 0 | 0 | 0 | 0 | 0 | 0 | 0 | 0 | 0 | 0 | 0 | 0 | 0 | 0 | 0 | 0 | 0
Existing | US | Texas RE | 1720425 | 56823 | HWF_HWFG1 | HWFG1 | Hackberry Wind Farm | HACKBERRY WIND | 0 | WT | WND | 0 | Wind | 2008 |  | 165.6 | 31.065 | 32.7 | 31.065 | 31.065 | 31.065 | 31.065 | 31.065 | 31.065 | 31.065 | 31.065 | 31.065 | 31.065 | 31.065 | 32.7 | 32.7 | 32.7 | 32.7 | 32.7 | 32.7 | 32.7 | 32.7 | 32.7 | 32.7 | 32.7 | 0 | 0 | 0 | 0 | 0 | 0 | 0 | 0 | 0 | 0 | 0 | 0 | 0 | 0 | 0 | 0 | 0 | 0 | 0 | 0 | 0 | 0
Existing | US | Texas RE |  | 60987 | HICKMAN_G1 |  | Santa Rita Wind Energy | HICKMAN (SANTA RITA WIND) 1 | 0 | WT | WND | 0 | Wind | 2018 |  | 150 | 28.975 | 30.5 | 28.975 | 28.975 | 28.975 | 28.975 | 28.975 | 28.975 | 28.975 | 28.975 | 28.975 | 28.975 | 28.975 | 30.5 | 30.5 | 30.5 | 30.5 | 30.5 | 30.5 | 30.5 | 30.5 | 30.5 | 30.5 | 30.5 | 0 | 0 | 0 | 0 | 0 | 0 | 0 | 0 | 0 | 0 | 0 | 0 | 0 | 0 | 0 | 0 | 0 | 0 | 0 | 0 | 0 | 0
Existing | US | Texas RE |  | 60987 | HICKMAN_G2 |  | Santa Rita Wind Energy | HICKMAN (SANTA RITA WIND) 2 | 0 | WT | WND | 0 | Wind | 2018 |  | 150 | 28.025 | 29.5 | 28.025 | 28.025 | 28.025 | 28.025 | 28.025 | 28.025 | 28.025 | 28.025 | 28.025 | 28.025 | 28.025 | 29.5 | 29.5 | 29.5 | 29.5 | 29.5 | 29.5 | 29.5 | 29.5 | 29.5 | 29.5 | 29.5 | 0 | 0 | 0 | 0 | 0 | 0 | 0 | 0 | 0 | 0 | 0 | 0 | 0 | 0 | 0 | 0 | 0 | 0 | 0 | 0 | 0 | 0
Existing | US | Texas RE |  | 57617 | MIRASOLE_MIR11 |  | Hidalgo Wind Farm LLC | HIDALGO & STARR WIND 11 | 0 | WT | WND | 0 | Wind | 2016 |  | 50 | 9.88 | 10.4 | 9.88 | 9.88 | 9.88 | 9.88 | 9.88 | 9.88 | 9.88 | 9.88 | 9.88 | 9.88 | 9.88 | 10.4 | 10.4 | 10.4 | 10.4 | 10.4 | 10.4 | 10.4 | 10.4 | 10.4 | 10.4 | 10.4 | 0 | 0 | 0 | 0 | 0 | 0 | 0 | 0 | 0 | 0 | 0 | 0 | 0 | 0 | 0 | 0 | 0 | 0 | 0 | 0 | 0 | 0
Existing | US | Texas RE |  | 57617 | MIRASOLE_MIR12 |  | Hidalgo Wind Farm LLC | HIDALGO & STARR WIND 12 | 0 | WT | WND | 0 | Wind | 2016 |  | 100 | 18.62 | 19.6 | 18.62 | 18.62 | 18.62 | 18.62 | 18.62 | 18.62 | 18.62 | 18.62 | 18.62 | 18.62 | 18.62 | 19.6 | 19.6 | 19.6 | 19.6 | 19.6 | 19.6 | 19.6 | 19.6 | 19.6 | 19.6 | 19.6 | 0 | 0 | 0 | 0 | 0 | 0 | 0 | 0 | 0 | 0 | 0 | 0 | 0 | 0 | 0 | 0 | 0 | 0 | 0 | 0 | 0 | 0
Existing | US | Texas RE |  | 57617 | MIRASOLE_MIR21 |  | Hidalgo Wind Farm LLC | HIDALGO & STARR WIND 21 | 0 | WT | WND | 0 | Wind | 2016 |  | 100 | 19 | 20 | 19 | 19 | 19 | 19 | 19 | 19 | 19 | 19 | 19 | 19 | 19 | 20 | 20 | 20 | 20 | 20 | 20 | 20 | 20 | 20 | 20 | 20 | 0 | 0 | 0 | 0 | 0 | 0 | 0 | 0 | 0 | 0 | 0 | 0 | 0 | 0 | 0 | 0 | 0 | 0 | 0 | 0 | 0 | 0
Existing | US | Texas RE |  | 60339 | HORSECRK_UNIT1 |  | Horse Creek Wind Farm | HORSE CREEK WIND 1 | 0 | WT | WND | 0 | Wind | 2017 |  | 131.1 | 24.909 | 26.22 | 24.909 | 24.909 | 24.909 | 24.909 | 24.909 | 24.909 | 24.909 | 24.909 | 24.909 | 24.909 | 24.909 | 26.22 | 26.22 | 26.22 | 26.22 | 26.22 | 26.22 | 26.22 | 26.22 | 26.22 | 26.22 | 26.22 | 0 | 0 | 0 | 0 | 0 | 0 | 0 | 0 | 0 | 0 | 0 | 0 | 0 | 0 | 0 | 0 | 0 | 0 | 0 | 0 | 0 | 0
Existing | US | Texas RE |  | 60339 | HORSECRK_UNIT2 |  | Horse Creek Wind Farm | HORSE CREEK WIND 2 | 0 | WT | WND | 0 | Wind | 2017 |  | 98.9 | 18.791 | 19.78 | 18.791 | 18.791 | 18.791 | 18.791 | 18.791 | 18.791 | 18.791 | 18.791 | 18.791 | 18.791 | 18.791 | 19.78 | 19.78 | 19.78 | 19.78 | 19.78 | 19.78 | 19.78 | 19.78 | 19.78 | 19.78 | 19.78 | 0 | 0 | 0 | 0 | 0 | 0 | 0 | 0 | 0 | 0 | 0 | 0 | 0 | 0 | 0 | 0 | 0 | 0 | 0 | 0 | 0 | 0
Existing | US | Texas RE | 1141730 | 56291 | H_HOLLOW_WND1 | 1 | Horse Hollow Wind Energy Center | HORSE HOLLOW WIND 1 | 0 | WT | WND | 0 | Wind | 2005 |  | 206.6 | 43.7 | 46 | 43.7 | 43.7 | 43.7 | 43.7 | 43.7 | 43.7 | 43.7 | 43.7 | 43.7 | 43.7 | 43.7 | 46 | 46 | 46 | 46 | 46 | 46 | 46 | 46 | 46 | 46 | 46 | 0 | 0 | 0 | 0 | 0 | 0 | 0 | 0 | 0 | 0 | 0 | 0 | 0 | 0 | 0 | 0 | 0 | 0 | 0 | 0 | 0 | 0 | upgrade/repower project in queue
Existing | US | Texas RE | 1080181 | 56291 | HHOLLOW2_WIND1 | 2 | Horse Hollow Wind Energy Center | HORSE HOLLOW WIND 2 | 0 | WT | WND | 0 | Wind | 2006 |  | 184 | 34.96 | 36.8 | 34.96 | 34.96 | 34.96 | 34.96 | 34.96 | 34.96 | 34.96 | 34.96 | 34.96 | 34.96 | 34.96 | 36.8 | 36.8 | 36.8 | 36.8 | 36.8 | 36.8 | 36.8 | 36.8 | 36.8 | 36.8 | 36.8 | 0 | 0 | 0 | 0 | 0 | 0 | 0 | 0 | 0 | 0 | 0 | 0 | 0 | 0 | 0 | 0 | 0 | 0 | 0 | 0 | 0 | 0 | upgrade/repower project in queue
Existing | US | Texas RE | 1970433 | 56291 | HHOLLOW3_WND_1 | 3 | Horse Hollow Wind Energy Center | HORSE HOLLOW WIND 3 | 0 | WT | WND | 0 | Wind | 2006 |  | 223.5 | 45.866 | 48.28 | 45.866 | 45.866 | 45.866 | 45.866 | 45.866 | 45.866 | 45.866 | 45.866 | 45.866 | 45.866 | 45.866 | 48.28 | 48.28 | 48.28 | 48.28 | 48.28 | 48.28 | 48.28 | 48.28 | 48.28 | 48.28 | 48.28 | 0 | 0 | 0 | 0 | 0 | 0 | 0 | 0 | 0 | 0 | 0 | 0 | 0 | 0 | 0 | 0 | 0 | 0 | 0 | 0 | 0 | 0 | upgrade/repower project in queue
Existing | US | Texas RE | 1485106 | 56291 | HHOLLOW4_WND1 | 4 | Horse Hollow Wind Energy Center | HORSE HOLLOW WIND 4 | 0 | WT | WND | 0 | Wind | 2006 |  | 115 | 21.85 | 23 | 21.85 | 21.85 | 21.85 | 21.85 | 21.85 | 21.85 | 21.85 | 21.85 | 21.85 | 21.85 | 21.85 | 23 | 23 | 23 | 23 | 23 | 23 | 23 | 23 | 23 | 23 | 23 | 0 | 0 | 0 | 0 | 0 | 0 | 0 | 0 | 0 | 0 | 0 | 0 | 0 | 0 | 0 | 0 | 0 | 0 | 0 | 0 | 0 | 0 | upgrade/repower project in queue
Existing | US | Texas RE | 1946557 | 56984 | INDL_INADALE1 | 1 | Inadale Wind Farm LLC | INADALE WIND 1 | 0 | WT | WND | 0 | Wind | 2008 |  | 95 | 18.05 | 19 | 18.05 | 18.05 | 18.05 | 18.05 | 18.05 | 18.05 | 18.05 | 18.05 | 18.05 | 18.05 | 18.05 | 19 | 19 | 19 | 19 | 19 | 19 | 19 | 19 | 19 | 19 | 19 | 0 | 0 | 0 | 0 | 0 | 0 | 0 | 0 | 0 | 0 | 0 | 0 | 0 | 0 | 0 | 0 | 0 | 0 | 0 | 0 | 0 | 0
Existing | US | Texas RE | 1946557 | 56984 | INDL_INADALE2 |  | Inadale Wind Farm LLC | INADALE WIND 2 | 0 | WT | WND | 0 | Wind | 2008 |  | 102 | 19.38 | 20.4 | 19.38 | 19.38 | 19.38 | 19.38 | 19.38 | 19.38 | 19.38 | 19.38 | 19.38 | 19.38 | 19.38 | 20.4 | 20.4 | 20.4 | 20.4 | 20.4 | 20.4 | 20.4 | 20.4 | 20.4 | 20.4 | 20.4 | 0 | 0 | 0 | 0 | 0 | 0 | 0 | 0 | 0 | 0 | 0 | 0 | 0 | 0 | 0 | 0 | 0 | 0 | 0 | 0 | 0 | 0
Existing | US | Texas RE | 1846610 | 55747 | INDNNWP_INDNNWP2 | NWP2 | NWP Indian Mesa Wind Farm | INDIAN MESA WIND | 0 | WT | WND | 0 | Wind | 2001 |  | 82.5 | 17.442 | 18.36 | 17.442 | 17.442 | 17.442 | 17.442 | 17.442 | 17.442 | 17.442 | 17.442 | 17.442 | 17.442 | 17.442 | 18.36 | 18.36 | 18.36 | 18.36 | 18.36 | 18.36 | 18.36 | 18.36 | 18.36 | 18.36 | 18.36 | 0 | 0 | 0 | 0 | 0 | 0 | 0 | 0 | 0 | 0 | 0 | 0 | 0 | 0 | 0 | 0 | 0 | 0 | 0 | 0 | 0 | 0
Existing | US | Texas RE | 1386931 | 60104 | BORDAS_JAVEL18 | 0 | Javelina Wind Energy, LLC | JAVELINA I WIND 18 | 0 | WT | WND | 0 | Wind | 2015 |  | 19.69 | 3.743 | 3.94 | 3.743 | 3.743 | 3.743 | 3.743 | 3.743 | 3.743 | 3.743 | 3.743 | 3.743 | 3.743 | 3.743 | 3.94 | 3.94 | 3.94 | 3.94 | 3.94 | 3.94 | 3.94 | 3.94 | 3.94 | 3.94 | 3.94 | 0 | 0 | 0 | 0 | 0 | 0 | 0 | 0 | 0 | 0 | 0 | 0 | 0 | 0 | 0 | 0 | 0 | 0 | 0 | 0 | 0 | 0
Existing | US | Texas RE | 1471632 | 60104 | BORDAS_JAVEL20 | 0 | Javelina Wind Energy, LLC | JAVELINA I WIND 20 | 0 | WT | WND | 0 | Wind | 2015 |  | 230 | 43.7 | 46 | 43.7 | 43.7 | 43.7 | 43.7 | 43.7 | 43.7 | 43.7 | 43.7 | 43.7 | 43.7 | 43.7 | 46 | 46 | 46 | 46 | 46 | 46 | 46 | 46 | 46 | 46 | 46 | 0 | 0 | 0 | 0 | 0 | 0 | 0 | 0 | 0 | 0 | 0 | 0 | 0 | 0 | 0 | 0 | 0 | 0 | 0 | 0 | 0 | 0
Existing | US | Texas RE |  | 60645 | BORDAS2_JAVEL2_A |  | Javelina Wind Energy II, LLC | JAVELINA II WIND 1 | 0 | WT | WND | 0 | Wind | 2017 |  | 96 | 18.24 | 19.2 | 18.24 | 18.24 | 18.24 | 18.24 | 18.24 | 18.24 | 18.24 | 18.24 | 18.24 | 18.24 | 18.24 | 19.2 | 19.2 | 19.2 | 19.2 | 19.2 | 19.2 | 19.2 | 19.2 | 19.2 | 19.2 | 19.2 | 0 | 0 | 0 | 0 | 0 | 0 | 0 | 0 | 0 | 0 | 0 | 0 | 0 | 0 | 0 | 0 | 0 | 0 | 0 | 0 | 0 | 0
Existing | US | Texas RE |  | 60645 | BORDAS2_JAVEL2_B |  | Javelina Wind Energy II, LLC | JAVELINA II WIND 2 | 0 | WT | WND | 0 | Wind | 2017 |  | 74 | 14.06 | 14.8 | 14.06 | 14.06 | 14.06 | 14.06 | 14.06 | 14.06 | 14.06 | 14.06 | 14.06 | 14.06 | 14.06 | 14.8 | 14.8 | 14.8 | 14.8 | 14.8 | 14.8 | 14.8 | 14.8 | 14.8 | 14.8 | 14.8 | 0 | 0 | 0 | 0 | 0 | 0 | 0 | 0 | 0 | 0 | 0 | 0 | 0 | 0 | 0 | 0 | 0 | 0 | 0 | 0 | 0 | 0
Existing | US | Texas RE |  | 60645 | BORDAS2_JAVEL2_C |  | Javelina Wind Energy II, LLC | JAVELINA II WIND 3 | 0 | WT | WND | 0 | Wind | 2017 |  | 30 | 5.7 | 6 | 5.7 | 5.7 | 5.7 | 5.7 | 5.7 | 5.7 | 5.7 | 5.7 | 5.7 | 5.7 | 5.7 | 6 | 6 | 6 | 6 | 6 | 6 | 6 | 6 | 6 | 6 | 6 | 0 | 0 | 0 | 0 | 0 | 0 | 0 | 0 | 0 | 0 | 0 | 0 | 0 | 0 | 0 | 0 | 0 | 0 | 0 | 0 | 0 | 0
Existing | US | Texas RE | 1945448 | 58838 | KEECHI_U1 | KW1 | Keechi Wind | KEECHI WIND | 0 | WT | WND | 0 | Wind | 2015 |  | 110 | 20.9 | 22 | 20.9 | 20.9 | 20.9 | 20.9 | 20.9 | 20.9 | 20.9 | 20.9 | 20.9 | 20.9 | 20.9 | 22 | 22 | 22 | 22 | 22 | 22 | 22 | 22 | 22 | 22 | 22 | 0 | 0 | 0 | 0 | 0 | 0 | 0 | 0 | 0 | 0 | 0 | 0 | 0 | 0 | 0 | 0 | 0 | 0 | 0 | 0 | 0 | 0
Existing | US | Texas RE | 1286193 | 55581 | KING_NE_KINGNE | EXIS1 | King Mountain Wind Ranch 1 | KING MOUNTAIN WIND (NE) | 0 | WT | WND | 0 | Wind | 2001 |  | 79.3 | 15.143 | 15.94 | 15.143 | 15.143 | 15.143 | 15.143 | 15.143 | 15.143 | 15.143 | 15.143 | 15.143 | 15.143 | 15.143 | 15.94 | 15.94 | 15.94 | 15.94 | 15.94 | 15.94 | 15.94 | 15.94 | 15.94 | 15.94 | 15.94 | 0 | 0 | 0 | 0 | 0 | 0 | 0 | 0 | 0 | 0 | 0 | 0 | 0 | 0 | 0 | 0 | 0 | 0 | 0 | 0 | 0 | 0
Existing | US | Texas RE | 1967094 | 55581 | KING_NW_KINGNW | EXIS2 | King Mountain Wind Ranch 1 | KING MOUNTAIN WIND (NW) | 0 | WT | WND | 0 | Wind | 2001 |  | 79.3 | 15.143 | 15.94 | 15.143 | 15.143 | 15.143 | 15.143 | 15.143 | 15.143 | 15.143 | 15.143 | 15.143 | 15.143 | 15.143 | 15.94 | 15.94 | 15.94 | 15.94 | 15.94 | 15.94 | 15.94 | 15.94 | 15.94 | 15.94 | 15.94 | 0 | 0 | 0 | 0 | 0 | 0 | 0 | 0 | 0 | 0 | 0 | 0 | 0 | 0 | 0 | 0 | 0 | 0 | 0 | 0 | 0 | 0
Existing | US | Texas RE | 1021466 | 55581 | KING_SE_KINGSE | EXIS3 | King Mountain Wind Ranch 1 | KING MOUNTAIN WIND (SE) | 0 | WT | WND | 0 | Wind | 2001 |  | 40.3 | 7.695 | 8.1 | 7.695 | 7.695 | 7.695 | 7.695 | 7.695 | 7.695 | 7.695 | 7.695 | 7.695 | 7.695 | 7.695 | 8.1 | 8.1 | 8.1 | 8.1 | 8.1 | 8.1 | 8.1 | 8.1 | 8.1 | 8.1 | 8.1 | 0 | 0 | 0 | 0 | 0 | 0 | 0 | 0 | 0 | 0 | 0 | 0 | 0 | 0 | 0 | 0 | 0 | 0 | 0 | 0 | 0 | 0
Existing | US | Texas RE | 1601801 | 55581 | KING_SW_KINGSW | EXIS4 | King Mountain Wind Ranch 1 | KING MOUNTAIN WIND (SW) | 0 | WT | WND | 0 | Wind | 2001 |  | 79.3 | 15.143 | 15.94 | 15.143 | 15.143 | 15.143 | 15.143 | 15.143 | 15.143 | 15.143 | 15.143 | 15.143 | 15.143 | 15.143 | 15.94 | 15.94 | 15.94 | 15.94 | 15.94 | 15.94 | 15.94 | 15.94 | 15.94 | 15.94 | 15.94 | 0 | 0 | 0 | 0 | 0 | 0 | 0 | 0 | 0 | 0 | 0 | 0 | 0 | 0 | 0 | 0 | 0 | 0 | 0 | 0 | 0 | 0
Existing | US | Texas RE | 1822362 | 57153 | LGD_LANGFORD | 1 | Langford Wind Power | LANGFORD WIND POWER | 0 | WT | WND | 0 | Wind | 2009 |  | 155 | 30.4 | 32 | 30.4 | 30.4 | 30.4 | 30.4 | 30.4 | 30.4 | 30.4 | 30.4 | 30.4 | 30.4 | 30.4 | 32 | 32 | 32 | 32 | 32 | 32 | 32 | 32 | 32 | 32 | 32 | 0 | 0 | 0 | 0 | 0 | 0 | 0 | 0 | 0 | 0 | 0 | 0 | 0 | 0 | 0 | 0 | 0 | 0 | 0 | 0 | 0 | 0
Existing | US | Texas RE |  | 62356 | LOCKETT_UNIT1 | 0 | Lockett Windfarm | LOCKETT WIND FARM | 0 | WT | WND | 0 | Wind | 2019 |  | 183.7 | 34.903 | 36.74 | 34.903 | 34.903 | 34.903 | 34.903 | 34.903 | 34.903 | 34.903 | 34.903 | 34.903 | 34.903 | 34.903 | 36.74 | 36.74 | 36.74 | 36.74 | 36.74 | 36.74 | 36.74 | 36.74 | 36.74 | 36.74 | 36.74 | 0 | 0 | 0 | 0 | 0 | 0 | 0 | 0 | 0 | 0 | 0 | 0 | 0 | 0 | 0 | 0 | 0 | 0 | 0 | 0 | 0 | 0
Existing | US | Texas RE | 1118092 | 59442 | LGW_UNIT1 | 0 | Logans Gap Wind LLC | LOGANS GAP WIND I U1 | 0 | WT | WND | 0 | Wind | 2015 |  | 103.85 | 20.197 | 21.26 | 20.197 | 20.197 | 20.197 | 20.197 | 20.197 | 20.197 | 20.197 | 20.197 | 20.197 | 20.197 | 20.197 | 21.26 | 21.26 | 21.26 | 21.26 | 21.26 | 21.26 | 21.26 | 21.26 | 21.26 | 21.26 | 21.26 | 0 | 0 | 0 | 0 | 0 | 0 | 0 | 0 | 0 | 0 | 0 | 0 | 0 | 0 | 0 | 0 | 0 | 0 | 0 | 0 | 0 | 0
Existing | US | Texas RE | 1152476 | 59442 | LGW_UNIT2 | 0 | Logans Gap Wind LLC | LOGANS GAP WIND I U2 | 0 | WT | WND | 0 | Wind | 2015 |  | 106.26 | 19.722 | 20.76 | 19.722 | 19.722 | 19.722 | 19.722 | 19.722 | 19.722 | 19.722 | 19.722 | 19.722 | 19.722 | 19.722 | 20.76 | 20.76 | 20.76 | 20.76 | 20.76 | 20.76 | 20.76 | 20.76 | 20.76 | 20.76 | 20.76 | 0 | 0 | 0 | 0 | 0 | 0 | 0 | 0 | 0 | 0 | 0 | 0 | 0 | 0 | 0 | 0 | 0 | 0 | 0 | 0 | 0 | 0
Existing | US | Texas RE | 1960746 | 56395 | LNCRK_G83 | 1 | Mesquite Wind Power LLC | LONE STAR WIND 1 (MESQUITE) | 0 | WT | WND | 0 | Wind | 2006 |  | 200 | 36.86 | 38.8 | 36.86 | 36.86 | 36.86 | 36.86 | 36.86 | 36.86 | 36.86 | 36.86 | 36.86 | 36.86 | 36.86 | 38.8 | 38.8 | 38.8 | 38.8 | 38.8 | 38.8 | 38.8 | 38.8 | 38.8 | 38.8 | 38.8 | 0 | 0 | 0 | 0 | 0 | 0 | 0 | 0 | 0 | 0 | 0 | 0 | 0 | 0 | 0 | 0 | 0 | 0 | 0 | 0 | 0 | 0
Existing | US | Texas RE | 1389004 | 56483 | LNCRK2_G871 | 1 | Post Oak Wind LLC | LONE STAR WIND 2 (POST OAK) U1 | 0 | WT | WND | 0 | Wind | 2007 |  | 100 | 18.62 | 19.6 | 18.62 | 18.62 | 18.62 | 18.62 | 18.62 | 18.62 | 18.62 | 18.62 | 18.62 | 18.62 | 18.62 | 19.6 | 19.6 | 19.6 | 19.6 | 19.6 | 19.6 | 19.6 | 19.6 | 19.6 | 19.6 | 19.6 | 0 | 0 | 0 | 0 | 0 | 0 | 0 | 0 | 0 | 0 | 0 | 0 | 0 | 0 | 0 | 0 | 0 | 0 | 0 | 0 | 0 | 0 | upgrade/repower project in queue
Existing | US | Texas RE | 1836076 | 56483 | LNCRK2_G872 | 1 | Post Oak Wind LLC | LONE STAR WIND 2 (POST OAK) U2 | 0 | WT | WND | 0 | Wind | 2007 |  | 100 | 19 | 20 | 19 | 19 | 19 | 19 | 19 | 19 | 19 | 19 | 19 | 19 | 19 | 20 | 20 | 20 | 20 | 20 | 20 | 20 | 20 | 20 | 20 | 20 | 0 | 0 | 0 | 0 | 0 | 0 | 0 | 0 | 0 | 0 | 0 | 0 | 0 | 0 | 0 | 0 | 0 | 0 | 0 | 0 | 0 | 0 | upgrade/repower project in queue
Existing | US | Texas RE | 1782183 | 57303 | LONEWOLF_G1 | LWG1 | Loraine Windpower Park LLC | LORAINE WINDPARK I | 0 | WT | WND | 0 | Wind | 2010 |  | 49.5 | 9.12 | 9.6 | 9.12 | 9.12 | 9.12 | 9.12 | 9.12 | 9.12 | 9.12 | 9.12 | 9.12 | 9.12 | 9.12 | 9.6 | 9.6 | 9.6 | 9.6 | 9.6 | 9.6 | 9.6 | 9.6 | 9.6 | 9.6 | 9.6 | 0 | 0 | 0 | 0 | 0 | 0 | 0 | 0 | 0 | 0 | 0 | 0 | 0 | 0 | 0 | 0 | 0 | 0 | 0 | 0 | 0 | 0
Existing | US | Texas RE | 1022569 | 57303 | LONEWOLF_G2 | LWG2 | Loraine Windpower Park LLC | LORAINE WINDPARK II | 0 | WT | WND | 0 | Wind | 2010 |  | 51 | 9.69 | 10.2 | 9.69 | 9.69 | 9.69 | 9.69 | 9.69 | 9.69 | 9.69 | 9.69 | 9.69 | 9.69 | 9.69 | 10.2 | 10.2 | 10.2 | 10.2 | 10.2 | 10.2 | 10.2 | 10.2 | 10.2 | 10.2 | 10.2 | 0 | 0 | 0 | 0 | 0 | 0 | 0 | 0 | 0 | 0 | 0 | 0 | 0 | 0 | 0 | 0 | 0 | 0 | 0 | 0 | 0 | 0
Existing | US | Texas RE | 1969076 | 57303 | LONEWOLF_G3 | LWG1 | Loraine Windpower Park LLC | LORAINE WINDPARK III | 0 | WT | WND | 0 | Wind | 2011 |  | 25.5 | 4.845 | 5.1 | 4.845 | 4.845 | 4.845 | 4.845 | 4.845 | 4.845 | 4.845 | 4.845 | 4.845 | 4.845 | 4.845 | 5.1 | 5.1 | 5.1 | 5.1 | 5.1 | 5.1 | 5.1 | 5.1 | 5.1 | 5.1 | 5.1 | 0 | 0 | 0 | 0 | 0 | 0 | 0 | 0 | 0 | 0 | 0 | 0 | 0 | 0 | 0 | 0 | 0 | 0 | 0 | 0 | 0 | 0
Existing | US | Texas RE | 1540045 | 57303 | LONEWOLF_G4 | LWG2 | Loraine Windpower Park LLC | LORAINE WINDPARK IV | 0 | WT | WND | 0 | Wind | 2011 |  | 24 | 4.56 | 4.8 | 4.56 | 4.56 | 4.56 | 4.56 | 4.56 | 4.56 | 4.56 | 4.56 | 4.56 | 4.56 | 4.56 | 4.8 | 4.8 | 4.8 | 4.8 | 4.8 | 4.8 | 4.8 | 4.8 | 4.8 | 4.8 | 4.8 | 0 | 0 | 0 | 0 | 0 | 0 | 0 | 0 | 0 | 0 | 0 | 0 | 0 | 0 | 0 | 0 | 0 | 0 | 0 | 0 | 0 | 0
Existing | US | Texas RE | 1684815 | 59320 | LV3_UNIT_1 | GEN1 | Los Vientos Windpower III | LOS VIENTOS III WIND | 0 | WT | WND | 0 | Wind | 2015 |  | 200 | 38 | 40 | 38 | 38 | 38 | 38 | 38 | 38 | 38 | 38 | 38 | 38 | 38 | 40 | 40 | 40 | 40 | 40 | 40 | 40 | 40 | 40 | 40 | 40 | 0 | 0 | 0 | 0 | 0 | 0 | 0 | 0 | 0 | 0 | 0 | 0 | 0 | 0 | 0 | 0 | 0 | 0 | 0 | 0 | 0 | 0
Existing | US | Texas RE |  | 59321 | LV4_UNIT_1 |  | Los Vientos Windpower IV | LOS VIENTOS IV WIND | 0 | WT | WND | 0 | Wind | 2016 |  | 200 | 38 | 40 | 38 | 38 | 38 | 38 | 38 | 38 | 38 | 38 | 38 | 38 | 38 | 40 | 40 | 40 | 40 | 40 | 40 | 40 | 40 | 40 | 40 | 40 | 0 | 0 | 0 | 0 | 0 | 0 | 0 | 0 | 0 | 0 | 0 | 0 | 0 | 0 | 0 | 0 | 0 | 0 | 0 | 0 | 0 | 0
Existing | US | Texas RE |  | 60059 | LV5_UNIT_1 |  | Los Vientos V Wind Power | LOS VIENTOS V WIND | 0 | WT | WND | 0 | Wind | 2016 |  | 110 | 20.9 | 22 | 20.9 | 20.9 | 20.9 | 20.9 | 20.9 | 20.9 | 20.9 | 20.9 | 20.9 | 20.9 | 20.9 | 22 | 22 | 22 | 22 | 22 | 22 | 22 | 22 | 22 | 22 | 22 | 0 | 0 | 0 | 0 | 0 | 0 | 0 | 0 | 0 | 0 | 0 | 0 | 0 | 0 | 0 | 0 | 0 | 0 | 0 | 0 | 0 | 0
Existing | US | Texas RE | 1458620 | 59332 | MESQCRK_WND1 | MSCRK | Mesquite Creek Wind | MESQUITE CREEK WIND 1 | 0 | WT | WND | 0 | Wind | 2015 |  | 105.61 | 20.064 | 21.12 | 20.064 | 20.064 | 20.064 | 20.064 | 20.064 | 20.064 | 20.064 | 20.064 | 20.064 | 20.064 | 20.064 | 21.12 | 21.12 | 21.12 | 21.12 | 21.12 | 21.12 | 21.12 | 21.12 | 21.12 | 21.12 | 21.12 | 0 | 0 | 0 | 0 | 0 | 0 | 0 | 0 | 0 | 0 | 0 | 0 | 0 | 0 | 0 | 0 | 0 | 0 | 0 | 0 | 0 | 0
Existing | US | Texas RE | 1511263 | 59332 | MESQCRK_WND2 | MSCRK | Mesquite Creek Wind | MESQUITE CREEK WIND 2 | 0 | WT | WND | 0 | Wind | 2015 |  | 105.61 | 20.064 | 21.12 | 20.064 | 20.064 | 20.064 | 20.064 | 20.064 | 20.064 | 20.064 | 20.064 | 20.064 | 20.064 | 20.064 | 21.12 | 21.12 | 21.12 | 21.12 | 21.12 | 21.12 | 21.12 | 21.12 | 21.12 | 21.12 | 21.12 | 0 | 0 | 0 | 0 | 0 | 0 | 0 | 0 | 0 | 0 | 0 | 0 | 0 | 0 | 0 | 0 | 0 | 0 | 0 | 0 | 0 | 0
Existing | US | Texas RE |  | 59972 | NBOHR_UNIT1 |  | Bearkat | NIELS BOHR WIND A (BEARKAT WIND A) | 0 | WT | WND | 0 | Wind | 2018 |  | 197 | 37.354 | 39.32 | 37.354 | 37.354 | 37.354 | 37.354 | 37.354 | 37.354 | 37.354 | 37.354 | 37.354 | 37.354 | 37.354 | 39.32 | 39.32 | 39.32 | 39.32 | 39.32 | 39.32 | 39.32 | 39.32 | 39.32 | 39.32 | 39.32 | 0 | 0 | 0 | 0 | 0 | 0 | 0 | 0 | 0 | 0 | 0 | 0 | 0 | 0 | 0 | 0 | 0 | 0 | 0 | 0 | 0 | 0
Existing | US | Texas RE | 1626678 | 56961 | NWF_NWF1 | VESTA | Notrees Windpower | NOTREES WIND 1 | 0 | WT | WND | 0 | Wind | 2009 |  | 92.61 | 17.594 | 18.52 | 17.594 | 17.594 | 17.594 | 17.594 | 17.594 | 17.594 | 17.594 | 17.594 | 17.594 | 17.594 | 17.594 | 18.52 | 18.52 | 18.52 | 18.52 | 18.52 | 18.52 | 18.52 | 18.52 | 18.52 | 18.52 | 18.52 | 0 | 0 | 0 | 0 | 0 | 0 | 0 | 0 | 0 | 0 | 0 | 0 | 0 | 0 | 0 | 0 | 0 | 0 | 0 | 0 | 0 | 0
Existing | US | Texas RE | 1450076 | 56961 | NWF_NWF2 | GE | Notrees Windpower | NOTREES WIND 2 | 0 | WT | WND | 0 | Wind | 2009 |  | 60 | 11.4 | 12 | 11.4 | 11.4 | 11.4 | 11.4 | 11.4 | 11.4 | 11.4 | 11.4 | 11.4 | 11.4 | 11.4 | 12 | 12 | 12 | 12 | 12 | 12 | 12 | 12 | 12 | 12 | 12 | 0 | 0 | 0 | 0 | 0 | 0 | 0 | 0 | 0 | 0 | 0 | 0 | 0 | 0 | 0 | 0 | 0 | 0 | 0 | 0 | 0 | 0
Existing | US | Texas RE | 1608753 | 56959 | OWF_OWF | OWF | Ocotillo Windpower | OCOTILLO WIND | 0 | WT | WND | 0 | Wind | 2008 |  | 58.8 | 11.172 | 11.76 | 11.172 | 11.172 | 11.172 | 11.172 | 11.172 | 11.172 | 11.172 | 11.172 | 11.172 | 11.172 | 11.172 | 11.76 | 11.76 | 11.76 | 11.76 | 11.76 | 11.76 | 11.76 | 11.76 | 11.76 | 11.76 | 11.76 | 0 | 0 | 0 | 0 | 0 | 0 | 0 | 0 | 0 | 0 | 0 | 0 | 0 | 0 | 0 | 0 | 0 | 0 | 0 | 0 | 0 | 0
Existing | US | Texas RE | 1021130 | 56920 | PC_NORTH_PANTHER1 | 1 | EC&R Panther Creek Wind Farm I | PANTHER CREEK WIND 1 | 0 | WT | WND | 0 | Wind | 2008 |  | 142.5 | 27.075 | 28.5 | 27.075 | 27.075 | 27.075 | 27.075 | 27.075 | 27.075 | 27.075 | 27.075 | 27.075 | 27.075 | 27.075 | 28.5 | 28.5 | 28.5 | 28.5 | 28.5 | 28.5 | 28.5 | 28.5 | 28.5 | 28.5 | 28.5 | 0 | 0 | 0 | 0 | 0 | 0 | 0 | 0 | 0 | 0 | 0 | 0 | 0 | 0 | 0 | 0 | 0 | 0 | 0 | 0 | 0 | 0
Existing | US | Texas RE | 1546412 | 56921 | PC_SOUTH_PANTHER2 | 1 | EC&R Panther Creek Wind Farm II | PANTHER CREEK WIND 2 | 0 | WT | WND | 0 | Wind | 2019 |  | 115.5 | 21.945 | 23.1 | 21.945 | 21.945 | 21.945 | 21.945 | 21.945 | 21.945 | 21.945 | 21.945 | 21.945 | 21.945 | 21.945 | 23.1 | 23.1 | 23.1 | 23.1 | 23.1 | 23.1 | 23.1 | 23.1 | 23.1 | 23.1 | 23.1 | 0 | 0 | 0 | 0 | 0 | 0 | 0 | 0 | 0 | 0 | 0 | 0 | 0 | 0 | 0 | 0 | 0 | 0 | 0 | 0 | 0 | 0
Existing | US | Texas RE | 1267661 | 56979 | PC_SOUTH_PANTHER3 | 1 | EC&R Panther Creek Wind Farm III | PANTHER CREEK WIND 3 | 0 | WT | WND | 0 | Wind | 2009 |  | 199.5 | 37.905 | 39.9 | 37.905 | 37.905 | 37.905 | 37.905 | 37.905 | 37.905 | 37.905 | 37.905 | 37.905 | 37.905 | 37.905 | 39.9 | 39.9 | 39.9 | 39.9 | 39.9 | 39.9 | 39.9 | 39.9 | 39.9 | 39.9 | 39.9 | 0 | 0 | 0 | 0 | 0 | 0 | 0 | 0 | 0 | 0 | 0 | 0 | 0 | 0 | 0 | 0 | 0 | 0 | 0 | 0 | 0 | 0 | upgrade/repower project in queue
Existing | US | Texas RE | 1471063 | 55796 | WOODWRD1_WOODWRD1 | 1 | Woodward Mountain I | PECOS WIND 1 (WOODWARD) | 0 | WT | WND | 0 | Wind | 2001 |  | 82 | 17.461 | 18.38 | 17.461 | 17.461 | 17.461 | 17.461 | 17.461 | 17.461 | 17.461 | 17.461 | 17.461 | 17.461 | 17.461 | 18.38 | 18.38 | 18.38 | 18.38 | 18.38 | 18.38 | 18.38 | 18.38 | 18.38 | 18.38 | 18.38 | 0 | 0 | 0 | 0 | 0 | 0 | 0 | 0 | 0 | 0 | 0 | 0 | 0 | 0 | 0 | 0 | 0 | 0 | 0 | 0 | 0 | 0
Existing | US | Texas RE | 1994643 | 55795 | WOODWRD2_WOODWRD2 | 1 | Woodward Mountain II | PECOS WIND 2 (WOODWARD) | 0 | WT | WND | 0 | Wind | 2001 |  | 78 | 16.34 | 17.2 | 16.34 | 16.34 | 16.34 | 16.34 | 16.34 | 16.34 | 16.34 | 16.34 | 16.34 | 16.34 | 16.34 | 17.2 | 17.2 | 17.2 | 17.2 | 17.2 | 17.2 | 17.2 | 17.2 | 17.2 | 17.2 | 17.2 | 0 | 0 | 0 | 0 | 0 | 0 | 0 | 0 | 0 | 0 | 0 | 0 | 0 | 0 | 0 | 0 | 0 | 0 | 0 | 0 | 0 | 0
Existing | US | Texas RE | 1163408 | 56981 | PYR_PYRON1 | 1 | Pyron Wind Farm LLC | PYRON WIND 1 | 0 | WT | WND | 0 | Wind | 2008 |  | 121.5 | 23.085 | 24.3 | 23.085 | 23.085 | 23.085 | 23.085 | 23.085 | 23.085 | 23.085 | 23.085 | 23.085 | 23.085 | 23.085 | 24.3 | 24.3 | 24.3 | 24.3 | 24.3 | 24.3 | 24.3 | 24.3 | 24.3 | 24.3 | 24.3 | 0 | 0 | 0 | 0 | 0 | 0 | 0 | 0 | 0 | 0 | 0 | 0 | 0 | 0 | 0 | 0 | 0 | 0 | 0 | 0 | 0 | 0
Existing | US | Texas RE | 1163408 | 56981 | PYR_PYRON2 |  | Pyron Wind Farm LLC | PYRON WIND 2 | 0 | WT | WND | 0 | Wind | 2008 |  | 127.5 | 24.225 | 25.5 | 24.225 | 24.225 | 24.225 | 24.225 | 24.225 | 24.225 | 24.225 | 24.225 | 24.225 | 24.225 | 24.225 | 25.5 | 25.5 | 25.5 | 25.5 | 25.5 | 25.5 | 25.5 | 25.5 | 25.5 | 25.5 | 25.5 | 0 | 0 | 0 | 0 | 0 | 0 | 0 | 0 | 0 | 0 | 0 | 0 | 0 | 0 | 0 | 0 | 0 | 0 | 0 | 0 | 0 | 0
Existing | US | Texas RE |  | 62259 | RANCHERO_UNIT1 | 0 | Ranchero Wind Farm LLC | RANCHERO WIND | 0 | WT | WND | 0 | Wind | 2020 |  | 150 | 28.5 | 30 | 28.5 | 28.5 | 28.5 | 28.5 | 28.5 | 28.5 | 28.5 | 28.5 | 28.5 | 28.5 | 28.5 | 30 | 30 | 30 | 30 | 30 | 30 | 30 | 30 | 30 | 30 | 30 | 0 | 0 | 0 | 0 | 0 | 0 | 0 | 0 | 0 | 0 | 0 | 0 | 0 | 0 | 0 | 0 | 0 | 0 | 0 | 0 | 0 | 0
Existing | US | Texas RE |  | 62259 | RANCHERO_UNIT2 | 0 | Ranchero Wind Farm LLC | RANCHERO WIND | 0 | WT | WND | 0 | Wind | 2020 |  | 150 | 28.5 | 30 | 28.5 | 28.5 | 28.5 | 28.5 | 28.5 | 28.5 | 28.5 | 28.5 | 28.5 | 28.5 | 28.5 | 30 | 30 | 30 | 30 | 30 | 30 | 30 | 30 | 30 | 30 | 30 | 0 | 0 | 0 | 0 | 0 | 0 | 0 | 0 | 0 | 0 | 0 | 0 | 0 | 0 | 0 | 0 | 0 | 0 | 0 | 0 | 0 | 0
Existing | US | Texas RE | 1460119 | 59943 | RSNAKE_G1 | 0 | Rattlesnake Den | RATTLESNAKE I WIND ENERGY CENTER G1 | 0 | WT | WND | 0 | Wind | 2015 |  | 104.26 | 19.817 | 20.86 | 19.817 | 19.817 | 19.817 | 19.817 | 19.817 | 19.817 | 19.817 | 19.817 | 19.817 | 19.817 | 19.817 | 20.86 | 20.86 | 20.86 | 20.86 | 20.86 | 20.86 | 20.86 | 20.86 | 20.86 | 20.86 | 20.86 | 0 | 0 | 0 | 0 | 0 | 0 | 0 | 0 | 0 | 0 | 0 | 0 | 0 | 0 | 0 | 0 | 0 | 0 | 0 | 0 | 0 | 0
Existing | US | Texas RE | 1456422 | 59943 | RSNAKE_G2 | 0 | Rattlesnake Den | RATTLESNAKE I WIND ENERGY CENTER G2 | 0 | WT | WND | 0 | Wind | 2015 |  | 102.99 | 19.57 | 20.6 | 19.57 | 19.57 | 19.57 | 19.57 | 19.57 | 19.57 | 19.57 | 19.57 | 19.57 | 19.57 | 19.57 | 20.6 | 20.6 | 20.6 | 20.6 | 20.6 | 20.6 | 20.6 | 20.6 | 20.6 | 20.6 | 20.6 | 0 | 0 | 0 | 0 | 0 | 0 | 0 | 0 | 0 | 0 | 0 | 0 | 0 | 0 | 0 | 0 | 0 | 0 | 0 | 0 | 0 | 0
Existing | US | Texas RE | 1286643 | 56457 | RDCANYON_RDCNY1 | 1 | Post Wind Farm LP | RED CANYON WIND | 0 | WT | WND | 0 | Wind | 2006 |  | 84 | 17.024 | 17.92 | 17.024 | 17.024 | 17.024 | 17.024 | 17.024 | 17.024 | 17.024 | 17.024 | 17.024 | 17.024 | 17.024 | 17.92 | 17.92 | 17.92 | 17.92 | 17.92 | 17.92 | 17.92 | 17.92 | 17.92 | 17.92 | 17.92 | 0 | 0 | 0 | 0 | 0 | 0 | 0 | 0 | 0 | 0 | 0 | 0 | 0 | 0 | 0 | 0 | 0 | 0 | 0 | 0 | 0 | 0
Existing | US | Texas RE |  | 60217 | FERMI_WIND1 |  | Rocksprings | ROCK SPRINGS VAL VERDE WIND (FERMI) 1 | 0 | WT | WND | 0 | Wind | 2017 |  | 121.9 | 23.161 | 24.38 | 23.161 | 23.161 | 23.161 | 23.161 | 23.161 | 23.161 | 23.161 | 23.161 | 23.161 | 23.161 | 23.161 | 24.38 | 24.38 | 24.38 | 24.38 | 24.38 | 24.38 | 24.38 | 24.38 | 24.38 | 24.38 | 24.38 | 0 | 0 | 0 | 0 | 0 | 0 | 0 | 0 | 0 | 0 | 0 | 0 | 0 | 0 | 0 | 0 | 0 | 0 | 0 | 0 | 0 | 0
Existing | US | Texas RE |  | 60217 | FERMI_WIND2 |  | Rocksprings | ROCK SPRINGS VAL VERDE WIND (FERMI) 2 | 0 | WT | WND | 0 | Wind | 2017 |  | 27.44 | 5.206 | 5.48 | 5.206 | 5.206 | 5.206 | 5.206 | 5.206 | 5.206 | 5.206 | 5.206 | 5.206 | 5.206 | 5.206 | 5.48 | 5.48 | 5.48 | 5.48 | 5.48 | 5.48 | 5.48 | 5.48 | 5.48 | 5.48 | 5.48 | 0 | 0 | 0 | 0 | 0 | 0 | 0 | 0 | 0 | 0 | 0 | 0 | 0 | 0 | 0 | 0 | 0 | 0 | 0 | 0 | 0 | 0
Existing | US | Texas RE | 1675949 | 56593 | TKWSW1_ROSCOE | RO1 | Roscoe Wind Farm LLC | ROSCOE WIND | 0 | WT | WND | 0 | Wind | 2008 |  | 114 | 21.66 | 22.8 | 21.66 | 21.66 | 21.66 | 21.66 | 21.66 | 21.66 | 21.66 | 21.66 | 21.66 | 21.66 | 21.66 | 22.8 | 22.8 | 22.8 | 22.8 | 22.8 | 22.8 | 22.8 | 22.8 | 22.8 | 22.8 | 22.8 | 0 | 0 | 0 | 0 | 0 | 0 | 0 | 0 | 0 | 0 | 0 | 0 | 0 | 0 | 0 | 0 | 0 | 0 | 0 | 0 | 0 | 0
Existing | US | Texas RE | 1675949 | 56593 | TKWSW1_ROSCOE2A |  | Roscoe Wind Farm LLC | ROSCOE WIND 2A | 0 | WT | WND | 0 | Wind | 2008 |  | 95 | 18.05 | 19 | 18.05 | 18.05 | 18.05 | 18.05 | 18.05 | 18.05 | 18.05 | 18.05 | 18.05 | 18.05 | 18.05 | 19 | 19 | 19 | 19 | 19 | 19 | 19 | 19 | 19 | 19 | 19 | 0 | 0 | 0 | 0 | 0 | 0 | 0 | 0 | 0 | 0 | 0 | 0 | 0 | 0 | 0 | 0 | 0 | 0 | 0 | 0 | 0 | 0
Existing | US | Texas RE |  | 60743 | RTS_U1 | 0 | Rattlesnake Power, LLC | RTS WIND | 0 | WT | WND | 0 | Wind | 2018 |  | 160 | 30.4 | 32 | 30.4 | 30.4 | 30.4 | 30.4 | 30.4 | 30.4 | 30.4 | 30.4 | 30.4 | 30.4 | 30.4 | 32 | 32 | 32 | 32 | 32 | 32 | 32 | 32 | 32 | 32 | 32 | 0 | 0 | 0 | 0 | 0 | 0 | 0 | 0 | 0 | 0 | 0 | 0 | 0 | 0 | 0 | 0 | 0 | 0 | 0 | 0 | 0 | 0
Existing | US | Texas RE | 1415046 | 56479 | MCDLD_SBW1 | 2 | Sand Bluff Wind Farm | SAND BLUFF WIND | 0 | WT | WND | 0 | Wind | 2008 |  | 90 | 17.1 | 18 | 17.1 | 17.1 | 17.1 | 17.1 | 17.1 | 17.1 | 17.1 | 17.1 | 17.1 | 17.1 | 17.1 | 18 | 18 | 18 | 18 | 18 | 18 | 18 | 18 | 18 | 18 | 18 | 0 | 0 | 0 | 0 | 0 | 0 | 0 | 0 | 0 | 0 | 0 | 0 | 0 | 0 | 0 | 0 | 0 | 0 | 0 | 0 | 0 | 0 | upgrade/repower project in queue
Existing | US | Texas RE | 1870751 | 59654 | EXGNSND_WIND_1 | 0 | Sendero | SENDERO WIND ENERGY | 0 | WT | WND | 0 | Wind | 2015 |  | 76 | 14.44 | 15.2 | 14.44 | 14.44 | 14.44 | 14.44 | 14.44 | 14.44 | 14.44 | 14.44 | 14.44 | 14.44 | 14.44 | 15.2 | 15.2 | 15.2 | 15.2 | 15.2 | 15.2 | 15.2 | 15.2 | 15.2 | 15.2 | 15.2 | 0 | 0 | 0 | 0 | 0 | 0 | 0 | 0 | 0 | 0 | 0 | 0 | 0 | 0 | 0 | 0 | 0 | 0 | 0 | 0 | 0 | 0
Existing | US | Texas RE |  | 62227 | S_HILLS_UNIT1 | 0 | Seymour Hills Wind Project, LLC | SEYMOUR HILLS WIND (S_HILLS WIND) | 0 | WT | WND | 0 | Wind | 2019 |  | 30.2 | 5.738 | 6.04 | 5.738 | 5.738 | 5.738 | 5.738 | 5.738 | 5.738 | 5.738 | 5.738 | 5.738 | 5.738 | 5.738 | 6.04 | 6.04 | 6.04 | 6.04 | 6.04 | 6.04 | 6.04 | 6.04 | 6.04 | 6.04 | 6.04 | 0 | 0 | 0 | 0 | 0 | 0 | 0 | 0 | 0 | 0 | 0 | 0 | 0 | 0 | 0 | 0 | 0 | 0 | 0 | 0 | 0 | 0
Existing | US | Texas RE | 1834636 | 57981 | SENATEWD_UNIT1 | GEN1 | Senate Wind LLC | SENATE WIND | 0 | WT | WND | 0 | Wind | 2012 |  | 150 | 28.5 | 30 | 28.5 | 28.5 | 28.5 | 28.5 | 28.5 | 28.5 | 28.5 | 28.5 | 28.5 | 28.5 | 28.5 | 30 | 30 | 30 | 30 | 30 | 30 | 30 | 30 | 30 | 30 | 30 | 0 | 0 | 0 | 0 | 0 | 0 | 0 | 0 | 0 | 0 | 0 | 0 | 0 | 0 | 0 | 0 | 0 | 0 | 0 | 0 | 0 | 0
Existing | US | Texas RE | 1981226 | 59034 | SHANNONW_UNIT_1 | SHAN1 | Shannon Wind | SHANNON WIND | 0 | WT | WND | 0 | Wind | 2015 |  | 204.1 | 38.779 | 40.82 | 38.779 | 38.779 | 38.779 | 38.779 | 38.779 | 38.779 | 38.779 | 38.779 | 38.779 | 38.779 | 38.779 | 40.82 | 40.82 | 40.82 | 40.82 | 40.82 | 40.82 | 40.82 | 40.82 | 40.82 | 40.82 | 40.82 | 0 | 0 | 0 | 0 | 0 | 0 | 0 | 0 | 0 | 0 | 0 | 0 | 0 | 0 | 0 | 0 | 0 | 0 | 0 | 0 | 0 | 0
Existing | US | Texas RE | 1845207 | 57415 | KEO_SHRBINO2 | 1 | Sherbino II | SHERBINO 2 WIND | 0 | WT | WND | 0 | Wind | 2011 |  | 132 | 25.08 | 26.4 | 25.08 | 25.08 | 25.08 | 25.08 | 25.08 | 25.08 | 25.08 | 25.08 | 25.08 | 25.08 | 25.08 | 26.4 | 26.4 | 26.4 | 26.4 | 26.4 | 26.4 | 26.4 | 26.4 | 26.4 | 26.4 | 26.4 | 0 | 0 | 0 | 0 | 0 | 0 | 0 | 0 | 0 | 0 | 0 | 0 | 0 | 0 | 0 | 0 | 0 | 0 | 0 | 0 | 0 | 0 | upgrade/repower project in queue
Existing | US | Texas RE | 1655397 | 56771 | FLTCK_SSI | 1 | Silver Star I Wind Power Project | SILVER STAR WIND | 0 | WT | WND | 0 | Wind | 2008 |  | 60 | 10.032 | 10.56 | 10.032 | 10.032 | 10.032 | 10.032 | 10.032 | 10.032 | 10.032 | 10.032 | 10.032 | 10.032 | 10.032 | 10.56 | 10.56 | 10.56 | 10.56 | 10.56 | 10.56 | 10.56 | 10.56 | 10.56 | 10.56 | 10.56 | 0 | 0 | 0 | 0 | 0 | 0 | 0 | 0 | 0 | 0 | 0 | 0 | 0 | 0 | 0 | 0 | 0 | 0 | 0 | 0 | 0 | 0 | upgrade/repower project in queue
Retired | US | Texas RE | 1112475 | 56602 | ENAS_ENA1 | SNY1 | Snyder Wind Farm | SNYDER WIND | 0 | WT | WND | 0 | Wind | 2007 | 2021-06-01 | 46.2 | 11.97 | 12.6 | 0 | 0 | 0 | 0 | 0 | 0 | 0 | 0 | 0 | 0 | 0 | 0 | 0 | 0 | 0 | 0 | 0 | 0 | 0 | 0 | 0 | 0 | 0 | 0 | 0 | 0 | 0 | 0 | 0 | 0 | 0 | 0 | 0 | 0 | 0 | 0 | 0 | 0 | 0 | 0 | 0 | 0 | 0 | 0 | Unit has ceased operations due to Forced Outage and is being decommissioned and retired permanently on June 1, 2021.
Existing | US | Texas RE | 1645117 | 56649 | STWF_T1 | 0 | South Trent Wind Farm | SOUTH TRENT WIND | 0 | WT | WND | 0 | Wind | 2008 |  | 98.2 | 18.658 | 19.64 | 18.658 | 18.658 | 18.658 | 18.658 | 18.658 | 18.658 | 18.658 | 18.658 | 18.658 | 18.658 | 18.658 | 19.64 | 19.64 | 19.64 | 19.64 | 19.64 | 19.64 | 19.64 | 19.64 | 19.64 | 19.64 | 19.64 | 0 | 0 | 0 | 0 | 0 | 0 | 0 | 0 | 0 | 0 | 0 | 0 | 0 | 0 | 0 | 0 | 0 | 0 | 0 | 0 | 0 | 0
Existing | US | Texas RE | 1456994 | 56644 | SWEC_G1 | 1 | Stanton Wind Energy LLC | STANTON WIND ENERGY | 0 | WT | WND | 0 | Wind | 2008 |  | 120 | 22.8 | 24 | 22.8 | 22.8 | 22.8 | 22.8 | 22.8 | 22.8 | 22.8 | 22.8 | 22.8 | 22.8 | 22.8 | 24 | 24 | 24 | 24 | 24 | 24 | 24 | 24 | 24 | 24 | 24 | 0 | 0 | 0 | 0 | 0 | 0 | 0 | 0 | 0 | 0 | 0 | 0 | 0 | 0 | 0 | 0 | 0 | 0 | 0 | 0 | 0 | 0
Existing | US | Texas RE | 1234264 | 57983 | SRWE1_UNIT1 | 1 | Stephens Ranch Wind Energy LLC | STEPHENS RANCH WIND 1 | 0 | WT | WND | 0 | Wind | 2014 |  | 211.22 | 40.128 | 42.24 | 40.128 | 40.128 | 40.128 | 40.128 | 40.128 | 40.128 | 40.128 | 40.128 | 40.128 | 40.128 | 40.128 | 42.24 | 42.24 | 42.24 | 42.24 | 42.24 | 42.24 | 42.24 | 42.24 | 42.24 | 42.24 | 42.24 | 0 | 0 | 0 | 0 | 0 | 0 | 0 | 0 | 0 | 0 | 0 | 0 | 0 | 0 | 0 | 0 | 0 | 0 | 0 | 0 | 0 | 0
Existing | US | Texas RE | 1198358 | 57983 | SRWE1_SRWE2 | 2 | Stephens Ranch Wind Energy LLC | STEPHENS RANCH WIND 2 | 0 | WT | WND | 0 | Wind | 2015 |  | 164.68 | 31.293 | 32.94 | 31.293 | 31.293 | 31.293 | 31.293 | 31.293 | 31.293 | 31.293 | 31.293 | 31.293 | 31.293 | 31.293 | 32.94 | 32.94 | 32.94 | 32.94 | 32.94 | 32.94 | 32.94 | 32.94 | 32.94 | 32.94 | 32.94 | 0 | 0 | 0 | 0 | 0 | 0 | 0 | 0 | 0 | 0 | 0 | 0 | 0 | 0 | 0 | 0 | 0 | 0 | 0 | 0 | 0 | 0
Existing | US | Texas RE | 1894460 | 56211 | SWEETWND_WND1 | SW1 | Sweetwater Wind 1 LLC | SWEETWATER WIND 1 | 0 | WT | WND | 0 | Wind | 2003 |  | 37.5 | 8.075 | 8.5 | 8.075 | 8.075 | 8.075 | 8.075 | 8.075 | 8.075 | 8.075 | 8.075 | 8.075 | 8.075 | 8.075 | 8.5 | 8.5 | 8.5 | 8.5 | 8.5 | 8.5 | 8.5 | 8.5 | 8.5 | 8.5 | 8.5 | 0 | 0 | 0 | 0 | 0 | 0 | 0 | 0 | 0 | 0 | 0 | 0 | 0 | 0 | 0 | 0 | 0 | 0 | 0 | 0 | 0 | 0 | upgrade/repower project in queue
Existing | US | Texas RE | 1557115 | 56212 | SWEETWN2_WND24 | SW2 | Sweetwater Wind 2 LLC | SWEETWATER WIND 2A | 0 | WT | WND | 0 | Wind | 2006 |  | 18.08 | 3.192 | 3.36 | 3.192 | 3.192 | 3.192 | 3.192 | 3.192 | 3.192 | 3.192 | 3.192 | 3.192 | 3.192 | 3.192 | 3.36 | 3.36 | 3.36 | 3.36 | 3.36 | 3.36 | 3.36 | 3.36 | 3.36 | 3.36 | 3.36 | 0 | 0 | 0 | 0 | 0 | 0 | 0 | 0 | 0 | 0 | 0 | 0 | 0 | 0 | 0 | 0 | 0 | 0 | 0 | 0 | 0 | 0 | upgrade/repower project in queue
Existing | US | Texas RE | 1549776 | 56212 | SWEETWN2_WND2 | SW2 | Sweetwater Wind 2 LLC | SWEETWATER WIND 2B | 0 | WT | WND | 0 | Wind | 2004 |  | 98.8 | 21.052 | 22.16 | 21.052 | 21.052 | 21.052 | 21.052 | 21.052 | 21.052 | 21.052 | 21.052 | 21.052 | 21.052 | 21.052 | 22.16 | 22.16 | 22.16 | 22.16 | 22.16 | 22.16 | 22.16 | 22.16 | 22.16 | 22.16 | 22.16 | 0 | 0 | 0 | 0 | 0 | 0 | 0 | 0 | 0 | 0 | 0 | 0 | 0 | 0 | 0 | 0 | 0 | 0 | 0 | 0 | 0 | 0 | upgrade/repower project in queue
Existing | US | Texas RE | 1442720 | 56311 | SWEETWN3_WND3A | SW3 | Sweetwater Wind 3 LLC | SWEETWATER WIND 3A | 0 | WT | WND | 0 | Wind | 2011 |  | 37 | 6.384 | 6.72 | 6.384 | 6.384 | 6.384 | 6.384 | 6.384 | 6.384 | 6.384 | 6.384 | 6.384 | 6.384 | 6.384 | 6.72 | 6.72 | 6.72 | 6.72 | 6.72 | 6.72 | 6.72 | 6.72 | 6.72 | 6.72 | 6.72 | 0 | 0 | 0 | 0 | 0 | 0 | 0 | 0 | 0 | 0 | 0 | 0 | 0 | 0 | 0 | 0 | 0 | 0 | 0 | 0 | 0 | 0
Existing | US | Texas RE | 1927250 | 56311 | SWEETWN3_WND3B | SW3 | Sweetwater Wind 3 LLC | SWEETWATER WIND 3B | 0 | WT | WND | 0 | Wind | 2011 |  | 135 | 22.534 | 23.72 | 22.534 | 22.534 | 22.534 | 22.534 | 22.534 | 22.534 | 22.534 | 22.534 | 22.534 | 22.534 | 22.534 | 23.72 | 23.72 | 23.72 | 23.72 | 23.72 | 23.72 | 23.72 | 23.72 | 23.72 | 23.72 | 23.72 | 0 | 0 | 0 | 0 | 0 | 0 | 0 | 0 | 0 | 0 | 0 | 0 | 0 | 0 | 0 | 0 | 0 | 0 | 0 | 0 | 0 | 0
Existing | US | Texas RE | 1867937 | 56372 | SWEETWN5_WND5 | SW5 | Sweetwater Wind 5 | SWEETWATER WIND 4-5 | 0 | WT | WND | 0 | Wind | 2007 |  | 80.5 | 16.15 | 17 | 16.15 | 16.15 | 16.15 | 16.15 | 16.15 | 16.15 | 16.15 | 16.15 | 16.15 | 16.15 | 16.15 | 17 | 17 | 17 | 17 | 17 | 17 | 17 | 17 | 17 | 17 | 17 | 0 | 0 | 0 | 0 | 0 | 0 | 0 | 0 | 0 | 0 | 0 | 0 | 0 | 0 | 0 | 0 | 0 | 0 | 0 | 0 | 0 | 0
Existing | US | Texas RE | 1658441 | 56337 | SWEETWN4_WND4B | SW4 | Sweetwater Wind 4 LLC | SWEETWATER WIND 4-4B | 0 | WT | WND | 0 | Wind | 2007 |  | 112.8016 | 21.28 | 22.4 | 21.28 | 21.28 | 21.28 | 21.28 | 21.28 | 21.28 | 21.28 | 21.28 | 21.28 | 21.28 | 21.28 | 22.4 | 22.4 | 22.4 | 22.4 | 22.4 | 22.4 | 22.4 | 22.4 | 22.4 | 22.4 | 22.4 | 0 | 0 | 0 | 0 | 0 | 0 | 0 | 0 | 0 | 0 | 0 | 0 | 0 | 0 | 0 | 0 | 0 | 0 | 0 | 0 | 0 | 0
Existing | US | Texas RE | 1936030 | 56337 | SWEETWN4_WND4A | SW4 | Sweetwater Wind 4 LLC | SWEETWATER WIND 4-4A | 0 | WT | WND | 0 | Wind | 2007 |  | 128.1984 | 23.75 | 25 | 23.75 | 23.75 | 23.75 | 23.75 | 23.75 | 23.75 | 23.75 | 23.75 | 23.75 | 23.75 | 23.75 | 25 | 25 | 25 | 25 | 25 | 25 | 25 | 25 | 25 | 25 | 25 | 0 | 0 | 0 | 0 | 0 | 0 | 0 | 0 | 0 | 0 | 0 | 0 | 0 | 0 | 0 | 0 | 0 | 0 | 0 | 0 | 0 | 0
Existing | US | Texas RE |  | 61921 | TAHOKA_UNIT_1 | 0 | Tahoka Wind | TAHOKA WIND 1 | 0 | WT | WND | 0 | Wind | 2019 |  | 150 | 28.5 | 30 | 28.5 | 28.5 | 28.5 | 28.5 | 28.5 | 28.5 | 28.5 | 28.5 | 28.5 | 28.5 | 28.5 | 30 | 30 | 30 | 30 | 30 | 30 | 30 | 30 | 30 | 30 | 30 | 0 | 0 | 0 | 0 | 0 | 0 | 0 | 0 | 0 | 0 | 0 | 0 | 0 | 0 | 0 | 0 | 0 | 0 | 0 | 0 | 0 | 0
Existing | US | Texas RE |  | 61921 | TAHOKA_UNIT_2 | 0 | Tahoka Wind | TAHOKA WIND 2 | 0 | WT | WND | 0 | Wind | 2019 |  | 150 | 28.5 | 30 | 28.5 | 28.5 | 28.5 | 28.5 | 28.5 | 28.5 | 28.5 | 28.5 | 28.5 | 28.5 | 28.5 | 30 | 30 | 30 | 30 | 30 | 30 | 30 | 30 | 30 | 30 | 30 | 0 | 0 | 0 | 0 | 0 | 0 | 0 | 0 | 0 | 0 | 0 | 0 | 0 | 0 | 0 | 0 | 0 | 0 | 0 | 0 | 0 | 0
Existing | US | Texas RE | 1565370 | 54979 | SGMTN_SIGNALMT | WIND | Big Spring Wind Power Facility | TEXAS BIG SPRING WIND A | 0 | WT | WND | 0 | Wind | 1999 |  | 27.72 | 5.263 | 5.54 | 5.263 | 5.263 | 5.263 | 5.263 | 5.263 | 5.263 | 5.263 | 5.263 | 5.263 | 5.263 | 5.263 | 5.54 | 5.54 | 5.54 | 5.54 | 5.54 | 5.54 | 5.54 | 5.54 | 5.54 | 5.54 | 5.54 | 0 | 0 | 0 | 0 | 0 | 0 | 0 | 0 | 0 | 0 | 0 | 0 | 0 | 0 | 0 | 0 | 0 | 0 | 0 | 0 | 0 | 0
Existing | US | Texas RE | 1173881 | 54979 | SGMTN_SIGNALM2 | WIND | Big Spring Wind Power Facility | TEXAS BIG SPRING WIND B | 0 | WT | WND | 0 | Wind | 1999 |  | 6.6 | 1.254 | 1.32 | 1.254 | 1.254 | 1.254 | 1.254 | 1.254 | 1.254 | 1.254 | 1.254 | 1.254 | 1.254 | 1.254 | 1.32 | 1.32 | 1.32 | 1.32 | 1.32 | 1.32 | 1.32 | 1.32 | 1.32 | 1.32 | 1.32 | 0 | 0 | 0 | 0 | 0 | 0 | 0 | 0 | 0 | 0 | 0 | 0 | 0 | 0 | 0 | 0 | 0 | 0 | 0 | 0 | 0 | 0
Existing | US | Texas RE |  | 61969 | TORR_UNIT1_25 | 0 | Torrecillas Wind Energy, LLC | TORRECILLAS WIND 1 | 0 | WT | WND | 0 | Wind | 2019 |  | 150 | 28.5 | 30 | 28.5 | 28.5 | 28.5 | 28.5 | 28.5 | 28.5 | 28.5 | 28.5 | 28.5 | 28.5 | 28.5 | 30 | 30 | 30 | 30 | 30 | 30 | 30 | 30 | 30 | 30 | 30 | 0 | 0 | 0 | 0 | 0 | 0 | 0 | 0 | 0 | 0 | 0 | 0 | 0 | 0 | 0 | 0 | 0 | 0 | 0 | 0 | 0 | 0
Existing | US | Texas RE |  | 61969 | TORR_UNIT2_23 | 0 | Torrecillas Wind Energy, LLC | TORRECILLAS WIND 2 | 0 | WT | WND | 0 | Wind | 2019 |  | 23 | 4.37 | 4.6 | 4.37 | 4.37 | 4.37 | 4.37 | 4.37 | 4.37 | 4.37 | 4.37 | 4.37 | 4.37 | 4.37 | 4.6 | 4.6 | 4.6 | 4.6 | 4.6 | 4.6 | 4.6 | 4.6 | 4.6 | 4.6 | 4.6 | 0 | 0 | 0 | 0 | 0 | 0 | 0 | 0 | 0 | 0 | 0 | 0 | 0 | 0 | 0 | 0 | 0 | 0 | 0 | 0 | 0 | 0
Existing | US | Texas RE |  | 61969 | TORR_UNIT2_25 | 0 | Torrecillas Wind Energy, LLC | TORRECILLAS WIND 3 | 0 | WT | WND | 0 | Wind | 2019 |  | 127.5 | 24.225 | 25.5 | 24.225 | 24.225 | 24.225 | 24.225 | 24.225 | 24.225 | 24.225 | 24.225 | 24.225 | 24.225 | 24.225 | 25.5 | 25.5 | 25.5 | 25.5 | 25.5 | 25.5 | 25.5 | 25.5 | 25.5 | 25.5 | 25.5 | 0 | 0 | 0 | 0 | 0 | 0 | 0 | 0 | 0 | 0 | 0 | 0 | 0 | 0 | 0 | 0 | 0 | 0 | 0 | 0 | 0 | 0
Existing | US | Texas RE | 1526608 | 55968 | TRENT_TRENT | WTG1 | Trent Wind Farm LP | TRENT WIND | 0 | WT | WND | 0 | Wind | 2001 |  | 152 | 29.735 | 31.3 | 29.735 | 29.735 | 29.735 | 29.735 | 29.735 | 29.735 | 29.735 | 29.735 | 29.735 | 29.735 | 29.735 | 31.3 | 31.3 | 31.3 | 31.3 | 31.3 | 31.3 | 31.3 | 31.3 | 31.3 | 31.3 | 31.3 | 0 | 0 | 0 | 0 | 0 | 0 | 0 | 0 | 0 | 0 | 0 | 0 | 0 | 0 | 0 | 0 | 0 | 0 | 0 | 0 | 0 | 0 | upgrade/repower project in queue
Existing | US | Texas RE | 1052656 | 57520 | TRINITY_TH1_BUS1 | 1 | TRINITY HILLS | TRINITY HILLS WIND 1 | 0 | WT | WND | 0 | Wind | 2012 |  | 104 | 19.646 | 20.68 | 19.646 | 19.646 | 19.646 | 19.646 | 19.646 | 19.646 | 19.646 | 19.646 | 19.646 | 19.646 | 19.646 | 20.68 | 20.68 | 20.68 | 20.68 | 20.68 | 20.68 | 20.68 | 20.68 | 20.68 | 20.68 | 20.68 | 0 | 0 | 0 | 0 | 0 | 0 | 0 | 0 | 0 | 0 | 0 | 0 | 0 | 0 | 0 | 0 | 0 | 0 | 0 | 0 | 0 | 0 | upgrade/repower project in queue
Existing | US | Texas RE | 1817991 | 57520 | TRINITY_TH1_BUS2 | 1 | TRINITY HILLS | TRINITY HILLS WIND 2 | 0 | WT | WND | 0 | Wind | 2012 |  | 94 | 17.974 | 18.92 | 17.974 | 17.974 | 17.974 | 17.974 | 17.974 | 17.974 | 17.974 | 17.974 | 17.974 | 17.974 | 17.974 | 18.92 | 18.92 | 18.92 | 18.92 | 18.92 | 18.92 | 18.92 | 18.92 | 18.92 | 18.92 | 18.92 | 0 | 0 | 0 | 0 | 0 | 0 | 0 | 0 | 0 | 0 | 0 | 0 | 0 | 0 | 0 | 0 | 0 | 0 | 0 | 0 | 0 | 0 | upgrade/repower project in queue
Existing | US | Texas RE | 1171398 | 56774 | TTWEC_G1 | 1 | Turkey Track Wind Energy LLC | TURKEY TRACK WIND | 0 | WT | WND | 0 | Wind | 2008 |  | 169.5 | 32.205 | 33.9 | 32.205 | 32.205 | 32.205 | 32.205 | 32.205 | 32.205 | 32.205 | 32.205 | 32.205 | 32.205 | 32.205 | 33.9 | 33.9 | 33.9 | 33.9 | 33.9 | 33.9 | 33.9 | 33.9 | 33.9 | 33.9 | 33.9 | 0 | 0 | 0 | 0 | 0 | 0 | 0 | 0 | 0 | 0 | 0 | 0 | 0 | 0 | 0 | 0 | 0 | 0 | 0 | 0 | 0 | 0
Existing | US | Texas RE |  | 60502 | TYLRWIND_UNIT1 |  | Tyler Bluff Wind Project, LLC | TYLER BLUFF WIND | 0 | WT | WND | 0 | Wind | 2017 |  | 125.6 | 23.864 | 25.12 | 23.864 | 23.864 | 23.864 | 23.864 | 23.864 | 23.864 | 23.864 | 23.864 | 23.864 | 23.864 | 23.864 | 25.12 | 25.12 | 25.12 | 25.12 | 25.12 | 25.12 | 25.12 | 25.12 | 25.12 | 25.12 | 25.12 | 0 | 0 | 0 | 0 | 0 | 0 | 0 | 0 | 0 | 0 | 0 | 0 | 0 | 0 | 0 | 0 | 0 | 0 | 0 | 0 | 0 | 0
Existing | US | Texas RE | 1164864 | 58021 | EXGNWTL_WIND_1 | 1 | Whitetail Wind Energy LLC | WHITETAIL WIND | 0 | WT | WND | 0 | Wind | 2012 |  | 91 | 17.537 | 18.46 | 17.537 | 17.537 | 17.537 | 17.537 | 17.537 | 17.537 | 17.537 | 17.537 | 17.537 | 17.537 | 17.537 | 18.46 | 18.46 | 18.46 | 18.46 | 18.46 | 18.46 | 18.46 | 18.46 | 18.46 | 18.46 | 18.46 | 0 | 0 | 0 | 0 | 0 | 0 | 0 | 0 | 0 | 0 | 0 | 0 | 0 | 0 | 0 | 0 | 0 | 0 | 0 | 0 | 0 | 0
Existing | US | Texas RE | 1341976 | 59238 | WNDTHST2_UNIT1 | WND2 | Windthorst-2 | WINDTHORST 2 WIND | 0 | WT | WND | 0 | Wind | 2014 |  | 67.62 | 12.844 | 13.52 | 12.844 | 12.844 | 12.844 | 12.844 | 12.844 | 12.844 | 12.844 | 12.844 | 12.844 | 12.844 | 12.844 | 13.52 | 13.52 | 13.52 | 13.52 | 13.52 | 13.52 | 13.52 | 13.52 | 13.52 | 13.52 | 13.52 | 0 | 0 | 0 | 0 | 0 | 0 | 0 | 0 | 0 | 0 | 0 | 0 | 0 | 0 | 0 | 0 | 0 | 0 | 0 | 0 | 0 | 0
Existing | US | Texas RE | 1869496 | 58048 | MOZART_WIND_1 | 1 | WKN Mozart Wind | WKN MOZART WIND | 0 | WT | WND | 0 | Wind | 2012 |  | 30 | 5.7 | 6 | 5.7 | 5.7 | 5.7 | 5.7 | 5.7 | 5.7 | 5.7 | 5.7 | 5.7 | 5.7 | 5.7 | 6 | 6 | 6 | 6 | 6 | 6 | 6 | 6 | 6 | 6 | 6 | 0 | 0 | 0 | 0 | 0 | 0 | 0 | 0 | 0 | 0 | 0 | 0 | 0 | 0 | 0 | 0 | 0 | 0 | 0 | 0 | 0 | 0
Existing | US | Texas RE |  | 60901 | SALVTION_UNIT1 |  | Willow Springs Wind Farm | WILLOW SPRINGS WIND A | 0 | WT | WND | 0 | Wind | 2017 |  | 125 | 23.75 | 25 | 23.75 | 23.75 | 23.75 | 23.75 | 23.75 | 23.75 | 23.75 | 23.75 | 23.75 | 23.75 | 23.75 | 25 | 25 | 25 | 25 | 25 | 25 | 25 | 25 | 25 | 25 | 25 | 0 | 0 | 0 | 0 | 0 | 0 | 0 | 0 | 0 | 0 | 0 | 0 | 0 | 0 | 0 | 0 | 0 | 0 | 0 | 0 | 0 | 0
Existing | US | Texas RE |  | 60901 | SALVTION_UNIT2 |  | Willow Springs Wind Farm | WILLOW SPRINGS WIND B | 0 | WT | WND | 0 | Wind | 2017 |  | 125 | 23.75 | 25 | 23.75 | 23.75 | 23.75 | 23.75 | 23.75 | 23.75 | 23.75 | 23.75 | 23.75 | 23.75 | 23.75 | 25 | 25 | 25 | 25 | 25 | 25 | 25 | 25 | 25 | 25 | 25 | 0 | 0 | 0 | 0 | 0 | 0 | 0 | 0 | 0 | 0 | 0 | 0 | 0 | 0 | 0 | 0 | 0 | 0 | 0 | 0 | 0 | 0
Existing | US | Texas RE |  | 61782 | WL_RANCH_UNIT1 | 0 | Live Oak Wind Project | WILSON RANCH (INFINITY LIVE OAK WIND) | 0 | WT | WND | 0 | Wind | 2020 |  | 199.5 | 37.905 | 39.9 | 37.905 | 37.905 | 37.905 | 37.905 | 37.905 | 37.905 | 37.905 | 37.905 | 37.905 | 37.905 | 37.905 | 39.9 | 39.9 | 39.9 | 39.9 | 39.9 | 39.9 | 39.9 | 39.9 | 39.9 | 39.9 | 39.9 | 0 | 0 | 0 | 0 | 0 | 0 | 0 | 0 | 0 | 0 | 0 | 0 | 0 | 0 | 0 | 0 | 0 | 0 | 0 | 0 | 0 | 0
Existing | US | Texas RE | 1431613 | 58080 | WHTTAIL_WR1 | 1 | Wolf Ridge Wind | WOLF RIDGE WIND | 0 | WT | WND | 0 | Wind | 2008 |  | 112.5 | 21.375 | 22.5 | 21.375 | 21.375 | 21.375 | 21.375 | 21.375 | 21.375 | 21.375 | 21.375 | 21.375 | 21.375 | 21.375 | 22.5 | 22.5 | 22.5 | 22.5 | 22.5 | 22.5 | 22.5 | 22.5 | 22.5 | 22.5 | 22.5 | 0 | 0 | 0 | 0 | 0 | 0 | 0 | 0 | 0 | 0 | 0 | 0 | 0 | 0 | 0 | 0 | 0 | 0 | 0 | 0 | 0 | 0 | upgrade/repower project in queue
Existing | US | Texas RE | 1036937 |  | DG_ROSC2_1UNIT | 0 |  | TSTC WEST TEXAS WIND | 0 | WT | WND | 0 | Wind | 2008 |  | 2 | 0.38 | 0.4 | 0.38 | 0.38 | 0.38 | 0.38 | 0.38 | 0.38 | 0.38 | 0.38 | 0.38 | 0.38 | 0.38 | 0.4 | 0.4 | 0.4 | 0.4 | 0.4 | 0.4 | 0.4 | 0.4 | 0.4 | 0.4 | 0.4 | 0 | 0 | 0 | 0 | 0 | 0 | 0 | 0 | 0 | 0 | 0 | 0 | 0 | 0 | 0 | 0 | 0 | 0 | 0 | 0 | 0 | 0
Existing | US | Texas RE | 1885515 | 58488 | ACACIA_UNIT_1 | 0 | Bryan Solar, LLC | ACACIA SOLAR | 0 | PV | SUN |  | Solar | 2012 |  | 10 | 8 | 0.7 | 8 | 8 | 8 | 8 | 8 | 8 | 8 | 8 | 8 | 8 | 8 | 0.7 | 0.7 | 0.7 | 0.7 | 0.7 | 0.7 | 0.7 | 0.7 | 0.7 | 0.7 | 0.7 | 0 | 0 | 0 | 0 | 0 | 0 | 0 | 0 | 0 | 0 | 0 | 0 | 0 | 0 | 0 | 0 | 0 | 0 | 0 | 0 | 0 | 0
Existing | US | Texas RE |  | 60682 | SIRIUS_UNIT2 |  | Pearl Solar | BHE SOLAR PEARL PROJECT (SIRIUS 2) | 0 | PV | SUN |  | Solar | 2017 |  | 49 | 39.28 | 3.437 | 39.28 | 39.28 | 39.28 | 39.28 | 39.28 | 39.28 | 39.28 | 39.28 | 39.28 | 39.28 | 39.28 | 3.437 | 3.437 | 3.437 | 3.437 | 3.437 | 3.437 | 3.437 | 3.437 | 3.437 | 3.437 | 3.437 | 0 | 0 | 0 | 0 | 0 | 0 | 0 | 0 | 0 | 0 | 0 | 0 | 0 | 0 | 0 | 0 | 0 | 0 | 0 | 0 | 0 | 0
Existing | US | Texas RE |  | 60789 | CAPRIDG4_BB_PV | 0 | Bluebell Solar | BLUEBELL SOLAR (CAPRICORN RIDGE SOLAR) | 0 | PV | SUN |  | Solar | 2019 |  | 30 | 24 | 2.1 | 24 | 24 | 24 | 24 | 24 | 24 | 24 | 24 | 24 | 24 | 24 | 2.1 | 2.1 | 2.1 | 2.1 | 2.1 | 2.1 | 2.1 | 2.1 | 2.1 | 2.1 | 2.1 | 0 | 0 | 0 | 0 | 0 | 0 | 0 | 0 | 0 | 0 | 0 | 0 | 0 | 0 | 0 | 0 | 0 | 0 | 0 | 0 | 0 | 0
Existing | US | Texas RE |  | 63351 | CAPRIDG4_BB2_PV1 | BBS2 | Bluebell Solar II | BLUEBELL SOLAR II 1 (CAPRICORN RIDGE 4) | 0 | PV | SUN |  | Solar | 2021 |  | 100 | 80 | 7 | 80 | 80 | 80 | 80 | 80 | 80 | 80 | 80 | 80 | 80 | 80 | 7 | 7 | 7 | 7 | 7 | 7 | 7 | 7 | 7 | 7 | 7 | 0 | 0 | 0 | 0 | 0 | 0 | 0 | 0 | 0 | 0 | 0 | 0 | 0 | 0 | 0 | 0 | 0 | 0 | 0 | 0 | 0 | 0
Existing | US | Texas RE |  | 63351 | CAPRIDG4_BB2_PV2 | BBS2 | Bluebell Solar II | BLUEBELL SOLAR II 2 (CAPRICORN RIDGE 4) | 0 | PV | SUN |  | Solar | 2021 |  | 15 | 12 | 1.05 | 12 | 12 | 12 | 12 | 12 | 12 | 12 | 12 | 12 | 12 | 12 | 1.05 | 1.05 | 1.05 | 1.05 | 1.05 | 1.05 | 1.05 | 1.05 | 1.05 | 1.05 | 1.05 | 0 | 0 | 0 | 0 | 0 | 0 | 0 | 0 | 0 | 0 | 0 | 0 | 0 | 0 | 0 | 0 | 0 | 0 | 0 | 0 | 0 | 0
Existing | US | Texas RE |  | 60372 | LMESASLR_UNIT1 |  | Lamesa Solar | BNB LAMESA SOLAR (PHASE I) | 0 | PV | SUN |  | Solar | 2018 |  | 102 | 81.28 | 7.112 | 81.28 | 81.28 | 81.28 | 81.28 | 81.28 | 81.28 | 81.28 | 81.28 | 81.28 | 81.28 | 81.28 | 7.112 | 7.112 | 7.112 | 7.112 | 7.112 | 7.112 | 7.112 | 7.112 | 7.112 | 7.112 | 7.112 | 0 | 0 | 0 | 0 | 0 | 0 | 0 | 0 | 0 | 0 | 0 | 0 | 0 | 0 | 0 | 0 | 0 | 0 | 0 | 0 | 0 | 0
Existing | US | Texas RE |  | 61697 | LMESASLR_IVORY | 0 | Ivory Solar | BNB LAMESA SOLAR (PHASE II) | 0 | PV | SUN |  | Solar | 2018 |  | 50 | 40 | 3.5 | 40 | 40 | 40 | 40 | 40 | 40 | 40 | 40 | 40 | 40 | 40 | 3.5 | 3.5 | 3.5 | 3.5 | 3.5 | 3.5 | 3.5 | 3.5 | 3.5 | 3.5 | 3.5 | 0 | 0 | 0 | 0 | 0 | 0 | 0 | 0 | 0 | 0 | 0 | 0 | 0 | 0 | 0 | 0 | 0 | 0 | 0 | 0 | 0 | 0
Existing | US | Texas RE | 1787126 | 60123 | CASL_GAP_UNIT1 | 0 | Castle Gap Solar Hybrid | CASTLE GAP SOLAR | 0 | PV | SUN |  | Solar | 2018 |  | 180 | 144 | 12.6 | 144 | 144 | 144 | 144 | 144 | 144 | 144 | 144 | 144 | 144 | 144 | 12.6 | 12.6 | 12.6 | 12.6 | 12.6 | 12.6 | 12.6 | 12.6 | 12.6 | 12.6 | 12.6 | 0 | 0 | 0 | 0 | 0 | 0 | 0 | 0 | 0 | 0 | 0 | 0 | 0 | 0 | 0 | 0 | 0 | 0 | 0 | 0 | 0 | 0
Existing | US | Texas RE |  |  | FWLR_SLR_UNIT1 | 0 |  | FOWLER RANCH | 0 | PV | SUN |  | Solar | 2020 |  | 150 | 120 | 10.5 | 120 | 120 | 120 | 120 | 120 | 120 | 120 | 120 | 120 | 120 | 120 | 10.5 | 10.5 | 10.5 | 10.5 | 10.5 | 10.5 | 10.5 | 10.5 | 10.5 | 10.5 | 10.5 | 0 | 0 | 0 | 0 | 0 | 0 | 0 | 0 | 0 | 0 | 0 | 0 | 0 | 0 | 0 | 0 | 0 | 0 | 0 | 0 | 0 | 0
Existing | US | Texas RE | 1523264 | 58710 | HOVEY_UNIT1 | BRLA | Barilla Solar | FS BARILLA SOLAR-PECOS | 0 | PV | SUN |  | Solar | 2015 |  | 22 | 17.6 | 1.54 | 17.6 | 17.6 | 17.6 | 17.6 | 17.6 | 17.6 | 17.6 | 17.6 | 17.6 | 17.6 | 17.6 | 1.54 | 1.54 | 1.54 | 1.54 | 1.54 | 1.54 | 1.54 | 1.54 | 1.54 | 1.54 | 1.54 | 0 | 0 | 0 | 0 | 0 | 0 | 0 | 0 | 0 | 0 | 0 | 0 | 0 | 0 | 0 | 0 | 0 | 0 | 0 | 0 | 0 | 0
Existing | US | Texas RE |  | 60436 | BOOTLEG_UNIT1 |  | East Pecos Solar | FS EAST PECOS SOLAR | 0 | PV | SUN |  | Solar | 2017 |  | 121.1 | 96.88 | 8.477 | 96.88 | 96.88 | 96.88 | 96.88 | 96.88 | 96.88 | 96.88 | 96.88 | 96.88 | 96.88 | 96.88 | 8.477 | 8.477 | 8.477 | 8.477 | 8.477 | 8.477 | 8.477 | 8.477 | 8.477 | 8.477 | 8.477 | 0 | 0 | 0 | 0 | 0 | 0 | 0 | 0 | 0 | 0 | 0 | 0 | 0 | 0 | 0 | 0 | 0 | 0 | 0 | 0 | 0 | 0
Existing | US | Texas RE |  | 62804 | GREASWOD_UNIT1 | GREA1 | Greasewood | GREASEWOOD SOLAR 1 | 0 | PV | SUN |  | Solar | 2021 |  | 124.6 | 99.68 | 8.722 | 99.68 | 99.68 | 99.68 | 99.68 | 99.68 | 99.68 | 99.68 | 99.68 | 99.68 | 99.68 | 99.68 | 8.722 | 8.722 | 8.722 | 8.722 | 8.722 | 8.722 | 8.722 | 8.722 | 8.722 | 8.722 | 8.722 | 0 | 0 | 0 | 0 | 0 | 0 | 0 | 0 | 0 | 0 | 0 | 0 | 0 | 0 | 0 | 0 | 0 | 0 | 0 | 0 | 0 | 0
Existing | US | Texas RE |  | 62804 | GREASWOD_UNIT2 | GREA1 | Greasewood | GREASEWOOD SOLAR 2 | 0 | PV | SUN |  | Solar | 2021 |  | 130.4 | 104.32 | 9.128 | 104.32 | 104.32 | 104.32 | 104.32 | 104.32 | 104.32 | 104.32 | 104.32 | 104.32 | 104.32 | 104.32 | 9.128 | 9.128 | 9.128 | 9.128 | 9.128 | 9.128 | 9.128 | 9.128 | 9.128 | 9.128 | 9.128 | 0 | 0 | 0 | 0 | 0 | 0 | 0 | 0 | 0 | 0 | 0 | 0 | 0 | 0 | 0 | 0 | 0 | 0 | 0 | 0 | 0 | 0
Existing | US | Texas RE |  | 61962 | HOLSTEIN_SOLAR1 | HSF01 | Holstein 1 Solar Farm | HOLSTEIN SOLAR 1 | 0 | PV | SUN |  | Solar | 2020 |  | 100 | 81.76 | 7.154 | 81.76 | 81.76 | 81.76 | 81.76 | 81.76 | 81.76 | 81.76 | 81.76 | 81.76 | 81.76 | 81.76 | 7.154 | 7.154 | 7.154 | 7.154 | 7.154 | 7.154 | 7.154 | 7.154 | 7.154 | 7.154 | 7.154 | 0 | 0 | 0 | 0 | 0 | 0 | 0 | 0 | 0 | 0 | 0 | 0 | 0 | 0 | 0 | 0 | 0 | 0 | 0 | 0 | 0 | 0
Existing | US | Texas RE |  | 61962 | HOLSTEIN_SOLAR2 | HSF01 | Holstein 1 Solar Farm | HOLSTEIN SOLAR 2 | 0 | PV | SUN |  | Solar | 2020 |  | 100 | 81.84 | 7.161 | 81.84 | 81.84 | 81.84 | 81.84 | 81.84 | 81.84 | 81.84 | 81.84 | 81.84 | 81.84 | 81.84 | 7.161 | 7.161 | 7.161 | 7.161 | 7.161 | 7.161 | 7.161 | 7.161 | 7.161 | 7.161 | 7.161 | 0 | 0 | 0 | 0 | 0 | 0 | 0 | 0 | 0 | 0 | 0 | 0 | 0 | 0 | 0 | 0 | 0 | 0 | 0 | 0 | 0 | 0
Existing | US | Texas RE |  | 62774 | KELAM_SL_UNIT1 | BTKEL | Kellam Solar | KELLAM SOLAR | 0 | PV | SUN |  | Solar | 2020 |  | 59 | 47.84 | 4.186 | 47.84 | 47.84 | 47.84 | 47.84 | 47.84 | 47.84 | 47.84 | 47.84 | 47.84 | 47.84 | 47.84 | 4.186 | 4.186 | 4.186 | 4.186 | 4.186 | 4.186 | 4.186 | 4.186 | 4.186 | 4.186 | 4.186 | 0 | 0 | 0 | 0 | 0 | 0 | 0 | 0 | 0 | 0 | 0 | 0 | 0 | 0 | 0 | 0 | 0 | 0 | 0 | 0 | 0 | 0
Existing | US | Texas RE |  | 62448 | LAPETUS_UNIT_1 | LAP | Lapetus | LAPETUS SOLAR | 0 | PV | SUN |  | Solar | 2020 |  | 100 | 80.56 | 7.049 | 80.56 | 80.56 | 80.56 | 80.56 | 80.56 | 80.56 | 80.56 | 80.56 | 80.56 | 80.56 | 80.56 | 7.049 | 7.049 | 7.049 | 7.049 | 7.049 | 7.049 | 7.049 | 7.049 | 7.049 | 7.049 | 7.049 | 0 | 0 | 0 | 0 | 0 | 0 | 0 | 0 | 0 | 0 | 0 | 0 | 0 | 0 | 0 | 0 | 0 | 0 | 0 | 0 | 0 | 0
Existing | US | Texas RE |  | 62932 | OBERON_UNIT_1 | OBR1 | Oberon IB | OBERON SOLAR | 0 | PV | SUN |  | Solar | 2020 |  | 180 | 144 | 12.6 | 144 | 144 | 144 | 144 | 144 | 144 | 144 | 144 | 144 | 144 | 144 | 12.6 | 12.6 | 12.6 | 12.6 | 12.6 | 12.6 | 12.6 | 12.6 | 12.6 | 12.6 | 12.6 | 0 | 0 | 0 | 0 | 0 | 0 | 0 | 0 | 0 | 0 | 0 | 0 | 0 | 0 | 0 | 0 | 0 | 0 | 0 | 0 | 0 | 0
Existing | US | Texas RE | 1367701 | 58537 | OCI_ALM1_UNIT1 | 1 | OCI Alamo Solar I | OCI ALAMO 1 SOLAR | 0 | PV | SUN |  | Solar | 2013 |  | 39.18 | 31.36 | 2.744 | 31.36 | 31.36 | 31.36 | 31.36 | 31.36 | 31.36 | 31.36 | 31.36 | 31.36 | 31.36 | 31.36 | 2.744 | 2.744 | 2.744 | 2.744 | 2.744 | 2.744 | 2.744 | 2.744 | 2.744 | 2.744 | 2.744 | 0 | 0 | 0 | 0 | 0 | 0 | 0 | 0 | 0 | 0 | 0 | 0 | 0 | 0 | 0 | 0 | 0 | 0 | 0 | 0 | 0 | 0
Existing | US | Texas RE | 1946079 | 58717 | ECLIPSE_UNIT1 | 1 | OCI Alamo 4 | OCI ALAMO 4 SOLAR-BRACKETVILLE | 0 | PV | SUN |  | Solar | 2014 |  | 37.62 | 30.08 | 2.632 | 30.08 | 30.08 | 30.08 | 30.08 | 30.08 | 30.08 | 30.08 | 30.08 | 30.08 | 30.08 | 30.08 | 2.632 | 2.632 | 2.632 | 2.632 | 2.632 | 2.632 | 2.632 | 2.632 | 2.632 | 2.632 | 2.632 | 0 | 0 | 0 | 0 | 0 | 0 | 0 | 0 | 0 | 0 | 0 | 0 | 0 | 0 | 0 | 0 | 0 | 0 | 0 | 0 | 0 | 0
Existing | US | Texas RE | 1185742 | 59205 | HELIOS_UNIT1 | OCIA5 | OCI Alamo 5 LLC | OCI ALAMO 5 (DOWNIE RANCH) | 0 | PV | SUN |  | Solar | 2015 |  | 95 | 80 | 7 | 80 | 80 | 80 | 80 | 80 | 80 | 80 | 80 | 80 | 80 | 80 | 7 | 7 | 7 | 7 | 7 | 7 | 7 | 7 | 7 | 7 | 7 | 0 | 0 | 0 | 0 | 0 | 0 | 0 | 0 | 0 | 0 | 0 | 0 | 0 | 0 | 0 | 0 | 0 | 0 | 0 | 0 | 0 | 0
Existing | US | Texas RE |  | 59206 | SIRIUS_UNIT1 |  | Alamo 6 | OCI ALAMO 6 (SIRIUS/WEST TEXAS) | 0 | PV | SUN |  | Solar | 2017 |  | 108.3 | 88.16 | 7.714 | 88.16 | 88.16 | 88.16 | 88.16 | 88.16 | 88.16 | 88.16 | 88.16 | 88.16 | 88.16 | 88.16 | 7.714 | 7.714 | 7.714 | 7.714 | 7.714 | 7.714 | 7.714 | 7.714 | 7.714 | 7.714 | 7.714 | 0 | 0 | 0 | 0 | 0 | 0 | 0 | 0 | 0 | 0 | 0 | 0 | 0 | 0 | 0 | 0 | 0 | 0 | 0 | 0 | 0 | 0
Existing | US | Texas RE |  | 59207 | SOLARA_UNIT1 |  | OCI Alamo 7 LLC | OCI ALAMO 7 (PAINT CREEK) | 0 | PV | SUN |  | Solar | 2016 |  | 104.5 | 89.6 | 7.84 | 89.6 | 89.6 | 89.6 | 89.6 | 89.6 | 89.6 | 89.6 | 89.6 | 89.6 | 89.6 | 89.6 | 7.84 | 7.84 | 7.84 | 7.84 | 7.84 | 7.84 | 7.84 | 7.84 | 7.84 | 7.84 | 7.84 | 0 | 0 | 0 | 0 | 0 | 0 | 0 | 0 | 0 | 0 | 0 | 0 | 0 | 0 | 0 | 0 | 0 | 0 | 0 | 0 | 0 | 0
Existing | US | Texas RE |  | 61906 | PHOEBE_UNIT1 | 0 | Phoebe Solar | PHOEBE SOLAR 1 | 0 | PV | SUN |  | Solar | 2019 |  | 125 | 100.08 | 8.757 | 100.08 | 100.08 | 100.08 | 100.08 | 100.08 | 100.08 | 100.08 | 100.08 | 100.08 | 100.08 | 100.08 | 8.757 | 8.757 | 8.757 | 8.757 | 8.757 | 8.757 | 8.757 | 8.757 | 8.757 | 8.757 | 8.757 | 0 | 0 | 0 | 0 | 0 | 0 | 0 | 0 | 0 | 0 | 0 | 0 | 0 | 0 | 0 | 0 | 0 | 0 | 0 | 0 | 0 | 0
Existing | US | Texas RE |  | 61906 | PHOEBE_UNIT2 | 0 | Phoebe Solar | PHOEBE SOLAR 2 | 0 | PV | SUN |  | Solar | 2019 |  | 125 | 102.48 | 8.967 | 102.48 | 102.48 | 102.48 | 102.48 | 102.48 | 102.48 | 102.48 | 102.48 | 102.48 | 102.48 | 102.48 | 8.967 | 8.967 | 8.967 | 8.967 | 8.967 | 8.967 | 8.967 | 8.967 | 8.967 | 8.967 | 8.967 | 0 | 0 | 0 | 0 | 0 | 0 | 0 | 0 | 0 | 0 | 0 | 0 | 0 | 0 | 0 | 0 | 0 | 0 | 0 | 0 | 0 | 0
Existing | US | Texas RE |  | 62755 | PROSPERO_UNIT1 | PROSP | Prospero Solar | PROSPERO SOLAR 1 | 0 | PV | SUN |  | Solar | 2020 |  | 150 | 122.88 | 10.752 | 122.88 | 122.88 | 122.88 | 122.88 | 122.88 | 122.88 | 122.88 | 122.88 | 122.88 | 122.88 | 122.88 | 10.752 | 10.752 | 10.752 | 10.752 | 10.752 | 10.752 | 10.752 | 10.752 | 10.752 | 10.752 | 10.752 | 0 | 0 | 0 | 0 | 0 | 0 | 0 | 0 | 0 | 0 | 0 | 0 | 0 | 0 | 0 | 0 | 0 | 0 | 0 | 0 | 0 | 0
Existing | US | Texas RE |  | 62755 | PROSPERO_UNIT2 | PROSP | Prospero Solar | PROSPERO SOLAR 2 | 0 | PV | SUN | 0 | Solar | 2020 |  | 150 | 120 | 10.5 | 120 | 120 | 120 | 120 | 120 | 120 | 120 | 120 | 120 | 120 | 120 | 10.5 | 10.5 | 10.5 | 10.5 | 10.5 | 10.5 | 10.5 | 10.5 | 10.5 | 10.5 | 10.5 | 0 | 0 | 0 | 0 | 0 | 0 | 0 | 0 | 0 | 0 | 0 | 0 | 0 | 0 | 0 | 0 | 0 | 0 | 0 | 0 | 0 | 0
Existing | US | Texas RE |  |  | QUEEN_SL_SOLAR1 | 0 |  | QUEEN SOLAR PHASE I | 0 | PV | SUN | 0 | Solar | 2020 |  | 102.5 | 82 | 7.175 | 82 | 82 | 82 | 82 | 82 | 82 | 82 | 82 | 82 | 82 | 82 | 7.175 | 7.175 | 7.175 | 7.175 | 7.175 | 7.175 | 7.175 | 7.175 | 7.175 | 7.175 | 7.175 | 0 | 0 | 0 | 0 | 0 | 0 | 0 | 0 | 0 | 0 | 0 | 0 | 0 | 0 | 0 | 0 | 0 | 0 | 0 | 0 | 0 | 0
Existing | US | Texas RE |  |  | QUEEN_SL_SOLAR2 | 0 |  | QUEEN SOLAR PHASE I | 0 | PV | SUN | 0 | Solar | 2020 |  | 102.5 | 82 | 7.175 | 82 | 82 | 82 | 82 | 82 | 82 | 82 | 82 | 82 | 82 | 82 | 7.175 | 7.175 | 7.175 | 7.175 | 7.175 | 7.175 | 7.175 | 7.175 | 7.175 | 7.175 | 7.175 | 0 | 0 | 0 | 0 | 0 | 0 | 0 | 0 | 0 | 0 | 0 | 0 | 0 | 0 | 0 | 0 | 0 | 0 | 0 | 0 | 0 | 0
Existing | US | Texas RE |  |  | QUEEN_SL_SOLAR3 | 0 |  | QUEEN SOLAR PHASE II | 0 | PV | SUN | 0 | Solar | 2020 |  | 97.5 | 78 | 6.825 | 78 | 78 | 78 | 78 | 78 | 78 | 78 | 78 | 78 | 78 | 78 | 6.825 | 6.825 | 6.825 | 6.825 | 6.825 | 6.825 | 6.825 | 6.825 | 6.825 | 6.825 | 6.825 | 0 | 0 | 0 | 0 | 0 | 0 | 0 | 0 | 0 | 0 | 0 | 0 | 0 | 0 | 0 | 0 | 0 | 0 | 0 | 0 | 0 | 0
Existing | US | Texas RE |  |  | QUEEN_SL_SOLAR4 | 0 |  | QUEEN SOLAR PHASE II | 0 | PV | SUN | 0 | Solar | 2020 |  | 107.5 | 86 | 7.525 | 86 | 86 | 86 | 86 | 86 | 86 | 86 | 86 | 86 | 86 | 86 | 7.525 | 7.525 | 7.525 | 7.525 | 7.525 | 7.525 | 7.525 | 7.525 | 7.525 | 7.525 | 7.525 | 0 | 0 | 0 | 0 | 0 | 0 | 0 | 0 | 0 | 0 | 0 | 0 | 0 | 0 | 0 | 0 | 0 | 0 | 0 | 0 | 0 | 0
Existing | US | Texas RE |  | 62141 | RAMBLER_UNIT1 | RMBLR | Rambler | RAMBLER SOLAR | 0 | PV | SUN | 0 | Solar | 2020 |  | 200 | 160 | 14 | 160 | 160 | 160 | 160 | 160 | 160 | 160 | 160 | 160 | 160 | 160 | 14 | 14 | 14 | 14 | 14 | 14 | 14 | 14 | 14 | 14 | 14 | 0 | 0 | 0 | 0 | 0 | 0 | 0 | 0 | 0 | 0 | 0 | 0 | 0 | 0 | 0 | 0 | 0 | 0 | 0 | 0 | 0 | 0
Existing | US | Texas RE |  | 59994 | REROCK_UNIT1 |  | RE Roserock | RE ROSEROCK SOLAR 1 | 0 | PV | SUN | 0 | Solar | 2016 |  | 78.8 | 63.04 | 5.516 | 63.04 | 63.04 | 63.04 | 63.04 | 63.04 | 63.04 | 63.04 | 63.04 | 63.04 | 63.04 | 63.04 | 5.516 | 5.516 | 5.516 | 5.516 | 5.516 | 5.516 | 5.516 | 5.516 | 5.516 | 5.516 | 5.516 | 0 | 0 | 0 | 0 | 0 | 0 | 0 | 0 | 0 | 0 | 0 | 0 | 0 | 0 | 0 | 0 | 0 | 0 | 0 | 0 | 0 | 0
Existing | US | Texas RE |  | 59994 | REROCK_UNIT2 |  | RE Roserock | RE ROSEROCK SOLAR 2 | 0 | PV | SUN | 0 | Solar | 2016 |  | 78.8 | 63.04 | 5.516 | 63.04 | 63.04 | 63.04 | 63.04 | 63.04 | 63.04 | 63.04 | 63.04 | 63.04 | 63.04 | 63.04 | 5.516 | 5.516 | 5.516 | 5.516 | 5.516 | 5.516 | 5.516 | 5.516 | 5.516 | 5.516 | 5.516 | 0 | 0 | 0 | 0 | 0 | 0 | 0 | 0 | 0 | 0 | 0 | 0 | 0 | 0 | 0 | 0 | 0 | 0 | 0 | 0 | 0 | 0
Existing | US | Texas RE | 1928235 | 60044 | RIGGINS_UNIT1 | 0 | Buckthorn Westex | RIGGINS (SE BUCKTHORN WESTEX SOLAR) | 0 | PV | SUN | 0 | Solar | 2018 |  | 150 | 120 | 10.5 | 120 | 120 | 120 | 120 | 120 | 120 | 120 | 120 | 120 | 120 | 120 | 10.5 | 10.5 | 10.5 | 10.5 | 10.5 | 10.5 | 10.5 | 10.5 | 10.5 | 10.5 | 10.5 | 0 | 0 | 0 | 0 | 0 | 0 | 0 | 0 | 0 | 0 | 0 | 0 | 0 | 0 | 0 | 0 | 0 | 0 | 0 | 0 | 0 | 0
Existing | US | Texas RE |  | 62773 | RIPPEY_UNIT1 | BTCOO | Rippey Solar | RIPPEY SOLAR | 0 | PV | SUN | 0 | Solar | 2020 |  | 59 | 47.84 | 4.186 | 47.84 | 47.84 | 47.84 | 47.84 | 47.84 | 47.84 | 47.84 | 47.84 | 47.84 | 47.84 | 47.84 | 4.186 | 4.186 | 4.186 | 4.186 | 4.186 | 4.186 | 4.186 | 4.186 | 4.186 | 4.186 | 4.186 | 0 | 0 | 0 | 0 | 0 | 0 | 0 | 0 | 0 | 0 | 0 | 0 | 0 | 0 | 0 | 0 | 0 | 0 | 0 | 0 | 0 | 0
Existing | US | Texas RE | 1109940 | 60989 | LASSO_UNIT1 | 0 | SolaireHolman Solar Project | SOLAIREHOLMAN 1 | 0 | PV | SUN | 0 | Solar | 2018 |  | 50 | 40 | 3.5 | 40 | 40 | 40 | 40 | 40 | 40 | 40 | 40 | 40 | 40 | 40 | 3.5 | 3.5 | 3.5 | 3.5 | 3.5 | 3.5 | 3.5 | 3.5 | 3.5 | 3.5 | 3.5 | 0 | 0 | 0 | 0 | 0 | 0 | 0 | 0 | 0 | 0 | 0 | 0 | 0 | 0 | 0 | 0 | 0 | 0 | 0 | 0 | 0 | 0
Existing | US | Texas RE |  | 60581 | SPTX12B_UNIT1 |  | Upton County Solar | SP-TX-12-PHASE B | 0 | PV | SUN | 0 | Solar | 2017 |  | 157.5 | 126 | 11.025 | 126 | 126 | 126 | 126 | 126 | 126 | 126 | 126 | 126 | 126 | 126 | 11.025 | 11.025 | 11.025 | 11.025 | 11.025 | 11.025 | 11.025 | 11.025 | 11.025 | 11.025 | 11.025 | 0 | 0 | 0 | 0 | 0 | 0 | 0 | 0 | 0 | 0 | 0 | 0 | 0 | 0 | 0 | 0 | 0 | 0 | 0 | 0 | 0 | 0
Existing | US | Texas RE |  | 61368 | WAYMARK_UNIT1 | 0 | Midway Solar - TX | WAYMARK SOLAR | 0 | PV | SUN | 0 | Solar | 2018 |  | 182 | 145.6 | 12.74 | 145.6 | 145.6 | 145.6 | 145.6 | 145.6 | 145.6 | 145.6 | 145.6 | 145.6 | 145.6 | 145.6 | 12.74 | 12.74 | 12.74 | 12.74 | 12.74 | 12.74 | 12.74 | 12.74 | 12.74 | 12.74 | 12.74 | 0 | 0 | 0 | 0 | 0 | 0 | 0 | 0 | 0 | 0 | 0 | 0 | 0 | 0 | 0 | 0 | 0 | 0 | 0 | 0 | 0 | 0
Existing | US | Texas RE | 1360082 | 57699 | WEBBER_S_WSP1 | AES1 | Webberville Solar Project | WEBBERVILLE SOLAR | 0 | PV | SUN | 0 | Solar | 2011 |  | 26.7 | 21.36 | 1.869 | 21.36 | 21.36 | 21.36 | 21.36 | 21.36 | 21.36 | 21.36 | 21.36 | 21.36 | 21.36 | 21.36 | 1.869 | 1.869 | 1.869 | 1.869 | 1.869 | 1.869 | 1.869 | 1.869 | 1.869 | 1.869 | 1.869 | 0 | 0 | 0 | 0 | 0 | 0 | 0 | 0 | 0 | 0 | 0 | 0 | 0 | 0 | 0 | 0 | 0 | 0 | 0 | 0 | 0 | 0
Existing | US | Texas RE |  | 62415 | W_PECOS_UNIT1 | 0 | West of the Pecos Solar | WEST OF PECOS SOLAR | 0 | PV | SUN | 0 | Solar | 2019 |  | 100 | 80 | 7 | 80 | 80 | 80 | 80 | 80 | 80 | 80 | 80 | 80 | 80 | 80 | 7 | 7 | 7 | 7 | 7 | 7 | 7 | 7 | 7 | 7 | 7 | 0 | 0 | 0 | 0 | 0 | 0 | 0 | 0 | 0 | 0 | 0 | 0 | 0 | 0 | 0 | 0 | 0 | 0 | 0 | 0 | 0 | 0
Existing | US | Texas RE |  |  | DG_ALEXIS_ALEXIS | 0 |  | ALEXIS SOLAR | 0 | PV | SUN | 0 | Solar | 2019 |  | 10 | 8 | 0.7 | 8 | 8 | 8 | 8 | 8 | 8 | 8 | 8 | 8 | 8 | 8 | 0.7 | 0.7 | 0.7 | 0.7 | 0.7 | 0.7 | 0.7 | 0.7 | 0.7 | 0.7 | 0.7 | 0 | 0 | 0 | 0 | 0 | 0 | 0 | 0 | 0 | 0 | 0 | 0 | 0 | 0 | 0 | 0 | 0 | 0 | 0 | 0 | 0 | 0
Existing | US | Texas RE |  |  | DG_CECSOLAR_DG_BECK1 |  |  | BECK 1 | 0 | PV | SUN | 0 | Solar | 2016 |  | 1 | 0.8 | 0.07 | 0.8 | 0.8 | 0.8 | 0.8 | 0.8 | 0.8 | 0.8 | 0.8 | 0.8 | 0.8 | 0.8 | 0.07 | 0.07 | 0.07 | 0.07 | 0.07 | 0.07 | 0.07 | 0.07 | 0.07 | 0.07 | 0.07 | 0 | 0 | 0 | 0 | 0 | 0 | 0 | 0 | 0 | 0 | 0 | 0 | 0 | 0 | 0 | 0 | 0 | 0 | 0 | 0 | 0 | 0
Existing | US | Texas RE | 1896796 | 57197 | DG_BROOK_1UNIT | 1 | Blue Wing Solar Energy Generation | BLUE WING 1 SOLAR | 0 | PV | SUN | 0 | Solar | 2010 |  | 7.6 | 6.08 | 0.532 | 6.08 | 6.08 | 6.08 | 6.08 | 6.08 | 6.08 | 6.08 | 6.08 | 6.08 | 6.08 | 6.08 | 0.532 | 0.532 | 0.532 | 0.532 | 0.532 | 0.532 | 0.532 | 0.532 | 0.532 | 0.532 | 0.532 | 0 | 0 | 0 | 0 | 0 | 0 | 0 | 0 | 0 | 0 | 0 | 0 | 0 | 0 | 0 | 0 | 0 | 0 | 0 | 0 | 0 | 0
Existing | US | Texas RE | 1912247 | 57197 | DG_ELMEN_1UNIT | 1 | Blue Wing Solar Energy Generation | BLUE WING 2 SOLAR | 0 | PV | SUN | 0 | Solar | 2010 |  | 7.3 | 5.84 | 0.511 | 5.84 | 5.84 | 5.84 | 5.84 | 5.84 | 5.84 | 5.84 | 5.84 | 5.84 | 5.84 | 5.84 | 0.511 | 0.511 | 0.511 | 0.511 | 0.511 | 0.511 | 0.511 | 0.511 | 0.511 | 0.511 | 0.511 | 0 | 0 | 0 | 0 | 0 | 0 | 0 | 0 | 0 | 0 | 0 | 0 | 0 | 0 | 0 | 0 | 0 | 0 | 0 | 0 | 0 | 0
Existing | US | Texas RE |  | 61867 | DG_BOVINE_BOVINE | 0 | Bovine | BOVINE SOLAR LLC | 0 | PV | SUN | 0 | Solar | 2018 |  | 5 | 4 | 0.35 | 4 | 4 | 4 | 4 | 4 | 4 | 4 | 4 | 4 | 4 | 4 | 0.35 | 0.35 | 0.35 | 0.35 | 0.35 | 0.35 | 0.35 | 0.35 | 0.35 | 0.35 | 0.35 | 0 | 0 | 0 | 0 | 0 | 0 | 0 | 0 | 0 | 0 | 0 | 0 | 0 | 0 | 0 | 0 | 0 | 0 | 0 | 0 | 0 | 0
Existing | US | Texas RE |  | 61867 | DG_BOVINE2_BOVINE2 | 0 | Bovine | BOVINE SOLAR LLC | 0 | PV | SUN | 0 | Solar | 2018 |  | 5 | 4 | 0.35 | 4 | 4 | 4 | 4 | 4 | 4 | 4 | 4 | 4 | 4 | 4 | 0.35 | 0.35 | 0.35 | 0.35 | 0.35 | 0.35 | 0.35 | 0.35 | 0.35 | 0.35 | 0.35 | 0 | 0 | 0 | 0 | 0 | 0 | 0 | 0 | 0 | 0 | 0 | 0 | 0 | 0 | 0 | 0 | 0 | 0 | 0 | 0 | 0 | 0
Existing | US | Texas RE |  | 61868 | DG_BRNSN_BRNSN | 0 | Bronson | BRONSON SOLAR I | 0 | PV | SUN | 0 | Solar | 2018 |  | 5 | 4 | 0.35 | 4 | 4 | 4 | 4 | 4 | 4 | 4 | 4 | 4 | 4 | 4 | 0.35 | 0.35 | 0.35 | 0.35 | 0.35 | 0.35 | 0.35 | 0.35 | 0.35 | 0.35 | 0.35 | 0 | 0 | 0 | 0 | 0 | 0 | 0 | 0 | 0 | 0 | 0 | 0 | 0 | 0 | 0 | 0 | 0 | 0 | 0 | 0 | 0 | 0
Existing | US | Texas RE |  | 61868 | DG_BRNSN2_BRNSN2 | 0 | Bronson | BRONSON SOLAR II | 0 | PV | SUN | 0 | Solar | 2018 |  | 5 | 4 | 0.35 | 4 | 4 | 4 | 4 | 4 | 4 | 4 | 4 | 4 | 4 | 4 | 0.35 | 0.35 | 0.35 | 0.35 | 0.35 | 0.35 | 0.35 | 0.35 | 0.35 | 0.35 | 0.35 | 0 | 0 | 0 | 0 | 0 | 0 | 0 | 0 | 0 | 0 | 0 | 0 | 0 | 0 | 0 | 0 | 0 | 0 | 0 | 0 | 0 | 0
Existing | US | Texas RE |  | 61875 | DG_CASCADE_CASCADE | 0 | Cascade Solar (TX) | CASCADE SOLAR I | 0 | PV | SUN | 0 | Solar | 2018 |  | 5 | 4 | 0.35 | 4 | 4 | 4 | 4 | 4 | 4 | 4 | 4 | 4 | 4 | 4 | 0.35 | 0.35 | 0.35 | 0.35 | 0.35 | 0.35 | 0.35 | 0.35 | 0.35 | 0.35 | 0.35 | 0 | 0 | 0 | 0 | 0 | 0 | 0 | 0 | 0 | 0 | 0 | 0 | 0 | 0 | 0 | 0 | 0 | 0 | 0 | 0 | 0 | 0
Existing | US | Texas RE |  | 61875 | DG_CASCADE2_CASCADE2 | 0 | Cascade Solar (TX) | CASCADE SOLAR II | 0 | PV | SUN | 0 | Solar | 2018 |  | 5 | 4 | 0.35 | 4 | 4 | 4 | 4 | 4 | 4 | 4 | 4 | 4 | 4 | 4 | 0.35 | 0.35 | 0.35 | 0.35 | 0.35 | 0.35 | 0.35 | 0.35 | 0.35 | 0.35 | 0.35 | 0 | 0 | 0 | 0 | 0 | 0 | 0 | 0 | 0 | 0 | 0 | 0 | 0 | 0 | 0 | 0 | 0 | 0 | 0 | 0 | 0 | 0
Existing | US | Texas RE |  | 64079 | DG_CS10_CATAN | CS | CatanSolar | CATAN SOLAR | 0 | PV | SUN | 0 | Solar | 2020 |  | 10 | 8 | 0.7 | 8 | 8 | 8 | 8 | 8 | 8 | 8 | 8 | 8 | 8 | 8 | 0.7 | 0.7 | 0.7 | 0.7 | 0.7 | 0.7 | 0.7 | 0.7 | 0.7 | 0.7 | 0.7 | 0 | 0 | 0 | 0 | 0 | 0 | 0 | 0 | 0 | 0 | 0 | 0 | 0 | 0 | 0 | 0 | 0 | 0 | 0 | 0 | 0 | 0
Existing | US | Texas RE |  | 61810 | DG_CHISUM_CHISUM | 0 | Chisum | CHISUM SOLAR | 0 | PV | SUN | 0 | Solar | 2018 |  | 10 | 8 | 0.7 | 8 | 8 | 8 | 8 | 8 | 8 | 8 | 8 | 8 | 8 | 8 | 0.7 | 0.7 | 0.7 | 0.7 | 0.7 | 0.7 | 0.7 | 0.7 | 0.7 | 0.7 | 0.7 | 0 | 0 | 0 | 0 | 0 | 0 | 0 | 0 | 0 | 0 | 0 | 0 | 0 | 0 | 0 | 0 | 0 | 0 | 0 | 0 | 0 | 0
Existing | US | Texas RE |  | 62610 | DG_ X443PV1_SWRI_PV1 | 0 | Commerce Solar | COMMERCE_SOLAR | 0 | PV | SUN | 0 | Solar | 2019 |  | 5 | 4 | 0.35 | 4 | 4 | 4 | 4 | 4 | 4 | 4 | 4 | 4 | 4 | 4 | 0.35 | 0.35 | 0.35 | 0.35 | 0.35 | 0.35 | 0.35 | 0.35 | 0.35 | 0.35 | 0.35 | 0 | 0 | 0 | 0 | 0 | 0 | 0 | 0 | 0 | 0 | 0 | 0 | 0 | 0 | 0 | 0 | 0 | 0 | 0 | 0 | 0 | 0
Existing | US | Texas RE |  | 61874 | DG_EDDYII_EDDYII | 0 | Eddy II | EDDY SOLAR II | 0 | PV | SUN | 0 | Solar | 2018 |  | 10 | 8 | 0.7 | 8 | 8 | 8 | 8 | 8 | 8 | 8 | 8 | 8 | 8 | 8 | 0.7 | 0.7 | 0.7 | 0.7 | 0.7 | 0.7 | 0.7 | 0.7 | 0.7 | 0.7 | 0.7 | 0 | 0 | 0 | 0 | 0 | 0 | 0 | 0 | 0 | 0 | 0 | 0 | 0 | 0 | 0 | 0 | 0 | 0 | 0 | 0 | 0 | 0
Existing | US | Texas RE |  |  | DG_FIFTHGS1_FGSOLAR1 |  |  | FIFTH GENERATION SOLAR 1 | 0 | PV | SUN | 0 | Solar | 2016 |  | 1.6 | 1.28 | 0.112 | 1.28 | 1.28 | 1.28 | 1.28 | 1.28 | 1.28 | 1.28 | 1.28 | 1.28 | 1.28 | 1.28 | 0.112 | 0.112 | 0.112 | 0.112 | 0.112 | 0.112 | 0.112 | 0.112 | 0.112 | 0.112 | 0.112 | 0 | 0 | 0 | 0 | 0 | 0 | 0 | 0 | 0 | 0 | 0 | 0 | 0 | 0 | 0 | 0 | 0 | 0 | 0 | 0 | 0 | 0
Existing | US | Texas RE |  | 62953 | DG_GRIFFIN_GRIFFIN | 0 | Griffin Solar | GRIFFIN SOLAR | 0 | PV | SUN | 0 | Solar | 2019 |  | 5 | 4 | 0.35 | 4 | 4 | 4 | 4 | 4 | 4 | 4 | 4 | 4 | 4 | 4 | 0.35 | 0.35 | 0.35 | 0.35 | 0.35 | 0.35 | 0.35 | 0.35 | 0.35 | 0.35 | 0.35 | 0 | 0 | 0 | 0 | 0 | 0 | 0 | 0 | 0 | 0 | 0 | 0 | 0 | 0 | 0 | 0 | 0 | 0 | 0 | 0 | 0 | 0
Existing | US | Texas RE |  | 61409 | DG_HWY56_HWY56 | 0 | Highway 56 Solar | HIGHWAY 56 | 0 | PV | SUN | 0 | Solar | 2017 |  | 5.3 | 4.24 | 0.371 | 4.24 | 4.24 | 4.24 | 4.24 | 4.24 | 4.24 | 4.24 | 4.24 | 4.24 | 4.24 | 4.24 | 0.371 | 0.371 | 0.371 | 0.371 | 0.371 | 0.371 | 0.371 | 0.371 | 0.371 | 0.371 | 0.371 | 0 | 0 | 0 | 0 | 0 | 0 | 0 | 0 | 0 | 0 | 0 | 0 | 0 | 0 | 0 | 0 | 0 | 0 | 0 | 0 | 0 | 0
Existing | US | Texas RE |  |  | DG_SEALY_1UNIT |  |  | HM SEALY SOLAR 1 | 0 | PV | SUN | 0 | Solar | 2015 |  | 1.6 | 1.28 | 0.112 | 1.28 | 1.28 | 1.28 | 1.28 | 1.28 | 1.28 | 1.28 | 1.28 | 1.28 | 1.28 | 1.28 | 0.112 | 0.112 | 0.112 | 0.112 | 0.112 | 0.112 | 0.112 | 0.112 | 0.112 | 0.112 | 0.112 | 0 | 0 | 0 | 0 | 0 | 0 | 0 | 0 | 0 | 0 | 0 | 0 | 0 | 0 | 0 | 0 | 0 | 0 | 0 | 0 | 0 | 0
Existing | US | Texas RE |  | 61872 | DG_LAMPWICK_LAMPWICK | 0 | Lampwick | LAMPWICK SOLAR | 0 | PV | SUN | 0 | Solar | 2019 |  | 7.5 | 6 | 0.525 | 6 | 6 | 6 | 6 | 6 | 6 | 6 | 6 | 6 | 6 | 6 | 0.525 | 0.525 | 0.525 | 0.525 | 0.525 | 0.525 | 0.525 | 0.525 | 0.525 | 0.525 | 0.525 | 0 | 0 | 0 | 0 | 0 | 0 | 0 | 0 | 0 | 0 | 0 | 0 | 0 | 0 | 0 | 0 | 0 | 0 | 0 | 0 | 0 | 0
Existing | US | Texas RE |  | 61532 | DG_LEON_LEON | 0 | Leon Solar | LEON | 0 | PV | SUN | 0 | Solar | 2017 |  | 10 | 8 | 0.7 | 8 | 8 | 8 | 8 | 8 | 8 | 8 | 8 | 8 | 8 | 8 | 0.7 | 0.7 | 0.7 | 0.7 | 0.7 | 0.7 | 0.7 | 0.7 | 0.7 | 0.7 | 0.7 | 0 | 0 | 0 | 0 | 0 | 0 | 0 | 0 | 0 | 0 | 0 | 0 | 0 | 0 | 0 | 0 | 0 | 0 | 0 | 0 | 0 | 0
Existing | US | Texas RE |  | 61513 | DG_MARLIN_MARLIN | 0 | Marlin Solar | MARLIN | 0 | PV | SUN | 0 | Solar | 2017 |  | 5.3 | 4.24 | 0.371 | 4.24 | 4.24 | 4.24 | 4.24 | 4.24 | 4.24 | 4.24 | 4.24 | 4.24 | 4.24 | 4.24 | 0.371 | 0.371 | 0.371 | 0.371 | 0.371 | 0.371 | 0.371 | 0.371 | 0.371 | 0.371 | 0.371 | 0 | 0 | 0 | 0 | 0 | 0 | 0 | 0 | 0 | 0 | 0 | 0 | 0 | 0 | 0 | 0 | 0 | 0 | 0 | 0 | 0 | 0
Existing | US | Texas RE |  | 63027 | DG_MARS_MARS | 0 | Mars Solar | MARS SOLAR (DG) | 0 | PV | SUN | 0 | Solar | 2019 |  | 10 | 8 | 0.7 | 8 | 8 | 8 | 8 | 8 | 8 | 8 | 8 | 8 | 8 | 8 | 0.7 | 0.7 | 0.7 | 0.7 | 0.7 | 0.7 | 0.7 | 0.7 | 0.7 | 0.7 | 0.7 | 0 | 0 | 0 | 0 | 0 | 0 | 0 | 0 | 0 | 0 | 0 | 0 | 0 | 0 | 0 | 0 | 0 | 0 | 0 | 0 | 0 | 0
Existing | US | Texas RE |  | 61514 | DG_NGNSVL_NGAINESV | 0 | North Gainesville Solar | NORTH GAINESVILLE | 0 | PV | SUN | 0 | Solar | 2017 |  | 5.2 | 4.16 | 0.364 | 4.16 | 4.16 | 4.16 | 4.16 | 4.16 | 4.16 | 4.16 | 4.16 | 4.16 | 4.16 | 4.16 | 0.364 | 0.364 | 0.364 | 0.364 | 0.364 | 0.364 | 0.364 | 0.364 | 0.364 | 0.364 | 0.364 | 0 | 0 | 0 | 0 | 0 | 0 | 0 | 0 | 0 | 0 | 0 | 0 | 0 | 0 | 0 | 0 | 0 | 0 | 0 | 0 | 0 | 0
Existing | US | Texas RE | 1888336 | 58716 | DG_STHWG_UNIT1 | 1 | OCI Alamo 2 | OCI ALAMO 2 SOLAR-ST. HEDWIG | 0 | PV | SUN | 0 | Solar | 2014 |  | 4.4 | 3.52 | 0.308 | 3.52 | 3.52 | 3.52 | 3.52 | 3.52 | 3.52 | 3.52 | 3.52 | 3.52 | 3.52 | 3.52 | 0.308 | 0.308 | 0.308 | 0.308 | 0.308 | 0.308 | 0.308 | 0.308 | 0.308 | 0.308 | 0.308 | 0 | 0 | 0 | 0 | 0 | 0 | 0 | 0 | 0 | 0 | 0 | 0 | 0 | 0 | 0 | 0 | 0 | 0 | 0 | 0 | 0 | 0
Existing | US | Texas RE | 1438404 | 59204 | DG_WALZM_UNIT1 | OCIA3 | OCI Alamo 3 LLC | OCI ALAMO 3-WALZEM SOLAR | 0 | PV | SUN | 0 | Solar | 2014 |  | 5.5 | 4.4 | 0.385 | 4.4 | 4.4 | 4.4 | 4.4 | 4.4 | 4.4 | 4.4 | 4.4 | 4.4 | 4.4 | 4.4 | 0.385 | 0.385 | 0.385 | 0.385 | 0.385 | 0.385 | 0.385 | 0.385 | 0.385 | 0.385 | 0.385 | 0 | 0 | 0 | 0 | 0 | 0 | 0 | 0 | 0 | 0 | 0 | 0 | 0 | 0 | 0 | 0 | 0 | 0 | 0 | 0 | 0 | 0
Existing | US | Texas RE |  | 61700 | DG_PFK_PFKPV | 0 | PowerFin Kingsbery | POWERFIN KINGSBERY | 0 | PV | SUN | 0 | Solar | 2017 |  | 2.6 | 2.08 | 0.182 | 2.08 | 2.08 | 2.08 | 2.08 | 2.08 | 2.08 | 2.08 | 2.08 | 2.08 | 2.08 | 2.08 | 0.182 | 0.182 | 0.182 | 0.182 | 0.182 | 0.182 | 0.182 | 0.182 | 0.182 | 0.182 | 0.182 | 0 | 0 | 0 | 0 | 0 | 0 | 0 | 0 | 0 | 0 | 0 | 0 | 0 | 0 | 0 | 0 | 0 | 0 | 0 | 0 | 0 | 0
Existing | US | Texas RE |  | 60427 | DG_COSERVSS_CSS1 | 0 | CoServ Community Solar Station | RENEWABLE ENERGY ALTERNATIVES-CCS1 | 0 | PV | SUN | 0 | Solar | 2015 |  | 2 | 1.6 | 0.14 | 1.6 | 1.6 | 1.6 | 1.6 | 1.6 | 1.6 | 1.6 | 1.6 | 1.6 | 1.6 | 1.6 | 0.14 | 0.14 | 0.14 | 0.14 | 0.14 | 0.14 | 0.14 | 0.14 | 0.14 | 0.14 | 0.14 | 0 | 0 | 0 | 0 | 0 | 0 | 0 | 0 | 0 | 0 | 0 | 0 | 0 | 0 | 0 | 0 | 0 | 0 | 0 | 0 | 0 | 0
Existing | US | Texas RE |  | 61871 | DG_STRLING_STRLING | 0 | Sterling Solar (TX) | STERLING | 0 | PV | SUN | 0 | Solar | 2018 |  | 10 | 8 | 0.7 | 8 | 8 | 8 | 8 | 8 | 8 | 8 | 8 | 8 | 8 | 8 | 0.7 | 0.7 | 0.7 | 0.7 | 0.7 | 0.7 | 0.7 | 0.7 | 0.7 | 0.7 | 0.7 | 0 | 0 | 0 | 0 | 0 | 0 | 0 | 0 | 0 | 0 | 0 | 0 | 0 | 0 | 0 | 0 | 0 | 0 | 0 | 0 | 0 | 0
Existing | US | Texas RE | 1577118 | 58068 | DG_VALL1_1UNIT | 0 | SunE CPS1 LLC | SUNEDISON RABEL ROAD SOLAR | 0 | PV | SUN | 0 | Solar | 2012 |  | 9.9 | 7.92 | 0.693 | 7.92 | 7.92 | 7.92 | 7.92 | 7.92 | 7.92 | 7.92 | 7.92 | 7.92 | 7.92 | 7.92 | 0.693 | 0.693 | 0.693 | 0.693 | 0.693 | 0.693 | 0.693 | 0.693 | 0.693 | 0.693 | 0.693 | 0 | 0 | 0 | 0 | 0 | 0 | 0 | 0 | 0 | 0 | 0 | 0 | 0 | 0 | 0 | 0 | 0 | 0 | 0 | 0 | 0 | 0
Existing | US | Texas RE | 1255866 | 58027 | DG_VALL2_1UNIT | 0 | SunE CPS2 LLC | SUNEDISON VALLEY ROAD SOLAR | 0 | PV | SUN | 0 | Solar | 2012 |  | 9.9 | 7.92 | 0.693 | 7.92 | 7.92 | 7.92 | 7.92 | 7.92 | 7.92 | 7.92 | 7.92 | 7.92 | 7.92 | 7.92 | 0.693 | 0.693 | 0.693 | 0.693 | 0.693 | 0.693 | 0.693 | 0.693 | 0.693 | 0.693 | 0.693 | 0 | 0 | 0 | 0 | 0 | 0 | 0 | 0 | 0 | 0 | 0 | 0 | 0 | 0 | 0 | 0 | 0 | 0 | 0 | 0 | 0 | 0
Existing | US | Texas RE | 1986175 | 58009 | DG_SOME1_1UNIT | 0 | SunE CPS3 LLC | SUNEDISON CPS3 SOMERSET 1 SOLAR | 0 | PV | SUN | 0 | Solar | 2012 |  | 5.6 | 4.48 | 0.392 | 4.48 | 4.48 | 4.48 | 4.48 | 4.48 | 4.48 | 4.48 | 4.48 | 4.48 | 4.48 | 4.48 | 0.392 | 0.392 | 0.392 | 0.392 | 0.392 | 0.392 | 0.392 | 0.392 | 0.392 | 0.392 | 0.392 | 0 | 0 | 0 | 0 | 0 | 0 | 0 | 0 | 0 | 0 | 0 | 0 | 0 | 0 | 0 | 0 | 0 | 0 | 0 | 0 | 0 | 0
Existing | US | Texas RE | 1610395 | 58009 | DG_SOME2_1UNIT | 0 | SunE CPS3 LLC | SUNEDISON SOMERSET 2 SOLAR | 0 | PV | SUN | 0 | Solar | 2012 |  | 5 | 4 | 0.35 | 4 | 4 | 4 | 4 | 4 | 4 | 4 | 4 | 4 | 4 | 4 | 0.35 | 0.35 | 0.35 | 0.35 | 0.35 | 0.35 | 0.35 | 0.35 | 0.35 | 0.35 | 0.35 | 0 | 0 | 0 | 0 | 0 | 0 | 0 | 0 | 0 | 0 | 0 | 0 | 0 | 0 | 0 | 0 | 0 | 0 | 0 | 0 | 0 | 0
Existing | US | Texas RE |  | 61370 | DG_WLNTSPRG_1UNIT |  | Walnut Springs Solar | WALNUT SPRINGS | 0 | PV | SUN | 0 | Solar | 2016 |  | 10 | 8 | 0.7 | 8 | 8 | 8 | 8 | 8 | 8 | 8 | 8 | 8 | 8 | 8 | 0.7 | 0.7 | 0.7 | 0.7 | 0.7 | 0.7 | 0.7 | 0.7 | 0.7 | 0.7 | 0.7 | 0 | 0 | 0 | 0 | 0 | 0 | 0 | 0 | 0 | 0 | 0 | 0 | 0 | 0 | 0 | 0 | 0 | 0 | 0 | 0 | 0 | 0
Existing | US | Texas RE |  | 61625 | DG_WMOOREII_WMOOREII | 0 | West Moore Solar II | WEST MOORE II | 0 | PV | SUN | 0 | Solar | 2018 |  | 5 | 4 | 0.35 | 4 | 4 | 4 | 4 | 4 | 4 | 4 | 4 | 4 | 4 | 4 | 0.35 | 0.35 | 0.35 | 0.35 | 0.35 | 0.35 | 0.35 | 0.35 | 0.35 | 0.35 | 0.35 | 0 | 0 | 0 | 0 | 0 | 0 | 0 | 0 | 0 | 0 | 0 | 0 | 0 | 0 | 0 | 0 | 0 | 0 | 0 | 0 | 0 | 0
Existing | US | Texas RE |  | 61410 | DG_WBORO_WHTSBORO | 0 | Whitesboro Solar | WHITESBORO | 0 | PV | SUN | 0 | Solar | 2017 |  | 5 | 4 | 0.35 | 4 | 4 | 4 | 4 | 4 | 4 | 4 | 4 | 4 | 4 | 4 | 0.35 | 0.35 | 0.35 | 0.35 | 0.35 | 0.35 | 0.35 | 0.35 | 0.35 | 0.35 | 0.35 | 0 | 0 | 0 | 0 | 0 | 0 | 0 | 0 | 0 | 0 | 0 | 0 | 0 | 0 | 0 | 0 | 0 | 0 | 0 | 0 | 0 | 0
Existing | US | Texas RE |  | 61411 | DG_WBOROII_WHBOROII | 0 | Whitesboro Solar II | WHITESBORO II | 0 | PV | SUN | 0 | Solar | 2017 |  | 5 | 4 | 0.35 | 4 | 4 | 4 | 4 | 4 | 4 | 4 | 4 | 4 | 4 | 4 | 0.35 | 0.35 | 0.35 | 0.35 | 0.35 | 0.35 | 0.35 | 0.35 | 0.35 | 0.35 | 0.35 | 0 | 0 | 0 | 0 | 0 | 0 | 0 | 0 | 0 | 0 | 0 | 0 | 0 | 0 | 0 | 0 | 0 | 0 | 0 | 0 | 0 | 0
Existing | US | Texas RE |  | 61524 | DG_WHTRT_WHTRGHT | 0 | Whitewright Solar | WHITEWRIGHT | 0 | PV | SUN | 0 | Solar | 2017 |  | 10 | 8 | 0.7 | 8 | 8 | 8 | 8 | 8 | 8 | 8 | 8 | 8 | 8 | 8 | 0.7 | 0.7 | 0.7 | 0.7 | 0.7 | 0.7 | 0.7 | 0.7 | 0.7 | 0.7 | 0.7 | 0 | 0 | 0 | 0 | 0 | 0 | 0 | 0 | 0 | 0 | 0 | 0 | 0 | 0 | 0 | 0 | 0 | 0 | 0 | 0 | 0 | 0
Existing | US | Texas RE |  | 63180 | DG_WHITNEY_SOLAR1 | 0 | TPE Whitney Solar, LLC | WHITNEY SOLAR | 0 | PV | SUN | 0 | Solar | 2017 |  | 10 | 8 | 0.7 | 8 | 8 | 8 | 8 | 8 | 8 | 8 | 8 | 8 | 8 | 8 | 0.7 | 0.7 | 0.7 | 0.7 | 0.7 | 0.7 | 0.7 | 0.7 | 0.7 | 0.7 | 0.7 | 0 | 0 | 0 | 0 | 0 | 0 | 0 | 0 | 0 | 0 | 0 | 0 | 0 | 0 | 0 | 0 | 0 | 0 | 0 | 0 | 0 | 0
Existing | US | Texas RE |  | 61873 | DG_YLWJACKET_YLWJACKET | 0 | Yellow Jacket | YELLOW JACKET SOLAR | 0 | PV | SUN | 0 | Solar | 2018 |  | 5 | 4 | 0.35 | 4 | 4 | 4 | 4 | 4 | 4 | 4 | 4 | 4 | 4 | 4 | 0.35 | 0.35 | 0.35 | 0.35 | 0.35 | 0.35 | 0.35 | 0.35 | 0.35 | 0.35 | 0.35 | 0 | 0 | 0 | 0 | 0 | 0 | 0 | 0 | 0 | 0 | 0 | 0 | 0 | 0 | 0 | 0 | 0 | 0 | 0 | 0 | 0 | 0
Existing | US | Texas RE |  | 60690 | BLSUMMIT_BATTERY |  | Blue Summit Storage, LLC | BLUE SUMMIT BATTERY | 0 | BA | MWH | 0 | Other | 2017 |  | 30 | 0 | 0 | 0 | 0 | 0 | 0 | 0 | 0 | 0 | 0 | 0 | 0 | 0 | 0 | 0 | 0 | 0 | 0 | 0 | 0 | 0 | 0 | 0 | 0 | 0 | 0 | 0 | 0 | 0 | 0 | 0 | 0 | 0 | 0 | 0 | 0 | 0 | 0 | 0 | 0 | 0 | 0 | 0 | 0 | 0 | 0
Existing | US | Texas RE |  |  | BRPALVIN_UNIT1 | 0 |  | BRP ALVIN | 0 | BA | MWH | 0 | Other | 2020 |  | 9.95 | 0 | 0 | 0 | 0 | 0 | 0 | 0 | 0 | 0 | 0 | 0 | 0 | 0 | 0 | 0 | 0 | 0 | 0 | 0 | 0 | 0 | 0 | 0 | 0 | 0 | 0 | 0 | 0 | 0 | 0 | 0 | 0 | 0 | 0 | 0 | 0 | 0 | 0 | 0 | 0 | 0 | 0 | 0 | 0 | 0 | 0
Existing | US | Texas RE |  |  | BRPANGLE_UNIT1 | 0 |  | BRP ANGELTON | 0 | BA | MWH | 0 | Other | 2020 |  | 9.95 | 0 | 0 | 0 | 0 | 0 | 0 | 0 | 0 | 0 | 0 | 0 | 0 | 0 | 0 | 0 | 0 | 0 | 0 | 0 | 0 | 0 | 0 | 0 | 0 | 0 | 0 | 0 | 0 | 0 | 0 | 0 | 0 | 0 | 0 | 0 | 0 | 0 | 0 | 0 | 0 | 0 | 0 | 0 | 0 | 0 | 0
Existing | US | Texas RE |  |  | BRP_BRAZ_UNIT1 | 0 |  | BRP BRAZORIA | 0 | BA | MWH | 0 | Other | 2020 |  | 9.95 | 0 | 0 | 0 | 0 | 0 | 0 | 0 | 0 | 0 | 0 | 0 | 0 | 0 | 0 | 0 | 0 | 0 | 0 | 0 | 0 | 0 | 0 | 0 | 0 | 0 | 0 | 0 | 0 | 0 | 0 | 0 | 0 | 0 | 0 | 0 | 0 | 0 | 0 | 0 | 0 | 0 | 0 | 0 | 0 | 0 | 0
Existing | US | Texas RE |  |  | BRHEIGHT_UNIT1 | 0 |  | BRP HEIGHTS | 0 | BA | MWH | 0 | Other | 2020 |  | 10 | 0 | 0 | 0 | 0 | 0 | 0 | 0 | 0 | 0 | 0 | 0 | 0 | 0 | 0 | 0 | 0 | 0 | 0 | 0 | 0 | 0 | 0 | 0 | 0 | 0 | 0 | 0 | 0 | 0 | 0 | 0 | 0 | 0 | 0 | 0 | 0 | 0 | 0 | 0 | 0 | 0 | 0 | 0 | 0 | 0 | 0
Existing | US | Texas RE |  |  | BRPMAGNO_UNIT1 | 0 |  | BRP MAGNOLIA | 0 | BA | MWH | 0 | Other | 2020 |  | 9.95 | 0 | 0 | 0 | 0 | 0 | 0 | 0 | 0 | 0 | 0 | 0 | 0 | 0 | 0 | 0 | 0 | 0 | 0 | 0 | 0 | 0 | 0 | 0 | 0 | 0 | 0 | 0 | 0 | 0 | 0 | 0 | 0 | 0 | 0 | 0 | 0 | 0 | 0 | 0 | 0 | 0 | 0 | 0 | 0 | 0 | 0
Existing | US | Texas RE |  | 64321 | BRP_SWNY_UNIT1 | 0 | Sweeny | BRP SWEENY (DGR) | 0 | BA | MWH | 0 | Other | 2020 |  | 10 | 0 | 0 | 0 | 0 | 0 | 0 | 0 | 0 | 0 | 0 | 0 | 0 | 0 | 0 | 0 | 0 | 0 | 0 | 0 | 0 | 0 | 0 | 0 | 0 | 0 | 0 | 0 | 0 | 0 | 0 | 0 | 0 | 0 | 0 | 0 | 0 | 0 | 0 | 0 | 0 | 0 | 0 | 0 | 0 | 0 | 0
Existing | US | Texas RE |  |  | BRPODESA_UNIT1 | 0 |  | BRP ODESSA SW | 0 | BA | MWH | 0 | Other | 2020 |  | 9.95 | 0 | 0 | 0 | 0 | 0 | 0 | 0 | 0 | 0 | 0 | 0 | 0 | 0 | 0 | 0 | 0 | 0 | 0 | 0 | 0 | 0 | 0 | 0 | 0 | 0 | 0 | 0 | 0 | 0 | 0 | 0 | 0 | 0 | 0 | 0 | 0 | 0 | 0 | 0 | 0 | 0 | 0 | 0 | 0 | 0 | 0
Existing | US | Texas RE |  | 60123 | CASL_GAP_BATTERY1 | 0 | Castle Gap Solar Hybrid | CASTLE GAP BATTERY | 0 | BA | MWH | 0 | Other | 2019 |  | 9.9 | 0 | 0 | 0 | 0 | 0 | 0 | 0 | 0 | 0 | 0 | 0 | 0 | 0 | 0 | 0 | 0 | 0 | 0 | 0 | 0 | 0 | 0 | 0 | 0 | 0 | 0 | 0 | 0 | 0 | 0 | 0 | 0 | 0 | 0 | 0 | 0 | 0 | 0 | 0 | 0 | 0 | 0 | 0 | 0 | 0 | 0
Existing | US | Texas RE |  |  | X443ESS1_SWRI | 0 |  | COMMERCE ST ESS | 0 | BA | MWH | 0 | Other | 2020 |  | 10 | 0 | 0 | 0 | 0 | 0 | 0 | 0 | 0 | 0 | 0 | 0 | 0 | 0 | 0 | 0 | 0 | 0 | 0 | 0 | 0 | 0 | 0 | 0 | 0 | 0 | 0 | 0 | 0 | 0 | 0 | 0 | 0 | 0 | 0 | 0 | 0 | 0 | 0 | 0 | 0 | 0 | 0 | 0 | 0 | 0 | 0
Existing | US | Texas RE |  |  | FLTBES_BESS1 | 0 |  | FLAT TOP BATTERY | 0 | BA | MWH | 0 | Other | 2020 |  | 9.9 | 0 | 0 | 0 | 0 | 0 | 0 | 0 | 0 | 0 | 0 | 0 | 0 | 0 | 0 | 0 | 0 | 0 | 0 | 0 | 0 | 0 | 0 | 0 | 0 | 0 | 0 | 0 | 0 | 0 | 0 | 0 | 0 | 0 | 0 | 0 | 0 | 0 | 0 | 0 | 0 | 0 | 0 | 0 | 0 | 0 | 0
Existing | US | Texas RE |  |  | HRBESS_BESS | 0 |  | HOEFSROAD BESS (DGR) | 0 | BA | MWH | 0 | Other | 2021 |  | 2 | 0 | 0 | 0 | 0 | 0 | 0 | 0 | 0 | 0 | 0 | 0 | 0 | 0 | 0 | 0 | 0 | 0 | 0 | 0 | 0 | 0 | 0 | 0 | 0 | 0 | 0 | 0 | 0 | 0 | 0 | 0 | 0 | 0 | 0 | 0 | 0 | 0 | 0 | 0 | 0 | 0 | 0 | 0 | 0 | 0 | 0
Existing | US | Texas RE |  | 56984 | INDL_ESS |  | Inadale Wind Farm LLC Hybrid | INADALE ESS | 0 | BA | MWH | 0 | Other | 2018 |  | 9.9 | 0 | 0 | 0 | 0 | 0 | 0 | 0 | 0 | 0 | 0 | 0 | 0 | 0 | 0 | 0 | 0 | 0 | 0 | 0 | 0 | 0 | 0 | 0 | 0 | 0 | 0 | 0 | 0 | 0 | 0 | 0 | 0 | 0 | 0 | 0 | 0 | 0 | 0 | 0 | 0 | 0 | 0 | 0 | 0 | 0 | 0
Existing | US | Texas RE |  |  | JC_BAT_UNIT_1 | 0 |  | JOHNSON CITY BESS | 0 | BA | MWH | 0 | Other | 2020 |  | 2.25 | 0 | 0 | 0 | 0 | 0 | 0 | 0 | 0 | 0 | 0 | 0 | 0 | 0 | 0 | 0 | 0 | 0 | 0 | 0 | 0 | 0 | 0 | 0 | 0 | 0 | 0 | 0 | 0 | 0 | 0 | 0 | 0 | 0 | 0 | 0 | 0 | 0 | 0 | 0 | 0 | 0 | 0 | 0 | 0 | 0 | 0
Existing | US | Texas RE | 1570047 | 56961 | NWF_NBS | BATT | Notrees Windpower | NOTREES BATTERY FACILITY | 0 | BA | MWH | 0 | Other | 2013 |  | 36 | 0 | 0 | 0 | 0 | 0 | 0 | 0 | 0 | 0 | 0 | 0 | 0 | 0 | 0 | 0 | 0 | 0 | 0 | 0 | 0 | 0 | 0 | 0 | 0 | 0 | 0 | 0 | 0 | 0 | 0 | 0 | 0 | 0 | 0 | 0 | 0 | 0 | 0 | 0 | 0 | 0 | 0 | 0 | 0 | 0 | 0
Existing | US | Texas RE |  | 58537 | OCI_ALM1_ASTRO1 |  | OCI Alamo Solar I Hybrid | OCI ALAMO 1 | 0 | BA | MWH | 0 | Other | 2016 |  | 1 | 0 | 0 | 0 | 0 | 0 | 0 | 0 | 0 | 0 | 0 | 0 | 0 | 0 | 0 | 0 | 0 | 0 | 0 | 0 | 0 | 0 | 0 | 0 | 0 | 0 | 0 | 0 | 0 | 0 | 0 | 0 | 0 | 0 | 0 | 0 | 0 | 0 | 0 | 0 | 0 | 0 | 0 | 0 | 0 | 0 | 0
Existing | US | Texas RE |  |  | PTLBES_BESS1 | 0 |  | PORT LAVACA BATTERY | 0 | BA | MWH | 0 | Other | 2020 |  | 9.9 | 0 | 0 | 0 | 0 | 0 | 0 | 0 | 0 | 0 | 0 | 0 | 0 | 0 | 0 | 0 | 0 | 0 | 0 | 0 | 0 | 0 | 0 | 0 | 0 | 0 | 0 | 0 | 0 | 0 | 0 | 0 | 0 | 0 | 0 | 0 | 0 | 0 | 0 | 0 | 0 | 0 | 0 | 0 | 0 | 0 | 0
Existing | US | Texas RE |  | 62753 | WCOLLDG_BSS_U1 | 0 | Prospect Storage | PROSPECT STORAGE | 0 | BA | MWH | 0 | Other | 2020 |  | 9.9 | 0 | 0 | 0 | 0 | 0 | 0 | 0 | 0 | 0 | 0 | 0 | 0 | 0 | 0 | 0 | 0 | 0 | 0 | 0 | 0 | 0 | 0 | 0 | 0 | 0 | 0 | 0 | 0 | 0 | 0 | 0 | 0 | 0 | 0 | 0 | 0 | 0 | 0 | 0 | 0 | 0 | 0 | 0 | 0 | 0 | 0
Existing | US | Texas RE |  | 56981 | PYR_ESS |  | Pyron Wind Farm LLC Hybrid | PYRON ESS | 0 | BA | MWH | 0 | Other | 2018 |  | 9.9 | 0 | 0 | 0 | 0 | 0 | 0 | 0 | 0 | 0 | 0 | 0 | 0 | 0 | 0 | 0 | 0 | 0 | 0 | 0 | 0 | 0 | 0 | 0 | 0 | 0 | 0 | 0 | 0 | 0 | 0 | 0 | 0 | 0 | 0 | 0 | 0 | 0 | 0 | 0 | 0 | 0 | 0 | 0 | 0 | 0 | 0
Existing | US | Texas RE |  | 60649 | RHESS2_ESS_1 | 0 | Rabbit Hill Energy Storage Project | RABBIT HILL ENERGY STORAGE PROJECT | 0 | BA | MWH | 0 | Other | 2020 |  | 9.9 | 0 | 0 | 0 | 0 | 0 | 0 | 0 | 0 | 0 | 0 | 0 | 0 | 0 | 0 | 0 | 0 | 0 | 0 | 0 | 0 | 0 | 0 | 0 | 0 | 0 | 0 | 0 | 0 | 0 | 0 | 0 | 0 | 0 | 0 | 0 | 0 | 0 | 0 | 0 | 0 | 0 | 0 | 0 | 0 | 0 | 0
Existing | US | Texas RE |  | 61362 | TOSBATT_UNIT1 |  | NRG Elbow Creek Energy Storage Project | TOS BATTERY STORAGE | 0 | BA | MWH | 0 | Other | 2017 |  | 2 | 0 | 0 | 0 | 0 | 0 | 0 | 0 | 0 | 0 | 0 | 0 | 0 | 0 | 0 | 0 | 0 | 0 | 0 | 0 | 0 | 0 | 0 | 0 | 0 | 0 | 0 | 0 | 0 | 0 | 0 | 0 | 0 | 0 | 0 | 0 | 0 | 0 | 0 | 0 | 0 | 0 | 0 | 0 | 0 | 0 | 0
Existing | US | Texas RE |  |  | WRSBES_BESS1 | 0 |  | WORSHAM BATTERY | 0 | BA | MWH | 0 | Other | 2020 |  | 9.9 | 0 | 0 | 0 | 0 | 0 | 0 | 0 | 0 | 0 | 0 | 0 | 0 | 0 | 0 | 0 | 0 | 0 | 0 | 0 | 0 | 0 | 0 | 0 | 0 | 0 | 0 | 0 | 0 | 0 | 0 | 0 | 0 | 0 | 0 | 0 | 0 | 0 | 0 | 0 | 0 | 0 | 0 | 0 | 0 | 0 | 0
Existing | US | Texas RE |  | 61741 | DG_KB_ESS_KB_ESS | 0 | Kingsberry Energy Storage System | KINGSBERY ENERGY STORAGE SYSTEM | 0 | BA | MWH | 0 | Other | 2017 |  | 1.5 | 0 | 0 | 0 | 0 | 0 | 0 | 0 | 0 | 0 | 0 | 0 | 0 | 0 | 0 | 0 | 0 | 0 | 0 | 0 | 0 | 0 | 0 | 0 | 0 | 0 | 0 | 0 | 0 | 0 | 0 | 0 | 0 | 0 | 0 | 0 | 0 | 0 | 0 | 0 | 0 | 0 | 0 | 0 | 0 | 0 | 0
Existing | US | Texas RE |  |  | DG_MU_ESS_MU_ESS | 0 |  | MU ENERGY STORAGE SYSTEM | 0 | BA | MWH | 0 | Other | 2018 |  | 1.5 | 0 | 0 | 0 | 0 | 0 | 0 | 0 | 0 | 0 | 0 | 0 | 0 | 0 | 0 | 0 | 0 | 0 | 0 | 0 | 0 | 0 | 0 | 0 | 0 | 0 | 0 | 0 | 0 | 0 | 0 | 0 | 0 | 0 | 0 | 0 | 0 | 0 | 0 | 0 | 0 | 0 | 0 | 0 | 0 | 0 | 0
Existing | US | Texas RE |  |  | DG_YOUNICOS_YINC1_1 | 0 |  | YOUNICOS FACILITY | 0 | BA | MWH | 0 | Other | 2015 |  | 2 | 0 | 0 | 0 | 0 | 0 | 0 | 0 | 0 | 0 | 0 | 0 | 0 | 0 | 0 | 0 | 0 | 0 | 0 | 0 | 0 | 0 | 0 | 0 | 0 | 0 | 0 | 0 | 0 | 0 | 0 | 0 | 0 | 0 | 0 | 0 | 0 | 0 | 0 | 0 | 0 | 0 | 0 | 0 | 0 | 0 | 0
Existing | US | Texas RE |  | 55086 | LGE_LGE_GT1 |  |  | GREGORY POWER PARTNERS GT1 |  | GT | NG |  | Natural Gas and Other Gases | 2000 |  | 185 | 145 | 158 | 145 | 145 | 145 | 145 | 145 | 145 | 145 | 145 | 145 | 145 | 145 | 0 | 0 | 0 | 0 | 0 | 0 | 0 | 0 | 0 | 0 | 0 | 0 | 0 | 0 | 0 | 0 | 0 | 0 | 0 | 0 | 0 | 0 | 158 | 158 | 158 | 158 | 158 | 158 | 158 | 158 | 158 | 158 | 158 | SUMMER-ONLY OPERATIONS AS OF 5/1/2020, AVAILABLE 5/1 THROUGH 9/30
Existing | US | Texas RE |  | 55086 | LGE_LGE_GT2 |  |  | GREGORY POWER PARTNERS GT2 |  | GT | NG |  | Natural Gas and Other Gases | 2000 |  | 185 | 145 | 158 | 145 | 145 | 145 | 145 | 145 | 145 | 145 | 145 | 145 | 145 | 145 | 0 | 0 | 0 | 0 | 0 | 0 | 0 | 0 | 0 | 0 | 0 | 0 | 0 | 0 | 0 | 0 | 0 | 0 | 0 | 0 | 0 | 0 | 158 | 158 | 158 | 158 | 158 | 158 | 158 | 158 | 158 | 158 | 158 | SUMMER-ONLY OPERATIONS AS OF 5/1/2020, AVAILABLE 5/1 THROUGH 9/30
Existing | US | Texas RE |  | 55086 | LGE_LGE_STG |  |  | GREGORY POWER PARTNERS STG |  | ST | NG |  | Natural Gas and Other Gases | 2000 |  | 100 | 75 | 75 | 75 | 75 | 75 | 75 | 75 | 75 | 75 | 75 | 75 | 75 | 75 | 0 | 0 | 0 | 0 | 0 | 0 | 0 | 0 | 0 | 0 | 0 | 0 | 0 | 0 | 0 | 0 | 0 | 0 | 0 | 0 | 0 | 0 | 75 | 75 | 75 | 75 | 75 | 75 | 75 | 75 | 75 | 75 | 75 | SUMMER-ONLY OPERATIONS AS OF 5/1/2020, AVAILABLE 5/1 THROUGH 9/30
Existing | US | Texas RE | 1237221 | 4266 | SPNCER_SPNCE_4 | 4 | Spencer | SPENCER STG U4 |  | ST | NG |  | Natural Gas and Other Gases | 1966 |  | 61 | 57 | 57 | 57 | 57 | 57 | 57 | 57 | 57 | 57 | 57 | 57 | 57 | 57 | 0 | 0 | 0 | 0 | 0 | 0 | 0 | 0 | 0 | 0 | 0 | 0 | 0 | 0 | 0 | 0 | 0 | 0 | 0 | 0 | 0 | 0 | 57 | 57 | 57 | 57 | 57 | 57 | 57 | 57 | 57 | 57 | 57 | SUMMER-ONLY OPERATIONS AS OF 5/5/2020, AVAILABLE 5/20 THROUGH 10/10
Existing | US | Texas RE | 1490343 | 4266 | SPNCER_SPNCE_5 | 5 | Spencer | SPENCER STG U5 |  | ST | NG |  | Natural Gas and Other Gases | 1973 |  | 65 | 61 | 61 | 0 | 61 | 61 | 61 | 61 | 61 | 61 | 61 | 61 | 61 | 61 | 0 | 0 | 0 | 0 | 0 | 0 | 0 | 0 | 0 | 0 | 0 | 0 | 0 | 0 | 0 | 0 | 0 | 0 | 0 | 0 | 0 | 0 | 61 | 61 | 61 | 61 | 61 | 61 | 61 | 61 | 61 | 61 | 61 | SUMMER-ONLY OPERATIONS AS OF 5/5/2020, AVAILABLE 5/20 THROUGH 10/10 (Unit under extended outage from 4/1/21 to 1/1/22)
Existing | US | Texas RE | 1031869 | 55708 | NACPW_UNIT1 | STG4 | Nacogdoches Power | NACOGDOCHES POWER |  | ST | WDS |  | Biomass | 2012 |  | 116.45 | 105 | 105 | 105 | 105 | 105 | 105 | 105 | 105 | 105 | 105 | 105 | 105 | 105 | 0 | 0 | 0 | 0 | 0 | 0 | 0 | 0 | 0 | 0 | 0 | 0 | 0 | 0 | 0 | 0 | 0 | 0 | 0 | 0 | 0 | 0 | 105 | 105 | 105 | 105 | 105 | 105 | 105 | 105 | 105 | 105 | 105 | SUMMER-ONLY OPERATIONS AS OF 10/16/2020, AVAILABLE 5/15 THROUGH 10/15
Mothballed | US | Texas RE | 1770369 | 6181 | CALAVERS_JTD1_M | 1 | CALAVERS_JTD1_M | J T Deely |  | ST | SUB |  | Coal | 1977 |  | 420 | 420 | 420 | 0 | 0 | 0 | 0 | 0 | 0 | 0 | 0 | 0 | 0 | 0 | 0 | 0 | 0 | 0 | 0 | 0 | 0 | 0 | 0 | 0 | 0 | 420 | 420 | 420 | 420 | 420 | 420 | 420 | 420 | 420 | 420 | 420 | 420 | 420 | 420 | 420 | 420 | 420 | 420 | 420 | 420 | 420 | 420 | MOTHBALLED AS OF 12/31/2018
Mothballed | US | Texas RE | 1247532 | 6181 | CALAVERS_JTD2_M | 2 | CALAVERS_JTD2_M | J T Deely |  | ST | SUB |  | Coal | 1979 |  | 420 | 420 | 420 | 0 | 0 | 0 | 0 | 0 | 0 | 0 | 0 | 0 | 0 | 0 | 0 | 0 | 0 | 0 | 0 | 0 | 0 | 0 | 0 | 0 | 0 | 420 | 420 | 420 | 420 | 420 | 420 | 420 | 420 | 420 | 420 | 420 | 420 | 420 | 420 | 420 | 420 | 420 | 420 | 420 | 420 | 420 | 420 | MOTHBALLED AS OF 12/31/2018
Retired | US | Texas RE | 1150322 | 56528 | DG_FERIS_4 UNITS | GEN1-GEN4 | Skyline Gas Recovery | SKYLINE LFG |  | OT | LFG |  | Biomass | 2007 | 2020-12-25 | 6.4 | 6.4 | 6.4 | 0 | 0 | 0 | 0 | 0 | 0 | 0 | 0 | 0 | 0 | 0 | 0 | 0 | 0 | 0 | 0 | 0 | 0 | 0 | 0 | 0 | 0 | 0 | 0 | 0 | 0 | 0 | 0 | 0 | 0 | 0 | 0 | 0 | 0 | 0 | 0 | 0 | 0 | 0 | 0 | 0 | 0 | 0 | 0
Retired | US | Texas RE | 1318700 |  | DG_TURL_UNIT1 |  |  | WOLF FLATS WIND (WIND MGT) |  | WT | WND |  | Wind | 2007 | 2012-12-10 | 1 | 0.29 | 0.32 | 0 | 0 | 0 | 0 | 0 | 0 | 0 | 0 | 0 | 0 | 0 | 0 | 0 | 0 | 0 | 0 | 0 | 0 | 0 | 0 | 0 | 0 | 0 | 0 | 0 | 0 | 0 | 0 | 0 | 0 | 0 | 0 | 0 | 0 | 0 | 0 | 0 | 0 | 0 | 0 | 0 | 0 | 0 | 0
Retired | US | Texas RE |  |  | TJG401 |  |  | TIDAL ROAD COGEN |  | CC | NG |  | Natural Gas and Other Gases |  | 2004-02-01 | 100 | 100 | 100 | 0 | 0 | 0 | 0 | 0 | 0 | 0 | 0 | 0 | 0 | 0 | 0 | 0 | 0 | 0 | 0 | 0 | 0 | 0 | 0 | 0 | 0 | 0 | 0 | 0 | 0 | 0 | 0 | 0 | 0 | 0 | 0 | 0 | 0 | 0 | 0 | 0 | 0 | 0 | 0 | 0 | 0 | 0 | 0
Retired | US | Texas RE |  |  | HOLLY_HPG1 |  |  | HOLLY STREET 1 |  | ST | NG |  | Natural Gas and Other Gases |  | 2004-12-31 | 102.5 | 102.5 | 102.5 | 0 | 0 | 0 | 0 | 0 | 0 | 0 | 0 | 0 | 0 | 0 | 0 | 0 | 0 | 0 | 0 | 0 | 0 | 0 | 0 | 0 | 0 | 0 | 0 | 0 | 0 | 0 | 0 | 0 | 0 | 0 | 0 | 0 | 0 | 0 | 0 | 0 | 0 | 0 | 0 | 0 | 0 | 0 | 0
Retired | US | Texas RE |  |  | HOLLY_HPG2 |  |  | HOLLY STREET 2 |  | ST | NG |  | Natural Gas and Other Gases |  | 2004-12-31 | 102.5 | 102.5 | 102.5 | 0 | 0 | 0 | 0 | 0 | 0 | 0 | 0 | 0 | 0 | 0 | 0 | 0 | 0 | 0 | 0 | 0 | 0 | 0 | 0 | 0 | 0 | 0 | 0 | 0 | 0 | 0 | 0 | 0 | 0 | 0 | 0 | 0 | 0 | 0 | 0 | 0 | 0 | 0 | 0 | 0 | 0 | 0 | 0
Retired | US | Texas RE |  |  | NEWMAN_NEWMA_1 |  |  | C.E. NEWMAN 1 |  | ST | NG |  | Natural Gas and Other Gases |  | 2005-05-01 | 8 | 8 | 8 | 0 | 0 | 0 | 0 | 0 | 0 | 0 | 0 | 0 | 0 | 0 | 0 | 0 | 0 | 0 | 0 | 0 | 0 | 0 | 0 | 0 | 0 | 0 | 0 | 0 | 0 | 0 | 0 | 0 | 0 | 0 | 0 | 0 | 0 | 0 | 0 | 0 | 0 | 0 | 0 | 0 | 0 | 0 | 0
Retired | US | Texas RE |  |  | NEWMAN_NEWMA_2 |  |  | C.E. NEWMAN 2 |  | ST | NG |  | Natural Gas and Other Gases |  | 2005-05-01 | 8 | 8 | 8 | 0 | 0 | 0 | 0 | 0 | 0 | 0 | 0 | 0 | 0 | 0 | 0 | 0 | 0 | 0 | 0 | 0 | 0 | 0 | 0 | 0 | 0 | 0 | 0 | 0 | 0 | 0 | 0 | 0 | 0 | 0 | 0 | 0 | 0 | 0 | 0 | 0 | 0 | 0 | 0 | 0 | 0 | 0 | 0
Retired | US | Texas RE |  |  | NEWMAN_NEWMA_3 |  |  | C.E. NEWMAN 3 |  | ST | NG |  | Natural Gas and Other Gases |  | 2005-05-01 | 18 | 18 | 18 | 0 | 0 | 0 | 0 | 0 | 0 | 0 | 0 | 0 | 0 | 0 | 0 | 0 | 0 | 0 | 0 | 0 | 0 | 0 | 0 | 0 | 0 | 0 | 0 | 0 | 0 | 0 | 0 | 0 | 0 | 0 | 0 | 0 | 0 | 0 | 0 | 0 | 0 | 0 | 0 | 0 | 0 | 0 | 0
Retired | US | Texas RE |  |  | NEWMAN_NEWMA_4 |  |  | C.E. NEWMAN 4 |  | ST | NG |  | Natural Gas and Other Gases |  | 2005-05-01 | 17 | 17 | 17 | 0 | 0 | 0 | 0 | 0 | 0 | 0 | 0 | 0 | 0 | 0 | 0 | 0 | 0 | 0 | 0 | 0 | 0 | 0 | 0 | 0 | 0 | 0 | 0 | 0 | 0 | 0 | 0 | 0 | 0 | 0 | 0 | 0 | 0 | 0 | 0 | 0 | 0 | 0 | 0 | 0 | 0 | 0 | 0
Retired | US | Texas RE |  |  | SPNCER_SPNCE_3 |  |  | SPENCER 3 |  | ST | NG |  | Natural Gas and Other Gases |  | 2005-05-01 | 27 | 27 | 27 | 0 | 0 | 0 | 0 | 0 | 0 | 0 | 0 | 0 | 0 | 0 | 0 | 0 | 0 | 0 | 0 | 0 | 0 | 0 | 0 | 0 | 0 | 0 | 0 | 0 | 0 | 0 | 0 | 0 | 0 | 0 | 0 | 0 | 0 | 0 | 0 | 0 | 0 | 0 | 0 | 0 | 0 | 0 | 0
Retired | US | Texas RE |  |  | CHLGT-2 |  |  | CHANEL 2 |  | GT | NG |  | Natural Gas and Other Gases |  | 2005-07-20 | 0 | 0 | 0 | 0 | 0 | 0 | 0 | 0 | 0 | 0 | 0 | 0 | 0 | 0 | 0 | 0 | 0 | 0 | 0 | 0 | 0 | 0 | 0 | 0 | 0 | 0 | 0 | 0 | 0 | 0 | 0 | 0 | 0 | 0 | 0 | 0 | 0 | 0 | 0 | 0 | 0 | 0 | 0 | 0 | 0 | 0 | 0
Retired | US | Texas RE |  |  | VICTORIA_VICTORG4 |  |  | VICTORIA 4 |  | ST | NG |  | Natural Gas and Other Gases |  | 2005-10-09 | 69 | 69 | 69 | 0 | 0 | 0 | 0 | 0 | 0 | 0 | 0 | 0 | 0 | 0 | 0 | 0 | 0 | 0 | 0 | 0 | 0 | 0 | 0 | 0 | 0 | 0 | 0 | 0 | 0 | 0 | 0 | 0 | 0 | 0 | 0 | 0 | 0 | 0 | 0 | 0 | 0 | 0 | 0 | 0 | 0 | 0 | 0
Retired | US | Texas RE |  |  | VICTORIA_VICTORG5 |  |  | VICTORIA 5 |  | ST | NG |  | Natural Gas and Other Gases |  | 2005-10-09 | 180.2 | 172 | 132 | 0 | 0 | 0 | 0 | 0 | 0 | 0 | 0 | 0 | 0 | 0 | 0 | 0 | 0 | 0 | 0 | 0 | 0 | 0 | 0 | 0 | 0 | 0 | 0 | 0 | 0 | 0 | 0 | 0 | 0 | 0 | 0 | 0 | 0 | 0 | 0 | 0 | 0 | 0 | 0 | 0 | 0 | 0 | 0 | unit was repowered as a combined cycle in 2009.
Retired | US | Texas RE |  |  | VICTORIA_VICTORG6 |  |  | VICTORIA 6 |  | ST | NG |  | Natural Gas and Other Gases |  | 2005-10-09 | 250 | 250 | 171 | 0 | 0 | 0 | 0 | 0 | 0 | 0 | 0 | 0 | 0 | 0 | 0 | 0 | 0 | 0 | 0 | 0 | 0 | 0 | 0 | 0 | 0 | 0 | 0 | 0 | 0 | 0 | 0 | 0 | 0 | 0 | 0 | 0 | 0 | 0 | 0 | 0 | 0 | 0 | 0 | 0 | 0 | 0 | 0 | unit was repowered as a combined cycle in 2009.
Retired | US | Texas RE |  |  | CHLGT-1 |  |  | CHANEL 1 |  | GT | NG |  | Natural Gas and Other Gases |  | 2006-01-02 | 0 | 0 | 0 | 0 | 0 | 0 | 0 | 0 | 0 | 0 | 0 | 0 | 0 | 0 | 0 | 0 | 0 | 0 | 0 | 0 | 0 | 0 | 0 | 0 | 0 | 0 | 0 | 0 | 0 | 0 | 0 | 0 | 0 | 0 | 0 | 0 | 0 | 0 | 0 | 0 | 0 | 0 | 0 | 0 | 0 | 0 | 0
Retired | US | Texas RE |  |  | TUTTLE_WBT2G2 |  |  | W B TUTTLE 2 |  | ST | NG |  | Natural Gas and Other Gases |  | 2007-01-25 | 100 | 100 | 100 | 0 | 0 | 0 | 0 | 0 | 0 | 0 | 0 | 0 | 0 | 0 | 0 | 0 | 0 | 0 | 0 | 0 | 0 | 0 | 0 | 0 | 0 | 0 | 0 | 0 | 0 | 0 | 0 | 0 | 0 | 0 | 0 | 0 | 0 | 0 | 0 | 0 | 0 | 0 | 0 | 0 | 0 | 0 | 0
Retired | US | Texas RE |  |  | FTPP_G1 |  |  | FT. PHANTOM 1 |  | ST | NG |  | Natural Gas and Other Gases |  | 2008-02-14 | 158 | 158 | 158 | 0 | 0 | 0 | 0 | 0 | 0 | 0 | 0 | 0 | 0 | 0 | 0 | 0 | 0 | 0 | 0 | 0 | 0 | 0 | 0 | 0 | 0 | 0 | 0 | 0 | 0 | 0 | 0 | 0 | 0 | 0 | 0 | 0 | 0 | 0 | 0 | 0 | 0 | 0 | 0 | 0 | 0 | 0 | 0
Retired | US | Texas RE |  |  | FTPP_G2 |  |  | FT. PHANTOM 2 |  | ST | NG |  | Natural Gas and Other Gases |  | 2008-02-14 | 202 | 202 | 202 | 0 | 0 | 0 | 0 | 0 | 0 | 0 | 0 | 0 | 0 | 0 | 0 | 0 | 0 | 0 | 0 | 0 | 0 | 0 | 0 | 0 | 0 | 0 | 0 | 0 | 0 | 0 | 0 | 0 | 0 | 0 | 0 | 0 | 0 | 0 | 0 | 0 | 0 | 0 | 0 | 0 | 0 | 0 | 0
Retired | US | Texas RE |  |  | HLSES_UNIT1 |  |  | HANDLEY 1 |  | ST | NG |  | Natural Gas and Other Gases |  | 2009-03-01 | 42 | 42 | 42 | 0 | 0 | 0 | 0 | 0 | 0 | 0 | 0 | 0 | 0 | 0 | 0 | 0 | 0 | 0 | 0 | 0 | 0 | 0 | 0 | 0 | 0 | 0 | 0 | 0 | 0 | 0 | 0 | 0 | 0 | 0 | 0 | 0 | 0 | 0 | 0 | 0 | 0 | 0 | 0 | 0 | 0 | 0 | 0
Retired | US | Texas RE |  |  | HLSES_UNIT2 |  |  | HANDLEY 2 |  | ST | NG |  | Natural Gas and Other Gases |  | 2009-03-01 | 80 | 80 | 80 | 0 | 0 | 0 | 0 | 0 | 0 | 0 | 0 | 0 | 0 | 0 | 0 | 0 | 0 | 0 | 0 | 0 | 0 | 0 | 0 | 0 | 0 | 0 | 0 | 0 | 0 | 0 | 0 | 0 | 0 | 0 | 0 | 0 | 0 | 0 | 0 | 0 | 0 | 0 | 0 | 0 | 0 | 0 | 0
Retired | US | Texas RE |  |  | MCSES_UNIT2 |  |  | MOUNTAIN CREEK 2 |  | ST | NG |  | Natural Gas and Other Gases |  | 2009-03-01 | 33 | 33 | 33 | 0 | 0 | 0 | 0 | 0 | 0 | 0 | 0 | 0 | 0 | 0 | 0 | 0 | 0 | 0 | 0 | 0 | 0 | 0 | 0 | 0 | 0 | 0 | 0 | 0 | 0 | 0 | 0 | 0 | 0 | 0 | 0 | 0 | 0 | 0 | 0 | 0 | 0 | 0 | 0 | 0 | 0 | 0 | 0
Retired | US | Texas RE |  |  | MCSES_UNIT3 |  |  | MOUNTAIN CREEK 3 |  | ST | NG |  | Natural Gas and Other Gases |  | 2009-03-01 | 70 | 70 | 70 | 0 | 0 | 0 | 0 | 0 | 0 | 0 | 0 | 0 | 0 | 0 | 0 | 0 | 0 | 0 | 0 | 0 | 0 | 0 | 0 | 0 | 0 | 0 | 0 | 0 | 0 | 0 | 0 | 0 | 0 | 0 | 0 | 0 | 0 | 0 | 0 | 0 | 0 | 0 | 0 | 0 | 0 | 0 | 0
Retired | US | Texas RE |  |  | SRB_SRBGT_1 |  |  | SAM BERTRON T1 |  | GT | NG |  | Natural Gas and Other Gases |  | 2009-04-10 | 20 | 20 | 20 | 0 | 0 | 0 | 0 | 0 | 0 | 0 | 0 | 0 | 0 | 0 | 0 | 0 | 0 | 0 | 0 | 0 | 0 | 0 | 0 | 0 | 0 | 0 | 0 | 0 | 0 | 0 | 0 | 0 | 0 | 0 | 0 | 0 | 0 | 0 | 0 | 0 | 0 | 0 | 0 | 0 | 0 | 0 | 0
Retired | US | Texas RE |  |  | NLSES_UNIT1 |  |  | NORTH LAKE 1 |  | ST | NG |  | Natural Gas and Other Gases |  | 2009-05-05 | 163 | 163 | 163 | 0 | 0 | 0 | 0 | 0 | 0 | 0 | 0 | 0 | 0 | 0 | 0 | 0 | 0 | 0 | 0 | 0 | 0 | 0 | 0 | 0 | 0 | 0 | 0 | 0 | 0 | 0 | 0 | 0 | 0 | 0 | 0 | 0 | 0 | 0 | 0 | 0 | 0 | 0 | 0 | 0 | 0 | 0 | 0
Retired | US | Texas RE |  |  | NLSES_UNIT2 |  |  | NORTH LAKE 2 |  | ST | NG |  | Natural Gas and Other Gases |  | 2009-05-05 | 175 | 175 | 175 | 0 | 0 | 0 | 0 | 0 | 0 | 0 | 0 | 0 | 0 | 0 | 0 | 0 | 0 | 0 | 0 | 0 | 0 | 0 | 0 | 0 | 0 | 0 | 0 | 0 | 0 | 0 | 0 | 0 | 0 | 0 | 0 | 0 | 0 | 0 | 0 | 0 | 0 | 0 | 0 | 0 | 0 | 0 | 0
Retired | US | Texas RE |  |  | NLSES_UNIT3 |  |  | NORTH LAKE 3 |  | ST | NG |  | Natural Gas and Other Gases |  | 2009-05-05 | 312 | 312 | 312 | 0 | 0 | 0 | 0 | 0 | 0 | 0 | 0 | 0 | 0 | 0 | 0 | 0 | 0 | 0 | 0 | 0 | 0 | 0 | 0 | 0 | 0 | 0 | 0 | 0 | 0 | 0 | 0 | 0 | 0 | 0 | 0 | 0 | 0 | 0 | 0 | 0 | 0 | 0 | 0 | 0 | 0 | 0 | 0
Retired | US | Texas RE |  |  | MGSES_UNIT5 |  |  | MORGAN CREEK 5 |  | ST | NG |  | Natural Gas and Other Gases |  | 2009-05-06 | 180 | 180 | 180 | 0 | 0 | 0 | 0 | 0 | 0 | 0 | 0 | 0 | 0 | 0 | 0 | 0 | 0 | 0 | 0 | 0 | 0 | 0 | 0 | 0 | 0 | 0 | 0 | 0 | 0 | 0 | 0 | 0 | 0 | 0 | 0 | 0 | 0 | 0 | 0 | 0 | 0 | 0 | 0 | 0 | 0 | 0 | 0
Retired | US | Texas RE |  |  | MGSES_UNIT6 |  |  | MORGAN CREEK 6 |  | ST | NG |  | Natural Gas and Other Gases |  | 2009-05-06 | 518 | 518 | 518 | 0 | 0 | 0 | 0 | 0 | 0 | 0 | 0 | 0 | 0 | 0 | 0 | 0 | 0 | 0 | 0 | 0 | 0 | 0 | 0 | 0 | 0 | 0 | 0 | 0 | 0 | 0 | 0 | 0 | 0 | 0 | 0 | 0 | 0 | 0 | 0 | 0 | 0 | 0 | 0 | 0 | 0 | 0 | 0
Retired | US | Texas RE |  |  | PB5SES_UNIT5 |  |  | PERMIAN BASIN 5 |  | ST | NG |  | Natural Gas and Other Gases |  | 2009-05-06 | 115 | 112 | 112 | 0 | 0 | 0 | 0 | 0 | 0 | 0 | 0 | 0 | 0 | 0 | 0 | 0 | 0 | 0 | 0 | 0 | 0 | 0 | 0 | 0 | 0 | 0 | 0 | 0 | 0 | 0 | 0 | 0 | 0 | 0 | 0 | 0 | 0 | 0 | 0 | 0 | 0 | 0 | 0 | 0 | 0 | 0 | 0
Retired | US | Texas RE |  |  | SWCOG_CT1 |  |  | SWEETWATER GENERATION PLANT 1 |  | CC | NG |  | Natural Gas and Other Gases |  | 2009-05-06 | 42.53 | 29 | 38 | 0 | 0 | 0 | 0 | 0 | 0 | 0 | 0 | 0 | 0 | 0 | 0 | 0 | 0 | 0 | 0 | 0 | 0 | 0 | 0 | 0 | 0 | 0 | 0 | 0 | 0 | 0 | 0 | 0 | 0 | 0 | 0 | 0 | 0 | 0 | 0 | 0 | 0 | 0 | 0 | 0 | 0 | 0 | 0
Retired | US | Texas RE |  |  | SWCOG_CT2 |  |  | SWEETWATER GENERATION PLANT 2 |  | CC | NG |  | Natural Gas and Other Gases |  | 2009-05-06 | 89.4 | 69 | 78 | 0 | 0 | 0 | 0 | 0 | 0 | 0 | 0 | 0 | 0 | 0 | 0 | 0 | 0 | 0 | 0 | 0 | 0 | 0 | 0 | 0 | 0 | 0 | 0 | 0 | 0 | 0 | 0 | 0 | 0 | 0 | 0 | 0 | 0 | 0 | 0 | 0 | 0 | 0 | 0 | 0 | 0 | 0 | 0
Retired | US | Texas RE |  |  | SWCOG_CT3 |  |  | SWEETWATER GENERATION PLANT 3 |  | CC | NG |  | Natural Gas and Other Gases |  | 2009-05-06 | 89.4 | 69 | 78 | 0 | 0 | 0 | 0 | 0 | 0 | 0 | 0 | 0 | 0 | 0 | 0 | 0 | 0 | 0 | 0 | 0 | 0 | 0 | 0 | 0 | 0 | 0 | 0 | 0 | 0 | 0 | 0 | 0 | 0 | 0 | 0 | 0 | 0 | 0 | 0 | 0 | 0 | 0 | 0 | 0 | 0 | 0 | 0
Retired | US | Texas RE |  |  | SWCOG_UNIT1 |  |  | SWEETWATER GENERATION PLANT 4 |  | CC | NG |  | Natural Gas and Other Gases |  | 2009-05-06 | 91.5 | 61 | 64 | 0 | 0 | 0 | 0 | 0 | 0 | 0 | 0 | 0 | 0 | 0 | 0 | 0 | 0 | 0 | 0 | 0 | 0 | 0 | 0 | 0 | 0 | 0 | 0 | 0 | 0 | 0 | 0 | 0 | 0 | 0 | 0 | 0 | 0 | 0 | 0 | 0 | 0 | 0 | 0 | 0 | 0 | 0 | 0
Retired | US | Texas RE |  |  | THSES_UNIT1 |  |  | TRADINGHOUSE 1 |  | ST | NG |  | Natural Gas and Other Gases |  | 2009-05-06 | 563 | 563 | 563 | 0 | 0 | 0 | 0 | 0 | 0 | 0 | 0 | 0 | 0 | 0 | 0 | 0 | 0 | 0 | 0 | 0 | 0 | 0 | 0 | 0 | 0 | 0 | 0 | 0 | 0 | 0 | 0 | 0 | 0 | 0 | 0 | 0 | 0 | 0 | 0 | 0 | 0 | 0 | 0 | 0 | 0 | 0 | 0
Retired | US | Texas RE |  |  | PHR_PHR_G1 |  |  | P H ROBINSON 1 |  | ST | NG |  | Natural Gas and Other Gases |  | 2009-09-30 | 444 | 444 | 444 | 0 | 0 | 0 | 0 | 0 | 0 | 0 | 0 | 0 | 0 | 0 | 0 | 0 | 0 | 0 | 0 | 0 | 0 | 0 | 0 | 0 | 0 | 0 | 0 | 0 | 0 | 0 | 0 | 0 | 0 | 0 | 0 | 0 | 0 | 0 | 0 | 0 | 0 | 0 | 0 | 0 | 0 | 0 | 0
Retired | US | Texas RE |  |  | PHR_PHR_G2A |  |  | P H ROBINSON 2 |  | ST | NG |  | Natural Gas and Other Gases |  | 2009-09-30 | 459 | 459 | 459 | 0 | 0 | 0 | 0 | 0 | 0 | 0 | 0 | 0 | 0 | 0 | 0 | 0 | 0 | 0 | 0 | 0 | 0 | 0 | 0 | 0 | 0 | 0 | 0 | 0 | 0 | 0 | 0 | 0 | 0 | 0 | 0 | 0 | 0 | 0 | 0 | 0 | 0 | 0 | 0 | 0 | 0 | 0 | 0
Retired | US | Texas RE |  |  | PHR_PHR_G3 |  |  | P H ROBINSON 3 |  | ST | NG |  | Natural Gas and Other Gases |  | 2009-09-30 | 551 | 551 | 551 | 0 | 0 | 0 | 0 | 0 | 0 | 0 | 0 | 0 | 0 | 0 | 0 | 0 | 0 | 0 | 0 | 0 | 0 | 0 | 0 | 0 | 0 | 0 | 0 | 0 | 0 | 0 | 0 | 0 | 0 | 0 | 0 | 0 | 0 | 0 | 0 | 0 | 0 | 0 | 0 | 0 | 0 | 0 | 0
Retired | US | Texas RE |  |  | PHR_PHR_G4 |  |  | P H ROBINSON 4 |  | ST | NG |  | Natural Gas and Other Gases |  | 2009-09-30 | 733 | 733 | 733 | 0 | 0 | 0 | 0 | 0 | 0 | 0 | 0 | 0 | 0 | 0 | 0 | 0 | 0 | 0 | 0 | 0 | 0 | 0 | 0 | 0 | 0 | 0 | 0 | 0 | 0 | 0 | 0 | 0 | 0 | 0 | 0 | 0 | 0 | 0 | 0 | 0 | 0 | 0 | 0 | 0 | 0 | 0 | 0
Retired | US | Texas RE |  |  | NCARBIDE_NCARBIG4 |  |  | NORTH CARBIDE G4 |  | GT | NG |  | Natural Gas and Other Gases |  | 2010-01-10 | 0 | 0 | 0 | 0 | 0 | 0 | 0 | 0 | 0 | 0 | 0 | 0 | 0 | 0 | 0 | 0 | 0 | 0 | 0 | 0 | 0 | 0 | 0 | 0 | 0 | 0 | 0 | 0 | 0 | 0 | 0 | 0 | 0 | 0 | 0 | 0 | 0 | 0 | 0 | 0 | 0 | 0 | 0 | 0 | 0 | 0 | 0
Retired | US | Texas RE |  |  | COASTAL_COASTAG1 |  |  | COASTAL STATES (W) 1 |  | GT | NG |  | Natural Gas and Other Gases |  | 2010-06-30 | 0 | 0 | 0 | 0 | 0 | 0 | 0 | 0 | 0 | 0 | 0 | 0 | 0 | 0 | 0 | 0 | 0 | 0 | 0 | 0 | 0 | 0 | 0 | 0 | 0 | 0 | 0 | 0 | 0 | 0 | 0 | 0 | 0 | 0 | 0 | 0 | 0 | 0 | 0 | 0 | 0 | 0 | 0 | 0 | 0 | 0 | 0
Retired | US | Texas RE |  |  | COASTAL_COASTAG2 |  |  | COASTAL STATES (W) 2 |  | GT | NG |  | Natural Gas and Other Gases |  | 2010-06-30 | 0 | 0 | 0 | 0 | 0 | 0 | 0 | 0 | 0 | 0 | 0 | 0 | 0 | 0 | 0 | 0 | 0 | 0 | 0 | 0 | 0 | 0 | 0 | 0 | 0 | 0 | 0 | 0 | 0 | 0 | 0 | 0 | 0 | 0 | 0 | 0 | 0 | 0 | 0 | 0 | 0 | 0 | 0 | 0 | 0 | 0 | 0
Retired | US | Texas RE |  |  | CNSES_UNIT1 |  |  | COLLIN 1 |  | ST | NG |  | Natural Gas and Other Gases |  | 2010-12-31 | 147 | 147 | 147 | 0 | 0 | 0 | 0 | 0 | 0 | 0 | 0 | 0 | 0 | 0 | 0 | 0 | 0 | 0 | 0 | 0 | 0 | 0 | 0 | 0 | 0 | 0 | 0 | 0 | 0 | 0 | 0 | 0 | 0 | 0 | 0 | 0 | 0 | 0 | 0 | 0 | 0 | 0 | 0 | 0 | 0 | 0 | 0
Retired | US | Texas RE |  |  | EMSES_UNIT1 |  |  | EAGLE MOUNTAIN 1 |  | ST | NG |  | Natural Gas and Other Gases |  | 2010-12-31 | 122 | 118 | 118 | 0 | 0 | 0 | 0 | 0 | 0 | 0 | 0 | 0 | 0 | 0 | 0 | 0 | 0 | 0 | 0 | 0 | 0 | 0 | 0 | 0 | 0 | 0 | 0 | 0 | 0 | 0 | 0 | 0 | 0 | 0 | 0 | 0 | 0 | 0 | 0 | 0 | 0 | 0 | 0 | 0 | 0 | 0 | 0
Retired | US | Texas RE |  |  | EMSES_UNIT2 |  |  | EAGLE MOUNTAIN 2 |  | ST | NG |  | Natural Gas and Other Gases |  | 2010-12-31 | 141 | 100 | 100 | 0 | 0 | 0 | 0 | 0 | 0 | 0 | 0 | 0 | 0 | 0 | 0 | 0 | 0 | 0 | 0 | 0 | 0 | 0 | 0 | 0 | 0 | 0 | 0 | 0 | 0 | 0 | 0 | 0 | 0 | 0 | 0 | 0 | 0 | 0 | 0 | 0 | 0 | 0 | 0 | 0 | 0 | 0 | 0
Retired | US | Texas RE |  |  | EMSES_UNIT3 |  |  | EAGLE MOUNTAIN 3 |  | ST | NG |  | Natural Gas and Other Gases |  | 2010-12-31 | 396 | 390 | 390 | 0 | 0 | 0 | 0 | 0 | 0 | 0 | 0 | 0 | 0 | 0 | 0 | 0 | 0 | 0 | 0 | 0 | 0 | 0 | 0 | 0 | 0 | 0 | 0 | 0 | 0 | 0 | 0 | 0 | 0 | 0 | 0 | 0 | 0 | 0 | 0 | 0 | 0 | 0 | 0 | 0 | 0 | 0 | 0
Retired | US | Texas RE |  |  | THSES_UNIT2 |  |  | TRADINGHOUSE 2 |  | ST | NG |  | Natural Gas and Other Gases |  | 2010-12-31 | 787 | 787 | 787 | 0 | 0 | 0 | 0 | 0 | 0 | 0 | 0 | 0 | 0 | 0 | 0 | 0 | 0 | 0 | 0 | 0 | 0 | 0 | 0 | 0 | 0 | 0 | 0 | 0 | 0 | 0 | 0 | 0 | 0 | 0 | 0 | 0 | 0 | 0 | 0 | 0 | 0 | 0 | 0 | 0 | 0 | 0 | 0
Retired | US | Texas RE |  |  | DOWGEN_DOW_G62 |  |  | DOW G62 |  | GT | NG |  | Natural Gas and Other Gases |  | 2011-02-01 | 0 | 0 | 0 | 0 | 0 | 0 | 0 | 0 | 0 | 0 | 0 | 0 | 0 | 0 | 0 | 0 | 0 | 0 | 0 | 0 | 0 | 0 | 0 | 0 | 0 | 0 | 0 | 0 | 0 | 0 | 0 | 0 | 0 | 0 | 0 | 0 | 0 | 0 | 0 | 0 | 0 | 0 | 0 | 0 | 0 | 0 | 0
Retired | US | Texas RE |  |  | NEWMAN_NEWMA_5 |  |  | C E NEWMAN 5 |  | ST | NG |  | Natural Gas and Other Gases |  | 2011-02-14 | 37.5 | 37.5 | 37 | 0 | 0 | 0 | 0 | 0 | 0 | 0 | 0 | 0 | 0 | 0 | 0 | 0 | 0 | 0 | 0 | 0 | 0 | 0 | 0 | 0 | 0 | 0 | 0 | 0 | 0 | 0 | 0 | 0 | 0 | 0 | 0 | 0 | 0 | 0 | 0 | 0 | 0 | 0 | 0 | 0 | 0 | 0 | 0
Retired | US | Texas RE |  |  | TUTTLE_WBT1G1 |  |  | W B TUTTLE 1 |  | ST | NG |  | Natural Gas and Other Gases |  | 2011-03-01 | 65 | 60 | 65 | 0 | 0 | 0 | 0 | 0 | 0 | 0 | 0 | 0 | 0 | 0 | 0 | 0 | 0 | 0 | 0 | 0 | 0 | 0 | 0 | 0 | 0 | 0 | 0 | 0 | 0 | 0 | 0 | 0 | 0 | 0 | 0 | 0 | 0 | 0 | 0 | 0 | 0 | 0 | 0 | 0 | 0 | 0 | 0
Retired | US | Texas RE |  |  | TUTTLE_WBT3G3 |  |  | W B TUTTLE 3 |  | ST | NG |  | Natural Gas and Other Gases |  | 2011-03-01 | 100 | 100 | 100 | 0 | 0 | 0 | 0 | 0 | 0 | 0 | 0 | 0 | 0 | 0 | 0 | 0 | 0 | 0 | 0 | 0 | 0 | 0 | 0 | 0 | 0 | 0 | 0 | 0 | 0 | 0 | 0 | 0 | 0 | 0 | 0 | 0 | 0 | 0 | 0 | 0 | 0 | 0 | 0 | 0 | 0 | 0 | 0
Retired | US | Texas RE |  |  | TUTTLE_WBT4G4 |  |  | W B TUTTLE 4 |  | ST | NG |  | Natural Gas and Other Gases |  | 2011-03-01 | 160 | 160 | 154 | 0 | 0 | 0 | 0 | 0 | 0 | 0 | 0 | 0 | 0 | 0 | 0 | 0 | 0 | 0 | 0 | 0 | 0 | 0 | 0 | 0 | 0 | 0 | 0 | 0 | 0 | 0 | 0 | 0 | 0 | 0 | 0 | 0 | 0 | 0 | 0 | 0 | 0 | 0 | 0 | 0 | 0 | 0 | 0
Retired | US | Texas RE |  |  | RAYBURN_RAYBURG3 |  |  | RAYBURN 3 |  | ST | NG |  | Natural Gas and Other Gases |  | 2012-06-01 | 24 | 24 | 24 | 0 | 0 | 0 | 0 | 0 | 0 | 0 | 0 | 0 | 0 | 0 | 0 | 0 | 0 | 0 | 0 | 0 | 0 | 0 | 0 | 0 | 0 | 0 | 0 | 0 | 0 | 0 | 0 | 0 | 0 | 0 | 0 | 0 | 0 | 0 | 0 | 0 | 0 | 0 | 0 | 0 | 0 | 0 | 0
Retired | US | Texas RE |  |  | LEON_CRK_LCP3G3 |  |  | LEON CREEK 3 |  | ST | NG |  | Natural Gas and Other Gases |  | 2013-04-01 | 70 | 70 | 70 | 0 | 0 | 0 | 0 | 0 | 0 | 0 | 0 | 0 | 0 | 0 | 0 | 0 | 0 | 0 | 0 | 0 | 0 | 0 | 0 | 0 | 0 | 0 | 0 | 0 | 0 | 0 | 0 | 0 | 0 | 0 | 0 | 0 | 0 | 0 | 0 | 0 | 0 | 0 | 0 | 0 | 0 | 0 | 0
Retired | US | Texas RE |  |  | LEON_CRK_LCP4G4 |  |  | LEON CREEK 4 |  | ST | NG |  | Natural Gas and Other Gases |  | 2013-04-01 | 95 | 95 | 95 | 0 | 0 | 0 | 0 | 0 | 0 | 0 | 0 | 0 | 0 | 0 | 0 | 0 | 0 | 0 | 0 | 0 | 0 | 0 | 0 | 0 | 0 | 0 | 0 | 0 | 0 | 0 | 0 | 0 | 0 | 0 | 0 | 0 | 0 | 0 | 0 | 0 | 0 | 0 | 0 | 0 | 0 | 0 | 0
Retired | US | Texas RE |  |  | FERGUS_FERGUSG1 |  |  | THOMAS C FERGUSON 1 |  | ST | NG |  | Natural Gas and Other Gases |  | 2013-09-30 | 446 | 354 | 425 | 0 | 0 | 0 | 0 | 0 | 0 | 0 | 0 | 0 | 0 | 0 | 0 | 0 | 0 | 0 | 0 | 0 | 0 | 0 | 0 | 0 | 0 | 0 | 0 | 0 | 0 | 0 | 0 | 0 | 0 | 0 | 0 | 0 | 0 | 0 | 0 | 0 | 0 | 0 | 0 | 0 | 0 | 0 | 0
Retired | US | Texas RE |  |  | APD_APD_PS1 |  |  | AES DEEPWATER |  | BA | MWH |  | Other |  | 2013-12-27 | 1 | 1 | 1 | 0 | 0 | 0 | 0 | 0 | 0 | 0 | 0 | 0 | 0 | 0 | 0 | 0 | 0 | 0 | 0 | 0 | 0 | 0 | 0 | 0 | 0 | 0 | 0 | 0 | 0 | 0 | 0 | 0 | 0 | 0 | 0 | 0 | 0 | 0 | 0 | 0 | 0 | 0 | 0 | 0 | 0 | 0 | 0
Retired | US | Texas RE |  |  | ATKINS_ATKINSG3 |  |  | ATKINS CTG 3 |  | ST | NG |  | Natural Gas and Other Gases |  | 2014-06-01 | 12 | 12 | 12 | 0 | 0 | 0 | 0 | 0 | 0 | 0 | 0 | 0 | 0 | 0 | 0 | 0 | 0 | 0 | 0 | 0 | 0 | 0 | 0 | 0 | 0 | 0 | 0 | 0 | 0 | 0 | 0 | 0 | 0 | 0 | 0 | 0 | 0 | 0 | 0 | 0 | 0 | 0 | 0 | 0 | 0 | 0 | 0
Retired | US | Texas RE |  |  | ATKINS_ATKINSG4 |  |  | ATKINS CTG 4 |  | ST | NG |  | Natural Gas and Other Gases |  | 2014-06-01 | 22 | 22 | 22 | 0 | 0 | 0 | 0 | 0 | 0 | 0 | 0 | 0 | 0 | 0 | 0 | 0 | 0 | 0 | 0 | 0 | 0 | 0 | 0 | 0 | 0 | 0 | 0 | 0 | 0 | 0 | 0 | 0 | 0 | 0 | 0 | 0 | 0 | 0 | 0 | 0 | 0 | 0 | 0 | 0 | 0 | 0 | 0
Retired | US | Texas RE |  |  | ATKINS_ATKINSG5 |  |  | ATKINS CTG 5 |  | ST | NG |  | Natural Gas and Other Gases |  | 2014-06-01 | 25 | 25 | 25 | 0 | 0 | 0 | 0 | 0 | 0 | 0 | 0 | 0 | 0 | 0 | 0 | 0 | 0 | 0 | 0 | 0 | 0 | 0 | 0 | 0 | 0 | 0 | 0 | 0 | 0 | 0 | 0 | 0 | 0 | 0 | 0 | 0 | 0 | 0 | 0 | 0 | 0 | 0 | 0 | 0 | 0 | 0 | 0
Retired | US | Texas RE |  |  | ATKINS_ATKINSG6 |  |  | ATKINS CTG 6 |  | ST | NG |  | Natural Gas and Other Gases |  | 2014-06-01 | 50 | 50 | 50 | 0 | 0 | 0 | 0 | 0 | 0 | 0 | 0 | 0 | 0 | 0 | 0 | 0 | 0 | 0 | 0 | 0 | 0 | 0 | 0 | 0 | 0 | 0 | 0 | 0 | 0 | 0 | 0 | 0 | 0 | 0 | 0 | 0 | 0 | 0 | 0 | 0 | 0 | 0 | 0 | 0 | 0 | 0 | 0
Retired | US | Texas RE |  |  | APD_APD_G1 |  |  | APPLIED ENERGY |  | ST | SUB |  | Coal |  | 2014-07-23 | 165 | 138 | 140 | 0 | 0 | 0 | 0 | 0 | 0 | 0 | 0 | 0 | 0 | 0 | 0 | 0 | 0 | 0 | 0 | 0 | 0 | 0 | 0 | 0 | 0 | 0 | 0 | 0 | 0 | 0 | 0 | 0 | 0 | 0 | 0 | 0 | 0 | 0 | 0 | 0 | 0 | 0 | 0 | 0 | 0 | 0 | 0
Retired | US | Texas RE |  |  | KUNITZ_WIND_NWP |  |  | DELAWARE MOUNTAIN WIND FARM |  | WT | WND |  | Wind |  | 2014-08-07 | 28.5 | 28.5 | 28.5 | 0 | 0 | 0 | 0 | 0 | 0 | 0 | 0 | 0 | 0 | 0 | 0 | 0 | 0 | 0 | 0 | 0 | 0 | 0 | 0 | 0 | 0 | 0 | 0 | 0 | 0 | 0 | 0 | 0 | 0 | 0 | 0 | 0 | 0 | 0 | 0 | 0 | 0 | 0 | 0 | 0 | 0 | 0 | 0
Retired | US | Texas RE |  |  | KUNITZ_WIND_LGE |  |  | KUNITZ WIND |  | WT | WND |  | Wind |  | 2014-08-07 | 39.8 | 39.8 | 39.8 | 0 | 0 | 0 | 0 | 0 | 0 | 0 | 0 | 0 | 0 | 0 | 0 | 0 | 0 | 0 | 0 | 0 | 0 | 0 | 0 | 0 | 0 | 0 | 0 | 0 | 0 | 0 | 0 | 0 | 0 | 0 | 0 | 0 | 0 | 0 | 0 | 0 | 0 | 0 | 0 | 0 | 0 | 0 | 0
Retired | US | Texas RE |  |  | NTX_NTX_1 |  |  | NORTH TEXAS CTG 1 |  | ST | NG |  | Natural Gas and Other Gases |  | 2015-06-03 | 18.75 | 18 | 18 | 0 | 0 | 0 | 0 | 0 | 0 | 0 | 0 | 0 | 0 | 0 | 0 | 0 | 0 | 0 | 0 | 0 | 0 | 0 | 0 | 0 | 0 | 0 | 0 | 0 | 0 | 0 | 0 | 0 | 0 | 0 | 0 | 0 | 0 | 0 | 0 | 0 | 0 | 0 | 0 | 0 | 0 | 0 | 0
Retired | US | Texas RE |  |  | NTX_NTX_2 |  |  | NORTH TEXAS CTG 2 |  | ST | NG |  | Natural Gas and Other Gases |  | 2015-06-03 | 18.75 | 18 | 18 | 0 | 0 | 0 | 0 | 0 | 0 | 0 | 0 | 0 | 0 | 0 | 0 | 0 | 0 | 0 | 0 | 0 | 0 | 0 | 0 | 0 | 0 | 0 | 0 | 0 | 0 | 0 | 0 | 0 | 0 | 0 | 0 | 0 | 0 | 0 | 0 | 0 | 0 | 0 | 0 | 0 | 0 | 0 | 0
Retired | US | Texas RE |  |  | NTX_NTX_3 |  |  | NORTH TEXAS CTG 3 |  | ST | NG |  | Natural Gas and Other Gases |  | 2015-06-03 | 39.5 | 39.5 | 39 | 0 | 0 | 0 | 0 | 0 | 0 | 0 | 0 | 0 | 0 | 0 | 0 | 0 | 0 | 0 | 0 | 0 | 0 | 0 | 0 | 0 | 0 | 0 | 0 | 0 | 0 | 0 | 0 | 0 | 0 | 0 | 0 | 0 | 0 | 0 | 0 | 0 | 0 | 0 | 0 | 0 | 0 | 0 | 0
Retired | US | Texas RE |  |  | PBSES_UNIT6 |  |  | PERMIAN BASIN SES U6 |  | ST | NG |  | Natural Gas and Other Gases |  | 2015-06-03 | 515 | 515 | 515 | 0 | 0 | 0 | 0 | 0 | 0 | 0 | 0 | 0 | 0 | 0 | 0 | 0 | 0 | 0 | 0 | 0 | 0 | 0 | 0 | 0 | 0 | 0 | 0 | 0 | 0 | 0 | 0 | 0 | 0 | 0 | 0 | 0 | 0 | 0 | 0 | 0 | 0 | 0 | 0 | 0 | 0 | 0 | 0
Retired | US | Texas RE |  |  | VLSES_UNIT1 |  |  | VALLEY SES U1 |  | ST | NG |  | Natural Gas and Other Gases |  | 2015-06-03 | 174 | 174 | 174 | 0 | 0 | 0 | 0 | 0 | 0 | 0 | 0 | 0 | 0 | 0 | 0 | 0 | 0 | 0 | 0 | 0 | 0 | 0 | 0 | 0 | 0 | 0 | 0 | 0 | 0 | 0 | 0 | 0 | 0 | 0 | 0 | 0 | 0 | 0 | 0 | 0 | 0 | 0 | 0 | 0 | 0 | 0 | 0
Retired | US | Texas RE |  |  | VLSES_UNIT2 |  |  | VALLEY SES U2 |  | ST | NG |  | Natural Gas and Other Gases |  | 2015-06-03 | 520 | 520 | 520 | 0 | 0 | 0 | 0 | 0 | 0 | 0 | 0 | 0 | 0 | 0 | 0 | 0 | 0 | 0 | 0 | 0 | 0 | 0 | 0 | 0 | 0 | 0 | 0 | 0 | 0 | 0 | 0 | 0 | 0 | 0 | 0 | 0 | 0 | 0 | 0 | 0 | 0 | 0 | 0 | 0 | 0 | 0 | 0
Retired | US | Texas RE |  |  | VLSES_UNIT3 |  |  | VALLEY SES U3 |  | ST | NG |  | Natural Gas and Other Gases |  | 2015-06-03 | 375 | 375 | 375 | 0 | 0 | 0 | 0 | 0 | 0 | 0 | 0 | 0 | 0 | 0 | 0 | 0 | 0 | 0 | 0 | 0 | 0 | 0 | 0 | 0 | 0 | 0 | 0 | 0 | 0 | 0 | 0 | 0 | 0 | 0 | 0 | 0 | 0 | 0 | 0 | 0 | 0 | 0 | 0 | 0 | 0 | 0 | 0
Retired | US | Texas RE |  |  | SILASRAY_SILAS_5 |  |  | SILAS RAY CTG 5 |  | ST | NG |  | Natural Gas and Other Gases |  | 2016-04-06 | 10 | 10 | 10 | 0 | 0 | 0 | 0 | 0 | 0 | 0 | 0 | 0 | 0 | 0 | 0 | 0 | 0 | 0 | 0 | 0 | 0 | 0 | 0 | 0 | 0 | 0 | 0 | 0 | 0 | 0 | 0 | 0 | 0 | 0 | 0 | 0 | 0 | 0 | 0 | 0 | 0 | 0 | 0 | 0 | 0 | 0 | 0
Retired | US | Texas RE |  |  | CTL_GT_102 |  |  | CAPITAL COGEN GT 102 |  | CC | NG |  | Natural Gas and Other Gases |  | 2017-02-01 | 129.06 | 75.35 | 82.26 | 0 | 0 | 0 | 0 | 0 | 0 | 0 | 0 | 0 | 0 | 0 | 0 | 0 | 0 | 0 | 0 | 0 | 0 | 0 | 0 | 0 | 0 | 0 | 0 | 0 | 0 | 0 | 0 | 0 | 0 | 0 | 0 | 0 | 0 | 0 | 0 | 0 | 0 | 0 | 0 | 0 | 0 | 0 | 0
Retired | US | Texas RE |  |  | CTL_GT_103 |  |  | CAPITAL COGEN GT 103 |  | CC | NG |  | Natural Gas and Other Gases |  | 2017-02-01 | 129.06 | 75.35 | 82.26 | 0 | 0 | 0 | 0 | 0 | 0 | 0 | 0 | 0 | 0 | 0 | 0 | 0 | 0 | 0 | 0 | 0 | 0 | 0 | 0 | 0 | 0 | 0 | 0 | 0 | 0 | 0 | 0 | 0 | 0 | 0 | 0 | 0 | 0 | 0 | 0 | 0 | 0 | 0 | 0 | 0 | 0 | 0 | 0
Retired | US | Texas RE |  |  | CTL_GT_104 |  |  | CAPITAL COGEN GT 104 |  | CC | NG |  | Natural Gas and Other Gases |  | 2017-02-01 | 129.06 | 75.35 | 82.26 | 0 | 0 | 0 | 0 | 0 | 0 | 0 | 0 | 0 | 0 | 0 | 0 | 0 | 0 | 0 | 0 | 0 | 0 | 0 | 0 | 0 | 0 | 0 | 0 | 0 | 0 | 0 | 0 | 0 | 0 | 0 | 0 | 0 | 0 | 0 | 0 | 0 | 0 | 0 | 0 | 0 | 0 | 0 | 0
Retired | US | Texas RE |  |  | CTL_ST_101 |  |  | CAPITAL COGEN ST 101 |  | CC | NG |  | Natural Gas and Other Gases |  | 2017-02-01 | 51.94 | 43.85 | 44.23 | 0 | 0 | 0 | 0 | 0 | 0 | 0 | 0 | 0 | 0 | 0 | 0 | 0 | 0 | 0 | 0 | 0 | 0 | 0 | 0 | 0 | 0 | 0 | 0 | 0 | 0 | 0 | 0 | 0 | 0 | 0 | 0 | 0 | 0 | 0 | 0 | 0 | 0 | 0 | 0 | 0 | 0 | 0 | 0
Retired | US | Texas RE |  |  | CTL_ST_102 |  |  | CAPITAL COGEN ST 102 |  | CC | NG |  | Natural Gas and Other Gases |  | 2017-02-01 | 14.3 | 10.1 | 10.19 | 0 | 0 | 0 | 0 | 0 | 0 | 0 | 0 | 0 | 0 | 0 | 0 | 0 | 0 | 0 | 0 | 0 | 0 | 0 | 0 | 0 | 0 | 0 | 0 | 0 | 0 | 0 | 0 | 0 | 0 | 0 | 0 | 0 | 0 | 0 | 0 | 0 | 0 | 0 | 0 | 0 | 0 | 0 | 0
Retired | US | Texas RE |  |  | LFBIO_UNIT1 |  |  | LUFKIN BIOMASS |  | GT | LFG |  | Biomass |  | 2017-02-06 | 53 | 45 | 45 | 0 | 0 | 0 | 0 | 0 | 0 | 0 | 0 | 0 | 0 | 0 | 0 | 0 | 0 | 0 | 0 | 0 | 0 | 0 | 0 | 0 | 0 | 0 | 0 | 0 | 0 | 0 | 0 | 0 | 0 | 0 | 0 | 0 | 0 | 0 | 0 | 0 | 0 | 0 | 0 | 0 | 0 | 0 | 0
Retired | US | Texas RE |  |  | PEARSALL_PEARS_1 |  |  | PEARSALL STG U1 |  | ST | NG |  | Natural Gas and Other Gases |  | 2017-08-01 | 25 | 19 | 20 | 0 | 0 | 0 | 0 | 0 | 0 | 0 | 0 | 0 | 0 | 0 | 0 | 0 | 0 | 0 | 0 | 0 | 0 | 0 | 0 | 0 | 0 | 0 | 0 | 0 | 0 | 0 | 0 | 0 | 0 | 0 | 0 | 0 | 0 | 0 | 0 | 0 | 0 | 0 | 0 | 0 | 0 | 0 | 0
Retired | US | Texas RE |  |  | PEARSALL_PEARS_2 |  |  | PEARSALL STG U2 |  | ST | NG |  | Natural Gas and Other Gases |  | 2017-08-01 | 25 | 22 | 24 | 0 | 0 | 0 | 0 | 0 | 0 | 0 | 0 | 0 | 0 | 0 | 0 | 0 | 0 | 0 | 0 | 0 | 0 | 0 | 0 | 0 | 0 | 0 | 0 | 0 | 0 | 0 | 0 | 0 | 0 | 0 | 0 | 0 | 0 | 0 | 0 | 0 | 0 | 0 | 0 | 0 | 0 | 0 | 0
Retired | US | Texas RE |  |  | PEARSALL_PEARS_3 |  |  | PEARSALL STG U3 |  | ST | NG |  | Natural Gas and Other Gases |  | 2017-08-01 | 25 | 20 | 22 | 0 | 0 | 0 | 0 | 0 | 0 | 0 | 0 | 0 | 0 | 0 | 0 | 0 | 0 | 0 | 0 | 0 | 0 | 0 | 0 | 0 | 0 | 0 | 0 | 0 | 0 | 0 | 0 | 0 | 0 | 0 | 0 | 0 | 0 | 0 | 0 | 0 | 0 | 0 | 0 | 0 | 0 | 0 | 0
Retired | US | Texas RE |  |  | UCC_COGN_UCC_C_1 |  |  | UNION CARBIDE COGEN |  | GT | NG |  | Natural Gas and Other Gases |  | 2017-09-29 | 0 | 0 | 0 | 0 | 0 | 0 | 0 | 0 | 0 | 0 | 0 | 0 | 0 | 0 | 0 | 0 | 0 | 0 | 0 | 0 | 0 | 0 | 0 | 0 | 0 | 0 | 0 | 0 | 0 | 0 | 0 | 0 | 0 | 0 | 0 | 0 | 0 | 0 | 0 | 0 | 0 | 0 | 0 | 0 | 0 | 0 | 0
Retired | US | Texas RE |  |  | GBY_GBY_5 |  |  | GREENS BAYOU STG U5 |  | ST | NG |  | Natural Gas and Other Gases |  | 2017-12-31 | 371 | 371 | 371 | 0 | 0 | 0 | 0 | 0 | 0 | 0 | 0 | 0 | 0 | 0 | 0 | 0 | 0 | 0 | 0 | 0 | 0 | 0 | 0 | 0 | 0 | 0 | 0 | 0 | 0 | 0 | 0 | 0 | 0 | 0 | 0 | 0 | 0 | 0 | 0 | 0 | 0 | 0 | 0 | 0 | 0 | 0 | 0
Retired | US | Texas RE |  |  | SRB_SRBGT_2 |  |  | S R BERTRON CTG 2 |  | GT | NG |  | Natural Gas and Other Gases |  | 2017-12-31 | 16.32 | 13 | 13 | 0 | 0 | 0 | 0 | 0 | 0 | 0 | 0 | 0 | 0 | 0 | 0 | 0 | 0 | 0 | 0 | 0 | 0 | 0 | 0 | 0 | 0 | 0 | 0 | 0 | 0 | 0 | 0 | 0 | 0 | 0 | 0 | 0 | 0 | 0 | 0 | 0 | 0 | 0 | 0 | 0 | 0 | 0 | 0
Retired | US | Texas RE |  |  | SRB_SRB_G3 |  |  | S R BERTRON U3 |  | ST | NG |  | Natural Gas and Other Gases |  | 2017-12-31 | 225.25 | 211 | 211 | 0 | 0 | 0 | 0 | 0 | 0 | 0 | 0 | 0 | 0 | 0 | 0 | 0 | 0 | 0 | 0 | 0 | 0 | 0 | 0 | 0 | 0 | 0 | 0 | 0 | 0 | 0 | 0 | 0 | 0 | 0 | 0 | 0 | 0 | 0 | 0 | 0 | 0 | 0 | 0 | 0 | 0 | 0 | 0
Retired | US | Texas RE |  |  | SRB_SRB_G4 |  |  | S R BERTRON U4 |  | ST | NG |  | Natural Gas and Other Gases |  | 2017-12-31 | 225.25 | 211 | 211 | 0 | 0 | 0 | 0 | 0 | 0 | 0 | 0 | 0 | 0 | 0 | 0 | 0 | 0 | 0 | 0 | 0 | 0 | 0 | 0 | 0 | 0 | 0 | 0 | 0 | 0 | 0 | 0 | 0 | 0 | 0 | 0 | 0 | 0 | 0 | 0 | 0 | 0 | 0 | 0 | 0 | 0 | 0 | 0
Retired | US | Texas RE |  |  | MNSES_UNIT1 |  |  | MONTICELLO U1 |  | ST | SUB |  | Coal |  | 2018-01-04 | 646 | 535 | 580 | 0 | 0 | 0 | 0 | 0 | 0 | 0 | 0 | 0 | 0 | 0 | 0 | 0 | 0 | 0 | 0 | 0 | 0 | 0 | 0 | 0 | 0 | 0 | 0 | 0 | 0 | 0 | 0 | 0 | 0 | 0 | 0 | 0 | 0 | 0 | 0 | 0 | 0 | 0 | 0 | 0 | 0 | 0 | 0
Retired | US | Texas RE |  |  | MNSES_UNIT2 |  |  | MONTICELLO U2 |  | ST | SUB |  | Coal |  | 2018-01-04 | 646 | 535 | 580 | 0 | 0 | 0 | 0 | 0 | 0 | 0 | 0 | 0 | 0 | 0 | 0 | 0 | 0 | 0 | 0 | 0 | 0 | 0 | 0 | 0 | 0 | 0 | 0 | 0 | 0 | 0 | 0 | 0 | 0 | 0 | 0 | 0 | 0 | 0 | 0 | 0 | 0 | 0 | 0 | 0 | 0 | 0 | 0
Retired | US | Texas RE |  |  | MNSES_UNIT3 |  |  | MONTICELLO U3 |  | ST | SUB |  | Coal |  | 2018-01-04 | 858 | 795 | 795 | 0 | 0 | 0 | 0 | 0 | 0 | 0 | 0 | 0 | 0 | 0 | 0 | 0 | 0 | 0 | 0 | 0 | 0 | 0 | 0 | 0 | 0 | 0 | 0 | 0 | 0 | 0 | 0 | 0 | 0 | 0 | 0 | 0 | 0 | 0 | 0 | 0 | 0 | 0 | 0 | 0 | 0 | 0 | 0
Retired | US | Texas RE |  |  | SDSES_UNIT4 |  |  | SANDOW U4 |  | ST | SUB |  | Coal |  | 2018-01-11 | 675 | 600 | 600 | 0 | 0 | 0 | 0 | 0 | 0 | 0 | 0 | 0 | 0 | 0 | 0 | 0 | 0 | 0 | 0 | 0 | 0 | 0 | 0 | 0 | 0 | 0 | 0 | 0 | 0 | 0 | 0 | 0 | 0 | 0 | 0 | 0 | 0 | 0 | 0 | 0 | 0 | 0 | 0 | 0 | 0 | 0 | 0
Retired | US | Texas RE |  |  | SD5SES_UNIT5 |  |  | SANDOW U5 |  | ST | SUB |  | Coal |  | 2018-01-11 | 661.5 | 600 | 600 | 0 | 0 | 0 | 0 | 0 | 0 | 0 | 0 | 0 | 0 | 0 | 0 | 0 | 0 | 0 | 0 | 0 | 0 | 0 | 0 | 0 | 0 | 0 | 0 | 0 | 0 | 0 | 0 | 0 | 0 | 0 | 0 | 0 | 0 | 0 | 0 | 0 | 0 | 0 | 0 | 0 | 0 | 0 | 0
Retired | US | Texas RE |  |  | BBSES_UNIT1 |  |  | BIG BROWN U1 |  | ST | SUB |  | Coal |  | 2018-02-12 | 640 | 606 | 606 | 0 | 0 | 0 | 0 | 0 | 0 | 0 | 0 | 0 | 0 | 0 | 0 | 0 | 0 | 0 | 0 | 0 | 0 | 0 | 0 | 0 | 0 | 0 | 0 | 0 | 0 | 0 | 0 | 0 | 0 | 0 | 0 | 0 | 0 | 0 | 0 | 0 | 0 | 0 | 0 | 0 | 0 | 0 | 0
Retired | US | Texas RE |  |  | BBSES_UNIT2 |  |  | BIG BROWN U2 |  | ST | SUB |  | Coal |  | 2018-02-12 | 644 | 602 | 602 | 0 | 0 | 0 | 0 | 0 | 0 | 0 | 0 | 0 | 0 | 0 | 0 | 0 | 0 | 0 | 0 | 0 | 0 | 0 | 0 | 0 | 0 | 0 | 0 | 0 | 0 | 0 | 0 | 0 | 0 | 0 | 0 | 0 | 0 | 0 | 0 | 0 | 0 | 0 | 0 | 0 | 0 | 0 | 0
Retired | US | Texas RE |  |  | SRB_SRB_G1 |  |  | S R BERTRON U1 |  | ST | NG |  | Natural Gas and Other Gases |  | 2019-01-23 | 187.85 | 112 | 118 | 0 | 0 | 0 | 0 | 0 | 0 | 0 | 0 | 0 | 0 | 0 | 0 | 0 | 0 | 0 | 0 | 0 | 0 | 0 | 0 | 0 | 0 | 0 | 0 | 0 | 0 | 0 | 0 | 0 | 0 | 0 | 0 | 0 | 0 | 0 | 0 | 0 | 0 | 0 | 0 | 0 | 0 | 0 | 0
Retired | US | Texas RE |  |  | SRB_SRB_G2 |  |  | S R BERTRON U2 |  | ST | NG |  | Natural Gas and Other Gases |  | 2019-01-23 | 187.85 | 168 | 174 | 0 | 0 | 0 | 0 | 0 | 0 | 0 | 0 | 0 | 0 | 0 | 0 | 0 | 0 | 0 | 0 | 0 | 0 | 0 | 0 | 0 | 0 | 0 | 0 | 0 | 0 | 0 | 0 | 0 | 0 | 0 | 0 | 0 | 0 | 0 | 0 | 0 | 0 | 0 | 0 | 0 | 0 | 0 | 0
Retired | US | Texas RE |  |  | GIBCRK_GIB_CRG1 |  |  | GIBBONS CREEK U1 |  | ST | SUB |  | Coal |  | 2019-10-23 | 493 | 470 | 470 | 0 | 0 | 0 | 0 | 0 | 0 | 0 | 0 | 0 | 0 | 0 | 0 | 0 | 0 | 0 | 0 | 0 | 0 | 0 | 0 | 0 | 0 | 0 | 0 | 0 | 0 | 0 | 0 | 0 | 0 | 0 | 0 | 0 | 0 | 0 | 0 | 0 | 0 | 0 | 0 | 0 | 0 | 0 | 0
Retired | US | Texas RE |  |  | SW_MESA_SW_MESA |  |  | WEST TEXAS WIND |  | WT | WND |  | Wind |  | 2019-11-15 | 80.25 | 80.25 | 80.3 | 0 | 0 | 0 | 0 | 0 | 0 | 0 | 0 | 0 | 0 | 0 | 0 | 0 | 0 | 0 | 0 | 0 | 0 | 0 | 0 | 0 | 0 | 0 | 0 | 0 | 0 | 0 | 0 | 0 | 0 | 0 | 0 | 0 | 0 | 0 | 0 | 0 | 0 | 0 | 0 | 0 | 0 | 0 | 0
Retired | US | Texas RE |  |  | OKLA_OKLA_G1 |  |  | OKLAUNION U1 |  | ST | SUB |  | Coal |  | 2020-10-01 | 720 | 650 | 650 | 0 | 0 | 0 | 0 | 0 | 0 | 0 | 0 | 0 | 0 | 0 | 0 | 0 | 0 | 0 | 0 | 0 | 0 | 0 | 0 | 0 | 0 | 0 | 0 | 0 | 0 | 0 | 0 | 0 | 0 | 0 | 0 | 0 | 0 | 0 | 0 | 0 | 0 | 0 | 0 | 0 | 0 | 0 | 0
Retired | US | Texas RE |  |  | DECKER_DPG1 |  |  | DECKER CREEK STG 1 |  | ST | NG |  | Natural Gas and Other Gases |  | 2020-10-31 | 354 | 315 | 320 | 0 | 0 | 0 | 0 | 0 | 0 | 0 | 0 | 0 | 0 | 0 | 0 | 0 | 0 | 0 | 0 | 0 | 0 | 0 | 0 | 0 | 0 | 0 | 0 | 0 | 0 | 0 | 0 | 0 | 0 | 0 | 0 | 0 | 0 | 0 | 0 | 0 | 0 | 0 | 0 | 0 | 0 | 0 | 0
Retired | US | Texas RE |  |  | TGF_TGFGT_1 |  |  | TEXAS GULF SULPHUR CTG 1 |  | GT | NG |  | Natural Gas and Other Gases |  | 2020-11-30 | 94 | 69 | 80 | 0 | 0 | 0 | 0 | 0 | 0 | 0 | 0 | 0 | 0 | 0 | 0 | 0 | 0 | 0 | 0 | 0 | 0 | 0 | 0 | 0 | 0 | 0 | 0 | 0 | 0 | 0 | 0 | 0 | 0 | 0 | 0 | 0 | 0 | 0 | 0 | 0 | 0 | 0 | 0 | 0 | 0 | 0 | 0
Retired | US | Texas RE |  |  | KEO_KEO_SM1 |  |  | SHERBINO 1 WIND |  | WT | WND |  | Wind | 2008 | 2021-02-01 | 150 | 150 | 150 | 0 | 0 | 0 | 0 | 0 | 0 | 0 | 0 | 0 | 0 | 0 | 0 | 0 | 0 | 0 | 0 | 0 | 0 | 0 | 0 | 0 | 0 | 0 | 0 | 0 | 0 | 0 | 0 | 0 | 0 | 0 | 0 | 0 | 0 | 0 | 0 | 0 | 0 | 0 | 0 | 0 | 0 | 0 | 0
Retired | US | Texas RE |  |  | RAYBURN_RAYBURG1 |  |  | SAM RAYBURN POWER CTG 1 |  | GT | NG |  | Natural Gas and Other Gases |  | 2021-02-28 | 13.2 | 11 | 13.5 | 0 | 0 | 0 | 0 | 0 | 0 | 0 | 0 | 0 | 0 | 0 | 0 | 0 | 0 | 0 | 0 | 0 | 0 | 0 | 0 | 0 | 0 | 0 | 0 | 0 | 0 | 0 | 0 | 0 | 0 | 0 | 0 | 0 | 0 | 0 | 0 | 0 | 0 | 0 | 0 | 0 | 0 | 0 | 0
Retired | US | Texas RE |  |  | RAYBURN_RAYBURG2 |  |  | SAM RAYBURN POWER CTG 2 |  | GT | NG |  | Natural Gas and Other Gases |  | 2021-02-28 | 13.2 | 11 | 13.5 | 0 | 0 | 0 | 0 | 0 | 0 | 0 | 0 | 0 | 0 | 0 | 0 | 0 | 0 | 0 | 0 | 0 | 0 | 0 | 0 | 0 | 0 | 0 | 0 | 0 | 0 | 0 | 0 | 0 | 0 | 0 | 0 | 0 | 0 | 0 | 0 | 0 | 0 | 0 | 0 | 0 | 0 | 0 | 0
Existing | US | Texas RE | 1504695 | 55098 | FRONTERA_FRONTEG1 | GEN3 | Frontera Generation Facility | FRONTERA GENERATION CTG 1 |  | CT | NG |  | Natural Gas and Other Gases | 1999 |  | 172 | 170 | 170 | 0 | 0 | 0 | 0 | 0 | 0 | 0 | 0 | 0 | 0 | 0 | 0 | 0 | 0 | 0 | 0 | 0 | 0 | 0 | 0 | 0 | 0 | 0 | 0 | 0 | 0 | 0 | 0 | 0 | 0 | 0 | 0 | 0 | 0 | 0 | 0 | 0 | 0 | 0 | 0 | 0 | 0 | 0 | 0 | This unit is now dedicated to serving the Mexican grid, and has been removed from ERCOT's resource registration system. Per instructions from Elliott Nethercutt, dated 6/1/17, this unit is assigned a zero capacity for all years, but is treated as an existing resource
Existing | US | Texas RE | 1671377 | 55098 | FRONTERA_FRONTEG2 | GEN2 | Frontera Generation Facility | FRONTERA GENERATION CTG 2 |  | CT | NG |  | Natural Gas and Other Gases | 1999 |  | 172 | 170 | 170 | 0 | 0 | 0 | 0 | 0 | 0 | 0 | 0 | 0 | 0 | 0 | 0 | 0 | 0 | 0 | 0 | 0 | 0 | 0 | 0 | 0 | 0 | 0 | 0 | 0 | 0 | 0 | 0 | 0 | 0 | 0 | 0 | 0 | 0 | 0 | 0 | 0 | 0 | 0 | 0 | 0 | 0 | 0 | 0 | This unit is now dedicated to serving the Mexican grid, and has been removed from ERCOT's resource registration system. Per instructions from Elliott Nethercutt, dated 6/1/17, this unit is assigned a zero capacity for all years, but is treated as an existing resource
Existing | US | Texas RE | 1920912 | 55098 | FRONTERA_FRONTEG3 | GEN1 | Frontera Generation Facility | FRONTERA GENERATION STG |  | CA | NG |  | Natural Gas and Other Gases | 2000 |  | 185 | 184 | 184 | 0 | 0 | 0 | 0 | 0 | 0 | 0 | 0 | 0 | 0 | 0 | 0 | 0 | 0 | 0 | 0 | 0 | 0 | 0 | 0 | 0 | 0 | 0 | 0 | 0 | 0 | 0 | 0 | 0 | 0 | 0 | 0 | 0 | 0 | 0 | 0 | 0 | 0 | 0 | 0 | 0 | 0 | 0 | 0 | This unit is now dedicated to serving the Mexican grid, and has been removed from ERCOT's resource registration system. Per instructions from Elliott Nethercutt, dated 6/1/17, this unit is assigned a zero capacity for all years, but is treated as an existing resource
Existing | US | Texas RE |  | 57865 | AEEC_ANTLP_2 |  | Antelope Station | ANTELOPE IC 2 |  | IC | NG |  | Natural Gas and Other Gases | 2016 |  | 56.04 | 54 | 56 | 54 | 0 | 0 | 0 | 0 | 0 | 0 | 0 | 0 | 0 | 0 | 56 | 0 | 0 | 0 | 0 | 0 | 0 | 0 | 0 | 0 | 0 | 0 | 0 | 0 | 0 | 0 | 0 | 0 | 0 | 0 | 0 | 0 | 0 | 0 | 0 | 0 | 0 | 0 | 0 | 0 | 0 | 0 | 0 | SWGR (Switchable Generation Resource); capacity available for summer 2021 and winter 2021/22 based on recent availability form
Existing | US | Texas RE |  | 57865 | AEEC_ANTLP_3 |  | Antelope Station | ANTELOPE IC 3 |  | IC | NG |  | Natural Gas and Other Gases | 2016 |  | 56.04 | 54 | 56 | 54 | 0 | 0 | 0 | 0 | 0 | 0 | 0 | 0 | 0 | 0 | 56 | 0 | 0 | 0 | 0 | 0 | 0 | 0 | 0 | 0 | 0 | 0 | 0 | 0 | 0 | 0 | 0 | 0 | 0 | 0 | 0 | 0 | 0 | 0 | 0 | 0 | 0 | 0 | 0 | 0 | 0 | 0 | 0 | SWGR (Switchable Generation Resource); capacity available for summer 2021 and winter 2021/22 based on recent availability form
Existing | US | Texas RE |  | 55501 | KMCHI_1CT101 | CTG1 | Kiamichi Energy Facility | TENASKA KIAMICHI STATION 1CT101 |  | CT | NG |  | Natural Gas and Other Gases | 2003 |  | 183.9 | 151 | 167 | 151 | 151 | 151 | 151 | 151 | 151 | 151 | 151 | 151 | 151 | 151 | 167 | 167 | 167 | 167 | 167 | 167 | 167 | 167 | 167 | 167 | 167 | 0 | 0 | 0 | 0 | 0 | 0 | 0 | 0 | 0 | 0 | 0 | 0 | 0 | 0 | 0 | 0 | 0 | 0 | 0 | 0 | 0 | 0 | SWGR (Switchable Generation Resource)
Existing | US | Texas RE |  | 55501 | KMCHI_1CT201 | CTG2 | Kiamichi Energy Facility | TENASKA KIAMICHI STATION 1CT201 |  | CT | NG |  | Natural Gas and Other Gases | 2003 |  | 183.9 | 148 | 164 | 148 | 148 | 148 | 148 | 148 | 148 | 148 | 148 | 148 | 148 | 148 | 164 | 164 | 164 | 164 | 164 | 164 | 164 | 164 | 164 | 164 | 164 | 0 | 0 | 0 | 0 | 0 | 0 | 0 | 0 | 0 | 0 | 0 | 0 | 0 | 0 | 0 | 0 | 0 | 0 | 0 | 0 | 0 | 0 | SWGR (Switchable Generation Resource)
Existing | US | Texas RE |  | 55501 | KMCHI_1ST | STG1 | Kiamichi Energy Facility | TENASKA KIAMICHI STATION 1ST |  | CA | NG |  | Natural Gas and Other Gases | 2003 |  | 317.2 | 310 | 310 | 310 | 310 | 310 | 310 | 310 | 310 | 310 | 310 | 310 | 310 | 310 | 310 | 310 | 310 | 310 | 310 | 310 | 310 | 310 | 310 | 310 | 310 | 0 | 0 | 0 | 0 | 0 | 0 | 0 | 0 | 0 | 0 | 0 | 0 | 0 | 0 | 0 | 0 | 0 | 0 | 0 | 0 | 0 | 0 | SWGR (Switchable Generation Resource)
Existing | US | Texas RE |  | 55501 | KMCHI_2CT101 | CTG3 | Kiamichi Energy Facility | TENASKA KIAMICHI STATION 2CT101 |  | CT | NG |  | Natural Gas and Other Gases | 2003 |  | 183.9 | 150 | 170 | 150 | 150 | 150 | 150 | 150 | 150 | 150 | 150 | 150 | 150 | 150 | 170 | 170 | 170 | 170 | 170 | 170 | 170 | 170 | 170 | 170 | 170 | 0 | 0 | 0 | 0 | 0 | 0 | 0 | 0 | 0 | 0 | 0 | 0 | 0 | 0 | 0 | 0 | 0 | 0 | 0 | 0 | 0 | 0 | SWGR (Switchable Generation Resource)
Existing | US | Texas RE |  | 55501 | KMCHI_2CT201 | CTG4 | Kiamichi Energy Facility | TENASKA KIAMICHI STATION 2CT201 |  | CT | NG |  | Natural Gas and Other Gases | 2003 |  | 183.9 | 152 | 173 | 152 | 152 | 152 | 152 | 152 | 152 | 152 | 152 | 152 | 152 | 152 | 173 | 173 | 173 | 173 | 173 | 173 | 173 | 173 | 173 | 173 | 173 | 0 | 0 | 0 | 0 | 0 | 0 | 0 | 0 | 0 | 0 | 0 | 0 | 0 | 0 | 0 | 0 | 0 | 0 | 0 | 0 | 0 | 0 | SWGR (Switchable Generation Resource)
Existing | US | Texas RE |  | 55501 | KMCHI_2ST | STG2 | Kiamichi Energy Facility | TENASKA KIAMICHI STATION 2ST |  | CA | NG |  | Natural Gas and Other Gases | 2003 |  | 317.2 | 311 | 310 | 311 | 311 | 311 | 311 | 311 | 311 | 311 | 311 | 311 | 311 | 311 | 310 | 310 | 310 | 310 | 310 | 310 | 310 | 310 | 310 | 310 | 310 | 0 | 0 | 0 | 0 | 0 | 0 | 0 | 0 | 0 | 0 | 0 | 0 | 0 | 0 | 0 | 0 | 0 | 0 | 0 | 0 | 0 | 0 | SWGR (Switchable Generation Resource)
Existing | US | Texas RE | 1372482 | 55062 | FTR_FTR_G1 | GTG1 | Tenaska Frontier Generation St | TENASKA FRONTIER STATION CTG 1 |  | CT | NG |  | Natural Gas and Other Gases | 2000 |  | 185 | 160 | 180 | 160 | 160 | 160 | 160 | 160 | 160 | 160 | 160 | 160 | 160 | 160 | 180 | 180 | 180 | 180 | 180 | 180 | 180 | 180 | 180 | 180 | 180 | 0 | 0 | 0 | 0 | 0 | 0 | 0 | 0 | 0 | 0 | 0 | 0 | 0 | 0 | 0 | 0 | 0 | 0 | 0 | 0 | 0 | 0 | SWGR (Switchable Generation Resource)
Existing | US | Texas RE | 1754480 | 55062 | FTR_FTR_G2 | GTG2 | Tenaska Frontier Generation St | TENASKA FRONTIER STATION CTG 2 |  | CT | NG |  | Natural Gas and Other Gases | 2000 |  | 185 | 160 | 180 | 160 | 160 | 160 | 160 | 160 | 160 | 160 | 160 | 160 | 160 | 160 | 180 | 180 | 180 | 180 | 180 | 180 | 180 | 180 | 180 | 180 | 180 | 0 | 0 | 0 | 0 | 0 | 0 | 0 | 0 | 0 | 0 | 0 | 0 | 0 | 0 | 0 | 0 | 0 | 0 | 0 | 0 | 0 | 0 | SWGR (Switchable Generation Resource)
Existing | US | Texas RE | 1438257 | 55062 | FTR_FTR_G3 | GTG3 | Tenaska Frontier Generation St | TENASKA FRONTIER STATION CTG 3 |  | CT | NG |  | Natural Gas and Other Gases | 2000 |  | 185 | 160 | 180 | 160 | 160 | 160 | 160 | 160 | 160 | 160 | 160 | 160 | 160 | 160 | 180 | 180 | 180 | 180 | 180 | 180 | 180 | 180 | 180 | 180 | 180 | 0 | 0 | 0 | 0 | 0 | 0 | 0 | 0 | 0 | 0 | 0 | 0 | 0 | 0 | 0 | 0 | 0 | 0 | 0 | 0 | 0 | 0 | SWGR (Switchable Generation Resource)
Existing | US | Texas RE | 1585108 | 55062 | FTR_FTR_G4 | STG1 | Tenaska Frontier Generation St | TENASKA FRONTIER STATION STG 4 |  | CA | NG |  | Natural Gas and Other Gases | 2000 |  | 400 | 400 | 400 | 400 | 400 | 400 | 400 | 400 | 400 | 400 | 400 | 400 | 400 | 400 | 400 | 400 | 400 | 400 | 400 | 400 | 400 | 400 | 400 | 400 | 400 | 0 | 0 | 0 | 0 | 0 | 0 | 0 | 0 | 0 | 0 | 0 | 0 | 0 | 0 | 0 | 0 | 0 | 0 | 0 | 0 | 0 | 0 | SWGR (Switchable Generation Resource)
Existing | US | Texas RE | 1920261 | 55132 | TGCCS_CT1 | CTG1 | Tenaska Gateway | TENASKA GATEWAY STATION CTG 1 |  | CT | NG |  | Natural Gas and Other Gases | 2001 |  | 179 | 156 | 162 | 156 | 156 | 156 | 156 | 156 | 156 | 156 | 156 | 156 | 156 | 156 | 162 | 162 | 162 | 162 | 162 | 162 | 162 | 162 | 162 | 162 | 162 | 0 | 0 | 0 | 0 | 0 | 0 | 0 | 0 | 0 | 0 | 0 | 0 | 0 | 0 | 0 | 0 | 0 | 0 | 0 | 0 | 0 | 0 | SWGR (Switchable Generation Resource)
Existing | US | Texas RE | 1084219 | 55132 | TGCCS_CT2 | CTG2 | Tenaska Gateway | TENASKA GATEWAY STATION CTG 2 |  | CT | NG |  | Natural Gas and Other Gases | 2001 |  | 179 | 135 | 179 | 135 | 135 | 135 | 135 | 135 | 135 | 135 | 135 | 135 | 135 | 135 | 179 | 179 | 179 | 179 | 179 | 179 | 179 | 179 | 179 | 179 | 179 | 0 | 0 | 0 | 0 | 0 | 0 | 0 | 0 | 0 | 0 | 0 | 0 | 0 | 0 | 0 | 0 | 0 | 0 | 0 | 0 | 0 | 0 | SWGR (Switchable Generation Resource)
Existing | US | Texas RE | 1960567 | 55132 | TGCCS_CT3 | CTG3 | Tenaska Gateway | TENASKA GATEWAY STATION CTG 3 |  | CT | NG |  | Natural Gas and Other Gases | 2001 |  | 179 | 153 | 178 | 153 | 153 | 153 | 153 | 153 | 153 | 153 | 153 | 153 | 153 | 153 | 178 | 178 | 178 | 178 | 178 | 178 | 178 | 178 | 178 | 178 | 178 | 0 | 0 | 0 | 0 | 0 | 0 | 0 | 0 | 0 | 0 | 0 | 0 | 0 | 0 | 0 | 0 | 0 | 0 | 0 | 0 | 0 | 0 | SWGR (Switchable Generation Resource)
Existing | US | Texas RE | 1417061 | 55132 | TGCCS_UNIT4 | STG1 | Tenaska Gateway | TENASKA GATEWAY STATION STG 4 |  | CT | NG |  | Natural Gas and Other Gases | 2001 |  | 390 | 402 | 389 | 402 | 402 | 402 | 402 | 402 | 402 | 402 | 402 | 402 | 402 | 402 | 389 | 389 | 389 | 389 | 389 | 389 | 389 | 389 | 389 | 389 | 389 | 0 | 0 | 0 | 0 | 0 | 0 | 0 | 0 | 0 | 0 | 0 | 0 | 0 | 0 | 0 | 0 | 0 | 0 | 0 | 0 | 0 | 0 | SWGR (Switchable Generation Resource)
Tier 1 | US | Texas RE |  |  | 21INR0012 |  |  | AIR PRODUCTS GCA |  | ST | NG |  | Natural Gas and Other Gases | 2022-05-15 |  | 60 | 60 | 60 | 0 | 60 | 60 | 60 | 60 | 60 | 60 | 60 | 60 | 60 | 60 | 0 | 60 | 60 | 60 | 60 | 60 | 60 | 60 | 60 | 60 | 60 | 0 | 0 | 0 | 0 | 0 | 0 | 0 | 0 | 0 | 0 | 0 | 0 | 0 | 0 | 0 | 0 | 0 | 0 | 0 | 0 | 0 | 0
Tier 1 | US | Texas RE |  |  | 20INR0221 |  |  | BRAES POWER PLANT |  | GT | NG |  | Natural Gas and Other Gases | 2022-03-07 |  | 484 | 408 | 408 | 0 | 408 | 408 | 408 | 408 | 408 | 408 | 408 | 408 | 408 | 408 | 0 | 408 | 408 | 408 | 408 | 408 | 408 | 408 | 408 | 408 | 408 | 0 | 0 | 0 | 0 | 0 | 0 | 0 | 0 | 0 | 0 | 0 | 0 | 0 | 0 | 0 | 0 | 0 | 0 | 0 | 0 | 0 | 0
Tier 1 | US | Texas RE |  |  | 21INR0201 |  |  | BRANDON (LP&L) (DGR) |  | GT | NG |  | Natural Gas and Other Gases | 2021-07-26 |  | 21 | 20 | 20 | 20 | 20 | 20 | 20 | 20 | 20 | 20 | 20 | 20 | 20 | 20 | 20 | 20 | 20 | 20 | 20 | 20 | 20 | 20 | 20 | 20 | 20 | 0 | 0 | 0 | 0 | 0 | 0 | 0 | 0 | 0 | 0 | 0 | 0 | 0 | 0 | 0 | 0 | 0 | 0 | 0 | 0 | 0 | 0 | planned project approved for synchronization to ERCOT grid (all synchronized projects are listed as avaiable for summer and winter certain years)
Tier 1 | US | Texas RE |  |  | 19INR0056 |  |  | CHAMON 2 |  | GT | NG |  | Natural Gas and Other Gases | 2021-10-01 |  | 100 | 100 | 100 | 0 | 100 | 100 | 100 | 100 | 100 | 100 | 100 | 100 | 100 | 100 | 100 | 100 | 100 | 100 | 100 | 100 | 100 | 100 | 100 | 100 | 100 | 0 | 0 | 0 | 0 | 0 | 0 | 0 | 0 | 0 | 0 | 0 | 0 | 0 | 0 | 0 | 0 | 0 | 0 | 0 | 0 | 0 | 0
Tier 1 | US | Texas RE |  |  | 17INR0022 |  |  | MIRAGE |  | GT | NG |  | Natural Gas and Other Gases | 2022-02-07 |  | 11 | 11 | 11 | 0 | 11 | 11 | 11 | 11 | 11 | 11 | 11 | 11 | 11 | 11 | 0 | 11 | 11 | 11 | 11 | 11 | 11 | 11 | 11 | 11 | 11 | 0 | 0 | 0 | 0 | 0 | 0 | 0 | 0 | 0 | 0 | 0 | 0 | 0 | 0 | 0 | 0 | 0 | 0 | 0 | 0 | 0 | 0
Tier 1 | US | Texas RE |  |  | 19INR0057 |  |  | OLD BLOOMINGTON ROAD |  | GT | NG |  | Natural Gas and Other Gases | 2021-08-31 |  | 100 | 88 | 99.6 | 0 | 88 | 88 | 88 | 88 | 88 | 88 | 88 | 88 | 88 | 88 | 99.6 | 99.6 | 99.6 | 99.6 | 99.6 | 99.6 | 99.6 | 99.6 | 99.6 | 99.6 | 99.6 | 0 | 0 | 0 | 0 | 0 | 0 | 0 | 0 | 0 | 0 | 0 | 0 | 0 | 0 | 0 | 0 | 0 | 0 | 0 | 0 | 0 | 0
Tier 1 | US | Texas RE |  |  | 22INR0371 |  |  | PES 2 POWER STATION |  | GT | NG |  | Natural Gas and Other Gases | 2021-09-01 |  | 121 | 90.2 | 89.1 | 0 | 90.2 | 90.2 | 90.2 | 90.2 | 90.2 | 90.2 | 90.2 | 90.2 | 90.2 | 90.2 | 89.1 | 89.1 | 89.1 | 89.1 | 89.1 | 89.1 | 89.1 | 89.1 | 89.1 | 89.1 | 89.1 | 0 | 0 | 0 | 0 | 0 | 0 | 0 | 0 | 0 | 0 | 0 | 0 | 0 | 0 | 0 | 0 | 0 | 0 | 0 | 0 | 0 | 0
Tier 1 | US | Texas RE |  |  | 21INR0202 |  |  | R MASSENGALE (LP&L) |  | CC | NG |  | Natural Gas and Other Gases | 2021-07-20 |  | 84 | 74 | 74 | 0 | 74 | 74 | 74 | 74 | 74 | 74 | 74 | 74 | 74 | 74 | 74 | 74 | 74 | 74 | 74 | 74 | 74 | 74 | 74 | 74 | 74 | 0 | 0 | 0 | 0 | 0 | 0 | 0 | 0 | 0 | 0 | 0 | 0 | 0 | 0 | 0 | 0 | 0 | 0 | 0 | 0 | 0 | 0
Tier 1 | US | Texas RE |  |  | 20INR0231 |  |  | TOPAZ POWER PLANT |  | GT | NG |  | Natural Gas and Other Gases | 2021-07-15 |  | 605 | 445.3 | 497.8 | 445.3 | 445.3 | 445.3 | 445.3 | 445.3 | 445.3 | 445.3 | 445.3 | 445.3 | 445.3 | 445.3 | 497.8 | 497.8 | 497.8 | 497.8 | 497.8 | 497.8 | 497.8 | 497.8 | 497.8 | 497.8 | 497.8 | 0 | 0 | 0 | 0 | 0 | 0 | 0 | 0 | 0 | 0 | 0 | 0 | 0 | 0 | 0 | 0 | 0 | 0 | 0 | 0 | 0 | 0 | planned project approved for synchronization to ERCOT grid (all synchronized projects are listed as avaiable for summer and winter certain years)
Tier 1 | US | Texas RE |  |  | 21INR0506 |  |  | TY COOKE (LP&L) |  | GT | NG |  | Natural Gas and Other Gases | 2021-07-27 |  | 40.5 | 31 | 31 | 31 | 31 | 31 | 31 | 31 | 31 | 31 | 31 | 31 | 31 | 31 | 31 | 31 | 31 | 31 | 31 | 31 | 31 | 31 | 31 | 31 | 31 | 0 | 0 | 0 | 0 | 0 | 0 | 0 | 0 | 0 | 0 | 0 | 0 | 0 | 0 | 0 | 0 | 0 | 0 | 0 | 0 | 0 | 0 | planned project approved for synchronization to ERCOT grid (all synchronized projects are listed as avaiable for summer and winter certain years)
Existing | US | Texas RE |  |  | 20INR0042 |  |  | CHALUPA WIND |  | WT | WND |  | Wind | 2021 |  | 174 | 105.6825 | 81.4275 | 105.6825 | 105.6825 | 105.6825 | 105.6825 | 105.6825 | 105.6825 | 105.6825 | 105.6825 | 105.6825 | 105.6825 | 105.6825 | 81.4275 | 81.4275 | 81.4275 | 81.4275 | 81.4275 | 81.4275 | 81.4275 | 81.4275 | 81.4275 | 81.4275 | 81.4275 | 0 | 0 | 0 | 0 | 0 | 0 | 0 | 0 | 0 | 0 | 0 | 0 | 0 | 0 | 0 | 0 | 0 | 0 | 0 | 0 | 0 | 0 | planned project approved for synchronization to ERCOT grid (all synchronized projects are listed as avaiable for summer and winter certain years)
Tier 1 | US | Texas RE |  |  | 19INR0112 |  |  | CRANEL WIND |  | WT | WND |  | Wind | 2021-06-21 |  | 220 | 134.2 | 103.4 | 134.2 | 134.2 | 134.2 | 134.2 | 134.2 | 134.2 | 134.2 | 134.2 | 134.2 | 134.2 | 134.2 | 103.4 | 103.4 | 103.4 | 103.4 | 103.4 | 103.4 | 103.4 | 103.4 | 103.4 | 103.4 | 103.4 | 0 | 0 | 0 | 0 | 0 | 0 | 0 | 0 | 0 | 0 | 0 | 0 | 0 | 0 | 0 | 0 | 0 | 0 | 0 | 0 | 0 | 0 | planned project approved for synchronization to ERCOT grid (all synchronized projects are listed as avaiable for summer and winter certain years)
Tier 1 | US | Texas RE |  |  | 18INR0059 |  |  | EAST RAYMOND WIND |  | WT | WND |  | Wind | 2021-05-27 |  | 202 | 122.122 | 94.094 | 122.122 | 122.122 | 122.122 | 122.122 | 122.122 | 122.122 | 122.122 | 122.122 | 122.122 | 122.122 | 122.122 | 94.094 | 94.094 | 94.094 | 94.094 | 94.094 | 94.094 | 94.094 | 94.094 | 94.094 | 94.094 | 94.094 | 0 | 0 | 0 | 0 | 0 | 0 | 0 | 0 | 0 | 0 | 0 | 0 | 0 | 0 | 0 | 0 | 0 | 0 | 0 | 0 | 0 | 0 | planned project approved for synchronization to ERCOT grid (all synchronized projects are listed as avaiable for summer and winter certain years)
Tier 1 | US | Texas RE |  |  | 15INR0034 |  |  | EL ALGODON ALTO W |  | WT | WND |  | Wind | 2021-12-15 |  | 201 | 122.61 | 94.47 | 0 | 122.61 | 122.61 | 122.61 | 122.61 | 122.61 | 122.61 | 122.61 | 122.61 | 122.61 | 122.61 | 0 | 94.47 | 94.47 | 94.47 | 94.47 | 94.47 | 94.47 | 94.47 | 94.47 | 94.47 | 94.47 | 0 | 0 | 0 | 0 | 0 | 0 | 0 | 0 | 0 | 0 | 0 | 0 | 0 | 0 | 0 | 0 | 0 | 0 | 0 | 0 | 0 | 0
Tier 1 | US | Texas RE |  |  | 20INR0097 |  |  | EL SUAZ RANCH |  | WT | WND |  | Wind | 2022-09-30 |  | 301.74 | 184.0614 | 141.8178 | 0 | 0 | 184.0614 | 184.0614 | 184.0614 | 184.0614 | 184.0614 | 184.0614 | 184.0614 | 184.0614 | 184.0614 | 0 | 141.8178 | 141.8178 | 141.8178 | 141.8178 | 141.8178 | 141.8178 | 141.8178 | 141.8178 | 141.8178 | 141.8178 | 0 | 0 | 0 | 0 | 0 | 0 | 0 | 0 | 0 | 0 | 0 | 0 | 0 | 0 | 0 | 0 | 0 | 0 | 0 | 0 | 0 | 0
Existing | US | Texas RE |  |  | 17INR0031 |  |  | ESPIRITU WIND |  | WT | WND |  | Wind | 2021 |  | 25.2 | 15.372 | 11.844 | 15.372 | 15.372 | 15.372 | 15.372 | 15.372 | 15.372 | 15.372 | 15.372 | 15.372 | 15.372 | 15.372 | 11.844 | 11.844 | 11.844 | 11.844 | 11.844 | 11.844 | 11.844 | 11.844 | 11.844 | 11.844 | 11.844 | 0 | 0 | 0 | 0 | 0 | 0 | 0 | 0 | 0 | 0 | 0 | 0 | 0 | 0 | 0 | 0 | 0 | 0 | 0 | 0 | 0 | 0 | planned project approved for synchronization to ERCOT grid (all synchronized projects are listed as avaiable for summer and winter certain years)
Tier 1 | US | Texas RE |  |  | 17INR0035 |  |  | LAS MAJADAS WIND |  | WT | WND |  | Wind | 2021-04-23 |  | 272.6 | 166.286 | 128.122 | 166.286 | 166.286 | 166.286 | 166.286 | 166.286 | 166.286 | 166.286 | 166.286 | 166.286 | 166.286 | 166.286 | 128.122 | 128.122 | 128.122 | 128.122 | 128.122 | 128.122 | 128.122 | 128.122 | 128.122 | 128.122 | 128.122 | 0 | 0 | 0 | 0 | 0 | 0 | 0 | 0 | 0 | 0 | 0 | 0 | 0 | 0 | 0 | 0 | 0 | 0 | 0 | 0 | 0 | 0 | planned project approved for synchronization to ERCOT grid (all synchronized projects are listed as avaiable for summer and winter certain years)
Tier 1 | US | Texas RE |  |  | 19INR0022 |  |  | MONTE ALTO I |  | WT | WND |  | Wind | 2022-12-31 |  | 223.8 | 136.518 | 105.186 | 0 | 0 | 136.518 | 136.518 | 136.518 | 136.518 | 136.518 | 136.518 | 136.518 | 136.518 | 136.518 | 0 | 0 | 105.186 | 105.186 | 105.186 | 105.186 | 105.186 | 105.186 | 105.186 | 105.186 | 105.186 | 0 | 0 | 0 | 0 | 0 | 0 | 0 | 0 | 0 | 0 | 0 | 0 | 0 | 0 | 0 | 0 | 0 | 0 | 0 | 0 | 0 | 0
Existing | US | Texas RE |  |  | 11INR0062 |  |  | SHAFFER (PATRIOT WIND/PETRONILLA) |  | WT | WND |  | Wind | 2021 |  | 226 | 137.921 | 106.22 | 137.921 | 137.921 | 137.921 | 137.921 | 137.921 | 137.921 | 137.921 | 137.921 | 137.921 | 137.921 | 137.921 | 106.22 | 106.22 | 106.22 | 106.22 | 106.22 | 106.22 | 106.22 | 106.22 | 106.22 | 106.22 | 106.22 | 0 | 0 | 0 | 0 | 0 | 0 | 0 | 0 | 0 | 0 | 0 | 0 | 0 | 0 | 0 | 0 | 0 | 0 | 0 | 0 | 0 | 0 | planned project approved for synchronization to ERCOT grid (all synchronized projects are listed as avaiable for summer and winter certain years)
Tier 1 | US | Texas RE |  |  | 20INR0088 |  |  | WEST RAYMOND (EL TRUENO) WIND |  | WT | WND |  | Wind | 2021-07-30 |  | 239.8 | 146.278 | 112.706 | 146.278 | 146.278 | 146.278 | 146.278 | 146.278 | 146.278 | 146.278 | 146.278 | 146.278 | 146.278 | 146.278 | 112.706 | 112.706 | 112.706 | 112.706 | 112.706 | 112.706 | 112.706 | 112.706 | 112.706 | 112.706 | 112.706 | 0 | 0 | 0 | 0 | 0 | 0 | 0 | 0 | 0 | 0 | 0 | 0 | 0 | 0 | 0 | 0 | 0 | 0 | 0 | 0 | 0 | 0 | planned project approved for synchronization to ERCOT grid (all synchronized projects are listed as avaiable for summer and winter certain years)
Tier 1 | US | Texas RE |  |  | 20INR0217 |  |  | CAROL WIND |  | WT | WND |  | Wind | 2022-05-30 |  | 169.2 | 49.068 | 57.528 | 0 | 49.068 | 49.068 | 49.068 | 49.068 | 49.068 | 49.068 | 49.068 | 49.068 | 49.068 | 49.068 | 0 | 57.528 | 57.528 | 57.528 | 57.528 | 57.528 | 57.528 | 57.528 | 57.528 | 57.528 | 57.528 | 0 | 0 | 0 | 0 | 0 | 0 | 0 | 0 | 0 | 0 | 0 | 0 | 0 | 0 | 0 | 0 | 0 | 0 | 0 | 0 | 0 | 0
Tier 1 | US | Texas RE |  |  | 16INR0033 |  |  | HART WIND |  | WT | WND |  | Wind | 2022-12-31 |  | 151.5 | 43.935 | 51.51 | 0 | 0 | 43.935 | 43.935 | 43.935 | 43.935 | 43.935 | 43.935 | 43.935 | 43.935 | 43.935 | 0 | 0 | 51.51 | 51.51 | 51.51 | 51.51 | 51.51 | 51.51 | 51.51 | 51.51 | 51.51 | 0 | 0 | 0 | 0 | 0 | 0 | 0 | 0 | 0 | 0 | 0 | 0 | 0 | 0 | 0 | 0 | 0 | 0 | 0 | 0 | 0 | 0
Tier 1 | US | Texas RE |  |  | 20INR0142 |  |  | AJAX WIND |  | WT | WND |  | Wind | 2021-08-13 |  | 366.6 | 69.654 | 73.32 | 69.654 | 69.654 | 69.654 | 69.654 | 69.654 | 69.654 | 69.654 | 69.654 | 69.654 | 69.654 | 69.654 | 73.32 | 73.32 | 73.32 | 73.32 | 73.32 | 73.32 | 73.32 | 73.32 | 73.32 | 73.32 | 73.32 | 0 | 0 | 0 | 0 | 0 | 0 | 0 | 0 | 0 | 0 | 0 | 0 | 0 | 0 | 0 | 0 | 0 | 0 | 0 | 0 | 0 | 0 | planned project approved for synchronization to ERCOT grid (all synchronized projects are listed as avaiable for summer and winter certain years)
Tier 1 | US | Texas RE |  |  | 21INR0387 |  |  | ANCHOR WIND |  | WT | WND |  | Wind | 2021-12-24 |  | 114.9 | 21.831 | 22.98 | 0 | 21.831 | 21.831 | 21.831 | 21.831 | 21.831 | 21.831 | 21.831 | 21.831 | 21.831 | 21.831 | 0 | 22.98 | 22.98 | 22.98 | 22.98 | 22.98 | 22.98 | 22.98 | 22.98 | 22.98 | 22.98 | 0 | 0 | 0 | 0 | 0 | 0 | 0 | 0 | 0 | 0 | 0 | 0 | 0 | 0 | 0 | 0 | 0 | 0 | 0 | 0 | 0 | 0
Tier 1 | US | Texas RE |  |  | 21INR0467 |  |  | APOGEE WIND |  | WT | WND |  | Wind | 2021-12-31 |  | 393.24 | 74.7156 | 78.648 | 0 | 74.7156 | 74.7156 | 74.7156 | 74.7156 | 74.7156 | 74.7156 | 74.7156 | 74.7156 | 74.7156 | 74.7156 | 0 | 78.648 | 78.648 | 78.648 | 78.648 | 78.648 | 78.648 | 78.648 | 78.648 | 78.648 | 78.648 | 0 | 0 | 0 | 0 | 0 | 0 | 0 | 0 | 0 | 0 | 0 | 0 | 0 | 0 | 0 | 0 | 0 | 0 | 0 | 0 | 0 | 0
Tier 1 | US | Texas RE |  |  | 20INR0249 |  |  | APPALOOSA RUN WIND_ |  | WT | WND |  | Wind | 2023-03-01 |  | 175 | 33.25 | 35 | 0 | 0 | 33.25 | 33.25 | 33.25 | 33.25 | 33.25 | 33.25 | 33.25 | 33.25 | 33.25 | 0 | 0 | 35 | 35 | 35 | 35 | 35 | 35 | 35 | 35 | 35 | 0 | 0 | 0 | 0 | 0 | 0 | 0 | 0 | 0 | 0 | 0 | 0 | 0 | 0 | 0 | 0 | 0 | 0 | 0 | 0 | 0 | 0
Tier 1 | US | Texas RE |  |  | 20INR0256 |  |  | AQUILLA LAKE 2 WIND |  | WT | WND |  | Wind | 2021-11-12 |  | 100 | 28.652 | 30.16 | 0 | 28.652 | 28.652 | 28.652 | 28.652 | 28.652 | 28.652 | 28.652 | 28.652 | 28.652 | 28.652 | 30.16 | 30.16 | 30.16 | 30.16 | 30.16 | 30.16 | 30.16 | 30.16 | 30.16 | 30.16 | 30.16 | 0 | 0 | 0 | 0 | 0 | 0 | 0 | 0 | 0 | 0 | 0 | 0 | 0 | 0 | 0 | 0 | 0 | 0 | 0 | 0 | 0 | 0
Tier 1 | US | Texas RE |  |  | 19INR0145 |  |  | AQUILLA LAKE WIND |  | WT | WND |  | Wind | 2021-11-12 |  | 202 | 28.367 | 29.86 | 0 | 28.367 | 28.367 | 28.367 | 28.367 | 28.367 | 28.367 | 28.367 | 28.367 | 28.367 | 28.367 | 29.86 | 29.86 | 29.86 | 29.86 | 29.86 | 29.86 | 29.86 | 29.86 | 29.86 | 29.86 | 29.86 | 0 | 0 | 0 | 0 | 0 | 0 | 0 | 0 | 0 | 0 | 0 | 0 | 0 | 0 | 0 | 0 | 0 | 0 | 0 | 0 | 0 | 0
Existing | US | Texas RE |  |  | 19INR0156 |  |  | AVIATOR WIND |  | WT | WND |  | Wind | 2021 |  | 525 | 99.75 | 105 | 99.75 | 99.75 | 99.75 | 99.75 | 99.75 | 99.75 | 99.75 | 99.75 | 99.75 | 99.75 | 99.75 | 105 | 105 | 105 | 105 | 105 | 105 | 105 | 105 | 105 | 105 | 105 | 0 | 0 | 0 | 0 | 0 | 0 | 0 | 0 | 0 | 0 | 0 | 0 | 0 | 0 | 0 | 0 | 0 | 0 | 0 | 0 | 0 | 0 | planned project approved for synchronization to ERCOT grid (all synchronized projects are listed as avaiable for summer and winter certain years)
Tier 1 | US | Texas RE |  |  | 20INR0083 |  |  | BAIRD NORTH WIND |  | WT | WND |  | Wind | 2021-09-30 |  | 350 | 66.5 | 70 | 0 | 66.5 | 66.5 | 66.5 | 66.5 | 66.5 | 66.5 | 66.5 | 66.5 | 66.5 | 66.5 | 70 | 70 | 70 | 70 | 70 | 70 | 70 | 70 | 70 | 70 | 70 | 0 | 0 | 0 | 0 | 0 | 0 | 0 | 0 | 0 | 0 | 0 | 0 | 0 | 0 | 0 | 0 | 0 | 0 | 0 | 0 | 0 | 0
Tier 1 | US | Texas RE |  |  | 18INR0038 |  |  | BARROW RANCH (JUMBO HILL WIND) |  | WT | WND |  | Wind | 2021-04-30 |  | 160 | 30.533 | 32.14 | 30.533 | 30.533 | 30.533 | 30.533 | 30.533 | 30.533 | 30.533 | 30.533 | 30.533 | 30.533 | 30.533 | 32.14 | 32.14 | 32.14 | 32.14 | 32.14 | 32.14 | 32.14 | 32.14 | 32.14 | 32.14 | 32.14 | 0 | 0 | 0 | 0 | 0 | 0 | 0 | 0 | 0 | 0 | 0 | 0 | 0 | 0 | 0 | 0 | 0 | 0 | 0 | 0 | 0 | 0 | planned project approved for synchronization to ERCOT grid (all synchronized projects are listed as avaiable for summer and winter certain years)
Tier 1 | US | Texas RE |  |  | 20INR0068 |  |  | BLACKJACK CREEK WIND |  | WT | WND |  | Wind | 2021-09-30 |  | 240.5 | 45.6 | 48 | 0 | 45.6 | 45.6 | 45.6 | 45.6 | 45.6 | 45.6 | 45.6 | 45.6 | 45.6 | 45.6 | 48 | 48 | 48 | 48 | 48 | 48 | 48 | 48 | 48 | 48 | 48 | 0 | 0 | 0 | 0 | 0 | 0 | 0 | 0 | 0 | 0 | 0 | 0 | 0 | 0 | 0 | 0 | 0 | 0 | 0 | 0 | 0 | 0
Tier 1 | US | Texas RE |  |  | 16INR0086 |  |  | CACTUS FLATS WIND |  | WT | WND |  | Wind | 2021-07-31 |  | 148.4 | 28.196 | 29.68 | 28.196 | 28.196 | 28.196 | 28.196 | 28.196 | 28.196 | 28.196 | 28.196 | 28.196 | 28.196 | 28.196 | 29.68 | 29.68 | 29.68 | 29.68 | 29.68 | 29.68 | 29.68 | 29.68 | 29.68 | 29.68 | 29.68 | 0 | 0 | 0 | 0 | 0 | 0 | 0 | 0 | 0 | 0 | 0 | 0 | 0 | 0 | 0 | 0 | 0 | 0 | 0 | 0 | 0 | 0 | planned project approved for synchronization to ERCOT grid (all synchronized projects are listed as avaiable for summer and winter certain years)
Tier 1 | US | Texas RE |  |  | 18INR0030 |  |  | CANYON WIND |  | WT | WND |  | Wind | 2022-10-01 |  | 201.8 | 38.342 | 40.36 | 0 | 0 | 38.342 | 38.342 | 38.342 | 38.342 | 38.342 | 38.342 | 38.342 | 38.342 | 38.342 | 0 | 40.36 | 40.36 | 40.36 | 40.36 | 40.36 | 40.36 | 40.36 | 40.36 | 40.36 | 40.36 | 0 | 0 | 0 | 0 | 0 | 0 | 0 | 0 | 0 | 0 | 0 | 0 | 0 | 0 | 0 | 0 | 0 | 0 | 0 | 0 | 0 | 0
Tier 1 | US | Texas RE |  |  | 17INR0027b |  |  | COYOTE WIND |  | WT | WND |  | Wind | 2021-05-07 |  | 242.6 | 46.094 | 48.52 | 46.094 | 46.094 | 46.094 | 46.094 | 46.094 | 46.094 | 46.094 | 46.094 | 46.094 | 46.094 | 46.094 | 48.52 | 48.52 | 48.52 | 48.52 | 48.52 | 48.52 | 48.52 | 48.52 | 48.52 | 48.52 | 48.52 | 0 | 0 | 0 | 0 | 0 | 0 | 0 | 0 | 0 | 0 | 0 | 0 | 0 | 0 | 0 | 0 | 0 | 0 | 0 | 0 | 0 | 0 | planned project approved for synchronization to ERCOT grid (all synchronized projects are listed as avaiable for summer and winter certain years)
Tier 1 | US | Texas RE |  |  | 18INR0043 |  |  | EDMONDSON RANCH WIND |  | WT | WND |  | Wind | 2022-10-31 |  | 293.28 | 55.7232 | 58.656 | 0 | 0 | 55.7232 | 55.7232 | 55.7232 | 55.7232 | 55.7232 | 55.7232 | 55.7232 | 55.7232 | 55.7232 | 0 | 58.656 | 58.656 | 58.656 | 58.656 | 58.656 | 58.656 | 58.656 | 58.656 | 58.656 | 58.656 | 0 | 0 | 0 | 0 | 0 | 0 | 0 | 0 | 0 | 0 | 0 | 0 | 0 | 0 | 0 | 0 | 0 | 0 | 0 | 0 | 0 | 0
Tier 1 | US | Texas RE |  |  | 20INR0129 |  |  | FOXTROT WIND |  | WT | WND |  | Wind | 2022-04-01 |  | 268 | 50.92 | 53.6 | 0 | 50.92 | 50.92 | 50.92 | 50.92 | 50.92 | 50.92 | 50.92 | 50.92 | 50.92 | 50.92 | 0 | 53.6 | 53.6 | 53.6 | 53.6 | 53.6 | 53.6 | 53.6 | 53.6 | 53.6 | 53.6 | 0 | 0 | 0 | 0 | 0 | 0 | 0 | 0 | 0 | 0 | 0 | 0 | 0 | 0 | 0 | 0 | 0 | 0 | 0 | 0 | 0 | 0
Tier 1 | US | Texas RE |  |  | 20INR0052 |  |  | GRIFFIN TRAIL WIND |  | WT | WND |  | Wind | 2021-07-01 |  | 225.6 | 42.864 | 45.12 | 42.864 | 42.864 | 42.864 | 42.864 | 42.864 | 42.864 | 42.864 | 42.864 | 42.864 | 42.864 | 42.864 | 45.12 | 45.12 | 45.12 | 45.12 | 45.12 | 45.12 | 45.12 | 45.12 | 45.12 | 45.12 | 45.12 | 0 | 0 | 0 | 0 | 0 | 0 | 0 | 0 | 0 | 0 | 0 | 0 | 0 | 0 | 0 | 0 | 0 | 0 | 0 | 0 | 0 | 0 | planned project approved for synchronization to ERCOT grid (all synchronized projects are listed as avaiable for summer and winter certain years)
Tier 1 | US | Texas RE |  |  | 15INR0064b |  |  | HARALD (BEARKAT WIND B) |  | WT | WND |  | Wind | 2021-08-03 |  | 162.1 | 30.799 | 32.42 | 30.799 | 30.799 | 30.799 | 30.799 | 30.799 | 30.799 | 30.799 | 30.799 | 30.799 | 30.799 | 30.799 | 32.42 | 32.42 | 32.42 | 32.42 | 32.42 | 32.42 | 32.42 | 32.42 | 32.42 | 32.42 | 32.42 | 0 | 0 | 0 | 0 | 0 | 0 | 0 | 0 | 0 | 0 | 0 | 0 | 0 | 0 | 0 | 0 | 0 | 0 | 0 | 0 | 0 | 0 | planned project approved for synchronization to ERCOT grid (all synchronized projects are listed as avaiable for summer and winter certain years)
Tier 1 | US | Texas RE |  |  | 19INR0053 |  |  | HIDALGO II WIND |  | WT | WND |  | Wind | 2021-05-31 |  | 51 | 9.576 | 10.08 | 9.576 | 9.576 | 9.576 | 9.576 | 9.576 | 9.576 | 9.576 | 9.576 | 9.576 | 9.576 | 9.576 | 10.08 | 10.08 | 10.08 | 10.08 | 10.08 | 10.08 | 10.08 | 10.08 | 10.08 | 10.08 | 10.08 | 0 | 0 | 0 | 0 | 0 | 0 | 0 | 0 | 0 | 0 | 0 | 0 | 0 | 0 | 0 | 0 | 0 | 0 | 0 | 0 | 0 | 0 | planned project approved for synchronization to ERCOT grid (all synchronized projects are listed as avaiable for summer and winter certain years)
Existing | US | Texas RE |  |  | 19INR0038 |  |  | HIGH LONESOME W |  | WT | WND |  | Wind | 2021 |  | 449.5 | 85.405 | 89.9 | 85.405 | 85.405 | 85.405 | 85.405 | 85.405 | 85.405 | 85.405 | 85.405 | 85.405 | 85.405 | 85.405 | 89.9 | 89.9 | 89.9 | 89.9 | 89.9 | 89.9 | 89.9 | 89.9 | 89.9 | 89.9 | 89.9 | 0 | 0 | 0 | 0 | 0 | 0 | 0 | 0 | 0 | 0 | 0 | 0 | 0 | 0 | 0 | 0 | 0 | 0 | 0 | 0 | 0 | 0 | planned project approved for synchronization to ERCOT grid (all synchronized projects are listed as avaiable for summer and winter certain years)
Existing | US | Texas RE |  |  | 20INR0262 |  |  | HIGH LONESOME WIND PHASE II |  | WT | WND |  | Wind | 2021 |  | 50.6 | 9.614 | 10.12 | 9.614 | 9.614 | 9.614 | 9.614 | 9.614 | 9.614 | 9.614 | 9.614 | 9.614 | 9.614 | 9.614 | 10.12 | 10.12 | 10.12 | 10.12 | 10.12 | 10.12 | 10.12 | 10.12 | 10.12 | 10.12 | 10.12 | 0 | 0 | 0 | 0 | 0 | 0 | 0 | 0 | 0 | 0 | 0 | 0 | 0 | 0 | 0 | 0 | 0 | 0 | 0 | 0 | 0 | 0 | planned project approved for synchronization to ERCOT grid (all synchronized projects are listed as avaiable for summer and winter certain years)
Tier 1 | US | Texas RE |  |  | 21INR0005 |  |  | HUTT WIND |  | WT | WND |  | Wind | 2022-11-16 |  | 336 | 63.84 | 67.2 | 0 | 0 | 63.84 | 63.84 | 63.84 | 63.84 | 63.84 | 63.84 | 63.84 | 63.84 | 63.84 | 0 | 67.2 | 67.2 | 67.2 | 67.2 | 67.2 | 67.2 | 67.2 | 67.2 | 67.2 | 67.2 | 0 | 0 | 0 | 0 | 0 | 0 | 0 | 0 | 0 | 0 | 0 | 0 | 0 | 0 | 0 | 0 | 0 | 0 | 0 | 0 | 0 | 0
Tier 1 | US | Texas RE |  |  | 19INR0099a |  |  | KONTIKI 1 WIND (ERIK) |  | WT | WND |  | Wind | 2023-03-01 |  | 250.1 | 47.519 | 50.02 | 0 | 0 | 47.519 | 47.519 | 47.519 | 47.519 | 47.519 | 47.519 | 47.519 | 47.519 | 47.519 | 0 | 0 | 50.02 | 50.02 | 50.02 | 50.02 | 50.02 | 50.02 | 50.02 | 50.02 | 50.02 | 0 | 0 | 0 | 0 | 0 | 0 | 0 | 0 | 0 | 0 | 0 | 0 | 0 | 0 | 0 | 0 | 0 | 0 | 0 | 0 | 0 | 0
Tier 1 | US | Texas RE |  |  | 19INR0099b |  |  | KONTIKI 2 WIND (ERNEST) |  | WT | WND |  | Wind | 2023-03-01 |  | 250.1 | 47.519 | 50.02 | 0 | 0 | 47.519 | 47.519 | 47.519 | 47.519 | 47.519 | 47.519 | 47.519 | 47.519 | 47.519 | 0 | 0 | 50.02 | 50.02 | 50.02 | 50.02 | 50.02 | 50.02 | 50.02 | 50.02 | 50.02 | 0 | 0 | 0 | 0 | 0 | 0 | 0 | 0 | 0 | 0 | 0 | 0 | 0 | 0 | 0 | 0 | 0 | 0 | 0 | 0 | 0 | 0
Tier 1 | US | Texas RE |  |  | 18INR0068 |  |  | LORAINE WINDPARK PHASE III |  | WT | WND |  | Wind | 2023-05-10 |  | 100 | 19 | 20 | 0 | 0 | 19 | 19 | 19 | 19 | 19 | 19 | 19 | 19 | 19 | 0 | 0 | 20 | 20 | 20 | 20 | 20 | 20 | 20 | 20 | 20 | 0 | 0 | 0 | 0 | 0 | 0 | 0 | 0 | 0 | 0 | 0 | 0 | 0 | 0 | 0 | 0 | 0 | 0 | 0 | 0 | 0 | 0
Tier 1 | US | Texas RE |  |  | 16INR0112 |  |  | LOMA PINTA WIND |  | WT | WND |  | Wind | 2022-09-01 |  | 200 | 38 | 40 | 0 | 0 | 38 | 38 | 38 | 38 | 38 | 38 | 38 | 38 | 38 | 0 | 40 | 40 | 40 | 40 | 40 | 40 | 40 | 40 | 40 | 40 | 0 | 0 | 0 | 0 | 0 | 0 | 0 | 0 | 0 | 0 | 0 | 0 | 0 | 0 | 0 | 0 | 0 | 0 | 0 | 0 | 0 | 0
Tier 1 | US | Texas RE |  |  | 18INR0031 |  |  | MARYNEAL WINDPOWER |  | WT | WND |  | Wind | 2021-10-01 |  | 182.4 | 34.656 | 36.48 | 34.656 | 34.656 | 34.656 | 34.656 | 34.656 | 34.656 | 34.656 | 34.656 | 34.656 | 34.656 | 34.656 | 36.48 | 36.48 | 36.48 | 36.48 | 36.48 | 36.48 | 36.48 | 36.48 | 36.48 | 36.48 | 36.48 | 0 | 0 | 0 | 0 | 0 | 0 | 0 | 0 | 0 | 0 | 0 | 0 | 0 | 0 | 0 | 0 | 0 | 0 | 0 | 0 | 0 | 0 | planned project approved for synchronization to ERCOT grid (all synchronized projects are listed as avaiable for summer and winter certain years)
Tier 1 | US | Texas RE |  |  | 20INR0045 |  |  | MAVERICK CREEK I |  | WT | WND |  | Wind | 2021-09-30 |  | 373.2 | 70.908 | 74.64 | 70.908 | 70.908 | 70.908 | 70.908 | 70.908 | 70.908 | 70.908 | 70.908 | 70.908 | 70.908 | 70.908 | 74.64 | 74.64 | 74.64 | 74.64 | 74.64 | 74.64 | 74.64 | 74.64 | 74.64 | 74.64 | 74.64 | 0 | 0 | 0 | 0 | 0 | 0 | 0 | 0 | 0 | 0 | 0 | 0 | 0 | 0 | 0 | 0 | 0 | 0 | 0 | 0 | 0 | 0 | planned project approved for synchronization to ERCOT grid (all synchronized projects are listed as avaiable for summer and winter certain years)
Tier 1 | US | Texas RE |  |  | 20INR0046 |  |  | MAVERICK CREEK II |  | WT | WND |  | Wind | 2021-09-30 |  | 118.8 | 22.572 | 23.76 | 22.572 | 22.572 | 22.572 | 22.572 | 22.572 | 22.572 | 22.572 | 22.572 | 22.572 | 22.572 | 22.572 | 23.76 | 23.76 | 23.76 | 23.76 | 23.76 | 23.76 | 23.76 | 23.76 | 23.76 | 23.76 | 23.76 | 0 | 0 | 0 | 0 | 0 | 0 | 0 | 0 | 0 | 0 | 0 | 0 | 0 | 0 | 0 | 0 | 0 | 0 | 0 | 0 | 0 | 0 | planned project approved for synchronization to ERCOT grid (all synchronized projects are listed as avaiable for summer and winter certain years)
Tier 1 | US | Texas RE |  |  | 16INR0081 |  |  | MESTENO WIND |  | WT | WND |  | Wind | 2021-07-01 |  | 202 | 38.304 | 40.32 | 38.304 | 38.304 | 38.304 | 38.304 | 38.304 | 38.304 | 38.304 | 38.304 | 38.304 | 38.304 | 38.304 | 40.32 | 40.32 | 40.32 | 40.32 | 40.32 | 40.32 | 40.32 | 40.32 | 40.32 | 40.32 | 40.32 | 0 | 0 | 0 | 0 | 0 | 0 | 0 | 0 | 0 | 0 | 0 | 0 | 0 | 0 | 0 | 0 | 0 | 0 | 0 | 0 | 0 | 0 | planned project approved for synchronization to ERCOT grid (all synchronized projects are listed as avaiable for summer and winter certain years)
Tier 1 | US | Texas RE |  |  | 21INR0263 |  |  | MONARCH CREEK WIND |  | WT | WND |  | Wind | 2021-12-31 |  | 209 | 39.71 | 41.8 | 0 | 39.71 | 39.71 | 39.71 | 39.71 | 39.71 | 39.71 | 39.71 | 39.71 | 39.71 | 39.71 | 0 | 41.8 | 41.8 | 41.8 | 41.8 | 41.8 | 41.8 | 41.8 | 41.8 | 41.8 | 41.8 | 0 | 0 | 0 | 0 | 0 | 0 | 0 | 0 | 0 | 0 | 0 | 0 | 0 | 0 | 0 | 0 | 0 | 0 | 0 | 0 | 0 | 0
Tier 1 | US | Texas RE |  |  | 18INR0033 |  |  | OVEJA WIND |  | WT | WND |  | Wind | 2021-03-01 |  | 300 | 57.456 | 60.48 | 57.456 | 57.456 | 57.456 | 57.456 | 57.456 | 57.456 | 57.456 | 57.456 | 57.456 | 57.456 | 57.456 | 60.48 | 60.48 | 60.48 | 60.48 | 60.48 | 60.48 | 60.48 | 60.48 | 60.48 | 60.48 | 60.48 | 0 | 0 | 0 | 0 | 0 | 0 | 0 | 0 | 0 | 0 | 0 | 0 | 0 | 0 | 0 | 0 | 0 | 0 | 0 | 0 | 0 | 0 | planned project approved for synchronization to ERCOT grid (all synchronized projects are listed as avaiable for summer and winter certain years)
Tier 1 | US | Texas RE |  |  | 19INR0100 |  |  | PRAIRIE HILL WIND |  | WT | WND |  | Wind | 2021-05-31 |  | 300 | 57 | 60 | 57 | 57 | 57 | 57 | 57 | 57 | 57 | 57 | 57 | 57 | 57 | 60 | 60 | 60 | 60 | 60 | 60 | 60 | 60 | 60 | 60 | 60 | 0 | 0 | 0 | 0 | 0 | 0 | 0 | 0 | 0 | 0 | 0 | 0 | 0 | 0 | 0 | 0 | 0 | 0 | 0 | 0 | 0 | 0 | planned project approved for synchronization to ERCOT grid (all synchronized projects are listed as avaiable for summer and winter certain years)
Tier 1 | US | Texas RE |  |  | 16INR0085 |  |  | PRIDDY WIND |  | WT | WND |  | Wind | 2021-11-30 |  | 302.4 | 57.456 | 60.48 | 0 | 57.456 | 57.456 | 57.456 | 57.456 | 57.456 | 57.456 | 57.456 | 57.456 | 57.456 | 57.456 | 60.48 | 60.48 | 60.48 | 60.48 | 60.48 | 60.48 | 60.48 | 60.48 | 60.48 | 60.48 | 60.48 | 0 | 0 | 0 | 0 | 0 | 0 | 0 | 0 | 0 | 0 | 0 | 0 | 0 | 0 | 0 | 0 | 0 | 0 | 0 | 0 | 0 | 0
Tier 1 | US | Texas RE |  |  | 17INR0025 |  |  | RELOJ DEL SOL WIND |  | WT | WND |  | Wind | 2021-05-31 |  | 209.4 | 39.786 | 41.88 | 39.786 | 39.786 | 39.786 | 39.786 | 39.786 | 39.786 | 39.786 | 39.786 | 39.786 | 39.786 | 39.786 | 41.88 | 41.88 | 41.88 | 41.88 | 41.88 | 41.88 | 41.88 | 41.88 | 41.88 | 41.88 | 41.88 | 0 | 0 | 0 | 0 | 0 | 0 | 0 | 0 | 0 | 0 | 0 | 0 | 0 | 0 | 0 | 0 | 0 | 0 | 0 | 0 | 0 | 0 | planned project approved for synchronization to ERCOT grid (all synchronized projects are listed as avaiable for summer and winter certain years)
Tier 1 | US | Texas RE |  |  | 19INR0117 |  |  | ROADRUNNER CROSSING WIND 1 |  | WT | WND |  | Wind | 2022-12-15 |  | 200.2 | 38.038 | 40.04 | 0 | 0 | 38.038 | 38.038 | 38.038 | 38.038 | 38.038 | 38.038 | 38.038 | 38.038 | 38.038 | 0 | 0 | 40.04 | 40.04 | 40.04 | 40.04 | 40.04 | 40.04 | 40.04 | 40.04 | 40.04 | 0 | 0 | 0 | 0 | 0 | 0 | 0 | 0 | 0 | 0 | 0 | 0 | 0 | 0 | 0 | 0 | 0 | 0 | 0 | 0 | 0 | 0
Existing | US | Texas RE |  |  | RTS2_U1 |  |  | RTS 2 WIND (HEART OF TEXAS WIND) A |  | WT | WND |  | Wind | 2021 |  | 89.9 | 17.0914 | 17.991 | 34.1829 | 34.1829 | 34.1829 | 34.1829 | 34.1829 | 34.1829 | 34.1829 | 34.1829 | 34.1829 | 34.1829 | 34.1829 | 35.982 | 35.982 | 35.982 | 35.982 | 35.982 | 35.982 | 35.982 | 35.982 | 35.982 | 35.982 | 35.982 | 0 | 0 | 0 | 0 | 0 | 0 | 0 | 0 | 0 | 0 | 0 | 0 | 0 | 0 | 0 | 0 | 0 | 0 | 0 | 0 | 0 | 0 | planned project approved for synchronization to ERCOT grid (all synchronized projects are listed as avaiable for summer and winter certain years)
Existing | US | Texas RE |  |  | RTS2_U2 |  |  | RTS 2 WIND (HEART OF TEXAS WIND) B |  | WT | WND |  | Wind | 2021 |  | 89.9 | 17.0914 | 17.991 | 0 | 0 | 0 | 0 | 0 | 0 | 0 | 0 | 0 | 0 | 0 | 0 | 0 | 0 | 0 | 0 | 0 | 0 | 0 | 0 | 0 | 0 | 0 | 0 | 0 | 0 | 0 | 0 | 0 | 0 | 0 | 0 | 0 | 0 | 0 | 0 | 0 | 0 | 0 | 0 | 0 | 0 | 0 | 0
Tier 1 | US | Texas RE |  |  | 19INR0163 |  |  | SAGE DRAW WIND |  | WT | WND |  | Wind | 2020-12-31 |  | 338 | 64.296 | 67.68 | 64.296 | 64.296 | 64.296 | 64.296 | 64.296 | 64.296 | 64.296 | 64.296 | 64.296 | 64.296 | 64.296 | 67.68 | 67.68 | 67.68 | 67.68 | 67.68 | 67.68 | 67.68 | 67.68 | 67.68 | 67.68 | 67.68 | 0 | 0 | 0 | 0 | 0 | 0 | 0 | 0 | 0 | 0 | 0 | 0 | 0 | 0 | 0 | 0 | 0 | 0 | 0 | 0 | 0 | 0 | planned project approved for synchronization to ERCOT grid (all synchronized projects are listed as avaiable for summer and winter certain years)
Tier 1 | US | Texas RE |  |  | 19INR0052 |  |  | TG EAST WIND |  | WT | WND |  | Wind | 2021-12-15 |  | 336 | 63.84 | 67.2 | 0 | 63.84 | 63.84 | 63.84 | 63.84 | 63.84 | 63.84 | 63.84 | 63.84 | 63.84 | 63.84 | 0 | 67.2 | 67.2 | 67.2 | 67.2 | 67.2 | 67.2 | 67.2 | 67.2 | 67.2 | 67.2 | 0 | 0 | 0 | 0 | 0 | 0 | 0 | 0 | 0 | 0 | 0 | 0 | 0 | 0 | 0 | 0 | 0 | 0 | 0 | 0 | 0 | 0
Tier 1 | US | Texas RE |  |  | 16INR0111 |  |  | VENADO WIND |  | WT | WND |  | Wind | 2021-05-31 |  | 201.6 | 38.304 | 40.32 | 38.304 | 38.304 | 38.304 | 38.304 | 38.304 | 38.304 | 38.304 | 38.304 | 38.304 | 38.304 | 38.304 | 40.32 | 40.32 | 40.32 | 40.32 | 40.32 | 40.32 | 40.32 | 40.32 | 40.32 | 40.32 | 40.32 | 0 | 0 | 0 | 0 | 0 | 0 | 0 | 0 | 0 | 0 | 0 | 0 | 0 | 0 | 0 | 0 | 0 | 0 | 0 | 0 | 0 | 0 | planned project approved for synchronization to ERCOT grid (all synchronized projects are listed as avaiable for summer and winter certain years)
Existing | US | Texas RE |  |  | VERAWIND_UNIT1 |  |  | VERAWIND_UNIT1 |  | WT | WND |  | Wind | 2021 |  | 12 | 2.28 | 2.4 | 2.28 | 2.28 | 2.28 | 2.28 | 2.28 | 2.28 | 2.28 | 2.28 | 2.28 | 2.28 | 2.28 | 2.4 | 2.4 | 2.4 | 2.4 | 2.4 | 2.4 | 2.4 | 2.4 | 2.4 | 2.4 | 2.4 | 0 | 0 | 0 | 0 | 0 | 0 | 0 | 0 | 0 | 0 | 0 | 0 | 0 | 0 | 0 | 0 | 0 | 0 | 0 | 0 | 0 | 0
Existing | US | Texas RE |  |  | VERAWIND_UNIT2 |  |  | VERAWIND_UNIT2 |  | WT | WND |  | Wind | 2021 |  | 7.2 | 1.368 | 1.44 | 1.368 | 1.368 | 1.368 | 1.368 | 1.368 | 1.368 | 1.368 | 1.368 | 1.368 | 1.368 | 1.368 | 1.44 | 1.44 | 1.44 | 1.44 | 1.44 | 1.44 | 1.44 | 1.44 | 1.44 | 1.44 | 1.44 | 0 | 0 | 0 | 0 | 0 | 0 | 0 | 0 | 0 | 0 | 0 | 0 | 0 | 0 | 0 | 0 | 0 | 0 | 0 | 0 | 0 | 0
Existing | US | Texas RE |  |  | VERAWIND_UNIT3 |  |  | VERAWIND_UNIT3 |  | WT | WND |  | Wind | 2021 |  | 100.8 | 19.152 | 20.16 | 19.152 | 19.152 | 19.152 | 19.152 | 19.152 | 19.152 | 19.152 | 19.152 | 19.152 | 19.152 | 19.152 | 20.16 | 20.16 | 20.16 | 20.16 | 20.16 | 20.16 | 20.16 | 20.16 | 20.16 | 20.16 | 20.16 | 0 | 0 | 0 | 0 | 0 | 0 | 0 | 0 | 0 | 0 | 0 | 0 | 0 | 0 | 0 | 0 | 0 | 0 | 0 | 0 | 0 | 0
Existing | US | Texas RE |  |  | VERAWIND_UNIT4 |  |  | VERAWIND_UNIT4 |  | WT | WND |  | Wind | 2021 |  | 22 | 4.18 | 4.4 | 4.18 | 4.18 | 4.18 | 4.18 | 4.18 | 4.18 | 4.18 | 4.18 | 4.18 | 4.18 | 4.18 | 4.4 | 4.4 | 4.4 | 4.4 | 4.4 | 4.4 | 4.4 | 4.4 | 4.4 | 4.4 | 4.4 | 0 | 0 | 0 | 0 | 0 | 0 | 0 | 0 | 0 | 0 | 0 | 0 | 0 | 0 | 0 | 0 | 0 | 0 | 0 | 0 | 0 | 0
Existing | US | Texas RE |  |  | VERAWIND_UNIT5 |  |  | VERAWIND_UNIT5 |  | WT | WND |  | Wind | 2021 |  | 100.8 | 19.152 | 20.16 | 19.152 | 19.152 | 19.152 | 19.152 | 19.152 | 19.152 | 19.152 | 19.152 | 19.152 | 19.152 | 19.152 | 20.16 | 20.16 | 20.16 | 20.16 | 20.16 | 20.16 | 20.16 | 20.16 | 20.16 | 20.16 | 20.16 | 0 | 0 | 0 | 0 | 0 | 0 | 0 | 0 | 0 | 0 | 0 | 0 | 0 | 0 | 0 | 0 | 0 | 0 | 0 | 0 | 0 | 0
Tier 1 | US | Texas RE |  |  | 20INR0120 |  |  | VORTEX WIND |  | WT | WND |  | Wind | 2021-12-31 |  | 350.15 | 66.5285 | 70.03 | 0 | 66.5285 | 66.5285 | 66.5285 | 66.5285 | 66.5285 | 66.5285 | 66.5285 | 66.5285 | 66.5285 | 66.5285 | 0 | 70.03 | 70.03 | 70.03 | 70.03 | 70.03 | 70.03 | 70.03 | 70.03 | 70.03 | 70.03 | 0 | 0 | 0 | 0 | 0 | 0 | 0 | 0 | 0 | 0 | 0 | 0 | 0 | 0 | 0 | 0 | 0 | 0 | 0 | 0 | 0 | 0
Tier 1 | US | Texas RE |  |  | 19INR0128 |  |  | WHITE MESA WIND |  | WT | WND |  | Wind | 2021-07-30 |  | 152.3 | 28.937 | 30.46 | 28.9 | 28.937 | 28.937 | 28.937 | 28.937 | 28.937 | 28.937 | 28.937 | 28.937 | 28.937 | 28.937 | 30.46 | 30.46 | 30.46 | 30.46 | 30.46 | 30.46 | 30.46 | 30.46 | 30.46 | 30.46 | 30.46 | 0 | 0 | 0 | 0 | 0 | 0 | 0 | 0 | 0 | 0 | 0 | 0 | 0 | 0 | 0 | 0 | 0 | 0 | 0 | 0 | 0 | 0 | planned project approved for synchronization to ERCOT grid (all synchronized projects are listed as avaiable for summer and winter certain years)
Tier 1 | US | Texas RE |  |  | 21INR0521 |  |  | WHITE MESA 2 WIND |  | WT | WND |  | Wind | 2021-11-30 |  | 348 | 66.177 | 69.66 | 0 | 66.177 | 66.177 | 66.177 | 66.177 | 66.177 | 66.177 | 66.177 | 66.177 | 66.177 | 66.177 | 69.66 | 69.66 | 69.66 | 69.66 | 69.66 | 69.66 | 69.66 | 69.66 | 69.66 | 69.66 | 69.66 | 0 | 0 | 0 | 0 | 0 | 0 | 0 | 0 | 0 | 0 | 0 | 0 | 0 | 0 | 0 | 0 | 0 | 0 | 0 | 0 | 0 | 0
Tier 1 | US | Texas RE |  |  | 19INR0080 |  |  | WHITEHORSE WIND |  | WT | WND |  | Wind | 2020-09-30 |  | 418.9 | 79.591 | 83.78 | 79.591 | 79.591 | 79.591 | 79.591 | 79.591 | 79.591 | 79.591 | 79.591 | 79.591 | 79.591 | 79.591 | 83.78 | 83.78 | 83.78 | 83.78 | 83.78 | 83.78 | 83.78 | 83.78 | 83.78 | 83.78 | 83.78 | 0 | 0 | 0 | 0 | 0 | 0 | 0 | 0 | 0 | 0 | 0 | 0 | 0 | 0 | 0 | 0 | 0 | 0 | 0 | 0 | 0 | 0 | planned project approved for synchronization to ERCOT grid (all synchronized projects are listed as avaiable for summer and winter certain years)
Tier 1 | US | Texas RE |  |  | 20INR0033 |  |  | WILDWIND |  | WT | WND |  | Wind | 2021-06-18 |  | 180.08 | 34.2152 | 36.016 | 34.2152 | 34.2152 | 34.2152 | 34.2152 | 34.2152 | 34.2152 | 34.2152 | 34.2152 | 34.2152 | 34.2152 | 34.2152 | 36.016 | 36.016 | 36.016 | 36.016 | 36.016 | 36.016 | 36.016 | 36.016 | 36.016 | 36.016 | 36.016 | 0 | 0 | 0 | 0 | 0 | 0 | 0 | 0 | 0 | 0 | 0 | 0 | 0 | 0 | 0 | 0 | 0 | 0 | 0 | 0 | 0 | 0 | planned project approved for synchronization to ERCOT grid (all synchronized projects are listed as avaiable for summer and winter certain years)
Tier 1 | US | Texas RE |  |  | 21INR0351 |  |  | 7V SOLAR |  | PV | SUN |  | Solar | 2023-03-31 |  | 246.3 | 197.04 | 17.241 | 0 | 0 | 197.04 | 197.04 | 197.04 | 197.04 | 197.04 | 197.04 | 197.04 | 197.04 | 197.04 | 0 | 0 | 17.241 | 17.241 | 17.241 | 17.241 | 17.241 | 17.241 | 17.241 | 17.241 | 17.241 | 0 | 0 | 0 | 0 | 0 | 0 | 0 | 0 | 0 | 0 | 0 | 0 | 0 | 0 | 0 | 0 | 0 | 0 | 0 | 0 | 0 | 0
Tier 1 | US | Texas RE |  |  | 22INR0412 |  |  | ANDROMEDA SOLAR |  | PV | SUN |  | Solar | 2023-03-31 |  | 374.4 | 299.52 | 26.208 | 0 | 0 | 299.52 | 299.52 | 299.52 | 299.52 | 299.52 | 299.52 | 299.52 | 299.52 | 299.52 | 0 | 0 | 26.208 | 26.208 | 26.208 | 26.208 | 26.208 | 26.208 | 26.208 | 26.208 | 26.208 | 0 | 0 | 0 | 0 | 0 | 0 | 0 | 0 | 0 | 0 | 0 | 0 | 0 | 0 | 0 | 0 | 0 | 0 | 0 | 0 | 0 | 0
Tier 1 | US | Texas RE |  |  | 19INR0081 |  |  | ANSON SOLAR |  | PV | SUN |  | Solar | 2021-05-31 |  | 201.53 | 161.224 | 14.1071 | 161.224 | 161.224 | 161.224 | 161.224 | 161.224 | 161.224 | 161.224 | 161.224 | 161.224 | 161.224 | 161.224 | 14.1071 | 14.1071 | 14.1071 | 14.1071 | 14.1071 | 14.1071 | 14.1071 | 14.1071 | 14.1071 | 14.1071 | 14.1071 | 0 | 0 | 0 | 0 | 0 | 0 | 0 | 0 | 0 | 0 | 0 | 0 | 0 | 0 | 0 | 0 | 0 | 0 | 0 | 0 | 0 | 0 | planned project approved for synchronization to ERCOT grid (all synchronized projects are listed as avaiable for summer and winter certain years)
Tier 1 | US | Texas RE |  |  | 19INR0088 |  |  | ARAGORN SOLAR |  | PV | SUN |  | Solar | 2021-09-02 |  | 187.2 | 148 | 12.95 | 0 | 148 | 148 | 148 | 148 | 148 | 148 | 148 | 148 | 148 | 148 | 12.95 | 12.95 | 12.95 | 12.95 | 12.95 | 12.95 | 12.95 | 12.95 | 12.95 | 12.95 | 12.95 | 0 | 0 | 0 | 0 | 0 | 0 | 0 | 0 | 0 | 0 | 0 | 0 | 0 | 0 | 0 | 0 | 0 | 0 | 0 | 0 | 0 | 0
Tier 1 | US | Texas RE |  |  | 21INR0421 |  |  | ARMADILLO SOLAR |  | PV | SUN |  | Solar | 2022-12-31 |  | 204 | 163.2 | 14.28 | 0 | 0 | 163.2 | 163.2 | 163.2 | 163.2 | 163.2 | 163.2 | 163.2 | 163.2 | 163.2 | 0 | 0 | 14.28 | 14.28 | 14.28 | 14.28 | 14.28 | 14.28 | 14.28 | 14.28 | 14.28 | 0 | 0 | 0 | 0 | 0 | 0 | 0 | 0 | 0 | 0 | 0 | 0 | 0 | 0 | 0 | 0 | 0 | 0 | 0 | 0 | 0 | 0
Tier 1 | US | Texas RE |  |  | 21INR0477 |  |  | AZURE SKY SOLAR |  | PV | SUN |  | Solar | 2021-08-20 |  | 228.4 | 182.72 | 15.988 | 182.72 | 182.72 | 182.72 | 182.72 | 182.72 | 182.72 | 182.72 | 182.72 | 182.72 | 182.72 | 182.72 | 15.988 | 15.988 | 15.988 | 15.988 | 15.988 | 15.988 | 15.988 | 15.988 | 15.988 | 15.988 | 15.988 | 0 | 0 | 0 | 0 | 0 | 0 | 0 | 0 | 0 | 0 | 0 | 0 | 0 | 0 | 0 | 0 | 0 | 0 | 0 | 0 | 0 | 0 | planned project approved for synchronization to ERCOT grid (all synchronized projects are listed as avaiable for summer and winter certain years)
Tier 1 | US | Texas RE |  |  | 21INR0413 |  |  | BIG STAR SOLAR |  | PV | SUN |  | Solar | 2022-03-31 |  | 220.61 | 176.488 | 15.4427 | 0 | 176.488 | 176.488 | 176.488 | 176.488 | 176.488 | 176.488 | 176.488 | 176.488 | 176.488 | 176.488 | 0 | 15.4427 | 15.4427 | 15.4427 | 15.4427 | 15.4427 | 15.4427 | 15.4427 | 15.4427 | 15.4427 | 15.4427 | 0 | 0 | 0 | 0 | 0 | 0 | 0 | 0 | 0 | 0 | 0 | 0 | 0 | 0 | 0 | 0 | 0 | 0 | 0 | 0 | 0 | 0
Tier 1 | US | Texas RE |  |  | 19INR0085 |  |  | BLUE JAY SOLAR |  | PV | SUN |  | Solar | 2022-01-31 |  | 141.05 | 112.84 | 9.8735 | 0 | 112.84 | 112.84 | 112.84 | 112.84 | 112.84 | 112.84 | 112.84 | 112.84 | 112.84 | 112.84 | 0 | 9.8735 | 9.8735 | 9.8735 | 9.8735 | 9.8735 | 9.8735 | 9.8735 | 9.8735 | 9.8735 | 9.8735 | 0 | 0 | 0 | 0 | 0 | 0 | 0 | 0 | 0 | 0 | 0 | 0 | 0 | 0 | 0 | 0 | 0 | 0 | 0 | 0 | 0 | 0
Tier 1 | US | Texas RE |  |  | 20INR0053 |  |  | BRAVEPOST SOLAR |  | PV | SUN |  | Solar | 2023-05-31 |  | 200 | 160 | 14 | 0 | 0 | 160 | 160 | 160 | 160 | 160 | 160 | 160 | 160 | 160 | 0 | 0 | 14 | 14 | 14 | 14 | 14 | 14 | 14 | 14 | 14 | 0 | 0 | 0 | 0 | 0 | 0 | 0 | 0 | 0 | 0 | 0 | 0 | 0 | 0 | 0 | 0 | 0 | 0 | 0 | 0 | 0 | 0
Tier 1 | US | Texas RE |  |  | 22INR0242 |  |  | BRIGHT ARROW SOLAR |  | PV | SUN |  | Solar | 2022-12-15 |  | 324.72 | 259.776 | 22.7304 | 0 | 0 | 259.776 | 259.776 | 259.776 | 259.776 | 259.776 | 259.776 | 259.776 | 259.776 | 259.776 | 0 | 0 | 22.7304 | 22.7304 | 22.7304 | 22.7304 | 22.7304 | 22.7304 | 22.7304 | 22.7304 | 22.7304 | 0 | 0 | 0 | 0 | 0 | 0 | 0 | 0 | 0 | 0 | 0 | 0 | 0 | 0 | 0 | 0 | 0 | 0 | 0 | 0 | 0 | 0
Tier 1 | US | Texas RE |  |  | 18INR0060 |  |  | BRIGHTSIDE SOLAR |  | PV | SUN |  | Solar | 2021-07-30 |  | 50 | 40 | 3.5 | 0 | 40 | 40 | 40 | 40 | 40 | 40 | 40 | 40 | 40 | 40 | 3.5 | 3.5 | 3.5 | 3.5 | 3.5 | 3.5 | 3.5 | 3.5 | 3.5 | 3.5 | 3.5 | 0 | 0 | 0 | 0 | 0 | 0 | 0 | 0 | 0 | 0 | 0 | 0 | 0 | 0 | 0 | 0 | 0 | 0 | 0 | 0 | 0 | 0
Tier 1 | US | Texas RE |  |  | 21INR0274 |  |  | CAROL SOLAR |  | PV | SUN |  | Solar | 2022-05-30 |  | 223.2 | 178.56 | 15.624 | 0 | 178.56 | 178.56 | 178.56 | 178.56 | 178.56 | 178.56 | 178.56 | 178.56 | 178.56 | 178.56 | 0 | 15.624 | 15.624 | 15.624 | 15.624 | 15.624 | 15.624 | 15.624 | 15.624 | 15.624 | 15.624 | 0 | 0 | 0 | 0 | 0 | 0 | 0 | 0 | 0 | 0 | 0 | 0 | 0 | 0 | 0 | 0 | 0 | 0 | 0 | 0 | 0 | 0
Tier 1 | US | Texas RE |  |  | 20INR0050 |  |  | CASTRO SOLAR |  | PV | SUN |  | Solar | 2022-09-15 |  | 222.95 | 178.36 | 15.6065 | 0 | 0 | 178.36 | 178.36 | 178.36 | 178.36 | 178.36 | 178.36 | 178.36 | 178.36 | 178.36 | 0 | 15.6065 | 15.6065 | 15.6065 | 15.6065 | 15.6065 | 15.6065 | 15.6065 | 15.6065 | 15.6065 | 15.6065 | 0 | 0 | 0 | 0 | 0 | 0 | 0 | 0 | 0 | 0 | 0 | 0 | 0 | 0 | 0 | 0 | 0 | 0 | 0 | 0 | 0 | 0
Tier 1 | US | Texas RE |  |  | 21INR0384 |  |  | CONCHO VALLEY SOLAR |  | PV | SUN |  | Solar | 2022-09-15 |  | 159.8 | 127.84 | 11.186 | 0 | 0 | 127.84 | 127.84 | 127.84 | 127.84 | 127.84 | 127.84 | 127.84 | 127.84 | 127.84 | 0 | 11.186 | 11.186 | 11.186 | 11.186 | 11.186 | 11.186 | 11.186 | 11.186 | 11.186 | 11.186 | 0 | 0 | 0 | 0 | 0 | 0 | 0 | 0 | 0 | 0 | 0 | 0 | 0 | 0 | 0 | 0 | 0 | 0 | 0 | 0 | 0 | 0
Tier 1 | US | Texas RE |  |  | 20INR0037 |  |  | CONIGLIO SOLAR |  | PV | SUN |  | Solar | 2021-06-15 |  | 125.68 | 100.544 | 8.7976 | 100.544 | 100.544 | 100.544 | 100.544 | 100.544 | 100.544 | 100.544 | 100.544 | 100.544 | 100.544 | 100.544 | 8.7976 | 8.7976 | 8.7976 | 8.7976 | 8.7976 | 8.7976 | 8.7976 | 8.7976 | 8.7976 | 8.7976 | 8.7976 | 0 | 0 | 0 | 0 | 0 | 0 | 0 | 0 | 0 | 0 | 0 | 0 | 0 | 0 | 0 | 0 | 0 | 0 | 0 | 0 | 0 | 0 | planned project approved for synchronization to ERCOT grid (all synchronized projects are listed as avaiable for summer and winter certain years)
Tier 1 | US | Texas RE |  |  | 15INR0044 |  |  | CORAZON SOLAR PHASE I |  | PV | SUN |  | Solar | 2021-07-29 |  | 202.64 | 162.112 | 14.1848 | 0 | 162.112 | 162.112 | 162.112 | 162.112 | 162.112 | 162.112 | 162.112 | 162.112 | 162.112 | 162.112 | 14.1848 | 14.1848 | 14.1848 | 14.1848 | 14.1848 | 14.1848 | 14.1848 | 14.1848 | 14.1848 | 14.1848 | 14.1848 | 0 | 0 | 0 | 0 | 0 | 0 | 0 | 0 | 0 | 0 | 0 | 0 | 0 | 0 | 0 | 0 | 0 | 0 | 0 | 0 | 0 | 0
Tier 1 | US | Texas RE |  |  | 22INR0257 |  |  | CORAZON SOLAR PHASE II |  | PV | SUN |  | Solar | 2022-05-31 |  | 203.9 | 162.08 | 14.182 | 0 | 162.08 | 162.08 | 162.08 | 162.08 | 162.08 | 162.08 | 162.08 | 162.08 | 162.08 | 162.08 | 0 | 14.182 | 14.182 | 14.182 | 14.182 | 14.182 | 14.182 | 14.182 | 14.182 | 14.182 | 14.182 | 0 | 0 | 0 | 0 | 0 | 0 | 0 | 0 | 0 | 0 | 0 | 0 | 0 | 0 | 0 | 0 | 0 | 0 | 0 | 0 | 0 | 0
Tier 1 | US | Texas RE |  |  | 19INR0134 |  |  | COTTONWOOD BAYOU |  | PV | SUN |  | Solar | 2023-01-01 |  | 150 | 120 | 10.5 | 0 | 0 | 120 | 120 | 120 | 120 | 120 | 120 | 120 | 120 | 120 | 0 | 0 | 10.5 | 10.5 | 10.5 | 10.5 | 10.5 | 10.5 | 10.5 | 10.5 | 10.5 | 0 | 0 | 0 | 0 | 0 | 0 | 0 | 0 | 0 | 0 | 0 | 0 | 0 | 0 | 0 | 0 | 0 | 0 | 0 | 0 | 0 | 0
Tier 1 | US | Texas RE |  |  | 21INR0228 |  |  | COTTONWOOD BAYOU SOLAR II |  | PV | SUN |  | Solar | 2023-01-01 |  | 200 | 160 | 14 | 0 | 0 | 160 | 160 | 160 | 160 | 160 | 160 | 160 | 160 | 160 | 0 | 0 | 14 | 14 | 14 | 14 | 14 | 14 | 14 | 14 | 14 | 0 | 0 | 0 | 0 | 0 | 0 | 0 | 0 | 0 | 0 | 0 | 0 | 0 | 0 | 0 | 0 | 0 | 0 | 0 | 0 | 0 | 0
Tier 1 | US | Texas RE |  |  | 20INR0241 |  |  | CROWDED STAR SOLAR |  | PV | SUN |  | Solar | 2023-10-23 |  | 217.6 | 174.08 | 15.232 | 0 | 0 | 0 | 174.08 | 174.08 | 174.08 | 174.08 | 174.08 | 174.08 | 174.08 | 174.08 | 0 | 0 | 15.232 | 15.232 | 15.232 | 15.232 | 15.232 | 15.232 | 15.232 | 15.232 | 15.232 | 0 | 0 | 0 | 0 | 0 | 0 | 0 | 0 | 0 | 0 | 0 | 0 | 0 | 0 | 0 | 0 | 0 | 0 | 0 | 0 | 0 | 0
Tier 1 | US | Texas RE |  |  | 22INR0274 |  |  | CROWDED STAR SOLAR II |  | PV | SUN |  | Solar | 2023-10-23 |  | 185 | 148 | 12.95 | 0 | 0 | 0 | 148 | 148 | 148 | 148 | 148 | 148 | 148 | 148 | 0 | 0 | 12.95 | 12.95 | 12.95 | 12.95 | 12.95 | 12.95 | 12.95 | 12.95 | 12.95 | 0 | 0 | 0 | 0 | 0 | 0 | 0 | 0 | 0 | 0 | 0 | 0 | 0 | 0 | 0 | 0 | 0 | 0 | 0 | 0 | 0 | 0
Tier 1 | US | Texas RE |  |  | 19INR0131 |  |  | CUTLASS SOLAR |  | PV | SUN |  | Solar | 2022-08-01 |  | 300 | 240 | 21 | 0 | 0 | 240 | 240 | 240 | 240 | 240 | 240 | 240 | 240 | 240 | 0 | 21 | 21 | 21 | 21 | 21 | 21 | 21 | 21 | 21 | 21 | 0 | 0 | 0 | 0 | 0 | 0 | 0 | 0 | 0 | 0 | 0 | 0 | 0 | 0 | 0 | 0 | 0 | 0 | 0 | 0 | 0 | 0
Tier 1 | US | Texas RE |  |  | 20INR0098 |  |  | DANCIGER SOLAR |  | PV | SUN |  | Solar | 2022-06-01 |  | 203.2 | 162.56 | 14.224 | 0 | 162.56 | 162.56 | 162.56 | 162.56 | 162.56 | 162.56 | 162.56 | 162.56 | 162.56 | 162.56 | 0 | 14.224 | 14.224 | 14.224 | 14.224 | 14.224 | 14.224 | 14.224 | 14.224 | 14.224 | 14.224 | 0 | 0 | 0 | 0 | 0 | 0 | 0 | 0 | 0 | 0 | 0 | 0 | 0 | 0 | 0 | 0 | 0 | 0 | 0 | 0 | 0 | 0
Tier 1 | US | Texas RE |  |  | 20INR0069 |  |  | DANISH FIELDS SOLAR I |  | PV | SUN |  | Solar | 2023-06-15 |  | 201 | 160.8 | 14.07 | 0 | 0 | 160.8 | 160.8 | 160.8 | 160.8 | 160.8 | 160.8 | 160.8 | 160.8 | 160.8 | 0 | 0 | 14.07 | 14.07 | 14.07 | 14.07 | 14.07 | 14.07 | 14.07 | 14.07 | 14.07 | 0 | 0 | 0 | 0 | 0 | 0 | 0 | 0 | 0 | 0 | 0 | 0 | 0 | 0 | 0 | 0 | 0 | 0 | 0 | 0 | 0 | 0
Tier 1 | US | Texas RE |  |  | 21INR0016 |  |  | DANISH FIELDS SOLAR II |  | PV | SUN |  | Solar | 2023-06-15 |  | 201 | 160.8 | 14.07 | 0 | 0 | 160.8 | 160.8 | 160.8 | 160.8 | 160.8 | 160.8 | 160.8 | 160.8 | 160.8 | 0 | 0 | 14.07 | 14.07 | 14.07 | 14.07 | 14.07 | 14.07 | 14.07 | 14.07 | 14.07 | 0 | 0 | 0 | 0 | 0 | 0 | 0 | 0 | 0 | 0 | 0 | 0 | 0 | 0 | 0 | 0 | 0 | 0 | 0 | 0 | 0 | 0
Tier 1 | US | Texas RE |  |  | 21INR0017 |  |  | DANISH FIELDS SOLAR III |  | PV | SUN |  | Solar | 2023-06-15 |  | 201 | 160.8 | 14.07 | 0 | 0 | 160.8 | 160.8 | 160.8 | 160.8 | 160.8 | 160.8 | 160.8 | 160.8 | 160.8 | 0 | 0 | 14.07 | 14.07 | 14.07 | 14.07 | 14.07 | 14.07 | 14.07 | 14.07 | 14.07 | 0 | 0 | 0 | 0 | 0 | 0 | 0 | 0 | 0 | 0 | 0 | 0 | 0 | 0 | 0 | 0 | 0 | 0 | 0 | 0 | 0 | 0
Tier 1 | US | Texas RE |  |  | 20INR0255 |  |  | DAWN SOLAR |  | PV | SUN |  | Solar | 2022-09-30 |  | 515.66 | 412.528 | 36.0962 | 0 | 0 | 412.528 | 412.528 | 412.528 | 412.528 | 412.528 | 412.528 | 412.528 | 412.528 | 412.528 | 0 | 36.0962 | 36.0962 | 36.0962 | 36.0962 | 36.0962 | 36.0962 | 36.0962 | 36.0962 | 36.0962 | 36.0962 | 0 | 0 | 0 | 0 | 0 | 0 | 0 | 0 | 0 | 0 | 0 | 0 | 0 | 0 | 0 | 0 | 0 | 0 | 0 | 0 | 0 | 0
Tier 1 | US | Texas RE |  |  | 22INR0202 |  |  | DELILAH SOLAR 1 |  | PV | SUN |  | Solar | 2022-06-01 |  | 300 | 240 | 21 | 0 | 240 | 240 | 240 | 240 | 240 | 240 | 240 | 240 | 240 | 240 | 0 | 21 | 21 | 21 | 21 | 21 | 21 | 21 | 21 | 21 | 21 | 0 | 0 | 0 | 0 | 0 | 0 | 0 | 0 | 0 | 0 | 0 | 0 | 0 | 0 | 0 | 0 | 0 | 0 | 0 | 0 | 0 | 0
Tier 1 | US | Texas RE |  |  | 22INR0203 |  |  | DELILAH SOLAR 2 |  | PV | SUN |  | Solar | 2023-06-30 |  | 310 | 248 | 21.7 | 0 | 0 | 248 | 248 | 248 | 248 | 248 | 248 | 248 | 248 | 248 | 0 | 0 | 21.7 | 21.7 | 21.7 | 21.7 | 21.7 | 21.7 | 21.7 | 21.7 | 21.7 | 0 | 0 | 0 | 0 | 0 | 0 | 0 | 0 | 0 | 0 | 0 | 0 | 0 | 0 | 0 | 0 | 0 | 0 | 0 | 0 | 0 | 0
Tier 1 | US | Texas RE |  |  | 23INR0042 |  |  | DELILAH SOLAR 3 |  | PV | SUN |  | Solar | 2023-06-30 |  | 200 | 160 | 14 | 0 | 0 | 160 | 160 | 160 | 160 | 160 | 160 | 160 | 160 | 160 | 0 | 0 | 14 | 14 | 14 | 14 | 14 | 14 | 14 | 14 | 14 | 0 | 0 | 0 | 0 | 0 | 0 | 0 | 0 | 0 | 0 | 0 | 0 | 0 | 0 | 0 | 0 | 0 | 0 | 0 | 0 | 0 | 0
Tier 1 | US | Texas RE |  |  | 23INR0060 |  |  | DELILAH SOLAR 4 |  | PV | SUN |  | Solar | 2023-06-30 |  | 90 | 72 | 6.3 | 0 | 0 | 72 | 72 | 72 | 72 | 72 | 72 | 72 | 72 | 72 | 0 | 0 | 6.3 | 6.3 | 6.3 | 6.3 | 6.3 | 6.3 | 6.3 | 6.3 | 6.3 | 0 | 0 | 0 | 0 | 0 | 0 | 0 | 0 | 0 | 0 | 0 | 0 | 0 | 0 | 0 | 0 | 0 | 0 | 0 | 0 | 0 | 0
Tier 1 | US | Texas RE |  |  | 22INR0223 |  |  | EIFFEL SOLAR |  | PV | SUN |  | Solar | 2023-03-31 |  | 200 | 160 | 14 | 0 | 0 | 160 | 160 | 160 | 160 | 160 | 160 | 160 | 160 | 160 | 0 | 0 | 14 | 14 | 14 | 14 | 14 | 14 | 14 | 14 | 14 | 0 | 0 | 0 | 0 | 0 | 0 | 0 | 0 | 0 | 0 | 0 | 0 | 0 | 0 | 0 | 0 | 0 | 0 | 0 | 0 | 0 | 0
Tier 1 | US | Texas RE |  |  | 21INR0276 |  |  | ELARA SOLAR |  | PV | SUN |  | Solar | 2021-12-27 |  | 132.4 | 105.92 | 9.268 | 0 | 105.92 | 105.92 | 105.92 | 105.92 | 105.92 | 105.92 | 105.92 | 105.92 | 105.92 | 105.92 | 0 | 9.268 | 9.268 | 9.268 | 9.268 | 9.268 | 9.268 | 9.268 | 9.268 | 9.268 | 9.268 | 0 | 0 | 0 | 0 | 0 | 0 | 0 | 0 | 0 | 0 | 0 | 0 | 0 | 0 | 0 | 0 | 0 | 0 | 0 | 0 | 0 | 0
Tier 1 | US | Texas RE |  |  | 15INR0059 |  |  | EMERALD GROVE SOLAR (PECOS SOLAR POWER I) |  | PV | SUN |  | Solar | 2022-01-29 |  | 108 | 86.4 | 7.56 | 0 | 86.4 | 86.4 | 86.4 | 86.4 | 86.4 | 86.4 | 86.4 | 86.4 | 86.4 | 86.4 | 0 | 7.56 | 7.56 | 7.56 | 7.56 | 7.56 | 7.56 | 7.56 | 7.56 | 7.56 | 7.56 | 0 | 0 | 0 | 0 | 0 | 0 | 0 | 0 | 0 | 0 | 0 | 0 | 0 | 0 | 0 | 0 | 0 | 0 | 0 | 0 | 0 | 0
Tier 1 | US | Texas RE |  |  | 21INR0226 |  |  | EQUINOX SOLAR 1 |  | PV | SUN |  | Solar | 2023-06-30 |  | 200 | 160 | 14 | 0 | 0 | 160 | 160 | 160 | 160 | 160 | 160 | 160 | 160 | 160 | 0 | 0 | 14 | 14 | 14 | 14 | 14 | 14 | 14 | 14 | 14 | 0 | 0 | 0 | 0 | 0 | 0 | 0 | 0 | 0 | 0 | 0 | 0 | 0 | 0 | 0 | 0 | 0 | 0 | 0 | 0 | 0 | 0
Existing | US | Texas RE |  |  | 20INR0219 |  |  | EUNICE SOLAR |  | PV | SUN |  | Solar | 2021 |  | 426.7 | 341.36 | 29.869 | 341.36 | 341.36 | 341.36 | 341.36 | 341.36 | 341.36 | 341.36 | 341.36 | 341.36 | 341.36 | 341.36 | 29.869 | 29.869 | 29.869 | 29.869 | 29.869 | 29.869 | 29.869 | 29.869 | 29.869 | 29.869 | 29.869 | 0 | 0 | 0 | 0 | 0 | 0 | 0 | 0 | 0 | 0 | 0 | 0 | 0 | 0 | 0 | 0 | 0 | 0 | 0 | 0 | 0 | 0 | planned project approved for synchronization to ERCOT grid (all synchronized projects are listed as avaiable for summer and winter certain years)
Tier 1 | US | Texas RE |  |  | 21INR0278 |  |  | FIGHTING JAYS SOLAR |  | PV | SUN |  | Solar | 2022-06-01 |  | 351.29 | 281.032 | 24.5903 | 0 | 281.032 | 281.032 | 281.032 | 281.032 | 281.032 | 281.032 | 281.032 | 281.032 | 281.032 | 281.032 | 0 | 24.5903 | 24.5903 | 24.5903 | 24.5903 | 24.5903 | 24.5903 | 24.5903 | 24.5903 | 24.5903 | 24.5903 | 0 | 0 | 0 | 0 | 0 | 0 | 0 | 0 | 0 | 0 | 0 | 0 | 0 | 0 | 0 | 0 | 0 | 0 | 0 | 0 | 0 | 0
Tier 1 | US | Texas RE |  |  | 18INR0053 |  |  | FORT BEND SOLAR |  | PV | SUN |  | Solar | 2022-04-26 |  | 240 | 192 | 16.8 | 0 | 192 | 192 | 192 | 192 | 192 | 192 | 192 | 192 | 192 | 192 | 0 | 16.8 | 16.8 | 16.8 | 16.8 | 16.8 | 16.8 | 16.8 | 16.8 | 16.8 | 16.8 | 0 | 0 | 0 | 0 | 0 | 0 | 0 | 0 | 0 | 0 | 0 | 0 | 0 | 0 | 0 | 0 | 0 | 0 | 0 | 0 | 0 | 0
Tier 1 | US | Texas RE |  |  | 20INR0080 |  |  | FRYE SOLAR |  | PV | SUN |  | Solar | 2022-09-30 |  | 500 | 400 | 35 | 0 | 0 | 400 | 400 | 400 | 400 | 400 | 400 | 400 | 400 | 400 | 0 | 35 | 35 | 35 | 35 | 35 | 35 | 35 | 35 | 35 | 35 | 0 | 0 | 0 | 0 | 0 | 0 | 0 | 0 | 0 | 0 | 0 | 0 | 0 | 0 | 0 | 0 | 0 | 0 | 0 | 0 | 0 | 0
Tier 1 | US | Texas RE |  |  | 19INR0121 |  |  | GALLOWAY 1 SOLAR |  | PV | SUN |  | Solar | 2021-10-10 |  | 250 | 205.6 | 17.99 | 205.6 | 205.6 | 205.6 | 205.6 | 205.6 | 205.6 | 205.6 | 205.6 | 205.6 | 205.6 | 205.6 | 17.99 | 17.99 | 17.99 | 17.99 | 17.99 | 17.99 | 17.99 | 17.99 | 17.99 | 17.99 | 17.99 | 0 | 0 | 0 | 0 | 0 | 0 | 0 | 0 | 0 | 0 | 0 | 0 | 0 | 0 | 0 | 0 | 0 | 0 | 0 | 0 | 0 | 0 | planned project approved for synchronization to ERCOT grid (all synchronized projects are listed as avaiable for summer and winter certain years)
Tier 1 | US | Texas RE |  |  | 21INR0431 |  |  | GALLOWAY 2 SOLAR |  | PV | SUN |  | Solar | 2022-04-01 |  | 110 | 88 | 7.7 | 0 | 88 | 88 | 88 | 88 | 88 | 88 | 88 | 88 | 88 | 88 | 0 | 7.7 | 7.7 | 7.7 | 7.7 | 7.7 | 7.7 | 7.7 | 7.7 | 7.7 | 7.7 | 0 | 0 | 0 | 0 | 0 | 0 | 0 | 0 | 0 | 0 | 0 | 0 | 0 | 0 | 0 | 0 | 0 | 0 | 0 | 0 | 0 | 0
Tier 1 | US | Texas RE |  |  | 21INR0434 |  |  | GOLINDA SOLAR |  | PV | SUN |  | Solar | 2023-02-10 |  | 103.1 | 82.48 | 7.217 | 0 | 0 | 82.48 | 82.48 | 82.48 | 82.48 | 82.48 | 82.48 | 82.48 | 82.48 | 82.48 | 0 | 0 | 7.217 | 7.217 | 7.217 | 7.217 | 7.217 | 7.217 | 7.217 | 7.217 | 7.217 | 0 | 0 | 0 | 0 | 0 | 0 | 0 | 0 | 0 | 0 | 0 | 0 | 0 | 0 | 0 | 0 | 0 | 0 | 0 | 0 | 0 | 0
Tier 1 | US | Texas RE |  |  | 21INR0391 |  |  | GRANDSLAM SOLAR |  | PV | SUN |  | Solar | 2022-12-30 |  | 228.23 | 182.584 | 15.9761 | 0 | 0 | 182.584 | 182.584 | 182.584 | 182.584 | 182.584 | 182.584 | 182.584 | 182.584 | 182.584 | 0 | 0 | 15.9761 | 15.9761 | 15.9761 | 15.9761 | 15.9761 | 15.9761 | 15.9761 | 15.9761 | 15.9761 | 0 | 0 | 0 | 0 | 0 | 0 | 0 | 0 | 0 | 0 | 0 | 0 | 0 | 0 | 0 | 0 | 0 | 0 | 0 | 0 | 0 | 0
Tier 1 | US | Texas RE |  |  | 21INR0021 |  |  | GREEN HOLLY SOLAR |  | PV | SUN |  | Solar | 2023-03-31 |  | 413.6 | 330.88 | 28.952 | 0 | 0 | 330.88 | 330.88 | 330.88 | 330.88 | 330.88 | 330.88 | 330.88 | 330.88 | 330.88 | 0 | 0 | 28.952 | 28.952 | 28.952 | 28.952 | 28.952 | 28.952 | 28.952 | 28.952 | 28.952 | 0 | 0 | 0 | 0 | 0 | 0 | 0 | 0 | 0 | 0 | 0 | 0 | 0 | 0 | 0 | 0 | 0 | 0 | 0 | 0 | 0 | 0
Tier 1 | US | Texas RE |  |  | 20INR0210 |  |  | HOPKINS SOLAR |  | PV | SUN |  | Solar | 2022-12-29 |  | 252 | 201.6 | 17.64 | 0 | 0 | 201.6 | 201.6 | 201.6 | 201.6 | 201.6 | 201.6 | 201.6 | 201.6 | 201.6 | 0 | 0 | 17.64 | 17.64 | 17.64 | 17.64 | 17.64 | 17.64 | 17.64 | 17.64 | 17.64 | 0 | 0 | 0 | 0 | 0 | 0 | 0 | 0 | 0 | 0 | 0 | 0 | 0 | 0 | 0 | 0 | 0 | 0 | 0 | 0 | 0 | 0
Tier 1 | US | Texas RE |  |  | 19INR0151 |  |  | IMPACT SOLAR |  | PV | SUN |  | Solar | 2021-05-31 |  | 198.55 | 158.84 | 13.8985 | 158.84 | 158.84 | 158.84 | 158.84 | 158.84 | 158.84 | 158.84 | 158.84 | 158.84 | 158.84 | 158.84 | 13.8985 | 13.8985 | 13.8985 | 13.8985 | 13.8985 | 13.8985 | 13.8985 | 13.8985 | 13.8985 | 13.8985 | 13.8985 | 0 | 0 | 0 | 0 | 0 | 0 | 0 | 0 | 0 | 0 | 0 | 0 | 0 | 0 | 0 | 0 | 0 | 0 | 0 | 0 | 0 | 0 | planned project approved for synchronization to ERCOT grid (all synchronized projects are listed as avaiable for summer and winter certain years)
Tier 1 | US | Texas RE |  |  | 21INR0031 |  |  | INDIGO SOLAR |  | PV | SUN |  | Solar | 2021-12-15 |  | 125 | 100 | 8.75 | 0 | 100 | 100 | 100 | 100 | 100 | 100 | 100 | 100 | 100 | 100 | 0 | 8.75 | 8.75 | 8.75 | 8.75 | 8.75 | 8.75 | 8.75 | 8.75 | 8.75 | 8.75 | 0 | 0 | 0 | 0 | 0 | 0 | 0 | 0 | 0 | 0 | 0 | 0 | 0 | 0 | 0 | 0 | 0 | 0 | 0 | 0 | 0 | 0
Tier 1 | US | Texas RE |  |  | 22INR0360 |  |  | JADE SOLAR |  | PV | SUN |  | Solar | 2022-12-31 |  | 374.4 | 299.52 | 26.208 | 0 | 0 | 299.52 | 299.52 | 299.52 | 299.52 | 299.52 | 299.52 | 299.52 | 299.52 | 299.52 | 0 | 0 | 26.208 | 26.208 | 26.208 | 26.208 | 26.208 | 26.208 | 26.208 | 26.208 | 26.208 | 0 | 0 | 0 | 0 | 0 | 0 | 0 | 0 | 0 | 0 | 0 | 0 | 0 | 0 | 0 | 0 | 0 | 0 | 0 | 0 | 0 | 0
Existing | US | Texas RE |  |  | JUNO_UNIT1 |  |  | JUNO SOLAR PHASE I |  | PV | SUN |  | Solar | 2021 |  | 166.12 | 132.896 | 11.6284 | 132.896 | 132.896 | 132.896 | 132.896 | 132.896 | 132.896 | 132.896 | 132.896 | 132.896 | 132.896 | 132.896 | 11.6284 | 11.6284 | 11.6284 | 11.6284 | 11.6284 | 11.6284 | 11.6284 | 11.6284 | 11.6284 | 11.6284 | 11.6284 | 0 | 0 | 0 | 0 | 0 | 0 | 0 | 0 | 0 | 0 | 0 | 0 | 0 | 0 | 0 | 0 | 0 | 0 | 0 | 0 | 0 | 0
Tier 1 | US | Texas RE |  |  | 21INR0501 |  |  | JUNO SOLAR PHASE II |  | PV | SUN |  | Solar | 2021-07-15 |  | 147.09 | 114.8 | 10.045 | 114.8 | 114.8 | 114.8 | 114.8 | 114.8 | 114.8 | 114.8 | 114.8 | 114.8 | 114.8 | 114.8 | 10.045 | 10.045 | 10.045 | 10.045 | 10.045 | 10.045 | 10.045 | 10.045 | 10.045 | 10.045 | 10.045 | 0 | 0 | 0 | 0 | 0 | 0 | 0 | 0 | 0 | 0 | 0 | 0 | 0 | 0 | 0 | 0 | 0 | 0 | 0 | 0 | 0 | 0 | planned project approved for synchronization to ERCOT grid (all synchronized projects are listed as avaiable for summer and winter certain years)
Tier 1 | US | Texas RE |  |  | 19INR0044 |  |  | LILY SOLAR |  | PV | SUN |  | Solar | 2021-06-30 |  | 147.63 | 118.104 | 10.3341 | 118.104 | 118.104 | 118.104 | 118.104 | 118.104 | 118.104 | 118.104 | 118.104 | 118.104 | 118.104 | 118.104 | 10.3341 | 10.3341 | 10.3341 | 10.3341 | 10.3341 | 10.3341 | 10.3341 | 10.3341 | 10.3341 | 10.3341 | 10.3341 | 0 | 0 | 0 | 0 | 0 | 0 | 0 | 0 | 0 | 0 | 0 | 0 | 0 | 0 | 0 | 0 | 0 | 0 | 0 | 0 | 0 | 0 | planned project approved for synchronization to ERCOT grid (all synchronized projects are listed as avaiable for summer and winter certain years)
Tier 3 | US | Texas RE |  |  | 20INR0026 |  |  | LONGBOW SOLAR |  | PV | SUN |  | Solar | 2022-05-01 |  | 80 | 64 | 5.6 | 0 | 64 | 64 | 64 | 64 | 64 | 64 | 64 | 64 | 64 | 64 | 0 | 5.6 | 5.6 | 5.6 | 5.6 | 5.6 | 5.6 | 5.6 | 5.6 | 5.6 | 5.6 | 0 | 0 | 0 | 0 | 0 | 0 | 0 | 0 | 0 | 0 | 0 | 0 | 0 | 0 | 0 | 0 | 0 | 0 | 0 | 0 | 0 | 0
Tier 1 | US | Texas RE |  |  | 18INR0055 |  |  | LONG DRAW SOLAR |  | PV | SUN |  | Solar | 2021-05-31 |  | 226.73 | 180 | 15.75 | 180 | 180 | 180 | 180 | 180 | 180 | 180 | 180 | 180 | 180 | 180 | 15.75 | 15.75 | 15.75 | 15.75 | 15.75 | 15.75 | 15.75 | 15.75 | 15.75 | 15.75 | 15.75 | 0 | 0 | 0 | 0 | 0 | 0 | 0 | 0 | 0 | 0 | 0 | 0 | 0 | 0 | 0 | 0 | 0 | 0 | 0 | 0 | 0 | 0 | planned project approved for synchronization to ERCOT grid (all synchronized projects are listed as avaiable for summer and winter certain years)
Tier 1 | US | Texas RE |  |  | 19INR0042 |  |  | LONG POINT SOLAR |  | PV | SUN |  | Solar | 2023-04-01 |  | 101.25 | 81 | 7.0875 | 0 | 0 | 81 | 81 | 81 | 81 | 81 | 81 | 81 | 81 | 81 | 0 | 0 | 7.0875 | 7.0875 | 7.0875 | 7.0875 | 7.0875 | 7.0875 | 7.0875 | 7.0875 | 7.0875 | 0 | 0 | 0 | 0 | 0 | 0 | 0 | 0 | 0 | 0 | 0 | 0 | 0 | 0 | 0 | 0 | 0 | 0 | 0 | 0 | 0 | 0
Tier 1 | US | Texas RE |  |  | 21INR0220 |  |  | MALEZA SOLAR |  | PV | SUN |  | Solar | 2023-06-01 |  | 254.94 | 203.952 | 17.8458 | 0 | 0 | 203.952 | 203.952 | 203.952 | 203.952 | 203.952 | 203.952 | 203.952 | 203.952 | 203.952 | 0 | 0 | 17.8458 | 17.8458 | 17.8458 | 17.8458 | 17.8458 | 17.8458 | 17.8458 | 17.8458 | 17.8458 | 0 | 0 | 0 | 0 | 0 | 0 | 0 | 0 | 0 | 0 | 0 | 0 | 0 | 0 | 0 | 0 | 0 | 0 | 0 | 0 | 0 | 0
Tier 1 | US | Texas RE |  |  | 18INR0045 |  |  | MISAE SOLAR |  | PV | SUN |  | Solar | 2021-05-14 |  | 241 | 192 | 16.8 | 192 | 192 | 192 | 192 | 192 | 192 | 192 | 192 | 192 | 192 | 192 | 16.8 | 16.8 | 16.8 | 16.8 | 16.8 | 16.8 | 16.8 | 16.8 | 16.8 | 16.8 | 16.8 | 0 | 0 | 0 | 0 | 0 | 0 | 0 | 0 | 0 | 0 | 0 | 0 | 0 | 0 | 0 | 0 | 0 | 0 | 0 | 0 | 0 | 0 | planned project approved for synchronization to ERCOT grid (all synchronized projects are listed as avaiable for summer and winter certain years)
Tier 1 | US | Texas RE |  |  | 20INR0091 |  |  | MISAE SOLAR II |  | PV | SUN |  | Solar | 2023-07-31 |  | 517.35 | 413.88 | 36.2145 | 0 | 0 | 0 | 413.88 | 413.88 | 413.88 | 413.88 | 413.88 | 413.88 | 413.88 | 413.88 | 0 | 0 | 36.2145 | 36.2145 | 36.2145 | 36.2145 | 36.2145 | 36.2145 | 36.2145 | 36.2145 | 36.2145 | 0 | 0 | 0 | 0 | 0 | 0 | 0 | 0 | 0 | 0 | 0 | 0 | 0 | 0 | 0 | 0 | 0 | 0 | 0 | 0 | 0 | 0
Tier 1 | US | Texas RE |  |  | 19INR0155 |  |  | MORROW LAKE SOLAR |  | PV | SUN |  | Solar | 2022-08-01 |  | 204 | 163.2 | 14.28 | 0 | 0 | 163.2 | 163.2 | 163.2 | 163.2 | 163.2 | 163.2 | 163.2 | 163.2 | 163.2 | 0 | 14.28 | 14.28 | 14.28 | 14.28 | 14.28 | 14.28 | 14.28 | 14.28 | 14.28 | 14.28 | 0 | 0 | 0 | 0 | 0 | 0 | 0 | 0 | 0 | 0 | 0 | 0 | 0 | 0 | 0 | 0 | 0 | 0 | 0 | 0 | 0 | 0
Tier 1 | US | Texas RE |  |  | 18INR0050 |  |  | MUSTANG CREEK SOLAR |  | PV | SUN |  | Solar | 2022-10-31 |  | 152.25 | 121.8 | 10.6575 | 0 | 0 | 121.8 | 121.8 | 121.8 | 121.8 | 121.8 | 121.8 | 121.8 | 121.8 | 121.8 | 0 | 10.6575 | 10.6575 | 10.6575 | 10.6575 | 10.6575 | 10.6575 | 10.6575 | 10.6575 | 10.6575 | 10.6575 | 0 | 0 | 0 | 0 | 0 | 0 | 0 | 0 | 0 | 0 | 0 | 0 | 0 | 0 | 0 | 0 | 0 | 0 | 0 | 0 | 0 | 0
Tier 1 | US | Texas RE |  |  | 19INR0041 |  |  | MYRTLE SOLAR |  | PV | SUN |  | Solar | 2022-12-15 |  | 240 | 192 | 16.8 | 0 | 0 | 192 | 192 | 192 | 192 | 192 | 192 | 192 | 192 | 192 | 0 | 0 | 16.8 | 16.8 | 16.8 | 16.8 | 16.8 | 16.8 | 16.8 | 16.8 | 16.8 | 0 | 0 | 0 | 0 | 0 | 0 | 0 | 0 | 0 | 0 | 0 | 0 | 0 | 0 | 0 | 0 | 0 | 0 | 0 | 0 | 0 | 0
Tier 1 | US | Texas RE |  |  | 20INR0263 |  |  | MYRTLE SOLAR II |  | PV | SUN |  | Solar | 2022-12-15 |  | 100 | 80 | 7 | 0 | 0 | 80 | 80 | 80 | 80 | 80 | 80 | 80 | 80 | 80 | 0 | 0 | 7 | 7 | 7 | 7 | 7 | 7 | 7 | 7 | 7 | 0 | 0 | 0 | 0 | 0 | 0 | 0 | 0 | 0 | 0 | 0 | 0 | 0 | 0 | 0 | 0 | 0 | 0 | 0 | 0 | 0 | 0
Tier 1 | US | Texas RE |  |  | 21INR0428 |  |  | NABATOTO SOLAR NORTH |  | PV | SUN |  | Solar | 2022-06-30 |  | 400 | 320 | 28 | 0 | 320 | 320 | 320 | 320 | 320 | 320 | 320 | 320 | 320 | 320 | 0 | 28 | 28 | 28 | 28 | 28 | 28 | 28 | 28 | 28 | 28 | 0 | 0 | 0 | 0 | 0 | 0 | 0 | 0 | 0 | 0 | 0 | 0 | 0 | 0 | 0 | 0 | 0 | 0 | 0 | 0 | 0 | 0
Tier 1 | US | Texas RE |  |  | 16INR0049 |  |  | NAZARETH SOLAR |  | PV | SUN |  | Solar | 2023-06-01 |  | 201 | 160.8 | 14.07 | 0 | 0 | 160.8 | 160.8 | 160.8 | 160.8 | 160.8 | 160.8 | 160.8 | 160.8 | 160.8 | 0 | 0 | 14.07 | 14.07 | 14.07 | 14.07 | 14.07 | 14.07 | 14.07 | 14.07 | 14.07 | 0 | 0 | 0 | 0 | 0 | 0 | 0 | 0 | 0 | 0 | 0 | 0 | 0 | 0 | 0 | 0 | 0 | 0 | 0 | 0 | 0 | 0
Tier 1 | US | Texas RE |  |  | 20INR0214 |  |  | NOBLE SOLAR |  | PV | SUN |  | Solar | 2022-05-30 |  | 279 | 223.2 | 19.53 | 0 | 223.2 | 223.2 | 223.2 | 223.2 | 223.2 | 223.2 | 223.2 | 223.2 | 223.2 | 223.2 | 0 | 19.53 | 19.53 | 19.53 | 19.53 | 19.53 | 19.53 | 19.53 | 19.53 | 19.53 | 19.53 | 0 | 0 | 0 | 0 | 0 | 0 | 0 | 0 | 0 | 0 | 0 | 0 | 0 | 0 | 0 | 0 | 0 | 0 | 0 | 0 | 0 | 0
Tier 1 | US | Texas RE |  |  | 19INR0035 |  |  | NORTON SOLAR |  | PV | SUN |  | Solar | 2023-06-01 |  | 125 | 100 | 8.75 | 0 | 0 | 100 | 100 | 100 | 100 | 100 | 100 | 100 | 100 | 100 | 0 | 0 | 8.75 | 8.75 | 8.75 | 8.75 | 8.75 | 8.75 | 8.75 | 8.75 | 8.75 | 0 | 0 | 0 | 0 | 0 | 0 | 0 | 0 | 0 | 0 | 0 | 0 | 0 | 0 | 0 | 0 | 0 | 0 | 0 | 0 | 0 | 0
Tier 1 | US | Texas RE |  |  | 21INR0406 |  |  | OLD 300 SOLAR CENTER |  | PV | SUN |  | Solar | 2022-03-15 |  | 438.75 | 351 | 30.7125 | 0 | 351 | 351 | 351 | 351 | 351 | 351 | 351 | 351 | 351 | 351 | 0 | 30.7125 | 30.7125 | 30.7125 | 30.7125 | 30.7125 | 30.7125 | 30.7125 | 30.7125 | 30.7125 | 30.7125 | 0 | 0 | 0 | 0 | 0 | 0 | 0 | 0 | 0 | 0 | 0 | 0 | 0 | 0 | 0 | 0 | 0 | 0 | 0 | 0 | 0 | 0
Tier 1 | US | Texas RE |  |  | 20INR0236 |  |  | OLD HICKORY SOLAR |  | PV | SUN |  | Solar | 2023-05-31 |  | 206 | 164.8 | 14.42 | 0 | 0 | 164.8 | 164.8 | 164.8 | 164.8 | 164.8 | 164.8 | 164.8 | 164.8 | 164.8 | 0 | 0 | 14.42 | 14.42 | 14.42 | 14.42 | 14.42 | 14.42 | 14.42 | 14.42 | 14.42 | 0 | 0 | 0 | 0 | 0 | 0 | 0 | 0 | 0 | 0 | 0 | 0 | 0 | 0 | 0 | 0 | 0 | 0 | 0 | 0 | 0 | 0
Tier 1 | US | Texas RE |  |  | 15INR0090 |  |  | EAST BLACKLAND SOLAR (PFLUGERVILLE SOLAR) |  | PV | SUN |  | Solar | 2021-07-15 |  | 144 | 115.2 | 10.08 | 115.2 | 115.2 | 115.2 | 115.2 | 115.2 | 115.2 | 115.2 | 115.2 | 115.2 | 115.2 | 115.2 | 10.08 | 10.08 | 10.08 | 10.08 | 10.08 | 10.08 | 10.08 | 10.08 | 10.08 | 10.08 | 10.08 | 0 | 0 | 0 | 0 | 0 | 0 | 0 | 0 | 0 | 0 | 0 | 0 | 0 | 0 | 0 | 0 | 0 | 0 | 0 | 0 | 0 | 0 | planned project approved for synchronization to ERCOT grid (all synchronized projects are listed as avaiable for summer and winter certain years)
Tier 1 | US | Texas RE |  |  | 19INR0091 |  |  | PHOENIX SOLAR |  | PV | SUN |  | Solar | 2021-08-10 |  | 82.3 | 67.12 | 5.873 | 67.12 | 67.12 | 67.12 | 67.12 | 67.12 | 67.12 | 67.12 | 67.12 | 67.12 | 67.12 | 67.12 | 5.873 | 5.873 | 5.873 | 5.873 | 5.873 | 5.873 | 5.873 | 5.873 | 5.873 | 5.873 | 5.873 | 0 | 0 | 0 | 0 | 0 | 0 | 0 | 0 | 0 | 0 | 0 | 0 | 0 | 0 | 0 | 0 | 0 | 0 | 0 | 0 | 0 | 0 | planned project approved for synchronization to ERCOT grid (all synchronized projects are listed as avaiable for summer and winter certain years)
Tier 1 | US | Texas RE |  |  | 20INR0203 |  |  | PINE FOREST SOLAR |  | PV | SUN |  | Solar | 2022-07-31 |  | 284.29 | 227.432 | 19.9003 | 0 | 0 | 227.432 | 227.432 | 227.432 | 227.432 | 227.432 | 227.432 | 227.432 | 227.432 | 227.432 | 0 | 19.9003 | 19.9003 | 19.9003 | 19.9003 | 19.9003 | 19.9003 | 19.9003 | 19.9003 | 19.9003 | 19.9003 | 0 | 0 | 0 | 0 | 0 | 0 | 0 | 0 | 0 | 0 | 0 | 0 | 0 | 0 | 0 | 0 | 0 | 0 | 0 | 0 | 0 | 0
Tier 1 | US | Texas RE |  |  | 22INR0254 |  |  | PISGAH RIDGE SOLAR |  | PV | SUN |  | Solar | 2022-12-31 |  | 253.85 | 203.08 | 17.7695 | 0 | 0 | 203.08 | 203.08 | 203.08 | 203.08 | 203.08 | 203.08 | 203.08 | 203.08 | 203.08 | 0 | 0 | 17.7695 | 17.7695 | 17.7695 | 17.7695 | 17.7695 | 17.7695 | 17.7695 | 17.7695 | 17.7695 | 0 | 0 | 0 | 0 | 0 | 0 | 0 | 0 | 0 | 0 | 0 | 0 | 0 | 0 | 0 | 0 | 0 | 0 | 0 | 0 | 0 | 0
Tier 1 | US | Texas RE |  |  | 21INR0229 |  |  | PROSPERO SOLAR II |  | PV | SUN |  | Solar | 2021-06-28 |  | 256.41 | 202.32 | 17.703 | 202.32 | 202.32 | 202.32 | 202.32 | 202.32 | 202.32 | 202.32 | 202.32 | 202.32 | 202.32 | 202.32 | 17.703 | 17.703 | 17.703 | 17.703 | 17.703 | 17.703 | 17.703 | 17.703 | 17.703 | 17.703 | 17.703 | 0 | 0 | 0 | 0 | 0 | 0 | 0 | 0 | 0 | 0 | 0 | 0 | 0 | 0 | 0 | 0 | 0 | 0 | 0 | 0 | 0 | 0 | planned project approved for synchronization to ERCOT grid (all synchronized projects are listed as avaiable for summer and winter certain years)
Tier 1 | US | Texas RE |  |  | 21INR0205 |  |  | RADIAN SOLAR |  | PV | SUN |  | Solar | 2022-11-30 |  | 374.4 | 299.52 | 26.208 | 0 | 0 | 299.52 | 299.52 | 299.52 | 299.52 | 299.52 | 299.52 | 299.52 | 299.52 | 299.52 | 0 | 26.208 | 26.208 | 26.208 | 26.208 | 26.208 | 26.208 | 26.208 | 26.208 | 26.208 | 26.208 | 0 | 0 | 0 | 0 | 0 | 0 | 0 | 0 | 0 | 0 | 0 | 0 | 0 | 0 | 0 | 0 | 0 | 0 | 0 | 0 | 0 | 0
Tier 1 | US | Texas RE |  |  | 20INR0130 |  |  | PLAINVIEW SOLAR (RAMSEY SOLAR) |  | PV | SUN |  | Solar | 2021-09-02 |  | 514 | 411.2 | 35.98 | 0 | 411.2 | 411.2 | 411.2 | 411.2 | 411.2 | 411.2 | 411.2 | 411.2 | 411.2 | 411.2 | 35.98 | 35.98 | 35.98 | 35.98 | 35.98 | 35.98 | 35.98 | 35.98 | 35.98 | 35.98 | 35.98 | 0 | 0 | 0 | 0 | 0 | 0 | 0 | 0 | 0 | 0 | 0 | 0 | 0 | 0 | 0 | 0 | 0 | 0 | 0 | 0 | 0 | 0
Tier 1 | US | Texas RE |  |  | 19INR0045 |  |  | RAYOS DEL SOL |  | PV | SUN |  | Solar | 2021-12-31 |  | 137.45 | 109.96 | 9.6215 | 0 | 109.96 | 109.96 | 109.96 | 109.96 | 109.96 | 109.96 | 109.96 | 109.96 | 109.96 | 109.96 | 0 | 9.6215 | 9.6215 | 9.6215 | 9.6215 | 9.6215 | 9.6215 | 9.6215 | 9.6215 | 9.6215 | 9.6215 | 0 | 0 | 0 | 0 | 0 | 0 | 0 | 0 | 0 | 0 | 0 | 0 | 0 | 0 | 0 | 0 | 0 | 0 | 0 | 0 | 0 | 0
Tier 1 | US | Texas RE |  |  | 17INR0020a |  |  | REDBARN SOLAR 1 (RE MAPLEWOOD 2A SOLAR) |  | PV | SUN |  | Solar | 2021-08-16 |  | 222 | 177.6 | 15.54 | 177.6 | 177.6 | 177.6 | 177.6 | 177.6 | 177.6 | 177.6 | 177.6 | 177.6 | 177.6 | 177.6 | 15.54 | 15.54 | 15.54 | 15.54 | 15.54 | 15.54 | 15.54 | 15.54 | 15.54 | 15.54 | 15.54 | 0 | 0 | 0 | 0 | 0 | 0 | 0 | 0 | 0 | 0 | 0 | 0 | 0 | 0 | 0 | 0 | 0 | 0 | 0 | 0 | 0 | 0 | planned project approved for synchronization to ERCOT grid (all synchronized projects are listed as avaiable for summer and winter certain years)
Tier 1 | US | Texas RE |  |  | 17INR0020b |  |  | REDBARN SOLAR 2 (RE MAPLEWOOD 2B SOLAR) |  | PV | SUN |  | Solar | 2021-07-29 |  | 28 | 22.4 | 1.96 | 22.4 | 22.4 | 22.4 | 22.4 | 22.4 | 22.4 | 22.4 | 22.4 | 22.4 | 22.4 | 22.4 | 1.96 | 1.96 | 1.96 | 1.96 | 1.96 | 1.96 | 1.96 | 1.96 | 1.96 | 1.96 | 1.96 | 0 | 0 | 0 | 0 | 0 | 0 | 0 | 0 | 0 | 0 | 0 | 0 | 0 | 0 | 0 | 0 | 0 | 0 | 0 | 0 | 0 | 0 | planned project approved for synchronization to ERCOT grid (all synchronized projects are listed as avaiable for summer and winter certain years)
Tier 1 | US | Texas RE |  |  | 21INR0022 |  |  | RED HOLLY SOLAR |  | PV | SUN |  | Solar | 2023-08-01 |  | 260 | 208 | 18.2 | 0 | 0 | 0 | 208 | 208 | 208 | 208 | 208 | 208 | 208 | 208 | 0 | 0 | 18.2 | 18.2 | 18.2 | 18.2 | 18.2 | 18.2 | 18.2 | 18.2 | 18.2 | 0 | 0 | 0 | 0 | 0 | 0 | 0 | 0 | 0 | 0 | 0 | 0 | 0 | 0 | 0 | 0 | 0 | 0 | 0 | 0 | 0 | 0
Tier 1 | US | Texas RE |  |  | 21INR0389 |  |  | RED-TAILED HAWK SOLAR |  | PV | SUN |  | Solar | 2022-05-31 |  | 355.27 | 284.216 | 24.8689 | 0 | 284.216 | 284.216 | 284.216 | 284.216 | 284.216 | 284.216 | 284.216 | 284.216 | 284.216 | 284.216 | 0 | 24.8689 | 24.8689 | 24.8689 | 24.8689 | 24.8689 | 24.8689 | 24.8689 | 24.8689 | 24.8689 | 24.8689 | 0 | 0 | 0 | 0 | 0 | 0 | 0 | 0 | 0 | 0 | 0 | 0 | 0 | 0 | 0 | 0 | 0 | 0 | 0 | 0 | 0 | 0
Tier 3 | US | Texas RE |  |  | 19INR0103 |  |  | RODEO SOLAR |  | PV | SUN |  | Solar | 2022-09-01 |  | 200 | 160 | 14 | 0 | 0 | 160 | 160 | 160 | 160 | 160 | 160 | 160 | 160 | 160 | 0 | 14 | 14 | 14 | 14 | 14 | 14 | 14 | 14 | 14 | 14 | 0 | 0 | 0 | 0 | 0 | 0 | 0 | 0 | 0 | 0 | 0 | 0 | 0 | 0 | 0 | 0 | 0 | 0 | 0 | 0 | 0 | 0
Tier 1 | US | Texas RE |  |  | 20INR0205 |  |  | ROSELAND SOLAR |  | PV | SUN |  | Solar | 2022-07-14 |  | 513 | 410.4 | 35.91 | 0 | 410.4 | 410.4 | 410.4 | 410.4 | 410.4 | 410.4 | 410.4 | 410.4 | 410.4 | 410.4 | 0 | 35.91 | 35.91 | 35.91 | 35.91 | 35.91 | 35.91 | 35.91 | 35.91 | 35.91 | 35.91 | 0 | 0 | 0 | 0 | 0 | 0 | 0 | 0 | 0 | 0 | 0 | 0 | 0 | 0 | 0 | 0 | 0 | 0 | 0 | 0 | 0 | 0
Tier 3 | US | Texas RE |  |  | 20INR0202 |  |  | RUETER SOLAR |  | PV | SUN |  | Solar | 2022-12-31 |  | 200 | 160 | 14 | 0 | 0 | 160 | 160 | 160 | 160 | 160 | 160 | 160 | 160 | 160 | 0 | 0 | 14 | 14 | 14 | 14 | 14 | 14 | 14 | 14 | 14 | 0 | 0 | 0 | 0 | 0 | 0 | 0 | 0 | 0 | 0 | 0 | 0 | 0 | 0 | 0 | 0 | 0 | 0 | 0 | 0 | 0 | 0
Tier 1 | US | Texas RE |  |  | 21INR0221 |  |  | SAMSON SOLAR 1 |  | PV | SUN |  | Solar | 2022-03-31 |  | 250 | 200 | 17.5 | 0 | 200 | 200 | 200 | 200 | 200 | 200 | 200 | 200 | 200 | 200 | 0 | 17.5 | 17.5 | 17.5 | 17.5 | 17.5 | 17.5 | 17.5 | 17.5 | 17.5 | 17.5 | 0 | 0 | 0 | 0 | 0 | 0 | 0 | 0 | 0 | 0 | 0 | 0 | 0 | 0 | 0 | 0 | 0 | 0 | 0 | 0 | 0 | 0
Tier 1 | US | Texas RE |  |  | 21INR0490 |  |  | SAMSON SOLAR 2 |  | PV | SUN |  | Solar | 2023-06-30 |  | 200 | 160 | 14 | 0 | 0 | 160 | 160 | 160 | 160 | 160 | 160 | 160 | 160 | 160 | 0 | 0 | 14 | 14 | 14 | 14 | 14 | 14 | 14 | 14 | 14 | 0 | 0 | 0 | 0 | 0 | 0 | 0 | 0 | 0 | 0 | 0 | 0 | 0 | 0 | 0 | 0 | 0 | 0 | 0 | 0 | 0 | 0
Tier 1 | US | Texas RE |  |  | 21INR0491 |  |  | SAMSON SOLAR 3 |  | PV | SUN |  | Solar | 2022-03-31 |  | 250 | 200 | 17.5 | 0 | 200 | 200 | 200 | 200 | 200 | 200 | 200 | 200 | 200 | 200 | 0 | 17.5 | 17.5 | 17.5 | 17.5 | 17.5 | 17.5 | 17.5 | 17.5 | 17.5 | 17.5 | 0 | 0 | 0 | 0 | 0 | 0 | 0 | 0 | 0 | 0 | 0 | 0 | 0 | 0 | 0 | 0 | 0 | 0 | 0 | 0 | 0 | 0
Tier 1 | US | Texas RE |  |  | 22INR0205 |  |  | SBRANCH SOLAR PROJECT |  | PV | SUN |  | Solar | 2022-04-01 |  | 230 | 184 | 16.1 | 0 | 184 | 184 | 184 | 184 | 184 | 184 | 184 | 184 | 184 | 184 | 0 | 16.1 | 16.1 | 16.1 | 16.1 | 16.1 | 16.1 | 16.1 | 16.1 | 16.1 | 16.1 | 0 | 0 | 0 | 0 | 0 | 0 | 0 | 0 | 0 | 0 | 0 | 0 | 0 | 0 | 0 | 0 | 0 | 0 | 0 | 0 | 0 | 0
Tier 1 | US | Texas RE |  |  | 20INR0248 |  |  | SECOND DIVISION SOLAR |  | PV | SUN |  | Solar | 2022-12-31 |  | 100 | 80 | 7 | 0 | 0 | 80 | 80 | 80 | 80 | 80 | 80 | 80 | 80 | 80 | 0 | 0 | 7 | 7 | 7 | 7 | 7 | 7 | 7 | 7 | 7 | 0 | 0 | 0 | 0 | 0 | 0 | 0 | 0 | 0 | 0 | 0 | 0 | 0 | 0 | 0 | 0 | 0 | 0 | 0 | 0 | 0 | 0
Tier 1 | US | Texas RE |  |  | 19INR0073 |  |  | SHAKES SOLAR |  | PV | SUN |  | Solar | 2022-08-01 |  | 206 | 164.8 | 14.42 | 0 | 0 | 164.8 | 164.8 | 164.8 | 164.8 | 164.8 | 164.8 | 164.8 | 164.8 | 164.8 | 0 | 14.42 | 14.42 | 14.42 | 14.42 | 14.42 | 14.42 | 14.42 | 14.42 | 14.42 | 14.42 | 0 | 0 | 0 | 0 | 0 | 0 | 0 | 0 | 0 | 0 | 0 | 0 | 0 | 0 | 0 | 0 | 0 | 0 | 0 | 0 | 0 | 0
Tier 1 | US | Texas RE |  |  | 20INR0208 |  |  | SIGNAL SOLAR |  | PV | SUN |  | Solar | 2023-05-30 |  | 50 | 40 | 3.5 | 0 | 0 | 40 | 40 | 40 | 40 | 40 | 40 | 40 | 40 | 40 | 0 | 0 | 3.5 | 3.5 | 3.5 | 3.5 | 3.5 | 3.5 | 3.5 | 3.5 | 3.5 | 0 | 0 | 0 | 0 | 0 | 0 | 0 | 0 | 0 | 0 | 0 | 0 | 0 | 0 | 0 | 0 | 0 | 0 | 0 | 0 | 0 | 0
Tier 1 | US | Texas RE |  |  | 20INR0143 |  |  | SODA LAKE SOLAR 2 |  | PV | SUN |  | Solar | 2023-05-31 |  | 202.99 | 162.392 | 14.2093 | 0 | 0 | 162.392 | 162.392 | 162.392 | 162.392 | 162.392 | 162.392 | 162.392 | 162.392 | 162.392 | 0 | 0 | 14.2093 | 14.2093 | 14.2093 | 14.2093 | 14.2093 | 14.2093 | 14.2093 | 14.2093 | 14.2093 | 0 | 0 | 0 | 0 | 0 | 0 | 0 | 0 | 0 | 0 | 0 | 0 | 0 | 0 | 0 | 0 | 0 | 0 | 0 | 0 | 0 | 0
Tier 1 | US | Texas RE |  |  | 19INR0093 |  |  | SOLEMIO |  | PV | SUN |  | Solar | 2023-01-10 |  | 81.4 | 65.12 | 5.698 | 0 | 0 | 65.12 | 65.12 | 65.12 | 65.12 | 65.12 | 65.12 | 65.12 | 65.12 | 65.12 | 0 | 0 | 5.698 | 5.698 | 5.698 | 5.698 | 5.698 | 5.698 | 5.698 | 5.698 | 5.698 | 0 | 0 | 0 | 0 | 0 | 0 | 0 | 0 | 0 | 0 | 0 | 0 | 0 | 0 | 0 | 0 | 0 | 0 | 0 | 0 | 0 | 0
Tier 1 | US | Texas RE |  |  | 21INR0341 |  |  | SPACE CITY SOLAR |  | PV | SUN |  | Solar | 2022-12-30 |  | 609.74 | 487.792 | 42.6818 | 0 | 0 | 487.792 | 487.792 | 487.792 | 487.792 | 487.792 | 487.792 | 487.792 | 487.792 | 487.792 | 0 | 0 | 42.6818 | 42.6818 | 42.6818 | 42.6818 | 42.6818 | 42.6818 | 42.6818 | 42.6818 | 42.6818 | 0 | 0 | 0 | 0 | 0 | 0 | 0 | 0 | 0 | 0 | 0 | 0 | 0 | 0 | 0 | 0 | 0 | 0 | 0 | 0 | 0 | 0
Tier 1 | US | Texas RE |  |  | 21INR0323 |  |  | SPANISH CROWN |  | PV | SUN |  | Solar | 2023-02-10 |  | 103.1 | 82.48 | 7.217 | 0 | 0 | 82.48 | 82.48 | 82.48 | 82.48 | 82.48 | 82.48 | 82.48 | 82.48 | 82.48 | 0 | 0 | 7.217 | 7.217 | 7.217 | 7.217 | 7.217 | 7.217 | 7.217 | 7.217 | 7.217 | 0 | 0 | 0 | 0 | 0 | 0 | 0 | 0 | 0 | 0 | 0 | 0 | 0 | 0 | 0 | 0 | 0 | 0 | 0 | 0 | 0 | 0
Tier 1 | US | Texas RE |  |  | 22INR0352 |  |  | SPARTA SOLAR |  | PV | SUN |  | Solar | 2022-05-02 |  | 256 | 204.8 | 17.92 | 0 | 204.8 | 204.8 | 204.8 | 204.8 | 204.8 | 204.8 | 204.8 | 204.8 | 204.8 | 204.8 | 0 | 17.92 | 17.92 | 17.92 | 17.92 | 17.92 | 17.92 | 17.92 | 17.92 | 17.92 | 17.92 | 0 | 0 | 0 | 0 | 0 | 0 | 0 | 0 | 0 | 0 | 0 | 0 | 0 | 0 | 0 | 0 | 0 | 0 | 0 | 0 | 0 | 0
Tier 1 | US | Texas RE |  |  | 20INR0216 |  |  | STARR SOLAR RANCH |  | PV | SUN |  | Solar | 2022-12-30 |  | 135.99 | 108.792 | 9.5193 | 0 | 0 | 108.792 | 108.792 | 108.792 | 108.792 | 108.792 | 108.792 | 108.792 | 108.792 | 108.792 | 0 | 0 | 9.5193 | 9.5193 | 9.5193 | 9.5193 | 9.5193 | 9.5193 | 9.5193 | 9.5193 | 9.5193 | 0 | 0 | 0 | 0 | 0 | 0 | 0 | 0 | 0 | 0 | 0 | 0 | 0 | 0 | 0 | 0 | 0 | 0 | 0 | 0 | 0 | 0
Tier 1 | US | Texas RE |  |  | 20INR0081 |  |  | STRATEGIC SOLAR 1 |  | PV | SUN |  | Solar | 2021-11-05 |  | 136.85 | 109.48 | 9.5795 | 0 | 109.48 | 109.48 | 109.48 | 109.48 | 109.48 | 109.48 | 109.48 | 109.48 | 109.48 | 109.48 | 9.5795 | 9.5795 | 9.5795 | 9.5795 | 9.5795 | 9.5795 | 9.5795 | 9.5795 | 9.5795 | 9.5795 | 9.5795 | 0 | 0 | 0 | 0 | 0 | 0 | 0 | 0 | 0 | 0 | 0 | 0 | 0 | 0 | 0 | 0 | 0 | 0 | 0 | 0 | 0 | 0
Tier 1 | US | Texas RE |  |  | 19INR0169 |  |  | SUN VALLEY |  | PV | SUN |  | Solar | 2022-12-29 |  | 252 | 201.6 | 17.64 | 0 | 0 | 201.6 | 201.6 | 201.6 | 201.6 | 201.6 | 201.6 | 201.6 | 201.6 | 201.6 | 0 | 0 | 17.64 | 17.64 | 17.64 | 17.64 | 17.64 | 17.64 | 17.64 | 17.64 | 17.64 | 0 | 0 | 0 | 0 | 0 | 0 | 0 | 0 | 0 | 0 | 0 | 0 | 0 | 0 | 0 | 0 | 0 | 0 | 0 | 0 | 0 | 0
Tier 1 | US | Texas RE |  |  | 21INR0233 |  |  | TAYGETE II SOLAR |  | PV | SUN |  | Solar | 2021-09-23 |  | 203.8 | 163.04 | 14.266 | 0 | 163.04 | 163.04 | 163.04 | 163.04 | 163.04 | 163.04 | 163.04 | 163.04 | 163.04 | 163.04 | 14.266 | 14.266 | 14.266 | 14.266 | 14.266 | 14.266 | 14.266 | 14.266 | 14.266 | 14.266 | 14.266 | 0 | 0 | 0 | 0 | 0 | 0 | 0 | 0 | 0 | 0 | 0 | 0 | 0 | 0 | 0 | 0 | 0 | 0 | 0 | 0 | 0 | 0
Existing | US | Texas RE |  |  | 20INR0054 |  |  | TAYGETE SOLAR |  | PV | SUN |  | Solar | 2021 |  | 255.07 | 203.84 | 17.8549 | 203.84 | 203.84 | 203.84 | 203.84 | 203.84 | 203.84 | 203.84 | 203.84 | 203.84 | 203.84 | 203.84 | 17.8549 | 17.8549 | 17.8549 | 17.8549 | 17.8549 | 17.8549 | 17.8549 | 17.8549 | 17.8549 | 17.8549 | 17.8549 | 0 | 0 | 0 | 0 | 0 | 0 | 0 | 0 | 0 | 0 | 0 | 0 | 0 | 0 | 0 | 0 | 0 | 0 | 0 | 0 | 0 | 0 | planned project approved for synchronization to ERCOT grid (all synchronized projects are listed as avaiable for summer and winter certain years)
Tier 1 | US | Texas RE |  |  | 19INR0001 |  |  | TEXAS SOLAR NOVA |  | PV | SUN |  | Solar | 2023-01-31 |  | 252.2 | 201.76 | 17.654 | 0 | 0 | 201.76 | 201.76 | 201.76 | 201.76 | 201.76 | 201.76 | 201.76 | 201.76 | 201.76 | 0 | 0 | 17.654 | 17.654 | 17.654 | 17.654 | 17.654 | 17.654 | 17.654 | 17.654 | 17.654 | 0 | 0 | 0 | 0 | 0 | 0 | 0 | 0 | 0 | 0 | 0 | 0 | 0 | 0 | 0 | 0 | 0 | 0 | 0 | 0 | 0 | 0
Tier 1 | US | Texas RE |  |  | 20INR0032 |  |  | TITAN SOLAR (IP TITAN) |  | PV | SUN |  | Solar | 2021-06-30 |  | 270 | 214.32 | 18.753 | 214.32 | 214.32 | 214.32 | 214.32 | 214.32 | 214.32 | 214.32 | 214.32 | 214.32 | 214.32 | 214.32 | 18.753 | 18.753 | 18.753 | 18.753 | 18.753 | 18.753 | 18.753 | 18.753 | 18.753 | 18.753 | 18.753 | 0 | 0 | 0 | 0 | 0 | 0 | 0 | 0 | 0 | 0 | 0 | 0 | 0 | 0 | 0 | 0 | 0 | 0 | 0 | 0 | 0 | 0 | planned project approved for synchronization to ERCOT grid (all synchronized projects are listed as avaiable for summer and winter certain years)
Tier 1 | US | Texas RE |  |  | 20INR0266 |  |  | TRES BAHIAS SOLAR |  | PV | SUN |  | Solar | 2022-11-21 |  | 195 | 156 | 13.65 | 0 | 0 | 156 | 156 | 156 | 156 | 156 | 156 | 156 | 156 | 156 | 0 | 13.65 | 13.65 | 13.65 | 13.65 | 13.65 | 13.65 | 13.65 | 13.65 | 13.65 | 13.65 | 0 | 0 | 0 | 0 | 0 | 0 | 0 | 0 | 0 | 0 | 0 | 0 | 0 | 0 | 0 | 0 | 0 | 0 | 0 | 0 | 0 | 0
Tier 1 | US | Texas RE |  |  | 20INR0222 |  |  | TYSON NICK SOLAR |  | PV | SUN |  | Solar | 2022-05-31 |  | 90 | 72 | 6.3 | 0 | 72 | 72 | 72 | 72 | 72 | 72 | 72 | 72 | 72 | 72 | 0 | 6.3 | 6.3 | 6.3 | 6.3 | 6.3 | 6.3 | 6.3 | 6.3 | 6.3 | 6.3 | 0 | 0 | 0 | 0 | 0 | 0 | 0 | 0 | 0 | 0 | 0 | 0 | 0 | 0 | 0 | 0 | 0 | 0 | 0 | 0 | 0 | 0
Tier 1 | US | Texas RE |  |  | 21INR0213 |  |  | VANCOURT SOLAR |  | PV | SUN |  | Solar | 2021-12-31 |  | 45.73 | 36.584 | 3.2011 | 0 | 36.584 | 36.584 | 36.584 | 36.584 | 36.584 | 36.584 | 36.584 | 36.584 | 36.584 | 36.584 | 0 | 3.2011 | 3.2011 | 3.2011 | 3.2011 | 3.2011 | 3.2011 | 3.2011 | 3.2011 | 3.2011 | 3.2011 | 0 | 0 | 0 | 0 | 0 | 0 | 0 | 0 | 0 | 0 | 0 | 0 | 0 | 0 | 0 | 0 | 0 | 0 | 0 | 0 | 0 | 0
Tier 1 | US | Texas RE |  |  | 20INR0082 |  |  | VISION SOLAR 1 |  | PV | SUN |  | Solar | 2021-11-09 |  | 129.24 | 103.392 | 9.0468 | 0 | 103.392 | 103.392 | 103.392 | 103.392 | 103.392 | 103.392 | 103.392 | 103.392 | 103.392 | 103.392 | 9.0468 | 9.0468 | 9.0468 | 9.0468 | 9.0468 | 9.0468 | 9.0468 | 9.0468 | 9.0468 | 9.0468 | 9.0468 | 0 | 0 | 0 | 0 | 0 | 0 | 0 | 0 | 0 | 0 | 0 | 0 | 0 | 0 | 0 | 0 | 0 | 0 | 0 | 0 | 0 | 0
Tier 1 | US | Texas RE |  |  | 18INR0062 |  |  | WAGYU SOLAR |  | PV | SUN |  | Solar | 2021-04-01 |  | 122 | 96 | 8.4 | 96 | 96 | 96 | 96 | 96 | 96 | 96 | 96 | 96 | 96 | 96 | 8.4 | 8.4 | 8.4 | 8.4 | 8.4 | 8.4 | 8.4 | 8.4 | 8.4 | 8.4 | 8.4 | 0 | 0 | 0 | 0 | 0 | 0 | 0 | 0 | 0 | 0 | 0 | 0 | 0 | 0 | 0 | 0 | 0 | 0 | 0 | 0 | 0 | 0 | planned project approved for synchronization to ERCOT grid (all synchronized projects are listed as avaiable for summer and winter certain years)
Tier 1 | US | Texas RE |  |  | 20INR0101 |  |  | WESTORIA SOLAR |  | PV | SUN |  | Solar | 2021-12-31 |  | 203.35 | 162.68 | 14.2345 | 0 | 162.68 | 162.68 | 162.68 | 162.68 | 162.68 | 162.68 | 162.68 | 162.68 | 162.68 | 162.68 | 0 | 14.2345 | 14.2345 | 14.2345 | 14.2345 | 14.2345 | 14.2345 | 14.2345 | 14.2345 | 14.2345 | 14.2345 | 0 | 0 | 0 | 0 | 0 | 0 | 0 | 0 | 0 | 0 | 0 | 0 | 0 | 0 | 0 | 0 | 0 | 0 | 0 | 0 | 0 | 0
Tier 1 | US | Texas RE |  |  | 21INR0019 |  |  | ZIER SOLAR |  | PV | SUN |  | Solar | 2022-09-01 |  | 160 | 128 | 11.2 | 0 | 0 | 128 | 128 | 128 | 128 | 128 | 128 | 128 | 128 | 128 | 0 | 11.2 | 11.2 | 11.2 | 11.2 | 11.2 | 11.2 | 11.2 | 11.2 | 11.2 | 11.2 | 0 | 0 | 0 | 0 | 0 | 0 | 0 | 0 | 0 | 0 | 0 | 0 | 0 | 0 | 0 | 0 | 0 | 0 | 0 | 0 | 0 | 0
Tier 1 | US | Texas RE |  |  | 21INR0474 |  |  | ANCHOR BESS |  | BA | MWH |  | Other | 2021-12-24 |  | 71.45 | 0 | 0 | 0 | 0 | 0 | 0 | 0 | 0 | 0 | 0 | 0 | 0 | 0 | 0 | 0 | 0 | 0 | 0 | 0 | 0 | 0 | 0 | 0 | 0 | 0 | 0 | 0 | 0 | 0 | 0 | 0 | 0 | 0 | 0 | 0 | 0 | 0 | 0 | 0 | 0 | 0 | 0 | 0 | 0 | 0 | 0
Tier 1 | US | Texas RE |  |  | 21INR0476 |  |  | AZURE SKY BESS |  | BA | MWH |  | Other | 2021-11-06 |  | 77.6 | 0 | 0 | 0 | 0 | 0 | 0 | 0 | 0 | 0 | 0 | 0 | 0 | 0 | 0 | 0 | 0 | 0 | 0 | 0 | 0 | 0 | 0 | 0 | 0 | 0 | 0 | 0 | 0 | 0 | 0 | 0 | 0 | 0 | 0 | 0 | 0 | 0 | 0 | 0 | 0 | 0 | 0 | 0 | 0 | 0 | 0
Tier 1 | US | Texas RE |  |  | 21INR0365 |  |  | BAT CAVE |  | BA | MWH |  | Other | 2021-06-18 |  | 100.49 | 0 | 0 | 0 | 0 | 0 | 0 | 0 | 0 | 0 | 0 | 0 | 0 | 0 | 0 | 0 | 0 | 0 | 0 | 0 | 0 | 0 | 0 | 0 | 0 | 0 | 0 | 0 | 0 | 0 | 0 | 0 | 0 | 0 | 0 | 0 | 0 | 0 | 0 | 0 | 0 | 0 | 0 | 0 | 0 | 0 | 0 | planned project approved for synchronization to ERCOT grid (all synchronized projects are listed as avaiable for summer and winter certain years)
Tier 1 | US | Texas RE |  |  | 22INR0325 |  |  | BRP DICKENS BESS |  | BA | MWH |  | Other | 2022-05-30 |  | 202.33 | 0 | 0 | 0 | 0 | 0 | 0 | 0 | 0 | 0 | 0 | 0 | 0 | 0 | 0 | 0 | 0 | 0 | 0 | 0 | 0 | 0 | 0 | 0 | 0 | 0 | 0 | 0 | 0 | 0 | 0 | 0 | 0 | 0 | 0 | 0 | 0 | 0 | 0 | 0 | 0 | 0 | 0 | 0 | 0 | 0 | 0
Tier 1 | US | Texas RE |  |  | 22INR0322 |  |  | BRP PALEO BESS |  | BA | MWH |  | Other | 2022-09-30 |  | 202.36 | 0 | 0 | 0 | 0 | 0 | 0 | 0 | 0 | 0 | 0 | 0 | 0 | 0 | 0 | 0 | 0 | 0 | 0 | 0 | 0 | 0 | 0 | 0 | 0 | 0 | 0 | 0 | 0 | 0 | 0 | 0 | 0 | 0 | 0 | 0 | 0 | 0 | 0 | 0 | 0 | 0 | 0 | 0 | 0 | 0 | 0
Tier 1 | US | Texas RE |  |  | 20INR0089 |  |  | CHISHOLM GRID |  | BA | MWH |  | Other | 2021-07-23 |  | 101.7 | 0 | 0 | 0 | 0 | 0 | 0 | 0 | 0 | 0 | 0 | 0 | 0 | 0 | 0 | 0 | 0 | 0 | 0 | 0 | 0 | 0 | 0 | 0 | 0 | 0 | 0 | 0 | 0 | 0 | 0 | 0 | 0 | 0 | 0 | 0 | 0 | 0 | 0 | 0 | 0 | 0 | 0 | 0 | 0 | 0 | 0 | planned project approved for synchronization to ERCOT grid (all synchronized projects are listed as avaiable for summer and winter certain years)
Tier 1 | US | Texas RE |  |  | 21INR0510 |  |  | CROSSETT POWER BATT |  | BA | MWH |  | Other | 2021-08-01 |  | 203 | 0 | 0 | 0 | 0 | 0 | 0 | 0 | 0 | 0 | 0 | 0 | 0 | 0 | 0 | 0 | 0 | 0 | 0 | 0 | 0 | 0 | 0 | 0 | 0 | 0 | 0 | 0 | 0 | 0 | 0 | 0 | 0 | 0 | 0 | 0 | 0 | 0 | 0 | 0 | 0 | 0 | 0 | 0 | 0 | 0 | 0
Tier 1 | US | Texas RE |  |  | 21INR0479 |  |  | ENDURANCE PARK STORAGE |  | BA | MWH |  | Other | 2022-01-17 |  | 52.25 | 0 | 0 | 0 | 0 | 0 | 0 | 0 | 0 | 0 | 0 | 0 | 0 | 0 | 0 | 0 | 0 | 0 | 0 | 0 | 0 | 0 | 0 | 0 | 0 | 0 | 0 | 0 | 0 | 0 | 0 | 0 | 0 | 0 | 0 | 0 | 0 | 0 | 0 | 0 | 0 | 0 | 0 | 0 | 0 | 0 | 0
Tier 1 | US | Texas RE |  |  | 20INR0220 |  |  | EUNICE STORAGE |  | BA | MWH |  | Other | 2021-03-08 |  | 40.26 | 0 | 0 | 0 | 0 | 0 | 0 | 0 | 0 | 0 | 0 | 0 | 0 | 0 | 0 | 0 | 0 | 0 | 0 | 0 | 0 | 0 | 0 | 0 | 0 | 0 | 0 | 0 | 0 | 0 | 0 | 0 | 0 | 0 | 0 | 0 | 0 | 0 | 0 | 0 | 0 | 0 | 0 | 0 | 0 | 0 | 0 | planned project approved for synchronization to ERCOT grid (all synchronized projects are listed as avaiable for summer and winter certain years)
Existing | US | Texas RE |  |  | 21INR0364 |  |  | GAMBIT |  | BA | MWH |  | Other | 2021 |  | 102.4 | 0 | 0 | 0 | 0 | 0 | 0 | 0 | 0 | 0 | 0 | 0 | 0 | 0 | 0 | 0 | 0 | 0 | 0 | 0 | 0 | 0 | 0 | 0 | 0 | 0 | 0 | 0 | 0 | 0 | 0 | 0 | 0 | 0 | 0 | 0 | 0 | 0 | 0 | 0 | 0 | 0 | 0 | 0 | 0 | 0 | 0 | planned project approved for synchronization to ERCOT grid (all synchronized projects are listed as avaiable for summer and winter certain years)
Tier 1 | US | Texas RE |  |  | 21INR0029 |  |  | GREEN HOLLY STORAGE |  | BA | MWH |  | Other | 2023-08-01 |  | 50 | 0 | 0 | 0 | 0 | 0 | 0 | 0 | 0 | 0 | 0 | 0 | 0 | 0 | 0 | 0 | 0 | 0 | 0 | 0 | 0 | 0 | 0 | 0 | 0 | 0 | 0 | 0 | 0 | 0 | 0 | 0 | 0 | 0 | 0 | 0 | 0 | 0 | 0 | 0 | 0 | 0 | 0 | 0 | 0 | 0 | 0
Tier 1 | US | Texas RE |  |  | 20INR0280 |  |  | HIGH LONESOME BESS |  | BA | MWH |  | Other | 2022-06-01 |  | 51.06 | 0 | 0 | 0 | 0 | 0 | 0 | 0 | 0 | 0 | 0 | 0 | 0 | 0 | 0 | 0 | 0 | 0 | 0 | 0 | 0 | 0 | 0 | 0 | 0 | 0 | 0 | 0 | 0 | 0 | 0 | 0 | 0 | 0 | 0 | 0 | 0 | 0 | 0 | 0 | 0 | 0 | 0 | 0 | 0 | 0 | 0
Tier 1 | US | Texas RE |  |  | 21INR0522 |  |  | IGNACIO GRID |  | BA | MWH |  | Other | 2022-03-03 |  | 101.52 | 0 | 0 | 0 | 0 | 0 | 0 | 0 | 0 | 0 | 0 | 0 | 0 | 0 | 0 | 0 | 0 | 0 | 0 | 0 | 0 | 0 | 0 | 0 | 0 | 0 | 0 | 0 | 0 | 0 | 0 | 0 | 0 | 0 | 0 | 0 | 0 | 0 | 0 | 0 | 0 | 0 | 0 | 0 | 0 | 0 | 0
Tier 1 | US | Texas RE |  |  | 20INR0294 |  |  | LILY STORAGE |  | BA | MWH |  | Other | 2021-08-21 |  | 51.74 | 0 | 0 | 0 | 0 | 0 | 0 | 0 | 0 | 0 | 0 | 0 | 0 | 0 | 0 | 0 | 0 | 0 | 0 | 0 | 0 | 0 | 0 | 0 | 0 | 0 | 0 | 0 | 0 | 0 | 0 | 0 | 0 | 0 | 0 | 0 | 0 | 0 | 0 | 0 | 0 | 0 | 0 | 0 | 0 | 0 | 0
Tier 1 | US | Texas RE |  |  | 21INR0244 |  |  | MADERO GRID |  | BA | MWH |  | Other | 2022-01-13 |  | 101.52 | 0 | 0 | 0 | 0 | 0 | 0 | 0 | 0 | 0 | 0 | 0 | 0 | 0 | 0 | 0 | 0 | 0 | 0 | 0 | 0 | 0 | 0 | 0 | 0 | 0 | 0 | 0 | 0 | 0 | 0 | 0 | 0 | 0 | 0 | 0 | 0 | 0 | 0 | 0 | 0 | 0 | 0 | 0 | 0 | 0 | 0
Tier 1 | US | Texas RE |  |  | 20INR0276 |  |  | NORTH FORK |  | BA | MWH |  | Other | 2021-06-25 |  | 100.49 | 0 | 0 | 0 | 0 | 0 | 0 | 0 | 0 | 0 | 0 | 0 | 0 | 0 | 0 | 0 | 0 | 0 | 0 | 0 | 0 | 0 | 0 | 0 | 0 | 0 | 0 | 0 | 0 | 0 | 0 | 0 | 0 | 0 | 0 | 0 | 0 | 0 | 0 | 0 | 0 | 0 | 0 | 0 | 0 | 0 | 0 | planned project approved for synchronization to ERCOT grid (all synchronized projects are listed as avaiable for summer and winter certain years)
Tier 1 | US | Texas RE |  |  | 20INR0281 |  |  | QUEEN BESS |  | BA | MWH |  | Other | 2022-05-06 |  | 51.06 | 0 | 0 | 0 | 0 | 0 | 0 | 0 | 0 | 0 | 0 | 0 | 0 | 0 | 0 | 0 | 0 | 0 | 0 | 0 | 0 | 0 | 0 | 0 | 0 | 0 | 0 | 0 | 0 | 0 | 0 | 0 | 0 | 0 | 0 | 0 | 0 | 0 | 0 | 0 | 0 | 0 | 0 | 0 | 0 | 0 | 0
Tier 1 | US | Texas RE |  |  | 21INR0033 |  |  | RED HOLLY STORAGE |  | BA | MWH |  | Other | 2023-08-01 |  | 50 | 0 | 0 | 0 | 0 | 0 | 0 | 0 | 0 | 0 | 0 | 0 | 0 | 0 | 0 | 0 | 0 | 0 | 0 | 0 | 0 | 0 | 0 | 0 | 0 | 0 | 0 | 0 | 0 | 0 | 0 | 0 | 0 | 0 | 0 | 0 | 0 | 0 | 0 | 0 | 0 | 0 | 0 | 0 | 0 | 0 | 0
Tier 1 | US | Texas RE |  |  | 21INR0460 |  |  | REPUBLIC ROAD STORAGE |  | BA | MWH |  | Other | 2021-10-29 |  | 51.75 | 0 | 0 | 0 | 0 | 0 | 0 | 0 | 0 | 0 | 0 | 0 | 0 | 0 | 0 | 0 | 0 | 0 | 0 | 0 | 0 | 0 | 0 | 0 | 0 | 0 | 0 | 0 | 0 | 0 | 0 | 0 | 0 | 0 | 0 | 0 | 0 | 0 | 0 | 0 | 0 | 0 | 0 | 0 | 0 | 0 | 0
Tier 1 | US | Texas RE |  |  | 19INR0176 |  |  | ROUGHNECK STORAGE |  | BA | MWH |  | Other | 2021-07-01 |  | 50 | 0 | 0 | 0 | 0 | 0 | 0 | 0 | 0 | 0 | 0 | 0 | 0 | 0 | 0 | 0 | 0 | 0 | 0 | 0 | 0 | 0 | 0 | 0 | 0 | 0 | 0 | 0 | 0 | 0 | 0 | 0 | 0 | 0 | 0 | 0 | 0 | 0 | 0 | 0 | 0 | 0 | 0 | 0 | 0 | 0 | 0
Tier 1 | US | Texas RE |  |  | 20INR0246 |  |  | RYAN ENERGY STORAGE |  | BA | MWH |  | Other | 2023-01-09 |  | 50 | 0 | 0 | 0 | 0 | 0 | 0 | 0 | 0 | 0 | 0 | 0 | 0 | 0 | 0 | 0 | 0 | 0 | 0 | 0 | 0 | 0 | 0 | 0 | 0 | 0 | 0 | 0 | 0 | 0 | 0 | 0 | 0 | 0 | 0 | 0 | 0 | 0 | 0 | 0 | 0 | 0 | 0 | 0 | 0 | 0 | 0
Tier 1 | US | Texas RE |  |  | 20INR0291 |  |  | SILICON HILL STORAGE |  | BA | MWH |  | Other | 2021-09-09 |  | 104.62 | 0 | 0 | 0 | 0 | 0 | 0 | 0 | 0 | 0 | 0 | 0 | 0 | 0 | 0 | 0 | 0 | 0 | 0 | 0 | 0 | 0 | 0 | 0 | 0 | 0 | 0 | 0 | 0 | 0 | 0 | 0 | 0 | 0 | 0 | 0 | 0 | 0 | 0 | 0 | 0 | 0 | 0 | 0 | 0 | 0 | 0
Tier 1 | US | Texas RE |  |  | 21INR0357 |  |  | SP TX-12B BESS |  | BA | MWH |  | Other | 2021-09-01 |  | 25.12 | 0 | 0 | 0 | 0 | 0 | 0 | 0 | 0 | 0 | 0 | 0 | 0 | 0 | 0 | 0 | 0 | 0 | 0 | 0 | 0 | 0 | 0 | 0 | 0 | 0 | 0 | 0 | 0 | 0 | 0 | 0 | 0 | 0 | 0 | 0 | 0 | 0 | 0 | 0 | 0 | 0 | 0 | 0 | 0 | 0 | 0
Tier 1 | US | Texas RE |  |  | 21INR0473 |  |  | VORTEX BESS |  | BA | MWH |  | Other | 2021-12-31 |  | 121.83 | 0 | 0 | 0 | 0 | 0 | 0 | 0 | 0 | 0 | 0 | 0 | 0 | 0 | 0 | 0 | 0 | 0 | 0 | 0 | 0 | 0 | 0 | 0 | 0 | 0 | 0 | 0 | 0 | 0 | 0 | 0 | 0 | 0 | 0 | 0 | 0 | 0 | 0 | 0 | 0 | 0 | 0 | 0 | 0 | 0 | 0
Existing | US | Texas RE |  |  | BRP_DIKN_UNIT1 |  |  | BRP DICKINSON (DGR) |  | BA | MWH |  | Other | 2021 |  | 9.95 | 0 | 0 | 0 | 0 | 0 | 0 | 0 | 0 | 0 | 0 | 0 | 0 | 0 | 0 | 0 | 0 | 0 | 0 | 0 | 0 | 0 | 0 | 0 | 0 | 0 | 0 | 0 | 0 | 0 | 0 | 0 | 0 | 0 | 0 | 0 | 0 | 0 | 0 | 0 | 0 | 0 | 0 | 0 | 0 | 0 | 0
Tier 1 | US | Texas RE |  |  | BRP_PBL1_UNIT1 |  |  | BRP PUEBLO I (DGR) |  | BA | MWH |  | Other | 2021-04-12 |  | 9.95 | 0 | 0 | 0 | 0 | 0 | 0 | 0 | 0 | 0 | 0 | 0 | 0 | 0 | 0 | 0 | 0 | 0 | 0 | 0 | 0 | 0 | 0 | 0 | 0 | 0 | 0 | 0 | 0 | 0 | 0 | 0 | 0 | 0 | 0 | 0 | 0 | 0 | 0 | 0 | 0 | 0 | 0 | 0 | 0 | 0 | 0 | planned project approved for synchronization to ERCOT grid (all synchronized projects are listed as avaiable for summer and winter certain years)
Tier 1 | US | Texas RE |  |  | BRP_PBL2_UNIT1 |  |  | BRP PUEBLO II (DGR) |  | BA | MWH |  | Other | 2020-12-31 |  | 9.95 | 0 | 0 | 0 | 0 | 0 | 0 | 0 | 0 | 0 | 0 | 0 | 0 | 0 | 0 | 0 | 0 | 0 | 0 | 0 | 0 | 0 | 0 | 0 | 0 | 0 | 0 | 0 | 0 | 0 | 0 | 0 | 0 | 0 | 0 | 0 | 0 | 0 | 0 | 0 | 0 | 0 | 0 | 0 | 0 | 0 | 0 | planned project approved for synchronization to ERCOT grid (all synchronized projects are listed as avaiable for summer and winter certain years)
Tier 1 | US | Texas RE |  |  | BRP_RNC1_UNIT1 |  |  | BRP RANCHTOWN (DGR) |  | BA | MWH |  | Other | 2021-04-20 |  | 9.95 | 0 | 0 | 0 | 0 | 0 | 0 | 0 | 0 | 0 | 0 | 0 | 0 | 0 | 0 | 0 | 0 | 0 | 0 | 0 | 0 | 0 | 0 | 0 | 0 | 0 | 0 | 0 | 0 | 0 | 0 | 0 | 0 | 0 | 0 | 0 | 0 | 0 | 0 | 0 | 0 | 0 | 0 | 0 | 0 | 0 | 0 | planned project approved for synchronization to ERCOT grid (all synchronized projects are listed as avaiable for summer and winter certain years)
Tier 1 | US | Texas RE |  |  | BRP_ZPT1_UNIT1 |  |  | BRP ZAPATA I (DGR) |  | BA | MWH |  | Other | 2020-12-31 |  | 9.95 | 0 | 0 | 0 | 0 | 0 | 0 | 0 | 0 | 0 | 0 | 0 | 0 | 0 | 0 | 0 | 0 | 0 | 0 | 0 | 0 | 0 | 0 | 0 | 0 | 0 | 0 | 0 | 0 | 0 | 0 | 0 | 0 | 0 | 0 | 0 | 0 | 0 | 0 | 0 | 0 | 0 | 0 | 0 | 0 | 0 | 0 | planned project approved for synchronization to ERCOT grid (all synchronized projects are listed as avaiable for summer and winter certain years)
Tier 1 | US | Texas RE |  |  | BRP_ZPT2_UNIT1 |  |  | BRP ZAPATA II (DGR) |  | BA | MWH |  | Other | 2021-04-12 |  | 9.95 | 0 | 0 | 0 | 0 | 0 | 0 | 0 | 0 | 0 | 0 | 0 | 0 | 0 | 0 | 0 | 0 | 0 | 0 | 0 | 0 | 0 | 0 | 0 | 0 | 0 | 0 | 0 | 0 | 0 | 0 | 0 | 0 | 0 | 0 | 0 | 0 | 0 | 0 | 0 | 0 | 0 | 0 | 0 | 0 | 0 | 0 | planned project approved for synchronization to ERCOT grid (all synchronized projects are listed as avaiable for summer and winter certain years)
Existing | US | Texas RE |  |  | FLVABES1_FLATU1 |  |  | FLOWER VALLEY BATTERY (DGR) |  | BA | MWH |  | Other | 2021 |  | 9.9 | 0 | 0 | 0 | 0 | 0 | 0 | 0 | 0 | 0 | 0 | 0 | 0 | 0 | 0 | 0 | 0 | 0 | 0 | 0 | 0 | 0 | 0 | 0 | 0 | 0 | 0 | 0 | 0 | 0 | 0 | 0 | 0 | 0 | 0 | 0 | 0 | 0 | 0 | 0 | 0 | 0 | 0 | 0 | 0 | 0 | 0
Tier 1 | US | Texas RE |  |  | SNY_BESS_UNIT1 |  |  | SNYDER (DGR) |  | BA | MWH |  | Other | 2021-08-01 |  | 9.95 | 0 | 0 | 0 | 0 | 0 | 0 | 0 | 0 | 0 | 0 | 0 | 0 | 0 | 0 | 0 | 0 | 0 | 0 | 0 | 0 | 0 | 0 | 0 | 0 | 0 | 0 | 0 | 0 | 0 | 0 | 0 | 0 | 0 | 0 | 0 | 0 | 0 | 0 | 0 | 0 | 0 | 0 | 0 | 0 | 0 | 0
Tier 1 | US | Texas RE |  |  | SWT_BESS_UNIT1 |  |  | SWEETWATER BESS (DGR) |  | BA | MWH |  | Other | 2021-08-01 |  | 9.95 | 0 | 0 | 0 | 0 | 0 | 0 | 0 | 0 | 0 | 0 | 0 | 0 | 0 | 0 | 0 | 0 | 0 | 0 | 0 | 0 | 0 | 0 | 0 | 0 | 0 | 0 | 0 | 0 | 0 | 0 | 0 | 0 | 0 | 0 | 0 | 0 | 0 | 0 | 0 | 0 | 0 | 0 | 0 | 0 | 0 | 0
Existing | US | Texas RE |  |  | SWOOSE1_SWOOSEU1 |  |  | SWOOSE BATTERY (DGR) |  | BA | MWH |  | Other | 2021 |  | 9.9 | 0 | 0 | 0 | 0 | 0 | 0 | 0 | 0 | 0 | 0 | 0 | 0 | 0 | 0 | 0 | 0 | 0 | 0 | 0 | 0 | 0 | 0 | 0 | 0 | 0 | 0 | 0 | 0 | 0 | 0 | 0 | 0 | 0 | 0 | 0 | 0 | 0 | 0 | 0 | 0 | 0 | 0 | 0 | 0 | 0 | 0 | planned project approved for synchronization to ERCOT grid (all synchronized projects are listed as avaiable for summer and winter certain years)
Tier 1 | US | Texas RE |  |  | TOYAH_BESS |  |  | TOYAH POWER STATION (DGR) |  | BA | MWH |  | Other | 2021-07-15 |  | 9.95 | 0 | 0 | 0 | 0 | 0 | 0 | 0 | 0 | 0 | 0 | 0 | 0 | 0 | 0 | 0 | 0 | 0 | 0 | 0 | 0 | 0 | 0 | 0 | 0 | 0 | 0 | 0 | 0 | 0 | 0 | 0 | 0 | 0 | 0 | 0 | 0 | 0 | 0 | 0 | 0 | 0 | 0 | 0 | 0 | 0 | 0
Existing | US | Texas RE |  |  | TRIPBUT1_BELU1 |  |  | TRIPLE BUTTE (DGR) |  | BA | MWH |  | Other | 2021 |  | 9.18 | 0 | 0 | 0 | 0 | 0 | 0 | 0 | 0 | 0 | 0 | 0 | 0 | 0 | 0 | 0 | 0 | 0 | 0 | 0 | 0 | 0 | 0 | 0 | 0 | 0 | 0 | 0 | 0 | 0 | 0 | 0 | 0 | 0 | 0 | 0 | 0 | 0 | 0 | 0 | 0 | 0 | 0 | 0 | 0 | 0 | 0 | planned project approved for synchronization to ERCOT grid (all synchronized projects are listed as avaiable for summer and winter certain years)
Tier 1 | US | Texas RE |  |  | WOV_BESS_UNIT1 |  |  | WESTOVER BESS (DGR) |  | BA | MWH |  | Other | 2021-08-01 |  | 9.95 | 0 | 0 | 0 | 0 | 0 | 0 | 0 | 0 | 0 | 0 | 0 | 0 | 0 | 0 | 0 | 0 | 0 | 0 | 0 | 0 | 0 | 0 | 0 | 0 | 0 | 0 | 0 | 0 | 0 | 0 | 0 | 0 | 0 | 0 | 0 | 0 | 0 | 0 | 0 | 0 | 0 | 0 | 0 | 0 | 0 | 0
Tier 2 | US | Texas RE |  |  | 23INR0029 |  |  | CEDAR BAYOU5 |  | CC | NG | 0 | Natural Gas and Other Gases | 2023-06-01 |  | 730 | 674 | 697 | 0 | 0 | 674 | 674 | 674 | 674 | 674 | 674 | 674 | 674 | 674 | 0 | 0 | 697 | 697 | 697 | 697 | 697 | 697 | 697 | 697 | 697 | 0 | 0 | 0 | 0 | 0 | 0 | 0 | 0 | 0 | 0 | 0 | 0 | 0 | 0 | 0 | 0 | 0 | 0 | 0 | 0 | 0 | 0
Tier 2 | US | Texas RE |  |  | 24INR0010 |  |  | PINNINGTON SOLAR |  | PV | SUN |  | Solar | 2024-06-01 |  | 666.1 | 532.88 | 46.627 | 0 | 0 | 0 | 532.88 | 532.88 | 532.88 | 532.88 | 532.88 | 532.88 | 532.88 | 532.88 | 0 | 0 | 0 | 46.627 | 46.627 | 46.627 | 46.627 | 46.627 | 46.627 | 46.627 | 46.627 | 0 | 0 | 0 | 0 | 0 | 0 | 0 | 0 | 0 | 0 | 0 | 0 | 0 | 0 | 0 | 0 | 0 | 0 | 0 | 0 | 0 | 0
Tier 2 | US | Texas RE |  |  | 21INR0481 |  |  | LUNAR SOLAR |  | PV | SUN |  | Solar | 2022-05-06 |  | 609.74 | 487.792 | 42.6818 | 0 | 487.792 | 487.792 | 487.792 | 487.792 | 487.792 | 487.792 | 487.792 | 487.792 | 487.792 | 487.792 | 0 | 42.6818 | 42.6818 | 42.6818 | 42.6818 | 42.6818 | 42.6818 | 42.6818 | 42.6818 | 42.6818 | 42.6818 | 0 | 0 | 0 | 0 | 0 | 0 | 0 | 0 | 0 | 0 | 0 | 0 | 0 | 0 | 0 | 0 | 0 | 0 | 0 | 0 | 0 | 0
Tier 2 | US | Texas RE |  |  | 22INR0337 |  |  | SKYLAB SOLAR |  | PV | SUN |  | Solar | 2022-05-31 |  | 609.74 | 487.792 | 42.6818 | 0 | 487.792 | 487.792 | 487.792 | 487.792 | 487.792 | 487.792 | 487.792 | 487.792 | 487.792 | 487.792 | 0 | 42.6818 | 42.6818 | 42.6818 | 42.6818 | 42.6818 | 42.6818 | 42.6818 | 42.6818 | 42.6818 | 42.6818 | 0 | 0 | 0 | 0 | 0 | 0 | 0 | 0 | 0 | 0 | 0 | 0 | 0 | 0 | 0 | 0 | 0 | 0 | 0 | 0 | 0 | 0
Tier 2 | US | Texas RE |  |  | 23INR0190 |  |  | COSMOS SOLAR |  | PV | SUN |  | Solar | 2023-06-01 |  | 609.74 | 487.792 | 42.6818 | 0 | 0 | 487.792 | 487.792 | 487.792 | 487.792 | 487.792 | 487.792 | 487.792 | 487.792 | 487.792 | 0 | 0 | 42.6818 | 42.6818 | 42.6818 | 42.6818 | 42.6818 | 42.6818 | 42.6818 | 42.6818 | 42.6818 | 0 | 0 | 0 | 0 | 0 | 0 | 0 | 0 | 0 | 0 | 0 | 0 | 0 | 0 | 0 | 0 | 0 | 0 | 0 | 0 | 0 | 0
Tier 2 | US | Texas RE |  |  | 23INR0111 |  |  | G-STAR SOLAR |  | PV | SUN |  | Solar | 2023-04-01 |  | 608.76 | 487.008 | 42.6132 | 0 | 0 | 487.008 | 487.008 | 487.008 | 487.008 | 487.008 | 487.008 | 487.008 | 487.008 | 487.008 | 0 | 0 | 42.6132 | 42.6132 | 42.6132 | 42.6132 | 42.6132 | 42.6132 | 42.6132 | 42.6132 | 42.6132 | 0 | 0 | 0 | 0 | 0 | 0 | 0 | 0 | 0 | 0 | 0 | 0 | 0 | 0 | 0 | 0 | 0 | 0 | 0 | 0 | 0 | 0
Tier 2 | US | Texas RE |  |  | 21INR0268 |  |  | GREYHOUND SOLAR |  | PV | SUN |  | Solar | 2022-12-15 |  | 608.7 | 486.96 | 42.609 | 0 | 0 | 486.96 | 486.96 | 486.96 | 486.96 | 486.96 | 486.96 | 486.96 | 486.96 | 486.96 | 0 | 0 | 42.609 | 42.609 | 42.609 | 42.609 | 42.609 | 42.609 | 42.609 | 42.609 | 42.609 | 0 | 0 | 0 | 0 | 0 | 0 | 0 | 0 | 0 | 0 | 0 | 0 | 0 | 0 | 0 | 0 | 0 | 0 | 0 | 0 | 0 | 0
Tier 2 | US | Texas RE |  |  | 22INR0262 |  |  | DEVILLE SOLAR |  | PV | SUN |  | Solar | 2023-01-01 |  | 556.25 | 445 | 38.9375 | 0 | 0 | 445 | 445 | 445 | 445 | 445 | 445 | 445 | 445 | 445 | 0 | 0 | 38.9375 | 38.9375 | 38.9375 | 38.9375 | 38.9375 | 38.9375 | 38.9375 | 38.9375 | 38.9375 | 0 | 0 | 0 | 0 | 0 | 0 | 0 | 0 | 0 | 0 | 0 | 0 | 0 | 0 | 0 | 0 | 0 | 0 | 0 | 0 | 0 | 0
Tier 2 | US | Texas RE |  |  | 23INR0057 |  |  | DUFFY SOLAR |  | PV | SUN |  | Solar | 2023-06-01 |  | 545.21 | 436.168 | 38.1647 | 0 | 0 | 436.168 | 436.168 | 436.168 | 436.168 | 436.168 | 436.168 | 436.168 | 436.168 | 436.168 | 0 | 0 | 38.1647 | 38.1647 | 38.1647 | 38.1647 | 38.1647 | 38.1647 | 38.1647 | 38.1647 | 38.1647 | 0 | 0 | 0 | 0 | 0 | 0 | 0 | 0 | 0 | 0 | 0 | 0 | 0 | 0 | 0 | 0 | 0 | 0 | 0 | 0 | 0 | 0
Tier 2 | US | Texas RE |  |  | 22INR0271 |  |  | BRONZE FORK SOLAR |  | PV | SUN |  | Solar | 2022-12-01 |  | 515.89 | 412.712 | 36.1123 | 0 | 0 | 412.712 | 412.712 | 412.712 | 412.712 | 412.712 | 412.712 | 412.712 | 412.712 | 412.712 | 0 | 36.1123 | 36.1123 | 36.1123 | 36.1123 | 36.1123 | 36.1123 | 36.1123 | 36.1123 | 36.1123 | 36.1123 | 0 | 0 | 0 | 0 | 0 | 0 | 0 | 0 | 0 | 0 | 0 | 0 | 0 | 0 | 0 | 0 | 0 | 0 | 0 | 0 | 0 | 0
Tier 2 | US | Texas RE |  |  | 22INR0236 |  |  | POINT MOUNTAIN SOLAR |  | PV | SUN |  | Solar | 2022-07-01 |  | 514 | 411.2 | 35.98 | 0 | 411.2 | 411.2 | 411.2 | 411.2 | 411.2 | 411.2 | 411.2 | 411.2 | 411.2 | 411.2 | 0 | 35.98 | 35.98 | 35.98 | 35.98 | 35.98 | 35.98 | 35.98 | 35.98 | 35.98 | 35.98 | 0 | 0 | 0 | 0 | 0 | 0 | 0 | 0 | 0 | 0 | 0 | 0 | 0 | 0 | 0 | 0 | 0 | 0 | 0 | 0 | 0 | 0
Tier 2 | US | Texas RE |  |  | 23INR0007 |  |  | OUTPOST SOLAR |  | PV | SUN |  | Solar | 2023-05-01 |  | 513.7 | 410.96 | 35.959 | 0 | 0 | 410.96 | 410.96 | 410.96 | 410.96 | 410.96 | 410.96 | 410.96 | 410.96 | 410.96 | 0 | 0 | 35.959 | 35.959 | 35.959 | 35.959 | 35.959 | 35.959 | 35.959 | 35.959 | 35.959 | 0 | 0 | 0 | 0 | 0 | 0 | 0 | 0 | 0 | 0 | 0 | 0 | 0 | 0 | 0 | 0 | 0 | 0 | 0 | 0 | 0 | 0
Tier 2 | US | Texas RE |  |  | 23INR0008 |  |  | HARLEY HAND SOLAR |  | PV | SUN |  | Solar | 2023-06-01 |  | 513.7 | 410.96 | 35.959 | 0 | 0 | 410.96 | 410.96 | 410.96 | 410.96 | 410.96 | 410.96 | 410.96 | 410.96 | 410.96 | 0 | 0 | 35.959 | 35.959 | 35.959 | 35.959 | 35.959 | 35.959 | 35.959 | 35.959 | 35.959 | 0 | 0 | 0 | 0 | 0 | 0 | 0 | 0 | 0 | 0 | 0 | 0 | 0 | 0 | 0 | 0 | 0 | 0 | 0 | 0 | 0 | 0
Tier 2 | US | Texas RE |  |  | 22INR0272 |  |  | BRINTON FORK SOLAR |  | PV | SUN |  | Solar | 2022-12-01 |  | 513.5 | 410.8 | 35.945 | 0 | 0 | 410.8 | 410.8 | 410.8 | 410.8 | 410.8 | 410.8 | 410.8 | 410.8 | 410.8 | 0 | 35.945 | 35.945 | 35.945 | 35.945 | 35.945 | 35.945 | 35.945 | 35.945 | 35.945 | 35.945 | 0 | 0 | 0 | 0 | 0 | 0 | 0 | 0 | 0 | 0 | 0 | 0 | 0 | 0 | 0 | 0 | 0 | 0 | 0 | 0 | 0 | 0
Tier 1 | US | Texas RE |  |  | 22INR0270 |  |  | BRASS FORK SOLAR |  | PV | SUN |  | Solar | 2023-05-01 |  | 513.19 | 410.552 | 35.9233 | 0 | 0 | 410.552 | 410.552 | 410.552 | 410.552 | 410.552 | 410.552 | 410.552 | 410.552 | 410.552 | 0 | 0 | 35.9233 | 35.9233 | 35.9233 | 35.9233 | 35.9233 | 35.9233 | 35.9233 | 35.9233 | 35.9233 | 0 | 0 | 0 | 0 | 0 | 0 | 0 | 0 | 0 | 0 | 0 | 0 | 0 | 0 | 0 | 0 | 0 | 0 | 0 | 0 | 0 | 0
Tier 2 | US | Texas RE |  |  | 22INR0402 |  |  | FRYE STORAGE |  | BA | MWH |  | Other | 2023-05-31 |  | 510 | 0 | 0 | 0 | 0 | 0 | 0 | 0 | 0 | 0 | 0 | 0 | 0 | 0 | 0 | 0 | 0 | 0 | 0 | 0 | 0 | 0 | 0 | 0 | 0 | 0 | 0 | 0 | 0 | 0 | 0 | 0 | 0 | 0 | 0 | 0 | 0 | 0 | 0 | 0 | 0 | 0 | 0 | 0 | 0 | 0 | 0
Tier 2 | US | Texas RE |  |  | 21INR0256 |  |  | AMSTERDAM SOLAR |  | PV | SUN |  | Solar | 2022-06-01 |  | 509.88 | 407.904 | 35.6916 | 0 | 407.904 | 407.904 | 407.904 | 407.904 | 407.904 | 407.904 | 407.904 | 407.904 | 407.904 | 407.904 | 0 | 35.6916 | 35.6916 | 35.6916 | 35.6916 | 35.6916 | 35.6916 | 35.6916 | 35.6916 | 35.6916 | 35.6916 | 0 | 0 | 0 | 0 | 0 | 0 | 0 | 0 | 0 | 0 | 0 | 0 | 0 | 0 | 0 | 0 | 0 | 0 | 0 | 0 | 0 | 0
Tier 2 | US | Texas RE |  |  | 23INR0189 |  |  | BAYSIDE SOLAR |  | PV | SUN |  | Solar | 2023-12-31 |  | 509.4 | 407.52 | 35.658 | 0 | 0 | 0 | 407.52 | 407.52 | 407.52 | 407.52 | 407.52 | 407.52 | 407.52 | 407.52 | 0 | 0 | 0 | 35.658 | 35.658 | 35.658 | 35.658 | 35.658 | 35.658 | 35.658 | 35.658 | 0 | 0 | 0 | 0 | 0 | 0 | 0 | 0 | 0 | 0 | 0 | 0 | 0 | 0 | 0 | 0 | 0 | 0 | 0 | 0 | 0 | 0
Tier 2 | US | Texas RE |  |  | 24INR0011 |  |  | PINNINGTON STORAGE |  | BA | MWH |  | Other | 2024-06-01 |  | 508.7 | 0 | 0 | 0 | 0 | 0 | 0 | 0 | 0 | 0 | 0 | 0 | 0 | 0 | 0 | 0 | 0 | 0 | 0 | 0 | 0 | 0 | 0 | 0 | 0 | 0 | 0 | 0 | 0 | 0 | 0 | 0 | 0 | 0 | 0 | 0 | 0 | 0 | 0 | 0 | 0 | 0 | 0 | 0 | 0 | 0 | 0
Tier 2 | US | Texas RE |  |  | 23INR0082 |  |  | BOTTOM GRASS SOLAR |  | PV | SUN |  | Solar | 2023-12-31 |  | 508.61 | 406.888 | 35.6027 | 0 | 0 | 0 | 406.888 | 406.888 | 406.888 | 406.888 | 406.888 | 406.888 | 406.888 | 406.888 | 0 | 0 | 0 | 35.6027 | 35.6027 | 35.6027 | 35.6027 | 35.6027 | 35.6027 | 35.6027 | 35.6027 | 0 | 0 | 0 | 0 | 0 | 0 | 0 | 0 | 0 | 0 | 0 | 0 | 0 | 0 | 0 | 0 | 0 | 0 | 0 | 0 | 0 | 0
Tier 2 | US | Texas RE |  |  | 23INR0209 |  |  | OUTPOST STORAGE |  | BA | MWH |  | Other | 2023-05-01 |  | 508.1 | 0 | 0 | 0 | 0 | 0 | 0 | 0 | 0 | 0 | 0 | 0 | 0 | 0 | 0 | 0 | 0 | 0 | 0 | 0 | 0 | 0 | 0 | 0 | 0 | 0 | 0 | 0 | 0 | 0 | 0 | 0 | 0 | 0 | 0 | 0 | 0 | 0 | 0 | 0 | 0 | 0 | 0 | 0 | 0 | 0 | 0
Tier 2 | US | Texas RE |  |  | 23INR0055 |  |  | TABOR SOLAR |  | PV | SUN |  | Solar | 2023-05-15 |  | 506.4 | 405.12 | 35.448 | 0 | 0 | 405.12 | 405.12 | 405.12 | 405.12 | 405.12 | 405.12 | 405.12 | 405.12 | 405.12 | 0 | 0 | 35.448 | 35.448 | 35.448 | 35.448 | 35.448 | 35.448 | 35.448 | 35.448 | 35.448 | 0 | 0 | 0 | 0 | 0 | 0 | 0 | 0 | 0 | 0 | 0 | 0 | 0 | 0 | 0 | 0 | 0 | 0 | 0 | 0 | 0 | 0
Tier 2 | US | Texas RE |  |  | 23INR0021 |  |  | HORNET SOLAR |  | PV | SUN |  | Solar | 2023-12-31 |  | 503.21 | 402.568 | 35.2247 | 0 | 0 | 0 | 402.568 | 402.568 | 402.568 | 402.568 | 402.568 | 402.568 | 402.568 | 402.568 | 0 | 0 | 0 | 35.2247 | 35.2247 | 35.2247 | 35.2247 | 35.2247 | 35.2247 | 35.2247 | 35.2247 | 0 | 0 | 0 | 0 | 0 | 0 | 0 | 0 | 0 | 0 | 0 | 0 | 0 | 0 | 0 | 0 | 0 | 0 | 0 | 0 | 0 | 0
Tier 2 | US | Texas RE |  |  | 22INR0269 |  |  | SHINNERY HILL SOLAR |  | PV | SUN |  | Solar | 2022-12-01 |  | 502.54 | 402.032 | 35.1778 | 0 | 0 | 402.032 | 402.032 | 402.032 | 402.032 | 402.032 | 402.032 | 402.032 | 402.032 | 402.032 | 0 | 35.1778 | 35.1778 | 35.1778 | 35.1778 | 35.1778 | 35.1778 | 35.1778 | 35.1778 | 35.1778 | 35.1778 | 0 | 0 | 0 | 0 | 0 | 0 | 0 | 0 | 0 | 0 | 0 | 0 | 0 | 0 | 0 | 0 | 0 | 0 | 0 | 0 | 0 | 0
Tier 2 | US | Texas RE |  |  | 21INR0401 |  |  | YOUNG WIND |  | WT | WND |  | Wind | 2022-12-31 |  | 500 | 95 | 100 | 0 | 0 | 95 | 95 | 95 | 95 | 95 | 95 | 95 | 95 | 95 | 0 | 0 | 100 | 100 | 100 | 100 | 100 | 100 | 100 | 100 | 100 | 0 | 0 | 0 | 0 | 0 | 0 | 0 | 0 | 0 | 0 | 0 | 0 | 0 | 0 | 0 | 0 | 0 | 0 | 0 | 0 | 0 | 0
Tier 2 | US | Texas RE |  |  | 21INR0505 |  |  | RAMSEY STORAGE |  | BA | MWH |  | Other | 2022-05-01 |  | 500 | 0 | 0 | 0 | 0 | 0 | 0 | 0 | 0 | 0 | 0 | 0 | 0 | 0 | 0 | 0 | 0 | 0 | 0 | 0 | 0 | 0 | 0 | 0 | 0 | 0 | 0 | 0 | 0 | 0 | 0 | 0 | 0 | 0 | 0 | 0 | 0 | 0 | 0 | 0 | 0 | 0 | 0 | 0 | 0 | 0 | 0
Tier 2 | US | Texas RE |  |  | 22INR0218 |  |  | GREYHOUND SOLAR 2 |  | PV | SUN |  | Solar | 2022-12-15 |  | 500 | 400 | 35 | 0 | 0 | 400 | 400 | 400 | 400 | 400 | 400 | 400 | 400 | 400 | 0 | 0 | 35 | 35 | 35 | 35 | 35 | 35 | 35 | 35 | 35 | 0 | 0 | 0 | 0 | 0 | 0 | 0 | 0 | 0 | 0 | 0 | 0 | 0 | 0 | 0 | 0 | 0 | 0 | 0 | 0 | 0 | 0
Tier 2 | US | Texas RE |  |  | 21INR0264 |  |  | MONARCH CREEK WIND (B) |  | WT | WND |  | Wind | 2022-12-01 |  | 451.5 | 85.785 | 90.3 | 0 | 0 | 85.785 | 85.785 | 85.785 | 85.785 | 85.785 | 85.785 | 85.785 | 85.785 | 85.785 | 0 | 90.3 | 90.3 | 90.3 | 90.3 | 90.3 | 90.3 | 90.3 | 90.3 | 90.3 | 90.3 | 0 | 0 | 0 | 0 | 0 | 0 | 0 | 0 | 0 | 0 | 0 | 0 | 0 | 0 | 0 | 0 | 0 | 0 | 0 | 0 | 0 | 0
Tier 2 | US | Texas RE |  |  | 22INR0237 |  |  | DRAGAN SOLAR |  | PV | SUN |  | Solar | 2024-05-01 |  | 411 | 328.8 | 28.77 | 0 | 0 | 0 | 328.8 | 328.8 | 328.8 | 328.8 | 328.8 | 328.8 | 328.8 | 328.8 | 0 | 0 | 0 | 28.77 | 28.77 | 28.77 | 28.77 | 28.77 | 28.77 | 28.77 | 28.77 | 0 | 0 | 0 | 0 | 0 | 0 | 0 | 0 | 0 | 0 | 0 | 0 | 0 | 0 | 0 | 0 | 0 | 0 | 0 | 0 | 0 | 0
Tier 2 | US | Texas RE |  |  | 23INR0044 |  |  | PARLIAMENT SOLAR |  | PV | SUN |  | Solar | 2023-05-31 |  | 410 | 328 | 28.7 | 0 | 0 | 328 | 328 | 328 | 328 | 328 | 328 | 328 | 328 | 328 | 0 | 0 | 28.7 | 28.7 | 28.7 | 28.7 | 28.7 | 28.7 | 28.7 | 28.7 | 28.7 | 0 | 0 | 0 | 0 | 0 | 0 | 0 | 0 | 0 | 0 | 0 | 0 | 0 | 0 | 0 | 0 | 0 | 0 | 0 | 0 | 0 | 0
Tier 2 | US | Texas RE |  |  | 23INR0027 |  |  | CACHENA SOLAR |  | PV | SUN |  | Solar | 2023-06-01 |  | 408.94 | 327.152 | 28.6258 | 0 | 0 | 327.152 | 327.152 | 327.152 | 327.152 | 327.152 | 327.152 | 327.152 | 327.152 | 327.152 | 0 | 0 | 28.6258 | 28.6258 | 28.6258 | 28.6258 | 28.6258 | 28.6258 | 28.6258 | 28.6258 | 28.6258 | 0 | 0 | 0 | 0 | 0 | 0 | 0 | 0 | 0 | 0 | 0 | 0 | 0 | 0 | 0 | 0 | 0 | 0 | 0 | 0 | 0 | 0
Tier 2 | US | Texas RE |  |  | 21INR0379 |  |  | ASH CREEK SOLAR |  | PV | SUN |  | Solar | 2023-12-31 |  | 408.85 | 327.08 | 28.6195 | 0 | 0 | 0 | 327.08 | 327.08 | 327.08 | 327.08 | 327.08 | 327.08 | 327.08 | 327.08 | 0 | 0 | 0 | 28.6195 | 28.6195 | 28.6195 | 28.6195 | 28.6195 | 28.6195 | 28.6195 | 28.6195 | 0 | 0 | 0 | 0 | 0 | 0 | 0 | 0 | 0 | 0 | 0 | 0 | 0 | 0 | 0 | 0 | 0 | 0 | 0 | 0 | 0 | 0
Tier 2 | US | Texas RE |  |  | 22INR0400 |  |  | DRAGAN STORAGE |  | BA | MWH |  | Other | 2022-10-15 |  | 408.3 | 0 | 0 | 0 | 0 | 0 | 0 | 0 | 0 | 0 | 0 | 0 | 0 | 0 | 0 | 0 | 0 | 0 | 0 | 0 | 0 | 0 | 0 | 0 | 0 | 0 | 0 | 0 | 0 | 0 | 0 | 0 | 0 | 0 | 0 | 0 | 0 | 0 | 0 | 0 | 0 | 0 | 0 | 0 | 0 | 0 | 0
Tier 2 | US | Texas RE |  |  | 23INR0054 |  |  | TANGLEWOOD SOLAR |  | PV | SUN |  | Solar | 2023-10-01 |  | 408.01 | 326.408 | 28.5607 | 0 | 0 | 0 | 326.408 | 326.408 | 326.408 | 326.408 | 326.408 | 326.408 | 326.408 | 326.408 | 0 | 0 | 28.5607 | 28.5607 | 28.5607 | 28.5607 | 28.5607 | 28.5607 | 28.5607 | 28.5607 | 28.5607 | 0 | 0 | 0 | 0 | 0 | 0 | 0 | 0 | 0 | 0 | 0 | 0 | 0 | 0 | 0 | 0 | 0 | 0 | 0 | 0 | 0 | 0
Tier 1 | US | Texas RE |  |  | 23INR0047 |  |  | CHARGER SOLAR |  | PV | SUN |  | Solar | 2023-03-31 |  | 407.84 | 326.272 | 28.5488 | 0 | 0 | 326.272 | 326.272 | 326.272 | 326.272 | 326.272 | 326.272 | 326.272 | 326.272 | 326.272 | 0 | 0 | 28.5488 | 28.5488 | 28.5488 | 28.5488 | 28.5488 | 28.5488 | 28.5488 | 28.5488 | 28.5488 | 0 | 0 | 0 | 0 | 0 | 0 | 0 | 0 | 0 | 0 | 0 | 0 | 0 | 0 | 0 | 0 | 0 | 0 | 0 | 0 | 0 | 0
Tier 2 | US | Texas RE |  |  | 22INR0261 |  |  | DORADO SOLAR |  | PV | SUN |  | Solar | 2023-01-01 |  | 406.25 | 325 | 28.4375 | 0 | 0 | 325 | 325 | 325 | 325 | 325 | 325 | 325 | 325 | 325 | 0 | 0 | 28.4375 | 28.4375 | 28.4375 | 28.4375 | 28.4375 | 28.4375 | 28.4375 | 28.4375 | 28.4375 | 0 | 0 | 0 | 0 | 0 | 0 | 0 | 0 | 0 | 0 | 0 | 0 | 0 | 0 | 0 | 0 | 0 | 0 | 0 | 0 | 0 | 0
Tier 2 | US | Texas RE |  |  | 23INR0056 |  |  | CALICHE MOUND SOLAR |  | PV | SUN |  | Solar | 2023-05-15 |  | 405.74 | 324.592 | 28.4018 | 0 | 0 | 324.592 | 324.592 | 324.592 | 324.592 | 324.592 | 324.592 | 324.592 | 324.592 | 324.592 | 0 | 0 | 28.4018 | 28.4018 | 28.4018 | 28.4018 | 28.4018 | 28.4018 | 28.4018 | 28.4018 | 28.4018 | 0 | 0 | 0 | 0 | 0 | 0 | 0 | 0 | 0 | 0 | 0 | 0 | 0 | 0 | 0 | 0 | 0 | 0 | 0 | 0 | 0 | 0
Tier 2 | US | Texas RE |  |  | 21INR0285 |  |  | LARISA SOLAR |  | PV | SUN |  | Solar | 2022-06-01 |  | 405.09 | 324.072 | 28.3563 | 0 | 324.072 | 324.072 | 324.072 | 324.072 | 324.072 | 324.072 | 324.072 | 324.072 | 324.072 | 324.072 | 0 | 28.3563 | 28.3563 | 28.3563 | 28.3563 | 28.3563 | 28.3563 | 28.3563 | 28.3563 | 28.3563 | 28.3563 | 0 | 0 | 0 | 0 | 0 | 0 | 0 | 0 | 0 | 0 | 0 | 0 | 0 | 0 | 0 | 0 | 0 | 0 | 0 | 0 | 0 | 0
Tier 2 | US | Texas RE |  |  | 23INR0026 |  |  | BAKER BRANCH SOLAR |  | PV | SUN |  | Solar | 2023-02-28 |  | 400 | 320 | 28 | 0 | 0 | 320 | 320 | 320 | 320 | 320 | 320 | 320 | 320 | 320 | 0 | 0 | 28 | 28 | 28 | 28 | 28 | 28 | 28 | 28 | 28 | 0 | 0 | 0 | 0 | 0 | 0 | 0 | 0 | 0 | 0 | 0 | 0 | 0 | 0 | 0 | 0 | 0 | 0 | 0 | 0 | 0 | 0
Cancelled | US | Texas RE |  |  | 23INR0038 |  |  | PLUM CREEK SOLAR I |  | PV | SUN |  | Solar | 2023-12-30 |  | 400 | 320 | 28 | 0 | 0 | 0 | 320 | 320 | 320 | 320 | 320 | 320 | 320 | 320 | 0 | 0 | 0 | 28 | 28 | 28 | 28 | 28 | 28 | 28 | 28 | 0 | 0 | 0 | 0 | 0 | 0 | 0 | 0 | 0 | 0 | 0 | 0 | 0 | 0 | 0 | 0 | 0 | 0 | 0 | 0 | 0 | 0
Tier 2 | US | Texas RE |  |  | 23INR0086 |  |  | HANSON SOLAR |  | PV | SUN |  | Solar | 2024-05-31 |  | 396 | 316.8 | 27.72 | 0 | 0 | 0 | 316.8 | 316.8 | 316.8 | 316.8 | 316.8 | 316.8 | 316.8 | 316.8 | 0 | 0 | 0 | 27.72 | 27.72 | 27.72 | 27.72 | 27.72 | 27.72 | 27.72 | 27.72 | 0 | 0 | 0 | 0 | 0 | 0 | 0 | 0 | 0 | 0 | 0 | 0 | 0 | 0 | 0 | 0 | 0 | 0 | 0 | 0 | 0 | 0
Tier 2 | US | Texas RE |  |  | 21INR0320 |  |  | ION SOLAR |  | PV | SUN |  | Solar | 2023-05-31 |  | 384 | 307.2 | 26.88 | 0 | 0 | 307.2 | 307.2 | 307.2 | 307.2 | 307.2 | 307.2 | 307.2 | 307.2 | 307.2 | 0 | 0 | 26.88 | 26.88 | 26.88 | 26.88 | 26.88 | 26.88 | 26.88 | 26.88 | 26.88 | 0 | 0 | 0 | 0 | 0 | 0 | 0 | 0 | 0 | 0 | 0 | 0 | 0 | 0 | 0 | 0 | 0 | 0 | 0 | 0 | 0 | 0
Tier 2 | US | Texas RE |  |  | 20INR0047 |  |  | SIETE |  | WT | WND |  | Wind | 2022-07-31 |  | 375.06 | 71.2614 | 75.012 | 0 | 0 | 71.2614 | 71.2614 | 71.2614 | 71.2614 | 71.2614 | 71.2614 | 71.2614 | 71.2614 | 71.2614 | 0 | 75.012 | 75.012 | 75.012 | 75.012 | 75.012 | 75.012 | 75.012 | 75.012 | 75.012 | 75.012 | 0 | 0 | 0 | 0 | 0 | 0 | 0 | 0 | 0 | 0 | 0 | 0 | 0 | 0 | 0 | 0 | 0 | 0 | 0 | 0 | 0 | 0
Tier 2 | US | Texas RE |  |  | 21INR0207 |  |  | QUANTUM SOLAR |  | PV | SUN |  | Solar | 2023-05-31 |  | 374.4 | 299.52 | 26.208 | 0 | 0 | 299.52 | 299.52 | 299.52 | 299.52 | 299.52 | 299.52 | 299.52 | 299.52 | 299.52 | 0 | 0 | 26.208 | 26.208 | 26.208 | 26.208 | 26.208 | 26.208 | 26.208 | 26.208 | 26.208 | 0 | 0 | 0 | 0 | 0 | 0 | 0 | 0 | 0 | 0 | 0 | 0 | 0 | 0 | 0 | 0 | 0 | 0 | 0 | 0 | 0 | 0
Tier 2 | US | Texas RE |  |  | 23INR0031 |  |  | SOLACE SOLAR |  | PV | SUN |  | Solar | 2023-05-31 |  | 374.4 | 299.52 | 26.208 | 0 | 0 | 299.52 | 299.52 | 299.52 | 299.52 | 299.52 | 299.52 | 299.52 | 299.52 | 299.52 | 0 | 0 | 26.208 | 26.208 | 26.208 | 26.208 | 26.208 | 26.208 | 26.208 | 26.208 | 26.208 | 0 | 0 | 0 | 0 | 0 | 0 | 0 | 0 | 0 | 0 | 0 | 0 | 0 | 0 | 0 | 0 | 0 | 0 | 0 | 0 | 0 | 0
Tier 2 | US | Texas RE |  |  | 23INR0095 |  |  | BROTMAN POWER STATION |  | CT | NG | 0 | Natural Gas and Other Gases | 2023-05-01 |  | 364 | 311.71 | 348.46 | 0 | 0 | 311.71 | 311.71 | 311.71 | 311.71 | 311.71 | 311.71 | 311.71 | 311.71 | 311.71 | 0 | 0 | 348.46 | 348.46 | 348.46 | 348.46 | 348.46 | 348.46 | 348.46 | 348.46 | 348.46 | 0 | 0 | 0 | 0 | 0 | 0 | 0 | 0 | 0 | 0 | 0 | 0 | 0 | 0 | 0 | 0 | 0 | 0 | 0 | 0 | 0 | 0
Tier 2 | US | Texas RE |  |  | 22INR0369 |  |  | MARK ONE POWER STATION |  | CT | NG | 0 | Natural Gas and Other Gases | 2022-06-15 |  | 363 | 312 | 312 | 0 | 312 | 312 | 312 | 312 | 312 | 312 | 312 | 312 | 312 | 312 | 0 | 312 | 312 | 312 | 312 | 312 | 312 | 312 | 312 | 312 | 312 | 0 | 0 | 0 | 0 | 0 | 0 | 0 | 0 | 0 | 0 | 0 | 0 | 0 | 0 | 0 | 0 | 0 | 0 | 0 | 0 | 0 | 0
Tier 2 | US | Texas RE |  |  | 23INR0070 |  |  | CHILLINGHAM SOLAR |  | PV | SUN |  | Solar | 2023-06-01 |  | 359.37 | 287.496 | 25.1559 | 0 | 0 | 287.496 | 287.496 | 287.496 | 287.496 | 287.496 | 287.496 | 287.496 | 287.496 | 287.496 | 0 | 0 | 25.1559 | 25.1559 | 25.1559 | 25.1559 | 25.1559 | 25.1559 | 25.1559 | 25.1559 | 25.1559 | 0 | 0 | 0 | 0 | 0 | 0 | 0 | 0 | 0 | 0 | 0 | 0 | 0 | 0 | 0 | 0 | 0 | 0 | 0 | 0 | 0 | 0
Tier 2 | US | Texas RE |  |  | 24INR0015 |  |  | FIVE WELLS SOLAR |  | PV | SUN |  | Solar | 2023-12-29 |  | 355.4 | 284.32 | 24.878 | 0 | 0 | 0 | 284.32 | 284.32 | 284.32 | 284.32 | 284.32 | 284.32 | 284.32 | 284.32 | 0 | 0 | 0 | 24.878 | 24.878 | 24.878 | 24.878 | 24.878 | 24.878 | 24.878 | 24.878 | 0 | 0 | 0 | 0 | 0 | 0 | 0 | 0 | 0 | 0 | 0 | 0 | 0 | 0 | 0 | 0 | 0 | 0 | 0 | 0 | 0 | 0
Tier 2 | US | Texas RE |  |  | 21INR0294 |  |  | MOUNTAINEER SOLAR |  | PV | SUN |  | Solar | 2023-09-29 |  | 332 | 265.6 | 23.24 | 0 | 0 | 0 | 265.6 | 265.6 | 265.6 | 265.6 | 265.6 | 265.6 | 265.6 | 265.6 | 0 | 0 | 23.24 | 23.24 | 23.24 | 23.24 | 23.24 | 23.24 | 23.24 | 23.24 | 23.24 | 0 | 0 | 0 | 0 | 0 | 0 | 0 | 0 | 0 | 0 | 0 | 0 | 0 | 0 | 0 | 0 | 0 | 0 | 0 | 0 | 0 | 0
Tier 2 | US | Texas RE |  |  | 22INR0489 |  |  | CHRISTOVAL SOLAR |  | PV | SUN |  | Solar | 2022-10-30 |  | 324 | 259.2 | 22.68 | 0 | 0 | 259.2 | 259.2 | 259.2 | 259.2 | 259.2 | 259.2 | 259.2 | 259.2 | 259.2 | 0 | 22.68 | 22.68 | 22.68 | 22.68 | 22.68 | 22.68 | 22.68 | 22.68 | 22.68 | 22.68 | 0 | 0 | 0 | 0 | 0 | 0 | 0 | 0 | 0 | 0 | 0 | 0 | 0 | 0 | 0 | 0 | 0 | 0 | 0 | 0 | 0 | 0
Tier 2 | US | Texas RE |  |  | 22INR0361 |  |  | SIBYL POWER STATION |  | CT | NG | 0 | Natural Gas and Other Gases | 2022-07-01 |  | 312 | 267.18 | 298.68 | 0 | 267.18 | 267.18 | 267.18 | 267.18 | 267.18 | 267.18 | 267.18 | 267.18 | 267.18 | 267.18 | 0 | 298.68 | 298.68 | 298.68 | 298.68 | 298.68 | 298.68 | 298.68 | 298.68 | 298.68 | 298.68 | 0 | 0 | 0 | 0 | 0 | 0 | 0 | 0 | 0 | 0 | 0 | 0 | 0 | 0 | 0 | 0 | 0 | 0 | 0 | 0 | 0 | 0
Tier 2 | US | Texas RE |  |  | 22INR0502 |  |  | WHITE MESA 3 WIND |  | WT | WND |  | Wind | 2022-11-30 |  | 310 | 58.9 | 62 | 0 | 0 | 58.9 | 58.9 | 58.9 | 58.9 | 58.9 | 58.9 | 58.9 | 58.9 | 58.9 | 0 | 62 | 62 | 62 | 62 | 62 | 62 | 62 | 62 | 62 | 62 | 0 | 0 | 0 | 0 | 0 | 0 | 0 | 0 | 0 | 0 | 0 | 0 | 0 | 0 | 0 | 0 | 0 | 0 | 0 | 0 | 0 | 0
Tier 2 | US | Texas RE |  |  | 21INR0424 |  |  | TIERRA BONITA SOLAR |  | PV | SUN |  | Solar | 2023-04-30 |  | 309.79 | 247.832 | 21.6853 | 0 | 0 | 247.832 | 247.832 | 247.832 | 247.832 | 247.832 | 247.832 | 247.832 | 247.832 | 247.832 | 0 | 0 | 21.6853 | 21.6853 | 21.6853 | 21.6853 | 21.6853 | 21.6853 | 21.6853 | 21.6853 | 21.6853 | 0 | 0 | 0 | 0 | 0 | 0 | 0 | 0 | 0 | 0 | 0 | 0 | 0 | 0 | 0 | 0 | 0 | 0 | 0 | 0 | 0 | 0
Tier 2 | US | Texas RE |  |  | 23INR0059 |  |  | BRIGGS SOLAR |  | PV | SUN |  | Solar | 2024-05-31 |  | 309.6 | 247.68 | 21.672 | 0 | 0 | 0 | 247.68 | 247.68 | 247.68 | 247.68 | 247.68 | 247.68 | 247.68 | 247.68 | 0 | 0 | 0 | 21.672 | 21.672 | 21.672 | 21.672 | 21.672 | 21.672 | 21.672 | 21.672 | 0 | 0 | 0 | 0 | 0 | 0 | 0 | 0 | 0 | 0 | 0 | 0 | 0 | 0 | 0 | 0 | 0 | 0 | 0 | 0 | 0 | 0
Tier 2 | US | Texas RE |  |  | 21INR0517 |  |  | TIDWELL PRAIRIE STORAGE 1 |  | BA | MWH |  | Other | 2022-09-01 |  | 304.78 | 0 | 0 | 0 | 0 | 0 | 0 | 0 | 0 | 0 | 0 | 0 | 0 | 0 | 0 | 0 | 0 | 0 | 0 | 0 | 0 | 0 | 0 | 0 | 0 | 0 | 0 | 0 | 0 | 0 | 0 | 0 | 0 | 0 | 0 | 0 | 0 | 0 | 0 | 0 | 0 | 0 | 0 | 0 | 0 | 0 | 0
Tier 2 | US | Texas RE |  |  | 23INR0118 |  |  | BLEVINS SOLAR |  | PV | SUN |  | Solar | 2023-06-01 |  | 304.5 | 243.6 | 21.315 | 0 | 0 | 243.6 | 243.6 | 243.6 | 243.6 | 243.6 | 243.6 | 243.6 | 243.6 | 243.6 | 0 | 0 | 21.315 | 21.315 | 21.315 | 21.315 | 21.315 | 21.315 | 21.315 | 21.315 | 21.315 | 0 | 0 | 0 | 0 | 0 | 0 | 0 | 0 | 0 | 0 | 0 | 0 | 0 | 0 | 0 | 0 | 0 | 0 | 0 | 0 | 0 | 0
Tier 2 | US | Texas RE |  |  | 21INR0237 |  |  | VOYAGER SOLAR |  | PV | SUN |  | Solar | 2022-05-06 |  | 303.9 | 243.12 | 21.273 | 0 | 243.12 | 243.12 | 243.12 | 243.12 | 243.12 | 243.12 | 243.12 | 243.12 | 243.12 | 243.12 | 0 | 21.273 | 21.273 | 21.273 | 21.273 | 21.273 | 21.273 | 21.273 | 21.273 | 21.273 | 21.273 | 0 | 0 | 0 | 0 | 0 | 0 | 0 | 0 | 0 | 0 | 0 | 0 | 0 | 0 | 0 | 0 | 0 | 0 | 0 | 0 | 0 | 0
Tier 2 | US | Texas RE |  |  | 22INR0423 |  |  | BRP QUELA BESS |  | BA | MWH |  | Other | 2022-12-30 |  | 303.74 | 0 | 0 | 0 | 0 | 0 | 0 | 0 | 0 | 0 | 0 | 0 | 0 | 0 | 0 | 0 | 0 | 0 | 0 | 0 | 0 | 0 | 0 | 0 | 0 | 0 | 0 | 0 | 0 | 0 | 0 | 0 | 0 | 0 | 0 | 0 | 0 | 0 | 0 | 0 | 0 | 0 | 0 | 0 | 0 | 0 | 0
Tier 2 | US | Texas RE |  |  | 22INR0347 |  |  | BRP CRATER BESS |  | BA | MWH |  | Other | 2022-11-30 |  | 303.53 | 0 | 0 | 0 | 0 | 0 | 0 | 0 | 0 | 0 | 0 | 0 | 0 | 0 | 0 | 0 | 0 | 0 | 0 | 0 | 0 | 0 | 0 | 0 | 0 | 0 | 0 | 0 | 0 | 0 | 0 | 0 | 0 | 0 | 0 | 0 | 0 | 0 | 0 | 0 | 0 | 0 | 0 | 0 | 0 | 0 | 0
Tier 2 | US | Texas RE |  |  | 23INR0116 |  |  | CANTALOUPE SOLAR |  | PV | SUN |  | Solar | 2023-12-01 |  | 303.13 | 242.504 | 21.2191 | 0 | 0 | 0 | 242.504 | 242.504 | 242.504 | 242.504 | 242.504 | 242.504 | 242.504 | 242.504 | 0 | 0 | 21.2191 | 21.2191 | 21.2191 | 21.2191 | 21.2191 | 21.2191 | 21.2191 | 21.2191 | 21.2191 | 0 | 0 | 0 | 0 | 0 | 0 | 0 | 0 | 0 | 0 | 0 | 0 | 0 | 0 | 0 | 0 | 0 | 0 | 0 | 0 | 0 | 0
Tier 2 | US | Texas RE |  |  | 21INR0265 |  |  | SISTERS SOLAR |  | PV | SUN |  | Solar | 2023-09-15 |  | 303.09 | 242.472 | 21.2163 | 0 | 0 | 0 | 242.472 | 242.472 | 242.472 | 242.472 | 242.472 | 242.472 | 242.472 | 242.472 | 0 | 0 | 21.2163 | 21.2163 | 21.2163 | 21.2163 | 21.2163 | 21.2163 | 21.2163 | 21.2163 | 21.2163 | 0 | 0 | 0 | 0 | 0 | 0 | 0 | 0 | 0 | 0 | 0 | 0 | 0 | 0 | 0 | 0 | 0 | 0 | 0 | 0 | 0 | 0
Tier 2 | US | Texas RE |  |  | 22INR0330 |  |  | OLD AQUEDUCT BATT |  | BA | MWH |  | Other | 2022-06-01 |  | 302.94 | 0 | 0 | 0 | 0 | 0 | 0 | 0 | 0 | 0 | 0 | 0 | 0 | 0 | 0 | 0 | 0 | 0 | 0 | 0 | 0 | 0 | 0 | 0 | 0 | 0 | 0 | 0 | 0 | 0 | 0 | 0 | 0 | 0 | 0 | 0 | 0 | 0 | 0 | 0 | 0 | 0 | 0 | 0 | 0 | 0 | 0
Tier 2 | US | Texas RE |  |  | 23INR0139 |  |  | BRP PASSU BESS |  | BA | MWH |  | Other | 2023-10-01 |  | 301.82 | 0 | 0 | 0 | 0 | 0 | 0 | 0 | 0 | 0 | 0 | 0 | 0 | 0 | 0 | 0 | 0 | 0 | 0 | 0 | 0 | 0 | 0 | 0 | 0 | 0 | 0 | 0 | 0 | 0 | 0 | 0 | 0 | 0 | 0 | 0 | 0 | 0 | 0 | 0 | 0 | 0 | 0 | 0 | 0 | 0 | 0
Tier 2 | US | Texas RE |  |  | 23INR0140 |  |  | BRP SEINE BESS |  | BA | MWH |  | Other | 2023-10-01 |  | 301.69 | 0 | 0 | 0 | 0 | 0 | 0 | 0 | 0 | 0 | 0 | 0 | 0 | 0 | 0 | 0 | 0 | 0 | 0 | 0 | 0 | 0 | 0 | 0 | 0 | 0 | 0 | 0 | 0 | 0 | 0 | 0 | 0 | 0 | 0 | 0 | 0 | 0 | 0 | 0 | 0 | 0 | 0 | 0 | 0 | 0 | 0
Tier 2 | US | Texas RE |  |  | 23INR0115 |  |  | BRP POBEDA BESS |  | BA | MWH |  | Other | 2023-06-01 |  | 301.44 | 0 | 0 | 0 | 0 | 0 | 0 | 0 | 0 | 0 | 0 | 0 | 0 | 0 | 0 | 0 | 0 | 0 | 0 | 0 | 0 | 0 | 0 | 0 | 0 | 0 | 0 | 0 | 0 | 0 | 0 | 0 | 0 | 0 | 0 | 0 | 0 | 0 | 0 | 0 | 0 | 0 | 0 | 0 | 0 | 0 | 0
Tier 2 | US | Texas RE |  |  | 21INR0324 |  |  | BOARD CREEK WP |  | WT | WND |  | Wind | 2022-09-01 |  | 301 | 57.19 | 60.2 | 0 | 0 | 57.19 | 57.19 | 57.19 | 57.19 | 57.19 | 57.19 | 57.19 | 57.19 | 57.19 | 0 | 60.2 | 60.2 | 60.2 | 60.2 | 60.2 | 60.2 | 60.2 | 60.2 | 60.2 | 60.2 | 0 | 0 | 0 | 0 | 0 | 0 | 0 | 0 | 0 | 0 | 0 | 0 | 0 | 0 | 0 | 0 | 0 | 0 | 0 | 0 | 0 | 0
Tier 2 | US | Texas RE |  |  | 19INR0075 |  |  | HORSESHOE BEND SOLAR |  | PV | SUN |  | Solar | 2023-05-31 |  | 300 | 240 | 21 | 0 | 0 | 240 | 240 | 240 | 240 | 240 | 240 | 240 | 240 | 240 | 0 | 0 | 21 | 21 | 21 | 21 | 21 | 21 | 21 | 21 | 21 | 0 | 0 | 0 | 0 | 0 | 0 | 0 | 0 | 0 | 0 | 0 | 0 | 0 | 0 | 0 | 0 | 0 | 0 | 0 | 0 | 0 | 0
Tier 2 | US | Texas RE |  |  | 21INR0356 |  |  | WELDER SOLAR |  | PV | SUN |  | Solar | 2023-10-31 |  | 300 | 240 | 21 | 0 | 0 | 0 | 240 | 240 | 240 | 240 | 240 | 240 | 240 | 240 | 0 | 0 | 21 | 21 | 21 | 21 | 21 | 21 | 21 | 21 | 21 | 0 | 0 | 0 | 0 | 0 | 0 | 0 | 0 | 0 | 0 | 0 | 0 | 0 | 0 | 0 | 0 | 0 | 0 | 0 | 0 | 0 | 0
Cancelled | US | Texas RE |  |  | 21INR0398 |  |  | MYKAWAALTA |  | CT | NG | 0 | Natural Gas and Other Gases | 2021-11-30 |  | 300 | 300 | 300 | 0 | 300 | 300 | 300 | 300 | 300 | 300 | 300 | 300 | 300 | 300 | 300 | 300 | 300 | 300 | 300 | 300 | 300 | 300 | 300 | 300 | 300 | 0 | 0 | 0 | 0 | 0 | 0 | 0 | 0 | 0 | 0 | 0 | 0 | 0 | 0 | 0 | 0 | 0 | 0 | 0 | 0 | 0 | 0
Tier 2 | US | Texas RE |  |  | 21INR0432 |  |  | DIVERSION WIND |  | WT | WND |  | Wind | 2024-12-30 |  | 300 | 57 | 60 | 0 | 0 | 0 | 0 | 57 | 57 | 57 | 57 | 57 | 57 | 57 | 0 | 0 | 0 | 0 | 60 | 60 | 60 | 60 | 60 | 60 | 60 | 0 | 0 | 0 | 0 | 0 | 0 | 0 | 0 | 0 | 0 | 0 | 0 | 0 | 0 | 0 | 0 | 0 | 0 | 0 | 0 | 0 | 0
Tier 1 | US | Texas RE |  |  | 22INR0283 |  |  | SP PEREGRINE SOLAR |  | PV | SUN |  | Solar | 2023-03-31 |  | 300 | 240 | 21 | 0 | 0 | 240 | 240 | 240 | 240 | 240 | 240 | 240 | 240 | 240 | 0 | 0 | 21 | 21 | 21 | 21 | 21 | 21 | 21 | 21 | 21 | 0 | 0 | 0 | 0 | 0 | 0 | 0 | 0 | 0 | 0 | 0 | 0 | 0 | 0 | 0 | 0 | 0 | 0 | 0 | 0 | 0 | 0
Tier 2 | US | Texas RE |  |  | 22INR0332 |  |  | BRANTLEY BRANCH BATT |  | BA | MWH |  | Other | 2022-06-30 |  | 300 | 0 | 0 | 0 | 0 | 0 | 0 | 0 | 0 | 0 | 0 | 0 | 0 | 0 | 0 | 0 | 0 | 0 | 0 | 0 | 0 | 0 | 0 | 0 | 0 | 0 | 0 | 0 | 0 | 0 | 0 | 0 | 0 | 0 | 0 | 0 | 0 | 0 | 0 | 0 | 0 | 0 | 0 | 0 | 0 | 0 | 0
Tier 2 | US | Texas RE |  |  | 22INR0480 |  |  | PACHANGA WIND |  | WT | WND |  | Wind | 2023-07-01 |  | 300 | 183 | 141 | 0 | 0 | 183 | 183 | 183 | 183 | 183 | 183 | 183 | 183 | 183 | 0 | 0 | 141 | 141 | 141 | 141 | 141 | 141 | 141 | 141 | 141 | 0 | 0 | 0 | 0 | 0 | 0 | 0 | 0 | 0 | 0 | 0 | 0 | 0 | 0 | 0 | 0 | 0 | 0 | 0 | 0 | 0 | 0
Tier 2 | US | Texas RE |  |  | 23INR0010 |  |  | PLATEAU SOLAR |  | PV | SUN |  | Solar | 2023-04-13 |  | 300 | 240 | 21 | 0 | 0 | 240 | 240 | 240 | 240 | 240 | 240 | 240 | 240 | 240 | 0 | 0 | 21 | 21 | 21 | 21 | 21 | 21 | 21 | 21 | 21 | 0 | 0 | 0 | 0 | 0 | 0 | 0 | 0 | 0 | 0 | 0 | 0 | 0 | 0 | 0 | 0 | 0 | 0 | 0 | 0 | 0 | 0
Tier 2 | US | Texas RE |  |  | 22INR0350 |  |  | MILAM SOLAR 2 |  | PV | SUN |  | Solar | 2024-05-16 |  | 290.21 | 232.168 | 20.3147 | 0 | 0 | 0 | 232.168 | 232.168 | 232.168 | 232.168 | 232.168 | 232.168 | 232.168 | 232.168 | 0 | 0 | 0 | 20.3147 | 20.3147 | 20.3147 | 20.3147 | 20.3147 | 20.3147 | 20.3147 | 20.3147 | 0 | 0 | 0 | 0 | 0 | 0 | 0 | 0 | 0 | 0 | 0 | 0 | 0 | 0 | 0 | 0 | 0 | 0 | 0 | 0 | 0 | 0
Tier 2 | US | Texas RE |  |  | 19INR0175 |  |  | SHIFTING GALE WIND |  | WT | WND |  | Wind | 2024-12-31 |  | 289 | 83.81 | 98.26 | 0 | 0 | 0 | 0 | 83.81 | 83.81 | 83.81 | 83.81 | 83.81 | 83.81 | 83.81 | 0 | 0 | 0 | 0 | 98.26 | 98.26 | 98.26 | 98.26 | 98.26 | 98.26 | 98.26 | 0 | 0 | 0 | 0 | 0 | 0 | 0 | 0 | 0 | 0 | 0 | 0 | 0 | 0 | 0 | 0 | 0 | 0 | 0 | 0 | 0 | 0
Tier 2 | US | Texas RE |  |  | 21INR0520 |  |  | VIKING SOLAR |  | PV | SUN |  | Solar | 2022-12-26 |  | 288.99 | 231.192 | 20.2293 | 0 | 0 | 231.192 | 231.192 | 231.192 | 231.192 | 231.192 | 231.192 | 231.192 | 231.192 | 231.192 | 0 | 0 | 20.2293 | 20.2293 | 20.2293 | 20.2293 | 20.2293 | 20.2293 | 20.2293 | 20.2293 | 20.2293 | 0 | 0 | 0 | 0 | 0 | 0 | 0 | 0 | 0 | 0 | 0 | 0 | 0 | 0 | 0 | 0 | 0 | 0 | 0 | 0 | 0 | 0
Tier 2 | US | Texas RE |  |  | 20INR0233 |  |  | IMPALA FLATS WIND |  | WT | WND |  | Wind | 2023-06-03 |  | 282 | 53.58 | 56.4 | 0 | 0 | 53.58 | 53.58 | 53.58 | 53.58 | 53.58 | 53.58 | 53.58 | 53.58 | 53.58 | 0 | 0 | 56.4 | 56.4 | 56.4 | 56.4 | 56.4 | 56.4 | 56.4 | 56.4 | 56.4 | 0 | 0 | 0 | 0 | 0 | 0 | 0 | 0 | 0 | 0 | 0 | 0 | 0 | 0 | 0 | 0 | 0 | 0 | 0 | 0 | 0 | 0
Tier 2 | US | Texas RE |  |  | 21INR0458 |  |  | PORTER SOLAR |  | PV | SUN |  | Solar | 2023-04-13 |  | 276.7 | 221.36 | 19.369 | 0 | 0 | 221.36 | 221.36 | 221.36 | 221.36 | 221.36 | 221.36 | 221.36 | 221.36 | 221.36 | 0 | 0 | 19.369 | 19.369 | 19.369 | 19.369 | 19.369 | 19.369 | 19.369 | 19.369 | 19.369 | 0 | 0 | 0 | 0 | 0 | 0 | 0 | 0 | 0 | 0 | 0 | 0 | 0 | 0 | 0 | 0 | 0 | 0 | 0 | 0 | 0 | 0
Tier 2 | US | Texas RE |  |  | 20INR0271 |  |  | BLUE HILLS WIND |  | WT | WND |  | Wind | 2023-10-01 |  | 276 | 52.44 | 55.2 | 0 | 0 | 0 | 52.44 | 52.44 | 52.44 | 52.44 | 52.44 | 52.44 | 52.44 | 52.44 | 0 | 0 | 55.2 | 55.2 | 55.2 | 55.2 | 55.2 | 55.2 | 55.2 | 55.2 | 55.2 | 0 | 0 | 0 | 0 | 0 | 0 | 0 | 0 | 0 | 0 | 0 | 0 | 0 | 0 | 0 | 0 | 0 | 0 | 0 | 0 | 0 | 0
Tier 1 | US | Texas RE |  |  | 21INR0459 |  |  | DECORDOVA BESS ADDITION |  | BA | MWH |  | Other | 2022-04-27 |  | 263.08 | 0 | 0 | 0 | 0 | 0 | 0 | 0 | 0 | 0 | 0 | 0 | 0 | 0 | 0 | 0 | 0 | 0 | 0 | 0 | 0 | 0 | 0 | 0 | 0 | 0 | 0 | 0 | 0 | 0 | 0 | 0 | 0 | 0 | 0 | 0 | 0 | 0 | 0 | 0 | 0 | 0 | 0 | 0 | 0 | 0 | 0
Tier 2 | US | Texas RE |  |  | 23INR0159 |  |  | FIVE WELLS STORAGE |  | BA | MWH |  | Other | 2023-12-29 |  | 262.5 | 0 | 0 | 0 | 0 | 0 | 0 | 0 | 0 | 0 | 0 | 0 | 0 | 0 | 0 | 0 | 0 | 0 | 0 | 0 | 0 | 0 | 0 | 0 | 0 | 0 | 0 | 0 | 0 | 0 | 0 | 0 | 0 | 0 | 0 | 0 | 0 | 0 | 0 | 0 | 0 | 0 | 0 | 0 | 0 | 0 | 0
Tier 2 | US | Texas RE |  |  | 21INR0380 |  |  | CHAROLAIS SOLAR |  | PV | SUN |  | Solar | 2022-12-15 |  | 261.63 | 209.304 | 18.3141 | 0 | 0 | 209.304 | 209.304 | 209.304 | 209.304 | 209.304 | 209.304 | 209.304 | 209.304 | 209.304 | 0 | 0 | 18.3141 | 18.3141 | 18.3141 | 18.3141 | 18.3141 | 18.3141 | 18.3141 | 18.3141 | 18.3141 | 0 | 0 | 0 | 0 | 0 | 0 | 0 | 0 | 0 | 0 | 0 | 0 | 0 | 0 | 0 | 0 | 0 | 0 | 0 | 0 | 0 | 0
Tier 2 | US | Texas RE |  |  | 22INR0424 |  |  | BRP DENALI BESS |  | BA | MWH |  | Other | 2022-11-30 |  | 258.41 | 0 | 0 | 0 | 0 | 0 | 0 | 0 | 0 | 0 | 0 | 0 | 0 | 0 | 0 | 0 | 0 | 0 | 0 | 0 | 0 | 0 | 0 | 0 | 0 | 0 | 0 | 0 | 0 | 0 | 0 | 0 | 0 | 0 | 0 | 0 | 0 | 0 | 0 | 0 | 0 | 0 | 0 | 0 | 0 | 0 | 0
Tier 2 | US | Texas RE |  |  | 21INR0223 |  |  | TULSITA SOLAR |  | PV | SUN |  | Solar | 2023-06-01 |  | 258.35 | 206.68 | 18.0845 | 0 | 0 | 206.68 | 206.68 | 206.68 | 206.68 | 206.68 | 206.68 | 206.68 | 206.68 | 206.68 | 0 | 0 | 18.0845 | 18.0845 | 18.0845 | 18.0845 | 18.0845 | 18.0845 | 18.0845 | 18.0845 | 18.0845 | 0 | 0 | 0 | 0 | 0 | 0 | 0 | 0 | 0 | 0 | 0 | 0 | 0 | 0 | 0 | 0 | 0 | 0 | 0 | 0 | 0 | 0
Tier 2 | US | Texas RE |  |  | 22INR0409 |  |  | STAMPEDE SOLAR |  | PV | SUN |  | Solar | 2022-12-30 |  | 258.35 | 206.68 | 18.0845 | 0 | 0 | 206.68 | 206.68 | 206.68 | 206.68 | 206.68 | 206.68 | 206.68 | 206.68 | 206.68 | 0 | 0 | 18.0845 | 18.0845 | 18.0845 | 18.0845 | 18.0845 | 18.0845 | 18.0845 | 18.0845 | 18.0845 | 0 | 0 | 0 | 0 | 0 | 0 | 0 | 0 | 0 | 0 | 0 | 0 | 0 | 0 | 0 | 0 | 0 | 0 | 0 | 0 | 0 | 0
Tier 3 | US | Texas RE |  |  | 23INR0093 |  |  | ALILA SOLAR |  | PV | SUN |  | Solar | 2023-05-05 |  | 256.5 | 205.2 | 17.955 | 0 | 0 | 205.2 | 205.2 | 205.2 | 205.2 | 205.2 | 205.2 | 205.2 | 205.2 | 205.2 | 0 | 0 | 17.955 | 17.955 | 17.955 | 17.955 | 17.955 | 17.955 | 17.955 | 17.955 | 17.955 | 0 | 0 | 0 | 0 | 0 | 0 | 0 | 0 | 0 | 0 | 0 | 0 | 0 | 0 | 0 | 0 | 0 | 0 | 0 | 0 | 0 | 0
Tier 2 | US | Texas RE |  |  | 23INR0006 |  |  | SIERRA MADRE SOLAR |  | PV | SUN |  | Solar | 2023-12-01 |  | 255.15 | 204.12 | 17.8605 | 0 | 0 | 0 | 204.12 | 204.12 | 204.12 | 204.12 | 204.12 | 204.12 | 204.12 | 204.12 | 0 | 0 | 17.8605 | 17.8605 | 17.8605 | 17.8605 | 17.8605 | 17.8605 | 17.8605 | 17.8605 | 17.8605 | 0 | 0 | 0 | 0 | 0 | 0 | 0 | 0 | 0 | 0 | 0 | 0 | 0 | 0 | 0 | 0 | 0 | 0 | 0 | 0 | 0 | 0
Tier 2 | US | Texas RE |  |  | 22INR0401 |  |  | EVAL STORAGE |  | BA | MWH |  | Other | 2022-05-31 |  | 255 | 0 | 0 | 0 | 0 | 0 | 0 | 0 | 0 | 0 | 0 | 0 | 0 | 0 | 0 | 0 | 0 | 0 | 0 | 0 | 0 | 0 | 0 | 0 | 0 | 0 | 0 | 0 | 0 | 0 | 0 | 0 | 0 | 0 | 0 | 0 | 0 | 0 | 0 | 0 | 0 | 0 | 0 | 0 | 0 | 0 | 0
Tier 2 | US | Texas RE |  |  | 21INR0303 |  |  | JAMES FANNIN SOLAR |  | PV | SUN |  | Solar | 2023-01-30 |  | 254 | 203.2 | 17.78 | 0 | 0 | 203.2 | 203.2 | 203.2 | 203.2 | 203.2 | 203.2 | 203.2 | 203.2 | 203.2 | 0 | 0 | 17.78 | 17.78 | 17.78 | 17.78 | 17.78 | 17.78 | 17.78 | 17.78 | 17.78 | 0 | 0 | 0 | 0 | 0 | 0 | 0 | 0 | 0 | 0 | 0 | 0 | 0 | 0 | 0 | 0 | 0 | 0 | 0 | 0 | 0 | 0
Tier 2 | US | Texas RE |  |  | 21INR0304 |  |  | JAMES BOWIE SOLAR |  | PV | SUN |  | Solar | 2023-01-30 |  | 254 | 203.2 | 17.78 | 0 | 0 | 203.2 | 203.2 | 203.2 | 203.2 | 203.2 | 203.2 | 203.2 | 203.2 | 203.2 | 0 | 0 | 17.78 | 17.78 | 17.78 | 17.78 | 17.78 | 17.78 | 17.78 | 17.78 | 17.78 | 0 | 0 | 0 | 0 | 0 | 0 | 0 | 0 | 0 | 0 | 0 | 0 | 0 | 0 | 0 | 0 | 0 | 0 | 0 | 0 | 0 | 0
Tier 2 | US | Texas RE |  |  | 22INR0209 |  |  | CRESCENT SOLAR |  | PV | SUN |  | Solar | 2023-12-29 |  | 253.68 | 202.944 | 17.7576 | 0 | 0 | 0 | 202.944 | 202.944 | 202.944 | 202.944 | 202.944 | 202.944 | 202.944 | 202.944 | 0 | 0 | 0 | 17.7576 | 17.7576 | 17.7576 | 17.7576 | 17.7576 | 17.7576 | 17.7576 | 17.7576 | 0 | 0 | 0 | 0 | 0 | 0 | 0 | 0 | 0 | 0 | 0 | 0 | 0 | 0 | 0 | 0 | 0 | 0 | 0 | 0 | 0 | 0
Tier 2 | US | Texas RE |  |  | 22INR0362 |  |  | PLUTO SOLAR |  | PV | SUN |  | Solar | 2022-11-30 |  | 252.8 | 202.24 | 17.696 | 0 | 0 | 202.24 | 202.24 | 202.24 | 202.24 | 202.24 | 202.24 | 202.24 | 202.24 | 202.24 | 0 | 17.696 | 17.696 | 17.696 | 17.696 | 17.696 | 17.696 | 17.696 | 17.696 | 17.696 | 17.696 | 0 | 0 | 0 | 0 | 0 | 0 | 0 | 0 | 0 | 0 | 0 | 0 | 0 | 0 | 0 | 0 | 0 | 0 | 0 | 0 | 0 | 0
Tier 2 | US | Texas RE |  |  | 21INR0486 |  |  | PANDORA SOLAR |  | PV | SUN |  | Solar | 2023-12-01 |  | 252 | 201.6 | 17.64 | 0 | 0 | 0 | 201.6 | 201.6 | 201.6 | 201.6 | 201.6 | 201.6 | 201.6 | 201.6 | 0 | 0 | 17.64 | 17.64 | 17.64 | 17.64 | 17.64 | 17.64 | 17.64 | 17.64 | 17.64 | 0 | 0 | 0 | 0 | 0 | 0 | 0 | 0 | 0 | 0 | 0 | 0 | 0 | 0 | 0 | 0 | 0 | 0 | 0 | 0 | 0 | 0
Tier 2 | US | Texas RE |  |  | 23INR0131 |  |  | BRP BATURA BESS |  | BA | MWH |  | Other | 2023-06-01 |  | 251.65 | 0 | 0 | 0 | 0 | 0 | 0 | 0 | 0 | 0 | 0 | 0 | 0 | 0 | 0 | 0 | 0 | 0 | 0 | 0 | 0 | 0 | 0 | 0 | 0 | 0 | 0 | 0 | 0 | 0 | 0 | 0 | 0 | 0 | 0 | 0 | 0 | 0 | 0 | 0 | 0 | 0 | 0 | 0 | 0 | 0 | 0
Tier 2 | US | Texas RE |  |  | 23INR0117 |  |  | CANTALOUPE STORAGE |  | BA | MWH |  | Other | 2023-12-01 |  | 251.05 | 0 | 0 | 0 | 0 | 0 | 0 | 0 | 0 | 0 | 0 | 0 | 0 | 0 | 0 | 0 | 0 | 0 | 0 | 0 | 0 | 0 | 0 | 0 | 0 | 0 | 0 | 0 | 0 | 0 | 0 | 0 | 0 | 0 | 0 | 0 | 0 | 0 | 0 | 0 | 0 | 0 | 0 | 0 | 0 | 0 | 0
Tier 2 | US | Texas RE |  |  | 21INR0210 |  |  | ADAMSTOWN SOLAR |  | PV | SUN |  | Solar | 2023-09-30 |  | 250 | 200 | 17.5 | 0 | 0 | 0 | 200 | 200 | 200 | 200 | 200 | 200 | 200 | 200 | 0 | 0 | 17.5 | 17.5 | 17.5 | 17.5 | 17.5 | 17.5 | 17.5 | 17.5 | 17.5 | 0 | 0 | 0 | 0 | 0 | 0 | 0 | 0 | 0 | 0 | 0 | 0 | 0 | 0 | 0 | 0 | 0 | 0 | 0 | 0 | 0 | 0
Tier 2 | US | Texas RE |  |  | 22INR0301 |  |  | FORTUNA WIND |  | WT | WND |  | Wind | 2023-12-15 |  | 250 | 47.5 | 50 | 0 | 0 | 0 | 47.5 | 47.5 | 47.5 | 47.5 | 47.5 | 47.5 | 47.5 | 47.5 | 0 | 0 | 0 | 50 | 50 | 50 | 50 | 50 | 50 | 50 | 50 | 0 | 0 | 0 | 0 | 0 | 0 | 0 | 0 | 0 | 0 | 0 | 0 | 0 | 0 | 0 | 0 | 0 | 0 | 0 | 0 | 0 | 0
Tier 2 | US | Texas RE |  |  | 23INR0091 |  |  | CASCADE SOLAR |  | PV | SUN |  | Solar | 2023-06-01 |  | 250 | 200 | 17.5 | 0 | 0 | 200 | 200 | 200 | 200 | 200 | 200 | 200 | 200 | 200 | 0 | 0 | 17.5 | 17.5 | 17.5 | 17.5 | 17.5 | 17.5 | 17.5 | 17.5 | 17.5 | 0 | 0 | 0 | 0 | 0 | 0 | 0 | 0 | 0 | 0 | 0 | 0 | 0 | 0 | 0 | 0 | 0 | 0 | 0 | 0 | 0 | 0
Tier 2 | US | Texas RE |  |  | 23INR0030 |  |  | LANGER SOLAR |  | PV | SUN |  | Solar | 2023-08-31 |  | 249.8 | 199.84 | 17.486 | 0 | 0 | 0 | 199.84 | 199.84 | 199.84 | 199.84 | 199.84 | 199.84 | 199.84 | 199.84 | 0 | 0 | 17.486 | 17.486 | 17.486 | 17.486 | 17.486 | 17.486 | 17.486 | 17.486 | 17.486 | 0 | 0 | 0 | 0 | 0 | 0 | 0 | 0 | 0 | 0 | 0 | 0 | 0 | 0 | 0 | 0 | 0 | 0 | 0 | 0 | 0 | 0
Tier 2 | US | Texas RE |  |  | 23INR0084 |  |  | LAVACA BAY SOLAR |  | PV | SUN |  | Solar | 2023-08-15 |  | 243.46 | 194.768 | 17.0422 | 0 | 0 | 0 | 194.768 | 194.768 | 194.768 | 194.768 | 194.768 | 194.768 | 194.768 | 194.768 | 0 | 0 | 17.0422 | 17.0422 | 17.0422 | 17.0422 | 17.0422 | 17.0422 | 17.0422 | 17.0422 | 17.0422 | 0 | 0 | 0 | 0 | 0 | 0 | 0 | 0 | 0 | 0 | 0 | 0 | 0 | 0 | 0 | 0 | 0 | 0 | 0 | 0 | 0 | 0
Tier 2 | US | Texas RE |  |  | 22INR0404 |  |  | FENCE POST SOLAR |  | PV | SUN |  | Solar | 2022-12-30 |  | 243.36 | 194.688 | 17.0352 | 0 | 0 | 194.688 | 194.688 | 194.688 | 194.688 | 194.688 | 194.688 | 194.688 | 194.688 | 194.688 | 0 | 0 | 17.0352 | 17.0352 | 17.0352 | 17.0352 | 17.0352 | 17.0352 | 17.0352 | 17.0352 | 17.0352 | 0 | 0 | 0 | 0 | 0 | 0 | 0 | 0 | 0 | 0 | 0 | 0 | 0 | 0 | 0 | 0 | 0 | 0 | 0 | 0 | 0 | 0
Tier 2 | US | Texas RE |  |  | 20INR0155 |  |  | PEYTON CREEK WIND II |  | WT | WND |  | Wind | 2022-12-15 |  | 242 | 147.62 | 113.74 | 0 | 0 | 147.62 | 147.62 | 147.62 | 147.62 | 147.62 | 147.62 | 147.62 | 147.62 | 147.62 | 0 | 0 | 113.74 | 113.74 | 113.74 | 113.74 | 113.74 | 113.74 | 113.74 | 113.74 | 113.74 | 0 | 0 | 0 | 0 | 0 | 0 | 0 | 0 | 0 | 0 | 0 | 0 | 0 | 0 | 0 | 0 | 0 | 0 | 0 | 0 | 0 | 0
Tier 2 | US | Texas RE |  |  | 21INR0006 |  |  | GIDDINGS WIND |  | WT | WND |  | Wind | 2022-11-30 |  | 240 | 45.6 | 48 | 0 | 0 | 45.6 | 45.6 | 45.6 | 45.6 | 45.6 | 45.6 | 45.6 | 45.6 | 45.6 | 0 | 48 | 48 | 48 | 48 | 48 | 48 | 48 | 48 | 48 | 48 | 0 | 0 | 0 | 0 | 0 | 0 | 0 | 0 | 0 | 0 | 0 | 0 | 0 | 0 | 0 | 0 | 0 | 0 | 0 | 0 | 0 | 0
Tier 2 | US | Texas RE |  |  | 21INR0203 |  |  | EASTBELL MILAM SOLAR |  | PV | SUN |  | Solar | 2023-06-30 |  | 240 | 192 | 16.8 | 0 | 0 | 192 | 192 | 192 | 192 | 192 | 192 | 192 | 192 | 192 | 0 | 0 | 16.8 | 16.8 | 16.8 | 16.8 | 16.8 | 16.8 | 16.8 | 16.8 | 16.8 | 0 | 0 | 0 | 0 | 0 | 0 | 0 | 0 | 0 | 0 | 0 | 0 | 0 | 0 | 0 | 0 | 0 | 0 | 0 | 0 | 0 | 0
Tier 2 | US | Texas RE |  |  | 22INR0244 |  |  | RAZORBILL SOLAR |  | PV | SUN |  | Solar | 2022-12-15 |  | 240 | 192 | 16.8 | 0 | 0 | 192 | 192 | 192 | 192 | 192 | 192 | 192 | 192 | 192 | 0 | 0 | 16.8 | 16.8 | 16.8 | 16.8 | 16.8 | 16.8 | 16.8 | 16.8 | 16.8 | 0 | 0 | 0 | 0 | 0 | 0 | 0 | 0 | 0 | 0 | 0 | 0 | 0 | 0 | 0 | 0 | 0 | 0 | 0 | 0 | 0 | 0
Cancelled | US | Texas RE |  |  | 22INR0456 |  |  | HOPKINS BESS |  | BA | MWH |  | Other | 2023-05-31 |  | 240 | 0 | 0 | 0 | 0 | 0 | 0 | 0 | 0 | 0 | 0 | 0 | 0 | 0 | 0 | 0 | 0 | 0 | 0 | 0 | 0 | 0 | 0 | 0 | 0 | 0 | 0 | 0 | 0 | 0 | 0 | 0 | 0 | 0 | 0 | 0 | 0 | 0 | 0 | 0 | 0 | 0 | 0 | 0 | 0 | 0 | 0
Tier 2 | US | Texas RE |  |  | 19INR0023 |  |  | MONTE ALTO 2 WIND |  | WT | WND |  | Wind | 2022-12-31 |  | 236.9 | 144.509 | 111.343 | 0 | 0 | 144.509 | 144.509 | 144.509 | 144.509 | 144.509 | 144.509 | 144.509 | 144.509 | 144.509 | 0 | 0 | 111.343 | 111.343 | 111.343 | 111.343 | 111.343 | 111.343 | 111.343 | 111.343 | 111.343 | 0 | 0 | 0 | 0 | 0 | 0 | 0 | 0 | 0 | 0 | 0 | 0 | 0 | 0 | 0 | 0 | 0 | 0 | 0 | 0 | 0 | 0
Tier 2 | US | Texas RE |  |  | 23INR0150 |  |  | NEW FOUND SOLAR |  | PV | SUN |  | Solar | 2023-08-31 |  | 225 | 180 | 15.75 | 0 | 0 | 0 | 180 | 180 | 180 | 180 | 180 | 180 | 180 | 180 | 0 | 0 | 15.75 | 15.75 | 15.75 | 15.75 | 15.75 | 15.75 | 15.75 | 15.75 | 15.75 | 0 | 0 | 0 | 0 | 0 | 0 | 0 | 0 | 0 | 0 | 0 | 0 | 0 | 0 | 0 | 0 | 0 | 0 | 0 | 0 | 0 | 0
Tier 2 | US | Texas RE |  |  | 21INR0353 |  |  | BIG ELM SOLAR |  | PV | SUN |  | Solar | 2022-10-31 |  | 222.6 | 178.08 | 15.582 | 0 | 0 | 178.08 | 178.08 | 178.08 | 178.08 | 178.08 | 178.08 | 178.08 | 178.08 | 178.08 | 0 | 15.582 | 15.582 | 15.582 | 15.582 | 15.582 | 15.582 | 15.582 | 15.582 | 15.582 | 15.582 | 0 | 0 | 0 | 0 | 0 | 0 | 0 | 0 | 0 | 0 | 0 | 0 | 0 | 0 | 0 | 0 | 0 | 0 | 0 | 0 | 0 | 0
Tier 2 | US | Texas RE |  |  | 21INR0362 |  |  | OYSTERCATCHER SOLAR |  | PV | SUN |  | Solar | 2022-08-15 |  | 220.33 | 176.264 | 15.4231 | 0 | 0 | 176.264 | 176.264 | 176.264 | 176.264 | 176.264 | 176.264 | 176.264 | 176.264 | 176.264 | 0 | 15.4231 | 15.4231 | 15.4231 | 15.4231 | 15.4231 | 15.4231 | 15.4231 | 15.4231 | 15.4231 | 15.4231 | 0 | 0 | 0 | 0 | 0 | 0 | 0 | 0 | 0 | 0 | 0 | 0 | 0 | 0 | 0 | 0 | 0 | 0 | 0 | 0 | 0 | 0
Tier 2 | US | Texas RE |  |  | 23INR0155 |  |  | UMBRA (STOCKYARD) SOLAR |  | PV | SUN |  | Solar | 2023-07-01 |  | 210 | 168 | 14.7 | 0 | 0 | 168 | 168 | 168 | 168 | 168 | 168 | 168 | 168 | 168 | 0 | 0 | 14.7 | 14.7 | 14.7 | 14.7 | 14.7 | 14.7 | 14.7 | 14.7 | 14.7 | 0 | 0 | 0 | 0 | 0 | 0 | 0 | 0 | 0 | 0 | 0 | 0 | 0 | 0 | 0 | 0 | 0 | 0 | 0 | 0 | 0 | 0
Tier 2 | US | Texas RE |  |  | 21INR0487 |  |  | NICKEL PRAIRIE STORAGE |  | BA | MWH |  | Other | 2023-05-01 |  | 208.96 | 0 | 0 | 0 | 0 | 0 | 0 | 0 | 0 | 0 | 0 | 0 | 0 | 0 | 0 | 0 | 0 | 0 | 0 | 0 | 0 | 0 | 0 | 0 | 0 | 0 | 0 | 0 | 0 | 0 | 0 | 0 | 0 | 0 | 0 | 0 | 0 | 0 | 0 | 0 | 0 | 0 | 0 | 0 | 0 | 0 | 0
Tier 2 | US | Texas RE |  |  | 21INR0349 |  |  | PEARL CRESCENT SOLAR |  | PV | SUN |  | Solar | 2022-12-15 |  | 208.35 | 166.68 | 14.5845 | 0 | 0 | 166.68 | 166.68 | 166.68 | 166.68 | 166.68 | 166.68 | 166.68 | 166.68 | 166.68 | 0 | 0 | 14.5845 | 14.5845 | 14.5845 | 14.5845 | 14.5845 | 14.5845 | 14.5845 | 14.5845 | 14.5845 | 0 | 0 | 0 | 0 | 0 | 0 | 0 | 0 | 0 | 0 | 0 | 0 | 0 | 0 | 0 | 0 | 0 | 0 | 0 | 0 | 0 | 0
Tier 2 | US | Texas RE |  |  | 22INR0238 |  |  | ROCKEFELLER SOLAR |  | PV | SUN |  | Solar | 2022-12-01 |  | 207.48 | 165.984 | 14.5236 | 0 | 0 | 165.984 | 165.984 | 165.984 | 165.984 | 165.984 | 165.984 | 165.984 | 165.984 | 165.984 | 0 | 14.5236 | 14.5236 | 14.5236 | 14.5236 | 14.5236 | 14.5236 | 14.5236 | 14.5236 | 14.5236 | 14.5236 | 0 | 0 | 0 | 0 | 0 | 0 | 0 | 0 | 0 | 0 | 0 | 0 | 0 | 0 | 0 | 0 | 0 | 0 | 0 | 0 | 0 | 0
Tier 2 | US | Texas RE |  |  | 22INR0239 |  |  | ROCKEFELLER STORAGE |  | BA | MWH |  | Other | 2022-12-01 |  | 207.48 | 0 | 0 | 0 | 0 | 0 | 0 | 0 | 0 | 0 | 0 | 0 | 0 | 0 | 0 | 0 | 0 | 0 | 0 | 0 | 0 | 0 | 0 | 0 | 0 | 0 | 0 | 0 | 0 | 0 | 0 | 0 | 0 | 0 | 0 | 0 | 0 | 0 | 0 | 0 | 0 | 0 | 0 | 0 | 0 | 0 | 0
Tier 2 | US | Texas RE |  |  | 21INR0257 |  |  | MERCURY SOLAR |  | PV | SUN |  | Solar | 2022-10-31 |  | 206.11 | 164.888 | 14.4277 | 0 | 0 | 164.888 | 164.888 | 164.888 | 164.888 | 164.888 | 164.888 | 164.888 | 164.888 | 164.888 | 0 | 14.4277 | 14.4277 | 14.4277 | 14.4277 | 14.4277 | 14.4277 | 14.4277 | 14.4277 | 14.4277 | 14.4277 | 0 | 0 | 0 | 0 | 0 | 0 | 0 | 0 | 0 | 0 | 0 | 0 | 0 | 0 | 0 | 0 | 0 | 0 | 0 | 0 | 0 | 0
Tier 2 | US | Texas RE |  |  | 23INR0153 |  |  | MERCURY II SOLAR |  | PV | SUN |  | Solar | 2022-10-31 |  | 206.11 | 164.888 | 14.4277 | 0 | 0 | 164.888 | 164.888 | 164.888 | 164.888 | 164.888 | 164.888 | 164.888 | 164.888 | 164.888 | 0 | 14.4277 | 14.4277 | 14.4277 | 14.4277 | 14.4277 | 14.4277 | 14.4277 | 14.4277 | 14.4277 | 14.4277 | 0 | 0 | 0 | 0 | 0 | 0 | 0 | 0 | 0 | 0 | 0 | 0 | 0 | 0 | 0 | 0 | 0 | 0 | 0 | 0 | 0 | 0
Tier 2 | US | Texas RE |  |  | 21INR0499 |  |  | NEPTUNE SOLAR |  | PV | SUN |  | Solar | 2022-03-20 |  | 206.06 | 164.848 | 14.4242 | 0 | 164.848 | 164.848 | 164.848 | 164.848 | 164.848 | 164.848 | 164.848 | 164.848 | 164.848 | 164.848 | 0 | 14.4242 | 14.4242 | 14.4242 | 14.4242 | 14.4242 | 14.4242 | 14.4242 | 14.4242 | 14.4242 | 14.4242 | 0 | 0 | 0 | 0 | 0 | 0 | 0 | 0 | 0 | 0 | 0 | 0 | 0 | 0 | 0 | 0 | 0 | 0 | 0 | 0 | 0 | 0
Tier 2 | US | Texas RE |  |  | 21INR0258 |  |  | MERCURY STORAGE |  | BA | MWH |  | Other | 2023-12-01 |  | 205.9 | 0 | 0 | 0 | 0 | 0 | 0 | 0 | 0 | 0 | 0 | 0 | 0 | 0 | 0 | 0 | 0 | 0 | 0 | 0 | 0 | 0 | 0 | 0 | 0 | 0 | 0 | 0 | 0 | 0 | 0 | 0 | 0 | 0 | 0 | 0 | 0 | 0 | 0 | 0 | 0 | 0 | 0 | 0 | 0 | 0 | 0
Tier 2 | US | Texas RE |  |  | 21INR0262 |  |  | GRANDFALLS STORAGE |  | BA | MWH |  | Other | 2022-12-01 |  | 205.9 | 0 | 0 | 0 | 0 | 0 | 0 | 0 | 0 | 0 | 0 | 0 | 0 | 0 | 0 | 0 | 0 | 0 | 0 | 0 | 0 | 0 | 0 | 0 | 0 | 0 | 0 | 0 | 0 | 0 | 0 | 0 | 0 | 0 | 0 | 0 | 0 | 0 | 0 | 0 | 0 | 0 | 0 | 0 | 0 | 0 | 0
Tier 2 | US | Texas RE |  |  | 22INR0251 |  |  | SHAULA I SOLAR |  | PV | SUN |  | Solar | 2023-08-01 |  | 205.2 | 164.16 | 14.364 | 0 | 0 | 0 | 164.16 | 164.16 | 164.16 | 164.16 | 164.16 | 164.16 | 164.16 | 164.16 | 0 | 0 | 14.364 | 14.364 | 14.364 | 14.364 | 14.364 | 14.364 | 14.364 | 14.364 | 14.364 | 0 | 0 | 0 | 0 | 0 | 0 | 0 | 0 | 0 | 0 | 0 | 0 | 0 | 0 | 0 | 0 | 0 | 0 | 0 | 0 | 0 | 0
Tier 2 | US | Texas RE |  |  | 22INR0267 |  |  | SHAULA II SOLAR |  | PV | SUN |  | Solar | 2023-08-02 |  | 205.2 | 164.16 | 14.364 | 0 | 0 | 0 | 164.16 | 164.16 | 164.16 | 164.16 | 164.16 | 164.16 | 164.16 | 164.16 | 0 | 0 | 14.364 | 14.364 | 14.364 | 14.364 | 14.364 | 14.364 | 14.364 | 14.364 | 14.364 | 0 | 0 | 0 | 0 | 0 | 0 | 0 | 0 | 0 | 0 | 0 | 0 | 0 | 0 | 0 | 0 | 0 | 0 | 0 | 0 | 0 | 0
Tier 2 | US | Texas RE |  |  | 23INR0009 |  |  | SHAULA III SOLAR |  | PV | SUN |  | Solar | 2024-06-01 |  | 205.2 | 164.16 | 14.364 | 0 | 0 | 0 | 164.16 | 164.16 | 164.16 | 164.16 | 164.16 | 164.16 | 164.16 | 164.16 | 0 | 0 | 0 | 14.364 | 14.364 | 14.364 | 14.364 | 14.364 | 14.364 | 14.364 | 14.364 | 0 | 0 | 0 | 0 | 0 | 0 | 0 | 0 | 0 | 0 | 0 | 0 | 0 | 0 | 0 | 0 | 0 | 0 | 0 | 0 | 0 | 0
Tier 2 | US | Texas RE |  |  | 23INR0144 |  |  | GALACTIC SOLAR |  | PV | SUN |  | Solar | 2024-03-01 |  | 205.2 | 164.16 | 14.364 | 0 | 0 | 0 | 164.16 | 164.16 | 164.16 | 164.16 | 164.16 | 164.16 | 164.16 | 164.16 | 0 | 0 | 0 | 14.364 | 14.364 | 14.364 | 14.364 | 14.364 | 14.364 | 14.364 | 14.364 | 0 | 0 | 0 | 0 | 0 | 0 | 0 | 0 | 0 | 0 | 0 | 0 | 0 | 0 | 0 | 0 | 0 | 0 | 0 | 0 | 0 | 0
Tier 2 | US | Texas RE |  |  | 21INR0376 |  |  | BARRANCA WIND III |  | WT | WND |  | Wind | 2024-12-31 |  | 205 | 38.95 | 41 | 0 | 0 | 0 | 0 | 38.95 | 38.95 | 38.95 | 38.95 | 38.95 | 38.95 | 38.95 | 0 | 0 | 0 | 0 | 41 | 41 | 41 | 41 | 41 | 41 | 41 | 0 | 0 | 0 | 0 | 0 | 0 | 0 | 0 | 0 | 0 | 0 | 0 | 0 | 0 | 0 | 0 | 0 | 0 | 0 | 0 | 0 | 0
Tier 2 | US | Texas RE |  |  | 21INR0482 |  |  | SISTERS STORAGE |  | BA | MWH |  | Other | 2022-10-15 |  | 205 | 0 | 0 | 0 | 0 | 0 | 0 | 0 | 0 | 0 | 0 | 0 | 0 | 0 | 0 | 0 | 0 | 0 | 0 | 0 | 0 | 0 | 0 | 0 | 0 | 0 | 0 | 0 | 0 | 0 | 0 | 0 | 0 | 0 | 0 | 0 | 0 | 0 | 0 | 0 | 0 | 0 | 0 | 0 | 0 | 0 | 0
Tier 2 | US | Texas RE |  |  | 23INR0154 |  |  | EBONY ENERGY STORAGE |  | BA | MWH |  | Other | 2023-05-01 |  | 204.97 | 0 | 0 | 0 | 0 | 0 | 0 | 0 | 0 | 0 | 0 | 0 | 0 | 0 | 0 | 0 | 0 | 0 | 0 | 0 | 0 | 0 | 0 | 0 | 0 | 0 | 0 | 0 | 0 | 0 | 0 | 0 | 0 | 0 | 0 | 0 | 0 | 0 | 0 | 0 | 0 | 0 | 0 | 0 | 0 | 0 | 0
Tier 2 | US | Texas RE |  |  | 23INR0210 |  |  | CORNWALL SOLAR |  | PV | SUN |  | Solar | 2023-12-31 |  | 204.5 | 163.6 | 14.315 | 0 | 0 | 0 | 163.6 | 163.6 | 163.6 | 163.6 | 163.6 | 163.6 | 163.6 | 163.6 | 0 | 0 | 0 | 14.315 | 14.315 | 14.315 | 14.315 | 14.315 | 14.315 | 14.315 | 14.315 | 0 | 0 | 0 | 0 | 0 | 0 | 0 | 0 | 0 | 0 | 0 | 0 | 0 | 0 | 0 | 0 | 0 | 0 | 0 | 0 | 0 | 0
Tier 2 | US | Texas RE |  |  | 23INR0089 |  |  | DONEGAL SOLAR |  | PV | SUN |  | Solar | 2023-09-30 |  | 204.2 | 163.36 | 14.294 | 0 | 0 | 0 | 163.36 | 163.36 | 163.36 | 163.36 | 163.36 | 163.36 | 163.36 | 163.36 | 0 | 0 | 14.294 | 14.294 | 14.294 | 14.294 | 14.294 | 14.294 | 14.294 | 14.294 | 14.294 | 0 | 0 | 0 | 0 | 0 | 0 | 0 | 0 | 0 | 0 | 0 | 0 | 0 | 0 | 0 | 0 | 0 | 0 | 0 | 0 | 0 | 0
Tier 2 | US | Texas RE |  |  | 22INR0279 |  |  | CLUTCH CITY SOLAR |  | PV | SUN |  | Solar | 2022-12-31 |  | 204.17 | 163.336 | 14.2919 | 0 | 0 | 163.336 | 163.336 | 163.336 | 163.336 | 163.336 | 163.336 | 163.336 | 163.336 | 163.336 | 0 | 0 | 14.2919 | 14.2919 | 14.2919 | 14.2919 | 14.2919 | 14.2919 | 14.2919 | 14.2919 | 14.2919 | 0 | 0 | 0 | 0 | 0 | 0 | 0 | 0 | 0 | 0 | 0 | 0 | 0 | 0 | 0 | 0 | 0 | 0 | 0 | 0 | 0 | 0
Tier 2 | US | Texas RE |  |  | 23INR0148 |  |  | THUNDERBIRD SOLAR DCC |  | PV | SUN |  | Solar | 2024-04-25 |  | 204.08 | 163.264 | 14.2856 | 0 | 0 | 0 | 163.264 | 163.264 | 163.264 | 163.264 | 163.264 | 163.264 | 163.264 | 163.264 | 0 | 0 | 0 | 14.2856 | 14.2856 | 14.2856 | 14.2856 | 14.2856 | 14.2856 | 14.2856 | 14.2856 | 0 | 0 | 0 | 0 | 0 | 0 | 0 | 0 | 0 | 0 | 0 | 0 | 0 | 0 | 0 | 0 | 0 | 0 | 0 | 0 | 0 | 0
Tier 2 | US | Texas RE |  |  | 21INR0354 |  |  | KOCHAB SOLAR |  | PV | SUN |  | Solar | 2023-07-01 |  | 204 | 163.2 | 14.28 | 0 | 0 | 163.2 | 163.2 | 163.2 | 163.2 | 163.2 | 163.2 | 163.2 | 163.2 | 163.2 | 0 | 0 | 14.28 | 14.28 | 14.28 | 14.28 | 14.28 | 14.28 | 14.28 | 14.28 | 14.28 | 0 | 0 | 0 | 0 | 0 | 0 | 0 | 0 | 0 | 0 | 0 | 0 | 0 | 0 | 0 | 0 | 0 | 0 | 0 | 0 | 0 | 0
Tier 2 | US | Texas RE |  |  | 25INR0010 |  |  | NOCKENUT SPRINGS SOLAR 3 |  | PV | SUN |  | Solar | 2025-12-31 |  | 203.39 | 162.712 | 14.2373 | 0 | 0 | 0 | 0 | 0 | 162.712 | 162.712 | 162.712 | 162.712 | 162.712 | 162.712 | 0 | 0 | 0 | 0 | 0 | 14.2373 | 14.2373 | 14.2373 | 14.2373 | 14.2373 | 14.2373 | 0 | 0 | 0 | 0 | 0 | 0 | 0 | 0 | 0 | 0 | 0 | 0 | 0 | 0 | 0 | 0 | 0 | 0 | 0 | 0 | 0 | 0
Tier 2 | US | Texas RE |  |  | 24INR0007 |  |  | NOCKENUT SPRINGS SOLAR 2 |  | PV | SUN |  | Solar | 2024-12-31 |  | 203.26 | 162.608 | 14.2282 | 0 | 0 | 0 | 0 | 162.608 | 162.608 | 162.608 | 162.608 | 162.608 | 162.608 | 162.608 | 0 | 0 | 0 | 0 | 14.2282 | 14.2282 | 14.2282 | 14.2282 | 14.2282 | 14.2282 | 14.2282 | 0 | 0 | 0 | 0 | 0 | 0 | 0 | 0 | 0 | 0 | 0 | 0 | 0 | 0 | 0 | 0 | 0 | 0 | 0 | 0 | 0 | 0
Tier 2 | US | Texas RE |  |  | 23INR0087 |  |  | KINENOS SOLAR |  | PV | SUN |  | Solar | 2023-12-31 |  | 203.17 | 162.536 | 14.2219 | 0 | 0 | 0 | 162.536 | 162.536 | 162.536 | 162.536 | 162.536 | 162.536 | 162.536 | 162.536 | 0 | 0 | 0 | 14.2219 | 14.2219 | 14.2219 | 14.2219 | 14.2219 | 14.2219 | 14.2219 | 14.2219 | 0 | 0 | 0 | 0 | 0 | 0 | 0 | 0 | 0 | 0 | 0 | 0 | 0 | 0 | 0 | 0 | 0 | 0 | 0 | 0 | 0 | 0
Tier 2 | US | Texas RE |  |  | 23INR0088 |  |  | NOCKENUT SPRINGS SOLAR 1 |  | PV | SUN |  | Solar | 2023-12-31 |  | 203.17 | 162.536 | 14.2219 | 0 | 0 | 0 | 162.536 | 162.536 | 162.536 | 162.536 | 162.536 | 162.536 | 162.536 | 162.536 | 0 | 0 | 0 | 14.2219 | 14.2219 | 14.2219 | 14.2219 | 14.2219 | 14.2219 | 14.2219 | 14.2219 | 0 | 0 | 0 | 0 | 0 | 0 | 0 | 0 | 0 | 0 | 0 | 0 | 0 | 0 | 0 | 0 | 0 | 0 | 0 | 0 | 0 | 0
Tier 2 | US | Texas RE |  |  | 22INR0357 |  |  | LOMA PINTA SOLAR |  | PV | SUN |  | Solar | 2022-12-01 |  | 203.06 | 162.448 | 14.2142 | 0 | 0 | 162.448 | 162.448 | 162.448 | 162.448 | 162.448 | 162.448 | 162.448 | 162.448 | 162.448 | 0 | 14.2142 | 14.2142 | 14.2142 | 14.2142 | 14.2142 | 14.2142 | 14.2142 | 14.2142 | 14.2142 | 14.2142 | 0 | 0 | 0 | 0 | 0 | 0 | 0 | 0 | 0 | 0 | 0 | 0 | 0 | 0 | 0 | 0 | 0 | 0 | 0 | 0 | 0 | 0
Tier 2 | US | Texas RE |  |  | 21INR0302 |  |  | BEN MILAM SOLAR 1 |  | PV | SUN |  | Solar | 2023-01-30 |  | 203 | 162.4 | 14.21 | 0 | 0 | 162.4 | 162.4 | 162.4 | 162.4 | 162.4 | 162.4 | 162.4 | 162.4 | 162.4 | 0 | 0 | 14.21 | 14.21 | 14.21 | 14.21 | 14.21 | 14.21 | 14.21 | 14.21 | 14.21 | 0 | 0 | 0 | 0 | 0 | 0 | 0 | 0 | 0 | 0 | 0 | 0 | 0 | 0 | 0 | 0 | 0 | 0 | 0 | 0 | 0 | 0
Tier 2 | US | Texas RE |  |  | 20INR0235 |  |  | KNICKERBOCKER SOLAR |  | PV | SUN |  | Solar | 2023-05-01 |  | 202.87 | 161.6 | 14.2009 | 0 | 0 | 161.6 | 161.6 | 161.6 | 161.6 | 161.6 | 161.6 | 161.6 | 161.6 | 161.6 | 0 | 0 | 14.2009 | 14.2009 | 14.2009 | 14.2009 | 14.2009 | 14.2009 | 14.2009 | 14.2009 | 14.2009 | 0 | 0 | 0 | 0 | 0 | 0 | 0 | 0 | 0 | 0 | 0 | 0 | 0 | 0 | 0 | 0 | 0 | 0 | 0 | 0 | 0 | 0
Tier 2 | US | Texas RE |  |  | 22INR0387 |  |  | VAL VISTA GRID BESS |  | BA | MWH |  | Other | 2023-03-01 |  | 202.85 | 0 | 0 | 0 | 0 | 0 | 0 | 0 | 0 | 0 | 0 | 0 | 0 | 0 | 0 | 0 | 0 | 0 | 0 | 0 | 0 | 0 | 0 | 0 | 0 | 0 | 0 | 0 | 0 | 0 | 0 | 0 | 0 | 0 | 0 | 0 | 0 | 0 | 0 | 0 | 0 | 0 | 0 | 0 | 0 | 0 | 0
Tier 2 | US | Texas RE |  |  | 22INR0365 |  |  | BRP MENSA BESS |  | BA | MWH |  | Other | 2022-12-30 |  | 202.79 | 0 | 0 | 0 | 0 | 0 | 0 | 0 | 0 | 0 | 0 | 0 | 0 | 0 | 0 | 0 | 0 | 0 | 0 | 0 | 0 | 0 | 0 | 0 | 0 | 0 | 0 | 0 | 0 | 0 | 0 | 0 | 0 | 0 | 0 | 0 | 0 | 0 | 0 | 0 | 0 | 0 | 0 | 0 | 0 | 0 | 0
Tier 2 | US | Texas RE |  |  | 22INR0367 |  |  | BRP LYRA BESS |  | BA | MWH |  | Other | 2022-11-30 |  | 202.79 | 0 | 0 | 0 | 0 | 0 | 0 | 0 | 0 | 0 | 0 | 0 | 0 | 0 | 0 | 0 | 0 | 0 | 0 | 0 | 0 | 0 | 0 | 0 | 0 | 0 | 0 | 0 | 0 | 0 | 0 | 0 | 0 | 0 | 0 | 0 | 0 | 0 | 0 | 0 | 0 | 0 | 0 | 0 | 0 | 0 | 0
Tier 2 | US | Texas RE |  |  | 23INR0069 |  |  | CORBIN GRID BESS |  | BA | MWH |  | Other | 2023-05-31 |  | 202.76 | 0 | 0 | 0 | 0 | 0 | 0 | 0 | 0 | 0 | 0 | 0 | 0 | 0 | 0 | 0 | 0 | 0 | 0 | 0 | 0 | 0 | 0 | 0 | 0 | 0 | 0 | 0 | 0 | 0 | 0 | 0 | 0 | 0 | 0 | 0 | 0 | 0 | 0 | 0 | 0 | 0 | 0 | 0 | 0 | 0 | 0
Tier 2 | US | Texas RE |  |  | 22INR0385 |  |  | BRP PICTOR BESS |  | BA | MWH |  | Other | 2022-12-30 |  | 202.7 | 0 | 0 | 0 | 0 | 0 | 0 | 0 | 0 | 0 | 0 | 0 | 0 | 0 | 0 | 0 | 0 | 0 | 0 | 0 | 0 | 0 | 0 | 0 | 0 | 0 | 0 | 0 | 0 | 0 | 0 | 0 | 0 | 0 | 0 | 0 | 0 | 0 | 0 | 0 | 0 | 0 | 0 | 0 | 0 | 0 | 0
Tier 2 | US | Texas RE |  |  | 22INR0422 |  |  | FERDINAND GRID BESS |  | BA | MWH |  | Other | 2023-05-31 |  | 202.65 | 0 | 0 | 0 | 0 | 0 | 0 | 0 | 0 | 0 | 0 | 0 | 0 | 0 | 0 | 0 | 0 | 0 | 0 | 0 | 0 | 0 | 0 | 0 | 0 | 0 | 0 | 0 | 0 | 0 | 0 | 0 | 0 | 0 | 0 | 0 | 0 | 0 | 0 | 0 | 0 | 0 | 0 | 0 | 0 | 0 | 0
Tier 2 | US | Texas RE |  |  | 22INR0368 |  |  | PADUA GRID BESS |  | BA | MWH |  | Other | 2022-12-31 |  | 202.6 | 0 | 0 | 0 | 0 | 0 | 0 | 0 | 0 | 0 | 0 | 0 | 0 | 0 | 0 | 0 | 0 | 0 | 0 | 0 | 0 | 0 | 0 | 0 | 0 | 0 | 0 | 0 | 0 | 0 | 0 | 0 | 0 | 0 | 0 | 0 | 0 | 0 | 0 | 0 | 0 | 0 | 0 | 0 | 0 | 0 | 0
Tier 2 | US | Texas RE |  |  | 23INR0080 |  |  | SODA LAKE SOLAR 1 |  | PV | SUN |  | Solar | 2023-05-22 |  | 202.59 | 162.072 | 14.1813 | 0 | 0 | 162.072 | 162.072 | 162.072 | 162.072 | 162.072 | 162.072 | 162.072 | 162.072 | 162.072 | 0 | 0 | 14.1813 | 14.1813 | 14.1813 | 14.1813 | 14.1813 | 14.1813 | 14.1813 | 14.1813 | 14.1813 | 0 | 0 | 0 | 0 | 0 | 0 | 0 | 0 | 0 | 0 | 0 | 0 | 0 | 0 | 0 | 0 | 0 | 0 | 0 | 0 | 0 | 0
Tier 2 | US | Texas RE |  |  | 21INR0344 |  |  | LUNIS CREEK SOLAR 1 |  | PV | SUN |  | Solar | 2023-12-31 |  | 202.5 | 162 | 14.175 | 0 | 0 | 0 | 162 | 162 | 162 | 162 | 162 | 162 | 162 | 162 | 0 | 0 | 0 | 14.175 | 14.175 | 14.175 | 14.175 | 14.175 | 14.175 | 14.175 | 14.175 | 0 | 0 | 0 | 0 | 0 | 0 | 0 | 0 | 0 | 0 | 0 | 0 | 0 | 0 | 0 | 0 | 0 | 0 | 0 | 0 | 0 | 0
Tier 2 | US | Texas RE |  |  | 21INR0346 |  |  | LUNIS CREEK SOLAR 2 |  | PV | SUN |  | Solar | 2023-12-31 |  | 202.5 | 162 | 14.175 | 0 | 0 | 0 | 162 | 162 | 162 | 162 | 162 | 162 | 162 | 162 | 0 | 0 | 0 | 14.175 | 14.175 | 14.175 | 14.175 | 14.175 | 14.175 | 14.175 | 14.175 | 0 | 0 | 0 | 0 | 0 | 0 | 0 | 0 | 0 | 0 | 0 | 0 | 0 | 0 | 0 | 0 | 0 | 0 | 0 | 0 | 0 | 0
Tier 2 | US | Texas RE |  |  | 22INR0390 |  |  | BRP PERSEUS BESS |  | BA | MWH |  | Other | 2022-12-30 |  | 202.5 | 0 | 0 | 0 | 0 | 0 | 0 | 0 | 0 | 0 | 0 | 0 | 0 | 0 | 0 | 0 | 0 | 0 | 0 | 0 | 0 | 0 | 0 | 0 | 0 | 0 | 0 | 0 | 0 | 0 | 0 | 0 | 0 | 0 | 0 | 0 | 0 | 0 | 0 | 0 | 0 | 0 | 0 | 0 | 0 | 0 | 0
Tier 2 | US | Texas RE |  |  | 23INR0058 |  |  | ERIN SOLAR |  | PV | SUN |  | Solar | 2023-06-01 |  | 202.5 | 162 | 14.175 | 0 | 0 | 162 | 162 | 162 | 162 | 162 | 162 | 162 | 162 | 162 | 0 | 0 | 14.175 | 14.175 | 14.175 | 14.175 | 14.175 | 14.175 | 14.175 | 14.175 | 14.175 | 0 | 0 | 0 | 0 | 0 | 0 | 0 | 0 | 0 | 0 | 0 | 0 | 0 | 0 | 0 | 0 | 0 | 0 | 0 | 0 | 0 | 0
Tier 2 | US | Texas RE |  |  | 23INR0071 |  |  | BRP VOLANS BESS |  | BA | MWH |  | Other | 2023-03-31 |  | 202.47 | 0 | 0 | 0 | 0 | 0 | 0 | 0 | 0 | 0 | 0 | 0 | 0 | 0 | 0 | 0 | 0 | 0 | 0 | 0 | 0 | 0 | 0 | 0 | 0 | 0 | 0 | 0 | 0 | 0 | 0 | 0 | 0 | 0 | 0 | 0 | 0 | 0 | 0 | 0 | 0 | 0 | 0 | 0 | 0 | 0 | 0
Tier 2 | US | Texas RE |  |  | 23INR0075 |  |  | BRP RHINE BESS |  | BA | MWH |  | Other | 2023-03-31 |  | 202.47 | 0 | 0 | 0 | 0 | 0 | 0 | 0 | 0 | 0 | 0 | 0 | 0 | 0 | 0 | 0 | 0 | 0 | 0 | 0 | 0 | 0 | 0 | 0 | 0 | 0 | 0 | 0 | 0 | 0 | 0 | 0 | 0 | 0 | 0 | 0 | 0 | 0 | 0 | 0 | 0 | 0 | 0 | 0 | 0 | 0 | 0
Tier 1 | US | Texas RE |  |  | 22INR0388 |  |  | BRP CACHI BESS |  | BA | MWH |  | Other | 2022-12-30 |  | 202.46 | 0 | 0 | 0 | 0 | 0 | 0 | 0 | 0 | 0 | 0 | 0 | 0 | 0 | 0 | 0 | 0 | 0 | 0 | 0 | 0 | 0 | 0 | 0 | 0 | 0 | 0 | 0 | 0 | 0 | 0 | 0 | 0 | 0 | 0 | 0 | 0 | 0 | 0 | 0 | 0 | 0 | 0 | 0 | 0 | 0 | 0
Tier 2 | US | Texas RE |  |  | 23INR0104 |  |  | BRP KAMET BESS |  | BA | MWH |  | Other | 2023-04-30 |  | 202.46 | 0 | 0 | 0 | 0 | 0 | 0 | 0 | 0 | 0 | 0 | 0 | 0 | 0 | 0 | 0 | 0 | 0 | 0 | 0 | 0 | 0 | 0 | 0 | 0 | 0 | 0 | 0 | 0 | 0 | 0 | 0 | 0 | 0 | 0 | 0 | 0 | 0 | 0 | 0 | 0 | 0 | 0 | 0 | 0 | 0 | 0
Tier 2 | US | Texas RE |  |  | 22INR0427 |  |  | BRP KABRU BESS |  | BA | MWH |  | Other | 2023-03-30 |  | 202.45 | 0 | 0 | 0 | 0 | 0 | 0 | 0 | 0 | 0 | 0 | 0 | 0 | 0 | 0 | 0 | 0 | 0 | 0 | 0 | 0 | 0 | 0 | 0 | 0 | 0 | 0 | 0 | 0 | 0 | 0 | 0 | 0 | 0 | 0 | 0 | 0 | 0 | 0 | 0 | 0 | 0 | 0 | 0 | 0 | 0 | 0
Tier 2 | US | Texas RE |  |  | 23INR0094 |  |  | BRP PYXIS BESS |  | BA | MWH |  | Other | 2023-03-01 |  | 202.45 | 0 | 0 | 0 | 0 | 0 | 0 | 0 | 0 | 0 | 0 | 0 | 0 | 0 | 0 | 0 | 0 | 0 | 0 | 0 | 0 | 0 | 0 | 0 | 0 | 0 | 0 | 0 | 0 | 0 | 0 | 0 | 0 | 0 | 0 | 0 | 0 | 0 | 0 | 0 | 0 | 0 | 0 | 0 | 0 | 0 | 0
Tier 2 | US | Texas RE |  |  | 22INR0366 |  |  | BRP LIBRA BESS |  | BA | MWH |  | Other | 2022-11-30 |  | 202.38 | 0 | 0 | 0 | 0 | 0 | 0 | 0 | 0 | 0 | 0 | 0 | 0 | 0 | 0 | 0 | 0 | 0 | 0 | 0 | 0 | 0 | 0 | 0 | 0 | 0 | 0 | 0 | 0 | 0 | 0 | 0 | 0 | 0 | 0 | 0 | 0 | 0 | 0 | 0 | 0 | 0 | 0 | 0 | 0 | 0 | 0
Tier 2 | US | Texas RE |  |  | 21INR0529 |  |  | TOPAZ ENERGY STORAGE |  | BA | MWH |  | Other | 2022-06-01 |  | 202.32 | 0 | 0 | 0 | 0 | 0 | 0 | 0 | 0 | 0 | 0 | 0 | 0 | 0 | 0 | 0 | 0 | 0 | 0 | 0 | 0 | 0 | 0 | 0 | 0 | 0 | 0 | 0 | 0 | 0 | 0 | 0 | 0 | 0 | 0 | 0 | 0 | 0 | 0 | 0 | 0 | 0 | 0 | 0 | 0 | 0 | 0
Tier 2 | US | Texas RE |  |  | 22INR0447 |  |  | MARK ONE ENERGY STORAGE |  | BA | MWH |  | Other | 2022-06-01 |  | 202.32 | 0 | 0 | 0 | 0 | 0 | 0 | 0 | 0 | 0 | 0 | 0 | 0 | 0 | 0 | 0 | 0 | 0 | 0 | 0 | 0 | 0 | 0 | 0 | 0 | 0 | 0 | 0 | 0 | 0 | 0 | 0 | 0 | 0 | 0 | 0 | 0 | 0 | 0 | 0 | 0 | 0 | 0 | 0 | 0 | 0 | 0
Tier 2 | US | Texas RE |  |  | 22INR0449 |  |  | SIBYL ENERGY STORAGE |  | BA | MWH |  | Other | 2022-06-01 |  | 202.32 | 0 | 0 | 0 | 0 | 0 | 0 | 0 | 0 | 0 | 0 | 0 | 0 | 0 | 0 | 0 | 0 | 0 | 0 | 0 | 0 | 0 | 0 | 0 | 0 | 0 | 0 | 0 | 0 | 0 | 0 | 0 | 0 | 0 | 0 | 0 | 0 | 0 | 0 | 0 | 0 | 0 | 0 | 0 | 0 | 0 | 0
Tier 2 | US | Texas RE |  |  | 23INR0083 |  |  | BOTTOM GRASS BESS |  | BA | MWH |  | Other | 2023-12-31 |  | 202.21 | 0 | 0 | 0 | 0 | 0 | 0 | 0 | 0 | 0 | 0 | 0 | 0 | 0 | 0 | 0 | 0 | 0 | 0 | 0 | 0 | 0 | 0 | 0 | 0 | 0 | 0 | 0 | 0 | 0 | 0 | 0 | 0 | 0 | 0 | 0 | 0 | 0 | 0 | 0 | 0 | 0 | 0 | 0 | 0 | 0 | 0
Tier 2 | US | Texas RE |  |  | 19INR0165 |  |  | BARRANCA WIND |  | WT | WND |  | Wind | 2024-01-30 |  | 202 | 38.304 | 40.32 | 0 | 0 | 0 | 38.304 | 38.304 | 38.304 | 38.304 | 38.304 | 38.304 | 38.304 | 38.304 | 0 | 0 | 0 | 40.32 | 40.32 | 40.32 | 40.32 | 40.32 | 40.32 | 40.32 | 40.32 | 0 | 0 | 0 | 0 | 0 | 0 | 0 | 0 | 0 | 0 | 0 | 0 | 0 | 0 | 0 | 0 | 0 | 0 | 0 | 0 | 0 | 0
Tier 2 | US | Texas RE |  |  | 19INR0179 |  |  | BARRANCA WIND II |  | WT | WND |  | Wind | 2024-12-31 |  | 202 | 38.304 | 40.32 | 0 | 0 | 0 | 0 | 38.304 | 38.304 | 38.304 | 38.304 | 38.304 | 38.304 | 38.304 | 0 | 0 | 0 | 0 | 40.32 | 40.32 | 40.32 | 40.32 | 40.32 | 40.32 | 40.32 | 0 | 0 | 0 | 0 | 0 | 0 | 0 | 0 | 0 | 0 | 0 | 0 | 0 | 0 | 0 | 0 | 0 | 0 | 0 | 0 | 0 | 0
Tier 2 | US | Texas RE |  |  | 23INR0143 |  |  | BRP SEPIK BESS |  | BA | MWH |  | Other | 2023-09-01 |  | 201.87 | 0 | 0 | 0 | 0 | 0 | 0 | 0 | 0 | 0 | 0 | 0 | 0 | 0 | 0 | 0 | 0 | 0 | 0 | 0 | 0 | 0 | 0 | 0 | 0 | 0 | 0 | 0 | 0 | 0 | 0 | 0 | 0 | 0 | 0 | 0 | 0 | 0 | 0 | 0 | 0 | 0 | 0 | 0 | 0 | 0 | 0
Tier 2 | US | Texas RE |  |  | 20INR0162 |  |  | DIAMONDBACK SOLAR |  | PV | SUN |  | Solar | 2022-12-31 |  | 201.7 | 161.28 | 14.112 | 0 | 0 | 161.28 | 161.28 | 161.28 | 161.28 | 161.28 | 161.28 | 161.28 | 161.28 | 161.28 | 0 | 0 | 14.112 | 14.112 | 14.112 | 14.112 | 14.112 | 14.112 | 14.112 | 14.112 | 14.112 | 0 | 0 | 0 | 0 | 0 | 0 | 0 | 0 | 0 | 0 | 0 | 0 | 0 | 0 | 0 | 0 | 0 | 0 | 0 | 0 | 0 | 0
Tier 2 | US | Texas RE |  |  | 22INR0346 |  |  | CLYBOURN SOLAR |  | PV | SUN |  | Solar | 2022-12-31 |  | 201.5 | 161.2 | 14.105 | 0 | 0 | 161.2 | 161.2 | 161.2 | 161.2 | 161.2 | 161.2 | 161.2 | 161.2 | 161.2 | 0 | 0 | 14.105 | 14.105 | 14.105 | 14.105 | 14.105 | 14.105 | 14.105 | 14.105 | 14.105 | 0 | 0 | 0 | 0 | 0 | 0 | 0 | 0 | 0 | 0 | 0 | 0 | 0 | 0 | 0 | 0 | 0 | 0 | 0 | 0 | 0 | 0
Tier 2 | US | Texas RE |  |  | 22INR0441 |  |  | MILWAUKEE SOLAR |  | PV | SUN |  | Solar | 2022-12-30 |  | 201.5 | 161.2 | 14.105 | 0 | 0 | 161.2 | 161.2 | 161.2 | 161.2 | 161.2 | 161.2 | 161.2 | 161.2 | 161.2 | 0 | 0 | 14.105 | 14.105 | 14.105 | 14.105 | 14.105 | 14.105 | 14.105 | 14.105 | 14.105 | 0 | 0 | 0 | 0 | 0 | 0 | 0 | 0 | 0 | 0 | 0 | 0 | 0 | 0 | 0 | 0 | 0 | 0 | 0 | 0 | 0 | 0
Tier 2 | US | Texas RE |  |  | 23INR0134 |  |  | BRP KAILAS BESS |  | BA | MWH |  | Other | 2023-05-01 |  | 201.29 | 0 | 0 | 0 | 0 | 0 | 0 | 0 | 0 | 0 | 0 | 0 | 0 | 0 | 0 | 0 | 0 | 0 | 0 | 0 | 0 | 0 | 0 | 0 | 0 | 0 | 0 | 0 | 0 | 0 | 0 | 0 | 0 | 0 | 0 | 0 | 0 | 0 | 0 | 0 | 0 | 0 | 0 | 0 | 0 | 0 | 0
Tier 2 | US | Texas RE |  |  | 21INR0483 |  |  | MORROW LAKE STORAGE |  | BA | MWH |  | Other | 2022-06-30 |  | 201.13 | 0 | 0 | 0 | 0 | 0 | 0 | 0 | 0 | 0 | 0 | 0 | 0 | 0 | 0 | 0 | 0 | 0 | 0 | 0 | 0 | 0 | 0 | 0 | 0 | 0 | 0 | 0 | 0 | 0 | 0 | 0 | 0 | 0 | 0 | 0 | 0 | 0 | 0 | 0 | 0 | 0 | 0 | 0 | 0 | 0 | 0
Tier 2 | US | Texas RE |  |  | 22INR0417 |  |  | AMSTERDAM STORAGE |  | BA | MWH |  | Other | 2022-06-01 |  | 201.13 | 0 | 0 | 0 | 0 | 0 | 0 | 0 | 0 | 0 | 0 | 0 | 0 | 0 | 0 | 0 | 0 | 0 | 0 | 0 | 0 | 0 | 0 | 0 | 0 | 0 | 0 | 0 | 0 | 0 | 0 | 0 | 0 | 0 | 0 | 0 | 0 | 0 | 0 | 0 | 0 | 0 | 0 | 0 | 0 | 0 | 0
Tier 2 | US | Texas RE |  |  | 23INR0132 |  |  | BRP BONETE BESS |  | BA | MWH |  | Other | 2023-05-01 |  | 201.13 | 0 | 0 | 0 | 0 | 0 | 0 | 0 | 0 | 0 | 0 | 0 | 0 | 0 | 0 | 0 | 0 | 0 | 0 | 0 | 0 | 0 | 0 | 0 | 0 | 0 | 0 | 0 | 0 | 0 | 0 | 0 | 0 | 0 | 0 | 0 | 0 | 0 | 0 | 0 | 0 | 0 | 0 | 0 | 0 | 0 | 0
Tier 2 | US | Texas RE |  |  | 23INR0135 |  |  | BRP ELBUS BESS |  | BA | MWH |  | Other | 2023-05-01 |  | 201.11 | 0 | 0 | 0 | 0 | 0 | 0 | 0 | 0 | 0 | 0 | 0 | 0 | 0 | 0 | 0 | 0 | 0 | 0 | 0 | 0 | 0 | 0 | 0 | 0 | 0 | 0 | 0 | 0 | 0 | 0 | 0 | 0 | 0 | 0 | 0 | 0 | 0 | 0 | 0 | 0 | 0 | 0 | 0 | 0 | 0 | 0
Tier 2 | US | Texas RE |  |  | 20INR0038 |  |  | RED MUD CREEK |  | WT | WND |  | Wind | 2022-12-15 |  | 201 | 38.19 | 40.2 | 0 | 0 | 38.19 | 38.19 | 38.19 | 38.19 | 38.19 | 38.19 | 38.19 | 38.19 | 38.19 | 0 | 0 | 40.2 | 40.2 | 40.2 | 40.2 | 40.2 | 40.2 | 40.2 | 40.2 | 40.2 | 0 | 0 | 0 | 0 | 0 | 0 | 0 | 0 | 0 | 0 | 0 | 0 | 0 | 0 | 0 | 0 | 0 | 0 | 0 | 0 | 0 | 0
Tier 2 | US | Texas RE |  |  | 21INR0240 |  |  | LA CASA WIND |  | WT | WND |  | Wind | 2022-12-15 |  | 201 | 38.19 | 40.2 | 0 | 0 | 38.19 | 38.19 | 38.19 | 38.19 | 38.19 | 38.19 | 38.19 | 38.19 | 38.19 | 0 | 0 | 40.2 | 40.2 | 40.2 | 40.2 | 40.2 | 40.2 | 40.2 | 40.2 | 40.2 | 0 | 0 | 0 | 0 | 0 | 0 | 0 | 0 | 0 | 0 | 0 | 0 | 0 | 0 | 0 | 0 | 0 | 0 | 0 | 0 | 0 | 0
Tier 2 | US | Texas RE |  |  | 22INR0243 |  |  | PAINTED HORSE SOLAR |  | PV | SUN |  | Solar | 2022-12-15 |  | 200.58 | 160.464 | 14.0406 | 0 | 0 | 160.464 | 160.464 | 160.464 | 160.464 | 160.464 | 160.464 | 160.464 | 160.464 | 160.464 | 0 | 0 | 14.0406 | 14.0406 | 14.0406 | 14.0406 | 14.0406 | 14.0406 | 14.0406 | 14.0406 | 14.0406 | 0 | 0 | 0 | 0 | 0 | 0 | 0 | 0 | 0 | 0 | 0 | 0 | 0 | 0 | 0 | 0 | 0 | 0 | 0 | 0 | 0 | 0
Tier 2 | US | Texas RE |  |  | 22INR0482 |  |  | CUTLASS SOLAR II |  | PV | SUN |  | Solar | 2022-08-01 |  | 200.33 | 160.264 | 14.0231 | 0 | 0 | 160.264 | 160.264 | 160.264 | 160.264 | 160.264 | 160.264 | 160.264 | 160.264 | 160.264 | 0 | 14.0231 | 14.0231 | 14.0231 | 14.0231 | 14.0231 | 14.0231 | 14.0231 | 14.0231 | 14.0231 | 14.0231 | 0 | 0 | 0 | 0 | 0 | 0 | 0 | 0 | 0 | 0 | 0 | 0 | 0 | 0 | 0 | 0 | 0 | 0 | 0 | 0 | 0 | 0
Tier 2 | US | Texas RE |  |  | 20INR0040 |  |  | MONTGOMERY RANCH WIND |  | WT | WND |  | Wind | 2022-12-15 |  | 200.2 | 38.038 | 40.04 | 0 | 0 | 38.038 | 38.038 | 38.038 | 38.038 | 38.038 | 38.038 | 38.038 | 38.038 | 38.038 | 0 | 0 | 40.04 | 40.04 | 40.04 | 40.04 | 40.04 | 40.04 | 40.04 | 40.04 | 40.04 | 0 | 0 | 0 | 0 | 0 | 0 | 0 | 0 | 0 | 0 | 0 | 0 | 0 | 0 | 0 | 0 | 0 | 0 | 0 | 0 | 0 | 0
Tier 2 | US | Texas RE |  |  | 20INR0269 |  |  | TEXAS SOLAR NOVA 2 |  | PV | SUN |  | Solar | 2022-09-30 |  | 200.2 | 160.16 | 14.014 | 0 | 0 | 160.16 | 160.16 | 160.16 | 160.16 | 160.16 | 160.16 | 160.16 | 160.16 | 160.16 | 0 | 14.014 | 14.014 | 14.014 | 14.014 | 14.014 | 14.014 | 14.014 | 14.014 | 14.014 | 14.014 | 0 | 0 | 0 | 0 | 0 | 0 | 0 | 0 | 0 | 0 | 0 | 0 | 0 | 0 | 0 | 0 | 0 | 0 | 0 | 0 | 0 | 0
Tier 2 | US | Texas RE |  |  | 22INR0215 |  |  | TEXAS SOLAR NOVA 3 |  | PV | SUN |  | Solar | 2023-01-31 |  | 200.2 | 160.16 | 14.014 | 0 | 0 | 160.16 | 160.16 | 160.16 | 160.16 | 160.16 | 160.16 | 160.16 | 160.16 | 160.16 | 0 | 0 | 14.014 | 14.014 | 14.014 | 14.014 | 14.014 | 14.014 | 14.014 | 14.014 | 14.014 | 0 | 0 | 0 | 0 | 0 | 0 | 0 | 0 | 0 | 0 | 0 | 0 | 0 | 0 | 0 | 0 | 0 | 0 | 0 | 0 | 0 | 0
Tier 2 | US | Texas RE |  |  | 20INR0112 |  |  | WALSTROM |  | CT | NG | 0 | Natural Gas and Other Gases | 2022-05-30 |  | 200 | 200 | 200 | 0 | 200 | 200 | 200 | 200 | 200 | 200 | 200 | 200 | 200 | 200 | 0 | 200 | 200 | 200 | 200 | 200 | 200 | 200 | 200 | 200 | 200 | 0 | 0 | 0 | 0 | 0 | 0 | 0 | 0 | 0 | 0 | 0 | 0 | 0 | 0 | 0 | 0 | 0 | 0 | 0 | 0 | 0 | 0
Tier 2 | US | Texas RE |  |  | 20INR0242 |  |  | ANSON SOLAR CENTER, PHASE II |  | PV | SUN |  | Solar | 2023-12-29 |  | 200 | 160 | 14 | 0 | 0 | 0 | 160 | 160 | 160 | 160 | 160 | 160 | 160 | 160 | 0 | 0 | 0 | 14 | 14 | 14 | 14 | 14 | 14 | 14 | 14 | 0 | 0 | 0 | 0 | 0 | 0 | 0 | 0 | 0 | 0 | 0 | 0 | 0 | 0 | 0 | 0 | 0 | 0 | 0 | 0 | 0 | 0
Tier 2 | US | Texas RE |  |  | 21INR0008 |  |  | CUNNINGHAM SOLAR 1 |  | PV | SUN |  | Solar | 2023-06-30 |  | 200 | 160 | 14 | 0 | 0 | 160 | 160 | 160 | 160 | 160 | 160 | 160 | 160 | 160 | 0 | 0 | 14 | 14 | 14 | 14 | 14 | 14 | 14 | 14 | 14 | 0 | 0 | 0 | 0 | 0 | 0 | 0 | 0 | 0 | 0 | 0 | 0 | 0 | 0 | 0 | 0 | 0 | 0 | 0 | 0 | 0 | 0
Tier 2 | US | Texas RE |  |  | 21INR0024 |  |  | CUNNINGHAM SOLAR 2 |  | PV | SUN |  | Solar | 2023-06-30 |  | 200 | 160 | 14 | 0 | 0 | 160 | 160 | 160 | 160 | 160 | 160 | 160 | 160 | 160 | 0 | 0 | 14 | 14 | 14 | 14 | 14 | 14 | 14 | 14 | 14 | 0 | 0 | 0 | 0 | 0 | 0 | 0 | 0 | 0 | 0 | 0 | 0 | 0 | 0 | 0 | 0 | 0 | 0 | 0 | 0 | 0 | 0
Tier 2 | US | Texas RE |  |  | 21INR0227 |  |  | EQUINOX SOLAR 2 |  | PV | SUN |  | Solar | 2023-06-30 |  | 200 | 160 | 14 | 0 | 0 | 160 | 160 | 160 | 160 | 160 | 160 | 160 | 160 | 160 | 0 | 0 | 14 | 14 | 14 | 14 | 14 | 14 | 14 | 14 | 14 | 0 | 0 | 0 | 0 | 0 | 0 | 0 | 0 | 0 | 0 | 0 | 0 | 0 | 0 | 0 | 0 | 0 | 0 | 0 | 0 | 0 | 0
Tier 2 | US | Texas RE |  |  | 21INR0247 |  |  | ANSON SOLAR CENTER, PHASE III |  | PV | SUN |  | Solar | 2024-06-03 |  | 200 | 160 | 14 | 0 | 0 | 0 | 160 | 160 | 160 | 160 | 160 | 160 | 160 | 160 | 0 | 0 | 0 | 14 | 14 | 14 | 14 | 14 | 14 | 14 | 14 | 0 | 0 | 0 | 0 | 0 | 0 | 0 | 0 | 0 | 0 | 0 | 0 | 0 | 0 | 0 | 0 | 0 | 0 | 0 | 0 | 0 | 0
Tier 1 | US | Texas RE |  |  | 21INR0395 |  |  | SUNRAY |  | PV | SUN |  | Solar | 2023-08-01 |  | 200 | 160 | 14 | 0 | 0 | 0 | 160 | 160 | 160 | 160 | 160 | 160 | 160 | 160 | 0 | 0 | 14 | 14 | 14 | 14 | 14 | 14 | 14 | 14 | 14 | 0 | 0 | 0 | 0 | 0 | 0 | 0 | 0 | 0 | 0 | 0 | 0 | 0 | 0 | 0 | 0 | 0 | 0 | 0 | 0 | 0 | 0
Tier 2 | US | Texas RE |  |  | 22INR0001 |  |  | CUNNINGHAM SOLAR 3 |  | PV | SUN |  | Solar | 2023-06-30 |  | 200 | 160 | 14 | 0 | 0 | 160 | 160 | 160 | 160 | 160 | 160 | 160 | 160 | 160 | 0 | 0 | 14 | 14 | 14 | 14 | 14 | 14 | 14 | 14 | 14 | 0 | 0 | 0 | 0 | 0 | 0 | 0 | 0 | 0 | 0 | 0 | 0 | 0 | 0 | 0 | 0 | 0 | 0 | 0 | 0 | 0 | 0
Tier 2 | US | Texas RE |  |  | 24INR0003 |  |  | STEM SOLAR |  | PV | SUN |  | Solar | 2024-04-24 |  | 200 | 160 | 14 | 0 | 0 | 0 | 160 | 160 | 160 | 160 | 160 | 160 | 160 | 160 | 0 | 0 | 0 | 14 | 14 | 14 | 14 | 14 | 14 | 14 | 14 | 0 | 0 | 0 | 0 | 0 | 0 | 0 | 0 | 0 | 0 | 0 | 0 | 0 | 0 | 0 | 0 | 0 | 0 | 0 | 0 | 0 | 0
Tier 2 | US | Texas RE |  |  | 20INR0250 |  |  | AGUAYO WIND |  | WT | WND |  | Wind | 2022-12-31 |  | 196 | 37.24 | 39.2 | 0 | 0 | 37.24 | 37.24 | 37.24 | 37.24 | 37.24 | 37.24 | 37.24 | 37.24 | 37.24 | 0 | 0 | 39.2 | 39.2 | 39.2 | 39.2 | 39.2 | 39.2 | 39.2 | 39.2 | 39.2 | 0 | 0 | 0 | 0 | 0 | 0 | 0 | 0 | 0 | 0 | 0 | 0 | 0 | 0 | 0 | 0 | 0 | 0 | 0 | 0 | 0 | 0
Tier 2 | US | Texas RE |  |  | 19INR0203 |  |  | ANGELO SOLAR |  | PV | SUN |  | Solar | 2022-03-31 |  | 195 | 156 | 13.65 | 0 | 156 | 156 | 156 | 156 | 156 | 156 | 156 | 156 | 156 | 156 | 0 | 13.65 | 13.65 | 13.65 | 13.65 | 13.65 | 13.65 | 13.65 | 13.65 | 13.65 | 13.65 | 0 | 0 | 0 | 0 | 0 | 0 | 0 | 0 | 0 | 0 | 0 | 0 | 0 | 0 | 0 | 0 | 0 | 0 | 0 | 0 | 0 | 0
Tier 2 | US | Texas RE |  |  | 22INR0429 |  |  | SUN VALLEY BESS |  | BA | MWH |  | Other | 2023-05-31 |  | 187.5 | 0 | 0 | 0 | 0 | 0 | 0 | 0 | 0 | 0 | 0 | 0 | 0 | 0 | 0 | 0 | 0 | 0 | 0 | 0 | 0 | 0 | 0 | 0 | 0 | 0 | 0 | 0 | 0 | 0 | 0 | 0 | 0 | 0 | 0 | 0 | 0 | 0 | 0 | 0 | 0 | 0 | 0 | 0 | 0 | 0 | 0
Tier 2 | US | Texas RE |  |  | 23INR0171 |  |  | GOODALTA SOLAR |  | PV | SUN |  | Solar | 2023-02-28 |  | 185 | 148 | 12.95 | 0 | 0 | 148 | 148 | 148 | 148 | 148 | 148 | 148 | 148 | 148 | 0 | 0 | 12.95 | 12.95 | 12.95 | 12.95 | 12.95 | 12.95 | 12.95 | 12.95 | 12.95 | 0 | 0 | 0 | 0 | 0 | 0 | 0 | 0 | 0 | 0 | 0 | 0 | 0 | 0 | 0 | 0 | 0 | 0 | 0 | 0 | 0 | 0
Tier 2 | US | Texas RE |  |  | 22INR0314 |  |  | LAN SOLAR |  | PV | SUN |  | Solar | 2022-10-31 |  | 182.2 | 145.76 | 12.754 | 0 | 0 | 145.76 | 145.76 | 145.76 | 145.76 | 145.76 | 145.76 | 145.76 | 145.76 | 145.76 | 0 | 12.754 | 12.754 | 12.754 | 12.754 | 12.754 | 12.754 | 12.754 | 12.754 | 12.754 | 12.754 | 0 | 0 | 0 | 0 | 0 | 0 | 0 | 0 | 0 | 0 | 0 | 0 | 0 | 0 | 0 | 0 | 0 | 0 | 0 | 0 | 0 | 0
Tier 2 | US | Texas RE |  |  | 19INR0110 |  |  | AZALEA SPRINGS SOLAR |  | PV | SUN |  | Solar | 2023-06-30 |  | 180 | 144 | 12.6 | 0 | 0 | 144 | 144 | 144 | 144 | 144 | 144 | 144 | 144 | 144 | 0 | 0 | 12.6 | 12.6 | 12.6 | 12.6 | 12.6 | 12.6 | 12.6 | 12.6 | 12.6 | 0 | 0 | 0 | 0 | 0 | 0 | 0 | 0 | 0 | 0 | 0 | 0 | 0 | 0 | 0 | 0 | 0 | 0 | 0 | 0 | 0 | 0
Tier 2 | US | Texas RE |  |  | 20INR0086 |  |  | ARROYO SOLAR |  | PV | SUN |  | Solar | 2022-12-15 |  | 180 | 144 | 12.6 | 0 | 0 | 144 | 144 | 144 | 144 | 144 | 144 | 144 | 144 | 144 | 0 | 0 | 12.6 | 12.6 | 12.6 | 12.6 | 12.6 | 12.6 | 12.6 | 12.6 | 12.6 | 0 | 0 | 0 | 0 | 0 | 0 | 0 | 0 | 0 | 0 | 0 | 0 | 0 | 0 | 0 | 0 | 0 | 0 | 0 | 0 | 0 | 0
Tier 2 | US | Texas RE |  |  | 23INR0015 |  |  | SCARLET SOLAR |  | PV | SUN |  | Solar | 2023-04-20 |  | 180 | 144 | 12.6 | 0 | 0 | 144 | 144 | 144 | 144 | 144 | 144 | 144 | 144 | 144 | 0 | 0 | 12.6 | 12.6 | 12.6 | 12.6 | 12.6 | 12.6 | 12.6 | 12.6 | 12.6 | 0 | 0 | 0 | 0 | 0 | 0 | 0 | 0 | 0 | 0 | 0 | 0 | 0 | 0 | 0 | 0 | 0 | 0 | 0 | 0 | 0 | 0
Tier 2 | US | Texas RE |  |  | 23INR0160 |  |  | GRIMES COUNTY SOLAR |  | PV | SUN |  | Solar | 2023-09-30 |  | 177.8 | 142.24 | 12.446 | 0 | 0 | 0 | 142.24 | 142.24 | 142.24 | 142.24 | 142.24 | 142.24 | 142.24 | 142.24 | 0 | 0 | 12.446 | 12.446 | 12.446 | 12.446 | 12.446 | 12.446 | 12.446 | 12.446 | 12.446 | 0 | 0 | 0 | 0 | 0 | 0 | 0 | 0 | 0 | 0 | 0 | 0 | 0 | 0 | 0 | 0 | 0 | 0 | 0 | 0 | 0 | 0
Tier 2 | US | Texas RE |  |  | 19INR0017 |  |  | TRI-COUNTY SOLAR |  | PV | SUN |  | Solar | 2022-04-30 |  | 177.75 | 142.2 | 12.4425 | 0 | 142.2 | 142.2 | 142.2 | 142.2 | 142.2 | 142.2 | 142.2 | 142.2 | 142.2 | 142.2 | 0 | 12.4425 | 12.4425 | 12.4425 | 12.4425 | 12.4425 | 12.4425 | 12.4425 | 12.4425 | 12.4425 | 12.4425 | 0 | 0 | 0 | 0 | 0 | 0 | 0 | 0 | 0 | 0 | 0 | 0 | 0 | 0 | 0 | 0 | 0 | 0 | 0 | 0 | 0 | 0
Tier 2 | US | Texas RE |  |  | 20INR0213 |  |  | BRUSHY CREEK SOLAR |  | PV | SUN |  | Solar | 2023-05-01 |  | 177.09 | 141.672 | 12.3963 | 0 | 0 | 141.672 | 141.672 | 141.672 | 141.672 | 141.672 | 141.672 | 141.672 | 141.672 | 141.672 | 0 | 0 | 12.3963 | 12.3963 | 12.3963 | 12.3963 | 12.3963 | 12.3963 | 12.3963 | 12.3963 | 12.3963 | 0 | 0 | 0 | 0 | 0 | 0 | 0 | 0 | 0 | 0 | 0 | 0 | 0 | 0 | 0 | 0 | 0 | 0 | 0 | 0 | 0 | 0
Tier 1 | US | Texas RE |  |  | 22INR0384 |  |  | BRP PAVO BESS |  | BA | MWH |  | Other | 2022-02-01 |  | 176.85 | 0 | 0 | 0 | 0 | 0 | 0 | 0 | 0 | 0 | 0 | 0 | 0 | 0 | 0 | 0 | 0 | 0 | 0 | 0 | 0 | 0 | 0 | 0 | 0 | 0 | 0 | 0 | 0 | 0 | 0 | 0 | 0 | 0 | 0 | 0 | 0 | 0 | 0 | 0 | 0 | 0 | 0 | 0 | 0 | 0 | 0
Tier 1 | US | Texas RE |  |  | 20INR0164 |  |  | BUCKEYE FILES SOLAR |  | PV | SUN |  | Solar | 2022-12-30 |  | 175 | 140 | 12.25 | 0 | 0 | 140 | 140 | 140 | 140 | 140 | 140 | 140 | 140 | 140 | 0 | 0 | 12.25 | 12.25 | 12.25 | 12.25 | 12.25 | 12.25 | 12.25 | 12.25 | 12.25 | 0 | 0 | 0 | 0 | 0 | 0 | 0 | 0 | 0 | 0 | 0 | 0 | 0 | 0 | 0 | 0 | 0 | 0 | 0 | 0 | 0 | 0
Tier 2 | US | Texas RE |  |  | 21INR0259 |  |  | SUNSHINE SOLAR |  | PV | SUN |  | Solar | 2022-07-30 |  | 172.83 | 138.264 | 12.0981 | 0 | 0 | 138.264 | 138.264 | 138.264 | 138.264 | 138.264 | 138.264 | 138.264 | 138.264 | 138.264 | 0 | 12.0981 | 12.0981 | 12.0981 | 12.0981 | 12.0981 | 12.0981 | 12.0981 | 12.0981 | 12.0981 | 12.0981 | 0 | 0 | 0 | 0 | 0 | 0 | 0 | 0 | 0 | 0 | 0 | 0 | 0 | 0 | 0 | 0 | 0 | 0 | 0 | 0 | 0 | 0
Tier 2 | US | Texas RE |  |  | 21INR0440 |  |  | WREN SOLAR |  | PV | SUN |  | Solar | 2023-12-29 |  | 170 | 136 | 11.9 | 0 | 0 | 0 | 136 | 136 | 136 | 136 | 136 | 136 | 136 | 136 | 0 | 0 | 0 | 11.9 | 11.9 | 11.9 | 11.9 | 11.9 | 11.9 | 11.9 | 11.9 | 0 | 0 | 0 | 0 | 0 | 0 | 0 | 0 | 0 | 0 | 0 | 0 | 0 | 0 | 0 | 0 | 0 | 0 | 0 | 0 | 0 | 0
Tier 2 | US | Texas RE |  |  | 22INR0266 |  |  | CREEKFIELD SOLAR |  | PV | SUN |  | Solar | 2022-12-15 |  | 161.34 | 129.072 | 11.2938 | 0 | 0 | 129.072 | 129.072 | 129.072 | 129.072 | 129.072 | 129.072 | 129.072 | 129.072 | 129.072 | 0 | 0 | 11.2938 | 11.2938 | 11.2938 | 11.2938 | 11.2938 | 11.2938 | 11.2938 | 11.2938 | 11.2938 | 0 | 0 | 0 | 0 | 0 | 0 | 0 | 0 | 0 | 0 | 0 | 0 | 0 | 0 | 0 | 0 | 0 | 0 | 0 | 0 | 0 | 0
Tier 1 | US | Texas RE |  |  | 20INR0230 |  |  | MARKUM SOLAR |  | PV | SUN |  | Solar | 2022-06-30 |  | 161 | 128.8 | 11.27 | 0 | 128.8 | 128.8 | 128.8 | 128.8 | 128.8 | 128.8 | 128.8 | 128.8 | 128.8 | 128.8 | 0 | 11.27 | 11.27 | 11.27 | 11.27 | 11.27 | 11.27 | 11.27 | 11.27 | 11.27 | 11.27 | 0 | 0 | 0 | 0 | 0 | 0 | 0 | 0 | 0 | 0 | 0 | 0 | 0 | 0 | 0 | 0 | 0 | 0 | 0 | 0 | 0 | 0
Tier 2 | US | Texas RE |  |  | 21INR0355 |  |  | WILMETH SOLAR |  | PV | SUN |  | Solar | 2023-10-31 |  | 160 | 128 | 11.2 | 0 | 0 | 0 | 128 | 128 | 128 | 128 | 128 | 128 | 128 | 128 | 0 | 0 | 11.2 | 11.2 | 11.2 | 11.2 | 11.2 | 11.2 | 11.2 | 11.2 | 11.2 | 0 | 0 | 0 | 0 | 0 | 0 | 0 | 0 | 0 | 0 | 0 | 0 | 0 | 0 | 0 | 0 | 0 | 0 | 0 | 0 | 0 | 0
Tier 2 | US | Texas RE |  |  | 23INR0066 |  |  | ACCALIA POINT SOLAR |  | PV | SUN |  | Solar | 2023-06-01 |  | 158.76 | 127.008 | 11.1132 | 0 | 0 | 127.008 | 127.008 | 127.008 | 127.008 | 127.008 | 127.008 | 127.008 | 127.008 | 127.008 | 0 | 0 | 11.1132 | 11.1132 | 11.1132 | 11.1132 | 11.1132 | 11.1132 | 11.1132 | 11.1132 | 11.1132 | 0 | 0 | 0 | 0 | 0 | 0 | 0 | 0 | 0 | 0 | 0 | 0 | 0 | 0 | 0 | 0 | 0 | 0 | 0 | 0 | 0 | 0
Tier 2 | US | Texas RE |  |  | 22INR0302 |  |  | BRIGHT ARROW STORAGE |  | BA | MWH |  | Other | 2022-12-15 |  | 158.24 | 0 | 0 | 0 | 0 | 0 | 0 | 0 | 0 | 0 | 0 | 0 | 0 | 0 | 0 | 0 | 0 | 0 | 0 | 0 | 0 | 0 | 0 | 0 | 0 | 0 | 0 | 0 | 0 | 0 | 0 | 0 | 0 | 0 | 0 | 0 | 0 | 0 | 0 | 0 | 0 | 0 | 0 | 0 | 0 | 0 | 0
Tier 2 | US | Texas RE |  |  | 23INR0180 |  |  | JACKALOPE SOLAR |  | PV | SUN |  | Solar | 2023-07-01 |  | 156.4 | 125.12 | 10.948 | 0 | 0 | 125.12 | 125.12 | 125.12 | 125.12 | 125.12 | 125.12 | 125.12 | 125.12 | 125.12 | 0 | 0 | 10.948 | 10.948 | 10.948 | 10.948 | 10.948 | 10.948 | 10.948 | 10.948 | 10.948 | 0 | 0 | 0 | 0 | 0 | 0 | 0 | 0 | 0 | 0 | 0 | 0 | 0 | 0 | 0 | 0 | 0 | 0 | 0 | 0 | 0 | 0
Tier 2 | US | Texas RE |  |  | 23INR0079 |  |  | CHILLINGHAM STORAGE |  | BA | MWH |  | Other | 2023-06-01 |  | 153.75 | 0 | 0 | 0 | 0 | 0 | 0 | 0 | 0 | 0 | 0 | 0 | 0 | 0 | 0 | 0 | 0 | 0 | 0 | 0 | 0 | 0 | 0 | 0 | 0 | 0 | 0 | 0 | 0 | 0 | 0 | 0 | 0 | 0 | 0 | 0 | 0 | 0 | 0 | 0 | 0 | 0 | 0 | 0 | 0 | 0 | 0
Tier 2 | US | Texas RE |  |  | 21INR0507 |  |  | ARANA CREEK BATT |  | BA | MWH |  | Other | 2022-05-31 |  | 153.5 | 0 | 0 | 0 | 0 | 0 | 0 | 0 | 0 | 0 | 0 | 0 | 0 | 0 | 0 | 0 | 0 | 0 | 0 | 0 | 0 | 0 | 0 | 0 | 0 | 0 | 0 | 0 | 0 | 0 | 0 | 0 | 0 | 0 | 0 | 0 | 0 | 0 | 0 | 0 | 0 | 0 | 0 | 0 | 0 | 0 | 0
Tier 1 | US | Texas RE |  |  | 19INR0177 |  |  | PRAIRIE SWITCH WIND |  | WT | WND |  | Wind | 2022-12-31 |  | 153.3 | 29.127 | 30.66 | 0 | 0 | 29.127 | 29.127 | 29.127 | 29.127 | 29.127 | 29.127 | 29.127 | 29.127 | 29.127 | 0 | 0 | 30.66 | 30.66 | 30.66 | 30.66 | 30.66 | 30.66 | 30.66 | 30.66 | 30.66 | 0 | 0 | 0 | 0 | 0 | 0 | 0 | 0 | 0 | 0 | 0 | 0 | 0 | 0 | 0 | 0 | 0 | 0 | 0 | 0 | 0 | 0
Tier 2 | US | Texas RE |  |  | 23INR0076 |  |  | CANNON SOLAR SLF |  | PV | SUN |  | Solar | 2023-12-31 |  | 152.5 | 122 | 10.675 | 0 | 0 | 0 | 122 | 122 | 122 | 122 | 122 | 122 | 122 | 122 | 0 | 0 | 0 | 10.675 | 10.675 | 10.675 | 10.675 | 10.675 | 10.675 | 10.675 | 10.675 | 0 | 0 | 0 | 0 | 0 | 0 | 0 | 0 | 0 | 0 | 0 | 0 | 0 | 0 | 0 | 0 | 0 | 0 | 0 | 0 | 0 | 0
Tier 1 | US | Texas RE |  |  | 18INR0058 |  |  | TEXANA SOLAR |  | PV | SUN |  | Solar | 2022-12-15 |  | 152.34 | 121.872 | 10.6638 | 0 | 0 | 121.872 | 121.872 | 121.872 | 121.872 | 121.872 | 121.872 | 121.872 | 121.872 | 121.872 | 0 | 0 | 10.6638 | 10.6638 | 10.6638 | 10.6638 | 10.6638 | 10.6638 | 10.6638 | 10.6638 | 10.6638 | 0 | 0 | 0 | 0 | 0 | 0 | 0 | 0 | 0 | 0 | 0 | 0 | 0 | 0 | 0 | 0 | 0 | 0 | 0 | 0 | 0 | 0
Tier 2 | US | Texas RE |  |  | 21INR0271 |  |  | TERRANOVA SOLAR |  | PV | SUN |  | Solar | 2022-03-04 |  | 152.32 | 121.856 | 10.6624 | 0 | 121.856 | 121.856 | 121.856 | 121.856 | 121.856 | 121.856 | 121.856 | 121.856 | 121.856 | 121.856 | 0 | 10.6624 | 10.6624 | 10.6624 | 10.6624 | 10.6624 | 10.6624 | 10.6624 | 10.6624 | 10.6624 | 10.6624 | 0 | 0 | 0 | 0 | 0 | 0 | 0 | 0 | 0 | 0 | 0 | 0 | 0 | 0 | 0 | 0 | 0 | 0 | 0 | 0 | 0 | 0
Tier 2 | US | Texas RE |  |  | 21INR0334 |  |  | NIGHTFALL SOLAR |  | PV | SUN |  | Solar | 2023-01-25 |  | 152.1 | 121.68 | 10.647 | 0 | 0 | 121.68 | 121.68 | 121.68 | 121.68 | 121.68 | 121.68 | 121.68 | 121.68 | 121.68 | 0 | 0 | 10.647 | 10.647 | 10.647 | 10.647 | 10.647 | 10.647 | 10.647 | 10.647 | 10.647 | 0 | 0 | 0 | 0 | 0 | 0 | 0 | 0 | 0 | 0 | 0 | 0 | 0 | 0 | 0 | 0 | 0 | 0 | 0 | 0 | 0 | 0
Tier 2 | US | Texas RE |  |  | 22INR0295 |  |  | CORAL SOLAR |  | PV | SUN |  | Solar | 2023-06-01 |  | 152 | 121.6 | 10.64 | 0 | 0 | 121.6 | 121.6 | 121.6 | 121.6 | 121.6 | 121.6 | 121.6 | 121.6 | 121.6 | 0 | 0 | 10.64 | 10.64 | 10.64 | 10.64 | 10.64 | 10.64 | 10.64 | 10.64 | 10.64 | 0 | 0 | 0 | 0 | 0 | 0 | 0 | 0 | 0 | 0 | 0 | 0 | 0 | 0 | 0 | 0 | 0 | 0 | 0 | 0 | 0 | 0
Tier 2 | US | Texas RE |  |  | 23INR0119 |  |  | BLEVINS STORAGE |  | BA | MWH |  | Other | 2023-06-01 |  | 152 | 0 | 0 | 0 | 0 | 0 | 0 | 0 | 0 | 0 | 0 | 0 | 0 | 0 | 0 | 0 | 0 | 0 | 0 | 0 | 0 | 0 | 0 | 0 | 0 | 0 | 0 | 0 | 0 | 0 | 0 | 0 | 0 | 0 | 0 | 0 | 0 | 0 | 0 | 0 | 0 | 0 | 0 | 0 | 0 | 0 | 0
Tier 2 | US | Texas RE |  |  | 22INR0353 |  |  | BRP CARINA BESS |  | BA | MWH |  | Other | 2022-10-30 |  | 151.85 | 0 | 0 | 0 | 0 | 0 | 0 | 0 | 0 | 0 | 0 | 0 | 0 | 0 | 0 | 0 | 0 | 0 | 0 | 0 | 0 | 0 | 0 | 0 | 0 | 0 | 0 | 0 | 0 | 0 | 0 | 0 | 0 | 0 | 0 | 0 | 0 | 0 | 0 | 0 | 0 | 0 | 0 | 0 | 0 | 0 | 0
Tier 2 | US | Texas RE |  |  | 21INR0314 |  |  | AQUAMARINE SOLAR |  | PV | SUN |  | Solar | 2023-12-01 |  | 151.69 | 121.352 | 10.6183 | 0 | 0 | 0 | 121.352 | 121.352 | 121.352 | 121.352 | 121.352 | 121.352 | 121.352 | 121.352 | 0 | 0 | 10.6183 | 10.6183 | 10.6183 | 10.6183 | 10.6183 | 10.6183 | 10.6183 | 10.6183 | 10.6183 | 0 | 0 | 0 | 0 | 0 | 0 | 0 | 0 | 0 | 0 | 0 | 0 | 0 | 0 | 0 | 0 | 0 | 0 | 0 | 0 | 0 | 0
Tier 2 | US | Texas RE |  |  | 21INR0325 |  |  | SHEEP CREEK WIND |  | WT | WND |  | Wind | 2023-06-01 |  | 151.5 | 28.785 | 30.3 | 0 | 0 | 28.785 | 28.785 | 28.785 | 28.785 | 28.785 | 28.785 | 28.785 | 28.785 | 28.785 | 0 | 0 | 30.3 | 30.3 | 30.3 | 30.3 | 30.3 | 30.3 | 30.3 | 30.3 | 30.3 | 0 | 0 | 0 | 0 | 0 | 0 | 0 | 0 | 0 | 0 | 0 | 0 | 0 | 0 | 0 | 0 | 0 | 0 | 0 | 0 | 0 | 0
Tier 2 | US | Texas RE |  |  | 21INR0368 |  |  | ELIZA SOLAR |  | PV | SUN |  | Solar | 2024-02-15 |  | 151.28 | 121.024 | 10.5896 | 0 | 0 | 0 | 121.024 | 121.024 | 121.024 | 121.024 | 121.024 | 121.024 | 121.024 | 121.024 | 0 | 0 | 0 | 10.5896 | 10.5896 | 10.5896 | 10.5896 | 10.5896 | 10.5896 | 10.5896 | 10.5896 | 0 | 0 | 0 | 0 | 0 | 0 | 0 | 0 | 0 | 0 | 0 | 0 | 0 | 0 | 0 | 0 | 0 | 0 | 0 | 0 | 0 | 0
Tier 2 | US | Texas RE |  |  | 20INR0134 |  |  | HALF MOON SOLAR |  | PV | SUN |  | Solar | 2023-12-29 |  | 151.2 | 120.96 | 10.584 | 0 | 0 | 0 | 120.96 | 120.96 | 120.96 | 120.96 | 120.96 | 120.96 | 120.96 | 120.96 | 0 | 0 | 0 | 10.584 | 10.584 | 10.584 | 10.584 | 10.584 | 10.584 | 10.584 | 10.584 | 0 | 0 | 0 | 0 | 0 | 0 | 0 | 0 | 0 | 0 | 0 | 0 | 0 | 0 | 0 | 0 | 0 | 0 | 0 | 0 | 0 | 0
Tier 2 | US | Texas RE |  |  | 22INR0281 |  |  | PINK SOLAR |  | PV | SUN |  | Solar | 2022-10-31 |  | 151 | 120.8 | 10.57 | 0 | 0 | 120.8 | 120.8 | 120.8 | 120.8 | 120.8 | 120.8 | 120.8 | 120.8 | 120.8 | 0 | 10.57 | 10.57 | 10.57 | 10.57 | 10.57 | 10.57 | 10.57 | 10.57 | 10.57 | 10.57 | 0 | 0 | 0 | 0 | 0 | 0 | 0 | 0 | 0 | 0 | 0 | 0 | 0 | 0 | 0 | 0 | 0 | 0 | 0 | 0 | 0 | 0
Tier 1 | US | Texas RE |  |  | 22INR0211 |  |  | SCHOOLHOUSE SOLAR |  | PV | SUN |  | Solar | 2023-05-31 |  | 150.84 | 120.672 | 10.5588 | 0 | 0 | 120.672 | 120.672 | 120.672 | 120.672 | 120.672 | 120.672 | 120.672 | 120.672 | 120.672 | 0 | 0 | 10.5588 | 10.5588 | 10.5588 | 10.5588 | 10.5588 | 10.5588 | 10.5588 | 10.5588 | 10.5588 | 0 | 0 | 0 | 0 | 0 | 0 | 0 | 0 | 0 | 0 | 0 | 0 | 0 | 0 | 0 | 0 | 0 | 0 | 0 | 0 | 0 | 0
Tier 2 | US | Texas RE |  |  | 21INR0442 |  |  | MYRTLE STORAGE |  | BA | MWH |  | Other | 2022-12-15 |  | 150.83 | 0 | 0 | 0 | 0 | 0 | 0 | 0 | 0 | 0 | 0 | 0 | 0 | 0 | 0 | 0 | 0 | 0 | 0 | 0 | 0 | 0 | 0 | 0 | 0 | 0 | 0 | 0 | 0 | 0 | 0 | 0 | 0 | 0 | 0 | 0 | 0 | 0 | 0 | 0 | 0 | 0 | 0 | 0 | 0 | 0 | 0
Tier 2 | US | Texas RE |  |  | 21INR0443 |  |  | COTTONWOOD BAYOU STORAGE |  | BA | MWH |  | Other | 2023-01-01 |  | 150.83 | 0 | 0 | 0 | 0 | 0 | 0 | 0 | 0 | 0 | 0 | 0 | 0 | 0 | 0 | 0 | 0 | 0 | 0 | 0 | 0 | 0 | 0 | 0 | 0 | 0 | 0 | 0 | 0 | 0 | 0 | 0 | 0 | 0 | 0 | 0 | 0 | 0 | 0 | 0 | 0 | 0 | 0 | 0 | 0 | 0 | 0
Tier 2 | US | Texas RE |  |  | 21INR0450 |  |  | DANISH FIELDS STORAGE |  | BA | MWH |  | Other | 2023-06-15 |  | 150.83 | 0 | 0 | 0 | 0 | 0 | 0 | 0 | 0 | 0 | 0 | 0 | 0 | 0 | 0 | 0 | 0 | 0 | 0 | 0 | 0 | 0 | 0 | 0 | 0 | 0 | 0 | 0 | 0 | 0 | 0 | 0 | 0 | 0 | 0 | 0 | 0 | 0 | 0 | 0 | 0 | 0 | 0 | 0 | 0 | 0 | 0
Tier 2 | US | Texas RE |  |  | 21INR0456 |  |  | MALEZA STORAGE |  | BA | MWH |  | Other | 2023-06-01 |  | 150.83 | 0 | 0 | 0 | 0 | 0 | 0 | 0 | 0 | 0 | 0 | 0 | 0 | 0 | 0 | 0 | 0 | 0 | 0 | 0 | 0 | 0 | 0 | 0 | 0 | 0 | 0 | 0 | 0 | 0 | 0 | 0 | 0 | 0 | 0 | 0 | 0 | 0 | 0 | 0 | 0 | 0 | 0 | 0 | 0 | 0 | 0
Tier 2 | US | Texas RE |  |  | 21INR0484 |  |  | MUSTANG CREEK STORAGE |  | BA | MWH |  | Other | 2022-06-30 |  | 150.83 | 0 | 0 | 0 | 0 | 0 | 0 | 0 | 0 | 0 | 0 | 0 | 0 | 0 | 0 | 0 | 0 | 0 | 0 | 0 | 0 | 0 | 0 | 0 | 0 | 0 | 0 | 0 | 0 | 0 | 0 | 0 | 0 | 0 | 0 | 0 | 0 | 0 | 0 | 0 | 0 | 0 | 0 | 0 | 0 | 0 | 0
Tier 2 | US | Texas RE |  |  | 20INR0247 |  |  | WATER VALLEY WIND ENERGY |  | WT | WND |  | Wind | 2021-12-31 |  | 150 | 28.5 | 30 | 0 | 28.5 | 28.5 | 28.5 | 28.5 | 28.5 | 28.5 | 28.5 | 28.5 | 28.5 | 28.5 | 0 | 30 | 30 | 30 | 30 | 30 | 30 | 30 | 30 | 30 | 30 | 0 | 0 | 0 | 0 | 0 | 0 | 0 | 0 | 0 | 0 | 0 | 0 | 0 | 0 | 0 | 0 | 0 | 0 | 0 | 0 | 0 | 0
Tier 2 | US | Texas RE |  |  | 21INR0253 |  |  | ULYSSES SOLAR |  | PV | SUN |  | Solar | 2023-06-30 |  | 150 | 120 | 10.5 | 0 | 0 | 120 | 120 | 120 | 120 | 120 | 120 | 120 | 120 | 120 | 0 | 0 | 10.5 | 10.5 | 10.5 | 10.5 | 10.5 | 10.5 | 10.5 | 10.5 | 10.5 | 0 | 0 | 0 | 0 | 0 | 0 | 0 | 0 | 0 | 0 | 0 | 0 | 0 | 0 | 0 | 0 | 0 | 0 | 0 | 0 | 0 | 0
Tier 2 | US | Texas RE |  |  | 21INR0254 |  |  | BLUE CUT SOLAR |  | PV | SUN |  | Solar | 2022-06-01 |  | 150 | 120 | 10.5 | 0 | 120 | 120 | 120 | 120 | 120 | 120 | 120 | 120 | 120 | 120 | 0 | 10.5 | 10.5 | 10.5 | 10.5 | 10.5 | 10.5 | 10.5 | 10.5 | 10.5 | 10.5 | 0 | 0 | 0 | 0 | 0 | 0 | 0 | 0 | 0 | 0 | 0 | 0 | 0 | 0 | 0 | 0 | 0 | 0 | 0 | 0 | 0 | 0
Tier 3 | US | Texas RE |  |  | 21INR0343 |  |  | FLAG CITY SOLAR |  | PV | SUN |  | Solar | 2024-12-31 |  | 150 | 120 | 10.5 | 0 | 0 | 0 | 0 | 120 | 120 | 120 | 120 | 120 | 120 | 120 | 0 | 0 | 0 | 0 | 10.5 | 10.5 | 10.5 | 10.5 | 10.5 | 10.5 | 10.5 | 0 | 0 | 0 | 0 | 0 | 0 | 0 | 0 | 0 | 0 | 0 | 0 | 0 | 0 | 0 | 0 | 0 | 0 | 0 | 0 | 0 | 0
Tier 2 | US | Texas RE |  |  | 22INR0443 |  |  | BOWSTRING BESS |  | BA | MWH |  | Other | 2022-12-31 |  | 150 | 0 | 0 | 0 | 0 | 0 | 0 | 0 | 0 | 0 | 0 | 0 | 0 | 0 | 0 | 0 | 0 | 0 | 0 | 0 | 0 | 0 | 0 | 0 | 0 | 0 | 0 | 0 | 0 | 0 | 0 | 0 | 0 | 0 | 0 | 0 | 0 | 0 | 0 | 0 | 0 | 0 | 0 | 0 | 0 | 0 | 0
Tier 2 | US | Texas RE |  |  | 22INR0396 |  |  | HATHOR SOLAR |  | PV | SUN |  | Solar | 2023-08-22 |  | 149.9 | 119.92 | 10.493 | 0 | 0 | 0 | 119.92 | 119.92 | 119.92 | 119.92 | 119.92 | 119.92 | 119.92 | 119.92 | 0 | 0 | 10.493 | 10.493 | 10.493 | 10.493 | 10.493 | 10.493 | 10.493 | 10.493 | 10.493 | 0 | 0 | 0 | 0 | 0 | 0 | 0 | 0 | 0 | 0 | 0 | 0 | 0 | 0 | 0 | 0 | 0 | 0 | 0 | 0 | 0 | 0
Cancelled | US | Texas RE |  |  | 20INR0133 |  |  | THICKGRASS SOLAR |  | PV | SUN |  | Solar | 2021-12-15 |  | 148.7 | 118.96 | 10.409 | 0 | 118.96 | 118.96 | 118.96 | 118.96 | 118.96 | 118.96 | 118.96 | 118.96 | 118.96 | 118.96 | 0 | 10.409 | 10.409 | 10.409 | 10.409 | 10.409 | 10.409 | 10.409 | 10.409 | 10.409 | 10.409 | 0 | 0 | 0 | 0 | 0 | 0 | 0 | 0 | 0 | 0 | 0 | 0 | 0 | 0 | 0 | 0 | 0 | 0 | 0 | 0 | 0 | 0
Tier 2 | US | Texas RE |  |  | 22INR0527 |  |  | LILY SOLAR (CLOSE BOZE - I20 - ROSEHILL) |  | PV | SUN |  | Solar | 2022-01-31 |  | 147.63 | 0 | 0 | 0 | 0 | 0 | 0 | 0 | 0 | 0 | 0 | 0 | 0 | 0 | 0 | 0 | 0 | 0 | 0 | 0 | 0 | 0 | 0 | 0 | 0 | 0 | 0 | 0 | 0 | 0 | 0 | 0 | 0 | 0 | 0 | 0 | 0 | 0 | 0 | 0 | 0 | 0 | 0 | 0 | 0 | 0 | 0
Tier 2 | US | Texas RE |  |  | 23INR0157 |  |  | HIGH CHAPARRAL SOLAR |  | PV | SUN |  | Solar | 2023-12-31 |  | 147.63 | 118.104 | 10.3341 | 0 | 0 | 0 | 118.104 | 118.104 | 118.104 | 118.104 | 118.104 | 118.104 | 118.104 | 118.104 | 0 | 0 | 0 | 10.3341 | 10.3341 | 10.3341 | 10.3341 | 10.3341 | 10.3341 | 10.3341 | 10.3341 | 0 | 0 | 0 | 0 | 0 | 0 | 0 | 0 | 0 | 0 | 0 | 0 | 0 | 0 | 0 | 0 | 0 | 0 | 0 | 0 | 0 | 0
Tier 2 | US | Texas RE |  |  | 23INR0061 |  |  | NORIA SOLAR DCC |  | PV | SUN |  | Solar | 2023-06-30 |  | 145 | 116 | 10.15 | 0 | 0 | 116 | 116 | 116 | 116 | 116 | 116 | 116 | 116 | 116 | 0 | 0 | 10.15 | 10.15 | 10.15 | 10.15 | 10.15 | 10.15 | 10.15 | 10.15 | 10.15 | 0 | 0 | 0 | 0 | 0 | 0 | 0 | 0 | 0 | 0 | 0 | 0 | 0 | 0 | 0 | 0 | 0 | 0 | 0 | 0 | 0 | 0
Tier 2 | US | Texas RE |  |  | 24INR0004 |  |  | PONIL SOLAR |  | PV | SUN |  | Solar | 2024-04-20 |  | 145 | 116 | 10.15 | 0 | 0 | 0 | 116 | 116 | 116 | 116 | 116 | 116 | 116 | 116 | 0 | 0 | 0 | 10.15 | 10.15 | 10.15 | 10.15 | 10.15 | 10.15 | 10.15 | 10.15 | 0 | 0 | 0 | 0 | 0 | 0 | 0 | 0 | 0 | 0 | 0 | 0 | 0 | 0 | 0 | 0 | 0 | 0 | 0 | 0 | 0 | 0
Tier 2 | US | Texas RE |  |  | 21INR0377 |  |  | WAGON WHEEL SOLAR |  | PV | SUN |  | Solar | 2023-12-31 |  | 144.76 | 115.808 | 10.1332 | 0 | 0 | 0 | 115.808 | 115.808 | 115.808 | 115.808 | 115.808 | 115.808 | 115.808 | 115.808 | 0 | 0 | 0 | 10.1332 | 10.1332 | 10.1332 | 10.1332 | 10.1332 | 10.1332 | 10.1332 | 10.1332 | 0 | 0 | 0 | 0 | 0 | 0 | 0 | 0 | 0 | 0 | 0 | 0 | 0 | 0 | 0 | 0 | 0 | 0 | 0 | 0 | 0 | 0
Cancelled | US | Texas RE |  |  | 21INR0366 |  |  | BRAHMAN SOLAR |  | PV | SUN |  | Solar | 2022-06-30 |  | 144.01 | 115.208 | 10.0807 | 0 | 115.208 | 115.208 | 115.208 | 115.208 | 115.208 | 115.208 | 115.208 | 115.208 | 115.208 | 115.208 | 0 | 10.0807 | 10.0807 | 10.0807 | 10.0807 | 10.0807 | 10.0807 | 10.0807 | 10.0807 | 10.0807 | 10.0807 | 0 | 0 | 0 | 0 | 0 | 0 | 0 | 0 | 0 | 0 | 0 | 0 | 0 | 0 | 0 | 0 | 0 | 0 | 0 | 0 | 0 | 0
Tier 2 | US | Texas RE |  |  | 20INR0044 |  |  | FRENCH GOLDSTON SOLAR |  | PV | SUN |  | Solar | 2023-12-15 |  | 144 | 115.2 | 10.08 | 0 | 0 | 0 | 115.2 | 115.2 | 115.2 | 115.2 | 115.2 | 115.2 | 115.2 | 115.2 | 0 | 0 | 0 | 10.08 | 10.08 | 10.08 | 10.08 | 10.08 | 10.08 | 10.08 | 10.08 | 0 | 0 | 0 | 0 | 0 | 0 | 0 | 0 | 0 | 0 | 0 | 0 | 0 | 0 | 0 | 0 | 0 | 0 | 0 | 0 | 0 | 0
Tier 2 | US | Texas RE |  |  | 21INR0500 |  |  | SKYSEALY |  | IC | NG | 0 | Natural Gas and Other Gases | 2022-06-01 |  | 143 | 107 | 143 | 0 | 107 | 107 | 107 | 107 | 107 | 107 | 107 | 107 | 107 | 107 | 0 | 143 | 143 | 143 | 143 | 143 | 143 | 143 | 143 | 143 | 143 | 0 | 0 | 0 | 0 | 0 | 0 | 0 | 0 | 0 | 0 | 0 | 0 | 0 | 0 | 0 | 0 | 0 | 0 | 0 | 0 | 0 | 0
Cancelled | US | Texas RE |  |  | 21INR0311 |  |  | MEISSA SOLAR |  | PV | SUN |  | Solar | 2022-03-25 |  | 136.37 | 109.096 | 9.5459 | 0 | 109.096 | 109.096 | 109.096 | 109.096 | 109.096 | 109.096 | 109.096 | 109.096 | 109.096 | 109.096 | 0 | 9.5459 | 9.5459 | 9.5459 | 9.5459 | 9.5459 | 9.5459 | 9.5459 | 9.5459 | 9.5459 | 9.5459 | 0 | 0 | 0 | 0 | 0 | 0 | 0 | 0 | 0 | 0 | 0 | 0 | 0 | 0 | 0 | 0 | 0 | 0 | 0 | 0 | 0 | 0
Tier 2 | US | Texas RE |  |  | 21INR0371 |  |  | HIP SOLAR PROJECT |  | PV | SUN |  | Solar | 2022-11-30 |  | 135 | 108 | 9.45 | 0 | 0 | 108 | 108 | 108 | 108 | 108 | 108 | 108 | 108 | 108 | 0 | 9.45 | 9.45 | 9.45 | 9.45 | 9.45 | 9.45 | 9.45 | 9.45 | 9.45 | 9.45 | 0 | 0 | 0 | 0 | 0 | 0 | 0 | 0 | 0 | 0 | 0 | 0 | 0 | 0 | 0 | 0 | 0 | 0 | 0 | 0 | 0 | 0
Tier 2 | US | Texas RE |  |  | 21INR0393 |  |  | TALITHA SOLAR |  | PV | SUN |  | Solar | 2023-05-01 |  | 131.03 | 104.824 | 9.1721 | 0 | 0 | 104.824 | 104.824 | 104.824 | 104.824 | 104.824 | 104.824 | 104.824 | 104.824 | 104.824 | 0 | 0 | 9.1721 | 9.1721 | 9.1721 | 9.1721 | 9.1721 | 9.1721 | 9.1721 | 9.1721 | 9.1721 | 0 | 0 | 0 | 0 | 0 | 0 | 0 | 0 | 0 | 0 | 0 | 0 | 0 | 0 | 0 | 0 | 0 | 0 | 0 | 0 | 0 | 0
Tier 2 | US | Texas RE |  |  | 20INR0070 |  |  | MONTE BUENO |  | WT | WND |  | Wind | 2022-12-31 |  | 129.2 | 24.548 | 25.84 | 0 | 0 | 24.548 | 24.548 | 24.548 | 24.548 | 24.548 | 24.548 | 24.548 | 24.548 | 24.548 | 0 | 0 | 25.84 | 25.84 | 25.84 | 25.84 | 25.84 | 25.84 | 25.84 | 25.84 | 25.84 | 0 | 0 | 0 | 0 | 0 | 0 | 0 | 0 | 0 | 0 | 0 | 0 | 0 | 0 | 0 | 0 | 0 | 0 | 0 | 0 | 0 | 0
Cancelled | US | Texas RE |  |  | 21INR0403 |  |  | CANE FLATS SOLAR |  | PV | SUN |  | Solar | 2023-12-31 |  | 127.5 | 102 | 8.925 | 0 | 0 | 0 | 102 | 102 | 102 | 102 | 102 | 102 | 102 | 102 | 0 | 0 | 0 | 8.925 | 8.925 | 8.925 | 8.925 | 8.925 | 8.925 | 8.925 | 8.925 | 0 | 0 | 0 | 0 | 0 | 0 | 0 | 0 | 0 | 0 | 0 | 0 | 0 | 0 | 0 | 0 | 0 | 0 | 0 | 0 | 0 | 0
Tier 1 | US | Texas RE |  |  | 22INR0436 |  |  | NOBLE STORAGE |  | BA | MWH |  | Other | 2022-06-01 |  | 127 | 0 | 0 | 0 | 0 | 0 | 0 | 0 | 0 | 0 | 0 | 0 | 0 | 0 | 0 | 0 | 0 | 0 | 0 | 0 | 0 | 0 | 0 | 0 | 0 | 0 | 0 | 0 | 0 | 0 | 0 | 0 | 0 | 0 | 0 | 0 | 0 | 0 | 0 | 0 | 0 | 0 | 0 | 0 | 0 | 0 | 0
Tier 2 | US | Texas RE |  |  | 22INR0386 |  |  | BRP OCTANS BESS |  | BA | MWH |  | Other | 2022-11-30 |  | 126.63 | 0 | 0 | 0 | 0 | 0 | 0 | 0 | 0 | 0 | 0 | 0 | 0 | 0 | 0 | 0 | 0 | 0 | 0 | 0 | 0 | 0 | 0 | 0 | 0 | 0 | 0 | 0 | 0 | 0 | 0 | 0 | 0 | 0 | 0 | 0 | 0 | 0 | 0 | 0 | 0 | 0 | 0 | 0 | 0 | 0 | 0
Tier 2 | US | Texas RE |  |  | 20INR0048 |  |  | CENTURY OAK WIND |  | WT | WND |  | Wind | 2023-06-01 |  | 126 | 23.94 | 25.2 | 0 | 0 | 23.94 | 23.94 | 23.94 | 23.94 | 23.94 | 23.94 | 23.94 | 23.94 | 23.94 | 0 | 0 | 25.2 | 25.2 | 25.2 | 25.2 | 25.2 | 25.2 | 25.2 | 25.2 | 25.2 | 0 | 0 | 0 | 0 | 0 | 0 | 0 | 0 | 0 | 0 | 0 | 0 | 0 | 0 | 0 | 0 | 0 | 0 | 0 | 0 | 0 | 0
Cancelled | US | Texas RE |  |  | 19INR0173 |  |  | MAGNET WIND |  | WT | WND |  | Wind | 2021-12-31 |  | 125 | 23.75 | 25 | 0 | 23.75 | 23.75 | 23.75 | 23.75 | 23.75 | 23.75 | 23.75 | 23.75 | 23.75 | 23.75 | 0 | 25 | 25 | 25 | 25 | 25 | 25 | 25 | 25 | 25 | 25 | 0 | 0 | 0 | 0 | 0 | 0 | 0 | 0 | 0 | 0 | 0 | 0 | 0 | 0 | 0 | 0 | 0 | 0 | 0 | 0 | 0 | 0
Tier 2 | US | Texas RE |  |  | 23INR0035 |  |  | STARLING SOLAR |  | PV | SUN |  | Solar | 2023-10-30 |  | 123 | 98.4 | 8.61 | 0 | 0 | 0 | 98.4 | 98.4 | 98.4 | 98.4 | 98.4 | 98.4 | 98.4 | 98.4 | 0 | 0 | 8.61 | 8.61 | 8.61 | 8.61 | 8.61 | 8.61 | 8.61 | 8.61 | 8.61 | 0 | 0 | 0 | 0 | 0 | 0 | 0 | 0 | 0 | 0 | 0 | 0 | 0 | 0 | 0 | 0 | 0 | 0 | 0 | 0 | 0 | 0
Tier 2 | US | Texas RE |  |  | 23INR0045 |  |  | GP SOLAR |  | PV | SUN |  | Solar | 2023-06-01 |  | 121.97 | 97.576 | 8.5379 | 0 | 0 | 97.576 | 97.576 | 97.576 | 97.576 | 97.576 | 97.576 | 97.576 | 97.576 | 97.576 | 0 | 0 | 8.5379 | 8.5379 | 8.5379 | 8.5379 | 8.5379 | 8.5379 | 8.5379 | 8.5379 | 8.5379 | 0 | 0 | 0 | 0 | 0 | 0 | 0 | 0 | 0 | 0 | 0 | 0 | 0 | 0 | 0 | 0 | 0 | 0 | 0 | 0 | 0 | 0
Tier 2 | US | Texas RE |  |  | 22INR0307 |  |  | DESERT VINE SOLAR |  | PV | SUN |  | Solar | 2023-06-30 |  | 121.64 | 97.312 | 8.5148 | 0 | 0 | 97.312 | 97.312 | 97.312 | 97.312 | 97.312 | 97.312 | 97.312 | 97.312 | 97.312 | 0 | 0 | 8.5148 | 8.5148 | 8.5148 | 8.5148 | 8.5148 | 8.5148 | 8.5148 | 8.5148 | 8.5148 | 0 | 0 | 0 | 0 | 0 | 0 | 0 | 0 | 0 | 0 | 0 | 0 | 0 | 0 | 0 | 0 | 0 | 0 | 0 | 0 | 0 | 0
Tier 2 | US | Texas RE |  |  | 23INR0074 |  |  | BRP AMPATO BESS |  | BA | MWH |  | Other | 2023-03-31 |  | 121.56 | 0 | 0 | 0 | 0 | 0 | 0 | 0 | 0 | 0 | 0 | 0 | 0 | 0 | 0 | 0 | 0 | 0 | 0 | 0 | 0 | 0 | 0 | 0 | 0 | 0 | 0 | 0 | 0 | 0 | 0 | 0 | 0 | 0 | 0 | 0 | 0 | 0 | 0 | 0 | 0 | 0 | 0 | 0 | 0 | 0 | 0
Tier 2 | US | Texas RE |  |  | 19INR0159 |  |  | REIHER SOLAR |  | PV | SUN |  | Solar | 2022-10-01 |  | 120 | 96 | 8.4 | 0 | 0 | 96 | 96 | 96 | 96 | 96 | 96 | 96 | 96 | 96 | 0 | 8.4 | 8.4 | 8.4 | 8.4 | 8.4 | 8.4 | 8.4 | 8.4 | 8.4 | 8.4 | 0 | 0 | 0 | 0 | 0 | 0 | 0 | 0 | 0 | 0 | 0 | 0 | 0 | 0 | 0 | 0 | 0 | 0 | 0 | 0 | 0 | 0
Tier 2 | US | Texas RE |  |  | 20INR0106 |  |  | WANG SOLAR |  | PV | SUN |  | Solar | 2022-12-31 |  | 120 | 96 | 8.4 | 0 | 0 | 96 | 96 | 96 | 96 | 96 | 96 | 96 | 96 | 96 | 0 | 0 | 8.4 | 8.4 | 8.4 | 8.4 | 8.4 | 8.4 | 8.4 | 8.4 | 8.4 | 0 | 0 | 0 | 0 | 0 | 0 | 0 | 0 | 0 | 0 | 0 | 0 | 0 | 0 | 0 | 0 | 0 | 0 | 0 | 0 | 0 | 0
Tier 2 | US | Texas RE |  |  | 20INR0128 |  |  | EK TIPTON SOLAR |  | PV | SUN |  | Solar | 2022-09-30 |  | 120 | 96 | 8.4 | 0 | 0 | 96 | 96 | 96 | 96 | 96 | 96 | 96 | 96 | 96 | 0 | 8.4 | 8.4 | 8.4 | 8.4 | 8.4 | 8.4 | 8.4 | 8.4 | 8.4 | 8.4 | 0 | 0 | 0 | 0 | 0 | 0 | 0 | 0 | 0 | 0 | 0 | 0 | 0 | 0 | 0 | 0 | 0 | 0 | 0 | 0 | 0 | 0
Tier 2 | US | Texas RE |  |  | 21INR0454 |  |  | RACETRACK SOLAR |  | PV | SUN |  | Solar | 2022-05-01 |  | 120 | 96 | 8.4 | 0 | 96 | 96 | 96 | 96 | 96 | 96 | 96 | 96 | 96 | 96 | 0 | 8.4 | 8.4 | 8.4 | 8.4 | 8.4 | 8.4 | 8.4 | 8.4 | 8.4 | 8.4 | 0 | 0 | 0 | 0 | 0 | 0 | 0 | 0 | 0 | 0 | 0 | 0 | 0 | 0 | 0 | 0 | 0 | 0 | 0 | 0 | 0 | 0
Tier 2 | US | Texas RE |  |  | 22INR0392 |  |  | KALINA SOLAR |  | PV | SUN |  | Solar | 2023-12-31 |  | 120 | 96 | 8.4 | 0 | 0 | 0 | 96 | 96 | 96 | 96 | 96 | 96 | 96 | 96 | 0 | 0 | 0 | 8.4 | 8.4 | 8.4 | 8.4 | 8.4 | 8.4 | 8.4 | 8.4 | 0 | 0 | 0 | 0 | 0 | 0 | 0 | 0 | 0 | 0 | 0 | 0 | 0 | 0 | 0 | 0 | 0 | 0 | 0 | 0 | 0 | 0
Tier 2 | US | Texas RE |  |  | 23INR0078 |  |  | SHAW SOLAR |  | PV | SUN |  | Solar | 2023-10-31 |  | 120 | 96 | 8.4 | 0 | 0 | 0 | 96 | 96 | 96 | 96 | 96 | 96 | 96 | 96 | 0 | 0 | 8.4 | 8.4 | 8.4 | 8.4 | 8.4 | 8.4 | 8.4 | 8.4 | 8.4 | 0 | 0 | 0 | 0 | 0 | 0 | 0 | 0 | 0 | 0 | 0 | 0 | 0 | 0 | 0 | 0 | 0 | 0 | 0 | 0 | 0 | 0
Tier 2 | US | Texas RE |  |  | 21INR0295 |  |  | STERLING PRAIRIE SOLAR |  | PV | SUN |  | Solar | 2022-03-01 |  | 119.91 | 95.928 | 8.3937 | 0 | 95.928 | 95.928 | 95.928 | 95.928 | 95.928 | 95.928 | 95.928 | 95.928 | 95.928 | 95.928 | 0 | 8.3937 | 8.3937 | 8.3937 | 8.3937 | 8.3937 | 8.3937 | 8.3937 | 8.3937 | 8.3937 | 8.3937 | 0 | 0 | 0 | 0 | 0 | 0 | 0 | 0 | 0 | 0 | 0 | 0 | 0 | 0 | 0 | 0 | 0 | 0 | 0 | 0 | 0 | 0
Tier 2 | US | Texas RE |  |  | 21INR0209 |  |  | ADAMSTOWN STORAGE |  | BA | MWH |  | Other | 2023-09-30 |  | 116 | 0 | 0 | 0 | 0 | 0 | 0 | 0 | 0 | 0 | 0 | 0 | 0 | 0 | 0 | 0 | 0 | 0 | 0 | 0 | 0 | 0 | 0 | 0 | 0 | 0 | 0 | 0 | 0 | 0 | 0 | 0 | 0 | 0 | 0 | 0 | 0 | 0 | 0 | 0 | 0 | 0 | 0 | 0 | 0 | 0 | 0
Tier 2 | US | Texas RE |  |  | 20INR0035 |  |  | ANGUS SOLAR |  | PV | SUN |  | Solar | 2022-05-01 |  | 113 | 90.4 | 7.91 | 0 | 90.4 | 90.4 | 90.4 | 90.4 | 90.4 | 90.4 | 90.4 | 90.4 | 90.4 | 90.4 | 0 | 7.91 | 7.91 | 7.91 | 7.91 | 7.91 | 7.91 | 7.91 | 7.91 | 7.91 | 7.91 | 0 | 0 | 0 | 0 | 0 | 0 | 0 | 0 | 0 | 0 | 0 | 0 | 0 | 0 | 0 | 0 | 0 | 0 | 0 | 0 | 0 | 0
Tier 2 | US | Texas RE |  |  | 23INR0101 |  |  | ATRIA SOLAR |  | PV | SUN |  | Solar | 2023-04-19 |  | 112.4 | 89.92 | 7.868 | 0 | 0 | 89.92 | 89.92 | 89.92 | 89.92 | 89.92 | 89.92 | 89.92 | 89.92 | 89.92 | 0 | 0 | 7.868 | 7.868 | 7.868 | 7.868 | 7.868 | 7.868 | 7.868 | 7.868 | 7.868 | 0 | 0 | 0 | 0 | 0 | 0 | 0 | 0 | 0 | 0 | 0 | 0 | 0 | 0 | 0 | 0 | 0 | 0 | 0 | 0 | 0 | 0
Tier 2 | US | Texas RE |  |  | 22INR0276 |  |  | TRINIDAD ESS ADDITION |  | BA | MWH |  | Other | 2022-03-15 |  | 110 | 0 | 0 | 0 | 0 | 0 | 0 | 0 | 0 | 0 | 0 | 0 | 0 | 0 | 0 | 0 | 0 | 0 | 0 | 0 | 0 | 0 | 0 | 0 | 0 | 0 | 0 | 0 | 0 | 0 | 0 | 0 | 0 | 0 | 0 | 0 | 0 | 0 | 0 | 0 | 0 | 0 | 0 | 0 | 0 | 0 | 0
Tier 2 | US | Texas RE |  |  | 21INR0515 |  |  | ROADRUNNER CROSSING WIND II |  | WT | WND |  | Wind | 2022-12-15 |  | 105.6 | 20.064 | 21.12 | 0 | 0 | 20.064 | 20.064 | 20.064 | 20.064 | 20.064 | 20.064 | 20.064 | 20.064 | 20.064 | 0 | 0 | 21.12 | 21.12 | 21.12 | 21.12 | 21.12 | 21.12 | 21.12 | 21.12 | 21.12 | 0 | 0 | 0 | 0 | 0 | 0 | 0 | 0 | 0 | 0 | 0 | 0 | 0 | 0 | 0 | 0 | 0 | 0 | 0 | 0 | 0 | 0
Tier 2 | US | Texas RE |  |  | 22INR0327 |  |  | HUMMINGBIRD STORAGE |  | BA | MWH |  | Other | 2022-12-26 |  | 104.62 | 0 | 0 | 0 | 0 | 0 | 0 | 0 | 0 | 0 | 0 | 0 | 0 | 0 | 0 | 0 | 0 | 0 | 0 | 0 | 0 | 0 | 0 | 0 | 0 | 0 | 0 | 0 | 0 | 0 | 0 | 0 | 0 | 0 | 0 | 0 | 0 | 0 | 0 | 0 | 0 | 0 | 0 | 0 | 0 | 0 | 0
Tier 2 | US | Texas RE |  |  | 22INR0338 |  |  | LIMOUSIN OAK STORAGE |  | BA | MWH |  | Other | 2023-05-01 |  | 104.62 | 0 | 0 | 0 | 0 | 0 | 0 | 0 | 0 | 0 | 0 | 0 | 0 | 0 | 0 | 0 | 0 | 0 | 0 | 0 | 0 | 0 | 0 | 0 | 0 | 0 | 0 | 0 | 0 | 0 | 0 | 0 | 0 | 0 | 0 | 0 | 0 | 0 | 0 | 0 | 0 | 0 | 0 | 0 | 0 | 0 | 0
Tier 2 | US | Texas RE |  |  | 21INR0480 |  |  | JUANITA HILL STORAGE |  | BA | MWH |  | Other | 2022-07-30 |  | 103.8 | 0 | 0 | 0 | 0 | 0 | 0 | 0 | 0 | 0 | 0 | 0 | 0 | 0 | 0 | 0 | 0 | 0 | 0 | 0 | 0 | 0 | 0 | 0 | 0 | 0 | 0 | 0 | 0 | 0 | 0 | 0 | 0 | 0 | 0 | 0 | 0 | 0 | 0 | 0 | 0 | 0 | 0 | 0 | 0 | 0 | 0
Tier 2 | US | Texas RE |  |  | 23INR0163 |  |  | RINGTAIL RIDGE STORAGE |  | BA | MWH |  | Other | 2023-05-01 |  | 103.8 | 0 | 0 | 0 | 0 | 0 | 0 | 0 | 0 | 0 | 0 | 0 | 0 | 0 | 0 | 0 | 0 | 0 | 0 | 0 | 0 | 0 | 0 | 0 | 0 | 0 | 0 | 0 | 0 | 0 | 0 | 0 | 0 | 0 | 0 | 0 | 0 | 0 | 0 | 0 | 0 | 0 | 0 | 0 | 0 | 0 | 0
Tier 2 | US | Texas RE |  |  | 21INR0430 |  |  | HOLSTEIN 2 ENERGY STORAGE |  | BA | MWH |  | Other | 2022-06-15 |  | 102.5 | 0 | 0 | 0 | 0 | 0 | 0 | 0 | 0 | 0 | 0 | 0 | 0 | 0 | 0 | 0 | 0 | 0 | 0 | 0 | 0 | 0 | 0 | 0 | 0 | 0 | 0 | 0 | 0 | 0 | 0 | 0 | 0 | 0 | 0 | 0 | 0 | 0 | 0 | 0 | 0 | 0 | 0 | 0 | 0 | 0 | 0
Tier 2 | US | Texas RE |  |  | 23INR0077 |  |  | CACHENA STORAGE |  | BA | MWH |  | Other | 2023-06-01 |  | 102.5 | 0 | 0 | 0 | 0 | 0 | 0 | 0 | 0 | 0 | 0 | 0 | 0 | 0 | 0 | 0 | 0 | 0 | 0 | 0 | 0 | 0 | 0 | 0 | 0 | 0 | 0 | 0 | 0 | 0 | 0 | 0 | 0 | 0 | 0 | 0 | 0 | 0 | 0 | 0 | 0 | 0 | 0 | 0 | 0 | 0 | 0
Tier 2 | US | Texas RE |  |  | 23INR0152 |  |  | MADRONE ENERGY STORAGE |  | BA | MWH |  | Other | 2023-05-01 |  | 102.49 | 0 | 0 | 0 | 0 | 0 | 0 | 0 | 0 | 0 | 0 | 0 | 0 | 0 | 0 | 0 | 0 | 0 | 0 | 0 | 0 | 0 | 0 | 0 | 0 | 0 | 0 | 0 | 0 | 0 | 0 | 0 | 0 | 0 | 0 | 0 | 0 | 0 | 0 | 0 | 0 | 0 | 0 | 0 | 0 | 0 | 0
Tier 2 | US | Texas RE |  |  | 21INR0492 |  |  | STOCKYARD GRID BATT |  | BA | MWH |  | Other | 2022-09-26 |  | 101.7 | 0 | 0 | 0 | 0 | 0 | 0 | 0 | 0 | 0 | 0 | 0 | 0 | 0 | 0 | 0 | 0 | 0 | 0 | 0 | 0 | 0 | 0 | 0 | 0 | 0 | 0 | 0 | 0 | 0 | 0 | 0 | 0 | 0 | 0 | 0 | 0 | 0 | 0 | 0 | 0 | 0 | 0 | 0 | 0 | 0 | 0
Cancelled | US | Texas RE |  |  | 18INR0042 |  |  | KAISER CREEK WIND |  | WT | WND |  | Wind | 2021-11-30 |  | 101.52 | 19.2888 | 20.304 | 0 | 19.2888 | 19.2888 | 19.2888 | 19.2888 | 19.2888 | 19.2888 | 19.2888 | 19.2888 | 19.2888 | 19.2888 | 20.304 | 20.304 | 20.304 | 20.304 | 20.304 | 20.304 | 20.304 | 20.304 | 20.304 | 20.304 | 20.304 | 0 | 0 | 0 | 0 | 0 | 0 | 0 | 0 | 0 | 0 | 0 | 0 | 0 | 0 | 0 | 0 | 0 | 0 | 0 | 0 | 0 | 0
Tier 2 | US | Texas RE |  |  | 21INR0414 |  |  | JAYHAWK SOLAR |  | PV | SUN |  | Solar | 2023-02-28 |  | 101.5 | 81.2 | 7.105 | 0 | 0 | 81.2 | 81.2 | 81.2 | 81.2 | 81.2 | 81.2 | 81.2 | 81.2 | 81.2 | 0 | 0 | 7.105 | 7.105 | 7.105 | 7.105 | 7.105 | 7.105 | 7.105 | 7.105 | 7.105 | 0 | 0 | 0 | 0 | 0 | 0 | 0 | 0 | 0 | 0 | 0 | 0 | 0 | 0 | 0 | 0 | 0 | 0 | 0 | 0 | 0 | 0
Tier 2 | US | Texas RE |  |  | 22INR0220 |  |  | LAMKIN SOLAR |  | PV | SUN |  | Solar | 2022-12-31 |  | 101.5 | 81.2 | 7.105 | 0 | 0 | 81.2 | 81.2 | 81.2 | 81.2 | 81.2 | 81.2 | 81.2 | 81.2 | 81.2 | 0 | 0 | 7.105 | 7.105 | 7.105 | 7.105 | 7.105 | 7.105 | 7.105 | 7.105 | 7.105 | 0 | 0 | 0 | 0 | 0 | 0 | 0 | 0 | 0 | 0 | 0 | 0 | 0 | 0 | 0 | 0 | 0 | 0 | 0 | 0 | 0 | 0
Tier 2 | US | Texas RE |  |  | 23INR0103 |  |  | DONEGAL BESS |  | BA | MWH |  | Other | 2023-11-20 |  | 101.3 | 0 | 0 | 0 | 0 | 0 | 0 | 0 | 0 | 0 | 0 | 0 | 0 | 0 | 0 | 0 | 0 | 0 | 0 | 0 | 0 | 0 | 0 | 0 | 0 | 0 | 0 | 0 | 0 | 0 | 0 | 0 | 0 | 0 | 0 | 0 | 0 | 0 | 0 | 0 | 0 | 0 | 0 | 0 | 0 | 0 | 0
Tier 2 | US | Texas RE |  |  | 22INR0383 |  |  | BRP MUSCA BESS |  | BA | MWH |  | Other | 2022-11-30 |  | 101.28 | 0 | 0 | 0 | 0 | 0 | 0 | 0 | 0 | 0 | 0 | 0 | 0 | 0 | 0 | 0 | 0 | 0 | 0 | 0 | 0 | 0 | 0 | 0 | 0 | 0 | 0 | 0 | 0 | 0 | 0 | 0 | 0 | 0 | 0 | 0 | 0 | 0 | 0 | 0 | 0 | 0 | 0 | 0 | 0 | 0 | 0
Tier 2 | US | Texas RE |  |  | 21INR0326 |  |  | DOVE RUN SOLAR |  | PV | SUN |  | Solar | 2024-12-31 |  | 101.25 | 81 | 7.0875 | 0 | 0 | 0 | 0 | 81 | 81 | 81 | 81 | 81 | 81 | 81 | 0 | 0 | 0 | 0 | 7.0875 | 7.0875 | 7.0875 | 7.0875 | 7.0875 | 7.0875 | 7.0875 | 0 | 0 | 0 | 0 | 0 | 0 | 0 | 0 | 0 | 0 | 0 | 0 | 0 | 0 | 0 | 0 | 0 | 0 | 0 | 0 | 0 | 0
Tier 2 | US | Texas RE |  |  | 22INR0455 |  |  | BLUE SKY SOL |  | PV | SUN |  | Solar | 2022-12-15 |  | 101.2 | 80.96 | 7.084 | 0 | 0 | 80.96 | 80.96 | 80.96 | 80.96 | 80.96 | 80.96 | 80.96 | 80.96 | 80.96 | 0 | 0 | 7.084 | 7.084 | 7.084 | 7.084 | 7.084 | 7.084 | 7.084 | 7.084 | 7.084 | 0 | 0 | 0 | 0 | 0 | 0 | 0 | 0 | 0 | 0 | 0 | 0 | 0 | 0 | 0 | 0 | 0 | 0 | 0 | 0 | 0 | 0
Tier 2 | US | Texas RE |  |  | 23INR0048 |  |  | EQUINOX STORAGE |  | BA | MWH |  | Other | 2023-12-31 |  | 101.2 | 0 | 0 | 0 | 0 | 0 | 0 | 0 | 0 | 0 | 0 | 0 | 0 | 0 | 0 | 0 | 0 | 0 | 0 | 0 | 0 | 0 | 0 | 0 | 0 | 0 | 0 | 0 | 0 | 0 | 0 | 0 | 0 | 0 | 0 | 0 | 0 | 0 | 0 | 0 | 0 | 0 | 0 | 0 | 0 | 0 | 0
Tier 2 | US | Texas RE |  |  | 22INR0342 |  |  | ARCHER SOLAR |  | PV | SUN |  | Solar | 2023-12-28 |  | 101 | 80.8 | 7.07 | 0 | 0 | 0 | 80.8 | 80.8 | 80.8 | 80.8 | 80.8 | 80.8 | 80.8 | 80.8 | 0 | 0 | 0 | 7.07 | 7.07 | 7.07 | 7.07 | 7.07 | 7.07 | 7.07 | 7.07 | 0 | 0 | 0 | 0 | 0 | 0 | 0 | 0 | 0 | 0 | 0 | 0 | 0 | 0 | 0 | 0 | 0 | 0 | 0 | 0 | 0 | 0
Tier 2 | US | Texas RE |  |  | 23INR0124 |  |  | CORAL STORAGE |  | BA | MWH |  | Other | 2023-06-01 |  | 101 | 0 | 0 | 0 | 0 | 0 | 0 | 0 | 0 | 0 | 0 | 0 | 0 | 0 | 0 | 0 | 0 | 0 | 0 | 0 | 0 | 0 | 0 | 0 | 0 | 0 | 0 | 0 | 0 | 0 | 0 | 0 | 0 | 0 | 0 | 0 | 0 | 0 | 0 | 0 | 0 | 0 | 0 | 0 | 0 | 0 | 0
Tier 2 | US | Texas RE |  |  | 22INR0450 |  |  | PES ENERGY STORAGE |  | BA | MWH |  | Other | 2022-06-01 |  | 100.8 | 0 | 0 | 0 | 0 | 0 | 0 | 0 | 0 | 0 | 0 | 0 | 0 | 0 | 0 | 0 | 0 | 0 | 0 | 0 | 0 | 0 | 0 | 0 | 0 | 0 | 0 | 0 | 0 | 0 | 0 | 0 | 0 | 0 | 0 | 0 | 0 | 0 | 0 | 0 | 0 | 0 | 0 | 0 | 0 | 0 | 0
Tier 2 | US | Texas RE |  |  | 22INR0410 |  |  | STAMPEDE BESS |  | BA | MWH |  | Other | 2022-12-30 |  | 100.77 | 0 | 0 | 0 | 0 | 0 | 0 | 0 | 0 | 0 | 0 | 0 | 0 | 0 | 0 | 0 | 0 | 0 | 0 | 0 | 0 | 0 | 0 | 0 | 0 | 0 | 0 | 0 | 0 | 0 | 0 | 0 | 0 | 0 | 0 | 0 | 0 | 0 | 0 | 0 | 0 | 0 | 0 | 0 | 0 | 0 | 0
Tier 2 | US | Texas RE |  |  | 23INR0106 |  |  | VORSAVIO GRID BESS |  | BA | MWH |  | Other | 2023-07-31 |  | 100.67 | 0 | 0 | 0 | 0 | 0 | 0 | 0 | 0 | 0 | 0 | 0 | 0 | 0 | 0 | 0 | 0 | 0 | 0 | 0 | 0 | 0 | 0 | 0 | 0 | 0 | 0 | 0 | 0 | 0 | 0 | 0 | 0 | 0 | 0 | 0 | 0 | 0 | 0 | 0 | 0 | 0 | 0 | 0 | 0 | 0 | 0
Tier 2 | US | Texas RE |  |  | 23INR0137 |  |  | BRP DIRAN BESS |  | BA | MWH |  | Other | 2023-05-01 |  | 100.63 | 0 | 0 | 0 | 0 | 0 | 0 | 0 | 0 | 0 | 0 | 0 | 0 | 0 | 0 | 0 | 0 | 0 | 0 | 0 | 0 | 0 | 0 | 0 | 0 | 0 | 0 | 0 | 0 | 0 | 0 | 0 | 0 | 0 | 0 | 0 | 0 | 0 | 0 | 0 | 0 | 0 | 0 | 0 | 0 | 0 | 0
Tier 2 | US | Texas RE |  |  | 21INR0444 |  |  | LONG POINT STORAGE |  | BA | MWH |  | Other | 2022-06-01 |  | 100.62 | 0 | 0 | 0 | 0 | 0 | 0 | 0 | 0 | 0 | 0 | 0 | 0 | 0 | 0 | 0 | 0 | 0 | 0 | 0 | 0 | 0 | 0 | 0 | 0 | 0 | 0 | 0 | 0 | 0 | 0 | 0 | 0 | 0 | 0 | 0 | 0 | 0 | 0 | 0 | 0 | 0 | 0 | 0 | 0 | 0 | 0
Tier 3 | US | Texas RE |  |  | 21INR0465 |  |  | SAN BERNARD STORAGE |  | BA | MWH |  | Other | 2022-06-01 |  | 100.62 | 0 | 0 | 0 | 0 | 0 | 0 | 0 | 0 | 0 | 0 | 0 | 0 | 0 | 0 | 0 | 0 | 0 | 0 | 0 | 0 | 0 | 0 | 0 | 0 | 0 | 0 | 0 | 0 | 0 | 0 | 0 | 0 | 0 | 0 | 0 | 0 | 0 | 0 | 0 | 0 | 0 | 0 | 0 | 0 | 0 | 0
Tier 2 | US | Texas RE |  |  | 22INR0260 |  |  | ELIZA STORAGE |  | BA | MWH |  | Other | 2024-02-15 |  | 100.62 | 0 | 0 | 0 | 0 | 0 | 0 | 0 | 0 | 0 | 0 | 0 | 0 | 0 | 0 | 0 | 0 | 0 | 0 | 0 | 0 | 0 | 0 | 0 | 0 | 0 | 0 | 0 | 0 | 0 | 0 | 0 | 0 | 0 | 0 | 0 | 0 | 0 | 0 | 0 | 0 | 0 | 0 | 0 | 0 | 0 | 0
Tier 2 | US | Texas RE |  |  | 22INR0275 |  |  | COLETO CREEK ESS ADDITION |  | BA | MWH |  | Other | 2022-03-14 |  | 100.1 | 0 | 0 | 0 | 0 | 0 | 0 | 0 | 0 | 0 | 0 | 0 | 0 | 0 | 0 | 0 | 0 | 0 | 0 | 0 | 0 | 0 | 0 | 0 | 0 | 0 | 0 | 0 | 0 | 0 | 0 | 0 | 0 | 0 | 0 | 0 | 0 | 0 | 0 | 0 | 0 | 0 | 0 | 0 | 0 | 0 | 0
Tier 2 | US | Texas RE |  |  | 19INR0026 |  |  | HOLSTEIN 2 SOLAR |  | PV | SUN |  | Solar | 2022-06-15 |  | 100 | 80 | 7 | 0 | 80 | 80 | 80 | 80 | 80 | 80 | 80 | 80 | 80 | 80 | 0 | 7 | 7 | 7 | 7 | 7 | 7 | 7 | 7 | 7 | 7 | 0 | 0 | 0 | 0 | 0 | 0 | 0 | 0 | 0 | 0 | 0 | 0 | 0 | 0 | 0 | 0 | 0 | 0 | 0 | 0 | 0 | 0
Tier 1 | US | Texas RE |  |  | 21INR0375 |  |  | GRIZZLY RIDGE SOLAR |  | PV | SUN |  | Solar | 2022-05-30 |  | 100 | 80 | 7 | 0 | 80 | 80 | 80 | 80 | 80 | 80 | 80 | 80 | 80 | 80 | 0 | 7 | 7 | 7 | 7 | 7 | 7 | 7 | 7 | 7 | 7 | 0 | 0 | 0 | 0 | 0 | 0 | 0 | 0 | 0 | 0 | 0 | 0 | 0 | 0 | 0 | 0 | 0 | 0 | 0 | 0 | 0 | 0
Tier 2 | US | Texas RE |  |  | 21INR0455 |  |  | INDEPENDENCE TRAIL STORAGE |  | BA | MWH |  | Other | 2023-05-01 |  | 100 | 0 | 0 | 0 | 0 | 0 | 0 | 0 | 0 | 0 | 0 | 0 | 0 | 0 | 0 | 0 | 0 | 0 | 0 | 0 | 0 | 0 | 0 | 0 | 0 | 0 | 0 | 0 | 0 | 0 | 0 | 0 | 0 | 0 | 0 | 0 | 0 | 0 | 0 | 0 | 0 | 0 | 0 | 0 | 0 | 0 | 0
Tier 2 | US | Texas RE |  |  | 22INR0445 |  |  | SPC BLOOM BESS |  | BA | MWH |  | Other | 2022-04-01 |  | 100 | 0 | 0 | 0 | 0 | 0 | 0 | 0 | 0 | 0 | 0 | 0 | 0 | 0 | 0 | 0 | 0 | 0 | 0 | 0 | 0 | 0 | 0 | 0 | 0 | 0 | 0 | 0 | 0 | 0 | 0 | 0 | 0 | 0 | 0 | 0 | 0 | 0 | 0 | 0 | 0 | 0 | 0 | 0 | 0 | 0 | 0
Tier 2 | US | Texas RE |  |  | 23INR0130 |  |  | OCEE CREEK SOLAR |  | PV | SUN |  | Solar | 2023-07-15 |  | 100 | 80 | 7 | 0 | 0 | 80 | 80 | 80 | 80 | 80 | 80 | 80 | 80 | 80 | 0 | 0 | 7 | 7 | 7 | 7 | 7 | 7 | 7 | 7 | 7 | 0 | 0 | 0 | 0 | 0 | 0 | 0 | 0 | 0 | 0 | 0 | 0 | 0 | 0 | 0 | 0 | 0 | 0 | 0 | 0 | 0 | 0
Tier 2 | US | Texas RE |  |  | 21INR0321 |  |  | PIN OAK WIND |  | WT | WND |  | Wind | 2023-06-15 |  | 99.99 | 18.9981 | 19.998 | 0 | 0 | 18.9981 | 18.9981 | 18.9981 | 18.9981 | 18.9981 | 18.9981 | 18.9981 | 18.9981 | 18.9981 | 0 | 0 | 19.998 | 19.998 | 19.998 | 19.998 | 19.998 | 19.998 | 19.998 | 19.998 | 19.998 | 0 | 0 | 0 | 0 | 0 | 0 | 0 | 0 | 0 | 0 | 0 | 0 | 0 | 0 | 0 | 0 | 0 | 0 | 0 | 0 | 0 | 0
Tier 2 | US | Texas RE |  |  | 23INR0187 |  |  | LEITRIM 1 SOLAR |  | PV | SUN |  | Solar | 2023-06-01 |  | 91.2 | 72.96 | 6.384 | 0 | 0 | 72.96 | 72.96 | 72.96 | 72.96 | 72.96 | 72.96 | 72.96 | 72.96 | 72.96 | 0 | 0 | 6.384 | 6.384 | 6.384 | 6.384 | 6.384 | 6.384 | 6.384 | 6.384 | 6.384 | 0 | 0 | 0 | 0 | 0 | 0 | 0 | 0 | 0 | 0 | 0 | 0 | 0 | 0 | 0 | 0 | 0 | 0 | 0 | 0 | 0 | 0
Tier 2 | US | Texas RE |  |  | 23INR0211 |  |  | ROSSCOMMON SOLAR |  | PV | SUN |  | Solar | 2023-11-01 |  | 91 | 72.8 | 6.37 | 0 | 0 | 0 | 72.8 | 72.8 | 72.8 | 72.8 | 72.8 | 72.8 | 72.8 | 72.8 | 0 | 0 | 6.37 | 6.37 | 6.37 | 6.37 | 6.37 | 6.37 | 6.37 | 6.37 | 6.37 | 0 | 0 | 0 | 0 | 0 | 0 | 0 | 0 | 0 | 0 | 0 | 0 | 0 | 0 | 0 | 0 | 0 | 0 | 0 | 0 | 0 | 0
Tier 2 | US | Texas RE |  |  | 22INR0405 |  |  | FENCE POST BESS |  | BA | MWH |  | Other | 2022-12-30 |  | 90.76 | 0 | 0 | 0 | 0 | 0 | 0 | 0 | 0 | 0 | 0 | 0 | 0 | 0 | 0 | 0 | 0 | 0 | 0 | 0 | 0 | 0 | 0 | 0 | 0 | 0 | 0 | 0 | 0 | 0 | 0 | 0 | 0 | 0 | 0 | 0 | 0 | 0 | 0 | 0 | 0 | 0 | 0 | 0 | 0 | 0 | 0
Tier 2 | US | Texas RE |  |  | 22INR0358 |  |  | XE RHODA SOLAR |  | PV | SUN |  | Solar | 2023-07-13 |  | 86.23 | 68.984 | 6.0361 | 0 | 0 | 68.984 | 68.984 | 68.984 | 68.984 | 68.984 | 68.984 | 68.984 | 68.984 | 68.984 | 0 | 0 | 6.0361 | 6.0361 | 6.0361 | 6.0361 | 6.0361 | 6.0361 | 6.0361 | 6.0361 | 6.0361 | 0 | 0 | 0 | 0 | 0 | 0 | 0 | 0 | 0 | 0 | 0 | 0 | 0 | 0 | 0 | 0 | 0 | 0 | 0 | 0 | 0 | 0
Tier 2 | US | Texas RE |  |  | 23INR0014 |  |  | HEDGEHOG SOLAR |  | PV | SUN |  | Solar | 2023-04-20 |  | 85 | 68 | 5.95 | 0 | 0 | 68 | 68 | 68 | 68 | 68 | 68 | 68 | 68 | 68 | 0 | 0 | 5.95 | 5.95 | 5.95 | 5.95 | 5.95 | 5.95 | 5.95 | 5.95 | 5.95 | 0 | 0 | 0 | 0 | 0 | 0 | 0 | 0 | 0 | 0 | 0 | 0 | 0 | 0 | 0 | 0 | 0 | 0 | 0 | 0 | 0 | 0
Tier 1 | US | Texas RE |  |  | 21INR0469 |  |  | BIG STAR STORAGE |  | BA | MWH |  | Other | 2022-03-31 |  | 84.47 | 0 | 0 | 0 | 0 | 0 | 0 | 0 | 0 | 0 | 0 | 0 | 0 | 0 | 0 | 0 | 0 | 0 | 0 | 0 | 0 | 0 | 0 | 0 | 0 | 0 | 0 | 0 | 0 | 0 | 0 | 0 | 0 | 0 | 0 | 0 | 0 | 0 | 0 | 0 | 0 | 0 | 0 | 0 | 0 | 0 | 0
Tier 2 | US | Texas RE |  |  | 21INR0512 |  |  | COLORADO BEND I EXPANSION |  | CT | NG | 0 | Natural Gas and Other Gases | 2022-07-01 |  | 84 | 76 | 84 | 0 | 76 | 76 | 76 | 76 | 76 | 76 | 76 | 76 | 76 | 76 | 0 | 84 | 84 | 84 | 84 | 84 | 84 | 84 | 84 | 84 | 84 | 0 | 0 | 0 | 0 | 0 | 0 | 0 | 0 | 0 | 0 | 0 | 0 | 0 | 0 | 0 | 0 | 0 | 0 | 0 | 0 | 0 | 0
Tier 2 | US | Texas RE |  |  | 21INR0378 |  |  | TWIN MOUNTAIN SOLAR |  | PV | SUN |  | Solar | 2023-12-31 |  | 83.86 | 67.088 | 5.8702 | 0 | 0 | 0 | 67.088 | 67.088 | 67.088 | 67.088 | 67.088 | 67.088 | 67.088 | 67.088 | 0 | 0 | 0 | 5.8702 | 5.8702 | 5.8702 | 5.8702 | 5.8702 | 5.8702 | 5.8702 | 5.8702 | 0 | 0 | 0 | 0 | 0 | 0 | 0 | 0 | 0 | 0 | 0 | 0 | 0 | 0 | 0 | 0 | 0 | 0 | 0 | 0 | 0 | 0
Tier 2 | US | Texas RE |  |  | 21INR0493 |  |  | ELLIS SOLAR |  | PV | SUN |  | Solar | 2022-06-30 |  | 81.31 | 65.048 | 5.6917 | 0 | 65.048 | 65.048 | 65.048 | 65.048 | 65.048 | 65.048 | 65.048 | 65.048 | 65.048 | 65.048 | 0 | 5.6917 | 5.6917 | 5.6917 | 5.6917 | 5.6917 | 5.6917 | 5.6917 | 5.6917 | 5.6917 | 5.6917 | 0 | 0 | 0 | 0 | 0 | 0 | 0 | 0 | 0 | 0 | 0 | 0 | 0 | 0 | 0 | 0 | 0 | 0 | 0 | 0 | 0 | 0
Tier 2 | US | Texas RE |  |  | 21INR0345 |  |  | LUNIS CREEK STORAGE 1 |  | BA | MWH |  | Other | 2023-12-31 |  | 81.2 | 0 | 0 | 0 | 0 | 0 | 0 | 0 | 0 | 0 | 0 | 0 | 0 | 0 | 0 | 0 | 0 | 0 | 0 | 0 | 0 | 0 | 0 | 0 | 0 | 0 | 0 | 0 | 0 | 0 | 0 | 0 | 0 | 0 | 0 | 0 | 0 | 0 | 0 | 0 | 0 | 0 | 0 | 0 | 0 | 0 | 0
Tier 2 | US | Texas RE |  |  | 21INR0347 |  |  | LUNIS CREEK STORAGE 2 |  | BA | MWH |  | Other | 2023-12-31 |  | 81.2 | 0 | 0 | 0 | 0 | 0 | 0 | 0 | 0 | 0 | 0 | 0 | 0 | 0 | 0 | 0 | 0 | 0 | 0 | 0 | 0 | 0 | 0 | 0 | 0 | 0 | 0 | 0 | 0 | 0 | 0 | 0 | 0 | 0 | 0 | 0 | 0 | 0 | 0 | 0 | 0 | 0 | 0 | 0 | 0 | 0 | 0
Tier 2 | US | Texas RE |  |  | 19INR0135 |  |  | HILL SOLAR |  | PV | SUN |  | Solar | 2022-12-15 |  | 80 | 64 | 5.6 | 0 | 0 | 64 | 64 | 64 | 64 | 64 | 64 | 64 | 64 | 64 | 0 | 0 | 5.6 | 5.6 | 5.6 | 5.6 | 5.6 | 5.6 | 5.6 | 5.6 | 5.6 | 0 | 0 | 0 | 0 | 0 | 0 | 0 | 0 | 0 | 0 | 0 | 0 | 0 | 0 | 0 | 0 | 0 | 0 | 0 | 0 | 0 | 0
Tier 2 | US | Texas RE |  |  | 23INR0073 |  |  | BRP GALAN BESS |  | BA | MWH |  | Other | 2023-03-31 |  | 75.97 | 0 | 0 | 0 | 0 | 0 | 0 | 0 | 0 | 0 | 0 | 0 | 0 | 0 | 0 | 0 | 0 | 0 | 0 | 0 | 0 | 0 | 0 | 0 | 0 | 0 | 0 | 0 | 0 | 0 | 0 | 0 | 0 | 0 | 0 | 0 | 0 | 0 | 0 | 0 | 0 | 0 | 0 | 0 | 0 | 0 | 0
Tier 2 | US | Texas RE |  |  | 20INR0075 |  |  | HOWLE SOLAR |  | PV | SUN |  | Solar | 2023-05-01 |  | 75 | 60 | 5.25 | 0 | 0 | 60 | 60 | 60 | 60 | 60 | 60 | 60 | 60 | 60 | 0 | 0 | 5.25 | 5.25 | 5.25 | 5.25 | 5.25 | 5.25 | 5.25 | 5.25 | 5.25 | 0 | 0 | 0 | 0 | 0 | 0 | 0 | 0 | 0 | 0 | 0 | 0 | 0 | 0 | 0 | 0 | 0 | 0 | 0 | 0 | 0 | 0
Tier 2 | US | Texas RE |  |  | 23INR0062 |  |  | NORIA STORAGE |  | BA | MWH |  | Other | 2023-06-30 |  | 75 | 0 | 0 | 0 | 0 | 0 | 0 | 0 | 0 | 0 | 0 | 0 | 0 | 0 | 0 | 0 | 0 | 0 | 0 | 0 | 0 | 0 | 0 | 0 | 0 | 0 | 0 | 0 | 0 | 0 | 0 | 0 | 0 | 0 | 0 | 0 | 0 | 0 | 0 | 0 | 0 | 0 | 0 | 0 | 0 | 0 | 0
Tier 2 | US | Texas RE |  |  | 23INR0156 |  |  | UMBRA (STOCKYARD) BESS |  | BA | MWH |  | Other | 2023-07-01 |  | 73 | 0 | 0 | 0 | 0 | 0 | 0 | 0 | 0 | 0 | 0 | 0 | 0 | 0 | 0 | 0 | 0 | 0 | 0 | 0 | 0 | 0 | 0 | 0 | 0 | 0 | 0 | 0 | 0 | 0 | 0 | 0 | 0 | 0 | 0 | 0 | 0 | 0 | 0 | 0 | 0 | 0 | 0 | 0 | 0 | 0 | 0
Tier 2 | US | Texas RE |  |  | 22INR0359 |  |  | DILEO SOLAR |  | PV | SUN |  | Solar | 2023-05-11 |  | 72 | 57.6 | 5.04 | 0 | 0 | 57.6 | 57.6 | 57.6 | 57.6 | 57.6 | 57.6 | 57.6 | 57.6 | 57.6 | 0 | 0 | 5.04 | 5.04 | 5.04 | 5.04 | 5.04 | 5.04 | 5.04 | 5.04 | 5.04 | 0 | 0 | 0 | 0 | 0 | 0 | 0 | 0 | 0 | 0 | 0 | 0 | 0 | 0 | 0 | 0 | 0 | 0 | 0 | 0 | 0 | 0
Tier 1 | US | Texas RE |  |  | 22INR0349 |  |  | BRP ANTLIA BESS |  | BA | MWH |  | Other | 2022-10-30 |  | 70.95 | 0 | 0 | 0 | 0 | 0 | 0 | 0 | 0 | 0 | 0 | 0 | 0 | 0 | 0 | 0 | 0 | 0 | 0 | 0 | 0 | 0 | 0 | 0 | 0 | 0 | 0 | 0 | 0 | 0 | 0 | 0 | 0 | 0 | 0 | 0 | 0 | 0 | 0 | 0 | 0 | 0 | 0 | 0 | 0 | 0 | 0
Tier 2 | US | Texas RE |  |  | 22INR0354 |  |  | XE MURAT SOLAR |  | PV | SUN |  | Solar | 2022-12-31 |  | 60.8 | 48.64 | 4.256 | 0 | 0 | 48.64 | 48.64 | 48.64 | 48.64 | 48.64 | 48.64 | 48.64 | 48.64 | 48.64 | 0 | 0 | 4.256 | 4.256 | 4.256 | 4.256 | 4.256 | 4.256 | 4.256 | 4.256 | 4.256 | 0 | 0 | 0 | 0 | 0 | 0 | 0 | 0 | 0 | 0 | 0 | 0 | 0 | 0 | 0 | 0 | 0 | 0 | 0 | 0 | 0 | 0
Tier 2 | US | Texas RE |  |  | 20INR0014 |  |  | OBSIDIAN SOLAR |  | PV | SUN |  | Solar | 2022-05-15 |  | 60 | 48 | 4.2 | 0 | 48 | 48 | 48 | 48 | 48 | 48 | 48 | 48 | 48 | 48 | 0 | 4.2 | 4.2 | 4.2 | 4.2 | 4.2 | 4.2 | 4.2 | 4.2 | 4.2 | 4.2 | 0 | 0 | 0 | 0 | 0 | 0 | 0 | 0 | 0 | 0 | 0 | 0 | 0 | 0 | 0 | 0 | 0 | 0 | 0 | 0 | 0 | 0
Tier 2 | US | Texas RE |  |  | 21INR0502 |  |  | LUND STORAGE |  | BA | MWH |  | Other | 2023-02-01 |  | 60 | 0 | 0 | 0 | 0 | 0 | 0 | 0 | 0 | 0 | 0 | 0 | 0 | 0 | 0 | 0 | 0 | 0 | 0 | 0 | 0 | 0 | 0 | 0 | 0 | 0 | 0 | 0 | 0 | 0 | 0 | 0 | 0 | 0 | 0 | 0 | 0 | 0 | 0 | 0 | 0 | 0 | 0 | 0 | 0 | 0 | 0
Tier 2 | US | Texas RE |  |  | 23INR0164 |  |  | STEPPE RESERVE STORAGE |  | BA | MWH |  | Other | 2023-05-01 |  | 58.03 | 0 | 0 | 0 | 0 | 0 | 0 | 0 | 0 | 0 | 0 | 0 | 0 | 0 | 0 | 0 | 0 | 0 | 0 | 0 | 0 | 0 | 0 | 0 | 0 | 0 | 0 | 0 | 0 | 0 | 0 | 0 | 0 | 0 | 0 | 0 | 0 | 0 | 0 | 0 | 0 | 0 | 0 | 0 | 0 | 0 | 0
Tier 2 | US | Texas RE |  |  | 22INR0397 |  |  | BUCKEYE CORPUS FUELS SOLAR |  | PV | SUN |  | Solar | 2022-09-01 |  | 57.59 | 46.072 | 4.0313 | 0 | 0 | 46.072 | 46.072 | 46.072 | 46.072 | 46.072 | 46.072 | 46.072 | 46.072 | 46.072 | 0 | 4.0313 | 4.0313 | 4.0313 | 4.0313 | 4.0313 | 4.0313 | 4.0313 | 4.0313 | 4.0313 | 4.0313 | 0 | 0 | 0 | 0 | 0 | 0 | 0 | 0 | 0 | 0 | 0 | 0 | 0 | 0 | 0 | 0 | 0 | 0 | 0 | 0 | 0 | 0
Tier 1 | US | Texas RE |  |  | 22INR0485 |  |  | HOUSE MOUNTAIN 2 BATT |  | BA | MWH |  | Other | 2023-02-01 |  | 52.42 | 0 | 0 | 0 | 0 | 0 | 0 | 0 | 0 | 0 | 0 | 0 | 0 | 0 | 0 | 0 | 0 | 0 | 0 | 0 | 0 | 0 | 0 | 0 | 0 | 0 | 0 | 0 | 0 | 0 | 0 | 0 | 0 | 0 | 0 | 0 | 0 | 0 | 0 | 0 | 0 | 0 | 0 | 0 | 0 | 0 | 0
Tier 2 | US | Texas RE |  |  | 20INR0290 |  |  | RIVER VALLEY STORAGE 1 |  | BA | MWH |  | Other | 2022-05-30 |  | 51.9 | 0 | 0 | 0 | 0 | 0 | 0 | 0 | 0 | 0 | 0 | 0 | 0 | 0 | 0 | 0 | 0 | 0 | 0 | 0 | 0 | 0 | 0 | 0 | 0 | 0 | 0 | 0 | 0 | 0 | 0 | 0 | 0 | 0 | 0 | 0 | 0 | 0 | 0 | 0 | 0 | 0 | 0 | 0 | 0 | 0 | 0
Tier 2 | US | Texas RE |  |  | 20INR0293 |  |  | RIVER VALLEY STORAGE 2 |  | BA | MWH |  | Other | 2022-05-30 |  | 51.9 | 0 | 0 | 0 | 0 | 0 | 0 | 0 | 0 | 0 | 0 | 0 | 0 | 0 | 0 | 0 | 0 | 0 | 0 | 0 | 0 | 0 | 0 | 0 | 0 | 0 | 0 | 0 | 0 | 0 | 0 | 0 | 0 | 0 | 0 | 0 | 0 | 0 | 0 | 0 | 0 | 0 | 0 | 0 | 0 | 0 | 0
Tier 2 | US | Texas RE |  |  | 22INR0488 |  |  | VENTURE HILL STORAGE |  | BA | MWH |  | Other | 2022-12-01 |  | 51.8 | 0 | 0 | 0 | 0 | 0 | 0 | 0 | 0 | 0 | 0 | 0 | 0 | 0 | 0 | 0 | 0 | 0 | 0 | 0 | 0 | 0 | 0 | 0 | 0 | 0 | 0 | 0 | 0 | 0 | 0 | 0 | 0 | 0 | 0 | 0 | 0 | 0 | 0 | 0 | 0 | 0 | 0 | 0 | 0 | 0 | 0
Tier 2 | US | Texas RE |  |  | 22INR0528 |  |  | LILY STORAGE (CLOSE BOZE - I20 - ROSEHILL) |  | BA | MWH |  | Other | 2022-01-31 |  | 51.74 | 0 | 0 | 0 | 0 | 0 | 0 | 0 | 0 | 0 | 0 | 0 | 0 | 0 | 0 | 0 | 0 | 0 | 0 | 0 | 0 | 0 | 0 | 0 | 0 | 0 | 0 | 0 | 0 | 0 | 0 | 0 | 0 | 0 | 0 | 0 | 0 | 0 | 0 | 0 | 0 | 0 | 0 | 0 | 0 | 0 | 0
Tier 2 | US | Texas RE |  |  | 23INR0158 |  |  | HIGH CHAPARRAL BESS |  | BA | MWH |  | Other | 2023-12-31 |  | 51.74 | 0 | 0 | 0 | 0 | 0 | 0 | 0 | 0 | 0 | 0 | 0 | 0 | 0 | 0 | 0 | 0 | 0 | 0 | 0 | 0 | 0 | 0 | 0 | 0 | 0 | 0 | 0 | 0 | 0 | 0 | 0 | 0 | 0 | 0 | 0 | 0 | 0 | 0 | 0 | 0 | 0 | 0 | 0 | 0 | 0 | 0
Tier 2 | US | Texas RE |  |  | 22INR0280 |  |  | ROSELAND STORAGE |  | BA | MWH |  | Other | 2022-09-01 |  | 51.63 | 0 | 0 | 0 | 0 | 0 | 0 | 0 | 0 | 0 | 0 | 0 | 0 | 0 | 0 | 0 | 0 | 0 | 0 | 0 | 0 | 0 | 0 | 0 | 0 | 0 | 0 | 0 | 0 | 0 | 0 | 0 | 0 | 0 | 0 | 0 | 0 | 0 | 0 | 0 | 0 | 0 | 0 | 0 | 0 | 0 | 0
Tier 2 | US | Texas RE |  |  | 23INR0019 |  |  | BLUE JAY BESS |  | BA | MWH |  | Other | 2022-11-17 |  | 51.63 | 0 | 0 | 0 | 0 | 0 | 0 | 0 | 0 | 0 | 0 | 0 | 0 | 0 | 0 | 0 | 0 | 0 | 0 | 0 | 0 | 0 | 0 | 0 | 0 | 0 | 0 | 0 | 0 | 0 | 0 | 0 | 0 | 0 | 0 | 0 | 0 | 0 | 0 | 0 | 0 | 0 | 0 | 0 | 0 | 0 | 0
Tier 2 | US | Texas RE |  |  | 21INR0495 |  |  | BELDING 2 BATT |  | BA | MWH |  | Other | 2022-06-01 |  | 51.48 | 0 | 0 | 0 | 0 | 0 | 0 | 0 | 0 | 0 | 0 | 0 | 0 | 0 | 0 | 0 | 0 | 0 | 0 | 0 | 0 | 0 | 0 | 0 | 0 | 0 | 0 | 0 | 0 | 0 | 0 | 0 | 0 | 0 | 0 | 0 | 0 | 0 | 0 | 0 | 0 | 0 | 0 | 0 | 0 | 0 | 0
Tier 2 | US | Texas RE |  |  | 22INR0448 |  |  | BROTMAN ENERGY STORAGE |  | BA | MWH |  | Other | 2022-06-01 |  | 50.8 | 0 | 0 | 0 | 0 | 0 | 0 | 0 | 0 | 0 | 0 | 0 | 0 | 0 | 0 | 0 | 0 | 0 | 0 | 0 | 0 | 0 | 0 | 0 | 0 | 0 | 0 | 0 | 0 | 0 | 0 | 0 | 0 | 0 | 0 | 0 | 0 | 0 | 0 | 0 | 0 | 0 | 0 | 0 | 0 | 0 | 0
Tier 1 | US | Texas RE |  |  | 23INR0072 |  |  | BRP TORTOLAS BESS |  | BA | MWH |  | Other | 2022-02-01 |  | 50.67 | 0 | 0 | 0 | 0 | 0 | 0 | 0 | 0 | 0 | 0 | 0 | 0 | 0 | 0 | 0 | 0 | 0 | 0 | 0 | 0 | 0 | 0 | 0 | 0 | 0 | 0 | 0 | 0 | 0 | 0 | 0 | 0 | 0 | 0 | 0 | 0 | 0 | 0 | 0 | 0 | 0 | 0 | 0 | 0 | 0 | 0
Tier 2 | US | Texas RE |  |  | 23INR0040 |  |  | DORE BQ SOLAR |  | PV | SUN |  | Solar | 2023-01-15 |  | 50.42 | 40.336 | 3.5294 | 0 | 0 | 40.336 | 40.336 | 40.336 | 40.336 | 40.336 | 40.336 | 40.336 | 40.336 | 40.336 | 0 | 0 | 3.5294 | 3.5294 | 3.5294 | 3.5294 | 3.5294 | 3.5294 | 3.5294 | 3.5294 | 3.5294 | 0 | 0 | 0 | 0 | 0 | 0 | 0 | 0 | 0 | 0 | 0 | 0 | 0 | 0 | 0 | 0 | 0 | 0 | 0 | 0 | 0 | 0
Tier 2 | US | Texas RE |  |  | 21INR0470 |  |  | PEARL CRESCENT STORAGE |  | BA | MWH |  | Other | 2022-12-15 |  | 50.26 | 0 | 0 | 0 | 0 | 0 | 0 | 0 | 0 | 0 | 0 | 0 | 0 | 0 | 0 | 0 | 0 | 0 | 0 | 0 | 0 | 0 | 0 | 0 | 0 | 0 | 0 | 0 | 0 | 0 | 0 | 0 | 0 | 0 | 0 | 0 | 0 | 0 | 0 | 0 | 0 | 0 | 0 | 0 | 0 | 0 | 0
Tier 2 | US | Texas RE |  |  | 20INR0238 |  |  | VOYAGER STORAGE |  | BA | MWH |  | Other | 2022-12-01 |  | 50.14 | 0 | 0 | 0 | 0 | 0 | 0 | 0 | 0 | 0 | 0 | 0 | 0 | 0 | 0 | 0 | 0 | 0 | 0 | 0 | 0 | 0 | 0 | 0 | 0 | 0 | 0 | 0 | 0 | 0 | 0 | 0 | 0 | 0 | 0 | 0 | 0 | 0 | 0 | 0 | 0 | 0 | 0 | 0 | 0 | 0 | 0
Tier 1 | US | Texas RE |  |  | 20INR0074 |  |  | PITTS DUDIK SOLAR |  | PV | SUN |  | Solar | 2022-05-30 |  | 50 | 40 | 3.5 | 0 | 40 | 40 | 40 | 40 | 40 | 40 | 40 | 40 | 40 | 40 | 0 | 3.5 | 3.5 | 3.5 | 3.5 | 3.5 | 3.5 | 3.5 | 3.5 | 3.5 | 3.5 | 0 | 0 | 0 | 0 | 0 | 0 | 0 | 0 | 0 | 0 | 0 | 0 | 0 | 0 | 0 | 0 | 0 | 0 | 0 | 0 | 0 | 0
Tier 2 | US | Texas RE |  |  | 21INR0509 |  |  | MCCLURE SOLAR |  | PV | SUN |  | Solar | 2022-12-30 |  | 50 | 40 | 3.5 | 0 | 0 | 40 | 40 | 40 | 40 | 40 | 40 | 40 | 40 | 40 | 0 | 0 | 3.5 | 3.5 | 3.5 | 3.5 | 3.5 | 3.5 | 3.5 | 3.5 | 3.5 | 0 | 0 | 0 | 0 | 0 | 0 | 0 | 0 | 0 | 0 | 0 | 0 | 0 | 0 | 0 | 0 | 0 | 0 | 0 | 0 | 0 | 0
Tier 2 | US | Texas RE |  |  | 22INR0364 |  |  | PAINTED HORSE STORAGE |  | BA | MWH |  | Other | 2022-12-15 |  | 50 | 0 | 0 | 0 | 0 | 0 | 0 | 0 | 0 | 0 | 0 | 0 | 0 | 0 | 0 | 0 | 0 | 0 | 0 | 0 | 0 | 0 | 0 | 0 | 0 | 0 | 0 | 0 | 0 | 0 | 0 | 0 | 0 | 0 | 0 | 0 | 0 | 0 | 0 | 0 | 0 | 0 | 0 | 0 | 0 | 0 | 0
Tier 2 | US | Texas RE |  |  | 25INR0002 |  |  | BARCELONA TXHSR TPSS HN-4 |  | OTH | OTH |  | Other | 2028-07-15 |  | 50 | 0 | 0 | 0 | 0 | 0 | 0 | 0 | 0 | 0 | 0 | 0 | 0 | 0 | 0 | 0 | 0 | 0 | 0 | 0 | 0 | 0 | 0 | 0 | 0 | 0 | 0 | 0 | 0 | 0 | 0 | 0 | 0 | 0 | 0 | 0 | 0 | 0 | 0 | 0 | 0 | 0 | 0 | 0 | 0 | 0 | 0 | Other includes petroleum coke (pet coke), hydroelectric, fuel oil, geothermal energy, other miscellaneous fuels reported by developers, and fuel cells that use fuels other than natural gas.
Tier 2 | US | Texas RE |  |  | 25INR0005 |  |  | TOKYO TXHSR TPSS EW-1 |  | OTH | OTH |  | Other | 2028-07-15 |  | 50 | 0 | 0 | 0 | 0 | 0 | 0 | 0 | 0 | 0 | 0 | 0 | 0 | 0 | 0 | 0 | 0 | 0 | 0 | 0 | 0 | 0 | 0 | 0 | 0 | 0 | 0 | 0 | 0 | 0 | 0 | 0 | 0 | 0 | 0 | 0 | 0 | 0 | 0 | 0 | 0 | 0 | 0 | 0 | 0 | 0 | 0 | Other includes petroleum coke (pet coke), hydroelectric, fuel oil, geothermal energy, other miscellaneous fuels reported by developers, and fuel cells that use fuels other than natural gas.
Tier 2 | US | Texas RE |  |  | 25INR0006 |  |  | ATLANTA TXHSR TPSS DS-1 |  | OTH | OTH |  | Other | 2028-07-15 |  | 50 | 0 | 0 | 0 | 0 | 0 | 0 | 0 | 0 | 0 | 0 | 0 | 0 | 0 | 0 | 0 | 0 | 0 | 0 | 0 | 0 | 0 | 0 | 0 | 0 | 0 | 0 | 0 | 0 | 0 | 0 | 0 | 0 | 0 | 0 | 0 | 0 | 0 | 0 | 0 | 0 | 0 | 0 | 0 | 0 | 0 | 0 | Other includes petroleum coke (pet coke), hydroelectric, fuel oil, geothermal energy, other miscellaneous fuels reported by developers, and fuel cells that use fuels other than natural gas.
Tier 2 | US | Texas RE |  |  | 26INR0001 |  |  | TURIN TXHSR TPSS HN-6 |  | OTH | OTH |  | Other | 2028-07-15 |  | 50 | 0 | 0 | 0 | 0 | 0 | 0 | 0 | 0 | 0 | 0 | 0 | 0 | 0 | 0 | 0 | 0 | 0 | 0 | 0 | 0 | 0 | 0 | 0 | 0 | 0 | 0 | 0 | 0 | 0 | 0 | 0 | 0 | 0 | 0 | 0 | 0 | 0 | 0 | 0 | 0 | 0 | 0 | 0 | 0 | 0 | 0 | Other includes petroleum coke (pet coke), hydroelectric, fuel oil, geothermal energy, other miscellaneous fuels reported by developers, and fuel cells that use fuels other than natural gas.
Tier 2 | US | Texas RE |  |  | 20INR0244 |  |  | MONTEZUMA STORAGE |  | BA | MWH |  | Other | 2023-04-15 |  | 47.12 | 0 | 0 | 0 | 0 | 0 | 0 | 0 | 0 | 0 | 0 | 0 | 0 | 0 | 0 | 0 | 0 | 0 | 0 | 0 | 0 | 0 | 0 | 0 | 0 | 0 | 0 | 0 | 0 | 0 | 0 | 0 | 0 | 0 | 0 | 0 | 0 | 0 | 0 | 0 | 0 | 0 | 0 | 0 | 0 | 0 | 0
Tier 2 | US | Texas RE |  |  | 20INR0245 |  |  | VOLUNTEER STORAGE |  | BA | MWH |  | Other | 2023-04-15 |  | 47.12 | 0 | 0 | 0 | 0 | 0 | 0 | 0 | 0 | 0 | 0 | 0 | 0 | 0 | 0 | 0 | 0 | 0 | 0 | 0 | 0 | 0 | 0 | 0 | 0 | 0 | 0 | 0 | 0 | 0 | 0 | 0 | 0 | 0 | 0 | 0 | 0 | 0 | 0 | 0 | 0 | 0 | 0 | 0 | 0 | 0 | 0
Tier 2 | US | Texas RE |  |  | 21INR0260 |  |  | CHARIOT STORAGE |  | BA | MWH |  | Other | 2023-04-15 |  | 47.12 | 0 | 0 | 0 | 0 | 0 | 0 | 0 | 0 | 0 | 0 | 0 | 0 | 0 | 0 | 0 | 0 | 0 | 0 | 0 | 0 | 0 | 0 | 0 | 0 | 0 | 0 | 0 | 0 | 0 | 0 | 0 | 0 | 0 | 0 | 0 | 0 | 0 | 0 | 0 | 0 | 0 | 0 | 0 | 0 | 0 | 0
Tier 2 | US | Texas RE |  |  | 21INR0280 |  |  | EDGEWATER STORAGE |  | BA | MWH |  | Other | 2023-04-15 |  | 47.12 | 0 | 0 | 0 | 0 | 0 | 0 | 0 | 0 | 0 | 0 | 0 | 0 | 0 | 0 | 0 | 0 | 0 | 0 | 0 | 0 | 0 | 0 | 0 | 0 | 0 | 0 | 0 | 0 | 0 | 0 | 0 | 0 | 0 | 0 | 0 | 0 | 0 | 0 | 0 | 0 | 0 | 0 | 0 | 0 | 0 | 0
Tier 2 | US | Texas RE |  |  | 20INR0015 |  |  | CITRINE SOLAR |  | PV | SUN |  | Solar | 2022-05-15 |  | 45 | 36 | 3.15 | 0 | 36 | 36 | 36 | 36 | 36 | 36 | 36 | 36 | 36 | 36 | 0 | 3.15 | 3.15 | 3.15 | 3.15 | 3.15 | 3.15 | 3.15 | 3.15 | 3.15 | 3.15 | 0 | 0 | 0 | 0 | 0 | 0 | 0 | 0 | 0 | 0 | 0 | 0 | 0 | 0 | 0 | 0 | 0 | 0 | 0 | 0 | 0 | 0
Tier 2 | US | Texas RE |  |  | 20INR0016 |  |  | OPAL SOLAR |  | PV | SUN |  | Solar | 2022-05-15 |  | 45 | 36 | 3.15 | 0 | 36 | 36 | 36 | 36 | 36 | 36 | 36 | 36 | 36 | 36 | 0 | 3.15 | 3.15 | 3.15 | 3.15 | 3.15 | 3.15 | 3.15 | 3.15 | 3.15 | 3.15 | 0 | 0 | 0 | 0 | 0 | 0 | 0 | 0 | 0 | 0 | 0 | 0 | 0 | 0 | 0 | 0 | 0 | 0 | 0 | 0 | 0 | 0
Tier 2 | US | Texas RE |  |  | 22INR0363 |  |  | HAYHURST TEXAS SOLAR |  | PV | SUN |  | Solar | 2023-02-15 |  | 45 | 36 | 3.15 | 0 | 0 | 36 | 36 | 36 | 36 | 36 | 36 | 36 | 36 | 36 | 0 | 0 | 3.15 | 3.15 | 3.15 | 3.15 | 3.15 | 3.15 | 3.15 | 3.15 | 3.15 | 0 | 0 | 0 | 0 | 0 | 0 | 0 | 0 | 0 | 0 | 0 | 0 | 0 | 0 | 0 | 0 | 0 | 0 | 0 | 0 | 0 | 0
Tier 2 | US | Texas RE |  |  | 22INR0454 |  |  | DR SOLAR |  | PV | SUN |  | Solar | 2023-06-02 |  | 45 | 36 | 3.15 | 0 | 0 | 36 | 36 | 36 | 36 | 36 | 36 | 36 | 36 | 36 | 0 | 0 | 3.15 | 3.15 | 3.15 | 3.15 | 3.15 | 3.15 | 3.15 | 3.15 | 3.15 | 0 | 0 | 0 | 0 | 0 | 0 | 0 | 0 | 0 | 0 | 0 | 0 | 0 | 0 | 0 | 0 | 0 | 0 | 0 | 0 | 0 | 0
Tier 3 | US | Texas RE |  |  | 18INR0056 |  |  | HALLMARK SOLAR |  | PV | SUN |  | Solar | 2023-05-12 |  | 43 | 34.4 | 3.01 | 0 | 0 | 34.4 | 34.4 | 34.4 | 34.4 | 34.4 | 34.4 | 34.4 | 34.4 | 34.4 | 0 | 0 | 3.01 | 3.01 | 3.01 | 3.01 | 3.01 | 3.01 | 3.01 | 3.01 | 3.01 | 0 | 0 | 0 | 0 | 0 | 0 | 0 | 0 | 0 | 0 | 0 | 0 | 0 | 0 | 0 | 0 | 0 | 0 | 0 | 0 | 0 | 0
Cancelled | US | Texas RE |  |  | 21INR0404 |  |  | CANE FLATS STORAGE |  | BA | MWH |  | Other | 2023-12-31 |  | 40.6 | 0 | 0 | 0 | 0 | 0 | 0 | 0 | 0 | 0 | 0 | 0 | 0 | 0 | 0 | 0 | 0 | 0 | 0 | 0 | 0 | 0 | 0 | 0 | 0 | 0 | 0 | 0 | 0 | 0 | 0 | 0 | 0 | 0 | 0 | 0 | 0 | 0 | 0 | 0 | 0 | 0 | 0 | 0 | 0 | 0 | 0
Tier 2 | US | Texas RE |  |  | 20INR0012 |  |  | LUEDERS SOLAR |  | PV | SUN |  | Solar | 2022-05-15 |  | 40 | 32 | 2.8 | 0 | 32 | 32 | 32 | 32 | 32 | 32 | 32 | 32 | 32 | 32 | 0 | 2.8 | 2.8 | 2.8 | 2.8 | 2.8 | 2.8 | 2.8 | 2.8 | 2.8 | 2.8 | 0 | 0 | 0 | 0 | 0 | 0 | 0 | 0 | 0 | 0 | 0 | 0 | 0 | 0 | 0 | 0 | 0 | 0 | 0 | 0 | 0 | 0
Tier 2 | US | Texas RE |  |  | 22INR0356 |  |  | JUNGMANN SOLAR |  | PV | SUN |  | Solar | 2023-09-01 |  | 40 | 32 | 2.8 | 0 | 0 | 0 | 32 | 32 | 32 | 32 | 32 | 32 | 32 | 32 | 0 | 0 | 2.8 | 2.8 | 2.8 | 2.8 | 2.8 | 2.8 | 2.8 | 2.8 | 2.8 | 0 | 0 | 0 | 0 | 0 | 0 | 0 | 0 | 0 | 0 | 0 | 0 | 0 | 0 | 0 | 0 | 0 | 0 | 0 | 0 | 0 | 0
Tier 2 | US | Texas RE |  |  | 21INR0508 |  |  | ANGELS CREEK |  | BA | MWH |  | Other | 2022-06-01 |  | 31.68 | 0 | 0 | 0 | 0 | 0 | 0 | 0 | 0 | 0 | 0 | 0 | 0 | 0 | 0 | 0 | 0 | 0 | 0 | 0 | 0 | 0 | 0 | 0 | 0 | 0 | 0 | 0 | 0 | 0 | 0 | 0 | 0 | 0 | 0 | 0 | 0 | 0 | 0 | 0 | 0 | 0 | 0 | 0 | 0 | 0 | 0
Tier 2 | US | Texas RE |  |  | 20INR0135 |  |  | HALF MOON BATTERY |  | BA | MWH |  | Other | 2023-12-29 |  | 30.2 | 0 | 0 | 0 | 0 | 0 | 0 | 0 | 0 | 0 | 0 | 0 | 0 | 0 | 0 | 0 | 0 | 0 | 0 | 0 | 0 | 0 | 0 | 0 | 0 | 0 | 0 | 0 | 0 | 0 | 0 | 0 | 0 | 0 | 0 | 0 | 0 | 0 | 0 | 0 | 0 | 0 | 0 | 0 | 0 | 0 | 0
Tier 2 | US | Texas RE |  |  | 20INR0268 |  |  | PYRON BESS II |  | BA | MWH |  | Other | 2022-05-16 |  | 30.2 | 0 | 0 | 0 | 0 | 0 | 0 | 0 | 0 | 0 | 0 | 0 | 0 | 0 | 0 | 0 | 0 | 0 | 0 | 0 | 0 | 0 | 0 | 0 | 0 | 0 | 0 | 0 | 0 | 0 | 0 | 0 | 0 | 0 | 0 | 0 | 0 | 0 | 0 | 0 | 0 | 0 | 0 | 0 | 0 | 0 | 0
Tier 2 | US | Texas RE |  |  | 23INR0113 |  |  | CANNON STORAGE SLF |  | BA | MWH |  | Other | 2023-12-31 |  | 30 | 0 | 0 | 0 | 0 | 0 | 0 | 0 | 0 | 0 | 0 | 0 | 0 | 0 | 0 | 0 | 0 | 0 | 0 | 0 | 0 | 0 | 0 | 0 | 0 | 0 | 0 | 0 | 0 | 0 | 0 | 0 | 0 | 0 | 0 | 0 | 0 | 0 | 0 | 0 | 0 | 0 | 0 | 0 | 0 | 0 | 0
Tier 2 | US | Texas RE |  |  | 21INR0446 |  |  | KNICKERBOCKER STORAGE |  | BA | MWH |  | Other | 2023-05-01 |  | 25 | 0 | 0 | 0 | 0 | 0 | 0 | 0 | 0 | 0 | 0 | 0 | 0 | 0 | 0 | 0 | 0 | 0 | 0 | 0 | 0 | 0 | 0 | 0 | 0 | 0 | 0 | 0 | 0 | 0 | 0 | 0 | 0 | 0 | 0 | 0 | 0 | 0 | 0 | 0 | 0 | 0 | 0 | 0 | 0 | 0 | 0
Tier 2 | US | Texas RE |  |  | 22INR0453 |  |  | TIMBERWOLF BESS |  | BA | MWH |  | Other | 2022-12-01 |  | 25 | 0 | 0 | 0 | 0 | 0 | 0 | 0 | 0 | 0 | 0 | 0 | 0 | 0 | 0 | 0 | 0 | 0 | 0 | 0 | 0 | 0 | 0 | 0 | 0 | 0 | 0 | 0 | 0 | 0 | 0 | 0 | 0 | 0 | 0 | 0 | 0 | 0 | 0 | 0 | 0 | 0 | 0 | 0 | 0 | 0 | 0
Tier 2 | US | Texas RE |  |  | 20INR0013 |  |  | BASALT SOLAR |  | PV | SUN |  | Solar | 2022-05-15 |  | 20 | 16 | 1.4 | 0 | 16 | 16 | 16 | 16 | 16 | 16 | 16 | 16 | 16 | 16 | 0 | 1.4 | 1.4 | 1.4 | 1.4 | 1.4 | 1.4 | 1.4 | 1.4 | 1.4 | 1.4 | 0 | 0 | 0 | 0 | 0 | 0 | 0 | 0 | 0 | 0 | 0 | 0 | 0 | 0 | 0 | 0 | 0 | 0 | 0 | 0 | 0 | 0
Tier 2 | US | Texas RE |  |  | 21INR0027 |  |  | ZIER STORAGE |  | BA | MWH |  | Other | 2022-05-25 |  | 20 | 0 | 0 | 0 | 0 | 0 | 0 | 0 | 0 | 0 | 0 | 0 | 0 | 0 | 0 | 0 | 0 | 0 | 0 | 0 | 0 | 0 | 0 | 0 | 0 | 0 | 0 | 0 | 0 | 0 | 0 | 0 | 0 | 0 | 0 | 0 | 0 | 0 | 0 | 0 | 0 | 0 | 0 | 0 | 0 | 0 | 0
Tier 2 | US | Texas RE |  |  | 20INR0279 |  |  | SHIELD SOLAR |  | PV | SUN |  | Solar | 2022-05-01 |  | 19.88 | 15.904 | 1.3916 | 0 | 15.904 | 15.904 | 15.904 | 15.904 | 15.904 | 15.904 | 15.904 | 15.904 | 15.904 | 15.904 | 0 | 1.3916 | 1.3916 | 1.3916 | 1.3916 | 1.3916 | 1.3916 | 1.3916 | 1.3916 | 1.3916 | 1.3916 | 0 | 0 | 0 | 0 | 0 | 0 | 0 | 0 | 0 | 0 | 0 | 0 | 0 | 0 | 0 | 0 | 0 | 0 | 0 | 0 | 0 | 0
Tier 2 | US | Texas RE |  |  | 20INR0283 |  |  | CITY WEST SOLAR |  | PV | SUN |  | Solar | 2022-05-01 |  | 19.88 | 15.904 | 1.3916 | 0 | 15.904 | 15.904 | 15.904 | 15.904 | 15.904 | 15.904 | 15.904 | 15.904 | 15.904 | 15.904 | 0 | 1.3916 | 1.3916 | 1.3916 | 1.3916 | 1.3916 | 1.3916 | 1.3916 | 1.3916 | 1.3916 | 1.3916 | 0 | 0 | 0 | 0 | 0 | 0 | 0 | 0 | 0 | 0 | 0 | 0 | 0 | 0 | 0 | 0 | 0 | 0 | 0 | 0 | 0 | 0
Tier 2 | US | Texas RE |  |  | 20INR0274 |  |  | SIXTY SIX SOLAR |  | PV | SUN |  | Solar | 2022-05-01 |  | 14 | 11.2 | 0.98 | 0 | 11.2 | 11.2 | 11.2 | 11.2 | 11.2 | 11.2 | 11.2 | 11.2 | 11.2 | 11.2 | 0 | 0.98 | 0.98 | 0.98 | 0.98 | 0.98 | 0.98 | 0.98 | 0.98 | 0.98 | 0.98 | 0 | 0 | 0 | 0 | 0 | 0 | 0 | 0 | 0 | 0 | 0 | 0 | 0 | 0 | 0 | 0 | 0 | 0 | 0 | 0 | 0 | 0
Tier 3 | US | Texas RE |  |  | 25INR0008 |  |  | BASRANCH |  | CC | NG | 0 | Natural Gas and Other Gases | 2025-01-01 |  | 1350 | 1300 | 1350 | 0 | 0 | 0 | 0 | 1300 | 1300 | 1300 | 1300 | 1300 | 1300 | 1300 | 0 | 0 | 0 | 0 | 1350 | 1350 | 1350 | 1350 | 1350 | 1350 | 1350 | 0 | 0 | 0 | 0 | 0 | 0 | 0 | 0 | 0 | 0 | 0 | 0 | 0 | 0 | 0 | 0 | 0 | 0 | 0 | 0 | 0 | 0
Tier 3 | US | Texas RE |  |  | 18INR0009 |  |  | EAGLE PINES GAS |  | CC | NG | 0 | Natural Gas and Other Gases | 2023-04-15 |  | 1174 | 1173.5 | 1173.5 | 0 | 0 | 1173.5 | 1173.5 | 1173.5 | 1173.5 | 1173.5 | 1173.5 | 1173.5 | 1173.5 | 1173.5 | 0 | 0 | 1173.5 | 1173.5 | 1173.5 | 1173.5 | 1173.5 | 1173.5 | 1173.5 | 1173.5 | 1173.5 | 0 | 0 | 0 | 0 | 0 | 0 | 0 | 0 | 0 | 0 | 0 | 0 | 0 | 0 | 0 | 0 | 0 | 0 | 0 | 0 | 0 | 0
Tier 3 | US | Texas RE |  |  | 23INR0239 |  |  | GIGA AUSTIN STORAGE |  | BA | MWH |  | Other | 2023-04-07 |  | 250 | 0 | 0 | 0 | 0 | 0 | 0 | 0 | 0 | 0 | 0 | 0 | 0 | 0 | 0 | 0 | 0 | 0 | 0 | 0 | 0 | 0 | 0 | 0 | 0 | 0 | 0 | 0 | 0 | 0 | 0 | 0 | 0 | 0 | 0 | 0 | 0 | 0 | 0 | 0 | 0 | 0 | 0 | 0 | 0 | 0 | 0
Tier 3 | US | Texas RE |  |  | 25INR0012 |  |  | ALAMOSA SOLAR |  | PV | SUN |  | Solar | 2025-01-01 |  | 774.53 | 619.624 | 54.2171 | 0 | 0 | 0 | 0 | 619.624 | 619.624 | 619.624 | 619.624 | 619.624 | 619.624 | 619.624 | 0 | 0 | 0 | 0 | 54.2171 | 54.2171 | 54.2171 | 54.2171 | 54.2171 | 54.2171 | 54.2171 | 0 | 0 | 0 | 0 | 0 | 0 | 0 | 0 | 0 | 0 | 0 | 0 | 0 | 0 | 0 | 0 | 0 | 0 | 0 | 0 | 0 | 0
Tier 3 | US | Texas RE |  |  | 17INR0010 |  |  | FGE TEXAS 2 GAS |  | CC | NG | 0 | Natural Gas and Other Gases | 2022-05-25 |  | 743 | 742.9 | 742.9 | 0 | 742.9 | 742.9 | 742.9 | 742.9 | 742.9 | 742.9 | 742.9 | 742.9 | 742.9 | 742.9 | 0 | 742.9 | 742.9 | 742.9 | 742.9 | 742.9 | 742.9 | 742.9 | 742.9 | 742.9 | 742.9 | 0 | 0 | 0 | 0 | 0 | 0 | 0 | 0 | 0 | 0 | 0 | 0 | 0 | 0 | 0 | 0 | 0 | 0 | 0 | 0 | 0 | 0
Tier 3 | US | Texas RE |  |  | 22INR0497 |  |  | TEXPO |  | ST | NG | 0 | Natural Gas and Other Gases | 2022-12-01 |  | 680 | 680 | 680 | 0 | 0 | 680 | 680 | 680 | 680 | 680 | 680 | 680 | 680 | 680 | 0 | 680 | 680 | 680 | 680 | 680 | 680 | 680 | 680 | 680 | 680 | 0 | 0 | 0 | 0 | 0 | 0 | 0 | 0 | 0 | 0 | 0 | 0 | 0 | 0 | 0 | 0 | 0 | 0 | 0 | 0 | 0 | 0
Tier 3 | US | Texas RE |  |  | 19INR0101 |  |  | TEHUACANA WIND |  | WT | WND |  | Wind | 2021-12-01 |  | 600 | 114 | 120 | 0 | 114 | 114 | 114 | 114 | 114 | 114 | 114 | 114 | 114 | 114 | 120 | 120 | 120 | 120 | 120 | 120 | 120 | 120 | 120 | 120 | 120 | 0 | 0 | 0 | 0 | 0 | 0 | 0 | 0 | 0 | 0 | 0 | 0 | 0 | 0 | 0 | 0 | 0 | 0 | 0 | 0 | 0 | 0
Tier 3 | US | Texas RE |  |  | 23INR0228 |  |  | HIRU SOLAR |  | PV | SUN |  | Solar | 2023-12-15 |  | 600 | 480 | 42 | 0 | 0 | 0 | 480 | 480 | 480 | 480 | 480 | 480 | 480 | 480 | 0 | 0 | 0 | 42 | 42 | 42 | 42 | 42 | 42 | 42 | 42 | 0 | 0 | 0 | 0 | 0 | 0 | 0 | 0 | 0 | 0 | 0 | 0 | 0 | 0 | 0 | 0 | 0 | 0 | 0 | 0 | 0 | 0
Tier 3 | US | Texas RE |  |  | 23INR0214 |  |  | HARLEY HAND STORAGE |  | BA | MWH |  | Other | 2023-05-01 |  | 513.7 | 0 | 0 | 0 | 0 | 0 | 0 | 0 | 0 | 0 | 0 | 0 | 0 | 0 | 0 | 0 | 0 | 0 | 0 | 0 | 0 | 0 | 0 | 0 | 0 | 0 | 0 | 0 | 0 | 0 | 0 | 0 | 0 | 0 | 0 | 0 | 0 | 0 | 0 | 0 | 0 | 0 | 0 | 0 | 0 | 0 | 0
Tier 3 | US | Texas RE |  |  | 22INR0462 |  |  | OLD AQUEDUCT SOLAR |  | PV | SUN |  | Solar | 2022-10-01 |  | 511.63 | 409.304 | 35.8141 | 0 | 0 | 409.304 | 409.304 | 409.304 | 409.304 | 409.304 | 409.304 | 409.304 | 409.304 | 409.304 | 0 | 35.8141 | 35.8141 | 35.8141 | 35.8141 | 35.8141 | 35.8141 | 35.8141 | 35.8141 | 35.8141 | 35.8141 | 0 | 0 | 0 | 0 | 0 | 0 | 0 | 0 | 0 | 0 | 0 | 0 | 0 | 0 | 0 | 0 | 0 | 0 | 0 | 0 | 0 | 0
Tier 3 | US | Texas RE |  |  | 22INR0463 |  |  | TIDWELL SOLAR |  | PV | SUN |  | Solar | 2022-10-01 |  | 511.63 | 409.304 | 35.8141 | 0 | 0 | 409.304 | 409.304 | 409.304 | 409.304 | 409.304 | 409.304 | 409.304 | 409.304 | 409.304 | 0 | 35.8141 | 35.8141 | 35.8141 | 35.8141 | 35.8141 | 35.8141 | 35.8141 | 35.8141 | 35.8141 | 35.8141 | 0 | 0 | 0 | 0 | 0 | 0 | 0 | 0 | 0 | 0 | 0 | 0 | 0 | 0 | 0 | 0 | 0 | 0 | 0 | 0 | 0 | 0
Tier 1 | US | Texas RE |  |  | 14INR0033 |  |  | GOODNIGHT WIND |  | WT | WND |  | Wind | 2022-07-23 |  | 506.6 | 146.914 | 172.244 | 0 | 0 | 146.914 | 146.914 | 146.914 | 146.914 | 146.914 | 146.914 | 146.914 | 146.914 | 146.914 | 0 | 172.244 | 172.244 | 172.244 | 172.244 | 172.244 | 172.244 | 172.244 | 172.244 | 172.244 | 172.244 | 0 | 0 | 0 | 0 | 0 | 0 | 0 | 0 | 0 | 0 | 0 | 0 | 0 | 0 | 0 | 0 | 0 | 0 | 0 | 0 | 0 | 0
Tier 3 | US | Texas RE |  |  | 22INR0317 |  |  | WESUN SOLAR |  | PV | SUN |  | Solar | 2023-10-31 |  | 500 | 400 | 35 | 0 | 0 | 0 | 400 | 400 | 400 | 400 | 400 | 400 | 400 | 400 | 0 | 0 | 35 | 35 | 35 | 35 | 35 | 35 | 35 | 35 | 35 | 0 | 0 | 0 | 0 | 0 | 0 | 0 | 0 | 0 | 0 | 0 | 0 | 0 | 0 | 0 | 0 | 0 | 0 | 0 | 0 | 0 | 0
Tier 3 | US | Texas RE |  |  | 23INR0096 |  |  | SUVA WIND |  | WT | WND |  | Wind | 2023-10-31 |  | 500 | 95 | 100 | 0 | 0 | 0 | 95 | 95 | 95 | 95 | 95 | 95 | 95 | 95 | 0 | 0 | 100 | 100 | 100 | 100 | 100 | 100 | 100 | 100 | 100 | 0 | 0 | 0 | 0 | 0 | 0 | 0 | 0 | 0 | 0 | 0 | 0 | 0 | 0 | 0 | 0 | 0 | 0 | 0 | 0 | 0 | 0
Tier 3 | US | Texas RE |  |  | 23INR0129 |  |  | ALBORO SOLAR |  | PV | SUN |  | Solar | 2023-10-31 |  | 500 | 400 | 35 | 0 | 0 | 0 | 400 | 400 | 400 | 400 | 400 | 400 | 400 | 400 | 0 | 0 | 35 | 35 | 35 | 35 | 35 | 35 | 35 | 35 | 35 | 0 | 0 | 0 | 0 | 0 | 0 | 0 | 0 | 0 | 0 | 0 | 0 | 0 | 0 | 0 | 0 | 0 | 0 | 0 | 0 | 0 | 0
Tier 3 | US | Texas RE |  |  | 23INR0167 |  |  | BRIGHT ARROW SOLAR II |  | PV | SUN |  | Solar | 2023-12-15 |  | 500 | 400 | 35 | 0 | 0 | 0 | 400 | 400 | 400 | 400 | 400 | 400 | 400 | 400 | 0 | 0 | 0 | 35 | 35 | 35 | 35 | 35 | 35 | 35 | 35 | 0 | 0 | 0 | 0 | 0 | 0 | 0 | 0 | 0 | 0 | 0 | 0 | 0 | 0 | 0 | 0 | 0 | 0 | 0 | 0 | 0 | 0
Tier 3 | US | Texas RE |  |  | 24INR0041 |  |  | ROCK N ROLL SOLAR |  | PV | SUN |  | Solar | 2024-03-15 |  | 500 | 400 | 35 | 0 | 0 | 0 | 400 | 400 | 400 | 400 | 400 | 400 | 400 | 400 | 0 | 0 | 0 | 35 | 35 | 35 | 35 | 35 | 35 | 35 | 35 | 0 | 0 | 0 | 0 | 0 | 0 | 0 | 0 | 0 | 0 | 0 | 0 | 0 | 0 | 0 | 0 | 0 | 0 | 0 | 0 | 0 | 0
Tier 3 | US | Texas RE |  |  | 16INR0044 |  |  | HALYARD WHARTON |  | CT | NG | 0 | Natural Gas and Other Gases | 2021-06-01 |  | 484 | 484 | 484 | 484 | 484 | 484 | 484 | 484 | 484 | 484 | 484 | 484 | 484 | 484 | 484 | 484 | 484 | 484 | 484 | 484 | 484 | 484 | 484 | 484 | 484 | 0 | 0 | 0 | 0 | 0 | 0 | 0 | 0 | 0 | 0 | 0 | 0 | 0 | 0 | 0 | 0 | 0 | 0 | 0 | 0 | 0 | 0
Tier 3 | US | Texas RE |  |  | 23INR0197 |  |  | PONTA POWER STATION |  | CT | NG | 0 | Natural Gas and Other Gases | 2023-03-01 |  | 450 | 450 | 450 | 0 | 0 | 450 | 450 | 450 | 450 | 450 | 450 | 450 | 450 | 450 | 0 | 0 | 450 | 450 | 450 | 450 | 450 | 450 | 450 | 450 | 450 | 0 | 0 | 0 | 0 | 0 | 0 | 0 | 0 | 0 | 0 | 0 | 0 | 0 | 0 | 0 | 0 | 0 | 0 | 0 | 0 | 0 | 0
Tier 3 | US | Texas RE |  |  | 23INR0126 |  |  | SIGMA STORAGE |  | BA | MWH |  | Other | 2023-12-31 |  | 410 | 0 | 0 | 0 | 0 | 0 | 0 | 0 | 0 | 0 | 0 | 0 | 0 | 0 | 0 | 0 | 0 | 0 | 0 | 0 | 0 | 0 | 0 | 0 | 0 | 0 | 0 | 0 | 0 | 0 | 0 | 0 | 0 | 0 | 0 | 0 | 0 | 0 | 0 | 0 | 0 | 0 | 0 | 0 | 0 | 0 | 0
Tier 3 | US | Texas RE |  |  | 23INR0127 |  |  | BEACON STORAGE |  | BA | MWH |  | Other | 2023-12-31 |  | 410 | 0 | 0 | 0 | 0 | 0 | 0 | 0 | 0 | 0 | 0 | 0 | 0 | 0 | 0 | 0 | 0 | 0 | 0 | 0 | 0 | 0 | 0 | 0 | 0 | 0 | 0 | 0 | 0 | 0 | 0 | 0 | 0 | 0 | 0 | 0 | 0 | 0 | 0 | 0 | 0 | 0 | 0 | 0 | 0 | 0 | 0
Tier 3 | US | Texas RE |  |  | 24INR0023 |  |  | COMPADRE SOLAR |  | PV | SUN |  | Solar | 2024-10-01 |  | 405.31 | 324.248 | 28.3717 | 0 | 0 | 0 | 0 | 324.248 | 324.248 | 324.248 | 324.248 | 324.248 | 324.248 | 324.248 | 0 | 0 | 0 | 28.3717 | 28.3717 | 28.3717 | 28.3717 | 28.3717 | 28.3717 | 28.3717 | 28.3717 | 0 | 0 | 0 | 0 | 0 | 0 | 0 | 0 | 0 | 0 | 0 | 0 | 0 | 0 | 0 | 0 | 0 | 0 | 0 | 0 | 0 | 0
Tier 3 | US | Texas RE |  |  | 16INR0104 |  |  | BIG SAMPSON WIND |  | WT | WND |  | Wind | 2023-09-01 |  | 400 | 76 | 80 | 0 | 0 | 0 | 76 | 76 | 76 | 76 | 76 | 76 | 76 | 76 | 0 | 0 | 80 | 80 | 80 | 80 | 80 | 80 | 80 | 80 | 80 | 0 | 0 | 0 | 0 | 0 | 0 | 0 | 0 | 0 | 0 | 0 | 0 | 0 | 0 | 0 | 0 | 0 | 0 | 0 | 0 | 0 | 0
Tier 3 | US | Texas RE |  |  | 17INR0043 |  |  | VAQUERO 1 WIND |  | WT | WND |  | Wind | 2022-12-31 |  | 400 | 76 | 80 | 0 | 0 | 76 | 76 | 76 | 76 | 76 | 76 | 76 | 76 | 76 | 0 | 0 | 80 | 80 | 80 | 80 | 80 | 80 | 80 | 80 | 80 | 0 | 0 | 0 | 0 | 0 | 0 | 0 | 0 | 0 | 0 | 0 | 0 | 0 | 0 | 0 | 0 | 0 | 0 | 0 | 0 | 0 | 0
Tier 3 | US | Texas RE |  |  | 22INR0395 |  |  | RED ROBIN SOLAR |  | PV | SUN |  | Solar | 2023-08-22 |  | 400 | 320 | 28 | 0 | 0 | 0 | 320 | 320 | 320 | 320 | 320 | 320 | 320 | 320 | 0 | 0 | 28 | 28 | 28 | 28 | 28 | 28 | 28 | 28 | 28 | 0 | 0 | 0 | 0 | 0 | 0 | 0 | 0 | 0 | 0 | 0 | 0 | 0 | 0 | 0 | 0 | 0 | 0 | 0 | 0 | 0 | 0
Tier 3 | US | Texas RE |  |  | 22INR0437 |  |  | TORMES SOLAR |  | PV | SUN |  | Solar | 2022-11-01 |  | 400 | 320 | 28 | 0 | 0 | 320 | 320 | 320 | 320 | 320 | 320 | 320 | 320 | 320 | 0 | 28 | 28 | 28 | 28 | 28 | 28 | 28 | 28 | 28 | 28 | 0 | 0 | 0 | 0 | 0 | 0 | 0 | 0 | 0 | 0 | 0 | 0 | 0 | 0 | 0 | 0 | 0 | 0 | 0 | 0 | 0 | 0
Tier 3 | US | Texas RE |  |  | 22INR0451 |  |  | BRAEMAR SOLAR |  | PV | SUN |  | Solar | 2022-12-01 |  | 400 | 320 | 28 | 0 | 0 | 320 | 320 | 320 | 320 | 320 | 320 | 320 | 320 | 320 | 0 | 28 | 28 | 28 | 28 | 28 | 28 | 28 | 28 | 28 | 28 | 0 | 0 | 0 | 0 | 0 | 0 | 0 | 0 | 0 | 0 | 0 | 0 | 0 | 0 | 0 | 0 | 0 | 0 | 0 | 0 | 0 | 0
Tier 3 | US | Texas RE |  |  | 22INR0470 |  |  | GLENCOE SOLAR |  | PV | SUN |  | Solar | 2022-11-27 |  | 400 | 320 | 28 | 0 | 0 | 320 | 320 | 320 | 320 | 320 | 320 | 320 | 320 | 320 | 0 | 28 | 28 | 28 | 28 | 28 | 28 | 28 | 28 | 28 | 28 | 0 | 0 | 0 | 0 | 0 | 0 | 0 | 0 | 0 | 0 | 0 | 0 | 0 | 0 | 0 | 0 | 0 | 0 | 0 | 0 | 0 | 0
Tier 3 | US | Texas RE |  |  | 22INR0471 |  |  | MARATUA SOLAR |  | PV | SUN |  | Solar | 2022-11-27 |  | 400 | 320 | 28 | 0 | 0 | 320 | 320 | 320 | 320 | 320 | 320 | 320 | 320 | 320 | 0 | 28 | 28 | 28 | 28 | 28 | 28 | 28 | 28 | 28 | 28 | 0 | 0 | 0 | 0 | 0 | 0 | 0 | 0 | 0 | 0 | 0 | 0 | 0 | 0 | 0 | 0 | 0 | 0 | 0 | 0 | 0 | 0
Tier 3 | US | Texas RE |  |  | 22INR0472 |  |  | LUSS SOLAR |  | PV | SUN |  | Solar | 2022-11-27 |  | 400 | 320 | 28 | 0 | 0 | 320 | 320 | 320 | 320 | 320 | 320 | 320 | 320 | 320 | 0 | 28 | 28 | 28 | 28 | 28 | 28 | 28 | 28 | 28 | 28 | 0 | 0 | 0 | 0 | 0 | 0 | 0 | 0 | 0 | 0 | 0 | 0 | 0 | 0 | 0 | 0 | 0 | 0 | 0 | 0 | 0 | 0
Tier 3 | US | Texas RE |  |  | 22INR0526 |  |  | PINE FOREST BESS |  | BA | MWH |  | Other | 2022-10-01 |  | 400 | 0 | 0 | 0 | 0 | 0 | 0 | 0 | 0 | 0 | 0 | 0 | 0 | 0 | 0 | 0 | 0 | 0 | 0 | 0 | 0 | 0 | 0 | 0 | 0 | 0 | 0 | 0 | 0 | 0 | 0 | 0 | 0 | 0 | 0 | 0 | 0 | 0 | 0 | 0 | 0 | 0 | 0 | 0 | 0 | 0 | 0
Tier 3 | US | Texas RE |  |  | 24INR0009 |  |  | TRIPLE B SOLAR |  | PV | SUN |  | Solar | 2024-06-01 |  | 358.3 | 286.64 | 25.081 | 0 | 0 | 0 | 286.64 | 286.64 | 286.64 | 286.64 | 286.64 | 286.64 | 286.64 | 286.64 | 0 | 0 | 0 | 25.081 | 25.081 | 25.081 | 25.081 | 25.081 | 25.081 | 25.081 | 25.081 | 0 | 0 | 0 | 0 | 0 | 0 | 0 | 0 | 0 | 0 | 0 | 0 | 0 | 0 | 0 | 0 | 0 | 0 | 0 | 0 | 0 | 0
Tier 3 | US | Texas RE |  |  | 24INR0050 |  |  | GENERIC GULF SOLAR |  | PV | SUN |  | Solar | 2024-09-01 |  | 356.64 | 285.312 | 24.9648 | 0 | 0 | 0 | 0 | 285.312 | 285.312 | 285.312 | 285.312 | 285.312 | 285.312 | 285.312 | 0 | 0 | 0 | 24.9648 | 24.9648 | 24.9648 | 24.9648 | 24.9648 | 24.9648 | 24.9648 | 24.9648 | 0 | 0 | 0 | 0 | 0 | 0 | 0 | 0 | 0 | 0 | 0 | 0 | 0 | 0 | 0 | 0 | 0 | 0 | 0 | 0 | 0 | 0
Tier 3 | US | Texas RE |  |  | 24INR0022 |  |  | BOXCAR SOLAR |  | PV | SUN |  | Solar | 2024-05-15 |  | 355.82 | 284.656 | 24.9074 | 0 | 0 | 0 | 284.656 | 284.656 | 284.656 | 284.656 | 284.656 | 284.656 | 284.656 | 284.656 | 0 | 0 | 0 | 24.9074 | 24.9074 | 24.9074 | 24.9074 | 24.9074 | 24.9074 | 24.9074 | 24.9074 | 0 | 0 | 0 | 0 | 0 | 0 | 0 | 0 | 0 | 0 | 0 | 0 | 0 | 0 | 0 | 0 | 0 | 0 | 0 | 0 | 0 | 0
Tier 3 | US | Texas RE |  |  | 19INR0002 |  |  | GRANDFALLS SOLAR |  | PV | SUN |  | Solar | 2021-12-01 |  | 350 | 280 | 24.5 | 0 | 280 | 280 | 280 | 280 | 280 | 280 | 280 | 280 | 280 | 280 | 24.5 | 24.5 | 24.5 | 24.5 | 24.5 | 24.5 | 24.5 | 24.5 | 24.5 | 24.5 | 24.5 | 0 | 0 | 0 | 0 | 0 | 0 | 0 | 0 | 0 | 0 | 0 | 0 | 0 | 0 | 0 | 0 | 0 | 0 | 0 | 0 | 0 | 0
Tier 1 | US | Texas RE |  |  | 22INR0326 |  |  | INERTIA WIND |  | WT | WND |  | Wind | 2022-12-31 |  | 350 | 66.5 | 70 | 0 | 0 | 66.5 | 66.5 | 66.5 | 66.5 | 66.5 | 66.5 | 66.5 | 66.5 | 66.5 | 0 | 0 | 70 | 70 | 70 | 70 | 70 | 70 | 70 | 70 | 70 | 0 | 0 | 0 | 0 | 0 | 0 | 0 | 0 | 0 | 0 | 0 | 0 | 0 | 0 | 0 | 0 | 0 | 0 | 0 | 0 | 0 | 0
Tier 3 | US | Texas RE |  |  | 24INR0016 |  |  | APEX BETHEL ENERGY CENTER |  | ST | NG | 0 | Natural Gas and Other Gases | 2025-05-31 |  | 324.4 | 324.4 | 324.4 | 0 | 0 | 0 | 0 | 324.4 | 324.4 | 324.4 | 324.4 | 324.4 | 324.4 | 324.4 | 0 | 0 | 0 | 0 | 324.4 | 324.4 | 324.4 | 324.4 | 324.4 | 324.4 | 324.4 | 0 | 0 | 0 | 0 | 0 | 0 | 0 | 0 | 0 | 0 | 0 | 0 | 0 | 0 | 0 | 0 | 0 | 0 | 0 | 0 | 0 | 0
Tier 3 | US | Texas RE |  |  | 23INR0110 |  |  | JBOLTON SOLAR |  | PV | SUN |  | Solar | 2023-06-01 |  | 315 | 252 | 22.05 | 0 | 0 | 252 | 252 | 252 | 252 | 252 | 252 | 252 | 252 | 252 | 0 | 0 | 22.05 | 22.05 | 22.05 | 22.05 | 22.05 | 22.05 | 22.05 | 22.05 | 22.05 | 0 | 0 | 0 | 0 | 0 | 0 | 0 | 0 | 0 | 0 | 0 | 0 | 0 | 0 | 0 | 0 | 0 | 0 | 0 | 0 | 0 | 0
Cancelled | US | Texas RE |  |  | 23INR0108 |  |  | CRASCO CREEK SOLAR |  | PV | SUN |  | Solar | 2023-06-15 |  | 314 | 251.2 | 21.98 | 0 | 0 | 251.2 | 251.2 | 251.2 | 251.2 | 251.2 | 251.2 | 251.2 | 251.2 | 251.2 | 0 | 0 | 21.98 | 21.98 | 21.98 | 21.98 | 21.98 | 21.98 | 21.98 | 21.98 | 21.98 | 0 | 0 | 0 | 0 | 0 | 0 | 0 | 0 | 0 | 0 | 0 | 0 | 0 | 0 | 0 | 0 | 0 | 0 | 0 | 0 | 0 | 0
Tier 3 | US | Texas RE |  |  | 21INR0359 |  |  | HICKERSON SOLAR |  | PV | SUN |  | Solar | 2022-12-31 |  | 310.4 | 248.32 | 21.728 | 0 | 0 | 248.32 | 248.32 | 248.32 | 248.32 | 248.32 | 248.32 | 248.32 | 248.32 | 248.32 | 0 | 0 | 21.728 | 21.728 | 21.728 | 21.728 | 21.728 | 21.728 | 21.728 | 21.728 | 21.728 | 0 | 0 | 0 | 0 | 0 | 0 | 0 | 0 | 0 | 0 | 0 | 0 | 0 | 0 | 0 | 0 | 0 | 0 | 0 | 0 | 0 | 0
Tier 3 | US | Texas RE |  |  | 23INR0244 |  |  | TIGER SOLAR |  | PV | SUN |  | Solar | 2023-12-01 |  | 306.24 | 244.992 | 21.4368 | 0 | 0 | 0 | 244.992 | 244.992 | 244.992 | 244.992 | 244.992 | 244.992 | 244.992 | 244.992 | 0 | 0 | 21.4368 | 21.4368 | 21.4368 | 21.4368 | 21.4368 | 21.4368 | 21.4368 | 21.4368 | 21.4368 | 0 | 0 | 0 | 0 | 0 | 0 | 0 | 0 | 0 | 0 | 0 | 0 | 0 | 0 | 0 | 0 | 0 | 0 | 0 | 0 | 0 | 0
Tier 3 | US | Texas RE |  |  | 21INR0305 |  |  | FRIO FLAT WIND |  | WT | WND |  | Wind | 2022-12-15 |  | 305 | 88.45 | 103.7 | 0 | 0 | 88.45 | 88.45 | 88.45 | 88.45 | 88.45 | 88.45 | 88.45 | 88.45 | 88.45 | 0 | 0 | 103.7 | 103.7 | 103.7 | 103.7 | 103.7 | 103.7 | 103.7 | 103.7 | 103.7 | 0 | 0 | 0 | 0 | 0 | 0 | 0 | 0 | 0 | 0 | 0 | 0 | 0 | 0 | 0 | 0 | 0 | 0 | 0 | 0 | 0 | 0
Tier 3 | US | Texas RE |  |  | 22INR0499 |  |  | AQUILLA LAKE 3 WIND |  | WT | WND |  | Wind | 2022-12-31 |  | 305 | 57.95 | 61 | 0 | 0 | 57.95 | 57.95 | 57.95 | 57.95 | 57.95 | 57.95 | 57.95 | 57.95 | 57.95 | 0 | 0 | 61 | 61 | 61 | 61 | 61 | 61 | 61 | 61 | 61 | 0 | 0 | 0 | 0 | 0 | 0 | 0 | 0 | 0 | 0 | 0 | 0 | 0 | 0 | 0 | 0 | 0 | 0 | 0 | 0 | 0 | 0
Tier 3 | US | Texas RE |  |  | 13INR0038 |  |  | WILDROSE WIND |  | WT | WND |  | Wind | 2021-12-30 |  | 302.5 | 87.725 | 102.85 | 0 | 87.725 | 87.725 | 87.725 | 87.725 | 87.725 | 87.725 | 87.725 | 87.725 | 87.725 | 87.725 | 0 | 102.85 | 102.85 | 102.85 | 102.85 | 102.85 | 102.85 | 102.85 | 102.85 | 102.85 | 102.85 | 0 | 0 | 0 | 0 | 0 | 0 | 0 | 0 | 0 | 0 | 0 | 0 | 0 | 0 | 0 | 0 | 0 | 0 | 0 | 0 | 0 | 0
Tier 3 | US | Texas RE |  |  | 23INR0218 |  |  | STUMP TAIL BESS |  | BA | MWH |  | Other | 2023-06-01 |  | 301.69 | 0 | 0 | 0 | 0 | 0 | 0 | 0 | 0 | 0 | 0 | 0 | 0 | 0 | 0 | 0 | 0 | 0 | 0 | 0 | 0 | 0 | 0 | 0 | 0 | 0 | 0 | 0 | 0 | 0 | 0 | 0 | 0 | 0 | 0 | 0 | 0 | 0 | 0 | 0 | 0 | 0 | 0 | 0 | 0 | 0 | 0
Tier 3 | US | Texas RE |  |  | 19INR0161 |  |  | PIERCE WIND |  | WT | WND |  | Wind | 2021-12-31 |  | 300 | 57 | 60 | 0 | 57 | 57 | 57 | 57 | 57 | 57 | 57 | 57 | 57 | 57 | 0 | 60 | 60 | 60 | 60 | 60 | 60 | 60 | 60 | 60 | 60 | 0 | 0 | 0 | 0 | 0 | 0 | 0 | 0 | 0 | 0 | 0 | 0 | 0 | 0 | 0 | 0 | 0 | 0 | 0 | 0 | 0 | 0
Tier 3 | US | Texas RE |  |  | 21INR0015 |  |  | ARROYO DEL BISONTE SOLAR |  | PV | SUN |  | Solar | 2021-04-01 |  | 300 | 240 | 21 | 240 | 240 | 240 | 240 | 240 | 240 | 240 | 240 | 240 | 240 | 240 | 21 | 21 | 21 | 21 | 21 | 21 | 21 | 21 | 21 | 21 | 21 | 0 | 0 | 0 | 0 | 0 | 0 | 0 | 0 | 0 | 0 | 0 | 0 | 0 | 0 | 0 | 0 | 0 | 0 | 0 | 0 | 0 | 0
Tier 3 | US | Texas RE |  |  | 23INR0051 |  |  | NAVCO WIND |  | WT | WND |  | Wind | 2023-12-31 |  | 300 | 57 | 60 | 0 | 0 | 0 | 57 | 57 | 57 | 57 | 57 | 57 | 57 | 57 | 0 | 0 | 0 | 60 | 60 | 60 | 60 | 60 | 60 | 60 | 60 | 0 | 0 | 0 | 0 | 0 | 0 | 0 | 0 | 0 | 0 | 0 | 0 | 0 | 0 | 0 | 0 | 0 | 0 | 0 | 0 | 0 | 0
Tier 3 | US | Texas RE |  |  | 23INR0136 |  |  | O FLATS WIND |  | WT | WND |  | Wind | 2023-11-01 |  | 300 | 57 | 60 | 0 | 0 | 0 | 57 | 57 | 57 | 57 | 57 | 57 | 57 | 57 | 0 | 0 | 60 | 60 | 60 | 60 | 60 | 60 | 60 | 60 | 60 | 0 | 0 | 0 | 0 | 0 | 0 | 0 | 0 | 0 | 0 | 0 | 0 | 0 | 0 | 0 | 0 | 0 | 0 | 0 | 0 | 0 | 0
Tier 3 | US | Texas RE |  |  | 23INR0240 |  |  | WELDER SOLAR II |  | PV | SUN |  | Solar | 2023-10-31 |  | 300 | 240 | 21 | 0 | 0 | 0 | 240 | 240 | 240 | 240 | 240 | 240 | 240 | 240 | 0 | 0 | 21 | 21 | 21 | 21 | 21 | 21 | 21 | 21 | 21 | 0 | 0 | 0 | 0 | 0 | 0 | 0 | 0 | 0 | 0 | 0 | 0 | 0 | 0 | 0 | 0 | 0 | 0 | 0 | 0 | 0 | 0
Tier 3 | US | Texas RE |  |  | 23INR0161 |  |  | SAPPHIRE SOLAR I |  | PV | SUN |  | Solar | 2023-07-31 |  | 299.26 | 239.408 | 20.9482 | 0 | 0 | 0 | 239.408 | 239.408 | 239.408 | 239.408 | 239.408 | 239.408 | 239.408 | 239.408 | 0 | 0 | 20.9482 | 20.9482 | 20.9482 | 20.9482 | 20.9482 | 20.9482 | 20.9482 | 20.9482 | 20.9482 | 0 | 0 | 0 | 0 | 0 | 0 | 0 | 0 | 0 | 0 | 0 | 0 | 0 | 0 | 0 | 0 | 0 | 0 | 0 | 0 | 0 | 0
Tier 3 | US | Texas RE |  |  | 23INR0188 |  |  | ION BATTERY |  | BA | MWH |  | Other | 2023-05-31 |  | 288 | 0 | 0 | 0 | 0 | 0 | 0 | 0 | 0 | 0 | 0 | 0 | 0 | 0 | 0 | 0 | 0 | 0 | 0 | 0 | 0 | 0 | 0 | 0 | 0 | 0 | 0 | 0 | 0 | 0 | 0 | 0 | 0 | 0 | 0 | 0 | 0 | 0 | 0 | 0 | 0 | 0 | 0 | 0 | 0 | 0 | 0
Tier 1 | US | Texas RE |  |  | 22INR0374 |  |  | INERTIA SOLAR |  | PV | SUN |  | Solar | 2022-12-31 |  | 258.35 | 206.68 | 18.0845 | 0 | 0 | 206.68 | 206.68 | 206.68 | 206.68 | 206.68 | 206.68 | 206.68 | 206.68 | 206.68 | 0 | 0 | 18.0845 | 18.0845 | 18.0845 | 18.0845 | 18.0845 | 18.0845 | 18.0845 | 18.0845 | 18.0845 | 0 | 0 | 0 | 0 | 0 | 0 | 0 | 0 | 0 | 0 | 0 | 0 | 0 | 0 | 0 | 0 | 0 | 0 | 0 | 0 | 0 | 0
Tier 3 | US | Texas RE |  |  | 22INR0403 |  |  | EJA STORAGE |  | BA | MWH |  | Other | 2022-05-31 |  | 255 | 0 | 0 | 0 | 0 | 0 | 0 | 0 | 0 | 0 | 0 | 0 | 0 | 0 | 0 | 0 | 0 | 0 | 0 | 0 | 0 | 0 | 0 | 0 | 0 | 0 | 0 | 0 | 0 | 0 | 0 | 0 | 0 | 0 | 0 | 0 | 0 | 0 | 0 | 0 | 0 | 0 | 0 | 0 | 0 | 0 | 0
Tier 3 | US | Texas RE |  |  | 23INR0162 |  |  | REDONDA SOLAR |  | PV | SUN |  | Solar | 2023-12-08 |  | 255 | 204 | 17.85 | 0 | 0 | 0 | 204 | 204 | 204 | 204 | 204 | 204 | 204 | 204 | 0 | 0 | 0 | 17.85 | 17.85 | 17.85 | 17.85 | 17.85 | 17.85 | 17.85 | 17.85 | 0 | 0 | 0 | 0 | 0 | 0 | 0 | 0 | 0 | 0 | 0 | 0 | 0 | 0 | 0 | 0 | 0 | 0 | 0 | 0 | 0 | 0
Tier 3 | US | Texas RE |  |  | 23INR0227 |  |  | MALEZA SOLAR II |  | PV | SUN |  | Solar | 2023-06-01 |  | 254.94 | 203.952 | 17.8458 | 0 | 0 | 203.952 | 203.952 | 203.952 | 203.952 | 203.952 | 203.952 | 203.952 | 203.952 | 203.952 | 0 | 0 | 17.8458 | 17.8458 | 17.8458 | 17.8458 | 17.8458 | 17.8458 | 17.8458 | 17.8458 | 17.8458 | 0 | 0 | 0 | 0 | 0 | 0 | 0 | 0 | 0 | 0 | 0 | 0 | 0 | 0 | 0 | 0 | 0 | 0 | 0 | 0 | 0 | 0
Tier 3 | US | Texas RE |  |  | 23INR0107 |  |  | NEAL SOLAR |  | PV | SUN |  | Solar | 2023-05-17 |  | 252.35 | 201.88 | 17.6645 | 0 | 0 | 201.88 | 201.88 | 201.88 | 201.88 | 201.88 | 201.88 | 201.88 | 201.88 | 201.88 | 0 | 0 | 17.6645 | 17.6645 | 17.6645 | 17.6645 | 17.6645 | 17.6645 | 17.6645 | 17.6645 | 17.6645 | 0 | 0 | 0 | 0 | 0 | 0 | 0 | 0 | 0 | 0 | 0 | 0 | 0 | 0 | 0 | 0 | 0 | 0 | 0 | 0 | 0 | 0
Tier 3 | US | Texas RE |  |  | 21INR0293 |  |  | HAT CREEK SOLAR |  | PV | SUN |  | Solar | 2022-06-01 |  | 251.67 | 201.336 | 17.6169 | 0 | 201.336 | 201.336 | 201.336 | 201.336 | 201.336 | 201.336 | 201.336 | 201.336 | 201.336 | 201.336 | 0 | 17.6169 | 17.6169 | 17.6169 | 17.6169 | 17.6169 | 17.6169 | 17.6169 | 17.6169 | 17.6169 | 17.6169 | 0 | 0 | 0 | 0 | 0 | 0 | 0 | 0 | 0 | 0 | 0 | 0 | 0 | 0 | 0 | 0 | 0 | 0 | 0 | 0 | 0 | 0
Tier 3 | US | Texas RE |  |  | 21INR0292 |  |  | SLAMA SOLAR |  | PV | SUN |  | Solar | 2022-06-01 |  | 251.65 | 201.32 | 17.6155 | 0 | 201.32 | 201.32 | 201.32 | 201.32 | 201.32 | 201.32 | 201.32 | 201.32 | 201.32 | 201.32 | 0 | 17.6155 | 17.6155 | 17.6155 | 17.6155 | 17.6155 | 17.6155 | 17.6155 | 17.6155 | 17.6155 | 17.6155 | 0 | 0 | 0 | 0 | 0 | 0 | 0 | 0 | 0 | 0 | 0 | 0 | 0 | 0 | 0 | 0 | 0 | 0 | 0 | 0 | 0 | 0
Tier 3 | US | Texas RE |  |  | 23INR0245 |  |  | TIGER STORAGE |  | BA | MWH |  | Other | 2023-12-01 |  | 251.04 | 0 | 0 | 0 | 0 | 0 | 0 | 0 | 0 | 0 | 0 | 0 | 0 | 0 | 0 | 0 | 0 | 0 | 0 | 0 | 0 | 0 | 0 | 0 | 0 | 0 | 0 | 0 | 0 | 0 | 0 | 0 | 0 | 0 | 0 | 0 | 0 | 0 | 0 | 0 | 0 | 0 | 0 | 0 | 0 | 0 | 0
Cancelled | US | Texas RE |  |  | 22INR0380 |  |  | HITSON PEAK SOLAR |  | PV | SUN |  | Solar | 2022-12-31 |  | 250 | 200 | 17.5 | 0 | 0 | 200 | 200 | 200 | 200 | 200 | 200 | 200 | 200 | 200 | 0 | 0 | 17.5 | 17.5 | 17.5 | 17.5 | 17.5 | 17.5 | 17.5 | 17.5 | 17.5 | 0 | 0 | 0 | 0 | 0 | 0 | 0 | 0 | 0 | 0 | 0 | 0 | 0 | 0 | 0 | 0 | 0 | 0 | 0 | 0 | 0 | 0
Tier 3 | US | Texas RE |  |  | 22INR0442 |  |  | LA BAHIA SOLAR 1 |  | PV | SUN |  | Solar | 2023-04-30 |  | 250 | 200 | 17.5 | 0 | 0 | 200 | 200 | 200 | 200 | 200 | 200 | 200 | 200 | 200 | 0 | 0 | 17.5 | 17.5 | 17.5 | 17.5 | 17.5 | 17.5 | 17.5 | 17.5 | 17.5 | 0 | 0 | 0 | 0 | 0 | 0 | 0 | 0 | 0 | 0 | 0 | 0 | 0 | 0 | 0 | 0 | 0 | 0 | 0 | 0 | 0 | 0
Tier 3 | US | Texas RE |  |  | 23INR0090 |  |  | IGUALA SOLAR |  | PV | SUN |  | Solar | 2023-06-01 |  | 250 | 200 | 17.5 | 0 | 0 | 200 | 200 | 200 | 200 | 200 | 200 | 200 | 200 | 200 | 0 | 0 | 17.5 | 17.5 | 17.5 | 17.5 | 17.5 | 17.5 | 17.5 | 17.5 | 17.5 | 0 | 0 | 0 | 0 | 0 | 0 | 0 | 0 | 0 | 0 | 0 | 0 | 0 | 0 | 0 | 0 | 0 | 0 | 0 | 0 | 0 | 0
Tier 3 | US | Texas RE |  |  | 23INR0133 |  |  | GLENESK STORAGE ONE |  | BA | MWH |  | Other | 2023-12-31 |  | 250 | 0 | 0 | 0 | 0 | 0 | 0 | 0 | 0 | 0 | 0 | 0 | 0 | 0 | 0 | 0 | 0 | 0 | 0 | 0 | 0 | 0 | 0 | 0 | 0 | 0 | 0 | 0 | 0 | 0 | 0 | 0 | 0 | 0 | 0 | 0 | 0 | 0 | 0 | 0 | 0 | 0 | 0 | 0 | 0 | 0 | 0
Tier 3 | US | Texas RE |  |  | 23INR0175 |  |  | GLENESK SOLAR TWO |  | PV | SUN |  | Solar | 2023-12-31 |  | 250 | 200 | 17.5 | 0 | 0 | 0 | 200 | 200 | 200 | 200 | 200 | 200 | 200 | 200 | 0 | 0 | 0 | 17.5 | 17.5 | 17.5 | 17.5 | 17.5 | 17.5 | 17.5 | 17.5 | 0 | 0 | 0 | 0 | 0 | 0 | 0 | 0 | 0 | 0 | 0 | 0 | 0 | 0 | 0 | 0 | 0 | 0 | 0 | 0 | 0 | 0
Tier 3 | US | Texas RE |  |  | 23INR0177 |  |  | WREN STORAGE |  | BA | MWH |  | Other | 2022-10-31 |  | 250 | 0 | 0 | 0 | 0 | 0 | 0 | 0 | 0 | 0 | 0 | 0 | 0 | 0 | 0 | 0 | 0 | 0 | 0 | 0 | 0 | 0 | 0 | 0 | 0 | 0 | 0 | 0 | 0 | 0 | 0 | 0 | 0 | 0 | 0 | 0 | 0 | 0 | 0 | 0 | 0 | 0 | 0 | 0 | 0 | 0 | 0
Tier 3 | US | Texas RE |  |  | 24INR0038 |  |  | SP-JAGUAR SOLAR |  | PV | SUN |  | Solar | 2024-03-30 |  | 250 | 200 | 17.5 | 0 | 0 | 0 | 200 | 200 | 200 | 200 | 200 | 200 | 200 | 200 | 0 | 0 | 0 | 17.5 | 17.5 | 17.5 | 17.5 | 17.5 | 17.5 | 17.5 | 17.5 | 0 | 0 | 0 | 0 | 0 | 0 | 0 | 0 | 0 | 0 | 0 | 0 | 0 | 0 | 0 | 0 | 0 | 0 | 0 | 0 | 0 | 0
Tier 3 | US | Texas RE |  |  | 24INR0039 |  |  | SP-JAGUAR BESS |  | BA | MWH |  | Other | 2024-03-30 |  | 250 | 0 | 0 | 0 | 0 | 0 | 0 | 0 | 0 | 0 | 0 | 0 | 0 | 0 | 0 | 0 | 0 | 0 | 0 | 0 | 0 | 0 | 0 | 0 | 0 | 0 | 0 | 0 | 0 | 0 | 0 | 0 | 0 | 0 | 0 | 0 | 0 | 0 | 0 | 0 | 0 | 0 | 0 | 0 | 0 | 0 | 0
Tier 3 | US | Texas RE |  |  | 24INR0046 |  |  | MILKY WAY SOLAR |  | PV | SUN |  | Solar | 2024-12-31 |  | 250 | 200 | 17.5 | 0 | 0 | 0 | 0 | 200 | 200 | 200 | 200 | 200 | 200 | 200 | 0 | 0 | 0 | 0 | 17.5 | 17.5 | 17.5 | 17.5 | 17.5 | 17.5 | 17.5 | 0 | 0 | 0 | 0 | 0 | 0 | 0 | 0 | 0 | 0 | 0 | 0 | 0 | 0 | 0 | 0 | 0 | 0 | 0 | 0 | 0 | 0
Tier 3 | US | Texas RE |  |  | 08INR0019b |  |  | GRANDVIEW 5 W |  | WT | WND |  | Wind | 2022-12-15 |  | 249 | 72.21 | 84.66 | 0 | 0 | 72.21 | 72.21 | 72.21 | 72.21 | 72.21 | 72.21 | 72.21 | 72.21 | 72.21 | 0 | 0 | 84.66 | 84.66 | 84.66 | 84.66 | 84.66 | 84.66 | 84.66 | 84.66 | 84.66 | 0 | 0 | 0 | 0 | 0 | 0 | 0 | 0 | 0 | 0 | 0 | 0 | 0 | 0 | 0 | 0 | 0 | 0 | 0 | 0 | 0 | 0
Tier 3 | US | Texas RE |  |  | 14INR0030c |  |  | PANHANDLE WIND 3 |  | WT | WND |  | Wind | 2022-12-01 |  | 248 | 71.92 | 84.32 | 0 | 0 | 71.92 | 71.92 | 71.92 | 71.92 | 71.92 | 71.92 | 71.92 | 71.92 | 71.92 | 0 | 84.32 | 84.32 | 84.32 | 84.32 | 84.32 | 84.32 | 84.32 | 84.32 | 84.32 | 84.32 | 0 | 0 | 0 | 0 | 0 | 0 | 0 | 0 | 0 | 0 | 0 | 0 | 0 | 0 | 0 | 0 | 0 | 0 | 0 | 0 | 0 | 0
Tier 3 | US | Texas RE |  |  | 20INR0029 |  |  | LUTUM WIND |  | WT | WND |  | Wind | 2024-05-15 |  | 242 | 45.98 | 48.4 | 0 | 0 | 0 | 45.98 | 45.98 | 45.98 | 45.98 | 45.98 | 45.98 | 45.98 | 45.98 | 0 | 0 | 0 | 48.4 | 48.4 | 48.4 | 48.4 | 48.4 | 48.4 | 48.4 | 48.4 | 0 | 0 | 0 | 0 | 0 | 0 | 0 | 0 | 0 | 0 | 0 | 0 | 0 | 0 | 0 | 0 | 0 | 0 | 0 | 0 | 0 | 0
Tier 3 | US | Texas RE |  |  | 23INR0174 |  |  | LUTUM WIND ALT. POI 1 |  | WT | WND |  | Wind | 2023-06-15 |  | 242 | 45.98 | 48.4 | 0 | 0 | 45.98 | 45.98 | 45.98 | 45.98 | 45.98 | 45.98 | 45.98 | 45.98 | 45.98 | 0 | 0 | 48.4 | 48.4 | 48.4 | 48.4 | 48.4 | 48.4 | 48.4 | 48.4 | 48.4 | 0 | 0 | 0 | 0 | 0 | 0 | 0 | 0 | 0 | 0 | 0 | 0 | 0 | 0 | 0 | 0 | 0 | 0 | 0 | 0 | 0 | 0
Tier 3 | US | Texas RE |  |  | 19INR0054 |  |  | MONTE CRISTO 1 WIND |  | WT | WND |  | Wind | 2022-12-31 |  | 236.9 | 45.011 | 47.38 | 0 | 0 | 45.011 | 45.011 | 45.011 | 45.011 | 45.011 | 45.011 | 45.011 | 45.011 | 45.011 | 0 | 0 | 47.38 | 47.38 | 47.38 | 47.38 | 47.38 | 47.38 | 47.38 | 47.38 | 47.38 | 0 | 0 | 0 | 0 | 0 | 0 | 0 | 0 | 0 | 0 | 0 | 0 | 0 | 0 | 0 | 0 | 0 | 0 | 0 | 0 | 0 | 0
Tier 3 | US | Texas RE |  |  | 19INR0055 |  |  | MONTE CRISTO 2 WIND |  | WT | WND |  | Wind | 2022-12-31 |  | 236.9 | 45.011 | 47.38 | 0 | 0 | 45.011 | 45.011 | 45.011 | 45.011 | 45.011 | 45.011 | 45.011 | 45.011 | 45.011 | 0 | 0 | 47.38 | 47.38 | 47.38 | 47.38 | 47.38 | 47.38 | 47.38 | 47.38 | 47.38 | 0 | 0 | 0 | 0 | 0 | 0 | 0 | 0 | 0 | 0 | 0 | 0 | 0 | 0 | 0 | 0 | 0 | 0 | 0 | 0 | 0 | 0
Tier 3 | US | Texas RE |  |  | 22INR0408 |  |  | BRP PULAR BESS |  | BA | MWH |  | Other | 2022-10-30 |  | 233.13 | 0 | 0 | 0 | 0 | 0 | 0 | 0 | 0 | 0 | 0 | 0 | 0 | 0 | 0 | 0 | 0 | 0 | 0 | 0 | 0 | 0 | 0 | 0 | 0 | 0 | 0 | 0 | 0 | 0 | 0 | 0 | 0 | 0 | 0 | 0 | 0 | 0 | 0 | 0 | 0 | 0 | 0 | 0 | 0 | 0 | 0
Tier 3 | US | Texas RE |  |  | 22INR0378 |  |  | WATERLOO SOLAR |  | PV | SUN |  | Solar | 2022-12-15 |  | 230 | 184 | 16.1 | 0 | 0 | 184 | 184 | 184 | 184 | 184 | 184 | 184 | 184 | 184 | 0 | 0 | 16.1 | 16.1 | 16.1 | 16.1 | 16.1 | 16.1 | 16.1 | 16.1 | 16.1 | 0 | 0 | 0 | 0 | 0 | 0 | 0 | 0 | 0 | 0 | 0 | 0 | 0 | 0 | 0 | 0 | 0 | 0 | 0 | 0 | 0 | 0
Tier 3 | US | Texas RE |  |  | 23INR0202 |  |  | ERATH COUNTY SOLAR |  | PV | SUN |  | Solar | 2023-11-30 |  | 226.8 | 181.44 | 15.876 | 0 | 0 | 0 | 181.44 | 181.44 | 181.44 | 181.44 | 181.44 | 181.44 | 181.44 | 181.44 | 0 | 0 | 15.876 | 15.876 | 15.876 | 15.876 | 15.876 | 15.876 | 15.876 | 15.876 | 15.876 | 0 | 0 | 0 | 0 | 0 | 0 | 0 | 0 | 0 | 0 | 0 | 0 | 0 | 0 | 0 | 0 | 0 | 0 | 0 | 0 | 0 | 0
Tier 3 | US | Texas RE |  |  | 20INR0043 |  |  | GULF WIND 2 |  | WT | WND |  | Wind | 2022-07-01 |  | 226.5 | 138.165 | 106.455 | 0 | 138.165 | 138.165 | 138.165 | 138.165 | 138.165 | 138.165 | 138.165 | 138.165 | 138.165 | 138.165 | 0 | 106.455 | 106.455 | 106.455 | 106.455 | 106.455 | 106.455 | 106.455 | 106.455 | 106.455 | 106.455 | 0 | 0 | 0 | 0 | 0 | 0 | 0 | 0 | 0 | 0 | 0 | 0 | 0 | 0 | 0 | 0 | 0 | 0 | 0 | 0 | 0 | 0
Tier 3 | US | Texas RE |  |  | 20INR0127 |  |  | MILAM SOLAR 1 |  | PV | SUN |  | Solar | 2024-05-16 |  | 214 | 171.2 | 14.98 | 0 | 0 | 0 | 171.2 | 171.2 | 171.2 | 171.2 | 171.2 | 171.2 | 171.2 | 171.2 | 0 | 0 | 0 | 14.98 | 14.98 | 14.98 | 14.98 | 14.98 | 14.98 | 14.98 | 14.98 | 0 | 0 | 0 | 0 | 0 | 0 | 0 | 0 | 0 | 0 | 0 | 0 | 0 | 0 | 0 | 0 | 0 | 0 | 0 | 0 | 0 | 0
Tier 3 | US | Texas RE |  |  | 22INR0517 |  |  | RAY GULF WIND |  | WT | WND |  | Wind | 2022-12-31 |  | 207 | 39.33 | 41.4 | 0 | 0 | 39.33 | 39.33 | 39.33 | 39.33 | 39.33 | 39.33 | 39.33 | 39.33 | 39.33 | 0 | 0 | 41.4 | 41.4 | 41.4 | 41.4 | 41.4 | 41.4 | 41.4 | 41.4 | 41.4 | 0 | 0 | 0 | 0 | 0 | 0 | 0 | 0 | 0 | 0 | 0 | 0 | 0 | 0 | 0 | 0 | 0 | 0 | 0 | 0 | 0 | 0
Tier 3 | US | Texas RE |  |  | 23INR0192 |  |  | UTICA SOLAR |  | PV | SUN |  | Solar | 2023-12-31 |  | 204.5 | 163.6 | 14.315 | 0 | 0 | 0 | 163.6 | 163.6 | 163.6 | 163.6 | 163.6 | 163.6 | 163.6 | 163.6 | 0 | 0 | 0 | 14.315 | 14.315 | 14.315 | 14.315 | 14.315 | 14.315 | 14.315 | 14.315 | 0 | 0 | 0 | 0 | 0 | 0 | 0 | 0 | 0 | 0 | 0 | 0 | 0 | 0 | 0 | 0 | 0 | 0 | 0 | 0 | 0 | 0
Tier 3 | US | Texas RE |  |  | 22INR0335 |  |  | ESTONIAN SOLAR FARM |  | PV | SUN |  | Solar | 2023-06-01 |  | 204.47 | 163.576 | 14.3129 | 0 | 0 | 163.576 | 163.576 | 163.576 | 163.576 | 163.576 | 163.576 | 163.576 | 163.576 | 163.576 | 0 | 0 | 14.3129 | 14.3129 | 14.3129 | 14.3129 | 14.3129 | 14.3129 | 14.3129 | 14.3129 | 14.3129 | 0 | 0 | 0 | 0 | 0 | 0 | 0 | 0 | 0 | 0 | 0 | 0 | 0 | 0 | 0 | 0 | 0 | 0 | 0 | 0 | 0 | 0
Tier 3 | US | Texas RE |  |  | 23INR0172 |  |  | AVONNA SOLAR 1 |  | PV | SUN |  | Solar | 2023-12-01 |  | 204.17 | 163.336 | 14.2919 | 0 | 0 | 0 | 163.336 | 163.336 | 163.336 | 163.336 | 163.336 | 163.336 | 163.336 | 163.336 | 0 | 0 | 14.2919 | 14.2919 | 14.2919 | 14.2919 | 14.2919 | 14.2919 | 14.2919 | 14.2919 | 14.2919 | 0 | 0 | 0 | 0 | 0 | 0 | 0 | 0 | 0 | 0 | 0 | 0 | 0 | 0 | 0 | 0 | 0 | 0 | 0 | 0 | 0 | 0
Tier 3 | US | Texas RE |  |  | 23INR0173 |  |  | AVONNA SOLAR 2 |  | PV | SUN |  | Solar | 2023-12-01 |  | 204.17 | 163.336 | 14.2919 | 0 | 0 | 0 | 163.336 | 163.336 | 163.336 | 163.336 | 163.336 | 163.336 | 163.336 | 163.336 | 0 | 0 | 14.2919 | 14.2919 | 14.2919 | 14.2919 | 14.2919 | 14.2919 | 14.2919 | 14.2919 | 14.2919 | 0 | 0 | 0 | 0 | 0 | 0 | 0 | 0 | 0 | 0 | 0 | 0 | 0 | 0 | 0 | 0 | 0 | 0 | 0 | 0 | 0 | 0
Tier 1 | US | Texas RE |  |  | 21INR0261 |  |  | HORIZON SOLAR |  | PV | SUN |  | Solar | 2022-12-31 |  | 204.09 | 163.272 | 14.2863 | 0 | 0 | 163.272 | 163.272 | 163.272 | 163.272 | 163.272 | 163.272 | 163.272 | 163.272 | 163.272 | 0 | 0 | 14.2863 | 14.2863 | 14.2863 | 14.2863 | 14.2863 | 14.2863 | 14.2863 | 14.2863 | 14.2863 | 0 | 0 | 0 | 0 | 0 | 0 | 0 | 0 | 0 | 0 | 0 | 0 | 0 | 0 | 0 | 0 | 0 | 0 | 0 | 0 | 0 | 0
Tier 3 | US | Texas RE |  |  | 23INR0238 |  |  | THUNDERBIRD STORAGE DCC |  | BA | MWH |  | Other | 2024-04-25 |  | 204.08 | 0 | 0 | 0 | 0 | 0 | 0 | 0 | 0 | 0 | 0 | 0 | 0 | 0 | 0 | 0 | 0 | 0 | 0 | 0 | 0 | 0 | 0 | 0 | 0 | 0 | 0 | 0 | 0 | 0 | 0 | 0 | 0 | 0 | 0 | 0 | 0 | 0 | 0 | 0 | 0 | 0 | 0 | 0 | 0 | 0 | 0
Tier 3 | US | Texas RE |  |  | 23INR0185 |  |  | YSIDRO BESS |  | BA | MWH |  | Other | 2023-05-31 |  | 204 | 0 | 0 | 0 | 0 | 0 | 0 | 0 | 0 | 0 | 0 | 0 | 0 | 0 | 0 | 0 | 0 | 0 | 0 | 0 | 0 | 0 | 0 | 0 | 0 | 0 | 0 | 0 | 0 | 0 | 0 | 0 | 0 | 0 | 0 | 0 | 0 | 0 | 0 | 0 | 0 | 0 | 0 | 0 | 0 | 0 | 0
Tier 3 | US | Texas RE |  |  | 23INR0186 |  |  | BERGAMOT GRID BESS |  | BA | MWH |  | Other | 2023-05-31 |  | 204 | 0 | 0 | 0 | 0 | 0 | 0 | 0 | 0 | 0 | 0 | 0 | 0 | 0 | 0 | 0 | 0 | 0 | 0 | 0 | 0 | 0 | 0 | 0 | 0 | 0 | 0 | 0 | 0 | 0 | 0 | 0 | 0 | 0 | 0 | 0 | 0 | 0 | 0 | 0 | 0 | 0 | 0 | 0 | 0 | 0 | 0
Tier 3 | US | Texas RE |  |  | 23INR0235 |  |  | HOYTE SOLAR |  | PV | SUN |  | Solar | 2023-12-31 |  | 203.97 | 163.176 | 14.2779 | 0 | 0 | 0 | 163.176 | 163.176 | 163.176 | 163.176 | 163.176 | 163.176 | 163.176 | 163.176 | 0 | 0 | 0 | 14.2779 | 14.2779 | 14.2779 | 14.2779 | 14.2779 | 14.2779 | 14.2779 | 14.2779 | 0 | 0 | 0 | 0 | 0 | 0 | 0 | 0 | 0 | 0 | 0 | 0 | 0 | 0 | 0 | 0 | 0 | 0 | 0 | 0 | 0 | 0
Tier 3 | US | Texas RE |  |  | 23INR0092 |  |  | CRESSON SOLAR |  | PV | SUN |  | Solar | 2023-12-31 |  | 203.9 | 163.12 | 14.273 | 0 | 0 | 0 | 163.12 | 163.12 | 163.12 | 163.12 | 163.12 | 163.12 | 163.12 | 163.12 | 0 | 0 | 0 | 14.273 | 14.273 | 14.273 | 14.273 | 14.273 | 14.273 | 14.273 | 14.273 | 0 | 0 | 0 | 0 | 0 | 0 | 0 | 0 | 0 | 0 | 0 | 0 | 0 | 0 | 0 | 0 | 0 | 0 | 0 | 0 | 0 | 0
Tier 3 | US | Texas RE |  |  | 23INR0170 |  |  | BIG TIME SOLAR |  | PV | SUN |  | Solar | 2023-12-31 |  | 203.9 | 163.12 | 14.273 | 0 | 0 | 0 | 163.12 | 163.12 | 163.12 | 163.12 | 163.12 | 163.12 | 163.12 | 163.12 | 0 | 0 | 0 | 14.273 | 14.273 | 14.273 | 14.273 | 14.273 | 14.273 | 14.273 | 14.273 | 0 | 0 | 0 | 0 | 0 | 0 | 0 | 0 | 0 | 0 | 0 | 0 | 0 | 0 | 0 | 0 | 0 | 0 | 0 | 0 | 0 | 0
Tier 3 | US | Texas RE |  |  | 22INR0444 |  |  | LIBERTY SENATE SOLAR 1 |  | PV | SUN |  | Solar | 2023-01-01 |  | 203.8 | 163.04 | 14.266 | 0 | 0 | 163.04 | 163.04 | 163.04 | 163.04 | 163.04 | 163.04 | 163.04 | 163.04 | 163.04 | 0 | 0 | 14.266 | 14.266 | 14.266 | 14.266 | 14.266 | 14.266 | 14.266 | 14.266 | 14.266 | 0 | 0 | 0 | 0 | 0 | 0 | 0 | 0 | 0 | 0 | 0 | 0 | 0 | 0 | 0 | 0 | 0 | 0 | 0 | 0 | 0 | 0
Tier 3 | US | Texas RE |  |  | 22INR0515 |  |  | FLAGTAIL BESS |  | BA | MWH |  | Other | 2022-12-01 |  | 203.8 | 0 | 0 | 0 | 0 | 0 | 0 | 0 | 0 | 0 | 0 | 0 | 0 | 0 | 0 | 0 | 0 | 0 | 0 | 0 | 0 | 0 | 0 | 0 | 0 | 0 | 0 | 0 | 0 | 0 | 0 | 0 | 0 | 0 | 0 | 0 | 0 | 0 | 0 | 0 | 0 | 0 | 0 | 0 | 0 | 0 | 0
Tier 3 | US | Texas RE |  |  | 23INR0121 |  |  | SETTLERS SOLAR |  | PV | SUN |  | Solar | 2023-12-01 |  | 203 | 162.4 | 14.21 | 0 | 0 | 0 | 162.4 | 162.4 | 162.4 | 162.4 | 162.4 | 162.4 | 162.4 | 162.4 | 0 | 0 | 14.21 | 14.21 | 14.21 | 14.21 | 14.21 | 14.21 | 14.21 | 14.21 | 14.21 | 0 | 0 | 0 | 0 | 0 | 0 | 0 | 0 | 0 | 0 | 0 | 0 | 0 | 0 | 0 | 0 | 0 | 0 | 0 | 0 | 0 | 0
Tier 3 | US | Texas RE |  |  | 22INR0432 |  |  | GAZUZA GRID BESS |  | BA | MWH |  | Other | 2023-03-31 |  | 202.68 | 0 | 0 | 0 | 0 | 0 | 0 | 0 | 0 | 0 | 0 | 0 | 0 | 0 | 0 | 0 | 0 | 0 | 0 | 0 | 0 | 0 | 0 | 0 | 0 | 0 | 0 | 0 | 0 | 0 | 0 | 0 | 0 | 0 | 0 | 0 | 0 | 0 | 0 | 0 | 0 | 0 | 0 | 0 | 0 | 0 | 0
Tier 3 | US | Texas RE |  |  | 23INR0067 |  |  | WEKIVA GRID |  | BA | MWH |  | Other | 2022-05-31 |  | 202.61 | 0 | 0 | 0 | 0 | 0 | 0 | 0 | 0 | 0 | 0 | 0 | 0 | 0 | 0 | 0 | 0 | 0 | 0 | 0 | 0 | 0 | 0 | 0 | 0 | 0 | 0 | 0 | 0 | 0 | 0 | 0 | 0 | 0 | 0 | 0 | 0 | 0 | 0 | 0 | 0 | 0 | 0 | 0 | 0 | 0 | 0
Tier 3 | US | Texas RE |  |  | 23INR0120 |  |  | VACA SOLAR |  | PV | SUN |  | Solar | 2023-12-01 |  | 202.5 | 162 | 14.175 | 0 | 0 | 0 | 162 | 162 | 162 | 162 | 162 | 162 | 162 | 162 | 0 | 0 | 14.175 | 14.175 | 14.175 | 14.175 | 14.175 | 14.175 | 14.175 | 14.175 | 14.175 | 0 | 0 | 0 | 0 | 0 | 0 | 0 | 0 | 0 | 0 | 0 | 0 | 0 | 0 | 0 | 0 | 0 | 0 | 0 | 0 | 0 | 0
Tier 1 | US | Texas RE |  |  | 22INR0372 |  |  | BRP HYDRA BESS |  | BA | MWH |  | Other | 2022-10-30 |  | 202.46 | 0 | 0 | 0 | 0 | 0 | 0 | 0 | 0 | 0 | 0 | 0 | 0 | 0 | 0 | 0 | 0 | 0 | 0 | 0 | 0 | 0 | 0 | 0 | 0 | 0 | 0 | 0 | 0 | 0 | 0 | 0 | 0 | 0 | 0 | 0 | 0 | 0 | 0 | 0 | 0 | 0 | 0 | 0 | 0 | 0 | 0
Tier 3 | US | Texas RE |  |  | 23INR0260 |  |  | FLATLAND SOLAR PROJECT |  | PV | SUN |  | Solar | 2023-06-01 |  | 202.44 | 161.952 | 14.1708 | 0 | 0 | 161.952 | 161.952 | 161.952 | 161.952 | 161.952 | 161.952 | 161.952 | 161.952 | 161.952 | 0 | 0 | 14.1708 | 14.1708 | 14.1708 | 14.1708 | 14.1708 | 14.1708 | 14.1708 | 14.1708 | 14.1708 | 0 | 0 | 0 | 0 | 0 | 0 | 0 | 0 | 0 | 0 | 0 | 0 | 0 | 0 | 0 | 0 | 0 | 0 | 0 | 0 | 0 | 0
Tier 3 | US | Texas RE |  |  | 16INR0014 |  |  | CATTLEMAN WIND A |  | WT | WND |  | Wind | 2021-09-01 |  | 202 | 58.464 | 68.544 | 0 | 58.464 | 58.464 | 58.464 | 58.464 | 58.464 | 58.464 | 58.464 | 58.464 | 58.464 | 58.464 | 68.544 | 68.544 | 68.544 | 68.544 | 68.544 | 68.544 | 68.544 | 68.544 | 68.544 | 68.544 | 68.544 | 0 | 0 | 0 | 0 | 0 | 0 | 0 | 0 | 0 | 0 | 0 | 0 | 0 | 0 | 0 | 0 | 0 | 0 | 0 | 0 | 0 | 0
Tier 3 | US | Texas RE |  |  | 16INR0014b |  |  | CATTLEMAN WIND B |  | WT | WND |  | Wind | 2021-09-01 |  | 202 | 58.464 | 68.544 | 0 | 58.464 | 58.464 | 58.464 | 58.464 | 58.464 | 58.464 | 58.464 | 58.464 | 58.464 | 58.464 | 68.544 | 68.544 | 68.544 | 68.544 | 68.544 | 68.544 | 68.544 | 68.544 | 68.544 | 68.544 | 68.544 | 0 | 0 | 0 | 0 | 0 | 0 | 0 | 0 | 0 | 0 | 0 | 0 | 0 | 0 | 0 | 0 | 0 | 0 | 0 | 0 | 0 | 0
Tier 3 | US | Texas RE |  |  | 22INR0431 |  |  | RAOUL SOLAR |  | PV | SUN |  | Solar | 2022-12-30 |  | 201.5 | 161.2 | 14.105 | 0 | 0 | 161.2 | 161.2 | 161.2 | 161.2 | 161.2 | 161.2 | 161.2 | 161.2 | 161.2 | 0 | 0 | 14.105 | 14.105 | 14.105 | 14.105 | 14.105 | 14.105 | 14.105 | 14.105 | 14.105 | 0 | 0 | 0 | 0 | 0 | 0 | 0 | 0 | 0 | 0 | 0 | 0 | 0 | 0 | 0 | 0 | 0 | 0 | 0 | 0 | 0 | 0
Tier 3 | US | Texas RE |  |  | 23INR0217 |  |  | SNAP JAW BESS |  | BA | MWH |  | Other | 2023-06-01 |  | 201.28 | 0 | 0 | 0 | 0 | 0 | 0 | 0 | 0 | 0 | 0 | 0 | 0 | 0 | 0 | 0 | 0 | 0 | 0 | 0 | 0 | 0 | 0 | 0 | 0 | 0 | 0 | 0 | 0 | 0 | 0 | 0 | 0 | 0 | 0 | 0 | 0 | 0 | 0 | 0 | 0 | 0 | 0 | 0 | 0 | 0 | 0
Tier 3 | US | Texas RE |  |  | 16INR0012 |  |  | STELLA 2 WIND |  | WT | WND |  | Wind | 2022-12-15 |  | 201 | 122.61 | 94.47 | 0 | 0 | 122.61 | 122.61 | 122.61 | 122.61 | 122.61 | 122.61 | 122.61 | 122.61 | 122.61 | 0 | 0 | 94.47 | 94.47 | 94.47 | 94.47 | 94.47 | 94.47 | 94.47 | 94.47 | 94.47 | 0 | 0 | 0 | 0 | 0 | 0 | 0 | 0 | 0 | 0 | 0 | 0 | 0 | 0 | 0 | 0 | 0 | 0 | 0 | 0 | 0 | 0
Tier 3 | US | Texas RE |  |  | 17INR0036 |  |  | GRANDVIEW 4 PHASE A WIND |  | WT | WND |  | Wind | 2021-05-29 |  | 201 | 58.145 | 68.17 | 58.145 | 58.145 | 58.145 | 58.145 | 58.145 | 58.145 | 58.145 | 58.145 | 58.145 | 58.145 | 58.145 | 68.17 | 68.17 | 68.17 | 68.17 | 68.17 | 68.17 | 68.17 | 68.17 | 68.17 | 68.17 | 68.17 | 0 | 0 | 0 | 0 | 0 | 0 | 0 | 0 | 0 | 0 | 0 | 0 | 0 | 0 | 0 | 0 | 0 | 0 | 0 | 0 | 0 | 0
Tier 3 | US | Texas RE |  |  | 15INR0051 |  |  | TIERRA BLANCA W |  | WT | WND |  | Wind | 2021-12-15 |  | 200 | 58 | 68 | 0 | 58 | 58 | 58 | 58 | 58 | 58 | 58 | 58 | 58 | 58 | 0 | 68 | 68 | 68 | 68 | 68 | 68 | 68 | 68 | 68 | 68 | 0 | 0 | 0 | 0 | 0 | 0 | 0 | 0 | 0 | 0 | 0 | 0 | 0 | 0 | 0 | 0 | 0 | 0 | 0 | 0 | 0 | 0
Tier 3 | US | Texas RE |  |  | 20INR0096 |  |  | DESERT ROSE SOLAR |  | PV | SUN |  | Solar | 2020-12-23 |  | 200 | 160 | 14 | 160 | 160 | 160 | 160 | 160 | 160 | 160 | 160 | 160 | 160 | 160 | 14 | 14 | 14 | 14 | 14 | 14 | 14 | 14 | 14 | 14 | 14 | 0 | 0 | 0 | 0 | 0 | 0 | 0 | 0 | 0 | 0 | 0 | 0 | 0 | 0 | 0 | 0 | 0 | 0 | 0 | 0 | 0 | 0
Tier 3 | US | Texas RE |  |  | 20INR0125 |  |  | ALWEST |  | CT | NG | 0 | Natural Gas and Other Gases | 2023-01-01 |  | 200 | 200 | 200 | 0 | 0 | 200 | 200 | 200 | 200 | 200 | 200 | 200 | 200 | 200 | 0 | 0 | 200 | 200 | 200 | 200 | 200 | 200 | 200 | 200 | 200 | 0 | 0 | 0 | 0 | 0 | 0 | 0 | 0 | 0 | 0 | 0 | 0 | 0 | 0 | 0 | 0 | 0 | 0 | 0 | 0 | 0 | 0
Tier 3 | US | Texas RE |  |  | 22INR0310 |  |  | TUR WIND |  | WT | WND |  | Wind | 2023-10-31 |  | 200 | 38 | 40 | 0 | 0 | 0 | 38 | 38 | 38 | 38 | 38 | 38 | 38 | 38 | 0 | 0 | 40 | 40 | 40 | 40 | 40 | 40 | 40 | 40 | 40 | 0 | 0 | 0 | 0 | 0 | 0 | 0 | 0 | 0 | 0 | 0 | 0 | 0 | 0 | 0 | 0 | 0 | 0 | 0 | 0 | 0 | 0
Tier 3 | US | Texas RE |  |  | 22INR0329 |  |  | GIRASOL |  | PV | SUN |  | Solar | 2022-12-15 |  | 200 | 160 | 14 | 0 | 0 | 160 | 160 | 160 | 160 | 160 | 160 | 160 | 160 | 160 | 0 | 0 | 14 | 14 | 14 | 14 | 14 | 14 | 14 | 14 | 14 | 0 | 0 | 0 | 0 | 0 | 0 | 0 | 0 | 0 | 0 | 0 | 0 | 0 | 0 | 0 | 0 | 0 | 0 | 0 | 0 | 0 | 0
Tier 3 | US | Texas RE |  |  | 22INR0414 |  |  | NABATOTO SOLAR NORTH 2 |  | PV | SUN |  | Solar | 2022-06-30 |  | 200 | 160 | 14 | 0 | 160 | 160 | 160 | 160 | 160 | 160 | 160 | 160 | 160 | 160 | 0 | 14 | 14 | 14 | 14 | 14 | 14 | 14 | 14 | 14 | 14 | 0 | 0 | 0 | 0 | 0 | 0 | 0 | 0 | 0 | 0 | 0 | 0 | 0 | 0 | 0 | 0 | 0 | 0 | 0 | 0 | 0 | 0
Tier 3 | US | Texas RE |  |  | 23INR0053 |  |  | KETOX SOLAR |  | PV | SUN |  | Solar | 2023-02-15 |  | 200 | 160 | 14 | 0 | 0 | 160 | 160 | 160 | 160 | 160 | 160 | 160 | 160 | 160 | 0 | 0 | 14 | 14 | 14 | 14 | 14 | 14 | 14 | 14 | 14 | 0 | 0 | 0 | 0 | 0 | 0 | 0 | 0 | 0 | 0 | 0 | 0 | 0 | 0 | 0 | 0 | 0 | 0 | 0 | 0 | 0 | 0
Tier 3 | US | Texas RE |  |  | 23INR0065 |  |  | BONITA CREEK SOLAR |  | PV | SUN |  | Solar | 2024-06-01 |  | 200 | 160 | 14 | 0 | 0 | 0 | 160 | 160 | 160 | 160 | 160 | 160 | 160 | 160 | 0 | 0 | 0 | 14 | 14 | 14 | 14 | 14 | 14 | 14 | 14 | 0 | 0 | 0 | 0 | 0 | 0 | 0 | 0 | 0 | 0 | 0 | 0 | 0 | 0 | 0 | 0 | 0 | 0 | 0 | 0 | 0 | 0
Cancelled | US | Texas RE |  |  | 23INR0085 |  |  | IRON WOLF SOLAR |  | PV | SUN |  | Solar | 2023-06-15 |  | 200 | 160 | 14 | 0 | 0 | 160 | 160 | 160 | 160 | 160 | 160 | 160 | 160 | 160 | 0 | 0 | 14 | 14 | 14 | 14 | 14 | 14 | 14 | 14 | 14 | 0 | 0 | 0 | 0 | 0 | 0 | 0 | 0 | 0 | 0 | 0 | 0 | 0 | 0 | 0 | 0 | 0 | 0 | 0 | 0 | 0 | 0
Tier 3 | US | Texas RE |  |  | 23INR0114 |  |  | TRUE NORTH SOLAR |  | PV | SUN |  | Solar | 2023-12-31 |  | 200 | 160 | 14 | 0 | 0 | 0 | 160 | 160 | 160 | 160 | 160 | 160 | 160 | 160 | 0 | 0 | 0 | 14 | 14 | 14 | 14 | 14 | 14 | 14 | 14 | 0 | 0 | 0 | 0 | 0 | 0 | 0 | 0 | 0 | 0 | 0 | 0 | 0 | 0 | 0 | 0 | 0 | 0 | 0 | 0 | 0 | 0
Tier 3 | US | Texas RE |  |  | 23INR0178 |  |  | YOUNG STORAGE |  | BA | MWH |  | Other | 2022-10-31 |  | 200 | 0 | 0 | 0 | 0 | 0 | 0 | 0 | 0 | 0 | 0 | 0 | 0 | 0 | 0 | 0 | 0 | 0 | 0 | 0 | 0 | 0 | 0 | 0 | 0 | 0 | 0 | 0 | 0 | 0 | 0 | 0 | 0 | 0 | 0 | 0 | 0 | 0 | 0 | 0 | 0 | 0 | 0 | 0 | 0 | 0 | 0
Tier 3 | US | Texas RE |  |  | 23INR0234 |  |  | CHILTEPIN SOLAR |  | PV | SUN |  | Solar | 2023-12-31 |  | 200 | 160 | 14 | 0 | 0 | 0 | 160 | 160 | 160 | 160 | 160 | 160 | 160 | 160 | 0 | 0 | 0 | 14 | 14 | 14 | 14 | 14 | 14 | 14 | 14 | 0 | 0 | 0 | 0 | 0 | 0 | 0 | 0 | 0 | 0 | 0 | 0 | 0 | 0 | 0 | 0 | 0 | 0 | 0 | 0 | 0 | 0
Tier 3 | US | Texas RE |  |  | 24INR0014 |  |  | SEASIDE SOLAR |  | PV | SUN |  | Solar | 2024-04-01 |  | 200 | 160 | 14 | 0 | 0 | 0 | 160 | 160 | 160 | 160 | 160 | 160 | 160 | 160 | 0 | 0 | 0 | 14 | 14 | 14 | 14 | 14 | 14 | 14 | 14 | 0 | 0 | 0 | 0 | 0 | 0 | 0 | 0 | 0 | 0 | 0 | 0 | 0 | 0 | 0 | 0 | 0 | 0 | 0 | 0 | 0 | 0
Tier 3 | US | Texas RE |  |  | 24INR0042 |  |  | YAUPON SOLAR |  | PV | SUN |  | Solar | 2024-12-01 |  | 200 | 160 | 14 | 0 | 0 | 0 | 0 | 160 | 160 | 160 | 160 | 160 | 160 | 160 | 0 | 0 | 0 | 14 | 14 | 14 | 14 | 14 | 14 | 14 | 14 | 0 | 0 | 0 | 0 | 0 | 0 | 0 | 0 | 0 | 0 | 0 | 0 | 0 | 0 | 0 | 0 | 0 | 0 | 0 | 0 | 0 | 0
Tier 3 | US | Texas RE |  |  | 24INR0053 |  |  | QUARTER HORSE SOLAR DCC |  | PV | SUN |  | Solar | 2024-10-31 |  | 200 | 160 | 14 | 0 | 0 | 0 | 0 | 160 | 160 | 160 | 160 | 160 | 160 | 160 | 0 | 0 | 0 | 14 | 14 | 14 | 14 | 14 | 14 | 14 | 14 | 0 | 0 | 0 | 0 | 0 | 0 | 0 | 0 | 0 | 0 | 0 | 0 | 0 | 0 | 0 | 0 | 0 | 0 | 0 | 0 | 0 | 0
Tier 3 | US | Texas RE |  |  | 24INR0054 |  |  | QUARTER HORSE STORAGE DCC |  | BA | MWH |  | Other | 2024-10-31 |  | 200 | 0 | 0 | 0 | 0 | 0 | 0 | 0 | 0 | 0 | 0 | 0 | 0 | 0 | 0 | 0 | 0 | 0 | 0 | 0 | 0 | 0 | 0 | 0 | 0 | 0 | 0 | 0 | 0 | 0 | 0 | 0 | 0 | 0 | 0 | 0 | 0 | 0 | 0 | 0 | 0 | 0 | 0 | 0 | 0 | 0 | 0
Tier 3 | US | Texas RE |  |  | 23INR0145 |  |  | FANNIN-LAMAR COUNTY WIND |  | WT | WND |  | Wind | 2023-12-31 |  | 198.8 | 37.772 | 39.76 | 0 | 0 | 0 | 37.772 | 37.772 | 37.772 | 37.772 | 37.772 | 37.772 | 37.772 | 37.772 | 0 | 0 | 0 | 39.76 | 39.76 | 39.76 | 39.76 | 39.76 | 39.76 | 39.76 | 39.76 | 0 | 0 | 0 | 0 | 0 | 0 | 0 | 0 | 0 | 0 | 0 | 0 | 0 | 0 | 0 | 0 | 0 | 0 | 0 | 0 | 0 | 0
Tier 3 | US | Texas RE |  |  | 23INR0146 |  |  | FANNIN-GRAYSON COUNTY WIND |  | WT | WND |  | Wind | 2023-12-31 |  | 198.8 | 37.772 | 39.76 | 0 | 0 | 0 | 37.772 | 37.772 | 37.772 | 37.772 | 37.772 | 37.772 | 37.772 | 37.772 | 0 | 0 | 0 | 39.76 | 39.76 | 39.76 | 39.76 | 39.76 | 39.76 | 39.76 | 39.76 | 0 | 0 | 0 | 0 | 0 | 0 | 0 | 0 | 0 | 0 | 0 | 0 | 0 | 0 | 0 | 0 | 0 | 0 | 0 | 0 | 0 | 0
Tier 3 | US | Texas RE |  |  | 22INR0509 |  |  | TURQUOISE STORAGE |  | BA | MWH |  | Other | 2022-12-31 |  | 190 | 0 | 0 | 0 | 0 | 0 | 0 | 0 | 0 | 0 | 0 | 0 | 0 | 0 | 0 | 0 | 0 | 0 | 0 | 0 | 0 | 0 | 0 | 0 | 0 | 0 | 0 | 0 | 0 | 0 | 0 | 0 | 0 | 0 | 0 | 0 | 0 | 0 | 0 | 0 | 0 | 0 | 0 | 0 | 0 | 0 | 0
Cancelled | US | Texas RE |  |  | 22INR0393 |  |  | CRASCO CREEK STORAGE |  | BA | MWH |  | Other | 2023-06-15 |  | 188 | 0 | 0 | 0 | 0 | 0 | 0 | 0 | 0 | 0 | 0 | 0 | 0 | 0 | 0 | 0 | 0 | 0 | 0 | 0 | 0 | 0 | 0 | 0 | 0 | 0 | 0 | 0 | 0 | 0 | 0 | 0 | 0 | 0 | 0 | 0 | 0 | 0 | 0 | 0 | 0 | 0 | 0 | 0 | 0 | 0 | 0
Tier 3 | US | Texas RE |  |  | 22INR0428 |  |  | CHICKWEED SOLAR |  | PV | SUN |  | Solar | 2022-12-31 |  | 184.14 | 147.312 | 12.8898 | 0 | 0 | 147.312 | 147.312 | 147.312 | 147.312 | 147.312 | 147.312 | 147.312 | 147.312 | 147.312 | 0 | 0 | 12.8898 | 12.8898 | 12.8898 | 12.8898 | 12.8898 | 12.8898 | 12.8898 | 12.8898 | 12.8898 | 0 | 0 | 0 | 0 | 0 | 0 | 0 | 0 | 0 | 0 | 0 | 0 | 0 | 0 | 0 | 0 | 0 | 0 | 0 | 0 | 0 | 0
Tier 3 | US | Texas RE |  |  | 19INR0031 |  |  | BESTLA SOLAR |  | PV | SUN |  | Solar | 2021-03-19 |  | 180 | 144 | 12.6 | 144 | 144 | 144 | 144 | 144 | 144 | 144 | 144 | 144 | 144 | 144 | 12.6 | 12.6 | 12.6 | 12.6 | 12.6 | 12.6 | 12.6 | 12.6 | 12.6 | 12.6 | 12.6 | 0 | 0 | 0 | 0 | 0 | 0 | 0 | 0 | 0 | 0 | 0 | 0 | 0 | 0 | 0 | 0 | 0 | 0 | 0 | 0 | 0 | 0
Tier 3 | US | Texas RE |  |  | 19INR0142 |  |  | BACON SWITCH SOLAR |  | PV | SUN |  | Solar | 2022-06-01 |  | 180 | 144 | 12.6 | 0 | 144 | 144 | 144 | 144 | 144 | 144 | 144 | 144 | 144 | 144 | 0 | 12.6 | 12.6 | 12.6 | 12.6 | 12.6 | 12.6 | 12.6 | 12.6 | 12.6 | 12.6 | 0 | 0 | 0 | 0 | 0 | 0 | 0 | 0 | 0 | 0 | 0 | 0 | 0 | 0 | 0 | 0 | 0 | 0 | 0 | 0 | 0 | 0
Tier 3 | US | Texas RE |  |  | 23INR0249 |  |  | LIMEWOOD SOLAR |  | PV | SUN |  | Solar | 2023-06-01 |  | 170 | 136 | 11.9 | 0 | 0 | 136 | 136 | 136 | 136 | 136 | 136 | 136 | 136 | 136 | 0 | 0 | 11.9 | 11.9 | 11.9 | 11.9 | 11.9 | 11.9 | 11.9 | 11.9 | 11.9 | 0 | 0 | 0 | 0 | 0 | 0 | 0 | 0 | 0 | 0 | 0 | 0 | 0 | 0 | 0 | 0 | 0 | 0 | 0 | 0 | 0 | 0
Tier 3 | US | Texas RE |  |  | 21INR0363 |  |  | CAROL BATTERY |  | BA | MWH |  | Other | 2021-06-30 |  | 168 | 0 | 0 | 0 | 0 | 0 | 0 | 0 | 0 | 0 | 0 | 0 | 0 | 0 | 0 | 0 | 0 | 0 | 0 | 0 | 0 | 0 | 0 | 0 | 0 | 0 | 0 | 0 | 0 | 0 | 0 | 0 | 0 | 0 | 0 | 0 | 0 | 0 | 0 | 0 | 0 | 0 | 0 | 0 | 0 | 0 | 0
Tier 3 | US | Texas RE |  |  | 23INR0151 |  |  | ARES ENERGY STORAGE |  | BA | MWH |  | Other | 2023-05-01 |  | 155.38 | 0 | 0 | 0 | 0 | 0 | 0 | 0 | 0 | 0 | 0 | 0 | 0 | 0 | 0 | 0 | 0 | 0 | 0 | 0 | 0 | 0 | 0 | 0 | 0 | 0 | 0 | 0 | 0 | 0 | 0 | 0 | 0 | 0 | 0 | 0 | 0 | 0 | 0 | 0 | 0 | 0 | 0 | 0 | 0 | 0 | 0
Tier 3 | US | Texas RE |  |  | 13INR0010a |  |  | MARIAH DEL ESTE WIND |  | WT | WND |  | Wind | 2020-10-30 |  | 153 | 44.225 | 51.85 | 44.225 | 44.225 | 44.225 | 44.225 | 44.225 | 44.225 | 44.225 | 44.225 | 44.225 | 44.225 | 44.225 | 51.85 | 51.85 | 51.85 | 51.85 | 51.85 | 51.85 | 51.85 | 51.85 | 51.85 | 51.85 | 51.85 | 0 | 0 | 0 | 0 | 0 | 0 | 0 | 0 | 0 | 0 | 0 | 0 | 0 | 0 | 0 | 0 | 0 | 0 | 0 | 0 | 0 | 0
Tier 3 | US | Texas RE |  |  | 23INR0193 |  |  | STOCKDALE SOLAR |  | PV | SUN |  | Solar | 2023-12-31 |  | 152.5 | 122 | 10.675 | 0 | 0 | 0 | 122 | 122 | 122 | 122 | 122 | 122 | 122 | 122 | 0 | 0 | 0 | 10.675 | 10.675 | 10.675 | 10.675 | 10.675 | 10.675 | 10.675 | 10.675 | 0 | 0 | 0 | 0 | 0 | 0 | 0 | 0 | 0 | 0 | 0 | 0 | 0 | 0 | 0 | 0 | 0 | 0 | 0 | 0 | 0 | 0
Tier 3 | US | Texas RE |  |  | 21INR0485 |  |  | TEXANA STORAGE |  | BA | MWH |  | Other | 2022-12-15 |  | 150.94 | 0 | 0 | 0 | 0 | 0 | 0 | 0 | 0 | 0 | 0 | 0 | 0 | 0 | 0 | 0 | 0 | 0 | 0 | 0 | 0 | 0 | 0 | 0 | 0 | 0 | 0 | 0 | 0 | 0 | 0 | 0 | 0 | 0 | 0 | 0 | 0 | 0 | 0 | 0 | 0 | 0 | 0 | 0 | 0 | 0 | 0
Tier 3 | US | Texas RE |  |  | 13INR0025 |  |  | NORTHDRAW WIND |  | WT | WND |  | Wind | 2020-08-01 |  | 150 | 43.5 | 51 | 43.5 | 43.5 | 43.5 | 43.5 | 43.5 | 43.5 | 43.5 | 43.5 | 43.5 | 43.5 | 43.5 | 51 | 51 | 51 | 51 | 51 | 51 | 51 | 51 | 51 | 51 | 51 | 0 | 0 | 0 | 0 | 0 | 0 | 0 | 0 | 0 | 0 | 0 | 0 | 0 | 0 | 0 | 0 | 0 | 0 | 0 | 0 | 0 | 0
Tier 3 | US | Texas RE |  |  | 16INR0074 |  |  | CHOCOLATE BAYOU WIND |  | WT | WND |  | Wind | 2022-05-01 |  | 150 | 91.195 | 70.265 | 0 | 91.195 | 91.195 | 91.195 | 91.195 | 91.195 | 91.195 | 91.195 | 91.195 | 91.195 | 91.195 | 0 | 70.265 | 70.265 | 70.265 | 70.265 | 70.265 | 70.265 | 70.265 | 70.265 | 70.265 | 70.265 | 0 | 0 | 0 | 0 | 0 | 0 | 0 | 0 | 0 | 0 | 0 | 0 | 0 | 0 | 0 | 0 | 0 | 0 | 0 | 0 | 0 | 0
Tier 1 | US | Texas RE |  |  | 20INR0104 |  |  | GOODALTA GT |  | CT | NG | 0 | Natural Gas and Other Gases | 2021-04-01 |  | 150 | 150 | 150 | 150 | 150 | 150 | 150 | 150 | 150 | 150 | 150 | 150 | 150 | 150 | 150 | 150 | 150 | 150 | 150 | 150 | 150 | 150 | 150 | 150 | 150 | 0 | 0 | 0 | 0 | 0 | 0 | 0 | 0 | 0 | 0 | 0 | 0 | 0 | 0 | 0 | 0 | 0 | 0 | 0 | 0 | 0 | 0
Tier 3 | US | Texas RE |  |  | 22INR0411 |  |  | MARCELINA SOLAR |  | PV | SUN |  | Solar | 2023-10-30 |  | 150 | 120 | 10.5 | 0 | 0 | 0 | 120 | 120 | 120 | 120 | 120 | 120 | 120 | 120 | 0 | 0 | 10.5 | 10.5 | 10.5 | 10.5 | 10.5 | 10.5 | 10.5 | 10.5 | 10.5 | 0 | 0 | 0 | 0 | 0 | 0 | 0 | 0 | 0 | 0 | 0 | 0 | 0 | 0 | 0 | 0 | 0 | 0 | 0 | 0 | 0 | 0
Tier 3 | US | Texas RE |  |  | 22INR0457 |  |  | ANSON BAT |  | BA | MWH |  | Other | 2023-12-29 |  | 150 | 0 | 0 | 0 | 0 | 0 | 0 | 0 | 0 | 0 | 0 | 0 | 0 | 0 | 0 | 0 | 0 | 0 | 0 | 0 | 0 | 0 | 0 | 0 | 0 | 0 | 0 | 0 | 0 | 0 | 0 | 0 | 0 | 0 | 0 | 0 | 0 | 0 | 0 | 0 | 0 | 0 | 0 | 0 | 0 | 0 | 0
Tier 3 | US | Texas RE |  |  | 22INR0492 |  |  | OSCAR SOLAR RANCH |  | PV | SUN |  | Solar | 2023-06-01 |  | 150 | 120 | 10.5 | 0 | 0 | 120 | 120 | 120 | 120 | 120 | 120 | 120 | 120 | 120 | 0 | 0 | 10.5 | 10.5 | 10.5 | 10.5 | 10.5 | 10.5 | 10.5 | 10.5 | 10.5 | 0 | 0 | 0 | 0 | 0 | 0 | 0 | 0 | 0 | 0 | 0 | 0 | 0 | 0 | 0 | 0 | 0 | 0 | 0 | 0 | 0 | 0
Tier 3 | US | Texas RE |  |  | 22INR0495 |  |  | TIMBERWOLF BESS 2 |  | BA | MWH |  | Other | 2022-06-01 |  | 150 | 0 | 0 | 0 | 0 | 0 | 0 | 0 | 0 | 0 | 0 | 0 | 0 | 0 | 0 | 0 | 0 | 0 | 0 | 0 | 0 | 0 | 0 | 0 | 0 | 0 | 0 | 0 | 0 | 0 | 0 | 0 | 0 | 0 | 0 | 0 | 0 | 0 | 0 | 0 | 0 | 0 | 0 | 0 | 0 | 0 | 0
Tier 3 | US | Texas RE |  |  | 23INR0100 |  |  | EVERGREEN SOLAR |  | PV | SUN |  | Solar | 2023-12-29 |  | 150 | 120 | 10.5 | 0 | 0 | 0 | 120 | 120 | 120 | 120 | 120 | 120 | 120 | 120 | 0 | 0 | 0 | 10.5 | 10.5 | 10.5 | 10.5 | 10.5 | 10.5 | 10.5 | 10.5 | 0 | 0 | 0 | 0 | 0 | 0 | 0 | 0 | 0 | 0 | 0 | 0 | 0 | 0 | 0 | 0 | 0 | 0 | 0 | 0 | 0 | 0
Tier 3 | US | Texas RE |  |  | 23INR0102 |  |  | FLINTSTONE SOLAR |  | PV | SUN |  | Solar | 2023-05-31 |  | 150 | 120 | 10.5 | 0 | 0 | 120 | 120 | 120 | 120 | 120 | 120 | 120 | 120 | 120 | 0 | 0 | 10.5 | 10.5 | 10.5 | 10.5 | 10.5 | 10.5 | 10.5 | 10.5 | 10.5 | 0 | 0 | 0 | 0 | 0 | 0 | 0 | 0 | 0 | 0 | 0 | 0 | 0 | 0 | 0 | 0 | 0 | 0 | 0 | 0 | 0 | 0
Tier 3 | US | Texas RE |  |  | 23INR0112 |  |  | SENTINEL SOLAR |  | PV | SUN |  | Solar | 2025-10-01 |  | 150 | 120 | 10.5 | 0 | 0 | 0 | 0 | 0 | 120 | 120 | 120 | 120 | 120 | 120 | 0 | 0 | 0 | 0 | 10.5 | 10.5 | 10.5 | 10.5 | 10.5 | 10.5 | 10.5 | 0 | 0 | 0 | 0 | 0 | 0 | 0 | 0 | 0 | 0 | 0 | 0 | 0 | 0 | 0 | 0 | 0 | 0 | 0 | 0 | 0 | 0
Tier 3 | US | Texas RE |  |  | 23INR0168 |  |  | CHAROLAIS STORAGE |  | BA | MWH |  | Other | 2023-06-16 |  | 150 | 0 | 0 | 0 | 0 | 0 | 0 | 0 | 0 | 0 | 0 | 0 | 0 | 0 | 0 | 0 | 0 | 0 | 0 | 0 | 0 | 0 | 0 | 0 | 0 | 0 | 0 | 0 | 0 | 0 | 0 | 0 | 0 | 0 | 0 | 0 | 0 | 0 | 0 | 0 | 0 | 0 | 0 | 0 | 0 | 0 | 0
Cancelled | US | Texas RE |  |  | 23INR0169 |  |  | IRON WOLF STORAGE |  | BA | MWH |  | Other | 2023-06-16 |  | 150 | 0 | 0 | 0 | 0 | 0 | 0 | 0 | 0 | 0 | 0 | 0 | 0 | 0 | 0 | 0 | 0 | 0 | 0 | 0 | 0 | 0 | 0 | 0 | 0 | 0 | 0 | 0 | 0 | 0 | 0 | 0 | 0 | 0 | 0 | 0 | 0 | 0 | 0 | 0 | 0 | 0 | 0 | 0 | 0 | 0 | 0
Tier 3 | US | Texas RE |  |  | 23INR0183 |  |  | PRADERA STORAGE |  | BA | MWH |  | Other | 2023-10-31 |  | 150 | 0 | 0 | 0 | 0 | 0 | 0 | 0 | 0 | 0 | 0 | 0 | 0 | 0 | 0 | 0 | 0 | 0 | 0 | 0 | 0 | 0 | 0 | 0 | 0 | 0 | 0 | 0 | 0 | 0 | 0 | 0 | 0 | 0 | 0 | 0 | 0 | 0 | 0 | 0 | 0 | 0 | 0 | 0 | 0 | 0 | 0
Tier 3 | US | Texas RE |  |  | 23INR0195 |  |  | DESERT WILLOW BESS |  | BA | MWH |  | Other | 2023-02-28 |  | 150 | 0 | 0 | 0 | 0 | 0 | 0 | 0 | 0 | 0 | 0 | 0 | 0 | 0 | 0 | 0 | 0 | 0 | 0 | 0 | 0 | 0 | 0 | 0 | 0 | 0 | 0 | 0 | 0 | 0 | 0 | 0 | 0 | 0 | 0 | 0 | 0 | 0 | 0 | 0 | 0 | 0 | 0 | 0 | 0 | 0 | 0
Tier 3 | US | Texas RE |  |  | 23INR0206 |  |  | PEREGRINE BESS |  | BA | MWH |  | Other | 2023-05-01 |  | 150 | 0 | 0 | 0 | 0 | 0 | 0 | 0 | 0 | 0 | 0 | 0 | 0 | 0 | 0 | 0 | 0 | 0 | 0 | 0 | 0 | 0 | 0 | 0 | 0 | 0 | 0 | 0 | 0 | 0 | 0 | 0 | 0 | 0 | 0 | 0 | 0 | 0 | 0 | 0 | 0 | 0 | 0 | 0 | 0 | 0 | 0
Tier 3 | US | Texas RE |  |  | 23INR0220 |  |  | HOPSLAM BESS |  | BA | MWH |  | Other | 2023-03-01 |  | 150 | 0 | 0 | 0 | 0 | 0 | 0 | 0 | 0 | 0 | 0 | 0 | 0 | 0 | 0 | 0 | 0 | 0 | 0 | 0 | 0 | 0 | 0 | 0 | 0 | 0 | 0 | 0 | 0 | 0 | 0 | 0 | 0 | 0 | 0 | 0 | 0 | 0 | 0 | 0 | 0 | 0 | 0 | 0 | 0 | 0 | 0
Tier 3 | US | Texas RE |  |  | 23INR0250 |  |  | CODY SOLAR |  | PV | SUN |  | Solar | 2023-06-01 |  | 150 | 120 | 10.5 | 0 | 0 | 120 | 120 | 120 | 120 | 120 | 120 | 120 | 120 | 120 | 0 | 0 | 10.5 | 10.5 | 10.5 | 10.5 | 10.5 | 10.5 | 10.5 | 10.5 | 10.5 | 0 | 0 | 0 | 0 | 0 | 0 | 0 | 0 | 0 | 0 | 0 | 0 | 0 | 0 | 0 | 0 | 0 | 0 | 0 | 0 | 0 | 0
Tier 3 | US | Texas RE |  |  | 24INR0021 |  |  | CPV BRANCH BESS |  | BA | MWH |  | Other | 2024-06-01 |  | 150 | 0 | 0 | 0 | 0 | 0 | 0 | 0 | 0 | 0 | 0 | 0 | 0 | 0 | 0 | 0 | 0 | 0 | 0 | 0 | 0 | 0 | 0 | 0 | 0 | 0 | 0 | 0 | 0 | 0 | 0 | 0 | 0 | 0 | 0 | 0 | 0 | 0 | 0 | 0 | 0 | 0 | 0 | 0 | 0 | 0 | 0
Tier 3 | US | Texas RE |  |  | 24INR0025 |  |  | CLARION SOLAR |  | PV | SUN |  | Solar | 2024-08-01 |  | 150 | 120 | 10.5 | 0 | 0 | 0 | 0 | 120 | 120 | 120 | 120 | 120 | 120 | 120 | 0 | 0 | 0 | 10.5 | 10.5 | 10.5 | 10.5 | 10.5 | 10.5 | 10.5 | 10.5 | 0 | 0 | 0 | 0 | 0 | 0 | 0 | 0 | 0 | 0 | 0 | 0 | 0 | 0 | 0 | 0 | 0 | 0 | 0 | 0 | 0 | 0
Tier 3 | US | Texas RE |  |  | 22INR0439 |  |  | KIRKWALL SOLAR |  | PV | SUN |  | Solar | 2022-11-01 |  | 149.99 | 119.992 | 10.4993 | 0 | 0 | 119.992 | 119.992 | 119.992 | 119.992 | 119.992 | 119.992 | 119.992 | 119.992 | 119.992 | 0 | 10.4993 | 10.4993 | 10.4993 | 10.4993 | 10.4993 | 10.4993 | 10.4993 | 10.4993 | 10.4993 | 10.4993 | 0 | 0 | 0 | 0 | 0 | 0 | 0 | 0 | 0 | 0 | 0 | 0 | 0 | 0 | 0 | 0 | 0 | 0 | 0 | 0 | 0 | 0
Tier 3 | US | Texas RE |  |  | 22INR0425 |  |  | MAKALU SOLAR |  | PV | SUN |  | Solar | 2022-10-01 |  | 149.9 | 119.92 | 10.493 | 0 | 0 | 119.92 | 119.92 | 119.92 | 119.92 | 119.92 | 119.92 | 119.92 | 119.92 | 119.92 | 0 | 10.493 | 10.493 | 10.493 | 10.493 | 10.493 | 10.493 | 10.493 | 10.493 | 10.493 | 10.493 | 0 | 0 | 0 | 0 | 0 | 0 | 0 | 0 | 0 | 0 | 0 | 0 | 0 | 0 | 0 | 0 | 0 | 0 | 0 | 0 | 0 | 0
Tier 3 | US | Texas RE |  |  | 22INR0426 |  |  | LUBIO SOLAR |  | PV | SUN |  | Solar | 2022-10-01 |  | 149.9 | 119.92 | 10.493 | 0 | 0 | 119.92 | 119.92 | 119.92 | 119.92 | 119.92 | 119.92 | 119.92 | 119.92 | 119.92 | 0 | 10.493 | 10.493 | 10.493 | 10.493 | 10.493 | 10.493 | 10.493 | 10.493 | 10.493 | 10.493 | 0 | 0 | 0 | 0 | 0 | 0 | 0 | 0 | 0 | 0 | 0 | 0 | 0 | 0 | 0 | 0 | 0 | 0 | 0 | 0 | 0 | 0
Tier 3 | US | Texas RE |  |  | 22INR0438 |  |  | CROCUS SOLAR |  | PV | SUN |  | Solar | 2022-11-01 |  | 149.9 | 119.92 | 10.493 | 0 | 0 | 119.92 | 119.92 | 119.92 | 119.92 | 119.92 | 119.92 | 119.92 | 119.92 | 119.92 | 0 | 10.493 | 10.493 | 10.493 | 10.493 | 10.493 | 10.493 | 10.493 | 10.493 | 10.493 | 10.493 | 0 | 0 | 0 | 0 | 0 | 0 | 0 | 0 | 0 | 0 | 0 | 0 | 0 | 0 | 0 | 0 | 0 | 0 | 0 | 0 | 0 | 0
Tier 3 | US | Texas RE |  |  | 22INR0440 |  |  | GUADIANA SOLAR |  | PV | SUN |  | Solar | 2023-11-01 |  | 149.9 | 119.92 | 10.493 | 0 | 0 | 0 | 119.92 | 119.92 | 119.92 | 119.92 | 119.92 | 119.92 | 119.92 | 119.92 | 0 | 0 | 10.493 | 10.493 | 10.493 | 10.493 | 10.493 | 10.493 | 10.493 | 10.493 | 10.493 | 0 | 0 | 0 | 0 | 0 | 0 | 0 | 0 | 0 | 0 | 0 | 0 | 0 | 0 | 0 | 0 | 0 | 0 | 0 | 0 | 0 | 0
Tier 3 | US | Texas RE |  |  | 22INR0473 |  |  | TAIN SOLAR |  | PV | SUN |  | Solar | 2022-11-27 |  | 149.9 | 119.92 | 10.493 | 0 | 0 | 119.92 | 119.92 | 119.92 | 119.92 | 119.92 | 119.92 | 119.92 | 119.92 | 119.92 | 0 | 10.493 | 10.493 | 10.493 | 10.493 | 10.493 | 10.493 | 10.493 | 10.493 | 10.493 | 10.493 | 0 | 0 | 0 | 0 | 0 | 0 | 0 | 0 | 0 | 0 | 0 | 0 | 0 | 0 | 0 | 0 | 0 | 0 | 0 | 0 | 0 | 0
Tier 3 | US | Texas RE |  |  | 22INR0474 |  |  | SIBERUT SOLAR |  | PV | SUN |  | Solar | 2022-11-27 |  | 149.9 | 119.92 | 10.493 | 0 | 0 | 119.92 | 119.92 | 119.92 | 119.92 | 119.92 | 119.92 | 119.92 | 119.92 | 119.92 | 0 | 10.493 | 10.493 | 10.493 | 10.493 | 10.493 | 10.493 | 10.493 | 10.493 | 10.493 | 10.493 | 0 | 0 | 0 | 0 | 0 | 0 | 0 | 0 | 0 | 0 | 0 | 0 | 0 | 0 | 0 | 0 | 0 | 0 | 0 | 0 | 0 | 0
Tier 1 | US | Texas RE |  |  | 21INR0539 |  |  | ANCHOR WIND II |  | WT | WND |  | Wind | 2021-12-24 |  | 148.02 | 28.1238 | 29.604 | 0 | 28.1238 | 28.1238 | 28.1238 | 28.1238 | 28.1238 | 28.1238 | 28.1238 | 28.1238 | 28.1238 | 28.1238 | 0 | 29.604 | 29.604 | 29.604 | 29.604 | 29.604 | 29.604 | 29.604 | 29.604 | 29.604 | 29.604 | 0 | 0 | 0 | 0 | 0 | 0 | 0 | 0 | 0 | 0 | 0 | 0 | 0 | 0 | 0 | 0 | 0 | 0 | 0 | 0 | 0 | 0
Tier 3 | US | Texas RE |  |  | 23INR0229 |  |  | SOLTERRA SOLAR |  | PV | SUN |  | Solar | 2023-05-15 |  | 143 | 114.4 | 10.01 | 0 | 0 | 114.4 | 114.4 | 114.4 | 114.4 | 114.4 | 114.4 | 114.4 | 114.4 | 114.4 | 0 | 0 | 10.01 | 10.01 | 10.01 | 10.01 | 10.01 | 10.01 | 10.01 | 10.01 | 10.01 | 0 | 0 | 0 | 0 | 0 | 0 | 0 | 0 | 0 | 0 | 0 | 0 | 0 | 0 | 0 | 0 | 0 | 0 | 0 | 0 | 0 | 0
Tier 3 | US | Texas RE |  |  | 20INR0267 |  |  | GREENS BAYOU EXPANSION |  | CT | NG | 0 | Natural Gas and Other Gases | 2022-06-01 |  | 141.6 | 130 | 140 | 0 | 130 | 130 | 130 | 130 | 130 | 130 | 130 | 130 | 130 | 130 | 0 | 140 | 140 | 140 | 140 | 140 | 140 | 140 | 140 | 140 | 140 | 0 | 0 | 0 | 0 | 0 | 0 | 0 | 0 | 0 | 0 | 0 | 0 | 0 | 0 | 0 | 0 | 0 | 0 | 0 | 0 | 0 | 0
Tier 3 | US | Texas RE |  |  | 23INR0222 |  |  | SUNBELT SOLAR |  | PV | SUN |  | Solar | 2023-05-31 |  | 140 | 112 | 9.8 | 0 | 0 | 112 | 112 | 112 | 112 | 112 | 112 | 112 | 112 | 112 | 0 | 0 | 9.8 | 9.8 | 9.8 | 9.8 | 9.8 | 9.8 | 9.8 | 9.8 | 9.8 | 0 | 0 | 0 | 0 | 0 | 0 | 0 | 0 | 0 | 0 | 0 | 0 | 0 | 0 | 0 | 0 | 0 | 0 | 0 | 0 | 0 | 0
Tier 3 | US | Texas RE |  |  | 23INR0225 |  |  | MRG GOODY SOLAR |  | PV | SUN |  | Solar | 2023-05-31 |  | 139.32 | 111.456 | 9.7524 | 0 | 0 | 111.456 | 111.456 | 111.456 | 111.456 | 111.456 | 111.456 | 111.456 | 111.456 | 111.456 | 0 | 0 | 9.7524 | 9.7524 | 9.7524 | 9.7524 | 9.7524 | 9.7524 | 9.7524 | 9.7524 | 9.7524 | 0 | 0 | 0 | 0 | 0 | 0 | 0 | 0 | 0 | 0 | 0 | 0 | 0 | 0 | 0 | 0 | 0 | 0 | 0 | 0 | 0 | 0
Tier 3 | US | Texas RE |  |  | 24INR0049 |  |  | MISSION CREEK GULF SOLAR 1 |  | PV | SUN |  | Solar | 2024-03-01 |  | 132.19 | 105.752 | 9.2533 | 0 | 0 | 0 | 105.752 | 105.752 | 105.752 | 105.752 | 105.752 | 105.752 | 105.752 | 105.752 | 0 | 0 | 0 | 9.2533 | 9.2533 | 9.2533 | 9.2533 | 9.2533 | 9.2533 | 9.2533 | 9.2533 | 0 | 0 | 0 | 0 | 0 | 0 | 0 | 0 | 0 | 0 | 0 | 0 | 0 | 0 | 0 | 0 | 0 | 0 | 0 | 0 | 0 | 0
Tier 3 | US | Texas RE |  |  | 22INR0524 |  |  | ST. GALL I ENERGY STORAGE |  | BA | MWH |  | Other | 2022-06-01 |  | 127.04 | 0 | 0 | 0 | 0 | 0 | 0 | 0 | 0 | 0 | 0 | 0 | 0 | 0 | 0 | 0 | 0 | 0 | 0 | 0 | 0 | 0 | 0 | 0 | 0 | 0 | 0 | 0 | 0 | 0 | 0 | 0 | 0 | 0 | 0 | 0 | 0 | 0 | 0 | 0 | 0 | 0 | 0 | 0 | 0 | 0 | 0
Tier 3 | US | Texas RE |  |  | 22INR0525 |  |  | ST. GALL II ENERGY STORAGE |  | BA | MWH |  | Other | 2023-06-01 |  | 127.04 | 0 | 0 | 0 | 0 | 0 | 0 | 0 | 0 | 0 | 0 | 0 | 0 | 0 | 0 | 0 | 0 | 0 | 0 | 0 | 0 | 0 | 0 | 0 | 0 | 0 | 0 | 0 | 0 | 0 | 0 | 0 | 0 | 0 | 0 | 0 | 0 | 0 | 0 | 0 | 0 | 0 | 0 | 0 | 0 | 0 | 0
Tier 3 | US | Texas RE |  |  | 23INR0125 |  |  | KALINA WIND |  | WT | WND |  | Wind | 2023-12-31 |  | 125 | 76.25 | 58.75 | 0 | 0 | 0 | 76.25 | 76.25 | 76.25 | 76.25 | 76.25 | 76.25 | 76.25 | 76.25 | 0 | 0 | 0 | 58.75 | 58.75 | 58.75 | 58.75 | 58.75 | 58.75 | 58.75 | 58.75 | 0 | 0 | 0 | 0 | 0 | 0 | 0 | 0 | 0 | 0 | 0 | 0 | 0 | 0 | 0 | 0 | 0 | 0 | 0 | 0 | 0 | 0
Tier 1 | US | Texas RE |  |  | 22INR0328 |  |  | INERTIA BESS |  | BA | MWH |  | Other | 2022-12-31 |  | 121.45 | 0 | 0 | 0 | 0 | 0 | 0 | 0 | 0 | 0 | 0 | 0 | 0 | 0 | 0 | 0 | 0 | 0 | 0 | 0 | 0 | 0 | 0 | 0 | 0 | 0 | 0 | 0 | 0 | 0 | 0 | 0 | 0 | 0 | 0 | 0 | 0 | 0 | 0 | 0 | 0 | 0 | 0 | 0 | 0 | 0 | 0
Tier 3 | US | Texas RE |  |  | 20INR0061 |  |  | PFLUGERVILLE 2 SOLAR |  | PV | SUN |  | Solar | 2023-04-30 |  | 120 | 96 | 8.4 | 0 | 0 | 96 | 96 | 96 | 96 | 96 | 96 | 96 | 96 | 96 | 0 | 0 | 8.4 | 8.4 | 8.4 | 8.4 | 8.4 | 8.4 | 8.4 | 8.4 | 8.4 | 0 | 0 | 0 | 0 | 0 | 0 | 0 | 0 | 0 | 0 | 0 | 0 | 0 | 0 | 0 | 0 | 0 | 0 | 0 | 0 | 0 | 0
Tier 3 | US | Texas RE |  |  | 21INR0367 |  |  | SOLTERRA_CANCELED SOLAR |  | PV | SUN |  | Solar | 2021-10-01 |  | 120 | 96 | 8.4 | 0 | 96 | 96 | 96 | 96 | 96 | 96 | 96 | 96 | 96 | 96 | 8.4 | 8.4 | 8.4 | 8.4 | 8.4 | 8.4 | 8.4 | 8.4 | 8.4 | 8.4 | 8.4 | 0 | 0 | 0 | 0 | 0 | 0 | 0 | 0 | 0 | 0 | 0 | 0 | 0 | 0 | 0 | 0 | 0 | 0 | 0 | 0 | 0 | 0
Tier 3 | US | Texas RE |  |  | 22INR0382 |  |  | RAZORBILL STORAGE |  | BA | MWH |  | Other | 2022-12-15 |  | 120 | 0 | 0 | 0 | 0 | 0 | 0 | 0 | 0 | 0 | 0 | 0 | 0 | 0 | 0 | 0 | 0 | 0 | 0 | 0 | 0 | 0 | 0 | 0 | 0 | 0 | 0 | 0 | 0 | 0 | 0 | 0 | 0 | 0 | 0 | 0 | 0 | 0 | 0 | 0 | 0 | 0 | 0 | 0 | 0 | 0 | 0
Tier 3 | US | Texas RE |  |  | 22INR0391 |  |  | WATERLOO STORAGE |  | BA | MWH |  | Other | 2022-12-15 |  | 115 | 0 | 0 | 0 | 0 | 0 | 0 | 0 | 0 | 0 | 0 | 0 | 0 | 0 | 0 | 0 | 0 | 0 | 0 | 0 | 0 | 0 | 0 | 0 | 0 | 0 | 0 | 0 | 0 | 0 | 0 | 0 | 0 | 0 | 0 | 0 | 0 | 0 | 0 | 0 | 0 | 0 | 0 | 0 | 0 | 0 | 0
Tier 3 | US | Texas RE |  |  | 24INR0040 |  |  | ROSEBUD SOLAR |  | PV | SUN |  | Solar | 2024-02-29 |  | 110 | 88 | 7.7 | 0 | 0 | 0 | 88 | 88 | 88 | 88 | 88 | 88 | 88 | 88 | 0 | 0 | 0 | 7.7 | 7.7 | 7.7 | 7.7 | 7.7 | 7.7 | 7.7 | 7.7 | 0 | 0 | 0 | 0 | 0 | 0 | 0 | 0 | 0 | 0 | 0 | 0 | 0 | 0 | 0 | 0 | 0 | 0 | 0 | 0 | 0 | 0
Tier 3 | US | Texas RE |  |  | 22INR0486 |  |  | BIG FISH 1 ENERGY STORAGE |  | BA | MWH |  | Other | 2022-09-01 |  | 102.67 | 0 | 0 | 0 | 0 | 0 | 0 | 0 | 0 | 0 | 0 | 0 | 0 | 0 | 0 | 0 | 0 | 0 | 0 | 0 | 0 | 0 | 0 | 0 | 0 | 0 | 0 | 0 | 0 | 0 | 0 | 0 | 0 | 0 | 0 | 0 | 0 | 0 | 0 | 0 | 0 | 0 | 0 | 0 | 0 | 0 | 0
Tier 3 | US | Texas RE |  |  | 22INR0487 |  |  | BIG FISH 2 ENERGY STORAGE |  | BA | MWH |  | Other | 2022-09-01 |  | 102.67 | 0 | 0 | 0 | 0 | 0 | 0 | 0 | 0 | 0 | 0 | 0 | 0 | 0 | 0 | 0 | 0 | 0 | 0 | 0 | 0 | 0 | 0 | 0 | 0 | 0 | 0 | 0 | 0 | 0 | 0 | 0 | 0 | 0 | 0 | 0 | 0 | 0 | 0 | 0 | 0 | 0 | 0 | 0 | 0 | 0 | 0
Tier 3 | US | Texas RE |  |  | 22INR0336 |  |  | ESTONIAN ENERGY STORAGE |  | BA | MWH |  | Other | 2023-06-01 |  | 102.5 | 0 | 0 | 0 | 0 | 0 | 0 | 0 | 0 | 0 | 0 | 0 | 0 | 0 | 0 | 0 | 0 | 0 | 0 | 0 | 0 | 0 | 0 | 0 | 0 | 0 | 0 | 0 | 0 | 0 | 0 | 0 | 0 | 0 | 0 | 0 | 0 | 0 | 0 | 0 | 0 | 0 | 0 | 0 | 0 | 0 | 0
Tier 3 | US | Texas RE |  |  | 24INR0006 |  |  | CLUTCH CITY SOLAR II |  | PV | SUN |  | Solar | 2024-12-15 |  | 102.08 | 81.664 | 7.1456 | 0 | 0 | 0 | 0 | 81.664 | 81.664 | 81.664 | 81.664 | 81.664 | 81.664 | 81.664 | 0 | 0 | 0 | 0 | 7.1456 | 7.1456 | 7.1456 | 7.1456 | 7.1456 | 7.1456 | 7.1456 | 0 | 0 | 0 | 0 | 0 | 0 | 0 | 0 | 0 | 0 | 0 | 0 | 0 | 0 | 0 | 0 | 0 | 0 | 0 | 0 | 0 | 0
Tier 3 | US | Texas RE |  |  | 24INR0020 |  |  | PERCY FARM SOLAR |  | PV | SUN |  | Solar | 2024-03-01 |  | 102.06 | 81.648 | 7.1442 | 0 | 0 | 0 | 81.648 | 81.648 | 81.648 | 81.648 | 81.648 | 81.648 | 81.648 | 81.648 | 0 | 0 | 0 | 7.1442 | 7.1442 | 7.1442 | 7.1442 | 7.1442 | 7.1442 | 7.1442 | 7.1442 | 0 | 0 | 0 | 0 | 0 | 0 | 0 | 0 | 0 | 0 | 0 | 0 | 0 | 0 | 0 | 0 | 0 | 0 | 0 | 0 | 0 | 0
Tier 3 | US | Texas RE |  |  | 20INR0259 |  |  | SAN BERNARD SOLAR II |  | PV | SUN |  | Solar | 2022-01-01 |  | 102 | 81.6 | 7.14 | 0 | 81.6 | 81.6 | 81.6 | 81.6 | 81.6 | 81.6 | 81.6 | 81.6 | 81.6 | 81.6 | 0 | 7.14 | 7.14 | 7.14 | 7.14 | 7.14 | 7.14 | 7.14 | 7.14 | 7.14 | 7.14 | 0 | 0 | 0 | 0 | 0 | 0 | 0 | 0 | 0 | 0 | 0 | 0 | 0 | 0 | 0 | 0 | 0 | 0 | 0 | 0 | 0 | 0
Tier 3 | US | Texas RE |  |  | 23INR0198 |  |  | PONTA ENERGY STORAGE |  | BA | MWH |  | Other | 2023-03-01 |  | 102 | 0 | 0 | 0 | 0 | 0 | 0 | 0 | 0 | 0 | 0 | 0 | 0 | 0 | 0 | 0 | 0 | 0 | 0 | 0 | 0 | 0 | 0 | 0 | 0 | 0 | 0 | 0 | 0 | 0 | 0 | 0 | 0 | 0 | 0 | 0 | 0 | 0 | 0 | 0 | 0 | 0 | 0 | 0 | 0 | 0 | 0
Tier 3 | US | Texas RE |  |  | 22INR0490 |  |  | SARACEN I ENERGY STORAGE |  | BA | MWH |  | Other | 2022-06-01 |  | 101.63 | 0 | 0 | 0 | 0 | 0 | 0 | 0 | 0 | 0 | 0 | 0 | 0 | 0 | 0 | 0 | 0 | 0 | 0 | 0 | 0 | 0 | 0 | 0 | 0 | 0 | 0 | 0 | 0 | 0 | 0 | 0 | 0 | 0 | 0 | 0 | 0 | 0 | 0 | 0 | 0 | 0 | 0 | 0 | 0 | 0 | 0
Tier 3 | US | Texas RE |  |  | 22INR0491 |  |  | SARACEN II ENERGY STORAGE |  | BA | MWH |  | Other | 2022-06-01 |  | 101.63 | 0 | 0 | 0 | 0 | 0 | 0 | 0 | 0 | 0 | 0 | 0 | 0 | 0 | 0 | 0 | 0 | 0 | 0 | 0 | 0 | 0 | 0 | 0 | 0 | 0 | 0 | 0 | 0 | 0 | 0 | 0 | 0 | 0 | 0 | 0 | 0 | 0 | 0 | 0 | 0 | 0 | 0 | 0 | 0 | 0 | 0
Tier 3 | US | Texas RE |  |  | 22INR0503 |  |  | TIDWELL PRAIRIE II BATT |  | BA | MWH |  | Other | 2022-12-01 |  | 101.63 | 0 | 0 | 0 | 0 | 0 | 0 | 0 | 0 | 0 | 0 | 0 | 0 | 0 | 0 | 0 | 0 | 0 | 0 | 0 | 0 | 0 | 0 | 0 | 0 | 0 | 0 | 0 | 0 | 0 | 0 | 0 | 0 | 0 | 0 | 0 | 0 | 0 | 0 | 0 | 0 | 0 | 0 | 0 | 0 | 0 | 0
Tier 3 | US | Texas RE |  |  | 22INR0504 |  |  | TIDWELL PRAIRIE III BATT |  | BA | MWH |  | Other | 2023-03-01 |  | 101.63 | 0 | 0 | 0 | 0 | 0 | 0 | 0 | 0 | 0 | 0 | 0 | 0 | 0 | 0 | 0 | 0 | 0 | 0 | 0 | 0 | 0 | 0 | 0 | 0 | 0 | 0 | 0 | 0 | 0 | 0 | 0 | 0 | 0 | 0 | 0 | 0 | 0 | 0 | 0 | 0 | 0 | 0 | 0 | 0 | 0 | 0
Tier 3 | US | Texas RE |  |  | 22INR0529 |  |  | COSTILLA ENERGY STORAGE I |  | BA | MWH |  | Other | 2022-09-01 |  | 101.63 | 0 | 0 | 0 | 0 | 0 | 0 | 0 | 0 | 0 | 0 | 0 | 0 | 0 | 0 | 0 | 0 | 0 | 0 | 0 | 0 | 0 | 0 | 0 | 0 | 0 | 0 | 0 | 0 | 0 | 0 | 0 | 0 | 0 | 0 | 0 | 0 | 0 | 0 | 0 | 0 | 0 | 0 | 0 | 0 | 0 | 0
Tier 3 | US | Texas RE |  |  | 22INR0530 |  |  | COSTILLA ENERGY STORAGE II |  | BA | MWH |  | Other | 2022-09-01 |  | 101.63 | 0 | 0 | 0 | 0 | 0 | 0 | 0 | 0 | 0 | 0 | 0 | 0 | 0 | 0 | 0 | 0 | 0 | 0 | 0 | 0 | 0 | 0 | 0 | 0 | 0 | 0 | 0 | 0 | 0 | 0 | 0 | 0 | 0 | 0 | 0 | 0 | 0 | 0 | 0 | 0 | 0 | 0 | 0 | 0 | 0 | 0
Tier 3 | US | Texas RE |  |  | 22INR0500 |  |  | GILMORE BRANCH I STORAGE |  | BA | MWH |  | Other | 2022-12-01 |  | 101.57 | 0 | 0 | 0 | 0 | 0 | 0 | 0 | 0 | 0 | 0 | 0 | 0 | 0 | 0 | 0 | 0 | 0 | 0 | 0 | 0 | 0 | 0 | 0 | 0 | 0 | 0 | 0 | 0 | 0 | 0 | 0 | 0 | 0 | 0 | 0 | 0 | 0 | 0 | 0 | 0 | 0 | 0 | 0 | 0 | 0 | 0
Tier 3 | US | Texas RE |  |  | 22INR0501 |  |  | GILMORE BRANCH II STORAGE |  | BA | MWH |  | Other | 2022-12-01 |  | 101.57 | 0 | 0 | 0 | 0 | 0 | 0 | 0 | 0 | 0 | 0 | 0 | 0 | 0 | 0 | 0 | 0 | 0 | 0 | 0 | 0 | 0 | 0 | 0 | 0 | 0 | 0 | 0 | 0 | 0 | 0 | 0 | 0 | 0 | 0 | 0 | 0 | 0 | 0 | 0 | 0 | 0 | 0 | 0 | 0 | 0 | 0
Tier 3 | US | Texas RE |  |  | 23INR0122 |  |  | SETTLERS STORAGE |  | BA | MWH |  | Other | 2023-12-01 |  | 101 | 0 | 0 | 0 | 0 | 0 | 0 | 0 | 0 | 0 | 0 | 0 | 0 | 0 | 0 | 0 | 0 | 0 | 0 | 0 | 0 | 0 | 0 | 0 | 0 | 0 | 0 | 0 | 0 | 0 | 0 | 0 | 0 | 0 | 0 | 0 | 0 | 0 | 0 | 0 | 0 | 0 | 0 | 0 | 0 | 0 | 0
Tier 3 | US | Texas RE |  |  | 23INR0123 |  |  | VACA STORAGE |  | BA | MWH |  | Other | 2023-12-01 |  | 101 | 0 | 0 | 0 | 0 | 0 | 0 | 0 | 0 | 0 | 0 | 0 | 0 | 0 | 0 | 0 | 0 | 0 | 0 | 0 | 0 | 0 | 0 | 0 | 0 | 0 | 0 | 0 | 0 | 0 | 0 | 0 | 0 | 0 | 0 | 0 | 0 | 0 | 0 | 0 | 0 | 0 | 0 | 0 | 0 | 0 | 0
Tier 1 | US | Texas RE |  |  | 21INR0496 |  |  | FLOWER VALLEY II BATT |  | BA | MWH |  | Other | 2021-08-01 |  | 100.98 | 0 | 0 | 0 | 0 | 0 | 0 | 0 | 0 | 0 | 0 | 0 | 0 | 0 | 0 | 0 | 0 | 0 | 0 | 0 | 0 | 0 | 0 | 0 | 0 | 0 | 0 | 0 | 0 | 0 | 0 | 0 | 0 | 0 | 0 | 0 | 0 | 0 | 0 | 0 | 0 | 0 | 0 | 0 | 0 | 0 | 0
Tier 1 | US | Texas RE |  |  | 21INR0497 |  |  | SWOOSE II |  | BA | MWH |  | Other | 2021-08-01 |  | 100.98 | 0 | 0 | 0 | 0 | 0 | 0 | 0 | 0 | 0 | 0 | 0 | 0 | 0 | 0 | 0 | 0 | 0 | 0 | 0 | 0 | 0 | 0 | 0 | 0 | 0 | 0 | 0 | 0 | 0 | 0 | 0 | 0 | 0 | 0 | 0 | 0 | 0 | 0 | 0 | 0 | 0 | 0 | 0 | 0 | 0 | 0
Tier 1 | US | Texas RE |  |  | 22INR0375 |  |  | INERTIA BESS 2 |  | BA | MWH |  | Other | 2022-12-31 |  | 100.77 | 0 | 0 | 0 | 0 | 0 | 0 | 0 | 0 | 0 | 0 | 0 | 0 | 0 | 0 | 0 | 0 | 0 | 0 | 0 | 0 | 0 | 0 | 0 | 0 | 0 | 0 | 0 | 0 | 0 | 0 | 0 | 0 | 0 | 0 | 0 | 0 | 0 | 0 | 0 | 0 | 0 | 0 | 0 | 0 | 0 | 0
Tier 3 | US | Texas RE |  |  | 19INR0030 |  |  | SAN BERNARD SOLAR |  | PV | SUN |  | Solar | 2022-01-01 |  | 100 | 80 | 7 | 0 | 80 | 80 | 80 | 80 | 80 | 80 | 80 | 80 | 80 | 80 | 0 | 7 | 7 | 7 | 7 | 7 | 7 | 7 | 7 | 7 | 7 | 0 | 0 | 0 | 0 | 0 | 0 | 0 | 0 | 0 | 0 | 0 | 0 | 0 | 0 | 0 | 0 | 0 | 0 | 0 | 0 | 0 | 0
Tier 3 | US | Texas RE |  |  | 23INR0149 |  |  | PEQUIN BESS ALT#1 |  | BA | MWH |  | Other | 2023-01-31 |  | 100 | 0 | 0 | 0 | 0 | 0 | 0 | 0 | 0 | 0 | 0 | 0 | 0 | 0 | 0 | 0 | 0 | 0 | 0 | 0 | 0 | 0 | 0 | 0 | 0 | 0 | 0 | 0 | 0 | 0 | 0 | 0 | 0 | 0 | 0 | 0 | 0 | 0 | 0 | 0 | 0 | 0 | 0 | 0 | 0 | 0 | 0
Tier 3 | US | Texas RE |  |  | 23INR0166 |  |  | GREAT KISKADEE STORAGE |  | BA | MWH |  | Other | 2022-10-31 |  | 100 | 0 | 0 | 0 | 0 | 0 | 0 | 0 | 0 | 0 | 0 | 0 | 0 | 0 | 0 | 0 | 0 | 0 | 0 | 0 | 0 | 0 | 0 | 0 | 0 | 0 | 0 | 0 | 0 | 0 | 0 | 0 | 0 | 0 | 0 | 0 | 0 | 0 | 0 | 0 | 0 | 0 | 0 | 0 | 0 | 0 | 0
Tier 3 | US | Texas RE |  |  | 23INR0182 |  |  | WELDER STORAGE |  | BA | MWH |  | Other | 2023-10-31 |  | 100 | 0 | 0 | 0 | 0 | 0 | 0 | 0 | 0 | 0 | 0 | 0 | 0 | 0 | 0 | 0 | 0 | 0 | 0 | 0 | 0 | 0 | 0 | 0 | 0 | 0 | 0 | 0 | 0 | 0 | 0 | 0 | 0 | 0 | 0 | 0 | 0 | 0 | 0 | 0 | 0 | 0 | 0 | 0 | 0 | 0 | 0
Tier 3 | US | Texas RE |  |  | 23INR0194 |  |  | PEQUIN BESS ALT#2 |  | BA | MWH |  | Other | 2023-01-31 |  | 100 | 0 | 0 | 0 | 0 | 0 | 0 | 0 | 0 | 0 | 0 | 0 | 0 | 0 | 0 | 0 | 0 | 0 | 0 | 0 | 0 | 0 | 0 | 0 | 0 | 0 | 0 | 0 | 0 | 0 | 0 | 0 | 0 | 0 | 0 | 0 | 0 | 0 | 0 | 0 | 0 | 0 | 0 | 0 | 0 | 0 | 0
Tier 3 | US | Texas RE |  |  | 23INR0196 |  |  | SAN ANTONIO ES1 SOLAR DCC |  | PV | SUN |  | Solar | 2022-10-01 |  | 100 | 80 | 7 | 0 | 0 | 80 | 80 | 80 | 80 | 80 | 80 | 80 | 80 | 80 | 0 | 7 | 7 | 7 | 7 | 7 | 7 | 7 | 7 | 7 | 7 | 0 | 0 | 0 | 0 | 0 | 0 | 0 | 0 | 0 | 0 | 0 | 0 | 0 | 0 | 0 | 0 | 0 | 0 | 0 | 0 | 0 | 0
Tier 3 | US | Texas RE |  |  | 23INR0200 |  |  | PARADISO BESS |  | BA | MWH |  | Other | 2023-06-01 |  | 100 | 0 | 0 | 0 | 0 | 0 | 0 | 0 | 0 | 0 | 0 | 0 | 0 | 0 | 0 | 0 | 0 | 0 | 0 | 0 | 0 | 0 | 0 | 0 | 0 | 0 | 0 | 0 | 0 | 0 | 0 | 0 | 0 | 0 | 0 | 0 | 0 | 0 | 0 | 0 | 0 | 0 | 0 | 0 | 0 | 0 | 0
Tier 3 | US | Texas RE |  |  | 23INR0204 |  |  | GALVANIC BESS |  | BA | MWH |  | Other | 2023-05-01 |  | 100 | 0 | 0 | 0 | 0 | 0 | 0 | 0 | 0 | 0 | 0 | 0 | 0 | 0 | 0 | 0 | 0 | 0 | 0 | 0 | 0 | 0 | 0 | 0 | 0 | 0 | 0 | 0 | 0 | 0 | 0 | 0 | 0 | 0 | 0 | 0 | 0 | 0 | 0 | 0 | 0 | 0 | 0 | 0 | 0 | 0 | 0
Tier 3 | US | Texas RE |  |  | 23INR0205 |  |  | SUNSETTER BESS |  | BA | MWH |  | Other | 2023-05-01 |  | 100 | 0 | 0 | 0 | 0 | 0 | 0 | 0 | 0 | 0 | 0 | 0 | 0 | 0 | 0 | 0 | 0 | 0 | 0 | 0 | 0 | 0 | 0 | 0 | 0 | 0 | 0 | 0 | 0 | 0 | 0 | 0 | 0 | 0 | 0 | 0 | 0 | 0 | 0 | 0 | 0 | 0 | 0 | 0 | 0 | 0 | 0
Tier 3 | US | Texas RE |  |  | 23INR0207 |  |  | EL PATRIMONIO SOLAR |  | PV | SUN |  | Solar | 2023-12-01 |  | 100 | 80 | 7 | 0 | 0 | 0 | 80 | 80 | 80 | 80 | 80 | 80 | 80 | 80 | 0 | 0 | 7 | 7 | 7 | 7 | 7 | 7 | 7 | 7 | 7 | 0 | 0 | 0 | 0 | 0 | 0 | 0 | 0 | 0 | 0 | 0 | 0 | 0 | 0 | 0 | 0 | 0 | 0 | 0 | 0 | 0 | 0
Tier 3 | US | Texas RE |  |  | 23INR0215 |  |  | BIG RIVER SOLAR |  | PV | SUN |  | Solar | 2023-12-01 |  | 100 | 80 | 7 | 0 | 0 | 0 | 80 | 80 | 80 | 80 | 80 | 80 | 80 | 80 | 0 | 0 | 7 | 7 | 7 | 7 | 7 | 7 | 7 | 7 | 7 | 0 | 0 | 0 | 0 | 0 | 0 | 0 | 0 | 0 | 0 | 0 | 0 | 0 | 0 | 0 | 0 | 0 | 0 | 0 | 0 | 0 | 0
Tier 3 | US | Texas RE |  |  | 23INR0241 |  |  | WELDER STORAGE II |  | BA | MWH |  | Other | 2023-10-31 |  | 100 | 0 | 0 | 0 | 0 | 0 | 0 | 0 | 0 | 0 | 0 | 0 | 0 | 0 | 0 | 0 | 0 | 0 | 0 | 0 | 0 | 0 | 0 | 0 | 0 | 0 | 0 | 0 | 0 | 0 | 0 | 0 | 0 | 0 | 0 | 0 | 0 | 0 | 0 | 0 | 0 | 0 | 0 | 0 | 0 | 0 | 0
Tier 3 | US | Texas RE |  |  | 24INR0024 |  |  | BOREAL SOLAR |  | PV | SUN |  | Solar | 2024-05-01 |  | 100 | 80 | 7 | 0 | 0 | 0 | 80 | 80 | 80 | 80 | 80 | 80 | 80 | 80 | 0 | 0 | 0 | 7 | 7 | 7 | 7 | 7 | 7 | 7 | 7 | 0 | 0 | 0 | 0 | 0 | 0 | 0 | 0 | 0 | 0 | 0 | 0 | 0 | 0 | 0 | 0 | 0 | 0 | 0 | 0 | 0 | 0
Tier 3 | US | Texas RE |  |  | 24INR0057 |  |  | HANSON STORAGE |  | BA | MWH |  | Other | 2024-05-31 |  | 100 | 0 | 0 | 0 | 0 | 0 | 0 | 0 | 0 | 0 | 0 | 0 | 0 | 0 | 0 | 0 | 0 | 0 | 0 | 0 | 0 | 0 | 0 | 0 | 0 | 0 | 0 | 0 | 0 | 0 | 0 | 0 | 0 | 0 | 0 | 0 | 0 | 0 | 0 | 0 | 0 | 0 | 0 | 0 | 0 | 0 | 0
Tier 3 | US | Texas RE |  |  | 23INR0231 |  |  | ROCINANTE SOLAR |  | PV | SUN |  | Solar | 2023-12-31 |  | 95 | 76 | 6.65 | 0 | 0 | 0 | 76 | 76 | 76 | 76 | 76 | 76 | 76 | 76 | 0 | 0 | 0 | 6.65 | 6.65 | 6.65 | 6.65 | 6.65 | 6.65 | 6.65 | 6.65 | 0 | 0 | 0 | 0 | 0 | 0 | 0 | 0 | 0 | 0 | 0 | 0 | 0 | 0 | 0 | 0 | 0 | 0 | 0 | 0 | 0 | 0
Tier 3 | US | Texas RE |  |  | 23INR0259 |  |  | NORIA STORAGE DCC |  | BA | MWH |  | Other | 2023-06-30 |  | 88 | 0 | 0 | 0 | 0 | 0 | 0 | 0 | 0 | 0 | 0 | 0 | 0 | 0 | 0 | 0 | 0 | 0 | 0 | 0 | 0 | 0 | 0 | 0 | 0 | 0 | 0 | 0 | 0 | 0 | 0 | 0 | 0 | 0 | 0 | 0 | 0 | 0 | 0 | 0 | 0 | 0 | 0 | 0 | 0 | 0 | 0
Tier 3 | US | Texas RE |  |  | 23INR0081 |  |  | STOVALL CREEK SOLAR |  | PV | SUN |  | Solar | 2023-11-01 |  | 83.16 | 66.528 | 5.8212 | 0 | 0 | 0 | 66.528 | 66.528 | 66.528 | 66.528 | 66.528 | 66.528 | 66.528 | 66.528 | 0 | 0 | 5.8212 | 5.8212 | 5.8212 | 5.8212 | 5.8212 | 5.8212 | 5.8212 | 5.8212 | 5.8212 | 0 | 0 | 0 | 0 | 0 | 0 | 0 | 0 | 0 | 0 | 0 | 0 | 0 | 0 | 0 | 0 | 0 | 0 | 0 | 0 | 0 | 0
Tier 3 | US | Texas RE |  |  | 24INR0045 |  |  | LIMERICK SOLAR |  | PV | SUN |  | Solar | 2024-03-31 |  | 80 | 64 | 5.6 | 0 | 0 | 0 | 64 | 64 | 64 | 64 | 64 | 64 | 64 | 64 | 0 | 0 | 0 | 5.6 | 5.6 | 5.6 | 5.6 | 5.6 | 5.6 | 5.6 | 5.6 | 0 | 0 | 0 | 0 | 0 | 0 | 0 | 0 | 0 | 0 | 0 | 0 | 0 | 0 | 0 | 0 | 0 | 0 | 0 | 0 | 0 | 0
Tier 3 | US | Texas RE |  |  | 22INR0475 |  |  | WRANGLER SOLAR |  | PV | SUN |  | Solar | 2022-12-01 |  | 76.55 | 61.24 | 5.3585 | 0 | 0 | 61.24 | 61.24 | 61.24 | 61.24 | 61.24 | 61.24 | 61.24 | 61.24 | 61.24 | 0 | 5.3585 | 5.3585 | 5.3585 | 5.3585 | 5.3585 | 5.3585 | 5.3585 | 5.3585 | 5.3585 | 5.3585 | 0 | 0 | 0 | 0 | 0 | 0 | 0 | 0 | 0 | 0 | 0 | 0 | 0 | 0 | 0 | 0 | 0 | 0 | 0 | 0 | 0 | 0
Tier 3 | US | Texas RE |  |  | 22INR0433 |  |  | SBRANCH EXPANSION SOLAR |  | PV | SUN |  | Solar | 2022-04-01 |  | 76 | 60.8 | 5.32 | 0 | 60.8 | 60.8 | 60.8 | 60.8 | 60.8 | 60.8 | 60.8 | 60.8 | 60.8 | 60.8 | 0 | 5.32 | 5.32 | 5.32 | 5.32 | 5.32 | 5.32 | 5.32 | 5.32 | 5.32 | 5.32 | 0 | 0 | 0 | 0 | 0 | 0 | 0 | 0 | 0 | 0 | 0 | 0 | 0 | 0 | 0 | 0 | 0 | 0 | 0 | 0 | 0 | 0
Tier 3 | US | Texas RE |  |  | 19INR0150 |  |  | MILLHOUSE SOLAR |  | PV | SUN |  | Solar | 2020-12-31 |  | 75 | 60 | 5.25 | 60 | 60 | 60 | 60 | 60 | 60 | 60 | 60 | 60 | 60 | 60 | 5.25 | 5.25 | 5.25 | 5.25 | 5.25 | 5.25 | 5.25 | 5.25 | 5.25 | 5.25 | 5.25 | 0 | 0 | 0 | 0 | 0 | 0 | 0 | 0 | 0 | 0 | 0 | 0 | 0 | 0 | 0 | 0 | 0 | 0 | 0 | 0 | 0 | 0
Tier 3 | US | Texas RE |  |  | 23INR0219 |  |  | DOGFISH BESS |  | BA | MWH |  | Other | 2023-03-01 |  | 75 | 0 | 0 | 0 | 0 | 0 | 0 | 0 | 0 | 0 | 0 | 0 | 0 | 0 | 0 | 0 | 0 | 0 | 0 | 0 | 0 | 0 | 0 | 0 | 0 | 0 | 0 | 0 | 0 | 0 | 0 | 0 | 0 | 0 | 0 | 0 | 0 | 0 | 0 | 0 | 0 | 0 | 0 | 0 | 0 | 0 | 0
Tier 3 | US | Texas RE |  |  | 16INR0102 |  |  | OWEGO SOLAR |  | PV | SUN |  | Solar | 2020-12-31 |  | 74 | 59.2 | 5.18 | 59.2 | 59.2 | 59.2 | 59.2 | 59.2 | 59.2 | 59.2 | 59.2 | 59.2 | 59.2 | 59.2 | 5.18 | 5.18 | 5.18 | 5.18 | 5.18 | 5.18 | 5.18 | 5.18 | 5.18 | 5.18 | 5.18 | 0 | 0 | 0 | 0 | 0 | 0 | 0 | 0 | 0 | 0 | 0 | 0 | 0 | 0 | 0 | 0 | 0 | 0 | 0 | 0 | 0 | 0
Tier 3 | US | Texas RE |  |  | 22INR0430 |  |  | BRAHMAN STORAGE |  | BA | MWH |  | Other | 2022-12-15 |  | 72 | 0 | 0 | 0 | 0 | 0 | 0 | 0 | 0 | 0 | 0 | 0 | 0 | 0 | 0 | 0 | 0 | 0 | 0 | 0 | 0 | 0 | 0 | 0 | 0 | 0 | 0 | 0 | 0 | 0 | 0 | 0 | 0 | 0 | 0 | 0 | 0 | 0 | 0 | 0 | 0 | 0 | 0 | 0 | 0 | 0 | 0
Tier 3 | US | Texas RE |  |  | 23INR0109 |  |  | MILAM STORAGE 2 |  | BA | MWH |  | Other | 2023-05-16 |  | 71 | 0 | 0 | 0 | 0 | 0 | 0 | 0 | 0 | 0 | 0 | 0 | 0 | 0 | 0 | 0 | 0 | 0 | 0 | 0 | 0 | 0 | 0 | 0 | 0 | 0 | 0 | 0 | 0 | 0 | 0 | 0 | 0 | 0 | 0 | 0 | 0 | 0 | 0 | 0 | 0 | 0 | 0 | 0 | 0 | 0 | 0
Tier 3 | US | Texas RE |  |  | 24INR0058 |  |  | BRIGGS STORAGE |  | BA | MWH |  | Other | 2024-05-31 |  | 70 | 0 | 0 | 0 | 0 | 0 | 0 | 0 | 0 | 0 | 0 | 0 | 0 | 0 | 0 | 0 | 0 | 0 | 0 | 0 | 0 | 0 | 0 | 0 | 0 | 0 | 0 | 0 | 0 | 0 | 0 | 0 | 0 | 0 | 0 | 0 | 0 | 0 | 0 | 0 | 0 | 0 | 0 | 0 | 0 | 0 | 0
Tier 3 | US | Texas RE |  |  | 22INR0379 |  |  | CREEKFIELD STORAGE |  | BA | MWH |  | Other | 2022-12-15 |  | 69 | 0 | 0 | 0 | 0 | 0 | 0 | 0 | 0 | 0 | 0 | 0 | 0 | 0 | 0 | 0 | 0 | 0 | 0 | 0 | 0 | 0 | 0 | 0 | 0 | 0 | 0 | 0 | 0 | 0 | 0 | 0 | 0 | 0 | 0 | 0 | 0 | 0 | 0 | 0 | 0 | 0 | 0 | 0 | 0 | 0 | 0
Tier 1 | US | Texas RE |  |  | 21INR0538 |  |  | BLUE JAY SOLAR II |  | PV | SUN |  | Solar | 2022-01-31 |  | 68.95 | 55.16 | 4.8265 | 0 | 55.16 | 55.16 | 55.16 | 55.16 | 55.16 | 55.16 | 55.16 | 55.16 | 55.16 | 55.16 | 0 | 4.8265 | 4.8265 | 4.8265 | 4.8265 | 4.8265 | 4.8265 | 4.8265 | 4.8265 | 4.8265 | 4.8265 | 0 | 0 | 0 | 0 | 0 | 0 | 0 | 0 | 0 | 0 | 0 | 0 | 0 | 0 | 0 | 0 | 0 | 0 | 0 | 0 | 0 | 0
Tier 3 | US | Texas RE |  |  | 20INR0146 |  |  | ANGUS STORAGE |  | BA | MWH |  | Other | 2020-08-31 |  | 63 | 0 | 0 | 0 | 0 | 0 | 0 | 0 | 0 | 0 | 0 | 0 | 0 | 0 | 0 | 0 | 0 | 0 | 0 | 0 | 0 | 0 | 0 | 0 | 0 | 0 | 0 | 0 | 0 | 0 | 0 | 0 | 0 | 0 | 0 | 0 | 0 | 0 | 0 | 0 | 0 | 0 | 0 | 0 | 0 | 0 | 0
Tier 3 | US | Texas RE |  |  | 21INR0503 |  |  | CELESTE ENERGY STORAGE |  | BA | MWH |  | Other | 2021-06-29 |  | 60.89 | 0 | 0 | 0 | 0 | 0 | 0 | 0 | 0 | 0 | 0 | 0 | 0 | 0 | 0 | 0 | 0 | 0 | 0 | 0 | 0 | 0 | 0 | 0 | 0 | 0 | 0 | 0 | 0 | 0 | 0 | 0 | 0 | 0 | 0 | 0 | 0 | 0 | 0 | 0 | 0 | 0 | 0 | 0 | 0 | 0 | 0
Tier 3 | US | Texas RE |  |  | 22INR0511 |  |  | GRANSOLAR TEXAS ONE |  | PV | SUN |  | Solar | 2023-11-23 |  | 60.86 | 48.688 | 4.2602 | 0 | 0 | 0 | 48.688 | 48.688 | 48.688 | 48.688 | 48.688 | 48.688 | 48.688 | 48.688 | 0 | 0 | 4.2602 | 4.2602 | 4.2602 | 4.2602 | 4.2602 | 4.2602 | 4.2602 | 4.2602 | 4.2602 | 0 | 0 | 0 | 0 | 0 | 0 | 0 | 0 | 0 | 0 | 0 | 0 | 0 | 0 | 0 | 0 | 0 | 0 | 0 | 0 | 0 | 0
Tier 3 | US | Texas RE |  |  | 20INR0023 |  |  | AGATE SOLAR |  | PV | SUN |  | Solar | 2020-08-01 |  | 60 | 48 | 4.2 | 48 | 48 | 48 | 48 | 48 | 48 | 48 | 48 | 48 | 48 | 48 | 4.2 | 4.2 | 4.2 | 4.2 | 4.2 | 4.2 | 4.2 | 4.2 | 4.2 | 4.2 | 4.2 | 0 | 0 | 0 | 0 | 0 | 0 | 0 | 0 | 0 | 0 | 0 | 0 | 0 | 0 | 0 | 0 | 0 | 0 | 0 | 0 | 0 | 0
Tier 3 | US | Texas RE |  |  | 21INR0518 |  |  | STERLING PRAIRIE STORAGE |  | BA | MWH |  | Other | 2022-03-01 |  | 60 | 0 | 0 | 0 | 0 | 0 | 0 | 0 | 0 | 0 | 0 | 0 | 0 | 0 | 0 | 0 | 0 | 0 | 0 | 0 | 0 | 0 | 0 | 0 | 0 | 0 | 0 | 0 | 0 | 0 | 0 | 0 | 0 | 0 | 0 | 0 | 0 | 0 | 0 | 0 | 0 | 0 | 0 | 0 | 0 | 0 | 0
Tier 3 | US | Texas RE |  |  | 23INR0181 |  |  | STARLING STORAGE |  | BA | MWH |  | Other | 2023-10-31 |  | 60 | 0 | 0 | 0 | 0 | 0 | 0 | 0 | 0 | 0 | 0 | 0 | 0 | 0 | 0 | 0 | 0 | 0 | 0 | 0 | 0 | 0 | 0 | 0 | 0 | 0 | 0 | 0 | 0 | 0 | 0 | 0 | 0 | 0 | 0 | 0 | 0 | 0 | 0 | 0 | 0 | 0 | 0 | 0 | 0 | 0 | 0
Tier 3 | US | Texas RE |  |  | 23INR0266 |  |  | LANGER STORAGE |  | BA | MWH |  | Other | 2023-05-31 |  | 60 | 0 | 0 | 0 | 0 | 0 | 0 | 0 | 0 | 0 | 0 | 0 | 0 | 0 | 0 | 0 | 0 | 0 | 0 | 0 | 0 | 0 | 0 | 0 | 0 | 0 | 0 | 0 | 0 | 0 | 0 | 0 | 0 | 0 | 0 | 0 | 0 | 0 | 0 | 0 | 0 | 0 | 0 | 0 | 0 | 0 | 0
Tier 3 | US | Texas RE |  |  | 16INR0101 |  |  | CHATEE SOLAR |  | PV | SUN |  | Solar | 2020-12-31 |  | 57 | 45.6 | 3.99 | 45.6 | 45.6 | 45.6 | 45.6 | 45.6 | 45.6 | 45.6 | 45.6 | 45.6 | 45.6 | 45.6 | 3.99 | 3.99 | 3.99 | 3.99 | 3.99 | 3.99 | 3.99 | 3.99 | 3.99 | 3.99 | 3.99 | 0 | 0 | 0 | 0 | 0 | 0 | 0 | 0 | 0 | 0 | 0 | 0 | 0 | 0 | 0 | 0 | 0 | 0 | 0 | 0 | 0 | 0
Tier 3 | US | Texas RE |  |  | 22INR0434 |  |  | MILAM STORAGE 1 |  | BA | MWH |  | Other | 2023-05-16 |  | 53 | 0 | 0 | 0 | 0 | 0 | 0 | 0 | 0 | 0 | 0 | 0 | 0 | 0 | 0 | 0 | 0 | 0 | 0 | 0 | 0 | 0 | 0 | 0 | 0 | 0 | 0 | 0 | 0 | 0 | 0 | 0 | 0 | 0 | 0 | 0 | 0 | 0 | 0 | 0 | 0 | 0 | 0 | 0 | 0 | 0 | 0
Tier 3 | US | Texas RE |  |  | 20INR0232 |  |  | MARS SOLAR |  | PV | SUN |  | Solar | 2022-11-22 |  | 52.75 | 42.2 | 3.6925 | 0 | 0 | 42.2 | 42.2 | 42.2 | 42.2 | 42.2 | 42.2 | 42.2 | 42.2 | 42.2 | 0 | 3.6925 | 3.6925 | 3.6925 | 3.6925 | 3.6925 | 3.6925 | 3.6925 | 3.6925 | 3.6925 | 3.6925 | 0 | 0 | 0 | 0 | 0 | 0 | 0 | 0 | 0 | 0 | 0 | 0 | 0 | 0 | 0 | 0 | 0 | 0 | 0 | 0 | 0 | 0
Tier 3 | US | Texas RE |  |  | 21INR0275 |  |  | BARROW SOLAR |  | PV | SUN |  | Solar | 2023-06-01 |  | 50 | 40 | 3.5 | 0 | 0 | 40 | 40 | 40 | 40 | 40 | 40 | 40 | 40 | 40 | 0 | 0 | 3.5 | 3.5 | 3.5 | 3.5 | 3.5 | 3.5 | 3.5 | 3.5 | 3.5 | 0 | 0 | 0 | 0 | 0 | 0 | 0 | 0 | 0 | 0 | 0 | 0 | 0 | 0 | 0 | 0 | 0 | 0 | 0 | 0 | 0 | 0
Tier 1 | US | Texas RE |  |  | 21INR0281 |  |  | BYRD RANCH STORAGE |  | BA | MWH |  | Other | 2022-06-01 |  | 50 | 0 | 0 | 0 | 0 | 0 | 0 | 0 | 0 | 0 | 0 | 0 | 0 | 0 | 0 | 0 | 0 | 0 | 0 | 0 | 0 | 0 | 0 | 0 | 0 | 0 | 0 | 0 | 0 | 0 | 0 | 0 | 0 | 0 | 0 | 0 | 0 | 0 | 0 | 0 | 0 | 0 | 0 | 0 | 0 | 0 | 0
Tier 3 | US | Texas RE |  |  | 22INR0464 |  |  | LLANO ESTACADO BESS |  | BA | MWH |  | Other | 2023-06-01 |  | 50 | 0 | 0 | 0 | 0 | 0 | 0 | 0 | 0 | 0 | 0 | 0 | 0 | 0 | 0 | 0 | 0 | 0 | 0 | 0 | 0 | 0 | 0 | 0 | 0 | 0 | 0 | 0 | 0 | 0 | 0 | 0 | 0 | 0 | 0 | 0 | 0 | 0 | 0 | 0 | 0 | 0 | 0 | 0 | 0 | 0 | 0
Tier 3 | US | Texas RE |  |  | 22INR0466 |  |  | PAJARITA BESS |  | BA | MWH |  | Other | 2023-06-01 |  | 50 | 0 | 0 | 0 | 0 | 0 | 0 | 0 | 0 | 0 | 0 | 0 | 0 | 0 | 0 | 0 | 0 | 0 | 0 | 0 | 0 | 0 | 0 | 0 | 0 | 0 | 0 | 0 | 0 | 0 | 0 | 0 | 0 | 0 | 0 | 0 | 0 | 0 | 0 | 0 | 0 | 0 | 0 | 0 | 0 | 0 | 0
Tier 3 | US | Texas RE |  |  | 22INR0467 |  |  | BIRD DOG BESS |  | BA | MWH |  | Other | 2023-06-01 |  | 50 | 0 | 0 | 0 | 0 | 0 | 0 | 0 | 0 | 0 | 0 | 0 | 0 | 0 | 0 | 0 | 0 | 0 | 0 | 0 | 0 | 0 | 0 | 0 | 0 | 0 | 0 | 0 | 0 | 0 | 0 | 0 | 0 | 0 | 0 | 0 | 0 | 0 | 0 | 0 | 0 | 0 | 0 | 0 | 0 | 0 | 0
Tier 3 | US | Texas RE |  |  | 22INR0468 |  |  | LOWER RIO BESS |  | BA | MWH |  | Other | 2023-06-01 |  | 50 | 0 | 0 | 0 | 0 | 0 | 0 | 0 | 0 | 0 | 0 | 0 | 0 | 0 | 0 | 0 | 0 | 0 | 0 | 0 | 0 | 0 | 0 | 0 | 0 | 0 | 0 | 0 | 0 | 0 | 0 | 0 | 0 | 0 | 0 | 0 | 0 | 0 | 0 | 0 | 0 | 0 | 0 | 0 | 0 | 0 | 0
Tier 3 | US | Texas RE |  |  | 22INR0493 |  |  | OSCAR STORAGE PROJECT |  | BA | MWH |  | Other | 2023-06-01 |  | 50 | 0 | 0 | 0 | 0 | 0 | 0 | 0 | 0 | 0 | 0 | 0 | 0 | 0 | 0 | 0 | 0 | 0 | 0 | 0 | 0 | 0 | 0 | 0 | 0 | 0 | 0 | 0 | 0 | 0 | 0 | 0 | 0 | 0 | 0 | 0 | 0 | 0 | 0 | 0 | 0 | 0 | 0 | 0 | 0 | 0 | 0
Tier 3 | US | Texas RE |  |  | 22INR0494 |  |  | QUAIL RUN STORAGE SYSTEM |  | BA | MWH |  | Other | 2022-06-30 |  | 50 | 0 | 0 | 0 | 0 | 0 | 0 | 0 | 0 | 0 | 0 | 0 | 0 | 0 | 0 | 0 | 0 | 0 | 0 | 0 | 0 | 0 | 0 | 0 | 0 | 0 | 0 | 0 | 0 | 0 | 0 | 0 | 0 | 0 | 0 | 0 | 0 | 0 | 0 | 0 | 0 | 0 | 0 | 0 | 0 | 0 | 0
Tier 3 | US | Texas RE |  |  | 22INR0496 |  |  | SAN ANTONIO ES1 STORAGE DCC |  | BA | MWH |  | Other | 2022-10-01 |  | 50 | 0 | 0 | 0 | 0 | 0 | 0 | 0 | 0 | 0 | 0 | 0 | 0 | 0 | 0 | 0 | 0 | 0 | 0 | 0 | 0 | 0 | 0 | 0 | 0 | 0 | 0 | 0 | 0 | 0 | 0 | 0 | 0 | 0 | 0 | 0 | 0 | 0 | 0 | 0 | 0 | 0 | 0 | 0 | 0 | 0 | 0
Tier 3 | US | Texas RE |  |  | 22INR0516 |  |  | AMBER STORAGE |  | BA | MWH |  | Other | 2022-12-31 |  | 50 | 0 | 0 | 0 | 0 | 0 | 0 | 0 | 0 | 0 | 0 | 0 | 0 | 0 | 0 | 0 | 0 | 0 | 0 | 0 | 0 | 0 | 0 | 0 | 0 | 0 | 0 | 0 | 0 | 0 | 0 | 0 | 0 | 0 | 0 | 0 | 0 | 0 | 0 | 0 | 0 | 0 | 0 | 0 | 0 | 0 | 0
Tier 3 | US | Texas RE |  |  | 23INR0165 |  |  | BLUE MOON BESS |  | BA | MWH |  | Other | 2023-06-01 |  | 50 | 0 | 0 | 0 | 0 | 0 | 0 | 0 | 0 | 0 | 0 | 0 | 0 | 0 | 0 | 0 | 0 | 0 | 0 | 0 | 0 | 0 | 0 | 0 | 0 | 0 | 0 | 0 | 0 | 0 | 0 | 0 | 0 | 0 | 0 | 0 | 0 | 0 | 0 | 0 | 0 | 0 | 0 | 0 | 0 | 0 | 0
Tier 3 | US | Texas RE |  |  | 23INR0237 |  |  | BIG RIVER BESS |  | BA | MWH |  | Other | 2023-12-01 |  | 50 | 0 | 0 | 0 | 0 | 0 | 0 | 0 | 0 | 0 | 0 | 0 | 0 | 0 | 0 | 0 | 0 | 0 | 0 | 0 | 0 | 0 | 0 | 0 | 0 | 0 | 0 | 0 | 0 | 0 | 0 | 0 | 0 | 0 | 0 | 0 | 0 | 0 | 0 | 0 | 0 | 0 | 0 | 0 | 0 | 0 | 0
Tier 3 | US | Texas RE |  |  | 23INR0248 |  |  | LIMEWOOD STORAGE |  | BA | MWH |  | Other | 2023-06-01 |  | 50 | 0 | 0 | 0 | 0 | 0 | 0 | 0 | 0 | 0 | 0 | 0 | 0 | 0 | 0 | 0 | 0 | 0 | 0 | 0 | 0 | 0 | 0 | 0 | 0 | 0 | 0 | 0 | 0 | 0 | 0 | 0 | 0 | 0 | 0 | 0 | 0 | 0 | 0 | 0 | 0 | 0 | 0 | 0 | 0 | 0 | 0
Tier 3 | US | Texas RE |  |  | 23INR0251 |  |  | CODY STORAGE |  | BA | MWH |  | Other | 2023-06-01 |  | 50 | 0 | 0 | 0 | 0 | 0 | 0 | 0 | 0 | 0 | 0 | 0 | 0 | 0 | 0 | 0 | 0 | 0 | 0 | 0 | 0 | 0 | 0 | 0 | 0 | 0 | 0 | 0 | 0 | 0 | 0 | 0 | 0 | 0 | 0 | 0 | 0 | 0 | 0 | 0 | 0 | 0 | 0 | 0 | 0 | 0 | 0
Tier 3 | US | Texas RE |  |  | 25INR0001 |  |  | RIO TXHSR TPSS HN-2 |  | OTH | OTH |  | Other | 2025-12-31 |  | 50 | 0 | 0 | 0 | 0 | 0 | 0 | 0 | 0 | 0 | 0 | 0 | 0 | 0 | 0 | 0 | 0 | 0 | 0 | 0 | 0 | 0 | 0 | 0 | 0 | 0 | 0 | 0 | 0 | 0 | 0 | 0 | 0 | 0 | 0 | 0 | 0 | 0 | 0 | 0 | 0 | 0 | 0 | 0 | 0 | 0 | 0 | Other includes petroleum coke (pet coke), hydroelectric, fuel oil, geothermal energy, other miscellaneous fuels reported by developers, and fuel cells that use fuels other than natural gas.
Tier 3 | US | Texas RE |  |  | 25INR0003 |  |  | LONDON TXHSR TPSS WT-2 |  | OTH | OTH |  | Other | 2025-12-31 |  | 50 | 0 | 0 | 0 | 0 | 0 | 0 | 0 | 0 | 0 | 0 | 0 | 0 | 0 | 0 | 0 | 0 | 0 | 0 | 0 | 0 | 0 | 0 | 0 | 0 | 0 | 0 | 0 | 0 | 0 | 0 | 0 | 0 | 0 | 0 | 0 | 0 | 0 | 0 | 0 | 0 | 0 | 0 | 0 | 0 | 0 | 0 | Other includes petroleum coke (pet coke), hydroelectric, fuel oil, geothermal energy, other miscellaneous fuels reported by developers, and fuel cells that use fuels other than natural gas.
Tier 3 | US | Texas RE |  |  | 25INR0004 |  |  | SYDNEY TXHSR TPSS NW-1 |  | OTH | OTH |  | Other | 2025-12-31 |  | 50 | 0 | 0 | 0 | 0 | 0 | 0 | 0 | 0 | 0 | 0 | 0 | 0 | 0 | 0 | 0 | 0 | 0 | 0 | 0 | 0 | 0 | 0 | 0 | 0 | 0 | 0 | 0 | 0 | 0 | 0 | 0 | 0 | 0 | 0 | 0 | 0 | 0 | 0 | 0 | 0 | 0 | 0 | 0 | 0 | 0 | 0 | Other includes petroleum coke (pet coke), hydroelectric, fuel oil, geothermal energy, other miscellaneous fuels reported by developers, and fuel cells that use fuels other than natural gas.
Tier 3 | US | Texas RE |  |  | 19INR0189 |  |  | SP TX-12B PHASE III |  | PV | SUN |  | Solar | 2022-12-01 |  | 40 | 32 | 2.8 | 0 | 0 | 32 | 32 | 32 | 32 | 32 | 32 | 32 | 32 | 32 | 0 | 2.8 | 2.8 | 2.8 | 2.8 | 2.8 | 2.8 | 2.8 | 2.8 | 2.8 | 2.8 | 0 | 0 | 0 | 0 | 0 | 0 | 0 | 0 | 0 | 0 | 0 | 0 | 0 | 0 | 0 | 0 | 0 | 0 | 0 | 0 | 0 | 0
Tier 3 | US | Texas RE |  |  | 19INR0188 |  |  | MILLHOUSE STORAGE |  | BA | MWH |  | Other | 2020-12-31 |  | 38 | 0 | 0 | 0 | 0 | 0 | 0 | 0 | 0 | 0 | 0 | 0 | 0 | 0 | 0 | 0 | 0 | 0 | 0 | 0 | 0 | 0 | 0 | 0 | 0 | 0 | 0 | 0 | 0 | 0 | 0 | 0 | 0 | 0 | 0 | 0 | 0 | 0 | 0 | 0 | 0 | 0 | 0 | 0 | 0 | 0 | 0
Tier 3 | US | Texas RE |  |  | 16INR0099 |  |  | HECATE SOLAR |  | PV | SUN |  | Solar | 2020-12-31 |  | 33 | 26.4 | 2.31 | 26.4 | 26.4 | 26.4 | 26.4 | 26.4 | 26.4 | 26.4 | 26.4 | 26.4 | 26.4 | 26.4 | 2.31 | 2.31 | 2.31 | 2.31 | 2.31 | 2.31 | 2.31 | 2.31 | 2.31 | 2.31 | 2.31 | 0 | 0 | 0 | 0 | 0 | 0 | 0 | 0 | 0 | 0 | 0 | 0 | 0 | 0 | 0 | 0 | 0 | 0 | 0 | 0 | 0 | 0
Tier 3 | US | Texas RE |  |  | 23INR0232 |  |  | ROCINANTE BESS |  | BA | MWH |  | Other | 2023-12-31 |  | 33 | 0 | 0 | 0 | 0 | 0 | 0 | 0 | 0 | 0 | 0 | 0 | 0 | 0 | 0 | 0 | 0 | 0 | 0 | 0 | 0 | 0 | 0 | 0 | 0 | 0 | 0 | 0 | 0 | 0 | 0 | 0 | 0 | 0 | 0 | 0 | 0 | 0 | 0 | 0 | 0 | 0 | 0 | 0 | 0 | 0 | 0
Tier 3 | US | Texas RE |  |  | 22INR0478 |  |  | SWEETWATER BESS |  | BA | MWH |  | Other | 2022-12-30 |  | 30.2 | 0 | 0 | 0 | 0 | 0 | 0 | 0 | 0 | 0 | 0 | 0 | 0 | 0 | 0 | 0 | 0 | 0 | 0 | 0 | 0 | 0 | 0 | 0 | 0 | 0 | 0 | 0 | 0 | 0 | 0 | 0 | 0 | 0 | 0 | 0 | 0 | 0 | 0 | 0 | 0 | 0 | 0 | 0 | 0 | 0 | 0
Tier 3 | US | Texas RE |  |  | 20INR0025 |  |  | SPINEL SOLAR |  | PV | SUN |  | Solar | 2020-12-17 |  | 30 | 24 | 2.1 | 24 | 24 | 24 | 24 | 24 | 24 | 24 | 24 | 24 | 24 | 24 | 2.1 | 2.1 | 2.1 | 2.1 | 2.1 | 2.1 | 2.1 | 2.1 | 2.1 | 2.1 | 2.1 | 0 | 0 | 0 | 0 | 0 | 0 | 0 | 0 | 0 | 0 | 0 | 0 | 0 | 0 | 0 | 0 | 0 | 0 | 0 | 0 | 0 | 0
Tier 3 | US | Texas RE |  |  | 24INR0047 |  |  | NIGHTFALL STORAGE |  | BA | MWH |  | Other | 2024-01-02 |  | 30 | 0 | 0 | 0 | 0 | 0 | 0 | 0 | 0 | 0 | 0 | 0 | 0 | 0 | 0 | 0 | 0 | 0 | 0 | 0 | 0 | 0 | 0 | 0 | 0 | 0 | 0 | 0 | 0 | 0 | 0 | 0 | 0 | 0 | 0 | 0 | 0 | 0 | 0 | 0 | 0 | 0 | 0 | 0 | 0 | 0 | 0
Tier 3 | US | Texas RE |  |  | 20INR0024 |  |  | FLUORITE SOLAR |  | PV | SUN |  | Solar | 2020-08-01 |  | 25 | 20 | 1.75 | 20 | 20 | 20 | 20 | 20 | 20 | 20 | 20 | 20 | 20 | 20 | 1.75 | 1.75 | 1.75 | 1.75 | 1.75 | 1.75 | 1.75 | 1.75 | 1.75 | 1.75 | 1.75 | 0 | 0 | 0 | 0 | 0 | 0 | 0 | 0 | 0 | 0 | 0 | 0 | 0 | 0 | 0 | 0 | 0 | 0 | 0 | 0 | 0 | 0
Tier 3 | US | Texas RE |  |  | 20INR0021 |  |  | GARNET SOLAR |  | PV | SUN |  | Solar | 2020-12-18 |  | 20 | 16 | 1.4 | 16 | 16 | 16 | 16 | 16 | 16 | 16 | 16 | 16 | 16 | 16 | 1.4 | 1.4 | 1.4 | 1.4 | 1.4 | 1.4 | 1.4 | 1.4 | 1.4 | 1.4 | 1.4 | 0 | 0 | 0 | 0 | 0 | 0 | 0 | 0 | 0 | 0 | 0 | 0 | 0 | 0 | 0 | 0 | 0 | 0 | 0 | 0 | 0 | 0
Tier 3 | US | Texas RE |  |  | 20INR0299 |  |  | SPARKL BESS |  | BA | MWH |  | Other | 2021-08-01 |  | 20 | 0 | 0 | 0 | 0 | 0 | 0 | 0 | 0 | 0 | 0 | 0 | 0 | 0 | 0 | 0 | 0 | 0 | 0 | 0 | 0 | 0 | 0 | 0 | 0 | 0 | 0 | 0 | 0 | 0 | 0 | 0 | 0 | 0 | 0 | 0 | 0 | 0 | 0 | 0 | 0 | 0 | 0 | 0 | 0 | 0 | 0
Tier 3 | US | Texas RE |  |  | 22INR0398 |  |  | SABAL STORAGE |  | BA | MWH |  | Other | 2022-10-31 |  | 20 | 0 | 0 | 0 | 0 | 0 | 0 | 0 | 0 | 0 | 0 | 0 | 0 | 0 | 0 | 0 | 0 | 0 | 0 | 0 | 0 | 0 | 0 | 0 | 0 | 0 | 0 | 0 | 0 | 0 | 0 | 0 | 0 | 0 | 0 | 0 | 0 | 0 | 0 | 0 | 0 | 0 | 0 | 0 | 0 | 0 | 0
Tier 3 | US | Texas RE |  |  | 22INR0461 |  |  | DALTUS DG |  | IC | NG | 0 | Natural Gas and Other Gases | 2023-01-01 |  | 19.5 | 19.5 | 19.5 | 0 | 0 | 19.5 | 19.5 | 19.5 | 19.5 | 19.5 | 19.5 | 19.5 | 19.5 | 19.5 | 0 | 0 | 19.5 | 19.5 | 19.5 | 19.5 | 19.5 | 19.5 | 19.5 | 19.5 | 19.5 | 0 | 0 | 0 | 0 | 0 | 0 | 0 | 0 | 0 | 0 | 0 | 0 | 0 | 0 | 0 | 0 | 0 | 0 | 0 | 0 | 0 | 0
Tier 3 | US | Texas RE |  |  | 20INR0258 |  |  | SNYDER BESS |  | BA | MWH |  | Other | 2021-11-30 |  | 17.58 | 0 | 0 | 0 | 0 | 0 | 0 | 0 | 0 | 0 | 0 | 0 | 0 | 0 | 0 | 0 | 0 | 0 | 0 | 0 | 0 | 0 | 0 | 0 | 0 | 0 | 0 | 0 | 0 | 0 | 0 | 0 | 0 | 0 | 0 | 0 | 0 | 0 | 0 | 0 | 0 | 0 | 0 | 0 | 0 | 0 | 0
Cancelled | US | Texas RE |  |  | 11INR0011 |  |  | VICTORIA CITY NUCLEAR |  | ST | NUC |  | Nuclear | 2050-12-31 |  | 3200 | 3200 | 3200 | 0 | 0 | 0 | 0 | 0 | 0 | 0 | 0 | 0 | 0 | 0 | 0 | 0 | 0 | 0 | 0 | 0 | 0 | 0 | 0 | 0 | 0 | 0 | 0 | 0 | 0 | 0 | 0 | 0 | 0 | 0 | 0 | 0 | 0 | 0 | 0 | 0 | 0 | 0 | 0 | 0 | 0 | 0 | 0
Cancelled | US | Texas RE |  |  | 15INR0002 |  |  | COMANCHE PEAK 3 AND 4 |  | ST | NUC |  | Nuclear | 2021-12-01 |  | 3200 | 3200 | 3200 | 0 | 0 | 0 | 0 | 0 | 0 | 0 | 0 | 0 | 0 | 0 | 0 | 0 | 0 | 0 | 0 | 0 | 0 | 0 | 0 | 0 | 0 | 0 | 0 | 0 | 0 | 0 | 0 | 0 | 0 | 0 | 0 | 0 | 0 | 0 | 0 | 0 | 0 | 0 | 0 | 0 | 0 | 0 | 0
Cancelled | US | Texas RE |  |  | 15INR0003 |  |  | BAY CITY NUCLEAR STATION |  | ST | NUC |  | Nuclear | 2050-12-31 |  | 3200 | 3200 | 3200 | 0 | 0 | 0 | 0 | 0 | 0 | 0 | 0 | 0 | 0 | 0 | 0 | 0 | 0 | 0 | 0 | 0 | 0 | 0 | 0 | 0 | 0 | 0 | 0 | 0 | 0 | 0 | 0 | 0 | 0 | 0 | 0 | 0 | 0 | 0 | 0 | 0 | 0 | 0 | 0 | 0 | 0 | 0 | 0
Cancelled | US | Texas RE |  |  | 15INR0004 |  |  | PLACEDO CITY NUCLEAR STATION |  | ST | NUC |  | Nuclear | 2050-12-31 |  | 3200 | 3200 | 3200 | 0 | 0 | 0 | 0 | 0 | 0 | 0 | 0 | 0 | 0 | 0 | 0 | 0 | 0 | 0 | 0 | 0 | 0 | 0 | 0 | 0 | 0 | 0 | 0 | 0 | 0 | 0 | 0 | 0 | 0 | 0 | 0 | 0 | 0 | 0 | 0 | 0 | 0 | 0 | 0 | 0 | 0 | 0 | 0
Cancelled | US | Texas RE |  |  | 15INR0005 |  |  | JACKSONVILLE NUCLEAR STATION |  | ST | NUC |  | Nuclear | 2050-12-31 |  | 3200 | 3200 | 3200 | 0 | 0 | 0 | 0 | 0 | 0 | 0 | 0 | 0 | 0 | 0 | 0 | 0 | 0 | 0 | 0 | 0 | 0 | 0 | 0 | 0 | 0 | 0 | 0 | 0 | 0 | 0 | 0 | 0 | 0 | 0 | 0 | 0 | 0 | 0 | 0 | 0 | 0 | 0 | 0 | 0 | 0 | 0 | 0
Cancelled | US | Texas RE |  |  | 15INR0006 |  |  | SEALY NUCLEAR STATION |  | ST | NUC |  | Nuclear | 2050-12-31 01:00 |  | 3200 | 3200 | 3200 | 0 | 0 | 0 | 0 | 0 | 0 | 0 | 0 | 0 | 0 | 0 | 0 | 0 | 0 | 0 | 0 | 0 | 0 | 0 | 0 | 0 | 0 | 0 | 0 | 0 | 0 | 0 | 0 | 0 | 0 | 0 | 0 | 0 | 0 | 0 | 0 | 0 | 0 | 0 | 0 | 0 | 0 | 0 | 0
Cancelled | US | Texas RE |  |  | 15INR0007 |  |  | MALAKOFF NUCLEAR STATION |  | ST | NUC |  | Nuclear | 2050-12-31 01:00 |  | 3200 | 3200 | 3200 | 0 | 0 | 0 | 0 | 0 | 0 | 0 | 0 | 0 | 0 | 0 | 0 | 0 | 0 | 0 | 0 | 0 | 0 | 0 | 0 | 0 | 0 | 0 | 0 | 0 | 0 | 0 | 0 | 0 | 0 | 0 | 0 | 0 | 0 | 0 | 0 | 0 | 0 | 0 | 0 | 0 | 0 | 0 | 0
Cancelled | US | Texas RE |  |  | 15INR0009 |  |  | POWDERHORN NUCLEAR STATION |  | ST | NUC |  | Nuclear | 2050-12-31 |  | 3200 | 3200 | 3200 | 0 | 0 | 0 | 0 | 0 | 0 | 0 | 0 | 0 | 0 | 0 | 0 | 0 | 0 | 0 | 0 | 0 | 0 | 0 | 0 | 0 | 0 | 0 | 0 | 0 | 0 | 0 | 0 | 0 | 0 | 0 | 0 | 0 | 0 | 0 | 0 | 0 | 0 | 0 | 0 | 0 | 0 | 0 | 0
Cancelled | US | Texas RE |  |  | 15INR0010 |  |  | SAM RAYBURN NUCLEAR STATION |  | ST | NUC |  | Nuclear | 2050-12-31 |  | 3200 | 3200 | 3200 | 0 | 0 | 0 | 0 | 0 | 0 | 0 | 0 | 0 | 0 | 0 | 0 | 0 | 0 | 0 | 0 | 0 | 0 | 0 | 0 | 0 | 0 | 0 | 0 | 0 | 0 | 0 | 0 | 0 | 0 | 0 | 0 | 0 | 0 | 0 | 0 | 0 | 0 | 0 | 0 | 0 | 0 | 0 | 0
Cancelled | US | Texas RE |  |  | 10INR0024 |  |  | SHELL WINDENERGY - BRISCOE |  | WT | WND |  | Wind | 2013-01-01 |  | 3000 | 852.6 | 999.6 | 0 | 0 | 0 | 0 | 0 | 0 | 0 | 0 | 0 | 0 | 0 | 0 | 0 | 0 | 0 | 0 | 0 | 0 | 0 | 0 | 0 | 0 | 0 | 0 | 0 | 0 | 0 | 0 | 0 | 0 | 0 | 0 | 0 | 0 | 0 | 0 | 0 | 0 | 0 | 0 | 0 | 0 | 0 | 0
Cancelled | US | Texas RE |  |  | 15INR0001 |  |  | M-PLANT |  | CC | NG | 0 | Natural Gas and Other Gases | 2050-12-31 |  | 3000 | 3000 | 3000 | 0 | 0 | 0 | 0 | 0 | 0 | 0 | 0 | 0 | 0 | 0 | 0 | 0 | 0 | 0 | 0 | 0 | 0 | 0 | 0 | 0 | 0 | 0 | 0 | 0 | 0 | 0 | 0 | 0 | 0 | 0 | 0 | 0 | 0 | 0 | 0 | 0 | 0 | 0 | 0 | 0 | 0 | 0 | 0
Cancelled | US | Texas RE |  |  | 15INR0008 |  |  | STP 3 AND 4 |  | ST | NUC |  | Nuclear | 2050-12-31 01:00 |  | 2700 | 2700 | 2700 | 0 | 0 | 0 | 0 | 0 | 0 | 0 | 0 | 0 | 0 | 0 | 0 | 0 | 0 | 0 | 0 | 0 | 0 | 0 | 0 | 0 | 0 | 0 | 0 | 0 | 0 | 0 | 0 | 0 | 0 | 0 | 0 | 0 | 0 | 0 | 0 | 0 | 0 | 0 | 0 | 0 | 0 | 0 | 0
Cancelled | US | Texas RE |  |  | 06INR0006 |  |  | COBISA-GREENVILLE |  | ST | NG | 0 | Natural Gas and Other Gases | 2017-08-15 |  | 2023 | 1820 | 2023 | 0 | 0 | 0 | 0 | 0 | 0 | 0 | 0 | 0 | 0 | 0 | 0 | 0 | 0 | 0 | 0 | 0 | 0 | 0 | 0 | 0 | 0 | 0 | 0 | 0 | 0 | 0 | 0 | 0 | 0 | 0 | 0 | 0 | 0 | 0 | 0 | 0 | 0 | 0 | 0 | 0 | 0 | 0 | 0
Cancelled | US | Texas RE |  |  | 11INR0017 |  |  | WEST TEXAS II WIND FARM |  | WT | WND |  | Wind | 2050-12-31 |  | 2001 | 380.19 | 400.2 | 0 | 0 | 0 | 0 | 0 | 0 | 0 | 0 | 0 | 0 | 0 | 0 | 0 | 0 | 0 | 0 | 0 | 0 | 0 | 0 | 0 | 0 | 0 | 0 | 0 | 0 | 0 | 0 | 0 | 0 | 0 | 0 | 0 | 0 | 0 | 0 | 0 | 0 | 0 | 0 | 0 | 0 | 0 | 0
Cancelled | US | Texas RE |  |  | 11INR0016 |  |  | WEST TEXAS WIND FARM |  | WT | WND |  | Wind | 2050-12-31 |  | 1500 | 285 | 300 | 0 | 0 | 0 | 0 | 0 | 0 | 0 | 0 | 0 | 0 | 0 | 0 | 0 | 0 | 0 | 0 | 0 | 0 | 0 | 0 | 0 | 0 | 0 | 0 | 0 | 0 | 0 | 0 | 0 | 0 | 0 | 0 | 0 | 0 | 0 | 0 | 0 | 0 | 0 | 0 | 0 | 0 | 0 | 0
Cancelled | US | Texas RE |  |  | 17INR0006 |  |  | PANDA SAVOY POWER |  | CC | NG | 0 | Natural Gas and Other Gases | 2017-12-01 |  | 1350 | 1350 | 1350 | 0 | 0 | 0 | 0 | 0 | 0 | 0 | 0 | 0 | 0 | 0 | 0 | 0 | 0 | 0 | 0 | 0 | 0 | 0 | 0 | 0 | 0 | 0 | 0 | 0 | 0 | 0 | 0 | 0 | 0 | 0 | 0 | 0 | 0 | 0 | 0 | 0 | 0 | 0 | 0 | 0 | 0 | 0 | 0
Cancelled | US | Texas RE |  |  | 18INR0003 |  |  | NAVARRO G |  | CT | NG | 0 | Natural Gas and Other Gases | 2018-04-01 |  | 1349 | 1349 | 1349 | 0 | 0 | 0 | 0 | 0 | 0 | 0 | 0 | 0 | 0 | 0 | 0 | 0 | 0 | 0 | 0 | 0 | 0 | 0 | 0 | 0 | 0 | 0 | 0 | 0 | 0 | 0 | 0 | 0 | 0 | 0 | 0 | 0 | 0 | 0 | 0 | 0 | 0 | 0 | 0 | 0 | 0 | 0 | 0
Cancelled | US | Texas RE |  |  | 15INR0012 |  |  | PROJECT GREEN |  | CC | NG | 0 | Natural Gas and Other Gases | 2050-12-31 |  | 1321 | 1321 | 1321 | 0 | 0 | 0 | 0 | 0 | 0 | 0 | 0 | 0 | 0 | 0 | 0 | 0 | 0 | 0 | 0 | 0 | 0 | 0 | 0 | 0 | 0 | 0 | 0 | 0 | 0 | 0 | 0 | 0 | 0 | 0 | 0 | 0 | 0 | 0 | 0 | 0 | 0 | 0 | 0 | 0 | 0 | 0 | 0
Cancelled | US | Texas RE |  |  | 11INR0027 |  |  | ELLIS COUNTY ENERGY |  | CC | NG | 0 | Natural Gas and Other Gases | 2050-12-31 01:00 |  | 1280 | 1280 | 1280 | 0 | 0 | 0 | 0 | 0 | 0 | 0 | 0 | 0 | 0 | 0 | 0 | 0 | 0 | 0 | 0 | 0 | 0 | 0 | 0 | 0 | 0 | 0 | 0 | 0 | 0 | 0 | 0 | 0 | 0 | 0 | 0 | 0 | 0 | 0 | 0 | 0 | 0 | 0 | 0 | 0 | 0 | 0 | 0
Cancelled | US | Texas RE |  |  | 11INR0028 |  |  | GRIMES COUNTY ENERGY |  | CC | NG | 0 | Natural Gas and Other Gases | 2050-12-31 01:00 |  | 1280 | 1280 | 1280 | 0 | 0 | 0 | 0 | 0 | 0 | 0 | 0 | 0 | 0 | 0 | 0 | 0 | 0 | 0 | 0 | 0 | 0 | 0 | 0 | 0 | 0 | 0 | 0 | 0 | 0 | 0 | 0 | 0 | 0 | 0 | 0 | 0 | 0 | 0 | 0 | 0 | 0 | 0 | 0 | 0 | 0 | 0 | 0
Cancelled | US | Texas RE |  |  | 13INR0009 |  |  | COTTONWOOD ENERGY RECONNECT |  | CC | NG | 0 | Natural Gas and Other Gases | 2050-12-31 |  | 1279 | 1279 | 1279 | 0 | 0 | 0 | 0 | 0 | 0 | 0 | 0 | 0 | 0 | 0 | 0 | 0 | 0 | 0 | 0 | 0 | 0 | 0 | 0 | 0 | 0 | 0 | 0 | 0 | 0 | 0 | 0 | 0 | 0 | 0 | 0 | 0 | 0 | 0 | 0 | 0 | 0 | 0 | 0 | 0 | 0 | 0 | 0
Cancelled | US | Texas RE |  |  | 12INR0023 |  |  | SALT RED |  | WT | WND |  | Wind | 2050-12-31 |  | 1236 | 348 | 408 | 0 | 0 | 0 | 0 | 0 | 0 | 0 | 0 | 0 | 0 | 0 | 0 | 0 | 0 | 0 | 0 | 0 | 0 | 0 | 0 | 0 | 0 | 0 | 0 | 0 | 0 | 0 | 0 | 0 | 0 | 0 | 0 | 0 | 0 | 0 | 0 | 0 | 0 | 0 | 0 | 0 | 0 | 0 | 0
Cancelled | US | Texas RE |  |  | 13INR0001 |  |  | SOUTH WEST |  | WT | WND |  | Wind | 2050-12-31 |  | 1236 | 348 | 408 | 0 | 0 | 0 | 0 | 0 | 0 | 0 | 0 | 0 | 0 | 0 | 0 | 0 | 0 | 0 | 0 | 0 | 0 | 0 | 0 | 0 | 0 | 0 | 0 | 0 | 0 | 0 | 0 | 0 | 0 | 0 | 0 | 0 | 0 | 0 | 0 | 0 | 0 | 0 | 0 | 0 | 0 | 0 | 0
Cancelled | US | Texas RE |  |  | 21INR0282 |  |  | CORNER SOLAR |  | PV | SUN |  | Solar | 2021-06-01 |  | 1221.64 | 977.312 | 85.5148 | 0 | 0 | 0 | 0 | 0 | 0 | 0 | 0 | 0 | 0 | 0 | 0 | 0 | 0 | 0 | 0 | 0 | 0 | 0 | 0 | 0 | 0 | 0 | 0 | 0 | 0 | 0 | 0 | 0 | 0 | 0 | 0 | 0 | 0 | 0 | 0 | 0 | 0 | 0 | 0 | 0 | 0 | 0 | 0
Cancelled | US | Texas RE |  |  | 09INR0049 |  |  | MATAGORDA |  | CC | NG | 0 | Natural Gas and Other Gases | 2050-12-31 |  | 1200 | 1200 | 1200 | 0 | 0 | 0 | 0 | 0 | 0 | 0 | 0 | 0 | 0 | 0 | 0 | 0 | 0 | 0 | 0 | 0 | 0 | 0 | 0 | 0 | 0 | 0 | 0 | 0 | 0 | 0 | 0 | 0 | 0 | 0 | 0 | 0 | 0 | 0 | 0 | 0 | 0 | 0 | 0 | 0 | 0 | 0 | 0
Cancelled | US | Texas RE |  |  | 09INR0050 |  |  | FANNIN |  | CC | NG | 0 | Natural Gas and Other Gases | 2050-12-31 |  | 1200 | 1200 | 1200 | 0 | 0 | 0 | 0 | 0 | 0 | 0 | 0 | 0 | 0 | 0 | 0 | 0 | 0 | 0 | 0 | 0 | 0 | 0 | 0 | 0 | 0 | 0 | 0 | 0 | 0 | 0 | 0 | 0 | 0 | 0 | 0 | 0 | 0 | 0 | 0 | 0 | 0 | 0 | 0 | 0 | 0 | 0 | 0
Cancelled | US | Texas RE |  |  | 11INR0003 |  |  | BAY CITY ENERGY CENTER |  | ST | BIT | 0 | Coal | 2050-12-31 01:00 |  | 1200 | 1200 | 1200 | 0 | 0 | 0 | 0 | 0 | 0 | 0 | 0 | 0 | 0 | 0 | 0 | 0 | 0 | 0 | 0 | 0 | 0 | 0 | 0 | 0 | 0 | 0 | 0 | 0 | 0 | 0 | 0 | 0 | 0 | 0 | 0 | 0 | 0 | 0 | 0 | 0 | 0 | 0 | 0 | 0 | 0 | 0 | 0
Cancelled | US | Texas RE |  |  | 11INR0004 |  |  | PORT LAVACA ENERGY CENTER |  | ST | BIT | 0 | Coal | 2050-12-31 01:00 |  | 1200 | 1200 | 1200 | 0 | 0 | 0 | 0 | 0 | 0 | 0 | 0 | 0 | 0 | 0 | 0 | 0 | 0 | 0 | 0 | 0 | 0 | 0 | 0 | 0 | 0 | 0 | 0 | 0 | 0 | 0 | 0 | 0 | 0 | 0 | 0 | 0 | 0 | 0 | 0 | 0 | 0 | 0 | 0 | 0 | 0 | 0 | 0
Cancelled | US | Texas RE |  |  | 11INR0009 |  |  | NAVARRRO-LS |  | CC | NG | 0 | Natural Gas and Other Gases | 2050-12-31 |  | 1200 | 1200 | 1200 | 0 | 0 | 0 | 0 | 0 | 0 | 0 | 0 | 0 | 0 | 0 | 0 | 0 | 0 | 0 | 0 | 0 | 0 | 0 | 0 | 0 | 0 | 0 | 0 | 0 | 0 | 0 | 0 | 0 | 0 | 0 | 0 | 0 | 0 | 0 | 0 | 0 | 0 | 0 | 0 | 0 | 0 | 0 | 0
Cancelled | US | Texas RE |  |  | 11INr0010 |  |  | JACK-LS POWER |  | CC | NG | 0 | Natural Gas and Other Gases | 2050-12-31 |  | 1200 | 1200 | 1200 | 0 | 0 | 0 | 0 | 0 | 0 | 0 | 0 | 0 | 0 | 0 | 0 | 0 | 0 | 0 | 0 | 0 | 0 | 0 | 0 | 0 | 0 | 0 | 0 | 0 | 0 | 0 | 0 | 0 | 0 | 0 | 0 | 0 | 0 | 0 | 0 | 0 | 0 | 0 | 0 | 0 | 0 | 0 | 0
Cancelled | US | Texas RE |  |  | 14INR0005 |  |  | WHITE STALLION ENERGY CENTER |  | ST | BIT | 0 | Coal | 2050-12-31 |  | 1200 | 1200 | 1200 | 0 | 0 | 0 | 0 | 0 | 0 | 0 | 0 | 0 | 0 | 0 | 0 | 0 | 0 | 0 | 0 | 0 | 0 | 0 | 0 | 0 | 0 | 0 | 0 | 0 | 0 | 0 | 0 | 0 | 0 | 0 | 0 | 0 | 0 | 0 | 0 | 0 | 0 | 0 | 0 | 0 | 0 | 0 | 0
Cancelled | US | Texas RE |  |  | 06INR0041 |  |  | COTTONWOOD |  | CC | NG | 0 | Natural Gas and Other Gases | 2050-12-31 01:00 |  | 1160 | 1160 | 1160 | 0 | 0 | 0 | 0 | 0 | 0 | 0 | 0 | 0 | 0 | 0 | 0 | 0 | 0 | 0 | 0 | 0 | 0 | 0 | 0 | 0 | 0 | 0 | 0 | 0 | 0 | 0 | 0 | 0 | 0 | 0 | 0 | 0 | 0 | 0 | 0 | 0 | 0 | 0 | 0 | 0 | 0 | 0 | 0
Cancelled | US | Texas RE |  |  | 18INR0001 |  |  | ROCKWOOD G |  | CC | NG | 0 | Natural Gas and Other Gases | 2019-07-01 |  | 1122 | 1122 | 1122 | 0 | 0 | 0 | 0 | 0 | 0 | 0 | 0 | 0 | 0 | 0 | 0 | 0 | 0 | 0 | 0 | 0 | 0 | 0 | 0 | 0 | 0 | 0 | 0 | 0 | 0 | 0 | 0 | 0 | 0 | 0 | 0 | 0 | 0 | 0 | 0 | 0 | 0 | 0 | 0 | 0 | 0 | 0 | 0
Cancelled | US | Texas RE |  |  | 12INR0005 |  |  | FLOYD COUNTY |  | WT | WND |  | Wind | 2050-12-31 |  | 1100 | 319 | 374 | 0 | 0 | 0 | 0 | 0 | 0 | 0 | 0 | 0 | 0 | 0 | 0 | 0 | 0 | 0 | 0 | 0 | 0 | 0 | 0 | 0 | 0 | 0 | 0 | 0 | 0 | 0 | 0 | 0 | 0 | 0 | 0 | 0 | 0 | 0 | 0 | 0 | 0 | 0 | 0 | 0 | 0 | 0 | 0
Cancelled | US | Texas RE |  |  | 20INR0001 |  |  | MULDOON THERMAL |  | CC | NG | 0 | Natural Gas and Other Gases | 2020-01-01 |  | 1100 | 1100 | 1100 | 0 | 0 | 0 | 0 | 0 | 0 | 0 | 0 | 0 | 0 | 0 | 0 | 0 | 0 | 0 | 0 | 0 | 0 | 0 | 0 | 0 | 0 | 0 | 0 | 0 | 0 | 0 | 0 | 0 | 0 | 0 | 0 | 0 | 0 | 0 | 0 | 0 | 0 | 0 | 0 | 0 | 0 | 0 | 0
Cancelled | US | Texas RE |  |  | 12INR0019 |  |  | TENASKA TARRANT |  | CC | NG | 0 | Natural Gas and Other Gases | 2050-12-31 01:00 |  | 1050 | 1050 | 1050 | 0 | 0 | 0 | 0 | 0 | 0 | 0 | 0 | 0 | 0 | 0 | 0 | 0 | 0 | 0 | 0 | 0 | 0 | 0 | 0 | 0 | 0 | 0 | 0 | 0 | 0 | 0 | 0 | 0 | 0 | 0 | 0 | 0 | 0 | 0 | 0 | 0 | 0 | 0 | 0 | 0 | 0 | 0 | 0
Cancelled | US | Texas RE |  |  | 12INR0015 |  |  | LIBERTY ENERGY CENTER |  | CC | NG | 0 | Natural Gas and Other Gases | 2050-12-31 |  | 1020 | 875 | 875 | 0 | 0 | 0 | 0 | 0 | 0 | 0 | 0 | 0 | 0 | 0 | 0 | 0 | 0 | 0 | 0 | 0 | 0 | 0 | 0 | 0 | 0 | 0 | 0 | 0 | 0 | 0 | 0 | 0 | 0 | 0 | 0 | 0 | 0 | 0 | 0 | 0 | 0 | 0 | 0 | 0 | 0 | 0 | 0
Cancelled | US | Texas RE |  |  | 09INR0024 |  |  | B&B PANHANDLE WIND |  | WT | WND |  | Wind | 2050-12-31 |  | 1001 | 290.29 | 340.34 | 0 | 0 | 0 | 0 | 0 | 0 | 0 | 0 | 0 | 0 | 0 | 0 | 0 | 0 | 0 | 0 | 0 | 0 | 0 | 0 | 0 | 0 | 0 | 0 | 0 | 0 | 0 | 0 | 0 | 0 | 0 | 0 | 0 | 0 | 0 | 0 | 0 | 0 | 0 | 0 | 0 | 0 | 0 | 0
Cancelled | US | Texas RE |  |  | 10INR0007 |  |  | MOUNTAIN CREEK 9-15 |  | CC | NG | 0 | Natural Gas and Other Gases | 2050-12-31 01:00 |  | 1000 | 1000 | 1000 | 0 | 0 | 0 | 0 | 0 | 0 | 0 | 0 | 0 | 0 | 0 | 0 | 0 | 0 | 0 | 0 | 0 | 0 | 0 | 0 | 0 | 0 | 0 | 0 | 0 | 0 | 0 | 0 | 0 | 0 | 0 | 0 | 0 | 0 | 0 | 0 | 0 | 0 | 0 | 0 | 0 | 0 | 0 | 0
Cancelled | US | Texas RE |  |  | 10INR0048 |  |  | HARDEMAN WINDFARM |  | WT | WND |  | Wind | 2050-12-31 01:00 |  | 1000 | 190 | 200 | 0 | 0 | 0 | 0 | 0 | 0 | 0 | 0 | 0 | 0 | 0 | 0 | 0 | 0 | 0 | 0 | 0 | 0 | 0 | 0 | 0 | 0 | 0 | 0 | 0 | 0 | 0 | 0 | 0 | 0 | 0 | 0 | 0 | 0 | 0 | 0 | 0 | 0 | 0 | 0 | 0 | 0 | 0 | 0
Cancelled | US | Texas RE |  |  | 11INR0008a |  |  | MESA POWER PROJECT |  | WT | WND |  | Wind | 2050-12-31 |  | 1000 | 290 | 340 | 0 | 0 | 0 | 0 | 0 | 0 | 0 | 0 | 0 | 0 | 0 | 0 | 0 | 0 | 0 | 0 | 0 | 0 | 0 | 0 | 0 | 0 | 0 | 0 | 0 | 0 | 0 | 0 | 0 | 0 | 0 | 0 | 0 | 0 | 0 | 0 | 0 | 0 | 0 | 0 | 0 | 0 | 0 | 0
Cancelled | US | Texas RE |  |  | 16INR0002 |  |  | SWEENEY GASSIFICATION IGCC PROJECT |  | CC | BIT | 0 | Coal | 2050-12-31 |  | 1000 | 700 | 700 | 0 | 0 | 0 | 0 | 0 | 0 | 0 | 0 | 0 | 0 | 0 | 0 | 0 | 0 | 0 | 0 | 0 | 0 | 0 | 0 | 0 | 0 | 0 | 0 | 0 | 0 | 0 | 0 | 0 | 0 | 0 | 0 | 0 | 0 | 0 | 0 | 0 | 0 | 0 | 0 | 0 | 0 | 0 | 0
Cancelled | US | Texas RE |  |  | 20INR0160 |  |  | R-CUBE WIND |  | WT | WND |  | Wind | 2020-12-31 |  | 1000 | 190 | 200 | 0 | 0 | 0 | 0 | 0 | 0 | 0 | 0 | 0 | 0 | 0 | 0 | 0 | 0 | 0 | 0 | 0 | 0 | 0 | 0 | 0 | 0 | 0 | 0 | 0 | 0 | 0 | 0 | 0 | 0 | 0 | 0 | 0 | 0 | 0 | 0 | 0 | 0 | 0 | 0 | 0 | 0 | 0 | 0
Cancelled | US | Texas RE |  |  | 21INR0255 |  |  | BLUE SKY SOLAR |  | PV | SUN |  | Solar | 2021-10-15 |  | 1000 | 800 | 70 | 0 | 0 | 0 | 0 | 0 | 0 | 0 | 0 | 0 | 0 | 0 | 0 | 0 | 0 | 0 | 0 | 0 | 0 | 0 | 0 | 0 | 0 | 0 | 0 | 0 | 0 | 0 | 0 | 0 | 0 | 0 | 0 | 0 | 0 | 0 | 0 | 0 | 0 | 0 | 0 | 0 | 0 | 0 | 0
Cancelled | US | Texas RE |  |  | 21INR0327 |  |  | OPEN RANGE SOLAR |  | PV | SUN |  | Solar | 2021-10-15 |  | 1000 | 800 | 70 | 0 | 0 | 0 | 0 | 0 | 0 | 0 | 0 | 0 | 0 | 0 | 0 | 0 | 0 | 0 | 0 | 0 | 0 | 0 | 0 | 0 | 0 | 0 | 0 | 0 | 0 | 0 | 0 | 0 | 0 | 0 | 0 | 0 | 0 | 0 | 0 | 0 | 0 | 0 | 0 | 0 | 0 | 0 | 0
Cancelled | US | Texas RE |  |  | 22INR0304 |  |  | INA SOLAR |  | PV | SUN |  | Solar | 2022-10-31 |  | 1000 | 800 | 70 | 0 | 0 | 0 | 0 | 0 | 0 | 0 | 0 | 0 | 0 | 0 | 0 | 0 | 0 | 0 | 0 | 0 | 0 | 0 | 0 | 0 | 0 | 0 | 0 | 0 | 0 | 0 | 0 | 0 | 0 | 0 | 0 | 0 | 0 | 0 | 0 | 0 | 0 | 0 | 0 | 0 | 0 | 0 | 0
Cancelled | US | Texas RE |  |  | 22INR0305 |  |  | SUVA SOLAR |  | PV | SUN |  | Solar | 2022-10-31 |  | 1000 | 800 | 70 | 0 | 0 | 0 | 0 | 0 | 0 | 0 | 0 | 0 | 0 | 0 | 0 | 0 | 0 | 0 | 0 | 0 | 0 | 0 | 0 | 0 | 0 | 0 | 0 | 0 | 0 | 0 | 0 | 0 | 0 | 0 | 0 | 0 | 0 | 0 | 0 | 0 | 0 | 0 | 0 | 0 | 0 | 0 | 0
Cancelled | US | Texas RE |  |  | 21INR0231 |  |  | BRIGHT DIAMOND WIND |  | WT | WND |  | Wind | 2021-10-15 |  | 999.6 | 189.924 | 199.92 | 0 | 0 | 0 | 0 | 0 | 0 | 0 | 0 | 0 | 0 | 0 | 0 | 0 | 0 | 0 | 0 | 0 | 0 | 0 | 0 | 0 | 0 | 0 | 0 | 0 | 0 | 0 | 0 | 0 | 0 | 0 | 0 | 0 | 0 | 0 | 0 | 0 | 0 | 0 | 0 | 0 | 0 | 0 | 0
Cancelled | US | Texas RE |  |  | 17INR0002_1 |  |  | SOUTHERN COMPANY - HENDERSON COUNTY OPT1 |  | CC | NG | 0 | Natural Gas and Other Gases | 2017-06-01 |  | 976 | 976 | 976 | 0 | 0 | 0 | 0 | 0 | 0 | 0 | 0 | 0 | 0 | 0 | 0 | 0 | 0 | 0 | 0 | 0 | 0 | 0 | 0 | 0 | 0 | 0 | 0 | 0 | 0 | 0 | 0 | 0 | 0 | 0 | 0 | 0 | 0 | 0 | 0 | 0 | 0 | 0 | 0 | 0 | 0 | 0 | 0
Cancelled | US | Texas RE |  |  | 17INR0002_4 |  |  | SOUTHERN COMPANY - HENDERSON COUNTY OPT4 |  | CC | NG | 0 | Natural Gas and Other Gases | 2017-06-01 |  | 965 | 0 | 965 | 0 | 0 | 0 | 0 | 0 | 0 | 0 | 0 | 0 | 0 | 0 | 0 | 0 | 0 | 0 | 0 | 0 | 0 | 0 | 0 | 0 | 0 | 0 | 0 | 0 | 0 | 0 | 0 | 0 | 0 | 0 | 0 | 0 | 0 | 0 | 0 | 0 | 0 | 0 | 0 | 0 | 0 | 0 | 0
Cancelled | US | Texas RE |  |  | 10INR0022 |  |  | PONDERA KING G |  | CC | NG | 0 | Natural Gas and Other Gases | 2017-08-01 |  | 955 | 881.7 | 925 | 0 | 0 | 0 | 0 | 0 | 0 | 0 | 0 | 0 | 0 | 0 | 0 | 0 | 0 | 0 | 0 | 0 | 0 | 0 | 0 | 0 | 0 | 0 | 0 | 0 | 0 | 0 | 0 | 0 | 0 | 0 | 0 | 0 | 0 | 0 | 0 | 0 | 0 | 0 | 0 | 0 | 0 | 0 | 0
Cancelled | US | Texas RE |  |  | 16INR0001 |  |  | SWEENEY GASSIFICATION IGCC PROJECT |  | CC | BIT | 0 | Coal | 2050-12-31 |  | 950 | 950 | 950 | 0 | 0 | 0 | 0 | 0 | 0 | 0 | 0 | 0 | 0 | 0 | 0 | 0 | 0 | 0 | 0 | 0 | 0 | 0 | 0 | 0 | 0 | 0 | 0 | 0 | 0 | 0 | 0 | 0 | 0 | 0 | 0 | 0 | 0 | 0 | 0 | 0 | 0 | 0 | 0 | 0 | 0 | 0 | 0
Cancelled | US | Texas RE |  |  | 18INR0004 |  |  | SHAWNEE G |  | CT | NG | 0 | Natural Gas and Other Gases | 2019-10-01 |  | 928 | 928 | 928 | 0 | 0 | 0 | 0 | 0 | 0 | 0 | 0 | 0 | 0 | 0 | 0 | 0 | 0 | 0 | 0 | 0 | 0 | 0 | 0 | 0 | 0 | 0 | 0 | 0 | 0 | 0 | 0 | 0 | 0 | 0 | 0 | 0 | 0 | 0 | 0 | 0 | 0 | 0 | 0 | 0 | 0 | 0 | 0
Cancelled | US | Texas RE |  |  | 17INR0003 |  |  | SPC JACKSON G |  | CC | NG | 0 | Natural Gas and Other Gases | 2018-06-01 |  | 916 | 908 | 916 | 0 | 0 | 0 | 0 | 0 | 0 | 0 | 0 | 0 | 0 | 0 | 0 | 0 | 0 | 0 | 0 | 0 | 0 | 0 | 0 | 0 | 0 | 0 | 0 | 0 | 0 | 0 | 0 | 0 | 0 | 0 | 0 | 0 | 0 | 0 | 0 | 0 | 0 | 0 | 0 | 0 | 0 | 0 | 0
Cancelled | US | Texas RE |  |  | 16INR0034 |  |  | BOSQUE UPGRADE |  | CC | NG | 0 | Natural Gas and Other Gases | 2019-06-01 |  | 909 | 175.6 | 124 | 0 | 0 | 0 | 0 | 0 | 0 | 0 | 0 | 0 | 0 | 0 | 0 | 0 | 0 | 0 | 0 | 0 | 0 | 0 | 0 | 0 | 0 | 0 | 0 | 0 | 0 | 0 | 0 | 0 | 0 | 0 | 0 | 0 | 0 | 0 | 0 | 0 | 0 | 0 | 0 | 0 | 0 | 0 | 0
Cancelled | US | Texas RE |  |  | 12INR0006 |  |  | LIMESTONE 3 |  | ST | BIT | 0 | Coal | 2050-12-31 |  | 875 | 875 | 875 | 0 | 0 | 0 | 0 | 0 | 0 | 0 | 0 | 0 | 0 | 0 | 0 | 0 | 0 | 0 | 0 | 0 | 0 | 0 | 0 | 0 | 0 | 0 | 0 | 0 | 0 | 0 | 0 | 0 | 0 | 0 | 0 | 0 | 0 | 0 | 0 | 0 | 0 | 0 | 0 | 0 | 0 | 0 | 0
Cancelled | US | Texas RE |  |  | 12INR0008 |  |  | CEDAR CROSSING |  | CC | NG | 0 | Natural Gas and Other Gases | 2050-12-31 |  | 875 | 875 | 875 | 0 | 0 | 0 | 0 | 0 | 0 | 0 | 0 | 0 | 0 | 0 | 0 | 0 | 0 | 0 | 0 | 0 | 0 | 0 | 0 | 0 | 0 | 0 | 0 | 0 | 0 | 0 | 0 | 0 | 0 | 0 | 0 | 0 | 0 | 0 | 0 | 0 | 0 | 0 | 0 | 0 | 0 | 0 | 0
Cancelled | US | Texas RE |  |  | 12INR0009 |  |  | COTTON ENERGY CENTER |  | CC | NG | 0 | Natural Gas and Other Gases | 2050-12-31 |  | 875 | 875 | 875 | 0 | 0 | 0 | 0 | 0 | 0 | 0 | 0 | 0 | 0 | 0 | 0 | 0 | 0 | 0 | 0 | 0 | 0 | 0 | 0 | 0 | 0 | 0 | 0 | 0 | 0 | 0 | 0 | 0 | 0 | 0 | 0 | 0 | 0 | 0 | 0 | 0 | 0 | 0 | 0 | 0 | 0 | 0 | 0
Cancelled | US | Texas RE |  |  | 16INR0005 |  |  | BROWNSVILLE G |  | CC | NG | 0 | Natural Gas and Other Gases | 2020-12-31 |  | 871 | 871 | 871 | 0 | 0 | 0 | 0 | 0 | 0 | 0 | 0 | 0 | 0 | 0 | 0 | 0 | 0 | 0 | 0 | 0 | 0 | 0 | 0 | 0 | 0 | 0 | 0 | 0 | 0 | 0 | 0 | 0 | 0 | 0 | 0 | 0 | 0 | 0 | 0 | 0 | 0 | 0 | 0 | 0 | 0 | 0 | 0
Cancelled | US | Texas RE |  |  | 09INR0008 |  |  | BIG BROWN 3 |  | ST | BIT | 0 | Coal | 2050-12-31 |  | 858 | 858 | 858 | 0 | 0 | 0 | 0 | 0 | 0 | 0 | 0 | 0 | 0 | 0 | 0 | 0 | 0 | 0 | 0 | 0 | 0 | 0 | 0 | 0 | 0 | 0 | 0 | 0 | 0 | 0 | 0 | 0 | 0 | 0 | 0 | 0 | 0 | 0 | 0 | 0 | 0 | 0 | 0 | 0 | 0 | 0 | 0
Cancelled | US | Texas RE |  |  | 09INR0009 |  |  | LAKE CREEK 3 |  | ST | BIT | 0 | Coal | 2050-12-31 |  | 858 | 858 | 858 | 0 | 0 | 0 | 0 | 0 | 0 | 0 | 0 | 0 | 0 | 0 | 0 | 0 | 0 | 0 | 0 | 0 | 0 | 0 | 0 | 0 | 0 | 0 | 0 | 0 | 0 | 0 | 0 | 0 | 0 | 0 | 0 | 0 | 0 | 0 | 0 | 0 | 0 | 0 | 0 | 0 | 0 | 0 | 0
Cancelled | US | Texas RE |  |  | 09INR0010 |  |  | MARTIN LAKE 4 |  | ST | BIT | 0 | Coal | 2050-12-31 |  | 858 | 858 | 858 | 0 | 0 | 0 | 0 | 0 | 0 | 0 | 0 | 0 | 0 | 0 | 0 | 0 | 0 | 0 | 0 | 0 | 0 | 0 | 0 | 0 | 0 | 0 | 0 | 0 | 0 | 0 | 0 | 0 | 0 | 0 | 0 | 0 | 0 | 0 | 0 | 0 | 0 | 0 | 0 | 0 | 0 | 0 | 0
Cancelled | US | Texas RE |  |  | 09INR0011 |  |  | MONTICELLO 4 |  | ST | BIT | 0 | Coal | 2050-12-31 |  | 858 | 858 | 858 | 0 | 0 | 0 | 0 | 0 | 0 | 0 | 0 | 0 | 0 | 0 | 0 | 0 | 0 | 0 | 0 | 0 | 0 | 0 | 0 | 0 | 0 | 0 | 0 | 0 | 0 | 0 | 0 | 0 | 0 | 0 | 0 | 0 | 0 | 0 | 0 | 0 | 0 | 0 | 0 | 0 | 0 | 0 | 0
Cancelled | US | Texas RE |  |  | 09INR0012 |  |  | MORGAN CREEK 7 |  | ST | BIT | 0 | Coal | 2050-12-31 |  | 858 | 858 | 858 | 0 | 0 | 0 | 0 | 0 | 0 | 0 | 0 | 0 | 0 | 0 | 0 | 0 | 0 | 0 | 0 | 0 | 0 | 0 | 0 | 0 | 0 | 0 | 0 | 0 | 0 | 0 | 0 | 0 | 0 | 0 | 0 | 0 | 0 | 0 | 0 | 0 | 0 | 0 | 0 | 0 | 0 | 0 | 0
Cancelled | US | Texas RE |  |  | 09INR0013a |  |  | TRADINGHOUSE 3 |  | ST | BIT | 0 | Coal | 2050-12-31 |  | 858 | 858 | 858 | 0 | 0 | 0 | 0 | 0 | 0 | 0 | 0 | 0 | 0 | 0 | 0 | 0 | 0 | 0 | 0 | 0 | 0 | 0 | 0 | 0 | 0 | 0 | 0 | 0 | 0 | 0 | 0 | 0 | 0 | 0 | 0 | 0 | 0 | 0 | 0 | 0 | 0 | 0 | 0 | 0 | 0 | 0 | 0
Cancelled | US | Texas RE |  |  | 09INR0013b |  |  | TRADINGHOUSE 4 |  | ST | BIT | 0 | Coal | 2050-12-31 |  | 858 | 858 | 858 | 0 | 0 | 0 | 0 | 0 | 0 | 0 | 0 | 0 | 0 | 0 | 0 | 0 | 0 | 0 | 0 | 0 | 0 | 0 | 0 | 0 | 0 | 0 | 0 | 0 | 0 | 0 | 0 | 0 | 0 | 0 | 0 | 0 | 0 | 0 | 0 | 0 | 0 | 0 | 0 | 0 | 0 | 0 | 0
Cancelled | US | Texas RE |  |  | 09INR0014 |  |  | VALLEY 4 |  | ST | BIT | 0 | Coal | 2050-12-31 |  | 858 | 858 | 858 | 0 | 0 | 0 | 0 | 0 | 0 | 0 | 0 | 0 | 0 | 0 | 0 | 0 | 0 | 0 | 0 | 0 | 0 | 0 | 0 | 0 | 0 | 0 | 0 | 0 | 0 | 0 | 0 | 0 | 0 | 0 | 0 | 0 | 0 | 0 | 0 | 0 | 0 | 0 | 0 | 0 | 0 | 0 | 0
Cancelled | US | Texas RE |  |  | 18INR0002 |  |  | EAGLE MOUNTAIN SES |  | CC | NG | 0 | Natural Gas and Other Gases | 2019-06-01 |  | 853 | 853 | 853 | 0 | 0 | 0 | 0 | 0 | 0 | 0 | 0 | 0 | 0 | 0 | 0 | 0 | 0 | 0 | 0 | 0 | 0 | 0 | 0 | 0 | 0 | 0 | 0 | 0 | 0 | 0 | 0 | 0 | 0 | 0 | 0 | 0 | 0 | 0 | 0 | 0 | 0 | 0 | 0 | 0 | 0 | 0 | 0
Cancelled | US | Texas RE |  |  | 14INR0003 |  |  | TENASKA TRAILBLAZERS |  | ST | BIT | 0 | Coal | 2019-06-01 |  | 850 | 850 | 850 | 0 | 0 | 0 | 0 | 0 | 0 | 0 | 0 | 0 | 0 | 0 | 0 | 0 | 0 | 0 | 0 | 0 | 0 | 0 | 0 | 0 | 0 | 0 | 0 | 0 | 0 | 0 | 0 | 0 | 0 | 0 | 0 | 0 | 0 | 0 | 0 | 0 | 0 | 0 | 0 | 0 | 0 | 0 | 0
Cancelled | US | Texas RE |  |  | 17INR0019 |  |  | SPC JACKSON COUNTY 2 G |  | CC | NG | 0 | Natural Gas and Other Gases | 2017-11-01 |  | 840 | 840 | 840 | 0 | 0 | 0 | 0 | 0 | 0 | 0 | 0 | 0 | 0 | 0 | 0 | 0 | 0 | 0 | 0 | 0 | 0 | 0 | 0 | 0 | 0 | 0 | 0 | 0 | 0 | 0 | 0 | 0 | 0 | 0 | 0 | 0 | 0 | 0 | 0 | 0 | 0 | 0 | 0 | 0 | 0 | 0 | 0
Cancelled | US | Texas RE |  |  | 10INR0029 |  |  | WOLF HOLLOW II, LP |  | CC | NG | 0 | Natural Gas and Other Gases | 2050-12-31 |  | 810 | 810 | 810 | 0 | 0 | 0 | 0 | 0 | 0 | 0 | 0 | 0 | 0 | 0 | 0 | 0 | 0 | 0 | 0 | 0 | 0 | 0 | 0 | 0 | 0 | 0 | 0 | 0 | 0 | 0 | 0 | 0 | 0 | 0 | 0 | 0 | 0 | 0 | 0 | 0 | 0 | 0 | 0 | 0 | 0 | 0 | 0
Cancelled | US | Texas RE |  |  | 18INR0028 |  |  | SWINFORD WIND |  | WT | WND |  | Wind | 2018-12-31 |  | 805.2 | 233.508 | 273.768 | 0 | 0 | 0 | 0 | 0 | 0 | 0 | 0 | 0 | 0 | 0 | 0 | 0 | 0 | 0 | 0 | 0 | 0 | 0 | 0 | 0 | 0 | 0 | 0 | 0 | 0 | 0 | 0 | 0 | 0 | 0 | 0 | 0 | 0 | 0 | 0 | 0 | 0 | 0 | 0 | 0 | 0 | 0 | 0
Cancelled | US | Texas RE |  |  | 11INR0066 |  |  | CIELO-SALT FORK WIND |  | WT | WND |  | Wind | 2050-12-31 |  | 805 | 233.45 | 273.7 | 0 | 0 | 0 | 0 | 0 | 0 | 0 | 0 | 0 | 0 | 0 | 0 | 0 | 0 | 0 | 0 | 0 | 0 | 0 | 0 | 0 | 0 | 0 | 0 | 0 | 0 | 0 | 0 | 0 | 0 | 0 | 0 | 0 | 0 | 0 | 0 | 0 | 0 | 0 | 0 | 0 | 0 | 0 | 0
Cancelled | US | Texas RE |  |  | 10INR0032 |  |  | NAVARRO ENERGY CTR. II |  | CC | NG | 0 | Natural Gas and Other Gases | 2050-12-31 |  | 800 | 775 | 775 | 0 | 0 | 0 | 0 | 0 | 0 | 0 | 0 | 0 | 0 | 0 | 0 | 0 | 0 | 0 | 0 | 0 | 0 | 0 | 0 | 0 | 0 | 0 | 0 | 0 | 0 | 0 | 0 | 0 | 0 | 0 | 0 | 0 | 0 | 0 | 0 | 0 | 0 | 0 | 0 | 0 | 0 | 0 | 0
Cancelled | US | Texas RE |  |  | 11INR0002 |  |  | SANDY CREEK 2 |  | ST | BIT | 0 | Coal | 2050-12-31 |  | 800 | 800 | 800 | 0 | 0 | 0 | 0 | 0 | 0 | 0 | 0 | 0 | 0 | 0 | 0 | 0 | 0 | 0 | 0 | 0 | 0 | 0 | 0 | 0 | 0 | 0 | 0 | 0 | 0 | 0 | 0 | 0 | 0 | 0 | 0 | 0 | 0 | 0 | 0 | 0 | 0 | 0 | 0 | 0 | 0 | 0 | 0
Cancelled | US | Texas RE |  |  | 17INR0011 |  |  | SITE A BRAZOS |  | CC | NG | 0 | Natural Gas and Other Gases | 2017-04-01 |  | 800 | 800 | 800 | 0 | 0 | 0 | 0 | 0 | 0 | 0 | 0 | 0 | 0 | 0 | 0 | 0 | 0 | 0 | 0 | 0 | 0 | 0 | 0 | 0 | 0 | 0 | 0 | 0 | 0 | 0 | 0 | 0 | 0 | 0 | 0 | 0 | 0 | 0 | 0 | 0 | 0 | 0 | 0 | 0 | 0 | 0 | 0
Cancelled | US | Texas RE |  |  | 17INR0012 |  |  | SITE B BRAZOS |  | CC | NG | 0 | Natural Gas and Other Gases | 2017-04-01 |  | 800 | 800 | 800 | 0 | 0 | 0 | 0 | 0 | 0 | 0 | 0 | 0 | 0 | 0 | 0 | 0 | 0 | 0 | 0 | 0 | 0 | 0 | 0 | 0 | 0 | 0 | 0 | 0 | 0 | 0 | 0 | 0 | 0 | 0 | 0 | 0 | 0 | 0 | 0 | 0 | 0 | 0 | 0 | 0 | 0 | 0 | 0
Cancelled | US | Texas RE |  |  | 17INR0013 |  |  | SITE C BRAZOS G |  | CT | NG | 0 | Natural Gas and Other Gases | 2021-08-01 |  | 800 | 800 | 800 | 0 | 0 | 0 | 0 | 0 | 0 | 0 | 0 | 0 | 0 | 0 | 0 | 0 | 0 | 0 | 0 | 0 | 0 | 0 | 0 | 0 | 0 | 0 | 0 | 0 | 0 | 0 | 0 | 0 | 0 | 0 | 0 | 0 | 0 | 0 | 0 | 0 | 0 | 0 | 0 | 0 | 0 | 0 | 0
Cancelled | US | Texas RE |  |  | 16INR0004 |  |  | LAPALOMA G |  | CC | NG | 0 | Natural Gas and Other Gases | 2019-08-19 |  | 785 | 730 | 730 | 0 | 0 | 0 | 0 | 0 | 0 | 0 | 0 | 0 | 0 | 0 | 0 | 0 | 0 | 0 | 0 | 0 | 0 | 0 | 0 | 0 | 0 | 0 | 0 | 0 | 0 | 0 | 0 | 0 | 0 | 0 | 0 | 0 | 0 | 0 | 0 | 0 | 0 | 0 | 0 | 0 | 0 | 0 | 0
Cancelled | US | Texas RE |  |  | 16INR0006 |  |  | PINECREST G |  | CC | NG | 0 | Natural Gas and Other Gases | 2020-04-12 |  | 785 | 785 | 785 | 0 | 0 | 0 | 0 | 0 | 0 | 0 | 0 | 0 | 0 | 0 | 0 | 0 | 0 | 0 | 0 | 0 | 0 | 0 | 0 | 0 | 0 | 0 | 0 | 0 | 0 | 0 | 0 | 0 | 0 | 0 | 0 | 0 | 0 | 0 | 0 | 0 | 0 | 0 | 0 | 0 | 0 | 0 | 0
Cancelled | US | Texas RE |  |  | 10INR0031 |  |  | NAVARRO ENERGY CTR. I |  | CC | NG | 0 | Natural Gas and Other Gases | 2050-12-31 |  | 775 | 775 | 775 | 0 | 0 | 0 | 0 | 0 | 0 | 0 | 0 | 0 | 0 | 0 | 0 | 0 | 0 | 0 | 0 | 0 | 0 | 0 | 0 | 0 | 0 | 0 | 0 | 0 | 0 | 0 | 0 | 0 | 0 | 0 | 0 | 0 | 0 | 0 | 0 | 0 | 0 | 0 | 0 | 0 | 0 | 0 | 0
Cancelled | US | Texas RE |  |  | 21INR0536 |  |  | PANDA TEMPLE REPOWER |  | CC | NG | 0 | Natural Gas and Other Gases | 2021-04-30 |  | 769 | 67 | 67 | 0 | 0 | 0 | 0 | 0 | 0 | 0 | 0 | 0 | 0 | 0 | 0 | 0 | 0 | 0 | 0 | 0 | 0 | 0 | 0 | 0 | 0 | 0 | 0 | 0 | 0 | 0 | 0 | 0 | 0 | 0 | 0 | 0 | 0 | 0 | 0 | 0 | 0 | 0 | 0 | 0 | 0 | 0 | 0
Cancelled | US | Texas RE |  |  | 16INR0008_2 |  |  | ROAN'S PRAIRIE |  | CT | NG | 0 | Natural Gas and Other Gases | 2016-11-01 |  | 768 | 0 | 768 | 0 | 0 | 0 | 0 | 0 | 0 | 0 | 0 | 0 | 0 | 0 | 0 | 0 | 0 | 0 | 0 | 0 | 0 | 0 | 0 | 0 | 0 | 0 | 0 | 0 | 0 | 0 | 0 | 0 | 0 | 0 | 0 | 0 | 0 | 0 | 0 | 0 | 0 | 0 | 0 | 0 | 0 | 0 | 0
Cancelled | US | Texas RE |  |  | 09INR0035 |  |  | ROLLING OAK 2 |  | WT | WND |  | Wind | 2050-12-31 |  | 750 | 142.5 | 150 | 0 | 0 | 0 | 0 | 0 | 0 | 0 | 0 | 0 | 0 | 0 | 0 | 0 | 0 | 0 | 0 | 0 | 0 | 0 | 0 | 0 | 0 | 0 | 0 | 0 | 0 | 0 | 0 | 0 | 0 | 0 | 0 | 0 | 0 | 0 | 0 | 0 | 0 | 0 | 0 | 0 | 0 | 0 | 0
Cancelled | US | Texas RE |  |  | 09INR0042 |  |  | MITCHELL I WINDPARK 2 |  | WT | WND |  | Wind | 2050-12-31 |  | 750 | 142.5 | 150 | 0 | 0 | 0 | 0 | 0 | 0 | 0 | 0 | 0 | 0 | 0 | 0 | 0 | 0 | 0 | 0 | 0 | 0 | 0 | 0 | 0 | 0 | 0 | 0 | 0 | 0 | 0 | 0 | 0 | 0 | 0 | 0 | 0 | 0 | 0 | 0 | 0 | 0 | 0 | 0 | 0 | 0 | 0 | 0
Cancelled | US | Texas RE |  |  | 10INR0002 |  |  | HUGO PLANT |  | ST | BIT | 0 | Coal | 2050-12-31 |  | 750 | 500 | 500 | 0 | 0 | 0 | 0 | 0 | 0 | 0 | 0 | 0 | 0 | 0 | 0 | 0 | 0 | 0 | 0 | 0 | 0 | 0 | 0 | 0 | 0 | 0 | 0 | 0 | 0 | 0 | 0 | 0 | 0 | 0 | 0 | 0 | 0 | 0 | 0 | 0 | 0 | 0 | 0 | 0 | 0 | 0 | 0
Cancelled | US | Texas RE |  |  | 11INR0008b |  |  | MESA POWER PROJECT |  | ST | BIT | 0 | Coal | 2050-12-31 |  | 750 | 750 | 750 | 0 | 0 | 0 | 0 | 0 | 0 | 0 | 0 | 0 | 0 | 0 | 0 | 0 | 0 | 0 | 0 | 0 | 0 | 0 | 0 | 0 | 0 | 0 | 0 | 0 | 0 | 0 | 0 | 0 | 0 | 0 | 0 | 0 | 0 | 0 | 0 | 0 | 0 | 0 | 0 | 0 | 0 | 0 | 0
Cancelled | US | Texas RE |  |  | 13INR0006 |  |  | GRANDVIEW (LAST) W |  | WT | WND |  | Wind | 2018-12-01 |  | 750 | 217.5 | 255 | 0 | 0 | 0 | 0 | 0 | 0 | 0 | 0 | 0 | 0 | 0 | 0 | 0 | 0 | 0 | 0 | 0 | 0 | 0 | 0 | 0 | 0 | 0 | 0 | 0 | 0 | 0 | 0 | 0 | 0 | 0 | 0 | 0 | 0 | 0 | 0 | 0 | 0 | 0 | 0 | 0 | 0 | 0 | 0
Cancelled | US | Texas RE |  |  | 18INR0007 |  |  | CAPPS THERMAL |  | CT | NG | 0 | Natural Gas and Other Gases | 2018-06-01 |  | 750 | 750 | 750 | 0 | 0 | 0 | 0 | 0 | 0 | 0 | 0 | 0 | 0 | 0 | 0 | 0 | 0 | 0 | 0 | 0 | 0 | 0 | 0 | 0 | 0 | 0 | 0 | 0 | 0 | 0 | 0 | 0 | 0 | 0 | 0 | 0 | 0 | 0 | 0 | 0 | 0 | 0 | 0 | 0 | 0 | 0 | 0
Cancelled | US | Texas RE |  |  | 18INR0008 |  |  | JEWETT THERMAL |  | CT | NG | 0 | Natural Gas and Other Gases | 2018-06-01 |  | 750 | 250 | 250 | 0 | 0 | 0 | 0 | 0 | 0 | 0 | 0 | 0 | 0 | 0 | 0 | 0 | 0 | 0 | 0 | 0 | 0 | 0 | 0 | 0 | 0 | 0 | 0 | 0 | 0 | 0 | 0 | 0 | 0 | 0 | 0 | 0 | 0 | 0 | 0 | 0 | 0 | 0 | 0 | 0 | 0 | 0 | 0
Cancelled | US | Texas RE |  |  | 11INR0040 |  |  | LAKESIDE G |  | CC | NG | 0 | Natural Gas and Other Gases | 2018-03-01 |  | 749 | 749 | 640 | 0 | 0 | 0 | 0 | 0 | 0 | 0 | 0 | 0 | 0 | 0 | 0 | 0 | 0 | 0 | 0 | 0 | 0 | 0 | 0 | 0 | 0 | 0 | 0 | 0 | 0 | 0 | 0 | 0 | 0 | 0 | 0 | 0 | 0 | 0 | 0 | 0 | 0 | 0 | 0 | 0 | 0 | 0 | 0
Cancelled | US | Texas RE |  |  | 16INR0010 |  |  | FGE TEXAS 1 GAS |  | CC | NG | 0 | Natural Gas and Other Gases | 2021-04-30 |  | 743 | 742.9 | 742.9 | 0 | 0 | 0 | 0 | 0 | 0 | 0 | 0 | 0 | 0 | 0 | 0 | 0 | 0 | 0 | 0 | 0 | 0 | 0 | 0 | 0 | 0 | 0 | 0 | 0 | 0 | 0 | 0 | 0 | 0 | 0 | 0 | 0 | 0 | 0 | 0 | 0 | 0 | 0 | 0 | 0 | 0 | 0 | 0
Cancelled | US | Texas RE |  |  | 10INR0045 |  |  | OILTON WIND FARM |  | WT | WND |  | Wind | 2050-12-31 01:00 |  | 734 | 139.46 | 146.8 | 0 | 0 | 0 | 0 | 0 | 0 | 0 | 0 | 0 | 0 | 0 | 0 | 0 | 0 | 0 | 0 | 0 | 0 | 0 | 0 | 0 | 0 | 0 | 0 | 0 | 0 | 0 | 0 | 0 | 0 | 0 | 0 | 0 | 0 | 0 | 0 | 0 | 0 | 0 | 0 | 0 | 0 | 0 | 0
Cancelled | US | Texas RE |  |  | 14INR0075 |  |  | CHANNELVIEW COGEN CVC |  | CC | NG | 0 | Natural Gas and Other Gases | 2014-05-25 |  | 726 | 0 | 726 | 0 | 0 | 0 | 0 | 0 | 0 | 0 | 0 | 0 | 0 | 0 | 0 | 0 | 0 | 0 | 0 | 0 | 0 | 0 | 0 | 0 | 0 | 0 | 0 | 0 | 0 | 0 | 0 | 0 | 0 | 0 | 0 | 0 | 0 | 0 | 0 | 0 | 0 | 0 | 0 | 0 | 0 | 0 | 0
Cancelled | US | Texas RE |  |  | 21INR0010 |  |  | MATAGORDA ENERGY CENTER |  | CC | NG | 0 | Natural Gas and Other Gases | 2021-10-01 |  | 721 | 720.6 | 720.6 | 0 | 0 | 0 | 0 | 0 | 0 | 0 | 0 | 0 | 0 | 0 | 0 | 0 | 0 | 0 | 0 | 0 | 0 | 0 | 0 | 0 | 0 | 0 | 0 | 0 | 0 | 0 | 0 | 0 | 0 | 0 | 0 | 0 | 0 | 0 | 0 | 0 | 0 | 0 | 0 | 0 | 0 | 0 | 0
Cancelled | US | Texas RE |  |  | 21INR0011 |  |  | SOUTHERN LIGHTS ENERGY CENTER |  | CC | NG | 0 | Natural Gas and Other Gases | 2021-10-01 |  | 721 | 720.6 | 720.6 | 0 | 0 | 0 | 0 | 0 | 0 | 0 | 0 | 0 | 0 | 0 | 0 | 0 | 0 | 0 | 0 | 0 | 0 | 0 | 0 | 0 | 0 | 0 | 0 | 0 | 0 | 0 | 0 | 0 | 0 | 0 | 0 | 0 | 0 | 0 | 0 | 0 | 0 | 0 | 0 | 0 | 0 | 0 | 0
Cancelled | US | Texas RE |  |  | 17INR0008 |  |  | SHAMBURGER THERMAL FACILITY |  | CC | NG | 0 | Natural Gas and Other Gases | 2018-06-01 |  | 719 | 719 | 710 | 0 | 0 | 0 | 0 | 0 | 0 | 0 | 0 | 0 | 0 | 0 | 0 | 0 | 0 | 0 | 0 | 0 | 0 | 0 | 0 | 0 | 0 | 0 | 0 | 0 | 0 | 0 | 0 | 0 | 0 | 0 | 0 | 0 | 0 | 0 | 0 | 0 | 0 | 0 | 0 | 0 | 0 | 0 | 0
Cancelled | US | Texas RE |  |  | 11INR0007 |  |  | MOUNTAIN CREEK |  | CC | NG | 0 | Natural Gas and Other Gases | 2050-12-31 |  | 700 | 700 | 700 | 0 | 0 | 0 | 0 | 0 | 0 | 0 | 0 | 0 | 0 | 0 | 0 | 0 | 0 | 0 | 0 | 0 | 0 | 0 | 0 | 0 | 0 | 0 | 0 | 0 | 0 | 0 | 0 | 0 | 0 | 0 | 0 | 0 | 0 | 0 | 0 | 0 | 0 | 0 | 0 | 0 | 0 | 0 | 0
Cancelled | US | Texas RE |  |  | 15INR0024 |  |  | INDECK BRAZORIA ENERGY CENTER |  | CT | NG | 0 | Natural Gas and Other Gases | 2015-06-01 |  | 700 | 0 | 700 | 0 | 0 | 0 | 0 | 0 | 0 | 0 | 0 | 0 | 0 | 0 | 0 | 0 | 0 | 0 | 0 | 0 | 0 | 0 | 0 | 0 | 0 | 0 | 0 | 0 | 0 | 0 | 0 | 0 | 0 | 0 | 0 | 0 | 0 | 0 | 0 | 0 | 0 | 0 | 0 | 0 | 0 | 0 | 0
Cancelled | US | Texas RE |  |  | 15INR0025 |  |  | INDECK LIBERTY ENERGY CENTER |  | CT | NG | 0 | Natural Gas and Other Gases | 2015-06-01 |  | 700 | 0 | 700 | 0 | 0 | 0 | 0 | 0 | 0 | 0 | 0 | 0 | 0 | 0 | 0 | 0 | 0 | 0 | 0 | 0 | 0 | 0 | 0 | 0 | 0 | 0 | 0 | 0 | 0 | 0 | 0 | 0 | 0 | 0 | 0 | 0 | 0 | 0 | 0 | 0 | 0 | 0 | 0 | 0 | 0 | 0 | 0
Cancelled | US | Texas RE |  |  | 15INR0026 |  |  | INDECK GRIMES ENERGY CENTER |  | CT | NG | 0 | Natural Gas and Other Gases | 2015-06-01 |  | 700 | 0 | 700 | 0 | 0 | 0 | 0 | 0 | 0 | 0 | 0 | 0 | 0 | 0 | 0 | 0 | 0 | 0 | 0 | 0 | 0 | 0 | 0 | 0 | 0 | 0 | 0 | 0 | 0 | 0 | 0 | 0 | 0 | 0 | 0 | 0 | 0 | 0 | 0 | 0 | 0 | 0 | 0 | 0 | 0 | 0 | 0
Cancelled | US | Texas RE |  |  | 15INR0029 |  |  | INDECK GRIMES ENERGY CENTER #2 |  | CT | NG | 0 | Natural Gas and Other Gases | 2015-06-01 |  | 700 | 0 | 700 | 0 | 0 | 0 | 0 | 0 | 0 | 0 | 0 | 0 | 0 | 0 | 0 | 0 | 0 | 0 | 0 | 0 | 0 | 0 | 0 | 0 | 0 | 0 | 0 | 0 | 0 | 0 | 0 | 0 | 0 | 0 | 0 | 0 | 0 | 0 | 0 | 0 | 0 | 0 | 0 | 0 | 0 | 0 | 0
Cancelled | US | Texas RE |  |  | 15INR0030 |  |  | INDECK WHARTON ENERGY CENTER #2 |  | CT | NG | 0 | Natural Gas and Other Gases | 2015-06-01 |  | 700 | 0 | 700 | 0 | 0 | 0 | 0 | 0 | 0 | 0 | 0 | 0 | 0 | 0 | 0 | 0 | 0 | 0 | 0 | 0 | 0 | 0 | 0 | 0 | 0 | 0 | 0 | 0 | 0 | 0 | 0 | 0 | 0 | 0 | 0 | 0 | 0 | 0 | 0 | 0 | 0 | 0 | 0 | 0 | 0 | 0 | 0
Cancelled | US | Texas RE |  |  | 15INR0031 |  |  | INDECK MATAGORDA ENERGY CENTER |  | CT | NG | 0 | Natural Gas and Other Gases | 2015-06-01 |  | 700 | 0 | 700 | 0 | 0 | 0 | 0 | 0 | 0 | 0 | 0 | 0 | 0 | 0 | 0 | 0 | 0 | 0 | 0 | 0 | 0 | 0 | 0 | 0 | 0 | 0 | 0 | 0 | 0 | 0 | 0 | 0 | 0 | 0 | 0 | 0 | 0 | 0 | 0 | 0 | 0 | 0 | 0 | 0 | 0 | 0 | 0
Cancelled | US | Texas RE |  |  | 10INR0017 |  |  | CEDAR BAYOU 5 |  | CC | NG | 0 | Natural Gas and Other Gases | 2050-12-31 |  | 685 | 685 | 685 | 0 | 0 | 0 | 0 | 0 | 0 | 0 | 0 | 0 | 0 | 0 | 0 | 0 | 0 | 0 | 0 | 0 | 0 | 0 | 0 | 0 | 0 | 0 | 0 | 0 | 0 | 0 | 0 | 0 | 0 | 0 | 0 | 0 | 0 | 0 | 0 | 0 | 0 | 0 | 0 | 0 | 0 | 0 | 0
Cancelled | US | Texas RE |  |  | 07INR0001 |  |  | MCCOMMAS POWER PROJECT |  | CC | NG | 0 | Natural Gas and Other Gases | 2050-12-31 |  | 665 | 665 | 665 | 0 | 0 | 0 | 0 | 0 | 0 | 0 | 0 | 0 | 0 | 0 | 0 | 0 | 0 | 0 | 0 | 0 | 0 | 0 | 0 | 0 | 0 | 0 | 0 | 0 | 0 | 0 | 0 | 0 | 0 | 0 | 0 | 0 | 0 | 0 | 0 | 0 | 0 | 0 | 0 | 0 | 0 | 0 | 0
Cancelled | US | Texas RE |  |  | 16INR0008 |  |  | TENASKA ROANS PRAIRIE |  | CT | NG | 0 | Natural Gas and Other Gases | 2019-04-01 |  | 663 | 663 | 663 | 0 | 0 | 0 | 0 | 0 | 0 | 0 | 0 | 0 | 0 | 0 | 0 | 0 | 0 | 0 | 0 | 0 | 0 | 0 | 0 | 0 | 0 | 0 | 0 | 0 | 0 | 0 | 0 | 0 | 0 | 0 | 0 | 0 | 0 | 0 | 0 | 0 | 0 | 0 | 0 | 0 | 0 | 0 | 0
Cancelled | US | Texas RE |  |  | 12INR0001 |  |  | NUECES COUNTY GENERATION |  | ST | BIT | 0 | Coal | 2050-12-31 |  | 660 | 660 | 660 | 0 | 0 | 0 | 0 | 0 | 0 | 0 | 0 | 0 | 0 | 0 | 0 | 0 | 0 | 0 | 0 | 0 | 0 | 0 | 0 | 0 | 0 | 0 | 0 | 0 | 0 | 0 | 0 | 0 | 0 | 0 | 0 | 0 | 0 | 0 | 0 | 0 | 0 | 0 | 0 | 0 | 0 | 0 | 0
Cancelled | US | Texas RE |  |  | 12INR0016a |  |  | LAS BRISAS ENERGY CENTER |  | CC | PC |  | Petroleum | 2050-12-31 |  | 660 | 660 | 660 | 0 | 0 | 0 | 0 | 0 | 0 | 0 | 0 | 0 | 0 | 0 | 0 | 0 | 0 | 0 | 0 | 0 | 0 | 0 | 0 | 0 | 0 | 0 | 0 | 0 | 0 | 0 | 0 | 0 | 0 | 0 | 0 | 0 | 0 | 0 | 0 | 0 | 0 | 0 | 0 | 0 | 0 | 0 | 0
Cancelled | US | Texas RE |  |  | 12INR0016b |  |  | LAS BRISAS ENERGY CENTER |  | CC | PC |  | Petroleum | 2050-12-31 |  | 660 | 660 | 660 | 0 | 0 | 0 | 0 | 0 | 0 | 0 | 0 | 0 | 0 | 0 | 0 | 0 | 0 | 0 | 0 | 0 | 0 | 0 | 0 | 0 | 0 | 0 | 0 | 0 | 0 | 0 | 0 | 0 | 0 | 0 | 0 | 0 | 0 | 0 | 0 | 0 | 0 | 0 | 0 | 0 | 0 | 0 | 0
Cancelled | US | Texas RE |  |  | 12INR0020 |  |  | WHARTON COUNTY GENERATION #2 |  | CC | NG | 0 | Natural Gas and Other Gases | 2050-12-31 |  | 660 | 660 | 660 | 0 | 0 | 0 | 0 | 0 | 0 | 0 | 0 | 0 | 0 | 0 | 0 | 0 | 0 | 0 | 0 | 0 | 0 | 0 | 0 | 0 | 0 | 0 | 0 | 0 | 0 | 0 | 0 | 0 | 0 | 0 | 0 | 0 | 0 | 0 | 0 | 0 | 0 | 0 | 0 | 0 | 0 | 0 | 0
Cancelled | US | Texas RE |  |  | 14INR0002 |  |  | COLETO CREEK UNIT 2 |  | ST | BIT | 0 | Coal | 2050-12-31 |  | 660 | 660 | 660 | 0 | 0 | 0 | 0 | 0 | 0 | 0 | 0 | 0 | 0 | 0 | 0 | 0 | 0 | 0 | 0 | 0 | 0 | 0 | 0 | 0 | 0 | 0 | 0 | 0 | 0 | 0 | 0 | 0 | 0 | 0 | 0 | 0 | 0 | 0 | 0 | 0 | 0 | 0 | 0 | 0 | 0 | 0 | 0
Cancelled | US | Texas RE |  |  | 15INR0023 |  |  | INDECK WHARTON |  | CT | NG | 0 | Natural Gas and Other Gases | 2021-09-01 |  | 654 | 654 | 654 | 0 | 0 | 0 | 0 | 0 | 0 | 0 | 0 | 0 | 0 | 0 | 0 | 0 | 0 | 0 | 0 | 0 | 0 | 0 | 0 | 0 | 0 | 0 | 0 | 0 | 0 | 0 | 0 | 0 | 0 | 0 | 0 | 0 | 0 | 0 | 0 | 0 | 0 | 0 | 0 | 0 | 0 | 0 | 0
Cancelled | US | Texas RE |  |  | 08INR0058 |  |  | NO DEER RUN WIND PROJECT |  | WT | WND |  | Wind | 2050-12-31 |  | 646 | 122.74 | 129.2 | 0 | 0 | 0 | 0 | 0 | 0 | 0 | 0 | 0 | 0 | 0 | 0 | 0 | 0 | 0 | 0 | 0 | 0 | 0 | 0 | 0 | 0 | 0 | 0 | 0 | 0 | 0 | 0 | 0 | 0 | 0 | 0 | 0 | 0 | 0 | 0 | 0 | 0 | 0 | 0 | 0 | 0 | 0 | 0
Cancelled | US | Texas RE |  |  | 10INR0028 |  |  | SR BERTRON - CCGT |  | CC | NG | 0 | Natural Gas and Other Gases | 2050-12-31 |  | 641 | 641 | 641 | 0 | 0 | 0 | 0 | 0 | 0 | 0 | 0 | 0 | 0 | 0 | 0 | 0 | 0 | 0 | 0 | 0 | 0 | 0 | 0 | 0 | 0 | 0 | 0 | 0 | 0 | 0 | 0 | 0 | 0 | 0 | 0 | 0 | 0 | 0 | 0 | 0 | 0 | 0 | 0 | 0 | 0 | 0 | 0
Cancelled | US | Texas RE |  |  | 10INR0030 |  |  | GREENS BAYOU CCGT |  | CC | NG | 0 | Natural Gas and Other Gases | 2050-12-31 |  | 641 | 641 | 641 | 0 | 0 | 0 | 0 | 0 | 0 | 0 | 0 | 0 | 0 | 0 | 0 | 0 | 0 | 0 | 0 | 0 | 0 | 0 | 0 | 0 | 0 | 0 | 0 | 0 | 0 | 0 | 0 | 0 | 0 | 0 | 0 | 0 | 0 | 0 | 0 | 0 | 0 | 0 | 0 | 0 | 0 | 0 | 0
Cancelled | US | Texas RE |  |  | 11INR0001 |  |  | TWIN OAKS 3 |  | ST | LFG |  | Biomass | 2050-12-31 |  | 630 | 630 | 630 | 0 | 0 | 0 | 0 | 0 | 0 | 0 | 0 | 0 | 0 | 0 | 0 | 0 | 0 | 0 | 0 | 0 | 0 | 0 | 0 | 0 | 0 | 0 | 0 | 0 | 0 | 0 | 0 | 0 | 0 | 0 | 0 | 0 | 0 | 0 | 0 | 0 | 0 | 0 | 0 | 0 | 0 | 0 | 0
Cancelled | US | Texas RE |  |  | 14INR0004 |  |  | TWIN OAKS 3 |  | ST | BIT | 0 | Coal | 2050-12-31 01:00 |  | 630 | 630 | 630 | 0 | 0 | 0 | 0 | 0 | 0 | 0 | 0 | 0 | 0 | 0 | 0 | 0 | 0 | 0 | 0 | 0 | 0 | 0 | 0 | 0 | 0 | 0 | 0 | 0 | 0 | 0 | 0 | 0 | 0 | 0 | 0 | 0 | 0 | 0 | 0 | 0 | 0 | 0 | 0 | 0 | 0 | 0 | 0
Cancelled | US | Texas RE |  |  | 12INR0053 |  |  | SPINNING STAR ENERGY |  | WT | WND |  | Wind | 2050-12-31 |  | 615 | 116.85 | 123 | 0 | 0 | 0 | 0 | 0 | 0 | 0 | 0 | 0 | 0 | 0 | 0 | 0 | 0 | 0 | 0 | 0 | 0 | 0 | 0 | 0 | 0 | 0 | 0 | 0 | 0 | 0 | 0 | 0 | 0 | 0 | 0 | 0 | 0 | 0 | 0 | 0 | 0 | 0 | 0 | 0 | 0 | 0 | 0
Cancelled | US | Texas RE |  |  | 08INR0030 |  |  | NEW GULF POWER PLANT |  | CC | NG | 0 | Natural Gas and Other Gases | 2050-12-31 01:00 |  | 609 | 609 | 609 | 0 | 0 | 0 | 0 | 0 | 0 | 0 | 0 | 0 | 0 | 0 | 0 | 0 | 0 | 0 | 0 | 0 | 0 | 0 | 0 | 0 | 0 | 0 | 0 | 0 | 0 | 0 | 0 | 0 | 0 | 0 | 0 | 0 | 0 | 0 | 0 | 0 | 0 | 0 | 0 | 0 | 0 | 0 | 0
Cancelled | US | Texas RE |  |  | 10INR0019 |  |  | HAPPY WHITEFACE WIND FARM |  | WT | WND |  | Wind | 2050-12-31 |  | 609 | 176.61 | 207.06 | 0 | 0 | 0 | 0 | 0 | 0 | 0 | 0 | 0 | 0 | 0 | 0 | 0 | 0 | 0 | 0 | 0 | 0 | 0 | 0 | 0 | 0 | 0 | 0 | 0 | 0 | 0 | 0 | 0 | 0 | 0 | 0 | 0 | 0 | 0 | 0 | 0 | 0 | 0 | 0 | 0 | 0 | 0 | 0
Cancelled | US | Texas RE |  |  | 13INR0010def |  |  | SCANDIA WIND DEF |  | WT | WND |  | Wind | 2020-04-01 |  | 600.3 | 174.087 | 204.102 | 0 | 0 | 0 | 0 | 0 | 0 | 0 | 0 | 0 | 0 | 0 | 0 | 0 | 0 | 0 | 0 | 0 | 0 | 0 | 0 | 0 | 0 | 0 | 0 | 0 | 0 | 0 | 0 | 0 | 0 | 0 | 0 | 0 | 0 | 0 | 0 | 0 | 0 | 0 | 0 | 0 | 0 | 0 | 0
Cancelled | US | Texas RE |  |  | 11INR0008c |  |  | MESA POWER PROJECT |  | CC | NG | 0 | Natural Gas and Other Gases | 2050-12-31 |  | 600 | 600 | 600 | 0 | 0 | 0 | 0 | 0 | 0 | 0 | 0 | 0 | 0 | 0 | 0 | 0 | 0 | 0 | 0 | 0 | 0 | 0 | 0 | 0 | 0 | 0 | 0 | 0 | 0 | 0 | 0 | 0 | 0 | 0 | 0 | 0 | 0 | 0 | 0 | 0 | 0 | 0 | 0 | 0 | 0 | 0 | 0
Cancelled | US | Texas RE |  |  | 11INR0018 |  |  | PANDA NONAME1 |  | CC | NG | 0 | Natural Gas and Other Gases | 2050-12-31 |  | 600 | 600 | 600 | 0 | 0 | 0 | 0 | 0 | 0 | 0 | 0 | 0 | 0 | 0 | 0 | 0 | 0 | 0 | 0 | 0 | 0 | 0 | 0 | 0 | 0 | 0 | 0 | 0 | 0 | 0 | 0 | 0 | 0 | 0 | 0 | 0 | 0 | 0 | 0 | 0 | 0 | 0 | 0 | 0 | 0 | 0 | 0
Cancelled | US | Texas RE |  |  | 11INR0047 |  |  | BOOTLEG WIND |  | WT | WND |  | Wind | 2050-12-31 |  | 600 | 174 | 204 | 0 | 0 | 0 | 0 | 0 | 0 | 0 | 0 | 0 | 0 | 0 | 0 | 0 | 0 | 0 | 0 | 0 | 0 | 0 | 0 | 0 | 0 | 0 | 0 | 0 | 0 | 0 | 0 | 0 | 0 | 0 | 0 | 0 | 0 | 0 | 0 | 0 | 0 | 0 | 0 | 0 | 0 | 0 | 0
Cancelled | US | Texas RE |  |  | 15INR0077 |  |  | BUSHORADO WIND RANCH |  | WT | WND |  | Wind | 2015-10-01 |  | 600 | 174 | 204 | 0 | 0 | 0 | 0 | 0 | 0 | 0 | 0 | 0 | 0 | 0 | 0 | 0 | 0 | 0 | 0 | 0 | 0 | 0 | 0 | 0 | 0 | 0 | 0 | 0 | 0 | 0 | 0 | 0 | 0 | 0 | 0 | 0 | 0 | 0 | 0 | 0 | 0 | 0 | 0 | 0 | 0 | 0 | 0
Cancelled | US | Texas RE |  |  | 15INR0078 |  |  | DAWN WIND |  | WT | WND |  | Wind | 2015-10-01 |  | 600 | 174 | 204 | 0 | 0 | 0 | 0 | 0 | 0 | 0 | 0 | 0 | 0 | 0 | 0 | 0 | 0 | 0 | 0 | 0 | 0 | 0 | 0 | 0 | 0 | 0 | 0 | 0 | 0 | 0 | 0 | 0 | 0 | 0 | 0 | 0 | 0 | 0 | 0 | 0 | 0 | 0 | 0 | 0 | 0 | 0 | 0
Cancelled | US | Texas RE |  |  | 16INR0110 |  |  | HECATE MCCAMEY C SOLAR |  | PV | SUN |  | Solar | 2016-07-27 |  | 600 | 480 | 42 | 0 | 0 | 0 | 0 | 0 | 0 | 0 | 0 | 0 | 0 | 0 | 0 | 0 | 0 | 0 | 0 | 0 | 0 | 0 | 0 | 0 | 0 | 0 | 0 | 0 | 0 | 0 | 0 | 0 | 0 | 0 | 0 | 0 | 0 | 0 | 0 | 0 | 0 | 0 | 0 | 0 | 0 | 0 | 0
Cancelled | US | Texas RE |  |  | 19INR0079 |  |  | WHITE PARK SOLAR |  | PV | SUN |  | Solar | 2019-12-01 |  | 600 | 480 | 42 | 0 | 0 | 0 | 0 | 0 | 0 | 0 | 0 | 0 | 0 | 0 | 0 | 0 | 0 | 0 | 0 | 0 | 0 | 0 | 0 | 0 | 0 | 0 | 0 | 0 | 0 | 0 | 0 | 0 | 0 | 0 | 0 | 0 | 0 | 0 | 0 | 0 | 0 | 0 | 0 | 0 | 0 | 0 | 0
Cancelled | US | Texas RE |  |  | 20INR0158 |  |  | LACY CREEK WIND PHASE 2 |  | WT | WND |  | Wind | 2020-06-30 |  | 600 | 114 | 120 | 0 | 0 | 0 | 0 | 0 | 0 | 0 | 0 | 0 | 0 | 0 | 0 | 0 | 0 | 0 | 0 | 0 | 0 | 0 | 0 | 0 | 0 | 0 | 0 | 0 | 0 | 0 | 0 | 0 | 0 | 0 | 0 | 0 | 0 | 0 | 0 | 0 | 0 | 0 | 0 | 0 | 0 | 0 | 0
Cancelled | US | Texas RE |  |  | 21INR0218 |  |  | SAVANNAH WIND |  | WT | WND |  | Wind | 2021-10-15 |  | 600 | 114 | 120 | 0 | 0 | 0 | 0 | 0 | 0 | 0 | 0 | 0 | 0 | 0 | 0 | 0 | 0 | 0 | 0 | 0 | 0 | 0 | 0 | 0 | 0 | 0 | 0 | 0 | 0 | 0 | 0 | 0 | 0 | 0 | 0 | 0 | 0 | 0 | 0 | 0 | 0 | 0 | 0 | 0 | 0 | 0 | 0
Cancelled | US | Texas RE |  |  | 21INR0437 |  |  | CAPROCK SOLAR |  | PV | SUN |  | Solar | 2021-12-31 |  | 600 | 480 | 42 | 0 | 0 | 0 | 0 | 0 | 0 | 0 | 0 | 0 | 0 | 0 | 0 | 0 | 0 | 0 | 0 | 0 | 0 | 0 | 0 | 0 | 0 | 0 | 0 | 0 | 0 | 0 | 0 | 0 | 0 | 0 | 0 | 0 | 0 | 0 | 0 | 0 | 0 | 0 | 0 | 0 | 0 | 0 | 0
Cancelled | US | Texas RE |  |  | 12INR0010 |  |  | BASTROP ENERGY CENTER II |  | CC | NG | 0 | Natural Gas and Other Gases | 2050-12-31 |  | 593 | 495 | 495 | 0 | 0 | 0 | 0 | 0 | 0 | 0 | 0 | 0 | 0 | 0 | 0 | 0 | 0 | 0 | 0 | 0 | 0 | 0 | 0 | 0 | 0 | 0 | 0 | 0 | 0 | 0 | 0 | 0 | 0 | 0 | 0 | 0 | 0 | 0 | 0 | 0 | 0 | 0 | 0 | 0 | 0 | 0 | 0
Cancelled | US | Texas RE |  |  | 17INR0016 |  |  | UNION VALLEY G |  | CT | NG | 0 | Natural Gas and Other Gases | 2019-06-01 |  | 592 | 591.6 | 591.6 | 0 | 0 | 0 | 0 | 0 | 0 | 0 | 0 | 0 | 0 | 0 | 0 | 0 | 0 | 0 | 0 | 0 | 0 | 0 | 0 | 0 | 0 | 0 | 0 | 0 | 0 | 0 | 0 | 0 | 0 | 0 | 0 | 0 | 0 | 0 | 0 | 0 | 0 | 0 | 0 | 0 | 0 | 0 | 0
Cancelled | US | Texas RE |  |  | 17INR0017 |  |  | CLEAR SPRINGS G |  | CT | NG | 0 | Natural Gas and Other Gases | 2019-06-01 |  | 592 | 591.6 | 591.6 | 0 | 0 | 0 | 0 | 0 | 0 | 0 | 0 | 0 | 0 | 0 | 0 | 0 | 0 | 0 | 0 | 0 | 0 | 0 | 0 | 0 | 0 | 0 | 0 | 0 | 0 | 0 | 0 | 0 | 0 | 0 | 0 | 0 | 0 | 0 | 0 | 0 | 0 | 0 | 0 | 0 | 0 | 0 | 0
Cancelled | US | Texas RE |  |  | 11INR0041 |  |  | BAYTOWN SUSTAINABLE ENERGY |  | CC | NG | 0 | Natural Gas and Other Gases | 2050-12-31 01:00 |  | 583 | 483 | 483 | 0 | 0 | 0 | 0 | 0 | 0 | 0 | 0 | 0 | 0 | 0 | 0 | 0 | 0 | 0 | 0 | 0 | 0 | 0 | 0 | 0 | 0 | 0 | 0 | 0 | 0 | 0 | 0 | 0 | 0 | 0 | 0 | 0 | 0 | 0 | 0 | 0 | 0 | 0 | 0 | 0 | 0 | 0 | 0
Cancelled | US | Texas RE |  |  | 11INR0006 |  |  | LAMAR POWER PARK III |  | CC | NG | 0 | Natural Gas and Other Gases | 2050-12-31 |  | 579 | 579 | 579 | 0 | 0 | 0 | 0 | 0 | 0 | 0 | 0 | 0 | 0 | 0 | 0 | 0 | 0 | 0 | 0 | 0 | 0 | 0 | 0 | 0 | 0 | 0 | 0 | 0 | 0 | 0 | 0 | 0 | 0 | 0 | 0 | 0 | 0 | 0 | 0 | 0 | 0 | 0 | 0 | 0 | 0 | 0 | 0
Cancelled | US | Texas RE |  |  | 09INR0004 |  |  | ALCOA - ROCKDALE |  | ST | BIT | 0 | Coal | 2050-12-31 |  | 565 | 0 | 0 | 0 | 0 | 0 | 0 | 0 | 0 | 0 | 0 | 0 | 0 | 0 | 0 | 0 | 0 | 0 | 0 | 0 | 0 | 0 | 0 | 0 | 0 | 0 | 0 | 0 | 0 | 0 | 0 | 0 | 0 | 0 | 0 | 0 | 0 | 0 | 0 | 0 | 0 | 0 | 0 | 0 | 0 | 0 | 0
Cancelled | US | Texas RE |  |  | 20INR0301 |  |  | COLORADO BEND I REPOWER |  | CC | NG | 0 | Natural Gas and Other Gases | 2020-07-07 |  | 559.8 | 40 | 40 | 0 | 0 | 0 | 0 | 0 | 0 | 0 | 0 | 0 | 0 | 0 | 0 | 0 | 0 | 0 | 0 | 0 | 0 | 0 | 0 | 0 | 0 | 0 | 0 | 0 | 0 | 0 | 0 | 0 | 0 | 0 | 0 | 0 | 0 | 0 | 0 | 0 | 0 | 0 | 0 | 0 | 0 | 0 | 0
Cancelled | US | Texas RE |  |  | 10INR0003 |  |  | LONGVIEW |  | CC | NG | 0 | Natural Gas and Other Gases | 2050-12-31 |  | 550 | 550 | 550 | 0 | 0 | 0 | 0 | 0 | 0 | 0 | 0 | 0 | 0 | 0 | 0 | 0 | 0 | 0 | 0 | 0 | 0 | 0 | 0 | 0 | 0 | 0 | 0 | 0 | 0 | 0 | 0 | 0 | 0 | 0 | 0 | 0 | 0 | 0 | 0 | 0 | 0 | 0 | 0 | 0 | 0 | 0 | 0
Cancelled | US | Texas RE |  |  | 10INR0018 |  |  | MADISON BELL ENERGY CENTER |  | CC | NG | 0 | Natural Gas and Other Gases | 2050-12-31 |  | 550 | 550 | 550 | 0 | 0 | 0 | 0 | 0 | 0 | 0 | 0 | 0 | 0 | 0 | 0 | 0 | 0 | 0 | 0 | 0 | 0 | 0 | 0 | 0 | 0 | 0 | 0 | 0 | 0 | 0 | 0 | 0 | 0 | 0 | 0 | 0 | 0 | 0 | 0 | 0 | 0 | 0 | 0 | 0 | 0 | 0 | 0
Cancelled | US | Texas RE |  |  | 17INR0014 |  |  | VAN ALSTYNE G |  | CT | NG | 0 | Natural Gas and Other Gases | 2018-06-01 |  | 548 | 548 | 548 | 0 | 0 | 0 | 0 | 0 | 0 | 0 | 0 | 0 | 0 | 0 | 0 | 0 | 0 | 0 | 0 | 0 | 0 | 0 | 0 | 0 | 0 | 0 | 0 | 0 | 0 | 0 | 0 | 0 | 0 | 0 | 0 | 0 | 0 | 0 | 0 | 0 | 0 | 0 | 0 | 0 | 0 | 0 | 0
Cancelled | US | Texas RE |  |  | 18INR0005 |  |  | PANDA SHERMAN 2 G |  | CC | NG | 0 | Natural Gas and Other Gases | 2020-12-01 |  | 543 | 496 | 543 | 0 | 0 | 0 | 0 | 0 | 0 | 0 | 0 | 0 | 0 | 0 | 0 | 0 | 0 | 0 | 0 | 0 | 0 | 0 | 0 | 0 | 0 | 0 | 0 | 0 | 0 | 0 | 0 | 0 | 0 | 0 | 0 | 0 | 0 | 0 | 0 | 0 | 0 | 0 | 0 | 0 | 0 | 0 | 0
Cancelled | US | Texas RE |  |  | 06INR0023 |  |  | STERLING CITY WIND PARK |  | WT | WND |  | Wind | 2050-12-31 |  | 526 | 99.94 | 105.2 | 0 | 0 | 0 | 0 | 0 | 0 | 0 | 0 | 0 | 0 | 0 | 0 | 0 | 0 | 0 | 0 | 0 | 0 | 0 | 0 | 0 | 0 | 0 | 0 | 0 | 0 | 0 | 0 | 0 | 0 | 0 | 0 | 0 | 0 | 0 | 0 | 0 | 0 | 0 | 0 | 0 | 0 | 0 | 0
Cancelled | US | Texas RE |  |  | 07INR0045c |  |  | ROSCOE 3 |  | WT | WND |  | Wind | 2050-12-31 01:00 |  | 516 | 98.04 | 103.2 | 0 | 0 | 0 | 0 | 0 | 0 | 0 | 0 | 0 | 0 | 0 | 0 | 0 | 0 | 0 | 0 | 0 | 0 | 0 | 0 | 0 | 0 | 0 | 0 | 0 | 0 | 0 | 0 | 0 | 0 | 0 | 0 | 0 | 0 | 0 | 0 | 0 | 0 | 0 | 0 | 0 | 0 | 0 | 0
Cancelled | US | Texas RE |  |  | 20INR0056 |  |  | [CANCELLED]POINT MOUNTAIN SOLAR |  | PV | SUN |  | Solar | 2020-06-01 |  | 514 | 411.2 | 35.98 | 0 | 0 | 0 | 0 | 0 | 0 | 0 | 0 | 0 | 0 | 0 | 0 | 0 | 0 | 0 | 0 | 0 | 0 | 0 | 0 | 0 | 0 | 0 | 0 | 0 | 0 | 0 | 0 | 0 | 0 | 0 | 0 | 0 | 0 | 0 | 0 | 0 | 0 | 0 | 0 | 0 | 0 | 0 | 0
Cancelled | US | Texas RE |  |  | 09INR0032 |  |  | CD LANCASTER |  | CC | LFG |  | Biomass | 2050-12-31 |  | 502 | 500 | 500 | 0 | 0 | 0 | 0 | 0 | 0 | 0 | 0 | 0 | 0 | 0 | 0 | 0 | 0 | 0 | 0 | 0 | 0 | 0 | 0 | 0 | 0 | 0 | 0 | 0 | 0 | 0 | 0 | 0 | 0 | 0 | 0 | 0 | 0 | 0 | 0 | 0 | 0 | 0 | 0 | 0 | 0 | 0 | 0
Cancelled | US | Texas RE |  |  | 09INR0033 |  |  | CD HARRIS |  | CC | LFG |  | Biomass | 2050-12-31 |  | 502 | 500 | 500 | 0 | 0 | 0 | 0 | 0 | 0 | 0 | 0 | 0 | 0 | 0 | 0 | 0 | 0 | 0 | 0 | 0 | 0 | 0 | 0 | 0 | 0 | 0 | 0 | 0 | 0 | 0 | 0 | 0 | 0 | 0 | 0 | 0 | 0 | 0 | 0 | 0 | 0 | 0 | 0 | 0 | 0 | 0 | 0
Cancelled | US | Texas RE |  |  | 09INR0036 |  |  | MCADOO ENERGY CENTER II |  | WT | WND |  | Wind | 2050-12-31 |  | 500 | 145 | 170 | 0 | 0 | 0 | 0 | 0 | 0 | 0 | 0 | 0 | 0 | 0 | 0 | 0 | 0 | 0 | 0 | 0 | 0 | 0 | 0 | 0 | 0 | 0 | 0 | 0 | 0 | 0 | 0 | 0 | 0 | 0 | 0 | 0 | 0 | 0 | 0 | 0 | 0 | 0 | 0 | 0 | 0 | 0 | 0
Cancelled | US | Texas RE |  |  | 09INR0077 |  |  | BIG LAKE |  | WT | WND |  | Wind | 2050-12-31 01:00 |  | 500 | 95 | 100 | 0 | 0 | 0 | 0 | 0 | 0 | 0 | 0 | 0 | 0 | 0 | 0 | 0 | 0 | 0 | 0 | 0 | 0 | 0 | 0 | 0 | 0 | 0 | 0 | 0 | 0 | 0 | 0 | 0 | 0 | 0 | 0 | 0 | 0 | 0 | 0 | 0 | 0 | 0 | 0 | 0 | 0 | 0 | 0
Cancelled | US | Texas RE |  |  | 10INR0008 |  |  | SHERBINO MESA II |  | WT | WND |  | Wind | 2050-12-31 |  | 500 | 95 | 100 | 0 | 0 | 0 | 0 | 0 | 0 | 0 | 0 | 0 | 0 | 0 | 0 | 0 | 0 | 0 | 0 | 0 | 0 | 0 | 0 | 0 | 0 | 0 | 0 | 0 | 0 | 0 | 0 | 0 | 0 | 0 | 0 | 0 | 0 | 0 | 0 | 0 | 0 | 0 | 0 | 0 | 0 | 0 | 0
Cancelled | US | Texas RE |  |  | 11INR0005 |  |  | TRANS-PECOS WIND FARM |  | WT | WND |  | Wind | 2050-12-31 |  | 500 | 95 | 100 | 0 | 0 | 0 | 0 | 0 | 0 | 0 | 0 | 0 | 0 | 0 | 0 | 0 | 0 | 0 | 0 | 0 | 0 | 0 | 0 | 0 | 0 | 0 | 0 | 0 | 0 | 0 | 0 | 0 | 0 | 0 | 0 | 0 | 0 | 0 | 0 | 0 | 0 | 0 | 0 | 0 | 0 | 0 | 0
Cancelled | US | Texas RE |  |  | 11INR0035 |  |  | GREEN ACRES WIND |  | WT | WND |  | Wind | 2050-12-31 01:00 |  | 500 | 305 | 235 | 0 | 0 | 0 | 0 | 0 | 0 | 0 | 0 | 0 | 0 | 0 | 0 | 0 | 0 | 0 | 0 | 0 | 0 | 0 | 0 | 0 | 0 | 0 | 0 | 0 | 0 | 0 | 0 | 0 | 0 | 0 | 0 | 0 | 0 | 0 | 0 | 0 | 0 | 0 | 0 | 0 | 0 | 0 | 0
Cancelled | US | Texas RE |  |  | 12INR0017 |  |  | ROARING SPRINGS WIND PROJECT |  | WT | WND |  | Wind | 2050-12-31 |  | 500 | 145 | 170 | 0 | 0 | 0 | 0 | 0 | 0 | 0 | 0 | 0 | 0 | 0 | 0 | 0 | 0 | 0 | 0 | 0 | 0 | 0 | 0 | 0 | 0 | 0 | 0 | 0 | 0 | 0 | 0 | 0 | 0 | 0 | 0 | 0 | 0 | 0 | 0 | 0 | 0 | 0 | 0 | 0 | 0 | 0 | 0
Cancelled | US | Texas RE |  |  | 12INR0018 |  |  | PAMPA WIND |  | WT | WND |  | Wind | 2019-12-31 |  | 500 | 145 | 170 | 0 | 0 | 0 | 0 | 0 | 0 | 0 | 0 | 0 | 0 | 0 | 0 | 0 | 0 | 0 | 0 | 0 | 0 | 0 | 0 | 0 | 0 | 0 | 0 | 0 | 0 | 0 | 0 | 0 | 0 | 0 | 0 | 0 | 0 | 0 | 0 | 0 | 0 | 0 | 0 | 0 | 0 | 0 | 0
Cancelled | US | Texas RE |  |  | 12INR0029 |  |  | COMANCHE RUN WIND |  | WT | WND |  | Wind | 2019-12-31 |  | 500 | 145 | 170 | 0 | 0 | 0 | 0 | 0 | 0 | 0 | 0 | 0 | 0 | 0 | 0 | 0 | 0 | 0 | 0 | 0 | 0 | 0 | 0 | 0 | 0 | 0 | 0 | 0 | 0 | 0 | 0 | 0 | 0 | 0 | 0 | 0 | 0 | 0 | 0 | 0 | 0 | 0 | 0 | 0 | 0 | 0 | 0
Cancelled | US | Texas RE |  |  | 13INR0004 |  |  | HEREFORD WIND |  | WT | WND |  | Wind | 2050-12-31 |  | 500 | 145 | 170 | 0 | 0 | 0 | 0 | 0 | 0 | 0 | 0 | 0 | 0 | 0 | 0 | 0 | 0 | 0 | 0 | 0 | 0 | 0 | 0 | 0 | 0 | 0 | 0 | 0 | 0 | 0 | 0 | 0 | 0 | 0 | 0 | 0 | 0 | 0 | 0 | 0 | 0 | 0 | 0 | 0 | 0 | 0 | 0
Cancelled | US | Texas RE |  |  | 13INR0039 |  |  | HEREFORD WIND |  | WT | WND |  | Wind | 2050-12-31 |  | 500 | 145 | 170 | 0 | 0 | 0 | 0 | 0 | 0 | 0 | 0 | 0 | 0 | 0 | 0 | 0 | 0 | 0 | 0 | 0 | 0 | 0 | 0 | 0 | 0 | 0 | 0 | 0 | 0 | 0 | 0 | 0 | 0 | 0 | 0 | 0 | 0 | 0 | 0 | 0 | 0 | 0 | 0 | 0 | 0 | 0 | 0
Cancelled | US | Texas RE |  |  | 14INR0001 |  |  | SHERBINO MESA III |  | WT | WND |  | Wind | 2050-12-31 |  | 500 | 95 | 100 | 0 | 0 | 0 | 0 | 0 | 0 | 0 | 0 | 0 | 0 | 0 | 0 | 0 | 0 | 0 | 0 | 0 | 0 | 0 | 0 | 0 | 0 | 0 | 0 | 0 | 0 | 0 | 0 | 0 | 0 | 0 | 0 | 0 | 0 | 0 | 0 | 0 | 0 | 0 | 0 | 0 | 0 | 0 | 0
Cancelled | US | Texas RE |  |  | 14INR0025_2 |  |  | SOUTH PLAINS WIND ENERGY |  | WT | WND |  | Wind | 2015-10-31 |  | 500 | 145 | 170 | 0 | 0 | 0 | 0 | 0 | 0 | 0 | 0 | 0 | 0 | 0 | 0 | 0 | 0 | 0 | 0 | 0 | 0 | 0 | 0 | 0 | 0 | 0 | 0 | 0 | 0 | 0 | 0 | 0 | 0 | 0 | 0 | 0 | 0 | 0 | 0 | 0 | 0 | 0 | 0 | 0 | 0 | 0 | 0
Cancelled | US | Texas RE |  |  | 17INR0029 |  |  | ANSON SOLAR |  | PV | SUN |  | Solar | 2017-12-01 |  | 500 | 400 | 35 | 0 | 0 | 0 | 0 | 0 | 0 | 0 | 0 | 0 | 0 | 0 | 0 | 0 | 0 | 0 | 0 | 0 | 0 | 0 | 0 | 0 | 0 | 0 | 0 | 0 | 0 | 0 | 0 | 0 | 0 | 0 | 0 | 0 | 0 | 0 | 0 | 0 | 0 | 0 | 0 | 0 | 0 | 0 | 0
Cancelled | US | Texas RE |  |  | 18INR0006 |  |  | HOLMAN THERMAL |  | CT | NG | 0 | Natural Gas and Other Gases | 2018-06-01 |  | 500 | 250 | 500 | 0 | 0 | 0 | 0 | 0 | 0 | 0 | 0 | 0 | 0 | 0 | 0 | 0 | 0 | 0 | 0 | 0 | 0 | 0 | 0 | 0 | 0 | 0 | 0 | 0 | 0 | 0 | 0 | 0 | 0 | 0 | 0 | 0 | 0 | 0 | 0 | 0 | 0 | 0 | 0 | 0 | 0 | 0 | 0
Cancelled | US | Texas RE |  |  | 18INR0057 |  |  | GREEN VALLEY WIND |  | WT | WND |  | Wind | 2019-12-15 |  | 500 | 95 | 100 | 0 | 0 | 0 | 0 | 0 | 0 | 0 | 0 | 0 | 0 | 0 | 0 | 0 | 0 | 0 | 0 | 0 | 0 | 0 | 0 | 0 | 0 | 0 | 0 | 0 | 0 | 0 | 0 | 0 | 0 | 0 | 0 | 0 | 0 | 0 | 0 | 0 | 0 | 0 | 0 | 0 | 0 | 0 | 0
Cancelled | US | Texas RE |  |  | 20INR0114 |  |  | WINDPIPER |  | WT | WND |  | Wind | 2021-03-01 |  | 500 | 95 | 100 | 0 | 0 | 0 | 0 | 0 | 0 | 0 | 0 | 0 | 0 | 0 | 0 | 0 | 0 | 0 | 0 | 0 | 0 | 0 | 0 | 0 | 0 | 0 | 0 | 0 | 0 | 0 | 0 | 0 | 0 | 0 | 0 | 0 | 0 | 0 | 0 | 0 | 0 | 0 | 0 | 0 | 0 | 0 | 0
Cancelled | US | Texas RE |  |  | 21INR0219 |  |  | JAMES RIVER SOLAR |  | PV | SUN |  | Solar | 2021-10-15 |  | 500 | 400 | 35 | 0 | 0 | 0 | 0 | 0 | 0 | 0 | 0 | 0 | 0 | 0 | 0 | 0 | 0 | 0 | 0 | 0 | 0 | 0 | 0 | 0 | 0 | 0 | 0 | 0 | 0 | 0 | 0 | 0 | 0 | 0 | 0 | 0 | 0 | 0 | 0 | 0 | 0 | 0 | 0 | 0 | 0 | 0 | 0
Cancelled | US | Texas RE |  |  | 21INR0238 |  |  | STATELINE SOLAR |  | PV | SUN |  | Solar | 2021-12-01 |  | 500 | 400 | 35 | 0 | 0 | 0 | 0 | 0 | 0 | 0 | 0 | 0 | 0 | 0 | 0 | 0 | 0 | 0 | 0 | 0 | 0 | 0 | 0 | 0 | 0 | 0 | 0 | 0 | 0 | 0 | 0 | 0 | 0 | 0 | 0 | 0 | 0 | 0 | 0 | 0 | 0 | 0 | 0 | 0 | 0 | 0 | 0
Cancelled | US | Texas RE |  |  | 21INR0269 |  |  | SILVERADO WIND |  | WT | WND |  | Wind | 2021-10-15 |  | 500 | 95 | 100 | 0 | 0 | 0 | 0 | 0 | 0 | 0 | 0 | 0 | 0 | 0 | 0 | 0 | 0 | 0 | 0 | 0 | 0 | 0 | 0 | 0 | 0 | 0 | 0 | 0 | 0 | 0 | 0 | 0 | 0 | 0 | 0 | 0 | 0 | 0 | 0 | 0 | 0 | 0 | 0 | 0 | 0 | 0 | 0
Cancelled | US | Texas RE |  |  | 22INR0318 |  |  | TENSO SOLAR |  | PV | SUN |  | Solar | 2022-10-31 |  | 500 | 400 | 35 | 0 | 0 | 0 | 0 | 0 | 0 | 0 | 0 | 0 | 0 | 0 | 0 | 0 | 0 | 0 | 0 | 0 | 0 | 0 | 0 | 0 | 0 | 0 | 0 | 0 | 0 | 0 | 0 | 0 | 0 | 0 | 0 | 0 | 0 | 0 | 0 | 0 | 0 | 0 | 0 | 0 | 0 | 0 | 0
Cancelled | US | Texas RE |  |  | 09INR0040 |  |  | PAMPA WIND FARM |  | WT | WND |  | Wind | 2050-12-31 |  | 499 | 144.71 | 169.66 | 0 | 0 | 0 | 0 | 0 | 0 | 0 | 0 | 0 | 0 | 0 | 0 | 0 | 0 | 0 | 0 | 0 | 0 | 0 | 0 | 0 | 0 | 0 | 0 | 0 | 0 | 0 | 0 | 0 | 0 | 0 | 0 | 0 | 0 | 0 | 0 | 0 | 0 | 0 | 0 | 0 | 0 | 0 | 0
Cancelled | US | Texas RE |  |  | 10INR0037 |  |  | CAPRICORN RIDGE VI |  | WT | WND |  | Wind | 2050-12-31 |  | 499 | 94.81 | 99.8 | 0 | 0 | 0 | 0 | 0 | 0 | 0 | 0 | 0 | 0 | 0 | 0 | 0 | 0 | 0 | 0 | 0 | 0 | 0 | 0 | 0 | 0 | 0 | 0 | 0 | 0 | 0 | 0 | 0 | 0 | 0 | 0 | 0 | 0 | 0 | 0 | 0 | 0 | 0 | 0 | 0 | 0 | 0 | 0
Cancelled | US | Texas RE |  |  | 10INR0074 |  |  | JENSEN WIND ENERGY PROJECT |  | WT | WND |  | Wind | 2050-12-31 |  | 499 | 94.81 | 99.8 | 0 | 0 | 0 | 0 | 0 | 0 | 0 | 0 | 0 | 0 | 0 | 0 | 0 | 0 | 0 | 0 | 0 | 0 | 0 | 0 | 0 | 0 | 0 | 0 | 0 | 0 | 0 | 0 | 0 | 0 | 0 | 0 | 0 | 0 | 0 | 0 | 0 | 0 | 0 | 0 | 0 | 0 | 0 | 0
Cancelled | US | Texas RE |  |  | 21INR0032 |  |  | JUNO STORAGE |  | BA | MWH |  | Other | 2021-05-15 |  | 495 | 0 | 0 | 0 | 0 | 0 | 0 | 0 | 0 | 0 | 0 | 0 | 0 | 0 | 0 | 0 | 0 | 0 | 0 | 0 | 0 | 0 | 0 | 0 | 0 | 0 | 0 | 0 | 0 | 0 | 0 | 0 | 0 | 0 | 0 | 0 | 0 | 0 | 0 | 0 | 0 | 0 | 0 | 0 | 0 | 0 | 0
Cancelled | US | Texas RE |  |  | 17INR0002_2 |  |  | SOUTHERN COMPANY - HENDERSON COUNTY OPT2 |  | CC | NG | 0 | Natural Gas and Other Gases | 2017-06-01 |  | 489 | 489 | 489 | 0 | 0 | 0 | 0 | 0 | 0 | 0 | 0 | 0 | 0 | 0 | 0 | 0 | 0 | 0 | 0 | 0 | 0 | 0 | 0 | 0 | 0 | 0 | 0 | 0 | 0 | 0 | 0 | 0 | 0 | 0 | 0 | 0 | 0 | 0 | 0 | 0 | 0 | 0 | 0 | 0 | 0 | 0 | 0
Cancelled | US | Texas RE |  |  | 16INR0045 |  |  | HALYARD HENDERSON |  | CT | NG | 0 | Natural Gas and Other Gases | 2021-05-01 |  | 484 | 484 | 484 | 0 | 0 | 0 | 0 | 0 | 0 | 0 | 0 | 0 | 0 | 0 | 0 | 0 | 0 | 0 | 0 | 0 | 0 | 0 | 0 | 0 | 0 | 0 | 0 | 0 | 0 | 0 | 0 | 0 | 0 | 0 | 0 | 0 | 0 | 0 | 0 | 0 | 0 | 0 | 0 | 0 | 0 | 0 | 0
Cancelled | US | Texas RE |  |  | 20INR0224 |  |  | PONTA POWER PLANT |  | CT | NG | 0 | Natural Gas and Other Gases | 2020-06-01 |  | 484 | 484 | 484 | 0 | 0 | 0 | 0 | 0 | 0 | 0 | 0 | 0 | 0 | 0 | 0 | 0 | 0 | 0 | 0 | 0 | 0 | 0 | 0 | 0 | 0 | 0 | 0 | 0 | 0 | 0 | 0 | 0 | 0 | 0 | 0 | 0 | 0 | 0 | 0 | 0 | 0 | 0 | 0 | 0 | 0 | 0 | 0
Cancelled | US | Texas RE |  |  | 20INR0225 |  |  | SUGARLAND POWER PLANT |  | CT | NG | 0 | Natural Gas and Other Gases | 2021-06-01 |  | 484 | 484 | 484 | 0 | 0 | 0 | 0 | 0 | 0 | 0 | 0 | 0 | 0 | 0 | 0 | 0 | 0 | 0 | 0 | 0 | 0 | 0 | 0 | 0 | 0 | 0 | 0 | 0 | 0 | 0 | 0 | 0 | 0 | 0 | 0 | 0 | 0 | 0 | 0 | 0 | 0 | 0 | 0 | 0 | 0 | 0 | 0
Cancelled | US | Texas RE |  |  | 16INR0035 |  |  | CORPUS CHRISTI UPGRADE |  | CC | NG | 0 | Natural Gas and Other Gases | 2019-06-01 |  | 483 | 34 | 82 | 0 | 0 | 0 | 0 | 0 | 0 | 0 | 0 | 0 | 0 | 0 | 0 | 0 | 0 | 0 | 0 | 0 | 0 | 0 | 0 | 0 | 0 | 0 | 0 | 0 | 0 | 0 | 0 | 0 | 0 | 0 | 0 | 0 | 0 | 0 | 0 | 0 | 0 | 0 | 0 | 0 | 0 | 0 | 0
Cancelled | US | Texas RE |  |  | 17INR0002 |  |  | SPC HENDERSON OPTION 2 |  | CC | NG | 0 | Natural Gas and Other Gases | 2019-06-01 |  | 478 | 478 | 478 | 0 | 0 | 0 | 0 | 0 | 0 | 0 | 0 | 0 | 0 | 0 | 0 | 0 | 0 | 0 | 0 | 0 | 0 | 0 | 0 | 0 | 0 | 0 | 0 | 0 | 0 | 0 | 0 | 0 | 0 | 0 | 0 | 0 | 0 | 0 | 0 | 0 | 0 | 0 | 0 | 0 | 0 | 0 | 0
Cancelled | US | Texas RE |  |  | 16INR0038 |  |  | TRADINGHOUSE G |  | CC | NG | 0 | Natural Gas and Other Gases | 2018-06-01 |  | 471 | 471 | 471 | 0 | 0 | 0 | 0 | 0 | 0 | 0 | 0 | 0 | 0 | 0 | 0 | 0 | 0 | 0 | 0 | 0 | 0 | 0 | 0 | 0 | 0 | 0 | 0 | 0 | 0 | 0 | 0 | 0 | 0 | 0 | 0 | 0 | 0 | 0 | 0 | 0 | 0 | 0 | 0 | 0 | 0 | 0 | 0
Cancelled | US | Texas RE |  |  | 17INR0018 |  |  | LAKE CREEK 3 G |  | CT | NG | 0 | Natural Gas and Other Gases | 2018-06-01 |  | 471 | 471 | 471 | 0 | 0 | 0 | 0 | 0 | 0 | 0 | 0 | 0 | 0 | 0 | 0 | 0 | 0 | 0 | 0 | 0 | 0 | 0 | 0 | 0 | 0 | 0 | 0 | 0 | 0 | 0 | 0 | 0 | 0 | 0 | 0 | 0 | 0 | 0 | 0 | 0 | 0 | 0 | 0 | 0 | 0 | 0 | 0
Cancelled | US | Texas RE |  |  | 15INR0042 |  |  | DECORDOVA G |  | CT | NG | 0 | Natural Gas and Other Gases | 2018-06-01 |  | 470 | 460 | 460 | 0 | 0 | 0 | 0 | 0 | 0 | 0 | 0 | 0 | 0 | 0 | 0 | 0 | 0 | 0 | 0 | 0 | 0 | 0 | 0 | 0 | 0 | 0 | 0 | 0 | 0 | 0 | 0 | 0 | 0 | 0 | 0 | 0 | 0 | 0 | 0 | 0 | 0 | 0 | 0 | 0 | 0 | 0 | 0
Cancelled | US | Texas RE |  |  | 08INR0065 |  |  | BUFFALO GAP 4 AND 5 |  | WT | WND |  | Wind | 2050-12-31 |  | 465 | 88.35 | 93 | 0 | 0 | 0 | 0 | 0 | 0 | 0 | 0 | 0 | 0 | 0 | 0 | 0 | 0 | 0 | 0 | 0 | 0 | 0 | 0 | 0 | 0 | 0 | 0 | 0 | 0 | 0 | 0 | 0 | 0 | 0 | 0 | 0 | 0 | 0 | 0 | 0 | 0 | 0 | 0 | 0 | 0 | 0 | 0
Cancelled | US | Texas RE |  |  | 21INR0007 |  |  | DEEPWATER |  | CT | NG | 0 | Natural Gas and Other Gases | 2021-04-30 |  | 462.2 | 462.2 | 462.2 | 0 | 0 | 0 | 0 | 0 | 0 | 0 | 0 | 0 | 0 | 0 | 0 | 0 | 0 | 0 | 0 | 0 | 0 | 0 | 0 | 0 | 0 | 0 | 0 | 0 | 0 | 0 | 0 | 0 | 0 | 0 | 0 | 0 | 0 | 0 | 0 | 0 | 0 | 0 | 0 | 0 | 0 | 0 | 0
Cancelled | US | Texas RE |  |  | 17INR0015 |  |  | NECHES STATION |  | CC | NG | 0 | Natural Gas and Other Gases | 2017-05-01 |  | 460 | 460 | 460 | 0 | 0 | 0 | 0 | 0 | 0 | 0 | 0 | 0 | 0 | 0 | 0 | 0 | 0 | 0 | 0 | 0 | 0 | 0 | 0 | 0 | 0 | 0 | 0 | 0 | 0 | 0 | 0 | 0 | 0 | 0 | 0 | 0 | 0 | 0 | 0 | 0 | 0 | 0 | 0 | 0 | 0 | 0 | 0
Cancelled | US | Texas RE |  |  | 18INR0025b |  |  | STAKED PLAINS WIND 2 |  | WT | WND |  | Wind | 2019-05-01 |  | 454 | 86.26 | 90.8 | 0 | 0 | 0 | 0 | 0 | 0 | 0 | 0 | 0 | 0 | 0 | 0 | 0 | 0 | 0 | 0 | 0 | 0 | 0 | 0 | 0 | 0 | 0 | 0 | 0 | 0 | 0 | 0 | 0 | 0 | 0 | 0 | 0 | 0 | 0 | 0 | 0 | 0 | 0 | 0 | 0 | 0 | 0 | 0
Cancelled | US | Texas RE |  |  | 09INR0003 |  |  | DANSBY 3 |  | ST | BIT | 0 | Coal | 2050-12-31 |  | 450 | 450 | 450 | 0 | 0 | 0 | 0 | 0 | 0 | 0 | 0 | 0 | 0 | 0 | 0 | 0 | 0 | 0 | 0 | 0 | 0 | 0 | 0 | 0 | 0 | 0 | 0 | 0 | 0 | 0 | 0 | 0 | 0 | 0 | 0 | 0 | 0 | 0 | 0 | 0 | 0 | 0 | 0 | 0 | 0 | 0 | 0
Cancelled | US | Texas RE |  |  | 21INR0014 |  |  | PHILLIPS RANCH SOLAR |  | PV | SUN |  | Solar | 2021-06-30 |  | 450 | 360 | 31.5 | 0 | 0 | 0 | 0 | 0 | 0 | 0 | 0 | 0 | 0 | 0 | 0 | 0 | 0 | 0 | 0 | 0 | 0 | 0 | 0 | 0 | 0 | 0 | 0 | 0 | 0 | 0 | 0 | 0 | 0 | 0 | 0 | 0 | 0 | 0 | 0 | 0 | 0 | 0 | 0 | 0 | 0 | 0 | 0
Cancelled | US | Texas RE |  |  | 22INR0207 |  |  | MAD RIVER |  | PV | SUN |  | Solar | 2022-07-31 |  | 450 | 360 | 31.5 | 0 | 0 | 0 | 0 | 0 | 0 | 0 | 0 | 0 | 0 | 0 | 0 | 0 | 0 | 0 | 0 | 0 | 0 | 0 | 0 | 0 | 0 | 0 | 0 | 0 | 0 | 0 | 0 | 0 | 0 | 0 | 0 | 0 | 0 | 0 | 0 | 0 | 0 | 0 | 0 | 0 | 0 | 0 | 0
Cancelled | US | Texas RE |  |  | 22INR0297 |  |  | PECCARY |  | CT | NG | 0 | Natural Gas and Other Gases | 2023-03-31 |  | 450 | 450 | 450 | 0 | 0 | 0 | 0 | 0 | 0 | 0 | 0 | 0 | 0 | 0 | 0 | 0 | 0 | 0 | 0 | 0 | 0 | 0 | 0 | 0 | 0 | 0 | 0 | 0 | 0 | 0 | 0 | 0 | 0 | 0 | 0 | 0 | 0 | 0 | 0 | 0 | 0 | 0 | 0 | 0 | 0 | 0 | 0
Cancelled | US | Texas RE |  |  | 12INR0028 |  |  | WISE COUNTY RECONFIGURATION |  | CC | NG | 0 | Natural Gas and Other Gases | 2050-12-31 |  | 446 | 0 | 0 | 0 | 0 | 0 | 0 | 0 | 0 | 0 | 0 | 0 | 0 | 0 | 0 | 0 | 0 | 0 | 0 | 0 | 0 | 0 | 0 | 0 | 0 | 0 | 0 | 0 | 0 | 0 | 0 | 0 | 0 | 0 | 0 | 0 | 0 | 0 | 0 | 0 | 0 | 0 | 0 | 0 | 0 | 0 | 0
Cancelled | US | Texas RE |  |  | 09INR0020 |  |  | YOAKUM COUNTY COGEN ADDITION |  | CC | NG | 0 | Natural Gas and Other Gases | 2050-12-31 |  | 437 | 437 | 437 | 0 | 0 | 0 | 0 | 0 | 0 | 0 | 0 | 0 | 0 | 0 | 0 | 0 | 0 | 0 | 0 | 0 | 0 | 0 | 0 | 0 | 0 | 0 | 0 | 0 | 0 | 0 | 0 | 0 | 0 | 0 | 0 | 0 | 0 | 0 | 0 | 0 | 0 | 0 | 0 | 0 | 0 | 0 | 0
Cancelled | US | Texas RE |  |  | 08INR0002 |  |  | SANDOW 5 |  | ST | BIT | 0 | Coal | 2050-12-31 |  | 430 | 430 | 430 | 0 | 0 | 0 | 0 | 0 | 0 | 0 | 0 | 0 | 0 | 0 | 0 | 0 | 0 | 0 | 0 | 0 | 0 | 0 | 0 | 0 | 0 | 0 | 0 | 0 | 0 | 0 | 0 | 0 | 0 | 0 | 0 | 0 | 0 | 0 | 0 | 0 | 0 | 0 | 0 | 0 | 0 | 0 | 0
Cancelled | US | Texas RE |  |  | 20INR0308 |  |  | GIBBONS CREEK TEERP |  | ST | BIT | 0 | Coal | 2020-11-01 |  | 420 | 420 | 420 | 0 | 0 | 0 | 0 | 0 | 0 | 0 | 0 | 0 | 0 | 0 | 0 | 0 | 0 | 0 | 0 | 0 | 0 | 0 | 0 | 0 | 0 | 0 | 0 | 0 | 0 | 0 | 0 | 0 | 0 | 0 | 0 | 0 | 0 | 0 | 0 | 0 | 0 | 0 | 0 | 0 | 0 | 0 | 0
Cancelled | US | Texas RE |  |  | 10INR0035 |  |  | DEER PARK ENERGY CENTER CTG-5 & 6 |  | CC | NG | 0 | Natural Gas and Other Gases | 2050-12-31 |  | 416 | 416 | 416 | 0 | 0 | 0 | 0 | 0 | 0 | 0 | 0 | 0 | 0 | 0 | 0 | 0 | 0 | 0 | 0 | 0 | 0 | 0 | 0 | 0 | 0 | 0 | 0 | 0 | 0 | 0 | 0 | 0 | 0 | 0 | 0 | 0 | 0 | 0 | 0 | 0 | 0 | 0 | 0 | 0 | 0 | 0 | 0
Cancelled | US | Texas RE |  |  | 21INR0023 |  |  | BISON CREEK SOLAR |  | PV | SUN |  | Solar | 2021-09-01 |  | 414 | 331.2 | 28.98 | 0 | 0 | 0 | 0 | 0 | 0 | 0 | 0 | 0 | 0 | 0 | 0 | 0 | 0 | 0 | 0 | 0 | 0 | 0 | 0 | 0 | 0 | 0 | 0 | 0 | 0 | 0 | 0 | 0 | 0 | 0 | 0 | 0 | 0 | 0 | 0 | 0 | 0 | 0 | 0 | 0 | 0 | 0 | 0
Cancelled | US | Texas RE |  |  | 22INR0343 |  |  | VINCENNES SOLAR |  | PV | SUN |  | Solar | 2022-12-31 |  | 403 | 322.4 | 28.21 | 0 | 0 | 0 | 0 | 0 | 0 | 0 | 0 | 0 | 0 | 0 | 0 | 0 | 0 | 0 | 0 | 0 | 0 | 0 | 0 | 0 | 0 | 0 | 0 | 0 | 0 | 0 | 0 | 0 | 0 | 0 | 0 | 0 | 0 | 0 | 0 | 0 | 0 | 0 | 0 | 0 | 0 | 0 | 0
Cancelled | US | Texas RE |  |  | 08INR0054 |  |  | ROADRUNNER WIND FARM |  | WT | WND |  | Wind | 2050-12-31 |  | 401 | 76.19 | 80.2 | 0 | 0 | 0 | 0 | 0 | 0 | 0 | 0 | 0 | 0 | 0 | 0 | 0 | 0 | 0 | 0 | 0 | 0 | 0 | 0 | 0 | 0 | 0 | 0 | 0 | 0 | 0 | 0 | 0 | 0 | 0 | 0 | 0 | 0 | 0 | 0 | 0 | 0 | 0 | 0 | 0 | 0 | 0 | 0
Cancelled | US | Texas RE |  |  | 24INR0001 |  |  | DODD SOLAR |  | PV | SUN |  | Solar | 2022-11-01 |  | 400.58 | 320.464 | 28.0406 | 0 | 0 | 0 | 0 | 0 | 0 | 0 | 0 | 0 | 0 | 0 | 0 | 0 | 0 | 0 | 0 | 0 | 0 | 0 | 0 | 0 | 0 | 0 | 0 | 0 | 0 | 0 | 0 | 0 | 0 | 0 | 0 | 0 | 0 | 0 | 0 | 0 | 0 | 0 | 0 | 0 | 0 | 0 | 0
Cancelled | US | Texas RE |  |  | 05INR0015b |  |  | GULF WIND 2 |  | WT | WND |  | Wind | 2050-12-31 |  | 400 | 244 | 188 | 0 | 0 | 0 | 0 | 0 | 0 | 0 | 0 | 0 | 0 | 0 | 0 | 0 | 0 | 0 | 0 | 0 | 0 | 0 | 0 | 0 | 0 | 0 | 0 | 0 | 0 | 0 | 0 | 0 | 0 | 0 | 0 | 0 | 0 | 0 | 0 | 0 | 0 | 0 | 0 | 0 | 0 | 0 | 0
Cancelled | US | Texas RE |  |  | 05INR0015c |  |  | GULF WIND 3 |  | WT | WND |  | Wind | 2050-12-31 |  | 400 | 244 | 188 | 0 | 0 | 0 | 0 | 0 | 0 | 0 | 0 | 0 | 0 | 0 | 0 | 0 | 0 | 0 | 0 | 0 | 0 | 0 | 0 | 0 | 0 | 0 | 0 | 0 | 0 | 0 | 0 | 0 | 0 | 0 | 0 | 0 | 0 | 0 | 0 | 0 | 0 | 0 | 0 | 0 | 0 | 0 | 0
Cancelled | US | Texas RE |  |  | 07INR0026 |  |  | VERA RENEWABLE GENERATION CENTER |  | WT | WND |  | Wind | 2050-12-31 |  | 400 | 76 | 80 | 0 | 0 | 0 | 0 | 0 | 0 | 0 | 0 | 0 | 0 | 0 | 0 | 0 | 0 | 0 | 0 | 0 | 0 | 0 | 0 | 0 | 0 | 0 | 0 | 0 | 0 | 0 | 0 | 0 | 0 | 0 | 0 | 0 | 0 | 0 | 0 | 0 | 0 | 0 | 0 | 0 | 0 | 0 | 0
Cancelled | US | Texas RE |  |  | 08INR0004 |  |  | ENNIS PEAKERS |  | CC | LFG |  | Biomass | 2050-12-31 |  | 400 | 400 | 400 | 0 | 0 | 0 | 0 | 0 | 0 | 0 | 0 | 0 | 0 | 0 | 0 | 0 | 0 | 0 | 0 | 0 | 0 | 0 | 0 | 0 | 0 | 0 | 0 | 0 | 0 | 0 | 0 | 0 | 0 | 0 | 0 | 0 | 0 | 0 | 0 | 0 | 0 | 0 | 0 | 0 | 0 | 0 | 0
Cancelled | US | Texas RE |  |  | 08INR0005 |  |  | WISE PEAKERS |  | CC | NG | 0 | Natural Gas and Other Gases | 2050-12-31 |  | 400 | 291 | 291 | 0 | 0 | 0 | 0 | 0 | 0 | 0 | 0 | 0 | 0 | 0 | 0 | 0 | 0 | 0 | 0 | 0 | 0 | 0 | 0 | 0 | 0 | 0 | 0 | 0 | 0 | 0 | 0 | 0 | 0 | 0 | 0 | 0 | 0 | 0 | 0 | 0 | 0 | 0 | 0 | 0 | 0 | 0 | 0
Cancelled | US | Texas RE |  |  | 08INR0007 |  |  | SOUTHWEST WINDTHORST WIND ENERGY PROJECT |  | WT | WND |  | Wind | 2050-12-31 |  | 400 | 76 | 80 | 0 | 0 | 0 | 0 | 0 | 0 | 0 | 0 | 0 | 0 | 0 | 0 | 0 | 0 | 0 | 0 | 0 | 0 | 0 | 0 | 0 | 0 | 0 | 0 | 0 | 0 | 0 | 0 | 0 | 0 | 0 | 0 | 0 | 0 | 0 | 0 | 0 | 0 | 0 | 0 | 0 | 0 | 0 | 0
Cancelled | US | Texas RE |  |  | 09INR0066 |  |  | COHEN'S STAR |  | WT | WND |  | Wind | 2050-12-31 |  | 400 | 76 | 80 | 0 | 0 | 0 | 0 | 0 | 0 | 0 | 0 | 0 | 0 | 0 | 0 | 0 | 0 | 0 | 0 | 0 | 0 | 0 | 0 | 0 | 0 | 0 | 0 | 0 | 0 | 0 | 0 | 0 | 0 | 0 | 0 | 0 | 0 | 0 | 0 | 0 | 0 | 0 | 0 | 0 | 0 | 0 | 0
Cancelled | US | Texas RE |  |  | 10INR0023 |  |  | BAKER RANCH |  | WT | WND |  | Wind | 2014-09-30 |  | 400 | 76 | 80 | 0 | 0 | 0 | 0 | 0 | 0 | 0 | 0 | 0 | 0 | 0 | 0 | 0 | 0 | 0 | 0 | 0 | 0 | 0 | 0 | 0 | 0 | 0 | 0 | 0 | 0 | 0 | 0 | 0 | 0 | 0 | 0 | 0 | 0 | 0 | 0 | 0 | 0 | 0 | 0 | 0 | 0 | 0 | 0
Cancelled | US | Texas RE |  |  | 11INR0012 |  |  | INVENERGY LOS OJUELOS WIND |  | WT | WND |  | Wind | 2050-12-31 |  | 400 | 76 | 80 | 0 | 0 | 0 | 0 | 0 | 0 | 0 | 0 | 0 | 0 | 0 | 0 | 0 | 0 | 0 | 0 | 0 | 0 | 0 | 0 | 0 | 0 | 0 | 0 | 0 | 0 | 0 | 0 | 0 | 0 | 0 | 0 | 0 | 0 | 0 | 0 | 0 | 0 | 0 | 0 | 0 | 0 | 0 | 0
Cancelled | US | Texas RE |  |  | 11INR0023 |  |  | HAGIN'S WIND |  | WT | WND |  | Wind | 2050-12-31 01:00 |  | 400 | 76 | 80 | 0 | 0 | 0 | 0 | 0 | 0 | 0 | 0 | 0 | 0 | 0 | 0 | 0 | 0 | 0 | 0 | 0 | 0 | 0 | 0 | 0 | 0 | 0 | 0 | 0 | 0 | 0 | 0 | 0 | 0 | 0 | 0 | 0 | 0 | 0 | 0 | 0 | 0 | 0 | 0 | 0 | 0 | 0 | 0
Cancelled | US | Texas RE |  |  | 11INR0025 |  |  | HOOVER'S RIDGE WIND |  | WT | WND |  | Wind | 2050-12-31 01:00 |  | 400 | 76 | 80 | 0 | 0 | 0 | 0 | 0 | 0 | 0 | 0 | 0 | 0 | 0 | 0 | 0 | 0 | 0 | 0 | 0 | 0 | 0 | 0 | 0 | 0 | 0 | 0 | 0 | 0 | 0 | 0 | 0 | 0 | 0 | 0 | 0 | 0 | 0 | 0 | 0 | 0 | 0 | 0 | 0 | 0 | 0 | 0
Cancelled | US | Texas RE |  |  | 12INR0003 |  |  | THROCKMORTON WIND FARM |  | WT | WND |  | Wind | 2050-12-31 |  | 400 | 76 | 80 | 0 | 0 | 0 | 0 | 0 | 0 | 0 | 0 | 0 | 0 | 0 | 0 | 0 | 0 | 0 | 0 | 0 | 0 | 0 | 0 | 0 | 0 | 0 | 0 | 0 | 0 | 0 | 0 | 0 | 0 | 0 | 0 | 0 | 0 | 0 | 0 | 0 | 0 | 0 | 0 | 0 | 0 | 0 | 0
Cancelled | US | Texas RE |  |  | 12INR0004 |  |  | FORT CONCHO WIND FARM |  | WT | WND |  | Wind | 2050-12-31 |  | 400 | 76 | 80 | 0 | 0 | 0 | 0 | 0 | 0 | 0 | 0 | 0 | 0 | 0 | 0 | 0 | 0 | 0 | 0 | 0 | 0 | 0 | 0 | 0 | 0 | 0 | 0 | 0 | 0 | 0 | 0 | 0 | 0 | 0 | 0 | 0 | 0 | 0 | 0 | 0 | 0 | 0 | 0 | 0 | 0 | 0 | 0
Cancelled | US | Texas RE |  |  | 12INR0026 |  |  | PALO DURO WIND |  | WT | WND |  | Wind | 2050-12-31 |  | 400 | 116 | 136 | 0 | 0 | 0 | 0 | 0 | 0 | 0 | 0 | 0 | 0 | 0 | 0 | 0 | 0 | 0 | 0 | 0 | 0 | 0 | 0 | 0 | 0 | 0 | 0 | 0 | 0 | 0 | 0 | 0 | 0 | 0 | 0 | 0 | 0 | 0 | 0 | 0 | 0 | 0 | 0 | 0 | 0 | 0 | 0
Cancelled | US | Texas RE |  |  | 13INR0023 |  |  | TEXAS CLEAN C |  | CC | BIT | 0 | Coal | 2021-12-31 |  | 400 | 240 | 240 | 0 | 0 | 0 | 0 | 0 | 0 | 0 | 0 | 0 | 0 | 0 | 0 | 0 | 0 | 0 | 0 | 0 | 0 | 0 | 0 | 0 | 0 | 0 | 0 | 0 | 0 | 0 | 0 | 0 | 0 | 0 | 0 | 0 | 0 | 0 | 0 | 0 | 0 | 0 | 0 | 0 | 0 | 0 | 0
Cancelled | US | Texas RE |  |  | 13INR0024 |  |  | ANTELOPE RIDGE WIND PROJECT |  | WT | WND |  | Wind | 2050-12-31 |  | 400 | 116 | 136 | 0 | 0 | 0 | 0 | 0 | 0 | 0 | 0 | 0 | 0 | 0 | 0 | 0 | 0 | 0 | 0 | 0 | 0 | 0 | 0 | 0 | 0 | 0 | 0 | 0 | 0 | 0 | 0 | 0 | 0 | 0 | 0 | 0 | 0 | 0 | 0 | 0 | 0 | 0 | 0 | 0 | 0 | 0 | 0
Cancelled | US | Texas RE |  |  | 13INR0044 |  |  | LOS VIENTOS PHASE III |  | WT | WND |  | Wind | 2050-12-31 |  | 400 | 76 | 80 | 0 | 0 | 0 | 0 | 0 | 0 | 0 | 0 | 0 | 0 | 0 | 0 | 0 | 0 | 0 | 0 | 0 | 0 | 0 | 0 | 0 | 0 | 0 | 0 | 0 | 0 | 0 | 0 | 0 | 0 | 0 | 0 | 0 | 0 | 0 | 0 | 0 | 0 | 0 | 0 | 0 | 0 | 0 | 0
Cancelled | US | Texas RE |  |  | 14INR0019 |  |  | LOS VIENTOS PHASE IV |  | WT | WND |  | Wind | 2050-12-31 |  | 400 | 76 | 80 | 0 | 0 | 0 | 0 | 0 | 0 | 0 | 0 | 0 | 0 | 0 | 0 | 0 | 0 | 0 | 0 | 0 | 0 | 0 | 0 | 0 | 0 | 0 | 0 | 0 | 0 | 0 | 0 | 0 | 0 | 0 | 0 | 0 | 0 | 0 | 0 | 0 | 0 | 0 | 0 | 0 | 0 | 0 | 0
Cancelled | US | Texas RE |  |  | 15INR0020 |  |  | LOS VIENTOS WEST EXPANSION |  | WT | WND |  | Wind | 2015-12-31 |  | 400 | 76 | 80 | 0 | 0 | 0 | 0 | 0 | 0 | 0 | 0 | 0 | 0 | 0 | 0 | 0 | 0 | 0 | 0 | 0 | 0 | 0 | 0 | 0 | 0 | 0 | 0 | 0 | 0 | 0 | 0 | 0 | 0 | 0 | 0 | 0 | 0 | 0 | 0 | 0 | 0 | 0 | 0 | 0 | 0 | 0 | 0
Cancelled | US | Texas RE |  |  | 16INR0043 |  |  | HALYARD MATAGORDA ENERGY CENTER |  | CT | NG | 0 | Natural Gas and Other Gases | 2016-06-01 |  | 400 | 400 | 400 | 0 | 0 | 0 | 0 | 0 | 0 | 0 | 0 | 0 | 0 | 0 | 0 | 0 | 0 | 0 | 0 | 0 | 0 | 0 | 0 | 0 | 0 | 0 | 0 | 0 | 0 | 0 | 0 | 0 | 0 | 0 | 0 | 0 | 0 | 0 | 0 | 0 | 0 | 0 | 0 | 0 | 0 | 0 | 0
Cancelled | US | Texas RE |  |  | 16INR0046 |  |  | HALYARD EAST BERNARD ENERGY CENTER |  | CT | NG | 0 | Natural Gas and Other Gases | 2016-04-01 |  | 400 | 400 | 400 | 0 | 0 | 0 | 0 | 0 | 0 | 0 | 0 | 0 | 0 | 0 | 0 | 0 | 0 | 0 | 0 | 0 | 0 | 0 | 0 | 0 | 0 | 0 | 0 | 0 | 0 | 0 | 0 | 0 | 0 | 0 | 0 | 0 | 0 | 0 | 0 | 0 | 0 | 0 | 0 | 0 | 0 | 0 | 0
Cancelled | US | Texas RE |  |  | 16INR0087b |  |  | RATTLESNAKE ENERGY B |  | WT | WND |  | Wind | 2018-12-31 |  | 400 | 76 | 80 | 0 | 0 | 0 | 0 | 0 | 0 | 0 | 0 | 0 | 0 | 0 | 0 | 0 | 0 | 0 | 0 | 0 | 0 | 0 | 0 | 0 | 0 | 0 | 0 | 0 | 0 | 0 | 0 | 0 | 0 | 0 | 0 | 0 | 0 | 0 | 0 | 0 | 0 | 0 | 0 | 0 | 0 | 0 | 0
Cancelled | US | Texas RE |  |  | 16INR0109 |  |  | HECATE MCCAMEY B SOLAR |  | PV | SUN |  | Solar | 2016-07-27 |  | 400 | 320 | 28 | 0 | 0 | 0 | 0 | 0 | 0 | 0 | 0 | 0 | 0 | 0 | 0 | 0 | 0 | 0 | 0 | 0 | 0 | 0 | 0 | 0 | 0 | 0 | 0 | 0 | 0 | 0 | 0 | 0 | 0 | 0 | 0 | 0 | 0 | 0 | 0 | 0 | 0 | 0 | 0 | 0 | 0 | 0 | 0
Cancelled | US | Texas RE |  |  | 17INR0038 |  |  | ZAPATA II W |  | WT | WND |  | Wind | 2019-12-31 |  | 400 | 76 | 80 | 0 | 0 | 0 | 0 | 0 | 0 | 0 | 0 | 0 | 0 | 0 | 0 | 0 | 0 | 0 | 0 | 0 | 0 | 0 | 0 | 0 | 0 | 0 | 0 | 0 | 0 | 0 | 0 | 0 | 0 | 0 | 0 | 0 | 0 | 0 | 0 | 0 | 0 | 0 | 0 | 0 | 0 | 0 | 0
Cancelled | US | Texas RE |  |  | 18INR0049 |  |  | SANTA RITA SOLAR |  | PV | SUN |  | Solar | 2022-12-31 |  | 400 | 320 | 28 | 0 | 0 | 0 | 0 | 0 | 0 | 0 | 0 | 0 | 0 | 0 | 0 | 0 | 0 | 0 | 0 | 0 | 0 | 0 | 0 | 0 | 0 | 0 | 0 | 0 | 0 | 0 | 0 | 0 | 0 | 0 | 0 | 0 | 0 | 0 | 0 | 0 | 0 | 0 | 0 | 0 | 0 | 0 | 0
Cancelled | US | Texas RE |  |  | 19INR0004 |  |  | SANCO SOLAR |  | PV | SUN |  | Solar | 2019-10-01 |  | 400 | 320 | 28 | 0 | 0 | 0 | 0 | 0 | 0 | 0 | 0 | 0 | 0 | 0 | 0 | 0 | 0 | 0 | 0 | 0 | 0 | 0 | 0 | 0 | 0 | 0 | 0 | 0 | 0 | 0 | 0 | 0 | 0 | 0 | 0 | 0 | 0 | 0 | 0 | 0 | 0 | 0 | 0 | 0 | 0 | 0 | 0
Cancelled | US | Texas RE |  |  | 19INR0024 |  |  | LACY CREEK W |  | WT | WND |  | Wind | 2019-12-31 |  | 400 | 76 | 80 | 0 | 0 | 0 | 0 | 0 | 0 | 0 | 0 | 0 | 0 | 0 | 0 | 0 | 0 | 0 | 0 | 0 | 0 | 0 | 0 | 0 | 0 | 0 | 0 | 0 | 0 | 0 | 0 | 0 | 0 | 0 | 0 | 0 | 0 | 0 | 0 | 0 | 0 | 0 | 0 | 0 | 0 | 0 | 0
Cancelled | US | Texas RE |  |  | 19INR0025 |  |  | DUCK CREEK W |  | WT | WND |  | Wind | 2019-12-31 |  | 400 | 116 | 136 | 0 | 0 | 0 | 0 | 0 | 0 | 0 | 0 | 0 | 0 | 0 | 0 | 0 | 0 | 0 | 0 | 0 | 0 | 0 | 0 | 0 | 0 | 0 | 0 | 0 | 0 | 0 | 0 | 0 | 0 | 0 | 0 | 0 | 0 | 0 | 0 | 0 | 0 | 0 | 0 | 0 | 0 | 0 | 0
Cancelled | US | Texas RE |  |  | 20INR0002 |  |  | LAKE SPRING SOLAR |  | PV | SUN |  | Solar | 2020-06-01 |  | 400 | 320 | 28 | 0 | 0 | 0 | 0 | 0 | 0 | 0 | 0 | 0 | 0 | 0 | 0 | 0 | 0 | 0 | 0 | 0 | 0 | 0 | 0 | 0 | 0 | 0 | 0 | 0 | 0 | 0 | 0 | 0 | 0 | 0 | 0 | 0 | 0 | 0 | 0 | 0 | 0 | 0 | 0 | 0 | 0 | 0 | 0
Cancelled | US | Texas RE |  |  | 20INR0010 |  |  | SDR WIND |  | WT | WND |  | Wind | 2020-10-31 |  | 400 | 76 | 80 | 0 | 0 | 0 | 0 | 0 | 0 | 0 | 0 | 0 | 0 | 0 | 0 | 0 | 0 | 0 | 0 | 0 | 0 | 0 | 0 | 0 | 0 | 0 | 0 | 0 | 0 | 0 | 0 | 0 | 0 | 0 | 0 | 0 | 0 | 0 | 0 | 0 | 0 | 0 | 0 | 0 | 0 | 0 | 0
Cancelled | US | Texas RE |  |  | 20INR0020 |  |  | PUMPKIN FARM SOLAR |  | PV | SUN |  | Solar | 2020-05-30 |  | 400 | 320 | 28 | 0 | 0 | 0 | 0 | 0 | 0 | 0 | 0 | 0 | 0 | 0 | 0 | 0 | 0 | 0 | 0 | 0 | 0 | 0 | 0 | 0 | 0 | 0 | 0 | 0 | 0 | 0 | 0 | 0 | 0 | 0 | 0 | 0 | 0 | 0 | 0 | 0 | 0 | 0 | 0 | 0 | 0 | 0 | 0
Cancelled | US | Texas RE |  |  | 20INR0051 |  |  | BRUNI WIND |  | WT | WND |  | Wind | 2020-12-23 |  | 400 | 76 | 80 | 0 | 0 | 0 | 0 | 0 | 0 | 0 | 0 | 0 | 0 | 0 | 0 | 0 | 0 | 0 | 0 | 0 | 0 | 0 | 0 | 0 | 0 | 0 | 0 | 0 | 0 | 0 | 0 | 0 | 0 | 0 | 0 | 0 | 0 | 0 | 0 | 0 | 0 | 0 | 0 | 0 | 0 | 0 | 0
Cancelled | US | Texas RE |  |  | 20INR0066 |  |  | LOS OLMOS SOLAR |  | PV | SUN |  | Solar | 2020-12-01 |  | 400 | 320 | 28 | 0 | 0 | 0 | 0 | 0 | 0 | 0 | 0 | 0 | 0 | 0 | 0 | 0 | 0 | 0 | 0 | 0 | 0 | 0 | 0 | 0 | 0 | 0 | 0 | 0 | 0 | 0 | 0 | 0 | 0 | 0 | 0 | 0 | 0 | 0 | 0 | 0 | 0 | 0 | 0 | 0 | 0 | 0 | 0
Cancelled | US | Texas RE |  |  | 20INR0067 |  |  | CANCELLED ROCKHOUND |  | PV | SUN |  | Solar | 2020-06-30 |  | 400 | 320 | 28 | 0 | 0 | 0 | 0 | 0 | 0 | 0 | 0 | 0 | 0 | 0 | 0 | 0 | 0 | 0 | 0 | 0 | 0 | 0 | 0 | 0 | 0 | 0 | 0 | 0 | 0 | 0 | 0 | 0 | 0 | 0 | 0 | 0 | 0 | 0 | 0 | 0 | 0 | 0 | 0 | 0 | 0 | 0 | 0
Cancelled | US | Texas RE |  |  | 21INR0217 |  |  | SPECTRUM SOLAR |  | PV | SUN |  | Solar | 2023-06-30 |  | 400 | 320 | 28 | 0 | 0 | 0 | 0 | 0 | 0 | 0 | 0 | 0 | 0 | 0 | 0 | 0 | 0 | 0 | 0 | 0 | 0 | 0 | 0 | 0 | 0 | 0 | 0 | 0 | 0 | 0 | 0 | 0 | 0 | 0 | 0 | 0 | 0 | 0 | 0 | 0 | 0 | 0 | 0 | 0 | 0 | 0 | 0
Cancelled | US | Texas RE |  |  | 21INR0250 |  |  | OPAQUE FORK |  | PV | SUN |  | Solar | 2021-12-27 |  | 400 | 320 | 28 | 0 | 0 | 0 | 0 | 0 | 0 | 0 | 0 | 0 | 0 | 0 | 0 | 0 | 0 | 0 | 0 | 0 | 0 | 0 | 0 | 0 | 0 | 0 | 0 | 0 | 0 | 0 | 0 | 0 | 0 | 0 | 0 | 0 | 0 | 0 | 0 | 0 | 0 | 0 | 0 | 0 | 0 | 0 | 0
Cancelled | US | Texas RE |  |  | 21INR0286 |  |  | MENDIOLA SOLAR |  | PV | SUN |  | Solar | 2021-06-30 |  | 400 | 320 | 28 | 0 | 0 | 0 | 0 | 0 | 0 | 0 | 0 | 0 | 0 | 0 | 0 | 0 | 0 | 0 | 0 | 0 | 0 | 0 | 0 | 0 | 0 | 0 | 0 | 0 | 0 | 0 | 0 | 0 | 0 | 0 | 0 | 0 | 0 | 0 | 0 | 0 | 0 | 0 | 0 | 0 | 0 | 0 | 0
Cancelled | US | Texas RE |  |  | 22INR0249 |  |  | BONUS BREEZE WIND |  | WT | WND |  | Wind | 2022-09-01 |  | 400 | 76 | 80 | 0 | 0 | 0 | 0 | 0 | 0 | 0 | 0 | 0 | 0 | 0 | 0 | 0 | 0 | 0 | 0 | 0 | 0 | 0 | 0 | 0 | 0 | 0 | 0 | 0 | 0 | 0 | 0 | 0 | 0 | 0 | 0 | 0 | 0 | 0 | 0 | 0 | 0 | 0 | 0 | 0 | 0 | 0 | 0
Cancelled | US | Texas RE |  |  | 16INR0042 |  |  | HALYARD BAY CITY G |  | CT | NG | 0 | Natural Gas and Other Gases | 2016-04-01 |  | 398 | 398 | 398 | 0 | 0 | 0 | 0 | 0 | 0 | 0 | 0 | 0 | 0 | 0 | 0 | 0 | 0 | 0 | 0 | 0 | 0 | 0 | 0 | 0 | 0 | 0 | 0 | 0 | 0 | 0 | 0 | 0 | 0 | 0 | 0 | 0 | 0 | 0 | 0 | 0 | 0 | 0 | 0 | 0 | 0 | 0 | 0
Cancelled | US | Texas RE |  |  | 18INR0010 |  |  | POWERSITE KARNES |  | CC | NG | 0 | Natural Gas and Other Gases | 2018-01-01 |  | 396 | 380 | 396 | 0 | 0 | 0 | 0 | 0 | 0 | 0 | 0 | 0 | 0 | 0 | 0 | 0 | 0 | 0 | 0 | 0 | 0 | 0 | 0 | 0 | 0 | 0 | 0 | 0 | 0 | 0 | 0 | 0 | 0 | 0 | 0 | 0 | 0 | 0 | 0 | 0 | 0 | 0 | 0 | 0 | 0 | 0 | 0
Cancelled | US | Texas RE |  |  | 23INR0020 |  |  | DRY CREEK SOLAR |  | PV | SUN |  | Solar | 2022-11-01 |  | 390.9 | 312.72 | 27.363 | 0 | 0 | 0 | 0 | 0 | 0 | 0 | 0 | 0 | 0 | 0 | 0 | 0 | 0 | 0 | 0 | 0 | 0 | 0 | 0 | 0 | 0 | 0 | 0 | 0 | 0 | 0 | 0 | 0 | 0 | 0 | 0 | 0 | 0 | 0 | 0 | 0 | 0 | 0 | 0 | 0 | 0 | 0 | 0
Cancelled | US | Texas RE |  |  | 18INR0012 |  |  | POWERSITE JACK COUNTY |  | CC | NG | 0 | Natural Gas and Other Gases | 2018-01-01 |  | 380 | 380 | 380 | 0 | 0 | 0 | 0 | 0 | 0 | 0 | 0 | 0 | 0 | 0 | 0 | 0 | 0 | 0 | 0 | 0 | 0 | 0 | 0 | 0 | 0 | 0 | 0 | 0 | 0 | 0 | 0 | 0 | 0 | 0 | 0 | 0 | 0 | 0 | 0 | 0 | 0 | 0 | 0 | 0 | 0 | 0 | 0
Cancelled | US | Texas RE |  |  | 22INR0246 |  |  | BRUIN MOUNTAIN SOLAR |  | PV | SUN |  | Solar | 2022-06-01 |  | 380 | 304 | 26.6 | 0 | 0 | 0 | 0 | 0 | 0 | 0 | 0 | 0 | 0 | 0 | 0 | 0 | 0 | 0 | 0 | 0 | 0 | 0 | 0 | 0 | 0 | 0 | 0 | 0 | 0 | 0 | 0 | 0 | 0 | 0 | 0 | 0 | 0 | 0 | 0 | 0 | 0 | 0 | 0 | 0 | 0 | 0 | 0
Cancelled | US | Texas RE |  |  | 22INR0288 |  |  | BRUIN MOUNTAIN ALT POI 1 |  | PV | SUN |  | Solar | 2022-06-01 |  | 380 | 304 | 26.6 | 0 | 0 | 0 | 0 | 0 | 0 | 0 | 0 | 0 | 0 | 0 | 0 | 0 | 0 | 0 | 0 | 0 | 0 | 0 | 0 | 0 | 0 | 0 | 0 | 0 | 0 | 0 | 0 | 0 | 0 | 0 | 0 | 0 | 0 | 0 | 0 | 0 | 0 | 0 | 0 | 0 | 0 | 0 | 0
Cancelled | US | Texas RE |  |  | 08INR0047 |  |  | BUFFALO GAP 4 |  | WT | WND |  | Wind | 2050-12-31 |  | 378 | 71.82 | 75.6 | 0 | 0 | 0 | 0 | 0 | 0 | 0 | 0 | 0 | 0 | 0 | 0 | 0 | 0 | 0 | 0 | 0 | 0 | 0 | 0 | 0 | 0 | 0 | 0 | 0 | 0 | 0 | 0 | 0 | 0 | 0 | 0 | 0 | 0 | 0 | 0 | 0 | 0 | 0 | 0 | 0 | 0 | 0 | 0
Cancelled | US | Texas RE |  |  | 07INR0048 |  |  | BTEC POWER |  | CC | NG | 0 | Natural Gas and Other Gases | 2050-12-31 |  | 372 | 372 | 372 | 0 | 0 | 0 | 0 | 0 | 0 | 0 | 0 | 0 | 0 | 0 | 0 | 0 | 0 | 0 | 0 | 0 | 0 | 0 | 0 | 0 | 0 | 0 | 0 | 0 | 0 | 0 | 0 | 0 | 0 | 0 | 0 | 0 | 0 | 0 | 0 | 0 | 0 | 0 | 0 | 0 | 0 | 0 | 0
Cancelled | US | Texas RE |  |  | 20INR0223 |  |  | QUEUE POWER PLANT |  | CT | NG | 0 | Natural Gas and Other Gases | 2021-06-01 |  | 363 | 363 | 363 | 0 | 0 | 0 | 0 | 0 | 0 | 0 | 0 | 0 | 0 | 0 | 0 | 0 | 0 | 0 | 0 | 0 | 0 | 0 | 0 | 0 | 0 | 0 | 0 | 0 | 0 | 0 | 0 | 0 | 0 | 0 | 0 | 0 | 0 | 0 | 0 | 0 | 0 | 0 | 0 | 0 | 0 | 0 | 0
Cancelled | US | Texas RE |  |  | 20INR0252 |  |  | TOLAND POWER PLANT |  | CT | NG | 0 | Natural Gas and Other Gases | 2020-06-01 |  | 363 | 363 | 363 | 0 | 0 | 0 | 0 | 0 | 0 | 0 | 0 | 0 | 0 | 0 | 0 | 0 | 0 | 0 | 0 | 0 | 0 | 0 | 0 | 0 | 0 | 0 | 0 | 0 | 0 | 0 | 0 | 0 | 0 | 0 | 0 | 0 | 0 | 0 | 0 | 0 | 0 | 0 | 0 | 0 | 0 | 0 | 0
Cancelled | US | Texas RE |  |  | 14INR0027 |  |  | GUADALUPE II |  | CT | NG | 0 | Natural Gas and Other Gases | 2019-06-01 |  | 362 | 336 | 362 | 0 | 0 | 0 | 0 | 0 | 0 | 0 | 0 | 0 | 0 | 0 | 0 | 0 | 0 | 0 | 0 | 0 | 0 | 0 | 0 | 0 | 0 | 0 | 0 | 0 | 0 | 0 | 0 | 0 | 0 | 0 | 0 | 0 | 0 | 0 | 0 | 0 | 0 | 0 | 0 | 0 | 0 | 0 | 0
Cancelled | US | Texas RE |  |  | 14INR0022 |  |  | WHIRL WIND EXPANSION PROJECT |  | WT | WND |  | Wind | 2014-12-01 |  | 361 | 104.69 | 122.74 | 0 | 0 | 0 | 0 | 0 | 0 | 0 | 0 | 0 | 0 | 0 | 0 | 0 | 0 | 0 | 0 | 0 | 0 | 0 | 0 | 0 | 0 | 0 | 0 | 0 | 0 | 0 | 0 | 0 | 0 | 0 | 0 | 0 | 0 | 0 | 0 | 0 | 0 | 0 | 0 | 0 | 0 | 0 | 0
Cancelled | US | Texas RE |  |  | 14INR0028 |  |  | WINDWOOD WIND |  | WT | WND |  | Wind | 2018-10-31 |  | 360 | 57 | 60 | 0 | 0 | 0 | 0 | 0 | 0 | 0 | 0 | 0 | 0 | 0 | 0 | 0 | 0 | 0 | 0 | 0 | 0 | 0 | 0 | 0 | 0 | 0 | 0 | 0 | 0 | 0 | 0 | 0 | 0 | 0 | 0 | 0 | 0 | 0 | 0 | 0 | 0 | 0 | 0 | 0 | 0 | 0 | 0
Cancelled | US | Texas RE |  |  | 19INR0028 |  |  | NORMANDE SOLAR FARM |  | PV | SUN |  | Solar | 2021-06-01 |  | 360 | 288 | 25.2 | 0 | 0 | 0 | 0 | 0 | 0 | 0 | 0 | 0 | 0 | 0 | 0 | 0 | 0 | 0 | 0 | 0 | 0 | 0 | 0 | 0 | 0 | 0 | 0 | 0 | 0 | 0 | 0 | 0 | 0 | 0 | 0 | 0 | 0 | 0 | 0 | 0 | 0 | 0 | 0 | 0 | 0 | 0 | 0
Cancelled | US | Texas RE |  |  | 21INR0448 |  |  | ENNIS-TRACTEBEL (CONFIG 1) REPOWER |  | CC | NG | 0 | Natural Gas and Other Gases | 2021-06-15 |  | 353.6 | 34.6 | 40.3 | 0 | 0 | 0 | 0 | 0 | 0 | 0 | 0 | 0 | 0 | 0 | 0 | 0 | 0 | 0 | 0 | 0 | 0 | 0 | 0 | 0 | 0 | 0 | 0 | 0 | 0 | 0 | 0 | 0 | 0 | 0 | 0 | 0 | 0 | 0 | 0 | 0 | 0 | 0 | 0 | 0 | 0 | 0 | 0
Cancelled | US | Texas RE |  |  | 20INR0064 |  |  | BLACK ANGUS |  | WT | WND |  | Wind | 2020-12-15 |  | 353 | 67.032 | 70.56 | 0 | 0 | 0 | 0 | 0 | 0 | 0 | 0 | 0 | 0 | 0 | 0 | 0 | 0 | 0 | 0 | 0 | 0 | 0 | 0 | 0 | 0 | 0 | 0 | 0 | 0 | 0 | 0 | 0 | 0 | 0 | 0 | 0 | 0 | 0 | 0 | 0 | 0 | 0 | 0 | 0 | 0 | 0 | 0
Cancelled | US | Texas RE |  |  | 09INR0037 |  |  | SCURRY COUNTY WIND III |  | WT | WND |  | Wind | 2050-12-31 |  | 350 | 66.5 | 70 | 0 | 0 | 0 | 0 | 0 | 0 | 0 | 0 | 0 | 0 | 0 | 0 | 0 | 0 | 0 | 0 | 0 | 0 | 0 | 0 | 0 | 0 | 0 | 0 | 0 | 0 | 0 | 0 | 0 | 0 | 0 | 0 | 0 | 0 | 0 | 0 | 0 | 0 | 0 | 0 | 0 | 0 | 0 | 0
Cancelled | US | Texas RE |  |  | 10INR0015 |  |  | NOBLE RED BANK WINDPARK |  | WT | WND |  | Wind | 2014-05-01 |  | 350 | 66.5 | 70 | 0 | 0 | 0 | 0 | 0 | 0 | 0 | 0 | 0 | 0 | 0 | 0 | 0 | 0 | 0 | 0 | 0 | 0 | 0 | 0 | 0 | 0 | 0 | 0 | 0 | 0 | 0 | 0 | 0 | 0 | 0 | 0 | 0 | 0 | 0 | 0 | 0 | 0 | 0 | 0 | 0 | 0 | 0 | 0
Cancelled | US | Texas RE |  |  | 10INR0038 |  |  | CPV RATTLESNAKE DEN WINDFARM |  | WT | WND |  | Wind | 2050-12-31 01:00 |  | 350 | 66.5 | 70 | 0 | 0 | 0 | 0 | 0 | 0 | 0 | 0 | 0 | 0 | 0 | 0 | 0 | 0 | 0 | 0 | 0 | 0 | 0 | 0 | 0 | 0 | 0 | 0 | 0 | 0 | 0 | 0 | 0 | 0 | 0 | 0 | 0 | 0 | 0 | 0 | 0 | 0 | 0 | 0 | 0 | 0 | 0 | 0
Cancelled | US | Texas RE |  |  | 11INR0065 |  |  | CHAPMAN RANCH WIND 345 |  | WT | WND |  | Wind | 2016-12-20 |  | 350 | 213.5 | 164.5 | 0 | 0 | 0 | 0 | 0 | 0 | 0 | 0 | 0 | 0 | 0 | 0 | 0 | 0 | 0 | 0 | 0 | 0 | 0 | 0 | 0 | 0 | 0 | 0 | 0 | 0 | 0 | 0 | 0 | 0 | 0 | 0 | 0 | 0 | 0 | 0 | 0 | 0 | 0 | 0 | 0 | 0 | 0 | 0
Cancelled | US | Texas RE |  |  | 12INR0002c |  |  | SILVER CANYON WIND FARM PH3 |  | WT | WND |  | Wind | 2015-12-01 |  | 350 | 101.5 | 119 | 0 | 0 | 0 | 0 | 0 | 0 | 0 | 0 | 0 | 0 | 0 | 0 | 0 | 0 | 0 | 0 | 0 | 0 | 0 | 0 | 0 | 0 | 0 | 0 | 0 | 0 | 0 | 0 | 0 | 0 | 0 | 0 | 0 | 0 | 0 | 0 | 0 | 0 | 0 | 0 | 0 | 0 | 0 | 0
Cancelled | US | Texas RE |  |  | 17INR0024 |  |  | PECAN CREEK 2 GAS |  | CT | NG | 0 | Natural Gas and Other Gases | 2018-06-30 |  | 350 | 350 | 350 | 0 | 0 | 0 | 0 | 0 | 0 | 0 | 0 | 0 | 0 | 0 | 0 | 0 | 0 | 0 | 0 | 0 | 0 | 0 | 0 | 0 | 0 | 0 | 0 | 0 | 0 | 0 | 0 | 0 | 0 | 0 | 0 | 0 | 0 | 0 | 0 | 0 | 0 | 0 | 0 | 0 | 0 | 0 | 0
Cancelled | US | Texas RE |  |  | 20INR0009 |  |  | MARIAH DEL SUR 2 |  | WT | WND |  | Wind | 2023-12-31 |  | 350 | 101.5 | 119 | 0 | 0 | 0 | 0 | 0 | 0 | 0 | 0 | 0 | 0 | 0 | 0 | 0 | 0 | 0 | 0 | 0 | 0 | 0 | 0 | 0 | 0 | 0 | 0 | 0 | 0 | 0 | 0 | 0 | 0 | 0 | 0 | 0 | 0 | 0 | 0 | 0 | 0 | 0 | 0 | 0 | 0 | 0 | 0
Cancelled | US | Texas RE |  |  | 20INR0115 |  |  | GUSTY WIND 1 |  | WT | WND |  | Wind | 2020-12-31 |  | 350 | 66.5 | 70 | 0 | 0 | 0 | 0 | 0 | 0 | 0 | 0 | 0 | 0 | 0 | 0 | 0 | 0 | 0 | 0 | 0 | 0 | 0 | 0 | 0 | 0 | 0 | 0 | 0 | 0 | 0 | 0 | 0 | 0 | 0 | 0 | 0 | 0 | 0 | 0 | 0 | 0 | 0 | 0 | 0 | 0 | 0 | 0
Cancelled | US | Texas RE |  |  | 20INR0116 |  |  | GUSTY HILL WIND |  | WT | WND |  | Wind | 2022-12-01 |  | 350 | 66.5 | 70 | 0 | 0 | 0 | 0 | 0 | 0 | 0 | 0 | 0 | 0 | 0 | 0 | 0 | 0 | 0 | 0 | 0 | 0 | 0 | 0 | 0 | 0 | 0 | 0 | 0 | 0 | 0 | 0 | 0 | 0 | 0 | 0 | 0 | 0 | 0 | 0 | 0 | 0 | 0 | 0 | 0 | 0 | 0 | 0
Cancelled | US | Texas RE |  |  | 20INR0119 |  |  | AZURE SKY WIND 1 |  | WT | WND |  | Wind | 2020-09-30 |  | 350 | 66.5 | 70 | 0 | 0 | 0 | 0 | 0 | 0 | 0 | 0 | 0 | 0 | 0 | 0 | 0 | 0 | 0 | 0 | 0 | 0 | 0 | 0 | 0 | 0 | 0 | 0 | 0 | 0 | 0 | 0 | 0 | 0 | 0 | 0 | 0 | 0 | 0 | 0 | 0 | 0 | 0 | 0 | 0 | 0 | 0 | 0
Cancelled | US | Texas RE |  |  | 21INR0013 |  |  | EUNICE SOLAR CENTER |  | PV | SUN |  | Solar | 2021-06-30 |  | 350 | 280 | 24.5 | 0 | 0 | 0 | 0 | 0 | 0 | 0 | 0 | 0 | 0 | 0 | 0 | 0 | 0 | 0 | 0 | 0 | 0 | 0 | 0 | 0 | 0 | 0 | 0 | 0 | 0 | 0 | 0 | 0 | 0 | 0 | 0 | 0 | 0 | 0 | 0 | 0 | 0 | 0 | 0 | 0 | 0 | 0 | 0
Cancelled | US | Texas RE |  |  | 21INR0299 |  |  | DAVID CROCKETT SOLAR |  | PV | SUN |  | Solar | 2023-09-30 |  | 350 | 280 | 24.5 | 0 | 0 | 0 | 0 | 0 | 0 | 0 | 0 | 0 | 0 | 0 | 0 | 0 | 0 | 0 | 0 | 0 | 0 | 0 | 0 | 0 | 0 | 0 | 0 | 0 | 0 | 0 | 0 | 0 | 0 | 0 | 0 | 0 | 0 | 0 | 0 | 0 | 0 | 0 | 0 | 0 | 0 | 0 | 0
Cancelled | US | Texas RE |  |  | 12INR0050 |  |  | KING COUNTY WIND FARM |  | WT | WND |  | Wind | 2050-12-31 |  | 332 | 63.08 | 66.4 | 0 | 0 | 0 | 0 | 0 | 0 | 0 | 0 | 0 | 0 | 0 | 0 | 0 | 0 | 0 | 0 | 0 | 0 | 0 | 0 | 0 | 0 | 0 | 0 | 0 | 0 | 0 | 0 | 0 | 0 | 0 | 0 | 0 | 0 | 0 | 0 | 0 | 0 | 0 | 0 | 0 | 0 | 0 | 0
Cancelled | US | Texas RE |  |  | 22INR0213 |  |  | DEXTER SOLAR |  | PV | SUN |  | Solar | 2023-05-02 |  | 330.12 | 264.096 | 23.1084 | 0 | 0 | 0 | 0 | 0 | 0 | 0 | 0 | 0 | 0 | 0 | 0 | 0 | 0 | 0 | 0 | 0 | 0 | 0 | 0 | 0 | 0 | 0 | 0 | 0 | 0 | 0 | 0 | 0 | 0 | 0 | 0 | 0 | 0 | 0 | 0 | 0 | 0 | 0 | 0 | 0 | 0 | 0 | 0
Cancelled | US | Texas RE |  |  | 07INR0009 |  |  | NAVASOTA LANE CITY PEAKING CENTER |  | ST | NG | 0 | Natural Gas and Other Gases | 2050-12-31 01:00 |  | 330 | 330 | 330 | 0 | 0 | 0 | 0 | 0 | 0 | 0 | 0 | 0 | 0 | 0 | 0 | 0 | 0 | 0 | 0 | 0 | 0 | 0 | 0 | 0 | 0 | 0 | 0 | 0 | 0 | 0 | 0 | 0 | 0 | 0 | 0 | 0 | 0 | 0 | 0 | 0 | 0 | 0 | 0 | 0 | 0 | 0 | 0
Cancelled | US | Texas RE |  |  | 07INR0024 |  |  | PROJECT ECHO |  | CC | NG | 0 | Natural Gas and Other Gases | 2050-12-31 |  | 330 | 330 | 330 | 0 | 0 | 0 | 0 | 0 | 0 | 0 | 0 | 0 | 0 | 0 | 0 | 0 | 0 | 0 | 0 | 0 | 0 | 0 | 0 | 0 | 0 | 0 | 0 | 0 | 0 | 0 | 0 | 0 | 0 | 0 | 0 | 0 | 0 | 0 | 0 | 0 | 0 | 0 | 0 | 0 | 0 | 0 | 0
Cancelled | US | Texas RE |  |  | 22INR0204 |  |  | APEX BETHEL COMPRESSED AIR STORAGE |  | ST | NG | 0 | Natural Gas and Other Gases | 2022-06-01 |  | 328 | 328 | 328 | 0 | 0 | 0 | 0 | 0 | 0 | 0 | 0 | 0 | 0 | 0 | 0 | 0 | 0 | 0 | 0 | 0 | 0 | 0 | 0 | 0 | 0 | 0 | 0 | 0 | 0 | 0 | 0 | 0 | 0 | 0 | 0 | 0 | 0 | 0 | 0 | 0 | 0 | 0 | 0 | 0 | 0 | 0 | 0
Cancelled | US | Texas RE |  |  | 21INR0412 |  |  | DEXTER STORAGE |  | BA | MWH |  | Other | 2023-06-01 |  | 325 | 0 | 0 | 0 | 0 | 0 | 0 | 0 | 0 | 0 | 0 | 0 | 0 | 0 | 0 | 0 | 0 | 0 | 0 | 0 | 0 | 0 | 0 | 0 | 0 | 0 | 0 | 0 | 0 | 0 | 0 | 0 | 0 | 0 | 0 | 0 | 0 | 0 | 0 | 0 | 0 | 0 | 0 | 0 | 0 | 0 | 0
Cancelled | US | Texas RE |  |  | 23INR0002 |  |  | BETHEL ENERGY CENTER INACTIVE |  | ST | NG | 0 | Natural Gas and Other Gases | 2023-03-20 |  | 324.4 | 324.4 | 324.4 | 0 | 0 | 0 | 0 | 0 | 0 | 0 | 0 | 0 | 0 | 0 | 0 | 0 | 0 | 0 | 0 | 0 | 0 | 0 | 0 | 0 | 0 | 0 | 0 | 0 | 0 | 0 | 0 | 0 | 0 | 0 | 0 | 0 | 0 | 0 | 0 | 0 | 0 | 0 | 0 | 0 | 0 | 0 | 0
Cancelled | US | Texas RE |  |  | 24INR0005 |  |  | APEX BETHEL 1 CAES |  | ST | NG | 0 | Natural Gas and Other Gases | 2024-02-01 |  | 324.4 | 324.4 | 324.4 | 0 | 0 | 0 | 0 | 0 | 0 | 0 | 0 | 0 | 0 | 0 | 0 | 0 | 0 | 0 | 0 | 0 | 0 | 0 | 0 | 0 | 0 | 0 | 0 | 0 | 0 | 0 | 0 | 0 | 0 | 0 | 0 | 0 | 0 | 0 | 0 | 0 | 0 | 0 | 0 | 0 | 0 | 0 | 0
Cancelled | US | Texas RE |  |  | 15INR0013 |  |  | APEX BETHEL CAES |  | ST | NG |  | Natural Gas and Other Gases | 2020-11-27 |  | 324 | 0 | 0 | 0 | 0 | 0 | 0 | 0 | 0 | 0 | 0 | 0 | 0 | 0 | 0 | 0 | 0 | 0 | 0 | 0 | 0 | 0 | 0 | 0 | 0 | 0 | 0 | 0 | 0 | 0 | 0 | 0 | 0 | 0 | 0 | 0 | 0 | 0 | 0 | 0 | 0 | 0 | 0 | 0 | 0 | 0 | 0
Cancelled | US | Texas RE |  |  | 14INR0030a_1 |  |  | PANHANDLE WIND |  | WT | WND |  | Wind | 2015-11-01 |  | 322 | 93.38 | 109.48 | 0 | 0 | 0 | 0 | 0 | 0 | 0 | 0 | 0 | 0 | 0 | 0 | 0 | 0 | 0 | 0 | 0 | 0 | 0 | 0 | 0 | 0 | 0 | 0 | 0 | 0 | 0 | 0 | 0 | 0 | 0 | 0 | 0 | 0 | 0 | 0 | 0 | 0 | 0 | 0 | 0 | 0 | 0 | 0
Cancelled | US | Texas RE |  |  | 15INR0062 |  |  | HALE COMMUNITY W 1 |  | WT | WND |  | Wind | 2020-12-31 |  | 322 | 93.38 | 109.48 | 0 | 0 | 0 | 0 | 0 | 0 | 0 | 0 | 0 | 0 | 0 | 0 | 0 | 0 | 0 | 0 | 0 | 0 | 0 | 0 | 0 | 0 | 0 | 0 | 0 | 0 | 0 | 0 | 0 | 0 | 0 | 0 | 0 | 0 | 0 | 0 | 0 | 0 | 0 | 0 | 0 | 0 | 0 | 0
Cancelled | US | Texas RE |  |  | 20INR0264 |  |  | HALE 1 |  | WT | WND |  | Wind | 2020-12-01 |  | 322 | 93.38 | 109.48 | 0 | 0 | 0 | 0 | 0 | 0 | 0 | 0 | 0 | 0 | 0 | 0 | 0 | 0 | 0 | 0 | 0 | 0 | 0 | 0 | 0 | 0 | 0 | 0 | 0 | 0 | 0 | 0 | 0 | 0 | 0 | 0 | 0 | 0 | 0 | 0 | 0 | 0 | 0 | 0 | 0 | 0 | 0 | 0
Cancelled | US | Texas RE |  |  | 14INR0063 |  |  | RAYMONDVILLE PEAKING FACILITY |  | CC | NG | 0 | Natural Gas and Other Gases | 2016-06-01 |  | 320 | 320 | 320 | 0 | 0 | 0 | 0 | 0 | 0 | 0 | 0 | 0 | 0 | 0 | 0 | 0 | 0 | 0 | 0 | 0 | 0 | 0 | 0 | 0 | 0 | 0 | 0 | 0 | 0 | 0 | 0 | 0 | 0 | 0 | 0 | 0 | 0 | 0 | 0 | 0 | 0 | 0 | 0 | 0 | 0 | 0 | 0
Cancelled | US | Texas RE |  |  | 17INR0028 |  |  | FORMOSA |  | CC | NG | 0 | Natural Gas and Other Gases | 2017-10-31 |  | 317 | 317 | 317 | 0 | 0 | 0 | 0 | 0 | 0 | 0 | 0 | 0 | 0 | 0 | 0 | 0 | 0 | 0 | 0 | 0 | 0 | 0 | 0 | 0 | 0 | 0 | 0 | 0 | 0 | 0 | 0 | 0 | 0 | 0 | 0 | 0 | 0 | 0 | 0 | 0 | 0 | 0 | 0 | 0 | 0 | 0 | 0
Cancelled | US | Texas RE |  |  | 22INR0235 |  |  | CRASCO CREEK SOLAR |  | PV | SUN |  | Solar | 2022-12-15 |  | 314 | 251.2 | 21.98 | 0 | 0 | 0 | 0 | 0 | 0 | 0 | 0 | 0 | 0 | 0 | 0 | 0 | 0 | 0 | 0 | 0 | 0 | 0 | 0 | 0 | 0 | 0 | 0 | 0 | 0 | 0 | 0 | 0 | 0 | 0 | 0 | 0 | 0 | 0 | 0 | 0 | 0 | 0 | 0 | 0 | 0 | 0 | 0
Cancelled | US | Texas RE |  |  | 21INR0204 |  |  | LUMINA SOLAR |  | PV | SUN |  | Solar | 2022-06-30 |  | 313.2 | 250.56 | 21.924 | 0 | 0 | 0 | 0 | 0 | 0 | 0 | 0 | 0 | 0 | 0 | 0 | 0 | 0 | 0 | 0 | 0 | 0 | 0 | 0 | 0 | 0 | 0 | 0 | 0 | 0 | 0 | 0 | 0 | 0 | 0 | 0 | 0 | 0 | 0 | 0 | 0 | 0 | 0 | 0 | 0 | 0 | 0 | 0
Cancelled | US | Texas RE |  |  | 21INR0206 |  |  | ELROND |  | PV | SUN |  | Solar | 2021-12-31 |  | 313.2 | 250.56 | 21.924 | 0 | 0 | 0 | 0 | 0 | 0 | 0 | 0 | 0 | 0 | 0 | 0 | 0 | 0 | 0 | 0 | 0 | 0 | 0 | 0 | 0 | 0 | 0 | 0 | 0 | 0 | 0 | 0 | 0 | 0 | 0 | 0 | 0 | 0 | 0 | 0 | 0 | 0 | 0 | 0 | 0 | 0 | 0 | 0
Cancelled | US | Texas RE |  |  | 09INR0046 |  |  | NAVASOTA GRIMES |  | ST | NG | 0 | Natural Gas and Other Gases | 2050-12-31 |  | 312 | 312 | 312 | 0 | 0 | 0 | 0 | 0 | 0 | 0 | 0 | 0 | 0 | 0 | 0 | 0 | 0 | 0 | 0 | 0 | 0 | 0 | 0 | 0 | 0 | 0 | 0 | 0 | 0 | 0 | 0 | 0 | 0 | 0 | 0 | 0 | 0 | 0 | 0 | 0 | 0 | 0 | 0 | 0 | 0 | 0 | 0
Cancelled | US | Texas RE |  |  | 21INR0348 |  |  | CUHULLIN WIND |  | WT | WND |  | Wind | 2021-08-01 |  | 310.2 | 58.938 | 62.04 | 0 | 0 | 0 | 0 | 0 | 0 | 0 | 0 | 0 | 0 | 0 | 0 | 0 | 0 | 0 | 0 | 0 | 0 | 0 | 0 | 0 | 0 | 0 | 0 | 0 | 0 | 0 | 0 | 0 | 0 | 0 | 0 | 0 | 0 | 0 | 0 | 0 | 0 | 0 | 0 | 0 | 0 | 0 | 0
Cancelled | US | Texas RE |  |  | 20INR0278 |  |  | FETZER SOLAR |  | PV | SUN |  | Solar | 2022-06-30 |  | 310 | 248 | 21.7 | 0 | 0 | 0 | 0 | 0 | 0 | 0 | 0 | 0 | 0 | 0 | 0 | 0 | 0 | 0 | 0 | 0 | 0 | 0 | 0 | 0 | 0 | 0 | 0 | 0 | 0 | 0 | 0 | 0 | 0 | 0 | 0 | 0 | 0 | 0 | 0 | 0 | 0 | 0 | 0 | 0 | 0 | 0 | 0
Cancelled | US | Texas RE |  |  | 15INR0063 |  |  | EASTER WIND |  | WT | WND |  | Wind | 2021-12-31 |  | 308 | 89.175 | 104.55 | 0 | 0 | 0 | 0 | 0 | 0 | 0 | 0 | 0 | 0 | 0 | 0 | 0 | 0 | 0 | 0 | 0 | 0 | 0 | 0 | 0 | 0 | 0 | 0 | 0 | 0 | 0 | 0 | 0 | 0 | 0 | 0 | 0 | 0 | 0 | 0 | 0 | 0 | 0 | 0 | 0 | 0 | 0 | 0
Cancelled | US | Texas RE |  |  | 23INR0041 |  |  | WHITETHORN SOLAR |  | PV | SUN |  | Solar | 2023-05-01 |  | 305.88 | 244.704 | 21.4116 | 0 | 0 | 0 | 0 | 0 | 0 | 0 | 0 | 0 | 0 | 0 | 0 | 0 | 0 | 0 | 0 | 0 | 0 | 0 | 0 | 0 | 0 | 0 | 0 | 0 | 0 | 0 | 0 | 0 | 0 | 0 | 0 | 0 | 0 | 0 | 0 | 0 | 0 | 0 | 0 | 0 | 0 | 0 | 0
Cancelled | US | Texas RE |  |  | 13INR0008 |  |  | SWISHER WIND PROJECT |  | WT | WND |  | Wind | 2050-12-31 |  | 304 | 88.16 | 103.36 | 0 | 0 | 0 | 0 | 0 | 0 | 0 | 0 | 0 | 0 | 0 | 0 | 0 | 0 | 0 | 0 | 0 | 0 | 0 | 0 | 0 | 0 | 0 | 0 | 0 | 0 | 0 | 0 | 0 | 0 | 0 | 0 | 0 | 0 | 0 | 0 | 0 | 0 | 0 | 0 | 0 | 0 | 0 | 0
Cancelled | US | Texas RE |  |  | 19INR0160 |  |  | GREAT DANE WIND |  | WT | WND |  | Wind | 2020-03-01 |  | 303 | 57.475 | 60.5 | 0 | 0 | 0 | 0 | 0 | 0 | 0 | 0 | 0 | 0 | 0 | 0 | 0 | 0 | 0 | 0 | 0 | 0 | 0 | 0 | 0 | 0 | 0 | 0 | 0 | 0 | 0 | 0 | 0 | 0 | 0 | 0 | 0 | 0 | 0 | 0 | 0 | 0 | 0 | 0 | 0 | 0 | 0 | 0
Cancelled | US | Texas RE |  |  | 19INR0098 |  |  | PEASE RIVER WIND |  | WT | WND |  | Wind | 2021-12-30 |  | 301.4 | 57.266 | 60.28 | 0 | 0 | 0 | 0 | 0 | 0 | 0 | 0 | 0 | 0 | 0 | 0 | 0 | 0 | 0 | 0 | 0 | 0 | 0 | 0 | 0 | 0 | 0 | 0 | 0 | 0 | 0 | 0 | 0 | 0 | 0 | 0 | 0 | 0 | 0 | 0 | 0 | 0 | 0 | 0 | 0 | 0 | 0 | 0
Cancelled | US | Texas RE |  |  | 08INR0006 |  |  | ANTELOPE HILLS WIND ENERGY PROJECT |  | WT | WND |  | Wind | 2050-12-31 |  | 300 | 57 | 60 | 0 | 0 | 0 | 0 | 0 | 0 | 0 | 0 | 0 | 0 | 0 | 0 | 0 | 0 | 0 | 0 | 0 | 0 | 0 | 0 | 0 | 0 | 0 | 0 | 0 | 0 | 0 | 0 | 0 | 0 | 0 | 0 | 0 | 0 | 0 | 0 | 0 | 0 | 0 | 0 | 0 | 0 | 0 | 0
Cancelled | US | Texas RE |  |  | 08INR0010 |  |  | MCADOO PROJECT |  | WT | WND |  | Wind | 2008-08-04 |  | 300 | 87 | 102 | 0 | 0 | 0 | 0 | 0 | 0 | 0 | 0 | 0 | 0 | 0 | 0 | 0 | 0 | 0 | 0 | 0 | 0 | 0 | 0 | 0 | 0 | 0 | 0 | 0 | 0 | 0 | 0 | 0 | 0 | 0 | 0 | 0 | 0 | 0 | 0 | 0 | 0 | 0 | 0 | 0 | 0 | 0 | 0
Cancelled | US | Texas RE |  |  | 08INR0025 |  |  | PISTOL HILL ENERGY CENTER |  | WT | WND |  | Wind | 2050-12-31 |  | 300 | 57 | 60 | 0 | 0 | 0 | 0 | 0 | 0 | 0 | 0 | 0 | 0 | 0 | 0 | 0 | 0 | 0 | 0 | 0 | 0 | 0 | 0 | 0 | 0 | 0 | 0 | 0 | 0 | 0 | 0 | 0 | 0 | 0 | 0 | 0 | 0 | 0 | 0 | 0 | 0 | 0 | 0 | 0 | 0 | 0 | 0
Cancelled | US | Texas RE |  |  | 09INR0022 |  |  | GALVESTON OFFSHORE WIND |  | WT | WND |  | Wind | 2050-12-31 01:00 |  | 300 | 57 | 60 | 0 | 0 | 0 | 0 | 0 | 0 | 0 | 0 | 0 | 0 | 0 | 0 | 0 | 0 | 0 | 0 | 0 | 0 | 0 | 0 | 0 | 0 | 0 | 0 | 0 | 0 | 0 | 0 | 0 | 0 | 0 | 0 | 0 | 0 | 0 | 0 | 0 | 0 | 0 | 0 | 0 | 0 | 0 | 0
Cancelled | US | Texas RE |  |  | 09INR0026 |  |  | STERLING ENERGY CENTER |  | WT | WND |  | Wind | 2050-12-31 |  | 300 | 57 | 60 | 0 | 0 | 0 | 0 | 0 | 0 | 0 | 0 | 0 | 0 | 0 | 0 | 0 | 0 | 0 | 0 | 0 | 0 | 0 | 0 | 0 | 0 | 0 | 0 | 0 | 0 | 0 | 0 | 0 | 0 | 0 | 0 | 0 | 0 | 0 | 0 | 0 | 0 | 0 | 0 | 0 | 0 | 0 | 0
Cancelled | US | Texas RE |  |  | 09INR0041 |  |  | MITCHELL I WINDPARK 1 |  | WT | WND |  | Wind | 2050-12-31 |  | 300 | 57 | 60 | 0 | 0 | 0 | 0 | 0 | 0 | 0 | 0 | 0 | 0 | 0 | 0 | 0 | 0 | 0 | 0 | 0 | 0 | 0 | 0 | 0 | 0 | 0 | 0 | 0 | 0 | 0 | 0 | 0 | 0 | 0 | 0 | 0 | 0 | 0 | 0 | 0 | 0 | 0 | 0 | 0 | 0 | 0 | 0
Cancelled | US | Texas RE |  |  | 09INR0043 |  |  | THROCKMORTON WIND FARM - B&B |  | WT | WND |  | Wind | 2050-12-31 |  | 300 | 57 | 60 | 0 | 0 | 0 | 0 | 0 | 0 | 0 | 0 | 0 | 0 | 0 | 0 | 0 | 0 | 0 | 0 | 0 | 0 | 0 | 0 | 0 | 0 | 0 | 0 | 0 | 0 | 0 | 0 | 0 | 0 | 0 | 0 | 0 | 0 | 0 | 0 | 0 | 0 | 0 | 0 | 0 | 0 | 0 | 0
Cancelled | US | Texas RE |  |  | 09INR0076 |  |  | KARANKAWA WIND FARM |  | WT | WND |  | Wind | 2050-12-31 |  | 300 | 57 | 60 | 0 | 0 | 0 | 0 | 0 | 0 | 0 | 0 | 0 | 0 | 0 | 0 | 0 | 0 | 0 | 0 | 0 | 0 | 0 | 0 | 0 | 0 | 0 | 0 | 0 | 0 | 0 | 0 | 0 | 0 | 0 | 0 | 0 | 0 | 0 | 0 | 0 | 0 | 0 | 0 | 0 | 0 | 0 | 0
Cancelled | US | Texas RE |  |  | 09INR0080 |  |  | HUCKABAY HILLS WINDFARM |  | WT | WND |  | Wind | 2050-12-31 |  | 300 | 57 | 60 | 0 | 0 | 0 | 0 | 0 | 0 | 0 | 0 | 0 | 0 | 0 | 0 | 0 | 0 | 0 | 0 | 0 | 0 | 0 | 0 | 0 | 0 | 0 | 0 | 0 | 0 | 0 | 0 | 0 | 0 | 0 | 0 | 0 | 0 | 0 | 0 | 0 | 0 | 0 | 0 | 0 | 0 | 0 | 0
Cancelled | US | Texas RE |  |  | 10INR0009 |  |  | CAPROCK WIND |  | WT | WND |  | Wind | 2018-12-31 |  | 300 | 87 | 102 | 0 | 0 | 0 | 0 | 0 | 0 | 0 | 0 | 0 | 0 | 0 | 0 | 0 | 0 | 0 | 0 | 0 | 0 | 0 | 0 | 0 | 0 | 0 | 0 | 0 | 0 | 0 | 0 | 0 | 0 | 0 | 0 | 0 | 0 | 0 | 0 | 0 | 0 | 0 | 0 | 0 | 0 | 0 | 0
Cancelled | US | Texas RE |  |  | 10INR0012 |  |  | NACOGDOCHES CC GENERATING FACILITY |  | CC | NG | 0 | Natural Gas and Other Gases | 2050-12-31 01:00 |  | 300 | 300 | 300 | 0 | 0 | 0 | 0 | 0 | 0 | 0 | 0 | 0 | 0 | 0 | 0 | 0 | 0 | 0 | 0 | 0 | 0 | 0 | 0 | 0 | 0 | 0 | 0 | 0 | 0 | 0 | 0 | 0 | 0 | 0 | 0 | 0 | 0 | 0 | 0 | 0 | 0 | 0 | 0 | 0 | 0 | 0 | 0
Cancelled | US | Texas RE |  |  | 10INR0044 |  |  | CEDAR CROSSING WIND |  | WT | WND |  | Wind | 2050-12-31 |  | 300 | 57 | 60 | 0 | 0 | 0 | 0 | 0 | 0 | 0 | 0 | 0 | 0 | 0 | 0 | 0 | 0 | 0 | 0 | 0 | 0 | 0 | 0 | 0 | 0 | 0 | 0 | 0 | 0 | 0 | 0 | 0 | 0 | 0 | 0 | 0 | 0 | 0 | 0 | 0 | 0 | 0 | 0 | 0 | 0 | 0 | 0
Cancelled | US | Texas RE |  |  | 11INR0034 |  |  | LAISLA WIND |  | WT | WND |  | Wind | 2050-12-31 01:00 |  | 300 | 183 | 141 | 0 | 0 | 0 | 0 | 0 | 0 | 0 | 0 | 0 | 0 | 0 | 0 | 0 | 0 | 0 | 0 | 0 | 0 | 0 | 0 | 0 | 0 | 0 | 0 | 0 | 0 | 0 | 0 | 0 | 0 | 0 | 0 | 0 | 0 | 0 | 0 | 0 | 0 | 0 | 0 | 0 | 0 | 0 | 0
Cancelled | US | Texas RE |  |  | 11INR0043 |  |  | STONE RANCH WIND |  | WT | WND |  | Wind | 2050-12-31 |  | 300 | 57 | 60 | 0 | 0 | 0 | 0 | 0 | 0 | 0 | 0 | 0 | 0 | 0 | 0 | 0 | 0 | 0 | 0 | 0 | 0 | 0 | 0 | 0 | 0 | 0 | 0 | 0 | 0 | 0 | 0 | 0 | 0 | 0 | 0 | 0 | 0 | 0 | 0 | 0 | 0 | 0 | 0 | 0 | 0 | 0 | 0
Cancelled | US | Texas RE |  |  | 11INR0046 |  |  | BRAZORIA TEXAS PEAKERS |  | CC | NG | 0 | Natural Gas and Other Gases | 2050-12-31 |  | 300 | 300 | 300 | 0 | 0 | 0 | 0 | 0 | 0 | 0 | 0 | 0 | 0 | 0 | 0 | 0 | 0 | 0 | 0 | 0 | 0 | 0 | 0 | 0 | 0 | 0 | 0 | 0 | 0 | 0 | 0 | 0 | 0 | 0 | 0 | 0 | 0 | 0 | 0 | 0 | 0 | 0 | 0 | 0 | 0 | 0 | 0
Cancelled | US | Texas RE |  |  | 11INR0048 |  |  | REED ROAD PROJECT |  | CC | NG | 0 | Natural Gas and Other Gases | 2050-12-31 |  | 300 | 300 | 300 | 0 | 0 | 0 | 0 | 0 | 0 | 0 | 0 | 0 | 0 | 0 | 0 | 0 | 0 | 0 | 0 | 0 | 0 | 0 | 0 | 0 | 0 | 0 | 0 | 0 | 0 | 0 | 0 | 0 | 0 | 0 | 0 | 0 | 0 | 0 | 0 | 0 | 0 | 0 | 0 | 0 | 0 | 0 | 0
Cancelled | US | Texas RE |  |  | 12INR0080 |  |  | BLANCO CANYON WIND |  | WT | WND |  | Wind | 2050-12-31 |  | 300 | 87 | 102 | 0 | 0 | 0 | 0 | 0 | 0 | 0 | 0 | 0 | 0 | 0 | 0 | 0 | 0 | 0 | 0 | 0 | 0 | 0 | 0 | 0 | 0 | 0 | 0 | 0 | 0 | 0 | 0 | 0 | 0 | 0 | 0 | 0 | 0 | 0 | 0 | 0 | 0 | 0 | 0 | 0 | 0 | 0 | 0
Cancelled | US | Texas RE |  |  | 13INR0041 |  |  | BLUE SUMMIT II WINDFARM |  | WT | WND |  | Wind | 2050-12-31 |  | 300 | 57 | 60 | 0 | 0 | 0 | 0 | 0 | 0 | 0 | 0 | 0 | 0 | 0 | 0 | 0 | 0 | 0 | 0 | 0 | 0 | 0 | 0 | 0 | 0 | 0 | 0 | 0 | 0 | 0 | 0 | 0 | 0 | 0 | 0 | 0 | 0 | 0 | 0 | 0 | 0 | 0 | 0 | 0 | 0 | 0 | 0
Cancelled | US | Texas RE |  |  | 14INR0010 |  |  | COMANCHE MESA |  | WT | WND |  | Wind | 2050-12-31 |  | 300 | 87 | 102 | 0 | 0 | 0 | 0 | 0 | 0 | 0 | 0 | 0 | 0 | 0 | 0 | 0 | 0 | 0 | 0 | 0 | 0 | 0 | 0 | 0 | 0 | 0 | 0 | 0 | 0 | 0 | 0 | 0 | 0 | 0 | 0 | 0 | 0 | 0 | 0 | 0 | 0 | 0 | 0 | 0 | 0 | 0 | 0
Cancelled | US | Texas RE |  |  | 14INR0032b |  |  | ROUTE66 WIND |  | WT | WND |  | Wind | 2015-12-01 |  | 300 | 0 | 102 | 0 | 0 | 0 | 0 | 0 | 0 | 0 | 0 | 0 | 0 | 0 | 0 | 0 | 0 | 0 | 0 | 0 | 0 | 0 | 0 | 0 | 0 | 0 | 0 | 0 | 0 | 0 | 0 | 0 | 0 | 0 | 0 | 0 | 0 | 0 | 0 | 0 | 0 | 0 | 0 | 0 | 0 | 0 | 0
Cancelled | US | Texas RE |  |  | 14INR0054 |  |  | ROLLING PLAINS WIND FARM |  | WT | WND |  | Wind | 2014-11-01 |  | 300 | 87 | 102 | 0 | 0 | 0 | 0 | 0 | 0 | 0 | 0 | 0 | 0 | 0 | 0 | 0 | 0 | 0 | 0 | 0 | 0 | 0 | 0 | 0 | 0 | 0 | 0 | 0 | 0 | 0 | 0 | 0 | 0 | 0 | 0 | 0 | 0 | 0 | 0 | 0 | 0 | 0 | 0 | 0 | 0 | 0 | 0
Cancelled | US | Texas RE |  |  | 15INR0079 |  |  | PULLMAN ROAD WIND |  | WT | WND |  | Wind | 2019-10-31 |  | 300 | 87 | 102 | 0 | 0 | 0 | 0 | 0 | 0 | 0 | 0 | 0 | 0 | 0 | 0 | 0 | 0 | 0 | 0 | 0 | 0 | 0 | 0 | 0 | 0 | 0 | 0 | 0 | 0 | 0 | 0 | 0 | 0 | 0 | 0 | 0 | 0 | 0 | 0 | 0 | 0 | 0 | 0 | 0 | 0 | 0 | 0
Cancelled | US | Texas RE |  |  | 16INR0105 |  |  | ZAPATA I W |  | WT | WND |  | Wind | 2019-12-01 |  | 300 | 57 | 60 | 0 | 0 | 0 | 0 | 0 | 0 | 0 | 0 | 0 | 0 | 0 | 0 | 0 | 0 | 0 | 0 | 0 | 0 | 0 | 0 | 0 | 0 | 0 | 0 | 0 | 0 | 0 | 0 | 0 | 0 | 0 | 0 | 0 | 0 | 0 | 0 | 0 | 0 | 0 | 0 | 0 | 0 | 0 | 0
Cancelled | US | Texas RE |  |  | 17INR0049 |  |  | COMANCHE SPRING SOLAR |  | PV | SUN |  | Solar | 2018-12-01 |  | 300 | 240 | 21 | 0 | 0 | 0 | 0 | 0 | 0 | 0 | 0 | 0 | 0 | 0 | 0 | 0 | 0 | 0 | 0 | 0 | 0 | 0 | 0 | 0 | 0 | 0 | 0 | 0 | 0 | 0 | 0 | 0 | 0 | 0 | 0 | 0 | 0 | 0 | 0 | 0 | 0 | 0 | 0 | 0 | 0 | 0 | 0
Cancelled | US | Texas RE |  |  | 19INR0144 |  |  | BIRD DOG WIND |  | WT | WND |  | Wind | 2019-10-01 |  | 300 | 57 | 60 | 0 | 0 | 0 | 0 | 0 | 0 | 0 | 0 | 0 | 0 | 0 | 0 | 0 | 0 | 0 | 0 | 0 | 0 | 0 | 0 | 0 | 0 | 0 | 0 | 0 | 0 | 0 | 0 | 0 | 0 | 0 | 0 | 0 | 0 | 0 | 0 | 0 | 0 | 0 | 0 | 0 | 0 | 0 | 0
Cancelled | US | Texas RE |  |  | 20INR0007 |  |  | AUBRAC SOLAR |  | PV | SUN |  | Solar | 2020-06-01 |  | 300 | 240 | 21 | 0 | 0 | 0 | 0 | 0 | 0 | 0 | 0 | 0 | 0 | 0 | 0 | 0 | 0 | 0 | 0 | 0 | 0 | 0 | 0 | 0 | 0 | 0 | 0 | 0 | 0 | 0 | 0 | 0 | 0 | 0 | 0 | 0 | 0 | 0 | 0 | 0 | 0 | 0 | 0 | 0 | 0 | 0 | 0
Cancelled | US | Texas RE |  |  | 20INR0028 |  |  | FOSSIL RIDGE |  | PV | SUN |  | Solar | 2020-12-01 |  | 300 | 240 | 21 | 0 | 0 | 0 | 0 | 0 | 0 | 0 | 0 | 0 | 0 | 0 | 0 | 0 | 0 | 0 | 0 | 0 | 0 | 0 | 0 | 0 | 0 | 0 | 0 | 0 | 0 | 0 | 0 | 0 | 0 | 0 | 0 | 0 | 0 | 0 | 0 | 0 | 0 | 0 | 0 | 0 | 0 | 0 | 0
Cancelled | US | Texas RE |  |  | 20INR0090 |  |  | EL CAMPO WIND |  | WT | WND |  | Wind | 2020-06-30 |  | 300 | 57 | 60 | 0 | 0 | 0 | 0 | 0 | 0 | 0 | 0 | 0 | 0 | 0 | 0 | 0 | 0 | 0 | 0 | 0 | 0 | 0 | 0 | 0 | 0 | 0 | 0 | 0 | 0 | 0 | 0 | 0 | 0 | 0 | 0 | 0 | 0 | 0 | 0 | 0 | 0 | 0 | 0 | 0 | 0 | 0 | 0
Cancelled | US | Texas RE |  |  | 20INR0107 |  |  | PRAIRIE WINDS |  | WT | WND |  | Wind | 2021-12-31 |  | 300 | 57 | 60 | 0 | 0 | 0 | 0 | 0 | 0 | 0 | 0 | 0 | 0 | 0 | 0 | 0 | 0 | 0 | 0 | 0 | 0 | 0 | 0 | 0 | 0 | 0 | 0 | 0 | 0 | 0 | 0 | 0 | 0 | 0 | 0 | 0 | 0 | 0 | 0 | 0 | 0 | 0 | 0 | 0 | 0 | 0 | 0
Cancelled | US | Texas RE |  |  | 20INR0108 |  |  | DARDEN CANYON |  | WT | WND |  | Wind | 2020-10-01 |  | 300 | 87 | 102 | 0 | 0 | 0 | 0 | 0 | 0 | 0 | 0 | 0 | 0 | 0 | 0 | 0 | 0 | 0 | 0 | 0 | 0 | 0 | 0 | 0 | 0 | 0 | 0 | 0 | 0 | 0 | 0 | 0 | 0 | 0 | 0 | 0 | 0 | 0 | 0 | 0 | 0 | 0 | 0 | 0 | 0 | 0 | 0
Cancelled | US | Texas RE |  |  | 20INR0122 |  |  | ANCHOR WIND |  | WT | WND |  | Wind | 2021-06-30 |  | 300 | 57 | 60 | 0 | 0 | 0 | 0 | 0 | 0 | 0 | 0 | 0 | 0 | 0 | 0 | 0 | 0 | 0 | 0 | 0 | 0 | 0 | 0 | 0 | 0 | 0 | 0 | 0 | 0 | 0 | 0 | 0 | 0 | 0 | 0 | 0 | 0 | 0 | 0 | 0 | 0 | 0 | 0 | 0 | 0 | 0 | 0
Cancelled | US | Texas RE |  |  | 20INR0153 |  |  | TIGER WIND |  | WT | WND |  | Wind | 2022-12-01 |  | 300 | 57 | 60 | 0 | 0 | 0 | 0 | 0 | 0 | 0 | 0 | 0 | 0 | 0 | 0 | 0 | 0 | 0 | 0 | 0 | 0 | 0 | 0 | 0 | 0 | 0 | 0 | 0 | 0 | 0 | 0 | 0 | 0 | 0 | 0 | 0 | 0 | 0 | 0 | 0 | 0 | 0 | 0 | 0 | 0 | 0 | 0
Cancelled | US | Texas RE |  |  | 20INR0154 |  |  | FORT MCKAVETT WIND |  | WT | WND |  | Wind | 2020-12-01 |  | 300 | 57 | 60 | 0 | 0 | 0 | 0 | 0 | 0 | 0 | 0 | 0 | 0 | 0 | 0 | 0 | 0 | 0 | 0 | 0 | 0 | 0 | 0 | 0 | 0 | 0 | 0 | 0 | 0 | 0 | 0 | 0 | 0 | 0 | 0 | 0 | 0 | 0 | 0 | 0 | 0 | 0 | 0 | 0 | 0 | 0 | 0
Cancelled | US | Texas RE |  |  | 21INR0001 |  |  | SIMMENTAL SOLAR |  | PV | SUN |  | Solar | 2020-06-01 |  | 300 | 240 | 21 | 0 | 0 | 0 | 0 | 0 | 0 | 0 | 0 | 0 | 0 | 0 | 0 | 0 | 0 | 0 | 0 | 0 | 0 | 0 | 0 | 0 | 0 | 0 | 0 | 0 | 0 | 0 | 0 | 0 | 0 | 0 | 0 | 0 | 0 | 0 | 0 | 0 | 0 | 0 | 0 | 0 | 0 | 0 | 0
Cancelled | US | Texas RE |  |  | 21INR0003 |  |  | GALLOWAY SOLAR |  | PV | SUN |  | Solar | 2021-10-01 |  | 300 | 240 | 21 | 0 | 0 | 0 | 0 | 0 | 0 | 0 | 0 | 0 | 0 | 0 | 0 | 0 | 0 | 0 | 0 | 0 | 0 | 0 | 0 | 0 | 0 | 0 | 0 | 0 | 0 | 0 | 0 | 0 | 0 | 0 | 0 | 0 | 0 | 0 | 0 | 0 | 0 | 0 | 0 | 0 | 0 | 0 | 0
Cancelled | US | Texas RE |  |  | 21INR0009 |  |  | CALLISTO |  | PV | SUN |  | Solar | 2021-12-31 |  | 300 | 240 | 21 | 0 | 0 | 0 | 0 | 0 | 0 | 0 | 0 | 0 | 0 | 0 | 0 | 0 | 0 | 0 | 0 | 0 | 0 | 0 | 0 | 0 | 0 | 0 | 0 | 0 | 0 | 0 | 0 | 0 | 0 | 0 | 0 | 0 | 0 | 0 | 0 | 0 | 0 | 0 | 0 | 0 | 0 | 0 | 0
Cancelled | US | Texas RE |  |  | 21INR0239 |  |  | THIRD COAST SOLAR |  | PV | SUN |  | Solar | 2021-12-01 |  | 300 | 240 | 21 | 0 | 0 | 0 | 0 | 0 | 0 | 0 | 0 | 0 | 0 | 0 | 0 | 0 | 0 | 0 | 0 | 0 | 0 | 0 | 0 | 0 | 0 | 0 | 0 | 0 | 0 | 0 | 0 | 0 | 0 | 0 | 0 | 0 | 0 | 0 | 0 | 0 | 0 | 0 | 0 | 0 | 0 | 0 | 0
Cancelled | US | Texas RE |  |  | 21INR0289 |  |  | SATURN 1 WIND |  | WT | WND |  | Wind | 2022-12-31 |  | 300 | 57 | 60 | 0 | 0 | 0 | 0 | 0 | 0 | 0 | 0 | 0 | 0 | 0 | 0 | 0 | 0 | 0 | 0 | 0 | 0 | 0 | 0 | 0 | 0 | 0 | 0 | 0 | 0 | 0 | 0 | 0 | 0 | 0 | 0 | 0 | 0 | 0 | 0 | 0 | 0 | 0 | 0 | 0 | 0 | 0 | 0
Cancelled | US | Texas RE |  |  | 21INR0397 |  |  | ALTARANCH |  | CT | NG | 0 | Natural Gas and Other Gases | 2021-11-30 |  | 300 | 300 | 300 | 0 | 0 | 0 | 0 | 0 | 0 | 0 | 0 | 0 | 0 | 0 | 0 | 0 | 0 | 0 | 0 | 0 | 0 | 0 | 0 | 0 | 0 | 0 | 0 | 0 | 0 | 0 | 0 | 0 | 0 | 0 | 0 | 0 | 0 | 0 | 0 | 0 | 0 | 0 | 0 | 0 | 0 | 0 | 0
Cancelled | US | Texas RE |  |  | 21INR0405 |  |  | CULLENALTA |  | CT | NG | 0 | Natural Gas and Other Gases | 2021-11-30 |  | 300 | 300 | 300 | 0 | 0 | 0 | 0 | 0 | 0 | 0 | 0 | 0 | 0 | 0 | 0 | 0 | 0 | 0 | 0 | 0 | 0 | 0 | 0 | 0 | 0 | 0 | 0 | 0 | 0 | 0 | 0 | 0 | 0 | 0 | 0 | 0 | 0 | 0 | 0 | 0 | 0 | 0 | 0 | 0 | 0 | 0 | 0
Cancelled | US | Texas RE |  |  | 21INR0427 |  |  | MORSE ROAD SOLAR |  | PV | SUN |  | Solar | 2021-06-01 |  | 300 | 240 | 21 | 0 | 0 | 0 | 0 | 0 | 0 | 0 | 0 | 0 | 0 | 0 | 0 | 0 | 0 | 0 | 0 | 0 | 0 | 0 | 0 | 0 | 0 | 0 | 0 | 0 | 0 | 0 | 0 | 0 | 0 | 0 | 0 | 0 | 0 | 0 | 0 | 0 | 0 | 0 | 0 | 0 | 0 | 0 | 0
Cancelled | US | Texas RE |  |  | 21INR0435 |  |  | LAZARUS SOLAR |  | PV | SUN |  | Solar | 2022-05-31 |  | 300 | 240 | 21 | 0 | 0 | 0 | 0 | 0 | 0 | 0 | 0 | 0 | 0 | 0 | 0 | 0 | 0 | 0 | 0 | 0 | 0 | 0 | 0 | 0 | 0 | 0 | 0 | 0 | 0 | 0 | 0 | 0 | 0 | 0 | 0 | 0 | 0 | 0 | 0 | 0 | 0 | 0 | 0 | 0 | 0 | 0 | 0
Cancelled | US | Texas RE |  |  | 22INR0225 |  |  | LAZY J SOLAR |  | PV | SUN |  | Solar | 2021-06-30 |  | 300 | 240 | 21 | 0 | 0 | 0 | 0 | 0 | 0 | 0 | 0 | 0 | 0 | 0 | 0 | 0 | 0 | 0 | 0 | 0 | 0 | 0 | 0 | 0 | 0 | 0 | 0 | 0 | 0 | 0 | 0 | 0 | 0 | 0 | 0 | 0 | 0 | 0 | 0 | 0 | 0 | 0 | 0 | 0 | 0 | 0 | 0
Cancelled | US | Texas RE |  |  | 22INR0247 |  |  | PRADERA SOLAR |  | PV | SUN |  | Solar | 2022-12-31 |  | 300 | 240 | 21 | 0 | 0 | 0 | 0 | 0 | 0 | 0 | 0 | 0 | 0 | 0 | 0 | 0 | 0 | 0 | 0 | 0 | 0 | 0 | 0 | 0 | 0 | 0 | 0 | 0 | 0 | 0 | 0 | 0 | 0 | 0 | 0 | 0 | 0 | 0 | 0 | 0 | 0 | 0 | 0 | 0 | 0 | 0 | 0
Cancelled | US | Texas RE |  |  | 22INR0316 |  |  | MERSO SOLAR |  | PV | SUN |  | Solar | 2022-10-31 |  | 300 | 240 | 21 | 0 | 0 | 0 | 0 | 0 | 0 | 0 | 0 | 0 | 0 | 0 | 0 | 0 | 0 | 0 | 0 | 0 | 0 | 0 | 0 | 0 | 0 | 0 | 0 | 0 | 0 | 0 | 0 | 0 | 0 | 0 | 0 | 0 | 0 | 0 | 0 | 0 | 0 | 0 | 0 | 0 | 0 | 0 | 0
Cancelled | US | Texas RE |  |  | 23INR0028 |  |  | SALERS SOLAR |  | PV | SUN |  | Solar | 2023-05-01 |  | 300 | 240 | 21 | 0 | 0 | 0 | 0 | 0 | 0 | 0 | 0 | 0 | 0 | 0 | 0 | 0 | 0 | 0 | 0 | 0 | 0 | 0 | 0 | 0 | 0 | 0 | 0 | 0 | 0 | 0 | 0 | 0 | 0 | 0 | 0 | 0 | 0 | 0 | 0 | 0 | 0 | 0 | 0 | 0 | 0 | 0 | 0
Cancelled | US | Texas RE |  |  | 23INR0036 |  |  | SKYLARK SOLAR |  | PV | SUN |  | Solar | 2023-12-31 |  | 300 | 240 | 21 | 0 | 0 | 0 | 0 | 0 | 0 | 0 | 0 | 0 | 0 | 0 | 0 | 0 | 0 | 0 | 0 | 0 | 0 | 0 | 0 | 0 | 0 | 0 | 0 | 0 | 0 | 0 | 0 | 0 | 0 | 0 | 0 | 0 | 0 | 0 | 0 | 0 | 0 | 0 | 0 | 0 | 0 | 0 | 0
Cancelled | US | Texas RE |  |  | 12INR0007 |  |  | LAMAR POWER PROJECT EXPANSION |  | CC | NG | 0 | Natural Gas and Other Gases | 2050-12-31 |  | 296 | 296 | 296 | 0 | 0 | 0 | 0 | 0 | 0 | 0 | 0 | 0 | 0 | 0 | 0 | 0 | 0 | 0 | 0 | 0 | 0 | 0 | 0 | 0 | 0 | 0 | 0 | 0 | 0 | 0 | 0 | 0 | 0 | 0 | 0 | 0 | 0 | 0 | 0 | 0 | 0 | 0 | 0 | 0 | 0 | 0 | 0
Cancelled | US | Texas RE |  |  | 09INR0016 |  |  | DENVER UNIT COGEN PLANT |  | CC | NG | 0 | Natural Gas and Other Gases | 2050-12-31 |  | 291 | 291 | 291 | 0 | 0 | 0 | 0 | 0 | 0 | 0 | 0 | 0 | 0 | 0 | 0 | 0 | 0 | 0 | 0 | 0 | 0 | 0 | 0 | 0 | 0 | 0 | 0 | 0 | 0 | 0 | 0 | 0 | 0 | 0 | 0 | 0 | 0 | 0 | 0 | 0 | 0 | 0 | 0 | 0 | 0 | 0 | 0
Cancelled | US | Texas RE |  |  | 12INR0043 |  |  | 2W WHATLEY PHASE 2 |  | WT | WND |  | Wind | 2050-12-31 |  | 290 | 55.1 | 58 | 0 | 0 | 0 | 0 | 0 | 0 | 0 | 0 | 0 | 0 | 0 | 0 | 0 | 0 | 0 | 0 | 0 | 0 | 0 | 0 | 0 | 0 | 0 | 0 | 0 | 0 | 0 | 0 | 0 | 0 | 0 | 0 | 0 | 0 | 0 | 0 | 0 | 0 | 0 | 0 | 0 | 0 | 0 | 0
Cancelled | US | Texas RE |  |  | 09INR0063 |  |  | LON C. HILL POWER STATION |  | CC | NG | 0 | Natural Gas and Other Gases | 2050-12-31 |  | 289 | 289 | 289 | 0 | 0 | 0 | 0 | 0 | 0 | 0 | 0 | 0 | 0 | 0 | 0 | 0 | 0 | 0 | 0 | 0 | 0 | 0 | 0 | 0 | 0 | 0 | 0 | 0 | 0 | 0 | 0 | 0 | 0 | 0 | 0 | 0 | 0 | 0 | 0 | 0 | 0 | 0 | 0 | 0 | 0 | 0 | 0
Cancelled | US | Texas RE |  |  | 13INR0002 |  |  | SIXCAP |  | WT | WND |  | Wind | 2050-12-31 |  | 289 | 53.39 | 56.2 | 0 | 0 | 0 | 0 | 0 | 0 | 0 | 0 | 0 | 0 | 0 | 0 | 0 | 0 | 0 | 0 | 0 | 0 | 0 | 0 | 0 | 0 | 0 | 0 | 0 | 0 | 0 | 0 | 0 | 0 | 0 | 0 | 0 | 0 | 0 | 0 | 0 | 0 | 0 | 0 | 0 | 0 | 0 | 0
Cancelled | US | Texas RE |  |  | 13INR0045 |  |  | CHANGING WINDS |  | WT | WND |  | Wind | 2018-12-31 |  | 288 | 83.52 | 97.92 | 0 | 0 | 0 | 0 | 0 | 0 | 0 | 0 | 0 | 0 | 0 | 0 | 0 | 0 | 0 | 0 | 0 | 0 | 0 | 0 | 0 | 0 | 0 | 0 | 0 | 0 | 0 | 0 | 0 | 0 | 0 | 0 | 0 | 0 | 0 | 0 | 0 | 0 | 0 | 0 | 0 | 0 | 0 | 0
Cancelled | US | Texas RE |  |  | 22INR0294 |  |  | MCCANDLES SOLAR |  | PV | SUN |  | Solar | 2022-12-31 |  | 285 | 228 | 19.95 | 0 | 0 | 0 | 0 | 0 | 0 | 0 | 0 | 0 | 0 | 0 | 0 | 0 | 0 | 0 | 0 | 0 | 0 | 0 | 0 | 0 | 0 | 0 | 0 | 0 | 0 | 0 | 0 | 0 | 0 | 0 | 0 | 0 | 0 | 0 | 0 | 0 | 0 | 0 | 0 | 0 | 0 | 0 | 0
Cancelled | US | Texas RE |  |  | 16INR0037c |  |  | PUMPKIN FARM WIND |  | WT | WND |  | Wind | 2020-12-01 |  | 281 | 81.461 | 95.506 | 0 | 0 | 0 | 0 | 0 | 0 | 0 | 0 | 0 | 0 | 0 | 0 | 0 | 0 | 0 | 0 | 0 | 0 | 0 | 0 | 0 | 0 | 0 | 0 | 0 | 0 | 0 | 0 | 0 | 0 | 0 | 0 | 0 | 0 | 0 | 0 | 0 | 0 | 0 | 0 | 0 | 0 | 0 | 0
Cancelled | US | Texas RE |  |  | 09INR0005 |  |  | JOSLIN REPOWERING |  | ST | NG | 0 | Natural Gas and Other Gases | 2050-12-31 01:00 |  | 280 | 280 | 280 | 0 | 0 | 0 | 0 | 0 | 0 | 0 | 0 | 0 | 0 | 0 | 0 | 0 | 0 | 0 | 0 | 0 | 0 | 0 | 0 | 0 | 0 | 0 | 0 | 0 | 0 | 0 | 0 | 0 | 0 | 0 | 0 | 0 | 0 | 0 | 0 | 0 | 0 | 0 | 0 | 0 | 0 | 0 | 0
Cancelled | US | Texas RE |  |  | 15INR0014 |  |  | MATAGORDA ENERGY CENTER |  | ST | NG | 0 | Natural Gas and Other Gases | 2018-05-01 |  | 280 | 280 | 280 | 0 | 0 | 0 | 0 | 0 | 0 | 0 | 0 | 0 | 0 | 0 | 0 | 0 | 0 | 0 | 0 | 0 | 0 | 0 | 0 | 0 | 0 | 0 | 0 | 0 | 0 | 0 | 0 | 0 | 0 | 0 | 0 | 0 | 0 | 0 | 0 | 0 | 0 | 0 | 0 | 0 | 0 | 0 | 0
Cancelled | US | Texas RE |  |  | 16INR0036 |  |  | PECAN CREEK 1 GAS |  | CT | NG | 0 | Natural Gas and Other Gases | 2019-04-01 |  | 280 | 280 | 280 | 0 | 0 | 0 | 0 | 0 | 0 | 0 | 0 | 0 | 0 | 0 | 0 | 0 | 0 | 0 | 0 | 0 | 0 | 0 | 0 | 0 | 0 | 0 | 0 | 0 | 0 | 0 | 0 | 0 | 0 | 0 | 0 | 0 | 0 | 0 | 0 | 0 | 0 | 0 | 0 | 0 | 0 | 0 | 0
Cancelled | US | Texas RE |  |  | 16INR0094 |  |  | LAST STOP SOLAR |  | PV | SUN |  | Solar | 2017-10-01 |  | 280 | 224 | 19.6 | 0 | 0 | 0 | 0 | 0 | 0 | 0 | 0 | 0 | 0 | 0 | 0 | 0 | 0 | 0 | 0 | 0 | 0 | 0 | 0 | 0 | 0 | 0 | 0 | 0 | 0 | 0 | 0 | 0 | 0 | 0 | 0 | 0 | 0 | 0 | 0 | 0 | 0 | 0 | 0 | 0 | 0 | 0 | 0
Cancelled | US | Texas RE |  |  | 20INR0215 |  |  | DOUBLE R SOLAR |  | PV | SUN |  | Solar | 2021-07-01 |  | 280 | 224 | 19.6 | 0 | 0 | 0 | 0 | 0 | 0 | 0 | 0 | 0 | 0 | 0 | 0 | 0 | 0 | 0 | 0 | 0 | 0 | 0 | 0 | 0 | 0 | 0 | 0 | 0 | 0 | 0 | 0 | 0 | 0 | 0 | 0 | 0 | 0 | 0 | 0 | 0 | 0 | 0 | 0 | 0 | 0 | 0 | 0
Cancelled | US | Texas RE |  |  | 22INR0212 |  |  | CHAMISA CAES |  | ST | NG | 0 | Natural Gas and Other Gases | 2022-05-31 |  | 280 | 280 | 280 | 0 | 0 | 0 | 0 | 0 | 0 | 0 | 0 | 0 | 0 | 0 | 0 | 0 | 0 | 0 | 0 | 0 | 0 | 0 | 0 | 0 | 0 | 0 | 0 | 0 | 0 | 0 | 0 | 0 | 0 | 0 | 0 | 0 | 0 | 0 | 0 | 0 | 0 | 0 | 0 | 0 | 0 | 0 | 0
Cancelled | US | Texas RE |  |  | 08INR0060 |  |  | J L BATES REPOWERING |  | CC | NG | 0 | Natural Gas and Other Gases | 2050-12-31 |  | 279 | 279 | 279 | 0 | 0 | 0 | 0 | 0 | 0 | 0 | 0 | 0 | 0 | 0 | 0 | 0 | 0 | 0 | 0 | 0 | 0 | 0 | 0 | 0 | 0 | 0 | 0 | 0 | 0 | 0 | 0 | 0 | 0 | 0 | 0 | 0 | 0 | 0 | 0 | 0 | 0 | 0 | 0 | 0 | 0 | 0 | 0
Cancelled | US | Texas RE |  |  | 21INR0225 |  |  | HOME RUN |  | PV | SUN |  | Solar | 2021-03-31 |  | 275.4 | 220.32 | 19.278 | 0 | 0 | 0 | 0 | 0 | 0 | 0 | 0 | 0 | 0 | 0 | 0 | 0 | 0 | 0 | 0 | 0 | 0 | 0 | 0 | 0 | 0 | 0 | 0 | 0 | 0 | 0 | 0 | 0 | 0 | 0 | 0 | 0 | 0 | 0 | 0 | 0 | 0 | 0 | 0 | 0 | 0 | 0 | 0
Cancelled | US | Texas RE |  |  | 09INR0030 |  |  | COLORADO BEND PHASE 3 |  | CC | NG | 0 | Natural Gas and Other Gases | 2050-12-31 |  | 275 | 275 | 275 | 0 | 0 | 0 | 0 | 0 | 0 | 0 | 0 | 0 | 0 | 0 | 0 | 0 | 0 | 0 | 0 | 0 | 0 | 0 | 0 | 0 | 0 | 0 | 0 | 0 | 0 | 0 | 0 | 0 | 0 | 0 | 0 | 0 | 0 | 0 | 0 | 0 | 0 | 0 | 0 | 0 | 0 | 0 | 0
Cancelled | US | Texas RE |  |  | 09INR0031 |  |  | QUAIL RUN PHASE III |  | CC | NG | 0 | Natural Gas and Other Gases | 2050-12-31 |  | 275 | 275 | 275 | 0 | 0 | 0 | 0 | 0 | 0 | 0 | 0 | 0 | 0 | 0 | 0 | 0 | 0 | 0 | 0 | 0 | 0 | 0 | 0 | 0 | 0 | 0 | 0 | 0 | 0 | 0 | 0 | 0 | 0 | 0 | 0 | 0 | 0 | 0 | 0 | 0 | 0 | 0 | 0 | 0 | 0 | 0 | 0
Cancelled | US | Texas RE |  |  | 10INR0011 |  |  | JOHNSON COUNTY 2 |  | CC | NG | 0 | Natural Gas and Other Gases | 2050-12-31 01:00 |  | 275 | 275 | 275 | 0 | 0 | 0 | 0 | 0 | 0 | 0 | 0 | 0 | 0 | 0 | 0 | 0 | 0 | 0 | 0 | 0 | 0 | 0 | 0 | 0 | 0 | 0 | 0 | 0 | 0 | 0 | 0 | 0 | 0 | 0 | 0 | 0 | 0 | 0 | 0 | 0 | 0 | 0 | 0 | 0 | 0 | 0 | 0
Cancelled | US | Texas RE |  |  | 11INR0049 |  |  | COLORADO BEND PHASE 3 |  | CC | NG | 0 | Natural Gas and Other Gases | 2050-12-31 |  | 275 | 275 | 275 | 0 | 0 | 0 | 0 | 0 | 0 | 0 | 0 | 0 | 0 | 0 | 0 | 0 | 0 | 0 | 0 | 0 | 0 | 0 | 0 | 0 | 0 | 0 | 0 | 0 | 0 | 0 | 0 | 0 | 0 | 0 | 0 | 0 | 0 | 0 | 0 | 0 | 0 | 0 | 0 | 0 | 0 | 0 | 0
Cancelled | US | Texas RE |  |  | 07INR0035 |  |  | CROWS NEST WINDFARM |  | WT | WND |  | Wind | 2050-12-31 |  | 270 | 51.3 | 54 | 0 | 0 | 0 | 0 | 0 | 0 | 0 | 0 | 0 | 0 | 0 | 0 | 0 | 0 | 0 | 0 | 0 | 0 | 0 | 0 | 0 | 0 | 0 | 0 | 0 | 0 | 0 | 0 | 0 | 0 | 0 | 0 | 0 | 0 | 0 | 0 | 0 | 0 | 0 | 0 | 0 | 0 | 0 | 0
Cancelled | US | Texas RE |  |  | 14INR0011 |  |  | CANCELLED CHAMISA CAES |  | ST | NG | 0 | Natural Gas and Other Gases | 2018-07-01 |  | 270 | 270 | 270 | 0 | 0 | 0 | 0 | 0 | 0 | 0 | 0 | 0 | 0 | 0 | 0 | 0 | 0 | 0 | 0 | 0 | 0 | 0 | 0 | 0 | 0 | 0 | 0 | 0 | 0 | 0 | 0 | 0 | 0 | 0 | 0 | 0 | 0 | 0 | 0 | 0 | 0 | 0 | 0 | 0 | 0 | 0 | 0
Cancelled | US | Texas RE |  |  | 12INR0042a |  |  | SPITFIRE WIND PH 1 |  | WT | WND |  | Wind | 2014-09-01 |  | 265 | 76.85 | 90.1 | 0 | 0 | 0 | 0 | 0 | 0 | 0 | 0 | 0 | 0 | 0 | 0 | 0 | 0 | 0 | 0 | 0 | 0 | 0 | 0 | 0 | 0 | 0 | 0 | 0 | 0 | 0 | 0 | 0 | 0 | 0 | 0 | 0 | 0 | 0 | 0 | 0 | 0 | 0 | 0 | 0 | 0 | 0 | 0
Cancelled | US | Texas RE |  |  | 15INR0089 |  |  | VAN HORN |  | PV | SUN |  | Solar | 2016-12-01 |  | 265 | 212 | 18.55 | 0 | 0 | 0 | 0 | 0 | 0 | 0 | 0 | 0 | 0 | 0 | 0 | 0 | 0 | 0 | 0 | 0 | 0 | 0 | 0 | 0 | 0 | 0 | 0 | 0 | 0 | 0 | 0 | 0 | 0 | 0 | 0 | 0 | 0 | 0 | 0 | 0 | 0 | 0 | 0 | 0 | 0 | 0 | 0
Cancelled | US | Texas RE |  |  | 21INR0208 |  |  | WHITEHORSE W 2 |  | WT | WND |  | Wind | 2021-03-31 |  | 264.83 | 50.3177 | 52.966 | 0 | 0 | 0 | 0 | 0 | 0 | 0 | 0 | 0 | 0 | 0 | 0 | 0 | 0 | 0 | 0 | 0 | 0 | 0 | 0 | 0 | 0 | 0 | 0 | 0 | 0 | 0 | 0 | 0 | 0 | 0 | 0 | 0 | 0 | 0 | 0 | 0 | 0 | 0 | 0 | 0 | 0 | 0 | 0
Cancelled | US | Texas RE |  |  | 10INR0046 |  |  | RANDADO WIND FARM |  | WT | WND |  | Wind | 2050-12-31 01:00 |  | 264 | 50.16 | 52.8 | 0 | 0 | 0 | 0 | 0 | 0 | 0 | 0 | 0 | 0 | 0 | 0 | 0 | 0 | 0 | 0 | 0 | 0 | 0 | 0 | 0 | 0 | 0 | 0 | 0 | 0 | 0 | 0 | 0 | 0 | 0 | 0 | 0 | 0 | 0 | 0 | 0 | 0 | 0 | 0 | 0 | 0 | 0 | 0
Cancelled | US | Texas RE |  |  | 22INR0286 |  |  | SCHARBAUER WIND |  | WT | WND |  | Wind | 2022-05-18 |  | 264 | 50.16 | 52.8 | 0 | 0 | 0 | 0 | 0 | 0 | 0 | 0 | 0 | 0 | 0 | 0 | 0 | 0 | 0 | 0 | 0 | 0 | 0 | 0 | 0 | 0 | 0 | 0 | 0 | 0 | 0 | 0 | 0 | 0 | 0 | 0 | 0 | 0 | 0 | 0 | 0 | 0 | 0 | 0 | 0 | 0 | 0 | 0
Cancelled | US | Texas RE |  |  | 21INR0025 |  |  | BULLDOG SOLAR |  | PV | SUN |  | Solar | 2021-09-01 |  | 259.6 | 207.68 | 18.172 | 0 | 0 | 0 | 0 | 0 | 0 | 0 | 0 | 0 | 0 | 0 | 0 | 0 | 0 | 0 | 0 | 0 | 0 | 0 | 0 | 0 | 0 | 0 | 0 | 0 | 0 | 0 | 0 | 0 | 0 | 0 | 0 | 0 | 0 | 0 | 0 | 0 | 0 | 0 | 0 | 0 | 0 | 0 | 0
Cancelled | US | Texas RE |  |  | 21INR0425 |  |  | TABOR SOLAR 1 |  | PV | SUN |  | Solar | 2022-04-30 |  | 258 | 206.4 | 18.06 | 0 | 0 | 0 | 0 | 0 | 0 | 0 | 0 | 0 | 0 | 0 | 0 | 0 | 0 | 0 | 0 | 0 | 0 | 0 | 0 | 0 | 0 | 0 | 0 | 0 | 0 | 0 | 0 | 0 | 0 | 0 | 0 | 0 | 0 | 0 | 0 | 0 | 0 | 0 | 0 | 0 | 0 | 0 | 0
Cancelled | US | Texas RE |  |  | 22INR0231 |  |  | TABOR SOLAR 2 |  | PV | SUN |  | Solar | 2022-05-31 |  | 258 | 206.4 | 18.06 | 0 | 0 | 0 | 0 | 0 | 0 | 0 | 0 | 0 | 0 | 0 | 0 | 0 | 0 | 0 | 0 | 0 | 0 | 0 | 0 | 0 | 0 | 0 | 0 | 0 | 0 | 0 | 0 | 0 | 0 | 0 | 0 | 0 | 0 | 0 | 0 | 0 | 0 | 0 | 0 | 0 | 0 | 0 | 0
Cancelled | US | Texas RE |  |  | 21INR0020 |  |  | EL ZORRO SOLAR |  | PV | SUN |  | Solar | 2021-02-01 |  | 253.3 | 202.64 | 17.731 | 0 | 0 | 0 | 0 | 0 | 0 | 0 | 0 | 0 | 0 | 0 | 0 | 0 | 0 | 0 | 0 | 0 | 0 | 0 | 0 | 0 | 0 | 0 | 0 | 0 | 0 | 0 | 0 | 0 | 0 | 0 | 0 | 0 | 0 | 0 | 0 | 0 | 0 | 0 | 0 | 0 | 0 | 0 | 0
Cancelled | US | Texas RE |  |  | 18INR0029 |  |  | ARMSTRONG WIND |  | WT | WND |  | Wind | 2020-03-31 |  | 253 | 73.37 | 86.02 | 0 | 0 | 0 | 0 | 0 | 0 | 0 | 0 | 0 | 0 | 0 | 0 | 0 | 0 | 0 | 0 | 0 | 0 | 0 | 0 | 0 | 0 | 0 | 0 | 0 | 0 | 0 | 0 | 0 | 0 | 0 | 0 | 0 | 0 | 0 | 0 | 0 | 0 | 0 | 0 | 0 | 0 | 0 | 0
Cancelled | US | Texas RE |  |  | 20INR0049 |  |  | WHITEHORSE WIND 2 |  | WT | WND |  | Wind | 2020-03-31 |  | 252 | 47.88 | 50.4 | 0 | 0 | 0 | 0 | 0 | 0 | 0 | 0 | 0 | 0 | 0 | 0 | 0 | 0 | 0 | 0 | 0 | 0 | 0 | 0 | 0 | 0 | 0 | 0 | 0 | 0 | 0 | 0 | 0 | 0 | 0 | 0 | 0 | 0 | 0 | 0 | 0 | 0 | 0 | 0 | 0 | 0 | 0 | 0
Cancelled | US | Texas RE |  |  | 08INR0040 |  |  | LENORAH PROJECT |  | WT | WND |  | Wind | 2050-12-31 |  | 251 | 47.69 | 50.2 | 0 | 0 | 0 | 0 | 0 | 0 | 0 | 0 | 0 | 0 | 0 | 0 | 0 | 0 | 0 | 0 | 0 | 0 | 0 | 0 | 0 | 0 | 0 | 0 | 0 | 0 | 0 | 0 | 0 | 0 | 0 | 0 | 0 | 0 | 0 | 0 | 0 | 0 | 0 | 0 | 0 | 0 | 0 | 0
Cancelled | US | Texas RE |  |  | 13INR0016 |  |  | DEAF SMITH WIND PROJECT |  | WT | WND |  | Wind | 2013-08-01 |  | 251 | 72.79 | 85.34 | 0 | 0 | 0 | 0 | 0 | 0 | 0 | 0 | 0 | 0 | 0 | 0 | 0 | 0 | 0 | 0 | 0 | 0 | 0 | 0 | 0 | 0 | 0 | 0 | 0 | 0 | 0 | 0 | 0 | 0 | 0 | 0 | 0 | 0 | 0 | 0 | 0 | 0 | 0 | 0 | 0 | 0 | 0 | 0
Cancelled | US | Texas RE |  |  | 18INR0017 |  |  | WHITE-FRANKENS WIND |  | WT | WND |  | Wind | 2018-07-01 |  | 251 | 47.614 | 50.12 | 0 | 0 | 0 | 0 | 0 | 0 | 0 | 0 | 0 | 0 | 0 | 0 | 0 | 0 | 0 | 0 | 0 | 0 | 0 | 0 | 0 | 0 | 0 | 0 | 0 | 0 | 0 | 0 | 0 | 0 | 0 | 0 | 0 | 0 | 0 | 0 | 0 | 0 | 0 | 0 | 0 | 0 | 0 | 0
Cancelled | US | Texas RE |  |  | 18INR0034 |  |  | BLANCO CANYON WIND |  | WT | WND |  | Wind | 2021-12-31 |  | 251 | 72.703 | 85.238 | 0 | 0 | 0 | 0 | 0 | 0 | 0 | 0 | 0 | 0 | 0 | 0 | 0 | 0 | 0 | 0 | 0 | 0 | 0 | 0 | 0 | 0 | 0 | 0 | 0 | 0 | 0 | 0 | 0 | 0 | 0 | 0 | 0 | 0 | 0 | 0 | 0 | 0 | 0 | 0 | 0 | 0 | 0 | 0
Cancelled | US | Texas RE |  |  | 10INR0059 |  |  | ZAPATA WINDFARM |  | WT | WND |  | Wind | 2050-12-31 |  | 250.7 | 47.633 | 50.14 | 0 | 0 | 0 | 0 | 0 | 0 | 0 | 0 | 0 | 0 | 0 | 0 | 0 | 0 | 0 | 0 | 0 | 0 | 0 | 0 | 0 | 0 | 0 | 0 | 0 | 0 | 0 | 0 | 0 | 0 | 0 | 0 | 0 | 0 | 0 | 0 | 0 | 0 | 0 | 0 | 0 | 0 | 0 | 0
Cancelled | US | Texas RE |  |  | 23INR0097 |  |  | BOTTOM GRASS SOLAR MW INCREASE |  | PV | SUN |  | Solar | 2023-07-01 |  | 250.26 | 200.208 | 17.5182 | 0 | 0 | 0 | 0 | 0 | 0 | 0 | 0 | 0 | 0 | 0 | 0 | 0 | 0 | 0 | 0 | 0 | 0 | 0 | 0 | 0 | 0 | 0 | 0 | 0 | 0 | 0 | 0 | 0 | 0 | 0 | 0 | 0 | 0 | 0 | 0 | 0 | 0 | 0 | 0 | 0 | 0 | 0 | 0
Cancelled | US | Texas RE |  |  | 08INR0019a |  |  | GRANDVIEW 4 W |  | WT | WND |  | Wind | 2018-12-01 |  | 250 | 72.5 | 85 | 0 | 0 | 0 | 0 | 0 | 0 | 0 | 0 | 0 | 0 | 0 | 0 | 0 | 0 | 0 | 0 | 0 | 0 | 0 | 0 | 0 | 0 | 0 | 0 | 0 | 0 | 0 | 0 | 0 | 0 | 0 | 0 | 0 | 0 | 0 | 0 | 0 | 0 | 0 | 0 | 0 | 0 | 0 | 0
Cancelled | US | Texas RE |  |  | 08INR0019c |  |  | GRANDVIEW 6 W |  | WT | WND |  | Wind | 2018-12-01 |  | 250 | 72.5 | 85 | 0 | 0 | 0 | 0 | 0 | 0 | 0 | 0 | 0 | 0 | 0 | 0 | 0 | 0 | 0 | 0 | 0 | 0 | 0 | 0 | 0 | 0 | 0 | 0 | 0 | 0 | 0 | 0 | 0 | 0 | 0 | 0 | 0 | 0 | 0 | 0 | 0 | 0 | 0 | 0 | 0 | 0 | 0 | 0
Cancelled | US | Texas RE |  |  | 09INR0058 |  |  | GUNSIGHT MOUNTAIN II |  | WT | WND |  | Wind | 2050-12-31 |  | 250 | 47.5 | 50 | 0 | 0 | 0 | 0 | 0 | 0 | 0 | 0 | 0 | 0 | 0 | 0 | 0 | 0 | 0 | 0 | 0 | 0 | 0 | 0 | 0 | 0 | 0 | 0 | 0 | 0 | 0 | 0 | 0 | 0 | 0 | 0 | 0 | 0 | 0 | 0 | 0 | 0 | 0 | 0 | 0 | 0 | 0 | 0
Cancelled | US | Texas RE |  |  | 10INR0036 |  |  | CHINA CREEK WIND FARM |  | WT | WND |  | Wind | 2050-12-31 |  | 250 | 47.5 | 50 | 0 | 0 | 0 | 0 | 0 | 0 | 0 | 0 | 0 | 0 | 0 | 0 | 0 | 0 | 0 | 0 | 0 | 0 | 0 | 0 | 0 | 0 | 0 | 0 | 0 | 0 | 0 | 0 | 0 | 0 | 0 | 0 | 0 | 0 | 0 | 0 | 0 | 0 | 0 | 0 | 0 | 0 | 0 | 0
Cancelled | US | Texas RE |  |  | 11INR0024 |  |  | BANDIT'S RUN WIND |  | WT | WND |  | Wind | 2050-12-31 01:00 |  | 250 | 47.5 | 50 | 0 | 0 | 0 | 0 | 0 | 0 | 0 | 0 | 0 | 0 | 0 | 0 | 0 | 0 | 0 | 0 | 0 | 0 | 0 | 0 | 0 | 0 | 0 | 0 | 0 | 0 | 0 | 0 | 0 | 0 | 0 | 0 | 0 | 0 | 0 | 0 | 0 | 0 | 0 | 0 | 0 | 0 | 0 | 0
Cancelled | US | Texas RE |  |  | 14INR0045b |  |  | TORRECILLAS WIND B |  | WT | WND |  | Wind | 2018-12-31 |  | 250 | 38 | 40 | 0 | 0 | 0 | 0 | 0 | 0 | 0 | 0 | 0 | 0 | 0 | 0 | 0 | 0 | 0 | 0 | 0 | 0 | 0 | 0 | 0 | 0 | 0 | 0 | 0 | 0 | 0 | 0 | 0 | 0 | 0 | 0 | 0 | 0 | 0 | 0 | 0 | 0 | 0 | 0 | 0 | 0 | 0 | 0
Cancelled | US | Texas RE |  |  | 14INR0048_2 |  |  | BLUE SUMMIT 2 |  | WT | WND |  | Wind | 2017-10-15 |  | 250 | 47.5 | 50 | 0 | 0 | 0 | 0 | 0 | 0 | 0 | 0 | 0 | 0 | 0 | 0 | 0 | 0 | 0 | 0 | 0 | 0 | 0 | 0 | 0 | 0 | 0 | 0 | 0 | 0 | 0 | 0 | 0 | 0 | 0 | 0 | 0 | 0 | 0 | 0 | 0 | 0 | 0 | 0 | 0 | 0 | 0 | 0
Cancelled | US | Texas RE |  |  | 17INR0020c |  |  | RE MAPLEWOOD 2C SOLAR |  | PV | SUN |  | Solar | 2021-12-31 |  | 250 | 200 | 17.5 | 0 | 0 | 0 | 0 | 0 | 0 | 0 | 0 | 0 | 0 | 0 | 0 | 0 | 0 | 0 | 0 | 0 | 0 | 0 | 0 | 0 | 0 | 0 | 0 | 0 | 0 | 0 | 0 | 0 | 0 | 0 | 0 | 0 | 0 | 0 | 0 | 0 | 0 | 0 | 0 | 0 | 0 | 0 | 0
Cancelled | US | Texas RE |  |  | 19INR0018 |  |  | SEYMOUR HILLS WIND |  | WT | WND |  | Wind | 2019-06-01 |  | 250 | 47.5 | 50 | 0 | 0 | 0 | 0 | 0 | 0 | 0 | 0 | 0 | 0 | 0 | 0 | 0 | 0 | 0 | 0 | 0 | 0 | 0 | 0 | 0 | 0 | 0 | 0 | 0 | 0 | 0 | 0 | 0 | 0 | 0 | 0 | 0 | 0 | 0 | 0 | 0 | 0 | 0 | 0 | 0 | 0 | 0 | 0
Cancelled | US | Texas RE |  |  | 19INR0059 |  |  | SAN ANGELO SOLAR |  | PV | SUN |  | Solar | 2019-12-01 |  | 250 | 200 | 17.5 | 0 | 0 | 0 | 0 | 0 | 0 | 0 | 0 | 0 | 0 | 0 | 0 | 0 | 0 | 0 | 0 | 0 | 0 | 0 | 0 | 0 | 0 | 0 | 0 | 0 | 0 | 0 | 0 | 0 | 0 | 0 | 0 | 0 | 0 | 0 | 0 | 0 | 0 | 0 | 0 | 0 | 0 | 0 | 0
Cancelled | US | Texas RE |  |  | 19INR0060 |  |  | ABILENE SOLAR |  | PV | SUN |  | Solar | 2019-12-01 |  | 250 | 200 | 17.5 | 0 | 0 | 0 | 0 | 0 | 0 | 0 | 0 | 0 | 0 | 0 | 0 | 0 | 0 | 0 | 0 | 0 | 0 | 0 | 0 | 0 | 0 | 0 | 0 | 0 | 0 | 0 | 0 | 0 | 0 | 0 | 0 | 0 | 0 | 0 | 0 | 0 | 0 | 0 | 0 | 0 | 0 | 0 | 0
Cancelled | US | Texas RE |  |  | 19INR0064 |  |  | LANGHAM SOLAR |  | PV | SUN |  | Solar | 2019-12-01 |  | 250 | 200 | 17.5 | 0 | 0 | 0 | 0 | 0 | 0 | 0 | 0 | 0 | 0 | 0 | 0 | 0 | 0 | 0 | 0 | 0 | 0 | 0 | 0 | 0 | 0 | 0 | 0 | 0 | 0 | 0 | 0 | 0 | 0 | 0 | 0 | 0 | 0 | 0 | 0 | 0 | 0 | 0 | 0 | 0 | 0 | 0 | 0
Cancelled | US | Texas RE |  |  | 19INR0068 |  |  | FLAT ROCK SOLAR |  | PV | SUN |  | Solar | 2019-12-01 |  | 250 | 200 | 17.5 | 0 | 0 | 0 | 0 | 0 | 0 | 0 | 0 | 0 | 0 | 0 | 0 | 0 | 0 | 0 | 0 | 0 | 0 | 0 | 0 | 0 | 0 | 0 | 0 | 0 | 0 | 0 | 0 | 0 | 0 | 0 | 0 | 0 | 0 | 0 | 0 | 0 | 0 | 0 | 0 | 0 | 0 | 0 | 0
Cancelled | US | Texas RE |  |  | 19INR0077 |  |  | HARTON SOLAR |  | PV | SUN |  | Solar | 2019-12-01 |  | 250 | 200 | 17.5 | 0 | 0 | 0 | 0 | 0 | 0 | 0 | 0 | 0 | 0 | 0 | 0 | 0 | 0 | 0 | 0 | 0 | 0 | 0 | 0 | 0 | 0 | 0 | 0 | 0 | 0 | 0 | 0 | 0 | 0 | 0 | 0 | 0 | 0 | 0 | 0 | 0 | 0 | 0 | 0 | 0 | 0 | 0 | 0
Cancelled | US | Texas RE |  |  | 19INR0089 |  |  | CASTLE ROCK SOLAR |  | PV | SUN |  | Solar | 2019-12-01 |  | 250 | 200 | 17.5 | 0 | 0 | 0 | 0 | 0 | 0 | 0 | 0 | 0 | 0 | 0 | 0 | 0 | 0 | 0 | 0 | 0 | 0 | 0 | 0 | 0 | 0 | 0 | 0 | 0 | 0 | 0 | 0 | 0 | 0 | 0 | 0 | 0 | 0 | 0 | 0 | 0 | 0 | 0 | 0 | 0 | 0 | 0 | 0
Cancelled | US | Texas RE |  |  | 19INR0095 |  |  | BORDEN WIND |  | WT | WND |  | Wind | 2019-06-06 |  | 250 | 47.5 | 50 | 0 | 0 | 0 | 0 | 0 | 0 | 0 | 0 | 0 | 0 | 0 | 0 | 0 | 0 | 0 | 0 | 0 | 0 | 0 | 0 | 0 | 0 | 0 | 0 | 0 | 0 | 0 | 0 | 0 | 0 | 0 | 0 | 0 | 0 | 0 | 0 | 0 | 0 | 0 | 0 | 0 | 0 | 0 | 0
Cancelled | US | Texas RE |  |  | 19INR0113 |  |  | COUNTY LINE SOLAR |  | PV | SUN |  | Solar | 2022-12-15 |  | 250 | 200 | 17.5 | 0 | 0 | 0 | 0 | 0 | 0 | 0 | 0 | 0 | 0 | 0 | 0 | 0 | 0 | 0 | 0 | 0 | 0 | 0 | 0 | 0 | 0 | 0 | 0 | 0 | 0 | 0 | 0 | 0 | 0 | 0 | 0 | 0 | 0 | 0 | 0 | 0 | 0 | 0 | 0 | 0 | 0 | 0 | 0
Cancelled | US | Texas RE |  |  | 20INR0076 |  |  | CLEEK SOLAR |  | PV | SUN |  | Solar | 2020-08-01 |  | 250 | 200 | 17.5 | 0 | 0 | 0 | 0 | 0 | 0 | 0 | 0 | 0 | 0 | 0 | 0 | 0 | 0 | 0 | 0 | 0 | 0 | 0 | 0 | 0 | 0 | 0 | 0 | 0 | 0 | 0 | 0 | 0 | 0 | 0 | 0 | 0 | 0 | 0 | 0 | 0 | 0 | 0 | 0 | 0 | 0 | 0 | 0
Cancelled | US | Texas RE |  |  | 20INR0229 |  |  | GOODRANCH EXPANSION |  | PV | SUN |  | Solar | 2020-12-01 |  | 250 | 200 | 17.5 | 0 | 0 | 0 | 0 | 0 | 0 | 0 | 0 | 0 | 0 | 0 | 0 | 0 | 0 | 0 | 0 | 0 | 0 | 0 | 0 | 0 | 0 | 0 | 0 | 0 | 0 | 0 | 0 | 0 | 0 | 0 | 0 | 0 | 0 | 0 | 0 | 0 | 0 | 0 | 0 | 0 | 0 | 0 | 0
Cancelled | US | Texas RE |  |  | 20INR0234 |  |  | HACIENDA SOLAR |  | PV | SUN |  | Solar | 2021-09-30 |  | 250 | 200 | 17.5 | 0 | 0 | 0 | 0 | 0 | 0 | 0 | 0 | 0 | 0 | 0 | 0 | 0 | 0 | 0 | 0 | 0 | 0 | 0 | 0 | 0 | 0 | 0 | 0 | 0 | 0 | 0 | 0 | 0 | 0 | 0 | 0 | 0 | 0 | 0 | 0 | 0 | 0 | 0 | 0 | 0 | 0 | 0 | 0
Cancelled | US | Texas RE |  |  | 20INR0251 |  |  | ROCKHOUND SOLAR |  | PV | SUN |  | Solar | 2020-06-30 |  | 250 | 200 | 17.5 | 0 | 0 | 0 | 0 | 0 | 0 | 0 | 0 | 0 | 0 | 0 | 0 | 0 | 0 | 0 | 0 | 0 | 0 | 0 | 0 | 0 | 0 | 0 | 0 | 0 | 0 | 0 | 0 | 0 | 0 | 0 | 0 | 0 | 0 | 0 | 0 | 0 | 0 | 0 | 0 | 0 | 0 | 0 | 0
Cancelled | US | Texas RE |  |  | 21INR0222 |  |  | GOOSE SOLAR CENTER |  | PV | SUN |  | Solar | 2021-06-30 |  | 250 | 200 | 17.5 | 0 | 0 | 0 | 0 | 0 | 0 | 0 | 0 | 0 | 0 | 0 | 0 | 0 | 0 | 0 | 0 | 0 | 0 | 0 | 0 | 0 | 0 | 0 | 0 | 0 | 0 | 0 | 0 | 0 | 0 | 0 | 0 | 0 | 0 | 0 | 0 | 0 | 0 | 0 | 0 | 0 | 0 | 0 | 0
Cancelled | US | Texas RE |  |  | 21INR0331 |  |  | LUTUM II WIND |  | WT | WND |  | Wind | 2021-10-01 |  | 250 | 47.5 | 50 | 0 | 0 | 0 | 0 | 0 | 0 | 0 | 0 | 0 | 0 | 0 | 0 | 0 | 0 | 0 | 0 | 0 | 0 | 0 | 0 | 0 | 0 | 0 | 0 | 0 | 0 | 0 | 0 | 0 | 0 | 0 | 0 | 0 | 0 | 0 | 0 | 0 | 0 | 0 | 0 | 0 | 0 | 0 | 0
Cancelled | US | Texas RE |  |  | 21INR0402 |  |  | BOONS CREEK WIND |  | WT | WND |  | Wind | 2021-12-10 |  | 250 | 47.5 | 50 | 0 | 0 | 0 | 0 | 0 | 0 | 0 | 0 | 0 | 0 | 0 | 0 | 0 | 0 | 0 | 0 | 0 | 0 | 0 | 0 | 0 | 0 | 0 | 0 | 0 | 0 | 0 | 0 | 0 | 0 | 0 | 0 | 0 | 0 | 0 | 0 | 0 | 0 | 0 | 0 | 0 | 0 | 0 | 0
Cancelled | US | Texas RE |  |  | 21INR0407 |  |  | AGUAYO SOLAR |  | PV | SUN |  | Solar | 2021-04-15 |  | 250 | 200 | 17.5 | 0 | 0 | 0 | 0 | 0 | 0 | 0 | 0 | 0 | 0 | 0 | 0 | 0 | 0 | 0 | 0 | 0 | 0 | 0 | 0 | 0 | 0 | 0 | 0 | 0 | 0 | 0 | 0 | 0 | 0 | 0 | 0 | 0 | 0 | 0 | 0 | 0 | 0 | 0 | 0 | 0 | 0 | 0 | 0
Cancelled | US | Texas RE |  |  | 21INR0415 |  |  | TAYLOR CREEK SOLAR |  | PV | SUN |  | Solar | 2021-08-31 |  | 250 | 200 | 17.5 | 0 | 0 | 0 | 0 | 0 | 0 | 0 | 0 | 0 | 0 | 0 | 0 | 0 | 0 | 0 | 0 | 0 | 0 | 0 | 0 | 0 | 0 | 0 | 0 | 0 | 0 | 0 | 0 | 0 | 0 | 0 | 0 | 0 | 0 | 0 | 0 | 0 | 0 | 0 | 0 | 0 | 0 | 0 | 0
Cancelled | US | Texas RE |  |  | 07INR0021 |  |  | WATER VALLEY DIVIDE RENEWABLE GEN CENTER |  | WT | WND |  | Wind | 2050-12-31 |  | 249 | 47.31 | 49.8 | 0 | 0 | 0 | 0 | 0 | 0 | 0 | 0 | 0 | 0 | 0 | 0 | 0 | 0 | 0 | 0 | 0 | 0 | 0 | 0 | 0 | 0 | 0 | 0 | 0 | 0 | 0 | 0 | 0 | 0 | 0 | 0 | 0 | 0 | 0 | 0 | 0 | 0 | 0 | 0 | 0 | 0 | 0 | 0
Cancelled | US | Texas RE |  |  | 07INR0032 |  |  | TOM GREEN COUNTY WIND ENERGY PROJECT |  | WT | WND |  | Wind | 2050-12-31 |  | 249 | 47.31 | 49.8 | 0 | 0 | 0 | 0 | 0 | 0 | 0 | 0 | 0 | 0 | 0 | 0 | 0 | 0 | 0 | 0 | 0 | 0 | 0 | 0 | 0 | 0 | 0 | 0 | 0 | 0 | 0 | 0 | 0 | 0 | 0 | 0 | 0 | 0 | 0 | 0 | 0 | 0 | 0 | 0 | 0 | 0 | 0 | 0
Cancelled | US | Texas RE |  |  | 08INR0013 |  |  | AIRTRICITY HUISACHE WIND ENERGY PROJECT |  | WT | WND |  | Wind | 2050-12-31 |  | 249 | 47.31 | 49.8 | 0 | 0 | 0 | 0 | 0 | 0 | 0 | 0 | 0 | 0 | 0 | 0 | 0 | 0 | 0 | 0 | 0 | 0 | 0 | 0 | 0 | 0 | 0 | 0 | 0 | 0 | 0 | 0 | 0 | 0 | 0 | 0 | 0 | 0 | 0 | 0 | 0 | 0 | 0 | 0 | 0 | 0 | 0 | 0
Cancelled | US | Texas RE |  |  | 08INR0021 |  |  | CHAPAROOSA WIND FARM |  | WT | WND |  | Wind | 2050-12-31 |  | 249 | 47.31 | 49.8 | 0 | 0 | 0 | 0 | 0 | 0 | 0 | 0 | 0 | 0 | 0 | 0 | 0 | 0 | 0 | 0 | 0 | 0 | 0 | 0 | 0 | 0 | 0 | 0 | 0 | 0 | 0 | 0 | 0 | 0 | 0 | 0 | 0 | 0 | 0 | 0 | 0 | 0 | 0 | 0 | 0 | 0 | 0 | 0
Cancelled | US | Texas RE |  |  | 08INR0029 |  |  | BULL CREEK TWO |  | WT | WND |  | Wind | 2050-12-31 |  | 249 | 47.31 | 49.8 | 0 | 0 | 0 | 0 | 0 | 0 | 0 | 0 | 0 | 0 | 0 | 0 | 0 | 0 | 0 | 0 | 0 | 0 | 0 | 0 | 0 | 0 | 0 | 0 | 0 | 0 | 0 | 0 | 0 | 0 | 0 | 0 | 0 | 0 | 0 | 0 | 0 | 0 | 0 | 0 | 0 | 0 | 0 | 0
Cancelled | US | Texas RE |  |  | 08INR0048 |  |  | BUFFALO GAP 5 |  | WT | WND |  | Wind | 2050-12-31 |  | 249 | 47.31 | 49.8 | 0 | 0 | 0 | 0 | 0 | 0 | 0 | 0 | 0 | 0 | 0 | 0 | 0 | 0 | 0 | 0 | 0 | 0 | 0 | 0 | 0 | 0 | 0 | 0 | 0 | 0 | 0 | 0 | 0 | 0 | 0 | 0 | 0 | 0 | 0 | 0 | 0 | 0 | 0 | 0 | 0 | 0 | 0 | 0
Cancelled | US | Texas RE |  |  | 09INR0018 |  |  | ROLLING OAK 1 |  | WT | WND |  | Wind | 2050-12-31 |  | 249 | 47.31 | 49.8 | 0 | 0 | 0 | 0 | 0 | 0 | 0 | 0 | 0 | 0 | 0 | 0 | 0 | 0 | 0 | 0 | 0 | 0 | 0 | 0 | 0 | 0 | 0 | 0 | 0 | 0 | 0 | 0 | 0 | 0 | 0 | 0 | 0 | 0 | 0 | 0 | 0 | 0 | 0 | 0 | 0 | 0 | 0 | 0
Cancelled | US | Texas RE |  |  | 10INR0033b |  |  | SALT FORK WIND FARM PH 2 |  | WT | WND |  | Wind | 2014-12-01 |  | 249 | 72.21 | 84.66 | 0 | 0 | 0 | 0 | 0 | 0 | 0 | 0 | 0 | 0 | 0 | 0 | 0 | 0 | 0 | 0 | 0 | 0 | 0 | 0 | 0 | 0 | 0 | 0 | 0 | 0 | 0 | 0 | 0 | 0 | 0 | 0 | 0 | 0 | 0 | 0 | 0 | 0 | 0 | 0 | 0 | 0 | 0 | 0
Cancelled | US | Texas RE |  |  | 10INR0056 |  |  | MESQUITE CREEK |  | WT | WND |  | Wind | 2050-12-31 |  | 249 | 47.31 | 49.8 | 0 | 0 | 0 | 0 | 0 | 0 | 0 | 0 | 0 | 0 | 0 | 0 | 0 | 0 | 0 | 0 | 0 | 0 | 0 | 0 | 0 | 0 | 0 | 0 | 0 | 0 | 0 | 0 | 0 | 0 | 0 | 0 | 0 | 0 | 0 | 0 | 0 | 0 | 0 | 0 | 0 | 0 | 0 | 0
Cancelled | US | Texas RE |  |  | 11INR0073 |  |  | ENDEAVOR WIND ENERGY PROJECT |  | WT | WND |  | Wind | 2050-12-31 |  | 249 | 47.31 | 49.8 | 0 | 0 | 0 | 0 | 0 | 0 | 0 | 0 | 0 | 0 | 0 | 0 | 0 | 0 | 0 | 0 | 0 | 0 | 0 | 0 | 0 | 0 | 0 | 0 | 0 | 0 | 0 | 0 | 0 | 0 | 0 | 0 | 0 | 0 | 0 | 0 | 0 | 0 | 0 | 0 | 0 | 0 | 0 | 0
Cancelled | US | Texas RE |  |  | 11INR0078 |  |  | BROOKS WIND I |  | WT | WND |  | Wind | 2050-12-31 |  | 249 | 47.31 | 49.8 | 0 | 0 | 0 | 0 | 0 | 0 | 0 | 0 | 0 | 0 | 0 | 0 | 0 | 0 | 0 | 0 | 0 | 0 | 0 | 0 | 0 | 0 | 0 | 0 | 0 | 0 | 0 | 0 | 0 | 0 | 0 | 0 | 0 | 0 | 0 | 0 | 0 | 0 | 0 | 0 | 0 | 0 | 0 | 0
Cancelled | US | Texas RE |  |  | 12INR0012 |  |  | GLASSCOCK EAST |  | WT | WND |  | Wind | 2050-12-31 |  | 249 | 47.31 | 49.8 | 0 | 0 | 0 | 0 | 0 | 0 | 0 | 0 | 0 | 0 | 0 | 0 | 0 | 0 | 0 | 0 | 0 | 0 | 0 | 0 | 0 | 0 | 0 | 0 | 0 | 0 | 0 | 0 | 0 | 0 | 0 | 0 | 0 | 0 | 0 | 0 | 0 | 0 | 0 | 0 | 0 | 0 | 0 | 0
Cancelled | US | Texas RE |  |  | 12INR0014 |  |  | LOST CANYON |  | WT | WND |  | Wind | 2050-12-31 |  | 249 | 72.21 | 84.66 | 0 | 0 | 0 | 0 | 0 | 0 | 0 | 0 | 0 | 0 | 0 | 0 | 0 | 0 | 0 | 0 | 0 | 0 | 0 | 0 | 0 | 0 | 0 | 0 | 0 | 0 | 0 | 0 | 0 | 0 | 0 | 0 | 0 | 0 | 0 | 0 | 0 | 0 | 0 | 0 | 0 | 0 | 0 | 0
Cancelled | US | Texas RE |  |  | 12INR0035 |  |  | CHAPMAN RANCH WIND 345 PHASE II |  | WT | WND |  | Wind | 2050-12-31 |  | 249 | 151.89 | 117.03 | 0 | 0 | 0 | 0 | 0 | 0 | 0 | 0 | 0 | 0 | 0 | 0 | 0 | 0 | 0 | 0 | 0 | 0 | 0 | 0 | 0 | 0 | 0 | 0 | 0 | 0 | 0 | 0 | 0 | 0 | 0 | 0 | 0 | 0 | 0 | 0 | 0 | 0 | 0 | 0 | 0 | 0 | 0 | 0
Cancelled | US | Texas RE |  |  | 13INR0027 |  |  | TUXEDO II |  | WT | WND |  | Wind | 2050-12-31 |  | 249 | 47.31 | 49.8 | 0 | 0 | 0 | 0 | 0 | 0 | 0 | 0 | 0 | 0 | 0 | 0 | 0 | 0 | 0 | 0 | 0 | 0 | 0 | 0 | 0 | 0 | 0 | 0 | 0 | 0 | 0 | 0 | 0 | 0 | 0 | 0 | 0 | 0 | 0 | 0 | 0 | 0 | 0 | 0 | 0 | 0 | 0 | 0
Cancelled | US | Texas RE |  |  | 20INR0065 |  |  | HIGHWIRE SOLAR |  | PV | SUN |  | Solar | 2020-12-31 |  | 249 | 199.2 | 17.43 | 0 | 0 | 0 | 0 | 0 | 0 | 0 | 0 | 0 | 0 | 0 | 0 | 0 | 0 | 0 | 0 | 0 | 0 | 0 | 0 | 0 | 0 | 0 | 0 | 0 | 0 | 0 | 0 | 0 | 0 | 0 | 0 | 0 | 0 | 0 | 0 | 0 | 0 | 0 | 0 | 0 | 0 | 0 | 0
Cancelled | US | Texas RE |  |  | 16INR0015 |  |  | WHARTON WIND |  | WT | WND |  | Wind | 2017-12-01 |  | 248.4 | 47.196 | 49.6 | 0 | 0 | 0 | 0 | 0 | 0 | 0 | 0 | 0 | 0 | 0 | 0 | 0 | 0 | 0 | 0 | 0 | 0 | 0 | 0 | 0 | 0 | 0 | 0 | 0 | 0 | 0 | 0 | 0 | 0 | 0 | 0 | 0 | 0 | 0 | 0 | 0 | 0 | 0 | 0 | 0 | 0 | 0 | 0
Cancelled | US | Texas RE |  |  | 09INR0075 |  |  | ANACACHO MOUNTAIN WIND |  | WT | WND |  | Wind | 2050-12-31 |  | 248 | 47.12 | 49.6 | 0 | 0 | 0 | 0 | 0 | 0 | 0 | 0 | 0 | 0 | 0 | 0 | 0 | 0 | 0 | 0 | 0 | 0 | 0 | 0 | 0 | 0 | 0 | 0 | 0 | 0 | 0 | 0 | 0 | 0 | 0 | 0 | 0 | 0 | 0 | 0 | 0 | 0 | 0 | 0 | 0 | 0 | 0 | 0
Cancelled | US | Texas RE |  |  | 22INR0232 |  |  | SCIVALLY SOLAR 1 |  | PV | SUN |  | Solar | 2022-04-30 |  | 247 | 197.6 | 17.29 | 0 | 0 | 0 | 0 | 0 | 0 | 0 | 0 | 0 | 0 | 0 | 0 | 0 | 0 | 0 | 0 | 0 | 0 | 0 | 0 | 0 | 0 | 0 | 0 | 0 | 0 | 0 | 0 | 0 | 0 | 0 | 0 | 0 | 0 | 0 | 0 | 0 | 0 | 0 | 0 | 0 | 0 | 0 | 0
Cancelled | US | Texas RE |  |  | 22INR0233 |  |  | SCIVALLY SOLAR 2 |  | PV | SUN |  | Solar | 2022-05-30 |  | 247 | 197.6 | 17.29 | 0 | 0 | 0 | 0 | 0 | 0 | 0 | 0 | 0 | 0 | 0 | 0 | 0 | 0 | 0 | 0 | 0 | 0 | 0 | 0 | 0 | 0 | 0 | 0 | 0 | 0 | 0 | 0 | 0 | 0 | 0 | 0 | 0 | 0 | 0 | 0 | 0 | 0 | 0 | 0 | 0 | 0 | 0 | 0
Cancelled | US | Texas RE |  |  | 16INR0097 |  |  | MORADA DEL SOL SOLAR |  | PV | SUN |  | Solar | 2020-12-31 |  | 245 | 196 | 17.15 | 0 | 0 | 0 | 0 | 0 | 0 | 0 | 0 | 0 | 0 | 0 | 0 | 0 | 0 | 0 | 0 | 0 | 0 | 0 | 0 | 0 | 0 | 0 | 0 | 0 | 0 | 0 | 0 | 0 | 0 | 0 | 0 | 0 | 0 | 0 | 0 | 0 | 0 | 0 | 0 | 0 | 0 | 0 | 0
Cancelled | US | Texas RE |  |  | 12INR0084 |  |  | GREENWICH/HAPPY WHITEFACE |  | WT | WND |  | Wind | 2014-01-01 |  | 242 | 70.18 | 82.28 | 0 | 0 | 0 | 0 | 0 | 0 | 0 | 0 | 0 | 0 | 0 | 0 | 0 | 0 | 0 | 0 | 0 | 0 | 0 | 0 | 0 | 0 | 0 | 0 | 0 | 0 | 0 | 0 | 0 | 0 | 0 | 0 | 0 | 0 | 0 | 0 | 0 | 0 | 0 | 0 | 0 | 0 | 0 | 0
Cancelled | US | Texas RE |  |  | 05INR0016 |  |  | SALT FORK WIND RANCH |  | WT | WND |  | Wind | 2050-12-31 |  | 240 | 69.6 | 81.6 | 0 | 0 | 0 | 0 | 0 | 0 | 0 | 0 | 0 | 0 | 0 | 0 | 0 | 0 | 0 | 0 | 0 | 0 | 0 | 0 | 0 | 0 | 0 | 0 | 0 | 0 | 0 | 0 | 0 | 0 | 0 | 0 | 0 | 0 | 0 | 0 | 0 | 0 | 0 | 0 | 0 | 0 | 0 | 0
Cancelled | US | Texas RE |  |  | 06INR0020 |  |  | TX05 FARM |  | WT | WND |  | Wind | 2050-12-31 |  | 240 | 45.6 | 48 | 0 | 0 | 0 | 0 | 0 | 0 | 0 | 0 | 0 | 0 | 0 | 0 | 0 | 0 | 0 | 0 | 0 | 0 | 0 | 0 | 0 | 0 | 0 | 0 | 0 | 0 | 0 | 0 | 0 | 0 | 0 | 0 | 0 | 0 | 0 | 0 | 0 | 0 | 0 | 0 | 0 | 0 | 0 | 0
Cancelled | US | Texas RE |  |  | 07INR0012 |  |  | NOTREES-2 |  | WT | WND |  | Wind | 2050-12-31 |  | 240 | 45.6 | 48 | 0 | 0 | 0 | 0 | 0 | 0 | 0 | 0 | 0 | 0 | 0 | 0 | 0 | 0 | 0 | 0 | 0 | 0 | 0 | 0 | 0 | 0 | 0 | 0 | 0 | 0 | 0 | 0 | 0 | 0 | 0 | 0 | 0 | 0 | 0 | 0 | 0 | 0 | 0 | 0 | 0 | 0 | 0 | 0
Cancelled | US | Texas RE |  |  | 08INR0015 |  |  | CAP ROCK WIND FARM |  | WT | WND |  | Wind | 2050-12-31 |  | 240 | 69.6 | 81.6 | 0 | 0 | 0 | 0 | 0 | 0 | 0 | 0 | 0 | 0 | 0 | 0 | 0 | 0 | 0 | 0 | 0 | 0 | 0 | 0 | 0 | 0 | 0 | 0 | 0 | 0 | 0 | 0 | 0 | 0 | 0 | 0 | 0 | 0 | 0 | 0 | 0 | 0 | 0 | 0 | 0 | 0 | 0 | 0
Cancelled | US | Texas RE |  |  | 10INR0004 |  |  | CEDAR BAYOU |  | CC | NG | 0 | Natural Gas and Other Gases | 2050-12-31 |  | 240 | 61 | 61 | 0 | 0 | 0 | 0 | 0 | 0 | 0 | 0 | 0 | 0 | 0 | 0 | 0 | 0 | 0 | 0 | 0 | 0 | 0 | 0 | 0 | 0 | 0 | 0 | 0 | 0 | 0 | 0 | 0 | 0 | 0 | 0 | 0 | 0 | 0 | 0 | 0 | 0 | 0 | 0 | 0 | 0 | 0 | 0
Cancelled | US | Texas RE |  |  | 11INR0051 |  |  | NOELKE HILL |  | WT | WND |  | Wind | 2050-12-31 |  | 240 | 45.6 | 48 | 0 | 0 | 0 | 0 | 0 | 0 | 0 | 0 | 0 | 0 | 0 | 0 | 0 | 0 | 0 | 0 | 0 | 0 | 0 | 0 | 0 | 0 | 0 | 0 | 0 | 0 | 0 | 0 | 0 | 0 | 0 | 0 | 0 | 0 | 0 | 0 | 0 | 0 | 0 | 0 | 0 | 0 | 0 | 0
Cancelled | US | Texas RE |  |  | 19INR0049 |  |  | BUENOS AIRES 2 W |  | WT | WND |  | Wind | 2021-12-31 |  | 236.9 | 45.011 | 47.38 | 0 | 0 | 0 | 0 | 0 | 0 | 0 | 0 | 0 | 0 | 0 | 0 | 0 | 0 | 0 | 0 | 0 | 0 | 0 | 0 | 0 | 0 | 0 | 0 | 0 | 0 | 0 | 0 | 0 | 0 | 0 | 0 | 0 | 0 | 0 | 0 | 0 | 0 | 0 | 0 | 0 | 0 | 0 | 0
Cancelled | US | Texas RE |  |  | 19INR0132 |  |  | LA JOYA I WIND |  | WT | WND |  | Wind | 2022-12-31 |  | 236.9 | 45.011 | 47.38 | 0 | 0 | 0 | 0 | 0 | 0 | 0 | 0 | 0 | 0 | 0 | 0 | 0 | 0 | 0 | 0 | 0 | 0 | 0 | 0 | 0 | 0 | 0 | 0 | 0 | 0 | 0 | 0 | 0 | 0 | 0 | 0 | 0 | 0 | 0 | 0 | 0 | 0 | 0 | 0 | 0 | 0 | 0 | 0
Cancelled | US | Texas RE |  |  | 19INR0133 |  |  | LA JOYA II WIND |  | WT | WND |  | Wind | 2022-12-31 |  | 236.9 | 45.011 | 47.38 | 0 | 0 | 0 | 0 | 0 | 0 | 0 | 0 | 0 | 0 | 0 | 0 | 0 | 0 | 0 | 0 | 0 | 0 | 0 | 0 | 0 | 0 | 0 | 0 | 0 | 0 | 0 | 0 | 0 | 0 | 0 | 0 | 0 | 0 | 0 | 0 | 0 | 0 | 0 | 0 | 0 | 0 | 0 | 0
Cancelled | US | Texas RE |  |  | 21INR0224 |  |  | KUESTER SOLAR |  | PV | SUN |  | Solar | 2021-03-31 |  | 234.6 | 187.68 | 16.422 | 0 | 0 | 0 | 0 | 0 | 0 | 0 | 0 | 0 | 0 | 0 | 0 | 0 | 0 | 0 | 0 | 0 | 0 | 0 | 0 | 0 | 0 | 0 | 0 | 0 | 0 | 0 | 0 | 0 | 0 | 0 | 0 | 0 | 0 | 0 | 0 | 0 | 0 | 0 | 0 | 0 | 0 | 0 | 0
Cancelled | US | Texas RE |  |  | 21INR0329 |  |  | BLISS SOLAR |  | PV | SUN |  | Solar | 2021-06-01 |  | 234.6 | 187.68 | 16.422 | 0 | 0 | 0 | 0 | 0 | 0 | 0 | 0 | 0 | 0 | 0 | 0 | 0 | 0 | 0 | 0 | 0 | 0 | 0 | 0 | 0 | 0 | 0 | 0 | 0 | 0 | 0 | 0 | 0 | 0 | 0 | 0 | 0 | 0 | 0 | 0 | 0 | 0 | 0 | 0 | 0 | 0 | 0 | 0
Cancelled | US | Texas RE |  |  | 21INR0330 |  |  | ESSENCE SOLAR |  | PV | SUN |  | Solar | 2021-06-01 |  | 234.6 | 187.68 | 16.422 | 0 | 0 | 0 | 0 | 0 | 0 | 0 | 0 | 0 | 0 | 0 | 0 | 0 | 0 | 0 | 0 | 0 | 0 | 0 | 0 | 0 | 0 | 0 | 0 | 0 | 0 | 0 | 0 | 0 | 0 | 0 | 0 | 0 | 0 | 0 | 0 | 0 | 0 | 0 | 0 | 0 | 0 | 0 | 0
Cancelled | US | Texas RE |  |  | 18INR0011 |  |  | INGLCOSW CTG3 |  | CC | NG | 0 | Natural Gas and Other Gases | 2018-04-01 |  | 230.4 | 230.4 | 230.4 | 0 | 0 | 0 | 0 | 0 | 0 | 0 | 0 | 0 | 0 | 0 | 0 | 0 | 0 | 0 | 0 | 0 | 0 | 0 | 0 | 0 | 0 | 0 | 0 | 0 | 0 | 0 | 0 | 0 | 0 | 0 | 0 | 0 | 0 | 0 | 0 | 0 | 0 | 0 | 0 | 0 | 0 | 0 | 0
Cancelled | US | Texas RE |  |  | 06INR0013 |  |  | MATHIS WIND |  | WT | WND |  | Wind | 2050-12-31 |  | 230 | 140.3 | 108.1 | 0 | 0 | 0 | 0 | 0 | 0 | 0 | 0 | 0 | 0 | 0 | 0 | 0 | 0 | 0 | 0 | 0 | 0 | 0 | 0 | 0 | 0 | 0 | 0 | 0 | 0 | 0 | 0 | 0 | 0 | 0 | 0 | 0 | 0 | 0 | 0 | 0 | 0 | 0 | 0 | 0 | 0 | 0 | 0
Cancelled | US | Texas RE |  |  | 06INR0014 |  |  | NUECES COUNTY WIND |  | WT | WND |  | Wind | 2050-12-31 |  | 230 | 140.3 | 108.1 | 0 | 0 | 0 | 0 | 0 | 0 | 0 | 0 | 0 | 0 | 0 | 0 | 0 | 0 | 0 | 0 | 0 | 0 | 0 | 0 | 0 | 0 | 0 | 0 | 0 | 0 | 0 | 0 | 0 | 0 | 0 | 0 | 0 | 0 | 0 | 0 | 0 | 0 | 0 | 0 | 0 | 0 | 0 | 0
Cancelled | US | Texas RE |  |  | 06INR0015 |  |  | SINTON WIND |  | WT | WND |  | Wind | 2050-12-31 |  | 230 | 140.3 | 108.1 | 0 | 0 | 0 | 0 | 0 | 0 | 0 | 0 | 0 | 0 | 0 | 0 | 0 | 0 | 0 | 0 | 0 | 0 | 0 | 0 | 0 | 0 | 0 | 0 | 0 | 0 | 0 | 0 | 0 | 0 | 0 | 0 | 0 | 0 | 0 | 0 | 0 | 0 | 0 | 0 | 0 | 0 | 0 | 0
Cancelled | US | Texas RE |  |  | 10INR0040 |  |  | WHISTLER RIDGE WIND FARM |  | WT | WND |  | Wind | 2050-12-31 01:00 |  | 230 | 43.7 | 46 | 0 | 0 | 0 | 0 | 0 | 0 | 0 | 0 | 0 | 0 | 0 | 0 | 0 | 0 | 0 | 0 | 0 | 0 | 0 | 0 | 0 | 0 | 0 | 0 | 0 | 0 | 0 | 0 | 0 | 0 | 0 | 0 | 0 | 0 | 0 | 0 | 0 | 0 | 0 | 0 | 0 | 0 | 0 | 0
Cancelled | US | Texas RE |  |  | 10INR0043 |  |  | GARDEN HEIGHTS WIND 1 |  | WT | WND |  | Wind | 2050-12-31 01:00 |  | 230 | 43.7 | 46 | 0 | 0 | 0 | 0 | 0 | 0 | 0 | 0 | 0 | 0 | 0 | 0 | 0 | 0 | 0 | 0 | 0 | 0 | 0 | 0 | 0 | 0 | 0 | 0 | 0 | 0 | 0 | 0 | 0 | 0 | 0 | 0 | 0 | 0 | 0 | 0 | 0 | 0 | 0 | 0 | 0 | 0 | 0 | 0
Cancelled | US | Texas RE |  |  | 11INR0032 |  |  | GARDEN HEIGHTS WIND 2 |  | WT | WND |  | Wind | 2050-12-31 01:00 |  | 230 | 43.7 | 46 | 0 | 0 | 0 | 0 | 0 | 0 | 0 | 0 | 0 | 0 | 0 | 0 | 0 | 0 | 0 | 0 | 0 | 0 | 0 | 0 | 0 | 0 | 0 | 0 | 0 | 0 | 0 | 0 | 0 | 0 | 0 | 0 | 0 | 0 | 0 | 0 | 0 | 0 | 0 | 0 | 0 | 0 | 0 | 0
Cancelled | US | Texas RE |  |  | 11INR0052 |  |  | BRUSHY GAP WIND |  | WT | WND |  | Wind | 2050-12-31 |  | 230 | 43.7 | 46 | 0 | 0 | 0 | 0 | 0 | 0 | 0 | 0 | 0 | 0 | 0 | 0 | 0 | 0 | 0 | 0 | 0 | 0 | 0 | 0 | 0 | 0 | 0 | 0 | 0 | 0 | 0 | 0 | 0 | 0 | 0 | 0 | 0 | 0 | 0 | 0 | 0 | 0 | 0 | 0 | 0 | 0 | 0 | 0
Cancelled | US | Texas RE |  |  | 12INR0089 |  |  | SMART WIND RANCH |  | WT | WND |  | Wind | 2050-12-31 |  | 230 | 43.7 | 46 | 0 | 0 | 0 | 0 | 0 | 0 | 0 | 0 | 0 | 0 | 0 | 0 | 0 | 0 | 0 | 0 | 0 | 0 | 0 | 0 | 0 | 0 | 0 | 0 | 0 | 0 | 0 | 0 | 0 | 0 | 0 | 0 | 0 | 0 | 0 | 0 | 0 | 0 | 0 | 0 | 0 | 0 | 0 | 0
Cancelled | US | Texas RE |  |  | 13INR0011 |  |  | SKY HIGH WIND ENERGY CENTER |  | WT | WND |  | Wind | 2050-12-31 |  | 230 | 66.7 | 78.2 | 0 | 0 | 0 | 0 | 0 | 0 | 0 | 0 | 0 | 0 | 0 | 0 | 0 | 0 | 0 | 0 | 0 | 0 | 0 | 0 | 0 | 0 | 0 | 0 | 0 | 0 | 0 | 0 | 0 | 0 | 0 | 0 | 0 | 0 | 0 | 0 | 0 | 0 | 0 | 0 | 0 | 0 | 0 | 0
Cancelled | US | Texas RE |  |  | 23INR0004 |  |  | CALICO SOLAR |  | PV | SUN |  | Solar | 2023-04-01 |  | 230 | 184 | 16.1 | 0 | 0 | 0 | 0 | 0 | 0 | 0 | 0 | 0 | 0 | 0 | 0 | 0 | 0 | 0 | 0 | 0 | 0 | 0 | 0 | 0 | 0 | 0 | 0 | 0 | 0 | 0 | 0 | 0 | 0 | 0 | 0 | 0 | 0 | 0 | 0 | 0 | 0 | 0 | 0 | 0 | 0 | 0 | 0
Cancelled | US | Texas RE |  |  | 16INR0013 |  |  | SPC NACOGDOCHES |  | CT | NG | 0 | Natural Gas and Other Gases | 2018-07-01 |  | 229 | 227 | 229 | 0 | 0 | 0 | 0 | 0 | 0 | 0 | 0 | 0 | 0 | 0 | 0 | 0 | 0 | 0 | 0 | 0 | 0 | 0 | 0 | 0 | 0 | 0 | 0 | 0 | 0 | 0 | 0 | 0 | 0 | 0 | 0 | 0 | 0 | 0 | 0 | 0 | 0 | 0 | 0 | 0 | 0 | 0 | 0
Cancelled | US | Texas RE |  |  | 07INR0036 |  |  | COYOTE RUN WINDFARM |  | WT | WND |  | Wind | 2050-12-31 |  | 225 | 42.75 | 45 | 0 | 0 | 0 | 0 | 0 | 0 | 0 | 0 | 0 | 0 | 0 | 0 | 0 | 0 | 0 | 0 | 0 | 0 | 0 | 0 | 0 | 0 | 0 | 0 | 0 | 0 | 0 | 0 | 0 | 0 | 0 | 0 | 0 | 0 | 0 | 0 | 0 | 0 | 0 | 0 | 0 | 0 | 0 | 0
Cancelled | US | Texas RE |  |  | 09INR0052 |  |  | WICHITA |  | WT | WND |  | Wind | 2050-12-31 |  | 225 | 42.75 | 45 | 0 | 0 | 0 | 0 | 0 | 0 | 0 | 0 | 0 | 0 | 0 | 0 | 0 | 0 | 0 | 0 | 0 | 0 | 0 | 0 | 0 | 0 | 0 | 0 | 0 | 0 | 0 | 0 | 0 | 0 | 0 | 0 | 0 | 0 | 0 | 0 | 0 | 0 | 0 | 0 | 0 | 0 | 0 | 0
Cancelled | US | Texas RE |  |  | 10INR0076 |  |  | BORDAS WIND FARM |  | WT | WND |  | Wind | 2050-12-31 |  | 225 | 42.75 | 45 | 0 | 0 | 0 | 0 | 0 | 0 | 0 | 0 | 0 | 0 | 0 | 0 | 0 | 0 | 0 | 0 | 0 | 0 | 0 | 0 | 0 | 0 | 0 | 0 | 0 | 0 | 0 | 0 | 0 | 0 | 0 | 0 | 0 | 0 | 0 | 0 | 0 | 0 | 0 | 0 | 0 | 0 | 0 | 0
Cancelled | US | Texas RE |  |  | 17INR0004 |  |  | ELK 4 |  | CT | NG | 0 | Natural Gas and Other Gases | 2019-06-01 |  | 225 | 202 | 202 | 0 | 0 | 0 | 0 | 0 | 0 | 0 | 0 | 0 | 0 | 0 | 0 | 0 | 0 | 0 | 0 | 0 | 0 | 0 | 0 | 0 | 0 | 0 | 0 | 0 | 0 | 0 | 0 | 0 | 0 | 0 | 0 | 0 | 0 | 0 | 0 | 0 | 0 | 0 | 0 | 0 | 0 | 0 | 0
Cancelled | US | Texas RE |  |  | 19INR0036 |  |  | OXBOW SOLAR |  | PV | SUN |  | Solar | 2022-06-30 |  | 225 | 180 | 15.75 | 0 | 0 | 0 | 0 | 0 | 0 | 0 | 0 | 0 | 0 | 0 | 0 | 0 | 0 | 0 | 0 | 0 | 0 | 0 | 0 | 0 | 0 | 0 | 0 | 0 | 0 | 0 | 0 | 0 | 0 | 0 | 0 | 0 | 0 | 0 | 0 | 0 | 0 | 0 | 0 | 0 | 0 | 0 | 0
Cancelled | US | Texas RE |  |  | 19INR0178 |  |  | PHOEBE SOLAR II |  | PV | SUN |  | Solar | 2020-07-01 |  | 225 | 180 | 15.75 | 0 | 0 | 0 | 0 | 0 | 0 | 0 | 0 | 0 | 0 | 0 | 0 | 0 | 0 | 0 | 0 | 0 | 0 | 0 | 0 | 0 | 0 | 0 | 0 | 0 | 0 | 0 | 0 | 0 | 0 | 0 | 0 | 0 | 0 | 0 | 0 | 0 | 0 | 0 | 0 | 0 | 0 | 0 | 0
Cancelled | US | Texas RE |  |  | 20INR0227 |  |  | TIMBERWOLF POI B |  | PV | SUN |  | Solar | 2020-06-03 |  | 225 | 180 | 15.75 | 0 | 0 | 0 | 0 | 0 | 0 | 0 | 0 | 0 | 0 | 0 | 0 | 0 | 0 | 0 | 0 | 0 | 0 | 0 | 0 | 0 | 0 | 0 | 0 | 0 | 0 | 0 | 0 | 0 | 0 | 0 | 0 | 0 | 0 | 0 | 0 | 0 | 0 | 0 | 0 | 0 | 0 | 0 | 0
Cancelled | US | Texas RE |  |  | 20INR0228 |  |  | TIMBERWOLF POI C |  | PV | SUN |  | Solar | 2020-06-03 |  | 225 | 180 | 15.75 | 0 | 0 | 0 | 0 | 0 | 0 | 0 | 0 | 0 | 0 | 0 | 0 | 0 | 0 | 0 | 0 | 0 | 0 | 0 | 0 | 0 | 0 | 0 | 0 | 0 | 0 | 0 | 0 | 0 | 0 | 0 | 0 | 0 | 0 | 0 | 0 | 0 | 0 | 0 | 0 | 0 | 0 | 0 | 0
Cancelled | US | Texas RE |  |  | 17INR0103 |  |  | HORSE 3 REPOWER |  | WT | WND |  | Wind | 2020-06-30 |  | 224 | 42.465 | 0 | 0 | 0 | 0 | 0 | 0 | 0 | 0 | 0 | 0 | 0 | 0 | 0 | 0 | 0 | 0 | 0 | 0 | 0 | 0 | 0 | 0 | 0 | 0 | 0 | 0 | 0 | 0 | 0 | 0 | 0 | 0 | 0 | 0 | 0 | 0 | 0 | 0 | 0 | 0 | 0 | 0 | 0 | 0 | 0
Cancelled | US | Texas RE |  |  | 19INR0048 |  |  | BUENOS AIRES 1 WIND |  | WT | WND |  | Wind | 2021-12-31 |  | 222.5 | 42.275 | 44.5 | 0 | 0 | 0 | 0 | 0 | 0 | 0 | 0 | 0 | 0 | 0 | 0 | 0 | 0 | 0 | 0 | 0 | 0 | 0 | 0 | 0 | 0 | 0 | 0 | 0 | 0 | 0 | 0 | 0 | 0 | 0 | 0 | 0 | 0 | 0 | 0 | 0 | 0 | 0 | 0 | 0 | 0 | 0 | 0
Cancelled | US | Texas RE |  |  | 10INR0062b |  |  | LONGFELLOW RANCH PARTNERS PROJECT PH 2 |  | WT | WND |  | Wind | 2050-12-31 |  | 220 | 41.8 | 44 | 0 | 0 | 0 | 0 | 0 | 0 | 0 | 0 | 0 | 0 | 0 | 0 | 0 | 0 | 0 | 0 | 0 | 0 | 0 | 0 | 0 | 0 | 0 | 0 | 0 | 0 | 0 | 0 | 0 | 0 | 0 | 0 | 0 | 0 | 0 | 0 | 0 | 0 | 0 | 0 | 0 | 0 | 0 | 0
Cancelled | US | Texas RE |  |  | 12INR0077 |  |  | LYNN WIND PROJECT |  | WT | WND |  | Wind | 2050-12-31 |  | 220 | 41.8 | 44 | 0 | 0 | 0 | 0 | 0 | 0 | 0 | 0 | 0 | 0 | 0 | 0 | 0 | 0 | 0 | 0 | 0 | 0 | 0 | 0 | 0 | 0 | 0 | 0 | 0 | 0 | 0 | 0 | 0 | 0 | 0 | 0 | 0 | 0 | 0 | 0 | 0 | 0 | 0 | 0 | 0 | 0 | 0 | 0
Cancelled | US | Texas RE |  |  | 12INR0078 |  |  | LENORAH WIND PROJECT |  | WT | WND |  | Wind | 2050-12-31 |  | 220 | 41.8 | 44 | 0 | 0 | 0 | 0 | 0 | 0 | 0 | 0 | 0 | 0 | 0 | 0 | 0 | 0 | 0 | 0 | 0 | 0 | 0 | 0 | 0 | 0 | 0 | 0 | 0 | 0 | 0 | 0 | 0 | 0 | 0 | 0 | 0 | 0 | 0 | 0 | 0 | 0 | 0 | 0 | 0 | 0 | 0 | 0
Cancelled | US | Texas RE |  |  | 22INR0234 |  |  | I-40 SOLAR |  | PV | SUN |  | Solar | 2022-04-30 |  | 220 | 176 | 15.4 | 0 | 0 | 0 | 0 | 0 | 0 | 0 | 0 | 0 | 0 | 0 | 0 | 0 | 0 | 0 | 0 | 0 | 0 | 0 | 0 | 0 | 0 | 0 | 0 | 0 | 0 | 0 | 0 | 0 | 0 | 0 | 0 | 0 | 0 | 0 | 0 | 0 | 0 | 0 | 0 | 0 | 0 | 0 | 0
Cancelled | US | Texas RE |  |  | 13INR0010c |  |  | MARIAH DEL SUR |  | WT | WND |  | Wind | 2018-12-31 |  | 218 | 63.075 | 73.95 | 0 | 0 | 0 | 0 | 0 | 0 | 0 | 0 | 0 | 0 | 0 | 0 | 0 | 0 | 0 | 0 | 0 | 0 | 0 | 0 | 0 | 0 | 0 | 0 | 0 | 0 | 0 | 0 | 0 | 0 | 0 | 0 | 0 | 0 | 0 | 0 | 0 | 0 | 0 | 0 | 0 | 0 | 0 | 0
Cancelled | US | Texas RE |  |  | 10INR0005 |  |  | MALLET COGENERATION PLANT |  | CC | NG | 0 | Natural Gas and Other Gases | 2050-12-31 01:00 |  | 216 | 216 | 216 | 0 | 0 | 0 | 0 | 0 | 0 | 0 | 0 | 0 | 0 | 0 | 0 | 0 | 0 | 0 | 0 | 0 | 0 | 0 | 0 | 0 | 0 | 0 | 0 | 0 | 0 | 0 | 0 | 0 | 0 | 0 | 0 | 0 | 0 | 0 | 0 | 0 | 0 | 0 | 0 | 0 | 0 | 0 | 0
Cancelled | US | Texas RE |  |  | 10INR0006 |  |  | WILLARD COGENERATION PLANT |  | CC | NG | 0 | Natural Gas and Other Gases | 2050-12-31 01:00 |  | 216 | 216 | 216 | 0 | 0 | 0 | 0 | 0 | 0 | 0 | 0 | 0 | 0 | 0 | 0 | 0 | 0 | 0 | 0 | 0 | 0 | 0 | 0 | 0 | 0 | 0 | 0 | 0 | 0 | 0 | 0 | 0 | 0 | 0 | 0 | 0 | 0 | 0 | 0 | 0 | 0 | 0 | 0 | 0 | 0 | 0 | 0
Cancelled | US | Texas RE |  |  | 19INR0070 |  |  | TREVINO SOLAR |  | PV | SUN |  | Solar | 2021-12-15 |  | 216 | 172.8 | 15.12 | 0 | 0 | 0 | 0 | 0 | 0 | 0 | 0 | 0 | 0 | 0 | 0 | 0 | 0 | 0 | 0 | 0 | 0 | 0 | 0 | 0 | 0 | 0 | 0 | 0 | 0 | 0 | 0 | 0 | 0 | 0 | 0 | 0 | 0 | 0 | 0 | 0 | 0 | 0 | 0 | 0 | 0 | 0 | 0
Cancelled | US | Texas RE |  |  | 17INR0063 |  |  | CAPRICORN I REPOWER |  | WT | WND |  | Wind | 2020-06-30 |  | 215 | 40.755 | 0 | 0 | 0 | 0 | 0 | 0 | 0 | 0 | 0 | 0 | 0 | 0 | 0 | 0 | 0 | 0 | 0 | 0 | 0 | 0 | 0 | 0 | 0 | 0 | 0 | 0 | 0 | 0 | 0 | 0 | 0 | 0 | 0 | 0 | 0 | 0 | 0 | 0 | 0 | 0 | 0 | 0 | 0 | 0 | 0
Cancelled | US | Texas RE |  |  | 12INR0040 |  |  | LENORAH PROJECT |  | WT | WND |  | Wind | 2050-12-31 |  | 213 | 40.47 | 42.6 | 0 | 0 | 0 | 0 | 0 | 0 | 0 | 0 | 0 | 0 | 0 | 0 | 0 | 0 | 0 | 0 | 0 | 0 | 0 | 0 | 0 | 0 | 0 | 0 | 0 | 0 | 0 | 0 | 0 | 0 | 0 | 0 | 0 | 0 | 0 | 0 | 0 | 0 | 0 | 0 | 0 | 0 | 0 | 0
Cancelled | US | Texas RE |  |  | 17INR0101 |  |  | HORSE 1 REPOWER |  | WT | WND |  | Wind | 2020-06-30 |  | 213 | 40.47 | 0 | 0 | 0 | 0 | 0 | 0 | 0 | 0 | 0 | 0 | 0 | 0 | 0 | 0 | 0 | 0 | 0 | 0 | 0 | 0 | 0 | 0 | 0 | 0 | 0 | 0 | 0 | 0 | 0 | 0 | 0 | 0 | 0 | 0 | 0 | 0 | 0 | 0 | 0 | 0 | 0 | 0 | 0 | 0 | 0
Cancelled | US | Texas RE |  |  | 16INR0030 |  |  | SHORTHORN WIND |  | WT | WND |  | Wind | 2016-12-31 |  | 211.2 | 40.128 | 42.2 | 0 | 0 | 0 | 0 | 0 | 0 | 0 | 0 | 0 | 0 | 0 | 0 | 0 | 0 | 0 | 0 | 0 | 0 | 0 | 0 | 0 | 0 | 0 | 0 | 0 | 0 | 0 | 0 | 0 | 0 | 0 | 0 | 0 | 0 | 0 | 0 | 0 | 0 | 0 | 0 | 0 | 0 | 0 | 0
Cancelled | US | Texas RE |  |  | 07INR0017 |  |  | HUCKABAY WINDFARM |  | WT | WND |  | Wind | 2050-12-31 |  | 210 | 39.9 | 42 | 0 | 0 | 0 | 0 | 0 | 0 | 0 | 0 | 0 | 0 | 0 | 0 | 0 | 0 | 0 | 0 | 0 | 0 | 0 | 0 | 0 | 0 | 0 | 0 | 0 | 0 | 0 | 0 | 0 | 0 | 0 | 0 | 0 | 0 | 0 | 0 | 0 | 0 | 0 | 0 | 0 | 0 | 0 | 0
Cancelled | US | Texas RE |  |  | 11INR0055 |  |  | PALO ALTO FARMS WIND |  | WT | WND |  | Wind | 2050-12-31 |  | 210 | 128.1 | 98.7 | 0 | 0 | 0 | 0 | 0 | 0 | 0 | 0 | 0 | 0 | 0 | 0 | 0 | 0 | 0 | 0 | 0 | 0 | 0 | 0 | 0 | 0 | 0 | 0 | 0 | 0 | 0 | 0 | 0 | 0 | 0 | 0 | 0 | 0 | 0 | 0 | 0 | 0 | 0 | 0 | 0 | 0 | 0 | 0
Cancelled | US | Texas RE |  |  | 13INR0017 |  |  | WATERS RANCH WIND |  | WT | WND |  | Wind | 2050-12-31 |  | 210 | 58 | 68 | 0 | 0 | 0 | 0 | 0 | 0 | 0 | 0 | 0 | 0 | 0 | 0 | 0 | 0 | 0 | 0 | 0 | 0 | 0 | 0 | 0 | 0 | 0 | 0 | 0 | 0 | 0 | 0 | 0 | 0 | 0 | 0 | 0 | 0 | 0 | 0 | 0 | 0 | 0 | 0 | 0 | 0 | 0 | 0
Cancelled | US | Texas RE |  |  | 19INR0164 |  |  | THREE BAYS WIND |  | WT | WND |  | Wind | 2019-12-01 |  | 210 | 128.1 | 98.7 | 0 | 0 | 0 | 0 | 0 | 0 | 0 | 0 | 0 | 0 | 0 | 0 | 0 | 0 | 0 | 0 | 0 | 0 | 0 | 0 | 0 | 0 | 0 | 0 | 0 | 0 | 0 | 0 | 0 | 0 | 0 | 0 | 0 | 0 | 0 | 0 | 0 | 0 | 0 | 0 | 0 | 0 | 0 | 0
Cancelled | US | Texas RE |  |  | 16INR0084 |  |  | PANHANDLE WIND RANCH |  | WT | WND |  | Wind | 2016-12-31 |  | 209 | 60.61 | 71.06 | 0 | 0 | 0 | 0 | 0 | 0 | 0 | 0 | 0 | 0 | 0 | 0 | 0 | 0 | 0 | 0 | 0 | 0 | 0 | 0 | 0 | 0 | 0 | 0 | 0 | 0 | 0 | 0 | 0 | 0 | 0 | 0 | 0 | 0 | 0 | 0 | 0 | 0 | 0 | 0 | 0 | 0 | 0 | 0
Cancelled | US | Texas RE |  |  | 21INR0488 |  |  | COTTAGE MEADOW STORAGE |  | BA | MWH |  | Other | 2021-10-31 |  | 208.96 | 0 | 0 | 0 | 0 | 0 | 0 | 0 | 0 | 0 | 0 | 0 | 0 | 0 | 0 | 0 | 0 | 0 | 0 | 0 | 0 | 0 | 0 | 0 | 0 | 0 | 0 | 0 | 0 | 0 | 0 | 0 | 0 | 0 | 0 | 0 | 0 | 0 | 0 | 0 | 0 | 0 | 0 | 0 | 0 | 0 | 0
Cancelled | US | Texas RE |  |  | 10INR0034 |  |  | DEER PARK ENERGY CENTER CTG-5 |  | CC | NG | 0 | Natural Gas and Other Gases | 2050-12-31 |  | 208 | 208 | 208 | 0 | 0 | 0 | 0 | 0 | 0 | 0 | 0 | 0 | 0 | 0 | 0 | 0 | 0 | 0 | 0 | 0 | 0 | 0 | 0 | 0 | 0 | 0 | 0 | 0 | 0 | 0 | 0 | 0 | 0 | 0 | 0 | 0 | 0 | 0 | 0 | 0 | 0 | 0 | 0 | 0 | 0 | 0 | 0
Cancelled | US | Texas RE |  |  | 21INR0461 |  |  | COWBOY SOLAR |  | PV | SUN |  | Solar | 2021-12-31 |  | 207.69 | 166.152 | 14.5383 | 0 | 0 | 0 | 0 | 0 | 0 | 0 | 0 | 0 | 0 | 0 | 0 | 0 | 0 | 0 | 0 | 0 | 0 | 0 | 0 | 0 | 0 | 0 | 0 | 0 | 0 | 0 | 0 | 0 | 0 | 0 | 0 | 0 | 0 | 0 | 0 | 0 | 0 | 0 | 0 | 0 | 0 | 0 | 0
Cancelled | US | Texas RE |  |  | 21INR0519 |  |  | EGRET HILL STORAGE |  | BA | MWH |  | Other | 2021-10-01 |  | 205.63 | 0 | 0 | 0 | 0 | 0 | 0 | 0 | 0 | 0 | 0 | 0 | 0 | 0 | 0 | 0 | 0 | 0 | 0 | 0 | 0 | 0 | 0 | 0 | 0 | 0 | 0 | 0 | 0 | 0 | 0 | 0 | 0 | 0 | 0 | 0 | 0 | 0 | 0 | 0 | 0 | 0 | 0 | 0 | 0 | 0 | 0
Cancelled | US | Texas RE |  |  | 23INR0018 |  |  | BRANGUS SOLAR |  | PV | SUN |  | Solar | 2023-06-01 |  | 204.75 | 163.8 | 14.3325 | 0 | 0 | 0 | 0 | 0 | 0 | 0 | 0 | 0 | 0 | 0 | 0 | 0 | 0 | 0 | 0 | 0 | 0 | 0 | 0 | 0 | 0 | 0 | 0 | 0 | 0 | 0 | 0 | 0 | 0 | 0 | 0 | 0 | 0 | 0 | 0 | 0 | 0 | 0 | 0 | 0 | 0 | 0 | 0
Cancelled | US | Texas RE |  |  | 21INR0004 |  |  | HUTT WIND I |  | WT | WND |  | Wind | 2021-01-01 |  | 204 | 38.76 | 40.8 | 0 | 0 | 0 | 0 | 0 | 0 | 0 | 0 | 0 | 0 | 0 | 0 | 0 | 0 | 0 | 0 | 0 | 0 | 0 | 0 | 0 | 0 | 0 | 0 | 0 | 0 | 0 | 0 | 0 | 0 | 0 | 0 | 0 | 0 | 0 | 0 | 0 | 0 | 0 | 0 | 0 | 0 | 0 | 0
Cancelled | US | Texas RE |  |  | 21INR0241 |  |  | GALAHAD SOLAR |  | PV | SUN |  | Solar | 2021-06-01 |  | 204 | 163.2 | 14.28 | 0 | 0 | 0 | 0 | 0 | 0 | 0 | 0 | 0 | 0 | 0 | 0 | 0 | 0 | 0 | 0 | 0 | 0 | 0 | 0 | 0 | 0 | 0 | 0 | 0 | 0 | 0 | 0 | 0 | 0 | 0 | 0 | 0 | 0 | 0 | 0 | 0 | 0 | 0 | 0 | 0 | 0 | 0 | 0
Cancelled | US | Texas RE |  |  | 22INR0331 |  |  | FLAGTAIL BATT |  | BA | MWH |  | Other | 2022-04-01 |  | 203.8 | 0 | 0 | 0 | 0 | 0 | 0 | 0 | 0 | 0 | 0 | 0 | 0 | 0 | 0 | 0 | 0 | 0 | 0 | 0 | 0 | 0 | 0 | 0 | 0 | 0 | 0 | 0 | 0 | 0 | 0 | 0 | 0 | 0 | 0 | 0 | 0 | 0 | 0 | 0 | 0 | 0 | 0 | 0 | 0 | 0 | 0
Cancelled | US | Texas RE |  |  | 15INR0050 |  |  | UNITY WIND |  | WT | WND |  | Wind | 2019-10-01 |  | 203 | 58.87 | 69.02 | 0 | 0 | 0 | 0 | 0 | 0 | 0 | 0 | 0 | 0 | 0 | 0 | 0 | 0 | 0 | 0 | 0 | 0 | 0 | 0 | 0 | 0 | 0 | 0 | 0 | 0 | 0 | 0 | 0 | 0 | 0 | 0 | 0 | 0 | 0 | 0 | 0 | 0 | 0 | 0 | 0 | 0 | 0 | 0
Cancelled | US | Texas RE |  |  | 18INR0040 |  |  | SODA LAKE SOLAR 1 |  | PV | SUN |  | Solar | 2023-05-01 |  | 202.59 | 162.072 | 14.1813 | 0 | 0 | 0 | 0 | 0 | 0 | 0 | 0 | 0 | 0 | 0 | 0 | 0 | 0 | 0 | 0 | 0 | 0 | 0 | 0 | 0 | 0 | 0 | 0 | 0 | 0 | 0 | 0 | 0 | 0 | 0 | 0 | 0 | 0 | 0 | 0 | 0 | 0 | 0 | 0 | 0 | 0 | 0 | 0
Cancelled | US | Texas RE |  |  | 17INR0026 |  |  | ZAPATA WIND II |  | WT | WND |  | Wind | 2017-10-31 |  | 202 | 38.38 | 40.4 | 0 | 0 | 0 | 0 | 0 | 0 | 0 | 0 | 0 | 0 | 0 | 0 | 0 | 0 | 0 | 0 | 0 | 0 | 0 | 0 | 0 | 0 | 0 | 0 | 0 | 0 | 0 | 0 | 0 | 0 | 0 | 0 | 0 | 0 | 0 | 0 | 0 | 0 | 0 | 0 | 0 | 0 | 0 | 0
Cancelled | US | Texas RE |  |  | 19INR0096 |  |  | SHAMROCK WIND |  | WT | WND |  | Wind | 2021-12-15 |  | 202 | 38.304 | 40.32 | 0 | 0 | 0 | 0 | 0 | 0 | 0 | 0 | 0 | 0 | 0 | 0 | 0 | 0 | 0 | 0 | 0 | 0 | 0 | 0 | 0 | 0 | 0 | 0 | 0 | 0 | 0 | 0 | 0 | 0 | 0 | 0 | 0 | 0 | 0 | 0 | 0 | 0 | 0 | 0 | 0 | 0 | 0 | 0
Cancelled | US | Texas RE |  |  | 19INR0097 |  |  | SHAMROCK WIND II |  | WT | WND |  | Wind | 2021-12-15 |  | 202 | 38.304 | 40.32 | 0 | 0 | 0 | 0 | 0 | 0 | 0 | 0 | 0 | 0 | 0 | 0 | 0 | 0 | 0 | 0 | 0 | 0 | 0 | 0 | 0 | 0 | 0 | 0 | 0 | 0 | 0 | 0 | 0 | 0 | 0 | 0 | 0 | 0 | 0 | 0 | 0 | 0 | 0 | 0 | 0 | 0 | 0 | 0
Cancelled | US | Texas RE |  |  | 19INR0166 |  |  | LOMA PINTA II |  | WT | WND |  | Wind | 2021-12-15 |  | 202 | 38.304 | 40.32 | 0 | 0 | 0 | 0 | 0 | 0 | 0 | 0 | 0 | 0 | 0 | 0 | 0 | 0 | 0 | 0 | 0 | 0 | 0 | 0 | 0 | 0 | 0 | 0 | 0 | 0 | 0 | 0 | 0 | 0 | 0 | 0 | 0 | 0 | 0 | 0 | 0 | 0 | 0 | 0 | 0 | 0 | 0 | 0
Cancelled | US | Texas RE |  |  | 20INR0055 |  |  | VAQUERO 2 WIND |  | WT | WND |  | Wind | 2020-12-31 |  | 202 | 38.304 | 40.32 | 0 | 0 | 0 | 0 | 0 | 0 | 0 | 0 | 0 | 0 | 0 | 0 | 0 | 0 | 0 | 0 | 0 | 0 | 0 | 0 | 0 | 0 | 0 | 0 | 0 | 0 | 0 | 0 | 0 | 0 | 0 | 0 | 0 | 0 | 0 | 0 | 0 | 0 | 0 | 0 | 0 | 0 | 0 | 0
Cancelled | US | Texas RE |  |  | 20INR0136 |  |  | LANTANA SOLAR |  | PV | SUN |  | Solar | 2021-12-31 |  | 201.6 | 161.28 | 14.112 | 0 | 0 | 0 | 0 | 0 | 0 | 0 | 0 | 0 | 0 | 0 | 0 | 0 | 0 | 0 | 0 | 0 | 0 | 0 | 0 | 0 | 0 | 0 | 0 | 0 | 0 | 0 | 0 | 0 | 0 | 0 | 0 | 0 | 0 | 0 | 0 | 0 | 0 | 0 | 0 | 0 | 0 | 0 | 0
Cancelled | US | Texas RE |  |  | 20INR0138 |  |  | MOBAY SOLAR |  | PV | SUN |  | Solar | 2020-12-31 |  | 201.6 | 161.28 | 14.112 | 0 | 0 | 0 | 0 | 0 | 0 | 0 | 0 | 0 | 0 | 0 | 0 | 0 | 0 | 0 | 0 | 0 | 0 | 0 | 0 | 0 | 0 | 0 | 0 | 0 | 0 | 0 | 0 | 0 | 0 | 0 | 0 | 0 | 0 | 0 | 0 | 0 | 0 | 0 | 0 | 0 | 0 | 0 | 0
Cancelled | US | Texas RE |  |  | 22INR0341 |  |  | OGDEN SOLAR |  | PV | SUN |  | Solar | 2022-12-31 |  | 201.5 | 161.2 | 14.105 | 0 | 0 | 0 | 0 | 0 | 0 | 0 | 0 | 0 | 0 | 0 | 0 | 0 | 0 | 0 | 0 | 0 | 0 | 0 | 0 | 0 | 0 | 0 | 0 | 0 | 0 | 0 | 0 | 0 | 0 | 0 | 0 | 0 | 0 | 0 | 0 | 0 | 0 | 0 | 0 | 0 | 0 | 0 | 0
Cancelled | US | Texas RE |  |  | 22INR0351 |  |  | ELSTON SOLAR |  | PV | SUN |  | Solar | 2023-06-01 |  | 201.3 | 161.04 | 14.091 | 0 | 0 | 0 | 0 | 0 | 0 | 0 | 0 | 0 | 0 | 0 | 0 | 0 | 0 | 0 | 0 | 0 | 0 | 0 | 0 | 0 | 0 | 0 | 0 | 0 | 0 | 0 | 0 | 0 | 0 | 0 | 0 | 0 | 0 | 0 | 0 | 0 | 0 | 0 | 0 | 0 | 0 | 0 | 0
Cancelled | US | Texas RE |  |  | 10INR0062c |  |  | LONGFELLOW RANCH PARTNERS PROJECT PH 3 |  | WT | WND |  | Wind | 2050-12-31 |  | 201 | 38.19 | 40.2 | 0 | 0 | 0 | 0 | 0 | 0 | 0 | 0 | 0 | 0 | 0 | 0 | 0 | 0 | 0 | 0 | 0 | 0 | 0 | 0 | 0 | 0 | 0 | 0 | 0 | 0 | 0 | 0 | 0 | 0 | 0 | 0 | 0 | 0 | 0 | 0 | 0 | 0 | 0 | 0 | 0 | 0 | 0 | 0
Cancelled | US | Texas RE |  |  | 11INR0039 |  |  | NOBLE STARR COUNTY WINDPARK |  | WT | WND |  | Wind | 2050-12-31 01:00 |  | 201 | 38.19 | 40.2 | 0 | 0 | 0 | 0 | 0 | 0 | 0 | 0 | 0 | 0 | 0 | 0 | 0 | 0 | 0 | 0 | 0 | 0 | 0 | 0 | 0 | 0 | 0 | 0 | 0 | 0 | 0 | 0 | 0 | 0 | 0 | 0 | 0 | 0 | 0 | 0 | 0 | 0 | 0 | 0 | 0 | 0 | 0 | 0
Cancelled | US | Texas RE |  |  | 12INR0088 |  |  | TUMBLEWEED WIND FARM |  | WT | WND |  | Wind | 2013-12-31 |  | 201 | 58.29 | 68.34 | 0 | 0 | 0 | 0 | 0 | 0 | 0 | 0 | 0 | 0 | 0 | 0 | 0 | 0 | 0 | 0 | 0 | 0 | 0 | 0 | 0 | 0 | 0 | 0 | 0 | 0 | 0 | 0 | 0 | 0 | 0 | 0 | 0 | 0 | 0 | 0 | 0 | 0 | 0 | 0 | 0 | 0 | 0 | 0
Cancelled | US | Texas RE |  |  | 13INR0003 |  |  | BORLYNN WIND |  | WT | WND |  | Wind | 2050-12-31 |  | 201 | 38.19 | 40.2 | 0 | 0 | 0 | 0 | 0 | 0 | 0 | 0 | 0 | 0 | 0 | 0 | 0 | 0 | 0 | 0 | 0 | 0 | 0 | 0 | 0 | 0 | 0 | 0 | 0 | 0 | 0 | 0 | 0 | 0 | 0 | 0 | 0 | 0 | 0 | 0 | 0 | 0 | 0 | 0 | 0 | 0 | 0 | 0
Cancelled | US | Texas RE |  |  | 15INR0039 |  |  | MIAMI WIND III |  | WT | WND |  | Wind | 2016-03-01 |  | 201 | 58.29 | 68.34 | 0 | 0 | 0 | 0 | 0 | 0 | 0 | 0 | 0 | 0 | 0 | 0 | 0 | 0 | 0 | 0 | 0 | 0 | 0 | 0 | 0 | 0 | 0 | 0 | 0 | 0 | 0 | 0 | 0 | 0 | 0 | 0 | 0 | 0 | 0 | 0 | 0 | 0 | 0 | 0 | 0 | 0 | 0 | 0
Cancelled | US | Texas RE |  |  | 15INR0073 |  |  | RED RIVER SALTFORK W |  | WT | WND |  | Wind | 2017-12-31 |  | 201 | 58.29 | 68.34 | 0 | 0 | 0 | 0 | 0 | 0 | 0 | 0 | 0 | 0 | 0 | 0 | 0 | 0 | 0 | 0 | 0 | 0 | 0 | 0 | 0 | 0 | 0 | 0 | 0 | 0 | 0 | 0 | 0 | 0 | 0 | 0 | 0 | 0 | 0 | 0 | 0 | 0 | 0 | 0 | 0 | 0 | 0 | 0
Cancelled | US | Texas RE |  |  | 16INR0032 |  |  | WATUSI WIND, LLC |  | WT | WND |  | Wind | 2016-12-31 |  | 201 | 0 | 40.2 | 0 | 0 | 0 | 0 | 0 | 0 | 0 | 0 | 0 | 0 | 0 | 0 | 0 | 0 | 0 | 0 | 0 | 0 | 0 | 0 | 0 | 0 | 0 | 0 | 0 | 0 | 0 | 0 | 0 | 0 | 0 | 0 | 0 | 0 | 0 | 0 | 0 | 0 | 0 | 0 | 0 | 0 | 0 | 0
Cancelled | US | Texas RE |  |  | 16INR0078 |  |  | SAN ROMAN WIND 2 |  | WT | WND |  | Wind | 2016-10-24 |  | 201 | 122.61 | 94.47 | 0 | 0 | 0 | 0 | 0 | 0 | 0 | 0 | 0 | 0 | 0 | 0 | 0 | 0 | 0 | 0 | 0 | 0 | 0 | 0 | 0 | 0 | 0 | 0 | 0 | 0 | 0 | 0 | 0 | 0 | 0 | 0 | 0 | 0 | 0 | 0 | 0 | 0 | 0 | 0 | 0 | 0 | 0 | 0
Cancelled | US | Texas RE |  |  | 18INR0023 |  |  | DARMSTADT |  | WT | WND |  | Wind | 2021-12-31 |  | 201 | 38.171 | 40.18 | 0 | 0 | 0 | 0 | 0 | 0 | 0 | 0 | 0 | 0 | 0 | 0 | 0 | 0 | 0 | 0 | 0 | 0 | 0 | 0 | 0 | 0 | 0 | 0 | 0 | 0 | 0 | 0 | 0 | 0 | 0 | 0 | 0 | 0 | 0 | 0 | 0 | 0 | 0 | 0 | 0 | 0 | 0 | 0
Cancelled | US | Texas RE |  |  | 19INR0039 |  |  | HUBBARD WEST WIND |  | WT | WND |  | Wind | 2019-12-01 |  | 201 | 38.19 | 40.2 | 0 | 0 | 0 | 0 | 0 | 0 | 0 | 0 | 0 | 0 | 0 | 0 | 0 | 0 | 0 | 0 | 0 | 0 | 0 | 0 | 0 | 0 | 0 | 0 | 0 | 0 | 0 | 0 | 0 | 0 | 0 | 0 | 0 | 0 | 0 | 0 | 0 | 0 | 0 | 0 | 0 | 0 | 0 | 0
Cancelled | US | Texas RE |  |  | 19INR0106 |  |  | LAS PALMAS WIND |  | WT | WND |  | Wind | 2019-12-31 |  | 201 | 122.61 | 94.47 | 0 | 0 | 0 | 0 | 0 | 0 | 0 | 0 | 0 | 0 | 0 | 0 | 0 | 0 | 0 | 0 | 0 | 0 | 0 | 0 | 0 | 0 | 0 | 0 | 0 | 0 | 0 | 0 | 0 | 0 | 0 | 0 | 0 | 0 | 0 | 0 | 0 | 0 | 0 | 0 | 0 | 0 | 0 | 0
Cancelled | US | Texas RE |  |  | 20INR0062 |  |  | LA CASA WIND |  | WT | WND |  | Wind | 2020-09-01 |  | 201 | 38.19 | 40.2 | 0 | 0 | 0 | 0 | 0 | 0 | 0 | 0 | 0 | 0 | 0 | 0 | 0 | 0 | 0 | 0 | 0 | 0 | 0 | 0 | 0 | 0 | 0 | 0 | 0 | 0 | 0 | 0 | 0 | 0 | 0 | 0 | 0 | 0 | 0 | 0 | 0 | 0 | 0 | 0 | 0 | 0 | 0 | 0
Cancelled | US | Texas RE |  |  | 19INR0153 |  |  | SQUAW MOUNTAIN WIND |  | WT | WND |  | Wind | 2019-09-01 |  | 200.2 | 38.038 | 40.04 | 0 | 0 | 0 | 0 | 0 | 0 | 0 | 0 | 0 | 0 | 0 | 0 | 0 | 0 | 0 | 0 | 0 | 0 | 0 | 0 | 0 | 0 | 0 | 0 | 0 | 0 | 0 | 0 | 0 | 0 | 0 | 0 | 0 | 0 | 0 | 0 | 0 | 0 | 0 | 0 | 0 | 0 | 0 | 0
Cancelled | US | Texas RE |  |  | 16INR0117 |  |  | TECOVAS 1 W |  | WT | WND |  | Wind | 2023-10-01 |  | 200.1 | 58.029 | 68 | 0 | 0 | 0 | 0 | 0 | 0 | 0 | 0 | 0 | 0 | 0 | 0 | 0 | 0 | 0 | 0 | 0 | 0 | 0 | 0 | 0 | 0 | 0 | 0 | 0 | 0 | 0 | 0 | 0 | 0 | 0 | 0 | 0 | 0 | 0 | 0 | 0 | 0 | 0 | 0 | 0 | 0 | 0 | 0
Cancelled | US | Texas RE |  |  | 17INR0033 |  |  | TECOVAS 2 W |  | WT | WND |  | Wind | 2023-11-01 |  | 200.1 | 58.029 | 68 | 0 | 0 | 0 | 0 | 0 | 0 | 0 | 0 | 0 | 0 | 0 | 0 | 0 | 0 | 0 | 0 | 0 | 0 | 0 | 0 | 0 | 0 | 0 | 0 | 0 | 0 | 0 | 0 | 0 | 0 | 0 | 0 | 0 | 0 | 0 | 0 | 0 | 0 | 0 | 0 | 0 | 0 | 0 | 0
Cancelled | US | Texas RE |  |  | 20INR0008 |  |  | YELLOW JACKET WIND |  | WT | WND |  | Wind | 2019-12-19 |  | 200.1 | 38.019 | 40.02 | 0 | 0 | 0 | 0 | 0 | 0 | 0 | 0 | 0 | 0 | 0 | 0 | 0 | 0 | 0 | 0 | 0 | 0 | 0 | 0 | 0 | 0 | 0 | 0 | 0 | 0 | 0 | 0 | 0 | 0 | 0 | 0 | 0 | 0 | 0 | 0 | 0 | 0 | 0 | 0 | 0 | 0 | 0 | 0
Cancelled | US | Texas RE |  |  | 06INR0022d |  |  | PENASCAL WIND FARM 5 |  | WT | WND |  | Wind | 2050-12-31 |  | 200 | 122 | 94 | 0 | 0 | 0 | 0 | 0 | 0 | 0 | 0 | 0 | 0 | 0 | 0 | 0 | 0 | 0 | 0 | 0 | 0 | 0 | 0 | 0 | 0 | 0 | 0 | 0 | 0 | 0 | 0 | 0 | 0 | 0 | 0 | 0 | 0 | 0 | 0 | 0 | 0 | 0 | 0 | 0 | 0 | 0 | 0
Cancelled | US | Texas RE |  |  | 06INR0022e |  |  | PENASCAL WIND FARM 6 |  | WT | WND |  | Wind | 2050-12-31 |  | 200 | 122 | 94 | 0 | 0 | 0 | 0 | 0 | 0 | 0 | 0 | 0 | 0 | 0 | 0 | 0 | 0 | 0 | 0 | 0 | 0 | 0 | 0 | 0 | 0 | 0 | 0 | 0 | 0 | 0 | 0 | 0 | 0 | 0 | 0 | 0 | 0 | 0 | 0 | 0 | 0 | 0 | 0 | 0 | 0 | 0 | 0
Cancelled | US | Texas RE |  |  | 06INR0022f |  |  | PENASCAL WIND FARM 4 |  | WT | WND |  | Wind | 2050-12-31 |  | 200 | 122 | 94 | 0 | 0 | 0 | 0 | 0 | 0 | 0 | 0 | 0 | 0 | 0 | 0 | 0 | 0 | 0 | 0 | 0 | 0 | 0 | 0 | 0 | 0 | 0 | 0 | 0 | 0 | 0 | 0 | 0 | 0 | 0 | 0 | 0 | 0 | 0 | 0 | 0 | 0 | 0 | 0 | 0 | 0 | 0 | 0
Cancelled | US | Texas RE |  |  | 07INR0013 |  |  | GREAT REPUBLIC WIND GENERATION PROJECT |  | WT | WND |  | Wind | 2050-12-31 |  | 200 | 38 | 40 | 0 | 0 | 0 | 0 | 0 | 0 | 0 | 0 | 0 | 0 | 0 | 0 | 0 | 0 | 0 | 0 | 0 | 0 | 0 | 0 | 0 | 0 | 0 | 0 | 0 | 0 | 0 | 0 | 0 | 0 | 0 | 0 | 0 | 0 | 0 | 0 | 0 | 0 | 0 | 0 | 0 | 0 | 0 | 0
Cancelled | US | Texas RE |  |  | 07INR0033 |  |  | CORONADO WIND ENERGY PROJECT |  | WT | WND |  | Wind | 2050-12-31 |  | 200 | 38 | 40 | 0 | 0 | 0 | 0 | 0 | 0 | 0 | 0 | 0 | 0 | 0 | 0 | 0 | 0 | 0 | 0 | 0 | 0 | 0 | 0 | 0 | 0 | 0 | 0 | 0 | 0 | 0 | 0 | 0 | 0 | 0 | 0 | 0 | 0 | 0 | 0 | 0 | 0 | 0 | 0 | 0 | 0 | 0 | 0
Cancelled | US | Texas RE |  |  | 07INR0039 |  |  | CONCHO BLUFF |  | WT | WND |  | Wind | 2050-12-31 |  | 200 | 38 | 40 | 0 | 0 | 0 | 0 | 0 | 0 | 0 | 0 | 0 | 0 | 0 | 0 | 0 | 0 | 0 | 0 | 0 | 0 | 0 | 0 | 0 | 0 | 0 | 0 | 0 | 0 | 0 | 0 | 0 | 0 | 0 | 0 | 0 | 0 | 0 | 0 | 0 | 0 | 0 | 0 | 0 | 0 | 0 | 0
Cancelled | US | Texas RE |  |  | 08INR0008 |  |  | WILLACY WIND PROJECT |  | WT | WND |  | Wind | 2050-12-31 |  | 200 | 122 | 94 | 0 | 0 | 0 | 0 | 0 | 0 | 0 | 0 | 0 | 0 | 0 | 0 | 0 | 0 | 0 | 0 | 0 | 0 | 0 | 0 | 0 | 0 | 0 | 0 | 0 | 0 | 0 | 0 | 0 | 0 | 0 | 0 | 0 | 0 | 0 | 0 | 0 | 0 | 0 | 0 | 0 | 0 | 0 | 0
Cancelled | US | Texas RE |  |  | 08INR0020 |  |  | SILVER STAR II |  | WT | WND |  | Wind | 2050-12-31 |  | 200 | 38 | 40 | 0 | 0 | 0 | 0 | 0 | 0 | 0 | 0 | 0 | 0 | 0 | 0 | 0 | 0 | 0 | 0 | 0 | 0 | 0 | 0 | 0 | 0 | 0 | 0 | 0 | 0 | 0 | 0 | 0 | 0 | 0 | 0 | 0 | 0 | 0 | 0 | 0 | 0 | 0 | 0 | 0 | 0 | 0 | 0
Cancelled | US | Texas RE |  |  | 08INR0026 |  |  | CHOCOLATE BAYOU |  | WT | WND |  | Wind | 2050-12-31 |  | 200 | 38 | 40 | 0 | 0 | 0 | 0 | 0 | 0 | 0 | 0 | 0 | 0 | 0 | 0 | 0 | 0 | 0 | 0 | 0 | 0 | 0 | 0 | 0 | 0 | 0 | 0 | 0 | 0 | 0 | 0 | 0 | 0 | 0 | 0 | 0 | 0 | 0 | 0 | 0 | 0 | 0 | 0 | 0 | 0 | 0 | 0
Cancelled | US | Texas RE |  |  | 08INR0041 |  |  | PECAN MOUNTAIN |  | WT | WND |  | Wind | 2050-12-31 |  | 200 | 38 | 40 | 0 | 0 | 0 | 0 | 0 | 0 | 0 | 0 | 0 | 0 | 0 | 0 | 0 | 0 | 0 | 0 | 0 | 0 | 0 | 0 | 0 | 0 | 0 | 0 | 0 | 0 | 0 | 0 | 0 | 0 | 0 | 0 | 0 | 0 | 0 | 0 | 0 | 0 | 0 | 0 | 0 | 0 | 0 | 0
Cancelled | US | Texas RE |  |  | 08INR0042 |  |  | LIVE OAK |  | WT | WND |  | Wind | 2050-12-31 |  | 200 | 38 | 40 | 0 | 0 | 0 | 0 | 0 | 0 | 0 | 0 | 0 | 0 | 0 | 0 | 0 | 0 | 0 | 0 | 0 | 0 | 0 | 0 | 0 | 0 | 0 | 0 | 0 | 0 | 0 | 0 | 0 | 0 | 0 | 0 | 0 | 0 | 0 | 0 | 0 | 0 | 0 | 0 | 0 | 0 | 0 | 0
Cancelled | US | Texas RE |  |  | 08INR0044 |  |  | BRADY MOUNTAIN |  | WT | WND |  | Wind | 2050-12-31 |  | 200 | 38 | 40 | 0 | 0 | 0 | 0 | 0 | 0 | 0 | 0 | 0 | 0 | 0 | 0 | 0 | 0 | 0 | 0 | 0 | 0 | 0 | 0 | 0 | 0 | 0 | 0 | 0 | 0 | 0 | 0 | 0 | 0 | 0 | 0 | 0 | 0 | 0 | 0 | 0 | 0 | 0 | 0 | 0 | 0 | 0 | 0
Cancelled | US | Texas RE |  |  | 08INR0061 |  |  | HARDEMAN COUNTY - BP |  | WT | WND |  | Wind | 2050-12-31 |  | 200 | 38 | 40 | 0 | 0 | 0 | 0 | 0 | 0 | 0 | 0 | 0 | 0 | 0 | 0 | 0 | 0 | 0 | 0 | 0 | 0 | 0 | 0 | 0 | 0 | 0 | 0 | 0 | 0 | 0 | 0 | 0 | 0 | 0 | 0 | 0 | 0 | 0 | 0 | 0 | 0 | 0 | 0 | 0 | 0 | 0 | 0
Cancelled | US | Texas RE |  |  | 09INR0026a |  |  | STERLING ENERGY CENTER |  | WT | WND |  | Wind | 2050-12-31 |  | 200 | 38 | 40 | 0 | 0 | 0 | 0 | 0 | 0 | 0 | 0 | 0 | 0 | 0 | 0 | 0 | 0 | 0 | 0 | 0 | 0 | 0 | 0 | 0 | 0 | 0 | 0 | 0 | 0 | 0 | 0 | 0 | 0 | 0 | 0 | 0 | 0 | 0 | 0 | 0 | 0 | 0 | 0 | 0 | 0 | 0 | 0
Cancelled | US | Texas RE |  |  | 09INR0034 |  |  | GATESVILLE WIND FARM |  | WT | WND |  | Wind | 2014-10-31 |  | 200 | 38 | 40 | 0 | 0 | 0 | 0 | 0 | 0 | 0 | 0 | 0 | 0 | 0 | 0 | 0 | 0 | 0 | 0 | 0 | 0 | 0 | 0 | 0 | 0 | 0 | 0 | 0 | 0 | 0 | 0 | 0 | 0 | 0 | 0 | 0 | 0 | 0 | 0 | 0 | 0 | 0 | 0 | 0 | 0 | 0 | 0
Cancelled | US | Texas RE |  |  | 09INR0053 |  |  | CHILDRESS |  | WT | WND |  | Wind | 2050-12-31 |  | 200 | 58 | 68 | 0 | 0 | 0 | 0 | 0 | 0 | 0 | 0 | 0 | 0 | 0 | 0 | 0 | 0 | 0 | 0 | 0 | 0 | 0 | 0 | 0 | 0 | 0 | 0 | 0 | 0 | 0 | 0 | 0 | 0 | 0 | 0 | 0 | 0 | 0 | 0 | 0 | 0 | 0 | 0 | 0 | 0 | 0 | 0
Cancelled | US | Texas RE |  |  | 09INR0055 |  |  | RATTLESNAKE WIND FARM |  | WT | WND |  | Wind | 2050-12-31 |  | 200 | 38 | 40 | 0 | 0 | 0 | 0 | 0 | 0 | 0 | 0 | 0 | 0 | 0 | 0 | 0 | 0 | 0 | 0 | 0 | 0 | 0 | 0 | 0 | 0 | 0 | 0 | 0 | 0 | 0 | 0 | 0 | 0 | 0 | 0 | 0 | 0 | 0 | 0 | 0 | 0 | 0 | 0 | 0 | 0 | 0 | 0
Cancelled | US | Texas RE |  |  | 09INR0073 |  |  | ROSCOE 5 |  | WT | WND |  | Wind | 2013-12-31 |  | 200 | 38 | 40 | 0 | 0 | 0 | 0 | 0 | 0 | 0 | 0 | 0 | 0 | 0 | 0 | 0 | 0 | 0 | 0 | 0 | 0 | 0 | 0 | 0 | 0 | 0 | 0 | 0 | 0 | 0 | 0 | 0 | 0 | 0 | 0 | 0 | 0 | 0 | 0 | 0 | 0 | 0 | 0 | 0 | 0 | 0 | 0
Cancelled | US | Texas RE |  |  | 10INR0014 |  |  | FORNEY PEAKERS |  | CC | NG | 0 | Natural Gas and Other Gases | 2050-12-31 |  | 200 | 200 | 200 | 0 | 0 | 0 | 0 | 0 | 0 | 0 | 0 | 0 | 0 | 0 | 0 | 0 | 0 | 0 | 0 | 0 | 0 | 0 | 0 | 0 | 0 | 0 | 0 | 0 | 0 | 0 | 0 | 0 | 0 | 0 | 0 | 0 | 0 | 0 | 0 | 0 | 0 | 0 | 0 | 0 | 0 | 0 | 0
Cancelled | US | Texas RE |  |  | 10INR0039 |  |  | CPV STEELE HILL WINDFARM |  | WT | WND |  | Wind | 2050-12-31 01:00 |  | 200 | 58 | 68 | 0 | 0 | 0 | 0 | 0 | 0 | 0 | 0 | 0 | 0 | 0 | 0 | 0 | 0 | 0 | 0 | 0 | 0 | 0 | 0 | 0 | 0 | 0 | 0 | 0 | 0 | 0 | 0 | 0 | 0 | 0 | 0 | 0 | 0 | 0 | 0 | 0 | 0 | 0 | 0 | 0 | 0 | 0 | 0
Cancelled | US | Texas RE |  |  | 10INR0049 |  |  | TRANS PECOS WINDFARM |  | WT | WND |  | Wind | 2050-12-31 01:00 |  | 200 | 38 | 40 | 0 | 0 | 0 | 0 | 0 | 0 | 0 | 0 | 0 | 0 | 0 | 0 | 0 | 0 | 0 | 0 | 0 | 0 | 0 | 0 | 0 | 0 | 0 | 0 | 0 | 0 | 0 | 0 | 0 | 0 | 0 | 0 | 0 | 0 | 0 | 0 | 0 | 0 | 0 | 0 | 0 | 0 | 0 | 0
Cancelled | US | Texas RE |  |  | 10INR0051 |  |  | WEST BAY WIND |  | WT | WND |  | Wind | 2050-12-31 01:00 |  | 200 | 122 | 94 | 0 | 0 | 0 | 0 | 0 | 0 | 0 | 0 | 0 | 0 | 0 | 0 | 0 | 0 | 0 | 0 | 0 | 0 | 0 | 0 | 0 | 0 | 0 | 0 | 0 | 0 | 0 | 0 | 0 | 0 | 0 | 0 | 0 | 0 | 0 | 0 | 0 | 0 | 0 | 0 | 0 | 0 | 0 | 0
Cancelled | US | Texas RE |  |  | 10INR0057 |  |  | BISON WIND FARM |  | WT | WND |  | Wind | 2050-12-31 |  | 200 | 38 | 40 | 0 | 0 | 0 | 0 | 0 | 0 | 0 | 0 | 0 | 0 | 0 | 0 | 0 | 0 | 0 | 0 | 0 | 0 | 0 | 0 | 0 | 0 | 0 | 0 | 0 | 0 | 0 | 0 | 0 | 0 | 0 | 0 | 0 | 0 | 0 | 0 | 0 | 0 | 0 | 0 | 0 | 0 | 0 | 0
Cancelled | US | Texas RE |  |  | 10INR0058 |  |  | PORT MANSFIELD 138 WINDFARM |  | WT | WND |  | Wind | 2050-12-31 |  | 200 | 122 | 94 | 0 | 0 | 0 | 0 | 0 | 0 | 0 | 0 | 0 | 0 | 0 | 0 | 0 | 0 | 0 | 0 | 0 | 0 | 0 | 0 | 0 | 0 | 0 | 0 | 0 | 0 | 0 | 0 | 0 | 0 | 0 | 0 | 0 | 0 | 0 | 0 | 0 | 0 | 0 | 0 | 0 | 0 | 0 | 0
Cancelled | US | Texas RE |  |  | 11INR0019 |  |  | TRANS PECOS II WIND FARM |  | WT | WND |  | Wind | 2050-12-31 |  | 200 | 38 | 40 | 0 | 0 | 0 | 0 | 0 | 0 | 0 | 0 | 0 | 0 | 0 | 0 | 0 | 0 | 0 | 0 | 0 | 0 | 0 | 0 | 0 | 0 | 0 | 0 | 0 | 0 | 0 | 0 | 0 | 0 | 0 | 0 | 0 | 0 | 0 | 0 | 0 | 0 | 0 | 0 | 0 | 0 | 0 | 0
Cancelled | US | Texas RE |  |  | 11INR0020 |  |  | TRANS PECOS III WIND FARM |  | WT | WND |  | Wind | 2050-12-31 |  | 200 | 38 | 40 | 0 | 0 | 0 | 0 | 0 | 0 | 0 | 0 | 0 | 0 | 0 | 0 | 0 | 0 | 0 | 0 | 0 | 0 | 0 | 0 | 0 | 0 | 0 | 0 | 0 | 0 | 0 | 0 | 0 | 0 | 0 | 0 | 0 | 0 | 0 | 0 | 0 | 0 | 0 | 0 | 0 | 0 | 0 | 0
Cancelled | US | Texas RE |  |  | 11INR0021 |  |  | FORT CONCHO II WIND FARM |  | WT | WND |  | Wind | 2050-12-31 |  | 200 | 38 | 40 | 0 | 0 | 0 | 0 | 0 | 0 | 0 | 0 | 0 | 0 | 0 | 0 | 0 | 0 | 0 | 0 | 0 | 0 | 0 | 0 | 0 | 0 | 0 | 0 | 0 | 0 | 0 | 0 | 0 | 0 | 0 | 0 | 0 | 0 | 0 | 0 | 0 | 0 | 0 | 0 | 0 | 0 | 0 | 0
Cancelled | US | Texas RE |  |  | 11INR0022 |  |  | FORT CONCHO III WIND FARM |  | WT | WND |  | Wind | 2050-12-31 |  | 200 | 38 | 40 | 0 | 0 | 0 | 0 | 0 | 0 | 0 | 0 | 0 | 0 | 0 | 0 | 0 | 0 | 0 | 0 | 0 | 0 | 0 | 0 | 0 | 0 | 0 | 0 | 0 | 0 | 0 | 0 | 0 | 0 | 0 | 0 | 0 | 0 | 0 | 0 | 0 | 0 | 0 | 0 | 0 | 0 | 0 | 0
Cancelled | US | Texas RE |  |  | 11INR0029 |  |  | THROCKMORTON WIND PH1 |  | WT | WND |  | Wind | 2050-12-31 01:00 |  | 200 | 38 | 40 | 0 | 0 | 0 | 0 | 0 | 0 | 0 | 0 | 0 | 0 | 0 | 0 | 0 | 0 | 0 | 0 | 0 | 0 | 0 | 0 | 0 | 0 | 0 | 0 | 0 | 0 | 0 | 0 | 0 | 0 | 0 | 0 | 0 | 0 | 0 | 0 | 0 | 0 | 0 | 0 | 0 | 0 | 0 | 0
Cancelled | US | Texas RE |  |  | 11INR0030 |  |  | THROCKMORTON WIND PH2 |  | WT | WND |  | Wind | 2050-12-31 01:00 |  | 200 | 38 | 40 | 0 | 0 | 0 | 0 | 0 | 0 | 0 | 0 | 0 | 0 | 0 | 0 | 0 | 0 | 0 | 0 | 0 | 0 | 0 | 0 | 0 | 0 | 0 | 0 | 0 | 0 | 0 | 0 | 0 | 0 | 0 | 0 | 0 | 0 | 0 | 0 | 0 | 0 | 0 | 0 | 0 | 0 | 0 | 0
Cancelled | US | Texas RE |  |  | 11INR0036a |  |  | SALTGRASS WIND PH 1 |  | WT | WND |  | Wind | 2050-12-31 01:00 |  | 200 | 122 | 94 | 0 | 0 | 0 | 0 | 0 | 0 | 0 | 0 | 0 | 0 | 0 | 0 | 0 | 0 | 0 | 0 | 0 | 0 | 0 | 0 | 0 | 0 | 0 | 0 | 0 | 0 | 0 | 0 | 0 | 0 | 0 | 0 | 0 | 0 | 0 | 0 | 0 | 0 | 0 | 0 | 0 | 0 | 0 | 0
Cancelled | US | Texas RE |  |  | 11INR0036b |  |  | SALTGRASS WIND PH 2 |  | WT | WND |  | Wind | 2050-12-31 |  | 200 | 122 | 94 | 0 | 0 | 0 | 0 | 0 | 0 | 0 | 0 | 0 | 0 | 0 | 0 | 0 | 0 | 0 | 0 | 0 | 0 | 0 | 0 | 0 | 0 | 0 | 0 | 0 | 0 | 0 | 0 | 0 | 0 | 0 | 0 | 0 | 0 | 0 | 0 | 0 | 0 | 0 | 0 | 0 | 0 | 0 | 0
Cancelled | US | Texas RE |  |  | 11INR0044 |  |  | BISHOP WIND |  | WT | WND |  | Wind | 2050-12-31 |  | 200 | 122 | 94 | 0 | 0 | 0 | 0 | 0 | 0 | 0 | 0 | 0 | 0 | 0 | 0 | 0 | 0 | 0 | 0 | 0 | 0 | 0 | 0 | 0 | 0 | 0 | 0 | 0 | 0 | 0 | 0 | 0 | 0 | 0 | 0 | 0 | 0 | 0 | 0 | 0 | 0 | 0 | 0 | 0 | 0 | 0 | 0
Cancelled | US | Texas RE |  |  | 11INR0045 |  |  | SAN PABLO WIND |  | WT | WND |  | Wind | 2050-12-31 |  | 200 | 38 | 40 | 0 | 0 | 0 | 0 | 0 | 0 | 0 | 0 | 0 | 0 | 0 | 0 | 0 | 0 | 0 | 0 | 0 | 0 | 0 | 0 | 0 | 0 | 0 | 0 | 0 | 0 | 0 | 0 | 0 | 0 | 0 | 0 | 0 | 0 | 0 | 0 | 0 | 0 | 0 | 0 | 0 | 0 | 0 | 0
Cancelled | US | Texas RE |  |  | 11INR0063 |  |  | LANGFORD WIND POWER II |  | WT | WND |  | Wind | 2050-12-31 |  | 200 | 38 | 40 | 0 | 0 | 0 | 0 | 0 | 0 | 0 | 0 | 0 | 0 | 0 | 0 | 0 | 0 | 0 | 0 | 0 | 0 | 0 | 0 | 0 | 0 | 0 | 0 | 0 | 0 | 0 | 0 | 0 | 0 | 0 | 0 | 0 | 0 | 0 | 0 | 0 | 0 | 0 | 0 | 0 | 0 | 0 | 0
Cancelled | US | Texas RE |  |  | 12INR0002a |  |  | SILVER CANYON WIND A |  | WT | WND |  | Wind | 2020-10-31 |  | 200 | 58 | 68 | 0 | 0 | 0 | 0 | 0 | 0 | 0 | 0 | 0 | 0 | 0 | 0 | 0 | 0 | 0 | 0 | 0 | 0 | 0 | 0 | 0 | 0 | 0 | 0 | 0 | 0 | 0 | 0 | 0 | 0 | 0 | 0 | 0 | 0 | 0 | 0 | 0 | 0 | 0 | 0 | 0 | 0 | 0 | 0
Cancelled | US | Texas RE |  |  | 12INR0002b |  |  | SILVER CANYON WIND B |  | WT | WND |  | Wind | 2018-10-31 |  | 200 | 58 | 68 | 0 | 0 | 0 | 0 | 0 | 0 | 0 | 0 | 0 | 0 | 0 | 0 | 0 | 0 | 0 | 0 | 0 | 0 | 0 | 0 | 0 | 0 | 0 | 0 | 0 | 0 | 0 | 0 | 0 | 0 | 0 | 0 | 0 | 0 | 0 | 0 | 0 | 0 | 0 | 0 | 0 | 0 | 0 | 0
Cancelled | US | Texas RE |  |  | 12INR0022 |  |  | SOUTH TEXAS WINDFARM |  | WT | WND |  | Wind | 2050-12-31 |  | 200 | 38 | 40 | 0 | 0 | 0 | 0 | 0 | 0 | 0 | 0 | 0 | 0 | 0 | 0 | 0 | 0 | 0 | 0 | 0 | 0 | 0 | 0 | 0 | 0 | 0 | 0 | 0 | 0 | 0 | 0 | 0 | 0 | 0 | 0 | 0 | 0 | 0 | 0 | 0 | 0 | 0 | 0 | 0 | 0 | 0 | 0
Cancelled | US | Texas RE |  |  | 12INR0027 |  |  | HAYNES WIND |  | WT | WND |  | Wind | 2013-01-01 |  | 200 | 58 | 68 | 0 | 0 | 0 | 0 | 0 | 0 | 0 | 0 | 0 | 0 | 0 | 0 | 0 | 0 | 0 | 0 | 0 | 0 | 0 | 0 | 0 | 0 | 0 | 0 | 0 | 0 | 0 | 0 | 0 | 0 | 0 | 0 | 0 | 0 | 0 | 0 | 0 | 0 | 0 | 0 | 0 | 0 | 0 | 0
Cancelled | US | Texas RE |  |  | 12INR0031 |  |  | LANGFORD WIND POWER III |  | WT | WND |  | Wind | 2050-12-31 |  | 200 | 38 | 40 | 0 | 0 | 0 | 0 | 0 | 0 | 0 | 0 | 0 | 0 | 0 | 0 | 0 | 0 | 0 | 0 | 0 | 0 | 0 | 0 | 0 | 0 | 0 | 0 | 0 | 0 | 0 | 0 | 0 | 0 | 0 | 0 | 0 | 0 | 0 | 0 | 0 | 0 | 0 | 0 | 0 | 0 | 0 | 0
Cancelled | US | Texas RE |  |  | 12INR0036 |  |  | RATTLESNAKE WIND ENERGY CENTER |  | WT | WND |  | Wind | 2050-12-31 |  | 200 | 38 | 40 | 0 | 0 | 0 | 0 | 0 | 0 | 0 | 0 | 0 | 0 | 0 | 0 | 0 | 0 | 0 | 0 | 0 | 0 | 0 | 0 | 0 | 0 | 0 | 0 | 0 | 0 | 0 | 0 | 0 | 0 | 0 | 0 | 0 | 0 | 0 | 0 | 0 | 0 | 0 | 0 | 0 | 0 | 0 | 0
Cancelled | US | Texas RE |  |  | 12INR0041 |  |  | WEST BAY WIND - HITCHCOCK |  | WT | WND |  | Wind | 2050-12-31 |  | 200 | 38 | 40 | 0 | 0 | 0 | 0 | 0 | 0 | 0 | 0 | 0 | 0 | 0 | 0 | 0 | 0 | 0 | 0 | 0 | 0 | 0 | 0 | 0 | 0 | 0 | 0 | 0 | 0 | 0 | 0 | 0 | 0 | 0 | 0 | 0 | 0 | 0 | 0 | 0 | 0 | 0 | 0 | 0 | 0 | 0 | 0
Cancelled | US | Texas RE |  |  | 12INR0054 |  |  | TUXEDO I |  | WT | WND |  | Wind | 2013-12-01 |  | 200 | 38 | 40 | 0 | 0 | 0 | 0 | 0 | 0 | 0 | 0 | 0 | 0 | 0 | 0 | 0 | 0 | 0 | 0 | 0 | 0 | 0 | 0 | 0 | 0 | 0 | 0 | 0 | 0 | 0 | 0 | 0 | 0 | 0 | 0 | 0 | 0 | 0 | 0 | 0 | 0 | 0 | 0 | 0 | 0 | 0 | 0
Cancelled | US | Texas RE |  |  | 12INR0079 |  |  | GULF WIND 2 |  | WT | WND |  | Wind | 2016-12-15 |  | 200 | 122 | 94 | 0 | 0 | 0 | 0 | 0 | 0 | 0 | 0 | 0 | 0 | 0 | 0 | 0 | 0 | 0 | 0 | 0 | 0 | 0 | 0 | 0 | 0 | 0 | 0 | 0 | 0 | 0 | 0 | 0 | 0 | 0 | 0 | 0 | 0 | 0 | 0 | 0 | 0 | 0 | 0 | 0 | 0 | 0 | 0
Cancelled | US | Texas RE |  |  | 13INR0007 |  |  | MURRAY WIND RANCH |  | WT | WND |  | Wind | 2014-12-01 |  | 200 | 38 | 40 | 0 | 0 | 0 | 0 | 0 | 0 | 0 | 0 | 0 | 0 | 0 | 0 | 0 | 0 | 0 | 0 | 0 | 0 | 0 | 0 | 0 | 0 | 0 | 0 | 0 | 0 | 0 | 0 | 0 | 0 | 0 | 0 | 0 | 0 | 0 | 0 | 0 | 0 | 0 | 0 | 0 | 0 | 0 | 0
Cancelled | US | Texas RE |  |  | 13INR0010e |  |  | SCANDIA WIND E |  | WT | WND |  | Wind | 2017-07-01 |  | 200 | 58 | 68 | 0 | 0 | 0 | 0 | 0 | 0 | 0 | 0 | 0 | 0 | 0 | 0 | 0 | 0 | 0 | 0 | 0 | 0 | 0 | 0 | 0 | 0 | 0 | 0 | 0 | 0 | 0 | 0 | 0 | 0 | 0 | 0 | 0 | 0 | 0 | 0 | 0 | 0 | 0 | 0 | 0 | 0 | 0 | 0
Cancelled | US | Texas RE |  |  | 13INR0010f |  |  | SCANDIA WIND F |  | WT | WND |  | Wind | 2017-07-01 |  | 200 | 58 | 68 | 0 | 0 | 0 | 0 | 0 | 0 | 0 | 0 | 0 | 0 | 0 | 0 | 0 | 0 | 0 | 0 | 0 | 0 | 0 | 0 | 0 | 0 | 0 | 0 | 0 | 0 | 0 | 0 | 0 | 0 | 0 | 0 | 0 | 0 | 0 | 0 | 0 | 0 | 0 | 0 | 0 | 0 | 0 | 0
Cancelled | US | Texas RE |  |  | 13INR0019 |  |  | CARYA |  | PV | SUN |  | Solar | 2050-12-31 |  | 200 | 160 | 14 | 0 | 0 | 0 | 0 | 0 | 0 | 0 | 0 | 0 | 0 | 0 | 0 | 0 | 0 | 0 | 0 | 0 | 0 | 0 | 0 | 0 | 0 | 0 | 0 | 0 | 0 | 0 | 0 | 0 | 0 | 0 | 0 | 0 | 0 | 0 | 0 | 0 | 0 | 0 | 0 | 0 | 0 | 0 | 0
Cancelled | US | Texas RE |  |  | 13INR0036 |  |  | HIDALGO WIND FARM |  | WT | WND |  | Wind | 2014-10-31 |  | 200 | 38 | 40 | 0 | 0 | 0 | 0 | 0 | 0 | 0 | 0 | 0 | 0 | 0 | 0 | 0 | 0 | 0 | 0 | 0 | 0 | 0 | 0 | 0 | 0 | 0 | 0 | 0 | 0 | 0 | 0 | 0 | 0 | 0 | 0 | 0 | 0 | 0 | 0 | 0 | 0 | 0 | 0 | 0 | 0 | 0 | 0
Cancelled | US | Texas RE |  |  | 15INR0016 |  |  | LOS VIENTOS IVB |  | WT | WND |  | Wind | 2015-12-31 |  | 200 | 38 | 40 | 0 | 0 | 0 | 0 | 0 | 0 | 0 | 0 | 0 | 0 | 0 | 0 | 0 | 0 | 0 | 0 | 0 | 0 | 0 | 0 | 0 | 0 | 0 | 0 | 0 | 0 | 0 | 0 | 0 | 0 | 0 | 0 | 0 | 0 | 0 | 0 | 0 | 0 | 0 | 0 | 0 | 0 | 0 | 0
Cancelled | US | Texas RE |  |  | 16INR0029 |  |  | HUBBARD WIND |  | WT | WND |  | Wind | 2018-12-31 |  | 200 | 38 | 40 | 0 | 0 | 0 | 0 | 0 | 0 | 0 | 0 | 0 | 0 | 0 | 0 | 0 | 0 | 0 | 0 | 0 | 0 | 0 | 0 | 0 | 0 | 0 | 0 | 0 | 0 | 0 | 0 | 0 | 0 | 0 | 0 | 0 | 0 | 0 | 0 | 0 | 0 | 0 | 0 | 0 | 0 | 0 | 0
Cancelled | US | Texas RE |  |  | 16INR0061 |  |  | WIT RANCH WIND |  | WT | WND |  | Wind | 2019-12-31 |  | 200 | 38 | 40 | 0 | 0 | 0 | 0 | 0 | 0 | 0 | 0 | 0 | 0 | 0 | 0 | 0 | 0 | 0 | 0 | 0 | 0 | 0 | 0 | 0 | 0 | 0 | 0 | 0 | 0 | 0 | 0 | 0 | 0 | 0 | 0 | 0 | 0 | 0 | 0 | 0 | 0 | 0 | 0 | 0 | 0 | 0 | 0
Cancelled | US | Texas RE |  |  | 16INR0082 |  |  | SALT FORK 2 WIND |  | WT | WND |  | Wind | 2017-08-01 |  | 200 | 58 | 68 | 0 | 0 | 0 | 0 | 0 | 0 | 0 | 0 | 0 | 0 | 0 | 0 | 0 | 0 | 0 | 0 | 0 | 0 | 0 | 0 | 0 | 0 | 0 | 0 | 0 | 0 | 0 | 0 | 0 | 0 | 0 | 0 | 0 | 0 | 0 | 0 | 0 | 0 | 0 | 0 | 0 | 0 | 0 | 0
Cancelled | US | Texas RE |  |  | 16INR0083 |  |  | DAWN WIND RANCH |  | WT | WND |  | Wind | 2016-12-31 |  | 200 | 58 | 68 | 0 | 0 | 0 | 0 | 0 | 0 | 0 | 0 | 0 | 0 | 0 | 0 | 0 | 0 | 0 | 0 | 0 | 0 | 0 | 0 | 0 | 0 | 0 | 0 | 0 | 0 | 0 | 0 | 0 | 0 | 0 | 0 | 0 | 0 | 0 | 0 | 0 | 0 | 0 | 0 | 0 | 0 | 0 | 0
Cancelled | US | Texas RE |  |  | 16INR0095 |  |  | MUSTANG DRAW SOLAR |  | PV | SUN |  | Solar | 2016-10-01 |  | 200 | 160 | 14 | 0 | 0 | 0 | 0 | 0 | 0 | 0 | 0 | 0 | 0 | 0 | 0 | 0 | 0 | 0 | 0 | 0 | 0 | 0 | 0 | 0 | 0 | 0 | 0 | 0 | 0 | 0 | 0 | 0 | 0 | 0 | 0 | 0 | 0 | 0 | 0 | 0 | 0 | 0 | 0 | 0 | 0 | 0 | 0
Cancelled | US | Texas RE |  |  | 16INR0108 |  |  | HECATE MCCAMEY A SOLAR |  | PV | SUN |  | Solar | 2016-07-27 |  | 200 | 160 | 14 | 0 | 0 | 0 | 0 | 0 | 0 | 0 | 0 | 0 | 0 | 0 | 0 | 0 | 0 | 0 | 0 | 0 | 0 | 0 | 0 | 0 | 0 | 0 | 0 | 0 | 0 | 0 | 0 | 0 | 0 | 0 | 0 | 0 | 0 | 0 | 0 | 0 | 0 | 0 | 0 | 0 | 0 | 0 | 0
Cancelled | US | Texas RE |  |  | 17INR0023 |  |  | HART SOLAR |  | PV | SUN |  | Solar | 2017-09-30 |  | 200 | 160 | 14 | 0 | 0 | 0 | 0 | 0 | 0 | 0 | 0 | 0 | 0 | 0 | 0 | 0 | 0 | 0 | 0 | 0 | 0 | 0 | 0 | 0 | 0 | 0 | 0 | 0 | 0 | 0 | 0 | 0 | 0 | 0 | 0 | 0 | 0 | 0 | 0 | 0 | 0 | 0 | 0 | 0 | 0 | 0 | 0
Cancelled | US | Texas RE |  |  | 17INR0050 |  |  | CONCHO BLUFF |  | PV | SUN |  | Solar | 2018-10-01 |  | 200 | 160 | 14 | 0 | 0 | 0 | 0 | 0 | 0 | 0 | 0 | 0 | 0 | 0 | 0 | 0 | 0 | 0 | 0 | 0 | 0 | 0 | 0 | 0 | 0 | 0 | 0 | 0 | 0 | 0 | 0 | 0 | 0 | 0 | 0 | 0 | 0 | 0 | 0 | 0 | 0 | 0 | 0 | 0 | 0 | 0 | 0
Cancelled | US | Texas RE |  |  | 18INR0019 |  |  | MAGIC VALLEY 3 W |  | WT | WND |  | Wind | 2018-07-01 |  | 200 | 122 | 94 | 0 | 0 | 0 | 0 | 0 | 0 | 0 | 0 | 0 | 0 | 0 | 0 | 0 | 0 | 0 | 0 | 0 | 0 | 0 | 0 | 0 | 0 | 0 | 0 | 0 | 0 | 0 | 0 | 0 | 0 | 0 | 0 | 0 | 0 | 0 | 0 | 0 | 0 | 0 | 0 | 0 | 0 | 0 | 0
Cancelled | US | Texas RE |  |  | 18INR0021 |  |  | HART WIND II |  | WT | WND |  | Wind | 2018-06-30 |  | 200 | 58 | 68 | 0 | 0 | 0 | 0 | 0 | 0 | 0 | 0 | 0 | 0 | 0 | 0 | 0 | 0 | 0 | 0 | 0 | 0 | 0 | 0 | 0 | 0 | 0 | 0 | 0 | 0 | 0 | 0 | 0 | 0 | 0 | 0 | 0 | 0 | 0 | 0 | 0 | 0 | 0 | 0 | 0 | 0 | 0 | 0
Cancelled | US | Texas RE |  |  | 18INR0041 |  |  | PECOS SOLAR 2 |  | PV | SUN |  | Solar | 2018-10-01 |  | 200 | 160 | 14 | 0 | 0 | 0 | 0 | 0 | 0 | 0 | 0 | 0 | 0 | 0 | 0 | 0 | 0 | 0 | 0 | 0 | 0 | 0 | 0 | 0 | 0 | 0 | 0 | 0 | 0 | 0 | 0 | 0 | 0 | 0 | 0 | 0 | 0 | 0 | 0 | 0 | 0 | 0 | 0 | 0 | 0 | 0 | 0
Cancelled | US | Texas RE |  |  | 18INR0051 |  |  | BYERS WIND |  | WT | WND |  | Wind | 2019-12-31 |  | 200 | 38 | 40 | 0 | 0 | 0 | 0 | 0 | 0 | 0 | 0 | 0 | 0 | 0 | 0 | 0 | 0 | 0 | 0 | 0 | 0 | 0 | 0 | 0 | 0 | 0 | 0 | 0 | 0 | 0 | 0 | 0 | 0 | 0 | 0 | 0 | 0 | 0 | 0 | 0 | 0 | 0 | 0 | 0 | 0 | 0 | 0
Cancelled | US | Texas RE |  |  | 18INR0065 |  |  | GOODRANCH SOLAR |  | PV | SUN |  | Solar | 2021-09-30 |  | 200 | 160 | 14 | 0 | 0 | 0 | 0 | 0 | 0 | 0 | 0 | 0 | 0 | 0 | 0 | 0 | 0 | 0 | 0 | 0 | 0 | 0 | 0 | 0 | 0 | 0 | 0 | 0 | 0 | 0 | 0 | 0 | 0 | 0 | 0 | 0 | 0 | 0 | 0 | 0 | 0 | 0 | 0 | 0 | 0 | 0 | 0
Cancelled | US | Texas RE |  |  | 19INR0007 |  |  | CHARBRAY SOLAR |  | PV | SUN |  | Solar | 2020-10-01 |  | 200 | 160 | 14 | 0 | 0 | 0 | 0 | 0 | 0 | 0 | 0 | 0 | 0 | 0 | 0 | 0 | 0 | 0 | 0 | 0 | 0 | 0 | 0 | 0 | 0 | 0 | 0 | 0 | 0 | 0 | 0 | 0 | 0 | 0 | 0 | 0 | 0 | 0 | 0 | 0 | 0 | 0 | 0 | 0 | 0 | 0 | 0
Cancelled | US | Texas RE |  |  | 19INR0011 |  |  | SNAKE HOLLOW WIND |  | WT | WND |  | Wind | 2019-12-31 |  | 200 | 38 | 40 | 0 | 0 | 0 | 0 | 0 | 0 | 0 | 0 | 0 | 0 | 0 | 0 | 0 | 0 | 0 | 0 | 0 | 0 | 0 | 0 | 0 | 0 | 0 | 0 | 0 | 0 | 0 | 0 | 0 | 0 | 0 | 0 | 0 | 0 | 0 | 0 | 0 | 0 | 0 | 0 | 0 | 0 | 0 | 0
Cancelled | US | Texas RE |  |  | 19INR0020 |  |  | SP-PECOS BEND SOLAR A |  | PV | SUN |  | Solar | 2021-02-01 |  | 200 | 160 | 14 | 0 | 0 | 0 | 0 | 0 | 0 | 0 | 0 | 0 | 0 | 0 | 0 | 0 | 0 | 0 | 0 | 0 | 0 | 0 | 0 | 0 | 0 | 0 | 0 | 0 | 0 | 0 | 0 | 0 | 0 | 0 | 0 | 0 | 0 | 0 | 0 | 0 | 0 | 0 | 0 | 0 | 0 | 0 | 0
Cancelled | US | Texas RE |  |  | 19INR0027 |  |  | CORRIENTE SOLAR |  | PV | SUN |  | Solar | 2019-12-01 |  | 200 | 160 | 14 | 0 | 0 | 0 | 0 | 0 | 0 | 0 | 0 | 0 | 0 | 0 | 0 | 0 | 0 | 0 | 0 | 0 | 0 | 0 | 0 | 0 | 0 | 0 | 0 | 0 | 0 | 0 | 0 | 0 | 0 | 0 | 0 | 0 | 0 | 0 | 0 | 0 | 0 | 0 | 0 | 0 | 0 | 0 | 0
Cancelled | US | Texas RE |  |  | 19INR0032 |  |  | HARCOURT SOLAR |  | PV | SUN |  | Solar | 2019-12-01 |  | 200 | 160 | 14 | 0 | 0 | 0 | 0 | 0 | 0 | 0 | 0 | 0 | 0 | 0 | 0 | 0 | 0 | 0 | 0 | 0 | 0 | 0 | 0 | 0 | 0 | 0 | 0 | 0 | 0 | 0 | 0 | 0 | 0 | 0 | 0 | 0 | 0 | 0 | 0 | 0 | 0 | 0 | 0 | 0 | 0 | 0 | 0
Cancelled | US | Texas RE |  |  | 19INR0046 |  |  | WILLACY EXP SOUTH I W |  | WT | WND |  | Wind | 2019-12-31 |  | 200 | 38 | 40 | 0 | 0 | 0 | 0 | 0 | 0 | 0 | 0 | 0 | 0 | 0 | 0 | 0 | 0 | 0 | 0 | 0 | 0 | 0 | 0 | 0 | 0 | 0 | 0 | 0 | 0 | 0 | 0 | 0 | 0 | 0 | 0 | 0 | 0 | 0 | 0 | 0 | 0 | 0 | 0 | 0 | 0 | 0 | 0
Cancelled | US | Texas RE |  |  | 19INR0047 |  |  | WILLACY EXP SOUTH II W |  | WT | WND |  | Wind | 2019-12-31 |  | 200 | 38 | 40 | 0 | 0 | 0 | 0 | 0 | 0 | 0 | 0 | 0 | 0 | 0 | 0 | 0 | 0 | 0 | 0 | 0 | 0 | 0 | 0 | 0 | 0 | 0 | 0 | 0 | 0 | 0 | 0 | 0 | 0 | 0 | 0 | 0 | 0 | 0 | 0 | 0 | 0 | 0 | 0 | 0 | 0 | 0 | 0
Cancelled | US | Texas RE |  |  | 19INR0061 |  |  | GOLD CREEK SOLAR |  | PV | SUN |  | Solar | 2019-12-01 |  | 200 | 160 | 14 | 0 | 0 | 0 | 0 | 0 | 0 | 0 | 0 | 0 | 0 | 0 | 0 | 0 | 0 | 0 | 0 | 0 | 0 | 0 | 0 | 0 | 0 | 0 | 0 | 0 | 0 | 0 | 0 | 0 | 0 | 0 | 0 | 0 | 0 | 0 | 0 | 0 | 0 | 0 | 0 | 0 | 0 | 0 | 0
Cancelled | US | Texas RE |  |  | 19INR0062 |  |  | JONES CREEK SOLAR |  | PV | SUN |  | Solar | 2019-12-01 |  | 200 | 160 | 14 | 0 | 0 | 0 | 0 | 0 | 0 | 0 | 0 | 0 | 0 | 0 | 0 | 0 | 0 | 0 | 0 | 0 | 0 | 0 | 0 | 0 | 0 | 0 | 0 | 0 | 0 | 0 | 0 | 0 | 0 | 0 | 0 | 0 | 0 | 0 | 0 | 0 | 0 | 0 | 0 | 0 | 0 | 0 | 0
Cancelled | US | Texas RE |  |  | 19INR0065 |  |  | MEDINA SOLAR |  | PV | SUN |  | Solar | 2019-12-01 |  | 200 | 160 | 14 | 0 | 0 | 0 | 0 | 0 | 0 | 0 | 0 | 0 | 0 | 0 | 0 | 0 | 0 | 0 | 0 | 0 | 0 | 0 | 0 | 0 | 0 | 0 | 0 | 0 | 0 | 0 | 0 | 0 | 0 | 0 | 0 | 0 | 0 | 0 | 0 | 0 | 0 | 0 | 0 | 0 | 0 | 0 | 0
Cancelled | US | Texas RE |  |  | 19INR0069 |  |  | ARROYO SOLAR |  | PV | SUN |  | Solar | 2019-12-01 |  | 200 | 160 | 14 | 0 | 0 | 0 | 0 | 0 | 0 | 0 | 0 | 0 | 0 | 0 | 0 | 0 | 0 | 0 | 0 | 0 | 0 | 0 | 0 | 0 | 0 | 0 | 0 | 0 | 0 | 0 | 0 | 0 | 0 | 0 | 0 | 0 | 0 | 0 | 0 | 0 | 0 | 0 | 0 | 0 | 0 | 0 | 0
Cancelled | US | Texas RE |  |  | 19INR0078 |  |  | SALORN SOLAR |  | PV | SUN |  | Solar | 2019-12-01 |  | 200 | 160 | 14 | 0 | 0 | 0 | 0 | 0 | 0 | 0 | 0 | 0 | 0 | 0 | 0 | 0 | 0 | 0 | 0 | 0 | 0 | 0 | 0 | 0 | 0 | 0 | 0 | 0 | 0 | 0 | 0 | 0 | 0 | 0 | 0 | 0 | 0 | 0 | 0 | 0 | 0 | 0 | 0 | 0 | 0 | 0 | 0
Cancelled | US | Texas RE |  |  | 19INR0090 |  |  | SF BUG RANCH S |  | PV | SUN |  | Solar | 2019-12-31 |  | 200 | 160 | 14 | 0 | 0 | 0 | 0 | 0 | 0 | 0 | 0 | 0 | 0 | 0 | 0 | 0 | 0 | 0 | 0 | 0 | 0 | 0 | 0 | 0 | 0 | 0 | 0 | 0 | 0 | 0 | 0 | 0 | 0 | 0 | 0 | 0 | 0 | 0 | 0 | 0 | 0 | 0 | 0 | 0 | 0 | 0 | 0
Cancelled | US | Texas RE |  |  | 19INR0147 |  |  | MARCH ROAD SOLAR |  | PV | SUN |  | Solar | 2021-12-15 |  | 200 | 160 | 14 | 0 | 0 | 0 | 0 | 0 | 0 | 0 | 0 | 0 | 0 | 0 | 0 | 0 | 0 | 0 | 0 | 0 | 0 | 0 | 0 | 0 | 0 | 0 | 0 | 0 | 0 | 0 | 0 | 0 | 0 | 0 | 0 | 0 | 0 | 0 | 0 | 0 | 0 | 0 | 0 | 0 | 0 | 0 | 0
Cancelled | US | Texas RE |  |  | 19INR0148 |  |  | SIMMENTAL SOLAR |  | PV | SUN |  | Solar | 2019-12-01 |  | 200 | 160 | 14 | 0 | 0 | 0 | 0 | 0 | 0 | 0 | 0 | 0 | 0 | 0 | 0 | 0 | 0 | 0 | 0 | 0 | 0 | 0 | 0 | 0 | 0 | 0 | 0 | 0 | 0 | 0 | 0 | 0 | 0 | 0 | 0 | 0 | 0 | 0 | 0 | 0 | 0 | 0 | 0 | 0 | 0 | 0 | 0
Cancelled | US | Texas RE |  |  | 20INR0003 |  |  | SHORTHORN SOLAR |  | PV | SUN |  | Solar | 2020-03-01 |  | 200 | 160 | 14 | 0 | 0 | 0 | 0 | 0 | 0 | 0 | 0 | 0 | 0 | 0 | 0 | 0 | 0 | 0 | 0 | 0 | 0 | 0 | 0 | 0 | 0 | 0 | 0 | 0 | 0 | 0 | 0 | 0 | 0 | 0 | 0 | 0 | 0 | 0 | 0 | 0 | 0 | 0 | 0 | 0 | 0 | 0 | 0
Cancelled | US | Texas RE |  |  | 20INR0005 |  |  | SHORTHORN 2 SOLAR |  | PV | SUN |  | Solar | 2020-10-01 |  | 200 | 160 | 14 | 0 | 0 | 0 | 0 | 0 | 0 | 0 | 0 | 0 | 0 | 0 | 0 | 0 | 0 | 0 | 0 | 0 | 0 | 0 | 0 | 0 | 0 | 0 | 0 | 0 | 0 | 0 | 0 | 0 | 0 | 0 | 0 | 0 | 0 | 0 | 0 | 0 | 0 | 0 | 0 | 0 | 0 | 0 | 0
Cancelled | US | Texas RE |  |  | 20INR0073 |  |  | ANGLETON |  | CT | NG | 0 | Natural Gas and Other Gases | 2020-05-01 |  | 200 | 200 | 200 | 0 | 0 | 0 | 0 | 0 | 0 | 0 | 0 | 0 | 0 | 0 | 0 | 0 | 0 | 0 | 0 | 0 | 0 | 0 | 0 | 0 | 0 | 0 | 0 | 0 | 0 | 0 | 0 | 0 | 0 | 0 | 0 | 0 | 0 | 0 | 0 | 0 | 0 | 0 | 0 | 0 | 0 | 0 | 0
Cancelled | US | Texas RE |  |  | 20INR0077 |  |  | GENOA |  | CT | NG | 0 | Natural Gas and Other Gases | 2020-05-01 |  | 200 | 200 | 200 | 0 | 0 | 0 | 0 | 0 | 0 | 0 | 0 | 0 | 0 | 0 | 0 | 0 | 0 | 0 | 0 | 0 | 0 | 0 | 0 | 0 | 0 | 0 | 0 | 0 | 0 | 0 | 0 | 0 | 0 | 0 | 0 | 0 | 0 | 0 | 0 | 0 | 0 | 0 | 0 | 0 | 0 | 0 | 0
Cancelled | US | Texas RE |  |  | 20INR0078 |  |  | GEO |  | CT | NG | 0 | Natural Gas and Other Gases | 2020-05-01 |  | 200 | 200 | 200 | 0 | 0 | 0 | 0 | 0 | 0 | 0 | 0 | 0 | 0 | 0 | 0 | 0 | 0 | 0 | 0 | 0 | 0 | 0 | 0 | 0 | 0 | 0 | 0 | 0 | 0 | 0 | 0 | 0 | 0 | 0 | 0 | 0 | 0 | 0 | 0 | 0 | 0 | 0 | 0 | 0 | 0 | 0 | 0
Cancelled | US | Texas RE |  |  | 20INR0079 |  |  | CEDAR POINT |  | CT | NG | 0 | Natural Gas and Other Gases | 2020-05-01 |  | 200 | 200 | 200 | 0 | 0 | 0 | 0 | 0 | 0 | 0 | 0 | 0 | 0 | 0 | 0 | 0 | 0 | 0 | 0 | 0 | 0 | 0 | 0 | 0 | 0 | 0 | 0 | 0 | 0 | 0 | 0 | 0 | 0 | 0 | 0 | 0 | 0 | 0 | 0 | 0 | 0 | 0 | 0 | 0 | 0 | 0 | 0
Cancelled | US | Texas RE |  |  | 20INR0095 |  |  | ROSHARON |  | CT | NG | 0 | Natural Gas and Other Gases | 2020-05-01 |  | 200 | 200 | 200 | 0 | 0 | 0 | 0 | 0 | 0 | 0 | 0 | 0 | 0 | 0 | 0 | 0 | 0 | 0 | 0 | 0 | 0 | 0 | 0 | 0 | 0 | 0 | 0 | 0 | 0 | 0 | 0 | 0 | 0 | 0 | 0 | 0 | 0 | 0 | 0 | 0 | 0 | 0 | 0 | 0 | 0 | 0 | 0
Cancelled | US | Texas RE |  |  | 20INR0109 |  |  | DEADMANS PASS |  | WT | WND |  | Wind | 2020-10-01 |  | 200 | 38 | 40 | 0 | 0 | 0 | 0 | 0 | 0 | 0 | 0 | 0 | 0 | 0 | 0 | 0 | 0 | 0 | 0 | 0 | 0 | 0 | 0 | 0 | 0 | 0 | 0 | 0 | 0 | 0 | 0 | 0 | 0 | 0 | 0 | 0 | 0 | 0 | 0 | 0 | 0 | 0 | 0 | 0 | 0 | 0 | 0
Cancelled | US | Texas RE |  |  | 20INR0110 |  |  | GOOSENECK SOLAR |  | PV | SUN |  | Solar | 2020-12-01 |  | 200 | 160 | 14 | 0 | 0 | 0 | 0 | 0 | 0 | 0 | 0 | 0 | 0 | 0 | 0 | 0 | 0 | 0 | 0 | 0 | 0 | 0 | 0 | 0 | 0 | 0 | 0 | 0 | 0 | 0 | 0 | 0 | 0 | 0 | 0 | 0 | 0 | 0 | 0 | 0 | 0 | 0 | 0 | 0 | 0 | 0 | 0
Cancelled | US | Texas RE |  |  | 20INR0113 |  |  | NO PROJECT NAME |  | CC | NG | 0 | Natural Gas and Other Gases | 2020-05-01 |  | 200 | 200 | 200 | 0 | 0 | 0 | 0 | 0 | 0 | 0 | 0 | 0 | 0 | 0 | 0 | 0 | 0 | 0 | 0 | 0 | 0 | 0 | 0 | 0 | 0 | 0 | 0 | 0 | 0 | 0 | 0 | 0 | 0 | 0 | 0 | 0 | 0 | 0 | 0 | 0 | 0 | 0 | 0 | 0 | 0 | 0 | 0
Cancelled | US | Texas RE |  |  | 20INR0121 |  |  | SCRANTON WIND |  | WT | WND |  | Wind | 2020-12-31 |  | 200 | 38 | 40 | 0 | 0 | 0 | 0 | 0 | 0 | 0 | 0 | 0 | 0 | 0 | 0 | 0 | 0 | 0 | 0 | 0 | 0 | 0 | 0 | 0 | 0 | 0 | 0 | 0 | 0 | 0 | 0 | 0 | 0 | 0 | 0 | 0 | 0 | 0 | 0 | 0 | 0 | 0 | 0 | 0 | 0 | 0 | 0
Cancelled | US | Texas RE |  |  | 20INR0126 |  |  | ROBLES SOLAR |  | PV | SUN |  | Solar | 2020-12-31 |  | 200 | 160 | 14 | 0 | 0 | 0 | 0 | 0 | 0 | 0 | 0 | 0 | 0 | 0 | 0 | 0 | 0 | 0 | 0 | 0 | 0 | 0 | 0 | 0 | 0 | 0 | 0 | 0 | 0 | 0 | 0 | 0 | 0 | 0 | 0 | 0 | 0 | 0 | 0 | 0 | 0 | 0 | 0 | 0 | 0 | 0 | 0
Cancelled | US | Texas RE |  |  | 20INR0151 |  |  | PRAIRIE POINT WIND |  | WT | WND |  | Wind | 2021-12-01 |  | 200 | 38 | 40 | 0 | 0 | 0 | 0 | 0 | 0 | 0 | 0 | 0 | 0 | 0 | 0 | 0 | 0 | 0 | 0 | 0 | 0 | 0 | 0 | 0 | 0 | 0 | 0 | 0 | 0 | 0 | 0 | 0 | 0 | 0 | 0 | 0 | 0 | 0 | 0 | 0 | 0 | 0 | 0 | 0 | 0 | 0 | 0
Cancelled | US | Texas RE |  |  | 20INR0156 |  |  | THUNDER CREEK |  | WT | WND |  | Wind | 2021-12-01 |  | 200 | 38 | 40 | 0 | 0 | 0 | 0 | 0 | 0 | 0 | 0 | 0 | 0 | 0 | 0 | 0 | 0 | 0 | 0 | 0 | 0 | 0 | 0 | 0 | 0 | 0 | 0 | 0 | 0 | 0 | 0 | 0 | 0 | 0 | 0 | 0 | 0 | 0 | 0 | 0 | 0 | 0 | 0 | 0 | 0 | 0 | 0
Cancelled | US | Texas RE |  |  | 20INR0157 |  |  | LACY CREEK WIND PHASE 1 |  | WT | WND |  | Wind | 2020-03-30 |  | 200 | 38 | 40 | 0 | 0 | 0 | 0 | 0 | 0 | 0 | 0 | 0 | 0 | 0 | 0 | 0 | 0 | 0 | 0 | 0 | 0 | 0 | 0 | 0 | 0 | 0 | 0 | 0 | 0 | 0 | 0 | 0 | 0 | 0 | 0 | 0 | 0 | 0 | 0 | 0 | 0 | 0 | 0 | 0 | 0 | 0 | 0
Cancelled | US | Texas RE |  |  | 21INR0002 |  |  | HARIANA SOLAR |  | PV | SUN |  | Solar | 2021-06-01 |  | 200 | 160 | 14 | 0 | 0 | 0 | 0 | 0 | 0 | 0 | 0 | 0 | 0 | 0 | 0 | 0 | 0 | 0 | 0 | 0 | 0 | 0 | 0 | 0 | 0 | 0 | 0 | 0 | 0 | 0 | 0 | 0 | 0 | 0 | 0 | 0 | 0 | 0 | 0 | 0 | 0 | 0 | 0 | 0 | 0 | 0 | 0
Cancelled | US | Texas RE |  |  | 21INR0018 |  |  | REEVES SOLAR |  | PV | SUN |  | Solar | 2021-12-23 |  | 200 | 160 | 14 | 0 | 0 | 0 | 0 | 0 | 0 | 0 | 0 | 0 | 0 | 0 | 0 | 0 | 0 | 0 | 0 | 0 | 0 | 0 | 0 | 0 | 0 | 0 | 0 | 0 | 0 | 0 | 0 | 0 | 0 | 0 | 0 | 0 | 0 | 0 | 0 | 0 | 0 | 0 | 0 | 0 | 0 | 0 | 0
Cancelled | US | Texas RE |  |  | 21INR0230 |  |  | COX CREEK |  | CT | NG | 0 | Natural Gas and Other Gases | 2021-06-01 |  | 200 | 200 | 200 | 0 | 0 | 0 | 0 | 0 | 0 | 0 | 0 | 0 | 0 | 0 | 0 | 0 | 0 | 0 | 0 | 0 | 0 | 0 | 0 | 0 | 0 | 0 | 0 | 0 | 0 | 0 | 0 | 0 | 0 | 0 | 0 | 0 | 0 | 0 | 0 | 0 | 0 | 0 | 0 | 0 | 0 | 0 | 0
Cancelled | US | Texas RE |  |  | 21INR0234 |  |  | BLUE CREEK G |  | CT | NG | 0 | Natural Gas and Other Gases | 2021-06-01 |  | 200 | 200 | 200 | 0 | 0 | 0 | 0 | 0 | 0 | 0 | 0 | 0 | 0 | 0 | 0 | 0 | 0 | 0 | 0 | 0 | 0 | 0 | 0 | 0 | 0 | 0 | 0 | 0 | 0 | 0 | 0 | 0 | 0 | 0 | 0 | 0 | 0 | 0 | 0 | 0 | 0 | 0 | 0 | 0 | 0 | 0 | 0
Cancelled | US | Texas RE |  |  | 21INR0235 |  |  | RAGSDALE G |  | CT | NG | 0 | Natural Gas and Other Gases | 2021-06-01 |  | 200 | 200 | 200 | 0 | 0 | 0 | 0 | 0 | 0 | 0 | 0 | 0 | 0 | 0 | 0 | 0 | 0 | 0 | 0 | 0 | 0 | 0 | 0 | 0 | 0 | 0 | 0 | 0 | 0 | 0 | 0 | 0 | 0 | 0 | 0 | 0 | 0 | 0 | 0 | 0 | 0 | 0 | 0 | 0 | 0 | 0 | 0
Cancelled | US | Texas RE |  |  | 21INR0249 |  |  | ROADRUNNER CROSSING SOLAR |  | PV | SUN |  | Solar | 2021-12-30 |  | 200 | 160 | 14 | 0 | 0 | 0 | 0 | 0 | 0 | 0 | 0 | 0 | 0 | 0 | 0 | 0 | 0 | 0 | 0 | 0 | 0 | 0 | 0 | 0 | 0 | 0 | 0 | 0 | 0 | 0 | 0 | 0 | 0 | 0 | 0 | 0 | 0 | 0 | 0 | 0 | 0 | 0 | 0 | 0 | 0 | 0 | 0
Cancelled | US | Texas RE |  |  | 21INR0319 |  |  | 7V SOLAR RANCH |  | PV | SUN |  | Solar | 2021-12-31 |  | 200 | 160 | 14 | 0 | 0 | 0 | 0 | 0 | 0 | 0 | 0 | 0 | 0 | 0 | 0 | 0 | 0 | 0 | 0 | 0 | 0 | 0 | 0 | 0 | 0 | 0 | 0 | 0 | 0 | 0 | 0 | 0 | 0 | 0 | 0 | 0 | 0 | 0 | 0 | 0 | 0 | 0 | 0 | 0 | 0 | 0 | 0
Cancelled | US | Texas RE |  |  | 21INR0322 |  |  | FRONTON SOLAR |  | PV | SUN |  | Solar | 2021-01-31 |  | 200 | 160 | 14 | 0 | 0 | 0 | 0 | 0 | 0 | 0 | 0 | 0 | 0 | 0 | 0 | 0 | 0 | 0 | 0 | 0 | 0 | 0 | 0 | 0 | 0 | 0 | 0 | 0 | 0 | 0 | 0 | 0 | 0 | 0 | 0 | 0 | 0 | 0 | 0 | 0 | 0 | 0 | 0 | 0 | 0 | 0 | 0
Cancelled | US | Texas RE |  |  | 21INR0419 |  |  | MOCKINGBIRD SOLAR |  | PV | SUN |  | Solar | 2021-12-31 |  | 200 | 160 | 14 | 0 | 0 | 0 | 0 | 0 | 0 | 0 | 0 | 0 | 0 | 0 | 0 | 0 | 0 | 0 | 0 | 0 | 0 | 0 | 0 | 0 | 0 | 0 | 0 | 0 | 0 | 0 | 0 | 0 | 0 | 0 | 0 | 0 | 0 | 0 | 0 | 0 | 0 | 0 | 0 | 0 | 0 | 0 | 0
Cancelled | US | Texas RE |  |  | 21INR0452 |  |  | SEVERNS SOLAR |  | PV | SUN |  | Solar | 2022-03-31 |  | 200 | 160 | 14 | 0 | 0 | 0 | 0 | 0 | 0 | 0 | 0 | 0 | 0 | 0 | 0 | 0 | 0 | 0 | 0 | 0 | 0 | 0 | 0 | 0 | 0 | 0 | 0 | 0 | 0 | 0 | 0 | 0 | 0 | 0 | 0 | 0 | 0 | 0 | 0 | 0 | 0 | 0 | 0 | 0 | 0 | 0 | 0
Cancelled | US | Texas RE |  |  | 21INR0457 |  |  | BACON SWITCH STORAGE |  | BA | MWH |  | Other | 2021-12-01 |  | 200 | 0 | 0 | 0 | 0 | 0 | 0 | 0 | 0 | 0 | 0 | 0 | 0 | 0 | 0 | 0 | 0 | 0 | 0 | 0 | 0 | 0 | 0 | 0 | 0 | 0 | 0 | 0 | 0 | 0 | 0 | 0 | 0 | 0 | 0 | 0 | 0 | 0 | 0 | 0 | 0 | 0 | 0 | 0 | 0 | 0 | 0
Cancelled | US | Texas RE |  |  | 22INR0201 |  |  | M-BAR SOLAR |  | PV | SUN |  | Solar | 2020-07-01 |  | 200 | 160 | 14 | 0 | 0 | 0 | 0 | 0 | 0 | 0 | 0 | 0 | 0 | 0 | 0 | 0 | 0 | 0 | 0 | 0 | 0 | 0 | 0 | 0 | 0 | 0 | 0 | 0 | 0 | 0 | 0 | 0 | 0 | 0 | 0 | 0 | 0 | 0 | 0 | 0 | 0 | 0 | 0 | 0 | 0 | 0 | 0
Cancelled | US | Texas RE |  |  | 22INR0208 |  |  | LAGO DE SOL |  | PV | SUN |  | Solar | 2022-07-01 |  | 200 | 160 | 14 | 0 | 0 | 0 | 0 | 0 | 0 | 0 | 0 | 0 | 0 | 0 | 0 | 0 | 0 | 0 | 0 | 0 | 0 | 0 | 0 | 0 | 0 | 0 | 0 | 0 | 0 | 0 | 0 | 0 | 0 | 0 | 0 | 0 | 0 | 0 | 0 | 0 | 0 | 0 | 0 | 0 | 0 | 0 | 0
Cancelled | US | Texas RE |  |  | 22INR0214 |  |  | LA ROSA SOLAR 1 |  | PV | SUN |  | Solar | 2022-06-30 |  | 200 | 160 | 14 | 0 | 0 | 0 | 0 | 0 | 0 | 0 | 0 | 0 | 0 | 0 | 0 | 0 | 0 | 0 | 0 | 0 | 0 | 0 | 0 | 0 | 0 | 0 | 0 | 0 | 0 | 0 | 0 | 0 | 0 | 0 | 0 | 0 | 0 | 0 | 0 | 0 | 0 | 0 | 0 | 0 | 0 | 0 | 0
Cancelled | US | Texas RE |  |  | 22INR0216 |  |  | LA ROSA SOLAR 2 |  | PV | SUN |  | Solar | 2022-06-30 |  | 200 | 160 | 14 | 0 | 0 | 0 | 0 | 0 | 0 | 0 | 0 | 0 | 0 | 0 | 0 | 0 | 0 | 0 | 0 | 0 | 0 | 0 | 0 | 0 | 0 | 0 | 0 | 0 | 0 | 0 | 0 | 0 | 0 | 0 | 0 | 0 | 0 | 0 | 0 | 0 | 0 | 0 | 0 | 0 | 0 | 0 | 0
Cancelled | US | Texas RE |  |  | 22INR0229 |  |  | CHAPEÑO SOLAR |  | PV | SUN |  | Solar | 2022-12-31 |  | 200 | 160 | 14 | 0 | 0 | 0 | 0 | 0 | 0 | 0 | 0 | 0 | 0 | 0 | 0 | 0 | 0 | 0 | 0 | 0 | 0 | 0 | 0 | 0 | 0 | 0 | 0 | 0 | 0 | 0 | 0 | 0 | 0 | 0 | 0 | 0 | 0 | 0 | 0 | 0 | 0 | 0 | 0 | 0 | 0 | 0 | 0
Cancelled | US | Texas RE |  |  | 22INR0230 |  |  | EIFFEL SOLAR POI 2 |  | PV | SUN |  | Solar | 2022-06-01 |  | 200 | 160 | 14 | 0 | 0 | 0 | 0 | 0 | 0 | 0 | 0 | 0 | 0 | 0 | 0 | 0 | 0 | 0 | 0 | 0 | 0 | 0 | 0 | 0 | 0 | 0 | 0 | 0 | 0 | 0 | 0 | 0 | 0 | 0 | 0 | 0 | 0 | 0 | 0 | 0 | 0 | 0 | 0 | 0 | 0 | 0 | 0
Cancelled | US | Texas RE |  |  | 22INR0248 |  |  | GREAT KISKADEE SOLAR |  | PV | SUN |  | Solar | 2022-12-31 |  | 200 | 160 | 14 | 0 | 0 | 0 | 0 | 0 | 0 | 0 | 0 | 0 | 0 | 0 | 0 | 0 | 0 | 0 | 0 | 0 | 0 | 0 | 0 | 0 | 0 | 0 | 0 | 0 | 0 | 0 | 0 | 0 | 0 | 0 | 0 | 0 | 0 | 0 | 0 | 0 | 0 | 0 | 0 | 0 | 0 | 0 | 0
Cancelled | US | Texas RE |  |  | 22INR0256 |  |  | AMSTERDAM STORAGE |  | BA | MWH |  | Other | 2022-06-01 |  | 200 | 0 | 0 | 0 | 0 | 0 | 0 | 0 | 0 | 0 | 0 | 0 | 0 | 0 | 0 | 0 | 0 | 0 | 0 | 0 | 0 | 0 | 0 | 0 | 0 | 0 | 0 | 0 | 0 | 0 | 0 | 0 | 0 | 0 | 0 | 0 | 0 | 0 | 0 | 0 | 0 | 0 | 0 | 0 | 0 | 0 | 0
Cancelled | US | Texas RE |  |  | 22INR0258 |  |  | SLAMA STORAGE |  | BA | MWH |  | Other | 2022-06-01 |  | 200 | 0 | 0 | 0 | 0 | 0 | 0 | 0 | 0 | 0 | 0 | 0 | 0 | 0 | 0 | 0 | 0 | 0 | 0 | 0 | 0 | 0 | 0 | 0 | 0 | 0 | 0 | 0 | 0 | 0 | 0 | 0 | 0 | 0 | 0 | 0 | 0 | 0 | 0 | 0 | 0 | 0 | 0 | 0 | 0 | 0 | 0
Cancelled | US | Texas RE |  |  | 22INR0259 |  |  | HAT CREEK STORAGE |  | BA | MWH |  | Other | 2022-06-01 |  | 200 | 0 | 0 | 0 | 0 | 0 | 0 | 0 | 0 | 0 | 0 | 0 | 0 | 0 | 0 | 0 | 0 | 0 | 0 | 0 | 0 | 0 | 0 | 0 | 0 | 0 | 0 | 0 | 0 | 0 | 0 | 0 | 0 | 0 | 0 | 0 | 0 | 0 | 0 | 0 | 0 | 0 | 0 | 0 | 0 | 0 | 0
Cancelled | US | Texas RE |  |  | 22INR0282 |  |  | ALCHI SOLAR |  | PV | SUN |  | Solar | 2022-10-31 |  | 200 | 160 | 14 | 0 | 0 | 0 | 0 | 0 | 0 | 0 | 0 | 0 | 0 | 0 | 0 | 0 | 0 | 0 | 0 | 0 | 0 | 0 | 0 | 0 | 0 | 0 | 0 | 0 | 0 | 0 | 0 | 0 | 0 | 0 | 0 | 0 | 0 | 0 | 0 | 0 | 0 | 0 | 0 | 0 | 0 | 0 | 0
Cancelled | US | Texas RE |  |  | 22INR0309 |  |  | ROOKE RANCH SOLAR |  | PV | SUN |  | Solar | 2022-12-15 |  | 200 | 160 | 14 | 0 | 0 | 0 | 0 | 0 | 0 | 0 | 0 | 0 | 0 | 0 | 0 | 0 | 0 | 0 | 0 | 0 | 0 | 0 | 0 | 0 | 0 | 0 | 0 | 0 | 0 | 0 | 0 | 0 | 0 | 0 | 0 | 0 | 0 | 0 | 0 | 0 | 0 | 0 | 0 | 0 | 0 | 0 | 0
Cancelled | US | Texas RE |  |  | 23INR0001 |  |  | LA ROSA SOLAR 3 |  | PV | SUN |  | Solar | 2023-06-30 |  | 200 | 160 | 14 | 0 | 0 | 0 | 0 | 0 | 0 | 0 | 0 | 0 | 0 | 0 | 0 | 0 | 0 | 0 | 0 | 0 | 0 | 0 | 0 | 0 | 0 | 0 | 0 | 0 | 0 | 0 | 0 | 0 | 0 | 0 | 0 | 0 | 0 | 0 | 0 | 0 | 0 | 0 | 0 | 0 | 0 | 0 | 0
Cancelled | US | Texas RE |  |  | 23INR0005 |  |  | BLUE JAY II SOLAR |  | PV | SUN |  | Solar | 2023-04-01 |  | 200 | 160 | 14 | 0 | 0 | 0 | 0 | 0 | 0 | 0 | 0 | 0 | 0 | 0 | 0 | 0 | 0 | 0 | 0 | 0 | 0 | 0 | 0 | 0 | 0 | 0 | 0 | 0 | 0 | 0 | 0 | 0 | 0 | 0 | 0 | 0 | 0 | 0 | 0 | 0 | 0 | 0 | 0 | 0 | 0 | 0 | 0
Cancelled | US | Texas RE |  |  | 23INR0022 |  |  | BRANGUS STORAGE |  | BA | MWH |  | Other | 2023-06-01 |  | 200 | 0 | 0 | 0 | 0 | 0 | 0 | 0 | 0 | 0 | 0 | 0 | 0 | 0 | 0 | 0 | 0 | 0 | 0 | 0 | 0 | 0 | 0 | 0 | 0 | 0 | 0 | 0 | 0 | 0 | 0 | 0 | 0 | 0 | 0 | 0 | 0 | 0 | 0 | 0 | 0 | 0 | 0 | 0 | 0 | 0 | 0
Cancelled | US | Texas RE |  |  | 23INR0023 |  |  | BEEBRUSH SOLAR |  | PV | SUN |  | Solar | 2023-12-31 |  | 200 | 160 | 14 | 0 | 0 | 0 | 0 | 0 | 0 | 0 | 0 | 0 | 0 | 0 | 0 | 0 | 0 | 0 | 0 | 0 | 0 | 0 | 0 | 0 | 0 | 0 | 0 | 0 | 0 | 0 | 0 | 0 | 0 | 0 | 0 | 0 | 0 | 0 | 0 | 0 | 0 | 0 | 0 | 0 | 0 | 0 | 0
Cancelled | US | Texas RE |  |  | 23INR0037 |  |  | SILVERLEAF SOLAR |  | PV | SUN |  | Solar | 2023-12-31 |  | 200 | 160 | 14 | 0 | 0 | 0 | 0 | 0 | 0 | 0 | 0 | 0 | 0 | 0 | 0 | 0 | 0 | 0 | 0 | 0 | 0 | 0 | 0 | 0 | 0 | 0 | 0 | 0 | 0 | 0 | 0 | 0 | 0 | 0 | 0 | 0 | 0 | 0 | 0 | 0 | 0 | 0 | 0 | 0 | 0 | 0 | 0
Cancelled | US | Texas RE |  |  | 15INR0071 |  |  | BUFFALO WIND 2 |  | WT | WND |  | Wind | 2017-03-31 |  | 199 | 57.71 | 67.66 | 0 | 0 | 0 | 0 | 0 | 0 | 0 | 0 | 0 | 0 | 0 | 0 | 0 | 0 | 0 | 0 | 0 | 0 | 0 | 0 | 0 | 0 | 0 | 0 | 0 | 0 | 0 | 0 | 0 | 0 | 0 | 0 | 0 | 0 | 0 | 0 | 0 | 0 | 0 | 0 | 0 | 0 | 0 | 0
Cancelled | US | Texas RE |  |  | 16INR0011c |  |  | GULF OFFSHORE WIND 3 |  | WT | WND |  | Wind | 2018-12-31 |  | 198 | 120.78 | 93.06 | 0 | 0 | 0 | 0 | 0 | 0 | 0 | 0 | 0 | 0 | 0 | 0 | 0 | 0 | 0 | 0 | 0 | 0 | 0 | 0 | 0 | 0 | 0 | 0 | 0 | 0 | 0 | 0 | 0 | 0 | 0 | 0 | 0 | 0 | 0 | 0 | 0 | 0 | 0 | 0 | 0 | 0 | 0 | 0
Cancelled | US | Texas RE |  |  | 16INR0011d |  |  | GULF OFFSHORE WIND 4 |  | WT | WND |  | Wind | 2019-12-31 |  | 198 | 120.78 | 93.06 | 0 | 0 | 0 | 0 | 0 | 0 | 0 | 0 | 0 | 0 | 0 | 0 | 0 | 0 | 0 | 0 | 0 | 0 | 0 | 0 | 0 | 0 | 0 | 0 | 0 | 0 | 0 | 0 | 0 | 0 | 0 | 0 | 0 | 0 | 0 | 0 | 0 | 0 | 0 | 0 | 0 | 0 | 0 | 0
Cancelled | US | Texas RE |  |  | 21INR0386 |  |  | TWIN CREEKS SOLAR |  | PV | SUN |  | Solar | 2021-10-15 |  | 198 | 158.4 | 13.86 | 0 | 0 | 0 | 0 | 0 | 0 | 0 | 0 | 0 | 0 | 0 | 0 | 0 | 0 | 0 | 0 | 0 | 0 | 0 | 0 | 0 | 0 | 0 | 0 | 0 | 0 | 0 | 0 | 0 | 0 | 0 | 0 | 0 | 0 | 0 | 0 | 0 | 0 | 0 | 0 | 0 | 0 | 0 | 0
Cancelled | US | Texas RE |  |  | 15INR0017 |  |  | COLETO CREEK 2 |  | CT | NG | 0 | Natural Gas and Other Gases | 2015-06-01 |  | 195 | 195 | 195 | 0 | 0 | 0 | 0 | 0 | 0 | 0 | 0 | 0 | 0 | 0 | 0 | 0 | 0 | 0 | 0 | 0 | 0 | 0 | 0 | 0 | 0 | 0 | 0 | 0 | 0 | 0 | 0 | 0 | 0 | 0 | 0 | 0 | 0 | 0 | 0 | 0 | 0 | 0 | 0 | 0 | 0 | 0 | 0
Cancelled | US | Texas RE |  |  | 15INR0018 |  |  | WHARTON COUNTY 2 |  | CT | NG | 0 | Natural Gas and Other Gases | 2015-06-01 |  | 195 | 195 | 195 | 0 | 0 | 0 | 0 | 0 | 0 | 0 | 0 | 0 | 0 | 0 | 0 | 0 | 0 | 0 | 0 | 0 | 0 | 0 | 0 | 0 | 0 | 0 | 0 | 0 | 0 | 0 | 0 | 0 | 0 | 0 | 0 | 0 | 0 | 0 | 0 | 0 | 0 | 0 | 0 | 0 | 0 | 0 | 0
Cancelled | US | Texas RE |  |  | 15INR0019 |  |  | WISE COUNTY 2 |  | CT | NG | 0 | Natural Gas and Other Gases | 2015-06-01 |  | 195 | 195 | 195 | 0 | 0 | 0 | 0 | 0 | 0 | 0 | 0 | 0 | 0 | 0 | 0 | 0 | 0 | 0 | 0 | 0 | 0 | 0 | 0 | 0 | 0 | 0 | 0 | 0 | 0 | 0 | 0 | 0 | 0 | 0 | 0 | 0 | 0 | 0 | 0 | 0 | 0 | 0 | 0 | 0 | 0 | 0 | 0
Cancelled | US | Texas RE |  |  | 15INR0076 |  |  | WHARTON COUNTY POWER 2 |  | CT | NG | 0 | Natural Gas and Other Gases | 2017-06-01 |  | 195 | 195 | 195 | 0 | 0 | 0 | 0 | 0 | 0 | 0 | 0 | 0 | 0 | 0 | 0 | 0 | 0 | 0 | 0 | 0 | 0 | 0 | 0 | 0 | 0 | 0 | 0 | 0 | 0 | 0 | 0 | 0 | 0 | 0 | 0 | 0 | 0 | 0 | 0 | 0 | 0 | 0 | 0 | 0 | 0 | 0 | 0
Cancelled | US | Texas RE |  |  | 16INR0047 |  |  | COLETO CREEK POWER 2 |  | CT | NG | 0 | Natural Gas and Other Gases | 2017-06-01 |  | 195 | 195 | 195 | 0 | 0 | 0 | 0 | 0 | 0 | 0 | 0 | 0 | 0 | 0 | 0 | 0 | 0 | 0 | 0 | 0 | 0 | 0 | 0 | 0 | 0 | 0 | 0 | 0 | 0 | 0 | 0 | 0 | 0 | 0 | 0 | 0 | 0 | 0 | 0 | 0 | 0 | 0 | 0 | 0 | 0 | 0 | 0
Cancelled | US | Texas RE |  |  | 20INR0041 |  |  | WATUSI SOLAR |  | PV | SUN |  | Solar | 2020-12-31 |  | 195 | 156 | 13.65 | 0 | 0 | 0 | 0 | 0 | 0 | 0 | 0 | 0 | 0 | 0 | 0 | 0 | 0 | 0 | 0 | 0 | 0 | 0 | 0 | 0 | 0 | 0 | 0 | 0 | 0 | 0 | 0 | 0 | 0 | 0 | 0 | 0 | 0 | 0 | 0 | 0 | 0 | 0 | 0 | 0 | 0 | 0 | 0
Cancelled | US | Texas RE |  |  | 08INR0038 |  |  | M BAR WIND |  | WT | WND |  | Wind | 2050-12-31 01:00 |  | 194 | 36.86 | 38.8 | 0 | 0 | 0 | 0 | 0 | 0 | 0 | 0 | 0 | 0 | 0 | 0 | 0 | 0 | 0 | 0 | 0 | 0 | 0 | 0 | 0 | 0 | 0 | 0 | 0 | 0 | 0 | 0 | 0 | 0 | 0 | 0 | 0 | 0 | 0 | 0 | 0 | 0 | 0 | 0 | 0 | 0 | 0 | 0
Cancelled | US | Texas RE |  |  | 14INR0073 |  |  | GIM CHANNELVIEW COGENERATION LYCHEM |  | CC | NG | 0 | Natural Gas and Other Gases | 2014-04-01 |  | 192 | 0 | 192 | 0 | 0 | 0 | 0 | 0 | 0 | 0 | 0 | 0 | 0 | 0 | 0 | 0 | 0 | 0 | 0 | 0 | 0 | 0 | 0 | 0 | 0 | 0 | 0 | 0 | 0 | 0 | 0 | 0 | 0 | 0 | 0 | 0 | 0 | 0 | 0 | 0 | 0 | 0 | 0 | 0 | 0 | 0 | 0
Cancelled | US | Texas RE |  |  | 14INR0017 |  |  | CHANNEL ENERGY CENTER 345KV CT |  | CC | NG | 0 | Natural Gas and Other Gases | 2050-12-31 |  | 190 | 190 | 190 | 0 | 0 | 0 | 0 | 0 | 0 | 0 | 0 | 0 | 0 | 0 | 0 | 0 | 0 | 0 | 0 | 0 | 0 | 0 | 0 | 0 | 0 | 0 | 0 | 0 | 0 | 0 | 0 | 0 | 0 | 0 | 0 | 0 | 0 | 0 | 0 | 0 | 0 | 0 | 0 | 0 | 0 | 0 | 0
Cancelled | US | Texas RE |  |  | 21INR0279 |  |  | BIG SKY SOLAR |  | PV | SUN |  | Solar | 2021-03-31 |  | 190 | 152 | 13.3 | 0 | 0 | 0 | 0 | 0 | 0 | 0 | 0 | 0 | 0 | 0 | 0 | 0 | 0 | 0 | 0 | 0 | 0 | 0 | 0 | 0 | 0 | 0 | 0 | 0 | 0 | 0 | 0 | 0 | 0 | 0 | 0 | 0 | 0 | 0 | 0 | 0 | 0 | 0 | 0 | 0 | 0 | 0 | 0
Cancelled | US | Texas RE |  |  | 13INR0005c |  |  | GRANDVIEW W 3 |  | WT | WND |  | Wind | 2019-12-15 |  | 188 | 54.375 | 63.75 | 0 | 0 | 0 | 0 | 0 | 0 | 0 | 0 | 0 | 0 | 0 | 0 | 0 | 0 | 0 | 0 | 0 | 0 | 0 | 0 | 0 | 0 | 0 | 0 | 0 | 0 | 0 | 0 | 0 | 0 | 0 | 0 | 0 | 0 | 0 | 0 | 0 | 0 | 0 | 0 | 0 | 0 | 0 | 0
Cancelled | US | Texas RE |  |  | 21INR0358 |  |  | BAHIA GRANDE SOLAR |  | PV | SUN |  | Solar | 2021-06-01 |  | 186.5 | 149.2 | 13.055 | 0 | 0 | 0 | 0 | 0 | 0 | 0 | 0 | 0 | 0 | 0 | 0 | 0 | 0 | 0 | 0 | 0 | 0 | 0 | 0 | 0 | 0 | 0 | 0 | 0 | 0 | 0 | 0 | 0 | 0 | 0 | 0 | 0 | 0 | 0 | 0 | 0 | 0 | 0 | 0 | 0 | 0 | 0 | 0
Cancelled | US | Texas RE |  |  | 17INR0065 |  |  | CAPRICORN III REPOWER |  | WT | WND |  | Wind | 2020-06-30 |  | 186 | 35.34 | 0 | 0 | 0 | 0 | 0 | 0 | 0 | 0 | 0 | 0 | 0 | 0 | 0 | 0 | 0 | 0 | 0 | 0 | 0 | 0 | 0 | 0 | 0 | 0 | 0 | 0 | 0 | 0 | 0 | 0 | 0 | 0 | 0 | 0 | 0 | 0 | 0 | 0 | 0 | 0 | 0 | 0 | 0 | 0 | 0
Cancelled | US | Texas RE |  |  | 10INR0066 |  |  | SUN TOWER Y1 |  | ST | SUN |  | Solar | 2050-12-31 |  | 184 | 147.2 | 12.88 | 0 | 0 | 0 | 0 | 0 | 0 | 0 | 0 | 0 | 0 | 0 | 0 | 0 | 0 | 0 | 0 | 0 | 0 | 0 | 0 | 0 | 0 | 0 | 0 | 0 | 0 | 0 | 0 | 0 | 0 | 0 | 0 | 0 | 0 | 0 | 0 | 0 | 0 | 0 | 0 | 0 | 0 | 0 | 0
Cancelled | US | Texas RE |  |  | 10INR0067 |  |  | SUN TOWER Y2 |  | ST | SUN |  | Solar | 2050-12-31 |  | 184 | 147.2 | 12.88 | 0 | 0 | 0 | 0 | 0 | 0 | 0 | 0 | 0 | 0 | 0 | 0 | 0 | 0 | 0 | 0 | 0 | 0 | 0 | 0 | 0 | 0 | 0 | 0 | 0 | 0 | 0 | 0 | 0 | 0 | 0 | 0 | 0 | 0 | 0 | 0 | 0 | 0 | 0 | 0 | 0 | 0 | 0 | 0
Cancelled | US | Texas RE |  |  | 10INR0068 |  |  | SUN TOWER Y3 |  | ST | SUN |  | Solar | 2050-12-31 |  | 184 | 147.2 | 12.88 | 0 | 0 | 0 | 0 | 0 | 0 | 0 | 0 | 0 | 0 | 0 | 0 | 0 | 0 | 0 | 0 | 0 | 0 | 0 | 0 | 0 | 0 | 0 | 0 | 0 | 0 | 0 | 0 | 0 | 0 | 0 | 0 | 0 | 0 | 0 | 0 | 0 | 0 | 0 | 0 | 0 | 0 | 0 | 0
Cancelled | US | Texas RE |  |  | 17INR0058 |  |  | HORSE HOLLOW II REPOWER |  | WT | WND |  | Wind | 2020-06-30 |  | 184 | 34.96 | 0 | 0 | 0 | 0 | 0 | 0 | 0 | 0 | 0 | 0 | 0 | 0 | 0 | 0 | 0 | 0 | 0 | 0 | 0 | 0 | 0 | 0 | 0 | 0 | 0 | 0 | 0 | 0 | 0 | 0 | 0 | 0 | 0 | 0 | 0 | 0 | 0 | 0 | 0 | 0 | 0 | 0 | 0 | 0 | 0
Cancelled | US | Texas RE |  |  | 19INR0015 |  |  | CROCKETT SOLAR |  | PV | SUN |  | Solar | 2019-12-31 |  | 184 | 144 | 12.6 | 0 | 0 | 0 | 0 | 0 | 0 | 0 | 0 | 0 | 0 | 0 | 0 | 0 | 0 | 0 | 0 | 0 | 0 | 0 | 0 | 0 | 0 | 0 | 0 | 0 | 0 | 0 | 0 | 0 | 0 | 0 | 0 | 0 | 0 | 0 | 0 | 0 | 0 | 0 | 0 | 0 | 0 | 0 | 0
Cancelled | US | Texas RE |  |  | 07INR0025 |  |  | AIRTRICITY LAMESA WIND PLANT |  | WT | WND |  | Wind | 2050-12-31 |  | 183 | 34.77 | 36.6 | 0 | 0 | 0 | 0 | 0 | 0 | 0 | 0 | 0 | 0 | 0 | 0 | 0 | 0 | 0 | 0 | 0 | 0 | 0 | 0 | 0 | 0 | 0 | 0 | 0 | 0 | 0 | 0 | 0 | 0 | 0 | 0 | 0 | 0 | 0 | 0 | 0 | 0 | 0 | 0 | 0 | 0 | 0 | 0
Cancelled | US | Texas RE |  |  | 08INR0014 |  |  | AIRTRICITY VENADO WIND ENERGY PROJECT |  | WT | WND |  | Wind | 2050-12-31 |  | 183 | 34.77 | 36.6 | 0 | 0 | 0 | 0 | 0 | 0 | 0 | 0 | 0 | 0 | 0 | 0 | 0 | 0 | 0 | 0 | 0 | 0 | 0 | 0 | 0 | 0 | 0 | 0 | 0 | 0 | 0 | 0 | 0 | 0 | 0 | 0 | 0 | 0 | 0 | 0 | 0 | 0 | 0 | 0 | 0 | 0 | 0 | 0
Cancelled | US | Texas RE |  |  | 19INR0129 |  |  | FLATLAND SOLAR |  | PV | SUN |  | Solar | 2023-06-01 |  | 182.2 | 145.76 | 12.754 | 0 | 0 | 0 | 0 | 0 | 0 | 0 | 0 | 0 | 0 | 0 | 0 | 0 | 0 | 0 | 0 | 0 | 0 | 0 | 0 | 0 | 0 | 0 | 0 | 0 | 0 | 0 | 0 | 0 | 0 | 0 | 0 | 0 | 0 | 0 | 0 | 0 | 0 | 0 | 0 | 0 | 0 | 0 | 0
Cancelled | US | Texas RE |  |  | 07INR0015 |  |  | BEAVER POINT WINDFARM |  | WT | WND |  | Wind | 2050-12-31 |  | 180 | 34.2 | 36 | 0 | 0 | 0 | 0 | 0 | 0 | 0 | 0 | 0 | 0 | 0 | 0 | 0 | 0 | 0 | 0 | 0 | 0 | 0 | 0 | 0 | 0 | 0 | 0 | 0 | 0 | 0 | 0 | 0 | 0 | 0 | 0 | 0 | 0 | 0 | 0 | 0 | 0 | 0 | 0 | 0 | 0 | 0 | 0
Cancelled | US | Texas RE |  |  | 09INR0025 |  |  | BRADY WIND |  | WT | WND |  | Wind | 2050-12-31 |  | 180 | 34.2 | 36 | 0 | 0 | 0 | 0 | 0 | 0 | 0 | 0 | 0 | 0 | 0 | 0 | 0 | 0 | 0 | 0 | 0 | 0 | 0 | 0 | 0 | 0 | 0 | 0 | 0 | 0 | 0 | 0 | 0 | 0 | 0 | 0 | 0 | 0 | 0 | 0 | 0 | 0 | 0 | 0 | 0 | 0 | 0 | 0
Cancelled | US | Texas RE |  |  | 11INR0056 |  |  | CAMPO VENTOSO FARMS WIND |  | WT | WND |  | Wind | 2050-12-31 |  | 180 | 109.8 | 84.6 | 0 | 0 | 0 | 0 | 0 | 0 | 0 | 0 | 0 | 0 | 0 | 0 | 0 | 0 | 0 | 0 | 0 | 0 | 0 | 0 | 0 | 0 | 0 | 0 | 0 | 0 | 0 | 0 | 0 | 0 | 0 | 0 | 0 | 0 | 0 | 0 | 0 | 0 | 0 | 0 | 0 | 0 | 0 | 0
Cancelled | US | Texas RE |  |  | 11INR0082 |  |  | VAL VERDE WIND A |  | WT | WND |  | Wind | 2016-10-01 |  | 180 | 34.2 | 36 | 0 | 0 | 0 | 0 | 0 | 0 | 0 | 0 | 0 | 0 | 0 | 0 | 0 | 0 | 0 | 0 | 0 | 0 | 0 | 0 | 0 | 0 | 0 | 0 | 0 | 0 | 0 | 0 | 0 | 0 | 0 | 0 | 0 | 0 | 0 | 0 | 0 | 0 | 0 | 0 | 0 | 0 | 0 | 0
Cancelled | US | Texas RE |  |  | 12INR0030 |  |  | BIG MESA WINDFARM |  | WT | WND |  | Wind | 2050-12-31 |  | 180 | 34.2 | 36 | 0 | 0 | 0 | 0 | 0 | 0 | 0 | 0 | 0 | 0 | 0 | 0 | 0 | 0 | 0 | 0 | 0 | 0 | 0 | 0 | 0 | 0 | 0 | 0 | 0 | 0 | 0 | 0 | 0 | 0 | 0 | 0 | 0 | 0 | 0 | 0 | 0 | 0 | 0 | 0 | 0 | 0 | 0 | 0
Cancelled | US | Texas RE |  |  | 18INR0027 |  |  | PONWAR SOLAR FARM |  | PV | SUN |  | Solar | 2021-06-01 |  | 180 | 144 | 12.6 | 0 | 0 | 0 | 0 | 0 | 0 | 0 | 0 | 0 | 0 | 0 | 0 | 0 | 0 | 0 | 0 | 0 | 0 | 0 | 0 | 0 | 0 | 0 | 0 | 0 | 0 | 0 | 0 | 0 | 0 | 0 | 0 | 0 | 0 | 0 | 0 | 0 | 0 | 0 | 0 | 0 | 0 | 0 | 0
Cancelled | US | Texas RE |  |  | 19INR0003 |  |  | GALLOWAY SOLAR |  | PV | SUN |  | Solar | 2019-06-01 |  | 180 | 144 | 12.6 | 0 | 0 | 0 | 0 | 0 | 0 | 0 | 0 | 0 | 0 | 0 | 0 | 0 | 0 | 0 | 0 | 0 | 0 | 0 | 0 | 0 | 0 | 0 | 0 | 0 | 0 | 0 | 0 | 0 | 0 | 0 | 0 | 0 | 0 | 0 | 0 | 0 | 0 | 0 | 0 | 0 | 0 | 0 | 0
Cancelled | US | Texas RE |  |  | 19INR0005 |  |  | SENEPOL SOLAR |  | PV | SUN |  | Solar | 2019-12-01 |  | 180 | 144 | 12.6 | 0 | 0 | 0 | 0 | 0 | 0 | 0 | 0 | 0 | 0 | 0 | 0 | 0 | 0 | 0 | 0 | 0 | 0 | 0 | 0 | 0 | 0 | 0 | 0 | 0 | 0 | 0 | 0 | 0 | 0 | 0 | 0 | 0 | 0 | 0 | 0 | 0 | 0 | 0 | 0 | 0 | 0 | 0 | 0
Cancelled | US | Texas RE |  |  | 19INR0020b |  |  | SP-PECOS BEND SOLAR B |  | PV | SUN |  | Solar | 2021-02-01 |  | 180 | 144 | 12.6 | 0 | 0 | 0 | 0 | 0 | 0 | 0 | 0 | 0 | 0 | 0 | 0 | 0 | 0 | 0 | 0 | 0 | 0 | 0 | 0 | 0 | 0 | 0 | 0 | 0 | 0 | 0 | 0 | 0 | 0 | 0 | 0 | 0 | 0 | 0 | 0 | 0 | 0 | 0 | 0 | 0 | 0 | 0 | 0
Cancelled | US | Texas RE |  |  | 19INR0020c |  |  | SP-PECOS BEND SOLAR C |  | PV | SUN |  | Solar | 2020-05-15 |  | 180 | 144 | 12.6 | 0 | 0 | 0 | 0 | 0 | 0 | 0 | 0 | 0 | 0 | 0 | 0 | 0 | 0 | 0 | 0 | 0 | 0 | 0 | 0 | 0 | 0 | 0 | 0 | 0 | 0 | 0 | 0 | 0 | 0 | 0 | 0 | 0 | 0 | 0 | 0 | 0 | 0 | 0 | 0 | 0 | 0 | 0 | 0
Cancelled | US | Texas RE |  |  | 19INR0170 |  |  | APPALOOSA RUN WIND |  | WT | WND |  | Wind | 2019-12-31 |  | 180 | 34.2 | 36 | 0 | 0 | 0 | 0 | 0 | 0 | 0 | 0 | 0 | 0 | 0 | 0 | 0 | 0 | 0 | 0 | 0 | 0 | 0 | 0 | 0 | 0 | 0 | 0 | 0 | 0 | 0 | 0 | 0 | 0 | 0 | 0 | 0 | 0 | 0 | 0 | 0 | 0 | 0 | 0 | 0 | 0 | 0 | 0
Cancelled | US | Texas RE |  |  | 21INR0242 |  |  | LOOKING GLASS SOLAR |  | PV | SUN |  | Solar | 2021-04-01 |  | 180 | 144 | 12.6 | 0 | 0 | 0 | 0 | 0 | 0 | 0 | 0 | 0 | 0 | 0 | 0 | 0 | 0 | 0 | 0 | 0 | 0 | 0 | 0 | 0 | 0 | 0 | 0 | 0 | 0 | 0 | 0 | 0 | 0 | 0 | 0 | 0 | 0 | 0 | 0 | 0 | 0 | 0 | 0 | 0 | 0 | 0 | 0
Cancelled | US | Texas RE |  |  | 19INR0138 |  |  | BUFFALO GAP 4 |  | WT | WND |  | Wind | 2020-09-01 |  | 175 | 33.25 | 35 | 0 | 0 | 0 | 0 | 0 | 0 | 0 | 0 | 0 | 0 | 0 | 0 | 0 | 0 | 0 | 0 | 0 | 0 | 0 | 0 | 0 | 0 | 0 | 0 | 0 | 0 | 0 | 0 | 0 | 0 | 0 | 0 | 0 | 0 | 0 | 0 | 0 | 0 | 0 | 0 | 0 | 0 | 0 | 0
Cancelled | US | Texas RE |  |  | 19INR0172 |  |  | DILLON GULCH WIND |  | WT | WND |  | Wind | 2020-12-15 |  | 175 | 33.25 | 35 | 0 | 0 | 0 | 0 | 0 | 0 | 0 | 0 | 0 | 0 | 0 | 0 | 0 | 0 | 0 | 0 | 0 | 0 | 0 | 0 | 0 | 0 | 0 | 0 | 0 | 0 | 0 | 0 | 0 | 0 | 0 | 0 | 0 | 0 | 0 | 0 | 0 | 0 | 0 | 0 | 0 | 0 | 0 | 0
Cancelled | US | Texas RE |  |  | 21INR0211 |  |  | COBARRUBIAS SOLAR |  | PV | SUN |  | Solar | 2021-12-31 |  | 175 | 140 | 12.25 | 0 | 0 | 0 | 0 | 0 | 0 | 0 | 0 | 0 | 0 | 0 | 0 | 0 | 0 | 0 | 0 | 0 | 0 | 0 | 0 | 0 | 0 | 0 | 0 | 0 | 0 | 0 | 0 | 0 | 0 | 0 | 0 | 0 | 0 | 0 | 0 | 0 | 0 | 0 | 0 | 0 | 0 | 0 | 0
Cancelled | US | Texas RE |  |  | 20INR0123 |  |  | MUCHO VIENTO WIND 1 |  | WT | WND |  | Wind | 2020-12-31 |  | 174 | 33.06 | 34.8 | 0 | 0 | 0 | 0 | 0 | 0 | 0 | 0 | 0 | 0 | 0 | 0 | 0 | 0 | 0 | 0 | 0 | 0 | 0 | 0 | 0 | 0 | 0 | 0 | 0 | 0 | 0 | 0 | 0 | 0 | 0 | 0 | 0 | 0 | 0 | 0 | 0 | 0 | 0 | 0 | 0 | 0 | 0 | 0
Cancelled | US | Texas RE |  |  | 11INR0053 |  |  | MOUNTAIN VIEW WIND |  | WT | WND |  | Wind | 2050-12-31 |  | 173 | 32.87 | 34.6 | 0 | 0 | 0 | 0 | 0 | 0 | 0 | 0 | 0 | 0 | 0 | 0 | 0 | 0 | 0 | 0 | 0 | 0 | 0 | 0 | 0 | 0 | 0 | 0 | 0 | 0 | 0 | 0 | 0 | 0 | 0 | 0 | 0 | 0 | 0 | 0 | 0 | 0 | 0 | 0 | 0 | 0 | 0 | 0
Cancelled | US | Texas RE |  |  | 08INR0016 |  |  | FULCRUM COGENERATION LP |  | CC | NG | 0 | Natural Gas and Other Gases | 2050-12-31 01:00 |  | 172 | 170 | 170 | 0 | 0 | 0 | 0 | 0 | 0 | 0 | 0 | 0 | 0 | 0 | 0 | 0 | 0 | 0 | 0 | 0 | 0 | 0 | 0 | 0 | 0 | 0 | 0 | 0 | 0 | 0 | 0 | 0 | 0 | 0 | 0 | 0 | 0 | 0 | 0 | 0 | 0 | 0 | 0 | 0 | 0 | 0 | 0
Cancelled | US | Texas RE |  |  | 10INR0033a |  |  | SALT FORK WIND FARM PH 1 |  | WT | WND |  | Wind | 2014-12-01 |  | 171 | 49.59 | 58.14 | 0 | 0 | 0 | 0 | 0 | 0 | 0 | 0 | 0 | 0 | 0 | 0 | 0 | 0 | 0 | 0 | 0 | 0 | 0 | 0 | 0 | 0 | 0 | 0 | 0 | 0 | 0 | 0 | 0 | 0 | 0 | 0 | 0 | 0 | 0 | 0 | 0 | 0 | 0 | 0 | 0 | 0 | 0 | 0
Cancelled | US | Texas RE |  |  | 10INR0042 |  |  | MASON MOUNTAIN WIND 1 |  | WT | WND |  | Wind | 2050-12-31 01:00 |  | 170 | 32.3 | 34 | 0 | 0 | 0 | 0 | 0 | 0 | 0 | 0 | 0 | 0 | 0 | 0 | 0 | 0 | 0 | 0 | 0 | 0 | 0 | 0 | 0 | 0 | 0 | 0 | 0 | 0 | 0 | 0 | 0 | 0 | 0 | 0 | 0 | 0 | 0 | 0 | 0 | 0 | 0 | 0 | 0 | 0 | 0 | 0
Cancelled | US | Texas RE |  |  | 10INR0050 |  |  | LIVE OAK WINDFARM |  | WT | WND |  | Wind | 2050-12-31 |  | 170 | 32.3 | 34 | 0 | 0 | 0 | 0 | 0 | 0 | 0 | 0 | 0 | 0 | 0 | 0 | 0 | 0 | 0 | 0 | 0 | 0 | 0 | 0 | 0 | 0 | 0 | 0 | 0 | 0 | 0 | 0 | 0 | 0 | 0 | 0 | 0 | 0 | 0 | 0 | 0 | 0 | 0 | 0 | 0 | 0 | 0 | 0
Cancelled | US | Texas RE |  |  | 19INR0154 |  |  | YTURRIA RANCH WIND |  | WT | WND |  | Wind | 2019-09-01 |  | 169.2 | 103.212 | 79.524 | 0 | 0 | 0 | 0 | 0 | 0 | 0 | 0 | 0 | 0 | 0 | 0 | 0 | 0 | 0 | 0 | 0 | 0 | 0 | 0 | 0 | 0 | 0 | 0 | 0 | 0 | 0 | 0 | 0 | 0 | 0 | 0 | 0 | 0 | 0 | 0 | 0 | 0 | 0 | 0 | 0 | 0 | 0 | 0
Cancelled | US | Texas RE |  |  | 21INR0385 |  |  | BURRO SOLAR |  | PV | SUN |  | Solar | 2021-10-31 |  | 167 | 133.6 | 11.69 | 0 | 0 | 0 | 0 | 0 | 0 | 0 | 0 | 0 | 0 | 0 | 0 | 0 | 0 | 0 | 0 | 0 | 0 | 0 | 0 | 0 | 0 | 0 | 0 | 0 | 0 | 0 | 0 | 0 | 0 | 0 | 0 | 0 | 0 | 0 | 0 | 0 | 0 | 0 | 0 | 0 | 0 | 0 | 0
Cancelled | US | Texas RE |  |  | 07INR0004 |  |  | PAMPA ENERGY CENTER |  | ST | BIT | 0 | Coal | 2050-12-31 |  | 165 | 165 | 165 | 0 | 0 | 0 | 0 | 0 | 0 | 0 | 0 | 0 | 0 | 0 | 0 | 0 | 0 | 0 | 0 | 0 | 0 | 0 | 0 | 0 | 0 | 0 | 0 | 0 | 0 | 0 | 0 | 0 | 0 | 0 | 0 | 0 | 0 | 0 | 0 | 0 | 0 | 0 | 0 | 0 | 0 | 0 | 0
Cancelled | US | Texas RE |  |  | 12INR0021 |  |  | CARTA VALLEY WIND |  | WT | WND |  | Wind | 2050-12-31 |  | 165 | 31.35 | 33 | 0 | 0 | 0 | 0 | 0 | 0 | 0 | 0 | 0 | 0 | 0 | 0 | 0 | 0 | 0 | 0 | 0 | 0 | 0 | 0 | 0 | 0 | 0 | 0 | 0 | 0 | 0 | 0 | 0 | 0 | 0 | 0 | 0 | 0 | 0 | 0 | 0 | 0 | 0 | 0 | 0 | 0 | 0 | 0
Cancelled | US | Texas RE |  |  | 20INR0111 |  |  | DUSKY SOLAR |  | PV | SUN |  | Solar | 2020-12-30 |  | 165 | 132 | 11.55 | 0 | 0 | 0 | 0 | 0 | 0 | 0 | 0 | 0 | 0 | 0 | 0 | 0 | 0 | 0 | 0 | 0 | 0 | 0 | 0 | 0 | 0 | 0 | 0 | 0 | 0 | 0 | 0 | 0 | 0 | 0 | 0 | 0 | 0 | 0 | 0 | 0 | 0 | 0 | 0 | 0 | 0 | 0 | 0
Cancelled | US | Texas RE |  |  | 21INR0277 |  |  | SHIRO SOLAR |  | PV | SUN |  | Solar | 2021-06-01 |  | 165 | 132 | 11.55 | 0 | 0 | 0 | 0 | 0 | 0 | 0 | 0 | 0 | 0 | 0 | 0 | 0 | 0 | 0 | 0 | 0 | 0 | 0 | 0 | 0 | 0 | 0 | 0 | 0 | 0 | 0 | 0 | 0 | 0 | 0 | 0 | 0 | 0 | 0 | 0 | 0 | 0 | 0 | 0 | 0 | 0 | 0 | 0
Cancelled | US | Texas RE |  |  | 21INR0399 |  |  | RED SPRINGS SOLAR |  | PV | SUN |  | Solar | 2021-08-01 |  | 165 | 132 | 11.55 | 0 | 0 | 0 | 0 | 0 | 0 | 0 | 0 | 0 | 0 | 0 | 0 | 0 | 0 | 0 | 0 | 0 | 0 | 0 | 0 | 0 | 0 | 0 | 0 | 0 | 0 | 0 | 0 | 0 | 0 | 0 | 0 | 0 | 0 | 0 | 0 | 0 | 0 | 0 | 0 | 0 | 0 | 0 | 0
Cancelled | US | Texas RE |  |  | 21INR0438 |  |  | CAPROCK STORAGE |  | BA | MWH |  | Other | 2021-12-31 |  | 162 | 0 | 0 | 0 | 0 | 0 | 0 | 0 | 0 | 0 | 0 | 0 | 0 | 0 | 0 | 0 | 0 | 0 | 0 | 0 | 0 | 0 | 0 | 0 | 0 | 0 | 0 | 0 | 0 | 0 | 0 | 0 | 0 | 0 | 0 | 0 | 0 | 0 | 0 | 0 | 0 | 0 | 0 | 0 | 0 | 0 | 0
Cancelled | US | Texas RE |  |  | 14INR0067 |  |  | LONGHORN SOUTH |  | WT | WND |  | Wind | 2014-12-31 |  | 161 | 0 | 32.2 | 0 | 0 | 0 | 0 | 0 | 0 | 0 | 0 | 0 | 0 | 0 | 0 | 0 | 0 | 0 | 0 | 0 | 0 | 0 | 0 | 0 | 0 | 0 | 0 | 0 | 0 | 0 | 0 | 0 | 0 | 0 | 0 | 0 | 0 | 0 | 0 | 0 | 0 | 0 | 0 | 0 | 0 | 0 | 0
Cancelled | US | Texas RE |  |  | 19INR0108 |  |  | WIT RANCH WIND |  | WT | WND |  | Wind | 2019-12-31 |  | 160.6 | 30.514 | 32.12 | 0 | 0 | 0 | 0 | 0 | 0 | 0 | 0 | 0 | 0 | 0 | 0 | 0 | 0 | 0 | 0 | 0 | 0 | 0 | 0 | 0 | 0 | 0 | 0 | 0 | 0 | 0 | 0 | 0 | 0 | 0 | 0 | 0 | 0 | 0 | 0 | 0 | 0 | 0 | 0 | 0 | 0 | 0 | 0
Cancelled | US | Texas RE |  |  | 06INR0018 |  |  | CHOCOLATE BAYOU WIND |  | WT | WND |  | Wind | 2050-12-31 |  | 160 | 97.6 | 75.2 | 0 | 0 | 0 | 0 | 0 | 0 | 0 | 0 | 0 | 0 | 0 | 0 | 0 | 0 | 0 | 0 | 0 | 0 | 0 | 0 | 0 | 0 | 0 | 0 | 0 | 0 | 0 | 0 | 0 | 0 | 0 | 0 | 0 | 0 | 0 | 0 | 0 | 0 | 0 | 0 | 0 | 0 | 0 | 0
Cancelled | US | Texas RE |  |  | 06INR0030 |  |  | TX23 |  | WT | WND |  | Wind | 2014-04-09 |  | 160 | 30.4 | 32 | 0 | 0 | 0 | 0 | 0 | 0 | 0 | 0 | 0 | 0 | 0 | 0 | 0 | 0 | 0 | 0 | 0 | 0 | 0 | 0 | 0 | 0 | 0 | 0 | 0 | 0 | 0 | 0 | 0 | 0 | 0 | 0 | 0 | 0 | 0 | 0 | 0 | 0 | 0 | 0 | 0 | 0 | 0 | 0
Cancelled | US | Texas RE |  |  | 06INR0032 |  |  | TX-27 |  | WT | WND |  | Wind | 2050-12-31 |  | 160 | 30.4 | 32 | 0 | 0 | 0 | 0 | 0 | 0 | 0 | 0 | 0 | 0 | 0 | 0 | 0 | 0 | 0 | 0 | 0 | 0 | 0 | 0 | 0 | 0 | 0 | 0 | 0 | 0 | 0 | 0 | 0 | 0 | 0 | 0 | 0 | 0 | 0 | 0 | 0 | 0 | 0 | 0 | 0 | 0 | 0 | 0
Cancelled | US | Texas RE |  |  | 06INR0033 |  |  | TX-28 |  | WT | WND |  | Wind | 2050-12-31 |  | 160 | 30.4 | 32 | 0 | 0 | 0 | 0 | 0 | 0 | 0 | 0 | 0 | 0 | 0 | 0 | 0 | 0 | 0 | 0 | 0 | 0 | 0 | 0 | 0 | 0 | 0 | 0 | 0 | 0 | 0 | 0 | 0 | 0 | 0 | 0 | 0 | 0 | 0 | 0 | 0 | 0 | 0 | 0 | 0 | 0 | 0 | 0
Cancelled | US | Texas RE |  |  | 08INR0034 |  |  | STAR MOUNTAIN |  | WT | WND |  | Wind | 2050-12-31 01:00 |  | 160 | 30.4 | 32 | 0 | 0 | 0 | 0 | 0 | 0 | 0 | 0 | 0 | 0 | 0 | 0 | 0 | 0 | 0 | 0 | 0 | 0 | 0 | 0 | 0 | 0 | 0 | 0 | 0 | 0 | 0 | 0 | 0 | 0 | 0 | 0 | 0 | 0 | 0 | 0 | 0 | 0 | 0 | 0 | 0 | 0 | 0 | 0
Cancelled | US | Texas RE |  |  | 13INR0012 |  |  | LONG HORN WIND ENERGY CENTER |  | WT | WND |  | Wind | 2050-12-31 |  | 160 | 46.4 | 54.4 | 0 | 0 | 0 | 0 | 0 | 0 | 0 | 0 | 0 | 0 | 0 | 0 | 0 | 0 | 0 | 0 | 0 | 0 | 0 | 0 | 0 | 0 | 0 | 0 | 0 | 0 | 0 | 0 | 0 | 0 | 0 | 0 | 0 | 0 | 0 | 0 | 0 | 0 | 0 | 0 | 0 | 0 | 0 | 0
Cancelled | US | Texas RE |  |  | 13INR0033 |  |  | SPINNING SPUR WIND TWO |  | WT | WND |  | Wind | 2050-12-31 |  | 160 | 46.4 | 54.4 | 0 | 0 | 0 | 0 | 0 | 0 | 0 | 0 | 0 | 0 | 0 | 0 | 0 | 0 | 0 | 0 | 0 | 0 | 0 | 0 | 0 | 0 | 0 | 0 | 0 | 0 | 0 | 0 | 0 | 0 | 0 | 0 | 0 | 0 | 0 | 0 | 0 | 0 | 0 | 0 | 0 | 0 | 0 | 0
Cancelled | US | Texas RE |  |  | 14INR0008 |  |  | RED LAKE WIND GENERATION |  | WT | WND |  | Wind | 2050-12-31 |  | 160 | 46.4 | 54.4 | 0 | 0 | 0 | 0 | 0 | 0 | 0 | 0 | 0 | 0 | 0 | 0 | 0 | 0 | 0 | 0 | 0 | 0 | 0 | 0 | 0 | 0 | 0 | 0 | 0 | 0 | 0 | 0 | 0 | 0 | 0 | 0 | 0 | 0 | 0 | 0 | 0 | 0 | 0 | 0 | 0 | 0 | 0 | 0
Cancelled | US | Texas RE |  |  | 14INR0023b |  |  | LHORN (LONGHORN SOUTH W) |  | WT | WND |  | Wind | 2018-12-01 |  | 160 | 46.4 | 54.4 | 0 | 0 | 0 | 0 | 0 | 0 | 0 | 0 | 0 | 0 | 0 | 0 | 0 | 0 | 0 | 0 | 0 | 0 | 0 | 0 | 0 | 0 | 0 | 0 | 0 | 0 | 0 | 0 | 0 | 0 | 0 | 0 | 0 | 0 | 0 | 0 | 0 | 0 | 0 | 0 | 0 | 0 | 0 | 0
Cancelled | US | Texas RE |  |  | 15INR0028 |  |  | FREESTONE CHILLERS |  | CC | NG | 0 | Natural Gas and Other Gases | 2016-06-01 |  | 160 | 160 | 160 | 0 | 0 | 0 | 0 | 0 | 0 | 0 | 0 | 0 | 0 | 0 | 0 | 0 | 0 | 0 | 0 | 0 | 0 | 0 | 0 | 0 | 0 | 0 | 0 | 0 | 0 | 0 | 0 | 0 | 0 | 0 | 0 | 0 | 0 | 0 | 0 | 0 | 0 | 0 | 0 | 0 | 0 | 0 | 0
Cancelled | US | Texas RE |  |  | 20INR0058 |  |  | LONGHORN SOUTH |  | WT | WND |  | Wind | 2020-12-31 |  | 160 | 46.4 | 54.4 | 0 | 0 | 0 | 0 | 0 | 0 | 0 | 0 | 0 | 0 | 0 | 0 | 0 | 0 | 0 | 0 | 0 | 0 | 0 | 0 | 0 | 0 | 0 | 0 | 0 | 0 | 0 | 0 | 0 | 0 | 0 | 0 | 0 | 0 | 0 | 0 | 0 | 0 | 0 | 0 | 0 | 0 | 0 | 0
Cancelled | US | Texas RE |  |  | 22INR0255 |  |  | COPANO WIND |  | WT | WND |  | Wind | 2022-10-31 |  | 159 | 96.99 | 74.73 | 0 | 0 | 0 | 0 | 0 | 0 | 0 | 0 | 0 | 0 | 0 | 0 | 0 | 0 | 0 | 0 | 0 | 0 | 0 | 0 | 0 | 0 | 0 | 0 | 0 | 0 | 0 | 0 | 0 | 0 | 0 | 0 | 0 | 0 | 0 | 0 | 0 | 0 | 0 | 0 | 0 | 0 | 0 | 0
Cancelled | US | Texas RE |  |  | 13INR0020b |  |  | RATTLESNAKE W 2 |  | WT | WND |  | Wind | 2020-05-06 |  | 158 | 30.02 | 31.6 | 0 | 0 | 0 | 0 | 0 | 0 | 0 | 0 | 0 | 0 | 0 | 0 | 0 | 0 | 0 | 0 | 0 | 0 | 0 | 0 | 0 | 0 | 0 | 0 | 0 | 0 | 0 | 0 | 0 | 0 | 0 | 0 | 0 | 0 | 0 | 0 | 0 | 0 | 0 | 0 | 0 | 0 | 0 | 0
Cancelled | US | Texas RE |  |  | 15INR0063b |  |  | EASTER WIND B |  | WT | WND |  | Wind | 2020-10-31 |  | 153 | 44.225 | 51.85 | 0 | 0 | 0 | 0 | 0 | 0 | 0 | 0 | 0 | 0 | 0 | 0 | 0 | 0 | 0 | 0 | 0 | 0 | 0 | 0 | 0 | 0 | 0 | 0 | 0 | 0 | 0 | 0 | 0 | 0 | 0 | 0 | 0 | 0 | 0 | 0 | 0 | 0 | 0 | 0 | 0 | 0 | 0 | 0
Cancelled | US | Texas RE |  |  | 21INR0383 |  |  | ICARUS SOLAR |  | PV | SUN |  | Solar | 2021-03-31 |  | 152.64 | 122.112 | 10.6848 | 0 | 0 | 0 | 0 | 0 | 0 | 0 | 0 | 0 | 0 | 0 | 0 | 0 | 0 | 0 | 0 | 0 | 0 | 0 | 0 | 0 | 0 | 0 | 0 | 0 | 0 | 0 | 0 | 0 | 0 | 0 | 0 | 0 | 0 | 0 | 0 | 0 | 0 | 0 | 0 | 0 | 0 | 0 | 0
Cancelled | US | Texas RE |  |  | 21INR0232 |  |  | COWBOY SOLAR (CANCELLED) |  | PV | SUN |  | Solar | 2021-01-01 |  | 152.49 | 121.992 | 10.6743 | 0 | 0 | 0 | 0 | 0 | 0 | 0 | 0 | 0 | 0 | 0 | 0 | 0 | 0 | 0 | 0 | 0 | 0 | 0 | 0 | 0 | 0 | 0 | 0 | 0 | 0 | 0 | 0 | 0 | 0 | 0 | 0 | 0 | 0 | 0 | 0 | 0 | 0 | 0 | 0 | 0 | 0 | 0 | 0
Cancelled | US | Texas RE |  |  | 20INR0226 |  |  | TIMBERWOLF POI A SOLAR |  | PV | SUN |  | Solar | 2022-12-01 |  | 152.11 | 121.688 | 10.6477 | 0 | 0 | 0 | 0 | 0 | 0 | 0 | 0 | 0 | 0 | 0 | 0 | 0 | 0 | 0 | 0 | 0 | 0 | 0 | 0 | 0 | 0 | 0 | 0 | 0 | 0 | 0 | 0 | 0 | 0 | 0 | 0 | 0 | 0 | 0 | 0 | 0 | 0 | 0 | 0 | 0 | 0 | 0 | 0
Cancelled | US | Texas RE |  |  | 21INR0245 |  |  | TOUCAN SOLAR |  | PV | SUN |  | Solar | 2022-01-15 |  | 152.03 | 121.624 | 10.6421 | 0 | 0 | 0 | 0 | 0 | 0 | 0 | 0 | 0 | 0 | 0 | 0 | 0 | 0 | 0 | 0 | 0 | 0 | 0 | 0 | 0 | 0 | 0 | 0 | 0 | 0 | 0 | 0 | 0 | 0 | 0 | 0 | 0 | 0 | 0 | 0 | 0 | 0 | 0 | 0 | 0 | 0 | 0 | 0
Cancelled | US | Texas RE |  |  | 13INR0056b |  |  | FLUVANNA RENEWABLE 2 |  | WT | WND |  | Wind | 2018-10-01 |  | 152 | 28.823 | 30.34 | 0 | 0 | 0 | 0 | 0 | 0 | 0 | 0 | 0 | 0 | 0 | 0 | 0 | 0 | 0 | 0 | 0 | 0 | 0 | 0 | 0 | 0 | 0 | 0 | 0 | 0 | 0 | 0 | 0 | 0 | 0 | 0 | 0 | 0 | 0 | 0 | 0 | 0 | 0 | 0 | 0 | 0 | 0 | 0
Cancelled | US | Texas RE |  |  | 19INR0115 |  |  | BLACKWATER DRAW SOLAR |  | PV | SUN |  | Solar | 2021-12-31 |  | 152 | 121.52 | 10.633 | 0 | 0 | 0 | 0 | 0 | 0 | 0 | 0 | 0 | 0 | 0 | 0 | 0 | 0 | 0 | 0 | 0 | 0 | 0 | 0 | 0 | 0 | 0 | 0 | 0 | 0 | 0 | 0 | 0 | 0 | 0 | 0 | 0 | 0 | 0 | 0 | 0 | 0 | 0 | 0 | 0 | 0 | 0 | 0
Cancelled | US | Texas RE |  |  | 20INR0017 |  |  | COOKE WIND |  | WT | WND |  | Wind | 2020-10-31 |  | 152 | 28.88 | 30.4 | 0 | 0 | 0 | 0 | 0 | 0 | 0 | 0 | 0 | 0 | 0 | 0 | 0 | 0 | 0 | 0 | 0 | 0 | 0 | 0 | 0 | 0 | 0 | 0 | 0 | 0 | 0 | 0 | 0 | 0 | 0 | 0 | 0 | 0 | 0 | 0 | 0 | 0 | 0 | 0 | 0 | 0 | 0 | 0
Cancelled | US | Texas RE |  |  | 21INR0352 |  |  | YELLOW LIGHT SOLAR |  | PV | SUN |  | Solar | 2022-05-07 |  | 151.75 | 121.4 | 10.6225 | 0 | 0 | 0 | 0 | 0 | 0 | 0 | 0 | 0 | 0 | 0 | 0 | 0 | 0 | 0 | 0 | 0 | 0 | 0 | 0 | 0 | 0 | 0 | 0 | 0 | 0 | 0 | 0 | 0 | 0 | 0 | 0 | 0 | 0 | 0 | 0 | 0 | 0 | 0 | 0 | 0 | 0 | 0 | 0
Cancelled | US | Texas RE |  |  | 21INR0270 |  |  | NIGHTINGALE SOLAR |  | PV | SUN |  | Solar | 2022-03-04 |  | 151.64 | 121.312 | 10.6148 | 0 | 0 | 0 | 0 | 0 | 0 | 0 | 0 | 0 | 0 | 0 | 0 | 0 | 0 | 0 | 0 | 0 | 0 | 0 | 0 | 0 | 0 | 0 | 0 | 0 | 0 | 0 | 0 | 0 | 0 | 0 | 0 | 0 | 0 | 0 | 0 | 0 | 0 | 0 | 0 | 0 | 0 | 0 | 0
Cancelled | US | Texas RE |  |  | 21INR0266 |  |  | BLACKBIRD SOLAR |  | PV | SUN |  | Solar | 2022-02-11 |  | 151.55 | 121.24 | 10.6085 | 0 | 0 | 0 | 0 | 0 | 0 | 0 | 0 | 0 | 0 | 0 | 0 | 0 | 0 | 0 | 0 | 0 | 0 | 0 | 0 | 0 | 0 | 0 | 0 | 0 | 0 | 0 | 0 | 0 | 0 | 0 | 0 | 0 | 0 | 0 | 0 | 0 | 0 | 0 | 0 | 0 | 0 | 0 | 0
Cancelled | US | Texas RE |  |  | 22INR0539 |  |  | SIBYL 2 ENERGY STORAGE |  | BA | MWH |  | Other | 2022-06-01 |  | 151.52 | 0 | 0 | 0 | 0 | 0 | 0 | 0 | 0 | 0 | 0 | 0 | 0 | 0 | 0 | 0 | 0 | 0 | 0 | 0 | 0 | 0 | 0 | 0 | 0 | 0 | 0 | 0 | 0 | 0 | 0 | 0 | 0 | 0 | 0 | 0 | 0 | 0 | 0 | 0 | 0 | 0 | 0 | 0 | 0 | 0 | 0
Cancelled | US | Texas RE |  |  | 20INR0027 |  |  | LAVACA WIND |  | WT | WND |  | Wind | 2020-03-01 |  | 151.2 | 92.232 | 71.064 | 0 | 0 | 0 | 0 | 0 | 0 | 0 | 0 | 0 | 0 | 0 | 0 | 0 | 0 | 0 | 0 | 0 | 0 | 0 | 0 | 0 | 0 | 0 | 0 | 0 | 0 | 0 | 0 | 0 | 0 | 0 | 0 | 0 | 0 | 0 | 0 | 0 | 0 | 0 | 0 | 0 | 0 | 0 | 0
Cancelled | US | Texas RE |  |  | 20INR0140 |  |  | PINE SPRINGS SOLAR |  | PV | SUN |  | Solar | 2021-12-31 |  | 151.2 | 120.96 | 10.584 | 0 | 0 | 0 | 0 | 0 | 0 | 0 | 0 | 0 | 0 | 0 | 0 | 0 | 0 | 0 | 0 | 0 | 0 | 0 | 0 | 0 | 0 | 0 | 0 | 0 | 0 | 0 | 0 | 0 | 0 | 0 | 0 | 0 | 0 | 0 | 0 | 0 | 0 | 0 | 0 | 0 | 0 | 0 | 0
Cancelled | US | Texas RE |  |  | 14INR0006 |  |  | RIO BLANCO WINDFARM |  | WT | WND |  | Wind | 2014-10-01 |  | 151 | 43.79 | 51.34 | 0 | 0 | 0 | 0 | 0 | 0 | 0 | 0 | 0 | 0 | 0 | 0 | 0 | 0 | 0 | 0 | 0 | 0 | 0 | 0 | 0 | 0 | 0 | 0 | 0 | 0 | 0 | 0 | 0 | 0 | 0 | 0 | 0 | 0 | 0 | 0 | 0 | 0 | 0 | 0 | 0 | 0 | 0 | 0
Cancelled | US | Texas RE |  |  | 08INR0009 |  |  | TRINITY WIND PROJECT |  | WT | WND |  | Wind | 2050-12-31 |  | 150 | 28.5 | 30 | 0 | 0 | 0 | 0 | 0 | 0 | 0 | 0 | 0 | 0 | 0 | 0 | 0 | 0 | 0 | 0 | 0 | 0 | 0 | 0 | 0 | 0 | 0 | 0 | 0 | 0 | 0 | 0 | 0 | 0 | 0 | 0 | 0 | 0 | 0 | 0 | 0 | 0 | 0 | 0 | 0 | 0 | 0 | 0
Cancelled | US | Texas RE |  |  | 08INR0043 |  |  | CHERRY MOUNTAIN |  | WT | WND |  | Wind | 2050-12-31 |  | 150 | 28.5 | 30 | 0 | 0 | 0 | 0 | 0 | 0 | 0 | 0 | 0 | 0 | 0 | 0 | 0 | 0 | 0 | 0 | 0 | 0 | 0 | 0 | 0 | 0 | 0 | 0 | 0 | 0 | 0 | 0 | 0 | 0 | 0 | 0 | 0 | 0 | 0 | 0 | 0 | 0 | 0 | 0 | 0 | 0 | 0 | 0
Cancelled | US | Texas RE |  |  | 08INR0045 |  |  | MENARD |  | WT | WND |  | Wind | 2050-12-31 |  | 150 | 28.5 | 30 | 0 | 0 | 0 | 0 | 0 | 0 | 0 | 0 | 0 | 0 | 0 | 0 | 0 | 0 | 0 | 0 | 0 | 0 | 0 | 0 | 0 | 0 | 0 | 0 | 0 | 0 | 0 | 0 | 0 | 0 | 0 | 0 | 0 | 0 | 0 | 0 | 0 | 0 | 0 | 0 | 0 | 0 | 0 | 0
Cancelled | US | Texas RE |  |  | 09INR0065 |  |  | VAQUILLAS WIND FARM |  | WT | WND |  | Wind | 2050-12-31 |  | 150 | 28.5 | 30 | 0 | 0 | 0 | 0 | 0 | 0 | 0 | 0 | 0 | 0 | 0 | 0 | 0 | 0 | 0 | 0 | 0 | 0 | 0 | 0 | 0 | 0 | 0 | 0 | 0 | 0 | 0 | 0 | 0 | 0 | 0 | 0 | 0 | 0 | 0 | 0 | 0 | 0 | 0 | 0 | 0 | 0 | 0 | 0
Cancelled | US | Texas RE |  |  | 10INR0016 |  |  | TEXAS ROSE II |  | WT | WND |  | Wind | 2050-12-31 |  | 150 | 43.5 | 51 | 0 | 0 | 0 | 0 | 0 | 0 | 0 | 0 | 0 | 0 | 0 | 0 | 0 | 0 | 0 | 0 | 0 | 0 | 0 | 0 | 0 | 0 | 0 | 0 | 0 | 0 | 0 | 0 | 0 | 0 | 0 | 0 | 0 | 0 | 0 | 0 | 0 | 0 | 0 | 0 | 0 | 0 | 0 | 0
Cancelled | US | Texas RE |  |  | 11INR0031 |  |  | MASON MOUNTAIN WIND 2 |  | WT | WND |  | Wind | 2050-12-31 01:00 |  | 150 | 28.5 | 30 | 0 | 0 | 0 | 0 | 0 | 0 | 0 | 0 | 0 | 0 | 0 | 0 | 0 | 0 | 0 | 0 | 0 | 0 | 0 | 0 | 0 | 0 | 0 | 0 | 0 | 0 | 0 | 0 | 0 | 0 | 0 | 0 | 0 | 0 | 0 | 0 | 0 | 0 | 0 | 0 | 0 | 0 | 0 | 0
Cancelled | US | Texas RE |  |  | 12INR0033 |  |  | CAP ROCK POWER |  | WT | WND |  | Wind | 2050-12-31 |  | 150 | 43.5 | 51 | 0 | 0 | 0 | 0 | 0 | 0 | 0 | 0 | 0 | 0 | 0 | 0 | 0 | 0 | 0 | 0 | 0 | 0 | 0 | 0 | 0 | 0 | 0 | 0 | 0 | 0 | 0 | 0 | 0 | 0 | 0 | 0 | 0 | 0 | 0 | 0 | 0 | 0 | 0 | 0 | 0 | 0 | 0 | 0
Cancelled | US | Texas RE |  |  | 12INR0044 |  |  | MUSTANG BAYOU WIND ENERGY CENTER |  | WT | WND |  | Wind | 2050-12-31 |  | 150 | 28.5 | 30 | 0 | 0 | 0 | 0 | 0 | 0 | 0 | 0 | 0 | 0 | 0 | 0 | 0 | 0 | 0 | 0 | 0 | 0 | 0 | 0 | 0 | 0 | 0 | 0 | 0 | 0 | 0 | 0 | 0 | 0 | 0 | 0 | 0 | 0 | 0 | 0 | 0 | 0 | 0 | 0 | 0 | 0 | 0 | 0
Cancelled | US | Texas RE |  |  | 14INR0007 |  |  | PEASE RIVER WIND |  | WT | WND |  | Wind | 2050-12-31 |  | 150 | 43.5 | 51 | 0 | 0 | 0 | 0 | 0 | 0 | 0 | 0 | 0 | 0 | 0 | 0 | 0 | 0 | 0 | 0 | 0 | 0 | 0 | 0 | 0 | 0 | 0 | 0 | 0 | 0 | 0 | 0 | 0 | 0 | 0 | 0 | 0 | 0 | 0 | 0 | 0 | 0 | 0 | 0 | 0 | 0 | 0 | 0
Cancelled | US | Texas RE |  |  | 14INR0020 |  |  | CEDAR CAP WIND |  | WT | WND |  | Wind | 2016-10-31 |  | 150 | 43.5 | 51 | 0 | 0 | 0 | 0 | 0 | 0 | 0 | 0 | 0 | 0 | 0 | 0 | 0 | 0 | 0 | 0 | 0 | 0 | 0 | 0 | 0 | 0 | 0 | 0 | 0 | 0 | 0 | 0 | 0 | 0 | 0 | 0 | 0 | 0 | 0 | 0 | 0 | 0 | 0 | 0 | 0 | 0 | 0 | 0
Cancelled | US | Texas RE |  |  | 14INR0036 |  |  | WTS 1 SOLAR |  | PV | SUN |  | Solar | 2014-06-01 |  | 150 | 120 | 10.5 | 0 | 0 | 0 | 0 | 0 | 0 | 0 | 0 | 0 | 0 | 0 | 0 | 0 | 0 | 0 | 0 | 0 | 0 | 0 | 0 | 0 | 0 | 0 | 0 | 0 | 0 | 0 | 0 | 0 | 0 | 0 | 0 | 0 | 0 | 0 | 0 | 0 | 0 | 0 | 0 | 0 | 0 | 0 | 0
Cancelled | US | Texas RE |  |  | 14INR0037 |  |  | FAS 1 SOLAR |  | PV | SUN |  | Solar | 2014-06-01 |  | 150 | 120 | 10.5 | 0 | 0 | 0 | 0 | 0 | 0 | 0 | 0 | 0 | 0 | 0 | 0 | 0 | 0 | 0 | 0 | 0 | 0 | 0 | 0 | 0 | 0 | 0 | 0 | 0 | 0 | 0 | 0 | 0 | 0 | 0 | 0 | 0 | 0 | 0 | 0 | 0 | 0 | 0 | 0 | 0 | 0 | 0 | 0
Cancelled | US | Texas RE |  |  | 14INR0051 |  |  | RDEG ROARING SPRINGS WIND FARM |  | WT | WND |  | Wind | 2014-11-01 |  | 150 | 43.5 | 51 | 0 | 0 | 0 | 0 | 0 | 0 | 0 | 0 | 0 | 0 | 0 | 0 | 0 | 0 | 0 | 0 | 0 | 0 | 0 | 0 | 0 | 0 | 0 | 0 | 0 | 0 | 0 | 0 | 0 | 0 | 0 | 0 | 0 | 0 | 0 | 0 | 0 | 0 | 0 | 0 | 0 | 0 | 0 | 0
Cancelled | US | Texas RE |  |  | 14INR0052 |  |  | JENSEN WIND ENERGY PROJECT |  | WT | WND |  | Wind | 2014-11-01 |  | 150 | 28.5 | 30 | 0 | 0 | 0 | 0 | 0 | 0 | 0 | 0 | 0 | 0 | 0 | 0 | 0 | 0 | 0 | 0 | 0 | 0 | 0 | 0 | 0 | 0 | 0 | 0 | 0 | 0 | 0 | 0 | 0 | 0 | 0 | 0 | 0 | 0 | 0 | 0 | 0 | 0 | 0 | 0 | 0 | 0 | 0 | 0
Cancelled | US | Texas RE |  |  | 14INR0061 |  |  | MASON MOUNTAIN WIND AND SOLAR |  | WT | WND |  | Wind | 2015-11-30 |  | 150 | 28.5 | 30 | 0 | 0 | 0 | 0 | 0 | 0 | 0 | 0 | 0 | 0 | 0 | 0 | 0 | 0 | 0 | 0 | 0 | 0 | 0 | 0 | 0 | 0 | 0 | 0 | 0 | 0 | 0 | 0 | 0 | 0 | 0 | 0 | 0 | 0 | 0 | 0 | 0 | 0 | 0 | 0 | 0 | 0 | 0 | 0
Cancelled | US | Texas RE |  |  | 15INR0065 |  |  | ANSON SOLAR |  | PV | SUN |  | Solar | 2015-12-13 |  | 150 | 120 | 10.5 | 0 | 0 | 0 | 0 | 0 | 0 | 0 | 0 | 0 | 0 | 0 | 0 | 0 | 0 | 0 | 0 | 0 | 0 | 0 | 0 | 0 | 0 | 0 | 0 | 0 | 0 | 0 | 0 | 0 | 0 | 0 | 0 | 0 | 0 | 0 | 0 | 0 | 0 | 0 | 0 | 0 | 0 | 0 | 0
Cancelled | US | Texas RE |  |  | 16INR0021 |  |  | FORT STOCKTON SOLAR |  | PV | SUN |  | Solar | 2017-09-30 |  | 150 | 120 | 10.5 | 0 | 0 | 0 | 0 | 0 | 0 | 0 | 0 | 0 | 0 | 0 | 0 | 0 | 0 | 0 | 0 | 0 | 0 | 0 | 0 | 0 | 0 | 0 | 0 | 0 | 0 | 0 | 0 | 0 | 0 | 0 | 0 | 0 | 0 | 0 | 0 | 0 | 0 | 0 | 0 | 0 | 0 | 0 | 0
Cancelled | US | Texas RE |  |  | 16INR0056 |  |  | SOLAR PRIME TX-10 |  | PV | SUN |  | Solar | 2016-07-15 |  | 150 | 120 | 10.5 | 0 | 0 | 0 | 0 | 0 | 0 | 0 | 0 | 0 | 0 | 0 | 0 | 0 | 0 | 0 | 0 | 0 | 0 | 0 | 0 | 0 | 0 | 0 | 0 | 0 | 0 | 0 | 0 | 0 | 0 | 0 | 0 | 0 | 0 | 0 | 0 | 0 | 0 | 0 | 0 | 0 | 0 | 0 | 0
Cancelled | US | Texas RE |  |  | 16INR0060 |  |  | KING MT II |  | PV | SUN |  | Solar | 2016-12-01 |  | 150 | 120 | 10.5 | 0 | 0 | 0 | 0 | 0 | 0 | 0 | 0 | 0 | 0 | 0 | 0 | 0 | 0 | 0 | 0 | 0 | 0 | 0 | 0 | 0 | 0 | 0 | 0 | 0 | 0 | 0 | 0 | 0 | 0 | 0 | 0 | 0 | 0 | 0 | 0 | 0 | 0 | 0 | 0 | 0 | 0 | 0 | 0
Cancelled | US | Texas RE |  |  | 16INR0066 |  |  | HORSESHOE BEND S |  | PV | SUN |  | Solar | 2017-12-31 |  | 150 | 120 | 10.5 | 0 | 0 | 0 | 0 | 0 | 0 | 0 | 0 | 0 | 0 | 0 | 0 | 0 | 0 | 0 | 0 | 0 | 0 | 0 | 0 | 0 | 0 | 0 | 0 | 0 | 0 | 0 | 0 | 0 | 0 | 0 | 0 | 0 | 0 | 0 | 0 | 0 | 0 | 0 | 0 | 0 | 0 | 0 | 0
Cancelled | US | Texas RE |  |  | 16INR0069 |  |  | AJS SOLAR |  | PV | SUN |  | Solar | 2016-09-30 |  | 150 | 120 | 10.5 | 0 | 0 | 0 | 0 | 0 | 0 | 0 | 0 | 0 | 0 | 0 | 0 | 0 | 0 | 0 | 0 | 0 | 0 | 0 | 0 | 0 | 0 | 0 | 0 | 0 | 0 | 0 | 0 | 0 | 0 | 0 | 0 | 0 | 0 | 0 | 0 | 0 | 0 | 0 | 0 | 0 | 0 | 0 | 0
Cancelled | US | Texas RE |  |  | 16INR0070 |  |  | CLEAR WATER SOLAR |  | PV | SUN |  | Solar | 2016-12-31 |  | 150 | 120 | 10.5 | 0 | 0 | 0 | 0 | 0 | 0 | 0 | 0 | 0 | 0 | 0 | 0 | 0 | 0 | 0 | 0 | 0 | 0 | 0 | 0 | 0 | 0 | 0 | 0 | 0 | 0 | 0 | 0 | 0 | 0 | 0 | 0 | 0 | 0 | 0 | 0 | 0 | 0 | 0 | 0 | 0 | 0 | 0 | 0
Cancelled | US | Texas RE |  |  | 16INR0077 |  |  | ST LAWRENCE SOLAR |  | PV | SUN |  | Solar | 2016-07-01 |  | 150 | 120 | 10.5 | 0 | 0 | 0 | 0 | 0 | 0 | 0 | 0 | 0 | 0 | 0 | 0 | 0 | 0 | 0 | 0 | 0 | 0 | 0 | 0 | 0 | 0 | 0 | 0 | 0 | 0 | 0 | 0 | 0 | 0 | 0 | 0 | 0 | 0 | 0 | 0 | 0 | 0 | 0 | 0 | 0 | 0 | 0 | 0
Cancelled | US | Texas RE |  |  | 16INR0088 |  |  | CULBERSON SOLAR |  | PV | SUN |  | Solar | 2016-12-31 |  | 150 | 120 | 10.5 | 0 | 0 | 0 | 0 | 0 | 0 | 0 | 0 | 0 | 0 | 0 | 0 | 0 | 0 | 0 | 0 | 0 | 0 | 0 | 0 | 0 | 0 | 0 | 0 | 0 | 0 | 0 | 0 | 0 | 0 | 0 | 0 | 0 | 0 | 0 | 0 | 0 | 0 | 0 | 0 | 0 | 0 | 0 | 0
Cancelled | US | Texas RE |  |  | 16INR0100 |  |  | HECATE SOLAR C |  | PV | SUN |  | Solar | 2019-12-31 |  | 150 | 120 | 10.5 | 0 | 0 | 0 | 0 | 0 | 0 | 0 | 0 | 0 | 0 | 0 | 0 | 0 | 0 | 0 | 0 | 0 | 0 | 0 | 0 | 0 | 0 | 0 | 0 | 0 | 0 | 0 | 0 | 0 | 0 | 0 | 0 | 0 | 0 | 0 | 0 | 0 | 0 | 0 | 0 | 0 | 0 | 0 | 0
Cancelled | US | Texas RE |  |  | 16INR0106 |  |  | WHATLEY SOLAR |  | PV | SUN |  | Solar | 2020-12-31 |  | 150 | 120 | 10.5 | 0 | 0 | 0 | 0 | 0 | 0 | 0 | 0 | 0 | 0 | 0 | 0 | 0 | 0 | 0 | 0 | 0 | 0 | 0 | 0 | 0 | 0 | 0 | 0 | 0 | 0 | 0 | 0 | 0 | 0 | 0 | 0 | 0 | 0 | 0 | 0 | 0 | 0 | 0 | 0 | 0 | 0 | 0 | 0
Cancelled | US | Texas RE |  |  | 16INR0113 |  |  | WINKLER SOLAR |  | PV | SUN |  | Solar | 2016-07-01 |  | 150 | 120 | 10.5 | 0 | 0 | 0 | 0 | 0 | 0 | 0 | 0 | 0 | 0 | 0 | 0 | 0 | 0 | 0 | 0 | 0 | 0 | 0 | 0 | 0 | 0 | 0 | 0 | 0 | 0 | 0 | 0 | 0 | 0 | 0 | 0 | 0 | 0 | 0 | 0 | 0 | 0 | 0 | 0 | 0 | 0 | 0 | 0
Cancelled | US | Texas RE |  |  | 16INR0119 |  |  | WAKE SOLAR |  | PV | SUN |  | Solar | 2021-12-31 |  | 150 | 120 | 10.5 | 0 | 0 | 0 | 0 | 0 | 0 | 0 | 0 | 0 | 0 | 0 | 0 | 0 | 0 | 0 | 0 | 0 | 0 | 0 | 0 | 0 | 0 | 0 | 0 | 0 | 0 | 0 | 0 | 0 | 0 | 0 | 0 | 0 | 0 | 0 | 0 | 0 | 0 | 0 | 0 | 0 | 0 | 0 | 0
Cancelled | US | Texas RE |  |  | 17INR0040 |  |  | SP-TX-14 |  | PV | SUN |  | Solar | 2017-09-01 |  | 150 | 119.92 | 10.493 | 0 | 0 | 0 | 0 | 0 | 0 | 0 | 0 | 0 | 0 | 0 | 0 | 0 | 0 | 0 | 0 | 0 | 0 | 0 | 0 | 0 | 0 | 0 | 0 | 0 | 0 | 0 | 0 | 0 | 0 | 0 | 0 | 0 | 0 | 0 | 0 | 0 | 0 | 0 | 0 | 0 | 0 | 0 | 0
Cancelled | US | Texas RE |  |  | 17INR0041 |  |  | SOUTH MESA S+W |  | PV | SUN |  | Solar | 2017-12-01 |  | 150 | 120 | 10.5 | 0 | 0 | 0 | 0 | 0 | 0 | 0 | 0 | 0 | 0 | 0 | 0 | 0 | 0 | 0 | 0 | 0 | 0 | 0 | 0 | 0 | 0 | 0 | 0 | 0 | 0 | 0 | 0 | 0 | 0 | 0 | 0 | 0 | 0 | 0 | 0 | 0 | 0 | 0 | 0 | 0 | 0 | 0 | 0
Cancelled | US | Texas RE |  |  | 17INR0048 |  |  | GREENS BAYOU EXPANSION II |  | CT | NG | 0 | Natural Gas and Other Gases | 2018-06-01 |  | 150 | 149.4 | 149.4 | 0 | 0 | 0 | 0 | 0 | 0 | 0 | 0 | 0 | 0 | 0 | 0 | 0 | 0 | 0 | 0 | 0 | 0 | 0 | 0 | 0 | 0 | 0 | 0 | 0 | 0 | 0 | 0 | 0 | 0 | 0 | 0 | 0 | 0 | 0 | 0 | 0 | 0 | 0 | 0 | 0 | 0 | 0 | 0
Cancelled | US | Texas RE |  |  | 17INR0051 |  |  | PIONEER SOLAR |  | PV | SUN |  | Solar | 2018-06-01 |  | 150 | 120 | 10.5 | 0 | 0 | 0 | 0 | 0 | 0 | 0 | 0 | 0 | 0 | 0 | 0 | 0 | 0 | 0 | 0 | 0 | 0 | 0 | 0 | 0 | 0 | 0 | 0 | 0 | 0 | 0 | 0 | 0 | 0 | 0 | 0 | 0 | 0 | 0 | 0 | 0 | 0 | 0 | 0 | 0 | 0 | 0 | 0
Cancelled | US | Texas RE |  |  | 17INR0064 |  |  | CAPRICORN II REPOWER |  | WT | WND |  | Wind | 2018-11-01 |  | 150 | 28.405 | 0 | 0 | 0 | 0 | 0 | 0 | 0 | 0 | 0 | 0 | 0 | 0 | 0 | 0 | 0 | 0 | 0 | 0 | 0 | 0 | 0 | 0 | 0 | 0 | 0 | 0 | 0 | 0 | 0 | 0 | 0 | 0 | 0 | 0 | 0 | 0 | 0 | 0 | 0 | 0 | 0 | 0 | 0 | 0 | 0
Cancelled | US | Texas RE |  |  | 18INR0022 |  |  | WINKLER SOLAR |  | PV | SUN |  | Solar | 2019-12-31 |  | 150 | 120 | 10.5 | 0 | 0 | 0 | 0 | 0 | 0 | 0 | 0 | 0 | 0 | 0 | 0 | 0 | 0 | 0 | 0 | 0 | 0 | 0 | 0 | 0 | 0 | 0 | 0 | 0 | 0 | 0 | 0 | 0 | 0 | 0 | 0 | 0 | 0 | 0 | 0 | 0 | 0 | 0 | 0 | 0 | 0 | 0 | 0
Cancelled | US | Texas RE |  |  | 18INR0026 |  |  | BOSQUE SOLAR |  | PV | SUN |  | Solar | 2018-10-01 |  | 150 | 120 | 10.5 | 0 | 0 | 0 | 0 | 0 | 0 | 0 | 0 | 0 | 0 | 0 | 0 | 0 | 0 | 0 | 0 | 0 | 0 | 0 | 0 | 0 | 0 | 0 | 0 | 0 | 0 | 0 | 0 | 0 | 0 | 0 | 0 | 0 | 0 | 0 | 0 | 0 | 0 | 0 | 0 | 0 | 0 | 0 | 0
Cancelled | US | Texas RE |  |  | 18INR0036 |  |  | BACON SWITCH SOLAR |  | PV | SUN |  | Solar | 2018-08-25 |  | 150 | 120 | 10.5 | 0 | 0 | 0 | 0 | 0 | 0 | 0 | 0 | 0 | 0 | 0 | 0 | 0 | 0 | 0 | 0 | 0 | 0 | 0 | 0 | 0 | 0 | 0 | 0 | 0 | 0 | 0 | 0 | 0 | 0 | 0 | 0 | 0 | 0 | 0 | 0 | 0 | 0 | 0 | 0 | 0 | 0 | 0 | 0
Cancelled | US | Texas RE |  |  | 19INR0012 |  |  | STEAL EASY WIND |  | WT | WND |  | Wind | 2019-12-31 |  | 150 | 28.5 | 30 | 0 | 0 | 0 | 0 | 0 | 0 | 0 | 0 | 0 | 0 | 0 | 0 | 0 | 0 | 0 | 0 | 0 | 0 | 0 | 0 | 0 | 0 | 0 | 0 | 0 | 0 | 0 | 0 | 0 | 0 | 0 | 0 | 0 | 0 | 0 | 0 | 0 | 0 | 0 | 0 | 0 | 0 | 0 | 0
Cancelled | US | Texas RE |  |  | 19INR0013 |  |  | WASP CREEK WIND |  | WT | WND |  | Wind | 2019-12-31 |  | 150 | 28.5 | 30 | 0 | 0 | 0 | 0 | 0 | 0 | 0 | 0 | 0 | 0 | 0 | 0 | 0 | 0 | 0 | 0 | 0 | 0 | 0 | 0 | 0 | 0 | 0 | 0 | 0 | 0 | 0 | 0 | 0 | 0 | 0 | 0 | 0 | 0 | 0 | 0 | 0 | 0 | 0 | 0 | 0 | 0 | 0 | 0
Cancelled | US | Texas RE |  |  | 19INR0071 |  |  | BLACK WOOD SOLAR |  | PV | SUN |  | Solar | 2019-12-01 |  | 150 | 120 | 10.5 | 0 | 0 | 0 | 0 | 0 | 0 | 0 | 0 | 0 | 0 | 0 | 0 | 0 | 0 | 0 | 0 | 0 | 0 | 0 | 0 | 0 | 0 | 0 | 0 | 0 | 0 | 0 | 0 | 0 | 0 | 0 | 0 | 0 | 0 | 0 | 0 | 0 | 0 | 0 | 0 | 0 | 0 | 0 | 0
Cancelled | US | Texas RE |  |  | 19INR0086 |  |  | TEJAS SOLAR |  | PV | SUN |  | Solar | 2019-12-15 |  | 150 | 120 | 10.5 | 0 | 0 | 0 | 0 | 0 | 0 | 0 | 0 | 0 | 0 | 0 | 0 | 0 | 0 | 0 | 0 | 0 | 0 | 0 | 0 | 0 | 0 | 0 | 0 | 0 | 0 | 0 | 0 | 0 | 0 | 0 | 0 | 0 | 0 | 0 | 0 | 0 | 0 | 0 | 0 | 0 | 0 | 0 | 0
Cancelled | US | Texas RE |  |  | 19INR0105 |  |  | CONCHO VALLEY SOLAR |  | PV | SUN |  | Solar | 2019-12-31 |  | 150 | 120 | 10.5 | 0 | 0 | 0 | 0 | 0 | 0 | 0 | 0 | 0 | 0 | 0 | 0 | 0 | 0 | 0 | 0 | 0 | 0 | 0 | 0 | 0 | 0 | 0 | 0 | 0 | 0 | 0 | 0 | 0 | 0 | 0 | 0 | 0 | 0 | 0 | 0 | 0 | 0 | 0 | 0 | 0 | 0 | 0 | 0
Cancelled | US | Texas RE |  |  | 19INR0109 |  |  | CROCKETT SOLAR |  | PV | SUN |  | Solar | 2019-10-31 |  | 150 | 120 | 10.5 | 0 | 0 | 0 | 0 | 0 | 0 | 0 | 0 | 0 | 0 | 0 | 0 | 0 | 0 | 0 | 0 | 0 | 0 | 0 | 0 | 0 | 0 | 0 | 0 | 0 | 0 | 0 | 0 | 0 | 0 | 0 | 0 | 0 | 0 | 0 | 0 | 0 | 0 | 0 | 0 | 0 | 0 | 0 | 0
Cancelled | US | Texas RE |  |  | 19INR0111 |  |  | TOM GREEN SOLAR |  | PV | SUN |  | Solar | 2021-10-31 |  | 150 | 120 | 10.5 | 0 | 0 | 0 | 0 | 0 | 0 | 0 | 0 | 0 | 0 | 0 | 0 | 0 | 0 | 0 | 0 | 0 | 0 | 0 | 0 | 0 | 0 | 0 | 0 | 0 | 0 | 0 | 0 | 0 | 0 | 0 | 0 | 0 | 0 | 0 | 0 | 0 | 0 | 0 | 0 | 0 | 0 | 0 | 0
Cancelled | US | Texas RE |  |  | 19INR0116 |  |  | KMF WIND |  | WT | WND |  | Wind | 2019-09-01 |  | 150 | 91.5 | 70.5 | 0 | 0 | 0 | 0 | 0 | 0 | 0 | 0 | 0 | 0 | 0 | 0 | 0 | 0 | 0 | 0 | 0 | 0 | 0 | 0 | 0 | 0 | 0 | 0 | 0 | 0 | 0 | 0 | 0 | 0 | 0 | 0 | 0 | 0 | 0 | 0 | 0 | 0 | 0 | 0 | 0 | 0 | 0 | 0
Cancelled | US | Texas RE |  |  | 19INR0122 |  |  | LONE STAR 1 |  | PV | SUN |  | Solar | 2019-06-30 |  | 150 | 120 | 10.5 | 0 | 0 | 0 | 0 | 0 | 0 | 0 | 0 | 0 | 0 | 0 | 0 | 0 | 0 | 0 | 0 | 0 | 0 | 0 | 0 | 0 | 0 | 0 | 0 | 0 | 0 | 0 | 0 | 0 | 0 | 0 | 0 | 0 | 0 | 0 | 0 | 0 | 0 | 0 | 0 | 0 | 0 | 0 | 0
Cancelled | US | Texas RE |  |  | 19INR0171 |  |  | CONCHO VALLEY SOLAR (FIRST POI) |  | PV | SUN |  | Solar | 2021-11-01 |  | 150 | 120 | 10.5 | 0 | 0 | 0 | 0 | 0 | 0 | 0 | 0 | 0 | 0 | 0 | 0 | 0 | 0 | 0 | 0 | 0 | 0 | 0 | 0 | 0 | 0 | 0 | 0 | 0 | 0 | 0 | 0 | 0 | 0 | 0 | 0 | 0 | 0 | 0 | 0 | 0 | 0 | 0 | 0 | 0 | 0 | 0 | 0
Cancelled | US | Texas RE |  |  | 20INR0004 |  |  | SANCO 2 SOLAR |  | PV | SUN |  | Solar | 2020-03-01 |  | 150 | 120 | 10.5 | 0 | 0 | 0 | 0 | 0 | 0 | 0 | 0 | 0 | 0 | 0 | 0 | 0 | 0 | 0 | 0 | 0 | 0 | 0 | 0 | 0 | 0 | 0 | 0 | 0 | 0 | 0 | 0 | 0 | 0 | 0 | 0 | 0 | 0 | 0 | 0 | 0 | 0 | 0 | 0 | 0 | 0 | 0 | 0
Cancelled | US | Texas RE |  |  | 20INR0006 |  |  | BARZONA SOLAR |  | PV | SUN |  | Solar | 2020-03-01 |  | 150 | 120 | 10.5 | 0 | 0 | 0 | 0 | 0 | 0 | 0 | 0 | 0 | 0 | 0 | 0 | 0 | 0 | 0 | 0 | 0 | 0 | 0 | 0 | 0 | 0 | 0 | 0 | 0 | 0 | 0 | 0 | 0 | 0 | 0 | 0 | 0 | 0 | 0 | 0 | 0 | 0 | 0 | 0 | 0 | 0 | 0 | 0
Cancelled | US | Texas RE |  |  | 20INR0063 |  |  | BUCKAROO BEND |  | WT | WND |  | Wind | 2020-12-31 |  | 150 | 28.5 | 30 | 0 | 0 | 0 | 0 | 0 | 0 | 0 | 0 | 0 | 0 | 0 | 0 | 0 | 0 | 0 | 0 | 0 | 0 | 0 | 0 | 0 | 0 | 0 | 0 | 0 | 0 | 0 | 0 | 0 | 0 | 0 | 0 | 0 | 0 | 0 | 0 | 0 | 0 | 0 | 0 | 0 | 0 | 0 | 0
Cancelled | US | Texas RE |  |  | 20INR0103 |  |  | DAWSON |  | CT | NG | 0 | Natural Gas and Other Gases | 2020-05-01 |  | 150 | 150 | 150 | 0 | 0 | 0 | 0 | 0 | 0 | 0 | 0 | 0 | 0 | 0 | 0 | 0 | 0 | 0 | 0 | 0 | 0 | 0 | 0 | 0 | 0 | 0 | 0 | 0 | 0 | 0 | 0 | 0 | 0 | 0 | 0 | 0 | 0 | 0 | 0 | 0 | 0 | 0 | 0 | 0 | 0 | 0 | 0
Cancelled | US | Texas RE |  |  | 20INR0117 |  |  | MJD RANCH |  | PV | SUN |  | Solar | 2020-12-01 |  | 150 | 120 | 10.5 | 0 | 0 | 0 | 0 | 0 | 0 | 0 | 0 | 0 | 0 | 0 | 0 | 0 | 0 | 0 | 0 | 0 | 0 | 0 | 0 | 0 | 0 | 0 | 0 | 0 | 0 | 0 | 0 | 0 | 0 | 0 | 0 | 0 | 0 | 0 | 0 | 0 | 0 | 0 | 0 | 0 | 0 | 0 | 0
Cancelled | US | Texas RE |  |  | 20INR0132 |  |  | ALTAJAC |  | CT | NG | 0 | Natural Gas and Other Gases | 2021-04-01 |  | 150 | 150 | 150 | 0 | 0 | 0 | 0 | 0 | 0 | 0 | 0 | 0 | 0 | 0 | 0 | 0 | 0 | 0 | 0 | 0 | 0 | 0 | 0 | 0 | 0 | 0 | 0 | 0 | 0 | 0 | 0 | 0 | 0 | 0 | 0 | 0 | 0 | 0 | 0 | 0 | 0 | 0 | 0 | 0 | 0 | 0 | 0
Cancelled | US | Texas RE |  |  | 20INR0161 |  |  | DEER CAMP |  | WT | WND |  | Wind | 2020-12-31 |  | 150 | 28.5 | 30 | 0 | 0 | 0 | 0 | 0 | 0 | 0 | 0 | 0 | 0 | 0 | 0 | 0 | 0 | 0 | 0 | 0 | 0 | 0 | 0 | 0 | 0 | 0 | 0 | 0 | 0 | 0 | 0 | 0 | 0 | 0 | 0 | 0 | 0 | 0 | 0 | 0 | 0 | 0 | 0 | 0 | 0 | 0 | 0
Cancelled | US | Texas RE |  |  | 20INR0201 |  |  | SHANGHAI SOLAR |  | PV | SUN |  | Solar | 2020-06-30 |  | 150 | 120 | 10.5 | 0 | 0 | 0 | 0 | 0 | 0 | 0 | 0 | 0 | 0 | 0 | 0 | 0 | 0 | 0 | 0 | 0 | 0 | 0 | 0 | 0 | 0 | 0 | 0 | 0 | 0 | 0 | 0 | 0 | 0 | 0 | 0 | 0 | 0 | 0 | 0 | 0 | 0 | 0 | 0 | 0 | 0 | 0 | 0
Cancelled | US | Texas RE |  |  | 20INR0207 |  |  | OSPREY G1 |  | CT | NG | 0 | Natural Gas and Other Gases | 2020-05-01 |  | 150 | 150 | 150 | 0 | 0 | 0 | 0 | 0 | 0 | 0 | 0 | 0 | 0 | 0 | 0 | 0 | 0 | 0 | 0 | 0 | 0 | 0 | 0 | 0 | 0 | 0 | 0 | 0 | 0 | 0 | 0 | 0 | 0 | 0 | 0 | 0 | 0 | 0 | 0 | 0 | 0 | 0 | 0 | 0 | 0 | 0 | 0
Cancelled | US | Texas RE |  |  | 20INR0211 |  |  | AVOCET |  | CT | NG | 0 | Natural Gas and Other Gases | 2021-03-01 |  | 150 | 150 | 150 | 0 | 0 | 0 | 0 | 0 | 0 | 0 | 0 | 0 | 0 | 0 | 0 | 0 | 0 | 0 | 0 | 0 | 0 | 0 | 0 | 0 | 0 | 0 | 0 | 0 | 0 | 0 | 0 | 0 | 0 | 0 | 0 | 0 | 0 | 0 | 0 | 0 | 0 | 0 | 0 | 0 | 0 | 0 | 0
Cancelled | US | Texas RE |  |  | 20INR0212 |  |  | CURLEW |  | CT | NG | 0 | Natural Gas and Other Gases | 2020-05-01 |  | 150 | 150 | 150 | 0 | 0 | 0 | 0 | 0 | 0 | 0 | 0 | 0 | 0 | 0 | 0 | 0 | 0 | 0 | 0 | 0 | 0 | 0 | 0 | 0 | 0 | 0 | 0 | 0 | 0 | 0 | 0 | 0 | 0 | 0 | 0 | 0 | 0 | 0 | 0 | 0 | 0 | 0 | 0 | 0 | 0 | 0 | 0
Cancelled | US | Texas RE |  |  | 20INR0295 |  |  | MCADOO REPOWER |  | WT | WND |  | Wind | 2020-10-30 |  | 150 | 43.5 | 5.0048 | 0 | 0 | 0 | 0 | 0 | 0 | 0 | 0 | 0 | 0 | 0 | 0 | 0 | 0 | 0 | 0 | 0 | 0 | 0 | 0 | 0 | 0 | 0 | 0 | 0 | 0 | 0 | 0 | 0 | 0 | 0 | 0 | 0 | 0 | 0 | 0 | 0 | 0 | 0 | 0 | 0 | 0 | 0 | 0
Cancelled | US | Texas RE |  |  | 21INR0236 |  |  | OSPREY1 |  | CT | NG | 0 | Natural Gas and Other Gases | 2021-04-01 |  | 150 | 150 | 150 | 0 | 0 | 0 | 0 | 0 | 0 | 0 | 0 | 0 | 0 | 0 | 0 | 0 | 0 | 0 | 0 | 0 | 0 | 0 | 0 | 0 | 0 | 0 | 0 | 0 | 0 | 0 | 0 | 0 | 0 | 0 | 0 | 0 | 0 | 0 | 0 | 0 | 0 | 0 | 0 | 0 | 0 | 0 | 0
Cancelled | US | Texas RE |  |  | 21INR0288 |  |  | NEKKAR SOLAR |  | PV | SUN |  | Solar | 2021-06-30 |  | 150 | 120 | 10.5 | 0 | 0 | 0 | 0 | 0 | 0 | 0 | 0 | 0 | 0 | 0 | 0 | 0 | 0 | 0 | 0 | 0 | 0 | 0 | 0 | 0 | 0 | 0 | 0 | 0 | 0 | 0 | 0 | 0 | 0 | 0 | 0 | 0 | 0 | 0 | 0 | 0 | 0 | 0 | 0 | 0 | 0 | 0 | 0
Cancelled | US | Texas RE |  |  | 21INR0291 |  |  | SATURN 2 WIND |  | WT | WND |  | Wind | 2022-12-31 |  | 150 | 28.5 | 30 | 0 | 0 | 0 | 0 | 0 | 0 | 0 | 0 | 0 | 0 | 0 | 0 | 0 | 0 | 0 | 0 | 0 | 0 | 0 | 0 | 0 | 0 | 0 | 0 | 0 | 0 | 0 | 0 | 0 | 0 | 0 | 0 | 0 | 0 | 0 | 0 | 0 | 0 | 0 | 0 | 0 | 0 | 0 | 0
Cancelled | US | Texas RE |  |  | 21INR0313 |  |  | AMARANTH SOLAR |  | PV | SUN |  | Solar | 2021-06-15 |  | 150 | 120 | 10.5 | 0 | 0 | 0 | 0 | 0 | 0 | 0 | 0 | 0 | 0 | 0 | 0 | 0 | 0 | 0 | 0 | 0 | 0 | 0 | 0 | 0 | 0 | 0 | 0 | 0 | 0 | 0 | 0 | 0 | 0 | 0 | 0 | 0 | 0 | 0 | 0 | 0 | 0 | 0 | 0 | 0 | 0 | 0 | 0
Cancelled | US | Texas RE |  |  | 21INR0315 |  |  | LOLA SOLAR |  | PV | SUN |  | Solar | 2021-07-31 |  | 150 | 120 | 10.5 | 0 | 0 | 0 | 0 | 0 | 0 | 0 | 0 | 0 | 0 | 0 | 0 | 0 | 0 | 0 | 0 | 0 | 0 | 0 | 0 | 0 | 0 | 0 | 0 | 0 | 0 | 0 | 0 | 0 | 0 | 0 | 0 | 0 | 0 | 0 | 0 | 0 | 0 | 0 | 0 | 0 | 0 | 0 | 0
Cancelled | US | Texas RE |  |  | 21INR0316 |  |  | VIRIDIAN SOLAR |  | PV | SUN |  | Solar | 2021-06-30 |  | 150 | 120 | 10.5 | 0 | 0 | 0 | 0 | 0 | 0 | 0 | 0 | 0 | 0 | 0 | 0 | 0 | 0 | 0 | 0 | 0 | 0 | 0 | 0 | 0 | 0 | 0 | 0 | 0 | 0 | 0 | 0 | 0 | 0 | 0 | 0 | 0 | 0 | 0 | 0 | 0 | 0 | 0 | 0 | 0 | 0 | 0 | 0
Cancelled | US | Texas RE |  |  | 21INR0317 |  |  | BYZANTIUM SOLAR |  | PV | SUN |  | Solar | 2021-06-30 |  | 150 | 120 | 10.5 | 0 | 0 | 0 | 0 | 0 | 0 | 0 | 0 | 0 | 0 | 0 | 0 | 0 | 0 | 0 | 0 | 0 | 0 | 0 | 0 | 0 | 0 | 0 | 0 | 0 | 0 | 0 | 0 | 0 | 0 | 0 | 0 | 0 | 0 | 0 | 0 | 0 | 0 | 0 | 0 | 0 | 0 | 0 | 0
Cancelled | US | Texas RE |  |  | 21INR0333 |  |  | GREEN SAPPHIRE SOLAR |  | PV | SUN |  | Solar | 2021-06-30 |  | 150 | 120 | 10.5 | 0 | 0 | 0 | 0 | 0 | 0 | 0 | 0 | 0 | 0 | 0 | 0 | 0 | 0 | 0 | 0 | 0 | 0 | 0 | 0 | 0 | 0 | 0 | 0 | 0 | 0 | 0 | 0 | 0 | 0 | 0 | 0 | 0 | 0 | 0 | 0 | 0 | 0 | 0 | 0 | 0 | 0 | 0 | 0
Cancelled | US | Texas RE |  |  | 21INR0335 |  |  | GARBAJOSA SOLAR |  | PV | SUN |  | Solar | 2021-06-30 |  | 150 | 120 | 10.5 | 0 | 0 | 0 | 0 | 0 | 0 | 0 | 0 | 0 | 0 | 0 | 0 | 0 | 0 | 0 | 0 | 0 | 0 | 0 | 0 | 0 | 0 | 0 | 0 | 0 | 0 | 0 | 0 | 0 | 0 | 0 | 0 | 0 | 0 | 0 | 0 | 0 | 0 | 0 | 0 | 0 | 0 | 0 | 0
Cancelled | US | Texas RE |  |  | 21INR0336 |  |  | BLUE WHALE SOLAR |  | PV | SUN |  | Solar | 2021-06-30 |  | 150 | 120 | 10.5 | 0 | 0 | 0 | 0 | 0 | 0 | 0 | 0 | 0 | 0 | 0 | 0 | 0 | 0 | 0 | 0 | 0 | 0 | 0 | 0 | 0 | 0 | 0 | 0 | 0 | 0 | 0 | 0 | 0 | 0 | 0 | 0 | 0 | 0 | 0 | 0 | 0 | 0 | 0 | 0 | 0 | 0 | 0 | 0
Cancelled | US | Texas RE |  |  | 21INR0337 |  |  | ORCHID SOLAR |  | PV | SUN |  | Solar | 2021-07-31 |  | 150 | 120 | 10.5 | 0 | 0 | 0 | 0 | 0 | 0 | 0 | 0 | 0 | 0 | 0 | 0 | 0 | 0 | 0 | 0 | 0 | 0 | 0 | 0 | 0 | 0 | 0 | 0 | 0 | 0 | 0 | 0 | 0 | 0 | 0 | 0 | 0 | 0 | 0 | 0 | 0 | 0 | 0 | 0 | 0 | 0 | 0 | 0
Cancelled | US | Texas RE |  |  | 21INR0338 |  |  | SPRING GREEN SOLAR |  | PV | SUN |  | Solar | 2021-06-30 |  | 150 | 120 | 10.5 | 0 | 0 | 0 | 0 | 0 | 0 | 0 | 0 | 0 | 0 | 0 | 0 | 0 | 0 | 0 | 0 | 0 | 0 | 0 | 0 | 0 | 0 | 0 | 0 | 0 | 0 | 0 | 0 | 0 | 0 | 0 | 0 | 0 | 0 | 0 | 0 | 0 | 0 | 0 | 0 | 0 | 0 | 0 | 0
Cancelled | US | Texas RE |  |  | 21INR0394 |  |  | HERON1 |  | CT | NG | 0 | Natural Gas and Other Gases | 2021-05-01 |  | 150 | 150 | 150 | 0 | 0 | 0 | 0 | 0 | 0 | 0 | 0 | 0 | 0 | 0 | 0 | 0 | 0 | 0 | 0 | 0 | 0 | 0 | 0 | 0 | 0 | 0 | 0 | 0 | 0 | 0 | 0 | 0 | 0 | 0 | 0 | 0 | 0 | 0 | 0 | 0 | 0 | 0 | 0 | 0 | 0 | 0 | 0
Cancelled | US | Texas RE |  |  | 21INR0439 |  |  | IRON WOLF SOLAR |  | PV | SUN |  | Solar | 2022-12-15 |  | 150 | 120 | 10.5 | 0 | 0 | 0 | 0 | 0 | 0 | 0 | 0 | 0 | 0 | 0 | 0 | 0 | 0 | 0 | 0 | 0 | 0 | 0 | 0 | 0 | 0 | 0 | 0 | 0 | 0 | 0 | 0 | 0 | 0 | 0 | 0 | 0 | 0 | 0 | 0 | 0 | 0 | 0 | 0 | 0 | 0 | 0 | 0
Cancelled | US | Texas RE |  |  | 22INR0277 |  |  | SCHOOLHOUSE SOLAR 345KV POI |  | PV | SUN |  | Solar | 2022-06-01 |  | 150 | 120 | 10.5 | 0 | 0 | 0 | 0 | 0 | 0 | 0 | 0 | 0 | 0 | 0 | 0 | 0 | 0 | 0 | 0 | 0 | 0 | 0 | 0 | 0 | 0 | 0 | 0 | 0 | 0 | 0 | 0 | 0 | 0 | 0 | 0 | 0 | 0 | 0 | 0 | 0 | 0 | 0 | 0 | 0 | 0 | 0 | 0
Cancelled | US | Texas RE |  |  | 23INR0012 |  |  | SUNFLOWER SOLAR |  | PV | SUN |  | Solar | 2023-12-31 |  | 150 | 120 | 10.5 | 0 | 0 | 0 | 0 | 0 | 0 | 0 | 0 | 0 | 0 | 0 | 0 | 0 | 0 | 0 | 0 | 0 | 0 | 0 | 0 | 0 | 0 | 0 | 0 | 0 | 0 | 0 | 0 | 0 | 0 | 0 | 0 | 0 | 0 | 0 | 0 | 0 | 0 | 0 | 0 | 0 | 0 | 0 | 0
Cancelled | US | Texas RE |  |  | 23INR0013 |  |  | NOLAN SOLAR |  | PV | SUN |  | Solar | 2023-06-01 |  | 150 | 120 | 10.5 | 0 | 0 | 0 | 0 | 0 | 0 | 0 | 0 | 0 | 0 | 0 | 0 | 0 | 0 | 0 | 0 | 0 | 0 | 0 | 0 | 0 | 0 | 0 | 0 | 0 | 0 | 0 | 0 | 0 | 0 | 0 | 0 | 0 | 0 | 0 | 0 | 0 | 0 | 0 | 0 | 0 | 0 | 0 | 0
Cancelled | US | Texas RE |  |  | 23INR0034 |  |  | STAGECOACH SOLAR |  | PV | SUN |  | Solar | 2023-12-31 |  | 150 | 120 | 10.5 | 0 | 0 | 0 | 0 | 0 | 0 | 0 | 0 | 0 | 0 | 0 | 0 | 0 | 0 | 0 | 0 | 0 | 0 | 0 | 0 | 0 | 0 | 0 | 0 | 0 | 0 | 0 | 0 | 0 | 0 | 0 | 0 | 0 | 0 | 0 | 0 | 0 | 0 | 0 | 0 | 0 | 0 | 0 | 0
Cancelled | US | Texas RE |  |  | 21INR0451 |  |  | SPARROW SOLAR |  | PV | SUN |  | Solar | 2022-06-10 |  | 149.9 | 119.92 | 10.493 | 0 | 0 | 0 | 0 | 0 | 0 | 0 | 0 | 0 | 0 | 0 | 0 | 0 | 0 | 0 | 0 | 0 | 0 | 0 | 0 | 0 | 0 | 0 | 0 | 0 | 0 | 0 | 0 | 0 | 0 | 0 | 0 | 0 | 0 | 0 | 0 | 0 | 0 | 0 | 0 | 0 | 0 | 0 | 0
Cancelled | US | Texas RE |  |  | 06INR0024 |  |  | MIDWAY WIND PROJECT |  | WT | WND |  | Wind | 2050-12-31 |  | 149 | 28.31 | 29.8 | 0 | 0 | 0 | 0 | 0 | 0 | 0 | 0 | 0 | 0 | 0 | 0 | 0 | 0 | 0 | 0 | 0 | 0 | 0 | 0 | 0 | 0 | 0 | 0 | 0 | 0 | 0 | 0 | 0 | 0 | 0 | 0 | 0 | 0 | 0 | 0 | 0 | 0 | 0 | 0 | 0 | 0 | 0 | 0
Cancelled | US | Texas RE |  |  | 06INR0025 |  |  | STEELE WIND PROJECT |  | WT | WND |  | Wind | 2050-12-31 |  | 149 | 43.21 | 50.66 | 0 | 0 | 0 | 0 | 0 | 0 | 0 | 0 | 0 | 0 | 0 | 0 | 0 | 0 | 0 | 0 | 0 | 0 | 0 | 0 | 0 | 0 | 0 | 0 | 0 | 0 | 0 | 0 | 0 | 0 | 0 | 0 | 0 | 0 | 0 | 0 | 0 | 0 | 0 | 0 | 0 | 0 | 0 | 0
Cancelled | US | Texas RE |  |  | 07INR0031 |  |  | HULLDALE WIND FARM |  | WT | WND |  | Wind | 2050-12-31 |  | 149 | 28.31 | 29.8 | 0 | 0 | 0 | 0 | 0 | 0 | 0 | 0 | 0 | 0 | 0 | 0 | 0 | 0 | 0 | 0 | 0 | 0 | 0 | 0 | 0 | 0 | 0 | 0 | 0 | 0 | 0 | 0 | 0 | 0 | 0 | 0 | 0 | 0 | 0 | 0 | 0 | 0 | 0 | 0 | 0 | 0 | 0 | 0
Cancelled | US | Texas RE |  |  | 08INR0056 |  |  | HORSE HOLLOW III EXPANSION |  | WT | WND |  | Wind | 2050-12-31 |  | 149 | 28.31 | 29.8 | 0 | 0 | 0 | 0 | 0 | 0 | 0 | 0 | 0 | 0 | 0 | 0 | 0 | 0 | 0 | 0 | 0 | 0 | 0 | 0 | 0 | 0 | 0 | 0 | 0 | 0 | 0 | 0 | 0 | 0 | 0 | 0 | 0 | 0 | 0 | 0 | 0 | 0 | 0 | 0 | 0 | 0 | 0 | 0
Cancelled | US | Texas RE |  |  | 10INR0078 |  |  | YGNACIO WINDFARM |  | WT | WND |  | Wind | 2050-12-31 |  | 149 | 28.31 | 29.8 | 0 | 0 | 0 | 0 | 0 | 0 | 0 | 0 | 0 | 0 | 0 | 0 | 0 | 0 | 0 | 0 | 0 | 0 | 0 | 0 | 0 | 0 | 0 | 0 | 0 | 0 | 0 | 0 | 0 | 0 | 0 | 0 | 0 | 0 | 0 | 0 | 0 | 0 | 0 | 0 | 0 | 0 | 0 | 0
Cancelled | US | Texas RE |  |  | 11INR0050 |  |  | MOORE WIND 1 |  | WT | WND |  | Wind | 2015-06-01 |  | 149 | 43.21 | 50.66 | 0 | 0 | 0 | 0 | 0 | 0 | 0 | 0 | 0 | 0 | 0 | 0 | 0 | 0 | 0 | 0 | 0 | 0 | 0 | 0 | 0 | 0 | 0 | 0 | 0 | 0 | 0 | 0 | 0 | 0 | 0 | 0 | 0 | 0 | 0 | 0 | 0 | 0 | 0 | 0 | 0 | 0 | 0 | 0
Cancelled | US | Texas RE |  |  | 12INR0011 |  |  | MUSTANG DRAW |  | WT | WND |  | Wind | 2050-12-31 |  | 149 | 28.31 | 29.8 | 0 | 0 | 0 | 0 | 0 | 0 | 0 | 0 | 0 | 0 | 0 | 0 | 0 | 0 | 0 | 0 | 0 | 0 | 0 | 0 | 0 | 0 | 0 | 0 | 0 | 0 | 0 | 0 | 0 | 0 | 0 | 0 | 0 | 0 | 0 | 0 | 0 | 0 | 0 | 0 | 0 | 0 | 0 | 0
Cancelled | US | Texas RE |  |  | 12INR0049 |  |  | ARROYO VIENTO WIND POWER |  | WT | WND |  | Wind | 2050-12-31 |  | 149 | 90.89 | 70.03 | 0 | 0 | 0 | 0 | 0 | 0 | 0 | 0 | 0 | 0 | 0 | 0 | 0 | 0 | 0 | 0 | 0 | 0 | 0 | 0 | 0 | 0 | 0 | 0 | 0 | 0 | 0 | 0 | 0 | 0 | 0 | 0 | 0 | 0 | 0 | 0 | 0 | 0 | 0 | 0 | 0 | 0 | 0 | 0
Cancelled | US | Texas RE |  |  | 12INR0052 |  |  | STAR MOUNTAIN - AMERICAN VENTUS |  | WT | WND |  | Wind | 2050-12-31 |  | 149 | 28.31 | 29.8 | 0 | 0 | 0 | 0 | 0 | 0 | 0 | 0 | 0 | 0 | 0 | 0 | 0 | 0 | 0 | 0 | 0 | 0 | 0 | 0 | 0 | 0 | 0 | 0 | 0 | 0 | 0 | 0 | 0 | 0 | 0 | 0 | 0 | 0 | 0 | 0 | 0 | 0 | 0 | 0 | 0 | 0 | 0 | 0
Cancelled | US | Texas RE |  |  | 13INR0013 |  |  | LONG POINT ENERGY STORAGE |  | CC | WND |  | Wind | 2050-12-31 |  | 149 | 28.31 | 29.8 | 0 | 0 | 0 | 0 | 0 | 0 | 0 | 0 | 0 | 0 | 0 | 0 | 0 | 0 | 0 | 0 | 0 | 0 | 0 | 0 | 0 | 0 | 0 | 0 | 0 | 0 | 0 | 0 | 0 | 0 | 0 | 0 | 0 | 0 | 0 | 0 | 0 | 0 | 0 | 0 | 0 | 0 | 0 | 0
Cancelled | US | Texas RE |  |  | 15INR0087 |  |  | PLAIN VIEW ORCHARD WIND |  | WT | WND |  | Wind | 2015-11-15 |  | 149 | 0 | 50.66 | 0 | 0 | 0 | 0 | 0 | 0 | 0 | 0 | 0 | 0 | 0 | 0 | 0 | 0 | 0 | 0 | 0 | 0 | 0 | 0 | 0 | 0 | 0 | 0 | 0 | 0 | 0 | 0 | 0 | 0 | 0 | 0 | 0 | 0 | 0 | 0 | 0 | 0 | 0 | 0 | 0 | 0 | 0 | 0
Cancelled | US | Texas RE |  |  | 09INR0054 |  |  | SPUR RIDGE WIND |  | WT | WND |  | Wind | 2050-12-31 |  | 148.5 | 28.215 | 29.7 | 0 | 0 | 0 | 0 | 0 | 0 | 0 | 0 | 0 | 0 | 0 | 0 | 0 | 0 | 0 | 0 | 0 | 0 | 0 | 0 | 0 | 0 | 0 | 0 | 0 | 0 | 0 | 0 | 0 | 0 | 0 | 0 | 0 | 0 | 0 | 0 | 0 | 0 | 0 | 0 | 0 | 0 | 0 | 0
Cancelled | US | Texas RE |  |  | 22INR0221 |  |  | BLUEBONNET SOLAR 2 |  | PV | SUN |  | Solar | 2022-12-31 |  | 148.13 | 118.504 | 10.3691 | 0 | 0 | 0 | 0 | 0 | 0 | 0 | 0 | 0 | 0 | 0 | 0 | 0 | 0 | 0 | 0 | 0 | 0 | 0 | 0 | 0 | 0 | 0 | 0 | 0 | 0 | 0 | 0 | 0 | 0 | 0 | 0 | 0 | 0 | 0 | 0 | 0 | 0 | 0 | 0 | 0 | 0 | 0 | 0
Cancelled | US | Texas RE |  |  | 14INR0046 |  |  | MESQUITE STAR WIND FARM |  | WT | WND |  | Wind | 2014-12-19 |  | 147 | 0 | 29.4 | 0 | 0 | 0 | 0 | 0 | 0 | 0 | 0 | 0 | 0 | 0 | 0 | 0 | 0 | 0 | 0 | 0 | 0 | 0 | 0 | 0 | 0 | 0 | 0 | 0 | 0 | 0 | 0 | 0 | 0 | 0 | 0 | 0 | 0 | 0 | 0 | 0 | 0 | 0 | 0 | 0 | 0 | 0 | 0
Cancelled | US | Texas RE |  |  | 18INR0074 |  |  | SWEETWATER 3 REPOWER |  | WT | WND |  | Wind | 2018-12-31 |  | 146 | 27.702 | 2.16 | 0 | 0 | 0 | 0 | 0 | 0 | 0 | 0 | 0 | 0 | 0 | 0 | 0 | 0 | 0 | 0 | 0 | 0 | 0 | 0 | 0 | 0 | 0 | 0 | 0 | 0 | 0 | 0 | 0 | 0 | 0 | 0 | 0 | 0 | 0 | 0 | 0 | 0 | 0 | 0 | 0 | 0 | 0 | 0
Cancelled | US | Texas RE |  |  | 12INR0087 |  |  | HO CLARKE ENGINE PLANT |  | IC | NG | 0 | Natural Gas and Other Gases | 2050-12-31 |  | 144 | 144 | 144 | 0 | 0 | 0 | 0 | 0 | 0 | 0 | 0 | 0 | 0 | 0 | 0 | 0 | 0 | 0 | 0 | 0 | 0 | 0 | 0 | 0 | 0 | 0 | 0 | 0 | 0 | 0 | 0 | 0 | 0 | 0 | 0 | 0 | 0 | 0 | 0 | 0 | 0 | 0 | 0 | 0 | 0 | 0 | 0
Cancelled | US | Texas RE |  |  | 20INR0036 |  |  | STILLWATER SOLAR |  | PV | SUN |  | Solar | 2020-08-31 |  | 144 | 115.2 | 10.08 | 0 | 0 | 0 | 0 | 0 | 0 | 0 | 0 | 0 | 0 | 0 | 0 | 0 | 0 | 0 | 0 | 0 | 0 | 0 | 0 | 0 | 0 | 0 | 0 | 0 | 0 | 0 | 0 | 0 | 0 | 0 | 0 | 0 | 0 | 0 | 0 | 0 | 0 | 0 | 0 | 0 | 0 | 0 | 0
Cancelled | US | Texas RE |  |  | 15INR0080 |  |  | LIVE OAK WIND PROJECT |  | WT | WND |  | Wind | 2015-12-01 |  | 143 | 27.17 | 28.6 | 0 | 0 | 0 | 0 | 0 | 0 | 0 | 0 | 0 | 0 | 0 | 0 | 0 | 0 | 0 | 0 | 0 | 0 | 0 | 0 | 0 | 0 | 0 | 0 | 0 | 0 | 0 | 0 | 0 | 0 | 0 | 0 | 0 | 0 | 0 | 0 | 0 | 0 | 0 | 0 | 0 | 0 | 0 | 0
Cancelled | US | Texas RE |  |  | 19INR0050 |  |  | GRIFFIN TRAIL WIND |  | WT | WND |  | Wind | 2019-12-31 |  | 143 | 27.075 | 28.5 | 0 | 0 | 0 | 0 | 0 | 0 | 0 | 0 | 0 | 0 | 0 | 0 | 0 | 0 | 0 | 0 | 0 | 0 | 0 | 0 | 0 | 0 | 0 | 0 | 0 | 0 | 0 | 0 | 0 | 0 | 0 | 0 | 0 | 0 | 0 | 0 | 0 | 0 | 0 | 0 | 0 | 0 | 0 | 0
Cancelled | US | Texas RE |  |  | 15INR0055 |  |  | TXP SEALY G |  | CT | NG | 0 | Natural Gas and Other Gases | 2018-05-01 |  | 142 | 122.7 | 142 | 0 | 0 | 0 | 0 | 0 | 0 | 0 | 0 | 0 | 0 | 0 | 0 | 0 | 0 | 0 | 0 | 0 | 0 | 0 | 0 | 0 | 0 | 0 | 0 | 0 | 0 | 0 | 0 | 0 | 0 | 0 | 0 | 0 | 0 | 0 | 0 | 0 | 0 | 0 | 0 | 0 | 0 | 0 | 0
Cancelled | US | Texas RE |  |  | 15INR0057 |  |  | TXP RICEBIRD |  | CT | NG | 0 | Natural Gas and Other Gases | 2018-05-01 |  | 142 | 142 | 142 | 0 | 0 | 0 | 0 | 0 | 0 | 0 | 0 | 0 | 0 | 0 | 0 | 0 | 0 | 0 | 0 | 0 | 0 | 0 | 0 | 0 | 0 | 0 | 0 | 0 | 0 | 0 | 0 | 0 | 0 | 0 | 0 | 0 | 0 | 0 | 0 | 0 | 0 | 0 | 0 | 0 | 0 | 0 | 0
Cancelled | US | Texas RE |  |  | 15INR0058 |  |  | TXP BOLING |  | CT | NG | 0 | Natural Gas and Other Gases | 2016-05-01 |  | 142 | 142 | 142 | 0 | 0 | 0 | 0 | 0 | 0 | 0 | 0 | 0 | 0 | 0 | 0 | 0 | 0 | 0 | 0 | 0 | 0 | 0 | 0 | 0 | 0 | 0 | 0 | 0 | 0 | 0 | 0 | 0 | 0 | 0 | 0 | 0 | 0 | 0 | 0 | 0 | 0 | 0 | 0 | 0 | 0 | 0 | 0
Cancelled | US | Texas RE |  |  | 08INR0059 |  |  | GRAY WIND PROJECT |  | WT | WND |  | Wind | 2050-12-31 |  | 141 | 26.79 | 28.2 | 0 | 0 | 0 | 0 | 0 | 0 | 0 | 0 | 0 | 0 | 0 | 0 | 0 | 0 | 0 | 0 | 0 | 0 | 0 | 0 | 0 | 0 | 0 | 0 | 0 | 0 | 0 | 0 | 0 | 0 | 0 | 0 | 0 | 0 | 0 | 0 | 0 | 0 | 0 | 0 | 0 | 0 | 0 | 0
Cancelled | US | Texas RE |  |  | 09INR0060 |  |  | STEPHENS WIND FARM |  | WT | WND |  | Wind | 2050-12-31 |  | 141 | 26.79 | 28.2 | 0 | 0 | 0 | 0 | 0 | 0 | 0 | 0 | 0 | 0 | 0 | 0 | 0 | 0 | 0 | 0 | 0 | 0 | 0 | 0 | 0 | 0 | 0 | 0 | 0 | 0 | 0 | 0 | 0 | 0 | 0 | 0 | 0 | 0 | 0 | 0 | 0 | 0 | 0 | 0 | 0 | 0 | 0 | 0
Cancelled | US | Texas RE |  |  | 07INR0014a |  |  | BLUE SUMMIT WINDFARM PH 1 |  | WT | WND |  | Wind | 2050-12-31 |  | 140 | 26.6 | 28 | 0 | 0 | 0 | 0 | 0 | 0 | 0 | 0 | 0 | 0 | 0 | 0 | 0 | 0 | 0 | 0 | 0 | 0 | 0 | 0 | 0 | 0 | 0 | 0 | 0 | 0 | 0 | 0 | 0 | 0 | 0 | 0 | 0 | 0 | 0 | 0 | 0 | 0 | 0 | 0 | 0 | 0 | 0 | 0
Cancelled | US | Texas RE |  |  | 09INR0062 |  |  | STAR MOUNTAIN - AIRTRICITY |  | WT | WND |  | Wind | 2050-12-31 |  | 140 | 26.6 | 28 | 0 | 0 | 0 | 0 | 0 | 0 | 0 | 0 | 0 | 0 | 0 | 0 | 0 | 0 | 0 | 0 | 0 | 0 | 0 | 0 | 0 | 0 | 0 | 0 | 0 | 0 | 0 | 0 | 0 | 0 | 0 | 0 | 0 | 0 | 0 | 0 | 0 | 0 | 0 | 0 | 0 | 0 | 0 | 0
Cancelled | US | Texas RE |  |  | 11INR0042 |  |  | MAVERICK CANYON WIND |  | WT | WND |  | Wind | 2050-12-31 01:00 |  | 140 | 26.6 | 28 | 0 | 0 | 0 | 0 | 0 | 0 | 0 | 0 | 0 | 0 | 0 | 0 | 0 | 0 | 0 | 0 | 0 | 0 | 0 | 0 | 0 | 0 | 0 | 0 | 0 | 0 | 0 | 0 | 0 | 0 | 0 | 0 | 0 | 0 | 0 | 0 | 0 | 0 | 0 | 0 | 0 | 0 | 0 | 0
Cancelled | US | Texas RE |  |  | 15INR0015 |  |  | RE FT STOCKTON SOLAR |  | PV | SUN |  | Solar | 2015-12-01 |  | 140 | 112 | 9.8 | 0 | 0 | 0 | 0 | 0 | 0 | 0 | 0 | 0 | 0 | 0 | 0 | 0 | 0 | 0 | 0 | 0 | 0 | 0 | 0 | 0 | 0 | 0 | 0 | 0 | 0 | 0 | 0 | 0 | 0 | 0 | 0 | 0 | 0 | 0 | 0 | 0 | 0 | 0 | 0 | 0 | 0 | 0 | 0
Cancelled | US | Texas RE |  |  | 15INR0072 |  |  | BARILLA SOLAR 3 |  | PV | SUN |  | Solar | 2019-12-01 |  | 140 | 112 | 9.8 | 0 | 0 | 0 | 0 | 0 | 0 | 0 | 0 | 0 | 0 | 0 | 0 | 0 | 0 | 0 | 0 | 0 | 0 | 0 | 0 | 0 | 0 | 0 | 0 | 0 | 0 | 0 | 0 | 0 | 0 | 0 | 0 | 0 | 0 | 0 | 0 | 0 | 0 | 0 | 0 | 0 | 0 | 0 | 0
Cancelled | US | Texas RE |  |  | 19INR0167 |  |  | GOLD CREEK SOLAR |  | PV | SUN |  | Solar | 2021-12-15 |  | 140 | 112 | 9.8 | 0 | 0 | 0 | 0 | 0 | 0 | 0 | 0 | 0 | 0 | 0 | 0 | 0 | 0 | 0 | 0 | 0 | 0 | 0 | 0 | 0 | 0 | 0 | 0 | 0 | 0 | 0 | 0 | 0 | 0 | 0 | 0 | 0 | 0 | 0 | 0 | 0 | 0 | 0 | 0 | 0 | 0 | 0 | 0
Cancelled | US | Texas RE |  |  | 21INR0360 |  |  | MCCLURE SOLAR [CANCELLED] |  | PV | SUN |  | Solar | 2021-10-01 |  | 140 | 112 | 9.8 | 0 | 0 | 0 | 0 | 0 | 0 | 0 | 0 | 0 | 0 | 0 | 0 | 0 | 0 | 0 | 0 | 0 | 0 | 0 | 0 | 0 | 0 | 0 | 0 | 0 | 0 | 0 | 0 | 0 | 0 | 0 | 0 | 0 | 0 | 0 | 0 | 0 | 0 | 0 | 0 | 0 | 0 | 0 | 0
Cancelled | US | Texas RE |  |  | 09INR0067a |  |  | PSEG RENEWABLE GENERATION - PHASE 1 |  | WT | WND |  | Wind | 2050-12-31 |  | 139.5 | 26.505 | 27.9 | 0 | 0 | 0 | 0 | 0 | 0 | 0 | 0 | 0 | 0 | 0 | 0 | 0 | 0 | 0 | 0 | 0 | 0 | 0 | 0 | 0 | 0 | 0 | 0 | 0 | 0 | 0 | 0 | 0 | 0 | 0 | 0 | 0 | 0 | 0 | 0 | 0 | 0 | 0 | 0 | 0 | 0 | 0 | 0
Cancelled | US | Texas RE |  |  | 09INR0067b |  |  | PSEG RENEWABLE GENERATION - PHASE 2 |  | WT | WND |  | Wind | 2050-12-31 |  | 139.5 | 26.505 | 27.9 | 0 | 0 | 0 | 0 | 0 | 0 | 0 | 0 | 0 | 0 | 0 | 0 | 0 | 0 | 0 | 0 | 0 | 0 | 0 | 0 | 0 | 0 | 0 | 0 | 0 | 0 | 0 | 0 | 0 | 0 | 0 | 0 | 0 | 0 | 0 | 0 | 0 | 0 | 0 | 0 | 0 | 0 | 0 | 0
Cancelled | US | Texas RE |  |  | 09INR0067c |  |  | PSEG RENEWABLE GENERATION - PHASE 3 |  | WT | WND |  | Wind | 2050-12-31 |  | 139.5 | 26.505 | 27.9 | 0 | 0 | 0 | 0 | 0 | 0 | 0 | 0 | 0 | 0 | 0 | 0 | 0 | 0 | 0 | 0 | 0 | 0 | 0 | 0 | 0 | 0 | 0 | 0 | 0 | 0 | 0 | 0 | 0 | 0 | 0 | 0 | 0 | 0 | 0 | 0 | 0 | 0 | 0 | 0 | 0 | 0 | 0 | 0
Cancelled | US | Texas RE |  |  | 09INR0067d |  |  | PSEG RENEWABLE GENERATION - PHASE 4 |  | WT | WND |  | Wind | 2050-12-31 |  | 139.5 | 26.505 | 27.9 | 0 | 0 | 0 | 0 | 0 | 0 | 0 | 0 | 0 | 0 | 0 | 0 | 0 | 0 | 0 | 0 | 0 | 0 | 0 | 0 | 0 | 0 | 0 | 0 | 0 | 0 | 0 | 0 | 0 | 0 | 0 | 0 | 0 | 0 | 0 | 0 | 0 | 0 | 0 | 0 | 0 | 0 | 0 | 0
Cancelled | US | Texas RE |  |  | 18INR0054 |  |  | BEARKAT WIND III |  | WT | WND |  | Wind | 2018-06-01 |  | 138 | 26.22 | 27.6 | 0 | 0 | 0 | 0 | 0 | 0 | 0 | 0 | 0 | 0 | 0 | 0 | 0 | 0 | 0 | 0 | 0 | 0 | 0 | 0 | 0 | 0 | 0 | 0 | 0 | 0 | 0 | 0 | 0 | 0 | 0 | 0 | 0 | 0 | 0 | 0 | 0 | 0 | 0 | 0 | 0 | 0 | 0 | 0
Cancelled | US | Texas RE |  |  | 04INR0011b |  |  | CEDAR ELM |  | WT | WND |  | Wind | 2050-12-31 |  | 136 | 25.84 | 27.2 | 0 | 0 | 0 | 0 | 0 | 0 | 0 | 0 | 0 | 0 | 0 | 0 | 0 | 0 | 0 | 0 | 0 | 0 | 0 | 0 | 0 | 0 | 0 | 0 | 0 | 0 | 0 | 0 | 0 | 0 | 0 | 0 | 0 | 0 | 0 | 0 | 0 | 0 | 0 | 0 | 0 | 0 | 0 | 0
Cancelled | US | Texas RE |  |  | 10INR0041 |  |  | WHIRLWIND EXPANSION |  | WT | WND |  | Wind | 2050-12-31 01:00 |  | 135 | 39.15 | 45.9 | 0 | 0 | 0 | 0 | 0 | 0 | 0 | 0 | 0 | 0 | 0 | 0 | 0 | 0 | 0 | 0 | 0 | 0 | 0 | 0 | 0 | 0 | 0 | 0 | 0 | 0 | 0 | 0 | 0 | 0 | 0 | 0 | 0 | 0 | 0 | 0 | 0 | 0 | 0 | 0 | 0 | 0 | 0 | 0
Cancelled | US | Texas RE |  |  | 11INR0058 |  |  | BARILLA SOLAR POWER |  | PV | SUN |  | Solar | 2050-12-31 |  | 135 | 108 | 9.45 | 0 | 0 | 0 | 0 | 0 | 0 | 0 | 0 | 0 | 0 | 0 | 0 | 0 | 0 | 0 | 0 | 0 | 0 | 0 | 0 | 0 | 0 | 0 | 0 | 0 | 0 | 0 | 0 | 0 | 0 | 0 | 0 | 0 | 0 | 0 | 0 | 0 | 0 | 0 | 0 | 0 | 0 | 0 | 0
Cancelled | US | Texas RE |  |  | 11INR0059 |  |  | WEST TEXAS SOLAR POWER |  | PV | SUN |  | Solar | 2050-12-31 |  | 135 | 108 | 9.45 | 0 | 0 | 0 | 0 | 0 | 0 | 0 | 0 | 0 | 0 | 0 | 0 | 0 | 0 | 0 | 0 | 0 | 0 | 0 | 0 | 0 | 0 | 0 | 0 | 0 | 0 | 0 | 0 | 0 | 0 | 0 | 0 | 0 | 0 | 0 | 0 | 0 | 0 | 0 | 0 | 0 | 0 | 0 | 0
Cancelled | US | Texas RE |  |  | 12INR0042b |  |  | SPITFIRE WIND PH 2 |  | WT | WND |  | Wind | 2014-09-01 |  | 135 | 39.15 | 45.9 | 0 | 0 | 0 | 0 | 0 | 0 | 0 | 0 | 0 | 0 | 0 | 0 | 0 | 0 | 0 | 0 | 0 | 0 | 0 | 0 | 0 | 0 | 0 | 0 | 0 | 0 | 0 | 0 | 0 | 0 | 0 | 0 | 0 | 0 | 0 | 0 | 0 | 0 | 0 | 0 | 0 | 0 | 0 | 0
Cancelled | US | Texas RE |  |  | 12INR0045 |  |  | RIVIERA WIND |  | WT | WND |  | Wind | 2018-03-31 |  | 135 | 82.35 | 63.45 | 0 | 0 | 0 | 0 | 0 | 0 | 0 | 0 | 0 | 0 | 0 | 0 | 0 | 0 | 0 | 0 | 0 | 0 | 0 | 0 | 0 | 0 | 0 | 0 | 0 | 0 | 0 | 0 | 0 | 0 | 0 | 0 | 0 | 0 | 0 | 0 | 0 | 0 | 0 | 0 | 0 | 0 | 0 | 0
Cancelled | US | Texas RE |  |  | 19INR0152 |  |  | GSE THIRTEEN |  | PV | SUN |  | Solar | 2019-12-20 |  | 135 | 108 | 9.45 | 0 | 0 | 0 | 0 | 0 | 0 | 0 | 0 | 0 | 0 | 0 | 0 | 0 | 0 | 0 | 0 | 0 | 0 | 0 | 0 | 0 | 0 | 0 | 0 | 0 | 0 | 0 | 0 | 0 | 0 | 0 | 0 | 0 | 0 | 0 | 0 | 0 | 0 | 0 | 0 | 0 | 0 | 0 | 0
Cancelled | US | Texas RE |  |  | 21INR0339 |  |  | WUNDERBAR SOLAR 1 |  | PV | SUN |  | Solar | 2021-05-01 |  | 134 | 107.2 | 9.38 | 0 | 0 | 0 | 0 | 0 | 0 | 0 | 0 | 0 | 0 | 0 | 0 | 0 | 0 | 0 | 0 | 0 | 0 | 0 | 0 | 0 | 0 | 0 | 0 | 0 | 0 | 0 | 0 | 0 | 0 | 0 | 0 | 0 | 0 | 0 | 0 | 0 | 0 | 0 | 0 | 0 | 0 | 0 | 0
Cancelled | US | Texas RE |  |  | 16INR0011b |  |  | GULF OFFSHORE WIND 2 |  | WT | WND |  | Wind | 2017-12-30 |  | 132 | 80.52 | 62.04 | 0 | 0 | 0 | 0 | 0 | 0 | 0 | 0 | 0 | 0 | 0 | 0 | 0 | 0 | 0 | 0 | 0 | 0 | 0 | 0 | 0 | 0 | 0 | 0 | 0 | 0 | 0 | 0 | 0 | 0 | 0 | 0 | 0 | 0 | 0 | 0 | 0 | 0 | 0 | 0 | 0 | 0 | 0 | 0
Cancelled | US | Texas RE |  |  | 15INR0052 |  |  | MUENSTER WIND |  | WT | WND |  | Wind | 2015-09-30 |  | 130 | 24.7 | 26 | 0 | 0 | 0 | 0 | 0 | 0 | 0 | 0 | 0 | 0 | 0 | 0 | 0 | 0 | 0 | 0 | 0 | 0 | 0 | 0 | 0 | 0 | 0 | 0 | 0 | 0 | 0 | 0 | 0 | 0 | 0 | 0 | 0 | 0 | 0 | 0 | 0 | 0 | 0 | 0 | 0 | 0 | 0 | 0
Cancelled | US | Texas RE |  |  | 20INR0085 |  |  | STARWIND |  | WT | WND |  | Wind | 2020-12-31 |  | 130 | 24.7 | 26 | 0 | 0 | 0 | 0 | 0 | 0 | 0 | 0 | 0 | 0 | 0 | 0 | 0 | 0 | 0 | 0 | 0 | 0 | 0 | 0 | 0 | 0 | 0 | 0 | 0 | 0 | 0 | 0 | 0 | 0 | 0 | 0 | 0 | 0 | 0 | 0 | 0 | 0 | 0 | 0 | 0 | 0 | 0 | 0
Cancelled | US | Texas RE |  |  | 19INR0123 |  |  | OLD JACKSON SOLAR |  | PV | SUN |  | Solar | 2021-04-23 |  | 129.3 | 103.44 | 9.051 | 0 | 0 | 0 | 0 | 0 | 0 | 0 | 0 | 0 | 0 | 0 | 0 | 0 | 0 | 0 | 0 | 0 | 0 | 0 | 0 | 0 | 0 | 0 | 0 | 0 | 0 | 0 | 0 | 0 | 0 | 0 | 0 | 0 | 0 | 0 | 0 | 0 | 0 | 0 | 0 | 0 | 0 | 0 | 0
Cancelled | US | Texas RE |  |  | 20INR0071 |  |  | HAVANA WIND |  | WT | WND |  | Wind | 2022-12-31 |  | 129.2 | 24.548 | 25.84 | 0 | 0 | 0 | 0 | 0 | 0 | 0 | 0 | 0 | 0 | 0 | 0 | 0 | 0 | 0 | 0 | 0 | 0 | 0 | 0 | 0 | 0 | 0 | 0 | 0 | 0 | 0 | 0 | 0 | 0 | 0 | 0 | 0 | 0 | 0 | 0 | 0 | 0 | 0 | 0 | 0 | 0 | 0 | 0
Cancelled | US | Texas RE |  |  | 22INR0240 |  |  | GOOSE WIND |  | WT | WND |  | Wind | 2022-09-30 |  | 128 | 24.32 | 25.6 | 0 | 0 | 0 | 0 | 0 | 0 | 0 | 0 | 0 | 0 | 0 | 0 | 0 | 0 | 0 | 0 | 0 | 0 | 0 | 0 | 0 | 0 | 0 | 0 | 0 | 0 | 0 | 0 | 0 | 0 | 0 | 0 | 0 | 0 | 0 | 0 | 0 | 0 | 0 | 0 | 0 | 0 | 0 | 0
Cancelled | US | Texas RE |  |  | 19INR0168 |  |  | PHILOSUN |  | PV | SUN |  | Solar | 2020-06-30 |  | 127.2 | 101.76 | 8.904 | 0 | 0 | 0 | 0 | 0 | 0 | 0 | 0 | 0 | 0 | 0 | 0 | 0 | 0 | 0 | 0 | 0 | 0 | 0 | 0 | 0 | 0 | 0 | 0 | 0 | 0 | 0 | 0 | 0 | 0 | 0 | 0 | 0 | 0 | 0 | 0 | 0 | 0 | 0 | 0 | 0 | 0 | 0 | 0
Cancelled | US | Texas RE |  |  | 20INR0102 |  |  | ATASCOSA I SOLAR |  | PV | SUN |  | Solar | 2022-05-31 |  | 127 | 100 | 8.862 | 0 | 0 | 0 | 0 | 0 | 0 | 0 | 0 | 0 | 0 | 0 | 0 | 0 | 0 | 0 | 0 | 0 | 0 | 0 | 0 | 0 | 0 | 0 | 0 | 0 | 0 | 0 | 0 | 0 | 0 | 0 | 0 | 0 | 0 | 0 | 0 | 0 | 0 | 0 | 0 | 0 | 0 | 0 | 0
Cancelled | US | Texas RE |  |  | 21INR0028 |  |  | EL ZORRO STORAGE |  | BA | MWH |  | Other | 2021-02-01 |  | 126.65 | 0 | 0 | 0 | 0 | 0 | 0 | 0 | 0 | 0 | 0 | 0 | 0 | 0 | 0 | 0 | 0 | 0 | 0 | 0 | 0 | 0 | 0 | 0 | 0 | 0 | 0 | 0 | 0 | 0 | 0 | 0 | 0 | 0 | 0 | 0 | 0 | 0 | 0 | 0 | 0 | 0 | 0 | 0 | 0 | 0 | 0
Cancelled | US | Texas RE |  |  | 07INR0016 |  |  | RANGER RIDGE WINDFARM |  | WT | WND |  | Wind | 2050-12-31 |  | 126 | 23.94 | 25.2 | 0 | 0 | 0 | 0 | 0 | 0 | 0 | 0 | 0 | 0 | 0 | 0 | 0 | 0 | 0 | 0 | 0 | 0 | 0 | 0 | 0 | 0 | 0 | 0 | 0 | 0 | 0 | 0 | 0 | 0 | 0 | 0 | 0 | 0 | 0 | 0 | 0 | 0 | 0 | 0 | 0 | 0 | 0 | 0
Cancelled | US | Texas RE |  |  | 07INR0044 |  |  | WIND POWER TEXAS JOINT VENTURE |  | WT | WND |  | Wind | 2050-12-31 |  | 126 | 23.94 | 25.2 | 0 | 0 | 0 | 0 | 0 | 0 | 0 | 0 | 0 | 0 | 0 | 0 | 0 | 0 | 0 | 0 | 0 | 0 | 0 | 0 | 0 | 0 | 0 | 0 | 0 | 0 | 0 | 0 | 0 | 0 | 0 | 0 | 0 | 0 | 0 | 0 | 0 | 0 | 0 | 0 | 0 | 0 | 0 | 0
Cancelled | US | Texas RE |  |  | 20INR0148 |  |  | HIGHWIRE STORAGE |  | BA | MWH |  | Other | 2020-12-31 |  | 126 | 0 | 0 | 0 | 0 | 0 | 0 | 0 | 0 | 0 | 0 | 0 | 0 | 0 | 0 | 0 | 0 | 0 | 0 | 0 | 0 | 0 | 0 | 0 | 0 | 0 | 0 | 0 | 0 | 0 | 0 | 0 | 0 | 0 | 0 | 0 | 0 | 0 | 0 | 0 | 0 | 0 | 0 | 0 | 0 | 0 | 0
Cancelled | US | Texas RE |  |  | 07INR0045 |  |  | ROSCOE 2 |  | WT | WND |  | Wind | 2050-12-31 01:00 |  | 125 | 23.75 | 25 | 0 | 0 | 0 | 0 | 0 | 0 | 0 | 0 | 0 | 0 | 0 | 0 | 0 | 0 | 0 | 0 | 0 | 0 | 0 | 0 | 0 | 0 | 0 | 0 | 0 | 0 | 0 | 0 | 0 | 0 | 0 | 0 | 0 | 0 | 0 | 0 | 0 | 0 | 0 | 0 | 0 | 0 | 0 | 0
Cancelled | US | Texas RE |  |  | 09INR0019 |  |  | HARDEMAN COUNTY WF |  | WT | WND |  | Wind | 2050-12-31 |  | 125 | 23.75 | 25 | 0 | 0 | 0 | 0 | 0 | 0 | 0 | 0 | 0 | 0 | 0 | 0 | 0 | 0 | 0 | 0 | 0 | 0 | 0 | 0 | 0 | 0 | 0 | 0 | 0 | 0 | 0 | 0 | 0 | 0 | 0 | 0 | 0 | 0 | 0 | 0 | 0 | 0 | 0 | 0 | 0 | 0 | 0 | 0
Cancelled | US | Texas RE |  |  | 11INR0079b |  |  | SOUTH CLAY WINDFARM |  | WT | WND |  | Wind | 2050-12-31 |  | 125 | 23.75 | 25 | 0 | 0 | 0 | 0 | 0 | 0 | 0 | 0 | 0 | 0 | 0 | 0 | 0 | 0 | 0 | 0 | 0 | 0 | 0 | 0 | 0 | 0 | 0 | 0 | 0 | 0 | 0 | 0 | 0 | 0 | 0 | 0 | 0 | 0 | 0 | 0 | 0 | 0 | 0 | 0 | 0 | 0 | 0 | 0
Cancelled | US | Texas RE |  |  | 11INR0079c |  |  | SOUTH CLAY WINDFARM |  | WT | WND |  | Wind | 2050-12-31 |  | 125 | 23.75 | 25 | 0 | 0 | 0 | 0 | 0 | 0 | 0 | 0 | 0 | 0 | 0 | 0 | 0 | 0 | 0 | 0 | 0 | 0 | 0 | 0 | 0 | 0 | 0 | 0 | 0 | 0 | 0 | 0 | 0 | 0 | 0 | 0 | 0 | 0 | 0 | 0 | 0 | 0 | 0 | 0 | 0 | 0 | 0 | 0
Cancelled | US | Texas RE |  |  | 11INR0079d |  |  | SOUTH CLAY WINDFARM |  | WT | WND |  | Wind | 2050-12-31 |  | 125 | 23.75 | 25 | 0 | 0 | 0 | 0 | 0 | 0 | 0 | 0 | 0 | 0 | 0 | 0 | 0 | 0 | 0 | 0 | 0 | 0 | 0 | 0 | 0 | 0 | 0 | 0 | 0 | 0 | 0 | 0 | 0 | 0 | 0 | 0 | 0 | 0 | 0 | 0 | 0 | 0 | 0 | 0 | 0 | 0 | 0 | 0
Cancelled | US | Texas RE |  |  | 14INR0021 |  |  | SILVER STAR II |  | WT | WND |  | Wind | 2014-06-01 |  | 125 | 23.75 | 25 | 0 | 0 | 0 | 0 | 0 | 0 | 0 | 0 | 0 | 0 | 0 | 0 | 0 | 0 | 0 | 0 | 0 | 0 | 0 | 0 | 0 | 0 | 0 | 0 | 0 | 0 | 0 | 0 | 0 | 0 | 0 | 0 | 0 | 0 | 0 | 0 | 0 | 0 | 0 | 0 | 0 | 0 | 0 | 0
Cancelled | US | Texas RE |  |  | 20INR0243 |  |  | OLD HICKORY BESS |  | BA | MWH |  | Other | 2020-12-31 |  | 125 | 0 | 0 | 0 | 0 | 0 | 0 | 0 | 0 | 0 | 0 | 0 | 0 | 0 | 0 | 0 | 0 | 0 | 0 | 0 | 0 | 0 | 0 | 0 | 0 | 0 | 0 | 0 | 0 | 0 | 0 | 0 | 0 | 0 | 0 | 0 | 0 | 0 | 0 | 0 | 0 | 0 | 0 | 0 | 0 | 0 | 0
Cancelled | US | Texas RE |  |  | 22INR0210 |  |  | CANCELLED CRESCENT STORAGE |  | BA | MWH |  | Other | 2022-06-30 |  | 125 | 0 | 0 | 0 | 0 | 0 | 0 | 0 | 0 | 0 | 0 | 0 | 0 | 0 | 0 | 0 | 0 | 0 | 0 | 0 | 0 | 0 | 0 | 0 | 0 | 0 | 0 | 0 | 0 | 0 | 0 | 0 | 0 | 0 | 0 | 0 | 0 | 0 | 0 | 0 | 0 | 0 | 0 | 0 | 0 | 0 | 0
Cancelled | US | Texas RE |  |  | 23INR0063 |  |  | LOS SAUCES SOLAR |  | PV | SUN |  | Solar | 2023-06-30 |  | 125 | 100 | 8.75 | 0 | 0 | 0 | 0 | 0 | 0 | 0 | 0 | 0 | 0 | 0 | 0 | 0 | 0 | 0 | 0 | 0 | 0 | 0 | 0 | 0 | 0 | 0 | 0 | 0 | 0 | 0 | 0 | 0 | 0 | 0 | 0 | 0 | 0 | 0 | 0 | 0 | 0 | 0 | 0 | 0 | 0 | 0 | 0
Cancelled | US | Texas RE |  |  | 20INR0124 |  |  | MUCHO VIENTO WIND 2 |  | WT | WND |  | Wind | 2020-12-31 |  | 124 | 23.56 | 24.8 | 0 | 0 | 0 | 0 | 0 | 0 | 0 | 0 | 0 | 0 | 0 | 0 | 0 | 0 | 0 | 0 | 0 | 0 | 0 | 0 | 0 | 0 | 0 | 0 | 0 | 0 | 0 | 0 | 0 | 0 | 0 | 0 | 0 | 0 | 0 | 0 | 0 | 0 | 0 | 0 | 0 | 0 | 0 | 0
Cancelled | US | Texas RE |  |  | 15INR0053 |  |  | TXP WINKLER G |  | CT | NG | 0 | Natural Gas and Other Gases | 2018-12-29 |  | 123 | 123 | 123 | 0 | 0 | 0 | 0 | 0 | 0 | 0 | 0 | 0 | 0 | 0 | 0 | 0 | 0 | 0 | 0 | 0 | 0 | 0 | 0 | 0 | 0 | 0 | 0 | 0 | 0 | 0 | 0 | 0 | 0 | 0 | 0 | 0 | 0 | 0 | 0 | 0 | 0 | 0 | 0 | 0 | 0 | 0 | 0
Cancelled | US | Texas RE |  |  | 15INR0054 |  |  | TXP REEVES G |  | CT | NG | 0 | Natural Gas and Other Gases | 2018-12-29 |  | 123 | 123 | 123 | 0 | 0 | 0 | 0 | 0 | 0 | 0 | 0 | 0 | 0 | 0 | 0 | 0 | 0 | 0 | 0 | 0 | 0 | 0 | 0 | 0 | 0 | 0 | 0 | 0 | 0 | 0 | 0 | 0 | 0 | 0 | 0 | 0 | 0 | 0 | 0 | 0 | 0 | 0 | 0 | 0 | 0 | 0 | 0
Cancelled | US | Texas RE |  |  | 21INR0272 |  |  | FLAMINGO SOLAR |  | PV | SUN |  | Solar | 2022-03-04 |  | 123 | 98.4 | 8.61 | 0 | 0 | 0 | 0 | 0 | 0 | 0 | 0 | 0 | 0 | 0 | 0 | 0 | 0 | 0 | 0 | 0 | 0 | 0 | 0 | 0 | 0 | 0 | 0 | 0 | 0 | 0 | 0 | 0 | 0 | 0 | 0 | 0 | 0 | 0 | 0 | 0 | 0 | 0 | 0 | 0 | 0 | 0 | 0
Cancelled | US | Texas RE |  |  | 15INR0062b |  |  | HALE COMMUNITY W 2 |  | WT | WND |  | Wind | 2020-12-31 |  | 122 | 35.38 | 41.48 | 0 | 0 | 0 | 0 | 0 | 0 | 0 | 0 | 0 | 0 | 0 | 0 | 0 | 0 | 0 | 0 | 0 | 0 | 0 | 0 | 0 | 0 | 0 | 0 | 0 | 0 | 0 | 0 | 0 | 0 | 0 | 0 | 0 | 0 | 0 | 0 | 0 | 0 | 0 | 0 | 0 | 0 | 0 | 0
Cancelled | US | Texas RE |  |  | 03INR0031 |  |  | TRENT MESA EXPANSION |  | WT | WND |  | Wind | 2050-12-31 |  | 120 | 22.8 | 24 | 0 | 0 | 0 | 0 | 0 | 0 | 0 | 0 | 0 | 0 | 0 | 0 | 0 | 0 | 0 | 0 | 0 | 0 | 0 | 0 | 0 | 0 | 0 | 0 | 0 | 0 | 0 | 0 | 0 | 0 | 0 | 0 | 0 | 0 | 0 | 0 | 0 | 0 | 0 | 0 | 0 | 0 | 0 | 0
Cancelled | US | Texas RE |  |  | 06INR0019 |  |  | TX04A FARM |  | WT | WND |  | Wind | 2050-12-31 |  | 120 | 22.8 | 24 | 0 | 0 | 0 | 0 | 0 | 0 | 0 | 0 | 0 | 0 | 0 | 0 | 0 | 0 | 0 | 0 | 0 | 0 | 0 | 0 | 0 | 0 | 0 | 0 | 0 | 0 | 0 | 0 | 0 | 0 | 0 | 0 | 0 | 0 | 0 | 0 | 0 | 0 | 0 | 0 | 0 | 0 | 0 | 0
Cancelled | US | Texas RE |  |  | 06INR0026 |  |  | WILD HORSE MOUNTAIN |  | WT | WND |  | Wind | 2050-12-31 |  | 120 | 22.8 | 24 | 0 | 0 | 0 | 0 | 0 | 0 | 0 | 0 | 0 | 0 | 0 | 0 | 0 | 0 | 0 | 0 | 0 | 0 | 0 | 0 | 0 | 0 | 0 | 0 | 0 | 0 | 0 | 0 | 0 | 0 | 0 | 0 | 0 | 0 | 0 | 0 | 0 | 0 | 0 | 0 | 0 | 0 | 0 | 0
Cancelled | US | Texas RE |  |  | 08INR0031 |  |  | CHILDRESS COUNTY WIND |  | WT | WND |  | Wind | 2014-12-31 |  | 120 | 34.8 | 40.8 | 0 | 0 | 0 | 0 | 0 | 0 | 0 | 0 | 0 | 0 | 0 | 0 | 0 | 0 | 0 | 0 | 0 | 0 | 0 | 0 | 0 | 0 | 0 | 0 | 0 | 0 | 0 | 0 | 0 | 0 | 0 | 0 | 0 | 0 | 0 | 0 | 0 | 0 | 0 | 0 | 0 | 0 | 0 | 0
Cancelled | US | Texas RE |  |  | 08INR0032 |  |  | WIND TEX DELAWARE MT RANCH PROJECT |  | WT | WND |  | Wind | 2050-12-31 |  | 120 | 22.8 | 24 | 0 | 0 | 0 | 0 | 0 | 0 | 0 | 0 | 0 | 0 | 0 | 0 | 0 | 0 | 0 | 0 | 0 | 0 | 0 | 0 | 0 | 0 | 0 | 0 | 0 | 0 | 0 | 0 | 0 | 0 | 0 | 0 | 0 | 0 | 0 | 0 | 0 | 0 | 0 | 0 | 0 | 0 | 0 | 0
Cancelled | US | Texas RE |  |  | 09INR0056 |  |  | ENCINAL WIND FARM |  | WT | WND |  | Wind | 2050-12-31 |  | 120 | 22.8 | 24 | 0 | 0 | 0 | 0 | 0 | 0 | 0 | 0 | 0 | 0 | 0 | 0 | 0 | 0 | 0 | 0 | 0 | 0 | 0 | 0 | 0 | 0 | 0 | 0 | 0 | 0 | 0 | 0 | 0 | 0 | 0 | 0 | 0 | 0 | 0 | 0 | 0 | 0 | 0 | 0 | 0 | 0 | 0 | 0
Cancelled | US | Texas RE |  |  | 15INR0084 |  |  | SP-TX-08 |  | PV | SUN |  | Solar | 2016-06-30 |  | 120 | 96 | 8.4 | 0 | 0 | 0 | 0 | 0 | 0 | 0 | 0 | 0 | 0 | 0 | 0 | 0 | 0 | 0 | 0 | 0 | 0 | 0 | 0 | 0 | 0 | 0 | 0 | 0 | 0 | 0 | 0 | 0 | 0 | 0 | 0 | 0 | 0 | 0 | 0 | 0 | 0 | 0 | 0 | 0 | 0 | 0 | 0
Cancelled | US | Texas RE |  |  | 19INR0033 |  |  | MURPHY LAKE SOLAR |  | PV | SUN |  | Solar | 2021-03-15 |  | 120 | 96 | 8.4 | 0 | 0 | 0 | 0 | 0 | 0 | 0 | 0 | 0 | 0 | 0 | 0 | 0 | 0 | 0 | 0 | 0 | 0 | 0 | 0 | 0 | 0 | 0 | 0 | 0 | 0 | 0 | 0 | 0 | 0 | 0 | 0 | 0 | 0 | 0 | 0 | 0 | 0 | 0 | 0 | 0 | 0 | 0 | 0
Cancelled | US | Texas RE |  |  | 20INR0072 |  |  | CARSON SOLAR |  | PV | SUN |  | Solar | 2020-08-02 |  | 120 | 96 | 8.4 | 0 | 0 | 0 | 0 | 0 | 0 | 0 | 0 | 0 | 0 | 0 | 0 | 0 | 0 | 0 | 0 | 0 | 0 | 0 | 0 | 0 | 0 | 0 | 0 | 0 | 0 | 0 | 0 | 0 | 0 | 0 | 0 | 0 | 0 | 0 | 0 | 0 | 0 | 0 | 0 | 0 | 0 | 0 | 0
Cancelled | US | Texas RE |  |  | 20INR0084 |  |  | NO PROJECT NAME3 |  | OT | LFG |  | Biomass | 2020-06-30 |  | 120 | 96 | 8.4 | 0 | 0 | 0 | 0 | 0 | 0 | 0 | 0 | 0 | 0 | 0 | 0 | 0 | 0 | 0 | 0 | 0 | 0 | 0 | 0 | 0 | 0 | 0 | 0 | 0 | 0 | 0 | 0 | 0 | 0 | 0 | 0 | 0 | 0 | 0 | 0 | 0 | 0 | 0 | 0 | 0 | 0 | 0 | 0
Cancelled | US | Texas RE |  |  | 20INR0209 |  |  | KING ROSE |  | PV | SUN |  | Solar | 2020-12-01 |  | 120 | 96 | 8.4 | 0 | 0 | 0 | 0 | 0 | 0 | 0 | 0 | 0 | 0 | 0 | 0 | 0 | 0 | 0 | 0 | 0 | 0 | 0 | 0 | 0 | 0 | 0 | 0 | 0 | 0 | 0 | 0 | 0 | 0 | 0 | 0 | 0 | 0 | 0 | 0 | 0 | 0 | 0 | 0 | 0 | 0 | 0 | 0
Cancelled | US | Texas RE |  |  | 21INR0374 |  |  | KALINA SOLAR |  | PV | SUN |  | Solar | 2022-12-31 |  | 120 | 96 | 8.4 | 0 | 0 | 0 | 0 | 0 | 0 | 0 | 0 | 0 | 0 | 0 | 0 | 0 | 0 | 0 | 0 | 0 | 0 | 0 | 0 | 0 | 0 | 0 | 0 | 0 | 0 | 0 | 0 | 0 | 0 | 0 | 0 | 0 | 0 | 0 | 0 | 0 | 0 | 0 | 0 | 0 | 0 | 0 | 0
Cancelled | US | Texas RE |  |  | 22INR0348 |  |  | BARREL SUMMIT STORAGE |  | BA | MWH |  | Other | 2022-12-01 |  | 117.4 | 0 | 0 | 0 | 0 | 0 | 0 | 0 | 0 | 0 | 0 | 0 | 0 | 0 | 0 | 0 | 0 | 0 | 0 | 0 | 0 | 0 | 0 | 0 | 0 | 0 | 0 | 0 | 0 | 0 | 0 | 0 | 0 | 0 | 0 | 0 | 0 | 0 | 0 | 0 | 0 | 0 | 0 | 0 | 0 | 0 | 0
Cancelled | US | Texas RE |  |  | 19INR0180 |  |  | FRIENDSWOOD II |  | CT | NG | 0 | Natural Gas and Other Gases | 2021-02-21 |  | 117 | 117 | 117 | 0 | 0 | 0 | 0 | 0 | 0 | 0 | 0 | 0 | 0 | 0 | 0 | 0 | 0 | 0 | 0 | 0 | 0 | 0 | 0 | 0 | 0 | 0 | 0 | 0 | 0 | 0 | 0 | 0 | 0 | 0 | 0 | 0 | 0 | 0 | 0 | 0 | 0 | 0 | 0 | 0 | 0 | 0 | 0
Cancelled | US | Texas RE |  |  | 07INR0019 |  |  | HORSE HOLLOW 4 |  | WT | WND |  | Wind | 2050-12-31 |  | 116 | 22.04 | 23.2 | 0 | 0 | 0 | 0 | 0 | 0 | 0 | 0 | 0 | 0 | 0 | 0 | 0 | 0 | 0 | 0 | 0 | 0 | 0 | 0 | 0 | 0 | 0 | 0 | 0 | 0 | 0 | 0 | 0 | 0 | 0 | 0 | 0 | 0 | 0 | 0 | 0 | 0 | 0 | 0 | 0 | 0 | 0 | 0
Cancelled | US | Texas RE |  |  | 14INR0041b |  |  | REDFISH W 2B |  | WT | WND |  | Wind | 2016-12-01 |  | 115 | 70.15 | 54.05 | 0 | 0 | 0 | 0 | 0 | 0 | 0 | 0 | 0 | 0 | 0 | 0 | 0 | 0 | 0 | 0 | 0 | 0 | 0 | 0 | 0 | 0 | 0 | 0 | 0 | 0 | 0 | 0 | 0 | 0 | 0 | 0 | 0 | 0 | 0 | 0 | 0 | 0 | 0 | 0 | 0 | 0 | 0 | 0
Cancelled | US | Texas RE |  |  | 15INR0038 |  |  | MAGIC VALLEY 3 |  | WT | WND |  | Wind | 2015-12-01 |  | 115 | 0 | 54.05 | 0 | 0 | 0 | 0 | 0 | 0 | 0 | 0 | 0 | 0 | 0 | 0 | 0 | 0 | 0 | 0 | 0 | 0 | 0 | 0 | 0 | 0 | 0 | 0 | 0 | 0 | 0 | 0 | 0 | 0 | 0 | 0 | 0 | 0 | 0 | 0 | 0 | 0 | 0 | 0 | 0 | 0 | 0 | 0
Cancelled | US | Texas RE |  |  | 17INR0060 |  |  | HORSE HOLLOW IV REPOWER |  | WT | WND |  | Wind | 2020-05-01 |  | 115 | 21.85 | 0 | 0 | 0 | 0 | 0 | 0 | 0 | 0 | 0 | 0 | 0 | 0 | 0 | 0 | 0 | 0 | 0 | 0 | 0 | 0 | 0 | 0 | 0 | 0 | 0 | 0 | 0 | 0 | 0 | 0 | 0 | 0 | 0 | 0 | 0 | 0 | 0 | 0 | 0 | 0 | 0 | 0 | 0 | 0 | 0
Cancelled | US | Texas RE |  |  | 21INR0283 |  |  | SUN VALLEY 2 |  | PV | SUN |  | Solar | 2021-12-01 |  | 115 | 92 | 8.05 | 0 | 0 | 0 | 0 | 0 | 0 | 0 | 0 | 0 | 0 | 0 | 0 | 0 | 0 | 0 | 0 | 0 | 0 | 0 | 0 | 0 | 0 | 0 | 0 | 0 | 0 | 0 | 0 | 0 | 0 | 0 | 0 | 0 | 0 | 0 | 0 | 0 | 0 | 0 | 0 | 0 | 0 | 0 | 0
Cancelled | US | Texas RE |  |  | 14INR0048_1 |  |  | BLUE SUMMIT W 2 |  | WT | WND |  | Wind | 2018-11-30 |  | 114 | 21.66 | 22.8 | 0 | 0 | 0 | 0 | 0 | 0 | 0 | 0 | 0 | 0 | 0 | 0 | 0 | 0 | 0 | 0 | 0 | 0 | 0 | 0 | 0 | 0 | 0 | 0 | 0 | 0 | 0 | 0 | 0 | 0 | 0 | 0 | 0 | 0 | 0 | 0 | 0 | 0 | 0 | 0 | 0 | 0 | 0 | 0
Cancelled | US | Texas RE |  |  | 17INR0056 |  |  | CALLAHAN REPOWER |  | WT | WND |  | Wind | 2020-06-30 |  | 114 | 21.66 | 0 | 0 | 0 | 0 | 0 | 0 | 0 | 0 | 0 | 0 | 0 | 0 | 0 | 0 | 0 | 0 | 0 | 0 | 0 | 0 | 0 | 0 | 0 | 0 | 0 | 0 | 0 | 0 | 0 | 0 | 0 | 0 | 0 | 0 | 0 | 0 | 0 | 0 | 0 | 0 | 0 | 0 | 0 | 0 | 0
Cancelled | US | Texas RE |  |  | 09INR0048 |  |  | KEECHI CREEK WIND FARM |  | WT | WND |  | Wind | 2050-12-31 |  | 113 | 21.47 | 22.6 | 0 | 0 | 0 | 0 | 0 | 0 | 0 | 0 | 0 | 0 | 0 | 0 | 0 | 0 | 0 | 0 | 0 | 0 | 0 | 0 | 0 | 0 | 0 | 0 | 0 | 0 | 0 | 0 | 0 | 0 | 0 | 0 | 0 | 0 | 0 | 0 | 0 | 0 | 0 | 0 | 0 | 0 | 0 | 0
Cancelled | US | Texas RE |  |  | 12INR0081 |  |  | SSE PHASE 1 |  | WT | WND |  | Wind | 2050-12-31 |  | 113 | 21.47 | 22.6 | 0 | 0 | 0 | 0 | 0 | 0 | 0 | 0 | 0 | 0 | 0 | 0 | 0 | 0 | 0 | 0 | 0 | 0 | 0 | 0 | 0 | 0 | 0 | 0 | 0 | 0 | 0 | 0 | 0 | 0 | 0 | 0 | 0 | 0 | 0 | 0 | 0 | 0 | 0 | 0 | 0 | 0 | 0 | 0
Cancelled | US | Texas RE |  |  | 17INR0104 |  |  | CAPRICORN 4 REPOWER |  | WT | WND |  | Wind | 2019-11-30 |  | 113 | 21.375 | 0 | 0 | 0 | 0 | 0 | 0 | 0 | 0 | 0 | 0 | 0 | 0 | 0 | 0 | 0 | 0 | 0 | 0 | 0 | 0 | 0 | 0 | 0 | 0 | 0 | 0 | 0 | 0 | 0 | 0 | 0 | 0 | 0 | 0 | 0 | 0 | 0 | 0 | 0 | 0 | 0 | 0 | 0 | 0 | 0
Cancelled | US | Texas RE |  |  | 20INR0030 |  |  | RUSTLER SOLAR |  | PV | SUN |  | Solar | 2020-06-30 |  | 113 | 90.4 | 7.91 | 0 | 0 | 0 | 0 | 0 | 0 | 0 | 0 | 0 | 0 | 0 | 0 | 0 | 0 | 0 | 0 | 0 | 0 | 0 | 0 | 0 | 0 | 0 | 0 | 0 | 0 | 0 | 0 | 0 | 0 | 0 | 0 | 0 | 0 | 0 | 0 | 0 | 0 | 0 | 0 | 0 | 0 | 0 | 0
Cancelled | US | Texas RE |  |  | 12INR0081a |  |  | SSE PHASE 1 |  | WT | WND |  | Wind | 2013-12-31 |  | 112 | 0 | 22.4 | 0 | 0 | 0 | 0 | 0 | 0 | 0 | 0 | 0 | 0 | 0 | 0 | 0 | 0 | 0 | 0 | 0 | 0 | 0 | 0 | 0 | 0 | 0 | 0 | 0 | 0 | 0 | 0 | 0 | 0 | 0 | 0 | 0 | 0 | 0 | 0 | 0 | 0 | 0 | 0 | 0 | 0 | 0 | 0
Cancelled | US | Texas RE |  |  | 15INR0011a |  |  | LONG DRAW ENERGY PROJECT |  | WT | WND |  | Wind | 2015-12-01 |  | 112 | 21.28 | 22.4 | 0 | 0 | 0 | 0 | 0 | 0 | 0 | 0 | 0 | 0 | 0 | 0 | 0 | 0 | 0 | 0 | 0 | 0 | 0 | 0 | 0 | 0 | 0 | 0 | 0 | 0 | 0 | 0 | 0 | 0 | 0 | 0 | 0 | 0 | 0 | 0 | 0 | 0 | 0 | 0 | 0 | 0 | 0 | 0
Cancelled | US | Texas RE |  |  | 17INR0034 |  |  | GREEN VALLEY GAS |  | CT | NG | 0 | Natural Gas and Other Gases | 2017-12-01 |  | 112 | 112 | 112 | 0 | 0 | 0 | 0 | 0 | 0 | 0 | 0 | 0 | 0 | 0 | 0 | 0 | 0 | 0 | 0 | 0 | 0 | 0 | 0 | 0 | 0 | 0 | 0 | 0 | 0 | 0 | 0 | 0 | 0 | 0 | 0 | 0 | 0 | 0 | 0 | 0 | 0 | 0 | 0 | 0 | 0 | 0 | 0
Cancelled | US | Texas RE |  |  | 14INR0012b |  |  | MIAMI WIND G3 |  | WT | WND |  | Wind | 2016-05-01 |  | 111 | 32.19 | 37.74 | 0 | 0 | 0 | 0 | 0 | 0 | 0 | 0 | 0 | 0 | 0 | 0 | 0 | 0 | 0 | 0 | 0 | 0 | 0 | 0 | 0 | 0 | 0 | 0 | 0 | 0 | 0 | 0 | 0 | 0 | 0 | 0 | 0 | 0 | 0 | 0 | 0 | 0 | 0 | 0 | 0 | 0 | 0 | 0
Cancelled | US | Texas RE |  |  | 22INR0241 |  |  | BOREAS WIND |  | WT | WND |  | Wind | 2022-09-30 |  | 111 | 21.09 | 22.2 | 0 | 0 | 0 | 0 | 0 | 0 | 0 | 0 | 0 | 0 | 0 | 0 | 0 | 0 | 0 | 0 | 0 | 0 | 0 | 0 | 0 | 0 | 0 | 0 | 0 | 0 | 0 | 0 | 0 | 0 | 0 | 0 | 0 | 0 | 0 | 0 | 0 | 0 | 0 | 0 | 0 | 0 | 0 | 0
Cancelled | US | Texas RE |  |  | 15INR0069 |  |  | FAS1 SOLAR |  | PV | SUN |  | Solar | 2018-11-30 |  | 110 | 88 | 7.7 | 0 | 0 | 0 | 0 | 0 | 0 | 0 | 0 | 0 | 0 | 0 | 0 | 0 | 0 | 0 | 0 | 0 | 0 | 0 | 0 | 0 | 0 | 0 | 0 | 0 | 0 | 0 | 0 | 0 | 0 | 0 | 0 | 0 | 0 | 0 | 0 | 0 | 0 | 0 | 0 | 0 | 0 | 0 | 0
Cancelled | US | Texas RE |  |  | 15INR0070_2 |  |  | WEST TEXAS SOLAR 1 |  | PV | SUN |  | Solar | 2015-03-01 |  | 110 | 88 | 7.7 | 0 | 0 | 0 | 0 | 0 | 0 | 0 | 0 | 0 | 0 | 0 | 0 | 0 | 0 | 0 | 0 | 0 | 0 | 0 | 0 | 0 | 0 | 0 | 0 | 0 | 0 | 0 | 0 | 0 | 0 | 0 | 0 | 0 | 0 | 0 | 0 | 0 | 0 | 0 | 0 | 0 | 0 | 0 | 0
Cancelled | US | Texas RE |  |  | 19INR0084 |  |  | BRAZOS SOLAR |  | PV | SUN |  | Solar | 2019-12-15 |  | 110 | 88 | 7.7 | 0 | 0 | 0 | 0 | 0 | 0 | 0 | 0 | 0 | 0 | 0 | 0 | 0 | 0 | 0 | 0 | 0 | 0 | 0 | 0 | 0 | 0 | 0 | 0 | 0 | 0 | 0 | 0 | 0 | 0 | 0 | 0 | 0 | 0 | 0 | 0 | 0 | 0 | 0 | 0 | 0 | 0 | 0 | 0
Cancelled | US | Texas RE |  |  | 21INR0411 |  |  | GALLOWAY 2 STORAGE |  | BA | MWH |  | Other | 2021-12-01 |  | 110 | 0 | 0 | 0 | 0 | 0 | 0 | 0 | 0 | 0 | 0 | 0 | 0 | 0 | 0 | 0 | 0 | 0 | 0 | 0 | 0 | 0 | 0 | 0 | 0 | 0 | 0 | 0 | 0 | 0 | 0 | 0 | 0 | 0 | 0 | 0 | 0 | 0 | 0 | 0 | 0 | 0 | 0 | 0 | 0 | 0 | 0
Cancelled | US | Texas RE |  |  | 21INR0423 |  |  | ALBOLAFIA WIND |  | WT | WND |  | Wind | 2022-09-30 |  | 110 | 20.9 | 22 | 0 | 0 | 0 | 0 | 0 | 0 | 0 | 0 | 0 | 0 | 0 | 0 | 0 | 0 | 0 | 0 | 0 | 0 | 0 | 0 | 0 | 0 | 0 | 0 | 0 | 0 | 0 | 0 | 0 | 0 | 0 | 0 | 0 | 0 | 0 | 0 | 0 | 0 | 0 | 0 | 0 | 0 | 0 | 0
Cancelled | US | Texas RE |  |  | 03INR0035 |  |  | MORGAN RANCH WIND PARK |  | WT | WND |  | Wind | 2050-12-31 |  | 108 | 20.52 | 21.6 | 0 | 0 | 0 | 0 | 0 | 0 | 0 | 0 | 0 | 0 | 0 | 0 | 0 | 0 | 0 | 0 | 0 | 0 | 0 | 0 | 0 | 0 | 0 | 0 | 0 | 0 | 0 | 0 | 0 | 0 | 0 | 0 | 0 | 0 | 0 | 0 | 0 | 0 | 0 | 0 | 0 | 0 | 0 | 0
Cancelled | US | Texas RE |  |  | 11INR0085 |  |  | SEPANTA WIND PROJECT |  | WT | WND |  | Wind | 2014-12-01 |  | 106 | 20.14 | 21.2 | 0 | 0 | 0 | 0 | 0 | 0 | 0 | 0 | 0 | 0 | 0 | 0 | 0 | 0 | 0 | 0 | 0 | 0 | 0 | 0 | 0 | 0 | 0 | 0 | 0 | 0 | 0 | 0 | 0 | 0 | 0 | 0 | 0 | 0 | 0 | 0 | 0 | 0 | 0 | 0 | 0 | 0 | 0 | 0
Cancelled | US | Texas RE |  |  | 15INR0056 |  |  | DAWSON SOLAR |  | PV | SUN |  | Solar | 2015-06-01 |  | 106 | 84.8 | 7.42 | 0 | 0 | 0 | 0 | 0 | 0 | 0 | 0 | 0 | 0 | 0 | 0 | 0 | 0 | 0 | 0 | 0 | 0 | 0 | 0 | 0 | 0 | 0 | 0 | 0 | 0 | 0 | 0 | 0 | 0 | 0 | 0 | 0 | 0 | 0 | 0 | 0 | 0 | 0 | 0 | 0 | 0 | 0 | 0
Cancelled | US | Texas RE |  |  | 16INR0040 |  |  | RE AVALON SOLAR |  | PV | SUN |  | Solar | 2017-12-31 |  | 105 | 84 | 7.35 | 0 | 0 | 0 | 0 | 0 | 0 | 0 | 0 | 0 | 0 | 0 | 0 | 0 | 0 | 0 | 0 | 0 | 0 | 0 | 0 | 0 | 0 | 0 | 0 | 0 | 0 | 0 | 0 | 0 | 0 | 0 | 0 | 0 | 0 | 0 | 0 | 0 | 0 | 0 | 0 | 0 | 0 | 0 | 0
Cancelled | US | Texas RE |  |  | 16INR0114 |  |  | UPTON SOLAR |  | PV | SUN |  | Solar | 2021-11-01 |  | 104.56 | 83.648 | 7.3192 | 0 | 0 | 0 | 0 | 0 | 0 | 0 | 0 | 0 | 0 | 0 | 0 | 0 | 0 | 0 | 0 | 0 | 0 | 0 | 0 | 0 | 0 | 0 | 0 | 0 | 0 | 0 | 0 | 0 | 0 | 0 | 0 | 0 | 0 | 0 | 0 | 0 | 0 | 0 | 0 | 0 | 0 | 0 | 0
Cancelled | US | Texas RE |  |  | 17INR0020d |  |  | RE MAPLEWOOD 2D SOLAR |  | PV | SUN |  | Solar | 2020-12-31 |  | 103 | 80 | 7 | 0 | 0 | 0 | 0 | 0 | 0 | 0 | 0 | 0 | 0 | 0 | 0 | 0 | 0 | 0 | 0 | 0 | 0 | 0 | 0 | 0 | 0 | 0 | 0 | 0 | 0 | 0 | 0 | 0 | 0 | 0 | 0 | 0 | 0 | 0 | 0 | 0 | 0 | 0 | 0 | 0 | 0 | 0 | 0
Cancelled | US | Texas RE |  |  | 17INR0020e |  |  | RE MAPLEWOOD 2E SOLAR |  | PV | SUN |  | Solar | 2020-12-31 |  | 103 | 80 | 7 | 0 | 0 | 0 | 0 | 0 | 0 | 0 | 0 | 0 | 0 | 0 | 0 | 0 | 0 | 0 | 0 | 0 | 0 | 0 | 0 | 0 | 0 | 0 | 0 | 0 | 0 | 0 | 0 | 0 | 0 | 0 | 0 | 0 | 0 | 0 | 0 | 0 | 0 | 0 | 0 | 0 | 0 | 0 | 0
Cancelled | US | Texas RE |  |  | 21INR0516 |  |  | CONE MOUNTAIN BATT |  | BA | MWH |  | Other | 2021-10-01 |  | 102.96 | 0 | 0 | 0 | 0 | 0 | 0 | 0 | 0 | 0 | 0 | 0 | 0 | 0 | 0 | 0 | 0 | 0 | 0 | 0 | 0 | 0 | 0 | 0 | 0 | 0 | 0 | 0 | 0 | 0 | 0 | 0 | 0 | 0 | 0 | 0 | 0 | 0 | 0 | 0 | 0 | 0 | 0 | 0 | 0 | 0 | 0
Cancelled | US | Texas RE |  |  | 22INR0483 |  |  | GHOST TOWN STORAGE 1 |  | BA | MWH |  | Other | 2022-02-01 |  | 102.67 | 0 | 0 | 0 | 0 | 0 | 0 | 0 | 0 | 0 | 0 | 0 | 0 | 0 | 0 | 0 | 0 | 0 | 0 | 0 | 0 | 0 | 0 | 0 | 0 | 0 | 0 | 0 | 0 | 0 | 0 | 0 | 0 | 0 | 0 | 0 | 0 | 0 | 0 | 0 | 0 | 0 | 0 | 0 | 0 | 0 | 0
Cancelled | US | Texas RE |  |  | 22INR0484 |  |  | GHOST TOWN STORAGE 2 |  | BA | MWH |  | Other | 2022-02-01 |  | 102.67 | 0 | 0 | 0 | 0 | 0 | 0 | 0 | 0 | 0 | 0 | 0 | 0 | 0 | 0 | 0 | 0 | 0 | 0 | 0 | 0 | 0 | 0 | 0 | 0 | 0 | 0 | 0 | 0 | 0 | 0 | 0 | 0 | 0 | 0 | 0 | 0 | 0 | 0 | 0 | 0 | 0 | 0 | 0 | 0 | 0 | 0
Cancelled | US | Texas RE |  |  | 21INR0214 |  |  | PRICKLY PEAR |  | PV | SUN |  | Solar | 2021-12-31 |  | 102.5 | 82 | 7.175 | 0 | 0 | 0 | 0 | 0 | 0 | 0 | 0 | 0 | 0 | 0 | 0 | 0 | 0 | 0 | 0 | 0 | 0 | 0 | 0 | 0 | 0 | 0 | 0 | 0 | 0 | 0 | 0 | 0 | 0 | 0 | 0 | 0 | 0 | 0 | 0 | 0 | 0 | 0 | 0 | 0 | 0 | 0 | 0
Cancelled | US | Texas RE |  |  | 21INR0215 |  |  | JUNIPER |  | PV | SUN |  | Solar | 2021-12-31 |  | 102.5 | 82 | 7.175 | 0 | 0 | 0 | 0 | 0 | 0 | 0 | 0 | 0 | 0 | 0 | 0 | 0 | 0 | 0 | 0 | 0 | 0 | 0 | 0 | 0 | 0 | 0 | 0 | 0 | 0 | 0 | 0 | 0 | 0 | 0 | 0 | 0 | 0 | 0 | 0 | 0 | 0 | 0 | 0 | 0 | 0 | 0 | 0
Cancelled | US | Texas RE |  |  | 21INR0216 |  |  | ZANIAH |  | PV | SUN |  | Solar | 2021-12-31 |  | 102.5 | 82 | 7.175 | 0 | 0 | 0 | 0 | 0 | 0 | 0 | 0 | 0 | 0 | 0 | 0 | 0 | 0 | 0 | 0 | 0 | 0 | 0 | 0 | 0 | 0 | 0 | 0 | 0 | 0 | 0 | 0 | 0 | 0 | 0 | 0 | 0 | 0 | 0 | 0 | 0 | 0 | 0 | 0 | 0 | 0 | 0 | 0
Cancelled | US | Texas RE |  |  | 22INR0291 |  |  | ESTONIAN STORAGE |  | BA | MWH |  | Other | 2022-12-13 |  | 102.5 | 0 | 0 | 0 | 0 | 0 | 0 | 0 | 0 | 0 | 0 | 0 | 0 | 0 | 0 | 0 | 0 | 0 | 0 | 0 | 0 | 0 | 0 | 0 | 0 | 0 | 0 | 0 | 0 | 0 | 0 | 0 | 0 | 0 | 0 | 0 | 0 | 0 | 0 | 0 | 0 | 0 | 0 | 0 | 0 | 0 | 0
Cancelled | US | Texas RE |  |  | 21INR0340 |  |  | ESTONIAN SOLAR |  | PV | SUN |  | Solar | 2022-12-13 |  | 102.38 | 81.904 | 7.1666 | 0 | 0 | 0 | 0 | 0 | 0 | 0 | 0 | 0 | 0 | 0 | 0 | 0 | 0 | 0 | 0 | 0 | 0 | 0 | 0 | 0 | 0 | 0 | 0 | 0 | 0 | 0 | 0 | 0 | 0 | 0 | 0 | 0 | 0 | 0 | 0 | 0 | 0 | 0 | 0 | 0 | 0 | 0 | 0
Cancelled | US | Texas RE |  |  | 22INR0373 |  |  | ESTONIAN 2 SOLAR |  | PV | SUN |  | Solar | 2022-12-01 |  | 102.38 | 81.904 | 7.1666 | 0 | 0 | 0 | 0 | 0 | 0 | 0 | 0 | 0 | 0 | 0 | 0 | 0 | 0 | 0 | 0 | 0 | 0 | 0 | 0 | 0 | 0 | 0 | 0 | 0 | 0 | 0 | 0 | 0 | 0 | 0 | 0 | 0 | 0 | 0 | 0 | 0 | 0 | 0 | 0 | 0 | 0 | 0 | 0
Cancelled | US | Texas RE |  |  | 14INR0049_1 |  |  | KEECHI WIND ENERGY CENTER 345 KV |  | WT | WND |  | Wind | 2014-12-31 |  | 102 | 19.38 | 20.4 | 0 | 0 | 0 | 0 | 0 | 0 | 0 | 0 | 0 | 0 | 0 | 0 | 0 | 0 | 0 | 0 | 0 | 0 | 0 | 0 | 0 | 0 | 0 | 0 | 0 | 0 | 0 | 0 | 0 | 0 | 0 | 0 | 0 | 0 | 0 | 0 | 0 | 0 | 0 | 0 | 0 | 0 | 0 | 0
Cancelled | US | Texas RE |  |  | 16INR0096 |  |  | PECOS SOLAR II |  | PV | SUN |  | Solar | 2017-12-31 |  | 102 | 81.6 | 7.14 | 0 | 0 | 0 | 0 | 0 | 0 | 0 | 0 | 0 | 0 | 0 | 0 | 0 | 0 | 0 | 0 | 0 | 0 | 0 | 0 | 0 | 0 | 0 | 0 | 0 | 0 | 0 | 0 | 0 | 0 | 0 | 0 | 0 | 0 | 0 | 0 | 0 | 0 | 0 | 0 | 0 | 0 | 0 | 0
Cancelled | US | Texas RE |  |  | 19INR0107 |  |  | LAS PALMAS WIND II |  | WT | WND |  | Wind | 2019-09-01 |  | 102 | 62.22 | 47.94 | 0 | 0 | 0 | 0 | 0 | 0 | 0 | 0 | 0 | 0 | 0 | 0 | 0 | 0 | 0 | 0 | 0 | 0 | 0 | 0 | 0 | 0 | 0 | 0 | 0 | 0 | 0 | 0 | 0 | 0 | 0 | 0 | 0 | 0 | 0 | 0 | 0 | 0 | 0 | 0 | 0 | 0 | 0 | 0
Cancelled | US | Texas RE |  |  | 19INR0118 |  |  | ROAD RUNNER CROSSING WIND 2 |  | WT | WND |  | Wind | 2021-12-31 |  | 102 | 19.38 | 20.4 | 0 | 0 | 0 | 0 | 0 | 0 | 0 | 0 | 0 | 0 | 0 | 0 | 0 | 0 | 0 | 0 | 0 | 0 | 0 | 0 | 0 | 0 | 0 | 0 | 0 | 0 | 0 | 0 | 0 | 0 | 0 | 0 | 0 | 0 | 0 | 0 | 0 | 0 | 0 | 0 | 0 | 0 | 0 | 0
Cancelled | US | Texas RE |  |  | 20INR0039 |  |  | RED MUD CREEK II |  | WT | WND |  | Wind | 2021-12-31 |  | 102 | 19.38 | 20.4 | 0 | 0 | 0 | 0 | 0 | 0 | 0 | 0 | 0 | 0 | 0 | 0 | 0 | 0 | 0 | 0 | 0 | 0 | 0 | 0 | 0 | 0 | 0 | 0 | 0 | 0 | 0 | 0 | 0 | 0 | 0 | 0 | 0 | 0 | 0 | 0 | 0 | 0 | 0 | 0 | 0 | 0 | 0 | 0
Cancelled | US | Texas RE |  |  | 23INR0098 |  |  | BOTTOM GRASS BESS MW INCREASE |  | BA | MWH |  | Other | 2023-07-01 |  | 101.44 | 0 | 0 | 0 | 0 | 0 | 0 | 0 | 0 | 0 | 0 | 0 | 0 | 0 | 0 | 0 | 0 | 0 | 0 | 0 | 0 | 0 | 0 | 0 | 0 | 0 | 0 | 0 | 0 | 0 | 0 | 0 | 0 | 0 | 0 | 0 | 0 | 0 | 0 | 0 | 0 | 0 | 0 | 0 | 0 | 0 | 0
Cancelled | US | Texas RE |  |  | 10INR0077 |  |  | KAISER CREEK WINDFARM |  | WT | WND |  | Wind | 2050-12-31 |  | 101 | 19.19 | 20.2 | 0 | 0 | 0 | 0 | 0 | 0 | 0 | 0 | 0 | 0 | 0 | 0 | 0 | 0 | 0 | 0 | 0 | 0 | 0 | 0 | 0 | 0 | 0 | 0 | 0 | 0 | 0 | 0 | 0 | 0 | 0 | 0 | 0 | 0 | 0 | 0 | 0 | 0 | 0 | 0 | 0 | 0 | 0 | 0
Cancelled | US | Texas RE |  |  | 14INR0055 |  |  | PAYNE MOUNTAIN 138 KV |  | WT | WND |  | Wind | 2014-12-31 |  | 101 | 0 | 20.2 | 0 | 0 | 0 | 0 | 0 | 0 | 0 | 0 | 0 | 0 | 0 | 0 | 0 | 0 | 0 | 0 | 0 | 0 | 0 | 0 | 0 | 0 | 0 | 0 | 0 | 0 | 0 | 0 | 0 | 0 | 0 | 0 | 0 | 0 | 0 | 0 | 0 | 0 | 0 | 0 | 0 | 0 | 0 | 0
Cancelled | US | Texas RE |  |  | 14INR0056 |  |  | PAYNE MT WIND |  | WT | WND |  | Wind | 2018-12-31 |  | 101 | 19.19 | 20.2 | 0 | 0 | 0 | 0 | 0 | 0 | 0 | 0 | 0 | 0 | 0 | 0 | 0 | 0 | 0 | 0 | 0 | 0 | 0 | 0 | 0 | 0 | 0 | 0 | 0 | 0 | 0 | 0 | 0 | 0 | 0 | 0 | 0 | 0 | 0 | 0 | 0 | 0 | 0 | 0 | 0 | 0 | 0 | 0
Cancelled | US | Texas RE |  |  | 16INR0090 |  |  | PANHANDLE WIND 4 |  | WT | WND |  | Wind | 2016-11-01 |  | 101 | 29.29 | 34.34 | 0 | 0 | 0 | 0 | 0 | 0 | 0 | 0 | 0 | 0 | 0 | 0 | 0 | 0 | 0 | 0 | 0 | 0 | 0 | 0 | 0 | 0 | 0 | 0 | 0 | 0 | 0 | 0 | 0 | 0 | 0 | 0 | 0 | 0 | 0 | 0 | 0 | 0 | 0 | 0 | 0 | 0 | 0 | 0
Cancelled | US | Texas RE |  |  | 20INR0018 |  |  | HAMILTON WIND |  | WT | WND |  | Wind | 2020-10-31 |  | 101 | 19.19 | 20.2 | 0 | 0 | 0 | 0 | 0 | 0 | 0 | 0 | 0 | 0 | 0 | 0 | 0 | 0 | 0 | 0 | 0 | 0 | 0 | 0 | 0 | 0 | 0 | 0 | 0 | 0 | 0 | 0 | 0 | 0 | 0 | 0 | 0 | 0 | 0 | 0 | 0 | 0 | 0 | 0 | 0 | 0 | 0 | 0
Cancelled | US | Texas RE |  |  | 21INR0370 |  |  | HONEY SOLAR 1 |  | PV | SUN |  | Solar | 2021-06-10 |  | 101 | 80.8 | 7.07 | 0 | 0 | 0 | 0 | 0 | 0 | 0 | 0 | 0 | 0 | 0 | 0 | 0 | 0 | 0 | 0 | 0 | 0 | 0 | 0 | 0 | 0 | 0 | 0 | 0 | 0 | 0 | 0 | 0 | 0 | 0 | 0 | 0 | 0 | 0 | 0 | 0 | 0 | 0 | 0 | 0 | 0 | 0 | 0
Cancelled | US | Texas RE |  |  | 22INR0507 |  |  | TOPAZ 2 ENERGY STORAGE |  | BA | MWH |  | Other | 2022-06-01 |  | 100.8 | 0 | 0 | 0 | 0 | 0 | 0 | 0 | 0 | 0 | 0 | 0 | 0 | 0 | 0 | 0 | 0 | 0 | 0 | 0 | 0 | 0 | 0 | 0 | 0 | 0 | 0 | 0 | 0 | 0 | 0 | 0 | 0 | 0 | 0 | 0 | 0 | 0 | 0 | 0 | 0 | 0 | 0 | 0 | 0 | 0 | 0
Cancelled | US | Texas RE |  |  | 22INR0519 |  |  | MARK ONE ENERGY STORAGE 2 |  | BA | MWH |  | Other | 2022-06-01 |  | 100.8 | 0 | 0 | 0 | 0 | 0 | 0 | 0 | 0 | 0 | 0 | 0 | 0 | 0 | 0 | 0 | 0 | 0 | 0 | 0 | 0 | 0 | 0 | 0 | 0 | 0 | 0 | 0 | 0 | 0 | 0 | 0 | 0 | 0 | 0 | 0 | 0 | 0 | 0 | 0 | 0 | 0 | 0 | 0 | 0 | 0 | 0
Cancelled | US | Texas RE |  |  | 23INR0242 |  |  | CANTALOUPE STORAGE 2 |  | BA | MWH |  | Other | 2023-12-01 |  | 100.54 | 0 | 0 | 0 | 0 | 0 | 0 | 0 | 0 | 0 | 0 | 0 | 0 | 0 | 0 | 0 | 0 | 0 | 0 | 0 | 0 | 0 | 0 | 0 | 0 | 0 | 0 | 0 | 0 | 0 | 0 | 0 | 0 | 0 | 0 | 0 | 0 | 0 | 0 | 0 | 0 | 0 | 0 | 0 | 0 | 0 | 0
Cancelled | US | Texas RE |  |  | 22INR0278 |  |  | FELTON ESS |  | BA | MWH |  | Other | 2022-03-15 |  | 100.1 | 0 | 0 | 0 | 0 | 0 | 0 | 0 | 0 | 0 | 0 | 0 | 0 | 0 | 0 | 0 | 0 | 0 | 0 | 0 | 0 | 0 | 0 | 0 | 0 | 0 | 0 | 0 | 0 | 0 | 0 | 0 | 0 | 0 | 0 | 0 | 0 | 0 | 0 | 0 | 0 | 0 | 0 | 0 | 0 | 0 | 0
Cancelled | US | Texas RE |  |  | 24INR0002 |  |  | DODD ESS |  | BA | MWH |  | Other | 2024-03-15 |  | 100.1 | 0 | 0 | 0 | 0 | 0 | 0 | 0 | 0 | 0 | 0 | 0 | 0 | 0 | 0 | 0 | 0 | 0 | 0 | 0 | 0 | 0 | 0 | 0 | 0 | 0 | 0 | 0 | 0 | 0 | 0 | 0 | 0 | 0 | 0 | 0 | 0 | 0 | 0 | 0 | 0 | 0 | 0 | 0 | 0 | 0 | 0
Cancelled | US | Texas RE |  |  | 04INR0011c |  |  | COTTONWOOD WIND |  | WT | WND |  | Wind | 2050-12-31 |  | 100 | 19 | 20 | 0 | 0 | 0 | 0 | 0 | 0 | 0 | 0 | 0 | 0 | 0 | 0 | 0 | 0 | 0 | 0 | 0 | 0 | 0 | 0 | 0 | 0 | 0 | 0 | 0 | 0 | 0 | 0 | 0 | 0 | 0 | 0 | 0 | 0 | 0 | 0 | 0 | 0 | 0 | 0 | 0 | 0 | 0 | 0
Cancelled | US | Texas RE |  |  | 06INR0027 |  |  | TX-11 |  | WT | WND |  | Wind | 2014-04-02 |  | 100 | 19 | 20 | 0 | 0 | 0 | 0 | 0 | 0 | 0 | 0 | 0 | 0 | 0 | 0 | 0 | 0 | 0 | 0 | 0 | 0 | 0 | 0 | 0 | 0 | 0 | 0 | 0 | 0 | 0 | 0 | 0 | 0 | 0 | 0 | 0 | 0 | 0 | 0 | 0 | 0 | 0 | 0 | 0 | 0 | 0 | 0
Cancelled | US | Texas RE |  |  | 06INR0028 |  |  | HYLTON MOUNTAIN |  | WT | WND |  | Wind | 2050-12-31 |  | 100 | 19 | 20 | 0 | 0 | 0 | 0 | 0 | 0 | 0 | 0 | 0 | 0 | 0 | 0 | 0 | 0 | 0 | 0 | 0 | 0 | 0 | 0 | 0 | 0 | 0 | 0 | 0 | 0 | 0 | 0 | 0 | 0 | 0 | 0 | 0 | 0 | 0 | 0 | 0 | 0 | 0 | 0 | 0 | 0 | 0 | 0
Cancelled | US | Texas RE |  |  | 06INR0031 |  |  | TX-26 |  | WT | WND |  | Wind | 2050-12-31 |  | 100 | 19 | 20 | 0 | 0 | 0 | 0 | 0 | 0 | 0 | 0 | 0 | 0 | 0 | 0 | 0 | 0 | 0 | 0 | 0 | 0 | 0 | 0 | 0 | 0 | 0 | 0 | 0 | 0 | 0 | 0 | 0 | 0 | 0 | 0 | 0 | 0 | 0 | 0 | 0 | 0 | 0 | 0 | 0 | 0 | 0 | 0
Cancelled | US | Texas RE |  |  | 06INR0034 |  |  | VAQUILLAS WIND (TX-31) |  | WT | WND |  | Wind | 2050-12-31 |  | 100 | 19 | 20 | 0 | 0 | 0 | 0 | 0 | 0 | 0 | 0 | 0 | 0 | 0 | 0 | 0 | 0 | 0 | 0 | 0 | 0 | 0 | 0 | 0 | 0 | 0 | 0 | 0 | 0 | 0 | 0 | 0 | 0 | 0 | 0 | 0 | 0 | 0 | 0 | 0 | 0 | 0 | 0 | 0 | 0 | 0 | 0
Cancelled | US | Texas RE |  |  | 08INR0022 |  |  | CEDAR CAP WIND PROJECT (USTX-09) |  | WT | WND |  | Wind | 2050-12-31 |  | 100 | 29 | 34 | 0 | 0 | 0 | 0 | 0 | 0 | 0 | 0 | 0 | 0 | 0 | 0 | 0 | 0 | 0 | 0 | 0 | 0 | 0 | 0 | 0 | 0 | 0 | 0 | 0 | 0 | 0 | 0 | 0 | 0 | 0 | 0 | 0 | 0 | 0 | 0 | 0 | 0 | 0 | 0 | 0 | 0 | 0 | 0
Cancelled | US | Texas RE |  |  | 08INR0023 |  |  | CEDAR CAP WIND PROJECT 2 |  | WT | WND |  | Wind | 2050-12-31 |  | 100 | 29 | 34 | 0 | 0 | 0 | 0 | 0 | 0 | 0 | 0 | 0 | 0 | 0 | 0 | 0 | 0 | 0 | 0 | 0 | 0 | 0 | 0 | 0 | 0 | 0 | 0 | 0 | 0 | 0 | 0 | 0 | 0 | 0 | 0 | 0 | 0 | 0 | 0 | 0 | 0 | 0 | 0 | 0 | 0 | 0 | 0
Cancelled | US | Texas RE |  |  | 08INR0024 |  |  | TX-35 |  | WT | WND |  | Wind | 2050-12-31 01:00 |  | 100 | 19 | 20 | 0 | 0 | 0 | 0 | 0 | 0 | 0 | 0 | 0 | 0 | 0 | 0 | 0 | 0 | 0 | 0 | 0 | 0 | 0 | 0 | 0 | 0 | 0 | 0 | 0 | 0 | 0 | 0 | 0 | 0 | 0 | 0 | 0 | 0 | 0 | 0 | 0 | 0 | 0 | 0 | 0 | 0 | 0 | 0
Cancelled | US | Texas RE |  |  | 08INR0027 |  |  | MCDONALD III |  | WT | WND |  | Wind | 2050-12-31 01:00 |  | 100 | 19 | 20 | 0 | 0 | 0 | 0 | 0 | 0 | 0 | 0 | 0 | 0 | 0 | 0 | 0 | 0 | 0 | 0 | 0 | 0 | 0 | 0 | 0 | 0 | 0 | 0 | 0 | 0 | 0 | 0 | 0 | 0 | 0 | 0 | 0 | 0 | 0 | 0 | 0 | 0 | 0 | 0 | 0 | 0 | 0 | 0
Cancelled | US | Texas RE |  |  | 09INR0071a |  |  | WINDTHORST2 PHASE1 |  | WT | WND |  | Wind | 2050-12-31 |  | 100 | 19 | 20 | 0 | 0 | 0 | 0 | 0 | 0 | 0 | 0 | 0 | 0 | 0 | 0 | 0 | 0 | 0 | 0 | 0 | 0 | 0 | 0 | 0 | 0 | 0 | 0 | 0 | 0 | 0 | 0 | 0 | 0 | 0 | 0 | 0 | 0 | 0 | 0 | 0 | 0 | 0 | 0 | 0 | 0 | 0 | 0
Cancelled | US | Texas RE |  |  | 10INR0013 |  |  | HIGH LONESOME WIND FARM |  | WT | WND |  | Wind | 2050-12-31 |  | 100 | 19 | 20 | 0 | 0 | 0 | 0 | 0 | 0 | 0 | 0 | 0 | 0 | 0 | 0 | 0 | 0 | 0 | 0 | 0 | 0 | 0 | 0 | 0 | 0 | 0 | 0 | 0 | 0 | 0 | 0 | 0 | 0 | 0 | 0 | 0 | 0 | 0 | 0 | 0 | 0 | 0 | 0 | 0 | 0 | 0 | 0
Cancelled | US | Texas RE |  |  | 10INR0073 |  |  | EVEREST PEAKER |  | CC | NG | 0 | Natural Gas and Other Gases | 2050-12-31 |  | 100 | 100 | 100 | 0 | 0 | 0 | 0 | 0 | 0 | 0 | 0 | 0 | 0 | 0 | 0 | 0 | 0 | 0 | 0 | 0 | 0 | 0 | 0 | 0 | 0 | 0 | 0 | 0 | 0 | 0 | 0 | 0 | 0 | 0 | 0 | 0 | 0 | 0 | 0 | 0 | 0 | 0 | 0 | 0 | 0 | 0 | 0
Cancelled | US | Texas RE |  |  | 11INR0026 |  |  | TEXAS PLAINS WINDPARK |  | WT | WND |  | Wind | 2050-12-31 01:00 |  | 100 | 19 | 20 | 0 | 0 | 0 | 0 | 0 | 0 | 0 | 0 | 0 | 0 | 0 | 0 | 0 | 0 | 0 | 0 | 0 | 0 | 0 | 0 | 0 | 0 | 0 | 0 | 0 | 0 | 0 | 0 | 0 | 0 | 0 | 0 | 0 | 0 | 0 | 0 | 0 | 0 | 0 | 0 | 0 | 0 | 0 | 0
Cancelled | US | Texas RE |  |  | 11INR0038 |  |  | NOBLE ZAPATA COUNTY WINDPARK |  | WT | WND |  | Wind | 2050-12-31 |  | 100 | 19 | 20 | 0 | 0 | 0 | 0 | 0 | 0 | 0 | 0 | 0 | 0 | 0 | 0 | 0 | 0 | 0 | 0 | 0 | 0 | 0 | 0 | 0 | 0 | 0 | 0 | 0 | 0 | 0 | 0 | 0 | 0 | 0 | 0 | 0 | 0 | 0 | 0 | 0 | 0 | 0 | 0 | 0 | 0 | 0 | 0
Cancelled | US | Texas RE |  |  | 11INR0083B |  |  | RIO PECOS WIND PROJECT - PH 2 |  | WT | WND |  | Wind | 2050-12-31 |  | 100 | 19 | 20 | 0 | 0 | 0 | 0 | 0 | 0 | 0 | 0 | 0 | 0 | 0 | 0 | 0 | 0 | 0 | 0 | 0 | 0 | 0 | 0 | 0 | 0 | 0 | 0 | 0 | 0 | 0 | 0 | 0 | 0 | 0 | 0 | 0 | 0 | 0 | 0 | 0 | 0 | 0 | 0 | 0 | 0 | 0 | 0
Cancelled | US | Texas RE |  |  | 11INR0094 |  |  | WHITE CAMP SOLAR |  | PV | SUN |  | Solar | 2016-01-01 |  | 100 | 80 | 7 | 0 | 0 | 0 | 0 | 0 | 0 | 0 | 0 | 0 | 0 | 0 | 0 | 0 | 0 | 0 | 0 | 0 | 0 | 0 | 0 | 0 | 0 | 0 | 0 | 0 | 0 | 0 | 0 | 0 | 0 | 0 | 0 | 0 | 0 | 0 | 0 | 0 | 0 | 0 | 0 | 0 | 0 | 0 | 0
Cancelled | US | Texas RE |  |  | 12INR0013 |  |  | ROCK HOLLOW |  | WT | WND |  | Wind | 2050-12-31 |  | 100 | 19 | 20 | 0 | 0 | 0 | 0 | 0 | 0 | 0 | 0 | 0 | 0 | 0 | 0 | 0 | 0 | 0 | 0 | 0 | 0 | 0 | 0 | 0 | 0 | 0 | 0 | 0 | 0 | 0 | 0 | 0 | 0 | 0 | 0 | 0 | 0 | 0 | 0 | 0 | 0 | 0 | 0 | 0 | 0 | 0 | 0
Cancelled | US | Texas RE |  |  | 12INR0025 |  |  | TX CITY WIND |  | WT | WND |  | Wind | 2050-12-31 |  | 100 | 19 | 20 | 0 | 0 | 0 | 0 | 0 | 0 | 0 | 0 | 0 | 0 | 0 | 0 | 0 | 0 | 0 | 0 | 0 | 0 | 0 | 0 | 0 | 0 | 0 | 0 | 0 | 0 | 0 | 0 | 0 | 0 | 0 | 0 | 0 | 0 | 0 | 0 | 0 | 0 | 0 | 0 | 0 | 0 | 0 | 0
Cancelled | US | Texas RE |  |  | 13INR0022 |  |  | BELDING SOLAR ENERGY |  | ST | SUN |  | Solar | 2050-12-31 |  | 100 | 80 | 7 | 0 | 0 | 0 | 0 | 0 | 0 | 0 | 0 | 0 | 0 | 0 | 0 | 0 | 0 | 0 | 0 | 0 | 0 | 0 | 0 | 0 | 0 | 0 | 0 | 0 | 0 | 0 | 0 | 0 | 0 | 0 | 0 | 0 | 0 | 0 | 0 | 0 | 0 | 0 | 0 | 0 | 0 | 0 | 0
Cancelled | US | Texas RE |  |  | 13INR0030 |  |  | ONION CREEK WIND |  | WT | WND |  | Wind | 2050-12-31 01:00 |  | 100 | 19 | 20 | 0 | 0 | 0 | 0 | 0 | 0 | 0 | 0 | 0 | 0 | 0 | 0 | 0 | 0 | 0 | 0 | 0 | 0 | 0 | 0 | 0 | 0 | 0 | 0 | 0 | 0 | 0 | 0 | 0 | 0 | 0 | 0 | 0 | 0 | 0 | 0 | 0 | 0 | 0 | 0 | 0 | 0 | 0 | 0
Cancelled | US | Texas RE |  |  | 13INR0032 |  |  | SANDY HILLS SOLAR |  | PV | SUN |  | Solar | 2017-12-31 |  | 100 | 80 | 7 | 0 | 0 | 0 | 0 | 0 | 0 | 0 | 0 | 0 | 0 | 0 | 0 | 0 | 0 | 0 | 0 | 0 | 0 | 0 | 0 | 0 | 0 | 0 | 0 | 0 | 0 | 0 | 0 | 0 | 0 | 0 | 0 | 0 | 0 | 0 | 0 | 0 | 0 | 0 | 0 | 0 | 0 | 0 | 0
Cancelled | US | Texas RE |  |  | 13INR0034 |  |  | MCKENZIE MOUNTAIN WIND |  | WT | WND |  | Wind | 2050-12-31 |  | 100 | 19 | 20 | 0 | 0 | 0 | 0 | 0 | 0 | 0 | 0 | 0 | 0 | 0 | 0 | 0 | 0 | 0 | 0 | 0 | 0 | 0 | 0 | 0 | 0 | 0 | 0 | 0 | 0 | 0 | 0 | 0 | 0 | 0 | 0 | 0 | 0 | 0 | 0 | 0 | 0 | 0 | 0 | 0 | 0 | 0 | 0
Cancelled | US | Texas RE |  |  | 14INR0014 |  |  | WEST RANCH SOLAR |  | PV | SUN |  | Solar | 2018-12-30 |  | 100 | 80 | 7 | 0 | 0 | 0 | 0 | 0 | 0 | 0 | 0 | 0 | 0 | 0 | 0 | 0 | 0 | 0 | 0 | 0 | 0 | 0 | 0 | 0 | 0 | 0 | 0 | 0 | 0 | 0 | 0 | 0 | 0 | 0 | 0 | 0 | 0 | 0 | 0 | 0 | 0 | 0 | 0 | 0 | 0 | 0 | 0
Cancelled | US | Texas RE |  |  | 14INR0058 |  |  | SOLAR PRIME TX-4 |  | PV | SUN |  | Solar | 2014-12-01 |  | 100 | 0 | 7 | 0 | 0 | 0 | 0 | 0 | 0 | 0 | 0 | 0 | 0 | 0 | 0 | 0 | 0 | 0 | 0 | 0 | 0 | 0 | 0 | 0 | 0 | 0 | 0 | 0 | 0 | 0 | 0 | 0 | 0 | 0 | 0 | 0 | 0 | 0 | 0 | 0 | 0 | 0 | 0 | 0 | 0 | 0 | 0
Cancelled | US | Texas RE |  |  | 15INR0048 |  |  | LOCUST SOLAR |  | PV | SUN |  | Solar | 2015-12-15 |  | 100 | 80 | 7 | 0 | 0 | 0 | 0 | 0 | 0 | 0 | 0 | 0 | 0 | 0 | 0 | 0 | 0 | 0 | 0 | 0 | 0 | 0 | 0 | 0 | 0 | 0 | 0 | 0 | 0 | 0 | 0 | 0 | 0 | 0 | 0 | 0 | 0 | 0 | 0 | 0 | 0 | 0 | 0 | 0 | 0 | 0 | 0
Cancelled | US | Texas RE |  |  | 15INR0083 |  |  | SOLAR PRIME TX07 |  | PV | SUN |  | Solar | 2015-10-01 |  | 100 | 80 | 7 | 0 | 0 | 0 | 0 | 0 | 0 | 0 | 0 | 0 | 0 | 0 | 0 | 0 | 0 | 0 | 0 | 0 | 0 | 0 | 0 | 0 | 0 | 0 | 0 | 0 | 0 | 0 | 0 | 0 | 0 | 0 | 0 | 0 | 0 | 0 | 0 | 0 | 0 | 0 | 0 | 0 | 0 | 0 | 0
Cancelled | US | Texas RE |  |  | 16INR0022 |  |  | BNB OXBOW SOLAR |  | PV | SUN |  | Solar | 2017-05-30 |  | 100 | 80 | 7 | 0 | 0 | 0 | 0 | 0 | 0 | 0 | 0 | 0 | 0 | 0 | 0 | 0 | 0 | 0 | 0 | 0 | 0 | 0 | 0 | 0 | 0 | 0 | 0 | 0 | 0 | 0 | 0 | 0 | 0 | 0 | 0 | 0 | 0 | 0 | 0 | 0 | 0 | 0 | 0 | 0 | 0 | 0 | 0
Cancelled | US | Texas RE |  |  | 16INR0026 |  |  | ANGUS WIND, LLC |  | WT | WND |  | Wind | 2016-12-31 |  | 100 | 19 | 20 | 0 | 0 | 0 | 0 | 0 | 0 | 0 | 0 | 0 | 0 | 0 | 0 | 0 | 0 | 0 | 0 | 0 | 0 | 0 | 0 | 0 | 0 | 0 | 0 | 0 | 0 | 0 | 0 | 0 | 0 | 0 | 0 | 0 | 0 | 0 | 0 | 0 | 0 | 0 | 0 | 0 | 0 | 0 | 0
Cancelled | US | Texas RE |  |  | 16INR0027 |  |  | BONHAM WIND |  | WT | WND |  | Wind | 2018-12-31 |  | 100 | 19 | 20 | 0 | 0 | 0 | 0 | 0 | 0 | 0 | 0 | 0 | 0 | 0 | 0 | 0 | 0 | 0 | 0 | 0 | 0 | 0 | 0 | 0 | 0 | 0 | 0 | 0 | 0 | 0 | 0 | 0 | 0 | 0 | 0 | 0 | 0 | 0 | 0 | 0 | 0 | 0 | 0 | 0 | 0 | 0 | 0
Cancelled | US | Texas RE |  |  | 16INR0028 |  |  | BRAFORD WIND |  | WT | WND |  | Wind | 2016-12-31 |  | 100 | 19 | 20 | 0 | 0 | 0 | 0 | 0 | 0 | 0 | 0 | 0 | 0 | 0 | 0 | 0 | 0 | 0 | 0 | 0 | 0 | 0 | 0 | 0 | 0 | 0 | 0 | 0 | 0 | 0 | 0 | 0 | 0 | 0 | 0 | 0 | 0 | 0 | 0 | 0 | 0 | 0 | 0 | 0 | 0 | 0 | 0
Cancelled | US | Texas RE |  |  | 16INR0031 |  |  | NEW FALCON WIND |  | WT | WND |  | Wind | 2016-12-31 |  | 100 | 19 | 20 | 0 | 0 | 0 | 0 | 0 | 0 | 0 | 0 | 0 | 0 | 0 | 0 | 0 | 0 | 0 | 0 | 0 | 0 | 0 | 0 | 0 | 0 | 0 | 0 | 0 | 0 | 0 | 0 | 0 | 0 | 0 | 0 | 0 | 0 | 0 | 0 | 0 | 0 | 0 | 0 | 0 | 0 | 0 | 0
Cancelled | US | Texas RE |  |  | 16INR0039 |  |  | CABALLO SOLAR |  | PV | SUN |  | Solar | 2018-05-31 |  | 100 | 80 | 7 | 0 | 0 | 0 | 0 | 0 | 0 | 0 | 0 | 0 | 0 | 0 | 0 | 0 | 0 | 0 | 0 | 0 | 0 | 0 | 0 | 0 | 0 | 0 | 0 | 0 | 0 | 0 | 0 | 0 | 0 | 0 | 0 | 0 | 0 | 0 | 0 | 0 | 0 | 0 | 0 | 0 | 0 | 0 | 0
Cancelled | US | Texas RE |  |  | 16INR0041 |  |  | RE MONUMENT SOLAR |  | PV | SUN |  | Solar | 2017-05-31 |  | 100 | 80 | 7 | 0 | 0 | 0 | 0 | 0 | 0 | 0 | 0 | 0 | 0 | 0 | 0 | 0 | 0 | 0 | 0 | 0 | 0 | 0 | 0 | 0 | 0 | 0 | 0 | 0 | 0 | 0 | 0 | 0 | 0 | 0 | 0 | 0 | 0 | 0 | 0 | 0 | 0 | 0 | 0 | 0 | 0 | 0 | 0
Cancelled | US | Texas RE |  |  | 16INR0051 |  |  | BNB LAMESA SOLAR 2 |  | PV | SUN |  | Solar | 2016-12-31 |  | 100 | 80 | 7 | 0 | 0 | 0 | 0 | 0 | 0 | 0 | 0 | 0 | 0 | 0 | 0 | 0 | 0 | 0 | 0 | 0 | 0 | 0 | 0 | 0 | 0 | 0 | 0 | 0 | 0 | 0 | 0 | 0 | 0 | 0 | 0 | 0 | 0 | 0 | 0 | 0 | 0 | 0 | 0 | 0 | 0 | 0 | 0
Cancelled | US | Texas RE |  |  | 16INR0053 |  |  | BRISCOE SOLAR |  | PV | SUN |  | Solar | 2016-12-31 |  | 100 | 80 | 7 | 0 | 0 | 0 | 0 | 0 | 0 | 0 | 0 | 0 | 0 | 0 | 0 | 0 | 0 | 0 | 0 | 0 | 0 | 0 | 0 | 0 | 0 | 0 | 0 | 0 | 0 | 0 | 0 | 0 | 0 | 0 | 0 | 0 | 0 | 0 | 0 | 0 | 0 | 0 | 0 | 0 | 0 | 0 | 0
Cancelled | US | Texas RE |  |  | 16INR0067 |  |  | LOCUST SOLAR |  | PV | SUN |  | Solar | 2020-12-31 |  | 100 | 80 | 7 | 0 | 0 | 0 | 0 | 0 | 0 | 0 | 0 | 0 | 0 | 0 | 0 | 0 | 0 | 0 | 0 | 0 | 0 | 0 | 0 | 0 | 0 | 0 | 0 | 0 | 0 | 0 | 0 | 0 | 0 | 0 | 0 | 0 | 0 | 0 | 0 | 0 | 0 | 0 | 0 | 0 | 0 | 0 | 0
Cancelled | US | Texas RE |  |  | 16INR0068 |  |  | DOGWOOD SOLAR |  | PV | SUN |  | Solar | 2020-12-31 |  | 100 | 80 | 7 | 0 | 0 | 0 | 0 | 0 | 0 | 0 | 0 | 0 | 0 | 0 | 0 | 0 | 0 | 0 | 0 | 0 | 0 | 0 | 0 | 0 | 0 | 0 | 0 | 0 | 0 | 0 | 0 | 0 | 0 | 0 | 0 | 0 | 0 | 0 | 0 | 0 | 0 | 0 | 0 | 0 | 0 | 0 | 0
Cancelled | US | Texas RE |  |  | 16INR0075 |  |  | JOBE SOLAR |  | PV | SUN |  | Solar | 2017-12-31 |  | 100 | 80 | 7 | 0 | 0 | 0 | 0 | 0 | 0 | 0 | 0 | 0 | 0 | 0 | 0 | 0 | 0 | 0 | 0 | 0 | 0 | 0 | 0 | 0 | 0 | 0 | 0 | 0 | 0 | 0 | 0 | 0 | 0 | 0 | 0 | 0 | 0 | 0 | 0 | 0 | 0 | 0 | 0 | 0 | 0 | 0 | 0
Cancelled | US | Texas RE |  |  | 16INR0118 |  |  | PERMIAN SOLAR |  | PV | SUN |  | Solar | 2016-10-01 |  | 100 | 80 | 7 | 0 | 0 | 0 | 0 | 0 | 0 | 0 | 0 | 0 | 0 | 0 | 0 | 0 | 0 | 0 | 0 | 0 | 0 | 0 | 0 | 0 | 0 | 0 | 0 | 0 | 0 | 0 | 0 | 0 | 0 | 0 | 0 | 0 | 0 | 0 | 0 | 0 | 0 | 0 | 0 | 0 | 0 | 0 | 0
Cancelled | US | Texas RE |  |  | 17INR0001 |  |  | CEDAR ELM WIND |  | WT | WND |  | Wind | 2050-12-31 |  | 100 | 19 | 20 | 0 | 0 | 0 | 0 | 0 | 0 | 0 | 0 | 0 | 0 | 0 | 0 | 0 | 0 | 0 | 0 | 0 | 0 | 0 | 0 | 0 | 0 | 0 | 0 | 0 | 0 | 0 | 0 | 0 | 0 | 0 | 0 | 0 | 0 | 0 | 0 | 0 | 0 | 0 | 0 | 0 | 0 | 0 | 0
Cancelled | US | Texas RE |  |  | 17INR0030 |  |  | ESTACADO SOLAR |  | PV | SUN |  | Solar | 2019-12-31 |  | 100 | 80 | 7 | 0 | 0 | 0 | 0 | 0 | 0 | 0 | 0 | 0 | 0 | 0 | 0 | 0 | 0 | 0 | 0 | 0 | 0 | 0 | 0 | 0 | 0 | 0 | 0 | 0 | 0 | 0 | 0 | 0 | 0 | 0 | 0 | 0 | 0 | 0 | 0 | 0 | 0 | 0 | 0 | 0 | 0 | 0 | 0
Cancelled | US | Texas RE |  |  | 18INR0032 |  |  | HAYMEADOW SOLAR |  | PV | SUN |  | Solar | 2018-06-01 |  | 100 | 56 | 4.9 | 0 | 0 | 0 | 0 | 0 | 0 | 0 | 0 | 0 | 0 | 0 | 0 | 0 | 0 | 0 | 0 | 0 | 0 | 0 | 0 | 0 | 0 | 0 | 0 | 0 | 0 | 0 | 0 | 0 | 0 | 0 | 0 | 0 | 0 | 0 | 0 | 0 | 0 | 0 | 0 | 0 | 0 | 0 | 0
Cancelled | US | Texas RE |  |  | 18INR0044 |  |  | BLUEGROVE WIND |  | WT | WND |  | Wind | 2019-12-31 |  | 100 | 19 | 20 | 0 | 0 | 0 | 0 | 0 | 0 | 0 | 0 | 0 | 0 | 0 | 0 | 0 | 0 | 0 | 0 | 0 | 0 | 0 | 0 | 0 | 0 | 0 | 0 | 0 | 0 | 0 | 0 | 0 | 0 | 0 | 0 | 0 | 0 | 0 | 0 | 0 | 0 | 0 | 0 | 0 | 0 | 0 | 0
Cancelled | US | Texas RE |  |  | 18INR0048 |  |  | PALESTINE |  | CT | NG | 0 | Natural Gas and Other Gases | 2018-01-01 |  | 100 | 100 | 100 | 0 | 0 | 0 | 0 | 0 | 0 | 0 | 0 | 0 | 0 | 0 | 0 | 0 | 0 | 0 | 0 | 0 | 0 | 0 | 0 | 0 | 0 | 0 | 0 | 0 | 0 | 0 | 0 | 0 | 0 | 0 | 0 | 0 | 0 | 0 | 0 | 0 | 0 | 0 | 0 | 0 | 0 | 0 | 0
Cancelled | US | Texas RE |  |  | 19INR0008 |  |  | HARIANA SOLAR |  | PV | SUN |  | Solar | 2019-10-01 |  | 100 | 80 | 7 | 0 | 0 | 0 | 0 | 0 | 0 | 0 | 0 | 0 | 0 | 0 | 0 | 0 | 0 | 0 | 0 | 0 | 0 | 0 | 0 | 0 | 0 | 0 | 0 | 0 | 0 | 0 | 0 | 0 | 0 | 0 | 0 | 0 | 0 | 0 | 0 | 0 | 0 | 0 | 0 | 0 | 0 | 0 | 0
Cancelled | US | Texas RE |  |  | 19INR0021 |  |  | WEST WILLACY 1 |  | WT | WND |  | Wind | 2019-12-31 |  | 100 | 61 | 47 | 0 | 0 | 0 | 0 | 0 | 0 | 0 | 0 | 0 | 0 | 0 | 0 | 0 | 0 | 0 | 0 | 0 | 0 | 0 | 0 | 0 | 0 | 0 | 0 | 0 | 0 | 0 | 0 | 0 | 0 | 0 | 0 | 0 | 0 | 0 | 0 | 0 | 0 | 0 | 0 | 0 | 0 | 0 | 0
Cancelled | US | Texas RE |  |  | 19INR0058 |  |  | VICTORIA CITY PHASE 2 |  | CT | NG | 0 | Natural Gas and Other Gases | 2019-04-01 |  | 100 | 100 | 100 | 0 | 0 | 0 | 0 | 0 | 0 | 0 | 0 | 0 | 0 | 0 | 0 | 0 | 0 | 0 | 0 | 0 | 0 | 0 | 0 | 0 | 0 | 0 | 0 | 0 | 0 | 0 | 0 | 0 | 0 | 0 | 0 | 0 | 0 | 0 | 0 | 0 | 0 | 0 | 0 | 0 | 0 | 0 | 0
Cancelled | US | Texas RE |  |  | 19INR0063 |  |  | CANE ISLAND SOLAR |  | PV | SUN |  | Solar | 2019-12-01 |  | 100 | 80 | 7 | 0 | 0 | 0 | 0 | 0 | 0 | 0 | 0 | 0 | 0 | 0 | 0 | 0 | 0 | 0 | 0 | 0 | 0 | 0 | 0 | 0 | 0 | 0 | 0 | 0 | 0 | 0 | 0 | 0 | 0 | 0 | 0 | 0 | 0 | 0 | 0 | 0 | 0 | 0 | 0 | 0 | 0 | 0 | 0
Cancelled | US | Texas RE |  |  | 19INR0067 |  |  | LOS OLMOS SOLAR |  | PV | SUN |  | Solar | 2019-12-01 |  | 100 | 80 | 7 | 0 | 0 | 0 | 0 | 0 | 0 | 0 | 0 | 0 | 0 | 0 | 0 | 0 | 0 | 0 | 0 | 0 | 0 | 0 | 0 | 0 | 0 | 0 | 0 | 0 | 0 | 0 | 0 | 0 | 0 | 0 | 0 | 0 | 0 | 0 | 0 | 0 | 0 | 0 | 0 | 0 | 0 | 0 | 0
Cancelled | US | Texas RE |  |  | 19INR0072 |  |  | CASTRO SOLAR |  | PV | SUN |  | Solar | 2019-07-01 |  | 100 | 80 | 7 | 0 | 0 | 0 | 0 | 0 | 0 | 0 | 0 | 0 | 0 | 0 | 0 | 0 | 0 | 0 | 0 | 0 | 0 | 0 | 0 | 0 | 0 | 0 | 0 | 0 | 0 | 0 | 0 | 0 | 0 | 0 | 0 | 0 | 0 | 0 | 0 | 0 | 0 | 0 | 0 | 0 | 0 | 0 | 0
Cancelled | US | Texas RE |  |  | 19INR0076 |  |  | DUFFAU SOLAR |  | PV | SUN |  | Solar | 2019-12-01 |  | 100 | 80 | 7 | 0 | 0 | 0 | 0 | 0 | 0 | 0 | 0 | 0 | 0 | 0 | 0 | 0 | 0 | 0 | 0 | 0 | 0 | 0 | 0 | 0 | 0 | 0 | 0 | 0 | 0 | 0 | 0 | 0 | 0 | 0 | 0 | 0 | 0 | 0 | 0 | 0 | 0 | 0 | 0 | 0 | 0 | 0 | 0
Cancelled | US | Texas RE |  |  | 19INR0082 |  |  | DIEBEL |  | CT | NG | 0 | Natural Gas and Other Gases | 2019-05-01 |  | 100 | 100 | 100 | 0 | 0 | 0 | 0 | 0 | 0 | 0 | 0 | 0 | 0 | 0 | 0 | 0 | 0 | 0 | 0 | 0 | 0 | 0 | 0 | 0 | 0 | 0 | 0 | 0 | 0 | 0 | 0 | 0 | 0 | 0 | 0 | 0 | 0 | 0 | 0 | 0 | 0 | 0 | 0 | 0 | 0 | 0 | 0
Cancelled | US | Texas RE |  |  | 19INR0125 |  |  | WOLFCAMP 1 |  | PV | SUN |  | Solar | 2019-09-30 |  | 100 | 80 | 7 | 0 | 0 | 0 | 0 | 0 | 0 | 0 | 0 | 0 | 0 | 0 | 0 | 0 | 0 | 0 | 0 | 0 | 0 | 0 | 0 | 0 | 0 | 0 | 0 | 0 | 0 | 0 | 0 | 0 | 0 | 0 | 0 | 0 | 0 | 0 | 0 | 0 | 0 | 0 | 0 | 0 | 0 | 0 | 0
Cancelled | US | Texas RE |  |  | 19INR0126 |  |  | WOLFCAMP 2 |  | PV | SUN |  | Solar | 2019-09-30 |  | 100 | 80 | 7 | 0 | 0 | 0 | 0 | 0 | 0 | 0 | 0 | 0 | 0 | 0 | 0 | 0 | 0 | 0 | 0 | 0 | 0 | 0 | 0 | 0 | 0 | 0 | 0 | 0 | 0 | 0 | 0 | 0 | 0 | 0 | 0 | 0 | 0 | 0 | 0 | 0 | 0 | 0 | 0 | 0 | 0 | 0 | 0
Cancelled | US | Texas RE |  |  | 19INR0127 |  |  | EK ILANGA |  | PV | SUN |  | Solar | 2019-12-31 |  | 100 | 80 | 7 | 0 | 0 | 0 | 0 | 0 | 0 | 0 | 0 | 0 | 0 | 0 | 0 | 0 | 0 | 0 | 0 | 0 | 0 | 0 | 0 | 0 | 0 | 0 | 0 | 0 | 0 | 0 | 0 | 0 | 0 | 0 | 0 | 0 | 0 | 0 | 0 | 0 | 0 | 0 | 0 | 0 | 0 | 0 | 0
Cancelled | US | Texas RE |  |  | 19INR0139 |  |  | CRAVER RANCH |  | PV | SUN |  | Solar | 2019-12-01 |  | 100 | 80 | 7 | 0 | 0 | 0 | 0 | 0 | 0 | 0 | 0 | 0 | 0 | 0 | 0 | 0 | 0 | 0 | 0 | 0 | 0 | 0 | 0 | 0 | 0 | 0 | 0 | 0 | 0 | 0 | 0 | 0 | 0 | 0 | 0 | 0 | 0 | 0 | 0 | 0 | 0 | 0 | 0 | 0 | 0 | 0 | 0
Cancelled | US | Texas RE |  |  | 19INR0157 |  |  | EK YECLA 2 |  | PV | SUN |  | Solar | 2019-10-31 |  | 100 | 80 | 7 | 0 | 0 | 0 | 0 | 0 | 0 | 0 | 0 | 0 | 0 | 0 | 0 | 0 | 0 | 0 | 0 | 0 | 0 | 0 | 0 | 0 | 0 | 0 | 0 | 0 | 0 | 0 | 0 | 0 | 0 | 0 | 0 | 0 | 0 | 0 | 0 | 0 | 0 | 0 | 0 | 0 | 0 | 0 | 0
Cancelled | US | Texas RE |  |  | 19INR0158 |  |  | KRANICH 1 |  | PV | SUN |  | Solar | 2019-10-31 |  | 100 | 80 | 7 | 0 | 0 | 0 | 0 | 0 | 0 | 0 | 0 | 0 | 0 | 0 | 0 | 0 | 0 | 0 | 0 | 0 | 0 | 0 | 0 | 0 | 0 | 0 | 0 | 0 | 0 | 0 | 0 | 0 | 0 | 0 | 0 | 0 | 0 | 0 | 0 | 0 | 0 | 0 | 0 | 0 | 0 | 0 | 0
Cancelled | US | Texas RE |  |  | 19INR0162 |  |  | EK TUMBLEWEED |  | PV | SUN |  | Solar | 2019-10-31 |  | 100 | 80 | 7 | 0 | 0 | 0 | 0 | 0 | 0 | 0 | 0 | 0 | 0 | 0 | 0 | 0 | 0 | 0 | 0 | 0 | 0 | 0 | 0 | 0 | 0 | 0 | 0 | 0 | 0 | 0 | 0 | 0 | 0 | 0 | 0 | 0 | 0 | 0 | 0 | 0 | 0 | 0 | 0 | 0 | 0 | 0 | 0
Cancelled | US | Texas RE |  |  | 20INR0060 |  |  | OWEN SOLAR |  | PV | SUN |  | Solar | 2020-04-01 |  | 100 | 80 | 7 | 0 | 0 | 0 | 0 | 0 | 0 | 0 | 0 | 0 | 0 | 0 | 0 | 0 | 0 | 0 | 0 | 0 | 0 | 0 | 0 | 0 | 0 | 0 | 0 | 0 | 0 | 0 | 0 | 0 | 0 | 0 | 0 | 0 | 0 | 0 | 0 | 0 | 0 | 0 | 0 | 0 | 0 | 0 | 0
Cancelled | US | Texas RE |  |  | 20INR0105 |  |  | MANANA SOLAR |  | PV | SUN |  | Solar | 2020-06-01 |  | 100 | 80 | 7 | 0 | 0 | 0 | 0 | 0 | 0 | 0 | 0 | 0 | 0 | 0 | 0 | 0 | 0 | 0 | 0 | 0 | 0 | 0 | 0 | 0 | 0 | 0 | 0 | 0 | 0 | 0 | 0 | 0 | 0 | 0 | 0 | 0 | 0 | 0 | 0 | 0 | 0 | 0 | 0 | 0 | 0 | 0 | 0
Cancelled | US | Texas RE |  |  | 20INR0150 |  |  | ROBLES STORAGE |  | BA | MWH |  | Other | 2020-12-31 |  | 100 | 0 | 0 | 0 | 0 | 0 | 0 | 0 | 0 | 0 | 0 | 0 | 0 | 0 | 0 | 0 | 0 | 0 | 0 | 0 | 0 | 0 | 0 | 0 | 0 | 0 | 0 | 0 | 0 | 0 | 0 | 0 | 0 | 0 | 0 | 0 | 0 | 0 | 0 | 0 | 0 | 0 | 0 | 0 | 0 | 0 | 0
Cancelled | US | Texas RE |  |  | 20INR0237 |  |  | GOODRANCH STORAGE |  | BA | MWH |  | Other | 2020-12-01 |  | 100 | 0 | 0 | 0 | 0 | 0 | 0 | 0 | 0 | 0 | 0 | 0 | 0 | 0 | 0 | 0 | 0 | 0 | 0 | 0 | 0 | 0 | 0 | 0 | 0 | 0 | 0 | 0 | 0 | 0 | 0 | 0 | 0 | 0 | 0 | 0 | 0 | 0 | 0 | 0 | 0 | 0 | 0 | 0 | 0 | 0 | 0
Cancelled | US | Texas RE |  |  | 20INR0239 |  |  | STATELINE STORAGE |  | BA | MWH |  | Other | 2021-12-01 |  | 100 | 0 | 0 | 0 | 0 | 0 | 0 | 0 | 0 | 0 | 0 | 0 | 0 | 0 | 0 | 0 | 0 | 0 | 0 | 0 | 0 | 0 | 0 | 0 | 0 | 0 | 0 | 0 | 0 | 0 | 0 | 0 | 0 | 0 | 0 | 0 | 0 | 0 | 0 | 0 | 0 | 0 | 0 | 0 | 0 | 0 | 0
Cancelled | US | Texas RE |  |  | 20INR0275 |  |  | WOLVERINE |  | BA | MWH |  | Other | 2021-03-31 |  | 100 | 0 | 0 | 0 | 0 | 0 | 0 | 0 | 0 | 0 | 0 | 0 | 0 | 0 | 0 | 0 | 0 | 0 | 0 | 0 | 0 | 0 | 0 | 0 | 0 | 0 | 0 | 0 | 0 | 0 | 0 | 0 | 0 | 0 | 0 | 0 | 0 | 0 | 0 | 0 | 0 | 0 | 0 | 0 | 0 | 0 | 0
Cancelled | US | Texas RE |  |  | 20INR0277 |  |  | JUGGERNAUT |  | BA | MWH |  | Other | 2020-12-31 |  | 100 | 0 | 0 | 0 | 0 | 0 | 0 | 0 | 0 | 0 | 0 | 0 | 0 | 0 | 0 | 0 | 0 | 0 | 0 | 0 | 0 | 0 | 0 | 0 | 0 | 0 | 0 | 0 | 0 | 0 | 0 | 0 | 0 | 0 | 0 | 0 | 0 | 0 | 0 | 0 | 0 | 0 | 0 | 0 | 0 | 0 | 0
Cancelled | US | Texas RE |  |  | 21INR0035 |  |  | ELMER BATTERY |  | BA | MWH |  | Other | 2021-01-31 |  | 100 | 0 | 0 | 0 | 0 | 0 | 0 | 0 | 0 | 0 | 0 | 0 | 0 | 0 | 0 | 0 | 0 | 0 | 0 | 0 | 0 | 0 | 0 | 0 | 0 | 0 | 0 | 0 | 0 | 0 | 0 | 0 | 0 | 0 | 0 | 0 | 0 | 0 | 0 | 0 | 0 | 0 | 0 | 0 | 0 | 0 | 0
Cancelled | US | Texas RE |  |  | 21INR0252 |  |  | MONAVILLE SOLAR |  | PV | SUN |  | Solar | 2021-12-31 |  | 100 | 80 | 7 | 0 | 0 | 0 | 0 | 0 | 0 | 0 | 0 | 0 | 0 | 0 | 0 | 0 | 0 | 0 | 0 | 0 | 0 | 0 | 0 | 0 | 0 | 0 | 0 | 0 | 0 | 0 | 0 | 0 | 0 | 0 | 0 | 0 | 0 | 0 | 0 | 0 | 0 | 0 | 0 | 0 | 0 | 0 | 0
Cancelled | US | Texas RE |  |  | 21INR0332 |  |  | LUTUM STORAGE |  | BA | MWH |  | Other | 2021-10-01 |  | 100 | 0 | 0 | 0 | 0 | 0 | 0 | 0 | 0 | 0 | 0 | 0 | 0 | 0 | 0 | 0 | 0 | 0 | 0 | 0 | 0 | 0 | 0 | 0 | 0 | 0 | 0 | 0 | 0 | 0 | 0 | 0 | 0 | 0 | 0 | 0 | 0 | 0 | 0 | 0 | 0 | 0 | 0 | 0 | 0 | 0 | 0
Cancelled | US | Texas RE |  |  | 22INR0226 |  |  | BRITTLEBUSH SOLAR |  | PV | SUN |  | Solar | 2022-06-15 |  | 100 | 80 | 7 | 0 | 0 | 0 | 0 | 0 | 0 | 0 | 0 | 0 | 0 | 0 | 0 | 0 | 0 | 0 | 0 | 0 | 0 | 0 | 0 | 0 | 0 | 0 | 0 | 0 | 0 | 0 | 0 | 0 | 0 | 0 | 0 | 0 | 0 | 0 | 0 | 0 | 0 | 0 | 0 | 0 | 0 | 0 | 0
Cancelled | US | Texas RE |  |  | 22INR0252 |  |  | BLUE CUT STORAGE |  | BA | MWH |  | Other | 2022-06-01 |  | 100 | 0 | 0 | 0 | 0 | 0 | 0 | 0 | 0 | 0 | 0 | 0 | 0 | 0 | 0 | 0 | 0 | 0 | 0 | 0 | 0 | 0 | 0 | 0 | 0 | 0 | 0 | 0 | 0 | 0 | 0 | 0 | 0 | 0 | 0 | 0 | 0 | 0 | 0 | 0 | 0 | 0 | 0 | 0 | 0 | 0 | 0
Cancelled | US | Texas RE |  |  | 22INR0253 |  |  | SCHOOLHOUSE STORAGE |  | BA | MWH |  | Other | 2022-06-01 |  | 100 | 0 | 0 | 0 | 0 | 0 | 0 | 0 | 0 | 0 | 0 | 0 | 0 | 0 | 0 | 0 | 0 | 0 | 0 | 0 | 0 | 0 | 0 | 0 | 0 | 0 | 0 | 0 | 0 | 0 | 0 | 0 | 0 | 0 | 0 | 0 | 0 | 0 | 0 | 0 | 0 | 0 | 0 | 0 | 0 | 0 | 0
Cancelled | US | Texas RE |  |  | 22INR0268 |  |  | HECATE ENERGY ROSELAND STORAGE 1 |  | BA | MWH |  | Other | 2022-12-31 |  | 100 | 0 | 0 | 0 | 0 | 0 | 0 | 0 | 0 | 0 | 0 | 0 | 0 | 0 | 0 | 0 | 0 | 0 | 0 | 0 | 0 | 0 | 0 | 0 | 0 | 0 | 0 | 0 | 0 | 0 | 0 | 0 | 0 | 0 | 0 | 0 | 0 | 0 | 0 | 0 | 0 | 0 | 0 | 0 | 0 | 0 | 0
Cancelled | US | Texas RE |  |  | 23INR0024 |  |  | GOLDENROD SOLAR |  | PV | SUN |  | Solar | 2023-12-31 |  | 100 | 80 | 7 | 0 | 0 | 0 | 0 | 0 | 0 | 0 | 0 | 0 | 0 | 0 | 0 | 0 | 0 | 0 | 0 | 0 | 0 | 0 | 0 | 0 | 0 | 0 | 0 | 0 | 0 | 0 | 0 | 0 | 0 | 0 | 0 | 0 | 0 | 0 | 0 | 0 | 0 | 0 | 0 | 0 | 0 | 0 | 0
Cancelled | US | Texas RE |  |  | 20INR0099 |  |  | DANCIGER STORAGE |  | BA | MWH |  | Other | 2021-12-31 |  | 99 | 0 | 0 | 0 | 0 | 0 | 0 | 0 | 0 | 0 | 0 | 0 | 0 | 0 | 0 | 0 | 0 | 0 | 0 | 0 | 0 | 0 | 0 | 0 | 0 | 0 | 0 | 0 | 0 | 0 | 0 | 0 | 0 | 0 | 0 | 0 | 0 | 0 | 0 | 0 | 0 | 0 | 0 | 0 | 0 | 0 | 0
Cancelled | US | Texas RE |  |  | 20INR0265 |  |  | KARANKAWA 2 EXPANSION |  | WT | WND |  | Wind | 2022-12-31 |  | 98.3 | 59.963 | 46.201 | 0 | 0 | 0 | 0 | 0 | 0 | 0 | 0 | 0 | 0 | 0 | 0 | 0 | 0 | 0 | 0 | 0 | 0 | 0 | 0 | 0 | 0 | 0 | 0 | 0 | 0 | 0 | 0 | 0 | 0 | 0 | 0 | 0 | 0 | 0 | 0 | 0 | 0 | 0 | 0 | 0 | 0 | 0 | 0
Cancelled | US | Texas RE |  |  | 16INR0063 |  |  | RE PALMWOOD 1 SOLAR |  | PV | SUN |  | Solar | 2017-12-31 |  | 98 | 78.4 | 6.86 | 0 | 0 | 0 | 0 | 0 | 0 | 0 | 0 | 0 | 0 | 0 | 0 | 0 | 0 | 0 | 0 | 0 | 0 | 0 | 0 | 0 | 0 | 0 | 0 | 0 | 0 | 0 | 0 | 0 | 0 | 0 | 0 | 0 | 0 | 0 | 0 | 0 | 0 | 0 | 0 | 0 | 0 | 0 | 0
Cancelled | US | Texas RE |  |  | 20INR0163 |  |  | SAND BLUFF REPOWER |  | WT | WND |  | Wind | 2020-12-15 |  | 98 | 1.52 | 1.6 | 0 | 0 | 0 | 0 | 0 | 0 | 0 | 0 | 0 | 0 | 0 | 0 | 0 | 0 | 0 | 0 | 0 | 0 | 0 | 0 | 0 | 0 | 0 | 0 | 0 | 0 | 0 | 0 | 0 | 0 | 0 | 0 | 0 | 0 | 0 | 0 | 0 | 0 | 0 | 0 | 0 | 0 | 0 | 0
Cancelled | US | Texas RE |  |  | 22INR0419 |  |  | FENCE POST SOLAR MW INCREASE |  | PV | SUN |  | Solar | 2022-12-30 |  | 95.73 | 76.584 | 6.7011 | 0 | 0 | 0 | 0 | 0 | 0 | 0 | 0 | 0 | 0 | 0 | 0 | 0 | 0 | 0 | 0 | 0 | 0 | 0 | 0 | 0 | 0 | 0 | 0 | 0 | 0 | 0 | 0 | 0 | 0 | 0 | 0 | 0 | 0 | 0 | 0 | 0 | 0 | 0 | 0 | 0 | 0 | 0 | 0
Cancelled | US | Texas RE |  |  | 16INR0007 |  |  | HIDALGO CHILLERS |  | CC | NG | 0 | Natural Gas and Other Gases | 2016-06-01 |  | 95 | 95 | 95 | 0 | 0 | 0 | 0 | 0 | 0 | 0 | 0 | 0 | 0 | 0 | 0 | 0 | 0 | 0 | 0 | 0 | 0 | 0 | 0 | 0 | 0 | 0 | 0 | 0 | 0 | 0 | 0 | 0 | 0 | 0 | 0 | 0 | 0 | 0 | 0 | 0 | 0 | 0 | 0 | 0 | 0 | 0 | 0
Cancelled | US | Texas RE |  |  | 11INR0076 |  |  | WINDTHORST-2 WIND FARM |  | WT | WND |  | Wind | 2050-12-31 |  | 94 | 17.86 | 18.8 | 0 | 0 | 0 | 0 | 0 | 0 | 0 | 0 | 0 | 0 | 0 | 0 | 0 | 0 | 0 | 0 | 0 | 0 | 0 | 0 | 0 | 0 | 0 | 0 | 0 | 0 | 0 | 0 | 0 | 0 | 0 | 0 | 0 | 0 | 0 | 0 | 0 | 0 | 0 | 0 | 0 | 0 | 0 | 0
Cancelled | US | Texas RE |  |  | 12INR0067 |  |  | OILTON 1 WIND |  | WT | WND |  | Wind | 2050-12-31 |  | 94 | 17.86 | 18.8 | 0 | 0 | 0 | 0 | 0 | 0 | 0 | 0 | 0 | 0 | 0 | 0 | 0 | 0 | 0 | 0 | 0 | 0 | 0 | 0 | 0 | 0 | 0 | 0 | 0 | 0 | 0 | 0 | 0 | 0 | 0 | 0 | 0 | 0 | 0 | 0 | 0 | 0 | 0 | 0 | 0 | 0 | 0 | 0
Cancelled | US | Texas RE |  |  | 21INR0212 |  |  | COBARRUBIAS STORAGE |  | BA | MWH |  | Other | 2021-12-31 |  | 92.8 | 0 | 0 | 0 | 0 | 0 | 0 | 0 | 0 | 0 | 0 | 0 | 0 | 0 | 0 | 0 | 0 | 0 | 0 | 0 | 0 | 0 | 0 | 0 | 0 | 0 | 0 | 0 | 0 | 0 | 0 | 0 | 0 | 0 | 0 | 0 | 0 | 0 | 0 | 0 | 0 | 0 | 0 | 0 | 0 | 0 | 0
Cancelled | US | Texas RE |  |  | 14INR0074 |  |  | FRAME SWITCH ENERGY |  | CT | NG | 0 | Natural Gas and Other Gases | 2020-06-30 |  | 92.1 | 92.1 | 92 | 0 | 0 | 0 | 0 | 0 | 0 | 0 | 0 | 0 | 0 | 0 | 0 | 0 | 0 | 0 | 0 | 0 | 0 | 0 | 0 | 0 | 0 | 0 | 0 | 0 | 0 | 0 | 0 | 0 | 0 | 0 | 0 | 0 | 0 | 0 | 0 | 0 | 0 | 0 | 0 | 0 | 0 | 0 | 0
Cancelled | US | Texas RE |  |  | 10INR0063 |  |  | SUN TOWER X1 |  | ST | SUN |  | Solar | 2050-12-31 |  | 92 | 73.6 | 6.44 | 0 | 0 | 0 | 0 | 0 | 0 | 0 | 0 | 0 | 0 | 0 | 0 | 0 | 0 | 0 | 0 | 0 | 0 | 0 | 0 | 0 | 0 | 0 | 0 | 0 | 0 | 0 | 0 | 0 | 0 | 0 | 0 | 0 | 0 | 0 | 0 | 0 | 0 | 0 | 0 | 0 | 0 | 0 | 0
Cancelled | US | Texas RE |  |  | 10INR0064 |  |  | SUN TOWER X2 |  | ST | SUN |  | Solar | 2050-12-31 |  | 92 | 73.6 | 6.44 | 0 | 0 | 0 | 0 | 0 | 0 | 0 | 0 | 0 | 0 | 0 | 0 | 0 | 0 | 0 | 0 | 0 | 0 | 0 | 0 | 0 | 0 | 0 | 0 | 0 | 0 | 0 | 0 | 0 | 0 | 0 | 0 | 0 | 0 | 0 | 0 | 0 | 0 | 0 | 0 | 0 | 0 | 0 | 0
Cancelled | US | Texas RE |  |  | 10INR0065 |  |  | SUN TOWER X3 |  | ST | SUN |  | Solar | 2050-12-31 |  | 92 | 73.6 | 6.44 | 0 | 0 | 0 | 0 | 0 | 0 | 0 | 0 | 0 | 0 | 0 | 0 | 0 | 0 | 0 | 0 | 0 | 0 | 0 | 0 | 0 | 0 | 0 | 0 | 0 | 0 | 0 | 0 | 0 | 0 | 0 | 0 | 0 | 0 | 0 | 0 | 0 | 0 | 0 | 0 | 0 | 0 | 0 | 0
Cancelled | US | Texas RE |  |  | 10INR0075 |  |  | SUN TOWER X4 |  | ST | SUN |  | Solar | 2050-12-31 |  | 92 | 73.6 | 6.44 | 0 | 0 | 0 | 0 | 0 | 0 | 0 | 0 | 0 | 0 | 0 | 0 | 0 | 0 | 0 | 0 | 0 | 0 | 0 | 0 | 0 | 0 | 0 | 0 | 0 | 0 | 0 | 0 | 0 | 0 | 0 | 0 | 0 | 0 | 0 | 0 | 0 | 0 | 0 | 0 | 0 | 0 | 0 | 0
Cancelled | US | Texas RE |  |  | 08INR0036 |  |  | ROSCOE 2 ADDITION |  | WT | WND |  | Wind | 2050-12-31 01:00 |  | 91 | 17.29 | 18.2 | 0 | 0 | 0 | 0 | 0 | 0 | 0 | 0 | 0 | 0 | 0 | 0 | 0 | 0 | 0 | 0 | 0 | 0 | 0 | 0 | 0 | 0 | 0 | 0 | 0 | 0 | 0 | 0 | 0 | 0 | 0 | 0 | 0 | 0 | 0 | 0 | 0 | 0 | 0 | 0 | 0 | 0 | 0 | 0
Cancelled | US | Texas RE |  |  | 06INR0029 |  |  | JACKSON MOUNTAIN |  | WT | WND |  | Wind | 2050-12-31 |  | 90 | 17.1 | 18 | 0 | 0 | 0 | 0 | 0 | 0 | 0 | 0 | 0 | 0 | 0 | 0 | 0 | 0 | 0 | 0 | 0 | 0 | 0 | 0 | 0 | 0 | 0 | 0 | 0 | 0 | 0 | 0 | 0 | 0 | 0 | 0 | 0 | 0 | 0 | 0 | 0 | 0 | 0 | 0 | 0 | 0 | 0 | 0
Cancelled | US | Texas RE |  |  | 08INR0039 |  |  | LEON RIVER WIND FARM |  | WT | WND |  | Wind | 2050-12-31 |  | 90 | 17.1 | 18 | 0 | 0 | 0 | 0 | 0 | 0 | 0 | 0 | 0 | 0 | 0 | 0 | 0 | 0 | 0 | 0 | 0 | 0 | 0 | 0 | 0 | 0 | 0 | 0 | 0 | 0 | 0 | 0 | 0 | 0 | 0 | 0 | 0 | 0 | 0 | 0 | 0 | 0 | 0 | 0 | 0 | 0 | 0 | 0
Cancelled | US | Texas RE |  |  | 10INR0053 |  |  | SNOW HILL WIND ENERGY |  | WT | WND |  | Wind | 2050-12-31 |  | 90 | 17.1 | 18 | 0 | 0 | 0 | 0 | 0 | 0 | 0 | 0 | 0 | 0 | 0 | 0 | 0 | 0 | 0 | 0 | 0 | 0 | 0 | 0 | 0 | 0 | 0 | 0 | 0 | 0 | 0 | 0 | 0 | 0 | 0 | 0 | 0 | 0 | 0 | 0 | 0 | 0 | 0 | 0 | 0 | 0 | 0 | 0
Cancelled | US | Texas RE |  |  | 11INR0060 |  |  | CITY FARM SOLAR ENERGY |  | PV | SUN |  | Solar | 2050-12-31 |  | 90 | 72 | 6.3 | 0 | 0 | 0 | 0 | 0 | 0 | 0 | 0 | 0 | 0 | 0 | 0 | 0 | 0 | 0 | 0 | 0 | 0 | 0 | 0 | 0 | 0 | 0 | 0 | 0 | 0 | 0 | 0 | 0 | 0 | 0 | 0 | 0 | 0 | 0 | 0 | 0 | 0 | 0 | 0 | 0 | 0 | 0 | 0
Cancelled | US | Texas RE |  |  | 11INR0061 |  |  | CHINATI SOLAR POWER |  | PV | SUN |  | Solar | 2050-12-31 |  | 90 | 72 | 6.3 | 0 | 0 | 0 | 0 | 0 | 0 | 0 | 0 | 0 | 0 | 0 | 0 | 0 | 0 | 0 | 0 | 0 | 0 | 0 | 0 | 0 | 0 | 0 | 0 | 0 | 0 | 0 | 0 | 0 | 0 | 0 | 0 | 0 | 0 | 0 | 0 | 0 | 0 | 0 | 0 | 0 | 0 | 0 | 0
Cancelled | US | Texas RE |  |  | 11INR0087 |  |  | WISE COUNTY PLANT UPGRADE |  | CC | NG | 0 | Natural Gas and Other Gases | 2050-12-31 |  | 90 | 90 | 90 | 0 | 0 | 0 | 0 | 0 | 0 | 0 | 0 | 0 | 0 | 0 | 0 | 0 | 0 | 0 | 0 | 0 | 0 | 0 | 0 | 0 | 0 | 0 | 0 | 0 | 0 | 0 | 0 | 0 | 0 | 0 | 0 | 0 | 0 | 0 | 0 | 0 | 0 | 0 | 0 | 0 | 0 | 0 | 0
Cancelled | US | Texas RE |  |  | 12INR0063 |  |  | FIRST SOLAR - UVALDE SOLAR |  | PV | SUN |  | Solar | 2050-12-31 |  | 90 | 72 | 6.3 | 0 | 0 | 0 | 0 | 0 | 0 | 0 | 0 | 0 | 0 | 0 | 0 | 0 | 0 | 0 | 0 | 0 | 0 | 0 | 0 | 0 | 0 | 0 | 0 | 0 | 0 | 0 | 0 | 0 | 0 | 0 | 0 | 0 | 0 | 0 | 0 | 0 | 0 | 0 | 0 | 0 | 0 | 0 | 0
Cancelled | US | Texas RE |  |  | 13INR0053 |  |  | BAYTOWN ENERRGY CENTER CHILLER |  | CC | NG | 0 | Natural Gas and Other Gases | 2050-12-31 |  | 90 | 0 | 0 | 0 | 0 | 0 | 0 | 0 | 0 | 0 | 0 | 0 | 0 | 0 | 0 | 0 | 0 | 0 | 0 | 0 | 0 | 0 | 0 | 0 | 0 | 0 | 0 | 0 | 0 | 0 | 0 | 0 | 0 | 0 | 0 | 0 | 0 | 0 | 0 | 0 | 0 | 0 | 0 | 0 | 0 | 0 | 0
Cancelled | US | Texas RE |  |  | 16INR0071 |  |  | ONSITE-STX |  | CT | NG | 0 | Natural Gas and Other Gases | 2016-03-31 |  | 90 | 90 | 90 | 0 | 0 | 0 | 0 | 0 | 0 | 0 | 0 | 0 | 0 | 0 | 0 | 0 | 0 | 0 | 0 | 0 | 0 | 0 | 0 | 0 | 0 | 0 | 0 | 0 | 0 | 0 | 0 | 0 | 0 | 0 | 0 | 0 | 0 | 0 | 0 | 0 | 0 | 0 | 0 | 0 | 0 | 0 | 0
Cancelled | US | Texas RE |  |  | 17INR0057 |  |  | RED CANYON REPOWER |  | WT | WND |  | Wind | 2020-06-30 |  | 90 | 17.024 | 0 | 0 | 0 | 0 | 0 | 0 | 0 | 0 | 0 | 0 | 0 | 0 | 0 | 0 | 0 | 0 | 0 | 0 | 0 | 0 | 0 | 0 | 0 | 0 | 0 | 0 | 0 | 0 | 0 | 0 | 0 | 0 | 0 | 0 | 0 | 0 | 0 | 0 | 0 | 0 | 0 | 0 | 0 | 0 | 0
Cancelled | US | Texas RE |  |  | 21INR0243 |  |  | LOOKING GLASS ENERGY STORAGE |  | BA | MWH |  | Other | 2021-04-01 |  | 90 | 0 | 0 | 0 | 0 | 0 | 0 | 0 | 0 | 0 | 0 | 0 | 0 | 0 | 0 | 0 | 0 | 0 | 0 | 0 | 0 | 0 | 0 | 0 | 0 | 0 | 0 | 0 | 0 | 0 | 0 | 0 | 0 | 0 | 0 | 0 | 0 | 0 | 0 | 0 | 0 | 0 | 0 | 0 | 0 | 0 | 0
Cancelled | US | Texas RE |  |  | 12INR0024 |  |  | ASP PECOS SOLAR POWER RANCH |  | CC | SUN |  | Solar | 2050-12-31 |  | 88 | 70.4 | 6.16 | 0 | 0 | 0 | 0 | 0 | 0 | 0 | 0 | 0 | 0 | 0 | 0 | 0 | 0 | 0 | 0 | 0 | 0 | 0 | 0 | 0 | 0 | 0 | 0 | 0 | 0 | 0 | 0 | 0 | 0 | 0 | 0 | 0 | 0 | 0 | 0 | 0 | 0 | 0 | 0 | 0 | 0 | 0 | 0
Cancelled | US | Texas RE |  |  | 12INR0032 |  |  | PECOS SOLAR POWER RANCH - LOVING |  | ST | SUN |  | Solar | 2050-12-31 |  | 88 | 70.4 | 6.16 | 0 | 0 | 0 | 0 | 0 | 0 | 0 | 0 | 0 | 0 | 0 | 0 | 0 | 0 | 0 | 0 | 0 | 0 | 0 | 0 | 0 | 0 | 0 | 0 | 0 | 0 | 0 | 0 | 0 | 0 | 0 | 0 | 0 | 0 | 0 | 0 | 0 | 0 | 0 | 0 | 0 | 0 | 0 | 0
Cancelled | US | Texas RE |  |  | 16INR0058 |  |  | PARKER RANCH SOLAR 1 |  | PV | SUN |  | Solar | 2018-12-15 |  | 88 | 70.4 | 6.16 | 0 | 0 | 0 | 0 | 0 | 0 | 0 | 0 | 0 | 0 | 0 | 0 | 0 | 0 | 0 | 0 | 0 | 0 | 0 | 0 | 0 | 0 | 0 | 0 | 0 | 0 | 0 | 0 | 0 | 0 | 0 | 0 | 0 | 0 | 0 | 0 | 0 | 0 | 0 | 0 | 0 | 0 | 0 | 0
Cancelled | US | Texas RE |  |  | 20INR0149 |  |  | DUSKY STORAGE |  | BA | MWH |  | Other | 2020-12-30 |  | 83 | 0 | 0 | 0 | 0 | 0 | 0 | 0 | 0 | 0 | 0 | 0 | 0 | 0 | 0 | 0 | 0 | 0 | 0 | 0 | 0 | 0 | 0 | 0 | 0 | 0 | 0 | 0 | 0 | 0 | 0 | 0 | 0 | 0 | 0 | 0 | 0 | 0 | 0 | 0 | 0 | 0 | 0 | 0 | 0 | 0 | 0
Cancelled | US | Texas RE |  |  | 11INR0082b |  |  | VAL VERDE WIND B |  | WT | WND |  | Wind | 2015-11-01 |  | 82 | 15.58 | 16.4 | 0 | 0 | 0 | 0 | 0 | 0 | 0 | 0 | 0 | 0 | 0 | 0 | 0 | 0 | 0 | 0 | 0 | 0 | 0 | 0 | 0 | 0 | 0 | 0 | 0 | 0 | 0 | 0 | 0 | 0 | 0 | 0 | 0 | 0 | 0 | 0 | 0 | 0 | 0 | 0 | 0 | 0 | 0 | 0
Cancelled | US | Texas RE |  |  | 10INR0080 |  |  | WESTERN RANCH SOLAR1 |  | ST | SUN |  | Solar | 2050-12-31 |  | 81 | 64.8 | 5.67 | 0 | 0 | 0 | 0 | 0 | 0 | 0 | 0 | 0 | 0 | 0 | 0 | 0 | 0 | 0 | 0 | 0 | 0 | 0 | 0 | 0 | 0 | 0 | 0 | 0 | 0 | 0 | 0 | 0 | 0 | 0 | 0 | 0 | 0 | 0 | 0 | 0 | 0 | 0 | 0 | 0 | 0 | 0 | 0
Cancelled | US | Texas RE |  |  | 03INR0015 |  |  | CAMERON WIND |  | WT | WND |  | Wind | 2050-12-31 |  | 80 | 48.8 | 37.6 | 0 | 0 | 0 | 0 | 0 | 0 | 0 | 0 | 0 | 0 | 0 | 0 | 0 | 0 | 0 | 0 | 0 | 0 | 0 | 0 | 0 | 0 | 0 | 0 | 0 | 0 | 0 | 0 | 0 | 0 | 0 | 0 | 0 | 0 | 0 | 0 | 0 | 0 | 0 | 0 | 0 | 0 | 0 | 0
Cancelled | US | Texas RE |  |  | 03INR0022 |  |  | GOAT MOUNTAIN-CIELO |  | WT | WND |  | Wind | 2050-12-31 |  | 80 | 15.2 | 16 | 0 | 0 | 0 | 0 | 0 | 0 | 0 | 0 | 0 | 0 | 0 | 0 | 0 | 0 | 0 | 0 | 0 | 0 | 0 | 0 | 0 | 0 | 0 | 0 | 0 | 0 | 0 | 0 | 0 | 0 | 0 | 0 | 0 | 0 | 0 | 0 | 0 | 0 | 0 | 0 | 0 | 0 | 0 | 0
Cancelled | US | Texas RE |  |  | 03INR0024 |  |  | SILVER WIND |  | WT | WND |  | Wind | 2050-12-31 |  | 80 | 15.2 | 16 | 0 | 0 | 0 | 0 | 0 | 0 | 0 | 0 | 0 | 0 | 0 | 0 | 0 | 0 | 0 | 0 | 0 | 0 | 0 | 0 | 0 | 0 | 0 | 0 | 0 | 0 | 0 | 0 | 0 | 0 | 0 | 0 | 0 | 0 | 0 | 0 | 0 | 0 | 0 | 0 | 0 | 0 | 0 | 0
Cancelled | US | Texas RE |  |  | 10INR0062a |  |  | LONGFELLOW RANCH PARTNERS PROJECT PH 1 |  | WT | WND |  | Wind | 2050-12-31 01:00 |  | 80 | 15.2 | 16 | 0 | 0 | 0 | 0 | 0 | 0 | 0 | 0 | 0 | 0 | 0 | 0 | 0 | 0 | 0 | 0 | 0 | 0 | 0 | 0 | 0 | 0 | 0 | 0 | 0 | 0 | 0 | 0 | 0 | 0 | 0 | 0 | 0 | 0 | 0 | 0 | 0 | 0 | 0 | 0 | 0 | 0 | 0 | 0
Cancelled | US | Texas RE |  |  | 14INR0042 |  |  | MARIAH SOLAR I |  | PV | SUN |  | Solar | 2014-09-30 |  | 80 | 0 | 5.6 | 0 | 0 | 0 | 0 | 0 | 0 | 0 | 0 | 0 | 0 | 0 | 0 | 0 | 0 | 0 | 0 | 0 | 0 | 0 | 0 | 0 | 0 | 0 | 0 | 0 | 0 | 0 | 0 | 0 | 0 | 0 | 0 | 0 | 0 | 0 | 0 | 0 | 0 | 0 | 0 | 0 | 0 | 0 | 0
Cancelled | US | Texas RE |  |  | 15INR0066 |  |  | FT. STOCKTON SOLAR |  | PV | SUN |  | Solar | 2016-06-30 |  | 80 | 64 | 5.6 | 0 | 0 | 0 | 0 | 0 | 0 | 0 | 0 | 0 | 0 | 0 | 0 | 0 | 0 | 0 | 0 | 0 | 0 | 0 | 0 | 0 | 0 | 0 | 0 | 0 | 0 | 0 | 0 | 0 | 0 | 0 | 0 | 0 | 0 | 0 | 0 | 0 | 0 | 0 | 0 | 0 | 0 | 0 | 0
Cancelled | US | Texas RE |  |  | 15INR0067 |  |  | LINDSAY SOLAR |  | PV | SUN |  | Solar | 2017-12-01 |  | 80 | 64 | 5.6 | 0 | 0 | 0 | 0 | 0 | 0 | 0 | 0 | 0 | 0 | 0 | 0 | 0 | 0 | 0 | 0 | 0 | 0 | 0 | 0 | 0 | 0 | 0 | 0 | 0 | 0 | 0 | 0 | 0 | 0 | 0 | 0 | 0 | 0 | 0 | 0 | 0 | 0 | 0 | 0 | 0 | 0 | 0 | 0
Cancelled | US | Texas RE |  |  | 19INR0043 |  |  | DAYLIGHT SOLAR |  | PV | SUN |  | Solar | 2019-03-21 |  | 80 | 64 | 5.6 | 0 | 0 | 0 | 0 | 0 | 0 | 0 | 0 | 0 | 0 | 0 | 0 | 0 | 0 | 0 | 0 | 0 | 0 | 0 | 0 | 0 | 0 | 0 | 0 | 0 | 0 | 0 | 0 | 0 | 0 | 0 | 0 | 0 | 0 | 0 | 0 | 0 | 0 | 0 | 0 | 0 | 0 | 0 | 0
Cancelled | US | Texas RE |  |  | 20INR0118 |  |  | MERRIFIELD SOLAR |  | PV | SUN |  | Solar | 2020-12-01 |  | 80 | 64 | 5.6 | 0 | 0 | 0 | 0 | 0 | 0 | 0 | 0 | 0 | 0 | 0 | 0 | 0 | 0 | 0 | 0 | 0 | 0 | 0 | 0 | 0 | 0 | 0 | 0 | 0 | 0 | 0 | 0 | 0 | 0 | 0 | 0 | 0 | 0 | 0 | 0 | 0 | 0 | 0 | 0 | 0 | 0 | 0 | 0
Cancelled | US | Texas RE |  |  | 21INR0267 |  |  | AQUARIUS SOLAR |  | PV | SUN |  | Solar | 2021-05-05 |  | 80 | 64 | 5.6 | 0 | 0 | 0 | 0 | 0 | 0 | 0 | 0 | 0 | 0 | 0 | 0 | 0 | 0 | 0 | 0 | 0 | 0 | 0 | 0 | 0 | 0 | 0 | 0 | 0 | 0 | 0 | 0 | 0 | 0 | 0 | 0 | 0 | 0 | 0 | 0 | 0 | 0 | 0 | 0 | 0 | 0 | 0 | 0
Cancelled | US | Texas RE |  |  | 21INR0361 |  |  | BECARD SOLAR |  | PV | SUN |  | Solar | 2021-06-01 |  | 80 | 64 | 5.6 | 0 | 0 | 0 | 0 | 0 | 0 | 0 | 0 | 0 | 0 | 0 | 0 | 0 | 0 | 0 | 0 | 0 | 0 | 0 | 0 | 0 | 0 | 0 | 0 | 0 | 0 | 0 | 0 | 0 | 0 | 0 | 0 | 0 | 0 | 0 | 0 | 0 | 0 | 0 | 0 | 0 | 0 | 0 | 0
Cancelled | US | Texas RE |  |  | 21INR0422 |  |  | TIMBERWOLF SOLAR INCREASE |  | PV | SUN |  | Solar | 2021-05-01 |  | 80 | 64 | 5.6 | 0 | 0 | 0 | 0 | 0 | 0 | 0 | 0 | 0 | 0 | 0 | 0 | 0 | 0 | 0 | 0 | 0 | 0 | 0 | 0 | 0 | 0 | 0 | 0 | 0 | 0 | 0 | 0 | 0 | 0 | 0 | 0 | 0 | 0 | 0 | 0 | 0 | 0 | 0 | 0 | 0 | 0 | 0 | 0
Cancelled | US | Texas RE |  |  | 21INR0447 |  |  | GRIAN SOLAR |  | PV | SUN |  | Solar | 2021-06-01 |  | 80 | 64 | 5.6 | 0 | 0 | 0 | 0 | 0 | 0 | 0 | 0 | 0 | 0 | 0 | 0 | 0 | 0 | 0 | 0 | 0 | 0 | 0 | 0 | 0 | 0 | 0 | 0 | 0 | 0 | 0 | 0 | 0 | 0 | 0 | 0 | 0 | 0 | 0 | 0 | 0 | 0 | 0 | 0 | 0 | 0 | 0 | 0
Cancelled | US | Texas RE |  |  | 21INR0466 |  |  | HILL STORAGE |  | BA | MWH |  | Other | 2021-11-01 |  | 80 | 0 | 0 | 0 | 0 | 0 | 0 | 0 | 0 | 0 | 0 | 0 | 0 | 0 | 0 | 0 | 0 | 0 | 0 | 0 | 0 | 0 | 0 | 0 | 0 | 0 | 0 | 0 | 0 | 0 | 0 | 0 | 0 | 0 | 0 | 0 | 0 | 0 | 0 | 0 | 0 | 0 | 0 | 0 | 0 | 0 | 0
Cancelled | US | Texas RE |  |  | 22INR0206 |  |  | INVERTER FIELD STORAGE |  | BA | MWH |  | Other | 2021-06-01 |  | 80 | 0 | 0 | 0 | 0 | 0 | 0 | 0 | 0 | 0 | 0 | 0 | 0 | 0 | 0 | 0 | 0 | 0 | 0 | 0 | 0 | 0 | 0 | 0 | 0 | 0 | 0 | 0 | 0 | 0 | 0 | 0 | 0 | 0 | 0 | 0 | 0 | 0 | 0 | 0 | 0 | 0 | 0 | 0 | 0 | 0 | 0
Cancelled | US | Texas RE |  |  | 15INR0027 |  |  | MAGIC VALLEY CHILLERS |  | CC | NG | 0 | Natural Gas and Other Gases | 2016-06-01 |  | 79 | 79 | 79 | 0 | 0 | 0 | 0 | 0 | 0 | 0 | 0 | 0 | 0 | 0 | 0 | 0 | 0 | 0 | 0 | 0 | 0 | 0 | 0 | 0 | 0 | 0 | 0 | 0 | 0 | 0 | 0 | 0 | 0 | 0 | 0 | 0 | 0 | 0 | 0 | 0 | 0 | 0 | 0 | 0 | 0 | 0 | 0
Cancelled | US | Texas RE |  |  | 18INR0081 |  |  | KING MT NE REPOWER |  | WT | WND |  | Wind | 2018-11-20 |  | 79 | 0 | 0 | 0 | 0 | 0 | 0 | 0 | 0 | 0 | 0 | 0 | 0 | 0 | 0 | 0 | 0 | 0 | 0 | 0 | 0 | 0 | 0 | 0 | 0 | 0 | 0 | 0 | 0 | 0 | 0 | 0 | 0 | 0 | 0 | 0 | 0 | 0 | 0 | 0 | 0 | 0 | 0 | 0 | 0 | 0 | 0
Cancelled | US | Texas RE |  |  | 18INR0082 |  |  | KING MT NW REPOWER |  | WT | WND |  | Wind | 2018-11-20 |  | 79 | 0 | 0 | 0 | 0 | 0 | 0 | 0 | 0 | 0 | 0 | 0 | 0 | 0 | 0 | 0 | 0 | 0 | 0 | 0 | 0 | 0 | 0 | 0 | 0 | 0 | 0 | 0 | 0 | 0 | 0 | 0 | 0 | 0 | 0 | 0 | 0 | 0 | 0 | 0 | 0 | 0 | 0 | 0 | 0 | 0 | 0
Cancelled | US | Texas RE |  |  | 18INR0084 |  |  | KING MT SW REPOWER |  | WT | WND |  | Wind | 2018-11-20 |  | 79 | 0 | 0 | 0 | 0 | 0 | 0 | 0 | 0 | 0 | 0 | 0 | 0 | 0 | 0 | 0 | 0 | 0 | 0 | 0 | 0 | 0 | 0 | 0 | 0 | 0 | 0 | 0 | 0 | 0 | 0 | 0 | 0 | 0 | 0 | 0 | 0 | 0 | 0 | 0 | 0 | 0 | 0 | 0 | 0 | 0 | 0
Cancelled | US | Texas RE |  |  | 11INR0067 |  |  | PALMAS ALTAS WIND |  | WT | WND |  | Wind | 2050-12-31 |  | 78 | 47.58 | 36.66 | 0 | 0 | 0 | 0 | 0 | 0 | 0 | 0 | 0 | 0 | 0 | 0 | 0 | 0 | 0 | 0 | 0 | 0 | 0 | 0 | 0 | 0 | 0 | 0 | 0 | 0 | 0 | 0 | 0 | 0 | 0 | 0 | 0 | 0 | 0 | 0 | 0 | 0 | 0 | 0 | 0 | 0 | 0 | 0
Cancelled | US | Texas RE |  |  | 11INR0068 |  |  | PALMAS WIND (SOUTH) |  | WT | WND |  | Wind | 2050-12-31 |  | 78 | 47.58 | 36.66 | 0 | 0 | 0 | 0 | 0 | 0 | 0 | 0 | 0 | 0 | 0 | 0 | 0 | 0 | 0 | 0 | 0 | 0 | 0 | 0 | 0 | 0 | 0 | 0 | 0 | 0 | 0 | 0 | 0 | 0 | 0 | 0 | 0 | 0 | 0 | 0 | 0 | 0 | 0 | 0 | 0 | 0 | 0 | 0
Cancelled | US | Texas RE |  |  | 21INR0312 |  |  | NEREIDA SOLAR |  | PV | SUN |  | Solar | 2022-06-01 |  | 77.62 | 62.096 | 5.4334 | 0 | 0 | 0 | 0 | 0 | 0 | 0 | 0 | 0 | 0 | 0 | 0 | 0 | 0 | 0 | 0 | 0 | 0 | 0 | 0 | 0 | 0 | 0 | 0 | 0 | 0 | 0 | 0 | 0 | 0 | 0 | 0 | 0 | 0 | 0 | 0 | 0 | 0 | 0 | 0 | 0 | 0 | 0 | 0
Cancelled | US | Texas RE |  |  | 18INR0015 |  |  | KARANKAWA WIND ALT B |  | WT | WND |  | Wind | 2018-12-31 |  | 76 | 14.44 | 15.2 | 0 | 0 | 0 | 0 | 0 | 0 | 0 | 0 | 0 | 0 | 0 | 0 | 0 | 0 | 0 | 0 | 0 | 0 | 0 | 0 | 0 | 0 | 0 | 0 | 0 | 0 | 0 | 0 | 0 | 0 | 0 | 0 | 0 | 0 | 0 | 0 | 0 | 0 | 0 | 0 | 0 | 0 | 0 | 0
Cancelled | US | Texas RE |  |  | 20INR0094 |  |  | FAS SOLAR |  | PV | SUN |  | Solar | 2020-11-30 |  | 76 | 60.8 | 5.32 | 0 | 0 | 0 | 0 | 0 | 0 | 0 | 0 | 0 | 0 | 0 | 0 | 0 | 0 | 0 | 0 | 0 | 0 | 0 | 0 | 0 | 0 | 0 | 0 | 0 | 0 | 0 | 0 | 0 | 0 | 0 | 0 | 0 | 0 | 0 | 0 | 0 | 0 | 0 | 0 | 0 | 0 | 0 | 0
Cancelled | US | Texas RE |  |  | 20INR0141 |  |  | PINE SPRINGS BATTERY |  | BA | MWH |  | Other | 2021-12-31 |  | 75.6 | 0 | 0 | 0 | 0 | 0 | 0 | 0 | 0 | 0 | 0 | 0 | 0 | 0 | 0 | 0 | 0 | 0 | 0 | 0 | 0 | 0 | 0 | 0 | 0 | 0 | 0 | 0 | 0 | 0 | 0 | 0 | 0 | 0 | 0 | 0 | 0 | 0 | 0 | 0 | 0 | 0 | 0 | 0 | 0 | 0 | 0
Cancelled | US | Texas RE |  |  | 04INR0012 |  |  | CALLAHAN WIND FARM |  | WT | WND |  | Wind | 2050-12-31 |  | 75 | 14.25 | 15 | 0 | 0 | 0 | 0 | 0 | 0 | 0 | 0 | 0 | 0 | 0 | 0 | 0 | 0 | 0 | 0 | 0 | 0 | 0 | 0 | 0 | 0 | 0 | 0 | 0 | 0 | 0 | 0 | 0 | 0 | 0 | 0 | 0 | 0 | 0 | 0 | 0 | 0 | 0 | 0 | 0 | 0 | 0 | 0
Cancelled | US | Texas RE |  |  | 10INR0071 |  |  | SALTGRASS-SARGENT WIND |  | WT | WND |  | Wind | 2050-12-31 |  | 75 | 45.75 | 35.25 | 0 | 0 | 0 | 0 | 0 | 0 | 0 | 0 | 0 | 0 | 0 | 0 | 0 | 0 | 0 | 0 | 0 | 0 | 0 | 0 | 0 | 0 | 0 | 0 | 0 | 0 | 0 | 0 | 0 | 0 | 0 | 0 | 0 | 0 | 0 | 0 | 0 | 0 | 0 | 0 | 0 | 0 | 0 | 0
Cancelled | US | Texas RE |  |  | 15INR0022 |  |  | TX_MARFA_SOLAR |  | PV | SUN |  | Solar | 2015-06-01 |  | 75 | 60 | 5.25 | 0 | 0 | 0 | 0 | 0 | 0 | 0 | 0 | 0 | 0 | 0 | 0 | 0 | 0 | 0 | 0 | 0 | 0 | 0 | 0 | 0 | 0 | 0 | 0 | 0 | 0 | 0 | 0 | 0 | 0 | 0 | 0 | 0 | 0 | 0 | 0 | 0 | 0 | 0 | 0 | 0 | 0 | 0 | 0
Cancelled | US | Texas RE |  |  | 18INR0037 |  |  | BURKBURNETT SOLAR |  | PV | SUN |  | Solar | 2018-08-01 |  | 75 | 60 | 5.25 | 0 | 0 | 0 | 0 | 0 | 0 | 0 | 0 | 0 | 0 | 0 | 0 | 0 | 0 | 0 | 0 | 0 | 0 | 0 | 0 | 0 | 0 | 0 | 0 | 0 | 0 | 0 | 0 | 0 | 0 | 0 | 0 | 0 | 0 | 0 | 0 | 0 | 0 | 0 | 0 | 0 | 0 | 0 | 0
Cancelled | US | Texas RE |  |  | 19INR0130 |  |  | BUCKTHORN SOLAR 2 |  | PV | SUN |  | Solar | 2019-07-01 |  | 75 | 60 | 5.25 | 0 | 0 | 0 | 0 | 0 | 0 | 0 | 0 | 0 | 0 | 0 | 0 | 0 | 0 | 0 | 0 | 0 | 0 | 0 | 0 | 0 | 0 | 0 | 0 | 0 | 0 | 0 | 0 | 0 | 0 | 0 | 0 | 0 | 0 | 0 | 0 | 0 | 0 | 0 | 0 | 0 | 0 | 0 | 0
Cancelled | US | Texas RE |  |  | 23INR0064 |  |  | LOS SAUCES STORAGE |  | BA | MWH |  | Other | 2023-06-30 |  | 75 | 0 | 0 | 0 | 0 | 0 | 0 | 0 | 0 | 0 | 0 | 0 | 0 | 0 | 0 | 0 | 0 | 0 | 0 | 0 | 0 | 0 | 0 | 0 | 0 | 0 | 0 | 0 | 0 | 0 | 0 | 0 | 0 | 0 | 0 | 0 | 0 | 0 | 0 | 0 | 0 | 0 | 0 | 0 | 0 | 0 | 0
Cancelled | US | Texas RE |  |  | 19INR0183 |  |  | RAYOS DEL SOL STORAGE |  | BA | MWH |  | Other | 2020-12-31 |  | 74.1 | 0 | 0 | 0 | 0 | 0 | 0 | 0 | 0 | 0 | 0 | 0 | 0 | 0 | 0 | 0 | 0 | 0 | 0 | 0 | 0 | 0 | 0 | 0 | 0 | 0 | 0 | 0 | 0 | 0 | 0 | 0 | 0 | 0 | 0 | 0 | 0 | 0 | 0 | 0 | 0 | 0 | 0 | 0 | 0 | 0 | 0
Cancelled | US | Texas RE |  |  | 07INR0020 |  |  | HORSE HOLLOW III EXPANSION |  | WT | WND |  | Wind | 2050-12-31 |  | 74 | 14.06 | 14.8 | 0 | 0 | 0 | 0 | 0 | 0 | 0 | 0 | 0 | 0 | 0 | 0 | 0 | 0 | 0 | 0 | 0 | 0 | 0 | 0 | 0 | 0 | 0 | 0 | 0 | 0 | 0 | 0 | 0 | 0 | 0 | 0 | 0 | 0 | 0 | 0 | 0 | 0 | 0 | 0 | 0 | 0 | 0 | 0
Cancelled | US | Texas RE |  |  | 12INR0039 |  |  | WHITE RANCH WIND POWER |  | WT | WND |  | Wind | 2050-12-31 |  | 74 | 14.06 | 14.8 | 0 | 0 | 0 | 0 | 0 | 0 | 0 | 0 | 0 | 0 | 0 | 0 | 0 | 0 | 0 | 0 | 0 | 0 | 0 | 0 | 0 | 0 | 0 | 0 | 0 | 0 | 0 | 0 | 0 | 0 | 0 | 0 | 0 | 0 | 0 | 0 | 0 | 0 | 0 | 0 | 0 | 0 | 0 | 0
Cancelled | US | Texas RE |  |  | 13INR0014 |  |  | STAR MOUNTAIN - AMERICAN VENTUS |  | WT | WND |  | Wind | 2050-12-31 |  | 74 | 14.06 | 14.8 | 0 | 0 | 0 | 0 | 0 | 0 | 0 | 0 | 0 | 0 | 0 | 0 | 0 | 0 | 0 | 0 | 0 | 0 | 0 | 0 | 0 | 0 | 0 | 0 | 0 | 0 | 0 | 0 | 0 | 0 | 0 | 0 | 0 | 0 | 0 | 0 | 0 | 0 | 0 | 0 | 0 | 0 | 0 | 0
Cancelled | US | Texas RE |  |  | 21INR0284 |  |  | SHIRO STORAGE |  | BA | MWH |  | Other | 2021-06-01 |  | 74 | 0 | 0 | 0 | 0 | 0 | 0 | 0 | 0 | 0 | 0 | 0 | 0 | 0 | 0 | 0 | 0 | 0 | 0 | 0 | 0 | 0 | 0 | 0 | 0 | 0 | 0 | 0 | 0 | 0 | 0 | 0 | 0 | 0 | 0 | 0 | 0 | 0 | 0 | 0 | 0 | 0 | 0 | 0 | 0 | 0 | 0
Cancelled | US | Texas RE |  |  | 16INR0103 |  |  | BLUEBELL 2 SOLAR |  | PV | SUN |  | Solar | 2016-12-31 |  | 73 | 58.4 | 5.11 | 0 | 0 | 0 | 0 | 0 | 0 | 0 | 0 | 0 | 0 | 0 | 0 | 0 | 0 | 0 | 0 | 0 | 0 | 0 | 0 | 0 | 0 | 0 | 0 | 0 | 0 | 0 | 0 | 0 | 0 | 0 | 0 | 0 | 0 | 0 | 0 | 0 | 0 | 0 | 0 | 0 | 0 | 0 | 0
Cancelled | US | Texas RE |  |  | 11INR0077 |  |  | WEBB WIND I |  | WT | WND |  | Wind | 2050-12-31 |  | 72 | 13.68 | 14.4 | 0 | 0 | 0 | 0 | 0 | 0 | 0 | 0 | 0 | 0 | 0 | 0 | 0 | 0 | 0 | 0 | 0 | 0 | 0 | 0 | 0 | 0 | 0 | 0 | 0 | 0 | 0 | 0 | 0 | 0 | 0 | 0 | 0 | 0 | 0 | 0 | 0 | 0 | 0 | 0 | 0 | 0 | 0 | 0
Cancelled | US | Texas RE |  |  | 11INR0081 |  |  | WINDWOOD PROJECT |  | WT | WND |  | Wind | 2014-12-01 |  | 72 | 13.68 | 14.4 | 0 | 0 | 0 | 0 | 0 | 0 | 0 | 0 | 0 | 0 | 0 | 0 | 0 | 0 | 0 | 0 | 0 | 0 | 0 | 0 | 0 | 0 | 0 | 0 | 0 | 0 | 0 | 0 | 0 | 0 | 0 | 0 | 0 | 0 | 0 | 0 | 0 | 0 | 0 | 0 | 0 | 0 | 0 | 0
Cancelled | US | Texas RE |  |  | 12INR0037 |  |  | WAGGONER GAP WIND POWER |  | WT | WND |  | Wind | 2050-12-31 |  | 72 | 13.68 | 14.4 | 0 | 0 | 0 | 0 | 0 | 0 | 0 | 0 | 0 | 0 | 0 | 0 | 0 | 0 | 0 | 0 | 0 | 0 | 0 | 0 | 0 | 0 | 0 | 0 | 0 | 0 | 0 | 0 | 0 | 0 | 0 | 0 | 0 | 0 | 0 | 0 | 0 | 0 | 0 | 0 | 0 | 0 | 0 | 0
Cancelled | US | Texas RE |  |  | 12INR0038 |  |  | CAMP BRANCH WIND POWER |  | WT | WND |  | Wind | 2050-12-31 |  | 72 | 13.68 | 14.4 | 0 | 0 | 0 | 0 | 0 | 0 | 0 | 0 | 0 | 0 | 0 | 0 | 0 | 0 | 0 | 0 | 0 | 0 | 0 | 0 | 0 | 0 | 0 | 0 | 0 | 0 | 0 | 0 | 0 | 0 | 0 | 0 | 0 | 0 | 0 | 0 | 0 | 0 | 0 | 0 | 0 | 0 | 0 | 0
Cancelled | US | Texas RE |  |  | 13INR0018 |  |  | KNIGHT MOUNTAIN WIND FARM |  | WT | WND |  | Wind | 2050-12-31 |  | 72 | 13.68 | 14.4 | 0 | 0 | 0 | 0 | 0 | 0 | 0 | 0 | 0 | 0 | 0 | 0 | 0 | 0 | 0 | 0 | 0 | 0 | 0 | 0 | 0 | 0 | 0 | 0 | 0 | 0 | 0 | 0 | 0 | 0 | 0 | 0 | 0 | 0 | 0 | 0 | 0 | 0 | 0 | 0 | 0 | 0 | 0 | 0
Cancelled | US | Texas RE |  |  | 20INR0147 |  |  | STILLWATER STORAGE |  | BA | MWH |  | Other | 2020-08-31 |  | 72 | 0 | 0 | 0 | 0 | 0 | 0 | 0 | 0 | 0 | 0 | 0 | 0 | 0 | 0 | 0 | 0 | 0 | 0 | 0 | 0 | 0 | 0 | 0 | 0 | 0 | 0 | 0 | 0 | 0 | 0 | 0 | 0 | 0 | 0 | 0 | 0 | 0 | 0 | 0 | 0 | 0 | 0 | 0 | 0 | 0 | 0
Cancelled | US | Texas RE |  |  | 13INR0046 |  |  | LIMESTONE WIND FARM |  | WT | WND |  | Wind | 2013-09-01 |  | 71 | 13.49 | 14.2 | 0 | 0 | 0 | 0 | 0 | 0 | 0 | 0 | 0 | 0 | 0 | 0 | 0 | 0 | 0 | 0 | 0 | 0 | 0 | 0 | 0 | 0 | 0 | 0 | 0 | 0 | 0 | 0 | 0 | 0 | 0 | 0 | 0 | 0 | 0 | 0 | 0 | 0 | 0 | 0 | 0 | 0 | 0 | 0
Cancelled | US | Texas RE |  |  | 07INR0014b |  |  | BLUE SUMMIT WINDFARM PH 2 |  | WT | WND |  | Wind | 2050-12-31 01:00 |  | 70 | 13.3 | 14 | 0 | 0 | 0 | 0 | 0 | 0 | 0 | 0 | 0 | 0 | 0 | 0 | 0 | 0 | 0 | 0 | 0 | 0 | 0 | 0 | 0 | 0 | 0 | 0 | 0 | 0 | 0 | 0 | 0 | 0 | 0 | 0 | 0 | 0 | 0 | 0 | 0 | 0 | 0 | 0 | 0 | 0 | 0 | 0
Cancelled | US | Texas RE |  |  | 08INR0052 |  |  | ASPERMONT |  | WT | WND |  | Wind | 2050-12-31 |  | 70 | 13.3 | 14 | 0 | 0 | 0 | 0 | 0 | 0 | 0 | 0 | 0 | 0 | 0 | 0 | 0 | 0 | 0 | 0 | 0 | 0 | 0 | 0 | 0 | 0 | 0 | 0 | 0 | 0 | 0 | 0 | 0 | 0 | 0 | 0 | 0 | 0 | 0 | 0 | 0 | 0 | 0 | 0 | 0 | 0 | 0 | 0
Cancelled | US | Texas RE |  |  | 09INR0068 |  |  | AIRTRICITY PANTHER CREEK 4 |  | WT | WND |  | Wind | 2050-12-31 |  | 70 | 13.3 | 14 | 0 | 0 | 0 | 0 | 0 | 0 | 0 | 0 | 0 | 0 | 0 | 0 | 0 | 0 | 0 | 0 | 0 | 0 | 0 | 0 | 0 | 0 | 0 | 0 | 0 | 0 | 0 | 0 | 0 | 0 | 0 | 0 | 0 | 0 | 0 | 0 | 0 | 0 | 0 | 0 | 0 | 0 | 0 | 0
Cancelled | US | Texas RE |  |  | 09INR0074 |  |  | BIG WIND |  | WT | WND |  | Wind | 2050-12-31 |  | 70 | 20.3 | 23.8 | 0 | 0 | 0 | 0 | 0 | 0 | 0 | 0 | 0 | 0 | 0 | 0 | 0 | 0 | 0 | 0 | 0 | 0 | 0 | 0 | 0 | 0 | 0 | 0 | 0 | 0 | 0 | 0 | 0 | 0 | 0 | 0 | 0 | 0 | 0 | 0 | 0 | 0 | 0 | 0 | 0 | 0 | 0 | 0
Cancelled | US | Texas RE |  |  | 10INR0061 |  |  | ZAPATA RADIAL WINDFARM |  | WT | WND |  | Wind | 2050-12-31 |  | 70 | 13.3 | 14 | 0 | 0 | 0 | 0 | 0 | 0 | 0 | 0 | 0 | 0 | 0 | 0 | 0 | 0 | 0 | 0 | 0 | 0 | 0 | 0 | 0 | 0 | 0 | 0 | 0 | 0 | 0 | 0 | 0 | 0 | 0 | 0 | 0 | 0 | 0 | 0 | 0 | 0 | 0 | 0 | 0 | 0 | 0 | 0
Cancelled | US | Texas RE |  |  | 15INR0075 |  |  | M&G RESINS CORPUS CHRISTI |  | CC | NG | 0 | Natural Gas and Other Gases | 2015-02-28 |  | 70 | 50.6 | 51 | 0 | 0 | 0 | 0 | 0 | 0 | 0 | 0 | 0 | 0 | 0 | 0 | 0 | 0 | 0 | 0 | 0 | 0 | 0 | 0 | 0 | 0 | 0 | 0 | 0 | 0 | 0 | 0 | 0 | 0 | 0 | 0 | 0 | 0 | 0 | 0 | 0 | 0 | 0 | 0 | 0 | 0 | 0 | 0
Cancelled | US | Texas RE |  |  | 16INR0017 |  |  | DELAWARE MT SOLAR |  | PV | SUN |  | Solar | 2016-12-01 |  | 70 | 56 | 4.9 | 0 | 0 | 0 | 0 | 0 | 0 | 0 | 0 | 0 | 0 | 0 | 0 | 0 | 0 | 0 | 0 | 0 | 0 | 0 | 0 | 0 | 0 | 0 | 0 | 0 | 0 | 0 | 0 | 0 | 0 | 0 | 0 | 0 | 0 | 0 | 0 | 0 | 0 | 0 | 0 | 0 | 0 | 0 | 0
Cancelled | US | Texas RE |  |  | 18INR0063 |  |  | BLUE JAY SOLAR |  | PV | SUN |  | Solar | 2019-09-01 |  | 70 | 56 | 4.9 | 0 | 0 | 0 | 0 | 0 | 0 | 0 | 0 | 0 | 0 | 0 | 0 | 0 | 0 | 0 | 0 | 0 | 0 | 0 | 0 | 0 | 0 | 0 | 0 | 0 | 0 | 0 | 0 | 0 | 0 | 0 | 0 | 0 | 0 | 0 | 0 | 0 | 0 | 0 | 0 | 0 | 0 | 0 | 0
Cancelled | US | Texas RE |  |  | 13INR0051 |  |  | PALMAS ALTAS WIND |  | WT | WND |  | Wind | 2050-12-31 |  | 67 | 40.87 | 31.49 | 0 | 0 | 0 | 0 | 0 | 0 | 0 | 0 | 0 | 0 | 0 | 0 | 0 | 0 | 0 | 0 | 0 | 0 | 0 | 0 | 0 | 0 | 0 | 0 | 0 | 0 | 0 | 0 | 0 | 0 | 0 | 0 | 0 | 0 | 0 | 0 | 0 | 0 | 0 | 0 | 0 | 0 | 0 | 0
Cancelled | US | Texas RE |  |  | 20INR0034 |  |  | CARGIL SOLAR |  | PV | SUN |  | Solar | 2020-10-31 |  | 65 | 52 | 4.55 | 0 | 0 | 0 | 0 | 0 | 0 | 0 | 0 | 0 | 0 | 0 | 0 | 0 | 0 | 0 | 0 | 0 | 0 | 0 | 0 | 0 | 0 | 0 | 0 | 0 | 0 | 0 | 0 | 0 | 0 | 0 | 0 | 0 | 0 | 0 | 0 | 0 | 0 | 0 | 0 | 0 | 0 | 0 | 0
Cancelled | US | Texas RE |  |  | 23INR0025 |  |  | BLUE SKY SOLAR |  | PV | SUN |  | Solar | 2022-12-15 |  | 65 | 52 | 4.55 | 0 | 0 | 0 | 0 | 0 | 0 | 0 | 0 | 0 | 0 | 0 | 0 | 0 | 0 | 0 | 0 | 0 | 0 | 0 | 0 | 0 | 0 | 0 | 0 | 0 | 0 | 0 | 0 | 0 | 0 | 0 | 0 | 0 | 0 | 0 | 0 | 0 | 0 | 0 | 0 | 0 | 0 | 0 | 0
Cancelled | US | Texas RE |  |  | 15INR0081 |  |  | MASON MT WIND |  | WT | WND |  | Wind | 2019-12-31 |  | 62 | 11.78 | 12.4 | 0 | 0 | 0 | 0 | 0 | 0 | 0 | 0 | 0 | 0 | 0 | 0 | 0 | 0 | 0 | 0 | 0 | 0 | 0 | 0 | 0 | 0 | 0 | 0 | 0 | 0 | 0 | 0 | 0 | 0 | 0 | 0 | 0 | 0 | 0 | 0 | 0 | 0 | 0 | 0 | 0 | 0 | 0 | 0
Cancelled | US | Texas RE |  |  | 23INR0226 |  |  | ATRIA SOLAR MW ADDITION |  | PV | SUN |  | Solar | 2023-04-19 |  | 61.4 | 49.12 | 4.298 | 0 | 0 | 0 | 0 | 0 | 0 | 0 | 0 | 0 | 0 | 0 | 0 | 0 | 0 | 0 | 0 | 0 | 0 | 0 | 0 | 0 | 0 | 0 | 0 | 0 | 0 | 0 | 0 | 0 | 0 | 0 | 0 | 0 | 0 | 0 | 0 | 0 | 0 | 0 | 0 | 0 | 0 | 0 | 0
Cancelled | US | Texas RE |  |  | 21INR0307 |  |  | RADIAN INCREASE |  | PV | SUN |  | Solar | 2021-05-31 |  | 61.2 | 48.96 | 4.284 | 0 | 0 | 0 | 0 | 0 | 0 | 0 | 0 | 0 | 0 | 0 | 0 | 0 | 0 | 0 | 0 | 0 | 0 | 0 | 0 | 0 | 0 | 0 | 0 | 0 | 0 | 0 | 0 | 0 | 0 | 0 | 0 | 0 | 0 | 0 | 0 | 0 | 0 | 0 | 0 | 0 | 0 | 0 | 0
Cancelled | US | Texas RE |  |  | 21INR0310 |  |  | QUANTUM INCREASE |  | PV | SUN |  | Solar | 2021-12-31 |  | 61.2 | 48.96 | 4.284 | 0 | 0 | 0 | 0 | 0 | 0 | 0 | 0 | 0 | 0 | 0 | 0 | 0 | 0 | 0 | 0 | 0 | 0 | 0 | 0 | 0 | 0 | 0 | 0 | 0 | 0 | 0 | 0 | 0 | 0 | 0 | 0 | 0 | 0 | 0 | 0 | 0 | 0 | 0 | 0 | 0 | 0 | 0 | 0
Cancelled | US | Texas RE |  |  | 19INR0006 |  |  | BLUEBONNET SOLAR |  | PV | SUN |  | Solar | 2022-12-31 |  | 61 | 48.56 | 4.249 | 0 | 0 | 0 | 0 | 0 | 0 | 0 | 0 | 0 | 0 | 0 | 0 | 0 | 0 | 0 | 0 | 0 | 0 | 0 | 0 | 0 | 0 | 0 | 0 | 0 | 0 | 0 | 0 | 0 | 0 | 0 | 0 | 0 | 0 | 0 | 0 | 0 | 0 | 0 | 0 | 0 | 0 | 0 | 0
Cancelled | US | Texas RE |  |  | 03INR0030a |  |  | WILD HORSE WIND FARM 1 |  | WT | WND |  | Wind | 2050-12-31 |  | 60 | 11.4 | 12 | 0 | 0 | 0 | 0 | 0 | 0 | 0 | 0 | 0 | 0 | 0 | 0 | 0 | 0 | 0 | 0 | 0 | 0 | 0 | 0 | 0 | 0 | 0 | 0 | 0 | 0 | 0 | 0 | 0 | 0 | 0 | 0 | 0 | 0 | 0 | 0 | 0 | 0 | 0 | 0 | 0 | 0 | 0 | 0
Cancelled | US | Texas RE |  |  | 08INR0057 |  |  | WOLF RIDGE WIND FARM EXPANSION |  | WT | WND |  | Wind | 2050-12-31 |  | 60 | 11.4 | 12 | 0 | 0 | 0 | 0 | 0 | 0 | 0 | 0 | 0 | 0 | 0 | 0 | 0 | 0 | 0 | 0 | 0 | 0 | 0 | 0 | 0 | 0 | 0 | 0 | 0 | 0 | 0 | 0 | 0 | 0 | 0 | 0 | 0 | 0 | 0 | 0 | 0 | 0 | 0 | 0 | 0 | 0 | 0 | 0
Cancelled | US | Texas RE |  |  | 09INR0044 |  |  | JACKSON MOUNTAIN WIND RANCH 2 |  | WT | WND |  | Wind | 2050-12-31 |  | 60 | 11.4 | 12 | 0 | 0 | 0 | 0 | 0 | 0 | 0 | 0 | 0 | 0 | 0 | 0 | 0 | 0 | 0 | 0 | 0 | 0 | 0 | 0 | 0 | 0 | 0 | 0 | 0 | 0 | 0 | 0 | 0 | 0 | 0 | 0 | 0 | 0 | 0 | 0 | 0 | 0 | 0 | 0 | 0 | 0 | 0 | 0
Cancelled | US | Texas RE |  |  | 09INR0057 |  |  | EVANT WIND FARM |  | WT | WND |  | Wind | 2050-12-31 |  | 60 | 11.4 | 12 | 0 | 0 | 0 | 0 | 0 | 0 | 0 | 0 | 0 | 0 | 0 | 0 | 0 | 0 | 0 | 0 | 0 | 0 | 0 | 0 | 0 | 0 | 0 | 0 | 0 | 0 | 0 | 0 | 0 | 0 | 0 | 0 | 0 | 0 | 0 | 0 | 0 | 0 | 0 | 0 | 0 | 0 | 0 | 0
Cancelled | US | Texas RE |  |  | 09INR0078 |  |  | MESA SPRINGS USTX-39 |  | WT | WND |  | Wind | 2050-12-31 01:00 |  | 60 | 11.4 | 12 | 0 | 0 | 0 | 0 | 0 | 0 | 0 | 0 | 0 | 0 | 0 | 0 | 0 | 0 | 0 | 0 | 0 | 0 | 0 | 0 | 0 | 0 | 0 | 0 | 0 | 0 | 0 | 0 | 0 | 0 | 0 | 0 | 0 | 0 | 0 | 0 | 0 | 0 | 0 | 0 | 0 | 0 | 0 | 0
Cancelled | US | Texas RE |  |  | 10INR0055 |  |  | TORDILLA WIND ENERGY |  | WT | WND |  | Wind | 2050-12-31 |  | 60 | 11.4 | 12 | 0 | 0 | 0 | 0 | 0 | 0 | 0 | 0 | 0 | 0 | 0 | 0 | 0 | 0 | 0 | 0 | 0 | 0 | 0 | 0 | 0 | 0 | 0 | 0 | 0 | 0 | 0 | 0 | 0 | 0 | 0 | 0 | 0 | 0 | 0 | 0 | 0 | 0 | 0 | 0 | 0 | 0 | 0 | 0
Cancelled | US | Texas RE |  |  | 10INR0079 |  |  | SPRING CREEK WIND |  | WT | WND |  | Wind | 2050-12-31 |  | 60 | 11.4 | 12 | 0 | 0 | 0 | 0 | 0 | 0 | 0 | 0 | 0 | 0 | 0 | 0 | 0 | 0 | 0 | 0 | 0 | 0 | 0 | 0 | 0 | 0 | 0 | 0 | 0 | 0 | 0 | 0 | 0 | 0 | 0 | 0 | 0 | 0 | 0 | 0 | 0 | 0 | 0 | 0 | 0 | 0 | 0 | 0
Cancelled | US | Texas RE |  |  | 11INR0086 |  |  | RRE AUSTIN SOLAR |  | PV | SUN |  | Solar | 2013-10-30 |  | 60 | 48 | 4.2 | 0 | 0 | 0 | 0 | 0 | 0 | 0 | 0 | 0 | 0 | 0 | 0 | 0 | 0 | 0 | 0 | 0 | 0 | 0 | 0 | 0 | 0 | 0 | 0 | 0 | 0 | 0 | 0 | 0 | 0 | 0 | 0 | 0 | 0 | 0 | 0 | 0 | 0 | 0 | 0 | 0 | 0 | 0 | 0
Cancelled | US | Texas RE |  |  | 11INR0090 |  |  | BIG SPRINGS SOLAR |  | PV | SUN |  | Solar | 2050-12-31 |  | 60 | 48 | 4.2 | 0 | 0 | 0 | 0 | 0 | 0 | 0 | 0 | 0 | 0 | 0 | 0 | 0 | 0 | 0 | 0 | 0 | 0 | 0 | 0 | 0 | 0 | 0 | 0 | 0 | 0 | 0 | 0 | 0 | 0 | 0 | 0 | 0 | 0 | 0 | 0 | 0 | 0 | 0 | 0 | 0 | 0 | 0 | 0
Cancelled | US | Texas RE |  |  | 14INR0071 |  |  | SOLAR PRIME TX-5 |  | PV | SUN |  | Solar | 2014-12-15 |  | 60 | 48 | 4.2 | 0 | 0 | 0 | 0 | 0 | 0 | 0 | 0 | 0 | 0 | 0 | 0 | 0 | 0 | 0 | 0 | 0 | 0 | 0 | 0 | 0 | 0 | 0 | 0 | 0 | 0 | 0 | 0 | 0 | 0 | 0 | 0 | 0 | 0 | 0 | 0 | 0 | 0 | 0 | 0 | 0 | 0 | 0 | 0
Cancelled | US | Texas RE |  |  | 15INR0040 |  |  | GAGE SOLAR |  | PV | SUN |  | Solar | 2016-10-01 |  | 60 | 48 | 4.2 | 0 | 0 | 0 | 0 | 0 | 0 | 0 | 0 | 0 | 0 | 0 | 0 | 0 | 0 | 0 | 0 | 0 | 0 | 0 | 0 | 0 | 0 | 0 | 0 | 0 | 0 | 0 | 0 | 0 | 0 | 0 | 0 | 0 | 0 | 0 | 0 | 0 | 0 | 0 | 0 | 0 | 0 | 0 | 0
Cancelled | US | Texas RE |  |  | 16INR0089 |  |  | NW ANDREWS SOLAR |  | PV | SUN |  | Solar | 2019-10-01 |  | 60 | 48 | 4.2 | 0 | 0 | 0 | 0 | 0 | 0 | 0 | 0 | 0 | 0 | 0 | 0 | 0 | 0 | 0 | 0 | 0 | 0 | 0 | 0 | 0 | 0 | 0 | 0 | 0 | 0 | 0 | 0 | 0 | 0 | 0 | 0 | 0 | 0 | 0 | 0 | 0 | 0 | 0 | 0 | 0 | 0 | 0 | 0
Cancelled | US | Texas RE |  |  | 19INR0040 |  |  | ROUND HALL SOLAR |  | PV | SUN |  | Solar | 2019-03-17 |  | 60 | 48 | 4.2 | 0 | 0 | 0 | 0 | 0 | 0 | 0 | 0 | 0 | 0 | 0 | 0 | 0 | 0 | 0 | 0 | 0 | 0 | 0 | 0 | 0 | 0 | 0 | 0 | 0 | 0 | 0 | 0 | 0 | 0 | 0 | 0 | 0 | 0 | 0 | 0 | 0 | 0 | 0 | 0 | 0 | 0 | 0 | 0
Cancelled | US | Texas RE |  |  | 19INR0087 |  |  | LAVISTA SOLAR |  | PV | SUN |  | Solar | 2019-12-15 |  | 60 | 48 | 4.2 | 0 | 0 | 0 | 0 | 0 | 0 | 0 | 0 | 0 | 0 | 0 | 0 | 0 | 0 | 0 | 0 | 0 | 0 | 0 | 0 | 0 | 0 | 0 | 0 | 0 | 0 | 0 | 0 | 0 | 0 | 0 | 0 | 0 | 0 | 0 | 0 | 0 | 0 | 0 | 0 | 0 | 0 | 0 | 0
Cancelled | US | Texas RE |  |  | 21INR0390 |  |  | HIP ESS PROJECT |  | BA | MWH |  | Other | 2021-06-21 |  | 60 | 0 | 0 | 0 | 0 | 0 | 0 | 0 | 0 | 0 | 0 | 0 | 0 | 0 | 0 | 0 | 0 | 0 | 0 | 0 | 0 | 0 | 0 | 0 | 0 | 0 | 0 | 0 | 0 | 0 | 0 | 0 | 0 | 0 | 0 | 0 | 0 | 0 | 0 | 0 | 0 | 0 | 0 | 0 | 0 | 0 | 0
Cancelled | US | Texas RE |  |  | 21INR0410 |  |  | KAVANGO SOLAR |  | PV | SUN |  | Solar | 2021-10-03 |  | 60 | 48 | 4.2 | 0 | 0 | 0 | 0 | 0 | 0 | 0 | 0 | 0 | 0 | 0 | 0 | 0 | 0 | 0 | 0 | 0 | 0 | 0 | 0 | 0 | 0 | 0 | 0 | 0 | 0 | 0 | 0 | 0 | 0 | 0 | 0 | 0 | 0 | 0 | 0 | 0 | 0 | 0 | 0 | 0 | 0 | 0 | 0
Cancelled | US | Texas RE |  |  | 21INR0418 |  |  | HIMBA SOLAR |  | PV | SUN |  | Solar | 2021-09-30 |  | 60 | 48 | 4.2 | 0 | 0 | 0 | 0 | 0 | 0 | 0 | 0 | 0 | 0 | 0 | 0 | 0 | 0 | 0 | 0 | 0 | 0 | 0 | 0 | 0 | 0 | 0 | 0 | 0 | 0 | 0 | 0 | 0 | 0 | 0 | 0 | 0 | 0 | 0 | 0 | 0 | 0 | 0 | 0 | 0 | 0 | 0 | 0
Cancelled | US | Texas RE |  |  | 22INR0224 |  |  | PETROLOGISTICS PDH |  | ST | NG | 0 | Natural Gas and Other Gases | 2022-02-01 |  | 60 | 47 | 60 | 0 | 0 | 0 | 0 | 0 | 0 | 0 | 0 | 0 | 0 | 0 | 0 | 0 | 0 | 0 | 0 | 0 | 0 | 0 | 0 | 0 | 0 | 0 | 0 | 0 | 0 | 0 | 0 | 0 | 0 | 0 | 0 | 0 | 0 | 0 | 0 | 0 | 0 | 0 | 0 | 0 | 0 | 0 | 0
Cancelled | US | Texas RE |  |  | 10INR0052b |  |  | HASKELL KNOX WIND FARM |  | WT | WND |  | Wind | 2050-12-31 01:00 |  | 59 | 11.21 | 11.8 | 0 | 0 | 0 | 0 | 0 | 0 | 0 | 0 | 0 | 0 | 0 | 0 | 0 | 0 | 0 | 0 | 0 | 0 | 0 | 0 | 0 | 0 | 0 | 0 | 0 | 0 | 0 | 0 | 0 | 0 | 0 | 0 | 0 | 0 | 0 | 0 | 0 | 0 | 0 | 0 | 0 | 0 | 0 | 0
Cancelled | US | Texas RE |  |  | 12INR0065 |  |  | BELDING SOLAR PROJECT |  | PV | SUN |  | Solar | 2050-12-31 |  | 59 | 47.2 | 4.13 | 0 | 0 | 0 | 0 | 0 | 0 | 0 | 0 | 0 | 0 | 0 | 0 | 0 | 0 | 0 | 0 | 0 | 0 | 0 | 0 | 0 | 0 | 0 | 0 | 0 | 0 | 0 | 0 | 0 | 0 | 0 | 0 | 0 | 0 | 0 | 0 | 0 | 0 | 0 | 0 | 0 | 0 | 0 | 0
Cancelled | US | Texas RE |  |  | 13INR0015 |  |  | ADAGE CROCKETT |  | ST | NG | 0 | Natural Gas and Other Gases | 2050-12-31 |  | 58 | 58 | 58 | 0 | 0 | 0 | 0 | 0 | 0 | 0 | 0 | 0 | 0 | 0 | 0 | 0 | 0 | 0 | 0 | 0 | 0 | 0 | 0 | 0 | 0 | 0 | 0 | 0 | 0 | 0 | 0 | 0 | 0 | 0 | 0 | 0 | 0 | 0 | 0 | 0 | 0 | 0 | 0 | 0 | 0 | 0 | 0
Cancelled | US | Texas RE |  |  | 19INR0119 |  |  | PATRIOT WIND II |  | WT | WND |  | Wind | 2019-04-30 |  | 58 | 35.136 | 27.072 | 0 | 0 | 0 | 0 | 0 | 0 | 0 | 0 | 0 | 0 | 0 | 0 | 0 | 0 | 0 | 0 | 0 | 0 | 0 | 0 | 0 | 0 | 0 | 0 | 0 | 0 | 0 | 0 | 0 | 0 | 0 | 0 | 0 | 0 | 0 | 0 | 0 | 0 | 0 | 0 | 0 | 0 | 0 | 0
Cancelled | US | Texas RE |  |  | 20INR0100 |  |  | WESTORIA STORAGE |  | BA | MWH |  | Other | 2021-12-31 |  | 58 | 0 | 0 | 0 | 0 | 0 | 0 | 0 | 0 | 0 | 0 | 0 | 0 | 0 | 0 | 0 | 0 | 0 | 0 | 0 | 0 | 0 | 0 | 0 | 0 | 0 | 0 | 0 | 0 | 0 | 0 | 0 | 0 | 0 | 0 | 0 | 0 | 0 | 0 | 0 | 0 | 0 | 0 | 0 | 0 | 0 | 0
Cancelled | US | Texas RE |  |  | 10INR0085 |  |  | WEST TEXAS ANGELOS |  | PV | SUN |  | Solar | 2014-12-01 |  | 57 | 45.6 | 3.99 | 0 | 0 | 0 | 0 | 0 | 0 | 0 | 0 | 0 | 0 | 0 | 0 | 0 | 0 | 0 | 0 | 0 | 0 | 0 | 0 | 0 | 0 | 0 | 0 | 0 | 0 | 0 | 0 | 0 | 0 | 0 | 0 | 0 | 0 | 0 | 0 | 0 | 0 | 0 | 0 | 0 | 0 | 0 | 0
Cancelled | US | Texas RE |  |  | 16INR0079 |  |  | PARKER RANCH SOLAR 3 |  | PV | SUN |  | Solar | 2018-12-15 |  | 56 | 44.8 | 3.92 | 0 | 0 | 0 | 0 | 0 | 0 | 0 | 0 | 0 | 0 | 0 | 0 | 0 | 0 | 0 | 0 | 0 | 0 | 0 | 0 | 0 | 0 | 0 | 0 | 0 | 0 | 0 | 0 | 0 | 0 | 0 | 0 | 0 | 0 | 0 | 0 | 0 | 0 | 0 | 0 | 0 | 0 | 0 | 0
Cancelled | US | Texas RE |  |  | 16INR0080 |  |  | PARKER RANCH SOLAR 2 |  | PV | SUN |  | Solar | 2018-12-15 |  | 56 | 44.8 | 3.92 | 0 | 0 | 0 | 0 | 0 | 0 | 0 | 0 | 0 | 0 | 0 | 0 | 0 | 0 | 0 | 0 | 0 | 0 | 0 | 0 | 0 | 0 | 0 | 0 | 0 | 0 | 0 | 0 | 0 | 0 | 0 | 0 | 0 | 0 | 0 | 0 | 0 | 0 | 0 | 0 | 0 | 0 | 0 | 0
Cancelled | US | Texas RE |  |  | 11INR0037 |  |  | LINDALE RELIABILITY ENERGY |  | ST | NG | 0 | Natural Gas and Other Gases | 2050-12-31 |  | 55 | 50 | 50 | 0 | 0 | 0 | 0 | 0 | 0 | 0 | 0 | 0 | 0 | 0 | 0 | 0 | 0 | 0 | 0 | 0 | 0 | 0 | 0 | 0 | 0 | 0 | 0 | 0 | 0 | 0 | 0 | 0 | 0 | 0 | 0 | 0 | 0 | 0 | 0 | 0 | 0 | 0 | 0 | 0 | 0 | 0 | 0
Cancelled | US | Texas RE |  |  | 16INR0020 |  |  | ORO SOLAR |  | PV | SUN |  | Solar | 2017-09-30 |  | 55 | 44 | 3.85 | 0 | 0 | 0 | 0 | 0 | 0 | 0 | 0 | 0 | 0 | 0 | 0 | 0 | 0 | 0 | 0 | 0 | 0 | 0 | 0 | 0 | 0 | 0 | 0 | 0 | 0 | 0 | 0 | 0 | 0 | 0 | 0 | 0 | 0 | 0 | 0 | 0 | 0 | 0 | 0 | 0 | 0 | 0 | 0
Cancelled | US | Texas RE |  |  | 20INR0057 |  |  | GRETCHEN SOLAR |  | PV | SUN |  | Solar | 2020-04-01 |  | 55 | 44 | 3.85 | 0 | 0 | 0 | 0 | 0 | 0 | 0 | 0 | 0 | 0 | 0 | 0 | 0 | 0 | 0 | 0 | 0 | 0 | 0 | 0 | 0 | 0 | 0 | 0 | 0 | 0 | 0 | 0 | 0 | 0 | 0 | 0 | 0 | 0 | 0 | 0 | 0 | 0 | 0 | 0 | 0 | 0 | 0 | 0
Cancelled | US | Texas RE |  |  | 20INR0254 |  |  | GREASEWOOD I-B |  | PV | SUN |  | Solar | 2020-09-30 |  | 55 | 4 | 3.85 | 0 | 0 | 0 | 0 | 0 | 0 | 0 | 0 | 0 | 0 | 0 | 0 | 0 | 0 | 0 | 0 | 0 | 0 | 0 | 0 | 0 | 0 | 0 | 0 | 0 | 0 | 0 | 0 | 0 | 0 | 0 | 0 | 0 | 0 | 0 | 0 | 0 | 0 | 0 | 0 | 0 | 0 | 0 | 0
Cancelled | US | Texas RE |  |  | 14INR0034 |  |  | ALPINE 1 SOLAR OPTION 2 |  | PV | SUN |  | Solar | 2014-07-09 |  | 54 | 0 | 3.78 | 0 | 0 | 0 | 0 | 0 | 0 | 0 | 0 | 0 | 0 | 0 | 0 | 0 | 0 | 0 | 0 | 0 | 0 | 0 | 0 | 0 | 0 | 0 | 0 | 0 | 0 | 0 | 0 | 0 | 0 | 0 | 0 | 0 | 0 | 0 | 0 | 0 | 0 | 0 | 0 | 0 | 0 | 0 | 0
Cancelled | US | Texas RE |  |  | 16INR0121 |  |  | SALT FORK WIND EXPANSION |  | WT | WND |  | Wind | 2018-12-01 |  | 54 | 15.66 | 18.36 | 0 | 0 | 0 | 0 | 0 | 0 | 0 | 0 | 0 | 0 | 0 | 0 | 0 | 0 | 0 | 0 | 0 | 0 | 0 | 0 | 0 | 0 | 0 | 0 | 0 | 0 | 0 | 0 | 0 | 0 | 0 | 0 | 0 | 0 | 0 | 0 | 0 | 0 | 0 | 0 | 0 | 0 | 0 | 0
Cancelled | US | Texas RE |  |  | 21INR0248 |  |  | SEND IT SOLAR |  | PV | SUN |  | Solar | 2021-01-11 |  | 54 | 43.2 | 3.78 | 0 | 0 | 0 | 0 | 0 | 0 | 0 | 0 | 0 | 0 | 0 | 0 | 0 | 0 | 0 | 0 | 0 | 0 | 0 | 0 | 0 | 0 | 0 | 0 | 0 | 0 | 0 | 0 | 0 | 0 | 0 | 0 | 0 | 0 | 0 | 0 | 0 | 0 | 0 | 0 | 0 | 0 | 0 | 0
Cancelled | US | Texas RE |  |  | 17INR0032 |  |  | FREER WIND |  | WT | WND |  | Wind | 2019-12-31 |  | 53.1 | 10.089 | 10.6 | 0 | 0 | 0 | 0 | 0 | 0 | 0 | 0 | 0 | 0 | 0 | 0 | 0 | 0 | 0 | 0 | 0 | 0 | 0 | 0 | 0 | 0 | 0 | 0 | 0 | 0 | 0 | 0 | 0 | 0 | 0 | 0 | 0 | 0 | 0 | 0 | 0 | 0 | 0 | 0 | 0 | 0 | 0 | 0
Cancelled | US | Texas RE |  |  | 05INR0020 |  |  | ??HARRIS-BTEC |  | CC | LFG |  | Biomass | 2050-12-31 |  | 53 | 0 | 0 | 0 | 0 | 0 | 0 | 0 | 0 | 0 | 0 | 0 | 0 | 0 | 0 | 0 | 0 | 0 | 0 | 0 | 0 | 0 | 0 | 0 | 0 | 0 | 0 | 0 | 0 | 0 | 0 | 0 | 0 | 0 | 0 | 0 | 0 | 0 | 0 | 0 | 0 | 0 | 0 | 0 | 0 | 0 | 0
Cancelled | US | Texas RE |  |  | 20INR0131 |  |  | CAMWILL SOLAR |  | PV | SUN |  | Solar | 2020-09-01 |  | 53 | 42.4 | 3.71 | 0 | 0 | 0 | 0 | 0 | 0 | 0 | 0 | 0 | 0 | 0 | 0 | 0 | 0 | 0 | 0 | 0 | 0 | 0 | 0 | 0 | 0 | 0 | 0 | 0 | 0 | 0 | 0 | 0 | 0 | 0 | 0 | 0 | 0 | 0 | 0 | 0 | 0 | 0 | 0 | 0 | 0 | 0 | 0
Cancelled | US | Texas RE |  |  | 22INR0324 |  |  | ENDURANCE PARK STORAGE 2 |  | BA | MWH |  | Other | 2022-04-30 |  | 52.25 | 0 | 0 | 0 | 0 | 0 | 0 | 0 | 0 | 0 | 0 | 0 | 0 | 0 | 0 | 0 | 0 | 0 | 0 | 0 | 0 | 0 | 0 | 0 | 0 | 0 | 0 | 0 | 0 | 0 | 0 | 0 | 0 | 0 | 0 | 0 | 0 | 0 | 0 | 0 | 0 | 0 | 0 | 0 | 0 | 0 | 0
Cancelled | US | Texas RE |  |  | 21INR0436 |  |  | BRUSHY CREEK SOLAR B |  | PV | SUN |  | Solar | 2021-12-15 |  | 52.09 | 41.672 | 3.6463 | 0 | 0 | 0 | 0 | 0 | 0 | 0 | 0 | 0 | 0 | 0 | 0 | 0 | 0 | 0 | 0 | 0 | 0 | 0 | 0 | 0 | 0 | 0 | 0 | 0 | 0 | 0 | 0 | 0 | 0 | 0 | 0 | 0 | 0 | 0 | 0 | 0 | 0 | 0 | 0 | 0 | 0 | 0 | 0
Cancelled | US | Texas RE |  |  | 18INR0071 |  |  | MIDWAY WIND II |  | WT | WND |  | Wind | 2019-03-01 |  | 52 | 31.72 | 24.44 | 0 | 0 | 0 | 0 | 0 | 0 | 0 | 0 | 0 | 0 | 0 | 0 | 0 | 0 | 0 | 0 | 0 | 0 | 0 | 0 | 0 | 0 | 0 | 0 | 0 | 0 | 0 | 0 | 0 | 0 | 0 | 0 | 0 | 0 | 0 | 0 | 0 | 0 | 0 | 0 | 0 | 0 | 0 | 0
Cancelled | US | Texas RE |  |  | 15INR0041 |  |  | SHEFFIELD SOLAR (SOLAR STAR 1) |  | PV | SUN |  | Solar | 2015-09-01 |  | 51 | 0 | 3.57 | 0 | 0 | 0 | 0 | 0 | 0 | 0 | 0 | 0 | 0 | 0 | 0 | 0 | 0 | 0 | 0 | 0 | 0 | 0 | 0 | 0 | 0 | 0 | 0 | 0 | 0 | 0 | 0 | 0 | 0 | 0 | 0 | 0 | 0 | 0 | 0 | 0 | 0 | 0 | 0 | 0 | 0 | 0 | 0
Cancelled | US | Texas RE |  |  | 21INR0433 |  |  | RED-TAILED HAWK SOLAR INCREASE |  | PV | SUN |  | Solar | 2021-12-31 |  | 50.69 | 40.552 | 3.5483 | 0 | 0 | 0 | 0 | 0 | 0 | 0 | 0 | 0 | 0 | 0 | 0 | 0 | 0 | 0 | 0 | 0 | 0 | 0 | 0 | 0 | 0 | 0 | 0 | 0 | 0 | 0 | 0 | 0 | 0 | 0 | 0 | 0 | 0 | 0 | 0 | 0 | 0 | 0 | 0 | 0 | 0 | 0 | 0
Cancelled | US | Texas RE |  |  | 22INR0263 |  |  | PISGAH RIDGE STORAGE |  | BA | MWH |  | Other | 2022-12-31 |  | 50.6 | 0 | 0 | 0 | 0 | 0 | 0 | 0 | 0 | 0 | 0 | 0 | 0 | 0 | 0 | 0 | 0 | 0 | 0 | 0 | 0 | 0 | 0 | 0 | 0 | 0 | 0 | 0 | 0 | 0 | 0 | 0 | 0 | 0 | 0 | 0 | 0 | 0 | 0 | 0 | 0 | 0 | 0 | 0 | 0 | 0 | 0
Cancelled | US | Texas RE |  |  | 22INR0389 |  |  | PISGAH RIDGE SOLAR 50MW |  | PV | SUN |  | Solar | 2022-12-31 |  | 50.6 | 40.48 | 3.542 | 0 | 0 | 0 | 0 | 0 | 0 | 0 | 0 | 0 | 0 | 0 | 0 | 0 | 0 | 0 | 0 | 0 | 0 | 0 | 0 | 0 | 0 | 0 | 0 | 0 | 0 | 0 | 0 | 0 | 0 | 0 | 0 | 0 | 0 | 0 | 0 | 0 | 0 | 0 | 0 | 0 | 0 | 0 | 0
Cancelled | US | Texas RE |  |  | 07INR0043 |  |  | PECOS POWER PROJECT |  | CC | SUN |  | Solar | 2050-12-31 |  | 50 | 40 | 3.5 | 0 | 0 | 0 | 0 | 0 | 0 | 0 | 0 | 0 | 0 | 0 | 0 | 0 | 0 | 0 | 0 | 0 | 0 | 0 | 0 | 0 | 0 | 0 | 0 | 0 | 0 | 0 | 0 | 0 | 0 | 0 | 0 | 0 | 0 | 0 | 0 | 0 | 0 | 0 | 0 | 0 | 0 | 0 | 0
Cancelled | US | Texas RE |  |  | 10INR0084 |  |  | FAS 1 SOLAR PROJECT |  | PV | SUN |  | Solar | 2050-12-31 |  | 50 | 40 | 3.5 | 0 | 0 | 0 | 0 | 0 | 0 | 0 | 0 | 0 | 0 | 0 | 0 | 0 | 0 | 0 | 0 | 0 | 0 | 0 | 0 | 0 | 0 | 0 | 0 | 0 | 0 | 0 | 0 | 0 | 0 | 0 | 0 | 0 | 0 | 0 | 0 | 0 | 0 | 0 | 0 | 0 | 0 | 0 | 0
Cancelled | US | Texas RE |  |  | 11INR0070 |  |  | SARAGOSA SOLAR PLANT |  | PV | SUN |  | Solar | 2050-12-31 |  | 50 | 40 | 3.5 | 0 | 0 | 0 | 0 | 0 | 0 | 0 | 0 | 0 | 0 | 0 | 0 | 0 | 0 | 0 | 0 | 0 | 0 | 0 | 0 | 0 | 0 | 0 | 0 | 0 | 0 | 0 | 0 | 0 | 0 | 0 | 0 | 0 | 0 | 0 | 0 | 0 | 0 | 0 | 0 | 0 | 0 | 0 | 0
Cancelled | US | Texas RE |  |  | 11INR0072 |  |  | TRANS PECOS SOLAR ENERGY CENTER |  | PV | SUN |  | Solar | 2050-12-31 |  | 50 | 40 | 3.5 | 0 | 0 | 0 | 0 | 0 | 0 | 0 | 0 | 0 | 0 | 0 | 0 | 0 | 0 | 0 | 0 | 0 | 0 | 0 | 0 | 0 | 0 | 0 | 0 | 0 | 0 | 0 | 0 | 0 | 0 | 0 | 0 | 0 | 0 | 0 | 0 | 0 | 0 | 0 | 0 | 0 | 0 | 0 | 0
Cancelled | US | Texas RE |  |  | 11INR0080 |  |  | ELEMENT-WINDTHORST2 WIND ENERGY CENTER |  | WT | WND |  | Wind | 2050-12-31 |  | 50 | 9.5 | 10 | 0 | 0 | 0 | 0 | 0 | 0 | 0 | 0 | 0 | 0 | 0 | 0 | 0 | 0 | 0 | 0 | 0 | 0 | 0 | 0 | 0 | 0 | 0 | 0 | 0 | 0 | 0 | 0 | 0 | 0 | 0 | 0 | 0 | 0 | 0 | 0 | 0 | 0 | 0 | 0 | 0 | 0 | 0 | 0
Cancelled | US | Texas RE |  |  | 11INR0083A |  |  | RIO PECOS WIND PROJECT - PH 1 |  | WT | WND |  | Wind | 2050-12-31 |  | 50 | 9.5 | 10 | 0 | 0 | 0 | 0 | 0 | 0 | 0 | 0 | 0 | 0 | 0 | 0 | 0 | 0 | 0 | 0 | 0 | 0 | 0 | 0 | 0 | 0 | 0 | 0 | 0 | 0 | 0 | 0 | 0 | 0 | 0 | 0 | 0 | 0 | 0 | 0 | 0 | 0 | 0 | 0 | 0 | 0 | 0 | 0
Cancelled | US | Texas RE |  |  | 11INR0092 |  |  | HACKBERRY SOLAR ENERGY PROJECT |  | PV | SUN |  | Solar | 2050-12-31 |  | 50 | 40 | 3.5 | 0 | 0 | 0 | 0 | 0 | 0 | 0 | 0 | 0 | 0 | 0 | 0 | 0 | 0 | 0 | 0 | 0 | 0 | 0 | 0 | 0 | 0 | 0 | 0 | 0 | 0 | 0 | 0 | 0 | 0 | 0 | 0 | 0 | 0 | 0 | 0 | 0 | 0 | 0 | 0 | 0 | 0 | 0 | 0
Cancelled | US | Texas RE |  |  | 12INR0051 |  |  | JACKALOPE PV |  | PV | SUN |  | Solar | 2050-12-31 |  | 50 | 40 | 3.5 | 0 | 0 | 0 | 0 | 0 | 0 | 0 | 0 | 0 | 0 | 0 | 0 | 0 | 0 | 0 | 0 | 0 | 0 | 0 | 0 | 0 | 0 | 0 | 0 | 0 | 0 | 0 | 0 | 0 | 0 | 0 | 0 | 0 | 0 | 0 | 0 | 0 | 0 | 0 | 0 | 0 | 0 | 0 | 0
Cancelled | US | Texas RE |  |  | 12INR0058 |  |  | SAN PATRICIO WIND |  | WT | WND |  | Wind | 2050-12-31 |  | 50 | 30.5 | 23.5 | 0 | 0 | 0 | 0 | 0 | 0 | 0 | 0 | 0 | 0 | 0 | 0 | 0 | 0 | 0 | 0 | 0 | 0 | 0 | 0 | 0 | 0 | 0 | 0 | 0 | 0 | 0 | 0 | 0 | 0 | 0 | 0 | 0 | 0 | 0 | 0 | 0 | 0 | 0 | 0 | 0 | 0 | 0 | 0
Cancelled | US | Texas RE |  |  | 12INR0069 |  |  | ALPINE SOLAR 1 |  | PV | SUN |  | Solar | 2050-12-31 |  | 50 | 40 | 3.5 | 0 | 0 | 0 | 0 | 0 | 0 | 0 | 0 | 0 | 0 | 0 | 0 | 0 | 0 | 0 | 0 | 0 | 0 | 0 | 0 | 0 | 0 | 0 | 0 | 0 | 0 | 0 | 0 | 0 | 0 | 0 | 0 | 0 | 0 | 0 | 0 | 0 | 0 | 0 | 0 | 0 | 0 | 0 | 0
Cancelled | US | Texas RE |  |  | 12INR0074 |  |  | SCREWBEAN SOLAR PROJECT |  | PV | SUN |  | Solar | 2050-12-31 |  | 50 | 40 | 3.5 | 0 | 0 | 0 | 0 | 0 | 0 | 0 | 0 | 0 | 0 | 0 | 0 | 0 | 0 | 0 | 0 | 0 | 0 | 0 | 0 | 0 | 0 | 0 | 0 | 0 | 0 | 0 | 0 | 0 | 0 | 0 | 0 | 0 | 0 | 0 | 0 | 0 | 0 | 0 | 0 | 0 | 0 | 0 | 0
Cancelled | US | Texas RE |  |  | 13INR0029 |  |  | WINDTHORST B |  | WT | WND |  | Wind | 2050-12-31 |  | 50 | 9.5 | 10 | 0 | 0 | 0 | 0 | 0 | 0 | 0 | 0 | 0 | 0 | 0 | 0 | 0 | 0 | 0 | 0 | 0 | 0 | 0 | 0 | 0 | 0 | 0 | 0 | 0 | 0 | 0 | 0 | 0 | 0 | 0 | 0 | 0 | 0 | 0 | 0 | 0 | 0 | 0 | 0 | 0 | 0 | 0 | 0
Cancelled | US | Texas RE |  |  | 13INR0035 |  |  | ALPINE SOLAR 2 |  | PV | SUN |  | Solar | 2050-12-31 |  | 50 | 40 | 3.5 | 0 | 0 | 0 | 0 | 0 | 0 | 0 | 0 | 0 | 0 | 0 | 0 | 0 | 0 | 0 | 0 | 0 | 0 | 0 | 0 | 0 | 0 | 0 | 0 | 0 | 0 | 0 | 0 | 0 | 0 | 0 | 0 | 0 | 0 | 0 | 0 | 0 | 0 | 0 | 0 | 0 | 0 | 0 | 0
Cancelled | US | Texas RE |  |  | 16INR0050 |  |  | SOLAIREHOLMAN 2 |  | PV | SUN |  | Solar | 2016-06-01 |  | 50 | 40 | 3.5 | 0 | 0 | 0 | 0 | 0 | 0 | 0 | 0 | 0 | 0 | 0 | 0 | 0 | 0 | 0 | 0 | 0 | 0 | 0 | 0 | 0 | 0 | 0 | 0 | 0 | 0 | 0 | 0 | 0 | 0 | 0 | 0 | 0 | 0 | 0 | 0 | 0 | 0 | 0 | 0 | 0 | 0 | 0 | 0
Cancelled | US | Texas RE |  |  | 16INR0059 |  |  | NRG TEXAS SOLAR I |  | PV | SUN |  | Solar | 2016-10-31 |  | 50 | 40 | 3.5 | 0 | 0 | 0 | 0 | 0 | 0 | 0 | 0 | 0 | 0 | 0 | 0 | 0 | 0 | 0 | 0 | 0 | 0 | 0 | 0 | 0 | 0 | 0 | 0 | 0 | 0 | 0 | 0 | 0 | 0 | 0 | 0 | 0 | 0 | 0 | 0 | 0 | 0 | 0 | 0 | 0 | 0 | 0 | 0
Cancelled | US | Texas RE |  |  | 16INR0064 |  |  | PADUCAH SOLAR |  | PV | SUN |  | Solar | 2016-09-01 |  | 50 | 40 | 3.5 | 0 | 0 | 0 | 0 | 0 | 0 | 0 | 0 | 0 | 0 | 0 | 0 | 0 | 0 | 0 | 0 | 0 | 0 | 0 | 0 | 0 | 0 | 0 | 0 | 0 | 0 | 0 | 0 | 0 | 0 | 0 | 0 | 0 | 0 | 0 | 0 | 0 | 0 | 0 | 0 | 0 | 0 | 0 | 0
Cancelled | US | Texas RE |  |  | 16INR0072 |  |  | BTHORN |  | PV | SUN |  | Solar | 2020-12-31 |  | 50 | 40 | 3.5 | 0 | 0 | 0 | 0 | 0 | 0 | 0 | 0 | 0 | 0 | 0 | 0 | 0 | 0 | 0 | 0 | 0 | 0 | 0 | 0 | 0 | 0 | 0 | 0 | 0 | 0 | 0 | 0 | 0 | 0 | 0 | 0 | 0 | 0 | 0 | 0 | 0 | 0 | 0 | 0 | 0 | 0 | 0 | 0
Cancelled | US | Texas RE |  |  | 16INR0092 |  |  | RIVER ROCK SOLAR |  | PV | SUN |  | Solar | 2019-12-31 |  | 50 | 40 | 3.5 | 0 | 0 | 0 | 0 | 0 | 0 | 0 | 0 | 0 | 0 | 0 | 0 | 0 | 0 | 0 | 0 | 0 | 0 | 0 | 0 | 0 | 0 | 0 | 0 | 0 | 0 | 0 | 0 | 0 | 0 | 0 | 0 | 0 | 0 | 0 | 0 | 0 | 0 | 0 | 0 | 0 | 0 | 0 | 0
Cancelled | US | Texas RE |  |  | 16INR0098 |  |  | HECATE SOLAR A |  | PV | SUN |  | Solar | 2019-12-31 |  | 50 | 40 | 3.5 | 0 | 0 | 0 | 0 | 0 | 0 | 0 | 0 | 0 | 0 | 0 | 0 | 0 | 0 | 0 | 0 | 0 | 0 | 0 | 0 | 0 | 0 | 0 | 0 | 0 | 0 | 0 | 0 | 0 | 0 | 0 | 0 | 0 | 0 | 0 | 0 | 0 | 0 | 0 | 0 | 0 | 0 | 0 | 0
Cancelled | US | Texas RE |  |  | 16INR0116 |  |  | GOLIAD SOLAR |  | PV | SUN |  | Solar | 2016-12-31 |  | 50 | 40 | 3.5 | 0 | 0 | 0 | 0 | 0 | 0 | 0 | 0 | 0 | 0 | 0 | 0 | 0 | 0 | 0 | 0 | 0 | 0 | 0 | 0 | 0 | 0 | 0 | 0 | 0 | 0 | 0 | 0 | 0 | 0 | 0 | 0 | 0 | 0 | 0 | 0 | 0 | 0 | 0 | 0 | 0 | 0 | 0 | 0
Cancelled | US | Texas RE |  |  | 17INR0046a |  |  | IVORY SOLAR A |  | PV | SUN |  | Solar | 2018-12-15 |  | 50 | 40 | 3.5 | 0 | 0 | 0 | 0 | 0 | 0 | 0 | 0 | 0 | 0 | 0 | 0 | 0 | 0 | 0 | 0 | 0 | 0 | 0 | 0 | 0 | 0 | 0 | 0 | 0 | 0 | 0 | 0 | 0 | 0 | 0 | 0 | 0 | 0 | 0 | 0 | 0 | 0 | 0 | 0 | 0 | 0 | 0 | 0
Cancelled | US | Texas RE |  |  | 17INR0046b |  |  | IVORY SOLAR B |  | PV | SUN |  | Solar | 2019-03-15 |  | 50 | 40 | 3.5 | 0 | 0 | 0 | 0 | 0 | 0 | 0 | 0 | 0 | 0 | 0 | 0 | 0 | 0 | 0 | 0 | 0 | 0 | 0 | 0 | 0 | 0 | 0 | 0 | 0 | 0 | 0 | 0 | 0 | 0 | 0 | 0 | 0 | 0 | 0 | 0 | 0 | 0 | 0 | 0 | 0 | 0 | 0 | 0
Cancelled | US | Texas RE |  |  | 17INR0046c |  |  | IVORY SOLAR C |  | PV | SUN |  | Solar | 2019-12-15 |  | 50 | 40 | 3.5 | 0 | 0 | 0 | 0 | 0 | 0 | 0 | 0 | 0 | 0 | 0 | 0 | 0 | 0 | 0 | 0 | 0 | 0 | 0 | 0 | 0 | 0 | 0 | 0 | 0 | 0 | 0 | 0 | 0 | 0 | 0 | 0 | 0 | 0 | 0 | 0 | 0 | 0 | 0 | 0 | 0 | 0 | 0 | 0
Cancelled | US | Texas RE |  |  | 19INR0010 |  |  | ELIZABETH BATTERY |  | BA | MWH |  | Other | 2019-12-31 |  | 50 | 0 | 0 | 0 | 0 | 0 | 0 | 0 | 0 | 0 | 0 | 0 | 0 | 0 | 0 | 0 | 0 | 0 | 0 | 0 | 0 | 0 | 0 | 0 | 0 | 0 | 0 | 0 | 0 | 0 | 0 | 0 | 0 | 0 | 0 | 0 | 0 | 0 | 0 | 0 | 0 | 0 | 0 | 0 | 0 | 0 | 0
Cancelled | US | Texas RE |  |  | 19INR0094 |  |  | GSE THREE SOLAR |  | PV | SUN |  | Solar | 2019-04-01 |  | 50 | 40 | 3.5 | 0 | 0 | 0 | 0 | 0 | 0 | 0 | 0 | 0 | 0 | 0 | 0 | 0 | 0 | 0 | 0 | 0 | 0 | 0 | 0 | 0 | 0 | 0 | 0 | 0 | 0 | 0 | 0 | 0 | 0 | 0 | 0 | 0 | 0 | 0 | 0 | 0 | 0 | 0 | 0 | 0 | 0 | 0 | 0
Cancelled | US | Texas RE |  |  | 19INR0104 |  |  | ALPINE SOLAR |  | PV | SUN |  | Solar | 2019-11-01 |  | 50 | 40 | 3.5 | 0 | 0 | 0 | 0 | 0 | 0 | 0 | 0 | 0 | 0 | 0 | 0 | 0 | 0 | 0 | 0 | 0 | 0 | 0 | 0 | 0 | 0 | 0 | 0 | 0 | 0 | 0 | 0 | 0 | 0 | 0 | 0 | 0 | 0 | 0 | 0 | 0 | 0 | 0 | 0 | 0 | 0 | 0 | 0
Cancelled | US | Texas RE |  |  | 19INR0136 |  |  | ABLE SOLAR |  | PV | SUN |  | Solar | 2020-10-01 |  | 50 | 40 | 3.5 | 0 | 0 | 0 | 0 | 0 | 0 | 0 | 0 | 0 | 0 | 0 | 0 | 0 | 0 | 0 | 0 | 0 | 0 | 0 | 0 | 0 | 0 | 0 | 0 | 0 | 0 | 0 | 0 | 0 | 0 | 0 | 0 | 0 | 0 | 0 | 0 | 0 | 0 | 0 | 0 | 0 | 0 | 0 | 0
Cancelled | US | Texas RE |  |  | 19INR0137 |  |  | LIVE OAK SOLAR |  | PV | SUN |  | Solar | 2019-01-01 |  | 50 | 40 | 3.5 | 0 | 0 | 0 | 0 | 0 | 0 | 0 | 0 | 0 | 0 | 0 | 0 | 0 | 0 | 0 | 0 | 0 | 0 | 0 | 0 | 0 | 0 | 0 | 0 | 0 | 0 | 0 | 0 | 0 | 0 | 0 | 0 | 0 | 0 | 0 | 0 | 0 | 0 | 0 | 0 | 0 | 0 | 0 | 0
Cancelled | US | Texas RE |  |  | 19INR0149 |  |  | LAPETUS SOLAR |  | PV | SUN |  | Solar | 2019-11-30 |  | 50 | 40 | 3.5 | 0 | 0 | 0 | 0 | 0 | 0 | 0 | 0 | 0 | 0 | 0 | 0 | 0 | 0 | 0 | 0 | 0 | 0 | 0 | 0 | 0 | 0 | 0 | 0 | 0 | 0 | 0 | 0 | 0 | 0 | 0 | 0 | 0 | 0 | 0 | 0 | 0 | 0 | 0 | 0 | 0 | 0 | 0 | 0
Cancelled | US | Texas RE |  |  | 19INR0181 |  |  | WILBARGER BATTERY STORAGE |  | BA | MWH |  | Other | 2021-03-01 |  | 50 | 0 | 0 | 0 | 0 | 0 | 0 | 0 | 0 | 0 | 0 | 0 | 0 | 0 | 0 | 0 | 0 | 0 | 0 | 0 | 0 | 0 | 0 | 0 | 0 | 0 | 0 | 0 | 0 | 0 | 0 | 0 | 0 | 0 | 0 | 0 | 0 | 0 | 0 | 0 | 0 | 0 | 0 | 0 | 0 | 0 | 0
Cancelled | US | Texas RE |  |  | 20INR0087 |  |  | NO PROJECT NAME2 |  | PV | SUN |  | Solar | 2020-01-01 |  | 50 | 40 | 3.5 | 0 | 0 | 0 | 0 | 0 | 0 | 0 | 0 | 0 | 0 | 0 | 0 | 0 | 0 | 0 | 0 | 0 | 0 | 0 | 0 | 0 | 0 | 0 | 0 | 0 | 0 | 0 | 0 | 0 | 0 | 0 | 0 | 0 | 0 | 0 | 0 | 0 | 0 | 0 | 0 | 0 | 0 | 0 | 0
Cancelled | US | Texas RE |  |  | 20INR0093 |  |  | HARTMAN SOLAR |  | PV | SUN |  | Solar | 2020-07-01 |  | 50 | 40 | 3.5 | 0 | 0 | 0 | 0 | 0 | 0 | 0 | 0 | 0 | 0 | 0 | 0 | 0 | 0 | 0 | 0 | 0 | 0 | 0 | 0 | 0 | 0 | 0 | 0 | 0 | 0 | 0 | 0 | 0 | 0 | 0 | 0 | 0 | 0 | 0 | 0 | 0 | 0 | 0 | 0 | 0 | 0 | 0 | 0
Cancelled | US | Texas RE |  |  | 20INR0159 |  |  | LANE CITY SOLAR |  | PV | SUN |  | Solar | 2020-06-30 |  | 50 | 40 | 3.5 | 0 | 0 | 0 | 0 | 0 | 0 | 0 | 0 | 0 | 0 | 0 | 0 | 0 | 0 | 0 | 0 | 0 | 0 | 0 | 0 | 0 | 0 | 0 | 0 | 0 | 0 | 0 | 0 | 0 | 0 | 0 | 0 | 0 | 0 | 0 | 0 | 0 | 0 | 0 | 0 | 0 | 0 | 0 | 0
Cancelled | US | Texas RE |  |  | 20INR0218 |  |  | MORROW LAKE SOLAR II |  | PV | SUN |  | Solar | 2021-05-01 |  | 50 | 40 | 3.5 | 0 | 0 | 0 | 0 | 0 | 0 | 0 | 0 | 0 | 0 | 0 | 0 | 0 | 0 | 0 | 0 | 0 | 0 | 0 | 0 | 0 | 0 | 0 | 0 | 0 | 0 | 0 | 0 | 0 | 0 | 0 | 0 | 0 | 0 | 0 | 0 | 0 | 0 | 0 | 0 | 0 | 0 | 0 | 0
Cancelled | US | Texas RE |  |  | 20INR0240 |  |  | THIRD COAST STORAGE |  | BA | MWH |  | Other | 2021-12-01 |  | 50 | 0 | 0 | 0 | 0 | 0 | 0 | 0 | 0 | 0 | 0 | 0 | 0 | 0 | 0 | 0 | 0 | 0 | 0 | 0 | 0 | 0 | 0 | 0 | 0 | 0 | 0 | 0 | 0 | 0 | 0 | 0 | 0 | 0 | 0 | 0 | 0 | 0 | 0 | 0 | 0 | 0 | 0 | 0 | 0 | 0 | 0
Cancelled | US | Texas RE |  |  | 20INR0288 |  |  | BRAZOS BESS 2 |  | BA | MWH |  | Other | 2022-02-08 |  | 50 | 0 | 0 | 0 | 0 | 0 | 0 | 0 | 0 | 0 | 0 | 0 | 0 | 0 | 0 | 0 | 0 | 0 | 0 | 0 | 0 | 0 | 0 | 0 | 0 | 0 | 0 | 0 | 0 | 0 | 0 | 0 | 0 | 0 | 0 | 0 | 0 | 0 | 0 | 0 | 0 | 0 | 0 | 0 | 0 | 0 | 0
Cancelled | US | Texas RE |  |  | 20INR0292 |  |  | SILICON HILL STORAGE 2 |  | BA | MWH |  | Other | 2021-06-01 |  | 50 | 0 | 0 | 0 | 0 | 0 | 0 | 0 | 0 | 0 | 0 | 0 | 0 | 0 | 0 | 0 | 0 | 0 | 0 | 0 | 0 | 0 | 0 | 0 | 0 | 0 | 0 | 0 | 0 | 0 | 0 | 0 | 0 | 0 | 0 | 0 | 0 | 0 | 0 | 0 | 0 | 0 | 0 | 0 | 0 | 0 | 0
Cancelled | US | Texas RE |  |  | 21INR0030 |  |  | BISON CREEK STORAGE |  | BA | MWH |  | Other | 2021-09-01 |  | 50 | 0 | 0 | 0 | 0 | 0 | 0 | 0 | 0 | 0 | 0 | 0 | 0 | 0 | 0 | 0 | 0 | 0 | 0 | 0 | 0 | 0 | 0 | 0 | 0 | 0 | 0 | 0 | 0 | 0 | 0 | 0 | 0 | 0 | 0 | 0 | 0 | 0 | 0 | 0 | 0 | 0 | 0 | 0 | 0 | 0 | 0
Cancelled | US | Texas RE |  |  | 21INR0034 |  |  | BULLDOG STORAGE |  | BA | MWH |  | Other | 2021-09-01 |  | 50 | 0 | 0 | 0 | 0 | 0 | 0 | 0 | 0 | 0 | 0 | 0 | 0 | 0 | 0 | 0 | 0 | 0 | 0 | 0 | 0 | 0 | 0 | 0 | 0 | 0 | 0 | 0 | 0 | 0 | 0 | 0 | 0 | 0 | 0 | 0 | 0 | 0 | 0 | 0 | 0 | 0 | 0 | 0 | 0 | 0 | 0
Cancelled | US | Texas RE |  |  | 21INR0246 |  |  | JUNGMANN SOLAR [CANCELLED] |  | PV | SUN |  | Solar | 2021-10-01 |  | 50 | 40 | 3.5 | 0 | 0 | 0 | 0 | 0 | 0 | 0 | 0 | 0 | 0 | 0 | 0 | 0 | 0 | 0 | 0 | 0 | 0 | 0 | 0 | 0 | 0 | 0 | 0 | 0 | 0 | 0 | 0 | 0 | 0 | 0 | 0 | 0 | 0 | 0 | 0 | 0 | 0 | 0 | 0 | 0 | 0 | 0 | 0
Cancelled | US | Texas RE |  |  | 21INR0429 |  |  | SUNRAY ADDITIONAL |  | PV | SUN |  | Solar | 2021-06-15 |  | 50 | 40 | 3.5 | 0 | 0 | 0 | 0 | 0 | 0 | 0 | 0 | 0 | 0 | 0 | 0 | 0 | 0 | 0 | 0 | 0 | 0 | 0 | 0 | 0 | 0 | 0 | 0 | 0 | 0 | 0 | 0 | 0 | 0 | 0 | 0 | 0 | 0 | 0 | 0 | 0 | 0 | 0 | 0 | 0 | 0 | 0 | 0
Cancelled | US | Texas RE |  |  | 21INR0464 |  |  | OLD 300 STORAGE |  | BA | MWH |  | Other | 2021-12-31 |  | 50 | 0 | 0 | 0 | 0 | 0 | 0 | 0 | 0 | 0 | 0 | 0 | 0 | 0 | 0 | 0 | 0 | 0 | 0 | 0 | 0 | 0 | 0 | 0 | 0 | 0 | 0 | 0 | 0 | 0 | 0 | 0 | 0 | 0 | 0 | 0 | 0 | 0 | 0 | 0 | 0 | 0 | 0 | 0 | 0 | 0 | 0
Cancelled | US | Texas RE |  |  | 23INR0016 |  |  | BOCA CHICA SOLAR |  | PV | SUN |  | Solar | 2023-06-01 |  | 50 | 40 | 3.5 | 0 | 0 | 0 | 0 | 0 | 0 | 0 | 0 | 0 | 0 | 0 | 0 | 0 | 0 | 0 | 0 | 0 | 0 | 0 | 0 | 0 | 0 | 0 | 0 | 0 | 0 | 0 | 0 | 0 | 0 | 0 | 0 | 0 | 0 | 0 | 0 | 0 | 0 | 0 | 0 | 0 | 0 | 0 | 0
Cancelled | US | Texas RE |  |  | 30INR0001 |  |  | TEST |  | PV | SUN |  | Solar | 2030-01-04 |  | 50 | 40 | 3.5 | 0 | 0 | 0 | 0 | 0 | 0 | 0 | 0 | 0 | 0 | 0 | 0 | 0 | 0 | 0 | 0 | 0 | 0 | 0 | 0 | 0 | 0 | 0 | 0 | 0 | 0 | 0 | 0 | 0 | 0 | 0 | 0 | 0 | 0 | 0 | 0 | 0 | 0 | 0 | 0 | 0 | 0 | 0 | 0
Cancelled | US | Texas RE |  |  | 09INR0071B |  |  | WINDTHORST3 PHASE2 |  | WT | WND |  | Wind | 2050-12-31 |  | 48 | 9.12 | 9.6 | 0 | 0 | 0 | 0 | 0 | 0 | 0 | 0 | 0 | 0 | 0 | 0 | 0 | 0 | 0 | 0 | 0 | 0 | 0 | 0 | 0 | 0 | 0 | 0 | 0 | 0 | 0 | 0 | 0 | 0 | 0 | 0 | 0 | 0 | 0 | 0 | 0 | 0 | 0 | 0 | 0 | 0 | 0 | 0
Cancelled | US | Texas RE |  |  | 11INR0064 |  |  | CHAPMAN RANCH WIND 138 |  | WT | WND |  | Wind | 2050-12-31 |  | 48 | 29.28 | 22.56 | 0 | 0 | 0 | 0 | 0 | 0 | 0 | 0 | 0 | 0 | 0 | 0 | 0 | 0 | 0 | 0 | 0 | 0 | 0 | 0 | 0 | 0 | 0 | 0 | 0 | 0 | 0 | 0 | 0 | 0 | 0 | 0 | 0 | 0 | 0 | 0 | 0 | 0 | 0 | 0 | 0 | 0 | 0 | 0
Cancelled | US | Texas RE |  |  | 14INR0057b |  |  | BA |  | WT | WND |  | Wind | 2016-06-30 |  | 48 | 9.12 | 9.6 | 0 | 0 | 0 | 0 | 0 | 0 | 0 | 0 | 0 | 0 | 0 | 0 | 0 | 0 | 0 | 0 | 0 | 0 | 0 | 0 | 0 | 0 | 0 | 0 | 0 | 0 | 0 | 0 | 0 | 0 | 0 | 0 | 0 | 0 | 0 | 0 | 0 | 0 | 0 | 0 | 0 | 0 | 0 | 0
Cancelled | US | Texas RE |  |  | 16INR0093 |  |  | TARBUSH SOLAR |  | PV | SUN |  | Solar | 2019-10-01 |  | 48 | 38 | 3.325 | 0 | 0 | 0 | 0 | 0 | 0 | 0 | 0 | 0 | 0 | 0 | 0 | 0 | 0 | 0 | 0 | 0 | 0 | 0 | 0 | 0 | 0 | 0 | 0 | 0 | 0 | 0 | 0 | 0 | 0 | 0 | 0 | 0 | 0 | 0 | 0 | 0 | 0 | 0 | 0 | 0 | 0 | 0 | 0
Cancelled | US | Texas RE |  |  | 20INR0260 |  |  | GULF WIND 2 EXPANSION |  | WT | WND |  | Wind | 2020-06-01 |  | 47.9 | 29.219 | 22.513 | 0 | 0 | 0 | 0 | 0 | 0 | 0 | 0 | 0 | 0 | 0 | 0 | 0 | 0 | 0 | 0 | 0 | 0 | 0 | 0 | 0 | 0 | 0 | 0 | 0 | 0 | 0 | 0 | 0 | 0 | 0 | 0 | 0 | 0 | 0 | 0 | 0 | 0 | 0 | 0 | 0 | 0 | 0 | 0
Cancelled | US | Texas RE |  |  | 06INR0039 |  |  | MCCOMMAS POWER PROJECT |  | CC | LFG |  | Biomass | 2050-12-31 |  | 45 | 45 | 45 | 0 | 0 | 0 | 0 | 0 | 0 | 0 | 0 | 0 | 0 | 0 | 0 | 0 | 0 | 0 | 0 | 0 | 0 | 0 | 0 | 0 | 0 | 0 | 0 | 0 | 0 | 0 | 0 | 0 | 0 | 0 | 0 | 0 | 0 | 0 | 0 | 0 | 0 | 0 | 0 | 0 | 0 | 0 | 0
Cancelled | US | Texas RE |  |  | 11INR0084 |  |  | 2W WHATLEY PHASE 1 |  | WT | WND |  | Wind | 2050-12-31 |  | 45 | 8.55 | 9 | 0 | 0 | 0 | 0 | 0 | 0 | 0 | 0 | 0 | 0 | 0 | 0 | 0 | 0 | 0 | 0 | 0 | 0 | 0 | 0 | 0 | 0 | 0 | 0 | 0 | 0 | 0 | 0 | 0 | 0 | 0 | 0 | 0 | 0 | 0 | 0 | 0 | 0 | 0 | 0 | 0 | 0 | 0 | 0
Cancelled | US | Texas RE |  |  | 15INR0086 |  |  | SP-TX-09 |  | PV | SUN |  | Solar | 2016-12-31 |  | 45 | 36 | 3.15 | 0 | 0 | 0 | 0 | 0 | 0 | 0 | 0 | 0 | 0 | 0 | 0 | 0 | 0 | 0 | 0 | 0 | 0 | 0 | 0 | 0 | 0 | 0 | 0 | 0 | 0 | 0 | 0 | 0 | 0 | 0 | 0 | 0 | 0 | 0 | 0 | 0 | 0 | 0 | 0 | 0 | 0 | 0 | 0
Cancelled | US | Texas RE |  |  | 20INR0059 |  |  | COWBOY NEWT SOLAR |  | PV | SUN |  | Solar | 2020-04-01 |  | 45 | 36 | 3.15 | 0 | 0 | 0 | 0 | 0 | 0 | 0 | 0 | 0 | 0 | 0 | 0 | 0 | 0 | 0 | 0 | 0 | 0 | 0 | 0 | 0 | 0 | 0 | 0 | 0 | 0 | 0 | 0 | 0 | 0 | 0 | 0 | 0 | 0 | 0 | 0 | 0 | 0 | 0 | 0 | 0 | 0 | 0 | 0
Cancelled | US | Texas RE |  |  | 09INR0070 |  |  | AIRTRICITY LONE WOLF |  | WT | WND |  | Wind | 2050-12-31 |  | 42 | 7.98 | 8.4 | 0 | 0 | 0 | 0 | 0 | 0 | 0 | 0 | 0 | 0 | 0 | 0 | 0 | 0 | 0 | 0 | 0 | 0 | 0 | 0 | 0 | 0 | 0 | 0 | 0 | 0 | 0 | 0 | 0 | 0 | 0 | 0 | 0 | 0 | 0 | 0 | 0 | 0 | 0 | 0 | 0 | 0 | 0 | 0
Cancelled | US | Texas RE |  |  | 14INR0029 |  |  | SOLAR PRIME TX-2 |  | PV | SUN |  | Solar | 2014-12-01 |  | 42 | 33.6 | 2.94 | 0 | 0 | 0 | 0 | 0 | 0 | 0 | 0 | 0 | 0 | 0 | 0 | 0 | 0 | 0 | 0 | 0 | 0 | 0 | 0 | 0 | 0 | 0 | 0 | 0 | 0 | 0 | 0 | 0 | 0 | 0 | 0 | 0 | 0 | 0 | 0 | 0 | 0 | 0 | 0 | 0 | 0 | 0 | 0
Cancelled | US | Texas RE |  |  | 15INR0046 |  |  | CARYA SOLAR |  | PV | SUN |  | Solar | 2016-10-01 |  | 42 | 33.6 | 2.94 | 0 | 0 | 0 | 0 | 0 | 0 | 0 | 0 | 0 | 0 | 0 | 0 | 0 | 0 | 0 | 0 | 0 | 0 | 0 | 0 | 0 | 0 | 0 | 0 | 0 | 0 | 0 | 0 | 0 | 0 | 0 | 0 | 0 | 0 | 0 | 0 | 0 | 0 | 0 | 0 | 0 | 0 | 0 | 0
Cancelled | US | Texas RE |  |  | 15INR0047 |  |  | MAPLE SOLAR |  | PV | SUN |  | Solar | 2016-10-31 |  | 42 | 33.6 | 2.94 | 0 | 0 | 0 | 0 | 0 | 0 | 0 | 0 | 0 | 0 | 0 | 0 | 0 | 0 | 0 | 0 | 0 | 0 | 0 | 0 | 0 | 0 | 0 | 0 | 0 | 0 | 0 | 0 | 0 | 0 | 0 | 0 | 0 | 0 | 0 | 0 | 0 | 0 | 0 | 0 | 0 | 0 | 0 | 0
Cancelled | US | Texas RE |  |  | 18INR0061 |  |  | SHAKES SOLAR |  | PV | SUN |  | Solar | 2019-03-31 |  | 42 | 33.6 | 2.94 | 0 | 0 | 0 | 0 | 0 | 0 | 0 | 0 | 0 | 0 | 0 | 0 | 0 | 0 | 0 | 0 | 0 | 0 | 0 | 0 | 0 | 0 | 0 | 0 | 0 | 0 | 0 | 0 | 0 | 0 | 0 | 0 | 0 | 0 | 0 | 0 | 0 | 0 | 0 | 0 | 0 | 0 | 0 | 0
Cancelled | US | Texas RE |  |  | 09INR0064 |  |  | COYOTE RUN WIND FARM ADDITION |  | WT | WND |  | Wind | 2050-12-31 |  | 41 | 7.79 | 8.2 | 0 | 0 | 0 | 0 | 0 | 0 | 0 | 0 | 0 | 0 | 0 | 0 | 0 | 0 | 0 | 0 | 0 | 0 | 0 | 0 | 0 | 0 | 0 | 0 | 0 | 0 | 0 | 0 | 0 | 0 | 0 | 0 | 0 | 0 | 0 | 0 | 0 | 0 | 0 | 0 | 0 | 0 | 0 | 0
Cancelled | US | Texas RE |  |  | 11INR0093 |  |  | LWPC WIND |  | WT | WND |  | Wind | 2017-12-31 |  | 41 | 25.01 | 19.27 | 0 | 0 | 0 | 0 | 0 | 0 | 0 | 0 | 0 | 0 | 0 | 0 | 0 | 0 | 0 | 0 | 0 | 0 | 0 | 0 | 0 | 0 | 0 | 0 | 0 | 0 | 0 | 0 | 0 | 0 | 0 | 0 | 0 | 0 | 0 | 0 | 0 | 0 | 0 | 0 | 0 | 0 | 0 | 0
Cancelled | US | Texas RE |  |  | 20INR0137 |  |  | LANTANA BATTERY |  | BA | MWH |  | Other | 2021-12-31 |  | 41 | 0 | 0 | 0 | 0 | 0 | 0 | 0 | 0 | 0 | 0 | 0 | 0 | 0 | 0 | 0 | 0 | 0 | 0 | 0 | 0 | 0 | 0 | 0 | 0 | 0 | 0 | 0 | 0 | 0 | 0 | 0 | 0 | 0 | 0 | 0 | 0 | 0 | 0 | 0 | 0 | 0 | 0 | 0 | 0 | 0 | 0
Cancelled | US | Texas RE |  |  | 20INR0139 |  |  | MOBAY BATTERY |  | BA | MWH |  | Other | 2020-12-31 |  | 41 | 0 | 0 | 0 | 0 | 0 | 0 | 0 | 0 | 0 | 0 | 0 | 0 | 0 | 0 | 0 | 0 | 0 | 0 | 0 | 0 | 0 | 0 | 0 | 0 | 0 | 0 | 0 | 0 | 0 | 0 | 0 | 0 | 0 | 0 | 0 | 0 | 0 | 0 | 0 | 0 | 0 | 0 | 0 | 0 | 0 | 0
Cancelled | US | Texas RE |  |  | 20INR0152 |  |  | PRAIRIE POINT BATTERY |  | BA | MWH |  | Other | 2021-12-01 |  | 41 | 0 | 0 | 0 | 0 | 0 | 0 | 0 | 0 | 0 | 0 | 0 | 0 | 0 | 0 | 0 | 0 | 0 | 0 | 0 | 0 | 0 | 0 | 0 | 0 | 0 | 0 | 0 | 0 | 0 | 0 | 0 | 0 | 0 | 0 | 0 | 0 | 0 | 0 | 0 | 0 | 0 | 0 | 0 | 0 | 0 | 0
Cancelled | US | Texas RE |  |  | 10INR0089 |  |  | DEEPWATER ENERGY STORAGE |  | BA | MWH |  | Other | 2014-03-31 |  | 40 | 0 | 0 | 0 | 0 | 0 | 0 | 0 | 0 | 0 | 0 | 0 | 0 | 0 | 0 | 0 | 0 | 0 | 0 | 0 | 0 | 0 | 0 | 0 | 0 | 0 | 0 | 0 | 0 | 0 | 0 | 0 | 0 | 0 | 0 | 0 | 0 | 0 | 0 | 0 | 0 | 0 | 0 | 0 | 0 | 0 | 0
Cancelled | US | Texas RE |  |  | 12INR0046 |  |  | UVALDE SOLAR |  | PV | SUN |  | Solar | 2050-12-31 |  | 40 | 32 | 2.8 | 0 | 0 | 0 | 0 | 0 | 0 | 0 | 0 | 0 | 0 | 0 | 0 | 0 | 0 | 0 | 0 | 0 | 0 | 0 | 0 | 0 | 0 | 0 | 0 | 0 | 0 | 0 | 0 | 0 | 0 | 0 | 0 | 0 | 0 | 0 | 0 | 0 | 0 | 0 | 0 | 0 | 0 | 0 | 0
Cancelled | US | Texas RE |  |  | 12INR0047 |  |  | FORT STOCKTON SOLAR |  | PV | SUN |  | Solar | 2050-12-31 |  | 40 | 32 | 2.8 | 0 | 0 | 0 | 0 | 0 | 0 | 0 | 0 | 0 | 0 | 0 | 0 | 0 | 0 | 0 | 0 | 0 | 0 | 0 | 0 | 0 | 0 | 0 | 0 | 0 | 0 | 0 | 0 | 0 | 0 | 0 | 0 | 0 | 0 | 0 | 0 | 0 | 0 | 0 | 0 | 0 | 0 | 0 | 0
Cancelled | US | Texas RE |  |  | 12INR0048 |  |  | VERHALEN SOLAR |  | PV | SUN |  | Solar | 2050-12-31 |  | 40 | 32 | 2.8 | 0 | 0 | 0 | 0 | 0 | 0 | 0 | 0 | 0 | 0 | 0 | 0 | 0 | 0 | 0 | 0 | 0 | 0 | 0 | 0 | 0 | 0 | 0 | 0 | 0 | 0 | 0 | 0 | 0 | 0 | 0 | 0 | 0 | 0 | 0 | 0 | 0 | 0 | 0 | 0 | 0 | 0 | 0 | 0
Cancelled | US | Texas RE |  |  | 12INR0057 |  |  | WEST TEXAS ANGELOS SOLAR 2 |  | PV | SUN |  | Solar | 2050-12-31 |  | 40 | 32 | 2.8 | 0 | 0 | 0 | 0 | 0 | 0 | 0 | 0 | 0 | 0 | 0 | 0 | 0 | 0 | 0 | 0 | 0 | 0 | 0 | 0 | 0 | 0 | 0 | 0 | 0 | 0 | 0 | 0 | 0 | 0 | 0 | 0 | 0 | 0 | 0 | 0 | 0 | 0 | 0 | 0 | 0 | 0 | 0 | 0
Cancelled | US | Texas RE |  |  | 14INR0035 |  |  | SOLAR PRIME TX3 |  | PV | SUN |  | Solar | 2014-01-01 |  | 40 | 32 | 2.8 | 0 | 0 | 0 | 0 | 0 | 0 | 0 | 0 | 0 | 0 | 0 | 0 | 0 | 0 | 0 | 0 | 0 | 0 | 0 | 0 | 0 | 0 | 0 | 0 | 0 | 0 | 0 | 0 | 0 | 0 | 0 | 0 | 0 | 0 | 0 | 0 | 0 | 0 | 0 | 0 | 0 | 0 | 0 | 0
Cancelled | US | Texas RE |  |  | 14INR0043 |  |  | PANTHER CREEK S 1 |  | PV | SUN |  | Solar | 2017-03-31 |  | 40 | 32 | 2.8 | 0 | 0 | 0 | 0 | 0 | 0 | 0 | 0 | 0 | 0 | 0 | 0 | 0 | 0 | 0 | 0 | 0 | 0 | 0 | 0 | 0 | 0 | 0 | 0 | 0 | 0 | 0 | 0 | 0 | 0 | 0 | 0 | 0 | 0 | 0 | 0 | 0 | 0 | 0 | 0 | 0 | 0 | 0 | 0
Cancelled | US | Texas RE |  |  | 14INR0050 |  |  | UVALDE SOLAR |  | PV | SUN |  | Solar | 2017-09-01 |  | 40 | 32 | 2.8 | 0 | 0 | 0 | 0 | 0 | 0 | 0 | 0 | 0 | 0 | 0 | 0 | 0 | 0 | 0 | 0 | 0 | 0 | 0 | 0 | 0 | 0 | 0 | 0 | 0 | 0 | 0 | 0 | 0 | 0 | 0 | 0 | 0 | 0 | 0 | 0 | 0 | 0 | 0 | 0 | 0 | 0 | 0 | 0
Cancelled | US | Texas RE |  |  | 16INR0018 |  |  | KING MT SOLAR |  | PV | SUN |  | Solar | 2016-12-01 |  | 40 | 32 | 2.8 | 0 | 0 | 0 | 0 | 0 | 0 | 0 | 0 | 0 | 0 | 0 | 0 | 0 | 0 | 0 | 0 | 0 | 0 | 0 | 0 | 0 | 0 | 0 | 0 | 0 | 0 | 0 | 0 | 0 | 0 | 0 | 0 | 0 | 0 | 0 | 0 | 0 | 0 | 0 | 0 | 0 | 0 | 0 | 0
Cancelled | US | Texas RE |  |  | 17INR0039 |  |  | INNOVATIVE SOLAR 138 |  | PV | SUN |  | Solar | 2017-07-01 |  | 40 | 32 | 2.8 | 0 | 0 | 0 | 0 | 0 | 0 | 0 | 0 | 0 | 0 | 0 | 0 | 0 | 0 | 0 | 0 | 0 | 0 | 0 | 0 | 0 | 0 | 0 | 0 | 0 | 0 | 0 | 0 | 0 | 0 | 0 | 0 | 0 | 0 | 0 | 0 | 0 | 0 | 0 | 0 | 0 | 0 | 0 | 0
Cancelled | US | Texas RE |  |  | 18INR0024 |  |  | MARTIN SOLAR |  | PV | SUN |  | Solar | 2018-12-01 |  | 40 | 32 | 2.8 | 0 | 0 | 0 | 0 | 0 | 0 | 0 | 0 | 0 | 0 | 0 | 0 | 0 | 0 | 0 | 0 | 0 | 0 | 0 | 0 | 0 | 0 | 0 | 0 | 0 | 0 | 0 | 0 | 0 | 0 | 0 | 0 | 0 | 0 | 0 | 0 | 0 | 0 | 0 | 0 | 0 | 0 | 0 | 0
Cancelled | US | Texas RE |  |  | 18INR0066 |  |  | WINKLER SOLAR |  | PV | SUN |  | Solar | 2019-12-31 |  | 40 | 32 | 2.8 | 0 | 0 | 0 | 0 | 0 | 0 | 0 | 0 | 0 | 0 | 0 | 0 | 0 | 0 | 0 | 0 | 0 | 0 | 0 | 0 | 0 | 0 | 0 | 0 | 0 | 0 | 0 | 0 | 0 | 0 | 0 | 0 | 0 | 0 | 0 | 0 | 0 | 0 | 0 | 0 | 0 | 0 | 0 | 0
Cancelled | US | Texas RE |  |  | 18INR0083 |  |  | KING MT SE REPOWER |  | WT | WND |  | Wind | 2018-11-20 |  | 40 | 0 | 0 | 0 | 0 | 0 | 0 | 0 | 0 | 0 | 0 | 0 | 0 | 0 | 0 | 0 | 0 | 0 | 0 | 0 | 0 | 0 | 0 | 0 | 0 | 0 | 0 | 0 | 0 | 0 | 0 | 0 | 0 | 0 | 0 | 0 | 0 | 0 | 0 | 0 | 0 | 0 | 0 | 0 | 0 | 0 | 0
Cancelled | US | Texas RE |  |  | 19INR0066 |  |  | LOCKHART SOLAR |  | PV | SUN |  | Solar | 2019-12-01 |  | 40 | 32 | 2.8 | 0 | 0 | 0 | 0 | 0 | 0 | 0 | 0 | 0 | 0 | 0 | 0 | 0 | 0 | 0 | 0 | 0 | 0 | 0 | 0 | 0 | 0 | 0 | 0 | 0 | 0 | 0 | 0 | 0 | 0 | 0 | 0 | 0 | 0 | 0 | 0 | 0 | 0 | 0 | 0 | 0 | 0 | 0 | 0
Cancelled | US | Texas RE |  |  | 22INR0510 |  |  | RUBI STORAGE |  | BA | MWH |  | Other | 2022-12-31 |  | 40 | 0 | 0 | 0 | 0 | 0 | 0 | 0 | 0 | 0 | 0 | 0 | 0 | 0 | 0 | 0 | 0 | 0 | 0 | 0 | 0 | 0 | 0 | 0 | 0 | 0 | 0 | 0 | 0 | 0 | 0 | 0 | 0 | 0 | 0 | 0 | 0 | 0 | 0 | 0 | 0 | 0 | 0 | 0 | 0 | 0 | 0
Cancelled | US | Texas RE |  |  | 19INR0124 |  |  | SOLEMIO SPRINGS |  | PV | SUN |  | Solar | 2019-12-01 |  | 39.9 | 31.92 | 2.793 | 0 | 0 | 0 | 0 | 0 | 0 | 0 | 0 | 0 | 0 | 0 | 0 | 0 | 0 | 0 | 0 | 0 | 0 | 0 | 0 | 0 | 0 | 0 | 0 | 0 | 0 | 0 | 0 | 0 | 0 | 0 | 0 | 0 | 0 | 0 | 0 | 0 | 0 | 0 | 0 | 0 | 0 | 0 | 0
Cancelled | US | Texas RE |  |  | 21INR0273 |  |  | OLIVE SOLAR |  | PV | SUN |  | Solar | 2022-07-21 |  | 39.63 | 31.704 | 2.7741 | 0 | 0 | 0 | 0 | 0 | 0 | 0 | 0 | 0 | 0 | 0 | 0 | 0 | 0 | 0 | 0 | 0 | 0 | 0 | 0 | 0 | 0 | 0 | 0 | 0 | 0 | 0 | 0 | 0 | 0 | 0 | 0 | 0 | 0 | 0 | 0 | 0 | 0 | 0 | 0 | 0 | 0 | 0 | 0
Cancelled | US | Texas RE |  |  | 03INR0030b |  |  | WILD HORSE WIND FARM 2 |  | WT | WND |  | Wind | 2050-12-31 |  | 39 | 7.41 | 7.8 | 0 | 0 | 0 | 0 | 0 | 0 | 0 | 0 | 0 | 0 | 0 | 0 | 0 | 0 | 0 | 0 | 0 | 0 | 0 | 0 | 0 | 0 | 0 | 0 | 0 | 0 | 0 | 0 | 0 | 0 | 0 | 0 | 0 | 0 | 0 | 0 | 0 | 0 | 0 | 0 | 0 | 0 | 0 | 0
Cancelled | US | Texas RE |  |  | 10INR0090 |  |  | DIOSPYROS |  | PV | SUN |  | Solar | 2050-12-31 |  | 38 | 30.4 | 2.66 | 0 | 0 | 0 | 0 | 0 | 0 | 0 | 0 | 0 | 0 | 0 | 0 | 0 | 0 | 0 | 0 | 0 | 0 | 0 | 0 | 0 | 0 | 0 | 0 | 0 | 0 | 0 | 0 | 0 | 0 | 0 | 0 | 0 | 0 | 0 | 0 | 0 | 0 | 0 | 0 | 0 | 0 | 0 | 0
Cancelled | US | Texas RE |  |  | 11INR0069 |  |  | ORYX WIND FARM |  | WT | WND |  | Wind | 2050-12-31 |  | 38 | 7.22 | 7.6 | 0 | 0 | 0 | 0 | 0 | 0 | 0 | 0 | 0 | 0 | 0 | 0 | 0 | 0 | 0 | 0 | 0 | 0 | 0 | 0 | 0 | 0 | 0 | 0 | 0 | 0 | 0 | 0 | 0 | 0 | 0 | 0 | 0 | 0 | 0 | 0 | 0 | 0 | 0 | 0 | 0 | 0 | 0 | 0
Cancelled | US | Texas RE |  |  | 15INR0011b |  |  | LONG DRAW ENERGY PROJECT |  | PV | SUN |  | Solar | 2015-12-01 |  | 38 | 30.4 | 2.66 | 0 | 0 | 0 | 0 | 0 | 0 | 0 | 0 | 0 | 0 | 0 | 0 | 0 | 0 | 0 | 0 | 0 | 0 | 0 | 0 | 0 | 0 | 0 | 0 | 0 | 0 | 0 | 0 | 0 | 0 | 0 | 0 | 0 | 0 | 0 | 0 | 0 | 0 | 0 | 0 | 0 | 0 | 0 | 0
Cancelled | US | Texas RE |  |  | 16INR0016 |  |  | ELEPHANT ROCK SOLAR PLANT |  | PV | SUN |  | Solar | 2016-10-01 |  | 38 | 30.4 | 2.66 | 0 | 0 | 0 | 0 | 0 | 0 | 0 | 0 | 0 | 0 | 0 | 0 | 0 | 0 | 0 | 0 | 0 | 0 | 0 | 0 | 0 | 0 | 0 | 0 | 0 | 0 | 0 | 0 | 0 | 0 | 0 | 0 | 0 | 0 | 0 | 0 | 0 | 0 | 0 | 0 | 0 | 0 | 0 | 0
Cancelled | US | Texas RE |  |  | 17INR0067 |  |  | SWEETWATER 1 REPOWER |  | WT | WND |  | Wind | 2020-02-28 |  | 38 | 7.125 | 0 | 0 | 0 | 0 | 0 | 0 | 0 | 0 | 0 | 0 | 0 | 0 | 0 | 0 | 0 | 0 | 0 | 0 | 0 | 0 | 0 | 0 | 0 | 0 | 0 | 0 | 0 | 0 | 0 | 0 | 0 | 0 | 0 | 0 | 0 | 0 | 0 | 0 | 0 | 0 | 0 | 0 | 0 | 0 | 0
Cancelled | US | Texas RE |  |  | 09INR0069 |  |  | BIG LAKE WINDFARM |  | WT | WND |  | Wind | 2050-12-31 |  | 36 | 6.84 | 7.2 | 0 | 0 | 0 | 0 | 0 | 0 | 0 | 0 | 0 | 0 | 0 | 0 | 0 | 0 | 0 | 0 | 0 | 0 | 0 | 0 | 0 | 0 | 0 | 0 | 0 | 0 | 0 | 0 | 0 | 0 | 0 | 0 | 0 | 0 | 0 | 0 | 0 | 0 | 0 | 0 | 0 | 0 | 0 | 0
Cancelled | US | Texas RE |  |  | 10INR0054 |  |  | HILLTOP WIND ENERGY |  | WT | WND |  | Wind | 2050-12-31 |  | 36 | 6.84 | 7.2 | 0 | 0 | 0 | 0 | 0 | 0 | 0 | 0 | 0 | 0 | 0 | 0 | 0 | 0 | 0 | 0 | 0 | 0 | 0 | 0 | 0 | 0 | 0 | 0 | 0 | 0 | 0 | 0 | 0 | 0 | 0 | 0 | 0 | 0 | 0 | 0 | 0 | 0 | 0 | 0 | 0 | 0 | 0 | 0
Cancelled | US | Texas RE |  |  | 07INR0008 |  |  | PERMIAN WIND |  | WT | WND |  | Wind | 2050-12-31 01:00 |  | 35 | 6.65 | 7 | 0 | 0 | 0 | 0 | 0 | 0 | 0 | 0 | 0 | 0 | 0 | 0 | 0 | 0 | 0 | 0 | 0 | 0 | 0 | 0 | 0 | 0 | 0 | 0 | 0 | 0 | 0 | 0 | 0 | 0 | 0 | 0 | 0 | 0 | 0 | 0 | 0 | 0 | 0 | 0 | 0 | 0 | 0 | 0
Cancelled | US | Texas RE |  |  | 10INR0027 |  |  | HARBOR SUNRISE INDUSTRIAL WIND PARK |  | WT | WND |  | Wind | 2050-12-31 |  | 35 | 21.35 | 16.45 | 0 | 0 | 0 | 0 | 0 | 0 | 0 | 0 | 0 | 0 | 0 | 0 | 0 | 0 | 0 | 0 | 0 | 0 | 0 | 0 | 0 | 0 | 0 | 0 | 0 | 0 | 0 | 0 | 0 | 0 | 0 | 0 | 0 | 0 | 0 | 0 | 0 | 0 | 0 | 0 | 0 | 0 | 0 | 0
Cancelled | US | Texas RE |  |  | 10INR0072 |  |  | WEBBERVILLE SOLAR PROJECT |  | PV | SUN |  | Solar | 2050-12-31 |  | 35 | 28 | 2.45 | 0 | 0 | 0 | 0 | 0 | 0 | 0 | 0 | 0 | 0 | 0 | 0 | 0 | 0 | 0 | 0 | 0 | 0 | 0 | 0 | 0 | 0 | 0 | 0 | 0 | 0 | 0 | 0 | 0 | 0 | 0 | 0 | 0 | 0 | 0 | 0 | 0 | 0 | 0 | 0 | 0 | 0 | 0 | 0
Cancelled | US | Texas RE |  |  | 20INR0144 |  |  | LONGBOW STORAGE |  | BA | MWH |  | Other | 2020-03-01 |  | 35 | 0 | 0 | 0 | 0 | 0 | 0 | 0 | 0 | 0 | 0 | 0 | 0 | 0 | 0 | 0 | 0 | 0 | 0 | 0 | 0 | 0 | 0 | 0 | 0 | 0 | 0 | 0 | 0 | 0 | 0 | 0 | 0 | 0 | 0 | 0 | 0 | 0 | 0 | 0 | 0 | 0 | 0 | 0 | 0 | 0 | 0
Cancelled | US | Texas RE |  |  | 10INR0081a |  |  | SHANNON-1 WIND FARM PHASE 1 |  | WT | WND |  | Wind | 2050-12-31 |  | 30.4 | 5.776 | 6.08 | 0 | 0 | 0 | 0 | 0 | 0 | 0 | 0 | 0 | 0 | 0 | 0 | 0 | 0 | 0 | 0 | 0 | 0 | 0 | 0 | 0 | 0 | 0 | 0 | 0 | 0 | 0 | 0 | 0 | 0 | 0 | 0 | 0 | 0 | 0 | 0 | 0 | 0 | 0 | 0 | 0 | 0 | 0 | 0
Cancelled | US | Texas RE |  |  | 08INR0051 |  |  | FLO MOT |  | WT | WND |  | Wind | 2050-12-31 |  | 30 | 8.7 | 10.2 | 0 | 0 | 0 | 0 | 0 | 0 | 0 | 0 | 0 | 0 | 0 | 0 | 0 | 0 | 0 | 0 | 0 | 0 | 0 | 0 | 0 | 0 | 0 | 0 | 0 | 0 | 0 | 0 | 0 | 0 | 0 | 0 | 0 | 0 | 0 | 0 | 0 | 0 | 0 | 0 | 0 | 0 | 0 | 0
Cancelled | US | Texas RE |  |  | 12INR0071 |  |  | MUSTANG WIND |  | WT | WND |  | Wind | 2014-12-01 |  | 30 | 5.7 | 6 | 0 | 0 | 0 | 0 | 0 | 0 | 0 | 0 | 0 | 0 | 0 | 0 | 0 | 0 | 0 | 0 | 0 | 0 | 0 | 0 | 0 | 0 | 0 | 0 | 0 | 0 | 0 | 0 | 0 | 0 | 0 | 0 | 0 | 0 | 0 | 0 | 0 | 0 | 0 | 0 | 0 | 0 | 0 | 0
Cancelled | US | Texas RE |  |  | 12INR0082 |  |  | SOLAR STAR I - SHEFFIELD |  | PV | SUN |  | Solar | 2050-12-31 |  | 30 | 24 | 2.1 | 0 | 0 | 0 | 0 | 0 | 0 | 0 | 0 | 0 | 0 | 0 | 0 | 0 | 0 | 0 | 0 | 0 | 0 | 0 | 0 | 0 | 0 | 0 | 0 | 0 | 0 | 0 | 0 | 0 | 0 | 0 | 0 | 0 | 0 | 0 | 0 | 0 | 0 | 0 | 0 | 0 | 0 | 0 | 0
Cancelled | US | Texas RE |  |  | 12INR0083 |  |  | SOLAR STAR IV - ORAN |  | PV | SUN |  | Solar | 2050-12-31 |  | 30 | 24 | 2.1 | 0 | 0 | 0 | 0 | 0 | 0 | 0 | 0 | 0 | 0 | 0 | 0 | 0 | 0 | 0 | 0 | 0 | 0 | 0 | 0 | 0 | 0 | 0 | 0 | 0 | 0 | 0 | 0 | 0 | 0 | 0 | 0 | 0 | 0 | 0 | 0 | 0 | 0 | 0 | 0 | 0 | 0 | 0 | 0
Cancelled | US | Texas RE |  |  | 13INR0031 |  |  | MUSTANG SOLAR PROJECT |  | PV | SUN |  | Solar | 2015-12-31 |  | 30 | 24 | 2.1 | 0 | 0 | 0 | 0 | 0 | 0 | 0 | 0 | 0 | 0 | 0 | 0 | 0 | 0 | 0 | 0 | 0 | 0 | 0 | 0 | 0 | 0 | 0 | 0 | 0 | 0 | 0 | 0 | 0 | 0 | 0 | 0 | 0 | 0 | 0 | 0 | 0 | 0 | 0 | 0 | 0 | 0 | 0 | 0
Cancelled | US | Texas RE |  |  | 13INR0042 |  |  | SOLAR STAR II - GAGE |  | PV | SUN |  | Solar | 2050-12-31 |  | 30 | 24 | 2.1 | 0 | 0 | 0 | 0 | 0 | 0 | 0 | 0 | 0 | 0 | 0 | 0 | 0 | 0 | 0 | 0 | 0 | 0 | 0 | 0 | 0 | 0 | 0 | 0 | 0 | 0 | 0 | 0 | 0 | 0 | 0 | 0 | 0 | 0 | 0 | 0 | 0 | 0 | 0 | 0 | 0 | 0 | 0 | 0
Cancelled | US | Texas RE |  |  | 13INR0043 |  |  | SOLAR STAR III - BAXTER |  | PV | SUN |  | Solar | 2050-12-31 |  | 30 | 24 | 2.1 | 0 | 0 | 0 | 0 | 0 | 0 | 0 | 0 | 0 | 0 | 0 | 0 | 0 | 0 | 0 | 0 | 0 | 0 | 0 | 0 | 0 | 0 | 0 | 0 | 0 | 0 | 0 | 0 | 0 | 0 | 0 | 0 | 0 | 0 | 0 | 0 | 0 | 0 | 0 | 0 | 0 | 0 | 0 | 0
Cancelled | US | Texas RE |  |  | 14INR0026 |  |  | ALPINE 1 SOLAR |  | PV | SUN |  | Solar | 2019-12-01 |  | 30 | 24 | 2.1 | 0 | 0 | 0 | 0 | 0 | 0 | 0 | 0 | 0 | 0 | 0 | 0 | 0 | 0 | 0 | 0 | 0 | 0 | 0 | 0 | 0 | 0 | 0 | 0 | 0 | 0 | 0 | 0 | 0 | 0 | 0 | 0 | 0 | 0 | 0 | 0 | 0 | 0 | 0 | 0 | 0 | 0 | 0 | 0
Cancelled | US | Texas RE |  |  | 15INR0043 |  |  | MARFA 1 SOLAR |  | PV | SUN |  | Solar | 2017-03-31 |  | 30 | 24 | 2.1 | 0 | 0 | 0 | 0 | 0 | 0 | 0 | 0 | 0 | 0 | 0 | 0 | 0 | 0 | 0 | 0 | 0 | 0 | 0 | 0 | 0 | 0 | 0 | 0 | 0 | 0 | 0 | 0 | 0 | 0 | 0 | 0 | 0 | 0 | 0 | 0 | 0 | 0 | 0 | 0 | 0 | 0 | 0 | 0
Cancelled | US | Texas RE |  |  | 16INR0025 |  |  | PANTHER CREEK SOLAR III |  | PV | SUN |  | Solar | 2016-12-31 |  | 30 | 24 | 2.1 | 0 | 0 | 0 | 0 | 0 | 0 | 0 | 0 | 0 | 0 | 0 | 0 | 0 | 0 | 0 | 0 | 0 | 0 | 0 | 0 | 0 | 0 | 0 | 0 | 0 | 0 | 0 | 0 | 0 | 0 | 0 | 0 | 0 | 0 | 0 | 0 | 0 | 0 | 0 | 0 | 0 | 0 | 0 | 0
Cancelled | US | Texas RE |  |  | 16INR0065a |  |  | CASTLE GAP SOLAR 2 |  | PV | SUN |  | Solar | 2020-01-01 |  | 30 | 24 | 2.1 | 0 | 0 | 0 | 0 | 0 | 0 | 0 | 0 | 0 | 0 | 0 | 0 | 0 | 0 | 0 | 0 | 0 | 0 | 0 | 0 | 0 | 0 | 0 | 0 | 0 | 0 | 0 | 0 | 0 | 0 | 0 | 0 | 0 | 0 | 0 | 0 | 0 | 0 | 0 | 0 | 0 | 0 | 0 | 0
Cancelled | US | Texas RE |  |  | 17INR0021 |  |  | NET POWER LA PORTE |  | CT | NG | 0 | Natural Gas and Other Gases | 2017-06-22 |  | 30 | 30 | 30 | 0 | 0 | 0 | 0 | 0 | 0 | 0 | 0 | 0 | 0 | 0 | 0 | 0 | 0 | 0 | 0 | 0 | 0 | 0 | 0 | 0 | 0 | 0 | 0 | 0 | 0 | 0 | 0 | 0 | 0 | 0 | 0 | 0 | 0 | 0 | 0 | 0 | 0 | 0 | 0 | 0 | 0 | 0 | 0
Cancelled | US | Texas RE |  |  | 20INR0022 |  |  | SANDINE SOLAR |  | PV | SUN |  | Solar | 2022-05-15 |  | 30 | 24 | 2.1 | 0 | 0 | 0 | 0 | 0 | 0 | 0 | 0 | 0 | 0 | 0 | 0 | 0 | 0 | 0 | 0 | 0 | 0 | 0 | 0 | 0 | 0 | 0 | 0 | 0 | 0 | 0 | 0 | 0 | 0 | 0 | 0 | 0 | 0 | 0 | 0 | 0 | 0 | 0 | 0 | 0 | 0 | 0 | 0
Cancelled | US | Texas RE |  |  | 20INR0034_ES |  |  | CARGIL SOLAR BATT |  | BA | MWH |  | Other | 2020-10-31 |  | 30 | 0 | 0 | 0 | 0 | 0 | 0 | 0 | 0 | 0 | 0 | 0 | 0 | 0 | 0 | 0 | 0 | 0 | 0 | 0 | 0 | 0 | 0 | 0 | 0 | 0 | 0 | 0 | 0 | 0 | 0 | 0 | 0 | 0 | 0 | 0 | 0 | 0 | 0 | 0 | 0 | 0 | 0 | 0 | 0 | 0 | 0
Cancelled | US | Texas RE |  |  | 21INR0494 |  |  | PALMAS ALTAS STORAGE |  | BA | MWH |  | Other | 2021-06-30 |  | 30 | 0 | 0 | 0 | 0 | 0 | 0 | 0 | 0 | 0 | 0 | 0 | 0 | 0 | 0 | 0 | 0 | 0 | 0 | 0 | 0 | 0 | 0 | 0 | 0 | 0 | 0 | 0 | 0 | 0 | 0 | 0 | 0 | 0 | 0 | 0 | 0 | 0 | 0 | 0 | 0 | 0 | 0 | 0 | 0 | 0 | 0
Cancelled | US | Texas RE |  |  | 21INR0416 |  |  | MARKUM SOLAR 2 |  | PV | SUN |  | Solar | 2021-05-01 |  | 26.11 | 20.888 | 1.8277 | 0 | 0 | 0 | 0 | 0 | 0 | 0 | 0 | 0 | 0 | 0 | 0 | 0 | 0 | 0 | 0 | 0 | 0 | 0 | 0 | 0 | 0 | 0 | 0 | 0 | 0 | 0 | 0 | 0 | 0 | 0 | 0 | 0 | 0 | 0 | 0 | 0 | 0 | 0 | 0 | 0 | 0 | 0 | 0
Cancelled | US | Texas RE |  |  | 21INR0445 |  |  | BRUSHY CREEK STORAGE |  | BA | MWH |  | Other | 2023-05-01 |  | 25.14 | 0 | 0 | 0 | 0 | 0 | 0 | 0 | 0 | 0 | 0 | 0 | 0 | 0 | 0 | 0 | 0 | 0 | 0 | 0 | 0 | 0 | 0 | 0 | 0 | 0 | 0 | 0 | 0 | 0 | 0 | 0 | 0 | 0 | 0 | 0 | 0 | 0 | 0 | 0 | 0 | 0 | 0 | 0 | 0 | 0 | 0
Cancelled | US | Texas RE |  |  | 12INR0064 |  |  | ROUND ROCK SOLAR |  | PV | SUN |  | Solar | 2050-12-31 |  | 25 | 20 | 1.75 | 0 | 0 | 0 | 0 | 0 | 0 | 0 | 0 | 0 | 0 | 0 | 0 | 0 | 0 | 0 | 0 | 0 | 0 | 0 | 0 | 0 | 0 | 0 | 0 | 0 | 0 | 0 | 0 | 0 | 0 | 0 | 0 | 0 | 0 | 0 | 0 | 0 | 0 | 0 | 0 | 0 | 0 | 0 | 0
Cancelled | US | Texas RE |  |  | 13INR0054 |  |  | T2 EF COGEN (SILVER OAK PROCESSING) |  | CC | NG | 0 | Natural Gas and Other Gases | 2015-07-01 |  | 25 | 25 | 25 | 0 | 0 | 0 | 0 | 0 | 0 | 0 | 0 | 0 | 0 | 0 | 0 | 0 | 0 | 0 | 0 | 0 | 0 | 0 | 0 | 0 | 0 | 0 | 0 | 0 | 0 | 0 | 0 | 0 | 0 | 0 | 0 | 0 | 0 | 0 | 0 | 0 | 0 | 0 | 0 | 0 | 0 | 0 | 0
Cancelled | US | Texas RE |  |  | 15INR0060 |  |  | PECOS SOLARPOWER II |  | PV | SUN |  | Solar | 2015-12-31 |  | 25 | 20 | 1.75 | 0 | 0 | 0 | 0 | 0 | 0 | 0 | 0 | 0 | 0 | 0 | 0 | 0 | 0 | 0 | 0 | 0 | 0 | 0 | 0 | 0 | 0 | 0 | 0 | 0 | 0 | 0 | 0 | 0 | 0 | 0 | 0 | 0 | 0 | 0 | 0 | 0 | 0 | 0 | 0 | 0 | 0 | 0 | 0
Cancelled | US | Texas RE |  |  | 16INR0107 |  |  | HAYS SOLAR |  | PV | SUN |  | Solar | 2016-12-01 |  | 25 | 20 | 1.75 | 0 | 0 | 0 | 0 | 0 | 0 | 0 | 0 | 0 | 0 | 0 | 0 | 0 | 0 | 0 | 0 | 0 | 0 | 0 | 0 | 0 | 0 | 0 | 0 | 0 | 0 | 0 | 0 | 0 | 0 | 0 | 0 | 0 | 0 | 0 | 0 | 0 | 0 | 0 | 0 | 0 | 0 | 0 | 0
Cancelled | US | Texas RE |  |  | 18INR0047 |  |  | COMANCHE SOUTH SOLAR |  | PV | SUN |  | Solar | 2019-05-31 |  | 25 | 20 | 1.75 | 0 | 0 | 0 | 0 | 0 | 0 | 0 | 0 | 0 | 0 | 0 | 0 | 0 | 0 | 0 | 0 | 0 | 0 | 0 | 0 | 0 | 0 | 0 | 0 | 0 | 0 | 0 | 0 | 0 | 0 | 0 | 0 | 0 | 0 | 0 | 0 | 0 | 0 | 0 | 0 | 0 | 0 | 0 | 0
Cancelled | US | Texas RE |  |  | 18INR0052 |  |  | BARCLAY BREL PV |  | PV | SUN |  | Solar | 2018-10-01 |  | 25 | 20 | 1.75 | 0 | 0 | 0 | 0 | 0 | 0 | 0 | 0 | 0 | 0 | 0 | 0 | 0 | 0 | 0 | 0 | 0 | 0 | 0 | 0 | 0 | 0 | 0 | 0 | 0 | 0 | 0 | 0 | 0 | 0 | 0 | 0 | 0 | 0 | 0 | 0 | 0 | 0 | 0 | 0 | 0 | 0 | 0 | 0
Cancelled | US | Texas RE |  |  | 19INR0186 |  |  | SP TX-12B PHASE II |  | PV | SUN |  | Solar | 2020-06-01 |  | 25 | 20 | 1.75 | 0 | 0 | 0 | 0 | 0 | 0 | 0 | 0 | 0 | 0 | 0 | 0 | 0 | 0 | 0 | 0 | 0 | 0 | 0 | 0 | 0 | 0 | 0 | 0 | 0 | 0 | 0 | 0 | 0 | 0 | 0 | 0 | 0 | 0 | 0 | 0 | 0 | 0 | 0 | 0 | 0 | 0 | 0 | 0
Cancelled | US | Texas RE |  |  | 12INR0085 |  |  | COMANCHE RIDGE WIND |  | WT | WND |  | Wind | 2014-07-01 |  | 24 | 4.56 | 4.8 | 0 | 0 | 0 | 0 | 0 | 0 | 0 | 0 | 0 | 0 | 0 | 0 | 0 | 0 | 0 | 0 | 0 | 0 | 0 | 0 | 0 | 0 | 0 | 0 | 0 | 0 | 0 | 0 | 0 | 0 | 0 | 0 | 0 | 0 | 0 | 0 | 0 | 0 | 0 | 0 | 0 | 0 | 0 | 0
Cancelled | US | Texas RE |  |  | 13INR0037 |  |  | MESQUITE SOLAR |  | PV | SUN |  | Solar | 2050-12-31 |  | 24 | 19.2 | 1.68 | 0 | 0 | 0 | 0 | 0 | 0 | 0 | 0 | 0 | 0 | 0 | 0 | 0 | 0 | 0 | 0 | 0 | 0 | 0 | 0 | 0 | 0 | 0 | 0 | 0 | 0 | 0 | 0 | 0 | 0 | 0 | 0 | 0 | 0 | 0 | 0 | 0 | 0 | 0 | 0 | 0 | 0 | 0 | 0
Cancelled | US | Texas RE |  |  | 07INR0002 |  |  | ??HARRIS-AGRIFOS |  | ST | LFG |  | Biomass | 2050-12-31 |  | 22 | 2 | 2 | 0 | 0 | 0 | 0 | 0 | 0 | 0 | 0 | 0 | 0 | 0 | 0 | 0 | 0 | 0 | 0 | 0 | 0 | 0 | 0 | 0 | 0 | 0 | 0 | 0 | 0 | 0 | 0 | 0 | 0 | 0 | 0 | 0 | 0 | 0 | 0 | 0 | 0 | 0 | 0 | 0 | 0 | 0 | 0
Cancelled | US | Texas RE |  |  | 12INR0073 |  |  | COUNTY LINE SOLAR |  | PV | SUN |  | Solar | 2050-12-31 |  | 22 | 17.6 | 1.54 | 0 | 0 | 0 | 0 | 0 | 0 | 0 | 0 | 0 | 0 | 0 | 0 | 0 | 0 | 0 | 0 | 0 | 0 | 0 | 0 | 0 | 0 | 0 | 0 | 0 | 0 | 0 | 0 | 0 | 0 | 0 | 0 | 0 | 0 | 0 | 0 | 0 | 0 | 0 | 0 | 0 | 0 | 0 | 0
Cancelled | US | Texas RE |  |  | 10INR0052a |  |  | HASKELL KNOX WIND FARM |  | WT | WND |  | Wind | 2050-12-31 01:00 |  | 21 | 3.99 | 4.2 | 0 | 0 | 0 | 0 | 0 | 0 | 0 | 0 | 0 | 0 | 0 | 0 | 0 | 0 | 0 | 0 | 0 | 0 | 0 | 0 | 0 | 0 | 0 | 0 | 0 | 0 | 0 | 0 | 0 | 0 | 0 | 0 | 0 | 0 | 0 | 0 | 0 | 0 | 0 | 0 | 0 | 0 | 0 | 0
Cancelled | US | Texas RE |  |  | 12INR0059c |  |  | BARILLA SOLAR 2 |  | PV | SUN |  | Solar | 2017-12-31 |  | 21 | 16.8 | 1.47 | 0 | 0 | 0 | 0 | 0 | 0 | 0 | 0 | 0 | 0 | 0 | 0 | 0 | 0 | 0 | 0 | 0 | 0 | 0 | 0 | 0 | 0 | 0 | 0 | 0 | 0 | 0 | 0 | 0 | 0 | 0 | 0 | 0 | 0 | 0 | 0 | 0 | 0 | 0 | 0 | 0 | 0 | 0 | 0
Cancelled | US | Texas RE |  |  | 23INR0221 |  |  | ARCHER SOLAR 2 |  | PV | SUN |  | Solar | 2023-06-01 |  | 20.4 | 16.32 | 1.428 | 0 | 0 | 0 | 0 | 0 | 0 | 0 | 0 | 0 | 0 | 0 | 0 | 0 | 0 | 0 | 0 | 0 | 0 | 0 | 0 | 0 | 0 | 0 | 0 | 0 | 0 | 0 | 0 | 0 | 0 | 0 | 0 | 0 | 0 | 0 | 0 | 0 | 0 | 0 | 0 | 0 | 0 | 0 | 0
Cancelled | US | Texas RE |  |  | 22INR0420 |  |  | FENCE POST BESS MW INCREASE |  | BA | MWH |  | Other | 2022-12-30 |  | 20.21 | 0 | 0 | 0 | 0 | 0 | 0 | 0 | 0 | 0 | 0 | 0 | 0 | 0 | 0 | 0 | 0 | 0 | 0 | 0 | 0 | 0 | 0 | 0 | 0 | 0 | 0 | 0 | 0 | 0 | 0 | 0 | 0 | 0 | 0 | 0 | 0 | 0 | 0 | 0 | 0 | 0 | 0 | 0 | 0 | 0 | 0
Cancelled | US | Texas RE |  |  | 10INR0083 |  |  | DEEPWATER ENERGY STORAGE |  | BA | MWH |  | Other | 2050-12-31 |  | 20 | 0 | 0 | 0 | 0 | 0 | 0 | 0 | 0 | 0 | 0 | 0 | 0 | 0 | 0 | 0 | 0 | 0 | 0 | 0 | 0 | 0 | 0 | 0 | 0 | 0 | 0 | 0 | 0 | 0 | 0 | 0 | 0 | 0 | 0 | 0 | 0 | 0 | 0 | 0 | 0 | 0 | 0 | 0 | 0 | 0 | 0
Cancelled | US | Texas RE |  |  | 11INR0089 |  |  | HAYS SOLAR |  | PV | SUN |  | Solar | 2050-12-31 |  | 20 | 16 | 1.4 | 0 | 0 | 0 | 0 | 0 | 0 | 0 | 0 | 0 | 0 | 0 | 0 | 0 | 0 | 0 | 0 | 0 | 0 | 0 | 0 | 0 | 0 | 0 | 0 | 0 | 0 | 0 | 0 | 0 | 0 | 0 | 0 | 0 | 0 | 0 | 0 | 0 | 0 | 0 | 0 | 0 | 0 | 0 | 0
Cancelled | US | Texas RE |  |  | 12INR0061 |  |  | WOLF RIDGE SOLAR |  | PV | SUN |  | Solar | 2050-12-31 |  | 20 | 16 | 1.4 | 0 | 0 | 0 | 0 | 0 | 0 | 0 | 0 | 0 | 0 | 0 | 0 | 0 | 0 | 0 | 0 | 0 | 0 | 0 | 0 | 0 | 0 | 0 | 0 | 0 | 0 | 0 | 0 | 0 | 0 | 0 | 0 | 0 | 0 | 0 | 0 | 0 | 0 | 0 | 0 | 0 | 0 | 0 | 0
Cancelled | US | Texas RE |  |  | 12INR0062 |  |  | LINCLON-HAYS SOLAR |  | PV | SUN |  | Solar | 2050-12-31 |  | 20 | 16 | 1.4 | 0 | 0 | 0 | 0 | 0 | 0 | 0 | 0 | 0 | 0 | 0 | 0 | 0 | 0 | 0 | 0 | 0 | 0 | 0 | 0 | 0 | 0 | 0 | 0 | 0 | 0 | 0 | 0 | 0 | 0 | 0 | 0 | 0 | 0 | 0 | 0 | 0 | 0 | 0 | 0 | 0 | 0 | 0 | 0
Cancelled | US | Texas RE |  |  | 12INR0066 |  |  | TAYLOR SOLAR PROJECT |  | PV | SUN |  | Solar | 2050-12-31 |  | 20 | 16 | 1.4 | 0 | 0 | 0 | 0 | 0 | 0 | 0 | 0 | 0 | 0 | 0 | 0 | 0 | 0 | 0 | 0 | 0 | 0 | 0 | 0 | 0 | 0 | 0 | 0 | 0 | 0 | 0 | 0 | 0 | 0 | 0 | 0 | 0 | 0 | 0 | 0 | 0 | 0 | 0 | 0 | 0 | 0 | 0 | 0
Cancelled | US | Texas RE |  |  | 13INR0047 |  |  | WOLF RIDGE SOLAR |  | PV | SUN |  | Solar | 2050-12-31 |  | 20 | 16 | 1.4 | 0 | 0 | 0 | 0 | 0 | 0 | 0 | 0 | 0 | 0 | 0 | 0 | 0 | 0 | 0 | 0 | 0 | 0 | 0 | 0 | 0 | 0 | 0 | 0 | 0 | 0 | 0 | 0 | 0 | 0 | 0 | 0 | 0 | 0 | 0 | 0 | 0 | 0 | 0 | 0 | 0 | 0 | 0 | 0
Cancelled | US | Texas RE |  |  | 14INR0018 |  |  | RE TRENT |  | PV | SUN |  | Solar | 2015-12-31 |  | 20 | 16 | 1.4 | 0 | 0 | 0 | 0 | 0 | 0 | 0 | 0 | 0 | 0 | 0 | 0 | 0 | 0 | 0 | 0 | 0 | 0 | 0 | 0 | 0 | 0 | 0 | 0 | 0 | 0 | 0 | 0 | 0 | 0 | 0 | 0 | 0 | 0 | 0 | 0 | 0 | 0 | 0 | 0 | 0 | 0 | 0 | 0
Cancelled | US | Texas RE |  |  | 15INR0068 |  |  | PANTHER CREEK S 2 |  | PV | SUN |  | Solar | 2017-03-31 |  | 20 | 16 | 1.4 | 0 | 0 | 0 | 0 | 0 | 0 | 0 | 0 | 0 | 0 | 0 | 0 | 0 | 0 | 0 | 0 | 0 | 0 | 0 | 0 | 0 | 0 | 0 | 0 | 0 | 0 | 0 | 0 | 0 | 0 | 0 | 0 | 0 | 0 | 0 | 0 | 0 | 0 | 0 | 0 | 0 | 0 | 0 | 0
Cancelled | US | Texas RE |  |  | 15INR0088 |  |  | SNYDER SOLAR |  | PV | SUN |  | Solar | 2015-12-31 |  | 20 | 16 | 1.4 | 0 | 0 | 0 | 0 | 0 | 0 | 0 | 0 | 0 | 0 | 0 | 0 | 0 | 0 | 0 | 0 | 0 | 0 | 0 | 0 | 0 | 0 | 0 | 0 | 0 | 0 | 0 | 0 | 0 | 0 | 0 | 0 | 0 | 0 | 0 | 0 | 0 | 0 | 0 | 0 | 0 | 0 | 0 | 0
Cancelled | US | Texas RE |  |  | 16INR0120 |  |  | AES PARKDALE STORAGE |  | BA | MWH |  | Other | 2017-10-31 |  | 20 | 0 | 0 | 0 | 0 | 0 | 0 | 0 | 0 | 0 | 0 | 0 | 0 | 0 | 0 | 0 | 0 | 0 | 0 | 0 | 0 | 0 | 0 | 0 | 0 | 0 | 0 | 0 | 0 | 0 | 0 | 0 | 0 | 0 | 0 | 0 | 0 | 0 | 0 | 0 | 0 | 0 | 0 | 0 | 0 | 0 | 0
Cancelled | US | Texas RE |  |  | 21INR0388 |  |  | EK TIPTON SOLAR 1 |  | PV | SUN |  | Solar | 2021-05-31 |  | 20 | 16 | 1.4 | 0 | 0 | 0 | 0 | 0 | 0 | 0 | 0 | 0 | 0 | 0 | 0 | 0 | 0 | 0 | 0 | 0 | 0 | 0 | 0 | 0 | 0 | 0 | 0 | 0 | 0 | 0 | 0 | 0 | 0 | 0 | 0 | 0 | 0 | 0 | 0 | 0 | 0 | 0 | 0 | 0 | 0 | 0 | 0
Cancelled | US | Texas RE |  |  | 21INR0498 |  |  | BAIRD NORTH II WIND |  | WT | WND |  | Wind | 2021-07-15 |  | 20 | 3.8 | 4 | 0 | 0 | 0 | 0 | 0 | 0 | 0 | 0 | 0 | 0 | 0 | 0 | 0 | 0 | 0 | 0 | 0 | 0 | 0 | 0 | 0 | 0 | 0 | 0 | 0 | 0 | 0 | 0 | 0 | 0 | 0 | 0 | 0 | 0 | 0 | 0 | 0 | 0 | 0 | 0 | 0 | 0 | 0 | 0
Cancelled | US | Texas RE |  |  | 20INR0284 |  |  | BARTLESVILLE SOLAR |  | PV | SUN |  | Solar | 2021-04-01 |  | 19.88 | 15.904 | 1.3916 | 0 | 0 | 0 | 0 | 0 | 0 | 0 | 0 | 0 | 0 | 0 | 0 | 0 | 0 | 0 | 0 | 0 | 0 | 0 | 0 | 0 | 0 | 0 | 0 | 0 | 0 | 0 | 0 | 0 | 0 | 0 | 0 | 0 | 0 | 0 | 0 | 0 | 0 | 0 | 0 | 0 | 0 | 0 | 0
Cancelled | US | Texas RE |  |  | 10INR0081b |  |  | SHANNON-1 WIND FARM PHASE 2 |  | WT | WND |  | Wind | 2050-12-31 |  | 19.2 | 3.648 | 3.84 | 0 | 0 | 0 | 0 | 0 | 0 | 0 | 0 | 0 | 0 | 0 | 0 | 0 | 0 | 0 | 0 | 0 | 0 | 0 | 0 | 0 | 0 | 0 | 0 | 0 | 0 | 0 | 0 | 0 | 0 | 0 | 0 | 0 | 0 | 0 | 0 | 0 | 0 | 0 | 0 | 0 | 0 | 0 | 0
Cancelled | US | Texas RE |  |  | 19INR0187 |  |  | JOHN PAUL JONES |  | CT | NG | 0 | Natural Gas and Other Gases | 2021-12-31 |  | 19 | 18.6 | 18.6 | 0 | 0 | 0 | 0 | 0 | 0 | 0 | 0 | 0 | 0 | 0 | 0 | 0 | 0 | 0 | 0 | 0 | 0 | 0 | 0 | 0 | 0 | 0 | 0 | 0 | 0 | 0 | 0 | 0 | 0 | 0 | 0 | 0 | 0 | 0 | 0 | 0 | 0 | 0 | 0 | 0 | 0 | 0 | 0
Cancelled | US | Texas RE |  |  | 21INR0381 |  |  | REIHER SOLAR II |  | PV | SUN |  | Solar | 2021-05-31 |  | 18.4 | 14.72 | 1.288 | 0 | 0 | 0 | 0 | 0 | 0 | 0 | 0 | 0 | 0 | 0 | 0 | 0 | 0 | 0 | 0 | 0 | 0 | 0 | 0 | 0 | 0 | 0 | 0 | 0 | 0 | 0 | 0 | 0 | 0 | 0 | 0 | 0 | 0 | 0 | 0 | 0 | 0 | 0 | 0 | 0 | 0 | 0 | 0
Cancelled | US | Texas RE |  |  | 16INR0011a |  |  | GULF OFFSHORE WIND 1 |  | WT | WND |  | Wind | 2016-12-31 |  | 18 | 10.98 | 8.46 | 0 | 0 | 0 | 0 | 0 | 0 | 0 | 0 | 0 | 0 | 0 | 0 | 0 | 0 | 0 | 0 | 0 | 0 | 0 | 0 | 0 | 0 | 0 | 0 | 0 | 0 | 0 | 0 | 0 | 0 | 0 | 0 | 0 | 0 | 0 | 0 | 0 | 0 | 0 | 0 | 0 | 0 | 0 | 0
Cancelled | US | Texas RE |  |  | 20INR0285 |  |  | BLUEBELL 3 |  | PV | SUN |  | Solar | 2020-07-31 |  | 15 | 12 | 1.05 | 0 | 0 | 0 | 0 | 0 | 0 | 0 | 0 | 0 | 0 | 0 | 0 | 0 | 0 | 0 | 0 | 0 | 0 | 0 | 0 | 0 | 0 | 0 | 0 | 0 | 0 | 0 | 0 | 0 | 0 | 0 | 0 | 0 | 0 | 0 | 0 | 0 | 0 | 0 | 0 | 0 | 0 | 0 | 0
Cancelled | US | Texas RE |  |  | 11INR0074 |  |  | ALAMO RENEWABLE ENERGY CENTER |  | PV | SUN |  | Solar | 2050-12-31 |  | 13 | 10.4 | 0.91 | 0 | 0 | 0 | 0 | 0 | 0 | 0 | 0 | 0 | 0 | 0 | 0 | 0 | 0 | 0 | 0 | 0 | 0 | 0 | 0 | 0 | 0 | 0 | 0 | 0 | 0 | 0 | 0 | 0 | 0 | 0 | 0 | 0 | 0 | 0 | 0 | 0 | 0 | 0 | 0 | 0 | 0 | 0 | 0
Cancelled | US | Texas RE |  |  | 12INR0056 |  |  | AGRIFOS STEAM UNIT |  | ST | NG | 0 | Natural Gas and Other Gases | 2050-12-31 |  | 11 | 11 | 11 | 0 | 0 | 0 | 0 | 0 | 0 | 0 | 0 | 0 | 0 | 0 | 0 | 0 | 0 | 0 | 0 | 0 | 0 | 0 | 0 | 0 | 0 | 0 | 0 | 0 | 0 | 0 | 0 | 0 | 0 | 0 | 0 | 0 | 0 | 0 | 0 | 0 | 0 | 0 | 0 | 0 | 0 | 0 | 0
Cancelled | US | Texas RE |  |  | 10INR0086 |  |  | WEST TEXAS ANGELOS II |  | PV | SUN |  | Solar | 2050-12-31 |  | 10 | 8 | 0.7 | 0 | 0 | 0 | 0 | 0 | 0 | 0 | 0 | 0 | 0 | 0 | 0 | 0 | 0 | 0 | 0 | 0 | 0 | 0 | 0 | 0 | 0 | 0 | 0 | 0 | 0 | 0 | 0 | 0 | 0 | 0 | 0 | 0 | 0 | 0 | 0 | 0 | 0 | 0 | 0 | 0 | 0 | 0 | 0
Cancelled | US | Texas RE |  |  | 10INR0087 |  |  | WEST TEXAS ANGELOS III |  | PV | SUN |  | Solar | 2050-12-31 |  | 10 | 8 | 0.7 | 0 | 0 | 0 | 0 | 0 | 0 | 0 | 0 | 0 | 0 | 0 | 0 | 0 | 0 | 0 | 0 | 0 | 0 | 0 | 0 | 0 | 0 | 0 | 0 | 0 | 0 | 0 | 0 | 0 | 0 | 0 | 0 | 0 | 0 | 0 | 0 | 0 | 0 | 0 | 0 | 0 | 0 | 0 | 0
Cancelled | US | Texas RE |  |  | 10INR0088 |  |  | WEST TEXAS ANGELOS IV |  | PV | SUN |  | Solar | 2050-12-31 |  | 10 | 8 | 0.7 | 0 | 0 | 0 | 0 | 0 | 0 | 0 | 0 | 0 | 0 | 0 | 0 | 0 | 0 | 0 | 0 | 0 | 0 | 0 | 0 | 0 | 0 | 0 | 0 | 0 | 0 | 0 | 0 | 0 | 0 | 0 | 0 | 0 | 0 | 0 | 0 | 0 | 0 | 0 | 0 | 0 | 0 | 0 | 0
Cancelled | US | Texas RE |  |  | 20INR0289 |  |  | BRAZOS BESS #1 |  | BA | MWH |  | Other | 2020-12-30 |  | 10 | 0 | 0 | 0 | 0 | 0 | 0 | 0 | 0 | 0 | 0 | 0 | 0 | 0 | 0 | 0 | 0 | 0 | 0 | 0 | 0 | 0 | 0 | 0 | 0 | 0 | 0 | 0 | 0 | 0 | 0 | 0 | 0 | 0 | 0 | 0 | 0 | 0 | 0 | 0 | 0 | 0 | 0 | 0 | 0 | 0 | 0
Cancelled | US | Texas RE |  |  | 21INR0463 |  |  | TG EAST 2 |  | WT | WND |  | Wind | 2021-12-15 |  | 10 | 1.9 | 2 | 0 | 0 | 0 | 0 | 0 | 0 | 0 | 0 | 0 | 0 | 0 | 0 | 0 | 0 | 0 | 0 | 0 | 0 | 0 | 0 | 0 | 0 | 0 | 0 | 0 | 0 | 0 | 0 | 0 | 0 | 0 | 0 | 0 | 0 | 0 | 0 | 0 | 0 | 0 | 0 | 0 | 0 | 0 | 0
Cancelled | US | Texas RE |  |  | 12INR0059b |  |  | HOVEY (BARILLA SOLAR 1B) |  | PV | SUN |  | Solar | 2020-04-30 |  | 7.4 | 5.92 | 0.518 | 0 | 0 | 0 | 0 | 0 | 0 | 0 | 0 | 0 | 0 | 0 | 0 | 0 | 0 | 0 | 0 | 0 | 0 | 0 | 0 | 0 | 0 | 0 | 0 | 0 | 0 | 0 | 0 | 0 | 0 | 0 | 0 | 0 | 0 | 0 | 0 | 0 | 0 | 0 | 0 | 0 | 0 | 0 | 0
Cancelled | US | Texas RE |  |  | 14INR0076 |  |  | GCWA_GEN_1 |  | IC | NG |  | Natural Gas and Other Gases | 2014-07-01 |  | 5 | 5 | 5 | 0 | 0 | 0 | 0 | 0 | 0 | 0 | 0 | 0 | 0 | 0 | 0 | 0 | 0 | 0 | 0 | 0 | 0 | 0 | 0 | 0 | 0 | 0 | 0 | 0 | 0 | 0 | 0 | 0 | 0 | 0 | 0 | 0 | 0 | 0 | 0 | 0 | 0 | 0 | 0 | 0 | 0 | 0 | 0
Cancelled | US | Texas RE |  |  | 09INR0023 |  |  | LOST PINES SWITCH |  | CC | NG |  | Natural Gas and Other Gases | 2050-12-31 |  | 160 | 160 | 160 | 0 | 0 | 0 | 0 | 0 | 0 | 0 | 0 | 0 | 0 | 0 | 0 | 0 | 0 | 0 | 0 | 0 | 0 | 0 | 0 | 0 | 0 | 0 | 0 | 0 | 0 | 0 | 0 | 0 | 0 | 0 | 0 | 0 | 0 | 0 | 0 | 0 | 0 | 0 | 0 | 0 | 0 | 0 | 0 | This proposed unit was 160 MW, but the actual capacity entered in the interconnection database was zero MW. There is no explanation available for the capacity reporting discrepancy.
Tier 3 | US | Texas RE |  |  | 24INR0059 |  |  | CUCHILLAS SOLAR |  | PV | SUN |  | Solar | 2024-11-21 |  | 300 | 240 | 21 | 0 | 0 | 0 | 0 | 240 | 240 | 240 | 240 | 240 | 240 | 240 | 0 | 0 | 0 | 21 | 21 | 21 | 21 | 21 | 21 | 21 | 21 | 0 | 0 | 0 | 0 | 0 | 0 | 0 | 0 | 0 | 0 | 0 | 0 | 0 | 0 | 0 | 0 | 0 | 0 | 0 | 0 | 0 | 0
Tier 3 | US | Texas RE |  |  | 23INR0274 |  |  | BRP PARANA BESS |  | BA | MWH |  | Other | 2023-10-01 |  | 303.67 | 0 | 0 | 0 | 0 | 0 | 0 | 0 | 0 | 0 | 0 | 0 | 0 | 0 | 0 | 0 | 0 | 0 | 0 | 0 | 0 | 0 | 0 | 0 | 0 | 0 | 0 | 0 | 0 | 0 | 0 | 0 | 0 | 0 | 0 | 0 | 0 | 0 | 0 | 0 | 0 | 0 | 0 | 0 | 0 | 0 | 0
Tier 3 | US | Texas RE |  |  | 23INR0272 |  |  | BRP ARAS BESS |  | BA | MWH |  | Other | 2023-10-01 |  | 303.59 | 0 | 0 | 0 | 0 | 0 | 0 | 0 | 0 | 0 | 0 | 0 | 0 | 0 | 0 | 0 | 0 | 0 | 0 | 0 | 0 | 0 | 0 | 0 | 0 | 0 | 0 | 0 | 0 | 0 | 0 | 0 | 0 | 0 | 0 | 0 | 0 | 0 | 0 | 0 | 0 | 0 | 0 | 0 | 0 | 0 | 0
Tier 3 | US | Texas RE |  |  | 23INR0276 |  |  | BRP TIGRIS BESS |  | BA | MWH |  | Other | 2023-08-01 |  | 202.43 | 0 | 0 | 0 | 0 | 0 | 0 | 0 | 0 | 0 | 0 | 0 | 0 | 0 | 0 | 0 | 0 | 0 | 0 | 0 | 0 | 0 | 0 | 0 | 0 | 0 | 0 | 0 | 0 | 0 | 0 | 0 | 0 | 0 | 0 | 0 | 0 | 0 | 0 | 0 | 0 | 0 | 0 | 0 | 0 | 0 | 0
Tier 3 | US | Texas RE |  |  | 23INR0275 |  |  | BRP NILE BESS |  | BA | MWH |  | Other | 2023-08-01 |  | 202.34 | 0 | 0 | 0 | 0 | 0 | 0 | 0 | 0 | 0 | 0 | 0 | 0 | 0 | 0 | 0 | 0 | 0 | 0 | 0 | 0 | 0 | 0 | 0 | 0 | 0 | 0 | 0 | 0 | 0 | 0 | 0 | 0 | 0 | 0 | 0 | 0 | 0 | 0 | 0 | 0 | 0 | 0 | 0 | 0 | 0 | 0
Tier 3 | US | Texas RE |  |  | 23INR0279 |  |  | BRP TRIVOR BESS |  | BA | MWH |  | Other | 2023-08-01 |  | 202.34 | 0 | 0 | 0 | 0 | 0 | 0 | 0 | 0 | 0 | 0 | 0 | 0 | 0 | 0 | 0 | 0 | 0 | 0 | 0 | 0 | 0 | 0 | 0 | 0 | 0 | 0 | 0 | 0 | 0 | 0 | 0 | 0 | 0 | 0 | 0 | 0 | 0 | 0 | 0 | 0 | 0 | 0 | 0 | 0 | 0 | 0
Tier 3 | US | Texas RE |  |  | 23INR0278 |  |  | BRP TUCANA BESS |  | BA | MWH |  | Other | 2023-08-01 |  | 202.32 | 0 | 0 | 0 | 0 | 0 | 0 | 0 | 0 | 0 | 0 | 0 | 0 | 0 | 0 | 0 | 0 | 0 | 0 | 0 | 0 | 0 | 0 | 0 | 0 | 0 | 0 | 0 | 0 | 0 | 0 | 0 | 0 | 0 | 0 | 0 | 0 | 0 | 0 | 0 | 0 | 0 | 0 | 0 | 0 | 0 | 0
Tier 3 | US | Texas RE |  |  | 23INR0283 |  |  | KOTA BATTERY |  | BA | MWH |  | Other | 2023-06-01 |  | 202 | 0 | 0 | 0 | 0 | 0 | 0 | 0 | 0 | 0 | 0 | 0 | 0 | 0 | 0 | 0 | 0 | 0 | 0 | 0 | 0 | 0 | 0 | 0 | 0 | 0 | 0 | 0 | 0 | 0 | 0 | 0 | 0 | 0 | 0 | 0 | 0 | 0 | 0 | 0 | 0 | 0 | 0 | 0 | 0 | 0 | 0
Tier 3 | US | Texas RE |  |  | 23INR0289 |  |  | SKULL CREEK SOLAR |  | BA | MWH |  | Other | 2023-06-01 |  | 124.74 | 0 | 0 | 0 | 0 | 0 | 0 | 0 | 0 | 0 | 0 | 0 | 0 | 0 | 0 | 0 | 0 | 0 | 0 | 0 | 0 | 0 | 0 | 0 | 0 | 0 | 0 | 0 | 0 | 0 | 0 | 0 | 0 | 0 | 0 | 0 | 0 | 0 | 0 | 0 | 0 | 0 | 0 | 0 | 0 | 0 | 0
Tier 3 | US | Texas RE |  |  | 23INR0246 |  |  | BEN MILAM STORAGE |  | BA | MWH |  | Other | 2023-12-31 |  | 102 | 0 | 0 | 0 | 0 | 0 | 0 | 0 | 0 | 0 | 0 | 0 | 0 | 0 | 0 | 0 | 0 | 0 | 0 | 0 | 0 | 0 | 0 | 0 | 0 | 0 | 0 | 0 | 0 | 0 | 0 | 0 | 0 | 0 | 0 | 0 | 0 | 0 | 0 | 0 | 0 | 0 | 0 | 0 | 0 | 0 | 0
Tier 3 | US | Texas RE |  |  | 23INR0287 |  |  | BRP AVILA BESS |  | BA | MWH |  | Other | 2023-06-15 |  | 101.24 | 0 | 0 | 0 | 0 | 0 | 0 | 0 | 0 | 0 | 0 | 0 | 0 | 0 | 0 | 0 | 0 | 0 | 0 | 0 | 0 | 0 | 0 | 0 | 0 | 0 | 0 | 0 | 0 | 0 | 0 | 0 | 0 | 0 | 0 | 0 | 0 | 0 | 0 | 0 | 0 | 0 | 0 | 0 | 0 | 0 | 0
Tier 3 | US | Texas RE |  |  | 23INR0290 |  |  | BRP ZEYA BESS |  | BA | MWH |  | Other | 2023-06-15 |  | 101.24 | 0 | 0 | 0 | 0 | 0 | 0 | 0 | 0 | 0 | 0 | 0 | 0 | 0 | 0 | 0 | 0 | 0 | 0 | 0 | 0 | 0 | 0 | 0 | 0 | 0 | 0 | 0 | 0 | 0 | 0 | 0 | 0 | 0 | 0 | 0 | 0 | 0 | 0 | 0 | 0 | 0 | 0 | 0 | 0 | 0 | 0
Tier 3 | US | Texas RE |  |  | 23INR0284 |  |  | LAS MORAS BATTERY |  | BA | MWH |  | Other | 2023-06-01 |  | 101 | 0 | 0 | 0 | 0 | 0 | 0 | 0 | 0 | 0 | 0 | 0 | 0 | 0 | 0 | 0 | 0 | 0 | 0 | 0 | 0 | 0 | 0 | 0 | 0 | 0 | 0 | 0 | 0 | 0 | 0 | 0 | 0 | 0 | 0 | 0 | 0 | 0 | 0 | 0 | 0 | 0 | 0 | 0 | 0 | 0 | 0
Tier 3 | US | Texas RE |  |  | 24INR0017 |  |  | PINYON STORAGE |  | BA | MWH |  | Other | 2024-10-31 |  | 100 | 0 | 0 | 0 | 0 | 0 | 0 | 0 | 0 | 0 | 0 | 0 | 0 | 0 | 0 | 0 | 0 | 0 | 0 | 0 | 0 | 0 | 0 | 0 | 0 | 0 | 0 | 0 | 0 | 0 | 0 | 0 | 0 | 0 | 0 | 0 | 0 | 0 | 0 | 0 | 0 | 0 | 0 | 0 | 0 | 0 | 0
Tier 3 | US | Texas RE |  |  | 23INR0327 |  |  | NYASSA SOLAR |  | PV | SUN |  | Solar | 2023-07-15 |  | 400 | 320 | 28 | 0 | 0 | 320 | 320 | 320 | 320 | 320 | 320 | 320 | 320 | 320 | 0 | 0 | 28 | 28 | 28 | 28 | 28 | 28 | 28 | 28 | 28 | 0 | 0 | 0 | 0 | 0 | 0 | 0 | 0 | 0 | 0 | 0 | 0 | 0 | 0 | 0 | 0 | 0 | 0 | 0 | 0 | 0 | 0
Tier 3 | US | Texas RE |  |  | 23INR0328 |  |  | CYNAMON SOLAR |  | PV | SUN |  | Solar | 2023-07-15 |  | 400 | 320 | 28 | 0 | 0 | 320 | 320 | 320 | 320 | 320 | 320 | 320 | 320 | 320 | 0 | 0 | 28 | 28 | 28 | 28 | 28 | 28 | 28 | 28 | 28 | 0 | 0 | 0 | 0 | 0 | 0 | 0 | 0 | 0 | 0 | 0 | 0 | 0 | 0 | 0 | 0 | 0 | 0 | 0 | 0 | 0 | 0
Tier 3 | US | Texas RE |  |  | 23INR0329 |  |  | JUNIPERUS SOLAR |  | PV | SUN |  | Solar | 2023-07-16 |  | 400 | 320 | 28 | 0 | 0 | 0 | 320 | 320 | 320 | 320 | 320 | 320 | 320 | 320 | 0 | 0 | 28 | 28 | 28 | 28 | 28 | 28 | 28 | 28 | 28 | 0 | 0 | 0 | 0 | 0 | 0 | 0 | 0 | 0 | 0 | 0 | 0 | 0 | 0 | 0 | 0 | 0 | 0 | 0 | 0 | 0 | 0
Tier 3 | US | Texas RE |  |  | 24INR0079 |  |  | BOXCAR SOLAR 2 |  | PV | SUN |  | Solar | 2024-05-15 |  | 250 | 200 | 17.5 | 0 | 0 | 0 | 200 | 200 | 200 | 200 | 200 | 200 | 200 | 200 | 0 | 0 | 0 | 17.5 | 17.5 | 17.5 | 17.5 | 17.5 | 17.5 | 17.5 | 17.5 | 0 | 0 | 0 | 0 | 0 | 0 | 0 | 0 | 0 | 0 | 0 | 0 | 0 | 0 | 0 | 0 | 0 | 0 | 0 | 0 | 0 | 0
Tier 3 | US | Texas RE |  |  | 23INR0309 |  |  | PEELER SOLAR |  | PV | SUN |  | Solar | 2023-05-01 |  | 200 | 160 | 14 | 0 | 0 | 160 | 160 | 160 | 160 | 160 | 160 | 160 | 160 | 160 | 0 | 0 | 14 | 14 | 14 | 14 | 14 | 14 | 14 | 14 | 14 | 0 | 0 | 0 | 0 | 0 | 0 | 0 | 0 | 0 | 0 | 0 | 0 | 0 | 0 | 0 | 0 | 0 | 0 | 0 | 0 | 0 | 0
Tier 3 | US | Texas RE |  |  | 24INR0077 |  |  | QUARTER RANCH SOLAR |  | PV | SUN |  | Solar | 2024-03-15 |  | 169 | 135.2 | 11.83 | 0 | 0 | 0 | 135.2 | 135.2 | 135.2 | 135.2 | 135.2 | 135.2 | 135.2 | 135.2 | 0 | 0 | 0 | 11.83 | 11.83 | 11.83 | 11.83 | 11.83 | 11.83 | 11.83 | 11.83 | 0 | 0 | 0 | 0 | 0 | 0 | 0 | 0 | 0 | 0 | 0 | 0 | 0 | 0 | 0 | 0 | 0 | 0 | 0 | 0 | 0 | 0
Tier 3 | US | Texas RE |  |  | 24INR0085 |  |  | PHILLIPS SOLAR |  | PV | SUN |  | Solar | 2024-02-29 |  | 155 | 124 | 10.85 | 0 | 0 | 0 | 124 | 124 | 124 | 124 | 124 | 124 | 124 | 124 | 0 | 0 | 0 | 10.85 | 10.85 | 10.85 | 10.85 | 10.85 | 10.85 | 10.85 | 10.85 | 0 | 0 | 0 | 0 | 0 | 0 | 0 | 0 | 0 | 0 | 0 | 0 | 0 | 0 | 0 | 0 | 0 | 0 | 0 | 0 | 0 | 0
Tier 3 | US | Texas RE |  |  | 24INR0086 |  |  | PISGAH RIDGE SOLAR II |  | PV | SUN |  | Solar | 2024-09-01 |  | 101.43 | 81.144 | 7.1001 | 0 | 0 | 0 | 0 | 81.144 | 81.144 | 81.144 | 81.144 | 81.144 | 81.144 | 81.144 | 0 | 0 | 0 | 7.1001 | 7.1001 | 7.1001 | 7.1001 | 7.1001 | 7.1001 | 7.1001 | 7.1001 | 0 | 0 | 0 | 0 | 0 | 0 | 0 | 0 | 0 | 0 | 0 | 0 | 0 | 0 | 0 | 0 | 0 | 0 | 0 | 0 | 0 | 0
Tier 3 | US | Texas RE |  |  | 23INR0317 |  |  | KINGFISHER ENERGY STORAGE |  | BA | MWH |  | Other | 2023-03-31 |  | 204.97 | 0 | 0 | 0 | 0 | 0 | 0 | 0 | 0 | 0 | 0 | 0 | 0 | 0 | 0 | 0 | 0 | 0 | 0 | 0 | 0 | 0 | 0 | 0 | 0 | 0 | 0 | 0 | 0 | 0 | 0 | 0 | 0 | 0 | 0 | 0 | 0 | 0 | 0 | 0 | 0 | 0 | 0 | 0 | 0 | 0 | 0
Tier 3 | US | Texas RE |  |  | 24INR0081 |  |  | SANJAC BESS |  | BA | MWH |  | Other | 2023-01-01 |  | 200 | 0 | 0 | 0 | 0 | 0 | 0 | 0 | 0 | 0 | 0 | 0 | 0 | 0 | 0 | 0 | 0 | 0 | 0 | 0 | 0 | 0 | 0 | 0 | 0 | 0 | 0 | 0 | 0 | 0 | 0 | 0 | 0 | 0 | 0 | 0 | 0 | 0 | 0 | 0 | 0 | 0 | 0 | 0 | 0 | 0 | 0
Tier 3 | US | Texas RE |  |  | 24INR0087 |  |  | PISGAH RIDGE STORAGE II |  | BA | MWH |  | Other | 2024-09-01 |  | 101.43 | 0 | 0 | 0 | 0 | 0 | 0 | 0 | 0 | 0 | 0 | 0 | 0 | 0 | 0 | 0 | 0 | 0 | 0 | 0 | 0 | 0 | 0 | 0 | 0 | 0 | 0 | 0 | 0 | 0 | 0 | 0 | 0 | 0 | 0 | 0 | 0 | 0 | 0 | 0 | 0 | 0 | 0 | 0 | 0 | 0 | 0

## Form C
CAPACITY TRANSFERS - IMPORTS | Year(s) | Unit | 2020 (S) | 2021 (S) | 2022 (S) | 2023 (S) | 2024 (S) | 2025 (S) | 2026 (S) | 2027 (S) | 2028 (S) | 2029 (S) | 2030 (S) | 2031 (S) | 2020-21 (W) | 2021-22 (W) | 2022-23 (W) | 2023-24 (W) | 2024-25 (W) | 2025-26 (W) | 2026-27 (W) | 2027-28 (W) | 2028-29 (W) | 2029-30 (W) | 2030-31 (W) | 2031-32 (W) | Data Submitter Comments | NERC Response
Firm Imports | 2021-2031 | MW |  | 240 | 240 | 240 | 240 | 240 | 240 | 240 | 240 | 240 | 240 | 240 |  | 240 | 240 | 240 | 240 | 240 | 240 | 240 | 240 | 240 | 240 | 240
Firm Imports - Full-Responsibility Purchases | 2021-2031 | MW |  | 0 | 0 | 0 | 0 | 0 | 0 | 0 | 0 | 0 | 0 | 0 |  | 0 | 0 | 0 | 0 | 0 | 0 | 0 | 0 | 0 | 0 | 0
Firm Imports - Owned Capacity/Entitlement Located Outside the Area | 2021-2031 | MW |  | 50 | 50 | 50 | 50 | 50 | 50 | 50 | 50 | 50 | 50 | 50 |  | 50 | 50 | 50 | 50 | 50 | 50 | 50 | 50 | 50 | 50 | 50
Firm Imports - Modeled and coordinated between areas | 2021-2031 | MW |  | 190 | 190 | 190 | 190 | 190 | 190 | 190 | 190 | 190 | 190 | 190 |  | 190 | 190 | 190 | 190 | 190 | 190 | 190 | 190 | 190 | 190 | 190
Expected Imports | 2021-2031 | MW |  | 28 | 28 | 28 | 28 | 28 | 28 | 28 | 28 | 28 | 28 | 28 |  | 64 | 64 | 64 | 64 | 64 | 64 | 64 | 64 | 64 | 64 | 64
CAPACITY TRANSFERS - EXPORTS | Year(s) | Unit | 2020 (S) | 2021 (S) | 2022 (S) | 2023 (S) | 2024 (S) | 2025 (S) | 2026 (S) | 2027 (S) | 2028 (S) | 2029 (S) | 2030 (S) | 2031 (S) | 2020-21 (W) | 2021-22 (W) | 2022-23 (W) | 2023-24 (W) | 2024-25 (W) | 2025-26 (W) | 2026-27 (W) | 2027-28 (W) | 2028-29 (W) | 2029-30 (W) | 2030-31 (W) | 2031-32 (W) | Data Submitter Comments | NERC Response
Firm Exports | 2021-2031 | MW |  | 30 | 30 | 30 | 30 | 30 | 30 | 30 | 30 | 30 | 30 | 30 |  | 30 | 30 | 30 | 30 | 30 | 30 | 30 | 30 | 30 | 30 | 30
Firm Exports - Full-Responsibility Sales | 2021-2031 | MW |  | 0 | 0 | 0 | 0 | 0 | 0 | 0 | 0 | 0 | 0 | 0 |  | 0 | 0 | 0 | 0 | 0 | 0 | 0 | 0 | 0 | 0 | 0
Firm Exports - Owned Capacity/Entitlement Located Inside the Area | 2021-2031 | MW |  | 30 | 30 | 30 | 30 | 30 | 30 | 30 | 30 | 30 | 30 | 30 |  | 30 | 30 | 30 | 30 | 30 | 30 | 30 | 30 | 30 | 30 | 30
Firm Exports - Modeled and coordinated between areas | 2021-2031 | MW |  | 0 | 0 | 0 | 0 | 0 | 0 | 0 | 0 | 0 | 0 | 0 |  | 0 | 0 | 0 | 0 | 0 | 0 | 0 | 0 | 0 | 0 | 0
Expected Exports | 2021-2031 | MW |  | 0 | 0 | 0 | 0 | 0 | 0 | 0 | 0 | 0 | 0 | 0 |  | 0 | 0 | 0 | 0 | 0 | 0 | 0 | 0 | 0 | 0 | 0
AVAILABLE ON-PEAK RESERVES | Year(s) | Unit | 2020 (S) | 2021 (S) | 2022 (S) | 2023 (S) | 2024 (S) | 2025 (S) | 2026 (S) | 2027 (S) | 2028 (S) | 2029 (S) | 2030 (S) | 2031 (S) | 2020-21 (W) | 2021-22 (W) | 2022-23 (W) | 2023-24 (W) | 2024-25 (W) | 2025-26 (W) | 2026-27 (W) | 2027-28 (W) | 2028-29 (W) | 2029-30 (W) | 2030-31 (W) | 2031-32 (W) | Data Submitter Comments | NERC Response
Available Reserves During Peak - Prior Year Actual | 2020 | MW | 4964 | [11 empty] | 5338.95
CAPACITY ADJUSTMENTS | Year(s) | Unit | 2020 (S) | 2021 (S) | 2022 (S) | 2023 (S) | 2024 (S) | 2025 (S) | 2026 (S) | 2027 (S) | 2028 (S) | 2029 (S) | 2030 (S) | 2031 (S) | 2020-21 (W) | 2021-22 (W) | 2022-23 (W) | 2023-24 (W) | 2024-25 (W) | 2025-26 (W) | 2026-27 (W) | 2027-28 (W) | 2028-29 (W) | 2029-30 (W) | 2030-31 (W) | 2031-32 (W) | Data Submitter Comments | NERC Response
Scheduled Outages | 2021-2031 | MW |  | 0 | 0 | 0 | 0 | 0 | 0 | 0 | 0 | 0 | 0 | 0 |  | 0 | 0 | 0 | 0 | 0 | 0 | 0 | 0 | 0 | 0 | 0
Transmission Limitations | 2021-2031 | MW |  | 0 | 0 | 0 | 0 | 0 | 0 | 0 | 0 | 0 | 0 | 0 |  | 0 | 0 | 0 | 0 | 0 | 0 | 0 | 0 | 0 | 0 | 0
Behind the Meter Generation(not in load forecast) - Additional Capacity contribution | 2021-2031 | MW |  | 3209.8975 | 3257.7392 | 3212.7392 | 3165.7392 | 3168.7392 | 3171.7392 | 3174.7392 | 3172.7392 | 3175.7392 | 3178.7392 | 3181.7392 |  | 3549.1787 | 3549.1787 | 3504.1787 | 3457.1787 | 3460.1787 | 3463.1787 | 3466.1787 | 3464.1787 | 3467.1787 | 3470.1787 | 3473.1787
Other Capacity Adjustemnts - Additions | 2021-2031 | MW |  | 0 | 0 | 0 | 0 | 0 | 0 | 0 | 0 | 0 | 0 | 0 |  | 0 | 0 | 0 | 0 | 0 | 0 | 0 | 0 | 0 | 0 | 0
Other Capacity Adjustments - Reductions | 2021-2031 | MW |  | 0 | 0 | 0 | 0 | 0 | 0 | 0 | 0 | 0 | 0 | 0 |  | 0 | 0 | 0 | 0 | 0 | 0 | 0 | 0 | 0 | 0 | 0
CAPACITY ADDITIONS BY GENERATION TYPE | Status | Unit | 2020 (S) | 2021 (S) | 2022 (S) | 2023 (S) | 2024 (S) | 2025 (S) | 2026 (S) | 2027 (S) | 2028 (S) | 2029 (S) | 2030 (S) | 2031 (S) | 2020-21 (W) | 2021-22 (W) | 2022-23 (W) | 2023-24 (W) | 2024-25 (W) | 2025-26 (W) | 2026-27 (W) | 2027-28 (W) | 2028-29 (W) | 2029-30 (W) | 2030-31 (W) | 2031-32 (W) | Data Submitter Comments | NERC Response
Coal | Tier 1 | MW |  | 0 | 0 | 0 | 0 | 0 | 0 | 0 | 0 | 0 | 0 | 0 |  | 0 | 0 | 0 | 0 | 0 | 0 | 0 | 0 | 0 | 0 | 0
| Tier 2 | MW |  | 0 | 0 | 0 | 0 | 0 | 0 | 0 | 0 | 0 | 0 | 0 |  | 0 | 0 | 0 | 0 | 0 | 0 | 0 | 0 | 0 | 0 | 0
| Tier 3 | MW |  | 0 | 0 | 0 | 0 | 0 | 0 | 0 | 0 | 0 | 0 | 0 |  | 0 | 0 | 0 | 0 | 0 | 0 | 0 | 0 | 0 | 0 | 0
Petroleum | Tier 1 | MW |  | 0 | 0 | 0 | 0 | 0 | 0 | 0 | 0 | 0 | 0 | 0 |  | 0 | 0 | 0 | 0 | 0 | 0 | 0 | 0 | 0 | 0 | 0
| Tier 2 | MW |  | 0 | 0 | 0 | 0 | 0 | 0 | 0 | 0 | 0 | 0 | 0 |  | 0 | 0 | 0 | 0 | 0 | 0 | 0 | 0 | 0 | 0 | 0
| Tier 3 | MW |  | 0 | 0 | 0 | 0 | 0 | 0 | 0 | 0 | 0 | 0 | 0 |  | 0 | 0 | 0 | 0 | 0 | 0 | 0 | 0 | 0 | 0 | 0
Natural Gas | Tier 1 | MW |  | 0 | 0 | 0 | 0 | 0 | 0 | 0 | 0 | 0 | 0 | 0 |  | 0 | 0 | 0 | 0 | 0 | 0 | 0 | 0 | 0 | 0 | 0
| Tier 2 | MW |  | 0 | 0 | 0 | 0 | 0 | 0 | 0 | 0 | 0 | 0 | 0 |  | 0 | 0 | 0 | 0 | 0 | 0 | 0 | 0 | 0 | 0 | 0
| Tier 3 | MW |  | 0 | 0 | 0 | 0 | 0 | 0 | 0 | 0 | 0 | 0 | 0 |  | 0 | 0 | 0 | 0 | 0 | 0 | 0 | 0 | 0 | 0 | 0
Nuclear | Tier 1 | MW |  | 0 | 0 | 0 | 0 | 0 | 0 | 0 | 0 | 0 | 0 | 0 |  | 0 | 0 | 0 | 0 | 0 | 0 | 0 | 0 | 0 | 0 | 0
| Tier 2 | MW |  | 0 | 0 | 0 | 0 | 0 | 0 | 0 | 0 | 0 | 0 | 0 |  | 0 | 0 | 0 | 0 | 0 | 0 | 0 | 0 | 0 | 0 | 0
| Tier 3 | MW |  | 0 | 0 | 0 | 0 | 0 | 0 | 0 | 0 | 0 | 0 | 0 |  | 0 | 0 | 0 | 0 | 0 | 0 | 0 | 0 | 0 | 0 | 0
| Tier 1 | MW |  | 0 | 0 | 0 | 0 | 0 | 0 | 0 | 0 | 0 | 0 | 0 |  | 0 | 0 | 0 | 0 | 0 | 0 | 0 | 0 | 0 | 0 | 0
Run of River Hydro | Tier 2 | MW |  | 0 | 0 | 0 | 0 | 0 | 0 | 0 | 0 | 0 | 0 | 0 |  | 0 | 0 | 0 | 0 | 0 | 0 | 0 | 0 | 0 | 0 | 0
| Tier 3 | MW |  | 0 | 0 | 0 | 0 | 0 | 0 | 0 | 0 | 0 | 0 | 0 |  | 0 | 0 | 0 | 0 | 0 | 0 | 0 | 0 | 0 | 0 | 0
Conventional Hydro | Tier 1 | MW |  | 0 | 0 | 0 | 0 | 0 | 0 | 0 | 0 | 0 | 0 | 0 |  | 0 | 0 | 0 | 0 | 0 | 0 | 0 | 0 | 0 | 0 | 0
| Tier 2 | MW |  | 0 | 0 | 0 | 0 | 0 | 0 | 0 | 0 | 0 | 0 | 0 |  | 0 | 0 | 0 | 0 | 0 | 0 | 0 | 0 | 0 | 0 | 0
| Tier 3 | MW |  | 0 | 0 | 0 | 0 | 0 | 0 | 0 | 0 | 0 | 0 | 0 |  | 0 | 0 | 0 | 0 | 0 | 0 | 0 | 0 | 0 | 0 | 0
Pumped Storage | Tier 1 | MW |  | 0 | 0 | 0 | 0 | 0 | 0 | 0 | 0 | 0 | 0 | 0 |  | 0 | 0 | 0 | 0 | 0 | 0 | 0 | 0 | 0 | 0 | 0
| Tier 2 | MW |  | 0 | 0 | 0 | 0 | 0 | 0 | 0 | 0 | 0 | 0 | 0 |  | 0 | 0 | 0 | 0 | 0 | 0 | 0 | 0 | 0 | 0 | 0
| Tier 3 | MW |  | 0 | 0 | 0 | 0 | 0 | 0 | 0 | 0 | 0 | 0 | 0 |  | 0 | 0 | 0 | 0 | 0 | 0 | 0 | 0 | 0 | 0 | 0
Geothermal | Tier 1 | MW |  | 0 | 0 | 0 | 0 | 0 | 0 | 0 | 0 | 0 | 0 | 0 |  | 0 | 0 | 0 | 0 | 0 | 0 | 0 | 0 | 0 | 0 | 0
| Tier 2 | MW |  | 0 | 0 | 0 | 0 | 0 | 0 | 0 | 0 | 0 | 0 | 0 |  | 0 | 0 | 0 | 0 | 0 | 0 | 0 | 0 | 0 | 0 | 0
| Tier 3 | MW |  | 0 | 0 | 0 | 0 | 0 | 0 | 0 | 0 | 0 | 0 | 0 |  | 0 | 0 | 0 | 0 | 0 | 0 | 0 | 0 | 0 | 0 | 0
Biomass | Tier 1 | MW |  | 0 | 0 | 0 | 0 | 0 | 0 | 0 | 0 | 0 | 0 | 0 |  | 0 | 0 | 0 | 0 | 0 | 0 | 0 | 0 | 0 | 0 | 0
| Tier 2 | MW |  | 0 | 0 | 0 | 0 | 0 | 0 | 0 | 0 | 0 | 0 | 0 |  | 0 | 0 | 0 | 0 | 0 | 0 | 0 | 0 | 0 | 0 | 0
| Tier 3 | MW |  | 0 | 0 | 0 | 0 | 0 | 0 | 0 | 0 | 0 | 0 | 0 |  | 0 | 0 | 0 | 0 | 0 | 0 | 0 | 0 | 0 | 0 | 0
Wind | Tier 1 | MW |  | 0 | 0 | 0 | 0 | 0 | 0 | 0 | 0 | 0 | 0 | 0 |  | 0 | 0 | 0 | 0 | 0 | 0 | 0 | 0 | 0 | 0 | 0
| Tier 2 | MW |  | 0 | 0 | 0 | 0 | 0 | 0 | 0 | 0 | 0 | 0 | 0 |  | 0 | 0 | 0 | 0 | 0 | 0 | 0 | 0 | 0 | 0 | 0
| Tier 3 | MW |  | 0 | 0 | 0 | 0 | 0 | 0 | 0 | 0 | 0 | 0 | 0 |  | 0 | 0 | 0 | 0 | 0 | 0 | 0 | 0 | 0 | 0 | 0
Solar | Tier 1 | MW |  | 0 | 0 | 0 | 0 | 0 | 0 | 0 | 0 | 0 | 0 | 0 |  | 0 | 0 | 0 | 0 | 0 | 0 | 0 | 0 | 0 | 0 | 0
| Tier 2 | MW |  | 0 | 0 | 0 | 0 | 0 | 0 | 0 | 0 | 0 | 0 | 0 |  | 0 | 0 | 0 | 0 | 0 | 0 | 0 | 0 | 0 | 0 | 0
| Tier 3 | MW |  | 0 | 0 | 0 | 0 | 0 | 0 | 0 | 0 | 0 | 0 | 0 |  | 0 | 0 | 0 | 0 | 0 | 0 | 0 | 0 | 0 | 0 | 0
Hybrid | Tier 1 | MW |  | 0 | 0 | 0 | 0 | 0 | 0 | 0 | 0 | 0 | 0 | 0 |  | 0 | 0 | 0 | 0 | 0 | 0 | 0 | 0 | 0 | 0 | 0
| Tier 2 | MW |  | 0 | 0 | 0 | 0 | 0 | 0 | 0 | 0 | 0 | 0 | 0 |  | 0 | 0 | 0 | 0 | 0 | 0 | 0 | 0 | 0 | 0 | 0
| Tier 3 | MW |  | 0 | 0 | 0 | 0 | 0 | 0 | 0 | 0 | 0 | 0 | 0 |  | 0 | 0 | 0 | 0 | 0 | 0 | 0 | 0 | 0 | 0 | 0
Other | Tier 1 | MW |  | 0 | 0 | 0 | 0 | 0 | 0 | 0 | 0 | 0 | 0 | 0 |  | 0 | 0 | 0 | 0 | 0 | 0 | 0 | 0 | 0 | 0 | 0
| Tier 2 | MW |  | 0 | 0 | 0 | 0 | 0 | 0 | 0 | 0 | 0 | 0 | 0 |  | 0 | 0 | 0 | 0 | 0 | 0 | 0 | 0 | 0 | 0 | 0
| Tier 3 | MW |  | 0 | 0 | 0 | 0 | 0 | 0 | 0 | 0 | 0 | 0 | 0 |  | 0 | 0 | 0 | 0 | 0 | 0 | 0 | 0 | 0 | 0 | 0
Unknown | Tier 1 | MW |  | 0 | 0 | 0 | 0 | 0 | 0 | 0 | 0 | 0 | 0 | 0 |  | 0 | 0 | 0 | 0 | 0 | 0 | 0 | 0 | 0 | 0 | 0
| Tier 2 | MW |  | 0 | 0 | 0 | 0 | 0 | 0 | 0 | 0 | 0 | 0 | 0 |  | 0 | 0 | 0 | 0 | 0 | 0 | 0 | 0 | 0 | 0 | 0
| Tier 3 | MW |  | 0 | 0 | 0 | 0 | 0 | 0 | 0 | 0 | 0 | 0 | 0 |  | 0 | 0 | 0 | 0 | 0 | 0 | 0 | 0 | 0 | 0 | 0
UNCONFIRMED CAPACITY RETIREMENTS BY GENERATION TYPE | Status | Unit | 2020 (S) | 2021 (S) | 2022 (S) | 2023 (S) | 2024 (S) | 2025 (S) | 2026 (S) | 2027 (S) | 2028 (S) | 2029 (S) | 2030 (S) | 2031 (S) | 2020-21 (W) | 2021-22 (W) | 2022-23 (W) | 2023-24 (W) | 2024-25 (W) | 2025-26 (W) | 2026-27 (W) | 2027-28 (W) | 2028-29 (W) | 2029-30 (W) | 2030-31 (W) | 2031-32 (W) | Data Submitter Comments | NERC Response
Coal | Unconfirmed | MW |  | 0 | 0 | 0 | 0 | 0 | 0 | 655 | 655 | 655 | 655 | 655 |  | 0 | 0 | 0 | 0 | 0 | 0 | 655 | 655 | 655 | 655 | 655
Petroleum | Unconfirmed | MW |  | 0 | 0 | 0 | 0 | 0 | 0 | 0 | 0 | 0 | 0 | 0 |  | 0 | 0 | 0 | 0 | 0 | 0 | 0 | 0 | 0 | 0 | 0
Natural Gas | Unconfirmed | MW |  | 0 | 415 | 415 | 415 | 1274 | 1274 | 1694 | 1694 | 1694 | 1694 | 1694 |  | 0 | 415 | 415 | 415 | 1274 | 1274 | 1694 | 1694 | 1694 | 1694 | 1694
Nuclear | Unconfirmed | MW |  | 0 | 0 | 0 | 0 | 0 | 0 | 0 | 0 | 0 | 0 | 0 |  | 0 | 0 | 0 | 0 | 0 | 0 | 0 | 0 | 0 | 0 | 0
Hydro | Unconfirmed | MW |  | 0 | 0 | 0 | 0 | 0 | 0 | 0 | 0 | 0 | 0 | 0 |  | 0 | 0 | 0 | 0 | 0 | 0 | 0 | 0 | 0 | 0 | 0
Pumped Storage | Unconfirmed | MW |  | 0 | 0 | 0 | 0 | 0 | 0 | 0 | 0 | 0 | 0 | 0 |  | 0 | 0 | 0 | 0 | 0 | 0 | 0 | 0 | 0 | 0 | 0
Geothermal | Unconfirmed | MW |  | 0 | 0 | 0 | 0 | 0 | 0 | 0 | 0 | 0 | 0 | 0 |  | 0 | 0 | 0 | 0 | 0 | 0 | 0 | 0 | 0 | 0 | 0
Biomass | Unconfirmed | MW |  | 0 | 0 | 0 | 0 | 0 | 0 | 0 | 0 | 0 | 0 | 0 |  | 0 | 0 | 0 | 0 | 0 | 0 | 0 | 0 | 0 | 0 | 0
Wind | Unconfirmed | MW |  | 0 | 0 | 0 | 0 | 0 | 0 | 0 | 0 | 0 | 0 | 0 |  | 0 | 0 | 0 | 0 | 0 | 0 | 0 | 0 | 0 | 0 | 0
Solar | Unconfirmed | MW |  | 0 | 0 | 0 | 0 | 0 | 0 | 0 | 0 | 0 | 0 | 0 |  | 0 | 0 | 0 | 0 | 0 | 0 | 0 | 0 | 0 | 0 | 0
Hybrid | Unconfirmed | MW |  | 0 | 0 | 0 | 0 | 0 | 0 | 0 | 0 | 0 | 0 | 0 |  | 0 | 0 | 0 | 0 | 0 | 0 | 0 | 0 | 0 | 0 | 0
Other | Unconfirmed | MW |  | 0 | 0 | 0 | 0 | 0 | 0 | 0 | 0 | 0 | 0 | 0 |  | 0 | 0 | 0 | 0 | 0 | 0 | 0 | 0 | 0 | 0 | 0
Unknown | Unconfirmed | MW |  | 0 | 0 | 0 | 0 | 0 | 0 | 0 | 0 | 0 | 0 | 0 |  | 0 | 0 | 0 | 0 | 0 | 0 | 0 | 0 | 0 | 0 | 0

## Form D
TRANSMISSION PROJECT INFORMATION
NERC Project ID | Project ID | Project Status | Region | Project Name | Tie Line | Primary Driver | Secondary Driver | Terminal Origin | Terminal Endpoint | Company Name | Company EIA Code | Entity Type | Ownership (%) | Line Length (Circuit Miles) | Line Type | Voltage Type | Operating Voltage Class (kV) | Voltage Design (kV) | Circuits per Structure - Present | Circuits per Structure - Ultimate | Capacity Rating (MVA) | In-Service Month-Year (Original) | In-Service Month-Year (Expected) | Data Submitter Comments | NERC Response
| 6668B | Under Construction | Texas RE | Freeport - Master Plan | N | Reliability | Economics / Congestion | Bailey | Jones Creek | CNP | 8901 | I | 100% | 55.2 | OH | AC | 300-399 | 345 | 2 | 2 | 2987 |  | 2021-11-01
| 5965 | Under Construction | Texas RE | Benjamin Tap to Katz (BEC): Build new 138 kV line | N | Reliability | Reliability | Benjamin Tap | Katz (BEC) | AEP | 3278 | I | 50% | 17.7 | OH | AC | 121-150 | 138 | 1 | 1 | 388 |  | 2021-11-01
| 5167 | Planned | Texas RE | Poesta to Tuleta: Build new double circuit 138/69 kV line | N | Reliability | Reliability | Poesta | Tuleta | AEP | 3278 | I | 100% | 23.5 | OH | AC | 121-150 | 138 | 2 | 2 | 485 |  | 2022-08-01
| 50948 | Planned | Texas RE | Angstrom - Grissom: Build New Line | N | Reliability | Reliability | Angstrom | Grissom | AEP | 3278 | I | 100% | 17 | OH | AC | 300-399 | 345 | 1 | 2 | 2466 |  | 2024-04-01
| 58008 | Planned | Texas RE | Laredo VFT North to North Laredo Switch: Rebuild 138 kV Line | N | Reliability | Reliability | Laredo | Laredo | AEP | 3278 | I | 100% | 11.68 | OH | AC | 121-150 | 138 | 1 | 1 | 485 |  | 2022-05-01
| 5206 | Planned | Texas RE | Brackettville to Escondido: Construct 138 kV line | N | Reliability | Reliability | Brackettville | Escondido | AEP | 3278 | I | 100% | 45 | OH | AC | 121-150 | 138 | 1 | 1 | 485 |  | 2023-07-01
| 50966 | Planned | Texas RE | North Shore: 345 kV (Chienere LNG) RPG | N | Reliability | Reliability | Angstrom | Naismith | AEP | 3278 | I | 100% | 50 | OH | AC | 300-399 | 345 | 1 | 2 | 2434 |  | 2024-04-01
| 51736 | Planned | Texas RE | Cibolo to McQueeney Transmission Line | N | Economics / Congestion | Reliability | Cibolo | McQueency | GVEC | 7752 | C | 100% | 10.62 | OH | AC | 121-150 | 138 | 1 | 2 | 239 |  | 2022-12-01
| 52258 | Completed | Texas RE | CONSTRUCT BLACKWATER DRAW TO FOLSOM POINT345 KV LINE | N | Reliability | Other | BLACKWATER DRAW | FOLSOM POINT | ONCOR | 44372 | I | 100% | 23.3 | OH | AC | 300-399 | 345 | 1 | 2 | 1971 |  | 2021-06-01
| 5467 | Conceptual | Texas RE | Nacogdoches Southeast_Redland 345kV Line | N | Reliability | Other | Nacogdoches Southeast | Redland | ONCOR | 44372 | I | 100% | 13.4 | OH | AC | 300-399 | 345 | 1 | 2 | 1971 |  | 2022-05-30
| 7115 | Planned | Texas RE | Quarry Field - Kyle Ranch 138 kV Line | N | Reliability | Other | Quarry Field | Kyle Ranch | ONCOR | 44372 | I | 100% | 12 | OH | AC | 121-150 | 138 | 1 | 2 | 614 |  | 2022-05-15
| 52299 | Completed | Texas RE | CONSTRUCT BLACKWATER DRAW TO DOUBLE MOUNTAIN | N | Reliability | Other | BLACKWATER DRAW | DOUBLE MOUNTAIN | ONCOR | 44372 | I | 100% | 33 | OH | AC | 300-399 | 345 | 1 | 2 | 1971 |  | 2021-06-01
| 6304 | Conceptual | Texas RE | Shamburger North - Shamburger 345 kV Line | N | Reliability | Other | Shamburger North | Shamburger | ONCOR | 44372 | I | 100% | 10 | OH | AC | 300-399 | 345 | 1 | 2 | 1595 |  | 2024-05-01
| 52307 | Completed | Texas RE | CONSTRUCT DOUBLE MOUNTAIN TO FIDDLEWOOD TO FARMLAND 345 KV L | N | Reliability | Other | DOUBLE MOUNTAIN | FARMLAND | ONCOR | 44372 | I | 100% | 49.3 | OH | AC | 300-399 | 345 | 1 | 2 | 1971 |  | 2021-06-01
| 5982 | Conceptual | Texas RE | Relocate existing Shamburger North - Shamburger 138 kV Line | N | Reliability | Other | Shamburger North | Shamburger | ONCOR | 44372 | I | 100% | 10 | OH | AC | 121-150 | 138 | 1 | 2 | 614 |  | 2024-05-01
| 45399 | Planned | Texas RE | Bearkat Loop - Bearkat to Longshore | N | Economics / Congestion | Reliability | Bearkat | Longshore | WETT | 60066 | I | 50% | 27 | OH | AC | 300-399 | 345 | 1 | 2 | 1723 |  | 2022-09-01
| 48854 | Cancelled - Other (Comment Required) | Texas RE | Adds Annova and Port South Bus and lines | N | Other |  | Annova LNG | Port South | STEC | 17583 | C | 100% | 22.1 | OH | AC | 121-150 | 138 | 2 | 2 | 569 | 2023-09-01 | 2025-06-01 | The Annova LNG project was cancelled by Annova.
| 5939 | Planned | Texas RE | Cooks Point Substation and Transmission Line Addition | N | Reliability | Other | Cooks Point | Lyle Wolz | LCRATSC | 11269 | S | 100% | 18.4 | OH | AC | 121-150 | 138 | 1 | 1 | 223 |  | 2021-06-30
| 5940B | Planned | Texas RE | Mountain Home Substation and Transmission Line Addition | N | Reliability | Other | Mountain Home | Headwaters/Hunt | LCRATSC | 11269 | S | 100% | 22.5 | OH | AC | 121-150 | 138 | 1 | 1 | 440 |  | 2022-12-22

## Form E
TRANSFORMER PROJECT INFORMATION
NERC Project ID | Project ID | Project Status | Project Name | Company Name | Voltage - Low-Side (kV) | Voltage - High-Side (kV) | In-Service Month - Year (Original) | In-Service Month - Year (Expected) | Data Submitter Comments | NERC Response
| 46938 | Under Construction | McCreeAdds600MVAAuto2 | GARLAND | 138 | 345 | 2021-12-31 | 2023-12-31 |  |  | Under Construction
| 51990 | Under Construction | AEN_21TPIT51990_New_Dunlap_345kV_Auto_AT2_PMCR | AEN | 138 | 345 |  | 2021-12-31 | Add a 345/138 kV 672 MVA autotransformer at the Dunlap substation |  | Planned
| 52197A | Completed (Provide Actual In-Service Date as Comment) | Jordan Auto A3 Addition (PLACID 138kV Sub) | CNP | 138 | 345 |  | 2021-05-01 | In-service Date: 05-2021 |  | Conceptual
| 50954 | Planned | Whitepoint: Add Second Auto | AEP | 138 | 345 |  | 2022-01-01 |  |  | Completed (Provide Actual In-Service Date as Comment)
| 50966 | Planned | North Shore: 345 kV (Chienere LNG) RPG | AEP | 138 | 345 |  | 2024-04-01 |  |  | Delayed (Comment Required)
| 4490 | Cancelled (Comment Required) | LaPalma: Add 2nd 345/138 kV autotransformer | AEP | 138 | 345 |  | 2027-09-01 | This project was originally identified in the 2014 RTP. The load profile in the area has changed significantly since then, and there is no longer a system need to support this project. |  | Cancelled (Comment Required)
| 48816 | Planned | Mulberry Creek: Rebuild 345 kV station | AEP | 138 | 345 |  | 2023-11-01
| 5604 | Under Construction | Stewart Road: Construct 345 kV cut-in | AEP | 138 | 345 |  | 2021-06-01
| 5466 | Conceptual | Redland Switch 345/138 kV Autotransformer | ONCOR | 138 | 345 |  | 2022-12-01 | Install a new 600 MVA, 345/138 kV autotransformer in a new 345 kV Switching Station
| 52303 | Under Construction | Quarry Field 345/138 kV Switch | ONCOR | 138 | 345 |  | 2021-06-15 | Install 2 new 600 MVA, 345/138 kV autotransformers in a new 345 kV Switching Station
| 12TPIT0080 | Conceptual | Forney Sw. Sta. Second 600 MVA, 345/138 kV Autotransformer | ONCOR | 138 | 345 |  | 2023-05-01 | Install a new 600 MVA, 345/138 kV autotransformer in an existing 345 kV Switching Station
| 57758 | Under Construction | Carrollton Northwest 345/138 kV Autotransformer | ONCOR | 138 | 345 |  | 2021-12-01 | Replace existing 450 MVA, 345/138 kV autotransformer with one 600 MVA autotransformer
| 5981 | Conceptual | Shamburger North 345/138 kV Sw. Sta. | ONCOR | 138 | 345 |  | 2024-05-01 | Install a new 600 MVA, 345/138 kV autotransformer in a new 345 kV Switching Station
| 4804 | Conceptual | Wichita Falls South 345/138 kV autotransformer | ONCOR | 138 | 345 |  | 2023-05-01 | Install a new 600 MVA, 345/138 kV autotransformer in a new 345 kV Switching Station
| 59402 | Planned | Add Midland East Switch 345138 kV Autotransformer #2 | ONCOR | 138 | 345 |  | 2022-12-01 | Install a new 600 MVA, 345/138 kV autotransformer in a new 345 kV Switching Station
| 5624 | Planned | Killeen Sw. Sta. 345/138 kV Autotransformer Replacement | ONCOR | 138 | 345 |  | 2022-05-01 | Replace existing 448 MVA, 345/138 kV autotransformer with one 600 MVA autotransformer
| 17TPIT0031 | Conceptual | Elkton 345/138 kV autotransformer | ONCOR | 138 | 345 |  | 2024-05-01 | Replace existing 450 MVA, 345/138 kV autotransformer with one 600 MVA autotransformer
| 5522 | Conceptual | Lake Hubbard 345/138 kV Switching Station | ONCOR | 138 | 345 |  | 2023-05-01 | Install a new 600 MVA, 345/138 kV autotransformer in an existing 345 kV Switching Station
| 5218B | Completed (Provide Actual In-Service Date as Comment) | San Miguel 345/138 kV autotransformer replacements | STEC | 138 | 345 | 2020-07-01 | 2021-04-01 | 2021-05-05

## Summary Tables
DEMAND / DEMAND-SIDE MANAGEMENT | Unit | 2021 (S) | 2022 (S) | 2023 (S) | 2024 (S) | 2025 (S) | 2026 (S) | 2027 (S) | 2028 (S) | 2029 (S) | 2030 (S) | 2031 (S) | 2021-22 (W) | 2022-23 (W) | 2023-24 (W) | 2024-25 (W) | 2025-26 (W) | 2026-27 (W) | 2027-28 (W) | 2028-29 (W) | 2029-30 (W) | 2030-31 (W) | 2031-32 (W)
Energy Efficiency and Conservation | MW | 2484.4 | 2940.903 | 3396.3669 | 3852.9068 | 4308.3707 | 4763.8347 | 5219.2986 | 5674.7625 | 6130.2264 | 6585.6903 | 7041.1542 | 2484.4 | 2940.903 | 3396.3669 | 3852.9068 | 4308.3707 | 4763.8347 | 5219.2986 | 5674.7625 | 6130.2264 | 6585.6903 | 7041.1542
Total Installed Photovoltaic | MW | 1258.3344 | 1979.3555 | 2840.2457 | 3713.9552 | 4465.7822 | 5024.6509 | 5395.4268 | 5622.7936 | 5755.4389 | 5830.5585 | 5872.3811 | 1222.3621 | 1919.2704 | 2768.5048 | 3641.1461 | 4403.13 | 4978.0785 | 5364.5288 | 5603.8464 | 5744.3851 | 5824.2985 | 5868.8959
Photovoltaic On-Peak | MW | 453 | 712.568 | 1022.4884 | 1337.0239 | 1607.6816 | 1808.8743 | 1942.3537 | 2024.2057 | 2071.958 | 2099.0011 | 2114.0572 | 36.6709 | 57.5781 | 83.0551 | 109.2344 | 132.0939 | 149.3424 | 160.9359 | 168.1154 | 172.3316 | 174.729 | 176.0669
Total Internal Demand | MW | 77143.6379 | 78665.2515 | 80000.2923 | 80907.443 | 81631.6726 | 82354.1323 | 83075.884 | 83781.8352 | 84481.3042 | 85178.6225 | 85861.0061 | 62000.5315 | 64472.0935 | 66211.6623 | 67647.9845 | 68952.4274 | 70244.3797 | 71503.3955 | 72742.3773 | 73955.9429 | 75156.4108 | 76316
Controllable and Dispatchable Demand Response - Available | MW | 2032.6 | 2032.6 | 2032.6 | 2032.6 | 2032.6 | 2032.6 | 2032.6 | 2032.6 | 2032.6 | 2032.6 | 2032.6 | 2651.5 | 2651.5 | 2651.5 | 2651.5 | 2651.5 | 2651.5 | 2651.5 | 2651.5 | 2651.5 | 2651.5 | 2651.5
Net Internal Demand | MW | 75111.0379 | 76632.6515 | 77967.6923 | 78874.843 | 79599.0726 | 80321.5323 | 81043.284 | 81749.2352 | 82448.7042 | 83146.0225 | 83828.4061 | 59349.0315 | 61820.5935 | 63560.1623 | 64996.4845 | 66300.9274 | 67592.8797 | 68851.8955 | 70090.8773 | 71304.4429 | 72504.9108 | 73664.5
CAPACITY | Unit | 2021 (S) | 2022 (S) | 2023 (S) | 2024 (S) | 2025 (S) | 2026 (S) | 2027 (S) | 2028 (S) | 2029 (S) | 2030 (S) | 2031 (S) | 2021-22 (W) | 2022-23 (W) | 2023-24 (W) | 2024-25 (W) | 2025-26 (W) | 2026-27 (W) | 2027-28 (W) | 2028-29 (W) | 2029-30 (W) | 2030-31 (W) | 2031-32 (W)
Behind the Meter Generation - Capacity | MW | 3209.8975 | 3257.7392 | 3212.7392 | 3165.7392 | 3168.7392 | 3171.7392 | 3174.7392 | 3172.7392 | 3175.7392 | 3178.7392 | 3181.7392 | 3549.1787 | 3549.1787 | 3504.1787 | 3457.1787 | 3460.1787 | 3463.1787 | 3466.1787 | 3464.1787 | 3467.1787 | 3470.1787 | 3473.1787
Other Capacity Adjustments - Additions | MW | 0 | 0 | 0 | 0 | 0 | 0 | 0 | 0 | 0 | 0 | 0 | 0 | 0 | 0 | 0 | 0 | 0 | 0 | 0 | 0 | 0 | 0
Other Capacity Adjustments - Reductions | MW | 0 | 0 | 0 | 0 | 0 | 0 | 0 | 0 | 0 | 0 | 0 | 0 | 0 | 0 | 0 | 0 | 0 | 0 | 0 | 0 | 0 | 0
Confirmed Retirements | MW | 16740.84 | 17965.21 | 17965.21 | 17965.21 | 17965.21 | 17965.21 | 17965.21 | 17965.21 | 17965.21 | 17965.21 | 17965.21 | 18084.52 | 18097.12 | 18097.12 | 18097.12 | 18097.12 | 18097.12 | 18097.12 | 18097.12 | 18097.12 | 18097.12 | 18097.12
Unconfirmed Retirements | MW | 0 | 415 | 415 | 415 | 1274 | 1274 | 2349 | 2349 | 2349 | 2349 | 2349 | 0 | 415 | 415 | 415 | 1274 | 1274 | 2349 | 2349 | 2349 | 2349 | 2349
Scheduled Outages | MW | 0 | 0 | 0 | 0 | 0 | 0 | 0 | 0 | 0 | 0 | 0 | 0 | 0 | 0 | 0 | 0 | 0 | 0 | 0 | 0 | 0 | 0
Transmission Limitations | MW | 0 | 0 | 0 | 0 | 0 | 0 | 0 | 0 | 0 | 0 | 0 | 0 | 0 | 0 | 0 | 0 | 0 | 0 | 0 | 0 | 0 | 0
Existing-Certain | MW | 82405.0196 | 82553.8613 | 82508.8613 | 82461.8613 | 82464.8613 | 82467.8613 | 82470.8613 | 82468.8613 | 82471.8613 | 82474.8613 | 82477.8613 | 82024.322 | 81987.322 | 81942.322 | 81895.322 | 81898.322 | 81901.322 | 81904.322 | 81902.322 | 81905.322 | 81908.322 | 81911.322
Existing-Other | MW | 0 | 0 | 0 | 0 | 0 | 0 | 0 | 0 | 0 | 0 | 0 | 614 | 614 | 614 | 614 | 614 | 614 | 614 | 614 | 614 | 614 | 614
Additions - Tier 1 | MW | 4347.6822 | 12074.9221 | 23926.5767 | 25030.5367 | 25030.5367 | 25030.5367 | 25030.5367 | 25030.5367 | 25030.5367 | 25030.5367 | 25030.5367 | 2976.6044 | 5153.9562 | 6424.3289 | 6424.3289 | 6424.3289 | 6424.3289 | 6424.3289 | 6424.3289 | 6424.3289 | 6424.3289 | 6424.3289
Additions - Tier 2 | MW | 0 | 4695.848 | 26420.2925 | 37041.1285 | 37502.8005 | 37665.5125 | 37665.5125 | 37665.5125 | 37665.5125 | 37665.5125 | 37665.5125 | 0 | 2057.3441 | 5673.8961 | 6348.9688 | 6609.8645 | 6624.1018 | 6624.1018 | 6624.1018 | 6624.1018 | 6624.1018 | 6624.1018
Additions - Tier 3 | MW | 1473.07 | 4378.039 | 15855.839 | 25004.773 | 29021.165 | 29141.165 | 29141.165 | 29141.165 | 29141.165 | 29141.165 | 29141.165 | 1018.788 | 3467.9139 | 6924.5683 | 7738.8347 | 9513.0974 | 9513.0974 | 9513.0974 | 9513.0974 | 9513.0974 | 9513.0974 | 9513.0974
CAPACITY TRANSFERS | Unit | 2021 (S) | 2022 (S) | 2023 (S) | 2024 (S) | 2025 (S) | 2026 (S) | 2027 (S) | 2028 (S) | 2029 (S) | 2030 (S) | 2031 (S) | 2021-22 (W) | 2022-23 (W) | 2023-24 (W) | 2024-25 (W) | 2025-26 (W) | 2026-27 (W) | 2027-28 (W) | 2028-29 (W) | 2029-30 (W) | 2030-31 (W) | 2031-32 (W)
Firm Imports | MW | 240 | 240 | 240 | 240 | 240 | 240 | 240 | 240 | 240 | 240 | 240 | 240 | 240 | 240 | 240 | 240 | 240 | 240 | 240 | 240 | 240 | 240
Firm Exports | MW | 30 | 30 | 30 | 30 | 30 | 30 | 30 | 30 | 30 | 30 | 30 | 30 | 30 | 30 | 30 | 30 | 30 | 30 | 30 | 30 | 30 | 30
Net Firm Capacity Transfers | MW | 210 | 210 | 210 | 210 | 210 | 210 | 210 | 210 | 210 | 210 | 210 | 210 | 210 | 210 | 210 | 210 | 210 | 210 | 210 | 210 | 210 | 210
Expected Imports | MW | 28 | 28 | 28 | 28 | 28 | 28 | 28 | 28 | 28 | 28 | 28 | 64 | 64 | 64 | 64 | 64 | 64 | 64 | 64 | 64 | 64 | 64
Expected Exports | MW | 0 | 0 | 0 | 0 | 0 | 0 | 0 | 0 | 0 | 0 | 0 | 0 | 0 | 0 | 0 | 0 | 0 | 0 | 0 | 0 | 0 | 0
Net Expected Transfers | MW | 28 | 28 | 28 | 28 | 28 | 28 | 28 | 28 | 28 | 28 | 28 | 64 | 64 | 64 | 64 | 64 | 64 | 64 | 64 | 64 | 64 | 64
RESOURCE CATEGORIES | Unit | 2021 (S) | 2022 (S) | 2023 (S) | 2024 (S) | 2025 (S) | 2026 (S) | 2027 (S) | 2028 (S) | 2029 (S) | 2030 (S) | 2031 (S) | 2021-22 (W) | 2022-23 (W) | 2023-24 (W) | 2024-25 (W) | 2025-26 (W) | 2026-27 (W) | 2027-28 (W) | 2028-29 (W) | 2029-30 (W) | 2030-31 (W) | 2031-32 (W)
Existing-Certain & Net Firm Transfers | MW | 82615.0196 | 82763.8613 | 82718.8613 | 82671.8613 | 82674.8613 | 82677.8613 | 82680.8613 | 82678.8613 | 82681.8613 | 82684.8613 | 82687.8613 | 82234.322 | 82197.322 | 82152.322 | 82105.322 | 82108.322 | 82111.322 | 82114.322 | 82112.322 | 82115.322 | 82118.322 | 82121.322
Anticipated Resources | MW | 86962.7018 | 94838.7834 | 106645.438 | 107702.398 | 107705.398 | 107708.398 | 107711.398 | 107709.398 | 107712.398 | 107715.398 | 107718.398 | 85210.9264 | 87351.2782 | 88576.6509 | 88529.6509 | 88532.6509 | 88535.6509 | 88538.6509 | 88536.6509 | 88539.6509 | 88542.6509 | 88545.6509
Prospective Resources | MW | 86990.7018 | 99147.6314 | 132678.7305 | 144356.5265 | 143962.1985 | 144127.9105 | 143055.9105 | 143053.9105 | 143056.9105 | 143059.9105 | 143062.9105 | 85888.9264 | 89671.6223 | 94513.547 | 95141.6197 | 94546.5154 | 94563.7527 | 93491.7527 | 93489.7527 | 93492.7527 | 93495.7527 | 93498.7527
REFERENCE MARGIN LEVEL EXCESS/SHORTFALL | Unit | 2021 (S) | 2022 (S) | 2023 (S) | 2024 (S) | 2025 (S) | 2026 (S) | 2027 (S) | 2028 (S) | 2029 (S) | 2030 (S) | 2031 (S) | 2021-22 (W) | 2022-23 (W) | 2023-24 (W) | 2024-25 (W) | 2025-26 (W) | 2026-27 (W) | 2027-28 (W) | 2028-29 (W) | 2029-30 (W) | 2030-31 (W) | 2031-32 (W)
Existing-Certain and Net Firm Transfers Excess/Shortfall | MW | -2823.786 | -4405.7798 | -5969.3887 | -7048.2726 | -7869.0838 | -8687.8818 | -9505.8743 | -10310.8937 | -11103.5398 | -11893.7394 | -12666.9506 | 14724.7987 | 11876.3969 | 9852.6374 | 8171.8209 | 6691.0171 | 5224.4214 | 3795.2909 | 2383.9492 | 1006.5183 | -356.014 | -1672.0467
Anticipated Excess/Shortfall | MW | 1523.8962 | 7669.1423 | 17957.188 | 17982.2641 | 17161.4529 | 16342.6549 | 15524.6624 | 14719.643 | 13926.9969 | 13136.7973 | 12363.5861 | 17701.4031 | 17030.3531 | 16276.9663 | 14596.1498 | 13115.346 | 11648.7503 | 10219.6198 | 8808.2781 | 7430.8472 | 6068.3149 | 4752.2822
Prospective Excess/Shortfall | MW | 1551.8962 | 11977.9903 | 43990.4805 | 54636.3926 | 53418.2534 | 52762.1674 | 50869.1749 | 50064.1555 | 49271.5094 | 48481.3098 | 47708.0986 | 18379.4031 | 19350.6972 | 22213.8624 | 21208.1186 | 19129.2105 | 17676.8521 | 15172.7216 | 13761.3799 | 12383.949 | 11021.4167 | 9705.384
PLANNING RESERVE MARGINS | Unit | 2021 (S) | 2022 (S) | 2023 (S) | 2024 (S) | 2025 (S) | 2026 (S) | 2027 (S) | 2028 (S) | 2029 (S) | 2030 (S) | 2031 (S) | 2021-22 (W) | 2022-23 (W) | 2023-24 (W) | 2024-25 (W) | 2025-26 (W) | 2026-27 (W) | 2027-28 (W) | 2028-29 (W) | 2029-30 (W) | 2030-31 (W) | 2031-32 (W)
Existing-Certain and Net Firm Transfers Reserve Margin | % | 9.991% | 8.001% | 6.094% | 4.814% | 3.864% | 2.934% | 2.021% | 1.137% | 0.2828% | -0.5546% | -1.361% | 38.56% | 32.96% | 29.25% | 26.32% | 23.84% | 21.48% | 19.26% | 17.15% | 15.16% | 13.26% | 11.48%
Anticipated Reserve Margin | % | 15.78% | 23.76% | 36.78% | 36.55% | 35.31% | 34.1% | 32.91% | 31.76% | 30.64% | 29.55% | 28.5% | 43.58% | 41.3% | 39.36% | 36.21% | 33.53% | 30.98% | 28.59% | 26.32% | 24.17% | 22.12% | 20.2%
Prospective Reserve Margin | % | 15.82% | 29.38% | 70.17% | 83.02% | 80.86% | 79.44% | 76.52% | 74.99% | 73.51% | 72.06% | 70.66% | 44.72% | 45.05% | 48.7% | 46.38% | 42.6% | 39.9% | 35.79% | 33.38% | 31.12% | 28.95% | 26.93%
NERC REFERENCE MARGIN LEVEL | Unit | 2021 (S) | 2022 (S) | 2023 (S) | 2024 (S) | 2025 (S) | 2026 (S) | 2027 (S) | 2028 (S) | 2029 (S) | 2030 (S) | 2031 (S) | 2021-22 (W) | 2022-23 (W) | 2023-24 (W) | 2024-25 (W) | 2025-26 (W) | 2026-27 (W) | 2027-28 (W) | 2028-29 (W) | 2029-30 (W) | 2030-31 (W) | 2031-32 (W)
Reference Margin Level | Fraction | 0.1375 | 0.1375 | 0.1375 | 0.1375 | 0.1375 | 0.1375 | 0.1375 | 0.1375 | 0.1375 | 0.1375 | 0.1375 | 0.1375 | 0.1375 | 0.1375 | 0.1375 | 0.1375 | 0.1375 | 0.1375 | 0.1375 | 0.1375 | 0.1375 | 0.1375
FUEL TYPE CAPACITIES (Existing and Tier 1 CERTAIN) | Unit | 2021 (S) | 2022 (S) | 2023 (S) | 2024 (S) | 2025 (S) | 2026 (S) | 2027 (S) | 2028 (S) | 2029 (S) | 2030 (S) | 2031 (S) | 2021-22 (W) | 2022-23 (W) | 2023-24 (W) | 2024-25 (W) | 2025-26 (W) | 2026-27 (W) | 2027-28 (W) | 2028-29 (W) | 2029-30 (W) | 2030-31 (W) | 2031-32 (W)
Coal | MW | 13567.6 | 13567.6 | 13567.6 | 13567.6 | 13567.6 | 13567.6 | 13567.6 | 13567.6 | 13567.6 | 13567.6 | 13567.6 | 13629.6 | 13629.6 | 13629.6 | 13629.6 | 13629.6 | 13629.6 | 13629.6 | 13629.6 | 13629.6 | 13629.6 | 13629.6
Petroleum | MW | 0 | 0 | 0 | 0 | 0 | 0 | 0 | 0 | 0 | 0 | 0 | 0 | 0 | 0 | 0 | 0 | 0 | 0 | 0 | 0 | 0 | 0
Natural Gas and Other Gases | MW | 49265.6 | 50197.8 | 50197.8 | 50197.8 | 50197.8 | 50197.8 | 50197.8 | 50197.8 | 50197.8 | 50197.8 | 50197.8 | 52817.2 | 53259.2 | 53259.2 | 53259.2 | 53259.2 | 53259.2 | 53259.2 | 53259.2 | 53259.2 | 53259.2 | 53259.2
Biomass | MW | 162.8 | 162.8 | 162.8 | 162.8 | 162.8 | 162.8 | 162.8 | 162.8 | 162.8 | 162.8 | 162.8 | 57.8 | 57.8 | 57.8 | 57.8 | 57.8 | 57.8 | 57.8 | 57.8 | 57.8 | 57.8 | 57.8
Solar | MW | 6447.288 | 12533.192 | 23396.56 | 24500.52 | 24500.52 | 24500.52 | 24500.52 | 24500.52 | 24500.52 | 24500.52 | 24500.52 | 663.6637 | 1325.8777 | 2143.8144 | 2143.8144 | 2143.8144 | 2143.8144 | 2143.8144 | 2143.8144 | 2143.8144 | 2143.8144 | 2143.8144
Wind | MW | 8652.3256 | 9462.4615 | 10450.7481 | 10450.7481 | 10450.7481 | 10450.7481 | 10450.7481 | 10450.7481 | 10450.7481 | 10450.7481 | 10450.7481 | 8718.1445 | 9754.2823 | 10206.7183 | 10206.7183 | 10206.7183 | 10206.7183 | 10206.7183 | 10206.7183 | 10206.7183 | 10206.7183 | 10206.7183
Geothermal | MW | 0 | 0 | 0 | 0 | 0 | 0 | 0 | 0 | 0 | 0 | 0 | 0 | 0 | 0 | 0 | 0 | 0 | 0 | 0 | 0 | 0 | 0
Conventional Hydro | MW | 473.9907 | 473.9907 | 473.9907 | 473.9907 | 473.9907 | 473.9907 | 473.9907 | 473.9907 | 473.9907 | 473.9907 | 473.9907 | 412.1395 | 412.1395 | 412.1395 | 412.1395 | 412.1395 | 412.1395 | 412.1395 | 412.1395 | 412.1395 | 412.1395 | 412.1395
Run of River Hydro | MW | 0 | 0 | 0 | 0 | 0 | 0 | 0 | 0 | 0 | 0 | 0 | 0 | 0 | 0 | 0 | 0 | 0 | 0 | 0 | 0 | 0 | 0
Pumped Storage | MW | 0 | 0 | 0 | 0 | 0 | 0 | 0 | 0 | 0 | 0 | 0 | 0 | 0 | 0 | 0 | 0 | 0 | 0 | 0 | 0 | 0 | 0
Nuclear | MW | 4973.2 | 4973.2 | 4973.2 | 4973.2 | 4973.2 | 4973.2 | 4973.2 | 4973.2 | 4973.2 | 4973.2 | 4973.2 | 5153.2 | 5153.2 | 5153.2 | 5153.2 | 5153.2 | 5153.2 | 5153.2 | 5153.2 | 5153.2 | 5153.2 | 5153.2
Hybrid | MW | 0 | 0 | 0 | 0 | 0 | 0 | 0 | 0 | 0 | 0 | 0 | 0 | 0 | 0 | 0 | 0 | 0 | 0 | 0 | 0 | 0 | 0
Other | MW | 0 | 0 | 0 | 0 | 0 | 0 | 0 | 0 | 0 | 0 | 0 | 0 | 0 | 0 | 0 | 0 | 0 | 0 | 0 | 0 | 0 | 0
Unknown | MW | 0 | 0 | 0 | 0 | 0 | 0 | 0 | 0 | 0 | 0 | 0 | 0 | 0 | 0 | 0 | 0 | 0 | 0 | 0 | 0 | 0 | 0
FUEL TYPE CAPACITIES (Tier 2 CERTAIN) | Unit | 2021 (S) | 2022 (S) | 2023 (S) | 2024 (S) | 2025 (S) | 2026 (S) | 2027 (S) | 2028 (S) | 2029 (S) | 2030 (S) | 2031 (S) | 2021-22 (W) | 2022-23 (W) | 2023-24 (W) | 2024-25 (W) | 2025-26 (W) | 2026-27 (W) | 2027-28 (W) | 2028-29 (W) | 2029-30 (W) | 2030-31 (W) | 2031-32 (W)
Coal | MW | 0 | 0 | 0 | 0 | 0 | 0 | 0 | 0 | 0 | 0 | 0 | 0 | 0 | 0 | 0 | 0 | 0 | 0 | 0 | 0 | 0 | 0
Petroleum | MW | 0 | 0 | 0 | 0 | 0 | 0 | 0 | 0 | 0 | 0 | 0 | 0 | 0 | 0 | 0 | 0 | 0 | 0 | 0 | 0 | 0 | 0
Natural Gas and Other Gases | MW | 0 | 962.18 | 1947.89 | 1947.89 | 1947.89 | 1947.89 | 1947.89 | 1947.89 | 1947.89 | 1947.89 | 1947.89 | 0 | 1037.68 | 2083.14 | 2083.14 | 2083.14 | 2083.14 | 2083.14 | 2083.14 | 2083.14 | 2083.14 | 2083.14
Biomass | MW | 0 | 0 | 0 | 0 | 0 | 0 | 0 | 0 | 0 | 0 | 0 | 0 | 0 | 0 | 0 | 0 | 0 | 0 | 0 | 0 | 0 | 0
Solar | MW | 0 | 3705.168 | 23233.464 | 33716.056 | 33959.664 | 34122.376 | 34122.376 | 34122.376 | 34122.376 | 34122.376 | 34122.376 | 0 | 654.1521 | 2365.4631 | 2950.2158 | 2971.5315 | 2985.7688 | 2985.7688 | 2985.7688 | 2985.7688 | 2985.7688 | 2985.7688
Wind | MW | 0 | 28.5 | 1238.9385 | 1377.1825 | 1595.2465 | 1595.2465 | 1595.2465 | 1595.2465 | 1595.2465 | 1595.2465 | 1595.2465 | 0 | 365.512 | 1225.293 | 1315.613 | 1555.193 | 1555.193 | 1555.193 | 1555.193 | 1555.193 | 1555.193 | 1555.193
Geothermal | MW | 0 | 0 | 0 | 0 | 0 | 0 | 0 | 0 | 0 | 0 | 0 | 0 | 0 | 0 | 0 | 0 | 0 | 0 | 0 | 0 | 0 | 0
Conventional Hydro | MW | 0 | 0 | 0 | 0 | 0 | 0 | 0 | 0 | 0 | 0 | 0 | 0 | 0 | 0 | 0 | 0 | 0 | 0 | 0 | 0 | 0 | 0
Run of River Hydro | MW | 0 | 0 | 0 | 0 | 0 | 0 | 0 | 0 | 0 | 0 | 0 | 0 | 0 | 0 | 0 | 0 | 0 | 0 | 0 | 0 | 0 | 0
Pumped Storage | MW | 0 | 0 | 0 | 0 | 0 | 0 | 0 | 0 | 0 | 0 | 0 | 0 | 0 | 0 | 0 | 0 | 0 | 0 | 0 | 0 | 0 | 0
Nuclear | MW | 0 | 0 | 0 | 0 | 0 | 0 | 0 | 0 | 0 | 0 | 0 | 0 | 0 | 0 | 0 | 0 | 0 | 0 | 0 | 0 | 0 | 0
Hybrid | MW | 0 | 0 | 0 | 0 | 0 | 0 | 0 | 0 | 0 | 0 | 0 | 0 | 0 | 0 | 0 | 0 | 0 | 0 | 0 | 0 | 0 | 0
Other | MW | 0 | 0 | 0 | 0 | 0 | 0 | 0 | 0 | 0 | 0 | 0 | 0 | 0 | 0 | 0 | 0 | 0 | 0 | 0 | 0 | 0 | 0
Unknown | MW | 0 | 0 | 0 | 0 | 0 | 0 | 0 | 0 | 0 | 0 | 0 | 0 | 0 | 0 | 0 | 0 | 0 | 0 | 0 | 0 | 0 | 0
FUEL TYPE CAPACITIES (Tier 3 CERTAIN) | Unit | 2021 (S) | 2022 (S) | 2023 (S) | 2024 (S) | 2025 (S) | 2026 (S) | 2027 (S) | 2028 (S) | 2029 (S) | 2030 (S) | 2031 (S) | 2021-22 (W) | 2022-23 (W) | 2023-24 (W) | 2024-25 (W) | 2025-26 (W) | 2026-27 (W) | 2027-28 (W) | 2028-29 (W) | 2029-30 (W) | 2030-31 (W) | 2031-32 (W)
Coal | MW | 0 | 0 | 0 | 0 | 0 | 0 | 0 | 0 | 0 | 0 | 0 | 0 | 0 | 0 | 0 | 0 | 0 | 0 | 0 | 0 | 0 | 0
Petroleum | MW | 0 | 0 | 0 | 0 | 0 | 0 | 0 | 0 | 0 | 0 | 0 | 0 | 0 | 0 | 0 | 0 | 0 | 0 | 0 | 0 | 0 | 0
Natural Gas and Other Gases | MW | 484 | 1356.9 | 3879.9 | 3879.9 | 5504.3 | 5504.3 | 5504.3 | 5504.3 | 5504.3 | 5504.3 | 5504.3 | 484 | 2046.9 | 3889.9 | 3889.9 | 5564.3 | 5564.3 | 5564.3 | 5564.3 | 5564.3 | 5564.3 | 5564.3
Biomass | MW | 0 | 0 | 0 | 0 | 0 | 0 | 0 | 0 | 0 | 0 | 0 | 0 | 0 | 0 | 0 | 0 | 0 | 0 | 0 | 0 | 0 | 0
Solar | MW | 843.2 | 2212.256 | 10502.584 | 19130.744 | 21522.736 | 21642.736 | 21642.736 | 21642.736 | 21642.736 | 21642.736 | 21642.736 | 106.68 | 501.0159 | 1226.2803 | 1793.8767 | 1893.7394 | 1893.7394 | 1893.7394 | 1893.7394 | 1893.7394 | 1893.7394 | 1893.7394
Wind | MW | 145.87 | 808.883 | 1473.355 | 1994.129 | 1994.129 | 1994.129 | 1994.129 | 1994.129 | 1994.129 | 1994.129 | 1994.129 | 428.108 | 919.998 | 1808.388 | 2055.058 | 2055.058 | 2055.058 | 2055.058 | 2055.058 | 2055.058 | 2055.058 | 2055.058
Geothermal | MW | 0 | 0 | 0 | 0 | 0 | 0 | 0 | 0 | 0 | 0 | 0 | 0 | 0 | 0 | 0 | 0 | 0 | 0 | 0 | 0 | 0 | 0
Conventional Hydro | MW | 0 | 0 | 0 | 0 | 0 | 0 | 0 | 0 | 0 | 0 | 0 | 0 | 0 | 0 | 0 | 0 | 0 | 0 | 0 | 0 | 0 | 0
Run of River Hydro | MW | 0 | 0 | 0 | 0 | 0 | 0 | 0 | 0 | 0 | 0 | 0 | 0 | 0 | 0 | 0 | 0 | 0 | 0 | 0 | 0 | 0 | 0
Pumped Storage | MW | 0 | 0 | 0 | 0 | 0 | 0 | 0 | 0 | 0 | 0 | 0 | 0 | 0 | 0 | 0 | 0 | 0 | 0 | 0 | 0 | 0 | 0
Nuclear | MW | 0 | 0 | 0 | 0 | 0 | 0 | 0 | 0 | 0 | 0 | 0 | 0 | 0 | 0 | 0 | 0 | 0 | 0 | 0 | 0 | 0 | 0
Hybrid | MW | 0 | 0 | 0 | 0 | 0 | 0 | 0 | 0 | 0 | 0 | 0 | 0 | 0 | 0 | 0 | 0 | 0 | 0 | 0 | 0 | 0 | 0
Other | MW | 0 | 0 | 0 | 0 | 0 | 0 | 0 | 0 | 0 | 0 | 0 | 0 | 0 | 0 | 0 | 0 | 0 | 0 | 0 | 0 | 0 | 0
Unknown | MW | 0 | 0 | 0 | 0 | 0 | 0 | 0 | 0 | 0 | 0 | 0 | 0 | 0 | 0 | 0 | 0 | 0 | 0 | 0 | 0 | 0 | 0
FUEL TYPE CAPACITIES (Existing CERTAIN) | Unit | 2021 (S) | 2022 (S) | 2023 (S) | 2024 (S) | 2025 (S) | 2026 (S) | 2027 (S) | 2028 (S) | 2029 (S) | 2030 (S) | 2031 (S) | 2021-22 (W) | 2022-23 (W) | 2023-24 (W) | 2024-25 (W) | 2025-26 (W) | 2026-27 (W) | 2027-28 (W) | 2028-29 (W) | 2029-30 (W) | 2030-31 (W) | 2031-32 (W)
Coal | MW | 13567.6 | 13567.6 | 13567.6 | 13567.6 | 13567.6 | 13567.6 | 13567.6 | 13567.6 | 13567.6 | 13567.6 | 13567.6 | 13629.6 | 13629.6 | 13629.6 | 13629.6 | 13629.6 | 13629.6 | 13629.6 | 13629.6 | 13629.6 | 13629.6 | 13629.6
Petroleum | MW | 0 | 0 | 0 | 0 | 0 | 0 | 0 | 0 | 0 | 0 | 0 | 0 | 0 | 0 | 0 | 0 | 0 | 0 | 0 | 0 | 0 | 0
Natural Gas and Other Gases | MW | 48619.3 | 48720.3 | 48720.3 | 48720.3 | 48720.3 | 48720.3 | 48720.3 | 48720.3 | 48720.3 | 48720.3 | 48720.3 | 51755.7 | 51718.7 | 51718.7 | 51718.7 | 51718.7 | 51718.7 | 51718.7 | 51718.7 | 51718.7 | 51718.7 | 51718.7
Biomass | MW | 162.8 | 162.8 | 162.8 | 162.8 | 162.8 | 162.8 | 162.8 | 162.8 | 162.8 | 162.8 | 162.8 | 57.8 | 57.8 | 57.8 | 57.8 | 57.8 | 57.8 | 57.8 | 57.8 | 57.8 | 57.8 | 57.8
Solar | MW | 4138.496 | 4138.496 | 4138.496 | 4138.496 | 4138.496 | 4138.496 | 4138.496 | 4138.496 | 4138.496 | 4138.496 | 4138.496 | 362.1373 | 362.1373 | 362.1373 | 362.1373 | 362.1373 | 362.1373 | 362.1373 | 362.1373 | 362.1373 | 362.1373 | 362.1373
Wind | MW | 7259.7354 | 7259.7354 | 7259.7354 | 7259.7354 | 7259.7354 | 7259.7354 | 7259.7354 | 7259.7354 | 7259.7354 | 7259.7354 | 7259.7354 | 7104.5665 | 7104.5665 | 7104.5665 | 7104.5665 | 7104.5665 | 7104.5665 | 7104.5665 | 7104.5665 | 7104.5665 | 7104.5665 | 7104.5665
Geothermal | MW | 0 | 0 | 0 | 0 | 0 | 0 | 0 | 0 | 0 | 0 | 0 | 0 | 0 | 0 | 0 | 0 | 0 | 0 | 0 | 0 | 0 | 0
Conventional Hydro | MW | 473.9907 | 473.9907 | 473.9907 | 473.9907 | 473.9907 | 473.9907 | 473.9907 | 473.9907 | 473.9907 | 473.9907 | 473.9907 | 412.1395 | 412.1395 | 412.1395 | 412.1395 | 412.1395 | 412.1395 | 412.1395 | 412.1395 | 412.1395 | 412.1395 | 412.1395
Run of River Hydro | MW | 0 | 0 | 0 | 0 | 0 | 0 | 0 | 0 | 0 | 0 | 0 | 0 | 0 | 0 | 0 | 0 | 0 | 0 | 0 | 0 | 0 | 0
Pumped Storage | MW | 0 | 0 | 0 | 0 | 0 | 0 | 0 | 0 | 0 | 0 | 0 | 0 | 0 | 0 | 0 | 0 | 0 | 0 | 0 | 0 | 0 | 0
Nuclear | MW | 4973.2 | 4973.2 | 4973.2 | 4973.2 | 4973.2 | 4973.2 | 4973.2 | 4973.2 | 4973.2 | 4973.2 | 4973.2 | 5153.2 | 5153.2 | 5153.2 | 5153.2 | 5153.2 | 5153.2 | 5153.2 | 5153.2 | 5153.2 | 5153.2 | 5153.2
Hybrid | MW | 0 | 0 | 0 | 0 | 0 | 0 | 0 | 0 | 0 | 0 | 0 | 0 | 0 | 0 | 0 | 0 | 0 | 0 | 0 | 0 | 0 | 0
Other | MW | 0 | 0 | 0 | 0 | 0 | 0 | 0 | 0 | 0 | 0 | 0 | 0 | 0 | 0 | 0 | 0 | 0 | 0 | 0 | 0 | 0 | 0
Unknown | MW | 0 | 0 | 0 | 0 | 0 | 0 | 0 | 0 | 0 | 0 | 0 | 0 | 0 | 0 | 0 | 0 | 0 | 0 | 0 | 0 | 0 | 0
FUEL TYPE CAPACITIES (Tier 1 CERTAIN) | Unit | 2021 (S) | 2022 (S) | 2023 (S) | 2024 (S) | 2025 (S) | 2026 (S) | 2027 (S) | 2028 (S) | 2029 (S) | 2030 (S) | 2031 (S) | 2021-22 (W) | 2022-23 (W) | 2023-24 (W) | 2024-25 (W) | 2025-26 (W) | 2026-27 (W) | 2027-28 (W) | 2028-29 (W) | 2029-30 (W) | 2030-31 (W) | 2031-32 (W)
Coal | MW | 0 | 0 | 0 | 0 | 0 | 0 | 0 | 0 | 0 | 0 | 0 | 0 | 0 | 0 | 0 | 0 | 0 | 0 | 0 | 0 | 0 | 0
Petroleum | MW | 0 | 0 | 0 | 0 | 0 | 0 | 0 | 0 | 0 | 0 | 0 | 0 | 0 | 0 | 0 | 0 | 0 | 0 | 0 | 0 | 0 | 0
Natural Gas and Other Gases | MW | 646.3 | 1477.5 | 1477.5 | 1477.5 | 1477.5 | 1477.5 | 1477.5 | 1477.5 | 1477.5 | 1477.5 | 1477.5 | 1061.5 | 1540.5 | 1540.5 | 1540.5 | 1540.5 | 1540.5 | 1540.5 | 1540.5 | 1540.5 | 1540.5 | 1540.5
Biomass | MW | 0 | 0 | 0 | 0 | 0 | 0 | 0 | 0 | 0 | 0 | 0 | 0 | 0 | 0 | 0 | 0 | 0 | 0 | 0 | 0 | 0 | 0
Solar | MW | 2308.792 | 8394.696 | 19258.064 | 20362.024 | 20362.024 | 20362.024 | 20362.024 | 20362.024 | 20362.024 | 20362.024 | 20362.024 | 301.5264 | 963.7404 | 1781.6771 | 1781.6771 | 1781.6771 | 1781.6771 | 1781.6771 | 1781.6771 | 1781.6771 | 1781.6771 | 1781.6771
Wind | MW | 1392.5902 | 2202.7261 | 3191.0127 | 3191.0127 | 3191.0127 | 3191.0127 | 3191.0127 | 3191.0127 | 3191.0127 | 3191.0127 | 3191.0127 | 1613.578 | 2649.7158 | 3102.1518 | 3102.1518 | 3102.1518 | 3102.1518 | 3102.1518 | 3102.1518 | 3102.1518 | 3102.1518 | 3102.1518
Geothermal | MW | 0 | 0 | 0 | 0 | 0 | 0 | 0 | 0 | 0 | 0 | 0 | 0 | 0 | 0 | 0 | 0 | 0 | 0 | 0 | 0 | 0 | 0
Conventional Hydro | MW | 0 | 0 | 0 | 0 | 0 | 0 | 0 | 0 | 0 | 0 | 0 | 0 | 0 | 0 | 0 | 0 | 0 | 0 | 0 | 0 | 0 | 0
Run of River Hydro | MW | 0 | 0 | 0 | 0 | 0 | 0 | 0 | 0 | 0 | 0 | 0 | 0 | 0 | 0 | 0 | 0 | 0 | 0 | 0 | 0 | 0 | 0
Pumped Storage | MW | 0 | 0 | 0 | 0 | 0 | 0 | 0 | 0 | 0 | 0 | 0 | 0 | 0 | 0 | 0 | 0 | 0 | 0 | 0 | 0 | 0 | 0
Nuclear | MW | 0 | 0 | 0 | 0 | 0 | 0 | 0 | 0 | 0 | 0 | 0 | 0 | 0 | 0 | 0 | 0 | 0 | 0 | 0 | 0 | 0 | 0
Hybrid | MW | 0 | 0 | 0 | 0 | 0 | 0 | 0 | 0 | 0 | 0 | 0 | 0 | 0 | 0 | 0 | 0 | 0 | 0 | 0 | 0 | 0 | 0
Other | MW | 0 | 0 | 0 | 0 | 0 | 0 | 0 | 0 | 0 | 0 | 0 | 0 | 0 | 0 | 0 | 0 | 0 | 0 | 0 | 0 | 0 | 0
Unknown | MW | 0 | 0 | 0 | 0 | 0 | 0 | 0 | 0 | 0 | 0 | 0 | 0 | 0 | 0 | 0 | 0 | 0 | 0 | 0 | 0 | 0 | 0