## Disclaimer
Disclaimer
CDR WORKING PAPER
FOR PLANNING PURPOSES ONLY
This ERCOT Working Paper has been prepared for specific ERCOT and market participant purposes and has been developed from data provided by ERCOT market participants. The data may contain errors or become obsolete and thereby affect the conclusions and opinions of the Working Paper. ERCOT MAKES NO WARRANTY, EXPRESS OR IMPLIED, INCLUDING ANY WARRANTY OF MERCHANTABILITY OR FITNESS FOR ANY PARTICULAR PURPOSE, AND DISCLAIMS ANY AND ALL LIABILITY WITH RESPECT TO THE ACCURACY OF SAME OR THE FITNESS OR APPROPRIATENESS OF SAME FOR ANY PARTICULAR USE. THIS ERCOT WORKING PAPER IS SUPPLIED WITH ALL FAULTS. The specific suitability for any use of the Working Paper and its accuracy should be confirmed by each ERCOT market participant that contributed data for this Working Paper.

## SingleHr-GrossLoad
Report on the Capacity, Demand and Reserves in the ERCOT Region
Summer Summary for Highest-Risk Hours: 2022
|  | 2022 |  |  |  | 2023 |  |  | 2024
|  | Original CDR | 4:00 PM (1600) | 5:00 PM (1700) | 6:00 PM (1800) | 4:00 PM (1600) | 5:00 PM (1700) | 6:00 PM (1800) | 4:00 PM (1600) | 5:00 PM (1700) | 6:00 PM (1800)
Load Forecast, MW:
| Summer Peak Demand (based on normal weather) | 78855.2515 | 77680.2515 | 78855.2515 | 77714.2515 | 79107.2923 | 80280.2923 | 79139.2923 | 80091.818 | 81266.818 | 80125.818
| plus: Energy Efficiency Program Savings Forecast | 2940.903 | 2940.903 | 2940.903 | 2940.903 | 3396.3669 | 3396.3669 | 3396.3669 | 3852.9068 | 3852.9068 | 3852.9068
| Total Summer Peak Demand (before Reductions from Energy Efficiency Programs) | 81796.1545 | 80621.1545 | 81796.1545 | 80655.1545 | 82503.6592 | 83676.6592 | 82535.6592 | 83944.7249 | 85119.7249 | 83978.7249
| less: Incremental Rooftop PV Forecast | -190 | -190 | -190 | -190 | -320 | -280 | -255 | -399.3751 | -359.3751 | -334.3751
| less: Load Resources providing Responsive Reserves | -897.6 | -897.6 | -897.6 | -897.6 | -897.6 | -897.6 | -897.6 | -897.6 | -897.6 | -897.6
| less: Load Resources providing Non-Spinning Reserves | 0 | 0 | 0 | 0 | 0 | 0 | 0 | 0 | 0 | 0
| less: Emergency Response Service (10- and 30-min ramp products) | -828.9336 | -828.9336 | -828.9336 | -828.9336 | -828.9336 | -828.9336 | -828.9336 | -828.9336 | -828.9336 | -828.9336
| less: TDSP Standard Offer Load Management Programs | -269.994 | -269.994 | -269.994 | -269.994 | -269.994 | -269.994 | -269.994 | -269.994 | -269.994 | -269.994
| less: Energy Efficiency Program Savings Forecast | -2940.903 | -2940.903 | -2940.903 | -2940.903 | -3396.3669 | -3396.3669 | -3396.3669 | -3852.9068 | -3852.9068 | -3852.9068
| Firm Peak Load, MW | 76668.7239 | 75493.7239 | 76668.7239 | 75527.7239 | 76790.7647 | 78003.7647 | 76887.7647 | 77695.9154 | 78910.9154 | 77794.9154
Resources, MW: | [6 empty] | 2023 |  |  | 2024
| Installed Capacity, Thermal/Hydro | 64361.8585 | 64361.8585 | 64361.8585 | 64361.8585 | 64361.8585 | 64361.8585 | 64361.8585 | 64361.8585 | 64361.8585 | 64361.8585
| Switchable Capacity | 3490 | 3490 | 3490 | 3490 | 3490 | 3490 | 3490 | 3490 | 3490 | 3490
| less: Switchable Capacity Unavailable to ERCOT | -542 | -542 | -542 | -542 | -542 | -542 | -542 | -542 | -542 | -542
| Available Mothballed Capacity | 588 | 588 | 588 | 588 | 588 | 588 | 588 | 588 | 588 | 588
| Capacity from Private Use Networks | 3257.7392 | 3257.7392 | 3257.7392 | 3257.7392 | 3012.7392 | 3212.7392 | 3132.7392 | 2965.7392 | 3165.7392 | 3085.7392 |  | HE16 | HE17 | HE18
| Coastal Wind, Peak Average Capacity Contribution | 2187.765 | 1609.5955 | 1899.2892 | 2134.6677 | 1787.765 | 2187.765 | 2387.765 | 1787.765 | 2187.765 | 2387.765 | Wind-Coastal | 44.88% | 52.96% | 59.52%
| Panhandle Wind, Peak Average Capacity Contribution | 1278.233 | 1149.3086 | 1199.6476 | 1272.2022 | 1028.233 | 1278.233 | 1618.233 | 1028.233 | 1278.233 | 1618.233 | Wind-Panhandle | 26.08% | 27.22% | 28.86%
| Other Wind, Peak Average Capacity Contribution | 3271.648 | 3275.2314 | 3322.1955 | 4970.0078 | 3171.648 | 3271.648 | 3421.648 | 3171.648 | 3271.648 | 3421.648 | Wind-Other | 19.02% | 19.29% | 28.86%
| Solar Utility-Scale, Peak Average Capacity Contribution | 3460.4 | 3616.0035 | 3506.9242 | 3347.9267 | 3760.4 | 3460.4 | 3210.4 | 3760.4 | 3460.4 | 3210.4 | Solar | 83.6% | 81.08% | 77.4%
| Storage, Peak Average Capacity Contribution | 0 | 0 | 0 | 0 | 0 | 0 | 0 | 0 | 0 | 0
| RMR Capacity to be under Contract | 0 | 0 | 0 | 0 | 0 | 0 | 0 | 0 | 0 | 0
| Capacity Pending Retirement | 0 | 0 | 0 | 0 | 0 | 0 | 0 | 0 | 0 | 0
| Operational Generation Capacity, MW | 81353.6437 | 80805.7367 | 81083.6542 | 82880.402 | 80658.6437 | 81308.6437 | 81668.6437 | 80611.6437 | 81261.6437 | 81621.6437
| Non-Synchronous Ties, Capacity | 849.974 | 849.974 | 849.974 | 849.974 | 849.974 | 849.974 | 849.974 | 849.974 | 849.974 | 849.974
| Planned Resources (not wind, solar or storage) with Signed IA, Air Permits and Adeq. Water Supplies | 1326.4 | 1326.4 | 1326.4 | 1326.4 | 1326.4 | 1326.4 | 1326.4 | 1326.4 | 1326.4 | 1326.4
| Planned Coastal Wind with Signed IA, Peak Average Capacity Contribution | 950.502 | 699.309 | 825.1701 | 927.4332 | 1201.057 | 1271.057 | 1331.057 | 1201.057 | 1271.057 | 1331.057
| Planned Panhandle Wind with Signed IA, Peak Average Capacity Contribution | 49.068 | 44.1189 | 46.0513 | 48.8365 | 85.003 | 93.003 | 103.003 | 85.003 | 93.003 | 103.003
| Planned Other Wind with Signed IA, Peak Average Capacity Contribution | 1902.793 | 1904.8771 | 1932.1915 | 2890.5604 | 1962.846 | 2162.846 | 2012.846 | 1962.846 | 2162.846 | 2012.846
| Planned Solar Utility-Scale with Signed IA, Peak Average Capacity Contribution | 12284.48 | 12836.8751 | 12449.6417 | 11885.1978 | 19337.04 | 18387.04 | 17687.04 | 20280.96 | 19330.96 | 18630.96
| Planned Storage with Signed IA, Peak Average Capacity Contribution | 0 | 0 | 0 | 0 | 0 | 0 | 0 | 0 | 0 | 0
| Total Capacity, MW | 98716.8607 | 98467.2908 | 98513.0828 | 100808.8038 | 105420.9637 | 105398.9637 | 104978.9637 | 106317.8837 | 106295.8837 | 105875.8837
| Renewable Resources | 25384.889 | 25135.3192 | 25181.1111 | 27476.8321 | 37.28% | 35.12% | 36.54% | 36.84% | 34.7% | 36.1%
| Reserve Margins for Highest-Risk Hours | n/a | 30.43% | 28.49% | 33.47%
| May 2021 CDR Reserve Margin | 28.76% | 28.76% | 28.76% | 28.76%
| RM Difference |  | 1.673% | -0.2658% | 4.715%
(Total Resources - Firm Load Forecast) / Firm Load Forecast

## SingleHr-NetLoad
Report on the Capacity, Demand and Reserves in the ERCOT Region
Summer Summary for Highest-Risk Hours: 2022
|  | 2022 |  |  |  | 2023 |  |  | 2024
|  | Original CDR | 4:00 PM (1600) | 5:00 PM (1700) | 6:00 PM (1800) | 4:00 PM (1600) | 5:00 PM (1700) | 6:00 PM (1800) | 4:00 PM (1600) | 5:00 PM (1700) | 6:00 PM (1800)
Load Forecast, MW:
| Summer Peak Demand (based on normal weather) | 78855.2515 | 77680.2515 | 78855.2515 | 77714.2515 | 79107.2923 | 80280.2923 | 79139.2923 | 80091.818 | 81266.818 | 80125.818
| plus: Energy Efficiency Program Savings Forecast | 2940.903 | 2940.903 | 2940.903 | 2940.903 | 3396.3669 | 3396.3669 | 3396.3669 | 3852.9068 | 3852.9068 | 3852.9068
| Total Summer Peak Demand (before Reductions from Energy Efficiency Programs) | 81796.1545 | 80621.1545 | 81796.1545 | 80655.1545 | 82503.6592 | 83676.6592 | 82535.6592 | 83944.7249 | 85119.7249 | 83978.7249
| less: Incremental Rooftop PV Forecast | -190 | -190 | -190 | -190 | -320 | -280 | -255 | -399.3751 | -359.3751 | -334.3751
| less: Load Resources providing Responsive Reserves | -897.6 | -897.6 | -897.6 | -897.6 | -897.6 | -897.6 | -897.6 | -897.6 | -897.6 | -897.6
| less: Load Resources providing Non-Spinning Reserves | 0 | 0 | 0 | 0 | 0 | 0 | 0 | 0 | 0 | 0
| less: Emergency Response Service (10- and 30-min ramp products) | -828.9336 | -828.9336 | -828.9336 | -828.9336 | -828.9336 | -828.9336 | -828.9336 | -828.9336 | -828.9336 | -828.9336
| less: TDSP Standard Offer Load Management Programs | -269.994 | -269.994 | -269.994 | -269.994 | -269.994 | -269.994 | -269.994 | -269.994 | -269.994 | -269.994
| less: Energy Efficiency Program Savings Forecast | -2940.903 | -2940.903 | -2940.903 | -2940.903 | -3396.3669 | -3396.3669 | -3396.3669 | -3852.9068 | -3852.9068 | -3852.9068
| Firm Peak Load, MW | 76668.7239 | 75493.7239 | 76668.7239 | 75527.7239 | 76790.7647 | 78003.7647 | 76887.7647 | 77695.9154 | 78910.9154 | 77794.9154
Resources, MW: | [6 empty] | 2023 |  |  | 2024
| Installed Capacity, Thermal/Hydro | 64361.8585 | 64361.8585 | 64361.8585 | 64361.8585 | 64361.8585 | 64361.8585 | 64361.8585 | 64361.8585 | 64361.8585 | 64361.8585
| Switchable Capacity | 3490 | 3490 | 3490 | 3490 | 3490 | 3490 | 3490 | 3490 | 3490 | 3490
| less: Switchable Capacity Unavailable to ERCOT | -542 | -542 | -542 | -542 | -542 | -542 | -542 | -542 | -542 | -542
| Available Mothballed Capacity | 588 | 588 | 588 | 588 | 588 | 588 | 588 | 588 | 588 | 588
| Capacity from Private Use Networks | 3257.7392 | 3257.7392 | 3257.7392 | 3257.7392 | 3012.7392 | 3212.7392 | 3132.7392 | 2965.7392 | 3165.7392 | 3085.7392 |  | HE16 | HE17 | HE18
| Coastal Wind, Peak Average Capacity Contribution | 2187.765 | 1543.5111 | 1783.8162 | 1905.7303 | 1787.765 | 2187.765 | 2387.765 | 1787.765 | 2187.765 | 2387.765 | Wind-Coastal | 43.04% | 49.74% | 53.14%
| Panhandle Wind, Peak Average Capacity Contribution | 1278.233 | 815.9916 | 882.9439 | 1004.2218 | 1028.233 | 1278.233 | 1618.233 | 1028.233 | 1278.233 | 1618.233 | Wind-Panhandle | 18.51% | 20.03% | 22.78%
| Other Wind, Peak Average Capacity Contribution | 3271.648 | 1947.7417 | 2342.0293 | 2629.9146 | 3171.648 | 3271.648 | 3421.648 | 3171.648 | 3271.648 | 3421.648 | Wind-Other | 11.31% | 13.6% | 15.27%
| Solar Utility-Scale, Peak Average Capacity Contribution | 3460.4 | 3410.9368 | 3289.637 | 3090.6729 | 3760.4 | 3460.4 | 3210.4 | 3760.4 | 3460.4 | 3210.4 | Solar | 78.86% | 76.05% | 71.45%
| Storage, Peak Average Capacity Contribution | 0 | 0 | 0 | 0 | 0 | 0 | 0 | 0 | 0 | 0
| RMR Capacity to be under Contract | 0 | 0 | 0 | 0 | 0 | 0 | 0 | 0 | 0 | 0
| Capacity Pending Retirement | 0 | 0 | 0 | 0 | 0 | 0 | 0 | 0 | 0 | 0
| Operational Generation Capacity, MW | 81353.6437 | 78873.7788 | 79454.0241 | 79786.1372 | 80658.6437 | 81308.6437 | 81668.6437 | 80611.6437 | 81261.6437 | 81621.6437
| Non-Synchronous Ties, Capacity | 849.974 | 849.974 | 849.974 | 849.974 | 849.974 | 849.974 | 849.974 | 849.974 | 849.974 | 849.974
| Planned Resources (not wind, solar or storage) with Signed IA, Air Permits and Adeq. Water Supplies | 1326.4 | 1326.4 | 1326.4 | 1326.4 | 1326.4 | 1326.4 | 1326.4 | 1326.4 | 1326.4 | 1326.4
| Planned Coastal Wind with Signed IA, Peak Average Capacity Contribution | 950.502 | 670.5978 | 775.0014 | 827.9685 | 1201.057 | 1271.057 | 1331.057 | 1201.057 | 1271.057 | 1331.057
| Planned Panhandle Wind with Signed IA, Peak Average Capacity Contribution | 49.068 | 31.3238 | 33.8939 | 38.5494 | 85.003 | 93.003 | 103.003 | 85.003 | 93.003 | 103.003
| Planned Other Wind with Signed IA, Peak Average Capacity Contribution | 1902.793 | 1132.8081 | 1362.1261 | 1529.5604 | 1962.846 | 2162.846 | 2012.846 | 1962.846 | 2162.846 | 2012.846
| Planned Solar Utility-Scale with Signed IA, Peak Average Capacity Contribution | 12284.48 | 12108.8847 | 11678.2682 | 10971.9423 | 19337.04 | 18387.04 | 17687.04 | 20280.96 | 19330.96 | 18630.96
| Planned Storage with Signed IA, Peak Average Capacity Contribution | 0 | 0 | 0 | 0 | 0 | 0 | 0 | 0 | 0 | 0
| Total Capacity, MW | 98716.8607 | 94993.7671 | 95479.6877 | 95330.5318 | 105420.9637 | 105398.9637 | 104978.9637 | 106317.8837 | 106295.8837 | 105875.8837
| Renewable Resources | 25384.889 | 21661.7954 | 22147.716 | 21998.5601
| Reserve Margins for Highest-Risk Hours | n/a | 25.83% | 24.54% | 26.22% | 37.28% | 35.12% | 36.54% | 36.84% | 34.7% | 36.1%
| May 2021 CDR Reserve Margin | 28.76% | 28.76% | 28.76% | 28.76%
| RM Difference |  | -2.928% | -4.222% | -2.538%
(Total Resources - Firm Load Forecast) / Firm Load Forecast

## SingleHr-ProfileP50
Report on the Capacity, Demand and Reserves in the ERCOT Region
Summer Summary for Highest-Risk Hours: 2022
|  | 2022 |  |  |  | 2023 |  |  | 2024
|  | Original CDR | 4:00 PM (1600) | 5:00 PM (1700) | 6:00 PM (1800) | 4:00 PM (1600) | 5:00 PM (1700) | 6:00 PM (1800) | 4:00 PM (1600) | 5:00 PM (1700) | 6:00 PM (1800)
Load Forecast, MW:
| Summer Peak Demand (based on normal weather) | 78855.2515 | 77680.2515 | 78855.2515 | 77714.2515 | 79107.2923 | 80280.2923 | 79139.2923 | 80091.818 | 81266.818 | 80125.818
| plus: Energy Efficiency Program Savings Forecast | 2940.903 | 2940.903 | 2940.903 | 2940.903 | 3396.3669 | 3396.3669 | 3396.3669 | 3852.9068 | 3852.9068 | 3852.9068
| Total Summer Peak Demand (before Reductions from Energy Efficiency Programs) | 81796.1545 | 80621.1545 | 81796.1545 | 80655.1545 | 82503.6592 | 83676.6592 | 82535.6592 | 83944.7249 | 85119.7249 | 83978.7249
| less: Incremental Rooftop PV Forecast | -190 | -190 | -190 | -190 | -320 | -280 | -255 | -399.3751 | -359.3751 | -334.3751
| less: Load Resources providing Responsive Reserves | -897.6 | -897.6 | -897.6 | -897.6 | -897.6 | -897.6 | -897.6 | -897.6 | -897.6 | -897.6
| less: Load Resources providing Non-Spinning Reserves | 0 | 0 | 0 | 0 | 0 | 0 | 0 | 0 | 0 | 0
| less: Emergency Response Service (10- and 30-min ramp products) | -828.9336 | -828.9336 | -828.9336 | -828.9336 | -828.9336 | -828.9336 | -828.9336 | -828.9336 | -828.9336 | -828.9336
| less: TDSP Standard Offer Load Management Programs | -269.994 | -269.994 | -269.994 | -269.994 | -269.994 | -269.994 | -269.994 | -269.994 | -269.994 | -269.994
| less: Energy Efficiency Program Savings Forecast | -2940.903 | -2940.903 | -2940.903 | -2940.903 | -3396.3669 | -3396.3669 | -3396.3669 | -3852.9068 | -3852.9068 | -3852.9068
| Firm Peak Load, MW | 76668.7239 | 75493.7239 | 76668.7239 | 75527.7239 | 76790.7647 | 78003.7647 | 76887.7647 | 77695.9154 | 78910.9154 | 77794.9154
Resources, MW: | [6 empty] | 2023 |  |  | 2024
| Installed Capacity, Thermal/Hydro | 64361.8585 | 64361.8585 | 64361.8585 | 64361.8585 | 64361.8585 | 64361.8585 | 64361.8585 | 64361.8585 | 64361.8585 | 64361.8585
| Switchable Capacity | 3490 | 3490 | 3490 | 3490 | 3490 | 3490 | 3490 | 3490 | 3490 | 3490
| less: Switchable Capacity Unavailable to ERCOT | -542 | -542 | -542 | -542 | -542 | -542 | -542 | -542 | -542 | -542
| Available Mothballed Capacity | 588 | 588 | 588 | 588 | 588 | 588 | 588 | 588 | 588 | 588
| Capacity from Private Use Networks | 3257.7392 | 3257.7392 | 3257.7392 | 3257.7392 | 3012.7392 | 3212.7392 | 3132.7392 | 2965.7392 | 3165.7392 | 3085.7392 |  | HE16 | HE17 | HE18
| Coastal Wind, Peak Average Capacity Contribution | 2187.765 | 1725.499 | 1685.0027 | 1490.1373 | 1787.765 | 2187.765 | 2387.765 | 1787.765 | 2187.765 | 2387.765 | Wind-Coastal | 48.11% | 46.98% | 41.55%
| Panhandle Wind, Peak Average Capacity Contribution | 1278.233 | 1132.7813 | 1237.249 | 1360.3633 | 1028.233 | 1278.233 | 1618.233 | 1028.233 | 1278.233 | 1618.233 | Wind-Panhandle | 25.7% | 28.07% | 30.86%
| Other Wind, Peak Average Capacity Contribution | 3271.648 | 3669.9645 | 4131.8091 | 4748.9869 | 3171.648 | 3271.648 | 3421.648 | 3171.648 | 3271.648 | 3421.648 | Wind-Other | 21.31% | 24% | 27.58%
| Solar Utility-Scale, Peak Average Capacity Contribution | 3460.4 | 4173.4871 | 3838.3571 | 3110.1342 | 3760.4 | 3460.4 | 3210.4 | 3760.4 | 3460.4 | 3210.4 | Solar | 96.49% | 88.74% | 71.9%
| Storage, Peak Average Capacity Contribution | 0 | 0 | 0 | 0 | 0 | 0 | 0 | 0 | 0 | 0
| RMR Capacity to be under Contract | 0 | 0 | 0 | 0 | 0 | 0 | 0 | 0 | 0 | 0
| Capacity Pending Retirement | 0 | 0 | 0 | 0 | 0 | 0 | 0 | 0 | 0 | 0
| Operational Generation Capacity, MW | 81353.6437 | 81857.3296 | 82048.0155 | 81865.2194 | 80658.6437 | 81308.6437 | 81668.6437 | 80611.6437 | 81261.6437 | 81621.6437
| Non-Synchronous Ties, Capacity | 849.974 | 849.974 | 849.974 | 849.974 | 849.974 | 849.974 | 849.974 | 849.974 | 849.974 | 849.974
| Planned Resources (not wind, solar or storage) with Signed IA, Air Permits and Adeq. Water Supplies | 1326.4 | 1326.4 | 1326.4 | 1326.4 | 1326.4 | 1326.4 | 1326.4 | 1326.4 | 1326.4 | 1326.4
| Planned Coastal Wind with Signed IA, Peak Average Capacity Contribution | 950.502 | 749.6647 | 732.0706 | 647.4089 | 1201.057 | 1271.057 | 1331.057 | 1201.057 | 1271.057 | 1331.057
| Planned Panhandle Wind with Signed IA, Peak Average Capacity Contribution | 49.068 | 43.4845 | 47.4947 | 52.2208 | 85.003 | 93.003 | 103.003 | 85.003 | 93.003 | 103.003
| Planned Other Wind with Signed IA, Peak Average Capacity Contribution | 1902.793 | 2134.4542 | 2403.0633 | 2762.0145 | 1962.846 | 2162.846 | 2012.846 | 1962.846 | 2162.846 | 2012.846
| Planned Solar Utility-Scale with Signed IA, Peak Average Capacity Contribution | 12284.48 | 14815.9515 | 13626.2343 | 11041.0304 | 19337.04 | 18387.04 | 17687.04 | 20280.96 | 19330.96 | 18630.96
| Planned Storage with Signed IA, Peak Average Capacity Contribution | 0 | 0 | 0 | 0 | 0 | 0 | 0 | 0 | 0 | 0
| Total Capacity, MW | 98716.8607 | 101777.2584 | 101033.2525 | 98544.2679 | 105420.9637 | 105398.9637 | 104978.9637 | 106317.8837 | 106295.8837 | 105875.8837
| Renewable Resources | 25384.889 | 28445.2868 | 27701.2808 | 25212.2962 | 37.28% | 35.12% | 36.54% | 36.84% | 34.7% | 36.1%
| Reserve Margins for Highest-Risk Hours | n/a | 34.82% | 31.78% | 30.47%
| May 2021 CDR Reserve Margin | 28.76% | 28.76% | 28.76% | 28.76%
| RM Difference |  | 6.058% | 3.021% | 1.717%

## CapContributionValues
Multi-hour |  |  |  | Single-hour
Current Method* | Current Method with Net Peak Load* | ELCC (2024) | Median of Profile Distribution (HE13-20) | Hour | Gross Peak Load | Net Peak Load | Median of Profile Distribution
Wind-Coastal
61% | 45.14% | 37% | 38.77% | HE16 | 44.88% | 43.04% | 48.11%
|  |  |  | HE17 | 52.96% | 49.74% | 46.98%
|  |  |  | HE18 | 59.52% | 53.14% | 41.55%
Wind-Panhandle
29% | 17.66% | 22% | 28.74% | HE16 | 26.08% | 18.51% | 25.7%
29% |  | 22% |  | HE17 | 27.22% | 20.03% | 28.07%
29% |  | 22% |  | HE18 | 28.86% | 22.78% | 30.86%
Wind-Other
19% | 10.52% | 13% | 25.03% | HE16 | 19.02% | 11.31% | 21.31%
19% |  | 13% |  | HE17 | 19.29% | 13.6% | 24%
19% |  | 13% |  | HE18 | 28.86% | 15.27% | 27.58%
Solar
80% | 73.24% | 75% | 87.7% | HE16 | 83.6% | 78.86% | 96.49%
80% |  | 75% |  | HE17 | 81.08% | 76.05% | 88.74%
80% |  | 75% |  | HE18 | 77.4% | 71.45% | 71.9%
* Wind history is for seven years rather than 10 to maintain comparability with both methods.

## SummerCapacities
Unit Megawatt Capacities - Summer
| UNIT NAME | GENERATION INTERCONNECTION PROJECT CODE | UNIT CODE | COUNTY | FUEL | ZONE | IN SERVICE | 2022 | 2023 | 2024 | 2025 | 2026 | 2027 | 2028 | 2029 | 2030 | 2031
Operational Resources (Thermal)
4 | COMANCHE PEAK U1 |  | CPSES_UNIT1 | SOMERVELL | NUCLEAR | NORTH | 1990 | 1205 | 1205 | 1205 | 1205 | 1205 | 1205 | 1205 | 1205 | 1205 | 1205
5 | COMANCHE PEAK U2 |  | CPSES_UNIT2 | SOMERVELL | NUCLEAR | NORTH | 1993 | 1195 | 1195 | 1195 | 1195 | 1195 | 1195 | 1195 | 1195 | 1195 | 1195
6 | SOUTH TEXAS U1 | 20INR0287 | STP_STP_G1 | MATAGORDA | NUCLEAR | COASTAL | 1988 | 1293.2 | 1293.2 | 1293.2 | 1293.2 | 1293.2 | 1293.2 | 1293.2 | 1293.2 | 1293.2 | 1293.2
7 | SOUTH TEXAS U2 |  | STP_STP_G2 | MATAGORDA | NUCLEAR | COASTAL | 1989 | 1280 | 1280 | 1280 | 1280 | 1280 | 1280 | 1280 | 1280 | 1280 | 1280
8 | COLETO CREEK |  | COLETO_COLETOG1 | GOLIAD | COAL | SOUTH | 1980 | 655 | 655 | 655 | 655 | 655 | 655 | 655 | 655 | 655 | 655
9 | FAYETTE POWER U1 |  | FPPYD1_FPP_G1 | FAYETTE | COAL | SOUTH | 1979 | 604 | 604 | 604 | 604 | 604 | 604 | 604 | 604 | 604 | 604
10 | FAYETTE POWER U2 |  | FPPYD1_FPP_G2 | FAYETTE | COAL | SOUTH | 1980 | 599 | 599 | 599 | 599 | 599 | 599 | 599 | 599 | 599 | 599
11 | FAYETTE POWER U3 |  | FPPYD2_FPP_G3 | FAYETTE | COAL | SOUTH | 1988 | 437 | 437 | 437 | 437 | 437 | 437 | 437 | 437 | 437 | 437
12 | J K SPRUCE U1 |  | CALAVERS_JKS1 | BEXAR | COAL | SOUTH | 1992 | 560 | 560 | 560 | 560 | 560 | 560 | 560 | 560 | 560 | 560
13 | J K SPRUCE U2 |  | CALAVERS_JKS2 | BEXAR | COAL | SOUTH | 2010 | 785 | 785 | 785 | 785 | 785 | 785 | 785 | 785 | 785 | 785
14 | LIMESTONE U1 |  | LEG_LEG_G1 | LIMESTONE | COAL | NORTH | 1985 | 824 | 824 | 824 | 824 | 824 | 824 | 824 | 824 | 824 | 824
15 | LIMESTONE U2 |  | LEG_LEG_G2 | LIMESTONE | COAL | NORTH | 1986 | 836 | 836 | 836 | 836 | 836 | 836 | 836 | 836 | 836 | 836
16 | MARTIN LAKE U1 |  | MLSES_UNIT1 | RUSK | COAL | NORTH | 1977 | 800 | 800 | 800 | 800 | 800 | 800 | 800 | 800 | 800 | 800
17 | MARTIN LAKE U2 |  | MLSES_UNIT2 | RUSK | COAL | NORTH | 1978 | 805 | 805 | 805 | 805 | 805 | 805 | 805 | 805 | 805 | 805
18 | MARTIN LAKE U3 |  | MLSES_UNIT3 | RUSK | COAL | NORTH | 1979 | 805 | 805 | 805 | 805 | 805 | 805 | 805 | 805 | 805 | 805
19 | OAK GROVE SES U1 |  | OGSES_UNIT1A | ROBERTSON | COAL | NORTH | 2010 | 855 | 855 | 855 | 855 | 855 | 855 | 855 | 855 | 855 | 855
20 | OAK GROVE SES U2 |  | OGSES_UNIT2 | ROBERTSON | COAL | NORTH | 2011 | 855 | 855 | 855 | 855 | 855 | 855 | 855 | 855 | 855 | 855
21 | SAN MIGUEL U1 |  | SANMIGL_G1 | ATASCOSA | COAL | SOUTH | 1982 | 391 | 391 | 391 | 391 | 391 | 391 | 391 | 391 | 391 | 391
22 | SANDY CREEK U1 |  | SCES_UNIT1 | MCLENNAN | COAL | NORTH | 2013 | 932.6 | 932.6 | 932.6 | 932.6 | 932.6 | 932.6 | 932.6 | 932.6 | 932.6 | 932.6
23 | TWIN OAKS U1 |  | TNP_ONE_TNP_O_1 | ROBERTSON | COAL | NORTH | 1990 | 155 | 155 | 155 | 155 | 155 | 155 | 155 | 155 | 155 | 155
24 | TWIN OAKS U2 |  | TNP_ONE_TNP_O_2 | ROBERTSON | COAL | NORTH | 1991 | 155 | 155 | 155 | 155 | 155 | 155 | 155 | 155 | 155 | 155
25 | W A PARISH U5 |  | WAP_WAP_G5 | FORT BEND | COAL | HOUSTON | 1977 | 664 | 664 | 664 | 664 | 664 | 664 | 664 | 664 | 664 | 664
26 | W A PARISH U6 |  | WAP_WAP_G6 | FORT BEND | COAL | HOUSTON | 1978 | 663 | 663 | 663 | 663 | 663 | 663 | 663 | 663 | 663 | 663
27 | W A PARISH U7 |  | WAP_WAP_G7 | FORT BEND | COAL | HOUSTON | 1980 | 577 | 577 | 577 | 577 | 577 | 577 | 577 | 577 | 577 | 577
28 | W A PARISH U8 |  | WAP_WAP_G8 | FORT BEND | COAL | HOUSTON | 1982 | 610 | 610 | 610 | 610 | 610 | 610 | 610 | 610 | 610 | 610
29 | ARTHUR VON ROSENBERG 1 CTG 1 |  | BRAUNIG_AVR1_CT1 | BEXAR | GAS-CC | SOUTH | 2000 | 164 | 164 | 164 | 164 | 164 | 164 | 164 | 164 | 164 | 164
30 | ARTHUR VON ROSENBERG 1 CTG 2 |  | BRAUNIG_AVR1_CT2 | BEXAR | GAS-CC | SOUTH | 2000 | 164 | 164 | 164 | 164 | 164 | 164 | 164 | 164 | 164 | 164
31 | ARTHUR VON ROSENBERG 1 STG |  | BRAUNIG_AVR1_ST | BEXAR | GAS-CC | SOUTH | 2000 | 190 | 190 | 190 | 190 | 190 | 190 | 190 | 190 | 190 | 190
32 | ATKINS CTG 7 |  | ATKINS_ATKINSG7 | BRAZOS | GAS-GT | NORTH | 1973 | 18 | 18 | 18 | 18 | 18 | 18 | 18 | 18 | 18 | 18
33 | BARNEY M DAVIS CTG 3 | 20INR0312 | B_DAVIS_B_DAVIG3 | NUECES | GAS-CC | COASTAL | 2010 | 157 | 157 | 157 | 157 | 157 | 157 | 157 | 157 | 157 | 157
34 | BARNEY M DAVIS CTG 4 | 20INR0312 | B_DAVIS_B_DAVIG4 | NUECES | GAS-CC | COASTAL | 2010 | 157 | 157 | 157 | 157 | 157 | 157 | 157 | 157 | 157 | 157
35 | BARNEY M DAVIS STG 1 | 20INR0312 | B_DAVIS_B_DAVIG1 | NUECES | GAS-ST | COASTAL | 1974 | 300 | 300 | 300 | 300 | 300 | 300 | 300 | 300 | 300 | 300
36 | BARNEY M DAVIS STG 2 | 20INR0312 | B_DAVIS_B_DAVIG2 | NUECES | GAS-CC | COASTAL | 1976 | 319 | 319 | 319 | 319 | 319 | 319 | 319 | 319 | 319 | 319
37 | BASTROP ENERGY CENTER CTG 1 |  | BASTEN_GTG1100 | BASTROP | GAS-CC | SOUTH | 2002 | 150 | 150 | 150 | 150 | 150 | 150 | 150 | 150 | 150 | 150
38 | BASTROP ENERGY CENTER CTG 2 |  | BASTEN_GTG2100 | BASTROP | GAS-CC | SOUTH | 2002 | 150 | 150 | 150 | 150 | 150 | 150 | 150 | 150 | 150 | 150
39 | BASTROP ENERGY CENTER STG |  | BASTEN_ST0100 | BASTROP | GAS-CC | SOUTH | 2002 | 233 | 233 | 233 | 233 | 233 | 233 | 233 | 233 | 233 | 233
40 | BOSQUE ENERGY CENTER CTG 1 |  | BOSQUESW_BSQSU_1 | BOSQUE | GAS-CC | NORTH | 2000 | 143 | 143 | 143 | 143 | 143 | 143 | 143 | 143 | 143 | 143
41 | BOSQUE ENERGY CENTER CTG 2 |  | BOSQUESW_BSQSU_2 | BOSQUE | GAS-CC | NORTH | 2000 | 143 | 143 | 143 | 143 | 143 | 143 | 143 | 143 | 143 | 143
42 | BOSQUE ENERGY CENTER CTG 3 |  | BOSQUESW_BSQSU_3 | BOSQUE | GAS-CC | NORTH | 2001 | 145 | 145 | 145 | 145 | 145 | 145 | 145 | 145 | 145 | 145
43 | BOSQUE ENERGY CENTER STG 4 |  | BOSQUESW_BSQSU_4 | BOSQUE | GAS-CC | NORTH | 2001 | 79.5 | 79.5 | 79.5 | 79.5 | 79.5 | 79.5 | 79.5 | 79.5 | 79.5 | 79.5
44 | BOSQUE ENERGY CENTER STG 5 |  | BOSQUESW_BSQSU_5 | BOSQUE | GAS-CC | NORTH | 2009 | 213.5 | 213.5 | 213.5 | 213.5 | 213.5 | 213.5 | 213.5 | 213.5 | 213.5 | 213.5
45 | BRAZOS VALLEY CTG 1 |  | BVE_UNIT1 | FORT BEND | GAS-CC | HOUSTON | 2003 | 149.7 | 149.7 | 149.7 | 149.7 | 149.7 | 149.7 | 149.7 | 149.7 | 149.7 | 149.7
46 | BRAZOS VALLEY CTG 2 |  | BVE_UNIT2 | FORT BEND | GAS-CC | HOUSTON | 2003 | 149.7 | 149.7 | 149.7 | 149.7 | 149.7 | 149.7 | 149.7 | 149.7 | 149.7 | 149.7
47 | BRAZOS VALLEY STG 3 |  | BVE_UNIT3 | FORT BEND | GAS-CC | HOUSTON | 2003 | 257.9 | 257.9 | 257.9 | 257.9 | 257.9 | 257.9 | 257.9 | 257.9 | 257.9 | 257.9
48 | CALENERGY-FALCON SEABOARD CTG 1 |  | FLCNS_UNIT1 | HOWARD | GAS-CC | WEST | 1987 | 75 | 75 | 75 | 75 | 75 | 75 | 75 | 75 | 75 | 75
49 | CALENERGY-FALCON SEABOARD CTG 2 |  | FLCNS_UNIT2 | HOWARD | GAS-CC | WEST | 1987 | 75 | 75 | 75 | 75 | 75 | 75 | 75 | 75 | 75 | 75
50 | CALENERGY-FALCON SEABOARD STG 3 |  | FLCNS_UNIT3 | HOWARD | GAS-CC | WEST | 1988 | 70 | 70 | 70 | 70 | 70 | 70 | 70 | 70 | 70 | 70
51 | CALHOUN (PORT COMFORT) CTG 1 |  | CALHOUN_UNIT1 | CALHOUN | GAS-GT | COASTAL | 2017 | 44 | 44 | 44 | 44 | 44 | 44 | 44 | 44 | 44 | 44
52 | CALHOUN (PORT COMFORT) CTG 2 |  | CALHOUN_UNIT2 | CALHOUN | GAS-GT | COASTAL | 2017 | 44 | 44 | 44 | 44 | 44 | 44 | 44 | 44 | 44 | 44
53 | CASTLEMAN CHAMON CTG 1 |  | CHAMON_CTG_0101 | HARRIS | GAS-GT | HOUSTON | 2017 | 44 | 44 | 44 | 44 | 44 | 44 | 44 | 44 | 44 | 44
54 | CASTLEMAN CHAMON CTG 2 |  | CHAMON_CTG_0301 | HARRIS | GAS-GT | HOUSTON | 2017 | 44 | 44 | 44 | 44 | 44 | 44 | 44 | 44 | 44 | 44
55 | CEDAR BAYOU 4 CTG 1 |  | CBY4_CT41 | CHAMBERS | GAS-CC | HOUSTON | 2009 | 163 | 163 | 163 | 163 | 163 | 163 | 163 | 163 | 163 | 163
56 | CEDAR BAYOU 4 CTG 2 |  | CBY4_CT42 | CHAMBERS | GAS-CC | HOUSTON | 2009 | 163 | 163 | 163 | 163 | 163 | 163 | 163 | 163 | 163 | 163
57 | CEDAR BAYOU 4 STG |  | CBY4_ST04 | CHAMBERS | GAS-CC | HOUSTON | 2009 | 178 | 178 | 178 | 178 | 178 | 178 | 178 | 178 | 178 | 178
58 | CEDAR BAYOU STG 1 |  | CBY_CBY_G1 | CHAMBERS | GAS-ST | HOUSTON | 1970 | 745 | 745 | 745 | 745 | 745 | 745 | 745 | 745 | 745 | 745
59 | CEDAR BAYOU STG 2 |  | CBY_CBY_G2 | CHAMBERS | GAS-ST | HOUSTON | 1972 | 749 | 749 | 749 | 749 | 749 | 749 | 749 | 749 | 749 | 749
60 | COLORADO BEND ENERGY CENTER CTG 1 |  | CBEC_GT1 | WHARTON | GAS-CC | SOUTH | 2007 | 79.9 | 79.9 | 79.9 | 79.9 | 79.9 | 79.9 | 79.9 | 79.9 | 79.9 | 79.9
61 | COLORADO BEND ENERGY CENTER CTG 2 |  | CBEC_GT2 | WHARTON | GAS-CC | SOUTH | 2007 | 71.9 | 71.9 | 71.9 | 71.9 | 71.9 | 71.9 | 71.9 | 71.9 | 71.9 | 71.9
62 | COLORADO BEND ENERGY CENTER CTG 3 |  | CBEC_GT3 | WHARTON | GAS-CC | SOUTH | 2008 | 78.9 | 78.9 | 78.9 | 78.9 | 78.9 | 78.9 | 78.9 | 78.9 | 78.9 | 78.9
63 | COLORADO BEND ENERGY CENTER CTG 4 |  | CBEC_GT4 | WHARTON | GAS-CC | SOUTH | 2008 | 72.9 | 72.9 | 72.9 | 72.9 | 72.9 | 72.9 | 72.9 | 72.9 | 72.9 | 72.9
64 | COLORADO BEND ENERGY CENTER STG 1 |  | CBEC_STG1 | WHARTON | GAS-CC | SOUTH | 2007 | 102 | 102 | 102 | 102 | 102 | 102 | 102 | 102 | 102 | 102
65 | COLORADO BEND ENERGY CENTER STG 2 |  | CBEC_STG2 | WHARTON | GAS-CC | SOUTH | 2008 | 107 | 107 | 107 | 107 | 107 | 107 | 107 | 107 | 107 | 107
66 | COLORADO BEND II CTG 7 | 18INR0077 | CBECII_CT7 | WHARTON | GAS-CC | SOUTH | 2017 | 329.3 | 329.3 | 329.3 | 329.3 | 329.3 | 329.3 | 329.3 | 329.3 | 329.3 | 329.3
67 | COLORADO BEND II CTG 8 | 18INR0077 | CBECII_CT8 | WHARTON | GAS-CC | SOUTH | 2017 | 335 | 335 | 335 | 335 | 335 | 335 | 335 | 335 | 335 | 335
68 | COLORADO BEND II STG 9 | 18INR0077 | CBECII_STG9 | WHARTON | GAS-CC | SOUTH | 2017 | 478.4 | 478.4 | 478.4 | 478.4 | 478.4 | 478.4 | 478.4 | 478.4 | 478.4 | 478.4
69 | CVC CHANNELVIEW CTG 1 |  | CVC_CVC_G1 | HARRIS | GAS-CC | HOUSTON | 2008 | 169 | 169 | 169 | 169 | 169 | 169 | 169 | 169 | 169 | 169
70 | CVC CHANNELVIEW CTG 2 |  | CVC_CVC_G2 | HARRIS | GAS-CC | HOUSTON | 2008 | 165 | 165 | 165 | 165 | 165 | 165 | 165 | 165 | 165 | 165
71 | CVC CHANNELVIEW CTG 3 |  | CVC_CVC_G3 | HARRIS | GAS-CC | HOUSTON | 2008 | 165 | 165 | 165 | 165 | 165 | 165 | 165 | 165 | 165 | 165
72 | CVC CHANNELVIEW STG 5 |  | CVC_CVC_G5 | HARRIS | GAS-CC | HOUSTON | 2008 | 144 | 144 | 144 | 144 | 144 | 144 | 144 | 144 | 144 | 144
73 | DANSBY CTG 2 |  | DANSBY_DANSBYG2 | BRAZOS | GAS-GT | NORTH | 2004 | 45 | 45 | 45 | 45 | 45 | 45 | 45 | 45 | 45 | 45
74 | DANSBY CTG 3 |  | DANSBY_DANSBYG3 | BRAZOS | GAS-GT | NORTH | 2010 | 47 | 47 | 47 | 47 | 47 | 47 | 47 | 47 | 47 | 47
75 | DANSBY STG 1 |  | DANSBY_DANSBYG1 | BRAZOS | GAS-ST | NORTH | 1978 | 107 | 107 | 107 | 107 | 107 | 107 | 107 | 107 | 107 | 107
76 | DECKER CREEK CTG 1 |  | DECKER_DPGT_1 | TRAVIS | GAS-GT | SOUTH | 1989 | 48 | 48 | 48 | 48 | 48 | 48 | 48 | 48 | 48 | 48
77 | DECKER CREEK CTG 2 |  | DECKER_DPGT_2 | TRAVIS | GAS-GT | SOUTH | 1989 | 48 | 48 | 48 | 48 | 48 | 48 | 48 | 48 | 48 | 48
78 | DECKER CREEK CTG 3 |  | DECKER_DPGT_3 | TRAVIS | GAS-GT | SOUTH | 1989 | 48 | 48 | 48 | 48 | 48 | 48 | 48 | 48 | 48 | 48
79 | DECKER CREEK CTG 4 |  | DECKER_DPGT_4 | TRAVIS | GAS-GT | SOUTH | 1989 | 48 | 48 | 48 | 48 | 48 | 48 | 48 | 48 | 48 | 48
80 | DECKER CREEK STG 2 |  | DECKER_DPG2 | TRAVIS | GAS-ST | SOUTH | 1978 | 420 | 420 | 420 | 420 | 420 | 420 | 420 | 420 | 420 | 420
81 | DECORDOVA CTG 1 |  | DCSES_CT10 | HOOD | GAS-GT | NORTH | 1990 | 69 | 69 | 69 | 69 | 69 | 69 | 69 | 69 | 69 | 69
82 | DECORDOVA CTG 2 |  | DCSES_CT20 | HOOD | GAS-GT | NORTH | 1990 | 69 | 69 | 69 | 69 | 69 | 69 | 69 | 69 | 69 | 69
83 | DECORDOVA CTG 3 |  | DCSES_CT30 | HOOD | GAS-GT | NORTH | 1990 | 68 | 68 | 68 | 68 | 68 | 68 | 68 | 68 | 68 | 68
84 | DECORDOVA CTG 4 |  | DCSES_CT40 | HOOD | GAS-GT | NORTH | 1990 | 69 | 69 | 69 | 69 | 69 | 69 | 69 | 69 | 69 | 69
85 | DEER PARK ENERGY CENTER CTG 1 |  | DDPEC_GT1 | HARRIS | GAS-CC | HOUSTON | 2002 | 172 | 172 | 172 | 172 | 172 | 172 | 172 | 172 | 172 | 172
86 | DEER PARK ENERGY CENTER CTG 2 |  | DDPEC_GT2 | HARRIS | GAS-CC | HOUSTON | 2002 | 182 | 182 | 182 | 182 | 182 | 182 | 182 | 182 | 182 | 182
87 | DEER PARK ENERGY CENTER CTG 3 |  | DDPEC_GT3 | HARRIS | GAS-CC | HOUSTON | 2002 | 172 | 172 | 172 | 172 | 172 | 172 | 172 | 172 | 172 | 172
88 | DEER PARK ENERGY CENTER CTG 4 |  | DDPEC_GT4 | HARRIS | GAS-CC | HOUSTON | 2002 | 182 | 182 | 182 | 182 | 182 | 182 | 182 | 182 | 182 | 182
89 | DEER PARK ENERGY CENTER CTG 6 |  | DDPEC_GT6 | HARRIS | GAS-CC | HOUSTON | 2014 | 156 | 156 | 156 | 156 | 156 | 156 | 156 | 156 | 156 | 156
90 | DEER PARK ENERGY CENTER STG 1 |  | DDPEC_ST1 | HARRIS | GAS-CC | HOUSTON | 2002 | 287 | 287 | 287 | 287 | 287 | 287 | 287 | 287 | 287 | 287
91 | DENTON ENERGY CENTER IC A |  | DEC_AGR_A | DENTON | GAS-IC | NORTH | 2018 | 56.5 | 56.5 | 56.5 | 56.5 | 56.5 | 56.5 | 56.5 | 56.5 | 56.5 | 56.5
92 | DENTON ENERGY CENTER IC B |  | DEC_AGR_B | DENTON | GAS-IC | NORTH | 2018 | 56.5 | 56.5 | 56.5 | 56.5 | 56.5 | 56.5 | 56.5 | 56.5 | 56.5 | 56.5
93 | DENTON ENERGY CENTER IC C |  | DEC_AGR_C | DENTON | GAS-IC | NORTH | 2018 | 56.5 | 56.5 | 56.5 | 56.5 | 56.5 | 56.5 | 56.5 | 56.5 | 56.5 | 56.5
94 | DENTON ENERGY CENTER IC D |  | DEC_AGR_D | DENTON | GAS-IC | NORTH | 2018 | 56.5 | 56.5 | 56.5 | 56.5 | 56.5 | 56.5 | 56.5 | 56.5 | 56.5 | 56.5
95 | ECTOR COUNTY ENERGY CTG 1 |  | ECEC_G1 | ECTOR | GAS-GT | WEST | 2015 | 147 | 147 | 147 | 147 | 147 | 147 | 147 | 147 | 147 | 147
96 | ECTOR COUNTY ENERGY CTG 2 |  | ECEC_G2 | ECTOR | GAS-GT | WEST | 2015 | 147 | 147 | 147 | 147 | 147 | 147 | 147 | 147 | 147 | 147
97 | ELK STATION IC 3 |  | AEEC_ELK_3 | HALE | GAS-IC | PANHANDLE | 2016 | 190 | 190 | 190 | 190 | 190 | 190 | 190 | 190 | 190 | 190
98 | ENNIS POWER STATION CTG 2 |  | ETCCS_CT1 | ELLIS | GAS-CC | NORTH | 2002 | 204 | 204 | 204 | 204 | 204 | 204 | 204 | 204 | 204 | 204
99 | ENNIS POWER STATION STG 1 |  | ETCCS_UNIT1 | ELLIS | GAS-CC | NORTH | 2002 | 115 | 115 | 115 | 115 | 115 | 115 | 115 | 115 | 115 | 115
100 | EXTEX LAPORTE GEN STN CTG 1 |  | AZ_AZ_G1 | HARRIS | GAS-GT | HOUSTON | 2009 | 36 | 36 | 36 | 36 | 36 | 36 | 36 | 36 | 36 | 36
101 | EXTEX LAPORTE GEN STN CTG 2 |  | AZ_AZ_G2 | HARRIS | GAS-GT | HOUSTON | 2009 | 36 | 36 | 36 | 36 | 36 | 36 | 36 | 36 | 36 | 36
102 | EXTEX LAPORTE GEN STN CTG 3 |  | AZ_AZ_G3 | HARRIS | GAS-GT | HOUSTON | 2009 | 36 | 36 | 36 | 36 | 36 | 36 | 36 | 36 | 36 | 36
103 | EXTEX LAPORTE GEN STN CTG 4 |  | AZ_AZ_G4 | HARRIS | GAS-GT | HOUSTON | 2009 | 36 | 36 | 36 | 36 | 36 | 36 | 36 | 36 | 36 | 36
104 | FERGUSON REPLACEMENT CTG 1 |  | FERGCC_FERGGT1 | LLANO | GAS-CC | SOUTH | 2014 | 169 | 169 | 169 | 169 | 169 | 169 | 169 | 169 | 169 | 169
105 | FERGUSON REPLACEMENT CTG 2 |  | FERGCC_FERGGT2 | LLANO | GAS-CC | SOUTH | 2014 | 169 | 169 | 169 | 169 | 169 | 169 | 169 | 169 | 169 | 169
106 | FERGUSON REPLACEMENT STG 1 |  | FERGCC_FERGST1 | LLANO | GAS-CC | SOUTH | 2014 | 182 | 182 | 182 | 182 | 182 | 182 | 182 | 182 | 182 | 182
107 | FORNEY ENERGY CENTER CTG 11 |  | FRNYPP_GT11 | KAUFMAN | GAS-CC | NORTH | 2003 | 165 | 165 | 165 | 165 | 165 | 165 | 165 | 165 | 165 | 165
108 | FORNEY ENERGY CENTER CTG 12 |  | FRNYPP_GT12 | KAUFMAN | GAS-CC | NORTH | 2003 | 157 | 157 | 157 | 157 | 157 | 157 | 157 | 157 | 157 | 157
109 | FORNEY ENERGY CENTER CTG 13 |  | FRNYPP_GT13 | KAUFMAN | GAS-CC | NORTH | 2003 | 157 | 157 | 157 | 157 | 157 | 157 | 157 | 157 | 157 | 157
110 | FORNEY ENERGY CENTER CTG 21 |  | FRNYPP_GT21 | KAUFMAN | GAS-CC | NORTH | 2003 | 165 | 165 | 165 | 165 | 165 | 165 | 165 | 165 | 165 | 165
111 | FORNEY ENERGY CENTER CTG 22 |  | FRNYPP_GT22 | KAUFMAN | GAS-CC | NORTH | 2003 | 157 | 157 | 157 | 157 | 157 | 157 | 157 | 157 | 157 | 157
112 | FORNEY ENERGY CENTER CTG 23 |  | FRNYPP_GT23 | KAUFMAN | GAS-CC | NORTH | 2003 | 157 | 157 | 157 | 157 | 157 | 157 | 157 | 157 | 157 | 157
113 | FORNEY ENERGY CENTER STG 10 |  | FRNYPP_ST10 | KAUFMAN | GAS-CC | NORTH | 2003 | 406 | 406 | 406 | 406 | 406 | 406 | 406 | 406 | 406 | 406
114 | FORNEY ENERGY CENTER STG 20 |  | FRNYPP_ST20 | KAUFMAN | GAS-CC | NORTH | 2003 | 406 | 406 | 406 | 406 | 406 | 406 | 406 | 406 | 406 | 406
115 | FREESTONE ENERGY CENTER CTG 1 |  | FREC_GT1 | FREESTONE | GAS-CC | NORTH | 2002 | 147 | 147 | 147 | 147 | 147 | 147 | 147 | 147 | 147 | 147
116 | FREESTONE ENERGY CENTER CTG 2 |  | FREC_GT2 | FREESTONE | GAS-CC | NORTH | 2002 | 147 | 147 | 147 | 147 | 147 | 147 | 147 | 147 | 147 | 147
117 | FREESTONE ENERGY CENTER CTG 4 |  | FREC_GT4 | FREESTONE | GAS-CC | NORTH | 2002 | 145 | 145 | 145 | 145 | 145 | 145 | 145 | 145 | 145 | 145
118 | FREESTONE ENERGY CENTER CTG 5 |  | FREC_GT5 | FREESTONE | GAS-CC | NORTH | 2002 | 145 | 145 | 145 | 145 | 145 | 145 | 145 | 145 | 145 | 145
119 | FREESTONE ENERGY CENTER STG 3 |  | FREC_ST3 | FREESTONE | GAS-CC | NORTH | 2002 | 169 | 169 | 169 | 169 | 169 | 169 | 169 | 169 | 169 | 169
120 | FREESTONE ENERGY CENTER STG 6 |  | FREC_ST6 | FREESTONE | GAS-CC | NORTH | 2002 | 168 | 168 | 168 | 168 | 168 | 168 | 168 | 168 | 168 | 168
121 | FRIENDSWOOD G CTG 1 (FORMERLY TEJAS POWER GENERATION) |  | FEGC_UNIT1 | HARRIS | GAS-GT | HOUSTON | 2018 | 119 | 119 | 119 | 119 | 119 | 119 | 119 | 119 | 119 | 119
122 | GRAHAM STG 1 |  | GRSES_UNIT1 | YOUNG | GAS-ST | WEST | 1960 | 234 | 234 | 234 | 234 | 234 | 234 | 234 | 234 | 234 | 234
123 | GRAHAM STG 2 |  | GRSES_UNIT2 | YOUNG | GAS-ST | WEST | 1969 | 390 | 390 | 390 | 390 | 390 | 390 | 390 | 390 | 390 | 390
124 | GREENS BAYOU CTG 73 |  | GBY_GBYGT73 | HARRIS | GAS-GT | HOUSTON | 1976 | 56 | 56 | 56 | 56 | 56 | 56 | 56 | 56 | 56 | 56
125 | GREENS BAYOU CTG 74 |  | GBY_GBYGT74 | HARRIS | GAS-GT | HOUSTON | 1976 | 56 | 56 | 56 | 56 | 56 | 56 | 56 | 56 | 56 | 56
126 | GREENS BAYOU CTG 81 |  | GBY_GBYGT81 | HARRIS | GAS-GT | HOUSTON | 1976 | 56 | 56 | 56 | 56 | 56 | 56 | 56 | 56 | 56 | 56
127 | GREENS BAYOU CTG 82 |  | GBY_GBYGT82 | HARRIS | GAS-GT | HOUSTON | 1976 | 50 | 50 | 50 | 50 | 50 | 50 | 50 | 50 | 50 | 50
128 | GREENS BAYOU CTG 83 |  | GBY_GBYGT83 | HARRIS | GAS-GT | HOUSTON | 1976 | 56 | 56 | 56 | 56 | 56 | 56 | 56 | 56 | 56 | 56
129 | GREENS BAYOU CTG 84 |  | GBY_GBYGT84 | HARRIS | GAS-GT | HOUSTON | 1976 | 56 | 56 | 56 | 56 | 56 | 56 | 56 | 56 | 56 | 56
130 | GREENVILLE IC ENGINE PLANT IC 1 |  | STEAM_ENGINE_1 | HUNT | GAS-IC | NORTH | 2010 | 8.2 | 8.2 | 8.2 | 8.2 | 8.2 | 8.2 | 8.2 | 8.2 | 8.2 | 8.2
131 | GREENVILLE IC ENGINE PLANT IC 2 |  | STEAM_ENGINE_2 | HUNT | GAS-IC | NORTH | 2010 | 8.2 | 8.2 | 8.2 | 8.2 | 8.2 | 8.2 | 8.2 | 8.2 | 8.2 | 8.2
132 | GREENVILLE IC ENGINE PLANT IC 3 |  | STEAM_ENGINE_3 | HUNT | GAS-IC | NORTH | 2010 | 8.2 | 8.2 | 8.2 | 8.2 | 8.2 | 8.2 | 8.2 | 8.2 | 8.2 | 8.2
133 | GUADALUPE ENERGY CENTER CTG 1 |  | GUADG_GAS1 | GUADALUPE | GAS-CC | SOUTH | 2000 | 143 | 143 | 143 | 143 | 143 | 143 | 143 | 143 | 143 | 143
134 | GUADALUPE ENERGY CENTER CTG 2 |  | GUADG_GAS2 | GUADALUPE | GAS-CC | SOUTH | 2000 | 143 | 143 | 143 | 143 | 143 | 143 | 143 | 143 | 143 | 143
135 | GUADALUPE ENERGY CENTER CTG 3 |  | GUADG_GAS3 | GUADALUPE | GAS-CC | SOUTH | 2000 | 141 | 141 | 141 | 141 | 141 | 141 | 141 | 141 | 141 | 141
136 | GUADALUPE ENERGY CENTER CTG 4 |  | GUADG_GAS4 | GUADALUPE | GAS-CC | SOUTH | 2000 | 141 | 141 | 141 | 141 | 141 | 141 | 141 | 141 | 141 | 141
137 | GUADALUPE ENERGY CENTER STG 5 |  | GUADG_STM5 | GUADALUPE | GAS-CC | SOUTH | 2000 | 198 | 198 | 198 | 198 | 198 | 198 | 198 | 198 | 198 | 198
138 | GUADALUPE ENERGY CENTER STG 6 |  | GUADG_STM6 | GUADALUPE | GAS-CC | SOUTH | 2000 | 198 | 198 | 198 | 198 | 198 | 198 | 198 | 198 | 198 | 198
139 | HANDLEY STG 3 |  | HLSES_UNIT3 | TARRANT | GAS-ST | NORTH | 1963 | 395 | 395 | 395 | 395 | 395 | 395 | 395 | 395 | 395 | 395
140 | HANDLEY STG 4 |  | HLSES_UNIT4 | TARRANT | GAS-ST | NORTH | 1976 | 435 | 435 | 435 | 435 | 435 | 435 | 435 | 435 | 435 | 435
141 | HANDLEY STG 5 |  | HLSES_UNIT5 | TARRANT | GAS-ST | NORTH | 1977 | 435 | 435 | 435 | 435 | 435 | 435 | 435 | 435 | 435 | 435
142 | HAYS ENERGY FACILITY CSG 1 |  | HAYSEN_HAYSENG1 | HAYS | GAS-CC | SOUTH | 2002 | 210 | 210 | 210 | 210 | 210 | 210 | 210 | 210 | 210 | 210
143 | HAYS ENERGY FACILITY CSG 2 | 21INR0527 | HAYSEN_HAYSENG2 | HAYS | GAS-CC | SOUTH | 2002 | 211 | 211 | 211 | 211 | 211 | 211 | 211 | 211 | 211 | 211
144 | HAYS ENERGY FACILITY CSG 3 | 21INR0527 | HAYSEN_HAYSENG3 | HAYS | GAS-CC | SOUTH | 2002 | 210 | 210 | 210 | 210 | 210 | 210 | 210 | 210 | 210 | 210
145 | HAYS ENERGY FACILITY CSG 4 |  | HAYSEN_HAYSENG4 | HAYS | GAS-CC | SOUTH | 2002 | 213 | 213 | 213 | 213 | 213 | 213 | 213 | 213 | 213 | 213
146 | HIDALGO ENERGY CENTER CTG 1 |  | DUKE_DUKE_GT1 | HIDALGO | GAS-CC | SOUTH | 2000 | 149 | 149 | 149 | 149 | 149 | 149 | 149 | 149 | 149 | 149
147 | HIDALGO ENERGY CENTER CTG 2 |  | DUKE_DUKE_GT2 | HIDALGO | GAS-CC | SOUTH | 2000 | 149 | 149 | 149 | 149 | 149 | 149 | 149 | 149 | 149 | 149
148 | HIDALGO ENERGY CENTER STG 1 |  | DUKE_DUKE_ST1 | HIDALGO | GAS-CC | SOUTH | 2000 | 168 | 168 | 168 | 168 | 168 | 168 | 168 | 168 | 168 | 168
149 | JACK COUNTY GEN FACILITY CTG 1 |  | JACKCNTY_CT1 | JACK | GAS-CC | NORTH | 2006 | 155 | 155 | 155 | 155 | 155 | 155 | 155 | 155 | 155 | 155
150 | JACK COUNTY GEN FACILITY CTG 2 |  | JACKCNTY_CT2 | JACK | GAS-CC | NORTH | 2006 | 155 | 155 | 155 | 155 | 155 | 155 | 155 | 155 | 155 | 155
151 | JACK COUNTY GEN FACILITY CTG 3 |  | JCKCNTY2_CT3 | JACK | GAS-CC | NORTH | 2011 | 150 | 150 | 150 | 150 | 150 | 150 | 150 | 150 | 150 | 150
152 | JACK COUNTY GEN FACILITY CTG 4 |  | JCKCNTY2_CT4 | JACK | GAS-CC | NORTH | 2011 | 150 | 150 | 150 | 150 | 150 | 150 | 150 | 150 | 150 | 150
153 | JACK COUNTY GEN FACILITY STG 1 |  | JACKCNTY_STG | JACK | GAS-CC | NORTH | 2006 | 295 | 295 | 295 | 295 | 295 | 295 | 295 | 295 | 295 | 295
154 | JACK COUNTY GEN FACILITY STG 2 |  | JCKCNTY2_ST2 | JACK | GAS-CC | NORTH | 2011 | 295 | 295 | 295 | 295 | 295 | 295 | 295 | 295 | 295 | 295
155 | JOHNSON COUNTY GEN FACILITY CTG 1 |  | TEN_CT1 | JOHNSON | GAS-CC | NORTH | 1997 | 163 | 163 | 163 | 163 | 163 | 163 | 163 | 163 | 163 | 163
156 | JOHNSON COUNTY GEN FACILITY STG 1 |  | TEN_STG | JOHNSON | GAS-CC | NORTH | 1997 | 106 | 106 | 106 | 106 | 106 | 106 | 106 | 106 | 106 | 106
157 | LAKE HUBBARD STG 1 |  | LHSES_UNIT1 | DALLAS | GAS-ST | NORTH | 1970 | 392 | 392 | 392 | 392 | 392 | 392 | 392 | 392 | 392 | 392
158 | LAKE HUBBARD STG 2 |  | LHSES_UNIT2A | DALLAS | GAS-ST | NORTH | 1973 | 523 | 523 | 523 | 523 | 523 | 523 | 523 | 523 | 523 | 523
159 | LAMAR ENERGY CENTER CTG 11 |  | LPCCS_CT11 | LAMAR | GAS-CC | NORTH | 2000 | 153 | 153 | 153 | 153 | 153 | 153 | 153 | 153 | 153 | 153
160 | LAMAR ENERGY CENTER CTG 12 |  | LPCCS_CT12 | LAMAR | GAS-CC | NORTH | 2000 | 145 | 145 | 145 | 145 | 145 | 145 | 145 | 145 | 145 | 145
161 | LAMAR ENERGY CENTER CTG 21 |  | LPCCS_CT21 | LAMAR | GAS-CC | NORTH | 2000 | 145 | 145 | 145 | 145 | 145 | 145 | 145 | 145 | 145 | 145
162 | LAMAR ENERGY CENTER CTG 22 |  | LPCCS_CT22 | LAMAR | GAS-CC | NORTH | 2000 | 153 | 153 | 153 | 153 | 153 | 153 | 153 | 153 | 153 | 153
163 | LAMAR ENERGY CENTER STG 1 |  | LPCCS_UNIT1 | LAMAR | GAS-CC | NORTH | 2000 | 204 | 204 | 204 | 204 | 204 | 204 | 204 | 204 | 204 | 204
164 | LAMAR ENERGY CENTER STG 2 |  | LPCCS_UNIT2 | LAMAR | GAS-CC | NORTH | 2000 | 204 | 204 | 204 | 204 | 204 | 204 | 204 | 204 | 204 | 204
165 | LAREDO CTG 4 |  | LARDVFTN_G4 | WEBB | GAS-GT | SOUTH | 2008 | 90.1 | 90.1 | 90.1 | 90.1 | 90.1 | 90.1 | 90.1 | 90.1 | 90.1 | 90.1
166 | LAREDO CTG 5 |  | LARDVFTN_G5 | WEBB | GAS-GT | SOUTH | 2008 | 87.3 | 87.3 | 87.3 | 87.3 | 87.3 | 87.3 | 87.3 | 87.3 | 87.3 | 87.3
167 | LEON CREEK PEAKER CTG 1 |  | LEON_CRK_LCPCT1 | BEXAR | GAS-GT | SOUTH | 2004 | 46 | 46 | 46 | 46 | 46 | 46 | 46 | 46 | 46 | 46
168 | LEON CREEK PEAKER CTG 2 |  | LEON_CRK_LCPCT2 | BEXAR | GAS-GT | SOUTH | 2004 | 46 | 46 | 46 | 46 | 46 | 46 | 46 | 46 | 46 | 46
169 | LEON CREEK PEAKER CTG 3 |  | LEON_CRK_LCPCT3 | BEXAR | GAS-GT | SOUTH | 2004 | 46 | 46 | 46 | 46 | 46 | 46 | 46 | 46 | 46 | 46
170 | LEON CREEK PEAKER CTG 4 |  | LEON_CRK_LCPCT4 | BEXAR | GAS-GT | SOUTH | 2004 | 46 | 46 | 46 | 46 | 46 | 46 | 46 | 46 | 46 | 46
171 | LOST PINES POWER CTG 1 |  | LOSTPI_LOSTPGT1 | BASTROP | GAS-CC | SOUTH | 2001 | 170 | 170 | 170 | 170 | 170 | 170 | 170 | 170 | 170 | 170
172 | LOST PINES POWER CTG 2 |  | LOSTPI_LOSTPGT2 | BASTROP | GAS-CC | SOUTH | 2001 | 170 | 170 | 170 | 170 | 170 | 170 | 170 | 170 | 170 | 170
173 | LOST PINES POWER STG 1 |  | LOSTPI_LOSTPST1 | BASTROP | GAS-CC | SOUTH | 2001 | 188 | 188 | 188 | 188 | 188 | 188 | 188 | 188 | 188 | 188
174 | MAGIC VALLEY STATION CTG 1 |  | NEDIN_NEDIN_G1 | HIDALGO | GAS-CC | SOUTH | 2001 | 215 | 215 | 215 | 215 | 215 | 215 | 215 | 215 | 215 | 215
175 | MAGIC VALLEY STATION CTG 2 |  | NEDIN_NEDIN_G2 | HIDALGO | GAS-CC | SOUTH | 2001 | 215 | 215 | 215 | 215 | 215 | 215 | 215 | 215 | 215 | 215
176 | MAGIC VALLEY STATION STG 3 |  | NEDIN_NEDIN_G3 | HIDALGO | GAS-CC | SOUTH | 2001 | 236 | 236 | 236 | 236 | 236 | 236 | 236 | 236 | 236 | 236
177 | MIDLOTHIAN ENERGY FACILITY CTG 1 |  | MDANP_CT1 | ELLIS | GAS-CC | NORTH | 2001 | 229 | 229 | 229 | 229 | 229 | 229 | 229 | 229 | 229 | 229
178 | MIDLOTHIAN ENERGY FACILITY CTG 2 | 21INR0534 | MDANP_CT2 | ELLIS | GAS-CC | NORTH | 2001 | 227 | 227 | 227 | 227 | 227 | 227 | 227 | 227 | 227 | 227
179 | MIDLOTHIAN ENERGY FACILITY CTG 3 |  | MDANP_CT3 | ELLIS | GAS-CC | NORTH | 2001 | 227 | 227 | 227 | 227 | 227 | 227 | 227 | 227 | 227 | 227
180 | MIDLOTHIAN ENERGY FACILITY CTG 4 | 21INR0534 | MDANP_CT4 | ELLIS | GAS-CC | NORTH | 2001 | 227 | 227 | 227 | 227 | 227 | 227 | 227 | 227 | 227 | 227
181 | MIDLOTHIAN ENERGY FACILITY CTG 5 |  | MDANP_CT5 | ELLIS | GAS-CC | NORTH | 2002 | 241 | 241 | 241 | 241 | 241 | 241 | 241 | 241 | 241 | 241
182 | MIDLOTHIAN ENERGY FACILITY CTG 6 |  | MDANP_CT6 | ELLIS | GAS-CC | NORTH | 2002 | 243 | 243 | 243 | 243 | 243 | 243 | 243 | 243 | 243 | 243
183 | MORGAN CREEK CTG 1 |  | MGSES_CT1 | MITCHELL | GAS-GT | WEST | 1988 | 66 | 66 | 66 | 66 | 66 | 66 | 66 | 66 | 66 | 66
184 | MORGAN CREEK CTG 2 |  | MGSES_CT2 | MITCHELL | GAS-GT | WEST | 1988 | 65 | 65 | 65 | 65 | 65 | 65 | 65 | 65 | 65 | 65
185 | MORGAN CREEK CTG 3 |  | MGSES_CT3 | MITCHELL | GAS-GT | WEST | 1988 | 65 | 65 | 65 | 65 | 65 | 65 | 65 | 65 | 65 | 65
186 | MORGAN CREEK CTG 4 |  | MGSES_CT4 | MITCHELL | GAS-GT | WEST | 1988 | 67 | 67 | 67 | 67 | 67 | 67 | 67 | 67 | 67 | 67
187 | MORGAN CREEK CTG 5 |  | MGSES_CT5 | MITCHELL | GAS-GT | WEST | 1988 | 67 | 67 | 67 | 67 | 67 | 67 | 67 | 67 | 67 | 67
188 | MORGAN CREEK CTG 6 |  | MGSES_CT6 | MITCHELL | GAS-GT | WEST | 1988 | 67 | 67 | 67 | 67 | 67 | 67 | 67 | 67 | 67 | 67
189 | MOUNTAIN CREEK STG 6 |  | MCSES_UNIT6 | DALLAS | GAS-ST | NORTH | 1956 | 122 | 122 | 122 | 122 | 122 | 122 | 122 | 122 | 122 | 122
190 | MOUNTAIN CREEK STG 7 |  | MCSES_UNIT7 | DALLAS | GAS-ST | NORTH | 1958 | 118 | 118 | 118 | 118 | 118 | 118 | 118 | 118 | 118 | 118
191 | MOUNTAIN CREEK STG 8 |  | MCSES_UNIT8 | DALLAS | GAS-ST | NORTH | 1967 | 568 | 568 | 568 | 568 | 568 | 568 | 568 | 568 | 568 | 568
192 | NUECES BAY REPOWER CTG 8 |  | NUECES_B_NUECESG8 | NUECES | GAS-CC | COASTAL | 2010 | 157 | 157 | 157 | 157 | 157 | 157 | 157 | 157 | 157 | 157
193 | NUECES BAY REPOWER CTG 9 |  | NUECES_B_NUECESG9 | NUECES | GAS-CC | COASTAL | 2010 | 157 | 157 | 157 | 157 | 157 | 157 | 157 | 157 | 157 | 157
194 | NUECES BAY REPOWER STG 7 |  | NUECES_B_NUECESG7 | NUECES | GAS-CC | COASTAL | 1972 | 319 | 319 | 319 | 319 | 319 | 319 | 319 | 319 | 319 | 319
195 | O W SOMMERS STG 1 |  | CALAVERS_OWS1 | BEXAR | GAS-ST | SOUTH | 1972 | 420 | 420 | 420 | 420 | 420 | 420 | 420 | 420 | 420 | 420
196 | O W SOMMERS STG 2 |  | CALAVERS_OWS2 | BEXAR | GAS-ST | SOUTH | 1974 | 410 | 410 | 410 | 410 | 410 | 410 | 410 | 410 | 410 | 410
197 | ODESSA-ECTOR POWER CTG 11 |  | OECCS_CT11 | ECTOR | GAS-CC | WEST | 2001 | 166.7 | 166.7 | 166.7 | 166.7 | 166.7 | 166.7 | 166.7 | 166.7 | 166.7 | 166.7
198 | ODESSA-ECTOR POWER CTG 12 |  | OECCS_CT12 | ECTOR | GAS-CC | WEST | 2001 | 158.2 | 158.2 | 158.2 | 158.2 | 158.2 | 158.2 | 158.2 | 158.2 | 158.2 | 158.2
199 | ODESSA-ECTOR POWER CTG 21 | 20INR0282 | OECCS_CT21 | ECTOR | GAS-CC | WEST | 2001 | 166.7 | 166.7 | 166.7 | 166.7 | 166.7 | 166.7 | 166.7 | 166.7 | 166.7 | 166.7
200 | ODESSA-ECTOR POWER CTG 22 | 20INR0282 | OECCS_CT22 | ECTOR | GAS-CC | WEST | 2001 | 158.2 | 158.2 | 158.2 | 158.2 | 158.2 | 158.2 | 158.2 | 158.2 | 158.2 | 158.2
201 | ODESSA-ECTOR POWER STG 1 |  | OECCS_UNIT1 | ECTOR | GAS-CC | WEST | 2001 | 206 | 206 | 206 | 206 | 206 | 206 | 206 | 206 | 206 | 206
202 | ODESSA-ECTOR POWER STG 2 | 20INR0282 | OECCS_UNIT2 | ECTOR | GAS-CC | WEST | 2001 | 206 | 206 | 206 | 206 | 206 | 206 | 206 | 206 | 206 | 206
203 | PANDA SHERMAN POWER CTG 1 |  | PANDA_S_SHER1CT1 | GRAYSON | GAS-CC | NORTH | 2014 | 195.4 | 195.4 | 195.4 | 195.4 | 195.4 | 195.4 | 195.4 | 195.4 | 195.4 | 195.4
204 | PANDA SHERMAN POWER CTG 2 |  | PANDA_S_SHER1CT2 | GRAYSON | GAS-CC | NORTH | 2014 | 194.4 | 194.4 | 194.4 | 194.4 | 194.4 | 194.4 | 194.4 | 194.4 | 194.4 | 194.4
205 | PANDA SHERMAN POWER STG 1 |  | PANDA_S_SHER1ST1 | GRAYSON | GAS-CC | NORTH | 2014 | 283.1 | 283.1 | 283.1 | 283.1 | 283.1 | 283.1 | 283.1 | 283.1 | 283.1 | 283.1
206 | PANDA TEMPLE I POWER CTG 1 | 21INR0536 | PANDA_T1_TMPL1CT1 | BELL | GAS-CC | NORTH | 2014 | 195 | 195 | 195 | 195 | 195 | 195 | 195 | 195 | 195 | 195
207 | PANDA TEMPLE I POWER CTG 2 | 21INR0536 | PANDA_T1_TMPL1CT2 | BELL | GAS-CC | NORTH | 2014 | 195 | 195 | 195 | 195 | 195 | 195 | 195 | 195 | 195 | 195
208 | PANDA TEMPLE I POWER STG 1 | 21INR0536 | PANDA_T1_TMPL1ST1 | BELL | GAS-CC | NORTH | 2014 | 312 | 312 | 312 | 312 | 312 | 312 | 312 | 312 | 312 | 312
209 | PANDA TEMPLE II POWER CTG 1 |  | PANDA_T2_TMPL2CT1 | BELL | GAS-CC | NORTH | 2015 | 191.2 | 191.2 | 191.2 | 191.2 | 191.2 | 191.2 | 191.2 | 191.2 | 191.2 | 191.2
210 | PANDA TEMPLE II POWER CTG 2 |  | PANDA_T2_TMPL2CT2 | BELL | GAS-CC | NORTH | 2015 | 191.2 | 191.2 | 191.2 | 191.2 | 191.2 | 191.2 | 191.2 | 191.2 | 191.2 | 191.2
211 | PANDA TEMPLE II POWER STG 1 |  | PANDA_T2_TMPL2ST1 | BELL | GAS-CC | NORTH | 2015 | 334.7 | 334.7 | 334.7 | 334.7 | 334.7 | 334.7 | 334.7 | 334.7 | 334.7 | 334.7
212 | PARIS ENERGY CENTER CTG 1 |  | TNSKA_GT1 | LAMAR | GAS-CC | NORTH | 1989 | 76 | 76 | 76 | 76 | 76 | 76 | 76 | 76 | 76 | 76
213 | PARIS ENERGY CENTER CTG 2 |  | TNSKA_GT2 | LAMAR | GAS-CC | NORTH | 1989 | 76 | 76 | 76 | 76 | 76 | 76 | 76 | 76 | 76 | 76
214 | PARIS ENERGY CENTER STG 1 |  | TNSKA_STG | LAMAR | GAS-CC | NORTH | 1990 | 87 | 87 | 87 | 87 | 87 | 87 | 87 | 87 | 87 | 87
215 | PASADENA COGEN FACILITY CTG 2 |  | PSG_PSG_GT2 | HARRIS | GAS-CC | HOUSTON | 2000 | 164.5 | 164.5 | 164.5 | 164.5 | 164.5 | 164.5 | 164.5 | 164.5 | 164.5 | 164.5
216 | PASADENA COGEN FACILITY CTG 3 |  | PSG_PSG_GT3 | HARRIS | GAS-CC | HOUSTON | 2000 | 164.5 | 164.5 | 164.5 | 164.5 | 164.5 | 164.5 | 164.5 | 164.5 | 164.5 | 164.5
217 | PASADENA COGEN FACILITY STG 2 |  | PSG_PSG_ST2 | HARRIS | GAS-CC | HOUSTON | 2000 | 170.4 | 170.4 | 170.4 | 170.4 | 170.4 | 170.4 | 170.4 | 170.4 | 170.4 | 170.4
218 | PEARSALL ENGINE PLANT IC A |  | PEARSAL2_AGR_A | FRIO | GAS-IC | SOUTH | 2012 | 50.6 | 50.6 | 50.6 | 50.6 | 50.6 | 50.6 | 50.6 | 50.6 | 50.6 | 50.6
219 | PEARSALL ENGINE PLANT IC B |  | PEARSAL2_AGR_B | FRIO | GAS-IC | SOUTH | 2012 | 50.6 | 50.6 | 50.6 | 50.6 | 50.6 | 50.6 | 50.6 | 50.6 | 50.6 | 50.6
220 | PEARSALL ENGINE PLANT IC C |  | PEARSAL2_AGR_C | FRIO | GAS-IC | SOUTH | 2012 | 50.6 | 50.6 | 50.6 | 50.6 | 50.6 | 50.6 | 50.6 | 50.6 | 50.6 | 50.6
221 | PEARSALL ENGINE PLANT IC D |  | PEARSAL2_AGR_D | FRIO | GAS-IC | SOUTH | 2012 | 50.6 | 50.6 | 50.6 | 50.6 | 50.6 | 50.6 | 50.6 | 50.6 | 50.6 | 50.6
222 | PERMIAN BASIN CTG 1 |  | PB2SES_CT1 | WARD | GAS-GT | WEST | 1988 | 63 | 63 | 63 | 63 | 63 | 63 | 63 | 63 | 63 | 63
223 | PERMIAN BASIN CTG 2 |  | PB2SES_CT2 | WARD | GAS-GT | WEST | 1988 | 64 | 64 | 64 | 64 | 64 | 64 | 64 | 64 | 64 | 64
224 | PERMIAN BASIN CTG 3 |  | PB2SES_CT3 | WARD | GAS-GT | WEST | 1988 | 64 | 64 | 64 | 64 | 64 | 64 | 64 | 64 | 64 | 64
225 | PERMIAN BASIN CTG 4 |  | PB2SES_CT4 | WARD | GAS-GT | WEST | 1990 | 64 | 64 | 64 | 64 | 64 | 64 | 64 | 64 | 64 | 64
226 | PERMIAN BASIN CTG 5 |  | PB2SES_CT5 | WARD | GAS-GT | WEST | 1990 | 65 | 65 | 65 | 65 | 65 | 65 | 65 | 65 | 65 | 65
227 | PES 1 POWER PLANT CTG 1 |  | PES1_UNIT1 | HARRIS | GAS-GT | HOUSTON | 2021 | 44.5 | 44.5 | 44.5 | 44.5 | 44.5 | 44.5 | 44.5 | 44.5 | 44.5 | 44.5
228 | PES 1 POWER PLANT CTG 2 |  | PES1_UNIT2 | HARRIS | GAS-GT | HOUSTON | 2021 | 44.5 | 44.5 | 44.5 | 44.5 | 44.5 | 44.5 | 44.5 | 44.5 | 44.5 | 44.5
229 | PES 1 POWER PLANT CTG 3 |  | PES1_UNIT3 | HARRIS | GAS-GT | HOUSTON | 2021 | 44.5 | 44.5 | 44.5 | 44.5 | 44.5 | 44.5 | 44.5 | 44.5 | 44.5 | 44.5
230 | PES 1 POWER PLANT CTG 4 |  | PES1_UNIT4 | HARRIS | GAS-GT | HOUSTON | 2021 | 44.5 | 44.5 | 44.5 | 44.5 | 44.5 | 44.5 | 44.5 | 44.5 | 44.5 | 44.5
231 | PES 1 POWER PLANT CTG 5 |  | PES1_UNIT5 | HARRIS | GAS-GT | HOUSTON | 2021 | 44.5 | 44.5 | 44.5 | 44.5 | 44.5 | 44.5 | 44.5 | 44.5 | 44.5 | 44.5
232 | PES 1 POWER PLANT CTG 6 |  | PES1_UNIT6 | HARRIS | GAS-GT | HOUSTON | 2021 | 44.5 | 44.5 | 44.5 | 44.5 | 44.5 | 44.5 | 44.5 | 44.5 | 44.5 | 44.5
233 | PHR PEAKERS (BAC) CTG 1 |  | BAC_CTG1 | GALVESTON | GAS-GT | HOUSTON | 2018 | 59 | 59 | 59 | 59 | 59 | 59 | 59 | 59 | 59 | 59
234 | PHR PEAKERS (BAC) CTG 2 |  | BAC_CTG2 | GALVESTON | GAS-GT | HOUSTON | 2018 | 61 | 61 | 61 | 61 | 61 | 61 | 61 | 61 | 61 | 61
235 | PHR PEAKERS (BAC) CTG 3 |  | BAC_CTG3 | GALVESTON | GAS-GT | HOUSTON | 2018 | 49 | 49 | 49 | 49 | 49 | 49 | 49 | 49 | 49 | 49
236 | PHR PEAKERS (BAC) CTG 4 |  | BAC_CTG4 | GALVESTON | GAS-GT | HOUSTON | 2018 | 54 | 54 | 54 | 54 | 54 | 54 | 54 | 54 | 54 | 54
237 | PHR PEAKERS (BAC) CTG 5 |  | BAC_CTG5 | GALVESTON | GAS-GT | HOUSTON | 2018 | 54 | 54 | 54 | 54 | 54 | 54 | 54 | 54 | 54 | 54
238 | PHR PEAKERS (BAC) CTG 6 |  | BAC_CTG6 | GALVESTON | GAS-GT | HOUSTON | 2018 | 52 | 52 | 52 | 52 | 52 | 52 | 52 | 52 | 52 | 52
239 | POWERLANE PLANT STG 1 |  | STEAM1A_STEAM_1 | HUNT | GAS-ST | NORTH | 1966 | 17.5 | 17.5 | 17.5 | 17.5 | 17.5 | 17.5 | 17.5 | 17.5 | 17.5 | 17.5
240 | POWERLANE PLANT STG 2 |  | STEAM_STEAM_2 | HUNT | GAS-ST | NORTH | 1967 | 23.5 | 23.5 | 23.5 | 23.5 | 23.5 | 23.5 | 23.5 | 23.5 | 23.5 | 23.5
241 | POWERLANE PLANT STG 3 |  | STEAM_STEAM_3 | HUNT | GAS-ST | NORTH | 1978 | 39.5 | 39.5 | 39.5 | 39.5 | 39.5 | 39.5 | 39.5 | 39.5 | 39.5 | 39.5
242 | QUAIL RUN ENERGY CTG 1 |  | QALSW_GT1 | ECTOR | GAS-CC | WEST | 2007 | 74 | 74 | 74 | 74 | 74 | 74 | 74 | 74 | 74 | 74
243 | QUAIL RUN ENERGY CTG 2 |  | QALSW_GT2 | ECTOR | GAS-CC | WEST | 2007 | 74 | 74 | 74 | 74 | 74 | 74 | 74 | 74 | 74 | 74
244 | QUAIL RUN ENERGY CTG 3 |  | QALSW_GT3 | ECTOR | GAS-CC | WEST | 2008 | 72 | 72 | 72 | 72 | 72 | 72 | 72 | 72 | 72 | 72
245 | QUAIL RUN ENERGY CTG 4 |  | QALSW_GT4 | ECTOR | GAS-CC | WEST | 2008 | 72 | 72 | 72 | 72 | 72 | 72 | 72 | 72 | 72 | 72
246 | QUAIL RUN ENERGY STG 1 |  | QALSW_STG1 | ECTOR | GAS-CC | WEST | 2007 | 98 | 98 | 98 | 98 | 98 | 98 | 98 | 98 | 98 | 98
247 | QUAIL RUN ENERGY STG 2 |  | QALSW_STG2 | ECTOR | GAS-CC | WEST | 2008 | 98 | 98 | 98 | 98 | 98 | 98 | 98 | 98 | 98 | 98
248 | R W MILLER CTG 4 |  | MIL_MILLERG4 | PALO PINTO | GAS-GT | NORTH | 1994 | 100 | 100 | 100 | 100 | 100 | 100 | 100 | 100 | 100 | 100
249 | R W MILLER CTG 5 |  | MIL_MILLERG5 | PALO PINTO | GAS-GT | NORTH | 1994 | 100 | 100 | 100 | 100 | 100 | 100 | 100 | 100 | 100 | 100
250 | R W MILLER STG 1 |  | MIL_MILLERG1 | PALO PINTO | GAS-ST | NORTH | 1968 | 70 | 70 | 70 | 70 | 70 | 70 | 70 | 70 | 70 | 70
251 | R W MILLER STG 2 |  | MIL_MILLERG2 | PALO PINTO | GAS-ST | NORTH | 1972 | 118 | 118 | 118 | 118 | 118 | 118 | 118 | 118 | 118 | 118
252 | R W MILLER STG 3 |  | MIL_MILLERG3 | PALO PINTO | GAS-ST | NORTH | 1975 | 208 | 208 | 208 | 208 | 208 | 208 | 208 | 208 | 208 | 208
253 | RAY OLINGER CTG 4 |  | OLINGR_OLING_4 | COLLIN | GAS-GT | NORTH | 2001 | 80 | 80 | 80 | 80 | 80 | 80 | 80 | 80 | 80 | 80
254 | RAY OLINGER STG 1 |  | OLINGR_OLING_1 | COLLIN | GAS-ST | NORTH | 1967 | 78 | 78 | 78 | 78 | 78 | 78 | 78 | 78 | 78 | 78
255 | RAY OLINGER STG 2 |  | OLINGR_OLING_2 | COLLIN | GAS-ST | NORTH | 1971 | 107 | 107 | 107 | 107 | 107 | 107 | 107 | 107 | 107 | 107
256 | RAY OLINGER STG 3 |  | OLINGR_OLING_3 | COLLIN | GAS-ST | NORTH | 1975 | 146 | 146 | 146 | 146 | 146 | 146 | 146 | 146 | 146 | 146
257 | REDGATE IC A |  | REDGATE_AGR_A | HIDALGO | GAS-IC | SOUTH | 2016 | 56.3 | 56.3 | 56.3 | 56.3 | 56.3 | 56.3 | 56.3 | 56.3 | 56.3 | 56.3
258 | REDGATE IC B |  | REDGATE_AGR_B | HIDALGO | GAS-IC | SOUTH | 2016 | 56.3 | 56.3 | 56.3 | 56.3 | 56.3 | 56.3 | 56.3 | 56.3 | 56.3 | 56.3
259 | REDGATE IC C |  | REDGATE_AGR_C | HIDALGO | GAS-IC | SOUTH | 2016 | 56.3 | 56.3 | 56.3 | 56.3 | 56.3 | 56.3 | 56.3 | 56.3 | 56.3 | 56.3
260 | REDGATE IC D |  | REDGATE_AGR_D | HIDALGO | GAS-IC | SOUTH | 2016 | 56.3 | 56.3 | 56.3 | 56.3 | 56.3 | 56.3 | 56.3 | 56.3 | 56.3 | 56.3
261 | RIO NOGALES POWER CTG 1 |  | RIONOG_CT1 | GUADALUPE | GAS-CC | SOUTH | 2002 | 161 | 161 | 161 | 161 | 161 | 161 | 161 | 161 | 161 | 161
262 | RIO NOGALES POWER CTG 2 | 21INR0328 | RIONOG_CT2 | GUADALUPE | GAS-CC | SOUTH | 2002 | 161 | 161 | 161 | 161 | 161 | 161 | 161 | 161 | 161 | 161
263 | RIO NOGALES POWER CTG 3 |  | RIONOG_CT3 | GUADALUPE | GAS-CC | SOUTH | 2002 | 161 | 161 | 161 | 161 | 161 | 161 | 161 | 161 | 161 | 161
264 | RIO NOGALES POWER STG 4 |  | RIONOG_ST1 | GUADALUPE | GAS-CC | SOUTH | 2002 | 298 | 298 | 298 | 298 | 298 | 298 | 298 | 298 | 298 | 298
265 | SAM RAYBURN POWER CTG 7 |  | RAYBURN_RAYBURG7 | VICTORIA | GAS-CC | SOUTH | 2003 | 50 | 50 | 50 | 50 | 50 | 50 | 50 | 50 | 50 | 50
266 | SAM RAYBURN POWER CTG 8 |  | RAYBURN_RAYBURG8 | VICTORIA | GAS-CC | SOUTH | 2003 | 50 | 50 | 50 | 50 | 50 | 50 | 50 | 50 | 50 | 50
267 | SAM RAYBURN POWER CTG 9 |  | RAYBURN_RAYBURG9 | VICTORIA | GAS-CC | SOUTH | 2003 | 50 | 50 | 50 | 50 | 50 | 50 | 50 | 50 | 50 | 50
268 | SAM RAYBURN POWER STG 10 |  | RAYBURN_RAYBURG10 | VICTORIA | GAS-CC | SOUTH | 2003 | 40 | 40 | 40 | 40 | 40 | 40 | 40 | 40 | 40 | 40
269 | SAN JACINTO SES CTG 1 |  | SJS_SJS_G1 | HARRIS | GAS-GT | HOUSTON | 1995 | 80 | 80 | 80 | 80 | 80 | 80 | 80 | 80 | 80 | 80
270 | SAN JACINTO SES CTG 2 |  | SJS_SJS_G2 | HARRIS | GAS-GT | HOUSTON | 1995 | 80 | 80 | 80 | 80 | 80 | 80 | 80 | 80 | 80 | 80
271 | SANDHILL ENERGY CENTER CTG 1 |  | SANDHSYD_SH1 | TRAVIS | GAS-GT | SOUTH | 2001 | 47 | 47 | 47 | 47 | 47 | 47 | 47 | 47 | 47 | 47
272 | SANDHILL ENERGY CENTER CTG 2 |  | SANDHSYD_SH2 | TRAVIS | GAS-GT | SOUTH | 2001 | 47 | 47 | 47 | 47 | 47 | 47 | 47 | 47 | 47 | 47
273 | SANDHILL ENERGY CENTER CTG 3 |  | SANDHSYD_SH3 | TRAVIS | GAS-GT | SOUTH | 2001 | 47 | 47 | 47 | 47 | 47 | 47 | 47 | 47 | 47 | 47
274 | SANDHILL ENERGY CENTER CTG 4 |  | SANDHSYD_SH4 | TRAVIS | GAS-GT | SOUTH | 2001 | 47 | 47 | 47 | 47 | 47 | 47 | 47 | 47 | 47 | 47
275 | SANDHILL ENERGY CENTER CTG 5A |  | SANDHSYD_SH_5A | TRAVIS | GAS-CC | SOUTH | 2004 | 142 | 142 | 142 | 142 | 142 | 142 | 142 | 142 | 142 | 142
276 | SANDHILL ENERGY CENTER CTG 6 |  | SANDHSYD_SH6 | TRAVIS | GAS-GT | SOUTH | 2010 | 47 | 47 | 47 | 47 | 47 | 47 | 47 | 47 | 47 | 47
277 | SANDHILL ENERGY CENTER CTG 7 |  | SANDHSYD_SH7 | TRAVIS | GAS-GT | SOUTH | 2010 | 47 | 47 | 47 | 47 | 47 | 47 | 47 | 47 | 47 | 47
278 | SANDHILL ENERGY CENTER STG 5C |  | SANDHSYD_SH_5C | TRAVIS | GAS-CC | SOUTH | 2004 | 139 | 139 | 139 | 139 | 139 | 139 | 139 | 139 | 139 | 139
279 | SILAS RAY CTG 10 |  | SILASRAY_SILAS_10 | CAMERON | GAS-GT | COASTAL | 2004 | 46 | 46 | 46 | 46 | 46 | 46 | 46 | 46 | 46 | 46
280 | SILAS RAY POWER CTG 9 |  | SILASRAY_SILAS_9 | CAMERON | GAS-CC | COASTAL | 1996 | 38 | 38 | 38 | 38 | 38 | 38 | 38 | 38 | 38 | 38
281 | SILAS RAY POWER STG 6 |  | SILASRAY_SILAS_6 | CAMERON | GAS-CC | COASTAL | 1962 | 20 | 20 | 20 | 20 | 20 | 20 | 20 | 20 | 20 | 20
282 | SIM GIDEON STG 1 |  | GIDEON_GIDEONG1 | BASTROP | GAS-ST | SOUTH | 1965 | 130 | 130 | 130 | 130 | 130 | 130 | 130 | 130 | 130 | 130
283 | SIM GIDEON STG 2 |  | GIDEON_GIDEONG2 | BASTROP | GAS-ST | SOUTH | 1968 | 135 | 135 | 135 | 135 | 135 | 135 | 135 | 135 | 135 | 135
284 | SIM GIDEON STG 3 |  | GIDEON_GIDEONG3 | BASTROP | GAS-ST | SOUTH | 1972 | 336 | 336 | 336 | 336 | 336 | 336 | 336 | 336 | 336 | 336
285 | SKY GLOBAL POWER ONE IC A |  | SKY1_SKY1A | COLORADO | GAS-IC | SOUTH | 2016 | 26.7 | 26.7 | 26.7 | 26.7 | 26.7 | 26.7 | 26.7 | 26.7 | 26.7 | 26.7
286 | SKY GLOBAL POWER ONE IC B |  | SKY1_SKY1B | COLORADO | GAS-IC | SOUTH | 2016 | 26.7 | 26.7 | 26.7 | 26.7 | 26.7 | 26.7 | 26.7 | 26.7 | 26.7 | 26.7
287 | STRYKER CREEK STG 1 |  | SCSES_UNIT1A | CHEROKEE | GAS-ST | NORTH | 1958 | 167 | 167 | 167 | 167 | 167 | 167 | 167 | 167 | 167 | 167
288 | STRYKER CREEK STG 2 |  | SCSES_UNIT2 | CHEROKEE | GAS-ST | NORTH | 1965 | 502 | 502 | 502 | 502 | 502 | 502 | 502 | 502 | 502 | 502
289 | T H WHARTON CTG 1 |  | THW_THWGT_1 | HARRIS | GAS-GT | HOUSTON | 1967 | 14 | 14 | 14 | 14 | 14 | 14 | 14 | 14 | 14 | 14
290 | T H WHARTON POWER CTG 31 |  | THW_THWGT31 | HARRIS | GAS-CC | HOUSTON | 1972 | 54 | 54 | 54 | 54 | 54 | 54 | 54 | 54 | 54 | 54
291 | T H WHARTON POWER CTG 32 |  | THW_THWGT32 | HARRIS | GAS-CC | HOUSTON | 1972 | 54 | 54 | 54 | 54 | 54 | 54 | 54 | 54 | 54 | 54
292 | T H WHARTON POWER CTG 33 |  | THW_THWGT33 | HARRIS | GAS-CC | HOUSTON | 1972 | 54 | 54 | 54 | 54 | 54 | 54 | 54 | 54 | 54 | 54
293 | T H WHARTON POWER CTG 34 |  | THW_THWGT34 | HARRIS | GAS-CC | HOUSTON | 1972 | 54 | 54 | 54 | 54 | 54 | 54 | 54 | 54 | 54 | 54
294 | T H WHARTON POWER CTG 41 |  | THW_THWGT41 | HARRIS | GAS-CC | HOUSTON | 1972 | 54 | 54 | 54 | 54 | 54 | 54 | 54 | 54 | 54 | 54
295 | T H WHARTON POWER CTG 42 |  | THW_THWGT42 | HARRIS | GAS-CC | HOUSTON | 1972 | 54 | 54 | 54 | 54 | 54 | 54 | 54 | 54 | 54 | 54
296 | T H WHARTON POWER CTG 43 |  | THW_THWGT43 | HARRIS | GAS-CC | HOUSTON | 1974 | 54 | 54 | 54 | 54 | 54 | 54 | 54 | 54 | 54 | 54
297 | T H WHARTON POWER CTG 44 |  | THW_THWGT44 | HARRIS | GAS-CC | HOUSTON | 1974 | 54 | 54 | 54 | 54 | 54 | 54 | 54 | 54 | 54 | 54
298 | T H WHARTON POWER CTG 51 |  | THW_THWGT51 | HARRIS | GAS-GT | HOUSTON | 1975 | 56 | 56 | 56 | 56 | 56 | 56 | 56 | 56 | 56 | 56
299 | T H WHARTON POWER CTG 52 |  | THW_THWGT52 | HARRIS | GAS-GT | HOUSTON | 1975 | 56 | 56 | 56 | 56 | 56 | 56 | 56 | 56 | 56 | 56
300 | T H WHARTON POWER CTG 53 |  | THW_THWGT53 | HARRIS | GAS-GT | HOUSTON | 1975 | 56 | 56 | 56 | 56 | 56 | 56 | 56 | 56 | 56 | 56
301 | T H WHARTON POWER CTG 54 |  | THW_THWGT54 | HARRIS | GAS-GT | HOUSTON | 1975 | 56 | 56 | 56 | 56 | 56 | 56 | 56 | 56 | 56 | 56
302 | T H WHARTON POWER CTG 55 |  | THW_THWGT55 | HARRIS | GAS-GT | HOUSTON | 1975 | 56 | 56 | 56 | 56 | 56 | 56 | 56 | 56 | 56 | 56
303 | T H WHARTON POWER CTG 56 |  | THW_THWGT56 | HARRIS | GAS-GT | HOUSTON | 1975 | 56 | 56 | 56 | 56 | 56 | 56 | 56 | 56 | 56 | 56
304 | T H WHARTON POWER STG 3 |  | THW_THWST_3 | HARRIS | GAS-CC | HOUSTON | 1974 | 110 | 110 | 110 | 110 | 110 | 110 | 110 | 110 | 110 | 110
305 | T H WHARTON POWER STG 4 |  | THW_THWST_4 | HARRIS | GAS-CC | HOUSTON | 1974 | 110 | 110 | 110 | 110 | 110 | 110 | 110 | 110 | 110 | 110
306 | TEXAS CITY POWER CTG A |  | TXCTY_CTA | GALVESTON | GAS-CC | HOUSTON | 2000 | 80.3 | 80.3 | 80.3 | 80.3 | 80.3 | 80.3 | 80.3 | 80.3 | 80.3 | 80.3
307 | TEXAS CITY POWER CTG B |  | TXCTY_CTB | GALVESTON | GAS-CC | HOUSTON | 2000 | 80.3 | 80.3 | 80.3 | 80.3 | 80.3 | 80.3 | 80.3 | 80.3 | 80.3 | 80.3
308 | TEXAS CITY POWER CTG C |  | TXCTY_CTC | GALVESTON | GAS-CC | HOUSTON | 2000 | 80.3 | 80.3 | 80.3 | 80.3 | 80.3 | 80.3 | 80.3 | 80.3 | 80.3 | 80.3
309 | TEXAS CITY POWER STG |  | TXCTY_ST | GALVESTON | GAS-CC | HOUSTON | 2000 | 124.9 | 124.9 | 124.9 | 124.9 | 124.9 | 124.9 | 124.9 | 124.9 | 124.9 | 124.9
310 | TRINIDAD STG 6 |  | TRSES_UNIT6 | HENDERSON | GAS-ST | NORTH | 1965 | 235 | 235 | 235 | 235 | 235 | 235 | 235 | 235 | 235 | 235
311 | V H BRAUNIG CTG 5 |  | BRAUNIG_VHB6CT5 | BEXAR | GAS-GT | SOUTH | 2009 | 48 | 48 | 48 | 48 | 48 | 48 | 48 | 48 | 48 | 48
312 | V H BRAUNIG CTG 6 |  | BRAUNIG_VHB6CT6 | BEXAR | GAS-GT | SOUTH | 2009 | 48 | 48 | 48 | 48 | 48 | 48 | 48 | 48 | 48 | 48
313 | V H BRAUNIG CTG 7 |  | BRAUNIG_VHB6CT7 | BEXAR | GAS-GT | SOUTH | 2009 | 48 | 48 | 48 | 48 | 48 | 48 | 48 | 48 | 48 | 48
314 | V H BRAUNIG CTG 8 |  | BRAUNIG_VHB6CT8 | BEXAR | GAS-GT | SOUTH | 2009 | 47 | 47 | 47 | 47 | 47 | 47 | 47 | 47 | 47 | 47
315 | V H BRAUNIG STG 1 |  | BRAUNIG_VHB1 | BEXAR | GAS-ST | SOUTH | 1966 | 217 | 217 | 217 | 217 | 217 | 217 | 217 | 217 | 217 | 217
316 | V H BRAUNIG STG 2 |  | BRAUNIG_VHB2 | BEXAR | GAS-ST | SOUTH | 1968 | 230 | 230 | 230 | 230 | 230 | 230 | 230 | 230 | 230 | 230
317 | V H BRAUNIG STG 3 |  | BRAUNIG_VHB3 | BEXAR | GAS-ST | SOUTH | 1970 | 412 | 412 | 412 | 412 | 412 | 412 | 412 | 412 | 412 | 412
318 | VICTORIA CITY (CITYVICT) CTG 1 |  | CITYVICT_CTG01 | VICTORIA | GAS-GT | SOUTH | 2020 | 44 | 44 | 44 | 44 | 44 | 44 | 44 | 44 | 44 | 44
319 | VICTORIA CITY (CITYVICT) CTG 2 |  | CITYVICT_CTG02 | VICTORIA | GAS-GT | SOUTH | 2020 | 44 | 44 | 44 | 44 | 44 | 44 | 44 | 44 | 44 | 44
320 | VICTORIA PORT (VICTPORT) CTG 1 |  | VICTPORT_CTG01 | VICTORIA | GAS-GT | SOUTH | 2019 | 44 | 44 | 44 | 44 | 44 | 44 | 44 | 44 | 44 | 44
321 | VICTORIA PORT (VICTPORT) CTG 2 |  | VICTPORT_CTG02 | VICTORIA | GAS-GT | SOUTH | 2019 | 44 | 44 | 44 | 44 | 44 | 44 | 44 | 44 | 44 | 44
322 | VICTORIA POWER CTG 6 |  | VICTORIA_VICTORG6 | VICTORIA | GAS-CC | SOUTH | 2009 | 160 | 160 | 160 | 160 | 160 | 160 | 160 | 160 | 160 | 160
323 | VICTORIA POWER STG 5 |  | VICTORIA_VICTORG5 | VICTORIA | GAS-CC | SOUTH | 2009 | 125 | 125 | 125 | 125 | 125 | 125 | 125 | 125 | 125 | 125
324 | W A PARISH CTG 1 |  | WAP_WAPGT_1 | FORT BEND | GAS-GT | HOUSTON | 1967 | 13 | 13 | 13 | 13 | 13 | 13 | 13 | 13 | 13 | 13
325 | W A PARISH STG 1 |  | WAP_WAP_G1 | FORT BEND | GAS-ST | HOUSTON | 1958 | 169 | 169 | 169 | 169 | 169 | 169 | 169 | 169 | 169 | 169
326 | W A PARISH STG 2 |  | WAP_WAP_G2 | FORT BEND | GAS-ST | HOUSTON | 1958 | 169 | 169 | 169 | 169 | 169 | 169 | 169 | 169 | 169 | 169
327 | W A PARISH STG 3 |  | WAP_WAP_G3 | FORT BEND | GAS-ST | HOUSTON | 1961 | 240 | 240 | 240 | 240 | 240 | 240 | 240 | 240 | 240 | 240
328 | W A PARISH STG 4 |  | WAP_WAP_G4 | FORT BEND | GAS-ST | HOUSTON | 1968 | 527 | 527 | 527 | 527 | 527 | 527 | 527 | 527 | 527 | 527
329 | WICHITA FALLS CTG 1 |  | WFCOGEN_UNIT1 | WICHITA | GAS-CC | WEST | 1987 | 20 | 20 | 20 | 20 | 20 | 20 | 20 | 20 | 20 | 20
330 | WICHITA FALLS CTG 2 |  | WFCOGEN_UNIT2 | WICHITA | GAS-CC | WEST | 1987 | 20 | 20 | 20 | 20 | 20 | 20 | 20 | 20 | 20 | 20
331 | WICHITA FALLS CTG 3 |  | WFCOGEN_UNIT3 | WICHITA | GAS-CC | WEST | 1987 | 20 | 20 | 20 | 20 | 20 | 20 | 20 | 20 | 20 | 20
332 | WICHITA FALLS STG 4 |  | WFCOGEN_UNIT4 | WICHITA | GAS-CC | WEST | 1987 | 17 | 17 | 17 | 17 | 17 | 17 | 17 | 17 | 17 | 17
333 | WINCHESTER POWER PARK CTG 1 |  | WIPOPA_WPP_G1 | FAYETTE | GAS-GT | SOUTH | 2009 | 44 | 44 | 44 | 44 | 44 | 44 | 44 | 44 | 44 | 44
334 | WINCHESTER POWER PARK CTG 2 |  | WIPOPA_WPP_G2 | FAYETTE | GAS-GT | SOUTH | 2009 | 44 | 44 | 44 | 44 | 44 | 44 | 44 | 44 | 44 | 44
335 | WINCHESTER POWER PARK CTG 3 |  | WIPOPA_WPP_G3 | FAYETTE | GAS-GT | SOUTH | 2009 | 44 | 44 | 44 | 44 | 44 | 44 | 44 | 44 | 44 | 44
336 | WINCHESTER POWER PARK CTG 4 |  | WIPOPA_WPP_G4 | FAYETTE | GAS-GT | SOUTH | 2009 | 44 | 44 | 44 | 44 | 44 | 44 | 44 | 44 | 44 | 44
337 | WISE-TRACTEBEL POWER CTG 1 | 20INR0286 | WCPP_CT1 | WISE | GAS-CC | NORTH | 2004 | 241.4 | 241.4 | 241.4 | 241.4 | 241.4 | 241.4 | 241.4 | 241.4 | 241.4 | 241.4
338 | WISE-TRACTEBEL POWER CTG 2 | 20INR0286 | WCPP_CT2 | WISE | GAS-CC | NORTH | 2004 | 241.4 | 241.4 | 241.4 | 241.4 | 241.4 | 241.4 | 241.4 | 241.4 | 241.4 | 241.4
339 | WISE-TRACTEBEL POWER STG 1 | 20INR0286 | WCPP_ST1 | WISE | GAS-CC | NORTH | 2004 | 298 | 298 | 298 | 298 | 298 | 298 | 298 | 298 | 298 | 298
340 | WOLF HOLLOW 2 CTG 4 | 18INR0076 | WHCCS2_CT4 | HOOD | GAS-CC | NORTH | 2017 | 327.8 | 327.8 | 327.8 | 327.8 | 327.8 | 327.8 | 327.8 | 327.8 | 327.8 | 327.8
341 | WOLF HOLLOW 2 CTG 5 | 18INR0076 | WHCCS2_CT5 | HOOD | GAS-CC | NORTH | 2017 | 329.3 | 329.3 | 329.3 | 329.3 | 329.3 | 329.3 | 329.3 | 329.3 | 329.3 | 329.3
342 | WOLF HOLLOW 2 STG 6 | 18INR0076 | WHCCS2_STG6 | HOOD | GAS-CC | NORTH | 2017 | 458.3 | 458.3 | 458.3 | 458.3 | 458.3 | 458.3 | 458.3 | 458.3 | 458.3 | 458.3
343 | WOLF HOLLOW POWER CTG 1 |  | WHCCS_CT1 | HOOD | GAS-CC | NORTH | 2002 | 238.5 | 238.5 | 238.5 | 238.5 | 238.5 | 238.5 | 238.5 | 238.5 | 238.5 | 238.5
344 | WOLF HOLLOW POWER CTG 2 |  | WHCCS_CT2 | HOOD | GAS-CC | NORTH | 2002 | 230.5 | 230.5 | 230.5 | 230.5 | 230.5 | 230.5 | 230.5 | 230.5 | 230.5 | 230.5
345 | WOLF HOLLOW POWER STG |  | WHCCS_STG | HOOD | GAS-CC | NORTH | 2002 | 268 | 268 | 268 | 268 | 268 | 268 | 268 | 268 | 268 | 268
346 | BIOENERGY AUSTIN WALZEM RD LFG |  | DG_WALZE_4UNITS | BEXAR | BIOMASS | SOUTH | 2002 | 9.8 | 9.8 | 9.8 | 9.8 | 9.8 | 9.8 | 9.8 | 9.8 | 9.8 | 9.8
347 | BIOENERGY TEXAS COVEL GARDENS LFG |  | DG_MEDIN_1UNIT | BEXAR | BIOMASS | SOUTH | 2005 | 9.6 | 9.6 | 9.6 | 9.6 | 9.6 | 9.6 | 9.6 | 9.6 | 9.6 | 9.6
348 | FARMERS BRANCH LANDFILL GAS TO ENERGY |  | DG_HBR_2UNITS | DENTON | BIOMASS | NORTH | 2011 | 3.2 | 3.2 | 3.2 | 3.2 | 3.2 | 3.2 | 3.2 | 3.2 | 3.2 | 3.2
349 | GRAND PRAIRIE LFG |  | DG_TRIRA_1UNIT | DALLAS | BIOMASS | NORTH | 2015 | 4 | 4 | 4 | 4 | 4 | 4 | 4 | 4 | 4 | 4
350 | NELSON GARDENS LFG |  | DG_78252_4UNITS | BEXAR | BIOMASS | SOUTH | 2013 | 4.2 | 4.2 | 4.2 | 4.2 | 4.2 | 4.2 | 4.2 | 4.2 | 4.2 | 4.2
351 | WM RENEWABLE-AUSTIN LFG |  | DG_SPRIN_4UNITS | TRAVIS | BIOMASS | SOUTH | 2007 | 6.4 | 6.4 | 6.4 | 6.4 | 6.4 | 6.4 | 6.4 | 6.4 | 6.4 | 6.4
352 | WM RENEWABLE-BIOENERGY PARTNERS LFG |  | DG_BIOE_2UNITS | DENTON | BIOMASS | NORTH | 1988 | 6.2 | 6.2 | 6.2 | 6.2 | 6.2 | 6.2 | 6.2 | 6.2 | 6.2 | 6.2
353 | WM RENEWABLE-DFW GAS RECOVERY LFG |  | DG_BIO2_4UNITS | DENTON | BIOMASS | NORTH | 2009 | 6.4 | 6.4 | 6.4 | 6.4 | 6.4 | 6.4 | 6.4 | 6.4 | 6.4 | 6.4
354 | WM RENEWABLE-MESQUITE CREEK LFG |  | DG_FREIH_2UNITS | COMAL | BIOMASS | SOUTH | 2011 | 3.2 | 3.2 | 3.2 | 3.2 | 3.2 | 3.2 | 3.2 | 3.2 | 3.2 | 3.2
355 | WM RENEWABLE-WESTSIDE LFG |  | DG_WSTHL_3UNITS | PARKER | BIOMASS | NORTH | 2010 | 4.8 | 4.8 | 4.8 | 4.8 | 4.8 | 4.8 | 4.8 | 4.8 | 4.8 | 4.8
356 | Operational Capacity Total (Nuclear, Coal, Gas, Biomass) | [6 empty] | 63887.9 | 63887.9 | 63887.9 | 63887.9 | 63887.9 | 63887.9 | 63887.9 | 63887.9 | 63887.9 | 63887.9
357
358 | Operational Resources (Hydro)
359 | AMISTAD HYDRO 1 |  | AMISTAD_AMISTAG1 | VAL VERDE | HYDRO | WEST | 1983 | 37.9 | 37.9 | 37.9 | 37.9 | 37.9 | 37.9 | 37.9 | 37.9 | 37.9 | 37.9
360 | AMISTAD HYDRO 2 |  | AMISTAD_AMISTAG2 | VAL VERDE | HYDRO | WEST | 1983 | 37.9 | 37.9 | 37.9 | 37.9 | 37.9 | 37.9 | 37.9 | 37.9 | 37.9 | 37.9
361 | AUSTIN HYDRO 1 |  | AUSTPL_AUSTING1 | TRAVIS | HYDRO | SOUTH | 1940 | 8 | 8 | 8 | 8 | 8 | 8 | 8 | 8 | 8 | 8
362 | AUSTIN HYDRO 2 |  | AUSTPL_AUSTING2 | TRAVIS | HYDRO | SOUTH | 1940 | 9 | 9 | 9 | 9 | 9 | 9 | 9 | 9 | 9 | 9
363 | BUCHANAN HYDRO 1 |  | BUCHAN_BUCHANG1 | LLANO | HYDRO | SOUTH | 1938 | 16 | 16 | 16 | 16 | 16 | 16 | 16 | 16 | 16 | 16
364 | BUCHANAN HYDRO 2 |  | BUCHAN_BUCHANG2 | LLANO | HYDRO | SOUTH | 1938 | 16 | 16 | 16 | 16 | 16 | 16 | 16 | 16 | 16 | 16
365 | BUCHANAN HYDRO 3 |  | BUCHAN_BUCHANG3 | LLANO | HYDRO | SOUTH | 1950 | 17 | 17 | 17 | 17 | 17 | 17 | 17 | 17 | 17 | 17
366 | DENISON DAM 1 |  | DNDAM_DENISOG1 | GRAYSON | HYDRO | NORTH | 1944 | 40 | 40 | 40 | 40 | 40 | 40 | 40 | 40 | 40 | 40
367 | DENISON DAM 2 |  | DNDAM_DENISOG2 | GRAYSON | HYDRO | NORTH | 1948 | 40 | 40 | 40 | 40 | 40 | 40 | 40 | 40 | 40 | 40
368 | EAGLE PASS HYDRO |  | EAGLE_HY_EAGLE_HY1 | MAVERICK | HYDRO | SOUTH | 2005 | 9.6 | 9.6 | 9.6 | 9.6 | 9.6 | 9.6 | 9.6 | 9.6 | 9.6 | 9.6
369 | FALCON HYDRO 1 |  | FALCON_FALCONG1 | STARR | HYDRO | SOUTH | 1954 | 12 | 12 | 12 | 12 | 12 | 12 | 12 | 12 | 12 | 12
370 | FALCON HYDRO 2 |  | FALCON_FALCONG2 | STARR | HYDRO | SOUTH | 1954 | 12 | 12 | 12 | 12 | 12 | 12 | 12 | 12 | 12 | 12
371 | FALCON HYDRO 3 |  | FALCON_FALCONG3 | STARR | HYDRO | SOUTH | 1954 | 12 | 12 | 12 | 12 | 12 | 12 | 12 | 12 | 12 | 12
372 | GRANITE SHOALS HYDRO 1 |  | WIRTZ_WIRTZ_G1 | BURNET | HYDRO | SOUTH | 1951 | 29 | 29 | 29 | 29 | 29 | 29 | 29 | 29 | 29 | 29
373 | GRANITE SHOALS HYDRO 2 |  | WIRTZ_WIRTZ_G2 | BURNET | HYDRO | SOUTH | 1951 | 29 | 29 | 29 | 29 | 29 | 29 | 29 | 29 | 29 | 29
374 | GUADALUPE BLANCO RIVER AUTH-CANYON |  | CANYHY_CANYHYG1 | COMAL | HYDRO | SOUTH | 1989 | 6 | 6 | 6 | 6 | 6 | 6 | 6 | 6 | 6 | 6
375 | INKS HYDRO 1 |  | INKSDA_INKS_G1 | LLANO | HYDRO | SOUTH | 1938 | 14 | 14 | 14 | 14 | 14 | 14 | 14 | 14 | 14 | 14
376 | MARBLE FALLS HYDRO 1 |  | MARBFA_MARBFAG1 | BURNET | HYDRO | SOUTH | 1951 | 21 | 21 | 21 | 21 | 21 | 21 | 21 | 21 | 21 | 21
377 | MARBLE FALLS HYDRO 2 |  | MARBFA_MARBFAG2 | BURNET | HYDRO | SOUTH | 1951 | 20 | 20 | 20 | 20 | 20 | 20 | 20 | 20 | 20 | 20
378 | MARSHALL FORD HYDRO 1 |  | MARSFO_MARSFOG1 | TRAVIS | HYDRO | SOUTH | 1941 | 34 | 34 | 34 | 34 | 34 | 34 | 34 | 34 | 34 | 34
379 | MARSHALL FORD HYDRO 2 |  | MARSFO_MARSFOG2 | TRAVIS | HYDRO | SOUTH | 1941 | 36 | 36 | 36 | 36 | 36 | 36 | 36 | 36 | 36 | 36
380 | MARSHALL FORD HYDRO 3 |  | MARSFO_MARSFOG3 | TRAVIS | HYDRO | SOUTH | 1941 | 36 | 36 | 36 | 36 | 36 | 36 | 36 | 36 | 36 | 36
381 | WHITNEY DAM HYDRO |  | WND_WHITNEY1 | BOSQUE | HYDRO | NORTH | 1953 | 22 | 22 | 22 | 22 | 22 | 22 | 22 | 22 | 22 | 22
382 | WHITNEY DAM HYDRO 2 |  | WND_WHITNEY2 | BOSQUE | HYDRO | NORTH | 1953 | 22 | 22 | 22 | 22 | 22 | 22 | 22 | 22 | 22 | 22
383 | Operational Capacity Total (Hydro) | [6 empty] | 536.4 | 536.4 | 536.4 | 536.4 | 536.4 | 536.4 | 536.4 | 536.4 | 536.4 | 536.4
384 | Hydro Capacity Contribution (Top 20 Hours) |  | HYDRO_CAP_CONT |  |  |  |  | 462.1548 | 462.1548 | 462.1548 | 462.1548 | 462.1548 | 462.1548 | 462.1548 | 462.1548 | 462.1548 | 462.1548
385
386 | Operational Hydro Resources, Settlement Only Distributed Generators (SODGs)
387 | ARLINGTON OUTLET HYDROELECTRIC FACILITY |  | DG_OAKHL_1UNIT | TARRANT | HYDRO | NORTH | 2014 | 1.4 | 1.4 | 1.4 | 1.4 | 1.4 | 1.4 | 1.4 | 1.4 | 1.4 | 1.4
388 | GUADALUPE BLANCO RIVER AUTH-LAKEWOOD TAP |  | DG_LKWDT_2UNITS | GONZALES | HYDRO | SOUTH | 1931 | 4.8 | 4.8 | 4.8 | 4.8 | 4.8 | 4.8 | 4.8 | 4.8 | 4.8 | 4.8
389 | GUADALUPE BLANCO RIVER AUTH-MCQUEENEY |  | DG_MCQUE_5UNITS | GUADALUPE | HYDRO | SOUTH | 1928 | 7.7 | 7.7 | 7.7 | 7.7 | 7.7 | 7.7 | 7.7 | 7.7 | 7.7 | 7.7
390 | GUADALUPE BLANCO RIVER AUTH-SCHUMANSVILLE |  | DG_SCHUM_2UNITS | GUADALUPE | HYDRO | SOUTH | 1928 | 3.6 | 3.6 | 3.6 | 3.6 | 3.6 | 3.6 | 3.6 | 3.6 | 3.6 | 3.6
391 | LEWISVILLE HYDRO-CITY OF GARLAND |  | DG_LWSVL_1UNIT | DENTON | HYDRO | NORTH | 1991 | 2.2 | 2.2 | 2.2 | 2.2 | 2.2 | 2.2 | 2.2 | 2.2 | 2.2 | 2.2
392 | Operational Hydro Resources Total, Settlement Only Distributed Generators (SODGs) | [6 empty] | 19.7 | 19.7 | 19.7 | 19.7 | 19.7 | 19.7 | 19.7 | 19.7 | 19.7 | 19.7
393 | Hydro SODG Capacity Contribution (Highest 20 Peak Load Hours) |  | DG_HYDRO_CAP_CONT |  |  |  |  | 16.9732 | 16.9732 | 16.9732 | 16.9732 | 16.9732 | 16.9732 | 16.9732 | 16.9732 | 16.9732 | 16.9732
394
395 | Operational Capacity Unavailable due to Extended Outage or Derate |  | OPERATION_UNAVAIL |  |  |  |  | -5.1695 | -5.1695 | -5.1695 | -5.1695 | -5.1695 | -5.1695 | -5.1695 | -5.1695 | -5.1695 | -5.1695
396 | Operational Capacity Total (Including Hydro) |  | OPERATION_TOTAL |  |  |  |  | 64361.8585 | 64361.8585 | 64361.8585 | 64361.8585 | 64361.8585 | 64361.8585 | 64361.8585 | 64361.8585 | 64361.8585 | 64361.8585
397
398 | Operational Resources (Switchable)
399 | ANTELOPE IC 1 |  | AEEC_ANTLP_1 | HALE | GAS-IC | PANHANDLE | 2016 | 54 | 54 | 54 | 54 | 54 | 54 | 54 | 54 | 54 | 54
400 | ANTELOPE IC 2 |  | AEEC_ANTLP_2 | HALE | GAS-IC | PANHANDLE | 2016 | 54 | 54 | 54 | 54 | 54 | 54 | 54 | 54 | 54 | 54
401 | ANTELOPE IC 3 |  | AEEC_ANTLP_3 | HALE | GAS-IC | PANHANDLE | 2016 | 54 | 54 | 54 | 54 | 54 | 54 | 54 | 54 | 54 | 54
402 | ELK STATION CTG 1 |  | AEEC_ELK_1 | HALE | GAS-GT | PANHANDLE | 2016 | 190 | 190 | 190 | 190 | 190 | 190 | 190 | 190 | 190 | 190
403 | ELK STATION CTG 2 |  | AEEC_ELK_2 | HALE | GAS-GT | PANHANDLE | 2016 | 190 | 190 | 190 | 190 | 190 | 190 | 190 | 190 | 190 | 190
404 | TENASKA FRONTIER STATION CTG 1 |  | FTR_FTR_G1 | GRIMES | GAS-CC | NORTH | 2000 | 160 | 160 | 160 | 160 | 160 | 160 | 160 | 160 | 160 | 160
405 | TENASKA FRONTIER STATION CTG 2 |  | FTR_FTR_G2 | GRIMES | GAS-CC | NORTH | 2000 | 160 | 160 | 160 | 160 | 160 | 160 | 160 | 160 | 160 | 160
406 | TENASKA FRONTIER STATION CTG 3 |  | FTR_FTR_G3 | GRIMES | GAS-CC | NORTH | 2000 | 160 | 160 | 160 | 160 | 160 | 160 | 160 | 160 | 160 | 160
407 | TENASKA FRONTIER STATION STG 4 |  | FTR_FTR_G4 | GRIMES | GAS-CC | NORTH | 2000 | 400 | 400 | 400 | 400 | 400 | 400 | 400 | 400 | 400 | 400
408 | TENASKA GATEWAY STATION CTG 1 |  | TGCCS_CT1 | RUSK | GAS-CC | NORTH | 2001 | 156 | 156 | 156 | 156 | 156 | 156 | 156 | 156 | 156 | 156
409 | TENASKA GATEWAY STATION CTG 2 |  | TGCCS_CT2 | RUSK | GAS-CC | NORTH | 2001 | 135 | 135 | 135 | 135 | 135 | 135 | 135 | 135 | 135 | 135
410 | TENASKA GATEWAY STATION CTG 3 |  | TGCCS_CT3 | RUSK | GAS-CC | NORTH | 2001 | 153 | 153 | 153 | 153 | 153 | 153 | 153 | 153 | 153 | 153
411 | TENASKA GATEWAY STATION STG 4 |  | TGCCS_UNIT4 | RUSK | GAS-CC | NORTH | 2001 | 402 | 402 | 402 | 402 | 402 | 402 | 402 | 402 | 402 | 402
412 | TENASKA KIAMICHI STATION 1CT101 |  | KMCHI_1CT101 | FANNIN | GAS-CC | NORTH | 2003 | 151 | 151 | 151 | 151 | 151 | 151 | 151 | 151 | 151 | 151
413 | TENASKA KIAMICHI STATION 1CT201 |  | KMCHI_1CT201 | FANNIN | GAS-CC | NORTH | 2003 | 148 | 148 | 148 | 148 | 148 | 148 | 148 | 148 | 148 | 148
414 | TENASKA KIAMICHI STATION 1ST |  | KMCHI_1ST | FANNIN | GAS-CC | NORTH | 2003 | 310 | 310 | 310 | 310 | 310 | 310 | 310 | 310 | 310 | 310
415 | TENASKA KIAMICHI STATION 2CT101 |  | KMCHI_2CT101 | FANNIN | GAS-CC | NORTH | 2003 | 150 | 150 | 150 | 150 | 150 | 150 | 150 | 150 | 150 | 150
416 | TENASKA KIAMICHI STATION 2CT201 |  | KMCHI_2CT201 | FANNIN | GAS-CC | NORTH | 2003 | 152 | 152 | 152 | 152 | 152 | 152 | 152 | 152 | 152 | 152
417 | TENASKA KIAMICHI STATION 2ST |  | KMCHI_2ST | FANNIN | GAS-CC | NORTH | 2003 | 311 | 311 | 311 | 311 | 311 | 311 | 311 | 311 | 311 | 311
418 | Switchable Capacity Total | [6 empty] | 3490 | 3490 | 3490 | 3490 | 3490 | 3490 | 3490 | 3490 | 3490 | 3490
419
420 | Switchable Capacity Unavailable to ERCOT
421 | ANTELOPE IC 1 |  | AEEC_ANTLP_1_UNAVAIL | HALE | GAS-IC | PANHANDLE | 2017 | -54 | -54 | -54 | -54 | -54 | -54 | -54 | -54 | -54 | -54
422 | ANTELOPE IC 2 |  | AEEC_ANTLP_2_UNAVAIL | HALE | GAS-IC | PANHANDLE | 2017 | -54 | -54 | -54 | -54 | -54 | -54 | -54 | -54 | -54 | -54
423 | ANTELOPE IC 3 |  | AEEC_ANTLP_3_UNAVAIL | HALE | GAS-IC | PANHANDLE | 2017 | -54 | -54 | -54 | -54 | -54 | -54 | -54 | -54 | -54 | -54
424 | ELK STATION CTG 1 |  | AEEC_ELK_1_UNAVAIL | HALE | GAS-GT | PANHANDLE | 2017 | -190 | -190 | -190 | -190 | -190 | -190 | -190 | -190 | -190 | -190
425 | ELK STATION CTG 2 |  | AEEC_ELK_2_UNAVAIL | HALE | GAS-GT | PANHANDLE | 2017 | -190 | -190 | -190 | -190 | -190 | -190 | -190 | -190 | -190 | -190
426 | Switchable Capacity Unavailable to ERCOT Total | [6 empty] | -542 | -542 | -542 | -542 | -542 | -542 | -542 | -542 | -542 | -542
427
428 | Available Mothball Capacity based on Owner's Return Probability |  | MOTH_AVAIL |  |  |  |  | 588 | 588 | 588 | 588 | 588 | 588 | 588 | 588 | 588 | 588
429
430 | Private-Use Network Capacity Contribution (Top 20 Hours) |  | PUN_CAP_CONT |  | GAS |  |  | 3294.7392 | 3294.7392 | 3294.7392 | 3294.7392 | 3294.7392 | 3294.7392 | 3294.7392 | 3294.7392 | 3294.7392 | 3294.7392
431 | Private-Use Network Forecast Adjustment (per Protocol 10.3.2.4) |  | PUN_CAP_ADJUST |  | GAS |  |  | -37 | -82 | -129 | -126 | -123 | -120 | -122 | -119 | -116 | -113
432
433 | Operational Resources (Wind)
434 | BAFFIN WIND UNIT1 |  | BAFFIN_UNIT1 | KENEDY | WIND-C | COASTAL | 2016 | 100 | 100 | 100 | 100 | 100 | 100 | 100 | 100 | 100 | 100
435 | BAFFIN WIND UNIT2 |  | BAFFIN_UNIT2 | KENEDY | WIND-C | COASTAL | 2016 | 102 | 102 | 102 | 102 | 102 | 102 | 102 | 102 | 102 | 102
436 | BRUENNING'S BREEZE A |  | BBREEZE_UNIT1 | WILLACY | WIND-C | COASTAL | 2017 | 120 | 120 | 120 | 120 | 120 | 120 | 120 | 120 | 120 | 120
437 | BRUENNING'S BREEZE B |  | BBREEZE_UNIT2 | WILLACY | WIND-C | COASTAL | 2017 | 108 | 108 | 108 | 108 | 108 | 108 | 108 | 108 | 108 | 108
438 | CAMERON COUNTY WIND |  | CAMWIND_UNIT1 | CAMERON | WIND-C | COASTAL | 2016 | 165 | 165 | 165 | 165 | 165 | 165 | 165 | 165 | 165 | 165
439 | CHAPMAN RANCH WIND IA (SANTA CRUZ) |  | SANTACRU_UNIT1 | NUECES | WIND-C | COASTAL | 2017 | 150.6 | 150.6 | 150.6 | 150.6 | 150.6 | 150.6 | 150.6 | 150.6 | 150.6 | 150.6
440 | CHAPMAN RANCH WIND IB (SANTA CRUZ) |  | SANTACRU_UNIT2 | NUECES | WIND-C | COASTAL | 2017 | 98.4 | 98.4 | 98.4 | 98.4 | 98.4 | 98.4 | 98.4 | 98.4 | 98.4 | 98.4
441 | GULF WIND I |  | TGW_T1 | KENEDY | WIND-C | COASTAL | 2009 | 141.6 | 141.6 | 141.6 | 141.6 | 141.6 | 141.6 | 141.6 | 141.6 | 141.6 | 141.6
442 | GULF WIND II |  | TGW_T2 | KENEDY | WIND-C | COASTAL | 2009 | 141.6 | 141.6 | 141.6 | 141.6 | 141.6 | 141.6 | 141.6 | 141.6 | 141.6 | 141.6
443 | KARANKAWA WIND 1A |  | KARAKAW1_UNIT1 | SAN PATRICIO | WIND-C | COASTAL | 2019 | 103.3 | 103.3 | 103.3 | 103.3 | 103.3 | 103.3 | 103.3 | 103.3 | 103.3 | 103.3
444 | KARANKAWA WIND 1B |  | KARAKAW1_UNIT2 | SAN PATRICIO | WIND-C | COASTAL | 2019 | 103.3 | 103.3 | 103.3 | 103.3 | 103.3 | 103.3 | 103.3 | 103.3 | 103.3 | 103.3
445 | KARANKAWA WIND 2 |  | KARAKAW2_UNIT3 | SAN PATRICIO | WIND-C | COASTAL | 2019 | 100.4 | 100.4 | 100.4 | 100.4 | 100.4 | 100.4 | 100.4 | 100.4 | 100.4 | 100.4
446 | LOS VIENTOS WIND I |  | LV1_LV1A | WILLACY | WIND-C | COASTAL | 2013 | 200.1 | 200.1 | 200.1 | 200.1 | 200.1 | 200.1 | 200.1 | 200.1 | 200.1 | 200.1
447 | LOS VIENTOS WIND II |  | LV2_LV2 | WILLACY | WIND-C | COASTAL | 2013 | 201.6 | 201.6 | 201.6 | 201.6 | 201.6 | 201.6 | 201.6 | 201.6 | 201.6 | 201.6
448 | MAGIC VALLEY WIND (REDFISH) 1A |  | REDFISH_MV1A | WILLACY | WIND-C | COASTAL | 2012 | 99.8 | 99.8 | 99.8 | 99.8 | 99.8 | 99.8 | 99.8 | 99.8 | 99.8 | 99.8
449 | MAGIC VALLEY WIND (REDFISH) 1B |  | REDFISH_MV1B | WILLACY | WIND-C | COASTAL | 2012 | 103.5 | 103.5 | 103.5 | 103.5 | 103.5 | 103.5 | 103.5 | 103.5 | 103.5 | 103.5
450 | MIDWAY WIND |  | MIDWIND_UNIT1 | SAN PATRICIO | WIND-C | COASTAL | 2019 | 162.8 | 162.8 | 162.8 | 162.8 | 162.8 | 162.8 | 162.8 | 162.8 | 162.8 | 162.8
451 | PALMAS ALTAS WIND |  | PALMWIND_UNIT1 | CAMERON | WIND-C | COASTAL | 2020 | 144.9 | 144.9 | 144.9 | 144.9 | 144.9 | 144.9 | 144.9 | 144.9 | 144.9 | 144.9
452 | PAPALOTE CREEK WIND |  | PAP1_PAP1 | SAN PATRICIO | WIND-C | COASTAL | 2009 | 179.9 | 179.9 | 179.9 | 179.9 | 179.9 | 179.9 | 179.9 | 179.9 | 179.9 | 179.9
453 | PAPALOTE CREEK WIND II |  | COTTON_PAP2 | SAN PATRICIO | WIND-C | COASTAL | 2010 | 200.1 | 200.1 | 200.1 | 200.1 | 200.1 | 200.1 | 200.1 | 200.1 | 200.1 | 200.1
454 | PENASCAL WIND 1 |  | PENA_UNIT1 | KENEDY | WIND-C | COASTAL | 2009 | 160.8 | 160.8 | 160.8 | 160.8 | 160.8 | 160.8 | 160.8 | 160.8 | 160.8 | 160.8
455 | PENASCAL WIND 2 |  | PENA_UNIT2 | KENEDY | WIND-C | COASTAL | 2009 | 141.6 | 141.6 | 141.6 | 141.6 | 141.6 | 141.6 | 141.6 | 141.6 | 141.6 | 141.6
456 | PENASCAL WIND 3 |  | PENA3_UNIT3 | KENEDY | WIND-C | COASTAL | 2011 | 100.8 | 100.8 | 100.8 | 100.8 | 100.8 | 100.8 | 100.8 | 100.8 | 100.8 | 100.8
457 | PEYTON CREEK WIND |  | PEY_UNIT1 | MATAGORDA | WIND-C | COASTAL | 2020 | 151.2 | 151.2 | 151.2 | 151.2 | 151.2 | 151.2 | 151.2 | 151.2 | 151.2 | 151.2
458 | SAN ROMAN WIND |  | SANROMAN_WIND_1 | CAMERON | WIND-C | COASTAL | 2017 | 95.2 | 95.2 | 95.2 | 95.2 | 95.2 | 95.2 | 95.2 | 95.2 | 95.2 | 95.2
459 | STELLA WIND |  | STELLA_UNIT1 | KENEDY | WIND-C | COASTAL | 2018 | 201 | 201 | 201 | 201 | 201 | 201 | 201 | 201 | 201 | 201
460 | HARBOR WIND |  | DG_NUECE_6UNITS | NUECES | WIND-C | COASTAL | 2012 | 9 | 9 | 9 | 9 | 9 | 9 | 9 | 9 | 9 | 9
461 | BRISCOE WIND |  | BRISCOE_WIND | BRISCOE | WIND-P | PANHANDLE | 2015 | 149.8 | 149.8 | 149.8 | 149.8 | 149.8 | 149.8 | 149.8 | 149.8 | 149.8 | 149.8
462 | CANADIAN BREAKS WIND |  | CN_BRKS_UNIT_1 | OLDHAM | WIND-P | PANHANDLE | 2019 | 210.1 | 210.1 | 210.1 | 210.1 | 210.1 | 210.1 | 210.1 | 210.1 | 210.1 | 210.1
463 | COTTON PLAINS WIND |  | COTPLNS_COTTONPL | FLOYD | WIND-P | PANHANDLE | 2017 | 50.4 | 50.4 | 50.4 | 50.4 | 50.4 | 50.4 | 50.4 | 50.4 | 50.4 | 50.4
464 | DOUG COLBECK'S CORNER (CONWAY) B |  | GRANDVW1_COLB | CARSON | WIND-P | PANHANDLE | 2016 | 100.2 | 100.2 | 100.2 | 100.2 | 100.2 | 100.2 | 100.2 | 100.2 | 100.2 | 100.2
465 | DOUG COLBECK'S CORNER (CONWAY) A |  | GRANDVW1_COLA | CARSON | WIND-P | PANHANDLE | 2016 | 100.2 | 100.2 | 100.2 | 100.2 | 100.2 | 100.2 | 100.2 | 100.2 | 100.2 | 100.2
466 | FALVEZ ASTRA WIND |  | ASTRA_UNIT1 | RANDALL | WIND-P | PANHANDLE | 2017 | 163.2 | 163.2 | 163.2 | 163.2 | 163.2 | 163.2 | 163.2 | 163.2 | 163.2 | 163.2
467 | GRANDVIEW WIND 1 (CONWAY) GV1A |  | GRANDVW1_GV1A | CARSON | WIND-P | PANHANDLE | 2014 | 107.4 | 107.4 | 107.4 | 107.4 | 107.4 | 107.4 | 107.4 | 107.4 | 107.4 | 107.4
468 | GRANDVIEW WIND 1 (CONWAY) GV1B |  | GRANDVW1_GV1B | CARSON | WIND-P | PANHANDLE | 2014 | 103.8 | 103.8 | 103.8 | 103.8 | 103.8 | 103.8 | 103.8 | 103.8 | 103.8 | 103.8
469 | HEREFORD WIND G |  | HRFDWIND_WIND_G | DEAF SMITH | WIND-P | PANHANDLE | 2015 | 99.9 | 99.9 | 99.9 | 99.9 | 99.9 | 99.9 | 99.9 | 99.9 | 99.9 | 99.9
470 | HEREFORD WIND V |  | HRFDWIND_WIND_V | DEAF SMITH | WIND-P | PANHANDLE | 2015 | 100 | 100 | 100 | 100 | 100 | 100 | 100 | 100 | 100 | 100
471 | JUMBO ROAD WIND 1 |  | HRFDWIND_JRDWIND1 | DEAF SMITH | WIND-P | PANHANDLE | 2015 | 146.2 | 146.2 | 146.2 | 146.2 | 146.2 | 146.2 | 146.2 | 146.2 | 146.2 | 146.2
472 | JUMBO ROAD WIND 2 |  | HRFDWIND_JRDWIND2 | DEAF SMITH | WIND-P | PANHANDLE | 2015 | 153.6 | 153.6 | 153.6 | 153.6 | 153.6 | 153.6 | 153.6 | 153.6 | 153.6 | 153.6
473 | LONGHORN WIND NORTH U1 |  | LHORN_N_UNIT1 | FLOYD | WIND-P | PANHANDLE | 2015 | 100 | 100 | 100 | 100 | 100 | 100 | 100 | 100 | 100 | 100
474 | LONGHORN WIND NORTH U2 |  | LHORN_N_UNIT2 | FLOYD | WIND-P | PANHANDLE | 2015 | 100 | 100 | 100 | 100 | 100 | 100 | 100 | 100 | 100 | 100
475 | MARIAH DEL NORTE 1 |  | MARIAH_NORTE1 | PARMER | WIND-P | PANHANDLE | 2017 | 115.2 | 115.2 | 115.2 | 115.2 | 115.2 | 115.2 | 115.2 | 115.2 | 115.2 | 115.2
476 | MARIAH DEL NORTE 2 |  | MARIAH_NORTE2 | PARMER | WIND-P | PANHANDLE | 2017 | 115.2 | 115.2 | 115.2 | 115.2 | 115.2 | 115.2 | 115.2 | 115.2 | 115.2 | 115.2
477 | MCADOO WIND |  | MWEC_G1 | DICKENS | WIND-P | PANHANDLE | 2008 | 150 | 150 | 150 | 150 | 150 | 150 | 150 | 150 | 150 | 150
478 | MIAMI WIND G1 |  | MIAM1_G1 | GRAY | WIND-P | PANHANDLE | 2014 | 144.3 | 144.3 | 144.3 | 144.3 | 144.3 | 144.3 | 144.3 | 144.3 | 144.3 | 144.3
479 | MIAMI WIND G2 |  | MIAM1_G2 | GRAY | WIND-P | PANHANDLE | 2014 | 144.3 | 144.3 | 144.3 | 144.3 | 144.3 | 144.3 | 144.3 | 144.3 | 144.3 | 144.3
480 | OLD SETTLER WIND |  | COTPLNS_OLDSETLR | FLOYD | WIND-P | PANHANDLE | 2017 | 151.2 | 151.2 | 151.2 | 151.2 | 151.2 | 151.2 | 151.2 | 151.2 | 151.2 | 151.2
481 | PANHANDLE WIND 1 U1 |  | PH1_UNIT1 | CARSON | WIND-P | PANHANDLE | 2014 | 109.2 | 109.2 | 109.2 | 109.2 | 109.2 | 109.2 | 109.2 | 109.2 | 109.2 | 109.2
482 | PANHANDLE WIND 1 U2 |  | PH1_UNIT2 | CARSON | WIND-P | PANHANDLE | 2014 | 109.2 | 109.2 | 109.2 | 109.2 | 109.2 | 109.2 | 109.2 | 109.2 | 109.2 | 109.2
483 | PANHANDLE WIND 2 U1 |  | PH2_UNIT1 | CARSON | WIND-P | PANHANDLE | 2014 | 94.2 | 94.2 | 94.2 | 94.2 | 94.2 | 94.2 | 94.2 | 94.2 | 94.2 | 94.2
484 | PANHANDLE WIND 2 U2 |  | PH2_UNIT2 | CARSON | WIND-P | PANHANDLE | 2014 | 96.6 | 96.6 | 96.6 | 96.6 | 96.6 | 96.6 | 96.6 | 96.6 | 96.6 | 96.6
485 | ROUTE 66 WIND |  | ROUTE_66_WIND1 | CARSON | WIND-P | PANHANDLE | 2015 | 150 | 150 | 150 | 150 | 150 | 150 | 150 | 150 | 150 | 150
486 | SALT FORK 1 WIND U1 |  | SALTFORK_UNIT1 | DONLEY | WIND-P | PANHANDLE | 2017 | 64 | 64 | 64 | 64 | 64 | 64 | 64 | 64 | 64 | 64
487 | SALT FORK 1 WIND U2 |  | SALTFORK_UNIT2 | DONLEY | WIND-P | PANHANDLE | 2017 | 110 | 110 | 110 | 110 | 110 | 110 | 110 | 110 | 110 | 110
488 | SOUTH PLAINS WIND 1 U1 |  | SPLAIN1_WIND1 | FLOYD | WIND-P | PANHANDLE | 2015 | 102 | 102 | 102 | 102 | 102 | 102 | 102 | 102 | 102 | 102
489 | SOUTH PLAINS WIND 1 U2 |  | SPLAIN1_WIND2 | FLOYD | WIND-P | PANHANDLE | 2015 | 98 | 98 | 98 | 98 | 98 | 98 | 98 | 98 | 98 | 98
490 | SOUTH PLAINS WIND 2 U1 |  | SPLAIN2_WIND21 | FLOYD | WIND-P | PANHANDLE | 2016 | 148.5 | 148.5 | 148.5 | 148.5 | 148.5 | 148.5 | 148.5 | 148.5 | 148.5 | 148.5
491 | SOUTH PLAINS WIND 2 U2 |  | SPLAIN2_WIND22 | FLOYD | WIND-P | PANHANDLE | 2016 | 151.8 | 151.8 | 151.8 | 151.8 | 151.8 | 151.8 | 151.8 | 151.8 | 151.8 | 151.8
492 | SPINNING SPUR WIND TWO A |  | SSPURTWO_WIND_1 | OLDHAM | WIND-P | PANHANDLE | 2014 | 161 | 161 | 161 | 161 | 161 | 161 | 161 | 161 | 161 | 161
493 | SPINNING SPUR WIND TWO B |  | SSPURTWO_SS3WIND2 | OLDHAM | WIND-P | PANHANDLE | 2015 | 98 | 98 | 98 | 98 | 98 | 98 | 98 | 98 | 98 | 98
494 | SPINNING SPUR WIND TWO C |  | SSPURTWO_SS3WIND1 | OLDHAM | WIND-P | PANHANDLE | 2015 | 96 | 96 | 96 | 96 | 96 | 96 | 96 | 96 | 96 | 96
495 | WAKE WIND 1 |  | WAKEWE_G1 | DICKENS | WIND-P | PANHANDLE | 2016 | 114.9 | 114.9 | 114.9 | 114.9 | 114.9 | 114.9 | 114.9 | 114.9 | 114.9 | 114.9
496 | WAKE WIND 2 |  | WAKEWE_G2 | DICKENS | WIND-P | PANHANDLE | 2016 | 142.3 | 142.3 | 142.3 | 142.3 | 142.3 | 142.3 | 142.3 | 142.3 | 142.3 | 142.3
497 | WHIRLWIND ENERGY |  | WEC_WECG1 | FLOYD | WIND-P | PANHANDLE | 2007 | 57 | 57 | 57 | 57 | 57 | 57 | 57 | 57 | 57 | 57
498 | AMADEUS WIND 1 U1 |  | AMADEUS1_UNIT1 | FISHER | WIND-O | WEST | 2021 | 36.7 | 36.7 | 36.7 | 36.7 | 36.7 | 36.7 | 36.7 | 36.7 | 36.7 | 36.7
499 | AMADEUS WIND 1 U2 |  | AMADEUS1_UNIT2 | FISHER | WIND-O | WEST | 2021 | 35.8 | 35.8 | 35.8 | 35.8 | 35.8 | 35.8 | 35.8 | 35.8 | 35.8 | 35.8
500 | AMADEUS WIND 2 U1 |  | AMADEUS2_UNIT3 | FISHER | WIND-O | WEST | 2021 | 177.7 | 177.7 | 177.7 | 177.7 | 177.7 | 177.7 | 177.7 | 177.7 | 177.7 | 177.7
501 | ANACACHO WIND |  | ANACACHO_ANA | KINNEY | WIND-O | SOUTH | 2012 | 99.8 | 99.8 | 99.8 | 99.8 | 99.8 | 99.8 | 99.8 | 99.8 | 99.8 | 99.8
502 | BARTON CHAPEL WIND |  | BRTSW_BCW1 | JACK | WIND-O | NORTH | 2007 | 120 | 120 | 120 | 120 | 120 | 120 | 120 | 120 | 120 | 120
503 | BLUE SUMMIT WIND 1 A | 18INR0072 | BLSUMMIT_BLSMT1_5 | WILBARGER | WIND-O | WEST | 2013 | 8.8 | 8.8 | 8.8 | 8.8 | 8.8 | 8.8 | 8.8 | 8.8 | 8.8 | 8.8
504 | BLUE SUMMIT WIND 1 B | 18INR0072 | BLSUMMIT_BLSMT1_6 | WILBARGER | WIND-O | WEST | 2013 | 124.3 | 124.3 | 124.3 | 124.3 | 124.3 | 124.3 | 124.3 | 124.3 | 124.3 | 124.3
505 | BLUE SUMMIT WIND 2 A |  | BLSUMMIT_UNIT2_25 | WILBARGER | WIND-O | WEST | 2020 | 89.7 | 89.7 | 89.7 | 89.7 | 89.7 | 89.7 | 89.7 | 89.7 | 89.7 | 89.7
506 | BLUE SUMMIT WIND 2 B |  | BLSUMMIT_UNIT2_17 | WILBARGER | WIND-O | WEST | 2020 | 6.7 | 6.7 | 6.7 | 6.7 | 6.7 | 6.7 | 6.7 | 6.7 | 6.7 | 6.7
507 | BLUE SUMMIT WIND 3 A |  | BLSUMIT3_UNIT_17 | WILBARGER | WIND-O | WEST | 2020 | 13.4 | 13.4 | 13.4 | 13.4 | 13.4 | 13.4 | 13.4 | 13.4 | 13.4 | 13.4
508 | BLUE SUMMIT WIND 3 B |  | BLSUMIT3_UNIT_25 | WILBARGER | WIND-O | WEST | 2020 | 182.4 | 182.4 | 182.4 | 182.4 | 182.4 | 182.4 | 182.4 | 182.4 | 182.4 | 182.4
509 | BOBCAT BLUFF WIND |  | BCATWIND_WIND_1 | ARCHER | WIND-O | WEST | 2020 | 162 | 162 | 162 | 162 | 162 | 162 | 162 | 162 | 162 | 162
510 | BUCKTHORN WIND 1 A |  | BUCKTHRN_UNIT1 | ERATH | WIND-O | NORTH | 2017 | 44.9 | 44.9 | 44.9 | 44.9 | 44.9 | 44.9 | 44.9 | 44.9 | 44.9 | 44.9
511 | BUCKTHORN WIND 1 B |  | BUCKTHRN_UNIT2 | ERATH | WIND-O | NORTH | 2017 | 55.7 | 55.7 | 55.7 | 55.7 | 55.7 | 55.7 | 55.7 | 55.7 | 55.7 | 55.7
512 | BUFFALO GAP WIND 1 |  | BUFF_GAP_UNIT1 | TAYLOR | WIND-O | WEST | 2006 | 120.6 | 120.6 | 120.6 | 120.6 | 120.6 | 120.6 | 120.6 | 120.6 | 120.6 | 120.6
513 | BUFFALO GAP WIND 2_1 |  | BUFF_GAP_UNIT2_1 | TAYLOR | WIND-O | WEST | 2007 | 115.5 | 115.5 | 115.5 | 115.5 | 115.5 | 115.5 | 115.5 | 115.5 | 115.5 | 115.5
514 | BUFFALO GAP WIND 2_2 |  | BUFF_GAP_UNIT2_2 | TAYLOR | WIND-O | WEST | 2007 | 117 | 117 | 117 | 117 | 117 | 117 | 117 | 117 | 117 | 117
515 | BUFFALO GAP WIND 3 |  | BUFF_GAP_UNIT3 | TAYLOR | WIND-O | WEST | 2008 | 170.2 | 170.2 | 170.2 | 170.2 | 170.2 | 170.2 | 170.2 | 170.2 | 170.2 | 170.2
516 | BULL CREEK WIND U1 |  | BULLCRK_WND1 | BORDEN | WIND-O | WEST | 2009 | 88 | 88 | 88 | 88 | 88 | 88 | 88 | 88 | 88 | 88
517 | BULL CREEK WIND U2 |  | BULLCRK_WND2 | BORDEN | WIND-O | WEST | 2009 | 90 | 90 | 90 | 90 | 90 | 90 | 90 | 90 | 90 | 90
518 | CABEZON WIND (RIO BRAVO I WIND) 1 A |  | CABEZON_WIND1 | STARR | WIND-O | SOUTH | 2019 | 115.2 | 115.2 | 115.2 | 115.2 | 115.2 | 115.2 | 115.2 | 115.2 | 115.2 | 115.2
519 | CABEZON WIND (RIO BRAVO I WIND) 1 B |  | CABEZON_WIND2 | STARR | WIND-O | SOUTH | 2019 | 122.4 | 122.4 | 122.4 | 122.4 | 122.4 | 122.4 | 122.4 | 122.4 | 122.4 | 122.4
520 | CALLAHAN WIND |  | CALLAHAN_WND1 | CALLAHAN | WIND-O | WEST | 2004 | 114 | 114 | 114 | 114 | 114 | 114 | 114 | 114 | 114 | 114
521 | CAMP SPRINGS WIND 1 |  | CSEC_CSECG1 | SCURRY | WIND-O | WEST | 2007 | 130.5 | 130.5 | 130.5 | 130.5 | 130.5 | 130.5 | 130.5 | 130.5 | 130.5 | 130.5
522 | CAMP SPRINGS WIND 2 |  | CSEC_CSECG2 | SCURRY | WIND-O | WEST | 2007 | 120 | 120 | 120 | 120 | 120 | 120 | 120 | 120 | 120 | 120
523 | CAPRICORN RIDGE WIND 1 | 17INR0054 | CAPRIDGE_CR1 | STERLING | WIND-O | WEST | 2007 | 231.7 | 231.7 | 231.7 | 231.7 | 231.7 | 231.7 | 231.7 | 231.7 | 231.7 | 231.7
524 | CAPRICORN RIDGE WIND 2 | 17INR0054 | CAPRIDGE_CR2 | STERLING | WIND-O | WEST | 2007 | 149.5 | 149.5 | 149.5 | 149.5 | 149.5 | 149.5 | 149.5 | 149.5 | 149.5 | 149.5
525 | CAPRICORN RIDGE WIND 3 | 17INR0054 | CAPRIDGE_CR3 | STERLING | WIND-O | WEST | 2008 | 200.9 | 200.9 | 200.9 | 200.9 | 200.9 | 200.9 | 200.9 | 200.9 | 200.9 | 200.9
526 | CAPRICORN RIDGE WIND 4 | 17INR0061 | CAPRIDG4_CR4 | COKE | WIND-O | WEST | 2008 | 121.5 | 121.5 | 121.5 | 121.5 | 121.5 | 121.5 | 121.5 | 121.5 | 121.5 | 121.5
527 | CEDRO HILL WIND 1 |  | CEDROHIL_CHW1 | WEBB | WIND-O | SOUTH | 2010 | 75 | 75 | 75 | 75 | 75 | 75 | 75 | 75 | 75 | 75
528 | CEDRO HILL WIND 2 |  | CEDROHIL_CHW2 | WEBB | WIND-O | SOUTH | 2010 | 75 | 75 | 75 | 75 | 75 | 75 | 75 | 75 | 75 | 75
529 | CHAMPION WIND |  | CHAMPION_UNIT1 | NOLAN | WIND-O | WEST | 2008 | 126.5 | 126.5 | 126.5 | 126.5 | 126.5 | 126.5 | 126.5 | 126.5 | 126.5 | 126.5
530 | DERMOTT WIND 1_1 |  | DERMOTT_UNIT1 | SCURRY | WIND-O | WEST | 2017 | 126.5 | 126.5 | 126.5 | 126.5 | 126.5 | 126.5 | 126.5 | 126.5 | 126.5 | 126.5
531 | DERMOTT WIND 1_2 |  | DERMOTT_UNIT2 | SCURRY | WIND-O | WEST | 2017 | 126.5 | 126.5 | 126.5 | 126.5 | 126.5 | 126.5 | 126.5 | 126.5 | 126.5 | 126.5
532 | DESERT SKY WIND 1 | 17INR0070 | INDNENR_INDNENR | PECOS | WIND-O | WEST | 2002 | 85.1 | 85.1 | 85.1 | 85.1 | 85.1 | 85.1 | 85.1 | 85.1 | 85.1 | 85.1
533 | DESERT SKY WIND 2 | 17INR0070 | INDNENR_INDNENR_2 | PECOS | WIND-O | WEST | 2002 | 85.1 | 85.1 | 85.1 | 85.1 | 85.1 | 85.1 | 85.1 | 85.1 | 85.1 | 85.1
534 | ELBOW CREEK WIND |  | ELB_ELBCREEK | HOWARD | WIND-O | WEST | 2008 | 118.7 | 118.7 | 118.7 | 118.7 | 118.7 | 118.7 | 118.7 | 118.7 | 118.7 | 118.7
535 | ELECTRA WIND 1 |  | DIGBY_UNIT1 | WILBARGER | WIND-O | WEST | 2017 | 98.9 | 98.9 | 98.9 | 98.9 | 98.9 | 98.9 | 98.9 | 98.9 | 98.9 | 98.9
536 | ELECTRA WIND 2 |  | DIGBY_UNIT2 | WILBARGER | WIND-O | WEST | 2017 | 131.1 | 131.1 | 131.1 | 131.1 | 131.1 | 131.1 | 131.1 | 131.1 | 131.1 | 131.1
537 | FLAT TOP WIND I |  | FTWIND_UNIT_1 | MILLS | WIND-O | NORTH | 2018 | 200 | 200 | 200 | 200 | 200 | 200 | 200 | 200 | 200 | 200
538 | FLUVANNA RENEWABLE 1 A |  | FLUVANNA_UNIT1 | SCURRY | WIND-O | WEST | 2017 | 79.8 | 79.8 | 79.8 | 79.8 | 79.8 | 79.8 | 79.8 | 79.8 | 79.8 | 79.8
539 | FLUVANNA RENEWABLE 1 B |  | FLUVANNA_UNIT2 | SCURRY | WIND-O | WEST | 2017 | 75.6 | 75.6 | 75.6 | 75.6 | 75.6 | 75.6 | 75.6 | 75.6 | 75.6 | 75.6
540 | FOARD CITY WIND 1 A |  | FOARDCTY_UNIT1 | FOARD | WIND-O | WEST | 2019 | 186.5 | 186.5 | 186.5 | 186.5 | 186.5 | 186.5 | 186.5 | 186.5 | 186.5 | 186.5
541 | FOARD CITY WIND 1 B |  | FOARDCTY_UNIT2 | FOARD | WIND-O | WEST | 2019 | 163.8 | 163.8 | 163.8 | 163.8 | 163.8 | 163.8 | 163.8 | 163.8 | 163.8 | 163.8
542 | FOREST CREEK WIND |  | MCDLD_FCW1 | GLASSCOCK | WIND-O | WEST | 2007 | 124.2 | 124.2 | 124.2 | 124.2 | 124.2 | 124.2 | 124.2 | 124.2 | 124.2 | 124.2
543 | GOAT WIND |  | GOAT_GOATWIND | STERLING | WIND-O | WEST | 2008 | 80 | 80 | 80 | 80 | 80 | 80 | 80 | 80 | 80 | 80
544 | GOAT WIND 2 |  | GOAT_GOATWIN2 | STERLING | WIND-O | WEST | 2010 | 69.6 | 69.6 | 69.6 | 69.6 | 69.6 | 69.6 | 69.6 | 69.6 | 69.6 | 69.6
545 | GOLDTHWAITE WIND 1 |  | GWEC_GWEC_G1 | MILLS | WIND-O | NORTH | 2014 | 148.6 | 148.6 | 148.6 | 148.6 | 148.6 | 148.6 | 148.6 | 148.6 | 148.6 | 148.6
546 | GOPHER CREEK WIND 1 |  | GOPHER_UNIT1 | BORDEN | WIND-O | WEST | 2020 | 82 | 82 | 82 | 82 | 82 | 82 | 82 | 82 | 82 | 82
547 | GOPHER CREEK WIND 2 |  | GOPHER_UNIT2 | BORDEN | WIND-O | WEST | 2020 | 76 | 76 | 76 | 76 | 76 | 76 | 76 | 76 | 76 | 76
548 | GREEN MOUNTAIN WIND (BRAZOS) U1 | 21INR0532 | BRAZ_WND_WND1 | SCURRY | WIND-O | WEST | 2003 | 99 | 99 | 99 | 99 | 99 | 99 | 99 | 99 | 99 | 99
549 | GREEN MOUNTAIN WIND (BRAZOS) U2 | 21INR0532 | BRAZ_WND_WND2 | SCURRY | WIND-O | WEST | 2003 | 61 | 61 | 61 | 61 | 61 | 61 | 61 | 61 | 61 | 61
550 | GREEN PASTURES WIND I |  | GPASTURE_WIND_I | BAYLOR | WIND-O | WEST | 2015 | 150 | 150 | 150 | 150 | 150 | 150 | 150 | 150 | 150 | 150
551 | VERTIGO WIND (FORMERLY GREEN PASTURES WIND 2) |  | VERTIGO_WIND_I | BAYLOR | WIND-O | WEST | 2015 | 150 | 150 | 150 | 150 | 150 | 150 | 150 | 150 | 150 | 150
552 | GUNSIGHT MOUNTAIN WIND |  | GUNMTN_G1 | HOWARD | WIND-O | WEST | 2016 | 119.9 | 119.9 | 119.9 | 119.9 | 119.9 | 119.9 | 119.9 | 119.9 | 119.9 | 119.9
553 | HACKBERRY WIND |  | HWF_HWFG1 | SHACKELFORD | WIND-O | WEST | 2008 | 163.5 | 163.5 | 163.5 | 163.5 | 163.5 | 163.5 | 163.5 | 163.5 | 163.5 | 163.5
554 | HICKMAN (SANTA RITA WIND) 1 |  | HICKMAN_G1 | REAGAN | WIND-O | WEST | 2018 | 152.5 | 152.5 | 152.5 | 152.5 | 152.5 | 152.5 | 152.5 | 152.5 | 152.5 | 152.5
555 | HICKMAN (SANTA RITA WIND) 2 |  | HICKMAN_G2 | REAGAN | WIND-O | WEST | 2018 | 147.5 | 147.5 | 147.5 | 147.5 | 147.5 | 147.5 | 147.5 | 147.5 | 147.5 | 147.5
556 | HIDALGO & STARR WIND 11 |  | MIRASOLE_MIR11 | HIDALGO | WIND-O | SOUTH | 2016 | 52 | 52 | 52 | 52 | 52 | 52 | 52 | 52 | 52 | 52
557 | HIDALGO & STARR WIND 12 |  | MIRASOLE_MIR12 | HIDALGO | WIND-O | SOUTH | 2016 | 98 | 98 | 98 | 98 | 98 | 98 | 98 | 98 | 98 | 98
558 | HIDALGO & STARR WIND 21 |  | MIRASOLE_MIR21 | HIDALGO | WIND-O | SOUTH | 2016 | 100 | 100 | 100 | 100 | 100 | 100 | 100 | 100 | 100 | 100
559 | HORSE CREEK WIND 1 |  | HORSECRK_UNIT1 | HASKELL | WIND-O | WEST | 2017 | 131.1 | 131.1 | 131.1 | 131.1 | 131.1 | 131.1 | 131.1 | 131.1 | 131.1 | 131.1
560 | HORSE CREEK WIND 2 |  | HORSECRK_UNIT2 | HASKELL | WIND-O | WEST | 2017 | 98.9 | 98.9 | 98.9 | 98.9 | 98.9 | 98.9 | 98.9 | 98.9 | 98.9 | 98.9
561 | HORSE HOLLOW WIND 1 | 17INR0052 | H_HOLLOW_WND1 | TAYLOR | WIND-O | WEST | 2005 | 230 | 230 | 230 | 230 | 230 | 230 | 230 | 230 | 230 | 230
562 | HORSE HOLLOW WIND 2 | 17INR0052 | HHOLLOW2_WIND1 | TAYLOR | WIND-O | WEST | 2006 | 184 | 184 | 184 | 184 | 184 | 184 | 184 | 184 | 184 | 184
563 | HORSE HOLLOW WIND 3 | 17INR0052 | HHOLLOW3_WND_1 | TAYLOR | WIND-O | WEST | 2006 | 241.4 | 241.4 | 241.4 | 241.4 | 241.4 | 241.4 | 241.4 | 241.4 | 241.4 | 241.4
564 | HORSE HOLLOW WIND 4 | 17INR0052 | HHOLLOW4_WND1 | TAYLOR | WIND-O | WEST | 2006 | 115 | 115 | 115 | 115 | 115 | 115 | 115 | 115 | 115 | 115
565 | INADALE WIND 1 |  | INDL_INADALE1 | NOLAN | WIND-O | WEST | 2008 | 95 | 95 | 95 | 95 | 95 | 95 | 95 | 95 | 95 | 95
566 | INADALE WIND 2 |  | INDL_INADALE2 | NOLAN | WIND-O | WEST | 2008 | 102 | 102 | 102 | 102 | 102 | 102 | 102 | 102 | 102 | 102
567 | INDIAN MESA WIND |  | INDNNWP_INDNNWP2 | PECOS | WIND-O | WEST | 2001 | 91.8 | 91.8 | 91.8 | 91.8 | 91.8 | 91.8 | 91.8 | 91.8 | 91.8 | 91.8
568 | JAVELINA I WIND 18 |  | BORDAS_JAVEL18 | WEBB | WIND-O | SOUTH | 2015 | 19.7 | 19.7 | 19.7 | 19.7 | 19.7 | 19.7 | 19.7 | 19.7 | 19.7 | 19.7
569 | JAVELINA I WIND 20 |  | BORDAS_JAVEL20 | WEBB | WIND-O | SOUTH | 2015 | 230 | 230 | 230 | 230 | 230 | 230 | 230 | 230 | 230 | 230
570 | JAVELINA II WIND 1 |  | BORDAS2_JAVEL2_A | WEBB | WIND-O | SOUTH | 2017 | 96 | 96 | 96 | 96 | 96 | 96 | 96 | 96 | 96 | 96
571 | JAVELINA II WIND 2 |  | BORDAS2_JAVEL2_B | WEBB | WIND-O | SOUTH | 2017 | 74 | 74 | 74 | 74 | 74 | 74 | 74 | 74 | 74 | 74
572 | JAVELINA II WIND 3 |  | BORDAS2_JAVEL2_C | WEBB | WIND-O | SOUTH | 2017 | 30 | 30 | 30 | 30 | 30 | 30 | 30 | 30 | 30 | 30
573 | KEECHI WIND |  | KEECHI_U1 | JACK | WIND-O | NORTH | 2015 | 110 | 110 | 110 | 110 | 110 | 110 | 110 | 110 | 110 | 110
574 | KING MOUNTAIN WIND (NE) |  | KING_NE_KINGNE | UPTON | WIND-O | WEST | 2001 | 79.7 | 79.7 | 79.7 | 79.7 | 79.7 | 79.7 | 79.7 | 79.7 | 79.7 | 79.7
575 | KING MOUNTAIN WIND (NW) |  | KING_NW_KINGNW | UPTON | WIND-O | WEST | 2001 | 79.7 | 79.7 | 79.7 | 79.7 | 79.7 | 79.7 | 79.7 | 79.7 | 79.7 | 79.7
576 | KING MOUNTAIN WIND (SE) |  | KING_SE_KINGSE | UPTON | WIND-O | WEST | 2001 | 40.5 | 40.5 | 40.5 | 40.5 | 40.5 | 40.5 | 40.5 | 40.5 | 40.5 | 40.5
577 | KING MOUNTAIN WIND (SW) |  | KING_SW_KINGSW | UPTON | WIND-O | WEST | 2001 | 79.7 | 79.7 | 79.7 | 79.7 | 79.7 | 79.7 | 79.7 | 79.7 | 79.7 | 79.7
578 | LANGFORD WIND POWER |  | LGD_LANGFORD | TOM GREEN | WIND-O | WEST | 2009 | 160 | 160 | 160 | 160 | 160 | 160 | 160 | 160 | 160 | 160
579 | LOCKETT WIND FARM |  | LOCKETT_UNIT1 | WILBARGER | WIND-O | WEST | 2019 | 183.7 | 183.7 | 183.7 | 183.7 | 183.7 | 183.7 | 183.7 | 183.7 | 183.7 | 183.7
580 | LOGANS GAP WIND I U1 |  | LGW_UNIT1 | COMANCHE | WIND-O | NORTH | 2015 | 106.3 | 106.3 | 106.3 | 106.3 | 106.3 | 106.3 | 106.3 | 106.3 | 106.3 | 106.3
581 | LOGANS GAP WIND I U2 |  | LGW_UNIT2 | COMANCHE | WIND-O | NORTH | 2015 | 103.8 | 103.8 | 103.8 | 103.8 | 103.8 | 103.8 | 103.8 | 103.8 | 103.8 | 103.8
582 | LONE STAR WIND 1 (MESQUITE) |  | LNCRK_G83 | SHACKELFORD | WIND-O | WEST | 2006 | 194 | 194 | 194 | 194 | 194 | 194 | 194 | 194 | 194 | 194
583 | LONE STAR WIND 2 (POST OAK) U1 | 22INR0479 | LNCRK2_G871 | SHACKELFORD | WIND-O | WEST | 2007 | 98 | 98 | 98 | 98 | 98 | 98 | 98 | 98 | 98 | 98
584 | LONE STAR WIND 2 (POST OAK) U2 | 22INR0479 | LNCRK2_G872 | SHACKELFORD | WIND-O | WEST | 2007 | 100 | 100 | 100 | 100 | 100 | 100 | 100 | 100 | 100 | 100
585 | LORAINE WINDPARK I |  | LONEWOLF_G1 | MITCHELL | WIND-O | WEST | 2010 | 48 | 48 | 48 | 48 | 48 | 48 | 48 | 48 | 48 | 48
586 | LORAINE WINDPARK II |  | LONEWOLF_G2 | MITCHELL | WIND-O | WEST | 2010 | 51 | 51 | 51 | 51 | 51 | 51 | 51 | 51 | 51 | 51
587 | LORAINE WINDPARK III |  | LONEWOLF_G3 | MITCHELL | WIND-O | WEST | 2011 | 25.5 | 25.5 | 25.5 | 25.5 | 25.5 | 25.5 | 25.5 | 25.5 | 25.5 | 25.5
588 | LORAINE WINDPARK IV |  | LONEWOLF_G4 | MITCHELL | WIND-O | WEST | 2011 | 24 | 24 | 24 | 24 | 24 | 24 | 24 | 24 | 24 | 24
589 | LOS VIENTOS III WIND |  | LV3_UNIT_1 | STARR | WIND-O | SOUTH | 2015 | 200 | 200 | 200 | 200 | 200 | 200 | 200 | 200 | 200 | 200
590 | LOS VIENTOS IV WIND |  | LV4_UNIT_1 | STARR | WIND-O | SOUTH | 2016 | 200 | 200 | 200 | 200 | 200 | 200 | 200 | 200 | 200 | 200
591 | LOS VIENTOS V WIND |  | LV5_UNIT_1 | STARR | WIND-O | SOUTH | 2016 | 110 | 110 | 110 | 110 | 110 | 110 | 110 | 110 | 110 | 110
592 | MESQUITE CREEK WIND 1 |  | MESQCRK_WND1 | DAWSON | WIND-O | WEST | 2015 | 105.6 | 105.6 | 105.6 | 105.6 | 105.6 | 105.6 | 105.6 | 105.6 | 105.6 | 105.6
593 | MESQUITE CREEK WIND 2 |  | MESQCRK_WND2 | DAWSON | WIND-O | WEST | 2015 | 105.6 | 105.6 | 105.6 | 105.6 | 105.6 | 105.6 | 105.6 | 105.6 | 105.6 | 105.6
594 | NIELS BOHR WIND A (BEARKAT WIND A) |  | NBOHR_UNIT1 | GLASSCOCK | WIND-O | WEST | 2018 | 196.6 | 196.6 | 196.6 | 196.6 | 196.6 | 196.6 | 196.6 | 196.6 | 196.6 | 196.6
595 | NOTREES WIND 1 |  | NWF_NWF1 | WINKLER | WIND-O | WEST | 2009 | 92.6 | 92.6 | 92.6 | 92.6 | 92.6 | 92.6 | 92.6 | 92.6 | 92.6 | 92.6
596 | NOTREES WIND 2 |  | NWF_NWF2 | WINKLER | WIND-O | WEST | 2009 | 60 | 60 | 60 | 60 | 60 | 60 | 60 | 60 | 60 | 60
597 | OCOTILLO WIND |  | OWF_OWF | HOWARD | WIND-O | WEST | 2008 | 58.8 | 58.8 | 58.8 | 58.8 | 58.8 | 58.8 | 58.8 | 58.8 | 58.8 | 58.8
598 | PANTHER CREEK WIND 1 |  | PC_NORTH_PANTHER1 | HOWARD | WIND-O | WEST | 2008 | 142.5 | 142.5 | 142.5 | 142.5 | 142.5 | 142.5 | 142.5 | 142.5 | 142.5 | 142.5
599 | PANTHER CREEK WIND 2 |  | PC_SOUTH_PANTHER2 | HOWARD | WIND-O | WEST | 2019 | 115.5 | 115.5 | 115.5 | 115.5 | 115.5 | 115.5 | 115.5 | 115.5 | 115.5 | 115.5
600 | PANTHER CREEK WIND 3 | 21INR0449 | PC_SOUTH_PANTHER3 | HOWARD | WIND-O | WEST | 2009 | 199.5 | 199.5 | 199.5 | 199.5 | 199.5 | 199.5 | 199.5 | 199.5 | 199.5 | 199.5
601 | PECOS WIND 1 (WOODWARD) |  | WOODWRD1_WOODWRD1 | PECOS | WIND-O | WEST | 2001 | 91.9 | 91.9 | 91.9 | 91.9 | 91.9 | 91.9 | 91.9 | 91.9 | 91.9 | 91.9
602 | PECOS WIND 2 (WOODWARD) |  | WOODWRD2_WOODWRD2 | PECOS | WIND-O | WEST | 2001 | 86 | 86 | 86 | 86 | 86 | 86 | 86 | 86 | 86 | 86
603 | PYRON WIND 1 |  | PYR_PYRON1 | NOLAN | WIND-O | WEST | 2008 | 121.5 | 121.5 | 121.5 | 121.5 | 121.5 | 121.5 | 121.5 | 121.5 | 121.5 | 121.5
604 | PYRON WIND 2 |  | PYR_PYRON2 | NOLAN | WIND-O | WEST | 2008 | 127.5 | 127.5 | 127.5 | 127.5 | 127.5 | 127.5 | 127.5 | 127.5 | 127.5 | 127.5
605 | RANCHERO WIND |  | RANCHERO_UNIT1 | CROCKETT | WIND-O | WEST | 2020 | 150 | 150 | 150 | 150 | 150 | 150 | 150 | 150 | 150 | 150
606 | RANCHERO WIND |  | RANCHERO_UNIT2 | CROCKETT | WIND-O | WEST | 2020 | 150 | 150 | 150 | 150 | 150 | 150 | 150 | 150 | 150 | 150
607 | RATTLESNAKE I WIND ENERGY CENTER G1 |  | RSNAKE_G1 | GLASSCOCK | WIND-O | WEST | 2015 | 104.3 | 104.3 | 104.3 | 104.3 | 104.3 | 104.3 | 104.3 | 104.3 | 104.3 | 104.3
608 | RATTLESNAKE I WIND ENERGY CENTER G2 |  | RSNAKE_G2 | GLASSCOCK | WIND-O | WEST | 2015 | 103 | 103 | 103 | 103 | 103 | 103 | 103 | 103 | 103 | 103
609 | RED CANYON WIND |  | RDCANYON_RDCNY1 | BORDEN | WIND-O | WEST | 2006 | 89.6 | 89.6 | 89.6 | 89.6 | 89.6 | 89.6 | 89.6 | 89.6 | 89.6 | 89.6
610 | ROCK SPRINGS VAL VERDE WIND (FERMI) 1 |  | FERMI_WIND1 | VAL VERDE | WIND-O | WEST | 2017 | 121.9 | 121.9 | 121.9 | 121.9 | 121.9 | 121.9 | 121.9 | 121.9 | 121.9 | 121.9
611 | ROCK SPRINGS VAL VERDE WIND (FERMI) 2 |  | FERMI_WIND2 | VAL VERDE | WIND-O | WEST | 2017 | 27.4 | 27.4 | 27.4 | 27.4 | 27.4 | 27.4 | 27.4 | 27.4 | 27.4 | 27.4
612 | ROSCOE WIND |  | TKWSW1_ROSCOE | NOLAN | WIND-O | WEST | 2008 | 114 | 114 | 114 | 114 | 114 | 114 | 114 | 114 | 114 | 114
613 | ROSCOE WIND 2A |  | TKWSW1_ROSCOE2A | NOLAN | WIND-O | WEST | 2008 | 95 | 95 | 95 | 95 | 95 | 95 | 95 | 95 | 95 | 95
614 | RTS WIND |  | RTS_U1 | MCCULLOCH | WIND-O | SOUTH | 2018 | 160 | 160 | 160 | 160 | 160 | 160 | 160 | 160 | 160 | 160
615 | SAND BLUFF WIND | 20INR0296 | MCDLD_SBW1 | GLASSCOCK | WIND-O | WEST | 2008 | 90 | 90 | 90 | 90 | 90 | 90 | 90 | 90 | 90 | 90
616 | SENDERO WIND ENERGY |  | EXGNSND_WIND_1 | JIM HOGG | WIND-O | SOUTH | 2015 | 76 | 76 | 76 | 76 | 76 | 76 | 76 | 76 | 76 | 76
617 | SEYMOUR HILLS WIND (S_HILLS WIND) |  | S_HILLS_UNIT1 | BAYLOR | WIND-O | WEST | 2019 | 30.2 | 30.2 | 30.2 | 30.2 | 30.2 | 30.2 | 30.2 | 30.2 | 30.2 | 30.2
618 | SENATE WIND |  | SENATEWD_UNIT1 | JACK | WIND-O | NORTH | 2012 | 150 | 150 | 150 | 150 | 150 | 150 | 150 | 150 | 150 | 150
619 | SHANNON WIND |  | SHANNONW_UNIT_1 | CLAY | WIND-O | WEST | 2015 | 204.1 | 204.1 | 204.1 | 204.1 | 204.1 | 204.1 | 204.1 | 204.1 | 204.1 | 204.1
620 | SHERBINO 2 WIND | 19INR0120 | KEO_SHRBINO2 | PECOS | WIND-O | WEST | 2011 | 132 | 132 | 132 | 132 | 132 | 132 | 132 | 132 | 132 | 132
621 | SILVER STAR WIND | 18INR0064 | FLTCK_SSI | ERATH | WIND-O | NORTH | 2008 | 52.8 | 52.8 | 52.8 | 52.8 | 52.8 | 52.8 | 52.8 | 52.8 | 52.8 | 52.8
622 | SNYDER WIND |  | ENAS_ENA1 | SCURRY | WIND-O | WEST | 2007 | 63 | 63 | 63 | 63 | 63 | 63 | 63 | 63 | 63 | 63
623 | SOUTH TRENT WIND |  | STWF_T1 | NOLAN | WIND-O | WEST | 2008 | 98.2 | 98.2 | 98.2 | 98.2 | 98.2 | 98.2 | 98.2 | 98.2 | 98.2 | 98.2
624 | STANTON WIND ENERGY |  | SWEC_G1 | MARTIN | WIND-O | WEST | 2008 | 120 | 120 | 120 | 120 | 120 | 120 | 120 | 120 | 120 | 120
625 | STEPHENS RANCH WIND 1 |  | SRWE1_UNIT1 | BORDEN | WIND-O | WEST | 2014 | 211.2 | 211.2 | 211.2 | 211.2 | 211.2 | 211.2 | 211.2 | 211.2 | 211.2 | 211.2
626 | STEPHENS RANCH WIND 2 |  | SRWE1_SRWE2 | BORDEN | WIND-O | WEST | 2015 | 164.7 | 164.7 | 164.7 | 164.7 | 164.7 | 164.7 | 164.7 | 164.7 | 164.7 | 164.7
627 | SWEETWATER WIND 1 | 18INR0073 | SWEETWND_WND1 | NOLAN | WIND-O | WEST | 2003 | 42.5 | 42.5 | 42.5 | 42.5 | 42.5 | 42.5 | 42.5 | 42.5 | 42.5 | 42.5
628 | SWEETWATER WIND 2A | 17INR0068 | SWEETWN2_WND24 | NOLAN | WIND-O | WEST | 2006 | 16.8 | 16.8 | 16.8 | 16.8 | 16.8 | 16.8 | 16.8 | 16.8 | 16.8 | 16.8
629 | SWEETWATER WIND 2B | 17INR0068 | SWEETWN2_WND2 | NOLAN | WIND-O | WEST | 2004 | 110.8 | 110.8 | 110.8 | 110.8 | 110.8 | 110.8 | 110.8 | 110.8 | 110.8 | 110.8
630 | SWEETWATER WIND 3A |  | SWEETWN3_WND3A | NOLAN | WIND-O | WEST | 2011 | 33.6 | 33.6 | 33.6 | 33.6 | 33.6 | 33.6 | 33.6 | 33.6 | 33.6 | 33.6
631 | SWEETWATER WIND 3B |  | SWEETWN3_WND3B | NOLAN | WIND-O | WEST | 2011 | 118.6 | 118.6 | 118.6 | 118.6 | 118.6 | 118.6 | 118.6 | 118.6 | 118.6 | 118.6
632 | SWEETWATER WIND 4-5 |  | SWEETWN5_WND5 | NOLAN | WIND-O | WEST | 2007 | 85 | 85 | 85 | 85 | 85 | 85 | 85 | 85 | 85 | 85
633 | SWEETWATER WIND 4-4B |  | SWEETWN4_WND4B | NOLAN | WIND-O | WEST | 2007 | 112 | 112 | 112 | 112 | 112 | 112 | 112 | 112 | 112 | 112
634 | SWEETWATER WIND 4-4A |  | SWEETWN4_WND4A | NOLAN | WIND-O | WEST | 2007 | 125 | 125 | 125 | 125 | 125 | 125 | 125 | 125 | 125 | 125
635 | TAHOKA WIND 1 |  | TAHOKA_UNIT_1 | LYNN | WIND-O | WEST | 2019 | 150 | 150 | 150 | 150 | 150 | 150 | 150 | 150 | 150 | 150
636 | TAHOKA WIND 2 |  | TAHOKA_UNIT_2 | LYNN | WIND-O | WEST | 2019 | 150 | 150 | 150 | 150 | 150 | 150 | 150 | 150 | 150 | 150
637 | TEXAS BIG SPRING WIND A |  | SGMTN_SIGNALMT | HOWARD | WIND-O | WEST | 1999 | 27.7 | 27.7 | 27.7 | 27.7 | 27.7 | 27.7 | 27.7 | 27.7 | 27.7 | 27.7
638 | TEXAS BIG SPRING WIND B |  | SGMTN_SIGNALM2 | HOWARD | WIND-O | WEST | 1999 | 6.6 | 6.6 | 6.6 | 6.6 | 6.6 | 6.6 | 6.6 | 6.6 | 6.6 | 6.6
639 | TORRECILLAS WIND 1 |  | TORR_UNIT1_25 | WEBB | WIND-O | SOUTH | 2019 | 150 | 150 | 150 | 150 | 150 | 150 | 150 | 150 | 150 | 150
640 | TORRECILLAS WIND 2 |  | TORR_UNIT2_23 | WEBB | WIND-O | SOUTH | 2019 | 23 | 23 | 23 | 23 | 23 | 23 | 23 | 23 | 23 | 23
641 | TORRECILLAS WIND 3 |  | TORR_UNIT2_25 | WEBB | WIND-O | SOUTH | 2019 | 127.5 | 127.5 | 127.5 | 127.5 | 127.5 | 127.5 | 127.5 | 127.5 | 127.5 | 127.5
642 | TRENT WIND | 17INR0069 | TRENT_TRENT | NOLAN | WIND-O | WEST | 2001 | 156.5 | 156.5 | 156.5 | 156.5 | 156.5 | 156.5 | 156.5 | 156.5 | 156.5 | 156.5
643 | TRINITY HILLS WIND 1 | 20INR0019 | TRINITY_TH1_BUS1 | ARCHER | WIND-O | WEST | 2012 | 103.4 | 103.4 | 103.4 | 103.4 | 103.4 | 103.4 | 103.4 | 103.4 | 103.4 | 103.4
644 | TRINITY HILLS WIND 2 | 20INR0019 | TRINITY_TH1_BUS2 | ARCHER | WIND-O | WEST | 2012 | 94.6 | 94.6 | 94.6 | 94.6 | 94.6 | 94.6 | 94.6 | 94.6 | 94.6 | 94.6
645 | TURKEY TRACK WIND |  | TTWEC_G1 | NOLAN | WIND-O | WEST | 2008 | 169.5 | 169.5 | 169.5 | 169.5 | 169.5 | 169.5 | 169.5 | 169.5 | 169.5 | 169.5
646 | TYLER BLUFF WIND |  | TYLRWIND_UNIT1 | COOKE | WIND-O | NORTH | 2017 | 125.6 | 125.6 | 125.6 | 125.6 | 125.6 | 125.6 | 125.6 | 125.6 | 125.6 | 125.6
647 | WHITETAIL WIND |  | EXGNWTL_WIND_1 | WEBB | WIND-O | SOUTH | 2012 | 92.3 | 92.3 | 92.3 | 92.3 | 92.3 | 92.3 | 92.3 | 92.3 | 92.3 | 92.3
648 | WINDTHORST 2 WIND |  | WNDTHST2_UNIT1 | ARCHER | WIND-O | WEST | 2014 | 67.6 | 67.6 | 67.6 | 67.6 | 67.6 | 67.6 | 67.6 | 67.6 | 67.6 | 67.6
649 | WKN MOZART WIND |  | MOZART_WIND_1 | KENT | WIND-O | WEST | 2012 | 30 | 30 | 30 | 30 | 30 | 30 | 30 | 30 | 30 | 30
650 | WILLOW SPRINGS WIND A |  | SALVTION_UNIT1 | HASKELL | WIND-O | WEST | 2017 | 125 | 125 | 125 | 125 | 125 | 125 | 125 | 125 | 125 | 125
651 | WILLOW SPRINGS WIND B |  | SALVTION_UNIT2 | HASKELL | WIND-O | WEST | 2017 | 125 | 125 | 125 | 125 | 125 | 125 | 125 | 125 | 125 | 125
652 | WILSON RANCH (INFINITY LIVE OAK WIND) |  | WL_RANCH_UNIT1 | SCHLEICHER | WIND-O | WEST | 2020 | 199.5 | 199.5 | 199.5 | 199.5 | 199.5 | 199.5 | 199.5 | 199.5 | 199.5 | 199.5
653 | WOLF RIDGE WIND | 21INR0511 | WHTTAIL_WR1 | COOKE | WIND-O | NORTH | 2008 | 112.5 | 112.5 | 112.5 | 112.5 | 112.5 | 112.5 | 112.5 | 112.5 | 112.5 | 112.5
654 | TSTC WEST TEXAS WIND |  | DG_ROSC2_1UNIT | NOLAN | WIND-O | WEST | 2008 | 2 | 2 | 2 | 2 | 2 | 2 | 2 | 2 | 2 | 2
655 | Operational Capacity Total (Wind) | [6 empty] | 25213.4 | 25213.4 | 25213.4 | 25213.4 | 25213.4 | 25213.4 | 25213.4 | 25213.4 | 25213.4 | 25213.4
656
657 | Operational Wind Capacity Sub-total (Coastal Counties) |  | WIND_OPERATIONAL_C |  |  |  |  | 3586.5 | 3586.5 | 3586.5 | 3586.5 | 3586.5 | 3586.5 | 3586.5 | 3586.5 | 3586.5 | 3586.5
658 | Wind Peak Average Capacity Percentage (Coastal) |  | WIND_PEAK_PCT_C | % |  |  |  | 61 | 61 | 61 | 61 | 61 | 61 | 61 | 61 | 61 | 61
659
660 | Operational Wind Capacity Sub-total (Panhandle Counties) |  | WIND_OPERATIONAL_P |  |  |  |  | 4407.7 | 4407.7 | 4407.7 | 4407.7 | 4407.7 | 4407.7 | 4407.7 | 4407.7 | 4407.7 | 4407.7
661 | Wind Peak Average Capacity Percentage (Panhandle) |  | WIND_PEAK_PCT_P | % |  |  |  | 29 | 29 | 29 | 29 | 29 | 29 | 29 | 29 | 29 | 29
662
663 | Operational Wind Capacity Sub-total (Other Counties) |  | WIND_OPERATIONAL_O |  |  |  |  | 17219.2 | 17219.2 | 17219.2 | 17219.2 | 17219.2 | 17219.2 | 17219.2 | 17219.2 | 17219.2 | 17219.2
664 | Wind Peak Average Capacity Percentage (Other) |  | WIND_PEAK_PCT_O | % |  |  |  | 19 | 19 | 19 | 19 | 19 | 19 | 19 | 19 | 19 | 19
665
666 | Operational Resources (Solar)
667 | ACACIA SOLAR |  | ACACIA_UNIT_1 | PRESIDIO | SOLAR | WEST | 2012 | 10 | 10 | 10 | 10 | 10 | 10 | 10 | 10 | 10 | 10
668 | BHE SOLAR PEARL PROJECT (SIRIUS 2) |  | SIRIUS_UNIT2 | PECOS | SOLAR | WEST | 2017 | 49.1 | 49.1 | 49.1 | 49.1 | 49.1 | 49.1 | 49.1 | 49.1 | 49.1 | 49.1
669 | BLUEBELL SOLAR (CAPRICORN RIDGE SOLAR) |  | CAPRIDG4_BB_PV | STERLING | SOLAR | WEST | 2019 | 30 | 30 | 30 | 30 | 30 | 30 | 30 | 30 | 30 | 30
670 | BLUEBELL SOLAR II 1 (CAPRICORN RIDGE 4) |  | CAPRIDG4_BB2_PV1 | STERLING | SOLAR | WEST | 2021 | 100 | 100 | 100 | 100 | 100 | 100 | 100 | 100 | 100 | 100
671 | BLUEBELL SOLAR II 2 (CAPRICORN RIDGE 4) |  | CAPRIDG4_BB2_PV2 | STERLING | SOLAR | WEST | 2021 | 15 | 15 | 15 | 15 | 15 | 15 | 15 | 15 | 15 | 15
672 | BNB LAMESA SOLAR (PHASE I) |  | LMESASLR_UNIT1 | DAWSON | SOLAR | WEST | 2018 | 101.6 | 101.6 | 101.6 | 101.6 | 101.6 | 101.6 | 101.6 | 101.6 | 101.6 | 101.6
673 | BNB LAMESA SOLAR (PHASE II) |  | LMESASLR_IVORY | DAWSON | SOLAR | WEST | 2018 | 50 | 50 | 50 | 50 | 50 | 50 | 50 | 50 | 50 | 50
674 | CASTLE GAP SOLAR |  | CASL_GAP_UNIT1 | UPTON | SOLAR | WEST | 2018 | 180 | 180 | 180 | 180 | 180 | 180 | 180 | 180 | 180 | 180
675 | FOWLER RANCH |  | FWLR_SLR_UNIT1 | CRANE | SOLAR | WEST | 2020 | 150 | 150 | 150 | 150 | 150 | 150 | 150 | 150 | 150 | 150
676 | FS BARILLA SOLAR-PECOS |  | HOVEY_UNIT1 | PECOS | SOLAR | WEST | 2015 | 22 | 22 | 22 | 22 | 22 | 22 | 22 | 22 | 22 | 22
677 | FS EAST PECOS SOLAR |  | BOOTLEG_UNIT1 | PECOS | SOLAR | WEST | 2017 | 121.1 | 121.1 | 121.1 | 121.1 | 121.1 | 121.1 | 121.1 | 121.1 | 121.1 | 121.1
678 | GREASEWOOD SOLAR 1 |  | GREASWOD_UNIT1 | PECOS | SOLAR | WEST | 2021 | 124.6 | 124.6 | 124.6 | 124.6 | 124.6 | 124.6 | 124.6 | 124.6 | 124.6 | 124.6
679 | GREASEWOOD SOLAR 2 |  | GREASWOD_UNIT2 | PECOS | SOLAR | WEST | 2021 | 130.4 | 130.4 | 130.4 | 130.4 | 130.4 | 130.4 | 130.4 | 130.4 | 130.4 | 130.4
680 | HOLSTEIN SOLAR 1 |  | HOLSTEIN_SOLAR1 | NOLAN | SOLAR | WEST | 2020 | 102.2 | 102.2 | 102.2 | 102.2 | 102.2 | 102.2 | 102.2 | 102.2 | 102.2 | 102.2
681 | HOLSTEIN SOLAR 2 |  | HOLSTEIN_SOLAR2 | NOLAN | SOLAR | WEST | 2020 | 102.3 | 102.3 | 102.3 | 102.3 | 102.3 | 102.3 | 102.3 | 102.3 | 102.3 | 102.3
682 | KELLAM SOLAR |  | KELAM_SL_UNIT1 | VAN ZANDT | SOLAR | NORTH | 2020 | 59.8 | 59.8 | 59.8 | 59.8 | 59.8 | 59.8 | 59.8 | 59.8 | 59.8 | 59.8
683 | LAPETUS SOLAR |  | LAPETUS_UNIT_1 | ANDREWS | SOLAR | WEST | 2020 | 100.7 | 100.7 | 100.7 | 100.7 | 100.7 | 100.7 | 100.7 | 100.7 | 100.7 | 100.7
684 | OBERON SOLAR |  | OBERON_UNIT_1 | ECTOR | SOLAR | WEST | 2020 | 180 | 180 | 180 | 180 | 180 | 180 | 180 | 180 | 180 | 180
685 | OCI ALAMO 1 SOLAR |  | OCI_ALM1_UNIT1 | BEXAR | SOLAR | SOUTH | 2013 | 39.2 | 39.2 | 39.2 | 39.2 | 39.2 | 39.2 | 39.2 | 39.2 | 39.2 | 39.2
686 | OCI ALAMO 4 SOLAR-BRACKETVILLE |  | ECLIPSE_UNIT1 | KINNEY | SOLAR | SOUTH | 2014 | 37.6 | 37.6 | 37.6 | 37.6 | 37.6 | 37.6 | 37.6 | 37.6 | 37.6 | 37.6
687 | OCI ALAMO 5 (DOWNIE RANCH) |  | HELIOS_UNIT1 | UVALDE | SOLAR | SOUTH | 2015 | 100 | 100 | 100 | 100 | 100 | 100 | 100 | 100 | 100 | 100
688 | OCI ALAMO 6 (SIRIUS/WEST TEXAS) |  | SIRIUS_UNIT1 | PECOS | SOLAR | WEST | 2017 | 110.2 | 110.2 | 110.2 | 110.2 | 110.2 | 110.2 | 110.2 | 110.2 | 110.2 | 110.2
689 | OCI ALAMO 7 (PAINT CREEK) |  | SOLARA_UNIT1 | HASKELL | SOLAR | WEST | 2016 | 112 | 112 | 112 | 112 | 112 | 112 | 112 | 112 | 112 | 112
690 | PHOEBE SOLAR 1 |  | PHOEBE_UNIT1 | WINKLER | SOLAR | WEST | 2019 | 125.1 | 125.1 | 125.1 | 125.1 | 125.1 | 125.1 | 125.1 | 125.1 | 125.1 | 125.1
691 | PHOEBE SOLAR 2 |  | PHOEBE_UNIT2 | WINKLER | SOLAR | WEST | 2019 | 128.1 | 128.1 | 128.1 | 128.1 | 128.1 | 128.1 | 128.1 | 128.1 | 128.1 | 128.1
692 | PROSPERO SOLAR 1 |  | PROSPERO_UNIT1 | ANDREWS | SOLAR | WEST | 2020 | 153.6 | 153.6 | 153.6 | 153.6 | 153.6 | 153.6 | 153.6 | 153.6 | 153.6 | 153.6
693 | PROSPERO SOLAR 2 |  | PROSPERO_UNIT2 | ANDREWS | SOLAR | WEST | 2020 | 150 | 150 | 150 | 150 | 150 | 150 | 150 | 150 | 150 | 150
694 | QUEEN SOLAR PHASE I |  | QUEEN_SL_SOLAR1 | UPTON | SOLAR | WEST | 2020 | 102.5 | 102.5 | 102.5 | 102.5 | 102.5 | 102.5 | 102.5 | 102.5 | 102.5 | 102.5
695 | QUEEN SOLAR PHASE I |  | QUEEN_SL_SOLAR2 | UPTON | SOLAR | WEST | 2020 | 102.5 | 102.5 | 102.5 | 102.5 | 102.5 | 102.5 | 102.5 | 102.5 | 102.5 | 102.5
696 | QUEEN SOLAR PHASE II |  | QUEEN_SL_SOLAR3 | UPTON | SOLAR | WEST | 2020 | 97.5 | 97.5 | 97.5 | 97.5 | 97.5 | 97.5 | 97.5 | 97.5 | 97.5 | 97.5
697 | QUEEN SOLAR PHASE II |  | QUEEN_SL_SOLAR4 | UPTON | SOLAR | WEST | 2020 | 107.5 | 107.5 | 107.5 | 107.5 | 107.5 | 107.5 | 107.5 | 107.5 | 107.5 | 107.5
698 | RAMBLER SOLAR |  | RAMBLER_UNIT1 | TOM GREEN | SOLAR | WEST | 2020 | 200 | 200 | 200 | 200 | 200 | 200 | 200 | 200 | 200 | 200
699 | RE ROSEROCK SOLAR 1 |  | REROCK_UNIT1 | PECOS | SOLAR | WEST | 2016 | 78.8 | 78.8 | 78.8 | 78.8 | 78.8 | 78.8 | 78.8 | 78.8 | 78.8 | 78.8
700 | RE ROSEROCK SOLAR 2 |  | REROCK_UNIT2 | PECOS | SOLAR | WEST | 2016 | 78.8 | 78.8 | 78.8 | 78.8 | 78.8 | 78.8 | 78.8 | 78.8 | 78.8 | 78.8
701 | RIGGINS (SE BUCKTHORN WESTEX SOLAR) |  | RIGGINS_UNIT1 | PECOS | SOLAR | WEST | 2018 | 150 | 150 | 150 | 150 | 150 | 150 | 150 | 150 | 150 | 150
702 | RIPPEY SOLAR |  | RIPPEY_UNIT1 | COOKE | SOLAR | NORTH | 2020 | 59.8 | 59.8 | 59.8 | 59.8 | 59.8 | 59.8 | 59.8 | 59.8 | 59.8 | 59.8
703 | SOLAIREHOLMAN 1 |  | LASSO_UNIT1 | BREWSTER | SOLAR | WEST | 2018 | 50 | 50 | 50 | 50 | 50 | 50 | 50 | 50 | 50 | 50
704 | SP-TX-12-PHASE B |  | SPTX12B_UNIT1 | UPTON | SOLAR | WEST | 2017 | 157.5 | 157.5 | 157.5 | 157.5 | 157.5 | 157.5 | 157.5 | 157.5 | 157.5 | 157.5
705 | WAYMARK SOLAR |  | WAYMARK_UNIT1 | UPTON | SOLAR | WEST | 2018 | 182 | 182 | 182 | 182 | 182 | 182 | 182 | 182 | 182 | 182
706 | WEBBERVILLE SOLAR |  | WEBBER_S_WSP1 | TRAVIS | SOLAR | SOUTH | 2011 | 26.7 | 26.7 | 26.7 | 26.7 | 26.7 | 26.7 | 26.7 | 26.7 | 26.7 | 26.7
707 | WEST OF PECOS SOLAR |  | W_PECOS_UNIT1 | REEVES | SOLAR | WEST | 2019 | 100 | 100 | 100 | 100 | 100 | 100 | 100 | 100 | 100 | 100
708 | ALEXIS SOLAR |  | DG_ALEXIS_ALEXIS | BROOKS | SOLAR | SOUTH | 2019 | 10 | 10 | 10 | 10 | 10 | 10 | 10 | 10 | 10 | 10
709 | BECK 1 |  | DG_CECSOLAR_DG_BECK1 | BEXAR | SOLAR | SOUTH | 2016 | bar: 2022 to 2031
710 | BLUE WING 1 SOLAR |  | DG_BROOK_1UNIT | BEXAR | SOLAR | SOUTH | 2010 | 7.6 | 7.6 | 7.6 | 7.6 | 7.6 | 7.6 | 7.6 | 7.6 | 7.6 | 7.6
711 | BLUE WING 2 SOLAR |  | DG_ELMEN_1UNIT | BEXAR | SOLAR | SOUTH | 2010 | 7.3 | 7.3 | 7.3 | 7.3 | 7.3 | 7.3 | 7.3 | 7.3 | 7.3 | 7.3
712 | BOVINE SOLAR LLC |  | DG_BOVINE_BOVINE | AUSTIN | SOLAR | SOUTH | 2018 | 5 | 5 | 5 | 5 | 5 | 5 | 5 | 5 | 5 | 5
713 | BOVINE SOLAR LLC |  | DG_BOVINE2_BOVINE2 | AUSTIN | SOLAR | SOUTH | 2018 | 5 | 5 | 5 | 5 | 5 | 5 | 5 | 5 | 5 | 5
714 | BRONSON SOLAR I |  | DG_BRNSN_BRNSN | FORT BEND | SOLAR | HOUSTON | 2018 | 5 | 5 | 5 | 5 | 5 | 5 | 5 | 5 | 5 | 5
715 | BRONSON SOLAR II |  | DG_BRNSN2_BRNSN2 | FORT BEND | SOLAR | HOUSTON | 2018 | 5 | 5 | 5 | 5 | 5 | 5 | 5 | 5 | 5 | 5
716 | CASCADE SOLAR I |  | DG_CASCADE_CASCADE | WHARTON | SOLAR | SOUTH | 2018 | 5 | 5 | 5 | 5 | 5 | 5 | 5 | 5 | 5 | 5
717 | CASCADE SOLAR II |  | DG_CASCADE2_CASCADE2 | WHARTON | SOLAR | SOUTH | 2018 | 5 | 5 | 5 | 5 | 5 | 5 | 5 | 5 | 5 | 5
718 | CATAN SOLAR |  | DG_CS10_CATAN | KARNES | SOLAR | SOUTH | 2020 | 10 | 10 | 10 | 10 | 10 | 10 | 10 | 10 | 10 | 10
719 | CHISUM SOLAR |  | DG_CHISUM_CHISUM | LAMAR | SOLAR | NORTH | 2018 | 10 | 10 | 10 | 10 | 10 | 10 | 10 | 10 | 10 | 10
720 | COMMERCE_SOLAR |  | DG_ X443PV1_SWRI_PV1 | BEXAR | SOLAR | SOUTH | 2019 | 5 | 5 | 5 | 5 | 5 | 5 | 5 | 5 | 5 | 5
721 | EDDY SOLAR II |  | DG_EDDYII_EDDYII | MCLENNAN | SOLAR | NORTH | 2018 | 10 | 10 | 10 | 10 | 10 | 10 | 10 | 10 | 10 | 10
722 | FIFTH GENERATION SOLAR 1 |  | DG_FIFTHGS1_FGSOLAR1 | TRAVIS | SOLAR | SOUTH | 2016 | 1.6 | 1.6 | 1.6 | 1.6 | 1.6 | 1.6 | 1.6 | 1.6 | 1.6 | 1.6
723 | GRIFFIN SOLAR |  | DG_GRIFFIN_GRIFFIN | MCLENNAN | SOLAR | NORTH | 2019 | 5 | 5 | 5 | 5 | 5 | 5 | 5 | 5 | 5 | 5
724 | HIGHWAY 56 |  | DG_HWY56_HWY56 | GRAYSON | SOLAR | NORTH | 2017 | 5.3 | 5.3 | 5.3 | 5.3 | 5.3 | 5.3 | 5.3 | 5.3 | 5.3 | 5.3
725 | HM SEALY SOLAR 1 |  | DG_SEALY_1UNIT | AUSTIN | SOLAR | SOUTH | 2015 | 1.6 | 1.6 | 1.6 | 1.6 | 1.6 | 1.6 | 1.6 | 1.6 | 1.6 | 1.6
726 | LAMPWICK SOLAR |  | DG_LAMPWICK_LAMPWICK | MENARD | SOLAR | WEST | 2019 | 7.5 | 7.5 | 7.5 | 7.5 | 7.5 | 7.5 | 7.5 | 7.5 | 7.5 | 7.5
727 | LEON |  | DG_LEON_LEON | HUNT | SOLAR | NORTH | 2017 | 10 | 10 | 10 | 10 | 10 | 10 | 10 | 10 | 10 | 10
728 | MARLIN |  | DG_MARLIN_MARLIN | FALLS | SOLAR | NORTH | 2017 | 5.3 | 5.3 | 5.3 | 5.3 | 5.3 | 5.3 | 5.3 | 5.3 | 5.3 | 5.3
729 | MARS SOLAR (DG) |  | DG_MARS_MARS | WEBB | SOLAR | SOUTH | 2019 | 10 | 10 | 10 | 10 | 10 | 10 | 10 | 10 | 10 | 10
730 | NORTH GAINESVILLE |  | DG_NGNSVL_NGAINESV | COOKE | SOLAR | NORTH | 2017 | 5.2 | 5.2 | 5.2 | 5.2 | 5.2 | 5.2 | 5.2 | 5.2 | 5.2 | 5.2
731 | OCI ALAMO 2 SOLAR-ST. HEDWIG |  | DG_STHWG_UNIT1 | BEXAR | SOLAR | SOUTH | 2014 | 4.4 | 4.4 | 4.4 | 4.4 | 4.4 | 4.4 | 4.4 | 4.4 | 4.4 | 4.4
732 | OCI ALAMO 3-WALZEM SOLAR |  | DG_WALZM_UNIT1 | BEXAR | SOLAR | SOUTH | 2014 | 5.5 | 5.5 | 5.5 | 5.5 | 5.5 | 5.5 | 5.5 | 5.5 | 5.5 | 5.5
733 | POWERFIN KINGSBERY |  | DG_PFK_PFKPV | TRAVIS | SOLAR | SOUTH | 2017 | 2.6 | 2.6 | 2.6 | 2.6 | 2.6 | 2.6 | 2.6 | 2.6 | 2.6 | 2.6
734 | RENEWABLE ENERGY ALTERNATIVES-CCS1 |  | DG_COSERVSS_CSS1 | DENTON | SOLAR | NORTH | 2015 | 2 | 2 | 2 | 2 | 2 | 2 | 2 | 2 | 2 | 2
735 | STERLING |  | DG_STRLING_STRLING | HUNT | SOLAR | NORTH | 2018 | 10 | 10 | 10 | 10 | 10 | 10 | 10 | 10 | 10 | 10
736 | SUNEDISON RABEL ROAD SOLAR |  | DG_VALL1_1UNIT | BEXAR | SOLAR | SOUTH | 2012 | 9.9 | 9.9 | 9.9 | 9.9 | 9.9 | 9.9 | 9.9 | 9.9 | 9.9 | 9.9
737 | SUNEDISON VALLEY ROAD SOLAR |  | DG_VALL2_1UNIT | BEXAR | SOLAR | SOUTH | 2012 | 9.9 | 9.9 | 9.9 | 9.9 | 9.9 | 9.9 | 9.9 | 9.9 | 9.9 | 9.9
738 | SUNEDISON CPS3 SOMERSET 1 SOLAR |  | DG_SOME1_1UNIT | BEXAR | SOLAR | SOUTH | 2012 | 5.6 | 5.6 | 5.6 | 5.6 | 5.6 | 5.6 | 5.6 | 5.6 | 5.6 | 5.6
739 | SUNEDISON SOMERSET 2 SOLAR |  | DG_SOME2_1UNIT | BEXAR | SOLAR | SOUTH | 2012 | 5 | 5 | 5 | 5 | 5 | 5 | 5 | 5 | 5 | 5
740 | WALNUT SPRINGS |  | DG_WLNTSPRG_1UNIT | BOSQUE | SOLAR | NORTH | 2016 | 10 | 10 | 10 | 10 | 10 | 10 | 10 | 10 | 10 | 10
741 | WEST MOORE II |  | DG_WMOOREII_WMOOREII | GRAYSON | SOLAR | NORTH | 2018 | 5 | 5 | 5 | 5 | 5 | 5 | 5 | 5 | 5 | 5
742 | WHITESBORO |  | DG_WBORO_WHTSBORO | GRAYSON | SOLAR | NORTH | 2017 | 5 | 5 | 5 | 5 | 5 | 5 | 5 | 5 | 5 | 5
743 | WHITESBORO II |  | DG_WBOROII_WHBOROII | GRAYSON | SOLAR | NORTH | 2017 | 5 | 5 | 5 | 5 | 5 | 5 | 5 | 5 | 5 | 5
744 | WHITEWRIGHT |  | DG_WHTRT_WHTRGHT | FANNIN | SOLAR | NORTH | 2017 | 10 | 10 | 10 | 10 | 10 | 10 | 10 | 10 | 10 | 10
745 | WHITNEY SOLAR |  | DG_WHITNEY_SOLAR1 | BOSQUE | SOLAR | NORTH | 2017 | 10 | 10 | 10 | 10 | 10 | 10 | 10 | 10 | 10 | 10
746 | YELLOW JACKET SOLAR |  | DG_YLWJACKET_YLWJACKET | BOSQUE | SOLAR | NORTH | 2018 | 5 | 5 | 5 | 5 | 5 | 5 | 5 | 5 | 5 | 5
747 | Operational Capacity Total (Solar) | [6 empty] | 4325.5 | 4325.5 | 4325.5 | 4325.5 | 4325.5 | 4325.5 | 4325.5 | 4325.5 | 4325.5 | 4325.5
748 | Solar Peak Average Capacity Percentage |  | SOLAR_PEAK_PCT | % |  |  |  | 80 | 80 | 80 | 80 | 80 | 80 | 80 | 80 | 80 | 80
749
750 | Operational Resources (Storage)
751 | BLUE SUMMIT BATTERY |  | BLSUMMIT_BATTERY | WILBARGER | STORAGE | WEST | 2017 | 30 | 30 | 30 | 30 | 30 | 30 | 30 | 30 | 30 | 30
752 | BRP ALVIN (DGR) |  | BRPALVIN_UNIT1 | BRAZORIA | STORAGE | COASTAL | 2020 | 9.9 | 9.9 | 9.9 | 9.9 | 9.9 | 9.9 | 9.9 | 9.9 | 9.9 | 9.9
753 | BRP ANGELTON (DGR) |  | BRPANGLE_UNIT1 | BRAZORIA | STORAGE | COASTAL | 2020 | 9.9 | 9.9 | 9.9 | 9.9 | 9.9 | 9.9 | 9.9 | 9.9 | 9.9 | 9.9
754 | BRP BRAZORIA (DGR) |  | BRP_BRAZ_UNIT1 | BRAZORIA | STORAGE | COASTAL | 2020 | 9.9 | 9.9 | 9.9 | 9.9 | 9.9 | 9.9 | 9.9 | 9.9 | 9.9 | 9.9
755 | BRP HEIGHTS (DGR) |  | BRHEIGHT_UNIT1 | GALVESTON | STORAGE | HOUSTON | 2020 | 9.9 | 9.9 | 9.9 | 9.9 | 9.9 | 9.9 | 9.9 | 9.9 | 9.9 | 9.9
756 | BRP MAGNOLIA (DGR) |  | BRPMAGNO_UNIT1 | GALVESTON | STORAGE | HOUSTON | 2020 | 9.9 | 9.9 | 9.9 | 9.9 | 9.9 | 9.9 | 9.9 | 9.9 | 9.9 | 9.9
757 | BRP SWEENY (DGR) |  | BRP_SWNY_UNIT1 | BRAZORIA | STORAGE | COASTAL | 2020 | 10 | 10 | 10 | 10 | 10 | 10 | 10 | 10 | 10 | 10
758 | BRP ODESSA SW (DGR) |  | BRPODESA_UNIT1 | ECTOR | STORAGE | WEST | 2020 | 9.9 | 9.9 | 9.9 | 9.9 | 9.9 | 9.9 | 9.9 | 9.9 | 9.9 | 9.9
759 | CASTLE GAP BATTERY |  | CASL_GAP_BATTERY1 | UPTON | STORAGE | WEST | 2019 | 9.9 | 9.9 | 9.9 | 9.9 | 9.9 | 9.9 | 9.9 | 9.9 | 9.9 | 9.9
760 | COMMERCE ST ESS (DGR) |  | X443ESS1_SWRI | BEXAR | STORAGE | SOUTH | 2020 | 10 | 10 | 10 | 10 | 10 | 10 | 10 | 10 | 10 | 10
761 | FLAT TOP BATTERY (DGR) |  | FLTBES_BESS1 | REEVES | STORAGE | WEST | 2020 | 9.9 | 9.9 | 9.9 | 9.9 | 9.9 | 9.9 | 9.9 | 9.9 | 9.9 | 9.9
762 | HOEFSROAD BESS (DGR) |  | HRBESS_BESS | REEVES | STORAGE | WEST | 2021 | 2 | 2 | 2 | 2 | 2 | 2 | 2 | 2 | 2 | 2
763 | INADALE ESS |  | INDL_ESS | NOLAN | STORAGE | WEST | 2018 | 9.9 | 9.9 | 9.9 | 9.9 | 9.9 | 9.9 | 9.9 | 9.9 | 9.9 | 9.9
764 | JOHNSON CITY BESS (DGR) |  | JC_BAT_UNIT_1 | BLANCO | STORAGE | SOUTH | 2020 | 2.3 | 2.3 | 2.3 | 2.3 | 2.3 | 2.3 | 2.3 | 2.3 | 2.3 | 2.3
765 | NOTREES BATTERY FACILITY |  | NWF_NBS | WINKLER | STORAGE | WEST | 2013 | 33.7 | 33.7 | 33.7 | 33.7 | 33.7 | 33.7 | 33.7 | 33.7 | 33.7 | 33.7
766 | OCI ALAMO 1 |  | OCI_ALM1_ASTRO1 | BEXAR | STORAGE | SOUTH | 2016 | bar: 2022 to 2031
767 | PORT LAVACA BATTERY (DGR) |  | PTLBES_BESS1 | CALHOUN | STORAGE | COASTAL | 2020 | 9.9 | 9.9 | 9.9 | 9.9 | 9.9 | 9.9 | 9.9 | 9.9 | 9.9 | 9.9
768 | PROSPECT STORAGE (DGR) |  | WCOLLDG_BSS_U1 | BRAZORIA | STORAGE | COASTAL | 2020 | 9.9 | 9.9 | 9.9 | 9.9 | 9.9 | 9.9 | 9.9 | 9.9 | 9.9 | 9.9
769 | PYRON ESS |  | PYR_ESS | SCURRY | STORAGE | WEST | 2018 | 9.9 | 9.9 | 9.9 | 9.9 | 9.9 | 9.9 | 9.9 | 9.9 | 9.9 | 9.9
770 | RABBIT HILL ENERGY STORAGE PROJECT (DGR) |  | RHESS2_ESS_1 | WILLIAMSON | STORAGE | SOUTH | 2020 | 9.9 | 9.9 | 9.9 | 9.9 | 9.9 | 9.9 | 9.9 | 9.9 | 9.9 | 9.9
771 | TOS BATTERY STORAGE (DGR) |  | TOSBATT_UNIT1 | MIDLAND | STORAGE | WEST | 2017 | 2 | 2 | 2 | 2 | 2 | 2 | 2 | 2 | 2 | 2
772 | WORSHAM BATTERY (DGR) |  | WRSBES_BESS1 | REEVES | STORAGE | WEST | 2020 | 9.9 | 9.9 | 9.9 | 9.9 | 9.9 | 9.9 | 9.9 | 9.9 | 9.9 | 9.9
773 | KINGSBERY ENERGY STORAGE SYSTEM |  | DG_KB_ESS_KB_ESS | TRAVIS | STORAGE | SOUTH | 2017 | 1.5 | 1.5 | 1.5 | 1.5 | 1.5 | 1.5 | 1.5 | 1.5 | 1.5 | 1.5
774 | MU ENERGY STORAGE SYSTEM |  | DG_MU_ESS_MU_ESS | TRAVIS | STORAGE | SOUTH | 2018 | 1.5 | 1.5 | 1.5 | 1.5 | 1.5 | 1.5 | 1.5 | 1.5 | 1.5 | 1.5
775 | YOUNICOS FACILITY |  | DG_YOUNICOS_YINC1_1 | TRAVIS | STORAGE | SOUTH | 2015 | 2 | 2 | 2 | 2 | 2 | 2 | 2 | 2 | 2 | 2
776 | Operational Capacity Total (Storage) | [6 empty] | 234.6 | 234.6 | 234.6 | 234.6 | 234.6 | 234.6 | 234.6 | 234.6 | 234.6 | 234.6
777 | Storage Peak Average Capacity Percentage |  | STORAGE_PEAK_PCT | % |  |  |  | 0 | 0 | 0 | 0 | 0 | 0 | 0 | 0 | 0 | 0
778
779 | Reliability Must-Run (RMR) Capacity |  | RMR_CAP_CONT |  | GAS |  |  | 0 | 0 | 0 | 0 | 0 | 0 | 0 | 0 | 0 | 0
780
781 | Capacity Pending Retirement |  | PENDRETIRE_CAP |  |  |  |  | 0 | 0 | 0 | 0 | 0 | 0 | 0 | 0 | 0 | 0
782
783 | Non-Synchronous Tie Resources
784 | EAST TIE |  | DC_E | FANNIN | OTHER | NORTH |  | 600 | 600 | 600 | 600 | 600 | 600 | 600 | 600 | 600 | 600
785 | NORTH TIE |  | DC_N | WILBARGER | OTHER | WEST |  | 220 | 220 | 220 | 220 | 220 | 220 | 220 | 220 | 220 | 220
786 | LAREDO VFT TIE |  | DC_L | WEBB | OTHER | SOUTH |  | 100 | 100 | 100 | 100 | 100 | 100 | 100 | 100 | 100 | 100
787 | SHARYLAND RAILROAD TIE |  | DC_R | HIDALGO | OTHER | SOUTH |  | 300 | 300 | 300 | 300 | 300 | 300 | 300 | 300 | 300 | 300
788 | Non-Synchronous Ties Total | [6 empty] | 1220 | 1220 | 1220 | 1220 | 1220 | 1220 | 1220 | 1220 | 1220 | 1220
789 | Non-Synchronous Ties Peak Average Capacity Percentage |  | DCTIE_PEAK_PCT | % |  |  |  | 69.67 | 69.67 | 69.67 | 69.67 | 69.67 | 69.67 | 69.67 | 69.67 | 69.67 | 69.67
790
791 | Planned Thermal Resources with Executed SGIA, Air Permit, GHG Permit and Proof of Adequate Water Supplies
792 | AIR PRODUCTS GCA | 21INR0012 |  | GALVESTON | GAS-ST | HOUSTON | 2022 | 60 | 60 | 60 | 60 | 60 | 60 | 60 | 60 | 60 | 60
793 | BRAES POWER PLANT | 20INR0221 |  | FORT BEND | GAS-GT | HOUSTON | 2022 | 408 | 408 | 408 | 408 | 408 | 408 | 408 | 408 | 408 | 408
794 | BRANDON (LP&L) (DGR) | 21INR0201 |  | LUBBOCK | GAS-GT | PANHANDLE | 2021 | 20 | 20 | 20 | 20 | 20 | 20 | 20 | 20 | 20 | 20
795 | CHAMON 2 | 19INR0056 |  | HARRIS | GAS-GT | HOUSTON | 2021 | 100 | 100 | 100 | 100 | 100 | 100 | 100 | 100 | 100 | 100
796 | MIRAGE | 17INR0022 |  | HARRIS | GAS-GT | HOUSTON | 2022 | 11 | 11 | 11 | 11 | 11 | 11 | 11 | 11 | 11 | 11
797 | OLD BLOOMINGTON ROAD | 19INR0057 |  | VICTORIA | GAS-GT | SOUTH | 2021 | 88 | 88 | 88 | 88 | 88 | 88 | 88 | 88 | 88 | 88
798 | PES 2 POWER STATION | 22INR0371 |  | HARRIS | GAS-GT | HOUSTON | 2021 | 89.1 | 89.1 | 89.1 | 89.1 | 89.1 | 89.1 | 89.1 | 89.1 | 89.1 | 89.1
799 | R MASSENGALE (LP&L) | 21INR0202 |  | LUBBOCK | GAS-CC | PANHANDLE | 2021 | 74 | 74 | 74 | 74 | 74 | 74 | 74 | 74 | 74 | 74
800 | TOPAZ POWER PLANT | 20INR0231 |  | GALVESTON | GAS-GT | HOUSTON | 2021 | 445.3 | 445.3 | 445.3 | 445.3 | 445.3 | 445.3 | 445.3 | 445.3 | 445.3 | 445.3
801 | TY COOKE (LP&L) | 21INR0506 |  | LUBBOCK | GAS-GT | PANHANDLE | 2021 | 31 | 31 | 31 | 31 | 31 | 31 | 31 | 31 | 31 | 31
802 | Planned Capacity Total (Nuclear, Coal, Gas, Biomass) | [6 empty] | 1326.4 | 1326.4 | 1326.4 | 1326.4 | 1326.4 | 1326.4 | 1326.4 | 1326.4 | 1326.4 | 1326.4
803
804 | Planned Wind Resources with Executed SGIA
805 | CHALUPA WIND | 20INR0042 |  | CAMERON | WIND-C | COASTAL | 2021 | 173.3 | 173.3 | 173.3 | 173.3 | 173.3 | 173.3 | 173.3 | 173.3 | 173.3 | 173.3
806 | CRANEL WIND | 19INR0112 |  | REFUGIO | WIND-C | COASTAL | 2021 | 220 | 220 | 220 | 220 | 220 | 220 | 220 | 220 | 220 | 220
807 | EAST RAYMOND WIND | 18INR0059 |  | WILLACY | WIND-C | COASTAL | 2021 | 200.2 | 200.2 | 200.2 | 200.2 | 200.2 | 200.2 | 200.2 | 200.2 | 200.2 | 200.2
808 | EL ALGODON ALTO W | 15INR0034 |  | SAN PATRICIO | WIND-C | COASTAL | 2021 | 201 | 201 | 201 | 201 | 201 | 201 | 201 | 201 | 201 | 201
809 | EL SUAZ RANCH | 20INR0097 |  | WILLACY | WIND-C | COASTAL | 2022 | 0 | 301.7 | 301.7 | 301.7 | 301.7 | 301.7 | 301.7 | 301.7 | 301.7 | 301.7
810 | ESPIRITU WIND | 17INR0031 |  | CAMERON | WIND-C | COASTAL | 2021 | 25.2 | 25.2 | 25.2 | 25.2 | 25.2 | 25.2 | 25.2 | 25.2 | 25.2 | 25.2
811 | LAS MAJADAS WIND | 17INR0035 |  | WILLACY | WIND-C | COASTAL | 2021 | 272.6 | 272.6 | 272.6 | 272.6 | 272.6 | 272.6 | 272.6 | 272.6 | 272.6 | 272.6
812 | MONTE ALTO I | 19INR0022 |  | WILLACY | WIND-C | COASTAL | 2022 | 0 | 223.8 | 223.8 | 223.8 | 223.8 | 223.8 | 223.8 | 223.8 | 223.8 | 223.8
813 | SHAFFER (PATRIOT WIND/PETRONILLA) | 11INR0062 |  | NUECES | WIND-C | COASTAL | 2021 | 226.1 | 226.1 | 226.1 | 226.1 | 226.1 | 226.1 | 226.1 | 226.1 | 226.1 | 226.1
814 | WEST RAYMOND (EL TRUENO) WIND | 20INR0088 |  | WILLACY | WIND-C | COASTAL | 2021 | 239.8 | 239.8 | 239.8 | 239.8 | 239.8 | 239.8 | 239.8 | 239.8 | 239.8 | 239.8
815 | CAROL WIND | 20INR0217 |  | POTTER | WIND-P | PANHANDLE | 2022 | 169.2 | 169.2 | 169.2 | 169.2 | 169.2 | 169.2 | 169.2 | 169.2 | 169.2 | 169.2
816 | HART WIND | 16INR0033 |  | CASTRO | WIND-P | PANHANDLE | 2022 | 0 | 151.5 | 151.5 | 151.5 | 151.5 | 151.5 | 151.5 | 151.5 | 151.5 | 151.5
817 | AJAX WIND | 20INR0142 |  | WILBARGER | WIND-O | WEST | 2021 | 366.6 | 366.6 | 366.6 | 366.6 | 366.6 | 366.6 | 366.6 | 366.6 | 366.6 | 366.6
818 | ANCHOR WIND | 21INR0387 |  | EASTLAND | WIND-O | NORTH | 2021 | 262.9 | 262.9 | 262.9 | 262.9 | 262.9 | 262.9 | 262.9 | 262.9 | 262.9 | 262.9
819 | APOGEE WIND | 21INR0467 |  | HASKELL | WIND-O | WEST | 2021 | 393.2 | 393.2 | 393.2 | 393.2 | 393.2 | 393.2 | 393.2 | 393.2 | 393.2 | 393.2
820 | APPALOOSA RUN WIND_ | 20INR0249 |  | UPTON | WIND-O | WEST | 2023 | 0 | 175 | 175 | 175 | 175 | 175 | 175 | 175 | 175 | 175
821 | AQUILLA LAKE 2 WIND | 20INR0256 |  | HILL | WIND-O | NORTH | 2021 | 150.8 | 150.8 | 150.8 | 150.8 | 150.8 | 150.8 | 150.8 | 150.8 | 150.8 | 150.8
822 | AQUILLA LAKE WIND | 19INR0145 |  | HILL | WIND-O | NORTH | 2021 | 149.3 | 149.3 | 149.3 | 149.3 | 149.3 | 149.3 | 149.3 | 149.3 | 149.3 | 149.3
823 | AVIATOR WIND | 19INR0156 |  | COKE | WIND-O | WEST | 2020 | 525 | 525 | 525 | 525 | 525 | 525 | 525 | 525 | 525 | 525
824 | BAIRD NORTH WIND | 20INR0083 |  | CALLAHAN | WIND-O | WEST | 2021 | 350 | 350 | 350 | 350 | 350 | 350 | 350 | 350 | 350 | 350
825 | BARROW RANCH (JUMBO HILL WIND) | 18INR0038 |  | ANDREWS | WIND-O | WEST | 2021 | 160.7 | 160.7 | 160.7 | 160.7 | 160.7 | 160.7 | 160.7 | 160.7 | 160.7 | 160.7
826 | BLACKJACK CREEK WIND | 20INR0068 |  | BEE | WIND-O | SOUTH | 2021 | 240 | 240 | 240 | 240 | 240 | 240 | 240 | 240 | 240 | 240
827 | CACTUS FLATS WIND | 16INR0086 |  | CONCHO | WIND-O | WEST | 2021 | 148.4 | 148.4 | 148.4 | 148.4 | 148.4 | 148.4 | 148.4 | 148.4 | 148.4 | 148.4
828 | CANYON WIND | 18INR0030 |  | SCURRY | WIND-O | WEST | 2022 | 201.8 | 201.8 | 201.8 | 201.8 | 201.8 | 201.8 | 201.8 | 201.8 | 201.8 | 201.8
829 | COYOTE WIND | 17INR0027b |  | SCURRY | WIND-O | WEST | 2021 | 242.6 | 242.6 | 242.6 | 242.6 | 242.6 | 242.6 | 242.6 | 242.6 | 242.6 | 242.6
830 | EDMONDSON RANCH WIND | 18INR0043 |  | GLASSCOCK | WIND-O | WEST | 2022 | 0 | 293.3 | 293.3 | 293.3 | 293.3 | 293.3 | 293.3 | 293.3 | 293.3 | 293.3
831 | FOXTROT WIND | 20INR0129 |  | KARNES | WIND-O | SOUTH | 2022 | 504 | 504 | 504 | 504 | 504 | 504 | 504 | 504 | 504 | 504
832 | GRIFFIN TRAIL WIND | 20INR0052 |  | KNOX | WIND-O | WEST | 2021 | 225.6 | 225.6 | 225.6 | 225.6 | 225.6 | 225.6 | 225.6 | 225.6 | 225.6 | 225.6
833 | HARALD (BEARKAT WIND B) | 15INR0064b |  | GLASSCOCK | WIND-O | WEST | 2021 | 162.1 | 162.1 | 162.1 | 162.1 | 162.1 | 162.1 | 162.1 | 162.1 | 162.1 | 162.1
834 | HIDALGO II WIND | 19INR0053 |  | HIDALGO | WIND-O | SOUTH | 2021 | 50.4 | 50.4 | 50.4 | 50.4 | 50.4 | 50.4 | 50.4 | 50.4 | 50.4 | 50.4
835 | HIGH LONESOME W | 19INR0038 |  | CROCKETT | WIND-O | WEST | 2021 | 449.7 | 449.7 | 449.7 | 449.7 | 449.7 | 449.7 | 449.7 | 449.7 | 449.7 | 449.7
836 | HIGH LONESOME WIND PHASE II | 20INR0262 |  | CROCKETT | WIND-O | WEST | 2021 | 50.6 | 50.6 | 50.6 | 50.6 | 50.6 | 50.6 | 50.6 | 50.6 | 50.6 | 50.6
837 | HUTT WIND | 21INR0005 |  | MIDLAND | WIND-O | WEST | 2021 | 336 | 336 | 336 | 336 | 336 | 336 | 336 | 336 | 336 | 336
838 | KONTIKI 1 WIND (ERIK) | 19INR0099a |  | GLASSCOCK | WIND-O | WEST | 2023 | 0 | 250.1 | 250.1 | 250.1 | 250.1 | 250.1 | 250.1 | 250.1 | 250.1 | 250.1
839 | KONTIKI 2 WIND (ERNEST) | 19INR0099b |  | GLASSCOCK | WIND-O | WEST | 2023 | 0 | 250.1 | 250.1 | 250.1 | 250.1 | 250.1 | 250.1 | 250.1 | 250.1 | 250.1
840 | LORAINE WINDPARK PHASE III | 18INR0068 |  | MITCHELL | WIND-O | WEST | 2022 | 100 | 100 | 100 | 100 | 100 | 100 | 100 | 100 | 100 | 100
841 | LOMA PINTA WIND | 16INR0112 |  | LA SALLE | WIND-O | SOUTH | 2022 | 0 | 200 | 200 | 200 | 200 | 200 | 200 | 200 | 200 | 200
842 | MARYNEAL WINDPOWER | 18INR0031 |  | NOLAN | WIND-O | WEST | 2021 | 182.4 | 182.4 | 182.4 | 182.4 | 182.4 | 182.4 | 182.4 | 182.4 | 182.4 | 182.4
843 | MAVERICK CREEK I | 20INR0045 |  | CONCHO | WIND-O | WEST | 2021 | 373.2 | 373.2 | 373.2 | 373.2 | 373.2 | 373.2 | 373.2 | 373.2 | 373.2 | 373.2
844 | MAVERICK CREEK II | 20INR0046 |  | CONCHO | WIND-O | WEST | 2021 | 118.8 | 118.8 | 118.8 | 118.8 | 118.8 | 118.8 | 118.8 | 118.8 | 118.8 | 118.8
845 | MESTENO WIND | 16INR0081 |  | STARR | WIND-O | SOUTH | 2021 | 201.6 | 201.6 | 201.6 | 201.6 | 201.6 | 201.6 | 201.6 | 201.6 | 201.6 | 201.6
846 | MONARCH CREEK WIND | 21INR0263 |  | THROCKMORTON | WIND-O | WEST | 2021 | 209 | 209 | 209 | 209 | 209 | 209 | 209 | 209 | 209 | 209
847 | OVEJA WIND | 18INR0033 |  | IRION | WIND-O | WEST | 2021 | 302.4 | 302.4 | 302.4 | 302.4 | 302.4 | 302.4 | 302.4 | 302.4 | 302.4 | 302.4
848 | PRAIRIE HILL WIND | 19INR0100 |  | MCLENNAN | WIND-O | NORTH | 2021 | 300 | 300 | 300 | 300 | 300 | 300 | 300 | 300 | 300 | 300
849 | PRIDDY WIND | 16INR0085 |  | MILLS | WIND-O | NORTH | 2021 | 300 | 300 | 300 | 300 | 300 | 300 | 300 | 300 | 300 | 300
850 | RELOJ DEL SOL WIND | 17INR0025 |  | ZAPATA | WIND-O | SOUTH | 2021 | 209.3 | 209.3 | 209.3 | 209.3 | 209.3 | 209.3 | 209.3 | 209.3 | 209.3 | 209.3
851 | ROADRUNNER CROSSING WIND 1 | 19INR0117 |  | EASTLAND | WIND-O | NORTH | 2022 | 0 | 200.2 | 200.2 | 200.2 | 200.2 | 200.2 | 200.2 | 200.2 | 200.2 | 200.2
852 | RTS 2 WIND (HEART OF TEXAS WIND) | 18INR0016 |  | MCCULLOCH | WIND-O | SOUTH | 2020 | 179.8 | 179.8 | 179.8 | 179.8 | 179.8 | 179.8 | 179.8 | 179.8 | 179.8 | 179.8
853 | SAGE DRAW WIND | 19INR0163 |  | LYNN | WIND-O | WEST | 2020 | 338.4 | 338.4 | 338.4 | 338.4 | 338.4 | 338.4 | 338.4 | 338.4 | 338.4 | 338.4
854 | TG EAST WIND | 19INR0052 |  | KNOX | WIND-O | WEST | 2021 | 336 | 336 | 336 | 336 | 336 | 336 | 336 | 336 | 336 | 336
855 | VENADO WIND | 16INR0111 |  | STARR | WIND-O | SOUTH | 2021 | 201.6 | 201.6 | 201.6 | 201.6 | 201.6 | 201.6 | 201.6 | 201.6 | 201.6 | 201.6
856 | VERA WIND | 19INR0051 |  | KNOX | WIND-O | WEST | 2021 | 208.8 | 208.8 | 208.8 | 208.8 | 208.8 | 208.8 | 208.8 | 208.8 | 208.8 | 208.8
857 | VERA WIND V110 | 20INR0305 |  | KNOX | WIND-O | WEST | 2021 | 34 | 34 | 34 | 34 | 34 | 34 | 34 | 34 | 34 | 34
858 | VORTEX WIND | 20INR0120 |  | THROCKMORTON | WIND-O | WEST | 2021 | 350.1 | 350.1 | 350.1 | 350.1 | 350.1 | 350.1 | 350.1 | 350.1 | 350.1 | 350.1
859 | WHITE MESA WIND | 19INR0128 |  | CROCKETT | WIND-O | WEST | 2021 | 152.3 | 152.3 | 152.3 | 152.3 | 152.3 | 152.3 | 152.3 | 152.3 | 152.3 | 152.3
860 | WHITE MESA 2 WIND | 21INR0521 |  | COKE | WIND-O | WEST | 2021 | 348.3 | 348.3 | 348.3 | 348.3 | 348.3 | 348.3 | 348.3 | 348.3 | 348.3 | 348.3
861 | WHITEHORSE WIND | 19INR0080 |  | FISHER | WIND-O | WEST | 2020 | 418.9 | 418.9 | 418.9 | 418.9 | 418.9 | 418.9 | 418.9 | 418.9 | 418.9 | 418.9
862 | WILDWIND | 20INR0033 |  | COOKE | WIND-O | NORTH | 2021 | 180.1 | 180.1 | 180.1 | 180.1 | 180.1 | 180.1 | 180.1 | 180.1 | 180.1 | 180.1
863 | Planned Capacity Total (Wind) | [6 empty] | 11742.1 | 13787.8 | 13787.8 | 13787.8 | 13787.8 | 13787.8 | 13787.8 | 13787.8 | 13787.8 | 13787.8
864
865 | Planned Wind Capacity Sub-total (Coastal Counties) |  | WIND_PLANNED_C |  |  |  |  | 1558.2 | 2083.7 | 2083.7 | 2083.7 | 2083.7 | 2083.7 | 2083.7 | 2083.7 | 2083.7 | 2083.7
866 | Wind Peak Average Capacity Percentage (Coastal) |  | WIND_PL_PEAK_PCT_C | % |  |  |  | 61 | 61 | 61 | 61 | 61 | 61 | 61 | 61 | 61 | 61
867
868 | Planned Wind Capacity Sub-total (Panhandle Counties) |  | WIND_PLANNED_P |  |  |  |  | 169.2 | 320.7 | 320.7 | 320.7 | 320.7 | 320.7 | 320.7 | 320.7 | 320.7 | 320.7
869 | Wind Peak Average Capacity Percentage (Panhandle) |  | WIND_PL_PEAK_PCT_P | % |  |  |  | 29 | 29 | 29 | 29 | 29 | 29 | 29 | 29 | 29 | 29
870
871 | Planned Wind Capacity Sub-total (Other counties) |  | WIND_PLANNED_O |  |  |  |  | 10014.7 | 11383.4 | 11383.4 | 11383.4 | 11383.4 | 11383.4 | 11383.4 | 11383.4 | 11383.4 | 11383.4
872 | Wind Peak Average Capacity Percentage (Other) |  | WIND_PL_PEAK_PCT_O | % |  |  |  | 19 | 19 | 19 | 19 | 19 | 19 | 19 | 19 | 19 | 19
873
874 | Planned Solar Resources with Executed SGIA
875 | 7V SOLAR | 21INR0351 |  | FAYETTE | SOLAR | SOUTH | 2023 | 0 | 246.3 | 246.3 | 246.3 | 246.3 | 246.3 | 246.3 | 246.3 | 246.3 | 246.3
876 | ANDROMEDA SOLAR | 22INR0412 |  | SCURRY | SOLAR | WEST | 2023 | 0 | 374.4 | 374.4 | 374.4 | 374.4 | 374.4 | 374.4 | 374.4 | 374.4 | 374.4
877 | ANSON SOLAR | 19INR0081 |  | JONES | SOLAR | WEST | 2021 | 201.5 | 201.5 | 201.5 | 201.5 | 201.5 | 201.5 | 201.5 | 201.5 | 201.5 | 201.5
878 | ARAGORN SOLAR | 19INR0088 |  | CULBERSON | SOLAR | WEST | 2021 | 185 | 185 | 185 | 185 | 185 | 185 | 185 | 185 | 185 | 185
879 | ARMADILLO SOLAR | 21INR0421 |  | NAVARRO | SOLAR | NORTH | 2022 | 0 | 204 | 204 | 204 | 204 | 204 | 204 | 204 | 204 | 204
880 | AZURE SKY SOLAR | 21INR0477 |  | HASKELL | SOLAR | WEST | 2021 | 228.4 | 228.4 | 228.4 | 228.4 | 228.4 | 228.4 | 228.4 | 228.4 | 228.4 | 228.4
881 | BIG STAR SOLAR | 21INR0413 |  | BASTROP | SOLAR | SOUTH | 2022 | 220.6 | 220.6 | 220.6 | 220.6 | 220.6 | 220.6 | 220.6 | 220.6 | 220.6 | 220.6
882 | BLUE JAY SOLAR | 19INR0085 |  | GRIMES | SOLAR | NORTH | 2021 | 210 | 210 | 210 | 210 | 210 | 210 | 210 | 210 | 210 | 210
883 | BRAVEPOST SOLAR | 20INR0053 |  | TOM GREEN | SOLAR | WEST | 2022 | 200 | 200 | 200 | 200 | 200 | 200 | 200 | 200 | 200 | 200
884 | BRIGHT ARROW SOLAR | 22INR0242 |  | HOPKINS | SOLAR | NORTH | 2022 | 0 | 324.7 | 324.7 | 324.7 | 324.7 | 324.7 | 324.7 | 324.7 | 324.7 | 324.7
885 | BRIGHTSIDE SOLAR | 18INR0060 |  | BEE | SOLAR | SOUTH | 2021 | 50 | 50 | 50 | 50 | 50 | 50 | 50 | 50 | 50 | 50
886 | CAROL SOLAR | 21INR0274 |  | POTTER | SOLAR | PANHANDLE | 2022 | 223.2 | 223.2 | 223.2 | 223.2 | 223.2 | 223.2 | 223.2 | 223.2 | 223.2 | 223.2
887 | CASTRO SOLAR | 20INR0050 |  | CASTRO | SOLAR | PANHANDLE | 2022 | 0 | 222.9 | 222.9 | 222.9 | 222.9 | 222.9 | 222.9 | 222.9 | 222.9 | 222.9
888 | CONCHO VALLEY SOLAR | 21INR0384 |  | TOM GREEN | SOLAR | WEST | 2022 | 159.8 | 159.8 | 159.8 | 159.8 | 159.8 | 159.8 | 159.8 | 159.8 | 159.8 | 159.8
889 | CONIGLIO SOLAR | 20INR0037 |  | FANNIN | SOLAR | NORTH | 2021 | 125.7 | 125.7 | 125.7 | 125.7 | 125.7 | 125.7 | 125.7 | 125.7 | 125.7 | 125.7
890 | CORAZON SOLAR PHASE I | 15INR0044 |  | WEBB | SOLAR | SOUTH | 2021 | 202.6 | 202.6 | 202.6 | 202.6 | 202.6 | 202.6 | 202.6 | 202.6 | 202.6 | 202.6
891 | CORAZON SOLAR PHASE II | 22INR0257 |  | WEBB | SOLAR | SOUTH | 2022 | 202.6 | 202.6 | 202.6 | 202.6 | 202.6 | 202.6 | 202.6 | 202.6 | 202.6 | 202.6
892 | COTTONWOOD BAYOU | 19INR0134 |  | BRAZORIA | SOLAR | COASTAL | 2023 | 0 | 150 | 150 | 150 | 150 | 150 | 150 | 150 | 150 | 150
893 | COTTONWOOD BAYOU SOLAR II | 21INR0228 |  | BRAZORIA | SOLAR | COASTAL | 2023 | 0 | 200 | 200 | 200 | 200 | 200 | 200 | 200 | 200 | 200
894 | CROWDED STAR SOLAR | 20INR0241 |  | JONES | SOLAR | WEST | 2023 | 0 | 0 | 217.6 | 217.6 | 217.6 | 217.6 | 217.6 | 217.6 | 217.6 | 217.6
895 | CROWDED STAR SOLAR II | 22INR0274 |  | JONES | SOLAR | WEST | 2023 | 0 | 0 | 185 | 185 | 185 | 185 | 185 | 185 | 185 | 185
896 | CUTLASS SOLAR | 19INR0131 |  | FORT BEND | SOLAR | HOUSTON | 2022 | 0 | 300 | 300 | 300 | 300 | 300 | 300 | 300 | 300 | 300
897 | DANCIGER SOLAR | 20INR0098 |  | BRAZORIA | SOLAR | COASTAL | 2022 | 203.2 | 203.2 | 203.2 | 203.2 | 203.2 | 203.2 | 203.2 | 203.2 | 203.2 | 203.2
898 | DANISH FIELDS SOLAR I | 20INR0069 |  | WHARTON | SOLAR | SOUTH | 2022 | 201 | 201 | 201 | 201 | 201 | 201 | 201 | 201 | 201 | 201
899 | DANISH FIELDS SOLAR II | 21INR0016 |  | WHARTON | SOLAR | SOUTH | 2022 | 201 | 201 | 201 | 201 | 201 | 201 | 201 | 201 | 201 | 201
900 | DANISH FIELDS SOLAR III | 21INR0017 |  | WHARTON | SOLAR | SOUTH | 2022 | 201 | 201 | 201 | 201 | 201 | 201 | 201 | 201 | 201 | 201
901 | DAWN SOLAR | 20INR0255 |  | DEAF SMITH | SOLAR | PANHANDLE | 2021 | 515.7 | 515.7 | 515.7 | 515.7 | 515.7 | 515.7 | 515.7 | 515.7 | 515.7 | 515.7
902 | DELILAH SOLAR 1 | 22INR0202 |  | LAMAR | SOLAR | NORTH | 2022 | 300 | 300 | 300 | 300 | 300 | 300 | 300 | 300 | 300 | 300
903 | DELILAH SOLAR 2 | 22INR0203 |  | LAMAR | SOLAR | NORTH | 2023 | 0 | 310 | 310 | 310 | 310 | 310 | 310 | 310 | 310 | 310
904 | DELILAH SOLAR 3 | 23INR0042 |  | LAMAR | SOLAR | NORTH | 2023 | 0 | 200 | 200 | 200 | 200 | 200 | 200 | 200 | 200 | 200
905 | DELILAH SOLAR 4 | 23INR0060 |  | LAMAR | SOLAR | NORTH | 2023 | 0 | 90 | 90 | 90 | 90 | 90 | 90 | 90 | 90 | 90
906 | EIFFEL SOLAR | 22INR0223 |  | LAMAR | SOLAR | NORTH | 2022 | 0 | 200 | 200 | 200 | 200 | 200 | 200 | 200 | 200 | 200
907 | ELARA SOLAR | 21INR0276 |  | FRIO | SOLAR | SOUTH | 2021 | 132.4 | 132.4 | 132.4 | 132.4 | 132.4 | 132.4 | 132.4 | 132.4 | 132.4 | 132.4
908 | EMERALD GROVE SOLAR (PECOS SOLAR POWER I) | 15INR0059 |  | PECOS | SOLAR | WEST | 2022 | 108 | 108 | 108 | 108 | 108 | 108 | 108 | 108 | 108 | 108
909 | EQUINOX SOLAR 1 | 21INR0226 |  | STARR | SOLAR | SOUTH | 2023 | 0 | 200 | 200 | 200 | 200 | 200 | 200 | 200 | 200 | 200
910 | EUNICE SOLAR | 20INR0219 |  | ANDREWS | SOLAR | WEST | 2021 | 426.7 | 426.7 | 426.7 | 426.7 | 426.7 | 426.7 | 426.7 | 426.7 | 426.7 | 426.7
911 | FIGHTING JAYS SOLAR | 21INR0278 |  | FORT BEND | SOLAR | HOUSTON | 2022 | 351.3 | 351.3 | 351.3 | 351.3 | 351.3 | 351.3 | 351.3 | 351.3 | 351.3 | 351.3
912 | FORT BEND SOLAR | 18INR0053 |  | FORT BEND | SOLAR | HOUSTON | 2021 | 240 | 240 | 240 | 240 | 240 | 240 | 240 | 240 | 240 | 240
913 | FRYE SOLAR | 20INR0080 |  | SWISHER | SOLAR | PANHANDLE | 2022 | 0 | 500 | 500 | 500 | 500 | 500 | 500 | 500 | 500 | 500
914 | GALLOWAY 1 SOLAR | 19INR0121 |  | CONCHO | SOLAR | WEST | 2021 | 257 | 257 | 257 | 257 | 257 | 257 | 257 | 257 | 257 | 257
915 | GALLOWAY 2 SOLAR | 21INR0431 |  | CONCHO | SOLAR | WEST | 2022 | 110 | 110 | 110 | 110 | 110 | 110 | 110 | 110 | 110 | 110
916 | GOLINDA SOLAR | 21INR0434 |  | FALLS | SOLAR | NORTH | 2023 | 0 | 103.1 | 103.1 | 103.1 | 103.1 | 103.1 | 103.1 | 103.1 | 103.1 | 103.1
917 | GRANDSLAM SOLAR | 21INR0391 |  | ATASCOSA | SOLAR | SOUTH | 2022 | 0 | 228.2 | 228.2 | 228.2 | 228.2 | 228.2 | 228.2 | 228.2 | 228.2 | 228.2
918 | GREEN HOLLY SOLAR | 21INR0021 |  | DAWSON | SOLAR | WEST | 2023 | 0 | 413.6 | 413.6 | 413.6 | 413.6 | 413.6 | 413.6 | 413.6 | 413.6 | 413.6
919 | HOPKINS SOLAR | 20INR0210 |  | HOPKINS | SOLAR | NORTH | 2022 | 0 | 320 | 320 | 320 | 320 | 320 | 320 | 320 | 320 | 320
920 | HOVEY (BARILLA SOLAR 1B) | 12INR0059b |  | PECOS | SOLAR | WEST | 2020 | 7.4 | 7.4 | 7.4 | 7.4 | 7.4 | 7.4 | 7.4 | 7.4 | 7.4 | 7.4
921 | IMPACT SOLAR | 19INR0151 |  | LAMAR | SOLAR | NORTH | 2021 | 198.5 | 198.5 | 198.5 | 198.5 | 198.5 | 198.5 | 198.5 | 198.5 | 198.5 | 198.5
922 | INDIGO SOLAR | 21INR0031 |  | FISHER | SOLAR | WEST | 2021 | 125 | 125 | 125 | 125 | 125 | 125 | 125 | 125 | 125 | 125
923 | JADE SOLAR | 22INR0360 |  | SCURRY | SOLAR | WEST | 2022 | 0 | 374.4 | 374.4 | 374.4 | 374.4 | 374.4 | 374.4 | 374.4 | 374.4 | 374.4
924 | JUNO SOLAR PHASE I | 21INR0026 |  | BORDEN | SOLAR | WEST | 2021 | 162.1 | 162.1 | 162.1 | 162.1 | 162.1 | 162.1 | 162.1 | 162.1 | 162.1 | 162.1
925 | JUNO SOLAR PHASE II | 21INR0501 |  | BORDEN | SOLAR | WEST | 2021 | 143.5 | 143.5 | 143.5 | 143.5 | 143.5 | 143.5 | 143.5 | 143.5 | 143.5 | 143.5
926 | LILY SOLAR | 19INR0044 |  | KAUFMAN | SOLAR | NORTH | 2021 | 147.6 | 147.6 | 147.6 | 147.6 | 147.6 | 147.6 | 147.6 | 147.6 | 147.6 | 147.6
927 | LONGBOW SOLAR | 20INR0026 |  | BRAZORIA | SOLAR | COASTAL | 2022 | 80 | 80 | 80 | 80 | 80 | 80 | 80 | 80 | 80 | 80
928 | LONG DRAW SOLAR | 18INR0055 |  | BORDEN | SOLAR | WEST | 2021 | 225 | 225 | 225 | 225 | 225 | 225 | 225 | 225 | 225 | 225
929 | LONG POINT SOLAR | 19INR0042 |  | BRAZORIA | SOLAR | COASTAL | 2022 | 101.3 | 101.3 | 101.3 | 101.3 | 101.3 | 101.3 | 101.3 | 101.3 | 101.3 | 101.3
930 | MALEZA SOLAR | 21INR0220 |  | FORT BEND | SOLAR | HOUSTON | 2023 | 0 | 254.9 | 254.9 | 254.9 | 254.9 | 254.9 | 254.9 | 254.9 | 254.9 | 254.9
931 | MISAE SOLAR | 18INR0045 |  | CHILDRESS | SOLAR | PANHANDLE | 2021 | 240 | 240 | 240 | 240 | 240 | 240 | 240 | 240 | 240 | 240
932 | MISAE SOLAR II | 20INR0091 |  | CHILDRESS | SOLAR | PANHANDLE | 2023 | 0 | 0 | 517.3 | 517.3 | 517.3 | 517.3 | 517.3 | 517.3 | 517.3 | 517.3
933 | MORROW LAKE SOLAR | 19INR0155 |  | FRIO | SOLAR | SOUTH | 2022 | 204 | 204 | 204 | 204 | 204 | 204 | 204 | 204 | 204 | 204
934 | MUSTANG CREEK SOLAR | 18INR0050 |  | JACKSON | SOLAR | SOUTH | 2022 | 152.3 | 152.3 | 152.3 | 152.3 | 152.3 | 152.3 | 152.3 | 152.3 | 152.3 | 152.3
935 | MYRTLE SOLAR | 19INR0041 |  | BRAZORIA | SOLAR | COASTAL | 2022 | 240 | 240 | 240 | 240 | 240 | 240 | 240 | 240 | 240 | 240
936 | MYRTLE SOLAR II | 20INR0263 |  | BRAZORIA | SOLAR | COASTAL | 2022 | 100 | 100 | 100 | 100 | 100 | 100 | 100 | 100 | 100 | 100
937 | NABATOTO SOLAR NORTH | 21INR0428 |  | LEON | SOLAR | NORTH | 2022 | 400 | 400 | 400 | 400 | 400 | 400 | 400 | 400 | 400 | 400
938 | NAZARETH SOLAR | 16INR0049 |  | CASTRO | SOLAR | PANHANDLE | 2023 | 0 | 201 | 201 | 201 | 201 | 201 | 201 | 201 | 201 | 201
939 | NOBLE SOLAR | 20INR0214 |  | DENTON | SOLAR | NORTH | 2022 | 279 | 279 | 279 | 279 | 279 | 279 | 279 | 279 | 279 | 279
940 | NORTON SOLAR | 19INR0035 |  | RUNNELS | SOLAR | WEST | 2022 | 125 | 125 | 125 | 125 | 125 | 125 | 125 | 125 | 125 | 125
941 | OLD 300 SOLAR CENTER | 21INR0406 |  | FORT BEND | SOLAR | HOUSTON | 2021 | 438.8 | 438.8 | 438.8 | 438.8 | 438.8 | 438.8 | 438.8 | 438.8 | 438.8 | 438.8
942 | OLD HICKORY SOLAR | 20INR0236 |  | JACKSON | SOLAR | SOUTH | 2022 | 206 | 206 | 206 | 206 | 206 | 206 | 206 | 206 | 206 | 206
943 | EAST BLACKLAND SOLAR (PFLUGERVILLE SOLAR) | 15INR0090 |  | TRAVIS | SOLAR | SOUTH | 2021 | 144 | 144 | 144 | 144 | 144 | 144 | 144 | 144 | 144 | 144
944 | PHOENIX SOLAR | 19INR0091 |  | FANNIN | SOLAR | NORTH | 2021 | 83.9 | 83.9 | 83.9 | 83.9 | 83.9 | 83.9 | 83.9 | 83.9 | 83.9 | 83.9
945 | PINE FOREST SOLAR | 20INR0203 |  | HOPKINS | SOLAR | NORTH | 2022 | 0 | 284.3 | 284.3 | 284.3 | 284.3 | 284.3 | 284.3 | 284.3 | 284.3 | 284.3
946 | PISGAH RIDGE SOLAR | 22INR0254 |  | NAVARRO | SOLAR | NORTH | 2022 | 0 | 253.9 | 253.9 | 253.9 | 253.9 | 253.9 | 253.9 | 253.9 | 253.9 | 253.9
947 | PROSPERO SOLAR II | 21INR0229 |  | ANDREWS | SOLAR | WEST | 2021 | 252.9 | 252.9 | 252.9 | 252.9 | 252.9 | 252.9 | 252.9 | 252.9 | 252.9 | 252.9
948 | RADIAN SOLAR | 21INR0205 |  | BROWN | SOLAR | NORTH | 2022 | 0 | 374.4 | 374.4 | 374.4 | 374.4 | 374.4 | 374.4 | 374.4 | 374.4 | 374.4
949 | PLAINVIEW SOLAR (RAMSEY SOLAR) | 20INR0130 |  | WHARTON | SOLAR | SOUTH | 2021 | 514 | 514 | 514 | 514 | 514 | 514 | 514 | 514 | 514 | 514
950 | RAYOS DEL SOL | 19INR0045 |  | CAMERON | SOLAR | COASTAL | 2021 | 137.4 | 137.4 | 137.4 | 137.4 | 137.4 | 137.4 | 137.4 | 137.4 | 137.4 | 137.4
951 | REDBARN SOLAR 1 (RE MAPLEWOOD 2A SOLAR) | 17INR0020a |  | PECOS | SOLAR | WEST | 2021 | 222 | 222 | 222 | 222 | 222 | 222 | 222 | 222 | 222 | 222
952 | REDBARN SOLAR 2 (RE MAPLEWOOD 2B SOLAR) | 17INR0020b |  | PECOS | SOLAR | WEST | 2021 | 28 | 28 | 28 | 28 | 28 | 28 | 28 | 28 | 28 | 28
953 | RED HOLLY SOLAR | 21INR0022 |  | DAWSON | SOLAR | WEST | 2023 | 0 | 0 | 260 | 260 | 260 | 260 | 260 | 260 | 260 | 260
954 | RED-TAILED HAWK SOLAR | 21INR0389 |  | WHARTON | SOLAR | SOUTH | 2022 | 355.3 | 355.3 | 355.3 | 355.3 | 355.3 | 355.3 | 355.3 | 355.3 | 355.3 | 355.3
955 | RODEO SOLAR | 19INR0103 |  | ANDREWS | SOLAR | WEST | 2022 | 200 | 200 | 200 | 200 | 200 | 200 | 200 | 200 | 200 | 200
956 | ROSELAND SOLAR | 20INR0205 |  | FALLS | SOLAR | NORTH | 2022 | 500 | 500 | 500 | 500 | 500 | 500 | 500 | 500 | 500 | 500
957 | RUETER SOLAR | 20INR0202 |  | BOSQUE | SOLAR | NORTH | 2022 | 0 | 200 | 200 | 200 | 200 | 200 | 200 | 200 | 200 | 200
958 | SAMSON SOLAR 1 | 21INR0221 |  | LAMAR | SOLAR | NORTH | 2021 | 250 | 250 | 250 | 250 | 250 | 250 | 250 | 250 | 250 | 250
959 | SAMSON SOLAR 2 | 21INR0490 |  | LAMAR | SOLAR | NORTH | 2023 | 0 | 200 | 200 | 200 | 200 | 200 | 200 | 200 | 200 | 200
960 | SAMSON SOLAR 3 | 21INR0491 |  | LAMAR | SOLAR | NORTH | 2021 | 250 | 250 | 250 | 250 | 250 | 250 | 250 | 250 | 250 | 250
961 | SBRANCH SOLAR PROJECT | 22INR0205 |  | WHARTON | SOLAR | SOUTH | 2022 | 230 | 230 | 230 | 230 | 230 | 230 | 230 | 230 | 230 | 230
962 | SECOND DIVISION SOLAR | 20INR0248 |  | BRAZORIA | SOLAR | COASTAL | 2022 | 100 | 100 | 100 | 100 | 100 | 100 | 100 | 100 | 100 | 100
963 | SHAKES SOLAR | 19INR0073 |  | ZAVALA | SOLAR | SOUTH | 2022 | 0 | 206 | 206 | 206 | 206 | 206 | 206 | 206 | 206 | 206
964 | SIGNAL SOLAR | 20INR0208 |  | HUNT | SOLAR | NORTH | 2022 | 50 | 50 | 50 | 50 | 50 | 50 | 50 | 50 | 50 | 50
965 | SODA LAKE SOLAR 2 | 20INR0143 |  | CRANE | SOLAR | WEST | 2023 | 0 | 203 | 203 | 203 | 203 | 203 | 203 | 203 | 203 | 203
966 | SOLEMIO | 19INR0093 |  | HOPKINS | SOLAR | NORTH | 2022 | 81.4 | 81.4 | 81.4 | 81.4 | 81.4 | 81.4 | 81.4 | 81.4 | 81.4 | 81.4
967 | SPACE CITY SOLAR | 21INR0341 |  | WHARTON | SOLAR | SOUTH | 2022 | 609.7 | 609.7 | 609.7 | 609.7 | 609.7 | 609.7 | 609.7 | 609.7 | 609.7 | 609.7
968 | SPANISH CROWN | 21INR0323 |  | FALLS | SOLAR | NORTH | 2022 | 0 | 103.1 | 103.1 | 103.1 | 103.1 | 103.1 | 103.1 | 103.1 | 103.1 | 103.1
969 | SPARTA SOLAR | 22INR0352 |  | BEE | SOLAR | SOUTH | 2022 | 256 | 256 | 256 | 256 | 256 | 256 | 256 | 256 | 256 | 256
970 | STARR SOLAR RANCH | 20INR0216 |  | STARR | SOLAR | SOUTH | 2022 | 0 | 136 | 136 | 136 | 136 | 136 | 136 | 136 | 136 | 136
971 | STRATEGIC SOLAR 1 | 20INR0081 |  | ELLIS | SOLAR | NORTH | 2021 | 136.8 | 136.8 | 136.8 | 136.8 | 136.8 | 136.8 | 136.8 | 136.8 | 136.8 | 136.8
972 | SUN VALLEY | 19INR0169 |  | HILL | SOLAR | NORTH | 2022 | 0 | 250 | 250 | 250 | 250 | 250 | 250 | 250 | 250 | 250
973 | TAYGETE II SOLAR | 21INR0233 |  | PECOS | SOLAR | WEST | 2021 | 203.8 | 203.8 | 203.8 | 203.8 | 203.8 | 203.8 | 203.8 | 203.8 | 203.8 | 203.8
974 | TAYGETE SOLAR | 20INR0054 |  | PECOS | SOLAR | WEST | 2021 | 254.8 | 254.8 | 254.8 | 254.8 | 254.8 | 254.8 | 254.8 | 254.8 | 254.8 | 254.8
975 | TEXAS SOLAR NOVA | 19INR0001 |  | KENT | SOLAR | WEST | 2022 | 252.2 | 252.2 | 252.2 | 252.2 | 252.2 | 252.2 | 252.2 | 252.2 | 252.2 | 252.2
976 | TITAN SOLAR (IP TITAN) | 20INR0032 |  | CULBERSON | SOLAR | WEST | 2021 | 267.9 | 267.9 | 267.9 | 267.9 | 267.9 | 267.9 | 267.9 | 267.9 | 267.9 | 267.9
977 | TRES BAHIAS SOLAR | 20INR0266 |  | CALHOUN | SOLAR | COASTAL | 2022 | 195 | 195 | 195 | 195 | 195 | 195 | 195 | 195 | 195 | 195
978 | TYSON NICK SOLAR | 20INR0222 |  | LAMAR | SOLAR | NORTH | 2022 | 90 | 90 | 90 | 90 | 90 | 90 | 90 | 90 | 90 | 90
979 | VANCOURT SOLAR | 21INR0213 |  | CAMERON | SOLAR | COASTAL | 2021 | 45.7 | 45.7 | 45.7 | 45.7 | 45.7 | 45.7 | 45.7 | 45.7 | 45.7 | 45.7
980 | VISION SOLAR 1 | 20INR0082 |  | NAVARRO | SOLAR | NORTH | 2021 | 129.2 | 129.2 | 129.2 | 129.2 | 129.2 | 129.2 | 129.2 | 129.2 | 129.2 | 129.2
981 | WAGYU SOLAR | 18INR0062 |  | BRAZORIA | SOLAR | COASTAL | 2021 | 120 | 120 | 120 | 120 | 120 | 120 | 120 | 120 | 120 | 120
982 | WESTORIA SOLAR | 20INR0101 |  | BRAZORIA | SOLAR | COASTAL | 2021 | 203.4 | 203.4 | 203.4 | 203.4 | 203.4 | 203.4 | 203.4 | 203.4 | 203.4 | 203.4
983 | ZIER SOLAR | 21INR0019 |  | KINNEY | SOLAR | SOUTH | 2022 | 160 | 160 | 160 | 160 | 160 | 160 | 160 | 160 | 160 | 160
984 | Planned Capacity Total (Solar) | [6 empty] | 15355.6 | 22983.8 | 24163.7 | 24163.7 | 24163.7 | 24163.7 | 24163.7 | 24163.7 | 24163.7 | 24163.7
985 | Solar Peak Average Capacity Percentage |  | SOLAR_PL_PEAK_PCT | % |  |  |  | 80 | 80 | 80 | 80 | 80 | 80 | 80 | 80 | 80 | 80
986
987 | Planned Storage Resources with Executed SGIA
988 | ANCHOR BESS | 21INR0474 |  | EASTLAND | STORAGE | NORTH | 2021 | 71.4 | 71.4 | 71.4 | 71.4 | 71.4 | 71.4 | 71.4 | 71.4 | 71.4 | 71.4
989 | AZURE SKY BESS | 21INR0476 |  | HASKELL | STORAGE | WEST | 2021 | 77.6 | 77.6 | 77.6 | 77.6 | 77.6 | 77.6 | 77.6 | 77.6 | 77.6 | 77.6
990 | BAT CAVE | 21INR0365 |  | MASON | STORAGE | SOUTH | 2021 | 100.5 | 100.5 | 100.5 | 100.5 | 100.5 | 100.5 | 100.5 | 100.5 | 100.5 | 100.5
991 | BRP DICKENS BESS | 22INR0325 |  | DICKENS | STORAGE | PANHANDLE | 2022 | 202.4 | 202.4 | 202.4 | 202.4 | 202.4 | 202.4 | 202.4 | 202.4 | 202.4 | 202.4
992 | BRP PALEO BESS | 22INR0322 |  | HALE | STORAGE | PANHANDLE | 2022 | 0 | 202.4 | 202.4 | 202.4 | 202.4 | 202.4 | 202.4 | 202.4 | 202.4 | 202.4
993 | CHISHOLM GRID | 20INR0089 |  | TARRANT | STORAGE | NORTH | 2021 | 101.7 | 101.7 | 101.7 | 101.7 | 101.7 | 101.7 | 101.7 | 101.7 | 101.7 | 101.7
994 | CROSSETT POWER BATT | 21INR0510 |  | CRANE | STORAGE | WEST | 2021 | 200 | 200 | 200 | 200 | 200 | 200 | 200 | 200 | 200 | 200
995 | ENDURANCE PARK STORAGE | 21INR0479 |  | SCURRY | STORAGE | WEST | 2022 | 52.3 | 52.3 | 52.3 | 52.3 | 52.3 | 52.3 | 52.3 | 52.3 | 52.3 | 52.3
996 | EUNICE STORAGE | 20INR0220 |  | ANDREWS | STORAGE | WEST | 2021 | 40.3 | 40.3 | 40.3 | 40.3 | 40.3 | 40.3 | 40.3 | 40.3 | 40.3 | 40.3
997 | GAMBIT | 21INR0364 |  | BRAZORIA | STORAGE | COASTAL | 2021 | 100 | 100 | 100 | 100 | 100 | 100 | 100 | 100 | 100 | 100
998 | GREEN HOLLY STORAGE | 21INR0029 |  | DAWSON | STORAGE | WEST | 2023 | 0 | 0 | 50 | 50 | 50 | 50 | 50 | 50 | 50 | 50
999 | HIGH LONESOME BESS | 20INR0280 |  | CROCKETT | STORAGE | WEST | 2022 | 51.1 | 51.1 | 51.1 | 51.1 | 51.1 | 51.1 | 51.1 | 51.1 | 51.1 | 51.1
1000 | IGNACIO GRID | 21INR0522 |  | HIDALGO | STORAGE | SOUTH | 2022 | 101.5 | 101.5 | 101.5 | 101.5 | 101.5 | 101.5 | 101.5 | 101.5 | 101.5 | 101.5
1001 | LILY STORAGE | 20INR0294 |  | KAUFMAN | STORAGE | NORTH | 2021 | 51.7 | 51.7 | 51.7 | 51.7 | 51.7 | 51.7 | 51.7 | 51.7 | 51.7 | 51.7
1002 | MADERO GRID | 21INR0244 |  | HIDALGO | STORAGE | SOUTH | 2022 | 101.5 | 101.5 | 101.5 | 101.5 | 101.5 | 101.5 | 101.5 | 101.5 | 101.5 | 101.5
1003 | NORTH FORK | 20INR0276 |  | WILLIAMSON | STORAGE | SOUTH | 2021 | 100.5 | 100.5 | 100.5 | 100.5 | 100.5 | 100.5 | 100.5 | 100.5 | 100.5 | 100.5
1004 | QUEEN BESS | 20INR0281 |  | UPTON | STORAGE | WEST | 2022 | 51.1 | 51.1 | 51.1 | 51.1 | 51.1 | 51.1 | 51.1 | 51.1 | 51.1 | 51.1
1005 | RED HOLLY STORAGE | 21INR0033 |  | DAWSON | STORAGE | WEST | 2023 | 0 | 0 | 50 | 50 | 50 | 50 | 50 | 50 | 50 | 50
1006 | REPUBLIC ROAD STORAGE | 21INR0460 |  | ROBERTSON | STORAGE | NORTH | 2021 | 51.8 | 51.8 | 51.8 | 51.8 | 51.8 | 51.8 | 51.8 | 51.8 | 51.8 | 51.8
1007 | ROUGHNECK STORAGE | 19INR0176 |  | BRAZORIA | STORAGE | COASTAL | 2021 | 50 | 50 | 50 | 50 | 50 | 50 | 50 | 50 | 50 | 50
1008 | RYAN ENERGY STORAGE | 20INR0246 |  | CORYELL | STORAGE | NORTH | 2023 | 0 | 50 | 50 | 50 | 50 | 50 | 50 | 50 | 50 | 50
1009 | SILICON HILL STORAGE | 20INR0291 |  | TRAVIS | STORAGE | SOUTH | 2021 | 100 | 100 | 100 | 100 | 100 | 100 | 100 | 100 | 100 | 100
1010 | SP TX-12B BESS | 21INR0357 |  | UPTON | STORAGE | WEST | 2021 | 22.7 | 22.7 | 22.7 | 22.7 | 22.7 | 22.7 | 22.7 | 22.7 | 22.7 | 22.7
1011 | VORTEX BESS | 21INR0473 |  | THROCKMORTON | STORAGE | WEST | 2021 | 121.8 | 121.8 | 121.8 | 121.8 | 121.8 | 121.8 | 121.8 | 121.8 | 121.8 | 121.8
1012 | BRP DICKINSON (DGR) |  | BRP_DIKN_UNIT1 | GALVESTON | STORAGE | HOUSTON | 2020 | 9.9 | 9.9 | 9.9 | 9.9 | 9.9 | 9.9 | 9.9 | 9.9 | 9.9 | 9.9
1013 | BRP PUEBLO I (DGR) |  | BRP_PBL1_UNIT1 | MAVERICK | STORAGE | SOUTH | 2021 | 10 | 10 | 10 | 10 | 10 | 10 | 10 | 10 | 10 | 10
1014 | BRP PUEBLO II (DGR) |  | BRP_PBL2_UNIT1 | MAVERICK | STORAGE | SOUTH | 2020 | 10 | 10 | 10 | 10 | 10 | 10 | 10 | 10 | 10 | 10
1015 | BRP RANCHTOWN (DGR) |  | BRP_RNC1_UNIT1 | BEXAR | STORAGE | SOUTH | 2021 | 9.9 | 9.9 | 9.9 | 9.9 | 9.9 | 9.9 | 9.9 | 9.9 | 9.9 | 9.9
1016 | BRP ZAPATA I (DGR) |  | BRP_ZPT1_UNIT1 | ZAPATA | STORAGE | SOUTH | 2020 | 10 | 10 | 10 | 10 | 10 | 10 | 10 | 10 | 10 | 10
1017 | BRP ZAPATA II (DGR) |  | BRP_ZPT2_UNIT1 | ZAPATA | STORAGE | SOUTH | 2021 | 10 | 10 | 10 | 10 | 10 | 10 | 10 | 10 | 10 | 10
1018 | FLOWER VALLEY BATTERY (DGR) |  | FLVABES1_FLATU1 | REEVES | STORAGE | WEST | 2020 | 9.9 | 9.9 | 9.9 | 9.9 | 9.9 | 9.9 | 9.9 | 9.9 | 9.9 | 9.9
1019 | SNYDER (DGR) |  | SNY_BESS_UNIT1 | SCURRY | STORAGE | WEST | 2021 | 9.95 | 9.95 | 9.95 | 9.95 | 9.95 | 9.95 | 9.95 | 9.95 | 9.95 | 9.95
1020 | SWEETWATER BESS (DGR) |  | SWT_BESS_UNIT1 | NOLAN | STORAGE | WEST | 2021 | 9.95 | 9.95 | 9.95 | 9.95 | 9.95 | 9.95 | 9.95 | 9.95 | 9.95 | 9.95
1021 | SWOOSE BATTERY (DGR) |  | SWOOSE1_SWOOSEU1 | WARD | STORAGE | WEST | 2020 | 9.9 | 9.9 | 9.9 | 9.9 | 9.9 | 9.9 | 9.9 | 9.9 | 9.9 | 9.9
1022 | TOYAH POWER STATION (DGR) |  | TOYAH_BESS | REEVES | STORAGE | WEST | 2021 | 9.95 | 9.95 | 9.95 | 9.95 | 9.95 | 9.95 | 9.95 | 9.95 | 9.95 | 9.95
1023 | TRIPLE BUTTE (DGR) |  | TRIPBUT1_BELU1 | PECOS | STORAGE | WEST | 2021 | 7.5 | 7.5 | 7.5 | 7.5 | 7.5 | 7.5 | 7.5 | 7.5 | 7.5 | 7.5
1024 | WESTOVER BESS (DGR) |  | WOV_BESS_UNIT1 | ECTOR | STORAGE | WEST | 2021 | 9.95 | 9.95 | 9.95 | 9.95 | 9.95 | 9.95 | 9.95 | 9.95 | 9.95 | 9.95
1025 | Planned Capacity Total (Storage) | [6 empty] | 1876.8 | 2129.2 | 2229.2 | 2229.2 | 2229.2 | 2229.2 | 2229.2 | 2229.2 | 2229.2 | 2229.2
1026 | Storage Peak Average Capacity Percentage |  | STORAGE_PL_PEAK_PCT | % |  |  |  | 0 | 0 | 0 | 0 | 0 | 0 | 0 | 0 | 0 | 0
1027
1028 | Inactive Planned Resources
1029 | HALYARD WHARTON ENERGY CENTER | 16INR0044 |  | WHARTON | GAS-GT | SOUTH | 2021 | 484 | 484 | 484 | 484 | 484 | 484 | 484 | 484 | 484 | 484
1030 | BIG SAMPSON WIND | 16INR0104 |  | CROCKETT | WIND-O | WEST | 2023 | 0 | 0 | 400 | 400 | 400 | 400 | 400 | 400 | 400 | 400
1031 | CHOCOLATE BAYOU W | 16INR0074 |  | BRAZORIA | WIND-C | COASTAL | 2022 | 149.5 | 149.5 | 149.5 | 149.5 | 149.5 | 149.5 | 149.5 | 149.5 | 149.5 | 149.5
1032 | GOODNIGHT WIND | 14INR0033 |  | ARMSTRONG | WIND-P | PANHANDLE | 2022 | 0 | 506.6 | 506.6 | 506.6 | 506.6 | 506.6 | 506.6 | 506.6 | 506.6 | 506.6
1033 | MARIAH DEL ESTE | 13INR0010a |  | PARMER | WIND-P | PANHANDLE | 2020 | 152.5 | 152.5 | 152.5 | 152.5 | 152.5 | 152.5 | 152.5 | 152.5 | 152.5 | 152.5
1034 | NORTHDRAW WIND | 13INR0025 |  | RANDALL | WIND-P | PANHANDLE | 2020 | 150 | 150 | 150 | 150 | 150 | 150 | 150 | 150 | 150 | 150
1035 | PANHANDLE WIND 3 | 14INR0030c |  | CARSON | WIND-P | PANHANDLE | 2022 | 0 | 248 | 248 | 248 | 248 | 248 | 248 | 248 | 248 | 248
1036 | WILDROSE WIND (SWISHER WIND) | 13INR0038 |  | SWISHER | WIND-P | PANHANDLE | 2021 | 302.5 | 302.5 | 302.5 | 302.5 | 302.5 | 302.5 | 302.5 | 302.5 | 302.5 | 302.5
1037 | AGATE SOLAR | 20INR0023 |  | ELLIS | SOLAR | NORTH | 2020 | 60 | 60 | 60 | 60 | 60 | 60 | 60 | 60 | 60 | 60
1038 | GARNET SOLAR | 20INR0021 |  | WILLIAMSON | SOLAR | SOUTH | 2020 | 20 | 20 | 20 | 20 | 20 | 20 | 20 | 20 | 20 | 20
1039 | SPINEL SOLAR | 20INR0025 |  | MEDINA | SOLAR | SOUTH | 2020 | 30 | 30 | 30 | 30 | 30 | 30 | 30 | 30 | 30 | 30
1040 | HORIZON SOLAR | 21INR0261 |  | FRIO | SOLAR | SOUTH | 2022 | 0 | 204.1 | 204.1 | 204.1 | 204.1 | 204.1 | 204.1 | 204.1 | 204.1 | 204.1
1041 | Inactive Planned Capacity Total | [6 empty] | 1348.5 | 2307.2 | 2707.2 | 2707.2 | 2707.2 | 2707.2 | 2707.2 | 2707.2 | 2707.2 | 2707.2
1042
1043 | Seasonal Mothballed Resources
1044 | GREGORY POWER PARTNERS GT1 (AS OF 5/1/2020, AVAILABLE 5/1 THROUGH 9/30) |  | LGE_LGE_GT1 | SAN PATRICIO | GAS-CC | COASTAL | 2000 | 145 | 145 | 145 | 145 | 145 | 145 | 145 | 145 | 145 | 145
1045 | GREGORY POWER PARTNERS GT2 (AS OF 5/1/2020, AVAILABLE 5/1 THROUGH 9/30) |  | LGE_LGE_GT2 | SAN PATRICIO | GAS-CC | COASTAL | 2000 | 145 | 145 | 145 | 145 | 145 | 145 | 145 | 145 | 145 | 145
1046 | GREGORY POWER PARTNERS STG (AS OF 5/1/2020,AVAILABLE 5/1 THROUGH 9/30) |  | LGE_LGE_STG | SAN PATRICIO | GAS-CC | COASTAL | 2000 | 75 | 75 | 75 | 75 | 75 | 75 | 75 | 75 | 75 | 75
1047 | SPENCER STG U4 (AS OF 5/5/2020, AVAILABLE 5/20 THROUGH 10/10) |  | SPNCER_SPNCE_4 | DENTON | GAS-ST | NORTH | 1966 | 57 | 57 | 57 | 57 | 57 | 57 | 57 | 57 | 57 | 57
1048 | SPENCER STG U5 (AS OF 5/5/2020, AVAILABLE 5/20 THROUGH 10/10) |  | SPNCER_SPNCE_5 | DENTON | GAS-ST | NORTH | 1973 | 61 | 61 | 61 | 61 | 61 | 61 | 61 | 61 | 61 | 61
1049 | NACOGDOCHES POWER (AS OF 10/16/2020, AVAILABLE 5/15 THROUGH 10/15) |  | NACPW_UNIT1 | NACOGDOCHES | BIOMASS | NORTH | 2012 | 105 | 105 | 105 | 105 | 105 | 105 | 105 | 105 | 105 | 105
1050 | Total Seasonal Mothballed Capacity | [6 empty] | 588 | 588 | 588 | 588 | 588 | 588 | 588 | 588 | 588 | 588
1051
1052 | Mothballed Resources
1053 | J T DEELY U1 (AS OF 12/31/2018) |  | CALAVERS_JTD1_M | BEXAR | COAL | SOUTH | 1977 | 420 | 420 | 420 | 420 | 420 | 420 | 420 | 420 | 420 | 420
1054 | J T DEELY U2 (AS OF 12/31/2018) |  | CALAVERS_JTD2_M | BEXAR | COAL | SOUTH | 1978 | 420 | 420 | 420 | 420 | 420 | 420 | 420 | 420 | 420 | 420
1055 | Total Mothballed Capacity | [6 empty] | 840 | 840 | 840 | 840 | 840 | 840 | 840 | 840 | 840 | 840
1056
1057 | Retiring Resources Unavailable to ERCOT (since last CDR/SARA)
1058 | SKYLINE LFG |  | DG_FERIS_4 UNITS | DALLAS | BIOMASS | NORTH | 2007 | 6.4 | 6.4 | 6.4 | 6.4 | 6.4 | 6.4 | 6.4 | 6.4 | 6.4 | 6.4
1059 | WOLF FLATS WIND (WIND MGT) |  | DG_TURL_UNIT1 | HALL | WIND-P | PANHANDLE | 2007 | bar: 2022 to 2031
1060 | Total Retiring Capacity | [6 empty] | 7.4 | 7.4 | 7.4 | 7.4 | 7.4 | 7.4 | 7.4 | 7.4 | 7.4 | 7.4
Notes:
Capacity changes due to planned repower/upgrade projects are reflected in the operational units' ratings upon receipt and ERCOT approval of updated resource registration system information. Interconnection requests for existing resources that involve MW capacity changes are indicated with a code in the “Generation Interconnection Project Code” column.
Although seasonal capacity ratings for battery energy storage systems are reported above, the ratings are not included in the operational/planned capacity formulae. These resources are assumed to provide Ancillary Services rather than sustained capacity available to meet system peak loads.
Unit Names with a (DGR) suffix are Distribution Generation Resources. Units rated 10 MW or less currently do not go through the GINR application process.
The capacities of planned projects that have been approved for Initial Synchronization at the time of report creation are assumed to be available for the season regardless of their projected Commercial Operations Dates.
Note on I395: Schumansville DG hydro plant (3.6 MW) and 2.4 MW of the 4.8 MW Lakewood Tap DG hydro plant (DG_LKWT_2UNITS)