## SummerSummary
Report on the Capacity, Demand and Reserves in the ERCOT Region
Summer Summary: 2022-2026
Load Forecast, MW: |  | 2022 | 2023 | 2024 | 2025 | 2026
| Summer Peak Demand (based on normal weather) | 78855.2515 | 80280.2923 | 81266.818 | 82057.6381 | 82838.0592
| plus: Energy Efficiency Program Savings Forecast | 2940.903 | 3396.3669 | 3852.9068 | 4308.3707 | 4763.8347
| Total Summer Peak Demand (before Reductions from Energy Efficiency Programs) | 81796.1545 | 83676.6592 | 85119.7249 | 86366.0089 | 87601.8939
| less: Incremental Rooftop PV Forecast | -190 | -280 | -359.3751 | -425.9655 | -483.9269
| less: Load Resources providing Responsive Reserves | -897.6 | -897.6 | -897.6 | -897.6 | -897.6
| less: Load Resources providing Non-Spinning Reserves | 0 | 0 | 0 | 0 | 0
| less: Emergency Response Service (10- and 30-min ramp products) from Load | -528.9336 | -528.9336 | -528.9336 | -528.9336 | -528.9336
| less: Emergency Response Service (10- and 30-min ramp products) from Distributed Generation | -300 | -300 | -300 | -300 | -300
| less: TDSP Standard Offer Load Management Programs | -269.994 | -269.994 | -269.994 | -269.994 | -269.994
| less: Energy Efficiency Program Savings Forecast | -2940.903 | -3396.3669 | -3852.9068 | -4308.3707 | -4763.8347
| Firm Peak Load, MW | 76668.7239 | 78003.7647 | 78910.9154 | 79635.145 | 80357.6047
Resources, MW: |  | 2022 | 2023 | 2024 | 2025 | 2026
| Installed Capacity, Thermal/Hydro | 64287.0853 | 64287.0853 | 64287.0853 | 64287.0853 | 64287.0853
| Switchable Capacity | 3490 | 3490 | 3490 | 3490 | 3490
| less: Switchable Capacity Unavailable to ERCOT | -542 | -542 | -542 | -542 | -542
| Available Mothballed Capacity | 588 | 588 | 588 | 588 | 588
| Capacity from Private Use Networks | 3257.7392 | 3212.7392 | 3165.7392 | 3168.7392 | 3171.7392
| Coastal Wind, Peak Average Capacity Contribution (61% of installed capacity) | 2182.275 | 2182.275 | 2182.275 | 2182.275 | 2182.275
| Panhandle Wind, Peak Average Capacity Contribution (29% of installed capacity) | 1278.233 | 1278.233 | 1278.233 | 1278.233 | 1278.233
| Other Wind, Peak Average Capacity Contribution (19% of installed capacity) | 3271.268 | 3271.268 | 3271.268 | 3271.268 | 3271.268
| Solar Utility-Scale, Peak Average Capacity Contribution (80% of installed capacity) | 3262.56 | 3262.56 | 3262.56 | 3262.56 | 3262.56
| Storage, Peak Average Capacity Contribution (0% of installed capacity) | 0 | 0 | 0 | 0 | 0
| Distributed Generation Resources (DGRs), Peak Average Capacity Contribution (multiple fuels) | 0 | 0 | 0 | 0 | 0
| Settlement Only Distributed Generators Resources (SODGs), Peak Average Capacity Contribution (multiple fuels) | 409.4832 | 409.4832 | 409.4832 | 409.4832 | 409.4832
| RMR Capacity to be under Contract | 0 | 0 | 0 | 0 | 0
| Capacity Pending Retirement | 0 | 0 | 0 | 0 | 0
| Operational Generation Capacity, MW | 81484.6437 | 81439.6437 | 81392.6437 | 81395.6437 | 81398.6437
| Non-Synchronous Ties, Capacity (Based on average net import contribution during summer 2019 EEA events) | 849.974 | 849.974 | 849.974 | 849.974 | 849.974
| Planned Resources (not wind, solar or storage) with Signed IA, Air Permits and Adequate Water Supplies | 1306.4 | 1306.4 | 1306.4 | 1306.4 | 1306.4
| Planned Coastal Wind with Signed IA, Peak Average Capacity Contribution (61% of installed capacity) | 950.502 | 1271.057 | 1271.057 | 1271.057 | 1271.057
| Planned Panhandle Wind with Signed IA, Peak Average Capacity Contribution (29% of installed capacity) | 49.068 | 93.003 | 93.003 | 93.003 | 93.003
| Planned Other Wind with Signed IA, Peak Average Capacity Contribution (19% of installed capacity) | 1902.793 | 2162.846 | 2162.846 | 2162.846 | 2162.846
| Planned Solar Utility-Scale, Peak Average Capacity Contribution (80% of installed capacity) | 12284.48 | 18387.04 | 19330.96 | 19330.96 | 19330.96
| Planned Storage, Peak Average Capacity Contribution (0% of installed capacity) | 0 | 0 | 0 | 0 | 0
| Planned Distributed Generation Resources (DGRs), Peak Average Capacity Contribution (multiple fuels) | 20 | 20 | 20 | 20 | 20
| Planned Settlement Only Distributed Generators Resources (SODGs), Peak Average Capacity Contribution (multiple fuels) | 0 | 0 | 0 | 0 | 0
| Total Capacity, MW | 98847.8607 | 105529.9637 | 106426.8837 | 106429.8837 | 106432.8837
| Reserve Margin | 28.93% | 35.29% | 34.87% | 33.65% | 32.45%
(Total Resources - Firm Load Forecast) / Firm Load Forecast

## SummerCapacities
Unit Megawatt Capacities - Summer
| UNIT NAME | GENERATION INTERCONNECTION PROJECT CODE | UNIT CODE | COUNTY | FUEL | ZONE | IN SERVICE | 2022 | 2023 | 2024 | 2025 | 2026 | 2027 | 2028 | 2029 | 2030 | 2031
Operational Resources (Thermal)
4 | COMANCHE PEAK U1 |  | CPSES_UNIT1 | SOMERVELL | NUCLEAR | NORTH | 1990 | 1205 | 1205 | 1205 | 1205 | 1205 | 1205 | 1205 | 1205 | 1205 | 1205
5 | COMANCHE PEAK U2 |  | CPSES_UNIT2 | SOMERVELL | NUCLEAR | NORTH | 1993 | 1195 | 1195 | 1195 | 1195 | 1195 | 1195 | 1195 | 1195 | 1195 | 1195
6 | SOUTH TEXAS U1 | 20INR0287 | STP_STP_G1 | MATAGORDA | NUCLEAR | COASTAL | 1988 | 1293.2 | 1293.2 | 1293.2 | 1293.2 | 1293.2 | 1293.2 | 1293.2 | 1293.2 | 1293.2 | 1293.2
7 | SOUTH TEXAS U2 |  | STP_STP_G2 | MATAGORDA | NUCLEAR | COASTAL | 1989 | 1280 | 1280 | 1280 | 1280 | 1280 | 1280 | 1280 | 1280 | 1280 | 1280
8 | COLETO CREEK |  | COLETO_COLETOG1 | GOLIAD | COAL | SOUTH | 1980 | 655 | 655 | 655 | 655 | 655 | 655 | 655 | 655 | 655 | 655
9 | FAYETTE POWER U1 |  | FPPYD1_FPP_G1 | FAYETTE | COAL | SOUTH | 1979 | 604 | 604 | 604 | 604 | 604 | 604 | 604 | 604 | 604 | 604
10 | FAYETTE POWER U2 |  | FPPYD1_FPP_G2 | FAYETTE | COAL | SOUTH | 1980 | 599 | 599 | 599 | 599 | 599 | 599 | 599 | 599 | 599 | 599
11 | FAYETTE POWER U3 |  | FPPYD2_FPP_G3 | FAYETTE | COAL | SOUTH | 1988 | 437 | 437 | 437 | 437 | 437 | 437 | 437 | 437 | 437 | 437
12 | J K SPRUCE U1 |  | CALAVERS_JKS1 | BEXAR | COAL | SOUTH | 1992 | 560 | 560 | 560 | 560 | 560 | 560 | 560 | 560 | 560 | 560
13 | J K SPRUCE U2 |  | CALAVERS_JKS2 | BEXAR | COAL | SOUTH | 2010 | 785 | 785 | 785 | 785 | 785 | 785 | 785 | 785 | 785 | 785
14 | LIMESTONE U1 |  | LEG_LEG_G1 | LIMESTONE | COAL | NORTH | 1985 | 824 | 824 | 824 | 824 | 824 | 824 | 824 | 824 | 824 | 824
15 | LIMESTONE U2 |  | LEG_LEG_G2 | LIMESTONE | COAL | NORTH | 1986 | 836 | 836 | 836 | 836 | 836 | 836 | 836 | 836 | 836 | 836
16 | MARTIN LAKE U1 |  | MLSES_UNIT1 | RUSK | COAL | NORTH | 1977 | 800 | 800 | 800 | 800 | 800 | 800 | 800 | 800 | 800 | 800
17 | MARTIN LAKE U1 |  | MLSES_UNIT2 | RUSK | COAL | NORTH | 1978 | 805 | 805 | 805 | 805 | 805 | 805 | 805 | 805 | 805 | 805
18 | MARTIN LAKE U3 |  | MLSES_UNIT3 | RUSK | COAL | NORTH | 1979 | 805 | 805 | 805 | 805 | 805 | 805 | 805 | 805 | 805 | 805
19 | OAK GROVE SES U1 |  | OGSES_UNIT1A | ROBERTSON | COAL | NORTH | 2010 | 855 | 855 | 855 | 855 | 855 | 855 | 855 | 855 | 855 | 855
20 | OAK GROVE SES U2 |  | OGSES_UNIT2 | ROBERTSON | COAL | NORTH | 2011 | 855 | 855 | 855 | 855 | 855 | 855 | 855 | 855 | 855 | 855
21 | SAN MIGUEL U1 |  | SANMIGL_G1 | ATASCOSA | COAL | SOUTH | 1982 | 391 | 391 | 391 | 391 | 391 | 391 | 391 | 391 | 391 | 391
22 | SANDY CREEK U1 |  | SCES_UNIT1 | MCLENNAN | COAL | NORTH | 2013 | 932.6 | 932.6 | 932.6 | 932.6 | 932.6 | 932.6 | 932.6 | 932.6 | 932.6 | 932.6
23 | TWIN OAKS U1 |  | TNP_ONE_TNP_O_1 | ROBERTSON | COAL | NORTH | 1990 | 155 | 155 | 155 | 155 | 155 | 155 | 155 | 155 | 155 | 155
24 | TWIN OAKS U2 |  | TNP_ONE_TNP_O_2 | ROBERTSON | COAL | NORTH | 1991 | 155 | 155 | 155 | 155 | 155 | 155 | 155 | 155 | 155 | 155
25 | W A PARISH U5 |  | WAP_WAP_G5 | FORT BEND | COAL | HOUSTON | 1977 | 664 | 664 | 664 | 664 | 664 | 664 | 664 | 664 | 664 | 664
26 | W A PARISH U6 |  | WAP_WAP_G6 | FORT BEND | COAL | HOUSTON | 1978 | 663 | 663 | 663 | 663 | 663 | 663 | 663 | 663 | 663 | 663
27 | W A PARISH U7 |  | WAP_WAP_G7 | FORT BEND | COAL | HOUSTON | 1980 | 577 | 577 | 577 | 577 | 577 | 577 | 577 | 577 | 577 | 577
28 | W A PARISH U8 |  | WAP_WAP_G8 | FORT BEND | COAL | HOUSTON | 1982 | 610 | 610 | 610 | 610 | 610 | 610 | 610 | 610 | 610 | 610
29 | ARTHUR VON ROSENBERG 1 CTG 1 |  | BRAUNIG_AVR1_CT1 | BEXAR | GAS-CC | SOUTH | 2000 | 164 | 164 | 164 | 164 | 164 | 164 | 164 | 164 | 164 | 164
30 | ARTHUR VON ROSENBERG 1 CTG 2 |  | BRAUNIG_AVR1_CT2 | BEXAR | GAS-CC | SOUTH | 2000 | 164 | 164 | 164 | 164 | 164 | 164 | 164 | 164 | 164 | 164
31 | ARTHUR VON ROSENBERG 1 STG |  | BRAUNIG_AVR1_ST | BEXAR | GAS-CC | SOUTH | 2000 | 190 | 190 | 190 | 190 | 190 | 190 | 190 | 190 | 190 | 190
32 | ATKINS CTG 7 |  | ATKINS_ATKINSG7 | BRAZOS | GAS-GT | NORTH | 1973 | 18 | 18 | 18 | 18 | 18 | 18 | 18 | 18 | 18 | 18
33 | BARNEY M DAVIS CTG 3 | 20INR0312 | B_DAVIS_B_DAVIG3 | NUECES | GAS-CC | COASTAL | 2010 | 157 | 157 | 157 | 157 | 157 | 157 | 157 | 157 | 157 | 157
34 | BARNEY M DAVIS CTG 4 | 20INR0312 | B_DAVIS_B_DAVIG4 | NUECES | GAS-CC | COASTAL | 2010 | 157 | 157 | 157 | 157 | 157 | 157 | 157 | 157 | 157 | 157
35 | BARNEY M DAVIS STG 1 | 20INR0312 | B_DAVIS_B_DAVIG1 | NUECES | GAS-ST | COASTAL | 1974 | 300 | 300 | 300 | 300 | 300 | 300 | 300 | 300 | 300 | 300
36 | BARNEY M DAVIS STG 2 | 20INR0312 | B_DAVIS_B_DAVIG2 | NUECES | GAS-CC | COASTAL | 1976 | 319 | 319 | 319 | 319 | 319 | 319 | 319 | 319 | 319 | 319
37 | BASTROP ENERGY CENTER CTG 1 |  | BASTEN_GTG1100 | BASTROP | GAS-CC | SOUTH | 2002 | 150 | 150 | 150 | 150 | 150 | 150 | 150 | 150 | 150 | 150
38 | BASTROP ENERGY CENTER CTG 2 |  | BASTEN_GTG2100 | BASTROP | GAS-CC | SOUTH | 2002 | 150 | 150 | 150 | 150 | 150 | 150 | 150 | 150 | 150 | 150
39 | BASTROP ENERGY CENTER STG |  | BASTEN_ST0100 | BASTROP | GAS-CC | SOUTH | 2002 | 233 | 233 | 233 | 233 | 233 | 233 | 233 | 233 | 233 | 233
40 | BOSQUE ENERGY CENTER CTG 1 |  | BOSQUESW_BSQSU_1 | BOSQUE | GAS-CC | NORTH | 2000 | 143 | 143 | 143 | 143 | 143 | 143 | 143 | 143 | 143 | 143
41 | BOSQUE ENERGY CENTER CTG 2 |  | BOSQUESW_BSQSU_2 | BOSQUE | GAS-CC | NORTH | 2000 | 143 | 143 | 143 | 143 | 143 | 143 | 143 | 143 | 143 | 143
42 | BOSQUE ENERGY CENTER CTG 3 |  | BOSQUESW_BSQSU_3 | BOSQUE | GAS-CC | NORTH | 2001 | 145 | 145 | 145 | 145 | 145 | 145 | 145 | 145 | 145 | 145
43 | BOSQUE ENERGY CENTER STG 4 |  | BOSQUESW_BSQSU_4 | BOSQUE | GAS-CC | NORTH | 2001 | 79.5 | 79.5 | 79.5 | 79.5 | 79.5 | 79.5 | 79.5 | 79.5 | 79.5 | 79.5
44 | BOSQUE ENERGY CENTER STG 5 |  | BOSQUESW_BSQSU_5 | BOSQUE | GAS-CC | NORTH | 2009 | 213.5 | 213.5 | 213.5 | 213.5 | 213.5 | 213.5 | 213.5 | 213.5 | 213.5 | 213.5
45 | BRAZOS VALLEY CTG 1 |  | BVE_UNIT1 | FORT BEND | GAS-CC | HOUSTON | 2003 | 149.7 | 149.7 | 149.7 | 149.7 | 149.7 | 149.7 | 149.7 | 149.7 | 149.7 | 149.7
46 | BRAZOS VALLEY CTG 2 |  | BVE_UNIT2 | FORT BEND | GAS-CC | HOUSTON | 2003 | 149.7 | 149.7 | 149.7 | 149.7 | 149.7 | 149.7 | 149.7 | 149.7 | 149.7 | 149.7
47 | BRAZOS VALLEY STG 3 |  | BVE_UNIT3 | FORT BEND | GAS-CC | HOUSTON | 2003 | 257.9 | 257.9 | 257.9 | 257.9 | 257.9 | 257.9 | 257.9 | 257.9 | 257.9 | 257.9
48 | CALENERGY-FALCON SEABOARD CTG 1 |  | FLCNS_UNIT1 | HOWARD | GAS-CC | WEST | 1987 | 75 | 75 | 75 | 75 | 75 | 75 | 75 | 75 | 75 | 75
49 | CALENERGY-FALCON SEABOARD CTG 2 |  | FLCNS_UNIT2 | HOWARD | GAS-CC | WEST | 1987 | 75 | 75 | 75 | 75 | 75 | 75 | 75 | 75 | 75 | 75
50 | CALENERGY-FALCON SEABOARD STG 3 |  | FLCNS_UNIT3 | HOWARD | GAS-CC | WEST | 1988 | 70 | 70 | 70 | 70 | 70 | 70 | 70 | 70 | 70 | 70
51 | CALHOUN (PORT COMFORT) CTG 1 |  | CALHOUN_UNIT1 | CALHOUN | GAS-GT | COASTAL | 2017 | 44 | 44 | 44 | 44 | 44 | 44 | 44 | 44 | 44 | 44
52 | CALHOUN (PORT COMFORT) CTG 2 |  | CALHOUN_UNIT2 | CALHOUN | GAS-GT | COASTAL | 2017 | 44 | 44 | 44 | 44 | 44 | 44 | 44 | 44 | 44 | 44
53 | CASTLEMAN CHAMON CTG 1 |  | CHAMON_CTG_0101 | HARRIS | GAS-GT | HOUSTON | 2017 | 44 | 44 | 44 | 44 | 44 | 44 | 44 | 44 | 44 | 44
54 | CASTLEMAN CHAMON CTG 2 |  | CHAMON_CTG_0301 | HARRIS | GAS-GT | HOUSTON | 2017 | 44 | 44 | 44 | 44 | 44 | 44 | 44 | 44 | 44 | 44
55 | CEDAR BAYOU 4 CTG 1 |  | CBY4_CT41 | CHAMBERS | GAS-CC | HOUSTON | 2009 | 163 | 163 | 163 | 163 | 163 | 163 | 163 | 163 | 163 | 163
56 | CEDAR BAYOU 4 CTG 2 |  | CBY4_CT42 | CHAMBERS | GAS-CC | HOUSTON | 2009 | 163 | 163 | 163 | 163 | 163 | 163 | 163 | 163 | 163 | 163
57 | CEDAR BAYOU 4 STG |  | CBY4_ST04 | CHAMBERS | GAS-CC | HOUSTON | 2009 | 178 | 178 | 178 | 178 | 178 | 178 | 178 | 178 | 178 | 178
58 | CEDAR BAYOU STG 1 |  | CBY_CBY_G1 | CHAMBERS | GAS-ST | HOUSTON | 1970 | 745 | 745 | 745 | 745 | 745 | 745 | 745 | 745 | 745 | 745
59 | CEDAR BAYOU STG 2 |  | CBY_CBY_G2 | CHAMBERS | GAS-ST | HOUSTON | 1972 | 749 | 749 | 749 | 749 | 749 | 749 | 749 | 749 | 749 | 749
60 | COLORADO BEND ENERGY CENTER CTG 1 |  | CBEC_GT1 | WHARTON | GAS-CC | SOUTH | 2007 | 79.9 | 79.9 | 79.9 | 79.9 | 79.9 | 79.9 | 79.9 | 79.9 | 79.9 | 79.9
61 | COLORADO BEND ENERGY CENTER CTG 2 |  | CBEC_GT2 | WHARTON | GAS-CC | SOUTH | 2007 | 71.9 | 71.9 | 71.9 | 71.9 | 71.9 | 71.9 | 71.9 | 71.9 | 71.9 | 71.9
62 | COLORADO BEND ENERGY CENTER CTG 3 |  | CBEC_GT3 | WHARTON | GAS-CC | SOUTH | 2008 | 78.9 | 78.9 | 78.9 | 78.9 | 78.9 | 78.9 | 78.9 | 78.9 | 78.9 | 78.9
63 | COLORADO BEND ENERGY CENTER CTG 4 |  | CBEC_GT4 | WHARTON | GAS-CC | SOUTH | 2008 | 72.9 | 72.9 | 72.9 | 72.9 | 72.9 | 72.9 | 72.9 | 72.9 | 72.9 | 72.9
64 | COLORADO BEND ENERGY CENTER STG 1 |  | CBEC_STG1 | WHARTON | GAS-CC | SOUTH | 2007 | 102 | 102 | 102 | 102 | 102 | 102 | 102 | 102 | 102 | 102
65 | COLORADO BEND ENERGY CENTER STG 2 |  | CBEC_STG2 | WHARTON | GAS-CC | SOUTH | 2008 | 107 | 107 | 107 | 107 | 107 | 107 | 107 | 107 | 107 | 107
66 | COLORADO BEND II CTG 7 | 18INR0077 | CBECII_CT7 | WHARTON | GAS-CC | SOUTH | 2017 | 329.3 | 329.3 | 329.3 | 329.3 | 329.3 | 329.3 | 329.3 | 329.3 | 329.3 | 329.3
67 | COLORADO BEND II CTG 8 | 18INR0077 | CBECII_CT8 | WHARTON | GAS-CC | SOUTH | 2017 | 335 | 335 | 335 | 335 | 335 | 335 | 335 | 335 | 335 | 335
68 | COLORADO BEND II STG 9 | 18INR0077 | CBECII_STG9 | WHARTON | GAS-CC | SOUTH | 2017 | 478.4 | 478.4 | 478.4 | 478.4 | 478.4 | 478.4 | 478.4 | 478.4 | 478.4 | 478.4
69 | CVC CHANNELVIEW CTG 1 |  | CVC_CVC_G1 | HARRIS | GAS-CC | HOUSTON | 2008 | 169 | 169 | 169 | 169 | 169 | 169 | 169 | 169 | 169 | 169
70 | CVC CHANNELVIEW CTG 2 |  | CVC_CVC_G2 | HARRIS | GAS-CC | HOUSTON | 2008 | 165 | 165 | 165 | 165 | 165 | 165 | 165 | 165 | 165 | 165
71 | CVC CHANNELVIEW CTG 3 |  | CVC_CVC_G3 | HARRIS | GAS-CC | HOUSTON | 2008 | 165 | 165 | 165 | 165 | 165 | 165 | 165 | 165 | 165 | 165
72 | CVC CHANNELVIEW STG 5 |  | CVC_CVC_G5 | HARRIS | GAS-CC | HOUSTON | 2008 | 144 | 144 | 144 | 144 | 144 | 144 | 144 | 144 | 144 | 144
73 | DANSBY CTG 2 |  | DANSBY_DANSBYG2 | BRAZOS | GAS-GT | NORTH | 2004 | 45 | 45 | 45 | 45 | 45 | 45 | 45 | 45 | 45 | 45
74 | DANSBY CTG 3 |  | DANSBY_DANSBYG3 | BRAZOS | GAS-GT | NORTH | 2010 | 47 | 47 | 47 | 47 | 47 | 47 | 47 | 47 | 47 | 47
75 | DANSBY STG 1 |  | DANSBY_DANSBYG1 | BRAZOS | GAS-ST | NORTH | 1978 | 107 | 107 | 107 | 107 | 107 | 107 | 107 | 107 | 107 | 107
76 | DECKER CREEK CTG 1 |  | DECKER_DPGT_1 | TRAVIS | GAS-GT | SOUTH | 1989 | 48 | 48 | 48 | 48 | 48 | 48 | 48 | 48 | 48 | 48
77 | DECKER CREEK CTG 2 |  | DECKER_DPGT_2 | TRAVIS | GAS-GT | SOUTH | 1989 | 48 | 48 | 48 | 48 | 48 | 48 | 48 | 48 | 48 | 48
78 | DECKER CREEK CTG 3 |  | DECKER_DPGT_3 | TRAVIS | GAS-GT | SOUTH | 1989 | 48 | 48 | 48 | 48 | 48 | 48 | 48 | 48 | 48 | 48
79 | DECKER CREEK CTG 4 |  | DECKER_DPGT_4 | TRAVIS | GAS-GT | SOUTH | 1989 | 48 | 48 | 48 | 48 | 48 | 48 | 48 | 48 | 48 | 48
80 | DECKER CREEK STG 2 |  | DECKER_DPG2 | TRAVIS | GAS-ST | SOUTH | 1978 | 420 | 420 | 420 | 420 | 420 | 420 | 420 | 420 | 420 | 420
81 | DECORDOVA CTG 1 |  | DCSES_CT10 | HOOD | GAS-GT | NORTH | 1990 | 69 | 69 | 69 | 69 | 69 | 69 | 69 | 69 | 69 | 69
82 | DECORDOVA CTG 2 |  | DCSES_CT20 | HOOD | GAS-GT | NORTH | 1990 | 69 | 69 | 69 | 69 | 69 | 69 | 69 | 69 | 69 | 69
83 | DECORDOVA CTG 3 |  | DCSES_CT30 | HOOD | GAS-GT | NORTH | 1990 | 68 | 68 | 68 | 68 | 68 | 68 | 68 | 68 | 68 | 68
84 | DECORDOVA CTG 4 |  | DCSES_CT40 | HOOD | GAS-GT | NORTH | 1990 | 69 | 69 | 69 | 69 | 69 | 69 | 69 | 69 | 69 | 69
85 | DEER PARK ENERGY CENTER CTG 1 |  | DDPEC_GT1 | HARRIS | GAS-CC | HOUSTON | 2002 | 172 | 172 | 172 | 172 | 172 | 172 | 172 | 172 | 172 | 172
86 | DEER PARK ENERGY CENTER CTG 2 |  | DDPEC_GT2 | HARRIS | GAS-CC | HOUSTON | 2002 | 182 | 182 | 182 | 182 | 182 | 182 | 182 | 182 | 182 | 182
87 | DEER PARK ENERGY CENTER CTG 3 |  | DDPEC_GT3 | HARRIS | GAS-CC | HOUSTON | 2002 | 172 | 172 | 172 | 172 | 172 | 172 | 172 | 172 | 172 | 172
88 | DEER PARK ENERGY CENTER CTG 4 |  | DDPEC_GT4 | HARRIS | GAS-CC | HOUSTON | 2002 | 182 | 182 | 182 | 182 | 182 | 182 | 182 | 182 | 182 | 182
89 | DEER PARK ENERGY CENTER CTG 6 |  | DDPEC_GT6 | HARRIS | GAS-CC | HOUSTON | 2014 | 156 | 156 | 156 | 156 | 156 | 156 | 156 | 156 | 156 | 156
90 | DEER PARK ENERGY CENTER STG 1 |  | DDPEC_ST1 | HARRIS | GAS-CC | HOUSTON | 2002 | 287 | 287 | 287 | 287 | 287 | 287 | 287 | 287 | 287 | 287
91 | DENTON ENERGY CENTER IC A |  | DEC_AGR_A | DENTON | GAS-IC | NORTH | 2018 | 56.5 | 56.5 | 56.5 | 56.5 | 56.5 | 56.5 | 56.5 | 56.5 | 56.5 | 56.5
92 | DENTON ENERGY CENTER IC B |  | DEC_AGR_B | DENTON | GAS-IC | NORTH | 2018 | 56.5 | 56.5 | 56.5 | 56.5 | 56.5 | 56.5 | 56.5 | 56.5 | 56.5 | 56.5
93 | DENTON ENERGY CENTER IC C |  | DEC_AGR_C | DENTON | GAS-IC | NORTH | 2018 | 56.5 | 56.5 | 56.5 | 56.5 | 56.5 | 56.5 | 56.5 | 56.5 | 56.5 | 56.5
94 | DENTON ENERGY CENTER IC D |  | DEC_AGR_D | DENTON | GAS-IC | NORTH | 2018 | 56.5 | 56.5 | 56.5 | 56.5 | 56.5 | 56.5 | 56.5 | 56.5 | 56.5 | 56.5
95 | ECTOR COUNTY ENERGY CTG 1 |  | ECEC_G1 | ECTOR | GAS-GT | WEST | 2015 | 147 | 147 | 147 | 147 | 147 | 147 | 147 | 147 | 147 | 147
96 | ECTOR COUNTY ENERGY CTG 2 |  | ECEC_G2 | ECTOR | GAS-GT | WEST | 2015 | 147 | 147 | 147 | 147 | 147 | 147 | 147 | 147 | 147 | 147
97 | ELK STATION IC 3 |  | AEEC_ELK_3 | HALE | GAS-IC | PANHANDLE | 2016 | 190 | 190 | 190 | 190 | 190 | 190 | 190 | 190 | 190 | 190
98 | ENNIS POWER STATION CTG 2 |  | ETCCS_CT1 | ELLIS | GAS-CC | NORTH | 2002 | 204 | 204 | 204 | 204 | 204 | 204 | 204 | 204 | 204 | 204
99 | ENNIS POWER STATION STG 1 |  | ETCCS_UNIT1 | ELLIS | GAS-CC | NORTH | 2002 | 115 | 115 | 115 | 115 | 115 | 115 | 115 | 115 | 115 | 115
100 | EXTEX LAPORTE GEN STN CTG 1 |  | AZ_AZ_G1 | HARRIS | GAS-GT | HOUSTON | 2009 | 36 | 36 | 36 | 36 | 36 | 36 | 36 | 36 | 36 | 36
101 | EXTEX LAPORTE GEN STN CTG 2 |  | AZ_AZ_G2 | HARRIS | GAS-GT | HOUSTON | 2009 | 36 | 36 | 36 | 36 | 36 | 36 | 36 | 36 | 36 | 36
102 | EXTEX LAPORTE GEN STN CTG 3 |  | AZ_AZ_G3 | HARRIS | GAS-GT | HOUSTON | 2009 | 36 | 36 | 36 | 36 | 36 | 36 | 36 | 36 | 36 | 36
103 | EXTEX LAPORTE GEN STN CTG 4 |  | AZ_AZ_G4 | HARRIS | GAS-GT | HOUSTON | 2009 | 36 | 36 | 36 | 36 | 36 | 36 | 36 | 36 | 36 | 36
104 | FERGUSON REPLACEMENT CTG 1 |  | FERGCC_FERGGT1 | LLANO | GAS-CC | SOUTH | 2014 | 169 | 169 | 169 | 169 | 169 | 169 | 169 | 169 | 169 | 169
105 | FERGUSON REPLACEMENT CTG 2 |  | FERGCC_FERGGT2 | LLANO | GAS-CC | SOUTH | 2014 | 169 | 169 | 169 | 169 | 169 | 169 | 169 | 169 | 169 | 169
106 | FERGUSON REPLACEMENT STG 1 |  | FERGCC_FERGST1 | LLANO | GAS-CC | SOUTH | 2014 | 182 | 182 | 182 | 182 | 182 | 182 | 182 | 182 | 182 | 182
107 | FORNEY ENERGY CENTER CTG 11 |  | FRNYPP_GT11 | KAUFMAN | GAS-CC | NORTH | 2003 | 165 | 165 | 165 | 165 | 165 | 165 | 165 | 165 | 165 | 165
108 | FORNEY ENERGY CENTER CTG 12 |  | FRNYPP_GT12 | KAUFMAN | GAS-CC | NORTH | 2003 | 157 | 157 | 157 | 157 | 157 | 157 | 157 | 157 | 157 | 157
109 | FORNEY ENERGY CENTER CTG 13 |  | FRNYPP_GT13 | KAUFMAN | GAS-CC | NORTH | 2003 | 157 | 157 | 157 | 157 | 157 | 157 | 157 | 157 | 157 | 157
110 | FORNEY ENERGY CENTER CTG 21 |  | FRNYPP_GT21 | KAUFMAN | GAS-CC | NORTH | 2003 | 165 | 165 | 165 | 165 | 165 | 165 | 165 | 165 | 165 | 165
111 | FORNEY ENERGY CENTER CTG 22 |  | FRNYPP_GT22 | KAUFMAN | GAS-CC | NORTH | 2003 | 157 | 157 | 157 | 157 | 157 | 157 | 157 | 157 | 157 | 157
112 | FORNEY ENERGY CENTER CTG 23 |  | FRNYPP_GT23 | KAUFMAN | GAS-CC | NORTH | 2003 | 157 | 157 | 157 | 157 | 157 | 157 | 157 | 157 | 157 | 157
113 | FORNEY ENERGY CENTER STG 10 |  | FRNYPP_ST10 | KAUFMAN | GAS-CC | NORTH | 2003 | 406 | 406 | 406 | 406 | 406 | 406 | 406 | 406 | 406 | 406
114 | FORNEY ENERGY CENTER STG 20 |  | FRNYPP_ST20 | KAUFMAN | GAS-CC | NORTH | 2003 | 406 | 406 | 406 | 406 | 406 | 406 | 406 | 406 | 406 | 406
115 | FREESTONE ENERGY CENTER CTG 1 |  | FREC_GT1 | FREESTONE | GAS-CC | NORTH | 2002 | 147 | 147 | 147 | 147 | 147 | 147 | 147 | 147 | 147 | 147
116 | FREESTONE ENERGY CENTER CTG 2 |  | FREC_GT2 | FREESTONE | GAS-CC | NORTH | 2002 | 147 | 147 | 147 | 147 | 147 | 147 | 147 | 147 | 147 | 147
117 | FREESTONE ENERGY CENTER CTG 4 |  | FREC_GT4 | FREESTONE | GAS-CC | NORTH | 2002 | 145 | 145 | 145 | 145 | 145 | 145 | 145 | 145 | 145 | 145
118 | FREESTONE ENERGY CENTER CTG 5 |  | FREC_GT5 | FREESTONE | GAS-CC | NORTH | 2002 | 145 | 145 | 145 | 145 | 145 | 145 | 145 | 145 | 145 | 145
119 | FREESTONE ENERGY CENTER STG 3 |  | FREC_ST3 | FREESTONE | GAS-CC | NORTH | 2002 | 169 | 169 | 169 | 169 | 169 | 169 | 169 | 169 | 169 | 169
120 | FREESTONE ENERGY CENTER STG 6 |  | FREC_ST6 | FREESTONE | GAS-CC | NORTH | 2002 | 168 | 168 | 168 | 168 | 168 | 168 | 168 | 168 | 168 | 168
121 | FRIENDSWOOD G CTG 1 (FORMERLY TEJAS POWER GENERATION) |  | FEGC_UNIT1 | HARRIS | GAS-GT | HOUSTON | 2018 | 119 | 119 | 119 | 119 | 119 | 119 | 119 | 119 | 119 | 119
122 | GRAHAM STG 1 |  | GRSES_UNIT1 | YOUNG | GAS-ST | WEST | 1960 | 234 | 234 | 234 | 234 | 234 | 234 | 234 | 234 | 234 | 234
123 | GRAHAM STG 2 |  | GRSES_UNIT2 | YOUNG | GAS-ST | WEST | 1969 | 390 | 390 | 390 | 390 | 390 | 390 | 390 | 390 | 390 | 390
124 | GREENS BAYOU CTG 73 |  | GBY_GBYGT73 | HARRIS | GAS-GT | HOUSTON | 1976 | 56 | 56 | 56 | 56 | 56 | 56 | 56 | 56 | 56 | 56
125 | GREENS BAYOU CTG 74 |  | GBY_GBYGT74 | HARRIS | GAS-GT | HOUSTON | 1976 | 56 | 56 | 56 | 56 | 56 | 56 | 56 | 56 | 56 | 56
126 | GREENS BAYOU CTG 81 |  | GBY_GBYGT81 | HARRIS | GAS-GT | HOUSTON | 1976 | 56 | 56 | 56 | 56 | 56 | 56 | 56 | 56 | 56 | 56
127 | GREENS BAYOU CTG 82 |  | GBY_GBYGT82 | HARRIS | GAS-GT | HOUSTON | 1976 | 50 | 50 | 50 | 50 | 50 | 50 | 50 | 50 | 50 | 50
128 | GREENS BAYOU CTG 83 |  | GBY_GBYGT83 | HARRIS | GAS-GT | HOUSTON | 1976 | 56 | 56 | 56 | 56 | 56 | 56 | 56 | 56 | 56 | 56
129 | GREENS BAYOU CTG 84 |  | GBY_GBYGT84 | HARRIS | GAS-GT | HOUSTON | 1976 | 56 | 56 | 56 | 56 | 56 | 56 | 56 | 56 | 56 | 56
130 | GREENVILLE IC ENGINE PLANT IC 1 |  | STEAM_ENGINE_1 | HUNT | GAS-IC | NORTH | 2010 | 8.2 | 8.2 | 8.2 | 8.2 | 8.2 | 8.2 | 8.2 | 8.2 | 8.2 | 8.2
131 | GREENVILLE IC ENGINE PLANT IC 2 |  | STEAM_ENGINE_2 | HUNT | GAS-IC | NORTH | 2010 | 8.2 | 8.2 | 8.2 | 8.2 | 8.2 | 8.2 | 8.2 | 8.2 | 8.2 | 8.2
132 | GREENVILLE IC ENGINE PLANT IC 3 |  | STEAM_ENGINE_3 | HUNT | GAS-IC | NORTH | 2010 | 8.2 | 8.2 | 8.2 | 8.2 | 8.2 | 8.2 | 8.2 | 8.2 | 8.2 | 8.2
133 | GUADALUPE ENERGY CENTER CTG 1 |  | GUADG_GAS1 | GUADALUPE | GAS-CC | SOUTH | 2000 | 143 | 143 | 143 | 143 | 143 | 143 | 143 | 143 | 143 | 143
134 | GUADALUPE ENERGY CENTER CTG 2 |  | GUADG_GAS2 | GUADALUPE | GAS-CC | SOUTH | 2000 | 143 | 143 | 143 | 143 | 143 | 143 | 143 | 143 | 143 | 143
135 | GUADALUPE ENERGY CENTER CTG 3 |  | GUADG_GAS3 | GUADALUPE | GAS-CC | SOUTH | 2000 | 141 | 141 | 141 | 141 | 141 | 141 | 141 | 141 | 141 | 141
136 | GUADALUPE ENERGY CENTER CTG 4 |  | GUADG_GAS4 | GUADALUPE | GAS-CC | SOUTH | 2000 | 141 | 141 | 141 | 141 | 141 | 141 | 141 | 141 | 141 | 141
137 | GUADALUPE ENERGY CENTER STG 5 |  | GUADG_STM5 | GUADALUPE | GAS-CC | SOUTH | 2000 | 198 | 198 | 198 | 198 | 198 | 198 | 198 | 198 | 198 | 198
138 | GUADALUPE ENERGY CENTER STG 6 |  | GUADG_STM6 | GUADALUPE | GAS-CC | SOUTH | 2000 | 198 | 198 | 198 | 198 | 198 | 198 | 198 | 198 | 198 | 198
139 | HANDLEY STG 3 |  | HLSES_UNIT3 | TARRANT | GAS-ST | NORTH | 1963 | 395 | 395 | 395 | 395 | 395 | 395 | 395 | 395 | 395 | 395
140 | HANDLEY STG 4 |  | HLSES_UNIT4 | TARRANT | GAS-ST | NORTH | 1976 | 435 | 435 | 435 | 435 | 435 | 435 | 435 | 435 | 435 | 435
141 | HANDLEY STG 5 |  | HLSES_UNIT5 | TARRANT | GAS-ST | NORTH | 1977 | 435 | 435 | 435 | 435 | 435 | 435 | 435 | 435 | 435 | 435
142 | HAYS ENERGY FACILITY CSG 1 |  | HAYSEN_HAYSENG1 | HAYS | GAS-CC | SOUTH | 2002 | 210 | 210 | 210 | 210 | 210 | 210 | 210 | 210 | 210 | 210
143 | HAYS ENERGY FACILITY CSG 2 | 21INR0527 | HAYSEN_HAYSENG2 | HAYS | GAS-CC | SOUTH | 2002 | 211 | 211 | 211 | 211 | 211 | 211 | 211 | 211 | 211 | 211
144 | HAYS ENERGY FACILITY CSG 3 | 21INR0527 | HAYSEN_HAYSENG3 | HAYS | GAS-CC | SOUTH | 2002 | 210 | 210 | 210 | 210 | 210 | 210 | 210 | 210 | 210 | 210
145 | HAYS ENERGY FACILITY CSG 4 |  | HAYSEN_HAYSENG4 | HAYS | GAS-CC | SOUTH | 2002 | 213 | 213 | 213 | 213 | 213 | 213 | 213 | 213 | 213 | 213
146 | HIDALGO ENERGY CENTER CTG 1 |  | DUKE_DUKE_GT1 | HIDALGO | GAS-CC | SOUTH | 2000 | 149 | 149 | 149 | 149 | 149 | 149 | 149 | 149 | 149 | 149
147 | HIDALGO ENERGY CENTER CTG 2 |  | DUKE_DUKE_GT2 | HIDALGO | GAS-CC | SOUTH | 2000 | 149 | 149 | 149 | 149 | 149 | 149 | 149 | 149 | 149 | 149
148 | HIDALGO ENERGY CENTER STG 1 |  | DUKE_DUKE_ST1 | HIDALGO | GAS-CC | SOUTH | 2000 | 168 | 168 | 168 | 168 | 168 | 168 | 168 | 168 | 168 | 168
149 | JACK COUNTY GEN FACILITY CTG 1 |  | JACKCNTY_CT1 | JACK | GAS-CC | NORTH | 2006 | 155 | 155 | 155 | 155 | 155 | 155 | 155 | 155 | 155 | 155
150 | JACK COUNTY GEN FACILITY CTG 2 |  | JACKCNTY_CT2 | JACK | GAS-CC | NORTH | 2006 | 155 | 155 | 155 | 155 | 155 | 155 | 155 | 155 | 155 | 155
151 | JACK COUNTY GEN FACILITY CTG 3 |  | JCKCNTY2_CT3 | JACK | GAS-CC | NORTH | 2011 | 150 | 150 | 150 | 150 | 150 | 150 | 150 | 150 | 150 | 150
152 | JACK COUNTY GEN FACILITY CTG 4 |  | JCKCNTY2_CT4 | JACK | GAS-CC | NORTH | 2011 | 150 | 150 | 150 | 150 | 150 | 150 | 150 | 150 | 150 | 150
153 | JACK COUNTY GEN FACILITY STG 1 |  | JACKCNTY_STG | JACK | GAS-CC | NORTH | 2006 | 295 | 295 | 295 | 295 | 295 | 295 | 295 | 295 | 295 | 295
154 | JACK COUNTY GEN FACILITY STG 2 |  | JCKCNTY2_ST2 | JACK | GAS-CC | NORTH | 2011 | 295 | 295 | 295 | 295 | 295 | 295 | 295 | 295 | 295 | 295
155 | JOHNSON COUNTY GEN FACILITY CTG 1 |  | TEN_CT1 | JOHNSON | GAS-CC | NORTH | 1997 | 163 | 163 | 163 | 163 | 163 | 163 | 163 | 163 | 163 | 163
156 | JOHNSON COUNTY GEN FACILITY STG 1 |  | TEN_STG | JOHNSON | GAS-CC | NORTH | 1997 | 106 | 106 | 106 | 106 | 106 | 106 | 106 | 106 | 106 | 106
157 | LAKE HUBBARD STG 1 |  | LHSES_UNIT1 | DALLAS | GAS-ST | NORTH | 1970 | 392 | 392 | 392 | 392 | 392 | 392 | 392 | 392 | 392 | 392
158 | LAKE HUBBARD STG 2 |  | LHSES_UNIT2A | DALLAS | GAS-ST | NORTH | 1973 | 523 | 523 | 523 | 523 | 523 | 523 | 523 | 523 | 523 | 523
159 | LAMAR ENERGY CENTER CTG 11 |  | LPCCS_CT11 | LAMAR | GAS-CC | NORTH | 2000 | 153 | 153 | 153 | 153 | 153 | 153 | 153 | 153 | 153 | 153
160 | LAMAR ENERGY CENTER CTG 12 |  | LPCCS_CT12 | LAMAR | GAS-CC | NORTH | 2000 | 145 | 145 | 145 | 145 | 145 | 145 | 145 | 145 | 145 | 145
161 | LAMAR ENERGY CENTER CTG 21 |  | LPCCS_CT21 | LAMAR | GAS-CC | NORTH | 2000 | 145 | 145 | 145 | 145 | 145 | 145 | 145 | 145 | 145 | 145
162 | LAMAR ENERGY CENTER CTG 22 |  | LPCCS_CT22 | LAMAR | GAS-CC | NORTH | 2000 | 153 | 153 | 153 | 153 | 153 | 153 | 153 | 153 | 153 | 153
163 | LAMAR ENERGY CENTER STG 1 |  | LPCCS_UNIT1 | LAMAR | GAS-CC | NORTH | 2000 | 204 | 204 | 204 | 204 | 204 | 204 | 204 | 204 | 204 | 204
164 | LAMAR ENERGY CENTER STG 2 |  | LPCCS_UNIT2 | LAMAR | GAS-CC | NORTH | 2000 | 204 | 204 | 204 | 204 | 204 | 204 | 204 | 204 | 204 | 204
165 | LAREDO CTG 4 |  | LARDVFTN_G4 | WEBB | GAS-GT | SOUTH | 2008 | 90.1 | 90.1 | 90.1 | 90.1 | 90.1 | 90.1 | 90.1 | 90.1 | 90.1 | 90.1
166 | LAREDO CTG 5 |  | LARDVFTN_G5 | WEBB | GAS-GT | SOUTH | 2008 | 87.3 | 87.3 | 87.3 | 87.3 | 87.3 | 87.3 | 87.3 | 87.3 | 87.3 | 87.3
167 | LEON CREEK PEAKER CTG 1 |  | LEON_CRK_LCPCT1 | BEXAR | GAS-GT | SOUTH | 2004 | 46 | 46 | 46 | 46 | 46 | 46 | 46 | 46 | 46 | 46
168 | LEON CREEK PEAKER CTG 2 |  | LEON_CRK_LCPCT2 | BEXAR | GAS-GT | SOUTH | 2004 | 46 | 46 | 46 | 46 | 46 | 46 | 46 | 46 | 46 | 46
169 | LEON CREEK PEAKER CTG 3 |  | LEON_CRK_LCPCT3 | BEXAR | GAS-GT | SOUTH | 2004 | 46 | 46 | 46 | 46 | 46 | 46 | 46 | 46 | 46 | 46
170 | LEON CREEK PEAKER CTG 4 |  | LEON_CRK_LCPCT4 | BEXAR | GAS-GT | SOUTH | 2004 | 46 | 46 | 46 | 46 | 46 | 46 | 46 | 46 | 46 | 46
171 | LOST PINES POWER CTG 1 |  | LOSTPI_LOSTPGT1 | BASTROP | GAS-CC | SOUTH | 2001 | 170 | 170 | 170 | 170 | 170 | 170 | 170 | 170 | 170 | 170
172 | LOST PINES POWER CTG 2 |  | LOSTPI_LOSTPGT2 | BASTROP | GAS-CC | SOUTH | 2001 | 170 | 170 | 170 | 170 | 170 | 170 | 170 | 170 | 170 | 170
173 | LOST PINES POWER STG 1 |  | LOSTPI_LOSTPST1 | BASTROP | GAS-CC | SOUTH | 2001 | 188 | 188 | 188 | 188 | 188 | 188 | 188 | 188 | 188 | 188
174 | MAGIC VALLEY STATION CTG 1 |  | NEDIN_NEDIN_G1 | HIDALGO | GAS-CC | SOUTH | 2001 | 215 | 215 | 215 | 215 | 215 | 215 | 215 | 215 | 215 | 215
175 | MAGIC VALLEY STATION CTG 2 |  | NEDIN_NEDIN_G2 | HIDALGO | GAS-CC | SOUTH | 2001 | 215 | 215 | 215 | 215 | 215 | 215 | 215 | 215 | 215 | 215
176 | MAGIC VALLEY STATION STG 3 |  | NEDIN_NEDIN_G3 | HIDALGO | GAS-CC | SOUTH | 2001 | 236 | 236 | 236 | 236 | 236 | 236 | 236 | 236 | 236 | 236
177 | MIDLOTHIAN ENERGY FACILITY CTG 1 |  | MDANP_CT1 | ELLIS | GAS-CC | NORTH | 2001 | 229 | 229 | 229 | 229 | 229 | 229 | 229 | 229 | 229 | 229
178 | MIDLOTHIAN ENERGY FACILITY CTG 2 | 21INR0534 | MDANP_CT2 | ELLIS | GAS-CC | NORTH | 2001 | 227 | 227 | 227 | 227 | 227 | 227 | 227 | 227 | 227 | 227
179 | MIDLOTHIAN ENERGY FACILITY CTG 3 |  | MDANP_CT3 | ELLIS | GAS-CC | NORTH | 2001 | 227 | 227 | 227 | 227 | 227 | 227 | 227 | 227 | 227 | 227
180 | MIDLOTHIAN ENERGY FACILITY CTG 4 | 21INR0534 | MDANP_CT4 | ELLIS | GAS-CC | NORTH | 2001 | 227 | 227 | 227 | 227 | 227 | 227 | 227 | 227 | 227 | 227
181 | MIDLOTHIAN ENERGY FACILITY CTG 5 |  | MDANP_CT5 | ELLIS | GAS-CC | NORTH | 2002 | 241 | 241 | 241 | 241 | 241 | 241 | 241 | 241 | 241 | 241
182 | MIDLOTHIAN ENERGY FACILITY CTG 6 |  | MDANP_CT6 | ELLIS | GAS-CC | NORTH | 2002 | 243 | 243 | 243 | 243 | 243 | 243 | 243 | 243 | 243 | 243
183 | MORGAN CREEK CTG 1 |  | MGSES_CT1 | MITCHELL | GAS-GT | WEST | 1988 | 66 | 66 | 66 | 66 | 66 | 66 | 66 | 66 | 66 | 66
184 | MORGAN CREEK CTG 2 |  | MGSES_CT2 | MITCHELL | GAS-GT | WEST | 1988 | 65 | 65 | 65 | 65 | 65 | 65 | 65 | 65 | 65 | 65
185 | MORGAN CREEK CTG 3 |  | MGSES_CT3 | MITCHELL | GAS-GT | WEST | 1988 | 65 | 65 | 65 | 65 | 65 | 65 | 65 | 65 | 65 | 65
186 | MORGAN CREEK CTG 4 |  | MGSES_CT4 | MITCHELL | GAS-GT | WEST | 1988 | 67 | 67 | 67 | 67 | 67 | 67 | 67 | 67 | 67 | 67
187 | MORGAN CREEK CTG 5 |  | MGSES_CT5 | MITCHELL | GAS-GT | WEST | 1988 | 67 | 67 | 67 | 67 | 67 | 67 | 67 | 67 | 67 | 67
188 | MORGAN CREEK CTG 6 |  | MGSES_CT6 | MITCHELL | GAS-GT | WEST | 1988 | 67 | 67 | 67 | 67 | 67 | 67 | 67 | 67 | 67 | 67
189 | MOUNTAIN CREEK STG 6 |  | MCSES_UNIT6 | DALLAS | GAS-ST | NORTH | 1956 | 122 | 122 | 122 | 122 | 122 | 122 | 122 | 122 | 122 | 122
190 | MOUNTAIN CREEK STG 7 |  | MCSES_UNIT7 | DALLAS | GAS-ST | NORTH | 1958 | 118 | 118 | 118 | 118 | 118 | 118 | 118 | 118 | 118 | 118
191 | MOUNTAIN CREEK STG 8 |  | MCSES_UNIT8 | DALLAS | GAS-ST | NORTH | 1967 | 568 | 568 | 568 | 568 | 568 | 568 | 568 | 568 | 568 | 568
192 | NUECES BAY REPOWER CTG 8 |  | NUECES_B_NUECESG8 | NUECES | GAS-CC | COASTAL | 2010 | 157 | 157 | 157 | 157 | 157 | 157 | 157 | 157 | 157 | 157
193 | NUECES BAY REPOWER CTG 9 |  | NUECES_B_NUECESG9 | NUECES | GAS-CC | COASTAL | 2010 | 157 | 157 | 157 | 157 | 157 | 157 | 157 | 157 | 157 | 157
194 | NUECES BAY REPOWER STG 7 |  | NUECES_B_NUECESG7 | NUECES | GAS-CC | COASTAL | 1972 | 319 | 319 | 319 | 319 | 319 | 319 | 319 | 319 | 319 | 319
195 | O W SOMMERS STG 1 |  | CALAVERS_OWS1 | BEXAR | GAS-ST | SOUTH | 1972 | 420 | 420 | 420 | 420 | 420 | 420 | 420 | 420 | 420 | 420
196 | O W SOMMERS STG 2 |  | CALAVERS_OWS2 | BEXAR | GAS-ST | SOUTH | 1974 | 410 | 410 | 410 | 410 | 410 | 410 | 410 | 410 | 410 | 410
197 | ODESSA-ECTOR POWER CTG 11 |  | OECCS_CT11 | ECTOR | GAS-CC | WEST | 2001 | 166.7 | 166.7 | 166.7 | 166.7 | 166.7 | 166.7 | 166.7 | 166.7 | 166.7 | 166.7
198 | ODESSA-ECTOR POWER CTG 12 |  | OECCS_CT12 | ECTOR | GAS-CC | WEST | 2001 | 158.2 | 158.2 | 158.2 | 158.2 | 158.2 | 158.2 | 158.2 | 158.2 | 158.2 | 158.2
199 | ODESSA-ECTOR POWER CTG 21 | 20INR0282 | OECCS_CT21 | ECTOR | GAS-CC | WEST | 2001 | 166.7 | 166.7 | 166.7 | 166.7 | 166.7 | 166.7 | 166.7 | 166.7 | 166.7 | 166.7
200 | ODESSA-ECTOR POWER CTG 22 | 20INR0282 | OECCS_CT22 | ECTOR | GAS-CC | WEST | 2001 | 158.2 | 158.2 | 158.2 | 158.2 | 158.2 | 158.2 | 158.2 | 158.2 | 158.2 | 158.2
201 | ODESSA-ECTOR POWER STG 1 |  | OECCS_UNIT1 | ECTOR | GAS-CC | WEST | 2001 | 206 | 206 | 206 | 206 | 206 | 206 | 206 | 206 | 206 | 206
202 | ODESSA-ECTOR POWER STG 2 | 20INR0282 | OECCS_UNIT2 | ECTOR | GAS-CC | WEST | 2001 | 206 | 206 | 206 | 206 | 206 | 206 | 206 | 206 | 206 | 206
203 | PANDA SHERMAN POWER CTG 1 |  | PANDA_S_SHER1CT1 | GRAYSON | GAS-CC | NORTH | 2014 | 195.4 | 195.4 | 195.4 | 195.4 | 195.4 | 195.4 | 195.4 | 195.4 | 195.4 | 195.4
204 | PANDA SHERMAN POWER CTG 2 |  | PANDA_S_SHER1CT2 | GRAYSON | GAS-CC | NORTH | 2014 | 194.4 | 194.4 | 194.4 | 194.4 | 194.4 | 194.4 | 194.4 | 194.4 | 194.4 | 194.4
205 | PANDA SHERMAN POWER STG 1 |  | PANDA_S_SHER1ST1 | GRAYSON | GAS-CC | NORTH | 2014 | 283.1 | 283.1 | 283.1 | 283.1 | 283.1 | 283.1 | 283.1 | 283.1 | 283.1 | 283.1
206 | PANDA TEMPLE I POWER CTG 1 | 21INR0536 | PANDA_T1_TMPL1CT1 | BELL | GAS-CC | NORTH | 2014 | 195 | 195 | 195 | 195 | 195 | 195 | 195 | 195 | 195 | 195
207 | PANDA TEMPLE I POWER CTG 2 | 21INR0536 | PANDA_T1_TMPL1CT2 | BELL | GAS-CC | NORTH | 2014 | 195 | 195 | 195 | 195 | 195 | 195 | 195 | 195 | 195 | 195
208 | PANDA TEMPLE I POWER STG 1 | 21INR0536 | PANDA_T1_TMPL1ST1 | BELL | GAS-CC | NORTH | 2014 | 312 | 312 | 312 | 312 | 312 | 312 | 312 | 312 | 312 | 312
209 | PANDA TEMPLE II POWER CTG 1 |  | PANDA_T2_TMPL2CT1 | BELL | GAS-CC | NORTH | 2015 | 191.2 | 191.2 | 191.2 | 191.2 | 191.2 | 191.2 | 191.2 | 191.2 | 191.2 | 191.2
210 | PANDA TEMPLE II POWER CTG 2 |  | PANDA_T2_TMPL2CT2 | BELL | GAS-CC | NORTH | 2015 | 191.2 | 191.2 | 191.2 | 191.2 | 191.2 | 191.2 | 191.2 | 191.2 | 191.2 | 191.2
211 | PANDA TEMPLE II POWER STG 1 |  | PANDA_T2_TMPL2ST1 | BELL | GAS-CC | NORTH | 2015 | 334.7 | 334.7 | 334.7 | 334.7 | 334.7 | 334.7 | 334.7 | 334.7 | 334.7 | 334.7
212 | PARIS ENERGY CENTER CTG 1 |  | TNSKA_GT1 | LAMAR | GAS-CC | NORTH | 1989 | 76 | 76 | 76 | 76 | 76 | 76 | 76 | 76 | 76 | 76
213 | PARIS ENERGY CENTER CTG 2 |  | TNSKA_GT2 | LAMAR | GAS-CC | NORTH | 1989 | 76 | 76 | 76 | 76 | 76 | 76 | 76 | 76 | 76 | 76
214 | PARIS ENERGY CENTER STG 1 |  | TNSKA_STG | LAMAR | GAS-CC | NORTH | 1990 | 87 | 87 | 87 | 87 | 87 | 87 | 87 | 87 | 87 | 87
215 | PASADENA COGEN FACILITY CTG 2 |  | PSG_PSG_GT2 | HARRIS | GAS-CC | HOUSTON | 2000 | 164.5 | 164.5 | 164.5 | 164.5 | 164.5 | 164.5 | 164.5 | 164.5 | 164.5 | 164.5
216 | PASADENA COGEN FACILITY CTG 3 |  | PSG_PSG_GT3 | HARRIS | GAS-CC | HOUSTON | 2000 | 164.5 | 164.5 | 164.5 | 164.5 | 164.5 | 164.5 | 164.5 | 164.5 | 164.5 | 164.5
217 | PASADENA COGEN FACILITY STG 2 |  | PSG_PSG_ST2 | HARRIS | GAS-CC | HOUSTON | 2000 | 170.4 | 170.4 | 170.4 | 170.4 | 170.4 | 170.4 | 170.4 | 170.4 | 170.4 | 170.4
218 | PEARSALL ENGINE PLANT IC A |  | PEARSAL2_AGR_A | FRIO | GAS-IC | SOUTH | 2012 | 50.6 | 50.6 | 50.6 | 50.6 | 50.6 | 50.6 | 50.6 | 50.6 | 50.6 | 50.6
219 | PEARSALL ENGINE PLANT IC B |  | PEARSAL2_AGR_B | FRIO | GAS-IC | SOUTH | 2012 | 50.6 | 50.6 | 50.6 | 50.6 | 50.6 | 50.6 | 50.6 | 50.6 | 50.6 | 50.6
220 | PEARSALL ENGINE PLANT IC C |  | PEARSAL2_AGR_C | FRIO | GAS-IC | SOUTH | 2012 | 50.6 | 50.6 | 50.6 | 50.6 | 50.6 | 50.6 | 50.6 | 50.6 | 50.6 | 50.6
221 | PEARSALL ENGINE PLANT IC D |  | PEARSAL2_AGR_D | FRIO | GAS-IC | SOUTH | 2012 | 50.6 | 50.6 | 50.6 | 50.6 | 50.6 | 50.6 | 50.6 | 50.6 | 50.6 | 50.6
222 | PERMIAN BASIN CTG 1 |  | PB2SES_CT1 | WARD | GAS-GT | WEST | 1988 | 63 | 63 | 63 | 63 | 63 | 63 | 63 | 63 | 63 | 63
223 | PERMIAN BASIN CTG 2 |  | PB2SES_CT2 | WARD | GAS-GT | WEST | 1988 | 64 | 64 | 64 | 64 | 64 | 64 | 64 | 64 | 64 | 64
224 | PERMIAN BASIN CTG 3 |  | PB2SES_CT3 | WARD | GAS-GT | WEST | 1988 | 64 | 64 | 64 | 64 | 64 | 64 | 64 | 64 | 64 | 64
225 | PERMIAN BASIN CTG 4 |  | PB2SES_CT4 | WARD | GAS-GT | WEST | 1990 | 64 | 64 | 64 | 64 | 64 | 64 | 64 | 64 | 64 | 64
226 | PERMIAN BASIN CTG 5 |  | PB2SES_CT5 | WARD | GAS-GT | WEST | 1990 | 65 | 65 | 65 | 65 | 65 | 65 | 65 | 65 | 65 | 65
227 | PES 1 POWER PLANT CTG 1 |  | PES1_UNIT1 | HARRIS | GAS-GT | HOUSTON | 2021 | 44.5 | 44.5 | 44.5 | 44.5 | 44.5 | 44.5 | 44.5 | 44.5 | 44.5 | 44.5
228 | PES 1 POWER PLANT CTG 2 |  | PES1_UNIT2 | HARRIS | GAS-GT | HOUSTON | 2021 | 44.5 | 44.5 | 44.5 | 44.5 | 44.5 | 44.5 | 44.5 | 44.5 | 44.5 | 44.5
229 | PES 1 POWER PLANT CTG 3 |  | PES1_UNIT3 | HARRIS | GAS-GT | HOUSTON | 2021 | 44.5 | 44.5 | 44.5 | 44.5 | 44.5 | 44.5 | 44.5 | 44.5 | 44.5 | 44.5
230 | PES 1 POWER PLANT CTG 4 |  | PES1_UNIT4 | HARRIS | GAS-GT | HOUSTON | 2021 | 44.5 | 44.5 | 44.5 | 44.5 | 44.5 | 44.5 | 44.5 | 44.5 | 44.5 | 44.5
231 | PES 1 POWER PLANT CTG 5 |  | PES1_UNIT5 | HARRIS | GAS-GT | HOUSTON | 2021 | 44.5 | 44.5 | 44.5 | 44.5 | 44.5 | 44.5 | 44.5 | 44.5 | 44.5 | 44.5
232 | PES 1 POWER PLANT CTG 6 |  | PES1_UNIT6 | HARRIS | GAS-GT | HOUSTON | 2021 | 44.5 | 44.5 | 44.5 | 44.5 | 44.5 | 44.5 | 44.5 | 44.5 | 44.5 | 44.5
233 | PHR PEAKERS (BAC) CTG 1 |  | BAC_CTG1 | GALVESTON | GAS-GT | HOUSTON | 2018 | 59 | 59 | 59 | 59 | 59 | 59 | 59 | 59 | 59 | 59
234 | PHR PEAKERS (BAC) CTG 2 |  | BAC_CTG2 | GALVESTON | GAS-GT | HOUSTON | 2018 | 61 | 61 | 61 | 61 | 61 | 61 | 61 | 61 | 61 | 61
235 | PHR PEAKERS (BAC) CTG 3 |  | BAC_CTG3 | GALVESTON | GAS-GT | HOUSTON | 2018 | 49 | 49 | 49 | 49 | 49 | 49 | 49 | 49 | 49 | 49
236 | PHR PEAKERS (BAC) CTG 4 |  | BAC_CTG4 | GALVESTON | GAS-GT | HOUSTON | 2018 | 54 | 54 | 54 | 54 | 54 | 54 | 54 | 54 | 54 | 54
237 | PHR PEAKERS (BAC) CTG 5 |  | BAC_CTG5 | GALVESTON | GAS-GT | HOUSTON | 2018 | 54 | 54 | 54 | 54 | 54 | 54 | 54 | 54 | 54 | 54
238 | PHR PEAKERS (BAC) CTG 6 |  | BAC_CTG6 | GALVESTON | GAS-GT | HOUSTON | 2018 | 52 | 52 | 52 | 52 | 52 | 52 | 52 | 52 | 52 | 52
239 | POWERLANE PLANT STG 1 |  | STEAM1A_STEAM_1 | HUNT | GAS-ST | NORTH | 1966 | 17.5 | 17.5 | 17.5 | 17.5 | 17.5 | 17.5 | 17.5 | 17.5 | 17.5 | 17.5
240 | POWERLANE PLANT STG 2 |  | STEAM_STEAM_2 | HUNT | GAS-ST | NORTH | 1967 | 23.5 | 23.5 | 23.5 | 23.5 | 23.5 | 23.5 | 23.5 | 23.5 | 23.5 | 23.5
241 | POWERLANE PLANT STG 3 |  | STEAM_STEAM_3 | HUNT | GAS-ST | NORTH | 1978 | 39.5 | 39.5 | 39.5 | 39.5 | 39.5 | 39.5 | 39.5 | 39.5 | 39.5 | 39.5
242 | QUAIL RUN ENERGY CTG 1 |  | QALSW_GT1 | ECTOR | GAS-CC | WEST | 2007 | 74 | 74 | 74 | 74 | 74 | 74 | 74 | 74 | 74 | 74
243 | QUAIL RUN ENERGY CTG 2 |  | QALSW_GT2 | ECTOR | GAS-CC | WEST | 2007 | 74 | 74 | 74 | 74 | 74 | 74 | 74 | 74 | 74 | 74
244 | QUAIL RUN ENERGY CTG 3 |  | QALSW_GT3 | ECTOR | GAS-CC | WEST | 2008 | 72 | 72 | 72 | 72 | 72 | 72 | 72 | 72 | 72 | 72
245 | QUAIL RUN ENERGY CTG 4 |  | QALSW_GT4 | ECTOR | GAS-CC | WEST | 2008 | 72 | 72 | 72 | 72 | 72 | 72 | 72 | 72 | 72 | 72
246 | QUAIL RUN ENERGY STG 1 |  | QALSW_STG1 | ECTOR | GAS-CC | WEST | 2007 | 98 | 98 | 98 | 98 | 98 | 98 | 98 | 98 | 98 | 98
247 | QUAIL RUN ENERGY STG 2 |  | QALSW_STG2 | ECTOR | GAS-CC | WEST | 2008 | 98 | 98 | 98 | 98 | 98 | 98 | 98 | 98 | 98 | 98
248 | R W MILLER CTG 4 |  | MIL_MILLERG4 | PALO PINTO | GAS-GT | NORTH | 1994 | 100 | 100 | 100 | 100 | 100 | 100 | 100 | 100 | 100 | 100
249 | R W MILLER CTG 5 |  | MIL_MILLERG5 | PALO PINTO | GAS-GT | NORTH | 1994 | 100 | 100 | 100 | 100 | 100 | 100 | 100 | 100 | 100 | 100
250 | R W MILLER STG 1 |  | MIL_MILLERG1 | PALO PINTO | GAS-ST | NORTH | 1968 | 70 | 70 | 70 | 70 | 70 | 70 | 70 | 70 | 70 | 70
251 | R W MILLER STG 2 |  | MIL_MILLERG2 | PALO PINTO | GAS-ST | NORTH | 1972 | 118 | 118 | 118 | 118 | 118 | 118 | 118 | 118 | 118 | 118
252 | R W MILLER STG 3 |  | MIL_MILLERG3 | PALO PINTO | GAS-ST | NORTH | 1975 | 208 | 208 | 208 | 208 | 208 | 208 | 208 | 208 | 208 | 208
253 | RAY OLINGER CTG 4 |  | OLINGR_OLING_4 | COLLIN | GAS-GT | NORTH | 2001 | 80 | 80 | 80 | 80 | 80 | 80 | 80 | 80 | 80 | 80
254 | RAY OLINGER STG 1 |  | OLINGR_OLING_1 | COLLIN | GAS-ST | NORTH | 1967 | 78 | 78 | 78 | 78 | 78 | 78 | 78 | 78 | 78 | 78
255 | RAY OLINGER STG 2 |  | OLINGR_OLING_2 | COLLIN | GAS-ST | NORTH | 1971 | 107 | 107 | 107 | 107 | 107 | 107 | 107 | 107 | 107 | 107
256 | RAY OLINGER STG 3 |  | OLINGR_OLING_3 | COLLIN | GAS-ST | NORTH | 1975 | 146 | 146 | 146 | 146 | 146 | 146 | 146 | 146 | 146 | 146
257 | REDGATE IC A |  | REDGATE_AGR_A | HIDALGO | GAS-IC | SOUTH | 2016 | 56.3 | 56.3 | 56.3 | 56.3 | 56.3 | 56.3 | 56.3 | 56.3 | 56.3 | 56.3
258 | REDGATE IC B |  | REDGATE_AGR_B | HIDALGO | GAS-IC | SOUTH | 2016 | 56.3 | 56.3 | 56.3 | 56.3 | 56.3 | 56.3 | 56.3 | 56.3 | 56.3 | 56.3
259 | REDGATE IC C |  | REDGATE_AGR_C | HIDALGO | GAS-IC | SOUTH | 2016 | 56.3 | 56.3 | 56.3 | 56.3 | 56.3 | 56.3 | 56.3 | 56.3 | 56.3 | 56.3
260 | REDGATE IC D |  | REDGATE_AGR_D | HIDALGO | GAS-IC | SOUTH | 2016 | 56.3 | 56.3 | 56.3 | 56.3 | 56.3 | 56.3 | 56.3 | 56.3 | 56.3 | 56.3
261 | RIO NOGALES POWER CTG 1 |  | RIONOG_CT1 | GUADALUPE | GAS-CC | SOUTH | 2002 | 161 | 161 | 161 | 161 | 161 | 161 | 161 | 161 | 161 | 161
262 | RIO NOGALES POWER CTG 2 | 21INR0328 | RIONOG_CT2 | GUADALUPE | GAS-CC | SOUTH | 2002 | 161 | 161 | 161 | 161 | 161 | 161 | 161 | 161 | 161 | 161
263 | RIO NOGALES POWER CTG 3 |  | RIONOG_CT3 | GUADALUPE | GAS-CC | SOUTH | 2002 | 161 | 161 | 161 | 161 | 161 | 161 | 161 | 161 | 161 | 161
264 | RIO NOGALES POWER STG 4 |  | RIONOG_ST1 | GUADALUPE | GAS-CC | SOUTH | 2002 | 298 | 298 | 298 | 298 | 298 | 298 | 298 | 298 | 298 | 298
265 | SAM RAYBURN POWER CTG 7 |  | RAYBURN_RAYBURG7 | VICTORIA | GAS-CC | SOUTH | 2003 | 50 | 50 | 50 | 50 | 50 | 50 | 50 | 50 | 50 | 50
266 | SAM RAYBURN POWER CTG 8 |  | RAYBURN_RAYBURG8 | VICTORIA | GAS-CC | SOUTH | 2003 | 50 | 50 | 50 | 50 | 50 | 50 | 50 | 50 | 50 | 50
267 | SAM RAYBURN POWER CTG 9 |  | RAYBURN_RAYBURG9 | VICTORIA | GAS-CC | SOUTH | 2003 | 50 | 50 | 50 | 50 | 50 | 50 | 50 | 50 | 50 | 50
268 | SAM RAYBURN POWER STG 10 |  | RAYBURN_RAYBURG10 | VICTORIA | GAS-CC | SOUTH | 2003 | 40 | 40 | 40 | 40 | 40 | 40 | 40 | 40 | 40 | 40
269 | SAN JACINTO SES CTG 1 |  | SJS_SJS_G1 | HARRIS | GAS-GT | HOUSTON | 1995 | 80 | 80 | 80 | 80 | 80 | 80 | 80 | 80 | 80 | 80
270 | SAN JACINTO SES CTG 2 |  | SJS_SJS_G2 | HARRIS | GAS-GT | HOUSTON | 1995 | 80 | 80 | 80 | 80 | 80 | 80 | 80 | 80 | 80 | 80
271 | SANDHILL ENERGY CENTER CTG 1 |  | SANDHSYD_SH1 | TRAVIS | GAS-GT | SOUTH | 2001 | 47 | 47 | 47 | 47 | 47 | 47 | 47 | 47 | 47 | 47
272 | SANDHILL ENERGY CENTER CTG 2 |  | SANDHSYD_SH2 | TRAVIS | GAS-GT | SOUTH | 2001 | 47 | 47 | 47 | 47 | 47 | 47 | 47 | 47 | 47 | 47
273 | SANDHILL ENERGY CENTER CTG 3 |  | SANDHSYD_SH3 | TRAVIS | GAS-GT | SOUTH | 2001 | 47 | 47 | 47 | 47 | 47 | 47 | 47 | 47 | 47 | 47
274 | SANDHILL ENERGY CENTER CTG 4 |  | SANDHSYD_SH4 | TRAVIS | GAS-GT | SOUTH | 2001 | 47 | 47 | 47 | 47 | 47 | 47 | 47 | 47 | 47 | 47
275 | SANDHILL ENERGY CENTER CTG 5A |  | SANDHSYD_SH_5A | TRAVIS | GAS-CC | SOUTH | 2004 | 142 | 142 | 142 | 142 | 142 | 142 | 142 | 142 | 142 | 142
276 | SANDHILL ENERGY CENTER CTG 6 |  | SANDHSYD_SH6 | TRAVIS | GAS-GT | SOUTH | 2010 | 47 | 47 | 47 | 47 | 47 | 47 | 47 | 47 | 47 | 47
277 | SANDHILL ENERGY CENTER CTG 7 |  | SANDHSYD_SH7 | TRAVIS | GAS-GT | SOUTH | 2010 | 47 | 47 | 47 | 47 | 47 | 47 | 47 | 47 | 47 | 47
278 | SANDHILL ENERGY CENTER STG 5C |  | SANDHSYD_SH_5C | TRAVIS | GAS-CC | SOUTH | 2004 | 139 | 139 | 139 | 139 | 139 | 139 | 139 | 139 | 139 | 139
279 | SILAS RAY CTG 10 |  | SILASRAY_SILAS_10 | CAMERON | GAS-GT | COASTAL | 2004 | 46 | 46 | 46 | 46 | 46 | 46 | 46 | 46 | 46 | 46
280 | SILAS RAY POWER CTG 9 |  | SILASRAY_SILAS_9 | CAMERON | GAS-CC | COASTAL | 1996 | 38 | 38 | 38 | 38 | 38 | 38 | 38 | 38 | 38 | 38
281 | SILAS RAY POWER STG 6 |  | SILASRAY_SILAS_6 | CAMERON | GAS-CC | COASTAL | 1962 | 20 | 20 | 20 | 20 | 20 | 20 | 20 | 20 | 20 | 20
282 | SIM GIDEON STG 1 |  | GIDEON_GIDEONG1 | BASTROP | GAS-ST | SOUTH | 1965 | 130 | 130 | 130 | 130 | 130 | 130 | 130 | 130 | 130 | 130
283 | SIM GIDEON STG 2 |  | GIDEON_GIDEONG2 | BASTROP | GAS-ST | SOUTH | 1968 | 135 | 135 | 135 | 135 | 135 | 135 | 135 | 135 | 135 | 135
284 | SIM GIDEON STG 3 |  | GIDEON_GIDEONG3 | BASTROP | GAS-ST | SOUTH | 1972 | 336 | 336 | 336 | 336 | 336 | 336 | 336 | 336 | 336 | 336
285 | SKY GLOBAL POWER ONE IC A |  | SKY1_SKY1A | COLORADO | GAS-IC | SOUTH | 2016 | 26.7 | 26.7 | 26.7 | 26.7 | 26.7 | 26.7 | 26.7 | 26.7 | 26.7 | 26.7
286 | SKY GLOBAL POWER ONE IC B |  | SKY1_SKY1B | COLORADO | GAS-IC | SOUTH | 2016 | 26.7 | 26.7 | 26.7 | 26.7 | 26.7 | 26.7 | 26.7 | 26.7 | 26.7 | 26.7
287 | STRYKER CREEK STG 1 |  | SCSES_UNIT1A | CHEROKEE | GAS-ST | NORTH | 1958 | 167 | 167 | 167 | 167 | 167 | 167 | 167 | 167 | 167 | 167
288 | STRYKER CREEK STG 2 |  | SCSES_UNIT2 | CHEROKEE | GAS-ST | NORTH | 1965 | 502 | 502 | 502 | 502 | 502 | 502 | 502 | 502 | 502 | 502
289 | T H WHARTON CTG 1 |  | THW_THWGT_1 | HARRIS | GAS-GT | HOUSTON | 1967 | 14 | 14 | 14 | 14 | 14 | 14 | 14 | 14 | 14 | 14
290 | T H WHARTON POWER CTG 31 |  | THW_THWGT31 | HARRIS | GAS-CC | HOUSTON | 1972 | 54 | 54 | 54 | 54 | 54 | 54 | 54 | 54 | 54 | 54
291 | T H WHARTON POWER CTG 32 |  | THW_THWGT32 | HARRIS | GAS-CC | HOUSTON | 1972 | 54 | 54 | 54 | 54 | 54 | 54 | 54 | 54 | 54 | 54
292 | T H WHARTON POWER CTG 33 |  | THW_THWGT33 | HARRIS | GAS-CC | HOUSTON | 1972 | 54 | 54 | 54 | 54 | 54 | 54 | 54 | 54 | 54 | 54
293 | T H WHARTON POWER CTG 34 |  | THW_THWGT34 | HARRIS | GAS-CC | HOUSTON | 1972 | 54 | 54 | 54 | 54 | 54 | 54 | 54 | 54 | 54 | 54
294 | T H WHARTON POWER CTG 41 |  | THW_THWGT41 | HARRIS | GAS-CC | HOUSTON | 1972 | 54 | 54 | 54 | 54 | 54 | 54 | 54 | 54 | 54 | 54
295 | T H WHARTON POWER CTG 42 |  | THW_THWGT42 | HARRIS | GAS-CC | HOUSTON | 1972 | 54 | 54 | 54 | 54 | 54 | 54 | 54 | 54 | 54 | 54
296 | T H WHARTON POWER CTG 43 |  | THW_THWGT43 | HARRIS | GAS-CC | HOUSTON | 1974 | 54 | 54 | 54 | 54 | 54 | 54 | 54 | 54 | 54 | 54
297 | T H WHARTON POWER CTG 44 |  | THW_THWGT44 | HARRIS | GAS-CC | HOUSTON | 1974 | 54 | 54 | 54 | 54 | 54 | 54 | 54 | 54 | 54 | 54
298 | T H WHARTON POWER CTG 51 |  | THW_THWGT51 | HARRIS | GAS-GT | HOUSTON | 1975 | 56 | 56 | 56 | 56 | 56 | 56 | 56 | 56 | 56 | 56
299 | T H WHARTON POWER CTG 52 |  | THW_THWGT52 | HARRIS | GAS-GT | HOUSTON | 1975 | 56 | 56 | 56 | 56 | 56 | 56 | 56 | 56 | 56 | 56
300 | T H WHARTON POWER CTG 53 |  | THW_THWGT53 | HARRIS | GAS-GT | HOUSTON | 1975 | 56 | 56 | 56 | 56 | 56 | 56 | 56 | 56 | 56 | 56
301 | T H WHARTON POWER CTG 54 |  | THW_THWGT54 | HARRIS | GAS-GT | HOUSTON | 1975 | 56 | 56 | 56 | 56 | 56 | 56 | 56 | 56 | 56 | 56
302 | T H WHARTON POWER CTG 55 |  | THW_THWGT55 | HARRIS | GAS-GT | HOUSTON | 1975 | 56 | 56 | 56 | 56 | 56 | 56 | 56 | 56 | 56 | 56
303 | T H WHARTON POWER CTG 56 |  | THW_THWGT56 | HARRIS | GAS-GT | HOUSTON | 1975 | 56 | 56 | 56 | 56 | 56 | 56 | 56 | 56 | 56 | 56
304 | T H WHARTON POWER STG 3 |  | THW_THWST_3 | HARRIS | GAS-CC | HOUSTON | 1974 | 110 | 110 | 110 | 110 | 110 | 110 | 110 | 110 | 110 | 110
305 | T H WHARTON POWER STG 4 |  | THW_THWST_4 | HARRIS | GAS-CC | HOUSTON | 1974 | 110 | 110 | 110 | 110 | 110 | 110 | 110 | 110 | 110 | 110
306 | TEXAS CITY POWER CTG A |  | TXCTY_CTA | GALVESTON | GAS-CC | HOUSTON | 2000 | 80.3 | 80.3 | 80.3 | 80.3 | 80.3 | 80.3 | 80.3 | 80.3 | 80.3 | 80.3
307 | TEXAS CITY POWER CTG B |  | TXCTY_CTB | GALVESTON | GAS-CC | HOUSTON | 2000 | 80.3 | 80.3 | 80.3 | 80.3 | 80.3 | 80.3 | 80.3 | 80.3 | 80.3 | 80.3
308 | TEXAS CITY POWER CTG C |  | TXCTY_CTC | GALVESTON | GAS-CC | HOUSTON | 2000 | 80.3 | 80.3 | 80.3 | 80.3 | 80.3 | 80.3 | 80.3 | 80.3 | 80.3 | 80.3
309 | TEXAS CITY POWER STG |  | TXCTY_ST | GALVESTON | GAS-CC | HOUSTON | 2000 | 124.9 | 124.9 | 124.9 | 124.9 | 124.9 | 124.9 | 124.9 | 124.9 | 124.9 | 124.9
310 | TRINIDAD STG 6 |  | TRSES_UNIT6 | HENDERSON | GAS-ST | NORTH | 1965 | 235 | 235 | 235 | 235 | 235 | 235 | 235 | 235 | 235 | 235
311 | V H BRAUNIG CTG 5 |  | BRAUNIG_VHB6CT5 | BEXAR | GAS-GT | SOUTH | 2009 | 48 | 48 | 48 | 48 | 48 | 48 | 48 | 48 | 48 | 48
312 | V H BRAUNIG CTG 6 |  | BRAUNIG_VHB6CT6 | BEXAR | GAS-GT | SOUTH | 2009 | 48 | 48 | 48 | 48 | 48 | 48 | 48 | 48 | 48 | 48
313 | V H BRAUNIG CTG 7 |  | BRAUNIG_VHB6CT7 | BEXAR | GAS-GT | SOUTH | 2009 | 48 | 48 | 48 | 48 | 48 | 48 | 48 | 48 | 48 | 48
314 | V H BRAUNIG CTG 8 |  | BRAUNIG_VHB6CT8 | BEXAR | GAS-GT | SOUTH | 2009 | 47 | 47 | 47 | 47 | 47 | 47 | 47 | 47 | 47 | 47
315 | V H BRAUNIG STG 1 |  | BRAUNIG_VHB1 | BEXAR | GAS-ST | SOUTH | 1966 | 217 | 217 | 217 | 217 | 217 | 217 | 217 | 217 | 217 | 217
316 | V H BRAUNIG STG 2 |  | BRAUNIG_VHB2 | BEXAR | GAS-ST | SOUTH | 1968 | 230 | 230 | 230 | 230 | 230 | 230 | 230 | 230 | 230 | 230
317 | V H BRAUNIG STG 3 |  | BRAUNIG_VHB3 | BEXAR | GAS-ST | SOUTH | 1970 | 412 | 412 | 412 | 412 | 412 | 412 | 412 | 412 | 412 | 412
318 | VICTORIA CITY (CITYVICT) CTG 1 |  | CITYVICT_CTG01 | VICTORIA | GAS-GT | SOUTH | 2020 | 44 | 44 | 44 | 44 | 44 | 44 | 44 | 44 | 44 | 44
319 | VICTORIA CITY (CITYVICT) CTG 2 |  | CITYVICT_CTG02 | VICTORIA | GAS-GT | SOUTH | 2020 | 44 | 44 | 44 | 44 | 44 | 44 | 44 | 44 | 44 | 44
320 | VICTORIA PORT (VICTPORT) CTG 1 |  | VICTPORT_CTG01 | VICTORIA | GAS-GT | SOUTH | 2019 | 44 | 44 | 44 | 44 | 44 | 44 | 44 | 44 | 44 | 44
321 | VICTORIA PORT (VICTPORT) CTG 2 |  | VICTPORT_CTG02 | VICTORIA | GAS-GT | SOUTH | 2019 | 44 | 44 | 44 | 44 | 44 | 44 | 44 | 44 | 44 | 44
322 | VICTORIA POWER CTG 6 |  | VICTORIA_VICTORG6 | VICTORIA | GAS-CC | SOUTH | 2009 | 160 | 160 | 160 | 160 | 160 | 160 | 160 | 160 | 160 | 160
323 | VICTORIA POWER STG 5 |  | VICTORIA_VICTORG5 | VICTORIA | GAS-CC | SOUTH | 2009 | 125 | 125 | 125 | 125 | 125 | 125 | 125 | 125 | 125 | 125
324 | W A PARISH CTG 1 |  | WAP_WAPGT_1 | FORT BEND | GAS-GT | HOUSTON | 1967 | 13 | 13 | 13 | 13 | 13 | 13 | 13 | 13 | 13 | 13
325 | W A PARISH STG 1 |  | WAP_WAP_G1 | FORT BEND | GAS-ST | HOUSTON | 1958 | 169 | 169 | 169 | 169 | 169 | 169 | 169 | 169 | 169 | 169
326 | W A PARISH STG 2 |  | WAP_WAP_G2 | FORT BEND | GAS-ST | HOUSTON | 1958 | 169 | 169 | 169 | 169 | 169 | 169 | 169 | 169 | 169 | 169
327 | W A PARISH STG 3 |  | WAP_WAP_G3 | FORT BEND | GAS-ST | HOUSTON | 1961 | 240 | 240 | 240 | 240 | 240 | 240 | 240 | 240 | 240 | 240
328 | W A PARISH STG 4 |  | WAP_WAP_G4 | FORT BEND | GAS-ST | HOUSTON | 1968 | 527 | 527 | 527 | 527 | 527 | 527 | 527 | 527 | 527 | 527
329 | WICHITA FALLS CTG 1 |  | WFCOGEN_UNIT1 | WICHITA | GAS-CC | WEST | 1987 | 20 | 20 | 20 | 20 | 20 | 20 | 20 | 20 | 20 | 20
330 | WICHITA FALLS CTG 2 |  | WFCOGEN_UNIT2 | WICHITA | GAS-CC | WEST | 1987 | 20 | 20 | 20 | 20 | 20 | 20 | 20 | 20 | 20 | 20
331 | WICHITA FALLS CTG 3 |  | WFCOGEN_UNIT3 | WICHITA | GAS-CC | WEST | 1987 | 20 | 20 | 20 | 20 | 20 | 20 | 20 | 20 | 20 | 20
332 | WICHITA FALLS STG 4 |  | WFCOGEN_UNIT4 | WICHITA | GAS-CC | WEST | 1987 | 17 | 17 | 17 | 17 | 17 | 17 | 17 | 17 | 17 | 17
333 | WINCHESTER POWER PARK CTG 1 |  | WIPOPA_WPP_G1 | FAYETTE | GAS-GT | SOUTH | 2009 | 44 | 44 | 44 | 44 | 44 | 44 | 44 | 44 | 44 | 44
334 | WINCHESTER POWER PARK CTG 2 |  | WIPOPA_WPP_G2 | FAYETTE | GAS-GT | SOUTH | 2009 | 44 | 44 | 44 | 44 | 44 | 44 | 44 | 44 | 44 | 44
335 | WINCHESTER POWER PARK CTG 3 |  | WIPOPA_WPP_G3 | FAYETTE | GAS-GT | SOUTH | 2009 | 44 | 44 | 44 | 44 | 44 | 44 | 44 | 44 | 44 | 44
336 | WINCHESTER POWER PARK CTG 4 |  | WIPOPA_WPP_G4 | FAYETTE | GAS-GT | SOUTH | 2009 | 44 | 44 | 44 | 44 | 44 | 44 | 44 | 44 | 44 | 44
337 | WISE-TRACTEBEL POWER CTG 1 | 20INR0286 | WCPP_CT1 | WISE | GAS-CC | NORTH | 2004 | 241.4 | 241.4 | 241.4 | 241.4 | 241.4 | 241.4 | 241.4 | 241.4 | 241.4 | 241.4
338 | WISE-TRACTEBEL POWER CTG 2 | 20INR0286 | WCPP_CT2 | WISE | GAS-CC | NORTH | 2004 | 241.4 | 241.4 | 241.4 | 241.4 | 241.4 | 241.4 | 241.4 | 241.4 | 241.4 | 241.4
339 | WISE-TRACTEBEL POWER STG 1 | 20INR0286 | WCPP_ST1 | WISE | GAS-CC | NORTH | 2004 | 298 | 298 | 298 | 298 | 298 | 298 | 298 | 298 | 298 | 298
340 | WOLF HOLLOW 2 CTG 4 | 18INR0076 | WHCCS2_CT4 | HOOD | GAS-CC | NORTH | 2017 | 327.8 | 327.8 | 327.8 | 327.8 | 327.8 | 327.8 | 327.8 | 327.8 | 327.8 | 327.8
341 | WOLF HOLLOW 2 CTG 5 | 18INR0076 | WHCCS2_CT5 | HOOD | GAS-CC | NORTH | 2017 | 329.3 | 329.3 | 329.3 | 329.3 | 329.3 | 329.3 | 329.3 | 329.3 | 329.3 | 329.3
342 | WOLF HOLLOW 2 STG 6 | 18INR0076 | WHCCS2_STG6 | HOOD | GAS-CC | NORTH | 2017 | 458.3 | 458.3 | 458.3 | 458.3 | 458.3 | 458.3 | 458.3 | 458.3 | 458.3 | 458.3
343 | WOLF HOLLOW POWER CTG 1 |  | WHCCS_CT1 | HOOD | GAS-CC | NORTH | 2002 | 238.5 | 238.5 | 238.5 | 238.5 | 238.5 | 238.5 | 238.5 | 238.5 | 238.5 | 238.5
344 | WOLF HOLLOW POWER CTG 2 |  | WHCCS_CT2 | HOOD | GAS-CC | NORTH | 2002 | 230.5 | 230.5 | 230.5 | 230.5 | 230.5 | 230.5 | 230.5 | 230.5 | 230.5 | 230.5
345 | WOLF HOLLOW POWER STG |  | WHCCS_STG | HOOD | GAS-CC | NORTH | 2002 | 268 | 268 | 268 | 268 | 268 | 268 | 268 | 268 | 268 | 268
346 | Operational Capacity Total (Nuclear, Coal, Gas, Biomass) | [6 empty] | 63830.1 | 63830.1 | 63830.1 | 63830.1 | 63830.1 | 63830.1 | 63830.1 | 63830.1 | 63830.1 | 63830.1
347
348 | Operational Resources (Hydro)
349 | AMISTAD HYDRO 1 |  | AMISTAD_AMISTAG1 | VAL VERDE | HYDRO | WEST | 1983 | 37.9 | 37.9 | 37.9 | 37.9 | 37.9 | 37.9 | 37.9 | 37.9 | 37.9 | 37.9
350 | AMISTAD HYDRO 2 |  | AMISTAD_AMISTAG2 | VAL VERDE | HYDRO | WEST | 1983 | 37.9 | 37.9 | 37.9 | 37.9 | 37.9 | 37.9 | 37.9 | 37.9 | 37.9 | 37.9
351 | AUSTIN HYDRO 1 |  | AUSTPL_AUSTING1 | TRAVIS | HYDRO | SOUTH | 1940 | 8 | 8 | 8 | 8 | 8 | 8 | 8 | 8 | 8 | 8
352 | AUSTIN HYDRO 2 |  | AUSTPL_AUSTING2 | TRAVIS | HYDRO | SOUTH | 1940 | 9 | 9 | 9 | 9 | 9 | 9 | 9 | 9 | 9 | 9
353 | BUCHANAN HYDRO 1 |  | BUCHAN_BUCHANG1 | LLANO | HYDRO | SOUTH | 1938 | 16 | 16 | 16 | 16 | 16 | 16 | 16 | 16 | 16 | 16
354 | BUCHANAN HYDRO 2 |  | BUCHAN_BUCHANG2 | LLANO | HYDRO | SOUTH | 1938 | 16 | 16 | 16 | 16 | 16 | 16 | 16 | 16 | 16 | 16
355 | BUCHANAN HYDRO 3 |  | BUCHAN_BUCHANG3 | LLANO | HYDRO | SOUTH | 1950 | 17 | 17 | 17 | 17 | 17 | 17 | 17 | 17 | 17 | 17
356 | DENISON DAM 1 |  | DNDAM_DENISOG1 | GRAYSON | HYDRO | NORTH | 1944 | 40 | 40 | 40 | 40 | 40 | 40 | 40 | 40 | 40 | 40
357 | DENISON DAM 2 |  | DNDAM_DENISOG2 | GRAYSON | HYDRO | NORTH | 1948 | 40 | 40 | 40 | 40 | 40 | 40 | 40 | 40 | 40 | 40
358 | EAGLE PASS HYDRO |  | EAGLE_HY_EAGLE_HY1 | MAVERICK | HYDRO | SOUTH | 2005 | 9.6 | 9.6 | 9.6 | 9.6 | 9.6 | 9.6 | 9.6 | 9.6 | 9.6 | 9.6
359 | FALCON HYDRO 1 |  | FALCON_FALCONG1 | STARR | HYDRO | SOUTH | 1954 | 12 | 12 | 12 | 12 | 12 | 12 | 12 | 12 | 12 | 12
360 | FALCON HYDRO 2 |  | FALCON_FALCONG2 | STARR | HYDRO | SOUTH | 1954 | 12 | 12 | 12 | 12 | 12 | 12 | 12 | 12 | 12 | 12
361 | FALCON HYDRO 3 |  | FALCON_FALCONG3 | STARR | HYDRO | SOUTH | 1954 | 12 | 12 | 12 | 12 | 12 | 12 | 12 | 12 | 12 | 12
362 | GRANITE SHOALS HYDRO 1 |  | WIRTZ_WIRTZ_G1 | BURNET | HYDRO | SOUTH | 1951 | 29 | 29 | 29 | 29 | 29 | 29 | 29 | 29 | 29 | 29
363 | GRANITE SHOALS HYDRO 2 |  | WIRTZ_WIRTZ_G2 | BURNET | HYDRO | SOUTH | 1951 | 29 | 29 | 29 | 29 | 29 | 29 | 29 | 29 | 29 | 29
364 | GUADALUPE BLANCO RIVER AUTH-CANYON |  | CANYHY_CANYHYG1 | COMAL | HYDRO | SOUTH | 1989 | 6 | 6 | 6 | 6 | 6 | 6 | 6 | 6 | 6 | 6
365 | INKS HYDRO 1 |  | INKSDA_INKS_G1 | LLANO | HYDRO | SOUTH | 1938 | 14 | 14 | 14 | 14 | 14 | 14 | 14 | 14 | 14 | 14
366 | MARBLE FALLS HYDRO 1 |  | MARBFA_MARBFAG1 | BURNET | HYDRO | SOUTH | 1951 | 21 | 21 | 21 | 21 | 21 | 21 | 21 | 21 | 21 | 21
367 | MARBLE FALLS HYDRO 2 |  | MARBFA_MARBFAG2 | BURNET | HYDRO | SOUTH | 1951 | 20 | 20 | 20 | 20 | 20 | 20 | 20 | 20 | 20 | 20
368 | MARSHALL FORD HYDRO 1 |  | MARSFO_MARSFOG1 | TRAVIS | HYDRO | SOUTH | 1941 | 34 | 34 | 34 | 34 | 34 | 34 | 34 | 34 | 34 | 34
369 | MARSHALL FORD HYDRO 2 |  | MARSFO_MARSFOG2 | TRAVIS | HYDRO | SOUTH | 1941 | 36 | 36 | 36 | 36 | 36 | 36 | 36 | 36 | 36 | 36
370 | MARSHALL FORD HYDRO 3 |  | MARSFO_MARSFOG3 | TRAVIS | HYDRO | SOUTH | 1941 | 36 | 36 | 36 | 36 | 36 | 36 | 36 | 36 | 36 | 36
371 | WHITNEY DAM HYDRO |  | WND_WHITNEY1 | BOSQUE | HYDRO | NORTH | 1953 | 22 | 22 | 22 | 22 | 22 | 22 | 22 | 22 | 22 | 22
372 | WHITNEY DAM HYDRO 2 |  | WND_WHITNEY2 | BOSQUE | HYDRO | NORTH | 1953 | 22 | 22 | 22 | 22 | 22 | 22 | 22 | 22 | 22 | 22
373 | Operational Capacity Total (Hydro) | [6 empty] | 536.4 | 536.4 | 536.4 | 536.4 | 536.4 | 536.4 | 536.4 | 536.4 | 536.4 | 536.4
374 | Hydro Capacity Contribution (Top 20 Hours) |  | HYDRO_CAP_CONT |  |  |  |  | 462.1548 | 462.1548 | 462.1548 | 462.1548 | 462.1548 | 462.1548 | 462.1548 | 462.1548 | 462.1548 | 462.1548
375
376 | Operational Capacity Unavailable due to Extended Outage or Derate |  | OPERATION_UNAVAIL |  |  |  |  | -5.1695 | -5.1695 | -5.1695 | -5.1695 | -5.1695 | -5.1695 | -5.1695 | -5.1695 | -5.1695 | -5.1695
377 | Operational Capacity Total (Including Hydro) |  | OPERATION_TOTAL |  |  |  |  | 64287.0853 | 64287.0853 | 64287.0853 | 64287.0853 | 64287.0853 | 64287.0853 | 64287.0853 | 64287.0853 | 64287.0853 | 64287.0853
378
379 | Operational Resources (Switchable)
380 | ANTELOPE IC 1 |  | AEEC_ANTLP_1 | HALE | GAS-IC | PANHANDLE | 2016 | 54 | 54 | 54 | 54 | 54 | 54 | 54 | 54 | 54 | 54
381 | ANTELOPE IC 2 |  | AEEC_ANTLP_2 | HALE | GAS-IC | PANHANDLE | 2016 | 54 | 54 | 54 | 54 | 54 | 54 | 54 | 54 | 54 | 54
382 | ANTELOPE IC 3 |  | AEEC_ANTLP_3 | HALE | GAS-IC | PANHANDLE | 2016 | 54 | 54 | 54 | 54 | 54 | 54 | 54 | 54 | 54 | 54
383 | ELK STATION CTG 1 |  | AEEC_ELK_1 | HALE | GAS-GT | PANHANDLE | 2016 | 190 | 190 | 190 | 190 | 190 | 190 | 190 | 190 | 190 | 190
384 | ELK STATION CTG 2 |  | AEEC_ELK_2 | HALE | GAS-GT | PANHANDLE | 2016 | 190 | 190 | 190 | 190 | 190 | 190 | 190 | 190 | 190 | 190
385 | TENASKA FRONTIER STATION CTG 1 |  | FTR_FTR_G1 | GRIMES | GAS-CC | NORTH | 2000 | 160 | 160 | 160 | 160 | 160 | 160 | 160 | 160 | 160 | 160
386 | TENASKA FRONTIER STATION CTG 2 |  | FTR_FTR_G2 | GRIMES | GAS-CC | NORTH | 2000 | 160 | 160 | 160 | 160 | 160 | 160 | 160 | 160 | 160 | 160
387 | TENASKA FRONTIER STATION CTG 3 |  | FTR_FTR_G3 | GRIMES | GAS-CC | NORTH | 2000 | 160 | 160 | 160 | 160 | 160 | 160 | 160 | 160 | 160 | 160
388 | TENASKA FRONTIER STATION STG 4 |  | FTR_FTR_G4 | GRIMES | GAS-CC | NORTH | 2000 | 400 | 400 | 400 | 400 | 400 | 400 | 400 | 400 | 400 | 400
389 | TENASKA GATEWAY STATION CTG 1 |  | TGCCS_CT1 | RUSK | GAS-CC | NORTH | 2001 | 156 | 156 | 156 | 156 | 156 | 156 | 156 | 156 | 156 | 156
390 | TENASKA GATEWAY STATION CTG 2 |  | TGCCS_CT2 | RUSK | GAS-CC | NORTH | 2001 | 135 | 135 | 135 | 135 | 135 | 135 | 135 | 135 | 135 | 135
391 | TENASKA GATEWAY STATION CTG 3 |  | TGCCS_CT3 | RUSK | GAS-CC | NORTH | 2001 | 153 | 153 | 153 | 153 | 153 | 153 | 153 | 153 | 153 | 153
392 | TENASKA GATEWAY STATION STG 4 |  | TGCCS_UNIT4 | RUSK | GAS-CC | NORTH | 2001 | 402 | 402 | 402 | 402 | 402 | 402 | 402 | 402 | 402 | 402
393 | TENASKA KIAMICHI STATION 1CT101 |  | KMCHI_1CT101 | FANNIN | GAS-CC | NORTH | 2003 | 151 | 151 | 151 | 151 | 151 | 151 | 151 | 151 | 151 | 151
394 | TENASKA KIAMICHI STATION 1CT201 |  | KMCHI_1CT201 | FANNIN | GAS-CC | NORTH | 2003 | 148 | 148 | 148 | 148 | 148 | 148 | 148 | 148 | 148 | 148
395 | TENASKA KIAMICHI STATION 1ST |  | KMCHI_1ST | FANNIN | GAS-CC | NORTH | 2003 | 310 | 310 | 310 | 310 | 310 | 310 | 310 | 310 | 310 | 310
396 | TENASKA KIAMICHI STATION 2CT101 |  | KMCHI_2CT101 | FANNIN | GAS-CC | NORTH | 2003 | 150 | 150 | 150 | 150 | 150 | 150 | 150 | 150 | 150 | 150
397 | TENASKA KIAMICHI STATION 2CT201 |  | KMCHI_2CT201 | FANNIN | GAS-CC | NORTH | 2003 | 152 | 152 | 152 | 152 | 152 | 152 | 152 | 152 | 152 | 152
398 | TENASKA KIAMICHI STATION 2ST |  | KMCHI_2ST | FANNIN | GAS-CC | NORTH | 2003 | 311 | 311 | 311 | 311 | 311 | 311 | 311 | 311 | 311 | 311
399 | Switchable Capacity Total | [6 empty] | 3490 | 3490 | 3490 | 3490 | 3490 | 3490 | 3490 | 3490 | 3490 | 3490
400
401 | Switchable Capacity Unavailable to ERCOT
402 | ANTELOPE IC 1 |  | AEEC_ANTLP_1_UNAVAIL | HALE | GAS-IC | PANHANDLE | 2017 | -54 | -54 | -54 | -54 | -54 | -54 | -54 | -54 | -54 | -54
403 | ANTELOPE IC 2 |  | AEEC_ANTLP_2_UNAVAIL | HALE | GAS-IC | PANHANDLE | 2017 | -54 | -54 | -54 | -54 | -54 | -54 | -54 | -54 | -54 | -54
404 | ANTELOPE IC 3 |  | AEEC_ANTLP_3_UNAVAIL | HALE | GAS-IC | PANHANDLE | 2017 | -54 | -54 | -54 | -54 | -54 | -54 | -54 | -54 | -54 | -54
405 | ELK STATION CTG 1 |  | AEEC_ELK_1_UNAVAIL | HALE | GAS-GT | PANHANDLE | 2017 | -190 | -190 | -190 | -190 | -190 | -190 | -190 | -190 | -190 | -190
406 | ELK STATION CTG 2 |  | AEEC_ELK_2_UNAVAIL | HALE | GAS-GT | PANHANDLE | 2017 | -190 | -190 | -190 | -190 | -190 | -190 | -190 | -190 | -190 | -190
407 | Switchable Capacity Unavailable to ERCOT Total | [6 empty] | -542 | -542 | -542 | -542 | -542 | -542 | -542 | -542 | -542 | -542
408
409 | Available Mothball Capacity based on Owner's Return Probability |  | MOTH_AVAIL |  |  |  |  | 588 | 588 | 588 | 588 | 588 | 588 | 588 | 588 | 588 | 588
410
411 | Private-Use Network Capacity Contribution (Top 20 Hours) |  | PUN_CAP_CONT |  | GAS |  |  | 3294.7392 | 3294.7392 | 3294.7392 | 3294.7392 | 3294.7392 | 3294.7392 | 3294.7392 | 3294.7392 | 3294.7392 | 3294.7392
412 | Private-Use Network Forecast Adjustment (per Protocol 10.3.2.4) |  | PUN_CAP_ADJUST |  | GAS |  |  | -37 | -82 | -129 | -126 | -123 | -120 | -122 | -119 | -116 | -113
413
414 | Operational Resources (Wind)
415 | BAFFIN WIND UNIT1 |  | BAFFIN_UNIT1 | KENEDY | WIND-C | COASTAL | 2016 | 100 | 100 | 100 | 100 | 100 | 100 | 100 | 100 | 100 | 100
416 | BAFFIN WIND UNIT2 |  | BAFFIN_UNIT2 | KENEDY | WIND-C | COASTAL | 2016 | 102 | 102 | 102 | 102 | 102 | 102 | 102 | 102 | 102 | 102
417 | BRUENNING'S BREEZE A |  | BBREEZE_UNIT1 | WILLACY | WIND-C | COASTAL | 2017 | 120 | 120 | 120 | 120 | 120 | 120 | 120 | 120 | 120 | 120
418 | BRUENNING'S BREEZE B |  | BBREEZE_UNIT2 | WILLACY | WIND-C | COASTAL | 2017 | 108 | 108 | 108 | 108 | 108 | 108 | 108 | 108 | 108 | 108
419 | CAMERON COUNTY WIND |  | CAMWIND_UNIT1 | CAMERON | WIND-C | COASTAL | 2016 | 165 | 165 | 165 | 165 | 165 | 165 | 165 | 165 | 165 | 165
420 | CHAPMAN RANCH WIND IA (SANTA CRUZ) |  | SANTACRU_UNIT1 | NUECES | WIND-C | COASTAL | 2017 | 150.6 | 150.6 | 150.6 | 150.6 | 150.6 | 150.6 | 150.6 | 150.6 | 150.6 | 150.6
421 | CHAPMAN RANCH WIND IB (SANTA CRUZ) |  | SANTACRU_UNIT2 | NUECES | WIND-C | COASTAL | 2017 | 98.4 | 98.4 | 98.4 | 98.4 | 98.4 | 98.4 | 98.4 | 98.4 | 98.4 | 98.4
422 | GULF WIND I |  | TGW_T1 | KENEDY | WIND-C | COASTAL | 2009 | 141.6 | 141.6 | 141.6 | 141.6 | 141.6 | 141.6 | 141.6 | 141.6 | 141.6 | 141.6
423 | GULF WIND II |  | TGW_T2 | KENEDY | WIND-C | COASTAL | 2009 | 141.6 | 141.6 | 141.6 | 141.6 | 141.6 | 141.6 | 141.6 | 141.6 | 141.6 | 141.6
424 | KARANKAWA WIND 1A |  | KARAKAW1_UNIT1 | SAN PATRICIO | WIND-C | COASTAL | 2019 | 103.3 | 103.3 | 103.3 | 103.3 | 103.3 | 103.3 | 103.3 | 103.3 | 103.3 | 103.3
425 | KARANKAWA WIND 1B |  | KARAKAW1_UNIT2 | SAN PATRICIO | WIND-C | COASTAL | 2019 | 103.3 | 103.3 | 103.3 | 103.3 | 103.3 | 103.3 | 103.3 | 103.3 | 103.3 | 103.3
426 | KARANKAWA WIND 2 |  | KARAKAW2_UNIT3 | SAN PATRICIO | WIND-C | COASTAL | 2019 | 100.4 | 100.4 | 100.4 | 100.4 | 100.4 | 100.4 | 100.4 | 100.4 | 100.4 | 100.4
427 | LOS VIENTOS WIND I |  | LV1_LV1A | WILLACY | WIND-C | COASTAL | 2013 | 200.1 | 200.1 | 200.1 | 200.1 | 200.1 | 200.1 | 200.1 | 200.1 | 200.1 | 200.1
428 | LOS VIENTOS WIND II |  | LV2_LV2 | WILLACY | WIND-C | COASTAL | 2013 | 201.6 | 201.6 | 201.6 | 201.6 | 201.6 | 201.6 | 201.6 | 201.6 | 201.6 | 201.6
429 | MAGIC VALLEY WIND (REDFISH) 1A |  | REDFISH_MV1A | WILLACY | WIND-C | COASTAL | 2012 | 99.8 | 99.8 | 99.8 | 99.8 | 99.8 | 99.8 | 99.8 | 99.8 | 99.8 | 99.8
430 | MAGIC VALLEY WIND (REDFISH) 1B |  | REDFISH_MV1B | WILLACY | WIND-C | COASTAL | 2012 | 103.5 | 103.5 | 103.5 | 103.5 | 103.5 | 103.5 | 103.5 | 103.5 | 103.5 | 103.5
431 | MIDWAY WIND |  | MIDWIND_UNIT1 | SAN PATRICIO | WIND-C | COASTAL | 2019 | 162.8 | 162.8 | 162.8 | 162.8 | 162.8 | 162.8 | 162.8 | 162.8 | 162.8 | 162.8
432 | PALMAS ALTAS WIND |  | PALMWIND_UNIT1 | CAMERON | WIND-C | COASTAL | 2020 | 144.9 | 144.9 | 144.9 | 144.9 | 144.9 | 144.9 | 144.9 | 144.9 | 144.9 | 144.9
433 | PAPALOTE CREEK WIND |  | PAP1_PAP1 | SAN PATRICIO | WIND-C | COASTAL | 2009 | 179.9 | 179.9 | 179.9 | 179.9 | 179.9 | 179.9 | 179.9 | 179.9 | 179.9 | 179.9
434 | PAPALOTE CREEK WIND II |  | COTTON_PAP2 | SAN PATRICIO | WIND-C | COASTAL | 2010 | 200.1 | 200.1 | 200.1 | 200.1 | 200.1 | 200.1 | 200.1 | 200.1 | 200.1 | 200.1
435 | PENASCAL WIND 1 |  | PENA_UNIT1 | KENEDY | WIND-C | COASTAL | 2009 | 160.8 | 160.8 | 160.8 | 160.8 | 160.8 | 160.8 | 160.8 | 160.8 | 160.8 | 160.8
436 | PENASCAL WIND 2 |  | PENA_UNIT2 | KENEDY | WIND-C | COASTAL | 2009 | 141.6 | 141.6 | 141.6 | 141.6 | 141.6 | 141.6 | 141.6 | 141.6 | 141.6 | 141.6
437 | PENASCAL WIND 3 |  | PENA3_UNIT3 | KENEDY | WIND-C | COASTAL | 2011 | 100.8 | 100.8 | 100.8 | 100.8 | 100.8 | 100.8 | 100.8 | 100.8 | 100.8 | 100.8
438 | PEYTON CREEK WIND |  | PEY_UNIT1 | MATAGORDA | WIND-C | COASTAL | 2020 | 151.2 | 151.2 | 151.2 | 151.2 | 151.2 | 151.2 | 151.2 | 151.2 | 151.2 | 151.2
439 | SAN ROMAN WIND |  | SANROMAN_WIND_1 | CAMERON | WIND-C | COASTAL | 2017 | 95.2 | 95.2 | 95.2 | 95.2 | 95.2 | 95.2 | 95.2 | 95.2 | 95.2 | 95.2
440 | STELLA WIND |  | STELLA_UNIT1 | KENEDY | WIND-C | COASTAL | 2018 | 201 | 201 | 201 | 201 | 201 | 201 | 201 | 201 | 201 | 201
441 | BRISCOE WIND |  | BRISCOE_WIND | BRISCOE | WIND-P | PANHANDLE | 2015 | 149.8 | 149.8 | 149.8 | 149.8 | 149.8 | 149.8 | 149.8 | 149.8 | 149.8 | 149.8
442 | CANADIAN BREAKS WIND |  | CN_BRKS_UNIT_1 | OLDHAM | WIND-P | PANHANDLE | 2019 | 210.1 | 210.1 | 210.1 | 210.1 | 210.1 | 210.1 | 210.1 | 210.1 | 210.1 | 210.1
443 | COTTON PLAINS WIND |  | COTPLNS_COTTONPL | FLOYD | WIND-P | PANHANDLE | 2017 | 50.4 | 50.4 | 50.4 | 50.4 | 50.4 | 50.4 | 50.4 | 50.4 | 50.4 | 50.4
444 | DOUG COLBECK'S CORNER (CONWAY) B |  | GRANDVW1_COLB | CARSON | WIND-P | PANHANDLE | 2016 | 100.2 | 100.2 | 100.2 | 100.2 | 100.2 | 100.2 | 100.2 | 100.2 | 100.2 | 100.2
445 | DOUG COLBECK'S CORNER (CONWAY) A |  | GRANDVW1_COLA | CARSON | WIND-P | PANHANDLE | 2016 | 100.2 | 100.2 | 100.2 | 100.2 | 100.2 | 100.2 | 100.2 | 100.2 | 100.2 | 100.2
446 | FALVEZ ASTRA WIND |  | ASTRA_UNIT1 | RANDALL | WIND-P | PANHANDLE | 2017 | 163.2 | 163.2 | 163.2 | 163.2 | 163.2 | 163.2 | 163.2 | 163.2 | 163.2 | 163.2
447 | GRANDVIEW WIND 1 (CONWAY) GV1A |  | GRANDVW1_GV1A | CARSON | WIND-P | PANHANDLE | 2014 | 107.4 | 107.4 | 107.4 | 107.4 | 107.4 | 107.4 | 107.4 | 107.4 | 107.4 | 107.4
448 | GRANDVIEW WIND 1 (CONWAY) GV1B |  | GRANDVW1_GV1B | CARSON | WIND-P | PANHANDLE | 2014 | 103.8 | 103.8 | 103.8 | 103.8 | 103.8 | 103.8 | 103.8 | 103.8 | 103.8 | 103.8
449 | HEREFORD WIND G |  | HRFDWIND_WIND_G | DEAF SMITH | WIND-P | PANHANDLE | 2015 | 99.9 | 99.9 | 99.9 | 99.9 | 99.9 | 99.9 | 99.9 | 99.9 | 99.9 | 99.9
450 | HEREFORD WIND V |  | HRFDWIND_WIND_V | DEAF SMITH | WIND-P | PANHANDLE | 2015 | 100 | 100 | 100 | 100 | 100 | 100 | 100 | 100 | 100 | 100
451 | JUMBO ROAD WIND 1 |  | HRFDWIND_JRDWIND1 | DEAF SMITH | WIND-P | PANHANDLE | 2015 | 146.2 | 146.2 | 146.2 | 146.2 | 146.2 | 146.2 | 146.2 | 146.2 | 146.2 | 146.2
452 | JUMBO ROAD WIND 2 |  | HRFDWIND_JRDWIND2 | DEAF SMITH | WIND-P | PANHANDLE | 2015 | 153.6 | 153.6 | 153.6 | 153.6 | 153.6 | 153.6 | 153.6 | 153.6 | 153.6 | 153.6
453 | LONGHORN WIND NORTH U1 |  | LHORN_N_UNIT1 | FLOYD | WIND-P | PANHANDLE | 2015 | 100 | 100 | 100 | 100 | 100 | 100 | 100 | 100 | 100 | 100
454 | LONGHORN WIND NORTH U2 |  | LHORN_N_UNIT2 | FLOYD | WIND-P | PANHANDLE | 2015 | 100 | 100 | 100 | 100 | 100 | 100 | 100 | 100 | 100 | 100
455 | MARIAH DEL NORTE 1 |  | MARIAH_NORTE1 | PARMER | WIND-P | PANHANDLE | 2017 | 115.2 | 115.2 | 115.2 | 115.2 | 115.2 | 115.2 | 115.2 | 115.2 | 115.2 | 115.2
456 | MARIAH DEL NORTE 2 |  | MARIAH_NORTE2 | PARMER | WIND-P | PANHANDLE | 2017 | 115.2 | 115.2 | 115.2 | 115.2 | 115.2 | 115.2 | 115.2 | 115.2 | 115.2 | 115.2
457 | MCADOO WIND |  | MWEC_G1 | DICKENS | WIND-P | PANHANDLE | 2008 | 150 | 150 | 150 | 150 | 150 | 150 | 150 | 150 | 150 | 150
458 | MIAMI WIND G1 |  | MIAM1_G1 | GRAY | WIND-P | PANHANDLE | 2014 | 144.3 | 144.3 | 144.3 | 144.3 | 144.3 | 144.3 | 144.3 | 144.3 | 144.3 | 144.3
459 | MIAMI WIND G2 |  | MIAM1_G2 | GRAY | WIND-P | PANHANDLE | 2014 | 144.3 | 144.3 | 144.3 | 144.3 | 144.3 | 144.3 | 144.3 | 144.3 | 144.3 | 144.3
460 | OLD SETTLER WIND |  | COTPLNS_OLDSETLR | FLOYD | WIND-P | PANHANDLE | 2017 | 151.2 | 151.2 | 151.2 | 151.2 | 151.2 | 151.2 | 151.2 | 151.2 | 151.2 | 151.2
461 | PANHANDLE WIND 1 U1 |  | PH1_UNIT1 | CARSON | WIND-P | PANHANDLE | 2014 | 109.2 | 109.2 | 109.2 | 109.2 | 109.2 | 109.2 | 109.2 | 109.2 | 109.2 | 109.2
462 | PANHANDLE WIND 1 U2 |  | PH1_UNIT2 | CARSON | WIND-P | PANHANDLE | 2014 | 109.2 | 109.2 | 109.2 | 109.2 | 109.2 | 109.2 | 109.2 | 109.2 | 109.2 | 109.2
463 | PANHANDLE WIND 2 U1 |  | PH2_UNIT1 | CARSON | WIND-P | PANHANDLE | 2014 | 94.2 | 94.2 | 94.2 | 94.2 | 94.2 | 94.2 | 94.2 | 94.2 | 94.2 | 94.2
464 | PANHANDLE WIND 2 U2 |  | PH2_UNIT2 | CARSON | WIND-P | PANHANDLE | 2014 | 96.6 | 96.6 | 96.6 | 96.6 | 96.6 | 96.6 | 96.6 | 96.6 | 96.6 | 96.6
465 | ROUTE 66 WIND |  | ROUTE_66_WIND1 | CARSON | WIND-P | PANHANDLE | 2015 | 150 | 150 | 150 | 150 | 150 | 150 | 150 | 150 | 150 | 150
466 | SALT FORK 1 WIND U1 |  | SALTFORK_UNIT1 | DONLEY | WIND-P | PANHANDLE | 2017 | 64 | 64 | 64 | 64 | 64 | 64 | 64 | 64 | 64 | 64
467 | SALT FORK 1 WIND U2 |  | SALTFORK_UNIT2 | DONLEY | WIND-P | PANHANDLE | 2017 | 110 | 110 | 110 | 110 | 110 | 110 | 110 | 110 | 110 | 110
468 | SOUTH PLAINS WIND 1 U1 |  | SPLAIN1_WIND1 | FLOYD | WIND-P | PANHANDLE | 2015 | 102 | 102 | 102 | 102 | 102 | 102 | 102 | 102 | 102 | 102
469 | SOUTH PLAINS WIND 1 U2 |  | SPLAIN1_WIND2 | FLOYD | WIND-P | PANHANDLE | 2015 | 98 | 98 | 98 | 98 | 98 | 98 | 98 | 98 | 98 | 98
470 | SOUTH PLAINS WIND 2 U1 |  | SPLAIN2_WIND21 | FLOYD | WIND-P | PANHANDLE | 2016 | 148.5 | 148.5 | 148.5 | 148.5 | 148.5 | 148.5 | 148.5 | 148.5 | 148.5 | 148.5
471 | SOUTH PLAINS WIND 2 U2 |  | SPLAIN2_WIND22 | FLOYD | WIND-P | PANHANDLE | 2016 | 151.8 | 151.8 | 151.8 | 151.8 | 151.8 | 151.8 | 151.8 | 151.8 | 151.8 | 151.8
472 | SPINNING SPUR WIND TWO A |  | SSPURTWO_WIND_1 | OLDHAM | WIND-P | PANHANDLE | 2014 | 161 | 161 | 161 | 161 | 161 | 161 | 161 | 161 | 161 | 161
473 | SPINNING SPUR WIND TWO B |  | SSPURTWO_SS3WIND2 | OLDHAM | WIND-P | PANHANDLE | 2015 | 98 | 98 | 98 | 98 | 98 | 98 | 98 | 98 | 98 | 98
474 | SPINNING SPUR WIND TWO C |  | SSPURTWO_SS3WIND1 | OLDHAM | WIND-P | PANHANDLE | 2015 | 96 | 96 | 96 | 96 | 96 | 96 | 96 | 96 | 96 | 96
475 | WAKE WIND 1 |  | WAKEWE_G1 | DICKENS | WIND-P | PANHANDLE | 2016 | 114.9 | 114.9 | 114.9 | 114.9 | 114.9 | 114.9 | 114.9 | 114.9 | 114.9 | 114.9
476 | WAKE WIND 2 |  | WAKEWE_G2 | DICKENS | WIND-P | PANHANDLE | 2016 | 142.3 | 142.3 | 142.3 | 142.3 | 142.3 | 142.3 | 142.3 | 142.3 | 142.3 | 142.3
477 | WHIRLWIND ENERGY |  | WEC_WECG1 | FLOYD | WIND-P | PANHANDLE | 2007 | 57 | 57 | 57 | 57 | 57 | 57 | 57 | 57 | 57 | 57
478 | AMADEUS WIND 1 U1 |  | AMADEUS1_UNIT1 | FISHER | WIND-O | WEST | 2021 | 36.7 | 36.7 | 36.7 | 36.7 | 36.7 | 36.7 | 36.7 | 36.7 | 36.7 | 36.7
479 | AMADEUS WIND 1 U2 |  | AMADEUS1_UNIT2 | FISHER | WIND-O | WEST | 2021 | 35.8 | 35.8 | 35.8 | 35.8 | 35.8 | 35.8 | 35.8 | 35.8 | 35.8 | 35.8
480 | AMADEUS WIND 2 U1 |  | AMADEUS2_UNIT3 | FISHER | WIND-O | WEST | 2021 | 177.7 | 177.7 | 177.7 | 177.7 | 177.7 | 177.7 | 177.7 | 177.7 | 177.7 | 177.7
481 | ANACACHO WIND |  | ANACACHO_ANA | KINNEY | WIND-O | SOUTH | 2012 | 99.8 | 99.8 | 99.8 | 99.8 | 99.8 | 99.8 | 99.8 | 99.8 | 99.8 | 99.8
482 | BARTON CHAPEL WIND |  | BRTSW_BCW1 | JACK | WIND-O | NORTH | 2007 | 120 | 120 | 120 | 120 | 120 | 120 | 120 | 120 | 120 | 120
483 | BLUE SUMMIT WIND 1 A | 18INR0072 | BLSUMMIT_BLSMT1_5 | WILBARGER | WIND-O | WEST | 2013 | 8.8 | 8.8 | 8.8 | 8.8 | 8.8 | 8.8 | 8.8 | 8.8 | 8.8 | 8.8
484 | BLUE SUMMIT WIND 1 B | 18INR0072 | BLSUMMIT_BLSMT1_6 | WILBARGER | WIND-O | WEST | 2013 | 124.3 | 124.3 | 124.3 | 124.3 | 124.3 | 124.3 | 124.3 | 124.3 | 124.3 | 124.3
485 | BLUE SUMMIT WIND 2 A |  | BLSUMMIT_UNIT2_25 | WILBARGER | WIND-O | WEST | 2020 | 89.7 | 89.7 | 89.7 | 89.7 | 89.7 | 89.7 | 89.7 | 89.7 | 89.7 | 89.7
486 | BLUE SUMMIT WIND 2 B |  | BLSUMMIT_UNIT2_17 | WILBARGER | WIND-O | WEST | 2020 | 6.7 | 6.7 | 6.7 | 6.7 | 6.7 | 6.7 | 6.7 | 6.7 | 6.7 | 6.7
487 | BLUE SUMMIT WIND 3 A |  | BLSUMIT3_UNIT_17 | WILBARGER | WIND-O | WEST | 2020 | 13.4 | 13.4 | 13.4 | 13.4 | 13.4 | 13.4 | 13.4 | 13.4 | 13.4 | 13.4
488 | BLUE SUMMIT WIND 3 B |  | BLSUMIT3_UNIT_25 | WILBARGER | WIND-O | WEST | 2020 | 182.4 | 182.4 | 182.4 | 182.4 | 182.4 | 182.4 | 182.4 | 182.4 | 182.4 | 182.4
489 | BOBCAT BLUFF WIND |  | BCATWIND_WIND_1 | ARCHER | WIND-O | WEST | 2020 | 162 | 162 | 162 | 162 | 162 | 162 | 162 | 162 | 162 | 162
490 | BUCKTHORN WIND 1 A |  | BUCKTHRN_UNIT1 | ERATH | WIND-O | NORTH | 2017 | 44.9 | 44.9 | 44.9 | 44.9 | 44.9 | 44.9 | 44.9 | 44.9 | 44.9 | 44.9
491 | BUCKTHORN WIND 1 B |  | BUCKTHRN_UNIT2 | ERATH | WIND-O | NORTH | 2017 | 55.7 | 55.7 | 55.7 | 55.7 | 55.7 | 55.7 | 55.7 | 55.7 | 55.7 | 55.7
492 | BUFFALO GAP WIND 1 |  | BUFF_GAP_UNIT1 | TAYLOR | WIND-O | WEST | 2006 | 120.6 | 120.6 | 120.6 | 120.6 | 120.6 | 120.6 | 120.6 | 120.6 | 120.6 | 120.6
493 | BUFFALO GAP WIND 2_1 |  | BUFF_GAP_UNIT2_1 | TAYLOR | WIND-O | WEST | 2007 | 115.5 | 115.5 | 115.5 | 115.5 | 115.5 | 115.5 | 115.5 | 115.5 | 115.5 | 115.5
494 | BUFFALO GAP WIND 2_2 |  | BUFF_GAP_UNIT2_2 | TAYLOR | WIND-O | WEST | 2007 | 117 | 117 | 117 | 117 | 117 | 117 | 117 | 117 | 117 | 117
495 | BUFFALO GAP WIND 3 |  | BUFF_GAP_UNIT3 | TAYLOR | WIND-O | WEST | 2008 | 170.2 | 170.2 | 170.2 | 170.2 | 170.2 | 170.2 | 170.2 | 170.2 | 170.2 | 170.2
496 | BULL CREEK WIND U1 |  | BULLCRK_WND1 | BORDEN | WIND-O | WEST | 2009 | 88 | 88 | 88 | 88 | 88 | 88 | 88 | 88 | 88 | 88
497 | BULL CREEK WIND U2 |  | BULLCRK_WND2 | BORDEN | WIND-O | WEST | 2009 | 90 | 90 | 90 | 90 | 90 | 90 | 90 | 90 | 90 | 90
498 | CABEZON WIND (RIO BRAVO I WIND) 1 A |  | CABEZON_WIND1 | STARR | WIND-O | SOUTH | 2019 | 115.2 | 115.2 | 115.2 | 115.2 | 115.2 | 115.2 | 115.2 | 115.2 | 115.2 | 115.2
499 | CABEZON WIND (RIO BRAVO I WIND) 1 B |  | CABEZON_WIND2 | STARR | WIND-O | SOUTH | 2019 | 122.4 | 122.4 | 122.4 | 122.4 | 122.4 | 122.4 | 122.4 | 122.4 | 122.4 | 122.4
500 | CALLAHAN WIND |  | CALLAHAN_WND1 | CALLAHAN | WIND-O | WEST | 2004 | 114 | 114 | 114 | 114 | 114 | 114 | 114 | 114 | 114 | 114
501 | CAMP SPRINGS WIND 1 |  | CSEC_CSECG1 | SCURRY | WIND-O | WEST | 2007 | 130.5 | 130.5 | 130.5 | 130.5 | 130.5 | 130.5 | 130.5 | 130.5 | 130.5 | 130.5
502 | CAMP SPRINGS WIND 2 |  | CSEC_CSECG2 | SCURRY | WIND-O | WEST | 2007 | 120 | 120 | 120 | 120 | 120 | 120 | 120 | 120 | 120 | 120
503 | CAPRICORN RIDGE WIND 1 | 17INR0054 | CAPRIDGE_CR1 | STERLING | WIND-O | WEST | 2007 | 231.7 | 231.7 | 231.7 | 231.7 | 231.7 | 231.7 | 231.7 | 231.7 | 231.7 | 231.7
504 | CAPRICORN RIDGE WIND 2 | 17INR0054 | CAPRIDGE_CR2 | STERLING | WIND-O | WEST | 2007 | 149.5 | 149.5 | 149.5 | 149.5 | 149.5 | 149.5 | 149.5 | 149.5 | 149.5 | 149.5
505 | CAPRICORN RIDGE WIND 3 | 17INR0054 | CAPRIDGE_CR3 | STERLING | WIND-O | WEST | 2008 | 200.9 | 200.9 | 200.9 | 200.9 | 200.9 | 200.9 | 200.9 | 200.9 | 200.9 | 200.9
506 | CAPRICORN RIDGE WIND 4 | 17INR0061 | CAPRIDG4_CR4 | COKE | WIND-O | WEST | 2008 | 121.5 | 121.5 | 121.5 | 121.5 | 121.5 | 121.5 | 121.5 | 121.5 | 121.5 | 121.5
507 | CEDRO HILL WIND 1 |  | CEDROHIL_CHW1 | WEBB | WIND-O | SOUTH | 2010 | 75 | 75 | 75 | 75 | 75 | 75 | 75 | 75 | 75 | 75
508 | CEDRO HILL WIND 2 |  | CEDROHIL_CHW2 | WEBB | WIND-O | SOUTH | 2010 | 75 | 75 | 75 | 75 | 75 | 75 | 75 | 75 | 75 | 75
509 | CHAMPION WIND |  | CHAMPION_UNIT1 | NOLAN | WIND-O | WEST | 2008 | 126.5 | 126.5 | 126.5 | 126.5 | 126.5 | 126.5 | 126.5 | 126.5 | 126.5 | 126.5
510 | DERMOTT WIND 1_1 |  | DERMOTT_UNIT1 | SCURRY | WIND-O | WEST | 2017 | 126.5 | 126.5 | 126.5 | 126.5 | 126.5 | 126.5 | 126.5 | 126.5 | 126.5 | 126.5
511 | DERMOTT WIND 1_2 |  | DERMOTT_UNIT2 | SCURRY | WIND-O | WEST | 2017 | 126.5 | 126.5 | 126.5 | 126.5 | 126.5 | 126.5 | 126.5 | 126.5 | 126.5 | 126.5
512 | DESERT SKY WIND 1 | 17INR0070 | INDNENR_INDNENR | PECOS | WIND-O | WEST | 2002 | 85.1 | 85.1 | 85.1 | 85.1 | 85.1 | 85.1 | 85.1 | 85.1 | 85.1 | 85.1
513 | DESERT SKY WIND 2 | 17INR0070 | INDNENR_INDNENR_2 | PECOS | WIND-O | WEST | 2002 | 85.1 | 85.1 | 85.1 | 85.1 | 85.1 | 85.1 | 85.1 | 85.1 | 85.1 | 85.1
514 | ELBOW CREEK WIND |  | ELB_ELBCREEK | HOWARD | WIND-O | WEST | 2008 | 118.7 | 118.7 | 118.7 | 118.7 | 118.7 | 118.7 | 118.7 | 118.7 | 118.7 | 118.7
515 | ELECTRA WIND 1 |  | DIGBY_UNIT1 | WILBARGER | WIND-O | WEST | 2017 | 98.9 | 98.9 | 98.9 | 98.9 | 98.9 | 98.9 | 98.9 | 98.9 | 98.9 | 98.9
516 | ELECTRA WIND 2 |  | DIGBY_UNIT2 | WILBARGER | WIND-O | WEST | 2017 | 131.1 | 131.1 | 131.1 | 131.1 | 131.1 | 131.1 | 131.1 | 131.1 | 131.1 | 131.1
517 | FLAT TOP WIND I |  | FTWIND_UNIT_1 | MILLS | WIND-O | NORTH | 2018 | 200 | 200 | 200 | 200 | 200 | 200 | 200 | 200 | 200 | 200
518 | FLUVANNA RENEWABLE 1 A |  | FLUVANNA_UNIT1 | SCURRY | WIND-O | WEST | 2017 | 79.8 | 79.8 | 79.8 | 79.8 | 79.8 | 79.8 | 79.8 | 79.8 | 79.8 | 79.8
519 | FLUVANNA RENEWABLE 1 B |  | FLUVANNA_UNIT2 | SCURRY | WIND-O | WEST | 2017 | 75.6 | 75.6 | 75.6 | 75.6 | 75.6 | 75.6 | 75.6 | 75.6 | 75.6 | 75.6
520 | FOARD CITY WIND 1 A |  | FOARDCTY_UNIT1 | FOARD | WIND-O | WEST | 2019 | 186.5 | 186.5 | 186.5 | 186.5 | 186.5 | 186.5 | 186.5 | 186.5 | 186.5 | 186.5
521 | FOARD CITY WIND 1 B |  | FOARDCTY_UNIT2 | FOARD | WIND-O | WEST | 2019 | 163.8 | 163.8 | 163.8 | 163.8 | 163.8 | 163.8 | 163.8 | 163.8 | 163.8 | 163.8
522 | FOREST CREEK WIND |  | MCDLD_FCW1 | GLASSCOCK | WIND-O | WEST | 2007 | 124.2 | 124.2 | 124.2 | 124.2 | 124.2 | 124.2 | 124.2 | 124.2 | 124.2 | 124.2
523 | GOAT WIND |  | GOAT_GOATWIND | STERLING | WIND-O | WEST | 2008 | 80 | 80 | 80 | 80 | 80 | 80 | 80 | 80 | 80 | 80
524 | GOAT WIND 2 |  | GOAT_GOATWIN2 | STERLING | WIND-O | WEST | 2010 | 69.6 | 69.6 | 69.6 | 69.6 | 69.6 | 69.6 | 69.6 | 69.6 | 69.6 | 69.6
525 | GOLDTHWAITE WIND 1 |  | GWEC_GWEC_G1 | MILLS | WIND-O | NORTH | 2014 | 148.6 | 148.6 | 148.6 | 148.6 | 148.6 | 148.6 | 148.6 | 148.6 | 148.6 | 148.6
526 | GOPHER CREEK WIND 1 |  | GOPHER_UNIT1 | BORDEN | WIND-O | WEST | 2020 | 82 | 82 | 82 | 82 | 82 | 82 | 82 | 82 | 82 | 82
527 | GOPHER CREEK WIND 2 |  | GOPHER_UNIT2 | BORDEN | WIND-O | WEST | 2020 | 76 | 76 | 76 | 76 | 76 | 76 | 76 | 76 | 76 | 76
528 | GREEN MOUNTAIN WIND (BRAZOS) U1 | 21INR0532 | BRAZ_WND_WND1 | SCURRY | WIND-O | WEST | 2003 | 99 | 99 | 99 | 99 | 99 | 99 | 99 | 99 | 99 | 99
529 | GREEN MOUNTAIN WIND (BRAZOS) U2 | 21INR0532 | BRAZ_WND_WND2 | SCURRY | WIND-O | WEST | 2003 | 61 | 61 | 61 | 61 | 61 | 61 | 61 | 61 | 61 | 61
530 | GREEN PASTURES WIND I |  | GPASTURE_WIND_I | BAYLOR | WIND-O | WEST | 2015 | 150 | 150 | 150 | 150 | 150 | 150 | 150 | 150 | 150 | 150
531 | VERTIGO WIND (FORMERLY GREEN PASTURES WIND 2) |  | VERTIGO_WIND_I | BAYLOR | WIND-O | WEST | 2015 | 150 | 150 | 150 | 150 | 150 | 150 | 150 | 150 | 150 | 150
532 | GUNSIGHT MOUNTAIN WIND |  | GUNMTN_G1 | HOWARD | WIND-O | WEST | 2016 | 119.9 | 119.9 | 119.9 | 119.9 | 119.9 | 119.9 | 119.9 | 119.9 | 119.9 | 119.9
533 | HACKBERRY WIND |  | HWF_HWFG1 | SHACKELFORD | WIND-O | WEST | 2008 | 163.5 | 163.5 | 163.5 | 163.5 | 163.5 | 163.5 | 163.5 | 163.5 | 163.5 | 163.5
534 | HICKMAN (SANTA RITA WIND) 1 |  | HICKMAN_G1 | REAGAN | WIND-O | WEST | 2018 | 152.5 | 152.5 | 152.5 | 152.5 | 152.5 | 152.5 | 152.5 | 152.5 | 152.5 | 152.5
535 | HICKMAN (SANTA RITA WIND) 2 |  | HICKMAN_G2 | REAGAN | WIND-O | WEST | 2018 | 147.5 | 147.5 | 147.5 | 147.5 | 147.5 | 147.5 | 147.5 | 147.5 | 147.5 | 147.5
536 | HIDALGO & STARR WIND 11 |  | MIRASOLE_MIR11 | HIDALGO | WIND-O | SOUTH | 2016 | 52 | 52 | 52 | 52 | 52 | 52 | 52 | 52 | 52 | 52
537 | HIDALGO & STARR WIND 12 |  | MIRASOLE_MIR12 | HIDALGO | WIND-O | SOUTH | 2016 | 98 | 98 | 98 | 98 | 98 | 98 | 98 | 98 | 98 | 98
538 | HIDALGO & STARR WIND 21 |  | MIRASOLE_MIR21 | HIDALGO | WIND-O | SOUTH | 2016 | 100 | 100 | 100 | 100 | 100 | 100 | 100 | 100 | 100 | 100
539 | HORSE CREEK WIND 1 |  | HORSECRK_UNIT1 | HASKELL | WIND-O | WEST | 2017 | 131.1 | 131.1 | 131.1 | 131.1 | 131.1 | 131.1 | 131.1 | 131.1 | 131.1 | 131.1
540 | HORSE CREEK WIND 2 |  | HORSECRK_UNIT2 | HASKELL | WIND-O | WEST | 2017 | 98.9 | 98.9 | 98.9 | 98.9 | 98.9 | 98.9 | 98.9 | 98.9 | 98.9 | 98.9
541 | HORSE HOLLOW WIND 1 | 17INR0052 | H_HOLLOW_WND1 | TAYLOR | WIND-O | WEST | 2005 | 230 | 230 | 230 | 230 | 230 | 230 | 230 | 230 | 230 | 230
542 | HORSE HOLLOW WIND 2 | 17INR0052 | HHOLLOW2_WIND1 | TAYLOR | WIND-O | WEST | 2006 | 184 | 184 | 184 | 184 | 184 | 184 | 184 | 184 | 184 | 184
543 | HORSE HOLLOW WIND 3 | 17INR0052 | HHOLLOW3_WND_1 | TAYLOR | WIND-O | WEST | 2006 | 241.4 | 241.4 | 241.4 | 241.4 | 241.4 | 241.4 | 241.4 | 241.4 | 241.4 | 241.4
544 | HORSE HOLLOW WIND 4 | 17INR0052 | HHOLLOW4_WND1 | TAYLOR | WIND-O | WEST | 2006 | 115 | 115 | 115 | 115 | 115 | 115 | 115 | 115 | 115 | 115
545 | INADALE WIND 1 |  | INDL_INADALE1 | NOLAN | WIND-O | WEST | 2008 | 95 | 95 | 95 | 95 | 95 | 95 | 95 | 95 | 95 | 95
546 | INADALE WIND 2 |  | INDL_INADALE2 | NOLAN | WIND-O | WEST | 2008 | 102 | 102 | 102 | 102 | 102 | 102 | 102 | 102 | 102 | 102
547 | INDIAN MESA WIND |  | INDNNWP_INDNNWP2 | PECOS | WIND-O | WEST | 2001 | 91.8 | 91.8 | 91.8 | 91.8 | 91.8 | 91.8 | 91.8 | 91.8 | 91.8 | 91.8
548 | JAVELINA I WIND 18 |  | BORDAS_JAVEL18 | WEBB | WIND-O | SOUTH | 2015 | 19.7 | 19.7 | 19.7 | 19.7 | 19.7 | 19.7 | 19.7 | 19.7 | 19.7 | 19.7
549 | JAVELINA I WIND 20 |  | BORDAS_JAVEL20 | WEBB | WIND-O | SOUTH | 2015 | 230 | 230 | 230 | 230 | 230 | 230 | 230 | 230 | 230 | 230
550 | JAVELINA II WIND 1 |  | BORDAS2_JAVEL2_A | WEBB | WIND-O | SOUTH | 2017 | 96 | 96 | 96 | 96 | 96 | 96 | 96 | 96 | 96 | 96
551 | JAVELINA II WIND 2 |  | BORDAS2_JAVEL2_B | WEBB | WIND-O | SOUTH | 2017 | 74 | 74 | 74 | 74 | 74 | 74 | 74 | 74 | 74 | 74
552 | JAVELINA II WIND 3 |  | BORDAS2_JAVEL2_C | WEBB | WIND-O | SOUTH | 2017 | 30 | 30 | 30 | 30 | 30 | 30 | 30 | 30 | 30 | 30
553 | KEECHI WIND |  | KEECHI_U1 | JACK | WIND-O | NORTH | 2015 | 110 | 110 | 110 | 110 | 110 | 110 | 110 | 110 | 110 | 110
554 | KING MOUNTAIN WIND (NE) |  | KING_NE_KINGNE | UPTON | WIND-O | WEST | 2001 | 79.7 | 79.7 | 79.7 | 79.7 | 79.7 | 79.7 | 79.7 | 79.7 | 79.7 | 79.7
555 | KING MOUNTAIN WIND (NW) |  | KING_NW_KINGNW | UPTON | WIND-O | WEST | 2001 | 79.7 | 79.7 | 79.7 | 79.7 | 79.7 | 79.7 | 79.7 | 79.7 | 79.7 | 79.7
556 | KING MOUNTAIN WIND (SE) |  | KING_SE_KINGSE | UPTON | WIND-O | WEST | 2001 | 40.5 | 40.5 | 40.5 | 40.5 | 40.5 | 40.5 | 40.5 | 40.5 | 40.5 | 40.5
557 | KING MOUNTAIN WIND (SW) |  | KING_SW_KINGSW | UPTON | WIND-O | WEST | 2001 | 79.7 | 79.7 | 79.7 | 79.7 | 79.7 | 79.7 | 79.7 | 79.7 | 79.7 | 79.7
558 | LANGFORD WIND POWER |  | LGD_LANGFORD | TOM GREEN | WIND-O | WEST | 2009 | 160 | 160 | 160 | 160 | 160 | 160 | 160 | 160 | 160 | 160
559 | LOCKETT WIND FARM |  | LOCKETT_UNIT1 | WILBARGER | WIND-O | WEST | 2019 | 183.7 | 183.7 | 183.7 | 183.7 | 183.7 | 183.7 | 183.7 | 183.7 | 183.7 | 183.7
560 | LOGANS GAP WIND I U1 |  | LGW_UNIT1 | COMANCHE | WIND-O | NORTH | 2015 | 106.3 | 106.3 | 106.3 | 106.3 | 106.3 | 106.3 | 106.3 | 106.3 | 106.3 | 106.3
561 | LOGANS GAP WIND I U2 |  | LGW_UNIT2 | COMANCHE | WIND-O | NORTH | 2015 | 103.8 | 103.8 | 103.8 | 103.8 | 103.8 | 103.8 | 103.8 | 103.8 | 103.8 | 103.8
562 | LONE STAR WIND 1 (MESQUITE) |  | LNCRK_G83 | SHACKELFORD | WIND-O | WEST | 2006 | 194 | 194 | 194 | 194 | 194 | 194 | 194 | 194 | 194 | 194
563 | LONE STAR WIND 2 (POST OAK) U1 | 22INR0479 | LNCRK2_G871 | SHACKELFORD | WIND-O | WEST | 2007 | 98 | 98 | 98 | 98 | 98 | 98 | 98 | 98 | 98 | 98
564 | LONE STAR WIND 2 (POST OAK) U2 | 22INR0479 | LNCRK2_G872 | SHACKELFORD | WIND-O | WEST | 2007 | 100 | 100 | 100 | 100 | 100 | 100 | 100 | 100 | 100 | 100
565 | LORAINE WINDPARK I |  | LONEWOLF_G1 | MITCHELL | WIND-O | WEST | 2010 | 48 | 48 | 48 | 48 | 48 | 48 | 48 | 48 | 48 | 48
566 | LORAINE WINDPARK II |  | LONEWOLF_G2 | MITCHELL | WIND-O | WEST | 2010 | 51 | 51 | 51 | 51 | 51 | 51 | 51 | 51 | 51 | 51
567 | LORAINE WINDPARK III |  | LONEWOLF_G3 | MITCHELL | WIND-O | WEST | 2011 | 25.5 | 25.5 | 25.5 | 25.5 | 25.5 | 25.5 | 25.5 | 25.5 | 25.5 | 25.5
568 | LORAINE WINDPARK IV |  | LONEWOLF_G4 | MITCHELL | WIND-O | WEST | 2011 | 24 | 24 | 24 | 24 | 24 | 24 | 24 | 24 | 24 | 24
569 | LOS VIENTOS III WIND |  | LV3_UNIT_1 | STARR | WIND-O | SOUTH | 2015 | 200 | 200 | 200 | 200 | 200 | 200 | 200 | 200 | 200 | 200
570 | LOS VIENTOS IV WIND |  | LV4_UNIT_1 | STARR | WIND-O | SOUTH | 2016 | 200 | 200 | 200 | 200 | 200 | 200 | 200 | 200 | 200 | 200
571 | LOS VIENTOS V WIND |  | LV5_UNIT_1 | STARR | WIND-O | SOUTH | 2016 | 110 | 110 | 110 | 110 | 110 | 110 | 110 | 110 | 110 | 110
572 | MESQUITE CREEK WIND 1 |  | MESQCRK_WND1 | DAWSON | WIND-O | WEST | 2015 | 105.6 | 105.6 | 105.6 | 105.6 | 105.6 | 105.6 | 105.6 | 105.6 | 105.6 | 105.6
573 | MESQUITE CREEK WIND 2 |  | MESQCRK_WND2 | DAWSON | WIND-O | WEST | 2015 | 105.6 | 105.6 | 105.6 | 105.6 | 105.6 | 105.6 | 105.6 | 105.6 | 105.6 | 105.6
574 | NIELS BOHR WIND A (BEARKAT WIND A) |  | NBOHR_UNIT1 | GLASSCOCK | WIND-O | WEST | 2018 | 196.6 | 196.6 | 196.6 | 196.6 | 196.6 | 196.6 | 196.6 | 196.6 | 196.6 | 196.6
575 | NOTREES WIND 1 |  | NWF_NWF1 | WINKLER | WIND-O | WEST | 2009 | 92.6 | 92.6 | 92.6 | 92.6 | 92.6 | 92.6 | 92.6 | 92.6 | 92.6 | 92.6
576 | NOTREES WIND 2 |  | NWF_NWF2 | WINKLER | WIND-O | WEST | 2009 | 60 | 60 | 60 | 60 | 60 | 60 | 60 | 60 | 60 | 60
577 | OCOTILLO WIND |  | OWF_OWF | HOWARD | WIND-O | WEST | 2008 | 58.8 | 58.8 | 58.8 | 58.8 | 58.8 | 58.8 | 58.8 | 58.8 | 58.8 | 58.8
578 | PANTHER CREEK WIND 1 |  | PC_NORTH_PANTHER1 | HOWARD | WIND-O | WEST | 2008 | 142.5 | 142.5 | 142.5 | 142.5 | 142.5 | 142.5 | 142.5 | 142.5 | 142.5 | 142.5
579 | PANTHER CREEK WIND 2 |  | PC_SOUTH_PANTHER2 | HOWARD | WIND-O | WEST | 2019 | 115.5 | 115.5 | 115.5 | 115.5 | 115.5 | 115.5 | 115.5 | 115.5 | 115.5 | 115.5
580 | PANTHER CREEK WIND 3 | 21INR0449 | PC_SOUTH_PANTHER3 | HOWARD | WIND-O | WEST | 2009 | 199.5 | 199.5 | 199.5 | 199.5 | 199.5 | 199.5 | 199.5 | 199.5 | 199.5 | 199.5
581 | PECOS WIND 1 (WOODWARD) |  | WOODWRD1_WOODWRD1 | PECOS | WIND-O | WEST | 2001 | 91.9 | 91.9 | 91.9 | 91.9 | 91.9 | 91.9 | 91.9 | 91.9 | 91.9 | 91.9
582 | PECOS WIND 2 (WOODWARD) |  | WOODWRD2_WOODWRD2 | PECOS | WIND-O | WEST | 2001 | 86 | 86 | 86 | 86 | 86 | 86 | 86 | 86 | 86 | 86
583 | PYRON WIND 1 |  | PYR_PYRON1 | NOLAN | WIND-O | WEST | 2008 | 121.5 | 121.5 | 121.5 | 121.5 | 121.5 | 121.5 | 121.5 | 121.5 | 121.5 | 121.5
584 | PYRON WIND 2 |  | PYR_PYRON2 | NOLAN | WIND-O | WEST | 2008 | 127.5 | 127.5 | 127.5 | 127.5 | 127.5 | 127.5 | 127.5 | 127.5 | 127.5 | 127.5
585 | RANCHERO WIND |  | RANCHERO_UNIT1 | CROCKETT | WIND-O | WEST | 2020 | 150 | 150 | 150 | 150 | 150 | 150 | 150 | 150 | 150 | 150
586 | RANCHERO WIND |  | RANCHERO_UNIT2 | CROCKETT | WIND-O | WEST | 2020 | 150 | 150 | 150 | 150 | 150 | 150 | 150 | 150 | 150 | 150
587 | RATTLESNAKE I WIND ENERGY CENTER G1 |  | RSNAKE_G1 | GLASSCOCK | WIND-O | WEST | 2015 | 104.3 | 104.3 | 104.3 | 104.3 | 104.3 | 104.3 | 104.3 | 104.3 | 104.3 | 104.3
588 | RATTLESNAKE I WIND ENERGY CENTER G2 |  | RSNAKE_G2 | GLASSCOCK | WIND-O | WEST | 2015 | 103 | 103 | 103 | 103 | 103 | 103 | 103 | 103 | 103 | 103
589 | RED CANYON WIND |  | RDCANYON_RDCNY1 | BORDEN | WIND-O | WEST | 2006 | 89.6 | 89.6 | 89.6 | 89.6 | 89.6 | 89.6 | 89.6 | 89.6 | 89.6 | 89.6
590 | ROCK SPRINGS VAL VERDE WIND (FERMI) 1 |  | FERMI_WIND1 | VAL VERDE | WIND-O | WEST | 2017 | 121.9 | 121.9 | 121.9 | 121.9 | 121.9 | 121.9 | 121.9 | 121.9 | 121.9 | 121.9
591 | ROCK SPRINGS VAL VERDE WIND (FERMI) 2 |  | FERMI_WIND2 | VAL VERDE | WIND-O | WEST | 2017 | 27.4 | 27.4 | 27.4 | 27.4 | 27.4 | 27.4 | 27.4 | 27.4 | 27.4 | 27.4
592 | ROSCOE WIND |  | TKWSW1_ROSCOE | NOLAN | WIND-O | WEST | 2008 | 114 | 114 | 114 | 114 | 114 | 114 | 114 | 114 | 114 | 114
593 | ROSCOE WIND 2A |  | TKWSW1_ROSCOE2A | NOLAN | WIND-O | WEST | 2008 | 95 | 95 | 95 | 95 | 95 | 95 | 95 | 95 | 95 | 95
594 | RTS WIND |  | RTS_U1 | MCCULLOCH | WIND-O | SOUTH | 2018 | 160 | 160 | 160 | 160 | 160 | 160 | 160 | 160 | 160 | 160
595 | SAND BLUFF WIND | 20INR0296 | MCDLD_SBW1 | GLASSCOCK | WIND-O | WEST | 2008 | 90 | 90 | 90 | 90 | 90 | 90 | 90 | 90 | 90 | 90
596 | SENDERO WIND ENERGY |  | EXGNSND_WIND_1 | JIM HOGG | WIND-O | SOUTH | 2015 | 76 | 76 | 76 | 76 | 76 | 76 | 76 | 76 | 76 | 76
597 | SEYMOUR HILLS WIND (S_HILLS WIND) |  | S_HILLS_UNIT1 | BAYLOR | WIND-O | WEST | 2019 | 30.2 | 30.2 | 30.2 | 30.2 | 30.2 | 30.2 | 30.2 | 30.2 | 30.2 | 30.2
598 | SENATE WIND |  | SENATEWD_UNIT1 | JACK | WIND-O | NORTH | 2012 | 150 | 150 | 150 | 150 | 150 | 150 | 150 | 150 | 150 | 150
599 | SHANNON WIND |  | SHANNONW_UNIT_1 | CLAY | WIND-O | WEST | 2015 | 204.1 | 204.1 | 204.1 | 204.1 | 204.1 | 204.1 | 204.1 | 204.1 | 204.1 | 204.1
600 | SHERBINO 2 WIND | 19INR0120 | KEO_SHRBINO2 | PECOS | WIND-O | WEST | 2011 | 132 | 132 | 132 | 132 | 132 | 132 | 132 | 132 | 132 | 132
601 | SILVER STAR WIND | 18INR0064 | FLTCK_SSI | ERATH | WIND-O | NORTH | 2008 | 52.8 | 52.8 | 52.8 | 52.8 | 52.8 | 52.8 | 52.8 | 52.8 | 52.8 | 52.8
602 | SNYDER WIND |  | ENAS_ENA1 | SCURRY | WIND-O | WEST | 2007 | 63 | 63 | 63 | 63 | 63 | 63 | 63 | 63 | 63 | 63
603 | SOUTH TRENT WIND |  | STWF_T1 | NOLAN | WIND-O | WEST | 2008 | 98.2 | 98.2 | 98.2 | 98.2 | 98.2 | 98.2 | 98.2 | 98.2 | 98.2 | 98.2
604 | STANTON WIND ENERGY |  | SWEC_G1 | MARTIN | WIND-O | WEST | 2008 | 120 | 120 | 120 | 120 | 120 | 120 | 120 | 120 | 120 | 120
605 | STEPHENS RANCH WIND 1 |  | SRWE1_UNIT1 | BORDEN | WIND-O | WEST | 2014 | 211.2 | 211.2 | 211.2 | 211.2 | 211.2 | 211.2 | 211.2 | 211.2 | 211.2 | 211.2
606 | STEPHENS RANCH WIND 2 |  | SRWE1_SRWE2 | BORDEN | WIND-O | WEST | 2015 | 164.7 | 164.7 | 164.7 | 164.7 | 164.7 | 164.7 | 164.7 | 164.7 | 164.7 | 164.7
607 | SWEETWATER WIND 1 | 18INR0073 | SWEETWND_WND1 | NOLAN | WIND-O | WEST | 2003 | 42.5 | 42.5 | 42.5 | 42.5 | 42.5 | 42.5 | 42.5 | 42.5 | 42.5 | 42.5
608 | SWEETWATER WIND 2A | 17INR0068 | SWEETWN2_WND24 | NOLAN | WIND-O | WEST | 2006 | 16.8 | 16.8 | 16.8 | 16.8 | 16.8 | 16.8 | 16.8 | 16.8 | 16.8 | 16.8
609 | SWEETWATER WIND 2B | 17INR0068 | SWEETWN2_WND2 | NOLAN | WIND-O | WEST | 2004 | 110.8 | 110.8 | 110.8 | 110.8 | 110.8 | 110.8 | 110.8 | 110.8 | 110.8 | 110.8
610 | SWEETWATER WIND 3A |  | SWEETWN3_WND3A | NOLAN | WIND-O | WEST | 2011 | 33.6 | 33.6 | 33.6 | 33.6 | 33.6 | 33.6 | 33.6 | 33.6 | 33.6 | 33.6
611 | SWEETWATER WIND 3B |  | SWEETWN3_WND3B | NOLAN | WIND-O | WEST | 2011 | 118.6 | 118.6 | 118.6 | 118.6 | 118.6 | 118.6 | 118.6 | 118.6 | 118.6 | 118.6
612 | SWEETWATER WIND 4-5 |  | SWEETWN5_WND5 | NOLAN | WIND-O | WEST | 2007 | 85 | 85 | 85 | 85 | 85 | 85 | 85 | 85 | 85 | 85
613 | SWEETWATER WIND 4-4B |  | SWEETWN4_WND4B | NOLAN | WIND-O | WEST | 2007 | 112 | 112 | 112 | 112 | 112 | 112 | 112 | 112 | 112 | 112
614 | SWEETWATER WIND 4-4A |  | SWEETWN4_WND4A | NOLAN | WIND-O | WEST | 2007 | 125 | 125 | 125 | 125 | 125 | 125 | 125 | 125 | 125 | 125
615 | TAHOKA WIND 1 |  | TAHOKA_UNIT_1 | LYNN | WIND-O | WEST | 2019 | 150 | 150 | 150 | 150 | 150 | 150 | 150 | 150 | 150 | 150
616 | TAHOKA WIND 2 |  | TAHOKA_UNIT_2 | LYNN | WIND-O | WEST | 2019 | 150 | 150 | 150 | 150 | 150 | 150 | 150 | 150 | 150 | 150
617 | TEXAS BIG SPRING WIND A |  | SGMTN_SIGNALMT | HOWARD | WIND-O | WEST | 1999 | 27.7 | 27.7 | 27.7 | 27.7 | 27.7 | 27.7 | 27.7 | 27.7 | 27.7 | 27.7
618 | TEXAS BIG SPRING WIND B |  | SGMTN_SIGNALM2 | HOWARD | WIND-O | WEST | 1999 | 6.6 | 6.6 | 6.6 | 6.6 | 6.6 | 6.6 | 6.6 | 6.6 | 6.6 | 6.6
619 | TORRECILLAS WIND 1 |  | TORR_UNIT1_25 | WEBB | WIND-O | SOUTH | 2019 | 150 | 150 | 150 | 150 | 150 | 150 | 150 | 150 | 150 | 150
620 | TORRECILLAS WIND 2 |  | TORR_UNIT2_23 | WEBB | WIND-O | SOUTH | 2019 | 23 | 23 | 23 | 23 | 23 | 23 | 23 | 23 | 23 | 23
621 | TORRECILLAS WIND 3 |  | TORR_UNIT2_25 | WEBB | WIND-O | SOUTH | 2019 | 127.5 | 127.5 | 127.5 | 127.5 | 127.5 | 127.5 | 127.5 | 127.5 | 127.5 | 127.5
622 | TRENT WIND | 17INR0069 | TRENT_TRENT | NOLAN | WIND-O | WEST | 2001 | 156.5 | 156.5 | 156.5 | 156.5 | 156.5 | 156.5 | 156.5 | 156.5 | 156.5 | 156.5
623 | TRINITY HILLS WIND 1 | 20INR0019 | TRINITY_TH1_BUS1 | ARCHER | WIND-O | WEST | 2012 | 103.4 | 103.4 | 103.4 | 103.4 | 103.4 | 103.4 | 103.4 | 103.4 | 103.4 | 103.4
624 | TRINITY HILLS WIND 2 | 20INR0019 | TRINITY_TH1_BUS2 | ARCHER | WIND-O | WEST | 2012 | 94.6 | 94.6 | 94.6 | 94.6 | 94.6 | 94.6 | 94.6 | 94.6 | 94.6 | 94.6
625 | TURKEY TRACK WIND |  | TTWEC_G1 | NOLAN | WIND-O | WEST | 2008 | 169.5 | 169.5 | 169.5 | 169.5 | 169.5 | 169.5 | 169.5 | 169.5 | 169.5 | 169.5
626 | TYLER BLUFF WIND |  | TYLRWIND_UNIT1 | COOKE | WIND-O | NORTH | 2017 | 125.6 | 125.6 | 125.6 | 125.6 | 125.6 | 125.6 | 125.6 | 125.6 | 125.6 | 125.6
627 | WHITETAIL WIND |  | EXGNWTL_WIND_1 | WEBB | WIND-O | SOUTH | 2012 | 92.3 | 92.3 | 92.3 | 92.3 | 92.3 | 92.3 | 92.3 | 92.3 | 92.3 | 92.3
628 | WINDTHORST 2 WIND |  | WNDTHST2_UNIT1 | ARCHER | WIND-O | WEST | 2014 | 67.6 | 67.6 | 67.6 | 67.6 | 67.6 | 67.6 | 67.6 | 67.6 | 67.6 | 67.6
629 | WKN MOZART WIND |  | MOZART_WIND_1 | KENT | WIND-O | WEST | 2012 | 30 | 30 | 30 | 30 | 30 | 30 | 30 | 30 | 30 | 30
630 | WILLOW SPRINGS WIND A |  | SALVTION_UNIT1 | HASKELL | WIND-O | WEST | 2017 | 125 | 125 | 125 | 125 | 125 | 125 | 125 | 125 | 125 | 125
631 | WILLOW SPRINGS WIND B |  | SALVTION_UNIT2 | HASKELL | WIND-O | WEST | 2017 | 125 | 125 | 125 | 125 | 125 | 125 | 125 | 125 | 125 | 125
632 | WILSON RANCH (INFINITY LIVE OAK WIND) |  | WL_RANCH_UNIT1 | SCHLEICHER | WIND-O | WEST | 2020 | 199.5 | 199.5 | 199.5 | 199.5 | 199.5 | 199.5 | 199.5 | 199.5 | 199.5 | 199.5
633 | WOLF RIDGE WIND | 21INR0511 | WHTTAIL_WR1 | COOKE | WIND-O | NORTH | 2008 | 112.5 | 112.5 | 112.5 | 112.5 | 112.5 | 112.5 | 112.5 | 112.5 | 112.5 | 112.5
634 | Operational Capacity Total (Wind) | [6 empty] | 25202.4 | 25202.4 | 25202.4 | 25202.4 | 25202.4 | 25202.4 | 25202.4 | 25202.4 | 25202.4 | 25202.4
635
636 | Operational Wind Capacity Sub-total (Coastal Counties) |  | WIND_OPERATIONAL_C |  |  |  |  | 3577.5 | 3577.5 | 3577.5 | 3577.5 | 3577.5 | 3577.5 | 3577.5 | 3577.5 | 3577.5 | 3577.5
637 | Wind Peak Average Capacity Percentage (Coastal) |  | WIND_PEAK_PCT_C | % |  |  |  | 61 | 61 | 61 | 61 | 61 | 61 | 61 | 61 | 61 | 61
638
639 | Operational Wind Capacity Sub-total (Panhandle Counties) |  | WIND_OPERATIONAL_P |  |  |  |  | 4407.7 | 4407.7 | 4407.7 | 4407.7 | 4407.7 | 4407.7 | 4407.7 | 4407.7 | 4407.7 | 4407.7
640 | Wind Peak Average Capacity Percentage (Panhandle) |  | WIND_PEAK_PCT_P | % |  |  |  | 29 | 29 | 29 | 29 | 29 | 29 | 29 | 29 | 29 | 29
641
642 | Operational Wind Capacity Sub-total (Other Counties) |  | WIND_OPERATIONAL_O |  |  |  |  | 17217.2 | 17217.2 | 17217.2 | 17217.2 | 17217.2 | 17217.2 | 17217.2 | 17217.2 | 17217.2 | 17217.2
643 | Wind Peak Average Capacity Percentage (Other) |  | WIND_PEAK_PCT_O | % |  |  |  | 19 | 19 | 19 | 19 | 19 | 19 | 19 | 19 | 19 | 19
644
645 | Operational Resources (Solar)
646 | ACACIA SOLAR |  | ACACIA_UNIT_1 | PRESIDIO | SOLAR | WEST | 2012 | 10 | 10 | 10 | 10 | 10 | 10 | 10 | 10 | 10 | 10
647 | BHE SOLAR PEARL PROJECT (SIRIUS 2) |  | SIRIUS_UNIT2 | PECOS | SOLAR | WEST | 2017 | 49.1 | 49.1 | 49.1 | 49.1 | 49.1 | 49.1 | 49.1 | 49.1 | 49.1 | 49.1
648 | BLUEBELL SOLAR (CAPRICORN RIDGE SOLAR) |  | CAPRIDG4_BB_PV | STERLING | SOLAR | WEST | 2019 | 30 | 30 | 30 | 30 | 30 | 30 | 30 | 30 | 30 | 30
649 | BLUEBELL SOLAR II 1 (CAPRICORN RIDGE 4) |  | CAPRIDG4_BB2_PV1 | STERLING | SOLAR | WEST | 2021 | 100 | 100 | 100 | 100 | 100 | 100 | 100 | 100 | 100 | 100
650 | BLUEBELL SOLAR II 2 (CAPRICORN RIDGE 4) |  | CAPRIDG4_BB2_PV2 | STERLING | SOLAR | WEST | 2021 | 15 | 15 | 15 | 15 | 15 | 15 | 15 | 15 | 15 | 15
651 | BNB LAMESA SOLAR (PHASE I) |  | LMESASLR_UNIT1 | DAWSON | SOLAR | WEST | 2018 | 101.6 | 101.6 | 101.6 | 101.6 | 101.6 | 101.6 | 101.6 | 101.6 | 101.6 | 101.6
652 | BNB LAMESA SOLAR (PHASE II) |  | LMESASLR_IVORY | DAWSON | SOLAR | WEST | 2018 | 50 | 50 | 50 | 50 | 50 | 50 | 50 | 50 | 50 | 50
653 | CASTLE GAP SOLAR |  | CASL_GAP_UNIT1 | UPTON | SOLAR | WEST | 2018 | 180 | 180 | 180 | 180 | 180 | 180 | 180 | 180 | 180 | 180
654 | FOWLER RANCH |  | FWLR_SLR_UNIT1 | CRANE | SOLAR | WEST | 2020 | 150 | 150 | 150 | 150 | 150 | 150 | 150 | 150 | 150 | 150
655 | FS BARILLA SOLAR-PECOS |  | HOVEY_UNIT1 | PECOS | SOLAR | WEST | 2015 | 22 | 22 | 22 | 22 | 22 | 22 | 22 | 22 | 22 | 22
656 | FS EAST PECOS SOLAR |  | BOOTLEG_UNIT1 | PECOS | SOLAR | WEST | 2017 | 121.1 | 121.1 | 121.1 | 121.1 | 121.1 | 121.1 | 121.1 | 121.1 | 121.1 | 121.1
657 | GREASEWOOD SOLAR 1 |  | GREASWOD_UNIT1 | PECOS | SOLAR | WEST | 2021 | 124.6 | 124.6 | 124.6 | 124.6 | 124.6 | 124.6 | 124.6 | 124.6 | 124.6 | 124.6
658 | GREASEWOOD SOLAR 2 |  | GREASWOD_UNIT2 | PECOS | SOLAR | WEST | 2021 | 130.4 | 130.4 | 130.4 | 130.4 | 130.4 | 130.4 | 130.4 | 130.4 | 130.4 | 130.4
659 | HOLSTEIN SOLAR 1 |  | HOLSTEIN_SOLAR1 | NOLAN | SOLAR | WEST | 2020 | 102.2 | 102.2 | 102.2 | 102.2 | 102.2 | 102.2 | 102.2 | 102.2 | 102.2 | 102.2
660 | HOLSTEIN SOLAR 2 |  | HOLSTEIN_SOLAR2 | NOLAN | SOLAR | WEST | 2020 | 102.3 | 102.3 | 102.3 | 102.3 | 102.3 | 102.3 | 102.3 | 102.3 | 102.3 | 102.3
661 | KELLAM SOLAR |  | KELAM_SL_UNIT1 | VAN ZANDT | SOLAR | NORTH | 2020 | 59.8 | 59.8 | 59.8 | 59.8 | 59.8 | 59.8 | 59.8 | 59.8 | 59.8 | 59.8
662 | LAPETUS SOLAR |  | LAPETUS_UNIT_1 | ANDREWS | SOLAR | WEST | 2020 | 100.7 | 100.7 | 100.7 | 100.7 | 100.7 | 100.7 | 100.7 | 100.7 | 100.7 | 100.7
663 | OBERON SOLAR |  | OBERON_UNIT_1 | ECTOR | SOLAR | WEST | 2020 | 180 | 180 | 180 | 180 | 180 | 180 | 180 | 180 | 180 | 180
664 | OCI ALAMO 1 SOLAR |  | OCI_ALM1_UNIT1 | BEXAR | SOLAR | SOUTH | 2013 | 39.2 | 39.2 | 39.2 | 39.2 | 39.2 | 39.2 | 39.2 | 39.2 | 39.2 | 39.2
665 | OCI ALAMO 4 SOLAR-BRACKETVILLE |  | ECLIPSE_UNIT1 | KINNEY | SOLAR | SOUTH | 2014 | 37.6 | 37.6 | 37.6 | 37.6 | 37.6 | 37.6 | 37.6 | 37.6 | 37.6 | 37.6
666 | OCI ALAMO 5 (DOWNIE RANCH) |  | HELIOS_UNIT1 | UVALDE | SOLAR | SOUTH | 2015 | 100 | 100 | 100 | 100 | 100 | 100 | 100 | 100 | 100 | 100
667 | OCI ALAMO 6 (SIRIUS/WEST TEXAS) |  | SIRIUS_UNIT1 | PECOS | SOLAR | WEST | 2017 | 110.2 | 110.2 | 110.2 | 110.2 | 110.2 | 110.2 | 110.2 | 110.2 | 110.2 | 110.2
668 | OCI ALAMO 7 (PAINT CREEK) |  | SOLARA_UNIT1 | HASKELL | SOLAR | WEST | 2016 | 112 | 112 | 112 | 112 | 112 | 112 | 112 | 112 | 112 | 112
669 | PHOEBE SOLAR 1 |  | PHOEBE_UNIT1 | WINKLER | SOLAR | WEST | 2019 | 125.1 | 125.1 | 125.1 | 125.1 | 125.1 | 125.1 | 125.1 | 125.1 | 125.1 | 125.1
670 | PHOEBE SOLAR 2 |  | PHOEBE_UNIT2 | WINKLER | SOLAR | WEST | 2019 | 128.1 | 128.1 | 128.1 | 128.1 | 128.1 | 128.1 | 128.1 | 128.1 | 128.1 | 128.1
671 | PROSPERO SOLAR 1 |  | PROSPERO_UNIT1 | ANDREWS | SOLAR | WEST | 2020 | 153.6 | 153.6 | 153.6 | 153.6 | 153.6 | 153.6 | 153.6 | 153.6 | 153.6 | 153.6
672 | PROSPERO SOLAR 2 |  | PROSPERO_UNIT2 | ANDREWS | SOLAR | WEST | 2020 | 150 | 150 | 150 | 150 | 150 | 150 | 150 | 150 | 150 | 150
673 | QUEEN SOLAR PHASE I |  | QUEEN_SL_SOLAR1 | UPTON | SOLAR | WEST | 2020 | 102.5 | 102.5 | 102.5 | 102.5 | 102.5 | 102.5 | 102.5 | 102.5 | 102.5 | 102.5
674 | QUEEN SOLAR PHASE I |  | QUEEN_SL_SOLAR2 | UPTON | SOLAR | WEST | 2020 | 102.5 | 102.5 | 102.5 | 102.5 | 102.5 | 102.5 | 102.5 | 102.5 | 102.5 | 102.5
675 | QUEEN SOLAR PHASE II |  | QUEEN_SL_SOLAR3 | UPTON | SOLAR | WEST | 2020 | 97.5 | 97.5 | 97.5 | 97.5 | 97.5 | 97.5 | 97.5 | 97.5 | 97.5 | 97.5
676 | QUEEN SOLAR PHASE II |  | QUEEN_SL_SOLAR4 | UPTON | SOLAR | WEST | 2020 | 107.5 | 107.5 | 107.5 | 107.5 | 107.5 | 107.5 | 107.5 | 107.5 | 107.5 | 107.5
677 | RAMBLER SOLAR |  | RAMBLER_UNIT1 | TOM GREEN | SOLAR | WEST | 2020 | 200 | 200 | 200 | 200 | 200 | 200 | 200 | 200 | 200 | 200
678 | RE ROSEROCK SOLAR 1 |  | REROCK_UNIT1 | PECOS | SOLAR | WEST | 2016 | 78.8 | 78.8 | 78.8 | 78.8 | 78.8 | 78.8 | 78.8 | 78.8 | 78.8 | 78.8
679 | RE ROSEROCK SOLAR 2 |  | REROCK_UNIT2 | PECOS | SOLAR | WEST | 2016 | 78.8 | 78.8 | 78.8 | 78.8 | 78.8 | 78.8 | 78.8 | 78.8 | 78.8 | 78.8
680 | RIGGINS (SE BUCKTHORN WESTEX SOLAR) |  | RIGGINS_UNIT1 | PECOS | SOLAR | WEST | 2018 | 150 | 150 | 150 | 150 | 150 | 150 | 150 | 150 | 150 | 150
681 | RIPPEY SOLAR |  | RIPPEY_UNIT1 | COOKE | SOLAR | NORTH | 2020 | 59.8 | 59.8 | 59.8 | 59.8 | 59.8 | 59.8 | 59.8 | 59.8 | 59.8 | 59.8
682 | SOLAIREHOLMAN 1 |  | LASSO_UNIT1 | BREWSTER | SOLAR | WEST | 2018 | 50 | 50 | 50 | 50 | 50 | 50 | 50 | 50 | 50 | 50
683 | SP-TX-12-PHASE B |  | SPTX12B_UNIT1 | UPTON | SOLAR | WEST | 2017 | 157.5 | 157.5 | 157.5 | 157.5 | 157.5 | 157.5 | 157.5 | 157.5 | 157.5 | 157.5
684 | WAYMARK SOLAR |  | WAYMARK_UNIT1 | UPTON | SOLAR | WEST | 2018 | 182 | 182 | 182 | 182 | 182 | 182 | 182 | 182 | 182 | 182
685 | WEBBERVILLE SOLAR |  | WEBBER_S_WSP1 | TRAVIS | SOLAR | SOUTH | 2011 | 26.7 | 26.7 | 26.7 | 26.7 | 26.7 | 26.7 | 26.7 | 26.7 | 26.7 | 26.7
686 | WEST OF PECOS SOLAR |  | W_PECOS_UNIT1 | REEVES | SOLAR | WEST | 2019 | 100 | 100 | 100 | 100 | 100 | 100 | 100 | 100 | 100 | 100
687 | Operational Capacity Total (Solar) | [6 empty] | 4078.2 | 4078.2 | 4078.2 | 4078.2 | 4078.2 | 4078.2 | 4078.2 | 4078.2 | 4078.2 | 4078.2
688 | Solar Peak Average Capacity Percentage |  | SOLAR_PEAK_PCT | % |  |  |  | 80 | 80 | 80 | 80 | 80 | 80 | 80 | 80 | 80 | 80
689
690 | Operational Resources (Storage)
691 | BLUE SUMMIT BATTERY |  | BLSUMMIT_BATTERY | WILBARGER | STORAGE | WEST | 2017 | 30 | 30 | 30 | 30 | 30 | 30 | 30 | 30 | 30 | 30
692 | INADALE ESS |  | INDL_ESS | NOLAN | STORAGE | WEST | 2018 | 9.9 | 9.9 | 9.9 | 9.9 | 9.9 | 9.9 | 9.9 | 9.9 | 9.9 | 9.9
693 | NOTREES BATTERY FACILITY |  | NWF_NBS | WINKLER | STORAGE | WEST | 2013 | 33.7 | 33.7 | 33.7 | 33.7 | 33.7 | 33.7 | 33.7 | 33.7 | 33.7 | 33.7
694 | OCI ALAMO 1 |  | OCI_ALM1_ASTRO1 | BEXAR | STORAGE | SOUTH | 2016 | bar: 2022 to 2031
695 | PYRON ESS |  | PYR_ESS | SCURRY | STORAGE | WEST | 2018 | 9.9 | 9.9 | 9.9 | 9.9 | 9.9 | 9.9 | 9.9 | 9.9 | 9.9 | 9.9
696 | Operational Capacity Total (Storage) | [6 empty] | 84.5 | 84.5 | 84.5 | 84.5 | 84.5 | 84.5 | 84.5 | 84.5 | 84.5 | 84.5
697 | Storage Peak Average Capacity Percentage |  | STORAGE_PEAK_PCT | % |  |  |  | 0 | 0 | 0 | 0 | 0 | 0 | 0 | 0 | 0 | 0
698
699 | Operational Distributed Generation Resources (DGR)
700 | BRP ALVIN (DGR) |  | BRPALVIN_UNIT1 | BRAZORIA | STORAGE | COASTAL | 2020 | 9.9 | 9.9 | 9.9 | 9.9 | 9.9 | 9.9 | 9.9 | 9.9 | 9.9 | 9.9
701 | BRP ANGELTON (DGR) |  | BRPANGLE_UNIT1 | BRAZORIA | STORAGE | COASTAL | 2020 | 9.9 | 9.9 | 9.9 | 9.9 | 9.9 | 9.9 | 9.9 | 9.9 | 9.9 | 9.9
702 | BRP BRAZORIA (DGR) |  | BRP_BRAZ_UNIT1 | BRAZORIA | STORAGE | COASTAL | 2020 | 9.9 | 9.9 | 9.9 | 9.9 | 9.9 | 9.9 | 9.9 | 9.9 | 9.9 | 9.9
703 | BRP HEIGHTS (DGR) |  | BRHEIGHT_UNIT1 | GALVESTON | STORAGE | HOUSTON | 2020 | 9.9 | 9.9 | 9.9 | 9.9 | 9.9 | 9.9 | 9.9 | 9.9 | 9.9 | 9.9
704 | BRP MAGNOLIA (DGR) |  | BRPMAGNO_UNIT1 | GALVESTON | STORAGE | HOUSTON | 2020 | 9.9 | 9.9 | 9.9 | 9.9 | 9.9 | 9.9 | 9.9 | 9.9 | 9.9 | 9.9
705 | BRP SWEENY (DGR) |  | BRP_SWNY_UNIT1 | BRAZORIA | STORAGE | COASTAL | 2020 | 10 | 10 | 10 | 10 | 10 | 10 | 10 | 10 | 10 | 10
706 | BRP ODESSA SW (DGR) |  | BRPODESA_UNIT1 | ECTOR | STORAGE | WEST | 2020 | 9.9 | 9.9 | 9.9 | 9.9 | 9.9 | 9.9 | 9.9 | 9.9 | 9.9 | 9.9
707 | CASTLE GAP BATTERY |  | CASL_GAP_BATTERY1 | UPTON | STORAGE | WEST | 2019 | 9.9 | 9.9 | 9.9 | 9.9 | 9.9 | 9.9 | 9.9 | 9.9 | 9.9 | 9.9
708 | COMMERCE ST ESS (DGR) |  | X443ESS1_SWRI | BEXAR | STORAGE | SOUTH | 2020 | 10 | 10 | 10 | 10 | 10 | 10 | 10 | 10 | 10 | 10
709 | FLAT TOP BATTERY (DGR) |  | FLTBES_BESS1 | REEVES | STORAGE | WEST | 2020 | 9.9 | 9.9 | 9.9 | 9.9 | 9.9 | 9.9 | 9.9 | 9.9 | 9.9 | 9.9
710 | HOEFSROAD BESS (DGR) |  | HRBESS_BESS | REEVES | STORAGE | WEST | 2021 | 2 | 2 | 2 | 2 | 2 | 2 | 2 | 2 | 2 | 2
711 | JOHNSON CITY BESS (DGR) |  | JC_BAT_UNIT_1 | BLANCO | STORAGE | SOUTH | 2020 | 2.3 | 2.3 | 2.3 | 2.3 | 2.3 | 2.3 | 2.3 | 2.3 | 2.3 | 2.3
712 | PORT LAVACA BATTERY (DGR) |  | PTLBES_BESS1 | CALHOUN | STORAGE | COASTAL | 2020 | 9.9 | 9.9 | 9.9 | 9.9 | 9.9 | 9.9 | 9.9 | 9.9 | 9.9 | 9.9
713 | PROSPECT STORAGE (DGR) |  | WCOLLDG_BSS_U1 | BRAZORIA | STORAGE | COASTAL | 2020 | 9.9 | 9.9 | 9.9 | 9.9 | 9.9 | 9.9 | 9.9 | 9.9 | 9.9 | 9.9
714 | RABBIT HILL ENERGY STORAGE PROJECT (DGR) |  | RHESS2_ESS_1 | WILLIAMSON | STORAGE | SOUTH | 2020 | 9.9 | 9.9 | 9.9 | 9.9 | 9.9 | 9.9 | 9.9 | 9.9 | 9.9 | 9.9
715 | TOS BATTERY STORAGE (DGR) |  | TOSBATT_UNIT1 | MIDLAND | STORAGE | WEST | 2017 | 2 | 2 | 2 | 2 | 2 | 2 | 2 | 2 | 2 | 2
716 | WORSHAM BATTERY (DGR) |  | WRSBES_BESS1 | REEVES | STORAGE | WEST | 2020 | 9.9 | 9.9 | 9.9 | 9.9 | 9.9 | 9.9 | 9.9 | 9.9 | 9.9 | 9.9
717
718 | Operational DGR Storage Capacity Sub-total |  | DGR_STORAGE_OPERATIONAL |  |  |  |  | 145.1 | 145.1 | 145.1 | 145.1 | 145.1 | 145.1 | 145.1 | 145.1 | 145.1 | 145.1
719 | DGR Storage Peak Average Capacity Percentage |  | DGR_STORAGE_PEAK_PCT | % |  |  |  | 0 | 0 | 0 | 0 | 0 | 0 | 0 | 0 | 0 | 0
720
721 | Operational SODG Fossil Capacity Contribution (Emergency Response Service Nameplate Capacity) | [6 empty] | 400 | 400 | 400 | 400 | 400 | 400 | 400 | 400 | 400 | 400
722 | Operational SODG Fossil Capacity Contribution (Emergency Response Service Awarded) | [6 empty] | 300 | 300 | 300 | 300 | 300 | 300 | 300 | 300 | 300 | 300
723
724 | Operational SODG Fossil Capacity Contribution (non-Emergency Response Service Forecast Contribution)* | [6 empty] | 131 | 131 | 131 | 131 | 131 | 131 | 131 | 131 | 131 | 131
725
726 | Operational SODG Biomass Capacity Sub-total |  | SODG_BIOMASS_OPERATIONAL_C |  |  |  |  | 57.8 | 57.8 | 57.8 | 57.8 | 57.8 | 57.8 | 57.8 | 57.8 | 57.8 | 57.8
727 | Biomass Peak Average Capacity Percentage |  | BIOMASS_PEAK_PCT | % |  |  |  | 100 | 100 | 100 | 100 | 100 | 100 | 100 | 100 | 100 | 100
728
729 | Operational SODG Hydro Capacity Sub-total |  | SODG_HYDRO_OPERATIONAL_C |  |  |  |  | 19.7 | 19.7 | 19.7 | 19.7 | 19.7 | 19.7 | 19.7 | 19.7 | 19.7 | 19.7
730 | Hydro Peak Average Capacity Percentage |  | HYDRO_PEAK_PCT | % |  |  |  | 86.1586 | 86.1586 | 86.1586 | 86.1586 | 86.1586 | 86.1586 | 86.1586 | 86.1586 | 86.1586 | 86.1586
731
732 | Operational SODG Wind Capacity Sub-total (Coastal Counties) |  | SODG_WIND_OPERATIONAL_C |  |  |  |  | 9 | 9 | 9 | 9 | 9 | 9 | 9 | 9 | 9 | 9
733 | Wind Peak Average Capacity Percentage (Coastal) |  | WIND_PEAK_PCT_C | % |  |  |  | 61 | 61 | 61 | 61 | 61 | 61 | 61 | 61 | 61 | 61
734
735 | Operational SODG Wind Capacity Sub-total (Panhandle Counties) |  | SODG_WIND_OPERATIONAL_P |  |  |  |  | 0 | 0 | 0 | 0 | 0 | 0 | 0 | 0 | 0 | 0
736 | Wind Peak Average Capacity Percentage (Panhandle) |  | WIND_PEAK_PCT_P | % |  |  |  | 29 | 29 | 29 | 29 | 29 | 29 | 29 | 29 | 29 | 29
737
738 | Operational SODG Wind Capacity Sub-total (Other Counties) |  | SODG_WIND_OPERATIONAL_O |  |  |  |  | 2 | 2 | 2 | 2 | 2 | 2 | 2 | 2 | 2 | 2
739 | Wind Peak Average Capacity Percentage (Other) |  | WIND_PEAK_PCT_O | % |  |  |  | 19 | 19 | 19 | 19 | 19 | 19 | 19 | 19 | 19 | 19
740
741 | Operational SODG Solar Capacity Sub-total |  | SODG_SOLAR_OPERATIONAL_P |  |  |  |  | 247.3 | 247.3 | 247.3 | 247.3 | 247.3 | 247.3 | 247.3 | 247.3 | 247.3 | 247.3
742 | Solar Peak Average Capacity Percentage |  | SOLAR_PEAK_PCT | % |  |  |  | 80 | 80 | 80 | 80 | 80 | 80 | 80 | 80 | 80 | 80
743
744 | Operational SODG Storage Capacity Sub-total |  | SODG_STORAGE_OPERATIONAL |  |  |  |  | 5 | 5 | 5 | 5 | 5 | 5 | 5 | 5 | 5 | 5
745 | Storage Peak Average Capacity Percentage |  | STORAGE_PEAK_PCT | % |  |  |  | 0 | 0 | 0 | 0 | 0 | 0 | 0 | 0 | 0 | 0
746
747 | Reliability Must-Run (RMR) Capacity |  | RMR_CAP_CONT |  | GAS |  |  | 0 | 0 | 0 | 0 | 0 | 0 | 0 | 0 | 0 | 0
748
749 | Capacity Pending Retirement |  | PENDRETIRE_CAP |  |  |  |  | 0 | 0 | 0 | 0 | 0 | 0 | 0 | 0 | 0 | 0
750
751 | Non-Synchronous Tie Resources
752 | EAST TIE |  | DC_E | FANNIN | OTHER | NORTH |  | 600 | 600 | 600 | 600 | 600 | 600 | 600 | 600 | 600 | 600
753 | NORTH TIE |  | DC_N | WILBARGER | OTHER | WEST |  | 220 | 220 | 220 | 220 | 220 | 220 | 220 | 220 | 220 | 220
754 | LAREDO VFT TIE |  | DC_L | WEBB | OTHER | SOUTH |  | 100 | 100 | 100 | 100 | 100 | 100 | 100 | 100 | 100 | 100
755 | SHARYLAND RAILROAD TIE |  | DC_R | HIDALGO | OTHER | SOUTH |  | 300 | 300 | 300 | 300 | 300 | 300 | 300 | 300 | 300 | 300
756 | Non-Synchronous Ties Total | [6 empty] | 1220 | 1220 | 1220 | 1220 | 1220 | 1220 | 1220 | 1220 | 1220 | 1220
757 | Non-Synchronous Ties Peak Average Capacity Percentage |  | DCTIE_PEAK_PCT | % |  |  |  | 69.67 | 69.67 | 69.67 | 69.67 | 69.67 | 69.67 | 69.67 | 69.67 | 69.67 | 69.67
758
759 | Planned Thermal Resources with Executed SGIA, Air Permit, GHG Permit and Proof of Adequate Water Supplies
760 | AIR PRODUCTS GCA | 21INR0012 |  | GALVESTON | GAS-ST | HOUSTON | 2022 | 60 | 60 | 60 | 60 | 60 | 60 | 60 | 60 | 60 | 60
761 | BRAES POWER PLANT | 20INR0221 |  | FORT BEND | GAS-GT | HOUSTON | 2022 | 408 | 408 | 408 | 408 | 408 | 408 | 408 | 408 | 408 | 408
762 | CHAMON 2 | 19INR0056 |  | HARRIS | GAS-GT | HOUSTON | 2021 | 100 | 100 | 100 | 100 | 100 | 100 | 100 | 100 | 100 | 100
763 | MIRAGE | 17INR0022 |  | HARRIS | GAS-GT | HOUSTON | 2022 | 11 | 11 | 11 | 11 | 11 | 11 | 11 | 11 | 11 | 11
764 | OLD BLOOMINGTON ROAD | 19INR0057 |  | VICTORIA | GAS-GT | SOUTH | 2021 | 88 | 88 | 88 | 88 | 88 | 88 | 88 | 88 | 88 | 88
765 | PES 2 POWER STATION | 22INR0371 |  | HARRIS | GAS-GT | HOUSTON | 2021 | 89.1 | 89.1 | 89.1 | 89.1 | 89.1 | 89.1 | 89.1 | 89.1 | 89.1 | 89.1
766 | R MASSENGALE (LP&L) | 21INR0202 |  | LUBBOCK | GAS-CC | PANHANDLE | 2021 | 74 | 74 | 74 | 74 | 74 | 74 | 74 | 74 | 74 | 74
767 | TOPAZ POWER PLANT | 20INR0231 |  | GALVESTON | GAS-GT | HOUSTON | 2021 | 445.3 | 445.3 | 445.3 | 445.3 | 445.3 | 445.3 | 445.3 | 445.3 | 445.3 | 445.3
768 | TY COOKE (LP&L) | 21INR0506 |  | LUBBOCK | GAS-GT | PANHANDLE | 2021 | 31 | 31 | 31 | 31 | 31 | 31 | 31 | 31 | 31 | 31
769 | Planned Capacity Total (Nuclear, Coal, Gas, Biomass) | [6 empty] | 1306.4 | 1306.4 | 1306.4 | 1306.4 | 1306.4 | 1306.4 | 1306.4 | 1306.4 | 1306.4 | 1306.4
770
771 | Planned Wind Resources with Executed SGIA
772 | CHALUPA WIND | 20INR0042 |  | CAMERON | WIND-C | COASTAL | 2021 | 173.3 | 173.3 | 173.3 | 173.3 | 173.3 | 173.3 | 173.3 | 173.3 | 173.3 | 173.3
773 | CRANEL WIND | 19INR0112 |  | REFUGIO | WIND-C | COASTAL | 2021 | 220 | 220 | 220 | 220 | 220 | 220 | 220 | 220 | 220 | 220
774 | EAST RAYMOND WIND | 18INR0059 |  | WILLACY | WIND-C | COASTAL | 2021 | 200.2 | 200.2 | 200.2 | 200.2 | 200.2 | 200.2 | 200.2 | 200.2 | 200.2 | 200.2
775 | EL ALGODON ALTO W | 15INR0034 |  | SAN PATRICIO | WIND-C | COASTAL | 2021 | 201 | 201 | 201 | 201 | 201 | 201 | 201 | 201 | 201 | 201
776 | EL SUAZ RANCH | 20INR0097 |  | WILLACY | WIND-C | COASTAL | 2022 | 0 | 301.7 | 301.7 | 301.7 | 301.7 | 301.7 | 301.7 | 301.7 | 301.7 | 301.7
777 | ESPIRITU WIND | 17INR0031 |  | CAMERON | WIND-C | COASTAL | 2021 | 25.2 | 25.2 | 25.2 | 25.2 | 25.2 | 25.2 | 25.2 | 25.2 | 25.2 | 25.2
778 | LAS MAJADAS WIND | 17INR0035 |  | WILLACY | WIND-C | COASTAL | 2021 | 272.6 | 272.6 | 272.6 | 272.6 | 272.6 | 272.6 | 272.6 | 272.6 | 272.6 | 272.6
779 | MONTE ALTO I | 19INR0022 |  | WILLACY | WIND-C | COASTAL | 2022 | 0 | 223.8 | 223.8 | 223.8 | 223.8 | 223.8 | 223.8 | 223.8 | 223.8 | 223.8
780 | SHAFFER (PATRIOT WIND/PETRONILLA) | 11INR0062 |  | NUECES | WIND-C | COASTAL | 2021 | 226.1 | 226.1 | 226.1 | 226.1 | 226.1 | 226.1 | 226.1 | 226.1 | 226.1 | 226.1
781 | WEST RAYMOND (EL TRUENO) WIND | 20INR0088 |  | WILLACY | WIND-C | COASTAL | 2021 | 239.8 | 239.8 | 239.8 | 239.8 | 239.8 | 239.8 | 239.8 | 239.8 | 239.8 | 239.8
782 | CAROL WIND | 20INR0217 |  | POTTER | WIND-P | PANHANDLE | 2022 | 169.2 | 169.2 | 169.2 | 169.2 | 169.2 | 169.2 | 169.2 | 169.2 | 169.2 | 169.2
783 | HART WIND | 16INR0033 |  | CASTRO | WIND-P | PANHANDLE | 2022 | 0 | 151.5 | 151.5 | 151.5 | 151.5 | 151.5 | 151.5 | 151.5 | 151.5 | 151.5
784 | AJAX WIND | 20INR0142 |  | WILBARGER | WIND-O | WEST | 2021 | 366.6 | 366.6 | 366.6 | 366.6 | 366.6 | 366.6 | 366.6 | 366.6 | 366.6 | 366.6
785 | ANCHOR WIND | 21INR0387 |  | EASTLAND | WIND-O | NORTH | 2021 | 262.9 | 262.9 | 262.9 | 262.9 | 262.9 | 262.9 | 262.9 | 262.9 | 262.9 | 262.9
786 | APOGEE WIND | 21INR0467 |  | HASKELL | WIND-O | WEST | 2021 | 393.2 | 393.2 | 393.2 | 393.2 | 393.2 | 393.2 | 393.2 | 393.2 | 393.2 | 393.2
787 | APPALOOSA RUN WIND_ | 20INR0249 |  | UPTON | WIND-O | WEST | 2023 | 0 | 175 | 175 | 175 | 175 | 175 | 175 | 175 | 175 | 175
788 | AQUILLA LAKE 2 WIND | 20INR0256 |  | HILL | WIND-O | NORTH | 2021 | 150.8 | 150.8 | 150.8 | 150.8 | 150.8 | 150.8 | 150.8 | 150.8 | 150.8 | 150.8
789 | AQUILLA LAKE WIND | 19INR0145 |  | HILL | WIND-O | NORTH | 2021 | 149.3 | 149.3 | 149.3 | 149.3 | 149.3 | 149.3 | 149.3 | 149.3 | 149.3 | 149.3
790 | AVIATOR WIND | 19INR0156 |  | COKE | WIND-O | WEST | 2020 | 525 | 525 | 525 | 525 | 525 | 525 | 525 | 525 | 525 | 525
791 | BAIRD NORTH WIND | 20INR0083 |  | CALLAHAN | WIND-O | WEST | 2021 | 350 | 350 | 350 | 350 | 350 | 350 | 350 | 350 | 350 | 350
792 | BARROW RANCH (JUMBO HILL WIND) | 18INR0038 |  | ANDREWS | WIND-O | WEST | 2021 | 160.7 | 160.7 | 160.7 | 160.7 | 160.7 | 160.7 | 160.7 | 160.7 | 160.7 | 160.7
793 | BLACKJACK CREEK WIND | 20INR0068 |  | BEE | WIND-O | SOUTH | 2021 | 240 | 240 | 240 | 240 | 240 | 240 | 240 | 240 | 240 | 240
794 | CACTUS FLATS WIND | 16INR0086 |  | CONCHO | WIND-O | WEST | 2021 | 148.4 | 148.4 | 148.4 | 148.4 | 148.4 | 148.4 | 148.4 | 148.4 | 148.4 | 148.4
795 | CANYON WIND | 18INR0030 |  | SCURRY | WIND-O | WEST | 2022 | 201.8 | 201.8 | 201.8 | 201.8 | 201.8 | 201.8 | 201.8 | 201.8 | 201.8 | 201.8
796 | COYOTE WIND | 17INR0027b |  | SCURRY | WIND-O | WEST | 2021 | 242.6 | 242.6 | 242.6 | 242.6 | 242.6 | 242.6 | 242.6 | 242.6 | 242.6 | 242.6
797 | EDMONDSON RANCH WIND | 18INR0043 |  | GLASSCOCK | WIND-O | WEST | 2022 | 0 | 293.3 | 293.3 | 293.3 | 293.3 | 293.3 | 293.3 | 293.3 | 293.3 | 293.3
798 | FOXTROT WIND | 20INR0129 |  | KARNES | WIND-O | SOUTH | 2022 | 504 | 504 | 504 | 504 | 504 | 504 | 504 | 504 | 504 | 504
799 | GRIFFIN TRAIL WIND | 20INR0052 |  | KNOX | WIND-O | WEST | 2021 | 225.6 | 225.6 | 225.6 | 225.6 | 225.6 | 225.6 | 225.6 | 225.6 | 225.6 | 225.6
800 | HARALD (BEARKAT WIND B) | 15INR0064b |  | GLASSCOCK | WIND-O | WEST | 2021 | 162.1 | 162.1 | 162.1 | 162.1 | 162.1 | 162.1 | 162.1 | 162.1 | 162.1 | 162.1
801 | HIDALGO II WIND | 19INR0053 |  | HIDALGO | WIND-O | SOUTH | 2021 | 50.4 | 50.4 | 50.4 | 50.4 | 50.4 | 50.4 | 50.4 | 50.4 | 50.4 | 50.4
802 | HIGH LONESOME W | 19INR0038 |  | CROCKETT | WIND-O | WEST | 2021 | 449.7 | 449.7 | 449.7 | 449.7 | 449.7 | 449.7 | 449.7 | 449.7 | 449.7 | 449.7
803 | HIGH LONESOME WIND PHASE II | 20INR0262 |  | CROCKETT | WIND-O | WEST | 2021 | 50.6 | 50.6 | 50.6 | 50.6 | 50.6 | 50.6 | 50.6 | 50.6 | 50.6 | 50.6
804 | HUTT WIND | 21INR0005 |  | MIDLAND | WIND-O | WEST | 2021 | 336 | 336 | 336 | 336 | 336 | 336 | 336 | 336 | 336 | 336
805 | KONTIKI 1 WIND (ERIK) | 19INR0099a |  | GLASSCOCK | WIND-O | WEST | 2023 | 0 | 250.1 | 250.1 | 250.1 | 250.1 | 250.1 | 250.1 | 250.1 | 250.1 | 250.1
806 | KONTIKI 2 WIND (ERNEST) | 19INR0099b |  | GLASSCOCK | WIND-O | WEST | 2023 | 0 | 250.1 | 250.1 | 250.1 | 250.1 | 250.1 | 250.1 | 250.1 | 250.1 | 250.1
807 | LORAINE WINDPARK PHASE III | 18INR0068 |  | MITCHELL | WIND-O | WEST | 2022 | 100 | 100 | 100 | 100 | 100 | 100 | 100 | 100 | 100 | 100
808 | LOMA PINTA WIND | 16INR0112 |  | LA SALLE | WIND-O | SOUTH | 2022 | 0 | 200 | 200 | 200 | 200 | 200 | 200 | 200 | 200 | 200
809 | MARYNEAL WINDPOWER | 18INR0031 |  | NOLAN | WIND-O | WEST | 2021 | 182.4 | 182.4 | 182.4 | 182.4 | 182.4 | 182.4 | 182.4 | 182.4 | 182.4 | 182.4
810 | MAVERICK CREEK I | 20INR0045 |  | CONCHO | WIND-O | WEST | 2021 | 373.2 | 373.2 | 373.2 | 373.2 | 373.2 | 373.2 | 373.2 | 373.2 | 373.2 | 373.2
811 | MAVERICK CREEK II | 20INR0046 |  | CONCHO | WIND-O | WEST | 2021 | 118.8 | 118.8 | 118.8 | 118.8 | 118.8 | 118.8 | 118.8 | 118.8 | 118.8 | 118.8
812 | MESTENO WIND | 16INR0081 |  | STARR | WIND-O | SOUTH | 2021 | 201.6 | 201.6 | 201.6 | 201.6 | 201.6 | 201.6 | 201.6 | 201.6 | 201.6 | 201.6
813 | MONARCH CREEK WIND | 21INR0263 |  | THROCKMORTON | WIND-O | WEST | 2021 | 209 | 209 | 209 | 209 | 209 | 209 | 209 | 209 | 209 | 209
814 | OVEJA WIND | 18INR0033 |  | IRION | WIND-O | WEST | 2021 | 302.4 | 302.4 | 302.4 | 302.4 | 302.4 | 302.4 | 302.4 | 302.4 | 302.4 | 302.4
815 | PRAIRIE HILL WIND | 19INR0100 |  | MCLENNAN | WIND-O | NORTH | 2021 | 300 | 300 | 300 | 300 | 300 | 300 | 300 | 300 | 300 | 300
816 | PRIDDY WIND | 16INR0085 |  | MILLS | WIND-O | NORTH | 2021 | 300 | 300 | 300 | 300 | 300 | 300 | 300 | 300 | 300 | 300
817 | RELOJ DEL SOL WIND | 17INR0025 |  | ZAPATA | WIND-O | SOUTH | 2021 | 209.3 | 209.3 | 209.3 | 209.3 | 209.3 | 209.3 | 209.3 | 209.3 | 209.3 | 209.3
818 | ROADRUNNER CROSSING WIND 1 | 19INR0117 |  | EASTLAND | WIND-O | NORTH | 2022 | 0 | 200.2 | 200.2 | 200.2 | 200.2 | 200.2 | 200.2 | 200.2 | 200.2 | 200.2
819 | RTS 2 WIND (HEART OF TEXAS WIND) | 18INR0016 |  | MCCULLOCH | WIND-O | SOUTH | 2020 | 179.8 | 179.8 | 179.8 | 179.8 | 179.8 | 179.8 | 179.8 | 179.8 | 179.8 | 179.8
820 | SAGE DRAW WIND | 19INR0163 |  | LYNN | WIND-O | WEST | 2020 | 338.4 | 338.4 | 338.4 | 338.4 | 338.4 | 338.4 | 338.4 | 338.4 | 338.4 | 338.4
821 | TG EAST WIND | 19INR0052 |  | KNOX | WIND-O | WEST | 2021 | 336 | 336 | 336 | 336 | 336 | 336 | 336 | 336 | 336 | 336
822 | VENADO WIND | 16INR0111 |  | STARR | WIND-O | SOUTH | 2021 | 201.6 | 201.6 | 201.6 | 201.6 | 201.6 | 201.6 | 201.6 | 201.6 | 201.6 | 201.6
823 | VERA WIND | 19INR0051 |  | KNOX | WIND-O | WEST | 2021 | 208.8 | 208.8 | 208.8 | 208.8 | 208.8 | 208.8 | 208.8 | 208.8 | 208.8 | 208.8
824 | VERA WIND V110 | 20INR0305 |  | KNOX | WIND-O | WEST | 2021 | 34 | 34 | 34 | 34 | 34 | 34 | 34 | 34 | 34 | 34
825 | VORTEX WIND | 20INR0120 |  | THROCKMORTON | WIND-O | WEST | 2021 | 350.1 | 350.1 | 350.1 | 350.1 | 350.1 | 350.1 | 350.1 | 350.1 | 350.1 | 350.1
826 | WHITE MESA WIND | 19INR0128 |  | CROCKETT | WIND-O | WEST | 2021 | 152.3 | 152.3 | 152.3 | 152.3 | 152.3 | 152.3 | 152.3 | 152.3 | 152.3 | 152.3
827 | WHITE MESA 2 WIND | 21INR0521 |  | COKE | WIND-O | WEST | 2021 | 348.3 | 348.3 | 348.3 | 348.3 | 348.3 | 348.3 | 348.3 | 348.3 | 348.3 | 348.3
828 | WHITEHORSE WIND | 19INR0080 |  | FISHER | WIND-O | WEST | 2020 | 418.9 | 418.9 | 418.9 | 418.9 | 418.9 | 418.9 | 418.9 | 418.9 | 418.9 | 418.9
829 | WILDWIND | 20INR0033 |  | COOKE | WIND-O | NORTH | 2021 | 180.1 | 180.1 | 180.1 | 180.1 | 180.1 | 180.1 | 180.1 | 180.1 | 180.1 | 180.1
830 | Planned Capacity Total (Wind) | [6 empty] | 11742.1 | 13787.8 | 13787.8 | 13787.8 | 13787.8 | 13787.8 | 13787.8 | 13787.8 | 13787.8 | 13787.8
831
832 | Planned Wind Capacity Sub-total (Coastal Counties) |  | WIND_PLANNED_C |  |  |  |  | 1558.2 | 2083.7 | 2083.7 | 2083.7 | 2083.7 | 2083.7 | 2083.7 | 2083.7 | 2083.7 | 2083.7
833 | Wind Peak Average Capacity Percentage (Coastal) |  | WIND_PL_PEAK_PCT_C | % |  |  |  | 61 | 61 | 61 | 61 | 61 | 61 | 61 | 61 | 61 | 61
834
835 | Planned Wind Capacity Sub-total (Panhandle Counties) |  | WIND_PLANNED_P |  |  |  |  | 169.2 | 320.7 | 320.7 | 320.7 | 320.7 | 320.7 | 320.7 | 320.7 | 320.7 | 320.7
836 | Wind Peak Average Capacity Percentage (Panhandle) |  | WIND_PL_PEAK_PCT_P | % |  |  |  | 29 | 29 | 29 | 29 | 29 | 29 | 29 | 29 | 29 | 29
837
838 | Planned Wind Capacity Sub-total (Other counties) |  | WIND_PLANNED_O |  |  |  |  | 10014.7 | 11383.4 | 11383.4 | 11383.4 | 11383.4 | 11383.4 | 11383.4 | 11383.4 | 11383.4 | 11383.4
839 | Wind Peak Average Capacity Percentage (Other) |  | WIND_PL_PEAK_PCT_O | % |  |  |  | 19 | 19 | 19 | 19 | 19 | 19 | 19 | 19 | 19 | 19
840
841 | Planned Solar Resources with Executed SGIA
842 | 7V SOLAR | 21INR0351 |  | FAYETTE | SOLAR | SOUTH | 2023 | 0 | 246.3 | 246.3 | 246.3 | 246.3 | 246.3 | 246.3 | 246.3 | 246.3 | 246.3
843 | ANDROMEDA SOLAR | 22INR0412 |  | SCURRY | SOLAR | WEST | 2023 | 0 | 374.4 | 374.4 | 374.4 | 374.4 | 374.4 | 374.4 | 374.4 | 374.4 | 374.4
844 | ANSON SOLAR | 19INR0081 |  | JONES | SOLAR | WEST | 2021 | 201.5 | 201.5 | 201.5 | 201.5 | 201.5 | 201.5 | 201.5 | 201.5 | 201.5 | 201.5
845 | ARAGORN SOLAR | 19INR0088 |  | CULBERSON | SOLAR | WEST | 2021 | 185 | 185 | 185 | 185 | 185 | 185 | 185 | 185 | 185 | 185
846 | ARMADILLO SOLAR | 21INR0421 |  | NAVARRO | SOLAR | NORTH | 2022 | 0 | 204 | 204 | 204 | 204 | 204 | 204 | 204 | 204 | 204
847 | AZURE SKY SOLAR | 21INR0477 |  | HASKELL | SOLAR | WEST | 2021 | 228.4 | 228.4 | 228.4 | 228.4 | 228.4 | 228.4 | 228.4 | 228.4 | 228.4 | 228.4
848 | BIG STAR SOLAR | 21INR0413 |  | BASTROP | SOLAR | SOUTH | 2022 | 220.6 | 220.6 | 220.6 | 220.6 | 220.6 | 220.6 | 220.6 | 220.6 | 220.6 | 220.6
849 | BLUE JAY SOLAR | 19INR0085 |  | GRIMES | SOLAR | NORTH | 2021 | 210 | 210 | 210 | 210 | 210 | 210 | 210 | 210 | 210 | 210
850 | BRAVEPOST SOLAR | 20INR0053 |  | TOM GREEN | SOLAR | WEST | 2022 | 200 | 200 | 200 | 200 | 200 | 200 | 200 | 200 | 200 | 200
851 | BRIGHT ARROW SOLAR | 22INR0242 |  | HOPKINS | SOLAR | NORTH | 2022 | 0 | 324.7 | 324.7 | 324.7 | 324.7 | 324.7 | 324.7 | 324.7 | 324.7 | 324.7
852 | BRIGHTSIDE SOLAR | 18INR0060 |  | BEE | SOLAR | SOUTH | 2021 | 50 | 50 | 50 | 50 | 50 | 50 | 50 | 50 | 50 | 50
853 | CAROL SOLAR | 21INR0274 |  | POTTER | SOLAR | PANHANDLE | 2022 | 223.2 | 223.2 | 223.2 | 223.2 | 223.2 | 223.2 | 223.2 | 223.2 | 223.2 | 223.2
854 | CASTRO SOLAR | 20INR0050 |  | CASTRO | SOLAR | PANHANDLE | 2022 | 0 | 222.9 | 222.9 | 222.9 | 222.9 | 222.9 | 222.9 | 222.9 | 222.9 | 222.9
855 | CONCHO VALLEY SOLAR | 21INR0384 |  | TOM GREEN | SOLAR | WEST | 2022 | 159.8 | 159.8 | 159.8 | 159.8 | 159.8 | 159.8 | 159.8 | 159.8 | 159.8 | 159.8
856 | CONIGLIO SOLAR | 20INR0037 |  | FANNIN | SOLAR | NORTH | 2021 | 125.7 | 125.7 | 125.7 | 125.7 | 125.7 | 125.7 | 125.7 | 125.7 | 125.7 | 125.7
857 | CORAZON SOLAR PHASE I | 15INR0044 |  | WEBB | SOLAR | SOUTH | 2021 | 202.6 | 202.6 | 202.6 | 202.6 | 202.6 | 202.6 | 202.6 | 202.6 | 202.6 | 202.6
858 | CORAZON SOLAR PHASE II | 22INR0257 |  | WEBB | SOLAR | SOUTH | 2022 | 202.6 | 202.6 | 202.6 | 202.6 | 202.6 | 202.6 | 202.6 | 202.6 | 202.6 | 202.6
859 | COTTONWOOD BAYOU | 19INR0134 |  | BRAZORIA | SOLAR | COASTAL | 2023 | 0 | 150 | 150 | 150 | 150 | 150 | 150 | 150 | 150 | 150
860 | COTTONWOOD BAYOU SOLAR II | 21INR0228 |  | BRAZORIA | SOLAR | COASTAL | 2023 | 0 | 200 | 200 | 200 | 200 | 200 | 200 | 200 | 200 | 200
861 | CROWDED STAR SOLAR | 20INR0241 |  | JONES | SOLAR | WEST | 2023 | 0 | 0 | 217.6 | 217.6 | 217.6 | 217.6 | 217.6 | 217.6 | 217.6 | 217.6
862 | CROWDED STAR SOLAR II | 22INR0274 |  | JONES | SOLAR | WEST | 2023 | 0 | 0 | 185 | 185 | 185 | 185 | 185 | 185 | 185 | 185
863 | CUTLASS SOLAR | 19INR0131 |  | FORT BEND | SOLAR | HOUSTON | 2022 | 0 | 300 | 300 | 300 | 300 | 300 | 300 | 300 | 300 | 300
864 | DANCIGER SOLAR | 20INR0098 |  | BRAZORIA | SOLAR | COASTAL | 2022 | 203.2 | 203.2 | 203.2 | 203.2 | 203.2 | 203.2 | 203.2 | 203.2 | 203.2 | 203.2
865 | DANISH FIELDS SOLAR I | 20INR0069 |  | WHARTON | SOLAR | SOUTH | 2022 | 201 | 201 | 201 | 201 | 201 | 201 | 201 | 201 | 201 | 201
866 | DANISH FIELDS SOLAR II | 21INR0016 |  | WHARTON | SOLAR | SOUTH | 2022 | 201 | 201 | 201 | 201 | 201 | 201 | 201 | 201 | 201 | 201
867 | DANISH FIELDS SOLAR III | 21INR0017 |  | WHARTON | SOLAR | SOUTH | 2022 | 201 | 201 | 201 | 201 | 201 | 201 | 201 | 201 | 201 | 201
868 | DAWN SOLAR | 20INR0255 |  | DEAF SMITH | SOLAR | PANHANDLE | 2021 | 515.7 | 515.7 | 515.7 | 515.7 | 515.7 | 515.7 | 515.7 | 515.7 | 515.7 | 515.7
869 | DELILAH SOLAR 1 | 22INR0202 |  | LAMAR | SOLAR | NORTH | 2022 | 300 | 300 | 300 | 300 | 300 | 300 | 300 | 300 | 300 | 300
870 | DELILAH SOLAR 2 | 22INR0203 |  | LAMAR | SOLAR | NORTH | 2023 | 0 | 310 | 310 | 310 | 310 | 310 | 310 | 310 | 310 | 310
871 | DELILAH SOLAR 3 | 23INR0042 |  | LAMAR | SOLAR | NORTH | 2023 | 0 | 200 | 200 | 200 | 200 | 200 | 200 | 200 | 200 | 200
872 | DELILAH SOLAR 4 | 23INR0060 |  | LAMAR | SOLAR | NORTH | 2023 | 0 | 90 | 90 | 90 | 90 | 90 | 90 | 90 | 90 | 90
873 | EIFFEL SOLAR | 22INR0223 |  | LAMAR | SOLAR | NORTH | 2022 | 0 | 200 | 200 | 200 | 200 | 200 | 200 | 200 | 200 | 200
874 | ELARA SOLAR | 21INR0276 |  | FRIO | SOLAR | SOUTH | 2021 | 132.4 | 132.4 | 132.4 | 132.4 | 132.4 | 132.4 | 132.4 | 132.4 | 132.4 | 132.4
875 | EMERALD GROVE SOLAR (PECOS SOLAR POWER I) | 15INR0059 |  | PECOS | SOLAR | WEST | 2022 | 108 | 108 | 108 | 108 | 108 | 108 | 108 | 108 | 108 | 108
876 | EQUINOX SOLAR 1 | 21INR0226 |  | STARR | SOLAR | SOUTH | 2023 | 0 | 200 | 200 | 200 | 200 | 200 | 200 | 200 | 200 | 200
877 | EUNICE SOLAR | 20INR0219 |  | ANDREWS | SOLAR | WEST | 2021 | 426.7 | 426.7 | 426.7 | 426.7 | 426.7 | 426.7 | 426.7 | 426.7 | 426.7 | 426.7
878 | FIGHTING JAYS SOLAR | 21INR0278 |  | FORT BEND | SOLAR | HOUSTON | 2022 | 351.3 | 351.3 | 351.3 | 351.3 | 351.3 | 351.3 | 351.3 | 351.3 | 351.3 | 351.3
879 | FORT BEND SOLAR | 18INR0053 |  | FORT BEND | SOLAR | HOUSTON | 2021 | 240 | 240 | 240 | 240 | 240 | 240 | 240 | 240 | 240 | 240
880 | FRYE SOLAR | 20INR0080 |  | SWISHER | SOLAR | PANHANDLE | 2022 | 0 | 500 | 500 | 500 | 500 | 500 | 500 | 500 | 500 | 500
881 | GALLOWAY 1 SOLAR | 19INR0121 |  | CONCHO | SOLAR | WEST | 2021 | 257 | 257 | 257 | 257 | 257 | 257 | 257 | 257 | 257 | 257
882 | GALLOWAY 2 SOLAR | 21INR0431 |  | CONCHO | SOLAR | WEST | 2022 | 110 | 110 | 110 | 110 | 110 | 110 | 110 | 110 | 110 | 110
883 | GOLINDA SOLAR | 21INR0434 |  | FALLS | SOLAR | NORTH | 2023 | 0 | 103.1 | 103.1 | 103.1 | 103.1 | 103.1 | 103.1 | 103.1 | 103.1 | 103.1
884 | GRANDSLAM SOLAR | 21INR0391 |  | ATASCOSA | SOLAR | SOUTH | 2022 | 0 | 228.2 | 228.2 | 228.2 | 228.2 | 228.2 | 228.2 | 228.2 | 228.2 | 228.2
885 | GREEN HOLLY SOLAR | 21INR0021 |  | DAWSON | SOLAR | WEST | 2023 | 0 | 413.6 | 413.6 | 413.6 | 413.6 | 413.6 | 413.6 | 413.6 | 413.6 | 413.6
886 | HOPKINS SOLAR | 20INR0210 |  | HOPKINS | SOLAR | NORTH | 2022 | 0 | 320 | 320 | 320 | 320 | 320 | 320 | 320 | 320 | 320
887 | HOVEY (BARILLA SOLAR 1B) | 12INR0059b |  | PECOS | SOLAR | WEST | 2020 | 7.4 | 7.4 | 7.4 | 7.4 | 7.4 | 7.4 | 7.4 | 7.4 | 7.4 | 7.4
888 | IMPACT SOLAR | 19INR0151 |  | LAMAR | SOLAR | NORTH | 2021 | 198.5 | 198.5 | 198.5 | 198.5 | 198.5 | 198.5 | 198.5 | 198.5 | 198.5 | 198.5
889 | INDIGO SOLAR | 21INR0031 |  | FISHER | SOLAR | WEST | 2021 | 125 | 125 | 125 | 125 | 125 | 125 | 125 | 125 | 125 | 125
890 | JADE SOLAR | 22INR0360 |  | SCURRY | SOLAR | WEST | 2022 | 0 | 374.4 | 374.4 | 374.4 | 374.4 | 374.4 | 374.4 | 374.4 | 374.4 | 374.4
891 | JUNO SOLAR PHASE I | 21INR0026 |  | BORDEN | SOLAR | WEST | 2021 | 162.1 | 162.1 | 162.1 | 162.1 | 162.1 | 162.1 | 162.1 | 162.1 | 162.1 | 162.1
892 | JUNO SOLAR PHASE II | 21INR0501 |  | BORDEN | SOLAR | WEST | 2021 | 143.5 | 143.5 | 143.5 | 143.5 | 143.5 | 143.5 | 143.5 | 143.5 | 143.5 | 143.5
893 | LILY SOLAR | 19INR0044 |  | KAUFMAN | SOLAR | NORTH | 2021 | 147.6 | 147.6 | 147.6 | 147.6 | 147.6 | 147.6 | 147.6 | 147.6 | 147.6 | 147.6
894 | LONGBOW SOLAR | 20INR0026 |  | BRAZORIA | SOLAR | COASTAL | 2022 | 80 | 80 | 80 | 80 | 80 | 80 | 80 | 80 | 80 | 80
895 | LONG DRAW SOLAR | 18INR0055 |  | BORDEN | SOLAR | WEST | 2021 | 225 | 225 | 225 | 225 | 225 | 225 | 225 | 225 | 225 | 225
896 | LONG POINT SOLAR | 19INR0042 |  | BRAZORIA | SOLAR | COASTAL | 2022 | 101.3 | 101.3 | 101.3 | 101.3 | 101.3 | 101.3 | 101.3 | 101.3 | 101.3 | 101.3
897 | MALEZA SOLAR | 21INR0220 |  | FORT BEND | SOLAR | HOUSTON | 2023 | 0 | 254.9 | 254.9 | 254.9 | 254.9 | 254.9 | 254.9 | 254.9 | 254.9 | 254.9
898 | MISAE SOLAR | 18INR0045 |  | CHILDRESS | SOLAR | PANHANDLE | 2021 | 240 | 240 | 240 | 240 | 240 | 240 | 240 | 240 | 240 | 240
899 | MISAE SOLAR II | 20INR0091 |  | CHILDRESS | SOLAR | PANHANDLE | 2023 | 0 | 0 | 517.3 | 517.3 | 517.3 | 517.3 | 517.3 | 517.3 | 517.3 | 517.3
900 | MORROW LAKE SOLAR | 19INR0155 |  | FRIO | SOLAR | SOUTH | 2022 | 204 | 204 | 204 | 204 | 204 | 204 | 204 | 204 | 204 | 204
901 | MUSTANG CREEK SOLAR | 18INR0050 |  | JACKSON | SOLAR | SOUTH | 2022 | 152.3 | 152.3 | 152.3 | 152.3 | 152.3 | 152.3 | 152.3 | 152.3 | 152.3 | 152.3
902 | MYRTLE SOLAR | 19INR0041 |  | BRAZORIA | SOLAR | COASTAL | 2022 | 240 | 240 | 240 | 240 | 240 | 240 | 240 | 240 | 240 | 240
903 | MYRTLE SOLAR II | 20INR0263 |  | BRAZORIA | SOLAR | COASTAL | 2022 | 100 | 100 | 100 | 100 | 100 | 100 | 100 | 100 | 100 | 100
904 | NABATOTO SOLAR NORTH | 21INR0428 |  | LEON | SOLAR | NORTH | 2022 | 400 | 400 | 400 | 400 | 400 | 400 | 400 | 400 | 400 | 400
905 | NAZARETH SOLAR | 16INR0049 |  | CASTRO | SOLAR | PANHANDLE | 2023 | 0 | 201 | 201 | 201 | 201 | 201 | 201 | 201 | 201 | 201
906 | NOBLE SOLAR | 20INR0214 |  | DENTON | SOLAR | NORTH | 2022 | 279 | 279 | 279 | 279 | 279 | 279 | 279 | 279 | 279 | 279
907 | NORTON SOLAR | 19INR0035 |  | RUNNELS | SOLAR | WEST | 2022 | 125 | 125 | 125 | 125 | 125 | 125 | 125 | 125 | 125 | 125
908 | OLD 300 SOLAR CENTER | 21INR0406 |  | FORT BEND | SOLAR | HOUSTON | 2021 | 438.8 | 438.8 | 438.8 | 438.8 | 438.8 | 438.8 | 438.8 | 438.8 | 438.8 | 438.8
909 | OLD HICKORY SOLAR | 20INR0236 |  | JACKSON | SOLAR | SOUTH | 2022 | 206 | 206 | 206 | 206 | 206 | 206 | 206 | 206 | 206 | 206
910 | EAST BLACKLAND SOLAR (PFLUGERVILLE SOLAR) | 15INR0090 |  | TRAVIS | SOLAR | SOUTH | 2021 | 144 | 144 | 144 | 144 | 144 | 144 | 144 | 144 | 144 | 144
911 | PHOENIX SOLAR | 19INR0091 |  | FANNIN | SOLAR | NORTH | 2021 | 83.9 | 83.9 | 83.9 | 83.9 | 83.9 | 83.9 | 83.9 | 83.9 | 83.9 | 83.9
912 | PINE FOREST SOLAR | 20INR0203 |  | HOPKINS | SOLAR | NORTH | 2022 | 0 | 284.3 | 284.3 | 284.3 | 284.3 | 284.3 | 284.3 | 284.3 | 284.3 | 284.3
913 | PISGAH RIDGE SOLAR | 22INR0254 |  | NAVARRO | SOLAR | NORTH | 2022 | 0 | 253.9 | 253.9 | 253.9 | 253.9 | 253.9 | 253.9 | 253.9 | 253.9 | 253.9
914 | PROSPERO SOLAR II | 21INR0229 |  | ANDREWS | SOLAR | WEST | 2021 | 252.9 | 252.9 | 252.9 | 252.9 | 252.9 | 252.9 | 252.9 | 252.9 | 252.9 | 252.9
915 | RADIAN SOLAR | 21INR0205 |  | BROWN | SOLAR | NORTH | 2022 | 0 | 374.4 | 374.4 | 374.4 | 374.4 | 374.4 | 374.4 | 374.4 | 374.4 | 374.4
916 | PLAINVIEW SOLAR (RAMSEY SOLAR) | 20INR0130 |  | WHARTON | SOLAR | SOUTH | 2021 | 514 | 514 | 514 | 514 | 514 | 514 | 514 | 514 | 514 | 514
917 | RAYOS DEL SOL | 19INR0045 |  | CAMERON | SOLAR | COASTAL | 2021 | 137.4 | 137.4 | 137.4 | 137.4 | 137.4 | 137.4 | 137.4 | 137.4 | 137.4 | 137.4
918 | REDBARN SOLAR 1 (RE MAPLEWOOD 2A SOLAR) | 17INR0020a |  | PECOS | SOLAR | WEST | 2021 | 222 | 222 | 222 | 222 | 222 | 222 | 222 | 222 | 222 | 222
919 | REDBARN SOLAR 2 (RE MAPLEWOOD 2B SOLAR) | 17INR0020b |  | PECOS | SOLAR | WEST | 2021 | 28 | 28 | 28 | 28 | 28 | 28 | 28 | 28 | 28 | 28
920 | RED HOLLY SOLAR | 21INR0022 |  | DAWSON | SOLAR | WEST | 2023 | 0 | 0 | 260 | 260 | 260 | 260 | 260 | 260 | 260 | 260
921 | RED-TAILED HAWK SOLAR | 21INR0389 |  | WHARTON | SOLAR | SOUTH | 2022 | 355.3 | 355.3 | 355.3 | 355.3 | 355.3 | 355.3 | 355.3 | 355.3 | 355.3 | 355.3
922 | RODEO SOLAR | 19INR0103 |  | ANDREWS | SOLAR | WEST | 2022 | 200 | 200 | 200 | 200 | 200 | 200 | 200 | 200 | 200 | 200
923 | ROSELAND SOLAR | 20INR0205 |  | FALLS | SOLAR | NORTH | 2022 | 500 | 500 | 500 | 500 | 500 | 500 | 500 | 500 | 500 | 500
924 | RUETER SOLAR | 20INR0202 |  | BOSQUE | SOLAR | NORTH | 2022 | 0 | 200 | 200 | 200 | 200 | 200 | 200 | 200 | 200 | 200
925 | SAMSON SOLAR 1 | 21INR0221 |  | LAMAR | SOLAR | NORTH | 2021 | 250 | 250 | 250 | 250 | 250 | 250 | 250 | 250 | 250 | 250
926 | SAMSON SOLAR 2 | 21INR0490 |  | LAMAR | SOLAR | NORTH | 2023 | 0 | 200 | 200 | 200 | 200 | 200 | 200 | 200 | 200 | 200
927 | SAMSON SOLAR 3 | 21INR0491 |  | LAMAR | SOLAR | NORTH | 2021 | 250 | 250 | 250 | 250 | 250 | 250 | 250 | 250 | 250 | 250
928 | SBRANCH SOLAR PROJECT | 22INR0205 |  | WHARTON | SOLAR | SOUTH | 2022 | 230 | 230 | 230 | 230 | 230 | 230 | 230 | 230 | 230 | 230
929 | SECOND DIVISION SOLAR | 20INR0248 |  | BRAZORIA | SOLAR | COASTAL | 2022 | 100 | 100 | 100 | 100 | 100 | 100 | 100 | 100 | 100 | 100
930 | SHAKES SOLAR | 19INR0073 |  | ZAVALA | SOLAR | SOUTH | 2022 | 0 | 206 | 206 | 206 | 206 | 206 | 206 | 206 | 206 | 206
931 | SIGNAL SOLAR | 20INR0208 |  | HUNT | SOLAR | NORTH | 2022 | 50 | 50 | 50 | 50 | 50 | 50 | 50 | 50 | 50 | 50
932 | SODA LAKE SOLAR 2 | 20INR0143 |  | CRANE | SOLAR | WEST | 2023 | 0 | 203 | 203 | 203 | 203 | 203 | 203 | 203 | 203 | 203
933 | SOLEMIO | 19INR0093 |  | HOPKINS | SOLAR | NORTH | 2022 | 81.4 | 81.4 | 81.4 | 81.4 | 81.4 | 81.4 | 81.4 | 81.4 | 81.4 | 81.4
934 | SPACE CITY SOLAR | 21INR0341 |  | WHARTON | SOLAR | SOUTH | 2022 | 609.7 | 609.7 | 609.7 | 609.7 | 609.7 | 609.7 | 609.7 | 609.7 | 609.7 | 609.7
935 | SPANISH CROWN | 21INR0323 |  | FALLS | SOLAR | NORTH | 2022 | 0 | 103.1 | 103.1 | 103.1 | 103.1 | 103.1 | 103.1 | 103.1 | 103.1 | 103.1
936 | SPARTA SOLAR | 22INR0352 |  | BEE | SOLAR | SOUTH | 2022 | 256 | 256 | 256 | 256 | 256 | 256 | 256 | 256 | 256 | 256
937 | STARR SOLAR RANCH | 20INR0216 |  | STARR | SOLAR | SOUTH | 2022 | 0 | 136 | 136 | 136 | 136 | 136 | 136 | 136 | 136 | 136
938 | STRATEGIC SOLAR 1 | 20INR0081 |  | ELLIS | SOLAR | NORTH | 2021 | 136.8 | 136.8 | 136.8 | 136.8 | 136.8 | 136.8 | 136.8 | 136.8 | 136.8 | 136.8
939 | SUN VALLEY | 19INR0169 |  | HILL | SOLAR | NORTH | 2022 | 0 | 250 | 250 | 250 | 250 | 250 | 250 | 250 | 250 | 250
940 | TAYGETE II SOLAR | 21INR0233 |  | PECOS | SOLAR | WEST | 2021 | 203.8 | 203.8 | 203.8 | 203.8 | 203.8 | 203.8 | 203.8 | 203.8 | 203.8 | 203.8
941 | TAYGETE SOLAR | 20INR0054 |  | PECOS | SOLAR | WEST | 2021 | 254.8 | 254.8 | 254.8 | 254.8 | 254.8 | 254.8 | 254.8 | 254.8 | 254.8 | 254.8
942 | TEXAS SOLAR NOVA | 19INR0001 |  | KENT | SOLAR | WEST | 2022 | 252.2 | 252.2 | 252.2 | 252.2 | 252.2 | 252.2 | 252.2 | 252.2 | 252.2 | 252.2
943 | TITAN SOLAR (IP TITAN) | 20INR0032 |  | CULBERSON | SOLAR | WEST | 2021 | 267.9 | 267.9 | 267.9 | 267.9 | 267.9 | 267.9 | 267.9 | 267.9 | 267.9 | 267.9
944 | TRES BAHIAS SOLAR | 20INR0266 |  | CALHOUN | SOLAR | COASTAL | 2022 | 195 | 195 | 195 | 195 | 195 | 195 | 195 | 195 | 195 | 195
945 | TYSON NICK SOLAR | 20INR0222 |  | LAMAR | SOLAR | NORTH | 2022 | 90 | 90 | 90 | 90 | 90 | 90 | 90 | 90 | 90 | 90
946 | VANCOURT SOLAR | 21INR0213 |  | CAMERON | SOLAR | COASTAL | 2021 | 45.7 | 45.7 | 45.7 | 45.7 | 45.7 | 45.7 | 45.7 | 45.7 | 45.7 | 45.7
947 | VISION SOLAR 1 | 20INR0082 |  | NAVARRO | SOLAR | NORTH | 2021 | 129.2 | 129.2 | 129.2 | 129.2 | 129.2 | 129.2 | 129.2 | 129.2 | 129.2 | 129.2
948 | WAGYU SOLAR | 18INR0062 |  | BRAZORIA | SOLAR | COASTAL | 2021 | 120 | 120 | 120 | 120 | 120 | 120 | 120 | 120 | 120 | 120
949 | WESTORIA SOLAR | 20INR0101 |  | BRAZORIA | SOLAR | COASTAL | 2021 | 203.4 | 203.4 | 203.4 | 203.4 | 203.4 | 203.4 | 203.4 | 203.4 | 203.4 | 203.4
950 | ZIER SOLAR | 21INR0019 |  | KINNEY | SOLAR | SOUTH | 2022 | 160 | 160 | 160 | 160 | 160 | 160 | 160 | 160 | 160 | 160
951 | Planned Capacity Total (Solar) | [6 empty] | 15355.6 | 22983.8 | 24163.7 | 24163.7 | 24163.7 | 24163.7 | 24163.7 | 24163.7 | 24163.7 | 24163.7
952 | Solar Peak Average Capacity Percentage |  | SOLAR_PL_PEAK_PCT | % |  |  |  | 80 | 80 | 80 | 80 | 80 | 80 | 80 | 80 | 80 | 80
953
954 | Planned Storage Resources with Executed SGIA
955 | ANCHOR BESS | 21INR0474 |  | EASTLAND | STORAGE | NORTH | 2021 | 71.4 | 71.4 | 71.4 | 71.4 | 71.4 | 71.4 | 71.4 | 71.4 | 71.4 | 71.4
956 | AZURE SKY BESS | 21INR0476 |  | HASKELL | STORAGE | WEST | 2021 | 77.6 | 77.6 | 77.6 | 77.6 | 77.6 | 77.6 | 77.6 | 77.6 | 77.6 | 77.6
957 | BAT CAVE | 21INR0365 |  | MASON | STORAGE | SOUTH | 2021 | 100.5 | 100.5 | 100.5 | 100.5 | 100.5 | 100.5 | 100.5 | 100.5 | 100.5 | 100.5
958 | BRP DICKENS BESS | 22INR0325 |  | DICKENS | STORAGE | PANHANDLE | 2022 | 202.4 | 202.4 | 202.4 | 202.4 | 202.4 | 202.4 | 202.4 | 202.4 | 202.4 | 202.4
959 | BRP PALEO BESS | 22INR0322 |  | HALE | STORAGE | PANHANDLE | 2022 | 0 | 202.4 | 202.4 | 202.4 | 202.4 | 202.4 | 202.4 | 202.4 | 202.4 | 202.4
960 | CHISHOLM GRID | 20INR0089 |  | TARRANT | STORAGE | NORTH | 2021 | 101.7 | 101.7 | 101.7 | 101.7 | 101.7 | 101.7 | 101.7 | 101.7 | 101.7 | 101.7
961 | CROSSETT POWER BATT | 21INR0510 |  | CRANE | STORAGE | WEST | 2021 | 200 | 200 | 200 | 200 | 200 | 200 | 200 | 200 | 200 | 200
962 | ENDURANCE PARK STORAGE | 21INR0479 |  | SCURRY | STORAGE | WEST | 2022 | 52.3 | 52.3 | 52.3 | 52.3 | 52.3 | 52.3 | 52.3 | 52.3 | 52.3 | 52.3
963 | EUNICE STORAGE | 20INR0220 |  | ANDREWS | STORAGE | WEST | 2021 | 40.3 | 40.3 | 40.3 | 40.3 | 40.3 | 40.3 | 40.3 | 40.3 | 40.3 | 40.3
964 | GAMBIT | 21INR0364 |  | BRAZORIA | STORAGE | COASTAL | 2021 | 100 | 100 | 100 | 100 | 100 | 100 | 100 | 100 | 100 | 100
965 | GREEN HOLLY STORAGE | 21INR0029 |  | DAWSON | STORAGE | WEST | 2023 | 0 | 0 | 50 | 50 | 50 | 50 | 50 | 50 | 50 | 50
966 | HIGH LONESOME BESS | 20INR0280 |  | CROCKETT | STORAGE | WEST | 2022 | 51.1 | 51.1 | 51.1 | 51.1 | 51.1 | 51.1 | 51.1 | 51.1 | 51.1 | 51.1
967 | IGNACIO GRID | 21INR0522 |  | HIDALGO | STORAGE | SOUTH | 2022 | 101.5 | 101.5 | 101.5 | 101.5 | 101.5 | 101.5 | 101.5 | 101.5 | 101.5 | 101.5
968 | LILY STORAGE | 20INR0294 |  | KAUFMAN | STORAGE | NORTH | 2021 | 51.7 | 51.7 | 51.7 | 51.7 | 51.7 | 51.7 | 51.7 | 51.7 | 51.7 | 51.7
969 | MADERO GRID | 21INR0244 |  | HIDALGO | STORAGE | SOUTH | 2022 | 101.5 | 101.5 | 101.5 | 101.5 | 101.5 | 101.5 | 101.5 | 101.5 | 101.5 | 101.5
970 | NORTH FORK | 20INR0276 |  | WILLIAMSON | STORAGE | SOUTH | 2021 | 100.5 | 100.5 | 100.5 | 100.5 | 100.5 | 100.5 | 100.5 | 100.5 | 100.5 | 100.5
971 | QUEEN BESS | 20INR0281 |  | UPTON | STORAGE | WEST | 2022 | 51.1 | 51.1 | 51.1 | 51.1 | 51.1 | 51.1 | 51.1 | 51.1 | 51.1 | 51.1
972 | RED HOLLY STORAGE | 21INR0033 |  | DAWSON | STORAGE | WEST | 2023 | 0 | 0 | 50 | 50 | 50 | 50 | 50 | 50 | 50 | 50
973 | REPUBLIC ROAD STORAGE | 21INR0460 |  | ROBERTSON | STORAGE | NORTH | 2021 | 51.8 | 51.8 | 51.8 | 51.8 | 51.8 | 51.8 | 51.8 | 51.8 | 51.8 | 51.8
974 | ROUGHNECK STORAGE | 19INR0176 |  | BRAZORIA | STORAGE | COASTAL | 2021 | 50 | 50 | 50 | 50 | 50 | 50 | 50 | 50 | 50 | 50
975 | RYAN ENERGY STORAGE | 20INR0246 |  | CORYELL | STORAGE | NORTH | 2023 | 0 | 50 | 50 | 50 | 50 | 50 | 50 | 50 | 50 | 50
976 | SILICON HILL STORAGE | 20INR0291 |  | TRAVIS | STORAGE | SOUTH | 2021 | 100 | 100 | 100 | 100 | 100 | 100 | 100 | 100 | 100 | 100
977 | SP TX-12B BESS | 21INR0357 |  | UPTON | STORAGE | WEST | 2021 | 22.7 | 22.7 | 22.7 | 22.7 | 22.7 | 22.7 | 22.7 | 22.7 | 22.7 | 22.7
978 | VORTEX BESS | 21INR0473 |  | THROCKMORTON | STORAGE | WEST | 2021 | 121.8 | 121.8 | 121.8 | 121.8 | 121.8 | 121.8 | 121.8 | 121.8 | 121.8 | 121.8
979 | Planned Capacity Total (Storage) | [6 empty] | 1749.9 | 2002.3 | 2102.3 | 2102.3 | 2102.3 | 2102.3 | 2102.3 | 2102.3 | 2102.3 | 2102.3
980 | Storage Peak Average Capacity Percentage |  | STORAGE_PL_PEAK_PCT | % |  |  |  | 0 | 0 | 0 | 0 | 0 | 0 | 0 | 0 | 0 | 0
981
982 | Planned Distributed Generation Resources (DGR)
983 | BRANDON (LP&L) (DGR) | 21INR0201 |  | LUBBOCK | GAS-GT | PANHANDLE | 2021 | 20 | 20 | 20 | 20 | 20 | 20 | 20 | 20 | 20 | 20
984 | BRP DICKINSON (DGR) |  | BRP_DIKN_UNIT1 | GALVESTON | STORAGE | HOUSTON | 2020 | 9.9 | 9.9 | 9.9 | 9.9 | 9.9 | 9.9 | 9.9 | 9.9 | 9.9 | 9.9
985 | BRP PUEBLO I (DGR) |  | BRP_PBL1_UNIT1 | MAVERICK | STORAGE | SOUTH | 2021 | 10 | 10 | 10 | 10 | 10 | 10 | 10 | 10 | 10 | 10
986 | BRP PUEBLO II (DGR) |  | BRP_PBL2_UNIT1 | MAVERICK | STORAGE | SOUTH | 2020 | 10 | 10 | 10 | 10 | 10 | 10 | 10 | 10 | 10 | 10
987 | BRP RANCHTOWN (DGR) |  | BRP_RNC1_UNIT1 | BEXAR | STORAGE | SOUTH | 2021 | 9.9 | 9.9 | 9.9 | 9.9 | 9.9 | 9.9 | 9.9 | 9.9 | 9.9 | 9.9
988 | BRP ZAPATA I (DGR) |  | BRP_ZPT1_UNIT1 | ZAPATA | STORAGE | SOUTH | 2020 | 10 | 10 | 10 | 10 | 10 | 10 | 10 | 10 | 10 | 10
989 | BRP ZAPATA II (DGR) |  | BRP_ZPT2_UNIT1 | ZAPATA | STORAGE | SOUTH | 2021 | 10 | 10 | 10 | 10 | 10 | 10 | 10 | 10 | 10 | 10
990 | FLOWER VALLEY BATTERY (DGR) |  | FLVABES1_FLATU1 | REEVES | STORAGE | WEST | 2020 | 9.9 | 9.9 | 9.9 | 9.9 | 9.9 | 9.9 | 9.9 | 9.9 | 9.9 | 9.9
991 | SNYDER (DGR) |  | SNY_BESS_UNIT1 | SCURRY | STORAGE | WEST | 2021 | 9.95 | 9.95 | 9.95 | 9.95 | 9.95 | 9.95 | 9.95 | 9.95 | 9.95 | 9.95
992 | SWEETWATER BESS (DGR) |  | SWT_BESS_UNIT1 | NOLAN | STORAGE | WEST | 2021 | 9.95 | 9.95 | 9.95 | 9.95 | 9.95 | 9.95 | 9.95 | 9.95 | 9.95 | 9.95
993 | SWOOSE BATTERY (DGR) |  | SWOOSE1_SWOOSEU1 | WARD | STORAGE | WEST | 2020 | 9.9 | 9.9 | 9.9 | 9.9 | 9.9 | 9.9 | 9.9 | 9.9 | 9.9 | 9.9
994 | TOYAH POWER STATION (DGR) |  | TOYAH_BESS | REEVES | STORAGE | WEST | 2021 | 9.95 | 9.95 | 9.95 | 9.95 | 9.95 | 9.95 | 9.95 | 9.95 | 9.95 | 9.95
995 | TRIPLE BUTTE (DGR) |  | TRIPBUT1_BELU1 | PECOS | STORAGE | WEST | 2021 | 7.5 | 7.5 | 7.5 | 7.5 | 7.5 | 7.5 | 7.5 | 7.5 | 7.5 | 7.5
996 | WESTOVER BESS (DGR) |  | WOV_BESS_UNIT1 | ECTOR | STORAGE | WEST | 2021 | 9.95 | 9.95 | 9.95 | 9.95 | 9.95 | 9.95 | 9.95 | 9.95 | 9.95 | 9.95
997 | Planned DGR Capacity Total | [6 empty] | 146.9 | 146.9 | 146.9 | 146.9 | 146.9 | 146.9 | 146.9 | 146.9 | 146.9 | 146.9
998
999 | Planned DGR Storage Capacity Sub-total |  | DGR_GAS_PLANNED |  |  |  |  | 20 | 20 | 20 | 20 | 20 | 20 | 20 | 20 | 20 | 20
1000 | DGR Storage Peak Average Capacity Percentage |  | DGR_GAS_PL_PEAK_PCT | % |  |  |  | 100 | 100 | 100 | 100 | 100 | 100 | 100 | 100 | 100 | 100
999 | Planned DGR Storage Capacity Sub-total |  | DGR_STORAGE_PLANNED |  |  |  |  | 126.9 | 126.9 | 126.9 | 126.9 | 126.9 | 126.9 | 126.9 | 126.9 | 126.9 | 126.9
1000 | DGR Storage Peak Average Capacity Percentage |  | DGR_STORAGE_PL_PEAK_PCT | % |  |  |  | 0 | 0 | 0 | 0 | 0 | 0 | 0 | 0 | 0 | 0
1001
1002 | Planned Settlement Only Distributed Generation (SODG) | [6 empty] | 0 | 0 | 0 | 0 | 0 | 0 | 0 | 0 | 0 | 0
1003 | Planned SODG Capacity Total | [6 empty] | 0 | 0 | 0 | 0 | 0 | 0 | 0 | 0 | 0 | 0
1004
1005 | Inactive Planned Resources
1006 | HALYARD WHARTON ENERGY CENTER | 16INR0044 |  | WHARTON | GAS-GT | SOUTH | 2021 | 484 | 484 | 484 | 484 | 484 | 484 | 484 | 484 | 484 | 484
1007 | BIG SAMPSON WIND | 16INR0104 |  | CROCKETT | WIND-O | WEST | 2023 | 0 | 0 | 400 | 400 | 400 | 400 | 400 | 400 | 400 | 400
1008 | CHOCOLATE BAYOU W | 16INR0074 |  | BRAZORIA | WIND-C | COASTAL | 2022 | 149.5 | 149.5 | 149.5 | 149.5 | 149.5 | 149.5 | 149.5 | 149.5 | 149.5 | 149.5
1009 | GOODNIGHT WIND | 14INR0033 |  | ARMSTRONG | WIND-P | PANHANDLE | 2022 | 0 | 506.6 | 506.6 | 506.6 | 506.6 | 506.6 | 506.6 | 506.6 | 506.6 | 506.6
1010 | MARIAH DEL ESTE | 13INR0010a |  | PARMER | WIND-P | PANHANDLE | 2020 | 152.5 | 152.5 | 152.5 | 152.5 | 152.5 | 152.5 | 152.5 | 152.5 | 152.5 | 152.5
1011 | NORTHDRAW WIND | 13INR0025 |  | RANDALL | WIND-P | PANHANDLE | 2020 | 150 | 150 | 150 | 150 | 150 | 150 | 150 | 150 | 150 | 150
1012 | PANHANDLE WIND 3 | 14INR0030c |  | CARSON | WIND-P | PANHANDLE | 2022 | 0 | 248 | 248 | 248 | 248 | 248 | 248 | 248 | 248 | 248
1013 | WILDROSE WIND (SWISHER WIND) | 13INR0038 |  | SWISHER | WIND-P | PANHANDLE | 2021 | 302.5 | 302.5 | 302.5 | 302.5 | 302.5 | 302.5 | 302.5 | 302.5 | 302.5 | 302.5
1014 | AGATE SOLAR | 20INR0023 |  | ELLIS | SOLAR | NORTH | 2020 | 60 | 60 | 60 | 60 | 60 | 60 | 60 | 60 | 60 | 60
1015 | GARNET SOLAR | 20INR0021 |  | WILLIAMSON | SOLAR | SOUTH | 2020 | 20 | 20 | 20 | 20 | 20 | 20 | 20 | 20 | 20 | 20
1016 | SPINEL SOLAR | 20INR0025 |  | MEDINA | SOLAR | SOUTH | 2020 | 30 | 30 | 30 | 30 | 30 | 30 | 30 | 30 | 30 | 30
1017 | HORIZON SOLAR | 21INR0261 |  | FRIO | SOLAR | SOUTH | 2022 | 0 | 204.1 | 204.1 | 204.1 | 204.1 | 204.1 | 204.1 | 204.1 | 204.1 | 204.1
1018 | Inactive Planned Capacity Total | [6 empty] | 1348.5 | 2307.2 | 2707.2 | 2707.2 | 2707.2 | 2707.2 | 2707.2 | 2707.2 | 2707.2 | 2707.2
1019
1020 | Seasonal Mothballed Resources
1021 | GREGORY POWER PARTNERS GT1 (AS OF 5/1/2020, AVAILABLE 5/1 THROUGH 9/30) |  | LGE_LGE_GT1 | SAN PATRICIO | GAS-CC | COASTAL | 2000 | 145 | 145 | 145 | 145 | 145 | 145 | 145 | 145 | 145 | 145
1022 | GREGORY POWER PARTNERS GT2 (AS OF 5/1/2020, AVAILABLE 5/1 THROUGH 9/30) |  | LGE_LGE_GT2 | SAN PATRICIO | GAS-CC | COASTAL | 2000 | 145 | 145 | 145 | 145 | 145 | 145 | 145 | 145 | 145 | 145
1023 | GREGORY POWER PARTNERS STG (AS OF 5/1/2020,AVAILABLE 5/1 THROUGH 9/30) |  | LGE_LGE_STG | SAN PATRICIO | GAS-CC | COASTAL | 2000 | 75 | 75 | 75 | 75 | 75 | 75 | 75 | 75 | 75 | 75
1024 | SPENCER STG U4 (AS OF 5/5/2020, AVAILABLE 5/20 THROUGH 10/10) |  | SPNCER_SPNCE_4 | DENTON | GAS-ST | NORTH | 1966 | 57 | 57 | 57 | 57 | 57 | 57 | 57 | 57 | 57 | 57
1025 | SPENCER STG U5 (AS OF 5/5/2020, AVAILABLE 5/20 THROUGH 10/10) |  | SPNCER_SPNCE_5 | DENTON | GAS-ST | NORTH | 1973 | 61 | 61 | 61 | 61 | 61 | 61 | 61 | 61 | 61 | 61
1026 | NACOGDOCHES POWER (AS OF 10/16/2020, AVAILABLE 5/15 THROUGH 10/15) |  | NACPW_UNIT1 | NACOGDOCHES | BIOMASS | NORTH | 2012 | 105 | 105 | 105 | 105 | 105 | 105 | 105 | 105 | 105 | 105
1027 | Total Seasonal Mothballed Capacity | [6 empty] | 588 | 588 | 588 | 588 | 588 | 588 | 588 | 588 | 588 | 588
1028
1029 | Mothballed Resources
1030 | J T DEELY U1 (AS OF 12/31/2018) |  | CALAVERS_JTD1_M | BEXAR | COAL | SOUTH | 1977 | 420 | 420 | 420 | 420 | 420 | 420 | 420 | 420 | 420 | 420
1031 | J T DEELY U2 (AS OF 12/31/2018) |  | CALAVERS_JTD2_M | BEXAR | COAL | SOUTH | 1978 | 420 | 420 | 420 | 420 | 420 | 420 | 420 | 420 | 420 | 420
1032 | Total Mothballed Capacity | [6 empty] | 840 | 840 | 840 | 840 | 840 | 840 | 840 | 840 | 840 | 840
1033
1034 | Retiring Resources Unavailable to ERCOT (since last CDR/SARA)
1035 | SKYLINE LFG |  | DG_FERIS_4 UNITS | DALLAS | BIOMASS | NORTH | 2007 | 6.4 | 6.4 | 6.4 | 6.4 | 6.4 | 6.4 | 6.4 | 6.4 | 6.4 | 6.4
1036 | WOLF FLATS WIND (WIND MGT) |  | DG_TURL_UNIT1 | HALL | WIND-P | PANHANDLE | 2007 | bar: 2022 to 2031
| Total Retiring Capacity | [6 empty] | 7.4 | 7.4 | 7.4 | 7.4 | 7.4 | 7.4 | 7.4 | 7.4 | 7.4 | 7.4
Notes:
Capacity changes due to planned repower/upgrade projects are reflected in the operational units' ratings upon receipt and ERCOT approval of updated resource registration system information. Interconnection requests for existing resources that involve MW capacity changes are indicated with a code in the “Generation Interconnection Project Code” column.
Although seasonal capacity ratings for battery energy storage systems are reported above, the ratings are not included in the operational/planned capacity formulae. These resources are assumed to provide Ancillary Services rather than sustained capacity available to meet system peak loads.
Unit Names with a (DGR) suffix are Distribution Generation Resources. Units rated 10 MW or less currently do not go through the GINR application process.
The capacities of planned projects that have been approved for Initial Synchronization at the time of report creation are assumed to be available for the season regardless of their projected Commercial Operations Dates.
Note on I376: Schumansville DG hydro plant (3.6 MW) and 2.4 MW of the 4.8 MW Lakewood Tap DG hydro plant (DG_LKWT_2UNITS)
Note on B724: *Operational SODG Fossil that is not part of Emergency Response Service is listed as capacity available to meet the peak demand in this mockup file.