## 2020 RRS (hidden)
Note that the 2020 quantities are based on the 2020 RRS table that was built using Resource Contingency Criteria (RCC) of 2805 MW and the minimum RRS-PFR limit of 1150 MW has been used.
2020-01-01 | [6 empty] | 2020-02-01 | [6 empty] | 2020-03-01
HE | Total RRS MW | PFRS | LRs | Equivalency Ratio | %RRS from LRs | Total Equivalent PFRs | HE | Total RRS MW | PFRS | LRs | Equivalency Ratio | %RRS from LRs | Total Equivalent PFRs | HE | Total RRS MW | PFRS | LRs | Equivalency Ratio | %RRS from LRs | Total Equivalent PFRs
1 | 2998 | 1199 | 1799 | 1.74 | 60% | 4329.26 | 1 | 2998 | 1199 | 1799 | 1.74 | 60% | 4329.26 | 1 | 3086 | 1234 | 1852 | 1.83 | 60% | 4623.16
2 | 2998 | 1199 | 1799 | 1.74 | 60% | 4329.26 | 2 | 2998 | 1199 | 1799 | 1.74 | 60% | 4329.26 | 2 | 3086 | 1234 | 1852 | 1.83 | 60% | 4623.16
3 | 2959 | 1184 | 1776 | 1.65 | 60% | 4114.4 | 3 | 2998 | 1199 | 1799 | 1.74 | 60% | 4329.26 | 3 | 3086 | 1234 | 1852 | 1.83 | 60% | 4623.16
4 | 2959 | 1184 | 1776 | 1.65 | 60% | 4114.4 | 4 | 2998 | 1199 | 1799 | 1.74 | 60% | 4329.26 | 4 | 3086 | 1234 | 1852 | 1.83 | 60% | 4623.16
5 | 2959 | 1184 | 1776 | 1.65 | 60% | 4114.4 | 5 | 2998 | 1199 | 1799 | 1.74 | 60% | 4329.26 | 5 | 3086 | 1234 | 1852 | 1.83 | 60% | 4623.16
6 | 2959 | 1184 | 1776 | 1.65 | 60% | 4114.4 | 6 | 2998 | 1199 | 1799 | 1.74 | 60% | 4329.26 | 6 | 3086 | 1234 | 1852 | 1.83 | 60% | 4623.16
7 | 2797 | 1150 | 1647 | 1.44 | 58.9% | 3521.68 | 7 | 2868 | 1150 | 1718 | 1.51 | 59.9% | 3744.18 | 7 | 2959 | 1184 | 1775 | 1.65 | 60% | 4112.75
8 | 2797 | 1150 | 1647 | 1.44 | 58.9% | 3521.68 | 8 | 2868 | 1150 | 1718 | 1.51 | 59.9% | 3744.18 | 8 | 2959 | 1184 | 1775 | 1.65 | 60% | 4112.75
9 | 2797 | 1150 | 1647 | 1.44 | 58.9% | 3521.68 | 9 | 2868 | 1150 | 1718 | 1.51 | 59.9% | 3744.18 | 9 | 2959 | 1184 | 1775 | 1.65 | 60% | 4112.75
10 | 2797 | 1150 | 1647 | 1.44 | 58.9% | 3521.68 | 10 | 2868 | 1150 | 1718 | 1.51 | 59.9% | 3744.18 | 10 | 2959 | 1184 | 1775 | 1.65 | 60% | 4112.75
11 | 2868 | 1150 | 1718 | 1.51 | 59.9% | 3744.18 | 11 | 2868 | 1150 | 1718 | 1.51 | 59.9% | 3744.18 | 11 | 2908 | 1163 | 1745 | 1.58 | 60% | 3920.1
12 | 2868 | 1150 | 1718 | 1.51 | 59.9% | 3744.18 | 12 | 2868 | 1150 | 1718 | 1.51 | 59.9% | 3744.18 | 12 | 2908 | 1163 | 1745 | 1.58 | 60% | 3920.1
13 | 2868 | 1150 | 1718 | 1.51 | 59.9% | 3744.18 | 13 | 2868 | 1150 | 1718 | 1.51 | 59.9% | 3744.18 | 13 | 2908 | 1163 | 1745 | 1.58 | 60% | 3920.1
14 | 2868 | 1150 | 1718 | 1.51 | 59.9% | 3744.18 | 14 | 2868 | 1150 | 1718 | 1.51 | 59.9% | 3744.18 | 14 | 2908 | 1163 | 1745 | 1.58 | 60% | 3920.1
15 | 2868 | 1150 | 1718 | 1.51 | 59.9% | 3744.18 | 15 | 2868 | 1150 | 1718 | 1.51 | 59.9% | 3744.18 | 15 | 2868 | 1150 | 1718 | 1.51 | 59.9% | 3744.18
16 | 2868 | 1150 | 1718 | 1.51 | 59.9% | 3744.18 | 16 | 2868 | 1150 | 1718 | 1.51 | 59.9% | 3744.18 | 16 | 2868 | 1150 | 1718 | 1.51 | 59.9% | 3744.18
17 | 2868 | 1150 | 1718 | 1.51 | 59.9% | 3744.18 | 17 | 2868 | 1150 | 1718 | 1.51 | 59.9% | 3744.18 | 17 | 2868 | 1150 | 1718 | 1.51 | 59.9% | 3744.18
18 | 2868 | 1150 | 1718 | 1.51 | 59.9% | 3744.18 | 18 | 2868 | 1150 | 1718 | 1.51 | 59.9% | 3744.18 | 18 | 2868 | 1150 | 1718 | 1.51 | 59.9% | 3744.18
19 | 2868 | 1150 | 1718 | 1.51 | 59.9% | 3744.18 | 19 | 2868 | 1150 | 1718 | 1.51 | 59.9% | 3744.18 | 19 | 2908 | 1163 | 1745 | 1.58 | 60% | 3920.1
20 | 2868 | 1150 | 1718 | 1.51 | 59.9% | 3744.18 | 20 | 2868 | 1150 | 1718 | 1.51 | 59.9% | 3744.18 | 20 | 2908 | 1163 | 1745 | 1.58 | 60% | 3920.1
21 | 2868 | 1150 | 1718 | 1.51 | 59.9% | 3744.18 | 21 | 2868 | 1150 | 1718 | 1.51 | 59.9% | 3744.18 | 21 | 2908 | 1163 | 1745 | 1.58 | 60% | 3920.1
22 | 2868 | 1150 | 1718 | 1.51 | 59.9% | 3744.18 | 22 | 2868 | 1150 | 1718 | 1.51 | 59.9% | 3744.18 | 22 | 2908 | 1163 | 1745 | 1.58 | 60% | 3920.1
23 | 2998 | 1199 | 1799 | 1.74 | 60% | 4329.26 | 23 | 2998 | 1199 | 1799 | 1.74 | 60% | 4329.26 | 23 | 3086 | 1234 | 1852 | 1.83 | 60% | 4623.16
24 | 2998 | 1199 | 1799 | 1.74 | 60% | 4329.26 | 24 | 2998 | 1199 | 1799 | 1.74 | 60% | 4329.26 | 24 | 3086 | 1234 | 1852 | 1.83 | 60% | 4623.16
2020-04-01 | [6 empty] | 2020-05-01 | [6 empty] | 2020-06-01
HE | Total RRS MW | PFRS | LRs | Equivalency Ratio | %RRS from LRs | Total Equivalent PFRs | HE | Total RRS MW | PFRS | LRs | Equivalency Ratio | %RRS from LRs | Total Equivalent PFRs | HE | Total RRS MW | PFRS | LRs | Equivalency Ratio | %RRS from LRs | Total Equivalent PFRs
1 | 3086 | 1234 | 1852 | 1.83 | 60% | 4623.16 | 1 | 2797 | 1150 | 1647 | 1.44 | 58.9% | 3521.68 | 1 | 2553 | 1150 | 1403 | 1.24 | 55% | 2889.72
2 | 3086 | 1234 | 1852 | 1.83 | 60% | 4623.16 | 2 | 2797 | 1150 | 1647 | 1.44 | 58.9% | 3521.68 | 2 | 2553 | 1150 | 1403 | 1.24 | 55% | 2889.72
3 | 3086 | 1234 | 1852 | 1.83 | 60% | 4623.16 | 3 | 2868 | 1150 | 1718 | 1.51 | 59.9% | 3744.18 | 3 | 2598 | 1150 | 1448 | 1.28 | 55.7% | 3003.44
4 | 3086 | 1234 | 1852 | 1.83 | 60% | 4623.16 | 4 | 2868 | 1150 | 1718 | 1.51 | 59.9% | 3744.18 | 4 | 2598 | 1150 | 1448 | 1.28 | 55.7% | 3003.44
5 | 3086 | 1234 | 1852 | 1.83 | 60% | 4623.16 | 5 | 2868 | 1150 | 1718 | 1.51 | 59.9% | 3744.18 | 5 | 2598 | 1150 | 1448 | 1.28 | 55.7% | 3003.44
6 | 3086 | 1234 | 1852 | 1.83 | 60% | 4623.16 | 6 | 2868 | 1150 | 1718 | 1.51 | 59.9% | 3744.18 | 6 | 2598 | 1150 | 1448 | 1.28 | 55.7% | 3003.44
7 | 2998 | 1199 | 1799 | 1.74 | 60% | 4329.26 | 7 | 2707 | 1150 | 1557 | 1.39 | 57.5% | 3314.23 | 7 | 2523 | 1150 | 1373 | 1.19 | 54.4% | 2783.87
8 | 2998 | 1199 | 1799 | 1.74 | 60% | 4329.26 | 8 | 2707 | 1150 | 1557 | 1.39 | 57.5% | 3314.23 | 8 | 2523 | 1150 | 1373 | 1.19 | 54.4% | 2783.87
9 | 2998 | 1199 | 1799 | 1.74 | 60% | 4329.26 | 9 | 2707 | 1150 | 1557 | 1.39 | 57.5% | 3314.23 | 9 | 2523 | 1150 | 1373 | 1.19 | 54.4% | 2783.87
10 | 2998 | 1199 | 1799 | 1.74 | 60% | 4329.26 | 10 | 2707 | 1150 | 1557 | 1.39 | 57.5% | 3314.23 | 10 | 2523 | 1150 | 1373 | 1.19 | 54.4% | 2783.87
11 | 2908 | 1163 | 1745 | 1.58 | 60% | 3920.1 | 11 | 2553 | 1150 | 1403 | 1.24 | 55% | 2889.72 | 11 | 2372 | 1150 | 1222 | 1.04 | 51.5% | 2420.88
12 | 2908 | 1163 | 1745 | 1.58 | 60% | 3920.1 | 12 | 2553 | 1150 | 1403 | 1.24 | 55% | 2889.72 | 12 | 2372 | 1150 | 1222 | 1.04 | 51.5% | 2420.88
13 | 2908 | 1163 | 1745 | 1.58 | 60% | 3920.1 | 13 | 2553 | 1150 | 1403 | 1.24 | 55% | 2889.72 | 13 | 2372 | 1150 | 1222 | 1.04 | 51.5% | 2420.88
14 | 2908 | 1163 | 1745 | 1.58 | 60% | 3920.1 | 14 | 2553 | 1150 | 1403 | 1.24 | 55% | 2889.72 | 14 | 2372 | 1150 | 1222 | 1.04 | 51.5% | 2420.88
15 | 2868 | 1150 | 1718 | 1.51 | 59.9% | 3744.18 | 15 | 2523 | 1150 | 1373 | 1.19 | 54.4% | 2783.87 | 15 | 2341 | 1150 | 1191 | 1.01 | 50.9% | 2352.91
16 | 2868 | 1150 | 1718 | 1.51 | 59.9% | 3744.18 | 16 | 2523 | 1150 | 1373 | 1.19 | 54.4% | 2783.87 | 16 | 2341 | 1150 | 1191 | 1.01 | 50.9% | 2352.91
17 | 2868 | 1150 | 1718 | 1.51 | 59.9% | 3744.18 | 17 | 2523 | 1150 | 1373 | 1.19 | 54.4% | 2783.87 | 17 | 2341 | 1150 | 1191 | 1.01 | 50.9% | 2352.91
18 | 2868 | 1150 | 1718 | 1.51 | 59.9% | 3744.18 | 18 | 2523 | 1150 | 1373 | 1.19 | 54.4% | 2783.87 | 18 | 2341 | 1150 | 1191 | 1.01 | 50.9% | 2352.91
19 | 2908 | 1163 | 1745 | 1.58 | 60% | 3920.1 | 19 | 2553 | 1150 | 1403 | 1.24 | 55% | 2889.72 | 19 | 2372 | 1150 | 1222 | 1.04 | 51.5% | 2420.88
20 | 2908 | 1163 | 1745 | 1.58 | 60% | 3920.1 | 20 | 2553 | 1150 | 1403 | 1.24 | 55% | 2889.72 | 20 | 2372 | 1150 | 1222 | 1.04 | 51.5% | 2420.88
21 | 2908 | 1163 | 1745 | 1.58 | 60% | 3920.1 | 21 | 2553 | 1150 | 1403 | 1.24 | 55% | 2889.72 | 21 | 2372 | 1150 | 1222 | 1.04 | 51.5% | 2420.88
22 | 2908 | 1163 | 1745 | 1.58 | 60% | 3920.1 | 22 | 2553 | 1150 | 1403 | 1.24 | 55% | 2889.72 | 22 | 2372 | 1150 | 1222 | 1.04 | 51.5% | 2420.88
23 | 3086 | 1234 | 1852 | 1.83 | 60% | 4623.16 | 23 | 2797 | 1150 | 1647 | 1.44 | 58.9% | 3521.68 | 23 | 2553 | 1150 | 1403 | 1.24 | 55% | 2889.72
24 | 3086 | 1234 | 1852 | 1.83 | 60% | 4623.16 | 24 | 2797 | 1150 | 1647 | 1.44 | 58.9% | 3521.68 | 24 | 2553 | 1150 | 1403 | 1.24 | 55% | 2889.72
2020-07-01 | [6 empty] | 2020-08-01 | [6 empty] | 2020-09-01
HE | Total RRS MW | PFRS | LRs | Equivalency Ratio | %RRS from LRs | Total Equivalent PFRs | HE | Total RRS MW | PFRS | LRs | Equivalency Ratio | %RRS from LRs | Total Equivalent PFRs | HE | Total RRS MW | PFRS | LRs | Equivalency Ratio | %RRS from LRs | Total Equivalent PFRs
1 | 2440 | 1150 | 1290 | 1.12 | 52.9% | 2594.8 | 1 | 2409 | 1150 | 1259 | 1.08 | 52.3% | 2509.72 | 1 | 2553 | 1150 | 1403 | 1.24 | 55% | 2889.72
2 | 2440 | 1150 | 1290 | 1.12 | 52.9% | 2594.8 | 2 | 2409 | 1150 | 1259 | 1.08 | 52.3% | 2509.72 | 2 | 2553 | 1150 | 1403 | 1.24 | 55% | 2889.72
3 | 2486 | 1150 | 1336 | 1.15 | 53.7% | 2686.4 | 3 | 2440 | 1150 | 1290 | 1.12 | 52.9% | 2594.8 | 3 | 2553 | 1150 | 1403 | 1.24 | 55% | 2889.72
4 | 2486 | 1150 | 1336 | 1.15 | 53.7% | 2686.4 | 4 | 2440 | 1150 | 1290 | 1.12 | 52.9% | 2594.8 | 4 | 2553 | 1150 | 1403 | 1.24 | 55% | 2889.72
5 | 2486 | 1150 | 1336 | 1.15 | 53.7% | 2686.4 | 5 | 2440 | 1150 | 1290 | 1.12 | 52.9% | 2594.8 | 5 | 2553 | 1150 | 1403 | 1.24 | 55% | 2889.72
6 | 2486 | 1150 | 1336 | 1.15 | 53.7% | 2686.4 | 6 | 2440 | 1150 | 1290 | 1.12 | 52.9% | 2594.8 | 6 | 2553 | 1150 | 1403 | 1.24 | 55% | 2889.72
7 | 2409 | 1150 | 1259 | 1.08 | 52.3% | 2509.72 | 7 | 2372 | 1150 | 1222 | 1.04 | 51.5% | 2420.88 | 7 | 2523 | 1150 | 1373 | 1.19 | 54.4% | 2783.87
8 | 2409 | 1150 | 1259 | 1.08 | 52.3% | 2509.72 | 8 | 2372 | 1150 | 1222 | 1.04 | 51.5% | 2420.88 | 8 | 2523 | 1150 | 1373 | 1.19 | 54.4% | 2783.87
9 | 2409 | 1150 | 1259 | 1.08 | 52.3% | 2509.72 | 9 | 2372 | 1150 | 1222 | 1.04 | 51.5% | 2420.88 | 9 | 2523 | 1150 | 1373 | 1.19 | 54.4% | 2783.87
10 | 2409 | 1150 | 1259 | 1.08 | 52.3% | 2509.72 | 10 | 2372 | 1150 | 1222 | 1.04 | 51.5% | 2420.88 | 10 | 2523 | 1150 | 1373 | 1.19 | 54.4% | 2783.87
11 | 2300 | 1150 | 1150 | 1 | 50% | 2300 | 11 | 2300 | 1150 | 1150 | 1 | 50% | 2300 | 11 | 2409 | 1150 | 1259 | 1.08 | 52.3% | 2509.72
12 | 2300 | 1150 | 1150 | 1 | 50% | 2300 | 12 | 2300 | 1150 | 1150 | 1 | 50% | 2300 | 12 | 2409 | 1150 | 1259 | 1.08 | 52.3% | 2509.72
13 | 2300 | 1150 | 1150 | 1 | 50% | 2300 | 13 | 2300 | 1150 | 1150 | 1 | 50% | 2300 | 13 | 2409 | 1150 | 1259 | 1.08 | 52.3% | 2509.72
14 | 2300 | 1150 | 1150 | 1 | 50% | 2300 | 14 | 2300 | 1150 | 1150 | 1 | 50% | 2300 | 14 | 2409 | 1150 | 1259 | 1.08 | 52.3% | 2509.72
15 | 2300 | 1150 | 1150 | 1 | 50% | 2300 | 15 | 2300 | 1150 | 1150 | 1 | 50% | 2300 | 15 | 2372 | 1150 | 1222 | 1.04 | 51.5% | 2420.88
16 | 2300 | 1150 | 1150 | 1 | 50% | 2300 | 16 | 2300 | 1150 | 1150 | 1 | 50% | 2300 | 16 | 2372 | 1150 | 1222 | 1.04 | 51.5% | 2420.88
17 | 2300 | 1150 | 1150 | 1 | 50% | 2300 | 17 | 2300 | 1150 | 1150 | 1 | 50% | 2300 | 17 | 2372 | 1150 | 1222 | 1.04 | 51.5% | 2420.88
18 | 2300 | 1150 | 1150 | 1 | 50% | 2300 | 18 | 2300 | 1150 | 1150 | 1 | 50% | 2300 | 18 | 2372 | 1150 | 1222 | 1.04 | 51.5% | 2420.88
19 | 2300 | 1150 | 1150 | 1 | 50% | 2300 | 19 | 2300 | 1150 | 1150 | 1 | 50% | 2300 | 19 | 2409 | 1150 | 1259 | 1.08 | 52.3% | 2509.72
20 | 2300 | 1150 | 1150 | 1 | 50% | 2300 | 20 | 2300 | 1150 | 1150 | 1 | 50% | 2300 | 20 | 2409 | 1150 | 1259 | 1.08 | 52.3% | 2509.72
21 | 2300 | 1150 | 1150 | 1 | 50% | 2300 | 21 | 2300 | 1150 | 1150 | 1 | 50% | 2300 | 21 | 2409 | 1150 | 1259 | 1.08 | 52.3% | 2509.72
22 | 2300 | 1150 | 1150 | 1 | 50% | 2300 | 22 | 2300 | 1150 | 1150 | 1 | 50% | 2300 | 22 | 2409 | 1150 | 1259 | 1.08 | 52.3% | 2509.72
23 | 2440 | 1150 | 1290 | 1.12 | 52.9% | 2594.8 | 23 | 2409 | 1150 | 1259 | 1.08 | 52.3% | 2509.72 | 23 | 2553 | 1150 | 1403 | 1.24 | 55% | 2889.72
24 | 2440 | 1150 | 1290 | 1.12 | 52.9% | 2594.8 | 24 | 2409 | 1150 | 1259 | 1.08 | 52.3% | 2509.72 | 24 | 2553 | 1150 | 1403 | 1.24 | 55% | 2889.72
2020-10-01 | [6 empty] | 2020-11-01 | [6 empty] | 2020-12-01
HE | Total RRS MW | PFRS | LRs | Equivalency Ratio | %RRS from LRs | Total Equivalent PFRs | HE | Total RRS MW | PFRS | LRs | Equivalency Ratio | %RRS from LRs | Total Equivalent PFRs | HE | Total RRS MW | PFRS | LRs | Equivalency Ratio | %RRS from LRs | Total Equivalent PFRs
1 | 2908 | 1163 | 1745 | 1.58 | 60% | 3920.1 | 1 | 3086 | 1234 | 1852 | 1.83 | 60% | 4623.16 | 1 | 2998 | 1199 | 1799 | 1.74 | 60% | 4329.26
2 | 2908 | 1163 | 1745 | 1.58 | 60% | 3920.1 | 2 | 3086 | 1234 | 1852 | 1.83 | 60% | 4623.16 | 2 | 2998 | 1199 | 1799 | 1.74 | 60% | 4329.26
3 | 2959 | 1184 | 1775 | 1.65 | 60% | 4112.75 | 3 | 2998 | 1199 | 1799 | 1.74 | 60% | 4329.26 | 3 | 2959 | 1184 | 1775 | 1.65 | 60% | 4112.75
4 | 2959 | 1184 | 1775 | 1.65 | 60% | 4112.75 | 4 | 2998 | 1199 | 1799 | 1.74 | 60% | 4329.26 | 4 | 2959 | 1184 | 1775 | 1.65 | 60% | 4112.75
5 | 2959 | 1184 | 1775 | 1.65 | 60% | 4112.75 | 5 | 2998 | 1199 | 1799 | 1.74 | 60% | 4329.26 | 5 | 2959 | 1184 | 1775 | 1.65 | 60% | 4112.75
6 | 2959 | 1184 | 1775 | 1.65 | 60% | 4112.75 | 6 | 2998 | 1199 | 1799 | 1.74 | 60% | 4329.26 | 6 | 2959 | 1184 | 1775 | 1.65 | 60% | 4112.75
7 | 2868 | 1150 | 1718 | 1.51 | 59.9% | 3744.18 | 7 | 2908 | 1163 | 1745 | 1.58 | 60% | 3920.1 | 7 | 2868 | 1150 | 1718 | 1.51 | 59.9% | 3744.18
8 | 2868 | 1150 | 1718 | 1.51 | 59.9% | 3744.18 | 8 | 2908 | 1163 | 1745 | 1.58 | 60% | 3920.1 | 8 | 2868 | 1150 | 1718 | 1.51 | 59.9% | 3744.18
9 | 2868 | 1150 | 1718 | 1.51 | 59.9% | 3744.18 | 9 | 2908 | 1163 | 1745 | 1.58 | 60% | 3920.1 | 9 | 2868 | 1150 | 1718 | 1.51 | 59.9% | 3744.18
10 | 2868 | 1150 | 1718 | 1.51 | 59.9% | 3744.18 | 10 | 2908 | 1163 | 1745 | 1.58 | 60% | 3920.1 | 10 | 2868 | 1150 | 1718 | 1.51 | 59.9% | 3744.18
11 | 2707 | 1150 | 1557 | 1.39 | 57.5% | 3314.23 | 11 | 2868 | 1150 | 1718 | 1.51 | 59.9% | 3744.18 | 11 | 2797 | 1150 | 1647 | 1.44 | 58.9% | 3521.68
12 | 2707 | 1150 | 1557 | 1.39 | 57.5% | 3314.23 | 12 | 2868 | 1150 | 1718 | 1.51 | 59.9% | 3744.18 | 12 | 2797 | 1150 | 1647 | 1.44 | 58.9% | 3521.68
13 | 2707 | 1150 | 1557 | 1.39 | 57.5% | 3314.23 | 13 | 2868 | 1150 | 1718 | 1.51 | 59.9% | 3744.18 | 13 | 2797 | 1150 | 1647 | 1.44 | 58.9% | 3521.68
14 | 2707 | 1150 | 1557 | 1.39 | 57.5% | 3314.23 | 14 | 2868 | 1150 | 1718 | 1.51 | 59.9% | 3744.18 | 14 | 2797 | 1150 | 1647 | 1.44 | 58.9% | 3521.68
15 | 2645 | 1150 | 1495 | 1.33 | 56.5% | 3138.35 | 15 | 2868 | 1150 | 1718 | 1.51 | 59.9% | 3744.18 | 15 | 2797 | 1150 | 1647 | 1.44 | 58.9% | 3521.68
16 | 2645 | 1150 | 1495 | 1.33 | 56.5% | 3138.35 | 16 | 2868 | 1150 | 1718 | 1.51 | 59.9% | 3744.18 | 16 | 2797 | 1150 | 1647 | 1.44 | 58.9% | 3521.68
17 | 2645 | 1150 | 1495 | 1.33 | 56.5% | 3138.35 | 17 | 2868 | 1150 | 1718 | 1.51 | 59.9% | 3744.18 | 17 | 2797 | 1150 | 1647 | 1.44 | 58.9% | 3521.68
18 | 2645 | 1150 | 1495 | 1.33 | 56.5% | 3138.35 | 18 | 2868 | 1150 | 1718 | 1.51 | 59.9% | 3744.18 | 18 | 2797 | 1150 | 1647 | 1.44 | 58.9% | 3521.68
19 | 2707 | 1150 | 1557 | 1.39 | 57.5% | 3314.23 | 19 | 2908 | 1163 | 1745 | 1.58 | 60% | 3920.1 | 19 | 2868 | 1150 | 1718 | 1.51 | 59.9% | 3744.18
20 | 2707 | 1150 | 1557 | 1.39 | 57.5% | 3314.23 | 20 | 2908 | 1163 | 1745 | 1.58 | 60% | 3920.1 | 20 | 2868 | 1150 | 1718 | 1.51 | 59.9% | 3744.18
21 | 2707 | 1150 | 1557 | 1.39 | 57.5% | 3314.23 | 21 | 2908 | 1163 | 1745 | 1.58 | 60% | 3920.1 | 21 | 2868 | 1150 | 1718 | 1.51 | 59.9% | 3744.18
22 | 2707 | 1150 | 1557 | 1.39 | 57.5% | 3314.23 | 22 | 2908 | 1163 | 1745 | 1.58 | 60% | 3920.1 | 22 | 2868 | 1150 | 1718 | 1.51 | 59.9% | 3744.18
23 | 2908 | 1163 | 1745 | 1.58 | 60% | 3920.1 | 23 | 3086 | 1234 | 1852 | 1.83 | 60% | 4623.16 | 23 | 2998 | 1199 | 1799 | 1.74 | 60% | 4329.26
24 | 2908 | 1163 | 1745 | 1.58 | 60% | 3920.1 | 24 | 3086 | 1234 | 1852 | 1.83 | 60% | 4623.16 | 24 | 2998 | 1199 | 1799 | 1.74 | 60% | 4329.26

## 2021_RRS (hidden)
2021 RRS
HE | Jan | Feb | Mar | Apr | May | Jun | Jul 12 - 31 | Aug | Sep | Oct | Nov | Dec
1 | 3053 | 3170 | 3092 | 3170 | 2959 | 2658 | 2469 | 2429 | 2605 | 3053 | 3170 | 3053
2 | 3053 | 3170 | 3092 | 3170 | 2959 | 2658 | 2469 | 2429 | 2605 | 3053 | 3170 | 3053
3 | 3053 | 3092 | 3170 | 3170 | 3002 | 2783 | 2566 | 2469 | 2712 | 3053 | 3170 | 3053
4 | 3053 | 3092 | 3170 | 3170 | 3002 | 2783 | 2566 | 2469 | 2712 | 3053 | 3170 | 3053
5 | 3053 | 3092 | 3170 | 3170 | 3002 | 2783 | 2566 | 2469 | 2712 | 3053 | 3170 | 3053
6 | 3053 | 3092 | 3170 | 3170 | 3002 | 2783 | 2566 | 2469 | 2712 | 3053 | 3170 | 3053
7 | 2959 | 2959 | 3002 | 3053 | 2880 | 2605 | 2469 | 2383 | 2605 | 2959 | 3053 | 2880
8 | 2959 | 2959 | 3002 | 3053 | 2880 | 2605 | 2469 | 2383 | 2605 | 2959 | 3053 | 2880
9 | 2959 | 2959 | 3002 | 3053 | 2880 | 2605 | 2469 | 2383 | 2605 | 2959 | 3053 | 2880
10 | 2959 | 2959 | 3002 | 3053 | 2880 | 2605 | 2469 | 2383 | 2605 | 2959 | 3053 | 2880
11 | 2880 | 2959 | 2959 | 3002 | 2658 | 2429 | 2300 | 2300 | 2469 | 2783 | 3002 | 2880
12 | 2880 | 2959 | 2959 | 3002 | 2658 | 2429 | 2300 | 2300 | 2469 | 2783 | 3002 | 2880
13 | 2880 | 2959 | 2959 | 3002 | 2658 | 2429 | 2300 | 2300 | 2469 | 2783 | 3002 | 2880
14 | 2880 | 2959 | 2959 | 3002 | 2658 | 2429 | 2300 | 2300 | 2800 | 2800 | 3002 | 2880
15 | 2880 | 2959 | 2959 | 2959 | 2605 | 2383 | 2800 | 2800 | 2800 | 2800 | 3002 | 2880
16 | 2880 | 2959 | 2959 | 2959 | 2605 | 2383 | 2800 | 2800 | 2800 | 2800 | 3002 | 2880
17 | 2880 | 2959 | 2959 | 2959 | 2605 | 2383 | 2800 | 2800 | 2800 | 2800 | 3002 | 2880
18 | 2880 | 2959 | 2959 | 2959 | 2605 | 2383 | 2800 | 2800 | 2800 | 2800 | 3002 | 2880
19 | 2959 | 3002 | 2959 | 3002 | 2658 | 2429 | 2800 | 2800 | 2800 | 2800 | 3002 | 2959
20 | 2959 | 3002 | 2959 | 3002 | 2658 | 2429 | 2800 | 2800 | 2800 | 2800 | 3002 | 2959
21 | 2959 | 3002 | 2959 | 3002 | 2658 | 2429 | 2800 | 2800 | 2800 | 2800 | 3002 | 2959
22 | 2959 | 3002 | 2959 | 3002 | 2658 | 2429 | 2800 | 2800 | 2469 | 2783 | 3002 | 2959
23 | 3053 | 3170 | 3092 | 3170 | 2959 | 2658 | 2469 | 2429 | 2605 | 3053 | 3170 | 3053
24 | 3053 | 3170 | 3092 | 3170 | 2959 | 2658 | 2469 | 2429 | 2605 | 3053 | 3170 | 3053
Total | 71136 | 72564 | 72564 | 73424 | 67048 | 61148 | 61616 | 60724 | 63964 | 69792 | 73596 | 70820

## 2021_RRS_0901
2021 RRS
HE | Jan | Feb | Mar | Apr | May | Jun | Jul 1-11 | Jul 12 - 31 | Aug | Sep | Oct | Nov | Dec
1 | 3053 | 3170 | 3092 | 3170 | 2959 | 2658 | 2469 | 2469 | 2429 | 2605 | 3053 | 3170 | 3053
2 | 3053 | 3170 | 3092 | 3170 | 2959 | 2658 | 2469 | 2469 | 2429 | 2605 | 3053 | 3170 | 3053
3 | 3053 | 3092 | 3170 | 3170 | 3002 | 2783 | 2566 | 2566 | 2469 | 2712 | 3053 | 3170 | 3053
4 | 3053 | 3092 | 3170 | 3170 | 3002 | 2783 | 2566 | 2566 | 2469 | 2712 | 3053 | 3170 | 3053
5 | 3053 | 3092 | 3170 | 3170 | 3002 | 2783 | 2566 | 2566 | 2469 | 2712 | 3053 | 3170 | 3053
6 | 3053 | 3092 | 3170 | 3170 | 3002 | 2783 | 2566 | 2566 | 2469 | 2712 | 3053 | 3170 | 3053
7 | 2959 | 2959 | 3002 | 3053 | 2880 | 2605 | 2469 | 2469 | 2383 | 2605 | 2959 | 3053 | 2880
8 | 2959 | 2959 | 3002 | 3053 | 2880 | 2605 | 2469 | 2469 | 2383 | 2605 | 2959 | 3053 | 2880
9 | 2959 | 2959 | 3002 | 3053 | 2880 | 2605 | 2469 | 2469 | 2383 | 2605 | 2959 | 3053 | 2880
10 | 2959 | 2959 | 3002 | 3053 | 2880 | 2605 | 2469 | 2469 | 2383 | 2605 | 2959 | 3053 | 2880
11 | 2880 | 2959 | 2959 | 3002 | 2658 | 2429 | 2300 | 2300 | 2300 | 2469 | 2783 | 3002 | 2880
12 | 2880 | 2959 | 2959 | 3002 | 2658 | 2429 | 2300 | 2300 | 2300 | 2469 | 2783 | 3002 | 2880
13 | 2880 | 2959 | 2959 | 3002 | 2658 | 2429 | 2300 | 2300 | 2300 | 2469 | 2783 | 3002 | 2880
14 | 2880 | 2959 | 2959 | 3002 | 2658 | 2429 | 2300 | 2300 | 2300 | 2800 | 2800 | 3002 | 2880
15 | 2880 | 2959 | 2959 | 2959 | 2605 | 2383 | 2300 | 2800 | 2800 | 2800 | 2800 | 3002 | 2880
16 | 2880 | 2959 | 2959 | 2959 | 2605 | 2383 | 2300 | 2800 | 2800 | 2800 | 2800 | 3002 | 2880
17 | 2880 | 2959 | 2959 | 2959 | 2605 | 2383 | 2300 | 2800 | 2800 | 2800 | 2800 | 3002 | 2880
18 | 2880 | 2959 | 2959 | 2959 | 2605 | 2383 | 2300 | 2800 | 2800 | 2800 | 2800 | 3002 | 2880
19 | 2959 | 3002 | 2959 | 3002 | 2658 | 2429 | 2300 | 2800 | 2800 | 2800 | 2800 | 3002 | 2959
20 | 2959 | 3002 | 2959 | 3002 | 2658 | 2429 | 2300 | 2800 | 2800 | 2800 | 2800 | 3002 | 2959
21 | 2959 | 3002 | 2959 | 3002 | 2658 | 2429 | 2300 | 2800 | 2800 | 2800 | 2800 | 3002 | 2959
22 | 2959 | 3002 | 2959 | 3002 | 2658 | 2429 | 2300 | 2800 | 2800 | 2469 | 2783 | 3002 | 2959
23 | 3053 | 3170 | 3092 | 3170 | 2959 | 2658 | 2469 | 2469 | 2429 | 2605 | 3053 | 3170 | 3053
24 | 3053 | 3170 | 3092 | 3170 | 2959 | 2658 | 2469 | 2469 | 2429 | 2605 | 3053 | 3170 | 3053
Total | 71136 | 72564 | 72564 | 73424 | 67048 | 61148 | 57616 | 61616 | 60724 | 63964 | 69792 | 73596 | 70820

## 2022_RRS_Curr_IFRO
2022 RRS (Floor=2300 MW across all hours, IFRO=1420 MW)
HE | Jan | Feb | Mar | Apr | May | Jun | July | Aug | Sep | Oct | Nov | Dec
1 | 3053 | 3092 | 3255 | 3170 | 3053 | 2712 | 2521 | 2521 | 2783
2 | 3053 | 3092 | 3255 | 3170 | 3053 | 2712 | 2521 | 2521 | 2783
3 | 3053 | 3092 | 3255 | 3210 | 3092 | 2880 | 2566 | 2566 | 2880
4 | 3053 | 3092 | 3255 | 3210 | 3092 | 2880 | 2566 | 2566 | 2880
5 | 3053 | 3092 | 3255 | 3210 | 3092 | 2880 | 2566 | 2566 | 2880
6 | 3053 | 3092 | 3255 | 3210 | 3092 | 2880 | 2566 | 2566 | 2880
7 | 2959 | 2959 | 3170 | 3092 | 3002 | 2658 | 2469 | 2521 | 2658
8 | 2959 | 2959 | 3170 | 3092 | 3002 | 2658 | 2469 | 2521 | 2658
9 | 2959 | 2959 | 3170 | 3092 | 3002 | 2658 | 2469 | 2521 | 2658
10 | 2959 | 2959 | 3170 | 3092 | 3002 | 2658 | 2469 | 2521 | 2658
11 | 2959 | 2959 | 3092 | 3053 | 2880 | 2469 | 2300 | 2300 | 2521
12 | 2959 | 2959 | 3092 | 3053 | 2880 | 2469 | 2300 | 2300 | 2521
13 | 2959 | 2959 | 3092 | 3053 | 2880 | 2469 | 2300 | 2300 | 2521
14 | 2959 | 2959 | 3092 | 3053 | 2880 | 2469 | 2300 | 2300 | 2521
15 | 2959 | 3002 | 3053 | 3002 | 2783 | 2383 | 2300 | 2300 | 2469
16 | 2959 | 3002 | 3053 | 3002 | 2783 | 2383 | 2300 | 2300 | 2469
17 | 2959 | 3002 | 3053 | 3002 | 2783 | 2383 | 2300 | 2300 | 2469
18 | 2959 | 3002 | 3053 | 3002 | 2783 | 2383 | 2300 | 2300 | 2469
19 | 2959 | 3002 | 3053 | 3002 | 2783 | 2469 | 2300 | 2300 | 2469
20 | 2959 | 3002 | 3053 | 3002 | 2783 | 2469 | 2300 | 2300 | 2469
21 | 2959 | 3002 | 3053 | 3002 | 2783 | 2469 | 2300 | 2300 | 2469
22 | 2959 | 3002 | 3053 | 3002 | 2783 | 2469 | 2300 | 2300 | 2469
23 | 3053 | 3092 | 3255 | 3170 | 3053 | 2712 | 2521 | 2521 | 2783
24 | 3053 | 3092 | 3255 | 3170 | 3053 | 2712 | 2521 | 2521 | 2783
Total | 71768 | 72424 | 75512 | 74116 | 70372 | 62284 | 57824 | 58032 | 63120 | 0 | 0 | 0
These preliminary 2022 quantities above are based on the 2021 RRS table that was built using Resource Contingency Criteria (RCC) of 2805 MW, the minimum RRS-PFR limit of 1420 MW, and a floor of 2300 MW across the peak hours. Note that, NERC’s preliminary 2022 BAL-003 Interconnection Frequency Response Obligation (IFRO) assessment for ERCOT shows a reduction in ERCOT’s IFRO. This is primarily because of an update in the IFRO methodology that as approved as a part of the Project 2017-01, Modifications to BAL-003. As a result of this ERCOT expects that the minimum RRS-PFR limit for 2022 will change to align with ERCOT's new IFRO.

## 2022_RRS_FLOOR (hidden)
2022 RRS (floor= 2800 MW for peak hours, IFRO=1420 MW)
HE | Jan | Feb | Mar | Apr | May | Jun | July | Aug | Sep | Oct | Nov | Dec
1 | 3053 | 3092 | 3255 | 3170 | 3053 | 2712 | 2521 | 2521 | 2783
2 | 3053 | 3092 | 3255 | 3170 | 3053 | 2712 | 2521 | 2521 | 2783
3 | 3053 | 3092 | 3255 | 3210 | 3092 | 2880 | 2566 | 2566 | 2880
4 | 3053 | 3092 | 3255 | 3210 | 3092 | 2880 | 2566 | 2566 | 2880
5 | 3053 | 3092 | 3255 | 3210 | 3092 | 2880 | 2566 | 2566 | 2880
6 | 3053 | 3092 | 3255 | 3210 | 3092 | 2880 | 2566 | 2566 | 2880
7 | 2959 | 2959 | 3170 | 3092 | 3002 | 2658 | 2469 | 2521 | 2658
8 | 2959 | 2959 | 3170 | 3092 | 3002 | 2658 | 2469 | 2521 | 2658
9 | 2959 | 2959 | 3170 | 3092 | 3002 | 2658 | 2469 | 2521 | 2658
10 | 2959 | 2959 | 3170 | 3092 | 3002 | 2658 | 2469 | 2521 | 2658
11 | 2959 | 2959 | 3092 | 3053 | 2880 | 2469 | 2300 | 2300 | 2521
12 | 2959 | 2959 | 3092 | 3053 | 2880 | 2469 | 2300 | 2300 | 2521
13 | 2959 | 2959 | 3092 | 3053 | 2880 | 2469 | 2300 | 2300 | 2521
14 | 2959 | 2959 | 3092 | 3053 | 2880 | 2469 | 2300 | 2300 | 2521
15 | 2959 | 3002 | 3053 | 3002 | 2800 | 2800 | 2800 | 2800 | 2800
16 | 2959 | 3002 | 3053 | 3002 | 2800 | 2800 | 2800 | 2800 | 2800
17 | 2959 | 3002 | 3053 | 3002 | 2800 | 2800 | 2800 | 2800 | 2800
18 | 2959 | 3002 | 3053 | 3002 | 2800 | 2800 | 2800 | 2800 | 2800
19 | 2959 | 3002 | 3053 | 3002 | 2800 | 2800 | 2800 | 2800 | 2800
20 | 2959 | 3002 | 3053 | 3002 | 2800 | 2800 | 2800 | 2800 | 2800
21 | 2959 | 3002 | 3053 | 3002 | 2800 | 2800 | 2800 | 2800 | 2800
22 | 2959 | 3002 | 3053 | 3002 | 2800 | 2800 | 2800 | 2800 | 2800
23 | 3053 | 3092 | 3255 | 3170 | 3053 | 2712 | 2521 | 2521 | 2783
24 | 3053 | 3092 | 3255 | 3170 | 3053 | 2712 | 2521 | 2521 | 2783
Total | 71768 | 72424 | 75512 | 74116 | 70508 | 65276 | 61824 | 62032 | 65768 | 0 | 0 | 0

## 2022_RRS_New_IFRO
2022 RRS (Floor= 2300 MW across all hours, New IFRO=1240 MW)
HE | Jan | Feb | Mar | Apr | May | Jun | July | Aug | Sep | Oct | Nov | Dec
1 | 2982 | 3015 | 3178 | 3088 | 2982 | 2668 | 2498 | 2498 | 2732
2 | 2982 | 3015 | 3178 | 3088 | 2982 | 2668 | 2498 | 2498 | 2732
3 | 2982 | 3015 | 3178 | 3128 | 3015 | 2825 | 2538 | 2538 | 2825
4 | 2982 | 3015 | 3178 | 3128 | 3015 | 2825 | 2538 | 2538 | 2825
5 | 2982 | 3015 | 3178 | 3128 | 3015 | 2825 | 2538 | 2538 | 2825
6 | 2982 | 3015 | 3178 | 3128 | 3015 | 2825 | 2538 | 2538 | 2825
7 | 2898 | 2898 | 3088 | 3015 | 2936 | 2618 | 2450 | 2498 | 2618
8 | 2898 | 2898 | 3088 | 3015 | 2936 | 2618 | 2450 | 2498 | 2618
9 | 2898 | 2898 | 3088 | 3015 | 2936 | 2618 | 2450 | 2498 | 2618
10 | 2898 | 2898 | 3088 | 3015 | 2936 | 2618 | 2450 | 2498 | 2618
11 | 2898 | 2898 | 3015 | 2982 | 2825 | 2450 | 2300 | 2300 | 2498
12 | 2898 | 2898 | 3015 | 2982 | 2825 | 2450 | 2300 | 2300 | 2498
13 | 2898 | 2898 | 3015 | 2982 | 2825 | 2450 | 2300 | 2300 | 2498
14 | 2898 | 2898 | 3015 | 2982 | 2825 | 2450 | 2300 | 2300 | 2498
15 | 2898 | 2936 | 2982 | 2936 | 2732 | 2375 | 2300 | 2300 | 2450
16 | 2898 | 2936 | 2982 | 2936 | 2732 | 2375 | 2300 | 2300 | 2450
17 | 2898 | 2936 | 2982 | 2936 | 2732 | 2375 | 2300 | 2300 | 2450
18 | 2898 | 2936 | 2982 | 2936 | 2732 | 2375 | 2300 | 2300 | 2450
19 | 2898 | 2936 | 2982 | 2936 | 2732 | 2450 | 2300 | 2300 | 2450
20 | 2898 | 2936 | 2982 | 2936 | 2732 | 2450 | 2300 | 2300 | 2450
21 | 2898 | 2936 | 2982 | 2936 | 2732 | 2450 | 2300 | 2300 | 2450
22 | 2898 | 2936 | 2982 | 2936 | 2732 | 2450 | 2300 | 2300 | 2450
23 | 2982 | 3015 | 3178 | 3088 | 2982 | 2668 | 2498 | 2498 | 2732
24 | 2982 | 3015 | 3178 | 3088 | 2982 | 2668 | 2498 | 2498 | 2732
Total | 70224 | 70792 | 73692 | 72340 | 68888 | 61544 | 57544 | 57736 | 62292 | 0 | 0 | 0
These preliminary 2022 quantities above are based on the 2022 RRS table that was built using Resource Contingency Criteria (RCC) of 2805 MW, the minimum RRS-PFR limit of 1240 MW, and a floor of 2300 MW across all hours .Note that, NERC’s preliminary 2022 BAL-003 Interconnection Frequency Response Obligation (IFRO) assessment for ERCOT shows a reduction in ERCOT’s IFRO. This is primarily because of an update in the IFRO methodology that as approved as a part of the Project 2017-01, Modifications to BAL-003. As a result of this ERCOT expects that the minimum RRS-PFR limit for 2022 will change to align with ERCOT's new IFRO.

## 2022_RRS_Proposed
2022 RRS (Floor = 2800 MW for peak hours ¦ Floor = 2300 MW for remaining hours, New IFRO=1240 MW)
HE | Jan | Feb | Mar | Apr | May | Jun | July | Aug | Sep | Oct | Nov | Dec
1 | 2982 | 3015 | 3178 | 3088 | 2982 | 2668 | 2498 | 2498 | 2732
2 | 2982 | 3015 | 3178 | 3088 | 2982 | 2668 | 2498 | 2498 | 2732
3 | 2982 | 3015 | 3178 | 3128 | 3015 | 2825 | 2538 | 2538 | 2825
4 | 2982 | 3015 | 3178 | 3128 | 3015 | 2825 | 2538 | 2538 | 2825
5 | 2982 | 3015 | 3178 | 3128 | 3015 | 2825 | 2538 | 2538 | 2825
6 | 2982 | 3015 | 3178 | 3128 | 3015 | 2825 | 2538 | 2538 | 2825
7 | 2898 | 2898 | 3088 | 3015 | 2936 | 2618 | 2450 | 2498 | 2618
8 | 2898 | 2898 | 3088 | 3015 | 2936 | 2618 | 2450 | 2498 | 2618
9 | 2898 | 2898 | 3088 | 3015 | 2936 | 2618 | 2450 | 2498 | 2618
10 | 2898 | 2898 | 3088 | 3015 | 2936 | 2618 | 2450 | 2498 | 2618
11 | 2898 | 2898 | 3015 | 2982 | 2825 | 2450 | 2300 | 2300 | 2498
12 | 2898 | 2898 | 3015 | 2982 | 2825 | 2450 | 2300 | 2300 | 2498
13 | 2898 | 2898 | 3015 | 2982 | 2825 | 2450 | 2300 | 2300 | 2498
14 | 2898 | 2898 | 3015 | 2982 | 2825 | 2450 | 2300 | 2300 | 2498
15 | 2898 | 2936 | 2982 | 2936 | 2800 | 2800 | 2800 | 2800 | 2800
16 | 2898 | 2936 | 2982 | 2936 | 2800 | 2800 | 2800 | 2800 | 2800
17 | 2898 | 2936 | 2982 | 2936 | 2800 | 2800 | 2800 | 2800 | 2800
18 | 2898 | 2936 | 2982 | 2936 | 2800 | 2800 | 2800 | 2800 | 2800
19 | 2898 | 2936 | 2982 | 2936 | 2800 | 2800 | 2800 | 2800 | 2800
20 | 2898 | 2936 | 2982 | 2936 | 2800 | 2800 | 2800 | 2800 | 2800
21 | 2898 | 2936 | 2982 | 2936 | 2800 | 2800 | 2800 | 2800 | 2800
22 | 2898 | 2936 | 2982 | 2936 | 2800 | 2800 | 2800 | 2800 | 2800
23 | 2982 | 3015 | 3178 | 3088 | 2982 | 2668 | 2498 | 2498 | 2732
24 | 2982 | 3015 | 3178 | 3088 | 2982 | 2668 | 2498 | 2498 | 2732
Total | 70224 | 70792 | 73692 | 72340 | 69432 | 64644 | 61544 | 61736 | 65092 | 0 | 0 | 0
These preliminary 2022 quantities above are based on the 2022 RRS table that was built using Resource Contingency Criteria (RCC) of 2805 MW, the minimum RRS-PFR limit of 1240 MW and a floor of 2300 MW across all hours. Note that, NERC’s preliminary 2022 BAL-003 Interconnection Frequency Response Obligation (IFRO) assessment for ERCOT shows a reduction in ERCOT’s IFRO. This is primarily because of an update in the IFRO methodology that as approved as a part of the Project 2017-01, Modifications to BAL-003. As a result of this ERCOT expects that the minimum RRS-PFR limit for 2022 will change to align with ERCOT's new IFRO.

## 2022 RRS Proposed Details
These preliminary 2022 quantities above are based on the 2022 RRS table that was built using Resource Contingency Criteria (RCC) of 2805 MW, the minimum RRS-PFR limit of 1240 MW and a floor of 2300 MW across all hours. Note that, NERC’s preliminary 2022 BAL-003 Interconnection Frequency Response Obligation (IFRO) assessment for ERCOT shows a reduction in ERCOT’s IFRO. This is primarily because of an update in the IFRO methodology that as approved as a part of the Project 2017-01, Modifications to BAL-003. As a result of this ERCOT expects that the minimum RRS-PFR limit for 2022 will change to align with ERCOT's new IFRO.
2022-01-01 | [5 empty] | 2022-02-01 | [5 empty] | 2022-03-01
HE | Total RRS MW | PFRS | LRs | Equivalency Ratio | %RRS from LRs | HE | Total RRS MW | PFRS | LRs | Equivalency Ratio | %RRS from LRs | HE | Total RRS MW | PFRS | LRs | Equivalency Ratio | %RRS from LRs
1 | 2982 | 1240 | 1742 | 1.65 | 58.42% | 1 | 3015 | 1240 | 1775 | 1.74 | 58.87% | 1 | 3178 | 1271 | 1907 | 2.06 | 60.01%
2 | 2982 | 1240 | 1742 | 1.65 | 58.42% | 2 | 3015 | 1240 | 1775 | 1.74 | 58.87% | 2 | 3178 | 1271 | 1907 | 2.06 | 60.01%
3 | 2982 | 1240 | 1742 | 1.65 | 58.42% | 3 | 3015 | 1240 | 1775 | 1.74 | 58.87% | 3 | 3178 | 1271 | 1907 | 2.06 | 60.01%
4 | 2982 | 1240 | 1742 | 1.65 | 58.42% | 4 | 3015 | 1240 | 1775 | 1.74 | 58.87% | 4 | 3178 | 1271 | 1907 | 2.06 | 60.01%
5 | 2982 | 1240 | 1742 | 1.65 | 58.42% | 5 | 3015 | 1240 | 1775 | 1.74 | 58.87% | 5 | 3178 | 1271 | 1907 | 2.06 | 60.01%
6 | 2982 | 1240 | 1742 | 1.65 | 58.42% | 6 | 3015 | 1240 | 1775 | 1.74 | 58.87% | 6 | 3178 | 1271 | 1907 | 2.06 | 60.01%
7 | 2898 | 1240 | 1658 | 1.51 | 57.21% | 7 | 2898 | 1240 | 1658 | 1.51 | 57.21% | 7 | 3088 | 1240 | 1848 | 1.83 | 59.84%
8 | 2898 | 1240 | 1658 | 1.51 | 57.21% | 8 | 2898 | 1240 | 1658 | 1.51 | 57.21% | 8 | 3088 | 1240 | 1848 | 1.83 | 59.84%
9 | 2898 | 1240 | 1658 | 1.51 | 57.21% | 9 | 2898 | 1240 | 1658 | 1.51 | 57.21% | 9 | 3088 | 1240 | 1848 | 1.83 | 59.84%
10 | 2898 | 1240 | 1658 | 1.51 | 57.21% | 10 | 2898 | 1240 | 1658 | 1.51 | 57.21% | 10 | 3088 | 1240 | 1848 | 1.83 | 59.84%
11 | 2898 | 1240 | 1658 | 1.51 | 57.21% | 11 | 2898 | 1240 | 1658 | 1.51 | 57.21% | 11 | 3015 | 1240 | 1775 | 1.74 | 58.87%
12 | 2898 | 1240 | 1658 | 1.51 | 57.21% | 12 | 2898 | 1240 | 1658 | 1.51 | 57.21% | 12 | 3015 | 1240 | 1775 | 1.74 | 58.87%
13 | 2898 | 1240 | 1658 | 1.51 | 57.21% | 13 | 2898 | 1240 | 1658 | 1.51 | 57.21% | 13 | 3015 | 1240 | 1775 | 1.74 | 58.87%
14 | 2898 | 1240 | 1658 | 1.51 | 57.21% | 14 | 2898 | 1240 | 1658 | 1.51 | 57.21% | 14 | 3015 | 1240 | 1775 | 1.74 | 58.87%
15 | 2898 | 1240 | 1658 | 1.51 | 57.21% | 15 | 2936 | 1240 | 1696 | 1.58 | 57.77% | 15 | 2982 | 1240 | 1742 | 1.65 | 58.42%
16 | 2898 | 1240 | 1658 | 1.51 | 57.21% | 16 | 2936 | 1240 | 1696 | 1.58 | 57.77% | 16 | 2982 | 1240 | 1742 | 1.65 | 58.42%
17 | 2898 | 1240 | 1658 | 1.51 | 57.21% | 17 | 2936 | 1240 | 1696 | 1.58 | 57.77% | 17 | 2982 | 1240 | 1742 | 1.65 | 58.42%
18 | 2898 | 1240 | 1658 | 1.51 | 57.21% | 18 | 2936 | 1240 | 1696 | 1.58 | 57.77% | 18 | 2982 | 1240 | 1742 | 1.65 | 58.42%
19 | 2898 | 1240 | 1658 | 1.51 | 57.21% | 19 | 2936 | 1240 | 1696 | 1.58 | 57.77% | 19 | 2982 | 1240 | 1742 | 1.65 | 58.42%
20 | 2898 | 1240 | 1658 | 1.51 | 57.21% | 20 | 2936 | 1240 | 1696 | 1.58 | 57.77% | 20 | 2982 | 1240 | 1742 | 1.65 | 58.42%
21 | 2898 | 1240 | 1658 | 1.51 | 57.21% | 21 | 2936 | 1240 | 1696 | 1.58 | 57.77% | 21 | 2982 | 1240 | 1742 | 1.65 | 58.42%
22 | 2898 | 1240 | 1658 | 1.51 | 57.21% | 22 | 2936 | 1240 | 1696 | 1.58 | 57.77% | 22 | 2982 | 1240 | 1742 | 1.65 | 58.42%
23 | 2982 | 1240 | 1742 | 1.65 | 58.42% | 23 | 3015 | 1240 | 1775 | 1.74 | 58.87% | 23 | 3178 | 1271 | 1907 | 2.06 | 60.01%
24 | 2982 | 1240 | 1742 | 1.65 | 58.42% | 24 | 3015 | 1240 | 1775 | 1.74 | 58.87% | 24 | 3178 | 1271 | 1907 | 2.06 | 60.01%
2022-04-01 | [5 empty] | 2022-05-01 | [5 empty] | 2022-06-01
HE | Total RRS MW | PFRS | LRs | Equivalency Ratio | %RRS from LRs | HE | Total RRS MW | PFRS | LRs | Equivalency Ratio | %RRS from LRs | HE | Total RRS MW | PFRS | LRs | Equivalency Ratio | %RRS from LRs
1 | 3088 | 1240 | 1848 | 1.83 | 59.84% | 1 | 2982 | 1240 | 1742 | 1.65 | 58.42% | 1 | 2668 | 1240 | 1428 | 1.33 | 53.52%
2 | 3088 | 1240 | 1848 | 1.83 | 59.84% | 2 | 2982 | 1240 | 1742 | 1.65 | 58.42% | 2 | 2668 | 1240 | 1428 | 1.33 | 53.52%
3 | 3128 | 1251 | 1877 | 1.94 | 60.01% | 3 | 3015 | 1240 | 1775 | 1.74 | 58.87% | 3 | 2825 | 1240 | 1585 | 1.44 | 56.11%
4 | 3128 | 1251 | 1877 | 1.94 | 60.01% | 4 | 3015 | 1240 | 1775 | 1.74 | 58.87% | 4 | 2825 | 1240 | 1585 | 1.44 | 56.11%
5 | 3128 | 1251 | 1877 | 1.94 | 60.01% | 5 | 3015 | 1240 | 1775 | 1.74 | 58.87% | 5 | 2825 | 1240 | 1585 | 1.44 | 56.11%
6 | 3128 | 1251 | 1877 | 1.94 | 60.01% | 6 | 3015 | 1240 | 1775 | 1.74 | 58.87% | 6 | 2825 | 1240 | 1585 | 1.44 | 56.11%
7 | 3015 | 1240 | 1775 | 1.74 | 58.87% | 7 | 2936 | 1240 | 1696 | 1.58 | 57.77% | 7 | 2618 | 1240 | 1378 | 1.28 | 52.64%
8 | 3015 | 1240 | 1775 | 1.74 | 58.87% | 8 | 2936 | 1240 | 1696 | 1.58 | 57.77% | 8 | 2618 | 1240 | 1378 | 1.28 | 52.64%
9 | 3015 | 1240 | 1775 | 1.74 | 58.87% | 9 | 2936 | 1240 | 1696 | 1.58 | 57.77% | 9 | 2618 | 1240 | 1378 | 1.28 | 52.64%
10 | 3015 | 1240 | 1775 | 1.74 | 58.87% | 10 | 2936 | 1240 | 1696 | 1.58 | 57.77% | 10 | 2618 | 1240 | 1378 | 1.28 | 52.64%
11 | 2982 | 1240 | 1742 | 1.65 | 58.42% | 11 | 2825 | 1240 | 1585 | 1.44 | 56.11% | 11 | 2450 | 1240 | 1210 | 1.12 | 49.39%
12 | 2982 | 1240 | 1742 | 1.65 | 58.42% | 12 | 2825 | 1240 | 1585 | 1.44 | 56.11% | 12 | 2450 | 1240 | 1210 | 1.12 | 49.39%
13 | 2982 | 1240 | 1742 | 1.65 | 58.42% | 13 | 2825 | 1240 | 1585 | 1.44 | 56.11% | 13 | 2450 | 1240 | 1210 | 1.12 | 49.39%
14 | 2982 | 1240 | 1742 | 1.65 | 58.42% | 14 | 2825 | 1240 | 1585 | 1.44 | 56.11% | 14 | 2450 | 1240 | 1210 | 1.12 | 49.39%
15 | 2936 | 1240 | 1696 | 1.58 | 57.77% | 15 | 2800 | 1240 | 1560 | 1.39 | 55.71% | 15 | 2800 | 1240 | 1560 | 1.04 | 55.71%
16 | 2936 | 1240 | 1696 | 1.58 | 57.77% | 16 | 2800 | 1240 | 1560 | 1.39 | 55.71% | 16 | 2800 | 1240 | 1560 | 1.04 | 55.71%
17 | 2936 | 1240 | 1696 | 1.58 | 57.77% | 17 | 2800 | 1240 | 1560 | 1.39 | 55.71% | 17 | 2800 | 1240 | 1560 | 1.04 | 55.71%
18 | 2936 | 1240 | 1696 | 1.58 | 57.77% | 18 | 2800 | 1240 | 1560 | 1.39 | 55.71% | 18 | 2800 | 1240 | 1560 | 1.04 | 55.71%
19 | 2936 | 1240 | 1696 | 1.58 | 57.77% | 19 | 2800 | 1240 | 1560 | 1.39 | 55.71% | 19 | 2800 | 1240 | 1560 | 1.12 | 55.71%
20 | 2936 | 1240 | 1696 | 1.58 | 57.77% | 20 | 2800 | 1240 | 1560 | 1.39 | 55.71% | 20 | 2800 | 1240 | 1560 | 1.12 | 55.71%
21 | 2936 | 1240 | 1696 | 1.58 | 57.77% | 21 | 2800 | 1240 | 1560 | 1.39 | 55.71% | 21 | 2800 | 1240 | 1560 | 1.12 | 55.71%
22 | 2936 | 1240 | 1696 | 1.58 | 57.77% | 22 | 2800 | 1240 | 1492 | 1.39 | 53.29% | 22 | 2800 | 1240 | 1210 | 1.12 | 43.21%
23 | 3088 | 1240 | 1848 | 1.83 | 59.84% | 23 | 2982 | 1240 | 1742 | 1.65 | 58.42% | 23 | 2668 | 1240 | 1428 | 1.33 | 53.52%
24 | 3088 | 1240 | 1848 | 1.83 | 59.84% | 24 | 2982 | 1240 | 1742 | 1.65 | 58.42% | 24 | 2668 | 1240 | 1428 | 1.33 | 53.52%
2222-07-01 | [5 empty] | 2222-08-01 | [5 empty] | 2222-09-01
HE | Total RRS MW | PFRS | LRs | Equivalency Ratio | %RRS from LRs | HE | Total RRS MW | PFRS | LRs | Equivalency Ratio | %RRS from LRs | HE | Total RRS MW | PFRS | LRs | Equivalency Ratio | %RRS from LRs
1 | 2498 | 1240 | 1258 | 1.15 | 50.36% | 1 | 2498 | 1240 | 1258 | 1.15 | 50.36% | 1 | 2732 | 1240 | 1492 | 1.39 | 54.61%
2 | 2498 | 1240 | 1258 | 1.15 | 50.36% | 2 | 2498 | 1240 | 1258 | 1.15 | 50.36% | 2 | 2732 | 1240 | 1492 | 1.39 | 54.61%
3 | 2538 | 1240 | 1298 | 1.19 | 51.14% | 3 | 2538 | 1240 | 1298 | 1.19 | 51.14% | 3 | 2825 | 1240 | 1585 | 1.44 | 56.11%
4 | 2538 | 1240 | 1298 | 1.19 | 51.14% | 4 | 2538 | 1240 | 1298 | 1.19 | 51.14% | 4 | 2825 | 1240 | 1585 | 1.44 | 56.11%
5 | 2538 | 1240 | 1298 | 1.19 | 51.14% | 5 | 2538 | 1240 | 1298 | 1.19 | 51.14% | 5 | 2825 | 1240 | 1585 | 1.44 | 56.11%
6 | 2538 | 1240 | 1298 | 1.19 | 51.14% | 6 | 2538 | 1240 | 1298 | 1.19 | 51.14% | 6 | 2825 | 1240 | 1585 | 1.44 | 56.11%
7 | 2450 | 1240 | 1210 | 1.12 | 49.39% | 7 | 2498 | 1240 | 1258 | 1.15 | 50.36% | 7 | 2618 | 1240 | 1378 | 1.28 | 52.64%
8 | 2450 | 1240 | 1210 | 1.12 | 49.39% | 8 | 2498 | 1240 | 1258 | 1.15 | 50.36% | 8 | 2618 | 1240 | 1378 | 1.28 | 52.64%
9 | 2450 | 1240 | 1210 | 1.12 | 49.39% | 9 | 2498 | 1240 | 1258 | 1.15 | 50.36% | 9 | 2618 | 1240 | 1378 | 1.28 | 52.64%
10 | 2450 | 1240 | 1210 | 1.12 | 49.39% | 10 | 2498 | 1240 | 1258 | 1.15 | 50.36% | 10 | 2618 | 1240 | 1378 | 1.28 | 52.64%
11 | 2300 | 1240 | 1060 | 1 | 46.09% | 11 | 2300 | 1240 | 1060 | 1 | 46.09% | 11 | 2498 | 1240 | 1258 | 1.15 | 50.36%
12 | 2300 | 1240 | 1060 | 1 | 46.09% | 12 | 2300 | 1240 | 1060 | 1 | 46.09% | 12 | 2498 | 1240 | 1258 | 1.15 | 50.36%
13 | 2300 | 1240 | 1060 | 1 | 46.09% | 13 | 2300 | 1240 | 1060 | 1 | 46.09% | 13 | 2498 | 1240 | 1258 | 1.15 | 50.36%
14 | 2300 | 1240 | 1060 | 1 | 46.09% | 14 | 2300 | 1240 | 1060 | 1 | 46.09% | 14 | 2498 | 1240 | 1258 | 1.15 | 50.36%
15 | 2800 | 1240 | 1560 | 1 | 55.71% | 15 | 2800 | 1240 | 1560 | 1 | 55.71% | 15 | 2800 | 1240 | 1560 | 1.12 | 55.71%
16 | 2800 | 1240 | 1560 | 1 | 55.71% | 16 | 2800 | 1240 | 1560 | 1 | 55.71% | 16 | 2800 | 1240 | 1560 | 1.12 | 55.71%
17 | 2800 | 1240 | 1560 | 1 | 55.71% | 17 | 2800 | 1240 | 1560 | 1 | 55.71% | 17 | 2800 | 1240 | 1560 | 1.12 | 55.71%
18 | 2800 | 1240 | 1560 | 1 | 55.71% | 18 | 2800 | 1240 | 1560 | 1 | 55.71% | 18 | 2800 | 1240 | 1560 | 1.12 | 55.71%
19 | 2800 | 1240 | 1560 | 1 | 55.71% | 19 | 2800 | 1240 | 1560 | 1 | 55.71% | 19 | 2800 | 1240 | 1560 | 1.12 | 55.71%
20 | 2800 | 1240 | 1560 | 1 | 55.71% | 20 | 2800 | 1240 | 1560 | 1 | 55.71% | 20 | 2800 | 1240 | 1560 | 1.12 | 55.71%
21 | 2800 | 1240 | 1560 | 1 | 55.71% | 21 | 2800 | 1240 | 1560 | 1 | 55.71% | 21 | 2800 | 1240 | 1560 | 1.12 | 55.71%
22 | 2800 | 1240 | 1060 | 1 | 37.86% | 22 | 2800 | 1240 | 1060 | 1 | 37.86% | 22 | 2800 | 1240 | 1210 | 1.12 | 43.21%
23 | 2498 | 1240 | 1258 | 1.15 | 50.36% | 23 | 2498 | 1240 | 1258 | 1.15 | 50.36% | 23 | 2732 | 1240 | 1492 | 1.39 | 54.61%
24 | 2498 | 1240 | 1258 | 1.15 | 50.36% | 24 | 2498 | 1240 | 1258 | 1.15 | 50.36% | 24 | 2732 | 1240 | 1492 | 1.39 | 54.61%
2222-10-01 | [5 empty] | 2222-11-01 | [5 empty] | 2222-12-01
HE | Total RRS MW | PFRS | LRs | Equivalency Ratio | %RRS from LRs | HE | Total RRS MW | PFRS | LRs | Equivalency Ratio | %RRS from LRs | HE | Total RRS MW | PFRS | LRs | Equivalency Ratio | %RRS from LRs
1 | [5 empty] | 1 | [5 empty] | 1
2 | [5 empty] | 2 | [5 empty] | 2
3 | [5 empty] | 3 | [5 empty] | 3
4 | [5 empty] | 4 | [5 empty] | 4
5 | [5 empty] | 5 | [5 empty] | 5
6 | [5 empty] | 6 | [5 empty] | 6
7 | [5 empty] | 7 | [5 empty] | 7
8 | [5 empty] | 8 | [5 empty] | 8
9 | [5 empty] | 9 | [5 empty] | 9
10 | [5 empty] | 10 | [5 empty] | 10
11 | [5 empty] | 11 | [5 empty] | 11
12 | [5 empty] | 12 | [5 empty] | 12
13 | [5 empty] | 13 | [5 empty] | 13
14 | [5 empty] | 14 | [5 empty] | 14
15 | [5 empty] | 15 | [5 empty] | 15
16 | [5 empty] | 16 | [5 empty] | 16
17 | [5 empty] | 17 | [5 empty] | 17
18 | [5 empty] | 18 | [5 empty] | 18
19 | [5 empty] | 19 | [5 empty] | 19
20 | [5 empty] | 20 | [5 empty] | 20
21 | [5 empty] | 21 | [5 empty] | 21
22 | [5 empty] | 22 | [5 empty] | 22
23 | [5 empty] | 23 | [5 empty] | 23
24 | [5 empty] | 24 | [5 empty] | 24

## Charts
Month | Date | Group | HE | Type | 2020 RRS Value | 2021 Dec Posting | 2021 RRS Value | 2022 RRS Value (curr floor, IFRO=1420 MW) | 2022 RRS Value (new floor, IFRO=1420 MW) | 2022 RRS Value (curr floor, IFRO=1240 MW) | 2022 RRS Value (new floor, IFRO=1240 MW) | Delta | Delta-2 | Delta-3 | Month | Jul |  |  | Responsive Reserve Requirement Comparison for July
Jan | 2018-01-01 | a. HE1-2 & HE23-24 | 1 | RRS | 2998 | 3053 | 3053 | 3053 | 3053 | 2982 | 2982 | 0 | -71 | 0 | Type | RRS
Jan | 2018-01-01 | a. HE1-2 & HE23-24 | 2 | RRS | 2998 | 3053 | 3053 | 3053 | 3053 | 2982 | 2982 | 0 | -71 | 0
Jan | 2018-01-01 | b. HE3-6 | 3 | RRS | 2959 | 3053 | 3053 | 3053 | 3053 | 2982 | 2982 | 0 | -71 | 0 | Row Labels | 2021 (Dec Posting) | 2021 RRS (Intra Year Postings) | 2022 RRS (Curr IFRO) | 2022 RRS (New IFRO) | 2022 RRS (Proposed)
Jan | 2018-01-01 | b. HE3-6 | 4 | RRS | 2959 | 3053 | 3053 | 3053 | 3053 | 2982 | 2982 | 0 | -71 | 0 | a. HE1-2 & HE23-24 | 2469 | 2469 | 2521 | 2498 | 2498
Jan | 2018-01-01 | b. HE3-6 | 5 | RRS | 2959 | 3053 | 3053 | 3053 | 3053 | 2982 | 2982 | 0 | -71 | 0 | b. HE3-6 | 2566 | 2566 | 2566 | 2538 | 2538
Jan | 2018-01-01 | b. HE3-6 | 6 | RRS | 2959 | 3053 | 3053 | 3053 | 3053 | 2982 | 2982 | 0 | -71 | 0 | c. HE7-10 | 2469 | 2469 | 2469 | 2450 | 2450
Jan | 2018-01-01 | c. HE7-10 | 7 | RRS | 2797 | 2959 | 2959 | 2959 | 2959 | 2898 | 2898 | 0 | -61 | 0 | d. HE11-14 | 2300 | 2300 | 2300 | 2300 | 2300
Jan | 2018-01-01 | c. HE7-10 | 8 | RRS | 2797 | 2959 | 2959 | 2959 | 2959 | 2898 | 2898 | 0 | -61 | 0 | e. HE15-18 | 2300 | 2800 | 2300 | 2300 | 2800
Jan | 2018-01-01 | c. HE7-10 | 9 | RRS | 2797 | 2959 | 2959 | 2959 | 2959 | 2898 | 2898 | 0 | -61 | 0 | f. HE19-22 | 2300 | 2800 | 2300 | 2300 | 2800
Jan | 2018-01-01 | c. HE7-10 | 10 | RRS | 2797 | 2959 | 2959 | 2959 | 2959 | 2898 | 2898 | 0 | -61 | 0
Jan | 2018-01-01 | d. HE11-14 | 11 | RRS | 2868 | 2880 | 2880 | 2959 | 2959 | 2898 | 2898 | 79 | 18 | 0
Jan | 2018-01-01 | d. HE11-14 | 12 | RRS | 2868 | 2880 | 2880 | 2959 | 2959 | 2898 | 2898 | 79 | 18 | 0
Jan | 2018-01-01 | d. HE11-14 | 13 | RRS | 2868 | 2880 | 2880 | 2959 | 2959 | 2898 | 2898 | 79 | 18 | 0
Jan | 2018-01-01 | d. HE11-14 | 14 | RRS | 2868 | 2880 | 2880 | 2959 | 2959 | 2898 | 2898 | 79 | 18 | 0
Jan | 2018-01-01 | e. HE15-18 | 15 | RRS | 2868 | 2880 | 2880 | 2959 | 2959 | 2898 | 2898 | 79 | 18 | 0
Jan | 2018-01-01 | e. HE15-18 | 16 | RRS | 2868 | 2880 | 2880 | 2959 | 2959 | 2898 | 2898 | 79 | 18 | 0
Jan | 2018-01-01 | e. HE15-18 | 17 | RRS | 2868 | 2880 | 2880 | 2959 | 2959 | 2898 | 2898 | 79 | 18 | 0
Jan | 2018-01-01 | e. HE15-18 | 18 | RRS | 2868 | 2880 | 2880 | 2959 | 2959 | 2898 | 2898 | 79 | 18 | 0
Jan | 2018-01-01 | f. HE19-22 | 19 | RRS | 2868 | 2959 | 2959 | 2959 | 2959 | 2898 | 2898 | 0 | -61 | 0
Jan | 2018-01-01 | f. HE19-22 | 20 | RRS | 2868 | 2959 | 2959 | 2959 | 2959 | 2898 | 2898 | 0 | -61 | 0
Jan | 2018-01-01 | f. HE19-22 | 21 | RRS | 2868 | 2959 | 2959 | 2959 | 2959 | 2898 | 2898 | 0 | -61 | 0
Jan | 2018-01-01 | f. HE19-22 | 22 | RRS | 2868 | 2959 | 2959 | 2959 | 2959 | 2898 | 2898 | 0 | -61 | 0
Jan | 2018-01-01 | a. HE1-2 & HE23-24 | 23 | RRS | 2998 | 3053 | 3053 | 3053 | 3053 | 2982 | 2982 | 0 | -71 | 0
Jan | 2018-01-01 | a. HE1-2 & HE23-24 | 24 | RRS | 2998 | 3053 | 3053 | 3053 | 3053 | 2982 | 2982 | 0 | -71 | 0
Feb | 2018-02-01 | a. HE1-2 & HE23-24 | 1 | RRS | 2998 | 3170 | 3170 | 3092 | 3092 | 3015 | 3015 | -78 | -155 | 0
Feb | 2018-02-01 | a. HE1-2 & HE23-24 | 2 | RRS | 2998 | 3170 | 3170 | 3092 | 3092 | 3015 | 3015 | -78 | -155 | 0
Feb | 2018-02-01 | b. HE3-6 | 3 | RRS | 2998 | 3092 | 3092 | 3092 | 3092 | 3015 | 3015 | 0 | -77 | 0
Feb | 2018-02-01 | b. HE3-6 | 4 | RRS | 2998 | 3092 | 3092 | 3092 | 3092 | 3015 | 3015 | 0 | -77 | 0
Feb | 2018-02-01 | b. HE3-6 | 5 | RRS | 2998 | 3092 | 3092 | 3092 | 3092 | 3015 | 3015 | 0 | -77 | 0 | Type | RRS |  |  | Hourly Average Responsive Reserve Requirement Comparison
Feb | 2018-02-01 | b. HE3-6 | 6 | RRS | 2998 | 3092 | 3092 | 3092 | 3092 | 3015 | 3015 | 0 | -77 | 0
Feb | 2018-02-01 | c. HE7-10 | 7 | RRS | 2868 | 2959 | 2959 | 2959 | 2959 | 2898 | 2898 | 0 | -61 | 0 | Row Labels | 2021 RRS (Dec Posting) | 2021 RRS (Intra Year Posting) | 2022 RRS (Curr IFRO) | 2022 RRS (New IFRO) | 2022 RRS (Proposed)
Feb | 2018-02-01 | c. HE7-10 | 8 | RRS | 2868 | 2959 | 2959 | 2959 | 2959 | 2898 | 2898 | 0 | -61 | 0 | Jan | 2964 | 2964 | 2990.3333 | 2926 | 2926 | -38 | -38
Feb | 2018-02-01 | c. HE7-10 | 9 | RRS | 2868 | 2959 | 2959 | 2959 | 2959 | 2898 | 2898 | 0 | -61 | 0 | Feb | 3023.5 | 3023.5 | 3017.6667 | 2949.6667 | 2949.6667 | -73.8333 | -73.8333
Feb | 2018-02-01 | c. HE7-10 | 10 | RRS | 2868 | 2959 | 2959 | 2959 | 2959 | 2898 | 2898 | 0 | -61 | 0 | Mar | 3023.5 | 3023.5 | 3146.3333 | 3070.5 | 3070.5 | 47 | 47
Feb | 2018-02-01 | d. HE11-14 | 11 | RRS | 2868 | 2959 | 2959 | 2959 | 2959 | 2898 | 2898 | 0 | -61 | 0 | Apr | 3059.3333 | 3059.3333 | 3088.1667 | 3014.1667 | 3014.1667 | -45.1667 | -45.1667
Feb | 2018-02-01 | d. HE11-14 | 12 | RRS | 2868 | 2959 | 2959 | 2959 | 2959 | 2898 | 2898 | 0 | -61 | 0 | May | 2793.6667 | 2793.6667 | 2932.1667 | 2870.3333 | 2893 | 76.6667 | 76.6667
Feb | 2018-02-01 | d. HE11-14 | 13 | RRS | 2868 | 2959 | 2959 | 2959 | 2959 | 2898 | 2898 | 0 | -61 | 0 | Jun | 2547.8333 | 2547.8333 | 2595.1667 | 2564.3333 | 2693.5 | 16.5 | 16.5
Feb | 2018-02-01 | d. HE11-14 | 14 | RRS | 2868 | 2959 | 2959 | 2959 | 2959 | 2898 | 2898 | 0 | -61 | 0 | Jul | 2400.6667 | 2567.3333 | 2409.3333 | 2397.6667 | 2564.3333 | -3 | -3
Feb | 2018-02-01 | e. HE15-18 | 15 | RRS | 2868 | 2959 | 2959 | 3002 | 3002 | 2936 | 2936 | 43 | -23 | 0 | Aug | 2530.1667 | 2530.1667 | 2418 | 2405.6667 | 2572.3333 | -124.5 | -124.5
Feb | 2018-02-01 | e. HE15-18 | 16 | RRS | 2868 | 2959 | 2959 | 3002 | 3002 | 2936 | 2936 | 43 | -23 | 0 | Sep | 2665.1667 | 2665.1667 | 2630 | 2595.5 | 2712.1667 | -69.6667 | -69.6667
Feb | 2018-02-01 | e. HE15-18 | 17 | RRS | 2868 | 2959 | 2959 | 3002 | 3002 | 2936 | 2936 | 43 | -23 | 0 | Oct | 2908 | 2908 |  |  | 0 | -2908 | -2908
Feb | 2018-02-01 | e. HE15-18 | 18 | RRS | 2868 | 2959 | 2959 | 3002 | 3002 | 2936 | 2936 | 43 | -23 | 0 | Nov | 3066.5 | 3066.5 |  |  | 0 | -3066.5 | -3066.5
Feb | 2018-02-01 | f. HE19-22 | 19 | RRS | 2868 | 3002 | 3002 | 3002 | 3002 | 2936 | 2936 | 0 | -66 | 0 | Dec | 2950.8333 | 2950.8333 |  |  | 0 | -2950.8333 | -2950.8333
Feb | 2018-02-01 | f. HE19-22 | 20 | RRS | 2868 | 3002 | 3002 | 3002 | 3002 | 2936 | 2936 | 0 | -66 | 0
Feb | 2018-02-01 | f. HE19-22 | 21 | RRS | 2868 | 3002 | 3002 | 3002 | 3002 | 2936 | 2936 | 0 | -66 | 0
Feb | 2018-02-01 | f. HE19-22 | 22 | RRS | 2868 | 3002 | 3002 | 3002 | 3002 | 2936 | 2936 | 0 | -66 | 0
Feb | 2018-02-01 | a. HE1-2 & HE23-24 | 23 | RRS | 2998 | 3170 | 3170 | 3092 | 3092 | 3015 | 3015 | -78 | -155 | 0 | Type | RRS
Feb | 2018-02-01 | a. HE1-2 & HE23-24 | 24 | RRS | 2998 | 3170 | 3170 | 3092 | 3092 | 3015 | 3015 | -78 | -155 | 0
Mar | 2018-03-01 | a. HE1-2 & HE23-24 | 1 | RRS | 3086 | 3092 | 3092 | 3255 | 3255 | 3178 | 3178 | 163 | 86 | 0 | Month | Group | Max of Delta | Max of Delta-2 | Max of Delta-3
Mar | 2018-03-01 | a. HE1-2 & HE23-24 | 2 | RRS | 3086 | 3092 | 3092 | 3255 | 3255 | 3178 | 3178 | 163 | 86 | 0 | Jan | a. HE1-2 & HE23-24 | 0 | -71 | 0
Mar | 2018-03-01 | b. HE3-6 | 3 | RRS | 3086 | 3170 | 3170 | 3255 | 3255 | 3178 | 3178 | 85 | 8 | 0 | Jan | b. HE3-6 | 0 | -71 | 0
Mar | 2018-03-01 | b. HE3-6 | 4 | RRS | 3086 | 3170 | 3170 | 3255 | 3255 | 3178 | 3178 | 85 | 8 | 0 | Jan | c. HE7-10 | 0 | -61 | 0
Mar | 2018-03-01 | b. HE3-6 | 5 | RRS | 3086 | 3170 | 3170 | 3255 | 3255 | 3178 | 3178 | 85 | 8 | 0 | Jan | d. HE11-14 | 79 | 18 | 0
Mar | 2018-03-01 | b. HE3-6 | 6 | RRS | 3086 | 3170 | 3170 | 3255 | 3255 | 3178 | 3178 | 85 | 8 | 0 | Jan | e. HE15-18 | 79 | 18 | 0
Mar | 2018-03-01 | c. HE7-10 | 7 | RRS | 2959 | 3002 | 3002 | 3170 | 3170 | 3088 | 3088 | 168 | 86 | 0 | Jan | f. HE19-22 | 0 | -61 | 0
Mar | 2018-03-01 | c. HE7-10 | 8 | RRS | 2959 | 3002 | 3002 | 3170 | 3170 | 3088 | 3088 | 168 | 86 | 0 | Jan Total |  | 79 | 18 | 0
Mar | 2018-03-01 | c. HE7-10 | 9 | RRS | 2959 | 3002 | 3002 | 3170 | 3170 | 3088 | 3088 | 168 | 86 | 0 | Feb | a. HE1-2 & HE23-24 | -78 | -155 | 0
Mar | 2018-03-01 | c. HE7-10 | 10 | RRS | 2959 | 3002 | 3002 | 3170 | 3170 | 3088 | 3088 | 168 | 86 | 0 | Feb | b. HE3-6 | 0 | -77 | 0
Mar | 2018-03-01 | d. HE11-14 | 11 | RRS | 2908 | 2959 | 2959 | 3092 | 3092 | 3015 | 3015 | 133 | 56 | 0 | Feb | c. HE7-10 | 0 | -61 | 0
Mar | 2018-03-01 | d. HE11-14 | 12 | RRS | 2908 | 2959 | 2959 | 3092 | 3092 | 3015 | 3015 | 133 | 56 | 0 | Feb | d. HE11-14 | 0 | -61 | 0
Mar | 2018-03-01 | d. HE11-14 | 13 | RRS | 2908 | 2959 | 2959 | 3092 | 3092 | 3015 | 3015 | 133 | 56 | 0 | Feb | e. HE15-18 | 43 | -23 | 0
Mar | 2018-03-01 | d. HE11-14 | 14 | RRS | 2908 | 2959 | 2959 | 3092 | 3092 | 3015 | 3015 | 133 | 56 | 0 | Feb | f. HE19-22 | 0 | -66 | 0
Mar | 2018-03-01 | e. HE15-18 | 15 | RRS | 2868 | 2959 | 2959 | 3053 | 3053 | 2982 | 2982 | 94 | 23 | 0 | Feb Total |  | 43 | -23 | 0
Mar | 2018-03-01 | e. HE15-18 | 16 | RRS | 2868 | 2959 | 2959 | 3053 | 3053 | 2982 | 2982 | 94 | 23 | 0 | Mar | a. HE1-2 & HE23-24 | 163 | 86 | 0
Mar | 2018-03-01 | e. HE15-18 | 17 | RRS | 2868 | 2959 | 2959 | 3053 | 3053 | 2982 | 2982 | 94 | 23 | 0 | Mar | b. HE3-6 | 85 | 8 | 0
Mar | 2018-03-01 | e. HE15-18 | 18 | RRS | 2868 | 2959 | 2959 | 3053 | 3053 | 2982 | 2982 | 94 | 23 | 0 | Mar | c. HE7-10 | 168 | 86 | 0
Mar | 2018-03-01 | f. HE19-22 | 19 | RRS | 2908 | 2959 | 2959 | 3053 | 3053 | 2982 | 2982 | 94 | 23 | 0 | Mar | d. HE11-14 | 133 | 56 | 0
Mar | 2018-03-01 | f. HE19-22 | 20 | RRS | 2908 | 2959 | 2959 | 3053 | 3053 | 2982 | 2982 | 94 | 23 | 0 | Mar | e. HE15-18 | 94 | 23 | 0
Mar | 2018-03-01 | f. HE19-22 | 21 | RRS | 2908 | 2959 | 2959 | 3053 | 3053 | 2982 | 2982 | 94 | 23 | 0 | Mar | f. HE19-22 | 94 | 23 | 0
Mar | 2018-03-01 | f. HE19-22 | 22 | RRS | 2908 | 2959 | 2959 | 3053 | 3053 | 2982 | 2982 | 94 | 23 | 0 | Mar Total |  | 168 | 86 | 0
Mar | 2018-03-01 | a. HE1-2 & HE23-24 | 23 | RRS | 3086 | 3092 | 3092 | 3255 | 3255 | 3178 | 3178 | 163 | 86 | 0 | Apr | a. HE1-2 & HE23-24 | 0 | -82 | 0
Mar | 2018-03-01 | a. HE1-2 & HE23-24 | 24 | RRS | 3086 | 3092 | 3092 | 3255 | 3255 | 3178 | 3178 | 163 | 86 | 0 | Apr | b. HE3-6 | 40 | -42 | 0
Apr | 2018-04-01 | a. HE1-2 & HE23-24 | 1 | RRS | 3086 | 3170 | 3170 | 3170 | 3170 | 3088 | 3088 | 0 | -82 | 0 | Apr | c. HE7-10 | 39 | -38 | 0
Apr | 2018-04-01 | a. HE1-2 & HE23-24 | 2 | RRS | 3086 | 3170 | 3170 | 3170 | 3170 | 3088 | 3088 | 0 | -82 | 0 | Apr | d. HE11-14 | 51 | -20 | 0
Apr | 2018-04-01 | b. HE3-6 | 3 | RRS | 3086 | 3170 | 3170 | 3210 | 3210 | 3128 | 3128 | 40 | -42 | 0 | Apr | e. HE15-18 | 43 | -23 | 0
Apr | 2018-04-01 | b. HE3-6 | 4 | RRS | 3086 | 3170 | 3170 | 3210 | 3210 | 3128 | 3128 | 40 | -42 | 0 | Apr | f. HE19-22 | 0 | -66 | 0
Apr | 2018-04-01 | b. HE3-6 | 5 | RRS | 3086 | 3170 | 3170 | 3210 | 3210 | 3128 | 3128 | 40 | -42 | 0 | Apr Total |  | 51 | -20 | 0
Apr | 2018-04-01 | b. HE3-6 | 6 | RRS | 3086 | 3170 | 3170 | 3210 | 3210 | 3128 | 3128 | 40 | -42 | 0 | May | a. HE1-2 & HE23-24 | 94 | 23 | 0
Apr | 2018-04-01 | c. HE7-10 | 7 | RRS | 2998 | 3053 | 3053 | 3092 | 3092 | 3015 | 3015 | 39 | -38 | 0 | May | b. HE3-6 | 90 | 13 | 0
Apr | 2018-04-01 | c. HE7-10 | 8 | RRS | 2998 | 3053 | 3053 | 3092 | 3092 | 3015 | 3015 | 39 | -38 | 0 | May | c. HE7-10 | 122 | 56 | 0
Apr | 2018-04-01 | c. HE7-10 | 9 | RRS | 2998 | 3053 | 3053 | 3092 | 3092 | 3015 | 3015 | 39 | -38 | 0 | May | d. HE11-14 | 222 | 167 | 0
Apr | 2018-04-01 | c. HE7-10 | 10 | RRS | 2998 | 3053 | 3053 | 3092 | 3092 | 3015 | 3015 | 39 | -38 | 0 | May | e. HE15-18 | 178 | 127 | 68
Apr | 2018-04-01 | d. HE11-14 | 11 | RRS | 2908 | 3002 | 3002 | 3053 | 3053 | 2982 | 2982 | 51 | -20 | 0 | May | f. HE19-22 | 125 | 74 | 68
Apr | 2018-04-01 | d. HE11-14 | 12 | RRS | 2908 | 3002 | 3002 | 3053 | 3053 | 2982 | 2982 | 51 | -20 | 0 | May Total |  | 222 | 167 | 68
Apr | 2018-04-01 | d. HE11-14 | 13 | RRS | 2908 | 3002 | 3002 | 3053 | 3053 | 2982 | 2982 | 51 | -20 | 0 | Jun | a. HE1-2 & HE23-24 | 54 | 10 | 0
Apr | 2018-04-01 | d. HE11-14 | 14 | RRS | 2908 | 3002 | 3002 | 3053 | 3053 | 2982 | 2982 | 51 | -20 | 0 | Jun | b. HE3-6 | 97 | 42 | 0
Apr | 2018-04-01 | e. HE15-18 | 15 | RRS | 2868 | 2959 | 2959 | 3002 | 3002 | 2936 | 2936 | 43 | -23 | 0 | Jun | c. HE7-10 | 53 | 13 | 0
Apr | 2018-04-01 | e. HE15-18 | 16 | RRS | 2868 | 2959 | 2959 | 3002 | 3002 | 2936 | 2936 | 43 | -23 | 0 | Jun | d. HE11-14 | 40 | 21 | 0
Apr | 2018-04-01 | e. HE15-18 | 17 | RRS | 2868 | 2959 | 2959 | 3002 | 3002 | 2936 | 2936 | 43 | -23 | 0 | Jun | e. HE15-18 | 0 | -8 | 425
Apr | 2018-04-01 | e. HE15-18 | 18 | RRS | 2868 | 2959 | 2959 | 3002 | 3002 | 2936 | 2936 | 43 | -23 | 0 | Jun | f. HE19-22 | 40 | 21 | 350
Apr | 2018-04-01 | f. HE19-22 | 19 | RRS | 2908 | 3002 | 3002 | 3002 | 3002 | 2936 | 2936 | 0 | -66 | 0 | Jun Total |  | 97 | 42 | 425
Apr | 2018-04-01 | f. HE19-22 | 20 | RRS | 2908 | 3002 | 3002 | 3002 | 3002 | 2936 | 2936 | 0 | -66 | 0 | Jul | a. HE1-2 & HE23-24 | 52 | 29 | 0
Apr | 2018-04-01 | f. HE19-22 | 21 | RRS | 2908 | 3002 | 3002 | 3002 | 3002 | 2936 | 2936 | 0 | -66 | 0 | Jul | b. HE3-6 | 0 | -28 | 0
Apr | 2018-04-01 | f. HE19-22 | 22 | RRS | 2908 | 3002 | 3002 | 3002 | 3002 | 2936 | 2936 | 0 | -66 | 0 | Jul | c. HE7-10 | 0 | -19 | 0
Apr | 2018-04-01 | a. HE1-2 & HE23-24 | 23 | RRS | 3086 | 3170 | 3170 | 3170 | 3170 | 3088 | 3088 | 0 | -82 | 0 | Jul | d. HE11-14 | 0 | 0 | 0
Apr | 2018-04-01 | a. HE1-2 & HE23-24 | 24 | RRS | 3086 | 3170 | 3170 | 3170 | 3170 | 3088 | 3088 | 0 | -82 | 0 | Jul | e. HE15-18 | -500 | -500 | 500
May | 2018-05-01 | a. HE1-2 & HE23-24 | 1 | RRS | 2797 | 2959 | 2959 | 3053 | 3053 | 2982 | 2982 | 94 | 23 | 0 | Jul | f. HE19-22 | -500 | -500 | 500
May | 2018-05-01 | a. HE1-2 & HE23-24 | 2 | RRS | 2797 | 2959 | 2959 | 3053 | 3053 | 2982 | 2982 | 94 | 23 | 0 | Jul Total |  | 52 | 29 | 500
May | 2018-05-01 | b. HE3-6 | 3 | RRS | 2868 | 3002 | 3002 | 3092 | 3092 | 3015 | 3015 | 90 | 13 | 0 | Aug | a. HE1-2 & HE23-24 | 92 | 69 | 0
May | 2018-05-01 | b. HE3-6 | 4 | RRS | 2868 | 3002 | 3002 | 3092 | 3092 | 3015 | 3015 | 90 | 13 | 0 | Aug | b. HE3-6 | 97 | 69 | 0
May | 2018-05-01 | b. HE3-6 | 5 | RRS | 2868 | 3002 | 3002 | 3092 | 3092 | 3015 | 3015 | 90 | 13 | 0 | Aug | c. HE7-10 | 138 | 115 | 0
May | 2018-05-01 | b. HE3-6 | 6 | RRS | 2868 | 3002 | 3002 | 3092 | 3092 | 3015 | 3015 | 90 | 13 | 0 | Aug | d. HE11-14 | 0 | 0 | 0
May | 2018-05-01 | c. HE7-10 | 7 | RRS | 2707 | 2880 | 2880 | 3002 | 3002 | 2936 | 2936 | 122 | 56 | 0 | Aug | e. HE15-18 | -500 | -500 | 500
May | 2018-05-01 | c. HE7-10 | 8 | RRS | 2707 | 2880 | 2880 | 3002 | 3002 | 2936 | 2936 | 122 | 56 | 0 | Aug | f. HE19-22 | -500 | -500 | 500
May | 2018-05-01 | c. HE7-10 | 9 | RRS | 2707 | 2880 | 2880 | 3002 | 3002 | 2936 | 2936 | 122 | 56 | 0 | Aug Total |  | 138 | 115 | 500
May | 2018-05-01 | c. HE7-10 | 10 | RRS | 2707 | 2880 | 2880 | 3002 | 3002 | 2936 | 2936 | 122 | 56 | 0 | Sep | a. HE1-2 & HE23-24 | 178 | 127 | 0
May | 2018-05-01 | d. HE11-14 | 11 | RRS | 2553 | 2658 | 2658 | 2880 | 2880 | 2825 | 2825 | 222 | 167 | 0 | Sep | b. HE3-6 | 168 | 113 | 0
May | 2018-05-01 | d. HE11-14 | 12 | RRS | 2553 | 2658 | 2658 | 2880 | 2880 | 2825 | 2825 | 222 | 167 | 0 | Sep | c. HE7-10 | 53 | 13 | 0
May | 2018-05-01 | d. HE11-14 | 13 | RRS | 2553 | 2658 | 2658 | 2880 | 2880 | 2825 | 2825 | 222 | 167 | 0 | Sep | d. HE11-14 | 52 | 29 | 0
May | 2018-05-01 | d. HE11-14 | 14 | RRS | 2553 | 2658 | 2658 | 2880 | 2880 | 2825 | 2825 | 222 | 167 | 0 | Sep | e. HE15-18 | -331 | -350 | 350
May | 2018-05-01 | e. HE15-18 | 15 | RRS | 2523 | 2605 | 2605 | 2783 | 2800 | 2732 | 2800 | 178 | 127 | 68 | Sep | f. HE19-22 | 0 | -19 | 350
May | 2018-05-01 | e. HE15-18 | 16 | RRS | 2523 | 2605 | 2605 | 2783 | 2800 | 2732 | 2800 | 178 | 127 | 68 | Sep Total |  | 178 | 127 | 350
May | 2018-05-01 | e. HE15-18 | 17 | RRS | 2523 | 2605 | 2605 | 2783 | 2800 | 2732 | 2800 | 178 | 127 | 68 | Oct | a. HE1-2 & HE23-24 | -3053 | -3053 | 0
May | 2018-05-01 | e. HE15-18 | 18 | RRS | 2523 | 2605 | 2605 | 2783 | 2800 | 2732 | 2800 | 178 | 127 | 68 | Oct | b. HE3-6 | -3053 | -3053 | 0
May | 2018-05-01 | f. HE19-22 | 19 | RRS | 2553 | 2658 | 2658 | 2783 | 2800 | 2732 | 2800 | 125 | 74 | 68 | Oct | c. HE7-10 | -2959 | -2959 | 0
May | 2018-05-01 | f. HE19-22 | 20 | RRS | 2553 | 2658 | 2658 | 2783 | 2800 | 2732 | 2800 | 125 | 74 | 68 | Oct | d. HE11-14 | -2783 | -2783 | 0
May | 2018-05-01 | f. HE19-22 | 21 | RRS | 2553 | 2658 | 2658 | 2783 | 2800 | 2732 | 2800 | 125 | 74 | 68 | Oct | e. HE15-18 | -2800 | -2800 | 0
May | 2018-05-01 | f. HE19-22 | 22 | RRS | 2553 | 2658 | 2658 | 2783 | 2800 | 2732 | 2800 | 125 | 74 | 68 | Oct | f. HE19-22 | -2783 | -2783 | 0
May | 2018-05-01 | a. HE1-2 & HE23-24 | 23 | RRS | 2797 | 2959 | 2959 | 3053 | 3053 | 2982 | 2982 | 94 | 23 | 0 | Oct Total |  | -2783 | -2783 | 0
May | 2018-05-01 | a. HE1-2 & HE23-24 | 24 | RRS | 2797 | 2959 | 2959 | 3053 | 3053 | 2982 | 2982 | 94 | 23 | 0 | Nov | a. HE1-2 & HE23-24 | -3170 | -3170 | 0
Jun | 2018-06-01 | a. HE1-2 & HE23-24 | 1 | RRS | 2553 | 2658 | 2658 | 2712 | 2712 | 2668 | 2668 | 54 | 10 | 0 | Nov | b. HE3-6 | -3170 | -3170 | 0
Jun | 2018-06-01 | a. HE1-2 & HE23-24 | 2 | RRS | 2553 | 2658 | 2658 | 2712 | 2712 | 2668 | 2668 | 54 | 10 | 0 | Nov | c. HE7-10 | -3053 | -3053 | 0
Jun | 2018-06-01 | b. HE3-6 | 3 | RRS | 2598 | 2783 | 2783 | 2880 | 2880 | 2825 | 2825 | 97 | 42 | 0 | Nov | d. HE11-14 | -3002 | -3002 | 0
Jun | 2018-06-01 | b. HE3-6 | 4 | RRS | 2598 | 2783 | 2783 | 2880 | 2880 | 2825 | 2825 | 97 | 42 | 0 | Nov | e. HE15-18 | -3002 | -3002 | 0
Jun | 2018-06-01 | b. HE3-6 | 5 | RRS | 2598 | 2783 | 2783 | 2880 | 2880 | 2825 | 2825 | 97 | 42 | 0 | Nov | f. HE19-22 | -3002 | -3002 | 0
Jun | 2018-06-01 | b. HE3-6 | 6 | RRS | 2598 | 2783 | 2783 | 2880 | 2880 | 2825 | 2825 | 97 | 42 | 0 | Nov Total |  | -3002 | -3002 | 0
Jun | 2018-06-01 | c. HE7-10 | 7 | RRS | 2523 | 2605 | 2605 | 2658 | 2658 | 2618 | 2618 | 53 | 13 | 0 | Dec | a. HE1-2 & HE23-24 | -3053 | -3053 | 0
Jun | 2018-06-01 | c. HE7-10 | 8 | RRS | 2523 | 2605 | 2605 | 2658 | 2658 | 2618 | 2618 | 53 | 13 | 0 | Dec | b. HE3-6 | -3053 | -3053 | 0
Jun | 2018-06-01 | c. HE7-10 | 9 | RRS | 2523 | 2605 | 2605 | 2658 | 2658 | 2618 | 2618 | 53 | 13 | 0 | Dec | c. HE7-10 | -2880 | -2880 | 0
Jun | 2018-06-01 | c. HE7-10 | 10 | RRS | 2523 | 2605 | 2605 | 2658 | 2658 | 2618 | 2618 | 53 | 13 | 0 | Dec | d. HE11-14 | -2880 | -2880 | 0
Jun | 2018-06-01 | d. HE11-14 | 11 | RRS | 2372 | 2429 | 2429 | 2469 | 2469 | 2450 | 2450 | 40 | 21 | 0 | Dec | e. HE15-18 | -2880 | -2880 | 0
Jun | 2018-06-01 | d. HE11-14 | 12 | RRS | 2372 | 2429 | 2429 | 2469 | 2469 | 2450 | 2450 | 40 | 21 | 0 | Dec | f. HE19-22 | -2959 | -2959 | 0
Jun | 2018-06-01 | d. HE11-14 | 13 | RRS | 2372 | 2429 | 2429 | 2469 | 2469 | 2450 | 2450 | 40 | 21 | 0 | Dec Total |  | -2880 | -2880 | 0
Jun | 2018-06-01 | d. HE11-14 | 14 | RRS | 2372 | 2429 | 2429 | 2469 | 2469 | 2450 | 2450 | 40 | 21 | 0 | Grand Total |  | 222 | 167 | 500
Jun | 2018-06-01 | e. HE15-18 | 15 | RRS | 2341 | 2383 | 2383 | 2383 | 2800 | 2375 | 2800 | 0 | -8 | 425
Jun | 2018-06-01 | e. HE15-18 | 16 | RRS | 2341 | 2383 | 2383 | 2383 | 2800 | 2375 | 2800 | 0 | -8 | 425
Jun | 2018-06-01 | e. HE15-18 | 17 | RRS | 2341 | 2383 | 2383 | 2383 | 2800 | 2375 | 2800 | 0 | -8 | 425
Jun | 2018-06-01 | e. HE15-18 | 18 | RRS | 2341 | 2383 | 2383 | 2383 | 2800 | 2375 | 2800 | 0 | -8 | 425
Jun | 2018-06-01 | f. HE19-22 | 19 | RRS | 2372 | 2429 | 2429 | 2469 | 2800 | 2450 | 2800 | 40 | 21 | 350
Jun | 2018-06-01 | f. HE19-22 | 20 | RRS | 2372 | 2429 | 2429 | 2469 | 2800 | 2450 | 2800 | 40 | 21 | 350
Jun | 2018-06-01 | f. HE19-22 | 21 | RRS | 2372 | 2429 | 2429 | 2469 | 2800 | 2450 | 2800 | 40 | 21 | 350
Jun | 2018-06-01 | f. HE19-22 | 22 | RRS | 2372 | 2429 | 2429 | 2469 | 2800 | 2450 | 2800 | 40 | 21 | 350
Jun | 2018-06-01 | a. HE1-2 & HE23-24 | 23 | RRS | 2553 | 2658 | 2658 | 2712 | 2712 | 2668 | 2668 | 54 | 10 | 0
Jun | 2018-06-01 | a. HE1-2 & HE23-24 | 24 | RRS | 2553 | 2658 | 2658 | 2712 | 2712 | 2668 | 2668 | 54 | 10 | 0
Jul | 2018-07-01 | a. HE1-2 & HE23-24 | 1 | RRS | 2440 | 2469 | 2469 | 2521 | 2521 | 2498 | 2498 | 52 | 29 | 0
Jul | 2018-07-01 | a. HE1-2 & HE23-24 | 2 | RRS | 2440 | 2469 | 2469 | 2521 | 2521 | 2498 | 2498 | 52 | 29 | 0
Jul | 2018-07-01 | b. HE3-6 | 3 | RRS | 2486 | 2566 | 2566 | 2566 | 2566 | 2538 | 2538 | 0 | -28 | 0
Jul | 2018-07-01 | b. HE3-6 | 4 | RRS | 2486 | 2566 | 2566 | 2566 | 2566 | 2538 | 2538 | 0 | -28 | 0
Jul | 2018-07-01 | b. HE3-6 | 5 | RRS | 2486 | 2566 | 2566 | 2566 | 2566 | 2538 | 2538 | 0 | -28 | 0
Jul | 2018-07-01 | b. HE3-6 | 6 | RRS | 2486 | 2566 | 2566 | 2566 | 2566 | 2538 | 2538 | 0 | -28 | 0
Jul | 2018-07-01 | c. HE7-10 | 7 | RRS | 2409 | 2469 | 2469 | 2469 | 2469 | 2450 | 2450 | 0 | -19 | 0
Jul | 2018-07-01 | c. HE7-10 | 8 | RRS | 2409 | 2469 | 2469 | 2469 | 2469 | 2450 | 2450 | 0 | -19 | 0
Jul | 2018-07-01 | c. HE7-10 | 9 | RRS | 2409 | 2469 | 2469 | 2469 | 2469 | 2450 | 2450 | 0 | -19 | 0
Jul | 2018-07-01 | c. HE7-10 | 10 | RRS | 2409 | 2469 | 2469 | 2469 | 2469 | 2450 | 2450 | 0 | -19 | 0
Jul | 2018-07-01 | d. HE11-14 | 11 | RRS | 2300 | 2300 | 2300 | 2300 | 2300 | 2300 | 2300 | 0 | 0 | 0
Jul | 2018-07-01 | d. HE11-14 | 12 | RRS | 2300 | 2300 | 2300 | 2300 | 2300 | 2300 | 2300 | 0 | 0 | 0
Jul | 2018-07-01 | d. HE11-14 | 13 | RRS | 2300 | 2300 | 2300 | 2300 | 2300 | 2300 | 2300 | 0 | 0 | 0
Jul | 2018-07-01 | d. HE11-14 | 14 | RRS | 2300 | 2300 | 2300 | 2300 | 2300 | 2300 | 2300 | 0 | 0 | 0
Jul | 2018-07-01 | e. HE15-18 | 15 | RRS | 2300 | 2300 | 2800 | 2300 | 2800 | 2300 | 2800 | -500 | -500 | 500
Jul | 2018-07-01 | e. HE15-18 | 16 | RRS | 2300 | 2300 | 2800 | 2300 | 2800 | 2300 | 2800 | -500 | -500 | 500
Jul | 2018-07-01 | e. HE15-18 | 17 | RRS | 2300 | 2300 | 2800 | 2300 | 2800 | 2300 | 2800 | -500 | -500 | 500
Jul | 2018-07-01 | e. HE15-18 | 18 | RRS | 2300 | 2300 | 2800 | 2300 | 2800 | 2300 | 2800 | -500 | -500 | 500
Jul | 2018-07-01 | f. HE19-22 | 19 | RRS | 2300 | 2300 | 2800 | 2300 | 2800 | 2300 | 2800 | -500 | -500 | 500
Jul | 2018-07-01 | f. HE19-22 | 20 | RRS | 2300 | 2300 | 2800 | 2300 | 2800 | 2300 | 2800 | -500 | -500 | 500
Jul | 2018-07-01 | f. HE19-22 | 21 | RRS | 2300 | 2300 | 2800 | 2300 | 2800 | 2300 | 2800 | -500 | -500 | 500
Jul | 2018-07-01 | f. HE19-22 | 22 | RRS | 2300 | 2300 | 2800 | 2300 | 2800 | 2300 | 2800 | -500 | -500 | 500
Jul | 2018-07-01 | a. HE1-2 & HE23-24 | 23 | RRS | 2440 | 2469 | 2469 | 2521 | 2521 | 2498 | 2498 | 52 | 29 | 0
Jul | 2018-07-01 | a. HE1-2 & HE23-24 | 24 | RRS | 2440 | 2469 | 2469 | 2521 | 2521 | 2498 | 2498 | 52 | 29 | 0
Aug | 2018-08-01 | a. HE1-2 & HE23-24 | 1 | RRS | 2409 | 2429 | 2429 | 2521 | 2521 | 2498 | 2498 | 92 | 69 | 0
Aug | 2018-08-01 | a. HE1-2 & HE23-24 | 2 | RRS | 2409 | 2429 | 2429 | 2521 | 2521 | 2498 | 2498 | 92 | 69 | 0
Aug | 2018-08-01 | b. HE3-6 | 3 | RRS | 2440 | 2469 | 2469 | 2566 | 2566 | 2538 | 2538 | 97 | 69 | 0
Aug | 2018-08-01 | b. HE3-6 | 4 | RRS | 2440 | 2469 | 2469 | 2566 | 2566 | 2538 | 2538 | 97 | 69 | 0
Aug | 2018-08-01 | b. HE3-6 | 5 | RRS | 2440 | 2469 | 2469 | 2566 | 2566 | 2538 | 2538 | 97 | 69 | 0
Aug | 2018-08-01 | b. HE3-6 | 6 | RRS | 2440 | 2469 | 2469 | 2566 | 2566 | 2538 | 2538 | 97 | 69 | 0
Aug | 2018-08-01 | c. HE7-10 | 7 | RRS | 2372 | 2383 | 2383 | 2521 | 2521 | 2498 | 2498 | 138 | 115 | 0
Aug | 2018-08-01 | c. HE7-10 | 8 | RRS | 2372 | 2383 | 2383 | 2521 | 2521 | 2498 | 2498 | 138 | 115 | 0
Aug | 2018-08-01 | c. HE7-10 | 9 | RRS | 2372 | 2383 | 2383 | 2521 | 2521 | 2498 | 2498 | 138 | 115 | 0
Aug | 2018-08-01 | c. HE7-10 | 10 | RRS | 2372 | 2383 | 2383 | 2521 | 2521 | 2498 | 2498 | 138 | 115 | 0
Aug | 2018-08-01 | d. HE11-14 | 11 | RRS | 2300 | 2300 | 2300 | 2300 | 2300 | 2300 | 2300 | 0 | 0 | 0
Aug | 2018-08-01 | d. HE11-14 | 12 | RRS | 2300 | 2300 | 2300 | 2300 | 2300 | 2300 | 2300 | 0 | 0 | 0
Aug | 2018-08-01 | d. HE11-14 | 13 | RRS | 2300 | 2300 | 2300 | 2300 | 2300 | 2300 | 2300 | 0 | 0 | 0
Aug | 2018-08-01 | d. HE11-14 | 14 | RRS | 2300 | 2300 | 2300 | 2300 | 2300 | 2300 | 2300 | 0 | 0 | 0
Aug | 2018-08-01 | e. HE15-18 | 15 | RRS | 2300 | 2800 | 2800 | 2300 | 2800 | 2300 | 2800 | -500 | -500 | 500
Aug | 2018-08-01 | e. HE15-18 | 16 | RRS | 2300 | 2800 | 2800 | 2300 | 2800 | 2300 | 2800 | -500 | -500 | 500
Aug | 2018-08-01 | e. HE15-18 | 17 | RRS | 2300 | 2800 | 2800 | 2300 | 2800 | 2300 | 2800 | -500 | -500 | 500
Aug | 2018-08-01 | e. HE15-18 | 18 | RRS | 2300 | 2800 | 2800 | 2300 | 2800 | 2300 | 2800 | -500 | -500 | 500
Aug | 2018-08-01 | f. HE19-22 | 19 | RRS | 2300 | 2800 | 2800 | 2300 | 2800 | 2300 | 2800 | -500 | -500 | 500
Aug | 2018-08-01 | f. HE19-22 | 20 | RRS | 2300 | 2800 | 2800 | 2300 | 2800 | 2300 | 2800 | -500 | -500 | 500
Aug | 2018-08-01 | f. HE19-22 | 21 | RRS | 2300 | 2800 | 2800 | 2300 | 2800 | 2300 | 2800 | -500 | -500 | 500
Aug | 2018-08-01 | f. HE19-22 | 22 | RRS | 2300 | 2800 | 2800 | 2300 | 2800 | 2300 | 2800 | -500 | -500 | 500
Aug | 2018-08-01 | a. HE1-2 & HE23-24 | 23 | RRS | 2409 | 2429 | 2429 | 2521 | 2521 | 2498 | 2498 | 92 | 69 | 0
Aug | 2018-08-01 | a. HE1-2 & HE23-24 | 24 | RRS | 2409 | 2429 | 2429 | 2521 | 2521 | 2498 | 2498 | 92 | 69 | 0
Sep | 2018-09-01 | a. HE1-2 & HE23-24 | 1 | RRS | 2553 | 2605 | 2605 | 2783 | 2783 | 2732 | 2732 | 178 | 127 | 0
Sep | 2018-09-01 | a. HE1-2 & HE23-24 | 2 | RRS | 2553 | 2605 | 2605 | 2783 | 2783 | 2732 | 2732 | 178 | 127 | 0
Sep | 2018-09-01 | b. HE3-6 | 3 | RRS | 2553 | 2712 | 2712 | 2880 | 2880 | 2825 | 2825 | 168 | 113 | 0
Sep | 2018-09-01 | b. HE3-6 | 4 | RRS | 2553 | 2712 | 2712 | 2880 | 2880 | 2825 | 2825 | 168 | 113 | 0
Sep | 2018-09-01 | b. HE3-6 | 5 | RRS | 2553 | 2712 | 2712 | 2880 | 2880 | 2825 | 2825 | 168 | 113 | 0
Sep | 2018-09-01 | b. HE3-6 | 6 | RRS | 2553 | 2712 | 2712 | 2880 | 2880 | 2825 | 2825 | 168 | 113 | 0
Sep | 2018-09-01 | c. HE7-10 | 7 | RRS | 2523 | 2605 | 2605 | 2658 | 2658 | 2618 | 2618 | 53 | 13 | 0
Sep | 2018-09-01 | c. HE7-10 | 8 | RRS | 2523 | 2605 | 2605 | 2658 | 2658 | 2618 | 2618 | 53 | 13 | 0
Sep | 2018-09-01 | c. HE7-10 | 9 | RRS | 2523 | 2605 | 2605 | 2658 | 2658 | 2618 | 2618 | 53 | 13 | 0
Sep | 2018-09-01 | c. HE7-10 | 10 | RRS | 2523 | 2605 | 2605 | 2658 | 2658 | 2618 | 2618 | 53 | 13 | 0
Sep | 2018-09-01 | d. HE11-14 | 11 | RRS | 2409 | 2469 | 2469 | 2521 | 2521 | 2498 | 2498 | 52 | 29 | 0
Sep | 2018-09-01 | d. HE11-14 | 12 | RRS | 2409 | 2469 | 2469 | 2521 | 2521 | 2498 | 2498 | 52 | 29 | 0
Sep | 2018-09-01 | d. HE11-14 | 13 | RRS | 2409 | 2469 | 2469 | 2521 | 2521 | 2498 | 2498 | 52 | 29 | 0
Sep | 2018-09-01 | d. HE11-14 | 14 | RRS | 2409 | 2800 | 2800 | 2521 | 2521 | 2498 | 2498 | -279 | -302 | 0
Sep | 2018-09-01 | e. HE15-18 | 15 | RRS | 2372 | 2800 | 2800 | 2469 | 2800 | 2450 | 2800 | -331 | -350 | 350
Sep | 2018-09-01 | e. HE15-18 | 16 | RRS | 2372 | 2800 | 2800 | 2469 | 2800 | 2450 | 2800 | -331 | -350 | 350
Sep | 2018-09-01 | e. HE15-18 | 17 | RRS | 2372 | 2800 | 2800 | 2469 | 2800 | 2450 | 2800 | -331 | -350 | 350
Sep | 2018-09-01 | e. HE15-18 | 18 | RRS | 2372 | 2800 | 2800 | 2469 | 2800 | 2450 | 2800 | -331 | -350 | 350
Sep | 2018-09-01 | f. HE19-22 | 19 | RRS | 2409 | 2800 | 2800 | 2469 | 2800 | 2450 | 2800 | -331 | -350 | 350
Sep | 2018-09-01 | f. HE19-22 | 20 | RRS | 2409 | 2800 | 2800 | 2469 | 2800 | 2450 | 2800 | -331 | -350 | 350
Sep | 2018-09-01 | f. HE19-22 | 21 | RRS | 2409 | 2800 | 2800 | 2469 | 2800 | 2450 | 2800 | -331 | -350 | 350
Sep | 2018-09-01 | f. HE19-22 | 22 | RRS | 2409 | 2469 | 2469 | 2469 | 2800 | 2450 | 2800 | 0 | -19 | 350
Sep | 2018-09-01 | a. HE1-2 & HE23-24 | 23 | RRS | 2553 | 2605 | 2605 | 2783 | 2783 | 2732 | 2732 | 178 | 127 | 0
Sep | 2018-09-01 | a. HE1-2 & HE23-24 | 24 | RRS | 2553 | 2605 | 2605 | 2783 | 2783 | 2732 | 2732 | 178 | 127 | 0
Oct | 2018-10-01 | a. HE1-2 & HE23-24 | 1 | RRS | 2908 | 3053 | 3053 |  |  |  | 0 | -3053 | -3053 | 0
Oct | 2018-10-01 | a. HE1-2 & HE23-24 | 2 | RRS | 2908 | 3053 | 3053 |  |  |  | 0 | -3053 | -3053 | 0
Oct | 2018-10-01 | b. HE3-6 | 3 | RRS | 2959 | 3053 | 3053 |  |  |  | 0 | -3053 | -3053 | 0
Oct | 2018-10-01 | b. HE3-6 | 4 | RRS | 2959 | 3053 | 3053 |  |  |  | 0 | -3053 | -3053 | 0
Oct | 2018-10-01 | b. HE3-6 | 5 | RRS | 2959 | 3053 | 3053 |  |  |  | 0 | -3053 | -3053 | 0
Oct | 2018-10-01 | b. HE3-6 | 6 | RRS | 2959 | 3053 | 3053 |  |  |  | 0 | -3053 | -3053 | 0
Oct | 2018-10-01 | c. HE7-10 | 7 | RRS | 2868 | 2959 | 2959 |  |  |  | 0 | -2959 | -2959 | 0
Oct | 2018-10-01 | c. HE7-10 | 8 | RRS | 2868 | 2959 | 2959 |  |  |  | 0 | -2959 | -2959 | 0
Oct | 2018-10-01 | c. HE7-10 | 9 | RRS | 2868 | 2959 | 2959 |  |  |  | 0 | -2959 | -2959 | 0
Oct | 2018-10-01 | c. HE7-10 | 10 | RRS | 2868 | 2959 | 2959 |  |  |  | 0 | -2959 | -2959 | 0
Oct | 2018-10-01 | d. HE11-14 | 11 | RRS | 2707 | 2783 | 2783 |  |  |  | 0 | -2783 | -2783 | 0
Oct | 2018-10-01 | d. HE11-14 | 12 | RRS | 2707 | 2783 | 2783 |  |  |  | 0 | -2783 | -2783 | 0
Oct | 2018-10-01 | d. HE11-14 | 13 | RRS | 2707 | 2783 | 2783 |  |  |  | 0 | -2783 | -2783 | 0
Oct | 2018-10-01 | d. HE11-14 | 14 | RRS | 2707 | 2800 | 2800 |  |  |  | 0 | -2800 | -2800 | 0
Oct | 2018-10-01 | e. HE15-18 | 15 | RRS | 2645 | 2800 | 2800 |  |  |  | 0 | -2800 | -2800 | 0
Oct | 2018-10-01 | e. HE15-18 | 16 | RRS | 2645 | 2800 | 2800 |  |  |  | 0 | -2800 | -2800 | 0
Oct | 2018-10-01 | e. HE15-18 | 17 | RRS | 2645 | 2800 | 2800 |  |  |  | 0 | -2800 | -2800 | 0
Oct | 2018-10-01 | e. HE15-18 | 18 | RRS | 2645 | 2800 | 2800 |  |  |  | 0 | -2800 | -2800 | 0
Oct | 2018-10-01 | f. HE19-22 | 19 | RRS | 2707 | 2800 | 2800 |  |  |  | 0 | -2800 | -2800 | 0
Oct | 2018-10-01 | f. HE19-22 | 20 | RRS | 2707 | 2800 | 2800 |  |  |  | 0 | -2800 | -2800 | 0
Oct | 2018-10-01 | f. HE19-22 | 21 | RRS | 2707 | 2800 | 2800 |  |  |  | 0 | -2800 | -2800 | 0
Oct | 2018-10-01 | f. HE19-22 | 22 | RRS | 2707 | 2783 | 2783 |  |  |  | 0 | -2783 | -2783 | 0
Oct | 2018-10-01 | a. HE1-2 & HE23-24 | 23 | RRS | 2908 | 3053 | 3053 |  |  |  | 0 | -3053 | -3053 | 0
Oct | 2018-10-01 | a. HE1-2 & HE23-24 | 24 | RRS | 2908 | 3053 | 3053 |  |  |  | 0 | -3053 | -3053 | 0
Nov | 2018-11-01 | a. HE1-2 & HE23-24 | 1 | RRS | 3086 | 3170 | 3170 |  |  |  | 0 | -3170 | -3170 | 0
Nov | 2018-11-01 | a. HE1-2 & HE23-24 | 2 | RRS | 3086 | 3170 | 3170 |  |  |  | 0 | -3170 | -3170 | 0
Nov | 2018-11-01 | b. HE3-6 | 3 | RRS | 2998 | 3170 | 3170 |  |  |  | 0 | -3170 | -3170 | 0
Nov | 2018-11-01 | b. HE3-6 | 4 | RRS | 2998 | 3170 | 3170 |  |  |  | 0 | -3170 | -3170 | 0
Nov | 2018-11-01 | b. HE3-6 | 5 | RRS | 2998 | 3170 | 3170 |  |  |  | 0 | -3170 | -3170 | 0
Nov | 2018-11-01 | b. HE3-6 | 6 | RRS | 2998 | 3170 | 3170 |  |  |  | 0 | -3170 | -3170 | 0
Nov | 2018-11-01 | c. HE7-10 | 7 | RRS | 2908 | 3053 | 3053 |  |  |  | 0 | -3053 | -3053 | 0
Nov | 2018-11-01 | c. HE7-10 | 8 | RRS | 2908 | 3053 | 3053 |  |  |  | 0 | -3053 | -3053 | 0
Nov | 2018-11-01 | c. HE7-10 | 9 | RRS | 2908 | 3053 | 3053 |  |  |  | 0 | -3053 | -3053 | 0
Nov | 2018-11-01 | c. HE7-10 | 10 | RRS | 2908 | 3053 | 3053 |  |  |  | 0 | -3053 | -3053 | 0
Nov | 2018-11-01 | d. HE11-14 | 11 | RRS | 2868 | 3002 | 3002 |  |  |  | 0 | -3002 | -3002 | 0
Nov | 2018-11-01 | d. HE11-14 | 12 | RRS | 2868 | 3002 | 3002 |  |  |  | 0 | -3002 | -3002 | 0
Nov | 2018-11-01 | d. HE11-14 | 13 | RRS | 2868 | 3002 | 3002 |  |  |  | 0 | -3002 | -3002 | 0
Nov | 2018-11-01 | d. HE11-14 | 14 | RRS | 2868 | 3002 | 3002 |  |  |  | 0 | -3002 | -3002 | 0
Nov | 2018-11-01 | e. HE15-18 | 15 | RRS | 2868 | 3002 | 3002 |  |  |  | 0 | -3002 | -3002 | 0
Nov | 2018-11-01 | e. HE15-18 | 16 | RRS | 2868 | 3002 | 3002 |  |  |  | 0 | -3002 | -3002 | 0
Nov | 2018-11-01 | e. HE15-18 | 17 | RRS | 2868 | 3002 | 3002 |  |  |  | 0 | -3002 | -3002 | 0
Nov | 2018-11-01 | e. HE15-18 | 18 | RRS | 2868 | 3002 | 3002 |  |  |  | 0 | -3002 | -3002 | 0
Nov | 2018-11-01 | f. HE19-22 | 19 | RRS | 2908 | 3002 | 3002 |  |  |  | 0 | -3002 | -3002 | 0
Nov | 2018-11-01 | f. HE19-22 | 20 | RRS | 2908 | 3002 | 3002 |  |  |  | 0 | -3002 | -3002 | 0
Nov | 2018-11-01 | f. HE19-22 | 21 | RRS | 2908 | 3002 | 3002 |  |  |  | 0 | -3002 | -3002 | 0
Nov | 2018-11-01 | f. HE19-22 | 22 | RRS | 2908 | 3002 | 3002 |  |  |  | 0 | -3002 | -3002 | 0
Nov | 2018-11-01 | a. HE1-2 & HE23-24 | 23 | RRS | 3086 | 3170 | 3170 |  |  |  | 0 | -3170 | -3170 | 0
Nov | 2018-11-01 | a. HE1-2 & HE23-24 | 24 | RRS | 3086 | 3170 | 3170 |  |  |  | 0 | -3170 | -3170 | 0
Dec | 2018-12-01 | a. HE1-2 & HE23-24 | 1 | RRS | 2998 | 3053 | 3053 |  |  |  | 0 | -3053 | -3053 | 0
Dec | 2018-12-01 | a. HE1-2 & HE23-24 | 2 | RRS | 2998 | 3053 | 3053 |  |  |  | 0 | -3053 | -3053 | 0
Dec | 2018-12-01 | b. HE3-6 | 3 | RRS | 2959 | 3053 | 3053 |  |  |  | 0 | -3053 | -3053 | 0
Dec | 2018-12-01 | b. HE3-6 | 4 | RRS | 2959 | 3053 | 3053 |  |  |  | 0 | -3053 | -3053 | 0
Dec | 2018-12-01 | b. HE3-6 | 5 | RRS | 2959 | 3053 | 3053 |  |  |  | 0 | -3053 | -3053 | 0
Dec | 2018-12-01 | b. HE3-6 | 6 | RRS | 2959 | 3053 | 3053 |  |  |  | 0 | -3053 | -3053 | 0
Dec | 2018-12-01 | c. HE7-10 | 7 | RRS | 2868 | 2880 | 2880 |  |  |  | 0 | -2880 | -2880 | 0
Dec | 2018-12-01 | c. HE7-10 | 8 | RRS | 2868 | 2880 | 2880 |  |  |  | 0 | -2880 | -2880 | 0
Dec | 2018-12-01 | c. HE7-10 | 9 | RRS | 2868 | 2880 | 2880 |  |  |  | 0 | -2880 | -2880 | 0
Dec | 2018-12-01 | c. HE7-10 | 10 | RRS | 2868 | 2880 | 2880 |  |  |  | 0 | -2880 | -2880 | 0
Dec | 2018-12-01 | d. HE11-14 | 11 | RRS | 2797 | 2880 | 2880 |  |  |  | 0 | -2880 | -2880 | 0
Dec | 2018-12-01 | d. HE11-14 | 12 | RRS | 2797 | 2880 | 2880 |  |  |  | 0 | -2880 | -2880 | 0
Dec | 2018-12-01 | d. HE11-14 | 13 | RRS | 2797 | 2880 | 2880 |  |  |  | 0 | -2880 | -2880 | 0
Dec | 2018-12-01 | d. HE11-14 | 14 | RRS | 2797 | 2880 | 2880 |  |  |  | 0 | -2880 | -2880 | 0
Dec | 2018-12-01 | e. HE15-18 | 15 | RRS | 2797 | 2880 | 2880 |  |  |  | 0 | -2880 | -2880 | 0
Dec | 2018-12-01 | e. HE15-18 | 16 | RRS | 2797 | 2880 | 2880 |  |  |  | 0 | -2880 | -2880 | 0
Dec | 2018-12-01 | e. HE15-18 | 17 | RRS | 2797 | 2880 | 2880 |  |  |  | 0 | -2880 | -2880 | 0
Dec | 2018-12-01 | e. HE15-18 | 18 | RRS | 2797 | 2880 | 2880 |  |  |  | 0 | -2880 | -2880 | 0
Dec | 2018-12-01 | f. HE19-22 | 19 | RRS | 2868 | 2959 | 2959 |  |  |  | 0 | -2959 | -2959 | 0
Dec | 2018-12-01 | f. HE19-22 | 20 | RRS | 2868 | 2959 | 2959 |  |  |  | 0 | -2959 | -2959 | 0
Dec | 2018-12-01 | f. HE19-22 | 21 | RRS | 2868 | 2959 | 2959 |  |  |  | 0 | -2959 | -2959 | 0
Dec | 2018-12-01 | f. HE19-22 | 22 | RRS | 2868 | 2959 | 2959 |  |  |  | 0 | -2959 | -2959 | 0
Dec | 2018-12-01 | a. HE1-2 & HE23-24 | 23 | RRS | 2998 | 3053 | 3053 |  |  |  | 0 | -3053 | -3053 | 0
Dec | 2018-12-01 | a. HE1-2 & HE23-24 | 24 | RRS | 2998 | 3053 | 3053 |  |  |  | 0 | -3053 | -3053 | 0