## TitlePage
Report on the Capacity, Demand and Reserves
(CDR) in the ERCOT Region, 2022-2031
December 29, 2021

## Contents
Table of Contents
Tab | Notes
Disclaimer | Please read
Changes from previous CDR | List of significant changes relative to the last CDR, published May 2021
Definitions | List of definitions
Executive Summary | Synopsis of considerations for this report
SummerSummary | Shows load forecast, resource capacity and reserve margin for Summer 2022 through Summer 2031
SummerCapacities | List of registered resources and capabilities used in determining the capacity contribution for Summer Peak Season
SummerFuelTypes | Lists generation fuel types by MW and by percentage for Summer 2022 through Summer 2031
Planned Resources Scenarios | Condensed versions of the Summer Summary tab for 2022-2026 under different sets of planned project inclusion criteria
WinterSummary | Shows load forecast, resource capacity and reserve margin for Winter 2022/2023 through Winter 2031/2032
WinterCapacities | List of registered resources and capabilities used in determining the capacity contribution for Winter Peak Season
WinterFuelTypes | Lists generation fuel types by MW and by percentage for Winter 2022/2023 through Winter 2031/2032
Unconfirmed Retirement Capacity | A list of units for which public retirement announcements have been made but no formal retirement notices have been provided to ERCOT ("Unconfirmed" planned retirements)
Fossil Fuel SODG Capacities | Fossil Fuel Settlement Only Distributed Generator (SODG) Capacities
Decommissioned Gen. Resources | Lists Generation Resources that have been decommissioned and retired per a Notification of Suspension of Operations (NSO) or a Notification of Change of Generation Resource Designation (NCGRD)

## Disclaimer
Disclaimer
CDR WORKING PAPER
FOR PLANNING PURPOSES ONLY
This ERCOT Working Paper has been prepared for specific ERCOT and market participant purposes and has been developed from data provided by ERCOT market participants. The data may contain errors or become obsolete and thereby affect the conclusions and opinions of the Working Paper. ERCOT MAKES NO WARRANTY, EXPRESS OR IMPLIED, INCLUDING ANY WARRANTY OF MERCHANTABILITY OR FITNESS FOR ANY PARTICULAR PURPOSE, AND DISCLAIMS ANY AND ALL LIABILITY WITH RESPECT TO THE ACCURACY OF SAME OR THE FITNESS OR APPROPRIATENESS OF SAME FOR ANY PARTICULAR USE. THIS ERCOT WORKING PAPER IS SUPPLIED WITH ALL FAULTS. The specific suitability for any use of the Working Paper and its accuracy should be confirmed by each ERCOT market participant that contributed data for this Working Paper.

## Changes
Notes on Changes Relative to the Last CDR Report, Published May 2021
1 | The following Planned Resources have been approved by ERCOT for commercial operations and have been moved to Operational Status since the release of the May 2021 CDR report:
| Project Name | Unit Code | County | Fuel | Zone | In Service Year | Installed Summer Capacity MW | Summer Capacity Contribution % | Summer Peak Ave. Capacity Contribution MW
| PROENERGY SOUTH 2 (PES2) CTG 7 | PRO_UNIT7 | HARRIS | GAS-GT | HOUSTON | 2021 | 44.5 | 100% | 44.5
| PROENERGY SOUTH 2 (PES2) CTG 8 | PRO_UNIT8 | HARRIS | GAS-GT | HOUSTON | 2021 | 44.5 | 100% | 44.5
| TOPAZ POWER PLANT U1 | TOPAZ_UNIT1 | GALVESTON | GAS-GT | HOUSTON | 2021 | 44.5 | 100% | 44.5
| TOPAZ POWER PLANT U2 | TOPAZ_UNIT2 | GALVESTON | GAS-GT | HOUSTON | 2021 | 44.5 | 100% | 44.5
| TOPAZ POWER PLANT U3 | TOPAZ_UNIT3 | GALVESTON | GAS-GT | HOUSTON | 2021 | 44.5 | 100% | 44.5
| TOPAZ POWER PLANT U4 | TOPAZ_UNIT4 | GALVESTON | GAS-GT | HOUSTON | 2021 | 44.5 | 100% | 44.5
| TOPAZ POWER PLANT U5 | TOPAZ_UNIT5 | GALVESTON | GAS-GT | HOUSTON | 2021 | 44.5 | 100% | 44.5
| TOPAZ POWER PLANT U6 | TOPAZ_UNIT6 | GALVESTON | GAS-GT | HOUSTON | 2021 | 44.5 | 100% | 44.5
| TOPAZ POWER PLANT U7 | TOPAZ_UNIT7 | GALVESTON | GAS-GT | HOUSTON | 2021 | 44.5 | 100% | 44.5
| TOPAZ POWER PLANT U8 | TOPAZ_UNIT8 | GALVESTON | GAS-GT | HOUSTON | 2021 | 44.5 | 100% | 44.5
| TOPAZ POWER PLANT U9 | TOPAZ_UNIT9 | GALVESTON | GAS-GT | HOUSTON | 2021 | 44.5 | 100% | 44.5
| TOPAZ POWER PLANT U10 | TOPAZ_UNIT10 | GALVESTON | GAS-GT | HOUSTON | 2021 | 44.5 | 100% | 44.5
| AVIATOR WIND U1 | AVIATOR_UNIT1 | COKE | WIND-O | WEST | 2021 | 180.1 | 20% | 36.02
| AVIATOR WIND U2 | AVIATOR_UNIT2 | COKE | WIND-O | WEST | 2021 | 145.6 | 20% | 29.12
| AVIATOR WIND U3 | DEWOLF_UNIT1 | COKE | WIND-O | WEST | 2021 | 199.3 | 20% | 39.86
| BARROW RANCH (JUMBO HILL WIND) 1 | BARROW_UNIT1 | ANDREWS | WIND-O | WEST | 2021 | 90.2 | 20% | 18.04
| BARROW RANCH (JUMBO HILL WIND) 2 | BARROW_UNIT2 | ANDREWS | WIND-O | WEST | 2021 | 70.5 | 20% | 14.1
| CHALUPA WIND | CHALUPA_UNIT1 | CAMERON | WIND-C | COASTAL | 2021 | 173.3 | 57% | 98.781
| EAST RAYMOND WIND (EL RAYO) U1 | EL_RAYO_UNIT1 | WILLACY | WIND-C | COASTAL | 2021 | 98 | 57% | 55.86
| EAST RAYMOND WIND (EL RAYO) U2 | EL_RAYO_UNIT2 | WILLACY | WIND-C | COASTAL | 2021 | 96 | 57% | 54.72
| ESPIRITU WIND | CHALUPA_UNIT2 | CAMERON | WIND-C | COASTAL | 2021 | 25.2 | 57% | 14.364
| GRIFFIN TRAIL WIND U1 | GRIF_TRL_UNIT1 | KNOX | WIND-O | WEST | 2021 | 98.7 | 20% | 19.74
| GRIFFIN TRAIL WIND U2 | GRIF_TRL_UNIT2 | KNOX | WIND-O | WEST | 2021 | 126.9 | 20% | 25.38
| HIDALGO II WIND | MIRASOLE_MIR13 | HIDALGO | WIND-O | SOUTH | 2021 | 50.4 | 20% | 10.08
| HIGH LONESOME W 1A | HI_LONE_WGR1A | CROCKETT | WIND-O | WEST | 2021 | 46 | 20% | 9.2
| HIGH LONESOME W 1B | HI_LONE_WGR1B | CROCKETT | WIND-O | WEST | 2021 | 52 | 20% | 10.4
| HIGH LONESOME W 1C | HI_LONE_WGR1C | CROCKETT | WIND-O | WEST | 2021 | 25.3 | 20% | 5.06
| HIGH LONESOME W 2 | HI_LONE_WGR2 | CROCKETT | WIND-O | WEST | 2021 | 122.5 | 20% | 24.5
| HIGH LONESOME W 2A | HI_LONE_WGR2A | CROCKETT | WIND-O | WEST | 2021 | 25.3 | 20% | 5.06
| HIGH LONESOME W 3 | HI_LONE_WGR3 | CROCKETT | WIND-O | WEST | 2021 | 127.6 | 20% | 25.52
| HIGH LONESOME W 4 | HI_LONE_WGR4 | CROCKETT | WIND-O | WEST | 2021 | 101.6 | 20% | 20.32
| OVEJA WIND U1 | OVEJA_G1 | IRION | WIND-O | WEST | 2021 | 151.2 | 20% | 30.24
| OVEJA WIND U2 | OVEJA_G2 | IRION | WIND-O | WEST | 2021 | 151.2 | 20% | 30.24
| RTS 2 WIND (HEART OF TEXAS WIND) U1 | RTS2_U1 | MCCULLOCH | WIND-O | SOUTH | 2021 | 89.9 | 20% | 17.98
| RTS 2 WIND (HEART OF TEXAS WIND) U2 | RTS2_U2 | MCCULLOCH | WIND-O | SOUTH | 2021 | 89.9 | 20% | 17.98
| SHAFFER (PATRIOT WIND/PETRONILLA) | SHAFFER_UNIT1 | NUECES | WIND-C | COASTAL | 2021 | 226.1 | 57% | 128.877
| VENADO WIND U1 | VENADO_UNIT1 | STARR | WIND-O | SOUTH | 2021 | 105 | 20% | 21
| VENADO WIND U2 | VENADO_UNIT2 | STARR | WIND-O | SOUTH | 2021 | 96.6 | 20% | 19.32
| VERA WIND 1 | VERAWIND_UNIT1 | KNOX | WIND-O | WEST | 2021 | 12 | 20% | 2.4
| VERA WIND 2 | VERAWIND_UNIT2 | KNOX | WIND-O | WEST | 2021 | 7.2 | 20% | 1.44
| VERA WIND 3 | VERAWIND_UNIT3 | KNOX | WIND-O | WEST | 2021 | 100.8 | 20% | 20.16
| VERA WIND 4 | VERAWIND_UNIT4 | KNOX | WIND-O | WEST | 2021 | 22 | 20% | 4.4
| VERA WIND 5 | VERAWIND_UNIT5 | KNOX | WIND-O | WEST | 2021 | 100.8 | 20% | 20.16
| WEST RAYMOND (EL TRUENO) WIND U1 | TRUENO_UNIT1 | WILLACY | WIND-C | COASTAL | 2021 | 116.6 | 57% | 66.462
| WEST RAYMOND (EL TRUENO) WIND U2 | TRUENO_UNIT2 | WILLACY | WIND-C | COASTAL | 2021 | 123.2 | 57% | 70.224
| ARAGORN SOLAR | ARAGORN_UNIT1 | CULBERSON | SOLAR | WEST | 2021 | 185 | 81% | 149.85
| AZURE SKY SOLAR U1 | AZURE_SOLAR1 | HASKELL | SOLAR | WEST | 2021 | 74.9 | 81% | 60.669
| AZURE SKY SOLAR U2 | AZURE_SOLAR2 | HASKELL | SOLAR | WEST | 2021 | 153.5 | 81% | 124.335
| CONIGLIO SOLAR | CONIGLIO_UNIT1 | FANNIN | SOLAR | NORTH | 2021 | 125.7 | 81% | 101.817
| CORAZON SOLAR PHASE I | CORAZON_UNIT1 | WEBB | SOLAR | SOUTH | 2021 | 202.6 | 81% | 164.106
| EAST BLACKLAND SOLAR (PFLUGERVILLE SOLAR) | E_BLACK_UNIT_1 | TRAVIS | SOLAR | SOUTH | 2021 | 144 | 81% | 116.64
| EUNICE SOLAR U1 | EUNICE_PV1 | ANDREWS | SOLAR | WEST | 2021 | 189.6 | 81% | 153.576
| EUNICE SOLAR U2 | EUNICE_PV2 | ANDREWS | SOLAR | WEST | 2021 | 237.1 | 81% | 192.051
| GALLOWAY 1 SOLAR | GALLOWAY_SOLAR1 | CONCHO | SOLAR | WEST | 2021 | 257 | 81% | 208.17
| IMPACT SOLAR | IMPACT_UNIT1 | LAMAR | SOLAR | NORTH | 2021 | 198.5 | 81% | 160.785
| JUNO SOLAR PHASE I | JUNO_UNIT1 | BORDEN | SOLAR | WEST | 2021 | 162.1 | 81% | 131.301
| JUNO SOLAR PHASE II | JUNO_UNIT2 | BORDEN | SOLAR | WEST | 2021 | 143.5 | 81% | 116.235
| LILY SOLAR | LILY_SOLAR1 | KAUFMAN | SOLAR | NORTH | 2021 | 147.6 | 81% | 119.556
| LONG DRAW SOLAR U1 | LGDRAW_S_UNIT1_1 | BORDEN | SOLAR | WEST | 2021 | 98.5 | 81% | 79.785
| LONG DRAW SOLAR U2 | LGDRAW_S_UNIT1_2 | BORDEN | SOLAR | WEST | 2021 | 128.3 | 81% | 103.923
| MISAE SOLAR U1 | MISAE_UNIT1 | CHILDRESS | SOLAR | PANHANDLE | 2021 | 121.4 | 81% | 98.334
| MISAE SOLAR U2 | MISAE_UNIT2 | CHILDRESS | SOLAR | PANHANDLE | 2021 | 118.6 | 81% | 96.066
| PHOENIX SOLAR | PHOENIX_UNIT1 | FANNIN | SOLAR | NORTH | 2021 | 83.9 | 81% | 67.959
| PROSPERO SOLAR 2 U1 | PRSPERO2_UNIT1 | ANDREWS | SOLAR | WEST | 2021 | 126.5 | 81% | 102.465
| PROSPERO SOLAR 2 U2 | PRSPERO2_UNIT2 | ANDREWS | SOLAR | WEST | 2021 | 126.4 | 81% | 102.384
| REDBARN SOLAR 1 (RE MAPLEWOOD 2A SOLAR) | REDBARN_UNIT_1 | PECOS | SOLAR | WEST | 2021 | 222 | 81% | 179.82
| REDBARN SOLAR 2 (RE MAPLEWOOD 2B SOLAR) | REDBARN_UNIT_2 | PECOS | SOLAR | WEST | 2021 | 28 | 81% | 22.68
| TAYGETE SOLAR 1 U1 | TAYGETE_UNIT1 | PECOS | SOLAR | WEST | 2021 | 125.9 | 81% | 101.979
| TAYGETE SOLAR 1 U2 | TAYGETE_UNIT2 | PECOS | SOLAR | WEST | 2021 | 128.9 | 81% | 104.409
| TITAN SOLAR (IP TITAN) U1 | TI_SOLAR_UNIT1 | CULBERSON | SOLAR | WEST | 2021 | 136.8 | 81% | 110.808
| TITAN SOLAR (IP TITAN) U2 | TI_SOLAR_UNIT2 | CULBERSON | SOLAR | WEST | 2021 | 131.1 | 81% | 106.191
| WAGYU SOLAR | WGU_UNIT1 | BRAZORIA | SOLAR | COASTAL | 2021 | 120 | 81% | 97.2
| BRP DICKINSON (DGR) | BRP_DIKN_UNIT1 | GALVESTON | STORAGE | HOUSTON | 2021 | 9.9 | 0% | 0
| FLOWER VALLEY BATTERY (DGR) | FLVABES1_FLATU1 | REEVES | STORAGE | WEST | 2021 | 9.9 | 0% | 0
| GAMBIT BATTERY | GAMBIT_BESS1 | BRAZORIA | STORAGE | COASTAL | 2021 | 100 | 0% | 0
| SWOOSE BATTERY (DGR) | SWOOSE1_SWOOSEU1 | WARD | STORAGE | WEST | 2021 | 9.9 | 0% | 0
| TRIPLE BUTTE (DGR) | TRIPBUT1_BELU1 | PECOS | STORAGE | WEST | 2021 | 7.5 | 0% | 0
| EUNICE STORAGE | EUNICE_BES1 | ANDREWS | STORAGE | WEST | 2021 | 40.3 | 0% | 0
| SNYDER (DGR) | SNY_BESS_UNIT1 | SCURRY | STORAGE | WEST | 2021 | 9.9 | 0% | 0
| WESTOVER BESS (DGR) | WOV_BESS_UNIT1 | ECTOR | STORAGE | WEST | 2021 | 9.9 | 0% | 0
| BRP LOOP 463 (DGR) | BRP_4631_UNIT1 | VICTORIA | STORAGE | SOUTH | 2021 | 9.9 | 0% | 0
| TOYAH POWER STATION (DGR) | TOYAH_BESS | REEVES | STORAGE | WEST | 2021 | 9.9 | 0% | 0
| SWEETWATER BESS (DGR) | SWT_BESS_UNIT1 | NOLAN | STORAGE | WEST | 2021 | 9.9 | 0% | 0
| CHISHOLM GRID | CHISMGRD_BES1 | TARRANT | STORAGE | NORTH | 2021 | 100 | 0% | 0
| LILY STORAGE | LILY_BESS1 | KAUFMAN | STORAGE | NORTH | 2021 | 51.7 | 0% | 0
| NORTH FORK | NF_BRP_BES1 | WILLIAMSON | STORAGE | SOUTH | 2021 | 100.5 | 0% | 0
| BAT CAVE | BATCAVE_BES1 | MASON | STORAGE | SOUTH | 2021 | 100.5 | 0% | 0
| BRP RANCHTOWN (DGR) | BRP_RNC1_UNIT1 | BEXAR | STORAGE | SOUTH | 2021 | 9.9 | 0% | 0
| TOTAL | [5 empty] | 8288 |  | 4674.102
2 | The following Planned Resources have been Synchronized* to the ERCOT Grid but not Approved for Commerical Operations and have been moved to the Operational Section of the report:
| Project Name | Unit Code | County | Fuel | Zone | In Service Year | Installed Summer Capacity MW | Summer Capacity Contribution % | Summer Peak Ave. Capacity Contribution MW
| BRANDON (LP&L) (DGR) | BRANDON_UNIT1 | LUBBOCK | GAS-GT | PANHANDLE | 2021 | 20 | 100% | 20
| OLD BLOOMINGTON ROAD CTG 1 (VICTORIA PORT 2) | VICTPRT2_UNIT1 | VICTORIA | GAS-GT | SOUTH | 2021 | 44 | 100% | 44
| OLD BLOOMINGTON ROAD CTG 2 (VICTORIA PORT 2) | VICTPRT2_UNIT2 | VICTORIA | GAS-GT | SOUTH | 2021 | 44 | 100% | 44
| R MASSENGALE CTG 1 (LP&L) | MASSENGL_G6 | LUBBOCK | GAS-CC | PANHANDLE | 2021 | 18 | 100% | 18
| R MASSENGALE CTG 2 (LP&L) | MASSENGL_G7 | LUBBOCK | GAS-CC | PANHANDLE | 2021 | 18 | 100% | 18
| R MASSENGALE STG (LP&L) | MASSENGL_G8 | LUBBOCK | GAS-CC | PANHANDLE | 2021 | 38 | 100% | 38
| TY COOKE CTG 1 (LP&L) | TY_COOKE_GT2 | LUBBOCK | GAS-GT | PANHANDLE | 2021 | 14 | 100% | 14
| TY COOKE CTG 2 (LP&L) | TY_COOKE_GT3 | LUBBOCK | GAS-GT | PANHANDLE | 2021 | 17 | 100% | 17
| AQUILLA LAKE WIND U1 | AQUILLA_U1_23 | HILL | WIND-O | NORTH | 2021 | 13.9 | 20% | 2.78
| AQUILLA LAKE WIND U2 | AQUILLA_U1_28 | HILL | WIND-O | NORTH | 2021 | 135.4 | 20% | 27.08
| AQUILLA LAKE 2 WIND U1 | AQUILLA_U2_23 | HILL | WIND-O | NORTH | 2021 | 7 | 20% | 1.4
| AQUILLA LAKE 2 WIND U2 | AQUILLA_U2_28 | HILL | WIND-O | NORTH | 2021 | 143.8 | 20% | 28.76
| BAIRD NORTH WIND U1 | BAIRDWND_UNIT1 | CALLAHAN | WIND-O | WEST | 2021 | 195 | 20% | 39
| BAIRD NORTH WIND U2 | BAIRDWND_UNIT2 | CALLAHAN | WIND-O | WEST | 2021 | 150 | 20% | 30
| CACTUS FLATS WIND U1 | CFLATS_U1 | CONCHO | WIND-O | WEST | 2021 | 148.4 | 20% | 29.68
| COYOTE WIND U1 | COYOTE_W_UNIT1 | SCURRY | WIND-O | WEST | 2021 | 90 | 20% | 18
| COYOTE WIND U2 | COYOTE_W_UNIT2 | SCURRY | WIND-O | WEST | 2021 | 26.6 | 20% | 5.32
| COYOTE WIND U3 | COYOTE_W_UNIT3 | SCURRY | WIND-O | WEST | 2021 | 126 | 20% | 25.2
| CRANELL WIND | CRANELL_UNIT1 | REFUGIO | WIND-C | COASTAL | 2021 | 220 | 57% | 125.4
| HARALD (BEARKAT WIND B) | HARALD_UNIT1 | GLASSCOCK | WIND-O | WEST | 2021 | 162.1 | 20% | 32.42
| LAS MAJADAS WIND U1 | LMAJADAS_UNIT1 | WILLACY | WIND-C | COASTAL | 2021 | 110 | 57% | 62.7
| LAS MAJADAS WIND U2 | LMAJADAS_UNIT2 | WILLACY | WIND-C | COASTAL | 2021 | 24 | 57% | 13.68
| LAS MAJADAS WIND U3 | LMAJADAS_UNIT3 | WILLACY | WIND-C | COASTAL | 2021 | 138.6 | 57% | 79.002
| MARYNEAL WINDPOWER | MARYNEAL_UNIT1 | NOLAN | WIND-O | WEST | 2021 | 182.4 | 20% | 36.48
| MAVERICK CREEK WIND WEST U1 | MAVCRK_W_UNIT1 | CONCHO | WIND-O | WEST | 2021 | 201.6 | 20% | 40.32
| MAVERICK CREEK WIND WEST U2 | MAVCRK_W_UNIT2 | CONCHO | WIND-O | WEST | 2021 | 11.1 | 20% | 2.22
| MAVERICK CREEK WIND WEST U3 | MAVCRK_W_UNIT3 | CONCHO | WIND-O | WEST | 2021 | 33.6 | 20% | 6.72
| MAVERICK CREEK WIND WEST U4 | MAVCRK_W_UNIT4 | CONCHO | WIND-O | WEST | 2021 | 22.2 | 20% | 4.44
| MAVERICK CREEK WIND EAST U1 | MAVCRK_E_UNIT5 | CONCHO | WIND-O | WEST | 2021 | 71.4 | 20% | 14.28
| MAVERICK CREEK WIND EAST U2 | MAVCRK_E_UNIT6 | CONCHO | WIND-O | WEST | 2021 | 33.3 | 20% | 6.66
| MAVERICK CREEK WIND EAST U3 | MAVCRK_E_UNIT7 | CONCHO | WIND-O | WEST | 2021 | 22 | 20% | 4.4
| MAVERICK CREEK WIND EAST U4 | MAVCRK_E_UNIT8 | CONCHO | WIND-O | WEST | 2021 | 20 | 20% | 4
| MAVERICK CREEK WIND EAST U5 | MAVCRK_E_UNIT9 | CONCHO | WIND-O | WEST | 2021 | 76.8 | 20% | 15.36
| MESTENO WIND | MESTENO_UNIT_1 | STARR | WIND-O | SOUTH | 2021 | 201.6 | 20% | 40.32
| PRAIRIE HILL WIND U1 | PHILLWND_UNIT1 | MCLENNAN | WIND-O | NORTH | 2021 | 153 | 20% | 30.6
| PRAIRIE HILL WIND U2 | PHILLWND_UNIT2 | MCLENNAN | WIND-O | NORTH | 2021 | 147 | 20% | 29.4
| PRIDDY WIND U1 | PRIDDY_UNIT1 | MILLS | WIND-O | NORTH | 2021 | 187.2 | 20% | 37.44
| PRIDDY WIND U2 | PRIDDY_UNIT2 | MILLS | WIND-O | NORTH | 2021 | 115.2 | 20% | 23.04
| RELOJ DEL SOL WIND U1 | RELOJ_UNIT1 | ZAPATA | WIND-O | SOUTH | 2021 | 55.4 | 20% | 11.08
| RELOJ DEL SOL WIND U2 | RELOJ_UNIT2 | ZAPATA | WIND-O | SOUTH | 2021 | 48 | 20% | 9.6
| RELOJ DEL SOL WIND U3 | RELOJ_UNIT3 | ZAPATA | WIND-O | SOUTH | 2021 | 83.1 | 20% | 16.62
| RELOJ DEL SOL WIND U4 | RELOJ_UNIT4 | ZAPATA | WIND-O | SOUTH | 2021 | 22.8 | 20% | 4.56
| SAGE DRAW WIND U1 | SAGEDRAW_UNIT1 | LYNN | WIND-O | WEST | 2020 | 169.2 | 20% | 33.84
| SAGE DRAW WIND U2 | SAGEDRAW_UNIT2 | LYNN | WIND-O | WEST | 2020 | 169.2 | 20% | 33.84
| TG EAST WIND U1 | TRUSGILL_UNIT1 | KNOX | WIND-O | WEST | 2022 | 42 | 20% | 8.4
| TG EAST WIND U2 | TRUSGILL_UNIT2 | KNOX | WIND-O | WEST | 2022 | 44.8 | 20% | 8.96
| TG EAST WIND U3 | TRUSGILL_UNIT3 | KNOX | WIND-O | WEST | 2022 | 42 | 20% | 8.4
| TG EAST WIND U4 | TRUSGILL_UNIT4 | KNOX | WIND-O | WEST | 2022 | 207.2 | 20% | 41.44
| WESTERN TRAIL WIND (AJAX WIND) U1 | AJAXWIND_UNIT1 | WILBARGER | WIND-O | WEST | 2021 | 225.6 | 20% | 45.12
| WESTERN TRAIL WIND (AJAX WIND) U2 | AJAXWIND_UNIT2 | WILBARGER | WIND-O | WEST | 2021 | 141 | 20% | 28.2
| WHITE MESA WIND U1 | WHMESA_UNIT1 | CROCKETT | WIND-O | WEST | 2021 | 152.3 | 20% | 30.46
| WHITE MESA 2 WIND U1 | WHMESA_UNIT2_23 | COKE | WIND-O | WEST | 2021 | 13.9 | 20% | 2.78
| WHITE MESA 2 WIND U2 | WHMESA_UNIT2_28 | COKE | WIND-O | WEST | 2021 | 183.3 | 20% | 36.66
| WHITE MESA 2 WIND U3 | WHMESA_UNIT3_23 | COKE | WIND-O | WEST | 2021 | 18.6 | 20% | 3.72
| WHITE MESA 2 WIND U4 | WHMESA_UNIT3_28 | COKE | WIND-O | WEST | 2021 | 132.5 | 20% | 26.5
| WHITEHORSE WIND U1 | WH_WIND_UNIT1 | FISHER | WIND-O | WEST | 2020 | 209.4 | 20% | 41.88
| WHITEHORSE WIND U2 | WH_WIND_UNIT2 | FISHER | WIND-O | WEST | 2020 | 209.5 | 20% | 41.9
| WILDWIND U1 | WILDWIND_UNIT1 | COOKE | WIND-O | NORTH | 2021 | 18.4 | 20% | 3.68
| WILDWIND U2 | WILDWIND_UNIT2 | COOKE | WIND-O | NORTH | 2021 | 48 | 20% | 9.6
| WILDWIND U3 | WILDWIND_UNIT3 | COOKE | WIND-O | NORTH | 2021 | 6.3 | 20% | 1.26
| WILDWIND U4 | WILDWIND_UNIT4 | COOKE | WIND-O | NORTH | 2021 | 54.6 | 20% | 10.92
| WILDWIND U5 | WILDWIND_UNIT5 | COOKE | WIND-O | NORTH | 2021 | 52.8 | 20% | 10.56
| ANSON SOLAR U1 | ANSON1_UNIT1 | JONES | SOLAR | WEST | 2021 | 100 | 81% | 81
| ANSON SOLAR U2 | ANSON1_UNIT2 | JONES | SOLAR | WEST | 2021 | 100 | 81% | 81
| BLUE JAY SOLAR I | BLUEJAY_UNIT1 | GRIMES | SOLAR | NORTH | 2022 | 69 | 81% | 55.89
| BLUE JAY SOLAR II | BLUEJAY_UNIT2 | GRIMES | SOLAR | NORTH | 2022 | 141.1 | 81% | 114.291
| BRIGHTSIDE SOLAR | BRIGHTSD_UNIT1 | BEE | SOLAR | SOUTH | 2021 | 50 | 81% | 40.5
| ELARA SOLAR | ELARA_SL_UNIT1 | FRIO | SOLAR | SOUTH | 2021 | 132.4 | 81% | 107.244
| PLAINVIEW SOLAR (RAMSEY SOLAR) U1 | PLN_UNIT1 | WHARTON | SOLAR | SOUTH | 2022 | 257 | 81% | 208.17
| PLAINVIEW SOLAR (RAMSEY SOLAR) U2 | PLN_UNIT2 | WHARTON | SOLAR | SOUTH | 2022 | 257 | 81% | 208.17
| SAMSON SOLAR 1 U1 | SAMSON_1_G1 | LAMAR | SOLAR | NORTH | 2022 | 125 | 81% | 101.25
| SAMSON SOLAR 1 U2 | SAMSON_1_G2 | LAMAR | SOLAR | NORTH | 2022 | 125 | 81% | 101.25
| SAMSON SOLAR 3 U1 | SAMSON_3_G1 | LAMAR | SOLAR | NORTH | 2022 | 125 | 81% | 101.25
| SAMSON SOLAR 3 U2 | SAMSON_3_G2 | LAMAR | SOLAR | NORTH | 2022 | 125 | 81% | 101.25
| STRATEGIC SOLAR 1 | STRATEGC_UNIT1 | ELLIS | SOLAR | NORTH | 2021 | 136.8 | 81% | 110.808
| VISION SOLAR 1 | VISION_UNIT1 | NAVARRO | SOLAR | NORTH | 2021 | 129.2 | 81% | 104.652
| AZURE SKY BESS | AZURE_BESS1 | HASKELL | STORAGE | WEST | 2021 | 77.6 | 0% | 0
| BRP LOPENO (DGR) | BRP_LOP1_UNIT1 | ZAPATA | STORAGE | SOUTH | 2021 | 9.9 | 0% | 0
| BRP PUEBLO I (DGR) | BRP_PBL1_UNIT1 | MAVERICK | STORAGE | SOUTH | 2021 | 9.9 | 0% | 0
| BRP PUEBLO II (DGR) | BRP_PBL2_UNIT1 | MAVERICK | STORAGE | SOUTH | 2020 | 10 | 0% | 0
| BRP ZAPATA I (DGR) | BRP_ZPT1_UNIT1 | ZAPATA | STORAGE | SOUTH | 2020 | 10 | 0% | 0
| BRP ZAPATA II (DGR) | BRP_ZPT2_UNIT1 | ZAPATA | STORAGE | SOUTH | 2021 | 9.9 | 0% | 0
| CROSSETT POWER U1 | CROSSETT_BES1 | CRANE | STORAGE | WEST | 2021 | 100 | 0% | 0
| CROSSETT POWER U2 | CROSSETT_BES2 | CRANE | STORAGE | WEST | 2021 | 100 | 0% | 0
| FLOWER VALLEY II BATT | FLOWERII_BESS1 | REEVES | STORAGE | WEST | 2022 | 100 | 0% | 0
| REPUBLIC ROAD STORAGE | RPUBRDS_ESS1 | ROBERTSON | STORAGE | NORTH | 2021 | 50 | 0% | 0
| TOTAL | [5 empty] | 8081.9 |  | 3015.807
* These units have met requirements to Energize Equipment (Part 1 of Generator Commissioning Checklist): provided latest model data, verified Voltage Ride-Through capability and communication capabilities specified by ERCOT Operating Guides are in place. Output for these resources is not limited once they have passed a curtailment test and the project developer has submitted an attestation for the following plant controls: Automatic Voltage Regulator (AVR), Primary Frequency Response (PFR), Voltage Support Service (VSS), and Power System Stabilizer (PSS). A Synchronized unit get approved for Commerical Operations after the plant controls have been verified by ERCOT. More information on Synchronized units can be found in the Resource Interconnection Handbook pages 24 – 33.http://www.ercot.com/content/wcm/lists/168284/Resource_Interconnection_Handbook_v1.91_01082021.docx
3 | The following Planned Resources have finalized the necessary agreements and permits to be added to the CDR report:
| Project Name | GENERATION INTERCONNECTION PROJECT CODE | County | Fuel | Zone | Year of Projected Commercial Operations (a) | Installed Summer Capacity MW | Summer Capacity Contribution % | Summer Peak Ave. Capacity Contribution MW
| BEACHWOOD POWER STATION (MARK ONE) | 22INR0369 | BRAZORIA | GAS-GT | COASTAL | 2022 | 306 | 100% | 306
| ANCHOR WIND II | 21INR0539 | EASTLAND | WIND-O | NORTH | 2021 | 148 | 20% | 29.6
| BOARD CREEK WP | 21INR0324 | NAVARRO | WIND-O | NORTH | 2022 | 299.2 | 20% | 59.84
| CRAWFISH | 19INR0177 | WHARTON | WIND-O | SOUTH | 2022 | 163.2 | 20% | 32.64
| SHEEP CREEK WIND | 21INR0325 | CALLAHAN | WIND-O | WEST | 2023 | 151.5 | 20% | 30.3
| ARROYO SOLAR | 20INR0086 | CAMERON | SOLAR | COASTAL | 2022 | 180 | 81% | 145.8
| BPL FILES SOLAR | 20INR0164 | HILL | SOLAR | NORTH | 2022 | 175 | 81% | 141.75
| BRASS FORK SOLAR | 22INR0270 | HASKELL | SOLAR | WEST | 2023 | 304.8 | 81% | 246.888
| CHARGER SOLAR | 23INR0047 | REFUGIO | SOLAR | COASTAL | 2023 | 406.8 | 81% | 329.508
| DILEO SOLAR | 22INR0359 | BOSQUE | SOLAR | NORTH | 2023 | 72 | 81% | 58.32
| ELLIS SOLAR | 21INR0493 | ELLIS | SOLAR | NORTH | 2022 | 81.3 | 81% | 65.853
| ESTONIAN SOLAR FARM | 22INR0335 | DELTA | SOLAR | NORTH | 2023 | 204.5 | 81% | 165.645
| FENCE POST SOLAR | 22INR0404 | NAVARRO | SOLAR | NORTH | 2022 | 243.4 | 81% | 197.154
| GRIZZLY RIDGE SOLAR | 21INR0375 | HAMILTON | SOLAR | NORTH | 2022 | 101.7 | 81% | 82.377
| G-STAR SOLAR | 23INR0111 | WHARTON | SOLAR | SOUTH | 2023 | 608.76 | 81% | 493.0956
| HAYHURST TEXAS SOLAR | 22INR0363 | CULBERSON | SOLAR | WEST | 2023 | 46.2 | 81% | 37.422
| JACKALOPE SOLAR | 23INR0180 | SAN PATRICIO | SOLAR | COASTAL | 2023 | 156.4 | 81% | 126.684
| LUNIS CREEK SOLAR 1 | 21INR0344 | JACKSON | SOLAR | SOUTH | 2023 | 240 | 81% | 194.4
| LUNIS CREEK SOLAR 2 | 21INR0346 | JACKSON | SOLAR | SOUTH | 2023 | 240 | 81% | 194.4
| MARKUM SOLAR | 20INR0230 | MCLENNAN | SOLAR | NORTH | 2024 | 161 | 81% | 130.41
| MERCURY SOLAR | 21INR0257 | HILL | SOLAR | NORTH | 2022 | 206.1 | 81% | 166.941
| MERCURY II SOLAR | 23INR0153 | HILL | SOLAR | NORTH | 2022 | 206.1 | 81% | 166.941
| OYSTERCATCHER SOLAR | 21INR0362 | ELLIS | SOLAR | NORTH | 2024 | 220.3 | 81% | 178.443
| PEREGRINE SOLAR | 22INR0283 | GOLIAD | SOLAR | SOUTH | 2023 | 303.4 | 81% | 245.754
| PITTS DUDIK SOLAR | 20INR0074 | HILL | SOLAR | NORTH | 2022 | 50 | 81% | 40.5
| ROSELAND SOLAR II | 22INR0506 | FALLS | SOLAR | NORTH | 2022 | 254 | 81% | 205.74
| ROWLAND SOLAR II | 22INR0482 | FORT BEND | SOLAR | HOUSTON | 2022 | 200.3 | 81% | 162.243
| SCHOOLHOUSE SOLAR | 22INR0211 | LEE | SOLAR | SOUTH | 2023 | 150.8 | 81% | 122.148
| SUNRAY | 21INR0395 | UVALDE | SOLAR | SOUTH | 2023 | 204.1 | 81% | 165.321
| TEXANA SOLAR | 18INR0058 | WHARTON | SOLAR | SOUTH | 2022 | 152.3 | 81% | 123.363
| BIG STAR STORAGE | 21INR0469 | BASTROP | STORAGE | SOUTH | 2022 | 80 | 0% | 0
| BRP ANTLIA BESS | 22INR0349 | VAL VERDE | STORAGE | WEST | 2023 | 70.9 | 0% | 0
| BRP CACHI BESS | 22INR0388 | GUADALUPE | STORAGE | SOUTH | 2022 | 202.5 | 0% | 0
| BRP CARINA BESS | 22INR0353 | NUECES | STORAGE | COASTAL | 2023 | 151.9 | 0% | 0
| BRP HYDRA BESS | 22INR0372 | PECOS | STORAGE | WEST | 2022 | 202.3 | 0% | 0
| BRP PAVO BESS | 22INR0384 | PECOS | STORAGE | WEST | 2022 | 176.9 | 0% | 0
| BRP TORTOLAS BESS | 23INR0072 | BRAZORIA | STORAGE | COASTAL | 2022 | 50.7 | 0% | 0
| BYRD RANCH STORAGE | 21INR0281 | BRAZORIA | STORAGE | COASTAL | 2022 | 50.6 | 0% | 0
| DECORDOVA BESS ADDITION | 21INR0459 | HOOD | STORAGE | NORTH | 2022 | 260 | 0% | 0
| ESTONIAN ENERGY STORAGE | 22INR0336 | DELTA | STORAGE | NORTH | 2023 | 102.5 | 0% | 0
| FENCE POST BESS | 22INR0405 | NAVARRO | STORAGE | NORTH | 2022 | 90.8 | 0% | 0
| FLOWER VALLEY II BATT | 21INR0496 | REEVES | STORAGE | WEST | 2022 | 100 | 0% | 0
| HOUSE MOUNTAIN 2 BATT | 22INR0485 | BREWSTER | STORAGE | WEST | 2023 | 52.4 | 0% | 0
| NOBLE STORAGE | 22INR0436 | DENTON | STORAGE | NORTH | 2022 | 127 | 0% | 0
| RIVER VALLEY STORAGE 1 | 20INR0290 | WILLIAMSON | STORAGE | SOUTH | 2022 | 51.9 | 0% | 0
| RIVER VALLEY STORAGE 2 | 20INR0293 | WILLIAMSON | STORAGE | SOUTH | 2022 | 51.9 | 0% | 0
| SWOOSE II | 21INR0497 | WARD | STORAGE | WEST | 2022 | 100 | 0% | 0
| TIMBERWOLF BESS 2 | 22INR0495 | UPTON | STORAGE | WEST | 2023 | 150 | 0% | 0
| WOLF TANK STORAGE | 22INR0551 | WEBB | STORAGE | SOUTH | 2022 | 155.5 | 0% | 0
| TOTAL | [5 empty] | 8464.96 |  | 4645.4806
(a) This date is based on the projected Commercial Operations Date (COD) reported by the project developer. In contrast, a unit's first summer CDR forecast year (reported in the SummerCapacities sheet) is defined as the first year in which the capacity is available for the entire summer Peak Load Season. (The summer Peak Load Season constitutes the months of June, July, August and September.) For example, if a unit has a projected COD of July 1, 2022, the first summer CDR forecast year would be 2022. Planned projects with (DGR) suffix are Distributed Generation Resources (DGRs). Since they are 10 MW or less, they are not going through the GINR application process.
4 | Notable Resource Changes (since May 2021 CDR report): Summer Seasonal Mothballed that returned to year-round operations on October 2021: - SPENCER STG U4 (57 MW) - SPENCER STG U5 (61 MW) - NACOGDOCHES POWER (105 MW) The GREGORY POWER PARTNERS (LGE), 365 MW GAS-CC units in Seasonal Mothballed status updated their operational period from May 1 - Sep. 30 to Jan. 1 - Sep. 30. Upcoming Indefinite Mothball: - RAY OLINGER STG 1, 78 MW GAS-ST unit is expected to move to indefinite mothball status on 4/5/22 based on NSO submitted on 11/4/21. The unit is listed in the Mothballed Resources section of the Summer and Winter Capacities tabs. Upcoming Planned Retirement: - DECKER CREEK STG 2, 420 MW GAS-ST unit is expected to retire on 3/31/22 based on NSO submitted on 11/1/21. Initial RMR study results indicated the unit is not required to support ERCOT transmission system reliability. The unit is listed in the Retiring Resources section of the Summer and Winter Capacities tabs. Upcoming Retired Capacity Returning to Service: - TEXAS GULF SULFPHUR CTG 1, 69 MW GAS-GT. The NCGRD from 12/17/21 states that this Generation Resource, which is currently decommissioned and retired, will change its Generation Resource designation to operational as of February 4, 2022. ERCOT and the interconnecting Transmission Service Provider will determine whether the need for any studies, testing, metering, or facility upgrades may delay this proposed date of return. ERCOT will issue a Market Notice if it determines that the proposed date of return will be delayed. Retirement Occurring Subsequent to the Release of the May 2021 CDR: - SNYDER WIND (63 MW), retired as of 6/2/2021
5 | Other Notable Changes (since the May 2021 CDR report): - Peak Average Capacity Contribution for Wind and Solar resources were updated to reflect summer 2021 data. Wind-Coastal changed from 61% to 57% Wind-Panhandle changed from 29% to 30% Wind-Other changed from 19% to 20% Solar changed from 80% to 81% - Synchronized Planned Projects are now being treated as Operational resources instead of Planned resources. This is consistent with other resource capacity reports that are posted to ercot.com—ERCOT Short-term Wind and Solar Power Forecast reports. Synchronized projects have seperate fuel sub-sections in the Capacities tabs of this workbook.
6 | The various sections in the 'Generation Resource Scenarios' tab have been moved into their own tabs, or integrated into other tabs: - The section titled, "Capacity of Proposed Generation Resources Based on Interconnection Milestone Status" is now the only section in the 'Planned Resource Scenarios' tab; the individual planned resource scenario line items have been expanded into tables representing condensed versions of the Summer Summary tab - The Unconfirmed Retirements section was moved into its own tab (Unconfirmed Retirement Capacity) - The summer and winter summary tabs now include all 10 years of forecast data

## Definitions
Definitions
Available Mothballed Capacity based on Owner's Return Probability
Mothballed capacity with a return-to-service probability of 50% or greater for a given season of the year, as provided by its owner, constitutes available mothballed generation. Return probabilities for individual units are considered protected information under the ERCOT Protocols and therefore are not included in this report.
Capacity Pending Retirement
Announced retired capacity that is undergoing ERCOT grid reliability reviews pursuant to Nodal Protocol Section 3.14.1.2
Decommissioned Generation Resource
A Generation Resource for which a Resource Entity has submitted a Notification of Suspension of Operations (NSO) or a Notification of Change of Generation Resource Designation (NCGRD), for which ERCOT has declined to execute a Reliability Must-Run (RMR) Agreement, and which has been decommissioned and permanently retired.
Distribution Resource Types:
Settlement Only Distribution Generator (SODG)
A generator that is connected to the Distribution System with a rating of: (1) One MW or less that chooses to register as an SODG; or (2) Greater than one and up to ten MW that is capable of providing a net export to the ERCOT System and does not register as a Distribution Generation Resource (DGR). SODGs are settled for exported energy only, but may not participate in the Ancillary Services market, Reliability Unit Commitment (RUC), Security-Constrained Economic Dispatch (SCED), or make energy offers. SODGs are listed in the SummerCapacities and WinterCapacities with a DG_ prefix in the UNIT CODE column
Distribution Generation Resource (DGR)
A Generation Resource connected to the Distribution System that is either: (1) Greater than ten MW and not registered with the Public Utility Commission of Texas (PUCT) as a self-generator; or (2) Ten MW or less that chooses to register as a Generation Resource to participate in the ERCOT markets. DGRs must be registered with ERCOT in accordance with Planning Guide Section 6.8.2, Resource Registration Process, and will be modeled in ERCOT systems in accordance with Section 3.10.7.2, Modeling of Resources and Transmission Loads. DGRs are listed in the SummerCapacities and WinterCapacities tabs with a (DGR) suffix in the UNIT NAME column
Emergency Response Service
ERCOT uses the methodology specified in Protocol Section 3.2.6.2.1, Peak Load Estimate, to derive the ERS capacity forecast for future years. The Current Year for the calculations is defined as the latest year for which ERS has been procured. The ERS capacity amounts are grossed up by 2% to reflect avoided transmission line losses.
Energy Efficiency Program Savings Forecast
ERCOT's energy efficiency forecast uses the PUCT's annual verified energy efficiency program savings estimates as the starting point. (See the definition for verified energy efficiency program savings below.) Savings from TDSP standard offer load management programs are not included in the ERCOT energy efficiency forecast. ERCOT computes the historical average annual verified savings, but excludes 2017 from the calculation due to Hurricane Harvey load impacts. (For prior forecasts, ERCOT used a formula based on the State energy efficiency goals in Utilities Code Section 39.905. Since the impacts of the goals were assumed to accumulate for just seven years from the time that the goals must be first met (2013), ERCOT no longer uses the goal-based forecasting approach.) Finally, ERCOT incorporates annual energy efficiency estimates from municipal utilities and electric cooperatives provided to the State Energy Conservation Office (SECO). Annual SECO report submission by these entities is required under S.B. No. 924. If annual reports for the previous calendar year are not available at the time the CDR is prepared, ERCOT incorporates report data for the most recently available reporting year. The energy efficiency capacity amounts are grossed up by a factor representing avoided transmission and distribution line losses. The factor is currently 1.076, reflecting 2% for avoided transmission losses and 5.6% for avoided distribution losses. The loss percentages are based on transmission and distribution loss factors posted to ERCOT's MIS website.
Energy Emergency Alert (EEA)
An ERCOT EEA declaration is made when operating reserves and system frequency drop below established severity levels (Levels 1, 2 and 3) and reserves are not projected to recover within 30 minutes unless certain actions are taken. An EEA declaration initiates an orderly, predetermined procedure for maximizing the use of available Resources, including the use of voluntary load reduction programs that are only available under EEA operations. Only under the most severe EEA level, would ERCOT direct Transmission and Distribution Service Providers to start shedding Load on a rotating basis in order to maintain system reliability and integrity. See Nodal Protocol Section 6.5.9.4, Energy Emergency Alert, for more details.
Forecast Zone
The CDR report uses Forecast Zones to identify the geographical location of generation resources. Forecast Zones generally have the same boundaries as the 2003 Congestion Management Zones with the following exceptions: A) Panhandle Zone for resources in the Texas Panhandle counties and outside the 2003 Congestion Management Zones, and B) Coastal Zone for resources in 11 counties along the Texas Gulf Coast and formerly in the South Zone of the 2003 Congestion Management Zones. There are six Forecast Zones: Coastal, Houston, North, Panhandle, South, and West. Note that the CDR Forecast Zones are only used for resource adequacy reporting and are distinct from other ERCOT geographical reporting schemes used for planning, operational, or data reporting purposes.
Full Interconnection Study (FIS)
The set of studies conducted by a Transmission Service Provider (TSP) for the purpose of identifying any electric system improvements or enhancements required to reliably interconnect a new All-Inclusive Generation Resource consistent with the provisions of Planning Guide Section 5, Generation Resource Interconnection or Change Request. These studies may include steady-state studies, system protection (short-circuit) studies, dynamic and transient stability studies, facility studies, and sub-synchronous oscillation studies.
Inactive Projects
Per Planning Guide Section 5.7.6, a proposed Resource shall be given the status of “Inactive” if the Resource has not met the conditions for inclusion in the ERCOT planning models, as specified in Section 6.9, Addition of Proposed Generation to the Planning Models, within two years of the date on which ERCOT posts the final FIS studies for the Resource to the MIS Secure Area. A developer may also elect Inactive status and stop any interconnection studies in process at its own discretion. When an Inactive Resource subsequently meets the requirements of Section 6.9, it shall be added to the planning models and the status changed back to Planned. If a Resource has been Inactive for five years, ERCOT may cancel the project pursuant to Planning Guide Section 5.7.7, Cancellation of a Project Due to Failure to Comply with Requirements. According to ERCOT Nodal Protocol rules (NPRR980), Inactive planned projects are excluded from the CDR's reserve margin calculations.
Mothballed Unit
A generation resource for which a generation entity has submitted a Notification of Suspension of Operations, for which ERCOT has declined to execute an RMR agreement, and for which the generation entity has not announced retirement of the generation resource. A seasonal mothballed unit is one in which the generation entity requests a seasonal operation period that must include the summer Peak Load Season, June 1 through September 30.
LRs (Load Resources)
Load capable of reducing or increasing the need for electrical energy or providing Ancillary Services to the ERCOT System, as described in the ERCOT Protocols, Section 6, Ancillary Services. These Resources may provide the following Ancillary Services: Responsive Reserve Service, Non-Spinning Reserve Service, Replacement Reserve Service, and Regulation Service. The Resources must be registered and qualified by ERCOT and will be scheduled by a Qualified Scheduling Entity (QSE). LR capacity has been grossed up by 2% to reflect avoided transmission line losses.
Mothballed Capacity
Capacity that is designated as mothballed by a generating unit's owner as described above, and which is not available for operations during the summer Peak Load Season (June, July, August and September) or winter Peak Load Season (December, January and February).
Peak Load Seasons
Summer months are June, July, August, and September; winter months are December, January, and February.
Private Use Networks
An electric network connected to the ERCOT transmission grid that contains load that is not directly metered by ERCOT (i.e., load that is typically netted with internal generation).
Non-Synchronous Tie
Any non-synchronous transmission interconnection between ERCOT and non-ERCOT electric power systems.
Reliability Must-Run (RMR) Unit
A generation resource unit operated under the terms of an agreement with ERCOT that would not otherwise be operated except that they are necessary to provide voltage support, stability or management of localized transmission constraints under first contingency criteria.
Signed SGIA (Standard Generation Interconnection Agreement)
An agreement that sets forth requirements for physical connection between an eligible transmission service customer and a transmission or distribution service provider.
Switchable Generation Resource (SWGR)
A generation resource that can be connected to either the ERCOT transmission grid or a grid outside the ERCOT Region.
Synchronized but not Approved for Commerical Operations Capacity
These units have met requirements to Energize Equipment (Part 1 of Generator Commissioning Checklist): provided latest model data, verified Voltage Ride-Through capability and communication capabilities specified by ERCOT Operating Guides are in place. Output for these resources is not limited once they have passed a curtailment test and the project developer has submitted an attestation for the following plant controls: Automatic Voltage Regulator (AVR), Primary Frequency Response (PFR), Voltage Support Service (VSS), and Power System Stabilizer (PSS). A Synchronized unit get approved for Commerical Operations after the plant controls have been verified by ERCOT. More information on Synchronized units can be found in the Resource Interconnection Handbook pages 24 – 33.http://www.ercot.com/content/wcm/lists/168284/Resource_Interconnection_Handbook_v1.91_01082021.docx
TDSP Standard Offer Load Management Programs
For the May releases of the CDR report, ERCOT uses the megawatt amount of verified peak load capacity reductions, adjusted for avoided transmission losses, due to TDSP Standard Offcer load management programs that are reported by electric utilities in the ERCOT Region to the Public Utility Commission of Texas. The reported amounts are for the most current reporting year, which is the calendar year prior to the year during which the May CDR is prepared. (For example, the May 2019 CDR report used verified program savings for the 2018 reporting year.) For the December CDR releases, ERCOT uses TDSP data received for the current load management program year, which is more timely than the verified savings estimates provided to the PUCT. The data obtained from the TDSPs reflect verified program performance for the summer based on testing, and is adjusted for avoided transmission losses.
Unconfirmed Retirement
A Generation Resource for which a public announcement of the intent to permanently shut the unit down has been released, but a Notice of Suspension of Operations for the unit has not been received by ERCOT. This is an informal definition that is not currently included in the Nodal Protocols or Other Binding Documents. The criteria for classifying a Generation Resource as an Unconfirmed Retirement include the following: a. A specific retirement date is cited in the announcement, or other timing information is given that indicates the unit will be unavailable as of June 1 of a CDR Reporting Year. b. The announcement, with follow-up inquiry by ERCOT, does not indicate that retirement timing is highly speculative.
Verified Energy Efficiency Program Savings
The total megawatt (MW) amount of verified peak load capacity reductions due to residential and commercial sector energy efficiency incentive programs that are reported by electric utilities in the ERCOT Region to the Public Utility Commission of Texas. See Utilities Code Section 39.905. Note that savings from TDSP standard offer load management programs are not included in the ERCOT energy efficiency forecast, but rather handled as a separate reporting line item.
Wind Peak Average Capacity Contribution
The seasonal net capacity rating of wind resources multiplied by the Seasonal Peak Average Capacity Percentage for the Coastal, Panhandle and Other CDR reporting regions.
Wind Seasonal Peak Average Capacity Percentage
The average wind capacity available for the summer and winter Peak Load Seasons for a CDR reporting region (Coastal, Panhandle, Other) divided by the installed capacity for the region, expressed as a percentage. Details for the derivation of the percentages are outlined in ERCOT Protocol Section 3.2.6.2.2 (see http://www.ercot.com/content/wcm/current_guides/53528/03-110119_Nodal.docx).
Wind Regions: Coastal, Panhandle, and Other
Wind Generation Resources (WGRs) are classified into regions based on the county that contains their Point of Interconnection (POI). The Coastal region is defined as the following counties along the Gulf Coast: Aransas, Brazoria, Calhoun, Cameron, Kenedy, Kleberg, Matagorda, Nueces, Refugio, San Patricio, and Willacy. The Panhandle region is defined as the following counties: Armstrong, Bailey, Briscoe, Carson, Castro, Childress, Cochran, Collingsworth, Crosby, Dallam, Deaf Smith, Dickens, Donley, Floyd, Gray, Hale, Hall, Hansford, Hartley, Hemphill, Hockley, Hutchinson, Lamb, Lipscomb, Lubbock, Moore, Motley, Ochiltree, Oldham, Parmer, Potter, Randall, Roberts, Sherman, Swisher, and Wheeler. The "Other" WInd Region consists of all other counties in the ERCOT Region. The assigned Wind Region for each WGR is indicated as "WIND-C," "WIND-P," or "WIND-O" in the Fuel columns of the summer/winter Capacities tabs.

## Executive_Summary
CDR Report - Executive Summary
CDR Report Background
The main purpose of the CDR report is to provide 10-year forecasted Planning Reserve Margins for the ERCOT summer and winter Peak Load Seasons (June through September, and December through February, respectively). The Planning Reserve Margin represents the percentage of resource capacity, in excess of firm electricity demand, available to cover uncertainty in future demand, generator availability and new resource supply. Firm demand accounts for potential load reductions available through interruptible load programs controlled by ERCOT. The methodologies used to develop Planning Reserve Margins and other elements of the CDR report are outlined in the ERCOT Nodal Protocols, Section 3.2.6 (https://www.ercot.com/files/docs/2021/12/02/03-120121_Nodal.docx). ERCOT's load forecasts are based on normal weather conditions and determined by the methodologies described in the 2022 Long-Term Load Forecast Report expected to be posted in January 2022 on the ERCOT website.
Highlights
The forecasted peak demand for summer 2022 is 78,084 MW, while the firm peak demand is 74,977 MW. The winter 2022-2023 peak demand forecast is 64,961 MW, whereas the firm peak demand forecast is 62,119 MW.
The Planning Reserve Margin for summer 2022 is forecasted to be 23.9%. This is 4.9 percentage points lower than the 28.8% margin for summer 2022 reported in the May 2021 CDR report. This decrease is due mainly to delays of planned projects that were previously expected to be in service by July 1, 2022. (Resource data comes from generation capacity developers and owners as reported in ERCOT's Resource Integration and Ongoing Operations (RIOO) system, as well as other data collection mechanisms described in the ERCOT Protocols)
Planned resource capacity expected for the 2022 summer peak demand totals 3,224 MW. This includes 762 MW of summer-rated gas-fired resources, 363 MW of wind resources, and 2,099 MW of solar resources. These amounts of solar and wind capacity are what ERCOT expects to be available on an average basis during peak demand hours (the peak average capacity contribution).
The May 2021 CDR showed 16,513 MW of planned resource capacity expected for the 2022 summer peak demand. The significant drop seen in this CDR report is due to (1) delays of planned solar projects and (2) the new practice of classifying projects approved for grid synchronization as operational rather than planned resources.
Developers also anticipate adding 1,474 MW of battery storage capacity for summer 2022. This storage capacity is currently assumed to provide grid reliability services (Ancillary Services) for short periods of time rather than to support customer demand on a sustained basis during peak demand hours. Therefore, ERCOT assigns no capacity value to this resource for the reserve margin calculations.
ERCOT has approved resources totaling 8,288 MW of installed capacity for commercial operations since the May 2021 CDR. An additional 8,082 MW of installed capacity has been approved for synchronization to the ERCOT Grid and is waiting for commercial operations approval. Lastly, 8,465 MW of planned installed capacity became eligible for inclusion in the CDR reports. These resources can be found in the Changes tab of the report.

## SummerSummary
Report on the Capacity, Demand and Reserves in the ERCOT Region
Summer Summary: 2022-2031
These columns indicate the impact of not adding any new resources during the latter half of the CDR forecast period. Project developers typically submit interconnection requests no more than two to four years before the facilities are expected to enter commercial operations.
Load Forecast, MW: |  | 2022 | 2023 | 2024 | 2025 | 2026 | 2027 | 2028 | 2029 | 2030 | 2031
| Summer Peak Demand (based on normal weather) | 78083.676 | 79857.4456 | 81239.1893 | 82408.3956 | 83573.5333 | 84505.9395 | 85390.9363 | 86254.2664 | 87068.3848 | 87853.1469
| plus: Energy Efficiency Program Savings Forecast | 2800.6584 | 3221.0612 | 3642.54 | 4062.9428 | 4483.3455 | 4903.7483 | 5324.1511 | 5744.5539 | 6164.9566 | 6585.3594
| Total Summer Peak Demand (before Reductions from Energy Efficiency Programs) | 80884.3344 | 83078.5069 | 84881.7293 | 86471.3383 | 88056.8788 | 88519.6701 | 89685.8429 | 90839.2271 | 91985.0988 | 93108.5611
| less: Incremental Rooftop PV Forecast | -350.9185 | -528.8203 | -685.5708 | -827.0546 | -967.7748 | -1107.8746 | -1244.8327 | -1376.1367 | -1499.0522 | -1619.9341
| less: Load Resources providing Responsive Reserves | -1591.2 | -1591.2 | -1591.2 | -1591.2 | -1591.2 | -1591.2 | -1591.2 | -1591.2 | -1591.2 | -1591.2
| less: Load Resources providing Non-Spinning Reserves | 0 | 0 | 0 | 0 | 0 | 0 | 0 | 0 | 0 | 0
| less: Emergency Response Service (10- and 30-min ramp products) | -894.5706 | -925.0992 | -925.0992 | -925.0992 | -925.0992 | -925.0992 | -925.0992 | -925.0992 | -925.0992 | -925.0992
| less: TDSP Standard Offer Load Management Programs | -269.994 | -269.994 | -269.994 | -269.994 | -269.994 | -269.994 | -269.994 | -269.994 | -269.994 | -269.994
| less: Energy Efficiency Program Savings Forecast | -2800.6584 | -3221.0612 | -3642.54 | -4062.9428 | -4483.3455 | -4903.7483 | -5324.1511 | -5744.5539 | -6164.9566 | -6585.3594
| Firm Peak Load, MW | 74976.9929 | 76542.3322 | 77767.3253 | 78795.0477 | 79819.4653 | 79721.7541 | 80330.5658 | 80932.2434 | 81534.7967 | 82116.9743
Resources, MW: |  | 2022 | 2023 | 2024 | 2025 | 2026 | 2027 | 2028 | 2029 | 2030 | 2031
| Installed Summer-rated Capacity, Thermal | 64429.0054 | 64429.0054 | 64429.0054 | 64429.0054 | 64429.0054 | 64429.0054 | 64429.0054 | 64429.0054 | 64429.0054 | 64429.0054
| Hydroelectric, Peak Average Capacity Contribution (83% of installed capacity) | 480.399 | 480.399 | 480.399 | 480.399 | 480.399 | 480.399 | 480.399 | 480.399 | 480.399 | 480.399
| Switchable Capacity | 3490 | 3490 | 3490 | 3490 | 3490 | 3490 | 3490 | 3490 | 3490 | 3490
| less: Switchable Capacity Unavailable to ERCOT | -542 | -542 | -542 | -542 | -542 | -542 | -542 | -542 | -542 | -542
| Available Mothballed Capacity | 365 | 365 | 365 | 365 | 365 | 365 | 365 | 365 | 365 | 365
| Capacity from Private Use Networks | 3340 | 3290 | 3290 | 3290 | 3290 | 3285 | 3285 | 3285 | 3285 | 3285
| Coastal Wind, Peak Average Capacity Contribution (57% of installed capacity) | 2814.375 | 2814.375 | 2814.375 | 2814.375 | 2814.375 | 2814.375 | 2814.375 | 2814.375 | 2814.375 | 2814.375
| Panhandle Wind, Peak Average Capacity Contribution (30% of installed capacity) | 1322.31 | 1322.31 | 1322.31 | 1322.31 | 1322.31 | 1322.31 | 1322.31 | 1322.31 | 1322.31 | 1322.31
| Other Wind, Peak Average Capacity Contribution (20% of installed capacity) | 4917.08 | 4917.08 | 4917.08 | 4917.08 | 4917.08 | 4917.08 | 4917.08 | 4917.08 | 4917.08 | 4917.08
| Solar Utility-Scale, Peak Average Capacity Contribution (81% of installed capacity) | 8193.474 | 8193.474 | 8193.474 | 8193.474 | 8193.474 | 8193.474 | 8193.474 | 8193.474 | 8193.474 | 8193.474
| Storage, Peak Average Capacity Contribution (0% of installed capacity) | 0 | 0 | 0 | 0 | 0 | 0 | 0 | 0 | 0 | 0
| RMR Capacity to be under Contract | 0 | 0 | 0 | 0 | 0 | 0 | 0 | 0 | 0 | 0
| Capacity Pending Retirement | 0 | 0 | 0 | 0 | 0 | 0 | 0 | 0 | 0 | 0
| Operational Generation Capacity, MW | 88809.6434 | 88759.6434 | 88759.6434 | 88759.6434 | 88759.6434 | 88754.6434 | 88754.6434 | 88754.6434 | 88754.6434 | 88754.6434
| Non-Synchronous Ties (Based on average net import contribution during summer 2019 EEA events) | 849.974 | 849.974 | 849.974 | 849.974 | 849.974 | 849.974 | 849.974 | 849.974 | 849.974 | 849.974
| Planned Resources (not wind, solar or storage) with Signed IA, Air Permits and Adequate Water Supplies | 761.8 | 821.8 | 821.8 | 821.8 | 821.8 | 821.8 | 821.8 | 821.8 | 821.8 | 821.8
| Planned Coastal Wind with Signed IA, Peak Average Capacity Contribution (57% of installed capacity) | 114.114 | 285.969 | 413.535 | 413.535 | 413.535 | 413.535 | 413.535 | 413.535 | 413.535 | 413.535
| Planned Panhandle Wind with Signed IA, Peak Average Capacity Contribution (30% of installed capacity) | 0 | 248.19 | 248.19 | 248.19 | 248.19 | 248.19 | 248.19 | 248.19 | 248.19 | 248.19
| Planned Other Wind with Signed IA, Peak Average Capacity Contribution (20% of installed capacity) | 249.25 | 860.21 | 902.01 | 902.01 | 902.01 | 902.01 | 902.01 | 902.01 | 902.01 | 902.01
| Planned Solar Utility-Scale, Peak Average Capacity Contribution (81% of installed capacity) | 2099.277 | 14858.4456 | 18183.5766 | 18526.1256 | 18688.1256 | 18688.1256 | 18688.1256 | 18688.1256 | 18688.1256 | 18688.1256
| Planned Storage, Peak Average Capacity Contribution (0% of installed capacity) | 0 | 0 | 0 | 0 | 0 | 0 | 0 | 0 | 0 | 0
| Planned Generation Capacity, MW | 3224.441 | 17074.6146 | 20569.1116 | 20911.6606 | 21073.6606 | 21073.6606 | 21073.6606 | 21073.6606 | 21073.6606 | 21073.6606
| Total Capacity, MW | 92884.0584 | 106684.232 | 110178.729 | 110521.278 | 110683.278 | 110678.278 | 110678.278 | 110678.278 | 110678.278 | 110678.278
| Reserve Margin | 23.88% | 39.38% | 41.68% | 40.26% | 38.67% | 38.83% | 37.78% | 36.75% | 35.74% | 34.78%
(Total Resources - Firm Load Forecast) / Firm Load Forecast

## SummerCapacities
Unit Megawatt Capacities - Summer
| UNIT NAME | GENERATION INTERCONNECTION PROJECT CODE | UNIT CODE | COUNTY | FUEL | ZONE | IN SERVICE | 2022 | 2023 | 2024 | 2025 | 2026 | 2027 | 2028 | 2029 | 2030 | 2031
Operational Resources (Thermal)
4 | COMANCHE PEAK U1 |  | CPSES_UNIT1 | SOMERVELL | NUCLEAR | NORTH | 1990 | 1205 | 1205 | 1205 | 1205 | 1205 | 1205 | 1205 | 1205 | 1205 | 1205
5 | COMANCHE PEAK U2 |  | CPSES_UNIT2 | SOMERVELL | NUCLEAR | NORTH | 1993 | 1195 | 1195 | 1195 | 1195 | 1195 | 1195 | 1195 | 1195 | 1195 | 1195
6 | SOUTH TEXAS U1 |  | STP_STP_G1 | MATAGORDA | NUCLEAR | COASTAL | 1988 | 1293.2 | 1293.2 | 1293.2 | 1293.2 | 1293.2 | 1293.2 | 1293.2 | 1293.2 | 1293.2 | 1293.2
7 | SOUTH TEXAS U2 |  | STP_STP_G2 | MATAGORDA | NUCLEAR | COASTAL | 1989 | 1280 | 1280 | 1280 | 1280 | 1280 | 1280 | 1280 | 1280 | 1280 | 1280
8 | COLETO CREEK |  | COLETO_COLETOG1 | GOLIAD | COAL | SOUTH | 1980 | 655 | 655 | 655 | 655 | 655 | 655 | 655 | 655 | 655 | 655
9 | FAYETTE POWER U1 |  | FPPYD1_FPP_G1 | FAYETTE | COAL | SOUTH | 1979 | 604 | 604 | 604 | 604 | 604 | 604 | 604 | 604 | 604 | 604
10 | FAYETTE POWER U2 |  | FPPYD1_FPP_G2 | FAYETTE | COAL | SOUTH | 1980 | 599 | 599 | 599 | 599 | 599 | 599 | 599 | 599 | 599 | 599
11 | FAYETTE POWER U3 |  | FPPYD2_FPP_G3 | FAYETTE | COAL | SOUTH | 1988 | 437 | 437 | 437 | 437 | 437 | 437 | 437 | 437 | 437 | 437
12 | J K SPRUCE U1 |  | CALAVERS_JKS1 | BEXAR | COAL | SOUTH | 1992 | 560 | 560 | 560 | 560 | 560 | 560 | 560 | 560 | 560 | 560
13 | J K SPRUCE U2 |  | CALAVERS_JKS2 | BEXAR | COAL | SOUTH | 2010 | 785 | 785 | 785 | 785 | 785 | 785 | 785 | 785 | 785 | 785
14 | LIMESTONE U1 |  | LEG_LEG_G1 | LIMESTONE | COAL | NORTH | 1985 | 824 | 824 | 824 | 824 | 824 | 824 | 824 | 824 | 824 | 824
15 | LIMESTONE U2 |  | LEG_LEG_G2 | LIMESTONE | COAL | NORTH | 1986 | 836 | 836 | 836 | 836 | 836 | 836 | 836 | 836 | 836 | 836
16 | MARTIN LAKE U1 |  | MLSES_UNIT1 | RUSK | COAL | NORTH | 1977 | 800 | 800 | 800 | 800 | 800 | 800 | 800 | 800 | 800 | 800
17 | MARTIN LAKE U2 |  | MLSES_UNIT2 | RUSK | COAL | NORTH | 1978 | 805 | 805 | 805 | 805 | 805 | 805 | 805 | 805 | 805 | 805
18 | MARTIN LAKE U3 |  | MLSES_UNIT3 | RUSK | COAL | NORTH | 1979 | 805 | 805 | 805 | 805 | 805 | 805 | 805 | 805 | 805 | 805
19 | OAK GROVE SES U1 |  | OGSES_UNIT1A | ROBERTSON | COAL | NORTH | 2010 | 855 | 855 | 855 | 855 | 855 | 855 | 855 | 855 | 855 | 855
20 | OAK GROVE SES U2 |  | OGSES_UNIT2 | ROBERTSON | COAL | NORTH | 2011 | 855 | 855 | 855 | 855 | 855 | 855 | 855 | 855 | 855 | 855
21 | SAN MIGUEL U1 |  | SANMIGL_G1 | ATASCOSA | COAL | SOUTH | 1982 | 391 | 391 | 391 | 391 | 391 | 391 | 391 | 391 | 391 | 391
22 | SANDY CREEK U1 |  | SCES_UNIT1 | MCLENNAN | COAL | NORTH | 2013 | 932.6 | 932.6 | 932.6 | 932.6 | 932.6 | 932.6 | 932.6 | 932.6 | 932.6 | 932.6
23 | TWIN OAKS U1 |  | TNP_ONE_TNP_O_1 | ROBERTSON | COAL | NORTH | 1990 | 155 | 155 | 155 | 155 | 155 | 155 | 155 | 155 | 155 | 155
24 | TWIN OAKS U2 |  | TNP_ONE_TNP_O_2 | ROBERTSON | COAL | NORTH | 1991 | 155 | 155 | 155 | 155 | 155 | 155 | 155 | 155 | 155 | 155
25 | W A PARISH U5 |  | WAP_WAP_G5 | FORT BEND | COAL | HOUSTON | 1977 | 664 | 664 | 664 | 664 | 664 | 664 | 664 | 664 | 664 | 664
26 | W A PARISH U6 |  | WAP_WAP_G6 | FORT BEND | COAL | HOUSTON | 1978 | 663 | 663 | 663 | 663 | 663 | 663 | 663 | 663 | 663 | 663
27 | W A PARISH U7 |  | WAP_WAP_G7 | FORT BEND | COAL | HOUSTON | 1980 | 577 | 577 | 577 | 577 | 577 | 577 | 577 | 577 | 577 | 577
28 | W A PARISH U8 |  | WAP_WAP_G8 | FORT BEND | COAL | HOUSTON | 1982 | 610 | 610 | 610 | 610 | 610 | 610 | 610 | 610 | 610 | 610
29 | ARTHUR VON ROSENBERG 1 CTG 1 |  | BRAUNIG_AVR1_CT1 | BEXAR | GAS-CC | SOUTH | 2000 | 164 | 164 | 164 | 164 | 164 | 164 | 164 | 164 | 164 | 164
30 | ARTHUR VON ROSENBERG 1 CTG 2 |  | BRAUNIG_AVR1_CT2 | BEXAR | GAS-CC | SOUTH | 2000 | 164 | 164 | 164 | 164 | 164 | 164 | 164 | 164 | 164 | 164
31 | ARTHUR VON ROSENBERG 1 STG |  | BRAUNIG_AVR1_ST | BEXAR | GAS-CC | SOUTH | 2000 | 190 | 190 | 190 | 190 | 190 | 190 | 190 | 190 | 190 | 190
32 | ATKINS CTG 7 |  | ATKINS_ATKINSG7 | BRAZOS | GAS-GT | NORTH | 1973 | 18 | 18 | 18 | 18 | 18 | 18 | 18 | 18 | 18 | 18
33 | BARNEY M DAVIS CTG 3 |  | B_DAVIS_B_DAVIG3 | NUECES | GAS-CC | COASTAL | 2010 | 157 | 157 | 157 | 157 | 157 | 157 | 157 | 157 | 157 | 157
34 | BARNEY M DAVIS CTG 4 |  | B_DAVIS_B_DAVIG4 | NUECES | GAS-CC | COASTAL | 2010 | 157 | 157 | 157 | 157 | 157 | 157 | 157 | 157 | 157 | 157
35 | BARNEY M DAVIS STG 1 |  | B_DAVIS_B_DAVIG1 | NUECES | GAS-ST | COASTAL | 1974 | 292 | 292 | 292 | 292 | 292 | 292 | 292 | 292 | 292 | 292
36 | BARNEY M DAVIS STG 2 |  | B_DAVIS_B_DAVIG2 | NUECES | GAS-CC | COASTAL | 1976 | 319 | 319 | 319 | 319 | 319 | 319 | 319 | 319 | 319 | 319
37 | BASTROP ENERGY CENTER CTG 1 | 21INR0541 | BASTEN_GTG1100 | BASTROP | GAS-CC | SOUTH | 2002 | 150 | 150 | 150 | 150 | 150 | 150 | 150 | 150 | 150 | 150
38 | BASTROP ENERGY CENTER CTG 2 | 21INR0541 | BASTEN_GTG2100 | BASTROP | GAS-CC | SOUTH | 2002 | 150 | 150 | 150 | 150 | 150 | 150 | 150 | 150 | 150 | 150
39 | BASTROP ENERGY CENTER STG | 21INR0541 | BASTEN_ST0100 | BASTROP | GAS-CC | SOUTH | 2002 | 233 | 233 | 233 | 233 | 233 | 233 | 233 | 233 | 233 | 233
40 | BOSQUE ENERGY CENTER CTG 1 |  | BOSQUESW_BSQSU_1 | BOSQUE | GAS-CC | NORTH | 2000 | 143 | 143 | 143 | 143 | 143 | 143 | 143 | 143 | 143 | 143
41 | BOSQUE ENERGY CENTER CTG 2 |  | BOSQUESW_BSQSU_2 | BOSQUE | GAS-CC | NORTH | 2000 | 143 | 143 | 143 | 143 | 143 | 143 | 143 | 143 | 143 | 143
42 | BOSQUE ENERGY CENTER CTG 3 |  | BOSQUESW_BSQSU_3 | BOSQUE | GAS-CC | NORTH | 2001 | 145 | 145 | 145 | 145 | 145 | 145 | 145 | 145 | 145 | 145
43 | BOSQUE ENERGY CENTER STG 4 |  | BOSQUESW_BSQSU_4 | BOSQUE | GAS-CC | NORTH | 2001 | 79.5 | 79.5 | 79.5 | 79.5 | 79.5 | 79.5 | 79.5 | 79.5 | 79.5 | 79.5
44 | BOSQUE ENERGY CENTER STG 5 |  | BOSQUESW_BSQSU_5 | BOSQUE | GAS-CC | NORTH | 2009 | 213.5 | 213.5 | 213.5 | 213.5 | 213.5 | 213.5 | 213.5 | 213.5 | 213.5 | 213.5
45 | BRAZOS VALLEY CTG 1 |  | BVE_UNIT1 | FORT BEND | GAS-CC | HOUSTON | 2003 | 149.7 | 149.7 | 149.7 | 149.7 | 149.7 | 149.7 | 149.7 | 149.7 | 149.7 | 149.7
46 | BRAZOS VALLEY CTG 2 |  | BVE_UNIT2 | FORT BEND | GAS-CC | HOUSTON | 2003 | 149.7 | 149.7 | 149.7 | 149.7 | 149.7 | 149.7 | 149.7 | 149.7 | 149.7 | 149.7
47 | BRAZOS VALLEY STG 3 |  | BVE_UNIT3 | FORT BEND | GAS-CC | HOUSTON | 2003 | 257.9 | 257.9 | 257.9 | 257.9 | 257.9 | 257.9 | 257.9 | 257.9 | 257.9 | 257.9
48 | CALENERGY-FALCON SEABOARD CTG 1 |  | FLCNS_UNIT1 | HOWARD | GAS-CC | WEST | 1987 | 75 | 75 | 75 | 75 | 75 | 75 | 75 | 75 | 75 | 75
49 | CALENERGY-FALCON SEABOARD CTG 2 |  | FLCNS_UNIT2 | HOWARD | GAS-CC | WEST | 1987 | 75 | 75 | 75 | 75 | 75 | 75 | 75 | 75 | 75 | 75
50 | CALENERGY-FALCON SEABOARD STG 3 |  | FLCNS_UNIT3 | HOWARD | GAS-CC | WEST | 1988 | 70 | 70 | 70 | 70 | 70 | 70 | 70 | 70 | 70 | 70
51 | CALHOUN (PORT COMFORT) CTG 1 |  | CALHOUN_UNIT1 | CALHOUN | GAS-GT | COASTAL | 2017 | 44 | 44 | 44 | 44 | 44 | 44 | 44 | 44 | 44 | 44
52 | CALHOUN (PORT COMFORT) CTG 2 |  | CALHOUN_UNIT2 | CALHOUN | GAS-GT | COASTAL | 2017 | 44 | 44 | 44 | 44 | 44 | 44 | 44 | 44 | 44 | 44
53 | CASTLEMAN CHAMON CTG 1 |  | CHAMON_CTG_0101 | HARRIS | GAS-GT | HOUSTON | 2017 | 44 | 44 | 44 | 44 | 44 | 44 | 44 | 44 | 44 | 44
54 | CASTLEMAN CHAMON CTG 2 |  | CHAMON_CTG_0301 | HARRIS | GAS-GT | HOUSTON | 2017 | 44 | 44 | 44 | 44 | 44 | 44 | 44 | 44 | 44 | 44
55 | CEDAR BAYOU 4 CTG 1 |  | CBY4_CT41 | CHAMBERS | GAS-CC | HOUSTON | 2009 | 163 | 163 | 163 | 163 | 163 | 163 | 163 | 163 | 163 | 163
56 | CEDAR BAYOU 4 CTG 2 |  | CBY4_CT42 | CHAMBERS | GAS-CC | HOUSTON | 2009 | 163 | 163 | 163 | 163 | 163 | 163 | 163 | 163 | 163 | 163
57 | CEDAR BAYOU 4 STG |  | CBY4_ST04 | CHAMBERS | GAS-CC | HOUSTON | 2009 | 178 | 178 | 178 | 178 | 178 | 178 | 178 | 178 | 178 | 178
58 | CEDAR BAYOU STG 1 |  | CBY_CBY_G1 | CHAMBERS | GAS-ST | HOUSTON | 1970 | 745 | 745 | 745 | 745 | 745 | 745 | 745 | 745 | 745 | 745
59 | CEDAR BAYOU STG 2 |  | CBY_CBY_G2 | CHAMBERS | GAS-ST | HOUSTON | 1972 | 749 | 749 | 749 | 749 | 749 | 749 | 749 | 749 | 749 | 749
60 | COLORADO BEND ENERGY CENTER CTG 1 |  | CBEC_GT1 | WHARTON | GAS-CC | SOUTH | 2007 | 79.9 | 79.9 | 79.9 | 79.9 | 79.9 | 79.9 | 79.9 | 79.9 | 79.9 | 79.9
61 | COLORADO BEND ENERGY CENTER CTG 2 |  | CBEC_GT2 | WHARTON | GAS-CC | SOUTH | 2007 | 71.9 | 71.9 | 71.9 | 71.9 | 71.9 | 71.9 | 71.9 | 71.9 | 71.9 | 71.9
62 | COLORADO BEND ENERGY CENTER CTG 3 |  | CBEC_GT3 | WHARTON | GAS-CC | SOUTH | 2008 | 78.9 | 78.9 | 78.9 | 78.9 | 78.9 | 78.9 | 78.9 | 78.9 | 78.9 | 78.9
63 | COLORADO BEND ENERGY CENTER CTG 4 |  | CBEC_GT4 | WHARTON | GAS-CC | SOUTH | 2008 | 72.9 | 72.9 | 72.9 | 72.9 | 72.9 | 72.9 | 72.9 | 72.9 | 72.9 | 72.9
64 | COLORADO BEND ENERGY CENTER STG 1 |  | CBEC_STG1 | WHARTON | GAS-CC | SOUTH | 2007 | 102 | 102 | 102 | 102 | 102 | 102 | 102 | 102 | 102 | 102
65 | COLORADO BEND ENERGY CENTER STG 2 |  | CBEC_STG2 | WHARTON | GAS-CC | SOUTH | 2008 | 107 | 107 | 107 | 107 | 107 | 107 | 107 | 107 | 107 | 107
66 | COLORADO BEND II CTG 7 | 18INR0077 | CBECII_CT7 | WHARTON | GAS-CC | SOUTH | 2017 | 329.3 | 329.3 | 329.3 | 329.3 | 329.3 | 329.3 | 329.3 | 329.3 | 329.3 | 329.3
67 | COLORADO BEND II CTG 8 | 18INR0077 | CBECII_CT8 | WHARTON | GAS-CC | SOUTH | 2017 | 335 | 335 | 335 | 335 | 335 | 335 | 335 | 335 | 335 | 335
68 | COLORADO BEND II STG 9 | 18INR0077 | CBECII_STG9 | WHARTON | GAS-CC | SOUTH | 2017 | 478.4 | 478.4 | 478.4 | 478.4 | 478.4 | 478.4 | 478.4 | 478.4 | 478.4 | 478.4
69 | CVC CHANNELVIEW CTG 1 |  | CVC_CVC_G1 | HARRIS | GAS-CC | HOUSTON | 2008 | 169 | 169 | 169 | 169 | 169 | 169 | 169 | 169 | 169 | 169
70 | CVC CHANNELVIEW CTG 2 |  | CVC_CVC_G2 | HARRIS | GAS-CC | HOUSTON | 2008 | 165 | 165 | 165 | 165 | 165 | 165 | 165 | 165 | 165 | 165
71 | CVC CHANNELVIEW CTG 3 |  | CVC_CVC_G3 | HARRIS | GAS-CC | HOUSTON | 2008 | 165 | 165 | 165 | 165 | 165 | 165 | 165 | 165 | 165 | 165
72 | CVC CHANNELVIEW STG 5 |  | CVC_CVC_G5 | HARRIS | GAS-CC | HOUSTON | 2008 | 144 | 144 | 144 | 144 | 144 | 144 | 144 | 144 | 144 | 144
73 | DANSBY CTG 2 |  | DANSBY_DANSBYG2 | BRAZOS | GAS-GT | NORTH | 2004 | 45 | 45 | 45 | 45 | 45 | 45 | 45 | 45 | 45 | 45
74 | DANSBY CTG 3 |  | DANSBY_DANSBYG3 | BRAZOS | GAS-GT | NORTH | 2010 | 47 | 47 | 47 | 47 | 47 | 47 | 47 | 47 | 47 | 47
75 | DANSBY STG 1 |  | DANSBY_DANSBYG1 | BRAZOS | GAS-ST | NORTH | 1978 | 107 | 107 | 107 | 107 | 107 | 107 | 107 | 107 | 107 | 107
76 | DECKER CREEK CTG 1 |  | DECKER_DPGT_1 | TRAVIS | GAS-GT | SOUTH | 1989 | 48 | 48 | 48 | 48 | 48 | 48 | 48 | 48 | 48 | 48
77 | DECKER CREEK CTG 2 |  | DECKER_DPGT_2 | TRAVIS | GAS-GT | SOUTH | 1989 | 48 | 48 | 48 | 48 | 48 | 48 | 48 | 48 | 48 | 48
78 | DECKER CREEK CTG 3 |  | DECKER_DPGT_3 | TRAVIS | GAS-GT | SOUTH | 1989 | 48 | 48 | 48 | 48 | 48 | 48 | 48 | 48 | 48 | 48
79 | DECKER CREEK CTG 4 |  | DECKER_DPGT_4 | TRAVIS | GAS-GT | SOUTH | 1989 | 48 | 48 | 48 | 48 | 48 | 48 | 48 | 48 | 48 | 48
80 | DECORDOVA CTG 1 |  | DCSES_CT10 | HOOD | GAS-GT | NORTH | 1990 | 69 | 69 | 69 | 69 | 69 | 69 | 69 | 69 | 69 | 69
81 | DECORDOVA CTG 2 |  | DCSES_CT20 | HOOD | GAS-GT | NORTH | 1990 | 69 | 69 | 69 | 69 | 69 | 69 | 69 | 69 | 69 | 69
82 | DECORDOVA CTG 3 |  | DCSES_CT30 | HOOD | GAS-GT | NORTH | 1990 | 68 | 68 | 68 | 68 | 68 | 68 | 68 | 68 | 68 | 68
83 | DECORDOVA CTG 4 |  | DCSES_CT40 | HOOD | GAS-GT | NORTH | 1990 | 69 | 69 | 69 | 69 | 69 | 69 | 69 | 69 | 69 | 69
84 | DEER PARK ENERGY CENTER CTG 1 |  | DDPEC_GT1 | HARRIS | GAS-CC | HOUSTON | 2002 | 172 | 172 | 172 | 172 | 172 | 172 | 172 | 172 | 172 | 172
85 | DEER PARK ENERGY CENTER CTG 2 |  | DDPEC_GT2 | HARRIS | GAS-CC | HOUSTON | 2002 | 182 | 182 | 182 | 182 | 182 | 182 | 182 | 182 | 182 | 182
86 | DEER PARK ENERGY CENTER CTG 3 |  | DDPEC_GT3 | HARRIS | GAS-CC | HOUSTON | 2002 | 172 | 172 | 172 | 172 | 172 | 172 | 172 | 172 | 172 | 172
87 | DEER PARK ENERGY CENTER CTG 4 |  | DDPEC_GT4 | HARRIS | GAS-CC | HOUSTON | 2002 | 182 | 182 | 182 | 182 | 182 | 182 | 182 | 182 | 182 | 182
88 | DEER PARK ENERGY CENTER CTG 6 |  | DDPEC_GT6 | HARRIS | GAS-CC | HOUSTON | 2014 | 156 | 156 | 156 | 156 | 156 | 156 | 156 | 156 | 156 | 156
89 | DEER PARK ENERGY CENTER STG 1 |  | DDPEC_ST1 | HARRIS | GAS-CC | HOUSTON | 2002 | 287 | 287 | 287 | 287 | 287 | 287 | 287 | 287 | 287 | 287
90 | DENTON ENERGY CENTER IC A |  | DEC_AGR_A | DENTON | GAS-IC | NORTH | 2018 | 56.5 | 56.5 | 56.5 | 56.5 | 56.5 | 56.5 | 56.5 | 56.5 | 56.5 | 56.5
91 | DENTON ENERGY CENTER IC B |  | DEC_AGR_B | DENTON | GAS-IC | NORTH | 2018 | 56.5 | 56.5 | 56.5 | 56.5 | 56.5 | 56.5 | 56.5 | 56.5 | 56.5 | 56.5
92 | DENTON ENERGY CENTER IC C |  | DEC_AGR_C | DENTON | GAS-IC | NORTH | 2018 | 56.5 | 56.5 | 56.5 | 56.5 | 56.5 | 56.5 | 56.5 | 56.5 | 56.5 | 56.5
93 | DENTON ENERGY CENTER IC D |  | DEC_AGR_D | DENTON | GAS-IC | NORTH | 2018 | 56.5 | 56.5 | 56.5 | 56.5 | 56.5 | 56.5 | 56.5 | 56.5 | 56.5 | 56.5
94 | ECTOR COUNTY ENERGY CTG 1 |  | ECEC_G1 | ECTOR | GAS-GT | WEST | 2015 | 147 | 147 | 147 | 147 | 147 | 147 | 147 | 147 | 147 | 147
95 | ECTOR COUNTY ENERGY CTG 2 |  | ECEC_G2 | ECTOR | GAS-GT | WEST | 2015 | 147 | 147 | 147 | 147 | 147 | 147 | 147 | 147 | 147 | 147
96 | ELK STATION IC 3 |  | AEEC_ELK_3 | HALE | GAS-IC | PANHANDLE | 2016 | 190 | 190 | 190 | 190 | 190 | 190 | 190 | 190 | 190 | 190
97 | ENNIS POWER STATION CTG 2 |  | ETCCS_CT1 | ELLIS | GAS-CC | NORTH | 2002 | 204 | 204 | 204 | 204 | 204 | 204 | 204 | 204 | 204 | 204
98 | ENNIS POWER STATION STG 1 |  | ETCCS_UNIT1 | ELLIS | GAS-CC | NORTH | 2002 | 115 | 115 | 115 | 115 | 115 | 115 | 115 | 115 | 115 | 115
99 | EXTEX LAPORTE GEN STN CTG 1 |  | AZ_AZ_G1 | HARRIS | GAS-GT | HOUSTON | 2009 | 36 | 36 | 36 | 36 | 36 | 36 | 36 | 36 | 36 | 36
100 | EXTEX LAPORTE GEN STN CTG 2 |  | AZ_AZ_G2 | HARRIS | GAS-GT | HOUSTON | 2009 | 36 | 36 | 36 | 36 | 36 | 36 | 36 | 36 | 36 | 36
101 | EXTEX LAPORTE GEN STN CTG 3 |  | AZ_AZ_G3 | HARRIS | GAS-GT | HOUSTON | 2009 | 36 | 36 | 36 | 36 | 36 | 36 | 36 | 36 | 36 | 36
102 | EXTEX LAPORTE GEN STN CTG 4 |  | AZ_AZ_G4 | HARRIS | GAS-GT | HOUSTON | 2009 | 36 | 36 | 36 | 36 | 36 | 36 | 36 | 36 | 36 | 36
103 | FERGUSON REPLACEMENT CTG 1 |  | FERGCC_FERGGT1 | LLANO | GAS-CC | SOUTH | 2014 | 169 | 169 | 169 | 169 | 169 | 169 | 169 | 169 | 169 | 169
104 | FERGUSON REPLACEMENT CTG 2 |  | FERGCC_FERGGT2 | LLANO | GAS-CC | SOUTH | 2014 | 169 | 169 | 169 | 169 | 169 | 169 | 169 | 169 | 169 | 169
105 | FERGUSON REPLACEMENT STG 1 |  | FERGCC_FERGST1 | LLANO | GAS-CC | SOUTH | 2014 | 182 | 182 | 182 | 182 | 182 | 182 | 182 | 182 | 182 | 182
106 | FORNEY ENERGY CENTER CTG 11 |  | FRNYPP_GT11 | KAUFMAN | GAS-CC | NORTH | 2003 | 165 | 165 | 165 | 165 | 165 | 165 | 165 | 165 | 165 | 165
107 | FORNEY ENERGY CENTER CTG 12 |  | FRNYPP_GT12 | KAUFMAN | GAS-CC | NORTH | 2003 | 157 | 157 | 157 | 157 | 157 | 157 | 157 | 157 | 157 | 157
108 | FORNEY ENERGY CENTER CTG 13 |  | FRNYPP_GT13 | KAUFMAN | GAS-CC | NORTH | 2003 | 157 | 157 | 157 | 157 | 157 | 157 | 157 | 157 | 157 | 157
109 | FORNEY ENERGY CENTER CTG 21 |  | FRNYPP_GT21 | KAUFMAN | GAS-CC | NORTH | 2003 | 165 | 165 | 165 | 165 | 165 | 165 | 165 | 165 | 165 | 165
110 | FORNEY ENERGY CENTER CTG 22 |  | FRNYPP_GT22 | KAUFMAN | GAS-CC | NORTH | 2003 | 157 | 157 | 157 | 157 | 157 | 157 | 157 | 157 | 157 | 157
111 | FORNEY ENERGY CENTER CTG 23 |  | FRNYPP_GT23 | KAUFMAN | GAS-CC | NORTH | 2003 | 157 | 157 | 157 | 157 | 157 | 157 | 157 | 157 | 157 | 157
112 | FORNEY ENERGY CENTER STG 10 |  | FRNYPP_ST10 | KAUFMAN | GAS-CC | NORTH | 2003 | 406 | 406 | 406 | 406 | 406 | 406 | 406 | 406 | 406 | 406
113 | FORNEY ENERGY CENTER STG 20 |  | FRNYPP_ST20 | KAUFMAN | GAS-CC | NORTH | 2003 | 406 | 406 | 406 | 406 | 406 | 406 | 406 | 406 | 406 | 406
114 | FREESTONE ENERGY CENTER CTG 1 |  | FREC_GT1 | FREESTONE | GAS-CC | NORTH | 2002 | 147 | 147 | 147 | 147 | 147 | 147 | 147 | 147 | 147 | 147
115 | FREESTONE ENERGY CENTER CTG 2 |  | FREC_GT2 | FREESTONE | GAS-CC | NORTH | 2002 | 147 | 147 | 147 | 147 | 147 | 147 | 147 | 147 | 147 | 147
116 | FREESTONE ENERGY CENTER CTG 4 |  | FREC_GT4 | FREESTONE | GAS-CC | NORTH | 2002 | 145 | 145 | 145 | 145 | 145 | 145 | 145 | 145 | 145 | 145
117 | FREESTONE ENERGY CENTER CTG 5 |  | FREC_GT5 | FREESTONE | GAS-CC | NORTH | 2002 | 145 | 145 | 145 | 145 | 145 | 145 | 145 | 145 | 145 | 145
118 | FREESTONE ENERGY CENTER STG 3 |  | FREC_ST3 | FREESTONE | GAS-CC | NORTH | 2002 | 169 | 169 | 169 | 169 | 169 | 169 | 169 | 169 | 169 | 169
119 | FREESTONE ENERGY CENTER STG 6 |  | FREC_ST6 | FREESTONE | GAS-CC | NORTH | 2002 | 168 | 168 | 168 | 168 | 168 | 168 | 168 | 168 | 168 | 168
120 | FRIENDSWOOD G CTG 1 (FORMERLY TEJAS POWER GENERATION) |  | FEGC_UNIT1 | HARRIS | GAS-GT | HOUSTON | 2018 | 119 | 119 | 119 | 119 | 119 | 119 | 119 | 119 | 119 | 119
121 | GRAHAM STG 1 |  | GRSES_UNIT1 | YOUNG | GAS-ST | WEST | 1960 | 239 | 239 | 239 | 239 | 239 | 239 | 239 | 239 | 239 | 239
122 | GRAHAM STG 2 |  | GRSES_UNIT2 | YOUNG | GAS-ST | WEST | 1969 | 390 | 390 | 390 | 390 | 390 | 390 | 390 | 390 | 390 | 390
123 | GREENS BAYOU CTG 73 |  | GBY_GBYGT73 | HARRIS | GAS-GT | HOUSTON | 1976 | 56 | 56 | 56 | 56 | 56 | 56 | 56 | 56 | 56 | 56
124 | GREENS BAYOU CTG 74 |  | GBY_GBYGT74 | HARRIS | GAS-GT | HOUSTON | 1976 | 56 | 56 | 56 | 56 | 56 | 56 | 56 | 56 | 56 | 56
125 | GREENS BAYOU CTG 81 |  | GBY_GBYGT81 | HARRIS | GAS-GT | HOUSTON | 1976 | 56 | 56 | 56 | 56 | 56 | 56 | 56 | 56 | 56 | 56
126 | GREENS BAYOU CTG 82 |  | GBY_GBYGT82 | HARRIS | GAS-GT | HOUSTON | 1976 | 50 | 50 | 50 | 50 | 50 | 50 | 50 | 50 | 50 | 50
127 | GREENS BAYOU CTG 83 |  | GBY_GBYGT83 | HARRIS | GAS-GT | HOUSTON | 1976 | 56 | 56 | 56 | 56 | 56 | 56 | 56 | 56 | 56 | 56
128 | GREENS BAYOU CTG 84 |  | GBY_GBYGT84 | HARRIS | GAS-GT | HOUSTON | 1976 | 56 | 56 | 56 | 56 | 56 | 56 | 56 | 56 | 56 | 56
129 | GREENVILLE IC ENGINE PLANT IC 1 |  | STEAM_ENGINE_1 | HUNT | GAS-IC | NORTH | 2010 | 8.2 | 8.2 | 8.2 | 8.2 | 8.2 | 8.2 | 8.2 | 8.2 | 8.2 | 8.2
130 | GREENVILLE IC ENGINE PLANT IC 2 |  | STEAM_ENGINE_2 | HUNT | GAS-IC | NORTH | 2010 | 8.2 | 8.2 | 8.2 | 8.2 | 8.2 | 8.2 | 8.2 | 8.2 | 8.2 | 8.2
131 | GREENVILLE IC ENGINE PLANT IC 3 |  | STEAM_ENGINE_3 | HUNT | GAS-IC | NORTH | 2010 | 8.2 | 8.2 | 8.2 | 8.2 | 8.2 | 8.2 | 8.2 | 8.2 | 8.2 | 8.2
132 | GUADALUPE ENERGY CENTER CTG 1 |  | GUADG_GAS1 | GUADALUPE | GAS-CC | SOUTH | 2000 | 143 | 143 | 143 | 143 | 143 | 143 | 143 | 143 | 143 | 143
133 | GUADALUPE ENERGY CENTER CTG 2 |  | GUADG_GAS2 | GUADALUPE | GAS-CC | SOUTH | 2000 | 143 | 143 | 143 | 143 | 143 | 143 | 143 | 143 | 143 | 143
134 | GUADALUPE ENERGY CENTER CTG 3 |  | GUADG_GAS3 | GUADALUPE | GAS-CC | SOUTH | 2000 | 141 | 141 | 141 | 141 | 141 | 141 | 141 | 141 | 141 | 141
135 | GUADALUPE ENERGY CENTER CTG 4 |  | GUADG_GAS4 | GUADALUPE | GAS-CC | SOUTH | 2000 | 141 | 141 | 141 | 141 | 141 | 141 | 141 | 141 | 141 | 141
136 | GUADALUPE ENERGY CENTER STG 5 |  | GUADG_STM5 | GUADALUPE | GAS-CC | SOUTH | 2000 | 198 | 198 | 198 | 198 | 198 | 198 | 198 | 198 | 198 | 198
137 | GUADALUPE ENERGY CENTER STG 6 |  | GUADG_STM6 | GUADALUPE | GAS-CC | SOUTH | 2000 | 198 | 198 | 198 | 198 | 198 | 198 | 198 | 198 | 198 | 198
138 | HANDLEY STG 3 |  | HLSES_UNIT3 | TARRANT | GAS-ST | NORTH | 1963 | 395 | 395 | 395 | 395 | 395 | 395 | 395 | 395 | 395 | 395
139 | HANDLEY STG 4 |  | HLSES_UNIT4 | TARRANT | GAS-ST | NORTH | 1976 | 435 | 435 | 435 | 435 | 435 | 435 | 435 | 435 | 435 | 435
140 | HANDLEY STG 5 |  | HLSES_UNIT5 | TARRANT | GAS-ST | NORTH | 1977 | 435 | 435 | 435 | 435 | 435 | 435 | 435 | 435 | 435 | 435
141 | HAYS ENERGY FACILITY CSG 1 |  | HAYSEN_HAYSENG1 | HAYS | GAS-CC | SOUTH | 2002 | 210 | 210 | 210 | 210 | 210 | 210 | 210 | 210 | 210 | 210
142 | HAYS ENERGY FACILITY CSG 2 | 21INR0527 | HAYSEN_HAYSENG2 | HAYS | GAS-CC | SOUTH | 2002 | 211 | 211 | 211 | 211 | 211 | 211 | 211 | 211 | 211 | 211
143 | HAYS ENERGY FACILITY CSG 3 | 21INR0527 | HAYSEN_HAYSENG3 | HAYS | GAS-CC | SOUTH | 2002 | 210 | 210 | 210 | 210 | 210 | 210 | 210 | 210 | 210 | 210
144 | HAYS ENERGY FACILITY CSG 4 |  | HAYSEN_HAYSENG4 | HAYS | GAS-CC | SOUTH | 2002 | 213 | 213 | 213 | 213 | 213 | 213 | 213 | 213 | 213 | 213
145 | HIDALGO ENERGY CENTER CTG 1 |  | DUKE_DUKE_GT1 | HIDALGO | GAS-CC | SOUTH | 2000 | 149 | 149 | 149 | 149 | 149 | 149 | 149 | 149 | 149 | 149
146 | HIDALGO ENERGY CENTER CTG 2 |  | DUKE_DUKE_GT2 | HIDALGO | GAS-CC | SOUTH | 2000 | 149 | 149 | 149 | 149 | 149 | 149 | 149 | 149 | 149 | 149
147 | HIDALGO ENERGY CENTER STG 1 |  | DUKE_DUKE_ST1 | HIDALGO | GAS-CC | SOUTH | 2000 | 168 | 168 | 168 | 168 | 168 | 168 | 168 | 168 | 168 | 168
148 | JACK COUNTY GEN FACILITY CTG 1 |  | JACKCNTY_CT1 | JACK | GAS-CC | NORTH | 2006 | 155 | 155 | 155 | 155 | 155 | 155 | 155 | 155 | 155 | 155
149 | JACK COUNTY GEN FACILITY CTG 2 |  | JACKCNTY_CT2 | JACK | GAS-CC | NORTH | 2006 | 155 | 155 | 155 | 155 | 155 | 155 | 155 | 155 | 155 | 155
150 | JACK COUNTY GEN FACILITY CTG 3 |  | JCKCNTY2_CT3 | JACK | GAS-CC | NORTH | 2011 | 150 | 150 | 150 | 150 | 150 | 150 | 150 | 150 | 150 | 150
151 | JACK COUNTY GEN FACILITY CTG 4 |  | JCKCNTY2_CT4 | JACK | GAS-CC | NORTH | 2011 | 150 | 150 | 150 | 150 | 150 | 150 | 150 | 150 | 150 | 150
152 | JACK COUNTY GEN FACILITY STG 1 |  | JACKCNTY_STG | JACK | GAS-CC | NORTH | 2006 | 295 | 295 | 295 | 295 | 295 | 295 | 295 | 295 | 295 | 295
153 | JACK COUNTY GEN FACILITY STG 2 |  | JCKCNTY2_ST2 | JACK | GAS-CC | NORTH | 2011 | 295 | 295 | 295 | 295 | 295 | 295 | 295 | 295 | 295 | 295
154 | JOHNSON COUNTY GEN FACILITY CTG 1 |  | TEN_CT1 | JOHNSON | GAS-CC | NORTH | 1997 | 163 | 163 | 163 | 163 | 163 | 163 | 163 | 163 | 163 | 163
155 | JOHNSON COUNTY GEN FACILITY STG 1 |  | TEN_STG | JOHNSON | GAS-CC | NORTH | 1997 | 106 | 106 | 106 | 106 | 106 | 106 | 106 | 106 | 106 | 106
156 | LAKE HUBBARD STG 1 |  | LHSES_UNIT1 | DALLAS | GAS-ST | NORTH | 1970 | 392 | 392 | 392 | 392 | 392 | 392 | 392 | 392 | 392 | 392
157 | LAKE HUBBARD STG 2 |  | LHSES_UNIT2A | DALLAS | GAS-ST | NORTH | 1973 | 523 | 523 | 523 | 523 | 523 | 523 | 523 | 523 | 523 | 523
158 | LAMAR ENERGY CENTER CTG 11 |  | LPCCS_CT11 | LAMAR | GAS-CC | NORTH | 2000 | 153 | 153 | 153 | 153 | 153 | 153 | 153 | 153 | 153 | 153
159 | LAMAR ENERGY CENTER CTG 12 |  | LPCCS_CT12 | LAMAR | GAS-CC | NORTH | 2000 | 145 | 145 | 145 | 145 | 145 | 145 | 145 | 145 | 145 | 145
160 | LAMAR ENERGY CENTER CTG 21 |  | LPCCS_CT21 | LAMAR | GAS-CC | NORTH | 2000 | 145 | 145 | 145 | 145 | 145 | 145 | 145 | 145 | 145 | 145
161 | LAMAR ENERGY CENTER CTG 22 |  | LPCCS_CT22 | LAMAR | GAS-CC | NORTH | 2000 | 153 | 153 | 153 | 153 | 153 | 153 | 153 | 153 | 153 | 153
162 | LAMAR ENERGY CENTER STG 1 |  | LPCCS_UNIT1 | LAMAR | GAS-CC | NORTH | 2000 | 204 | 204 | 204 | 204 | 204 | 204 | 204 | 204 | 204 | 204
163 | LAMAR ENERGY CENTER STG 2 |  | LPCCS_UNIT2 | LAMAR | GAS-CC | NORTH | 2000 | 204 | 204 | 204 | 204 | 204 | 204 | 204 | 204 | 204 | 204
164 | LAREDO CTG 4 |  | LARDVFTN_G4 | WEBB | GAS-GT | SOUTH | 2008 | 90.1 | 90.1 | 90.1 | 90.1 | 90.1 | 90.1 | 90.1 | 90.1 | 90.1 | 90.1
165 | LAREDO CTG 5 |  | LARDVFTN_G5 | WEBB | GAS-GT | SOUTH | 2008 | 87.3 | 87.3 | 87.3 | 87.3 | 87.3 | 87.3 | 87.3 | 87.3 | 87.3 | 87.3
166 | LEON CREEK PEAKER CTG 1 |  | LEON_CRK_LCPCT1 | BEXAR | GAS-GT | SOUTH | 2004 | 46 | 46 | 46 | 46 | 46 | 46 | 46 | 46 | 46 | 46
167 | LEON CREEK PEAKER CTG 2 |  | LEON_CRK_LCPCT2 | BEXAR | GAS-GT | SOUTH | 2004 | 46 | 46 | 46 | 46 | 46 | 46 | 46 | 46 | 46 | 46
168 | LEON CREEK PEAKER CTG 3 |  | LEON_CRK_LCPCT3 | BEXAR | GAS-GT | SOUTH | 2004 | 46 | 46 | 46 | 46 | 46 | 46 | 46 | 46 | 46 | 46
169 | LEON CREEK PEAKER CTG 4 |  | LEON_CRK_LCPCT4 | BEXAR | GAS-GT | SOUTH | 2004 | 46 | 46 | 46 | 46 | 46 | 46 | 46 | 46 | 46 | 46
170 | LOST PINES POWER CTG 1 |  | LOSTPI_LOSTPGT1 | BASTROP | GAS-CC | SOUTH | 2001 | 170 | 170 | 170 | 170 | 170 | 170 | 170 | 170 | 170 | 170
171 | LOST PINES POWER CTG 2 |  | LOSTPI_LOSTPGT2 | BASTROP | GAS-CC | SOUTH | 2001 | 170 | 170 | 170 | 170 | 170 | 170 | 170 | 170 | 170 | 170
172 | LOST PINES POWER STG 1 |  | LOSTPI_LOSTPST1 | BASTROP | GAS-CC | SOUTH | 2001 | 188 | 188 | 188 | 188 | 188 | 188 | 188 | 188 | 188 | 188
173 | MAGIC VALLEY STATION CTG 1 |  | NEDIN_NEDIN_G1 | HIDALGO | GAS-CC | SOUTH | 2001 | 215 | 215 | 215 | 215 | 215 | 215 | 215 | 215 | 215 | 215
174 | MAGIC VALLEY STATION CTG 2 |  | NEDIN_NEDIN_G2 | HIDALGO | GAS-CC | SOUTH | 2001 | 215 | 215 | 215 | 215 | 215 | 215 | 215 | 215 | 215 | 215
175 | MAGIC VALLEY STATION STG 3 |  | NEDIN_NEDIN_G3 | HIDALGO | GAS-CC | SOUTH | 2001 | 236 | 236 | 236 | 236 | 236 | 236 | 236 | 236 | 236 | 236
176 | MIDLOTHIAN ENERGY FACILITY CTG 1 |  | MDANP_CT1 | ELLIS | GAS-CC | NORTH | 2001 | 229 | 229 | 229 | 229 | 229 | 229 | 229 | 229 | 229 | 229
177 | MIDLOTHIAN ENERGY FACILITY CTG 2 | 21INR0534 | MDANP_CT2 | ELLIS | GAS-CC | NORTH | 2001 | 227 | 227 | 227 | 227 | 227 | 227 | 227 | 227 | 227 | 227
178 | MIDLOTHIAN ENERGY FACILITY CTG 3 | 22INR0543 | MDANP_CT3 | ELLIS | GAS-CC | NORTH | 2001 | 227 | 227 | 227 | 227 | 227 | 227 | 227 | 227 | 227 | 227
179 | MIDLOTHIAN ENERGY FACILITY CTG 4 | 22INR0523 | MDANP_CT4 | ELLIS | GAS-CC | NORTH | 2001 | 227 | 227 | 227 | 227 | 227 | 227 | 227 | 227 | 227 | 227
180 | MIDLOTHIAN ENERGY FACILITY CTG 5 |  | MDANP_CT5 | ELLIS | GAS-CC | NORTH | 2002 | 241 | 241 | 241 | 241 | 241 | 241 | 241 | 241 | 241 | 241
181 | MIDLOTHIAN ENERGY FACILITY CTG 6 |  | MDANP_CT6 | ELLIS | GAS-CC | NORTH | 2002 | 243 | 243 | 243 | 243 | 243 | 243 | 243 | 243 | 243 | 243
182 | MORGAN CREEK CTG 1 |  | MGSES_CT1 | MITCHELL | GAS-GT | WEST | 1988 | 66 | 66 | 66 | 66 | 66 | 66 | 66 | 66 | 66 | 66
183 | MORGAN CREEK CTG 2 |  | MGSES_CT2 | MITCHELL | GAS-GT | WEST | 1988 | 65 | 65 | 65 | 65 | 65 | 65 | 65 | 65 | 65 | 65
184 | MORGAN CREEK CTG 3 |  | MGSES_CT3 | MITCHELL | GAS-GT | WEST | 1988 | 65 | 65 | 65 | 65 | 65 | 65 | 65 | 65 | 65 | 65
185 | MORGAN CREEK CTG 4 |  | MGSES_CT4 | MITCHELL | GAS-GT | WEST | 1988 | 67 | 67 | 67 | 67 | 67 | 67 | 67 | 67 | 67 | 67
186 | MORGAN CREEK CTG 5 |  | MGSES_CT5 | MITCHELL | GAS-GT | WEST | 1988 | 67 | 67 | 67 | 67 | 67 | 67 | 67 | 67 | 67 | 67
187 | MORGAN CREEK CTG 6 |  | MGSES_CT6 | MITCHELL | GAS-GT | WEST | 1988 | 67 | 67 | 67 | 67 | 67 | 67 | 67 | 67 | 67 | 67
188 | MOUNTAIN CREEK STG 6 |  | MCSES_UNIT6 | DALLAS | GAS-ST | NORTH | 1956 | 122 | 122 | 122 | 122 | 122 | 122 | 122 | 122 | 122 | 122
189 | MOUNTAIN CREEK STG 7 |  | MCSES_UNIT7 | DALLAS | GAS-ST | NORTH | 1958 | 118 | 118 | 118 | 118 | 118 | 118 | 118 | 118 | 118 | 118
190 | MOUNTAIN CREEK STG 8 |  | MCSES_UNIT8 | DALLAS | GAS-ST | NORTH | 1967 | 568 | 568 | 568 | 568 | 568 | 568 | 568 | 568 | 568 | 568
191 | NUECES BAY REPOWER CTG 8 |  | NUECES_B_NUECESG8 | NUECES | GAS-CC | COASTAL | 2010 | 157 | 157 | 157 | 157 | 157 | 157 | 157 | 157 | 157 | 157
192 | NUECES BAY REPOWER CTG 9 |  | NUECES_B_NUECESG9 | NUECES | GAS-CC | COASTAL | 2010 | 157 | 157 | 157 | 157 | 157 | 157 | 157 | 157 | 157 | 157
193 | NUECES BAY REPOWER STG 7 |  | NUECES_B_NUECESG7 | NUECES | GAS-CC | COASTAL | 1972 | 319 | 319 | 319 | 319 | 319 | 319 | 319 | 319 | 319 | 319
194 | O W SOMMERS STG 1 |  | CALAVERS_OWS1 | BEXAR | GAS-ST | SOUTH | 1972 | 420 | 420 | 420 | 420 | 420 | 420 | 420 | 420 | 420 | 420
195 | O W SOMMERS STG 2 |  | CALAVERS_OWS2 | BEXAR | GAS-ST | SOUTH | 1974 | 410 | 410 | 410 | 410 | 410 | 410 | 410 | 410 | 410 | 410
196 | ODESSA-ECTOR POWER CTG 11 |  | OECCS_CT11 | ECTOR | GAS-CC | WEST | 2001 | 166.7 | 166.7 | 166.7 | 166.7 | 166.7 | 166.7 | 166.7 | 166.7 | 166.7 | 166.7
197 | ODESSA-ECTOR POWER CTG 12 |  | OECCS_CT12 | ECTOR | GAS-CC | WEST | 2001 | 158.2 | 158.2 | 158.2 | 158.2 | 158.2 | 158.2 | 158.2 | 158.2 | 158.2 | 158.2
198 | ODESSA-ECTOR POWER CTG 21 | 20INR0282 | OECCS_CT21 | ECTOR | GAS-CC | WEST | 2001 | 166.7 | 166.7 | 166.7 | 166.7 | 166.7 | 166.7 | 166.7 | 166.7 | 166.7 | 166.7
199 | ODESSA-ECTOR POWER CTG 22 | 20INR0282 | OECCS_CT22 | ECTOR | GAS-CC | WEST | 2001 | 158.2 | 158.2 | 158.2 | 158.2 | 158.2 | 158.2 | 158.2 | 158.2 | 158.2 | 158.2
200 | ODESSA-ECTOR POWER STG 1 |  | OECCS_UNIT1 | ECTOR | GAS-CC | WEST | 2001 | 206 | 206 | 206 | 206 | 206 | 206 | 206 | 206 | 206 | 206
201 | ODESSA-ECTOR POWER STG 2 | 20INR0282 | OECCS_UNIT2 | ECTOR | GAS-CC | WEST | 2001 | 206 | 206 | 206 | 206 | 206 | 206 | 206 | 206 | 206 | 206
202 | PANDA SHERMAN POWER CTG 1 |  | PANDA_S_SHER1CT1 | GRAYSON | GAS-CC | NORTH | 2014 | 199 | 199 | 199 | 199 | 199 | 199 | 199 | 199 | 199 | 199
203 | PANDA SHERMAN POWER CTG 2 |  | PANDA_S_SHER1CT2 | GRAYSON | GAS-CC | NORTH | 2014 | 199 | 199 | 199 | 199 | 199 | 199 | 199 | 199 | 199 | 199
204 | PANDA SHERMAN POWER STG 1 |  | PANDA_S_SHER1ST1 | GRAYSON | GAS-CC | NORTH | 2014 | 287 | 287 | 287 | 287 | 287 | 287 | 287 | 287 | 287 | 287
205 | PANDA TEMPLE I POWER CTG 1 | 22INR0533 | PANDA_T1_TMPL1CT1 | BELL | GAS-CC | NORTH | 2014 | 195 | 195 | 195 | 195 | 195 | 195 | 195 | 195 | 195 | 195
206 | PANDA TEMPLE I POWER CTG 2 | 22INR0533 | PANDA_T1_TMPL1CT2 | BELL | GAS-CC | NORTH | 2014 | 195 | 195 | 195 | 195 | 195 | 195 | 195 | 195 | 195 | 195
207 | PANDA TEMPLE I POWER STG 1 | 22INR0533 | PANDA_T1_TMPL1ST1 | BELL | GAS-CC | NORTH | 2014 | 312 | 312 | 312 | 312 | 312 | 312 | 312 | 312 | 312 | 312
208 | PANDA TEMPLE II POWER CTG 1 |  | PANDA_T2_TMPL2CT1 | BELL | GAS-CC | NORTH | 2015 | 191.2 | 191.2 | 191.2 | 191.2 | 191.2 | 191.2 | 191.2 | 191.2 | 191.2 | 191.2
209 | PANDA TEMPLE II POWER CTG 2 |  | PANDA_T2_TMPL2CT2 | BELL | GAS-CC | NORTH | 2015 | 191.2 | 191.2 | 191.2 | 191.2 | 191.2 | 191.2 | 191.2 | 191.2 | 191.2 | 191.2
210 | PANDA TEMPLE II POWER STG 1 |  | PANDA_T2_TMPL2ST1 | BELL | GAS-CC | NORTH | 2015 | 334.7 | 334.7 | 334.7 | 334.7 | 334.7 | 334.7 | 334.7 | 334.7 | 334.7 | 334.7
211 | PARIS ENERGY CENTER CTG 1 |  | TNSKA_GT1 | LAMAR | GAS-CC | NORTH | 1989 | 76 | 76 | 76 | 76 | 76 | 76 | 76 | 76 | 76 | 76
212 | PARIS ENERGY CENTER CTG 2 |  | TNSKA_GT2 | LAMAR | GAS-CC | NORTH | 1989 | 76 | 76 | 76 | 76 | 76 | 76 | 76 | 76 | 76 | 76
213 | PARIS ENERGY CENTER STG 1 |  | TNSKA_STG | LAMAR | GAS-CC | NORTH | 1990 | 87 | 87 | 87 | 87 | 87 | 87 | 87 | 87 | 87 | 87
214 | PASADENA COGEN FACILITY CTG 2 |  | PSG_PSG_GT2 | HARRIS | GAS-CC | HOUSTON | 2000 | 164.5 | 164.5 | 164.5 | 164.5 | 164.5 | 164.5 | 164.5 | 164.5 | 164.5 | 164.5
215 | PASADENA COGEN FACILITY CTG 3 |  | PSG_PSG_GT3 | HARRIS | GAS-CC | HOUSTON | 2000 | 164.5 | 164.5 | 164.5 | 164.5 | 164.5 | 164.5 | 164.5 | 164.5 | 164.5 | 164.5
216 | PASADENA COGEN FACILITY STG 2 |  | PSG_PSG_ST2 | HARRIS | GAS-CC | HOUSTON | 2000 | 170.4 | 170.4 | 170.4 | 170.4 | 170.4 | 170.4 | 170.4 | 170.4 | 170.4 | 170.4
217 | PEARSALL ENGINE PLANT IC A |  | PEARSAL2_AGR_A | FRIO | GAS-IC | SOUTH | 2012 | 50.6 | 50.6 | 50.6 | 50.6 | 50.6 | 50.6 | 50.6 | 50.6 | 50.6 | 50.6
218 | PEARSALL ENGINE PLANT IC B |  | PEARSAL2_AGR_B | FRIO | GAS-IC | SOUTH | 2012 | 50.6 | 50.6 | 50.6 | 50.6 | 50.6 | 50.6 | 50.6 | 50.6 | 50.6 | 50.6
219 | PEARSALL ENGINE PLANT IC C |  | PEARSAL2_AGR_C | FRIO | GAS-IC | SOUTH | 2012 | 50.6 | 50.6 | 50.6 | 50.6 | 50.6 | 50.6 | 50.6 | 50.6 | 50.6 | 50.6
220 | PEARSALL ENGINE PLANT IC D |  | PEARSAL2_AGR_D | FRIO | GAS-IC | SOUTH | 2012 | 50.6 | 50.6 | 50.6 | 50.6 | 50.6 | 50.6 | 50.6 | 50.6 | 50.6 | 50.6
221 | PERMIAN BASIN CTG 1 |  | PB2SES_CT1 | WARD | GAS-GT | WEST | 1988 | 63 | 63 | 63 | 63 | 63 | 63 | 63 | 63 | 63 | 63
222 | PERMIAN BASIN CTG 2 |  | PB2SES_CT2 | WARD | GAS-GT | WEST | 1988 | 64 | 64 | 64 | 64 | 64 | 64 | 64 | 64 | 64 | 64
223 | PERMIAN BASIN CTG 3 |  | PB2SES_CT3 | WARD | GAS-GT | WEST | 1988 | 64 | 64 | 64 | 64 | 64 | 64 | 64 | 64 | 64 | 64
224 | PERMIAN BASIN CTG 4 |  | PB2SES_CT4 | WARD | GAS-GT | WEST | 1990 | 64 | 64 | 64 | 64 | 64 | 64 | 64 | 64 | 64 | 64
225 | PERMIAN BASIN CTG 5 |  | PB2SES_CT5 | WARD | GAS-GT | WEST | 1990 | 65 | 65 | 65 | 65 | 65 | 65 | 65 | 65 | 65 | 65
226 | PROENERGY SOUTH 1 (PES1) CTG 1 |  | PRO_UNIT1 | HARRIS | GAS-GT | HOUSTON | 2021 | 44.5 | 44.5 | 44.5 | 44.5 | 44.5 | 44.5 | 44.5 | 44.5 | 44.5 | 44.5
227 | PROENERGY SOUTH 1 (PES1) CTG 2 |  | PRO_UNIT2 | HARRIS | GAS-GT | HOUSTON | 2021 | 44.5 | 44.5 | 44.5 | 44.5 | 44.5 | 44.5 | 44.5 | 44.5 | 44.5 | 44.5
228 | PROENERGY SOUTH 1 (PES1) CTG 3 |  | PRO_UNIT3 | HARRIS | GAS-GT | HOUSTON | 2021 | 44.5 | 44.5 | 44.5 | 44.5 | 44.5 | 44.5 | 44.5 | 44.5 | 44.5 | 44.5
229 | PROENERGY SOUTH 1 (PES1) CTG 4 |  | PRO_UNIT4 | HARRIS | GAS-GT | HOUSTON | 2021 | 44.5 | 44.5 | 44.5 | 44.5 | 44.5 | 44.5 | 44.5 | 44.5 | 44.5 | 44.5
230 | PROENERGY SOUTH 1 (PES1) CTG 5 |  | PRO_UNIT5 | HARRIS | GAS-GT | HOUSTON | 2021 | 44.5 | 44.5 | 44.5 | 44.5 | 44.5 | 44.5 | 44.5 | 44.5 | 44.5 | 44.5
231 | PROENERGY SOUTH 1 (PES1) CTG 6 |  | PRO_UNIT6 | HARRIS | GAS-GT | HOUSTON | 2021 | 44.5 | 44.5 | 44.5 | 44.5 | 44.5 | 44.5 | 44.5 | 44.5 | 44.5 | 44.5
232 | PROENERGY SOUTH 2 (PES2) CTG 7 |  | PRO_UNIT7 | HARRIS | GAS-GT | HOUSTON | 2021 | 44.5 | 44.5 | 44.5 | 44.5 | 44.5 | 44.5 | 44.5 | 44.5 | 44.5 | 44.5
233 | PROENERGY SOUTH 2 (PES2) CTG 8 |  | PRO_UNIT8 | HARRIS | GAS-GT | HOUSTON | 2021 | 44.5 | 44.5 | 44.5 | 44.5 | 44.5 | 44.5 | 44.5 | 44.5 | 44.5 | 44.5
234 | PHR PEAKERS (BAC) CTG 1 |  | BAC_CTG1 | GALVESTON | GAS-GT | HOUSTON | 2018 | 59 | 59 | 59 | 59 | 59 | 59 | 59 | 59 | 59 | 59
235 | PHR PEAKERS (BAC) CTG 2 |  | BAC_CTG2 | GALVESTON | GAS-GT | HOUSTON | 2018 | 61 | 61 | 61 | 61 | 61 | 61 | 61 | 61 | 61 | 61
236 | PHR PEAKERS (BAC) CTG 3 |  | BAC_CTG3 | GALVESTON | GAS-GT | HOUSTON | 2018 | 49 | 49 | 49 | 49 | 49 | 49 | 49 | 49 | 49 | 49
237 | PHR PEAKERS (BAC) CTG 4 |  | BAC_CTG4 | GALVESTON | GAS-GT | HOUSTON | 2018 | 54 | 54 | 54 | 54 | 54 | 54 | 54 | 54 | 54 | 54
238 | PHR PEAKERS (BAC) CTG 5 |  | BAC_CTG5 | GALVESTON | GAS-GT | HOUSTON | 2018 | 54 | 54 | 54 | 54 | 54 | 54 | 54 | 54 | 54 | 54
239 | PHR PEAKERS (BAC) CTG 6 |  | BAC_CTG6 | GALVESTON | GAS-GT | HOUSTON | 2018 | 52 | 52 | 52 | 52 | 52 | 52 | 52 | 52 | 52 | 52
240 | POWERLANE PLANT STG 1 |  | STEAM1A_STEAM_1 | HUNT | GAS-ST | NORTH | 1966 | 17.5 | 17.5 | 17.5 | 17.5 | 17.5 | 17.5 | 17.5 | 17.5 | 17.5 | 17.5
241 | POWERLANE PLANT STG 2 |  | STEAM_STEAM_2 | HUNT | GAS-ST | NORTH | 1967 | 23.5 | 23.5 | 23.5 | 23.5 | 23.5 | 23.5 | 23.5 | 23.5 | 23.5 | 23.5
242 | POWERLANE PLANT STG 3 |  | STEAM_STEAM_3 | HUNT | GAS-ST | NORTH | 1978 | 39.5 | 39.5 | 39.5 | 39.5 | 39.5 | 39.5 | 39.5 | 39.5 | 39.5 | 39.5
243 | QUAIL RUN ENERGY CTG 1 |  | QALSW_GT1 | ECTOR | GAS-CC | WEST | 2007 | 74 | 74 | 74 | 74 | 74 | 74 | 74 | 74 | 74 | 74
244 | QUAIL RUN ENERGY CTG 2 |  | QALSW_GT2 | ECTOR | GAS-CC | WEST | 2007 | 74 | 74 | 74 | 74 | 74 | 74 | 74 | 74 | 74 | 74
245 | QUAIL RUN ENERGY CTG 3 |  | QALSW_GT3 | ECTOR | GAS-CC | WEST | 2008 | 72 | 72 | 72 | 72 | 72 | 72 | 72 | 72 | 72 | 72
246 | QUAIL RUN ENERGY CTG 4 |  | QALSW_GT4 | ECTOR | GAS-CC | WEST | 2008 | 72 | 72 | 72 | 72 | 72 | 72 | 72 | 72 | 72 | 72
247 | QUAIL RUN ENERGY STG 1 |  | QALSW_STG1 | ECTOR | GAS-CC | WEST | 2007 | 98 | 98 | 98 | 98 | 98 | 98 | 98 | 98 | 98 | 98
248 | QUAIL RUN ENERGY STG 2 |  | QALSW_STG2 | ECTOR | GAS-CC | WEST | 2008 | 98 | 98 | 98 | 98 | 98 | 98 | 98 | 98 | 98 | 98
249 | R W MILLER CTG 4 |  | MIL_MILLERG4 | PALO PINTO | GAS-GT | NORTH | 1994 | 100 | 100 | 100 | 100 | 100 | 100 | 100 | 100 | 100 | 100
250 | R W MILLER CTG 5 |  | MIL_MILLERG5 | PALO PINTO | GAS-GT | NORTH | 1994 | 100 | 100 | 100 | 100 | 100 | 100 | 100 | 100 | 100 | 100
251 | R W MILLER STG 1 |  | MIL_MILLERG1 | PALO PINTO | GAS-ST | NORTH | 1968 | 70 | 70 | 70 | 70 | 70 | 70 | 70 | 70 | 70 | 70
252 | R W MILLER STG 2 |  | MIL_MILLERG2 | PALO PINTO | GAS-ST | NORTH | 1972 | 118 | 118 | 118 | 118 | 118 | 118 | 118 | 118 | 118 | 118
253 | R W MILLER STG 3 |  | MIL_MILLERG3 | PALO PINTO | GAS-ST | NORTH | 1975 | 208 | 208 | 208 | 208 | 208 | 208 | 208 | 208 | 208 | 208
254 | RAY OLINGER CTG 4 |  | OLINGR_OLING_4 | COLLIN | GAS-GT | NORTH | 2001 | 80 | 80 | 80 | 80 | 80 | 80 | 80 | 80 | 80 | 80
255 | RAY OLINGER STG 2 |  | OLINGR_OLING_2 | COLLIN | GAS-ST | NORTH | 1971 | 107 | 107 | 107 | 107 | 107 | 107 | 107 | 107 | 107 | 107
256 | RAY OLINGER STG 3 |  | OLINGR_OLING_3 | COLLIN | GAS-ST | NORTH | 1975 | 146 | 146 | 146 | 146 | 146 | 146 | 146 | 146 | 146 | 146
257 | REDGATE IC A |  | REDGATE_AGR_A | HIDALGO | GAS-IC | SOUTH | 2016 | 56.3 | 56.3 | 56.3 | 56.3 | 56.3 | 56.3 | 56.3 | 56.3 | 56.3 | 56.3
258 | REDGATE IC B |  | REDGATE_AGR_B | HIDALGO | GAS-IC | SOUTH | 2016 | 56.3 | 56.3 | 56.3 | 56.3 | 56.3 | 56.3 | 56.3 | 56.3 | 56.3 | 56.3
259 | REDGATE IC C |  | REDGATE_AGR_C | HIDALGO | GAS-IC | SOUTH | 2016 | 56.3 | 56.3 | 56.3 | 56.3 | 56.3 | 56.3 | 56.3 | 56.3 | 56.3 | 56.3
260 | REDGATE IC D |  | REDGATE_AGR_D | HIDALGO | GAS-IC | SOUTH | 2016 | 56.3 | 56.3 | 56.3 | 56.3 | 56.3 | 56.3 | 56.3 | 56.3 | 56.3 | 56.3
261 | RIO NOGALES POWER CTG 1 |  | RIONOG_CT1 | GUADALUPE | GAS-CC | SOUTH | 2002 | 158 | 158 | 158 | 158 | 158 | 158 | 158 | 158 | 158 | 158
262 | RIO NOGALES POWER CTG 2 |  | RIONOG_CT2 | GUADALUPE | GAS-CC | SOUTH | 2002 | 158 | 158 | 158 | 158 | 158 | 158 | 158 | 158 | 158 | 158
263 | RIO NOGALES POWER CTG 3 |  | RIONOG_CT3 | GUADALUPE | GAS-CC | SOUTH | 2002 | 158 | 158 | 158 | 158 | 158 | 158 | 158 | 158 | 158 | 158
264 | RIO NOGALES POWER STG 4 |  | RIONOG_ST1 | GUADALUPE | GAS-CC | SOUTH | 2002 | 303 | 303 | 303 | 303 | 303 | 303 | 303 | 303 | 303 | 303
265 | SAM RAYBURN POWER CTG 7 |  | RAYBURN_RAYBURG7 | VICTORIA | GAS-CC | SOUTH | 2003 | 50 | 50 | 50 | 50 | 50 | 50 | 50 | 50 | 50 | 50
266 | SAM RAYBURN POWER CTG 8 |  | RAYBURN_RAYBURG8 | VICTORIA | GAS-CC | SOUTH | 2003 | 50 | 50 | 50 | 50 | 50 | 50 | 50 | 50 | 50 | 50
267 | SAM RAYBURN POWER CTG 9 |  | RAYBURN_RAYBURG9 | VICTORIA | GAS-CC | SOUTH | 2003 | 50 | 50 | 50 | 50 | 50 | 50 | 50 | 50 | 50 | 50
268 | SAM RAYBURN POWER STG 10 |  | RAYBURN_RAYBURG10 | VICTORIA | GAS-CC | SOUTH | 2003 | 40 | 40 | 40 | 40 | 40 | 40 | 40 | 40 | 40 | 40
269 | SAN JACINTO SES CTG 1 |  | SJS_SJS_G1 | HARRIS | GAS-GT | HOUSTON | 1995 | 80 | 80 | 80 | 80 | 80 | 80 | 80 | 80 | 80 | 80
270 | SAN JACINTO SES CTG 2 |  | SJS_SJS_G2 | HARRIS | GAS-GT | HOUSTON | 1995 | 80 | 80 | 80 | 80 | 80 | 80 | 80 | 80 | 80 | 80
271 | SANDHILL ENERGY CENTER CTG 1 |  | SANDHSYD_SH1 | TRAVIS | GAS-GT | SOUTH | 2001 | 47 | 47 | 47 | 47 | 47 | 47 | 47 | 47 | 47 | 47
272 | SANDHILL ENERGY CENTER CTG 2 |  | SANDHSYD_SH2 | TRAVIS | GAS-GT | SOUTH | 2001 | 47 | 47 | 47 | 47 | 47 | 47 | 47 | 47 | 47 | 47
273 | SANDHILL ENERGY CENTER CTG 3 |  | SANDHSYD_SH3 | TRAVIS | GAS-GT | SOUTH | 2001 | 47 | 47 | 47 | 47 | 47 | 47 | 47 | 47 | 47 | 47
274 | SANDHILL ENERGY CENTER CTG 4 |  | SANDHSYD_SH4 | TRAVIS | GAS-GT | SOUTH | 2001 | 47 | 47 | 47 | 47 | 47 | 47 | 47 | 47 | 47 | 47
275 | SANDHILL ENERGY CENTER CTG 5A |  | SANDHSYD_SH_5A | TRAVIS | GAS-CC | SOUTH | 2004 | 142 | 142 | 142 | 142 | 142 | 142 | 142 | 142 | 142 | 142
276 | SANDHILL ENERGY CENTER CTG 6 |  | SANDHSYD_SH6 | TRAVIS | GAS-GT | SOUTH | 2010 | 47 | 47 | 47 | 47 | 47 | 47 | 47 | 47 | 47 | 47
277 | SANDHILL ENERGY CENTER CTG 7 |  | SANDHSYD_SH7 | TRAVIS | GAS-GT | SOUTH | 2010 | 47 | 47 | 47 | 47 | 47 | 47 | 47 | 47 | 47 | 47
278 | SANDHILL ENERGY CENTER STG 5C |  | SANDHSYD_SH_5C | TRAVIS | GAS-CC | SOUTH | 2004 | 139 | 139 | 139 | 139 | 139 | 139 | 139 | 139 | 139 | 139
279 | SILAS RAY CTG 10 |  | SILASRAY_SILAS_10 | CAMERON | GAS-GT | COASTAL | 2004 | 46 | 46 | 46 | 46 | 46 | 46 | 46 | 46 | 46 | 46
280 | SILAS RAY POWER CTG 9 |  | SILASRAY_SILAS_9 | CAMERON | GAS-CC | COASTAL | 1996 | 38 | 38 | 38 | 38 | 38 | 38 | 38 | 38 | 38 | 38
281 | SILAS RAY POWER STG 6 |  | SILASRAY_SILAS_6 | CAMERON | GAS-CC | COASTAL | 1962 | 20 | 20 | 20 | 20 | 20 | 20 | 20 | 20 | 20 | 20
282 | SIM GIDEON STG 1 |  | GIDEON_GIDEONG1 | BASTROP | GAS-ST | SOUTH | 1965 | 130 | 130 | 130 | 130 | 130 | 130 | 130 | 130 | 130 | 130
283 | SIM GIDEON STG 2 |  | GIDEON_GIDEONG2 | BASTROP | GAS-ST | SOUTH | 1968 | 135 | 135 | 135 | 135 | 135 | 135 | 135 | 135 | 135 | 135
284 | SIM GIDEON STG 3 |  | GIDEON_GIDEONG3 | BASTROP | GAS-ST | SOUTH | 1972 | 336 | 336 | 336 | 336 | 336 | 336 | 336 | 336 | 336 | 336
285 | SKY GLOBAL POWER ONE IC A |  | SKY1_SKY1A | COLORADO | GAS-IC | SOUTH | 2016 | 26.7 | 26.7 | 26.7 | 26.7 | 26.7 | 26.7 | 26.7 | 26.7 | 26.7 | 26.7
286 | SKY GLOBAL POWER ONE IC B |  | SKY1_SKY1B | COLORADO | GAS-IC | SOUTH | 2016 | 26.7 | 26.7 | 26.7 | 26.7 | 26.7 | 26.7 | 26.7 | 26.7 | 26.7 | 26.7
287 | SPENCER STG U4 |  | SPNCER_SPNCE_4 | DENTON | GAS-ST | NORTH | 1966 | 57 | 57 | 57 | 57 | 57 | 57 | 57 | 57 | 57 | 57
288 | SPENCER STG U5 |  | SPNCER_SPNCE_5 | DENTON | GAS-ST | NORTH | 1973 | 61 | 61 | 61 | 61 | 61 | 61 | 61 | 61 | 61 | 61
289 | STRYKER CREEK STG 1 |  | SCSES_UNIT1A | CHEROKEE | GAS-ST | NORTH | 1958 | 167 | 167 | 167 | 167 | 167 | 167 | 167 | 167 | 167 | 167
290 | STRYKER CREEK STG 2 |  | SCSES_UNIT2 | CHEROKEE | GAS-ST | NORTH | 1965 | 502 | 502 | 502 | 502 | 502 | 502 | 502 | 502 | 502 | 502
291 | T H WHARTON CTG 1 |  | THW_THWGT_1 | HARRIS | GAS-GT | HOUSTON | 1967 | 14 | 14 | 14 | 14 | 14 | 14 | 14 | 14 | 14 | 14
292 | T H WHARTON POWER CTG 31 |  | THW_THWGT31 | HARRIS | GAS-CC | HOUSTON | 1972 | 54 | 54 | 54 | 54 | 54 | 54 | 54 | 54 | 54 | 54
293 | T H WHARTON POWER CTG 32 |  | THW_THWGT32 | HARRIS | GAS-CC | HOUSTON | 1972 | 54 | 54 | 54 | 54 | 54 | 54 | 54 | 54 | 54 | 54
294 | T H WHARTON POWER CTG 33 |  | THW_THWGT33 | HARRIS | GAS-CC | HOUSTON | 1972 | 54 | 54 | 54 | 54 | 54 | 54 | 54 | 54 | 54 | 54
295 | T H WHARTON POWER CTG 34 |  | THW_THWGT34 | HARRIS | GAS-CC | HOUSTON | 1972 | 54 | 54 | 54 | 54 | 54 | 54 | 54 | 54 | 54 | 54
296 | T H WHARTON POWER CTG 41 |  | THW_THWGT41 | HARRIS | GAS-CC | HOUSTON | 1972 | 54 | 54 | 54 | 54 | 54 | 54 | 54 | 54 | 54 | 54
297 | T H WHARTON POWER CTG 42 |  | THW_THWGT42 | HARRIS | GAS-CC | HOUSTON | 1972 | 54 | 54 | 54 | 54 | 54 | 54 | 54 | 54 | 54 | 54
298 | T H WHARTON POWER CTG 43 |  | THW_THWGT43 | HARRIS | GAS-CC | HOUSTON | 1974 | 54 | 54 | 54 | 54 | 54 | 54 | 54 | 54 | 54 | 54
299 | T H WHARTON POWER CTG 44 |  | THW_THWGT44 | HARRIS | GAS-CC | HOUSTON | 1974 | 54 | 54 | 54 | 54 | 54 | 54 | 54 | 54 | 54 | 54
300 | T H WHARTON POWER CTG 51 |  | THW_THWGT51 | HARRIS | GAS-GT | HOUSTON | 1975 | 56 | 56 | 56 | 56 | 56 | 56 | 56 | 56 | 56 | 56
301 | T H WHARTON POWER CTG 52 |  | THW_THWGT52 | HARRIS | GAS-GT | HOUSTON | 1975 | 56 | 56 | 56 | 56 | 56 | 56 | 56 | 56 | 56 | 56
302 | T H WHARTON POWER CTG 53 |  | THW_THWGT53 | HARRIS | GAS-GT | HOUSTON | 1975 | 56 | 56 | 56 | 56 | 56 | 56 | 56 | 56 | 56 | 56
303 | T H WHARTON POWER CTG 54 |  | THW_THWGT54 | HARRIS | GAS-GT | HOUSTON | 1975 | 56 | 56 | 56 | 56 | 56 | 56 | 56 | 56 | 56 | 56
304 | T H WHARTON POWER CTG 55 |  | THW_THWGT55 | HARRIS | GAS-GT | HOUSTON | 1975 | 56 | 56 | 56 | 56 | 56 | 56 | 56 | 56 | 56 | 56
305 | T H WHARTON POWER CTG 56 |  | THW_THWGT56 | HARRIS | GAS-GT | HOUSTON | 1975 | 56 | 56 | 56 | 56 | 56 | 56 | 56 | 56 | 56 | 56
306 | T H WHARTON POWER STG 3 |  | THW_THWST_3 | HARRIS | GAS-CC | HOUSTON | 1974 | 110 | 110 | 110 | 110 | 110 | 110 | 110 | 110 | 110 | 110
307 | T H WHARTON POWER STG 4 |  | THW_THWST_4 | HARRIS | GAS-CC | HOUSTON | 1974 | 110 | 110 | 110 | 110 | 110 | 110 | 110 | 110 | 110 | 110
308 | TEXAS CITY POWER CTG A |  | TXCTY_CTA | GALVESTON | GAS-CC | HOUSTON | 2000 | 80.3 | 80.3 | 80.3 | 80.3 | 80.3 | 80.3 | 80.3 | 80.3 | 80.3 | 80.3
309 | TEXAS CITY POWER CTG B |  | TXCTY_CTB | GALVESTON | GAS-CC | HOUSTON | 2000 | 80.3 | 80.3 | 80.3 | 80.3 | 80.3 | 80.3 | 80.3 | 80.3 | 80.3 | 80.3
310 | TEXAS CITY POWER CTG C |  | TXCTY_CTC | GALVESTON | GAS-CC | HOUSTON | 2000 | 80.3 | 80.3 | 80.3 | 80.3 | 80.3 | 80.3 | 80.3 | 80.3 | 80.3 | 80.3
311 | TEXAS CITY POWER STG |  | TXCTY_ST | GALVESTON | GAS-CC | HOUSTON | 2000 | 124.9 | 124.9 | 124.9 | 124.9 | 124.9 | 124.9 | 124.9 | 124.9 | 124.9 | 124.9
312 | TEXAS GULF SULPHUR CTG 1 |  | TGF_TGFGT_1 | WHARTON | GAS-GT | SOUTH | 1985 | 69 | 69 | 69 | 69 | 69 | 69 | 69 | 69 | 69 | 69
313 | TRINIDAD STG 6 |  | TRSES_UNIT6 | HENDERSON | GAS-ST | NORTH | 1965 | 235 | 235 | 235 | 235 | 235 | 235 | 235 | 235 | 235 | 235
314 | TOPAZ POWER PLANT U1 |  | TOPAZ_UNIT1 | GALVESTON | GAS-GT | HOUSTON | 2021 | 44.5 | 44.5 | 44.5 | 44.5 | 44.5 | 44.5 | 44.5 | 44.5 | 44.5 | 44.5
315 | TOPAZ POWER PLANT U2 |  | TOPAZ_UNIT2 | GALVESTON | GAS-GT | HOUSTON | 2021 | 44.5 | 44.5 | 44.5 | 44.5 | 44.5 | 44.5 | 44.5 | 44.5 | 44.5 | 44.5
316 | TOPAZ POWER PLANT U3 |  | TOPAZ_UNIT3 | GALVESTON | GAS-GT | HOUSTON | 2021 | 44.5 | 44.5 | 44.5 | 44.5 | 44.5 | 44.5 | 44.5 | 44.5 | 44.5 | 44.5
317 | TOPAZ POWER PLANT U4 |  | TOPAZ_UNIT4 | GALVESTON | GAS-GT | HOUSTON | 2021 | 44.5 | 44.5 | 44.5 | 44.5 | 44.5 | 44.5 | 44.5 | 44.5 | 44.5 | 44.5
318 | TOPAZ POWER PLANT U5 |  | TOPAZ_UNIT5 | GALVESTON | GAS-GT | HOUSTON | 2021 | 44.5 | 44.5 | 44.5 | 44.5 | 44.5 | 44.5 | 44.5 | 44.5 | 44.5 | 44.5
319 | TOPAZ POWER PLANT U6 |  | TOPAZ_UNIT6 | GALVESTON | GAS-GT | HOUSTON | 2021 | 44.5 | 44.5 | 44.5 | 44.5 | 44.5 | 44.5 | 44.5 | 44.5 | 44.5 | 44.5
320 | TOPAZ POWER PLANT U7 |  | TOPAZ_UNIT7 | GALVESTON | GAS-GT | HOUSTON | 2021 | 44.5 | 44.5 | 44.5 | 44.5 | 44.5 | 44.5 | 44.5 | 44.5 | 44.5 | 44.5
321 | TOPAZ POWER PLANT U8 |  | TOPAZ_UNIT8 | GALVESTON | GAS-GT | HOUSTON | 2021 | 44.5 | 44.5 | 44.5 | 44.5 | 44.5 | 44.5 | 44.5 | 44.5 | 44.5 | 44.5
322 | TOPAZ POWER PLANT U9 |  | TOPAZ_UNIT9 | GALVESTON | GAS-GT | HOUSTON | 2021 | 44.5 | 44.5 | 44.5 | 44.5 | 44.5 | 44.5 | 44.5 | 44.5 | 44.5 | 44.5
323 | TOPAZ POWER PLANT U10 |  | TOPAZ_UNIT10 | GALVESTON | GAS-GT | HOUSTON | 2021 | 44.5 | 44.5 | 44.5 | 44.5 | 44.5 | 44.5 | 44.5 | 44.5 | 44.5 | 44.5
324 | V H BRAUNIG CTG 5 |  | BRAUNIG_VHB6CT5 | BEXAR | GAS-GT | SOUTH | 2009 | 48 | 48 | 48 | 48 | 48 | 48 | 48 | 48 | 48 | 48
325 | V H BRAUNIG CTG 6 |  | BRAUNIG_VHB6CT6 | BEXAR | GAS-GT | SOUTH | 2009 | 48 | 48 | 48 | 48 | 48 | 48 | 48 | 48 | 48 | 48
326 | V H BRAUNIG CTG 7 |  | BRAUNIG_VHB6CT7 | BEXAR | GAS-GT | SOUTH | 2009 | 48 | 48 | 48 | 48 | 48 | 48 | 48 | 48 | 48 | 48
327 | V H BRAUNIG CTG 8 |  | BRAUNIG_VHB6CT8 | BEXAR | GAS-GT | SOUTH | 2009 | 47 | 47 | 47 | 47 | 47 | 47 | 47 | 47 | 47 | 47
328 | V H BRAUNIG STG 1 |  | BRAUNIG_VHB1 | BEXAR | GAS-ST | SOUTH | 1966 | 217 | 217 | 217 | 217 | 217 | 217 | 217 | 217 | 217 | 217
329 | V H BRAUNIG STG 2 |  | BRAUNIG_VHB2 | BEXAR | GAS-ST | SOUTH | 1968 | 230 | 230 | 230 | 230 | 230 | 230 | 230 | 230 | 230 | 230
330 | V H BRAUNIG STG 3 |  | BRAUNIG_VHB3 | BEXAR | GAS-ST | SOUTH | 1970 | 412 | 412 | 412 | 412 | 412 | 412 | 412 | 412 | 412 | 412
331 | VICTORIA CITY (CITYVICT) CTG 1 |  | CITYVICT_CTG01 | VICTORIA | GAS-GT | SOUTH | 2020 | 44 | 44 | 44 | 44 | 44 | 44 | 44 | 44 | 44 | 44
332 | VICTORIA CITY (CITYVICT) CTG 2 |  | CITYVICT_CTG02 | VICTORIA | GAS-GT | SOUTH | 2020 | 44 | 44 | 44 | 44 | 44 | 44 | 44 | 44 | 44 | 44
333 | VICTORIA PORT (VICTPORT) CTG 1 |  | VICTPORT_CTG01 | VICTORIA | GAS-GT | SOUTH | 2019 | 44 | 44 | 44 | 44 | 44 | 44 | 44 | 44 | 44 | 44
334 | VICTORIA PORT (VICTPORT) CTG 2 |  | VICTPORT_CTG02 | VICTORIA | GAS-GT | SOUTH | 2019 | 44 | 44 | 44 | 44 | 44 | 44 | 44 | 44 | 44 | 44
335 | VICTORIA POWER CTG 6 |  | VICTORIA_VICTORG6 | VICTORIA | GAS-CC | SOUTH | 2009 | 160 | 160 | 160 | 160 | 160 | 160 | 160 | 160 | 160 | 160
336 | VICTORIA POWER STG 5 |  | VICTORIA_VICTORG5 | VICTORIA | GAS-CC | SOUTH | 2009 | 125 | 125 | 125 | 125 | 125 | 125 | 125 | 125 | 125 | 125
337 | W A PARISH CTG 1 |  | WAP_WAPGT_1 | FORT BEND | GAS-GT | HOUSTON | 1967 | 13 | 13 | 13 | 13 | 13 | 13 | 13 | 13 | 13 | 13
338 | W A PARISH STG 1 |  | WAP_WAP_G1 | FORT BEND | GAS-ST | HOUSTON | 1958 | 169 | 169 | 169 | 169 | 169 | 169 | 169 | 169 | 169 | 169
339 | W A PARISH STG 2 |  | WAP_WAP_G2 | FORT BEND | GAS-ST | HOUSTON | 1958 | 169 | 169 | 169 | 169 | 169 | 169 | 169 | 169 | 169 | 169
340 | W A PARISH STG 3 |  | WAP_WAP_G3 | FORT BEND | GAS-ST | HOUSTON | 1961 | 240 | 240 | 240 | 240 | 240 | 240 | 240 | 240 | 240 | 240
341 | W A PARISH STG 4 |  | WAP_WAP_G4 | FORT BEND | GAS-ST | HOUSTON | 1968 | 527 | 527 | 527 | 527 | 527 | 527 | 527 | 527 | 527 | 527
342 | WICHITA FALLS CTG 1 |  | WFCOGEN_UNIT1 | WICHITA | GAS-CC | WEST | 1987 | 20 | 20 | 20 | 20 | 20 | 20 | 20 | 20 | 20 | 20
343 | WICHITA FALLS CTG 2 |  | WFCOGEN_UNIT2 | WICHITA | GAS-CC | WEST | 1987 | 20 | 20 | 20 | 20 | 20 | 20 | 20 | 20 | 20 | 20
344 | WICHITA FALLS CTG 3 |  | WFCOGEN_UNIT3 | WICHITA | GAS-CC | WEST | 1987 | 20 | 20 | 20 | 20 | 20 | 20 | 20 | 20 | 20 | 20
345 | WICHITA FALLS STG 4 |  | WFCOGEN_UNIT4 | WICHITA | GAS-CC | WEST | 1987 | 17 | 17 | 17 | 17 | 17 | 17 | 17 | 17 | 17 | 17
346 | WINCHESTER POWER PARK CTG 1 |  | WIPOPA_WPP_G1 | FAYETTE | GAS-GT | SOUTH | 2009 | 44 | 44 | 44 | 44 | 44 | 44 | 44 | 44 | 44 | 44
347 | WINCHESTER POWER PARK CTG 2 |  | WIPOPA_WPP_G2 | FAYETTE | GAS-GT | SOUTH | 2009 | 44 | 44 | 44 | 44 | 44 | 44 | 44 | 44 | 44 | 44
348 | WINCHESTER POWER PARK CTG 3 |  | WIPOPA_WPP_G3 | FAYETTE | GAS-GT | SOUTH | 2009 | 44 | 44 | 44 | 44 | 44 | 44 | 44 | 44 | 44 | 44
349 | WINCHESTER POWER PARK CTG 4 |  | WIPOPA_WPP_G4 | FAYETTE | GAS-GT | SOUTH | 2009 | 44 | 44 | 44 | 44 | 44 | 44 | 44 | 44 | 44 | 44
350 | WISE-TRACTEBEL POWER CTG 1 | 20INR0286 | WCPP_CT1 | WISE | GAS-CC | NORTH | 2004 | 241.4 | 241.4 | 241.4 | 241.4 | 241.4 | 241.4 | 241.4 | 241.4 | 241.4 | 241.4
351 | WISE-TRACTEBEL POWER CTG 2 | 20INR0286 | WCPP_CT2 | WISE | GAS-CC | NORTH | 2004 | 241.4 | 241.4 | 241.4 | 241.4 | 241.4 | 241.4 | 241.4 | 241.4 | 241.4 | 241.4
352 | WISE-TRACTEBEL POWER STG 1 | 20INR0286 | WCPP_ST1 | WISE | GAS-CC | NORTH | 2004 | 298 | 298 | 298 | 298 | 298 | 298 | 298 | 298 | 298 | 298
353 | WOLF HOLLOW 2 CTG 4 | 18INR0076 | WHCCS2_CT4 | HOOD | GAS-CC | NORTH | 2017 | 327.8 | 327.8 | 327.8 | 327.8 | 327.8 | 327.8 | 327.8 | 327.8 | 327.8 | 327.8
354 | WOLF HOLLOW 2 CTG 5 | 18INR0076 | WHCCS2_CT5 | HOOD | GAS-CC | NORTH | 2017 | 329.3 | 329.3 | 329.3 | 329.3 | 329.3 | 329.3 | 329.3 | 329.3 | 329.3 | 329.3
355 | WOLF HOLLOW 2 STG 6 | 18INR0076 | WHCCS2_STG6 | HOOD | GAS-CC | NORTH | 2017 | 458.3 | 458.3 | 458.3 | 458.3 | 458.3 | 458.3 | 458.3 | 458.3 | 458.3 | 458.3
356 | WOLF HOLLOW POWER CTG 1 |  | WHCCS_CT1 | HOOD | GAS-CC | NORTH | 2002 | 238.5 | 238.5 | 238.5 | 238.5 | 238.5 | 238.5 | 238.5 | 238.5 | 238.5 | 238.5
357 | WOLF HOLLOW POWER CTG 2 |  | WHCCS_CT2 | HOOD | GAS-CC | NORTH | 2002 | 230.5 | 230.5 | 230.5 | 230.5 | 230.5 | 230.5 | 230.5 | 230.5 | 230.5 | 230.5
358 | WOLF HOLLOW POWER STG |  | WHCCS_STG | HOOD | GAS-CC | NORTH | 2002 | 268 | 268 | 268 | 268 | 268 | 268 | 268 | 268 | 268 | 268
359 | NACOGDOCHES POWER |  | NACPW_UNIT1 | NACOGDOCHES | BIOMASS | NORTH | 2012 | 105 | 105 | 105 | 105 | 105 | 105 | 105 | 105 | 105 | 105
360 | BIOENERGY AUSTIN WALZEM RD LFG |  | DG_WALZE_4UNITS | BEXAR | BIOMASS | SOUTH | 2002 | 9.8 | 9.8 | 9.8 | 9.8 | 9.8 | 9.8 | 9.8 | 9.8 | 9.8 | 9.8
361 | BIOENERGY TEXAS COVEL GARDENS LFG |  | DG_MEDIN_1UNIT | BEXAR | BIOMASS | SOUTH | 2005 | 9.6 | 9.6 | 9.6 | 9.6 | 9.6 | 9.6 | 9.6 | 9.6 | 9.6 | 9.6
362 | FARMERS BRANCH LANDFILL GAS TO ENERGY |  | DG_HBR_2UNITS | DENTON | BIOMASS | NORTH | 2011 | 3.2 | 3.2 | 3.2 | 3.2 | 3.2 | 3.2 | 3.2 | 3.2 | 3.2 | 3.2
363 | GRAND PRAIRIE LFG |  | DG_TRIRA_1UNIT | DALLAS | BIOMASS | NORTH | 2015 | 4 | 4 | 4 | 4 | 4 | 4 | 4 | 4 | 4 | 4
364 | NELSON GARDENS LFG |  | DG_78252_4UNITS | BEXAR | BIOMASS | SOUTH | 2013 | 4.2 | 4.2 | 4.2 | 4.2 | 4.2 | 4.2 | 4.2 | 4.2 | 4.2 | 4.2
365 | WM RENEWABLE-AUSTIN LFG |  | DG_SPRIN_4UNITS | TRAVIS | BIOMASS | SOUTH | 2007 | 6.4 | 6.4 | 6.4 | 6.4 | 6.4 | 6.4 | 6.4 | 6.4 | 6.4 | 6.4
366 | WM RENEWABLE-BIOENERGY PARTNERS LFG |  | DG_BIOE_2UNITS | DENTON | BIOMASS | NORTH | 1988 | 6.2 | 6.2 | 6.2 | 6.2 | 6.2 | 6.2 | 6.2 | 6.2 | 6.2 | 6.2
367 | WM RENEWABLE-DFW GAS RECOVERY LFG |  | DG_BIO2_4UNITS | DENTON | BIOMASS | NORTH | 2009 | 6.4 | 6.4 | 6.4 | 6.4 | 6.4 | 6.4 | 6.4 | 6.4 | 6.4 | 6.4
368 | WM RENEWABLE-MESQUITE CREEK LFG |  | DG_FREIH_2UNITS | COMAL | BIOMASS | SOUTH | 2011 | 3.2 | 3.2 | 3.2 | 3.2 | 3.2 | 3.2 | 3.2 | 3.2 | 3.2 | 3.2
369 | WM RENEWABLE-WESTSIDE LFG |  | DG_WSTHL_3UNITS | PARKER | BIOMASS | NORTH | 2010 | 4.8 | 4.8 | 4.8 | 4.8 | 4.8 | 4.8 | 4.8 | 4.8 | 4.8 | 4.8
370 | Operational Capacity Total (Nuclear, Coal, Gas, Biomass) | [6 empty] | 64221 | 64221 | 64221 | 64221 | 64221 | 64221 | 64221 | 64221 | 64221 | 64221
371
372 | Operational Resources - Synchronized but not Approved for Commercial Operations (Thermal)
373 | BRANDON (LP&L) (DGR) | 21INR0201 | BRANDON_UNIT1 | LUBBOCK | GAS-GT | PANHANDLE | 2021 | 20 | 20 | 20 | 20 | 20 | 20 | 20 | 20 | 20 | 20
374 | OLD BLOOMINGTON ROAD CTG 1 (VICTORIA PORT 2) | 19INR0057 | VICTPRT2_UNIT1 | VICTORIA | GAS-GT | SOUTH | 2021 | 44 | 44 | 44 | 44 | 44 | 44 | 44 | 44 | 44 | 44
375 | OLD BLOOMINGTON ROAD CTG 2 (VICTORIA PORT 2) | 19INR0057 | VICTPRT2_UNIT2 | VICTORIA | GAS-GT | SOUTH | 2021 | 44 | 44 | 44 | 44 | 44 | 44 | 44 | 44 | 44 | 44
376 | R MASSENGALE CTG 1 (LP&L) | 21INR0202 | MASSENGL_G6 | LUBBOCK | GAS-CC | PANHANDLE | 2021 | 18 | 18 | 18 | 18 | 18 | 18 | 18 | 18 | 18 | 18
377 | R MASSENGALE CTG 2 (LP&L) | 21INR0202 | MASSENGL_G7 | LUBBOCK | GAS-CC | PANHANDLE | 2021 | 18 | 18 | 18 | 18 | 18 | 18 | 18 | 18 | 18 | 18
378 | R MASSENGALE STG (LP&L) | 21INR0202 | MASSENGL_G8 | LUBBOCK | GAS-CC | PANHANDLE | 2021 | 38 | 38 | 38 | 38 | 38 | 38 | 38 | 38 | 38 | 38
379 | TY COOKE CTG 1 (LP&L) | 21INR0506 | TY_COOKE_GT2 | LUBBOCK | GAS-GT | PANHANDLE | 2021 | 14 | 14 | 14 | 14 | 14 | 14 | 14 | 14 | 14 | 14
380 | TY COOKE CTG 2 (LP&L) | 21INR0506 | TY_COOKE_GT3 | LUBBOCK | GAS-GT | PANHANDLE | 2021 | 17 | 17 | 17 | 17 | 17 | 17 | 17 | 17 | 17 | 17
381 | Operational Capacity - Synchronized but not Approved for Commercial Operations Total (Nuclear, Coal, Gas, Biomass) | [6 empty] | 213 | 213 | 213 | 213 | 213 | 213 | 213 | 213 | 213 | 213
382
383 | Operational Resources (Hydro)
384 | AMISTAD HYDRO 1 |  | AMISTAD_AMISTAG1 | VAL VERDE | HYDRO | WEST | 1983 | 37.9 | 37.9 | 37.9 | 37.9 | 37.9 | 37.9 | 37.9 | 37.9 | 37.9 | 37.9
385 | AMISTAD HYDRO 2 |  | AMISTAD_AMISTAG2 | VAL VERDE | HYDRO | WEST | 1983 | 37.9 | 37.9 | 37.9 | 37.9 | 37.9 | 37.9 | 37.9 | 37.9 | 37.9 | 37.9
386 | AUSTIN HYDRO 1 |  | AUSTPL_AUSTING1 | TRAVIS | HYDRO | SOUTH | 1940 | 8 | 8 | 8 | 8 | 8 | 8 | 8 | 8 | 8 | 8
387 | AUSTIN HYDRO 2 |  | AUSTPL_AUSTING2 | TRAVIS | HYDRO | SOUTH | 1940 | 9 | 9 | 9 | 9 | 9 | 9 | 9 | 9 | 9 | 9
388 | BUCHANAN HYDRO 1 |  | BUCHAN_BUCHANG1 | LLANO | HYDRO | SOUTH | 1938 | 16 | 16 | 16 | 16 | 16 | 16 | 16 | 16 | 16 | 16
389 | BUCHANAN HYDRO 2 |  | BUCHAN_BUCHANG2 | LLANO | HYDRO | SOUTH | 1938 | 16 | 16 | 16 | 16 | 16 | 16 | 16 | 16 | 16 | 16
390 | BUCHANAN HYDRO 3 |  | BUCHAN_BUCHANG3 | LLANO | HYDRO | SOUTH | 1950 | 17 | 17 | 17 | 17 | 17 | 17 | 17 | 17 | 17 | 17
391 | DENISON DAM 1 |  | DNDAM_DENISOG1 | GRAYSON | HYDRO | NORTH | 1944 | 49.5 | 49.5 | 49.5 | 49.5 | 49.5 | 49.5 | 49.5 | 49.5 | 49.5 | 49.5
392 | DENISON DAM 2 |  | DNDAM_DENISOG2 | GRAYSON | HYDRO | NORTH | 1948 | 49.5 | 49.5 | 49.5 | 49.5 | 49.5 | 49.5 | 49.5 | 49.5 | 49.5 | 49.5
393 | EAGLE PASS HYDRO |  | EAGLE_HY_EAGLE_HY1 | MAVERICK | HYDRO | SOUTH | 2005 | 9.6 | 9.6 | 9.6 | 9.6 | 9.6 | 9.6 | 9.6 | 9.6 | 9.6 | 9.6
394 | FALCON HYDRO 1 |  | FALCON_FALCONG1 | STARR | HYDRO | SOUTH | 1954 | 12 | 12 | 12 | 12 | 12 | 12 | 12 | 12 | 12 | 12
395 | FALCON HYDRO 2 |  | FALCON_FALCONG2 | STARR | HYDRO | SOUTH | 1954 | 12 | 12 | 12 | 12 | 12 | 12 | 12 | 12 | 12 | 12
396 | FALCON HYDRO 3 |  | FALCON_FALCONG3 | STARR | HYDRO | SOUTH | 1954 | 12 | 12 | 12 | 12 | 12 | 12 | 12 | 12 | 12 | 12
397 | GRANITE SHOALS HYDRO 1 |  | WIRTZ_WIRTZ_G1 | BURNET | HYDRO | SOUTH | 1951 | 29 | 29 | 29 | 29 | 29 | 29 | 29 | 29 | 29 | 29
398 | GRANITE SHOALS HYDRO 2 |  | WIRTZ_WIRTZ_G2 | BURNET | HYDRO | SOUTH | 1951 | 29 | 29 | 29 | 29 | 29 | 29 | 29 | 29 | 29 | 29
399 | GUADALUPE BLANCO RIVER AUTH-CANYON |  | CANYHY_CANYHYG1 | COMAL | HYDRO | SOUTH | 1989 | 6 | 6 | 6 | 6 | 6 | 6 | 6 | 6 | 6 | 6
400 | INKS HYDRO 1 |  | INKSDA_INKS_G1 | LLANO | HYDRO | SOUTH | 1938 | 14 | 14 | 14 | 14 | 14 | 14 | 14 | 14 | 14 | 14
401 | MARBLE FALLS HYDRO 1 |  | MARBFA_MARBFAG1 | BURNET | HYDRO | SOUTH | 1951 | 21 | 21 | 21 | 21 | 21 | 21 | 21 | 21 | 21 | 21
402 | MARBLE FALLS HYDRO 2 |  | MARBFA_MARBFAG2 | BURNET | HYDRO | SOUTH | 1951 | 20 | 20 | 20 | 20 | 20 | 20 | 20 | 20 | 20 | 20
403 | MARSHALL FORD HYDRO 1 |  | MARSFO_MARSFOG1 | TRAVIS | HYDRO | SOUTH | 1941 | 36 | 36 | 36 | 36 | 36 | 36 | 36 | 36 | 36 | 36
404 | MARSHALL FORD HYDRO 2 |  | MARSFO_MARSFOG2 | TRAVIS | HYDRO | SOUTH | 1941 | 36 | 36 | 36 | 36 | 36 | 36 | 36 | 36 | 36 | 36
405 | MARSHALL FORD HYDRO 3 |  | MARSFO_MARSFOG3 | TRAVIS | HYDRO | SOUTH | 1941 | 36 | 36 | 36 | 36 | 36 | 36 | 36 | 36 | 36 | 36
406 | WHITNEY DAM HYDRO |  | WND_WHITNEY1 | BOSQUE | HYDRO | NORTH | 1953 | 22 | 22 | 22 | 22 | 22 | 22 | 22 | 22 | 22 | 22
407 | WHITNEY DAM HYDRO 2 |  | WND_WHITNEY2 | BOSQUE | HYDRO | NORTH | 1953 | 22 | 22 | 22 | 22 | 22 | 22 | 22 | 22 | 22 | 22
408 | Operational Capacity Total (Hydro) | [6 empty] | 557.4 | 557.4 | 557.4 | 557.4 | 557.4 | 557.4 | 557.4 | 557.4 | 557.4 | 557.4
409 | Hydro Capacity Contribution (Top 20 Hours) |  | HYDRO_CAP_CONT |  |  |  |  | 464 | 464 | 464 | 464 | 464 | 464 | 464 | 464 | 464 | 464
410
411 | Operational Hydro Resources, Settlement Only Distributed Generators (SODGs)
412 | ARLINGTON OUTLET HYDROELECTRIC FACILITY |  | DG_OAKHL_1UNIT | TARRANT | HYDRO | NORTH | 2014 | 1.4 | 1.4 | 1.4 | 1.4 | 1.4 | 1.4 | 1.4 | 1.4 | 1.4 | 1.4
413 | GUADALUPE BLANCO RIVER AUTH-LAKEWOOD TAP |  | DG_LKWDT_2UNITS | GONZALES | HYDRO | SOUTH | 1931 | 4.8 | 4.8 | 4.8 | 4.8 | 4.8 | 4.8 | 4.8 | 4.8 | 4.8 | 4.8
414 | GUADALUPE BLANCO RIVER AUTH-MCQUEENEY |  | DG_MCQUE_5UNITS | GUADALUPE | HYDRO | SOUTH | 1928 | 7.7 | 7.7 | 7.7 | 7.7 | 7.7 | 7.7 | 7.7 | 7.7 | 7.7 | 7.7
415 | GUADALUPE BLANCO RIVER AUTH-SCHUMANSVILLE |  | DG_SCHUM_2UNITS | GUADALUPE | HYDRO | SOUTH | 1928 | 3.6 | 3.6 | 3.6 | 3.6 | 3.6 | 3.6 | 3.6 | 3.6 | 3.6 | 3.6
416 | LEWISVILLE HYDRO-CITY OF GARLAND |  | DG_LWSVL_1UNIT | DENTON | HYDRO | NORTH | 1991 | 2.2 | 2.2 | 2.2 | 2.2 | 2.2 | 2.2 | 2.2 | 2.2 | 2.2 | 2.2
417 | Operational Hydro Resources Total, Settlement Only Distributed Generators (SODGs) | [6 empty] | 19.7 | 19.7 | 19.7 | 19.7 | 19.7 | 19.7 | 19.7 | 19.7 | 19.7 | 19.7
418 | Hydro SODG Capacity Contribution (Highest 20 Peak Load Hours) |  | DG_HYDRO_CAP_CONT |  |  |  |  | 16.399 | 16.399 | 16.399 | 16.399 | 16.399 | 16.399 | 16.399 | 16.399 | 16.399 | 16.399
419
420 | Operational Capacity Unavailable due to Extended Outage or Derate |  | OPERATION_UNAVAIL |  |  |  |  | -4.9946 | -4.9946 | -4.9946 | -4.9946 | -4.9946 | -4.9946 | -4.9946 | -4.9946 | -4.9946 | -4.9946
421 | Operational Capacity Total (Including Hydro) |  | OPERATION_TOTAL |  |  |  |  | 64909.4044 | 64909.4044 | 64909.4044 | 64909.4044 | 64909.4044 | 64909.4044 | 64909.4044 | 64909.4044 | 64909.4044 | 64909.4044
422
423 | Operational Resources (Switchable)
424 | ANTELOPE IC 1 |  | AEEC_ANTLP_1 | HALE | GAS-IC | PANHANDLE | 2016 | 54 | 54 | 54 | 54 | 54 | 54 | 54 | 54 | 54 | 54
425 | ANTELOPE IC 2 |  | AEEC_ANTLP_2 | HALE | GAS-IC | PANHANDLE | 2016 | 54 | 54 | 54 | 54 | 54 | 54 | 54 | 54 | 54 | 54
426 | ANTELOPE IC 3 |  | AEEC_ANTLP_3 | HALE | GAS-IC | PANHANDLE | 2016 | 54 | 54 | 54 | 54 | 54 | 54 | 54 | 54 | 54 | 54
427 | ELK STATION CTG 1 |  | AEEC_ELK_1 | HALE | GAS-GT | PANHANDLE | 2016 | 190 | 190 | 190 | 190 | 190 | 190 | 190 | 190 | 190 | 190
428 | ELK STATION CTG 2 |  | AEEC_ELK_2 | HALE | GAS-GT | PANHANDLE | 2016 | 190 | 190 | 190 | 190 | 190 | 190 | 190 | 190 | 190 | 190
429 | TENASKA FRONTIER STATION CTG 1 |  | FTR_FTR_G1 | GRIMES | GAS-CC | NORTH | 2000 | 160 | 160 | 160 | 160 | 160 | 160 | 160 | 160 | 160 | 160
430 | TENASKA FRONTIER STATION CTG 2 |  | FTR_FTR_G2 | GRIMES | GAS-CC | NORTH | 2000 | 160 | 160 | 160 | 160 | 160 | 160 | 160 | 160 | 160 | 160
431 | TENASKA FRONTIER STATION CTG 3 |  | FTR_FTR_G3 | GRIMES | GAS-CC | NORTH | 2000 | 160 | 160 | 160 | 160 | 160 | 160 | 160 | 160 | 160 | 160
432 | TENASKA FRONTIER STATION STG 4 |  | FTR_FTR_G4 | GRIMES | GAS-CC | NORTH | 2000 | 400 | 400 | 400 | 400 | 400 | 400 | 400 | 400 | 400 | 400
433 | TENASKA GATEWAY STATION CTG 1 |  | TGCCS_CT1 | RUSK | GAS-CC | NORTH | 2001 | 156 | 156 | 156 | 156 | 156 | 156 | 156 | 156 | 156 | 156
434 | TENASKA GATEWAY STATION CTG 2 |  | TGCCS_CT2 | RUSK | GAS-CC | NORTH | 2001 | 135 | 135 | 135 | 135 | 135 | 135 | 135 | 135 | 135 | 135
435 | TENASKA GATEWAY STATION CTG 3 |  | TGCCS_CT3 | RUSK | GAS-CC | NORTH | 2001 | 153 | 153 | 153 | 153 | 153 | 153 | 153 | 153 | 153 | 153
436 | TENASKA GATEWAY STATION STG 4 |  | TGCCS_UNIT4 | RUSK | GAS-CC | NORTH | 2001 | 402 | 402 | 402 | 402 | 402 | 402 | 402 | 402 | 402 | 402
437 | TENASKA KIAMICHI STATION 1CT101 |  | KMCHI_1CT101 | FANNIN | GAS-CC | NORTH | 2003 | 151 | 151 | 151 | 151 | 151 | 151 | 151 | 151 | 151 | 151
438 | TENASKA KIAMICHI STATION 1CT201 |  | KMCHI_1CT201 | FANNIN | GAS-CC | NORTH | 2003 | 148 | 148 | 148 | 148 | 148 | 148 | 148 | 148 | 148 | 148
439 | TENASKA KIAMICHI STATION 1ST |  | KMCHI_1ST | FANNIN | GAS-CC | NORTH | 2003 | 310 | 310 | 310 | 310 | 310 | 310 | 310 | 310 | 310 | 310
440 | TENASKA KIAMICHI STATION 2CT101 |  | KMCHI_2CT101 | FANNIN | GAS-CC | NORTH | 2003 | 150 | 150 | 150 | 150 | 150 | 150 | 150 | 150 | 150 | 150
441 | TENASKA KIAMICHI STATION 2CT201 |  | KMCHI_2CT201 | FANNIN | GAS-CC | NORTH | 2003 | 152 | 152 | 152 | 152 | 152 | 152 | 152 | 152 | 152 | 152
442 | TENASKA KIAMICHI STATION 2ST |  | KMCHI_2ST | FANNIN | GAS-CC | NORTH | 2003 | 311 | 311 | 311 | 311 | 311 | 311 | 311 | 311 | 311 | 311
443 | Switchable Capacity Total | [6 empty] | 3490 | 3490 | 3490 | 3490 | 3490 | 3490 | 3490 | 3490 | 3490 | 3490
444
445 | Switchable Capacity Unavailable to ERCOT
446 | ANTELOPE IC 1 |  | AEEC_ANTLP_1_UNAVAIL | HALE | GAS-IC | PANHANDLE | 2017 | -54 | -54 | -54 | -54 | -54 | -54 | -54 | -54 | -54 | -54
447 | ANTELOPE IC 2 |  | AEEC_ANTLP_2_UNAVAIL | HALE | GAS-IC | PANHANDLE | 2017 | -54 | -54 | -54 | -54 | -54 | -54 | -54 | -54 | -54 | -54
448 | ANTELOPE IC 3 |  | AEEC_ANTLP_3_UNAVAIL | HALE | GAS-IC | PANHANDLE | 2017 | -54 | -54 | -54 | -54 | -54 | -54 | -54 | -54 | -54 | -54
449 | ELK STATION CTG 1 |  | AEEC_ELK_1_UNAVAIL | HALE | GAS-GT | PANHANDLE | 2017 | -190 | -190 | -190 | -190 | -190 | -190 | -190 | -190 | -190 | -190
450 | ELK STATION CTG 2 |  | AEEC_ELK_2_UNAVAIL | HALE | GAS-GT | PANHANDLE | 2017 | -190 | -190 | -190 | -190 | -190 | -190 | -190 | -190 | -190 | -190
451 | Switchable Capacity Unavailable to ERCOT Total | [6 empty] | -542 | -542 | -542 | -542 | -542 | -542 | -542 | -542 | -542 | -542
452
453 | Available Mothball Capacity based on Owner's Return Probability |  | MOTH_AVAIL |  |  |  |  | 365 | 365 | 365 | 365 | 365 | 365 | 365 | 365 | 365 | 365
454
455 | Private-Use Network Capacity Contribution (Top 20 Hours) |  | PUN_CAP_CONT |  | GAS |  |  | 3425 | 3425 | 3425 | 3425 | 3425 | 3425 | 3425 | 3425 | 3425 | 3425
456 | Private-Use Network Forecast Adjustment (per Protocol 10.3.2.4) |  | PUN_CAP_ADJUST |  | GAS |  |  | -85 | -135 | -135 | -135 | -135 | -140 | -140 | -140 | -140 | -140
457
458 | Operational Resources (Wind)
459 | AMADEUS WIND 1 U1 |  | AMADEUS1_UNIT1 | FISHER | WIND-O | WEST | 2021 | 36.7 | 36.7 | 36.7 | 36.7 | 36.7 | 36.7 | 36.7 | 36.7 | 36.7 | 36.7
460 | AMADEUS WIND 1 U2 |  | AMADEUS1_UNIT2 | FISHER | WIND-O | WEST | 2021 | 35.8 | 35.8 | 35.8 | 35.8 | 35.8 | 35.8 | 35.8 | 35.8 | 35.8 | 35.8
461 | AMADEUS WIND 2 U1 |  | AMADEUS2_UNIT3 | FISHER | WIND-O | WEST | 2021 | 177.7 | 177.7 | 177.7 | 177.7 | 177.7 | 177.7 | 177.7 | 177.7 | 177.7 | 177.7
462 | ANACACHO WIND |  | ANACACHO_ANA | KINNEY | WIND-O | SOUTH | 2012 | 99.8 | 99.8 | 99.8 | 99.8 | 99.8 | 99.8 | 99.8 | 99.8 | 99.8 | 99.8
463 | AVIATOR WIND U1 |  | AVIATOR_UNIT1 | COKE | WIND-O | WEST | 2021 | 180.1 | 180.1 | 180.1 | 180.1 | 180.1 | 180.1 | 180.1 | 180.1 | 180.1 | 180.1
464 | AVIATOR WIND U2 |  | AVIATOR_UNIT2 | COKE | WIND-O | WEST | 2021 | 145.6 | 145.6 | 145.6 | 145.6 | 145.6 | 145.6 | 145.6 | 145.6 | 145.6 | 145.6
465 | AVIATOR WIND U3 |  | DEWOLF_UNIT1 | COKE | WIND-O | WEST | 2021 | 199.3 | 199.3 | 199.3 | 199.3 | 199.3 | 199.3 | 199.3 | 199.3 | 199.3 | 199.3
466 | BAFFIN WIND UNIT1 |  | BAFFIN_UNIT1 | KENEDY | WIND-C | COASTAL | 2016 | 100 | 100 | 100 | 100 | 100 | 100 | 100 | 100 | 100 | 100
467 | BAFFIN WIND UNIT2 |  | BAFFIN_UNIT2 | KENEDY | WIND-C | COASTAL | 2016 | 102 | 102 | 102 | 102 | 102 | 102 | 102 | 102 | 102 | 102
468 | BARROW RANCH (JUMBO HILL WIND) 1 |  | BARROW_UNIT1 | ANDREWS | WIND-O | WEST | 2021 | 90.2 | 90.2 | 90.2 | 90.2 | 90.2 | 90.2 | 90.2 | 90.2 | 90.2 | 90.2
469 | BARROW RANCH (JUMBO HILL WIND) 2 |  | BARROW_UNIT2 | ANDREWS | WIND-O | WEST | 2021 | 70.5 | 70.5 | 70.5 | 70.5 | 70.5 | 70.5 | 70.5 | 70.5 | 70.5 | 70.5
470 | BARTON CHAPEL WIND |  | BRTSW_BCW1 | JACK | WIND-O | NORTH | 2007 | 120 | 120 | 120 | 120 | 120 | 120 | 120 | 120 | 120 | 120
471 | BLUE SUMMIT WIND 1 A | 22INR0550 | BLSUMMIT_BLSMT1_5 | WILBARGER | WIND-O | WEST | 2013 | 8.8 | 8.8 | 8.8 | 8.8 | 8.8 | 8.8 | 8.8 | 8.8 | 8.8 | 8.8
472 | BLUE SUMMIT WIND 1 B | 22INR0550 | BLSUMMIT_BLSMT1_6 | WILBARGER | WIND-O | WEST | 2013 | 124.3 | 124.3 | 124.3 | 124.3 | 124.3 | 124.3 | 124.3 | 124.3 | 124.3 | 124.3
473 | BLUE SUMMIT WIND 2 A |  | BLSUMMIT_UNIT2_25 | WILBARGER | WIND-O | WEST | 2020 | 89.7 | 89.7 | 89.7 | 89.7 | 89.7 | 89.7 | 89.7 | 89.7 | 89.7 | 89.7
474 | BLUE SUMMIT WIND 2 B |  | BLSUMMIT_UNIT2_17 | WILBARGER | WIND-O | WEST | 2020 | 6.7 | 6.7 | 6.7 | 6.7 | 6.7 | 6.7 | 6.7 | 6.7 | 6.7 | 6.7
475 | BLUE SUMMIT WIND 3 A |  | BLSUMIT3_UNIT_17 | WILBARGER | WIND-O | WEST | 2020 | 13.4 | 13.4 | 13.4 | 13.4 | 13.4 | 13.4 | 13.4 | 13.4 | 13.4 | 13.4
476 | BLUE SUMMIT WIND 3 B |  | BLSUMIT3_UNIT_25 | WILBARGER | WIND-O | WEST | 2020 | 182.4 | 182.4 | 182.4 | 182.4 | 182.4 | 182.4 | 182.4 | 182.4 | 182.4 | 182.4
477 | BOBCAT BLUFF WIND |  | BCATWIND_WIND_1 | ARCHER | WIND-O | WEST | 2020 | 162 | 162 | 162 | 162 | 162 | 162 | 162 | 162 | 162 | 162
478 | BRISCOE WIND |  | BRISCOE_WIND | BRISCOE | WIND-P | PANHANDLE | 2015 | 149.8 | 149.8 | 149.8 | 149.8 | 149.8 | 149.8 | 149.8 | 149.8 | 149.8 | 149.8
479 | BRUENNING'S BREEZE A |  | BBREEZE_UNIT1 | WILLACY | WIND-C | COASTAL | 2017 | 120 | 120 | 120 | 120 | 120 | 120 | 120 | 120 | 120 | 120
480 | BRUENNING'S BREEZE B |  | BBREEZE_UNIT2 | WILLACY | WIND-C | COASTAL | 2017 | 108 | 108 | 108 | 108 | 108 | 108 | 108 | 108 | 108 | 108
481 | BUCKTHORN WIND 1 A |  | BUCKTHRN_UNIT1 | ERATH | WIND-O | NORTH | 2017 | 44.9 | 44.9 | 44.9 | 44.9 | 44.9 | 44.9 | 44.9 | 44.9 | 44.9 | 44.9
482 | BUCKTHORN WIND 1 B |  | BUCKTHRN_UNIT2 | ERATH | WIND-O | NORTH | 2017 | 55.7 | 55.7 | 55.7 | 55.7 | 55.7 | 55.7 | 55.7 | 55.7 | 55.7 | 55.7
483 | BUFFALO GAP WIND 1 |  | BUFF_GAP_UNIT1 | TAYLOR | WIND-O | WEST | 2006 | 120.6 | 120.6 | 120.6 | 120.6 | 120.6 | 120.6 | 120.6 | 120.6 | 120.6 | 120.6
484 | BUFFALO GAP WIND 2_1 |  | BUFF_GAP_UNIT2_1 | TAYLOR | WIND-O | WEST | 2007 | 115.5 | 115.5 | 115.5 | 115.5 | 115.5 | 115.5 | 115.5 | 115.5 | 115.5 | 115.5
485 | BUFFALO GAP WIND 2_2 |  | BUFF_GAP_UNIT2_2 | TAYLOR | WIND-O | WEST | 2007 | 117 | 117 | 117 | 117 | 117 | 117 | 117 | 117 | 117 | 117
486 | BUFFALO GAP WIND 3 |  | BUFF_GAP_UNIT3 | TAYLOR | WIND-O | WEST | 2008 | 170.2 | 170.2 | 170.2 | 170.2 | 170.2 | 170.2 | 170.2 | 170.2 | 170.2 | 170.2
487 | BULL CREEK WIND U1 |  | BULLCRK_WND1 | BORDEN | WIND-O | WEST | 2009 | 88 | 88 | 88 | 88 | 88 | 88 | 88 | 88 | 88 | 88
488 | BULL CREEK WIND U2 |  | BULLCRK_WND2 | BORDEN | WIND-O | WEST | 2009 | 90 | 90 | 90 | 90 | 90 | 90 | 90 | 90 | 90 | 90
489 | CABEZON WIND (RIO BRAVO I WIND) 1 A |  | CABEZON_WIND1 | STARR | WIND-O | SOUTH | 2019 | 115.2 | 115.2 | 115.2 | 115.2 | 115.2 | 115.2 | 115.2 | 115.2 | 115.2 | 115.2
490 | CABEZON WIND (RIO BRAVO I WIND) 1 B |  | CABEZON_WIND2 | STARR | WIND-O | SOUTH | 2019 | 122.4 | 122.4 | 122.4 | 122.4 | 122.4 | 122.4 | 122.4 | 122.4 | 122.4 | 122.4
491 | CALLAHAN WIND |  | CALLAHAN_WND1 | CALLAHAN | WIND-O | WEST | 2004 | 123.1 | 123.1 | 123.1 | 123.1 | 123.1 | 123.1 | 123.1 | 123.1 | 123.1 | 123.1
492 | CAMERON COUNTY WIND |  | CAMWIND_UNIT1 | CAMERON | WIND-C | COASTAL | 2016 | 165 | 165 | 165 | 165 | 165 | 165 | 165 | 165 | 165 | 165
493 | CAMP SPRINGS WIND 1 |  | CSEC_CSECG1 | SCURRY | WIND-O | WEST | 2007 | 130.5 | 130.5 | 130.5 | 130.5 | 130.5 | 130.5 | 130.5 | 130.5 | 130.5 | 130.5
494 | CAMP SPRINGS WIND 2 |  | CSEC_CSECG2 | SCURRY | WIND-O | WEST | 2007 | 120 | 120 | 120 | 120 | 120 | 120 | 120 | 120 | 120 | 120
495 | CANADIAN BREAKS WIND |  | CN_BRKS_UNIT_1 | OLDHAM | WIND-P | PANHANDLE | 2019 | 210.1 | 210.1 | 210.1 | 210.1 | 210.1 | 210.1 | 210.1 | 210.1 | 210.1 | 210.1
496 | CAPRICORN RIDGE WIND 1 | 17INR0054 | CAPRIDGE_CR1 | STERLING | WIND-O | WEST | 2007 | 231.7 | 231.7 | 231.7 | 231.7 | 231.7 | 231.7 | 231.7 | 231.7 | 231.7 | 231.7
497 | CAPRICORN RIDGE WIND 2 | 17INR0054 | CAPRIDGE_CR2 | STERLING | WIND-O | WEST | 2007 | 149.5 | 149.5 | 149.5 | 149.5 | 149.5 | 149.5 | 149.5 | 149.5 | 149.5 | 149.5
498 | CAPRICORN RIDGE WIND 3 | 17INR0054 | CAPRIDGE_CR3 | STERLING | WIND-O | WEST | 2008 | 200.9 | 200.9 | 200.9 | 200.9 | 200.9 | 200.9 | 200.9 | 200.9 | 200.9 | 200.9
499 | CAPRICORN RIDGE WIND 4 | 17INR0061 | CAPRIDG4_CR4 | COKE | WIND-O | WEST | 2008 | 121.5 | 121.5 | 121.5 | 121.5 | 121.5 | 121.5 | 121.5 | 121.5 | 121.5 | 121.5
500 | CEDRO HILL WIND 1 |  | CEDROHIL_CHW1 | WEBB | WIND-O | SOUTH | 2010 | 75 | 75 | 75 | 75 | 75 | 75 | 75 | 75 | 75 | 75
501 | CEDRO HILL WIND 2 |  | CEDROHIL_CHW2 | WEBB | WIND-O | SOUTH | 2010 | 75 | 75 | 75 | 75 | 75 | 75 | 75 | 75 | 75 | 75
502 | CHALUPA WIND |  | CHALUPA_UNIT1 | CAMERON | WIND-C | COASTAL | 2021 | 173.3 | 173.3 | 173.3 | 173.3 | 173.3 | 173.3 | 173.3 | 173.3 | 173.3 | 173.3
503 | CHAMPION WIND |  | CHAMPION_UNIT1 | NOLAN | WIND-O | WEST | 2008 | 126.5 | 126.5 | 126.5 | 126.5 | 126.5 | 126.5 | 126.5 | 126.5 | 126.5 | 126.5
504 | CHAPMAN RANCH WIND IA (SANTA CRUZ) |  | SANTACRU_UNIT1 | NUECES | WIND-C | COASTAL | 2017 | 150.6 | 150.6 | 150.6 | 150.6 | 150.6 | 150.6 | 150.6 | 150.6 | 150.6 | 150.6
505 | CHAPMAN RANCH WIND IB (SANTA CRUZ) |  | SANTACRU_UNIT2 | NUECES | WIND-C | COASTAL | 2017 | 98.4 | 98.4 | 98.4 | 98.4 | 98.4 | 98.4 | 98.4 | 98.4 | 98.4 | 98.4
506 | COTTON PLAINS WIND |  | COTPLNS_COTTONPL | FLOYD | WIND-P | PANHANDLE | 2017 | 50.4 | 50.4 | 50.4 | 50.4 | 50.4 | 50.4 | 50.4 | 50.4 | 50.4 | 50.4
507 | DERMOTT WIND 1_1 |  | DERMOTT_UNIT1 | SCURRY | WIND-O | WEST | 2017 | 126.5 | 126.5 | 126.5 | 126.5 | 126.5 | 126.5 | 126.5 | 126.5 | 126.5 | 126.5
508 | DERMOTT WIND 1_2 |  | DERMOTT_UNIT2 | SCURRY | WIND-O | WEST | 2017 | 126.5 | 126.5 | 126.5 | 126.5 | 126.5 | 126.5 | 126.5 | 126.5 | 126.5 | 126.5
509 | DESERT SKY WIND 1 | 17INR0070 | INDNENR_INDNENR | PECOS | WIND-O | WEST | 2002 | 85.1 | 85.1 | 85.1 | 85.1 | 85.1 | 85.1 | 85.1 | 85.1 | 85.1 | 85.1
510 | DESERT SKY WIND 2 | 17INR0070 | INDNENR_INDNENR_2 | PECOS | WIND-O | WEST | 2002 | 85.1 | 85.1 | 85.1 | 85.1 | 85.1 | 85.1 | 85.1 | 85.1 | 85.1 | 85.1
511 | DOUG COLBECK'S CORNER (CONWAY) A |  | GRANDVW1_COLA | CARSON | WIND-P | PANHANDLE | 2016 | 100.2 | 100.2 | 100.2 | 100.2 | 100.2 | 100.2 | 100.2 | 100.2 | 100.2 | 100.2
512 | DOUG COLBECK'S CORNER (CONWAY) B |  | GRANDVW1_COLB | CARSON | WIND-P | PANHANDLE | 2016 | 100.2 | 100.2 | 100.2 | 100.2 | 100.2 | 100.2 | 100.2 | 100.2 | 100.2 | 100.2
513 | EAST RAYMOND WIND (EL RAYO) U1 |  | EL_RAYO_UNIT1 | WILLACY | WIND-C | COASTAL | 2021 | 98 | 98 | 98 | 98 | 98 | 98 | 98 | 98 | 98 | 98
514 | EAST RAYMOND WIND (EL RAYO) U2 |  | EL_RAYO_UNIT2 | WILLACY | WIND-C | COASTAL | 2021 | 96 | 96 | 96 | 96 | 96 | 96 | 96 | 96 | 96 | 96
515 | ELBOW CREEK WIND |  | ELB_ELBCREEK | HOWARD | WIND-O | WEST | 2008 | 121.9 | 121.9 | 121.9 | 121.9 | 121.9 | 121.9 | 121.9 | 121.9 | 121.9 | 121.9
516 | ELECTRA WIND 1 |  | DIGBY_UNIT1 | WILBARGER | WIND-O | WEST | 2017 | 98.9 | 98.9 | 98.9 | 98.9 | 98.9 | 98.9 | 98.9 | 98.9 | 98.9 | 98.9
517 | ELECTRA WIND 2 |  | DIGBY_UNIT2 | WILBARGER | WIND-O | WEST | 2017 | 131.1 | 131.1 | 131.1 | 131.1 | 131.1 | 131.1 | 131.1 | 131.1 | 131.1 | 131.1
518 | ESPIRITU WIND |  | CHALUPA_UNIT2 | CAMERON | WIND-C | COASTAL | 2021 | 25.2 | 25.2 | 25.2 | 25.2 | 25.2 | 25.2 | 25.2 | 25.2 | 25.2 | 25.2
519 | FALVEZ ASTRA WIND |  | ASTRA_UNIT1 | RANDALL | WIND-P | PANHANDLE | 2017 | 163.2 | 163.2 | 163.2 | 163.2 | 163.2 | 163.2 | 163.2 | 163.2 | 163.2 | 163.2
520 | FLAT TOP WIND I |  | FTWIND_UNIT_1 | MILLS | WIND-O | NORTH | 2018 | 200 | 200 | 200 | 200 | 200 | 200 | 200 | 200 | 200 | 200
521 | FLUVANNA RENEWABLE 1 A |  | FLUVANNA_UNIT1 | SCURRY | WIND-O | WEST | 2017 | 79.8 | 79.8 | 79.8 | 79.8 | 79.8 | 79.8 | 79.8 | 79.8 | 79.8 | 79.8
522 | FLUVANNA RENEWABLE 1 B |  | FLUVANNA_UNIT2 | SCURRY | WIND-O | WEST | 2017 | 75.6 | 75.6 | 75.6 | 75.6 | 75.6 | 75.6 | 75.6 | 75.6 | 75.6 | 75.6
523 | FOARD CITY WIND 1 A |  | FOARDCTY_UNIT1 | FOARD | WIND-O | WEST | 2019 | 186.5 | 186.5 | 186.5 | 186.5 | 186.5 | 186.5 | 186.5 | 186.5 | 186.5 | 186.5
524 | FOARD CITY WIND 1 B |  | FOARDCTY_UNIT2 | FOARD | WIND-O | WEST | 2019 | 163.8 | 163.8 | 163.8 | 163.8 | 163.8 | 163.8 | 163.8 | 163.8 | 163.8 | 163.8
525 | FOREST CREEK WIND |  | MCDLD_FCW1 | GLASSCOCK | WIND-O | WEST | 2007 | 124.2 | 124.2 | 124.2 | 124.2 | 124.2 | 124.2 | 124.2 | 124.2 | 124.2 | 124.2
526 | GOAT WIND |  | GOAT_GOATWIND | STERLING | WIND-O | WEST | 2008 | 80 | 80 | 80 | 80 | 80 | 80 | 80 | 80 | 80 | 80
527 | GOAT WIND 2 |  | GOAT_GOATWIN2 | STERLING | WIND-O | WEST | 2010 | 69.6 | 69.6 | 69.6 | 69.6 | 69.6 | 69.6 | 69.6 | 69.6 | 69.6 | 69.6
528 | GOLDTHWAITE WIND 1 |  | GWEC_GWEC_G1 | MILLS | WIND-O | NORTH | 2014 | 148.6 | 148.6 | 148.6 | 148.6 | 148.6 | 148.6 | 148.6 | 148.6 | 148.6 | 148.6
529 | GOPHER CREEK WIND 1 |  | GOPHER_UNIT1 | BORDEN | WIND-O | WEST | 2020 | 82 | 82 | 82 | 82 | 82 | 82 | 82 | 82 | 82 | 82
530 | GOPHER CREEK WIND 2 |  | GOPHER_UNIT2 | BORDEN | WIND-O | WEST | 2020 | 76 | 76 | 76 | 76 | 76 | 76 | 76 | 76 | 76 | 76
531 | GRANDVIEW WIND 1 (CONWAY) GV1A |  | GRANDVW1_GV1A | CARSON | WIND-P | PANHANDLE | 2014 | 107.4 | 107.4 | 107.4 | 107.4 | 107.4 | 107.4 | 107.4 | 107.4 | 107.4 | 107.4
532 | GRANDVIEW WIND 1 (CONWAY) GV1B |  | GRANDVW1_GV1B | CARSON | WIND-P | PANHANDLE | 2014 | 103.8 | 103.8 | 103.8 | 103.8 | 103.8 | 103.8 | 103.8 | 103.8 | 103.8 | 103.8
533 | GREEN MOUNTAIN WIND (BRAZOS) U1 | 21INR0532 | BRAZ_WND_WND1 | SCURRY | WIND-O | WEST | 2003 | 99 | 99 | 99 | 99 | 99 | 99 | 99 | 99 | 99 | 99
534 | GREEN MOUNTAIN WIND (BRAZOS) U2 | 21INR0532 | BRAZ_WND_WND2 | SCURRY | WIND-O | WEST | 2003 | 61 | 61 | 61 | 61 | 61 | 61 | 61 | 61 | 61 | 61
535 | GREEN PASTURES WIND I |  | GPASTURE_WIND_I | BAYLOR | WIND-O | WEST | 2015 | 150 | 150 | 150 | 150 | 150 | 150 | 150 | 150 | 150 | 150
536 | GRIFFIN TRAIL WIND U1 |  | GRIF_TRL_UNIT1 | KNOX | WIND-O | WEST | 2021 | 98.7 | 98.7 | 98.7 | 98.7 | 98.7 | 98.7 | 98.7 | 98.7 | 98.7 | 98.7
537 | GRIFFIN TRAIL WIND U2 |  | GRIF_TRL_UNIT2 | KNOX | WIND-O | WEST | 2021 | 126.9 | 126.9 | 126.9 | 126.9 | 126.9 | 126.9 | 126.9 | 126.9 | 126.9 | 126.9
538 | GULF WIND I |  | TGW_T1 | KENEDY | WIND-C | COASTAL | 2021 | 141.6 | 141.6 | 141.6 | 141.6 | 141.6 | 141.6 | 141.6 | 141.6 | 141.6 | 141.6
539 | GULF WIND II |  | TGW_T2 | KENEDY | WIND-C | COASTAL | 2021 | 141.6 | 141.6 | 141.6 | 141.6 | 141.6 | 141.6 | 141.6 | 141.6 | 141.6 | 141.6
540 | GUNSIGHT MOUNTAIN WIND |  | GUNMTN_G1 | HOWARD | WIND-O | WEST | 2016 | 119.9 | 119.9 | 119.9 | 119.9 | 119.9 | 119.9 | 119.9 | 119.9 | 119.9 | 119.9
541 | HACKBERRY WIND |  | HWF_HWFG1 | SHACKELFORD | WIND-O | WEST | 2008 | 163.5 | 163.5 | 163.5 | 163.5 | 163.5 | 163.5 | 163.5 | 163.5 | 163.5 | 163.5
542 | HARBOR WIND |  | DG_NUECE_6UNITS | NUECES | WIND-C | COASTAL | 2012 | 9 | 9 | 9 | 9 | 9 | 9 | 9 | 9 | 9 | 9
543 | HEREFORD WIND G |  | HRFDWIND_WIND_G | DEAF SMITH | WIND-P | PANHANDLE | 2015 | 99.9 | 99.9 | 99.9 | 99.9 | 99.9 | 99.9 | 99.9 | 99.9 | 99.9 | 99.9
544 | HEREFORD WIND V |  | HRFDWIND_WIND_V | DEAF SMITH | WIND-P | PANHANDLE | 2015 | 100 | 100 | 100 | 100 | 100 | 100 | 100 | 100 | 100 | 100
545 | HICKMAN (SANTA RITA WIND) 1 |  | HICKMAN_G1 | REAGAN | WIND-O | WEST | 2018 | 152.5 | 152.5 | 152.5 | 152.5 | 152.5 | 152.5 | 152.5 | 152.5 | 152.5 | 152.5
546 | HICKMAN (SANTA RITA WIND) 2 |  | HICKMAN_G2 | REAGAN | WIND-O | WEST | 2018 | 147.5 | 147.5 | 147.5 | 147.5 | 147.5 | 147.5 | 147.5 | 147.5 | 147.5 | 147.5
547 | HIDALGO & STARR WIND 11 |  | MIRASOLE_MIR11 | HIDALGO | WIND-O | SOUTH | 2016 | 52 | 52 | 52 | 52 | 52 | 52 | 52 | 52 | 52 | 52
548 | HIDALGO & STARR WIND 12 |  | MIRASOLE_MIR12 | HIDALGO | WIND-O | SOUTH | 2016 | 98 | 98 | 98 | 98 | 98 | 98 | 98 | 98 | 98 | 98
549 | HIDALGO & STARR WIND 21 |  | MIRASOLE_MIR21 | HIDALGO | WIND-O | SOUTH | 2016 | 100 | 100 | 100 | 100 | 100 | 100 | 100 | 100 | 100 | 100
550 | HIDALGO II WIND |  | MIRASOLE_MIR13 | HIDALGO | WIND-O | SOUTH | 2021 | 50.4 | 50.4 | 50.4 | 50.4 | 50.4 | 50.4 | 50.4 | 50.4 | 50.4 | 50.4
551 | HIGH LONESOME W 1A |  | HI_LONE_WGR1A | CROCKETT | WIND-O | WEST | 2021 | 46 | 46 | 46 | 46 | 46 | 46 | 46 | 46 | 46 | 46
552 | HIGH LONESOME W 1B |  | HI_LONE_WGR1B | CROCKETT | WIND-O | WEST | 2021 | 52 | 52 | 52 | 52 | 52 | 52 | 52 | 52 | 52 | 52
553 | HIGH LONESOME W 1C |  | HI_LONE_WGR1C | CROCKETT | WIND-O | WEST | 2021 | 25.3 | 25.3 | 25.3 | 25.3 | 25.3 | 25.3 | 25.3 | 25.3 | 25.3 | 25.3
554 | HIGH LONESOME W 2 |  | HI_LONE_WGR2 | CROCKETT | WIND-O | WEST | 2021 | 122.5 | 122.5 | 122.5 | 122.5 | 122.5 | 122.5 | 122.5 | 122.5 | 122.5 | 122.5
555 | HIGH LONESOME W 2A |  | HI_LONE_WGR2A | CROCKETT | WIND-O | WEST | 2021 | 25.3 | 25.3 | 25.3 | 25.3 | 25.3 | 25.3 | 25.3 | 25.3 | 25.3 | 25.3
556 | HIGH LONESOME W 3 |  | HI_LONE_WGR3 | CROCKETT | WIND-O | WEST | 2021 | 127.6 | 127.6 | 127.6 | 127.6 | 127.6 | 127.6 | 127.6 | 127.6 | 127.6 | 127.6
557 | HIGH LONESOME W 4 |  | HI_LONE_WGR4 | CROCKETT | WIND-O | WEST | 2021 | 101.6 | 101.6 | 101.6 | 101.6 | 101.6 | 101.6 | 101.6 | 101.6 | 101.6 | 101.6
558 | HORSE CREEK WIND 1 |  | HORSECRK_UNIT1 | HASKELL | WIND-O | WEST | 2017 | 131.1 | 131.1 | 131.1 | 131.1 | 131.1 | 131.1 | 131.1 | 131.1 | 131.1 | 131.1
559 | HORSE CREEK WIND 2 |  | HORSECRK_UNIT2 | HASKELL | WIND-O | WEST | 2017 | 98.9 | 98.9 | 98.9 | 98.9 | 98.9 | 98.9 | 98.9 | 98.9 | 98.9 | 98.9
560 | HORSE HOLLOW WIND 1 | 17INR0052 | H_HOLLOW_WND1 | TAYLOR | WIND-O | WEST | 2005 | 230 | 230 | 230 | 230 | 230 | 230 | 230 | 230 | 230 | 230
561 | HORSE HOLLOW WIND 2 | 17INR0053 | HHOLLOW2_WIND1 | TAYLOR | WIND-O | WEST | 2006 | 184 | 184 | 184 | 184 | 184 | 184 | 184 | 184 | 184 | 184
562 | HORSE HOLLOW WIND 3 | 17INR0053 | HHOLLOW3_WND_1 | TAYLOR | WIND-O | WEST | 2006 | 241.4 | 241.4 | 241.4 | 241.4 | 241.4 | 241.4 | 241.4 | 241.4 | 241.4 | 241.4
563 | HORSE HOLLOW WIND 4 | 17INR0053 | HHOLLOW4_WND1 | TAYLOR | WIND-O | WEST | 2006 | 115 | 115 | 115 | 115 | 115 | 115 | 115 | 115 | 115 | 115
564 | INADALE WIND 1 |  | INDL_INADALE1 | NOLAN | WIND-O | WEST | 2008 | 95 | 95 | 95 | 95 | 95 | 95 | 95 | 95 | 95 | 95
565 | INADALE WIND 2 |  | INDL_INADALE2 | NOLAN | WIND-O | WEST | 2008 | 102 | 102 | 102 | 102 | 102 | 102 | 102 | 102 | 102 | 102
566 | INDIAN MESA WIND |  | INDNNWP_INDNNWP2 | PECOS | WIND-O | WEST | 2001 | 91.8 | 91.8 | 91.8 | 91.8 | 91.8 | 91.8 | 91.8 | 91.8 | 91.8 | 91.8
567 | JAVELINA I WIND 18 |  | BORDAS_JAVEL18 | WEBB | WIND-O | SOUTH | 2015 | 19.7 | 19.7 | 19.7 | 19.7 | 19.7 | 19.7 | 19.7 | 19.7 | 19.7 | 19.7
568 | JAVELINA I WIND 20 |  | BORDAS_JAVEL20 | WEBB | WIND-O | SOUTH | 2015 | 230 | 230 | 230 | 230 | 230 | 230 | 230 | 230 | 230 | 230
569 | JAVELINA II WIND 1 |  | BORDAS2_JAVEL2_A | WEBB | WIND-O | SOUTH | 2017 | 96 | 96 | 96 | 96 | 96 | 96 | 96 | 96 | 96 | 96
570 | JAVELINA II WIND 2 |  | BORDAS2_JAVEL2_B | WEBB | WIND-O | SOUTH | 2017 | 74 | 74 | 74 | 74 | 74 | 74 | 74 | 74 | 74 | 74
571 | JAVELINA II WIND 3 |  | BORDAS2_JAVEL2_C | WEBB | WIND-O | SOUTH | 2017 | 30 | 30 | 30 | 30 | 30 | 30 | 30 | 30 | 30 | 30
572 | JUMBO ROAD WIND 1 |  | HRFDWIND_JRDWIND1 | DEAF SMITH | WIND-P | PANHANDLE | 2015 | 146.2 | 146.2 | 146.2 | 146.2 | 146.2 | 146.2 | 146.2 | 146.2 | 146.2 | 146.2
573 | JUMBO ROAD WIND 2 |  | HRFDWIND_JRDWIND2 | DEAF SMITH | WIND-P | PANHANDLE | 2015 | 153.6 | 153.6 | 153.6 | 153.6 | 153.6 | 153.6 | 153.6 | 153.6 | 153.6 | 153.6
574 | KARANKAWA WIND 1A |  | KARAKAW1_UNIT1 | SAN PATRICIO | WIND-C | COASTAL | 2019 | 103.3 | 103.3 | 103.3 | 103.3 | 103.3 | 103.3 | 103.3 | 103.3 | 103.3 | 103.3
575 | KARANKAWA WIND 1B |  | KARAKAW1_UNIT2 | SAN PATRICIO | WIND-C | COASTAL | 2019 | 103.3 | 103.3 | 103.3 | 103.3 | 103.3 | 103.3 | 103.3 | 103.3 | 103.3 | 103.3
576 | KARANKAWA WIND 2 |  | KARAKAW2_UNIT3 | SAN PATRICIO | WIND-C | COASTAL | 2019 | 100.4 | 100.4 | 100.4 | 100.4 | 100.4 | 100.4 | 100.4 | 100.4 | 100.4 | 100.4
577 | KEECHI WIND |  | KEECHI_U1 | JACK | WIND-O | NORTH | 2015 | 110 | 110 | 110 | 110 | 110 | 110 | 110 | 110 | 110 | 110
578 | KING MOUNTAIN WIND (NE) |  | KING_NE_KINGNE | UPTON | WIND-O | WEST | 2001 | 79.7 | 79.7 | 79.7 | 79.7 | 79.7 | 79.7 | 79.7 | 79.7 | 79.7 | 79.7
579 | KING MOUNTAIN WIND (NW) |  | KING_NW_KINGNW | UPTON | WIND-O | WEST | 2001 | 79.7 | 79.7 | 79.7 | 79.7 | 79.7 | 79.7 | 79.7 | 79.7 | 79.7 | 79.7
580 | KING MOUNTAIN WIND (SE) |  | KING_SE_KINGSE | UPTON | WIND-O | WEST | 2001 | 40.5 | 40.5 | 40.5 | 40.5 | 40.5 | 40.5 | 40.5 | 40.5 | 40.5 | 40.5
581 | KING MOUNTAIN WIND (SW) |  | KING_SW_KINGSW | UPTON | WIND-O | WEST | 2001 | 79.7 | 79.7 | 79.7 | 79.7 | 79.7 | 79.7 | 79.7 | 79.7 | 79.7 | 79.7
582 | LANGFORD WIND POWER |  | LGD_LANGFORD | TOM GREEN | WIND-O | WEST | 2009 | 160 | 160 | 160 | 160 | 160 | 160 | 160 | 160 | 160 | 160
583 | LOCKETT WIND FARM |  | LOCKETT_UNIT1 | WILBARGER | WIND-O | WEST | 2019 | 183.7 | 183.7 | 183.7 | 183.7 | 183.7 | 183.7 | 183.7 | 183.7 | 183.7 | 183.7
584 | LOGANS GAP WIND I U1 |  | LGW_UNIT1 | COMANCHE | WIND-O | NORTH | 2015 | 106.3 | 106.3 | 106.3 | 106.3 | 106.3 | 106.3 | 106.3 | 106.3 | 106.3 | 106.3
585 | LOGANS GAP WIND I U2 |  | LGW_UNIT2 | COMANCHE | WIND-O | NORTH | 2015 | 103.8 | 103.8 | 103.8 | 103.8 | 103.8 | 103.8 | 103.8 | 103.8 | 103.8 | 103.8
586 | LONE STAR WIND 1 (MESQUITE) |  | LNCRK_G83 | SHACKELFORD | WIND-O | WEST | 2006 | 194 | 194 | 194 | 194 | 194 | 194 | 194 | 194 | 194 | 194
587 | LONE STAR WIND 2 (POST OAK) U1 | 22INR0479 | LNCRK2_G871 | SHACKELFORD | WIND-O | WEST | 2007 | 98 | 98 | 98 | 98 | 98 | 98 | 98 | 98 | 98 | 98
588 | LONE STAR WIND 2 (POST OAK) U2 | 22INR0479 | LNCRK2_G872 | SHACKELFORD | WIND-O | WEST | 2007 | 100 | 100 | 100 | 100 | 100 | 100 | 100 | 100 | 100 | 100
589 | LONGHORN WIND NORTH U1 |  | LHORN_N_UNIT1 | FLOYD | WIND-P | PANHANDLE | 2015 | 100 | 100 | 100 | 100 | 100 | 100 | 100 | 100 | 100 | 100
590 | LONGHORN WIND NORTH U2 |  | LHORN_N_UNIT2 | FLOYD | WIND-P | PANHANDLE | 2015 | 100 | 100 | 100 | 100 | 100 | 100 | 100 | 100 | 100 | 100
591 | LORAINE WINDPARK I |  | LONEWOLF_G1 | MITCHELL | WIND-O | WEST | 2010 | 48 | 48 | 48 | 48 | 48 | 48 | 48 | 48 | 48 | 48
592 | LORAINE WINDPARK II |  | LONEWOLF_G2 | MITCHELL | WIND-O | WEST | 2010 | 51 | 51 | 51 | 51 | 51 | 51 | 51 | 51 | 51 | 51
593 | LORAINE WINDPARK III |  | LONEWOLF_G3 | MITCHELL | WIND-O | WEST | 2011 | 25.5 | 25.5 | 25.5 | 25.5 | 25.5 | 25.5 | 25.5 | 25.5 | 25.5 | 25.5
594 | LORAINE WINDPARK IV |  | LONEWOLF_G4 | MITCHELL | WIND-O | WEST | 2011 | 24 | 24 | 24 | 24 | 24 | 24 | 24 | 24 | 24 | 24
595 | LOS VIENTOS III WIND |  | LV3_UNIT_1 | STARR | WIND-O | SOUTH | 2015 | 200 | 200 | 200 | 200 | 200 | 200 | 200 | 200 | 200 | 200
596 | LOS VIENTOS IV WIND |  | LV4_UNIT_1 | STARR | WIND-O | SOUTH | 2016 | 200 | 200 | 200 | 200 | 200 | 200 | 200 | 200 | 200 | 200
597 | LOS VIENTOS V WIND |  | LV5_UNIT_1 | STARR | WIND-O | SOUTH | 2016 | 110 | 110 | 110 | 110 | 110 | 110 | 110 | 110 | 110 | 110
598 | LOS VIENTOS WIND I |  | LV1_LV1A | WILLACY | WIND-C | COASTAL | 2013 | 200.1 | 200.1 | 200.1 | 200.1 | 200.1 | 200.1 | 200.1 | 200.1 | 200.1 | 200.1
599 | LOS VIENTOS WIND II |  | LV2_LV2 | WILLACY | WIND-C | COASTAL | 2013 | 201.6 | 201.6 | 201.6 | 201.6 | 201.6 | 201.6 | 201.6 | 201.6 | 201.6 | 201.6
600 | MAGIC VALLEY WIND (REDFISH) 1A |  | REDFISH_MV1A | WILLACY | WIND-C | COASTAL | 2012 | 99.8 | 99.8 | 99.8 | 99.8 | 99.8 | 99.8 | 99.8 | 99.8 | 99.8 | 99.8
601 | MAGIC VALLEY WIND (REDFISH) 1B |  | REDFISH_MV1B | WILLACY | WIND-C | COASTAL | 2012 | 103.5 | 103.5 | 103.5 | 103.5 | 103.5 | 103.5 | 103.5 | 103.5 | 103.5 | 103.5
602 | MARIAH DEL NORTE 1 |  | MARIAH_NORTE1 | PARMER | WIND-P | PANHANDLE | 2017 | 115.2 | 115.2 | 115.2 | 115.2 | 115.2 | 115.2 | 115.2 | 115.2 | 115.2 | 115.2
603 | MARIAH DEL NORTE 2 |  | MARIAH_NORTE2 | PARMER | WIND-P | PANHANDLE | 2017 | 115.2 | 115.2 | 115.2 | 115.2 | 115.2 | 115.2 | 115.2 | 115.2 | 115.2 | 115.2
604 | MCADOO WIND |  | MWEC_G1 | DICKENS | WIND-P | PANHANDLE | 2008 | 150 | 150 | 150 | 150 | 150 | 150 | 150 | 150 | 150 | 150
605 | MESQUITE CREEK WIND 1 |  | MESQCRK_WND1 | DAWSON | WIND-O | WEST | 2015 | 105.6 | 105.6 | 105.6 | 105.6 | 105.6 | 105.6 | 105.6 | 105.6 | 105.6 | 105.6
606 | MESQUITE CREEK WIND 2 |  | MESQCRK_WND2 | DAWSON | WIND-O | WEST | 2015 | 105.6 | 105.6 | 105.6 | 105.6 | 105.6 | 105.6 | 105.6 | 105.6 | 105.6 | 105.6
607 | MIAMI WIND G1 |  | MIAM1_G1 | GRAY | WIND-P | PANHANDLE | 2014 | 144.3 | 144.3 | 144.3 | 144.3 | 144.3 | 144.3 | 144.3 | 144.3 | 144.3 | 144.3
608 | MIAMI WIND G2 |  | MIAM1_G2 | GRAY | WIND-P | PANHANDLE | 2014 | 144.3 | 144.3 | 144.3 | 144.3 | 144.3 | 144.3 | 144.3 | 144.3 | 144.3 | 144.3
609 | MIDWAY WIND |  | MIDWIND_UNIT1 | SAN PATRICIO | WIND-C | COASTAL | 2019 | 162.8 | 162.8 | 162.8 | 162.8 | 162.8 | 162.8 | 162.8 | 162.8 | 162.8 | 162.8
610 | NIELS BOHR WIND A (BEARKAT WIND A) |  | NBOHR_UNIT1 | GLASSCOCK | WIND-O | WEST | 2018 | 196.6 | 196.6 | 196.6 | 196.6 | 196.6 | 196.6 | 196.6 | 196.6 | 196.6 | 196.6
611 | NOTREES WIND 1 |  | NWF_NWF1 | WINKLER | WIND-O | WEST | 2009 | 92.6 | 92.6 | 92.6 | 92.6 | 92.6 | 92.6 | 92.6 | 92.6 | 92.6 | 92.6
612 | NOTREES WIND 2 |  | NWF_NWF2 | WINKLER | WIND-O | WEST | 2009 | 60 | 60 | 60 | 60 | 60 | 60 | 60 | 60 | 60 | 60
613 | OCOTILLO WIND |  | OWF_OWF | HOWARD | WIND-O | WEST | 2008 | 58.8 | 58.8 | 58.8 | 58.8 | 58.8 | 58.8 | 58.8 | 58.8 | 58.8 | 58.8
614 | OLD SETTLER WIND |  | COTPLNS_OLDSETLR | FLOYD | WIND-P | PANHANDLE | 2017 | 151.2 | 151.2 | 151.2 | 151.2 | 151.2 | 151.2 | 151.2 | 151.2 | 151.2 | 151.2
615 | OVEJA WIND U1 |  | OVEJA_G1 | IRION | WIND-O | WEST | 2021 | 151.2 | 151.2 | 151.2 | 151.2 | 151.2 | 151.2 | 151.2 | 151.2 | 151.2 | 151.2
616 | OVEJA WIND U2 |  | OVEJA_G2 | IRION | WIND-O | WEST | 2021 | 151.2 | 151.2 | 151.2 | 151.2 | 151.2 | 151.2 | 151.2 | 151.2 | 151.2 | 151.2
617 | PALMAS ALTAS WIND |  | PALMWIND_UNIT1 | CAMERON | WIND-C | COASTAL | 2020 | 144.9 | 144.9 | 144.9 | 144.9 | 144.9 | 144.9 | 144.9 | 144.9 | 144.9 | 144.9
618 | PANHANDLE WIND 1 U1 |  | PH1_UNIT1 | CARSON | WIND-P | PANHANDLE | 2014 | 109.2 | 109.2 | 109.2 | 109.2 | 109.2 | 109.2 | 109.2 | 109.2 | 109.2 | 109.2
619 | PANHANDLE WIND 1 U2 |  | PH1_UNIT2 | CARSON | WIND-P | PANHANDLE | 2014 | 109.2 | 109.2 | 109.2 | 109.2 | 109.2 | 109.2 | 109.2 | 109.2 | 109.2 | 109.2
620 | PANHANDLE WIND 2 U1 |  | PH2_UNIT1 | CARSON | WIND-P | PANHANDLE | 2014 | 94.2 | 94.2 | 94.2 | 94.2 | 94.2 | 94.2 | 94.2 | 94.2 | 94.2 | 94.2
621 | PANHANDLE WIND 2 U2 |  | PH2_UNIT2 | CARSON | WIND-P | PANHANDLE | 2014 | 96.6 | 96.6 | 96.6 | 96.6 | 96.6 | 96.6 | 96.6 | 96.6 | 96.6 | 96.6
622 | PANTHER CREEK WIND 1 |  | PC_NORTH_PANTHER1 | HOWARD | WIND-O | WEST | 2008 | 142.5 | 142.5 | 142.5 | 142.5 | 142.5 | 142.5 | 142.5 | 142.5 | 142.5 | 142.5
623 | PANTHER CREEK WIND 2 |  | PC_SOUTH_PANTHER2 | HOWARD | WIND-O | WEST | 2019 | 115.5 | 115.5 | 115.5 | 115.5 | 115.5 | 115.5 | 115.5 | 115.5 | 115.5 | 115.5
624 | PANTHER CREEK WIND 3 | 21INR0449 | PC_SOUTH_PANTHER3 | HOWARD | WIND-O | WEST | 2009 | 199.5 | 199.5 | 199.5 | 199.5 | 199.5 | 199.5 | 199.5 | 199.5 | 199.5 | 199.5
625 | PAPALOTE CREEK WIND |  | PAP1_PAP1 | SAN PATRICIO | WIND-C | COASTAL | 2009 | 179.9 | 179.9 | 179.9 | 179.9 | 179.9 | 179.9 | 179.9 | 179.9 | 179.9 | 179.9
626 | PAPALOTE CREEK WIND II |  | COTTON_PAP2 | SAN PATRICIO | WIND-C | COASTAL | 2010 | 200.1 | 200.1 | 200.1 | 200.1 | 200.1 | 200.1 | 200.1 | 200.1 | 200.1 | 200.1
627 | PECOS WIND 1 (WOODWARD) |  | WOODWRD1_WOODWRD1 | PECOS | WIND-O | WEST | 2001 | 91.7 | 91.7 | 91.7 | 91.7 | 91.7 | 91.7 | 91.7 | 91.7 | 91.7 | 91.7
628 | PECOS WIND 2 (WOODWARD) |  | WOODWRD2_WOODWRD2 | PECOS | WIND-O | WEST | 2001 | 86 | 86 | 86 | 86 | 86 | 86 | 86 | 86 | 86 | 86
629 | PENASCAL WIND 1 |  | PENA_UNIT1 | KENEDY | WIND-C | COASTAL | 2009 | 160.8 | 160.8 | 160.8 | 160.8 | 160.8 | 160.8 | 160.8 | 160.8 | 160.8 | 160.8
630 | PENASCAL WIND 2 |  | PENA_UNIT2 | KENEDY | WIND-C | COASTAL | 2009 | 141.6 | 141.6 | 141.6 | 141.6 | 141.6 | 141.6 | 141.6 | 141.6 | 141.6 | 141.6
631 | PENASCAL WIND 3 |  | PENA3_UNIT3 | KENEDY | WIND-C | COASTAL | 2011 | 100.8 | 100.8 | 100.8 | 100.8 | 100.8 | 100.8 | 100.8 | 100.8 | 100.8 | 100.8
632 | PEYTON CREEK WIND |  | PEY_UNIT1 | MATAGORDA | WIND-C | COASTAL | 2020 | 151.2 | 151.2 | 151.2 | 151.2 | 151.2 | 151.2 | 151.2 | 151.2 | 151.2 | 151.2
633 | PYRON WIND 1 |  | PYR_PYRON1 | NOLAN | WIND-O | WEST | 2008 | 121.5 | 121.5 | 121.5 | 121.5 | 121.5 | 121.5 | 121.5 | 121.5 | 121.5 | 121.5
634 | PYRON WIND 2 |  | PYR_PYRON2 | NOLAN | WIND-O | WEST | 2008 | 127.5 | 127.5 | 127.5 | 127.5 | 127.5 | 127.5 | 127.5 | 127.5 | 127.5 | 127.5
635 | RANCHERO WIND |  | RANCHERO_UNIT1 | CROCKETT | WIND-O | WEST | 2020 | 150 | 150 | 150 | 150 | 150 | 150 | 150 | 150 | 150 | 150
636 | RANCHERO WIND |  | RANCHERO_UNIT2 | CROCKETT | WIND-O | WEST | 2020 | 150 | 150 | 150 | 150 | 150 | 150 | 150 | 150 | 150 | 150
637 | RATTLESNAKE I WIND ENERGY CENTER G1 |  | RSNAKE_G1 | GLASSCOCK | WIND-O | WEST | 2015 | 104.3 | 104.3 | 104.3 | 104.3 | 104.3 | 104.3 | 104.3 | 104.3 | 104.3 | 104.3
638 | RATTLESNAKE I WIND ENERGY CENTER G2 |  | RSNAKE_G2 | GLASSCOCK | WIND-O | WEST | 2015 | 103 | 103 | 103 | 103 | 103 | 103 | 103 | 103 | 103 | 103
639 | RED CANYON WIND |  | RDCANYON_RDCNY1 | BORDEN | WIND-O | WEST | 2006 | 89.6 | 89.6 | 89.6 | 89.6 | 89.6 | 89.6 | 89.6 | 89.6 | 89.6 | 89.6
640 | ROCK SPRINGS VAL VERDE WIND (FERMI) 1 |  | FERMI_WIND1 | VAL VERDE | WIND-O | WEST | 2017 | 121.9 | 121.9 | 121.9 | 121.9 | 121.9 | 121.9 | 121.9 | 121.9 | 121.9 | 121.9
641 | ROCK SPRINGS VAL VERDE WIND (FERMI) 2 |  | FERMI_WIND2 | VAL VERDE | WIND-O | WEST | 2017 | 27.4 | 27.4 | 27.4 | 27.4 | 27.4 | 27.4 | 27.4 | 27.4 | 27.4 | 27.4
642 | ROSCOE WIND |  | TKWSW1_ROSCOE | NOLAN | WIND-O | WEST | 2008 | 114 | 114 | 114 | 114 | 114 | 114 | 114 | 114 | 114 | 114
643 | ROSCOE WIND 2A |  | TKWSW1_ROSCOE2A | NOLAN | WIND-O | WEST | 2008 | 95 | 95 | 95 | 95 | 95 | 95 | 95 | 95 | 95 | 95
644 | ROUTE 66 WIND |  | ROUTE_66_WIND1 | CARSON | WIND-P | PANHANDLE | 2015 | 150 | 150 | 150 | 150 | 150 | 150 | 150 | 150 | 150 | 150
645 | RTS 2 WIND (HEART OF TEXAS WIND) U1 |  | RTS2_U1 | MCCULLOCH | WIND-O | SOUTH | 2021 | 89.9 | 89.9 | 89.9 | 89.9 | 89.9 | 89.9 | 89.9 | 89.9 | 89.9 | 89.9
646 | RTS 2 WIND (HEART OF TEXAS WIND) U2 |  | RTS2_U2 | MCCULLOCH | WIND-O | SOUTH | 2021 | 89.9 | 89.9 | 89.9 | 89.9 | 89.9 | 89.9 | 89.9 | 89.9 | 89.9 | 89.9
647 | RTS WIND |  | RTS_U1 | MCCULLOCH | WIND-O | SOUTH | 2018 | 160 | 160 | 160 | 160 | 160 | 160 | 160 | 160 | 160 | 160
648 | SALT FORK 1 WIND U1 |  | SALTFORK_UNIT1 | DONLEY | WIND-P | PANHANDLE | 2017 | 64 | 64 | 64 | 64 | 64 | 64 | 64 | 64 | 64 | 64
649 | SALT FORK 1 WIND U2 |  | SALTFORK_UNIT2 | DONLEY | WIND-P | PANHANDLE | 2017 | 110 | 110 | 110 | 110 | 110 | 110 | 110 | 110 | 110 | 110
650 | SAN ROMAN WIND |  | SANROMAN_WIND_1 | CAMERON | WIND-C | COASTAL | 2017 | 95.2 | 95.2 | 95.2 | 95.2 | 95.2 | 95.2 | 95.2 | 95.2 | 95.2 | 95.2
651 | SAND BLUFF WIND | 20INR0296 | MCDLD_SBW1 | GLASSCOCK | WIND-O | WEST | 2008 | 90 | 90 | 90 | 90 | 90 | 90 | 90 | 90 | 90 | 90
652 | SENATE WIND |  | SENATEWD_UNIT1 | JACK | WIND-O | NORTH | 2012 | 150 | 150 | 150 | 150 | 150 | 150 | 150 | 150 | 150 | 150
653 | SENDERO WIND ENERGY |  | EXGNSND_WIND_1 | JIM HOGG | WIND-O | SOUTH | 2015 | 78 | 78 | 78 | 78 | 78 | 78 | 78 | 78 | 78 | 78
654 | SEYMOUR HILLS WIND (S_HILLS WIND) |  | S_HILLS_UNIT1 | BAYLOR | WIND-O | WEST | 2019 | 30.2 | 30.2 | 30.2 | 30.2 | 30.2 | 30.2 | 30.2 | 30.2 | 30.2 | 30.2
655 | SHAFFER (PATRIOT WIND/PETRONILLA) |  | SHAFFER_UNIT1 | NUECES | WIND-C | COASTAL | 2021 | 226.1 | 226.1 | 226.1 | 226.1 | 226.1 | 226.1 | 226.1 | 226.1 | 226.1 | 226.1
656 | SHANNON WIND |  | SHANNONW_UNIT_1 | CLAY | WIND-O | WEST | 2015 | 204.1 | 204.1 | 204.1 | 204.1 | 204.1 | 204.1 | 204.1 | 204.1 | 204.1 | 204.1
657 | SHERBINO 2 WIND | 19INR0120 | KEO_SHRBINO2 | PECOS | WIND-O | WEST | 2011 | 132 | 132 | 132 | 132 | 132 | 132 | 132 | 132 | 132 | 132
658 | SILVER STAR WIND | 18INR0064 | FLTCK_SSI | ERATH | WIND-O | NORTH | 2008 | 52.8 | 52.8 | 52.8 | 52.8 | 52.8 | 52.8 | 52.8 | 52.8 | 52.8 | 52.8
659 | SOUTH PLAINS WIND 1 U1 |  | SPLAIN1_WIND1 | FLOYD | WIND-P | PANHANDLE | 2015 | 102 | 102 | 102 | 102 | 102 | 102 | 102 | 102 | 102 | 102
660 | SOUTH PLAINS WIND 1 U2 |  | SPLAIN1_WIND2 | FLOYD | WIND-P | PANHANDLE | 2015 | 98 | 98 | 98 | 98 | 98 | 98 | 98 | 98 | 98 | 98
661 | SOUTH PLAINS WIND 2 U1 |  | SPLAIN2_WIND21 | FLOYD | WIND-P | PANHANDLE | 2016 | 148.5 | 148.5 | 148.5 | 148.5 | 148.5 | 148.5 | 148.5 | 148.5 | 148.5 | 148.5
662 | SOUTH PLAINS WIND 2 U2 |  | SPLAIN2_WIND22 | FLOYD | WIND-P | PANHANDLE | 2016 | 151.8 | 151.8 | 151.8 | 151.8 | 151.8 | 151.8 | 151.8 | 151.8 | 151.8 | 151.8
663 | SOUTH TRENT WIND |  | STWF_T1 | NOLAN | WIND-O | WEST | 2008 | 98.2 | 98.2 | 98.2 | 98.2 | 98.2 | 98.2 | 98.2 | 98.2 | 98.2 | 98.2
664 | SPINNING SPUR WIND TWO A |  | SSPURTWO_WIND_1 | OLDHAM | WIND-P | PANHANDLE | 2014 | 161 | 161 | 161 | 161 | 161 | 161 | 161 | 161 | 161 | 161
665 | SPINNING SPUR WIND TWO B |  | SSPURTWO_SS3WIND2 | OLDHAM | WIND-P | PANHANDLE | 2015 | 98 | 98 | 98 | 98 | 98 | 98 | 98 | 98 | 98 | 98
666 | SPINNING SPUR WIND TWO C |  | SSPURTWO_SS3WIND1 | OLDHAM | WIND-P | PANHANDLE | 2015 | 96 | 96 | 96 | 96 | 96 | 96 | 96 | 96 | 96 | 96
667 | STANTON WIND ENERGY |  | SWEC_G1 | MARTIN | WIND-O | WEST | 2008 | 120 | 120 | 120 | 120 | 120 | 120 | 120 | 120 | 120 | 120
668 | STELLA WIND |  | STELLA_UNIT1 | KENEDY | WIND-C | COASTAL | 2018 | 201 | 201 | 201 | 201 | 201 | 201 | 201 | 201 | 201 | 201
669 | STEPHENS RANCH WIND 1 |  | SRWE1_UNIT1 | BORDEN | WIND-O | WEST | 2014 | 211.2 | 211.2 | 211.2 | 211.2 | 211.2 | 211.2 | 211.2 | 211.2 | 211.2 | 211.2
670 | STEPHENS RANCH WIND 2 |  | SRWE1_SRWE2 | BORDEN | WIND-O | WEST | 2015 | 164.7 | 164.7 | 164.7 | 164.7 | 164.7 | 164.7 | 164.7 | 164.7 | 164.7 | 164.7
671 | SWEETWATER WIND 1 | 18INR0073 | SWEETWND_WND1 | NOLAN | WIND-O | WEST | 2003 | 42.5 | 42.5 | 42.5 | 42.5 | 42.5 | 42.5 | 42.5 | 42.5 | 42.5 | 42.5
672 | SWEETWATER WIND 2A | 17INR0068 | SWEETWN2_WND24 | NOLAN | WIND-O | WEST | 2006 | 16.8 | 16.8 | 16.8 | 16.8 | 16.8 | 16.8 | 16.8 | 16.8 | 16.8 | 16.8
673 | SWEETWATER WIND 2B | 17INR0068 | SWEETWN2_WND2 | NOLAN | WIND-O | WEST | 2004 | 110.8 | 110.8 | 110.8 | 110.8 | 110.8 | 110.8 | 110.8 | 110.8 | 110.8 | 110.8
674 | SWEETWATER WIND 3A |  | SWEETWN3_WND3A | NOLAN | WIND-O | WEST | 2011 | 33.6 | 33.6 | 33.6 | 33.6 | 33.6 | 33.6 | 33.6 | 33.6 | 33.6 | 33.6
675 | SWEETWATER WIND 3B |  | SWEETWN3_WND3B | NOLAN | WIND-O | WEST | 2011 | 118.6 | 118.6 | 118.6 | 118.6 | 118.6 | 118.6 | 118.6 | 118.6 | 118.6 | 118.6
676 | SWEETWATER WIND 4-4A |  | SWEETWN4_WND4A | NOLAN | WIND-O | WEST | 2007 | 125 | 125 | 125 | 125 | 125 | 125 | 125 | 125 | 125 | 125
677 | SWEETWATER WIND 4-4B |  | SWEETWN4_WND4B | NOLAN | WIND-O | WEST | 2007 | 112 | 112 | 112 | 112 | 112 | 112 | 112 | 112 | 112 | 112
678 | SWEETWATER WIND 4-5 |  | SWEETWN5_WND5 | NOLAN | WIND-O | WEST | 2007 | 85 | 85 | 85 | 85 | 85 | 85 | 85 | 85 | 85 | 85
679 | TAHOKA WIND 1 |  | TAHOKA_UNIT_1 | LYNN | WIND-O | WEST | 2019 | 150 | 150 | 150 | 150 | 150 | 150 | 150 | 150 | 150 | 150
680 | TAHOKA WIND 2 |  | TAHOKA_UNIT_2 | LYNN | WIND-O | WEST | 2019 | 150 | 150 | 150 | 150 | 150 | 150 | 150 | 150 | 150 | 150
681 | TEXAS BIG SPRING WIND A |  | SGMTN_SIGNALMT | HOWARD | WIND-O | WEST | 1999 | 27.7 | 27.7 | 27.7 | 27.7 | 27.7 | 27.7 | 27.7 | 27.7 | 27.7 | 27.7
682 | TEXAS BIG SPRING WIND B |  | SGMTN_SIGNALM2 | HOWARD | WIND-O | WEST | 1999 | 6.6 | 6.6 | 6.6 | 6.6 | 6.6 | 6.6 | 6.6 | 6.6 | 6.6 | 6.6
683 | TORRECILLAS WIND 1 |  | TORR_UNIT1_25 | WEBB | WIND-O | SOUTH | 2019 | 150 | 150 | 150 | 150 | 150 | 150 | 150 | 150 | 150 | 150
684 | TORRECILLAS WIND 2 |  | TORR_UNIT2_23 | WEBB | WIND-O | SOUTH | 2019 | 23 | 23 | 23 | 23 | 23 | 23 | 23 | 23 | 23 | 23
685 | TORRECILLAS WIND 3 |  | TORR_UNIT2_25 | WEBB | WIND-O | SOUTH | 2019 | 127.5 | 127.5 | 127.5 | 127.5 | 127.5 | 127.5 | 127.5 | 127.5 | 127.5 | 127.5
686 | TRENT WIND | 17INR0069 | TRENT_TRENT | NOLAN | WIND-O | WEST | 2001 | 156.5 | 156.5 | 156.5 | 156.5 | 156.5 | 156.5 | 156.5 | 156.5 | 156.5 | 156.5
687 | TRINITY HILLS WIND 1 | 20INR0019 | TRINITY_TH1_BUS1 | ARCHER | WIND-O | WEST | 2012 | 103.4 | 103.4 | 103.4 | 103.4 | 103.4 | 103.4 | 103.4 | 103.4 | 103.4 | 103.4
688 | TRINITY HILLS WIND 2 | 20INR0019 | TRINITY_TH1_BUS2 | ARCHER | WIND-O | WEST | 2012 | 94.6 | 94.6 | 94.6 | 94.6 | 94.6 | 94.6 | 94.6 | 94.6 | 94.6 | 94.6
689 | TSTC WEST TEXAS WIND |  | DG_ROSC2_1UNIT | NOLAN | WIND-O | WEST | 2008 | 2 | 2 | 2 | 2 | 2 | 2 | 2 | 2 | 2 | 2
690 | TURKEY TRACK WIND |  | TTWEC_G1 | NOLAN | WIND-O | WEST | 2008 | 169.5 | 169.5 | 169.5 | 169.5 | 169.5 | 169.5 | 169.5 | 169.5 | 169.5 | 169.5
691 | TYLER BLUFF WIND |  | TYLRWIND_UNIT1 | COOKE | WIND-O | NORTH | 2017 | 125.6 | 125.6 | 125.6 | 125.6 | 125.6 | 125.6 | 125.6 | 125.6 | 125.6 | 125.6
692 | VENADO WIND U1 |  | VENADO_UNIT1 | STARR | WIND-O | SOUTH | 2021 | 105 | 105 | 105 | 105 | 105 | 105 | 105 | 105 | 105 | 105
693 | VENADO WIND U2 |  | VENADO_UNIT2 | STARR | WIND-O | SOUTH | 2021 | 96.6 | 96.6 | 96.6 | 96.6 | 96.6 | 96.6 | 96.6 | 96.6 | 96.6 | 96.6
694 | VERA WIND 1 |  | VERAWIND_UNIT1 | KNOX | WIND-O | WEST | 2021 | 12 | 12 | 12 | 12 | 12 | 12 | 12 | 12 | 12 | 12
695 | VERA WIND 2 |  | VERAWIND_UNIT2 | KNOX | WIND-O | WEST | 2021 | 7.2 | 7.2 | 7.2 | 7.2 | 7.2 | 7.2 | 7.2 | 7.2 | 7.2 | 7.2
696 | VERA WIND 3 |  | VERAWIND_UNIT3 | KNOX | WIND-O | WEST | 2021 | 100.8 | 100.8 | 100.8 | 100.8 | 100.8 | 100.8 | 100.8 | 100.8 | 100.8 | 100.8
697 | VERA WIND 4 |  | VERAWIND_UNIT4 | KNOX | WIND-O | WEST | 2021 | 22 | 22 | 22 | 22 | 22 | 22 | 22 | 22 | 22 | 22
698 | VERA WIND 5 |  | VERAWIND_UNIT5 | KNOX | WIND-O | WEST | 2021 | 100.8 | 100.8 | 100.8 | 100.8 | 100.8 | 100.8 | 100.8 | 100.8 | 100.8 | 100.8
699 | VERTIGO WIND (FORMERLY GREEN PASTURES WIND 2) |  | VERTIGO_WIND_I | BAYLOR | WIND-O | WEST | 2015 | 150 | 150 | 150 | 150 | 150 | 150 | 150 | 150 | 150 | 150
700 | WAKE WIND 1 |  | WAKEWE_G1 | DICKENS | WIND-P | PANHANDLE | 2016 | 114.9 | 114.9 | 114.9 | 114.9 | 114.9 | 114.9 | 114.9 | 114.9 | 114.9 | 114.9
701 | WAKE WIND 2 |  | WAKEWE_G2 | DICKENS | WIND-P | PANHANDLE | 2016 | 142.3 | 142.3 | 142.3 | 142.3 | 142.3 | 142.3 | 142.3 | 142.3 | 142.3 | 142.3
702 | WEST RAYMOND (EL TRUENO) WIND U1 |  | TRUENO_UNIT1 | WILLACY | WIND-C | COASTAL | 2021 | 116.6 | 116.6 | 116.6 | 116.6 | 116.6 | 116.6 | 116.6 | 116.6 | 116.6 | 116.6
703 | WEST RAYMOND (EL TRUENO) WIND U2 |  | TRUENO_UNIT2 | WILLACY | WIND-C | COASTAL | 2021 | 123.2 | 123.2 | 123.2 | 123.2 | 123.2 | 123.2 | 123.2 | 123.2 | 123.2 | 123.2
704 | WHIRLWIND ENERGY |  | WEC_WECG1 | FLOYD | WIND-P | PANHANDLE | 2007 | 57 | 57 | 57 | 57 | 57 | 57 | 57 | 57 | 57 | 57
705 | WHITETAIL WIND |  | EXGNWTL_WIND_1 | WEBB | WIND-O | SOUTH | 2012 | 92.3 | 92.3 | 92.3 | 92.3 | 92.3 | 92.3 | 92.3 | 92.3 | 92.3 | 92.3
706 | WILLOW SPRINGS WIND A |  | SALVTION_UNIT1 | HASKELL | WIND-O | WEST | 2017 | 125 | 125 | 125 | 125 | 125 | 125 | 125 | 125 | 125 | 125
707 | WILLOW SPRINGS WIND B |  | SALVTION_UNIT2 | HASKELL | WIND-O | WEST | 2017 | 125 | 125 | 125 | 125 | 125 | 125 | 125 | 125 | 125 | 125
708 | WILSON RANCH (INFINITY LIVE OAK WIND) |  | WL_RANCH_UNIT1 | SCHLEICHER | WIND-O | WEST | 2020 | 199.5 | 199.5 | 199.5 | 199.5 | 199.5 | 199.5 | 199.5 | 199.5 | 199.5 | 199.5
709 | WINDTHORST 2 WIND |  | WNDTHST2_UNIT1 | ARCHER | WIND-O | WEST | 2014 | 67.6 | 67.6 | 67.6 | 67.6 | 67.6 | 67.6 | 67.6 | 67.6 | 67.6 | 67.6
710 | WKN MOZART WIND |  | MOZART_WIND_1 | KENT | WIND-O | WEST | 2012 | 30 | 30 | 30 | 30 | 30 | 30 | 30 | 30 | 30 | 30
711 | WOLF RIDGE WIND | 21INR0511 | WHTTAIL_WR1 | COOKE | WIND-O | NORTH | 2008 | 112.5 | 112.5 | 112.5 | 112.5 | 112.5 | 112.5 | 112.5 | 112.5 | 112.5 | 112.5
712 | Operational Capacity Total (Wind) | [6 empty] | 28411.5 | 28411.5 | 28411.5 | 28411.5 | 28411.5 | 28411.5 | 28411.5 | 28411.5 | 28411.5 | 28411.5
713
714 | Operational Wind Capacity Sub-total (Coastal Counties) |  | WIND_OPERATIONAL_C |  |  |  |  | 4444.9 | 4444.9 | 4444.9 | 4444.9 | 4444.9 | 4444.9 | 4444.9 | 4444.9 | 4444.9 | 4444.9
715 | Wind Peak Average Capacity Percentage (Coastal) |  | WIND_PEAK_PCT_C | % |  |  |  | 57 | 57 | 57 | 57 | 57 | 57 | 57 | 57 | 57 | 57
716
717 | Operational Wind Capacity Sub-total (Panhandle Counties) |  | WIND_OPERATIONAL_P |  |  |  |  | 4407.7 | 4407.7 | 4407.7 | 4407.7 | 4407.7 | 4407.7 | 4407.7 | 4407.7 | 4407.7 | 4407.7
718 | Wind Peak Average Capacity Percentage (Panhandle) |  | WIND_PEAK_PCT_P | % |  |  |  | 30 | 30 | 30 | 30 | 30 | 30 | 30 | 30 | 30 | 30
719
720 | Operational Wind Capacity Sub-total (Other Counties) |  | WIND_OPERATIONAL_O |  |  |  |  | 19558.9 | 19558.9 | 19558.9 | 19558.9 | 19558.9 | 19558.9 | 19558.9 | 19558.9 | 19558.9 | 19558.9
721 | Wind Peak Average Capacity Percentage (Other) |  | WIND_PEAK_PCT_O | % |  |  |  | 20 | 20 | 20 | 20 | 20 | 20 | 20 | 20 | 20 | 20
722
723 | Operational Resources (Wind) - Synchronized but not Approved for Commercial Operations
724 | AQUILLA LAKE WIND U1 | 19INR0145 | AQUILLA_U1_23 | HILL | WIND-O | NORTH | 2021 | 13.9 | 13.9 | 13.9 | 13.9 | 13.9 | 13.9 | 13.9 | 13.9 | 13.9 | 13.9
725 | AQUILLA LAKE WIND U2 | 19INR0145 | AQUILLA_U1_28 | HILL | WIND-O | NORTH | 2021 | 135.4 | 135.4 | 135.4 | 135.4 | 135.4 | 135.4 | 135.4 | 135.4 | 135.4 | 135.4
726 | AQUILLA LAKE 2 WIND U1 | 20INR0256 | AQUILLA_U2_23 | HILL | WIND-O | NORTH | 2021 | 7 | 7 | 7 | 7 | 7 | 7 | 7 | 7 | 7 | 7
727 | AQUILLA LAKE 2 WIND U2 | 20INR0256 | AQUILLA_U2_28 | HILL | WIND-O | NORTH | 2021 | 143.8 | 143.8 | 143.8 | 143.8 | 143.8 | 143.8 | 143.8 | 143.8 | 143.8 | 143.8
728 | BAIRD NORTH WIND U1 | 20INR0083 | BAIRDWND_UNIT1 | CALLAHAN | WIND-O | WEST | 2021 | 195 | 195 | 195 | 195 | 195 | 195 | 195 | 195 | 195 | 195
729 | BAIRD NORTH WIND U2 | 20INR0083 | BAIRDWND_UNIT2 | CALLAHAN | WIND-O | WEST | 2021 | 150 | 150 | 150 | 150 | 150 | 150 | 150 | 150 | 150 | 150
730 | CACTUS FLATS WIND U1 | 16INR0086 | CFLATS_U1 | CONCHO | WIND-O | WEST | 2021 | 148.4 | 148.4 | 148.4 | 148.4 | 148.4 | 148.4 | 148.4 | 148.4 | 148.4 | 148.4
731 | COYOTE WIND U1 | 17INR0027b | COYOTE_W_UNIT1 | SCURRY | WIND-O | WEST | 2021 | 90 | 90 | 90 | 90 | 90 | 90 | 90 | 90 | 90 | 90
732 | COYOTE WIND U2 | 17INR0027b | COYOTE_W_UNIT2 | SCURRY | WIND-O | WEST | 2021 | 26.6 | 26.6 | 26.6 | 26.6 | 26.6 | 26.6 | 26.6 | 26.6 | 26.6 | 26.6
733 | COYOTE WIND U3 | 17INR0027b | COYOTE_W_UNIT3 | SCURRY | WIND-O | WEST | 2021 | 126 | 126 | 126 | 126 | 126 | 126 | 126 | 126 | 126 | 126
734 | CRANELL WIND | 19INR0112 | CRANELL_UNIT1 | REFUGIO | WIND-C | COASTAL | 2021 | 220 | 220 | 220 | 220 | 220 | 220 | 220 | 220 | 220 | 220
735 | HARALD (BEARKAT WIND B) | 15INR0064b | HARALD_UNIT1 | GLASSCOCK | WIND-O | WEST | 2021 | 162.1 | 162.1 | 162.1 | 162.1 | 162.1 | 162.1 | 162.1 | 162.1 | 162.1 | 162.1
736 | LAS MAJADAS WIND U1 | 17INR0035 | LMAJADAS_UNIT1 | WILLACY | WIND-C | COASTAL | 2021 | 110 | 110 | 110 | 110 | 110 | 110 | 110 | 110 | 110 | 110
737 | LAS MAJADAS WIND U2 | 17INR0035 | LMAJADAS_UNIT2 | WILLACY | WIND-C | COASTAL | 2021 | 24 | 24 | 24 | 24 | 24 | 24 | 24 | 24 | 24 | 24
738 | LAS MAJADAS WIND U3 | 17INR0035 | LMAJADAS_UNIT3 | WILLACY | WIND-C | COASTAL | 2021 | 138.6 | 138.6 | 138.6 | 138.6 | 138.6 | 138.6 | 138.6 | 138.6 | 138.6 | 138.6
739 | MARYNEAL WINDPOWER | 18INR0031 | MARYNEAL_UNIT1 | NOLAN | WIND-O | WEST | 2021 | 182.4 | 182.4 | 182.4 | 182.4 | 182.4 | 182.4 | 182.4 | 182.4 | 182.4 | 182.4
740 | MAVERICK CREEK WIND WEST U1 | 20INR0045 | MAVCRK_W_UNIT1 | CONCHO | WIND-O | WEST | 2021 | 201.6 | 201.6 | 201.6 | 201.6 | 201.6 | 201.6 | 201.6 | 201.6 | 201.6 | 201.6
741 | MAVERICK CREEK WIND WEST U2 | 20INR0045 | MAVCRK_W_UNIT2 | CONCHO | WIND-O | WEST | 2021 | 11.1 | 11.1 | 11.1 | 11.1 | 11.1 | 11.1 | 11.1 | 11.1 | 11.1 | 11.1
742 | MAVERICK CREEK WIND WEST U3 | 20INR0045 | MAVCRK_W_UNIT3 | CONCHO | WIND-O | WEST | 2021 | 33.6 | 33.6 | 33.6 | 33.6 | 33.6 | 33.6 | 33.6 | 33.6 | 33.6 | 33.6
743 | MAVERICK CREEK WIND WEST U4 | 20INR0045 | MAVCRK_W_UNIT4 | CONCHO | WIND-O | WEST | 2021 | 22.2 | 22.2 | 22.2 | 22.2 | 22.2 | 22.2 | 22.2 | 22.2 | 22.2 | 22.2
744 | MAVERICK CREEK WIND EAST U1 | 20INR0046 | MAVCRK_E_UNIT5 | CONCHO | WIND-O | WEST | 2021 | 71.4 | 71.4 | 71.4 | 71.4 | 71.4 | 71.4 | 71.4 | 71.4 | 71.4 | 71.4
745 | MAVERICK CREEK WIND EAST U2 | 20INR0046 | MAVCRK_E_UNIT6 | CONCHO | WIND-O | WEST | 2021 | 33.3 | 33.3 | 33.3 | 33.3 | 33.3 | 33.3 | 33.3 | 33.3 | 33.3 | 33.3
746 | MAVERICK CREEK WIND EAST U3 | 20INR0046 | MAVCRK_E_UNIT7 | CONCHO | WIND-O | WEST | 2021 | 22 | 22 | 22 | 22 | 22 | 22 | 22 | 22 | 22 | 22
747 | MAVERICK CREEK WIND EAST U4 | 20INR0046 | MAVCRK_E_UNIT8 | CONCHO | WIND-O | WEST | 2021 | 20 | 20 | 20 | 20 | 20 | 20 | 20 | 20 | 20 | 20
748 | MAVERICK CREEK WIND EAST U5 | 20INR0046 | MAVCRK_E_UNIT9 | CONCHO | WIND-O | WEST | 2021 | 76.8 | 76.8 | 76.8 | 76.8 | 76.8 | 76.8 | 76.8 | 76.8 | 76.8 | 76.8
749 | MESTENO WIND | 16INR0081 | MESTENO_UNIT_1 | STARR | WIND-O | SOUTH | 2021 | 201.6 | 201.6 | 201.6 | 201.6 | 201.6 | 201.6 | 201.6 | 201.6 | 201.6 | 201.6
750 | PRAIRIE HILL WIND U1 | 19INR0100 | PHILLWND_UNIT1 | MCLENNAN | WIND-O | NORTH | 2021 | 153 | 153 | 153 | 153 | 153 | 153 | 153 | 153 | 153 | 153
751 | PRAIRIE HILL WIND U2 | 19INR0100 | PHILLWND_UNIT2 | MCLENNAN | WIND-O | NORTH | 2021 | 147 | 147 | 147 | 147 | 147 | 147 | 147 | 147 | 147 | 147
752 | PRIDDY WIND U1 | 16INR0085 | PRIDDY_UNIT1 | MILLS | WIND-O | NORTH | 2021 | 187.2 | 187.2 | 187.2 | 187.2 | 187.2 | 187.2 | 187.2 | 187.2 | 187.2 | 187.2
753 | PRIDDY WIND U2 | 16INR0085 | PRIDDY_UNIT2 | MILLS | WIND-O | NORTH | 2021 | 115.2 | 115.2 | 115.2 | 115.2 | 115.2 | 115.2 | 115.2 | 115.2 | 115.2 | 115.2
754 | RELOJ DEL SOL WIND U1 | 17INR0025 | RELOJ_UNIT1 | ZAPATA | WIND-O | SOUTH | 2021 | 55.4 | 55.4 | 55.4 | 55.4 | 55.4 | 55.4 | 55.4 | 55.4 | 55.4 | 55.4
755 | RELOJ DEL SOL WIND U2 | 17INR0025 | RELOJ_UNIT2 | ZAPATA | WIND-O | SOUTH | 2021 | 48 | 48 | 48 | 48 | 48 | 48 | 48 | 48 | 48 | 48
756 | RELOJ DEL SOL WIND U3 | 17INR0025 | RELOJ_UNIT3 | ZAPATA | WIND-O | SOUTH | 2021 | 83.1 | 83.1 | 83.1 | 83.1 | 83.1 | 83.1 | 83.1 | 83.1 | 83.1 | 83.1
757 | RELOJ DEL SOL WIND U4 | 17INR0025 | RELOJ_UNIT4 | ZAPATA | WIND-O | SOUTH | 2021 | 22.8 | 22.8 | 22.8 | 22.8 | 22.8 | 22.8 | 22.8 | 22.8 | 22.8 | 22.8
758 | SAGE DRAW WIND U1 | 19INR0163 | SAGEDRAW_UNIT1 | LYNN | WIND-O | WEST | 2020 | 169.2 | 169.2 | 169.2 | 169.2 | 169.2 | 169.2 | 169.2 | 169.2 | 169.2 | 169.2
759 | SAGE DRAW WIND U2 | 19INR0163 | SAGEDRAW_UNIT2 | LYNN | WIND-O | WEST | 2020 | 169.2 | 169.2 | 169.2 | 169.2 | 169.2 | 169.2 | 169.2 | 169.2 | 169.2 | 169.2
760 | TG EAST WIND U1 | 19INR0052 | TRUSGILL_UNIT1 | KNOX | WIND-O | WEST | 2022 | 42 | 42 | 42 | 42 | 42 | 42 | 42 | 42 | 42 | 42
761 | TG EAST WIND U2 | 19INR0052 | TRUSGILL_UNIT2 | KNOX | WIND-O | WEST | 2022 | 44.8 | 44.8 | 44.8 | 44.8 | 44.8 | 44.8 | 44.8 | 44.8 | 44.8 | 44.8
762 | TG EAST WIND U3 | 19INR0052 | TRUSGILL_UNIT3 | KNOX | WIND-O | WEST | 2022 | 42 | 42 | 42 | 42 | 42 | 42 | 42 | 42 | 42 | 42
763 | TG EAST WIND U4 | 19INR0052 | TRUSGILL_UNIT4 | KNOX | WIND-O | WEST | 2022 | 207.2 | 207.2 | 207.2 | 207.2 | 207.2 | 207.2 | 207.2 | 207.2 | 207.2 | 207.2
764 | WESTERN TRAIL WIND (AJAX WIND) U1 | 20INR0142 | AJAXWIND_UNIT1 | WILBARGER | WIND-O | WEST | 2021 | 225.6 | 225.6 | 225.6 | 225.6 | 225.6 | 225.6 | 225.6 | 225.6 | 225.6 | 225.6
765 | WESTERN TRAIL WIND (AJAX WIND) U2 | 20INR0142 | AJAXWIND_UNIT2 | WILBARGER | WIND-O | WEST | 2021 | 141 | 141 | 141 | 141 | 141 | 141 | 141 | 141 | 141 | 141
766 | WHITE MESA WIND U1 | 19INR0128 | WHMESA_UNIT1 | CROCKETT | WIND-O | WEST | 2021 | 152.3 | 152.3 | 152.3 | 152.3 | 152.3 | 152.3 | 152.3 | 152.3 | 152.3 | 152.3
767 | WHITE MESA 2 WIND U1 | 21INR0521 | WHMESA_UNIT2_23 | COKE | WIND-O | WEST | 2021 | 13.9 | 13.9 | 13.9 | 13.9 | 13.9 | 13.9 | 13.9 | 13.9 | 13.9 | 13.9
768 | WHITE MESA 2 WIND U2 | 21INR0521 | WHMESA_UNIT2_28 | COKE | WIND-O | WEST | 2021 | 183.3 | 183.3 | 183.3 | 183.3 | 183.3 | 183.3 | 183.3 | 183.3 | 183.3 | 183.3
769 | WHITE MESA 2 WIND U3 | 21INR0521 | WHMESA_UNIT3_23 | COKE | WIND-O | WEST | 2021 | 18.6 | 18.6 | 18.6 | 18.6 | 18.6 | 18.6 | 18.6 | 18.6 | 18.6 | 18.6
770 | WHITE MESA 2 WIND U4 | 21INR0521 | WHMESA_UNIT3_28 | COKE | WIND-O | WEST | 2021 | 132.5 | 132.5 | 132.5 | 132.5 | 132.5 | 132.5 | 132.5 | 132.5 | 132.5 | 132.5
771 | WHITEHORSE WIND U1 | 19INR0080 | WH_WIND_UNIT1 | FISHER | WIND-O | WEST | 2020 | 209.4 | 209.4 | 209.4 | 209.4 | 209.4 | 209.4 | 209.4 | 209.4 | 209.4 | 209.4
772 | WHITEHORSE WIND U2 | 19INR0080 | WH_WIND_UNIT2 | FISHER | WIND-O | WEST | 2020 | 209.5 | 209.5 | 209.5 | 209.5 | 209.5 | 209.5 | 209.5 | 209.5 | 209.5 | 209.5
773 | WILDWIND U1 | 20INR0033 | WILDWIND_UNIT1 | COOKE | WIND-O | NORTH | 2021 | 18.4 | 18.4 | 18.4 | 18.4 | 18.4 | 18.4 | 18.4 | 18.4 | 18.4 | 18.4
774 | WILDWIND U2 | 20INR0033 | WILDWIND_UNIT2 | COOKE | WIND-O | NORTH | 2021 | 48 | 48 | 48 | 48 | 48 | 48 | 48 | 48 | 48 | 48
775 | WILDWIND U3 | 20INR0033 | WILDWIND_UNIT3 | COOKE | WIND-O | NORTH | 2021 | 6.3 | 6.3 | 6.3 | 6.3 | 6.3 | 6.3 | 6.3 | 6.3 | 6.3 | 6.3
776 | WILDWIND U4 | 20INR0033 | WILDWIND_UNIT4 | COOKE | WIND-O | NORTH | 2021 | 54.6 | 54.6 | 54.6 | 54.6 | 54.6 | 54.6 | 54.6 | 54.6 | 54.6 | 54.6
777 | WILDWIND U5 | 20INR0033 | WILDWIND_UNIT5 | COOKE | WIND-O | NORTH | 2021 | 52.8 | 52.8 | 52.8 | 52.8 | 52.8 | 52.8 | 52.8 | 52.8 | 52.8 | 52.8
778 | Operational Capacity - Synchronized but not Approved for Commercial Operations Total (Wind) | [6 empty] | 5519.1 | 5519.1 | 5519.1 | 5519.1 | 5519.1 | 5519.1 | 5519.1 | 5519.1 | 5519.1 | 5519.1
779
780 | Operational Wind Capacity Synchronized but not Approved for Commercial Operations Sub-total (Coastal Counties) |  | WIND_SYNCHRONIZED_C |  |  |  |  | 492.6 | 492.6 | 492.6 | 492.6 | 492.6 | 492.6 | 492.6 | 492.6 | 492.6 | 492.6
781 | Wind Peak Average Capacity Percentage (Coastal) |  | WIND_SYNC_PEAK_PCT_C | % |  |  |  | 57 | 57 | 57 | 57 | 57 | 57 | 57 | 57 | 57 | 57
782
783 | Operational Wind Capacity Synchronized but not Approved for Commercial Operations Sub-total (Panhandle Counties) |  | WIND_SYNCHRONIZED_P |  |  |  |  | 0 | 0 | 0 | 0 | 0 | 0 | 0 | 0 | 0 | 0
784 | Wind Peak Average Capacity Percentage (Panhandle) |  | WIND_SYNC_PEAK_PCT_P | % |  |  |  | 30 | 30 | 30 | 30 | 30 | 30 | 30 | 30 | 30 | 30
785
786 | Operational Wind Capacity Synchronized but not Approved for Commercial Operations Sub-total (Other Counties) |  | WIND_SYNCHRONIZED_O |  |  |  |  | 5026.5 | 5026.5 | 5026.5 | 5026.5 | 5026.5 | 5026.5 | 5026.5 | 5026.5 | 5026.5 | 5026.5
787 | Wind Peak Average Capacity Percentage (Other) |  | WIND_SYNC_PEAK_PCT_O | % |  |  |  | 20 | 20 | 20 | 20 | 20 | 20 | 20 | 20 | 20 | 20
788
789 | Operational Resources (Solar)
790 | ACACIA SOLAR |  | ACACIA_UNIT_1 | PRESIDIO | SOLAR | WEST | 2012 | 10 | 10 | 10 | 10 | 10 | 10 | 10 | 10 | 10 | 10
791 | ALEXIS SOLAR |  | DG_ALEXIS_ALEXIS | BROOKS | SOLAR | SOUTH | 2019 | 10 | 10 | 10 | 10 | 10 | 10 | 10 | 10 | 10 | 10
792 | ARAGORN SOLAR |  | ARAGORN_UNIT1 | CULBERSON | SOLAR | WEST | 2021 | 185 | 185 | 185 | 185 | 185 | 185 | 185 | 185 | 185 | 185
793 | AZURE SKY SOLAR U1 |  | AZURE_SOLAR1 | HASKELL | SOLAR | WEST | 2021 | 74.9 | 74.9 | 74.9 | 74.9 | 74.9 | 74.9 | 74.9 | 74.9 | 74.9 | 74.9
794 | AZURE SKY SOLAR U2 |  | AZURE_SOLAR2 | HASKELL | SOLAR | WEST | 2021 | 153.5 | 153.5 | 153.5 | 153.5 | 153.5 | 153.5 | 153.5 | 153.5 | 153.5 | 153.5
795 | BECK 1 |  | DG_CECSOLAR_DG_BECK1 | BEXAR | SOLAR | SOUTH | 2016 | bar: 2022 to 2031
796 | BHE SOLAR PEARL PROJECT (SIRIUS 2) |  | SIRIUS_UNIT2 | PECOS | SOLAR | WEST | 2017 | 49.1 | 49.1 | 49.1 | 49.1 | 49.1 | 49.1 | 49.1 | 49.1 | 49.1 | 49.1
797 | BLUE WING 1 SOLAR |  | DG_BROOK_1UNIT | BEXAR | SOLAR | SOUTH | 2010 | 7.6 | 7.6 | 7.6 | 7.6 | 7.6 | 7.6 | 7.6 | 7.6 | 7.6 | 7.6
798 | BLUE WING 2 SOLAR |  | DG_ELMEN_1UNIT | BEXAR | SOLAR | SOUTH | 2010 | 7.3 | 7.3 | 7.3 | 7.3 | 7.3 | 7.3 | 7.3 | 7.3 | 7.3 | 7.3
799 | BLUEBELL SOLAR (CAPRICORN RIDGE SOLAR) |  | CAPRIDG4_BB_PV | STERLING | SOLAR | WEST | 2019 | 30 | 30 | 30 | 30 | 30 | 30 | 30 | 30 | 30 | 30
800 | BLUEBELL SOLAR II 1 (CAPRICORN RIDGE 4) |  | CAPRIDG4_BB2_PV1 | STERLING | SOLAR | WEST | 2021 | 100 | 100 | 100 | 100 | 100 | 100 | 100 | 100 | 100 | 100
801 | BLUEBELL SOLAR II 2 (CAPRICORN RIDGE 4) |  | CAPRIDG4_BB2_PV2 | STERLING | SOLAR | WEST | 2021 | 15 | 15 | 15 | 15 | 15 | 15 | 15 | 15 | 15 | 15
802 | BNB LAMESA SOLAR (PHASE I) |  | LMESASLR_UNIT1 | DAWSON | SOLAR | WEST | 2018 | 101.6 | 101.6 | 101.6 | 101.6 | 101.6 | 101.6 | 101.6 | 101.6 | 101.6 | 101.6
803 | BNB LAMESA SOLAR (PHASE II) |  | LMESASLR_IVORY | DAWSON | SOLAR | WEST | 2018 | 50 | 50 | 50 | 50 | 50 | 50 | 50 | 50 | 50 | 50
804 | BOVINE SOLAR LLC |  | DG_BOVINE_BOVINE | AUSTIN | SOLAR | SOUTH | 2018 | 5 | 5 | 5 | 5 | 5 | 5 | 5 | 5 | 5 | 5
805 | BOVINE SOLAR LLC |  | DG_BOVINE2_BOVINE2 | AUSTIN | SOLAR | SOUTH | 2018 | 5 | 5 | 5 | 5 | 5 | 5 | 5 | 5 | 5 | 5
806 | BRONSON SOLAR I |  | DG_BRNSN_BRNSN | FORT BEND | SOLAR | HOUSTON | 2018 | 5 | 5 | 5 | 5 | 5 | 5 | 5 | 5 | 5 | 5
807 | BRONSON SOLAR II |  | DG_BRNSN2_BRNSN2 | FORT BEND | SOLAR | HOUSTON | 2018 | 5 | 5 | 5 | 5 | 5 | 5 | 5 | 5 | 5 | 5
808 | CASCADE SOLAR I |  | DG_CASCADE_CASCADE | WHARTON | SOLAR | SOUTH | 2018 | 5 | 5 | 5 | 5 | 5 | 5 | 5 | 5 | 5 | 5
809 | CASCADE SOLAR II |  | DG_CASCADE2_CASCADE2 | WHARTON | SOLAR | SOUTH | 2018 | 5 | 5 | 5 | 5 | 5 | 5 | 5 | 5 | 5 | 5
810 | CASTLE GAP SOLAR |  | CASL_GAP_UNIT1 | UPTON | SOLAR | WEST | 2018 | 180 | 180 | 180 | 180 | 180 | 180 | 180 | 180 | 180 | 180
811 | CATAN SOLAR |  | DG_CS10_CATAN | KARNES | SOLAR | SOUTH | 2020 | 10 | 10 | 10 | 10 | 10 | 10 | 10 | 10 | 10 | 10
812 | CHISUM SOLAR |  | DG_CHISUM_CHISUM | LAMAR | SOLAR | NORTH | 2018 | 10 | 10 | 10 | 10 | 10 | 10 | 10 | 10 | 10 | 10
813 | COMMERCE_SOLAR |  | DG_ X443PV1_SWRI_PV1 | BEXAR | SOLAR | SOUTH | 2019 | 5 | 5 | 5 | 5 | 5 | 5 | 5 | 5 | 5 | 5
814 | CONIGLIO SOLAR |  | CONIGLIO_UNIT1 | FANNIN | SOLAR | NORTH | 2021 | 125.7 | 125.7 | 125.7 | 125.7 | 125.7 | 125.7 | 125.7 | 125.7 | 125.7 | 125.7
815 | CORAZON SOLAR PHASE I |  | CORAZON_UNIT1 | WEBB | SOLAR | SOUTH | 2021 | 202.6 | 202.6 | 202.6 | 202.6 | 202.6 | 202.6 | 202.6 | 202.6 | 202.6 | 202.6
816 | EAST BLACKLAND SOLAR (PFLUGERVILLE SOLAR) |  | E_BLACK_UNIT_1 | TRAVIS | SOLAR | SOUTH | 2021 | 144 | 144 | 144 | 144 | 144 | 144 | 144 | 144 | 144 | 144
817 | EDDY SOLAR II |  | DG_EDDYII_EDDYII | MCLENNAN | SOLAR | NORTH | 2018 | 10 | 10 | 10 | 10 | 10 | 10 | 10 | 10 | 10 | 10
818 | EUNICE SOLAR U1 |  | EUNICE_PV1 | ANDREWS | SOLAR | WEST | 2021 | 189.6 | 189.6 | 189.6 | 189.6 | 189.6 | 189.6 | 189.6 | 189.6 | 189.6 | 189.6
819 | EUNICE SOLAR U2 |  | EUNICE_PV2 | ANDREWS | SOLAR | WEST | 2021 | 237.1 | 237.1 | 237.1 | 237.1 | 237.1 | 237.1 | 237.1 | 237.1 | 237.1 | 237.1
820 | FIFTH GENERATION SOLAR 1 |  | DG_FIFTHGS1_FGSOLAR1 | TRAVIS | SOLAR | SOUTH | 2016 | 1.6 | 1.6 | 1.6 | 1.6 | 1.6 | 1.6 | 1.6 | 1.6 | 1.6 | 1.6
821 | FOWLER RANCH |  | FWLR_SLR_UNIT1 | CRANE | SOLAR | WEST | 2020 | 150 | 150 | 150 | 150 | 150 | 150 | 150 | 150 | 150 | 150
822 | FS BARILLA SOLAR-PECOS |  | HOVEY_UNIT1 | PECOS | SOLAR | WEST | 2015 | 22 | 22 | 22 | 22 | 22 | 22 | 22 | 22 | 22 | 22
823 | FS EAST PECOS SOLAR |  | BOOTLEG_UNIT1 | PECOS | SOLAR | WEST | 2017 | 121.1 | 121.1 | 121.1 | 121.1 | 121.1 | 121.1 | 121.1 | 121.1 | 121.1 | 121.1
824 | GALLOWAY 1 SOLAR |  | GALLOWAY_SOLAR1 | CONCHO | SOLAR | WEST | 2021 | 257 | 257 | 257 | 257 | 257 | 257 | 257 | 257 | 257 | 257
825 | GREASEWOOD SOLAR 1 |  | GREASWOD_UNIT1 | PECOS | SOLAR | WEST | 2021 | 124.6 | 124.6 | 124.6 | 124.6 | 124.6 | 124.6 | 124.6 | 124.6 | 124.6 | 124.6
826 | GREASEWOOD SOLAR 2 |  | GREASWOD_UNIT2 | PECOS | SOLAR | WEST | 2021 | 130.4 | 130.4 | 130.4 | 130.4 | 130.4 | 130.4 | 130.4 | 130.4 | 130.4 | 130.4
827 | GRIFFIN SOLAR |  | DG_GRIFFIN_GRIFFIN | MCLENNAN | SOLAR | NORTH | 2019 | 5 | 5 | 5 | 5 | 5 | 5 | 5 | 5 | 5 | 5
828 | HIGHWAY 56 |  | DG_HWY56_HWY56 | GRAYSON | SOLAR | NORTH | 2017 | 5.3 | 5.3 | 5.3 | 5.3 | 5.3 | 5.3 | 5.3 | 5.3 | 5.3 | 5.3
829 | HM SEALY SOLAR 1 |  | DG_SEALY_1UNIT | AUSTIN | SOLAR | SOUTH | 2015 | 1.6 | 1.6 | 1.6 | 1.6 | 1.6 | 1.6 | 1.6 | 1.6 | 1.6 | 1.6
830 | HOLSTEIN SOLAR 1 |  | HOLSTEIN_SOLAR1 | NOLAN | SOLAR | WEST | 2020 | 102.2 | 102.2 | 102.2 | 102.2 | 102.2 | 102.2 | 102.2 | 102.2 | 102.2 | 102.2
831 | HOLSTEIN SOLAR 2 |  | HOLSTEIN_SOLAR2 | NOLAN | SOLAR | WEST | 2020 | 102.3 | 102.3 | 102.3 | 102.3 | 102.3 | 102.3 | 102.3 | 102.3 | 102.3 | 102.3
832 | IMPACT SOLAR |  | IMPACT_UNIT1 | LAMAR | SOLAR | NORTH | 2021 | 198.5 | 198.5 | 198.5 | 198.5 | 198.5 | 198.5 | 198.5 | 198.5 | 198.5 | 198.5
833 | JUNO SOLAR PHASE I |  | JUNO_UNIT1 | BORDEN | SOLAR | WEST | 2021 | 162.1 | 162.1 | 162.1 | 162.1 | 162.1 | 162.1 | 162.1 | 162.1 | 162.1 | 162.1
834 | JUNO SOLAR PHASE II |  | JUNO_UNIT2 | BORDEN | SOLAR | WEST | 2021 | 143.5 | 143.5 | 143.5 | 143.5 | 143.5 | 143.5 | 143.5 | 143.5 | 143.5 | 143.5
835 | KELLAM SOLAR |  | KELAM_SL_UNIT1 | VAN ZANDT | SOLAR | NORTH | 2020 | 59.8 | 59.8 | 59.8 | 59.8 | 59.8 | 59.8 | 59.8 | 59.8 | 59.8 | 59.8
836 | LAMPWICK SOLAR |  | DG_LAMPWICK_LAMPWICK | MENARD | SOLAR | WEST | 2019 | 7.5 | 7.5 | 7.5 | 7.5 | 7.5 | 7.5 | 7.5 | 7.5 | 7.5 | 7.5
837 | LAPETUS SOLAR |  | LAPETUS_UNIT_1 | ANDREWS | SOLAR | WEST | 2020 | 100.7 | 100.7 | 100.7 | 100.7 | 100.7 | 100.7 | 100.7 | 100.7 | 100.7 | 100.7
838 | LEON |  | DG_LEON_LEON | HUNT | SOLAR | NORTH | 2017 | 10 | 10 | 10 | 10 | 10 | 10 | 10 | 10 | 10 | 10
839 | LILY SOLAR |  | LILY_SOLAR1 | KAUFMAN | SOLAR | NORTH | 2021 | 147.6 | 147.6 | 147.6 | 147.6 | 147.6 | 147.6 | 147.6 | 147.6 | 147.6 | 147.6
840 | LONG DRAW SOLAR U1 |  | LGDRAW_S_UNIT1_1 | BORDEN | SOLAR | WEST | 2021 | 98.5 | 98.5 | 98.5 | 98.5 | 98.5 | 98.5 | 98.5 | 98.5 | 98.5 | 98.5
841 | LONG DRAW SOLAR U2 |  | LGDRAW_S_UNIT1_2 | BORDEN | SOLAR | WEST | 2021 | 128.3 | 128.3 | 128.3 | 128.3 | 128.3 | 128.3 | 128.3 | 128.3 | 128.3 | 128.3
842 | MARLIN |  | DG_MARLIN_MARLIN | FALLS | SOLAR | NORTH | 2017 | 5.3 | 5.3 | 5.3 | 5.3 | 5.3 | 5.3 | 5.3 | 5.3 | 5.3 | 5.3
843 | MARS SOLAR (DG) |  | DG_MARS_MARS | WEBB | SOLAR | SOUTH | 2019 | 10 | 10 | 10 | 10 | 10 | 10 | 10 | 10 | 10 | 10
844 | MISAE SOLAR U1 |  | MISAE_UNIT1 | CHILDRESS | SOLAR | PANHANDLE | 2021 | 121.4 | 121.4 | 121.4 | 121.4 | 121.4 | 121.4 | 121.4 | 121.4 | 121.4 | 121.4
845 | MISAE SOLAR U2 |  | MISAE_UNIT2 | CHILDRESS | SOLAR | PANHANDLE | 2021 | 118.6 | 118.6 | 118.6 | 118.6 | 118.6 | 118.6 | 118.6 | 118.6 | 118.6 | 118.6
846 | NORTH GAINESVILLE |  | DG_NGNSVL_NGAINESV | COOKE | SOLAR | NORTH | 2017 | 5.2 | 5.2 | 5.2 | 5.2 | 5.2 | 5.2 | 5.2 | 5.2 | 5.2 | 5.2
847 | OBERON SOLAR |  | OBERON_UNIT_1 | ECTOR | SOLAR | WEST | 2020 | 180 | 180 | 180 | 180 | 180 | 180 | 180 | 180 | 180 | 180
848 | OCI ALAMO 1 SOLAR |  | OCI_ALM1_UNIT1 | BEXAR | SOLAR | SOUTH | 2013 | 39.2 | 39.2 | 39.2 | 39.2 | 39.2 | 39.2 | 39.2 | 39.2 | 39.2 | 39.2
849 | OCI ALAMO 2 SOLAR-ST. HEDWIG |  | DG_STHWG_UNIT1 | BEXAR | SOLAR | SOUTH | 2014 | 4.4 | 4.4 | 4.4 | 4.4 | 4.4 | 4.4 | 4.4 | 4.4 | 4.4 | 4.4
850 | OCI ALAMO 3-WALZEM SOLAR |  | DG_WALZM_UNIT1 | BEXAR | SOLAR | SOUTH | 2014 | 5.5 | 5.5 | 5.5 | 5.5 | 5.5 | 5.5 | 5.5 | 5.5 | 5.5 | 5.5
851 | OCI ALAMO 4 SOLAR-BRACKETVILLE |  | ECLIPSE_UNIT1 | KINNEY | SOLAR | SOUTH | 2014 | 37.6 | 37.6 | 37.6 | 37.6 | 37.6 | 37.6 | 37.6 | 37.6 | 37.6 | 37.6
852 | OCI ALAMO 5 (DOWNIE RANCH) |  | HELIOS_UNIT1 | UVALDE | SOLAR | SOUTH | 2015 | 100 | 100 | 100 | 100 | 100 | 100 | 100 | 100 | 100 | 100
853 | OCI ALAMO 6 (SIRIUS/WEST TEXAS) |  | SIRIUS_UNIT1 | PECOS | SOLAR | WEST | 2017 | 110.2 | 110.2 | 110.2 | 110.2 | 110.2 | 110.2 | 110.2 | 110.2 | 110.2 | 110.2
854 | OCI ALAMO 7 (PAINT CREEK) |  | SOLARA_UNIT1 | HASKELL | SOLAR | WEST | 2016 | 112 | 112 | 112 | 112 | 112 | 112 | 112 | 112 | 112 | 112
855 | PHOEBE SOLAR 1 |  | PHOEBE_UNIT1 | WINKLER | SOLAR | WEST | 2019 | 125.1 | 125.1 | 125.1 | 125.1 | 125.1 | 125.1 | 125.1 | 125.1 | 125.1 | 125.1
856 | PHOEBE SOLAR 2 |  | PHOEBE_UNIT2 | WINKLER | SOLAR | WEST | 2019 | 128.1 | 128.1 | 128.1 | 128.1 | 128.1 | 128.1 | 128.1 | 128.1 | 128.1 | 128.1
857 | PHOENIX SOLAR |  | PHOENIX_UNIT1 | FANNIN | SOLAR | NORTH | 2021 | 83.9 | 83.9 | 83.9 | 83.9 | 83.9 | 83.9 | 83.9 | 83.9 | 83.9 | 83.9
858 | POWERFIN KINGSBERY |  | DG_PFK_PFKPV | TRAVIS | SOLAR | SOUTH | 2017 | 2.6 | 2.6 | 2.6 | 2.6 | 2.6 | 2.6 | 2.6 | 2.6 | 2.6 | 2.6
859 | PROSPERO SOLAR 1 U1 |  | PROSPERO_UNIT1 | ANDREWS | SOLAR | WEST | 2020 | 153.6 | 153.6 | 153.6 | 153.6 | 153.6 | 153.6 | 153.6 | 153.6 | 153.6 | 153.6
860 | PROSPERO SOLAR 1 U2 |  | PROSPERO_UNIT2 | ANDREWS | SOLAR | WEST | 2020 | 150 | 150 | 150 | 150 | 150 | 150 | 150 | 150 | 150 | 150
861 | PROSPERO SOLAR 2 U1 |  | PRSPERO2_UNIT1 | ANDREWS | SOLAR | WEST | 2021 | 126.5 | 126.5 | 126.5 | 126.5 | 126.5 | 126.5 | 126.5 | 126.5 | 126.5 | 126.5
862 | PROSPERO SOLAR 2 U2 |  | PRSPERO2_UNIT2 | ANDREWS | SOLAR | WEST | 2021 | 126.4 | 126.4 | 126.4 | 126.4 | 126.4 | 126.4 | 126.4 | 126.4 | 126.4 | 126.4
863 | QUEEN SOLAR PHASE I |  | QUEEN_SL_SOLAR1 | UPTON | SOLAR | WEST | 2020 | 102.5 | 102.5 | 102.5 | 102.5 | 102.5 | 102.5 | 102.5 | 102.5 | 102.5 | 102.5
864 | QUEEN SOLAR PHASE I |  | QUEEN_SL_SOLAR2 | UPTON | SOLAR | WEST | 2020 | 102.5 | 102.5 | 102.5 | 102.5 | 102.5 | 102.5 | 102.5 | 102.5 | 102.5 | 102.5
865 | QUEEN SOLAR PHASE II |  | QUEEN_SL_SOLAR3 | UPTON | SOLAR | WEST | 2020 | 97.5 | 97.5 | 97.5 | 97.5 | 97.5 | 97.5 | 97.5 | 97.5 | 97.5 | 97.5
866 | QUEEN SOLAR PHASE II |  | QUEEN_SL_SOLAR4 | UPTON | SOLAR | WEST | 2020 | 107.5 | 107.5 | 107.5 | 107.5 | 107.5 | 107.5 | 107.5 | 107.5 | 107.5 | 107.5
867 | RAMBLER SOLAR |  | RAMBLER_UNIT1 | TOM GREEN | SOLAR | WEST | 2020 | 200 | 200 | 200 | 200 | 200 | 200 | 200 | 200 | 200 | 200
868 | RE ROSEROCK SOLAR 1 |  | REROCK_UNIT1 | PECOS | SOLAR | WEST | 2016 | 78.8 | 78.8 | 78.8 | 78.8 | 78.8 | 78.8 | 78.8 | 78.8 | 78.8 | 78.8
869 | RE ROSEROCK SOLAR 2 |  | REROCK_UNIT2 | PECOS | SOLAR | WEST | 2016 | 78.8 | 78.8 | 78.8 | 78.8 | 78.8 | 78.8 | 78.8 | 78.8 | 78.8 | 78.8
870 | REDBARN SOLAR 1 (RE MAPLEWOOD 2A SOLAR) |  | REDBARN_UNIT_1 | PECOS | SOLAR | WEST | 2021 | 222 | 222 | 222 | 222 | 222 | 222 | 222 | 222 | 222 | 222
871 | REDBARN SOLAR 2 (RE MAPLEWOOD 2B SOLAR) |  | REDBARN_UNIT_2 | PECOS | SOLAR | WEST | 2021 | 28 | 28 | 28 | 28 | 28 | 28 | 28 | 28 | 28 | 28
872 | RENEWABLE ENERGY ALTERNATIVES-CCS1 |  | DG_COSERVSS_CSS1 | DENTON | SOLAR | NORTH | 2015 | 2 | 2 | 2 | 2 | 2 | 2 | 2 | 2 | 2 | 2
873 | RIGGINS (SE BUCKTHORN WESTEX SOLAR) |  | RIGGINS_UNIT1 | PECOS | SOLAR | WEST | 2018 | 150 | 150 | 150 | 150 | 150 | 150 | 150 | 150 | 150 | 150
874 | RIPPEY SOLAR |  | RIPPEY_UNIT1 | COOKE | SOLAR | NORTH | 2020 | 59.8 | 59.8 | 59.8 | 59.8 | 59.8 | 59.8 | 59.8 | 59.8 | 59.8 | 59.8
875 | SOLAIREHOLMAN 1 |  | LASSO_UNIT1 | BREWSTER | SOLAR | WEST | 2018 | 50 | 50 | 50 | 50 | 50 | 50 | 50 | 50 | 50 | 50
876 | SP-TX-12-PHASE B |  | SPTX12B_UNIT1 | UPTON | SOLAR | WEST | 2017 | 157.5 | 157.5 | 157.5 | 157.5 | 157.5 | 157.5 | 157.5 | 157.5 | 157.5 | 157.5
877 | STERLING |  | DG_STRLING_STRLING | HUNT | SOLAR | NORTH | 2018 | 10 | 10 | 10 | 10 | 10 | 10 | 10 | 10 | 10 | 10
878 | SUNEDISON RABEL ROAD SOLAR |  | DG_VALL1_1UNIT | BEXAR | SOLAR | SOUTH | 2012 | 9.9 | 9.9 | 9.9 | 9.9 | 9.9 | 9.9 | 9.9 | 9.9 | 9.9 | 9.9
879 | SUNEDISON VALLEY ROAD SOLAR |  | DG_VALL2_1UNIT | BEXAR | SOLAR | SOUTH | 2012 | 9.9 | 9.9 | 9.9 | 9.9 | 9.9 | 9.9 | 9.9 | 9.9 | 9.9 | 9.9
880 | SUNEDISON CPS3 SOMERSET 1 SOLAR |  | DG_SOME1_1UNIT | BEXAR | SOLAR | SOUTH | 2012 | 5.6 | 5.6 | 5.6 | 5.6 | 5.6 | 5.6 | 5.6 | 5.6 | 5.6 | 5.6
881 | SUNEDISON SOMERSET 2 SOLAR |  | DG_SOME2_1UNIT | BEXAR | SOLAR | SOUTH | 2012 | 5 | 5 | 5 | 5 | 5 | 5 | 5 | 5 | 5 | 5
882 | TAYGETE SOLAR 1 U1 |  | TAYGETE_UNIT1 | PECOS | SOLAR | WEST | 2021 | 125.9 | 125.9 | 125.9 | 125.9 | 125.9 | 125.9 | 125.9 | 125.9 | 125.9 | 125.9
883 | TAYGETE SOLAR 1 U2 |  | TAYGETE_UNIT2 | PECOS | SOLAR | WEST | 2021 | 128.9 | 128.9 | 128.9 | 128.9 | 128.9 | 128.9 | 128.9 | 128.9 | 128.9 | 128.9
884 | TITAN SOLAR (IP TITAN) U1 |  | TI_SOLAR_UNIT1 | CULBERSON | SOLAR | WEST | 2021 | 136.8 | 136.8 | 136.8 | 136.8 | 136.8 | 136.8 | 136.8 | 136.8 | 136.8 | 136.8
885 | TITAN SOLAR (IP TITAN) U2 |  | TI_SOLAR_UNIT2 | CULBERSON | SOLAR | WEST | 2021 | 131.1 | 131.1 | 131.1 | 131.1 | 131.1 | 131.1 | 131.1 | 131.1 | 131.1 | 131.1
886 | WAGYU SOLAR |  | WGU_UNIT1 | BRAZORIA | SOLAR | COASTAL | 2021 | 120 | 120 | 120 | 120 | 120 | 120 | 120 | 120 | 120 | 120
887 | WALNUT SPRINGS |  | DG_WLNTSPRG_1UNIT | BOSQUE | SOLAR | NORTH | 2016 | 10 | 10 | 10 | 10 | 10 | 10 | 10 | 10 | 10 | 10
888 | WAYMARK SOLAR |  | WAYMARK_UNIT1 | UPTON | SOLAR | WEST | 2018 | 182 | 182 | 182 | 182 | 182 | 182 | 182 | 182 | 182 | 182
889 | WEBBERVILLE SOLAR |  | WEBBER_S_WSP1 | TRAVIS | SOLAR | SOUTH | 2011 | 26.7 | 26.7 | 26.7 | 26.7 | 26.7 | 26.7 | 26.7 | 26.7 | 26.7 | 26.7
890 | WEST MOORE II |  | DG_WMOOREII_WMOOREII | GRAYSON | SOLAR | NORTH | 2018 | 5 | 5 | 5 | 5 | 5 | 5 | 5 | 5 | 5 | 5
891 | WEST OF PECOS SOLAR |  | W_PECOS_UNIT1 | REEVES | SOLAR | WEST | 2019 | 100 | 100 | 100 | 100 | 100 | 100 | 100 | 100 | 100 | 100
892 | WHITESBORO |  | DG_WBORO_WHTSBORO | GRAYSON | SOLAR | NORTH | 2017 | 5 | 5 | 5 | 5 | 5 | 5 | 5 | 5 | 5 | 5
893 | WHITESBORO II |  | DG_WBOROII_WHBOROII | GRAYSON | SOLAR | NORTH | 2017 | 5 | 5 | 5 | 5 | 5 | 5 | 5 | 5 | 5 | 5
894 | WHITEWRIGHT |  | DG_WHTRT_WHTRGHT | FANNIN | SOLAR | NORTH | 2017 | 10 | 10 | 10 | 10 | 10 | 10 | 10 | 10 | 10 | 10
895 | WHITNEY SOLAR |  | DG_WHITNEY_SOLAR1 | BOSQUE | SOLAR | NORTH | 2017 | 10 | 10 | 10 | 10 | 10 | 10 | 10 | 10 | 10 | 10
896 | YELLOW JACKET SOLAR |  | DG_YLWJACKET_YLWJACKET | BOSQUE | SOLAR | NORTH | 2018 | 5 | 5 | 5 | 5 | 5 | 5 | 5 | 5 | 5 | 5
897 | Operational Capacity Total (Solar) | [6 empty] | 8242.9 | 8242.9 | 8242.9 | 8242.9 | 8242.9 | 8242.9 | 8242.9 | 8242.9 | 8242.9 | 8242.9
898 | Solar Peak Average Capacity Percentage |  | SOLAR_PEAK_PCT | % |  |  |  | 81 | 81 | 81 | 81 | 81 | 81 | 81 | 81 | 81 | 81
899
900 | Operational Resources (Solar) - Synchronized but not Approved for Commercial Operations
901 | ANSON SOLAR U1 | 19INR0081 | ANSON1_UNIT1 | JONES | SOLAR | WEST | 2021 | 100 | 100 | 100 | 100 | 100 | 100 | 100 | 100 | 100 | 100
902 | ANSON SOLAR U2 | 19INR0081 | ANSON1_UNIT2 | JONES | SOLAR | WEST | 2021 | 100 | 100 | 100 | 100 | 100 | 100 | 100 | 100 | 100 | 100
903 | BLUE JAY SOLAR I | 21INR0538 | BLUEJAY_UNIT1 | GRIMES | SOLAR | NORTH | 2022 | 69 | 69 | 69 | 69 | 69 | 69 | 69 | 69 | 69 | 69
904 | BLUE JAY SOLAR II | 19INR0085 | BLUEJAY_UNIT2 | GRIMES | SOLAR | NORTH | 2022 | 141.1 | 141.1 | 141.1 | 141.1 | 141.1 | 141.1 | 141.1 | 141.1 | 141.1 | 141.1
905 | BRIGHTSIDE SOLAR | 18INR0060 | BRIGHTSD_UNIT1 | BEE | SOLAR | SOUTH | 2021 | 50 | 50 | 50 | 50 | 50 | 50 | 50 | 50 | 50 | 50
906 | ELARA SOLAR | 21INR0276 | ELARA_SL_UNIT1 | FRIO | SOLAR | SOUTH | 2021 | 132.4 | 132.4 | 132.4 | 132.4 | 132.4 | 132.4 | 132.4 | 132.4 | 132.4 | 132.4
907 | PLAINVIEW SOLAR (RAMSEY SOLAR) U1 | 20INR0130 | PLN_UNIT1 | WHARTON | SOLAR | SOUTH | 2022 | 257 | 257 | 257 | 257 | 257 | 257 | 257 | 257 | 257 | 257
908 | PLAINVIEW SOLAR (RAMSEY SOLAR) U2 | 20INR0130 | PLN_UNIT2 | WHARTON | SOLAR | SOUTH | 2022 | 257 | 257 | 257 | 257 | 257 | 257 | 257 | 257 | 257 | 257
909 | SAMSON SOLAR 1 U1 | 21INR0221 | SAMSON_1_G1 | LAMAR | SOLAR | NORTH | 2022 | 125 | 125 | 125 | 125 | 125 | 125 | 125 | 125 | 125 | 125
910 | SAMSON SOLAR 1 U2 | 21INR0221 | SAMSON_1_G2 | LAMAR | SOLAR | NORTH | 2022 | 125 | 125 | 125 | 125 | 125 | 125 | 125 | 125 | 125 | 125
911 | SAMSON SOLAR 3 U1 | 21INR0491 | SAMSON_3_G1 | LAMAR | SOLAR | NORTH | 2022 | 125 | 125 | 125 | 125 | 125 | 125 | 125 | 125 | 125 | 125
912 | SAMSON SOLAR 3 U2 | 21INR0491 | SAMSON_3_G2 | LAMAR | SOLAR | NORTH | 2022 | 125 | 125 | 125 | 125 | 125 | 125 | 125 | 125 | 125 | 125
913 | STRATEGIC SOLAR 1 | 20INR0081 | STRATEGC_UNIT1 | ELLIS | SOLAR | NORTH | 2021 | 136.8 | 136.8 | 136.8 | 136.8 | 136.8 | 136.8 | 136.8 | 136.8 | 136.8 | 136.8
914 | VISION SOLAR 1 | 20INR0082 | VISION_UNIT1 | NAVARRO | SOLAR | NORTH | 2021 | 129.2 | 129.2 | 129.2 | 129.2 | 129.2 | 129.2 | 129.2 | 129.2 | 129.2 | 129.2
915 | Operational Capacity - Synchronized but not Approved for Commercial Operations Total (Solar) | [6 empty] | 1872.5 | 1872.5 | 1872.5 | 1872.5 | 1872.5 | 1872.5 | 1872.5 | 1872.5 | 1872.5 | 1872.5
916 | Solar Peak Average Capacity Percentage |  | SOLAR_SYNC_PEAK_PCT | % |  |  |  | 81 | 81 | 81 | 81 | 81 | 81 | 81 | 81 | 81 | 81
917
918 | Operational Resources (Storage)
919 | BAT CAVE |  | BATCAVE_BES1 | MASON | STORAGE | SOUTH | 2021 | 100.5 | 100.5 | 100.5 | 100.5 | 100.5 | 100.5 | 100.5 | 100.5 | 100.5 | 100.5
920 | BLUE SUMMIT BATTERY |  | BLSUMMIT_BATTERY | WILBARGER | STORAGE | WEST | 2017 | 30 | 30 | 30 | 30 | 30 | 30 | 30 | 30 | 30 | 30
921 | BRP ALVIN (DGR) |  | BRPALVIN_UNIT1 | BRAZORIA | STORAGE | COASTAL | 2020 | 9.9 | 9.9 | 9.9 | 9.9 | 9.9 | 9.9 | 9.9 | 9.9 | 9.9 | 9.9
922 | BRP ANGELTON (DGR) |  | BRPANGLE_UNIT1 | BRAZORIA | STORAGE | COASTAL | 2020 | 9.9 | 9.9 | 9.9 | 9.9 | 9.9 | 9.9 | 9.9 | 9.9 | 9.9 | 9.9
923 | BRP BRAZORIA (DGR) |  | BRP_BRAZ_UNIT1 | BRAZORIA | STORAGE | COASTAL | 2020 | 9.9 | 9.9 | 9.9 | 9.9 | 9.9 | 9.9 | 9.9 | 9.9 | 9.9 | 9.9
924 | BRP DICKINSON (DGR) |  | BRP_DIKN_UNIT1 | GALVESTON | STORAGE | HOUSTON | 2021 | 9.9 | 9.9 | 9.9 | 9.9 | 9.9 | 9.9 | 9.9 | 9.9 | 9.9 | 9.9
925 | BRP HEIGHTS (DGR) |  | BRHEIGHT_UNIT1 | GALVESTON | STORAGE | HOUSTON | 2020 | 9.9 | 9.9 | 9.9 | 9.9 | 9.9 | 9.9 | 9.9 | 9.9 | 9.9 | 9.9
926 | BRP LOOP 463 (DGR) |  | BRP_4631_UNIT1 | VICTORIA | STORAGE | SOUTH | 2021 | 9.9 | 9.9 | 9.9 | 9.9 | 9.9 | 9.9 | 9.9 | 9.9 | 9.9 | 9.9
927 | BRP MAGNOLIA (DGR) |  | BRPMAGNO_UNIT1 | GALVESTON | STORAGE | HOUSTON | 2020 | 9.9 | 9.9 | 9.9 | 9.9 | 9.9 | 9.9 | 9.9 | 9.9 | 9.9 | 9.9
928 | BRP ODESSA SW (DGR) |  | BRPODESA_UNIT1 | ECTOR | STORAGE | WEST | 2020 | 9.9 | 9.9 | 9.9 | 9.9 | 9.9 | 9.9 | 9.9 | 9.9 | 9.9 | 9.9
929 | BRP RANCHTOWN (DGR) |  | BRP_RNC1_UNIT1 | BEXAR | STORAGE | SOUTH | 2021 | 9.9 | 9.9 | 9.9 | 9.9 | 9.9 | 9.9 | 9.9 | 9.9 | 9.9 | 9.9
930 | BRP SWEENY (DGR) |  | BRP_SWNY_UNIT1 | BRAZORIA | STORAGE | COASTAL | 2020 | 10 | 10 | 10 | 10 | 10 | 10 | 10 | 10 | 10 | 10
931 | CASTLE GAP BATTERY |  | CASL_GAP_BATTERY1 | UPTON | STORAGE | WEST | 2018 | 9.9 | 9.9 | 9.9 | 9.9 | 9.9 | 9.9 | 9.9 | 9.9 | 9.9 | 9.9
932 | CHISHOLM GRID |  | CHISMGRD_BES1 | TARRANT | STORAGE | NORTH | 2021 | 100 | 100 | 100 | 100 | 100 | 100 | 100 | 100 | 100 | 100
933 | COMMERCE ST ESS (DGR) |  | X443ESS1_SWRI | BEXAR | STORAGE | SOUTH | 2020 | 10 | 10 | 10 | 10 | 10 | 10 | 10 | 10 | 10 | 10
934 | EUNICE STORAGE |  | EUNICE_BES1 | ANDREWS | STORAGE | WEST | 2021 | 40.3 | 40.3 | 40.3 | 40.3 | 40.3 | 40.3 | 40.3 | 40.3 | 40.3 | 40.3
935 | FLAT TOP BATTERY (DGR) |  | FLTBES_BESS1 | REEVES | STORAGE | WEST | 2020 | 9.9 | 9.9 | 9.9 | 9.9 | 9.9 | 9.9 | 9.9 | 9.9 | 9.9 | 9.9
936 | FLOWER VALLEY BATTERY (DGR) |  | FLVABES1_FLATU1 | REEVES | STORAGE | WEST | 2021 | 9.9 | 9.9 | 9.9 | 9.9 | 9.9 | 9.9 | 9.9 | 9.9 | 9.9 | 9.9
937 | GAMBIT BATTERY |  | GAMBIT_BESS1 | BRAZORIA | STORAGE | COASTAL | 2021 | 100 | 100 | 100 | 100 | 100 | 100 | 100 | 100 | 100 | 100
938 | HOEFSROAD BESS (DGR) |  | HRBESS_BESS | REEVES | STORAGE | WEST | 2020 | 2 | 2 | 2 | 2 | 2 | 2 | 2 | 2 | 2 | 2
939 | INADALE ESS |  | INDL_ESS | NOLAN | STORAGE | WEST | 2018 | 9.9 | 9.9 | 9.9 | 9.9 | 9.9 | 9.9 | 9.9 | 9.9 | 9.9 | 9.9
940 | JOHNSON CITY BESS (DGR) |  | JC_BAT_UNIT_1 | BLANCO | STORAGE | SOUTH | 2020 | 2.3 | 2.3 | 2.3 | 2.3 | 2.3 | 2.3 | 2.3 | 2.3 | 2.3 | 2.3
941 | KINGSBERY ENERGY STORAGE SYSTEM |  | DG_KB_ESS_KB_ESS | TRAVIS | STORAGE | SOUTH | 2017 | 1.5 | 1.5 | 1.5 | 1.5 | 1.5 | 1.5 | 1.5 | 1.5 | 1.5 | 1.5
942 | LILY STORAGE |  | LILY_BESS1 | KAUFMAN | STORAGE | NORTH | 2021 | 51.7 | 51.7 | 51.7 | 51.7 | 51.7 | 51.7 | 51.7 | 51.7 | 51.7 | 51.7
943 | MU ENERGY STORAGE SYSTEM |  | DG_MU_ESS_MU_ESS | TRAVIS | STORAGE | SOUTH | 2018 | 1.5 | 1.5 | 1.5 | 1.5 | 1.5 | 1.5 | 1.5 | 1.5 | 1.5 | 1.5
944 | NOTREES BATTERY FACILITY |  | NWF_NBS | WINKLER | STORAGE | WEST | 2013 | 33.7 | 33.7 | 33.7 | 33.7 | 33.7 | 33.7 | 33.7 | 33.7 | 33.7 | 33.7
945 | NORTH FORK |  | NF_BRP_BES1 | WILLIAMSON | STORAGE | SOUTH | 2021 | 100.5 | 100.5 | 100.5 | 100.5 | 100.5 | 100.5 | 100.5 | 100.5 | 100.5 | 100.5
946 | OCI ALAMO 1 |  | OCI_ALM1_ASTRO1 | BEXAR | STORAGE | SOUTH | 2016 | bar: 2022 to 2031
947 | PORT LAVACA BATTERY (DGR) |  | PTLBES_BESS1 | CALHOUN | STORAGE | COASTAL | 2020 | 9.9 | 9.9 | 9.9 | 9.9 | 9.9 | 9.9 | 9.9 | 9.9 | 9.9 | 9.9
948 | PROSPECT STORAGE (DGR) |  | WCOLLDG_BSS_U1 | BRAZORIA | STORAGE | COASTAL | 2020 | 9.9 | 9.9 | 9.9 | 9.9 | 9.9 | 9.9 | 9.9 | 9.9 | 9.9 | 9.9
949 | PYRON ESS |  | PYR_ESS | SCURRY | STORAGE | WEST | 2018 | 9.9 | 9.9 | 9.9 | 9.9 | 9.9 | 9.9 | 9.9 | 9.9 | 9.9 | 9.9
950 | RABBIT HILL ENERGY STORAGE PROJECT (DGR) |  | RHESS2_ESS_1 | WILLIAMSON | STORAGE | SOUTH | 2020 | 9.9 | 9.9 | 9.9 | 9.9 | 9.9 | 9.9 | 9.9 | 9.9 | 9.9 | 9.9
951 | SNYDER (DGR) |  | SNY_BESS_UNIT1 | SCURRY | STORAGE | WEST | 2021 | 9.9 | 9.9 | 9.9 | 9.9 | 9.9 | 9.9 | 9.9 | 9.9 | 9.9 | 9.9
952 | SWEETWATER BESS (DGR) |  | SWT_BESS_UNIT1 | NOLAN | STORAGE | WEST | 2021 | 9.9 | 9.9 | 9.9 | 9.9 | 9.9 | 9.9 | 9.9 | 9.9 | 9.9 | 9.9
953 | SWOOSE BATTERY (DGR) |  | SWOOSE1_SWOOSEU1 | WARD | STORAGE | WEST | 2021 | 9.9 | 9.9 | 9.9 | 9.9 | 9.9 | 9.9 | 9.9 | 9.9 | 9.9 | 9.9
954 | TOS BATTERY STORAGE (DGR) |  | TOSBATT_UNIT1 | MIDLAND | STORAGE | WEST | 2017 | 2 | 2 | 2 | 2 | 2 | 2 | 2 | 2 | 2 | 2
955 | TOYAH POWER STATION (DGR) |  | TOYAH_BESS | REEVES | STORAGE | WEST | 2021 | 9.9 | 9.9 | 9.9 | 9.9 | 9.9 | 9.9 | 9.9 | 9.9 | 9.9 | 9.9
956 | TRIPLE BUTTE (DGR) |  | TRIPBUT1_BELU1 | PECOS | STORAGE | WEST | 2021 | 7.5 | 7.5 | 7.5 | 7.5 | 7.5 | 7.5 | 7.5 | 7.5 | 7.5 | 7.5
957 | WESTOVER BESS (DGR) |  | WOV_BESS_UNIT1 | ECTOR | STORAGE | WEST | 2021 | 9.9 | 9.9 | 9.9 | 9.9 | 9.9 | 9.9 | 9.9 | 9.9 | 9.9 | 9.9
958 | WORSHAM BATTERY (DGR) |  | WRSBES_BESS1 | REEVES | STORAGE | WEST | 2020 | 9.9 | 9.9 | 9.9 | 9.9 | 9.9 | 9.9 | 9.9 | 9.9 | 9.9 | 9.9
959 | YOUNICOS FACILITY |  | DG_YOUNICOS_YINC1_1 | TRAVIS | STORAGE | SOUTH | 2015 | 2 | 2 | 2 | 2 | 2 | 2 | 2 | 2 | 2 | 2
960 | Operational Capacity Total (Storage) | [6 empty] | 824.2 | 824.2 | 824.2 | 824.2 | 824.2 | 824.2 | 824.2 | 824.2 | 824.2 | 824.2
961 | Storage Peak Average Capacity Percentage |  | STORAGE_PEAK_PCT | % |  |  |  | 0 | 0 | 0 | 0 | 0 | 0 | 0 | 0 | 0 | 0
962
963 | Operational Resources (Storage) - Synchronized but not Approved for Commercial Operations
964 | AZURE SKY BESS | 21INR0476 | AZURE_BESS1 | HASKELL | STORAGE | WEST | 2021 | 77.6 | 77.6 | 77.6 | 77.6 | 77.6 | 77.6 | 77.6 | 77.6 | 77.6 | 77.6
965 | BRP LOPENO (DGR) |  | BRP_LOP1_UNIT1 | ZAPATA | STORAGE | SOUTH | 2021 | 9.9 | 9.9 | 9.9 | 9.9 | 9.9 | 9.9 | 9.9 | 9.9 | 9.9 | 9.9
966 | BRP PUEBLO I (DGR) |  | BRP_PBL1_UNIT1 | MAVERICK | STORAGE | SOUTH | 2021 | 9.9 | 9.9 | 9.9 | 9.9 | 9.9 | 9.9 | 9.9 | 9.9 | 9.9 | 9.9
967 | BRP PUEBLO II (DGR) |  | BRP_PBL2_UNIT1 | MAVERICK | STORAGE | SOUTH | 2020 | 10 | 10 | 10 | 10 | 10 | 10 | 10 | 10 | 10 | 10
968 | BRP ZAPATA I (DGR) |  | BRP_ZPT1_UNIT1 | ZAPATA | STORAGE | SOUTH | 2020 | 10 | 10 | 10 | 10 | 10 | 10 | 10 | 10 | 10 | 10
969 | BRP ZAPATA II (DGR) |  | BRP_ZPT2_UNIT1 | ZAPATA | STORAGE | SOUTH | 2021 | 9.9 | 9.9 | 9.9 | 9.9 | 9.9 | 9.9 | 9.9 | 9.9 | 9.9 | 9.9
970 | CROSSETT POWER U1 | 21INR0510 | CROSSETT_BES1 | CRANE | STORAGE | WEST | 2021 | 100 | 100 | 100 | 100 | 100 | 100 | 100 | 100 | 100 | 100
971 | CROSSETT POWER U2 | 21INR0510 | CROSSETT_BES2 | CRANE | STORAGE | WEST | 2021 | 100 | 100 | 100 | 100 | 100 | 100 | 100 | 100 | 100 | 100
972 | FLOWER VALLEY II BATT | 21INR0496 | FLOWERII_BESS1 | REEVES | STORAGE | WEST | 2022 | 100 | 100 | 100 | 100 | 100 | 100 | 100 | 100 | 100 | 100
973 | REPUBLIC ROAD STORAGE | 21INR0460 | RPUBRDS_ESS1 | ROBERTSON | STORAGE | NORTH | 2021 | 50 | 50 | 50 | 50 | 50 | 50 | 50 | 50 | 50 | 50
974 | Operational Capacity - Synchronized but not Approved for Commercial Operations Total (Storage) | [6 empty] | 477.3 | 477.3 | 477.3 | 477.3 | 477.3 | 477.3 | 477.3 | 477.3 | 477.3 | 477.3
975 | Storage Peak Average Capacity Percentage |  | STORAGE_SYNC_PEAK_PCT | % |  |  |  | 0 | 0 | 0 | 0 | 0 | 0 | 0 | 0 | 0 | 0
976
977 | Reliability Must-Run (RMR) Capacity |  | RMR_CAP_CONT |  |  |  |  | 0 | 0 | 0 | 0 | 0 | 0 | 0 | 0 | 0 | 0
978
979 | Capacity Pending Retirement |  | PENDRETIRE_CAP |  |  |  |  | 0 | 0 | 0 | 0 | 0 | 0 | 0 | 0 | 0 | 0
980
981 | Non-Synchronous Tie Resources
982 | EAST TIE |  | DC_E | FANNIN | OTHER | NORTH |  | 600 | 600 | 600 | 600 | 600 | 600 | 600 | 600 | 600 | 600
983 | NORTH TIE |  | DC_N | WILBARGER | OTHER | WEST |  | 220 | 220 | 220 | 220 | 220 | 220 | 220 | 220 | 220 | 220
984 | LAREDO VFT TIE |  | DC_L | WEBB | OTHER | SOUTH |  | 100 | 100 | 100 | 100 | 100 | 100 | 100 | 100 | 100 | 100
985 | SHARYLAND RAILROAD TIE |  | DC_R | HIDALGO | OTHER | SOUTH |  | 300 | 300 | 300 | 300 | 300 | 300 | 300 | 300 | 300 | 300
986 | Non-Synchronous Ties Total | [6 empty] | 1220 | 1220 | 1220 | 1220 | 1220 | 1220 | 1220 | 1220 | 1220 | 1220
987 | Non-Synchronous Ties Peak Average Capacity Percentage |  | DCTIE_PEAK_PCT | % |  |  |  | 69.67 | 69.67 | 69.67 | 69.67 | 69.67 | 69.67 | 69.67 | 69.67 | 69.67 | 69.67
988
989 | Planned Thermal Resources with Executed SGIA, Air Permit, GHG Permit and Proof of Adequate Water Supplies
990 | AIR PRODUCTS GCA | 21INR0012 |  | GALVESTON | GAS-ST | HOUSTON | 2022 | 0 | 60 | 60 | 60 | 60 | 60 | 60 | 60 | 60 | 60
991 | RABBS POWER STATION | 20INR0221 |  | FORT BEND | GAS-GT | HOUSTON | 2022 | 356.8 | 356.8 | 356.8 | 356.8 | 356.8 | 356.8 | 356.8 | 356.8 | 356.8 | 356.8
992 | CHAMON 2 | 19INR0056 |  | HARRIS | GAS-GT | HOUSTON | 2022 | 88 | 88 | 88 | 88 | 88 | 88 | 88 | 88 | 88 | 88
993 | BEACHWOOD POWER STATION (MARK ONE) | 22INR0369 |  | BRAZORIA | GAS-GT | COASTAL | 2022 | 306 | 306 | 306 | 306 | 306 | 306 | 306 | 306 | 306 | 306
994 | MIRAGE CTG 1 | 17INR0022 |  | HARRIS | GAS-GT | HOUSTON | 2022 | 11 | 11 | 11 | 11 | 11 | 11 | 11 | 11 | 11 | 11
995 | Planned Thermal Resources Total (Nuclear, Coal, Gas, Biomass) | [6 empty] | 761.8 | 821.8 | 821.8 | 821.8 | 821.8 | 821.8 | 821.8 | 821.8 | 821.8 | 821.8
996
997 | Planned Wind Resources with Executed SGIA
998 | ANCHOR WIND | 21INR0387 |  | EASTLAND | WIND-O | NORTH | 2021 | 114.9 | 114.9 | 114.9 | 114.9 | 114.9 | 114.9 | 114.9 | 114.9 | 114.9 | 114.9
999 | ANCHOR WIND II | 21INR0539 |  | EASTLAND | WIND-O | NORTH | 2021 | 148 | 148 | 148 | 148 | 148 | 148 | 148 | 148 | 148 | 148
1000 | APOGEE WIND | 21INR0467 |  | HASKELL | WIND-O | WEST | 2022 | 393.2 | 393.2 | 393.2 | 393.2 | 393.2 | 393.2 | 393.2 | 393.2 | 393.2 | 393.2
1001 | APPALOOSA RUN WIND_ | 20INR0249 |  | UPTON | WIND-O | WEST | 2023 | 0 | 175 | 175 | 175 | 175 | 175 | 175 | 175 | 175 | 175
1002 | BLACKJACK CREEK WIND | 20INR0068 |  | BEE | WIND-O | SOUTH | 2022 | 240 | 240 | 240 | 240 | 240 | 240 | 240 | 240 | 240 | 240
1003 | BOARD CREEK WP | 21INR0324 |  | NAVARRO | WIND-O | NORTH | 2022 | 0 | 299.2 | 299.2 | 299.2 | 299.2 | 299.2 | 299.2 | 299.2 | 299.2 | 299.2
1004 | CANYON WIND | 18INR0030 |  | SCURRY | WIND-O | WEST | 2022 | 0 | 360 | 360 | 360 | 360 | 360 | 360 | 360 | 360 | 360
1005 | CAROL WIND | 20INR0217 |  | POTTER | WIND-P | PANHANDLE | 2022 | 0 | 169.2 | 169.2 | 169.2 | 169.2 | 169.2 | 169.2 | 169.2 | 169.2 | 169.2
1006 | CRAWFISH | 19INR0177 |  | WHARTON | WIND-O | SOUTH | 2022 | 0 | 163.2 | 163.2 | 163.2 | 163.2 | 163.2 | 163.2 | 163.2 | 163.2 | 163.2
1007 | EDMONDSON RANCH WIND | 18INR0043 |  | GLASSCOCK | WIND-O | WEST | 2022 | 0 | 301.3 | 301.3 | 301.3 | 301.3 | 301.3 | 301.3 | 301.3 | 301.3 | 301.3
1008 | EL ALGODON ALTO W | 15INR0034 |  | SAN PATRICIO | WIND-C | COASTAL | 2022 | 200.2 | 200.2 | 200.2 | 200.2 | 200.2 | 200.2 | 200.2 | 200.2 | 200.2 | 200.2
1009 | EL SUAZ RANCH | 20INR0097 |  | WILLACY | WIND-C | COASTAL | 2022 | 0 | 301.5 | 301.5 | 301.5 | 301.5 | 301.5 | 301.5 | 301.5 | 301.5 | 301.5
1010 | FOXTROT WIND | 20INR0129 |  | KARNES | WIND-O | SOUTH | 2022 | 0 | 268.2 | 268.2 | 268.2 | 268.2 | 268.2 | 268.2 | 268.2 | 268.2 | 268.2
1011 | GOODNIGHT WIND | 14INR0033 |  | ARMSTRONG | WIND-P | PANHANDLE | 2023 | 0 | 506.6 | 506.6 | 506.6 | 506.6 | 506.6 | 506.6 | 506.6 | 506.6 | 506.6
1012 | HART WIND | 16INR0033 |  | CASTRO | WIND-P | PANHANDLE | 2022 | 0 | 151.5 | 151.5 | 151.5 | 151.5 | 151.5 | 151.5 | 151.5 | 151.5 | 151.5
1013 | HUTT WIND | 21INR0005 |  | MIDLAND | WIND-O | WEST | 2023 | 0 | 336 | 336 | 336 | 336 | 336 | 336 | 336 | 336 | 336
1014 | KONTIKI 1 WIND (ERIK) | 19INR0099a |  | GLASSCOCK | WIND-O | WEST | 2023 | 0 | 250.1 | 250.1 | 250.1 | 250.1 | 250.1 | 250.1 | 250.1 | 250.1 | 250.1
1015 | KONTIKI 2 WIND (ERNEST) | 19INR0099b |  | GLASSCOCK | WIND-O | WEST | 2023 | 0 | 250.1 | 250.1 | 250.1 | 250.1 | 250.1 | 250.1 | 250.1 | 250.1 | 250.1
1016 | LOMA PINTA WIND | 16INR0112 |  | LA SALLE | WIND-O | SOUTH | 2022 | 0 | 200 | 200 | 200 | 200 | 200 | 200 | 200 | 200 | 200
1017 | LORAINE WINDPARK PHASE III | 18INR0068 |  | MITCHELL | WIND-O | WEST | 2023 | 0 | 100 | 100 | 100 | 100 | 100 | 100 | 100 | 100 | 100
1018 | MONARCH CREEK WIND | 21INR0263 |  | THROCKMORTON | WIND-O | WEST | 2023 | 0 | 0 | 209 | 209 | 209 | 209 | 209 | 209 | 209 | 209
1019 | MONTE ALTO I | 19INR0022 |  | WILLACY | WIND-C | COASTAL | 2023 | 0 | 0 | 223.8 | 223.8 | 223.8 | 223.8 | 223.8 | 223.8 | 223.8 | 223.8
1020 | ROADRUNNER CROSSING WIND 1 | 19INR0117 |  | EASTLAND | WIND-O | NORTH | 2022 | 0 | 200.2 | 200.2 | 200.2 | 200.2 | 200.2 | 200.2 | 200.2 | 200.2 | 200.2
1021 | SHEEP CREEK WIND | 21INR0325 |  | CALLAHAN | WIND-O | WEST | 2023 | 0 | 151.5 | 151.5 | 151.5 | 151.5 | 151.5 | 151.5 | 151.5 | 151.5 | 151.5
1022 | VORTEX WIND | 20INR0120 |  | THROCKMORTON | WIND-O | WEST | 2022 | 336.15 | 336.15 | 336.15 | 336.15 | 336.15 | 336.15 | 336.15 | 336.15 | 336.15 | 336.15
1023 | VORTEX WIND II | 22INR0561 |  | THROCKMORTON | WIND-O | WEST | 2022 | 14 | 14 | 14 | 14 | 14 | 14 | 14 | 14 | 14 | 14
1024 | Planned Capacity Total (Wind) | [6 empty] | 1446.45 | 5630.05 | 6062.85 | 6062.85 | 6062.85 | 6062.85 | 6062.85 | 6062.85 | 6062.85 | 6062.85
1025
1026 | Planned Wind Capacity Sub-total (Coastal Counties) |  | WIND_PLANNED_C |  |  |  |  | 200.2 | 501.7 | 725.5 | 725.5 | 725.5 | 725.5 | 725.5 | 725.5 | 725.5 | 725.5
1027 | Wind Peak Average Capacity Percentage (Coastal) |  | WIND_PL_PEAK_PCT_C | % |  |  |  | 57 | 57 | 57 | 57 | 57 | 57 | 57 | 57 | 57 | 57
1028
1029 | Planned Wind Capacity Sub-total (Panhandle Counties) |  | WIND_PLANNED_P |  |  |  |  | 0 | 827.3 | 827.3 | 827.3 | 827.3 | 827.3 | 827.3 | 827.3 | 827.3 | 827.3
1030 | Wind Peak Average Capacity Percentage (Panhandle) |  | WIND_PL_PEAK_PCT_P | % |  |  |  | 30 | 30 | 30 | 30 | 30 | 30 | 30 | 30 | 30 | 30
1031
1032 | Planned Wind Capacity Sub-total (Other counties) |  | WIND_PLANNED_O |  |  |  |  | 1246.25 | 4301.05 | 4510.05 | 4510.05 | 4510.05 | 4510.05 | 4510.05 | 4510.05 | 4510.05 | 4510.05
1033 | Wind Peak Average Capacity Percentage (Other) |  | WIND_PL_PEAK_PCT_O | % |  |  |  | 20 | 20 | 20 | 20 | 20 | 20 | 20 | 20 | 20 | 20
1034
1035 | Planned Solar Resources with Executed SGIA
1036 | 7V SOLAR | 21INR0351 |  | FAYETTE | SOLAR | SOUTH | 2023 | 0 | 0 | 246.3 | 246.3 | 246.3 | 246.3 | 246.3 | 246.3 | 246.3 | 246.3
1037 | ANDROMEDA SOLAR | 22INR0412 |  | SCURRY | SOLAR | WEST | 2023 | 0 | 374.4 | 374.4 | 374.4 | 374.4 | 374.4 | 374.4 | 374.4 | 374.4 | 374.4
1038 | ARMADILLO SOLAR | 21INR0421 |  | NAVARRO | SOLAR | NORTH | 2022 | 0 | 204 | 204 | 204 | 204 | 204 | 204 | 204 | 204 | 204
1039 | ARROYO SOLAR | 20INR0086 |  | CAMERON | SOLAR | COASTAL | 2022 | 0 | 180 | 180 | 180 | 180 | 180 | 180 | 180 | 180 | 180
1040 | BIG STAR SOLAR | 21INR0413 |  | BASTROP | SOLAR | SOUTH | 2022 | 200 | 200 | 200 | 200 | 200 | 200 | 200 | 200 | 200 | 200
1041 | BPL FILES SOLAR | 20INR0164 |  | HILL | SOLAR | NORTH | 2022 | 0 | 175 | 175 | 175 | 175 | 175 | 175 | 175 | 175 | 175
1042 | BRASS FORK SOLAR | 22INR0270 |  | HASKELL | SOLAR | WEST | 2023 | 0 | 304.8 | 304.8 | 304.8 | 304.8 | 304.8 | 304.8 | 304.8 | 304.8 | 304.8
1043 | BRAVEPOST SOLAR | 20INR0053 |  | TOM GREEN | SOLAR | WEST | 2023 | 0 | 200 | 200 | 200 | 200 | 200 | 200 | 200 | 200 | 200
1044 | BRIGHT ARROW SOLAR | 22INR0242 |  | HOPKINS | SOLAR | NORTH | 2022 | 0 | 349.2 | 349.2 | 349.2 | 349.2 | 349.2 | 349.2 | 349.2 | 349.2 | 349.2
1045 | BUFFALO CREEK (OLD 300 SOLAR CENTER) | 21INR0406 |  | FORT BEND | SOLAR | HOUSTON | 2022 | 438.8 | 438.8 | 438.8 | 438.8 | 438.8 | 438.8 | 438.8 | 438.8 | 438.8 | 438.8
1046 | CACHENA SOLAR | 23INR0027 |  | WILSON | SOLAR | SOUTH | 2023 | 0 | 0 | 440 | 440 | 440 | 440 | 440 | 440 | 440 | 440
1047 | CAROL SOLAR | 21INR0274 |  | POTTER | SOLAR | PANHANDLE | 2022 | 0 | 223.2 | 223.2 | 223.2 | 223.2 | 223.2 | 223.2 | 223.2 | 223.2 | 223.2
1048 | CASTRO SOLAR | 20INR0050 |  | CASTRO | SOLAR | PANHANDLE | 2023 | 0 | 0 | 222.9 | 222.9 | 222.9 | 222.9 | 222.9 | 222.9 | 222.9 | 222.9
1049 | CHARGER SOLAR | 23INR0047 |  | REFUGIO | SOLAR | COASTAL | 2023 | 0 | 406.8 | 406.8 | 406.8 | 406.8 | 406.8 | 406.8 | 406.8 | 406.8 | 406.8
1050 | CONCHO VALLEY SOLAR | 21INR0384 |  | TOM GREEN | SOLAR | WEST | 2022 | 0 | 159.8 | 159.8 | 159.8 | 159.8 | 159.8 | 159.8 | 159.8 | 159.8 | 159.8
1051 | CORAZON SOLAR PHASE II | 22INR0257 |  | WEBB | SOLAR | SOUTH | 2025 | 0 | 0 | 0 | 202.6 | 202.6 | 202.6 | 202.6 | 202.6 | 202.6 | 202.6
1052 | COTTONWOOD BAYOU | 19INR0134 |  | BRAZORIA | SOLAR | COASTAL | 2023 | 0 | 150 | 150 | 150 | 150 | 150 | 150 | 150 | 150 | 150
1053 | COTTONWOOD BAYOU SOLAR II | 21INR0228 |  | BRAZORIA | SOLAR | COASTAL | 2023 | 0 | 200 | 200 | 200 | 200 | 200 | 200 | 200 | 200 | 200
1054 | CROWDED STAR SOLAR | 20INR0241 |  | JONES | SOLAR | WEST | 2023 | 0 | 0 | 217.6 | 217.6 | 217.6 | 217.6 | 217.6 | 217.6 | 217.6 | 217.6
1055 | CROWDED STAR SOLAR II | 22INR0274 |  | JONES | SOLAR | WEST | 2023 | 0 | 0 | 188.8 | 188.8 | 188.8 | 188.8 | 188.8 | 188.8 | 188.8 | 188.8
1056 | DANCIGER SOLAR | 20INR0098 |  | BRAZORIA | SOLAR | COASTAL | 2022 | 203.2 | 203.2 | 203.2 | 203.2 | 203.2 | 203.2 | 203.2 | 203.2 | 203.2 | 203.2
1057 | DANISH FIELDS SOLAR I | 20INR0069 |  | WHARTON | SOLAR | SOUTH | 2023 | 0 | 201 | 201 | 201 | 201 | 201 | 201 | 201 | 201 | 201
1058 | DANISH FIELDS SOLAR II | 21INR0016 |  | WHARTON | SOLAR | SOUTH | 2023 | 0 | 201 | 201 | 201 | 201 | 201 | 201 | 201 | 201 | 201
1059 | DANISH FIELDS SOLAR III | 21INR0017 |  | WHARTON | SOLAR | SOUTH | 2023 | 0 | 201 | 201 | 201 | 201 | 201 | 201 | 201 | 201 | 201
1060 | DAWN SOLAR | 20INR0255 |  | DEAF SMITH | SOLAR | PANHANDLE | 2023 | 0 | 0 | 515.7 | 515.7 | 515.7 | 515.7 | 515.7 | 515.7 | 515.7 | 515.7
1061 | DELILAH SOLAR 1 | 22INR0202 |  | LAMAR | SOLAR | NORTH | 2022 | 300 | 300 | 300 | 300 | 300 | 300 | 300 | 300 | 300 | 300
1062 | DELILAH SOLAR 2 | 22INR0203 |  | LAMAR | SOLAR | NORTH | 2023 | 0 | 310 | 310 | 310 | 310 | 310 | 310 | 310 | 310 | 310
1063 | DELILAH SOLAR 3 | 23INR0042 |  | LAMAR | SOLAR | NORTH | 2023 | 0 | 200 | 200 | 200 | 200 | 200 | 200 | 200 | 200 | 200
1064 | DELILAH SOLAR 4 | 23INR0060 |  | LAMAR | SOLAR | NORTH | 2023 | 0 | 90 | 90 | 90 | 90 | 90 | 90 | 90 | 90 | 90
1065 | DILEO SOLAR | 22INR0359 |  | BOSQUE | SOLAR | NORTH | 2023 | 0 | 72 | 72 | 72 | 72 | 72 | 72 | 72 | 72 | 72
1066 | EIFFEL SOLAR | 22INR0223 |  | LAMAR | SOLAR | NORTH | 2023 | 0 | 200 | 200 | 200 | 200 | 200 | 200 | 200 | 200 | 200
1067 | ELLIS SOLAR | 21INR0493 |  | ELLIS | SOLAR | NORTH | 2022 | 81.3 | 81.3 | 81.3 | 81.3 | 81.3 | 81.3 | 81.3 | 81.3 | 81.3 | 81.3
1068 | EMERALD GROVE SOLAR (PECOS SOLAR POWER I) | 15INR0059 |  | PECOS | SOLAR | WEST | 2022 | 108 | 108 | 108 | 108 | 108 | 108 | 108 | 108 | 108 | 108
1069 | EQUINOX SOLAR 1 | 21INR0226 |  | STARR | SOLAR | SOUTH | 2025 | 0 | 0 | 0 | 0 | 200 | 200 | 200 | 200 | 200 | 200
1070 | ESTONIAN SOLAR FARM | 22INR0335 |  | DELTA | SOLAR | NORTH | 2023 | 0 | 204.5 | 204.5 | 204.5 | 204.5 | 204.5 | 204.5 | 204.5 | 204.5 | 204.5
1071 | FAGUS SOLAR PARK (MISAE SOLAR II) | 20INR0091 |  | CHILDRESS | SOLAR | PANHANDLE | 2023 | 0 | 0 | 517.3 | 517.3 | 517.3 | 517.3 | 517.3 | 517.3 | 517.3 | 517.3
1072 | FENCE POST SOLAR | 22INR0404 |  | NAVARRO | SOLAR | NORTH | 2022 | 0 | 243.4 | 243.4 | 243.4 | 243.4 | 243.4 | 243.4 | 243.4 | 243.4 | 243.4
1073 | FIGHTING JAYS SOLAR | 21INR0278 |  | FORT BEND | SOLAR | HOUSTON | 2022 | 0 | 351.5 | 351.5 | 351.5 | 351.5 | 351.5 | 351.5 | 351.5 | 351.5 | 351.5
1074 | FORT BEND SOLAR | 18INR0053 |  | FORT BEND | SOLAR | HOUSTON | 2022 | 240 | 240 | 240 | 240 | 240 | 240 | 240 | 240 | 240 | 240
1075 | FRYE SOLAR | 20INR0080 |  | SWISHER | SOLAR | PANHANDLE | 2023 | 0 | 514.1 | 514.1 | 514.1 | 514.1 | 514.1 | 514.1 | 514.1 | 514.1 | 514.1
1076 | GALLOWAY 2 SOLAR | 21INR0431 |  | CONCHO | SOLAR | WEST | 2023 | 0 | 110 | 110 | 110 | 110 | 110 | 110 | 110 | 110 | 110
1077 | GOLINDA SOLAR | 21INR0434 |  | FALLS | SOLAR | NORTH | 2023 | 0 | 103.1 | 103.1 | 103.1 | 103.1 | 103.1 | 103.1 | 103.1 | 103.1 | 103.1
1078 | GRANDSLAM SOLAR | 21INR0391 |  | ATASCOSA | SOLAR | SOUTH | 2022 | 0 | 228.2 | 228.2 | 228.2 | 228.2 | 228.2 | 228.2 | 228.2 | 228.2 | 228.2
1079 | GREEN HOLLY SOLAR | 21INR0021 |  | DAWSON | SOLAR | WEST | 2023 | 0 | 413.6 | 413.6 | 413.6 | 413.6 | 413.6 | 413.6 | 413.6 | 413.6 | 413.6
1080 | GRIZZLY RIDGE SOLAR | 21INR0375 |  | HAMILTON | SOLAR | NORTH | 2022 | 0 | 101.7 | 101.7 | 101.7 | 101.7 | 101.7 | 101.7 | 101.7 | 101.7 | 101.7
1081 | G-STAR SOLAR | 23INR0111 |  | WHARTON | SOLAR | SOUTH | 2023 | 0 | 608.76 | 608.76 | 608.76 | 608.76 | 608.76 | 608.76 | 608.76 | 608.76 | 608.76
1082 | HAYHURST TEXAS SOLAR | 22INR0363 |  | CULBERSON | SOLAR | WEST | 2023 | 0 | 46.2 | 46.2 | 46.2 | 46.2 | 46.2 | 46.2 | 46.2 | 46.2 | 46.2
1083 | HOPKINS SOLAR | 20INR0210 |  | HOPKINS | SOLAR | NORTH | 2022 | 0 | 252 | 252 | 252 | 252 | 252 | 252 | 252 | 252 | 252
1084 | HORIZON SOLAR | 21INR0261 |  | FRIO | SOLAR | SOUTH | 2023 | 0 | 0 | 204.1 | 204.1 | 204.1 | 204.1 | 204.1 | 204.1 | 204.1 | 204.1
1085 | INDIGO SOLAR | 21INR0031 |  | FISHER | SOLAR | WEST | 2021 | 125 | 125 | 125 | 125 | 125 | 125 | 125 | 125 | 125 | 125
1086 | JACKALOPE SOLAR | 23INR0180 |  | SAN PATRICIO | SOLAR | COASTAL | 2023 | 0 | 156.4 | 156.4 | 156.4 | 156.4 | 156.4 | 156.4 | 156.4 | 156.4 | 156.4
1087 | JADE SOLAR | 22INR0360 |  | SCURRY | SOLAR | WEST | 2022 | 0 | 374.4 | 374.4 | 374.4 | 374.4 | 374.4 | 374.4 | 374.4 | 374.4 | 374.4
1088 | LONG POINT SOLAR | 19INR0042 |  | BRAZORIA | SOLAR | COASTAL | 2023 | 0 | 101.3 | 101.3 | 101.3 | 101.3 | 101.3 | 101.3 | 101.3 | 101.3 | 101.3
1089 | LONGBOW SOLAR | 20INR0026 |  | BRAZORIA | SOLAR | COASTAL | 2022 | 0 | 78.2 | 78.2 | 78.2 | 78.2 | 78.2 | 78.2 | 78.2 | 78.2 | 78.2
1090 | LUNIS CREEK SOLAR 1 | 21INR0344 |  | JACKSON | SOLAR | SOUTH | 2023 | 0 | 0 | 240 | 240 | 240 | 240 | 240 | 240 | 240 | 240
1091 | LUNIS CREEK SOLAR 2 | 21INR0346 |  | JACKSON | SOLAR | SOUTH | 2023 | 0 | 0 | 240 | 240 | 240 | 240 | 240 | 240 | 240 | 240
1092 | MALEZA SOLAR | 21INR0220 |  | WHARTON | SOLAR | SOUTH | 2023 | 0 | 254.9 | 254.9 | 254.9 | 254.9 | 254.9 | 254.9 | 254.9 | 254.9 | 254.9
1093 | MARKUM SOLAR | 20INR0230 |  | MCLENNAN | SOLAR | NORTH | 2024 | 0 | 0 | 161 | 161 | 161 | 161 | 161 | 161 | 161 | 161
1094 | MERCURY SOLAR | 21INR0257 |  | HILL | SOLAR | NORTH | 2022 | 0 | 206.1 | 206.1 | 206.1 | 206.1 | 206.1 | 206.1 | 206.1 | 206.1 | 206.1
1095 | MERCURY II SOLAR | 23INR0153 |  | HILL | SOLAR | NORTH | 2022 | 0 | 206.1 | 206.1 | 206.1 | 206.1 | 206.1 | 206.1 | 206.1 | 206.1 | 206.1
1096 | MORROW LAKE SOLAR | 19INR0155 |  | FRIO | SOLAR | SOUTH | 2023 | 0 | 204 | 204 | 204 | 204 | 204 | 204 | 204 | 204 | 204
1097 | MUSTANG CREEK SOLAR | 18INR0050 |  | JACKSON | SOLAR | SOUTH | 2022 | 0 | 152.3 | 152.3 | 152.3 | 152.3 | 152.3 | 152.3 | 152.3 | 152.3 | 152.3
1098 | MYRTLE SOLAR | 19INR0041 |  | BRAZORIA | SOLAR | COASTAL | 2022 | 0 | 321.2 | 321.2 | 321.2 | 321.2 | 321.2 | 321.2 | 321.2 | 321.2 | 321.2
1099 | NABATOTO SOLAR NORTH | 21INR0428 |  | LEON | SOLAR | NORTH | 2023 | 0 | 365.7 | 365.7 | 365.7 | 365.7 | 365.7 | 365.7 | 365.7 | 365.7 | 365.7
1100 | NAZARETH SOLAR | 16INR0049 |  | CASTRO | SOLAR | PANHANDLE | 2023 | 0 | 201 | 201 | 201 | 201 | 201 | 201 | 201 | 201 | 201
1101 | NEBULA SOLAR (RAYOS DEL SOL) | 19INR0045 |  | CAMERON | SOLAR | COASTAL | 2022 | 137.4 | 137.4 | 137.4 | 137.4 | 137.4 | 137.4 | 137.4 | 137.4 | 137.4 | 137.4
1102 | NOBLE SOLAR | 20INR0214 |  | DENTON | SOLAR | NORTH | 2022 | 275 | 275 | 275 | 275 | 275 | 275 | 275 | 275 | 275 | 275
1103 | NORTON SOLAR | 19INR0035 |  | RUNNELS | SOLAR | WEST | 2023 | 0 | 125 | 125 | 125 | 125 | 125 | 125 | 125 | 125 | 125
1104 | OLD HICKORY SOLAR | 20INR0236 |  | JACKSON | SOLAR | SOUTH | 2023 | 0 | 206 | 206 | 206 | 206 | 206 | 206 | 206 | 206 | 206
1105 | OYSTERCATCHER SOLAR | 21INR0362 |  | ELLIS | SOLAR | NORTH | 2024 | 0 | 0 | 0 | 220.3 | 220.3 | 220.3 | 220.3 | 220.3 | 220.3 | 220.3
1106 | PEREGRINE SOLAR | 22INR0283 |  | GOLIAD | SOLAR | SOUTH | 2023 | 0 | 303.4 | 303.4 | 303.4 | 303.4 | 303.4 | 303.4 | 303.4 | 303.4 | 303.4
1107 | PINE FOREST SOLAR | 20INR0203 |  | HOPKINS | SOLAR | NORTH | 2024 | 0 | 0 | 284.3 | 284.3 | 284.3 | 284.3 | 284.3 | 284.3 | 284.3 | 284.3
1108 | PISGAH RIDGE SOLAR | 22INR0254 |  | NAVARRO | SOLAR | NORTH | 2022 | 0 | 253.9 | 253.9 | 253.9 | 253.9 | 253.9 | 253.9 | 253.9 | 253.9 | 253.9
1109 | PITTS DUDIK SOLAR | 20INR0074 |  | HILL | SOLAR | NORTH | 2022 | 0 | 50 | 50 | 50 | 50 | 50 | 50 | 50 | 50 | 50
1110 | RADIAN SOLAR | 21INR0205 |  | BROWN | SOLAR | NORTH | 2022 | 0 | 306 | 306 | 306 | 306 | 306 | 306 | 306 | 306 | 306
1111 | RED HOLLY SOLAR | 21INR0022 |  | DAWSON | SOLAR | WEST | 2023 | 0 | 0 | 260 | 260 | 260 | 260 | 260 | 260 | 260 | 260
1112 | RED-TAILED HAWK SOLAR | 21INR0389 |  | WHARTON | SOLAR | SOUTH | 2023 | 0 | 355.3 | 355.3 | 355.3 | 355.3 | 355.3 | 355.3 | 355.3 | 355.3 | 355.3
1113 | ROSELAND SOLAR | 20INR0205 |  | FALLS | SOLAR | NORTH | 2022 | 0 | 254 | 254 | 254 | 254 | 254 | 254 | 254 | 254 | 254
1114 | ROSELAND SOLAR II | 22INR0506 |  | FALLS | SOLAR | NORTH | 2022 | 0 | 254 | 254 | 254 | 254 | 254 | 254 | 254 | 254 | 254
1115 | ROWLAND SOLAR I | 19INR0131 |  | FORT BEND | SOLAR | HOUSTON | 2022 | 0 | 101.8 | 101.8 | 101.8 | 101.8 | 101.8 | 101.8 | 101.8 | 101.8 | 101.8
1116 | ROWLAND SOLAR II | 22INR0482 |  | FORT BEND | SOLAR | HOUSTON | 2022 | 0 | 200.3 | 200.3 | 200.3 | 200.3 | 200.3 | 200.3 | 200.3 | 200.3 | 200.3
1117 | SAMSON SOLAR 2 | 21INR0490 |  | LAMAR | SOLAR | NORTH | 2023 | 0 | 200 | 200 | 200 | 200 | 200 | 200 | 200 | 200 | 200
1118 | SBRANCH SOLAR PROJECT | 22INR0205 |  | WHARTON | SOLAR | SOUTH | 2022 | 233.5 | 233.5 | 233.5 | 233.5 | 233.5 | 233.5 | 233.5 | 233.5 | 233.5 | 233.5
1119 | SCHOOLHOUSE SOLAR | 22INR0211 |  | LEE | SOLAR | SOUTH | 2023 | 0 | 150.8 | 150.8 | 150.8 | 150.8 | 150.8 | 150.8 | 150.8 | 150.8 | 150.8
1120 | SECOND DIVISION SOLAR | 20INR0248 |  | BRAZORIA | SOLAR | COASTAL | 2022 | 0 | 100 | 100 | 100 | 100 | 100 | 100 | 100 | 100 | 100
1121 | SHAKES SOLAR | 19INR0073 |  | ZAVALA | SOLAR | SOUTH | 2022 | 0 | 206 | 206 | 206 | 206 | 206 | 206 | 206 | 206 | 206
1122 | SIGNAL SOLAR | 20INR0208 |  | HUNT | SOLAR | NORTH | 2023 | 0 | 50 | 50 | 50 | 50 | 50 | 50 | 50 | 50 | 50
1123 | SODA LAKE SOLAR 2 | 20INR0143 |  | CRANE | SOLAR | WEST | 2023 | 0 | 203 | 203 | 203 | 203 | 203 | 203 | 203 | 203 | 203
1124 | SOLEMIO | 19INR0093 |  | HOPKINS | SOLAR | NORTH | 2023 | 0 | 81.4 | 81.4 | 81.4 | 81.4 | 81.4 | 81.4 | 81.4 | 81.4 | 81.4
1125 | SPACE CITY SOLAR | 21INR0341 |  | WHARTON | SOLAR | SOUTH | 2022 | 0 | 609.7 | 609.7 | 609.7 | 609.7 | 609.7 | 609.7 | 609.7 | 609.7 | 609.7
1126 | SPANISH CROWN | 21INR0323 |  | FALLS | SOLAR | NORTH | 2023 | 0 | 103.1 | 103.1 | 103.1 | 103.1 | 103.1 | 103.1 | 103.1 | 103.1 | 103.1
1127 | SPARTA SOLAR | 22INR0352 |  | BEE | SOLAR | SOUTH | 2022 | 0 | 250 | 250 | 250 | 250 | 250 | 250 | 250 | 250 | 250
1128 | STARR SOLAR RANCH | 20INR0216 |  | STARR | SOLAR | SOUTH | 2023 | 0 | 136 | 136 | 136 | 136 | 136 | 136 | 136 | 136 | 136
1129 | SUN VALLEY | 19INR0169 |  | HILL | SOLAR | NORTH | 2022 | 0 | 252 | 252 | 252 | 252 | 252 | 252 | 252 | 252 | 252
1130 | SUNRAY | 21INR0395 |  | UVALDE | SOLAR | SOUTH | 2023 | 0 | 0 | 204.1 | 204.1 | 204.1 | 204.1 | 204.1 | 204.1 | 204.1 | 204.1
1131 | TAYGETE II SOLAR | 21INR0233 |  | PECOS | SOLAR | WEST | 2022 | 203.8 | 203.8 | 203.8 | 203.8 | 203.8 | 203.8 | 203.8 | 203.8 | 203.8 | 203.8
1132 | TEXANA SOLAR | 18INR0058 |  | WHARTON | SOLAR | SOUTH | 2022 | 0 | 152.3 | 152.3 | 152.3 | 152.3 | 152.3 | 152.3 | 152.3 | 152.3 | 152.3
1133 | TEXAS SOLAR NOVA | 19INR0001 |  | KENT | SOLAR | WEST | 2023 | 0 | 252.2 | 252.2 | 252.2 | 252.2 | 252.2 | 252.2 | 252.2 | 252.2 | 252.2
1134 | TRES BAHIAS SOLAR | 20INR0266 |  | CALHOUN | SOLAR | COASTAL | 2022 | 0 | 195 | 195 | 195 | 195 | 195 | 195 | 195 | 195 | 195
1135 | VANCOURT SOLAR | 21INR0213 |  | CAMERON | SOLAR | COASTAL | 2022 | 45.7 | 45.7 | 45.7 | 45.7 | 45.7 | 45.7 | 45.7 | 45.7 | 45.7 | 45.7
1136 | WESTORIA SOLAR | 20INR0101 |  | BRAZORIA | SOLAR | COASTAL | 2022 | 0 | 200 | 200 | 200 | 200 | 200 | 200 | 200 | 200 | 200
1137 | ZIER SOLAR | 21INR0019 |  | KINNEY | SOLAR | SOUTH | 2023 | 0 | 0 | 163 | 163 | 163 | 163 | 163 | 163 | 163 | 163
1138 | Planned Capacity Total (Solar) | [6 empty] | 2591.7 | 18343.76 | 22448.86 | 22871.76 | 23071.76 | 23071.76 | 23071.76 | 23071.76 | 23071.76 | 23071.76
1139 | Solar Peak Average Capacity Percentage |  | SOLAR_PL_PEAK_PCT | % |  |  |  | 81 | 81 | 81 | 81 | 81 | 81 | 81 | 81 | 81 | 81
1140
1141 | Planned Storage Resources with Executed SGIA
1142 | ANCHOR BESS | 21INR0474 |  | EASTLAND | STORAGE | NORTH | 2021 | 71.5 | 71.5 | 71.5 | 71.5 | 71.5 | 71.5 | 71.5 | 71.5 | 71.5 | 71.5
1143 | BIG STAR STORAGE | 21INR0469 |  | BASTROP | STORAGE | SOUTH | 2022 | 80 | 80 | 80 | 80 | 80 | 80 | 80 | 80 | 80 | 80
1144 | BRP ANTLIA BESS | 22INR0349 |  | VAL VERDE | STORAGE | WEST | 2023 | 0 | 70.9 | 70.9 | 70.9 | 70.9 | 70.9 | 70.9 | 70.9 | 70.9 | 70.9
1145 | BRP CACHI BESS | 22INR0388 |  | GUADALUPE | STORAGE | SOUTH | 2022 | 0 | 202.5 | 202.5 | 202.5 | 202.5 | 202.5 | 202.5 | 202.5 | 202.5 | 202.5
1146 | BRP CARINA BESS | 22INR0353 |  | NUECES | STORAGE | COASTAL | 2023 | 0 | 151.9 | 151.9 | 151.9 | 151.9 | 151.9 | 151.9 | 151.9 | 151.9 | 151.9
1147 | BRP DICKENS BESS | 22INR0325 |  | DICKENS | STORAGE | PANHANDLE | 2022 | 202.3 | 202.3 | 202.3 | 202.3 | 202.3 | 202.3 | 202.3 | 202.3 | 202.3 | 202.3
1148 | BRP HYDRA BESS | 22INR0372 |  | PECOS | STORAGE | WEST | 2022 | 0 | 202.3 | 202.3 | 202.3 | 202.3 | 202.3 | 202.3 | 202.3 | 202.3 | 202.3
1149 | BRP PALEO BESS | 22INR0322 |  | HALE | STORAGE | PANHANDLE | 2022 | 0 | 202.4 | 202.4 | 202.4 | 202.4 | 202.4 | 202.4 | 202.4 | 202.4 | 202.4
1150 | BRP PAVO BESS | 22INR0384 |  | PECOS | STORAGE | WEST | 2022 | 0 | 176.9 | 176.9 | 176.9 | 176.9 | 176.9 | 176.9 | 176.9 | 176.9 | 176.9
1151 | BRP TORTOLAS BESS | 23INR0072 |  | BRAZORIA | STORAGE | COASTAL | 2022 | 0 | 50.7 | 50.7 | 50.7 | 50.7 | 50.7 | 50.7 | 50.7 | 50.7 | 50.7
1152 | BYRD RANCH STORAGE | 21INR0281 |  | BRAZORIA | STORAGE | COASTAL | 2022 | 0 | 50.6 | 50.6 | 50.6 | 50.6 | 50.6 | 50.6 | 50.6 | 50.6 | 50.6
1153 | DECORDOVA BESS ADDITION | 21INR0459 |  | HOOD | STORAGE | NORTH | 2022 | 260 | 260 | 260 | 260 | 260 | 260 | 260 | 260 | 260 | 260
1154 | ENDURANCE PARK STORAGE | 21INR0479 |  | SCURRY | STORAGE | WEST | 2022 | 52.3 | 52.3 | 52.3 | 52.3 | 52.3 | 52.3 | 52.3 | 52.3 | 52.3 | 52.3
1155 | ESTONIAN ENERGY STORAGE | 22INR0336 |  | DELTA | STORAGE | NORTH | 2023 | 0 | 102.5 | 102.5 | 102.5 | 102.5 | 102.5 | 102.5 | 102.5 | 102.5 | 102.5
1156 | FENCE POST BESS | 22INR0405 |  | NAVARRO | STORAGE | NORTH | 2022 | 0 | 90.8 | 90.8 | 90.8 | 90.8 | 90.8 | 90.8 | 90.8 | 90.8 | 90.8
1157 | GREEN HOLLY STORAGE | 21INR0029 |  | DAWSON | STORAGE | WEST | 2023 | 0 | 0 | 50 | 50 | 50 | 50 | 50 | 50 | 50 | 50
1158 | HIGH LONESOME BESS | 20INR0280 |  | CROCKETT | STORAGE | WEST | 2022 | 50 | 50 | 50 | 50 | 50 | 50 | 50 | 50 | 50 | 50
1159 | HOUSE MOUNTAIN 2 BATT | 22INR0485 |  | BREWSTER | STORAGE | WEST | 2023 | 0 | 52.4 | 52.4 | 52.4 | 52.4 | 52.4 | 52.4 | 52.4 | 52.4 | 52.4
1160 | IGNACIO GRID | 21INR0522 |  | HIDALGO | STORAGE | SOUTH | 2022 | 100 | 100 | 100 | 100 | 100 | 100 | 100 | 100 | 100 | 100
1161 | MADERO GRID | 21INR0244 |  | HIDALGO | STORAGE | SOUTH | 2022 | 100 | 100 | 100 | 100 | 100 | 100 | 100 | 100 | 100 | 100
1162 | NOBLE STORAGE | 22INR0436 |  | DENTON | STORAGE | NORTH | 2022 | 0 | 127 | 127 | 127 | 127 | 127 | 127 | 127 | 127 | 127
1163 | QUEEN BESS | 20INR0281 |  | UPTON | STORAGE | WEST | 2022 | 50 | 50 | 50 | 50 | 50 | 50 | 50 | 50 | 50 | 50
1164 | RED HOLLY STORAGE | 21INR0033 |  | DAWSON | STORAGE | WEST | 2023 | 0 | 0 | 50 | 50 | 50 | 50 | 50 | 50 | 50 | 50
1165 | RIVER VALLEY STORAGE 1 | 20INR0290 |  | WILLIAMSON | STORAGE | SOUTH | 2022 | 51.9 | 51.9 | 51.9 | 51.9 | 51.9 | 51.9 | 51.9 | 51.9 | 51.9 | 51.9
1166 | RIVER VALLEY STORAGE 2 | 20INR0293 |  | WILLIAMSON | STORAGE | SOUTH | 2022 | 51.9 | 51.9 | 51.9 | 51.9 | 51.9 | 51.9 | 51.9 | 51.9 | 51.9 | 51.9
1167 | ROUGHNECK STORAGE | 19INR0176 |  | BRAZORIA | STORAGE | COASTAL | 2021 | 50 | 50 | 50 | 50 | 50 | 50 | 50 | 50 | 50 | 50
1168 | RYAN ENERGY STORAGE | 20INR0246 |  | CORYELL | STORAGE | NORTH | 2023 | 0 | 50 | 50 | 50 | 50 | 50 | 50 | 50 | 50 | 50
1169 | SILICON HILL STORAGE | 20INR0291 |  | TRAVIS | STORAGE | SOUTH | 2022 | 100 | 100 | 100 | 100 | 100 | 100 | 100 | 100 | 100 | 100
1170 | SP TX-12B BESS | 21INR0357 |  | UPTON | STORAGE | WEST | 2021 | 22.7 | 22.7 | 22.7 | 22.7 | 22.7 | 22.7 | 22.7 | 22.7 | 22.7 | 22.7
1171 | SWOOSE II | 21INR0497 |  | WARD | STORAGE | WEST | 2022 | 100 | 100 | 100 | 100 | 100 | 100 | 100 | 100 | 100 | 100
1172 | TIMBERWOLF BESS 2 | 22INR0495 |  | UPTON | STORAGE | WEST | 2023 | 0 | 150 | 150 | 150 | 150 | 150 | 150 | 150 | 150 | 150
1173 | VORTEX BESS | 21INR0473 |  | THROCKMORTON | STORAGE | WEST | 2022 | 121.8 | 121.8 | 121.8 | 121.8 | 121.8 | 121.8 | 121.8 | 121.8 | 121.8 | 121.8
1174 | WOLF TANK STORAGE | 22INR0551 |  | WEBB | STORAGE | SOUTH | 2022 | 0 | 155.5 | 155.5 | 155.5 | 155.5 | 155.5 | 155.5 | 155.5 | 155.5 | 155.5
1175 | Planned Capacity Total (Storage) | [6 empty] | 1464.4 | 3300.8 | 3400.8 | 3400.8 | 3400.8 | 3400.8 | 3400.8 | 3400.8 | 3400.8 | 3400.8
1176 | Storage Peak Average Capacity Percentage |  | STORAGE_PL_PEAK_PCT | % |  |  |  | 0 | 0 | 0 | 0 | 0 | 0 | 0 | 0 | 0 | 0
1177
1178 | Inactive Planned Resources
1179 | AGATE SOLAR | 20INR0023 |  | ELLIS | SOLAR | NORTH | 2020 | 60 | 60 | 60 | 60 | 60 | 60 | 60 | 60 | 60 | 60
1180 | BIG SAMPSON WIND | 16INR0104 |  | CROCKETT | WIND-O | WEST | 2023 | 0 | 0 | 400 | 400 | 400 | 400 | 400 | 400 | 400 | 400
1181 | INERTIA BESS | 22INR0328 |  | HASKELL | STORAGE | WEST | 2022 | 0 | 121.4 | 121.4 | 121.4 | 121.4 | 121.4 | 121.4 | 121.4 | 121.4 | 121.4
1182 | INERTIA BESS 2 | 22INR0375 |  | HASKELL | STORAGE | WEST | 2022 | 0 | 100.8 | 100.8 | 100.8 | 100.8 | 100.8 | 100.8 | 100.8 | 100.8 | 100.8
1183 | INERTIA SOLAR | 22INR0374 |  | HASKELL | SOLAR | WEST | 2022 | 0 | 258.4 | 258.4 | 258.4 | 258.4 | 258.4 | 258.4 | 258.4 | 258.4 | 258.4
1184 | INERTIA WIND | 22INR0326 |  | HASKELL | WIND-O | WEST | 2022 | 0 | 350 | 350 | 350 | 350 | 350 | 350 | 350 | 350 | 350
1185 | MARIAH DEL ESTE | 13INR0010a |  | PARMER | WIND-P | PANHANDLE | 2020 | 152.5 | 152.5 | 152.5 | 152.5 | 152.5 | 152.5 | 152.5 | 152.5 | 152.5 | 152.5
1186 | NORTHDRAW WIND | 13INR0025 |  | RANDALL | WIND-P | PANHANDLE | 2020 | 150 | 150 | 150 | 150 | 150 | 150 | 150 | 150 | 150 | 150
1187 | PANHANDLE WIND 3 | 14INR0030c |  | CARSON | WIND-P | PANHANDLE | 2022 | 0 | 248 | 248 | 248 | 248 | 248 | 248 | 248 | 248 | 248
1188 | RODEO SOLAR | 19INR0103 |  | ANDREWS | SOLAR | WEST | 2022 | 0 | 200 | 200 | 200 | 200 | 200 | 200 | 200 | 200 | 200
1189 | RUETER SOLAR | 20INR0202 |  | BOSQUE | SOLAR | NORTH | 2022 | 0 | 200 | 200 | 200 | 200 | 200 | 200 | 200 | 200 | 200
1190 | SPINEL SOLAR | 20INR0025 |  | MEDINA | SOLAR | SOUTH | 2024 | 0 | 0 | 30 | 30 | 30 | 30 | 30 | 30 | 30 | 30
1191 | TYSON NICK SOLAR | 20INR0222 |  | LAMAR | SOLAR | NORTH | 2023 | 0 | 90 | 90 | 90 | 90 | 90 | 90 | 90 | 90 | 90
1192 | Inactive Planned Capacity Total | [6 empty] | 362.5 | 1931.1 | 2361.1 | 2361.1 | 2361.1 | 2361.1 | 2361.1 | 2361.1 | 2361.1 | 2361.1
1193
1194 | Seasonal Mothballed Resources
1195 | GREGORY POWER PARTNERS GT1 (AS OF 1/1/2022, AVAILABLE 1/1 THROUGH 9/30) |  | LGE_LGE_GT1 | SAN PATRICIO | GAS-CC | COASTAL | 2000 | 145 | 145 | 145 | 145 | 145 | 145 | 145 | 145 | 145 | 145
1196 | GREGORY POWER PARTNERS GT2 (AS OF 1/1/2022, AVAILABLE 1/1 THROUGH 9/30) |  | LGE_LGE_GT2 | SAN PATRICIO | GAS-CC | COASTAL | 2000 | 145 | 145 | 145 | 145 | 145 | 145 | 145 | 145 | 145 | 145
1197 | GREGORY POWER PARTNERS STG (AS OF 1/1/2022, AVAILABLE 1/1 THROUGH 9/30) |  | LGE_LGE_STG | SAN PATRICIO | GAS-CC | COASTAL | 2000 | 75 | 75 | 75 | 75 | 75 | 75 | 75 | 75 | 75 | 75
1198 | Total Seasonal Mothballed Capacity | [6 empty] | 365 | 365 | 365 | 365 | 365 | 365 | 365 | 365 | 365 | 365
1199
1200 | Mothballed Resources
1201 | RAY OLINGER STG 1 (INDEFINITE MOTHBALL STATUS CHANGE ON 4/5/22) |  | OLINGR_OLING_1 | COLLIN | GAS-ST | NORTH | 1967 | 78 | 78 | 78 | 78 | 78 | 78 | 78 | 78 | 78 | 78
1202 | J T DEELY U1 (AS OF 12/31/2018) |  | CALAVERS_JTD1_M | BEXAR | COAL | SOUTH | 1977 | 420 | 420 | 420 | 420 | 420 | 420 | 420 | 420 | 420 | 420
1203 | J T DEELY U2 (AS OF 12/31/2018) |  | CALAVERS_JTD2_M | BEXAR | COAL | SOUTH | 1978 | 420 | 420 | 420 | 420 | 420 | 420 | 420 | 420 | 420 | 420
1204 | Total Mothballed Capacity | [6 empty] | 918 | 918 | 918 | 918 | 918 | 918 | 918 | 918 | 918 | 918
1205
1206 | Retiring Resources Unavailable to ERCOT (since last CDR/SARA)
1207 | SNYDER WIND (AS OF 6/1/2021) |  | ENAS_ENA1 | SCURRY | WIND-O | WEST | 2007 | 63 | 63 | 63 | 63 | 63 | 63 | 63 | 63 | 63 | 63
1208 | DECKER CREEK STG 2 (EXPECTED TO RETIRE ON 3/31/22 BASED ON NSO SUBMITTED ON 11/1/21) |  | DECKER_DPG2 | TRAVIS | GAS-ST | SOUTH | 1978 | 420 | 420 | 420 | 420 | 420 | 420 | 420 | 420 | 420 | 420
1209 | Total Retiring Capacity | [6 empty] | 483 | 483 | 483 | 483 | 483 | 483 | 483 | 483 | 483 | 483
Notes:
Capacity changes due to planned repower/upgrade projects are reflected in the operational units' ratings upon receipt and ERCOT approval of updated resource registration system information. Interconnection requests for existing resources that involve MW capacity changes are indicated with a code in the “Generation Interconnection Project Code” column.
Although seasonal capacity ratings for battery energy storage systems are reported above, the ratings are not included in the operational/planned capacity formulae. These resources are assumed to provide Ancillary Services rather than sustained capacity available to meet system peak loads.
Unit Names with a (DGR) suffix are Distribution Generation Resources. Units rated 10 MW or less currently do not go through the GINR application process.
The capacities of planned projects that have been approved for Initial Synchronization at the time of report creation are assumed to be available for the season regardless of their projected Commercial Operations Dates.
Planned projects for which maximum seasonal sustained capacity ratings have been provided are used in lieu of capacities entered into the online Resource Integration and Ongoing Operations - Interconnection Services (RIOO-IS) system.
Note on I420: Extended outages: GUADALUPE BLANCO RIVER AUTH-SCHUMANSVILLE (3.6 MW) and 2.4 MW of the 4.8 MW GUADALUPE BLANCO RIVER AUTH-LAKEWOOD TAP Hydro unit.
Note on I994: synchronization approval for MIRAGE CTG 1 - 17INR0022 was revoked on 12/9/21 due to an extended outage that is expected to last form 11/16/21 to 6/30/22
Note on B1207: Because of the timing of the Notice of Suspension of Operations (NSO) form submittal and the retirement date, this unit is reported in this tab as well as the Decommissioned Generation Resources tab.

## SummerFuelTypes
Summer Fuel Types - ERCOT
Fuel type is based on the primary fuel. Capacity contribution of the wind resources is included at 57% for Coastal counties, 30% for Panhandle counties, and 20% for all other counties, while the solar capacity contribution is 81%. Private Use Network, and Hydro are included based on the three-year average historical capability for each Summer Season's 20 peak load hours. Non-Synchronous Tie resources import forecast is based on flows seen during Energy Emergency Alert (EEA) periods in the most recent summer of occurrence. Non-Synchronous Tie resources are categorized as Other. Mothballed resource capacity is excluded except for Available Mothball Capacity based on a Seasonal Availability Schedule or Owner's reported Return Probability. Private Use Network generator capacity is categorized as gas.
In MW
Fuel_Type | Capacity_Pct | 2022 | 2023 | 2024 | 2025 | 2026 | 2027 | 2028 | 2029 | 2030 | 2031
Biomass | 100% | 162.8 | 162.8 | 162.8 | 162.8 | 162.8 | 162.8 | 162.8 | 162.8 | 162.8 | 162.8
Coal | 100% | 13567.6 | 13567.6 | 13567.6 | 13567.6 | 13567.6 | 13567.6 | 13567.6 | 13567.6 | 13567.6 | 13567.6
Gas | 100% | 53145.2 | 53155.2 | 53155.2 | 53155.2 | 53155.2 | 53150.2 | 53150.2 | 53150.2 | 53150.2 | 53150.2
Nuclear | 100% | 4973.2 | 4973.2 | 4973.2 | 4973.2 | 4973.2 | 4973.2 | 4973.2 | 4973.2 | 4973.2 | 4973.2
Other | 69.67% | 849.974 | 849.974 | 849.974 | 849.974 | 849.974 | 849.974 | 849.974 | 849.974 | 849.974 | 849.974
Hydro | 83.24% | 475.399 | 475.399 | 475.399 | 475.399 | 475.399 | 475.399 | 475.399 | 475.399 | 475.399 | 475.399
Wind-C | 57% | 2928.489 | 3100.344 | 3227.91 | 3227.91 | 3227.91 | 3227.91 | 3227.91 | 3227.91 | 3227.91 | 3227.91
Wind-P | 30% | 1322.31 | 1570.5 | 1570.5 | 1570.5 | 1570.5 | 1570.5 | 1570.5 | 1570.5 | 1570.5 | 1570.5
Wind-O | 20% | 5166.33 | 5777.29 | 5819.09 | 5819.09 | 5819.09 | 5819.09 | 5819.09 | 5819.09 | 5819.09 | 5819.09
Solar | 81% | 10292.751 | 23051.9196 | 26377.0506 | 26719.5996 | 26881.5996 | 26881.5996 | 26881.5996 | 26881.5996 | 26881.5996 | 26881.5996
Storage | 0% | 0 | 0 | 0 | 0 | 0 | 0 | 0 | 0 | 0 | 0
Total |  | 92884.053 | 106684.2266 | 110178.7236 | 110521.2726 | 110683.2726 | 110678.2726 | 110678.2726 | 110678.2726 | 110678.2726 | 110678.2726
In Percentages
Fuel_Type |  | 2022 | 2023 | 2024 | 2025 | 2026 | 2027 | 2028 | 2029 | 2030 | 2031
Biomass |  | 0.1753% | 0.1526% | 0.1478% | 0.1473% | 0.1471% | 0.1471% | 0.1471% | 0.1471% | 0.1471% | 0.1471%
Coal |  | 14.61% | 12.72% | 12.31% | 12.28% | 12.26% | 12.26% | 12.26% | 12.26% | 12.26% | 12.26%
Natural Gas |  | 57.22% | 49.82% | 48.24% | 48.09% | 48.02% | 48.02% | 48.02% | 48.02% | 48.02% | 48.02%
Nuclear |  | 5.354% | 4.662% | 4.514% | 4.5% | 4.493% | 4.493% | 4.493% | 4.493% | 4.493% | 4.493%
Other |  | 0.9151% | 0.7967% | 0.7715% | 0.7691% | 0.7679% | 0.768% | 0.768% | 0.768% | 0.768% | 0.768%
Hydro |  | 0.5118% | 0.4456% | 0.4315% | 0.4301% | 0.4295% | 0.4295% | 0.4295% | 0.4295% | 0.4295% | 0.4295%
Wind-C |  | 3.153% | 2.906% | 2.93% | 2.921% | 2.916% | 2.916% | 2.916% | 2.916% | 2.916% | 2.916%
Wind-P |  | 1.424% | 1.472% | 1.425% | 1.421% | 1.419% | 1.419% | 1.419% | 1.419% | 1.419% | 1.419%
Wind-O |  | 5.562% | 5.415% | 5.282% | 5.265% | 5.257% | 5.258% | 5.258% | 5.258% | 5.258% | 5.258%
Solar |  | 11.08% | 21.61% | 23.94% | 24.18% | 24.29% | 24.29% | 24.29% | 24.29% | 24.29% | 24.29%
Storage | bar: 2022 to 2031
Total |  | 100% | 100% | 100% | 100% | 100% | 100% | 100% | 100% | 100% | 100%

## Planned Resource Scenarios
Planned Resources Scenarios, Summer
The tables below show condensed versions of the Summer Summary tab for 2022-2026 under different sets of planned project inclusion criteria. Table 1 shows the line items under the current CDR-eligibility criteria (signed IA and air permits/proof of adequate water supplies for fossil-fuel projects). Tables 2, 3, and 4 show the line items under more selective sets of criteria for including planned projects: Table 2 - Meets All Planning Guide Section 6.9(1) Requirements, Table 3 - Meets All Planning Guide Section 6.9 Requirements, Table 4 - meets Quarterly Stability Assessment prerequisites. Table 5 compares the Planning Reserve Margins across the four sets of CDR planned project inclusion criteria. An abbreviated summary of the Planning Guide criteria are listed below the data tables. See Planning Guide Sections 5.9 and 6.9 for the full text. Planned Projects data comes from generation capacity developers and owners as reported in ERCOT's Resource Integration and Ongoing Operations (RIOO) system and other data collection mechanisms described in the ERCOT Protocols.
Table 1: Summer Summary - CDR Eligibility Criteria for Planned Projects
| 2022 | 2023 | 2024 | 2025 | 2026
Firm Peak Load, MW | 74976.9929 | 76542.3322 | 77767.3253 | 78795.0477 | 79819.4653
Operational Generation Capacity and Non-Synchronous Ties, MW | 89659.6174 | 89609.6174 | 89609.6174 | 89609.6174 | 89609.6174
Planned Project Capacity, MW
Planned Thermal (not wind, solar or storage) | 761.8 | 821.8 | 821.8 | 821.8 | 821.8
Planned Wind | 363.364 | 1394.369 | 1563.735 | 1563.735 | 1563.735
Planned Solar | 2099.277 | 14858.4456 | 18183.5766 | 18526.1256 | 18688.1256
Planning Reserve Margin | 23.88% | 39.38% | 41.68% | 40.26% | 38.67%
Table 2: Summer Summary - Planned Projects that Meet All Planning Guide 6.9(1) Requirements
| 2022 | 2023 | 2024 | 2025 | 2026
Firm Peak Load, MW | 74976.9929 | 76542.3322 | 77767.3253 | 78795.0477 | 79819.4653
Operational Generation Capacity and Non-Synchronous Ties, MW | 89659.6174 | 89609.6174 | 89609.6174 | 89609.6174 | 89609.6174
Planned Project Capacity, MW
Planned Thermal (not wind, solar or storage) | 761.8 | 821.8 | 821.8 | 821.8 | 821.8
Planned Wind | 360.564 | 878.399 | 878.399 | 878.399 | 878.399
Planned Solar | 1998.027 | 9028.341 | 10275.741 | 10275.741 | 10275.741
Planning Reserve Margin | 23.74% | 31.09% | 30.63% | 28.92% | 27.27%
Table 3: Summer Summary - Planned Projects Meeting All Planning Guide 6.9 Requirements
| 2022 | 2023 | 2024 | 2025 | 2026
Firm Peak Load, MW | 74976.9929 | 76542.3322 | 77767.3253 | 78795.0477 | 79819.4653
Operational Generation Capacity and Non-Synchronous Ties, MW | 89659.6174 | 89609.6174 | 89609.6174 | 89609.6174 | 89609.6174
Planned Project Capacity, MW
Planned Thermal (not wind, solar or storage) | 761.8 | 761.8 | 761.8 | 761.8 | 761.8
Planned Wind | 360.564 | 494.464 | 494.464 | 494.464 | 494.464
Planned Solar | 1998.027 | 4715.82 | 4881.141 | 4881.141 | 4881.141
Planning Reserve Margin | 23.74% | 24.87% | 23.12% | 21.51% | 19.95%
Table 4: Summer Summary - Planned Projects Meeting Quarterly Stability (QSA) Study Prerequisites
| 2022 | 2023 | 2024 | 2025 | 2026
Firm Peak Load, MW | 74976.9929 | 76542.3322 | 77767.3253 | 78795.0477 | 79819.4653
Operational Generation Capacity and Non-Synchronous Ties, MW | 89659.6174 | 89609.6174 | 89609.6174 | 89609.6174 | 89609.6174
Planned Project Capacity, MW
Planned Thermal (not wind, solar or storage) | 761.8 | 761.8 | 761.8 | 761.8 | 761.8
Planned Wind | 360.564 | 494.464 | 494.464 | 494.464 | 494.464
Planned Solar | 1998.027 | 4000.023 | 4000.023 | 4000.023 | 4000.023
Planning Reserve Margin | 23.74% | 23.94% | 21.99% | 20.4% | 18.85%
Table 5: Summer Planning Reserve Margin Comparison Based on Different Planned Project Inclusion Criteria
| 2022 | 2023 | 2024 | 2025 | 2026
Planning Reserve Margin—Current CDR-eligible criteria | 23.88% | 39.38% | 41.68% | 40.26% | 38.67%
Planning Reserve Margin—Section 6.9(1) Requirements | 23.74% | 31.09% | 30.63% | 28.92% | 27.27%
Planning Reserve Margin—Section 6.9 Requirements | 23.74% | 24.87% | 23.12% | 21.51% | 19.95%
Planning Reserve Margin—QSA Study Requirements | 23.74% | 23.94% | 21.99% | 20.4% | 18.85%
Planning Guide Section 6.9(1) Requirements
1. The Interconnecting Entity (IE) provides all data required for the Security Screening Study and Full Interconnection Study (FIS).
2. ERCOT determines that the IE has received all necessary Texas Commission on Environmental Quality (TCEQ)-approved air permits or that no such permits are required.
3. The IE submits a completed Declaration of Adequate Water Supplies. (Wind, solar and battery storage projects are exempted.)
4. ERCOT receives a signed Standard Generation Interconnection Agreement (SGIA) or other financially binding agreement from the Transmission Service Provider (TSP) and IE, and a written notice from the TSP that the IE has provided:
(A) A notice to proceed with the construction of the interconnection and; (B) The financial security required to fund the interconnection facilities.
or, a letter from an authorized official from a Municipally Owned Utility (MOU) or Electric Cooperative (EC) confirming the Entity’s intent to construct, interconnect and operate the resource.
Planning Guide Section 6.9 Requirements
1. The requirements for Section 6.9(1).
2. The IE shall provide within 60 days the remaining required data as specified in the Resource Registration Glossary using the applicable Resource Registration process.
Quarterly Stability Assessment Prerequisites from Planning Guide Section 5.9
1. All requirements under Planning Guide Section 6.9 have been met.
2. The IE has provided all dynamic model data to ERCOT.
3. The Full Interconnection Study has been completed.
4. The Reactive Power Study has been completed.
5. Completion of required system improvements or mitigation plans identified in these studies.

## WinterSummary
Report on the Capacity, Demand and Reserves in the ERCOT Region
Winter Summary: 2022/2023 through 2031/2032
These columns indicate the impact of not adding any new resources during the latter half of the CDR forecast period. Project developers typically submit interconnection requests no more than two to four years before the facilities are expected to enter commercial operations.
Load Forecast, MW: |  | 2022/2023 | 2023/2024 | 2024/2025 | 2025/2026 | 2026/2027 | 2027/2028 | 2028/2029 | 2029/2030 | 2030/2031 | 2031/2032
| Winter Peak Demand (based on normal weather) | 64960.8128 | 66454.2891 | 67699.4281 | 68858.0128 | 69793.0825 | 70697.4498 | 71558.417 | 72391.6114 | 73178.3107 | 73931.1852
| plus: Energy Efficiency Program Savings Forecast | 3221.0612 | 3642.54 | 4062.9428 | 4483.3455 | 4903.7483 | 5324.1511 | 5744.5539 | 6164.9566 | 6585.3594 | 6973.4822
| Total Winter Peak Demand (before Reductions from Energy Efficiency Programs) | 68181.874 | 70096.8291 | 71762.3709 | 73341.3583 | 74696.8309 | 76021.6009 | 77302.9709 | 78556.568 | 79763.6701 | 80904.6674
| less: Incremental Rooftop PV Forecast | 0 | 0 | 0 | 0 | 0 | 0 | 0 | 0 | 0 | 0
| less: Load Resources providing Responsive Reserves | -1691.16 | -1691.16 | -1691.16 | -1691.16 | -1691.16 | -1691.16 | -1691.16 | -1691.16 | -1691.16 | -1691.16
| less: Load Resources providing Non-Spinning Reserves | 0 | 0 | 0 | 0 | 0 | 0 | 0 | 0 | 0 | 0
| less: Emergency Response Service (10- and 30-min ramp products) | -1033.9842 | -1048.5396 | -1048.5396 | -1048.5396 | -1048.5396 | -1048.5396 | -1048.5396 | -1048.5396 | -1048.5396 | -1048.5396
| less: TDSP Standard Offer Load Management Programs | -116.28 | -116.28 | -116.28 | -116.28 | -116.28 | -116.28 | -116.28 | -116.28 | -116.28 | -116.28
| less: Energy Efficiency Program Savings Forecast | -3221.0612 | -3642.54 | -4062.9428 | -4483.3455 | -4903.7483 | -5324.1511 | -5744.5539 | -6164.9566 | -6585.3594 | -6973.4822
| Firm Peak Load, MW | 62119.3886 | 63598.3095 | 64843.4485 | 66002.0332 | 66937.1029 | 67841.4702 | 68702.4374 | 69535.6318 | 70322.3311 | 71075.2056
Resources, MW: |  | 2022/2023 | 2023/2024 | 2024/2025 | 2025/2026 | 2026/2027 | 2027/2028 | 2028/2029 | 2029/2030 | 2030/2031 | 2031/2032
| Installed Winter-rated Capacity, Thermal | 68049.1741 | 68049.1741 | 68049.1741 | 68049.1741 | 68049.1741 | 68049.1741 | 68049.1741 | 68049.1741 | 68049.1741 | 68049.1741
| Hydroelectric, Peak Average Capacity Contribution (72% of installed capacity) | 416.0768 | 416.0768 | 416.0768 | 416.0768 | 416.0768 | 416.0768 | 416.0768 | 416.0768 | 416.0768 | 416.0768
| Switchable Capacity | 3750 | 3750 | 3750 | 3750 | 3750 | 3750 | 3750 | 3750 | 3750 | 3750
| less: Switchable Capacity Unavailable to ERCOT | -568 | -568 | -568 | -568 | -568 | -568 | -568 | -568 | -568 | -568
| Available Mothballed Capacity | 391 | 391 | 391 | 391 | 391 | 391 | 391 | 391 | 391 | 391
| Capacity from Private Use Networks | 3501.1787 | 3451.1787 | 3451.1787 | 3451.1787 | 3451.1787 | 3446.1787 | 3446.1787 | 3446.1787 | 3446.1787 | 3446.1787
| Coastal Wind, Peak Average Capacity Contribution (47% of installed capacity) | 2320.625 | 2320.625 | 2320.625 | 2320.625 | 2320.625 | 2320.625 | 2320.625 | 2320.625 | 2320.625 | 2320.625
| Panhandle Wind, Peak Average Capacity Contribution (34% of installed capacity) | 1498.618 | 1498.618 | 1498.618 | 1498.618 | 1498.618 | 1498.618 | 1498.618 | 1498.618 | 1498.618 | 1498.618
| Other Wind, Peak Average Capacity Contribution (20% of installed capacity) | 4917.08 | 4917.08 | 4917.08 | 4917.08 | 4917.08 | 4917.08 | 4917.08 | 4917.08 | 4917.08 | 4917.08
| Solar Utility-Scale, Peak Average Capacity Contribution (7% of installed capacity) | 708.078 | 708.078 | 708.078 | 708.078 | 708.078 | 708.078 | 708.078 | 708.078 | 708.078 | 708.078
| Storage, Peak Average Capacity Contribution (0% of installed capacity) | 0 | 0 | 0 | 0 | 0 | 0 | 0 | 0 | 0 | 0
| RMR Capacity to be under Contract | 0 | 0 | 0 | 0 | 0 | 0 | 0 | 0 | 0 | 0
| Capacity Pending Retirement | 0 | 0 | 0 | 0 | 0 | 0 | 0 | 0 | 0 | 0
| Operational Generation Capacity, MW | 84983.8306 | 84933.8306 | 84933.8306 | 84933.8306 | 84933.8306 | 84928.8306 | 84928.8306 | 84928.8306 | 84928.8306 | 84928.8306
| Non-Synchronous Ties (Based on average net import contribution during summer 2019 EEA events) | 719.8 | 719.8 | 719.8 | 719.8 | 719.8 | 719.8 | 719.8 | 719.8 | 719.8 | 719.8
| Planned Resources (not wind, solar or storage) with Signed IA, Air Permits and Adequate Water Supplies | 815 | 875 | 875 | 875 | 875 | 875 | 875 | 875 | 875 | 875
| Planned Coastal Wind with Signed IA, Peak Average Capacity Contribution (47% of installed capacity) | 235.799 | 235.799 | 340.985 | 340.985 | 340.985 | 340.985 | 340.985 | 340.985 | 340.985 | 340.985
| Planned Panhandle Wind with Signed IA, Peak Average Capacity Contribution (34% of installed capacity) | 0 | 281.282 | 281.282 | 281.282 | 281.282 | 281.282 | 281.282 | 281.282 | 281.282 | 281.282
| Planned Other Wind with Signed IA, Peak Average Capacity Contribution (20% of installed capacity) | 534.99 | 902.01 | 902.01 | 902.01 | 902.01 | 902.01 | 902.01 | 902.01 | 902.01 | 902.01
| Planned Solar Utility-Scale, Peak Average Capacity Contribution (7% of installed capacity) | 407.015 | 1461.5622 | 1586.8412 | 1615.0232 | 1615.0232 | 1615.0232 | 1615.0232 | 1615.0232 | 1615.0232 | 1615.0232
| Planned Storage, Peak Average Capacity Contribution (0% of installed capacity) | 0 | 0 | 0 | 0 | 0 | 0 | 0 | 0 | 0 | 0
| Planned Generation Capacity, MW | 1992.804 | 3755.6532 | 3986.1182 | 4014.3002 | 4014.3002 | 4014.3002 | 4014.3002 | 4014.3002 | 4014.3002 | 4014.3002
| Total Capacity, MW | 87696.4346 | 89409.2838 | 89639.7488 | 89667.9308 | 89667.9308 | 89662.9308 | 89662.9308 | 89662.9308 | 89662.9308 | 89662.9308
| Reserve Margin | 41.17% | 40.58% | 38.24% | 35.86% | 33.96% | 32.17% | 30.51% | 28.95% | 27.5% | 26.15%
(Total Resources - Firm Load Forecast) / Firm Load Forecast

## WinterCapacities
Unit Megawatt Capacities - Winter
| UNIT NAME | INR | UNIT CODE | COUNTY | FUEL | ZONE | IN SERVICE | 2022/2023 | 2023/2024 | 2024/2025 | 2025/2026 | 2026/2027 | 2027/2028 | 2028/2029 | 2029/2030 | 2030/2031 | 2031/2032
Operational Resources (Thermal)
4 | COMANCHE PEAK U1 |  | CPSES_UNIT1 | SOMERVELL | NUCLEAR | NORTH | 1990 | 1235 | 1235 | 1235 | 1235 | 1235 | 1235 | 1235 | 1235 | 1235 | 1235
5 | COMANCHE PEAK U2 |  | CPSES_UNIT2 | SOMERVELL | NUCLEAR | NORTH | 1993 | 1225 | 1225 | 1225 | 1225 | 1225 | 1225 | 1225 | 1225 | 1225 | 1225
6 | SOUTH TEXAS U1 |  | STP_STP_G1 | MATAGORDA | NUCLEAR | COASTAL | 1988 | 1353.2 | 1353.2 | 1353.2 | 1353.2 | 1353.2 | 1353.2 | 1353.2 | 1353.2 | 1353.2 | 1353.2
7 | SOUTH TEXAS U2 |  | STP_STP_G2 | MATAGORDA | NUCLEAR | COASTAL | 1989 | 1340 | 1340 | 1340 | 1340 | 1340 | 1340 | 1340 | 1340 | 1340 | 1340
8 | COLETO CREEK |  | COLETO_COLETOG1 | GOLIAD | COAL | SOUTH | 1980 | 655 | 655 | 655 | 655 | 655 | 655 | 655 | 655 | 655 | 655
9 | FAYETTE POWER U1 |  | FPPYD1_FPP_G1 | FAYETTE | COAL | SOUTH | 1979 | 603 | 603 | 603 | 603 | 603 | 603 | 603 | 603 | 603 | 603
10 | FAYETTE POWER U2 |  | FPPYD1_FPP_G2 | FAYETTE | COAL | SOUTH | 1980 | 605 | 605 | 605 | 605 | 605 | 605 | 605 | 605 | 605 | 605
11 | FAYETTE POWER U3 |  | FPPYD2_FPP_G3 | FAYETTE | COAL | SOUTH | 1988 | 449 | 449 | 449 | 449 | 449 | 449 | 449 | 449 | 449 | 449
12 | J K SPRUCE U1 |  | CALAVERS_JKS1 | BEXAR | COAL | SOUTH | 1992 | 560 | 560 | 560 | 560 | 560 | 560 | 560 | 560 | 560 | 560
13 | J K SPRUCE U2 |  | CALAVERS_JKS2 | BEXAR | COAL | SOUTH | 2010 | 785 | 785 | 785 | 785 | 785 | 785 | 785 | 785 | 785 | 785
14 | LIMESTONE U1 |  | LEG_LEG_G1 | LIMESTONE | COAL | NORTH | 1985 | 824 | 824 | 824 | 824 | 824 | 824 | 824 | 824 | 824 | 824
15 | LIMESTONE U2 |  | LEG_LEG_G2 | LIMESTONE | COAL | NORTH | 1986 | 836 | 836 | 836 | 836 | 836 | 836 | 836 | 836 | 836 | 836
16 | MARTIN LAKE U1 |  | MLSES_UNIT1 | RUSK | COAL | NORTH | 1977 | 815 | 815 | 815 | 815 | 815 | 815 | 815 | 815 | 815 | 815
17 | MARTIN LAKE U2 |  | MLSES_UNIT2 | RUSK | COAL | NORTH | 1978 | 820 | 820 | 820 | 820 | 820 | 820 | 820 | 820 | 820 | 820
18 | MARTIN LAKE U3 |  | MLSES_UNIT3 | RUSK | COAL | NORTH | 1979 | 820 | 820 | 820 | 820 | 820 | 820 | 820 | 820 | 820 | 820
19 | OAK GROVE SES U1 |  | OGSES_UNIT1A | ROBERTSON | COAL | NORTH | 2010 | 855 | 855 | 855 | 855 | 855 | 855 | 855 | 855 | 855 | 855
20 | OAK GROVE SES U2 |  | OGSES_UNIT2 | ROBERTSON | COAL | NORTH | 2011 | 855 | 855 | 855 | 855 | 855 | 855 | 855 | 855 | 855 | 855
21 | SAN MIGUEL U1 |  | SANMIGL_G1 | ATASCOSA | COAL | SOUTH | 1982 | 391 | 391 | 391 | 391 | 391 | 391 | 391 | 391 | 391 | 391
22 | SANDY CREEK U1 |  | SCES_UNIT1 | MCLENNAN | COAL | NORTH | 2013 | 932.6 | 932.6 | 932.6 | 932.6 | 932.6 | 932.6 | 932.6 | 932.6 | 932.6 | 932.6
23 | TWIN OAKS U1 |  | TNP_ONE_TNP_O_1 | ROBERTSON | COAL | NORTH | 1990 | 155 | 155 | 155 | 155 | 155 | 155 | 155 | 155 | 155 | 155
24 | TWIN OAKS U2 |  | TNP_ONE_TNP_O_2 | ROBERTSON | COAL | NORTH | 1991 | 155 | 155 | 155 | 155 | 155 | 155 | 155 | 155 | 155 | 155
25 | W A PARISH U5 |  | WAP_WAP_G5 | FORT BEND | COAL | HOUSTON | 1977 | 664 | 664 | 664 | 664 | 664 | 664 | 664 | 664 | 664 | 664
26 | W A PARISH U6 |  | WAP_WAP_G6 | FORT BEND | COAL | HOUSTON | 1978 | 663 | 663 | 663 | 663 | 663 | 663 | 663 | 663 | 663 | 663
27 | W A PARISH U7 |  | WAP_WAP_G7 | FORT BEND | COAL | HOUSTON | 1980 | 577 | 577 | 577 | 577 | 577 | 577 | 577 | 577 | 577 | 577
28 | W A PARISH U8 |  | WAP_WAP_G8 | FORT BEND | COAL | HOUSTON | 1982 | 610 | 610 | 610 | 610 | 610 | 610 | 610 | 610 | 610 | 610
29 | ARTHUR VON ROSENBERG 1 CTG 1 |  | BRAUNIG_AVR1_CT1 | BEXAR | GAS-CC | SOUTH | 2000 | 169 | 169 | 169 | 169 | 169 | 169 | 169 | 169 | 169 | 169
30 | ARTHUR VON ROSENBERG 1 CTG 2 |  | BRAUNIG_AVR1_CT2 | BEXAR | GAS-CC | SOUTH | 2000 | 169 | 169 | 169 | 169 | 169 | 169 | 169 | 169 | 169 | 169
31 | ARTHUR VON ROSENBERG 1 STG |  | BRAUNIG_AVR1_ST | BEXAR | GAS-CC | SOUTH | 2000 | 190 | 190 | 190 | 190 | 190 | 190 | 190 | 190 | 190 | 190
32 | ATKINS CTG 7 |  | ATKINS_ATKINSG7 | BRAZOS | GAS-GT | NORTH | 1973 | 20 | 20 | 20 | 20 | 20 | 20 | 20 | 20 | 20 | 20
33 | BARNEY M DAVIS CTG 3 |  | B_DAVIS_B_DAVIG3 | NUECES | GAS-CC | COASTAL | 2010 | 165 | 165 | 165 | 165 | 165 | 165 | 165 | 165 | 165 | 165
34 | BARNEY M DAVIS CTG 4 |  | B_DAVIS_B_DAVIG4 | NUECES | GAS-CC | COASTAL | 2010 | 165 | 165 | 165 | 165 | 165 | 165 | 165 | 165 | 165 | 165
35 | BARNEY M DAVIS STG 1 |  | B_DAVIS_B_DAVIG1 | NUECES | GAS-ST | COASTAL | 1974 | 292 | 292 | 292 | 292 | 292 | 292 | 292 | 292 | 292 | 292
36 | BARNEY M DAVIS STG 2 |  | B_DAVIS_B_DAVIG2 | NUECES | GAS-CC | COASTAL | 1976 | 325 | 325 | 325 | 325 | 325 | 325 | 325 | 325 | 325 | 325
37 | BASTROP ENERGY CENTER CTG 1 | 21INR0541 | BASTEN_GTG1100 | BASTROP | GAS-CC | SOUTH | 2002 | 167 | 167 | 167 | 167 | 167 | 167 | 167 | 167 | 167 | 167
38 | BASTROP ENERGY CENTER CTG 2 | 21INR0541 | BASTEN_GTG2100 | BASTROP | GAS-CC | SOUTH | 2002 | 167 | 167 | 167 | 167 | 167 | 167 | 167 | 167 | 167 | 167
39 | BASTROP ENERGY CENTER STG | 21INR0541 | BASTEN_ST0100 | BASTROP | GAS-CC | SOUTH | 2002 | 234 | 234 | 234 | 234 | 234 | 234 | 234 | 234 | 234 | 234
40 | BOSQUE ENERGY CENTER CTG 1 |  | BOSQUESW_BSQSU_1 | BOSQUE | GAS-CC | NORTH | 2000 | 170.9 | 170.9 | 170.9 | 170.9 | 170.9 | 170.9 | 170.9 | 170.9 | 170.9 | 170.9
41 | BOSQUE ENERGY CENTER CTG 2 |  | BOSQUESW_BSQSU_2 | BOSQUE | GAS-CC | NORTH | 2000 | 170.9 | 170.9 | 170.9 | 170.9 | 170.9 | 170.9 | 170.9 | 170.9 | 170.9 | 170.9
42 | BOSQUE ENERGY CENTER CTG 3 |  | BOSQUESW_BSQSU_3 | BOSQUE | GAS-CC | NORTH | 2001 | 168.5 | 168.5 | 168.5 | 168.5 | 168.5 | 168.5 | 168.5 | 168.5 | 168.5 | 168.5
43 | BOSQUE ENERGY CENTER STG 4 |  | BOSQUESW_BSQSU_4 | BOSQUE | GAS-CC | NORTH | 2001 | 85.2 | 85.2 | 85.2 | 85.2 | 85.2 | 85.2 | 85.2 | 85.2 | 85.2 | 85.2
44 | BOSQUE ENERGY CENTER STG 5 |  | BOSQUESW_BSQSU_5 | BOSQUE | GAS-CC | NORTH | 2009 | 226.7 | 226.7 | 226.7 | 226.7 | 226.7 | 226.7 | 226.7 | 226.7 | 226.7 | 226.7
45 | BRAZOS VALLEY CTG 1 |  | BVE_UNIT1 | FORT BEND | GAS-CC | HOUSTON | 2003 | 168 | 168 | 168 | 168 | 168 | 168 | 168 | 168 | 168 | 168
46 | BRAZOS VALLEY CTG 2 |  | BVE_UNIT2 | FORT BEND | GAS-CC | HOUSTON | 2003 | 168 | 168 | 168 | 168 | 168 | 168 | 168 | 168 | 168 | 168
47 | BRAZOS VALLEY STG 3 |  | BVE_UNIT3 | FORT BEND | GAS-CC | HOUSTON | 2003 | 270 | 270 | 270 | 270 | 270 | 270 | 270 | 270 | 270 | 270
48 | CALENERGY-FALCON SEABOARD CTG 1 |  | FLCNS_UNIT1 | HOWARD | GAS-CC | WEST | 1987 | 77.5 | 77.5 | 77.5 | 77.5 | 77.5 | 77.5 | 77.5 | 77.5 | 77.5 | 77.5
49 | CALENERGY-FALCON SEABOARD CTG 2 |  | FLCNS_UNIT2 | HOWARD | GAS-CC | WEST | 1987 | 77.5 | 77.5 | 77.5 | 77.5 | 77.5 | 77.5 | 77.5 | 77.5 | 77.5 | 77.5
50 | CALENERGY-FALCON SEABOARD STG 3 |  | FLCNS_UNIT3 | HOWARD | GAS-CC | WEST | 1988 | 74 | 74 | 74 | 74 | 74 | 74 | 74 | 74 | 74 | 74
51 | CALHOUN (PORT COMFORT) CTG 1 |  | CALHOUN_UNIT1 | CALHOUN | GAS-GT | COASTAL | 2017 | 49.8 | 49.8 | 49.8 | 49.8 | 49.8 | 49.8 | 49.8 | 49.8 | 49.8 | 49.8
52 | CALHOUN (PORT COMFORT) CTG 2 |  | CALHOUN_UNIT2 | CALHOUN | GAS-GT | COASTAL | 2017 | 49.8 | 49.8 | 49.8 | 49.8 | 49.8 | 49.8 | 49.8 | 49.8 | 49.8 | 49.8
53 | CASTLEMAN CHAMON CTG 1 |  | CHAMON_CTG_0101 | HARRIS | GAS-GT | HOUSTON | 2017 | 49.8 | 49.8 | 49.8 | 49.8 | 49.8 | 49.8 | 49.8 | 49.8 | 49.8 | 49.8
54 | CASTLEMAN CHAMON CTG 2 |  | CHAMON_CTG_0301 | HARRIS | GAS-GT | HOUSTON | 2017 | 49.8 | 49.8 | 49.8 | 49.8 | 49.8 | 49.8 | 49.8 | 49.8 | 49.8 | 49.8
55 | CEDAR BAYOU 4 CTG 1 |  | CBY4_CT41 | CHAMBERS | GAS-CC | HOUSTON | 2009 | 173 | 173 | 173 | 173 | 173 | 173 | 173 | 173 | 173 | 173
56 | CEDAR BAYOU 4 CTG 2 |  | CBY4_CT42 | CHAMBERS | GAS-CC | HOUSTON | 2009 | 173 | 173 | 173 | 173 | 173 | 173 | 173 | 173 | 173 | 173
57 | CEDAR BAYOU 4 STG |  | CBY4_ST04 | CHAMBERS | GAS-CC | HOUSTON | 2009 | 186 | 186 | 186 | 186 | 186 | 186 | 186 | 186 | 186 | 186
58 | CEDAR BAYOU STG 1 |  | CBY_CBY_G1 | CHAMBERS | GAS-ST | HOUSTON | 1970 | 745 | 745 | 745 | 745 | 745 | 745 | 745 | 745 | 745 | 745
59 | CEDAR BAYOU STG 2 |  | CBY_CBY_G2 | CHAMBERS | GAS-ST | HOUSTON | 1972 | 749 | 749 | 749 | 749 | 749 | 749 | 749 | 749 | 749 | 749
60 | COLORADO BEND ENERGY CENTER CTG 1 |  | CBEC_GT1 | WHARTON | GAS-CC | SOUTH | 2007 | 85 | 85 | 85 | 85 | 85 | 85 | 85 | 85 | 85 | 85
61 | COLORADO BEND ENERGY CENTER CTG 2 |  | CBEC_GT2 | WHARTON | GAS-CC | SOUTH | 2007 | 79.1 | 79.1 | 79.1 | 79.1 | 79.1 | 79.1 | 79.1 | 79.1 | 79.1 | 79.1
62 | COLORADO BEND ENERGY CENTER CTG 3 |  | CBEC_GT3 | WHARTON | GAS-CC | SOUTH | 2008 | 86.9 | 86.9 | 86.9 | 86.9 | 86.9 | 86.9 | 86.9 | 86.9 | 86.9 | 86.9
63 | COLORADO BEND ENERGY CENTER CTG 4 |  | CBEC_GT4 | WHARTON | GAS-CC | SOUTH | 2008 | 81.2 | 81.2 | 81.2 | 81.2 | 81.2 | 81.2 | 81.2 | 81.2 | 81.2 | 81.2
64 | COLORADO BEND ENERGY CENTER STG 1 |  | CBEC_STG1 | WHARTON | GAS-CC | SOUTH | 2007 | 107 | 107 | 107 | 107 | 107 | 107 | 107 | 107 | 107 | 107
65 | COLORADO BEND ENERGY CENTER STG 2 |  | CBEC_STG2 | WHARTON | GAS-CC | SOUTH | 2008 | 110 | 110 | 110 | 110 | 110 | 110 | 110 | 110 | 110 | 110
66 | COLORADO BEND II CTG 7 | 18INR0077 | CBECII_CT7 | WHARTON | GAS-CC | SOUTH | 2017 | 360.2 | 360.2 | 360.2 | 360.2 | 360.2 | 360.2 | 360.2 | 360.2 | 360.2 | 360.2
67 | COLORADO BEND II CTG 8 | 18INR0077 | CBECII_CT8 | WHARTON | GAS-CC | SOUTH | 2017 | 359.6 | 359.6 | 359.6 | 359.6 | 359.6 | 359.6 | 359.6 | 359.6 | 359.6 | 359.6
68 | COLORADO BEND II STG 9 | 18INR0077 | CBECII_STG9 | WHARTON | GAS-CC | SOUTH | 2017 | 490.5 | 490.5 | 490.5 | 490.5 | 490.5 | 490.5 | 490.5 | 490.5 | 490.5 | 490.5
69 | CVC CHANNELVIEW CTG 1 |  | CVC_CVC_G1 | HARRIS | GAS-CC | HOUSTON | 2008 | 185 | 185 | 185 | 185 | 185 | 185 | 185 | 185 | 185 | 185
70 | CVC CHANNELVIEW CTG 2 |  | CVC_CVC_G2 | HARRIS | GAS-CC | HOUSTON | 2008 | 182 | 182 | 182 | 182 | 182 | 182 | 182 | 182 | 182 | 182
71 | CVC CHANNELVIEW CTG 3 |  | CVC_CVC_G3 | HARRIS | GAS-CC | HOUSTON | 2008 | 181 | 181 | 181 | 181 | 181 | 181 | 181 | 181 | 181 | 181
72 | CVC CHANNELVIEW STG 5 |  | CVC_CVC_G5 | HARRIS | GAS-CC | HOUSTON | 2008 | 144 | 144 | 144 | 144 | 144 | 144 | 144 | 144 | 144 | 144
73 | DANSBY CTG 2 |  | DANSBY_DANSBYG2 | BRAZOS | GAS-GT | NORTH | 2004 | 48 | 48 | 48 | 48 | 48 | 48 | 48 | 48 | 48 | 48
74 | DANSBY CTG 3 |  | DANSBY_DANSBYG3 | BRAZOS | GAS-GT | NORTH | 2010 | 50 | 50 | 50 | 50 | 50 | 50 | 50 | 50 | 50 | 50
75 | DANSBY STG 1 |  | DANSBY_DANSBYG1 | BRAZOS | GAS-ST | NORTH | 1978 | 110 | 110 | 110 | 110 | 110 | 110 | 110 | 110 | 110 | 110
76 | DECKER CREEK CTG 1 |  | DECKER_DPGT_1 | TRAVIS | GAS-GT | SOUTH | 1989 | 54 | 54 | 54 | 54 | 54 | 54 | 54 | 54 | 54 | 54
77 | DECKER CREEK CTG 2 |  | DECKER_DPGT_2 | TRAVIS | GAS-GT | SOUTH | 1989 | 54 | 54 | 54 | 54 | 54 | 54 | 54 | 54 | 54 | 54
78 | DECKER CREEK CTG 3 |  | DECKER_DPGT_3 | TRAVIS | GAS-GT | SOUTH | 1989 | 54 | 54 | 54 | 54 | 54 | 54 | 54 | 54 | 54 | 54
79 | DECKER CREEK CTG 4 |  | DECKER_DPGT_4 | TRAVIS | GAS-GT | SOUTH | 1989 | 54 | 54 | 54 | 54 | 54 | 54 | 54 | 54 | 54 | 54
80 | DECORDOVA CTG 1 |  | DCSES_CT10 | HOOD | GAS-GT | NORTH | 1990 | 88 | 88 | 88 | 88 | 88 | 88 | 88 | 88 | 88 | 88
81 | DECORDOVA CTG 2 |  | DCSES_CT20 | HOOD | GAS-GT | NORTH | 1990 | 87 | 87 | 87 | 87 | 87 | 87 | 87 | 87 | 87 | 87
82 | DECORDOVA CTG 3 |  | DCSES_CT30 | HOOD | GAS-GT | NORTH | 1990 | 86 | 86 | 86 | 86 | 86 | 86 | 86 | 86 | 86 | 86
83 | DECORDOVA CTG 4 |  | DCSES_CT40 | HOOD | GAS-GT | NORTH | 1990 | 86 | 86 | 86 | 86 | 86 | 86 | 86 | 86 | 86 | 86
84 | DEER PARK ENERGY CENTER CTG 1 |  | DDPEC_GT1 | HARRIS | GAS-CC | HOUSTON | 2002 | 203 | 203 | 203 | 203 | 203 | 203 | 203 | 203 | 203 | 203
85 | DEER PARK ENERGY CENTER CTG 2 |  | DDPEC_GT2 | HARRIS | GAS-CC | HOUSTON | 2002 | 215 | 215 | 215 | 215 | 215 | 215 | 215 | 215 | 215 | 215
86 | DEER PARK ENERGY CENTER CTG 3 |  | DDPEC_GT3 | HARRIS | GAS-CC | HOUSTON | 2002 | 203 | 203 | 203 | 203 | 203 | 203 | 203 | 203 | 203 | 203
87 | DEER PARK ENERGY CENTER CTG 4 |  | DDPEC_GT4 | HARRIS | GAS-CC | HOUSTON | 2002 | 215 | 215 | 215 | 215 | 215 | 215 | 215 | 215 | 215 | 215
88 | DEER PARK ENERGY CENTER CTG 6 |  | DDPEC_GT6 | HARRIS | GAS-CC | HOUSTON | 2014 | 190 | 190 | 190 | 190 | 190 | 190 | 190 | 190 | 190 | 190
89 | DEER PARK ENERGY CENTER STG 1 |  | DDPEC_ST1 | HARRIS | GAS-CC | HOUSTON | 2002 | 290 | 290 | 290 | 290 | 290 | 290 | 290 | 290 | 290 | 290
90 | DENTON ENERGY CENTER IC A |  | DEC_AGR_A | DENTON | GAS-IC | NORTH | 2018 | 56.5 | 56.5 | 56.5 | 56.5 | 56.5 | 56.5 | 56.5 | 56.5 | 56.5 | 56.5
91 | DENTON ENERGY CENTER IC B |  | DEC_AGR_B | DENTON | GAS-IC | NORTH | 2018 | 56.5 | 56.5 | 56.5 | 56.5 | 56.5 | 56.5 | 56.5 | 56.5 | 56.5 | 56.5
92 | DENTON ENERGY CENTER IC C |  | DEC_AGR_C | DENTON | GAS-IC | NORTH | 2018 | 56.5 | 56.5 | 56.5 | 56.5 | 56.5 | 56.5 | 56.5 | 56.5 | 56.5 | 56.5
93 | DENTON ENERGY CENTER IC D |  | DEC_AGR_D | DENTON | GAS-IC | NORTH | 2018 | 56.5 | 56.5 | 56.5 | 56.5 | 56.5 | 56.5 | 56.5 | 56.5 | 56.5 | 56.5
94 | ECTOR COUNTY ENERGY CTG 1 |  | ECEC_G1 | ECTOR | GAS-GT | WEST | 2015 | 170.4 | 170.4 | 170.4 | 170.4 | 170.4 | 170.4 | 170.4 | 170.4 | 170.4 | 170.4
95 | ECTOR COUNTY ENERGY CTG 2 |  | ECEC_G2 | ECTOR | GAS-GT | WEST | 2015 | 170.4 | 170.4 | 170.4 | 170.4 | 170.4 | 170.4 | 170.4 | 170.4 | 170.4 | 170.4
96 | ELK STATION IC 3 |  | AEEC_ELK_3 | HALE | GAS-IC | PANHANDLE | 2016 | 200 | 200 | 200 | 200 | 200 | 200 | 200 | 200 | 200 | 200
97 | ENNIS POWER STATION CTG 2 |  | ETCCS_CT1 | ELLIS | GAS-CC | NORTH | 2002 | 245 | 245 | 245 | 245 | 245 | 245 | 245 | 245 | 245 | 245
98 | ENNIS POWER STATION STG 1 |  | ETCCS_UNIT1 | ELLIS | GAS-CC | NORTH | 2002 | 116 | 116 | 116 | 116 | 116 | 116 | 116 | 116 | 116 | 116
99 | EXTEX LAPORTE GEN STN CTG 1 |  | AZ_AZ_G1 | HARRIS | GAS-GT | HOUSTON | 2009 | 40 | 40 | 40 | 40 | 40 | 40 | 40 | 40 | 40 | 40
100 | EXTEX LAPORTE GEN STN CTG 2 |  | AZ_AZ_G2 | HARRIS | GAS-GT | HOUSTON | 2009 | 40 | 40 | 40 | 40 | 40 | 40 | 40 | 40 | 40 | 40
101 | EXTEX LAPORTE GEN STN CTG 3 |  | AZ_AZ_G3 | HARRIS | GAS-GT | HOUSTON | 2009 | 40 | 40 | 40 | 40 | 40 | 40 | 40 | 40 | 40 | 40
102 | EXTEX LAPORTE GEN STN CTG 4 |  | AZ_AZ_G4 | HARRIS | GAS-GT | HOUSTON | 2009 | 40 | 40 | 40 | 40 | 40 | 40 | 40 | 40 | 40 | 40
103 | FERGUSON REPLACEMENT CTG 1 |  | FERGCC_FERGGT1 | LLANO | GAS-CC | SOUTH | 2014 | 180 | 180 | 180 | 180 | 180 | 180 | 180 | 180 | 180 | 180
104 | FERGUSON REPLACEMENT CTG 2 |  | FERGCC_FERGGT2 | LLANO | GAS-CC | SOUTH | 2014 | 180 | 180 | 180 | 180 | 180 | 180 | 180 | 180 | 180 | 180
105 | FERGUSON REPLACEMENT STG 1 |  | FERGCC_FERGST1 | LLANO | GAS-CC | SOUTH | 2014 | 194 | 194 | 194 | 194 | 194 | 194 | 194 | 194 | 194 | 194
106 | FORNEY ENERGY CENTER CTG 11 |  | FRNYPP_GT11 | KAUFMAN | GAS-CC | NORTH | 2003 | 195 | 195 | 195 | 195 | 195 | 195 | 195 | 195 | 195 | 195
107 | FORNEY ENERGY CENTER CTG 12 |  | FRNYPP_GT12 | KAUFMAN | GAS-CC | NORTH | 2003 | 185 | 185 | 185 | 185 | 185 | 185 | 185 | 185 | 185 | 185
108 | FORNEY ENERGY CENTER CTG 13 |  | FRNYPP_GT13 | KAUFMAN | GAS-CC | NORTH | 2003 | 185 | 185 | 185 | 185 | 185 | 185 | 185 | 185 | 185 | 185
109 | FORNEY ENERGY CENTER CTG 21 |  | FRNYPP_GT21 | KAUFMAN | GAS-CC | NORTH | 2003 | 195 | 195 | 195 | 195 | 195 | 195 | 195 | 195 | 195 | 195
110 | FORNEY ENERGY CENTER CTG 22 |  | FRNYPP_GT22 | KAUFMAN | GAS-CC | NORTH | 2003 | 185 | 185 | 185 | 185 | 185 | 185 | 185 | 185 | 185 | 185
111 | FORNEY ENERGY CENTER CTG 23 |  | FRNYPP_GT23 | KAUFMAN | GAS-CC | NORTH | 2003 | 185 | 185 | 185 | 185 | 185 | 185 | 185 | 185 | 185 | 185
112 | FORNEY ENERGY CENTER STG 10 |  | FRNYPP_ST10 | KAUFMAN | GAS-CC | NORTH | 2003 | 418 | 418 | 418 | 418 | 418 | 418 | 418 | 418 | 418 | 418
113 | FORNEY ENERGY CENTER STG 20 |  | FRNYPP_ST20 | KAUFMAN | GAS-CC | NORTH | 2003 | 418 | 418 | 418 | 418 | 418 | 418 | 418 | 418 | 418 | 418
114 | FREESTONE ENERGY CENTER CTG 1 |  | FREC_GT1 | FREESTONE | GAS-CC | NORTH | 2002 | 160.7 | 160.7 | 160.7 | 160.7 | 160.7 | 160.7 | 160.7 | 160.7 | 160.7 | 160.7
115 | FREESTONE ENERGY CENTER CTG 2 |  | FREC_GT2 | FREESTONE | GAS-CC | NORTH | 2002 | 160.7 | 160.7 | 160.7 | 160.7 | 160.7 | 160.7 | 160.7 | 160.7 | 160.7 | 160.7
116 | FREESTONE ENERGY CENTER CTG 4 |  | FREC_GT4 | FREESTONE | GAS-CC | NORTH | 2002 | 161.1 | 161.1 | 161.1 | 161.1 | 161.1 | 161.1 | 161.1 | 161.1 | 161.1 | 161.1
117 | FREESTONE ENERGY CENTER CTG 5 |  | FREC_GT5 | FREESTONE | GAS-CC | NORTH | 2002 | 161.1 | 161.1 | 161.1 | 161.1 | 161.1 | 161.1 | 161.1 | 161.1 | 161.1 | 161.1
118 | FREESTONE ENERGY CENTER STG 3 |  | FREC_ST3 | FREESTONE | GAS-CC | NORTH | 2002 | 179.8 | 179.8 | 179.8 | 179.8 | 179.8 | 179.8 | 179.8 | 179.8 | 179.8 | 179.8
119 | FREESTONE ENERGY CENTER STG 6 |  | FREC_ST6 | FREESTONE | GAS-CC | NORTH | 2002 | 179.7 | 179.7 | 179.7 | 179.7 | 179.7 | 179.7 | 179.7 | 179.7 | 179.7 | 179.7
120 | FRIENDSWOOD G CTG 1 (FORMERLY TEJAS POWER GENERATION) |  | FEGC_UNIT1 | HARRIS | GAS-GT | HOUSTON | 2018 | 119 | 119 | 119 | 119 | 119 | 119 | 119 | 119 | 119 | 119
121 | GRAHAM STG 1 |  | GRSES_UNIT1 | YOUNG | GAS-ST | WEST | 1960 | 239 | 239 | 239 | 239 | 239 | 239 | 239 | 239 | 239 | 239
122 | GRAHAM STG 2 |  | GRSES_UNIT2 | YOUNG | GAS-ST | WEST | 1969 | 390 | 390 | 390 | 390 | 390 | 390 | 390 | 390 | 390 | 390
123 | GREENS BAYOU CTG 73 |  | GBY_GBYGT73 | HARRIS | GAS-GT | HOUSTON | 1976 | 65 | 65 | 65 | 65 | 65 | 65 | 65 | 65 | 65 | 65
124 | GREENS BAYOU CTG 74 |  | GBY_GBYGT74 | HARRIS | GAS-GT | HOUSTON | 1976 | 65 | 65 | 65 | 65 | 65 | 65 | 65 | 65 | 65 | 65
125 | GREENS BAYOU CTG 81 |  | GBY_GBYGT81 | HARRIS | GAS-GT | HOUSTON | 1976 | 65 | 65 | 65 | 65 | 65 | 65 | 65 | 65 | 65 | 65
126 | GREENS BAYOU CTG 82 |  | GBY_GBYGT82 | HARRIS | GAS-GT | HOUSTON | 1976 | 50 | 50 | 50 | 50 | 50 | 50 | 50 | 50 | 50 | 50
127 | GREENS BAYOU CTG 83 |  | GBY_GBYGT83 | HARRIS | GAS-GT | HOUSTON | 1976 | 65 | 65 | 65 | 65 | 65 | 65 | 65 | 65 | 65 | 65
128 | GREENS BAYOU CTG 84 |  | GBY_GBYGT84 | HARRIS | GAS-GT | HOUSTON | 1976 | 65 | 65 | 65 | 65 | 65 | 65 | 65 | 65 | 65 | 65
129 | GREENVILLE IC ENGINE PLANT IC 1 |  | STEAM_ENGINE_1 | HUNT | GAS-IC | NORTH | 2010 | 8.2 | 8.2 | 8.2 | 8.2 | 8.2 | 8.2 | 8.2 | 8.2 | 8.2 | 8.2
130 | GREENVILLE IC ENGINE PLANT IC 2 |  | STEAM_ENGINE_2 | HUNT | GAS-IC | NORTH | 2010 | 8.2 | 8.2 | 8.2 | 8.2 | 8.2 | 8.2 | 8.2 | 8.2 | 8.2 | 8.2
131 | GREENVILLE IC ENGINE PLANT IC 3 |  | STEAM_ENGINE_3 | HUNT | GAS-IC | NORTH | 2010 | 8.2 | 8.2 | 8.2 | 8.2 | 8.2 | 8.2 | 8.2 | 8.2 | 8.2 | 8.2
132 | GUADALUPE ENERGY CENTER CTG 1 |  | GUADG_GAS1 | GUADALUPE | GAS-CC | SOUTH | 2000 | 167 | 167 | 167 | 167 | 167 | 167 | 167 | 167 | 167 | 167
133 | GUADALUPE ENERGY CENTER CTG 2 |  | GUADG_GAS2 | GUADALUPE | GAS-CC | SOUTH | 2000 | 167 | 167 | 167 | 167 | 167 | 167 | 167 | 167 | 167 | 167
134 | GUADALUPE ENERGY CENTER CTG 3 |  | GUADG_GAS3 | GUADALUPE | GAS-CC | SOUTH | 2000 | 167 | 167 | 167 | 167 | 167 | 167 | 167 | 167 | 167 | 167
135 | GUADALUPE ENERGY CENTER CTG 4 |  | GUADG_GAS4 | GUADALUPE | GAS-CC | SOUTH | 2000 | 167 | 167 | 167 | 167 | 167 | 167 | 167 | 167 | 167 | 167
136 | GUADALUPE ENERGY CENTER STG 5 |  | GUADG_STM5 | GUADALUPE | GAS-CC | SOUTH | 2000 | 203 | 203 | 203 | 203 | 203 | 203 | 203 | 203 | 203 | 203
137 | GUADALUPE ENERGY CENTER STG 6 |  | GUADG_STM6 | GUADALUPE | GAS-CC | SOUTH | 2000 | 203 | 203 | 203 | 203 | 203 | 203 | 203 | 203 | 203 | 203
138 | HANDLEY STG 3 |  | HLSES_UNIT3 | TARRANT | GAS-ST | NORTH | 1963 | 395 | 395 | 395 | 395 | 395 | 395 | 395 | 395 | 395 | 395
139 | HANDLEY STG 4 |  | HLSES_UNIT4 | TARRANT | GAS-ST | NORTH | 1976 | 435 | 435 | 435 | 435 | 435 | 435 | 435 | 435 | 435 | 435
140 | HANDLEY STG 5 |  | HLSES_UNIT5 | TARRANT | GAS-ST | NORTH | 1977 | 435 | 435 | 435 | 435 | 435 | 435 | 435 | 435 | 435 | 435
141 | HAYS ENERGY FACILITY CSG 1 |  | HAYSEN_HAYSENG1 | HAYS | GAS-CC | SOUTH | 2002 | 239 | 239 | 239 | 239 | 239 | 239 | 239 | 239 | 239 | 239
142 | HAYS ENERGY FACILITY CSG 2 | 21INR0527 | HAYSEN_HAYSENG2 | HAYS | GAS-CC | SOUTH | 2002 | 240 | 240 | 240 | 240 | 240 | 240 | 240 | 240 | 240 | 240
143 | HAYS ENERGY FACILITY CSG 3 | 21INR0527 | HAYSEN_HAYSENG3 | HAYS | GAS-CC | SOUTH | 2002 | 242 | 242 | 242 | 242 | 242 | 242 | 242 | 242 | 242 | 242
144 | HAYS ENERGY FACILITY CSG 4 |  | HAYSEN_HAYSENG4 | HAYS | GAS-CC | SOUTH | 2002 | 243 | 243 | 243 | 243 | 243 | 243 | 243 | 243 | 243 | 243
145 | HIDALGO ENERGY CENTER CTG 1 |  | DUKE_DUKE_GT1 | HIDALGO | GAS-CC | SOUTH | 2000 | 150 | 150 | 150 | 150 | 150 | 150 | 150 | 150 | 150 | 150
146 | HIDALGO ENERGY CENTER CTG 2 |  | DUKE_DUKE_GT2 | HIDALGO | GAS-CC | SOUTH | 2000 | 150 | 150 | 150 | 150 | 150 | 150 | 150 | 150 | 150 | 150
147 | HIDALGO ENERGY CENTER STG 1 |  | DUKE_DUKE_ST1 | HIDALGO | GAS-CC | SOUTH | 2000 | 176 | 176 | 176 | 176 | 176 | 176 | 176 | 176 | 176 | 176
148 | JACK COUNTY GEN FACILITY CTG 1 |  | JACKCNTY_CT1 | JACK | GAS-CC | NORTH | 2006 | 160 | 160 | 160 | 160 | 160 | 160 | 160 | 160 | 160 | 160
149 | JACK COUNTY GEN FACILITY CTG 2 |  | JACKCNTY_CT2 | JACK | GAS-CC | NORTH | 2006 | 160 | 160 | 160 | 160 | 160 | 160 | 160 | 160 | 160 | 160
150 | JACK COUNTY GEN FACILITY CTG 3 |  | JCKCNTY2_CT3 | JACK | GAS-CC | NORTH | 2011 | 165 | 165 | 165 | 165 | 165 | 165 | 165 | 165 | 165 | 165
151 | JACK COUNTY GEN FACILITY CTG 4 |  | JCKCNTY2_CT4 | JACK | GAS-CC | NORTH | 2011 | 165 | 165 | 165 | 165 | 165 | 165 | 165 | 165 | 165 | 165
152 | JACK COUNTY GEN FACILITY STG 1 |  | JACKCNTY_STG | JACK | GAS-CC | NORTH | 2006 | 293 | 293 | 293 | 293 | 293 | 293 | 293 | 293 | 293 | 293
153 | JACK COUNTY GEN FACILITY STG 2 |  | JCKCNTY2_ST2 | JACK | GAS-CC | NORTH | 2011 | 310 | 310 | 310 | 310 | 310 | 310 | 310 | 310 | 310 | 310
154 | JOHNSON COUNTY GEN FACILITY CTG 1 |  | TEN_CT1 | JOHNSON | GAS-CC | NORTH | 1997 | 177 | 177 | 177 | 177 | 177 | 177 | 177 | 177 | 177 | 177
155 | JOHNSON COUNTY GEN FACILITY STG 1 |  | TEN_STG | JOHNSON | GAS-CC | NORTH | 1997 | 106 | 106 | 106 | 106 | 106 | 106 | 106 | 106 | 106 | 106
156 | LAKE HUBBARD STG 1 |  | LHSES_UNIT1 | DALLAS | GAS-ST | NORTH | 1970 | 392 | 392 | 392 | 392 | 392 | 392 | 392 | 392 | 392 | 392
157 | LAKE HUBBARD STG 2 |  | LHSES_UNIT2A | DALLAS | GAS-ST | NORTH | 1973 | 523 | 523 | 523 | 523 | 523 | 523 | 523 | 523 | 523 | 523
158 | LAMAR ENERGY CENTER CTG 11 |  | LPCCS_CT11 | LAMAR | GAS-CC | NORTH | 2000 | 186 | 186 | 186 | 186 | 186 | 186 | 186 | 186 | 186 | 186
159 | LAMAR ENERGY CENTER CTG 12 |  | LPCCS_CT12 | LAMAR | GAS-CC | NORTH | 2000 | 178 | 178 | 178 | 178 | 178 | 178 | 178 | 178 | 178 | 178
160 | LAMAR ENERGY CENTER CTG 21 |  | LPCCS_CT21 | LAMAR | GAS-CC | NORTH | 2000 | 178 | 178 | 178 | 178 | 178 | 178 | 178 | 178 | 178 | 178
161 | LAMAR ENERGY CENTER CTG 22 |  | LPCCS_CT22 | LAMAR | GAS-CC | NORTH | 2000 | 186 | 186 | 186 | 186 | 186 | 186 | 186 | 186 | 186 | 186
162 | LAMAR ENERGY CENTER STG 1 |  | LPCCS_UNIT1 | LAMAR | GAS-CC | NORTH | 2000 | 204 | 204 | 204 | 204 | 204 | 204 | 204 | 204 | 204 | 204
163 | LAMAR ENERGY CENTER STG 2 |  | LPCCS_UNIT2 | LAMAR | GAS-CC | NORTH | 2000 | 204 | 204 | 204 | 204 | 204 | 204 | 204 | 204 | 204 | 204
164 | LAREDO CTG 4 |  | LARDVFTN_G4 | WEBB | GAS-GT | SOUTH | 2008 | 97.4 | 97.4 | 97.4 | 97.4 | 97.4 | 97.4 | 97.4 | 97.4 | 97.4 | 97.4
165 | LAREDO CTG 5 |  | LARDVFTN_G5 | WEBB | GAS-GT | SOUTH | 2008 | 94.4 | 94.4 | 94.4 | 94.4 | 94.4 | 94.4 | 94.4 | 94.4 | 94.4 | 94.4
166 | LEON CREEK PEAKER CTG 1 |  | LEON_CRK_LCPCT1 | BEXAR | GAS-GT | SOUTH | 2004 | 46 | 46 | 46 | 46 | 46 | 46 | 46 | 46 | 46 | 46
167 | LEON CREEK PEAKER CTG 2 |  | LEON_CRK_LCPCT2 | BEXAR | GAS-GT | SOUTH | 2004 | 46 | 46 | 46 | 46 | 46 | 46 | 46 | 46 | 46 | 46
168 | LEON CREEK PEAKER CTG 3 |  | LEON_CRK_LCPCT3 | BEXAR | GAS-GT | SOUTH | 2004 | 46 | 46 | 46 | 46 | 46 | 46 | 46 | 46 | 46 | 46
169 | LEON CREEK PEAKER CTG 4 |  | LEON_CRK_LCPCT4 | BEXAR | GAS-GT | SOUTH | 2004 | 46 | 46 | 46 | 46 | 46 | 46 | 46 | 46 | 46 | 46
170 | LOST PINES POWER CTG 1 |  | LOSTPI_LOSTPGT1 | BASTROP | GAS-CC | SOUTH | 2001 | 183 | 183 | 183 | 183 | 183 | 183 | 183 | 183 | 183 | 183
171 | LOST PINES POWER CTG 2 |  | LOSTPI_LOSTPGT2 | BASTROP | GAS-CC | SOUTH | 2001 | 183 | 183 | 183 | 183 | 183 | 183 | 183 | 183 | 183 | 183
172 | LOST PINES POWER STG 1 |  | LOSTPI_LOSTPST1 | BASTROP | GAS-CC | SOUTH | 2001 | 192 | 192 | 192 | 192 | 192 | 192 | 192 | 192 | 192 | 192
173 | MAGIC VALLEY STATION CTG 1 |  | NEDIN_NEDIN_G1 | HIDALGO | GAS-CC | SOUTH | 2001 | 218.6 | 218.6 | 218.6 | 218.6 | 218.6 | 218.6 | 218.6 | 218.6 | 218.6 | 218.6
174 | MAGIC VALLEY STATION CTG 2 |  | NEDIN_NEDIN_G2 | HIDALGO | GAS-CC | SOUTH | 2001 | 218.6 | 218.6 | 218.6 | 218.6 | 218.6 | 218.6 | 218.6 | 218.6 | 218.6 | 218.6
175 | MAGIC VALLEY STATION STG 3 |  | NEDIN_NEDIN_G3 | HIDALGO | GAS-CC | SOUTH | 2001 | 257.9 | 257.9 | 257.9 | 257.9 | 257.9 | 257.9 | 257.9 | 257.9 | 257.9 | 257.9
176 | MIDLOTHIAN ENERGY FACILITY CTG 1 |  | MDANP_CT1 | ELLIS | GAS-CC | NORTH | 2001 | 258 | 258 | 258 | 258 | 258 | 258 | 258 | 258 | 258 | 258
177 | MIDLOTHIAN ENERGY FACILITY CTG 2 | 21INR0534 | MDANP_CT2 | ELLIS | GAS-CC | NORTH | 2001 | 256 | 256 | 256 | 256 | 256 | 256 | 256 | 256 | 256 | 256
178 | MIDLOTHIAN ENERGY FACILITY CTG 3 | 22INR0543 | MDANP_CT3 | ELLIS | GAS-CC | NORTH | 2001 | 255 | 255 | 255 | 255 | 255 | 255 | 255 | 255 | 255 | 255
179 | MIDLOTHIAN ENERGY FACILITY CTG 4 | 22INR0523 | MDANP_CT4 | ELLIS | GAS-CC | NORTH | 2001 | 258 | 258 | 258 | 258 | 258 | 258 | 258 | 258 | 258 | 258
180 | MIDLOTHIAN ENERGY FACILITY CTG 5 |  | MDANP_CT5 | ELLIS | GAS-CC | NORTH | 2002 | 276 | 276 | 276 | 276 | 276 | 276 | 276 | 276 | 276 | 276
181 | MIDLOTHIAN ENERGY FACILITY CTG 6 |  | MDANP_CT6 | ELLIS | GAS-CC | NORTH | 2002 | 278 | 278 | 278 | 278 | 278 | 278 | 278 | 278 | 278 | 278
182 | MORGAN CREEK CTG 1 |  | MGSES_CT1 | MITCHELL | GAS-GT | WEST | 1988 | 82 | 82 | 82 | 82 | 82 | 82 | 82 | 82 | 82 | 82
183 | MORGAN CREEK CTG 2 |  | MGSES_CT2 | MITCHELL | GAS-GT | WEST | 1988 | 80 | 80 | 80 | 80 | 80 | 80 | 80 | 80 | 80 | 80
184 | MORGAN CREEK CTG 3 |  | MGSES_CT3 | MITCHELL | GAS-GT | WEST | 1988 | 80 | 80 | 80 | 80 | 80 | 80 | 80 | 80 | 80 | 80
185 | MORGAN CREEK CTG 4 |  | MGSES_CT4 | MITCHELL | GAS-GT | WEST | 1988 | 81 | 81 | 81 | 81 | 81 | 81 | 81 | 81 | 81 | 81
186 | MORGAN CREEK CTG 5 |  | MGSES_CT5 | MITCHELL | GAS-GT | WEST | 1988 | 80 | 80 | 80 | 80 | 80 | 80 | 80 | 80 | 80 | 80
187 | MORGAN CREEK CTG 6 |  | MGSES_CT6 | MITCHELL | GAS-GT | WEST | 1988 | 82 | 82 | 82 | 82 | 82 | 82 | 82 | 82 | 82 | 82
188 | MOUNTAIN CREEK STG 6 |  | MCSES_UNIT6 | DALLAS | GAS-ST | NORTH | 1956 | 122 | 122 | 122 | 122 | 122 | 122 | 122 | 122 | 122 | 122
189 | MOUNTAIN CREEK STG 7 |  | MCSES_UNIT7 | DALLAS | GAS-ST | NORTH | 1958 | 118 | 118 | 118 | 118 | 118 | 118 | 118 | 118 | 118 | 118
190 | MOUNTAIN CREEK STG 8 |  | MCSES_UNIT8 | DALLAS | GAS-ST | NORTH | 1967 | 568 | 568 | 568 | 568 | 568 | 568 | 568 | 568 | 568 | 568
191 | NUECES BAY REPOWER CTG 8 |  | NUECES_B_NUECESG8 | NUECES | GAS-CC | COASTAL | 2010 | 165 | 165 | 165 | 165 | 165 | 165 | 165 | 165 | 165 | 165
192 | NUECES BAY REPOWER CTG 9 |  | NUECES_B_NUECESG9 | NUECES | GAS-CC | COASTAL | 2010 | 165 | 165 | 165 | 165 | 165 | 165 | 165 | 165 | 165 | 165
193 | NUECES BAY REPOWER STG 7 |  | NUECES_B_NUECESG7 | NUECES | GAS-CC | COASTAL | 1972 | 325 | 325 | 325 | 325 | 325 | 325 | 325 | 325 | 325 | 325
194 | O W SOMMERS STG 1 |  | CALAVERS_OWS1 | BEXAR | GAS-ST | SOUTH | 1972 | 420 | 420 | 420 | 420 | 420 | 420 | 420 | 420 | 420 | 420
195 | O W SOMMERS STG 2 |  | CALAVERS_OWS2 | BEXAR | GAS-ST | SOUTH | 1974 | 410 | 410 | 410 | 410 | 410 | 410 | 410 | 410 | 410 | 410
196 | ODESSA-ECTOR POWER CTG 11 |  | OECCS_CT11 | ECTOR | GAS-CC | WEST | 2001 | 195.2 | 195.2 | 195.2 | 195.2 | 195.2 | 195.2 | 195.2 | 195.2 | 195.2 | 195.2
197 | ODESSA-ECTOR POWER CTG 12 |  | OECCS_CT12 | ECTOR | GAS-CC | WEST | 2001 | 189.1 | 189.1 | 189.1 | 189.1 | 189.1 | 189.1 | 189.1 | 189.1 | 189.1 | 189.1
198 | ODESSA-ECTOR POWER CTG 21 | 20INR0282 | OECCS_CT21 | ECTOR | GAS-CC | WEST | 2001 | 195.2 | 195.2 | 195.2 | 195.2 | 195.2 | 195.2 | 195.2 | 195.2 | 195.2 | 195.2
199 | ODESSA-ECTOR POWER CTG 22 | 20INR0282 | OECCS_CT22 | ECTOR | GAS-CC | WEST | 2001 | 189.1 | 189.1 | 189.1 | 189.1 | 189.1 | 189.1 | 189.1 | 189.1 | 189.1 | 189.1
200 | ODESSA-ECTOR POWER STG 1 |  | OECCS_UNIT1 | ECTOR | GAS-CC | WEST | 2001 | 217 | 217 | 217 | 217 | 217 | 217 | 217 | 217 | 217 | 217
201 | ODESSA-ECTOR POWER STG 2 | 20INR0282 | OECCS_UNIT2 | ECTOR | GAS-CC | WEST | 2001 | 217 | 217 | 217 | 217 | 217 | 217 | 217 | 217 | 217 | 217
202 | PANDA SHERMAN POWER CTG 1 |  | PANDA_S_SHER1CT1 | GRAYSON | GAS-CC | NORTH | 2014 | 224 | 224 | 224 | 224 | 224 | 224 | 224 | 224 | 224 | 224
203 | PANDA SHERMAN POWER CTG 2 |  | PANDA_S_SHER1CT2 | GRAYSON | GAS-CC | NORTH | 2014 | 224 | 224 | 224 | 224 | 224 | 224 | 224 | 224 | 224 | 224
204 | PANDA SHERMAN POWER STG 1 |  | PANDA_S_SHER1ST1 | GRAYSON | GAS-CC | NORTH | 2014 | 316 | 316 | 316 | 316 | 316 | 316 | 316 | 316 | 316 | 316
205 | PANDA TEMPLE I POWER CTG 1 | 22INR0533 | PANDA_T1_TMPL1CT1 | BELL | GAS-CC | NORTH | 2014 | 218.5 | 218.5 | 218.5 | 218.5 | 218.5 | 218.5 | 218.5 | 218.5 | 218.5 | 218.5
206 | PANDA TEMPLE I POWER CTG 2 | 22INR0533 | PANDA_T1_TMPL1CT2 | BELL | GAS-CC | NORTH | 2014 | 218.5 | 218.5 | 218.5 | 218.5 | 218.5 | 218.5 | 218.5 | 218.5 | 218.5 | 218.5
207 | PANDA TEMPLE I POWER STG 1 | 22INR0533 | PANDA_T1_TMPL1ST1 | BELL | GAS-CC | NORTH | 2014 | 333.6 | 333.6 | 333.6 | 333.6 | 333.6 | 333.6 | 333.6 | 333.6 | 333.6 | 333.6
208 | PANDA TEMPLE II POWER CTG 1 |  | PANDA_T2_TMPL2CT1 | BELL | GAS-CC | NORTH | 2015 | 218.5 | 218.5 | 218.5 | 218.5 | 218.5 | 218.5 | 218.5 | 218.5 | 218.5 | 218.5
209 | PANDA TEMPLE II POWER CTG 2 |  | PANDA_T2_TMPL2CT2 | BELL | GAS-CC | NORTH | 2015 | 218.5 | 218.5 | 218.5 | 218.5 | 218.5 | 218.5 | 218.5 | 218.5 | 218.5 | 218.5
210 | PANDA TEMPLE II POWER STG 1 |  | PANDA_T2_TMPL2ST1 | BELL | GAS-CC | NORTH | 2015 | 333.6 | 333.6 | 333.6 | 333.6 | 333.6 | 333.6 | 333.6 | 333.6 | 333.6 | 333.6
211 | PARIS ENERGY CENTER CTG 1 |  | TNSKA_GT1 | LAMAR | GAS-CC | NORTH | 1989 | 87 | 87 | 87 | 87 | 87 | 87 | 87 | 87 | 87 | 87
212 | PARIS ENERGY CENTER CTG 2 |  | TNSKA_GT2 | LAMAR | GAS-CC | NORTH | 1989 | 87 | 87 | 87 | 87 | 87 | 87 | 87 | 87 | 87 | 87
213 | PARIS ENERGY CENTER STG 1 |  | TNSKA_STG | LAMAR | GAS-CC | NORTH | 1990 | 89 | 89 | 89 | 89 | 89 | 89 | 89 | 89 | 89 | 89
214 | PASADENA COGEN FACILITY CTG 2 |  | PSG_PSG_GT2 | HARRIS | GAS-CC | HOUSTON | 2000 | 176 | 176 | 176 | 176 | 176 | 176 | 176 | 176 | 176 | 176
215 | PASADENA COGEN FACILITY CTG 3 |  | PSG_PSG_GT3 | HARRIS | GAS-CC | HOUSTON | 2000 | 176 | 176 | 176 | 176 | 176 | 176 | 176 | 176 | 176 | 176
216 | PASADENA COGEN FACILITY STG 2 |  | PSG_PSG_ST2 | HARRIS | GAS-CC | HOUSTON | 2000 | 169 | 169 | 169 | 169 | 169 | 169 | 169 | 169 | 169 | 169
217 | PEARSALL ENGINE PLANT IC A |  | PEARSAL2_AGR_A | FRIO | GAS-IC | SOUTH | 2012 | 50.6 | 50.6 | 50.6 | 50.6 | 50.6 | 50.6 | 50.6 | 50.6 | 50.6 | 50.6
218 | PEARSALL ENGINE PLANT IC B |  | PEARSAL2_AGR_B | FRIO | GAS-IC | SOUTH | 2012 | 50.6 | 50.6 | 50.6 | 50.6 | 50.6 | 50.6 | 50.6 | 50.6 | 50.6 | 50.6
219 | PEARSALL ENGINE PLANT IC C |  | PEARSAL2_AGR_C | FRIO | GAS-IC | SOUTH | 2012 | 50.6 | 50.6 | 50.6 | 50.6 | 50.6 | 50.6 | 50.6 | 50.6 | 50.6 | 50.6
220 | PEARSALL ENGINE PLANT IC D |  | PEARSAL2_AGR_D | FRIO | GAS-IC | SOUTH | 2012 | 50.6 | 50.6 | 50.6 | 50.6 | 50.6 | 50.6 | 50.6 | 50.6 | 50.6 | 50.6
221 | PERMIAN BASIN CTG 1 |  | PB2SES_CT1 | WARD | GAS-GT | WEST | 1988 | 79 | 79 | 79 | 79 | 79 | 79 | 79 | 79 | 79 | 79
222 | PERMIAN BASIN CTG 2 |  | PB2SES_CT2 | WARD | GAS-GT | WEST | 1988 | 76 | 76 | 76 | 76 | 76 | 76 | 76 | 76 | 76 | 76
223 | PERMIAN BASIN CTG 3 |  | PB2SES_CT3 | WARD | GAS-GT | WEST | 1988 | 78 | 78 | 78 | 78 | 78 | 78 | 78 | 78 | 78 | 78
224 | PERMIAN BASIN CTG 4 |  | PB2SES_CT4 | WARD | GAS-GT | WEST | 1990 | 75 | 75 | 75 | 75 | 75 | 75 | 75 | 75 | 75 | 75
225 | PERMIAN BASIN CTG 5 |  | PB2SES_CT5 | WARD | GAS-GT | WEST | 1990 | 79 | 79 | 79 | 79 | 79 | 79 | 79 | 79 | 79 | 79
226 | PROENERGY SOUTH 1 (PES1) CTG 1 |  | PRO_UNIT1 | HARRIS | GAS-GT | HOUSTON | 2021 | 49.8 | 49.8 | 49.8 | 49.8 | 49.8 | 49.8 | 49.8 | 49.8 | 49.8 | 49.8
227 | PROENERGY SOUTH 1 (PES1) CTG 2 |  | PRO_UNIT2 | HARRIS | GAS-GT | HOUSTON | 2021 | 49.8 | 49.8 | 49.8 | 49.8 | 49.8 | 49.8 | 49.8 | 49.8 | 49.8 | 49.8
228 | PROENERGY SOUTH 1 (PES1) CTG 3 |  | PRO_UNIT3 | HARRIS | GAS-GT | HOUSTON | 2021 | 49.8 | 49.8 | 49.8 | 49.8 | 49.8 | 49.8 | 49.8 | 49.8 | 49.8 | 49.8
229 | PROENERGY SOUTH 1 (PES1) CTG 4 |  | PRO_UNIT4 | HARRIS | GAS-GT | HOUSTON | 2021 | 49.8 | 49.8 | 49.8 | 49.8 | 49.8 | 49.8 | 49.8 | 49.8 | 49.8 | 49.8
230 | PROENERGY SOUTH 1 (PES1) CTG 5 |  | PRO_UNIT5 | HARRIS | GAS-GT | HOUSTON | 2021 | 49.8 | 49.8 | 49.8 | 49.8 | 49.8 | 49.8 | 49.8 | 49.8 | 49.8 | 49.8
231 | PROENERGY SOUTH 1 (PES1) CTG 6 |  | PRO_UNIT6 | HARRIS | GAS-GT | HOUSTON | 2021 | 49.8 | 49.8 | 49.8 | 49.8 | 49.8 | 49.8 | 49.8 | 49.8 | 49.8 | 49.8
232 | PROENERGY SOUTH 2 (PES2) CTG 7 |  | PRO_UNIT7 | HARRIS | GAS-GT | HOUSTON | 2021 | 49.8 | 49.8 | 49.8 | 49.8 | 49.8 | 49.8 | 49.8 | 49.8 | 49.8 | 49.8
233 | PROENERGY SOUTH 2 (PES2) CTG 8 |  | PRO_UNIT8 | HARRIS | GAS-GT | HOUSTON | 2021 | 49.8 | 49.8 | 49.8 | 49.8 | 49.8 | 49.8 | 49.8 | 49.8 | 49.8 | 49.8
234 | PHR PEAKERS (BAC) CTG 1 |  | BAC_CTG1 | GALVESTON | GAS-GT | HOUSTON | 2018 | 65 | 65 | 65 | 65 | 65 | 65 | 65 | 65 | 65 | 65
235 | PHR PEAKERS (BAC) CTG 2 |  | BAC_CTG2 | GALVESTON | GAS-GT | HOUSTON | 2018 | 65 | 65 | 65 | 65 | 65 | 65 | 65 | 65 | 65 | 65
236 | PHR PEAKERS (BAC) CTG 3 |  | BAC_CTG3 | GALVESTON | GAS-GT | HOUSTON | 2018 | 65 | 65 | 65 | 65 | 65 | 65 | 65 | 65 | 65 | 65
237 | PHR PEAKERS (BAC) CTG 4 |  | BAC_CTG4 | GALVESTON | GAS-GT | HOUSTON | 2018 | 65 | 65 | 65 | 65 | 65 | 65 | 65 | 65 | 65 | 65
238 | PHR PEAKERS (BAC) CTG 5 |  | BAC_CTG5 | GALVESTON | GAS-GT | HOUSTON | 2018 | 64 | 64 | 64 | 64 | 64 | 64 | 64 | 64 | 64 | 64
239 | PHR PEAKERS (BAC) CTG 6 |  | BAC_CTG6 | GALVESTON | GAS-GT | HOUSTON | 2018 | 65 | 65 | 65 | 65 | 65 | 65 | 65 | 65 | 65 | 65
240 | POWERLANE PLANT STG 1 |  | STEAM1A_STEAM_1 | HUNT | GAS-ST | NORTH | 1966 | 17.5 | 17.5 | 17.5 | 17.5 | 17.5 | 17.5 | 17.5 | 17.5 | 17.5 | 17.5
241 | POWERLANE PLANT STG 2 |  | STEAM_STEAM_2 | HUNT | GAS-ST | NORTH | 1967 | 23.5 | 23.5 | 23.5 | 23.5 | 23.5 | 23.5 | 23.5 | 23.5 | 23.5 | 23.5
242 | POWERLANE PLANT STG 3 |  | STEAM_STEAM_3 | HUNT | GAS-ST | NORTH | 1978 | 39.5 | 39.5 | 39.5 | 39.5 | 39.5 | 39.5 | 39.5 | 39.5 | 39.5 | 39.5
243 | QUAIL RUN ENERGY CTG 1 |  | QALSW_GT1 | ECTOR | GAS-CC | WEST | 2007 | 84 | 84 | 84 | 84 | 84 | 84 | 84 | 84 | 84 | 84
244 | QUAIL RUN ENERGY CTG 2 |  | QALSW_GT2 | ECTOR | GAS-CC | WEST | 2007 | 86 | 86 | 86 | 86 | 86 | 86 | 86 | 86 | 86 | 86
245 | QUAIL RUN ENERGY CTG 3 |  | QALSW_GT3 | ECTOR | GAS-CC | WEST | 2008 | 81 | 81 | 81 | 81 | 81 | 81 | 81 | 81 | 81 | 81
246 | QUAIL RUN ENERGY CTG 4 |  | QALSW_GT4 | ECTOR | GAS-CC | WEST | 2008 | 81 | 81 | 81 | 81 | 81 | 81 | 81 | 81 | 81 | 81
247 | QUAIL RUN ENERGY STG 1 |  | QALSW_STG1 | ECTOR | GAS-CC | WEST | 2007 | 98 | 98 | 98 | 98 | 98 | 98 | 98 | 98 | 98 | 98
248 | QUAIL RUN ENERGY STG 2 |  | QALSW_STG2 | ECTOR | GAS-CC | WEST | 2008 | 98 | 98 | 98 | 98 | 98 | 98 | 98 | 98 | 98 | 98
249 | R W MILLER CTG 4 |  | MIL_MILLERG4 | PALO PINTO | GAS-GT | NORTH | 1994 | 115 | 115 | 115 | 115 | 115 | 115 | 115 | 115 | 115 | 115
250 | R W MILLER CTG 5 |  | MIL_MILLERG5 | PALO PINTO | GAS-GT | NORTH | 1994 | 115 | 115 | 115 | 115 | 115 | 115 | 115 | 115 | 115 | 115
251 | R W MILLER STG 1 |  | MIL_MILLERG1 | PALO PINTO | GAS-ST | NORTH | 1968 | 75 | 75 | 75 | 75 | 75 | 75 | 75 | 75 | 75 | 75
252 | R W MILLER STG 2 |  | MIL_MILLERG2 | PALO PINTO | GAS-ST | NORTH | 1972 | 120 | 120 | 120 | 120 | 120 | 120 | 120 | 120 | 120 | 120
253 | R W MILLER STG 3 |  | MIL_MILLERG3 | PALO PINTO | GAS-ST | NORTH | 1975 | 208 | 208 | 208 | 208 | 208 | 208 | 208 | 208 | 208 | 208
254 | RAY OLINGER CTG 4 |  | OLINGR_OLING_4 | COLLIN | GAS-GT | NORTH | 2001 | 95 | 95 | 95 | 95 | 95 | 95 | 95 | 95 | 95 | 95
255 | RAY OLINGER STG 2 |  | OLINGR_OLING_2 | COLLIN | GAS-ST | NORTH | 1971 | 107 | 107 | 107 | 107 | 107 | 107 | 107 | 107 | 107 | 107
256 | RAY OLINGER STG 3 |  | OLINGR_OLING_3 | COLLIN | GAS-ST | NORTH | 1975 | 146 | 146 | 146 | 146 | 146 | 146 | 146 | 146 | 146 | 146
257 | REDGATE IC A |  | REDGATE_AGR_A | HIDALGO | GAS-IC | SOUTH | 2016 | 56.3 | 56.3 | 56.3 | 56.3 | 56.3 | 56.3 | 56.3 | 56.3 | 56.3 | 56.3
258 | REDGATE IC B |  | REDGATE_AGR_B | HIDALGO | GAS-IC | SOUTH | 2016 | 56.3 | 56.3 | 56.3 | 56.3 | 56.3 | 56.3 | 56.3 | 56.3 | 56.3 | 56.3
259 | REDGATE IC C |  | REDGATE_AGR_C | HIDALGO | GAS-IC | SOUTH | 2016 | 56.3 | 56.3 | 56.3 | 56.3 | 56.3 | 56.3 | 56.3 | 56.3 | 56.3 | 56.3
260 | REDGATE IC D |  | REDGATE_AGR_D | HIDALGO | GAS-IC | SOUTH | 2016 | 56.3 | 56.3 | 56.3 | 56.3 | 56.3 | 56.3 | 56.3 | 56.3 | 56.3 | 56.3
261 | RIO NOGALES POWER CTG 1 |  | RIONOG_CT1 | GUADALUPE | GAS-CC | SOUTH | 2002 | 193 | 193 | 193 | 193 | 193 | 193 | 193 | 193 | 193 | 193
262 | RIO NOGALES POWER CTG 2 |  | RIONOG_CT2 | GUADALUPE | GAS-CC | SOUTH | 2002 | 193 | 193 | 193 | 193 | 193 | 193 | 193 | 193 | 193 | 193
263 | RIO NOGALES POWER CTG 3 |  | RIONOG_CT3 | GUADALUPE | GAS-CC | SOUTH | 2002 | 193 | 193 | 193 | 193 | 193 | 193 | 193 | 193 | 193 | 193
264 | RIO NOGALES POWER STG 4 |  | RIONOG_ST1 | GUADALUPE | GAS-CC | SOUTH | 2002 | 319 | 319 | 319 | 319 | 319 | 319 | 319 | 319 | 319 | 319
265 | SAM RAYBURN POWER CTG 7 |  | RAYBURN_RAYBURG7 | VICTORIA | GAS-CC | SOUTH | 2003 | 50 | 50 | 50 | 50 | 50 | 50 | 50 | 50 | 50 | 50
266 | SAM RAYBURN POWER CTG 8 |  | RAYBURN_RAYBURG8 | VICTORIA | GAS-CC | SOUTH | 2003 | 51 | 51 | 51 | 51 | 51 | 51 | 51 | 51 | 51 | 51
267 | SAM RAYBURN POWER CTG 9 |  | RAYBURN_RAYBURG9 | VICTORIA | GAS-CC | SOUTH | 2003 | 50 | 50 | 50 | 50 | 50 | 50 | 50 | 50 | 50 | 50
268 | SAM RAYBURN POWER STG 10 |  | RAYBURN_RAYBURG10 | VICTORIA | GAS-CC | SOUTH | 2003 | 40 | 40 | 40 | 40 | 40 | 40 | 40 | 40 | 40 | 40
269 | SAN JACINTO SES CTG 1 |  | SJS_SJS_G1 | HARRIS | GAS-GT | HOUSTON | 1995 | 87 | 87 | 87 | 87 | 87 | 87 | 87 | 87 | 87 | 87
270 | SAN JACINTO SES CTG 2 |  | SJS_SJS_G2 | HARRIS | GAS-GT | HOUSTON | 1995 | 87 | 87 | 87 | 87 | 87 | 87 | 87 | 87 | 87 | 87
271 | SANDHILL ENERGY CENTER CTG 1 |  | SANDHSYD_SH1 | TRAVIS | GAS-GT | SOUTH | 2001 | 48 | 48 | 48 | 48 | 48 | 48 | 48 | 48 | 48 | 48
272 | SANDHILL ENERGY CENTER CTG 2 |  | SANDHSYD_SH2 | TRAVIS | GAS-GT | SOUTH | 2001 | 48 | 48 | 48 | 48 | 48 | 48 | 48 | 48 | 48 | 48
273 | SANDHILL ENERGY CENTER CTG 3 |  | SANDHSYD_SH3 | TRAVIS | GAS-GT | SOUTH | 2001 | 48 | 48 | 48 | 48 | 48 | 48 | 48 | 48 | 48 | 48
274 | SANDHILL ENERGY CENTER CTG 4 |  | SANDHSYD_SH4 | TRAVIS | GAS-GT | SOUTH | 2001 | 48 | 48 | 48 | 48 | 48 | 48 | 48 | 48 | 48 | 48
275 | SANDHILL ENERGY CENTER CTG 5A |  | SANDHSYD_SH_5A | TRAVIS | GAS-CC | SOUTH | 2004 | 175 | 175 | 175 | 175 | 175 | 175 | 175 | 175 | 175 | 175
276 | SANDHILL ENERGY CENTER CTG 6 |  | SANDHSYD_SH6 | TRAVIS | GAS-GT | SOUTH | 2010 | 48 | 48 | 48 | 48 | 48 | 48 | 48 | 48 | 48 | 48
277 | SANDHILL ENERGY CENTER CTG 7 |  | SANDHSYD_SH7 | TRAVIS | GAS-GT | SOUTH | 2010 | 48 | 48 | 48 | 48 | 48 | 48 | 48 | 48 | 48 | 48
278 | SANDHILL ENERGY CENTER STG 5C |  | SANDHSYD_SH_5C | TRAVIS | GAS-CC | SOUTH | 2004 | 150 | 150 | 150 | 150 | 150 | 150 | 150 | 150 | 150 | 150
279 | SILAS RAY CTG 10 |  | SILASRAY_SILAS_10 | CAMERON | GAS-GT | COASTAL | 2004 | 46 | 46 | 46 | 46 | 46 | 46 | 46 | 46 | 46 | 46
280 | SILAS RAY POWER CTG 9 |  | SILASRAY_SILAS_9 | CAMERON | GAS-CC | COASTAL | 1996 | 49 | 49 | 49 | 49 | 49 | 49 | 49 | 49 | 49 | 49
281 | SILAS RAY POWER STG 6 |  | SILASRAY_SILAS_6 | CAMERON | GAS-CC | COASTAL | 1962 | 21 | 21 | 21 | 21 | 21 | 21 | 21 | 21 | 21 | 21
282 | SIM GIDEON STG 1 |  | GIDEON_GIDEONG1 | BASTROP | GAS-ST | SOUTH | 1965 | 130 | 130 | 130 | 130 | 130 | 130 | 130 | 130 | 130 | 130
283 | SIM GIDEON STG 2 |  | GIDEON_GIDEONG2 | BASTROP | GAS-ST | SOUTH | 1968 | 135 | 135 | 135 | 135 | 135 | 135 | 135 | 135 | 135 | 135
284 | SIM GIDEON STG 3 |  | GIDEON_GIDEONG3 | BASTROP | GAS-ST | SOUTH | 1972 | 340 | 340 | 340 | 340 | 340 | 340 | 340 | 340 | 340 | 340
285 | SKY GLOBAL POWER ONE IC A |  | SKY1_SKY1A | COLORADO | GAS-IC | SOUTH | 2016 | 26.7 | 26.7 | 26.7 | 26.7 | 26.7 | 26.7 | 26.7 | 26.7 | 26.7 | 26.7
286 | SKY GLOBAL POWER ONE IC B |  | SKY1_SKY1B | COLORADO | GAS-IC | SOUTH | 2016 | 26.7 | 26.7 | 26.7 | 26.7 | 26.7 | 26.7 | 26.7 | 26.7 | 26.7 | 26.7
287 | SPENCER STG U4 |  | SPNCER_SPNCE_4 | DENTON | GAS-ST | NORTH | 1966 | 57 | 57 | 57 | 57 | 57 | 57 | 57 | 57 | 57 | 57
288 | SPENCER STG U5 |  | SPNCER_SPNCE_5 | DENTON | GAS-ST | NORTH | 1973 | 61 | 61 | 61 | 61 | 61 | 61 | 61 | 61 | 61 | 61
289 | STRYKER CREEK STG 1 |  | SCSES_UNIT1A | CHEROKEE | GAS-ST | NORTH | 1958 | 167 | 167 | 167 | 167 | 167 | 167 | 167 | 167 | 167 | 167
290 | STRYKER CREEK STG 2 |  | SCSES_UNIT2 | CHEROKEE | GAS-ST | NORTH | 1965 | 502 | 502 | 502 | 502 | 502 | 502 | 502 | 502 | 502 | 502
291 | T H WHARTON CTG 1 |  | THW_THWGT_1 | HARRIS | GAS-GT | HOUSTON | 1967 | 16 | 16 | 16 | 16 | 16 | 16 | 16 | 16 | 16 | 16
292 | T H WHARTON POWER CTG 31 |  | THW_THWGT31 | HARRIS | GAS-CC | HOUSTON | 1972 | 69 | 69 | 69 | 69 | 69 | 69 | 69 | 69 | 69 | 69
293 | T H WHARTON POWER CTG 32 |  | THW_THWGT32 | HARRIS | GAS-CC | HOUSTON | 1972 | 69 | 69 | 69 | 69 | 69 | 69 | 69 | 69 | 69 | 69
294 | T H WHARTON POWER CTG 33 |  | THW_THWGT33 | HARRIS | GAS-CC | HOUSTON | 1972 | 69 | 69 | 69 | 69 | 69 | 69 | 69 | 69 | 69 | 69
295 | T H WHARTON POWER CTG 34 |  | THW_THWGT34 | HARRIS | GAS-CC | HOUSTON | 1972 | 69 | 69 | 69 | 69 | 69 | 69 | 69 | 69 | 69 | 69
296 | T H WHARTON POWER CTG 41 |  | THW_THWGT41 | HARRIS | GAS-CC | HOUSTON | 1972 | 69 | 69 | 69 | 69 | 69 | 69 | 69 | 69 | 69 | 69
297 | T H WHARTON POWER CTG 42 |  | THW_THWGT42 | HARRIS | GAS-CC | HOUSTON | 1972 | 69 | 69 | 69 | 69 | 69 | 69 | 69 | 69 | 69 | 69
298 | T H WHARTON POWER CTG 43 |  | THW_THWGT43 | HARRIS | GAS-CC | HOUSTON | 1974 | 69 | 69 | 69 | 69 | 69 | 69 | 69 | 69 | 69 | 69
299 | T H WHARTON POWER CTG 44 |  | THW_THWGT44 | HARRIS | GAS-CC | HOUSTON | 1974 | 69 | 69 | 69 | 69 | 69 | 69 | 69 | 69 | 69 | 69
300 | T H WHARTON POWER CTG 51 |  | THW_THWGT51 | HARRIS | GAS-GT | HOUSTON | 1975 | 65 | 65 | 65 | 65 | 65 | 65 | 65 | 65 | 65 | 65
301 | T H WHARTON POWER CTG 52 |  | THW_THWGT52 | HARRIS | GAS-GT | HOUSTON | 1975 | 65 | 65 | 65 | 65 | 65 | 65 | 65 | 65 | 65 | 65
302 | T H WHARTON POWER CTG 53 |  | THW_THWGT53 | HARRIS | GAS-GT | HOUSTON | 1975 | 65 | 65 | 65 | 65 | 65 | 65 | 65 | 65 | 65 | 65
303 | T H WHARTON POWER CTG 54 |  | THW_THWGT54 | HARRIS | GAS-GT | HOUSTON | 1975 | 65 | 65 | 65 | 65 | 65 | 65 | 65 | 65 | 65 | 65
304 | T H WHARTON POWER CTG 55 |  | THW_THWGT55 | HARRIS | GAS-GT | HOUSTON | 1975 | 65 | 65 | 65 | 65 | 65 | 65 | 65 | 65 | 65 | 65
305 | T H WHARTON POWER CTG 56 |  | THW_THWGT56 | HARRIS | GAS-GT | HOUSTON | 1975 | 65 | 65 | 65 | 65 | 65 | 65 | 65 | 65 | 65 | 65
306 | T H WHARTON POWER STG 3 |  | THW_THWST_3 | HARRIS | GAS-CC | HOUSTON | 1974 | 110 | 110 | 110 | 110 | 110 | 110 | 110 | 110 | 110 | 110
307 | T H WHARTON POWER STG 4 |  | THW_THWST_4 | HARRIS | GAS-CC | HOUSTON | 1974 | 110 | 110 | 110 | 110 | 110 | 110 | 110 | 110 | 110 | 110
308 | TEXAS CITY POWER CTG A |  | TXCTY_CTA | GALVESTON | GAS-CC | HOUSTON | 2000 | 102.4 | 102.4 | 102.4 | 102.4 | 102.4 | 102.4 | 102.4 | 102.4 | 102.4 | 102.4
309 | TEXAS CITY POWER CTG B |  | TXCTY_CTB | GALVESTON | GAS-CC | HOUSTON | 2000 | 102.4 | 102.4 | 102.4 | 102.4 | 102.4 | 102.4 | 102.4 | 102.4 | 102.4 | 102.4
310 | TEXAS CITY POWER CTG C |  | TXCTY_CTC | GALVESTON | GAS-CC | HOUSTON | 2000 | 102.4 | 102.4 | 102.4 | 102.4 | 102.4 | 102.4 | 102.4 | 102.4 | 102.4 | 102.4
311 | TEXAS CITY POWER STG |  | TXCTY_ST | GALVESTON | GAS-CC | HOUSTON | 2000 | 131.5 | 131.5 | 131.5 | 131.5 | 131.5 | 131.5 | 131.5 | 131.5 | 131.5 | 131.5
312 | TEXAS GULF SULPHUR CTG 1 |  | TGF_TGFGT_1 | WHARTON | GAS-GT | SOUTH | 1985 | 80 | 80 | 80 | 80 | 80 | 80 | 80 | 80 | 80 | 80
313 | TRINIDAD STG 6 |  | TRSES_UNIT6 | HENDERSON | GAS-ST | NORTH | 1965 | 235 | 235 | 235 | 235 | 235 | 235 | 235 | 235 | 235 | 235
314 | TOPAZ POWER PLANT U1 |  | TOPAZ_UNIT1 | GALVESTON | GAS-GT | HOUSTON | 2021 | 49.8 | 49.8 | 49.8 | 49.8 | 49.8 | 49.8 | 49.8 | 49.8 | 49.8 | 49.8
315 | TOPAZ POWER PLANT U2 |  | TOPAZ_UNIT2 | GALVESTON | GAS-GT | HOUSTON | 2021 | 49.8 | 49.8 | 49.8 | 49.8 | 49.8 | 49.8 | 49.8 | 49.8 | 49.8 | 49.8
316 | TOPAZ POWER PLANT U3 |  | TOPAZ_UNIT3 | GALVESTON | GAS-GT | HOUSTON | 2021 | 49.8 | 49.8 | 49.8 | 49.8 | 49.8 | 49.8 | 49.8 | 49.8 | 49.8 | 49.8
317 | TOPAZ POWER PLANT U4 |  | TOPAZ_UNIT4 | GALVESTON | GAS-GT | HOUSTON | 2021 | 49.8 | 49.8 | 49.8 | 49.8 | 49.8 | 49.8 | 49.8 | 49.8 | 49.8 | 49.8
318 | TOPAZ POWER PLANT U5 |  | TOPAZ_UNIT5 | GALVESTON | GAS-GT | HOUSTON | 2021 | 49.8 | 49.8 | 49.8 | 49.8 | 49.8 | 49.8 | 49.8 | 49.8 | 49.8 | 49.8
319 | TOPAZ POWER PLANT U6 |  | TOPAZ_UNIT6 | GALVESTON | GAS-GT | HOUSTON | 2021 | 49.8 | 49.8 | 49.8 | 49.8 | 49.8 | 49.8 | 49.8 | 49.8 | 49.8 | 49.8
320 | TOPAZ POWER PLANT U7 |  | TOPAZ_UNIT7 | GALVESTON | GAS-GT | HOUSTON | 2021 | 49.8 | 49.8 | 49.8 | 49.8 | 49.8 | 49.8 | 49.8 | 49.8 | 49.8 | 49.8
321 | TOPAZ POWER PLANT U8 |  | TOPAZ_UNIT8 | GALVESTON | GAS-GT | HOUSTON | 2021 | 49.8 | 49.8 | 49.8 | 49.8 | 49.8 | 49.8 | 49.8 | 49.8 | 49.8 | 49.8
322 | TOPAZ POWER PLANT U9 |  | TOPAZ_UNIT9 | GALVESTON | GAS-GT | HOUSTON | 2021 | 49.8 | 49.8 | 49.8 | 49.8 | 49.8 | 49.8 | 49.8 | 49.8 | 49.8 | 49.8
323 | TOPAZ POWER PLANT U10 |  | TOPAZ_UNIT10 | GALVESTON | GAS-GT | HOUSTON | 2021 | 49.8 | 49.8 | 49.8 | 49.8 | 49.8 | 49.8 | 49.8 | 49.8 | 49.8 | 49.8
324 | V H BRAUNIG CTG 5 |  | BRAUNIG_VHB6CT5 | BEXAR | GAS-GT | SOUTH | 2009 | 48 | 48 | 48 | 48 | 48 | 48 | 48 | 48 | 48 | 48
325 | V H BRAUNIG CTG 6 |  | BRAUNIG_VHB6CT6 | BEXAR | GAS-GT | SOUTH | 2009 | 48 | 48 | 48 | 48 | 48 | 48 | 48 | 48 | 48 | 48
326 | V H BRAUNIG CTG 7 |  | BRAUNIG_VHB6CT7 | BEXAR | GAS-GT | SOUTH | 2009 | 48 | 48 | 48 | 48 | 48 | 48 | 48 | 48 | 48 | 48
327 | V H BRAUNIG CTG 8 |  | BRAUNIG_VHB6CT8 | BEXAR | GAS-GT | SOUTH | 2009 | 47 | 47 | 47 | 47 | 47 | 47 | 47 | 47 | 47 | 47
328 | V H BRAUNIG STG 1 |  | BRAUNIG_VHB1 | BEXAR | GAS-ST | SOUTH | 1966 | 217 | 217 | 217 | 217 | 217 | 217 | 217 | 217 | 217 | 217
329 | V H BRAUNIG STG 2 |  | BRAUNIG_VHB2 | BEXAR | GAS-ST | SOUTH | 1968 | 230 | 230 | 230 | 230 | 230 | 230 | 230 | 230 | 230 | 230
330 | V H BRAUNIG STG 3 |  | BRAUNIG_VHB3 | BEXAR | GAS-ST | SOUTH | 1970 | 412 | 412 | 412 | 412 | 412 | 412 | 412 | 412 | 412 | 412
331 | VICTORIA CITY (CITYVICT) CTG 1 |  | CITYVICT_CTG01 | VICTORIA | GAS-GT | SOUTH | 2020 | 49.8 | 49.8 | 49.8 | 49.8 | 49.8 | 49.8 | 49.8 | 49.8 | 49.8 | 49.8
332 | VICTORIA CITY (CITYVICT) CTG 2 |  | CITYVICT_CTG02 | VICTORIA | GAS-GT | SOUTH | 2020 | 49.8 | 49.8 | 49.8 | 49.8 | 49.8 | 49.8 | 49.8 | 49.8 | 49.8 | 49.8
333 | VICTORIA PORT (VICTPORT) CTG 1 |  | VICTPORT_CTG01 | VICTORIA | GAS-GT | SOUTH | 2019 | 49.8 | 49.8 | 49.8 | 49.8 | 49.8 | 49.8 | 49.8 | 49.8 | 49.8 | 49.8
334 | VICTORIA PORT (VICTPORT) CTG 2 |  | VICTPORT_CTG02 | VICTORIA | GAS-GT | SOUTH | 2019 | 49.8 | 49.8 | 49.8 | 49.8 | 49.8 | 49.8 | 49.8 | 49.8 | 49.8 | 49.8
335 | VICTORIA POWER CTG 6 |  | VICTORIA_VICTORG6 | VICTORIA | GAS-CC | SOUTH | 2009 | 171 | 171 | 171 | 171 | 171 | 171 | 171 | 171 | 171 | 171
336 | VICTORIA POWER STG 5 |  | VICTORIA_VICTORG5 | VICTORIA | GAS-CC | SOUTH | 2009 | 132 | 132 | 132 | 132 | 132 | 132 | 132 | 132 | 132 | 132
337 | W A PARISH CTG 1 |  | WAP_WAPGT_1 | FORT BEND | GAS-GT | HOUSTON | 1967 | 13 | 13 | 13 | 13 | 13 | 13 | 13 | 13 | 13 | 13
338 | W A PARISH STG 1 |  | WAP_WAP_G1 | FORT BEND | GAS-ST | HOUSTON | 1958 | 169 | 169 | 169 | 169 | 169 | 169 | 169 | 169 | 169 | 169
339 | W A PARISH STG 2 |  | WAP_WAP_G2 | FORT BEND | GAS-ST | HOUSTON | 1958 | 169 | 169 | 169 | 169 | 169 | 169 | 169 | 169 | 169 | 169
340 | W A PARISH STG 3 |  | WAP_WAP_G3 | FORT BEND | GAS-ST | HOUSTON | 1961 | 258 | 258 | 258 | 258 | 258 | 258 | 258 | 258 | 258 | 258
341 | W A PARISH STG 4 |  | WAP_WAP_G4 | FORT BEND | GAS-ST | HOUSTON | 1968 | 552 | 552 | 552 | 552 | 552 | 552 | 552 | 552 | 552 | 552
342 | WICHITA FALLS CTG 1 |  | WFCOGEN_UNIT1 | WICHITA | GAS-CC | WEST | 1987 | 20 | 20 | 20 | 20 | 20 | 20 | 20 | 20 | 20 | 20
343 | WICHITA FALLS CTG 2 |  | WFCOGEN_UNIT2 | WICHITA | GAS-CC | WEST | 1987 | 20 | 20 | 20 | 20 | 20 | 20 | 20 | 20 | 20 | 20
344 | WICHITA FALLS CTG 3 |  | WFCOGEN_UNIT3 | WICHITA | GAS-CC | WEST | 1987 | 20 | 20 | 20 | 20 | 20 | 20 | 20 | 20 | 20 | 20
345 | WICHITA FALLS STG 4 |  | WFCOGEN_UNIT4 | WICHITA | GAS-CC | WEST | 1987 | 16 | 16 | 16 | 16 | 16 | 16 | 16 | 16 | 16 | 16
346 | WINCHESTER POWER PARK CTG 1 |  | WIPOPA_WPP_G1 | FAYETTE | GAS-GT | SOUTH | 2009 | 46 | 46 | 46 | 46 | 46 | 46 | 46 | 46 | 46 | 46
347 | WINCHESTER POWER PARK CTG 2 |  | WIPOPA_WPP_G2 | FAYETTE | GAS-GT | SOUTH | 2009 | 46 | 46 | 46 | 46 | 46 | 46 | 46 | 46 | 46 | 46
348 | WINCHESTER POWER PARK CTG 3 |  | WIPOPA_WPP_G3 | FAYETTE | GAS-GT | SOUTH | 2009 | 46 | 46 | 46 | 46 | 46 | 46 | 46 | 46 | 46 | 46
349 | WINCHESTER POWER PARK CTG 4 |  | WIPOPA_WPP_G4 | FAYETTE | GAS-GT | SOUTH | 2009 | 46 | 46 | 46 | 46 | 46 | 46 | 46 | 46 | 46 | 46
350 | WISE-TRACTEBEL POWER CTG 1 | 20INR0286 | WCPP_CT1 | WISE | GAS-CC | NORTH | 2004 | 263.8 | 263.8 | 263.8 | 263.8 | 263.8 | 263.8 | 263.8 | 263.8 | 263.8 | 263.8
351 | WISE-TRACTEBEL POWER CTG 2 | 20INR0286 | WCPP_CT2 | WISE | GAS-CC | NORTH | 2004 | 263.8 | 263.8 | 263.8 | 263.8 | 263.8 | 263.8 | 263.8 | 263.8 | 263.8 | 263.8
352 | WISE-TRACTEBEL POWER STG 1 | 20INR0286 | WCPP_ST1 | WISE | GAS-CC | NORTH | 2004 | 298 | 298 | 298 | 298 | 298 | 298 | 298 | 298 | 298 | 298
353 | WOLF HOLLOW 2 CTG 4 | 18INR0076 | WHCCS2_CT4 | HOOD | GAS-CC | NORTH | 2017 | 353.3 | 353.3 | 353.3 | 353.3 | 353.3 | 353.3 | 353.3 | 353.3 | 353.3 | 353.3
354 | WOLF HOLLOW 2 CTG 5 | 18INR0076 | WHCCS2_CT5 | HOOD | GAS-CC | NORTH | 2017 | 354.6 | 354.6 | 354.6 | 354.6 | 354.6 | 354.6 | 354.6 | 354.6 | 354.6 | 354.6
355 | WOLF HOLLOW 2 STG 6 | 18INR0076 | WHCCS2_STG6 | HOOD | GAS-CC | NORTH | 2017 | 485.1 | 485.1 | 485.1 | 485.1 | 485.1 | 485.1 | 485.1 | 485.1 | 485.1 | 485.1
356 | WOLF HOLLOW POWER CTG 1 |  | WHCCS_CT1 | HOOD | GAS-CC | NORTH | 2002 | 240.4 | 240.4 | 240.4 | 240.4 | 240.4 | 240.4 | 240.4 | 240.4 | 240.4 | 240.4
357 | WOLF HOLLOW POWER CTG 2 |  | WHCCS_CT2 | HOOD | GAS-CC | NORTH | 2002 | 235.4 | 235.4 | 235.4 | 235.4 | 235.4 | 235.4 | 235.4 | 235.4 | 235.4 | 235.4
358 | WOLF HOLLOW POWER STG |  | WHCCS_STG | HOOD | GAS-CC | NORTH | 2002 | 269 | 269 | 269 | 269 | 269 | 269 | 269 | 269 | 269 | 269
359 | NACOGDOCHES POWER |  | NACPW_UNIT1 | NACOGDOCHES | BIOMASS | NORTH | 2012 | 105 | 105 | 105 | 105 | 105 | 105 | 105 | 105 | 105 | 105
360 | BIOENERGY AUSTIN WALZEM RD LFG |  | DG_WALZE_4UNITS | BEXAR | BIOMASS | SOUTH | 2002 | 9.8 | 9.8 | 9.8 | 9.8 | 9.8 | 9.8 | 9.8 | 9.8 | 9.8 | 9.8
361 | BIOENERGY TEXAS COVEL GARDENS LFG |  | DG_MEDIN_1UNIT | BEXAR | BIOMASS | SOUTH | 2005 | 9.6 | 9.6 | 9.6 | 9.6 | 9.6 | 9.6 | 9.6 | 9.6 | 9.6 | 9.6
362 | FARMERS BRANCH LANDFILL GAS TO ENERGY |  | DG_HBR_2UNITS | DENTON | BIOMASS | NORTH | 2011 | 3.2 | 3.2 | 3.2 | 3.2 | 3.2 | 3.2 | 3.2 | 3.2 | 3.2 | 3.2
363 | GRAND PRAIRIE LFG |  | DG_TRIRA_1UNIT | DALLAS | BIOMASS | NORTH | 2015 | 4 | 4 | 4 | 4 | 4 | 4 | 4 | 4 | 4 | 4
364 | NELSON GARDENS LFG |  | DG_78252_4UNITS | BEXAR | BIOMASS | SOUTH | 2013 | 4.2 | 4.2 | 4.2 | 4.2 | 4.2 | 4.2 | 4.2 | 4.2 | 4.2 | 4.2
365 | WM RENEWABLE-AUSTIN LFG |  | DG_SPRIN_4UNITS | TRAVIS | BIOMASS | SOUTH | 2007 | 6.4 | 6.4 | 6.4 | 6.4 | 6.4 | 6.4 | 6.4 | 6.4 | 6.4 | 6.4
366 | WM RENEWABLE-BIOENERGY PARTNERS LFG |  | DG_BIOE_2UNITS | DENTON | BIOMASS | NORTH | 1988 | 6.2 | 6.2 | 6.2 | 6.2 | 6.2 | 6.2 | 6.2 | 6.2 | 6.2 | 6.2
367 | WM RENEWABLE-DFW GAS RECOVERY LFG |  | DG_BIO2_4UNITS | DENTON | BIOMASS | NORTH | 2009 | 6.4 | 6.4 | 6.4 | 6.4 | 6.4 | 6.4 | 6.4 | 6.4 | 6.4 | 6.4
368 | WM RENEWABLE-MESQUITE CREEK LFG |  | DG_FREIH_2UNITS | COMAL | BIOMASS | SOUTH | 2011 | 3.2 | 3.2 | 3.2 | 3.2 | 3.2 | 3.2 | 3.2 | 3.2 | 3.2 | 3.2
369 | WM RENEWABLE-WESTSIDE LFG |  | DG_WSTHL_3UNITS | PARKER | BIOMASS | NORTH | 2010 | 4.8 | 4.8 | 4.8 | 4.8 | 4.8 | 4.8 | 4.8 | 4.8 | 4.8 | 4.8
370 | Operational Capacity Total (Nuclear, Coal, Gas, Biomass) | [6 empty] | 67828.9 | 67828.9 | 67828.9 | 67828.9 | 67828.9 | 67828.9 | 67828.9 | 67828.9 | 67828.9 | 67828.9
371
372 | Operational Resources - Synchronized but not Approved for Commercial Operations (Thermal)
373 | BRANDON (LP&L) (DGR) | 21INR0201 | BRANDON_UNIT1 | LUBBOCK | GAS-GT | PANHANDLE | 2021 | 20 | 20 | 20 | 20 | 20 | 20 | 20 | 20 | 20 | 20
374 | OLD BLOOMINGTON ROAD CTG 1 (VICTORIA PORT 2) | 19INR0057 | VICTPRT2_UNIT1 | VICTORIA | GAS-GT | SOUTH | 2021 | 49.8 | 49.8 | 49.8 | 49.8 | 49.8 | 49.8 | 49.8 | 49.8 | 49.8 | 49.8
375 | OLD BLOOMINGTON ROAD CTG 2 (VICTORIA PORT 2) | 19INR0057 | VICTPRT2_UNIT2 | VICTORIA | GAS-GT | SOUTH | 2021 | 49.8 | 49.8 | 49.8 | 49.8 | 49.8 | 49.8 | 49.8 | 49.8 | 49.8 | 49.8
376 | R MASSENGALE CTG 1 (LP&L) | 21INR0202 | MASSENGL_G6 | LUBBOCK | GAS-CC | PANHANDLE | 2021 | 18 | 18 | 18 | 18 | 18 | 18 | 18 | 18 | 18 | 18
377 | R MASSENGALE CTG 2 (LP&L) | 21INR0202 | MASSENGL_G7 | LUBBOCK | GAS-CC | PANHANDLE | 2021 | 18 | 18 | 18 | 18 | 18 | 18 | 18 | 18 | 18 | 18
378 | R MASSENGALE STG (LP&L) | 21INR0202 | MASSENGL_G8 | LUBBOCK | GAS-CC | PANHANDLE | 2021 | 38 | 38 | 38 | 38 | 38 | 38 | 38 | 38 | 38 | 38
379 | TY COOKE CTG 1 (LP&L) | 21INR0506 | TY_COOKE_GT2 | LUBBOCK | GAS-GT | PANHANDLE | 2021 | 14 | 14 | 14 | 14 | 14 | 14 | 14 | 14 | 14 | 14
380 | TY COOKE CTG 2 (LP&L) | 21INR0506 | TY_COOKE_GT3 | LUBBOCK | GAS-GT | PANHANDLE | 2021 | 17 | 17 | 17 | 17 | 17 | 17 | 17 | 17 | 17 | 17
381 | Operational Capacity - Synchronized but not Approved for Commercial Operations Total (Nuclear, Coal, Gas, Biomass) | [6 empty] | 224.6 | 224.6 | 224.6 | 224.6 | 224.6 | 224.6 | 224.6 | 224.6 | 224.6 | 224.6
382
383 | Operational Resources (Hydro)
384 | AMISTAD HYDRO 1 |  | AMISTAD_AMISTAG1 | VAL VERDE | HYDRO | WEST | 1983 | 37.9 | 37.9 | 37.9 | 37.9 | 37.9 | 37.9 | 37.9 | 37.9 | 37.9 | 37.9
385 | AMISTAD HYDRO 2 |  | AMISTAD_AMISTAG2 | VAL VERDE | HYDRO | WEST | 1983 | 37.9 | 37.9 | 37.9 | 37.9 | 37.9 | 37.9 | 37.9 | 37.9 | 37.9 | 37.9
386 | AUSTIN HYDRO 1 |  | AUSTPL_AUSTING1 | TRAVIS | HYDRO | SOUTH | 1940 | 8 | 8 | 8 | 8 | 8 | 8 | 8 | 8 | 8 | 8
387 | AUSTIN HYDRO 2 |  | AUSTPL_AUSTING2 | TRAVIS | HYDRO | SOUTH | 1940 | 9 | 9 | 9 | 9 | 9 | 9 | 9 | 9 | 9 | 9
388 | BUCHANAN HYDRO 1 |  | BUCHAN_BUCHANG1 | LLANO | HYDRO | SOUTH | 1938 | 16 | 16 | 16 | 16 | 16 | 16 | 16 | 16 | 16 | 16
389 | BUCHANAN HYDRO 2 |  | BUCHAN_BUCHANG2 | LLANO | HYDRO | SOUTH | 1938 | 16 | 16 | 16 | 16 | 16 | 16 | 16 | 16 | 16 | 16
390 | BUCHANAN HYDRO 3 |  | BUCHAN_BUCHANG3 | LLANO | HYDRO | SOUTH | 1950 | 17 | 17 | 17 | 17 | 17 | 17 | 17 | 17 | 17 | 17
391 | DENISON DAM 1 |  | DNDAM_DENISOG1 | GRAYSON | HYDRO | NORTH | 1944 | 49.5 | 49.5 | 49.5 | 49.5 | 49.5 | 49.5 | 49.5 | 49.5 | 49.5 | 49.5
392 | DENISON DAM 2 |  | DNDAM_DENISOG2 | GRAYSON | HYDRO | NORTH | 1948 | 49.5 | 49.5 | 49.5 | 49.5 | 49.5 | 49.5 | 49.5 | 49.5 | 49.5 | 49.5
393 | EAGLE PASS HYDRO |  | EAGLE_HY_EAGLE_HY1 | MAVERICK | HYDRO | SOUTH | 2005 | 9.6 | 9.6 | 9.6 | 9.6 | 9.6 | 9.6 | 9.6 | 9.6 | 9.6 | 9.6
394 | FALCON HYDRO 1 |  | FALCON_FALCONG1 | STARR | HYDRO | SOUTH | 1954 | 12 | 12 | 12 | 12 | 12 | 12 | 12 | 12 | 12 | 12
395 | FALCON HYDRO 2 |  | FALCON_FALCONG2 | STARR | HYDRO | SOUTH | 1954 | 12 | 12 | 12 | 12 | 12 | 12 | 12 | 12 | 12 | 12
396 | FALCON HYDRO 3 |  | FALCON_FALCONG3 | STARR | HYDRO | SOUTH | 1954 | 12 | 12 | 12 | 12 | 12 | 12 | 12 | 12 | 12 | 12
397 | GRANITE SHOALS HYDRO 1 |  | WIRTZ_WIRTZ_G1 | BURNET | HYDRO | SOUTH | 1951 | 29 | 29 | 29 | 29 | 29 | 29 | 29 | 29 | 29 | 29
398 | GRANITE SHOALS HYDRO 2 |  | WIRTZ_WIRTZ_G2 | BURNET | HYDRO | SOUTH | 1951 | 29 | 29 | 29 | 29 | 29 | 29 | 29 | 29 | 29 | 29
399 | GUADALUPE BLANCO RIVER AUTH-CANYON |  | CANYHY_CANYHYG1 | COMAL | HYDRO | SOUTH | 1989 | 6 | 6 | 6 | 6 | 6 | 6 | 6 | 6 | 6 | 6
400 | INKS HYDRO 1 |  | INKSDA_INKS_G1 | LLANO | HYDRO | SOUTH | 1938 | 14 | 14 | 14 | 14 | 14 | 14 | 14 | 14 | 14 | 14
401 | MARBLE FALLS HYDRO 1 |  | MARBFA_MARBFAG1 | BURNET | HYDRO | SOUTH | 1951 | 21 | 21 | 21 | 21 | 21 | 21 | 21 | 21 | 21 | 21
402 | MARBLE FALLS HYDRO 2 |  | MARBFA_MARBFAG2 | BURNET | HYDRO | SOUTH | 1951 | 20 | 20 | 20 | 20 | 20 | 20 | 20 | 20 | 20 | 20
403 | MARSHALL FORD HYDRO 1 |  | MARSFO_MARSFOG1 | TRAVIS | HYDRO | SOUTH | 1941 | 36 | 36 | 36 | 36 | 36 | 36 | 36 | 36 | 36 | 36
404 | MARSHALL FORD HYDRO 2 |  | MARSFO_MARSFOG2 | TRAVIS | HYDRO | SOUTH | 1941 | 36 | 36 | 36 | 36 | 36 | 36 | 36 | 36 | 36 | 36
405 | MARSHALL FORD HYDRO 3 |  | MARSFO_MARSFOG3 | TRAVIS | HYDRO | SOUTH | 1941 | 36 | 36 | 36 | 36 | 36 | 36 | 36 | 36 | 36 | 36
406 | WHITNEY DAM HYDRO |  | WND_WHITNEY1 | BOSQUE | HYDRO | NORTH | 1953 | 22 | 22 | 22 | 22 | 22 | 22 | 22 | 22 | 22 | 22
407 | WHITNEY DAM HYDRO 2 |  | WND_WHITNEY2 | BOSQUE | HYDRO | NORTH | 1953 | 22 | 22 | 22 | 22 | 22 | 22 | 22 | 22 | 22 | 22
408 | Operational Capacity Total (Hydro) | [6 empty] | 557.4 | 557.4 | 557.4 | 557.4 | 557.4 | 557.4 | 557.4 | 557.4 | 557.4 | 557.4
409 | Hydro Capacity Contribution (Top 20 Hours) |  | HYDRO_CAP_CONT |  |  |  |  | 401.8735 | 401.8735 | 401.8735 | 401.8735 | 401.8735 | 401.8735 | 401.8735 | 401.8735 | 401.8735 | 401.8735
410
411 | Operational Hydro Resources, Settlement Only Distributed Generators (SODGs)
412 | ARLINGTON OUTLET HYDROELECTRIC FACILITY |  | DG_OAKHL_1UNIT | TARRANT | HYDRO | NORTH | 2014 | 1.4 | 1.4 | 1.4 | 1.4 | 1.4 | 1.4 | 1.4 | 1.4 | 1.4 | 1.4
413 | GUADALUPE BLANCO RIVER AUTH-LAKEWOOD TAP |  | DG_LKWDT_2UNITS | GONZALES | HYDRO | SOUTH | 1931 | 4.8 | 4.8 | 4.8 | 4.8 | 4.8 | 4.8 | 4.8 | 4.8 | 4.8 | 4.8
414 | GUADALUPE BLANCO RIVER AUTH-MCQUEENEY |  | DG_MCQUE_5UNITS | GUADALUPE | HYDRO | SOUTH | 1928 | 7.7 | 7.7 | 7.7 | 7.7 | 7.7 | 7.7 | 7.7 | 7.7 | 7.7 | 7.7
415 | GUADALUPE BLANCO RIVER AUTH-SCHUMANSVILLE |  | DG_SCHUM_2UNITS | GUADALUPE | HYDRO | SOUTH | 1928 | 3.6 | 3.6 | 3.6 | 3.6 | 3.6 | 3.6 | 3.6 | 3.6 | 3.6 | 3.6
416 | LEWISVILLE HYDRO-CITY OF GARLAND |  | DG_LWSVL_1UNIT | DENTON | HYDRO | NORTH | 1991 | 2.2 | 2.2 | 2.2 | 2.2 | 2.2 | 2.2 | 2.2 | 2.2 | 2.2 | 2.2
417 | Operational Hydro Resources Total, Settlement Only Distributed Generators (SODGs) | [6 empty] | 19.7 | 19.7 | 19.7 | 19.7 | 19.7 | 19.7 | 19.7 | 19.7 | 19.7 | 19.7
418 | Hydro SODG Capacity Contribution (Highest 20 Peak Load Hours) |  | DG_HYDRO_CAP_CONT |  |  |  |  | 14.2033 | 14.2033 | 14.2033 | 14.2033 | 14.2033 | 14.2033 | 14.2033 | 14.2033 | 14.2033 | 14.2033
419
420 | Operational Capacity Unavailable due to Extended Outage or Derate |  | OPERATION_UNAVAIL |  |  |  |  | -4.3259 | -4.3259 | -4.3259 | -4.3259 | -4.3259 | -4.3259 | -4.3259 | -4.3259 | -4.3259 | -4.3259
421 | Operational Capacity Total (Including Hydro) |  | OPERATION_TOTAL |  |  |  |  | 68465.2509 | 68465.2509 | 68465.2509 | 68465.2509 | 68465.2509 | 68465.2509 | 68465.2509 | 68465.2509 | 68465.2509 | 68465.2509
422
423 | Operational Resources (Switchable)
424 | ANTELOPE IC 1 |  | AEEC_ANTLP_1 | HALE | GAS-IC | PANHANDLE | 2016 | 56 | 56 | 56 | 56 | 56 | 56 | 56 | 56 | 56 | 56
425 | ANTELOPE IC 2 |  | AEEC_ANTLP_2 | HALE | GAS-IC | PANHANDLE | 2016 | 56 | 56 | 56 | 56 | 56 | 56 | 56 | 56 | 56 | 56
426 | ANTELOPE IC 3 |  | AEEC_ANTLP_3 | HALE | GAS-IC | PANHANDLE | 2016 | 56 | 56 | 56 | 56 | 56 | 56 | 56 | 56 | 56 | 56
427 | ELK STATION CTG 1 |  | AEEC_ELK_1 | HALE | GAS-GT | PANHANDLE | 2016 | 200 | 200 | 200 | 200 | 200 | 200 | 200 | 200 | 200 | 200
428 | ELK STATION CTG 2 |  | AEEC_ELK_2 | HALE | GAS-GT | PANHANDLE | 2016 | 200 | 200 | 200 | 200 | 200 | 200 | 200 | 200 | 200 | 200
429 | TENASKA FRONTIER STATION CTG 1 |  | FTR_FTR_G1 | GRIMES | GAS-CC | NORTH | 2000 | 180 | 180 | 180 | 180 | 180 | 180 | 180 | 180 | 180 | 180
430 | TENASKA FRONTIER STATION CTG 2 |  | FTR_FTR_G2 | GRIMES | GAS-CC | NORTH | 2000 | 180 | 180 | 180 | 180 | 180 | 180 | 180 | 180 | 180 | 180
431 | TENASKA FRONTIER STATION CTG 3 |  | FTR_FTR_G3 | GRIMES | GAS-CC | NORTH | 2000 | 180 | 180 | 180 | 180 | 180 | 180 | 180 | 180 | 180 | 180
432 | TENASKA FRONTIER STATION STG 4 |  | FTR_FTR_G4 | GRIMES | GAS-CC | NORTH | 2000 | 400 | 400 | 400 | 400 | 400 | 400 | 400 | 400 | 400 | 400
433 | TENASKA GATEWAY STATION CTG 1 |  | TGCCS_CT1 | RUSK | GAS-CC | NORTH | 2001 | 162 | 162 | 162 | 162 | 162 | 162 | 162 | 162 | 162 | 162
434 | TENASKA GATEWAY STATION CTG 2 |  | TGCCS_CT2 | RUSK | GAS-CC | NORTH | 2001 | 179 | 179 | 179 | 179 | 179 | 179 | 179 | 179 | 179 | 179
435 | TENASKA GATEWAY STATION CTG 3 |  | TGCCS_CT3 | RUSK | GAS-CC | NORTH | 2001 | 178 | 178 | 178 | 178 | 178 | 178 | 178 | 178 | 178 | 178
436 | TENASKA GATEWAY STATION STG 4 |  | TGCCS_UNIT4 | RUSK | GAS-CC | NORTH | 2001 | 389 | 389 | 389 | 389 | 389 | 389 | 389 | 389 | 389 | 389
437 | TENASKA KIAMICHI STATION 1CT101 |  | KMCHI_1CT101 | FANNIN | GAS-CC | NORTH | 2003 | 167 | 167 | 167 | 167 | 167 | 167 | 167 | 167 | 167 | 167
438 | TENASKA KIAMICHI STATION 1CT201 |  | KMCHI_1CT201 | FANNIN | GAS-CC | NORTH | 2003 | 164 | 164 | 164 | 164 | 164 | 164 | 164 | 164 | 164 | 164
439 | TENASKA KIAMICHI STATION 1ST |  | KMCHI_1ST | FANNIN | GAS-CC | NORTH | 2003 | 330 | 330 | 330 | 330 | 330 | 330 | 330 | 330 | 330 | 330
440 | TENASKA KIAMICHI STATION 2CT101 |  | KMCHI_2CT101 | FANNIN | GAS-CC | NORTH | 2003 | 170 | 170 | 170 | 170 | 170 | 170 | 170 | 170 | 170 | 170
441 | TENASKA KIAMICHI STATION 2CT201 |  | KMCHI_2CT201 | FANNIN | GAS-CC | NORTH | 2003 | 173 | 173 | 173 | 173 | 173 | 173 | 173 | 173 | 173 | 173
442 | TENASKA KIAMICHI STATION 2ST |  | KMCHI_2ST | FANNIN | GAS-CC | NORTH | 2003 | 330 | 330 | 330 | 330 | 330 | 330 | 330 | 330 | 330 | 330
443 | Switchable Capacity Total | [6 empty] | 3750 | 3750 | 3750 | 3750 | 3750 | 3750 | 3750 | 3750 | 3750 | 3750
444
445 | Switchable Capacity Unavailable to ERCOT
446 | ANTELOPE IC 1 |  | AEEC_ANTLP_1_UNAVAIL | HALE | GAS-IC | PANHANDLE | 2017 | -56 | -56 | -56 | -56 | -56 | -56 | -56 | -56 | -56 | -56
447 | ANTELOPE IC 2 |  | AEEC_ANTLP_2_UNAVAIL | HALE | GAS-IC | PANHANDLE | 2017 | -56 | -56 | -56 | -56 | -56 | -56 | -56 | -56 | -56 | -56
448 | ANTELOPE IC 3 |  | AEEC_ANTLP_3_UNAVAIL | HALE | GAS-IC | PANHANDLE | 2017 | -56 | -56 | -56 | -56 | -56 | -56 | -56 | -56 | -56 | -56
449 | ELK STATION CTG 1 |  | AEEC_ELK_1_UNAVAIL | HALE | GAS-GT | PANHANDLE | 2017 | -200 | -200 | -200 | -200 | -200 | -200 | -200 | -200 | -200 | -200
450 | ELK STATION CTG 2 |  | AEEC_ELK_2_UNAVAIL | HALE | GAS-GT | PANHANDLE | 2017 | -200 | -200 | -200 | -200 | -200 | -200 | -200 | -200 | -200 | -200
451 | Switchable Capacity Unavailable to ERCOT Total | [6 empty] | -568 | -568 | -568 | -568 | -568 | -568 | -568 | -568 | -568 | -568
452
453 | Available Mothball Capacity based on Owner's Return Probability |  | MOTH_AVAIL |  |  |  |  | 391 | 391 | 391 | 391 | 391 | 391 | 391 | 391 | 391 | 391
454
455 | Private-Use Network Capacity Contribution (Top 20 Hours) |  | PUN_CAP_CONT |  | GAS |  |  | 3586.1787 | 3586.1787 | 3586.1787 | 3586.1787 | 3586.1787 | 3586.1787 | 3586.1787 | 3586.1787 | 3586.1787 | 3586.1787
456 | Private-Use Network Forecast Adjustment (per Protocol 10.3.2.4) |  | PUN_CAP_ADJUST |  | GAS |  |  | -85 | -135 | -135 | -135 | -135 | -140 | -140 | -140 | -140 | -140
457
458 | Operational Resources (Wind)
459 | AMADEUS WIND 1 U1 |  | AMADEUS1_UNIT1 | FISHER | WIND-O | WEST | 2021 | 36.7 | 36.7 | 36.7 | 36.7 | 36.7 | 36.7 | 36.7 | 36.7 | 36.7 | 36.7
460 | AMADEUS WIND 1 U2 |  | AMADEUS1_UNIT2 | FISHER | WIND-O | WEST | 2021 | 35.8 | 35.8 | 35.8 | 35.8 | 35.8 | 35.8 | 35.8 | 35.8 | 35.8 | 35.8
461 | AMADEUS WIND 2 U1 |  | AMADEUS2_UNIT3 | FISHER | WIND-O | WEST | 2021 | 177.7 | 177.7 | 177.7 | 177.7 | 177.7 | 177.7 | 177.7 | 177.7 | 177.7 | 177.7
462 | ANACACHO WIND |  | ANACACHO_ANA | KINNEY | WIND-O | SOUTH | 2012 | 99.8 | 99.8 | 99.8 | 99.8 | 99.8 | 99.8 | 99.8 | 99.8 | 99.8 | 99.8
463 | AVIATOR WIND U1 |  | AVIATOR_UNIT1 | COKE | WIND-O | WEST | 2021 | 180.1 | 180.1 | 180.1 | 180.1 | 180.1 | 180.1 | 180.1 | 180.1 | 180.1 | 180.1
464 | AVIATOR WIND U2 |  | AVIATOR_UNIT2 | COKE | WIND-O | WEST | 2021 | 145.6 | 145.6 | 145.6 | 145.6 | 145.6 | 145.6 | 145.6 | 145.6 | 145.6 | 145.6
465 | AVIATOR WIND U3 |  | DEWOLF_UNIT1 | COKE | WIND-O | WEST | 2021 | 199.3 | 199.3 | 199.3 | 199.3 | 199.3 | 199.3 | 199.3 | 199.3 | 199.3 | 199.3
466 | BAFFIN WIND UNIT1 |  | BAFFIN_UNIT1 | KENEDY | WIND-C | COASTAL | 2016 | 100 | 100 | 100 | 100 | 100 | 100 | 100 | 100 | 100 | 100
467 | BAFFIN WIND UNIT2 |  | BAFFIN_UNIT2 | KENEDY | WIND-C | COASTAL | 2016 | 102 | 102 | 102 | 102 | 102 | 102 | 102 | 102 | 102 | 102
468 | BARROW RANCH (JUMBO HILL WIND) 1 |  | BARROW_UNIT1 | ANDREWS | WIND-O | WEST | 2021 | 90.2 | 90.2 | 90.2 | 90.2 | 90.2 | 90.2 | 90.2 | 90.2 | 90.2 | 90.2
469 | BARROW RANCH (JUMBO HILL WIND) 2 |  | BARROW_UNIT2 | ANDREWS | WIND-O | WEST | 2021 | 70.5 | 70.5 | 70.5 | 70.5 | 70.5 | 70.5 | 70.5 | 70.5 | 70.5 | 70.5
470 | BARTON CHAPEL WIND |  | BRTSW_BCW1 | JACK | WIND-O | NORTH | 2007 | 120 | 120 | 120 | 120 | 120 | 120 | 120 | 120 | 120 | 120
471 | BLUE SUMMIT WIND 1 A | 22INR0550 | BLSUMMIT_BLSMT1_5 | WILBARGER | WIND-O | WEST | 2013 | 8.8 | 8.8 | 8.8 | 8.8 | 8.8 | 8.8 | 8.8 | 8.8 | 8.8 | 8.8
472 | BLUE SUMMIT WIND 1 B | 22INR0550 | BLSUMMIT_BLSMT1_6 | WILBARGER | WIND-O | WEST | 2013 | 124.3 | 124.3 | 124.3 | 124.3 | 124.3 | 124.3 | 124.3 | 124.3 | 124.3 | 124.3
473 | BLUE SUMMIT WIND 2 A |  | BLSUMMIT_UNIT2_25 | WILBARGER | WIND-O | WEST | 2020 | 89.7 | 89.7 | 89.7 | 89.7 | 89.7 | 89.7 | 89.7 | 89.7 | 89.7 | 89.7
474 | BLUE SUMMIT WIND 2 B |  | BLSUMMIT_UNIT2_17 | WILBARGER | WIND-O | WEST | 2020 | 6.7 | 6.7 | 6.7 | 6.7 | 6.7 | 6.7 | 6.7 | 6.7 | 6.7 | 6.7
475 | BLUE SUMMIT WIND 3 A |  | BLSUMIT3_UNIT_17 | WILBARGER | WIND-O | WEST | 2020 | 13.4 | 13.4 | 13.4 | 13.4 | 13.4 | 13.4 | 13.4 | 13.4 | 13.4 | 13.4
476 | BLUE SUMMIT WIND 3 B |  | BLSUMIT3_UNIT_25 | WILBARGER | WIND-O | WEST | 2020 | 182.4 | 182.4 | 182.4 | 182.4 | 182.4 | 182.4 | 182.4 | 182.4 | 182.4 | 182.4
477 | BOBCAT BLUFF WIND |  | BCATWIND_WIND_1 | ARCHER | WIND-O | WEST | 2020 | 162 | 162 | 162 | 162 | 162 | 162 | 162 | 162 | 162 | 162
478 | BRISCOE WIND |  | BRISCOE_WIND | BRISCOE | WIND-P | PANHANDLE | 2015 | 149.8 | 149.8 | 149.8 | 149.8 | 149.8 | 149.8 | 149.8 | 149.8 | 149.8 | 149.8
479 | BRUENNING'S BREEZE A |  | BBREEZE_UNIT1 | WILLACY | WIND-C | COASTAL | 2017 | 120 | 120 | 120 | 120 | 120 | 120 | 120 | 120 | 120 | 120
480 | BRUENNING'S BREEZE B |  | BBREEZE_UNIT2 | WILLACY | WIND-C | COASTAL | 2017 | 108 | 108 | 108 | 108 | 108 | 108 | 108 | 108 | 108 | 108
481 | BUCKTHORN WIND 1 A |  | BUCKTHRN_UNIT1 | ERATH | WIND-O | NORTH | 2017 | 44.9 | 44.9 | 44.9 | 44.9 | 44.9 | 44.9 | 44.9 | 44.9 | 44.9 | 44.9
482 | BUCKTHORN WIND 1 B |  | BUCKTHRN_UNIT2 | ERATH | WIND-O | NORTH | 2017 | 55.7 | 55.7 | 55.7 | 55.7 | 55.7 | 55.7 | 55.7 | 55.7 | 55.7 | 55.7
483 | BUFFALO GAP WIND 1 |  | BUFF_GAP_UNIT1 | TAYLOR | WIND-O | WEST | 2006 | 120.6 | 120.6 | 120.6 | 120.6 | 120.6 | 120.6 | 120.6 | 120.6 | 120.6 | 120.6
484 | BUFFALO GAP WIND 2_1 |  | BUFF_GAP_UNIT2_1 | TAYLOR | WIND-O | WEST | 2007 | 115.5 | 115.5 | 115.5 | 115.5 | 115.5 | 115.5 | 115.5 | 115.5 | 115.5 | 115.5
485 | BUFFALO GAP WIND 2_2 |  | BUFF_GAP_UNIT2_2 | TAYLOR | WIND-O | WEST | 2007 | 117 | 117 | 117 | 117 | 117 | 117 | 117 | 117 | 117 | 117
486 | BUFFALO GAP WIND 3 |  | BUFF_GAP_UNIT3 | TAYLOR | WIND-O | WEST | 2008 | 170.2 | 170.2 | 170.2 | 170.2 | 170.2 | 170.2 | 170.2 | 170.2 | 170.2 | 170.2
487 | BULL CREEK WIND U1 |  | BULLCRK_WND1 | BORDEN | WIND-O | WEST | 2009 | 88 | 88 | 88 | 88 | 88 | 88 | 88 | 88 | 88 | 88
488 | BULL CREEK WIND U2 |  | BULLCRK_WND2 | BORDEN | WIND-O | WEST | 2009 | 90 | 90 | 90 | 90 | 90 | 90 | 90 | 90 | 90 | 90
489 | CABEZON WIND (RIO BRAVO I WIND) 1 A |  | CABEZON_WIND1 | STARR | WIND-O | SOUTH | 2019 | 115.2 | 115.2 | 115.2 | 115.2 | 115.2 | 115.2 | 115.2 | 115.2 | 115.2 | 115.2
490 | CABEZON WIND (RIO BRAVO I WIND) 1 B |  | CABEZON_WIND2 | STARR | WIND-O | SOUTH | 2019 | 122.4 | 122.4 | 122.4 | 122.4 | 122.4 | 122.4 | 122.4 | 122.4 | 122.4 | 122.4
491 | CALLAHAN WIND |  | CALLAHAN_WND1 | CALLAHAN | WIND-O | WEST | 2004 | 123.1 | 123.1 | 123.1 | 123.1 | 123.1 | 123.1 | 123.1 | 123.1 | 123.1 | 123.1
492 | CAMERON COUNTY WIND |  | CAMWIND_UNIT1 | CAMERON | WIND-C | COASTAL | 2016 | 165 | 165 | 165 | 165 | 165 | 165 | 165 | 165 | 165 | 165
493 | CAMP SPRINGS WIND 1 |  | CSEC_CSECG1 | SCURRY | WIND-O | WEST | 2007 | 130.5 | 130.5 | 130.5 | 130.5 | 130.5 | 130.5 | 130.5 | 130.5 | 130.5 | 130.5
494 | CAMP SPRINGS WIND 2 |  | CSEC_CSECG2 | SCURRY | WIND-O | WEST | 2007 | 120 | 120 | 120 | 120 | 120 | 120 | 120 | 120 | 120 | 120
495 | CANADIAN BREAKS WIND |  | CN_BRKS_UNIT_1 | OLDHAM | WIND-P | PANHANDLE | 2019 | 210.1 | 210.1 | 210.1 | 210.1 | 210.1 | 210.1 | 210.1 | 210.1 | 210.1 | 210.1
496 | CAPRICORN RIDGE WIND 1 | 17INR0054 | CAPRIDGE_CR1 | STERLING | WIND-O | WEST | 2007 | 231.7 | 231.7 | 231.7 | 231.7 | 231.7 | 231.7 | 231.7 | 231.7 | 231.7 | 231.7
497 | CAPRICORN RIDGE WIND 2 | 17INR0054 | CAPRIDGE_CR2 | STERLING | WIND-O | WEST | 2007 | 149.5 | 149.5 | 149.5 | 149.5 | 149.5 | 149.5 | 149.5 | 149.5 | 149.5 | 149.5
498 | CAPRICORN RIDGE WIND 3 | 17INR0054 | CAPRIDGE_CR3 | STERLING | WIND-O | WEST | 2008 | 200.9 | 200.9 | 200.9 | 200.9 | 200.9 | 200.9 | 200.9 | 200.9 | 200.9 | 200.9
499 | CAPRICORN RIDGE WIND 4 | 17INR0061 | CAPRIDG4_CR4 | COKE | WIND-O | WEST | 2008 | 121.5 | 121.5 | 121.5 | 121.5 | 121.5 | 121.5 | 121.5 | 121.5 | 121.5 | 121.5
500 | CEDRO HILL WIND 1 |  | CEDROHIL_CHW1 | WEBB | WIND-O | SOUTH | 2010 | 75 | 75 | 75 | 75 | 75 | 75 | 75 | 75 | 75 | 75
501 | CEDRO HILL WIND 2 |  | CEDROHIL_CHW2 | WEBB | WIND-O | SOUTH | 2010 | 75 | 75 | 75 | 75 | 75 | 75 | 75 | 75 | 75 | 75
502 | CHALUPA WIND |  | CHALUPA_UNIT1 | CAMERON | WIND-C | COASTAL | 2021 | 173.3 | 173.3 | 173.3 | 173.3 | 173.3 | 173.3 | 173.3 | 173.3 | 173.3 | 173.3
503 | CHAMPION WIND |  | CHAMPION_UNIT1 | NOLAN | WIND-O | WEST | 2008 | 126.5 | 126.5 | 126.5 | 126.5 | 126.5 | 126.5 | 126.5 | 126.5 | 126.5 | 126.5
504 | CHAPMAN RANCH WIND IA (SANTA CRUZ) |  | SANTACRU_UNIT1 | NUECES | WIND-C | COASTAL | 2017 | 150.6 | 150.6 | 150.6 | 150.6 | 150.6 | 150.6 | 150.6 | 150.6 | 150.6 | 150.6
505 | CHAPMAN RANCH WIND IB (SANTA CRUZ) |  | SANTACRU_UNIT2 | NUECES | WIND-C | COASTAL | 2017 | 98.4 | 98.4 | 98.4 | 98.4 | 98.4 | 98.4 | 98.4 | 98.4 | 98.4 | 98.4
506 | COTTON PLAINS WIND |  | COTPLNS_COTTONPL | FLOYD | WIND-P | PANHANDLE | 2017 | 50.4 | 50.4 | 50.4 | 50.4 | 50.4 | 50.4 | 50.4 | 50.4 | 50.4 | 50.4
507 | DERMOTT WIND 1_1 |  | DERMOTT_UNIT1 | SCURRY | WIND-O | WEST | 2017 | 126.5 | 126.5 | 126.5 | 126.5 | 126.5 | 126.5 | 126.5 | 126.5 | 126.5 | 126.5
508 | DERMOTT WIND 1_2 |  | DERMOTT_UNIT2 | SCURRY | WIND-O | WEST | 2017 | 126.5 | 126.5 | 126.5 | 126.5 | 126.5 | 126.5 | 126.5 | 126.5 | 126.5 | 126.5
509 | DESERT SKY WIND 1 | 17INR0070 | INDNENR_INDNENR | PECOS | WIND-O | WEST | 2002 | 85.1 | 85.1 | 85.1 | 85.1 | 85.1 | 85.1 | 85.1 | 85.1 | 85.1 | 85.1
510 | DESERT SKY WIND 2 | 17INR0070 | INDNENR_INDNENR_2 | PECOS | WIND-O | WEST | 2002 | 85.1 | 85.1 | 85.1 | 85.1 | 85.1 | 85.1 | 85.1 | 85.1 | 85.1 | 85.1
511 | DOUG COLBECK'S CORNER (CONWAY) A |  | GRANDVW1_COLA | CARSON | WIND-P | PANHANDLE | 2016 | 100.2 | 100.2 | 100.2 | 100.2 | 100.2 | 100.2 | 100.2 | 100.2 | 100.2 | 100.2
512 | DOUG COLBECK'S CORNER (CONWAY) B |  | GRANDVW1_COLB | CARSON | WIND-P | PANHANDLE | 2016 | 100.2 | 100.2 | 100.2 | 100.2 | 100.2 | 100.2 | 100.2 | 100.2 | 100.2 | 100.2
513 | EAST RAYMOND WIND (EL RAYO) U1 |  | EL_RAYO_UNIT1 | WILLACY | WIND-C | COASTAL | 2021 | 98 | 98 | 98 | 98 | 98 | 98 | 98 | 98 | 98 | 98
514 | EAST RAYMOND WIND (EL RAYO) U2 |  | EL_RAYO_UNIT2 | WILLACY | WIND-C | COASTAL | 2021 | 96 | 96 | 96 | 96 | 96 | 96 | 96 | 96 | 96 | 96
515 | ELBOW CREEK WIND |  | ELB_ELBCREEK | HOWARD | WIND-O | WEST | 2008 | 121.9 | 121.9 | 121.9 | 121.9 | 121.9 | 121.9 | 121.9 | 121.9 | 121.9 | 121.9
516 | ELECTRA WIND 1 |  | DIGBY_UNIT1 | WILBARGER | WIND-O | WEST | 2017 | 98.9 | 98.9 | 98.9 | 98.9 | 98.9 | 98.9 | 98.9 | 98.9 | 98.9 | 98.9
517 | ELECTRA WIND 2 |  | DIGBY_UNIT2 | WILBARGER | WIND-O | WEST | 2017 | 131.1 | 131.1 | 131.1 | 131.1 | 131.1 | 131.1 | 131.1 | 131.1 | 131.1 | 131.1
518 | ESPIRITU WIND |  | CHALUPA_UNIT2 | CAMERON | WIND-C | COASTAL | 2021 | 25.2 | 25.2 | 25.2 | 25.2 | 25.2 | 25.2 | 25.2 | 25.2 | 25.2 | 25.2
519 | FALVEZ ASTRA WIND |  | ASTRA_UNIT1 | RANDALL | WIND-P | PANHANDLE | 2017 | 163.2 | 163.2 | 163.2 | 163.2 | 163.2 | 163.2 | 163.2 | 163.2 | 163.2 | 163.2
520 | FLAT TOP WIND I |  | FTWIND_UNIT_1 | MILLS | WIND-O | NORTH | 2018 | 200 | 200 | 200 | 200 | 200 | 200 | 200 | 200 | 200 | 200
521 | FLUVANNA RENEWABLE 1 A |  | FLUVANNA_UNIT1 | SCURRY | WIND-O | WEST | 2017 | 79.8 | 79.8 | 79.8 | 79.8 | 79.8 | 79.8 | 79.8 | 79.8 | 79.8 | 79.8
522 | FLUVANNA RENEWABLE 1 B |  | FLUVANNA_UNIT2 | SCURRY | WIND-O | WEST | 2017 | 75.6 | 75.6 | 75.6 | 75.6 | 75.6 | 75.6 | 75.6 | 75.6 | 75.6 | 75.6
523 | FOARD CITY WIND 1 A |  | FOARDCTY_UNIT1 | FOARD | WIND-O | WEST | 2019 | 186.5 | 186.5 | 186.5 | 186.5 | 186.5 | 186.5 | 186.5 | 186.5 | 186.5 | 186.5
524 | FOARD CITY WIND 1 B |  | FOARDCTY_UNIT2 | FOARD | WIND-O | WEST | 2019 | 163.8 | 163.8 | 163.8 | 163.8 | 163.8 | 163.8 | 163.8 | 163.8 | 163.8 | 163.8
525 | FOREST CREEK WIND |  | MCDLD_FCW1 | GLASSCOCK | WIND-O | WEST | 2007 | 124.2 | 124.2 | 124.2 | 124.2 | 124.2 | 124.2 | 124.2 | 124.2 | 124.2 | 124.2
526 | GOAT WIND |  | GOAT_GOATWIND | STERLING | WIND-O | WEST | 2008 | 80 | 80 | 80 | 80 | 80 | 80 | 80 | 80 | 80 | 80
527 | GOAT WIND 2 |  | GOAT_GOATWIN2 | STERLING | WIND-O | WEST | 2010 | 69.6 | 69.6 | 69.6 | 69.6 | 69.6 | 69.6 | 69.6 | 69.6 | 69.6 | 69.6
528 | GOLDTHWAITE WIND 1 |  | GWEC_GWEC_G1 | MILLS | WIND-O | NORTH | 2014 | 148.6 | 148.6 | 148.6 | 148.6 | 148.6 | 148.6 | 148.6 | 148.6 | 148.6 | 148.6
529 | GOPHER CREEK WIND 1 |  | GOPHER_UNIT1 | BORDEN | WIND-O | WEST | 2020 | 82 | 82 | 82 | 82 | 82 | 82 | 82 | 82 | 82 | 82
530 | GOPHER CREEK WIND 2 |  | GOPHER_UNIT2 | BORDEN | WIND-O | WEST | 2020 | 76 | 76 | 76 | 76 | 76 | 76 | 76 | 76 | 76 | 76
531 | GRANDVIEW WIND 1 (CONWAY) GV1A |  | GRANDVW1_GV1A | CARSON | WIND-P | PANHANDLE | 2014 | 107.4 | 107.4 | 107.4 | 107.4 | 107.4 | 107.4 | 107.4 | 107.4 | 107.4 | 107.4
532 | GRANDVIEW WIND 1 (CONWAY) GV1B |  | GRANDVW1_GV1B | CARSON | WIND-P | PANHANDLE | 2014 | 103.8 | 103.8 | 103.8 | 103.8 | 103.8 | 103.8 | 103.8 | 103.8 | 103.8 | 103.8
533 | GREEN MOUNTAIN WIND (BRAZOS) U1 | 21INR0532 | BRAZ_WND_WND1 | SCURRY | WIND-O | WEST | 2003 | 99 | 99 | 99 | 99 | 99 | 99 | 99 | 99 | 99 | 99
534 | GREEN MOUNTAIN WIND (BRAZOS) U2 | 21INR0532 | BRAZ_WND_WND2 | SCURRY | WIND-O | WEST | 2003 | 61 | 61 | 61 | 61 | 61 | 61 | 61 | 61 | 61 | 61
535 | GREEN PASTURES WIND I |  | GPASTURE_WIND_I | BAYLOR | WIND-O | WEST | 2015 | 150 | 150 | 150 | 150 | 150 | 150 | 150 | 150 | 150 | 150
536 | GRIFFIN TRAIL WIND U1 |  | GRIF_TRL_UNIT1 | KNOX | WIND-O | WEST | 2021 | 98.7 | 98.7 | 98.7 | 98.7 | 98.7 | 98.7 | 98.7 | 98.7 | 98.7 | 98.7
537 | GRIFFIN TRAIL WIND U2 |  | GRIF_TRL_UNIT2 | KNOX | WIND-O | WEST | 2021 | 126.9 | 126.9 | 126.9 | 126.9 | 126.9 | 126.9 | 126.9 | 126.9 | 126.9 | 126.9
538 | GULF WIND I |  | TGW_T1 | KENEDY | WIND-C | COASTAL | 2021 | 141.6 | 141.6 | 141.6 | 141.6 | 141.6 | 141.6 | 141.6 | 141.6 | 141.6 | 141.6
539 | GULF WIND II |  | TGW_T2 | KENEDY | WIND-C | COASTAL | 2021 | 141.6 | 141.6 | 141.6 | 141.6 | 141.6 | 141.6 | 141.6 | 141.6 | 141.6 | 141.6
540 | GUNSIGHT MOUNTAIN WIND |  | GUNMTN_G1 | HOWARD | WIND-O | WEST | 2016 | 119.9 | 119.9 | 119.9 | 119.9 | 119.9 | 119.9 | 119.9 | 119.9 | 119.9 | 119.9
541 | HACKBERRY WIND |  | HWF_HWFG1 | SHACKELFORD | WIND-O | WEST | 2008 | 163.5 | 163.5 | 163.5 | 163.5 | 163.5 | 163.5 | 163.5 | 163.5 | 163.5 | 163.5
542 | HARBOR WIND |  | DG_NUECE_6UNITS | NUECES | WIND-C | COASTAL | 2012 | 9 | 9 | 9 | 9 | 9 | 9 | 9 | 9 | 9 | 9
543 | HEREFORD WIND G |  | HRFDWIND_WIND_G | DEAF SMITH | WIND-P | PANHANDLE | 2015 | 99.9 | 99.9 | 99.9 | 99.9 | 99.9 | 99.9 | 99.9 | 99.9 | 99.9 | 99.9
544 | HEREFORD WIND V |  | HRFDWIND_WIND_V | DEAF SMITH | WIND-P | PANHANDLE | 2015 | 100 | 100 | 100 | 100 | 100 | 100 | 100 | 100 | 100 | 100
545 | HICKMAN (SANTA RITA WIND) 1 |  | HICKMAN_G1 | REAGAN | WIND-O | WEST | 2018 | 152.5 | 152.5 | 152.5 | 152.5 | 152.5 | 152.5 | 152.5 | 152.5 | 152.5 | 152.5
546 | HICKMAN (SANTA RITA WIND) 2 |  | HICKMAN_G2 | REAGAN | WIND-O | WEST | 2018 | 147.5 | 147.5 | 147.5 | 147.5 | 147.5 | 147.5 | 147.5 | 147.5 | 147.5 | 147.5
547 | HIDALGO & STARR WIND 11 |  | MIRASOLE_MIR11 | HIDALGO | WIND-O | SOUTH | 2016 | 52 | 52 | 52 | 52 | 52 | 52 | 52 | 52 | 52 | 52
548 | HIDALGO & STARR WIND 12 |  | MIRASOLE_MIR12 | HIDALGO | WIND-O | SOUTH | 2016 | 98 | 98 | 98 | 98 | 98 | 98 | 98 | 98 | 98 | 98
549 | HIDALGO & STARR WIND 21 |  | MIRASOLE_MIR21 | HIDALGO | WIND-O | SOUTH | 2016 | 100 | 100 | 100 | 100 | 100 | 100 | 100 | 100 | 100 | 100
550 | HIDALGO II WIND |  | MIRASOLE_MIR13 | HIDALGO | WIND-O | SOUTH | 2021 | 50.4 | 50.4 | 50.4 | 50.4 | 50.4 | 50.4 | 50.4 | 50.4 | 50.4 | 50.4
551 | HIGH LONESOME W 1A |  | HI_LONE_WGR1A | CROCKETT | WIND-O | WEST | 2021 | 46 | 46 | 46 | 46 | 46 | 46 | 46 | 46 | 46 | 46
552 | HIGH LONESOME W 1B |  | HI_LONE_WGR1B | CROCKETT | WIND-O | WEST | 2021 | 52 | 52 | 52 | 52 | 52 | 52 | 52 | 52 | 52 | 52
553 | HIGH LONESOME W 1C |  | HI_LONE_WGR1C | CROCKETT | WIND-O | WEST | 2021 | 25.3 | 25.3 | 25.3 | 25.3 | 25.3 | 25.3 | 25.3 | 25.3 | 25.3 | 25.3
554 | HIGH LONESOME W 2 |  | HI_LONE_WGR2 | CROCKETT | WIND-O | WEST | 2021 | 122.5 | 122.5 | 122.5 | 122.5 | 122.5 | 122.5 | 122.5 | 122.5 | 122.5 | 122.5
555 | HIGH LONESOME W 2A |  | HI_LONE_WGR2A | CROCKETT | WIND-O | WEST | 2021 | 25.3 | 25.3 | 25.3 | 25.3 | 25.3 | 25.3 | 25.3 | 25.3 | 25.3 | 25.3
556 | HIGH LONESOME W 3 |  | HI_LONE_WGR3 | CROCKETT | WIND-O | WEST | 2021 | 127.6 | 127.6 | 127.6 | 127.6 | 127.6 | 127.6 | 127.6 | 127.6 | 127.6 | 127.6
557 | HIGH LONESOME W 4 |  | HI_LONE_WGR4 | CROCKETT | WIND-O | WEST | 2021 | 101.6 | 101.6 | 101.6 | 101.6 | 101.6 | 101.6 | 101.6 | 101.6 | 101.6 | 101.6
558 | HORSE CREEK WIND 1 |  | HORSECRK_UNIT1 | HASKELL | WIND-O | WEST | 2017 | 131.1 | 131.1 | 131.1 | 131.1 | 131.1 | 131.1 | 131.1 | 131.1 | 131.1 | 131.1
559 | HORSE CREEK WIND 2 |  | HORSECRK_UNIT2 | HASKELL | WIND-O | WEST | 2017 | 98.9 | 98.9 | 98.9 | 98.9 | 98.9 | 98.9 | 98.9 | 98.9 | 98.9 | 98.9
560 | HORSE HOLLOW WIND 1 | 17INR0052 | H_HOLLOW_WND1 | TAYLOR | WIND-O | WEST | 2005 | 230 | 230 | 230 | 230 | 230 | 230 | 230 | 230 | 230 | 230
561 | HORSE HOLLOW WIND 2 | 17INR0053 | HHOLLOW2_WIND1 | TAYLOR | WIND-O | WEST | 2006 | 184 | 184 | 184 | 184 | 184 | 184 | 184 | 184 | 184 | 184
562 | HORSE HOLLOW WIND 3 | 17INR0053 | HHOLLOW3_WND_1 | TAYLOR | WIND-O | WEST | 2006 | 241.4 | 241.4 | 241.4 | 241.4 | 241.4 | 241.4 | 241.4 | 241.4 | 241.4 | 241.4
563 | HORSE HOLLOW WIND 4 | 17INR0053 | HHOLLOW4_WND1 | TAYLOR | WIND-O | WEST | 2006 | 115 | 115 | 115 | 115 | 115 | 115 | 115 | 115 | 115 | 115
564 | INADALE WIND 1 |  | INDL_INADALE1 | NOLAN | WIND-O | WEST | 2008 | 95 | 95 | 95 | 95 | 95 | 95 | 95 | 95 | 95 | 95
565 | INADALE WIND 2 |  | INDL_INADALE2 | NOLAN | WIND-O | WEST | 2008 | 102 | 102 | 102 | 102 | 102 | 102 | 102 | 102 | 102 | 102
566 | INDIAN MESA WIND |  | INDNNWP_INDNNWP2 | PECOS | WIND-O | WEST | 2001 | 91.8 | 91.8 | 91.8 | 91.8 | 91.8 | 91.8 | 91.8 | 91.8 | 91.8 | 91.8
567 | JAVELINA I WIND 18 |  | BORDAS_JAVEL18 | WEBB | WIND-O | SOUTH | 2015 | 19.7 | 19.7 | 19.7 | 19.7 | 19.7 | 19.7 | 19.7 | 19.7 | 19.7 | 19.7
568 | JAVELINA I WIND 20 |  | BORDAS_JAVEL20 | WEBB | WIND-O | SOUTH | 2015 | 230 | 230 | 230 | 230 | 230 | 230 | 230 | 230 | 230 | 230
569 | JAVELINA II WIND 1 |  | BORDAS2_JAVEL2_A | WEBB | WIND-O | SOUTH | 2017 | 96 | 96 | 96 | 96 | 96 | 96 | 96 | 96 | 96 | 96
570 | JAVELINA II WIND 2 |  | BORDAS2_JAVEL2_B | WEBB | WIND-O | SOUTH | 2017 | 74 | 74 | 74 | 74 | 74 | 74 | 74 | 74 | 74 | 74
571 | JAVELINA II WIND 3 |  | BORDAS2_JAVEL2_C | WEBB | WIND-O | SOUTH | 2017 | 30 | 30 | 30 | 30 | 30 | 30 | 30 | 30 | 30 | 30
572 | JUMBO ROAD WIND 1 |  | HRFDWIND_JRDWIND1 | DEAF SMITH | WIND-P | PANHANDLE | 2015 | 146.2 | 146.2 | 146.2 | 146.2 | 146.2 | 146.2 | 146.2 | 146.2 | 146.2 | 146.2
573 | JUMBO ROAD WIND 2 |  | HRFDWIND_JRDWIND2 | DEAF SMITH | WIND-P | PANHANDLE | 2015 | 153.6 | 153.6 | 153.6 | 153.6 | 153.6 | 153.6 | 153.6 | 153.6 | 153.6 | 153.6
574 | KARANKAWA WIND 1A |  | KARAKAW1_UNIT1 | SAN PATRICIO | WIND-C | COASTAL | 2019 | 103.3 | 103.3 | 103.3 | 103.3 | 103.3 | 103.3 | 103.3 | 103.3 | 103.3 | 103.3
575 | KARANKAWA WIND 1B |  | KARAKAW1_UNIT2 | SAN PATRICIO | WIND-C | COASTAL | 2019 | 103.3 | 103.3 | 103.3 | 103.3 | 103.3 | 103.3 | 103.3 | 103.3 | 103.3 | 103.3
576 | KARANKAWA WIND 2 |  | KARAKAW2_UNIT3 | SAN PATRICIO | WIND-C | COASTAL | 2019 | 100.4 | 100.4 | 100.4 | 100.4 | 100.4 | 100.4 | 100.4 | 100.4 | 100.4 | 100.4
577 | KEECHI WIND |  | KEECHI_U1 | JACK | WIND-O | NORTH | 2015 | 110 | 110 | 110 | 110 | 110 | 110 | 110 | 110 | 110 | 110
578 | KING MOUNTAIN WIND (NE) |  | KING_NE_KINGNE | UPTON | WIND-O | WEST | 2001 | 79.7 | 79.7 | 79.7 | 79.7 | 79.7 | 79.7 | 79.7 | 79.7 | 79.7 | 79.7
579 | KING MOUNTAIN WIND (NW) |  | KING_NW_KINGNW | UPTON | WIND-O | WEST | 2001 | 79.7 | 79.7 | 79.7 | 79.7 | 79.7 | 79.7 | 79.7 | 79.7 | 79.7 | 79.7
580 | KING MOUNTAIN WIND (SE) |  | KING_SE_KINGSE | UPTON | WIND-O | WEST | 2001 | 40.5 | 40.5 | 40.5 | 40.5 | 40.5 | 40.5 | 40.5 | 40.5 | 40.5 | 40.5
581 | KING MOUNTAIN WIND (SW) |  | KING_SW_KINGSW | UPTON | WIND-O | WEST | 2001 | 79.7 | 79.7 | 79.7 | 79.7 | 79.7 | 79.7 | 79.7 | 79.7 | 79.7 | 79.7
582 | LANGFORD WIND POWER |  | LGD_LANGFORD | TOM GREEN | WIND-O | WEST | 2009 | 160 | 160 | 160 | 160 | 160 | 160 | 160 | 160 | 160 | 160
583 | LOCKETT WIND FARM |  | LOCKETT_UNIT1 | WILBARGER | WIND-O | WEST | 2019 | 183.7 | 183.7 | 183.7 | 183.7 | 183.7 | 183.7 | 183.7 | 183.7 | 183.7 | 183.7
584 | LOGANS GAP WIND I U1 |  | LGW_UNIT1 | COMANCHE | WIND-O | NORTH | 2015 | 106.3 | 106.3 | 106.3 | 106.3 | 106.3 | 106.3 | 106.3 | 106.3 | 106.3 | 106.3
585 | LOGANS GAP WIND I U2 |  | LGW_UNIT2 | COMANCHE | WIND-O | NORTH | 2015 | 103.8 | 103.8 | 103.8 | 103.8 | 103.8 | 103.8 | 103.8 | 103.8 | 103.8 | 103.8
586 | LONE STAR WIND 1 (MESQUITE) |  | LNCRK_G83 | SHACKELFORD | WIND-O | WEST | 2006 | 194 | 194 | 194 | 194 | 194 | 194 | 194 | 194 | 194 | 194
587 | LONE STAR WIND 2 (POST OAK) U1 | 22INR0479 | LNCRK2_G871 | SHACKELFORD | WIND-O | WEST | 2007 | 98 | 98 | 98 | 98 | 98 | 98 | 98 | 98 | 98 | 98
588 | LONE STAR WIND 2 (POST OAK) U2 | 22INR0479 | LNCRK2_G872 | SHACKELFORD | WIND-O | WEST | 2007 | 100 | 100 | 100 | 100 | 100 | 100 | 100 | 100 | 100 | 100
589 | LONGHORN WIND NORTH U1 |  | LHORN_N_UNIT1 | FLOYD | WIND-P | PANHANDLE | 2015 | 100 | 100 | 100 | 100 | 100 | 100 | 100 | 100 | 100 | 100
590 | LONGHORN WIND NORTH U2 |  | LHORN_N_UNIT2 | FLOYD | WIND-P | PANHANDLE | 2015 | 100 | 100 | 100 | 100 | 100 | 100 | 100 | 100 | 100 | 100
591 | LORAINE WINDPARK I |  | LONEWOLF_G1 | MITCHELL | WIND-O | WEST | 2010 | 48 | 48 | 48 | 48 | 48 | 48 | 48 | 48 | 48 | 48
592 | LORAINE WINDPARK II |  | LONEWOLF_G2 | MITCHELL | WIND-O | WEST | 2010 | 51 | 51 | 51 | 51 | 51 | 51 | 51 | 51 | 51 | 51
593 | LORAINE WINDPARK III |  | LONEWOLF_G3 | MITCHELL | WIND-O | WEST | 2011 | 25.5 | 25.5 | 25.5 | 25.5 | 25.5 | 25.5 | 25.5 | 25.5 | 25.5 | 25.5
594 | LORAINE WINDPARK IV |  | LONEWOLF_G4 | MITCHELL | WIND-O | WEST | 2011 | 24 | 24 | 24 | 24 | 24 | 24 | 24 | 24 | 24 | 24
595 | LOS VIENTOS III WIND |  | LV3_UNIT_1 | STARR | WIND-O | SOUTH | 2015 | 200 | 200 | 200 | 200 | 200 | 200 | 200 | 200 | 200 | 200
596 | LOS VIENTOS IV WIND |  | LV4_UNIT_1 | STARR | WIND-O | SOUTH | 2016 | 200 | 200 | 200 | 200 | 200 | 200 | 200 | 200 | 200 | 200
597 | LOS VIENTOS V WIND |  | LV5_UNIT_1 | STARR | WIND-O | SOUTH | 2016 | 110 | 110 | 110 | 110 | 110 | 110 | 110 | 110 | 110 | 110
598 | LOS VIENTOS WIND I |  | LV1_LV1A | WILLACY | WIND-C | COASTAL | 2013 | 200.1 | 200.1 | 200.1 | 200.1 | 200.1 | 200.1 | 200.1 | 200.1 | 200.1 | 200.1
599 | LOS VIENTOS WIND II |  | LV2_LV2 | WILLACY | WIND-C | COASTAL | 2013 | 201.6 | 201.6 | 201.6 | 201.6 | 201.6 | 201.6 | 201.6 | 201.6 | 201.6 | 201.6
600 | MAGIC VALLEY WIND (REDFISH) 1A |  | REDFISH_MV1A | WILLACY | WIND-C | COASTAL | 2012 | 99.8 | 99.8 | 99.8 | 99.8 | 99.8 | 99.8 | 99.8 | 99.8 | 99.8 | 99.8
601 | MAGIC VALLEY WIND (REDFISH) 1B |  | REDFISH_MV1B | WILLACY | WIND-C | COASTAL | 2012 | 103.5 | 103.5 | 103.5 | 103.5 | 103.5 | 103.5 | 103.5 | 103.5 | 103.5 | 103.5
602 | MARIAH DEL NORTE 1 |  | MARIAH_NORTE1 | PARMER | WIND-P | PANHANDLE | 2017 | 115.2 | 115.2 | 115.2 | 115.2 | 115.2 | 115.2 | 115.2 | 115.2 | 115.2 | 115.2
603 | MARIAH DEL NORTE 2 |  | MARIAH_NORTE2 | PARMER | WIND-P | PANHANDLE | 2017 | 115.2 | 115.2 | 115.2 | 115.2 | 115.2 | 115.2 | 115.2 | 115.2 | 115.2 | 115.2
604 | MCADOO WIND |  | MWEC_G1 | DICKENS | WIND-P | PANHANDLE | 2008 | 150 | 150 | 150 | 150 | 150 | 150 | 150 | 150 | 150 | 150
605 | MESQUITE CREEK WIND 1 |  | MESQCRK_WND1 | DAWSON | WIND-O | WEST | 2015 | 105.6 | 105.6 | 105.6 | 105.6 | 105.6 | 105.6 | 105.6 | 105.6 | 105.6 | 105.6
606 | MESQUITE CREEK WIND 2 |  | MESQCRK_WND2 | DAWSON | WIND-O | WEST | 2015 | 105.6 | 105.6 | 105.6 | 105.6 | 105.6 | 105.6 | 105.6 | 105.6 | 105.6 | 105.6
607 | MIAMI WIND G1 |  | MIAM1_G1 | GRAY | WIND-P | PANHANDLE | 2014 | 144.3 | 144.3 | 144.3 | 144.3 | 144.3 | 144.3 | 144.3 | 144.3 | 144.3 | 144.3
608 | MIAMI WIND G2 |  | MIAM1_G2 | GRAY | WIND-P | PANHANDLE | 2014 | 144.3 | 144.3 | 144.3 | 144.3 | 144.3 | 144.3 | 144.3 | 144.3 | 144.3 | 144.3
609 | MIDWAY WIND |  | MIDWIND_UNIT1 | SAN PATRICIO | WIND-C | COASTAL | 2019 | 162.8 | 162.8 | 162.8 | 162.8 | 162.8 | 162.8 | 162.8 | 162.8 | 162.8 | 162.8
610 | NIELS BOHR WIND A (BEARKAT WIND A) |  | NBOHR_UNIT1 | GLASSCOCK | WIND-O | WEST | 2018 | 196.6 | 196.6 | 196.6 | 196.6 | 196.6 | 196.6 | 196.6 | 196.6 | 196.6 | 196.6
611 | NOTREES WIND 1 |  | NWF_NWF1 | WINKLER | WIND-O | WEST | 2009 | 92.6 | 92.6 | 92.6 | 92.6 | 92.6 | 92.6 | 92.6 | 92.6 | 92.6 | 92.6
612 | NOTREES WIND 2 |  | NWF_NWF2 | WINKLER | WIND-O | WEST | 2009 | 60 | 60 | 60 | 60 | 60 | 60 | 60 | 60 | 60 | 60
613 | OCOTILLO WIND |  | OWF_OWF | HOWARD | WIND-O | WEST | 2008 | 58.8 | 58.8 | 58.8 | 58.8 | 58.8 | 58.8 | 58.8 | 58.8 | 58.8 | 58.8
614 | OLD SETTLER WIND |  | COTPLNS_OLDSETLR | FLOYD | WIND-P | PANHANDLE | 2017 | 151.2 | 151.2 | 151.2 | 151.2 | 151.2 | 151.2 | 151.2 | 151.2 | 151.2 | 151.2
615 | OVEJA WIND U1 |  | OVEJA_G1 | IRION | WIND-O | WEST | 2021 | 151.2 | 151.2 | 151.2 | 151.2 | 151.2 | 151.2 | 151.2 | 151.2 | 151.2 | 151.2
616 | OVEJA WIND U2 |  | OVEJA_G2 | IRION | WIND-O | WEST | 2021 | 151.2 | 151.2 | 151.2 | 151.2 | 151.2 | 151.2 | 151.2 | 151.2 | 151.2 | 151.2
617 | PALMAS ALTAS WIND |  | PALMWIND_UNIT1 | CAMERON | WIND-C | COASTAL | 2020 | 144.9 | 144.9 | 144.9 | 144.9 | 144.9 | 144.9 | 144.9 | 144.9 | 144.9 | 144.9
618 | PANHANDLE WIND 1 U1 |  | PH1_UNIT1 | CARSON | WIND-P | PANHANDLE | 2014 | 109.2 | 109.2 | 109.2 | 109.2 | 109.2 | 109.2 | 109.2 | 109.2 | 109.2 | 109.2
619 | PANHANDLE WIND 1 U2 |  | PH1_UNIT2 | CARSON | WIND-P | PANHANDLE | 2014 | 109.2 | 109.2 | 109.2 | 109.2 | 109.2 | 109.2 | 109.2 | 109.2 | 109.2 | 109.2
620 | PANHANDLE WIND 2 U1 |  | PH2_UNIT1 | CARSON | WIND-P | PANHANDLE | 2014 | 94.2 | 94.2 | 94.2 | 94.2 | 94.2 | 94.2 | 94.2 | 94.2 | 94.2 | 94.2
621 | PANHANDLE WIND 2 U2 |  | PH2_UNIT2 | CARSON | WIND-P | PANHANDLE | 2014 | 96.6 | 96.6 | 96.6 | 96.6 | 96.6 | 96.6 | 96.6 | 96.6 | 96.6 | 96.6
622 | PANTHER CREEK WIND 1 |  | PC_NORTH_PANTHER1 | HOWARD | WIND-O | WEST | 2008 | 142.5 | 142.5 | 142.5 | 142.5 | 142.5 | 142.5 | 142.5 | 142.5 | 142.5 | 142.5
623 | PANTHER CREEK WIND 2 |  | PC_SOUTH_PANTHER2 | HOWARD | WIND-O | WEST | 2019 | 115.5 | 115.5 | 115.5 | 115.5 | 115.5 | 115.5 | 115.5 | 115.5 | 115.5 | 115.5
624 | PANTHER CREEK WIND 3 | 21INR0449 | PC_SOUTH_PANTHER3 | HOWARD | WIND-O | WEST | 2009 | 199.5 | 199.5 | 199.5 | 199.5 | 199.5 | 199.5 | 199.5 | 199.5 | 199.5 | 199.5
625 | PAPALOTE CREEK WIND |  | PAP1_PAP1 | SAN PATRICIO | WIND-C | COASTAL | 2009 | 179.9 | 179.9 | 179.9 | 179.9 | 179.9 | 179.9 | 179.9 | 179.9 | 179.9 | 179.9
626 | PAPALOTE CREEK WIND II |  | COTTON_PAP2 | SAN PATRICIO | WIND-C | COASTAL | 2010 | 200.1 | 200.1 | 200.1 | 200.1 | 200.1 | 200.1 | 200.1 | 200.1 | 200.1 | 200.1
627 | PECOS WIND 1 (WOODWARD) |  | WOODWRD1_WOODWRD1 | PECOS | WIND-O | WEST | 2001 | 91.7 | 91.7 | 91.7 | 91.7 | 91.7 | 91.7 | 91.7 | 91.7 | 91.7 | 91.7
628 | PECOS WIND 2 (WOODWARD) |  | WOODWRD2_WOODWRD2 | PECOS | WIND-O | WEST | 2001 | 86 | 86 | 86 | 86 | 86 | 86 | 86 | 86 | 86 | 86
629 | PENASCAL WIND 1 |  | PENA_UNIT1 | KENEDY | WIND-C | COASTAL | 2009 | 160.8 | 160.8 | 160.8 | 160.8 | 160.8 | 160.8 | 160.8 | 160.8 | 160.8 | 160.8
630 | PENASCAL WIND 2 |  | PENA_UNIT2 | KENEDY | WIND-C | COASTAL | 2009 | 141.6 | 141.6 | 141.6 | 141.6 | 141.6 | 141.6 | 141.6 | 141.6 | 141.6 | 141.6
631 | PENASCAL WIND 3 |  | PENA3_UNIT3 | KENEDY | WIND-C | COASTAL | 2011 | 100.8 | 100.8 | 100.8 | 100.8 | 100.8 | 100.8 | 100.8 | 100.8 | 100.8 | 100.8
632 | PEYTON CREEK WIND |  | PEY_UNIT1 | MATAGORDA | WIND-C | COASTAL | 2020 | 151.2 | 151.2 | 151.2 | 151.2 | 151.2 | 151.2 | 151.2 | 151.2 | 151.2 | 151.2
633 | PYRON WIND 1 |  | PYR_PYRON1 | NOLAN | WIND-O | WEST | 2008 | 121.5 | 121.5 | 121.5 | 121.5 | 121.5 | 121.5 | 121.5 | 121.5 | 121.5 | 121.5
634 | PYRON WIND 2 |  | PYR_PYRON2 | NOLAN | WIND-O | WEST | 2008 | 127.5 | 127.5 | 127.5 | 127.5 | 127.5 | 127.5 | 127.5 | 127.5 | 127.5 | 127.5
635 | RANCHERO WIND |  | RANCHERO_UNIT1 | CROCKETT | WIND-O | WEST | 2020 | 150 | 150 | 150 | 150 | 150 | 150 | 150 | 150 | 150 | 150
636 | RANCHERO WIND |  | RANCHERO_UNIT2 | CROCKETT | WIND-O | WEST | 2020 | 150 | 150 | 150 | 150 | 150 | 150 | 150 | 150 | 150 | 150
637 | RATTLESNAKE I WIND ENERGY CENTER G1 |  | RSNAKE_G1 | GLASSCOCK | WIND-O | WEST | 2015 | 104.3 | 104.3 | 104.3 | 104.3 | 104.3 | 104.3 | 104.3 | 104.3 | 104.3 | 104.3
638 | RATTLESNAKE I WIND ENERGY CENTER G2 |  | RSNAKE_G2 | GLASSCOCK | WIND-O | WEST | 2015 | 103 | 103 | 103 | 103 | 103 | 103 | 103 | 103 | 103 | 103
639 | RED CANYON WIND |  | RDCANYON_RDCNY1 | BORDEN | WIND-O | WEST | 2006 | 89.6 | 89.6 | 89.6 | 89.6 | 89.6 | 89.6 | 89.6 | 89.6 | 89.6 | 89.6
640 | ROCK SPRINGS VAL VERDE WIND (FERMI) 1 |  | FERMI_WIND1 | VAL VERDE | WIND-O | WEST | 2017 | 121.9 | 121.9 | 121.9 | 121.9 | 121.9 | 121.9 | 121.9 | 121.9 | 121.9 | 121.9
641 | ROCK SPRINGS VAL VERDE WIND (FERMI) 2 |  | FERMI_WIND2 | VAL VERDE | WIND-O | WEST | 2017 | 27.4 | 27.4 | 27.4 | 27.4 | 27.4 | 27.4 | 27.4 | 27.4 | 27.4 | 27.4
642 | ROSCOE WIND |  | TKWSW1_ROSCOE | NOLAN | WIND-O | WEST | 2008 | 114 | 114 | 114 | 114 | 114 | 114 | 114 | 114 | 114 | 114
643 | ROSCOE WIND 2A |  | TKWSW1_ROSCOE2A | NOLAN | WIND-O | WEST | 2008 | 95 | 95 | 95 | 95 | 95 | 95 | 95 | 95 | 95 | 95
644 | ROUTE 66 WIND |  | ROUTE_66_WIND1 | CARSON | WIND-P | PANHANDLE | 2015 | 150 | 150 | 150 | 150 | 150 | 150 | 150 | 150 | 150 | 150
645 | RTS 2 WIND (HEART OF TEXAS WIND) U1 |  | RTS2_U1 | MCCULLOCH | WIND-O | SOUTH | 2021 | 89.9 | 89.9 | 89.9 | 89.9 | 89.9 | 89.9 | 89.9 | 89.9 | 89.9 | 89.9
646 | RTS 2 WIND (HEART OF TEXAS WIND) U2 |  | RTS2_U2 | MCCULLOCH | WIND-O | SOUTH | 2021 | 89.9 | 89.9 | 89.9 | 89.9 | 89.9 | 89.9 | 89.9 | 89.9 | 89.9 | 89.9
647 | RTS WIND |  | RTS_U1 | MCCULLOCH | WIND-O | SOUTH | 2018 | 160 | 160 | 160 | 160 | 160 | 160 | 160 | 160 | 160 | 160
648 | SALT FORK 1 WIND U1 |  | SALTFORK_UNIT1 | DONLEY | WIND-P | PANHANDLE | 2017 | 64 | 64 | 64 | 64 | 64 | 64 | 64 | 64 | 64 | 64
649 | SALT FORK 1 WIND U2 |  | SALTFORK_UNIT2 | DONLEY | WIND-P | PANHANDLE | 2017 | 110 | 110 | 110 | 110 | 110 | 110 | 110 | 110 | 110 | 110
650 | SAN ROMAN WIND |  | SANROMAN_WIND_1 | CAMERON | WIND-C | COASTAL | 2017 | 95.2 | 95.2 | 95.2 | 95.2 | 95.2 | 95.2 | 95.2 | 95.2 | 95.2 | 95.2
651 | SAND BLUFF WIND | 20INR0296 | MCDLD_SBW1 | GLASSCOCK | WIND-O | WEST | 2008 | 90 | 90 | 90 | 90 | 90 | 90 | 90 | 90 | 90 | 90
652 | SENATE WIND |  | SENATEWD_UNIT1 | JACK | WIND-O | NORTH | 2012 | 150 | 150 | 150 | 150 | 150 | 150 | 150 | 150 | 150 | 150
653 | SENDERO WIND ENERGY |  | EXGNSND_WIND_1 | JIM HOGG | WIND-O | SOUTH | 2015 | 78 | 78 | 78 | 78 | 78 | 78 | 78 | 78 | 78 | 78
654 | SEYMOUR HILLS WIND (S_HILLS WIND) |  | S_HILLS_UNIT1 | BAYLOR | WIND-O | WEST | 2019 | 30.2 | 30.2 | 30.2 | 30.2 | 30.2 | 30.2 | 30.2 | 30.2 | 30.2 | 30.2
655 | SHAFFER (PATRIOT WIND/PETRONILLA) |  | SHAFFER_UNIT1 | NUECES | WIND-C | COASTAL | 2021 | 226.1 | 226.1 | 226.1 | 226.1 | 226.1 | 226.1 | 226.1 | 226.1 | 226.1 | 226.1
656 | SHANNON WIND |  | SHANNONW_UNIT_1 | CLAY | WIND-O | WEST | 2015 | 204.1 | 204.1 | 204.1 | 204.1 | 204.1 | 204.1 | 204.1 | 204.1 | 204.1 | 204.1
657 | SHERBINO 2 WIND | 19INR0120 | KEO_SHRBINO2 | PECOS | WIND-O | WEST | 2011 | 132 | 132 | 132 | 132 | 132 | 132 | 132 | 132 | 132 | 132
658 | SILVER STAR WIND | 18INR0064 | FLTCK_SSI | ERATH | WIND-O | NORTH | 2008 | 52.8 | 52.8 | 52.8 | 52.8 | 52.8 | 52.8 | 52.8 | 52.8 | 52.8 | 52.8
659 | SOUTH PLAINS WIND 1 U1 |  | SPLAIN1_WIND1 | FLOYD | WIND-P | PANHANDLE | 2015 | 102 | 102 | 102 | 102 | 102 | 102 | 102 | 102 | 102 | 102
660 | SOUTH PLAINS WIND 1 U2 |  | SPLAIN1_WIND2 | FLOYD | WIND-P | PANHANDLE | 2015 | 98 | 98 | 98 | 98 | 98 | 98 | 98 | 98 | 98 | 98
661 | SOUTH PLAINS WIND 2 U1 |  | SPLAIN2_WIND21 | FLOYD | WIND-P | PANHANDLE | 2016 | 148.5 | 148.5 | 148.5 | 148.5 | 148.5 | 148.5 | 148.5 | 148.5 | 148.5 | 148.5
662 | SOUTH PLAINS WIND 2 U2 |  | SPLAIN2_WIND22 | FLOYD | WIND-P | PANHANDLE | 2016 | 151.8 | 151.8 | 151.8 | 151.8 | 151.8 | 151.8 | 151.8 | 151.8 | 151.8 | 151.8
663 | SOUTH TRENT WIND |  | STWF_T1 | NOLAN | WIND-O | WEST | 2008 | 98.2 | 98.2 | 98.2 | 98.2 | 98.2 | 98.2 | 98.2 | 98.2 | 98.2 | 98.2
664 | SPINNING SPUR WIND TWO A |  | SSPURTWO_WIND_1 | OLDHAM | WIND-P | PANHANDLE | 2014 | 161 | 161 | 161 | 161 | 161 | 161 | 161 | 161 | 161 | 161
665 | SPINNING SPUR WIND TWO B |  | SSPURTWO_SS3WIND2 | OLDHAM | WIND-P | PANHANDLE | 2015 | 98 | 98 | 98 | 98 | 98 | 98 | 98 | 98 | 98 | 98
666 | SPINNING SPUR WIND TWO C |  | SSPURTWO_SS3WIND1 | OLDHAM | WIND-P | PANHANDLE | 2015 | 96 | 96 | 96 | 96 | 96 | 96 | 96 | 96 | 96 | 96
667 | STANTON WIND ENERGY |  | SWEC_G1 | MARTIN | WIND-O | WEST | 2008 | 120 | 120 | 120 | 120 | 120 | 120 | 120 | 120 | 120 | 120
668 | STELLA WIND |  | STELLA_UNIT1 | KENEDY | WIND-C | COASTAL | 2018 | 201 | 201 | 201 | 201 | 201 | 201 | 201 | 201 | 201 | 201
669 | STEPHENS RANCH WIND 1 |  | SRWE1_UNIT1 | BORDEN | WIND-O | WEST | 2014 | 211.2 | 211.2 | 211.2 | 211.2 | 211.2 | 211.2 | 211.2 | 211.2 | 211.2 | 211.2
670 | STEPHENS RANCH WIND 2 |  | SRWE1_SRWE2 | BORDEN | WIND-O | WEST | 2015 | 164.7 | 164.7 | 164.7 | 164.7 | 164.7 | 164.7 | 164.7 | 164.7 | 164.7 | 164.7
671 | SWEETWATER WIND 1 | 18INR0073 | SWEETWND_WND1 | NOLAN | WIND-O | WEST | 2003 | 42.5 | 42.5 | 42.5 | 42.5 | 42.5 | 42.5 | 42.5 | 42.5 | 42.5 | 42.5
672 | SWEETWATER WIND 2A | 17INR0068 | SWEETWN2_WND24 | NOLAN | WIND-O | WEST | 2006 | 16.8 | 16.8 | 16.8 | 16.8 | 16.8 | 16.8 | 16.8 | 16.8 | 16.8 | 16.8
673 | SWEETWATER WIND 2B | 17INR0068 | SWEETWN2_WND2 | NOLAN | WIND-O | WEST | 2004 | 110.8 | 110.8 | 110.8 | 110.8 | 110.8 | 110.8 | 110.8 | 110.8 | 110.8 | 110.8
674 | SWEETWATER WIND 3A |  | SWEETWN3_WND3A | NOLAN | WIND-O | WEST | 2011 | 33.6 | 33.6 | 33.6 | 33.6 | 33.6 | 33.6 | 33.6 | 33.6 | 33.6 | 33.6
675 | SWEETWATER WIND 3B |  | SWEETWN3_WND3B | NOLAN | WIND-O | WEST | 2011 | 118.6 | 118.6 | 118.6 | 118.6 | 118.6 | 118.6 | 118.6 | 118.6 | 118.6 | 118.6
676 | SWEETWATER WIND 4-4A |  | SWEETWN4_WND4A | NOLAN | WIND-O | WEST | 2007 | 125 | 125 | 125 | 125 | 125 | 125 | 125 | 125 | 125 | 125
677 | SWEETWATER WIND 4-4B |  | SWEETWN4_WND4B | NOLAN | WIND-O | WEST | 2007 | 112 | 112 | 112 | 112 | 112 | 112 | 112 | 112 | 112 | 112
678 | SWEETWATER WIND 4-5 |  | SWEETWN5_WND5 | NOLAN | WIND-O | WEST | 2007 | 85 | 85 | 85 | 85 | 85 | 85 | 85 | 85 | 85 | 85
679 | TAHOKA WIND 1 |  | TAHOKA_UNIT_1 | LYNN | WIND-O | WEST | 2019 | 150 | 150 | 150 | 150 | 150 | 150 | 150 | 150 | 150 | 150
680 | TAHOKA WIND 2 |  | TAHOKA_UNIT_2 | LYNN | WIND-O | WEST | 2019 | 150 | 150 | 150 | 150 | 150 | 150 | 150 | 150 | 150 | 150
681 | TEXAS BIG SPRING WIND A |  | SGMTN_SIGNALMT | HOWARD | WIND-O | WEST | 1999 | 27.7 | 27.7 | 27.7 | 27.7 | 27.7 | 27.7 | 27.7 | 27.7 | 27.7 | 27.7
682 | TEXAS BIG SPRING WIND B |  | SGMTN_SIGNALM2 | HOWARD | WIND-O | WEST | 1999 | 6.6 | 6.6 | 6.6 | 6.6 | 6.6 | 6.6 | 6.6 | 6.6 | 6.6 | 6.6
683 | TORRECILLAS WIND 1 |  | TORR_UNIT1_25 | WEBB | WIND-O | SOUTH | 2019 | 150 | 150 | 150 | 150 | 150 | 150 | 150 | 150 | 150 | 150
684 | TORRECILLAS WIND 2 |  | TORR_UNIT2_23 | WEBB | WIND-O | SOUTH | 2019 | 23 | 23 | 23 | 23 | 23 | 23 | 23 | 23 | 23 | 23
685 | TORRECILLAS WIND 3 |  | TORR_UNIT2_25 | WEBB | WIND-O | SOUTH | 2019 | 127.5 | 127.5 | 127.5 | 127.5 | 127.5 | 127.5 | 127.5 | 127.5 | 127.5 | 127.5
686 | TRENT WIND | 17INR0069 | TRENT_TRENT | NOLAN | WIND-O | WEST | 2001 | 156.5 | 156.5 | 156.5 | 156.5 | 156.5 | 156.5 | 156.5 | 156.5 | 156.5 | 156.5
687 | TRINITY HILLS WIND 1 | 20INR0019 | TRINITY_TH1_BUS1 | ARCHER | WIND-O | WEST | 2012 | 103.4 | 103.4 | 103.4 | 103.4 | 103.4 | 103.4 | 103.4 | 103.4 | 103.4 | 103.4
688 | TRINITY HILLS WIND 2 | 20INR0019 | TRINITY_TH1_BUS2 | ARCHER | WIND-O | WEST | 2012 | 94.6 | 94.6 | 94.6 | 94.6 | 94.6 | 94.6 | 94.6 | 94.6 | 94.6 | 94.6
689 | TSTC WEST TEXAS WIND |  | DG_ROSC2_1UNIT | NOLAN | WIND-O | WEST | 2008 | 2 | 2 | 2 | 2 | 2 | 2 | 2 | 2 | 2 | 2
690 | TURKEY TRACK WIND |  | TTWEC_G1 | NOLAN | WIND-O | WEST | 2008 | 169.5 | 169.5 | 169.5 | 169.5 | 169.5 | 169.5 | 169.5 | 169.5 | 169.5 | 169.5
691 | TYLER BLUFF WIND |  | TYLRWIND_UNIT1 | COOKE | WIND-O | NORTH | 2017 | 125.6 | 125.6 | 125.6 | 125.6 | 125.6 | 125.6 | 125.6 | 125.6 | 125.6 | 125.6
692 | VENADO WIND U1 |  | VENADO_UNIT1 | STARR | WIND-O | SOUTH | 2021 | 105 | 105 | 105 | 105 | 105 | 105 | 105 | 105 | 105 | 105
693 | VENADO WIND U2 |  | VENADO_UNIT2 | STARR | WIND-O | SOUTH | 2021 | 96.6 | 96.6 | 96.6 | 96.6 | 96.6 | 96.6 | 96.6 | 96.6 | 96.6 | 96.6
694 | VERA WIND 1 |  | VERAWIND_UNIT1 | KNOX | WIND-O | WEST | 2021 | 12 | 12 | 12 | 12 | 12 | 12 | 12 | 12 | 12 | 12
695 | VERA WIND 2 |  | VERAWIND_UNIT2 | KNOX | WIND-O | WEST | 2021 | 7.2 | 7.2 | 7.2 | 7.2 | 7.2 | 7.2 | 7.2 | 7.2 | 7.2 | 7.2
696 | VERA WIND 3 |  | VERAWIND_UNIT3 | KNOX | WIND-O | WEST | 2021 | 100.8 | 100.8 | 100.8 | 100.8 | 100.8 | 100.8 | 100.8 | 100.8 | 100.8 | 100.8
697 | VERA WIND 4 |  | VERAWIND_UNIT4 | KNOX | WIND-O | WEST | 2021 | 22 | 22 | 22 | 22 | 22 | 22 | 22 | 22 | 22 | 22
698 | VERA WIND 5 |  | VERAWIND_UNIT5 | KNOX | WIND-O | WEST | 2021 | 100.8 | 100.8 | 100.8 | 100.8 | 100.8 | 100.8 | 100.8 | 100.8 | 100.8 | 100.8
699 | VERTIGO WIND (FORMERLY GREEN PASTURES WIND 2) |  | VERTIGO_WIND_I | BAYLOR | WIND-O | WEST | 2015 | 150 | 150 | 150 | 150 | 150 | 150 | 150 | 150 | 150 | 150
700 | WAKE WIND 1 |  | WAKEWE_G1 | DICKENS | WIND-P | PANHANDLE | 2016 | 114.9 | 114.9 | 114.9 | 114.9 | 114.9 | 114.9 | 114.9 | 114.9 | 114.9 | 114.9
701 | WAKE WIND 2 |  | WAKEWE_G2 | DICKENS | WIND-P | PANHANDLE | 2016 | 142.3 | 142.3 | 142.3 | 142.3 | 142.3 | 142.3 | 142.3 | 142.3 | 142.3 | 142.3
702 | WEST RAYMOND (EL TRUENO) WIND U1 |  | TRUENO_UNIT1 | WILLACY | WIND-C | COASTAL | 2021 | 116.6 | 116.6 | 116.6 | 116.6 | 116.6 | 116.6 | 116.6 | 116.6 | 116.6 | 116.6
703 | WEST RAYMOND (EL TRUENO) WIND U2 |  | TRUENO_UNIT2 | WILLACY | WIND-C | COASTAL | 2021 | 123.2 | 123.2 | 123.2 | 123.2 | 123.2 | 123.2 | 123.2 | 123.2 | 123.2 | 123.2
704 | WHIRLWIND ENERGY |  | WEC_WECG1 | FLOYD | WIND-P | PANHANDLE | 2007 | 57 | 57 | 57 | 57 | 57 | 57 | 57 | 57 | 57 | 57
705 | WHITETAIL WIND |  | EXGNWTL_WIND_1 | WEBB | WIND-O | SOUTH | 2012 | 92.3 | 92.3 | 92.3 | 92.3 | 92.3 | 92.3 | 92.3 | 92.3 | 92.3 | 92.3
706 | WILLOW SPRINGS WIND A |  | SALVTION_UNIT1 | HASKELL | WIND-O | WEST | 2017 | 125 | 125 | 125 | 125 | 125 | 125 | 125 | 125 | 125 | 125
707 | WILLOW SPRINGS WIND B |  | SALVTION_UNIT2 | HASKELL | WIND-O | WEST | 2017 | 125 | 125 | 125 | 125 | 125 | 125 | 125 | 125 | 125 | 125
708 | WILSON RANCH (INFINITY LIVE OAK WIND) |  | WL_RANCH_UNIT1 | SCHLEICHER | WIND-O | WEST | 2020 | 199.5 | 199.5 | 199.5 | 199.5 | 199.5 | 199.5 | 199.5 | 199.5 | 199.5 | 199.5
709 | WINDTHORST 2 WIND |  | WNDTHST2_UNIT1 | ARCHER | WIND-O | WEST | 2014 | 67.6 | 67.6 | 67.6 | 67.6 | 67.6 | 67.6 | 67.6 | 67.6 | 67.6 | 67.6
710 | WKN MOZART WIND |  | MOZART_WIND_1 | KENT | WIND-O | WEST | 2012 | 30 | 30 | 30 | 30 | 30 | 30 | 30 | 30 | 30 | 30
711 | WOLF RIDGE WIND | 21INR0511 | WHTTAIL_WR1 | COOKE | WIND-O | NORTH | 2008 | 112.5 | 112.5 | 112.5 | 112.5 | 112.5 | 112.5 | 112.5 | 112.5 | 112.5 | 112.5
712 | Operational Capacity Total (Wind) | [6 empty] | 28411.5 | 28411.5 | 28411.5 | 28411.5 | 28411.5 | 28411.5 | 28411.5 | 28411.5 | 28411.5 | 28411.5
713
714 | Operational Wind Capacity Sub-total (Coastal Counties) |  | WIND_OPERATIONAL_C |  |  |  |  | 4444.9 | 4444.9 | 4444.9 | 4444.9 | 4444.9 | 4444.9 | 4444.9 | 4444.9 | 4444.9 | 4444.9
715 | Wind Peak Average Capacity Percentage (Coastal) |  | WIND_PEAK_PCT_C | % |  |  |  | 47 | 47 | 47 | 47 | 47 | 47 | 47 | 47 | 47 | 47
716
717 | Operational Wind Capacity Sub-total (Panhandle Counties) |  | WIND_OPERATIONAL_P |  |  |  |  | 4407.7 | 4407.7 | 4407.7 | 4407.7 | 4407.7 | 4407.7 | 4407.7 | 4407.7 | 4407.7 | 4407.7
718 | Wind Peak Average Capacity Percentage (Panhandle) |  | WIND_PEAK_PCT_P | % |  |  |  | 34 | 34 | 34 | 34 | 34 | 34 | 34 | 34 | 34 | 34
719
720 | Operational Wind Capacity Sub-total (Other Counties) |  | WIND_OPERATIONAL_O |  |  |  |  | 19558.9 | 19558.9 | 19558.9 | 19558.9 | 19558.9 | 19558.9 | 19558.9 | 19558.9 | 19558.9 | 19558.9
721 | Wind Peak Average Capacity Percentage (Other) |  | WIND_PEAK_PCT_O | % |  |  |  | 20 | 20 | 20 | 20 | 20 | 20 | 20 | 20 | 20 | 20
722
723 | Operational Resources (Wind) - Synchronized but not Approved for Commercial Operations
724 | AQUILLA LAKE WIND U1 | 19INR0145 | AQUILLA_U1_23 | HILL | WIND-O | NORTH | 2021 | 13.9 | 13.9 | 13.9 | 13.9 | 13.9 | 13.9 | 13.9 | 13.9 | 13.9 | 13.9
725 | AQUILLA LAKE WIND U2 | 19INR0145 | AQUILLA_U1_28 | HILL | WIND-O | NORTH | 2021 | 135.4 | 135.4 | 135.4 | 135.4 | 135.4 | 135.4 | 135.4 | 135.4 | 135.4 | 135.4
726 | AQUILLA LAKE 2 WIND U1 | 20INR0256 | AQUILLA_U2_23 | HILL | WIND-O | NORTH | 2021 | 7 | 7 | 7 | 7 | 7 | 7 | 7 | 7 | 7 | 7
727 | AQUILLA LAKE 2 WIND U2 | 20INR0256 | AQUILLA_U2_28 | HILL | WIND-O | NORTH | 2021 | 143.8 | 143.8 | 143.8 | 143.8 | 143.8 | 143.8 | 143.8 | 143.8 | 143.8 | 143.8
728 | BAIRD NORTH WIND U1 | 20INR0083 | BAIRDWND_UNIT1 | CALLAHAN | WIND-O | WEST | 2021 | 195 | 195 | 195 | 195 | 195 | 195 | 195 | 195 | 195 | 195
729 | BAIRD NORTH WIND U2 | 20INR0083 | BAIRDWND_UNIT2 | CALLAHAN | WIND-O | WEST | 2021 | 150 | 150 | 150 | 150 | 150 | 150 | 150 | 150 | 150 | 150
730 | CACTUS FLATS WIND U1 | 16INR0086 | CFLATS_U1 | CONCHO | WIND-O | WEST | 2021 | 148.4 | 148.4 | 148.4 | 148.4 | 148.4 | 148.4 | 148.4 | 148.4 | 148.4 | 148.4
731 | COYOTE WIND U1 | 17INR0027b | COYOTE_W_UNIT1 | SCURRY | WIND-O | WEST | 2021 | 90 | 90 | 90 | 90 | 90 | 90 | 90 | 90 | 90 | 90
732 | COYOTE WIND U2 | 17INR0027b | COYOTE_W_UNIT2 | SCURRY | WIND-O | WEST | 2021 | 26.6 | 26.6 | 26.6 | 26.6 | 26.6 | 26.6 | 26.6 | 26.6 | 26.6 | 26.6
733 | COYOTE WIND U3 | 17INR0027b | COYOTE_W_UNIT3 | SCURRY | WIND-O | WEST | 2021 | 126 | 126 | 126 | 126 | 126 | 126 | 126 | 126 | 126 | 126
734 | CRANELL WIND | 19INR0112 | CRANELL_UNIT1 | REFUGIO | WIND-C | COASTAL | 2021 | 220 | 220 | 220 | 220 | 220 | 220 | 220 | 220 | 220 | 220
735 | HARALD (BEARKAT WIND B) | 15INR0064b | HARALD_UNIT1 | GLASSCOCK | WIND-O | WEST | 2021 | 162.1 | 162.1 | 162.1 | 162.1 | 162.1 | 162.1 | 162.1 | 162.1 | 162.1 | 162.1
736 | LAS MAJADAS WIND U1 | 17INR0035 | LMAJADAS_UNIT1 | WILLACY | WIND-C | COASTAL | 2021 | 110 | 110 | 110 | 110 | 110 | 110 | 110 | 110 | 110 | 110
737 | LAS MAJADAS WIND U2 | 17INR0035 | LMAJADAS_UNIT2 | WILLACY | WIND-C | COASTAL | 2021 | 24 | 24 | 24 | 24 | 24 | 24 | 24 | 24 | 24 | 24
738 | LAS MAJADAS WIND U3 | 17INR0035 | LMAJADAS_UNIT3 | WILLACY | WIND-C | COASTAL | 2021 | 138.6 | 138.6 | 138.6 | 138.6 | 138.6 | 138.6 | 138.6 | 138.6 | 138.6 | 138.6
739 | MARYNEAL WINDPOWER | 18INR0031 | MARYNEAL_UNIT1 | NOLAN | WIND-O | WEST | 2021 | 182.4 | 182.4 | 182.4 | 182.4 | 182.4 | 182.4 | 182.4 | 182.4 | 182.4 | 182.4
740 | MAVERICK CREEK WIND WEST U1 | 20INR0045 | MAVCRK_W_UNIT1 | CONCHO | WIND-O | WEST | 2021 | 201.6 | 201.6 | 201.6 | 201.6 | 201.6 | 201.6 | 201.6 | 201.6 | 201.6 | 201.6
741 | MAVERICK CREEK WIND WEST U2 | 20INR0045 | MAVCRK_W_UNIT2 | CONCHO | WIND-O | WEST | 2021 | 11.1 | 11.1 | 11.1 | 11.1 | 11.1 | 11.1 | 11.1 | 11.1 | 11.1 | 11.1
742 | MAVERICK CREEK WIND WEST U3 | 20INR0045 | MAVCRK_W_UNIT3 | CONCHO | WIND-O | WEST | 2021 | 33.6 | 33.6 | 33.6 | 33.6 | 33.6 | 33.6 | 33.6 | 33.6 | 33.6 | 33.6
743 | MAVERICK CREEK WIND WEST U4 | 20INR0045 | MAVCRK_W_UNIT4 | CONCHO | WIND-O | WEST | 2021 | 22.2 | 22.2 | 22.2 | 22.2 | 22.2 | 22.2 | 22.2 | 22.2 | 22.2 | 22.2
744 | MAVERICK CREEK WIND EAST U1 | 20INR0046 | MAVCRK_E_UNIT5 | CONCHO | WIND-O | WEST | 2021 | 71.4 | 71.4 | 71.4 | 71.4 | 71.4 | 71.4 | 71.4 | 71.4 | 71.4 | 71.4
745 | MAVERICK CREEK WIND EAST U2 | 20INR0046 | MAVCRK_E_UNIT6 | CONCHO | WIND-O | WEST | 2021 | 33.3 | 33.3 | 33.3 | 33.3 | 33.3 | 33.3 | 33.3 | 33.3 | 33.3 | 33.3
746 | MAVERICK CREEK WIND EAST U3 | 20INR0046 | MAVCRK_E_UNIT7 | CONCHO | WIND-O | WEST | 2021 | 22 | 22 | 22 | 22 | 22 | 22 | 22 | 22 | 22 | 22
747 | MAVERICK CREEK WIND EAST U4 | 20INR0046 | MAVCRK_E_UNIT8 | CONCHO | WIND-O | WEST | 2021 | 20 | 20 | 20 | 20 | 20 | 20 | 20 | 20 | 20 | 20
748 | MAVERICK CREEK WIND EAST U5 | 20INR0046 | MAVCRK_E_UNIT9 | CONCHO | WIND-O | WEST | 2021 | 76.8 | 76.8 | 76.8 | 76.8 | 76.8 | 76.8 | 76.8 | 76.8 | 76.8 | 76.8
749 | MESTENO WIND | 16INR0081 | MESTENO_UNIT_1 | STARR | WIND-O | SOUTH | 2021 | 201.6 | 201.6 | 201.6 | 201.6 | 201.6 | 201.6 | 201.6 | 201.6 | 201.6 | 201.6
750 | PRAIRIE HILL WIND U1 | 19INR0100 | PHILLWND_UNIT1 | MCLENNAN | WIND-O | NORTH | 2021 | 153 | 153 | 153 | 153 | 153 | 153 | 153 | 153 | 153 | 153
751 | PRAIRIE HILL WIND U2 | 19INR0100 | PHILLWND_UNIT2 | MCLENNAN | WIND-O | NORTH | 2021 | 147 | 147 | 147 | 147 | 147 | 147 | 147 | 147 | 147 | 147
752 | PRIDDY WIND U1 | 16INR0085 | PRIDDY_UNIT1 | MILLS | WIND-O | NORTH | 2021 | 187.2 | 187.2 | 187.2 | 187.2 | 187.2 | 187.2 | 187.2 | 187.2 | 187.2 | 187.2
753 | PRIDDY WIND U2 | 16INR0085 | PRIDDY_UNIT2 | MILLS | WIND-O | NORTH | 2021 | 115.2 | 115.2 | 115.2 | 115.2 | 115.2 | 115.2 | 115.2 | 115.2 | 115.2 | 115.2
754 | RELOJ DEL SOL WIND U1 | 17INR0025 | RELOJ_UNIT1 | ZAPATA | WIND-O | SOUTH | 2021 | 55.4 | 55.4 | 55.4 | 55.4 | 55.4 | 55.4 | 55.4 | 55.4 | 55.4 | 55.4
755 | RELOJ DEL SOL WIND U2 | 17INR0025 | RELOJ_UNIT2 | ZAPATA | WIND-O | SOUTH | 2021 | 48 | 48 | 48 | 48 | 48 | 48 | 48 | 48 | 48 | 48
756 | RELOJ DEL SOL WIND U3 | 17INR0025 | RELOJ_UNIT3 | ZAPATA | WIND-O | SOUTH | 2021 | 83.1 | 83.1 | 83.1 | 83.1 | 83.1 | 83.1 | 83.1 | 83.1 | 83.1 | 83.1
757 | RELOJ DEL SOL WIND U4 | 17INR0025 | RELOJ_UNIT4 | ZAPATA | WIND-O | SOUTH | 2021 | 22.8 | 22.8 | 22.8 | 22.8 | 22.8 | 22.8 | 22.8 | 22.8 | 22.8 | 22.8
758 | SAGE DRAW WIND U1 | 19INR0163 | SAGEDRAW_UNIT1 | LYNN | WIND-O | WEST | 2020 | 169.2 | 169.2 | 169.2 | 169.2 | 169.2 | 169.2 | 169.2 | 169.2 | 169.2 | 169.2
759 | SAGE DRAW WIND U2 | 19INR0163 | SAGEDRAW_UNIT2 | LYNN | WIND-O | WEST | 2020 | 169.2 | 169.2 | 169.2 | 169.2 | 169.2 | 169.2 | 169.2 | 169.2 | 169.2 | 169.2
760 | TG EAST WIND U1 | 19INR0052 | TRUSGILL_UNIT1 | KNOX | WIND-O | WEST | 2022 | 42 | 42 | 42 | 42 | 42 | 42 | 42 | 42 | 42 | 42
761 | TG EAST WIND U2 | 19INR0052 | TRUSGILL_UNIT2 | KNOX | WIND-O | WEST | 2022 | 44.8 | 44.8 | 44.8 | 44.8 | 44.8 | 44.8 | 44.8 | 44.8 | 44.8 | 44.8
762 | TG EAST WIND U3 | 19INR0052 | TRUSGILL_UNIT3 | KNOX | WIND-O | WEST | 2022 | 42 | 42 | 42 | 42 | 42 | 42 | 42 | 42 | 42 | 42
763 | TG EAST WIND U4 | 19INR0052 | TRUSGILL_UNIT4 | KNOX | WIND-O | WEST | 2022 | 207.2 | 207.2 | 207.2 | 207.2 | 207.2 | 207.2 | 207.2 | 207.2 | 207.2 | 207.2
764 | WESTERN TRAIL WIND (AJAX WIND) U1 | 20INR0142 | AJAXWIND_UNIT1 | WILBARGER | WIND-O | WEST | 2021 | 225.6 | 225.6 | 225.6 | 225.6 | 225.6 | 225.6 | 225.6 | 225.6 | 225.6 | 225.6
765 | WESTERN TRAIL WIND (AJAX WIND) U2 | 20INR0142 | AJAXWIND_UNIT2 | WILBARGER | WIND-O | WEST | 2021 | 141 | 141 | 141 | 141 | 141 | 141 | 141 | 141 | 141 | 141
766 | WHITE MESA WIND U1 | 19INR0128 | WHMESA_UNIT1 | CROCKETT | WIND-O | WEST | 2021 | 152.3 | 152.3 | 152.3 | 152.3 | 152.3 | 152.3 | 152.3 | 152.3 | 152.3 | 152.3
767 | WHITE MESA 2 WIND U1 | 21INR0521 | WHMESA_UNIT2_23 | COKE | WIND-O | WEST | 2021 | 13.9 | 13.9 | 13.9 | 13.9 | 13.9 | 13.9 | 13.9 | 13.9 | 13.9 | 13.9
768 | WHITE MESA 2 WIND U2 | 21INR0521 | WHMESA_UNIT2_28 | COKE | WIND-O | WEST | 2021 | 183.3 | 183.3 | 183.3 | 183.3 | 183.3 | 183.3 | 183.3 | 183.3 | 183.3 | 183.3
769 | WHITE MESA 2 WIND U3 | 21INR0521 | WHMESA_UNIT3_23 | COKE | WIND-O | WEST | 2021 | 18.6 | 18.6 | 18.6 | 18.6 | 18.6 | 18.6 | 18.6 | 18.6 | 18.6 | 18.6
770 | WHITE MESA 2 WIND U4 | 21INR0521 | WHMESA_UNIT3_28 | COKE | WIND-O | WEST | 2021 | 132.5 | 132.5 | 132.5 | 132.5 | 132.5 | 132.5 | 132.5 | 132.5 | 132.5 | 132.5
771 | WHITEHORSE WIND U1 | 19INR0080 | WH_WIND_UNIT1 | FISHER | WIND-O | WEST | 2020 | 209.4 | 209.4 | 209.4 | 209.4 | 209.4 | 209.4 | 209.4 | 209.4 | 209.4 | 209.4
772 | WHITEHORSE WIND U2 | 19INR0080 | WH_WIND_UNIT2 | FISHER | WIND-O | WEST | 2020 | 209.5 | 209.5 | 209.5 | 209.5 | 209.5 | 209.5 | 209.5 | 209.5 | 209.5 | 209.5
773 | WILDWIND U1 | 20INR0033 | WILDWIND_UNIT1 | COOKE | WIND-O | NORTH | 2021 | 18.4 | 18.4 | 18.4 | 18.4 | 18.4 | 18.4 | 18.4 | 18.4 | 18.4 | 18.4
774 | WILDWIND U2 | 20INR0033 | WILDWIND_UNIT2 | COOKE | WIND-O | NORTH | 2021 | 48 | 48 | 48 | 48 | 48 | 48 | 48 | 48 | 48 | 48
775 | WILDWIND U3 | 20INR0033 | WILDWIND_UNIT3 | COOKE | WIND-O | NORTH | 2021 | 6.3 | 6.3 | 6.3 | 6.3 | 6.3 | 6.3 | 6.3 | 6.3 | 6.3 | 6.3
776 | WILDWIND U4 | 20INR0033 | WILDWIND_UNIT4 | COOKE | WIND-O | NORTH | 2021 | 54.6 | 54.6 | 54.6 | 54.6 | 54.6 | 54.6 | 54.6 | 54.6 | 54.6 | 54.6
777 | WILDWIND U5 | 20INR0033 | WILDWIND_UNIT5 | COOKE | WIND-O | NORTH | 2021 | 52.8 | 52.8 | 52.8 | 52.8 | 52.8 | 52.8 | 52.8 | 52.8 | 52.8 | 52.8
778 | Operational Capacity - Synchronized but not Approved for Commercial Operations Total (Wind) | [6 empty] | 5519.1 | 5519.1 | 5519.1 | 5519.1 | 5519.1 | 5519.1 | 5519.1 | 5519.1 | 5519.1 | 5519.1
779
780 | Operational Wind Capacity Synchronized but not Approved for Commercial Operations Sub-total (Coastal Counties) |  | WIND_SYNCHRONIZED_C |  |  |  |  | 492.6 | 492.6 | 492.6 | 492.6 | 492.6 | 492.6 | 492.6 | 492.6 | 492.6 | 492.6
781 | Wind Peak Average Capacity Percentage (Coastal) |  | WIND_SYNC_PEAK_PCT_C | % |  |  |  | 47 | 47 | 47 | 47 | 47 | 47 | 47 | 47 | 47 | 47
782
783 | Operational Wind Capacity Synchronized but not Approved for Commercial Operations Sub-total (Panhandle Counties) |  | WIND_SYNCHRONIZED_P |  |  |  |  | 0 | 0 | 0 | 0 | 0 | 0 | 0 | 0 | 0 | 0
784 | Wind Peak Average Capacity Percentage (Panhandle) |  | WIND_SYNC_PEAK_PCT_P | % |  |  |  | 34 | 34 | 34 | 34 | 34 | 34 | 34 | 34 | 34 | 34
785
786 | Operational Wind Capacity Synchronized but not Approved for Commercial Operations Sub-total (Other Counties) |  | WIND_SYNCHRONIZED_O |  |  |  |  | 5026.5 | 5026.5 | 5026.5 | 5026.5 | 5026.5 | 5026.5 | 5026.5 | 5026.5 | 5026.5 | 5026.5
787 | Wind Peak Average Capacity Percentage (Other) |  | WIND_SYNC_PEAK_PCT_O | % |  |  |  | 20 | 20 | 20 | 20 | 20 | 20 | 20 | 20 | 20 | 20
788
789 | Operational Resources (Solar)
790 | ACACIA SOLAR |  | ACACIA_UNIT_1 | PRESIDIO | SOLAR | WEST | 2012 | 10 | 10 | 10 | 10 | 10 | 10 | 10 | 10 | 10 | 10
791 | ALEXIS SOLAR |  | DG_ALEXIS_ALEXIS | BROOKS | SOLAR | SOUTH | 2019 | 10 | 10 | 10 | 10 | 10 | 10 | 10 | 10 | 10 | 10
792 | ARAGORN SOLAR |  | ARAGORN_UNIT1 | CULBERSON | SOLAR | WEST | 2021 | 185 | 185 | 185 | 185 | 185 | 185 | 185 | 185 | 185 | 185
793 | AZURE SKY SOLAR U1 |  | AZURE_SOLAR1 | HASKELL | SOLAR | WEST | 2021 | 74.9 | 74.9 | 74.9 | 74.9 | 74.9 | 74.9 | 74.9 | 74.9 | 74.9 | 74.9
794 | AZURE SKY SOLAR U2 |  | AZURE_SOLAR2 | HASKELL | SOLAR | WEST | 2021 | 153.5 | 153.5 | 153.5 | 153.5 | 153.5 | 153.5 | 153.5 | 153.5 | 153.5 | 153.5
795 | BECK 1 |  | DG_CECSOLAR_DG_BECK1 | BEXAR | SOLAR | SOUTH | 2016 | bar: 2022/2023 to 2031/2032
796 | BHE SOLAR PEARL PROJECT (SIRIUS 2) |  | SIRIUS_UNIT2 | PECOS | SOLAR | WEST | 2017 | 49.1 | 49.1 | 49.1 | 49.1 | 49.1 | 49.1 | 49.1 | 49.1 | 49.1 | 49.1
797 | BLUE WING 1 SOLAR |  | DG_BROOK_1UNIT | BEXAR | SOLAR | SOUTH | 2010 | 7.6 | 7.6 | 7.6 | 7.6 | 7.6 | 7.6 | 7.6 | 7.6 | 7.6 | 7.6
798 | BLUE WING 2 SOLAR |  | DG_ELMEN_1UNIT | BEXAR | SOLAR | SOUTH | 2010 | 7.3 | 7.3 | 7.3 | 7.3 | 7.3 | 7.3 | 7.3 | 7.3 | 7.3 | 7.3
799 | BLUEBELL SOLAR (CAPRICORN RIDGE SOLAR) |  | CAPRIDG4_BB_PV | STERLING | SOLAR | WEST | 2019 | 30 | 30 | 30 | 30 | 30 | 30 | 30 | 30 | 30 | 30
800 | BLUEBELL SOLAR II 1 (CAPRICORN RIDGE 4) |  | CAPRIDG4_BB2_PV1 | STERLING | SOLAR | WEST | 2021 | 100 | 100 | 100 | 100 | 100 | 100 | 100 | 100 | 100 | 100
801 | BLUEBELL SOLAR II 2 (CAPRICORN RIDGE 4) |  | CAPRIDG4_BB2_PV2 | STERLING | SOLAR | WEST | 2021 | 15 | 15 | 15 | 15 | 15 | 15 | 15 | 15 | 15 | 15
802 | BNB LAMESA SOLAR (PHASE I) |  | LMESASLR_UNIT1 | DAWSON | SOLAR | WEST | 2018 | 101.6 | 101.6 | 101.6 | 101.6 | 101.6 | 101.6 | 101.6 | 101.6 | 101.6 | 101.6
803 | BNB LAMESA SOLAR (PHASE II) |  | LMESASLR_IVORY | DAWSON | SOLAR | WEST | 2018 | 50 | 50 | 50 | 50 | 50 | 50 | 50 | 50 | 50 | 50
804 | BOVINE SOLAR LLC |  | DG_BOVINE_BOVINE | AUSTIN | SOLAR | SOUTH | 2018 | 5 | 5 | 5 | 5 | 5 | 5 | 5 | 5 | 5 | 5
805 | BOVINE SOLAR LLC |  | DG_BOVINE2_BOVINE2 | AUSTIN | SOLAR | SOUTH | 2018 | 5 | 5 | 5 | 5 | 5 | 5 | 5 | 5 | 5 | 5
806 | BRONSON SOLAR I |  | DG_BRNSN_BRNSN | FORT BEND | SOLAR | HOUSTON | 2018 | 5 | 5 | 5 | 5 | 5 | 5 | 5 | 5 | 5 | 5
807 | BRONSON SOLAR II |  | DG_BRNSN2_BRNSN2 | FORT BEND | SOLAR | HOUSTON | 2018 | 5 | 5 | 5 | 5 | 5 | 5 | 5 | 5 | 5 | 5
808 | CASCADE SOLAR I |  | DG_CASCADE_CASCADE | WHARTON | SOLAR | SOUTH | 2018 | 5 | 5 | 5 | 5 | 5 | 5 | 5 | 5 | 5 | 5
809 | CASCADE SOLAR II |  | DG_CASCADE2_CASCADE2 | WHARTON | SOLAR | SOUTH | 2018 | 5 | 5 | 5 | 5 | 5 | 5 | 5 | 5 | 5 | 5
810 | CASTLE GAP SOLAR |  | CASL_GAP_UNIT1 | UPTON | SOLAR | WEST | 2018 | 180 | 180 | 180 | 180 | 180 | 180 | 180 | 180 | 180 | 180
811 | CATAN SOLAR |  | DG_CS10_CATAN | KARNES | SOLAR | SOUTH | 2020 | 10 | 10 | 10 | 10 | 10 | 10 | 10 | 10 | 10 | 10
812 | CHISUM SOLAR |  | DG_CHISUM_CHISUM | LAMAR | SOLAR | NORTH | 2018 | 10 | 10 | 10 | 10 | 10 | 10 | 10 | 10 | 10 | 10
813 | COMMERCE_SOLAR |  | DG_ X443PV1_SWRI_PV1 | BEXAR | SOLAR | SOUTH | 2019 | 5 | 5 | 5 | 5 | 5 | 5 | 5 | 5 | 5 | 5
814 | CONIGLIO SOLAR |  | CONIGLIO_UNIT1 | FANNIN | SOLAR | NORTH | 2021 | 125.7 | 125.7 | 125.7 | 125.7 | 125.7 | 125.7 | 125.7 | 125.7 | 125.7 | 125.7
815 | CORAZON SOLAR PHASE I |  | CORAZON_UNIT1 | WEBB | SOLAR | SOUTH | 2021 | 202.6 | 202.6 | 202.6 | 202.6 | 202.6 | 202.6 | 202.6 | 202.6 | 202.6 | 202.6
816 | EAST BLACKLAND SOLAR (PFLUGERVILLE SOLAR) |  | E_BLACK_UNIT_1 | TRAVIS | SOLAR | SOUTH | 2021 | 144 | 144 | 144 | 144 | 144 | 144 | 144 | 144 | 144 | 144
817 | EDDY SOLAR II |  | DG_EDDYII_EDDYII | MCLENNAN | SOLAR | NORTH | 2018 | 10 | 10 | 10 | 10 | 10 | 10 | 10 | 10 | 10 | 10
818 | EUNICE SOLAR U1 |  | EUNICE_PV1 | ANDREWS | SOLAR | WEST | 2021 | 189.6 | 189.6 | 189.6 | 189.6 | 189.6 | 189.6 | 189.6 | 189.6 | 189.6 | 189.6
819 | EUNICE SOLAR U2 |  | EUNICE_PV2 | ANDREWS | SOLAR | WEST | 2021 | 237.1 | 237.1 | 237.1 | 237.1 | 237.1 | 237.1 | 237.1 | 237.1 | 237.1 | 237.1
820 | FIFTH GENERATION SOLAR 1 |  | DG_FIFTHGS1_FGSOLAR1 | TRAVIS | SOLAR | SOUTH | 2016 | 1.6 | 1.6 | 1.6 | 1.6 | 1.6 | 1.6 | 1.6 | 1.6 | 1.6 | 1.6
821 | FOWLER RANCH |  | FWLR_SLR_UNIT1 | CRANE | SOLAR | WEST | 2020 | 150 | 150 | 150 | 150 | 150 | 150 | 150 | 150 | 150 | 150
822 | FS BARILLA SOLAR-PECOS |  | HOVEY_UNIT1 | PECOS | SOLAR | WEST | 2015 | 22 | 22 | 22 | 22 | 22 | 22 | 22 | 22 | 22 | 22
823 | FS EAST PECOS SOLAR |  | BOOTLEG_UNIT1 | PECOS | SOLAR | WEST | 2017 | 121.1 | 121.1 | 121.1 | 121.1 | 121.1 | 121.1 | 121.1 | 121.1 | 121.1 | 121.1
824 | GALLOWAY 1 SOLAR |  | GALLOWAY_SOLAR1 | CONCHO | SOLAR | WEST | 2021 | 257 | 257 | 257 | 257 | 257 | 257 | 257 | 257 | 257 | 257
825 | GREASEWOOD SOLAR 1 |  | GREASWOD_UNIT1 | PECOS | SOLAR | WEST | 2021 | 124.6 | 124.6 | 124.6 | 124.6 | 124.6 | 124.6 | 124.6 | 124.6 | 124.6 | 124.6
826 | GREASEWOOD SOLAR 2 |  | GREASWOD_UNIT2 | PECOS | SOLAR | WEST | 2021 | 130.4 | 130.4 | 130.4 | 130.4 | 130.4 | 130.4 | 130.4 | 130.4 | 130.4 | 130.4
827 | GRIFFIN SOLAR |  | DG_GRIFFIN_GRIFFIN | MCLENNAN | SOLAR | NORTH | 2019 | 5 | 5 | 5 | 5 | 5 | 5 | 5 | 5 | 5 | 5
828 | HIGHWAY 56 |  | DG_HWY56_HWY56 | GRAYSON | SOLAR | NORTH | 2017 | 5.3 | 5.3 | 5.3 | 5.3 | 5.3 | 5.3 | 5.3 | 5.3 | 5.3 | 5.3
829 | HM SEALY SOLAR 1 |  | DG_SEALY_1UNIT | AUSTIN | SOLAR | SOUTH | 2015 | 1.6 | 1.6 | 1.6 | 1.6 | 1.6 | 1.6 | 1.6 | 1.6 | 1.6 | 1.6
830 | HOLSTEIN SOLAR 1 |  | HOLSTEIN_SOLAR1 | NOLAN | SOLAR | WEST | 2020 | 102.2 | 102.2 | 102.2 | 102.2 | 102.2 | 102.2 | 102.2 | 102.2 | 102.2 | 102.2
831 | HOLSTEIN SOLAR 2 |  | HOLSTEIN_SOLAR2 | NOLAN | SOLAR | WEST | 2020 | 102.3 | 102.3 | 102.3 | 102.3 | 102.3 | 102.3 | 102.3 | 102.3 | 102.3 | 102.3
832 | IMPACT SOLAR |  | IMPACT_UNIT1 | LAMAR | SOLAR | NORTH | 2021 | 198.5 | 198.5 | 198.5 | 198.5 | 198.5 | 198.5 | 198.5 | 198.5 | 198.5 | 198.5
833 | JUNO SOLAR PHASE I |  | JUNO_UNIT1 | BORDEN | SOLAR | WEST | 2021 | 162.1 | 162.1 | 162.1 | 162.1 | 162.1 | 162.1 | 162.1 | 162.1 | 162.1 | 162.1
834 | JUNO SOLAR PHASE II |  | JUNO_UNIT2 | BORDEN | SOLAR | WEST | 2021 | 143.5 | 143.5 | 143.5 | 143.5 | 143.5 | 143.5 | 143.5 | 143.5 | 143.5 | 143.5
835 | KELLAM SOLAR |  | KELAM_SL_UNIT1 | VAN ZANDT | SOLAR | NORTH | 2020 | 59.8 | 59.8 | 59.8 | 59.8 | 59.8 | 59.8 | 59.8 | 59.8 | 59.8 | 59.8
836 | LAMPWICK SOLAR |  | DG_LAMPWICK_LAMPWICK | MENARD | SOLAR | WEST | 2019 | 7.5 | 7.5 | 7.5 | 7.5 | 7.5 | 7.5 | 7.5 | 7.5 | 7.5 | 7.5
837 | LAPETUS SOLAR |  | LAPETUS_UNIT_1 | ANDREWS | SOLAR | WEST | 2020 | 100.7 | 100.7 | 100.7 | 100.7 | 100.7 | 100.7 | 100.7 | 100.7 | 100.7 | 100.7
838 | LEON |  | DG_LEON_LEON | HUNT | SOLAR | NORTH | 2017 | 10 | 10 | 10 | 10 | 10 | 10 | 10 | 10 | 10 | 10
839 | LILY SOLAR |  | LILY_SOLAR1 | KAUFMAN | SOLAR | NORTH | 2021 | 147.6 | 147.6 | 147.6 | 147.6 | 147.6 | 147.6 | 147.6 | 147.6 | 147.6 | 147.6
840 | LONG DRAW SOLAR U1 |  | LGDRAW_S_UNIT1_1 | BORDEN | SOLAR | WEST | 2021 | 98.5 | 98.5 | 98.5 | 98.5 | 98.5 | 98.5 | 98.5 | 98.5 | 98.5 | 98.5
841 | LONG DRAW SOLAR U2 |  | LGDRAW_S_UNIT1_2 | BORDEN | SOLAR | WEST | 2021 | 128.3 | 128.3 | 128.3 | 128.3 | 128.3 | 128.3 | 128.3 | 128.3 | 128.3 | 128.3
842 | MARLIN |  | DG_MARLIN_MARLIN | FALLS | SOLAR | NORTH | 2017 | 5.3 | 5.3 | 5.3 | 5.3 | 5.3 | 5.3 | 5.3 | 5.3 | 5.3 | 5.3
843 | MARS SOLAR (DG) |  | DG_MARS_MARS | WEBB | SOLAR | SOUTH | 2019 | 10 | 10 | 10 | 10 | 10 | 10 | 10 | 10 | 10 | 10
844 | MISAE SOLAR U1 |  | MISAE_UNIT1 | CHILDRESS | SOLAR | PANHANDLE | 2021 | 121.4 | 121.4 | 121.4 | 121.4 | 121.4 | 121.4 | 121.4 | 121.4 | 121.4 | 121.4
845 | MISAE SOLAR U2 |  | MISAE_UNIT2 | CHILDRESS | SOLAR | PANHANDLE | 2021 | 118.6 | 118.6 | 118.6 | 118.6 | 118.6 | 118.6 | 118.6 | 118.6 | 118.6 | 118.6
846 | NORTH GAINESVILLE |  | DG_NGNSVL_NGAINESV | COOKE | SOLAR | NORTH | 2017 | 5.2 | 5.2 | 5.2 | 5.2 | 5.2 | 5.2 | 5.2 | 5.2 | 5.2 | 5.2
847 | OBERON SOLAR |  | OBERON_UNIT_1 | ECTOR | SOLAR | WEST | 2020 | 180 | 180 | 180 | 180 | 180 | 180 | 180 | 180 | 180 | 180
848 | OCI ALAMO 1 SOLAR |  | OCI_ALM1_UNIT1 | BEXAR | SOLAR | SOUTH | 2013 | 39.2 | 39.2 | 39.2 | 39.2 | 39.2 | 39.2 | 39.2 | 39.2 | 39.2 | 39.2
849 | OCI ALAMO 2 SOLAR-ST. HEDWIG |  | DG_STHWG_UNIT1 | BEXAR | SOLAR | SOUTH | 2014 | 4.4 | 4.4 | 4.4 | 4.4 | 4.4 | 4.4 | 4.4 | 4.4 | 4.4 | 4.4
850 | OCI ALAMO 3-WALZEM SOLAR |  | DG_WALZM_UNIT1 | BEXAR | SOLAR | SOUTH | 2014 | 5.5 | 5.5 | 5.5 | 5.5 | 5.5 | 5.5 | 5.5 | 5.5 | 5.5 | 5.5
851 | OCI ALAMO 4 SOLAR-BRACKETVILLE |  | ECLIPSE_UNIT1 | KINNEY | SOLAR | SOUTH | 2014 | 37.6 | 37.6 | 37.6 | 37.6 | 37.6 | 37.6 | 37.6 | 37.6 | 37.6 | 37.6
852 | OCI ALAMO 5 (DOWNIE RANCH) |  | HELIOS_UNIT1 | UVALDE | SOLAR | SOUTH | 2015 | 100 | 100 | 100 | 100 | 100 | 100 | 100 | 100 | 100 | 100
853 | OCI ALAMO 6 (SIRIUS/WEST TEXAS) |  | SIRIUS_UNIT1 | PECOS | SOLAR | WEST | 2017 | 110.2 | 110.2 | 110.2 | 110.2 | 110.2 | 110.2 | 110.2 | 110.2 | 110.2 | 110.2
854 | OCI ALAMO 7 (PAINT CREEK) |  | SOLARA_UNIT1 | HASKELL | SOLAR | WEST | 2016 | 112 | 112 | 112 | 112 | 112 | 112 | 112 | 112 | 112 | 112
855 | PHOEBE SOLAR 1 |  | PHOEBE_UNIT1 | WINKLER | SOLAR | WEST | 2019 | 125.1 | 125.1 | 125.1 | 125.1 | 125.1 | 125.1 | 125.1 | 125.1 | 125.1 | 125.1
856 | PHOEBE SOLAR 2 |  | PHOEBE_UNIT2 | WINKLER | SOLAR | WEST | 2019 | 128.1 | 128.1 | 128.1 | 128.1 | 128.1 | 128.1 | 128.1 | 128.1 | 128.1 | 128.1
857 | PHOENIX SOLAR |  | PHOENIX_UNIT1 | FANNIN | SOLAR | NORTH | 2021 | 83.9 | 83.9 | 83.9 | 83.9 | 83.9 | 83.9 | 83.9 | 83.9 | 83.9 | 83.9
858 | POWERFIN KINGSBERY |  | DG_PFK_PFKPV | TRAVIS | SOLAR | SOUTH | 2017 | 2.6 | 2.6 | 2.6 | 2.6 | 2.6 | 2.6 | 2.6 | 2.6 | 2.6 | 2.6
859 | PROSPERO SOLAR 1 U1 |  | PROSPERO_UNIT1 | ANDREWS | SOLAR | WEST | 2020 | 153.6 | 153.6 | 153.6 | 153.6 | 153.6 | 153.6 | 153.6 | 153.6 | 153.6 | 153.6
860 | PROSPERO SOLAR 1 U2 |  | PROSPERO_UNIT2 | ANDREWS | SOLAR | WEST | 2020 | 150 | 150 | 150 | 150 | 150 | 150 | 150 | 150 | 150 | 150
861 | PROSPERO SOLAR 2 U1 |  | PRSPERO2_UNIT1 | ANDREWS | SOLAR | WEST | 2021 | 126.5 | 126.5 | 126.5 | 126.5 | 126.5 | 126.5 | 126.5 | 126.5 | 126.5 | 126.5
862 | PROSPERO SOLAR 2 U2 |  | PRSPERO2_UNIT2 | ANDREWS | SOLAR | WEST | 2021 | 126.4 | 126.4 | 126.4 | 126.4 | 126.4 | 126.4 | 126.4 | 126.4 | 126.4 | 126.4
863 | QUEEN SOLAR PHASE I |  | QUEEN_SL_SOLAR1 | UPTON | SOLAR | WEST | 2020 | 102.5 | 102.5 | 102.5 | 102.5 | 102.5 | 102.5 | 102.5 | 102.5 | 102.5 | 102.5
864 | QUEEN SOLAR PHASE I |  | QUEEN_SL_SOLAR2 | UPTON | SOLAR | WEST | 2020 | 102.5 | 102.5 | 102.5 | 102.5 | 102.5 | 102.5 | 102.5 | 102.5 | 102.5 | 102.5
865 | QUEEN SOLAR PHASE II |  | QUEEN_SL_SOLAR3 | UPTON | SOLAR | WEST | 2020 | 97.5 | 97.5 | 97.5 | 97.5 | 97.5 | 97.5 | 97.5 | 97.5 | 97.5 | 97.5
866 | QUEEN SOLAR PHASE II |  | QUEEN_SL_SOLAR4 | UPTON | SOLAR | WEST | 2020 | 107.5 | 107.5 | 107.5 | 107.5 | 107.5 | 107.5 | 107.5 | 107.5 | 107.5 | 107.5
867 | RAMBLER SOLAR |  | RAMBLER_UNIT1 | TOM GREEN | SOLAR | WEST | 2020 | 200 | 200 | 200 | 200 | 200 | 200 | 200 | 200 | 200 | 200
868 | RE ROSEROCK SOLAR 1 |  | REROCK_UNIT1 | PECOS | SOLAR | WEST | 2016 | 78.8 | 78.8 | 78.8 | 78.8 | 78.8 | 78.8 | 78.8 | 78.8 | 78.8 | 78.8
869 | RE ROSEROCK SOLAR 2 |  | REROCK_UNIT2 | PECOS | SOLAR | WEST | 2016 | 78.8 | 78.8 | 78.8 | 78.8 | 78.8 | 78.8 | 78.8 | 78.8 | 78.8 | 78.8
870 | REDBARN SOLAR 1 (RE MAPLEWOOD 2A SOLAR) |  | REDBARN_UNIT_1 | PECOS | SOLAR | WEST | 2021 | 222 | 222 | 222 | 222 | 222 | 222 | 222 | 222 | 222 | 222
871 | REDBARN SOLAR 2 (RE MAPLEWOOD 2B SOLAR) |  | REDBARN_UNIT_2 | PECOS | SOLAR | WEST | 2021 | 28 | 28 | 28 | 28 | 28 | 28 | 28 | 28 | 28 | 28
872 | RENEWABLE ENERGY ALTERNATIVES-CCS1 |  | DG_COSERVSS_CSS1 | DENTON | SOLAR | NORTH | 2015 | 2 | 2 | 2 | 2 | 2 | 2 | 2 | 2 | 2 | 2
873 | RIGGINS (SE BUCKTHORN WESTEX SOLAR) |  | RIGGINS_UNIT1 | PECOS | SOLAR | WEST | 2018 | 150 | 150 | 150 | 150 | 150 | 150 | 150 | 150 | 150 | 150
874 | RIPPEY SOLAR |  | RIPPEY_UNIT1 | COOKE | SOLAR | NORTH | 2020 | 59.8 | 59.8 | 59.8 | 59.8 | 59.8 | 59.8 | 59.8 | 59.8 | 59.8 | 59.8
875 | SOLAIREHOLMAN 1 |  | LASSO_UNIT1 | BREWSTER | SOLAR | WEST | 2018 | 50 | 50 | 50 | 50 | 50 | 50 | 50 | 50 | 50 | 50
876 | SP-TX-12-PHASE B |  | SPTX12B_UNIT1 | UPTON | SOLAR | WEST | 2017 | 157.5 | 157.5 | 157.5 | 157.5 | 157.5 | 157.5 | 157.5 | 157.5 | 157.5 | 157.5
877 | STERLING |  | DG_STRLING_STRLING | HUNT | SOLAR | NORTH | 2018 | 10 | 10 | 10 | 10 | 10 | 10 | 10 | 10 | 10 | 10
878 | SUNEDISON RABEL ROAD SOLAR |  | DG_VALL1_1UNIT | BEXAR | SOLAR | SOUTH | 2012 | 9.9 | 9.9 | 9.9 | 9.9 | 9.9 | 9.9 | 9.9 | 9.9 | 9.9 | 9.9
879 | SUNEDISON VALLEY ROAD SOLAR |  | DG_VALL2_1UNIT | BEXAR | SOLAR | SOUTH | 2012 | 9.9 | 9.9 | 9.9 | 9.9 | 9.9 | 9.9 | 9.9 | 9.9 | 9.9 | 9.9
880 | SUNEDISON CPS3 SOMERSET 1 SOLAR |  | DG_SOME1_1UNIT | BEXAR | SOLAR | SOUTH | 2012 | 5.6 | 5.6 | 5.6 | 5.6 | 5.6 | 5.6 | 5.6 | 5.6 | 5.6 | 5.6
881 | SUNEDISON SOMERSET 2 SOLAR |  | DG_SOME2_1UNIT | BEXAR | SOLAR | SOUTH | 2012 | 5 | 5 | 5 | 5 | 5 | 5 | 5 | 5 | 5 | 5
882 | TAYGETE SOLAR 1 U1 |  | TAYGETE_UNIT1 | PECOS | SOLAR | WEST | 2021 | 125.9 | 125.9 | 125.9 | 125.9 | 125.9 | 125.9 | 125.9 | 125.9 | 125.9 | 125.9
883 | TAYGETE SOLAR 1 U2 |  | TAYGETE_UNIT2 | PECOS | SOLAR | WEST | 2021 | 128.9 | 128.9 | 128.9 | 128.9 | 128.9 | 128.9 | 128.9 | 128.9 | 128.9 | 128.9
884 | TITAN SOLAR (IP TITAN) U1 | 20INR0032 | TI_SOLAR_UNIT1 | CULBERSON | SOLAR | WEST | 2021 | 136.8 | 136.8 | 136.8 | 136.8 | 136.8 | 136.8 | 136.8 | 136.8 | 136.8 | 136.8
885 | TITAN SOLAR (IP TITAN) U2 | 20INR0032 | TI_SOLAR_UNIT2 | CULBERSON | SOLAR | WEST | 2021 | 131.1 | 131.1 | 131.1 | 131.1 | 131.1 | 131.1 | 131.1 | 131.1 | 131.1 | 131.1
886 | WAGYU SOLAR |  | WGU_UNIT1 | BRAZORIA | SOLAR | COASTAL | 2021 | 120 | 120 | 120 | 120 | 120 | 120 | 120 | 120 | 120 | 120
887 | WALNUT SPRINGS |  | DG_WLNTSPRG_1UNIT | BOSQUE | SOLAR | NORTH | 2016 | 10 | 10 | 10 | 10 | 10 | 10 | 10 | 10 | 10 | 10
888 | WAYMARK SOLAR |  | WAYMARK_UNIT1 | UPTON | SOLAR | WEST | 2018 | 182 | 182 | 182 | 182 | 182 | 182 | 182 | 182 | 182 | 182
889 | WEBBERVILLE SOLAR |  | WEBBER_S_WSP1 | TRAVIS | SOLAR | SOUTH | 2011 | 26.7 | 26.7 | 26.7 | 26.7 | 26.7 | 26.7 | 26.7 | 26.7 | 26.7 | 26.7
890 | WEST MOORE II |  | DG_WMOOREII_WMOOREII | GRAYSON | SOLAR | NORTH | 2018 | 5 | 5 | 5 | 5 | 5 | 5 | 5 | 5 | 5 | 5
891 | WEST OF PECOS SOLAR |  | W_PECOS_UNIT1 | REEVES | SOLAR | WEST | 2019 | 100 | 100 | 100 | 100 | 100 | 100 | 100 | 100 | 100 | 100
892 | WHITESBORO |  | DG_WBORO_WHTSBORO | GRAYSON | SOLAR | NORTH | 2017 | 5 | 5 | 5 | 5 | 5 | 5 | 5 | 5 | 5 | 5
893 | WHITESBORO II |  | DG_WBOROII_WHBOROII | GRAYSON | SOLAR | NORTH | 2017 | 5 | 5 | 5 | 5 | 5 | 5 | 5 | 5 | 5 | 5
894 | WHITEWRIGHT |  | DG_WHTRT_WHTRGHT | FANNIN | SOLAR | NORTH | 2017 | 10 | 10 | 10 | 10 | 10 | 10 | 10 | 10 | 10 | 10
895 | WHITNEY SOLAR |  | DG_WHITNEY_SOLAR1 | BOSQUE | SOLAR | NORTH | 2017 | 10 | 10 | 10 | 10 | 10 | 10 | 10 | 10 | 10 | 10
896 | YELLOW JACKET SOLAR |  | DG_YLWJACKET_YLWJACKET | BOSQUE | SOLAR | NORTH | 2018 | 5 | 5 | 5 | 5 | 5 | 5 | 5 | 5 | 5 | 5
897 | Operational Capacity Total (Solar) | [6 empty] | 8242.9 | 8242.9 | 8242.9 | 8242.9 | 8242.9 | 8242.9 | 8242.9 | 8242.9 | 8242.9 | 8242.9
898 | Solar Peak Average Capacity Percentage |  | SOLAR_PEAK_PCT | % |  |  |  | 7 | 7 | 7 | 7 | 7 | 7 | 7 | 7 | 7 | 7
899
900 | Operational Resources (Solar) - Synchronized but not Approved for Commercial Operations
901 | ANSON SOLAR U1 | 19INR0081 | ANSON1_UNIT1 | JONES | SOLAR | WEST | 2021 | 100 | 100 | 100 | 100 | 100 | 100 | 100 | 100 | 100 | 100
902 | ANSON SOLAR U2 | 19INR0081 | ANSON1_UNIT2 | JONES | SOLAR | WEST | 2021 | 100 | 100 | 100 | 100 | 100 | 100 | 100 | 100 | 100 | 100
903 | BLUE JAY SOLAR I | 21INR0538 | BLUEJAY_UNIT1 | GRIMES | SOLAR | NORTH | 2022 | 69 | 69 | 69 | 69 | 69 | 69 | 69 | 69 | 69 | 69
904 | BLUE JAY SOLAR II | 19INR0085 | BLUEJAY_UNIT2 | GRIMES | SOLAR | NORTH | 2022 | 141.1 | 141.1 | 141.1 | 141.1 | 141.1 | 141.1 | 141.1 | 141.1 | 141.1 | 141.1
905 | BRIGHTSIDE SOLAR | 18INR0060 | BRIGHTSD_UNIT1 | BEE | SOLAR | SOUTH | 2021 | 50 | 50 | 50 | 50 | 50 | 50 | 50 | 50 | 50 | 50
906 | ELARA SOLAR | 21INR0276 | ELARA_SL_UNIT1 | FRIO | SOLAR | SOUTH | 2021 | 132.4 | 132.4 | 132.4 | 132.4 | 132.4 | 132.4 | 132.4 | 132.4 | 132.4 | 132.4
907 | PLAINVIEW SOLAR (RAMSEY SOLAR) U1 | 20INR0130 | PLN_UNIT1 | WHARTON | SOLAR | SOUTH | 2022 | 257 | 257 | 257 | 257 | 257 | 257 | 257 | 257 | 257 | 257
908 | PLAINVIEW SOLAR (RAMSEY SOLAR) U2 | 20INR0130 | PLN_UNIT2 | WHARTON | SOLAR | SOUTH | 2022 | 257 | 257 | 257 | 257 | 257 | 257 | 257 | 257 | 257 | 257
909 | SAMSON SOLAR 1 U1 | 21INR0221 | SAMSON_1_G1 | LAMAR | SOLAR | NORTH | 2022 | 125 | 125 | 125 | 125 | 125 | 125 | 125 | 125 | 125 | 125
910 | SAMSON SOLAR 1 U2 | 21INR0221 | SAMSON_1_G2 | LAMAR | SOLAR | NORTH | 2022 | 125 | 125 | 125 | 125 | 125 | 125 | 125 | 125 | 125 | 125
911 | SAMSON SOLAR 3 U1 | 21INR0491 | SAMSON_3_G1 | LAMAR | SOLAR | NORTH | 2022 | 125 | 125 | 125 | 125 | 125 | 125 | 125 | 125 | 125 | 125
912 | SAMSON SOLAR 3 U2 | 21INR0491 | SAMSON_3_G2 | LAMAR | SOLAR | NORTH | 2022 | 125 | 125 | 125 | 125 | 125 | 125 | 125 | 125 | 125 | 125
913 | STRATEGIC SOLAR 1 | 20INR0081 | STRATEGC_UNIT1 | ELLIS | SOLAR | NORTH | 2021 | 136.8 | 136.8 | 136.8 | 136.8 | 136.8 | 136.8 | 136.8 | 136.8 | 136.8 | 136.8
914 | VISION SOLAR 1 | 20INR0082 | VISION_UNIT1 | NAVARRO | SOLAR | NORTH | 2021 | 129.2 | 129.2 | 129.2 | 129.2 | 129.2 | 129.2 | 129.2 | 129.2 | 129.2 | 129.2
915 | Operational Capacity - Synchronized but not Approved for Commercial Operations Total (Solar) | [6 empty] | 1872.5 | 1872.5 | 1872.5 | 1872.5 | 1872.5 | 1872.5 | 1872.5 | 1872.5 | 1872.5 | 1872.5
916 | Solar Peak Average Capacity Percentage |  | SOLAR_SYNC_PEAK_PCT | % |  |  |  | 7 | 7 | 7 | 7 | 7 | 7 | 7 | 7 | 7 | 7
917
918 | Operational Resources (Storage)
919 | BAT CAVE |  | BATCAVE_BES1 | MASON | STORAGE | SOUTH | 2021 | 100.5 | 100.5 | 100.5 | 100.5 | 100.5 | 100.5 | 100.5 | 100.5 | 100.5 | 100.5
920 | BLUE SUMMIT BATTERY |  | BLSUMMIT_BATTERY | WILBARGER | STORAGE | WEST | 2017 | 30 | 30 | 30 | 30 | 30 | 30 | 30 | 30 | 30 | 30
921 | BRP ALVIN (DGR) |  | BRPALVIN_UNIT1 | BRAZORIA | STORAGE | COASTAL | 2020 | 10 | 10 | 10 | 10 | 10 | 10 | 10 | 10 | 10 | 10
922 | BRP ANGELTON (DGR) |  | BRPANGLE_UNIT1 | BRAZORIA | STORAGE | COASTAL | 2020 | 10 | 10 | 10 | 10 | 10 | 10 | 10 | 10 | 10 | 10
923 | BRP BRAZORIA (DGR) |  | BRP_BRAZ_UNIT1 | BRAZORIA | STORAGE | COASTAL | 2020 | 10 | 10 | 10 | 10 | 10 | 10 | 10 | 10 | 10 | 10
924 | BRP DICKINSON (DGR) |  | BRP_DIKN_UNIT1 | GALVESTON | STORAGE | HOUSTON | 2021 | 10 | 10 | 10 | 10 | 10 | 10 | 10 | 10 | 10 | 10
925 | BRP HEIGHTS (DGR) |  | BRHEIGHT_UNIT1 | GALVESTON | STORAGE | HOUSTON | 2020 | 10 | 10 | 10 | 10 | 10 | 10 | 10 | 10 | 10 | 10
926 | BRP LOOP 463 (DGR) |  | BRP_4631_UNIT1 | VICTORIA | STORAGE | SOUTH | 2021 | 9.9 | 9.9 | 9.9 | 9.9 | 9.9 | 9.9 | 9.9 | 9.9 | 9.9 | 9.9
927 | BRP MAGNOLIA (DGR) |  | BRPMAGNO_UNIT1 | GALVESTON | STORAGE | HOUSTON | 2020 | 10 | 10 | 10 | 10 | 10 | 10 | 10 | 10 | 10 | 10
928 | BRP ODESSA SW (DGR) |  | BRPODESA_UNIT1 | ECTOR | STORAGE | WEST | 2020 | 10 | 10 | 10 | 10 | 10 | 10 | 10 | 10 | 10 | 10
929 | BRP RANCHTOWN (DGR) |  | BRP_RNC1_UNIT1 | BEXAR | STORAGE | SOUTH | 2021 | 9.9 | 9.9 | 9.9 | 9.9 | 9.9 | 9.9 | 9.9 | 9.9 | 9.9 | 9.9
930 | BRP SWEENY (DGR) |  | BRP_SWNY_UNIT1 | BRAZORIA | STORAGE | COASTAL | 2020 | 10 | 10 | 10 | 10 | 10 | 10 | 10 | 10 | 10 | 10
931 | CASTLE GAP BATTERY |  | CASL_GAP_BATTERY1 | UPTON | STORAGE | WEST | 2018 | 9.9 | 9.9 | 9.9 | 9.9 | 9.9 | 9.9 | 9.9 | 9.9 | 9.9 | 9.9
932 | CHISHOLM GRID |  | CHISMGRD_BES1 | TARRANT | STORAGE | NORTH | 2021 | 100 | 100 | 100 | 100 | 100 | 100 | 100 | 100 | 100 | 100
933 | COMMERCE ST ESS (DGR) |  | X443ESS1_SWRI | BEXAR | STORAGE | SOUTH | 2020 | 10 | 10 | 10 | 10 | 10 | 10 | 10 | 10 | 10 | 10
934 | EUNICE STORAGE |  | EUNICE_BES1 | ANDREWS | STORAGE | WEST | 2021 | 40.3 | 40.3 | 40.3 | 40.3 | 40.3 | 40.3 | 40.3 | 40.3 | 40.3 | 40.3
935 | FLAT TOP BATTERY (DGR) |  | FLTBES_BESS1 | REEVES | STORAGE | WEST | 2020 | 9.9 | 9.9 | 9.9 | 9.9 | 9.9 | 9.9 | 9.9 | 9.9 | 9.9 | 9.9
936 | FLOWER VALLEY BATTERY (DGR) |  | FLVABES1_FLATU1 | REEVES | STORAGE | WEST | 2021 | 9.9 | 9.9 | 9.9 | 9.9 | 9.9 | 9.9 | 9.9 | 9.9 | 9.9 | 9.9
937 | GAMBIT BATTERY |  | GAMBIT_BESS1 | BRAZORIA | STORAGE | COASTAL | 2021 | 100 | 100 | 100 | 100 | 100 | 100 | 100 | 100 | 100 | 100
938 | HOEFSROAD BESS (DGR) |  | HRBESS_BESS | REEVES | STORAGE | WEST | 2020 | 2 | 2 | 2 | 2 | 2 | 2 | 2 | 2 | 2 | 2
939 | INADALE ESS |  | INDL_ESS | NOLAN | STORAGE | WEST | 2018 | 9.9 | 9.9 | 9.9 | 9.9 | 9.9 | 9.9 | 9.9 | 9.9 | 9.9 | 9.9
940 | JOHNSON CITY BESS (DGR) |  | JC_BAT_UNIT_1 | BLANCO | STORAGE | SOUTH | 2020 | 2.3 | 2.3 | 2.3 | 2.3 | 2.3 | 2.3 | 2.3 | 2.3 | 2.3 | 2.3
941 | KINGSBERY ENERGY STORAGE SYSTEM |  | DG_KB_ESS_KB_ESS | TRAVIS | STORAGE | SOUTH | 2017 | 1.5 | 1.5 | 1.5 | 1.5 | 1.5 | 1.5 | 1.5 | 1.5 | 1.5 | 1.5
942 | LILY STORAGE |  | LILY_BESS1 | KAUFMAN | STORAGE | NORTH | 2021 | 51.7 | 51.7 | 51.7 | 51.7 | 51.7 | 51.7 | 51.7 | 51.7 | 51.7 | 51.7
943 | MU ENERGY STORAGE SYSTEM |  | DG_MU_ESS_MU_ESS | TRAVIS | STORAGE | SOUTH | 2018 | 1.5 | 1.5 | 1.5 | 1.5 | 1.5 | 1.5 | 1.5 | 1.5 | 1.5 | 1.5
944 | NOTREES BATTERY FACILITY |  | NWF_NBS | WINKLER | STORAGE | WEST | 2013 | 33.7 | 33.7 | 33.7 | 33.7 | 33.7 | 33.7 | 33.7 | 33.7 | 33.7 | 33.7
945 | NORTH FORK |  | NF_BRP_BES1 | WILLIAMSON | STORAGE | SOUTH | 2021 | 100.5 | 100.5 | 100.5 | 100.5 | 100.5 | 100.5 | 100.5 | 100.5 | 100.5 | 100.5
946 | OCI ALAMO 1 |  | OCI_ALM1_ASTRO1 | BEXAR | STORAGE | SOUTH | 2016 | bar: 2022/2023 to 2031/2032
947 | PORT LAVACA BATTERY (DGR) |  | PTLBES_BESS1 | CALHOUN | STORAGE | COASTAL | 2020 | 9.9 | 9.9 | 9.9 | 9.9 | 9.9 | 9.9 | 9.9 | 9.9 | 9.9 | 9.9
948 | PROSPECT STORAGE (DGR) |  | WCOLLDG_BSS_U1 | BRAZORIA | STORAGE | COASTAL | 2020 | 9.9 | 9.9 | 9.9 | 9.9 | 9.9 | 9.9 | 9.9 | 9.9 | 9.9 | 9.9
949 | PYRON ESS |  | PYR_ESS | SCURRY | STORAGE | WEST | 2018 | 9.9 | 9.9 | 9.9 | 9.9 | 9.9 | 9.9 | 9.9 | 9.9 | 9.9 | 9.9
950 | RABBIT HILL ENERGY STORAGE PROJECT (DGR) |  | RHESS2_ESS_1 | WILLIAMSON | STORAGE | SOUTH | 2020 | 9.9 | 9.9 | 9.9 | 9.9 | 9.9 | 9.9 | 9.9 | 9.9 | 9.9 | 9.9
951 | SNYDER (DGR) |  | SNY_BESS_UNIT1 | SCURRY | STORAGE | WEST | 2021 | 9.9 | 9.9 | 9.9 | 9.9 | 9.9 | 9.9 | 9.9 | 9.9 | 9.9 | 9.9
952 | SWEETWATER BESS (DGR) |  | SWT_BESS_UNIT1 | NOLAN | STORAGE | WEST | 2021 | 9.9 | 9.9 | 9.9 | 9.9 | 9.9 | 9.9 | 9.9 | 9.9 | 9.9 | 9.9
953 | SWOOSE BATTERY (DGR) |  | SWOOSE1_SWOOSEU1 | WARD | STORAGE | WEST | 2021 | 9.9 | 9.9 | 9.9 | 9.9 | 9.9 | 9.9 | 9.9 | 9.9 | 9.9 | 9.9
954 | TOS BATTERY STORAGE (DGR) |  | TOSBATT_UNIT1 | MIDLAND | STORAGE | WEST | 2017 | 2 | 2 | 2 | 2 | 2 | 2 | 2 | 2 | 2 | 2
955 | TOYAH POWER STATION (DGR) |  | TOYAH_BESS | REEVES | STORAGE | WEST | 2021 | 9.9 | 9.9 | 9.9 | 9.9 | 9.9 | 9.9 | 9.9 | 9.9 | 9.9 | 9.9
956 | TRIPLE BUTTE (DGR) |  | TRIPBUT1_BELU1 | PECOS | STORAGE | WEST | 2021 | 7.5 | 7.5 | 7.5 | 7.5 | 7.5 | 7.5 | 7.5 | 7.5 | 7.5 | 7.5
957 | WESTOVER BESS (DGR) |  | WOV_BESS_UNIT1 | ECTOR | STORAGE | WEST | 2021 | 9.9 | 9.9 | 9.9 | 9.9 | 9.9 | 9.9 | 9.9 | 9.9 | 9.9 | 9.9
958 | WORSHAM BATTERY (DGR) |  | WRSBES_BESS1 | REEVES | STORAGE | WEST | 2020 | 9.9 | 9.9 | 9.9 | 9.9 | 9.9 | 9.9 | 9.9 | 9.9 | 9.9 | 9.9
959 | YOUNICOS FACILITY |  | DG_YOUNICOS_YINC1_1 | TRAVIS | STORAGE | SOUTH | 2015 | 2 | 2 | 2 | 2 | 2 | 2 | 2 | 2 | 2 | 2
960 | Operational Capacity Total (Storage) | [6 empty] | 824.9 | 824.9 | 824.9 | 824.9 | 824.9 | 824.9 | 824.9 | 824.9 | 824.9 | 824.9
961 | Storage Peak Average Capacity Percentage |  | STORAGE_PEAK_PCT | % |  |  |  | 0 | 0 | 0 | 0 | 0 | 0 | 0 | 0 | 0 | 0
962
963 | Operational Resources (Storage) - Synchronized but not Approved for Commercial Operations
964 | AZURE SKY BESS | 21INR0476 | AZURE_BESS1 | HASKELL | STORAGE | WEST | 2021 | 77.6 | 77.6 | 77.6 | 77.6 | 77.6 | 77.6 | 77.6 | 77.6 | 77.6 | 77.6
965 | BRP LOPENO (DGR) |  | BRP_LOP1_UNIT1 | ZAPATA | STORAGE | SOUTH | 2021 | 9.9 | 9.9 | 9.9 | 9.9 | 9.9 | 9.9 | 9.9 | 9.9 | 9.9 | 9.9
966 | BRP PUEBLO I (DGR) |  | BRP_PBL1_UNIT1 | MAVERICK | STORAGE | SOUTH | 2021 | 9.9 | 9.9 | 9.9 | 9.9 | 9.9 | 9.9 | 9.9 | 9.9 | 9.9 | 9.9
967 | BRP PUEBLO II (DGR) |  | BRP_PBL2_UNIT1 | MAVERICK | STORAGE | SOUTH | 2020 | 10 | 10 | 10 | 10 | 10 | 10 | 10 | 10 | 10 | 10
968 | BRP ZAPATA I (DGR) |  | BRP_ZPT1_UNIT1 | ZAPATA | STORAGE | SOUTH | 2020 | 10 | 10 | 10 | 10 | 10 | 10 | 10 | 10 | 10 | 10
969 | BRP ZAPATA II (DGR) |  | BRP_ZPT2_UNIT1 | ZAPATA | STORAGE | SOUTH | 2021 | 9.9 | 9.9 | 9.9 | 9.9 | 9.9 | 9.9 | 9.9 | 9.9 | 9.9 | 9.9
970 | CROSSETT POWER U1 | 21INR0510 | CROSSETT_BES1 | CRANE | STORAGE | WEST | 2021 | 100 | 100 | 100 | 100 | 100 | 100 | 100 | 100 | 100 | 100
971 | CROSSETT POWER U2 | 21INR0510 | CROSSETT_BES2 | CRANE | STORAGE | WEST | 2021 | 100 | 100 | 100 | 100 | 100 | 100 | 100 | 100 | 100 | 100
972 | FLOWER VALLEY II BATT | 21INR0496 | FLOWERII_BESS1 | REEVES | STORAGE | WEST | 2022 | 100 | 100 | 100 | 100 | 100 | 100 | 100 | 100 | 100 | 100
973 | REPUBLIC ROAD STORAGE | 21INR0460 | RPUBRDS_ESS1 | ROBERTSON | STORAGE | NORTH | 2021 | 50 | 50 | 50 | 50 | 50 | 50 | 50 | 50 | 50 | 50
974 | Operational Capacity - Synchronized but not Approved for Commercial Operations Total (Storage) | [6 empty] | 477.3 | 477.3 | 477.3 | 477.3 | 477.3 | 477.3 | 477.3 | 477.3 | 477.3 | 477.3
975 | Storage Peak Average Capacity Percentage |  | STORAGE_SYNC_PEAK_PCT | % |  |  |  | 0 | 0 | 0 | 0 | 0 | 0 | 0 | 0 | 0 | 0
976
977 | Reliability Must-Run (RMR) Capacity |  | RMR_CAP_CONT |  |  |  |  | 0 | 0 | 0 | 0 | 0 | 0 | 0 | 0 | 0 | 0
978
979 | Capacity Pending Retirement |  | PENDRETIRE_CAP |  |  |  |  | 0 | 0 | 0 | 0 | 0 | 0 | 0 | 0 | 0 | 0
980
981 | Non-Synchronous Tie Resources
982 | EAST TIE |  | DC_E | FANNIN | OTHER | NORTH |  | 600 | 600 | 600 | 600 | 600 | 600 | 600 | 600 | 600 | 600
983 | NORTH TIE |  | DC_N | WILBARGER | OTHER | WEST |  | 220 | 220 | 220 | 220 | 220 | 220 | 220 | 220 | 220 | 220
984 | LAREDO VFT TIE |  | DC_L | WEBB | OTHER | SOUTH |  | 100 | 100 | 100 | 100 | 100 | 100 | 100 | 100 | 100 | 100
985 | SHARYLAND RAILROAD TIE |  | DC_R | HIDALGO | OTHER | SOUTH |  | 300 | 300 | 300 | 300 | 300 | 300 | 300 | 300 | 300 | 300
986 | Non-Synchronous Ties Total | [6 empty] | 1220 | 1220 | 1220 | 1220 | 1220 | 1220 | 1220 | 1220 | 1220 | 1220
987 | Non-Synchronous Ties Peak Average Capacity Percentage |  | DCTIE_PEAK_PCT | % |  |  |  | 59 | 59 | 59 | 59 | 59 | 59 | 59 | 59 | 59 | 59
988
989 | Planned Thermal Resources with Executed SGIA, Air Permit, GHG Permit and Proof of Adequate Water Supplies
990 | AIR PRODUCTS GCA | 21INR0012 |  | GALVESTON | GAS-ST | HOUSTON | 2022 | 0 | 60 | 60 | 60 | 60 | 60 | 60 | 60 | 60 | 60
991 | RABBS POWER STATION | 20INR0221 |  | FORT BEND | GAS-GT | HOUSTON | 2022 | 398.4 | 398.4 | 398.4 | 398.4 | 398.4 | 398.4 | 398.4 | 398.4 | 398.4 | 398.4
992 | CHAMON 2 | 19INR0056 |  | HARRIS | GAS-GT | HOUSTON | 2022 | 99.6 | 99.6 | 99.6 | 99.6 | 99.6 | 99.6 | 99.6 | 99.6 | 99.6 | 99.6
993 | BEACHWOOD POWER STATION (MARK ONE) | 22INR0369 |  | BRAZORIA | GAS-GT | COASTAL | 2022 | 306 | 306 | 306 | 306 | 306 | 306 | 306 | 306 | 306 | 306
994 | MIRAGE CTG 1 | 17INR0022 |  | HARRIS | GAS-GT | HOUSTON | 2022 | 11 | 11 | 11 | 11 | 11 | 11 | 11 | 11 | 11 | 11
995 | Planned Thermal Resources Total (Nuclear, Coal, Gas, Biomass) | [6 empty] | 815 | 875 | 875 | 875 | 875 | 875 | 875 | 875 | 875 | 875
996
997 | Planned Wind Resources with Executed SGIA
998 | ANCHOR WIND | 21INR0387 |  | EASTLAND | WIND-O | NORTH | 2021 | 114.9 | 114.9 | 114.9 | 114.9 | 114.9 | 114.9 | 114.9 | 114.9 | 114.9 | 114.9
999 | ANCHOR WIND II | 21INR0539 |  | EASTLAND | WIND-O | NORTH | 2021 | 148 | 148 | 148 | 148 | 148 | 148 | 148 | 148 | 148 | 148
1000 | APOGEE WIND | 21INR0467 |  | HASKELL | WIND-O | WEST | 2022 | 393.2 | 393.2 | 393.2 | 393.2 | 393.2 | 393.2 | 393.2 | 393.2 | 393.2 | 393.2
1001 | APPALOOSA RUN WIND_ | 20INR0249 |  | UPTON | WIND-O | WEST | 2023 | 0 | 175 | 175 | 175 | 175 | 175 | 175 | 175 | 175 | 175
1002 | BLACKJACK CREEK WIND | 20INR0068 |  | BEE | WIND-O | SOUTH | 2022 | 240 | 240 | 240 | 240 | 240 | 240 | 240 | 240 | 240 | 240
1003 | BOARD CREEK WP | 21INR0324 |  | NAVARRO | WIND-O | NORTH | 2022 | 299.2 | 299.2 | 299.2 | 299.2 | 299.2 | 299.2 | 299.2 | 299.2 | 299.2 | 299.2
1004 | CANYON WIND | 18INR0030 |  | SCURRY | WIND-O | WEST | 2022 | 360 | 360 | 360 | 360 | 360 | 360 | 360 | 360 | 360 | 360
1005 | CAROL WIND | 20INR0217 |  | POTTER | WIND-P | PANHANDLE | 2022 | 0 | 169.2 | 169.2 | 169.2 | 169.2 | 169.2 | 169.2 | 169.2 | 169.2 | 169.2
1006 | CRAWFISH | 19INR0177 |  | WHARTON | WIND-O | SOUTH | 2022 | 0 | 163.2 | 163.2 | 163.2 | 163.2 | 163.2 | 163.2 | 163.2 | 163.2 | 163.2
1007 | EDMONDSON RANCH WIND | 18INR0043 |  | GLASSCOCK | WIND-O | WEST | 2022 | 301.3 | 301.3 | 301.3 | 301.3 | 301.3 | 301.3 | 301.3 | 301.3 | 301.3 | 301.3
1008 | EL ALGODON ALTO W | 15INR0034 |  | SAN PATRICIO | WIND-C | COASTAL | 2022 | 200.2 | 200.2 | 200.2 | 200.2 | 200.2 | 200.2 | 200.2 | 200.2 | 200.2 | 200.2
1009 | EL SUAZ RANCH | 20INR0097 |  | WILLACY | WIND-C | COASTAL | 2022 | 301.5 | 301.5 | 301.5 | 301.5 | 301.5 | 301.5 | 301.5 | 301.5 | 301.5 | 301.5
1010 | FOXTROT WIND | 20INR0129 |  | KARNES | WIND-O | SOUTH | 2022 | 268.2 | 268.2 | 268.2 | 268.2 | 268.2 | 268.2 | 268.2 | 268.2 | 268.2 | 268.2
1011 | GOODNIGHT WIND | 14INR0033 |  | ARMSTRONG | WIND-P | PANHANDLE | 2023 | 0 | 506.6 | 506.6 | 506.6 | 506.6 | 506.6 | 506.6 | 506.6 | 506.6 | 506.6
1012 | HART WIND | 16INR0033 |  | CASTRO | WIND-P | PANHANDLE | 2022 | 0 | 151.5 | 151.5 | 151.5 | 151.5 | 151.5 | 151.5 | 151.5 | 151.5 | 151.5
1013 | HUTT WIND | 21INR0005 |  | MIDLAND | WIND-O | WEST | 2023 | 0 | 336 | 336 | 336 | 336 | 336 | 336 | 336 | 336 | 336
1014 | KONTIKI 1 WIND (ERIK) | 19INR0099a |  | GLASSCOCK | WIND-O | WEST | 2023 | 0 | 250.1 | 250.1 | 250.1 | 250.1 | 250.1 | 250.1 | 250.1 | 250.1 | 250.1
1015 | KONTIKI 2 WIND (ERNEST) | 19INR0099b |  | GLASSCOCK | WIND-O | WEST | 2023 | 0 | 250.1 | 250.1 | 250.1 | 250.1 | 250.1 | 250.1 | 250.1 | 250.1 | 250.1
1016 | LOMA PINTA WIND | 16INR0112 |  | LA SALLE | WIND-O | SOUTH | 2022 | 200 | 200 | 200 | 200 | 200 | 200 | 200 | 200 | 200 | 200
1017 | LORAINE WINDPARK PHASE III | 18INR0068 |  | MITCHELL | WIND-O | WEST | 2023 | 0 | 100 | 100 | 100 | 100 | 100 | 100 | 100 | 100 | 100
1018 | MONARCH CREEK WIND | 21INR0263 |  | THROCKMORTON | WIND-O | WEST | 2023 | 0 | 209 | 209 | 209 | 209 | 209 | 209 | 209 | 209 | 209
1019 | MONTE ALTO I | 19INR0022 |  | WILLACY | WIND-C | COASTAL | 2023 | 0 | 0 | 223.8 | 223.8 | 223.8 | 223.8 | 223.8 | 223.8 | 223.8 | 223.8
1020 | ROADRUNNER CROSSING WIND 1 | 19INR0117 |  | EASTLAND | WIND-O | NORTH | 2022 | 0 | 200.2 | 200.2 | 200.2 | 200.2 | 200.2 | 200.2 | 200.2 | 200.2 | 200.2
1021 | SHEEP CREEK WIND | 21INR0325 |  | CALLAHAN | WIND-O | WEST | 2023 | 0 | 151.5 | 151.5 | 151.5 | 151.5 | 151.5 | 151.5 | 151.5 | 151.5 | 151.5
1022 | VORTEX WIND | 20INR0120 |  | THROCKMORTON | WIND-O | WEST | 2022 | 336.15 | 336.15 | 336.15 | 336.15 | 336.15 | 336.15 | 336.15 | 336.15 | 336.15 | 336.15
1023 | VORTEX WIND II | 22INR0561 |  | THROCKMORTON | WIND-O | WEST | 2022 | 14 | 14 | 14 | 14 | 14 | 14 | 14 | 14 | 14 | 14
1024 | Planned Capacity Total (Wind) | [6 empty] | 3176.65 | 5839.05 | 6062.85 | 6062.85 | 6062.85 | 6062.85 | 6062.85 | 6062.85 | 6062.85 | 6062.85
1025
1026 | Planned Wind Capacity Sub-total (Coastal Counties) |  | WIND_PLANNED_C |  |  |  |  | 501.7 | 501.7 | 725.5 | 725.5 | 725.5 | 725.5 | 725.5 | 725.5 | 725.5 | 725.5
1027 | Wind Peak Average Capacity Percentage (Coastal) |  | WIND_PL_PEAK_PCT_C | % |  |  |  | 47 | 47 | 47 | 47 | 47 | 47 | 47 | 47 | 47 | 47
1028
1029 | Planned Wind Capacity Sub-total (Panhandle Counties) |  | WIND_PLANNED_P |  |  |  |  | 0 | 827.3 | 827.3 | 827.3 | 827.3 | 827.3 | 827.3 | 827.3 | 827.3 | 827.3
1030 | Wind Peak Average Capacity Percentage (Panhandle) |  | WIND_PL_PEAK_PCT_P | % |  |  |  | 34 | 34 | 34 | 34 | 34 | 34 | 34 | 34 | 34 | 34
1031
1032 | Planned Wind Capacity Sub-total (Other counties) |  | WIND_PLANNED_O |  |  |  |  | 2674.95 | 4510.05 | 4510.05 | 4510.05 | 4510.05 | 4510.05 | 4510.05 | 4510.05 | 4510.05 | 4510.05
1033 | Wind Peak Average Capacity Percentage (Other) |  | WIND_PL_PEAK_PCT_O | % |  |  |  | 20 | 20 | 20 | 20 | 20 | 20 | 20 | 20 | 20 | 20
1034
1035 | Planned Solar Resources with Executed SGIA
1036 | 7V SOLAR | 21INR0351 |  | FAYETTE | SOLAR | SOUTH | 2023 | 0 | 246.3 | 246.3 | 246.3 | 246.3 | 246.3 | 246.3 | 246.3 | 246.3 | 246.3
1037 | ANDROMEDA SOLAR | 22INR0412 |  | SCURRY | SOLAR | WEST | 2023 | 0 | 374.4 | 374.4 | 374.4 | 374.4 | 374.4 | 374.4 | 374.4 | 374.4 | 374.4
1038 | ARMADILLO SOLAR | 21INR0421 |  | NAVARRO | SOLAR | NORTH | 2022 | 0 | 204 | 204 | 204 | 204 | 204 | 204 | 204 | 204 | 204
1039 | ARROYO SOLAR | 20INR0086 |  | CAMERON | SOLAR | COASTAL | 2022 | 0 | 180 | 180 | 180 | 180 | 180 | 180 | 180 | 180 | 180
1040 | BIG STAR SOLAR | 21INR0413 |  | BASTROP | SOLAR | SOUTH | 2022 | 200 | 200 | 200 | 200 | 200 | 200 | 200 | 200 | 200 | 200
1041 | BPL FILES SOLAR | 20INR0164 |  | HILL | SOLAR | NORTH | 2022 | 0 | 175 | 175 | 175 | 175 | 175 | 175 | 175 | 175 | 175
1042 | BRASS FORK SOLAR | 22INR0270 |  | HASKELL | SOLAR | WEST | 2023 | 0 | 304.8 | 304.8 | 304.8 | 304.8 | 304.8 | 304.8 | 304.8 | 304.8 | 304.8
1043 | BRAVEPOST SOLAR | 20INR0053 |  | TOM GREEN | SOLAR | WEST | 2023 | 0 | 200 | 200 | 200 | 200 | 200 | 200 | 200 | 200 | 200
1044 | BRIGHT ARROW SOLAR | 22INR0242 |  | HOPKINS | SOLAR | NORTH | 2022 | 0 | 349.2 | 349.2 | 349.2 | 349.2 | 349.2 | 349.2 | 349.2 | 349.2 | 349.2
1045 | BUFFALO CREEK (OLD 300 SOLAR CENTER) | 21INR0406 |  | FORT BEND | SOLAR | HOUSTON | 2022 | 438.8 | 438.8 | 438.8 | 438.8 | 438.8 | 438.8 | 438.8 | 438.8 | 438.8 | 438.8
1046 | CACHENA SOLAR | 23INR0027 |  | WILSON | SOLAR | SOUTH | 2023 | 0 | 0 | 440 | 440 | 440 | 440 | 440 | 440 | 440 | 440
1047 | CAROL SOLAR | 21INR0274 |  | POTTER | SOLAR | PANHANDLE | 2022 | 0 | 223.2 | 223.2 | 223.2 | 223.2 | 223.2 | 223.2 | 223.2 | 223.2 | 223.2
1048 | CASTRO SOLAR | 20INR0050 |  | CASTRO | SOLAR | PANHANDLE | 2023 | 0 | 222.9 | 222.9 | 222.9 | 222.9 | 222.9 | 222.9 | 222.9 | 222.9 | 222.9
1049 | CHARGER SOLAR | 23INR0047 |  | REFUGIO | SOLAR | COASTAL | 2023 | 0 | 406.8 | 406.8 | 406.8 | 406.8 | 406.8 | 406.8 | 406.8 | 406.8 | 406.8
1050 | CONCHO VALLEY SOLAR | 21INR0384 |  | TOM GREEN | SOLAR | WEST | 2022 | 159.8 | 159.8 | 159.8 | 159.8 | 159.8 | 159.8 | 159.8 | 159.8 | 159.8 | 159.8
1051 | CORAZON SOLAR PHASE II | 22INR0257 |  | WEBB | SOLAR | SOUTH | 2025 | 0 | 0 | 0 | 202.6 | 202.6 | 202.6 | 202.6 | 202.6 | 202.6 | 202.6
1052 | COTTONWOOD BAYOU | 19INR0134 |  | BRAZORIA | SOLAR | COASTAL | 2023 | 0 | 150 | 150 | 150 | 150 | 150 | 150 | 150 | 150 | 150
1053 | COTTONWOOD BAYOU SOLAR II | 21INR0228 |  | BRAZORIA | SOLAR | COASTAL | 2023 | 0 | 200 | 200 | 200 | 200 | 200 | 200 | 200 | 200 | 200
1054 | CROWDED STAR SOLAR | 20INR0241 |  | JONES | SOLAR | WEST | 2023 | 0 | 217.6 | 217.6 | 217.6 | 217.6 | 217.6 | 217.6 | 217.6 | 217.6 | 217.6
1055 | CROWDED STAR SOLAR II | 22INR0274 |  | JONES | SOLAR | WEST | 2023 | 0 | 188.8 | 188.8 | 188.8 | 188.8 | 188.8 | 188.8 | 188.8 | 188.8 | 188.8
1056 | DANCIGER SOLAR | 20INR0098 |  | BRAZORIA | SOLAR | COASTAL | 2022 | 203.2 | 203.2 | 203.2 | 203.2 | 203.2 | 203.2 | 203.2 | 203.2 | 203.2 | 203.2
1057 | DANISH FIELDS SOLAR I | 20INR0069 |  | WHARTON | SOLAR | SOUTH | 2023 | 0 | 201 | 201 | 201 | 201 | 201 | 201 | 201 | 201 | 201
1058 | DANISH FIELDS SOLAR II | 21INR0016 |  | WHARTON | SOLAR | SOUTH | 2023 | 0 | 201 | 201 | 201 | 201 | 201 | 201 | 201 | 201 | 201
1059 | DANISH FIELDS SOLAR III | 21INR0017 |  | WHARTON | SOLAR | SOUTH | 2023 | 0 | 201 | 201 | 201 | 201 | 201 | 201 | 201 | 201 | 201
1060 | DAWN SOLAR | 20INR0255 |  | DEAF SMITH | SOLAR | PANHANDLE | 2023 | 0 | 515.7 | 515.7 | 515.7 | 515.7 | 515.7 | 515.7 | 515.7 | 515.7 | 515.7
1061 | DELILAH SOLAR 1 | 22INR0202 |  | LAMAR | SOLAR | NORTH | 2022 | 300 | 300 | 300 | 300 | 300 | 300 | 300 | 300 | 300 | 300
1062 | DELILAH SOLAR 2 | 22INR0203 |  | LAMAR | SOLAR | NORTH | 2023 | 0 | 310 | 310 | 310 | 310 | 310 | 310 | 310 | 310 | 310
1063 | DELILAH SOLAR 3 | 23INR0042 |  | LAMAR | SOLAR | NORTH | 2023 | 0 | 200 | 200 | 200 | 200 | 200 | 200 | 200 | 200 | 200
1064 | DELILAH SOLAR 4 | 23INR0060 |  | LAMAR | SOLAR | NORTH | 2023 | 0 | 90 | 90 | 90 | 90 | 90 | 90 | 90 | 90 | 90
1065 | DILEO SOLAR | 22INR0359 |  | BOSQUE | SOLAR | NORTH | 2023 | 0 | 72 | 72 | 72 | 72 | 72 | 72 | 72 | 72 | 72
1066 | EIFFEL SOLAR | 22INR0223 |  | LAMAR | SOLAR | NORTH | 2023 | 0 | 200 | 200 | 200 | 200 | 200 | 200 | 200 | 200 | 200
1067 | ELLIS SOLAR | 21INR0493 |  | ELLIS | SOLAR | NORTH | 2022 | 81.3 | 81.3 | 81.3 | 81.3 | 81.3 | 81.3 | 81.3 | 81.3 | 81.3 | 81.3
1068 | EMERALD GROVE SOLAR (PECOS SOLAR POWER I) | 15INR0059 |  | PECOS | SOLAR | WEST | 2022 | 108 | 108 | 108 | 108 | 108 | 108 | 108 | 108 | 108 | 108
1069 | EQUINOX SOLAR 1 | 21INR0226 |  | STARR | SOLAR | SOUTH | 2025 | 0 | 0 | 0 | 200 | 200 | 200 | 200 | 200 | 200 | 200
1070 | ESTONIAN SOLAR FARM | 22INR0335 |  | DELTA | SOLAR | NORTH | 2023 | 0 | 204.5 | 204.5 | 204.5 | 204.5 | 204.5 | 204.5 | 204.5 | 204.5 | 204.5
1071 | FAGUS SOLAR PARK (MISAE SOLAR II) | 20INR0091 |  | CHILDRESS | SOLAR | PANHANDLE | 2023 | 0 | 517.3 | 517.3 | 517.3 | 517.3 | 517.3 | 517.3 | 517.3 | 517.3 | 517.3
1072 | FENCE POST SOLAR | 22INR0404 |  | NAVARRO | SOLAR | NORTH | 2022 | 0 | 243.4 | 243.4 | 243.4 | 243.4 | 243.4 | 243.4 | 243.4 | 243.4 | 243.4
1073 | FIGHTING JAYS SOLAR | 21INR0278 |  | FORT BEND | SOLAR | HOUSTON | 2022 | 351.5 | 351.5 | 351.5 | 351.5 | 351.5 | 351.5 | 351.5 | 351.5 | 351.5 | 351.5
1074 | FORT BEND SOLAR | 18INR0053 |  | FORT BEND | SOLAR | HOUSTON | 2022 | 240 | 240 | 240 | 240 | 240 | 240 | 240 | 240 | 240 | 240
1075 | FRYE SOLAR | 20INR0080 |  | SWISHER | SOLAR | PANHANDLE | 2023 | 0 | 514.1 | 514.1 | 514.1 | 514.1 | 514.1 | 514.1 | 514.1 | 514.1 | 514.1
1076 | GALLOWAY 2 SOLAR | 21INR0431 |  | CONCHO | SOLAR | WEST | 2023 | 0 | 110 | 110 | 110 | 110 | 110 | 110 | 110 | 110 | 110
1077 | GOLINDA SOLAR | 21INR0434 |  | FALLS | SOLAR | NORTH | 2023 | 0 | 103.1 | 103.1 | 103.1 | 103.1 | 103.1 | 103.1 | 103.1 | 103.1 | 103.1
1078 | GRANDSLAM SOLAR | 21INR0391 |  | ATASCOSA | SOLAR | SOUTH | 2022 | 0 | 228.2 | 228.2 | 228.2 | 228.2 | 228.2 | 228.2 | 228.2 | 228.2 | 228.2
1079 | GREEN HOLLY SOLAR | 21INR0021 |  | DAWSON | SOLAR | WEST | 2023 | 0 | 413.6 | 413.6 | 413.6 | 413.6 | 413.6 | 413.6 | 413.6 | 413.6 | 413.6
1080 | GRIZZLY RIDGE SOLAR | 21INR0375 |  | HAMILTON | SOLAR | NORTH | 2022 | 101.7 | 101.7 | 101.7 | 101.7 | 101.7 | 101.7 | 101.7 | 101.7 | 101.7 | 101.7
1081 | G-STAR SOLAR | 23INR0111 |  | WHARTON | SOLAR | SOUTH | 2023 | 0 | 608.76 | 608.76 | 608.76 | 608.76 | 608.76 | 608.76 | 608.76 | 608.76 | 608.76
1082 | HAYHURST TEXAS SOLAR | 22INR0363 |  | CULBERSON | SOLAR | WEST | 2023 | 0 | 46.2 | 46.2 | 46.2 | 46.2 | 46.2 | 46.2 | 46.2 | 46.2 | 46.2
1083 | HOPKINS SOLAR | 20INR0210 |  | HOPKINS | SOLAR | NORTH | 2022 | 0 | 252 | 252 | 252 | 252 | 252 | 252 | 252 | 252 | 252
1084 | HORIZON SOLAR | 21INR0261 |  | FRIO | SOLAR | SOUTH | 2023 | 0 | 0 | 204.1 | 204.1 | 204.1 | 204.1 | 204.1 | 204.1 | 204.1 | 204.1
1085 | INDIGO SOLAR | 21INR0031 |  | FISHER | SOLAR | WEST | 2021 | 125 | 125 | 125 | 125 | 125 | 125 | 125 | 125 | 125 | 125
1086 | JACKALOPE SOLAR | 23INR0180 |  | SAN PATRICIO | SOLAR | COASTAL | 2023 | 0 | 156.4 | 156.4 | 156.4 | 156.4 | 156.4 | 156.4 | 156.4 | 156.4 | 156.4
1087 | JADE SOLAR | 22INR0360 |  | SCURRY | SOLAR | WEST | 2022 | 0 | 374.4 | 374.4 | 374.4 | 374.4 | 374.4 | 374.4 | 374.4 | 374.4 | 374.4
1088 | LONG POINT SOLAR | 19INR0042 |  | BRAZORIA | SOLAR | COASTAL | 2023 | 0 | 101.3 | 101.3 | 101.3 | 101.3 | 101.3 | 101.3 | 101.3 | 101.3 | 101.3
1089 | LONGBOW SOLAR | 20INR0026 |  | BRAZORIA | SOLAR | COASTAL | 2022 | 78.2 | 78.2 | 78.2 | 78.2 | 78.2 | 78.2 | 78.2 | 78.2 | 78.2 | 78.2
1090 | LUNIS CREEK SOLAR 1 | 21INR0344 |  | JACKSON | SOLAR | SOUTH | 2023 | 0 | 0 | 240 | 240 | 240 | 240 | 240 | 240 | 240 | 240
1091 | LUNIS CREEK SOLAR 2 | 21INR0346 |  | JACKSON | SOLAR | SOUTH | 2023 | 0 | 0 | 240 | 240 | 240 | 240 | 240 | 240 | 240 | 240
1092 | MALEZA SOLAR | 21INR0220 |  | WHARTON | SOLAR | SOUTH | 2023 | 0 | 254.9 | 254.9 | 254.9 | 254.9 | 254.9 | 254.9 | 254.9 | 254.9 | 254.9
1093 | MARKUM SOLAR | 20INR0230 |  | MCLENNAN | SOLAR | NORTH | 2024 | 0 | 0 | 161 | 161 | 161 | 161 | 161 | 161 | 161 | 161
1094 | MERCURY SOLAR | 21INR0257 |  | HILL | SOLAR | NORTH | 2022 | 206.1 | 206.1 | 206.1 | 206.1 | 206.1 | 206.1 | 206.1 | 206.1 | 206.1 | 206.1
1095 | MERCURY II SOLAR | 23INR0153 |  | HILL | SOLAR | NORTH | 2022 | 206.1 | 206.1 | 206.1 | 206.1 | 206.1 | 206.1 | 206.1 | 206.1 | 206.1 | 206.1
1096 | MORROW LAKE SOLAR | 19INR0155 |  | FRIO | SOLAR | SOUTH | 2023 | 0 | 204 | 204 | 204 | 204 | 204 | 204 | 204 | 204 | 204
1097 | MUSTANG CREEK SOLAR | 18INR0050 |  | JACKSON | SOLAR | SOUTH | 2022 | 152.3 | 152.3 | 152.3 | 152.3 | 152.3 | 152.3 | 152.3 | 152.3 | 152.3 | 152.3
1098 | MYRTLE SOLAR | 19INR0041 |  | BRAZORIA | SOLAR | COASTAL | 2022 | 0 | 321.2 | 321.2 | 321.2 | 321.2 | 321.2 | 321.2 | 321.2 | 321.2 | 321.2
1099 | NABATOTO SOLAR NORTH | 21INR0428 |  | LEON | SOLAR | NORTH | 2023 | 0 | 365.7 | 365.7 | 365.7 | 365.7 | 365.7 | 365.7 | 365.7 | 365.7 | 365.7
1100 | NAZARETH SOLAR | 16INR0049 |  | CASTRO | SOLAR | PANHANDLE | 2023 | 0 | 201 | 201 | 201 | 201 | 201 | 201 | 201 | 201 | 201
1101 | NEBULA SOLAR (RAYOS DEL SOL) | 19INR0045 |  | CAMERON | SOLAR | COASTAL | 2022 | 137.4 | 137.4 | 137.4 | 137.4 | 137.4 | 137.4 | 137.4 | 137.4 | 137.4 | 137.4
1102 | NOBLE SOLAR | 20INR0214 |  | DENTON | SOLAR | NORTH | 2022 | 275 | 275 | 275 | 275 | 275 | 275 | 275 | 275 | 275 | 275
1103 | NORTON SOLAR | 19INR0035 |  | RUNNELS | SOLAR | WEST | 2023 | 0 | 125 | 125 | 125 | 125 | 125 | 125 | 125 | 125 | 125
1104 | OLD HICKORY SOLAR | 20INR0236 |  | JACKSON | SOLAR | SOUTH | 2023 | 0 | 206 | 206 | 206 | 206 | 206 | 206 | 206 | 206 | 206
1105 | OYSTERCATCHER SOLAR | 21INR0362 |  | ELLIS | SOLAR | NORTH | 2024 | 0 | 0 | 220.3 | 220.3 | 220.3 | 220.3 | 220.3 | 220.3 | 220.3 | 220.3
1106 | PEREGRINE SOLAR | 22INR0283 |  | GOLIAD | SOLAR | SOUTH | 2023 | 0 | 303.4 | 303.4 | 303.4 | 303.4 | 303.4 | 303.4 | 303.4 | 303.4 | 303.4
1107 | PINE FOREST SOLAR | 20INR0203 |  | HOPKINS | SOLAR | NORTH | 2024 | 0 | 0 | 284.3 | 284.3 | 284.3 | 284.3 | 284.3 | 284.3 | 284.3 | 284.3
1108 | PISGAH RIDGE SOLAR | 22INR0254 |  | NAVARRO | SOLAR | NORTH | 2022 | 0 | 253.9 | 253.9 | 253.9 | 253.9 | 253.9 | 253.9 | 253.9 | 253.9 | 253.9
1109 | PITTS DUDIK SOLAR | 20INR0074 |  | HILL | SOLAR | NORTH | 2022 | 0 | 50 | 50 | 50 | 50 | 50 | 50 | 50 | 50 | 50
1110 | RADIAN SOLAR | 21INR0205 |  | BROWN | SOLAR | NORTH | 2022 | 306 | 306 | 306 | 306 | 306 | 306 | 306 | 306 | 306 | 306
1111 | RED HOLLY SOLAR | 21INR0022 |  | DAWSON | SOLAR | WEST | 2023 | 0 | 260 | 260 | 260 | 260 | 260 | 260 | 260 | 260 | 260
1112 | RED-TAILED HAWK SOLAR | 21INR0389 |  | WHARTON | SOLAR | SOUTH | 2023 | 0 | 355.3 | 355.3 | 355.3 | 355.3 | 355.3 | 355.3 | 355.3 | 355.3 | 355.3
1113 | ROSELAND SOLAR | 20INR0205 |  | FALLS | SOLAR | NORTH | 2022 | 254 | 254 | 254 | 254 | 254 | 254 | 254 | 254 | 254 | 254
1114 | ROSELAND SOLAR II | 22INR0506 |  | FALLS | SOLAR | NORTH | 2022 | 254 | 254 | 254 | 254 | 254 | 254 | 254 | 254 | 254 | 254
1115 | ROWLAND SOLAR I | 19INR0131 |  | FORT BEND | SOLAR | HOUSTON | 2022 | 101.8 | 101.8 | 101.8 | 101.8 | 101.8 | 101.8 | 101.8 | 101.8 | 101.8 | 101.8
1116 | ROWLAND SOLAR II | 22INR0482 |  | FORT BEND | SOLAR | HOUSTON | 2022 | 200.3 | 200.3 | 200.3 | 200.3 | 200.3 | 200.3 | 200.3 | 200.3 | 200.3 | 200.3
1117 | SAMSON SOLAR 2 | 21INR0490 |  | LAMAR | SOLAR | NORTH | 2023 | 0 | 200 | 200 | 200 | 200 | 200 | 200 | 200 | 200 | 200
1118 | SBRANCH SOLAR PROJECT | 22INR0205 |  | WHARTON | SOLAR | SOUTH | 2022 | 233.5 | 233.5 | 233.5 | 233.5 | 233.5 | 233.5 | 233.5 | 233.5 | 233.5 | 233.5
1119 | SCHOOLHOUSE SOLAR | 22INR0211 |  | LEE | SOLAR | SOUTH | 2023 | 0 | 150.8 | 150.8 | 150.8 | 150.8 | 150.8 | 150.8 | 150.8 | 150.8 | 150.8
1120 | SECOND DIVISION SOLAR | 20INR0248 |  | BRAZORIA | SOLAR | COASTAL | 2022 | 0 | 100 | 100 | 100 | 100 | 100 | 100 | 100 | 100 | 100
1121 | SHAKES SOLAR | 19INR0073 |  | ZAVALA | SOLAR | SOUTH | 2022 | 206 | 206 | 206 | 206 | 206 | 206 | 206 | 206 | 206 | 206
1122 | SIGNAL SOLAR | 20INR0208 |  | HUNT | SOLAR | NORTH | 2023 | 0 | 50 | 50 | 50 | 50 | 50 | 50 | 50 | 50 | 50
1123 | SODA LAKE SOLAR 2 | 20INR0143 |  | CRANE | SOLAR | WEST | 2023 | 0 | 203 | 203 | 203 | 203 | 203 | 203 | 203 | 203 | 203
1124 | SOLEMIO | 19INR0093 |  | HOPKINS | SOLAR | NORTH | 2023 | 0 | 81.4 | 81.4 | 81.4 | 81.4 | 81.4 | 81.4 | 81.4 | 81.4 | 81.4
1125 | SPACE CITY SOLAR | 21INR0341 |  | WHARTON | SOLAR | SOUTH | 2022 | 0 | 609.7 | 609.7 | 609.7 | 609.7 | 609.7 | 609.7 | 609.7 | 609.7 | 609.7
1126 | SPANISH CROWN | 21INR0323 |  | FALLS | SOLAR | NORTH | 2023 | 0 | 103.1 | 103.1 | 103.1 | 103.1 | 103.1 | 103.1 | 103.1 | 103.1 | 103.1
1127 | SPARTA SOLAR | 22INR0352 |  | BEE | SOLAR | SOUTH | 2022 | 250 | 250 | 250 | 250 | 250 | 250 | 250 | 250 | 250 | 250
1128 | STARR SOLAR RANCH | 20INR0216 |  | STARR | SOLAR | SOUTH | 2023 | 0 | 136 | 136 | 136 | 136 | 136 | 136 | 136 | 136 | 136
1129 | SUN VALLEY | 19INR0169 |  | HILL | SOLAR | NORTH | 2022 | 0 | 252 | 252 | 252 | 252 | 252 | 252 | 252 | 252 | 252
1130 | SUNRAY | 21INR0395 |  | UVALDE | SOLAR | SOUTH | 2023 | 0 | 204.1 | 204.1 | 204.1 | 204.1 | 204.1 | 204.1 | 204.1 | 204.1 | 204.1
1131 | TAYGETE II SOLAR | 21INR0233 |  | PECOS | SOLAR | WEST | 2022 | 203.8 | 203.8 | 203.8 | 203.8 | 203.8 | 203.8 | 203.8 | 203.8 | 203.8 | 203.8
1132 | TEXANA SOLAR | 18INR0058 |  | WHARTON | SOLAR | SOUTH | 2022 | 0 | 152.3 | 152.3 | 152.3 | 152.3 | 152.3 | 152.3 | 152.3 | 152.3 | 152.3
1133 | TEXAS SOLAR NOVA | 19INR0001 |  | KENT | SOLAR | WEST | 2023 | 0 | 252.2 | 252.2 | 252.2 | 252.2 | 252.2 | 252.2 | 252.2 | 252.2 | 252.2
1134 | TRES BAHIAS SOLAR | 20INR0266 |  | CALHOUN | SOLAR | COASTAL | 2022 | 195 | 195 | 195 | 195 | 195 | 195 | 195 | 195 | 195 | 195
1135 | VANCOURT SOLAR | 21INR0213 |  | CAMERON | SOLAR | COASTAL | 2022 | 45.7 | 45.7 | 45.7 | 45.7 | 45.7 | 45.7 | 45.7 | 45.7 | 45.7 | 45.7
1136 | WESTORIA SOLAR | 20INR0101 |  | BRAZORIA | SOLAR | COASTAL | 2022 | 200 | 200 | 200 | 200 | 200 | 200 | 200 | 200 | 200 | 200
1137 | ZIER SOLAR | 21INR0019 |  | KINNEY | SOLAR | SOUTH | 2023 | 0 | 163 | 163 | 163 | 163 | 163 | 163 | 163 | 163 | 163
1138 | Planned Capacity Total (Solar) | [6 empty] | 5814.5 | 20879.46 | 22669.16 | 23071.76 | 23071.76 | 23071.76 | 23071.76 | 23071.76 | 23071.76 | 23071.76
1139 | Solar Peak Average Capacity Percentage |  | SOLAR_PL_PEAK_PCT | % |  |  |  | 7 | 7 | 7 | 7 | 7 | 7 | 7 | 7 | 7 | 7
1140
1141 | Planned Storage Resources with Executed SGIA
1142 | ANCHOR BESS | 21INR0474 |  | EASTLAND | STORAGE | NORTH | 2021 | 71.5 | 71.5 | 71.5 | 71.5 | 71.5 | 71.5 | 71.5 | 71.5 | 71.5 | 71.5
1143 | BIG STAR STORAGE | 21INR0469 |  | BASTROP | STORAGE | SOUTH | 2022 | 80 | 80 | 80 | 80 | 80 | 80 | 80 | 80 | 80 | 80
1144 | BRP ANTLIA BESS | 22INR0349 |  | VAL VERDE | STORAGE | WEST | 2023 | 0 | 70.9 | 70.9 | 70.9 | 70.9 | 70.9 | 70.9 | 70.9 | 70.9 | 70.9
1145 | BRP CACHI BESS | 22INR0388 |  | GUADALUPE | STORAGE | SOUTH | 2022 | 0 | 202.5 | 202.5 | 202.5 | 202.5 | 202.5 | 202.5 | 202.5 | 202.5 | 202.5
1146 | BRP CARINA BESS | 22INR0353 |  | NUECES | STORAGE | COASTAL | 2023 | 0 | 151.9 | 151.9 | 151.9 | 151.9 | 151.9 | 151.9 | 151.9 | 151.9 | 151.9
1147 | BRP DICKENS BESS | 22INR0325 |  | DICKENS | STORAGE | PANHANDLE | 2022 | 202.3 | 202.3 | 202.3 | 202.3 | 202.3 | 202.3 | 202.3 | 202.3 | 202.3 | 202.3
1148 | BRP HYDRA BESS | 22INR0372 |  | PECOS | STORAGE | WEST | 2022 | 202.3 | 202.3 | 202.3 | 202.3 | 202.3 | 202.3 | 202.3 | 202.3 | 202.3 | 202.3
1149 | BRP PALEO BESS | 22INR0322 |  | HALE | STORAGE | PANHANDLE | 2022 | 202.4 | 202.4 | 202.4 | 202.4 | 202.4 | 202.4 | 202.4 | 202.4 | 202.4 | 202.4
1150 | BRP PAVO BESS | 22INR0384 |  | PECOS | STORAGE | WEST | 2022 | 176.9 | 176.9 | 176.9 | 176.9 | 176.9 | 176.9 | 176.9 | 176.9 | 176.9 | 176.9
1151 | BRP TORTOLAS BESS | 23INR0072 |  | BRAZORIA | STORAGE | COASTAL | 2022 | 50.7 | 50.7 | 50.7 | 50.7 | 50.7 | 50.7 | 50.7 | 50.7 | 50.7 | 50.7
1152 | BYRD RANCH STORAGE | 21INR0281 |  | BRAZORIA | STORAGE | COASTAL | 2022 | 50.6 | 50.6 | 50.6 | 50.6 | 50.6 | 50.6 | 50.6 | 50.6 | 50.6 | 50.6
1153 | DECORDOVA BESS ADDITION | 21INR0459 |  | HOOD | STORAGE | NORTH | 2022 | 260 | 260 | 260 | 260 | 260 | 260 | 260 | 260 | 260 | 260
1154 | ENDURANCE PARK STORAGE | 21INR0479 |  | SCURRY | STORAGE | WEST | 2022 | 52.3 | 52.3 | 52.3 | 52.3 | 52.3 | 52.3 | 52.3 | 52.3 | 52.3 | 52.3
1155 | ESTONIAN ENERGY STORAGE | 22INR0336 |  | DELTA | STORAGE | NORTH | 2023 | 0 | 102.5 | 102.5 | 102.5 | 102.5 | 102.5 | 102.5 | 102.5 | 102.5 | 102.5
1156 | FENCE POST BESS | 22INR0405 |  | NAVARRO | STORAGE | NORTH | 2022 | 0 | 90.8 | 90.8 | 90.8 | 90.8 | 90.8 | 90.8 | 90.8 | 90.8 | 90.8
1157 | GREEN HOLLY STORAGE | 21INR0029 |  | DAWSON | STORAGE | WEST | 2023 | 0 | 50 | 50 | 50 | 50 | 50 | 50 | 50 | 50 | 50
1158 | HIGH LONESOME BESS | 20INR0280 |  | CROCKETT | STORAGE | WEST | 2022 | 50 | 50 | 50 | 50 | 50 | 50 | 50 | 50 | 50 | 50
1159 | HOUSE MOUNTAIN 2 BATT | 22INR0485 |  | BREWSTER | STORAGE | WEST | 2023 | 0 | 52.4 | 52.4 | 52.4 | 52.4 | 52.4 | 52.4 | 52.4 | 52.4 | 52.4
1160 | IGNACIO GRID | 21INR0522 |  | HIDALGO | STORAGE | SOUTH | 2022 | 100 | 100 | 100 | 100 | 100 | 100 | 100 | 100 | 100 | 100
1161 | MADERO GRID | 21INR0244 |  | HIDALGO | STORAGE | SOUTH | 2022 | 100 | 100 | 100 | 100 | 100 | 100 | 100 | 100 | 100 | 100
1162 | NOBLE STORAGE | 22INR0436 |  | DENTON | STORAGE | NORTH | 2022 | 127 | 127 | 127 | 127 | 127 | 127 | 127 | 127 | 127 | 127
1163 | QUEEN BESS | 20INR0281 |  | UPTON | STORAGE | WEST | 2022 | 50 | 50 | 50 | 50 | 50 | 50 | 50 | 50 | 50 | 50
1164 | RED HOLLY STORAGE | 21INR0033 |  | DAWSON | STORAGE | WEST | 2023 | 0 | 50 | 50 | 50 | 50 | 50 | 50 | 50 | 50 | 50
1165 | RIVER VALLEY STORAGE 1 | 20INR0290 |  | WILLIAMSON | STORAGE | SOUTH | 2022 | 51.9 | 51.9 | 51.9 | 51.9 | 51.9 | 51.9 | 51.9 | 51.9 | 51.9 | 51.9
1166 | RIVER VALLEY STORAGE 2 | 20INR0293 |  | WILLIAMSON | STORAGE | SOUTH | 2022 | 51.9 | 51.9 | 51.9 | 51.9 | 51.9 | 51.9 | 51.9 | 51.9 | 51.9 | 51.9
1167 | ROUGHNECK STORAGE | 19INR0176 |  | BRAZORIA | STORAGE | COASTAL | 2021 | 50 | 50 | 50 | 50 | 50 | 50 | 50 | 50 | 50 | 50
1168 | RYAN ENERGY STORAGE | 20INR0246 |  | CORYELL | STORAGE | NORTH | 2023 | 0 | 50 | 50 | 50 | 50 | 50 | 50 | 50 | 50 | 50
1169 | SILICON HILL STORAGE | 20INR0291 |  | TRAVIS | STORAGE | SOUTH | 2022 | 100 | 100 | 100 | 100 | 100 | 100 | 100 | 100 | 100 | 100
1170 | SP TX-12B BESS | 21INR0357 |  | UPTON | STORAGE | WEST | 2021 | 22.7 | 22.7 | 22.7 | 22.7 | 22.7 | 22.7 | 22.7 | 22.7 | 22.7 | 22.7
1171 | SWOOSE II | 21INR0497 |  | WARD | STORAGE | WEST | 2022 | 100 | 100 | 100 | 100 | 100 | 100 | 100 | 100 | 100 | 100
1172 | TIMBERWOLF BESS 2 | 22INR0495 |  | UPTON | STORAGE | WEST | 2023 | 0 | 150 | 150 | 150 | 150 | 150 | 150 | 150 | 150 | 150
1173 | VORTEX BESS | 21INR0473 |  | THROCKMORTON | STORAGE | WEST | 2022 | 121.8 | 121.8 | 121.8 | 121.8 | 121.8 | 121.8 | 121.8 | 121.8 | 121.8 | 121.8
1174 | WOLF TANK STORAGE | 22INR0551 |  | WEBB | STORAGE | SOUTH | 2022 | 155.5 | 155.5 | 155.5 | 155.5 | 155.5 | 155.5 | 155.5 | 155.5 | 155.5 | 155.5
1175 | Planned Capacity Total (Storage) | [6 empty] | 2429.8 | 3400.8 | 3400.8 | 3400.8 | 3400.8 | 3400.8 | 3400.8 | 3400.8 | 3400.8 | 3400.8
1176 | Storage Peak Average Capacity Percentage |  | STORAGE_PL_PEAK_PCT | % |  |  |  | 0 | 0 | 0 | 0 | 0 | 0 | 0 | 0 | 0 | 0
1177
1178 | Inactive Planned Resources
1179 | AGATE SOLAR | 20INR0023 |  | ELLIS | SOLAR | NORTH | 2020 | 60 | 60 | 60 | 60 | 60 | 60 | 60 | 60 | 60 | 60
1180 | BIG SAMPSON WIND | 16INR0104 |  | CROCKETT | WIND-O | WEST | 2023 | 0 | 400 | 400 | 400 | 400 | 400 | 400 | 400 | 400 | 400
1181 | INERTIA BESS | 22INR0328 |  | HASKELL | STORAGE | WEST | 2022 | 0 | 121.4 | 121.4 | 121.4 | 121.4 | 121.4 | 121.4 | 121.4 | 121.4 | 121.4
1182 | INERTIA BESS 2 | 22INR0375 |  | HASKELL | STORAGE | WEST | 2022 | 0 | 100.8 | 100.8 | 100.8 | 100.8 | 100.8 | 100.8 | 100.8 | 100.8 | 100.8
1183 | INERTIA SOLAR | 22INR0374 |  | HASKELL | SOLAR | WEST | 2022 | 0 | 258.4 | 258.4 | 258.4 | 258.4 | 258.4 | 258.4 | 258.4 | 258.4 | 258.4
1184 | INERTIA WIND | 22INR0326 |  | HASKELL | WIND-O | WEST | 2022 | 0 | 350 | 350 | 350 | 350 | 350 | 350 | 350 | 350 | 350
1185 | MARIAH DEL ESTE | 13INR0010a |  | PARMER | WIND-P | PANHANDLE | 2020 | 152.5 | 152.5 | 152.5 | 152.5 | 152.5 | 152.5 | 152.5 | 152.5 | 152.5 | 152.5
1186 | NORTHDRAW WIND | 13INR0025 |  | RANDALL | WIND-P | PANHANDLE | 2020 | 150 | 150 | 150 | 150 | 150 | 150 | 150 | 150 | 150 | 150
1187 | PANHANDLE WIND 3 | 14INR0030c |  | CARSON | WIND-P | PANHANDLE | 2022 | 248 | 248 | 248 | 248 | 248 | 248 | 248 | 248 | 248 | 248
1188 | RODEO SOLAR | 19INR0103 |  | ANDREWS | SOLAR | WEST | 2022 | 200 | 200 | 200 | 200 | 200 | 200 | 200 | 200 | 200 | 200
1189 | RUETER SOLAR | 20INR0202 |  | BOSQUE | SOLAR | NORTH | 2022 | 0 | 200 | 200 | 200 | 200 | 200 | 200 | 200 | 200 | 200
1190 | SPINEL SOLAR | 20INR0025 |  | MEDINA | SOLAR | SOUTH | 2024 | 0 | 0 | 30 | 30 | 30 | 30 | 30 | 30 | 30 | 30
1191 | TYSON NICK SOLAR | 20INR0222 |  | LAMAR | SOLAR | NORTH | 2023 | 0 | 90 | 90 | 90 | 90 | 90 | 90 | 90 | 90 | 90
1192 | Inactive Planned Capacity Total | [6 empty] | 810.5 | 2331.1 | 2361.1 | 2361.1 | 2361.1 | 2361.1 | 2361.1 | 2361.1 | 2361.1 | 2361.1
1193
1194 | Seasonal Mothballed Resources
1195 | GREGORY POWER PARTNERS GT1 (AS OF 1/1/2022, AVAILABLE 1/1 THROUGH 9/30) |  | LGE_LGE_GT1 | SAN PATRICIO | GAS-CC | COASTAL | 2000 | 158 | 158 | 158 | 158 | 158 | 158 | 158 | 158 | 158 | 158
1196 | GREGORY POWER PARTNERS GT2 (AS OF 1/1/2022, AVAILABLE 1/1 THROUGH 9/30) |  | LGE_LGE_GT2 | SAN PATRICIO | GAS-CC | COASTAL | 2000 | 158 | 158 | 158 | 158 | 158 | 158 | 158 | 158 | 158 | 158
1197 | GREGORY POWER PARTNERS STG (AS OF 1/1/2022, AVAILABLE 1/1 THROUGH 9/30) |  | LGE_LGE_STG | SAN PATRICIO | GAS-CC | COASTAL | 2000 | 75 | 75 | 75 | 75 | 75 | 75 | 75 | 75 | 75 | 75
1198 | Total Seasonal Mothballed Capacity | [6 empty] | 391 | 391 | 391 | 391 | 391 | 391 | 391 | 391 | 391 | 391
1199
1200 | Mothballed Resources
1201 | RAY OLINGER STG 1 (INDEFINITE MOTHBALL STATUS CHANGE ON 4/5/22) |  | OLINGR_OLING_1 | COLLIN | GAS-ST | NORTH | 1967 | 78 | 78 | 78 | 78 | 78 | 78 | 78 | 78 | 78 | 78
1202 | J T DEELY U1 (AS OF 12/31/2018) |  | CALAVERS_JTD1_M | BEXAR | COAL | SOUTH | 1977 | 430 | 430 | 430 | 430 | 430 | 430 | 430 | 430 | 430 | 430
1203 | J T DEELY U2 (AS OF 12/31/2018) |  | CALAVERS_JTD2_M | BEXAR | COAL | SOUTH | 1978 | 420 | 420 | 420 | 420 | 420 | 420 | 420 | 420 | 420 | 420
1204 | Total Mothballed Capacity | [6 empty] | 928 | 928 | 928 | 928 | 928 | 928 | 928 | 928 | 928 | 928
1205
1206 | Retiring Resources Unavailable to ERCOT (since last CDR/SARA)
1207 | SNYDER WIND (AS OF 6/1/2021) |  | ENAS_ENA1 | SCURRY | WIND-O | WEST | 2007 | 63 | 63 | 63 | 63 | 63 | 63 | 63 | 63 | 63 | 63
1208 | DECKER CREEK STG 2 (EXPECTED TO RETIRE ON 3/31/22 BASED ON NSO SUBMITTED ON 11/1/21) |  | DECKER_DPG2 | TRAVIS | GAS-ST | SOUTH | 1978 | 428 | 428 | 428 | 428 | 428 | 428 | 428 | 428 | 428 | 428
1209 | Total Retiring Capacity | [6 empty] | 491 | 491 | 491 | 491 | 491 | 491 | 491 | 491 | 491 | 491
Notes:
Capacity changes due to planned repower/upgrade projects are reflected in the operational units' ratings upon receipt and ERCOT approval of updated resource registration system information. Interconnection requests for existing resources that involve MW capacity changes are indicated with a code in the “Generation Interconnection Project Code” column.
Although seasonal capacity ratings for battery energy storage systems are reported above, the ratings are not included in the operational/planned capacity formulae. These resources are assumed to provide Ancillary Services rather than sustained capacity available to meet system peak loads.
Unit Names with a (DGR) suffix are Distribution Generation Resources. Units rated 10 MW or less currently do not go through the GINR application process.
The capacities of planned projects that have been approved for Initial Synchronization at the time of report creation are assumed to be available for the season regardless of their projected Commercial Operations Dates.
Planned projects for which maximum seasonal sustained capacity ratings have been provided are used in lieu of capacities entered into the online Resource Integration and Ongoing Operations - Interconnection Services (RIOO-IS) system.
Note on I420: Extended outages: GUADALUPE BLANCO RIVER AUTH-SCHUMANSVILLE (3.6 MW) and 2.4 MW of the 4.8 MW GUADALUPE BLANCO RIVER AUTH-LAKEWOOD TAP Hydro unit.
Note on J420: Extended outages: GUADALUPE BLANCO RIVER AUTH-SCHUMANSVILLE (3.6 MW) and 2.4 MW of the 4.8 MW GUADALUPE BLANCO RIVER AUTH-LAKEWOOD TAP Hydro unit.
Note on K420: Extended outages: GUADALUPE BLANCO RIVER AUTH-SCHUMANSVILLE (3.6 MW) and 2.4 MW of the 4.8 MW GUADALUPE BLANCO RIVER AUTH-LAKEWOOD TAP Hydro unit.
Note on L420: Extended outages: GUADALUPE BLANCO RIVER AUTH-SCHUMANSVILLE (3.6 MW) and 2.4 MW of the 4.8 MW GUADALUPE BLANCO RIVER AUTH-LAKEWOOD TAP Hydro unit.
Note on M420: Extended outages: GUADALUPE BLANCO RIVER AUTH-SCHUMANSVILLE (3.6 MW) and 2.4 MW of the 4.8 MW GUADALUPE BLANCO RIVER AUTH-LAKEWOOD TAP Hydro unit.
Note on N420: Extended outages: GUADALUPE BLANCO RIVER AUTH-SCHUMANSVILLE (3.6 MW) and 2.4 MW of the 4.8 MW GUADALUPE BLANCO RIVER AUTH-LAKEWOOD TAP Hydro unit.
Note on O420: Extended outages: GUADALUPE BLANCO RIVER AUTH-SCHUMANSVILLE (3.6 MW) and 2.4 MW of the 4.8 MW GUADALUPE BLANCO RIVER AUTH-LAKEWOOD TAP Hydro unit.
Note on P420: Extended outages: GUADALUPE BLANCO RIVER AUTH-SCHUMANSVILLE (3.6 MW) and 2.4 MW of the 4.8 MW GUADALUPE BLANCO RIVER AUTH-LAKEWOOD TAP Hydro unit.
Note on Q420: Extended outages: GUADALUPE BLANCO RIVER AUTH-SCHUMANSVILLE (3.6 MW) and 2.4 MW of the 4.8 MW GUADALUPE BLANCO RIVER AUTH-LAKEWOOD TAP Hydro unit.
Note on R420: Extended outages: GUADALUPE BLANCO RIVER AUTH-SCHUMANSVILLE (3.6 MW) and 2.4 MW of the 4.8 MW GUADALUPE BLANCO RIVER AUTH-LAKEWOOD TAP Hydro unit.
Note on I994: synchronization approval for MIRAGE CTG 1 - 17INR0022 was revoked on 12/9/21 due to an extended outage that is expected to last form 11/16/21 to 6/30/22
Note on B1207: Because of the timing of the Notice of Suspension of Operations (NSO) form submittal and the retirement date, this unit is reported in this tab as well as the Decommissioned Generation Resources tab.

## WinterFuelTypes
Winter Fuel Types - ERCOT
Fuel type is based on the primary fuel. Capacity contribution of the wind resources is included at 47% for Coastal counties, 34% for Panhandle counties, and 20% for all other counties, while the solar capacity contribution is 7%. Private Use Network, and Hydro are included based on the three-year average historical capability for each Winter Season's 20 peak load hours. Non-Synchronous Tie resources import forecast is based on flows seen during Energy Emergency Alert (EEA) periods in the most recent winter of occurrence. Non-Synchronous Tie resources are categorized as Other. Mothballed resource capacity is excluded except for Available Mothball Capacity based on a Seasonal Availability Schedule or Owner's reported Return Probability. Private Use Network generator capacity is categorized as gas.
In MW
Fuel_Type | Capacity_Pct | 2022/2023 | 2023/2024 | 2024/2025 | 2025/2026 | 2026/2027 | 2027/2028 | 2028/2029 | 2029/2030 | 2030/2031 | 2031/2032
Biomass | 100% | 162.8 | 162.8 | 162.8 | 162.8 | 162.8 | 162.8 | 162.8 | 162.8 | 162.8 | 162.8
Coal | 100% | 13629.6 | 13629.6 | 13629.6 | 13629.6 | 13629.6 | 13629.6 | 13629.6 | 13629.6 | 13629.6 | 13629.6
Gas | 100% | 56606.0787 | 56616.0787 | 56616.0787 | 56616.0787 | 56616.0787 | 56611.0787 | 56611.0787 | 56611.0787 | 56611.0787 | 56611.0787
Nuclear | 100% | 5153.2 | 5153.2 | 5153.2 | 5153.2 | 5153.2 | 5153.2 | 5153.2 | 5153.2 | 5153.2 | 5153.2
Other | 59% | 719.8 | 719.8 | 719.8 | 719.8 | 719.8 | 719.8 | 719.8 | 719.8 | 719.8 | 719.8
Hydro | 72.1% | 411.7768 | 411.3768 | 411.3768 | 411.3768 | 411.3768 | 411.3768 | 411.3768 | 411.3768 | 411.3768 | 411.3768
Wind-C | 47% | 2556.424 | 2556.424 | 2661.61 | 2661.61 | 2661.61 | 2661.61 | 2661.61 | 2661.61 | 2661.61 | 2661.61
Wind-P | 34% | 1498.618 | 1779.9 | 1779.9 | 1779.9 | 1779.9 | 1779.9 | 1779.9 | 1779.9 | 1779.9 | 1779.9
Wind-O | 20% | 5452.07 | 5819.09 | 5819.09 | 5819.09 | 5819.09 | 5819.09 | 5819.09 | 5819.09 | 5819.09 | 5819.09
Solar | 7% | 1115.093 | 2169.6402 | 2294.9192 | 2323.1012 | 2323.1012 | 2323.1012 | 2323.1012 | 2323.1012 | 2323.1012 | 2323.1012
Storage | 0% | 0 | 0 | 0 | 0 | 0 | 0 | 0 | 0 | 0 | 0
Total |  | 87305.4605 | 89017.9097 | 89248.3747 | 89276.5567 | 89276.5567 | 89271.5567 | 89271.5567 | 89271.5567 | 89271.5567 | 89271.5567
In Percentages
Fuel_Type |  | 2022/2023 | 2023/2024 | 2024/2025 | 2025/2026 | 2026/2027 | 2027/2028 | 2028/2029 | 2029/2030 | 2030/2031 | 2031/2032
Biomass |  | 0.1865% | 0.1829% | 0.1824% | 0.1824% | 0.1824% | 0.1824% | 0.1824% | 0.1824% | 0.1824% | 0.1824%
Coal |  | 15.61% | 15.31% | 15.27% | 15.27% | 15.27% | 15.27% | 15.27% | 15.27% | 15.27% | 15.27%
Gas |  | 64.84% | 63.6% | 63.44% | 63.42% | 63.42% | 63.41% | 63.41% | 63.41% | 63.41% | 63.41%
Nuclear |  | 5.902% | 5.789% | 5.774% | 5.772% | 5.772% | 5.772% | 5.772% | 5.772% | 5.772% | 5.772%
Other |  | 0.8245% | 0.8086% | 0.8065% | 0.8063% | 0.8063% | 0.8063% | 0.8063% | 0.8063% | 0.8063% | 0.8063%
Hydro |  | 0.4717% | 0.4621% | 0.4609% | 0.4608% | 0.4608% | 0.4608% | 0.4608% | 0.4608% | 0.4608% | 0.4608%
Wind-C |  | 2.928% | 2.872% | 2.982% | 2.981% | 2.981% | 2.981% | 2.981% | 2.981% | 2.981% | 2.981%
Wind-P |  | 1.717% | 1.999% | 1.994% | 1.994% | 1.994% | 1.994% | 1.994% | 1.994% | 1.994% | 1.994%
Wind-O |  | 6.245% | 6.537% | 6.52% | 6.518% | 6.518% | 6.518% | 6.518% | 6.518% | 6.518% | 6.518%
Solar |  | 1.277% | 2.437% | 2.571% | 2.602% | 2.602% | 2.602% | 2.602% | 2.602% | 2.602% | 2.602%
Storage | bar: 2022/2023 to 2031/2032
Total |  | 100% | 100% | 100% | 100% | 100% | 100% | 100% | 100% | 100% | 100%

## Unconfirmed Retirement Capacity
Unconfirmed Retirement Capacity
Cumulative Summer-Rated Capacity Contribution (in MW) of Unconfirmed Retirements Not Available as of July 1 of the Reporting Year
| 2022 | 2023 | 2024 | 2025 | 2026 | 2027 | 2028
Unit Name
V H BRAUNIG STG 1 | 0 | 0 | 0 | 217 | 217 | 217 | 217
V H BRAUNIG STG 2 | 0 | 0 | 0 | 230 | 230 | 230 | 230
V H BRAUNIG STG 3 | 0 | 0 | 0 | 412 | 412 | 412 | 412
COLETO CREEK * | 0 | 0 | 0 | 0 | 0 | 655 | 655
O W SOMMERS STG 1 | 0 | 0 | 0 | 0 | 0 | 420 | 420
TOTAL | 0 | 0 | 0 | 859 | 859 | 1934 | 1934
Reserve Margin including Unconfirmed Retirement Capacity | 23.88% | 39.38% | 41.68% | 40.26% | 38.67% | 38.83% | 37.78%
Reserve Margin Excluding Unconfirmed Retirement Capacity | 23.88% | 39.38% | 41.68% | 39.17% | 37.59% | 36.4% | 35.37%
__________________________________________________
Notes: (1) An "Unconfirmed Retirement" is defined as a generation unit for which a public announcement of the intent to permanently shut the unit down has been released, but a Notice of Suspension of Operations for the unit has not been received by ERCOT. (2) The criteria for listing a unit as an Unconfirmed Retirement include the following: a. A specific retirement date is cited in the announcement, or other timing information is given that indicates the unit will be unavailable as of June 1 of a CDR Reporting Year. b. The announcement, with follow-up inquiry by ERCOT, does not indicate that retirement timing is highly speculative.
* Vistra notified the U.S. Environmental Protection Agency on November 20, 2020 that Coleto Creek's Primary Ash Pond will be closed to meet requirements of EPA’s coal combustion residual (CCR) rule, and that boiler operations will cease no later than July 17, 2027. The notification is available on Vistra’s public website, https://www.luminant.com/ccr/.

## Fossil Fuel SODG Capacities
Fossil Fuel Settlement Only Distributed Generator (SODG) Capacities
The following is a list of operating fossil fuel Settlement Only Distribution Generators (SODGs) being provided for informational purposes. (The reported capacities are not included in the reserve margin calculations.) As of 12/1/21, there are 577.6 MW of fossil fuel SODG capacity (275.7 MW fired by diesel fuel and 301.9 MW by natural gas). These resources have not been included in past CDR reports due to the difficulty in determining their capacity contributions during peak load periods, and because many are intended as emergency standby generators and are not available to ERCOT for dispatch when needed to address capacity scarcity conditions. Another complication is that such standby generators may be used to reduce on-site loads in order to participate in Demand Response programs such as "4 Coincident Peak" (4CP) and Emergency Response Service (ERS). As a result, historical load reduction impacts would be accounted for in the peak demand forecast, while the capacity of SODGs participating in ERS would already be accounted for in the CDR's ERS line items. The formal incorporation of fossil-fueled SODGs into future CDR reports has been a discussion topic at Supply Analysis Working Group meetings. Since SODG capacity accounting is not currently addressed in the ERCOT Nodal Protocols, a Nodal Protocol Revision Request (NPRR) is needed to address capacity double-counting, peak average capacity contributions, and other Distribution Generator (DG) accounting issues. ERCOT plans to submit an NPRR during 2021.
UNIT NAME | UNIT CODE | COUNTY | FUEL | ZONE | IN-SERVICE YEAR | MW CAPACITY
DGSP2 PLAZA | ABEC_2UNIT | TAYLOR | DIESEL | WEST | 2014 | 9.77
DGSP2 BIGCAT | ABEC2_3UNIT | TAYLOR | DIESEL | WEST | 2015 | 9.77
LANGHAM CREEK | ADK_1UNIT | HARRIS | DIESEL | HOUSTON | 2017 | 0.54
POWER DEPOT - ANDREWS | ANDNR_15UNITS | ANDREWS | DIESEL | WEST | 2013 | 9.38
HARRIS COUNTY WCID 109 | BA_1UNIT | HARRIS | DIESEL | HOUSTON | 2017 | 0.32
POWER DEPOT - BAKKE | BAKKE_15UNITS | ANDREWS | DIESEL | WEST | 2013 | 9.38
POWER DEPOT - CITRUS CITY | CITRUSCY_15UNITS | HIDALGO | DIESEL | SOUTH | 2013 | 9.38
REMINGTON MUD 001 | CYFAIR_1UNIT | HARRIS | DIESEL | HOUSTON | 2017 | 0.54
DGS 5 POINTS | DG_ABEC_1UNIT | TAYLOR | DIESEL | WEST | 2014 | 9.77
POWER DEPOT - SOUTHWICK | DGHOC_15UNITS | HARRIS | DIESEL | HOUSTON | 2013 | 9.38
POWER DEPOT - TH WHARTON | DGTHW_15UNITS | HARRIS | DIESEL | HOUSTON | 2013 | 9.38
POWER DEPOT - MCKEEVER | DGWAP_15UNITS | FORT BEND | DIESEL | HOUSTON | 2013 | 9.38
POWER DEPOT - E HARRISON | E_HARRIS_15UNITS | CAMERON | DIESEL | COASTAL | 2013 | 9.38
POWER DEPOT - HILMONT | ECTHM_15UNITS | ECTOR | DIESEL | WEST | 2013 | 9.38
POWER DEPOT EL GATO | ELGATO_15UNITS | HIDALGO | DIESEL | SOUTH | 2013 | 9.38
POWER DEPOT - FRANKEL CITY | FKLCY_15UNITS | ANDREWS | DIESEL | WEST | 2013 | 9.38
POWER DEPOT - KATY | FL_15UNITS | WALLER | DIESEL | HOUSTON | 2013 | 9.38
WINDFERN FOREST UD | FR_1UNIT | HARRIS | DIESEL | HOUSTON | 2017 | 0.54
GCWAMUNI | GCWAMUNI_4UNITS | GALVESTON | DIESEL | HOUSTON | 2014 | 2.5
POWER DEPOT - GOLDSMITH | GSMTH_15UNITS | ECTOR | DIESEL | WEST | 2013 | 9.38
POWER DEPOT - HAINE | HAINE_DR_15UNITS | CAMERON | DIESEL | COASTAL | 2013 | 9.38
HIGHGATE COLORADO CITY | HIGHCOL_IC | MITCHELL | DIESEL | WEST | 2018 | 9.13
HIGHGATE BIG SPRING | HISPRING_IC | HOWARD | DIESEL | WEST | 2018 | 9.13
HIGHGATE SWEETWATER | HIWATER_IC | NOLAN | DIESEL | WEST | 2018 | 9.13
GCWA IPS | INTRCITY_8UNITS | GALVESTON | DIESEL | HOUSTON | 2014 | 5
JRABTUD | JKRBT_JRB | HARRIS | DIESEL | HOUSTON | 2018 | 1.08
NORTHAMPTON MUD | KDL_1UNIT | HARRIS | DIESEL | HOUSTON | 2017 | 0.32
HARRIS COUNTY MUD 536 | KT_1UNIT | HARRIS | DIESEL | HOUSTON | 2017 | 0.54
TERRANOVA WEST MUD | LU_1UNIT | HARRIS | DIESEL | HOUSTON | 2017 | 0.32
DGS PALO PINTO | MNWLL_1UNIT | PALO PINTO | DIESEL | NORTH | 2013 | 9.77
POWERSECURE NORBORD TEXAS INC 1 | NOR1_NORBORD_1 | NACOGDOCHES | DIESEL | NORTH | 2019 | 5
POWERSECURE NORBORD TEXAS INC 2 | NOR2_NORBORD_2 | NACOGDOCHES | DIESEL | NORTH | 2019 | 2.5
OAKBEND MEDICAL CENTER | READNG_1UNIT | HARRIS | DIESEL | HOUSTON | 2017 | 1.62
POWER DEPOT - S. SANTA ROSA | S_SNROSA_15UNITS | CAMERON | DIESEL | COASTAL | 2013 | 9.38
SATSUMA | SATSUM_1UNIT | HARRIS | DIESEL | HOUSTON | 2017 | 0.63
SILVER EAGLE | TBFY_U1 | HARRIS | DIESEL | HOUSTON | 2019 | 1.5
TOTAL ENERGY SOLUTIONS 1 | TES1_DGDROUPA | BRAZORIA | DIESEL | COASTAL | 2015 | 7.2
TOTAL ENERGY SOLUTIONS 2 | TES2_DGGROUPB | BRAZORIA | DIESEL | COASTAL | 2015 | 5.4
TPC POWER STATION | TPC_6UNITS | SMITH | DIESEL | NORTH | 2015 | 9.93
POWER DEPOT - VILLA CAVASOS | VCAVASOS_15UNITS | CAMERON | DIESEL | COASTAL | 2013 | 9.38
HARRIS COUNTY MUD #36 | WF_1UNIT | HARRIS | DIESEL | HOUSTON | 2017 | 0.54
POWER DEPOT - ADDICKS | WO_15UNITS | HARRIS | DIESEL | HOUSTON | 2013 | 9.38
POWER DEPOT - WESTOVER | WOVER_15UNITS | ECTOR | DIESEL | WEST | 2013 | 9.38
WAL STORE 3777 | WAL3777_PANT3777 | DENTON | DIESEL | NORTH | 2020 | 1.25
WAL STORE 5211 | WAL5211_CRAI5211 | COLLIN | DIESEL | NORTH | 2020 | 1.25
WAL STORE 5311 | WAL5311_ROCK5311 | COLLIN | DIESEL | NORTH | 2020 | 1.25
BUC-EES STORE 003 | BUC003_BRZIA003 | BRAZORIA | GAS | COASTAL | 2017 | 0.38
BUC-EES STORE 018 | BUC018_WALLR018 | WALLER | GAS | HOUSTON | 2017 | 1.13
BUC-EES STORE 030 | BUC030_WHRTN030 | WHARTON | GAS | SOUTH | 2017 | 0.75
BUC-EES STORE 033 | BUC033_TXCTY033 | GALVESTON | GAS | HOUSTON | 2017 | 1.13
BUC-EES STORE 034 | BUC034_BYTWN034 | HARRIS | GAS | HOUSTON | 2017 | 1.13
BUC-EES STORE 035 | BUC035_TMNTH035 | BELL | GAS | NORTH | 2018 | 1.13
BUC-EES STORE 038 | BUC038_RYSSW038 | ROCKWALL | GAS | NORTH | 2019 | 1.2
BUC-EES STORE 040 | BUC040_KATY040 | FORT BEND | GAS | HOUSTON | 2017 | 1.13
BUC-EES STORE 044 | BUC044_ANASE044 | COLLIN | GAS | NORTH | 2019 | 1.2
BUC-EES STORE 048 | BUC048_ENSSO048 | ELLIS | GAS | NORTH | 2019 | 1.2
HEB STORE 026 | CHEB026_DG_Q5_1 | COMAL | GAS | SOUTH | 2019 | 1.2
HEB STORE 084 | CHEB084_DG_J0_1 | BEXAR | GAS | SOUTH | 2020 | 1.2
HEB STORE 085 | CHEB085_DG_P5_1 | BEXAR | GAS | SOUTH | 2019 | 1.6
HEB STORE 658 | CHEB658_DG_V5_1 | BEXAR | GAS | SOUTH | 2019 | 1.2
HEB SA DC | CHEBDC_DG_L2_1 | BEXAR | GAS | SOUTH | 2020 | 6.4
CNP CYPRESS STATION | CNPMUD_WESFDMUD | HARRIS | GAS | HOUSTON | 2020 | 0.8
CITIZENS MEDICAL CENTER | CTZSMC_NVICTCTZ | VICTORIA | GAS | SOUTH | 2020 | 2.8
HEB STORE 20 | HEB020_CYFR020 | HARRIS | GAS | HOUSTON | 2017 | 1.51
HEB STORE 28 | HEB028_LGCTY028 | GALVESTON | GAS | HOUSTON | 2017 | 1.13
HEB STORE 038 | HEB038_PHARR038 | HIDALGO | GAS | SOUTH | 2018 | 1.2
HEB STORE 054 | HEB054_HALL054 | HARRIS | GAS | HOUSTON | 2018 | 1.2
HEB STORE 57 | HEB057_LAGUN057 | NUECES | GAS | COASTAL | 2017 | 1.2
HEB STORE 63 | HEB063_SOWIK063 | BRAZORIA | GAS | COASTAL | 2016 | 1.51
HEB STORE 069 | HEB069_AIRLN069 | NUECES | GAS | COASTAL | 2017 | 1.6
HEB STORE 070 | HEB070_MCMRY070 | TAYLOR | GAS | WEST | 2018 | 1.2
HEB STORE 092 | HEB092_LEALN092 | VICTORIA | GAS | SOUTH | 2018 | 1.6
HEB STORE 095 | HEB095_MILOA095 | WEBB | GAS | SOUTH | 2018 | 1.6
HEB STORE 99 | HEB099_KLEIN099 | HARRIS | GAS | HOUSTON | 2017 | 1.13
HEB STORE 109 | HEB109_ECHO109 | HARRIS | GAS | HOUSTON | 2018 | 1.13
HEB STORE 110 | HEB110_SIEN110 | FORT BEND | GAS | HOUSTON | 2017 | 1.13
HEB STORE 136 | HEB136_EHRSN136 | CAMERON | GAS | COASTAL | 2018 | 0.8
HEB STORE 139 | HEB139_HOLLY139 | NUECES | GAS | COASTAL | 2017 | 0.8
HEB STORE 172 | HEB172_SEDNB172 | HIDALGO | GAS | SOUTH | 2020 | 0.8
HEB STORE 182 | HEB182_TMSTH182 | BELL | GAS | NORTH | 2018 | 1.2
HEB STORE 210 | HEB210_SOUSD210 | NUECES | GAS | COASTAL | 2017 | 0.8
HEB STORE 212 | HEB212_PLKAV212 | HIDALGO | GAS | SOUTH | 2018 | 0.8
HEB STORE 223 | HEB223_STCSW223 | JIM WELLS | GAS | SOUTH | 2018 | 1.2
HEB STORE 231 | HEB231_WESLA231 | HIDALGO | GAS | SOUTH | 2018 | 0.8
HEB STORE 236 | HEB236_RDRSE236 | TRAVIS | GAS | SOUTH | 2018 | 0.8
HEB STORE 255 | HEB255_ZACAT255 | WEBB | GAS | SOUTH | 2018 | 1.2
HEB STORE 270 | HEB270_ARLN270 | NUECES | GAS | COASTAL | 2017 | 0.8
HEB STORE 291 | HEB291_WHRLG291 | CAMERON | GAS | COASTAL | 2018 | 1.2
HEB STORE 292 | HEB292_BYCTY292 | MATAGORDA | GAS | COASTAL | 2016 | 1.13
HEB STORE 334 | HEB334_WMCAL334 | HIDALGO | GAS | SOUTH | 2018 | 1.2
HEB STORE 373 | HEB373_RNDRK373 | WILLIAMSON | GAS | SOUTH | 2018 | 0.8
HEB STORE 381 | HEB381_HKHTS381 | BELL | GAS | NORTH | 2018 | 1.2
HEB STORE 383 | HEB383_CAUSE383 | CAMERON | GAS | COASTAL | 2020 | 0.8
HEB STORE 401 | HEB401_KNGVL401 | KLEBERG | GAS | COASTAL | 2018 | 0.8
HEB STORE 423 | HEB423_WNTHW423 | MCLENNAN | GAS | NORTH | 2018 | 0.8
HEB STORE 426 | HEB426_WXNTH426 | ELLIS | GAS | NORTH | 2018 | 1.2
HEB STORE 431 | HEB431_MCOLL431 | HIDALGO | GAS | SOUTH | 2018 | 1.2
HEB STORE 434 | HEB434_BRKHL434 | CALHOUN | GAS | COASTAL | 2020 | 0.8
HEB STORE 448 | HEB448_PLMVW448 | HIDALGO | GAS | SOUTH | 2020 | 0.8
HEB STORE 449 | HEB449_DELMA449 | WEBB | GAS | SOUTH | 2018 | 0.8
HEB STORE 462 | HEB462_ARCIA462 | NUECES | GAS | COASTAL | 2017 | 1.2
HEB STORE 473 | HEB473_CARDF473 | HARRIS | GAS | HOUSTON | 2018 | 1.2
HEB STORE 474 | HEB474_DWLT474 | FORT BEND | GAS | HOUSTON | 2017 | 1.13
HEB STORE 475 | HEB475_ELGIN475 | BASTROP | GAS | SOUTH | 2020 | 0.8
HEB STORE 479 | HEB479_PFLGV479 | TRAVIS | GAS | SOUTH | 2018 | 0.8
HEB STORE 485 | HEB485_WESLA485 | HIDALGO | GAS | SOUTH | 2020 | 0.8
HEB STORE 488 | HEB488_PTLND488 | SAN PATRICIO | GAS | COASTAL | 2018 | 0.8
HEB STORE 491 | HEB491_SNFLP491 | HARRIS | GAS | HOUSTON | 2018 | 1.13
HEB STORE 492 | HEB492_FRANZ492 | HARRIS | GAS | HOUSTON | 2016 | 1.13
HEB STORE 495 | HEB495_RDRSE495 | WILLIAMSON | GAS | SOUTH | 2018 | 0.8
HEB STORE 497 | HEB497_MASRD497 | HARRIS | GAS | HOUSTON | 2017 | 1.13
HEB STORE 498 | HEB498_HUMBL498 | HARRIS | GAS | HOUSTON | 2018 | 1.13
HEB STORE 540 | HEB540_GGATE540 | HARRIS | GAS | HOUSTON | 2018 | 1.13
HEB STORE 541 | HEB541_ROARK541 | HARRIS | GAS | HOUSTON | 2016 | 1.13
HEB STORE 545 | HEB545_FARON545 | TARRANT | GAS | NORTH | 2019 | 1.2
HEB STORE 546 | HEB546_RENSW546 | COLLIN | GAS | NORTH | 2018 | 1.2
HEB STORE 551 | HEB551_WSTCS551 | HARRIS | GAS | HOUSTON | 2017 | 1.13
HEB STORE 552 | HEB552_GAVSW552 | DALLAS | GAS | NORTH | 2019 | 1.2
HEB STORE 553 | HEB553_GRTIE553 | HARRIS | GAS | HOUSTON | 2018 | 0.8
HEB STORE 554 | HEB554_NVICT554 | VICTORIA | GAS | SOUTH | 2018 | 1.2
HEB STORE 558 | HEB558_FRDSW558 | GALVESTON | GAS | HOUSTON | 2018 | 1.13
HEB STORE 559 | HEB559_BLUER559 | HARRIS | GAS | HOUSTON | 2019 | 0.8
HEB STORE 562 | HEB562_FULTN562 | ARANSAS | GAS | COASTAL | 2018 | 0.8
HEB STORE 563 | HEB563_CRABB563 | FORT BEND | GAS | HOUSTON | 2019 | 1.2
HEB STORE 564 | HEB564_RAFRD564 | MONTGOMERY | GAS | HOUSTON | 2019 | 0.8
HEB STORE 574 | HEB574_TOMBA574 | HARRIS | GAS | HOUSTON | 2019 | 1.2
HEB STORE 575 | HEB575_BRKER575 | HARRIS | GAS | HOUSTON | 2017 | 1.13
HEB STORE 576 | HEB576_KLEIN576 | HARRIS | GAS | HOUSTON | 2017 | 1.13
HEB STORE 581 | HEB581_KLELM581 | BELL | GAS | NORTH | 2018 | 1.2
HEB STORE 586 | HEB586_STNIO586 | WEBB | GAS | SOUTH | 2019 | 1.2
HEB STORE 591 | HEB591_RRNES591 | WILLIAMSON | GAS | SOUTH | 2018 | 1.6
HEB STORE 596 | HEB596_FLWEN596 | FORT BEND | GAS | HOUSTON | 2018 | 1.13
HEB STORE 599 | HEB599_KIRBY599 | HARRIS | GAS | HOUSTON | 2018 | 1.2
HEB STORE 610 | HEB610_LOU610 | HARRIS | GAS | HOUSTON | 2017 | 1.13
HEB STORE 614 | HEB614_KING614 | HARRIS | GAS | HOUSTON | 2017 | 1.13
HEB STORE 615 | HEB615_KATY615 | FORT BEND | GAS | HOUSTON | 2018 | 1.13
HEB STORE 616 | HEB616_BAML616 | HARRIS | GAS | HOUSTON | 2017 | 0.75
HEB STORE 627 | HEB627_IMPRL627 | FORT BEND | GAS | HOUSTON | 2017 | 1.13
HEB STORE 640 | HEB640_UVLDE640 | HARRIS | GAS | HOUSTON | 2018 | 0.8
HEB STORE 642 | HEB642_HAACR642 | HIDALGO | GAS | SOUTH | 2018 | 1.2
HEB STORE 645 | HEB645_CDRBY645 | HARRIS | GAS | HOUSTON | 2017 | 0.75
HEB STORE 648 | HEB648_BERRY648 | HARRIS | GAS | HOUSTON | 2018 | 1.13
HEB STORE 649 | HEB649_LTTYK649 | HARRIS | GAS | HOUSTON | 2018 | 0.8
HEB STORE 656 | HEB656_HOKLE656 | HARRIS | GAS | HOUSTON | 2016 | 1.13
HEB STORE 667 | HEB667_FNDRN667 | HARRIS | GAS | HOUSTON | 2018 | 0.8
HEB STORE 668 | HEB668_COVEE668 | CORYELL | GAS | NORTH | 2018 | 1.2
HEB STORE 672 | HEB672_WSOTH672 | MCLENNAN | GAS | NORTH | 2018 | 1.2
HEB STORE 675 | HEB675_MARCK675 | BRAZORIA | GAS | COASTAL | 2018 | 1.13
HEB STORE 686 | HEB686_KUYKL686 | HARRIS | GAS | HOUSTON | 2017 | 1.13
HEB STORE 687 | HEB687_ULRIC687 | HARRIS | GAS | HOUSTON | 2016 | 1.13
HEB STORE 697 | HEB697_SOUSH697 | GALVESTON | GAS | HOUSTON | 2017 | 1.13
HEB STORE 698 | HEB698_KLUGE698 | HARRIS | GAS | HOUSTON | 2017 | 1.13
HEB STORE 705 | HEB705_SPRWD705 | MONTGOMERY | GAS | HOUSTON | 2017 | 1.13
HEB STORE 707 | HEB707_LKJCK707 | BRAZORIA | GAS | COASTAL | 2018 | 1.13
HEB STORE 709 | HEB709_FRYRD709 | HARRIS | GAS | HOUSTON | 2018 | 1.2
HEB STORE 715 | HEB715_FRMNT715 | HARRIS | GAS | HOUSTON | 2020 | 0.8
HEB STORE 720 | HEB720_KNGWD720 | HARRIS | GAS | HOUSTON | 2018 | 1.13
HEB STORE 721 | HEB721_KLNSO721 | BELL | GAS | NORTH | 2018 | 1.2
HEB STORE 722 | HEB722_PINHU722 | MONTGOMERY | GAS | HOUSTON | 2017 | 1.13
HEB STORE 724 | HEB724_OBRN724 | FORT BEND | GAS | HOUSTON | 2017 | 1.13
HEB STORE 725 | HEB725_KLEIN725 | HARRIS | GAS | HOUSTON | 2020 | 0.8
HEB STORE 727 | HEB727_CRBRR727 | FORT BEND | GAS | HOUSTON | 2018 | 1.2
HEB STORE 731 | HEB731_WSFLD731 | HARRIS | GAS | HOUSTON | 2017 | 0.75
HEB STORE 734 | HEB734_BLFFS734 | TOM GREEN | GAS | WEST | 2017 | 1.2
HEB STORE 736 | HEB736_FLWEN736 | FORT BEND | GAS | HOUSTON | 2018 | 1.2
HEB STORE 737 | HEB737_WHTOK737 | HARRIS | GAS | HOUSTON | 2018 | 1.2
HEB STORE 738 | HEB738_SHPTN738 | HARRIS | GAS | HOUSTON | 2018 | 1.2
HEB STORE 741 | HEB741_MTBEL741 | CHAMBERS | GAS | HOUSTON | 2018 | 0.8
HEB STORE 742 | HEB742_HNYRT742 | HARRIS | GAS | HOUSTON | 2018 | 1.2
HEB STORE 745 | HEB745_SHARP745 | HARRIS | GAS | HOUSTON | 2020 | 1.2
HEB STORE 747 | HEB747_LKMNT747 | DALLAS | GAS | NORTH | 2020 | 0.8
HEB STORE 748 | HEB748_LOUET748 | HARRIS | GAS | HOUSTON | 2018 | 0.8
HEB STORE 749 | HEB749_FLEWE749 | FORT BEND | GAS | HOUSTON | 2020 | 1.2
HEB STORE 752 | HEB752_LGVST752 | PARKER | GAS | NORTH | 2019 | 1.2
HEB STORE 753 | HEB753_DRPRK753 | HARRIS | GAS | HOUSTON | 2018 | 0.8
HEB STORE 756 | HEB756_BLGET756 | HARRIS | GAS | HOUSTON | 2020 | 1.2
HEB CC BAKERY | HEBCCB_HWY9CCB | NUECES | GAS | COASTAL | 2019 | 3.2
HEB SNACK PLANT | HEBSP_TANNERSP | HARRIS | GAS | HOUSTON | 2019 | 1.6
HOLLY HALL | HH2000_HOLMESHH | HARRIS | GAS | HOUSTON | 2017 | 1.2
PANTHER PLANT | PAPL_DG1 | UPTON | GAS | WEST | 2017 | 8.28
PEPPERL FUCHS | PEPF01_WALLER01 | WALLER | GAS | HOUSTON | 2017 | 1.13
PLANET FORD I45 | PFI45_PFORDI45 | HARRIS | GAS | HOUSTON | 2017 | 1.13
ROBERT MUELLER ENERGY CENTER | RMEC_CT1 | TRAVIS | GAS | SOUTH | 2011 | 7.6
STANDARD MEAT | ST_MEAT_CKRHLSTM | DALLAS | GAS | NORTH | 2019 | 1.2
RELLIS CAMPUS | TAMURE_RELLISAM | BRAZOS | GAS | NORTH | 2018 | 9.6
TRADITION WOODWAY | TRDWDY_ULRICHTW | HARRIS | GAS | HOUSTON | 2020 | 1.2
UTMB East Plant | UTMBEAST_CT1 | GALVESTON | GAS | HOUSTON | 2016 | 7.56
UTMB WEST PLANT | UTMBWEST_CT1 | GALVESTON | GAS | HOUSTON | 2017 | 5.4
WAL STORE 1040 | WAL1040_GERT1040 | HARRIS | GAS | HOUSTON | 2019 | 1.2
WAL STORE 1103 | WAL1103_BAM1103 | HARRIS | GAS | HOUSTON | 2019 | 1.2
WAL STORE 3226 | WAL3226_KTY3226 | HARRIS | GAS | HOUSTON | 2019 | 1.2
WAL STORE 4538 | WAL4538_FRAN4538 | HARRIS | GAS | HOUSTON | 2019 | 1.2
WAL STORE 768 | WAL768_FRAN768 | HARRIS | GAS | HOUSTON | 2019 | 1.2
HEB STORE 444 | CHEB444_DG_V2_1 | BEXAR | GAS | SOUTH | 2020 | 1.2
HEB STORE 674 | HEB674_PALMH674 | HIDALGO | GAS | SOUTH | 2020 | 0.8
HEB STORE 713 | HEB713_CLELK713 | HARRIS | GAS | HOUSTON | 2020 | 0.8
HEB STORE 016 | HEB016_CRWLY016 | JOHNSON | GAS | NORTH | 2020 | 0.8
LAKESIDE COUNTRY CLUB | LKSDECC_HAYESLCC | HARRIS | GAS | HOUSTON | 2020 | 1.2
HEB STORE 717 | HEB717_MDESA717 | MIDLAND | GAS | WEST | 2020 | 1.2
HEB STORE 711 | HEB711_ODNTH711 | ECTOR | GAS | WEST | 2020 | 0.8
WAL STORE 3510 | WAL3510_PRL3510 | BRAZORIA | GAS | COASTAL | 2020 | 1.3
HEB STORE 593 | HEB593_TLRWT593 | WILLIAMSON | GAS | SOUTH | 2020 | 0.8
HEB STORE 771 | CHEB771_DG_V3_1 | BEXAR | GAS | SOUTH | 2020 | 1.2
HEB STORE 732 | CHEB732_DG_SK_1 | BEXAR | GAS | SOUTH | 2020 | 1.2
WAL STORE 4509 | WAL4509_BENB4509 | TARRANT | GAS | NORTH | 2020 | 1.2
WAL STORE 5091 | WAL5091_CYFA5091 | HARRIS | GAS | HOUSTON | 2020 | 1.2
WAL STORE 5116 | WAL5116_FAIR5116 | HARRIS | GAS | HOUSTON | 2020 | 1.2
WAL STORE 4512 | WAL4512_FRAN4512 | HARRIS | GAS | HOUSTON | 2020 | 1.2
WAL STORE 5045 | WAL5045_KLEI5045 | HARRIS | GAS | HOUSTON | 2020 | 1.2
WAL STORE 5287 | WAL5287_KUYD5287 | HARRIS | GAS | HOUSTON | 2020 | 1.2
WAL STORE 5388 | WAL5388_LEA5388 | GALVESTON | GAS | HOUSTON | 2020 | 1.3
WAL STORE 2439 | WAL2439_MT_B2439 | CHAMBERS | GAS | HOUSTON | 2020 | 1.2
WAL STORE 3297 | WAL3297_SATS3297 | HARRIS | GAS | HOUSTON | 2020 | 1.2
WAL STORE 947 | WAL947_SHER947 | GRAYSON | GAS | NORTH | 2020 | 1.2
WAL STORE 6929 | WAL6929_TEMP6929 | BELL | GAS | NORTH | 2020 | 1.2
WAL STORE 5316 | WAL5316_WAGL5316 | TARRANT | GAS | NORTH | 2020 | 1.2
WAL STORE 0462 | WAL462_ALV462 | BRAZORIA | GAS | COASTAL | 2020 | 1.3
WAL STORE 1232 | WAL1232_BELT1232 | BELL | GAS | NORTH | 2020 | 1.2
WAL STORE 940 | WAL940_CALM940 | TARRANT | GAS | NORTH | 2020 | 1.2
WAL STORE 752 | WAL752_CARD752 | HARRIS | GAS | HOUSTON | 2020 | 1.2
WAL STORE 3827 | WAL3827_FLEW3827 | FORT BEND | GAS | HOUSTON | 2020 | 1.2
WAL STORE 194 | WAL194_GART194 | HARRIS | GAS | HOUSTON | 2020 | 1.2
WAL STORE 744 | WAL744_HUMB744 | HARRIS | GAS | HOUSTON | 2020 | 1.2
WAL STORE 3298 | WAL3298_KEMA3298 | GALVESTON | GAS | HOUSTON | 2020 | 1.2
WAL STORE 529 | WAL529_LAM529 | GALVESTON | GAS | HOUSTON | 2020 | 1.3
WAL STORE 522 | WAL522_NEWP522 | HARRIS | GAS | HOUSTON | 2020 | 1.2
WAL STORE 2724 | WAL2724_PASD2724 | HARRIS | GAS | HOUSTON | 2020 | 1.2
WAL STORE 602 | WAL602_RAYF602 | MONTGOMERY | GAS | HOUSTON | 2020 | 1.2
WAL STORE 546 | WAL546_READ546 | FORT BEND | GAS | HOUSTON | 2020 | 1.2
WAL STORE 972 | WAL972_ROSE972 | TARRANT | GAS | NORTH | 2020 | 1.2
WAL STORE 849 | WAL849_SPRG849 | HARRIS | GAS | HOUSTON | 2020 | 1.2
WAL STORE 3631 | WAL3631_SYCA3631 | TARRANT | GAS | NORTH | 2020 | 1.2
WAL STORE 872 | WAL872_TELP872 | BRAZORIA | GAS | COASTAL | 2020 | 1.2
WAL STORE 3390 | WAL3390_TOMB3390 | MONTGOMERY | GAS | HOUSTON | 2020 | 1.2
WAL STORE 3773 | WAL3773_WEST3773 | TARRANT | GAS | NORTH | 2020 | 1.2
HEB STORE 696 | HEB696_HUTTO696 | WILLIAMSON | GAS | SOUTH | 2021 | 1.2
WAL STORE 601 | WAL601_BLUF601 | TOM GREEN | GAS | WEST | 2021 | 1.3
WAL STORE 1249 | WAL1249_LAKE1249 | TOM GREEN | GAS | WEST | 2021 | 1.3
RHODIA HOUSTON PLANT | DG_HG_2UNITS | HARRIS | GAS | HOUSTON | 1970 | 8.2
HEB DISTRIBUTION CENTER 1 | HEBDC1_ADDICDCA | HARRIS | GAS | HOUSTON | 2021 | 1.2
WAL STORE 5460 | WAL5460_GREG5460 | SAN PATRICIO | GAS | COASTAL | 2021 | 1.3
WAL STORE 4194 | WAL4194_VICT4194 | VICTORIA | GAS | SOUTH | 2021 | 1.3
WAL STORE 440 | WAL440_FULT440 | ARANSAS | GAS | COASTAL | 2021 | 1.3
WAL STORE 463 | WAL463_BEEV463 | BEE | GAS | NORTH | 2021 | 1.3
FT BEND LID 2 A | FTBL2A_IMPERIAL | HARRIS | GAS | HOUSTON | 2021 | 5.6
FT BEND LID 2 B | FTBL2B_IMPERIAL | HARRIS | GAS | HOUSTON | 2021 | 5.6
HEB STORE 441 | HEB441_UVALD441 | HIDALGO | GAS | SOUTH | 2021 | 0.8
HEB STORE 418 | HEB418_DELRI418 | VAL VERDE | GAS | WEST | 2021 | 0.8
HEB STORE 419 | HEB419_EPASS419 | MAVERICK | GAS | SOUTH | 2021 | 0.8
WAL STORE 897 | WAL897_AIR897 | PECOS | GAS | WEST | 2021 | 1.3
HEB SA DC | HEBDC2_ADDICDCB | HARRIS | GAS | HOUSTON | 2021 | 4.8
WAL STORE 490 | WAL490_NAVA490 | NUECES | GAS | SOUTH | 2021 | 1.3
WAL STORE 1494 | WAL1494_SOUT1494 | NUECES | GAS | SOUTH | 2021 | 1.3
WAL STORE 5165 | WAL5165_NORT5165 | HIDALGO | GAS | SOUTH | 2021 | 1.2
WAL STORE 3320 | WAL3320_PALM3320 | HIDALGO | GAS | SOUTH | 2021 | 1.2
WAL STORE 3886 | WAL3886_MCCO3886 | HIDALGO | GAS | SOUTH | 2021 | 1.2
WAL STORE 461 | WAL461_ESCO461 | MAVERICK | GAS | SOUTH | 2021 | 1.2
WAL STORE 3225 | WAL3225_ROWL3225 | DALLAS | GAS | NORTH | 2021 | 1.2
WAL STORE 3284 | WAL3284_KENN3284 | TARRANT | GAS | NORTH | 2021 | 1.2
WAL STORE 414 | WAL414_SIKE414 | WICHITA | GAS | WEST | 2021 | 1.2
WAL STORE 5764 | WAL5764_JOHN5764 | TARRANT | GAS | NORTH | 2021 | 1.2
WAL STORE 1272 | WAL1272_DEEP1272 | SCURRY | GAS | WEST | 2021 | 1.2

## Decommissioned Gen. Resources
Decommissioned Generation Resources
The following is a list of Decommissioned Generation Resources dating back to 2004. A Decommissioned Generation Resource is a Generation Resource for which a Resource Entity has submitted a Notification of Suspension of Operations (NSO) or a Notification of Change of Generation Resource Designation (NCGRD), for which ERCOT has declined to execute a Reliability Must-Run (RMR) Agreement, and which has been decommissioned and permanently retired. The information in the table below was provided in the NSO and/or NCGRD forms for each decommissioned resource. When a unit’s NSO/NCGRD form did not list a capacity, the capacity was taken from past CDR reports. Except for rare exceptions, the list does not include any planned unit retirements listed in the Capacities tabs or other sections of the report. Unit codes that are listed as retired in this tab but also appear in the operational sections of the CDR represent units that were repowered; for example, retired gas turbines may be repowered into new combined cycle plants. Treatment of Private Use Network (PUN) generators: PUN generators are included, but were not individually listed in past CDR reports when operational. PUN generators with zero MW capacity listed indicate that the unit was not available during the summer. Treatment of Settlement Only Generators (SOGs): The list does not include decommissioned or retired SOGs because there is currently no NSO/NCGRD process for this generator type.
Unit Name | Unit Code | Fuel | Summer Capacity (MW) | Retirement Effective Date
TIDAL ROAD COGEN | TJG401 | GAS-CC | 100 | 2004-02-01
HOLLY STREET 1 | HOLLY_HPG1 | GAS-ST | 102.5 | 2004-12-31
HOLLY STREET 2 | HOLLY_HPG2 | GAS-ST | 102.5 | 2004-12-31
C.E. NEWMAN 1 | NEWMAN_NEWMA_1 | GAS-ST | 8 | 2005-05-01
C.E. NEWMAN 2 | NEWMAN_NEWMA_2 | GAS-ST | 8 | 2005-05-01
C.E. NEWMAN 3 | NEWMAN_NEWMA_3 | GAS-ST | 18 | 2005-05-01
C.E. NEWMAN 4 | NEWMAN_NEWMA_4 | GAS-ST | 17 | 2005-05-01
SPENCER 3 | SPNCER_SPNCE_3 | GAS-ST | 27 | 2005-05-01
CHANEL 2 | CHLGT-2 | GAS-GT | 0 | 2005-07-20
VICTORIA 4 | VICTORIA_VICTORG4 | GAS-ST | 69 | 2005-10-09
VICTORIA 5 | VICTORIA_VICTORG5 | GAS-ST | 172 | 2005-10-09
VICTORIA 6 | VICTORIA_VICTORG6 | GAS-ST | 250 | 2005-10-09
CHANEL 1 | CHLGT-1 | GAS-GT | 0 | 2006-01-02
W B TUTTLE 2 | TUTTLE_WBT2G2 | GAS-ST | 100 | 2007-01-25
FT. PHANTOM 1 | FTPP_G1 | GAS-ST | 158 | 2008-02-14
FT. PHANTOM 2 | FTPP_G2 | GAS-ST | 202 | 2008-02-14
HANDLEY 1 | HLSES_UNIT1 | GAS-ST | 42 | 2009-03-01
HANDLEY 2 | HLSES_UNIT2 | GAS-ST | 80 | 2009-03-01
MOUNTAIN CREEK 2 | MCSES_UNIT2 | GAS-ST | 33 | 2009-03-01
MOUNTAIN CREEK 3 | MCSES_UNIT3 | GAS-ST | 70 | 2009-03-01
SAM BERTRON T1 | SRB_SRBGT_1 | GAS-GT | 20 | 2009-04-10
NORTH LAKE 1 | NLSES_UNIT1 | GAS-ST | 163 | 2009-05-05
NORTH LAKE 2 | NLSES_UNIT2 | GAS-ST | 175 | 2009-05-05
NORTH LAKE 3 | NLSES_UNIT3 | GAS-ST | 312 | 2009-05-05
MORGAN CREEK 5 | MGSES_UNIT5 | GAS-ST | 180 | 2009-05-06
MORGAN CREEK 6 | MGSES_UNIT6 | GAS-ST | 518 | 2009-05-06
PERMIAN BASIN 5 | PB5SES_UNIT5 | GAS-ST | 112 | 2009-05-06
SWEETWATER GENERATION PLANT 1 | SWCOG_CT1 | GAS-CC | 29 | 2009-05-06
SWEETWATER GENERATION PLANT 2 | SWCOG_CT2 | GAS-CC | 69 | 2009-05-06
SWEETWATER GENERATION PLANT 3 | SWCOG_CT3 | GAS-CC | 69 | 2009-05-06
SWEETWATER GENERATION PLANT 4 | SWCOG_UNIT1 | GAS-CC | 61 | 2009-05-06
TRADINGHOUSE 1 | THSES_UNIT1 | GAS-ST | 563 | 2009-05-06
P H ROBINSON 1 | PHR_PHR_G1 | GAS-ST | 444 | 2009-09-30
P H ROBINSON 2 | PHR_PHR_G2A | GAS-ST | 459 | 2009-09-30
P H ROBINSON 3 | PHR_PHR_G3 | GAS-ST | 551 | 2009-09-30
P H ROBINSON 4 | PHR_PHR_G4 | GAS-ST | 733 | 2009-09-30
NORTH CARBIDE G4 | NCARBIDE_NCARBIG4 | GAS-GT | 0 | 2010-01-10
COASTAL STATES (W) 1 | COASTAL_COASTAG1 | GAS-GT | 0 | 2010-06-30
COASTAL STATES (W) 2 | COASTAL_COASTAG2 | GAS-GT | 0 | 2010-06-30
COLLIN 1 | CNSES_UNIT1 | GAS-ST | 147 | 2010-12-31
EAGLE MOUNTAIN 1 | EMSES_UNIT1 | GAS-ST | 118 | 2010-12-31
EAGLE MOUNTAIN 2 | EMSES_UNIT2 | GAS-ST | 100 | 2010-12-31
EAGLE MOUNTAIN 3 | EMSES_UNIT3 | GAS-ST | 390 | 2010-12-31
TRADINGHOUSE 2 | THSES_UNIT2 | GAS-ST | 787 | 2010-12-31
DOW G62 | DOWGEN_DOW_G62 | GAS-GT | 0 | 2011-02-01
C E NEWMAN 5 | NEWMAN_NEWMA_5 | GAS-ST | 37.5 | 2011-02-14
W B TUTTLE 1 | TUTTLE_WBT1G1 | GAS-ST | 60 | 2011-03-01
W B TUTTLE 3 | TUTTLE_WBT3G3 | GAS-ST | 100 | 2011-03-01
W B TUTTLE 4 | TUTTLE_WBT4G4 | GAS-ST | 160 | 2011-03-01
RAYBURN 3 | RAYBURN_RAYBURG3 | GAS-ST | 24 | 2012-06-01
LEON CREEK 3 | LEON_CRK_LCP3G3 | GAS-ST | 70 | 2013-04-01
LEON CREEK 4 | LEON_CRK_LCP4G4 | GAS-ST | 95 | 2013-04-01
THOMAS C FERGUSON 1 | FERGUS_FERGUSG1 | GAS-ST | 354 | 2013-09-30
AES DEEPWATER | APD_APD_PS1 | STORAGE | 1 | 2013-12-27
ATKINS CTG 3 | ATKINS_ATKINSG3 | GAS-ST | 12 | 2014-06-01
ATKINS CTG 4 | ATKINS_ATKINSG4 | GAS-ST | 22 | 2014-06-01
ATKINS CTG 5 | ATKINS_ATKINSG5 | GAS-ST | 25 | 2014-06-01
ATKINS CTG 6 | ATKINS_ATKINSG6 | GAS-ST | 50 | 2014-06-01
APPLIED ENERGY | APD_APD_G1 | COAL | 138 | 2014-07-23
DELAWARE MOUNTAIN WIND FARM | KUNITZ_WIND_NWP | WIND-O | 28.5 | 2014-08-07
KUNITZ WIND | KUNITZ_WIND_LGE | WIND-O | 39.8 | 2014-08-07
NORTH TEXAS CTG 1 | NTX_NTX_1 | GAS-ST | 18 | 2015-06-03
NORTH TEXAS CTG 2 | NTX_NTX_2 | GAS-ST | 18 | 2015-06-03
NORTH TEXAS CTG 3 | NTX_NTX_3 | GAS-ST | 39.5 | 2015-06-03
PERMIAN BASIN SES U6 | PBSES_UNIT6 | GAS-ST | 515 | 2015-06-03
VALLEY SES U1 | VLSES_UNIT1 | GAS-ST | 174 | 2015-06-03
VALLEY SES U2 | VLSES_UNIT2 | GAS-ST | 520 | 2015-06-03
VALLEY SES U3 | VLSES_UNIT3 | GAS-ST | 375 | 2015-06-03
SILAS RAY CTG 5 | SILASRAY_SILAS_5 | GAS-ST | 10 | 2016-04-06
FRONTERA GENERATION CTG 1 | FRONTERA_FRONTEG1 | GAS-CC | 170 | 2016-09-30
FRONTERA GENERATION CTG 2 | FRONTERA_FRONTEG2 | GAS-CC | 170 | 2016-09-30
FRONTERA GENERATION STG | FRONTERA_FRONTEG3 | GAS-CC | 184 | 2016-09-30
CAPITAL COGEN GT 102 | CTL_GT_102 | GAS-CC | 75.35 | 2017-02-01
CAPITAL COGEN GT 103 | CTL_GT_103 | GAS-CC | 75.35 | 2017-02-01
CAPITAL COGEN GT 104 | CTL_GT_104 | GAS-CC | 75.35 | 2017-02-01
CAPITAL COGEN ST 101 | CTL_ST_101 | GAS-CC | 43.85 | 2017-02-01
CAPITAL COGEN ST 102 | CTL_ST_102 | GAS-CC | 10.1 | 2017-02-01
LUFKIN BIOMASS | LFBIO_UNIT1 | BIOMASS | 45 | 2017-02-06
PEARSALL STG U1 | PEARSALL_PEARS_1 | GAS-ST | 19 | 2017-08-01
PEARSALL STG U2 | PEARSALL_PEARS_2 | GAS-ST | 22 | 2017-08-01
PEARSALL STG U3 | PEARSALL_PEARS_3 | GAS-ST | 20 | 2017-08-01
UNION CARBIDE COGEN | UCC_COGN_UCC_C_1 | GAS-GT | 0 | 2017-09-29
GREENS BAYOU STG U5 | GBY_GBY_5 | GAS-ST | 371 | 2017-12-31
S R BERTRON CTG 2 | SRB_SRBGT_2 | GAS-GT | 13 | 2017-12-31
S R BERTRON U3 | SRB_SRB_G3 | GAS-ST | 211 | 2017-12-31
S R BERTRON U4 | SRB_SRB_G4 | GAS-ST | 211 | 2017-12-31
MONTICELLO U1 | MNSES_UNIT1 | COAL | 535 | 2018-01-04
MONTICELLO U2 | MNSES_UNIT2 | COAL | 535 | 2018-01-04
MONTICELLO U3 | MNSES_UNIT3 | COAL | 795 | 2018-01-04
SANDOW U4 | SDSES_UNIT4 | COAL | 600 | 2018-01-11
SANDOW U5 | SD5SES_UNIT5 | COAL | 600 | 2018-01-11
BIG BROWN U1 | BBSES_UNIT1 | COAL | 606 | 2018-02-12
BIG BROWN U2 | BBSES_UNIT2 | COAL | 602 | 2018-02-12
S R BERTRON U1 | SRB_SRB_G1 | GAS-ST | 112 | 2019-01-23
S R BERTRON U2 | SRB_SRB_G2 | GAS-ST | 168 | 2019-01-23
GIBBONS CREEK U1 | GIBCRK_GIB_CRG1 | COAL | 470 | 2019-10-23
WEST TEXAS WIND | SW_MESA_SW_MESA | WIND-O | 80.25 | 2019-11-15
OKLAUNION U1 | OKLA_OKLA_G1 | COAL | 650 | 2020-10-01
DECKER CREEK STG 1 | DECKER_DPG1 | GAS-ST | 315 | 2020-10-31
SHERBINO 1 WIND | KEO_KEO_SM1 | WIND-O | 150 | 2021-02-01
SAM RAYBURN POWER CTG 1 | RAYBURN_RAYBURG1 | GAS-GT | 11 | 2021-02-28
SAM RAYBURN POWER CTG 2 | RAYBURN_RAYBURG2 | GAS-GT | 11 | 2021-02-28
SNYDER WIND | ENAS_ENA1 | WIND-O | 63 | 2021-06-01