## TitlePage
Report on the Capacity, Demand and Reserves
(CDR) in the ERCOT Region, 2023-2032
May 16, 2022

## Contents
Table of Contents
Tab | Notes
Disclaimer | Please read
Changes from previous CDR | List of significant changes relative to the last CDR, published December 2021
Definitions | List of definitions
Executive Summary | Synopsis of considerations for this report
SummerSummary | Shows load forecast, resource capacity and reserve margin for Summer 2023 through Summer 2032
SummerCapacities | List of registered resources and capabilities used in determining the capacity contribution for Summer Peak Season
Planned Resources Scenarios | Condensed versions of the Summer Summary tab for 2023-2027 under different sets of planned project inclusion criteria
WinterSummary | Shows load forecast, resource capacity and reserve margin for Winter 2023/2024 through Winter 2032/2033
WinterCapacities | List of registered resources and capabilities used in determining the capacity contribution for Winter Peak Season
Fuel Type Capacity Mix | Lists generation fuel types by MW and by percentage for Summer 2023 through Summer 2032 and Winter 2023/24 through Winter 2032/2033
Unconfirmed Retirement Capacity | A list of units for which public retirement announcements have been made but no formal retirement notices have been provided to ERCOT ("Unconfirmed" planned retirements)
Fossil Fuel SODG Capacities | Fossil Fuel Settlement Only Distributed Generator (SODG) Capacities
Decommissioned Gen. Resources | Lists Generation Resources that have been decommissioned and retired per a Notification of Suspension of Operations (NSO) or a Notification of Change of Generation Resource Designation (NCGRD)

## Disclaimer
Disclaimer
CDR WORKING PAPER
FOR PLANNING PURPOSES ONLY
This ERCOT Working Paper has been prepared for specific ERCOT and market participant purposes and has been developed from data provided by ERCOT market participants. The data may contain errors or become obsolete and thereby affect the conclusions and opinions of the Working Paper. ERCOT MAKES NO WARRANTY, EXPRESS OR IMPLIED, INCLUDING ANY WARRANTY OF MERCHANTABILITY OR FITNESS FOR ANY PARTICULAR PURPOSE, AND DISCLAIMS ANY AND ALL LIABILITY WITH RESPECT TO THE ACCURACY OF SAME OR THE FITNESS OR APPROPRIATENESS OF SAME FOR ANY PARTICULAR USE. THIS ERCOT WORKING PAPER IS SUPPLIED WITH ALL FAULTS. The specific suitability for any use of the Working Paper and its accuracy should be confirmed by each ERCOT market participant that contributed data for this Working Paper.

## Changes
Notes on Changes Relative to the Last CDR Report, Published Dec 2021
1 | The following Planned Resources have finalized the necessary agreements and permits to be added to the CDR report:
| Project Name | GENERATION INTERCONNECTION PROJECT CODE | County | Fuel | Zone | Year of Projected Commercial Operations (a) | Summer Capacity MW | Summer Capacity Contribution % | Summer Peak Ave. Capacity Contribution MW
| COLORADO BEND I EXPANSION | 21INR0512 | WHARTON | GAS-GT | SOUTH | 2022 | 76 | 100% | 76
| RABBS POWER STATION (UNITS 1-2) | 23INR0482 | FORT BEND | GAS-GT | HOUSTON | 2022 | 89.2 | 100% | 89.2
| AGUAYO WIND | 20INR0250 | MILLS | WIND-O | NORTH | 2022 | 196 | 20% | 39.2
| ANCHOR WIND III | 21INR0546 | EASTLAND | WIND-O | NORTH | 2022 | 16 | 20% | 3.2
| ANCHOR WIND IV | 22INR0562 | EASTLAND | WIND-O | NORTH | 2022 | 19.3 | 20% | 3.86
| MONTE ALTO 2 WIND | 19INR0023 | WILLACY | WIND-C | COASTAL | 2023 | 236.9 | 57% | 135.033
| MONTGOMERY RANCH WIND | 20INR0040 | FOARD | WIND-O | WEST | 2023 | 200.2 | 20% | 40.04
| YOUNG WIND | 21INR0401 | YOUNG | WIND-O | WEST | 2022 | 499.1 | 20% | 99.82
| AMSTERDAM SOLAR | 21INR0256 | BRAZORIA | SOLAR | COASTAL | 2022 | 509.88 | 81% | 166.212
| ANGELO SOLAR | 19INR0203 | TOM GREEN | SOLAR | WEST | 2023 | 195 | 81% | 166.212
| ANGUS SOLAR | 20INR0035 | BOSQUE | SOLAR | NORTH | 2023 | 113 | 81% | 166.212
| BAKER BRANCH SOLAR | 23INR0026 | LAMAR | SOLAR | NORTH | 2023 | 400 | 81% | 166.212
| BLUE SKY SOL | 22INR0455 | CROCKETT | SOLAR | WEST | 2023 | 101.2 | 81% | 166.212
| CHILLINGHAM SOLAR | 23INR0070 | BELL | SOLAR | NORTH | 2023 | 359.4 | 81% | 166.212
| CORAL SOLAR | 22INR0295 | FALLS | SOLAR | NORTH | 2023 | 152 | 81% | 166.212
| DR SOLAR | 22INR0454 | CULBERSON | SOLAR | WEST | 2023 | 46 | 81% | 166.212
| GP SOLAR | 23INR0045 | VAN ZANDT | SOLAR | NORTH | 2023 | 122 | 81% | 166.212
| GREYHOUND SOLAR | 21INR0268 | ECTOR | SOLAR | WEST | 2023 | 608.7 | 81% | 166.212
| HORNET SOLAR | 23INR0021 | SWISHER | SOLAR | PANHANDLE | 2023 | 600 | 81% | 166.212
| JUNGMANN SOLAR | 22INR0356 | MILAM | SOLAR | SOUTH | 2023 | 40 | 81% | 166.212
| NEPTUNE SOLAR | 21INR0499 | JACKSON | SOLAR | SOUTH | 1900 | 206.31 | 81% | 166.212
| OUTPOST SOLAR | 23INR0007 | WEBB | SOLAR | SOUTH | 2024 | 513.7 | 81% | 166.212
| PORTER SOLAR | 21INR0458 | DENTON | SOLAR | NORTH | 2023 | 245 | 81% | 166.212
| REDONDA SOLAR | 23INR0162 | ZAPATA | SOLAR | SOUTH | 2023 | 253.2 | 81% | 166.212
| ROCINANTE SOLAR | 23INR0231 | GONZALES | SOLAR | SOUTH | 1900 | 95 | 81% | 166.212
| SHAULA I SOLAR | 22INR0251 | DEWITT | SOLAR | SOUTH | 2024 | 205.2 | 81% | 166.212
| STAMPEDE SOLAR | 22INR0409 | HOPKINS | SOLAR | NORTH | 2022 | 259.1 | 81% | 209.871
| STARLING SOLAR | 23INR0035 | GONZALES | SOLAR | SOUTH | 2023 | 123 | 81% | 99.63
| AMSTERDAM STORAGE | 22INR0417 | BRAZORIA | STORAGE | COASTAL | 2022 | 201.1 | 0% | 0
| ANEMOI ENERGY STORAGE | 23INR0369 | HIDALGO | STORAGE | SOUTH | 2023 | 205 | 0% | 0
| BLUE JAY BESS | 23INR0019 | GRIMES | STORAGE | NORTH | 2022 | 50 | 0% | 0
| BRIGHT ARROW STORAGE | 22INR0302 | HOPKINS | STORAGE | NORTH | 2023 | 103.6 | 0% | 0
| BRP LIBRA BESS | 22INR0366 | GUADALUPE | STORAGE | SOUTH | 2023 | 202.4 | 0% | 0
| BURRO BESS (DGR) | 22INR0573 | LA SALLE | STORAGE | SOUTH | 2022 | 9.9 | 0% | 0
| CEDARVILLE BESS (DGR) | 22INR0577 | REEVES | STORAGE | WEST | 2022 | 9.9 | 0% | 0
| CHILLINGHAM STORAGE | 23INR0079 | BELL | STORAGE | NORTH | 2023 | 153.8 | 0% | 0
| COTTONWOOD BAYOU STORAGE | 21INR0443 | BRAZORIA | STORAGE | COASTAL | 1900 | 150.8 | 0% | 0
| COYOTE SPRINGS BESS (DGR) | 22INR0574 | REEVES | STORAGE | WEST | 2022 | 9.9 | 0% | 0
| EVAL STORAGE | 22INR0401 | CAMERON | STORAGE | COASTAL | 2023 | 255 | 0% | 0
| FAULKNER BESS (DGR) | 22INR0571 | REEVES | STORAGE | WEST | 2022 | 9.9 | 0% | 0
| GIGA TEXAS ENERGY STORAGE | 23INR0239 | TRAVIS | STORAGE | SOUTH | 2023 | 131.1 | 0% | 0
| HUMMINGBIRD STORAGE | 22INR0327 | DENTON | STORAGE | NORTH | 2023 | 103.8 | 0% | 0
| LA HUERTA BESS (DGR) | 22INR0572 | DIMMIT | STORAGE | SOUTH | 2022 | 9.9 | 0% | 0
| LIMOUSIN OAK STORAGE | 22INR0338 | GRIMES | STORAGE | NORTH | 1900 | 104.6 | 0% | 0
| MATTA POWER STATION (DGR) | 22INR0565 | REEVES | STORAGE | WEST | 2022 | 9.9 | 0% | 0
| MUSTANG CREEK STORAGE | 21INR0484 | JACKSON | STORAGE | SOUTH | 2022 | 71.8 | 0% | 0
| NOBLE STORAGE PHASE II | 22INR0598 | DENTON | STORAGE | NORTH | 1900 | 62.5 | 0% | 0
| PADUA GRID BESS | 22INR0368 | BEXAR | STORAGE | SOUTH | 2024 | 202.6 | 0% | 0
| PYRON BESS II | 20INR0268 | NOLAN | STORAGE | WEST | 2022 | 30.2 | 0% | 0
| ROCINANTE BESS | 23INR0232 | GONZALES | STORAGE | SOUTH | 1900 | 33 | 0% | 0
| ROSELAND STORAGE | 22INR0280 | FALLS | STORAGE | NORTH | 2022 | 50 | 0% | 0
| SABAL STORAGE | 22INR0398 | CAMERON | STORAGE | COASTAL | 1900 | 24 | 0% | 0
| SADDLEBACK BESS (DGR) | 22INR0570 | REEVES | STORAGE | WEST | 2022 | 9.9 | 0% | 0
| SCREWBEAN BESS (DGR) | 22INR0587 | CULBERSON | STORAGE | WEST | 2022 | 9.9 | 0% | 0
| SOWERS STORAGE | 22INR0552 | KAUFMAN | STORAGE | NORTH | 1900 | 203 | 0% | 0
| STAMPEDE BESS | 22INR0410 | HOPKINS | STORAGE | NORTH | 2022 | 73.1 | 0% | 0
| TURQUOISE STORAGE | 22INR0509 | HUNT | STORAGE | NORTH | 2022 | 196.2 | 0% | 0
| TOTAL | [5 empty] | 9167.19 |  | 3787.67
(a) This date is based on the projected Commercial Operations Date (COD) reported by the project developer. In contrast, a unit's first summer CDR forecast year (reported in the SummerCapacities sheet) is defined as the first year in which the capacity is available for the entire summer Peak Load Season. (The summer Peak Load Season constitutes the months of June, July, August and September.) For example, if a unit has a projected COD of July 1, 2022, the first summer CDR forecast year would be 2022. Planned projects with (DGR) suffix are Distributed Generation Resources (DGRs). Since they are 10 MW or less, they are not going through the GINR application process.
2 | Notable Resource Changes (since Dec 2021 CDR report): Recent Retirement - DECKER CREEK STG 2, 420 MW GAS-ST unit retired on 3/31/22 based on NSO submitted on 11/1/2021.
3 | Other Notable Changes (since the Dec 2021 CDR report): - Peak Average Capacity Contribution for Wind and Solar resources were updated to reflect winter 2021/2022 data. Wind-Coastal changed from 47% to 46% Wind-Panhandle changed from 34% to 34% Wind-Other changed from 20% to 19% Solar changed from 7% to 11% - Installed capacity for generations resources are now being reported along-side the seasonal capacity ratings. - SummerFuelTypes and WinterFuelTypes tabs were conslidated into a single tab: Fuel Type Capacity Mix.
4 | - TEXAS GULF SULPHUR CTG 1, 69 MW GAS-GT, which is currently decommissioned and retired, is expected to be back in service by December 2022 based on resource owner information.

## Definitions
Definitions
Available Mothballed Capacity based on Owner's Return Probability
Mothballed capacity with a return-to-service probability of 50% or greater for a given season of the year, as provided by its owner, constitutes available mothballed generation. Return probabilities for individual units are considered protected information under the ERCOT Protocols and therefore are not included in this report.
Capacity Pending Retirement
Announced retired capacity that is undergoing ERCOT grid reliability reviews pursuant to Nodal Protocol Section 3.14.1.2
Decommissioned Generation Resource
A Generation Resource for which a Resource Entity has submitted a Notification of Suspension of Operations (NSO) or a Notification of Change of Generation Resource Designation (NCGRD), for which ERCOT has declined to execute a Reliability Must-Run (RMR) Agreement, and which has been decommissioned and permanently retired.
Distribution Resource Types:
Settlement Only Distribution Generator (SODG)
A generator that is connected to the Distribution System with a rating of: (1) One MW or less that chooses to register as an SODG; or (2) Greater than one and up to ten MW that is capable of providing a net export to the ERCOT System and does not register as a Distribution Generation Resource (DGR). SODGs are settled for exported energy only, but may not participate in the Ancillary Services market, Reliability Unit Commitment (RUC), Security-Constrained Economic Dispatch (SCED), or make energy offers. SODGs are listed in the SummerCapacities and WinterCapacities with a DG_ prefix in the UNIT CODE column
Distribution Generation Resource (DGR)
A Generation Resource connected to the Distribution System that is either: (1) Greater than ten MW and not registered with the Public Utility Commission of Texas (PUCT) as a self-generator; or (2) Ten MW or less that chooses to register as a Generation Resource to participate in the ERCOT markets. DGRs must be registered with ERCOT in accordance with Planning Guide Section 6.8.2, Resource Registration Process, and will be modeled in ERCOT systems in accordance with Section 3.10.7.2, Modeling of Resources and Transmission Loads. DGRs are listed in the SummerCapacities and WinterCapacities tabs with a (DGR) suffix in the UNIT NAME column
Emergency Response Service
ERCOT uses the methodology specified in Protocol Section 3.2.6.2.1, Peak Load Estimate, to derive the ERS capacity forecast for future years. The Current Year for the calculations is defined as the latest year for which ERS has been procured. The ERS capacity amounts are grossed up by 2% to reflect avoided transmission line losses.
Energy Efficiency Program Savings Forecast
ERCOT's energy efficiency forecast uses the PUCT's annual verified energy efficiency program savings estimates as the starting point. (See the definition for verified energy efficiency program savings below.) Savings from TDSP standard offer load management programs are not included in the ERCOT energy efficiency forecast. ERCOT computes the historical average annual verified savings, but excludes 2017 from the calculation due to Hurricane Harvey load impacts. (For prior forecasts, ERCOT used a formula based on the State energy efficiency goals in Utilities Code Section 39.905. Since the impacts of the goals were assumed to accumulate for just seven years from the time that the goals must be first met (2013), ERCOT no longer uses the goal-based forecasting approach.) Finally, ERCOT incorporates annual energy efficiency estimates from municipal utilities and electric cooperatives provided to the State Energy Conservation Office (SECO). Annual SECO report submission by these entities is required under S.B. No. 924. If annual reports for the previous calendar year are not available at the time the CDR is prepared, ERCOT incorporates report data for the most recently available reporting year. The energy efficiency capacity amounts are grossed up by a factor representing avoided transmission and distribution line losses. The factor is currently 1.076, reflecting 2% for avoided transmission losses and 5.6% for avoided distribution losses. The loss percentages are based on transmission and distribution loss factors posted to ERCOT's MIS website.
Energy Emergency Alert (EEA)
An ERCOT EEA declaration is made when operating reserves and system frequency drop below established severity levels (Levels 1, 2 and 3) and reserves are not projected to recover within 30 minutes unless certain actions are taken. An EEA declaration initiates an orderly, predetermined procedure for maximizing the use of available Resources, including the use of voluntary load reduction programs that are only available under EEA operations. Only under the most severe EEA level, would ERCOT direct Transmission and Distribution Service Providers to start shedding Load on a rotating basis in order to maintain system reliability and integrity. See Nodal Protocol Section 6.5.9.4, Energy Emergency Alert, for more details.
Forecast Zone
The CDR report uses Forecast Zones to identify the geographical location of generation resources. Forecast Zones generally have the same boundaries as the 2003 Congestion Management Zones with the following exceptions: A) Panhandle Zone for resources in the Texas Panhandle counties and outside the 2003 Congestion Management Zones, and B) Coastal Zone for resources in 11 counties along the Texas Gulf Coast and formerly in the South Zone of the 2003 Congestion Management Zones. There are six Forecast Zones: Coastal, Houston, North, Panhandle, South, and West. Note that the CDR Forecast Zones are only used for resource adequacy reporting and are distinct from other ERCOT geographical reporting schemes used for planning, operational, or data reporting purposes.
Full Interconnection Study (FIS)
The set of studies conducted by a Transmission Service Provider (TSP) for the purpose of identifying any electric system improvements or enhancements required to reliably interconnect a new All-Inclusive Generation Resource consistent with the provisions of Planning Guide Section 5, Generation Resource Interconnection or Change Request. These studies may include steady-state studies, system protection (short-circuit) studies, dynamic and transient stability studies, facility studies, and sub-synchronous oscillation studies.
Inactive Projects
Per Planning Guide Section 5.7.6, a proposed Resource shall be given the status of “Inactive” if the Resource has not met the conditions for inclusion in the ERCOT planning models, as specified in Section 6.9, Addition of Proposed Generation to the Planning Models, within two years of the date on which ERCOT posts the final FIS studies for the Resource to the MIS Secure Area. A developer may also elect Inactive status and stop any interconnection studies in process at its own discretion. When an Inactive Resource subsequently meets the requirements of Section 6.9, it shall be added to the planning models and the status changed back to Planned. If a Resource has been Inactive for five years, ERCOT may cancel the project pursuant to Planning Guide Section 5.7.7, Cancellation of a Project Due to Failure to Comply with Requirements. According to ERCOT Nodal Protocol rules (NPRR980), Inactive planned projects are excluded from the CDR's reserve margin calculations.
Installed Capacity Rating
The installed capacity rating is the maximum power that a generating unit can produce during normal sustained operating conditions as specified by the equipment manufacturer. ERCOT uses Real Power Ratings that reflect the continous flow of power to loads (as opposed to reactive power, which is the power that flows back and forth between the power source and loads, and doesn't perform useful work.)
Mothballed Unit
A generation resource for which a generation entity has submitted a Notification of Suspension of Operations, for which ERCOT has declined to execute an RMR agreement, and for which the generation entity has not announced retirement of the generation resource. A seasonal mothballed unit is one in which the generation entity requests a seasonal operation period that must include the summer Peak Load Season, June 1 through September 30.
LRs (Load Resources)
Load capable of reducing or increasing the need for electrical energy or providing Ancillary Services to the ERCOT System, as described in the ERCOT Protocols, Section 6, Ancillary Services. These Resources may provide the following Ancillary Services: Responsive Reserve Service, Non-Spinning Reserve Service, Replacement Reserve Service, and Regulation Service. The Resources must be registered and qualified by ERCOT and will be scheduled by a Qualified Scheduling Entity (QSE). LR capacity has been grossed up by 2% to reflect avoided transmission line losses.
Mothballed Capacity
Capacity that is designated as mothballed by a generating unit's owner as described above, and which is not available for operations during the summer Peak Load Season (June, July, August and September) or winter Peak Load Season (December, January and February).
Peak Load Seasons
Summer months are June, July, August, and September; winter months are December, January, and February.
Private Use Networks
An electric network connected to the ERCOT transmission grid that contains load that is not directly metered by ERCOT (i.e., load that is typically netted with internal generation).
Non-Synchronous Tie
Any non-synchronous transmission interconnection between ERCOT and non-ERCOT electric power systems.
Reliability Must-Run (RMR) Unit
A generation resource unit operated under the terms of an agreement with ERCOT that would not otherwise be operated except that they are necessary to provide voltage support, stability or management of localized transmission constraints under first contingency criteria.
Signed SGIA (Standard Generation Interconnection Agreement)
An agreement that sets forth requirements for physical connection between an eligible transmission service customer and a transmission or distribution service provider.
Switchable Generation Resource (SWGR)
A generation resource that can be connected to either the ERCOT transmission grid or a grid outside the ERCOT Region.
Synchronized but not Approved for Commerical Operations Capacity
These units have met requirements to Energize Equipment (Part 1 of Generator Commissioning Checklist): provided latest model data, verified Voltage Ride-Through capability and communication capabilities specified by ERCOT Operating Guides are in place. Output for these resources is not limited once they have passed a curtailment test and the project developer has submitted an attestation for the following plant controls: Automatic Voltage Regulator (AVR), Primary Frequency Response (PFR), Voltage Support Service (VSS), and Power System Stabilizer (PSS). A Synchronized unit get approved for Commerical Operations after the plant controls have been verified by ERCOT. More information on Synchronized units can be found in the Resource Interconnection Handbook pages 24 – 33.http://www.ercot.com/content/wcm/lists/168284/Resource_Interconnection_Handbook_v1.91_01082021.docx
TDSP Standard Offer Load Management Programs
For the May releases of the CDR report, ERCOT uses the megawatt amount of verified peak load capacity reductions, adjusted for avoided transmission losses, due to TDSP Standard Offcer load management programs that are reported by electric utilities in the ERCOT Region to the Public Utility Commission of Texas. The reported amounts are for the most current reporting year, which is the calendar year prior to the year during which the May CDR is prepared. (For example, the May 2019 CDR report used verified program savings for the 2018 reporting year.) For the December CDR releases, ERCOT uses TDSP data received for the current load management program year, which is more timely than the verified savings estimates provided to the PUCT. The data obtained from the TDSPs reflect verified program performance for the summer based on testing, and is adjusted for avoided transmission losses.
Unconfirmed Retirement
A Generation Resource for which a public announcement of the intent to permanently shut the unit down has been released, but a Notice of Suspension of Operations for the unit has not been received by ERCOT. This is an informal definition that is not currently included in the Nodal Protocols or Other Binding Documents. The criteria for classifying a Generation Resource as an Unconfirmed Retirement include the following: a. A specific retirement date is cited in the announcement, or other timing information is given that indicates the unit will be unavailable as of June 1 of a CDR Reporting Year. b. The announcement, with follow-up inquiry by ERCOT, does not indicate that retirement timing is highly speculative.
Verified Energy Efficiency Program Savings
The total megawatt (MW) amount of verified peak load capacity reductions due to residential and commercial sector energy efficiency incentive programs that are reported by electric utilities in the ERCOT Region to the Public Utility Commission of Texas. See Utilities Code Section 39.905. Note that savings from TDSP standard offer load management programs are not included in the ERCOT energy efficiency forecast, but rather handled as a separate reporting line item.
Wind Peak Average Capacity Contribution
The seasonal net capacity rating of wind resources multiplied by the Seasonal Peak Average Capacity Percentage for the Coastal, Panhandle and Other CDR reporting regions.
Wind Seasonal Peak Average Capacity Percentage
The average wind capacity available for the summer and winter Peak Load Seasons for a CDR reporting region (Coastal, Panhandle, Other) divided by the installed capacity for the region, expressed as a percentage. Details for the derivation of the percentages are outlined in ERCOT Protocol Section 3.2.6.2.2 (see http://www.ercot.com/content/wcm/current_guides/53528/03-110119_Nodal.docx).
Wind Regions: Coastal, Panhandle, and Other
Wind Generation Resources (WGRs) are classified into regions based on the county that contains their Point of Interconnection (POI). The Coastal region is defined as the following counties along the Gulf Coast: Aransas, Brazoria, Calhoun, Cameron, Kenedy, Kleberg, Matagorda, Nueces, Refugio, San Patricio, and Willacy. The Panhandle region is defined as the following counties: Armstrong, Bailey, Briscoe, Carson, Castro, Childress, Cochran, Collingsworth, Crosby, Dallam, Deaf Smith, Dickens, Donley, Floyd, Gray, Hale, Hall, Hansford, Hartley, Hemphill, Hockley, Hutchinson, Lamb, Lipscomb, Lubbock, Moore, Motley, Ochiltree, Oldham, Parmer, Potter, Randall, Roberts, Sherman, Swisher, and Wheeler. The "Other" WInd Region consists of all other counties in the ERCOT Region. The assigned Wind Region for each WGR is indicated as "WIND-C," "WIND-P," or "WIND-O" in the Fuel columns of the summer/winter Capacities tabs.

## Executive_Summary
CDR Report - Executive Summary
CDR Report Background
The main purpose of the CDR report is to provide 10-year forecasted Planning Reserve Margins for the ERCOT summer and winter Peak Load Seasons (June through September, and December through February, respectively). The Planning Reserve Margin represents the percentage of resource capacity, in excess of firm electricity demand, available to cover uncertainty in future demand, generator availability and new resource supply. Firm demand accounts for potential load reductions available through interruptible load programs controlled by ERCOT. The methodologies used to develop Planning Reserve Margins and other elements of the CDR report are outlined in the ERCOT Nodal Protocols, Section 3.2.6 (https://www.ercot.com/files/docs/2022/04/01/03-040122_Nodal.docx). ERCOT's load forecasts are based on normal weather conditions and determined by the methodologies described in the 2022 Long-Term Load Forecast Report posted on the ERCOT website (https://www.ercot.com/files/docs/2022/02/24/2022_LTLF_Report.pdf).
Highlights
The forecasted peak demand for summer 2023 is 79,857 MW, while the firm peak demand is 76,505 MW. The winter 2023-2024 peak demand forecast is 66,454 MW and firm peak demand forecast is 63,571 MW.
The Planning Reserve Margin for summer 2023 is forecasted to be 36.2%. This is 3.2 percentage points lower than the 39.4% margin for summer 2023 reported in the December 2021 CDR report. This decrease is due mainly to delays of planned projects that were previously expected to be in service by July 1, 2023. The Reserve Margin peaks at 46.2% for summer 2024. Resource data comes from generation capacity developers and owners as reported in ERCOT's Resource Integration and Ongoing Operations (RIOO) system, as well as other data collection mechanisms described in the ERCOT Protocols.
Planned resource capacity expected for the 2023 summer peak demand totals 13,117 MW. This includes 581 MW of summer-rated gas-fired resources, 834 MW of wind resources, and 11,702 MW of solar resources. These amounts of solar and wind capacity are what ERCOT expects to be available on an average basis during peak demand hours (the peak average capacity contribution).
Developers also anticipate adding 4,831 MW of battery storage capacity for summer 2023. This storage capacity is currently assumed to provide grid reliability services (Ancillary Services) for short periods of time rather than to support customer demand on a sustained basis during peak demand hours. Therefore, ERCOT assigns no capacity value to this resource for the reserve margin calculations.

## SummerSummary
Report on the Capacity, Demand and Reserves in the ERCOT Region
Summer Summary: 2023-2032
These columns indicate the impact of not adding any new resources during the latter half of the CDR forecast period. Project developers typically submit interconnection requests no more than two to four years before the facilities are expected to enter commercial operations.
Load Forecast, MW: |  |  | 2023 | 2024 | 2025 | 2026 | 2027 | 2028 | 2029 | 2030 | 2031 | 2032
| Summer Peak Demand (based on normal weather) |  | 79857.4456 | 81239.1893 | 82408.3956 | 83573.5333 | 84505.9395 | 85390.9363 | 86254.2664 | 87068.3848 | 87853.1469 | 88644.9822
| plus: Energy Efficiency Program Savings Forecast |  | 3262.3502 | 3681.1416 | 4098.8616 | 4516.5817 | 4934.3017 | 5352.0218 | 5769.7419 | 6187.4619 | 6605.182 | 7022.902
| Total Summer Peak Demand (before Reductions from Energy Efficiency Programs) |  | 83119.7959 | 84920.3309 | 86507.2572 | 88090.115 | 89440.2412 | 90742.9581 | 92024.0083 | 93255.8467 | 94458.3289 | 95667.8842
| less: Incremental Rooftop PV Forecast |  | -528.8203 | -685.5708 | -827.0546 | -967.7748 | -1107.8746 | -1244.8327 | -1376.1367 | -1499.0522 | -1619.9341 | -1751
| less: Load Resources providing Responsive Reserves |  | -1591.2 | -1591.2 | -1591.2 | -1591.2 | -1591.2 | -1591.2 | -1591.2 | -1591.2 | -1591.2 | -1591.2
| less: Load Resources providing Non-Spinning Reserves |  | 0 | 0 | 0 | 0 | 0 | 0 | 0 | 0 | 0 | 0
| less: Emergency Response Service (10- and 30-min ramp products) |  | -925.0992 | -925.0992 | -925.0992 | -925.0992 | -925.0992 | -925.0992 | -925.0992 | -925.0992 | -925.0992 | -925.0992
| less: TDSP Standard Offer Load Management Programs |  | -307.02 | -307.02 | -307.02 | -307.02 | -307.02 | -307.02 | -307.02 | -307.02 | -307.02 | -307.02
| less: Energy Efficiency Program Savings Forecast |  | -3262.3502 | -3681.1416 | -4098.8616 | -4516.5817 | -4934.3017 | -5352.0218 | -5769.7419 | -6187.4619 | -6605.182 | -7022.902
| Firm Peak Demand, MW |  | 76505.3062 | 77730.2993 | 78758.0217 | 79782.4393 | 80574.7457 | 81322.7844 | 82054.8105 | 82746.0134 | 83409.8936 | 84070.663
Resources, MW: |  |  | 2023: Expected Capacity Available for Summer Peak Demands
|  | Installed Capacity Ratings (see note) | 2023 | 2024 | 2025 | 2026 | 2027 | 2028 | 2029 | 2030 | 2031 | 2032
| Installed Summer-rated Capacity, Thermal | 71382.58 | 63653.2 | 63653.2 | 63653.2 | 63653.2 | 63653.2 | 63653.2 | 63653.2 | 63653.2 | 63653.2 | 63653.2
| Hydroelectric, Peak Average Capacity Contribution (83% of installed capacity) | 563.3 | 475.4044 | 475.4044 | 475.4044 | 475.4044 | 475.4044 | 475.4044 | 475.4044 | 475.4044 | 475.4044 | 475.4044
| Switchable Capacity | 3840.12 | 3490 | 3490 | 3490 | 3490 | 3490 | 3490 | 3490 | 3490 | 3490 | 3490
| less: Switchable Capacity Unavailable to ERCOT | -572 | -542 | -542 | -542 | -542 | -542 | -542 | -542 | -542 | -542 | -542
| Available Mothballed Capacity | 470 | 365 | 365 | 365 | 365 | 365 | 365 | 365 | 365 | 365 | 365
| Capacity from Private Use Networks | 11249 | 4262 | 4262 | 4262 | 4262 | 4257 | 4257 | 4257 | 4257 | 4257 | 4257
| Coastal Wind, Peak Average Capacity Contribution (57% of installed capacity) | 5143.87 | 2928.489 | 2928.489 | 2928.489 | 2928.489 | 2928.489 | 2928.489 | 2928.489 | 2928.489 | 2928.489 | 2928.489
| Panhandle Wind, Peak Average Capacity Contribution (30% of installed capacity) | 4247.23 | 1273.35 | 1273.35 | 1273.35 | 1273.35 | 1273.35 | 1273.35 | 1273.35 | 1273.35 | 1273.35 | 1273.35
| Other Wind, Peak Average Capacity Contribution (20% of installed capacity) | 25823.58 | 5162.32 | 5162.32 | 5162.32 | 5162.32 | 5162.32 | 5162.32 | 5162.32 | 5162.32 | 5162.32 | 5162.32
| Solar Utility-Scale, Peak Average Capacity Contribution (81% of installed capacity) | 11341.6 | 9140.121 | 9140.121 | 9140.121 | 9140.121 | 9140.121 | 9140.121 | 9140.121 | 9140.121 | 9140.121 | 9140.121
| Storage, Peak Average Capacity Contribution (0% of installed capacity) | 1751.83 | 0 | 0 | 0 | 0 | 0 | 0 | 0 | 0 | 0 | 0
| RMR Capacity to be under Contract | 0 | 0 | 0 | 0 | 0 | 0 | 0 | 0 | 0 | 0 | 0
| Capacity Pending Retirement | 0 | 0 | 0 | 0 | 0 | 0 | 0 | 0 | 0 | 0 | 0
| Operational Generation Capacity, MW | 135241.11 | 90207.8844 | 90207.8844 | 90207.8844 | 90207.8844 | 90202.8844 | 90202.8844 | 90202.8844 | 90202.8844 | 90202.8844 | 90202.8844
| Non-Synchronous Ties (Based on average net import contribution during summer 2019 EEA events) | 1220 | 849.974 | 849.974 | 849.974 | 849.974 | 849.974 | 849.974 | 849.974 | 849.974 | 849.974 | 849.974
| Planned Resources (not wind, solar or storage) with Signed IA, Air Permits and Adequate Water Supplies | 580.8 | 580.8 | 591.8 | 591.8 | 591.8 | 591.8 | 591.8 | 591.8 | 591.8 | 591.8 | 591.8
| Planned Coastal Wind with Signed IA, Peak Average Capacity Contribution (57% of installed capacity) | 762.2 | 171.855 | 434.454 | 434.454 | 434.454 | 434.454 | 434.454 | 434.454 | 434.454 | 434.454 | 434.454
| Planned Panhandle Wind with Signed IA, Peak Average Capacity Contribution (30% of installed capacity) | 827.3 | 151.98 | 248.19 | 248.19 | 248.19 | 248.19 | 248.19 | 248.19 | 248.19 | 248.19 | 248.19
| Planned Other Wind with Signed IA, Peak Average Capacity Contribution (20% of installed capacity) | 3821.2 | 509.76 | 684.24 | 764.24 | 764.24 | 764.24 | 764.24 | 764.24 | 764.24 | 764.24 | 764.24
| Planned Solar Utility-Scale, Peak Average Capacity Contribution (81% of installed capacity) | 27094.99 | 11702.1429 | 20597.4009 | 21784.9419 | 21946.9419 | 21946.9419 | 21946.9419 | 21946.9419 | 21946.9419 | 21946.9419 | 21946.9419
| Planned Storage, Peak Average Capacity Contribution (0% of installed capacity) | 5680.08 | 0 | 0 | 0 | 0 | 0 | 0 | 0 | 0 | 0 | 0
| Planned Generation Capacity, MW | 38766.57 | 13116.5379 | 22556.0849 | 23823.6259 | 23985.6259 | 23985.6259 | 23985.6259 | 23985.6259 | 23985.6259 | 23985.6259 | 23985.6259
| Total Capacity, MW | 175227.68 | 104174.3963 | 113613.9433 | 114881.4843 | 115043.4843 | 115038.4843 | 115038.4843 | 115038.4843 | 115038.4843 | 115038.4843 | 115038.4843
|  |  | 2023 | 2024 | 2025 | 2026 | 2027 | 2028 | 2029 | 2030 | 2031 | 2032
| Reserve Margin |  | 36.17% | 46.16% | 45.87% | 44.2% | 42.77% | 41.46% | 40.2% | 39.03% | 37.92% | 36.84%
(Total Resources - Firm Load Forecast) / Firm Load Forecast
Note on Installed Capacities: Installed capacity ratings are based on the maximum power that a generating unit can produce during normal sustained operating conditions as specified by the equipment manufacturer.

## SummerCapacities
| Unit Megawatt Capacities - Summer | [7 empty] | SUMMER CAPACITY (MW)
| UNIT NAME | INR | UNIT CODE | COUNTY | FUEL | ZONE | IN SERVICE | INSTALLED CAPACITY RATING (MW) | 2023 | 2024 | 2025 | 2026 | 2027 | 2028 | 2029 | 2030 | 2031 | 2032
Operational Resources (Thermal)
4 | COMANCHE PEAK U1 |  | CPSES_UNIT1 | SOMERVELL | NUCLEAR | NORTH | 1990 | 1269 | 1205 | 1205 | 1205 | 1205 | 1205 | 1205 | 1205 | 1205 | 1205 | 1205
5 | COMANCHE PEAK U2 |  | CPSES_UNIT2 | SOMERVELL | NUCLEAR | NORTH | 1993 | 1269 | 1195 | 1195 | 1195 | 1195 | 1195 | 1195 | 1195 | 1195 | 1195 | 1195
6 | SOUTH TEXAS U1 |  | STP_STP_G1 | MATAGORDA | NUCLEAR | COASTAL | 1988 | 1365 | 1293.2 | 1293.2 | 1293.2 | 1293.2 | 1293.2 | 1293.2 | 1293.2 | 1293.2 | 1293.2 | 1293.2
7 | SOUTH TEXAS U2 |  | STP_STP_G2 | MATAGORDA | NUCLEAR | COASTAL | 1989 | 1365 | 1280 | 1280 | 1280 | 1280 | 1280 | 1280 | 1280 | 1280 | 1280 | 1280
8 | COLETO CREEK |  | COLETO_COLETOG1 | GOLIAD | COAL | SOUTH | 1980 | 650 | 655 | 655 | 655 | 655 | 655 | 655 | 655 | 655 | 655 | 655
9 | FAYETTE POWER U1 |  | FPPYD1_FPP_G1 | FAYETTE | COAL | SOUTH | 1979 | 615 | 604 | 604 | 604 | 604 | 604 | 604 | 604 | 604 | 604 | 604
10 | FAYETTE POWER U2 |  | FPPYD1_FPP_G2 | FAYETTE | COAL | SOUTH | 1980 | 615 | 599 | 599 | 599 | 599 | 599 | 599 | 599 | 599 | 599 | 599
11 | FAYETTE POWER U3 |  | FPPYD2_FPP_G3 | FAYETTE | COAL | SOUTH | 1988 | 460 | 437 | 437 | 437 | 437 | 437 | 437 | 437 | 437 | 437 | 437
12 | J K SPRUCE U1 |  | CALAVERS_JKS1 | BEXAR | COAL | SOUTH | 1992 | 555 | 560 | 560 | 560 | 560 | 560 | 560 | 560 | 560 | 560 | 560
13 | J K SPRUCE U2 |  | CALAVERS_JKS2 | BEXAR | COAL | SOUTH | 2010 | 922 | 785 | 785 | 785 | 785 | 785 | 785 | 785 | 785 | 785 | 785
14 | LIMESTONE U1 |  | LEG_LEG_G1 | LIMESTONE | COAL | NORTH | 1985 | 893 | 824 | 824 | 824 | 824 | 824 | 824 | 824 | 824 | 824 | 824
15 | LIMESTONE U2 |  | LEG_LEG_G2 | LIMESTONE | COAL | NORTH | 1986 | 956.8 | 836 | 836 | 836 | 836 | 836 | 836 | 836 | 836 | 836 | 836
16 | MARTIN LAKE U1 |  | MLSES_UNIT1 | RUSK | COAL | NORTH | 1977 | 893 | 800 | 800 | 800 | 800 | 800 | 800 | 800 | 800 | 800 | 800
17 | MARTIN LAKE U2 |  | MLSES_UNIT2 | RUSK | COAL | NORTH | 1978 | 893 | 805 | 805 | 805 | 805 | 805 | 805 | 805 | 805 | 805 | 805
18 | MARTIN LAKE U3 |  | MLSES_UNIT3 | RUSK | COAL | NORTH | 1979 | 893 | 805 | 805 | 805 | 805 | 805 | 805 | 805 | 805 | 805 | 805
19 | OAK GROVE SES U1 |  | OGSES_UNIT1A | ROBERTSON | COAL | NORTH | 2010 | 916.8 | 855 | 855 | 855 | 855 | 855 | 855 | 855 | 855 | 855 | 855
20 | OAK GROVE SES U2 |  | OGSES_UNIT2 | ROBERTSON | COAL | NORTH | 2011 | 916.8 | 855 | 855 | 855 | 855 | 855 | 855 | 855 | 855 | 855 | 855
21 | SAN MIGUEL U1 |  | SANMIGL_G1 | ATASCOSA | COAL | SOUTH | 1982 | 430 | 391 | 391 | 391 | 391 | 391 | 391 | 391 | 391 | 391 | 391
22 | SANDY CREEK U1 |  | SCES_UNIT1 | MCLENNAN | COAL | NORTH | 2013 | 1008 | 932.6 | 932.6 | 932.6 | 932.6 | 932.6 | 932.6 | 932.6 | 932.6 | 932.6 | 932.6
23 | TWIN OAKS U1 |  | TNP_ONE_TNP_O_1 | ROBERTSON | COAL | NORTH | 1990 | 174.6 | 155 | 155 | 155 | 155 | 155 | 155 | 155 | 155 | 155 | 155
24 | TWIN OAKS U2 |  | TNP_ONE_TNP_O_2 | ROBERTSON | COAL | NORTH | 1991 | 174.6 | 155 | 155 | 155 | 155 | 155 | 155 | 155 | 155 | 155 | 155
25 | W A PARISH U5 |  | WAP_WAP_G5 | FORT BEND | COAL | HOUSTON | 1977 | 734.1 | 664 | 664 | 664 | 664 | 664 | 664 | 664 | 664 | 664 | 664
26 | W A PARISH U6 |  | WAP_WAP_G6 | FORT BEND | COAL | HOUSTON | 1978 | 734.1 | 663 | 663 | 663 | 663 | 663 | 663 | 663 | 663 | 663 | 663
27 | W A PARISH U7 |  | WAP_WAP_G7 | FORT BEND | COAL | HOUSTON | 1980 | 614.6 | 577 | 577 | 577 | 577 | 577 | 577 | 577 | 577 | 577 | 577
28 | W A PARISH U8 |  | WAP_WAP_G8 | FORT BEND | COAL | HOUSTON | 1982 | 653.99 | 610 | 610 | 610 | 610 | 610 | 610 | 610 | 610 | 610 | 610
29 | ARTHUR VON ROSENBERG 1 CTG 1 |  | BRAUNIG_AVR1_CT1 | BEXAR | GAS-CC | SOUTH | 2000 | 195 | 164 | 164 | 164 | 164 | 164 | 164 | 164 | 164 | 164 | 164
30 | ARTHUR VON ROSENBERG 1 CTG 2 |  | BRAUNIG_AVR1_CT2 | BEXAR | GAS-CC | SOUTH | 2000 | 195 | 164 | 164 | 164 | 164 | 164 | 164 | 164 | 164 | 164 | 164
31 | ARTHUR VON ROSENBERG 1 STG |  | BRAUNIG_AVR1_ST | BEXAR | GAS-CC | SOUTH | 2000 | 222 | 190 | 190 | 190 | 190 | 190 | 190 | 190 | 190 | 190 | 190
32 | ATKINS CTG 7 |  | ATKINS_ATKINSG7 | BRAZOS | GAS-GT | NORTH | 1973 | 21 | 18 | 18 | 18 | 18 | 18 | 18 | 18 | 18 | 18 | 18
33 | BARNEY M DAVIS CTG 3 |  | B_DAVIS_B_DAVIG3 | NUECES | GAS-CC | COASTAL | 2010 | 189.55 | 157 | 157 | 157 | 157 | 157 | 157 | 157 | 157 | 157 | 157
34 | BARNEY M DAVIS CTG 4 |  | B_DAVIS_B_DAVIG4 | NUECES | GAS-CC | COASTAL | 2010 | 189.55 | 157 | 157 | 157 | 157 | 157 | 157 | 157 | 157 | 157 | 157
35 | BARNEY M DAVIS STG 1 |  | B_DAVIS_B_DAVIG1 | NUECES | GAS-ST | COASTAL | 1974 | 352.8 | 292 | 292 | 292 | 292 | 292 | 292 | 292 | 292 | 292 | 292
36 | BARNEY M DAVIS STG 2 |  | B_DAVIS_B_DAVIG2 | NUECES | GAS-CC | COASTAL | 1976 | 351 | 319 | 319 | 319 | 319 | 319 | 319 | 319 | 319 | 319 | 319
37 | BASTROP ENERGY CENTER CTG 1 | 21INR0541 | BASTEN_GTG1100 | BASTROP | GAS-CC | SOUTH | 2002 | 188 | 150 | 150 | 150 | 150 | 150 | 150 | 150 | 150 | 150 | 150
38 | BASTROP ENERGY CENTER CTG 2 | 21INR0541 | BASTEN_GTG2100 | BASTROP | GAS-CC | SOUTH | 2002 | 188 | 150 | 150 | 150 | 150 | 150 | 150 | 150 | 150 | 150 | 150
39 | BASTROP ENERGY CENTER STG | 21INR0541 | BASTEN_ST0100 | BASTROP | GAS-CC | SOUTH | 2002 | 242 | 233 | 233 | 233 | 233 | 233 | 233 | 233 | 233 | 233 | 233
40 | BOSQUE ENERGY CENTER CTG 1 |  | BOSQUESW_BSQSU_1 | BOSQUE | GAS-CC | NORTH | 2000 | 188.7 | 143 | 143 | 143 | 143 | 143 | 143 | 143 | 143 | 143 | 143
41 | BOSQUE ENERGY CENTER CTG 2 |  | BOSQUESW_BSQSU_2 | BOSQUE | GAS-CC | NORTH | 2000 | 188.7 | 143 | 143 | 143 | 143 | 143 | 143 | 143 | 143 | 143 | 143
42 | BOSQUE ENERGY CENTER CTG 3 |  | BOSQUESW_BSQSU_3 | BOSQUE | GAS-CC | NORTH | 2001 | 188.7 | 145 | 145 | 145 | 145 | 145 | 145 | 145 | 145 | 145 | 145
43 | BOSQUE ENERGY CENTER STG 4 |  | BOSQUESW_BSQSU_4 | BOSQUE | GAS-CC | NORTH | 2001 | 94.95 | 79.5 | 79.5 | 79.5 | 79.5 | 79.5 | 79.5 | 79.5 | 79.5 | 79.5 | 79.5
44 | BOSQUE ENERGY CENTER STG 5 |  | BOSQUESW_BSQSU_5 | BOSQUE | GAS-CC | NORTH | 2009 | 254.15 | 213.5 | 213.5 | 213.5 | 213.5 | 213.5 | 213.5 | 213.5 | 213.5 | 213.5 | 213.5
45 | BRAZOS VALLEY CTG 1 |  | BVE_UNIT1 | FORT BEND | GAS-CC | HOUSTON | 2003 | 198.9 | 149.7 | 149.7 | 149.7 | 149.7 | 149.7 | 149.7 | 149.7 | 149.7 | 149.7 | 149.7
46 | BRAZOS VALLEY CTG 2 |  | BVE_UNIT2 | FORT BEND | GAS-CC | HOUSTON | 2003 | 198.9 | 149.7 | 149.7 | 149.7 | 149.7 | 149.7 | 149.7 | 149.7 | 149.7 | 149.7 | 149.7
47 | BRAZOS VALLEY STG 3 |  | BVE_UNIT3 | FORT BEND | GAS-CC | HOUSTON | 2003 | 275.57 | 257.9 | 257.9 | 257.9 | 257.9 | 257.9 | 257.9 | 257.9 | 257.9 | 257.9 | 257.9
48 | CALENERGY-FALCON SEABOARD CTG 1 |  | FLCNS_UNIT1 | HOWARD | GAS-CC | WEST | 1987 | 75 | 75 | 75 | 75 | 75 | 75 | 75 | 75 | 75 | 75 | 75
49 | CALENERGY-FALCON SEABOARD CTG 2 |  | FLCNS_UNIT2 | HOWARD | GAS-CC | WEST | 1987 | 75 | 75 | 75 | 75 | 75 | 75 | 75 | 75 | 75 | 75 | 75
50 | CALENERGY-FALCON SEABOARD STG 3 |  | FLCNS_UNIT3 | HOWARD | GAS-CC | WEST | 1988 | 62 | 70 | 70 | 70 | 70 | 70 | 70 | 70 | 70 | 70 | 70
51 | CALHOUN (PORT COMFORT) CTG 1 |  | CALHOUN_UNIT1 | CALHOUN | GAS-GT | COASTAL | 2017 | 60.5 | 44 | 44 | 44 | 44 | 44 | 44 | 44 | 44 | 44 | 44
52 | CALHOUN (PORT COMFORT) CTG 2 |  | CALHOUN_UNIT2 | CALHOUN | GAS-GT | COASTAL | 2017 | 60.5 | 44 | 44 | 44 | 44 | 44 | 44 | 44 | 44 | 44 | 44
53 | CASTLEMAN CHAMON CTG 1 |  | CHAMON_CTG_0101 | HARRIS | GAS-GT | HOUSTON | 2017 | 60.5 | 44 | 44 | 44 | 44 | 44 | 44 | 44 | 44 | 44 | 44
54 | CASTLEMAN CHAMON CTG 2 |  | CHAMON_CTG_0301 | HARRIS | GAS-GT | HOUSTON | 2017 | 60.5 | 44 | 44 | 44 | 44 | 44 | 44 | 44 | 44 | 44 | 44
55 | CEDAR BAYOU 4 CTG 1 |  | CBY4_CT41 | CHAMBERS | GAS-CC | HOUSTON | 2009 | 205 | 163 | 163 | 163 | 163 | 163 | 163 | 163 | 163 | 163 | 163
56 | CEDAR BAYOU 4 CTG 2 |  | CBY4_CT42 | CHAMBERS | GAS-CC | HOUSTON | 2009 | 205 | 163 | 163 | 163 | 163 | 163 | 163 | 163 | 163 | 163 | 163
57 | CEDAR BAYOU 4 STG |  | CBY4_ST04 | CHAMBERS | GAS-CC | HOUSTON | 2009 | 205 | 178 | 178 | 178 | 178 | 178 | 178 | 178 | 178 | 178 | 178
58 | CEDAR BAYOU STG 1 |  | CBY_CBY_G1 | CHAMBERS | GAS-ST | HOUSTON | 1970 | 765 | 745 | 745 | 745 | 745 | 745 | 745 | 745 | 745 | 745 | 745
59 | CEDAR BAYOU STG 2 |  | CBY_CBY_G2 | CHAMBERS | GAS-ST | HOUSTON | 1972 | 765 | 749 | 749 | 749 | 749 | 749 | 749 | 749 | 749 | 749 | 749
60 | COLORADO BEND ENERGY CENTER CTG 1 |  | CBEC_GT1 | WHARTON | GAS-CC | SOUTH | 2007 | 86.5 | 79.9 | 79.9 | 79.9 | 79.9 | 79.9 | 79.9 | 79.9 | 79.9 | 79.9 | 79.9
61 | COLORADO BEND ENERGY CENTER CTG 2 |  | CBEC_GT2 | WHARTON | GAS-CC | SOUTH | 2007 | 86.5 | 71.9 | 71.9 | 71.9 | 71.9 | 71.9 | 71.9 | 71.9 | 71.9 | 71.9 | 71.9
62 | COLORADO BEND ENERGY CENTER CTG 3 |  | CBEC_GT3 | WHARTON | GAS-CC | SOUTH | 2008 | 86.5 | 78.9 | 78.9 | 78.9 | 78.9 | 78.9 | 78.9 | 78.9 | 78.9 | 78.9 | 78.9
63 | COLORADO BEND ENERGY CENTER CTG 4 |  | CBEC_GT4 | WHARTON | GAS-CC | SOUTH | 2008 | 86.5 | 72.9 | 72.9 | 72.9 | 72.9 | 72.9 | 72.9 | 72.9 | 72.9 | 72.9 | 72.9
64 | COLORADO BEND ENERGY CENTER STG 1 |  | CBEC_STG1 | WHARTON | GAS-CC | SOUTH | 2007 | 105 | 102 | 102 | 102 | 102 | 102 | 102 | 102 | 102 | 102 | 102
65 | COLORADO BEND ENERGY CENTER STG 2 |  | CBEC_STG2 | WHARTON | GAS-CC | SOUTH | 2008 | 108.8 | 107 | 107 | 107 | 107 | 107 | 107 | 107 | 107 | 107 | 107
66 | COLORADO BEND II CTG 7 | 18INR0077 | CBECII_CT7 | WHARTON | GAS-CC | SOUTH | 2017 | 360.9 | 329.3 | 329.3 | 329.3 | 329.3 | 329.3 | 329.3 | 329.3 | 329.3 | 329.3 | 329.3
67 | COLORADO BEND II CTG 8 | 18INR0077 | CBECII_CT8 | WHARTON | GAS-CC | SOUTH | 2017 | 360.9 | 335 | 335 | 335 | 335 | 335 | 335 | 335 | 335 | 335 | 335
68 | COLORADO BEND II STG 9 | 18INR0077 | CBECII_STG9 | WHARTON | GAS-CC | SOUTH | 2017 | 508.5 | 478.4 | 478.4 | 478.4 | 478.4 | 478.4 | 478.4 | 478.4 | 478.4 | 478.4 | 478.4
69 | CVC CHANNELVIEW CTG 1 |  | CVC_CVC_G1 | HARRIS | GAS-CC | HOUSTON | 2008 | 192.1 | 169 | 169 | 169 | 169 | 169 | 169 | 169 | 169 | 169 | 169
70 | CVC CHANNELVIEW CTG 2 |  | CVC_CVC_G2 | HARRIS | GAS-CC | HOUSTON | 2008 | 192.1 | 165 | 165 | 165 | 165 | 165 | 165 | 165 | 165 | 165 | 165
71 | CVC CHANNELVIEW CTG 3 |  | CVC_CVC_G3 | HARRIS | GAS-CC | HOUSTON | 2008 | 192.1 | 165 | 165 | 165 | 165 | 165 | 165 | 165 | 165 | 165 | 165
72 | CVC CHANNELVIEW STG 5 |  | CVC_CVC_G5 | HARRIS | GAS-CC | HOUSTON | 2008 | 150 | 144 | 144 | 144 | 144 | 144 | 144 | 144 | 144 | 144 | 144
73 | DANSBY CTG 2 |  | DANSBY_DANSBYG2 | BRAZOS | GAS-GT | NORTH | 2004 | 48 | 45 | 45 | 45 | 45 | 45 | 45 | 45 | 45 | 45 | 45
74 | DANSBY CTG 3 |  | DANSBY_DANSBYG3 | BRAZOS | GAS-GT | NORTH | 2010 | 50 | 47 | 47 | 47 | 47 | 47 | 47 | 47 | 47 | 47 | 47
75 | DANSBY STG 1 |  | DANSBY_DANSBYG1 | BRAZOS | GAS-ST | NORTH | 1978 | 120 | 107 | 107 | 107 | 107 | 107 | 107 | 107 | 107 | 107 | 107
76 | DECKER CREEK CTG 1 |  | DECKER_DPGT_1 | TRAVIS | GAS-GT | SOUTH | 1989 | 56.7 | 48 | 48 | 48 | 48 | 48 | 48 | 48 | 48 | 48 | 48
77 | DECKER CREEK CTG 2 |  | DECKER_DPGT_2 | TRAVIS | GAS-GT | SOUTH | 1989 | 56.7 | 48 | 48 | 48 | 48 | 48 | 48 | 48 | 48 | 48 | 48
78 | DECKER CREEK CTG 3 |  | DECKER_DPGT_3 | TRAVIS | GAS-GT | SOUTH | 1989 | 56.7 | 48 | 48 | 48 | 48 | 48 | 48 | 48 | 48 | 48 | 48
79 | DECKER CREEK CTG 4 |  | DECKER_DPGT_4 | TRAVIS | GAS-GT | SOUTH | 1989 | 56.7 | 48 | 48 | 48 | 48 | 48 | 48 | 48 | 48 | 48 | 48
80 | DECORDOVA CTG 1 |  | DCSES_CT10 | HOOD | GAS-GT | NORTH | 1990 | 89.48 | 69 | 69 | 69 | 69 | 69 | 69 | 69 | 69 | 69 | 69
81 | DECORDOVA CTG 2 |  | DCSES_CT20 | HOOD | GAS-GT | NORTH | 1990 | 89.48 | 69 | 69 | 69 | 69 | 69 | 69 | 69 | 69 | 69 | 69
82 | DECORDOVA CTG 3 |  | DCSES_CT30 | HOOD | GAS-GT | NORTH | 1990 | 89.48 | 68 | 68 | 68 | 68 | 68 | 68 | 68 | 68 | 68 | 68
83 | DECORDOVA CTG 4 |  | DCSES_CT40 | HOOD | GAS-GT | NORTH | 1990 | 89.48 | 69 | 69 | 69 | 69 | 69 | 69 | 69 | 69 | 69 | 69
84 | DEER PARK ENERGY CENTER CTG 1 |  | DDPEC_GT1 | HARRIS | GAS-CC | HOUSTON | 2002 | 190.4 | 172 | 172 | 172 | 172 | 172 | 172 | 172 | 172 | 172 | 172
85 | DEER PARK ENERGY CENTER CTG 2 |  | DDPEC_GT2 | HARRIS | GAS-CC | HOUSTON | 2002 | 190.4 | 182 | 182 | 182 | 182 | 182 | 182 | 182 | 182 | 182 | 182
86 | DEER PARK ENERGY CENTER CTG 3 |  | DDPEC_GT3 | HARRIS | GAS-CC | HOUSTON | 2002 | 190.4 | 172 | 172 | 172 | 172 | 172 | 172 | 172 | 172 | 172 | 172
87 | DEER PARK ENERGY CENTER CTG 4 |  | DDPEC_GT4 | HARRIS | GAS-CC | HOUSTON | 2002 | 190.4 | 182 | 182 | 182 | 182 | 182 | 182 | 182 | 182 | 182 | 182
88 | DEER PARK ENERGY CENTER CTG 6 |  | DDPEC_GT6 | HARRIS | GAS-CC | HOUSTON | 2014 | 199 | 156 | 156 | 156 | 156 | 156 | 156 | 156 | 156 | 156 | 156
89 | DEER PARK ENERGY CENTER STG 1 |  | DDPEC_ST1 | HARRIS | GAS-CC | HOUSTON | 2002 | 274.5 | 287 | 287 | 287 | 287 | 287 | 287 | 287 | 287 | 287 | 287
90 | DENTON ENERGY CENTER IC A |  | DEC_AGR_A | DENTON | GAS-IC | NORTH | 2018 | 56.45 | 56.5 | 56.5 | 56.5 | 56.5 | 56.5 | 56.5 | 56.5 | 56.5 | 56.5 | 56.5
91 | DENTON ENERGY CENTER IC B |  | DEC_AGR_B | DENTON | GAS-IC | NORTH | 2018 | 56.45 | 56.5 | 56.5 | 56.5 | 56.5 | 56.5 | 56.5 | 56.5 | 56.5 | 56.5 | 56.5
92 | DENTON ENERGY CENTER IC C |  | DEC_AGR_C | DENTON | GAS-IC | NORTH | 2018 | 56.45 | 56.5 | 56.5 | 56.5 | 56.5 | 56.5 | 56.5 | 56.5 | 56.5 | 56.5 | 56.5
93 | DENTON ENERGY CENTER IC D |  | DEC_AGR_D | DENTON | GAS-IC | NORTH | 2018 | 56.45 | 56.5 | 56.5 | 56.5 | 56.5 | 56.5 | 56.5 | 56.5 | 56.5 | 56.5 | 56.5
94 | ECTOR COUNTY ENERGY CTG 1 |  | ECEC_G1 | ECTOR | GAS-GT | WEST | 2015 | 179.35 | 147 | 147 | 147 | 147 | 147 | 147 | 147 | 147 | 147 | 147
95 | ECTOR COUNTY ENERGY CTG 2 |  | ECEC_G2 | ECTOR | GAS-GT | WEST | 2015 | 179.35 | 147 | 147 | 147 | 147 | 147 | 147 | 147 | 147 | 147 | 147
96 | ELK STATION IC 3 |  | AEEC_ELK_3 | HALE | GAS-IC | PANHANDLE | 2016 | 202 | 190 | 190 | 190 | 190 | 190 | 190 | 190 | 190 | 190 | 190
97 | ENNIS POWER STATION CTG 2 |  | ETCCS_CT1 | ELLIS | GAS-CC | NORTH | 2002 | 260 | 204 | 204 | 204 | 204 | 204 | 204 | 204 | 204 | 204 | 204
98 | ENNIS POWER STATION STG 1 |  | ETCCS_UNIT1 | ELLIS | GAS-CC | NORTH | 2002 | 140 | 115 | 115 | 115 | 115 | 115 | 115 | 115 | 115 | 115 | 115
99 | EXTEX LAPORTE GEN STN CTG 1 |  | AZ_AZ_G1 | HARRIS | GAS-GT | HOUSTON | 2009 | 38.29 | 36 | 36 | 36 | 36 | 36 | 36 | 36 | 36 | 36 | 36
100 | EXTEX LAPORTE GEN STN CTG 2 |  | AZ_AZ_G2 | HARRIS | GAS-GT | HOUSTON | 2009 | 38.29 | 36 | 36 | 36 | 36 | 36 | 36 | 36 | 36 | 36 | 36
101 | EXTEX LAPORTE GEN STN CTG 3 |  | AZ_AZ_G3 | HARRIS | GAS-GT | HOUSTON | 2009 | 38.29 | 36 | 36 | 36 | 36 | 36 | 36 | 36 | 36 | 36 | 36
102 | EXTEX LAPORTE GEN STN CTG 4 |  | AZ_AZ_G4 | HARRIS | GAS-GT | HOUSTON | 2009 | 38.29 | 36 | 36 | 36 | 36 | 36 | 36 | 36 | 36 | 36 | 36
103 | FERGUSON REPLACEMENT CTG 1 |  | FERGCC_FERGGT1 | LLANO | GAS-CC | SOUTH | 2014 | 185.3 | 169 | 169 | 169 | 169 | 169 | 169 | 169 | 169 | 169 | 169
104 | FERGUSON REPLACEMENT CTG 2 |  | FERGCC_FERGGT2 | LLANO | GAS-CC | SOUTH | 2014 | 185.3 | 169 | 169 | 169 | 169 | 169 | 169 | 169 | 169 | 169 | 169
105 | FERGUSON REPLACEMENT STG 1 |  | FERGCC_FERGST1 | LLANO | GAS-CC | SOUTH | 2014 | 204 | 182 | 182 | 182 | 182 | 182 | 182 | 182 | 182 | 182 | 182
106 | FORNEY ENERGY CENTER CTG 11 |  | FRNYPP_GT11 | KAUFMAN | GAS-CC | NORTH | 2003 | 196.7 | 165 | 165 | 165 | 165 | 165 | 165 | 165 | 165 | 165 | 165
107 | FORNEY ENERGY CENTER CTG 12 |  | FRNYPP_GT12 | KAUFMAN | GAS-CC | NORTH | 2003 | 196.7 | 157 | 157 | 157 | 157 | 157 | 157 | 157 | 157 | 157 | 157
108 | FORNEY ENERGY CENTER CTG 13 |  | FRNYPP_GT13 | KAUFMAN | GAS-CC | NORTH | 2003 | 196.7 | 157 | 157 | 157 | 157 | 157 | 157 | 157 | 157 | 157 | 157
109 | FORNEY ENERGY CENTER CTG 21 |  | FRNYPP_GT21 | KAUFMAN | GAS-CC | NORTH | 2003 | 196.7 | 165 | 165 | 165 | 165 | 165 | 165 | 165 | 165 | 165 | 165
110 | FORNEY ENERGY CENTER CTG 22 |  | FRNYPP_GT22 | KAUFMAN | GAS-CC | NORTH | 2003 | 196.7 | 157 | 157 | 157 | 157 | 157 | 157 | 157 | 157 | 157 | 157
111 | FORNEY ENERGY CENTER CTG 23 |  | FRNYPP_GT23 | KAUFMAN | GAS-CC | NORTH | 2003 | 196.7 | 157 | 157 | 157 | 157 | 157 | 157 | 157 | 157 | 157 | 157
112 | FORNEY ENERGY CENTER STG 10 |  | FRNYPP_ST10 | KAUFMAN | GAS-CC | NORTH | 2003 | 422 | 406 | 406 | 406 | 406 | 406 | 406 | 406 | 406 | 406 | 406
113 | FORNEY ENERGY CENTER STG 20 |  | FRNYPP_ST20 | KAUFMAN | GAS-CC | NORTH | 2003 | 422 | 406 | 406 | 406 | 406 | 406 | 406 | 406 | 406 | 406 | 406
114 | FREESTONE ENERGY CENTER CTG 1 |  | FREC_GT1 | FREESTONE | GAS-CC | NORTH | 2002 | 179.35 | 147 | 147 | 147 | 147 | 147 | 147 | 147 | 147 | 147 | 147
115 | FREESTONE ENERGY CENTER CTG 2 |  | FREC_GT2 | FREESTONE | GAS-CC | NORTH | 2002 | 179.35 | 147 | 147 | 147 | 147 | 147 | 147 | 147 | 147 | 147 | 147
116 | FREESTONE ENERGY CENTER CTG 4 |  | FREC_GT4 | FREESTONE | GAS-CC | NORTH | 2002 | 179.35 | 145 | 145 | 145 | 145 | 145 | 145 | 145 | 145 | 145 | 145
117 | FREESTONE ENERGY CENTER CTG 5 |  | FREC_GT5 | FREESTONE | GAS-CC | NORTH | 2002 | 179.35 | 145 | 145 | 145 | 145 | 145 | 145 | 145 | 145 | 145 | 145
118 | FREESTONE ENERGY CENTER STG 3 |  | FREC_ST3 | FREESTONE | GAS-CC | NORTH | 2002 | 190.74 | 169 | 169 | 169 | 169 | 169 | 169 | 169 | 169 | 169 | 169
119 | FREESTONE ENERGY CENTER STG 6 |  | FREC_ST6 | FREESTONE | GAS-CC | NORTH | 2002 | 190.74 | 168 | 168 | 168 | 168 | 168 | 168 | 168 | 168 | 168 | 168
120 | FRIENDSWOOD G CTG 1 (FORMERLY TEJAS POWER GENERATION) |  | FEGC_UNIT1 | HARRIS | GAS-GT | HOUSTON | 2018 | 129 | 119 | 119 | 119 | 119 | 119 | 119 | 119 | 119 | 119 | 119
121 | GRAHAM STG 1 |  | GRSES_UNIT1 | YOUNG | GAS-ST | WEST | 1960 | 225 | 239 | 239 | 239 | 239 | 239 | 239 | 239 | 239 | 239 | 239
122 | GRAHAM STG 2 |  | GRSES_UNIT2 | YOUNG | GAS-ST | WEST | 1969 | 387 | 390 | 390 | 390 | 390 | 390 | 390 | 390 | 390 | 390 | 390
123 | GREENS BAYOU CTG 73 |  | GBY_GBYGT73 | HARRIS | GAS-GT | HOUSTON | 1976 | 72 | 56 | 56 | 56 | 56 | 56 | 56 | 56 | 56 | 56 | 56
124 | GREENS BAYOU CTG 74 |  | GBY_GBYGT74 | HARRIS | GAS-GT | HOUSTON | 1976 | 72 | 56 | 56 | 56 | 56 | 56 | 56 | 56 | 56 | 56 | 56
125 | GREENS BAYOU CTG 81 |  | GBY_GBYGT81 | HARRIS | GAS-GT | HOUSTON | 1976 | 72 | 56 | 56 | 56 | 56 | 56 | 56 | 56 | 56 | 56 | 56
126 | GREENS BAYOU CTG 82 |  | GBY_GBYGT82 | HARRIS | GAS-GT | HOUSTON | 1976 | 72 | 50 | 50 | 50 | 50 | 50 | 50 | 50 | 50 | 50 | 50
127 | GREENS BAYOU CTG 83 |  | GBY_GBYGT83 | HARRIS | GAS-GT | HOUSTON | 1976 | 72 | 56 | 56 | 56 | 56 | 56 | 56 | 56 | 56 | 56 | 56
128 | GREENS BAYOU CTG 84 |  | GBY_GBYGT84 | HARRIS | GAS-GT | HOUSTON | 1976 | 72 | 56 | 56 | 56 | 56 | 56 | 56 | 56 | 56 | 56 | 56
129 | GREENVILLE IC ENGINE PLANT IC 1 |  | STEAM_ENGINE_1 | HUNT | GAS-IC | NORTH | 2010 | 8.44 | 8.2 | 8.2 | 8.2 | 8.2 | 8.2 | 8.2 | 8.2 | 8.2 | 8.2 | 8.2
130 | GREENVILLE IC ENGINE PLANT IC 2 |  | STEAM_ENGINE_2 | HUNT | GAS-IC | NORTH | 2010 | 8.44 | 8.2 | 8.2 | 8.2 | 8.2 | 8.2 | 8.2 | 8.2 | 8.2 | 8.2 | 8.2
131 | GREENVILLE IC ENGINE PLANT IC 3 |  | STEAM_ENGINE_3 | HUNT | GAS-IC | NORTH | 2010 | 8.44 | 8.2 | 8.2 | 8.2 | 8.2 | 8.2 | 8.2 | 8.2 | 8.2 | 8.2 | 8.2
132 | GUADALUPE ENERGY CENTER CTG 1 |  | GUADG_GAS1 | GUADALUPE | GAS-CC | SOUTH | 2000 | 181 | 143 | 143 | 143 | 143 | 143 | 143 | 143 | 143 | 143 | 143
133 | GUADALUPE ENERGY CENTER CTG 2 |  | GUADG_GAS2 | GUADALUPE | GAS-CC | SOUTH | 2000 | 181 | 143 | 143 | 143 | 143 | 143 | 143 | 143 | 143 | 143 | 143
134 | GUADALUPE ENERGY CENTER CTG 3 |  | GUADG_GAS3 | GUADALUPE | GAS-CC | SOUTH | 2000 | 181 | 141 | 141 | 141 | 141 | 141 | 141 | 141 | 141 | 141 | 141
135 | GUADALUPE ENERGY CENTER CTG 4 |  | GUADG_GAS4 | GUADALUPE | GAS-CC | SOUTH | 2000 | 181 | 141 | 141 | 141 | 141 | 141 | 141 | 141 | 141 | 141 | 141
136 | GUADALUPE ENERGY CENTER STG 5 |  | GUADG_STM5 | GUADALUPE | GAS-CC | SOUTH | 2000 | 204 | 198 | 198 | 198 | 198 | 198 | 198 | 198 | 198 | 198 | 198
137 | GUADALUPE ENERGY CENTER STG 6 |  | GUADG_STM6 | GUADALUPE | GAS-CC | SOUTH | 2000 | 204 | 198 | 198 | 198 | 198 | 198 | 198 | 198 | 198 | 198 | 198
138 | HANDLEY STG 3 |  | HLSES_UNIT3 | TARRANT | GAS-ST | NORTH | 1963 | 395 | 395 | 395 | 395 | 395 | 395 | 395 | 395 | 395 | 395 | 395
139 | HANDLEY STG 4 |  | HLSES_UNIT4 | TARRANT | GAS-ST | NORTH | 1976 | 435 | 435 | 435 | 435 | 435 | 435 | 435 | 435 | 435 | 435 | 435
140 | HANDLEY STG 5 |  | HLSES_UNIT5 | TARRANT | GAS-ST | NORTH | 1977 | 435 | 435 | 435 | 435 | 435 | 435 | 435 | 435 | 435 | 435 | 435
141 | HAYS ENERGY FACILITY CSG 1 |  | HAYSEN_HAYSENG1 | HAYS | GAS-CC | SOUTH | 2002 | 242 | 210 | 210 | 210 | 210 | 210 | 210 | 210 | 210 | 210 | 210
142 | HAYS ENERGY FACILITY CSG 2 | 22INR0586 | HAYSEN_HAYSENG2 | HAYS | GAS-CC | SOUTH | 2002 | 242 | 211 | 211 | 211 | 211 | 211 | 211 | 211 | 211 | 211 | 211
143 | HAYS ENERGY FACILITY CSG 3 | 21INR0527 | HAYSEN_HAYSENG3 | HAYS | GAS-CC | SOUTH | 2002 | 252 | 210 | 210 | 210 | 210 | 210 | 210 | 210 | 210 | 210 | 210
144 | HAYS ENERGY FACILITY CSG 4 |  | HAYSEN_HAYSENG4 | HAYS | GAS-CC | SOUTH | 2002 | 252 | 213 | 213 | 213 | 213 | 213 | 213 | 213 | 213 | 213 | 213
145 | HIDALGO ENERGY CENTER CTG 1 |  | DUKE_DUKE_GT1 | HIDALGO | GAS-CC | SOUTH | 2000 | 176.63 | 149 | 149 | 149 | 149 | 149 | 149 | 149 | 149 | 149 | 149
146 | HIDALGO ENERGY CENTER CTG 2 |  | DUKE_DUKE_GT2 | HIDALGO | GAS-CC | SOUTH | 2000 | 176.63 | 149 | 149 | 149 | 149 | 149 | 149 | 149 | 149 | 149 | 149
147 | HIDALGO ENERGY CENTER STG 1 |  | DUKE_DUKE_ST1 | HIDALGO | GAS-CC | SOUTH | 2000 | 198.05 | 168 | 168 | 168 | 168 | 168 | 168 | 168 | 168 | 168 | 168
148 | JACK COUNTY GEN FACILITY CTG 1 |  | JACKCNTY_CT1 | JACK | GAS-CC | NORTH | 2006 | 198.9 | 150 | 150 | 150 | 150 | 150 | 150 | 150 | 150 | 150 | 150
149 | JACK COUNTY GEN FACILITY CTG 2 |  | JACKCNTY_CT2 | JACK | GAS-CC | NORTH | 2006 | 198.9 | 150 | 150 | 150 | 150 | 150 | 150 | 150 | 150 | 150 | 150
150 | JACK COUNTY GEN FACILITY CTG 3 |  | JCKCNTY2_CT3 | JACK | GAS-CC | NORTH | 2011 | 198.9 | 158 | 158 | 158 | 158 | 158 | 158 | 158 | 158 | 158 | 158
151 | JACK COUNTY GEN FACILITY CTG 4 |  | JCKCNTY2_CT4 | JACK | GAS-CC | NORTH | 2011 | 198.9 | 158 | 158 | 158 | 158 | 158 | 158 | 158 | 158 | 158 | 158
152 | JACK COUNTY GEN FACILITY STG 1 |  | JACKCNTY_STG | JACK | GAS-CC | NORTH | 2006 | 320.6 | 289 | 289 | 289 | 289 | 289 | 289 | 289 | 289 | 289 | 289
153 | JACK COUNTY GEN FACILITY STG 2 |  | JCKCNTY2_ST2 | JACK | GAS-CC | NORTH | 2011 | 320.6 | 295 | 295 | 295 | 295 | 295 | 295 | 295 | 295 | 295 | 295
154 | JOHNSON COUNTY GEN FACILITY CTG 1 |  | TEN_CT1 | JOHNSON | GAS-CC | NORTH | 1997 | 185 | 163 | 163 | 163 | 163 | 163 | 163 | 163 | 163 | 163 | 163
155 | JOHNSON COUNTY GEN FACILITY STG 1 |  | TEN_STG | JOHNSON | GAS-CC | NORTH | 1997 | 107 | 106 | 106 | 106 | 106 | 106 | 106 | 106 | 106 | 106 | 106
156 | LAKE HUBBARD STG 1 |  | LHSES_UNIT1 | DALLAS | GAS-ST | NORTH | 1970 | 397 | 392 | 392 | 392 | 392 | 392 | 392 | 392 | 392 | 392 | 392
157 | LAKE HUBBARD STG 2 |  | LHSES_UNIT2A | DALLAS | GAS-ST | NORTH | 1973 | 531 | 523 | 523 | 523 | 523 | 523 | 523 | 523 | 523 | 523 | 523
158 | LAMAR ENERGY CENTER CTG 11 |  | LPCCS_CT11 | LAMAR | GAS-CC | NORTH | 2000 | 186 | 153 | 153 | 153 | 153 | 153 | 153 | 153 | 153 | 153 | 153
159 | LAMAR ENERGY CENTER CTG 12 |  | LPCCS_CT12 | LAMAR | GAS-CC | NORTH | 2000 | 186 | 145 | 145 | 145 | 145 | 145 | 145 | 145 | 145 | 145 | 145
160 | LAMAR ENERGY CENTER CTG 21 |  | LPCCS_CT21 | LAMAR | GAS-CC | NORTH | 2000 | 186 | 145 | 145 | 145 | 145 | 145 | 145 | 145 | 145 | 145 | 145
161 | LAMAR ENERGY CENTER CTG 22 |  | LPCCS_CT22 | LAMAR | GAS-CC | NORTH | 2000 | 186 | 153 | 153 | 153 | 153 | 153 | 153 | 153 | 153 | 153 | 153
162 | LAMAR ENERGY CENTER STG 1 |  | LPCCS_UNIT1 | LAMAR | GAS-CC | NORTH | 2000 | 216 | 204 | 204 | 204 | 204 | 204 | 204 | 204 | 204 | 204 | 204
163 | LAMAR ENERGY CENTER STG 2 |  | LPCCS_UNIT2 | LAMAR | GAS-CC | NORTH | 2000 | 216 | 204 | 204 | 204 | 204 | 204 | 204 | 204 | 204 | 204 | 204
164 | LAREDO CTG 4 |  | LARDVFTN_G4 | WEBB | GAS-GT | SOUTH | 2008 | 98.5 | 90.1 | 90.1 | 90.1 | 90.1 | 90.1 | 90.1 | 90.1 | 90.1 | 90.1 | 90.1
165 | LAREDO CTG 5 |  | LARDVFTN_G5 | WEBB | GAS-GT | SOUTH | 2008 | 98.5 | 87.3 | 87.3 | 87.3 | 87.3 | 87.3 | 87.3 | 87.3 | 87.3 | 87.3 | 87.3
166 | LEON CREEK PEAKER CTG 1 |  | LEON_CRK_LCPCT1 | BEXAR | GAS-GT | SOUTH | 2004 | 48 | 46 | 46 | 46 | 46 | 46 | 46 | 46 | 46 | 46 | 46
167 | LEON CREEK PEAKER CTG 2 |  | LEON_CRK_LCPCT2 | BEXAR | GAS-GT | SOUTH | 2004 | 48 | 46 | 46 | 46 | 46 | 46 | 46 | 46 | 46 | 46 | 46
168 | LEON CREEK PEAKER CTG 3 |  | LEON_CRK_LCPCT3 | BEXAR | GAS-GT | SOUTH | 2004 | 48 | 46 | 46 | 46 | 46 | 46 | 46 | 46 | 46 | 46 | 46
169 | LEON CREEK PEAKER CTG 4 |  | LEON_CRK_LCPCT4 | BEXAR | GAS-GT | SOUTH | 2004 | 48 | 46 | 46 | 46 | 46 | 46 | 46 | 46 | 46 | 46 | 46
170 | LOST PINES POWER CTG 1 |  | LOSTPI_LOSTPGT1 | BASTROP | GAS-CC | SOUTH | 2001 | 202.5 | 170 | 170 | 170 | 170 | 170 | 170 | 170 | 170 | 170 | 170
171 | LOST PINES POWER CTG 2 |  | LOSTPI_LOSTPGT2 | BASTROP | GAS-CC | SOUTH | 2001 | 202.5 | 170 | 170 | 170 | 170 | 170 | 170 | 170 | 170 | 170 | 170
172 | LOST PINES POWER STG 1 |  | LOSTPI_LOSTPST1 | BASTROP | GAS-CC | SOUTH | 2001 | 204 | 188 | 188 | 188 | 188 | 188 | 188 | 188 | 188 | 188 | 188
173 | MAGIC VALLEY STATION CTG 1 |  | NEDIN_NEDIN_G1 | HIDALGO | GAS-CC | SOUTH | 2001 | 266.9 | 215 | 215 | 215 | 215 | 215 | 215 | 215 | 215 | 215 | 215
174 | MAGIC VALLEY STATION CTG 2 |  | NEDIN_NEDIN_G2 | HIDALGO | GAS-CC | SOUTH | 2001 | 266.9 | 215 | 215 | 215 | 215 | 215 | 215 | 215 | 215 | 215 | 215
175 | MAGIC VALLEY STATION STG 3 |  | NEDIN_NEDIN_G3 | HIDALGO | GAS-CC | SOUTH | 2001 | 258.4 | 236 | 236 | 236 | 236 | 236 | 236 | 236 | 236 | 236 | 236
176 | MIDLOTHIAN ENERGY FACILITY CTG 1 |  | MDANP_CT1 | ELLIS | GAS-CC | NORTH | 2001 | 247 | 229 | 229 | 229 | 229 | 229 | 229 | 229 | 229 | 229 | 229
177 | MIDLOTHIAN ENERGY FACILITY CTG 2 | 21INR0534 | MDANP_CT2 | ELLIS | GAS-CC | NORTH | 2001 | 247 | 227 | 227 | 227 | 227 | 227 | 227 | 227 | 227 | 227 | 227
178 | MIDLOTHIAN ENERGY FACILITY CTG 3 | 22INR0543 | MDANP_CT3 | ELLIS | GAS-CC | NORTH | 2001 | 247 | 227 | 227 | 227 | 227 | 227 | 227 | 227 | 227 | 227 | 227
179 | MIDLOTHIAN ENERGY FACILITY CTG 4 | 22INR0523 | MDANP_CT4 | ELLIS | GAS-CC | NORTH | 2001 | 247 | 227 | 227 | 227 | 227 | 227 | 227 | 227 | 227 | 227 | 227
180 | MIDLOTHIAN ENERGY FACILITY CTG 5 |  | MDANP_CT5 | ELLIS | GAS-CC | NORTH | 2002 | 260 | 241 | 241 | 241 | 241 | 241 | 241 | 241 | 241 | 241 | 241
181 | MIDLOTHIAN ENERGY FACILITY CTG 6 |  | MDANP_CT6 | ELLIS | GAS-CC | NORTH | 2002 | 260 | 243 | 243 | 243 | 243 | 243 | 243 | 243 | 243 | 243 | 243
182 | MORGAN CREEK CTG 1 |  | MGSES_CT1 | MITCHELL | GAS-GT | WEST | 1988 | 89.4 | 66 | 66 | 66 | 66 | 66 | 66 | 66 | 66 | 66 | 66
183 | MORGAN CREEK CTG 2 |  | MGSES_CT2 | MITCHELL | GAS-GT | WEST | 1988 | 89.4 | 65 | 65 | 65 | 65 | 65 | 65 | 65 | 65 | 65 | 65
184 | MORGAN CREEK CTG 3 |  | MGSES_CT3 | MITCHELL | GAS-GT | WEST | 1988 | 89.4 | 65 | 65 | 65 | 65 | 65 | 65 | 65 | 65 | 65 | 65
185 | MORGAN CREEK CTG 4 |  | MGSES_CT4 | MITCHELL | GAS-GT | WEST | 1988 | 89.4 | 67 | 67 | 67 | 67 | 67 | 67 | 67 | 67 | 67 | 67
186 | MORGAN CREEK CTG 5 |  | MGSES_CT5 | MITCHELL | GAS-GT | WEST | 1988 | 89.4 | 67 | 67 | 67 | 67 | 67 | 67 | 67 | 67 | 67 | 67
187 | MORGAN CREEK CTG 6 |  | MGSES_CT6 | MITCHELL | GAS-GT | WEST | 1988 | 89.4 | 67 | 67 | 67 | 67 | 67 | 67 | 67 | 67 | 67 | 67
188 | MOUNTAIN CREEK STG 6 |  | MCSES_UNIT6 | DALLAS | GAS-ST | NORTH | 1956 | 122 | 122 | 122 | 122 | 122 | 122 | 122 | 122 | 122 | 122 | 122
189 | MOUNTAIN CREEK STG 7 |  | MCSES_UNIT7 | DALLAS | GAS-ST | NORTH | 1958 | 118 | 118 | 118 | 118 | 118 | 118 | 118 | 118 | 118 | 118 | 118
190 | MOUNTAIN CREEK STG 8 |  | MCSES_UNIT8 | DALLAS | GAS-ST | NORTH | 1967 | 568 | 568 | 568 | 568 | 568 | 568 | 568 | 568 | 568 | 568 | 568
191 | NUECES BAY REPOWER CTG 8 |  | NUECES_B_NUECESG8 | NUECES | GAS-CC | COASTAL | 2010 | 189.55 | 157 | 157 | 157 | 157 | 157 | 157 | 157 | 157 | 157 | 157
192 | NUECES BAY REPOWER CTG 9 |  | NUECES_B_NUECESG9 | NUECES | GAS-CC | COASTAL | 2010 | 189.55 | 157 | 157 | 157 | 157 | 157 | 157 | 157 | 157 | 157 | 157
193 | NUECES BAY REPOWER STG 7 |  | NUECES_B_NUECESG7 | NUECES | GAS-CC | COASTAL | 1972 | 351 | 319 | 319 | 319 | 319 | 319 | 319 | 319 | 319 | 319 | 319
194 | O W SOMMERS STG 1 |  | CALAVERS_OWS1 | BEXAR | GAS-ST | SOUTH | 1972 | 445 | 420 | 420 | 420 | 420 | 420 | 420 | 420 | 420 | 420 | 420
195 | O W SOMMERS STG 2 |  | CALAVERS_OWS2 | BEXAR | GAS-ST | SOUTH | 1974 | 435 | 410 | 410 | 410 | 410 | 410 | 410 | 410 | 410 | 410 | 410
196 | ODESSA-ECTOR POWER CTG 11 |  | OECCS_CT11 | ECTOR | GAS-CC | WEST | 2001 | 176 | 166.7 | 166.7 | 166.7 | 166.7 | 166.7 | 166.7 | 166.7 | 166.7 | 166.7 | 166.7
197 | ODESSA-ECTOR POWER CTG 12 |  | OECCS_CT12 | ECTOR | GAS-CC | WEST | 2001 | 176 | 158.2 | 158.2 | 158.2 | 158.2 | 158.2 | 158.2 | 158.2 | 158.2 | 158.2 | 158.2
198 | ODESSA-ECTOR POWER CTG 21 | 20INR0282 | OECCS_CT21 | ECTOR | GAS-CC | WEST | 2001 | 176 | 166.7 | 166.7 | 166.7 | 166.7 | 166.7 | 166.7 | 166.7 | 166.7 | 166.7 | 166.7
199 | ODESSA-ECTOR POWER CTG 22 | 20INR0282 | OECCS_CT22 | ECTOR | GAS-CC | WEST | 2001 | 176 | 158.2 | 158.2 | 158.2 | 158.2 | 158.2 | 158.2 | 158.2 | 158.2 | 158.2 | 158.2
200 | ODESSA-ECTOR POWER STG 1 |  | OECCS_UNIT1 | ECTOR | GAS-CC | WEST | 2001 | 224 | 206 | 206 | 206 | 206 | 206 | 206 | 206 | 206 | 206 | 206
201 | ODESSA-ECTOR POWER STG 2 | 20INR0282 | OECCS_UNIT2 | ECTOR | GAS-CC | WEST | 2001 | 224 | 206 | 206 | 206 | 206 | 206 | 206 | 206 | 206 | 206 | 206
202 | OLD BLOOMINGTON ROAD CTG 1 (VICTORIA PORT 2) |  | VICTPRT2_UNIT1 | VICTORIA | GAS-GT | SOUTH | 2022 | 60.5 | 44 | 44 | 44 | 44 | 44 | 44 | 44 | 44 | 44 | 44
203 | OLD BLOOMINGTON ROAD CTG 2 (VICTORIA PORT 2) |  | VICTPRT2_UNIT2 | VICTORIA | GAS-GT | SOUTH | 2022 | 60.5 | 44 | 44 | 44 | 44 | 44 | 44 | 44 | 44 | 44 | 44
204 | PANDA SHERMAN POWER CTG 1 |  | PANDA_S_SHER1CT1 | GRAYSON | GAS-CC | NORTH | 2014 | 232 | 199 | 199 | 199 | 199 | 199 | 199 | 199 | 199 | 199 | 199
205 | PANDA SHERMAN POWER CTG 2 |  | PANDA_S_SHER1CT2 | GRAYSON | GAS-CC | NORTH | 2014 | 232 | 199 | 199 | 199 | 199 | 199 | 199 | 199 | 199 | 199 | 199
206 | PANDA SHERMAN POWER STG 1 |  | PANDA_S_SHER1ST1 | GRAYSON | GAS-CC | NORTH | 2014 | 353.1 | 287 | 287 | 287 | 287 | 287 | 287 | 287 | 287 | 287 | 287
207 | PANDA TEMPLE I POWER CTG 1 | 22INR0533 | PANDA_T1_TMPL1CT1 | BELL | GAS-CC | NORTH | 2014 | 232 | 223 | 223 | 223 | 223 | 223 | 223 | 223 | 223 | 223 | 223
208 | PANDA TEMPLE I POWER CTG 2 | 22INR0533 | PANDA_T1_TMPL1CT2 | BELL | GAS-CC | NORTH | 2014 | 232 | 220 | 220 | 220 | 220 | 220 | 220 | 220 | 220 | 220 | 220
209 | PANDA TEMPLE I POWER STG 1 | 22INR0533 | PANDA_T1_TMPL1ST1 | BELL | GAS-CC | NORTH | 2014 | 353.1 | 326 | 326 | 326 | 326 | 326 | 326 | 326 | 326 | 326 | 326
210 | PANDA TEMPLE II POWER CTG 1 |  | PANDA_T2_TMPL2CT1 | BELL | GAS-CC | NORTH | 2015 | 232 | 191.2 | 191.2 | 191.2 | 191.2 | 191.2 | 191.2 | 191.2 | 191.2 | 191.2 | 191.2
211 | PANDA TEMPLE II POWER CTG 2 |  | PANDA_T2_TMPL2CT2 | BELL | GAS-CC | NORTH | 2015 | 232 | 191.2 | 191.2 | 191.2 | 191.2 | 191.2 | 191.2 | 191.2 | 191.2 | 191.2 | 191.2
212 | PANDA TEMPLE II POWER STG 1 |  | PANDA_T2_TMPL2ST1 | BELL | GAS-CC | NORTH | 2015 | 353.1 | 334.7 | 334.7 | 334.7 | 334.7 | 334.7 | 334.7 | 334.7 | 334.7 | 334.7 | 334.7
213 | PARIS ENERGY CENTER CTG 1 |  | TNSKA_GT1 | LAMAR | GAS-CC | NORTH | 1989 | 90.88 | 76 | 76 | 76 | 76 | 76 | 76 | 76 | 76 | 76 | 76
214 | PARIS ENERGY CENTER CTG 2 |  | TNSKA_GT2 | LAMAR | GAS-CC | NORTH | 1989 | 90.88 | 76 | 76 | 76 | 76 | 76 | 76 | 76 | 76 | 76 | 76
215 | PARIS ENERGY CENTER STG 1 |  | TNSKA_STG | LAMAR | GAS-CC | NORTH | 1990 | 90 | 87 | 87 | 87 | 87 | 87 | 87 | 87 | 87 | 87 | 87
216 | PASADENA COGEN FACILITY CTG 2 |  | PSG_PSG_GT2 | HARRIS | GAS-CC | HOUSTON | 2000 | 215.05 | 164.5 | 164.5 | 164.5 | 164.5 | 164.5 | 164.5 | 164.5 | 164.5 | 164.5 | 164.5
217 | PASADENA COGEN FACILITY CTG 3 |  | PSG_PSG_GT3 | HARRIS | GAS-CC | HOUSTON | 2000 | 215.05 | 164.5 | 164.5 | 164.5 | 164.5 | 164.5 | 164.5 | 164.5 | 164.5 | 164.5 | 164.5
218 | PASADENA COGEN FACILITY STG 2 |  | PSG_PSG_ST2 | HARRIS | GAS-CC | HOUSTON | 2000 | 195.5 | 170.4 | 170.4 | 170.4 | 170.4 | 170.4 | 170.4 | 170.4 | 170.4 | 170.4 | 170.4
219 | PEARSALL ENGINE PLANT IC A |  | PEARSAL2_AGR_A | FRIO | GAS-IC | SOUTH | 2012 | 50.64 | 50.6 | 50.6 | 50.6 | 50.6 | 50.6 | 50.6 | 50.6 | 50.6 | 50.6 | 50.6
220 | PEARSALL ENGINE PLANT IC B |  | PEARSAL2_AGR_B | FRIO | GAS-IC | SOUTH | 2012 | 50.64 | 50.6 | 50.6 | 50.6 | 50.6 | 50.6 | 50.6 | 50.6 | 50.6 | 50.6 | 50.6
221 | PEARSALL ENGINE PLANT IC C |  | PEARSAL2_AGR_C | FRIO | GAS-IC | SOUTH | 2012 | 50.64 | 50.6 | 50.6 | 50.6 | 50.6 | 50.6 | 50.6 | 50.6 | 50.6 | 50.6 | 50.6
222 | PEARSALL ENGINE PLANT IC D |  | PEARSAL2_AGR_D | FRIO | GAS-IC | SOUTH | 2012 | 50.64 | 50.6 | 50.6 | 50.6 | 50.6 | 50.6 | 50.6 | 50.6 | 50.6 | 50.6 | 50.6
223 | PERMIAN BASIN CTG 1 |  | PB2SES_CT1 | WARD | GAS-GT | WEST | 1988 | 89.4 | 63 | 63 | 63 | 63 | 63 | 63 | 63 | 63 | 63 | 63
224 | PERMIAN BASIN CTG 2 |  | PB2SES_CT2 | WARD | GAS-GT | WEST | 1988 | 89.4 | 64 | 64 | 64 | 64 | 64 | 64 | 64 | 64 | 64 | 64
225 | PERMIAN BASIN CTG 3 |  | PB2SES_CT3 | WARD | GAS-GT | WEST | 1988 | 89.4 | 64 | 64 | 64 | 64 | 64 | 64 | 64 | 64 | 64 | 64
226 | PERMIAN BASIN CTG 4 |  | PB2SES_CT4 | WARD | GAS-GT | WEST | 1990 | 89.4 | 64 | 64 | 64 | 64 | 64 | 64 | 64 | 64 | 64 | 64
227 | PERMIAN BASIN CTG 5 |  | PB2SES_CT5 | WARD | GAS-GT | WEST | 1990 | 89.4 | 65 | 65 | 65 | 65 | 65 | 65 | 65 | 65 | 65 | 65
228 | PROENERGY SOUTH 1 (PES1) CTG 1 |  | PRO_UNIT1 | HARRIS | GAS-GT | HOUSTON | 2021 | 60.5 | 44.5 | 44.5 | 44.5 | 44.5 | 44.5 | 44.5 | 44.5 | 44.5 | 44.5 | 44.5
229 | PROENERGY SOUTH 1 (PES1) CTG 2 |  | PRO_UNIT2 | HARRIS | GAS-GT | HOUSTON | 2021 | 60.5 | 44.5 | 44.5 | 44.5 | 44.5 | 44.5 | 44.5 | 44.5 | 44.5 | 44.5 | 44.5
230 | PROENERGY SOUTH 1 (PES1) CTG 3 |  | PRO_UNIT3 | HARRIS | GAS-GT | HOUSTON | 2021 | 60.5 | 44.5 | 44.5 | 44.5 | 44.5 | 44.5 | 44.5 | 44.5 | 44.5 | 44.5 | 44.5
231 | PROENERGY SOUTH 1 (PES1) CTG 4 |  | PRO_UNIT4 | HARRIS | GAS-GT | HOUSTON | 2021 | 60.5 | 44.5 | 44.5 | 44.5 | 44.5 | 44.5 | 44.5 | 44.5 | 44.5 | 44.5 | 44.5
232 | PROENERGY SOUTH 1 (PES1) CTG 5 |  | PRO_UNIT5 | HARRIS | GAS-GT | HOUSTON | 2021 | 60.5 | 44.5 | 44.5 | 44.5 | 44.5 | 44.5 | 44.5 | 44.5 | 44.5 | 44.5 | 44.5
233 | PROENERGY SOUTH 1 (PES1) CTG 6 |  | PRO_UNIT6 | HARRIS | GAS-GT | HOUSTON | 2021 | 60.5 | 44.5 | 44.5 | 44.5 | 44.5 | 44.5 | 44.5 | 44.5 | 44.5 | 44.5 | 44.5
234 | PROENERGY SOUTH 2 (PES2) CTG 7 |  | PRO_UNIT7 | HARRIS | GAS-GT | HOUSTON | 2021 | 60.5 | 44.5 | 44.5 | 44.5 | 44.5 | 44.5 | 44.5 | 44.5 | 44.5 | 44.5 | 44.5
235 | PROENERGY SOUTH 2 (PES2) CTG 8 |  | PRO_UNIT8 | HARRIS | GAS-GT | HOUSTON | 2021 | 60.5 | 44.5 | 44.5 | 44.5 | 44.5 | 44.5 | 44.5 | 44.5 | 44.5 | 44.5 | 44.5
236 | PHR PEAKERS (BAC) CTG 1 |  | BAC_CTG1 | GALVESTON | GAS-GT | HOUSTON | 2018 | 65 | 59 | 59 | 59 | 59 | 59 | 59 | 59 | 59 | 59 | 59
237 | PHR PEAKERS (BAC) CTG 2 |  | BAC_CTG2 | GALVESTON | GAS-GT | HOUSTON | 2018 | 65 | 61 | 61 | 61 | 61 | 61 | 61 | 61 | 61 | 61 | 61
238 | PHR PEAKERS (BAC) CTG 3 |  | BAC_CTG3 | GALVESTON | GAS-GT | HOUSTON | 2018 | 65 | 49 | 49 | 49 | 49 | 49 | 49 | 49 | 49 | 49 | 49
239 | PHR PEAKERS (BAC) CTG 4 |  | BAC_CTG4 | GALVESTON | GAS-GT | HOUSTON | 2018 | 65 | 54 | 54 | 54 | 54 | 54 | 54 | 54 | 54 | 54 | 54
240 | PHR PEAKERS (BAC) CTG 5 |  | BAC_CTG5 | GALVESTON | GAS-GT | HOUSTON | 2018 | 65 | 54 | 54 | 54 | 54 | 54 | 54 | 54 | 54 | 54 | 54
241 | PHR PEAKERS (BAC) CTG 6 |  | BAC_CTG6 | GALVESTON | GAS-GT | HOUSTON | 2018 | 65 | 52 | 52 | 52 | 52 | 52 | 52 | 52 | 52 | 52 | 52
242 | POWERLANE PLANT STG 1 |  | STEAM1A_STEAM_1 | HUNT | GAS-ST | NORTH | 1966 | 18.75 | 17.5 | 17.5 | 17.5 | 17.5 | 17.5 | 17.5 | 17.5 | 17.5 | 17.5 | 17.5
243 | POWERLANE PLANT STG 2 |  | STEAM_STEAM_2 | HUNT | GAS-ST | NORTH | 1967 | 25 | 23.5 | 23.5 | 23.5 | 23.5 | 23.5 | 23.5 | 23.5 | 23.5 | 23.5 | 23.5
244 | POWERLANE PLANT STG 3 |  | STEAM_STEAM_3 | HUNT | GAS-ST | NORTH | 1978 | 43.2 | 39.5 | 39.5 | 39.5 | 39.5 | 39.5 | 39.5 | 39.5 | 39.5 | 39.5 | 39.5
245 | QUAIL RUN ENERGY CTG 1 |  | QALSW_GT1 | ECTOR | GAS-CC | WEST | 2007 | 90.6 | 74 | 74 | 74 | 74 | 74 | 74 | 74 | 74 | 74 | 74
246 | QUAIL RUN ENERGY CTG 2 |  | QALSW_GT2 | ECTOR | GAS-CC | WEST | 2007 | 90.6 | 74 | 74 | 74 | 74 | 74 | 74 | 74 | 74 | 74 | 74
247 | QUAIL RUN ENERGY CTG 3 |  | QALSW_GT3 | ECTOR | GAS-CC | WEST | 2008 | 90.6 | 72 | 72 | 72 | 72 | 72 | 72 | 72 | 72 | 72 | 72
248 | QUAIL RUN ENERGY CTG 4 |  | QALSW_GT4 | ECTOR | GAS-CC | WEST | 2008 | 90.6 | 72 | 72 | 72 | 72 | 72 | 72 | 72 | 72 | 72 | 72
249 | QUAIL RUN ENERGY STG 1 |  | QALSW_STG1 | ECTOR | GAS-CC | WEST | 2007 | 98.1 | 98 | 98 | 98 | 98 | 98 | 98 | 98 | 98 | 98 | 98
250 | QUAIL RUN ENERGY STG 2 |  | QALSW_STG2 | ECTOR | GAS-CC | WEST | 2008 | 98.1 | 98 | 98 | 98 | 98 | 98 | 98 | 98 | 98 | 98 | 98
251 | R W MILLER CTG 4 |  | MIL_MILLERG4 | PALO PINTO | GAS-GT | NORTH | 1994 | 115.25 | 100 | 100 | 100 | 100 | 100 | 100 | 100 | 100 | 100 | 100
252 | R W MILLER CTG 5 |  | MIL_MILLERG5 | PALO PINTO | GAS-GT | NORTH | 1994 | 115.25 | 100 | 100 | 100 | 100 | 100 | 100 | 100 | 100 | 100 | 100
253 | R W MILLER STG 1 |  | MIL_MILLERG1 | PALO PINTO | GAS-ST | NORTH | 1968 | 74.98 | 70 | 70 | 70 | 70 | 70 | 70 | 70 | 70 | 70 | 70
254 | R W MILLER STG 2 |  | MIL_MILLERG2 | PALO PINTO | GAS-ST | NORTH | 1972 | 113.61 | 118 | 118 | 118 | 118 | 118 | 118 | 118 | 118 | 118 | 118
255 | R W MILLER STG 3 |  | MIL_MILLERG3 | PALO PINTO | GAS-ST | NORTH | 1975 | 216.01 | 208 | 208 | 208 | 208 | 208 | 208 | 208 | 208 | 208 | 208
256 | RABBS POWER STATION (UNITS 3-5) |  | RAB_UNIT3 | FORT BEND | GAS-GT | HOUSTON | 2022 | 60.5 | 44.6 | 44.6 | 44.6 | 44.6 | 44.6 | 44.6 | 44.6 | 44.6 | 44.6 | 44.6
257 | RABBS POWER STATION (UNITS 3-5) |  | RAB_UNIT4 | FORT BEND | GAS-GT | HOUSTON | 2022 | 60.5 | 44.6 | 44.6 | 44.6 | 44.6 | 44.6 | 44.6 | 44.6 | 44.6 | 44.6 | 44.6
258 | RABBS POWER STATION (UNITS 3-5) |  | RAB_UNIT5 | FORT BEND | GAS-GT | HOUSTON | 2022 | 60.5 | 44.6 | 44.6 | 44.6 | 44.6 | 44.6 | 44.6 | 44.6 | 44.6 | 44.6 | 44.6
259 | RAY OLINGER CTG 4 |  | OLINGR_OLING_4 | COLLIN | GAS-GT | NORTH | 2001 | 88.4 | 80 | 80 | 80 | 80 | 80 | 80 | 80 | 80 | 80 | 80
260 | RAY OLINGER STG 2 |  | OLINGR_OLING_2 | COLLIN | GAS-ST | NORTH | 1971 | 113.64 | 107 | 107 | 107 | 107 | 107 | 107 | 107 | 107 | 107 | 107
261 | RAY OLINGER STG 3 |  | OLINGR_OLING_3 | COLLIN | GAS-ST | NORTH | 1975 | 156.6 | 146 | 146 | 146 | 146 | 146 | 146 | 146 | 146 | 146 | 146
262 | REDGATE IC A |  | REDGATE_AGR_A | HIDALGO | GAS-IC | SOUTH | 2016 | 56.28 | 56.3 | 56.3 | 56.3 | 56.3 | 56.3 | 56.3 | 56.3 | 56.3 | 56.3 | 56.3
263 | REDGATE IC B |  | REDGATE_AGR_B | HIDALGO | GAS-IC | SOUTH | 2016 | 56.28 | 56.3 | 56.3 | 56.3 | 56.3 | 56.3 | 56.3 | 56.3 | 56.3 | 56.3 | 56.3
264 | REDGATE IC C |  | REDGATE_AGR_C | HIDALGO | GAS-IC | SOUTH | 2016 | 56.28 | 56.3 | 56.3 | 56.3 | 56.3 | 56.3 | 56.3 | 56.3 | 56.3 | 56.3 | 56.3
265 | REDGATE IC D |  | REDGATE_AGR_D | HIDALGO | GAS-IC | SOUTH | 2016 | 56.28 | 56.3 | 56.3 | 56.3 | 56.3 | 56.3 | 56.3 | 56.3 | 56.3 | 56.3 | 56.3
266 | RIO NOGALES POWER CTG 1 |  | RIONOG_CT1 | GUADALUPE | GAS-CC | SOUTH | 2002 | 188.7 | 158 | 158 | 158 | 158 | 158 | 158 | 158 | 158 | 158 | 158
267 | RIO NOGALES POWER CTG 2 |  | RIONOG_CT2 | GUADALUPE | GAS-CC | SOUTH | 2002 | 188.7 | 158 | 158 | 158 | 158 | 158 | 158 | 158 | 158 | 158 | 158
268 | RIO NOGALES POWER CTG 3 |  | RIONOG_CT3 | GUADALUPE | GAS-CC | SOUTH | 2002 | 188.7 | 158 | 158 | 158 | 158 | 158 | 158 | 158 | 158 | 158 | 158
269 | RIO NOGALES POWER STG 4 |  | RIONOG_ST1 | GUADALUPE | GAS-CC | SOUTH | 2002 | 373.16 | 303 | 303 | 303 | 303 | 303 | 303 | 303 | 303 | 303 | 303
270 | SAM RAYBURN POWER CTG 7 |  | RAYBURN_RAYBURG7 | VICTORIA | GAS-CC | SOUTH | 2003 | 60.5 | 50 | 50 | 50 | 50 | 50 | 50 | 50 | 50 | 50 | 50
271 | SAM RAYBURN POWER CTG 8 |  | RAYBURN_RAYBURG8 | VICTORIA | GAS-CC | SOUTH | 2003 | 60.5 | 50 | 50 | 50 | 50 | 50 | 50 | 50 | 50 | 50 | 50
272 | SAM RAYBURN POWER CTG 9 |  | RAYBURN_RAYBURG9 | VICTORIA | GAS-CC | SOUTH | 2003 | 60.5 | 50 | 50 | 50 | 50 | 50 | 50 | 50 | 50 | 50 | 50
273 | SAM RAYBURN POWER STG 10 |  | RAYBURN_RAYBURG10 | VICTORIA | GAS-CC | SOUTH | 2003 | 41.98 | 40 | 40 | 40 | 40 | 40 | 40 | 40 | 40 | 40 | 40
274 | SAN JACINTO SES CTG 1 |  | SJS_SJS_G1 | HARRIS | GAS-GT | HOUSTON | 1995 | 88.23 | 80 | 80 | 80 | 80 | 80 | 80 | 80 | 80 | 80 | 80
275 | SAN JACINTO SES CTG 2 |  | SJS_SJS_G2 | HARRIS | GAS-GT | HOUSTON | 1995 | 88.23 | 80 | 80 | 80 | 80 | 80 | 80 | 80 | 80 | 80 | 80
276 | SANDHILL ENERGY CENTER CTG 1 |  | SANDHSYD_SH1 | TRAVIS | GAS-GT | SOUTH | 2001 | 60.5 | 47 | 47 | 47 | 47 | 47 | 47 | 47 | 47 | 47 | 47
277 | SANDHILL ENERGY CENTER CTG 2 |  | SANDHSYD_SH2 | TRAVIS | GAS-GT | SOUTH | 2001 | 60.5 | 47 | 47 | 47 | 47 | 47 | 47 | 47 | 47 | 47 | 47
278 | SANDHILL ENERGY CENTER CTG 3 |  | SANDHSYD_SH3 | TRAVIS | GAS-GT | SOUTH | 2001 | 60.5 | 47 | 47 | 47 | 47 | 47 | 47 | 47 | 47 | 47 | 47
279 | SANDHILL ENERGY CENTER CTG 4 |  | SANDHSYD_SH4 | TRAVIS | GAS-GT | SOUTH | 2001 | 60.5 | 47 | 47 | 47 | 47 | 47 | 47 | 47 | 47 | 47 | 47
280 | SANDHILL ENERGY CENTER CTG 5A |  | SANDHSYD_SH_5A | TRAVIS | GAS-CC | SOUTH | 2004 | 198.9 | 142 | 142 | 142 | 142 | 142 | 142 | 142 | 142 | 142 | 142
281 | SANDHILL ENERGY CENTER CTG 6 |  | SANDHSYD_SH6 | TRAVIS | GAS-GT | SOUTH | 2010 | 60.5 | 47 | 47 | 47 | 47 | 47 | 47 | 47 | 47 | 47 | 47
282 | SANDHILL ENERGY CENTER CTG 7 |  | SANDHSYD_SH7 | TRAVIS | GAS-GT | SOUTH | 2010 | 60.5 | 47 | 47 | 47 | 47 | 47 | 47 | 47 | 47 | 47 | 47
283 | SANDHILL ENERGY CENTER STG 5C |  | SANDHSYD_SH_5C | TRAVIS | GAS-CC | SOUTH | 2004 | 191 | 139 | 139 | 139 | 139 | 139 | 139 | 139 | 139 | 139 | 139
284 | SILAS RAY CTG 10 |  | SILASRAY_SILAS_10 | CAMERON | GAS-GT | COASTAL | 2004 | 60.5 | 46 | 46 | 46 | 46 | 46 | 46 | 46 | 46 | 46 | 46
285 | SILAS RAY POWER CTG 9 |  | SILASRAY_SILAS_9 | CAMERON | GAS-CC | COASTAL | 1996 | 50 | 38 | 38 | 38 | 38 | 38 | 38 | 38 | 38 | 38 | 38
286 | SILAS RAY POWER STG 6 |  | SILASRAY_SILAS_6 | CAMERON | GAS-CC | COASTAL | 1962 | 25 | 20 | 20 | 20 | 20 | 20 | 20 | 20 | 20 | 20 | 20
287 | SIM GIDEON STG 1 |  | GIDEON_GIDEONG1 | BASTROP | GAS-ST | SOUTH | 1965 | 136 | 130 | 130 | 130 | 130 | 130 | 130 | 130 | 130 | 130 | 130
288 | SIM GIDEON STG 2 |  | GIDEON_GIDEONG2 | BASTROP | GAS-ST | SOUTH | 1968 | 136 | 135 | 135 | 135 | 135 | 135 | 135 | 135 | 135 | 135 | 135
289 | SIM GIDEON STG 3 |  | GIDEON_GIDEONG3 | BASTROP | GAS-ST | SOUTH | 1972 | 351 | 336 | 336 | 336 | 336 | 336 | 336 | 336 | 336 | 336 | 336
290 | SKY GLOBAL POWER ONE IC A |  | SKY1_SKY1A | COLORADO | GAS-IC | SOUTH | 2016 | 25.71 | 26.7 | 26.7 | 26.7 | 26.7 | 26.7 | 26.7 | 26.7 | 26.7 | 26.7 | 26.7
291 | SKY GLOBAL POWER ONE IC B |  | SKY1_SKY1B | COLORADO | GAS-IC | SOUTH | 2016 | 25.71 | 26.7 | 26.7 | 26.7 | 26.7 | 26.7 | 26.7 | 26.7 | 26.7 | 26.7 | 26.7
292 | SPENCER STG U4 |  | SPNCER_SPNCE_4 | DENTON | GAS-ST | NORTH | 1966 | 61 | 57 | 57 | 57 | 57 | 57 | 57 | 57 | 57 | 57 | 57
293 | SPENCER STG U5 |  | SPNCER_SPNCE_5 | DENTON | GAS-ST | NORTH | 1973 | 65 | 61 | 61 | 61 | 61 | 61 | 61 | 61 | 61 | 61 | 61
294 | STRYKER CREEK STG 1 |  | SCSES_UNIT1A | CHEROKEE | GAS-ST | NORTH | 1958 | 177 | 167 | 167 | 167 | 167 | 167 | 167 | 167 | 167 | 167 | 167
295 | STRYKER CREEK STG 2 |  | SCSES_UNIT2 | CHEROKEE | GAS-ST | NORTH | 1965 | 479 | 502 | 502 | 502 | 502 | 502 | 502 | 502 | 502 | 502 | 502
296 | T H WHARTON CTG 1 |  | THW_THWGT_1 | HARRIS | GAS-GT | HOUSTON | 1967 | 16.32 | 14 | 14 | 14 | 14 | 14 | 14 | 14 | 14 | 14 | 14
297 | T H WHARTON POWER CTG 31 |  | THW_THWGT31 | HARRIS | GAS-CC | HOUSTON | 1972 | 51.3 | 54 | 54 | 54 | 54 | 54 | 54 | 54 | 54 | 54 | 54
298 | T H WHARTON POWER CTG 32 |  | THW_THWGT32 | HARRIS | GAS-CC | HOUSTON | 1972 | 51.3 | 54 | 54 | 54 | 54 | 54 | 54 | 54 | 54 | 54 | 54
299 | T H WHARTON POWER CTG 33 |  | THW_THWGT33 | HARRIS | GAS-CC | HOUSTON | 1972 | 51.3 | 54 | 54 | 54 | 54 | 54 | 54 | 54 | 54 | 54 | 54
300 | T H WHARTON POWER CTG 34 |  | THW_THWGT34 | HARRIS | GAS-CC | HOUSTON | 1972 | 51.3 | 54 | 54 | 54 | 54 | 54 | 54 | 54 | 54 | 54 | 54
301 | T H WHARTON POWER CTG 41 |  | THW_THWGT41 | HARRIS | GAS-CC | HOUSTON | 1972 | 51.3 | 54 | 54 | 54 | 54 | 54 | 54 | 54 | 54 | 54 | 54
302 | T H WHARTON POWER CTG 42 |  | THW_THWGT42 | HARRIS | GAS-CC | HOUSTON | 1972 | 51.3 | 54 | 54 | 54 | 54 | 54 | 54 | 54 | 54 | 54 | 54
303 | T H WHARTON POWER CTG 43 |  | THW_THWGT43 | HARRIS | GAS-CC | HOUSTON | 1974 | 62 | 54 | 54 | 54 | 54 | 54 | 54 | 54 | 54 | 54 | 54
304 | T H WHARTON POWER CTG 44 |  | THW_THWGT44 | HARRIS | GAS-CC | HOUSTON | 1974 | 62 | 54 | 54 | 54 | 54 | 54 | 54 | 54 | 54 | 54 | 54
305 | T H WHARTON POWER CTG 51 |  | THW_THWGT51 | HARRIS | GAS-GT | HOUSTON | 1975 | 85 | 56 | 56 | 56 | 56 | 56 | 56 | 56 | 56 | 56 | 56
306 | T H WHARTON POWER CTG 52 |  | THW_THWGT52 | HARRIS | GAS-GT | HOUSTON | 1975 | 85 | 56 | 56 | 56 | 56 | 56 | 56 | 56 | 56 | 56 | 56
307 | T H WHARTON POWER CTG 53 |  | THW_THWGT53 | HARRIS | GAS-GT | HOUSTON | 1975 | 85 | 56 | 56 | 56 | 56 | 56 | 56 | 56 | 56 | 56 | 56
308 | T H WHARTON POWER CTG 54 |  | THW_THWGT54 | HARRIS | GAS-GT | HOUSTON | 1975 | 85 | 56 | 56 | 56 | 56 | 56 | 56 | 56 | 56 | 56 | 56
309 | T H WHARTON POWER CTG 55 |  | THW_THWGT55 | HARRIS | GAS-GT | HOUSTON | 1975 | 85 | 56 | 56 | 56 | 56 | 56 | 56 | 56 | 56 | 56 | 56
310 | T H WHARTON POWER CTG 56 |  | THW_THWGT56 | HARRIS | GAS-GT | HOUSTON | 1975 | 85 | 56 | 56 | 56 | 56 | 56 | 56 | 56 | 56 | 56 | 56
311 | T H WHARTON POWER STG 3 |  | THW_THWST_3 | HARRIS | GAS-CC | HOUSTON | 1974 | 113.1 | 110 | 110 | 110 | 110 | 110 | 110 | 110 | 110 | 110 | 110
312 | T H WHARTON POWER STG 4 |  | THW_THWST_4 | HARRIS | GAS-CC | HOUSTON | 1974 | 113.1 | 110 | 110 | 110 | 110 | 110 | 110 | 110 | 110 | 110 | 110
313 | TEXAS CITY POWER CTG A |  | TXCTY_CTA | GALVESTON | GAS-CC | HOUSTON | 2000 | 129.06 | 80.3 | 80.3 | 80.3 | 80.3 | 80.3 | 80.3 | 80.3 | 80.3 | 80.3 | 80.3
314 | TEXAS CITY POWER CTG B |  | TXCTY_CTB | GALVESTON | GAS-CC | HOUSTON | 2000 | 129.06 | 80.3 | 80.3 | 80.3 | 80.3 | 80.3 | 80.3 | 80.3 | 80.3 | 80.3 | 80.3
315 | TEXAS CITY POWER CTG C |  | TXCTY_CTC | GALVESTON | GAS-CC | HOUSTON | 2000 | 129.06 | 80.3 | 80.3 | 80.3 | 80.3 | 80.3 | 80.3 | 80.3 | 80.3 | 80.3 | 80.3
316 | TEXAS CITY POWER STG |  | TXCTY_ST | GALVESTON | GAS-CC | HOUSTON | 2000 | 143.65 | 124.9 | 124.9 | 124.9 | 124.9 | 124.9 | 124.9 | 124.9 | 124.9 | 124.9 | 124.9
317 | TEXAS GULF SULPHUR CTG 1 |  | TGF_TGFGT_1 | WHARTON | GAS-GT | SOUTH | 1985 | 94 | 69 | 69 | 69 | 69 | 69 | 69 | 69 | 69 | 69 | 69
318 | TRINIDAD STG 6 |  | TRSES_UNIT6 | HENDERSON | GAS-ST | NORTH | 1965 | 239 | 235 | 235 | 235 | 235 | 235 | 235 | 235 | 235 | 235 | 235
319 | TOPAZ POWER PLANT U1 |  | TOPAZ_UNIT1 | GALVESTON | GAS-GT | HOUSTON | 2021 | 60.5 | 44.5 | 44.5 | 44.5 | 44.5 | 44.5 | 44.5 | 44.5 | 44.5 | 44.5 | 44.5
320 | TOPAZ POWER PLANT U2 |  | TOPAZ_UNIT2 | GALVESTON | GAS-GT | HOUSTON | 2021 | 60.5 | 44.5 | 44.5 | 44.5 | 44.5 | 44.5 | 44.5 | 44.5 | 44.5 | 44.5 | 44.5
321 | TOPAZ POWER PLANT U3 |  | TOPAZ_UNIT3 | GALVESTON | GAS-GT | HOUSTON | 2021 | 60.5 | 44.5 | 44.5 | 44.5 | 44.5 | 44.5 | 44.5 | 44.5 | 44.5 | 44.5 | 44.5
322 | TOPAZ POWER PLANT U4 |  | TOPAZ_UNIT4 | GALVESTON | GAS-GT | HOUSTON | 2021 | 60.5 | 44.5 | 44.5 | 44.5 | 44.5 | 44.5 | 44.5 | 44.5 | 44.5 | 44.5 | 44.5
323 | TOPAZ POWER PLANT U5 |  | TOPAZ_UNIT5 | GALVESTON | GAS-GT | HOUSTON | 2021 | 60.5 | 44.5 | 44.5 | 44.5 | 44.5 | 44.5 | 44.5 | 44.5 | 44.5 | 44.5 | 44.5
324 | TOPAZ POWER PLANT U6 |  | TOPAZ_UNIT6 | GALVESTON | GAS-GT | HOUSTON | 2021 | 60.5 | 44.5 | 44.5 | 44.5 | 44.5 | 44.5 | 44.5 | 44.5 | 44.5 | 44.5 | 44.5
325 | TOPAZ POWER PLANT U7 |  | TOPAZ_UNIT7 | GALVESTON | GAS-GT | HOUSTON | 2021 | 60.5 | 44.5 | 44.5 | 44.5 | 44.5 | 44.5 | 44.5 | 44.5 | 44.5 | 44.5 | 44.5
326 | TOPAZ POWER PLANT U8 |  | TOPAZ_UNIT8 | GALVESTON | GAS-GT | HOUSTON | 2021 | 60.5 | 44.5 | 44.5 | 44.5 | 44.5 | 44.5 | 44.5 | 44.5 | 44.5 | 44.5 | 44.5
327 | TOPAZ POWER PLANT U9 |  | TOPAZ_UNIT9 | GALVESTON | GAS-GT | HOUSTON | 2021 | 60.5 | 44.5 | 44.5 | 44.5 | 44.5 | 44.5 | 44.5 | 44.5 | 44.5 | 44.5 | 44.5
328 | TOPAZ POWER PLANT U10 |  | TOPAZ_UNIT10 | GALVESTON | GAS-GT | HOUSTON | 2021 | 60.5 | 44.5 | 44.5 | 44.5 | 44.5 | 44.5 | 44.5 | 44.5 | 44.5 | 44.5 | 44.5
329 | V H BRAUNIG CTG 5 |  | BRAUNIG_VHB6CT5 | BEXAR | GAS-GT | SOUTH | 2009 | 64.5 | 48 | 48 | 48 | 48 | 48 | 48 | 48 | 48 | 48 | 48
330 | V H BRAUNIG CTG 6 |  | BRAUNIG_VHB6CT6 | BEXAR | GAS-GT | SOUTH | 2009 | 64.5 | 48 | 48 | 48 | 48 | 48 | 48 | 48 | 48 | 48 | 48
331 | V H BRAUNIG CTG 7 |  | BRAUNIG_VHB6CT7 | BEXAR | GAS-GT | SOUTH | 2009 | 64.5 | 48 | 48 | 48 | 48 | 48 | 48 | 48 | 48 | 48 | 48
332 | V H BRAUNIG CTG 8 |  | BRAUNIG_VHB6CT8 | BEXAR | GAS-GT | SOUTH | 2009 | 64.5 | 47 | 47 | 47 | 47 | 47 | 47 | 47 | 47 | 47 | 47
333 | V H BRAUNIG STG 1 |  | BRAUNIG_VHB1 | BEXAR | GAS-ST | SOUTH | 1966 | 225 | 217 | 217 | 217 | 217 | 217 | 217 | 217 | 217 | 217 | 217
334 | V H BRAUNIG STG 2 |  | BRAUNIG_VHB2 | BEXAR | GAS-ST | SOUTH | 1968 | 240 | 230 | 230 | 230 | 230 | 230 | 230 | 230 | 230 | 230 | 230
335 | V H BRAUNIG STG 3 |  | BRAUNIG_VHB3 | BEXAR | GAS-ST | SOUTH | 1970 | 420 | 412 | 412 | 412 | 412 | 412 | 412 | 412 | 412 | 412 | 412
336 | VICTORIA CITY (CITYVICT) CTG 1 |  | CITYVICT_CTG01 | VICTORIA | GAS-GT | SOUTH | 2020 | 60.5 | 44 | 44 | 44 | 44 | 44 | 44 | 44 | 44 | 44 | 44
337 | VICTORIA CITY (CITYVICT) CTG 2 |  | CITYVICT_CTG02 | VICTORIA | GAS-GT | SOUTH | 2020 | 60.5 | 44 | 44 | 44 | 44 | 44 | 44 | 44 | 44 | 44 | 44
338 | VICTORIA PORT (VICTPORT) CTG 1 |  | VICTPORT_CTG01 | VICTORIA | GAS-GT | SOUTH | 2019 | 60.5 | 44 | 44 | 44 | 44 | 44 | 44 | 44 | 44 | 44 | 44
339 | VICTORIA PORT (VICTPORT) CTG 2 |  | VICTPORT_CTG02 | VICTORIA | GAS-GT | SOUTH | 2019 | 60.5 | 44 | 44 | 44 | 44 | 44 | 44 | 44 | 44 | 44 | 44
340 | VICTORIA POWER CTG 6 |  | VICTORIA_VICTORG6 | VICTORIA | GAS-CC | SOUTH | 2009 | 196.86 | 160 | 160 | 160 | 160 | 160 | 160 | 160 | 160 | 160 | 160
341 | VICTORIA POWER STG 5 |  | VICTORIA_VICTORG5 | VICTORIA | GAS-CC | SOUTH | 2009 | 180.2 | 125 | 125 | 125 | 125 | 125 | 125 | 125 | 125 | 125 | 125
342 | W A PARISH CTG 1 |  | WAP_WAPGT_1 | FORT BEND | GAS-GT | HOUSTON | 1967 | 16.32 | 13 | 13 | 13 | 13 | 13 | 13 | 13 | 13 | 13 | 13
343 | W A PARISH STG 1 |  | WAP_WAP_G1 | FORT BEND | GAS-ST | HOUSTON | 1958 | 187.85 | 169 | 169 | 169 | 169 | 169 | 169 | 169 | 169 | 169 | 169
344 | W A PARISH STG 2 |  | WAP_WAP_G2 | FORT BEND | GAS-ST | HOUSTON | 1958 | 187.85 | 169 | 169 | 169 | 169 | 169 | 169 | 169 | 169 | 169 | 169
345 | W A PARISH STG 3 |  | WAP_WAP_G3 | FORT BEND | GAS-ST | HOUSTON | 1961 | 299.2 | 240 | 240 | 240 | 240 | 240 | 240 | 240 | 240 | 240 | 240
346 | W A PARISH STG 4 |  | WAP_WAP_G4 | FORT BEND | GAS-ST | HOUSTON | 1968 | 580.5 | 527 | 527 | 527 | 527 | 527 | 527 | 527 | 527 | 527 | 527
347 | WICHITA FALLS CTG 1 |  | WFCOGEN_UNIT1 | WICHITA | GAS-CC | WEST | 1987 | 20 | 20 | 20 | 20 | 20 | 20 | 20 | 20 | 20 | 20 | 20
348 | WICHITA FALLS CTG 2 |  | WFCOGEN_UNIT2 | WICHITA | GAS-CC | WEST | 1987 | 20 | 20 | 20 | 20 | 20 | 20 | 20 | 20 | 20 | 20 | 20
349 | WICHITA FALLS CTG 3 |  | WFCOGEN_UNIT3 | WICHITA | GAS-CC | WEST | 1987 | 20 | 20 | 20 | 20 | 20 | 20 | 20 | 20 | 20 | 20 | 20
350 | WICHITA FALLS STG 4 |  | WFCOGEN_UNIT4 | WICHITA | GAS-CC | WEST | 1987 | 20 | 17 | 17 | 17 | 17 | 17 | 17 | 17 | 17 | 17 | 17
351 | WINCHESTER POWER PARK CTG 1 |  | WIPOPA_WPP_G1 | FAYETTE | GAS-GT | SOUTH | 2009 | 60.5 | 44 | 44 | 44 | 44 | 44 | 44 | 44 | 44 | 44 | 44
352 | WINCHESTER POWER PARK CTG 2 |  | WIPOPA_WPP_G2 | FAYETTE | GAS-GT | SOUTH | 2009 | 60.5 | 44 | 44 | 44 | 44 | 44 | 44 | 44 | 44 | 44 | 44
353 | WINCHESTER POWER PARK CTG 3 |  | WIPOPA_WPP_G3 | FAYETTE | GAS-GT | SOUTH | 2009 | 60.5 | 44 | 44 | 44 | 44 | 44 | 44 | 44 | 44 | 44 | 44
354 | WINCHESTER POWER PARK CTG 4 |  | WIPOPA_WPP_G4 | FAYETTE | GAS-GT | SOUTH | 2009 | 60.5 | 44 | 44 | 44 | 44 | 44 | 44 | 44 | 44 | 44 | 44
355 | WISE-TRACTEBEL POWER CTG 1 | 20INR0286 | WCPP_CT1 | WISE | GAS-CC | NORTH | 2004 | 275 | 241.4 | 241.4 | 241.4 | 241.4 | 241.4 | 241.4 | 241.4 | 241.4 | 241.4 | 241.4
356 | WISE-TRACTEBEL POWER CTG 2 | 20INR0286 | WCPP_CT2 | WISE | GAS-CC | NORTH | 2004 | 275 | 241.4 | 241.4 | 241.4 | 241.4 | 241.4 | 241.4 | 241.4 | 241.4 | 241.4 | 241.4
357 | WISE-TRACTEBEL POWER STG 1 | 20INR0286 | WCPP_ST1 | WISE | GAS-CC | NORTH | 2004 | 290 | 298 | 298 | 298 | 298 | 298 | 298 | 298 | 298 | 298 | 298
358 | WOLF HOLLOW POWER CTG 1 |  | WHCCS_CT1 | HOOD | GAS-CC | NORTH | 2002 | 264.5 | 238.5 | 238.5 | 238.5 | 238.5 | 238.5 | 238.5 | 238.5 | 238.5 | 238.5 | 238.5
359 | WOLF HOLLOW POWER CTG 2 |  | WHCCS_CT2 | HOOD | GAS-CC | NORTH | 2002 | 264.5 | 230.5 | 230.5 | 230.5 | 230.5 | 230.5 | 230.5 | 230.5 | 230.5 | 230.5 | 230.5
360 | WOLF HOLLOW POWER STG |  | WHCCS_STG | HOOD | GAS-CC | NORTH | 2002 | 300 | 268 | 268 | 268 | 268 | 268 | 268 | 268 | 268 | 268 | 268
361 | NACOGDOCHES POWER |  | NACPW_UNIT1 | NACOGDOCHES | BIOMASS | NORTH | 2012 | 116.45 | 105 | 105 | 105 | 105 | 105 | 105 | 105 | 105 | 105 | 105
362 | BIOENERGY AUSTIN WALZEM RD LFG |  | DG_WALZE_4UNITS | BEXAR | BIOMASS | SOUTH | 2002 | 9.8 | 9.8 | 9.8 | 9.8 | 9.8 | 9.8 | 9.8 | 9.8 | 9.8 | 9.8 | 9.8
363 | BIOENERGY TEXAS COVEL GARDENS LFG |  | DG_MEDIN_1UNIT | BEXAR | BIOMASS | SOUTH | 2005 | 9.6 | 9.6 | 9.6 | 9.6 | 9.6 | 9.6 | 9.6 | 9.6 | 9.6 | 9.6 | 9.6
364 | FARMERS BRANCH LANDFILL GAS TO ENERGY |  | DG_HBR_2UNITS | DENTON | BIOMASS | NORTH | 2011 | 3.2 | 3.2 | 3.2 | 3.2 | 3.2 | 3.2 | 3.2 | 3.2 | 3.2 | 3.2 | 3.2
365 | GRAND PRAIRIE LFG |  | DG_TRIRA_1UNIT | DALLAS | BIOMASS | NORTH | 2015 | 4 | 4 | 4 | 4 | 4 | 4 | 4 | 4 | 4 | 4 | 4
366 | NELSON GARDENS LFG |  | DG_78252_4UNITS | BEXAR | BIOMASS | SOUTH | 2013 | 4.2 | 4.2 | 4.2 | 4.2 | 4.2 | 4.2 | 4.2 | 4.2 | 4.2 | 4.2 | 4.2
367 | WM RENEWABLE-AUSTIN LFG |  | DG_SPRIN_4UNITS | TRAVIS | BIOMASS | SOUTH | 2007 | 6.4 | 6.4 | 6.4 | 6.4 | 6.4 | 6.4 | 6.4 | 6.4 | 6.4 | 6.4 | 6.4
368 | WM RENEWABLE-BIOENERGY PARTNERS LFG |  | DG_BIOE_2UNITS | DENTON | BIOMASS | NORTH | 1988 | 6.2 | 6.2 | 6.2 | 6.2 | 6.2 | 6.2 | 6.2 | 6.2 | 6.2 | 6.2 | 6.2
369 | WM RENEWABLE-DFW GAS RECOVERY LFG |  | DG_BIO2_4UNITS | DENTON | BIOMASS | NORTH | 2009 | 6.4 | 6.4 | 6.4 | 6.4 | 6.4 | 6.4 | 6.4 | 6.4 | 6.4 | 6.4 | 6.4
370 | WM RENEWABLE-MESQUITE CREEK LFG |  | DG_FREIH_2UNITS | COMAL | BIOMASS | SOUTH | 2011 | 3.2 | 3.2 | 3.2 | 3.2 | 3.2 | 3.2 | 3.2 | 3.2 | 3.2 | 3.2 | 3.2
371 | WM RENEWABLE-WESTSIDE LFG |  | DG_WSTHL_3UNITS | PARKER | BIOMASS | NORTH | 2010 | 4.8 | 4.8 | 4.8 | 4.8 | 4.8 | 4.8 | 4.8 | 4.8 | 4.8 | 4.8 | 4.8
372 | Operational Capacity Total (Nuclear, Coal, Gas, Biomass) | [6 empty] | 71031.88 | 63394.4 | 63394.4 | 63394.4 | 63394.4 | 63394.4 | 63394.4 | 63394.4 | 63394.4 | 63394.4 | 63394.4
373
374 | Operational Resources - Synchronized but not Approved for Commercial Operations (Thermal)
375 | BRANDON (LP&L) (DGR) | 21INR0201 | BRANDON_UNIT1 | LUBBOCK | GAS-GT | PANHANDLE | 2021 | 25 | 20 | 20 | 20 | 20 | 20 | 20 | 20 | 20 | 20 | 20
376 | R MASSENGALE CTG 1 (LP&L) | 21INR0202 | MASSENGL_G6 | LUBBOCK | GAS-CC | PANHANDLE | 2021 | 20 | 18 | 18 | 18 | 18 | 18 | 18 | 18 | 18 | 18 | 18
377 | R MASSENGALE CTG 2 (LP&L) | 21INR0202 | MASSENGL_G7 | LUBBOCK | GAS-CC | PANHANDLE | 2021 | 20 | 18 | 18 | 18 | 18 | 18 | 18 | 18 | 18 | 18 | 18
378 | R MASSENGALE STG (LP&L) | 21INR0202 | MASSENGL_G8 | LUBBOCK | GAS-CC | PANHANDLE | 2021 | 58.9 | 38 | 38 | 38 | 38 | 38 | 38 | 38 | 38 | 38 | 38
379 | RABBS POWER STATION (UNITS 6-8) | 22INR0597 | RAB_UNIT6 | FORT BEND | GAS-GT | HOUSTON | 2022 | 60.5 | 44.6 | 44.6 | 44.6 | 44.6 | 44.6 | 44.6 | 44.6 | 44.6 | 44.6 | 44.6
380 | RABBS POWER STATION (UNITS 6-8) | 22INR0597 | RAB_UNIT7 | FORT BEND | GAS-GT | HOUSTON | 2022 | 60.5 | 44.6 | 44.6 | 44.6 | 44.6 | 44.6 | 44.6 | 44.6 | 44.6 | 44.6 | 44.6
381 | RABBS POWER STATION (UNITS 6-8) | 22INR0597 | RAB_UNIT8 | FORT BEND | GAS-GT | HOUSTON | 2022 | 60.5 | 44.6 | 44.6 | 44.6 | 44.6 | 44.6 | 44.6 | 44.6 | 44.6 | 44.6 | 44.6
382 | TY COOKE CTG 1 (LP&L) | 21INR0506 | TY_COOKE_GT2 | LUBBOCK | GAS-GT | PANHANDLE | 2021 | 18.7 | 14 | 14 | 14 | 14 | 14 | 14 | 14 | 14 | 14 | 14
383 | TY COOKE CTG 2 (LP&L) | 21INR0506 | TY_COOKE_GT3 | LUBBOCK | GAS-GT | PANHANDLE | 2021 | 26.6 | 17 | 17 | 17 | 17 | 17 | 17 | 17 | 17 | 17 | 17
384 | Operational Capacity - Synchronized but not Approved for Commercial Operations Total (Nuclear, Coal, Gas, Biomass) | [6 empty] | 350.7 | 258.8 | 258.8 | 258.8 | 258.8 | 258.8 | 258.8 | 258.8 | 258.8 | 258.8 | 258.8
385
386 | Operational Capacity Thermal Unavailable due to Extended Outage or Derate |  | THERMAL_UNAVAIL |  |  |  |  | 0 | 0 | 0 | 0 | 0 | 0 | 0 | 0 | 0 | 0 | 0
387 | Operational Capacity Thermal Total |  | THERMAL_OPERATIONAL |  |  |  |  | 71382.58 | 63653.2 | 63653.2 | 63653.2 | 63653.2 | 63653.2 | 63653.2 | 63653.2 | 63653.2 | 63653.2 | 63653.2
388
389 | Operational Resources (Hydro)
390 | AMISTAD HYDRO 1 |  | AMISTAD_AMISTAG1 | VAL VERDE | HYDRO | WEST | 1983 | 34.7 | 37.9 | 37.9 | 37.9 | 37.9 | 37.9 | 37.9 | 37.9 | 37.9 | 37.9 | 37.9
391 | AMISTAD HYDRO 2 |  | AMISTAD_AMISTAG2 | VAL VERDE | HYDRO | WEST | 1983 | 34.7 | 37.9 | 37.9 | 37.9 | 37.9 | 37.9 | 37.9 | 37.9 | 37.9 | 37.9 | 37.9
392 | AUSTIN HYDRO 1 |  | AUSTPL_AUSTING1 | TRAVIS | HYDRO | SOUTH | 1940 | 9 | 8 | 8 | 8 | 8 | 8 | 8 | 8 | 8 | 8 | 8
393 | AUSTIN HYDRO 2 |  | AUSTPL_AUSTING2 | TRAVIS | HYDRO | SOUTH | 1940 | 9 | 9 | 9 | 9 | 9 | 9 | 9 | 9 | 9 | 9 | 9
394 | BUCHANAN HYDRO 1 |  | BUCHAN_BUCHANG1 | LLANO | HYDRO | SOUTH | 1938 | 18.3 | 16 | 16 | 16 | 16 | 16 | 16 | 16 | 16 | 16 | 16
395 | BUCHANAN HYDRO 2 |  | BUCHAN_BUCHANG2 | LLANO | HYDRO | SOUTH | 1938 | 18.3 | 16 | 16 | 16 | 16 | 16 | 16 | 16 | 16 | 16 | 16
396 | BUCHANAN HYDRO 3 |  | BUCHAN_BUCHANG3 | LLANO | HYDRO | SOUTH | 1950 | 18.3 | 17 | 17 | 17 | 17 | 17 | 17 | 17 | 17 | 17 | 17
397 | DENISON DAM 1 |  | DNDAM_DENISOG1 | GRAYSON | HYDRO | NORTH | 1944 | 50.8 | 49.5 | 49.5 | 49.5 | 49.5 | 49.5 | 49.5 | 49.5 | 49.5 | 49.5 | 49.5
398 | DENISON DAM 2 |  | DNDAM_DENISOG2 | GRAYSON | HYDRO | NORTH | 1948 | 50.8 | 49.5 | 49.5 | 49.5 | 49.5 | 49.5 | 49.5 | 49.5 | 49.5 | 49.5 | 49.5
399 | EAGLE PASS HYDRO |  | EAGLE_HY_EAGLE_HY1 | MAVERICK | HYDRO | SOUTH | 2005 | 9.6 | 9.6 | 9.6 | 9.6 | 9.6 | 9.6 | 9.6 | 9.6 | 9.6 | 9.6 | 9.6
400 | FALCON HYDRO 1 |  | FALCON_FALCONG1 | STARR | HYDRO | SOUTH | 1954 | 10.5 | 12 | 12 | 12 | 12 | 12 | 12 | 12 | 12 | 12 | 12
401 | FALCON HYDRO 2 |  | FALCON_FALCONG2 | STARR | HYDRO | SOUTH | 1954 | 10.5 | 12 | 12 | 12 | 12 | 12 | 12 | 12 | 12 | 12 | 12
402 | FALCON HYDRO 3 |  | FALCON_FALCONG3 | STARR | HYDRO | SOUTH | 1954 | 10.5 | 12 | 12 | 12 | 12 | 12 | 12 | 12 | 12 | 12 | 12
403 | GRANITE SHOALS HYDRO 1 |  | WIRTZ_WIRTZ_G1 | BURNET | HYDRO | SOUTH | 1951 | 27 | 29 | 29 | 29 | 29 | 29 | 29 | 29 | 29 | 29 | 29
404 | GRANITE SHOALS HYDRO 2 |  | WIRTZ_WIRTZ_G2 | BURNET | HYDRO | SOUTH | 1951 | 27 | 29 | 29 | 29 | 29 | 29 | 29 | 29 | 29 | 29 | 29
405 | GUADALUPE BLANCO RIVER AUTH-CANYON |  | CANYHY_CANYHYG1 | COMAL | HYDRO | SOUTH | 1989 | 6 | 6 | 6 | 6 | 6 | 6 | 6 | 6 | 6 | 6 | 6
406 | INKS HYDRO 1 |  | INKSDA_INKS_G1 | LLANO | HYDRO | SOUTH | 1938 | 15 | 14 | 14 | 14 | 14 | 14 | 14 | 14 | 14 | 14 | 14
407 | MARBLE FALLS HYDRO 1 |  | MARBFA_MARBFAG1 | BURNET | HYDRO | SOUTH | 1951 | 19.8 | 21 | 21 | 21 | 21 | 21 | 21 | 21 | 21 | 21 | 21
408 | MARBLE FALLS HYDRO 2 |  | MARBFA_MARBFAG2 | BURNET | HYDRO | SOUTH | 1951 | 19.8 | 20 | 20 | 20 | 20 | 20 | 20 | 20 | 20 | 20 | 20
409 | MARSHALL FORD HYDRO 1 |  | MARSFO_MARSFOG1 | TRAVIS | HYDRO | SOUTH | 1941 | 36 | 36 | 36 | 36 | 36 | 36 | 36 | 36 | 36 | 36 | 36
410 | MARSHALL FORD HYDRO 2 |  | MARSFO_MARSFOG2 | TRAVIS | HYDRO | SOUTH | 1941 | 36 | 36 | 36 | 36 | 36 | 36 | 36 | 36 | 36 | 36 | 36
411 | MARSHALL FORD HYDRO 3 |  | MARSFO_MARSFOG3 | TRAVIS | HYDRO | SOUTH | 1941 | 36 | 36 | 36 | 36 | 36 | 36 | 36 | 36 | 36 | 36 | 36
412 | WHITNEY DAM HYDRO |  | WND_WHITNEY1 | BOSQUE | HYDRO | NORTH | 1953 | 21 | 22 | 22 | 22 | 22 | 22 | 22 | 22 | 22 | 22 | 22
413 | WHITNEY DAM HYDRO 2 |  | WND_WHITNEY2 | BOSQUE | HYDRO | NORTH | 1953 | 21 | 22 | 22 | 22 | 22 | 22 | 22 | 22 | 22 | 22 | 22
414 | Operational Capacity Total (Hydro) | [6 empty] | 549.6 | 557.4 | 557.4 | 557.4 | 557.4 | 557.4 | 557.4 | 557.4 | 557.4 | 557.4 | 557.4
415 | Hydro Capacity Contribution (Top 20 Hours) |  | HYDRO_CAP_CONT |  |  |  |  | 549.6 | 464 | 464 | 464 | 464 | 464 | 464 | 464 | 464 | 464 | 464
416
417 | Operational Hydro Resources, Settlement Only Distributed Generators (SODGs)
418 | ARLINGTON OUTLET HYDROELECTRIC FACILITY |  | DG_OAKHL_1UNIT | TARRANT | HYDRO | NORTH | 2014 | 1.4 | 1.4 | 1.4 | 1.4 | 1.4 | 1.4 | 1.4 | 1.4 | 1.4 | 1.4 | 1.4
419 | GUADALUPE BLANCO RIVER AUTH-LAKEWOOD TAP |  | DG_LKWDT_2UNITS | GONZALES | HYDRO | SOUTH | 1931 | 4.8 | 4.8 | 4.8 | 4.8 | 4.8 | 4.8 | 4.8 | 4.8 | 4.8 | 4.8 | 4.8
420 | GUADALUPE BLANCO RIVER AUTH-MCQUEENEY |  | DG_MCQUE_5UNITS | GUADALUPE | HYDRO | SOUTH | 1928 | 7.7 | 7.7 | 7.7 | 7.7 | 7.7 | 7.7 | 7.7 | 7.7 | 7.7 | 7.7 | 7.7
421 | GUADALUPE BLANCO RIVER AUTH-SCHUMANSVILLE |  | DG_SCHUM_2UNITS | GUADALUPE | HYDRO | SOUTH | 1928 | 3.6 | 3.6 | 3.6 | 3.6 | 3.6 | 3.6 | 3.6 | 3.6 | 3.6 | 3.6 | 3.6
422 | LEWISVILLE HYDRO-CITY OF GARLAND |  | DG_LWSVL_1UNIT | DENTON | HYDRO | NORTH | 1991 | 2.2 | 2.2 | 2.2 | 2.2 | 2.2 | 2.2 | 2.2 | 2.2 | 2.2 | 2.2 | 2.2
423 | Operational Hydro Resources Total, Settlement Only Distributed Generators (SODGs) | [6 empty] | 19.7 | 19.7 | 19.7 | 19.7 | 19.7 | 19.7 | 19.7 | 19.7 | 19.7 | 19.7 | 19.7
424 | Hydro SODG Capacity Contribution (Highest 20 Peak Load Hours) |  | DG_HYDRO_CAP_CONT |  |  |  |  | 19.7 | 16.399 | 16.399 | 16.399 | 16.399 | 16.399 | 16.399 | 16.399 | 16.399 | 16.399 | 16.399
425
426 | Operational Capacity Hydroelectric Unavailable due to Extended Outage or Derate |  | HYDRO_UNAVAIL |  |  |  |  | -6 | -4.9946 | -4.9946 | -4.9946 | -4.9946 | -4.9946 | -4.9946 | -4.9946 | -4.9946 | -4.9946 | -4.9946
427 | Operational Capacity Hydroelectric Total |  | HYDRO_OPERATIONAL |  |  |  |  | 563.3 | 475.4044 | 475.4044 | 475.4044 | 475.4044 | 475.4044 | 475.4044 | 475.4044 | 475.4044 | 475.4044 | 475.4044
428
429 | Operational Resources (Switchable)
430 | ANTELOPE IC 1 |  | AEEC_ANTLP_1 | HALE | GAS-IC | PANHANDLE | 2016 | 56.04 | 54 | 54 | 54 | 54 | 54 | 54 | 54 | 54 | 54 | 54
431 | ANTELOPE IC 2 |  | AEEC_ANTLP_2 | HALE | GAS-IC | PANHANDLE | 2016 | 56.04 | 54 | 54 | 54 | 54 | 54 | 54 | 54 | 54 | 54 | 54
432 | ANTELOPE IC 3 |  | AEEC_ANTLP_3 | HALE | GAS-IC | PANHANDLE | 2016 | 56.04 | 54 | 54 | 54 | 54 | 54 | 54 | 54 | 54 | 54 | 54
433 | ELK STATION CTG 1 |  | AEEC_ELK_1 | HALE | GAS-GT | PANHANDLE | 2016 | 202 | 190 | 190 | 190 | 190 | 190 | 190 | 190 | 190 | 190 | 190
434 | ELK STATION CTG 2 |  | AEEC_ELK_2 | HALE | GAS-GT | PANHANDLE | 2016 | 202 | 190 | 190 | 190 | 190 | 190 | 190 | 190 | 190 | 190 | 190
435 | TENASKA FRONTIER STATION CTG 1 |  | FTR_FTR_G1 | GRIMES | GAS-CC | NORTH | 2000 | 185 | 160 | 160 | 160 | 160 | 160 | 160 | 160 | 160 | 160 | 160
436 | TENASKA FRONTIER STATION CTG 2 |  | FTR_FTR_G2 | GRIMES | GAS-CC | NORTH | 2000 | 185 | 160 | 160 | 160 | 160 | 160 | 160 | 160 | 160 | 160 | 160
437 | TENASKA FRONTIER STATION CTG 3 |  | FTR_FTR_G3 | GRIMES | GAS-CC | NORTH | 2000 | 185 | 160 | 160 | 160 | 160 | 160 | 160 | 160 | 160 | 160 | 160
438 | TENASKA FRONTIER STATION STG 4 |  | FTR_FTR_G4 | GRIMES | GAS-CC | NORTH | 2000 | 400 | 400 | 400 | 400 | 400 | 400 | 400 | 400 | 400 | 400 | 400
439 | TENASKA GATEWAY STATION CTG 1 |  | TGCCS_CT1 | RUSK | GAS-CC | NORTH | 2001 | 179 | 156 | 156 | 156 | 156 | 156 | 156 | 156 | 156 | 156 | 156
440 | TENASKA GATEWAY STATION CTG 2 |  | TGCCS_CT2 | RUSK | GAS-CC | NORTH | 2001 | 179 | 135 | 135 | 135 | 135 | 135 | 135 | 135 | 135 | 135 | 135
441 | TENASKA GATEWAY STATION CTG 3 |  | TGCCS_CT3 | RUSK | GAS-CC | NORTH | 2001 | 179 | 153 | 153 | 153 | 153 | 153 | 153 | 153 | 153 | 153 | 153
442 | TENASKA GATEWAY STATION STG 4 |  | TGCCS_UNIT4 | RUSK | GAS-CC | NORTH | 2001 | 400 | 402 | 402 | 402 | 402 | 402 | 402 | 402 | 402 | 402 | 402
443 | TENASKA KIAMICHI STATION 1CT101 |  | KMCHI_1CT101 | FANNIN | GAS-CC | NORTH | 2003 | 185 | 151 | 151 | 151 | 151 | 151 | 151 | 151 | 151 | 151 | 151
444 | TENASKA KIAMICHI STATION 1CT201 |  | KMCHI_1CT201 | FANNIN | GAS-CC | NORTH | 2003 | 185 | 148 | 148 | 148 | 148 | 148 | 148 | 148 | 148 | 148 | 148
445 | TENASKA KIAMICHI STATION 1ST |  | KMCHI_1ST | FANNIN | GAS-CC | NORTH | 2003 | 318 | 310 | 310 | 310 | 310 | 310 | 310 | 310 | 310 | 310 | 310
446 | TENASKA KIAMICHI STATION 2CT101 |  | KMCHI_2CT101 | FANNIN | GAS-CC | NORTH | 2003 | 185 | 150 | 150 | 150 | 150 | 150 | 150 | 150 | 150 | 150 | 150
447 | TENASKA KIAMICHI STATION 2CT201 |  | KMCHI_2CT201 | FANNIN | GAS-CC | NORTH | 2003 | 185 | 152 | 152 | 152 | 152 | 152 | 152 | 152 | 152 | 152 | 152
448 | TENASKA KIAMICHI STATION 2ST |  | KMCHI_2ST | FANNIN | GAS-CC | NORTH | 2003 | 318 | 311 | 311 | 311 | 311 | 311 | 311 | 311 | 311 | 311 | 311
449 | Switchable Capacity Total | [6 empty] | 3840.12 | 3490 | 3490 | 3490 | 3490 | 3490 | 3490 | 3490 | 3490 | 3490 | 3490
450
451 | Switchable Capacity Unavailable to ERCOT
452 | ANTELOPE IC 1 |  | AEEC_ANTLP_1_UNAVAIL | HALE | GAS-IC | PANHANDLE | 2017 | -56 | -54 | -54 | -54 | -54 | -54 | -54 | -54 | -54 | -54 | -54
453 | ANTELOPE IC 2 |  | AEEC_ANTLP_2_UNAVAIL | HALE | GAS-IC | PANHANDLE | 2017 | -56 | -54 | -54 | -54 | -54 | -54 | -54 | -54 | -54 | -54 | -54
454 | ANTELOPE IC 3 |  | AEEC_ANTLP_3_UNAVAIL | HALE | GAS-IC | PANHANDLE | 2017 | -56 | -54 | -54 | -54 | -54 | -54 | -54 | -54 | -54 | -54 | -54
455 | ELK STATION CTG 1 |  | AEEC_ELK_1_UNAVAIL | HALE | GAS-GT | PANHANDLE | 2017 | -202 | -190 | -190 | -190 | -190 | -190 | -190 | -190 | -190 | -190 | -190
456 | ELK STATION CTG 2 |  | AEEC_ELK_2_UNAVAIL | HALE | GAS-GT | PANHANDLE | 2017 | -202 | -190 | -190 | -190 | -190 | -190 | -190 | -190 | -190 | -190 | -190
457 | Switchable Capacity Unavailable to ERCOT Total | [6 empty] | -572 | -542 | -542 | -542 | -542 | -542 | -542 | -542 | -542 | -542 | -542
458
459 | Available Mothball Capacity based on Owner's Return Probability |  | MOTH_AVAIL |  |  |  |  | 470 | 365 | 365 | 365 | 365 | 365 | 365 | 365 | 365 | 365 | 365
460
461 | Private-Use Network Capacity Contribution (Top 20 Hours) |  | PUN_CAP_CONT |  | GAS |  |  | 11249 | 4407 | 4407 | 4407 | 4407 | 4407 | 4407 | 4407 | 4407 | 4407 | 4407
462 | Private-Use Network Forecast Adjustment (per Protocol 10.3.2.4) |  | PUN_CAP_ADJUST |  | GAS |  |  |  | -145 | -145 | -145 | -145 | -150 | -150 | -150 | -150 | -150 | -150
463
464 | Operational Resources (Wind)
465 | WESTERN TRAIL WIND (AJAX WIND) |  | AJAXWIND_UNIT1 | WILBARGER | WIND-O | WEST | 2022 | 225.6 | 225.6 | 225.6 | 225.6 | 225.6 | 225.6 | 225.6 | 225.6 | 225.6 | 225.6 | 225.6
466 | WESTERN TRAIL WIND (AJAX WIND) U2 |  | AJAXWIND_UNIT2 | WILBARGER | WIND-O | WEST | 2022 | 141 | 141 | 141 | 141 | 141 | 141 | 141 | 141 | 141 | 141 | 141
467 | AMADEUS WIND 1 U1 |  | AMADEUS1_UNIT1 | FISHER | WIND-O | WEST | 2021 | 36.7 | 36.7 | 36.7 | 36.7 | 36.7 | 36.7 | 36.7 | 36.7 | 36.7 | 36.7 | 36.7
468 | AMADEUS WIND 1 U2 |  | AMADEUS1_UNIT2 | FISHER | WIND-O | WEST | 2021 | 35.8 | 35.8 | 35.8 | 35.8 | 35.8 | 35.8 | 35.8 | 35.8 | 35.8 | 35.8 | 35.8
469 | AMADEUS WIND 2 U1 |  | AMADEUS2_UNIT3 | FISHER | WIND-O | WEST | 2021 | 177.7 | 177.7 | 177.7 | 177.7 | 177.7 | 177.7 | 177.7 | 177.7 | 177.7 | 177.7 | 177.7
470 | ANACACHO WIND |  | ANACACHO_ANA | KINNEY | WIND-O | SOUTH | 2012 | 99.83 | 99.8 | 99.8 | 99.8 | 99.8 | 99.8 | 99.8 | 99.8 | 99.8 | 99.8 | 99.8
471 | AVIATOR WIND U1 |  | AVIATOR_UNIT1 | COKE | WIND-O | WEST | 2021 | 180.12 | 180.1 | 180.1 | 180.1 | 180.1 | 180.1 | 180.1 | 180.1 | 180.1 | 180.1 | 180.1
472 | AVIATOR WIND U2 |  | AVIATOR_UNIT2 | COKE | WIND-O | WEST | 2021 | 145.64 | 145.6 | 145.6 | 145.6 | 145.6 | 145.6 | 145.6 | 145.6 | 145.6 | 145.6 | 145.6
473 | AVIATOR WIND U3 |  | DEWOLF_UNIT1 | COKE | WIND-O | WEST | 2021 | 199.26 | 199.3 | 199.3 | 199.3 | 199.3 | 199.3 | 199.3 | 199.3 | 199.3 | 199.3 | 199.3
474 | BAFFIN WIND UNIT1 |  | BAFFIN_UNIT1 | KENEDY | WIND-C | COASTAL | 2016 | 100 | 100 | 100 | 100 | 100 | 100 | 100 | 100 | 100 | 100 | 100
475 | BAFFIN WIND UNIT2 |  | BAFFIN_UNIT2 | KENEDY | WIND-C | COASTAL | 2016 | 102 | 102 | 102 | 102 | 102 | 102 | 102 | 102 | 102 | 102 | 102
476 | BARROW RANCH (JUMBO HILL WIND) 1 |  | BARROW_UNIT1 | ANDREWS | WIND-O | WEST | 2021 | 90.2 | 90.2 | 90.2 | 90.2 | 90.2 | 90.2 | 90.2 | 90.2 | 90.2 | 90.2 | 90.2
477 | BARROW RANCH (JUMBO HILL WIND) 2 |  | BARROW_UNIT2 | ANDREWS | WIND-O | WEST | 2021 | 70.5 | 70.5 | 70.5 | 70.5 | 70.5 | 70.5 | 70.5 | 70.5 | 70.5 | 70.5 | 70.5
478 | BARTON CHAPEL WIND |  | BRTSW_BCW1 | JACK | WIND-O | NORTH | 2007 | 120 | 120 | 120 | 120 | 120 | 120 | 120 | 120 | 120 | 120 | 120
479 | BLUE SUMMIT WIND 1 A | 22INR0550 | BLSUMMIT_BLSMT1_5 | WILBARGER | WIND-O | WEST | 2013 | 9 | 8.8 | 8.8 | 8.8 | 8.8 | 8.8 | 8.8 | 8.8 | 8.8 | 8.8 | 8.8
480 | BLUE SUMMIT WIND 1 B | 22INR0550 | BLSUMMIT_BLSMT1_6 | WILBARGER | WIND-O | WEST | 2013 | 126.4 | 124.3 | 124.3 | 124.3 | 124.3 | 124.3 | 124.3 | 124.3 | 124.3 | 124.3 | 124.3
481 | BLUE SUMMIT WIND 2 A |  | BLSUMMIT_UNIT2_25 | WILBARGER | WIND-O | WEST | 2020 | 92.5 | 89.7 | 89.7 | 89.7 | 89.7 | 89.7 | 89.7 | 89.7 | 89.7 | 89.7 | 89.7
482 | BLUE SUMMIT WIND 2 B |  | BLSUMMIT_UNIT2_17 | WILBARGER | WIND-O | WEST | 2020 | 6.86 | 6.7 | 6.7 | 6.7 | 6.7 | 6.7 | 6.7 | 6.7 | 6.7 | 6.7 | 6.7
483 | BLUE SUMMIT WIND 3 A |  | BLSUMIT3_UNIT_17 | WILBARGER | WIND-O | WEST | 2020 | 13.7 | 13.4 | 13.4 | 13.4 | 13.4 | 13.4 | 13.4 | 13.4 | 13.4 | 13.4 | 13.4
484 | BLUE SUMMIT WIND 3 B |  | BLSUMIT3_UNIT_25 | WILBARGER | WIND-O | WEST | 2020 | 186.5 | 182.4 | 182.4 | 182.4 | 182.4 | 182.4 | 182.4 | 182.4 | 182.4 | 182.4 | 182.4
485 | BOBCAT BLUFF WIND |  | BCATWIND_WIND_1 | ARCHER | WIND-O | WEST | 2020 | 162 | 162 | 162 | 162 | 162 | 162 | 162 | 162 | 162 | 162 | 162
486 | BRISCOE WIND |  | BRISCOE_WIND | BRISCOE | WIND-P | PANHANDLE | 2015 | 149.85 | 149.8 | 149.8 | 149.8 | 149.8 | 149.8 | 149.8 | 149.8 | 149.8 | 149.8 | 149.8
487 | BRUENNING'S BREEZE A |  | BBREEZE_UNIT1 | WILLACY | WIND-C | COASTAL | 2017 | 120 | 120 | 120 | 120 | 120 | 120 | 120 | 120 | 120 | 120 | 120
488 | BRUENNING'S BREEZE B |  | BBREEZE_UNIT2 | WILLACY | WIND-C | COASTAL | 2017 | 108 | 108 | 108 | 108 | 108 | 108 | 108 | 108 | 108 | 108 | 108
489 | BUCKTHORN WIND 1 A |  | BUCKTHRN_UNIT1 | ERATH | WIND-O | NORTH | 2017 | 44.9 | 44.9 | 44.9 | 44.9 | 44.9 | 44.9 | 44.9 | 44.9 | 44.9 | 44.9 | 44.9
490 | BUCKTHORN WIND 1 B |  | BUCKTHRN_UNIT2 | ERATH | WIND-O | NORTH | 2017 | 55.7 | 55.7 | 55.7 | 55.7 | 55.7 | 55.7 | 55.7 | 55.7 | 55.7 | 55.7 | 55.7
491 | BUFFALO GAP WIND 1 |  | BUFF_GAP_UNIT1 | TAYLOR | WIND-O | WEST | 2006 | 120.6 | 120.6 | 120.6 | 120.6 | 120.6 | 120.6 | 120.6 | 120.6 | 120.6 | 120.6 | 120.6
492 | BUFFALO GAP WIND 2_1 |  | BUFF_GAP_UNIT2_1 | TAYLOR | WIND-O | WEST | 2007 | 115.5 | 115.5 | 115.5 | 115.5 | 115.5 | 115.5 | 115.5 | 115.5 | 115.5 | 115.5 | 115.5
493 | BUFFALO GAP WIND 2_2 |  | BUFF_GAP_UNIT2_2 | TAYLOR | WIND-O | WEST | 2007 | 117 | 117 | 117 | 117 | 117 | 117 | 117 | 117 | 117 | 117 | 117
494 | BUFFALO GAP WIND 3 |  | BUFF_GAP_UNIT3 | TAYLOR | WIND-O | WEST | 2008 | 170.2 | 170.2 | 170.2 | 170.2 | 170.2 | 170.2 | 170.2 | 170.2 | 170.2 | 170.2 | 170.2
495 | BULL CREEK WIND U1 |  | BULLCRK_WND1 | BORDEN | WIND-O | WEST | 2009 | 89 | 88 | 88 | 88 | 88 | 88 | 88 | 88 | 88 | 88 | 88
496 | BULL CREEK WIND U2 |  | BULLCRK_WND2 | BORDEN | WIND-O | WEST | 2009 | 91 | 90 | 90 | 90 | 90 | 90 | 90 | 90 | 90 | 90 | 90
497 | CABEZON WIND (RIO BRAVO I WIND) 1 A |  | CABEZON_WIND1 | STARR | WIND-O | SOUTH | 2019 | 115.2 | 115.2 | 115.2 | 115.2 | 115.2 | 115.2 | 115.2 | 115.2 | 115.2 | 115.2 | 115.2
498 | CABEZON WIND (RIO BRAVO I WIND) 1 B |  | CABEZON_WIND2 | STARR | WIND-O | SOUTH | 2019 | 122.4 | 122.4 | 122.4 | 122.4 | 122.4 | 122.4 | 122.4 | 122.4 | 122.4 | 122.4 | 122.4
499 | CALLAHAN WIND |  | CALLAHAN_WND1 | CALLAHAN | WIND-O | WEST | 2004 | 123.1 | 123.1 | 123.1 | 123.1 | 123.1 | 123.1 | 123.1 | 123.1 | 123.1 | 123.1 | 123.1
500 | CAMERON COUNTY WIND |  | CAMWIND_UNIT1 | CAMERON | WIND-C | COASTAL | 2016 | 165 | 165 | 165 | 165 | 165 | 165 | 165 | 165 | 165 | 165 | 165
501 | CAMP SPRINGS WIND 1 |  | CSEC_CSECG1 | SCURRY | WIND-O | WEST | 2007 | 134.42 | 130.5 | 130.5 | 130.5 | 130.5 | 130.5 | 130.5 | 130.5 | 130.5 | 130.5 | 130.5
502 | CAMP SPRINGS WIND 2 |  | CSEC_CSECG2 | SCURRY | WIND-O | WEST | 2007 | 123.6 | 120 | 120 | 120 | 120 | 120 | 120 | 120 | 120 | 120 | 120
503 | CANADIAN BREAKS WIND |  | CN_BRKS_UNIT_1 | OLDHAM | WIND-P | PANHANDLE | 2019 | 210.1 | 210.1 | 210.1 | 210.1 | 210.1 | 210.1 | 210.1 | 210.1 | 210.1 | 210.1 | 210.1
504 | CAPRICORN RIDGE WIND 1 | 17INR0054 | CAPRIDGE_CR1 | STERLING | WIND-O | WEST | 2007 | 231.7 | 231.7 | 231.7 | 231.7 | 231.7 | 231.7 | 231.7 | 231.7 | 231.7 | 231.7 | 231.7
505 | CAPRICORN RIDGE WIND 2 | 17INR0054 | CAPRIDGE_CR2 | STERLING | WIND-O | WEST | 2007 | 149.5 | 149.5 | 149.5 | 149.5 | 149.5 | 149.5 | 149.5 | 149.5 | 149.5 | 149.5 | 149.5
506 | CAPRICORN RIDGE WIND 3 | 17INR0054 | CAPRIDGE_CR3 | STERLING | WIND-O | WEST | 2008 | 200.9 | 200.9 | 200.9 | 200.9 | 200.9 | 200.9 | 200.9 | 200.9 | 200.9 | 200.9 | 200.9
507 | CAPRICORN RIDGE WIND 4 | 17INR0061 | CAPRIDG4_CR4 | STERLING | WIND-O | WEST | 2008 | 121.5 | 121.5 | 121.5 | 121.5 | 121.5 | 121.5 | 121.5 | 121.5 | 121.5 | 121.5 | 121.5
508 | CEDRO HILL WIND 1 |  | CEDROHIL_CHW1 | WEBB | WIND-O | SOUTH | 2010 | 75 | 75 | 75 | 75 | 75 | 75 | 75 | 75 | 75 | 75 | 75
509 | CEDRO HILL WIND 2 |  | CEDROHIL_CHW2 | WEBB | WIND-O | SOUTH | 2010 | 75 | 75 | 75 | 75 | 75 | 75 | 75 | 75 | 75 | 75 | 75
510 | CHALUPA WIND |  | CHALUPA_UNIT1 | CAMERON | WIND-C | COASTAL | 2021 | 173.25 | 173.3 | 173.3 | 173.3 | 173.3 | 173.3 | 173.3 | 173.3 | 173.3 | 173.3 | 173.3
511 | CHAMPION WIND |  | CHAMPION_UNIT1 | NOLAN | WIND-O | WEST | 2008 | 126.5 | 126.5 | 126.5 | 126.5 | 126.5 | 126.5 | 126.5 | 126.5 | 126.5 | 126.5 | 126.5
512 | CHAPMAN RANCH WIND IA (SANTA CRUZ) |  | SANTACRU_UNIT1 | NUECES | WIND-C | COASTAL | 2017 | 150.6 | 150.6 | 150.6 | 150.6 | 150.6 | 150.6 | 150.6 | 150.6 | 150.6 | 150.6 | 150.6
513 | CHAPMAN RANCH WIND IB (SANTA CRUZ) |  | SANTACRU_UNIT2 | NUECES | WIND-C | COASTAL | 2017 | 98.4 | 98.4 | 98.4 | 98.4 | 98.4 | 98.4 | 98.4 | 98.4 | 98.4 | 98.4 | 98.4
514 | COTTON PLAINS WIND |  | COTPLNS_COTTONPL | FLOYD | WIND-P | PANHANDLE | 2017 | 50.4 | 50.4 | 50.4 | 50.4 | 50.4 | 50.4 | 50.4 | 50.4 | 50.4 | 50.4 | 50.4
515 | CRANELL WIND |  | CRANELL_UNIT1 | REFUGIO | WIND-C | COASTAL | 2022 | 220 | 220 | 220 | 220 | 220 | 220 | 220 | 220 | 220 | 220 | 220
516 | DERMOTT WIND 1_1 |  | DERMOTT_UNIT1 | SCURRY | WIND-O | WEST | 2017 | 126.5 | 126.5 | 126.5 | 126.5 | 126.5 | 126.5 | 126.5 | 126.5 | 126.5 | 126.5 | 126.5
517 | DERMOTT WIND 1_2 |  | DERMOTT_UNIT2 | SCURRY | WIND-O | WEST | 2017 | 126.5 | 126.5 | 126.5 | 126.5 | 126.5 | 126.5 | 126.5 | 126.5 | 126.5 | 126.5 | 126.5
518 | DESERT SKY WIND 1 A |  | DSKYWND1_UNIT_1A | PECOS | WIND-O | WEST | 2022 | 65.79 | 64.5 | 64.5 | 64.5 | 64.5 | 64.5 | 64.5 | 64.5 | 64.5 | 64.5 | 64.5
519 | DESERT SKY WIND 2 A |  | DSKYWND1_UNIT_1B | PECOS | WIND-O | WEST | 2022 | 23.93 | 23.4 | 23.4 | 23.4 | 23.4 | 23.4 | 23.4 | 23.4 | 23.4 | 23.4 | 23.4
520 | DESERT SKY WIND 1 B |  | DSKYWND2_UNIT_2A | PECOS | WIND-O | WEST | 2022 | 65.79 | 64.5 | 64.5 | 64.5 | 64.5 | 64.5 | 64.5 | 64.5 | 64.5 | 64.5 | 64.5
521 | DESERT SKY WIND 2 B |  | DSKYWND2_UNIT_2B | PECOS | WIND-O | WEST | 2022 | 14.74 | 14.4 | 14.4 | 14.4 | 14.4 | 14.4 | 14.4 | 14.4 | 14.4 | 14.4 | 14.4
522 | DOUG COLBECK'S CORNER (CONWAY) A |  | GRANDVW1_COLA | CARSON | WIND-P | PANHANDLE | 2016 | 100.24 | 100.2 | 100.2 | 100.2 | 100.2 | 100.2 | 100.2 | 100.2 | 100.2 | 100.2 | 100.2
523 | DOUG COLBECK'S CORNER (CONWAY) B |  | GRANDVW1_COLB | CARSON | WIND-P | PANHANDLE | 2016 | 100.24 | 100.2 | 100.2 | 100.2 | 100.2 | 100.2 | 100.2 | 100.2 | 100.2 | 100.2 | 100.2
524 | EAST RAYMOND WIND (EL RAYO) U1 |  | EL_RAYO_UNIT1 | WILLACY | WIND-C | COASTAL | 2021 | 101.2 | 98 | 98 | 98 | 98 | 98 | 98 | 98 | 98 | 98 | 98
525 | EAST RAYMOND WIND (EL RAYO) U2 |  | EL_RAYO_UNIT2 | WILLACY | WIND-C | COASTAL | 2021 | 99 | 96 | 96 | 96 | 96 | 96 | 96 | 96 | 96 | 96 | 96
526 | ELBOW CREEK WIND |  | ELB_ELBCREEK | HOWARD | WIND-O | WEST | 2008 | 121.9 | 121.9 | 121.9 | 121.9 | 121.9 | 121.9 | 121.9 | 121.9 | 121.9 | 121.9 | 121.9
527 | ELECTRA WIND 1 |  | DIGBY_UNIT1 | WILBARGER | WIND-O | WEST | 2017 | 101.31 | 98.9 | 98.9 | 98.9 | 98.9 | 98.9 | 98.9 | 98.9 | 98.9 | 98.9 | 98.9
528 | ELECTRA WIND 2 |  | DIGBY_UNIT2 | WILBARGER | WIND-O | WEST | 2017 | 134.29 | 131.1 | 131.1 | 131.1 | 131.1 | 131.1 | 131.1 | 131.1 | 131.1 | 131.1 | 131.1
529 | ESPIRITU WIND |  | CHALUPA_UNIT2 | CAMERON | WIND-C | COASTAL | 2021 | 25.2 | 25.2 | 25.2 | 25.2 | 25.2 | 25.2 | 25.2 | 25.2 | 25.2 | 25.2 | 25.2
530 | FLAT TOP WIND I |  | FTWIND_UNIT_1 | MILLS | WIND-O | NORTH | 2018 | 200 | 200 | 200 | 200 | 200 | 200 | 200 | 200 | 200 | 200 | 200
531 | FLUVANNA RENEWABLE 1 A |  | FLUVANNA_UNIT1 | SCURRY | WIND-O | WEST | 2017 | 79.8 | 79.8 | 79.8 | 79.8 | 79.8 | 79.8 | 79.8 | 79.8 | 79.8 | 79.8 | 79.8
532 | FLUVANNA RENEWABLE 1 B |  | FLUVANNA_UNIT2 | SCURRY | WIND-O | WEST | 2017 | 75.6 | 75.6 | 75.6 | 75.6 | 75.6 | 75.6 | 75.6 | 75.6 | 75.6 | 75.6 | 75.6
533 | FOARD CITY WIND 1 A |  | FOARDCTY_UNIT1 | FOARD | WIND-O | WEST | 2019 | 186.48 | 186.5 | 186.5 | 186.5 | 186.5 | 186.5 | 186.5 | 186.5 | 186.5 | 186.5 | 186.5
534 | FOARD CITY WIND 1 B |  | FOARDCTY_UNIT2 | FOARD | WIND-O | WEST | 2019 | 163.8 | 163.8 | 163.8 | 163.8 | 163.8 | 163.8 | 163.8 | 163.8 | 163.8 | 163.8 | 163.8
535 | FOREST CREEK WIND |  | MCDLD_FCW1 | GLASSCOCK | WIND-O | WEST | 2007 | 124.2 | 124.2 | 124.2 | 124.2 | 124.2 | 124.2 | 124.2 | 124.2 | 124.2 | 124.2 | 124.2
536 | GOAT WIND |  | GOAT_GOATWIND | STERLING | WIND-O | WEST | 2008 | 80 | 80 | 80 | 80 | 80 | 80 | 80 | 80 | 80 | 80 | 80
537 | GOAT WIND 2 |  | GOAT_GOATWIN2 | STERLING | WIND-O | WEST | 2010 | 69.6 | 69.6 | 69.6 | 69.6 | 69.6 | 69.6 | 69.6 | 69.6 | 69.6 | 69.6 | 69.6
538 | GOLDTHWAITE WIND 1 |  | GWEC_GWEC_G1 | MILLS | WIND-O | NORTH | 2014 | 148.6 | 148.6 | 148.6 | 148.6 | 148.6 | 148.6 | 148.6 | 148.6 | 148.6 | 148.6 | 148.6
539 | GOPHER CREEK WIND 1 |  | GOPHER_UNIT1 | BORDEN | WIND-O | WEST | 2020 | 82 | 82 | 82 | 82 | 82 | 82 | 82 | 82 | 82 | 82 | 82
540 | GOPHER CREEK WIND 2 |  | GOPHER_UNIT2 | BORDEN | WIND-O | WEST | 2020 | 76 | 76 | 76 | 76 | 76 | 76 | 76 | 76 | 76 | 76 | 76
541 | GRANDVIEW WIND 1 (CONWAY) GV1A |  | GRANDVW1_GV1A | CARSON | WIND-P | PANHANDLE | 2014 | 107.4 | 107.4 | 107.4 | 107.4 | 107.4 | 107.4 | 107.4 | 107.4 | 107.4 | 107.4 | 107.4
542 | GRANDVIEW WIND 1 (CONWAY) GV1B |  | GRANDVW1_GV1B | CARSON | WIND-P | PANHANDLE | 2014 | 103.8 | 103.8 | 103.8 | 103.8 | 103.8 | 103.8 | 103.8 | 103.8 | 103.8 | 103.8 | 103.8
543 | GREEN MOUNTAIN WIND (BRAZOS) U1 | 21INR0532 | BRAZ_WND_WND1 | SCURRY | WIND-O | WEST | 2003 | 99 | 99 | 99 | 99 | 99 | 99 | 99 | 99 | 99 | 99 | 99
544 | GREEN MOUNTAIN WIND (BRAZOS) U2 | 21INR0532 | BRAZ_WND_WND2 | SCURRY | WIND-O | WEST | 2003 | 61 | 61 | 61 | 61 | 61 | 61 | 61 | 61 | 61 | 61 | 61
545 | GREEN PASTURES WIND I |  | GPASTURE_WIND_I | BAYLOR | WIND-O | WEST | 2015 | 150 | 150 | 150 | 150 | 150 | 150 | 150 | 150 | 150 | 150 | 150
546 | GRIFFIN TRAIL WIND U1 |  | GRIF_TRL_UNIT1 | KNOX | WIND-O | WEST | 2021 | 98.7 | 98.7 | 98.7 | 98.7 | 98.7 | 98.7 | 98.7 | 98.7 | 98.7 | 98.7 | 98.7
547 | GRIFFIN TRAIL WIND U2 |  | GRIF_TRL_UNIT2 | KNOX | WIND-O | WEST | 2021 | 126.9 | 126.9 | 126.9 | 126.9 | 126.9 | 126.9 | 126.9 | 126.9 | 126.9 | 126.9 | 126.9
548 | GULF WIND I |  | TGW_T1 | KENEDY | WIND-C | COASTAL | 2021 | 141.6 | 141.6 | 141.6 | 141.6 | 141.6 | 141.6 | 141.6 | 141.6 | 141.6 | 141.6 | 141.6
549 | GULF WIND II |  | TGW_T2 | KENEDY | WIND-C | COASTAL | 2021 | 141.6 | 141.6 | 141.6 | 141.6 | 141.6 | 141.6 | 141.6 | 141.6 | 141.6 | 141.6 | 141.6
550 | GUNSIGHT MOUNTAIN WIND |  | GUNMTN_G1 | HOWARD | WIND-O | WEST | 2016 | 119.93 | 119.9 | 119.9 | 119.9 | 119.9 | 119.9 | 119.9 | 119.9 | 119.9 | 119.9 | 119.9
551 | HACKBERRY WIND |  | HWF_HWFG1 | SHACKELFORD | WIND-O | WEST | 2008 | 165.6 | 163.5 | 163.5 | 163.5 | 163.5 | 163.5 | 163.5 | 163.5 | 163.5 | 163.5 | 163.5
552 | HARBOR WIND |  | DG_NUECE_6UNITS | NUECES | WIND-C | COASTAL | 2012 | 9 | 9 | 9 | 9 | 9 | 9 | 9 | 9 | 9 | 9 | 9
553 | HEREFORD WIND G |  | HRFDWIND_WIND_G | DEAF SMITH | WIND-P | PANHANDLE | 2015 | 99.9 | 99.9 | 99.9 | 99.9 | 99.9 | 99.9 | 99.9 | 99.9 | 99.9 | 99.9 | 99.9
554 | HEREFORD WIND V |  | HRFDWIND_WIND_V | DEAF SMITH | WIND-P | PANHANDLE | 2015 | 100 | 100 | 100 | 100 | 100 | 100 | 100 | 100 | 100 | 100 | 100
555 | HICKMAN (SANTA RITA WIND) 1 |  | HICKMAN_G1 | REAGAN | WIND-O | WEST | 2018 | 152.5 | 152.5 | 152.5 | 152.5 | 152.5 | 152.5 | 152.5 | 152.5 | 152.5 | 152.5 | 152.5
556 | HICKMAN (SANTA RITA WIND) 2 |  | HICKMAN_G2 | REAGAN | WIND-O | WEST | 2018 | 147.5 | 147.5 | 147.5 | 147.5 | 147.5 | 147.5 | 147.5 | 147.5 | 147.5 | 147.5 | 147.5
557 | HIDALGO & STARR WIND 11 |  | MIRASOLE_MIR11 | HIDALGO | WIND-O | SOUTH | 2016 | 52 | 52 | 52 | 52 | 52 | 52 | 52 | 52 | 52 | 52 | 52
558 | HIDALGO & STARR WIND 12 |  | MIRASOLE_MIR12 | HIDALGO | WIND-O | SOUTH | 2016 | 98 | 98 | 98 | 98 | 98 | 98 | 98 | 98 | 98 | 98 | 98
559 | HIDALGO & STARR WIND 21 |  | MIRASOLE_MIR21 | HIDALGO | WIND-O | SOUTH | 2016 | 100 | 100 | 100 | 100 | 100 | 100 | 100 | 100 | 100 | 100 | 100
560 | HIDALGO II WIND |  | MIRASOLE_MIR13 | HIDALGO | WIND-O | SOUTH | 2021 | 50.4 | 50.4 | 50.4 | 50.4 | 50.4 | 50.4 | 50.4 | 50.4 | 50.4 | 50.4 | 50.4
561 | HIGH LONESOME W 1A |  | HI_LONE_WGR1A | CROCKETT | WIND-O | WEST | 2021 | 46 | 46 | 46 | 46 | 46 | 46 | 46 | 46 | 46 | 46 | 46
562 | HIGH LONESOME W 1B |  | HI_LONE_WGR1B | CROCKETT | WIND-O | WEST | 2021 | 51.9 | 52 | 52 | 52 | 52 | 52 | 52 | 52 | 52 | 52 | 52
563 | HIGH LONESOME W 1C |  | HI_LONE_WGR1C | CROCKETT | WIND-O | WEST | 2021 | 25.3 | 25.3 | 25.3 | 25.3 | 25.3 | 25.3 | 25.3 | 25.3 | 25.3 | 25.3 | 25.3
564 | HIGH LONESOME W 2 |  | HI_LONE_WGR2 | CROCKETT | WIND-O | WEST | 2021 | 122.4 | 122.5 | 122.5 | 122.5 | 122.5 | 122.5 | 122.5 | 122.5 | 122.5 | 122.5 | 122.5
565 | HIGH LONESOME W 2A |  | HI_LONE_WGR2A | CROCKETT | WIND-O | WEST | 2021 | 25.3 | 25.3 | 25.3 | 25.3 | 25.3 | 25.3 | 25.3 | 25.3 | 25.3 | 25.3 | 25.3
566 | HIGH LONESOME W 3 |  | HI_LONE_WGR3 | CROCKETT | WIND-O | WEST | 2021 | 127.5 | 127.6 | 127.6 | 127.6 | 127.6 | 127.6 | 127.6 | 127.6 | 127.6 | 127.6 | 127.6
567 | HIGH LONESOME W 4 |  | HI_LONE_WGR4 | CROCKETT | WIND-O | WEST | 2021 | 101.5 | 101.6 | 101.6 | 101.6 | 101.6 | 101.6 | 101.6 | 101.6 | 101.6 | 101.6 | 101.6
568 | HORSE CREEK WIND 1 |  | HORSECRK_UNIT1 | HASKELL | WIND-O | WEST | 2017 | 134.81 | 131.1 | 131.1 | 131.1 | 131.1 | 131.1 | 131.1 | 131.1 | 131.1 | 131.1 | 131.1
569 | HORSE CREEK WIND 2 |  | HORSECRK_UNIT2 | HASKELL | WIND-O | WEST | 2017 | 101.69 | 98.9 | 98.9 | 98.9 | 98.9 | 98.9 | 98.9 | 98.9 | 98.9 | 98.9 | 98.9
570 | HORSE HOLLOW WIND 1 | 17INR0052 | H_HOLLOW_WND1 | TAYLOR | WIND-O | WEST | 2005 | 230 | 230 | 230 | 230 | 230 | 230 | 230 | 230 | 230 | 230 | 230
571 | HORSE HOLLOW WIND 2 | 17INR0053 | HHOLLOW2_WIND1 | TAYLOR | WIND-O | WEST | 2006 | 184 | 184 | 184 | 184 | 184 | 184 | 184 | 184 | 184 | 184 | 184
572 | HORSE HOLLOW WIND 3 | 17INR0053 | HHOLLOW3_WND_1 | TAYLOR | WIND-O | WEST | 2006 | 241.4 | 241.4 | 241.4 | 241.4 | 241.4 | 241.4 | 241.4 | 241.4 | 241.4 | 241.4 | 241.4
573 | HORSE HOLLOW WIND 4 | 17INR0053 | HHOLLOW4_WND1 | TAYLOR | WIND-O | WEST | 2006 | 115 | 115 | 115 | 115 | 115 | 115 | 115 | 115 | 115 | 115 | 115
574 | INADALE WIND 1 |  | INDL_INADALE1 | NOLAN | WIND-O | WEST | 2008 | 95 | 95 | 95 | 95 | 95 | 95 | 95 | 95 | 95 | 95 | 95
575 | INADALE WIND 2 |  | INDL_INADALE2 | NOLAN | WIND-O | WEST | 2008 | 102 | 102 | 102 | 102 | 102 | 102 | 102 | 102 | 102 | 102 | 102
576 | INDIAN MESA WIND |  | INDNNWP_INDNNWP2 | PECOS | WIND-O | WEST | 2001 | 91.8 | 91.8 | 91.8 | 91.8 | 91.8 | 91.8 | 91.8 | 91.8 | 91.8 | 91.8 | 91.8
577 | JAVELINA I WIND 18 |  | BORDAS_JAVEL18 | WEBB | WIND-O | SOUTH | 2015 | 19.69 | 19.7 | 19.7 | 19.7 | 19.7 | 19.7 | 19.7 | 19.7 | 19.7 | 19.7 | 19.7
578 | JAVELINA I WIND 20 |  | BORDAS_JAVEL20 | WEBB | WIND-O | SOUTH | 2015 | 230 | 230 | 230 | 230 | 230 | 230 | 230 | 230 | 230 | 230 | 230
579 | JAVELINA II WIND 1 |  | BORDAS2_JAVEL2_A | WEBB | WIND-O | SOUTH | 2017 | 96 | 96 | 96 | 96 | 96 | 96 | 96 | 96 | 96 | 96 | 96
580 | JAVELINA II WIND 2 |  | BORDAS2_JAVEL2_B | WEBB | WIND-O | SOUTH | 2017 | 74 | 74 | 74 | 74 | 74 | 74 | 74 | 74 | 74 | 74 | 74
581 | JAVELINA II WIND 3 |  | BORDAS2_JAVEL2_C | WEBB | WIND-O | SOUTH | 2017 | 30 | 30 | 30 | 30 | 30 | 30 | 30 | 30 | 30 | 30 | 30
582 | JUMBO ROAD WIND 1 |  | HRFDWIND_JRDWIND1 | DEAF SMITH | WIND-P | PANHANDLE | 2015 | 146.15 | 146.2 | 146.2 | 146.2 | 146.2 | 146.2 | 146.2 | 146.2 | 146.2 | 146.2 | 146.2
583 | JUMBO ROAD WIND 2 |  | HRFDWIND_JRDWIND2 | DEAF SMITH | WIND-P | PANHANDLE | 2015 | 153.55 | 153.6 | 153.6 | 153.6 | 153.6 | 153.6 | 153.6 | 153.6 | 153.6 | 153.6 | 153.6
584 | KARANKAWA WIND 1A |  | KARAKAW1_UNIT1 | SAN PATRICIO | WIND-C | COASTAL | 2019 | 103.32 | 103.3 | 103.3 | 103.3 | 103.3 | 103.3 | 103.3 | 103.3 | 103.3 | 103.3 | 103.3
585 | KARANKAWA WIND 1B |  | KARAKAW1_UNIT2 | SAN PATRICIO | WIND-C | COASTAL | 2019 | 103.32 | 103.3 | 103.3 | 103.3 | 103.3 | 103.3 | 103.3 | 103.3 | 103.3 | 103.3 | 103.3
586 | KARANKAWA WIND 2 |  | KARAKAW2_UNIT3 | SAN PATRICIO | WIND-C | COASTAL | 2019 | 100.42 | 100.4 | 100.4 | 100.4 | 100.4 | 100.4 | 100.4 | 100.4 | 100.4 | 100.4 | 100.4
587 | KEECHI WIND |  | KEECHI_U1 | JACK | WIND-O | NORTH | 2015 | 110 | 110 | 110 | 110 | 110 | 110 | 110 | 110 | 110 | 110 | 110
588 | LANGFORD WIND POWER |  | LGD_LANGFORD | TOM GREEN | WIND-O | WEST | 2009 | 159.96 | 160 | 160 | 160 | 160 | 160 | 160 | 160 | 160 | 160 | 160
589 | LOCKETT WIND FARM |  | LOCKETT_UNIT1 | WILBARGER | WIND-O | WEST | 2019 | 183.7 | 183.7 | 183.7 | 183.7 | 183.7 | 183.7 | 183.7 | 183.7 | 183.7 | 183.7 | 183.7
590 | LOGANS GAP WIND I U1 |  | LGW_UNIT1 | COMANCHE | WIND-O | NORTH | 2015 | 106.26 | 106.3 | 106.3 | 106.3 | 106.3 | 106.3 | 106.3 | 106.3 | 106.3 | 106.3 | 106.3
591 | LOGANS GAP WIND I U2 |  | LGW_UNIT2 | COMANCHE | WIND-O | NORTH | 2015 | 103.85 | 103.8 | 103.8 | 103.8 | 103.8 | 103.8 | 103.8 | 103.8 | 103.8 | 103.8 | 103.8
592 | LONE STAR WIND 1 (MESQUITE) |  | LNCRK_G83 | SHACKELFORD | WIND-O | WEST | 2006 | 194 | 194 | 194 | 194 | 194 | 194 | 194 | 194 | 194 | 194 | 194
593 | LONE STAR WIND 2 (POST OAK) U1 | 22INR0479 | LNCRK2_G871 | SHACKELFORD | WIND-O | WEST | 2007 | 98 | 98 | 98 | 98 | 98 | 98 | 98 | 98 | 98 | 98 | 98
594 | LONE STAR WIND 2 (POST OAK) U2 | 22INR0479 | LNCRK2_G872 | SHACKELFORD | WIND-O | WEST | 2007 | 100 | 100 | 100 | 100 | 100 | 100 | 100 | 100 | 100 | 100 | 100
595 | LONGHORN WIND NORTH U1 |  | LHORN_N_UNIT1 | FLOYD | WIND-P | PANHANDLE | 2015 | 100 | 100 | 100 | 100 | 100 | 100 | 100 | 100 | 100 | 100 | 100
596 | LONGHORN WIND NORTH U2 |  | LHORN_N_UNIT2 | FLOYD | WIND-P | PANHANDLE | 2015 | 100 | 100 | 100 | 100 | 100 | 100 | 100 | 100 | 100 | 100 | 100
597 | LORAINE WINDPARK I |  | LONEWOLF_G1 | MITCHELL | WIND-O | WEST | 2010 | 48 | 48 | 48 | 48 | 48 | 48 | 48 | 48 | 48 | 48 | 48
598 | LORAINE WINDPARK II |  | LONEWOLF_G2 | MITCHELL | WIND-O | WEST | 2010 | 51 | 51 | 51 | 51 | 51 | 51 | 51 | 51 | 51 | 51 | 51
599 | LORAINE WINDPARK III |  | LONEWOLF_G3 | MITCHELL | WIND-O | WEST | 2011 | 25.5 | 25.5 | 25.5 | 25.5 | 25.5 | 25.5 | 25.5 | 25.5 | 25.5 | 25.5 | 25.5
600 | LORAINE WINDPARK IV |  | LONEWOLF_G4 | MITCHELL | WIND-O | WEST | 2011 | 24 | 24 | 24 | 24 | 24 | 24 | 24 | 24 | 24 | 24 | 24
601 | LOS VIENTOS III WIND |  | LV3_UNIT_1 | STARR | WIND-O | SOUTH | 2015 | 200 | 200 | 200 | 200 | 200 | 200 | 200 | 200 | 200 | 200 | 200
602 | LOS VIENTOS IV WIND |  | LV4_UNIT_1 | STARR | WIND-O | SOUTH | 2016 | 200 | 200 | 200 | 200 | 200 | 200 | 200 | 200 | 200 | 200 | 200
603 | LOS VIENTOS V WIND |  | LV5_UNIT_1 | STARR | WIND-O | SOUTH | 2016 | 110 | 110 | 110 | 110 | 110 | 110 | 110 | 110 | 110 | 110 | 110
604 | LOS VIENTOS WIND I |  | LV1_LV1A | WILLACY | WIND-C | COASTAL | 2013 | 200.1 | 200.1 | 200.1 | 200.1 | 200.1 | 200.1 | 200.1 | 200.1 | 200.1 | 200.1 | 200.1
605 | LOS VIENTOS WIND II |  | LV2_LV2 | WILLACY | WIND-C | COASTAL | 2013 | 201.6 | 201.6 | 201.6 | 201.6 | 201.6 | 201.6 | 201.6 | 201.6 | 201.6 | 201.6 | 201.6
606 | MAGIC VALLEY WIND (REDFISH) 1A |  | REDFISH_MV1A | WILLACY | WIND-C | COASTAL | 2012 | 99.83 | 99.8 | 99.8 | 99.8 | 99.8 | 99.8 | 99.8 | 99.8 | 99.8 | 99.8 | 99.8
607 | MAGIC VALLEY WIND (REDFISH) 1B |  | REDFISH_MV1B | WILLACY | WIND-C | COASTAL | 2012 | 103.46 | 103.5 | 103.5 | 103.5 | 103.5 | 103.5 | 103.5 | 103.5 | 103.5 | 103.5 | 103.5
608 | MARIAH DEL NORTE 1 |  | MARIAH_NORTE1 | PARMER | WIND-P | PANHANDLE | 2017 | 115.2 | 115.2 | 115.2 | 115.2 | 115.2 | 115.2 | 115.2 | 115.2 | 115.2 | 115.2 | 115.2
609 | MARIAH DEL NORTE 2 |  | MARIAH_NORTE2 | PARMER | WIND-P | PANHANDLE | 2017 | 115.2 | 115.2 | 115.2 | 115.2 | 115.2 | 115.2 | 115.2 | 115.2 | 115.2 | 115.2 | 115.2
610 | MAVERICK CREEK WIND WEST U1 |  | MAVCRK_W_UNIT1 | CONCHO | WIND-O | WEST | 2022 | 201.6 | 201.6 | 201.6 | 201.6 | 201.6 | 201.6 | 201.6 | 201.6 | 201.6 | 201.6 | 201.6
611 | MAVERICK CREEK WIND WEST U2 |  | MAVCRK_W_UNIT2 | CONCHO | WIND-O | WEST | 2022 | 11.1 | 11.1 | 11.1 | 11.1 | 11.1 | 11.1 | 11.1 | 11.1 | 11.1 | 11.1 | 11.1
612 | MAVERICK CREEK WIND WEST U3 |  | MAVCRK_W_UNIT3 | CONCHO | WIND-O | WEST | 2022 | 33.6 | 33.6 | 33.6 | 33.6 | 33.6 | 33.6 | 33.6 | 33.6 | 33.6 | 33.6 | 33.6
613 | MAVERICK CREEK WIND WEST U4 |  | MAVCRK_W_UNIT4 | CONCHO | WIND-O | WEST | 2022 | 22.2 | 22.2 | 22.2 | 22.2 | 22.2 | 22.2 | 22.2 | 22.2 | 22.2 | 22.2 | 22.2
614 | MAVERICK CREEK WIND EAST U1 |  | MAVCRK_E_UNIT5 | CONCHO | WIND-O | WEST | 2022 | 71.4 | 71.4 | 71.4 | 71.4 | 71.4 | 71.4 | 71.4 | 71.4 | 71.4 | 71.4 | 71.4
615 | MAVERICK CREEK WIND EAST U2 |  | MAVCRK_E_UNIT6 | CONCHO | WIND-O | WEST | 2022 | 33.3 | 33.3 | 33.3 | 33.3 | 33.3 | 33.3 | 33.3 | 33.3 | 33.3 | 33.3 | 33.3
616 | MAVERICK CREEK WIND EAST U3 |  | MAVCRK_E_UNIT7 | CONCHO | WIND-O | WEST | 2022 | 22 | 22 | 22 | 22 | 22 | 22 | 22 | 22 | 22 | 22 | 22
617 | MAVERICK CREEK WIND EAST U4 |  | MAVCRK_E_UNIT8 | CONCHO | WIND-O | WEST | 2022 | 20 | 20 | 20 | 20 | 20 | 20 | 20 | 20 | 20 | 20 | 20
618 | MAVERICK CREEK WIND EAST U5 |  | MAVCRK_E_UNIT9 | CONCHO | WIND-O | WEST | 2022 | 76.8 | 76.8 | 76.8 | 76.8 | 76.8 | 76.8 | 76.8 | 76.8 | 76.8 | 76.8 | 76.8
619 | MCADOO WIND |  | MWEC_G1 | DICKENS | WIND-P | PANHANDLE | 2008 | 150 | 150 | 150 | 150 | 150 | 150 | 150 | 150 | 150 | 150 | 150
620 | MESQUITE CREEK WIND 1 |  | MESQCRK_WND1 | DAWSON | WIND-O | WEST | 2015 | 105.61 | 105.6 | 105.6 | 105.6 | 105.6 | 105.6 | 105.6 | 105.6 | 105.6 | 105.6 | 105.6
621 | MESQUITE CREEK WIND 2 |  | MESQCRK_WND2 | DAWSON | WIND-O | WEST | 2015 | 105.61 | 105.6 | 105.6 | 105.6 | 105.6 | 105.6 | 105.6 | 105.6 | 105.6 | 105.6 | 105.6
622 | MIAMI WIND G1 |  | MIAM1_G1 | GRAY | WIND-P | PANHANDLE | 2014 | 144.3 | 144.3 | 144.3 | 144.3 | 144.3 | 144.3 | 144.3 | 144.3 | 144.3 | 144.3 | 144.3
623 | MIAMI WIND G2 |  | MIAM1_G2 | GRAY | WIND-P | PANHANDLE | 2014 | 144.3 | 144.3 | 144.3 | 144.3 | 144.3 | 144.3 | 144.3 | 144.3 | 144.3 | 144.3 | 144.3
624 | MIDWAY WIND |  | MIDWIND_UNIT1 | SAN PATRICIO | WIND-C | COASTAL | 2019 | 162.8 | 162.8 | 162.8 | 162.8 | 162.8 | 162.8 | 162.8 | 162.8 | 162.8 | 162.8 | 162.8
625 | NIELS BOHR WIND A (BEARKAT WIND A) |  | NBOHR_UNIT1 | GLASSCOCK | WIND-O | WEST | 2018 | 196.6 | 196.6 | 196.6 | 196.6 | 196.6 | 196.6 | 196.6 | 196.6 | 196.6 | 196.6 | 196.6
626 | NOTREES WIND 1 |  | NWF_NWF1 | WINKLER | WIND-O | WEST | 2009 | 92.61 | 92.6 | 92.6 | 92.6 | 92.6 | 92.6 | 92.6 | 92.6 | 92.6 | 92.6 | 92.6
627 | NOTREES WIND 2 |  | NWF_NWF2 | WINKLER | WIND-O | WEST | 2009 | 60 | 60 | 60 | 60 | 60 | 60 | 60 | 60 | 60 | 60 | 60
628 | OCOTILLO WIND |  | OWF_OWF | HOWARD | WIND-O | WEST | 2008 | 58.8 | 58.8 | 58.8 | 58.8 | 58.8 | 58.8 | 58.8 | 58.8 | 58.8 | 58.8 | 58.8
629 | OLD SETTLER WIND |  | COTPLNS_OLDSETLR | FLOYD | WIND-P | PANHANDLE | 2017 | 151.2 | 151.2 | 151.2 | 151.2 | 151.2 | 151.2 | 151.2 | 151.2 | 151.2 | 151.2 | 151.2
630 | OVEJA WIND U1 |  | OVEJA_G1 | IRION | WIND-O | WEST | 2021 | 151.2 | 151.2 | 151.2 | 151.2 | 151.2 | 151.2 | 151.2 | 151.2 | 151.2 | 151.2 | 151.2
631 | OVEJA WIND U2 |  | OVEJA_G2 | IRION | WIND-O | WEST | 2021 | 151.2 | 151.2 | 151.2 | 151.2 | 151.2 | 151.2 | 151.2 | 151.2 | 151.2 | 151.2 | 151.2
632 | PALMAS ALTAS WIND |  | PALMWIND_UNIT1 | CAMERON | WIND-C | COASTAL | 2020 | 144.9 | 144.9 | 144.9 | 144.9 | 144.9 | 144.9 | 144.9 | 144.9 | 144.9 | 144.9 | 144.9
633 | PANHANDLE WIND 1 U1 |  | PH1_UNIT1 | CARSON | WIND-P | PANHANDLE | 2014 | 109.15 | 109.2 | 109.2 | 109.2 | 109.2 | 109.2 | 109.2 | 109.2 | 109.2 | 109.2 | 109.2
634 | PANHANDLE WIND 1 U2 |  | PH1_UNIT2 | CARSON | WIND-P | PANHANDLE | 2014 | 109.15 | 109.2 | 109.2 | 109.2 | 109.2 | 109.2 | 109.2 | 109.2 | 109.2 | 109.2 | 109.2
635 | PANHANDLE WIND 2 U1 |  | PH2_UNIT1 | CARSON | WIND-P | PANHANDLE | 2014 | 94.19 | 94.2 | 94.2 | 94.2 | 94.2 | 94.2 | 94.2 | 94.2 | 94.2 | 94.2 | 94.2
636 | PANHANDLE WIND 2 U2 |  | PH2_UNIT2 | CARSON | WIND-P | PANHANDLE | 2014 | 96.6 | 96.6 | 96.6 | 96.6 | 96.6 | 96.6 | 96.6 | 96.6 | 96.6 | 96.6 | 96.6
637 | PANTHER CREEK WIND 1 |  | PC_NORTH_PANTHER1 | HOWARD | WIND-O | WEST | 2008 | 142.5 | 142.5 | 142.5 | 142.5 | 142.5 | 142.5 | 142.5 | 142.5 | 142.5 | 142.5 | 142.5
638 | PANTHER CREEK WIND 2 |  | PC_SOUTH_PANTHER2 | HOWARD | WIND-O | WEST | 2019 | 115.5 | 115.5 | 115.5 | 115.5 | 115.5 | 115.5 | 115.5 | 115.5 | 115.5 | 115.5 | 115.5
639 | PANTHER CREEK WIND 3 A |  | PC_SOUTH_PANTH31 | HOWARD | WIND-O | WEST | 2022 | 106.92 | 106.9 | 106.9 | 106.9 | 106.9 | 106.9 | 106.9 | 106.9 | 106.9 | 106.9 | 106.9
640 | PANTHER CREEK WIND 3 B |  | PC_SOUTH_PANTH32 | HOWARD | WIND-O | WEST | 2022 | 108.54 | 108.5 | 108.5 | 108.5 | 108.5 | 108.5 | 108.5 | 108.5 | 108.5 | 108.5 | 108.5
641 | PAPALOTE CREEK WIND |  | PAP1_PAP1 | SAN PATRICIO | WIND-C | COASTAL | 2009 | 179.85 | 179.9 | 179.9 | 179.9 | 179.9 | 179.9 | 179.9 | 179.9 | 179.9 | 179.9 | 179.9
642 | PAPALOTE CREEK WIND II |  | COTTON_PAP2 | SAN PATRICIO | WIND-C | COASTAL | 2010 | 200.12 | 200.1 | 200.1 | 200.1 | 200.1 | 200.1 | 200.1 | 200.1 | 200.1 | 200.1 | 200.1
643 | PECOS WIND 1 (WOODWARD) |  | WOODWRD1_WOODWRD1 | PECOS | WIND-O | WEST | 2001 | 91.7 | 91.7 | 91.7 | 91.7 | 91.7 | 91.7 | 91.7 | 91.7 | 91.7 | 91.7 | 91.7
644 | PECOS WIND 2 (WOODWARD) |  | WOODWRD2_WOODWRD2 | PECOS | WIND-O | WEST | 2001 | 86 | 85.8 | 85.8 | 85.8 | 85.8 | 85.8 | 85.8 | 85.8 | 85.8 | 85.8 | 85.8
645 | PENASCAL WIND 1 |  | PENA_UNIT1 | KENEDY | WIND-C | COASTAL | 2009 | 160.8 | 160.8 | 160.8 | 160.8 | 160.8 | 160.8 | 160.8 | 160.8 | 160.8 | 160.8 | 160.8
646 | PENASCAL WIND 2 |  | PENA_UNIT2 | KENEDY | WIND-C | COASTAL | 2009 | 141.6 | 141.6 | 141.6 | 141.6 | 141.6 | 141.6 | 141.6 | 141.6 | 141.6 | 141.6 | 141.6
647 | PENASCAL WIND 3 |  | PENA3_UNIT3 | KENEDY | WIND-C | COASTAL | 2011 | 100.8 | 100.8 | 100.8 | 100.8 | 100.8 | 100.8 | 100.8 | 100.8 | 100.8 | 100.8 | 100.8
648 | PEYTON CREEK WIND |  | PEY_UNIT1 | MATAGORDA | WIND-C | COASTAL | 2020 | 151.2 | 151.2 | 151.2 | 151.2 | 151.2 | 151.2 | 151.2 | 151.2 | 151.2 | 151.2 | 151.2
649 | PYRON WIND 1 |  | PYR_PYRON1 | NOLAN | WIND-O | WEST | 2008 | 121.5 | 121.5 | 121.5 | 121.5 | 121.5 | 121.5 | 121.5 | 121.5 | 121.5 | 121.5 | 121.5
650 | PYRON WIND 2 |  | PYR_PYRON2 | NOLAN | WIND-O | WEST | 2008 | 127.5 | 127.5 | 127.5 | 127.5 | 127.5 | 127.5 | 127.5 | 127.5 | 127.5 | 127.5 | 127.5
651 | RANCHERO WIND |  | RANCHERO_UNIT1 | CROCKETT | WIND-O | WEST | 2020 | 150 | 150 | 150 | 150 | 150 | 150 | 150 | 150 | 150 | 150 | 150
652 | RANCHERO WIND |  | RANCHERO_UNIT2 | CROCKETT | WIND-O | WEST | 2020 | 150 | 150 | 150 | 150 | 150 | 150 | 150 | 150 | 150 | 150 | 150
653 | RATTLESNAKE I WIND ENERGY CENTER G1 |  | RSNAKE_G1 | GLASSCOCK | WIND-O | WEST | 2015 | 104.26 | 104.3 | 104.3 | 104.3 | 104.3 | 104.3 | 104.3 | 104.3 | 104.3 | 104.3 | 104.3
654 | RATTLESNAKE I WIND ENERGY CENTER G2 |  | RSNAKE_G2 | GLASSCOCK | WIND-O | WEST | 2015 | 102.99 | 103 | 103 | 103 | 103 | 103 | 103 | 103 | 103 | 103 | 103
655 | RED CANYON WIND |  | RDCANYON_RDCNY1 | BORDEN | WIND-O | WEST | 2006 | 89.6 | 89.6 | 89.6 | 89.6 | 89.6 | 89.6 | 89.6 | 89.6 | 89.6 | 89.6 | 89.6
656 | ROCK SPRINGS VAL VERDE WIND (FERMI) 1 |  | FERMI_WIND1 | VAL VERDE | WIND-O | WEST | 2017 | 121.9 | 121.9 | 121.9 | 121.9 | 121.9 | 121.9 | 121.9 | 121.9 | 121.9 | 121.9 | 121.9
657 | ROCK SPRINGS VAL VERDE WIND (FERMI) 2 |  | FERMI_WIND2 | VAL VERDE | WIND-O | WEST | 2017 | 27.44 | 27.4 | 27.4 | 27.4 | 27.4 | 27.4 | 27.4 | 27.4 | 27.4 | 27.4 | 27.4
658 | ROSCOE WIND |  | TKWSW1_ROSCOE | NOLAN | WIND-O | WEST | 2008 | 114 | 114 | 114 | 114 | 114 | 114 | 114 | 114 | 114 | 114 | 114
659 | ROSCOE WIND 2A |  | TKWSW1_ROSCOE2A | NOLAN | WIND-O | WEST | 2008 | 95 | 95 | 95 | 95 | 95 | 95 | 95 | 95 | 95 | 95 | 95
660 | ROUTE 66 WIND |  | ROUTE_66_WIND1 | CARSON | WIND-P | PANHANDLE | 2015 | 150 | 150 | 150 | 150 | 150 | 150 | 150 | 150 | 150 | 150 | 150
661 | RTS 2 WIND (HEART OF TEXAS WIND) U1 |  | RTS2_U1 | MCCULLOCH | WIND-O | SOUTH | 2021 | 89.9 | 89.9 | 89.9 | 89.9 | 89.9 | 89.9 | 89.9 | 89.9 | 89.9 | 89.9 | 89.9
662 | RTS 2 WIND (HEART OF TEXAS WIND) U2 |  | RTS2_U2 | MCCULLOCH | WIND-O | SOUTH | 2021 | 89.9 | 89.9 | 89.9 | 89.9 | 89.9 | 89.9 | 89.9 | 89.9 | 89.9 | 89.9 | 89.9
663 | RTS WIND |  | RTS_U1 | MCCULLOCH | WIND-O | SOUTH | 2018 | 160 | 160 | 160 | 160 | 160 | 160 | 160 | 160 | 160 | 160 | 160
664 | SAGE DRAW WIND U1 |  | SAGEDRAW_UNIT1 | LYNN | WIND-O | WEST | 2022 | 169.2 | 169.2 | 169.2 | 169.2 | 169.2 | 169.2 | 169.2 | 169.2 | 169.2 | 169.2 | 169.2
665 | SAGE DRAW WIND U2 |  | SAGEDRAW_UNIT2 | LYNN | WIND-O | WEST | 2022 | 169.2 | 169.2 | 169.2 | 169.2 | 169.2 | 169.2 | 169.2 | 169.2 | 169.2 | 169.2 | 169.2
666 | SALT FORK 1 WIND U1 |  | SALTFORK_UNIT1 | DONLEY | WIND-P | PANHANDLE | 2017 | 64 | 64 | 64 | 64 | 64 | 64 | 64 | 64 | 64 | 64 | 64
667 | SALT FORK 1 WIND U2 |  | SALTFORK_UNIT2 | DONLEY | WIND-P | PANHANDLE | 2017 | 110 | 110 | 110 | 110 | 110 | 110 | 110 | 110 | 110 | 110 | 110
668 | SAN ROMAN WIND |  | SANROMAN_WIND_1 | CAMERON | WIND-C | COASTAL | 2017 | 95.25 | 95.2 | 95.2 | 95.2 | 95.2 | 95.2 | 95.2 | 95.2 | 95.2 | 95.2 | 95.2
669 | SAND BLUFF WIND | 20INR0296 | MCDLD_SBW1 | GLASSCOCK | WIND-O | WEST | 2008 | 90 | 90 | 90 | 90 | 90 | 90 | 90 | 90 | 90 | 90 | 90
670 | SENATE WIND |  | SENATEWD_UNIT1 | JACK | WIND-O | NORTH | 2012 | 150 | 150 | 150 | 150 | 150 | 150 | 150 | 150 | 150 | 150 | 150
671 | SENDERO WIND ENERGY |  | EXGNSND_WIND_1 | JIM HOGG | WIND-O | SOUTH | 2015 | 78 | 78 | 78 | 78 | 78 | 78 | 78 | 78 | 78 | 78 | 78
672 | SEYMOUR HILLS WIND (S_HILLS WIND) |  | S_HILLS_UNIT1 | BAYLOR | WIND-O | WEST | 2019 | 30.24 | 30.2 | 30.2 | 30.2 | 30.2 | 30.2 | 30.2 | 30.2 | 30.2 | 30.2 | 30.2
673 | SHAFFER (PATRIOT WIND/PETRONILLA) |  | SHAFFER_UNIT1 | NUECES | WIND-C | COASTAL | 2021 | 226.05 | 226.1 | 226.1 | 226.1 | 226.1 | 226.1 | 226.1 | 226.1 | 226.1 | 226.1 | 226.1
674 | SHANNON WIND |  | SHANNONW_UNIT_1 | CLAY | WIND-O | WEST | 2015 | 204.1 | 204.1 | 204.1 | 204.1 | 204.1 | 204.1 | 204.1 | 204.1 | 204.1 | 204.1 | 204.1
675 | SHERBINO 2 WIND | 19INR0120 | KEO_SHRBINO2 | PECOS | WIND-O | WEST | 2011 | 132 | 132 | 132 | 132 | 132 | 132 | 132 | 132 | 132 | 132 | 132
676 | SILVER STAR WIND | 18INR0064 | FLTCK_SSI | ERATH | WIND-O | NORTH | 2008 | 52.8 | 52.8 | 52.8 | 52.8 | 52.8 | 52.8 | 52.8 | 52.8 | 52.8 | 52.8 | 52.8
677 | SOUTH PLAINS WIND 1 U1 |  | SPLAIN1_WIND1 | FLOYD | WIND-P | PANHANDLE | 2015 | 102 | 102 | 102 | 102 | 102 | 102 | 102 | 102 | 102 | 102 | 102
678 | SOUTH PLAINS WIND 1 U2 |  | SPLAIN1_WIND2 | FLOYD | WIND-P | PANHANDLE | 2015 | 98 | 98 | 98 | 98 | 98 | 98 | 98 | 98 | 98 | 98 | 98
679 | SOUTH PLAINS WIND 2 U1 |  | SPLAIN2_WIND21 | FLOYD | WIND-P | PANHANDLE | 2016 | 148.5 | 148.5 | 148.5 | 148.5 | 148.5 | 148.5 | 148.5 | 148.5 | 148.5 | 148.5 | 148.5
680 | SOUTH PLAINS WIND 2 U2 |  | SPLAIN2_WIND22 | FLOYD | WIND-P | PANHANDLE | 2016 | 151.8 | 151.8 | 151.8 | 151.8 | 151.8 | 151.8 | 151.8 | 151.8 | 151.8 | 151.8 | 151.8
681 | SOUTH TRENT WIND |  | STWF_T1 | NOLAN | WIND-O | WEST | 2008 | 101.2 | 98.2 | 98.2 | 98.2 | 98.2 | 98.2 | 98.2 | 98.2 | 98.2 | 98.2 | 98.2
682 | SPINNING SPUR WIND TWO A |  | SSPURTWO_WIND_1 | OLDHAM | WIND-P | PANHANDLE | 2014 | 160.95 | 161 | 161 | 161 | 161 | 161 | 161 | 161 | 161 | 161 | 161
683 | SPINNING SPUR WIND TWO B |  | SSPURTWO_SS3WIND2 | OLDHAM | WIND-P | PANHANDLE | 2015 | 98 | 98 | 98 | 98 | 98 | 98 | 98 | 98 | 98 | 98 | 98
684 | SPINNING SPUR WIND TWO C |  | SSPURTWO_SS3WIND1 | OLDHAM | WIND-P | PANHANDLE | 2015 | 96 | 96 | 96 | 96 | 96 | 96 | 96 | 96 | 96 | 96 | 96
685 | STANTON WIND ENERGY |  | SWEC_G1 | MARTIN | WIND-O | WEST | 2008 | 123.6 | 120 | 120 | 120 | 120 | 120 | 120 | 120 | 120 | 120 | 120
686 | STELLA WIND |  | STELLA_UNIT1 | KENEDY | WIND-C | COASTAL | 2018 | 201 | 201 | 201 | 201 | 201 | 201 | 201 | 201 | 201 | 201 | 201
687 | STEPHENS RANCH WIND 1 |  | SRWE1_UNIT1 | BORDEN | WIND-O | WEST | 2014 | 213.82 | 211.2 | 211.2 | 211.2 | 211.2 | 211.2 | 211.2 | 211.2 | 211.2 | 211.2 | 211.2
688 | STEPHENS RANCH WIND 2 |  | SRWE1_SRWE2 | BORDEN | WIND-O | WEST | 2015 | 166.52 | 164.7 | 164.7 | 164.7 | 164.7 | 164.7 | 164.7 | 164.7 | 164.7 | 164.7 | 164.7
689 | SWEETWATER WIND 1 | 18INR0073 | SWEETWND_WND1 | NOLAN | WIND-O | WEST | 2003 | 37.5 | 42.5 | 42.5 | 42.5 | 42.5 | 42.5 | 42.5 | 42.5 | 42.5 | 42.5 | 42.5
690 | SWEETWATER WIND 2A | 17INR0068 | SWEETWN2_WND24 | NOLAN | WIND-O | WEST | 2006 | 16 | 16.8 | 16.8 | 16.8 | 16.8 | 16.8 | 16.8 | 16.8 | 16.8 | 16.8 | 16.8
691 | SWEETWATER WIND 2B | 17INR0068 | SWEETWN2_WND2 | NOLAN | WIND-O | WEST | 2004 | 105.3 | 110.8 | 110.8 | 110.8 | 110.8 | 110.8 | 110.8 | 110.8 | 110.8 | 110.8 | 110.8
692 | SWEETWATER WIND 3A |  | SWEETWN3_WND3A | NOLAN | WIND-O | WEST | 2011 | 30.78 | 33.6 | 33.6 | 33.6 | 33.6 | 33.6 | 33.6 | 33.6 | 33.6 | 33.6 | 33.6
693 | SWEETWATER WIND 3B |  | SWEETWN3_WND3B | NOLAN | WIND-O | WEST | 2011 | 108.54 | 118.6 | 118.6 | 118.6 | 118.6 | 118.6 | 118.6 | 118.6 | 118.6 | 118.6 | 118.6
694 | SWEETWATER WIND 4-4A |  | SWEETWN4_WND4A | NOLAN | WIND-O | WEST | 2007 | 119 | 125 | 125 | 125 | 125 | 125 | 125 | 125 | 125 | 125 | 125
695 | SWEETWATER WIND 4-4B |  | SWEETWN4_WND4B | NOLAN | WIND-O | WEST | 2007 | 105.8 | 112 | 112 | 112 | 112 | 112 | 112 | 112 | 112 | 112 | 112
696 | SWEETWATER WIND 4-5 |  | SWEETWN5_WND5 | NOLAN | WIND-O | WEST | 2007 | 80.5 | 85 | 85 | 85 | 85 | 85 | 85 | 85 | 85 | 85 | 85
697 | TAHOKA WIND 1 |  | TAHOKA_UNIT_1 | LYNN | WIND-O | WEST | 2019 | 150 | 150 | 150 | 150 | 150 | 150 | 150 | 150 | 150 | 150 | 150
698 | TAHOKA WIND 2 |  | TAHOKA_UNIT_2 | LYNN | WIND-O | WEST | 2019 | 150 | 150 | 150 | 150 | 150 | 150 | 150 | 150 | 150 | 150 | 150
699 | TEXAS BIG SPRING WIND A |  | SGMTN_SIGNALMT | HOWARD | WIND-O | WEST | 1999 | 27.72 | 27.7 | 27.7 | 27.7 | 27.7 | 27.7 | 27.7 | 27.7 | 27.7 | 27.7 | 27.7
700 | TEXAS BIG SPRING WIND B |  | SGMTN_SIGNALM2 | HOWARD | WIND-O | WEST | 1999 | 6.6 | 6.6 | 6.6 | 6.6 | 6.6 | 6.6 | 6.6 | 6.6 | 6.6 | 6.6 | 6.6
701 | TORRECILLAS WIND 1 |  | TORR_UNIT1_25 | WEBB | WIND-O | SOUTH | 2019 | 150 | 150 | 150 | 150 | 150 | 150 | 150 | 150 | 150 | 150 | 150
702 | TORRECILLAS WIND 2 |  | TORR_UNIT2_23 | WEBB | WIND-O | SOUTH | 2019 | 23 | 23 | 23 | 23 | 23 | 23 | 23 | 23 | 23 | 23 | 23
703 | TORRECILLAS WIND 3 |  | TORR_UNIT2_25 | WEBB | WIND-O | SOUTH | 2019 | 127.5 | 127.5 | 127.5 | 127.5 | 127.5 | 127.5 | 127.5 | 127.5 | 127.5 | 127.5 | 127.5
704 | TRENT WIND 1 A | 17INR0069 | TRENT_TRENT | NOLAN | WIND-O | WEST | 2001 | 38.25 | 38.3 | 38.3 | 38.3 | 38.3 | 38.3 | 38.3 | 38.3 | 38.3 | 38.3 | 38.3
705 | TRENT WIND 1 B |  | TRENT_UNIT_1B | NOLAN | WIND-O | WEST | 2018 | 15.59 | 15.6 | 15.6 | 15.6 | 15.6 | 15.6 | 15.6 | 15.6 | 15.6 | 15.6 | 15.6
706 | TRENT WIND 2 |  | TRENT_UNIT_2 | NOLAN | WIND-O | WEST | 2018 | 50.49 | 50.5 | 50.5 | 50.5 | 50.5 | 50.5 | 50.5 | 50.5 | 50.5 | 50.5 | 50.5
707 | TRENT WIND 3 A |  | TRENT_UNIT_3A | NOLAN | WIND-O | WEST | 2018 | 38.25 | 38.3 | 38.3 | 38.3 | 38.3 | 38.3 | 38.3 | 38.3 | 38.3 | 38.3 | 38.3
708 | TRENT WIND 3 B |  | TRENT_UNIT_3B | NOLAN | WIND-O | WEST | 2018 | 13.79 | 13.8 | 13.8 | 13.8 | 13.8 | 13.8 | 13.8 | 13.8 | 13.8 | 13.8 | 13.8
709 | TRINITY HILLS WIND 1 | 20INR0019 | TRINITY_TH1_BUS1 | ARCHER | WIND-O | WEST | 2012 | 103.4 | 103.4 | 103.4 | 103.4 | 103.4 | 103.4 | 103.4 | 103.4 | 103.4 | 103.4 | 103.4
710 | TRINITY HILLS WIND 2 | 20INR0019 | TRINITY_TH1_BUS2 | ARCHER | WIND-O | WEST | 2012 | 94.6 | 94.6 | 94.6 | 94.6 | 94.6 | 94.6 | 94.6 | 94.6 | 94.6 | 94.6 | 94.6
711 | TSTC WEST TEXAS WIND |  | DG_ROSC2_1UNIT | NOLAN | WIND-O | WEST | 2008 | 2 | 2 | 2 | 2 | 2 | 2 | 2 | 2 | 2 | 2 | 2
712 | TURKEY TRACK WIND |  | TTWEC_G1 | NOLAN | WIND-O | WEST | 2008 | 174.6 | 169.5 | 169.5 | 169.5 | 169.5 | 169.5 | 169.5 | 169.5 | 169.5 | 169.5 | 169.5
713 | TYLER BLUFF WIND |  | TYLRWIND_UNIT1 | COOKE | WIND-O | NORTH | 2017 | 125.6 | 125.6 | 125.6 | 125.6 | 125.6 | 125.6 | 125.6 | 125.6 | 125.6 | 125.6 | 125.6
714 | VENADO WIND U1 |  | VENADO_UNIT1 | ZAPATA | WIND-O | SOUTH | 2021 | 105 | 105 | 105 | 105 | 105 | 105 | 105 | 105 | 105 | 105 | 105
715 | VENADO WIND U2 |  | VENADO_UNIT2 | ZAPATA | WIND-O | SOUTH | 2021 | 96.6 | 96.6 | 96.6 | 96.6 | 96.6 | 96.6 | 96.6 | 96.6 | 96.6 | 96.6 | 96.6
716 | VERA WIND 1 |  | VERAWIND_UNIT1 | KNOX | WIND-O | WEST | 2021 | 12 | 12 | 12 | 12 | 12 | 12 | 12 | 12 | 12 | 12 | 12
717 | VERA WIND 2 |  | VERAWIND_UNIT2 | KNOX | WIND-O | WEST | 2021 | 7.2 | 7.2 | 7.2 | 7.2 | 7.2 | 7.2 | 7.2 | 7.2 | 7.2 | 7.2 | 7.2
718 | VERA WIND 3 |  | VERAWIND_UNIT3 | KNOX | WIND-O | WEST | 2021 | 100.8 | 100.8 | 100.8 | 100.8 | 100.8 | 100.8 | 100.8 | 100.8 | 100.8 | 100.8 | 100.8
719 | VERA WIND 4 |  | VERAWIND_UNIT4 | KNOX | WIND-O | WEST | 2021 | 22 | 22 | 22 | 22 | 22 | 22 | 22 | 22 | 22 | 22 | 22
720 | VERA WIND 5 |  | VERAWIND_UNIT5 | KNOX | WIND-O | WEST | 2021 | 100.8 | 100.8 | 100.8 | 100.8 | 100.8 | 100.8 | 100.8 | 100.8 | 100.8 | 100.8 | 100.8
721 | VERTIGO WIND (FORMERLY GREEN PASTURES WIND 2) |  | VERTIGO_WIND_I | BAYLOR | WIND-O | WEST | 2015 | 150 | 150 | 150 | 150 | 150 | 150 | 150 | 150 | 150 | 150 | 150
722 | WAKE WIND 1 |  | WAKEWE_G1 | DICKENS | WIND-P | PANHANDLE | 2016 | 114.91 | 114.9 | 114.9 | 114.9 | 114.9 | 114.9 | 114.9 | 114.9 | 114.9 | 114.9 | 114.9
723 | WAKE WIND 2 |  | WAKEWE_G2 | DICKENS | WIND-P | PANHANDLE | 2016 | 142.35 | 142.3 | 142.3 | 142.3 | 142.3 | 142.3 | 142.3 | 142.3 | 142.3 | 142.3 | 142.3
724 | WEST RAYMOND (EL TRUENO) WIND U1 |  | TRUENO_UNIT1 | WILLACY | WIND-C | COASTAL | 2021 | 116.6 | 116.6 | 116.6 | 116.6 | 116.6 | 116.6 | 116.6 | 116.6 | 116.6 | 116.6 | 116.6
725 | WEST RAYMOND (EL TRUENO) WIND U2 |  | TRUENO_UNIT2 | WILLACY | WIND-C | COASTAL | 2021 | 123.2 | 123.2 | 123.2 | 123.2 | 123.2 | 123.2 | 123.2 | 123.2 | 123.2 | 123.2 | 123.2
726 | WHIRLWIND ENERGY |  | WEC_WECG1 | FLOYD | WIND-P | PANHANDLE | 2007 | 59.8 | 57 | 57 | 57 | 57 | 57 | 57 | 57 | 57 | 57 | 57
727 | WHITETAIL WIND |  | EXGNWTL_WIND_1 | WEBB | WIND-O | SOUTH | 2012 | 92.34 | 92.3 | 92.3 | 92.3 | 92.3 | 92.3 | 92.3 | 92.3 | 92.3 | 92.3 | 92.3
728 | WILLOW SPRINGS WIND A |  | SALVTION_UNIT1 | HASKELL | WIND-O | WEST | 2017 | 125 | 125 | 125 | 125 | 125 | 125 | 125 | 125 | 125 | 125 | 125
729 | WILLOW SPRINGS WIND B |  | SALVTION_UNIT2 | HASKELL | WIND-O | WEST | 2017 | 125 | 125 | 125 | 125 | 125 | 125 | 125 | 125 | 125 | 125 | 125
730 | WILSON RANCH (INFINITY LIVE OAK WIND) |  | WL_RANCH_UNIT1 | SCHLEICHER | WIND-O | WEST | 2020 | 199.5 | 199.5 | 199.5 | 199.5 | 199.5 | 199.5 | 199.5 | 199.5 | 199.5 | 199.5 | 199.5
731 | WINDTHORST 2 WIND |  | WNDTHST2_UNIT1 | ARCHER | WIND-O | WEST | 2014 | 67.62 | 67.6 | 67.6 | 67.6 | 67.6 | 67.6 | 67.6 | 67.6 | 67.6 | 67.6 | 67.6
732 | WKN MOZART WIND |  | MOZART_WIND_1 | KENT | WIND-O | WEST | 2012 | 30 | 30 | 30 | 30 | 30 | 30 | 30 | 30 | 30 | 30 | 30
733 | WOLF RIDGE WIND | 21INR0511 | WHTTAIL_WR1 | COOKE | WIND-O | NORTH | 2008 | 112.5 | 112.5 | 112.5 | 112.5 | 112.5 | 112.5 | 112.5 | 112.5 | 112.5 | 112.5 | 112.5
734 | Operational Capacity Total (Wind) | [6 empty] | 29418.88 | 29398 | 29398 | 29398 | 29398 | 29398 | 29398 | 29398 | 29398 | 29398 | 29398
735
736 | Operational Wind Capacity Sub-total (Coastal Counties) |  | WIND_OPERATIONAL_C |  |  |  |  | 4671.07 | 4664.9 | 4664.9 | 4664.9 | 4664.9 | 4664.9 | 4664.9 | 4664.9 | 4664.9 | 4664.9 | 4664.9
737 | Wind Peak Average Capacity Percentage (Coastal) |  | WIND_PEAK_PCT_C | % |  |  |  | 100 | 57 | 57 | 57 | 57 | 57 | 57 | 57 | 57 | 57 | 57
738
739 | Operational Wind Capacity Sub-total (Panhandle Counties) |  | WIND_OPERATIONAL_P |  |  |  |  | 4247.23 | 4244.5 | 4244.5 | 4244.5 | 4244.5 | 4244.5 | 4244.5 | 4244.5 | 4244.5 | 4244.5 | 4244.5
740 | Wind Peak Average Capacity Percentage (Panhandle) |  | WIND_PEAK_PCT_P | % |  |  |  | 100 | 30 | 30 | 30 | 30 | 30 | 30 | 30 | 30 | 30 | 30
741
742 | Operational Wind Capacity Sub-total (Other Counties) |  | WIND_OPERATIONAL_O |  |  |  |  | 20500.58 | 20488.6 | 20488.6 | 20488.6 | 20488.6 | 20488.6 | 20488.6 | 20488.6 | 20488.6 | 20488.6 | 20488.6
743 | Wind Peak Average Capacity Percentage (Other) |  | WIND_PEAK_PCT_O | % |  |  |  | 100 | 20 | 20 | 20 | 20 | 20 | 20 | 20 | 20 | 20 | 20
744
745 | Operational Resources (Wind) - Synchronized but not Approved for Commercial Operations
746 | ANCHOR WIND I | 21INR0387 | ANCHOR_WIND2 | EASTLAND | WIND-O | WEST | 2022 | 98.9 | 98.9 | 98.9 | 98.9 | 98.9 | 98.9 | 98.9 | 98.9 | 98.9 | 98.9 | 98.9
747 | ANCHOR WIND II | 21INR0539 | ANCHOR_WIND3 | EASTLAND | WIND-O | WEST | 2022 | 90 | 90 | 90 | 90 | 90 | 90 | 90 | 90 | 90 | 90 | 90
748 | ANCHOR WIND II B | 21INR0539 | ANCHOR_WIND4 | EASTLAND | WIND-O | WEST | 2022 | 38.7 | 38.7 | 38.7 | 38.7 | 38.7 | 38.7 | 38.7 | 38.7 | 38.7 | 38.7 | 38.7
749 | ANCHOR WIND IV | 22INR0562 | ANCHOR_WIND5 | EASTLAND | WIND-O | NORTH | 2022 | 19.3 | 19.3 | 19.3 | 19.3 | 19.3 | 19.3 | 19.3 | 19.3 | 19.3 | 19.3 | 19.3
750 | APOGEE WIND U1 | 21INR0467 | APOGEE_UNIT1 | THROCKMORTON | WIND-O | WEST | 2022 | 25 | 25 | 25 | 25 | 25 | 25 | 25 | 25 | 25 | 25 | 25
751 | APOGEE WIND U2 | 21INR0467 | APOGEE_UNIT2 | THROCKMORTON | WIND-O | WEST | 2022 | 14 | 14 | 14 | 14 | 14 | 14 | 14 | 14 | 14 | 14 | 14
752 | APOGEE WIND U3 | 21INR0467 | APOGEE_UNIT3 | THROCKMORTON | WIND-O | WEST | 2022 | 30.2 | 30.2 | 30.2 | 30.2 | 30.2 | 30.2 | 30.2 | 30.2 | 30.2 | 30.2 | 30.2
753 | APOGEE WIND U4 | 21INR0467 | APOGEE_UNIT4 | THROCKMORTON | WIND-O | WEST | 2022 | 115 | 115 | 115 | 115 | 115 | 115 | 115 | 115 | 115 | 115 | 115
754 | APOGEE WIND U5 | 21INR0467 | APOGEE_UNIT5 | THROCKMORTON | WIND-O | WEST | 2022 | 110 | 110 | 110 | 110 | 110 | 110 | 110 | 110 | 110 | 110 | 110
755 | APOGEE WIND U6 | 21INR0467 | APOGEE_UNIT6 | THROCKMORTON | WIND-O | WEST | 2022 | 24 | 24 | 24 | 24 | 24 | 24 | 24 | 24 | 24 | 24 | 24
756 | APOGEE WIND U7 | 21INR0467 | APOGEE_UNIT7 | THROCKMORTON | WIND-O | WEST | 2022 | 75 | 75 | 75 | 75 | 75 | 75 | 75 | 75 | 75 | 75 | 75
757 | AQUILLA LAKE WIND U1 | 19INR0145 | AQUILLA_U1_23 | HILL | WIND-O | NORTH | 2022 | 13.9 | 13.9 | 13.9 | 13.9 | 13.9 | 13.9 | 13.9 | 13.9 | 13.9 | 13.9 | 13.9
758 | AQUILLA LAKE WIND U2 | 19INR0145 | AQUILLA_U1_28 | HILL | WIND-O | NORTH | 2022 | 135.4 | 135.4 | 135.4 | 135.4 | 135.4 | 135.4 | 135.4 | 135.4 | 135.4 | 135.4 | 135.4
759 | AQUILLA LAKE 2 WIND | 20INR0256 | AQUILLA_U2_23 | HILL | WIND-O | NORTH | 2022 | 7 | 7 | 7 | 7 | 7 | 7 | 7 | 7 | 7 | 7 | 7
760 | AQUILLA LAKE 2 WIND U2 | 20INR0256 | AQUILLA_U2_28 | HILL | WIND-O | NORTH | 2022 | 143.8 | 143.8 | 143.8 | 143.8 | 143.8 | 143.8 | 143.8 | 143.8 | 143.8 | 143.8 | 143.8
761 | BAIRD NORTH WIND U1 | 20INR0083 | BAIRDWND_UNIT1 | CALLAHAN | WIND-O | WEST | 2022 | 195 | 195 | 195 | 195 | 195 | 195 | 195 | 195 | 195 | 195 | 195
762 | BAIRD NORTH WIND U2 | 20INR0083 | BAIRDWND_UNIT2 | CALLAHAN | WIND-O | WEST | 2022 | 145 | 145 | 145 | 145 | 145 | 145 | 145 | 145 | 145 | 145 | 145
763 | BLACKJACK CREEK WIND U1 | 20INR0068 | BLACKJAK_UNIT1 | BEE | WIND-O | SOUTH | 2022 | 120 | 120 | 120 | 120 | 120 | 120 | 120 | 120 | 120 | 120 | 120
764 | BLACKJACK CREEK WIND U2 | 20INR0068 | BLACKJAK_UNIT2 | BEE | WIND-O | SOUTH | 2022 | 120 | 120 | 120 | 120 | 120 | 120 | 120 | 120 | 120 | 120 | 120
765 | CACTUS FLATS WIND U1 | 16INR0086 | CFLATS_U1 | CONCHO | WIND-O | WEST | 2022 | 148.4 | 148.4 | 148.4 | 148.4 | 148.4 | 148.4 | 148.4 | 148.4 | 148.4 | 148.4 | 148.4
766 | COYOTE WIND U1 | 17INR0027b | COYOTE_W_UNIT1 | SCURRY | WIND-O | WEST | 2022 | 90 | 90 | 90 | 90 | 90 | 90 | 90 | 90 | 90 | 90 | 90
767 | COYOTE WIND U2 | 17INR0027b | COYOTE_W_UNIT2 | SCURRY | WIND-O | WEST | 2022 | 26.6 | 26.6 | 26.6 | 26.6 | 26.6 | 26.6 | 26.6 | 26.6 | 26.6 | 26.6 | 26.6
768 | COYOTE WIND U3 | 17INR0027b | COYOTE_W_UNIT3 | SCURRY | WIND-O | WEST | 2022 | 126 | 126 | 126 | 126 | 126 | 126 | 126 | 126 | 126 | 126 | 126
769 | FOXTROT WIND U1 | 20INR0129 | FOXTROT_UNIT1 | BEE | WIND-O | SOUTH | 2022 | 130.2 | 130.2 | 130.2 | 130.2 | 130.2 | 130.2 | 130.2 | 130.2 | 130.2 | 130.2 | 130.2
770 | FOXTROT WIND U2 | 20INR0129 | FOXTROT_UNIT2 | BEE | WIND-O | SOUTH | 2022 | 84 | 84 | 84 | 84 | 84 | 84 | 84 | 84 | 84 | 84 | 84
771 | FOXTROT WIND U3 | 20INR0129 | FOXTROT_UNIT3 | BEE | WIND-O | SOUTH | 2022 | 54 | 54 | 54 | 54 | 54 | 54 | 54 | 54 | 54 | 54 | 54
772 | HARALD (BEARKAT WIND B) | 15INR0064b | HARALD_UNIT1 | GLASSCOCK | WIND-O | WEST | 2022 | 162.1 | 162.1 | 162.1 | 162.1 | 162.1 | 162.1 | 162.1 | 162.1 | 162.1 | 162.1 | 162.1
773 | LAS MAJADAS WIND U1 | 17INR0035 | LMAJADAS_UNIT1 | WILLACY | WIND-C | COASTAL | 2022 | 110 | 110 | 110 | 110 | 110 | 110 | 110 | 110 | 110 | 110 | 110
774 | LAS MAJADAS WIND U2 | 17INR0035 | LMAJADAS_UNIT2 | WILLACY | WIND-C | COASTAL | 2022 | 24 | 24 | 24 | 24 | 24 | 24 | 24 | 24 | 24 | 24 | 24
775 | LAS MAJADAS WIND U3 | 17INR0035 | LMAJADAS_UNIT3 | WILLACY | WIND-C | COASTAL | 2022 | 138.6 | 138.6 | 138.6 | 138.6 | 138.6 | 138.6 | 138.6 | 138.6 | 138.6 | 138.6 | 138.6
776 | EL ALGODON ALTO W U1 | 15INR0034 | ALGODON_UNIT1 | WILLACY | WIND-C | COASTAL | 2022 | 171.6 | 171.6 | 171.6 | 171.6 | 171.6 | 171.6 | 171.6 | 171.6 | 171.6 | 171.6 | 171.6
777 | EL ALGODON ALTO W U2 | 15INR0034 | ALGODON_UNIT2 | WILLACY | WIND-C | COASTAL | 2022 | 28.6 | 28.6 | 28.6 | 28.6 | 28.6 | 28.6 | 28.6 | 28.6 | 28.6 | 28.6 | 28.6
778 | MARYNEAL WINDPOWER | 18INR0031 | MARYNEAL_UNIT1 | NOLAN | WIND-O | WEST | 2022 | 182.4 | 182.4 | 182.4 | 182.4 | 182.4 | 182.4 | 182.4 | 182.4 | 182.4 | 182.4 | 182.4
779 | MESTENO WIND | 16INR0081 | MESTENO_UNIT_1 | STARR | WIND-O | SOUTH | 2022 | 201.6 | 201.6 | 201.6 | 201.6 | 201.6 | 201.6 | 201.6 | 201.6 | 201.6 | 201.6 | 201.6
780 | PRAIRIE HILL WIND U1 | 19INR0100 | PHILLWND_UNIT1 | LIMESTONE | WIND-O | NORTH | 2022 | 153 | 153 | 153 | 153 | 153 | 153 | 153 | 153 | 153 | 153 | 153
781 | PRAIRIE HILL WIND U2 | 19INR0100 | PHILLWND_UNIT2 | LIMESTONE | WIND-O | NORTH | 2022 | 147 | 147 | 147 | 147 | 147 | 147 | 147 | 147 | 147 | 147 | 147
782 | PRIDDY WIND U1 | 16INR0085 | PRIDDY_UNIT1 | MILLS | WIND-O | NORTH | 2022 | 187.2 | 187.2 | 187.2 | 187.2 | 187.2 | 187.2 | 187.2 | 187.2 | 187.2 | 187.2 | 187.2
783 | PRIDDY WIND U2 | 16INR0085 | PRIDDY_UNIT2 | MILLS | WIND-O | NORTH | 2022 | 115.2 | 115.2 | 115.2 | 115.2 | 115.2 | 115.2 | 115.2 | 115.2 | 115.2 | 115.2 | 115.2
784 | RELOJ DEL SOL WIND U1 | 17INR0025 | RELOJ_UNIT1 | ZAPATA | WIND-O | SOUTH | 2022 | 55.4 | 55.4 | 55.4 | 55.4 | 55.4 | 55.4 | 55.4 | 55.4 | 55.4 | 55.4 | 55.4
785 | RELOJ DEL SOL WIND U2 | 17INR0025 | RELOJ_UNIT2 | ZAPATA | WIND-O | SOUTH | 2022 | 48 | 48 | 48 | 48 | 48 | 48 | 48 | 48 | 48 | 48 | 48
786 | RELOJ DEL SOL WIND U3 | 17INR0025 | RELOJ_UNIT3 | ZAPATA | WIND-O | SOUTH | 2022 | 83.1 | 83.1 | 83.1 | 83.1 | 83.1 | 83.1 | 83.1 | 83.1 | 83.1 | 83.1 | 83.1
787 | RELOJ DEL SOL WIND U4 | 17INR0025 | RELOJ_UNIT4 | ZAPATA | WIND-O | SOUTH | 2022 | 22.8 | 22.8 | 22.8 | 22.8 | 22.8 | 22.8 | 22.8 | 22.8 | 22.8 | 22.8 | 22.8
788 | TG EAST WIND U1 | 19INR0052 | TRUSGILL_UNIT1 | KNOX | WIND-O | WEST | 2022 | 42 | 42 | 42 | 42 | 42 | 42 | 42 | 42 | 42 | 42 | 42
789 | TG EAST WIND U2 | 19INR0052 | TRUSGILL_UNIT2 | KNOX | WIND-O | WEST | 2022 | 44.8 | 44.8 | 44.8 | 44.8 | 44.8 | 44.8 | 44.8 | 44.8 | 44.8 | 44.8 | 44.8
790 | TG EAST WIND U3 | 19INR0052 | TRUSGILL_UNIT3 | KNOX | WIND-O | WEST | 2022 | 42 | 42 | 42 | 42 | 42 | 42 | 42 | 42 | 42 | 42 | 42
791 | TG EAST WIND U4 | 19INR0052 | TRUSGILL_UNIT4 | KNOX | WIND-O | WEST | 2022 | 207.2 | 207.2 | 207.2 | 207.2 | 207.2 | 207.2 | 207.2 | 207.2 | 207.2 | 207.2 | 207.2
792 | VORTEX WIND | 20INR0120 | VORTEX_WIND1 | THROCKMORTON | WIND-O | WEST | 2022 | 153.6 | 153.6 | 153.6 | 153.6 | 153.6 | 153.6 | 153.6 | 153.6 | 153.6 | 153.6 | 153.6
793 | VORTEX WIND U2 | 20INR0120 | VORTEX_WIND2 | THROCKMORTON | WIND-O | WEST | 2022 | 24.2 | 24.2 | 24.2 | 24.2 | 24.2 | 24.2 | 24.2 | 24.2 | 24.2 | 24.2 | 24.2
794 | VORTEX WIND U3 | 20INR0120 | VORTEX_WIND3 | THROCKMORTON | WIND-O | WEST | 2022 | 158.4 | 158.4 | 158.4 | 158.4 | 158.4 | 158.4 | 158.4 | 158.4 | 158.4 | 158.4 | 158.4
795 | VORTEX WIND U4 | 20INR0120 | VORTEX_WIND4 | THROCKMORTON | WIND-O | WEST | 2022 | 14 | 14 | 14 | 14 | 14 | 14 | 14 | 14 | 14 | 14 | 14
796 | WHITE MESA WIND U1 | 19INR0128 | WHMESA_UNIT1 | CROCKETT | WIND-O | WEST | 2022 | 152.3 | 152.3 | 152.3 | 152.3 | 152.3 | 152.3 | 152.3 | 152.3 | 152.3 | 152.3 | 152.3
797 | WHITE MESA 2 WIND | 21INR0521 | WHMESA_UNIT2_23 | CROCKETT | WIND-O | WEST | 2022 | 13.92 | 13.9 | 13.9 | 13.9 | 13.9 | 13.9 | 13.9 | 13.9 | 13.9 | 13.9 | 13.9
798 | WHITE MESA 2 WIND U2 | 21INR0521 | WHMESA_UNIT2_28 | CROCKETT | WIND-O | WEST | 2022 | 183.3 | 183.3 | 183.3 | 183.3 | 183.3 | 183.3 | 183.3 | 183.3 | 183.3 | 183.3 | 183.3
799 | WHITE MESA 2 WIND U3 | 21INR0521 | WHMESA_UNIT3_23 | CROCKETT | WIND-O | WEST | 2022 | 18.56 | 18.6 | 18.6 | 18.6 | 18.6 | 18.6 | 18.6 | 18.6 | 18.6 | 18.6 | 18.6
800 | WHITE MESA 2 WIND U4 | 21INR0521 | WHMESA_UNIT3_28 | CROCKETT | WIND-O | WEST | 2022 | 132.54 | 132.5 | 132.5 | 132.5 | 132.5 | 132.5 | 132.5 | 132.5 | 132.5 | 132.5 | 132.5
801 | WHITEHORSE WIND U1 | 19INR0080 | WH_WIND_UNIT1 | FISHER | WIND-O | WEST | 2022 | 209.4 | 209.4 | 209.4 | 209.4 | 209.4 | 209.4 | 209.4 | 209.4 | 209.4 | 209.4 | 209.4
802 | WHITEHORSE WIND U2 | 19INR0080 | WH_WIND_UNIT2 | FISHER | WIND-O | WEST | 2022 | 209.5 | 209.5 | 209.5 | 209.5 | 209.5 | 209.5 | 209.5 | 209.5 | 209.5 | 209.5 | 209.5
803 | WILDWIND | 20INR0033 | WILDWIND_UNIT1 | COOKE | WIND-O | NORTH | 2022 | 18.38 | 18.4 | 18.4 | 18.4 | 18.4 | 18.4 | 18.4 | 18.4 | 18.4 | 18.4 | 18.4
804 | WILDWIND U2 | 20INR0033 | WILDWIND_UNIT2 | COOKE | WIND-O | NORTH | 2022 | 48 | 48 | 48 | 48 | 48 | 48 | 48 | 48 | 48 | 48 | 48
805 | WILDWIND U3 | 20INR0033 | WILDWIND_UNIT3 | COOKE | WIND-O | NORTH | 2022 | 6.3 | 6.3 | 6.3 | 6.3 | 6.3 | 6.3 | 6.3 | 6.3 | 6.3 | 6.3 | 6.3
806 | WILDWIND U4 | 20INR0033 | WILDWIND_UNIT4 | COOKE | WIND-O | NORTH | 2022 | 54.6 | 54.6 | 54.6 | 54.6 | 54.6 | 54.6 | 54.6 | 54.6 | 54.6 | 54.6 | 54.6
807 | WILDWIND U5 | 20INR0033 | WILDWIND_UNIT5 | COOKE | WIND-O | NORTH | 2022 | 52.8 | 52.8 | 52.8 | 52.8 | 52.8 | 52.8 | 52.8 | 52.8 | 52.8 | 52.8 | 52.8
808 | Operational Capacity - Synchronized but not Approved for Commercial Operations Total (Wind) | [6 empty] | 5795.8 | 5795.8 | 5795.8 | 5795.8 | 5795.8 | 5795.8 | 5795.8 | 5795.8 | 5795.8 | 5795.8 | 5795.8
809
810 | Operational Wind Capacity Synchronized but not Approved for Commercial Operations Sub-total (Coastal Counties) |  | WIND_SYNCHRONIZED_C |  |  |  |  | 472.8 | 472.8 | 472.8 | 472.8 | 472.8 | 472.8 | 472.8 | 472.8 | 472.8 | 472.8 | 472.8
811 | Wind Peak Average Capacity Percentage (Coastal) |  | WIND_SYNC_PEAK_PCT_C | % |  |  |  | 100 | 57 | 57 | 57 | 57 | 57 | 57 | 57 | 57 | 57 | 57
812
813 | Operational Wind Capacity Synchronized but not Approved for Commercial Operations Sub-total (Panhandle Counties) |  | WIND_SYNCHRONIZED_P |  |  |  |  | 0 | 0 | 0 | 0 | 0 | 0 | 0 | 0 | 0 | 0 | 0
814 | Wind Peak Average Capacity Percentage (Panhandle) |  | WIND_SYNC_PEAK_PCT_P | % |  |  |  | 100 | 30 | 30 | 30 | 30 | 30 | 30 | 30 | 30 | 30 | 30
815
816 | Operational Wind Capacity Synchronized but not Approved for Commercial Operations Sub-total (Other Counties) |  | WIND_SYNCHRONIZED_O |  |  |  |  | 5323 | 5323 | 5323 | 5323 | 5323 | 5323 | 5323 | 5323 | 5323 | 5323 | 5323
817 | Wind Peak Average Capacity Percentage (Other) |  | WIND_SYNC_PEAK_PCT_O | % |  |  |  | 100 | 20 | 20 | 20 | 20 | 20 | 20 | 20 | 20 | 20 | 20
818
819 | Operational Resources (Solar)
820 | ACACIA SOLAR |  | ACACIA_UNIT_1 | PRESIDIO | SOLAR | WEST | 2012 | 10 | 10 | 10 | 10 | 10 | 10 | 10 | 10 | 10 | 10 | 10
821 | ALEXIS SOLAR |  | DG_ALEXIS_ALEXIS | BROOKS | SOLAR | SOUTH | 2019 | 10 | 10 | 10 | 10 | 10 | 10 | 10 | 10 | 10 | 10 | 10
822 | ANSON SOLAR U1 |  | ANSON1_UNIT1 | JONES | SOLAR | WEST | 2022 | 100.8 | 100 | 100 | 100 | 100 | 100 | 100 | 100 | 100 | 100 | 100
823 | ANSON SOLAR U2 |  | ANSON1_UNIT2 | JONES | SOLAR | WEST | 2022 | 100.8 | 100 | 100 | 100 | 100 | 100 | 100 | 100 | 100 | 100 | 100
824 | ARAGORN SOLAR |  | ARAGORN_UNIT1 | CULBERSON | SOLAR | WEST | 2021 | 188.2 | 185 | 185 | 185 | 185 | 185 | 185 | 185 | 185 | 185 | 185
825 | AZURE SKY SOLAR U1 |  | AZURE_SOLAR1 | HASKELL | SOLAR | WEST | 2021 | 74.9 | 74.9 | 74.9 | 74.9 | 74.9 | 74.9 | 74.9 | 74.9 | 74.9 | 74.9 | 74.9
826 | AZURE SKY SOLAR U2 |  | AZURE_SOLAR2 | HASKELL | SOLAR | WEST | 2021 | 153.5 | 153.5 | 153.5 | 153.5 | 153.5 | 153.5 | 153.5 | 153.5 | 153.5 | 153.5 | 153.5
827 | BECK 1 |  | DG_CECSOLAR_DG_BECK1 | BEXAR | SOLAR | SOUTH | 2016 | 1 | bar: SUMMER CAPACITY (MW) 2023 to SUMMER CAPACITY (MW) 2032
828 | BHE SOLAR PEARL PROJECT (SIRIUS 2) |  | SIRIUS_UNIT2 | PECOS | SOLAR | WEST | 2017 | 50 | 49.1 | 49.1 | 49.1 | 49.1 | 49.1 | 49.1 | 49.1 | 49.1 | 49.1 | 49.1
829 | BLUE WING 1 SOLAR |  | DG_BROOK_1UNIT | BEXAR | SOLAR | SOUTH | 2010 | 7.6 | 7.6 | 7.6 | 7.6 | 7.6 | 7.6 | 7.6 | 7.6 | 7.6 | 7.6 | 7.6
830 | BLUE WING 2 SOLAR |  | DG_ELMEN_1UNIT | BEXAR | SOLAR | SOUTH | 2010 | 7.3 | 7.3 | 7.3 | 7.3 | 7.3 | 7.3 | 7.3 | 7.3 | 7.3 | 7.3 | 7.3
831 | BLUEBELL SOLAR (CAPRICORN RIDGE SOLAR) |  | CAPRIDG4_BB_PV | STERLING | SOLAR | WEST | 2019 | 30 | 30 | 30 | 30 | 30 | 30 | 30 | 30 | 30 | 30 | 30
832 | BLUEBELL SOLAR II 1 (CAPRICORN RIDGE 4) |  | CAPRIDG4_BB2_PV1 | STERLING | SOLAR | WEST | 2021 | 100 | 100 | 100 | 100 | 100 | 100 | 100 | 100 | 100 | 100 | 100
833 | BLUEBELL SOLAR II 2 (CAPRICORN RIDGE 4) |  | CAPRIDG4_BB2_PV2 | STERLING | SOLAR | WEST | 2021 | 15 | 15 | 15 | 15 | 15 | 15 | 15 | 15 | 15 | 15 | 15
834 | BNB LAMESA SOLAR (PHASE I) |  | LMESASLR_UNIT1 | DAWSON | SOLAR | WEST | 2018 | 101.6 | 101.6 | 101.6 | 101.6 | 101.6 | 101.6 | 101.6 | 101.6 | 101.6 | 101.6 | 101.6
835 | BNB LAMESA SOLAR (PHASE II) |  | LMESASLR_IVORY | DAWSON | SOLAR | WEST | 2018 | 50 | 50 | 50 | 50 | 50 | 50 | 50 | 50 | 50 | 50 | 50
836 | BOVINE SOLAR LLC |  | DG_BOVINE_BOVINE | AUSTIN | SOLAR | SOUTH | 2018 | 5 | 5 | 5 | 5 | 5 | 5 | 5 | 5 | 5 | 5 | 5
837 | BOVINE SOLAR LLC |  | DG_BOVINE2_BOVINE2 | AUSTIN | SOLAR | SOUTH | 2018 | 5 | 5 | 5 | 5 | 5 | 5 | 5 | 5 | 5 | 5 | 5
838 | BRONSON SOLAR I |  | DG_BRNSN_BRNSN | FORT BEND | SOLAR | HOUSTON | 2018 | 5 | 5 | 5 | 5 | 5 | 5 | 5 | 5 | 5 | 5 | 5
839 | BRONSON SOLAR II |  | DG_BRNSN2_BRNSN2 | FORT BEND | SOLAR | HOUSTON | 2018 | 5 | 5 | 5 | 5 | 5 | 5 | 5 | 5 | 5 | 5 | 5
840 | CASCADE SOLAR I |  | DG_CASCADE_CASCADE | WHARTON | SOLAR | SOUTH | 2018 | 5 | 5 | 5 | 5 | 5 | 5 | 5 | 5 | 5 | 5 | 5
841 | CASCADE SOLAR II |  | DG_CASCADE2_CASCADE2 | WHARTON | SOLAR | SOUTH | 2018 | 5 | 5 | 5 | 5 | 5 | 5 | 5 | 5 | 5 | 5 | 5
842 | CASTLE GAP SOLAR |  | CASL_GAP_UNIT1 | UPTON | SOLAR | WEST | 2018 | 180 | 180 | 180 | 180 | 180 | 180 | 180 | 180 | 180 | 180 | 180
843 | CATAN SOLAR |  | DG_CS10_CATAN | KARNES | SOLAR | SOUTH | 2020 | 10 | 10 | 10 | 10 | 10 | 10 | 10 | 10 | 10 | 10 | 10
844 | CHISUM SOLAR |  | DG_CHISUM_CHISUM | LAMAR | SOLAR | NORTH | 2018 | 10 | 10 | 10 | 10 | 10 | 10 | 10 | 10 | 10 | 10 | 10
845 | COMMERCE_SOLAR |  | DG_ X443PV1_SWRI_PV1 | BEXAR | SOLAR | SOUTH | 2019 | 5 | 5 | 5 | 5 | 5 | 5 | 5 | 5 | 5 | 5 | 5
846 | CONIGLIO SOLAR |  | CONIGLIO_UNIT1 | FANNIN | SOLAR | NORTH | 2021 | 125.7 | 125.7 | 125.7 | 125.7 | 125.7 | 125.7 | 125.7 | 125.7 | 125.7 | 125.7 | 125.7
847 | CORAZON SOLAR PHASE I |  | CORAZON_UNIT1 | WEBB | SOLAR | SOUTH | 2021 | 202.6 | 202.6 | 202.6 | 202.6 | 202.6 | 202.6 | 202.6 | 202.6 | 202.6 | 202.6 | 202.6
848 | EAST BLACKLAND SOLAR (PFLUGERVILLE SOLAR) |  | E_BLACK_UNIT_1 | TRAVIS | SOLAR | SOUTH | 2021 | 144 | 144 | 144 | 144 | 144 | 144 | 144 | 144 | 144 | 144 | 144
849 | EDDY SOLAR II |  | DG_EDDYII_EDDYII | MCLENNAN | SOLAR | NORTH | 2018 | 10 | 10 | 10 | 10 | 10 | 10 | 10 | 10 | 10 | 10 | 10
850 | ELARA SOLAR |  | ELARA_SL_UNIT1 | FRIO | SOLAR | SOUTH | 2022 | 132.4 | 132.4 | 132.4 | 132.4 | 132.4 | 132.4 | 132.4 | 132.4 | 132.4 | 132.4 | 132.4
851 | EUNICE SOLAR U1 |  | EUNICE_PV1 | ANDREWS | SOLAR | WEST | 2021 | 189.6 | 189.6 | 189.6 | 189.6 | 189.6 | 189.6 | 189.6 | 189.6 | 189.6 | 189.6 | 189.6
852 | EUNICE SOLAR U2 |  | EUNICE_PV2 | ANDREWS | SOLAR | WEST | 2021 | 237.1 | 237.1 | 237.1 | 237.1 | 237.1 | 237.1 | 237.1 | 237.1 | 237.1 | 237.1 | 237.1
853 | FIFTH GENERATION SOLAR 1 |  | DG_FIFTHGS1_FGSOLAR1 | TRAVIS | SOLAR | SOUTH | 2016 | 1.6 | 1.6 | 1.6 | 1.6 | 1.6 | 1.6 | 1.6 | 1.6 | 1.6 | 1.6 | 1.6
854 | FOWLER RANCH |  | FWLR_SLR_UNIT1 | CRANE | SOLAR | WEST | 2020 | 152.5 | 150 | 150 | 150 | 150 | 150 | 150 | 150 | 150 | 150 | 150
855 | FS BARILLA SOLAR-PECOS |  | HOVEY_UNIT1 | PECOS | SOLAR | WEST | 2015 | 22 | 22 | 22 | 22 | 22 | 22 | 22 | 22 | 22 | 22 | 22
856 | FS EAST PECOS SOLAR |  | BOOTLEG_UNIT1 | PECOS | SOLAR | WEST | 2017 | 126 | 121.1 | 121.1 | 121.1 | 121.1 | 121.1 | 121.1 | 121.1 | 121.1 | 121.1 | 121.1
857 | GALLOWAY 1 SOLAR |  | GALLOWAY_SOLAR1 | CONCHO | SOLAR | WEST | 2021 | 250 | 250 | 250 | 250 | 250 | 250 | 250 | 250 | 250 | 250 | 250
858 | GREASEWOOD SOLAR 1 |  | GREASWOD_UNIT1 | PECOS | SOLAR | WEST | 2021 | 126.3 | 124.6 | 124.6 | 124.6 | 124.6 | 124.6 | 124.6 | 124.6 | 124.6 | 124.6 | 124.6
859 | GREASEWOOD SOLAR 2 |  | GREASWOD_UNIT2 | PECOS | SOLAR | WEST | 2021 | 132.2 | 130.4 | 130.4 | 130.4 | 130.4 | 130.4 | 130.4 | 130.4 | 130.4 | 130.4 | 130.4
860 | GRIFFIN SOLAR |  | DG_GRIFFIN_GRIFFIN | MCLENNAN | SOLAR | NORTH | 2019 | 5 | 5 | 5 | 5 | 5 | 5 | 5 | 5 | 5 | 5 | 5
861 | HIGHWAY 56 |  | DG_HWY56_HWY56 | GRAYSON | SOLAR | NORTH | 2017 | 5.3 | 5.3 | 5.3 | 5.3 | 5.3 | 5.3 | 5.3 | 5.3 | 5.3 | 5.3 | 5.3
862 | HM SEALY SOLAR 1 |  | DG_SEALY_1UNIT | AUSTIN | SOLAR | SOUTH | 2015 | 1.6 | 1.6 | 1.6 | 1.6 | 1.6 | 1.6 | 1.6 | 1.6 | 1.6 | 1.6 | 1.6
863 | HOLSTEIN SOLAR 1 |  | HOLSTEIN_SOLAR1 | NOLAN | SOLAR | WEST | 2020 | 102.2 | 102.2 | 102.2 | 102.2 | 102.2 | 102.2 | 102.2 | 102.2 | 102.2 | 102.2 | 102.2
864 | HOLSTEIN SOLAR 2 |  | HOLSTEIN_SOLAR2 | NOLAN | SOLAR | WEST | 2020 | 102.3 | 102.3 | 102.3 | 102.3 | 102.3 | 102.3 | 102.3 | 102.3 | 102.3 | 102.3 | 102.3
865 | IMPACT SOLAR |  | IMPACT_UNIT1 | LAMAR | SOLAR | NORTH | 2021 | 198.5 | 198.5 | 198.5 | 198.5 | 198.5 | 198.5 | 198.5 | 198.5 | 198.5 | 198.5 | 198.5
866 | JUNO SOLAR PHASE I |  | JUNO_UNIT1 | BORDEN | SOLAR | WEST | 2021 | 162.1 | 162.1 | 162.1 | 162.1 | 162.1 | 162.1 | 162.1 | 162.1 | 162.1 | 162.1 | 162.1
867 | JUNO SOLAR PHASE II |  | JUNO_UNIT2 | BORDEN | SOLAR | WEST | 2021 | 143.5 | 143.5 | 143.5 | 143.5 | 143.5 | 143.5 | 143.5 | 143.5 | 143.5 | 143.5 | 143.5
868 | KELLAM SOLAR |  | KELAM_SL_UNIT1 | VAN ZANDT | SOLAR | NORTH | 2020 | 59.8 | 59.8 | 59.8 | 59.8 | 59.8 | 59.8 | 59.8 | 59.8 | 59.8 | 59.8 | 59.8
869 | LAMPWICK SOLAR |  | DG_LAMPWICK_LAMPWICK | MENARD | SOLAR | WEST | 2019 | 7.5 | 7.5 | 7.5 | 7.5 | 7.5 | 7.5 | 7.5 | 7.5 | 7.5 | 7.5 | 7.5
870 | LAPETUS SOLAR |  | LAPETUS_UNIT_1 | ANDREWS | SOLAR | WEST | 2020 | 100.7 | 100.7 | 100.7 | 100.7 | 100.7 | 100.7 | 100.7 | 100.7 | 100.7 | 100.7 | 100.7
871 | LEON |  | DG_LEON_LEON | HUNT | SOLAR | NORTH | 2017 | 10 | 10 | 10 | 10 | 10 | 10 | 10 | 10 | 10 | 10 | 10
872 | LILY SOLAR |  | LILY_SOLAR1 | KAUFMAN | SOLAR | NORTH | 2021 | 147.6 | 147.6 | 147.6 | 147.6 | 147.6 | 147.6 | 147.6 | 147.6 | 147.6 | 147.6 | 147.6
873 | LONG DRAW SOLAR U1 |  | LGDRAW_S_UNIT1_1 | BORDEN | SOLAR | WEST | 2021 | 98.5 | 98.5 | 98.5 | 98.5 | 98.5 | 98.5 | 98.5 | 98.5 | 98.5 | 98.5 | 98.5
874 | LONG DRAW SOLAR U2 |  | LGDRAW_S_UNIT1_2 | BORDEN | SOLAR | WEST | 2021 | 128.3 | 128.3 | 128.3 | 128.3 | 128.3 | 128.3 | 128.3 | 128.3 | 128.3 | 128.3 | 128.3
875 | MARLIN |  | DG_MARLIN_MARLIN | FALLS | SOLAR | NORTH | 2017 | 5.3 | 5.3 | 5.3 | 5.3 | 5.3 | 5.3 | 5.3 | 5.3 | 5.3 | 5.3 | 5.3
876 | MARS SOLAR (DG) |  | DG_MARS_MARS | WEBB | SOLAR | SOUTH | 2019 | 10 | 10 | 10 | 10 | 10 | 10 | 10 | 10 | 10 | 10 | 10
877 | MISAE SOLAR U1 |  | MISAE_UNIT1 | CHILDRESS | SOLAR | PANHANDLE | 2021 | 121.4 | 121.4 | 121.4 | 121.4 | 121.4 | 121.4 | 121.4 | 121.4 | 121.4 | 121.4 | 121.4
878 | MISAE SOLAR U2 |  | MISAE_UNIT2 | CHILDRESS | SOLAR | PANHANDLE | 2021 | 118.6 | 118.6 | 118.6 | 118.6 | 118.6 | 118.6 | 118.6 | 118.6 | 118.6 | 118.6 | 118.6
879 | NORTH GAINESVILLE |  | DG_NGNSVL_NGAINESV | COOKE | SOLAR | NORTH | 2017 | 5.2 | 5.2 | 5.2 | 5.2 | 5.2 | 5.2 | 5.2 | 5.2 | 5.2 | 5.2 | 5.2
880 | OBERON SOLAR |  | OBERON_UNIT_1 | ECTOR | SOLAR | WEST | 2020 | 180 | 180 | 180 | 180 | 180 | 180 | 180 | 180 | 180 | 180 | 180
881 | OCI ALAMO 1 SOLAR |  | OCI_ALM1_UNIT1 | BEXAR | SOLAR | SOUTH | 2013 | 39.18 | 39.2 | 39.2 | 39.2 | 39.2 | 39.2 | 39.2 | 39.2 | 39.2 | 39.2 | 39.2
882 | OCI ALAMO 2 SOLAR-ST. HEDWIG |  | DG_STHWG_UNIT1 | BEXAR | SOLAR | SOUTH | 2014 | 4.4 | 4.4 | 4.4 | 4.4 | 4.4 | 4.4 | 4.4 | 4.4 | 4.4 | 4.4 | 4.4
883 | OCI ALAMO 3-WALZEM SOLAR |  | DG_WALZM_UNIT1 | BEXAR | SOLAR | SOUTH | 2014 | 5.5 | 5.5 | 5.5 | 5.5 | 5.5 | 5.5 | 5.5 | 5.5 | 5.5 | 5.5 | 5.5
884 | OCI ALAMO 4 SOLAR-BRACKETVILLE |  | ECLIPSE_UNIT1 | KINNEY | SOLAR | SOUTH | 2014 | 37.62 | 37.6 | 37.6 | 37.6 | 37.6 | 37.6 | 37.6 | 37.6 | 37.6 | 37.6 | 37.6
885 | OCI ALAMO 5 (DOWNIE RANCH) |  | HELIOS_UNIT1 | UVALDE | SOLAR | SOUTH | 2015 | 100 | 100 | 100 | 100 | 100 | 100 | 100 | 100 | 100 | 100 | 100
886 | OCI ALAMO 6 (SIRIUS/WEST TEXAS) |  | SIRIUS_UNIT1 | PECOS | SOLAR | WEST | 2017 | 110.2 | 110.2 | 110.2 | 110.2 | 110.2 | 110.2 | 110.2 | 110.2 | 110.2 | 110.2 | 110.2
887 | OCI ALAMO 7 (PAINT CREEK) |  | SOLARA_UNIT1 | HASKELL | SOLAR | WEST | 2016 | 112 | 112 | 112 | 112 | 112 | 112 | 112 | 112 | 112 | 112 | 112
888 | PHOEBE SOLAR 1 |  | PHOEBE_UNIT1 | WINKLER | SOLAR | WEST | 2019 | 125.04 | 125.1 | 125.1 | 125.1 | 125.1 | 125.1 | 125.1 | 125.1 | 125.1 | 125.1 | 125.1
889 | PHOEBE SOLAR 2 |  | PHOEBE_UNIT2 | WINKLER | SOLAR | WEST | 2019 | 127.95 | 128.1 | 128.1 | 128.1 | 128.1 | 128.1 | 128.1 | 128.1 | 128.1 | 128.1 | 128.1
890 | PHOENIX SOLAR |  | PHOENIX_UNIT1 | FANNIN | SOLAR | NORTH | 2021 | 83.9 | 83.9 | 83.9 | 83.9 | 83.9 | 83.9 | 83.9 | 83.9 | 83.9 | 83.9 | 83.9
891 | POWERFIN KINGSBERY |  | DG_PFK_PFKPV | TRAVIS | SOLAR | SOUTH | 2017 | 2.6 | 2.6 | 2.6 | 2.6 | 2.6 | 2.6 | 2.6 | 2.6 | 2.6 | 2.6 | 2.6
892 | PROSPERO SOLAR 1 U1 |  | PROSPERO_UNIT1 | ANDREWS | SOLAR | WEST | 2020 | 153.6 | 153.6 | 153.6 | 153.6 | 153.6 | 153.6 | 153.6 | 153.6 | 153.6 | 153.6 | 153.6
893 | PROSPERO SOLAR 1 U2 |  | PROSPERO_UNIT2 | ANDREWS | SOLAR | WEST | 2020 | 150 | 150 | 150 | 150 | 150 | 150 | 150 | 150 | 150 | 150 | 150
894 | PROSPERO SOLAR 2 U1 |  | PRSPERO2_UNIT1 | ANDREWS | SOLAR | WEST | 2021 | 126.5 | 126.5 | 126.5 | 126.5 | 126.5 | 126.5 | 126.5 | 126.5 | 126.5 | 126.5 | 126.5
895 | PROSPERO SOLAR 2 U2 |  | PRSPERO2_UNIT2 | ANDREWS | SOLAR | WEST | 2021 | 126.4 | 126.4 | 126.4 | 126.4 | 126.4 | 126.4 | 126.4 | 126.4 | 126.4 | 126.4 | 126.4
896 | QUEEN SOLAR PHASE I |  | QUEEN_SL_SOLAR1 | UPTON | SOLAR | WEST | 2020 | 102.5 | 102.5 | 102.5 | 102.5 | 102.5 | 102.5 | 102.5 | 102.5 | 102.5 | 102.5 | 102.5
897 | QUEEN SOLAR PHASE I |  | QUEEN_SL_SOLAR2 | UPTON | SOLAR | WEST | 2020 | 102.5 | 102.5 | 102.5 | 102.5 | 102.5 | 102.5 | 102.5 | 102.5 | 102.5 | 102.5 | 102.5
898 | QUEEN SOLAR PHASE II |  | QUEEN_SL_SOLAR3 | UPTON | SOLAR | WEST | 2020 | 97.5 | 97.5 | 97.5 | 97.5 | 97.5 | 97.5 | 97.5 | 97.5 | 97.5 | 97.5 | 97.5
899 | QUEEN SOLAR PHASE II |  | QUEEN_SL_SOLAR4 | UPTON | SOLAR | WEST | 2020 | 107.5 | 107.5 | 107.5 | 107.5 | 107.5 | 107.5 | 107.5 | 107.5 | 107.5 | 107.5 | 107.5
900 | RAMBLER SOLAR |  | RAMBLER_UNIT1 | TOM GREEN | SOLAR | WEST | 2020 | 211.19 | 200 | 200 | 200 | 200 | 200 | 200 | 200 | 200 | 200 | 200
901 | RE ROSEROCK SOLAR 1 |  | REROCK_UNIT1 | PECOS | SOLAR | WEST | 2016 | 78.75 | 78.8 | 78.8 | 78.8 | 78.8 | 78.8 | 78.8 | 78.8 | 78.8 | 78.8 | 78.8
902 | RE ROSEROCK SOLAR 2 |  | REROCK_UNIT2 | PECOS | SOLAR | WEST | 2016 | 78.75 | 78.8 | 78.8 | 78.8 | 78.8 | 78.8 | 78.8 | 78.8 | 78.8 | 78.8 | 78.8
903 | REDBARN SOLAR 1 (RE MAPLEWOOD 2A SOLAR) |  | REDBARN_UNIT_1 | PECOS | SOLAR | WEST | 2021 | 222 | 222 | 222 | 222 | 222 | 222 | 222 | 222 | 222 | 222 | 222
904 | REDBARN SOLAR 2 (RE MAPLEWOOD 2B SOLAR) |  | REDBARN_UNIT_2 | PECOS | SOLAR | WEST | 2021 | 28 | 28 | 28 | 28 | 28 | 28 | 28 | 28 | 28 | 28 | 28
905 | RENEWABLE ENERGY ALTERNATIVES-CCS1 |  | DG_COSERVSS_CSS1 | DENTON | SOLAR | NORTH | 2015 | 2 | 2 | 2 | 2 | 2 | 2 | 2 | 2 | 2 | 2 | 2
906 | RIGGINS (SE BUCKTHORN WESTEX SOLAR) |  | RIGGINS_UNIT1 | PECOS | SOLAR | WEST | 2018 | 155.44 | 150 | 150 | 150 | 150 | 150 | 150 | 150 | 150 | 150 | 150
907 | RIPPEY SOLAR |  | RIPPEY_UNIT1 | COOKE | SOLAR | NORTH | 2020 | 59.8 | 59.8 | 59.8 | 59.8 | 59.8 | 59.8 | 59.8 | 59.8 | 59.8 | 59.8 | 59.8
908 | SOLAIREHOLMAN 1 |  | LASSO_UNIT1 | BREWSTER | SOLAR | WEST | 2018 | 50 | 50 | 50 | 50 | 50 | 50 | 50 | 50 | 50 | 50 | 50
909 | SP-TX-12-PHASE B |  | SPTX12B_UNIT1 | UPTON | SOLAR | WEST | 2017 | 157.5 | 157.5 | 157.5 | 157.5 | 157.5 | 157.5 | 157.5 | 157.5 | 157.5 | 157.5 | 157.5
910 | STERLING |  | DG_STRLING_STRLING | HUNT | SOLAR | NORTH | 2018 | 10 | 10 | 10 | 10 | 10 | 10 | 10 | 10 | 10 | 10 | 10
911 | SUNEDISON RABEL ROAD SOLAR |  | DG_VALL1_1UNIT | BEXAR | SOLAR | SOUTH | 2012 | 9.9 | 9.9 | 9.9 | 9.9 | 9.9 | 9.9 | 9.9 | 9.9 | 9.9 | 9.9 | 9.9
912 | SUNEDISON VALLEY ROAD SOLAR |  | DG_VALL2_1UNIT | BEXAR | SOLAR | SOUTH | 2012 | 9.9 | 9.9 | 9.9 | 9.9 | 9.9 | 9.9 | 9.9 | 9.9 | 9.9 | 9.9 | 9.9
913 | SUNEDISON CPS3 SOMERSET 1 SOLAR |  | DG_SOME1_1UNIT | BEXAR | SOLAR | SOUTH | 2012 | 5.6 | 5.6 | 5.6 | 5.6 | 5.6 | 5.6 | 5.6 | 5.6 | 5.6 | 5.6 | 5.6
914 | SUNEDISON SOMERSET 2 SOLAR |  | DG_SOME2_1UNIT | BEXAR | SOLAR | SOUTH | 2012 | 5 | 5 | 5 | 5 | 5 | 5 | 5 | 5 | 5 | 5 | 5
915 | TAYGETE SOLAR 1 U1 |  | TAYGETE_UNIT1 | PECOS | SOLAR | WEST | 2021 | 125.9 | 125.9 | 125.9 | 125.9 | 125.9 | 125.9 | 125.9 | 125.9 | 125.9 | 125.9 | 125.9
916 | TAYGETE SOLAR 1 U2 |  | TAYGETE_UNIT2 | PECOS | SOLAR | WEST | 2021 | 128.9 | 128.9 | 128.9 | 128.9 | 128.9 | 128.9 | 128.9 | 128.9 | 128.9 | 128.9 | 128.9
917 | TITAN SOLAR (IP TITAN) U1 |  | TI_SOLAR_UNIT1 | CULBERSON | SOLAR | WEST | 2021 | 136.8 | 136.8 | 136.8 | 136.8 | 136.8 | 136.8 | 136.8 | 136.8 | 136.8 | 136.8 | 136.8
918 | TITAN SOLAR (IP TITAN) U2 |  | TI_SOLAR_UNIT2 | CULBERSON | SOLAR | WEST | 2021 | 131.1 | 131.1 | 131.1 | 131.1 | 131.1 | 131.1 | 131.1 | 131.1 | 131.1 | 131.1 | 131.1
919 | TPE ERATH SOLAR |  | DG_ERATH_ERATH21 | ERATH | SOLAR | NORTH | 2021 | 10 | 10 | 10 | 10 | 10 | 10 | 10 | 10 | 10 | 10 | 10
920 | WAGYU SOLAR |  | WGU_UNIT1 | BRAZORIA | SOLAR | COASTAL | 2021 | 120 | 120 | 120 | 120 | 120 | 120 | 120 | 120 | 120 | 120 | 120
921 | WALNUT SPRINGS |  | DG_WLNTSPRG_1UNIT | BOSQUE | SOLAR | NORTH | 2016 | 10 | 10 | 10 | 10 | 10 | 10 | 10 | 10 | 10 | 10 | 10
922 | WAYMARK SOLAR |  | WAYMARK_UNIT1 | UPTON | SOLAR | WEST | 2018 | 182 | 182 | 182 | 182 | 182 | 182 | 182 | 182 | 182 | 182 | 182
923 | WEBBERVILLE SOLAR |  | WEBBER_S_WSP1 | TRAVIS | SOLAR | SOUTH | 2011 | 26.7 | 26.7 | 26.7 | 26.7 | 26.7 | 26.7 | 26.7 | 26.7 | 26.7 | 26.7 | 26.7
924 | WEST MOORE II |  | DG_WMOOREII_WMOOREII | GRAYSON | SOLAR | NORTH | 2018 | 5 | 5 | 5 | 5 | 5 | 5 | 5 | 5 | 5 | 5 | 5
925 | WEST OF PECOS SOLAR |  | W_PECOS_UNIT1 | REEVES | SOLAR | WEST | 2019 | 100 | 100 | 100 | 100 | 100 | 100 | 100 | 100 | 100 | 100 | 100
926 | WHITESBORO |  | DG_WBORO_WHTSBORO | GRAYSON | SOLAR | NORTH | 2017 | 5 | 5 | 5 | 5 | 5 | 5 | 5 | 5 | 5 | 5 | 5
927 | WHITESBORO II |  | DG_WBOROII_WHBOROII | GRAYSON | SOLAR | NORTH | 2017 | 5 | 5 | 5 | 5 | 5 | 5 | 5 | 5 | 5 | 5 | 5
928 | WHITEWRIGHT |  | DG_WHTRT_WHTRGHT | FANNIN | SOLAR | NORTH | 2017 | 10 | 10 | 10 | 10 | 10 | 10 | 10 | 10 | 10 | 10 | 10
929 | WHITNEY SOLAR |  | DG_WHITNEY_SOLAR1 | BOSQUE | SOLAR | NORTH | 2017 | 10 | 10 | 10 | 10 | 10 | 10 | 10 | 10 | 10 | 10 | 10
930 | YELLOW JACKET SOLAR |  | DG_YLWJACKET_YLWJACKET | BOSQUE | SOLAR | NORTH | 2018 | 5 | 5 | 5 | 5 | 5 | 5 | 5 | 5 | 5 | 5 | 5
931 | Operational Capacity Total (Solar) | [6 empty] | 8611.22 | 8578.3 | 8578.3 | 8578.3 | 8578.3 | 8578.3 | 8578.3 | 8578.3 | 8578.3 | 8578.3 | 8578.3
932 | Solar Peak Average Capacity Percentage |  | SOLAR_PEAK_PCT | % |  |  |  | 100 | 81 | 81 | 81 | 81 | 81 | 81 | 81 | 81 | 81 | 81
933
934 | Operational Resources (Solar) - Synchronized but not Approved for Commercial Operations
935 | BLUE JAY SOLAR I | 21INR0538 | BLUEJAY_UNIT1 | GRIMES | SOLAR | NORTH | 2022 | 69 | 69 | 69 | 69 | 69 | 69 | 69 | 69 | 69 | 69 | 69
936 | BRIGHTSIDE SOLAR | 18INR0060 | BRIGHTSD_UNIT1 | BEE | SOLAR | SOUTH | 2022 | 53.4 | 50 | 50 | 50 | 50 | 50 | 50 | 50 | 50 | 50 | 50
937 | BUFFALO CREEK (OLD 300 SOLAR CENTER) U1 | 21INR0406 | BCK_UNIT1 | FORT BEND | SOLAR | HOUSTON | 2022 | 217.5 | 217.5 | 217.5 | 217.5 | 217.5 | 217.5 | 217.5 | 217.5 | 217.5 | 217.5 | 217.5
938 | BUFFALO CREEK (OLD 300 SOLAR CENTER) U2 | 21INR0406 | BCK_UNIT2 | FORT BEND | SOLAR | HOUSTON | 2022 | 221.3 | 221.3 | 221.3 | 221.3 | 221.3 | 221.3 | 221.3 | 221.3 | 221.3 | 221.3 | 221.3
939 | EMERALD GROVE SOLAR (PECOS SOLAR POWER I) | 15INR0059 | EGROVESL_UNIT1 | CRANE | SOLAR | WEST | 2022 | 109.5 | 108 | 108 | 108 | 108 | 108 | 108 | 108 | 108 | 108 | 108
940 | FIGHTING JAYS SOLAR U1 | 21INR0278 | JAY_UNIT1 | FORT BEND | SOLAR | HOUSTON | 2022 | 179.5 | 179.6 | 179.6 | 179.6 | 179.6 | 179.6 | 179.6 | 179.6 | 179.6 | 179.6 | 179.6
941 | FIGHTING JAYS SOLAR U2 | 21INR0278 | JAY_UNIT2 | FORT BEND | SOLAR | HOUSTON | 2022 | 171.8 | 171.9 | 171.9 | 171.9 | 171.9 | 171.9 | 171.9 | 171.9 | 171.9 | 171.9 | 171.9
942 | NEBULA SOLAR (RAYOS DEL SOL) U1 | 19INR0045 | NEBULA_UNIT1 | CAMERON | SOLAR | COASTAL | 2022 | 137.5 | 137.5 | 137.5 | 137.5 | 137.5 | 137.5 | 137.5 | 137.5 | 137.5 | 137.5 | 137.5
943 | NOBLE SOLAR U1 | 20INR0214 | NOBLESLR_SOLAR1 | DENTON | SOLAR | NORTH | 2022 | 148.8 | 146.7 | 146.7 | 146.7 | 146.7 | 146.7 | 146.7 | 146.7 | 146.7 | 146.7 | 146.7
944 | NOBLE SOLAR U2 | 20INR0214 | NOBLESLR_SOLAR2 | DENTON | SOLAR | NORTH | 2022 | 130.2 | 128.3 | 128.3 | 128.3 | 128.3 | 128.3 | 128.3 | 128.3 | 128.3 | 128.3 | 128.3
945 | PLAINVIEW SOLAR (RAMSEY SOLAR) U1 | 20INR0130 | PLN_UNIT1 | WHARTON | SOLAR | SOUTH | 2022 | 257 | 257 | 257 | 257 | 257 | 257 | 257 | 257 | 257 | 257 | 257
946 | PLAINVIEW SOLAR (RAMSEY SOLAR) U2 | 20INR0130 | PLN_UNIT2 | WHARTON | SOLAR | SOUTH | 2022 | 257 | 257 | 257 | 257 | 257 | 257 | 257 | 257 | 257 | 257 | 257
947 | SAMSON SOLAR 1 U1 | 21INR0221 | SAMSON_1_G1 | LAMAR | SOLAR | NORTH | 2022 | 128.42 | 125 | 125 | 125 | 125 | 125 | 125 | 125 | 125 | 125 | 125
948 | SAMSON SOLAR 1 U2 | 21INR0221 | SAMSON_1_G2 | LAMAR | SOLAR | NORTH | 2022 | 128.42 | 125 | 125 | 125 | 125 | 125 | 125 | 125 | 125 | 125 | 125
949 | SAMSON SOLAR 3 U1 | 21INR0491 | SAMSON_3_G1 | LAMAR | SOLAR | NORTH | 2022 | 128.42 | 125 | 125 | 125 | 125 | 125 | 125 | 125 | 125 | 125 | 125
950 | SAMSON SOLAR 3 U2 | 21INR0491 | SAMSON_3_G2 | LAMAR | SOLAR | NORTH | 2022 | 128.42 | 125 | 125 | 125 | 125 | 125 | 125 | 125 | 125 | 125 | 125
951 | STRATEGIC SOLAR 1 | 20INR0081 | STRATEGC_UNIT1 | ELLIS | SOLAR | NORTH | 2022 | 135 | 135 | 135 | 135 | 135 | 135 | 135 | 135 | 135 | 135 | 135
952 | VISION SOLAR 1 | 20INR0082 | VISION_UNIT1 | NAVARRO | SOLAR | NORTH | 2022 | 129.2 | 127 | 127 | 127 | 127 | 127 | 127 | 127 | 127 | 127 | 127
953 | Operational Capacity - Synchronized but not Approved for Commercial Operations Total (Solar) | [6 empty] | 2730.38 | 2705.8 | 2705.8 | 2705.8 | 2705.8 | 2705.8 | 2705.8 | 2705.8 | 2705.8 | 2705.8 | 2705.8
954 | Solar Peak Average Capacity Percentage |  | SOLAR_SYNC_PEAK_PCT | % |  |  |  | 100 | 81 | 81 | 81 | 81 | 81 | 81 | 81 | 81 | 81 | 81
955
956 | Operational Resources (Storage)
957 | BAT CAVE |  | BATCAVE_BES1 | MASON | STORAGE | SOUTH | 2021 | 100.5 | 100.5 | 100.5 | 100.5 | 100.5 | 100.5 | 100.5 | 100.5 | 100.5 | 100.5 | 100.5
958 | BLUE SUMMIT BATTERY |  | BLSUMMIT_BATTERY | WILBARGER | STORAGE | WEST | 2017 | 30 | 30 | 30 | 30 | 30 | 30 | 30 | 30 | 30 | 30 | 30
959 | BRP ALVIN (DGR) |  | BRPALVIN_UNIT1 | BRAZORIA | STORAGE | COASTAL | 2020 | 9.95 | 9.9 | 9.9 | 9.9 | 9.9 | 9.9 | 9.9 | 9.9 | 9.9 | 9.9 | 9.9
960 | BRP ANGELTON (DGR) |  | BRPANGLE_UNIT1 | BRAZORIA | STORAGE | COASTAL | 2020 | 9.95 | 9.9 | 9.9 | 9.9 | 9.9 | 9.9 | 9.9 | 9.9 | 9.9 | 9.9 | 9.9
961 | BRP BRAZORIA (DGR) |  | BRP_BRAZ_UNIT1 | BRAZORIA | STORAGE | COASTAL | 2020 | 9.95 | 9.9 | 9.9 | 9.9 | 9.9 | 9.9 | 9.9 | 9.9 | 9.9 | 9.9 | 9.9
962 | BRP DICKINSON (DGR) |  | BRP_DIKN_UNIT1 | GALVESTON | STORAGE | HOUSTON | 2021 | 9.95 | 9.9 | 9.9 | 9.9 | 9.9 | 9.9 | 9.9 | 9.9 | 9.9 | 9.9 | 9.9
963 | BRP HEIGHTS (DGR) |  | BRHEIGHT_UNIT1 | GALVESTON | STORAGE | HOUSTON | 2020 | 9.95 | 9.9 | 9.9 | 9.9 | 9.9 | 9.9 | 9.9 | 9.9 | 9.9 | 9.9 | 9.9
964 | BRP LOOP 463 (DGR) |  | BRP_4631_UNIT1 | VICTORIA | STORAGE | SOUTH | 2021 | 9.95 | 9.9 | 9.9 | 9.9 | 9.9 | 9.9 | 9.9 | 9.9 | 9.9 | 9.9 | 9.9
965 | BRP LOPENO (DGR) |  | BRP_LOP1_UNIT1 | ZAPATA | STORAGE | SOUTH | 2022 | 9.95 | 9.9 | 9.9 | 9.9 | 9.9 | 9.9 | 9.9 | 9.9 | 9.9 | 9.9 | 9.9
966 | BRP MAGNOLIA (DGR) |  | BRPMAGNO_UNIT1 | GALVESTON | STORAGE | HOUSTON | 2020 | 9.95 | 9.9 | 9.9 | 9.9 | 9.9 | 9.9 | 9.9 | 9.9 | 9.9 | 9.9 | 9.9
967 | BRP ODESSA SW (DGR) |  | BRPODESA_UNIT1 | ECTOR | STORAGE | WEST | 2020 | 9.95 | 9.9 | 9.9 | 9.9 | 9.9 | 9.9 | 9.9 | 9.9 | 9.9 | 9.9 | 9.9
968 | BRP PUEBLO I (DGR) |  | BRP_PBL1_UNIT1 | MAVERICK | STORAGE | SOUTH | 2022 | 9.95 | 9.9 | 9.9 | 9.9 | 9.9 | 9.9 | 9.9 | 9.9 | 9.9 | 9.9 | 9.9
969 | BRP PUEBLO II (DGR) |  | BRP_PBL2_UNIT1 | MAVERICK | STORAGE | SOUTH | 2022 | 9.95 | 9.9 | 9.9 | 9.9 | 9.9 | 9.9 | 9.9 | 9.9 | 9.9 | 9.9 | 9.9
970 | BRP RANCHTOWN (DGR) |  | BRP_RNC1_UNIT1 | BEXAR | STORAGE | SOUTH | 2021 | 9.95 | 9.9 | 9.9 | 9.9 | 9.9 | 9.9 | 9.9 | 9.9 | 9.9 | 9.9 | 9.9
971 | BRP SWEENY (DGR) |  | BRP_SWNY_UNIT1 | BRAZORIA | STORAGE | COASTAL | 2020 | 9.95 | 10 | 10 | 10 | 10 | 10 | 10 | 10 | 10 | 10 | 10
972 | BRP ZAPATA I (DGR) |  | BRP_ZPT1_UNIT1 | ZAPATA | STORAGE | SOUTH | 2022 | 9.95 | 9.9 | 9.9 | 9.9 | 9.9 | 9.9 | 9.9 | 9.9 | 9.9 | 9.9 | 9.9
973 | BRP ZAPATA II (DGR) |  | BRP_ZPT2_UNIT1 | ZAPATA | STORAGE | SOUTH | 2022 | 9.95 | 9.9 | 9.9 | 9.9 | 9.9 | 9.9 | 9.9 | 9.9 | 9.9 | 9.9 | 9.9
974 | CASTLE GAP BATTERY |  | CASL_GAP_BATTERY1 | UPTON | STORAGE | WEST | 2018 | 9.9 | 9.9 | 9.9 | 9.9 | 9.9 | 9.9 | 9.9 | 9.9 | 9.9 | 9.9 | 9.9
975 | CHISHOLM GRID |  | CHISMGRD_BES1 | TARRANT | STORAGE | NORTH | 2021 | 101.7 | 100 | 100 | 100 | 100 | 100 | 100 | 100 | 100 | 100 | 100
976 | COMMERCE ST ESS (DGR) |  | X443ESS1_SWRI | BEXAR | STORAGE | SOUTH | 2020 | 10 | 10 | 10 | 10 | 10 | 10 | 10 | 10 | 10 | 10 | 10
977 | EUNICE STORAGE |  | EUNICE_BES1 | ANDREWS | STORAGE | WEST | 2021 | 40.3 | 40.3 | 40.3 | 40.3 | 40.3 | 40.3 | 40.3 | 40.3 | 40.3 | 40.3 | 40.3
978 | FLAT TOP BATTERY (DGR) |  | FLTBES_BESS1 | REEVES | STORAGE | WEST | 2020 | 9.9 | 9.9 | 9.9 | 9.9 | 9.9 | 9.9 | 9.9 | 9.9 | 9.9 | 9.9 | 9.9
979 | FLOWER VALLEY BATTERY (DGR) |  | FLVABES1_FLATU1 | REEVES | STORAGE | WEST | 2021 | 9.9 | 9.9 | 9.9 | 9.9 | 9.9 | 9.9 | 9.9 | 9.9 | 9.9 | 9.9 | 9.9
980 | FLOWER VALLEY II BATT |  | FLOWERII_BESS1 | REEVES | STORAGE | WEST | 2022 | 101.5 | 100 | 100 | 100 | 100 | 100 | 100 | 100 | 100 | 100 | 100
981 | GAMBIT BATTERY |  | GAMBIT_BESS1 | BRAZORIA | STORAGE | COASTAL | 2021 | 102.4 | 100 | 100 | 100 | 100 | 100 | 100 | 100 | 100 | 100 | 100
982 | HOEFSROAD BESS (DGR) |  | HRBESS_BESS | REEVES | STORAGE | WEST | 2020 | 2 | 2 | 2 | 2 | 2 | 2 | 2 | 2 | 2 | 2 | 2
983 | INADALE ESS |  | INDL_ESS | NOLAN | STORAGE | WEST | 2018 | 9.9 | 9.9 | 9.9 | 9.9 | 9.9 | 9.9 | 9.9 | 9.9 | 9.9 | 9.9 | 9.9
984 | JOHNSON CITY BESS (DGR) |  | JC_BAT_UNIT_1 | BLANCO | STORAGE | SOUTH | 2020 | 2.25 | 2.3 | 2.3 | 2.3 | 2.3 | 2.3 | 2.3 | 2.3 | 2.3 | 2.3 | 2.3
985 | KINGSBERY ENERGY STORAGE SYSTEM |  | DG_KB_ESS_KB_ESS | TRAVIS | STORAGE | SOUTH | 2017 | 1.5 | 1.5 | 1.5 | 1.5 | 1.5 | 1.5 | 1.5 | 1.5 | 1.5 | 1.5 | 1.5
986 | LILY STORAGE |  | LILY_BESS1 | KAUFMAN | STORAGE | NORTH | 2021 | 51.7 | 51.7 | 51.7 | 51.7 | 51.7 | 51.7 | 51.7 | 51.7 | 51.7 | 51.7 | 51.7
987 | MU ENERGY STORAGE SYSTEM |  | DG_MU_ESS_MU_ESS | TRAVIS | STORAGE | SOUTH | 2018 | 1.5 | 1.5 | 1.5 | 1.5 | 1.5 | 1.5 | 1.5 | 1.5 | 1.5 | 1.5 | 1.5
988 | NOTREES BATTERY FACILITY |  | NWF_NBS | WINKLER | STORAGE | WEST | 2013 | 36 | 33.7 | 33.7 | 33.7 | 33.7 | 33.7 | 33.7 | 33.7 | 33.7 | 33.7 | 33.7
989 | NORTH FORK |  | NF_BRP_BES1 | WILLIAMSON | STORAGE | SOUTH | 2021 | 100.5 | 100.5 | 100.5 | 100.5 | 100.5 | 100.5 | 100.5 | 100.5 | 100.5 | 100.5 | 100.5
990 | OCI ALAMO 1 |  | OCI_ALM1_ASTRO1 | BEXAR | STORAGE | SOUTH | 2016 | 1 | bar: SUMMER CAPACITY (MW) 2023 to SUMMER CAPACITY (MW) 2032
991 | PORT LAVACA BATTERY (DGR) |  | PTLBES_BESS1 | CALHOUN | STORAGE | COASTAL | 2020 | 9.9 | 9.9 | 9.9 | 9.9 | 9.9 | 9.9 | 9.9 | 9.9 | 9.9 | 9.9 | 9.9
992 | PROSPECT STORAGE (DGR) |  | WCOLLDG_BSS_U1 | BRAZORIA | STORAGE | COASTAL | 2020 | 9.9 | 9.9 | 9.9 | 9.9 | 9.9 | 9.9 | 9.9 | 9.9 | 9.9 | 9.9 | 9.9
993 | PYRON ESS |  | PYR_ESS | SCURRY | STORAGE | WEST | 2018 | 9.9 | 9.9 | 9.9 | 9.9 | 9.9 | 9.9 | 9.9 | 9.9 | 9.9 | 9.9 | 9.9
994 | RABBIT HILL ENERGY STORAGE PROJECT (DGR) |  | RHESS2_ESS_1 | WILLIAMSON | STORAGE | SOUTH | 2020 | 9.9 | 9.9 | 9.9 | 9.9 | 9.9 | 9.9 | 9.9 | 9.9 | 9.9 | 9.9 | 9.9
995 | SADDLEBACK BESS (DGR) |  | SADLBACK_BESS | REEVES | STORAGE | WEST | 2022 | 9.9 | 9.9 | 9.9 | 9.9 | 9.9 | 9.9 | 9.9 | 9.9 | 9.9 | 9.9 | 9.9
996 | SNYDER (DGR) |  | SNY_BESS_UNIT1 | SCURRY | STORAGE | WEST | 2021 | 9.95 | 9.9 | 9.9 | 9.9 | 9.9 | 9.9 | 9.9 | 9.9 | 9.9 | 9.9 | 9.9
997 | SWEETWATER BESS (DGR) |  | SWT_BESS_UNIT1 | NOLAN | STORAGE | WEST | 2021 | 9.95 | 9.9 | 9.9 | 9.9 | 9.9 | 9.9 | 9.9 | 9.9 | 9.9 | 9.9 | 9.9
998 | SWOOSE BATTERY (DGR) |  | SWOOSE1_SWOOSEU1 | WARD | STORAGE | WEST | 2021 | 9.9 | 9.9 | 9.9 | 9.9 | 9.9 | 9.9 | 9.9 | 9.9 | 9.9 | 9.9 | 9.9
999 | TOS BATTERY STORAGE (DGR) |  | TOSBATT_UNIT1 | MIDLAND | STORAGE | WEST | 2017 | 2 | 2 | 2 | 2 | 2 | 2 | 2 | 2 | 2 | 2 | 2
1000 | TOYAH POWER STATION (DGR) |  | TOYAH_BESS | REEVES | STORAGE | WEST | 2021 | 9.95 | 9.9 | 9.9 | 9.9 | 9.9 | 9.9 | 9.9 | 9.9 | 9.9 | 9.9 | 9.9
1001 | TRIPLE BUTTE (DGR) |  | TRIPBUT1_BELU1 | PECOS | STORAGE | WEST | 2021 | 9.18 | 7.5 | 7.5 | 7.5 | 7.5 | 7.5 | 7.5 | 7.5 | 7.5 | 7.5 | 7.5
1002 | WESTOVER BESS (DGR) |  | WOV_BESS_UNIT1 | ECTOR | STORAGE | WEST | 2021 | 9.95 | 9.9 | 9.9 | 9.9 | 9.9 | 9.9 | 9.9 | 9.9 | 9.9 | 9.9 | 9.9
1003 | WORSHAM BATTERY (DGR) |  | WRSBES_BESS1 | REEVES | STORAGE | WEST | 2020 | 9.9 | 9.9 | 9.9 | 9.9 | 9.9 | 9.9 | 9.9 | 9.9 | 9.9 | 9.9 | 9.9
1004 | YOUNICOS FACILITY |  | DG_YOUNICOS_YINC1_1 | TRAVIS | STORAGE | SOUTH | 2015 | 2 | 2 | 2 | 2 | 2 | 2 | 2 | 2 | 2 | 2 | 2
1005 | Operational Capacity Total (Storage) | [6 empty] | 993.98 | 983.6 | 983.6 | 983.6 | 983.6 | 983.6 | 983.6 | 983.6 | 983.6 | 983.6 | 983.6
1006 | Storage Peak Average Capacity Percentage |  | STORAGE_PEAK_PCT | % |  |  |  | 100 | 0 | 0 | 0 | 0 | 0 | 0 | 0 | 0 | 0 | 0
1007
1008 | Operational Resources (Storage) - Synchronized but not Approved for Commercial Operations
1009 | AZURE SKY BESS | 21INR0476 | AZURE_BESS1 | HASKELL | STORAGE | WEST | 2022 | 77.6 | 77.6 | 77.6 | 77.6 | 77.6 | 77.6 | 77.6 | 77.6 | 77.6 | 77.6 | 77.6
1010 | CROSSETT POWER U1 | 21INR0510 | CROSSETT_BES1 | CRANE | STORAGE | WEST | 2022 | 101.5 | 100 | 100 | 100 | 100 | 100 | 100 | 100 | 100 | 100 | 100
1011 | CROSSETT POWER U2 | 21INR0510 | CROSSETT_BES2 | CRANE | STORAGE | WEST | 2022 | 101.5 | 100 | 100 | 100 | 100 | 100 | 100 | 100 | 100 | 100 | 100
1012 | DECORDOVA BESS U1 | 21INR0459 | DCSES_BES1 | HOOD | STORAGE | NORTH | 2022 | 67.3 | 66.5 | 66.5 | 66.5 | 66.5 | 66.5 | 66.5 | 66.5 | 66.5 | 66.5 | 66.5
1013 | DECORDOVA BESS U2 | 21INR0459 | DCSES_BES2 | HOOD | STORAGE | NORTH | 2022 | 67.3 | 66.5 | 66.5 | 66.5 | 66.5 | 66.5 | 66.5 | 66.5 | 66.5 | 66.5 | 66.5
1014 | DECORDOVA BESS U3 | 21INR0459 | DCSES_BES3 | HOOD | STORAGE | NORTH | 2022 | 64.2 | 63.5 | 63.5 | 63.5 | 63.5 | 63.5 | 63.5 | 63.5 | 63.5 | 63.5 | 63.5
1015 | DECORDOVA BESS U4 | 21INR0459 | DCSES_BES4 | HOOD | STORAGE | NORTH | 2022 | 64.2 | 63.5 | 63.5 | 63.5 | 63.5 | 63.5 | 63.5 | 63.5 | 63.5 | 63.5 | 63.5
1016 | FAULKNER BESS (DGR) | 22INR0571 | FAULKNER_BESS | REEVES | STORAGE | WEST | 2022 | 9.9 | 9.9 | 9.9 | 9.9 | 9.9 | 9.9 | 9.9 | 9.9 | 9.9 | 9.9 | 9.9
1017 | QUEEN BESS | 20INR0281 | QUEEN_BA_BESS1 | UPTON | STORAGE | WEST | 2022 | 51.1 | 50 | 50 | 50 | 50 | 50 | 50 | 50 | 50 | 50 | 50
1018 | REPUBLIC ROAD STORAGE | 21INR0460 | RPUBRDS_ESS1 | ROBERTSON | STORAGE | NORTH | 2022 | 51.75 | 50 | 50 | 50 | 50 | 50 | 50 | 50 | 50 | 50 | 50
1019 | SWOOSE II | 21INR0497 | SWOOSEII_BESS1 | WARD | STORAGE | WEST | 2022 | 101.5 | 100 | 100 | 100 | 100 | 100 | 100 | 100 | 100 | 100 | 100
1020 | Operational Capacity - Synchronized but not Approved for Commercial Operations Total (Storage) | [6 empty] | 757.85 | 747.5 | 747.5 | 747.5 | 747.5 | 747.5 | 747.5 | 747.5 | 747.5 | 747.5 | 747.5
1021 | Storage Peak Average Capacity Percentage |  | STORAGE_SYNC_PEAK_PCT | % |  |  |  | 100 | 0 | 0 | 0 | 0 | 0 | 0 | 0 | 0 | 0 | 0
1022
1023 | Reliability Must-Run (RMR) Capacity |  | RMR_CAP_CONT |  |  |  |  | 0 | 0 | 0 | 0 | 0 | 0 | 0 | 0 | 0 | 0 | 0
1024
1025 | Capacity Pending Retirement |  | PENDRETIRE_CAP |  |  |  |  | 0 | 0 | 0 | 0 | 0 | 0 | 0 | 0 | 0 | 0 | 0
1026
1027 | Non-Synchronous Tie Resources
1028 | EAST TIE |  | DC_E | FANNIN | OTHER | NORTH |  | 600 | 600 | 600 | 600 | 600 | 600 | 600 | 600 | 600 | 600 | 600
1029 | NORTH TIE |  | DC_N | WILBARGER | OTHER | WEST |  | 220 | 220 | 220 | 220 | 220 | 220 | 220 | 220 | 220 | 220 | 220
1030 | LAREDO VFT TIE |  | DC_L | WEBB | OTHER | SOUTH |  | 100 | 100 | 100 | 100 | 100 | 100 | 100 | 100 | 100 | 100 | 100
1031 | SHARYLAND RAILROAD TIE |  | DC_R | HIDALGO | OTHER | SOUTH |  | 300 | 300 | 300 | 300 | 300 | 300 | 300 | 300 | 300 | 300 | 300
1032 | Non-Synchronous Ties Total | [6 empty] | 1220 | 1220 | 1220 | 1220 | 1220 | 1220 | 1220 | 1220 | 1220 | 1220 | 1220
1033 | Non-Synchronous Ties Peak Average Capacity Percentage |  | DCTIE_PEAK_PCT | % |  |  |  | 100 | 69.67 | 69.67 | 69.67 | 69.67 | 69.67 | 69.67 | 69.67 | 69.67 | 69.67 | 69.67
1034
1035 | Planned Thermal Resources with Executed SGIA, Air Permit, GHG Permit and Proof of Adequate Water Supplies
1036 | AIR PRODUCTS GCA | 21INR0012 |  | GALVESTON | GAS-ST | HOUSTON | 2023 | 60 | 60 | 60 | 60 | 60 | 60 | 60 | 60 | 60 | 60 | 60
1037 | BEACHWOOD POWER STATION (MARK ONE) | 22INR0369 |  | BRAZORIA | GAS-GT | COASTAL | 2022 | 267.6 | 267.6 | 267.6 | 267.6 | 267.6 | 267.6 | 267.6 | 267.6 | 267.6 | 267.6 | 267.6
1038 | CHAMON 2 | 19INR0056 |  | HARRIS | GAS-GT | HOUSTON | 2022 | 88 | 88 | 88 | 88 | 88 | 88 | 88 | 88 | 88 | 88 | 88
1039 | COLORADO BEND I EXPANSION | 21INR0512 |  | WHARTON | GAS-GT | SOUTH | 2022 | 76 | 76 | 76 | 76 | 76 | 76 | 76 | 76 | 76 | 76 | 76
1040 | MIRAGE CTG 1 | 17INR0022 |  | HARRIS | GAS-GT | HOUSTON | 2023 | 0 | 0 | 11 | 11 | 11 | 11 | 11 | 11 | 11 | 11 | 11
1041 | RABBS POWER STATION (UNITS 1-2) | 23INR0482 |  | FORT BEND | GAS-GT | HOUSTON | 2022 | 89.2 | 89.2 | 89.2 | 89.2 | 89.2 | 89.2 | 89.2 | 89.2 | 89.2 | 89.2 | 89.2
1042 | Planned Thermal Resources Total (Nuclear, Coal, Gas, Biomass) | [6 empty] | 580.8 | 580.8 | 591.8 | 591.8 | 591.8 | 591.8 | 591.8 | 591.8 | 591.8 | 591.8 | 591.8
1043
1044 | Planned Wind Resources with Executed SGIA
1045 | AGUAYO WIND | 20INR0250 |  | MILLS | WIND-O | NORTH | 2022 | 196 | 196 | 196 | 196 | 196 | 196 | 196 | 196 | 196 | 196 | 196
1046 | ANCHOR WIND III | 21INR0546 |  | EASTLAND | WIND-O | NORTH | 2022 | 16 | 16 | 16 | 16 | 16 | 16 | 16 | 16 | 16 | 16 | 16
1047 | APPALOOSA RUN WIND_ | 20INR0249 |  | UPTON | WIND-O | WEST | 2023 | 175 | 175 | 175 | 175 | 175 | 175 | 175 | 175 | 175 | 175 | 175
1048 | BIG SAMPSON WIND | 16INR0104 |  | CROCKETT | WIND-O | WEST | 2024 | 400 | 0 | 0 | 400 | 400 | 400 | 400 | 400 | 400 | 400 | 400
1049 | BOARD CREEK WP | 21INR0324 |  | NAVARRO | WIND-O | NORTH | 2022 | 299.2 | 299.2 | 299.2 | 299.2 | 299.2 | 299.2 | 299.2 | 299.2 | 299.2 | 299.2 | 299.2
1050 | CANYON WIND | 18INR0030 |  | SCURRY | WIND-O | WEST | 2023 | 360.5 | 360.5 | 360.5 | 360.5 | 360.5 | 360.5 | 360.5 | 360.5 | 360.5 | 360.5 | 360.5
1051 | CAROL WIND | 20INR0217 |  | POTTER | WIND-P | PANHANDLE | 2024 | 169.2 | 0 | 169.2 | 169.2 | 169.2 | 169.2 | 169.2 | 169.2 | 169.2 | 169.2 | 169.2
1052 | CRAWFISH | 19INR0177 |  | WHARTON | WIND-O | SOUTH | 2023 | 163.2 | 0 | 163.2 | 163.2 | 163.2 | 163.2 | 163.2 | 163.2 | 163.2 | 163.2 | 163.2
1053 | EL SUAZ RANCH | 20INR0097 |  | WILLACY | WIND-C | COASTAL | 2022 | 301.5 | 301.5 | 301.5 | 301.5 | 301.5 | 301.5 | 301.5 | 301.5 | 301.5 | 301.5 | 301.5
1054 | GOODNIGHT WIND | 14INR0033 |  | ARMSTRONG | WIND-P | PANHANDLE | 2023 | 506.6 | 506.6 | 506.6 | 506.6 | 506.6 | 506.6 | 506.6 | 506.6 | 506.6 | 506.6 | 506.6
1055 | HART WIND | 16INR0033 |  | CASTRO | WIND-P | PANHANDLE | 2023 | 151.5 | 0 | 151.5 | 151.5 | 151.5 | 151.5 | 151.5 | 151.5 | 151.5 | 151.5 | 151.5
1056 | INERTIA WIND | 22INR0326 |  | HASKELL | WIND-O | WEST | 2022 | 350 | 350 | 350 | 350 | 350 | 350 | 350 | 350 | 350 | 350 | 350
1057 | LACY CREEK WIND | 18INR0043 |  | GLASSCOCK | WIND-O | WEST | 2022 | 301.3 | 301.3 | 301.3 | 301.3 | 301.3 | 301.3 | 301.3 | 301.3 | 301.3 | 301.3 | 301.3
1058 | LOMA PINTA WIND | 16INR0112 |  | LA SALLE | WIND-O | SOUTH | 2023 | 200 | 0 | 200 | 200 | 200 | 200 | 200 | 200 | 200 | 200 | 200
1059 | LORAINE WINDPARK PHASE III | 18INR0068 |  | MITCHELL | WIND-O | WEST | 2024 | 100 | 0 | 100 | 100 | 100 | 100 | 100 | 100 | 100 | 100 | 100
1060 | MONARCH CREEK WIND | 21INR0263 |  | THROCKMORTON | WIND-O | WEST | 2023 | 209 | 0 | 209 | 209 | 209 | 209 | 209 | 209 | 209 | 209 | 209
1061 | MONTE ALTO 1 WIND | 19INR0022 |  | WILLACY | WIND-C | COASTAL | 2023 | 223.8 | 0 | 223.8 | 223.8 | 223.8 | 223.8 | 223.8 | 223.8 | 223.8 | 223.8 | 223.8
1062 | MONTE ALTO 2 WIND | 19INR0023 |  | WILLACY | WIND-C | COASTAL | 2023 | 236.9 | 0 | 236.9 | 236.9 | 236.9 | 236.9 | 236.9 | 236.9 | 236.9 | 236.9 | 236.9
1063 | MONTGOMERY RANCH WIND | 20INR0040 |  | FOARD | WIND-O | WEST | 2023 | 200.2 | 0 | 200.2 | 200.2 | 200.2 | 200.2 | 200.2 | 200.2 | 200.2 | 200.2 | 200.2
1064 | ROADRUNNER CROSSING WIND 1 | 19INR0117 |  | EASTLAND | WIND-O | NORTH | 2022 | 200.2 | 200.2 | 200.2 | 200.2 | 200.2 | 200.2 | 200.2 | 200.2 | 200.2 | 200.2 | 200.2
1065 | SHEEP CREEK WIND | 21INR0325 |  | CALLAHAN | WIND-O | WEST | 2023 | 151.5 | 151.5 | 151.5 | 151.5 | 151.5 | 151.5 | 151.5 | 151.5 | 151.5 | 151.5 | 151.5
1066 | YOUNG WIND | 21INR0401 |  | YOUNG | WIND-O | WEST | 2022 | 499.1 | 499.1 | 499.1 | 499.1 | 499.1 | 499.1 | 499.1 | 499.1 | 499.1 | 499.1 | 499.1
1067 | Planned Capacity Total (Wind) | [6 empty] | 5410.7 | 3356.9 | 5010.7 | 5410.7 | 5410.7 | 5410.7 | 5410.7 | 5410.7 | 5410.7 | 5410.7 | 5410.7
1068
1069 | Planned Wind Capacity Sub-total (Coastal Counties) |  | WIND_PLANNED_C |  |  |  |  | 762.2 | 301.5 | 762.2 | 762.2 | 762.2 | 762.2 | 762.2 | 762.2 | 762.2 | 762.2 | 762.2
1070 | Wind Peak Average Capacity Percentage (Coastal) |  | WIND_PL_PEAK_PCT_C | % |  |  |  | 100 | 57 | 57 | 57 | 57 | 57 | 57 | 57 | 57 | 57 | 57
1071
1072 | Planned Wind Capacity Sub-total (Panhandle Counties) |  | WIND_PLANNED_P |  |  |  |  | 827.3 | 506.6 | 827.3 | 827.3 | 827.3 | 827.3 | 827.3 | 827.3 | 827.3 | 827.3 | 827.3
1073 | Wind Peak Average Capacity Percentage (Panhandle) |  | WIND_PL_PEAK_PCT_P | % |  |  |  | 100 | 30 | 30 | 30 | 30 | 30 | 30 | 30 | 30 | 30 | 30
1074
1075 | Planned Wind Capacity Sub-total (Other counties) |  | WIND_PLANNED_O |  |  |  |  | 3821.2 | 2548.8 | 3421.2 | 3821.2 | 3821.2 | 3821.2 | 3821.2 | 3821.2 | 3821.2 | 3821.2 | 3821.2
1076 | Wind Peak Average Capacity Percentage (Other) |  | WIND_PL_PEAK_PCT_O | % |  |  |  | 100 | 20 | 20 | 20 | 20 | 20 | 20 | 20 | 20 | 20 | 20
1077
1078 | Planned Solar Resources with Executed SGIA
1079 | 7V SOLAR | 21INR0351 |  | FAYETTE | SOLAR | SOUTH | 2023 | 246.3 | 0 | 246.3 | 246.3 | 246.3 | 246.3 | 246.3 | 246.3 | 246.3 | 246.3 | 246.3
1080 | AMSTERDAM SOLAR | 21INR0256 |  | BRAZORIA | SOLAR | COASTAL | 2023 | 509.88 | 509.88 | 509.88 | 509.88 | 509.88 | 509.88 | 509.88 | 509.88 | 509.88 | 509.88 | 509.88
1081 | ANDROMEDA SOLAR | 22INR0412 |  | SCURRY | SOLAR | WEST | 2023 | 374.4 | 374.4 | 374.4 | 374.4 | 374.4 | 374.4 | 374.4 | 374.4 | 374.4 | 374.4 | 374.4
1082 | ANGELO SOLAR | 19INR0203 |  | TOM GREEN | SOLAR | WEST | 2023 | 195 | 0 | 195 | 195 | 195 | 195 | 195 | 195 | 195 | 195 | 195
1083 | ANGUS SOLAR | 20INR0035 |  | BOSQUE | SOLAR | NORTH | 2023 | 113 | 0 | 113 | 113 | 113 | 113 | 113 | 113 | 113 | 113 | 113
1084 | ARMADILLO SOLAR | 21INR0421 |  | NAVARRO | SOLAR | NORTH | 2023 | 204 | 0 | 204 | 204 | 204 | 204 | 204 | 204 | 204 | 204 | 204
1085 | ARROYO SOLAR | 20INR0086 |  | CAMERON | SOLAR | COASTAL | 2024 | 180 | 0 | 180 | 180 | 180 | 180 | 180 | 180 | 180 | 180 | 180
1086 | BAKER BRANCH SOLAR | 23INR0026 |  | LAMAR | SOLAR | NORTH | 2023 | 400 | 400 | 400 | 400 | 400 | 400 | 400 | 400 | 400 | 400 | 400
1087 | BIG STAR SOLAR | 21INR0413 |  | BASTROP | SOLAR | SOUTH | 2022 | 200 | 200 | 200 | 200 | 200 | 200 | 200 | 200 | 200 | 200 | 200
1088 | BLUE JAY SOLAR II | 19INR0085 |  | GRIMES | SOLAR | NORTH | 2022 | 141.1 | 141.1 | 141.1 | 141.1 | 141.1 | 141.1 | 141.1 | 141.1 | 141.1 | 141.1 | 141.1
1089 | BLUE SKY SOL | 22INR0455 |  | CROCKETT | SOLAR | WEST | 2023 | 101.2 | 0 | 101.2 | 101.2 | 101.2 | 101.2 | 101.2 | 101.2 | 101.2 | 101.2 | 101.2
1090 | BPL FILES SOLAR | 20INR0164 |  | HILL | SOLAR | NORTH | 2023 | 175 | 175 | 175 | 175 | 175 | 175 | 175 | 175 | 175 | 175 | 175
1091 | BRASS FORK SOLAR | 22INR0270 |  | HASKELL | SOLAR | WEST | 2024 | 304.8 | 0 | 304.8 | 304.8 | 304.8 | 304.8 | 304.8 | 304.8 | 304.8 | 304.8 | 304.8
1092 | BRIGHT ARROW SOLAR | 22INR0242 |  | HOPKINS | SOLAR | NORTH | 2022 | 305.1 | 305.1 | 305.1 | 305.1 | 305.1 | 305.1 | 305.1 | 305.1 | 305.1 | 305.1 | 305.1
1093 | CACHENA SOLAR | 23INR0027 |  | WILSON | SOLAR | SOUTH | 2024 | 440 | 0 | 440 | 440 | 440 | 440 | 440 | 440 | 440 | 440 | 440
1094 | CAROL SOLAR | 21INR0274 |  | POTTER | SOLAR | PANHANDLE | 2024 | 223.2 | 0 | 0 | 223.2 | 223.2 | 223.2 | 223.2 | 223.2 | 223.2 | 223.2 | 223.2
1095 | CASTRO SOLAR | 20INR0050 |  | CASTRO | SOLAR | PANHANDLE | 2023 | 222.9 | 0 | 222.9 | 222.9 | 222.9 | 222.9 | 222.9 | 222.9 | 222.9 | 222.9 | 222.9
1096 | CHARGER SOLAR | 23INR0047 |  | REFUGIO | SOLAR | COASTAL | 2023 | 406.8 | 406.8 | 406.8 | 406.8 | 406.8 | 406.8 | 406.8 | 406.8 | 406.8 | 406.8 | 406.8
1097 | CHILLINGHAM SOLAR | 23INR0070 |  | BELL | SOLAR | NORTH | 2023 | 359.4 | 0 | 359.4 | 359.4 | 359.4 | 359.4 | 359.4 | 359.4 | 359.4 | 359.4 | 359.4
1098 | CONCHO VALLEY SOLAR | 21INR0384 |  | TOM GREEN | SOLAR | WEST | 2022 | 159.8 | 159.8 | 159.8 | 159.8 | 159.8 | 159.8 | 159.8 | 159.8 | 159.8 | 159.8 | 159.8
1099 | CORAL SOLAR | 22INR0295 |  | FALLS | SOLAR | NORTH | 2023 | 152 | 152 | 152 | 152 | 152 | 152 | 152 | 152 | 152 | 152 | 152
1100 | CORAZON SOLAR PHASE II | 22INR0257 |  | WEBB | SOLAR | SOUTH | 2025 | 202.6 | 0 | 0 | 202.6 | 202.6 | 202.6 | 202.6 | 202.6 | 202.6 | 202.6 | 202.6
1101 | COTTONWOOD BAYOU SOLAR I | 19INR0134 |  | BRAZORIA | SOLAR | COASTAL | 2024 | 150 | 0 | 150 | 150 | 150 | 150 | 150 | 150 | 150 | 150 | 150
1102 | COTTONWOOD BAYOU SOLAR II | 21INR0228 |  | BRAZORIA | SOLAR | COASTAL | 2024 | 200 | 0 | 200 | 200 | 200 | 200 | 200 | 200 | 200 | 200 | 200
1103 | CROWDED STAR SOLAR | 20INR0241 |  | JONES | SOLAR | WEST | 2024 | 217.6 | 0 | 0 | 217.6 | 217.6 | 217.6 | 217.6 | 217.6 | 217.6 | 217.6 | 217.6
1104 | CROWDED STAR SOLAR II | 22INR0274 |  | JONES | SOLAR | WEST | 2025 | 188.8 | 0 | 0 | 188.8 | 188.8 | 188.8 | 188.8 | 188.8 | 188.8 | 188.8 | 188.8
1105 | DANCIGER SOLAR | 20INR0098 |  | BRAZORIA | SOLAR | COASTAL | 2022 | 200 | 200 | 200 | 200 | 200 | 200 | 200 | 200 | 200 | 200 | 200
1106 | DANISH FIELDS SOLAR I | 20INR0069 |  | WHARTON | SOLAR | SOUTH | 2023 | 619.1 | 0 | 619.1 | 619.1 | 619.1 | 619.1 | 619.1 | 619.1 | 619.1 | 619.1 | 619.1
1107 | DAWN SOLAR | 20INR0255 |  | DEAF SMITH | SOLAR | PANHANDLE | 2023 | 515.7 | 0 | 515.7 | 515.7 | 515.7 | 515.7 | 515.7 | 515.7 | 515.7 | 515.7 | 515.7
1108 | DELILAH SOLAR 1 | 22INR0202 |  | LAMAR | SOLAR | NORTH | 2022 | 300 | 300 | 300 | 300 | 300 | 300 | 300 | 300 | 300 | 300 | 300
1109 | DELILAH SOLAR 2 | 22INR0203 |  | LAMAR | SOLAR | NORTH | 2023 | 310 | 310 | 310 | 310 | 310 | 310 | 310 | 310 | 310 | 310 | 310
1110 | DELILAH SOLAR 3 | 23INR0042 |  | LAMAR | SOLAR | NORTH | 2023 | 200 | 200 | 200 | 200 | 200 | 200 | 200 | 200 | 200 | 200 | 200
1111 | DELILAH SOLAR 4 | 23INR0060 |  | LAMAR | SOLAR | NORTH | 2023 | 90 | 90 | 90 | 90 | 90 | 90 | 90 | 90 | 90 | 90 | 90
1112 | DILEO SOLAR | 22INR0359 |  | BOSQUE | SOLAR | NORTH | 2023 | 72 | 72 | 72 | 72 | 72 | 72 | 72 | 72 | 72 | 72 | 72
1113 | DR SOLAR | 22INR0454 |  | CULBERSON | SOLAR | WEST | 2023 | 46 | 46 | 46 | 46 | 46 | 46 | 46 | 46 | 46 | 46 | 46
1114 | EIFFEL SOLAR | 22INR0223 |  | LAMAR | SOLAR | NORTH | 2023 | 200 | 200 | 200 | 200 | 200 | 200 | 200 | 200 | 200 | 200 | 200
1115 | ELLIS SOLAR | 21INR0493 |  | ELLIS | SOLAR | NORTH | 2022 | 80 | 80 | 80 | 80 | 80 | 80 | 80 | 80 | 80 | 80 | 80
1116 | EQUINOX SOLAR 1 | 21INR0226 |  | STARR | SOLAR | SOUTH | 2025 | 200 | 0 | 0 | 0 | 200 | 200 | 200 | 200 | 200 | 200 | 200
1117 | ESTONIAN SOLAR FARM | 22INR0335 |  | DELTA | SOLAR | NORTH | 2023 | 204.5 | 204.5 | 204.5 | 204.5 | 204.5 | 204.5 | 204.5 | 204.5 | 204.5 | 204.5 | 204.5
1118 | FAGUS SOLAR PARK (MISAE SOLAR II) | 20INR0091 |  | CHILDRESS | SOLAR | PANHANDLE | 2023 | 517.3 | 0 | 517.3 | 517.3 | 517.3 | 517.3 | 517.3 | 517.3 | 517.3 | 517.3 | 517.3
1119 | FENCE POST SOLAR | 22INR0404 |  | NAVARRO | SOLAR | NORTH | 2022 | 240.9 | 240.9 | 240.9 | 240.9 | 240.9 | 240.9 | 240.9 | 240.9 | 240.9 | 240.9 | 240.9
1120 | FRYE SOLAR | 20INR0080 |  | SWISHER | SOLAR | PANHANDLE | 2023 | 514.1 | 514.1 | 514.1 | 514.1 | 514.1 | 514.1 | 514.1 | 514.1 | 514.1 | 514.1 | 514.1
1121 | GALLOWAY 2 SOLAR | 21INR0431 |  | CONCHO | SOLAR | WEST | 2023 | 110 | 110 | 110 | 110 | 110 | 110 | 110 | 110 | 110 | 110 | 110
1122 | GOLINDA SOLAR | 21INR0434 |  | FALLS | SOLAR | NORTH | 2023 | 103.1 | 103.1 | 103.1 | 103.1 | 103.1 | 103.1 | 103.1 | 103.1 | 103.1 | 103.1 | 103.1
1123 | GP SOLAR | 23INR0045 |  | VAN ZANDT | SOLAR | NORTH | 2023 | 122 | 122 | 122 | 122 | 122 | 122 | 122 | 122 | 122 | 122 | 122
1124 | GRANDSLAM SOLAR | 21INR0391 |  | ATASCOSA | SOLAR | SOUTH | 2023 | 121.9 | 0 | 121.9 | 121.9 | 121.9 | 121.9 | 121.9 | 121.9 | 121.9 | 121.9 | 121.9
1125 | GREEN HOLLY SOLAR | 21INR0021 |  | DAWSON | SOLAR | WEST | 2024 | 413.6 | 0 | 0 | 413.6 | 413.6 | 413.6 | 413.6 | 413.6 | 413.6 | 413.6 | 413.6
1126 | GREYHOUND SOLAR | 21INR0268 |  | ECTOR | SOLAR | WEST | 2023 | 608.7 | 0 | 608.7 | 608.7 | 608.7 | 608.7 | 608.7 | 608.7 | 608.7 | 608.7 | 608.7
1127 | GRIZZLY RIDGE SOLAR | 21INR0375 |  | HAMILTON | SOLAR | NORTH | 2022 | 100 | 100 | 100 | 100 | 100 | 100 | 100 | 100 | 100 | 100 | 100
1128 | G-STAR SOLAR | 23INR0111 |  | WHARTON | SOLAR | SOUTH | 2023 | 608.8 | 608.8 | 608.8 | 608.8 | 608.8 | 608.8 | 608.8 | 608.8 | 608.8 | 608.8 | 608.8
1129 | HAYHURST TEXAS SOLAR | 22INR0363 |  | CULBERSON | SOLAR | WEST | 2023 | 46.2 | 46.2 | 46.2 | 46.2 | 46.2 | 46.2 | 46.2 | 46.2 | 46.2 | 46.2 | 46.2
1130 | HOPKINS SOLAR | 20INR0210 |  | HOPKINS | SOLAR | NORTH | 2023 | 252 | 0 | 252 | 252 | 252 | 252 | 252 | 252 | 252 | 252 | 252
1131 | HORIZON SOLAR | 21INR0261 |  | FRIO | SOLAR | SOUTH | 2023 | 204.1 | 0 | 204.1 | 204.1 | 204.1 | 204.1 | 204.1 | 204.1 | 204.1 | 204.1 | 204.1
1132 | HORNET SOLAR | 23INR0021 |  | SWISHER | SOLAR | PANHANDLE | 2023 | 600 | 0 | 600 | 600 | 600 | 600 | 600 | 600 | 600 | 600 | 600
1133 | INDIGO SOLAR | 21INR0031 |  | FISHER | SOLAR | WEST | 2023 | 125 | 0 | 125 | 125 | 125 | 125 | 125 | 125 | 125 | 125 | 125
1134 | INERTIA SOLAR | 22INR0374 |  | HASKELL | SOLAR | WEST | 2023 | 258.4 | 0 | 258.4 | 258.4 | 258.4 | 258.4 | 258.4 | 258.4 | 258.4 | 258.4 | 258.4
1135 | JACKALOPE SOLAR | 23INR0180 |  | SAN PATRICIO | SOLAR | COASTAL | 2023 | 156.4 | 156.4 | 156.4 | 156.4 | 156.4 | 156.4 | 156.4 | 156.4 | 156.4 | 156.4 | 156.4
1136 | JADE SOLAR | 22INR0360 |  | SCURRY | SOLAR | WEST | 2023 | 374.4 | 374.4 | 374.4 | 374.4 | 374.4 | 374.4 | 374.4 | 374.4 | 374.4 | 374.4 | 374.4
1137 | JUNGMANN SOLAR | 22INR0356 |  | MILAM | SOLAR | SOUTH | 2023 | 40 | 0 | 40 | 40 | 40 | 40 | 40 | 40 | 40 | 40 | 40
1138 | LONG POINT SOLAR | 19INR0042 |  | BRAZORIA | SOLAR | COASTAL | 2023 | 101.3 | 101.3 | 101.3 | 101.3 | 101.3 | 101.3 | 101.3 | 101.3 | 101.3 | 101.3 | 101.3
1139 | LONGBOW SOLAR | 20INR0026 |  | BRAZORIA | SOLAR | COASTAL | 2022 | 77 | 77 | 77 | 77 | 77 | 77 | 77 | 77 | 77 | 77 | 77
1140 | LUNIS CREEK SOLAR 1 | 21INR0344 |  | JACKSON | SOLAR | SOUTH | 2024 | 617.1 | 0 | 617.1 | 617.1 | 617.1 | 617.1 | 617.1 | 617.1 | 617.1 | 617.1 | 617.1
1141 | MALEZA SOLAR | 21INR0220 |  | WHARTON | SOLAR | SOUTH | 2023 | 254.9 | 254.9 | 254.9 | 254.9 | 254.9 | 254.9 | 254.9 | 254.9 | 254.9 | 254.9 | 254.9
1142 | MARKUM SOLAR | 20INR0230 |  | MCLENNAN | SOLAR | NORTH | 2024 | 161 | 0 | 161 | 161 | 161 | 161 | 161 | 161 | 161 | 161 | 161
1143 | MCLEAN (SHAKES) SOLAR | 19INR0073 |  | ZAVALA | SOLAR | SOUTH | 2022 | 200 | 200 | 200 | 200 | 200 | 200 | 200 | 200 | 200 | 200 | 200
1144 | MERCURY I SOLAR | 21INR0257 |  | HILL | SOLAR | NORTH | 2022 | 206.1 | 206.1 | 206.1 | 206.1 | 206.1 | 206.1 | 206.1 | 206.1 | 206.1 | 206.1 | 206.1
1145 | MERCURY II SOLAR | 23INR0153 |  | HILL | SOLAR | NORTH | 2022 | 206.1 | 206.1 | 206.1 | 206.1 | 206.1 | 206.1 | 206.1 | 206.1 | 206.1 | 206.1 | 206.1
1146 | MORROW LAKE SOLAR | 19INR0155 |  | FRIO | SOLAR | SOUTH | 2023 | 204 | 204 | 204 | 204 | 204 | 204 | 204 | 204 | 204 | 204 | 204
1147 | MUSTANG CREEK SOLAR | 18INR0050 |  | JACKSON | SOLAR | SOUTH | 2023 | 152.3 | 152.3 | 152.3 | 152.3 | 152.3 | 152.3 | 152.3 | 152.3 | 152.3 | 152.3 | 152.3
1148 | MYRTLE SOLAR | 19INR0041 |  | BRAZORIA | SOLAR | COASTAL | 2022 | 313 | 313 | 313 | 313 | 313 | 313 | 313 | 313 | 313 | 313 | 313
1149 | NABATOTO SOLAR NORTH | 21INR0428 |  | LEON | SOLAR | NORTH | 2023 | 365.7 | 365.7 | 365.7 | 365.7 | 365.7 | 365.7 | 365.7 | 365.7 | 365.7 | 365.7 | 365.7
1150 | NAZARETH SOLAR | 16INR0049 |  | CASTRO | SOLAR | PANHANDLE | 2023 | 201 | 201 | 201 | 201 | 201 | 201 | 201 | 201 | 201 | 201 | 201
1151 | NEPTUNE SOLAR | 21INR0499 |  | JACKSON | SOLAR | SOUTH | 2022 | 206.31 | 206.31 | 206.31 | 206.31 | 206.31 | 206.31 | 206.31 | 206.31 | 206.31 | 206.31 | 206.31
1152 | NORTON SOLAR | 19INR0035 |  | RUNNELS | SOLAR | WEST | 2023 | 125 | 125 | 125 | 125 | 125 | 125 | 125 | 125 | 125 | 125 | 125
1153 | OLD HICKORY SOLAR | 20INR0236 |  | JACKSON | SOLAR | SOUTH | 2023 | 206 | 206 | 206 | 206 | 206 | 206 | 206 | 206 | 206 | 206 | 206
1154 | OUTPOST SOLAR | 23INR0007 |  | WEBB | SOLAR | SOUTH | 2024 | 513.7 | 0 | 513.7 | 513.7 | 513.7 | 513.7 | 513.7 | 513.7 | 513.7 | 513.7 | 513.7
1155 | OYSTERCATCHER SOLAR | 21INR0362 |  | ELLIS | SOLAR | NORTH | 2024 | 220.3 | 0 | 0 | 220.3 | 220.3 | 220.3 | 220.3 | 220.3 | 220.3 | 220.3 | 220.3
1156 | PEREGRINE SOLAR | 22INR0283 |  | GOLIAD | SOLAR | SOUTH | 2024 | 303.4 | 0 | 303.4 | 303.4 | 303.4 | 303.4 | 303.4 | 303.4 | 303.4 | 303.4 | 303.4
1157 | PINE FOREST SOLAR | 20INR0203 |  | HOPKINS | SOLAR | NORTH | 2024 | 284.3 | 0 | 284.3 | 284.3 | 284.3 | 284.3 | 284.3 | 284.3 | 284.3 | 284.3 | 284.3
1158 | PISGAH RIDGE SOLAR | 22INR0254 |  | NAVARRO | SOLAR | NORTH | 2022 | 250 | 250 | 250 | 250 | 250 | 250 | 250 | 250 | 250 | 250 | 250
1159 | PITTS DUDIK SOLAR | 20INR0074 |  | HILL | SOLAR | NORTH | 2022 | 50 | 50 | 50 | 50 | 50 | 50 | 50 | 50 | 50 | 50 | 50
1160 | PORTER SOLAR | 21INR0458 |  | DENTON | SOLAR | NORTH | 2023 | 245 | 0 | 245 | 245 | 245 | 245 | 245 | 245 | 245 | 245 | 245
1161 | RADIAN SOLAR | 21INR0205 |  | BROWN | SOLAR | NORTH | 2022 | 321.8 | 321.8 | 321.8 | 321.8 | 321.8 | 321.8 | 321.8 | 321.8 | 321.8 | 321.8 | 321.8
1162 | RED HOLLY SOLAR | 21INR0022 |  | DAWSON | SOLAR | WEST | 2024 | 260 | 0 | 260 | 260 | 260 | 260 | 260 | 260 | 260 | 260 | 260
1163 | REDONDA SOLAR | 23INR0162 |  | ZAPATA | SOLAR | SOUTH | 2023 | 253.2 | 0 | 253.2 | 253.2 | 253.2 | 253.2 | 253.2 | 253.2 | 253.2 | 253.2 | 253.2
1164 | RED-TAILED HAWK SOLAR | 21INR0389 |  | WHARTON | SOLAR | SOUTH | 2024 | 350 | 0 | 350 | 350 | 350 | 350 | 350 | 350 | 350 | 350 | 350
1165 | ROCINANTE SOLAR | 23INR0231 |  | GONZALES | SOLAR | SOUTH | 2023 | 95 | 0 | 95 | 95 | 95 | 95 | 95 | 95 | 95 | 95 | 95
1166 | ROSELAND SOLAR | 20INR0205 |  | FALLS | SOLAR | NORTH | 2023 | 250 | 250 | 250 | 250 | 250 | 250 | 250 | 250 | 250 | 250 | 250
1167 | ROSELAND SOLAR II | 22INR0506 |  | FALLS | SOLAR | NORTH | 2023 | 250 | 250 | 250 | 250 | 250 | 250 | 250 | 250 | 250 | 250 | 250
1168 | ROWLAND SOLAR I | 19INR0131 |  | FORT BEND | SOLAR | HOUSTON | 2022 | 100 | 100 | 100 | 100 | 100 | 100 | 100 | 100 | 100 | 100 | 100
1169 | ROWLAND SOLAR II | 22INR0482 |  | FORT BEND | SOLAR | HOUSTON | 2023 | 202.8 | 202.8 | 202.8 | 202.8 | 202.8 | 202.8 | 202.8 | 202.8 | 202.8 | 202.8 | 202.8
1170 | RUETER SOLAR | 20INR0202 |  | BOSQUE | SOLAR | NORTH | 2022 | 200 | 200 | 200 | 200 | 200 | 200 | 200 | 200 | 200 | 200 | 200
1171 | SAMSON SOLAR 2 | 21INR0490 |  | LAMAR | SOLAR | NORTH | 2023 | 200 | 200 | 200 | 200 | 200 | 200 | 200 | 200 | 200 | 200 | 200
1172 | SBRANCH SOLAR PROJECT | 22INR0205 |  | WHARTON | SOLAR | SOUTH | 2023 | 233.5 | 233.5 | 233.5 | 233.5 | 233.5 | 233.5 | 233.5 | 233.5 | 233.5 | 233.5 | 233.5
1173 | SCHOOLHOUSE SOLAR | 22INR0211 |  | LEE | SOLAR | SOUTH | 2023 | 150.8 | 150.8 | 150.8 | 150.8 | 150.8 | 150.8 | 150.8 | 150.8 | 150.8 | 150.8 | 150.8
1174 | SECOND DIVISION SOLAR | 20INR0248 |  | BRAZORIA | SOLAR | COASTAL | 2023 | 100 | 0 | 100 | 100 | 100 | 100 | 100 | 100 | 100 | 100 | 100
1175 | SHAULA I SOLAR | 22INR0251 |  | DEWITT | SOLAR | SOUTH | 2024 | 205.2 | 0 | 205.2 | 205.2 | 205.2 | 205.2 | 205.2 | 205.2 | 205.2 | 205.2 | 205.2
1176 | SIGNAL SOLAR | 20INR0208 |  | HUNT | SOLAR | NORTH | 2023 | 50 | 50 | 50 | 50 | 50 | 50 | 50 | 50 | 50 | 50 | 50
1177 | SODA LAKE SOLAR 2 | 20INR0143 |  | CRANE | SOLAR | WEST | 2023 | 203 | 203 | 203 | 203 | 203 | 203 | 203 | 203 | 203 | 203 | 203
1178 | SPACE CITY SOLAR | 21INR0341 |  | WHARTON | SOLAR | SOUTH | 2022 | 609.7 | 609.7 | 609.7 | 609.7 | 609.7 | 609.7 | 609.7 | 609.7 | 609.7 | 609.7 | 609.7
1179 | SPANISH CROWN | 21INR0323 |  | FALLS | SOLAR | NORTH | 2023 | 103.1 | 103.1 | 103.1 | 103.1 | 103.1 | 103.1 | 103.1 | 103.1 | 103.1 | 103.1 | 103.1
1180 | SPARTA SOLAR | 22INR0352 |  | BEE | SOLAR | SOUTH | 2022 | 250 | 250 | 250 | 250 | 250 | 250 | 250 | 250 | 250 | 250 | 250
1181 | STAMPEDE SOLAR | 22INR0409 |  | HOPKINS | SOLAR | NORTH | 2022 | 259.1 | 259.1 | 259.1 | 259.1 | 259.1 | 259.1 | 259.1 | 259.1 | 259.1 | 259.1 | 259.1
1182 | STARLING SOLAR | 23INR0035 |  | GONZALES | SOLAR | SOUTH | 2023 | 123 | 0 | 123 | 123 | 123 | 123 | 123 | 123 | 123 | 123 | 123
1183 | STARR SOLAR RANCH | 20INR0216 |  | STARR | SOLAR | SOUTH | 2023 | 136 | 136 | 136 | 136 | 136 | 136 | 136 | 136 | 136 | 136 | 136
1184 | SUN VALLEY | 19INR0169 |  | HILL | SOLAR | NORTH | 2022 | 252 | 252 | 252 | 252 | 252 | 252 | 252 | 252 | 252 | 252 | 252
1185 | SUNRAY | 21INR0395 |  | UVALDE | SOLAR | SOUTH | 2023 | 204.1 | 0 | 204.1 | 204.1 | 204.1 | 204.1 | 204.1 | 204.1 | 204.1 | 204.1 | 204.1
1186 | TAVNER (FORT BEND SOLAR) | 18INR0053 |  | FORT BEND | SOLAR | HOUSTON | 2023 | 240 | 0 | 240 | 240 | 240 | 240 | 240 | 240 | 240 | 240 | 240
1187 | TEXANA SOLAR | 18INR0058 |  | WHARTON | SOLAR | SOUTH | 2022 | 152.3 | 152.3 | 152.3 | 152.3 | 152.3 | 152.3 | 152.3 | 152.3 | 152.3 | 152.3 | 152.3
1188 | TEXAS SOLAR NOVA | 19INR0001 |  | KENT | SOLAR | WEST | 2023 | 256.1 | 256.1 | 256.1 | 256.1 | 256.1 | 256.1 | 256.1 | 256.1 | 256.1 | 256.1 | 256.1
1189 | TRES BAHIAS SOLAR | 20INR0266 |  | CALHOUN | SOLAR | COASTAL | 2023 | 195 | 0 | 195 | 195 | 195 | 195 | 195 | 195 | 195 | 195 | 195
1190 | TYSON NICK SOLAR | 20INR0222 |  | LAMAR | SOLAR | NORTH | 2023 | 90 | 0 | 90 | 90 | 90 | 90 | 90 | 90 | 90 | 90 | 90
1191 | VANCOURT SOLAR | 21INR0213 |  | CAMERON | SOLAR | COASTAL | 2022 | 45.7 | 45.7 | 45.7 | 45.7 | 45.7 | 45.7 | 45.7 | 45.7 | 45.7 | 45.7 | 45.7
1192 | WESTORIA SOLAR | 20INR0101 |  | BRAZORIA | SOLAR | COASTAL | 2022 | 200 | 200 | 200 | 200 | 200 | 200 | 200 | 200 | 200 | 200 | 200
1193 | ZIER SOLAR | 21INR0019 |  | KINNEY | SOLAR | SOUTH | 2023 | 163 | 0 | 163 | 163 | 163 | 163 | 163 | 163 | 163 | 163 | 163
1194 | Planned Capacity Total (Solar) | [6 empty] | 27094.99 | 14447.09 | 25428.89 | 26894.99 | 27094.99 | 27094.99 | 27094.99 | 27094.99 | 27094.99 | 27094.99 | 27094.99
1195 | Solar Peak Average Capacity Percentage |  | SOLAR_PL_PEAK_PCT | % |  |  |  | 100 | 81 | 81 | 81 | 81 | 81 | 81 | 81 | 81 | 81 | 81
1196
1197 | Planned Storage Resources with Executed SGIA
1198 | AMSTERDAM STORAGE | 22INR0417 |  | BRAZORIA | STORAGE | COASTAL | 2023 | 201.13 | 201.13 | 201.13 | 201.13 | 201.13 | 201.13 | 201.13 | 201.13 | 201.13 | 201.13 | 201.13
1199 | ANCHOR BESS | 21INR0474 |  | EASTLAND | STORAGE | NORTH | 2022 | 71.5 | 71.5 | 71.5 | 71.5 | 71.5 | 71.5 | 71.5 | 71.5 | 71.5 | 71.5 | 71.5
1200 | ANEMOI ENERGY STORAGE | 23INR0369 |  | HIDALGO | STORAGE | SOUTH | 2023 | 205 | 205 | 205 | 205 | 205 | 205 | 205 | 205 | 205 | 205 | 205
1201 | BIG STAR STORAGE | 21INR0469 |  | BASTROP | STORAGE | SOUTH | 2022 | 80 | 80 | 80 | 80 | 80 | 80 | 80 | 80 | 80 | 80 | 80
1202 | BLUE JAY BESS | 23INR0019 |  | GRIMES | STORAGE | NORTH | 2022 | 50 | 50 | 50 | 50 | 50 | 50 | 50 | 50 | 50 | 50 | 50
1203 | BRIGHT ARROW STORAGE | 22INR0302 |  | HOPKINS | STORAGE | NORTH | 2023 | 103.6 | 103.6 | 103.6 | 103.6 | 103.6 | 103.6 | 103.6 | 103.6 | 103.6 | 103.6 | 103.6
1204 | BRP ANTLIA BESS | 22INR0349 |  | VAL VERDE | STORAGE | WEST | 2023 | 70.9 | 70.9 | 70.9 | 70.9 | 70.9 | 70.9 | 70.9 | 70.9 | 70.9 | 70.9 | 70.9
1205 | BRP CACHI BESS | 22INR0388 |  | GUADALUPE | STORAGE | SOUTH | 2023 | 202.5 | 0 | 202.5 | 202.5 | 202.5 | 202.5 | 202.5 | 202.5 | 202.5 | 202.5 | 202.5
1206 | BRP CARINA BESS | 22INR0353 |  | NUECES | STORAGE | COASTAL | 2023 | 151.9 | 151.9 | 151.9 | 151.9 | 151.9 | 151.9 | 151.9 | 151.9 | 151.9 | 151.9 | 151.9
1207 | BRP DICKENS BESS | 22INR0325 |  | DICKENS | STORAGE | PANHANDLE | 2023 | 202.3 | 202.3 | 202.3 | 202.3 | 202.3 | 202.3 | 202.3 | 202.3 | 202.3 | 202.3 | 202.3
1208 | BRP HYDRA BESS | 22INR0372 |  | PECOS | STORAGE | WEST | 2022 | 202.3 | 202.3 | 202.3 | 202.3 | 202.3 | 202.3 | 202.3 | 202.3 | 202.3 | 202.3 | 202.3
1209 | BRP LIBRA BESS | 22INR0366 |  | GUADALUPE | STORAGE | SOUTH | 2023 | 202.4 | 202.4 | 202.4 | 202.4 | 202.4 | 202.4 | 202.4 | 202.4 | 202.4 | 202.4 | 202.4
1210 | BRP PALEO BESS | 22INR0322 |  | HALE | STORAGE | PANHANDLE | 2022 | 202.4 | 202.4 | 202.4 | 202.4 | 202.4 | 202.4 | 202.4 | 202.4 | 202.4 | 202.4 | 202.4
1211 | BRP PAVO BESS | 22INR0384 |  | PECOS | STORAGE | WEST | 2022 | 176.9 | 176.9 | 176.9 | 176.9 | 176.9 | 176.9 | 176.9 | 176.9 | 176.9 | 176.9 | 176.9
1212 | BRP TORTOLAS BESS | 23INR0072 |  | BRAZORIA | STORAGE | COASTAL | 2022 | 50.7 | 50.7 | 50.7 | 50.7 | 50.7 | 50.7 | 50.7 | 50.7 | 50.7 | 50.7 | 50.7
1213 | BURRO BESS (DGR) | 22INR0573 |  | LA SALLE | STORAGE | SOUTH | 2022 | 9.9 | 9.9 | 9.9 | 9.9 | 9.9 | 9.9 | 9.9 | 9.9 | 9.9 | 9.9 | 9.9
1214 | BYRD RANCH STORAGE | 21INR0281 |  | BRAZORIA | STORAGE | COASTAL | 2022 | 50 | 50 | 50 | 50 | 50 | 50 | 50 | 50 | 50 | 50 | 50
1215 | CEDARVILLE BESS (DGR) | 22INR0577 |  | REEVES | STORAGE | WEST | 2022 | 9.9 | 9.9 | 9.9 | 9.9 | 9.9 | 9.9 | 9.9 | 9.9 | 9.9 | 9.9 | 9.9
1216 | CHILLINGHAM STORAGE | 23INR0079 |  | BELL | STORAGE | NORTH | 2023 | 153.8 | 0 | 153.8 | 153.8 | 153.8 | 153.8 | 153.8 | 153.8 | 153.8 | 153.8 | 153.8
1217 | COTTONWOOD BAYOU STORAGE | 21INR0443 |  | BRAZORIA | STORAGE | COASTAL | 2024 | 150.83 | 0 | 150.83 | 150.83 | 150.83 | 150.83 | 150.83 | 150.83 | 150.83 | 150.83 | 150.83
1218 | COYOTE SPRINGS BESS (DGR) | 22INR0574 |  | REEVES | STORAGE | WEST | 2022 | 9.9 | 9.9 | 9.9 | 9.9 | 9.9 | 9.9 | 9.9 | 9.9 | 9.9 | 9.9 | 9.9
1219 | ENDURANCE PARK STORAGE | 21INR0479 |  | SCURRY | STORAGE | WEST | 2022 | 50 | 50 | 50 | 50 | 50 | 50 | 50 | 50 | 50 | 50 | 50
1220 | ESTONIAN ENERGY STORAGE | 22INR0336 |  | DELTA | STORAGE | NORTH | 2023 | 102.5 | 102.5 | 102.5 | 102.5 | 102.5 | 102.5 | 102.5 | 102.5 | 102.5 | 102.5 | 102.5
1221 | EVAL STORAGE | 22INR0401 |  | CAMERON | STORAGE | COASTAL | 2023 | 255 | 255 | 255 | 255 | 255 | 255 | 255 | 255 | 255 | 255 | 255
1222 | FENCE POST BESS | 22INR0405 |  | NAVARRO | STORAGE | NORTH | 2022 | 73.1 | 73.1 | 73.1 | 73.1 | 73.1 | 73.1 | 73.1 | 73.1 | 73.1 | 73.1 | 73.1
1223 | GIGA TEXAS ENERGY STORAGE | 23INR0239 |  | TRAVIS | STORAGE | SOUTH | 2023 | 131.1 | 131.1 | 131.1 | 131.1 | 131.1 | 131.1 | 131.1 | 131.1 | 131.1 | 131.1 | 131.1
1224 | GREEN HOLLY STORAGE | 21INR0029 |  | DAWSON | STORAGE | WEST | 2024 | 50 | 0 | 50 | 50 | 50 | 50 | 50 | 50 | 50 | 50 | 50
1225 | HIGH LONESOME BESS | 20INR0280 |  | CROCKETT | STORAGE | WEST | 2022 | 50 | 50 | 50 | 50 | 50 | 50 | 50 | 50 | 50 | 50 | 50
1226 | HOUSE MOUNTAIN 2 BATT | 22INR0485 |  | BREWSTER | STORAGE | WEST | 2023 | 61.6 | 61.6 | 61.6 | 61.6 | 61.6 | 61.6 | 61.6 | 61.6 | 61.6 | 61.6 | 61.6
1227 | HUMMINGBIRD STORAGE | 22INR0327 |  | DENTON | STORAGE | NORTH | 2023 | 103.8 | 0 | 103.8 | 103.8 | 103.8 | 103.8 | 103.8 | 103.8 | 103.8 | 103.8 | 103.8
1228 | INERTIA BESS | 22INR0328 |  | HASKELL | STORAGE | WEST | 2022 | 121.4 | 121.4 | 121.4 | 121.4 | 121.4 | 121.4 | 121.4 | 121.4 | 121.4 | 121.4 | 121.4
1229 | INERTIA BESS 2 | 22INR0375 |  | HASKELL | STORAGE | WEST | 2022 | 100.8 | 100.8 | 100.8 | 100.8 | 100.8 | 100.8 | 100.8 | 100.8 | 100.8 | 100.8 | 100.8
1230 | LA HUERTA BESS (DGR) | 22INR0572 |  | DIMMIT | STORAGE | SOUTH | 2022 | 9.9 | 9.9 | 9.9 | 9.9 | 9.9 | 9.9 | 9.9 | 9.9 | 9.9 | 9.9 | 9.9
1231 | LIMOUSIN OAK STORAGE | 22INR0338 |  | GRIMES | STORAGE | NORTH | 2023 | 104.62 | 0 | 104.62 | 104.62 | 104.62 | 104.62 | 104.62 | 104.62 | 104.62 | 104.62 | 104.62
1232 | MADERO GRID U1 | 21INR0244 |  | HIDALGO | STORAGE | SOUTH | 2022 | 100 | 100 | 100 | 100 | 100 | 100 | 100 | 100 | 100 | 100 | 100
1233 | MADERO GRID U2 (IGNACIO GRID) | 21INR0522 |  | HIDALGO | STORAGE | SOUTH | 2022 | 100 | 100 | 100 | 100 | 100 | 100 | 100 | 100 | 100 | 100 | 100
1234 | MATTA POWER STATION (DGR) | 22INR0565 |  | REEVES | STORAGE | WEST | 2022 | 9.9 | 9.9 | 9.9 | 9.9 | 9.9 | 9.9 | 9.9 | 9.9 | 9.9 | 9.9 | 9.9
1235 | MUSTANG CREEK STORAGE | 21INR0484 |  | JACKSON | STORAGE | SOUTH | 2023 | 71.8 | 71.8 | 71.8 | 71.8 | 71.8 | 71.8 | 71.8 | 71.8 | 71.8 | 71.8 | 71.8
1236 | NOBLE STORAGE | 22INR0436 |  | DENTON | STORAGE | NORTH | 2022 | 125 | 125 | 125 | 125 | 125 | 125 | 125 | 125 | 125 | 125 | 125
1237 | NOBLE STORAGE PHASE II | 22INR0598 |  | DENTON | STORAGE | NORTH | 2022 | 62.5 | 62.5 | 62.5 | 62.5 | 62.5 | 62.5 | 62.5 | 62.5 | 62.5 | 62.5 | 62.5
1238 | PYRON BESS II | 20INR0268 |  | NOLAN | STORAGE | WEST | 2022 | 30.2 | 30.2 | 30.2 | 30.2 | 30.2 | 30.2 | 30.2 | 30.2 | 30.2 | 30.2 | 30.2
1239 | RED HOLLY STORAGE | 21INR0033 |  | DAWSON | STORAGE | WEST | 2024 | 50 | 0 | 50 | 50 | 50 | 50 | 50 | 50 | 50 | 50 | 50
1240 | RIVER VALLEY STORAGE 1 | 20INR0290 |  | WILLIAMSON | STORAGE | SOUTH | 2022 | 50 | 50 | 50 | 50 | 50 | 50 | 50 | 50 | 50 | 50 | 50
1241 | RIVER VALLEY STORAGE 2 | 20INR0293 |  | WILLIAMSON | STORAGE | SOUTH | 2022 | 50 | 50 | 50 | 50 | 50 | 50 | 50 | 50 | 50 | 50 | 50
1242 | ROCINANTE BESS | 23INR0232 |  | GONZALES | STORAGE | SOUTH | 2023 | 33 | 0 | 33 | 33 | 33 | 33 | 33 | 33 | 33 | 33 | 33
1243 | ROSELAND STORAGE | 22INR0280 |  | FALLS | STORAGE | NORTH | 2022 | 50 | 50 | 50 | 50 | 50 | 50 | 50 | 50 | 50 | 50 | 50
1244 | ROUGHNECK STORAGE | 19INR0176 |  | BRAZORIA | STORAGE | COASTAL | 2022 | 50 | 50 | 50 | 50 | 50 | 50 | 50 | 50 | 50 | 50 | 50
1245 | RYAN ENERGY STORAGE | 20INR0246 |  | CORYELL | STORAGE | NORTH | 2023 | 50 | 50 | 50 | 50 | 50 | 50 | 50 | 50 | 50 | 50 | 50
1246 | SABAL STORAGE | 22INR0398 |  | CAMERON | STORAGE | COASTAL | 2023 | 24 | 24 | 24 | 24 | 24 | 24 | 24 | 24 | 24 | 24 | 24
1247 | SCREWBEAN BESS (DGR) | 22INR0587 |  | CULBERSON | STORAGE | WEST | 2022 | 9.9 | 9.9 | 9.9 | 9.9 | 9.9 | 9.9 | 9.9 | 9.9 | 9.9 | 9.9 | 9.9
1248 | SILICON HILL STORAGE | 20INR0291 |  | TRAVIS | STORAGE | SOUTH | 2022 | 100 | 100 | 100 | 100 | 100 | 100 | 100 | 100 | 100 | 100 | 100
1249 | SOWERS STORAGE | 22INR0552 |  | KAUFMAN | STORAGE | NORTH | 2023 | 203 | 203 | 203 | 203 | 203 | 203 | 203 | 203 | 203 | 203 | 203
1250 | SP TX-12B BESS | 21INR0357 |  | UPTON | STORAGE | WEST | 2022 | 22.7 | 22.7 | 22.7 | 22.7 | 22.7 | 22.7 | 22.7 | 22.7 | 22.7 | 22.7 | 22.7
1251 | STAMPEDE BESS | 22INR0410 |  | HOPKINS | STORAGE | NORTH | 2022 | 73.1 | 73.1 | 73.1 | 73.1 | 73.1 | 73.1 | 73.1 | 73.1 | 73.1 | 73.1 | 73.1
1252 | TIMBERWOLF BESS 2 | 22INR0495 |  | UPTON | STORAGE | WEST | 2023 | 150 | 150 | 150 | 150 | 150 | 150 | 150 | 150 | 150 | 150 | 150
1253 | TURQUOISE STORAGE | 22INR0509 |  | HUNT | STORAGE | NORTH | 2022 | 196.2 | 196.2 | 196.2 | 196.2 | 196.2 | 196.2 | 196.2 | 196.2 | 196.2 | 196.2 | 196.2
1254 | VORTEX BESS | 21INR0473 |  | THROCKMORTON | STORAGE | WEST | 2022 | 121.8 | 121.8 | 121.8 | 121.8 | 121.8 | 121.8 | 121.8 | 121.8 | 121.8 | 121.8 | 121.8
1255 | WOLF TANK STORAGE | 22INR0551 |  | WEBB | STORAGE | SOUTH | 2022 | 155.5 | 155.5 | 155.5 | 155.5 | 155.5 | 155.5 | 155.5 | 155.5 | 155.5 | 155.5 | 155.5
1256 | SMALL GENERATORS WITH SIGNED IAs AND 'MODEL READY DATES' PENDING * | [6 empty] | 19.8 | 19.8 | 19.8 | 19.8 | 19.8 | 19.8 | 19.8 | 19.8 | 19.8 | 19.8 | 19.8
1257 | Planned Capacity Total (Storage) | [6 empty] | 5680.08 | 4831.53 | 5680.08 | 5680.08 | 5680.08 | 5680.08 | 5680.08 | 5680.08 | 5680.08 | 5680.08 | 5680.08
1258 | Storage Peak Average Capacity Percentage |  | STORAGE_PL_PEAK_PCT | % |  |  |  | 100 | 0 | 0 | 0 | 0 | 0 | 0 | 0 | 0 | 0 | 0
1259
1260 | Inactive Planned Resources
1261 | AGATE SOLAR | 20INR0023 |  | ELLIS | SOLAR | NORTH | 2020 | 60 | 60 | 60 | 60 | 60 | 60 | 60 | 60 | 60 | 60 | 60
1262 | GUAJILLO ENERGY STORAGE | 23INR0343 |  | WEBB | STORAGE | SOUTH | 2023 | 201.1 | 201.1 | 201.1 | 201.1 | 201.1 | 201.1 | 201.1 | 201.1 | 201.1 | 201.1 | 201.1
1263 | KONTIKI 1 WIND (ERIK) | 19INR0099a |  | GLASSCOCK | WIND-O | WEST | 2023 | 250.1 | 250.1 | 250.1 | 250.1 | 250.1 | 250.1 | 250.1 | 250.1 | 250.1 | 250.1 | 250.1
1264 | KONTIKI 2 WIND (ERNEST) | 19INR0099b |  | GLASSCOCK | WIND-O | WEST | 2023 | 250.1 | 250.1 | 250.1 | 250.1 | 250.1 | 250.1 | 250.1 | 250.1 | 250.1 | 250.1 | 250.1
1265 | MARIAH DEL ESTE | 13INR0010a |  | PARMER | WIND-P | PANHANDLE | 2020 | 152.5 | 152.5 | 152.5 | 152.5 | 152.5 | 152.5 | 152.5 | 152.5 | 152.5 | 152.5 | 152.5
1266 | NORTHDRAW WIND | 13INR0025 |  | RANDALL | WIND-P | PANHANDLE | 2020 | 150 | 150 | 150 | 150 | 150 | 150 | 150 | 150 | 150 | 150 | 150
1267 | PADUA GRID BESS | 22INR0368 |  | BEXAR | STORAGE | SOUTH | 2024 | 202.6 | 0 | 202.6 | 202.6 | 202.6 | 202.6 | 202.6 | 202.6 | 202.6 | 202.6 | 202.6
1268 | RODEO SOLAR | 19INR0103 |  | ANDREWS | SOLAR | WEST | 2022 | 200 | 200 | 200 | 200 | 200 | 200 | 200 | 200 | 200 | 200 | 200
1269 | SPINEL SOLAR | 20INR0025 |  | MEDINA | SOLAR | SOUTH | 2024 | 30 | 0 | 30 | 30 | 30 | 30 | 30 | 30 | 30 | 30 | 30
1270 | TAYGETE II SOLAR | 21INR0233 |  | PECOS | SOLAR | WEST | 2022 | 203.8 | 203.8 | 203.8 | 203.8 | 203.8 | 203.8 | 203.8 | 203.8 | 203.8 | 203.8 | 203.8
1271 | Inactive Planned Capacity Total | [6 empty] | 1700.2 | 1467.6 | 1700.2 | 1700.2 | 1700.2 | 1700.2 | 1700.2 | 1700.2 | 1700.2 | 1700.2 | 1700.2
1272
1273 | Seasonal Mothballed Resources
1274 | GREGORY POWER PARTNERS GT1 (AS OF 1/1/2022, AVAILABLE 1/1 THROUGH 9/30) |  | LGE_LGE_GT1 | SAN PATRICIO | GAS-CC | COASTAL | 2000 | 185 | 145 | 145 | 145 | 145 | 145 | 145 | 145 | 145 | 145 | 145
1275 | GREGORY POWER PARTNERS GT2 (AS OF 1/1/2022, AVAILABLE 1/1 THROUGH 9/30) |  | LGE_LGE_GT2 | SAN PATRICIO | GAS-CC | COASTAL | 2000 | 185 | 145 | 145 | 145 | 145 | 145 | 145 | 145 | 145 | 145 | 145
1276 | GREGORY POWER PARTNERS STG (AS OF 1/1/2022, AVAILABLE 1/1 THROUGH 9/30) |  | LGE_LGE_STG | SAN PATRICIO | GAS-CC | COASTAL | 2000 | 100 | 75 | 75 | 75 | 75 | 75 | 75 | 75 | 75 | 75 | 75
1277 | Total Seasonal Mothballed Capacity | [6 empty] | 470 | 365 | 365 | 365 | 365 | 365 | 365 | 365 | 365 | 365 | 365
1278
1279 | Mothballed Resources
1280 | RAY OLINGER STG 1 (AS OF 4/5/22) |  | OLINGR_OLING_1 | COLLIN | GAS-ST | NORTH | 1967 | 78 | 78 | 78 | 78 | 78 | 78 | 78 | 78 | 78 | 78 | 78
1281 | J T DEELY U1 (AS OF 12/31/2018) |  | CALAVERS_JTD1_M | BEXAR | COAL | SOUTH | 1977 | 420 | 420 | 420 | 420 | 420 | 420 | 420 | 420 | 420 | 420 | 420
1282 | J T DEELY U2 (AS OF 12/31/2018) |  | CALAVERS_JTD2_M | BEXAR | COAL | SOUTH | 1978 | 420 | 420 | 420 | 420 | 420 | 420 | 420 | 420 | 420 | 420 | 420
1283 | Total Mothballed Capacity | [6 empty] | 918 | 918 | 918 | 918 | 918 | 918 | 918 | 918 | 918 | 918 | 918
1284
1285 | Retiring Resources Unavailable to ERCOT (since last CDR/SARA)
1286 | Total Retiring Capacity | [6 empty] | 0 | 0 | 0 | 0 | 0 | 0 | 0 | 0 | 0 | 0 | 0
Notes:
Capacity changes due to planned repower/upgrade projects are reflected in the operational units' ratings upon receipt and ERCOT approval of updated resource registration system information. Interconnection requests for existing resources that involve MW capacity changes are indicated with a code in the “Generation Interconnection Project Code” column.
Although seasonal capacity ratings for battery energy storage systems are reported above, the ratings are not included in the operational/planned capacity formulae. These resources are assumed to provide Ancillary Services rather than sustained capacity available to meet system peak loads.
The capacities of planned projects that have been approved for Initial Synchronization at the time of report creation are assumed to be available for the season regardless of their projected Commercial Operations Dates.
Planned projects for which maximum seasonal sustained capacity ratings have been provided are used in lieu of capacities entered into the online Resource Integration and Ongoing Operations - Interconnection Services (RIOO-IS) system.
Installed capacity ratings are based on the maximum power that a generating unit can produce during normal sustained operating conditions as specified by the equipment manufacturer
Note on J426: Extended outages: GUADALUPE BLANCO RIVER AUTH-SCHUMANSVILLE (3.6 MW) and 2.4 MW of the 4.8 MW GUADALUPE BLANCO RIVER AUTH-LAKEWOOD TAP Hydro unit.
Note on K426: Extended outages: GUADALUPE BLANCO RIVER AUTH-SCHUMANSVILLE (3.6 MW) and 2.4 MW of the 4.8 MW GUADALUPE BLANCO RIVER AUTH-LAKEWOOD TAP Hydro unit.
Note on L426: Extended outages: GUADALUPE BLANCO RIVER AUTH-SCHUMANSVILLE (3.6 MW) and 2.4 MW of the 4.8 MW GUADALUPE BLANCO RIVER AUTH-LAKEWOOD TAP Hydro unit.
Note on M426: Extended outages: GUADALUPE BLANCO RIVER AUTH-SCHUMANSVILLE (3.6 MW) and 2.4 MW of the 4.8 MW GUADALUPE BLANCO RIVER AUTH-LAKEWOOD TAP Hydro unit.
Note on N426: Extended outages: GUADALUPE BLANCO RIVER AUTH-SCHUMANSVILLE (3.6 MW) and 2.4 MW of the 4.8 MW GUADALUPE BLANCO RIVER AUTH-LAKEWOOD TAP Hydro unit.
Note on O426: Extended outages: GUADALUPE BLANCO RIVER AUTH-SCHUMANSVILLE (3.6 MW) and 2.4 MW of the 4.8 MW GUADALUPE BLANCO RIVER AUTH-LAKEWOOD TAP Hydro unit.
Note on P426: Extended outages: GUADALUPE BLANCO RIVER AUTH-SCHUMANSVILLE (3.6 MW) and 2.4 MW of the 4.8 MW GUADALUPE BLANCO RIVER AUTH-LAKEWOOD TAP Hydro unit.
Note on Q426: Extended outages: GUADALUPE BLANCO RIVER AUTH-SCHUMANSVILLE (3.6 MW) and 2.4 MW of the 4.8 MW GUADALUPE BLANCO RIVER AUTH-LAKEWOOD TAP Hydro unit.
Note on R426: Extended outages: GUADALUPE BLANCO RIVER AUTH-SCHUMANSVILLE (3.6 MW) and 2.4 MW of the 4.8 MW GUADALUPE BLANCO RIVER AUTH-LAKEWOOD TAP Hydro unit.
Note on S426: Extended outages: GUADALUPE BLANCO RIVER AUTH-SCHUMANSVILLE (3.6 MW) and 2.4 MW of the 4.8 MW GUADALUPE BLANCO RIVER AUTH-LAKEWOOD TAP Hydro unit.

## Planned Resource Scenarios
Planned Resources Scenarios, Summer
The tables below show condensed versions of the Summer Summary tab for 2023-2027 under different sets of planned project inclusion criteria. Table 1 shows the line items under the current CDR-eligibility criteria (signed IA and air permits/proof of adequate water supplies for fossil-fuel projects). Tables 2, 3, and 4 show the line items under more selective sets of criteria for including planned projects: Table 2 - Meets All Planning Guide Section 6.9(1) Requirements, Table 3 - Meets All Planning Guide Section 6.9 Requirements, Table 4 - meets Quarterly Stability Assessment prerequisites. Table 5 compares the Planning Reserve Margins across the four sets of CDR planned project inclusion criteria. An abbreviated summary of the Planning Guide criteria are listed below the data tables. See Planning Guide Sections 5.9 and 6.9 for the full text. Planned Projects data comes from generation capacity developers and owners as reported in ERCOT's Resource Integration and Ongoing Operations (RIOO) system and other data collection mechanisms described in the ERCOT Protocols.
Table 1: Summer Summary - CDR Eligibility Criteria for Planned Projects
| 2023 | 2024 | 2025 | 2026 | 2027
Firm Peak Load, MW | 76505.3062 | 77730.2993 | 78758.0217 | 79782.4393 | 80574.7457
Operational Generation Capacity and Non-Synchronous Ties, MW | 91057.8584 | 91057.8584 | 91057.8584 | 91057.8584 | 91052.8584
Planned Project Capacity, MW
Planned Thermal (not wind, solar or storage) | 580.8 | 591.8 | 591.8 | 591.8 | 591.8
Planned Wind | 833.595 | 1366.884 | 1446.884 | 1446.884 | 1446.884
Planned Solar | 11702.1429 | 20597.4009 | 21784.9419 | 21946.9419 | 21946.9419
Planning Reserve Margin | 36.17% | 46.16% | 45.87% | 44.2% | 42.77%
Table 2: Summer Summary - Planned Projects that Meet All Planning Guide 6.9(1) Requirements
| 2023 | 2024 | 2025 | 2026 | 2027
Firm Peak Load, MW | 76505.3062 | 77730.2993 | 78758.0217 | 79782.4393 | 80574.7457
Operational Generation Capacity and Non-Synchronous Ties, MW | 91057.8584 | 91057.8584 | 91057.8584 | 91057.8584 | 91052.8584
Planned Project Capacity, MW
Planned Thermal (not wind, solar or storage) | 580.8 | 591.8 | 591.8 | 591.8 | 591.8
Planned Wind | 648.115 | 668.115 | 668.115 | 668.115 | 668.115
Planned Solar | 8709.2091 | 11039.7411 | 11215.9971 | 11215.9971 | 11215.9971
Planning Reserve Margin | 32.01% | 32.97% | 31.46% | 29.77% | 28.49%
Table 3: Summer Summary - Planned Projects Meeting All Planning Guide 6.9 Requirements
| 2023 | 2024 | 2025 | 2026 | 2027
Firm Peak Load, MW | 76505.3062 | 77730.2993 | 78758.0217 | 79782.4393 | 80574.7457
Operational Generation Capacity and Non-Synchronous Ties, MW | 91057.8584 | 91057.8584 | 91057.8584 | 91057.8584 | 91052.8584
Planned Project Capacity, MW
Planned Thermal (not wind, solar or storage) | 520.8 | 531.8 | 531.8 | 531.8 | 531.8
Planned Wind | 535.975 | 555.975 | 555.975 | 555.975 | 555.975
Planned Solar | 5095.8801 | 5455.6011 | 5455.6011 | 5455.6011 | 5455.6011
Planning Reserve Margin | 27.06% | 25.56% | 23.93% | 22.33% | 21.13%
Table 4: Summer Summary - Planned Projects Meeting Quarterly Stability (QSA) Study Prerequisites
| 2023 | 2024 | 2025 | 2026 | 2027
Firm Peak Load, MW | 76505.3062 | 77730.2993 | 78758.0217 | 79782.4393 | 80574.7457
Operational Generation Capacity and Non-Synchronous Ties, MW | 91057.8584 | 91057.8584 | 91057.8584 | 91057.8584 | 91052.8584
Planned Project Capacity, MW
Planned Thermal (not wind, solar or storage) | 520.8 | 531.8 | 531.8 | 531.8 | 531.8
Planned Wind | 535.975 | 555.975 | 555.975 | 555.975 | 555.975
Planned Solar | 4930.6401 | 5125.0401 | 5125.0401 | 5125.0401 | 5125.0401
Planning Reserve Margin | 26.85% | 25.14% | 23.51% | 21.92% | 20.71%
Table 5: Summer Planning Reserve Margin Comparison Based on Different Planned Project Inclusion Criteria
| 2023 | 2024 | 2025 | 2026 | 2027
Planning Reserve Margin—Current CDR-eligible criteria | 36.17% | 46.16% | 45.87% | 44.2% | 42.77%
Planning Reserve Margin—Section 6.9(1) Requirements | 32.01% | 32.97% | 31.46% | 29.77% | 28.49%
Planning Reserve Margin—Section 6.9 Requirements | 27.06% | 25.56% | 23.93% | 22.33% | 21.13%
Planning Reserve Margin—QSA Study Requirements | 26.85% | 25.14% | 23.51% | 21.92% | 20.71%
Planning Guide Section 6.9(1) Requirements
1. The Interconnecting Entity (IE) provides all data required for the Security Screening Study and Full Interconnection Study (FIS).
2. ERCOT determines that the IE has received all necessary Texas Commission on Environmental Quality (TCEQ)-approved air permits or that no such permits are required.
3. The IE submits a completed Declaration of Adequate Water Supplies. (Wind, solar and battery storage projects are exempted.)
4. ERCOT receives a signed Standard Generation Interconnection Agreement (SGIA) or other financially binding agreement from the Transmission Service Provider (TSP) and IE, and a written notice from the TSP that the IE has provided:
(A) A notice to proceed with the construction of the interconnection and; (B) The financial security required to fund the interconnection facilities.
or, a letter from an authorized official from a Municipally Owned Utility (MOU) or Electric Cooperative (EC) confirming the Entity’s intent to construct, interconnect and operate the resource.
Planning Guide Section 6.9 Requirements
1. The requirements for Section 6.9(1).
2. The IE shall provide within 60 days the remaining required data as specified in the Resource Registration Glossary using the applicable Resource Registration process.
Quarterly Stability Assessment Prerequisites from Planning Guide Section 5.9
1. All requirements under Planning Guide Section 6.9 have been met.
2. The IE has provided all dynamic model data to ERCOT.
3. The Full Interconnection Study has been completed.
4. The Reactive Power Study has been completed.
5. Completion of required system improvements or mitigation plans identified in these studies.

## WinterSummary
Report on the Capacity, Demand and Reserves in the ERCOT Region
Winter Summary: 2023/2024 through 2032/2033
These columns indicate the impact of not adding any new resources during the latter half of the CDR forecast period. Project developers typically submit interconnection requests no more than two to four years before the facilities are expected to enter commercial operations.
Load Forecast, MW: |  |  | 2023/2024 | 2024/2025 | 2025/2026 | 2026/2027 | 2027/2028 | 2028/2029 | 2029/2030 | 2030/2031 | 2031/2032 | 2032/2033
| Winter Peak Demand (based on normal weather) |  | 66454.2891 | 67699.4281 | 68858.0128 | 69793.0825 | 70697.4498 | 71558.417 | 72391.6114 | 73178.3107 | 73931.1852 | 74691.8055
| plus: Energy Efficiency Program Savings Forecast |  | 3262.3502 | 3681.1416 | 4098.8616 | 4516.5817 | 4934.3017 | 5352.0218 | 5769.7419 | 6187.4619 | 6605.182 | 7022.902
| Total Winter Peak Demand (before Reductions from Energy Efficiency Programs) |  | 69716.6393 | 71380.5697 | 72956.8744 | 74309.6642 | 75631.7516 | 76910.4388 | 78161.3532 | 79365.7726 | 80536.3672 | 81714.7075
| less: Incremental Rooftop PV Forecast |  | 0 | 0 | 0 | 0 | 0 | 0 | 0 | 0 | 0 | 0
| less: Load Resources providing Responsive Reserves |  | -1691.16 | -1691.16 | -1691.16 | -1691.16 | -1691.16 | -1691.16 | -1691.16 | -1691.16 | -1691.16 | -1691.16
| less: Load Resources providing Non-Spinning Reserves |  | 0 | 0 | 0 | 0 | 0 | 0 | 0 | 0 | 0 | 0
| less: Emergency Response Service (10- and 30-min ramp products) |  | -1048.5396 | -1048.5396 | -1048.5396 | -1048.5396 | -1048.5396 | -1048.5396 | -1048.5396 | -1048.5396 | -1048.5396 | -1048.5396
| less: TDSP Standard Offer Load Management Programs |  | -143.6242 | -143.6242 | -143.6242 | -143.6242 | -143.6242 | -143.6242 | -143.6242 | -143.6242 | -143.6242 | -143.6242
| less: Energy Efficiency Program Savings Forecast |  | -3262.3502 | -3681.1416 | -4098.8616 | -4516.5817 | -4934.3017 | -5352.0218 | -5769.7419 | -6187.4619 | -6605.182 | -7022.902
| Firm Peak Demand, MW |  | 63570.9654 | 64816.1043 | 65974.689 | 66909.7588 | 67814.1261 | 68675.0932 | 69508.2876 | 70294.9869 | 71047.8615 | 71808.4818
Resources, MW: |  |  | Expected Capacity Available for WInter Peak Demands
|  | Installed Capacity Ratings (see note) | 2023/2024 | 2024/2025 | 2025/2026 | 2026/2027 | 2027/2028 | 2028/2029 | 2029/2030 | 2030/2031 | 2031/2032 | 2032/2033
| Installed Winter-rated Capacity, Thermal | 71382.58 | 67203.7 | 67203.7 | 67203.7 | 67203.7 | 67203.7 | 67203.7 | 67203.7 | 67203.7 | 67203.7 | 67203.7
| Hydroelectric, Peak Average Capacity Contribution (73% of installed capacity) | 563.3 | 414.9543 | 414.9543 | 414.9543 | 414.9543 | 414.9543 | 414.9543 | 414.9543 | 414.9543 | 414.9543 | 414.9543
| Switchable Capacity | 3840.12 | 3816 | 3816 | 3816 | 3816 | 3816 | 3816 | 3816 | 3816 | 3816 | 3816
| less: Switchable Capacity Unavailable to ERCOT | 0 | 0 | 0 | 0 | 0 | 0 | 0 | 0 | 0 | 0 | 0
| Available Mothballed Capacity | 470 | 405 | 405 | 405 | 405 | 405 | 405 | 405 | 405 | 405 | 405
| Capacity from Private Use Networks | 11249 | 4599 | 4599 | 4599 | 4599 | 4594 | 4594 | 4594 | 4594 | 4594 | 4594
| Coastal Wind, Peak Average Capacity Contribution (46% of installed capacity) | 5143.87 | 2363.342 | 2363.342 | 2363.342 | 2363.342 | 2363.342 | 2363.342 | 2363.342 | 2363.342 | 2363.342 | 2363.342
| Panhandle Wind, Peak Average Capacity Contribution (34% of installed capacity) | 4247.23 | 1443.13 | 1443.13 | 1443.13 | 1443.13 | 1443.13 | 1443.13 | 1443.13 | 1443.13 | 1443.13 | 1443.13
| Other Wind, Peak Average Capacity Contribution (19% of installed capacity) | 25823.58 | 4904.204 | 4904.204 | 4904.204 | 4904.204 | 4904.204 | 4904.204 | 4904.204 | 4904.204 | 4904.204 | 4904.204
| Solar Utility-Scale, Peak Average Capacity Contribution (11% of installed capacity) | 11341.6 | 1237.841 | 1237.841 | 1237.841 | 1237.841 | 1237.841 | 1237.841 | 1237.841 | 1237.841 | 1237.841 | 1237.841
| Storage, Peak Average Capacity Contribution (0% of installed capacity) | 1751.83 | 0 | 0 | 0 | 0 | 0 | 0 | 0 | 0 | 0 | 0
| RMR Capacity to be under Contract | 0 | 0 | 0 | 0 | 0 | 0 | 0 | 0 | 0 | 0 | 0
| Capacity Pending Retirement | 0 | 0 | 0 | 0 | 0 | 0 | 0 | 0 | 0 | 0 | 0
| Operational Generation Capacity, MW | 135813.11 | 86387.1713 | 86387.1713 | 86387.1713 | 86387.1713 | 86382.1713 | 86382.1713 | 86382.1713 | 86382.1713 | 86382.1713 | 86382.1713
| Non-Synchronous Ties (Based on average net import contribution during winter 2020/21 EEA events) | 1220 | 719.8 | 719.8 | 719.8 | 719.8 | 719.8 | 719.8 | 719.8 | 719.8 | 719.8 | 719.8
| Planned Resources (not wind, solar or storage) with Signed IA, Air Permits and Adequate Water Supplies | 647 | 647 | 647 | 647 | 647 | 647 | 647 | 647 | 647 | 647 | 647
| Planned Coastal Wind with Signed IA, Peak Average Capacity Contribution (46% of installed capacity) | 762.2 | 138.69 | 350.612 | 350.612 | 350.612 | 350.612 | 350.612 | 350.612 | 350.612 | 350.612 | 350.612
| Planned Panhandle Wind with Signed IA, Peak Average Capacity Contribution (34% of installed capacity) | 827.3 | 172.244 | 281.282 | 281.282 | 281.282 | 281.282 | 281.282 | 281.282 | 281.282 | 281.282 | 281.282
| Planned Other Wind with Signed IA, Peak Average Capacity Contribution (19% of installed capacity) | 3821.2 | 592.99 | 726.028 | 726.028 | 726.028 | 726.028 | 726.028 | 726.028 | 726.028 | 726.028 | 726.028
| Planned Solar Utility-Scale, Peak Average Capacity Contribution (11% of installed capacity) | 27094.99 | 2071.5959 | 2845.3469 | 2980.4489 | 2980.4489 | 2980.4489 | 2980.4489 | 2980.4489 | 2980.4489 | 2980.4489 | 2980.4489
| Planned Storage, Peak Average Capacity Contribution (0% of installed capacity) | 5680.08 | 0 | 0 | 0 | 0 | 0 | 0 | 0 | 0 | 0 | 0
| Planned Generation Capacity, MW | 38832.77 | 3622.5199 | 4850.2689 | 4985.3709 | 4985.3709 | 4985.3709 | 4985.3709 | 4985.3709 | 4985.3709 | 4985.3709 | 4985.3709
| Total Capacity, MW | 175865.88 | 90729.4912 | 91957.2402 | 92092.3422 | 92092.3422 | 92087.3422 | 92087.3422 | 92087.3422 | 92087.3422 | 92087.3422 | 92087.3422
|  |  | 2023/2024 | 2024/2025 | 2025/2026 | 2026/2027 | 2027/2028 | 2028/2029 | 2029/2030 | 2030/2031 | 2031/2032 | 2032/2033
| Reserve Margin |  | 42.72% | 41.87% | 39.59% | 37.64% | 35.79% | 34.09% | 32.48% | 31% | 29.61% | 28.24%
(Total Resources - Firm Load Forecast) / Firm Load Forecast
Note on Installed Capacities: Installed capacity ratings are based on the maximum power that a generating unit can produce during normal sustained operating conditions as specified by the equipment manufacturer.

## WinterCapacities
| Unit Megawatt Capacities - Winter | [7 empty] | WINTER CAPACITY (MW)
| UNIT NAME | INR | UNIT CODE | COUNTY | FUEL | ZONE | IN SERVICE | INSTALLED CAPACITY RATING (MW) | 2023/2024 | 2024/2025 | 2025/2026 | 2026/2027 | 2027/2028 | 2028/2029 | 2029/2030 | 2030/2031 | 2031/2032 | 2032/2033
Operational Resources (Thermal)
4 | COMANCHE PEAK U1 |  | CPSES_UNIT1 | SOMERVELL | NUCLEAR | NORTH | 1990 | 1269 | 1235 | 1235 | 1235 | 1235 | 1235 | 1235 | 1235 | 1235 | 1235 | 1235
5 | COMANCHE PEAK U2 |  | CPSES_UNIT2 | SOMERVELL | NUCLEAR | NORTH | 1993 | 1269 | 1225 | 1225 | 1225 | 1225 | 1225 | 1225 | 1225 | 1225 | 1225 | 1225
6 | SOUTH TEXAS U1 |  | STP_STP_G1 | MATAGORDA | NUCLEAR | COASTAL | 1988 | 1365 | 1353.2 | 1353.2 | 1353.2 | 1353.2 | 1353.2 | 1353.2 | 1353.2 | 1353.2 | 1353.2 | 1353.2
7 | SOUTH TEXAS U2 |  | STP_STP_G2 | MATAGORDA | NUCLEAR | COASTAL | 1989 | 1365 | 1340 | 1340 | 1340 | 1340 | 1340 | 1340 | 1340 | 1340 | 1340 | 1340
8 | COLETO CREEK |  | COLETO_COLETOG1 | GOLIAD | COAL | SOUTH | 1980 | 650 | 655 | 655 | 655 | 655 | 655 | 655 | 655 | 655 | 655 | 655
9 | FAYETTE POWER U1 |  | FPPYD1_FPP_G1 | FAYETTE | COAL | SOUTH | 1979 | 615 | 603 | 603 | 603 | 603 | 603 | 603 | 603 | 603 | 603 | 603
10 | FAYETTE POWER U2 |  | FPPYD1_FPP_G2 | FAYETTE | COAL | SOUTH | 1980 | 615 | 605 | 605 | 605 | 605 | 605 | 605 | 605 | 605 | 605 | 605
11 | FAYETTE POWER U3 |  | FPPYD2_FPP_G3 | FAYETTE | COAL | SOUTH | 1988 | 460 | 449 | 449 | 449 | 449 | 449 | 449 | 449 | 449 | 449 | 449
12 | J K SPRUCE U1 |  | CALAVERS_JKS1 | BEXAR | COAL | SOUTH | 1992 | 555 | 560 | 560 | 560 | 560 | 560 | 560 | 560 | 560 | 560 | 560
13 | J K SPRUCE U2 |  | CALAVERS_JKS2 | BEXAR | COAL | SOUTH | 2010 | 922 | 785 | 785 | 785 | 785 | 785 | 785 | 785 | 785 | 785 | 785
14 | LIMESTONE U1 |  | LEG_LEG_G1 | LIMESTONE | COAL | NORTH | 1985 | 893 | 824 | 824 | 824 | 824 | 824 | 824 | 824 | 824 | 824 | 824
15 | LIMESTONE U2 |  | LEG_LEG_G2 | LIMESTONE | COAL | NORTH | 1986 | 956.8 | 836 | 836 | 836 | 836 | 836 | 836 | 836 | 836 | 836 | 836
16 | MARTIN LAKE U1 |  | MLSES_UNIT1 | RUSK | COAL | NORTH | 1977 | 893 | 815 | 815 | 815 | 815 | 815 | 815 | 815 | 815 | 815 | 815
17 | MARTIN LAKE U2 |  | MLSES_UNIT2 | RUSK | COAL | NORTH | 1978 | 893 | 820 | 820 | 820 | 820 | 820 | 820 | 820 | 820 | 820 | 820
18 | MARTIN LAKE U3 |  | MLSES_UNIT3 | RUSK | COAL | NORTH | 1979 | 893 | 820 | 820 | 820 | 820 | 820 | 820 | 820 | 820 | 820 | 820
19 | OAK GROVE SES U1 |  | OGSES_UNIT1A | ROBERTSON | COAL | NORTH | 2010 | 916.8 | 855 | 855 | 855 | 855 | 855 | 855 | 855 | 855 | 855 | 855
20 | OAK GROVE SES U2 |  | OGSES_UNIT2 | ROBERTSON | COAL | NORTH | 2011 | 916.8 | 855 | 855 | 855 | 855 | 855 | 855 | 855 | 855 | 855 | 855
21 | SAN MIGUEL U1 |  | SANMIGL_G1 | ATASCOSA | COAL | SOUTH | 1982 | 430 | 391 | 391 | 391 | 391 | 391 | 391 | 391 | 391 | 391 | 391
22 | SANDY CREEK U1 |  | SCES_UNIT1 | MCLENNAN | COAL | NORTH | 2013 | 1008 | 932.6 | 932.6 | 932.6 | 932.6 | 932.6 | 932.6 | 932.6 | 932.6 | 932.6 | 932.6
23 | TWIN OAKS U1 |  | TNP_ONE_TNP_O_1 | ROBERTSON | COAL | NORTH | 1990 | 174.6 | 155 | 155 | 155 | 155 | 155 | 155 | 155 | 155 | 155 | 155
24 | TWIN OAKS U2 |  | TNP_ONE_TNP_O_2 | ROBERTSON | COAL | NORTH | 1991 | 174.6 | 155 | 155 | 155 | 155 | 155 | 155 | 155 | 155 | 155 | 155
25 | W A PARISH U5 |  | WAP_WAP_G5 | FORT BEND | COAL | HOUSTON | 1977 | 734.1 | 664 | 664 | 664 | 664 | 664 | 664 | 664 | 664 | 664 | 664
26 | W A PARISH U6 |  | WAP_WAP_G6 | FORT BEND | COAL | HOUSTON | 1978 | 734.1 | 663 | 663 | 663 | 663 | 663 | 663 | 663 | 663 | 663 | 663
27 | W A PARISH U7 |  | WAP_WAP_G7 | FORT BEND | COAL | HOUSTON | 1980 | 614.6 | 577 | 577 | 577 | 577 | 577 | 577 | 577 | 577 | 577 | 577
28 | W A PARISH U8 |  | WAP_WAP_G8 | FORT BEND | COAL | HOUSTON | 1982 | 653.99 | 610 | 610 | 610 | 610 | 610 | 610 | 610 | 610 | 610 | 610
29 | ARTHUR VON ROSENBERG 1 CTG 1 |  | BRAUNIG_AVR1_CT1 | BEXAR | GAS-CC | SOUTH | 2000 | 195 | 176 | 176 | 176 | 176 | 176 | 176 | 176 | 176 | 176 | 176
30 | ARTHUR VON ROSENBERG 1 CTG 2 |  | BRAUNIG_AVR1_CT2 | BEXAR | GAS-CC | SOUTH | 2000 | 195 | 176 | 176 | 176 | 176 | 176 | 176 | 176 | 176 | 176 | 176
31 | ARTHUR VON ROSENBERG 1 STG |  | BRAUNIG_AVR1_ST | BEXAR | GAS-CC | SOUTH | 2000 | 222 | 197 | 197 | 197 | 197 | 197 | 197 | 197 | 197 | 197 | 197
32 | ATKINS CTG 7 |  | ATKINS_ATKINSG7 | BRAZOS | GAS-GT | NORTH | 1973 | 21 | 20 | 20 | 20 | 20 | 20 | 20 | 20 | 20 | 20 | 20
33 | BARNEY M DAVIS CTG 3 |  | B_DAVIS_B_DAVIG3 | NUECES | GAS-CC | COASTAL | 2010 | 189.55 | 165 | 165 | 165 | 165 | 165 | 165 | 165 | 165 | 165 | 165
34 | BARNEY M DAVIS CTG 4 |  | B_DAVIS_B_DAVIG4 | NUECES | GAS-CC | COASTAL | 2010 | 189.55 | 165 | 165 | 165 | 165 | 165 | 165 | 165 | 165 | 165 | 165
35 | BARNEY M DAVIS STG 1 |  | B_DAVIS_B_DAVIG1 | NUECES | GAS-ST | COASTAL | 1974 | 352.8 | 292 | 292 | 292 | 292 | 292 | 292 | 292 | 292 | 292 | 292
36 | BARNEY M DAVIS STG 2 |  | B_DAVIS_B_DAVIG2 | NUECES | GAS-CC | COASTAL | 1976 | 351 | 325 | 325 | 325 | 325 | 325 | 325 | 325 | 325 | 325 | 325
37 | BASTROP ENERGY CENTER CTG 1 | 21INR0541 | BASTEN_GTG1100 | BASTROP | GAS-CC | SOUTH | 2002 | 188 | 167 | 167 | 167 | 167 | 167 | 167 | 167 | 167 | 167 | 167
38 | BASTROP ENERGY CENTER CTG 2 | 21INR0541 | BASTEN_GTG2100 | BASTROP | GAS-CC | SOUTH | 2002 | 188 | 167 | 167 | 167 | 167 | 167 | 167 | 167 | 167 | 167 | 167
39 | BASTROP ENERGY CENTER STG | 21INR0541 | BASTEN_ST0100 | BASTROP | GAS-CC | SOUTH | 2002 | 242 | 234 | 234 | 234 | 234 | 234 | 234 | 234 | 234 | 234 | 234
40 | BOSQUE ENERGY CENTER CTG 1 |  | BOSQUESW_BSQSU_1 | BOSQUE | GAS-CC | NORTH | 2000 | 188.7 | 170.9 | 170.9 | 170.9 | 170.9 | 170.9 | 170.9 | 170.9 | 170.9 | 170.9 | 170.9
41 | BOSQUE ENERGY CENTER CTG 2 |  | BOSQUESW_BSQSU_2 | BOSQUE | GAS-CC | NORTH | 2000 | 188.7 | 170.9 | 170.9 | 170.9 | 170.9 | 170.9 | 170.9 | 170.9 | 170.9 | 170.9 | 170.9
42 | BOSQUE ENERGY CENTER CTG 3 |  | BOSQUESW_BSQSU_3 | BOSQUE | GAS-CC | NORTH | 2001 | 188.7 | 168.5 | 168.5 | 168.5 | 168.5 | 168.5 | 168.5 | 168.5 | 168.5 | 168.5 | 168.5
43 | BOSQUE ENERGY CENTER STG 4 |  | BOSQUESW_BSQSU_4 | BOSQUE | GAS-CC | NORTH | 2001 | 94.95 | 85.2 | 85.2 | 85.2 | 85.2 | 85.2 | 85.2 | 85.2 | 85.2 | 85.2 | 85.2
44 | BOSQUE ENERGY CENTER STG 5 |  | BOSQUESW_BSQSU_5 | BOSQUE | GAS-CC | NORTH | 2009 | 254.15 | 226.7 | 226.7 | 226.7 | 226.7 | 226.7 | 226.7 | 226.7 | 226.7 | 226.7 | 226.7
45 | BRAZOS VALLEY CTG 1 |  | BVE_UNIT1 | FORT BEND | GAS-CC | HOUSTON | 2003 | 198.9 | 168 | 168 | 168 | 168 | 168 | 168 | 168 | 168 | 168 | 168
46 | BRAZOS VALLEY CTG 2 |  | BVE_UNIT2 | FORT BEND | GAS-CC | HOUSTON | 2003 | 198.9 | 168 | 168 | 168 | 168 | 168 | 168 | 168 | 168 | 168 | 168
47 | BRAZOS VALLEY STG 3 |  | BVE_UNIT3 | FORT BEND | GAS-CC | HOUSTON | 2003 | 275.57 | 270 | 270 | 270 | 270 | 270 | 270 | 270 | 270 | 270 | 270
48 | CALENERGY-FALCON SEABOARD CTG 1 |  | FLCNS_UNIT1 | HOWARD | GAS-CC | WEST | 1987 | 75 | 77.5 | 77.5 | 77.5 | 77.5 | 77.5 | 77.5 | 77.5 | 77.5 | 77.5 | 77.5
49 | CALENERGY-FALCON SEABOARD CTG 2 |  | FLCNS_UNIT2 | HOWARD | GAS-CC | WEST | 1987 | 75 | 77.5 | 77.5 | 77.5 | 77.5 | 77.5 | 77.5 | 77.5 | 77.5 | 77.5 | 77.5
50 | CALENERGY-FALCON SEABOARD STG 3 |  | FLCNS_UNIT3 | HOWARD | GAS-CC | WEST | 1988 | 62 | 74 | 74 | 74 | 74 | 74 | 74 | 74 | 74 | 74 | 74
51 | CALHOUN (PORT COMFORT) CTG 1 |  | CALHOUN_UNIT1 | CALHOUN | GAS-GT | COASTAL | 2017 | 60.5 | 49.8 | 49.8 | 49.8 | 49.8 | 49.8 | 49.8 | 49.8 | 49.8 | 49.8 | 49.8
52 | CALHOUN (PORT COMFORT) CTG 2 |  | CALHOUN_UNIT2 | CALHOUN | GAS-GT | COASTAL | 2017 | 60.5 | 49.8 | 49.8 | 49.8 | 49.8 | 49.8 | 49.8 | 49.8 | 49.8 | 49.8 | 49.8
53 | CASTLEMAN CHAMON CTG 1 |  | CHAMON_CTG_0101 | HARRIS | GAS-GT | HOUSTON | 2017 | 60.5 | 49.8 | 49.8 | 49.8 | 49.8 | 49.8 | 49.8 | 49.8 | 49.8 | 49.8 | 49.8
54 | CASTLEMAN CHAMON CTG 2 |  | CHAMON_CTG_0301 | HARRIS | GAS-GT | HOUSTON | 2017 | 60.5 | 49.8 | 49.8 | 49.8 | 49.8 | 49.8 | 49.8 | 49.8 | 49.8 | 49.8 | 49.8
55 | CEDAR BAYOU 4 CTG 1 |  | CBY4_CT41 | CHAMBERS | GAS-CC | HOUSTON | 2009 | 205 | 173 | 173 | 173 | 173 | 173 | 173 | 173 | 173 | 173 | 173
56 | CEDAR BAYOU 4 CTG 2 |  | CBY4_CT42 | CHAMBERS | GAS-CC | HOUSTON | 2009 | 205 | 173 | 173 | 173 | 173 | 173 | 173 | 173 | 173 | 173 | 173
57 | CEDAR BAYOU 4 STG |  | CBY4_ST04 | CHAMBERS | GAS-CC | HOUSTON | 2009 | 205 | 186 | 186 | 186 | 186 | 186 | 186 | 186 | 186 | 186 | 186
58 | CEDAR BAYOU STG 1 |  | CBY_CBY_G1 | CHAMBERS | GAS-ST | HOUSTON | 1970 | 765 | 745 | 745 | 745 | 745 | 745 | 745 | 745 | 745 | 745 | 745
59 | CEDAR BAYOU STG 2 |  | CBY_CBY_G2 | CHAMBERS | GAS-ST | HOUSTON | 1972 | 765 | 749 | 749 | 749 | 749 | 749 | 749 | 749 | 749 | 749 | 749
60 | COLORADO BEND ENERGY CENTER CTG 1 |  | CBEC_GT1 | WHARTON | GAS-CC | SOUTH | 2007 | 86.5 | 85 | 85 | 85 | 85 | 85 | 85 | 85 | 85 | 85 | 85
61 | COLORADO BEND ENERGY CENTER CTG 2 |  | CBEC_GT2 | WHARTON | GAS-CC | SOUTH | 2007 | 86.5 | 79.1 | 79.1 | 79.1 | 79.1 | 79.1 | 79.1 | 79.1 | 79.1 | 79.1 | 79.1
62 | COLORADO BEND ENERGY CENTER CTG 3 |  | CBEC_GT3 | WHARTON | GAS-CC | SOUTH | 2008 | 86.5 | 86.9 | 86.9 | 86.9 | 86.9 | 86.9 | 86.9 | 86.9 | 86.9 | 86.9 | 86.9
63 | COLORADO BEND ENERGY CENTER CTG 4 |  | CBEC_GT4 | WHARTON | GAS-CC | SOUTH | 2008 | 86.5 | 81.2 | 81.2 | 81.2 | 81.2 | 81.2 | 81.2 | 81.2 | 81.2 | 81.2 | 81.2
64 | COLORADO BEND ENERGY CENTER STG 1 |  | CBEC_STG1 | WHARTON | GAS-CC | SOUTH | 2007 | 105 | 107 | 107 | 107 | 107 | 107 | 107 | 107 | 107 | 107 | 107
65 | COLORADO BEND ENERGY CENTER STG 2 |  | CBEC_STG2 | WHARTON | GAS-CC | SOUTH | 2008 | 108.8 | 110 | 110 | 110 | 110 | 110 | 110 | 110 | 110 | 110 | 110
66 | COLORADO BEND II CTG 7 | 18INR0077 | CBECII_CT7 | WHARTON | GAS-CC | SOUTH | 2017 | 360.9 | 360.2 | 360.2 | 360.2 | 360.2 | 360.2 | 360.2 | 360.2 | 360.2 | 360.2 | 360.2
67 | COLORADO BEND II CTG 8 | 18INR0077 | CBECII_CT8 | WHARTON | GAS-CC | SOUTH | 2017 | 360.9 | 359.6 | 359.6 | 359.6 | 359.6 | 359.6 | 359.6 | 359.6 | 359.6 | 359.6 | 359.6
68 | COLORADO BEND II STG 9 | 18INR0077 | CBECII_STG9 | WHARTON | GAS-CC | SOUTH | 2017 | 508.5 | 490.5 | 490.5 | 490.5 | 490.5 | 490.5 | 490.5 | 490.5 | 490.5 | 490.5 | 490.5
69 | CVC CHANNELVIEW CTG 1 |  | CVC_CVC_G1 | HARRIS | GAS-CC | HOUSTON | 2008 | 192.1 | 185 | 185 | 185 | 185 | 185 | 185 | 185 | 185 | 185 | 185
70 | CVC CHANNELVIEW CTG 2 |  | CVC_CVC_G2 | HARRIS | GAS-CC | HOUSTON | 2008 | 192.1 | 182 | 182 | 182 | 182 | 182 | 182 | 182 | 182 | 182 | 182
71 | CVC CHANNELVIEW CTG 3 |  | CVC_CVC_G3 | HARRIS | GAS-CC | HOUSTON | 2008 | 192.1 | 181 | 181 | 181 | 181 | 181 | 181 | 181 | 181 | 181 | 181
72 | CVC CHANNELVIEW STG 5 |  | CVC_CVC_G5 | HARRIS | GAS-CC | HOUSTON | 2008 | 150 | 144 | 144 | 144 | 144 | 144 | 144 | 144 | 144 | 144 | 144
73 | DANSBY CTG 2 |  | DANSBY_DANSBYG2 | BRAZOS | GAS-GT | NORTH | 2004 | 48 | 48 | 48 | 48 | 48 | 48 | 48 | 48 | 48 | 48 | 48
74 | DANSBY CTG 3 |  | DANSBY_DANSBYG3 | BRAZOS | GAS-GT | NORTH | 2010 | 50 | 50 | 50 | 50 | 50 | 50 | 50 | 50 | 50 | 50 | 50
75 | DANSBY STG 1 |  | DANSBY_DANSBYG1 | BRAZOS | GAS-ST | NORTH | 1978 | 120 | 110 | 110 | 110 | 110 | 110 | 110 | 110 | 110 | 110 | 110
76 | DECKER CREEK CTG 1 |  | DECKER_DPGT_1 | TRAVIS | GAS-GT | SOUTH | 1989 | 56.7 | 54 | 54 | 54 | 54 | 54 | 54 | 54 | 54 | 54 | 54
77 | DECKER CREEK CTG 2 |  | DECKER_DPGT_2 | TRAVIS | GAS-GT | SOUTH | 1989 | 56.7 | 54 | 54 | 54 | 54 | 54 | 54 | 54 | 54 | 54 | 54
78 | DECKER CREEK CTG 3 |  | DECKER_DPGT_3 | TRAVIS | GAS-GT | SOUTH | 1989 | 56.7 | 54 | 54 | 54 | 54 | 54 | 54 | 54 | 54 | 54 | 54
79 | DECKER CREEK CTG 4 |  | DECKER_DPGT_4 | TRAVIS | GAS-GT | SOUTH | 1989 | 56.7 | 54 | 54 | 54 | 54 | 54 | 54 | 54 | 54 | 54 | 54
80 | DECORDOVA CTG 1 |  | DCSES_CT10 | HOOD | GAS-GT | NORTH | 1990 | 89.48 | 88 | 88 | 88 | 88 | 88 | 88 | 88 | 88 | 88 | 88
81 | DECORDOVA CTG 2 |  | DCSES_CT20 | HOOD | GAS-GT | NORTH | 1990 | 89.48 | 87 | 87 | 87 | 87 | 87 | 87 | 87 | 87 | 87 | 87
82 | DECORDOVA CTG 3 |  | DCSES_CT30 | HOOD | GAS-GT | NORTH | 1990 | 89.48 | 86 | 86 | 86 | 86 | 86 | 86 | 86 | 86 | 86 | 86
83 | DECORDOVA CTG 4 |  | DCSES_CT40 | HOOD | GAS-GT | NORTH | 1990 | 89.48 | 86 | 86 | 86 | 86 | 86 | 86 | 86 | 86 | 86 | 86
84 | DEER PARK ENERGY CENTER CTG 1 |  | DDPEC_GT1 | HARRIS | GAS-CC | HOUSTON | 2002 | 190.4 | 203 | 203 | 203 | 203 | 203 | 203 | 203 | 203 | 203 | 203
85 | DEER PARK ENERGY CENTER CTG 2 |  | DDPEC_GT2 | HARRIS | GAS-CC | HOUSTON | 2002 | 190.4 | 215 | 215 | 215 | 215 | 215 | 215 | 215 | 215 | 215 | 215
86 | DEER PARK ENERGY CENTER CTG 3 |  | DDPEC_GT3 | HARRIS | GAS-CC | HOUSTON | 2002 | 190.4 | 203 | 203 | 203 | 203 | 203 | 203 | 203 | 203 | 203 | 203
87 | DEER PARK ENERGY CENTER CTG 4 |  | DDPEC_GT4 | HARRIS | GAS-CC | HOUSTON | 2002 | 190.4 | 215 | 215 | 215 | 215 | 215 | 215 | 215 | 215 | 215 | 215
88 | DEER PARK ENERGY CENTER CTG 6 |  | DDPEC_GT6 | HARRIS | GAS-CC | HOUSTON | 2014 | 199 | 190 | 190 | 190 | 190 | 190 | 190 | 190 | 190 | 190 | 190
89 | DEER PARK ENERGY CENTER STG 1 |  | DDPEC_ST1 | HARRIS | GAS-CC | HOUSTON | 2002 | 274.5 | 290 | 290 | 290 | 290 | 290 | 290 | 290 | 290 | 290 | 290
90 | DENTON ENERGY CENTER IC A |  | DEC_AGR_A | DENTON | GAS-IC | NORTH | 2018 | 56.45 | 56.5 | 56.5 | 56.5 | 56.5 | 56.5 | 56.5 | 56.5 | 56.5 | 56.5 | 56.5
91 | DENTON ENERGY CENTER IC B |  | DEC_AGR_B | DENTON | GAS-IC | NORTH | 2018 | 56.45 | 56.5 | 56.5 | 56.5 | 56.5 | 56.5 | 56.5 | 56.5 | 56.5 | 56.5 | 56.5
92 | DENTON ENERGY CENTER IC C |  | DEC_AGR_C | DENTON | GAS-IC | NORTH | 2018 | 56.45 | 56.5 | 56.5 | 56.5 | 56.5 | 56.5 | 56.5 | 56.5 | 56.5 | 56.5 | 56.5
93 | DENTON ENERGY CENTER IC D |  | DEC_AGR_D | DENTON | GAS-IC | NORTH | 2018 | 56.45 | 56.5 | 56.5 | 56.5 | 56.5 | 56.5 | 56.5 | 56.5 | 56.5 | 56.5 | 56.5
94 | ECTOR COUNTY ENERGY CTG 1 |  | ECEC_G1 | ECTOR | GAS-GT | WEST | 2015 | 179.35 | 170.4 | 170.4 | 170.4 | 170.4 | 170.4 | 170.4 | 170.4 | 170.4 | 170.4 | 170.4
95 | ECTOR COUNTY ENERGY CTG 2 |  | ECEC_G2 | ECTOR | GAS-GT | WEST | 2015 | 179.35 | 170.4 | 170.4 | 170.4 | 170.4 | 170.4 | 170.4 | 170.4 | 170.4 | 170.4 | 170.4
96 | ELK STATION IC 3 |  | AEEC_ELK_3 | HALE | GAS-IC | PANHANDLE | 2016 | 202 | 200 | 200 | 200 | 200 | 200 | 200 | 200 | 200 | 200 | 200
97 | ENNIS POWER STATION CTG 2 |  | ETCCS_CT1 | ELLIS | GAS-CC | NORTH | 2002 | 260 | 245 | 245 | 245 | 245 | 245 | 245 | 245 | 245 | 245 | 245
98 | ENNIS POWER STATION STG 1 |  | ETCCS_UNIT1 | ELLIS | GAS-CC | NORTH | 2002 | 140 | 116 | 116 | 116 | 116 | 116 | 116 | 116 | 116 | 116 | 116
99 | EXTEX LAPORTE GEN STN CTG 1 |  | AZ_AZ_G1 | HARRIS | GAS-GT | HOUSTON | 2009 | 38.29 | 40 | 40 | 40 | 40 | 40 | 40 | 40 | 40 | 40 | 40
100 | EXTEX LAPORTE GEN STN CTG 2 |  | AZ_AZ_G2 | HARRIS | GAS-GT | HOUSTON | 2009 | 38.29 | 40 | 40 | 40 | 40 | 40 | 40 | 40 | 40 | 40 | 40
101 | EXTEX LAPORTE GEN STN CTG 3 |  | AZ_AZ_G3 | HARRIS | GAS-GT | HOUSTON | 2009 | 38.29 | 40 | 40 | 40 | 40 | 40 | 40 | 40 | 40 | 40 | 40
102 | EXTEX LAPORTE GEN STN CTG 4 |  | AZ_AZ_G4 | HARRIS | GAS-GT | HOUSTON | 2009 | 38.29 | 40 | 40 | 40 | 40 | 40 | 40 | 40 | 40 | 40 | 40
103 | FERGUSON REPLACEMENT CTG 1 |  | FERGCC_FERGGT1 | LLANO | GAS-CC | SOUTH | 2014 | 185.3 | 180 | 180 | 180 | 180 | 180 | 180 | 180 | 180 | 180 | 180
104 | FERGUSON REPLACEMENT CTG 2 |  | FERGCC_FERGGT2 | LLANO | GAS-CC | SOUTH | 2014 | 185.3 | 180 | 180 | 180 | 180 | 180 | 180 | 180 | 180 | 180 | 180
105 | FERGUSON REPLACEMENT STG 1 |  | FERGCC_FERGST1 | LLANO | GAS-CC | SOUTH | 2014 | 204 | 194 | 194 | 194 | 194 | 194 | 194 | 194 | 194 | 194 | 194
106 | FORNEY ENERGY CENTER CTG 11 |  | FRNYPP_GT11 | KAUFMAN | GAS-CC | NORTH | 2003 | 196.7 | 195 | 195 | 195 | 195 | 195 | 195 | 195 | 195 | 195 | 195
107 | FORNEY ENERGY CENTER CTG 12 |  | FRNYPP_GT12 | KAUFMAN | GAS-CC | NORTH | 2003 | 196.7 | 185 | 185 | 185 | 185 | 185 | 185 | 185 | 185 | 185 | 185
108 | FORNEY ENERGY CENTER CTG 13 |  | FRNYPP_GT13 | KAUFMAN | GAS-CC | NORTH | 2003 | 196.7 | 185 | 185 | 185 | 185 | 185 | 185 | 185 | 185 | 185 | 185
109 | FORNEY ENERGY CENTER CTG 21 |  | FRNYPP_GT21 | KAUFMAN | GAS-CC | NORTH | 2003 | 196.7 | 195 | 195 | 195 | 195 | 195 | 195 | 195 | 195 | 195 | 195
110 | FORNEY ENERGY CENTER CTG 22 |  | FRNYPP_GT22 | KAUFMAN | GAS-CC | NORTH | 2003 | 196.7 | 185 | 185 | 185 | 185 | 185 | 185 | 185 | 185 | 185 | 185
111 | FORNEY ENERGY CENTER CTG 23 |  | FRNYPP_GT23 | KAUFMAN | GAS-CC | NORTH | 2003 | 196.7 | 185 | 185 | 185 | 185 | 185 | 185 | 185 | 185 | 185 | 185
112 | FORNEY ENERGY CENTER STG 10 |  | FRNYPP_ST10 | KAUFMAN | GAS-CC | NORTH | 2003 | 422 | 418 | 418 | 418 | 418 | 418 | 418 | 418 | 418 | 418 | 418
113 | FORNEY ENERGY CENTER STG 20 |  | FRNYPP_ST20 | KAUFMAN | GAS-CC | NORTH | 2003 | 422 | 418 | 418 | 418 | 418 | 418 | 418 | 418 | 418 | 418 | 418
114 | FREESTONE ENERGY CENTER CTG 1 |  | FREC_GT1 | FREESTONE | GAS-CC | NORTH | 2002 | 179.35 | 160.7 | 160.7 | 160.7 | 160.7 | 160.7 | 160.7 | 160.7 | 160.7 | 160.7 | 160.7
115 | FREESTONE ENERGY CENTER CTG 2 |  | FREC_GT2 | FREESTONE | GAS-CC | NORTH | 2002 | 179.35 | 160.7 | 160.7 | 160.7 | 160.7 | 160.7 | 160.7 | 160.7 | 160.7 | 160.7 | 160.7
116 | FREESTONE ENERGY CENTER CTG 4 |  | FREC_GT4 | FREESTONE | GAS-CC | NORTH | 2002 | 179.35 | 161.1 | 161.1 | 161.1 | 161.1 | 161.1 | 161.1 | 161.1 | 161.1 | 161.1 | 161.1
117 | FREESTONE ENERGY CENTER CTG 5 |  | FREC_GT5 | FREESTONE | GAS-CC | NORTH | 2002 | 179.35 | 161.1 | 161.1 | 161.1 | 161.1 | 161.1 | 161.1 | 161.1 | 161.1 | 161.1 | 161.1
118 | FREESTONE ENERGY CENTER STG 3 |  | FREC_ST3 | FREESTONE | GAS-CC | NORTH | 2002 | 190.74 | 179.8 | 179.8 | 179.8 | 179.8 | 179.8 | 179.8 | 179.8 | 179.8 | 179.8 | 179.8
119 | FREESTONE ENERGY CENTER STG 6 |  | FREC_ST6 | FREESTONE | GAS-CC | NORTH | 2002 | 190.74 | 179.7 | 179.7 | 179.7 | 179.7 | 179.7 | 179.7 | 179.7 | 179.7 | 179.7 | 179.7
120 | FRIENDSWOOD G CTG 1 (FORMERLY TEJAS POWER GENERATION) |  | FEGC_UNIT1 | HARRIS | GAS-GT | HOUSTON | 2018 | 129 | 119 | 119 | 119 | 119 | 119 | 119 | 119 | 119 | 119 | 119
121 | GRAHAM STG 1 |  | GRSES_UNIT1 | YOUNG | GAS-ST | WEST | 1960 | 225 | 239 | 239 | 239 | 239 | 239 | 239 | 239 | 239 | 239 | 239
122 | GRAHAM STG 2 |  | GRSES_UNIT2 | YOUNG | GAS-ST | WEST | 1969 | 387 | 390 | 390 | 390 | 390 | 390 | 390 | 390 | 390 | 390 | 390
123 | GREENS BAYOU CTG 73 |  | GBY_GBYGT73 | HARRIS | GAS-GT | HOUSTON | 1976 | 72 | 65 | 65 | 65 | 65 | 65 | 65 | 65 | 65 | 65 | 65
124 | GREENS BAYOU CTG 74 |  | GBY_GBYGT74 | HARRIS | GAS-GT | HOUSTON | 1976 | 72 | 65 | 65 | 65 | 65 | 65 | 65 | 65 | 65 | 65 | 65
125 | GREENS BAYOU CTG 81 |  | GBY_GBYGT81 | HARRIS | GAS-GT | HOUSTON | 1976 | 72 | 65 | 65 | 65 | 65 | 65 | 65 | 65 | 65 | 65 | 65
126 | GREENS BAYOU CTG 82 |  | GBY_GBYGT82 | HARRIS | GAS-GT | HOUSTON | 1976 | 72 | 50 | 50 | 50 | 50 | 50 | 50 | 50 | 50 | 50 | 50
127 | GREENS BAYOU CTG 83 |  | GBY_GBYGT83 | HARRIS | GAS-GT | HOUSTON | 1976 | 72 | 65 | 65 | 65 | 65 | 65 | 65 | 65 | 65 | 65 | 65
128 | GREENS BAYOU CTG 84 |  | GBY_GBYGT84 | HARRIS | GAS-GT | HOUSTON | 1976 | 72 | 65 | 65 | 65 | 65 | 65 | 65 | 65 | 65 | 65 | 65
129 | GREENVILLE IC ENGINE PLANT IC 1 |  | STEAM_ENGINE_1 | HUNT | GAS-IC | NORTH | 2010 | 8.44 | 8.2 | 8.2 | 8.2 | 8.2 | 8.2 | 8.2 | 8.2 | 8.2 | 8.2 | 8.2
130 | GREENVILLE IC ENGINE PLANT IC 2 |  | STEAM_ENGINE_2 | HUNT | GAS-IC | NORTH | 2010 | 8.44 | 8.2 | 8.2 | 8.2 | 8.2 | 8.2 | 8.2 | 8.2 | 8.2 | 8.2 | 8.2
131 | GREENVILLE IC ENGINE PLANT IC 3 |  | STEAM_ENGINE_3 | HUNT | GAS-IC | NORTH | 2010 | 8.44 | 8.2 | 8.2 | 8.2 | 8.2 | 8.2 | 8.2 | 8.2 | 8.2 | 8.2 | 8.2
132 | GUADALUPE ENERGY CENTER CTG 1 |  | GUADG_GAS1 | GUADALUPE | GAS-CC | SOUTH | 2000 | 181 | 167 | 167 | 167 | 167 | 167 | 167 | 167 | 167 | 167 | 167
133 | GUADALUPE ENERGY CENTER CTG 2 |  | GUADG_GAS2 | GUADALUPE | GAS-CC | SOUTH | 2000 | 181 | 167 | 167 | 167 | 167 | 167 | 167 | 167 | 167 | 167 | 167
134 | GUADALUPE ENERGY CENTER CTG 3 |  | GUADG_GAS3 | GUADALUPE | GAS-CC | SOUTH | 2000 | 181 | 167 | 167 | 167 | 167 | 167 | 167 | 167 | 167 | 167 | 167
135 | GUADALUPE ENERGY CENTER CTG 4 |  | GUADG_GAS4 | GUADALUPE | GAS-CC | SOUTH | 2000 | 181 | 167 | 167 | 167 | 167 | 167 | 167 | 167 | 167 | 167 | 167
136 | GUADALUPE ENERGY CENTER STG 5 |  | GUADG_STM5 | GUADALUPE | GAS-CC | SOUTH | 2000 | 204 | 203 | 203 | 203 | 203 | 203 | 203 | 203 | 203 | 203 | 203
137 | GUADALUPE ENERGY CENTER STG 6 |  | GUADG_STM6 | GUADALUPE | GAS-CC | SOUTH | 2000 | 204 | 203 | 203 | 203 | 203 | 203 | 203 | 203 | 203 | 203 | 203
138 | HANDLEY STG 3 |  | HLSES_UNIT3 | TARRANT | GAS-ST | NORTH | 1963 | 395 | 395 | 395 | 395 | 395 | 395 | 395 | 395 | 395 | 395 | 395
139 | HANDLEY STG 4 |  | HLSES_UNIT4 | TARRANT | GAS-ST | NORTH | 1976 | 435 | 435 | 435 | 435 | 435 | 435 | 435 | 435 | 435 | 435 | 435
140 | HANDLEY STG 5 |  | HLSES_UNIT5 | TARRANT | GAS-ST | NORTH | 1977 | 435 | 435 | 435 | 435 | 435 | 435 | 435 | 435 | 435 | 435 | 435
141 | HAYS ENERGY FACILITY CSG 1 |  | HAYSEN_HAYSENG1 | HAYS | GAS-CC | SOUTH | 2002 | 242 | 239 | 239 | 239 | 239 | 239 | 239 | 239 | 239 | 239 | 239
142 | HAYS ENERGY FACILITY CSG 2 | 22INR0586 | HAYSEN_HAYSENG2 | HAYS | GAS-CC | SOUTH | 2002 | 242 | 240 | 240 | 240 | 240 | 240 | 240 | 240 | 240 | 240 | 240
143 | HAYS ENERGY FACILITY CSG 3 | 21INR0527 | HAYSEN_HAYSENG3 | HAYS | GAS-CC | SOUTH | 2002 | 252 | 242 | 242 | 242 | 242 | 242 | 242 | 242 | 242 | 242 | 242
144 | HAYS ENERGY FACILITY CSG 4 |  | HAYSEN_HAYSENG4 | HAYS | GAS-CC | SOUTH | 2002 | 252 | 243 | 243 | 243 | 243 | 243 | 243 | 243 | 243 | 243 | 243
145 | HIDALGO ENERGY CENTER CTG 1 |  | DUKE_DUKE_GT1 | HIDALGO | GAS-CC | SOUTH | 2000 | 176.63 | 150 | 150 | 150 | 150 | 150 | 150 | 150 | 150 | 150 | 150
146 | HIDALGO ENERGY CENTER CTG 2 |  | DUKE_DUKE_GT2 | HIDALGO | GAS-CC | SOUTH | 2000 | 176.63 | 150 | 150 | 150 | 150 | 150 | 150 | 150 | 150 | 150 | 150
147 | HIDALGO ENERGY CENTER STG 1 |  | DUKE_DUKE_ST1 | HIDALGO | GAS-CC | SOUTH | 2000 | 198.05 | 176 | 176 | 176 | 176 | 176 | 176 | 176 | 176 | 176 | 176
148 | JACK COUNTY GEN FACILITY CTG 1 |  | JACKCNTY_CT1 | JACK | GAS-CC | NORTH | 2006 | 198.9 | 165 | 165 | 165 | 165 | 165 | 165 | 165 | 165 | 165 | 165
149 | JACK COUNTY GEN FACILITY CTG 2 |  | JACKCNTY_CT2 | JACK | GAS-CC | NORTH | 2006 | 198.9 | 165 | 165 | 165 | 165 | 165 | 165 | 165 | 165 | 165 | 165
150 | JACK COUNTY GEN FACILITY CTG 3 |  | JCKCNTY2_CT3 | JACK | GAS-CC | NORTH | 2011 | 198.9 | 182 | 182 | 182 | 182 | 182 | 182 | 182 | 182 | 182 | 182
151 | JACK COUNTY GEN FACILITY CTG 4 |  | JCKCNTY2_CT4 | JACK | GAS-CC | NORTH | 2011 | 198.9 | 182 | 182 | 182 | 182 | 182 | 182 | 182 | 182 | 182 | 182
152 | JACK COUNTY GEN FACILITY STG 1 |  | JACKCNTY_STG | JACK | GAS-CC | NORTH | 2006 | 320.6 | 300 | 300 | 300 | 300 | 300 | 300 | 300 | 300 | 300 | 300
153 | JACK COUNTY GEN FACILITY STG 2 |  | JCKCNTY2_ST2 | JACK | GAS-CC | NORTH | 2011 | 320.6 | 295 | 295 | 295 | 295 | 295 | 295 | 295 | 295 | 295 | 295
154 | JOHNSON COUNTY GEN FACILITY CTG 1 |  | TEN_CT1 | JOHNSON | GAS-CC | NORTH | 1997 | 185 | 177 | 177 | 177 | 177 | 177 | 177 | 177 | 177 | 177 | 177
155 | JOHNSON COUNTY GEN FACILITY STG 1 |  | TEN_STG | JOHNSON | GAS-CC | NORTH | 1997 | 107 | 106 | 106 | 106 | 106 | 106 | 106 | 106 | 106 | 106 | 106
156 | LAKE HUBBARD STG 1 |  | LHSES_UNIT1 | DALLAS | GAS-ST | NORTH | 1970 | 397 | 392 | 392 | 392 | 392 | 392 | 392 | 392 | 392 | 392 | 392
157 | LAKE HUBBARD STG 2 |  | LHSES_UNIT2A | DALLAS | GAS-ST | NORTH | 1973 | 531 | 523 | 523 | 523 | 523 | 523 | 523 | 523 | 523 | 523 | 523
158 | LAMAR ENERGY CENTER CTG 11 |  | LPCCS_CT11 | LAMAR | GAS-CC | NORTH | 2000 | 186 | 186 | 186 | 186 | 186 | 186 | 186 | 186 | 186 | 186 | 186
159 | LAMAR ENERGY CENTER CTG 12 |  | LPCCS_CT12 | LAMAR | GAS-CC | NORTH | 2000 | 186 | 178 | 178 | 178 | 178 | 178 | 178 | 178 | 178 | 178 | 178
160 | LAMAR ENERGY CENTER CTG 21 |  | LPCCS_CT21 | LAMAR | GAS-CC | NORTH | 2000 | 186 | 178 | 178 | 178 | 178 | 178 | 178 | 178 | 178 | 178 | 178
161 | LAMAR ENERGY CENTER CTG 22 |  | LPCCS_CT22 | LAMAR | GAS-CC | NORTH | 2000 | 186 | 186 | 186 | 186 | 186 | 186 | 186 | 186 | 186 | 186 | 186
162 | LAMAR ENERGY CENTER STG 1 |  | LPCCS_UNIT1 | LAMAR | GAS-CC | NORTH | 2000 | 216 | 204 | 204 | 204 | 204 | 204 | 204 | 204 | 204 | 204 | 204
163 | LAMAR ENERGY CENTER STG 2 |  | LPCCS_UNIT2 | LAMAR | GAS-CC | NORTH | 2000 | 216 | 204 | 204 | 204 | 204 | 204 | 204 | 204 | 204 | 204 | 204
164 | LAREDO CTG 4 |  | LARDVFTN_G4 | WEBB | GAS-GT | SOUTH | 2008 | 98.5 | 97.4 | 97.4 | 97.4 | 97.4 | 97.4 | 97.4 | 97.4 | 97.4 | 97.4 | 97.4
165 | LAREDO CTG 5 |  | LARDVFTN_G5 | WEBB | GAS-GT | SOUTH | 2008 | 98.5 | 94.4 | 94.4 | 94.4 | 94.4 | 94.4 | 94.4 | 94.4 | 94.4 | 94.4 | 94.4
166 | LEON CREEK PEAKER CTG 1 |  | LEON_CRK_LCPCT1 | BEXAR | GAS-GT | SOUTH | 2004 | 48 | 46 | 46 | 46 | 46 | 46 | 46 | 46 | 46 | 46 | 46
167 | LEON CREEK PEAKER CTG 2 |  | LEON_CRK_LCPCT2 | BEXAR | GAS-GT | SOUTH | 2004 | 48 | 46 | 46 | 46 | 46 | 46 | 46 | 46 | 46 | 46 | 46
168 | LEON CREEK PEAKER CTG 3 |  | LEON_CRK_LCPCT3 | BEXAR | GAS-GT | SOUTH | 2004 | 48 | 46 | 46 | 46 | 46 | 46 | 46 | 46 | 46 | 46 | 46
169 | LEON CREEK PEAKER CTG 4 |  | LEON_CRK_LCPCT4 | BEXAR | GAS-GT | SOUTH | 2004 | 48 | 46 | 46 | 46 | 46 | 46 | 46 | 46 | 46 | 46 | 46
170 | LOST PINES POWER CTG 1 |  | LOSTPI_LOSTPGT1 | BASTROP | GAS-CC | SOUTH | 2001 | 202.5 | 183 | 183 | 183 | 183 | 183 | 183 | 183 | 183 | 183 | 183
171 | LOST PINES POWER CTG 2 |  | LOSTPI_LOSTPGT2 | BASTROP | GAS-CC | SOUTH | 2001 | 202.5 | 183 | 183 | 183 | 183 | 183 | 183 | 183 | 183 | 183 | 183
172 | LOST PINES POWER STG 1 |  | LOSTPI_LOSTPST1 | BASTROP | GAS-CC | SOUTH | 2001 | 204 | 192 | 192 | 192 | 192 | 192 | 192 | 192 | 192 | 192 | 192
173 | MAGIC VALLEY STATION CTG 1 |  | NEDIN_NEDIN_G1 | HIDALGO | GAS-CC | SOUTH | 2001 | 266.9 | 218.6 | 218.6 | 218.6 | 218.6 | 218.6 | 218.6 | 218.6 | 218.6 | 218.6 | 218.6
174 | MAGIC VALLEY STATION CTG 2 |  | NEDIN_NEDIN_G2 | HIDALGO | GAS-CC | SOUTH | 2001 | 266.9 | 218.6 | 218.6 | 218.6 | 218.6 | 218.6 | 218.6 | 218.6 | 218.6 | 218.6 | 218.6
175 | MAGIC VALLEY STATION STG 3 |  | NEDIN_NEDIN_G3 | HIDALGO | GAS-CC | SOUTH | 2001 | 258.4 | 257.9 | 257.9 | 257.9 | 257.9 | 257.9 | 257.9 | 257.9 | 257.9 | 257.9 | 257.9
176 | MIDLOTHIAN ENERGY FACILITY CTG 1 |  | MDANP_CT1 | ELLIS | GAS-CC | NORTH | 2001 | 247 | 258 | 258 | 258 | 258 | 258 | 258 | 258 | 258 | 258 | 258
177 | MIDLOTHIAN ENERGY FACILITY CTG 2 | 21INR0534 | MDANP_CT2 | ELLIS | GAS-CC | NORTH | 2001 | 247 | 256 | 256 | 256 | 256 | 256 | 256 | 256 | 256 | 256 | 256
178 | MIDLOTHIAN ENERGY FACILITY CTG 3 | 22INR0543 | MDANP_CT3 | ELLIS | GAS-CC | NORTH | 2001 | 247 | 255 | 255 | 255 | 255 | 255 | 255 | 255 | 255 | 255 | 255
179 | MIDLOTHIAN ENERGY FACILITY CTG 4 | 22INR0523 | MDANP_CT4 | ELLIS | GAS-CC | NORTH | 2001 | 247 | 258 | 258 | 258 | 258 | 258 | 258 | 258 | 258 | 258 | 258
180 | MIDLOTHIAN ENERGY FACILITY CTG 5 |  | MDANP_CT5 | ELLIS | GAS-CC | NORTH | 2002 | 260 | 276 | 276 | 276 | 276 | 276 | 276 | 276 | 276 | 276 | 276
181 | MIDLOTHIAN ENERGY FACILITY CTG 6 |  | MDANP_CT6 | ELLIS | GAS-CC | NORTH | 2002 | 260 | 278 | 278 | 278 | 278 | 278 | 278 | 278 | 278 | 278 | 278
182 | MORGAN CREEK CTG 1 |  | MGSES_CT1 | MITCHELL | GAS-GT | WEST | 1988 | 89.4 | 82 | 82 | 82 | 82 | 82 | 82 | 82 | 82 | 82 | 82
183 | MORGAN CREEK CTG 2 |  | MGSES_CT2 | MITCHELL | GAS-GT | WEST | 1988 | 89.4 | 80 | 80 | 80 | 80 | 80 | 80 | 80 | 80 | 80 | 80
184 | MORGAN CREEK CTG 3 |  | MGSES_CT3 | MITCHELL | GAS-GT | WEST | 1988 | 89.4 | 80 | 80 | 80 | 80 | 80 | 80 | 80 | 80 | 80 | 80
185 | MORGAN CREEK CTG 4 |  | MGSES_CT4 | MITCHELL | GAS-GT | WEST | 1988 | 89.4 | 81 | 81 | 81 | 81 | 81 | 81 | 81 | 81 | 81 | 81
186 | MORGAN CREEK CTG 5 |  | MGSES_CT5 | MITCHELL | GAS-GT | WEST | 1988 | 89.4 | 80 | 80 | 80 | 80 | 80 | 80 | 80 | 80 | 80 | 80
187 | MORGAN CREEK CTG 6 |  | MGSES_CT6 | MITCHELL | GAS-GT | WEST | 1988 | 89.4 | 82 | 82 | 82 | 82 | 82 | 82 | 82 | 82 | 82 | 82
188 | MOUNTAIN CREEK STG 6 |  | MCSES_UNIT6 | DALLAS | GAS-ST | NORTH | 1956 | 122 | 122 | 122 | 122 | 122 | 122 | 122 | 122 | 122 | 122 | 122
189 | MOUNTAIN CREEK STG 7 |  | MCSES_UNIT7 | DALLAS | GAS-ST | NORTH | 1958 | 118 | 118 | 118 | 118 | 118 | 118 | 118 | 118 | 118 | 118 | 118
190 | MOUNTAIN CREEK STG 8 |  | MCSES_UNIT8 | DALLAS | GAS-ST | NORTH | 1967 | 568 | 568 | 568 | 568 | 568 | 568 | 568 | 568 | 568 | 568 | 568
191 | NUECES BAY REPOWER CTG 8 |  | NUECES_B_NUECESG8 | NUECES | GAS-CC | COASTAL | 2010 | 189.55 | 165 | 165 | 165 | 165 | 165 | 165 | 165 | 165 | 165 | 165
192 | NUECES BAY REPOWER CTG 9 |  | NUECES_B_NUECESG9 | NUECES | GAS-CC | COASTAL | 2010 | 189.55 | 165 | 165 | 165 | 165 | 165 | 165 | 165 | 165 | 165 | 165
193 | NUECES BAY REPOWER STG 7 |  | NUECES_B_NUECESG7 | NUECES | GAS-CC | COASTAL | 1972 | 351 | 325 | 325 | 325 | 325 | 325 | 325 | 325 | 325 | 325 | 325
194 | O W SOMMERS STG 1 |  | CALAVERS_OWS1 | BEXAR | GAS-ST | SOUTH | 1972 | 445 | 420 | 420 | 420 | 420 | 420 | 420 | 420 | 420 | 420 | 420
195 | O W SOMMERS STG 2 |  | CALAVERS_OWS2 | BEXAR | GAS-ST | SOUTH | 1974 | 435 | 410 | 410 | 410 | 410 | 410 | 410 | 410 | 410 | 410 | 410
196 | ODESSA-ECTOR POWER CTG 11 |  | OECCS_CT11 | ECTOR | GAS-CC | WEST | 2001 | 176 | 195.2 | 195.2 | 195.2 | 195.2 | 195.2 | 195.2 | 195.2 | 195.2 | 195.2 | 195.2
197 | ODESSA-ECTOR POWER CTG 12 |  | OECCS_CT12 | ECTOR | GAS-CC | WEST | 2001 | 176 | 189.1 | 189.1 | 189.1 | 189.1 | 189.1 | 189.1 | 189.1 | 189.1 | 189.1 | 189.1
198 | ODESSA-ECTOR POWER CTG 21 | 20INR0282 | OECCS_CT21 | ECTOR | GAS-CC | WEST | 2001 | 176 | 195.2 | 195.2 | 195.2 | 195.2 | 195.2 | 195.2 | 195.2 | 195.2 | 195.2 | 195.2
199 | ODESSA-ECTOR POWER CTG 22 | 20INR0282 | OECCS_CT22 | ECTOR | GAS-CC | WEST | 2001 | 176 | 189.1 | 189.1 | 189.1 | 189.1 | 189.1 | 189.1 | 189.1 | 189.1 | 189.1 | 189.1
200 | ODESSA-ECTOR POWER STG 1 |  | OECCS_UNIT1 | ECTOR | GAS-CC | WEST | 2001 | 224 | 217 | 217 | 217 | 217 | 217 | 217 | 217 | 217 | 217 | 217
201 | ODESSA-ECTOR POWER STG 2 | 20INR0282 | OECCS_UNIT2 | ECTOR | GAS-CC | WEST | 2001 | 224 | 217 | 217 | 217 | 217 | 217 | 217 | 217 | 217 | 217 | 217
202 | OLD BLOOMINGTON ROAD CTG 1 (VICTORIA PORT 2) |  | VICTPRT2_UNIT1 | VICTORIA | GAS-GT | SOUTH | 2022 | 60.5 | 49.8 | 49.8 | 49.8 | 49.8 | 49.8 | 49.8 | 49.8 | 49.8 | 49.8 | 49.8
203 | OLD BLOOMINGTON ROAD CTG 2 (VICTORIA PORT 2) |  | VICTPRT2_UNIT2 | VICTORIA | GAS-GT | SOUTH | 2022 | 60.5 | 49.8 | 49.8 | 49.8 | 49.8 | 49.8 | 49.8 | 49.8 | 49.8 | 49.8 | 49.8
204 | PANDA SHERMAN POWER CTG 1 |  | PANDA_S_SHER1CT1 | GRAYSON | GAS-CC | NORTH | 2014 | 232 | 224 | 224 | 224 | 224 | 224 | 224 | 224 | 224 | 224 | 224
205 | PANDA SHERMAN POWER CTG 2 |  | PANDA_S_SHER1CT2 | GRAYSON | GAS-CC | NORTH | 2014 | 232 | 224 | 224 | 224 | 224 | 224 | 224 | 224 | 224 | 224 | 224
206 | PANDA SHERMAN POWER STG 1 |  | PANDA_S_SHER1ST1 | GRAYSON | GAS-CC | NORTH | 2014 | 353.1 | 316 | 316 | 316 | 316 | 316 | 316 | 316 | 316 | 316 | 316
207 | PANDA TEMPLE I POWER CTG 1 | 22INR0533 | PANDA_T1_TMPL1CT1 | BELL | GAS-CC | NORTH | 2014 | 232 | 222 | 222 | 222 | 222 | 222 | 222 | 222 | 222 | 222 | 222
208 | PANDA TEMPLE I POWER CTG 2 | 22INR0533 | PANDA_T1_TMPL1CT2 | BELL | GAS-CC | NORTH | 2014 | 232 | 209 | 209 | 209 | 209 | 209 | 209 | 209 | 209 | 209 | 209
209 | PANDA TEMPLE I POWER STG 1 | 22INR0533 | PANDA_T1_TMPL1ST1 | BELL | GAS-CC | NORTH | 2014 | 353.1 | 325 | 325 | 325 | 325 | 325 | 325 | 325 | 325 | 325 | 325
210 | PANDA TEMPLE II POWER CTG 1 |  | PANDA_T2_TMPL2CT1 | BELL | GAS-CC | NORTH | 2015 | 232 | 218.5 | 218.5 | 218.5 | 218.5 | 218.5 | 218.5 | 218.5 | 218.5 | 218.5 | 218.5
211 | PANDA TEMPLE II POWER CTG 2 |  | PANDA_T2_TMPL2CT2 | BELL | GAS-CC | NORTH | 2015 | 232 | 218.5 | 218.5 | 218.5 | 218.5 | 218.5 | 218.5 | 218.5 | 218.5 | 218.5 | 218.5
212 | PANDA TEMPLE II POWER STG 1 |  | PANDA_T2_TMPL2ST1 | BELL | GAS-CC | NORTH | 2015 | 353.1 | 333.6 | 333.6 | 333.6 | 333.6 | 333.6 | 333.6 | 333.6 | 333.6 | 333.6 | 333.6
213 | PARIS ENERGY CENTER CTG 1 |  | TNSKA_GT1 | LAMAR | GAS-CC | NORTH | 1989 | 90.88 | 87 | 87 | 87 | 87 | 87 | 87 | 87 | 87 | 87 | 87
214 | PARIS ENERGY CENTER CTG 2 |  | TNSKA_GT2 | LAMAR | GAS-CC | NORTH | 1989 | 90.88 | 87 | 87 | 87 | 87 | 87 | 87 | 87 | 87 | 87 | 87
215 | PARIS ENERGY CENTER STG 1 |  | TNSKA_STG | LAMAR | GAS-CC | NORTH | 1990 | 90 | 89 | 89 | 89 | 89 | 89 | 89 | 89 | 89 | 89 | 89
216 | PASADENA COGEN FACILITY CTG 2 |  | PSG_PSG_GT2 | HARRIS | GAS-CC | HOUSTON | 2000 | 215.05 | 176 | 176 | 176 | 176 | 176 | 176 | 176 | 176 | 176 | 176
217 | PASADENA COGEN FACILITY CTG 3 |  | PSG_PSG_GT3 | HARRIS | GAS-CC | HOUSTON | 2000 | 215.05 | 176 | 176 | 176 | 176 | 176 | 176 | 176 | 176 | 176 | 176
218 | PASADENA COGEN FACILITY STG 2 |  | PSG_PSG_ST2 | HARRIS | GAS-CC | HOUSTON | 2000 | 195.5 | 169 | 169 | 169 | 169 | 169 | 169 | 169 | 169 | 169 | 169
219 | PEARSALL ENGINE PLANT IC A |  | PEARSAL2_AGR_A | FRIO | GAS-IC | SOUTH | 2012 | 50.64 | 50.6 | 50.6 | 50.6 | 50.6 | 50.6 | 50.6 | 50.6 | 50.6 | 50.6 | 50.6
220 | PEARSALL ENGINE PLANT IC B |  | PEARSAL2_AGR_B | FRIO | GAS-IC | SOUTH | 2012 | 50.64 | 50.6 | 50.6 | 50.6 | 50.6 | 50.6 | 50.6 | 50.6 | 50.6 | 50.6 | 50.6
221 | PEARSALL ENGINE PLANT IC C |  | PEARSAL2_AGR_C | FRIO | GAS-IC | SOUTH | 2012 | 50.64 | 50.6 | 50.6 | 50.6 | 50.6 | 50.6 | 50.6 | 50.6 | 50.6 | 50.6 | 50.6
222 | PEARSALL ENGINE PLANT IC D |  | PEARSAL2_AGR_D | FRIO | GAS-IC | SOUTH | 2012 | 50.64 | 50.6 | 50.6 | 50.6 | 50.6 | 50.6 | 50.6 | 50.6 | 50.6 | 50.6 | 50.6
223 | PERMIAN BASIN CTG 1 |  | PB2SES_CT1 | WARD | GAS-GT | WEST | 1988 | 89.4 | 79 | 79 | 79 | 79 | 79 | 79 | 79 | 79 | 79 | 79
224 | PERMIAN BASIN CTG 2 |  | PB2SES_CT2 | WARD | GAS-GT | WEST | 1988 | 89.4 | 76 | 76 | 76 | 76 | 76 | 76 | 76 | 76 | 76 | 76
225 | PERMIAN BASIN CTG 3 |  | PB2SES_CT3 | WARD | GAS-GT | WEST | 1988 | 89.4 | 78 | 78 | 78 | 78 | 78 | 78 | 78 | 78 | 78 | 78
226 | PERMIAN BASIN CTG 4 |  | PB2SES_CT4 | WARD | GAS-GT | WEST | 1990 | 89.4 | 75 | 75 | 75 | 75 | 75 | 75 | 75 | 75 | 75 | 75
227 | PERMIAN BASIN CTG 5 |  | PB2SES_CT5 | WARD | GAS-GT | WEST | 1990 | 89.4 | 79 | 79 | 79 | 79 | 79 | 79 | 79 | 79 | 79 | 79
228 | PROENERGY SOUTH 1 (PES1) CTG 1 |  | PRO_UNIT1 | HARRIS | GAS-GT | HOUSTON | 2021 | 60.5 | 49.8 | 49.8 | 49.8 | 49.8 | 49.8 | 49.8 | 49.8 | 49.8 | 49.8 | 49.8
229 | PROENERGY SOUTH 1 (PES1) CTG 2 |  | PRO_UNIT2 | HARRIS | GAS-GT | HOUSTON | 2021 | 60.5 | 49.8 | 49.8 | 49.8 | 49.8 | 49.8 | 49.8 | 49.8 | 49.8 | 49.8 | 49.8
230 | PROENERGY SOUTH 1 (PES1) CTG 3 |  | PRO_UNIT3 | HARRIS | GAS-GT | HOUSTON | 2021 | 60.5 | 49.8 | 49.8 | 49.8 | 49.8 | 49.8 | 49.8 | 49.8 | 49.8 | 49.8 | 49.8
231 | PROENERGY SOUTH 1 (PES1) CTG 4 |  | PRO_UNIT4 | HARRIS | GAS-GT | HOUSTON | 2021 | 60.5 | 49.8 | 49.8 | 49.8 | 49.8 | 49.8 | 49.8 | 49.8 | 49.8 | 49.8 | 49.8
232 | PROENERGY SOUTH 1 (PES1) CTG 5 |  | PRO_UNIT5 | HARRIS | GAS-GT | HOUSTON | 2021 | 60.5 | 49.8 | 49.8 | 49.8 | 49.8 | 49.8 | 49.8 | 49.8 | 49.8 | 49.8 | 49.8
233 | PROENERGY SOUTH 1 (PES1) CTG 6 |  | PRO_UNIT6 | HARRIS | GAS-GT | HOUSTON | 2021 | 60.5 | 49.8 | 49.8 | 49.8 | 49.8 | 49.8 | 49.8 | 49.8 | 49.8 | 49.8 | 49.8
234 | PROENERGY SOUTH 2 (PES2) CTG 7 |  | PRO_UNIT7 | HARRIS | GAS-GT | HOUSTON | 2021 | 60.5 | 49.8 | 49.8 | 49.8 | 49.8 | 49.8 | 49.8 | 49.8 | 49.8 | 49.8 | 49.8
235 | PROENERGY SOUTH 2 (PES2) CTG 8 |  | PRO_UNIT8 | HARRIS | GAS-GT | HOUSTON | 2021 | 60.5 | 49.8 | 49.8 | 49.8 | 49.8 | 49.8 | 49.8 | 49.8 | 49.8 | 49.8 | 49.8
236 | PHR PEAKERS (BAC) CTG 1 |  | BAC_CTG1 | GALVESTON | GAS-GT | HOUSTON | 2018 | 65 | 65 | 65 | 65 | 65 | 65 | 65 | 65 | 65 | 65 | 65
237 | PHR PEAKERS (BAC) CTG 2 |  | BAC_CTG2 | GALVESTON | GAS-GT | HOUSTON | 2018 | 65 | 65 | 65 | 65 | 65 | 65 | 65 | 65 | 65 | 65 | 65
238 | PHR PEAKERS (BAC) CTG 3 |  | BAC_CTG3 | GALVESTON | GAS-GT | HOUSTON | 2018 | 65 | 65 | 65 | 65 | 65 | 65 | 65 | 65 | 65 | 65 | 65
239 | PHR PEAKERS (BAC) CTG 4 |  | BAC_CTG4 | GALVESTON | GAS-GT | HOUSTON | 2018 | 65 | 65 | 65 | 65 | 65 | 65 | 65 | 65 | 65 | 65 | 65
240 | PHR PEAKERS (BAC) CTG 5 |  | BAC_CTG5 | GALVESTON | GAS-GT | HOUSTON | 2018 | 65 | 64 | 64 | 64 | 64 | 64 | 64 | 64 | 64 | 64 | 64
241 | PHR PEAKERS (BAC) CTG 6 |  | BAC_CTG6 | GALVESTON | GAS-GT | HOUSTON | 2018 | 65 | 65 | 65 | 65 | 65 | 65 | 65 | 65 | 65 | 65 | 65
242 | POWERLANE PLANT STG 1 |  | STEAM1A_STEAM_1 | HUNT | GAS-ST | NORTH | 1966 | 18.75 | 17.5 | 17.5 | 17.5 | 17.5 | 17.5 | 17.5 | 17.5 | 17.5 | 17.5 | 17.5
243 | POWERLANE PLANT STG 2 |  | STEAM_STEAM_2 | HUNT | GAS-ST | NORTH | 1967 | 25 | 23.5 | 23.5 | 23.5 | 23.5 | 23.5 | 23.5 | 23.5 | 23.5 | 23.5 | 23.5
244 | POWERLANE PLANT STG 3 |  | STEAM_STEAM_3 | HUNT | GAS-ST | NORTH | 1978 | 43.2 | 39.5 | 39.5 | 39.5 | 39.5 | 39.5 | 39.5 | 39.5 | 39.5 | 39.5 | 39.5
245 | QUAIL RUN ENERGY CTG 1 |  | QALSW_GT1 | ECTOR | GAS-CC | WEST | 2007 | 90.6 | 84 | 84 | 84 | 84 | 84 | 84 | 84 | 84 | 84 | 84
246 | QUAIL RUN ENERGY CTG 2 |  | QALSW_GT2 | ECTOR | GAS-CC | WEST | 2007 | 90.6 | 86 | 86 | 86 | 86 | 86 | 86 | 86 | 86 | 86 | 86
247 | QUAIL RUN ENERGY CTG 3 |  | QALSW_GT3 | ECTOR | GAS-CC | WEST | 2008 | 90.6 | 81 | 81 | 81 | 81 | 81 | 81 | 81 | 81 | 81 | 81
248 | QUAIL RUN ENERGY CTG 4 |  | QALSW_GT4 | ECTOR | GAS-CC | WEST | 2008 | 90.6 | 81 | 81 | 81 | 81 | 81 | 81 | 81 | 81 | 81 | 81
249 | QUAIL RUN ENERGY STG 1 |  | QALSW_STG1 | ECTOR | GAS-CC | WEST | 2007 | 98.1 | 98 | 98 | 98 | 98 | 98 | 98 | 98 | 98 | 98 | 98
250 | QUAIL RUN ENERGY STG 2 |  | QALSW_STG2 | ECTOR | GAS-CC | WEST | 2008 | 98.1 | 98 | 98 | 98 | 98 | 98 | 98 | 98 | 98 | 98 | 98
251 | R W MILLER CTG 4 |  | MIL_MILLERG4 | PALO PINTO | GAS-GT | NORTH | 1994 | 115.25 | 116 | 116 | 116 | 116 | 116 | 116 | 116 | 116 | 116 | 116
252 | R W MILLER CTG 5 |  | MIL_MILLERG5 | PALO PINTO | GAS-GT | NORTH | 1994 | 115.25 | 116 | 116 | 116 | 116 | 116 | 116 | 116 | 116 | 116 | 116
253 | R W MILLER STG 1 |  | MIL_MILLERG1 | PALO PINTO | GAS-ST | NORTH | 1968 | 74.98 | 75 | 75 | 75 | 75 | 75 | 75 | 75 | 75 | 75 | 75
254 | R W MILLER STG 2 |  | MIL_MILLERG2 | PALO PINTO | GAS-ST | NORTH | 1972 | 113.61 | 120 | 120 | 120 | 120 | 120 | 120 | 120 | 120 | 120 | 120
255 | R W MILLER STG 3 |  | MIL_MILLERG3 | PALO PINTO | GAS-ST | NORTH | 1975 | 216.01 | 208 | 208 | 208 | 208 | 208 | 208 | 208 | 208 | 208 | 208
256 | RABBS POWER STATION (UNITS 3-5) | 20INR0221 | RAB_UNIT3 | FORT BEND | GAS-GT | HOUSTON | 2022 | 60.5 | 49.8 | 49.8 | 49.8 | 49.8 | 49.8 | 49.8 | 49.8 | 49.8 | 49.8 | 49.8
257 | RABBS POWER STATION (UNITS 3-5) | 20INR0221 | RAB_UNIT4 | FORT BEND | GAS-GT | HOUSTON | 2022 | 60.5 | 49.8 | 49.8 | 49.8 | 49.8 | 49.8 | 49.8 | 49.8 | 49.8 | 49.8 | 49.8
258 | RABBS POWER STATION (UNITS 3-5) | 20INR0221 | RAB_UNIT5 | FORT BEND | GAS-GT | HOUSTON | 2022 | 60.5 | 49.8 | 49.8 | 49.8 | 49.8 | 49.8 | 49.8 | 49.8 | 49.8 | 49.8 | 49.8
259 | RAY OLINGER CTG 4 |  | OLINGR_OLING_4 | COLLIN | GAS-GT | NORTH | 2001 | 88.4 | 95 | 95 | 95 | 95 | 95 | 95 | 95 | 95 | 95 | 95
260 | RAY OLINGER STG 2 |  | OLINGR_OLING_2 | COLLIN | GAS-ST | NORTH | 1971 | 113.64 | 107 | 107 | 107 | 107 | 107 | 107 | 107 | 107 | 107 | 107
261 | RAY OLINGER STG 3 |  | OLINGR_OLING_3 | COLLIN | GAS-ST | NORTH | 1975 | 156.6 | 146 | 146 | 146 | 146 | 146 | 146 | 146 | 146 | 146 | 146
262 | REDGATE IC A |  | REDGATE_AGR_A | HIDALGO | GAS-IC | SOUTH | 2016 | 56.28 | 56.3 | 56.3 | 56.3 | 56.3 | 56.3 | 56.3 | 56.3 | 56.3 | 56.3 | 56.3
263 | REDGATE IC B |  | REDGATE_AGR_B | HIDALGO | GAS-IC | SOUTH | 2016 | 56.28 | 56.3 | 56.3 | 56.3 | 56.3 | 56.3 | 56.3 | 56.3 | 56.3 | 56.3 | 56.3
264 | REDGATE IC C |  | REDGATE_AGR_C | HIDALGO | GAS-IC | SOUTH | 2016 | 56.28 | 56.3 | 56.3 | 56.3 | 56.3 | 56.3 | 56.3 | 56.3 | 56.3 | 56.3 | 56.3
265 | REDGATE IC D |  | REDGATE_AGR_D | HIDALGO | GAS-IC | SOUTH | 2016 | 56.28 | 56.3 | 56.3 | 56.3 | 56.3 | 56.3 | 56.3 | 56.3 | 56.3 | 56.3 | 56.3
266 | RIO NOGALES POWER CTG 1 |  | RIONOG_CT1 | GUADALUPE | GAS-CC | SOUTH | 2002 | 188.7 | 193 | 193 | 193 | 193 | 193 | 193 | 193 | 193 | 193 | 193
267 | RIO NOGALES POWER CTG 2 |  | RIONOG_CT2 | GUADALUPE | GAS-CC | SOUTH | 2002 | 188.7 | 193 | 193 | 193 | 193 | 193 | 193 | 193 | 193 | 193 | 193
268 | RIO NOGALES POWER CTG 3 |  | RIONOG_CT3 | GUADALUPE | GAS-CC | SOUTH | 2002 | 188.7 | 193 | 193 | 193 | 193 | 193 | 193 | 193 | 193 | 193 | 193
269 | RIO NOGALES POWER STG 4 |  | RIONOG_ST1 | GUADALUPE | GAS-CC | SOUTH | 2002 | 373.16 | 319 | 319 | 319 | 319 | 319 | 319 | 319 | 319 | 319 | 319
270 | SAM RAYBURN POWER CTG 7 |  | RAYBURN_RAYBURG7 | VICTORIA | GAS-CC | SOUTH | 2003 | 60.5 | 50 | 50 | 50 | 50 | 50 | 50 | 50 | 50 | 50 | 50
271 | SAM RAYBURN POWER CTG 8 |  | RAYBURN_RAYBURG8 | VICTORIA | GAS-CC | SOUTH | 2003 | 60.5 | 51 | 51 | 51 | 51 | 51 | 51 | 51 | 51 | 51 | 51
272 | SAM RAYBURN POWER CTG 9 |  | RAYBURN_RAYBURG9 | VICTORIA | GAS-CC | SOUTH | 2003 | 60.5 | 50 | 50 | 50 | 50 | 50 | 50 | 50 | 50 | 50 | 50
273 | SAM RAYBURN POWER STG 10 |  | RAYBURN_RAYBURG10 | VICTORIA | GAS-CC | SOUTH | 2003 | 41.98 | 40 | 40 | 40 | 40 | 40 | 40 | 40 | 40 | 40 | 40
274 | SAN JACINTO SES CTG 1 |  | SJS_SJS_G1 | HARRIS | GAS-GT | HOUSTON | 1995 | 88.23 | 87 | 87 | 87 | 87 | 87 | 87 | 87 | 87 | 87 | 87
275 | SAN JACINTO SES CTG 2 |  | SJS_SJS_G2 | HARRIS | GAS-GT | HOUSTON | 1995 | 88.23 | 87 | 87 | 87 | 87 | 87 | 87 | 87 | 87 | 87 | 87
276 | SANDHILL ENERGY CENTER CTG 1 |  | SANDHSYD_SH1 | TRAVIS | GAS-GT | SOUTH | 2001 | 60.5 | 48 | 48 | 48 | 48 | 48 | 48 | 48 | 48 | 48 | 48
277 | SANDHILL ENERGY CENTER CTG 2 |  | SANDHSYD_SH2 | TRAVIS | GAS-GT | SOUTH | 2001 | 60.5 | 48 | 48 | 48 | 48 | 48 | 48 | 48 | 48 | 48 | 48
278 | SANDHILL ENERGY CENTER CTG 3 |  | SANDHSYD_SH3 | TRAVIS | GAS-GT | SOUTH | 2001 | 60.5 | 48 | 48 | 48 | 48 | 48 | 48 | 48 | 48 | 48 | 48
279 | SANDHILL ENERGY CENTER CTG 4 |  | SANDHSYD_SH4 | TRAVIS | GAS-GT | SOUTH | 2001 | 60.5 | 48 | 48 | 48 | 48 | 48 | 48 | 48 | 48 | 48 | 48
280 | SANDHILL ENERGY CENTER CTG 5A |  | SANDHSYD_SH_5A | TRAVIS | GAS-CC | SOUTH | 2004 | 198.9 | 175 | 175 | 175 | 175 | 175 | 175 | 175 | 175 | 175 | 175
281 | SANDHILL ENERGY CENTER CTG 6 |  | SANDHSYD_SH6 | TRAVIS | GAS-GT | SOUTH | 2010 | 60.5 | 48 | 48 | 48 | 48 | 48 | 48 | 48 | 48 | 48 | 48
282 | SANDHILL ENERGY CENTER CTG 7 |  | SANDHSYD_SH7 | TRAVIS | GAS-GT | SOUTH | 2010 | 60.5 | 48 | 48 | 48 | 48 | 48 | 48 | 48 | 48 | 48 | 48
283 | SANDHILL ENERGY CENTER STG 5C |  | SANDHSYD_SH_5C | TRAVIS | GAS-CC | SOUTH | 2004 | 191 | 150 | 150 | 150 | 150 | 150 | 150 | 150 | 150 | 150 | 150
284 | SILAS RAY CTG 10 |  | SILASRAY_SILAS_10 | CAMERON | GAS-GT | COASTAL | 2004 | 60.5 | 46 | 46 | 46 | 46 | 46 | 46 | 46 | 46 | 46 | 46
285 | SILAS RAY POWER CTG 9 |  | SILASRAY_SILAS_9 | CAMERON | GAS-CC | COASTAL | 1996 | 50 | 49 | 49 | 49 | 49 | 49 | 49 | 49 | 49 | 49 | 49
286 | SILAS RAY POWER STG 6 |  | SILASRAY_SILAS_6 | CAMERON | GAS-CC | COASTAL | 1962 | 25 | 21 | 21 | 21 | 21 | 21 | 21 | 21 | 21 | 21 | 21
287 | SIM GIDEON STG 1 |  | GIDEON_GIDEONG1 | BASTROP | GAS-ST | SOUTH | 1965 | 136 | 130 | 130 | 130 | 130 | 130 | 130 | 130 | 130 | 130 | 130
288 | SIM GIDEON STG 2 |  | GIDEON_GIDEONG2 | BASTROP | GAS-ST | SOUTH | 1968 | 136 | 135 | 135 | 135 | 135 | 135 | 135 | 135 | 135 | 135 | 135
289 | SIM GIDEON STG 3 |  | GIDEON_GIDEONG3 | BASTROP | GAS-ST | SOUTH | 1972 | 351 | 340 | 340 | 340 | 340 | 340 | 340 | 340 | 340 | 340 | 340
290 | SKY GLOBAL POWER ONE IC A |  | SKY1_SKY1A | COLORADO | GAS-IC | SOUTH | 2016 | 25.71 | 26.7 | 26.7 | 26.7 | 26.7 | 26.7 | 26.7 | 26.7 | 26.7 | 26.7 | 26.7
291 | SKY GLOBAL POWER ONE IC B |  | SKY1_SKY1B | COLORADO | GAS-IC | SOUTH | 2016 | 25.71 | 26.7 | 26.7 | 26.7 | 26.7 | 26.7 | 26.7 | 26.7 | 26.7 | 26.7 | 26.7
292 | SPENCER STG U4 |  | SPNCER_SPNCE_4 | DENTON | GAS-ST | NORTH | 1966 | 61 | 57 | 57 | 57 | 57 | 57 | 57 | 57 | 57 | 57 | 57
293 | SPENCER STG U5 |  | SPNCER_SPNCE_5 | DENTON | GAS-ST | NORTH | 1973 | 65 | 61 | 61 | 61 | 61 | 61 | 61 | 61 | 61 | 61 | 61
294 | STRYKER CREEK STG 1 |  | SCSES_UNIT1A | CHEROKEE | GAS-ST | NORTH | 1958 | 177 | 167 | 167 | 167 | 167 | 167 | 167 | 167 | 167 | 167 | 167
295 | STRYKER CREEK STG 2 |  | SCSES_UNIT2 | CHEROKEE | GAS-ST | NORTH | 1965 | 479 | 502 | 502 | 502 | 502 | 502 | 502 | 502 | 502 | 502 | 502
296 | T H WHARTON CTG 1 |  | THW_THWGT_1 | HARRIS | GAS-GT | HOUSTON | 1967 | 16.32 | 16 | 16 | 16 | 16 | 16 | 16 | 16 | 16 | 16 | 16
297 | T H WHARTON POWER CTG 31 |  | THW_THWGT31 | HARRIS | GAS-CC | HOUSTON | 1972 | 51.3 | 69 | 69 | 69 | 69 | 69 | 69 | 69 | 69 | 69 | 69
298 | T H WHARTON POWER CTG 32 |  | THW_THWGT32 | HARRIS | GAS-CC | HOUSTON | 1972 | 51.3 | 69 | 69 | 69 | 69 | 69 | 69 | 69 | 69 | 69 | 69
299 | T H WHARTON POWER CTG 33 |  | THW_THWGT33 | HARRIS | GAS-CC | HOUSTON | 1972 | 51.3 | 69 | 69 | 69 | 69 | 69 | 69 | 69 | 69 | 69 | 69
300 | T H WHARTON POWER CTG 34 |  | THW_THWGT34 | HARRIS | GAS-CC | HOUSTON | 1972 | 51.3 | 69 | 69 | 69 | 69 | 69 | 69 | 69 | 69 | 69 | 69
301 | T H WHARTON POWER CTG 41 |  | THW_THWGT41 | HARRIS | GAS-CC | HOUSTON | 1972 | 51.3 | 69 | 69 | 69 | 69 | 69 | 69 | 69 | 69 | 69 | 69
302 | T H WHARTON POWER CTG 42 |  | THW_THWGT42 | HARRIS | GAS-CC | HOUSTON | 1972 | 51.3 | 69 | 69 | 69 | 69 | 69 | 69 | 69 | 69 | 69 | 69
303 | T H WHARTON POWER CTG 43 |  | THW_THWGT43 | HARRIS | GAS-CC | HOUSTON | 1974 | 62 | 69 | 69 | 69 | 69 | 69 | 69 | 69 | 69 | 69 | 69
304 | T H WHARTON POWER CTG 44 |  | THW_THWGT44 | HARRIS | GAS-CC | HOUSTON | 1974 | 62 | 69 | 69 | 69 | 69 | 69 | 69 | 69 | 69 | 69 | 69
305 | T H WHARTON POWER CTG 51 |  | THW_THWGT51 | HARRIS | GAS-GT | HOUSTON | 1975 | 85 | 65 | 65 | 65 | 65 | 65 | 65 | 65 | 65 | 65 | 65
306 | T H WHARTON POWER CTG 52 |  | THW_THWGT52 | HARRIS | GAS-GT | HOUSTON | 1975 | 85 | 65 | 65 | 65 | 65 | 65 | 65 | 65 | 65 | 65 | 65
307 | T H WHARTON POWER CTG 53 |  | THW_THWGT53 | HARRIS | GAS-GT | HOUSTON | 1975 | 85 | 65 | 65 | 65 | 65 | 65 | 65 | 65 | 65 | 65 | 65
308 | T H WHARTON POWER CTG 54 |  | THW_THWGT54 | HARRIS | GAS-GT | HOUSTON | 1975 | 85 | 65 | 65 | 65 | 65 | 65 | 65 | 65 | 65 | 65 | 65
309 | T H WHARTON POWER CTG 55 |  | THW_THWGT55 | HARRIS | GAS-GT | HOUSTON | 1975 | 85 | 65 | 65 | 65 | 65 | 65 | 65 | 65 | 65 | 65 | 65
310 | T H WHARTON POWER CTG 56 |  | THW_THWGT56 | HARRIS | GAS-GT | HOUSTON | 1975 | 85 | 65 | 65 | 65 | 65 | 65 | 65 | 65 | 65 | 65 | 65
311 | T H WHARTON POWER STG 3 |  | THW_THWST_3 | HARRIS | GAS-CC | HOUSTON | 1974 | 113.1 | 110 | 110 | 110 | 110 | 110 | 110 | 110 | 110 | 110 | 110
312 | T H WHARTON POWER STG 4 |  | THW_THWST_4 | HARRIS | GAS-CC | HOUSTON | 1974 | 113.1 | 110 | 110 | 110 | 110 | 110 | 110 | 110 | 110 | 110 | 110
313 | TEXAS CITY POWER CTG A |  | TXCTY_CTA | GALVESTON | GAS-CC | HOUSTON | 2000 | 129.06 | 102.4 | 102.4 | 102.4 | 102.4 | 102.4 | 102.4 | 102.4 | 102.4 | 102.4 | 102.4
314 | TEXAS CITY POWER CTG B |  | TXCTY_CTB | GALVESTON | GAS-CC | HOUSTON | 2000 | 129.06 | 102.4 | 102.4 | 102.4 | 102.4 | 102.4 | 102.4 | 102.4 | 102.4 | 102.4 | 102.4
315 | TEXAS CITY POWER CTG C |  | TXCTY_CTC | GALVESTON | GAS-CC | HOUSTON | 2000 | 129.06 | 102.4 | 102.4 | 102.4 | 102.4 | 102.4 | 102.4 | 102.4 | 102.4 | 102.4 | 102.4
316 | TEXAS CITY POWER STG |  | TXCTY_ST | GALVESTON | GAS-CC | HOUSTON | 2000 | 143.65 | 131.5 | 131.5 | 131.5 | 131.5 | 131.5 | 131.5 | 131.5 | 131.5 | 131.5 | 131.5
317 | TEXAS GULF SULPHUR CTG 1 |  | TGF_TGFGT_1 | WHARTON | GAS-GT | SOUTH | 1985 | 94 | 80 | 80 | 80 | 80 | 80 | 80 | 80 | 80 | 80 | 80
318 | TRINIDAD STG 6 |  | TRSES_UNIT6 | HENDERSON | GAS-ST | NORTH | 1965 | 239 | 235 | 235 | 235 | 235 | 235 | 235 | 235 | 235 | 235 | 235
319 | TOPAZ POWER PLANT U1 |  | TOPAZ_UNIT1 | GALVESTON | GAS-GT | HOUSTON | 2021 | 60.5 | 49.8 | 49.8 | 49.8 | 49.8 | 49.8 | 49.8 | 49.8 | 49.8 | 49.8 | 49.8
320 | TOPAZ POWER PLANT U2 |  | TOPAZ_UNIT2 | GALVESTON | GAS-GT | HOUSTON | 2021 | 60.5 | 49.8 | 49.8 | 49.8 | 49.8 | 49.8 | 49.8 | 49.8 | 49.8 | 49.8 | 49.8
321 | TOPAZ POWER PLANT U3 |  | TOPAZ_UNIT3 | GALVESTON | GAS-GT | HOUSTON | 2021 | 60.5 | 49.8 | 49.8 | 49.8 | 49.8 | 49.8 | 49.8 | 49.8 | 49.8 | 49.8 | 49.8
322 | TOPAZ POWER PLANT U4 |  | TOPAZ_UNIT4 | GALVESTON | GAS-GT | HOUSTON | 2021 | 60.5 | 49.8 | 49.8 | 49.8 | 49.8 | 49.8 | 49.8 | 49.8 | 49.8 | 49.8 | 49.8
323 | TOPAZ POWER PLANT U5 |  | TOPAZ_UNIT5 | GALVESTON | GAS-GT | HOUSTON | 2021 | 60.5 | 49.8 | 49.8 | 49.8 | 49.8 | 49.8 | 49.8 | 49.8 | 49.8 | 49.8 | 49.8
324 | TOPAZ POWER PLANT U6 |  | TOPAZ_UNIT6 | GALVESTON | GAS-GT | HOUSTON | 2021 | 60.5 | 49.8 | 49.8 | 49.8 | 49.8 | 49.8 | 49.8 | 49.8 | 49.8 | 49.8 | 49.8
325 | TOPAZ POWER PLANT U7 |  | TOPAZ_UNIT7 | GALVESTON | GAS-GT | HOUSTON | 2021 | 60.5 | 49.8 | 49.8 | 49.8 | 49.8 | 49.8 | 49.8 | 49.8 | 49.8 | 49.8 | 49.8
326 | TOPAZ POWER PLANT U8 |  | TOPAZ_UNIT8 | GALVESTON | GAS-GT | HOUSTON | 2021 | 60.5 | 49.8 | 49.8 | 49.8 | 49.8 | 49.8 | 49.8 | 49.8 | 49.8 | 49.8 | 49.8
327 | TOPAZ POWER PLANT U9 |  | TOPAZ_UNIT9 | GALVESTON | GAS-GT | HOUSTON | 2021 | 60.5 | 49.8 | 49.8 | 49.8 | 49.8 | 49.8 | 49.8 | 49.8 | 49.8 | 49.8 | 49.8
328 | TOPAZ POWER PLANT U10 |  | TOPAZ_UNIT10 | GALVESTON | GAS-GT | HOUSTON | 2021 | 60.5 | 49.8 | 49.8 | 49.8 | 49.8 | 49.8 | 49.8 | 49.8 | 49.8 | 49.8 | 49.8
329 | V H BRAUNIG CTG 5 |  | BRAUNIG_VHB6CT5 | BEXAR | GAS-GT | SOUTH | 2009 | 64.5 | 48 | 48 | 48 | 48 | 48 | 48 | 48 | 48 | 48 | 48
330 | V H BRAUNIG CTG 6 |  | BRAUNIG_VHB6CT6 | BEXAR | GAS-GT | SOUTH | 2009 | 64.5 | 48 | 48 | 48 | 48 | 48 | 48 | 48 | 48 | 48 | 48
331 | V H BRAUNIG CTG 7 |  | BRAUNIG_VHB6CT7 | BEXAR | GAS-GT | SOUTH | 2009 | 64.5 | 48 | 48 | 48 | 48 | 48 | 48 | 48 | 48 | 48 | 48
332 | V H BRAUNIG CTG 8 |  | BRAUNIG_VHB6CT8 | BEXAR | GAS-GT | SOUTH | 2009 | 64.5 | 47 | 47 | 47 | 47 | 47 | 47 | 47 | 47 | 47 | 47
333 | V H BRAUNIG STG 1 |  | BRAUNIG_VHB1 | BEXAR | GAS-ST | SOUTH | 1966 | 225 | 217 | 217 | 217 | 217 | 217 | 217 | 217 | 217 | 217 | 217
334 | V H BRAUNIG STG 2 |  | BRAUNIG_VHB2 | BEXAR | GAS-ST | SOUTH | 1968 | 240 | 230 | 230 | 230 | 230 | 230 | 230 | 230 | 230 | 230 | 230
335 | V H BRAUNIG STG 3 |  | BRAUNIG_VHB3 | BEXAR | GAS-ST | SOUTH | 1970 | 420 | 412 | 412 | 412 | 412 | 412 | 412 | 412 | 412 | 412 | 412
336 | VICTORIA CITY (CITYVICT) CTG 1 |  | CITYVICT_CTG01 | VICTORIA | GAS-GT | SOUTH | 2020 | 60.5 | 49.8 | 49.8 | 49.8 | 49.8 | 49.8 | 49.8 | 49.8 | 49.8 | 49.8 | 49.8
337 | VICTORIA CITY (CITYVICT) CTG 2 |  | CITYVICT_CTG02 | VICTORIA | GAS-GT | SOUTH | 2020 | 60.5 | 49.8 | 49.8 | 49.8 | 49.8 | 49.8 | 49.8 | 49.8 | 49.8 | 49.8 | 49.8
338 | VICTORIA PORT (VICTPORT) CTG 1 |  | VICTPORT_CTG01 | VICTORIA | GAS-GT | SOUTH | 2019 | 60.5 | 49.8 | 49.8 | 49.8 | 49.8 | 49.8 | 49.8 | 49.8 | 49.8 | 49.8 | 49.8
339 | VICTORIA PORT (VICTPORT) CTG 2 |  | VICTPORT_CTG02 | VICTORIA | GAS-GT | SOUTH | 2019 | 60.5 | 49.8 | 49.8 | 49.8 | 49.8 | 49.8 | 49.8 | 49.8 | 49.8 | 49.8 | 49.8
340 | VICTORIA POWER CTG 6 |  | VICTORIA_VICTORG6 | VICTORIA | GAS-CC | SOUTH | 2009 | 196.86 | 171 | 171 | 171 | 171 | 171 | 171 | 171 | 171 | 171 | 171
341 | VICTORIA POWER STG 5 |  | VICTORIA_VICTORG5 | VICTORIA | GAS-CC | SOUTH | 2009 | 180.2 | 132 | 132 | 132 | 132 | 132 | 132 | 132 | 132 | 132 | 132
342 | W A PARISH CTG 1 |  | WAP_WAPGT_1 | FORT BEND | GAS-GT | HOUSTON | 1967 | 16.32 | 13 | 13 | 13 | 13 | 13 | 13 | 13 | 13 | 13 | 13
343 | W A PARISH STG 1 |  | WAP_WAP_G1 | FORT BEND | GAS-ST | HOUSTON | 1958 | 187.85 | 169 | 169 | 169 | 169 | 169 | 169 | 169 | 169 | 169 | 169
344 | W A PARISH STG 2 |  | WAP_WAP_G2 | FORT BEND | GAS-ST | HOUSTON | 1958 | 187.85 | 169 | 169 | 169 | 169 | 169 | 169 | 169 | 169 | 169 | 169
345 | W A PARISH STG 3 |  | WAP_WAP_G3 | FORT BEND | GAS-ST | HOUSTON | 1961 | 299.2 | 258 | 258 | 258 | 258 | 258 | 258 | 258 | 258 | 258 | 258
346 | W A PARISH STG 4 |  | WAP_WAP_G4 | FORT BEND | GAS-ST | HOUSTON | 1968 | 580.5 | 552 | 552 | 552 | 552 | 552 | 552 | 552 | 552 | 552 | 552
347 | WICHITA FALLS CTG 1 |  | WFCOGEN_UNIT1 | WICHITA | GAS-CC | WEST | 1987 | 20 | 20 | 20 | 20 | 20 | 20 | 20 | 20 | 20 | 20 | 20
348 | WICHITA FALLS CTG 2 |  | WFCOGEN_UNIT2 | WICHITA | GAS-CC | WEST | 1987 | 20 | 20 | 20 | 20 | 20 | 20 | 20 | 20 | 20 | 20 | 20
349 | WICHITA FALLS CTG 3 |  | WFCOGEN_UNIT3 | WICHITA | GAS-CC | WEST | 1987 | 20 | 20 | 20 | 20 | 20 | 20 | 20 | 20 | 20 | 20 | 20
350 | WICHITA FALLS STG 4 |  | WFCOGEN_UNIT4 | WICHITA | GAS-CC | WEST | 1987 | 20 | 16 | 16 | 16 | 16 | 16 | 16 | 16 | 16 | 16 | 16
351 | WINCHESTER POWER PARK CTG 1 |  | WIPOPA_WPP_G1 | FAYETTE | GAS-GT | SOUTH | 2009 | 60.5 | 46 | 46 | 46 | 46 | 46 | 46 | 46 | 46 | 46 | 46
352 | WINCHESTER POWER PARK CTG 2 |  | WIPOPA_WPP_G2 | FAYETTE | GAS-GT | SOUTH | 2009 | 60.5 | 46 | 46 | 46 | 46 | 46 | 46 | 46 | 46 | 46 | 46
353 | WINCHESTER POWER PARK CTG 3 |  | WIPOPA_WPP_G3 | FAYETTE | GAS-GT | SOUTH | 2009 | 60.5 | 46 | 46 | 46 | 46 | 46 | 46 | 46 | 46 | 46 | 46
354 | WINCHESTER POWER PARK CTG 4 |  | WIPOPA_WPP_G4 | FAYETTE | GAS-GT | SOUTH | 2009 | 60.5 | 46 | 46 | 46 | 46 | 46 | 46 | 46 | 46 | 46 | 46
355 | WISE-TRACTEBEL POWER CTG 1 | 20INR0286 | WCPP_CT1 | WISE | GAS-CC | NORTH | 2004 | 275 | 263.8 | 263.8 | 263.8 | 263.8 | 263.8 | 263.8 | 263.8 | 263.8 | 263.8 | 263.8
356 | WISE-TRACTEBEL POWER CTG 2 | 20INR0286 | WCPP_CT2 | WISE | GAS-CC | NORTH | 2004 | 275 | 263.8 | 263.8 | 263.8 | 263.8 | 263.8 | 263.8 | 263.8 | 263.8 | 263.8 | 263.8
357 | WISE-TRACTEBEL POWER STG 1 | 20INR0286 | WCPP_ST1 | WISE | GAS-CC | NORTH | 2004 | 290 | 298 | 298 | 298 | 298 | 298 | 298 | 298 | 298 | 298 | 298
358 | WOLF HOLLOW POWER CTG 1 |  | WHCCS_CT1 | HOOD | GAS-CC | NORTH | 2002 | 264.5 | 240.4 | 240.4 | 240.4 | 240.4 | 240.4 | 240.4 | 240.4 | 240.4 | 240.4 | 240.4
359 | WOLF HOLLOW POWER CTG 2 |  | WHCCS_CT2 | HOOD | GAS-CC | NORTH | 2002 | 264.5 | 235.4 | 235.4 | 235.4 | 235.4 | 235.4 | 235.4 | 235.4 | 235.4 | 235.4 | 235.4
360 | WOLF HOLLOW POWER STG |  | WHCCS_STG | HOOD | GAS-CC | NORTH | 2002 | 300 | 269 | 269 | 269 | 269 | 269 | 269 | 269 | 269 | 269 | 269
361 | NACOGDOCHES POWER |  | NACPW_UNIT1 | NACOGDOCHES | BIOMASS | NORTH | 2012 | 116.45 | 105 | 105 | 105 | 105 | 105 | 105 | 105 | 105 | 105 | 105
362 | BIOENERGY AUSTIN WALZEM RD LFG |  | DG_WALZE_4UNITS | BEXAR | BIOMASS | SOUTH | 2002 | 9.8 | 9.8 | 9.8 | 9.8 | 9.8 | 9.8 | 9.8 | 9.8 | 9.8 | 9.8 | 9.8
363 | BIOENERGY TEXAS COVEL GARDENS LFG |  | DG_MEDIN_1UNIT | BEXAR | BIOMASS | SOUTH | 2005 | 9.6 | 9.6 | 9.6 | 9.6 | 9.6 | 9.6 | 9.6 | 9.6 | 9.6 | 9.6 | 9.6
364 | FARMERS BRANCH LANDFILL GAS TO ENERGY |  | DG_HBR_2UNITS | DENTON | BIOMASS | NORTH | 2011 | 3.2 | 3.2 | 3.2 | 3.2 | 3.2 | 3.2 | 3.2 | 3.2 | 3.2 | 3.2 | 3.2
365 | GRAND PRAIRIE LFG |  | DG_TRIRA_1UNIT | DALLAS | BIOMASS | NORTH | 2015 | 4 | 4 | 4 | 4 | 4 | 4 | 4 | 4 | 4 | 4 | 4
366 | NELSON GARDENS LFG |  | DG_78252_4UNITS | BEXAR | BIOMASS | SOUTH | 2013 | 4.2 | 4.2 | 4.2 | 4.2 | 4.2 | 4.2 | 4.2 | 4.2 | 4.2 | 4.2 | 4.2
367 | WM RENEWABLE-AUSTIN LFG |  | DG_SPRIN_4UNITS | TRAVIS | BIOMASS | SOUTH | 2007 | 6.4 | 6.4 | 6.4 | 6.4 | 6.4 | 6.4 | 6.4 | 6.4 | 6.4 | 6.4 | 6.4
368 | WM RENEWABLE-BIOENERGY PARTNERS LFG |  | DG_BIOE_2UNITS | DENTON | BIOMASS | NORTH | 1988 | 6.2 | 6.2 | 6.2 | 6.2 | 6.2 | 6.2 | 6.2 | 6.2 | 6.2 | 6.2 | 6.2
369 | WM RENEWABLE-DFW GAS RECOVERY LFG |  | DG_BIO2_4UNITS | DENTON | BIOMASS | NORTH | 2009 | 6.4 | 6.4 | 6.4 | 6.4 | 6.4 | 6.4 | 6.4 | 6.4 | 6.4 | 6.4 | 6.4
370 | WM RENEWABLE-MESQUITE CREEK LFG |  | DG_FREIH_2UNITS | COMAL | BIOMASS | SOUTH | 2011 | 3.2 | 3.2 | 3.2 | 3.2 | 3.2 | 3.2 | 3.2 | 3.2 | 3.2 | 3.2 | 3.2
371 | WM RENEWABLE-WESTSIDE LFG |  | DG_WSTHL_3UNITS | PARKER | BIOMASS | NORTH | 2010 | 4.8 | 4.8 | 4.8 | 4.8 | 4.8 | 4.8 | 4.8 | 4.8 | 4.8 | 4.8 | 4.8
372 | Operational Capacity Total (Nuclear, Coal, Gas, Biomass) | [6 empty] | 71031.88 | 66929.3 | 66929.3 | 66929.3 | 66929.3 | 66929.3 | 66929.3 | 66929.3 | 66929.3 | 66929.3 | 66929.3
373
374 | Operational Resources - Synchronized but not Approved for Commercial Operations (Thermal)
375 | BRANDON (LP&L) (DGR) | 21INR0201 | BRANDON_UNIT1 | LUBBOCK | GAS-GT | PANHANDLE | 2021 | 25 | 20 | 20 | 20 | 20 | 20 | 20 | 20 | 20 | 20 | 20
376 | R MASSENGALE CTG 1 (LP&L) | 21INR0202 | MASSENGL_G6 | LUBBOCK | GAS-CC | PANHANDLE | 2021 | 20 | 18 | 18 | 18 | 18 | 18 | 18 | 18 | 18 | 18 | 18
377 | R MASSENGALE CTG 2 (LP&L) | 21INR0202 | MASSENGL_G7 | LUBBOCK | GAS-CC | PANHANDLE | 2021 | 20 | 18 | 18 | 18 | 18 | 18 | 18 | 18 | 18 | 18 | 18
378 | R MASSENGALE STG (LP&L) | 21INR0202 | MASSENGL_G8 | LUBBOCK | GAS-CC | PANHANDLE | 2021 | 58.9 | 38 | 38 | 38 | 38 | 38 | 38 | 38 | 38 | 38 | 38
379 | RABBS POWER STATION (UNITS 6-8) | 22INR0597 | RAB_UNIT6 | FORT BEND | GAS-GT | HOUSTON | 2022 | 60.5 | 49.8 | 49.8 | 49.8 | 49.8 | 49.8 | 49.8 | 49.8 | 49.8 | 49.8 | 49.8
380 | RABBS POWER STATION (UNITS 6-8) | 22INR0597 | RAB_UNIT7 | FORT BEND | GAS-GT | HOUSTON | 2022 | 60.5 | 49.8 | 49.8 | 49.8 | 49.8 | 49.8 | 49.8 | 49.8 | 49.8 | 49.8 | 49.8
381 | RABBS POWER STATION (UNITS 6-8) | 22INR0597 | RAB_UNIT8 | FORT BEND | GAS-GT | HOUSTON | 2022 | 60.5 | 49.8 | 49.8 | 49.8 | 49.8 | 49.8 | 49.8 | 49.8 | 49.8 | 49.8 | 49.8
382 | TY COOKE CTG 1 (LP&L) | 21INR0506 | TY_COOKE_GT2 | LUBBOCK | GAS-GT | PANHANDLE | 2021 | 18.7 | 14 | 14 | 14 | 14 | 14 | 14 | 14 | 14 | 14 | 14
383 | TY COOKE CTG 2 (LP&L) | 21INR0506 | TY_COOKE_GT3 | LUBBOCK | GAS-GT | PANHANDLE | 2021 | 26.6 | 17 | 17 | 17 | 17 | 17 | 17 | 17 | 17 | 17 | 17
384 | Operational Capacity - Synchronized but not Approved for Commercial Operations Total (Nuclear, Coal, Gas, Biomass) | [6 empty] | 350.7 | 274.4 | 274.4 | 274.4 | 274.4 | 274.4 | 274.4 | 274.4 | 274.4 | 274.4 | 274.4
385
386 | Operational Capacity Thermal Unavailable due to Extended Outage or Derate |  | THERMAL_UNAVAIL |  |  |  |  | 0 | 0 | 0 | 0 | 0 | 0 | 0 | 0 | 0 | 0 | 0
387 | Operational Capacity Thermal Total |  | THERMAL_OPERATIONAL |  |  |  |  | 71382.58 | 67203.7 | 67203.7 | 67203.7 | 67203.7 | 67203.7 | 67203.7 | 67203.7 | 67203.7 | 67203.7 | 67203.7
388
389 | Operational Resources (Hydro)
390 | AMISTAD HYDRO 1 |  | AMISTAD_AMISTAG1 | VAL VERDE | HYDRO | WEST | 1983 | 34.7 | 37.9 | 37.9 | 37.9 | 37.9 | 37.9 | 37.9 | 37.9 | 37.9 | 37.9 | 37.9
391 | AMISTAD HYDRO 2 |  | AMISTAD_AMISTAG2 | VAL VERDE | HYDRO | WEST | 1983 | 34.7 | 37.9 | 37.9 | 37.9 | 37.9 | 37.9 | 37.9 | 37.9 | 37.9 | 37.9 | 37.9
392 | AUSTIN HYDRO 1 |  | AUSTPL_AUSTING1 | TRAVIS | HYDRO | SOUTH | 1940 | 9 | 8 | 8 | 8 | 8 | 8 | 8 | 8 | 8 | 8 | 8
393 | AUSTIN HYDRO 2 |  | AUSTPL_AUSTING2 | TRAVIS | HYDRO | SOUTH | 1940 | 9 | 9 | 9 | 9 | 9 | 9 | 9 | 9 | 9 | 9 | 9
394 | BUCHANAN HYDRO 1 |  | BUCHAN_BUCHANG1 | LLANO | HYDRO | SOUTH | 1938 | 18.3 | 16 | 16 | 16 | 16 | 16 | 16 | 16 | 16 | 16 | 16
395 | BUCHANAN HYDRO 2 |  | BUCHAN_BUCHANG2 | LLANO | HYDRO | SOUTH | 1938 | 18.3 | 16 | 16 | 16 | 16 | 16 | 16 | 16 | 16 | 16 | 16
396 | BUCHANAN HYDRO 3 |  | BUCHAN_BUCHANG3 | LLANO | HYDRO | SOUTH | 1950 | 18.3 | 17 | 17 | 17 | 17 | 17 | 17 | 17 | 17 | 17 | 17
397 | DENISON DAM 1 |  | DNDAM_DENISOG1 | GRAYSON | HYDRO | NORTH | 1944 | 50.8 | 49.5 | 49.5 | 49.5 | 49.5 | 49.5 | 49.5 | 49.5 | 49.5 | 49.5 | 49.5
398 | DENISON DAM 2 |  | DNDAM_DENISOG2 | GRAYSON | HYDRO | NORTH | 1948 | 50.8 | 49.5 | 49.5 | 49.5 | 49.5 | 49.5 | 49.5 | 49.5 | 49.5 | 49.5 | 49.5
399 | EAGLE PASS HYDRO |  | EAGLE_HY_EAGLE_HY1 | MAVERICK | HYDRO | SOUTH | 2005 | 9.6 | 9.6 | 9.6 | 9.6 | 9.6 | 9.6 | 9.6 | 9.6 | 9.6 | 9.6 | 9.6
400 | FALCON HYDRO 1 |  | FALCON_FALCONG1 | STARR | HYDRO | SOUTH | 1954 | 10.5 | 12 | 12 | 12 | 12 | 12 | 12 | 12 | 12 | 12 | 12
401 | FALCON HYDRO 2 |  | FALCON_FALCONG2 | STARR | HYDRO | SOUTH | 1954 | 10.5 | 12 | 12 | 12 | 12 | 12 | 12 | 12 | 12 | 12 | 12
402 | FALCON HYDRO 3 |  | FALCON_FALCONG3 | STARR | HYDRO | SOUTH | 1954 | 10.5 | 12 | 12 | 12 | 12 | 12 | 12 | 12 | 12 | 12 | 12
403 | GRANITE SHOALS HYDRO 1 |  | WIRTZ_WIRTZ_G1 | BURNET | HYDRO | SOUTH | 1951 | 27 | 29 | 29 | 29 | 29 | 29 | 29 | 29 | 29 | 29 | 29
404 | GRANITE SHOALS HYDRO 2 |  | WIRTZ_WIRTZ_G2 | BURNET | HYDRO | SOUTH | 1951 | 27 | 29 | 29 | 29 | 29 | 29 | 29 | 29 | 29 | 29 | 29
405 | GUADALUPE BLANCO RIVER AUTH-CANYON |  | CANYHY_CANYHYG1 | COMAL | HYDRO | SOUTH | 1989 | 6 | 6 | 6 | 6 | 6 | 6 | 6 | 6 | 6 | 6 | 6
406 | INKS HYDRO 1 |  | INKSDA_INKS_G1 | LLANO | HYDRO | SOUTH | 1938 | 15 | 14 | 14 | 14 | 14 | 14 | 14 | 14 | 14 | 14 | 14
407 | MARBLE FALLS HYDRO 1 |  | MARBFA_MARBFAG1 | BURNET | HYDRO | SOUTH | 1951 | 19.8 | 21 | 21 | 21 | 21 | 21 | 21 | 21 | 21 | 21 | 21
408 | MARBLE FALLS HYDRO 2 |  | MARBFA_MARBFAG2 | BURNET | HYDRO | SOUTH | 1951 | 19.8 | 20 | 20 | 20 | 20 | 20 | 20 | 20 | 20 | 20 | 20
409 | MARSHALL FORD HYDRO 1 |  | MARSFO_MARSFOG1 | TRAVIS | HYDRO | SOUTH | 1941 | 36 | 36 | 36 | 36 | 36 | 36 | 36 | 36 | 36 | 36 | 36
410 | MARSHALL FORD HYDRO 2 |  | MARSFO_MARSFOG2 | TRAVIS | HYDRO | SOUTH | 1941 | 36 | 36 | 36 | 36 | 36 | 36 | 36 | 36 | 36 | 36 | 36
411 | MARSHALL FORD HYDRO 3 |  | MARSFO_MARSFOG3 | TRAVIS | HYDRO | SOUTH | 1941 | 36 | 36 | 36 | 36 | 36 | 36 | 36 | 36 | 36 | 36 | 36
412 | WHITNEY DAM HYDRO |  | WND_WHITNEY1 | BOSQUE | HYDRO | NORTH | 1953 | 21 | 22 | 22 | 22 | 22 | 22 | 22 | 22 | 22 | 22 | 22
413 | WHITNEY DAM HYDRO 2 |  | WND_WHITNEY2 | BOSQUE | HYDRO | NORTH | 1953 | 21 | 22 | 22 | 22 | 22 | 22 | 22 | 22 | 22 | 22 | 22
414 | Operational Capacity Total (Hydro) | [6 empty] | 549.6 | 557.4 | 557.4 | 557.4 | 557.4 | 557.4 | 557.4 | 557.4 | 557.4 | 557.4 | 557.4
415 | Hydro Capacity Contribution (Top 20 Hours) |  | HYDRO_CAP_CONT |  |  |  |  | 549.6 | 405 | 405 | 405 | 405 | 405 | 405 | 405 | 405 | 405 | 405
416
417 | Operational Hydro Resources, Settlement Only Distributed Generators (SODGs)
418 | ARLINGTON OUTLET HYDROELECTRIC FACILITY |  | DG_OAKHL_1UNIT | TARRANT | HYDRO | NORTH | 2014 | 1.4 | 1.4 | 1.4 | 1.4 | 1.4 | 1.4 | 1.4 | 1.4 | 1.4 | 1.4 | 1.4
419 | GUADALUPE BLANCO RIVER AUTH-LAKEWOOD TAP |  | DG_LKWDT_2UNITS | GONZALES | HYDRO | SOUTH | 1931 | 4.8 | 4.8 | 4.8 | 4.8 | 4.8 | 4.8 | 4.8 | 4.8 | 4.8 | 4.8 | 4.8
420 | GUADALUPE BLANCO RIVER AUTH-MCQUEENEY |  | DG_MCQUE_5UNITS | GUADALUPE | HYDRO | SOUTH | 1928 | 7.7 | 7.7 | 7.7 | 7.7 | 7.7 | 7.7 | 7.7 | 7.7 | 7.7 | 7.7 | 7.7
421 | GUADALUPE BLANCO RIVER AUTH-SCHUMANSVILLE |  | DG_SCHUM_2UNITS | GUADALUPE | HYDRO | SOUTH | 1928 | 3.6 | 3.6 | 3.6 | 3.6 | 3.6 | 3.6 | 3.6 | 3.6 | 3.6 | 3.6 | 3.6
422 | LEWISVILLE HYDRO-CITY OF GARLAND |  | DG_LWSVL_1UNIT | DENTON | HYDRO | NORTH | 1991 | 2.2 | 2.2 | 2.2 | 2.2 | 2.2 | 2.2 | 2.2 | 2.2 | 2.2 | 2.2 | 2.2
423 | Operational Hydro Resources Total, Settlement Only Distributed Generators (SODGs) | [6 empty] | 19.7 | 19.7 | 19.7 | 19.7 | 19.7 | 19.7 | 19.7 | 19.7 | 19.7 | 19.7 | 19.7
424 | Hydro SODG Capacity Contribution (Highest 20 Peak Load Hours) |  | DG_HYDRO_CAP_CONT |  |  |  |  | 19.7 | 14.3138 | 14.3138 | 14.3138 | 14.3138 | 14.3138 | 14.3138 | 14.3138 | 14.3138 | 14.3138 | 14.3138
425
426 | Operational Capacity Hydroelectric Unavailable due to Extended Outage or Derate |  | HYDRO_UNAVAIL |  |  |  |  | -6 | -4.3595 | -4.3595 | -4.3595 | -4.3595 | -4.3595 | -4.3595 | -4.3595 | -4.3595 | -4.3595 | -4.3595
427 | Operational Capacity Hydroelectric Total |  | HYDRO_OPERATIONAL |  |  |  |  | 563.3 | 414.9543 | 414.9543 | 414.9543 | 414.9543 | 414.9543 | 414.9543 | 414.9543 | 414.9543 | 414.9543 | 414.9543
428
429 | Operational Resources (Switchable)
430 | ANTELOPE IC 1 |  | AEEC_ANTLP_1 | HALE | GAS-IC | PANHANDLE | 2016 | 56.04 | 56 | 56 | 56 | 56 | 56 | 56 | 56 | 56 | 56 | 56
431 | ANTELOPE IC 2 |  | AEEC_ANTLP_2 | HALE | GAS-IC | PANHANDLE | 2016 | 56.04 | 56 | 56 | 56 | 56 | 56 | 56 | 56 | 56 | 56 | 56
432 | ANTELOPE IC 3 |  | AEEC_ANTLP_3 | HALE | GAS-IC | PANHANDLE | 2016 | 56.04 | 56 | 56 | 56 | 56 | 56 | 56 | 56 | 56 | 56 | 56
433 | ELK STATION CTG 1 |  | AEEC_ELK_1 | HALE | GAS-GT | PANHANDLE | 2016 | 202 | 200 | 200 | 200 | 200 | 200 | 200 | 200 | 200 | 200 | 200
434 | ELK STATION CTG 2 |  | AEEC_ELK_2 | HALE | GAS-GT | PANHANDLE | 2016 | 202 | 200 | 200 | 200 | 200 | 200 | 200 | 200 | 200 | 200 | 200
435 | TENASKA FRONTIER STATION CTG 1 |  | FTR_FTR_G1 | GRIMES | GAS-CC | NORTH | 2000 | 185 | 180 | 180 | 180 | 180 | 180 | 180 | 180 | 180 | 180 | 180
436 | TENASKA FRONTIER STATION CTG 2 |  | FTR_FTR_G2 | GRIMES | GAS-CC | NORTH | 2000 | 185 | 180 | 180 | 180 | 180 | 180 | 180 | 180 | 180 | 180 | 180
437 | TENASKA FRONTIER STATION CTG 3 |  | FTR_FTR_G3 | GRIMES | GAS-CC | NORTH | 2000 | 185 | 180 | 180 | 180 | 180 | 180 | 180 | 180 | 180 | 180 | 180
438 | TENASKA FRONTIER STATION STG 4 |  | FTR_FTR_G4 | GRIMES | GAS-CC | NORTH | 2000 | 400 | 400 | 400 | 400 | 400 | 400 | 400 | 400 | 400 | 400 | 400
439 | TENASKA GATEWAY STATION CTG 1 |  | TGCCS_CT1 | RUSK | GAS-CC | NORTH | 2001 | 179 | 162 | 162 | 162 | 162 | 162 | 162 | 162 | 162 | 162 | 162
440 | TENASKA GATEWAY STATION CTG 2 |  | TGCCS_CT2 | RUSK | GAS-CC | NORTH | 2001 | 179 | 179 | 179 | 179 | 179 | 179 | 179 | 179 | 179 | 179 | 179
441 | TENASKA GATEWAY STATION CTG 3 |  | TGCCS_CT3 | RUSK | GAS-CC | NORTH | 2001 | 179 | 178 | 178 | 178 | 178 | 178 | 178 | 178 | 178 | 178 | 178
442 | TENASKA GATEWAY STATION STG 4 |  | TGCCS_UNIT4 | RUSK | GAS-CC | NORTH | 2001 | 400 | 389 | 389 | 389 | 389 | 389 | 389 | 389 | 389 | 389 | 389
443 | TENASKA KIAMICHI STATION 1CT101 |  | KMCHI_1CT101 | FANNIN | GAS-CC | NORTH | 2003 | 185 | 185 | 185 | 185 | 185 | 185 | 185 | 185 | 185 | 185 | 185
444 | TENASKA KIAMICHI STATION 1CT201 |  | KMCHI_1CT201 | FANNIN | GAS-CC | NORTH | 2003 | 185 | 185 | 185 | 185 | 185 | 185 | 185 | 185 | 185 | 185 | 185
445 | TENASKA KIAMICHI STATION 1ST |  | KMCHI_1ST | FANNIN | GAS-CC | NORTH | 2003 | 318 | 330 | 330 | 330 | 330 | 330 | 330 | 330 | 330 | 330 | 330
446 | TENASKA KIAMICHI STATION 2CT101 |  | KMCHI_2CT101 | FANNIN | GAS-CC | NORTH | 2003 | 185 | 185 | 185 | 185 | 185 | 185 | 185 | 185 | 185 | 185 | 185
447 | TENASKA KIAMICHI STATION 2CT201 |  | KMCHI_2CT201 | FANNIN | GAS-CC | NORTH | 2003 | 185 | 185 | 185 | 185 | 185 | 185 | 185 | 185 | 185 | 185 | 185
448 | TENASKA KIAMICHI STATION 2ST |  | KMCHI_2ST | FANNIN | GAS-CC | NORTH | 2003 | 318 | 330 | 330 | 330 | 330 | 330 | 330 | 330 | 330 | 330 | 330
449 | Switchable Capacity Total | [6 empty] | 3840.12 | 3816 | 3816 | 3816 | 3816 | 3816 | 3816 | 3816 | 3816 | 3816 | 3816
450
451 | Switchable Capacity Unavailable to ERCOT
452 | ANTELOPE IC 1 |  | AEEC_ANTLP_1_UNAVAIL | HALE | GAS-IC | PANHANDLE | 2017 | 0 | 0 | 0 | 0 | 0 | 0 | 0 | 0 | 0 | 0 | 0
453 | ANTELOPE IC 2 |  | AEEC_ANTLP_2_UNAVAIL | HALE | GAS-IC | PANHANDLE | 2017 | 0 | 0 | 0 | 0 | 0 | 0 | 0 | 0 | 0 | 0 | 0
454 | ANTELOPE IC 3 |  | AEEC_ANTLP_3_UNAVAIL | HALE | GAS-IC | PANHANDLE | 2017 | 0 | 0 | 0 | 0 | 0 | 0 | 0 | 0 | 0 | 0 | 0
455 | ELK STATION CTG 1 |  | AEEC_ELK_1_UNAVAIL | HALE | GAS-GT | PANHANDLE | 2017 | 0 | 0 | 0 | 0 | 0 | 0 | 0 | 0 | 0 | 0 | 0
456 | ELK STATION CTG 2 |  | AEEC_ELK_2_UNAVAIL | HALE | GAS-GT | PANHANDLE | 2017 | 0 | 0 | 0 | 0 | 0 | 0 | 0 | 0 | 0 | 0 | 0
457 | Switchable Capacity Unavailable to ERCOT Total | [6 empty] | 0 | 0 | 0 | 0 | 0 | 0 | 0 | 0 | 0 | 0 | 0
458
459 | Available Mothball Capacity based on Owner's Return Probability |  | MOTH_AVAIL |  |  |  |  | 470 | 405 | 405 | 405 | 405 | 405 | 405 | 405 | 405 | 405 | 405
460
461 | Private-Use Network Capacity Contribution (Top 20 Hours) |  | PUN_CAP_CONT |  | GAS |  |  | 11249 | 4744 | 4744 | 4744 | 4744 | 4744 | 4744 | 4744 | 4744 | 4744 | 4744
462 | Private-Use Network Forecast Adjustment (per Protocol 10.3.2.4) |  | PUN_CAP_ADJUST |  | GAS |  |  |  | -145 | -145 | -145 | -145 | -150 | -150 | -150 | -150 | -150 | -150
463
464 | Operational Resources (Wind)
465 | WESTERN TRAIL WIND (AJAX WIND) |  | AJAXWIND_UNIT1 | WILBARGER | WIND-O | WEST | 2022 | 225.6 | 225.6 | 225.6 | 225.6 | 225.6 | 225.6 | 225.6 | 225.6 | 225.6 | 225.6 | 225.6
466 | WESTERN TRAIL WIND (AJAX WIND) U2 |  | AJAXWIND_UNIT2 | WILBARGER | WIND-O | WEST | 2022 | 141 | 141 | 141 | 141 | 141 | 141 | 141 | 141 | 141 | 141 | 141
467 | AMADEUS WIND 1 U1 |  | AMADEUS1_UNIT1 | FISHER | WIND-O | WEST | 2022 | 36.7 | 36.7 | 36.7 | 36.7 | 36.7 | 36.7 | 36.7 | 36.7 | 36.7 | 36.7 | 36.7
468 | AMADEUS WIND 1 U2 |  | AMADEUS1_UNIT2 | FISHER | WIND-O | WEST | 2022 | 35.8 | 35.8 | 35.8 | 35.8 | 35.8 | 35.8 | 35.8 | 35.8 | 35.8 | 35.8 | 35.8
469 | AMADEUS WIND 2 U1 |  | AMADEUS2_UNIT3 | FISHER | WIND-O | WEST | 2022 | 177.7 | 177.7 | 177.7 | 177.7 | 177.7 | 177.7 | 177.7 | 177.7 | 177.7 | 177.7 | 177.7
470 | ANACACHO WIND |  | ANACACHO_ANA | KINNEY | WIND-O | SOUTH | 2022 | 99.83 | 99.8 | 99.8 | 99.8 | 99.8 | 99.8 | 99.8 | 99.8 | 99.8 | 99.8 | 99.8
471 | AVIATOR WIND U1 |  | AVIATOR_UNIT1 | COKE | WIND-O | WEST | 2022 | 180.12 | 180.1 | 180.1 | 180.1 | 180.1 | 180.1 | 180.1 | 180.1 | 180.1 | 180.1 | 180.1
472 | AVIATOR WIND U2 |  | AVIATOR_UNIT2 | COKE | WIND-O | WEST | 2022 | 145.64 | 145.6 | 145.6 | 145.6 | 145.6 | 145.6 | 145.6 | 145.6 | 145.6 | 145.6 | 145.6
473 | AVIATOR WIND U3 |  | DEWOLF_UNIT1 | COKE | WIND-O | WEST | 2022 | 199.26 | 199.3 | 199.3 | 199.3 | 199.3 | 199.3 | 199.3 | 199.3 | 199.3 | 199.3 | 199.3
474 | BAFFIN WIND UNIT1 |  | BAFFIN_UNIT1 | KENEDY | WIND-C | COASTAL | 2022 | 100 | 100 | 100 | 100 | 100 | 100 | 100 | 100 | 100 | 100 | 100
475 | BAFFIN WIND UNIT2 |  | BAFFIN_UNIT2 | KENEDY | WIND-C | COASTAL | 2022 | 102 | 102 | 102 | 102 | 102 | 102 | 102 | 102 | 102 | 102 | 102
476 | BARROW RANCH (JUMBO HILL WIND) 1 |  | BARROW_UNIT1 | ANDREWS | WIND-O | WEST | 2022 | 90.2 | 90.2 | 90.2 | 90.2 | 90.2 | 90.2 | 90.2 | 90.2 | 90.2 | 90.2 | 90.2
477 | BARROW RANCH (JUMBO HILL WIND) 2 |  | BARROW_UNIT2 | ANDREWS | WIND-O | WEST | 2022 | 70.5 | 70.5 | 70.5 | 70.5 | 70.5 | 70.5 | 70.5 | 70.5 | 70.5 | 70.5 | 70.5
478 | BARTON CHAPEL WIND |  | BRTSW_BCW1 | JACK | WIND-O | NORTH | 2022 | 120 | 120 | 120 | 120 | 120 | 120 | 120 | 120 | 120 | 120 | 120
479 | BLUE SUMMIT WIND 1 A | 22INR0550 | BLSUMMIT_BLSMT1_5 | WILBARGER | WIND-O | WEST | 2022 | 9 | 8.8 | 8.8 | 8.8 | 8.8 | 8.8 | 8.8 | 8.8 | 8.8 | 8.8 | 8.8
480 | BLUE SUMMIT WIND 1 B | 22INR0550 | BLSUMMIT_BLSMT1_6 | WILBARGER | WIND-O | WEST | 2022 | 126.4 | 124.3 | 124.3 | 124.3 | 124.3 | 124.3 | 124.3 | 124.3 | 124.3 | 124.3 | 124.3
481 | BLUE SUMMIT WIND 2 A |  | BLSUMMIT_UNIT2_25 | WILBARGER | WIND-O | WEST | 2022 | 92.5 | 89.7 | 89.7 | 89.7 | 89.7 | 89.7 | 89.7 | 89.7 | 89.7 | 89.7 | 89.7
482 | BLUE SUMMIT WIND 2 B |  | BLSUMMIT_UNIT2_17 | WILBARGER | WIND-O | WEST | 2022 | 6.86 | 6.7 | 6.7 | 6.7 | 6.7 | 6.7 | 6.7 | 6.7 | 6.7 | 6.7 | 6.7
483 | BLUE SUMMIT WIND 3 A |  | BLSUMIT3_UNIT_17 | WILBARGER | WIND-O | WEST | 2022 | 13.7 | 13.4 | 13.4 | 13.4 | 13.4 | 13.4 | 13.4 | 13.4 | 13.4 | 13.4 | 13.4
484 | BLUE SUMMIT WIND 3 B |  | BLSUMIT3_UNIT_25 | WILBARGER | WIND-O | WEST | 2022 | 186.5 | 182.4 | 182.4 | 182.4 | 182.4 | 182.4 | 182.4 | 182.4 | 182.4 | 182.4 | 182.4
485 | BOBCAT BLUFF WIND |  | BCATWIND_WIND_1 | ARCHER | WIND-O | WEST | 2022 | 162 | 162 | 162 | 162 | 162 | 162 | 162 | 162 | 162 | 162 | 162
486 | BRISCOE WIND |  | BRISCOE_WIND | BRISCOE | WIND-P | PANHANDLE | 2022 | 149.85 | 149.8 | 149.8 | 149.8 | 149.8 | 149.8 | 149.8 | 149.8 | 149.8 | 149.8 | 149.8
487 | BRUENNING'S BREEZE A |  | BBREEZE_UNIT1 | WILLACY | WIND-C | COASTAL | 2022 | 120 | 120 | 120 | 120 | 120 | 120 | 120 | 120 | 120 | 120 | 120
488 | BRUENNING'S BREEZE B |  | BBREEZE_UNIT2 | WILLACY | WIND-C | COASTAL | 2022 | 108 | 108 | 108 | 108 | 108 | 108 | 108 | 108 | 108 | 108 | 108
489 | BUCKTHORN WIND 1 A |  | BUCKTHRN_UNIT1 | ERATH | WIND-O | NORTH | 2022 | 44.9 | 44.9 | 44.9 | 44.9 | 44.9 | 44.9 | 44.9 | 44.9 | 44.9 | 44.9 | 44.9
490 | BUCKTHORN WIND 1 B |  | BUCKTHRN_UNIT2 | ERATH | WIND-O | NORTH | 2022 | 55.7 | 55.7 | 55.7 | 55.7 | 55.7 | 55.7 | 55.7 | 55.7 | 55.7 | 55.7 | 55.7
491 | BUFFALO GAP WIND 1 |  | BUFF_GAP_UNIT1 | TAYLOR | WIND-O | WEST | 2022 | 120.6 | 120.6 | 120.6 | 120.6 | 120.6 | 120.6 | 120.6 | 120.6 | 120.6 | 120.6 | 120.6
492 | BUFFALO GAP WIND 2_1 |  | BUFF_GAP_UNIT2_1 | TAYLOR | WIND-O | WEST | 2022 | 115.5 | 115.5 | 115.5 | 115.5 | 115.5 | 115.5 | 115.5 | 115.5 | 115.5 | 115.5 | 115.5
493 | BUFFALO GAP WIND 2_2 |  | BUFF_GAP_UNIT2_2 | TAYLOR | WIND-O | WEST | 2022 | 117 | 117 | 117 | 117 | 117 | 117 | 117 | 117 | 117 | 117 | 117
494 | BUFFALO GAP WIND 3 |  | BUFF_GAP_UNIT3 | TAYLOR | WIND-O | WEST | 2022 | 170.2 | 170.2 | 170.2 | 170.2 | 170.2 | 170.2 | 170.2 | 170.2 | 170.2 | 170.2 | 170.2
495 | BULL CREEK WIND U1 |  | BULLCRK_WND1 | BORDEN | WIND-O | WEST | 2022 | 89 | 88 | 88 | 88 | 88 | 88 | 88 | 88 | 88 | 88 | 88
496 | BULL CREEK WIND U2 |  | BULLCRK_WND2 | BORDEN | WIND-O | WEST | 2022 | 91 | 90 | 90 | 90 | 90 | 90 | 90 | 90 | 90 | 90 | 90
497 | CABEZON WIND (RIO BRAVO I WIND) 1 A |  | CABEZON_WIND1 | STARR | WIND-O | SOUTH | 2022 | 115.2 | 115.2 | 115.2 | 115.2 | 115.2 | 115.2 | 115.2 | 115.2 | 115.2 | 115.2 | 115.2
498 | CABEZON WIND (RIO BRAVO I WIND) 1 B |  | CABEZON_WIND2 | STARR | WIND-O | SOUTH | 2022 | 122.4 | 122.4 | 122.4 | 122.4 | 122.4 | 122.4 | 122.4 | 122.4 | 122.4 | 122.4 | 122.4
499 | CALLAHAN WIND |  | CALLAHAN_WND1 | CALLAHAN | WIND-O | WEST | 2022 | 123.1 | 123.1 | 123.1 | 123.1 | 123.1 | 123.1 | 123.1 | 123.1 | 123.1 | 123.1 | 123.1
500 | CAMERON COUNTY WIND |  | CAMWIND_UNIT1 | CAMERON | WIND-C | COASTAL | 2022 | 165 | 165 | 165 | 165 | 165 | 165 | 165 | 165 | 165 | 165 | 165
501 | CAMP SPRINGS WIND 1 |  | CSEC_CSECG1 | SCURRY | WIND-O | WEST | 2022 | 134.42 | 130.5 | 130.5 | 130.5 | 130.5 | 130.5 | 130.5 | 130.5 | 130.5 | 130.5 | 130.5
502 | CAMP SPRINGS WIND 2 |  | CSEC_CSECG2 | SCURRY | WIND-O | WEST | 2022 | 123.6 | 120 | 120 | 120 | 120 | 120 | 120 | 120 | 120 | 120 | 120
503 | CANADIAN BREAKS WIND |  | CN_BRKS_UNIT_1 | OLDHAM | WIND-P | PANHANDLE | 2022 | 210.1 | 210.1 | 210.1 | 210.1 | 210.1 | 210.1 | 210.1 | 210.1 | 210.1 | 210.1 | 210.1
504 | CAPRICORN RIDGE WIND 1 | 17INR0054 | CAPRIDGE_CR1 | STERLING | WIND-O | WEST | 2022 | 231.7 | 231.7 | 231.7 | 231.7 | 231.7 | 231.7 | 231.7 | 231.7 | 231.7 | 231.7 | 231.7
505 | CAPRICORN RIDGE WIND 2 | 17INR0054 | CAPRIDGE_CR2 | STERLING | WIND-O | WEST | 2022 | 149.5 | 149.5 | 149.5 | 149.5 | 149.5 | 149.5 | 149.5 | 149.5 | 149.5 | 149.5 | 149.5
506 | CAPRICORN RIDGE WIND 3 | 17INR0054 | CAPRIDGE_CR3 | STERLING | WIND-O | WEST | 2022 | 200.9 | 200.9 | 200.9 | 200.9 | 200.9 | 200.9 | 200.9 | 200.9 | 200.9 | 200.9 | 200.9
507 | CAPRICORN RIDGE WIND 4 | 17INR0061 | CAPRIDG4_CR4 | STERLING | WIND-O | WEST | 2022 | 121.5 | 121.5 | 121.5 | 121.5 | 121.5 | 121.5 | 121.5 | 121.5 | 121.5 | 121.5 | 121.5
508 | CEDRO HILL WIND 1 |  | CEDROHIL_CHW1 | WEBB | WIND-O | SOUTH | 2022 | 75 | 75 | 75 | 75 | 75 | 75 | 75 | 75 | 75 | 75 | 75
509 | CEDRO HILL WIND 2 |  | CEDROHIL_CHW2 | WEBB | WIND-O | SOUTH | 2022 | 75 | 75 | 75 | 75 | 75 | 75 | 75 | 75 | 75 | 75 | 75
510 | CHALUPA WIND |  | CHALUPA_UNIT1 | CAMERON | WIND-C | COASTAL | 2022 | 173.25 | 173.3 | 173.3 | 173.3 | 173.3 | 173.3 | 173.3 | 173.3 | 173.3 | 173.3 | 173.3
511 | CHAMPION WIND |  | CHAMPION_UNIT1 | NOLAN | WIND-O | WEST | 2022 | 126.5 | 126.5 | 126.5 | 126.5 | 126.5 | 126.5 | 126.5 | 126.5 | 126.5 | 126.5 | 126.5
512 | CHAPMAN RANCH WIND IA (SANTA CRUZ) |  | SANTACRU_UNIT1 | NUECES | WIND-C | COASTAL | 2022 | 150.6 | 150.6 | 150.6 | 150.6 | 150.6 | 150.6 | 150.6 | 150.6 | 150.6 | 150.6 | 150.6
513 | CHAPMAN RANCH WIND IB (SANTA CRUZ) |  | SANTACRU_UNIT2 | NUECES | WIND-C | COASTAL | 2022 | 98.4 | 98.4 | 98.4 | 98.4 | 98.4 | 98.4 | 98.4 | 98.4 | 98.4 | 98.4 | 98.4
514 | COTTON PLAINS WIND |  | COTPLNS_COTTONPL | FLOYD | WIND-P | PANHANDLE | 2022 | 50.4 | 50.4 | 50.4 | 50.4 | 50.4 | 50.4 | 50.4 | 50.4 | 50.4 | 50.4 | 50.4
515 | CRANELL WIND |  | CRANELL_UNIT1 | REFUGIO | WIND-C | COASTAL | 2022 | 220 | 220 | 220 | 220 | 220 | 220 | 220 | 220 | 220 | 220 | 220
516 | DERMOTT WIND 1_1 |  | DERMOTT_UNIT1 | SCURRY | WIND-O | WEST | 2022 | 126.5 | 126.5 | 126.5 | 126.5 | 126.5 | 126.5 | 126.5 | 126.5 | 126.5 | 126.5 | 126.5
517 | DERMOTT WIND 1_2 |  | DERMOTT_UNIT2 | SCURRY | WIND-O | WEST | 2022 | 126.5 | 126.5 | 126.5 | 126.5 | 126.5 | 126.5 | 126.5 | 126.5 | 126.5 | 126.5 | 126.5
518 | DESERT SKY WIND 1 A |  | DSKYWND1_UNIT_1A | PECOS | WIND-O | WEST | 2022 | 65.79 | 64.5 | 64.5 | 64.5 | 64.5 | 64.5 | 64.5 | 64.5 | 64.5 | 64.5 | 64.5
519 | DESERT SKY WIND 2 A |  | DSKYWND1_UNIT_1B | PECOS | WIND-O | WEST | 2022 | 23.93 | 23.4 | 23.4 | 23.4 | 23.4 | 23.4 | 23.4 | 23.4 | 23.4 | 23.4 | 23.4
520 | DESERT SKY WIND 1 B |  | DSKYWND2_UNIT_2A | PECOS | WIND-O | WEST | 2022 | 65.79 | 64.5 | 64.5 | 64.5 | 64.5 | 64.5 | 64.5 | 64.5 | 64.5 | 64.5 | 64.5
521 | DESERT SKY WIND 2 B |  | DSKYWND2_UNIT_2B | PECOS | WIND-O | WEST | 2022 | 14.74 | 14.4 | 14.4 | 14.4 | 14.4 | 14.4 | 14.4 | 14.4 | 14.4 | 14.4 | 14.4
522 | DOUG COLBECK'S CORNER (CONWAY) A |  | GRANDVW1_COLA | CARSON | WIND-P | PANHANDLE | 2022 | 100.24 | 100.2 | 100.2 | 100.2 | 100.2 | 100.2 | 100.2 | 100.2 | 100.2 | 100.2 | 100.2
523 | DOUG COLBECK'S CORNER (CONWAY) B |  | GRANDVW1_COLB | CARSON | WIND-P | PANHANDLE | 2022 | 100.24 | 100.2 | 100.2 | 100.2 | 100.2 | 100.2 | 100.2 | 100.2 | 100.2 | 100.2 | 100.2
524 | EAST RAYMOND WIND (EL RAYO) U1 |  | EL_RAYO_UNIT1 | WILLACY | WIND-C | COASTAL | 2022 | 101.2 | 98 | 98 | 98 | 98 | 98 | 98 | 98 | 98 | 98 | 98
525 | EAST RAYMOND WIND (EL RAYO) U2 |  | EL_RAYO_UNIT2 | WILLACY | WIND-C | COASTAL | 2022 | 99 | 96 | 96 | 96 | 96 | 96 | 96 | 96 | 96 | 96 | 96
526 | ELBOW CREEK WIND |  | ELB_ELBCREEK | HOWARD | WIND-O | WEST | 2022 | 121.9 | 121.9 | 121.9 | 121.9 | 121.9 | 121.9 | 121.9 | 121.9 | 121.9 | 121.9 | 121.9
527 | ELECTRA WIND 1 |  | DIGBY_UNIT1 | WILBARGER | WIND-O | WEST | 2022 | 101.31 | 98.9 | 98.9 | 98.9 | 98.9 | 98.9 | 98.9 | 98.9 | 98.9 | 98.9 | 98.9
528 | ELECTRA WIND 2 |  | DIGBY_UNIT2 | WILBARGER | WIND-O | WEST | 2022 | 134.29 | 131.1 | 131.1 | 131.1 | 131.1 | 131.1 | 131.1 | 131.1 | 131.1 | 131.1 | 131.1
529 | ESPIRITU WIND |  | CHALUPA_UNIT2 | CAMERON | WIND-C | COASTAL | 2022 | 25.2 | 25.2 | 25.2 | 25.2 | 25.2 | 25.2 | 25.2 | 25.2 | 25.2 | 25.2 | 25.2
530 | FLAT TOP WIND I |  | FTWIND_UNIT_1 | MILLS | WIND-O | NORTH | 2022 | 200 | 200 | 200 | 200 | 200 | 200 | 200 | 200 | 200 | 200 | 200
531 | FLUVANNA RENEWABLE 1 A |  | FLUVANNA_UNIT1 | SCURRY | WIND-O | WEST | 2022 | 79.8 | 79.8 | 79.8 | 79.8 | 79.8 | 79.8 | 79.8 | 79.8 | 79.8 | 79.8 | 79.8
532 | FLUVANNA RENEWABLE 1 B |  | FLUVANNA_UNIT2 | SCURRY | WIND-O | WEST | 2022 | 75.6 | 75.6 | 75.6 | 75.6 | 75.6 | 75.6 | 75.6 | 75.6 | 75.6 | 75.6 | 75.6
533 | FOARD CITY WIND 1 A |  | FOARDCTY_UNIT1 | FOARD | WIND-O | WEST | 2022 | 186.48 | 186.5 | 186.5 | 186.5 | 186.5 | 186.5 | 186.5 | 186.5 | 186.5 | 186.5 | 186.5
534 | FOARD CITY WIND 1 B |  | FOARDCTY_UNIT2 | FOARD | WIND-O | WEST | 2022 | 163.8 | 163.8 | 163.8 | 163.8 | 163.8 | 163.8 | 163.8 | 163.8 | 163.8 | 163.8 | 163.8
535 | FOREST CREEK WIND |  | MCDLD_FCW1 | GLASSCOCK | WIND-O | WEST | 2022 | 124.2 | 124.2 | 124.2 | 124.2 | 124.2 | 124.2 | 124.2 | 124.2 | 124.2 | 124.2 | 124.2
536 | GOAT WIND |  | GOAT_GOATWIND | STERLING | WIND-O | WEST | 2022 | 80 | 80 | 80 | 80 | 80 | 80 | 80 | 80 | 80 | 80 | 80
537 | GOAT WIND 2 |  | GOAT_GOATWIN2 | STERLING | WIND-O | WEST | 2022 | 69.6 | 69.6 | 69.6 | 69.6 | 69.6 | 69.6 | 69.6 | 69.6 | 69.6 | 69.6 | 69.6
538 | GOLDTHWAITE WIND 1 |  | GWEC_GWEC_G1 | MILLS | WIND-O | NORTH | 2022 | 148.6 | 148.6 | 148.6 | 148.6 | 148.6 | 148.6 | 148.6 | 148.6 | 148.6 | 148.6 | 148.6
539 | GOPHER CREEK WIND 1 |  | GOPHER_UNIT1 | BORDEN | WIND-O | WEST | 2022 | 82 | 82 | 82 | 82 | 82 | 82 | 82 | 82 | 82 | 82 | 82
540 | GOPHER CREEK WIND 2 |  | GOPHER_UNIT2 | BORDEN | WIND-O | WEST | 2022 | 76 | 76 | 76 | 76 | 76 | 76 | 76 | 76 | 76 | 76 | 76
541 | GRANDVIEW WIND 1 (CONWAY) GV1A |  | GRANDVW1_GV1A | CARSON | WIND-P | PANHANDLE | 2022 | 107.4 | 107.4 | 107.4 | 107.4 | 107.4 | 107.4 | 107.4 | 107.4 | 107.4 | 107.4 | 107.4
542 | GRANDVIEW WIND 1 (CONWAY) GV1B |  | GRANDVW1_GV1B | CARSON | WIND-P | PANHANDLE | 2022 | 103.8 | 103.8 | 103.8 | 103.8 | 103.8 | 103.8 | 103.8 | 103.8 | 103.8 | 103.8 | 103.8
543 | GREEN MOUNTAIN WIND (BRAZOS) U1 | 21INR0532 | BRAZ_WND_WND1 | SCURRY | WIND-O | WEST | 2022 | 99 | 99 | 99 | 99 | 99 | 99 | 99 | 99 | 99 | 99 | 99
544 | GREEN MOUNTAIN WIND (BRAZOS) U2 | 21INR0532 | BRAZ_WND_WND2 | SCURRY | WIND-O | WEST | 2022 | 61 | 61 | 61 | 61 | 61 | 61 | 61 | 61 | 61 | 61 | 61
545 | GREEN PASTURES WIND I |  | GPASTURE_WIND_I | BAYLOR | WIND-O | WEST | 2022 | 150 | 150 | 150 | 150 | 150 | 150 | 150 | 150 | 150 | 150 | 150
546 | GRIFFIN TRAIL WIND U1 |  | GRIF_TRL_UNIT1 | KNOX | WIND-O | WEST | 2022 | 98.7 | 98.7 | 98.7 | 98.7 | 98.7 | 98.7 | 98.7 | 98.7 | 98.7 | 98.7 | 98.7
547 | GRIFFIN TRAIL WIND U2 |  | GRIF_TRL_UNIT2 | KNOX | WIND-O | WEST | 2022 | 126.9 | 126.9 | 126.9 | 126.9 | 126.9 | 126.9 | 126.9 | 126.9 | 126.9 | 126.9 | 126.9
548 | GULF WIND I |  | TGW_T1 | KENEDY | WIND-C | COASTAL | 2022 | 141.6 | 141.6 | 141.6 | 141.6 | 141.6 | 141.6 | 141.6 | 141.6 | 141.6 | 141.6 | 141.6
549 | GULF WIND II |  | TGW_T2 | KENEDY | WIND-C | COASTAL | 2022 | 141.6 | 141.6 | 141.6 | 141.6 | 141.6 | 141.6 | 141.6 | 141.6 | 141.6 | 141.6 | 141.6
550 | GUNSIGHT MOUNTAIN WIND |  | GUNMTN_G1 | HOWARD | WIND-O | WEST | 2022 | 119.93 | 119.9 | 119.9 | 119.9 | 119.9 | 119.9 | 119.9 | 119.9 | 119.9 | 119.9 | 119.9
551 | HACKBERRY WIND |  | HWF_HWFG1 | SHACKELFORD | WIND-O | WEST | 2022 | 165.6 | 163.5 | 163.5 | 163.5 | 163.5 | 163.5 | 163.5 | 163.5 | 163.5 | 163.5 | 163.5
552 | HARBOR WIND |  | DG_NUECE_6UNITS | NUECES | WIND-C | COASTAL | 2022 | 9 | 9 | 9 | 9 | 9 | 9 | 9 | 9 | 9 | 9 | 9
553 | HEREFORD WIND G |  | HRFDWIND_WIND_G | DEAF SMITH | WIND-P | PANHANDLE | 2022 | 99.9 | 99.9 | 99.9 | 99.9 | 99.9 | 99.9 | 99.9 | 99.9 | 99.9 | 99.9 | 99.9
554 | HEREFORD WIND V |  | HRFDWIND_WIND_V | DEAF SMITH | WIND-P | PANHANDLE | 2022 | 100 | 100 | 100 | 100 | 100 | 100 | 100 | 100 | 100 | 100 | 100
555 | HICKMAN (SANTA RITA WIND) 1 |  | HICKMAN_G1 | REAGAN | WIND-O | WEST | 2022 | 152.5 | 152.5 | 152.5 | 152.5 | 152.5 | 152.5 | 152.5 | 152.5 | 152.5 | 152.5 | 152.5
556 | HICKMAN (SANTA RITA WIND) 2 |  | HICKMAN_G2 | REAGAN | WIND-O | WEST | 2022 | 147.5 | 147.5 | 147.5 | 147.5 | 147.5 | 147.5 | 147.5 | 147.5 | 147.5 | 147.5 | 147.5
557 | HIDALGO & STARR WIND 11 |  | MIRASOLE_MIR11 | HIDALGO | WIND-O | SOUTH | 2022 | 52 | 52 | 52 | 52 | 52 | 52 | 52 | 52 | 52 | 52 | 52
558 | HIDALGO & STARR WIND 12 |  | MIRASOLE_MIR12 | HIDALGO | WIND-O | SOUTH | 2022 | 98 | 98 | 98 | 98 | 98 | 98 | 98 | 98 | 98 | 98 | 98
559 | HIDALGO & STARR WIND 21 |  | MIRASOLE_MIR21 | HIDALGO | WIND-O | SOUTH | 2022 | 100 | 100 | 100 | 100 | 100 | 100 | 100 | 100 | 100 | 100 | 100
560 | HIDALGO II WIND |  | MIRASOLE_MIR13 | HIDALGO | WIND-O | SOUTH | 2022 | 50.4 | 50.4 | 50.4 | 50.4 | 50.4 | 50.4 | 50.4 | 50.4 | 50.4 | 50.4 | 50.4
561 | HIGH LONESOME W 1A |  | HI_LONE_WGR1A | CROCKETT | WIND-O | WEST | 2022 | 46 | 46 | 46 | 46 | 46 | 46 | 46 | 46 | 46 | 46 | 46
562 | HIGH LONESOME W 1B |  | HI_LONE_WGR1B | CROCKETT | WIND-O | WEST | 2022 | 51.9 | 52 | 52 | 52 | 52 | 52 | 52 | 52 | 52 | 52 | 52
563 | HIGH LONESOME W 1C |  | HI_LONE_WGR1C | CROCKETT | WIND-O | WEST | 2022 | 25.3 | 25.3 | 25.3 | 25.3 | 25.3 | 25.3 | 25.3 | 25.3 | 25.3 | 25.3 | 25.3
564 | HIGH LONESOME W 2 |  | HI_LONE_WGR2 | CROCKETT | WIND-O | WEST | 2022 | 122.4 | 122.5 | 122.5 | 122.5 | 122.5 | 122.5 | 122.5 | 122.5 | 122.5 | 122.5 | 122.5
565 | HIGH LONESOME W 2A |  | HI_LONE_WGR2A | CROCKETT | WIND-O | WEST | 2022 | 25.3 | 25.3 | 25.3 | 25.3 | 25.3 | 25.3 | 25.3 | 25.3 | 25.3 | 25.3 | 25.3
566 | HIGH LONESOME W 3 |  | HI_LONE_WGR3 | CROCKETT | WIND-O | WEST | 2022 | 127.5 | 127.6 | 127.6 | 127.6 | 127.6 | 127.6 | 127.6 | 127.6 | 127.6 | 127.6 | 127.6
567 | HIGH LONESOME W 4 |  | HI_LONE_WGR4 | CROCKETT | WIND-O | WEST | 2022 | 101.5 | 101.6 | 101.6 | 101.6 | 101.6 | 101.6 | 101.6 | 101.6 | 101.6 | 101.6 | 101.6
568 | HORSE CREEK WIND 1 |  | HORSECRK_UNIT1 | HASKELL | WIND-O | WEST | 2022 | 134.81 | 131.1 | 131.1 | 131.1 | 131.1 | 131.1 | 131.1 | 131.1 | 131.1 | 131.1 | 131.1
569 | HORSE CREEK WIND 2 |  | HORSECRK_UNIT2 | HASKELL | WIND-O | WEST | 2022 | 101.69 | 98.9 | 98.9 | 98.9 | 98.9 | 98.9 | 98.9 | 98.9 | 98.9 | 98.9 | 98.9
570 | HORSE HOLLOW WIND 1 | 17INR0052 | H_HOLLOW_WND1 | TAYLOR | WIND-O | WEST | 2022 | 230 | 230 | 230 | 230 | 230 | 230 | 230 | 230 | 230 | 230 | 230
571 | HORSE HOLLOW WIND 2 | 17INR0053 | HHOLLOW2_WIND1 | TAYLOR | WIND-O | WEST | 2022 | 184 | 184 | 184 | 184 | 184 | 184 | 184 | 184 | 184 | 184 | 184
572 | HORSE HOLLOW WIND 3 | 17INR0053 | HHOLLOW3_WND_1 | TAYLOR | WIND-O | WEST | 2022 | 241.4 | 241.4 | 241.4 | 241.4 | 241.4 | 241.4 | 241.4 | 241.4 | 241.4 | 241.4 | 241.4
573 | HORSE HOLLOW WIND 4 | 17INR0053 | HHOLLOW4_WND1 | TAYLOR | WIND-O | WEST | 2022 | 115 | 115 | 115 | 115 | 115 | 115 | 115 | 115 | 115 | 115 | 115
574 | INADALE WIND 1 |  | INDL_INADALE1 | NOLAN | WIND-O | WEST | 2022 | 95 | 95 | 95 | 95 | 95 | 95 | 95 | 95 | 95 | 95 | 95
575 | INADALE WIND 2 |  | INDL_INADALE2 | NOLAN | WIND-O | WEST | 2022 | 102 | 102 | 102 | 102 | 102 | 102 | 102 | 102 | 102 | 102 | 102
576 | INDIAN MESA WIND |  | INDNNWP_INDNNWP2 | PECOS | WIND-O | WEST | 2022 | 91.8 | 91.8 | 91.8 | 91.8 | 91.8 | 91.8 | 91.8 | 91.8 | 91.8 | 91.8 | 91.8
577 | JAVELINA I WIND 18 |  | BORDAS_JAVEL18 | WEBB | WIND-O | SOUTH | 2022 | 19.69 | 19.7 | 19.7 | 19.7 | 19.7 | 19.7 | 19.7 | 19.7 | 19.7 | 19.7 | 19.7
578 | JAVELINA I WIND 20 |  | BORDAS_JAVEL20 | WEBB | WIND-O | SOUTH | 2022 | 230 | 230 | 230 | 230 | 230 | 230 | 230 | 230 | 230 | 230 | 230
579 | JAVELINA II WIND 1 |  | BORDAS2_JAVEL2_A | WEBB | WIND-O | SOUTH | 2022 | 96 | 96 | 96 | 96 | 96 | 96 | 96 | 96 | 96 | 96 | 96
580 | JAVELINA II WIND 2 |  | BORDAS2_JAVEL2_B | WEBB | WIND-O | SOUTH | 2022 | 74 | 74 | 74 | 74 | 74 | 74 | 74 | 74 | 74 | 74 | 74
581 | JAVELINA II WIND 3 |  | BORDAS2_JAVEL2_C | WEBB | WIND-O | SOUTH | 2022 | 30 | 30 | 30 | 30 | 30 | 30 | 30 | 30 | 30 | 30 | 30
582 | JUMBO ROAD WIND 1 |  | HRFDWIND_JRDWIND1 | DEAF SMITH | WIND-P | PANHANDLE | 2022 | 146.15 | 146.2 | 146.2 | 146.2 | 146.2 | 146.2 | 146.2 | 146.2 | 146.2 | 146.2 | 146.2
583 | JUMBO ROAD WIND 2 |  | HRFDWIND_JRDWIND2 | DEAF SMITH | WIND-P | PANHANDLE | 2022 | 153.55 | 153.6 | 153.6 | 153.6 | 153.6 | 153.6 | 153.6 | 153.6 | 153.6 | 153.6 | 153.6
584 | KARANKAWA WIND 1A |  | KARAKAW1_UNIT1 | SAN PATRICIO | WIND-C | COASTAL | 2022 | 103.32 | 103.3 | 103.3 | 103.3 | 103.3 | 103.3 | 103.3 | 103.3 | 103.3 | 103.3 | 103.3
585 | KARANKAWA WIND 1B |  | KARAKAW1_UNIT2 | SAN PATRICIO | WIND-C | COASTAL | 2022 | 103.32 | 103.3 | 103.3 | 103.3 | 103.3 | 103.3 | 103.3 | 103.3 | 103.3 | 103.3 | 103.3
586 | KARANKAWA WIND 2 |  | KARAKAW2_UNIT3 | SAN PATRICIO | WIND-C | COASTAL | 2022 | 100.42 | 100.4 | 100.4 | 100.4 | 100.4 | 100.4 | 100.4 | 100.4 | 100.4 | 100.4 | 100.4
587 | KEECHI WIND |  | KEECHI_U1 | JACK | WIND-O | NORTH | 2022 | 110 | 110 | 110 | 110 | 110 | 110 | 110 | 110 | 110 | 110 | 110
588 | LANGFORD WIND POWER |  | LGD_LANGFORD | TOM GREEN | WIND-O | WEST | 2022 | 159.96 | 160 | 160 | 160 | 160 | 160 | 160 | 160 | 160 | 160 | 160
589 | LOCKETT WIND FARM |  | LOCKETT_UNIT1 | WILBARGER | WIND-O | WEST | 2022 | 183.7 | 183.7 | 183.7 | 183.7 | 183.7 | 183.7 | 183.7 | 183.7 | 183.7 | 183.7 | 183.7
590 | LOGANS GAP WIND I U1 |  | LGW_UNIT1 | COMANCHE | WIND-O | NORTH | 2022 | 106.26 | 106.3 | 106.3 | 106.3 | 106.3 | 106.3 | 106.3 | 106.3 | 106.3 | 106.3 | 106.3
591 | LOGANS GAP WIND I U2 |  | LGW_UNIT2 | COMANCHE | WIND-O | NORTH | 2022 | 103.85 | 103.8 | 103.8 | 103.8 | 103.8 | 103.8 | 103.8 | 103.8 | 103.8 | 103.8 | 103.8
592 | LONE STAR WIND 1 (MESQUITE) |  | LNCRK_G83 | SHACKELFORD | WIND-O | WEST | 2022 | 194 | 194 | 194 | 194 | 194 | 194 | 194 | 194 | 194 | 194 | 194
593 | LONE STAR WIND 2 (POST OAK) U1 | 22INR0479 | LNCRK2_G871 | SHACKELFORD | WIND-O | WEST | 2022 | 98 | 98 | 98 | 98 | 98 | 98 | 98 | 98 | 98 | 98 | 98
594 | LONE STAR WIND 2 (POST OAK) U2 | 22INR0479 | LNCRK2_G872 | SHACKELFORD | WIND-O | WEST | 2022 | 100 | 100 | 100 | 100 | 100 | 100 | 100 | 100 | 100 | 100 | 100
595 | LONGHORN WIND NORTH U1 |  | LHORN_N_UNIT1 | FLOYD | WIND-P | PANHANDLE | 2022 | 100 | 100 | 100 | 100 | 100 | 100 | 100 | 100 | 100 | 100 | 100
596 | LONGHORN WIND NORTH U2 |  | LHORN_N_UNIT2 | FLOYD | WIND-P | PANHANDLE | 2022 | 100 | 100 | 100 | 100 | 100 | 100 | 100 | 100 | 100 | 100 | 100
597 | LORAINE WINDPARK I |  | LONEWOLF_G1 | MITCHELL | WIND-O | WEST | 2022 | 48 | 48 | 48 | 48 | 48 | 48 | 48 | 48 | 48 | 48 | 48
598 | LORAINE WINDPARK II |  | LONEWOLF_G2 | MITCHELL | WIND-O | WEST | 2022 | 51 | 51 | 51 | 51 | 51 | 51 | 51 | 51 | 51 | 51 | 51
599 | LORAINE WINDPARK III |  | LONEWOLF_G3 | MITCHELL | WIND-O | WEST | 2022 | 25.5 | 25.5 | 25.5 | 25.5 | 25.5 | 25.5 | 25.5 | 25.5 | 25.5 | 25.5 | 25.5
600 | LORAINE WINDPARK IV |  | LONEWOLF_G4 | MITCHELL | WIND-O | WEST | 2022 | 24 | 24 | 24 | 24 | 24 | 24 | 24 | 24 | 24 | 24 | 24
601 | LOS VIENTOS III WIND |  | LV3_UNIT_1 | STARR | WIND-O | SOUTH | 2022 | 200 | 200 | 200 | 200 | 200 | 200 | 200 | 200 | 200 | 200 | 200
602 | LOS VIENTOS IV WIND |  | LV4_UNIT_1 | STARR | WIND-O | SOUTH | 2022 | 200 | 200 | 200 | 200 | 200 | 200 | 200 | 200 | 200 | 200 | 200
603 | LOS VIENTOS V WIND |  | LV5_UNIT_1 | STARR | WIND-O | SOUTH | 2022 | 110 | 110 | 110 | 110 | 110 | 110 | 110 | 110 | 110 | 110 | 110
604 | LOS VIENTOS WIND I |  | LV1_LV1A | WILLACY | WIND-C | COASTAL | 2022 | 200.1 | 200.1 | 200.1 | 200.1 | 200.1 | 200.1 | 200.1 | 200.1 | 200.1 | 200.1 | 200.1
605 | LOS VIENTOS WIND II |  | LV2_LV2 | WILLACY | WIND-C | COASTAL | 2022 | 201.6 | 201.6 | 201.6 | 201.6 | 201.6 | 201.6 | 201.6 | 201.6 | 201.6 | 201.6 | 201.6
606 | MAGIC VALLEY WIND (REDFISH) 1A |  | REDFISH_MV1A | WILLACY | WIND-C | COASTAL | 2022 | 99.83 | 99.8 | 99.8 | 99.8 | 99.8 | 99.8 | 99.8 | 99.8 | 99.8 | 99.8 | 99.8
607 | MAGIC VALLEY WIND (REDFISH) 1B |  | REDFISH_MV1B | WILLACY | WIND-C | COASTAL | 2022 | 103.46 | 103.5 | 103.5 | 103.5 | 103.5 | 103.5 | 103.5 | 103.5 | 103.5 | 103.5 | 103.5
608 | MARIAH DEL NORTE 1 |  | MARIAH_NORTE1 | PARMER | WIND-P | PANHANDLE | 2022 | 115.2 | 115.2 | 115.2 | 115.2 | 115.2 | 115.2 | 115.2 | 115.2 | 115.2 | 115.2 | 115.2
609 | MARIAH DEL NORTE 2 |  | MARIAH_NORTE2 | PARMER | WIND-P | PANHANDLE | 2022 | 115.2 | 115.2 | 115.2 | 115.2 | 115.2 | 115.2 | 115.2 | 115.2 | 115.2 | 115.2 | 115.2
610 | MAVERICK CREEK WIND WEST U1 |  | MAVCRK_W_UNIT1 | CONCHO | WIND-O | WEST | 2022 | 201.6 | 201.6 | 201.6 | 201.6 | 201.6 | 201.6 | 201.6 | 201.6 | 201.6 | 201.6 | 201.6
611 | MAVERICK CREEK WIND WEST U2 |  | MAVCRK_W_UNIT2 | CONCHO | WIND-O | WEST | 2022 | 11.1 | 11.1 | 11.1 | 11.1 | 11.1 | 11.1 | 11.1 | 11.1 | 11.1 | 11.1 | 11.1
612 | MAVERICK CREEK WIND WEST U3 |  | MAVCRK_W_UNIT3 | CONCHO | WIND-O | WEST | 2022 | 33.6 | 33.6 | 33.6 | 33.6 | 33.6 | 33.6 | 33.6 | 33.6 | 33.6 | 33.6 | 33.6
613 | MAVERICK CREEK WIND WEST U4 |  | MAVCRK_W_UNIT4 | CONCHO | WIND-O | WEST | 2022 | 22.2 | 22.2 | 22.2 | 22.2 | 22.2 | 22.2 | 22.2 | 22.2 | 22.2 | 22.2 | 22.2
614 | MAVERICK CREEK WIND EAST U1 |  | MAVCRK_E_UNIT5 | CONCHO | WIND-O | WEST | 2022 | 71.4 | 71.4 | 71.4 | 71.4 | 71.4 | 71.4 | 71.4 | 71.4 | 71.4 | 71.4 | 71.4
615 | MAVERICK CREEK WIND EAST U2 |  | MAVCRK_E_UNIT6 | CONCHO | WIND-O | WEST | 2022 | 33.3 | 33.3 | 33.3 | 33.3 | 33.3 | 33.3 | 33.3 | 33.3 | 33.3 | 33.3 | 33.3
616 | MAVERICK CREEK WIND EAST U3 |  | MAVCRK_E_UNIT7 | CONCHO | WIND-O | WEST | 2022 | 22 | 22 | 22 | 22 | 22 | 22 | 22 | 22 | 22 | 22 | 22
617 | MAVERICK CREEK WIND EAST U4 |  | MAVCRK_E_UNIT8 | CONCHO | WIND-O | WEST | 2022 | 20 | 20 | 20 | 20 | 20 | 20 | 20 | 20 | 20 | 20 | 20
618 | MAVERICK CREEK WIND EAST U5 |  | MAVCRK_E_UNIT9 | CONCHO | WIND-O | WEST | 2022 | 76.8 | 76.8 | 76.8 | 76.8 | 76.8 | 76.8 | 76.8 | 76.8 | 76.8 | 76.8 | 76.8
619 | MCADOO WIND |  | MWEC_G1 | DICKENS | WIND-P | PANHANDLE | 2022 | 150 | 150 | 150 | 150 | 150 | 150 | 150 | 150 | 150 | 150 | 150
620 | MESQUITE CREEK WIND 1 |  | MESQCRK_WND1 | DAWSON | WIND-O | WEST | 2022 | 105.61 | 105.6 | 105.6 | 105.6 | 105.6 | 105.6 | 105.6 | 105.6 | 105.6 | 105.6 | 105.6
621 | MESQUITE CREEK WIND 2 |  | MESQCRK_WND2 | DAWSON | WIND-O | WEST | 2022 | 105.61 | 105.6 | 105.6 | 105.6 | 105.6 | 105.6 | 105.6 | 105.6 | 105.6 | 105.6 | 105.6
622 | MIAMI WIND G1 |  | MIAM1_G1 | GRAY | WIND-P | PANHANDLE | 2022 | 144.3 | 144.3 | 144.3 | 144.3 | 144.3 | 144.3 | 144.3 | 144.3 | 144.3 | 144.3 | 144.3
623 | MIAMI WIND G2 |  | MIAM1_G2 | GRAY | WIND-P | PANHANDLE | 2022 | 144.3 | 144.3 | 144.3 | 144.3 | 144.3 | 144.3 | 144.3 | 144.3 | 144.3 | 144.3 | 144.3
624 | MIDWAY WIND |  | MIDWIND_UNIT1 | SAN PATRICIO | WIND-C | COASTAL | 2022 | 162.8 | 162.8 | 162.8 | 162.8 | 162.8 | 162.8 | 162.8 | 162.8 | 162.8 | 162.8 | 162.8
625 | NIELS BOHR WIND A (BEARKAT WIND A) |  | NBOHR_UNIT1 | GLASSCOCK | WIND-O | WEST | 2022 | 196.6 | 196.6 | 196.6 | 196.6 | 196.6 | 196.6 | 196.6 | 196.6 | 196.6 | 196.6 | 196.6
626 | NOTREES WIND 1 |  | NWF_NWF1 | WINKLER | WIND-O | WEST | 2022 | 92.61 | 92.6 | 92.6 | 92.6 | 92.6 | 92.6 | 92.6 | 92.6 | 92.6 | 92.6 | 92.6
627 | NOTREES WIND 2 |  | NWF_NWF2 | WINKLER | WIND-O | WEST | 2022 | 60 | 60 | 60 | 60 | 60 | 60 | 60 | 60 | 60 | 60 | 60
628 | OCOTILLO WIND |  | OWF_OWF | HOWARD | WIND-O | WEST | 2022 | 58.8 | 58.8 | 58.8 | 58.8 | 58.8 | 58.8 | 58.8 | 58.8 | 58.8 | 58.8 | 58.8
629 | OLD SETTLER WIND |  | COTPLNS_OLDSETLR | FLOYD | WIND-P | PANHANDLE | 2022 | 151.2 | 151.2 | 151.2 | 151.2 | 151.2 | 151.2 | 151.2 | 151.2 | 151.2 | 151.2 | 151.2
630 | OVEJA WIND U1 |  | OVEJA_G1 | IRION | WIND-O | WEST | 2022 | 151.2 | 151.2 | 151.2 | 151.2 | 151.2 | 151.2 | 151.2 | 151.2 | 151.2 | 151.2 | 151.2
631 | OVEJA WIND U2 |  | OVEJA_G2 | IRION | WIND-O | WEST | 2022 | 151.2 | 151.2 | 151.2 | 151.2 | 151.2 | 151.2 | 151.2 | 151.2 | 151.2 | 151.2 | 151.2
632 | PALMAS ALTAS WIND |  | PALMWIND_UNIT1 | CAMERON | WIND-C | COASTAL | 2022 | 144.9 | 144.9 | 144.9 | 144.9 | 144.9 | 144.9 | 144.9 | 144.9 | 144.9 | 144.9 | 144.9
633 | PANHANDLE WIND 1 U1 |  | PH1_UNIT1 | CARSON | WIND-P | PANHANDLE | 2022 | 109.15 | 109.2 | 109.2 | 109.2 | 109.2 | 109.2 | 109.2 | 109.2 | 109.2 | 109.2 | 109.2
634 | PANHANDLE WIND 1 U2 |  | PH1_UNIT2 | CARSON | WIND-P | PANHANDLE | 2022 | 109.15 | 109.2 | 109.2 | 109.2 | 109.2 | 109.2 | 109.2 | 109.2 | 109.2 | 109.2 | 109.2
635 | PANHANDLE WIND 2 U1 |  | PH2_UNIT1 | CARSON | WIND-P | PANHANDLE | 2022 | 94.19 | 94.2 | 94.2 | 94.2 | 94.2 | 94.2 | 94.2 | 94.2 | 94.2 | 94.2 | 94.2
636 | PANHANDLE WIND 2 U2 |  | PH2_UNIT2 | CARSON | WIND-P | PANHANDLE | 2022 | 96.6 | 96.6 | 96.6 | 96.6 | 96.6 | 96.6 | 96.6 | 96.6 | 96.6 | 96.6 | 96.6
637 | PANTHER CREEK WIND 1 |  | PC_NORTH_PANTHER1 | HOWARD | WIND-O | WEST | 2022 | 142.5 | 142.5 | 142.5 | 142.5 | 142.5 | 142.5 | 142.5 | 142.5 | 142.5 | 142.5 | 142.5
638 | PANTHER CREEK WIND 2 |  | PC_SOUTH_PANTHER2 | HOWARD | WIND-O | WEST | 2022 | 115.5 | 115.5 | 115.5 | 115.5 | 115.5 | 115.5 | 115.5 | 115.5 | 115.5 | 115.5 | 115.5
639 | PANTHER CREEK WIND 3 A |  | PC_SOUTH_PANTH31 | HOWARD | WIND-O | WEST | 2022 | 106.92 | 106.9 | 106.9 | 106.9 | 106.9 | 106.9 | 106.9 | 106.9 | 106.9 | 106.9 | 106.9
640 | PANTHER CREEK WIND 3 B |  | PC_SOUTH_PANTH32 | HOWARD | WIND-O | WEST | 2022 | 108.54 | 108.5 | 108.5 | 108.5 | 108.5 | 108.5 | 108.5 | 108.5 | 108.5 | 108.5 | 108.5
641 | PAPALOTE CREEK WIND |  | PAP1_PAP1 | SAN PATRICIO | WIND-C | COASTAL | 2022 | 179.85 | 179.9 | 179.9 | 179.9 | 179.9 | 179.9 | 179.9 | 179.9 | 179.9 | 179.9 | 179.9
642 | PAPALOTE CREEK WIND II |  | COTTON_PAP2 | SAN PATRICIO | WIND-C | COASTAL | 2022 | 200.12 | 200.1 | 200.1 | 200.1 | 200.1 | 200.1 | 200.1 | 200.1 | 200.1 | 200.1 | 200.1
643 | PECOS WIND 1 (WOODWARD) |  | WOODWRD1_WOODWRD1 | PECOS | WIND-O | WEST | 2022 | 91.7 | 91.7 | 91.7 | 91.7 | 91.7 | 91.7 | 91.7 | 91.7 | 91.7 | 91.7 | 91.7
644 | PECOS WIND 2 (WOODWARD) |  | WOODWRD2_WOODWRD2 | PECOS | WIND-O | WEST | 2022 | 86 | 85.8 | 85.8 | 85.8 | 85.8 | 85.8 | 85.8 | 85.8 | 85.8 | 85.8 | 85.8
645 | PENASCAL WIND 1 |  | PENA_UNIT1 | KENEDY | WIND-C | COASTAL | 2022 | 160.8 | 160.8 | 160.8 | 160.8 | 160.8 | 160.8 | 160.8 | 160.8 | 160.8 | 160.8 | 160.8
646 | PENASCAL WIND 2 |  | PENA_UNIT2 | KENEDY | WIND-C | COASTAL | 2022 | 141.6 | 141.6 | 141.6 | 141.6 | 141.6 | 141.6 | 141.6 | 141.6 | 141.6 | 141.6 | 141.6
647 | PENASCAL WIND 3 |  | PENA3_UNIT3 | KENEDY | WIND-C | COASTAL | 2022 | 100.8 | 100.8 | 100.8 | 100.8 | 100.8 | 100.8 | 100.8 | 100.8 | 100.8 | 100.8 | 100.8
648 | PEYTON CREEK WIND |  | PEY_UNIT1 | MATAGORDA | WIND-C | COASTAL | 2022 | 151.2 | 151.2 | 151.2 | 151.2 | 151.2 | 151.2 | 151.2 | 151.2 | 151.2 | 151.2 | 151.2
649 | PYRON WIND 1 |  | PYR_PYRON1 | NOLAN | WIND-O | WEST | 2022 | 121.5 | 121.5 | 121.5 | 121.5 | 121.5 | 121.5 | 121.5 | 121.5 | 121.5 | 121.5 | 121.5
650 | PYRON WIND 2 |  | PYR_PYRON2 | NOLAN | WIND-O | WEST | 2022 | 127.5 | 127.5 | 127.5 | 127.5 | 127.5 | 127.5 | 127.5 | 127.5 | 127.5 | 127.5 | 127.5
651 | RANCHERO WIND |  | RANCHERO_UNIT1 | CROCKETT | WIND-O | WEST | 2022 | 150 | 150 | 150 | 150 | 150 | 150 | 150 | 150 | 150 | 150 | 150
652 | RANCHERO WIND |  | RANCHERO_UNIT2 | CROCKETT | WIND-O | WEST | 2022 | 150 | 150 | 150 | 150 | 150 | 150 | 150 | 150 | 150 | 150 | 150
653 | RATTLESNAKE I WIND ENERGY CENTER G1 |  | RSNAKE_G1 | GLASSCOCK | WIND-O | WEST | 2022 | 104.26 | 104.3 | 104.3 | 104.3 | 104.3 | 104.3 | 104.3 | 104.3 | 104.3 | 104.3 | 104.3
654 | RATTLESNAKE I WIND ENERGY CENTER G2 |  | RSNAKE_G2 | GLASSCOCK | WIND-O | WEST | 2022 | 102.99 | 103 | 103 | 103 | 103 | 103 | 103 | 103 | 103 | 103 | 103
655 | RED CANYON WIND |  | RDCANYON_RDCNY1 | BORDEN | WIND-O | WEST | 2022 | 89.6 | 89.6 | 89.6 | 89.6 | 89.6 | 89.6 | 89.6 | 89.6 | 89.6 | 89.6 | 89.6
656 | ROCK SPRINGS VAL VERDE WIND (FERMI) 1 |  | FERMI_WIND1 | VAL VERDE | WIND-O | WEST | 2022 | 121.9 | 121.9 | 121.9 | 121.9 | 121.9 | 121.9 | 121.9 | 121.9 | 121.9 | 121.9 | 121.9
657 | ROCK SPRINGS VAL VERDE WIND (FERMI) 2 |  | FERMI_WIND2 | VAL VERDE | WIND-O | WEST | 2022 | 27.44 | 27.4 | 27.4 | 27.4 | 27.4 | 27.4 | 27.4 | 27.4 | 27.4 | 27.4 | 27.4
658 | ROSCOE WIND |  | TKWSW1_ROSCOE | NOLAN | WIND-O | WEST | 2022 | 114 | 114 | 114 | 114 | 114 | 114 | 114 | 114 | 114 | 114 | 114
659 | ROSCOE WIND 2A |  | TKWSW1_ROSCOE2A | NOLAN | WIND-O | WEST | 2022 | 95 | 95 | 95 | 95 | 95 | 95 | 95 | 95 | 95 | 95 | 95
660 | ROUTE 66 WIND |  | ROUTE_66_WIND1 | CARSON | WIND-P | PANHANDLE | 2022 | 150 | 150 | 150 | 150 | 150 | 150 | 150 | 150 | 150 | 150 | 150
661 | RTS 2 WIND (HEART OF TEXAS WIND) U1 |  | RTS2_U1 | MCCULLOCH | WIND-O | SOUTH | 2022 | 89.9 | 89.9 | 89.9 | 89.9 | 89.9 | 89.9 | 89.9 | 89.9 | 89.9 | 89.9 | 89.9
662 | RTS 2 WIND (HEART OF TEXAS WIND) U2 |  | RTS2_U2 | MCCULLOCH | WIND-O | SOUTH | 2022 | 89.9 | 89.9 | 89.9 | 89.9 | 89.9 | 89.9 | 89.9 | 89.9 | 89.9 | 89.9 | 89.9
663 | RTS WIND |  | RTS_U1 | MCCULLOCH | WIND-O | SOUTH | 2022 | 160 | 160 | 160 | 160 | 160 | 160 | 160 | 160 | 160 | 160 | 160
664 | SAGE DRAW WIND U1 | 19INR0163 | SAGEDRAW_UNIT1 | LYNN | WIND-O | WEST | 2022 | 169.2 | 169.2 | 169.2 | 169.2 | 169.2 | 169.2 | 169.2 | 169.2 | 169.2 | 169.2 | 169.2
665 | SAGE DRAW WIND U2 | 19INR0163 | SAGEDRAW_UNIT2 | LYNN | WIND-O | WEST | 2022 | 169.2 | 169.2 | 169.2 | 169.2 | 169.2 | 169.2 | 169.2 | 169.2 | 169.2 | 169.2 | 169.2
666 | SALT FORK 1 WIND U1 |  | SALTFORK_UNIT1 | DONLEY | WIND-P | PANHANDLE | 2022 | 64 | 64 | 64 | 64 | 64 | 64 | 64 | 64 | 64 | 64 | 64
667 | SALT FORK 1 WIND U2 |  | SALTFORK_UNIT2 | DONLEY | WIND-P | PANHANDLE | 2022 | 110 | 110 | 110 | 110 | 110 | 110 | 110 | 110 | 110 | 110 | 110
668 | SAN ROMAN WIND |  | SANROMAN_WIND_1 | CAMERON | WIND-C | COASTAL | 2022 | 95.25 | 95.2 | 95.2 | 95.2 | 95.2 | 95.2 | 95.2 | 95.2 | 95.2 | 95.2 | 95.2
669 | SAND BLUFF WIND | 20INR0296 | MCDLD_SBW1 | GLASSCOCK | WIND-O | WEST | 2022 | 90 | 90 | 90 | 90 | 90 | 90 | 90 | 90 | 90 | 90 | 90
670 | SENATE WIND |  | SENATEWD_UNIT1 | JACK | WIND-O | NORTH | 2022 | 150 | 150 | 150 | 150 | 150 | 150 | 150 | 150 | 150 | 150 | 150
671 | SENDERO WIND ENERGY |  | EXGNSND_WIND_1 | JIM HOGG | WIND-O | SOUTH | 2022 | 78 | 78 | 78 | 78 | 78 | 78 | 78 | 78 | 78 | 78 | 78
672 | SEYMOUR HILLS WIND (S_HILLS WIND) |  | S_HILLS_UNIT1 | BAYLOR | WIND-O | WEST | 2022 | 30.24 | 30.2 | 30.2 | 30.2 | 30.2 | 30.2 | 30.2 | 30.2 | 30.2 | 30.2 | 30.2
673 | SHAFFER (PATRIOT WIND/PETRONILLA) |  | SHAFFER_UNIT1 | NUECES | WIND-C | COASTAL | 2022 | 226.05 | 226.1 | 226.1 | 226.1 | 226.1 | 226.1 | 226.1 | 226.1 | 226.1 | 226.1 | 226.1
674 | SHANNON WIND |  | SHANNONW_UNIT_1 | CLAY | WIND-O | WEST | 2022 | 204.1 | 204.1 | 204.1 | 204.1 | 204.1 | 204.1 | 204.1 | 204.1 | 204.1 | 204.1 | 204.1
675 | SHERBINO 2 WIND | 19INR0120 | KEO_SHRBINO2 | PECOS | WIND-O | WEST | 2022 | 132 | 132 | 132 | 132 | 132 | 132 | 132 | 132 | 132 | 132 | 132
676 | SILVER STAR WIND | 18INR0064 | FLTCK_SSI | ERATH | WIND-O | NORTH | 2022 | 52.8 | 52.8 | 52.8 | 52.8 | 52.8 | 52.8 | 52.8 | 52.8 | 52.8 | 52.8 | 52.8
677 | SOUTH PLAINS WIND 1 U1 |  | SPLAIN1_WIND1 | FLOYD | WIND-P | PANHANDLE | 2022 | 102 | 102 | 102 | 102 | 102 | 102 | 102 | 102 | 102 | 102 | 102
678 | SOUTH PLAINS WIND 1 U2 |  | SPLAIN1_WIND2 | FLOYD | WIND-P | PANHANDLE | 2022 | 98 | 98 | 98 | 98 | 98 | 98 | 98 | 98 | 98 | 98 | 98
679 | SOUTH PLAINS WIND 2 U1 |  | SPLAIN2_WIND21 | FLOYD | WIND-P | PANHANDLE | 2022 | 148.5 | 148.5 | 148.5 | 148.5 | 148.5 | 148.5 | 148.5 | 148.5 | 148.5 | 148.5 | 148.5
680 | SOUTH PLAINS WIND 2 U2 |  | SPLAIN2_WIND22 | FLOYD | WIND-P | PANHANDLE | 2022 | 151.8 | 151.8 | 151.8 | 151.8 | 151.8 | 151.8 | 151.8 | 151.8 | 151.8 | 151.8 | 151.8
681 | SOUTH TRENT WIND |  | STWF_T1 | NOLAN | WIND-O | WEST | 2022 | 101.2 | 98.2 | 98.2 | 98.2 | 98.2 | 98.2 | 98.2 | 98.2 | 98.2 | 98.2 | 98.2
682 | SPINNING SPUR WIND TWO A |  | SSPURTWO_WIND_1 | OLDHAM | WIND-P | PANHANDLE | 2022 | 160.95 | 161 | 161 | 161 | 161 | 161 | 161 | 161 | 161 | 161 | 161
683 | SPINNING SPUR WIND TWO B |  | SSPURTWO_SS3WIND2 | OLDHAM | WIND-P | PANHANDLE | 2022 | 98 | 98 | 98 | 98 | 98 | 98 | 98 | 98 | 98 | 98 | 98
684 | SPINNING SPUR WIND TWO C |  | SSPURTWO_SS3WIND1 | OLDHAM | WIND-P | PANHANDLE | 2022 | 96 | 96 | 96 | 96 | 96 | 96 | 96 | 96 | 96 | 96 | 96
685 | STANTON WIND ENERGY |  | SWEC_G1 | MARTIN | WIND-O | WEST | 2022 | 123.6 | 120 | 120 | 120 | 120 | 120 | 120 | 120 | 120 | 120 | 120
686 | STELLA WIND |  | STELLA_UNIT1 | KENEDY | WIND-C | COASTAL | 2022 | 201 | 201 | 201 | 201 | 201 | 201 | 201 | 201 | 201 | 201 | 201
687 | STEPHENS RANCH WIND 1 |  | SRWE1_UNIT1 | BORDEN | WIND-O | WEST | 2022 | 213.82 | 211.2 | 211.2 | 211.2 | 211.2 | 211.2 | 211.2 | 211.2 | 211.2 | 211.2 | 211.2
688 | STEPHENS RANCH WIND 2 |  | SRWE1_SRWE2 | BORDEN | WIND-O | WEST | 2022 | 166.52 | 164.7 | 164.7 | 164.7 | 164.7 | 164.7 | 164.7 | 164.7 | 164.7 | 164.7 | 164.7
689 | SWEETWATER WIND 1 | 18INR0073 | SWEETWND_WND1 | NOLAN | WIND-O | WEST | 2022 | 37.5 | 42.5 | 42.5 | 42.5 | 42.5 | 42.5 | 42.5 | 42.5 | 42.5 | 42.5 | 42.5
690 | SWEETWATER WIND 2A | 17INR0068 | SWEETWN2_WND24 | NOLAN | WIND-O | WEST | 2022 | 16 | 16.8 | 16.8 | 16.8 | 16.8 | 16.8 | 16.8 | 16.8 | 16.8 | 16.8 | 16.8
691 | SWEETWATER WIND 2B | 17INR0068 | SWEETWN2_WND2 | NOLAN | WIND-O | WEST | 2022 | 105.3 | 110.8 | 110.8 | 110.8 | 110.8 | 110.8 | 110.8 | 110.8 | 110.8 | 110.8 | 110.8
692 | SWEETWATER WIND 3A |  | SWEETWN3_WND3A | NOLAN | WIND-O | WEST | 2022 | 30.78 | 33.6 | 33.6 | 33.6 | 33.6 | 33.6 | 33.6 | 33.6 | 33.6 | 33.6 | 33.6
693 | SWEETWATER WIND 3B |  | SWEETWN3_WND3B | NOLAN | WIND-O | WEST | 2022 | 108.54 | 118.6 | 118.6 | 118.6 | 118.6 | 118.6 | 118.6 | 118.6 | 118.6 | 118.6 | 118.6
694 | SWEETWATER WIND 4-4A |  | SWEETWN4_WND4A | NOLAN | WIND-O | WEST | 2022 | 119 | 125 | 125 | 125 | 125 | 125 | 125 | 125 | 125 | 125 | 125
695 | SWEETWATER WIND 4-4B |  | SWEETWN4_WND4B | NOLAN | WIND-O | WEST | 2022 | 105.8 | 112 | 112 | 112 | 112 | 112 | 112 | 112 | 112 | 112 | 112
696 | SWEETWATER WIND 4-5 |  | SWEETWN5_WND5 | NOLAN | WIND-O | WEST | 2022 | 80.5 | 85 | 85 | 85 | 85 | 85 | 85 | 85 | 85 | 85 | 85
697 | TAHOKA WIND 1 |  | TAHOKA_UNIT_1 | LYNN | WIND-O | WEST | 2022 | 150 | 150 | 150 | 150 | 150 | 150 | 150 | 150 | 150 | 150 | 150
698 | TAHOKA WIND 2 |  | TAHOKA_UNIT_2 | LYNN | WIND-O | WEST | 2022 | 150 | 150 | 150 | 150 | 150 | 150 | 150 | 150 | 150 | 150 | 150
699 | TEXAS BIG SPRING WIND A |  | SGMTN_SIGNALMT | HOWARD | WIND-O | WEST | 2022 | 27.72 | 27.7 | 27.7 | 27.7 | 27.7 | 27.7 | 27.7 | 27.7 | 27.7 | 27.7 | 27.7
700 | TEXAS BIG SPRING WIND B |  | SGMTN_SIGNALM2 | HOWARD | WIND-O | WEST | 2022 | 6.6 | 6.6 | 6.6 | 6.6 | 6.6 | 6.6 | 6.6 | 6.6 | 6.6 | 6.6 | 6.6
701 | TORRECILLAS WIND 1 |  | TORR_UNIT1_25 | WEBB | WIND-O | SOUTH | 2022 | 150 | 150 | 150 | 150 | 150 | 150 | 150 | 150 | 150 | 150 | 150
702 | TORRECILLAS WIND 2 |  | TORR_UNIT2_23 | WEBB | WIND-O | SOUTH | 2022 | 23 | 23 | 23 | 23 | 23 | 23 | 23 | 23 | 23 | 23 | 23
703 | TORRECILLAS WIND 3 |  | TORR_UNIT2_25 | WEBB | WIND-O | SOUTH | 2022 | 127.5 | 127.5 | 127.5 | 127.5 | 127.5 | 127.5 | 127.5 | 127.5 | 127.5 | 127.5 | 127.5
704 | TRENT WIND 1 A | 17INR0069 | TRENT_TRENT | NOLAN | WIND-O | WEST | 2022 | 38.25 | 38.3 | 38.3 | 38.3 | 38.3 | 38.3 | 38.3 | 38.3 | 38.3 | 38.3 | 38.3
705 | TRENT WIND 1 B |  | TRENT_UNIT_1B | NOLAN | WIND-O | WEST | 2022 | 15.59 | 15.6 | 15.6 | 15.6 | 15.6 | 15.6 | 15.6 | 15.6 | 15.6 | 15.6 | 15.6
706 | TRENT WIND 2 |  | TRENT_UNIT_2 | NOLAN | WIND-O | WEST | 2022 | 50.49 | 50.5 | 50.5 | 50.5 | 50.5 | 50.5 | 50.5 | 50.5 | 50.5 | 50.5 | 50.5
707 | TRENT WIND 3 A |  | TRENT_UNIT_3A | NOLAN | WIND-O | WEST | 2022 | 38.25 | 38.3 | 38.3 | 38.3 | 38.3 | 38.3 | 38.3 | 38.3 | 38.3 | 38.3 | 38.3
708 | TRENT WIND 3 B |  | TRENT_UNIT_3B | NOLAN | WIND-O | WEST | 2022 | 13.79 | 13.8 | 13.8 | 13.8 | 13.8 | 13.8 | 13.8 | 13.8 | 13.8 | 13.8 | 13.8
709 | TRINITY HILLS WIND 1 | 20INR0019 | TRINITY_TH1_BUS1 | ARCHER | WIND-O | WEST | 2022 | 103.4 | 103.4 | 103.4 | 103.4 | 103.4 | 103.4 | 103.4 | 103.4 | 103.4 | 103.4 | 103.4
710 | TRINITY HILLS WIND 2 | 20INR0019 | TRINITY_TH1_BUS2 | ARCHER | WIND-O | WEST | 2022 | 94.6 | 94.6 | 94.6 | 94.6 | 94.6 | 94.6 | 94.6 | 94.6 | 94.6 | 94.6 | 94.6
711 | TSTC WEST TEXAS WIND |  | DG_ROSC2_1UNIT | NOLAN | WIND-O | WEST | 2022 | 2 | 2 | 2 | 2 | 2 | 2 | 2 | 2 | 2 | 2 | 2
712 | TURKEY TRACK WIND |  | TTWEC_G1 | NOLAN | WIND-O | WEST | 2022 | 174.6 | 169.5 | 169.5 | 169.5 | 169.5 | 169.5 | 169.5 | 169.5 | 169.5 | 169.5 | 169.5
713 | TYLER BLUFF WIND |  | TYLRWIND_UNIT1 | COOKE | WIND-O | NORTH | 2022 | 125.6 | 125.6 | 125.6 | 125.6 | 125.6 | 125.6 | 125.6 | 125.6 | 125.6 | 125.6 | 125.6
714 | VENADO WIND U1 |  | VENADO_UNIT1 | ZAPATA | WIND-O | SOUTH | 2022 | 105 | 105 | 105 | 105 | 105 | 105 | 105 | 105 | 105 | 105 | 105
715 | VENADO WIND U2 |  | VENADO_UNIT2 | ZAPATA | WIND-O | SOUTH | 2022 | 96.6 | 96.6 | 96.6 | 96.6 | 96.6 | 96.6 | 96.6 | 96.6 | 96.6 | 96.6 | 96.6
716 | VERA WIND 1 |  | VERAWIND_UNIT1 | KNOX | WIND-O | WEST | 2022 | 12 | 12 | 12 | 12 | 12 | 12 | 12 | 12 | 12 | 12 | 12
717 | VERA WIND 2 |  | VERAWIND_UNIT2 | KNOX | WIND-O | WEST | 2022 | 7.2 | 7.2 | 7.2 | 7.2 | 7.2 | 7.2 | 7.2 | 7.2 | 7.2 | 7.2 | 7.2
718 | VERA WIND 3 |  | VERAWIND_UNIT3 | KNOX | WIND-O | WEST | 2022 | 100.8 | 100.8 | 100.8 | 100.8 | 100.8 | 100.8 | 100.8 | 100.8 | 100.8 | 100.8 | 100.8
719 | VERA WIND 4 |  | VERAWIND_UNIT4 | KNOX | WIND-O | WEST | 2022 | 22 | 22 | 22 | 22 | 22 | 22 | 22 | 22 | 22 | 22 | 22
720 | VERA WIND 5 |  | VERAWIND_UNIT5 | KNOX | WIND-O | WEST | 2022 | 100.8 | 100.8 | 100.8 | 100.8 | 100.8 | 100.8 | 100.8 | 100.8 | 100.8 | 100.8 | 100.8
721 | VERTIGO WIND (FORMERLY GREEN PASTURES WIND 2) |  | VERTIGO_WIND_I | BAYLOR | WIND-O | WEST | 2022 | 150 | 150 | 150 | 150 | 150 | 150 | 150 | 150 | 150 | 150 | 150
722 | WAKE WIND 1 |  | WAKEWE_G1 | DICKENS | WIND-P | PANHANDLE | 2022 | 114.91 | 114.9 | 114.9 | 114.9 | 114.9 | 114.9 | 114.9 | 114.9 | 114.9 | 114.9 | 114.9
723 | WAKE WIND 2 |  | WAKEWE_G2 | DICKENS | WIND-P | PANHANDLE | 2022 | 142.35 | 142.3 | 142.3 | 142.3 | 142.3 | 142.3 | 142.3 | 142.3 | 142.3 | 142.3 | 142.3
724 | WEST RAYMOND (EL TRUENO) WIND U1 |  | TRUENO_UNIT1 | WILLACY | WIND-C | COASTAL | 2022 | 116.6 | 116.6 | 116.6 | 116.6 | 116.6 | 116.6 | 116.6 | 116.6 | 116.6 | 116.6 | 116.6
725 | WEST RAYMOND (EL TRUENO) WIND U2 |  | TRUENO_UNIT2 | WILLACY | WIND-C | COASTAL | 2022 | 123.2 | 123.2 | 123.2 | 123.2 | 123.2 | 123.2 | 123.2 | 123.2 | 123.2 | 123.2 | 123.2
726 | WHIRLWIND ENERGY |  | WEC_WECG1 | FLOYD | WIND-P | PANHANDLE | 2022 | 59.8 | 57 | 57 | 57 | 57 | 57 | 57 | 57 | 57 | 57 | 57
727 | WHITETAIL WIND |  | EXGNWTL_WIND_1 | WEBB | WIND-O | SOUTH | 2022 | 92.34 | 92.3 | 92.3 | 92.3 | 92.3 | 92.3 | 92.3 | 92.3 | 92.3 | 92.3 | 92.3
728 | WILLOW SPRINGS WIND A |  | SALVTION_UNIT1 | HASKELL | WIND-O | WEST | 2022 | 125 | 125 | 125 | 125 | 125 | 125 | 125 | 125 | 125 | 125 | 125
729 | WILLOW SPRINGS WIND B |  | SALVTION_UNIT2 | HASKELL | WIND-O | WEST | 2022 | 125 | 125 | 125 | 125 | 125 | 125 | 125 | 125 | 125 | 125 | 125
730 | WILSON RANCH (INFINITY LIVE OAK WIND) |  | WL_RANCH_UNIT1 | SCHLEICHER | WIND-O | WEST | 2022 | 199.5 | 199.5 | 199.5 | 199.5 | 199.5 | 199.5 | 199.5 | 199.5 | 199.5 | 199.5 | 199.5
731 | WINDTHORST 2 WIND |  | WNDTHST2_UNIT1 | ARCHER | WIND-O | WEST | 2022 | 67.62 | 67.6 | 67.6 | 67.6 | 67.6 | 67.6 | 67.6 | 67.6 | 67.6 | 67.6 | 67.6
732 | WKN MOZART WIND |  | MOZART_WIND_1 | KENT | WIND-O | WEST | 2022 | 30 | 30 | 30 | 30 | 30 | 30 | 30 | 30 | 30 | 30 | 30
733 | WOLF RIDGE WIND | 21INR0511 | WHTTAIL_WR1 | COOKE | WIND-O | NORTH | 2022 | 112.5 | 112.5 | 112.5 | 112.5 | 112.5 | 112.5 | 112.5 | 112.5 | 112.5 | 112.5 | 112.5
734 | Operational Capacity Total (Wind) | [6 empty] | 29418.88 | 29398 | 29398 | 29398 | 29398 | 29398 | 29398 | 29398 | 29398 | 29398 | 29398
735
736 | Operational Wind Capacity Sub-total (Coastal Counties) |  | WIND_OPERATIONAL_C |  |  |  |  | 4671.07 | 4664.9 | 4664.9 | 4664.9 | 4664.9 | 4664.9 | 4664.9 | 4664.9 | 4664.9 | 4664.9 | 4664.9
737 | Wind Peak Average Capacity Percentage (Coastal) |  | WIND_PEAK_PCT_C | % |  |  |  | 100 | 46 | 46 | 46 | 46 | 46 | 46 | 46 | 46 | 46 | 46
738
739 | Operational Wind Capacity Sub-total (Panhandle Counties) |  | WIND_OPERATIONAL_P |  |  |  |  | 4247.23 | 4244.5 | 4244.5 | 4244.5 | 4244.5 | 4244.5 | 4244.5 | 4244.5 | 4244.5 | 4244.5 | 4244.5
740 | Wind Peak Average Capacity Percentage (Panhandle) |  | WIND_PEAK_PCT_P | % |  |  |  | 100 | 34 | 34 | 34 | 34 | 34 | 34 | 34 | 34 | 34 | 34
741
742 | Operational Wind Capacity Sub-total (Other Counties) |  | WIND_OPERATIONAL_O |  |  |  |  | 20500.58 | 20488.6 | 20488.6 | 20488.6 | 20488.6 | 20488.6 | 20488.6 | 20488.6 | 20488.6 | 20488.6 | 20488.6
743 | Wind Peak Average Capacity Percentage (Other) |  | WIND_PEAK_PCT_O | % |  |  |  | 100 | 19 | 19 | 19 | 19 | 19 | 19 | 19 | 19 | 19 | 19
744
745 | Operational Resources (Wind) - Synchronized but not Approved for Commercial Operations
746 | ANCHOR WIND I | 21INR0387 | ANCHOR_WIND2 | CALLAHAN | WIND-O | WEST | 2022 | 98.9 | 98.9 | 98.9 | 98.9 | 98.9 | 98.9 | 98.9 | 98.9 | 98.9 | 98.9 | 98.9
747 | ANCHOR WIND II | 21INR0539 | ANCHOR_WIND3 | CALLAHAN | WIND-O | WEST | 2022 | 90 | 90 | 90 | 90 | 90 | 90 | 90 | 90 | 90 | 90 | 90
748 | ANCHOR WIND II B | 21INR0539 | ANCHOR_WIND4 | CALLAHAN | WIND-O | WEST | 2022 | 38.7 | 38.7 | 38.7 | 38.7 | 38.7 | 38.7 | 38.7 | 38.7 | 38.7 | 38.7 | 38.7
749 | ANCHOR WIND IV | 22INR0562 | ANCHOR_WIND5 | EASTLAND | WIND-O | NORTH | 2022 | 19.3 | 19.3 | 19.3 | 19.3 | 19.3 | 19.3 | 19.3 | 19.3 | 19.3 | 19.3 | 19.3
750 | APOGEE WIND U1 | 21INR0467 | APOGEE_UNIT1 | THROCKMORTON | WIND-O | WEST | 2022 | 25 | 25 | 25 | 25 | 25 | 25 | 25 | 25 | 25 | 25 | 25
751 | APOGEE WIND U2 | 21INR0467 | APOGEE_UNIT2 | THROCKMORTON | WIND-O | WEST | 2022 | 14 | 14 | 14 | 14 | 14 | 14 | 14 | 14 | 14 | 14 | 14
752 | APOGEE WIND U3 | 21INR0467 | APOGEE_UNIT3 | THROCKMORTON | WIND-O | WEST | 2022 | 30.2 | 30.2 | 30.2 | 30.2 | 30.2 | 30.2 | 30.2 | 30.2 | 30.2 | 30.2 | 30.2
753 | APOGEE WIND U4 | 21INR0467 | APOGEE_UNIT4 | THROCKMORTON | WIND-O | WEST | 2022 | 115 | 115 | 115 | 115 | 115 | 115 | 115 | 115 | 115 | 115 | 115
754 | APOGEE WIND U5 | 21INR0467 | APOGEE_UNIT5 | THROCKMORTON | WIND-O | WEST | 2022 | 110 | 110 | 110 | 110 | 110 | 110 | 110 | 110 | 110 | 110 | 110
755 | APOGEE WIND U6 | 21INR0467 | APOGEE_UNIT6 | THROCKMORTON | WIND-O | WEST | 2022 | 24 | 24 | 24 | 24 | 24 | 24 | 24 | 24 | 24 | 24 | 24
756 | APOGEE WIND U7 | 21INR0467 | APOGEE_UNIT7 | THROCKMORTON | WIND-O | WEST | 2022 | 75 | 75 | 75 | 75 | 75 | 75 | 75 | 75 | 75 | 75 | 75
757 | AQUILLA LAKE WIND U1 | 19INR0145 | AQUILLA_U1_23 | HILL | WIND-O | NORTH | 2021 | 13.9 | 13.9 | 13.9 | 13.9 | 13.9 | 13.9 | 13.9 | 13.9 | 13.9 | 13.9 | 13.9
758 | AQUILLA LAKE WIND U2 | 19INR0145 | AQUILLA_U1_28 | HILL | WIND-O | NORTH | 2021 | 135.4 | 135.4 | 135.4 | 135.4 | 135.4 | 135.4 | 135.4 | 135.4 | 135.4 | 135.4 | 135.4
759 | AQUILLA LAKE 2 WIND | 20INR0256 | AQUILLA_U2_23 | HILL | WIND-O | NORTH | 2021 | 7 | 7 | 7 | 7 | 7 | 7 | 7 | 7 | 7 | 7 | 7
760 | AQUILLA LAKE 2 WIND U2 | 20INR0256 | AQUILLA_U2_28 | HILL | WIND-O | NORTH | 2021 | 143.8 | 143.8 | 143.8 | 143.8 | 143.8 | 143.8 | 143.8 | 143.8 | 143.8 | 143.8 | 143.8
761 | BAIRD NORTH WIND U1 | 20INR0083 | BAIRDWND_UNIT1 | CALLAHAN | WIND-O | WEST | 2021 | 195 | 195 | 195 | 195 | 195 | 195 | 195 | 195 | 195 | 195 | 195
762 | BAIRD NORTH WIND U2 | 20INR0083 | BAIRDWND_UNIT2 | CALLAHAN | WIND-O | WEST | 2021 | 145 | 145 | 145 | 145 | 145 | 145 | 145 | 145 | 145 | 145 | 145
763 | BLACKJACK CREEK WIND U1 | 20INR0068 | BLACKJAK_UNIT1 | BEE | WIND-O | SOUTH | 2021 | 120 | 120 | 120 | 120 | 120 | 120 | 120 | 120 | 120 | 120 | 120
764 | BLACKJACK CREEK WIND U2 | 20INR0068 | BLACKJAK_UNIT2 | BEE | WIND-O | SOUTH | 2021 | 120 | 120 | 120 | 120 | 120 | 120 | 120 | 120 | 120 | 120 | 120
765 | CACTUS FLATS WIND U1 | 16INR0086 | CFLATS_U1 | CONCHO | WIND-O | WEST | 2018 | 148.4 | 148.4 | 148.4 | 148.4 | 148.4 | 148.4 | 148.4 | 148.4 | 148.4 | 148.4 | 148.4
766 | COYOTE WIND U1 | 17INR0027b | COYOTE_W_UNIT1 | SCURRY | WIND-O | WEST | 2020 | 90 | 90 | 90 | 90 | 90 | 90 | 90 | 90 | 90 | 90 | 90
767 | COYOTE WIND U2 | 17INR0027b | COYOTE_W_UNIT2 | SCURRY | WIND-O | WEST | 2020 | 26.6 | 26.6 | 26.6 | 26.6 | 26.6 | 26.6 | 26.6 | 26.6 | 26.6 | 26.6 | 26.6
768 | COYOTE WIND U3 | 17INR0027b | COYOTE_W_UNIT3 | SCURRY | WIND-O | WEST | 2020 | 126 | 126 | 126 | 126 | 126 | 126 | 126 | 126 | 126 | 126 | 126
769 | FOXTROT WIND U1 | 20INR0129 | FOXTROT_UNIT1 | BEE | WIND-O | SOUTH | 2022 | 130.2 | 130.2 | 130.2 | 130.2 | 130.2 | 130.2 | 130.2 | 130.2 | 130.2 | 130.2 | 130.2
770 | FOXTROT WIND U2 | 20INR0129 | FOXTROT_UNIT2 | BEE | WIND-O | SOUTH | 2022 | 84 | 84 | 84 | 84 | 84 | 84 | 84 | 84 | 84 | 84 | 84
771 | FOXTROT WIND U3 | 20INR0129 | FOXTROT_UNIT3 | BEE | WIND-O | SOUTH | 2022 | 54 | 54 | 54 | 54 | 54 | 54 | 54 | 54 | 54 | 54 | 54
772 | HARALD (BEARKAT WIND B) | 15INR0064b | HARALD_UNIT1 | GLASSCOCK | WIND-O | WEST | 2021 | 162.1 | 162.1 | 162.1 | 162.1 | 162.1 | 162.1 | 162.1 | 162.1 | 162.1 | 162.1 | 162.1
773 | LAS MAJADAS WIND U1 | 17INR0035 | LMAJADAS_UNIT1 | WILLACY | WIND-C | COASTAL | 2020 | 110 | 110 | 110 | 110 | 110 | 110 | 110 | 110 | 110 | 110 | 110
774 | LAS MAJADAS WIND U2 | 17INR0035 | LMAJADAS_UNIT2 | WILLACY | WIND-C | COASTAL | 2020 | 24 | 24 | 24 | 24 | 24 | 24 | 24 | 24 | 24 | 24 | 24
775 | LAS MAJADAS WIND U3 | 17INR0035 | LMAJADAS_UNIT3 | WILLACY | WIND-C | COASTAL | 2020 | 138.6 | 138.6 | 138.6 | 138.6 | 138.6 | 138.6 | 138.6 | 138.6 | 138.6 | 138.6 | 138.6
776 | EL ALGODON ALTO W U1 | 15INR0034 | ALGODON_UNIT1 | WILLACY | WIND-C | COASTAL | 2022 | 171.6 | 171.6 | 171.6 | 171.6 | 171.6 | 171.6 | 171.6 | 171.6 | 171.6 | 171.6 | 171.6
777 | EL ALGODON ALTO W U2 | 15INR0034 | ALGODON_UNIT2 | WILLACY | WIND-C | COASTAL | 2022 | 28.6 | 28.6 | 28.6 | 28.6 | 28.6 | 28.6 | 28.6 | 28.6 | 28.6 | 28.6 | 28.6
778 | MARYNEAL WINDPOWER | 18INR0031 | MARYNEAL_UNIT1 | NOLAN | WIND-O | WEST | 2020 | 182.4 | 182.4 | 182.4 | 182.4 | 182.4 | 182.4 | 182.4 | 182.4 | 182.4 | 182.4 | 182.4
779 | MESTENO WIND | 16INR0081 | MESTENO_UNIT_1 | STARR | WIND-O | SOUTH | 2021 | 201.6 | 201.6 | 201.6 | 201.6 | 201.6 | 201.6 | 201.6 | 201.6 | 201.6 | 201.6 | 201.6
780 | PRAIRIE HILL WIND U1 | 19INR0100 | PHILLWND_UNIT1 | LIMESTONE | WIND-O | NORTH | 2020 | 153 | 153 | 153 | 153 | 153 | 153 | 153 | 153 | 153 | 153 | 153
781 | PRAIRIE HILL WIND U2 | 19INR0100 | PHILLWND_UNIT2 | LIMESTONE | WIND-O | NORTH | 2020 | 147 | 147 | 147 | 147 | 147 | 147 | 147 | 147 | 147 | 147 | 147
782 | PRIDDY WIND U1 | 16INR0085 | PRIDDY_UNIT1 | MILLS | WIND-O | NORTH | 2021 | 187.2 | 187.2 | 187.2 | 187.2 | 187.2 | 187.2 | 187.2 | 187.2 | 187.2 | 187.2 | 187.2
783 | PRIDDY WIND U2 | 16INR0085 | PRIDDY_UNIT2 | MILLS | WIND-O | NORTH | 2021 | 115.2 | 115.2 | 115.2 | 115.2 | 115.2 | 115.2 | 115.2 | 115.2 | 115.2 | 115.2 | 115.2
784 | RELOJ DEL SOL WIND U1 | 17INR0025 | RELOJ_UNIT1 | ZAPATA | WIND-O | SOUTH | 2020 | 55.4 | 55.4 | 55.4 | 55.4 | 55.4 | 55.4 | 55.4 | 55.4 | 55.4 | 55.4 | 55.4
785 | RELOJ DEL SOL WIND U2 | 17INR0025 | RELOJ_UNIT2 | ZAPATA | WIND-O | SOUTH | 2020 | 48 | 48 | 48 | 48 | 48 | 48 | 48 | 48 | 48 | 48 | 48
786 | RELOJ DEL SOL WIND U3 | 17INR0025 | RELOJ_UNIT3 | ZAPATA | WIND-O | SOUTH | 2020 | 83.1 | 83.1 | 83.1 | 83.1 | 83.1 | 83.1 | 83.1 | 83.1 | 83.1 | 83.1 | 83.1
787 | RELOJ DEL SOL WIND U4 | 17INR0025 | RELOJ_UNIT4 | ZAPATA | WIND-O | SOUTH | 2020 | 22.8 | 22.8 | 22.8 | 22.8 | 22.8 | 22.8 | 22.8 | 22.8 | 22.8 | 22.8 | 22.8
788 | TG EAST WIND U1 | 19INR0052 | TRUSGILL_UNIT1 | KNOX | WIND-O | WEST | 2021 | 42 | 42 | 42 | 42 | 42 | 42 | 42 | 42 | 42 | 42 | 42
789 | TG EAST WIND U2 | 19INR0052 | TRUSGILL_UNIT2 | KNOX | WIND-O | WEST | 2021 | 44.8 | 44.8 | 44.8 | 44.8 | 44.8 | 44.8 | 44.8 | 44.8 | 44.8 | 44.8 | 44.8
790 | TG EAST WIND U3 | 19INR0052 | TRUSGILL_UNIT3 | KNOX | WIND-O | WEST | 2021 | 42 | 42 | 42 | 42 | 42 | 42 | 42 | 42 | 42 | 42 | 42
791 | TG EAST WIND U4 | 19INR0052 | TRUSGILL_UNIT4 | KNOX | WIND-O | WEST | 2021 | 207.2 | 207.2 | 207.2 | 207.2 | 207.2 | 207.2 | 207.2 | 207.2 | 207.2 | 207.2 | 207.2
792 | VORTEX WIND | 20INR0120 | VORTEX_WIND1 | THROCKMORTON | WIND-O | WEST | 2022 | 153.6 | 153.6 | 153.6 | 153.6 | 153.6 | 153.6 | 153.6 | 153.6 | 153.6 | 153.6 | 153.6
793 | VORTEX WIND U2 | 20INR0120 | VORTEX_WIND2 | THROCKMORTON | WIND-O | WEST | 2022 | 24.2 | 24.2 | 24.2 | 24.2 | 24.2 | 24.2 | 24.2 | 24.2 | 24.2 | 24.2 | 24.2
794 | VORTEX WIND U3 | 20INR0120 | VORTEX_WIND3 | THROCKMORTON | WIND-O | WEST | 2022 | 158.4 | 158.4 | 158.4 | 158.4 | 158.4 | 158.4 | 158.4 | 158.4 | 158.4 | 158.4 | 158.4
795 | VORTEX WIND U4 | 20INR0120 | VORTEX_WIND4 | THROCKMORTON | WIND-O | WEST | 2022 | 14 | 14 | 14 | 14 | 14 | 14 | 14 | 14 | 14 | 14 | 14
796 | WHITE MESA WIND U1 | 19INR0128 | WHMESA_UNIT1 | CROCKETT | WIND-O | WEST | 2021 | 152.3 | 152.3 | 152.3 | 152.3 | 152.3 | 152.3 | 152.3 | 152.3 | 152.3 | 152.3 | 152.3
797 | WHITE MESA 2 WIND | 21INR0521 | WHMESA_UNIT2_23 | CROCKETT | WIND-O | WEST | 2021 | 13.92 | 13.9 | 13.9 | 13.9 | 13.9 | 13.9 | 13.9 | 13.9 | 13.9 | 13.9 | 13.9
798 | WHITE MESA 2 WIND U2 | 21INR0521 | WHMESA_UNIT2_28 | CROCKETT | WIND-O | WEST | 2021 | 183.3 | 183.3 | 183.3 | 183.3 | 183.3 | 183.3 | 183.3 | 183.3 | 183.3 | 183.3 | 183.3
799 | WHITE MESA 2 WIND U3 | 21INR0521 | WHMESA_UNIT3_23 | CROCKETT | WIND-O | WEST | 2021 | 18.56 | 18.6 | 18.6 | 18.6 | 18.6 | 18.6 | 18.6 | 18.6 | 18.6 | 18.6 | 18.6
800 | WHITE MESA 2 WIND U4 | 21INR0521 | WHMESA_UNIT3_28 | CROCKETT | WIND-O | WEST | 2021 | 132.54 | 132.5 | 132.5 | 132.5 | 132.5 | 132.5 | 132.5 | 132.5 | 132.5 | 132.5 | 132.5
801 | WHITEHORSE WIND U1 | 19INR0080 | WH_WIND_UNIT1 | FISHER | WIND-O | WEST | 2019 | 209.4 | 209.4 | 209.4 | 209.4 | 209.4 | 209.4 | 209.4 | 209.4 | 209.4 | 209.4 | 209.4
802 | WHITEHORSE WIND U2 | 19INR0080 | WH_WIND_UNIT2 | FISHER | WIND-O | WEST | 2019 | 209.5 | 209.5 | 209.5 | 209.5 | 209.5 | 209.5 | 209.5 | 209.5 | 209.5 | 209.5 | 209.5
803 | WILDWIND | 20INR0033 | WILDWIND_UNIT1 | COOKE | WIND-O | NORTH | 2020 | 18.38 | 18.4 | 18.4 | 18.4 | 18.4 | 18.4 | 18.4 | 18.4 | 18.4 | 18.4 | 18.4
804 | WILDWIND U2 | 20INR0033 | WILDWIND_UNIT2 | COOKE | WIND-O | NORTH | 2020 | 48 | 48 | 48 | 48 | 48 | 48 | 48 | 48 | 48 | 48 | 48
805 | WILDWIND U3 | 20INR0033 | WILDWIND_UNIT3 | COOKE | WIND-O | NORTH | 2020 | 6.3 | 6.3 | 6.3 | 6.3 | 6.3 | 6.3 | 6.3 | 6.3 | 6.3 | 6.3 | 6.3
806 | WILDWIND U4 | 20INR0033 | WILDWIND_UNIT4 | COOKE | WIND-O | NORTH | 2020 | 54.6 | 54.6 | 54.6 | 54.6 | 54.6 | 54.6 | 54.6 | 54.6 | 54.6 | 54.6 | 54.6
807 | WILDWIND U5 | 20INR0033 | WILDWIND_UNIT5 | COOKE | WIND-O | NORTH | 2020 | 52.8 | 52.8 | 52.8 | 52.8 | 52.8 | 52.8 | 52.8 | 52.8 | 52.8 | 52.8 | 52.8
808 | Operational Capacity - Synchronized but not Approved for Commercial Operations Total (Wind) | [6 empty] | 5795.8 | 5795.8 | 5795.8 | 5795.8 | 5795.8 | 5795.8 | 5795.8 | 5795.8 | 5795.8 | 5795.8 | 5795.8
809
810 | Operational Wind Capacity Synchronized but not Approved for Commercial Operations Sub-total (Coastal Counties) |  | WIND_SYNCHRONIZED_C |  |  |  |  | 472.8 | 472.8 | 472.8 | 472.8 | 472.8 | 472.8 | 472.8 | 472.8 | 472.8 | 472.8 | 472.8
811 | Wind Peak Average Capacity Percentage (Coastal) |  | WIND_SYNC_PEAK_PCT_C | % |  |  |  | 100 | 46 | 46 | 46 | 46 | 46 | 46 | 46 | 46 | 46 | 46
812
813 | Operational Wind Capacity Synchronized but not Approved for Commercial Operations Sub-total (Panhandle Counties) |  | WIND_SYNCHRONIZED_P |  |  |  |  | 0 | 0 | 0 | 0 | 0 | 0 | 0 | 0 | 0 | 0 | 0
814 | Wind Peak Average Capacity Percentage (Panhandle) |  | WIND_SYNC_PEAK_PCT_P | % |  |  |  | 100 | 34 | 34 | 34 | 34 | 34 | 34 | 34 | 34 | 34 | 34
815
816 | Operational Wind Capacity Synchronized but not Approved for Commercial Operations Sub-total (Other Counties) |  | WIND_SYNCHRONIZED_O |  |  |  |  | 5323 | 5323 | 5323 | 5323 | 5323 | 5323 | 5323 | 5323 | 5323 | 5323 | 5323
817 | Wind Peak Average Capacity Percentage (Other) |  | WIND_SYNC_PEAK_PCT_O | % |  |  |  | 100 | 19 | 19 | 19 | 19 | 19 | 19 | 19 | 19 | 19 | 19
818
819 | Operational Resources (Solar)
820 | ACACIA SOLAR |  | ACACIA_UNIT_1 | PRESIDIO | SOLAR | WEST | 2012 | 10 | 10 | 10 | 10 | 10 | 10 | 10 | 10 | 10 | 10 | 10
821 | ALEXIS SOLAR |  | DG_ALEXIS_ALEXIS | BROOKS | SOLAR | SOUTH | 2019 | 10 | 10 | 10 | 10 | 10 | 10 | 10 | 10 | 10 | 10 | 10
822 | ANSON SOLAR U1 |  | ANSON1_UNIT1 | JONES | SOLAR | WEST | 2022 | 100.8 | 100 | 100 | 100 | 100 | 100 | 100 | 100 | 100 | 100 | 100
823 | ANSON SOLAR U2 |  | ANSON1_UNIT2 | JONES | SOLAR | WEST | 2022 | 100.8 | 100 | 100 | 100 | 100 | 100 | 100 | 100 | 100 | 100 | 100
824 | ARAGORN SOLAR |  | ARAGORN_UNIT1 | CULBERSON | SOLAR | WEST | 2021 | 188.2 | 185 | 185 | 185 | 185 | 185 | 185 | 185 | 185 | 185 | 185
825 | AZURE SKY SOLAR U1 |  | AZURE_SOLAR1 | HASKELL | SOLAR | WEST | 2021 | 74.9 | 74.9 | 74.9 | 74.9 | 74.9 | 74.9 | 74.9 | 74.9 | 74.9 | 74.9 | 74.9
826 | AZURE SKY SOLAR U2 |  | AZURE_SOLAR2 | HASKELL | SOLAR | WEST | 2021 | 153.5 | 153.5 | 153.5 | 153.5 | 153.5 | 153.5 | 153.5 | 153.5 | 153.5 | 153.5 | 153.5
827 | BECK 1 |  | DG_CECSOLAR_DG_BECK1 | BEXAR | SOLAR | SOUTH | 2016 | 1 | 1 | 1 | 1 | 1 | 1 | 1 | 1 | 1 | 1 | 1
828 | BHE SOLAR PEARL PROJECT (SIRIUS 2) |  | SIRIUS_UNIT2 | PECOS | SOLAR | WEST | 2017 | 50 | 49.1 | 49.1 | 49.1 | 49.1 | 49.1 | 49.1 | 49.1 | 49.1 | 49.1 | 49.1
829 | BLUE WING 1 SOLAR |  | DG_BROOK_1UNIT | BEXAR | SOLAR | SOUTH | 2010 | 7.6 | 7.6 | 7.6 | 7.6 | 7.6 | 7.6 | 7.6 | 7.6 | 7.6 | 7.6 | 7.6
830 | BLUE WING 2 SOLAR |  | DG_ELMEN_1UNIT | BEXAR | SOLAR | SOUTH | 2010 | 7.3 | 7.3 | 7.3 | 7.3 | 7.3 | 7.3 | 7.3 | 7.3 | 7.3 | 7.3 | 7.3
831 | BLUEBELL SOLAR (CAPRICORN RIDGE SOLAR) |  | CAPRIDG4_BB_PV | STERLING | SOLAR | WEST | 2019 | 30 | 30 | 30 | 30 | 30 | 30 | 30 | 30 | 30 | 30 | 30
832 | BLUEBELL SOLAR II 1 (CAPRICORN RIDGE 4) |  | CAPRIDG4_BB2_PV1 | STERLING | SOLAR | WEST | 2021 | 100 | 100 | 100 | 100 | 100 | 100 | 100 | 100 | 100 | 100 | 100
833 | BLUEBELL SOLAR II 2 (CAPRICORN RIDGE 4) |  | CAPRIDG4_BB2_PV2 | STERLING | SOLAR | WEST | 2021 | 15 | 15 | 15 | 15 | 15 | 15 | 15 | 15 | 15 | 15 | 15
834 | BNB LAMESA SOLAR (PHASE I) |  | LMESASLR_UNIT1 | DAWSON | SOLAR | WEST | 2018 | 101.6 | 101.6 | 101.6 | 101.6 | 101.6 | 101.6 | 101.6 | 101.6 | 101.6 | 101.6 | 101.6
835 | BNB LAMESA SOLAR (PHASE II) |  | LMESASLR_IVORY | DAWSON | SOLAR | WEST | 2018 | 50 | 50 | 50 | 50 | 50 | 50 | 50 | 50 | 50 | 50 | 50
836 | BOVINE SOLAR LLC |  | DG_BOVINE_BOVINE | AUSTIN | SOLAR | SOUTH | 2018 | 5 | 5 | 5 | 5 | 5 | 5 | 5 | 5 | 5 | 5 | 5
837 | BOVINE SOLAR LLC |  | DG_BOVINE2_BOVINE2 | AUSTIN | SOLAR | SOUTH | 2018 | 5 | 5 | 5 | 5 | 5 | 5 | 5 | 5 | 5 | 5 | 5
838 | BRONSON SOLAR I |  | DG_BRNSN_BRNSN | FORT BEND | SOLAR | HOUSTON | 2018 | 5 | 5 | 5 | 5 | 5 | 5 | 5 | 5 | 5 | 5 | 5
839 | BRONSON SOLAR II |  | DG_BRNSN2_BRNSN2 | FORT BEND | SOLAR | HOUSTON | 2018 | 5 | 5 | 5 | 5 | 5 | 5 | 5 | 5 | 5 | 5 | 5
840 | CASCADE SOLAR I |  | DG_CASCADE_CASCADE | WHARTON | SOLAR | SOUTH | 2018 | 5 | 5 | 5 | 5 | 5 | 5 | 5 | 5 | 5 | 5 | 5
841 | CASCADE SOLAR II |  | DG_CASCADE2_CASCADE2 | WHARTON | SOLAR | SOUTH | 2018 | 5 | 5 | 5 | 5 | 5 | 5 | 5 | 5 | 5 | 5 | 5
842 | CASTLE GAP SOLAR |  | CASL_GAP_UNIT1 | UPTON | SOLAR | WEST | 2018 | 180 | 180 | 180 | 180 | 180 | 180 | 180 | 180 | 180 | 180 | 180
843 | CATAN SOLAR |  | DG_CS10_CATAN | KARNES | SOLAR | SOUTH | 2020 | 10 | 10 | 10 | 10 | 10 | 10 | 10 | 10 | 10 | 10 | 10
844 | CHISUM SOLAR |  | DG_CHISUM_CHISUM | LAMAR | SOLAR | NORTH | 2018 | 10 | 10 | 10 | 10 | 10 | 10 | 10 | 10 | 10 | 10 | 10
845 | COMMERCE_SOLAR |  | DG_ X443PV1_SWRI_PV1 | BEXAR | SOLAR | SOUTH | 2019 | 5 | 5 | 5 | 5 | 5 | 5 | 5 | 5 | 5 | 5 | 5
846 | CONIGLIO SOLAR |  | CONIGLIO_UNIT1 | FANNIN | SOLAR | NORTH | 2021 | 125.7 | 125.7 | 125.7 | 125.7 | 125.7 | 125.7 | 125.7 | 125.7 | 125.7 | 125.7 | 125.7
847 | CORAZON SOLAR PHASE I |  | CORAZON_UNIT1 | WEBB | SOLAR | SOUTH | 2021 | 202.6 | 202.6 | 202.6 | 202.6 | 202.6 | 202.6 | 202.6 | 202.6 | 202.6 | 202.6 | 202.6
848 | EAST BLACKLAND SOLAR (PFLUGERVILLE SOLAR) |  | E_BLACK_UNIT_1 | TRAVIS | SOLAR | SOUTH | 2021 | 144 | 144 | 144 | 144 | 144 | 144 | 144 | 144 | 144 | 144 | 144
849 | EDDY SOLAR II |  | DG_EDDYII_EDDYII | MCLENNAN | SOLAR | NORTH | 2018 | 10 | 10 | 10 | 10 | 10 | 10 | 10 | 10 | 10 | 10 | 10
850 | ELARA SOLAR |  | ELARA_SL_UNIT1 | FRIO | SOLAR | SOUTH | 2022 | 132.4 | 132.4 | 132.4 | 132.4 | 132.4 | 132.4 | 132.4 | 132.4 | 132.4 | 132.4 | 132.4
851 | EUNICE SOLAR U1 |  | EUNICE_PV1 | ANDREWS | SOLAR | WEST | 2021 | 189.6 | 189.6 | 189.6 | 189.6 | 189.6 | 189.6 | 189.6 | 189.6 | 189.6 | 189.6 | 189.6
852 | EUNICE SOLAR U2 |  | EUNICE_PV2 | ANDREWS | SOLAR | WEST | 2021 | 237.1 | 237.1 | 237.1 | 237.1 | 237.1 | 237.1 | 237.1 | 237.1 | 237.1 | 237.1 | 237.1
853 | FIFTH GENERATION SOLAR 1 |  | DG_FIFTHGS1_FGSOLAR1 | TRAVIS | SOLAR | SOUTH | 2016 | 1.6 | 1.6 | 1.6 | 1.6 | 1.6 | 1.6 | 1.6 | 1.6 | 1.6 | 1.6 | 1.6
854 | FOWLER RANCH |  | FWLR_SLR_UNIT1 | CRANE | SOLAR | WEST | 2020 | 152.5 | 150 | 150 | 150 | 150 | 150 | 150 | 150 | 150 | 150 | 150
855 | FS BARILLA SOLAR-PECOS |  | HOVEY_UNIT1 | PECOS | SOLAR | WEST | 2015 | 22 | 22 | 22 | 22 | 22 | 22 | 22 | 22 | 22 | 22 | 22
856 | FS EAST PECOS SOLAR |  | BOOTLEG_UNIT1 | PECOS | SOLAR | WEST | 2017 | 126 | 121.1 | 121.1 | 121.1 | 121.1 | 121.1 | 121.1 | 121.1 | 121.1 | 121.1 | 121.1
857 | GALLOWAY 1 SOLAR |  | GALLOWAY_SOLAR1 | CONCHO | SOLAR | WEST | 2021 | 250 | 250 | 250 | 250 | 250 | 250 | 250 | 250 | 250 | 250 | 250
858 | GREASEWOOD SOLAR 1 |  | GREASWOD_UNIT1 | PECOS | SOLAR | WEST | 2021 | 126.3 | 124.6 | 124.6 | 124.6 | 124.6 | 124.6 | 124.6 | 124.6 | 124.6 | 124.6 | 124.6
859 | GREASEWOOD SOLAR 2 |  | GREASWOD_UNIT2 | PECOS | SOLAR | WEST | 2021 | 132.2 | 130.4 | 130.4 | 130.4 | 130.4 | 130.4 | 130.4 | 130.4 | 130.4 | 130.4 | 130.4
860 | GRIFFIN SOLAR |  | DG_GRIFFIN_GRIFFIN | MCLENNAN | SOLAR | NORTH | 2019 | 5 | 5 | 5 | 5 | 5 | 5 | 5 | 5 | 5 | 5 | 5
861 | HIGHWAY 56 |  | DG_HWY56_HWY56 | GRAYSON | SOLAR | NORTH | 2017 | 5.3 | 5.3 | 5.3 | 5.3 | 5.3 | 5.3 | 5.3 | 5.3 | 5.3 | 5.3 | 5.3
862 | HM SEALY SOLAR 1 |  | DG_SEALY_1UNIT | AUSTIN | SOLAR | SOUTH | 2015 | 1.6 | 1.6 | 1.6 | 1.6 | 1.6 | 1.6 | 1.6 | 1.6 | 1.6 | 1.6 | 1.6
863 | HOLSTEIN SOLAR 1 |  | HOLSTEIN_SOLAR1 | NOLAN | SOLAR | WEST | 2020 | 102.2 | 102.2 | 102.2 | 102.2 | 102.2 | 102.2 | 102.2 | 102.2 | 102.2 | 102.2 | 102.2
864 | HOLSTEIN SOLAR 2 |  | HOLSTEIN_SOLAR2 | NOLAN | SOLAR | WEST | 2020 | 102.3 | 102.3 | 102.3 | 102.3 | 102.3 | 102.3 | 102.3 | 102.3 | 102.3 | 102.3 | 102.3
865 | IMPACT SOLAR |  | IMPACT_UNIT1 | LAMAR | SOLAR | NORTH | 2021 | 198.5 | 198.5 | 198.5 | 198.5 | 198.5 | 198.5 | 198.5 | 198.5 | 198.5 | 198.5 | 198.5
866 | JUNO SOLAR PHASE I |  | JUNO_UNIT1 | BORDEN | SOLAR | WEST | 2021 | 162.1 | 162.1 | 162.1 | 162.1 | 162.1 | 162.1 | 162.1 | 162.1 | 162.1 | 162.1 | 162.1
867 | JUNO SOLAR PHASE II |  | JUNO_UNIT2 | BORDEN | SOLAR | WEST | 2021 | 143.5 | 143.5 | 143.5 | 143.5 | 143.5 | 143.5 | 143.5 | 143.5 | 143.5 | 143.5 | 143.5
868 | KELLAM SOLAR |  | KELAM_SL_UNIT1 | VAN ZANDT | SOLAR | NORTH | 2020 | 59.8 | 59.8 | 59.8 | 59.8 | 59.8 | 59.8 | 59.8 | 59.8 | 59.8 | 59.8 | 59.8
869 | LAMPWICK SOLAR |  | DG_LAMPWICK_LAMPWICK | MENARD | SOLAR | WEST | 2019 | 7.5 | 7.5 | 7.5 | 7.5 | 7.5 | 7.5 | 7.5 | 7.5 | 7.5 | 7.5 | 7.5
870 | LAPETUS SOLAR |  | LAPETUS_UNIT_1 | ANDREWS | SOLAR | WEST | 2020 | 100.7 | 100.7 | 100.7 | 100.7 | 100.7 | 100.7 | 100.7 | 100.7 | 100.7 | 100.7 | 100.7
871 | LEON |  | DG_LEON_LEON | HUNT | SOLAR | NORTH | 2017 | 10 | 10 | 10 | 10 | 10 | 10 | 10 | 10 | 10 | 10 | 10
872 | LILY SOLAR |  | LILY_SOLAR1 | KAUFMAN | SOLAR | NORTH | 2021 | 147.6 | 147.6 | 147.6 | 147.6 | 147.6 | 147.6 | 147.6 | 147.6 | 147.6 | 147.6 | 147.6
873 | LONG DRAW SOLAR U1 |  | LGDRAW_S_UNIT1_1 | BORDEN | SOLAR | WEST | 2021 | 98.5 | 98.5 | 98.5 | 98.5 | 98.5 | 98.5 | 98.5 | 98.5 | 98.5 | 98.5 | 98.5
874 | LONG DRAW SOLAR U2 |  | LGDRAW_S_UNIT1_2 | BORDEN | SOLAR | WEST | 2021 | 128.3 | 128.3 | 128.3 | 128.3 | 128.3 | 128.3 | 128.3 | 128.3 | 128.3 | 128.3 | 128.3
875 | MARLIN |  | DG_MARLIN_MARLIN | FALLS | SOLAR | NORTH | 2017 | 5.3 | 5.3 | 5.3 | 5.3 | 5.3 | 5.3 | 5.3 | 5.3 | 5.3 | 5.3 | 5.3
876 | MARS SOLAR (DG) |  | DG_MARS_MARS | WEBB | SOLAR | SOUTH | 2019 | 10 | 10 | 10 | 10 | 10 | 10 | 10 | 10 | 10 | 10 | 10
877 | MISAE SOLAR U1 |  | MISAE_UNIT1 | CHILDRESS | SOLAR | PANHANDLE | 2021 | 121.4 | 121.4 | 121.4 | 121.4 | 121.4 | 121.4 | 121.4 | 121.4 | 121.4 | 121.4 | 121.4
878 | MISAE SOLAR U2 |  | MISAE_UNIT2 | CHILDRESS | SOLAR | PANHANDLE | 2021 | 118.6 | 118.6 | 118.6 | 118.6 | 118.6 | 118.6 | 118.6 | 118.6 | 118.6 | 118.6 | 118.6
879 | NORTH GAINESVILLE |  | DG_NGNSVL_NGAINESV | COOKE | SOLAR | NORTH | 2017 | 5.2 | 5.2 | 5.2 | 5.2 | 5.2 | 5.2 | 5.2 | 5.2 | 5.2 | 5.2 | 5.2
880 | OBERON SOLAR |  | OBERON_UNIT_1 | ECTOR | SOLAR | WEST | 2020 | 180 | 180 | 180 | 180 | 180 | 180 | 180 | 180 | 180 | 180 | 180
881 | OCI ALAMO 1 SOLAR |  | OCI_ALM1_UNIT1 | BEXAR | SOLAR | SOUTH | 2013 | 39.18 | 39.2 | 39.2 | 39.2 | 39.2 | 39.2 | 39.2 | 39.2 | 39.2 | 39.2 | 39.2
882 | OCI ALAMO 2 SOLAR-ST. HEDWIG |  | DG_STHWG_UNIT1 | BEXAR | SOLAR | SOUTH | 2014 | 4.4 | 4.4 | 4.4 | 4.4 | 4.4 | 4.4 | 4.4 | 4.4 | 4.4 | 4.4 | 4.4
883 | OCI ALAMO 3-WALZEM SOLAR |  | DG_WALZM_UNIT1 | BEXAR | SOLAR | SOUTH | 2014 | 5.5 | 5.5 | 5.5 | 5.5 | 5.5 | 5.5 | 5.5 | 5.5 | 5.5 | 5.5 | 5.5
884 | OCI ALAMO 4 SOLAR-BRACKETVILLE |  | ECLIPSE_UNIT1 | KINNEY | SOLAR | SOUTH | 2014 | 37.62 | 37.6 | 37.6 | 37.6 | 37.6 | 37.6 | 37.6 | 37.6 | 37.6 | 37.6 | 37.6
885 | OCI ALAMO 5 (DOWNIE RANCH) |  | HELIOS_UNIT1 | UVALDE | SOLAR | SOUTH | 2015 | 100 | 100 | 100 | 100 | 100 | 100 | 100 | 100 | 100 | 100 | 100
886 | OCI ALAMO 6 (SIRIUS/WEST TEXAS) |  | SIRIUS_UNIT1 | PECOS | SOLAR | WEST | 2017 | 110.2 | 110.2 | 110.2 | 110.2 | 110.2 | 110.2 | 110.2 | 110.2 | 110.2 | 110.2 | 110.2
887 | OCI ALAMO 7 (PAINT CREEK) |  | SOLARA_UNIT1 | HASKELL | SOLAR | WEST | 2016 | 112 | 112 | 112 | 112 | 112 | 112 | 112 | 112 | 112 | 112 | 112
888 | PHOEBE SOLAR 1 |  | PHOEBE_UNIT1 | WINKLER | SOLAR | WEST | 2019 | 125.04 | 125.1 | 125.1 | 125.1 | 125.1 | 125.1 | 125.1 | 125.1 | 125.1 | 125.1 | 125.1
889 | PHOEBE SOLAR 2 |  | PHOEBE_UNIT2 | WINKLER | SOLAR | WEST | 2019 | 127.95 | 128.1 | 128.1 | 128.1 | 128.1 | 128.1 | 128.1 | 128.1 | 128.1 | 128.1 | 128.1
890 | PHOENIX SOLAR |  | PHOENIX_UNIT1 | FANNIN | SOLAR | NORTH | 2021 | 83.9 | 83.9 | 83.9 | 83.9 | 83.9 | 83.9 | 83.9 | 83.9 | 83.9 | 83.9 | 83.9
891 | POWERFIN KINGSBERY |  | DG_PFK_PFKPV | TRAVIS | SOLAR | SOUTH | 2017 | 2.6 | 2.6 | 2.6 | 2.6 | 2.6 | 2.6 | 2.6 | 2.6 | 2.6 | 2.6 | 2.6
892 | PROSPERO SOLAR 1 U1 |  | PROSPERO_UNIT1 | ANDREWS | SOLAR | WEST | 2020 | 153.6 | 153.6 | 153.6 | 153.6 | 153.6 | 153.6 | 153.6 | 153.6 | 153.6 | 153.6 | 153.6
893 | PROSPERO SOLAR 1 U2 |  | PROSPERO_UNIT2 | ANDREWS | SOLAR | WEST | 2020 | 150 | 150 | 150 | 150 | 150 | 150 | 150 | 150 | 150 | 150 | 150
894 | PROSPERO SOLAR 2 U1 |  | PRSPERO2_UNIT1 | ANDREWS | SOLAR | WEST | 2021 | 126.5 | 126.5 | 126.5 | 126.5 | 126.5 | 126.5 | 126.5 | 126.5 | 126.5 | 126.5 | 126.5
895 | PROSPERO SOLAR 2 U2 |  | PRSPERO2_UNIT2 | ANDREWS | SOLAR | WEST | 2021 | 126.4 | 126.4 | 126.4 | 126.4 | 126.4 | 126.4 | 126.4 | 126.4 | 126.4 | 126.4 | 126.4
896 | QUEEN SOLAR PHASE I |  | QUEEN_SL_SOLAR1 | UPTON | SOLAR | WEST | 2020 | 102.5 | 102.5 | 102.5 | 102.5 | 102.5 | 102.5 | 102.5 | 102.5 | 102.5 | 102.5 | 102.5
897 | QUEEN SOLAR PHASE I |  | QUEEN_SL_SOLAR2 | UPTON | SOLAR | WEST | 2020 | 102.5 | 102.5 | 102.5 | 102.5 | 102.5 | 102.5 | 102.5 | 102.5 | 102.5 | 102.5 | 102.5
898 | QUEEN SOLAR PHASE II |  | QUEEN_SL_SOLAR3 | UPTON | SOLAR | WEST | 2020 | 97.5 | 97.5 | 97.5 | 97.5 | 97.5 | 97.5 | 97.5 | 97.5 | 97.5 | 97.5 | 97.5
899 | QUEEN SOLAR PHASE II |  | QUEEN_SL_SOLAR4 | UPTON | SOLAR | WEST | 2020 | 107.5 | 107.5 | 107.5 | 107.5 | 107.5 | 107.5 | 107.5 | 107.5 | 107.5 | 107.5 | 107.5
900 | RAMBLER SOLAR |  | RAMBLER_UNIT1 | TOM GREEN | SOLAR | WEST | 2020 | 211.19 | 200 | 200 | 200 | 200 | 200 | 200 | 200 | 200 | 200 | 200
901 | RE ROSEROCK SOLAR 1 |  | REROCK_UNIT1 | PECOS | SOLAR | WEST | 2016 | 78.75 | 78.8 | 78.8 | 78.8 | 78.8 | 78.8 | 78.8 | 78.8 | 78.8 | 78.8 | 78.8
902 | RE ROSEROCK SOLAR 2 |  | REROCK_UNIT2 | PECOS | SOLAR | WEST | 2016 | 78.75 | 78.8 | 78.8 | 78.8 | 78.8 | 78.8 | 78.8 | 78.8 | 78.8 | 78.8 | 78.8
903 | REDBARN SOLAR 1 (RE MAPLEWOOD 2A SOLAR) |  | REDBARN_UNIT_1 | PECOS | SOLAR | WEST | 2021 | 222 | 222 | 222 | 222 | 222 | 222 | 222 | 222 | 222 | 222 | 222
904 | REDBARN SOLAR 2 (RE MAPLEWOOD 2B SOLAR) |  | REDBARN_UNIT_2 | PECOS | SOLAR | WEST | 2021 | 28 | 28 | 28 | 28 | 28 | 28 | 28 | 28 | 28 | 28 | 28
905 | RENEWABLE ENERGY ALTERNATIVES-CCS1 |  | DG_COSERVSS_CSS1 | DENTON | SOLAR | NORTH | 2015 | 2 | 2 | 2 | 2 | 2 | 2 | 2 | 2 | 2 | 2 | 2
906 | RIGGINS (SE BUCKTHORN WESTEX SOLAR) |  | RIGGINS_UNIT1 | PECOS | SOLAR | WEST | 2018 | 155.44 | 150 | 150 | 150 | 150 | 150 | 150 | 150 | 150 | 150 | 150
907 | RIPPEY SOLAR |  | RIPPEY_UNIT1 | COOKE | SOLAR | NORTH | 2020 | 59.8 | 59.8 | 59.8 | 59.8 | 59.8 | 59.8 | 59.8 | 59.8 | 59.8 | 59.8 | 59.8
908 | SOLAIREHOLMAN 1 |  | LASSO_UNIT1 | BREWSTER | SOLAR | WEST | 2018 | 50 | 50 | 50 | 50 | 50 | 50 | 50 | 50 | 50 | 50 | 50
909 | SP-TX-12-PHASE B |  | SPTX12B_UNIT1 | UPTON | SOLAR | WEST | 2017 | 157.5 | 157.5 | 157.5 | 157.5 | 157.5 | 157.5 | 157.5 | 157.5 | 157.5 | 157.5 | 157.5
910 | STERLING |  | DG_STRLING_STRLING | HUNT | SOLAR | NORTH | 2018 | 10 | 10 | 10 | 10 | 10 | 10 | 10 | 10 | 10 | 10 | 10
911 | SUNEDISON RABEL ROAD SOLAR |  | DG_VALL1_1UNIT | BEXAR | SOLAR | SOUTH | 2012 | 9.9 | 9.9 | 9.9 | 9.9 | 9.9 | 9.9 | 9.9 | 9.9 | 9.9 | 9.9 | 9.9
912 | SUNEDISON VALLEY ROAD SOLAR |  | DG_VALL2_1UNIT | BEXAR | SOLAR | SOUTH | 2012 | 9.9 | 9.9 | 9.9 | 9.9 | 9.9 | 9.9 | 9.9 | 9.9 | 9.9 | 9.9 | 9.9
913 | SUNEDISON CPS3 SOMERSET 1 SOLAR |  | DG_SOME1_1UNIT | BEXAR | SOLAR | SOUTH | 2012 | 5.6 | 5.6 | 5.6 | 5.6 | 5.6 | 5.6 | 5.6 | 5.6 | 5.6 | 5.6 | 5.6
914 | SUNEDISON SOMERSET 2 SOLAR |  | DG_SOME2_1UNIT | BEXAR | SOLAR | SOUTH | 2012 | 5 | 5 | 5 | 5 | 5 | 5 | 5 | 5 | 5 | 5 | 5
915 | TAYGETE SOLAR 1 U1 |  | TAYGETE_UNIT1 | PECOS | SOLAR | WEST | 2021 | 125.9 | 125.9 | 125.9 | 125.9 | 125.9 | 125.9 | 125.9 | 125.9 | 125.9 | 125.9 | 125.9
916 | TAYGETE SOLAR 1 U2 |  | TAYGETE_UNIT2 | PECOS | SOLAR | WEST | 2021 | 128.9 | 128.9 | 128.9 | 128.9 | 128.9 | 128.9 | 128.9 | 128.9 | 128.9 | 128.9 | 128.9
917 | TITAN SOLAR (IP TITAN) U1 |  | TI_SOLAR_UNIT1 | CULBERSON | SOLAR | WEST | 2021 | 136.8 | 136.8 | 136.8 | 136.8 | 136.8 | 136.8 | 136.8 | 136.8 | 136.8 | 136.8 | 136.8
918 | TITAN SOLAR (IP TITAN) U2 |  | TI_SOLAR_UNIT2 | CULBERSON | SOLAR | WEST | 2021 | 131.1 | 131.1 | 131.1 | 131.1 | 131.1 | 131.1 | 131.1 | 131.1 | 131.1 | 131.1 | 131.1
919 | TPE ERATH SOLAR |  | DG_ERATH_ERATH21 | ERATH | SOLAR | NORTH | 2021 | 10 | 10 | 10 | 10 | 10 | 10 | 10 | 10 | 10 | 10 | 10
920 | WAGYU SOLAR |  | WGU_UNIT1 | BRAZORIA | SOLAR | COASTAL | 2021 | 120 | 120 | 120 | 120 | 120 | 120 | 120 | 120 | 120 | 120 | 120
921 | WALNUT SPRINGS |  | DG_WLNTSPRG_1UNIT | BOSQUE | SOLAR | NORTH | 2016 | 10 | 10 | 10 | 10 | 10 | 10 | 10 | 10 | 10 | 10 | 10
922 | WAYMARK SOLAR |  | WAYMARK_UNIT1 | UPTON | SOLAR | WEST | 2018 | 182 | 182 | 182 | 182 | 182 | 182 | 182 | 182 | 182 | 182 | 182
923 | WEBBERVILLE SOLAR |  | WEBBER_S_WSP1 | TRAVIS | SOLAR | SOUTH | 2011 | 26.7 | 26.7 | 26.7 | 26.7 | 26.7 | 26.7 | 26.7 | 26.7 | 26.7 | 26.7 | 26.7
924 | WEST MOORE II |  | DG_WMOOREII_WMOOREII | GRAYSON | SOLAR | NORTH | 2018 | 5 | 5 | 5 | 5 | 5 | 5 | 5 | 5 | 5 | 5 | 5
925 | WEST OF PECOS SOLAR |  | W_PECOS_UNIT1 | REEVES | SOLAR | WEST | 2019 | 100 | 100 | 100 | 100 | 100 | 100 | 100 | 100 | 100 | 100 | 100
926 | WHITESBORO |  | DG_WBORO_WHTSBORO | GRAYSON | SOLAR | NORTH | 2017 | 5 | 5 | 5 | 5 | 5 | 5 | 5 | 5 | 5 | 5 | 5
927 | WHITESBORO II |  | DG_WBOROII_WHBOROII | GRAYSON | SOLAR | NORTH | 2017 | 5 | 5 | 5 | 5 | 5 | 5 | 5 | 5 | 5 | 5 | 5
928 | WHITEWRIGHT |  | DG_WHTRT_WHTRGHT | FANNIN | SOLAR | NORTH | 2017 | 10 | 10 | 10 | 10 | 10 | 10 | 10 | 10 | 10 | 10 | 10
929 | WHITNEY SOLAR |  | DG_WHITNEY_SOLAR1 | BOSQUE | SOLAR | NORTH | 2017 | 10 | 10 | 10 | 10 | 10 | 10 | 10 | 10 | 10 | 10 | 10
930 | YELLOW JACKET SOLAR |  | DG_YLWJACKET_YLWJACKET | BOSQUE | SOLAR | NORTH | 2018 | 5 | 5 | 5 | 5 | 5 | 5 | 5 | 5 | 5 | 5 | 5
931 | Operational Capacity Total (Solar) | [6 empty] | 8611.22 | 8578.3 | 8578.3 | 8578.3 | 8578.3 | 8578.3 | 8578.3 | 8578.3 | 8578.3 | 8578.3 | 8578.3
932 | Solar Peak Average Capacity Percentage |  | SOLAR_PEAK_PCT | % |  |  |  | 100 | 11 | 11 | 11 | 11 | 11 | 11 | 11 | 11 | 11 | 11
933
934 | Operational Resources (Solar) - Synchronized but not Approved for Commercial Operations
935 | BLUE JAY SOLAR I | 21INR0538 | BLUEJAY_UNIT1 | GRIMES | SOLAR | NORTH | 2022 | 69 | 69 | 69 | 69 | 69 | 69 | 69 | 69 | 69 | 69 | 69
936 | BRIGHTSIDE SOLAR | 18INR0060 | BRIGHTSD_UNIT1 | BEE | SOLAR | SOUTH | 2022 | 53.4 | 50 | 50 | 50 | 50 | 50 | 50 | 50 | 50 | 50 | 50
937 | BUFFALO CREEK (OLD 300 SOLAR CENTER) U1 | 21INR0406 | BCK_UNIT1 | FORT BEND | SOLAR | HOUSTON | 2022 | 217.5 | 217.5 | 217.5 | 217.5 | 217.5 | 217.5 | 217.5 | 217.5 | 217.5 | 217.5 | 217.5
938 | BUFFALO CREEK (OLD 300 SOLAR CENTER) U2 | 21INR0406 | BCK_UNIT2 | FORT BEND | SOLAR | HOUSTON | 2022 | 221.3 | 221.3 | 221.3 | 221.3 | 221.3 | 221.3 | 221.3 | 221.3 | 221.3 | 221.3 | 221.3
939 | EMERALD GROVE SOLAR (PECOS SOLAR POWER I) | 15INR0059 | EGROVESL_UNIT1 | CRANE | SOLAR | WEST | 2022 | 109.5 | 108 | 108 | 108 | 108 | 108 | 108 | 108 | 108 | 108 | 108
940 | FIGHTING JAYS SOLAR U1 | 21INR0278 | JAY_UNIT1 | FORT BEND | SOLAR | HOUSTON | 2022 | 179.5 | 179.6 | 179.6 | 179.6 | 179.6 | 179.6 | 179.6 | 179.6 | 179.6 | 179.6 | 179.6
941 | FIGHTING JAYS SOLAR U2 | 21INR0278 | JAY_UNIT2 | FORT BEND | SOLAR | HOUSTON | 2022 | 171.8 | 171.9 | 171.9 | 171.9 | 171.9 | 171.9 | 171.9 | 171.9 | 171.9 | 171.9 | 171.9
942 | NEBULA SOLAR (RAYOS DEL SOL) U1 | 19INR0045 | NEBULA_UNIT1 | CAMERON | SOLAR | COASTAL | 2022 | 137.5 | 137.5 | 137.5 | 137.5 | 137.5 | 137.5 | 137.5 | 137.5 | 137.5 | 137.5 | 137.5
943 | NOBLE SOLAR U1 | 20INR0214 | NOBLESLR_SOLAR1 | DENTON | SOLAR | NORTH | 2022 | 148.8 | 146.7 | 146.7 | 146.7 | 146.7 | 146.7 | 146.7 | 146.7 | 146.7 | 146.7 | 146.7
944 | NOBLE SOLAR U2 | 20INR0214 | NOBLESLR_SOLAR2 | DENTON | SOLAR | NORTH | 2022 | 130.2 | 128.3 | 128.3 | 128.3 | 128.3 | 128.3 | 128.3 | 128.3 | 128.3 | 128.3 | 128.3
945 | PLAINVIEW SOLAR (RAMSEY SOLAR) U1 | 20INR0130 | PLN_UNIT1 | WHARTON | SOLAR | SOUTH | 2022 | 257 | 257 | 257 | 257 | 257 | 257 | 257 | 257 | 257 | 257 | 257
946 | PLAINVIEW SOLAR (RAMSEY SOLAR) U2 | 20INR0130 | PLN_UNIT2 | WHARTON | SOLAR | SOUTH | 2022 | 257 | 257 | 257 | 257 | 257 | 257 | 257 | 257 | 257 | 257 | 257
947 | SAMSON SOLAR 1 U1 | 21INR0221 | SAMSON_1_G1 | LAMAR | SOLAR | NORTH | 2022 | 128.42 | 125 | 125 | 125 | 125 | 125 | 125 | 125 | 125 | 125 | 125
948 | SAMSON SOLAR 1 U2 | 21INR0221 | SAMSON_1_G2 | LAMAR | SOLAR | NORTH | 2022 | 128.42 | 125 | 125 | 125 | 125 | 125 | 125 | 125 | 125 | 125 | 125
949 | SAMSON SOLAR 3 U1 | 21INR0491 | SAMSON_3_G1 | LAMAR | SOLAR | NORTH | 2022 | 128.42 | 125 | 125 | 125 | 125 | 125 | 125 | 125 | 125 | 125 | 125
950 | SAMSON SOLAR 3 U2 | 21INR0491 | SAMSON_3_G2 | LAMAR | SOLAR | NORTH | 2022 | 128.42 | 125 | 125 | 125 | 125 | 125 | 125 | 125 | 125 | 125 | 125
951 | STRATEGIC SOLAR 1 | 20INR0081 | STRATEGC_UNIT1 | ELLIS | SOLAR | NORTH | 2022 | 135 | 118.3 | 118.3 | 118.3 | 118.3 | 118.3 | 118.3 | 118.3 | 118.3 | 118.3 | 118.3
952 | VISION SOLAR 1 | 20INR0082 | VISION_UNIT1 | NAVARRO | SOLAR | NORTH | 2022 | 129.2 | 112.7 | 112.7 | 112.7 | 112.7 | 112.7 | 112.7 | 112.7 | 112.7 | 112.7 | 112.7
953 | Operational Capacity - Synchronized but not Approved for Commercial Operations Total (Solar) | [6 empty] | 2730.38 | 2674.8 | 2674.8 | 2674.8 | 2674.8 | 2674.8 | 2674.8 | 2674.8 | 2674.8 | 2674.8 | 2674.8
954 | Solar Peak Average Capacity Percentage |  | SOLAR_SYNC_PEAK_PCT | % |  |  |  | 100 | 16 | 16 | 16 | 16 | 16 | 16 | 16 | 16 | 16 | 16
955
956 | Operational Resources (Storage)
957 | BAT CAVE |  | BATCAVE_BES1 | MASON | STORAGE | SOUTH | 2021 | 100.5 | 100.5 | 100.5 | 100.5 | 100.5 | 100.5 | 100.5 | 100.5 | 100.5 | 100.5 | 100.5
958 | BLUE SUMMIT BATTERY |  | BLSUMMIT_BATTERY | WILBARGER | STORAGE | WEST | 2017 | 30 | 30 | 30 | 30 | 30 | 30 | 30 | 30 | 30 | 30 | 30
959 | BRP ALVIN (DGR) |  | BRPALVIN_UNIT1 | BRAZORIA | STORAGE | COASTAL | 2020 | 9.95 | 10 | 10 | 10 | 10 | 10 | 10 | 10 | 10 | 10 | 10
960 | BRP ANGELTON (DGR) |  | BRPANGLE_UNIT1 | BRAZORIA | STORAGE | COASTAL | 2020 | 9.95 | 10 | 10 | 10 | 10 | 10 | 10 | 10 | 10 | 10 | 10
961 | BRP BRAZORIA (DGR) |  | BRP_BRAZ_UNIT1 | BRAZORIA | STORAGE | COASTAL | 2020 | 9.95 | 9.9 | 9.9 | 9.9 | 9.9 | 9.9 | 9.9 | 9.9 | 9.9 | 9.9 | 9.9
962 | BRP DICKINSON (DGR) |  | BRP_DIKN_UNIT1 | GALVESTON | STORAGE | HOUSTON | 2021 | 9.95 | 9.9 | 9.9 | 9.9 | 9.9 | 9.9 | 9.9 | 9.9 | 9.9 | 9.9 | 9.9
963 | BRP HEIGHTS (DGR) |  | BRHEIGHT_UNIT1 | GALVESTON | STORAGE | HOUSTON | 2020 | 9.95 | 9.9 | 9.9 | 9.9 | 9.9 | 9.9 | 9.9 | 9.9 | 9.9 | 9.9 | 9.9
964 | BRP LOOP 463 (DGR) |  | BRP_4631_UNIT1 | VICTORIA | STORAGE | SOUTH | 2021 | 9.95 | 9.9 | 9.9 | 9.9 | 9.9 | 9.9 | 9.9 | 9.9 | 9.9 | 9.9 | 9.9
965 | BRP LOPENO (DGR) |  | BRP_LOP1_UNIT1 | ZAPATA | STORAGE | SOUTH | 2022 | 9.95 | 9.9 | 9.9 | 9.9 | 9.9 | 9.9 | 9.9 | 9.9 | 9.9 | 9.9 | 9.9
966 | BRP MAGNOLIA (DGR) |  | BRPMAGNO_UNIT1 | GALVESTON | STORAGE | HOUSTON | 2020 | 9.95 | 10 | 10 | 10 | 10 | 10 | 10 | 10 | 10 | 10 | 10
967 | BRP ODESSA SW (DGR) |  | BRPODESA_UNIT1 | ECTOR | STORAGE | WEST | 2020 | 9.95 | 10 | 10 | 10 | 10 | 10 | 10 | 10 | 10 | 10 | 10
968 | BRP PUEBLO I (DGR) |  | BRP_PBL1_UNIT1 | MAVERICK | STORAGE | SOUTH | 2022 | 9.95 | 9.9 | 9.9 | 9.9 | 9.9 | 9.9 | 9.9 | 9.9 | 9.9 | 9.9 | 9.9
969 | BRP PUEBLO II (DGR) |  | BRP_PBL2_UNIT1 | MAVERICK | STORAGE | SOUTH | 2022 | 9.95 | 9.9 | 9.9 | 9.9 | 9.9 | 9.9 | 9.9 | 9.9 | 9.9 | 9.9 | 9.9
970 | BRP RANCHTOWN (DGR) |  | BRP_RNC1_UNIT1 | BEXAR | STORAGE | SOUTH | 2021 | 9.95 | 9.9 | 9.9 | 9.9 | 9.9 | 9.9 | 9.9 | 9.9 | 9.9 | 9.9 | 9.9
971 | BRP SWEENY (DGR) |  | BRP_SWNY_UNIT1 | BRAZORIA | STORAGE | COASTAL | 2020 | 9.95 | 10 | 10 | 10 | 10 | 10 | 10 | 10 | 10 | 10 | 10
972 | BRP ZAPATA I (DGR) |  | BRP_ZPT1_UNIT1 | ZAPATA | STORAGE | SOUTH | 2022 | 9.95 | 9.9 | 9.9 | 9.9 | 9.9 | 9.9 | 9.9 | 9.9 | 9.9 | 9.9 | 9.9
973 | BRP ZAPATA II (DGR) |  | BRP_ZPT2_UNIT1 | ZAPATA | STORAGE | SOUTH | 2022 | 9.95 | 9.9 | 9.9 | 9.9 | 9.9 | 9.9 | 9.9 | 9.9 | 9.9 | 9.9 | 9.9
974 | CASTLE GAP BATTERY |  | CASL_GAP_BATTERY1 | UPTON | STORAGE | WEST | 2018 | 9.9 | 9.9 | 9.9 | 9.9 | 9.9 | 9.9 | 9.9 | 9.9 | 9.9 | 9.9 | 9.9
975 | CHISHOLM GRID |  | CHISMGRD_BES1 | TARRANT | STORAGE | NORTH | 2021 | 101.7 | 100 | 100 | 100 | 100 | 100 | 100 | 100 | 100 | 100 | 100
976 | COMMERCE ST ESS (DGR) |  | X443ESS1_SWRI | BEXAR | STORAGE | SOUTH | 2020 | 10 | 10 | 10 | 10 | 10 | 10 | 10 | 10 | 10 | 10 | 10
977 | EUNICE STORAGE |  | EUNICE_BES1 | ANDREWS | STORAGE | WEST | 2021 | 40.3 | 40.3 | 40.3 | 40.3 | 40.3 | 40.3 | 40.3 | 40.3 | 40.3 | 40.3 | 40.3
978 | FLAT TOP BATTERY (DGR) |  | FLTBES_BESS1 | REEVES | STORAGE | WEST | 2020 | 9.9 | 9.9 | 9.9 | 9.9 | 9.9 | 9.9 | 9.9 | 9.9 | 9.9 | 9.9 | 9.9
979 | FLOWER VALLEY BATTERY (DGR) |  | FLVABES1_FLATU1 | REEVES | STORAGE | WEST | 2021 | 9.9 | 9.9 | 9.9 | 9.9 | 9.9 | 9.9 | 9.9 | 9.9 | 9.9 | 9.9 | 9.9
980 | FLOWER VALLEY II BATT |  | FLOWERII_BESS1 | REEVES | STORAGE | WEST | 2022 | 101.5 | 100 | 100 | 100 | 100 | 100 | 100 | 100 | 100 | 100 | 100
981 | GAMBIT BATTERY |  | GAMBIT_BESS1 | BRAZORIA | STORAGE | COASTAL | 2021 | 102.4 | 100 | 100 | 100 | 100 | 100 | 100 | 100 | 100 | 100 | 100
982 | HOEFSROAD BESS (DGR) |  | HRBESS_BESS | REEVES | STORAGE | WEST | 2020 | 2 | 2 | 2 | 2 | 2 | 2 | 2 | 2 | 2 | 2 | 2
983 | INADALE ESS |  | INDL_ESS | NOLAN | STORAGE | WEST | 2018 | 9.9 | 9.9 | 9.9 | 9.9 | 9.9 | 9.9 | 9.9 | 9.9 | 9.9 | 9.9 | 9.9
984 | JOHNSON CITY BESS (DGR) |  | JC_BAT_UNIT_1 | BLANCO | STORAGE | SOUTH | 2020 | 2.25 | 2.3 | 2.3 | 2.3 | 2.3 | 2.3 | 2.3 | 2.3 | 2.3 | 2.3 | 2.3
985 | KINGSBERY ENERGY STORAGE SYSTEM |  | DG_KB_ESS_KB_ESS | TRAVIS | STORAGE | SOUTH | 2017 | 1.5 | 1.5 | 1.5 | 1.5 | 1.5 | 1.5 | 1.5 | 1.5 | 1.5 | 1.5 | 1.5
986 | LILY STORAGE |  | LILY_BESS1 | KAUFMAN | STORAGE | NORTH | 2021 | 51.7 | 51.7 | 51.7 | 51.7 | 51.7 | 51.7 | 51.7 | 51.7 | 51.7 | 51.7 | 51.7
987 | MU ENERGY STORAGE SYSTEM |  | DG_MU_ESS_MU_ESS | TRAVIS | STORAGE | SOUTH | 2018 | 1.5 | 1.5 | 1.5 | 1.5 | 1.5 | 1.5 | 1.5 | 1.5 | 1.5 | 1.5 | 1.5
988 | NOTREES BATTERY FACILITY |  | NWF_NBS | WINKLER | STORAGE | WEST | 2013 | 36 | 33.7 | 33.7 | 33.7 | 33.7 | 33.7 | 33.7 | 33.7 | 33.7 | 33.7 | 33.7
989 | NORTH FORK |  | NF_BRP_BES1 | WILLIAMSON | STORAGE | SOUTH | 2021 | 100.5 | 100.5 | 100.5 | 100.5 | 100.5 | 100.5 | 100.5 | 100.5 | 100.5 | 100.5 | 100.5
990 | OCI ALAMO 1 |  | OCI_ALM1_ASTRO1 | BEXAR | STORAGE | SOUTH | 2016 | 1 | 1 | 1 | 1 | 1 | 1 | 1 | 1 | 1 | 1 | 1
991 | PORT LAVACA BATTERY (DGR) |  | PTLBES_BESS1 | CALHOUN | STORAGE | COASTAL | 2020 | 9.9 | 9.9 | 9.9 | 9.9 | 9.9 | 9.9 | 9.9 | 9.9 | 9.9 | 9.9 | 9.9
992 | PROSPECT STORAGE (DGR) |  | WCOLLDG_BSS_U1 | BRAZORIA | STORAGE | COASTAL | 2020 | 9.9 | 9.9 | 9.9 | 9.9 | 9.9 | 9.9 | 9.9 | 9.9 | 9.9 | 9.9 | 9.9
993 | PYRON ESS |  | PYR_ESS | SCURRY | STORAGE | WEST | 2018 | 9.9 | 9.9 | 9.9 | 9.9 | 9.9 | 9.9 | 9.9 | 9.9 | 9.9 | 9.9 | 9.9
994 | RABBIT HILL ENERGY STORAGE PROJECT (DGR) |  | RHESS2_ESS_1 | WILLIAMSON | STORAGE | SOUTH | 2020 | 9.9 | 9.9 | 9.9 | 9.9 | 9.9 | 9.9 | 9.9 | 9.9 | 9.9 | 9.9 | 9.9
995 | SADDLEBACK BESS (DGR) | 22INR0570 | SADLBACK_BESS | REEVES | STORAGE | WEST | 2022 | 9.9 | 9.9 | 9.9 | 9.9 | 9.9 | 9.9 | 9.9 | 9.9 | 9.9 | 9.9 | 9.9
996 | SNYDER (DGR) |  | SNY_BESS_UNIT1 | SCURRY | STORAGE | WEST | 2021 | 9.95 | 9.9 | 9.9 | 9.9 | 9.9 | 9.9 | 9.9 | 9.9 | 9.9 | 9.9 | 9.9
997 | SWEETWATER BESS (DGR) |  | SWT_BESS_UNIT1 | NOLAN | STORAGE | WEST | 2021 | 9.95 | 9.9 | 9.9 | 9.9 | 9.9 | 9.9 | 9.9 | 9.9 | 9.9 | 9.9 | 9.9
998 | SWOOSE BATTERY (DGR) |  | SWOOSE1_SWOOSEU1 | WARD | STORAGE | WEST | 2021 | 9.9 | 9.9 | 9.9 | 9.9 | 9.9 | 9.9 | 9.9 | 9.9 | 9.9 | 9.9 | 9.9
999 | TOS BATTERY STORAGE (DGR) |  | TOSBATT_UNIT1 | MIDLAND | STORAGE | WEST | 2017 | 2 | 2 | 2 | 2 | 2 | 2 | 2 | 2 | 2 | 2 | 2
1000 | TOYAH POWER STATION (DGR) |  | TOYAH_BESS | REEVES | STORAGE | WEST | 2021 | 9.95 | 9.9 | 9.9 | 9.9 | 9.9 | 9.9 | 9.9 | 9.9 | 9.9 | 9.9 | 9.9
1001 | TRIPLE BUTTE (DGR) |  | TRIPBUT1_BELU1 | PECOS | STORAGE | WEST | 2021 | 9.18 | 7.5 | 7.5 | 7.5 | 7.5 | 7.5 | 7.5 | 7.5 | 7.5 | 7.5 | 7.5
1002 | WESTOVER BESS (DGR) |  | WOV_BESS_UNIT1 | ECTOR | STORAGE | WEST | 2021 | 9.95 | 9.9 | 9.9 | 9.9 | 9.9 | 9.9 | 9.9 | 9.9 | 9.9 | 9.9 | 9.9
1003 | WORSHAM BATTERY (DGR) |  | WRSBES_BESS1 | REEVES | STORAGE | WEST | 2020 | 9.9 | 9.9 | 9.9 | 9.9 | 9.9 | 9.9 | 9.9 | 9.9 | 9.9 | 9.9 | 9.9
1004 | YOUNICOS FACILITY |  | DG_YOUNICOS_YINC1_1 | TRAVIS | STORAGE | SOUTH | 2015 | 2 | 2 | 2 | 2 | 2 | 2 | 2 | 2 | 2 | 2 | 2
1005 | Operational Capacity Total (Storage) | [6 empty] | 993.98 | 984 | 984 | 984 | 984 | 984 | 984 | 984 | 984 | 984 | 984
1006 | Storage Peak Average Capacity Percentage |  | STORAGE_PEAK_PCT | % |  |  |  | 100 | 0 | 0 | 0 | 0 | 0 | 0 | 0 | 0 | 0 | 0
1007
1008 | Operational Resources (Storage) - Synchronized but not Approved for Commercial Operations
1009 | AZURE SKY BESS | 21INR0476 | AZURE_BESS1 | HASKELL | STORAGE | WEST | 2022 | 77.6 | 77.6 | 77.6 | 77.6 | 77.6 | 77.6 | 77.6 | 77.6 | 77.6 | 77.6 | 77.6
1010 | CROSSETT POWER U1 | 21INR0510 | CROSSETT_BES1 | CRANE | STORAGE | WEST | 2022 | 101.5 | 100 | 100 | 100 | 100 | 100 | 100 | 100 | 100 | 100 | 100
1011 | CROSSETT POWER U2 | 21INR0510 | CROSSETT_BES2 | CRANE | STORAGE | WEST | 2022 | 101.5 | 100 | 100 | 100 | 100 | 100 | 100 | 100 | 100 | 100 | 100
1012 | DECORDOVA BESS U1 | 21INR0459 | DCSES_BES1 | HOOD | STORAGE | NORTH | 2022 | 67.3 | 66.5 | 66.5 | 66.5 | 66.5 | 66.5 | 66.5 | 66.5 | 66.5 | 66.5 | 66.5
1013 | DECORDOVA BESS U2 | 21INR0459 | DCSES_BES2 | HOOD | STORAGE | NORTH | 2022 | 67.3 | 66.5 | 66.5 | 66.5 | 66.5 | 66.5 | 66.5 | 66.5 | 66.5 | 66.5 | 66.5
1014 | DECORDOVA BESS U3 | 21INR0459 | DCSES_BES3 | HOOD | STORAGE | NORTH | 2022 | 64.2 | 63.5 | 63.5 | 63.5 | 63.5 | 63.5 | 63.5 | 63.5 | 63.5 | 63.5 | 63.5
1015 | DECORDOVA BESS U4 | 21INR0459 | DCSES_BES4 | HOOD | STORAGE | NORTH | 2022 | 64.2 | 63.5 | 63.5 | 63.5 | 63.5 | 63.5 | 63.5 | 63.5 | 63.5 | 63.5 | 63.5
1016 | FAULKNER BESS (DGR) | 22INR0571 | FAULKNER_BESS | REEVES | STORAGE | WEST | 2022 | 9.9 | 9.9 | 9.9 | 9.9 | 9.9 | 9.9 | 9.9 | 9.9 | 9.9 | 9.9 | 9.9
1017 | QUEEN BESS | 20INR0281 | QUEEN_BA_BESS1 | UPTON | STORAGE | WEST | 2022 | 51.1 | 50 | 50 | 50 | 50 | 50 | 50 | 50 | 50 | 50 | 50
1018 | REPUBLIC ROAD STORAGE | 21INR0460 | RPUBRDS_ESS1 | ROBERTSON | STORAGE | NORTH | 2022 | 51.75 | 50 | 50 | 50 | 50 | 50 | 50 | 50 | 50 | 50 | 50
1019 | SWOOSE II | 21INR0497 | SWOOSEII_BESS1 | WARD | STORAGE | WEST | 2022 | 101.5 | 100 | 100 | 100 | 100 | 100 | 100 | 100 | 100 | 100 | 100
1020 | Operational Capacity - Synchronized but not Approved for Commercial Operations Total (Storage) | [6 empty] | 757.85 | 747.5 | 747.5 | 747.5 | 747.5 | 747.5 | 747.5 | 747.5 | 747.5 | 747.5 | 747.5
1021 | Storage Peak Average Capacity Percentage |  | STORAGE_SYNC_PEAK_PCT | % |  |  |  | 100 | 0 | 0 | 0 | 0 | 0 | 0 | 0 | 0 | 0 | 0
1022
1023 | Reliability Must-Run (RMR) Capacity |  | RMR_CAP_CONT |  |  |  |  | 0 | 0 | 0 | 0 | 0 | 0 | 0 | 0 | 0 | 0 | 0
1024
1025 | Capacity Pending Retirement |  | PENDRETIRE_CAP |  |  |  |  | 0 | 0 | 0 | 0 | 0 | 0 | 0 | 0 | 0 | 0 | 0
1026
1027 | Non-Synchronous Tie Resources
1028 | EAST TIE |  | DC_E | FANNIN | OTHER | NORTH |  | 600 | 600 | 600 | 600 | 600 | 600 | 600 | 600 | 600 | 600 | 600
1029 | NORTH TIE |  | DC_N | WILBARGER | OTHER | WEST |  | 220 | 220 | 220 | 220 | 220 | 220 | 220 | 220 | 220 | 220 | 220
1030 | LAREDO VFT TIE |  | DC_L | WEBB | OTHER | SOUTH |  | 100 | 100 | 100 | 100 | 100 | 100 | 100 | 100 | 100 | 100 | 100
1031 | SHARYLAND RAILROAD TIE |  | DC_R | HIDALGO | OTHER | SOUTH |  | 300 | 300 | 300 | 300 | 300 | 300 | 300 | 300 | 300 | 300 | 300
1032 | Non-Synchronous Ties Total | [6 empty] | 1220 | 1220 | 1220 | 1220 | 1220 | 1220 | 1220 | 1220 | 1220 | 1220 | 1220
1033 | Non-Synchronous Ties Peak Average Capacity Percentage |  | DCTIE_PEAK_PCT | % |  |  |  | 100 | 59 | 59 | 59 | 59 | 59 | 59 | 59 | 59 | 59 | 59
1034
1035 | Planned Thermal Resources with Executed SGIA, Air Permit, GHG Permit and Proof of Adequate Water Supplies
1036 | AIR PRODUCTS GCA | 21INR0012 |  | GALVESTON | GAS-ST | HOUSTON | 2023 | 60 | 60 | 60 | 60 | 60 | 60 | 60 | 60 | 60 | 60 | 60
1037 | BEACHWOOD POWER STATION (MARK ONE) | 22INR0369 |  | BRAZORIA | GAS-GT | COASTAL | 2022 | 298.8 | 298.8 | 298.8 | 298.8 | 298.8 | 298.8 | 298.8 | 298.8 | 298.8 | 298.8 | 298.8
1038 | CHAMON 2 | 19INR0056 |  | HARRIS | GAS-GT | HOUSTON | 2022 | 99.6 | 99.6 | 99.6 | 99.6 | 99.6 | 99.6 | 99.6 | 99.6 | 99.6 | 99.6 | 99.6
1039 | COLORADO BEND I EXPANSION | 21INR0512 |  | WHARTON | GAS-GT | SOUTH | 2022 | 78 | 78 | 78 | 78 | 78 | 78 | 78 | 78 | 78 | 78 | 78
1040 | MIRAGE CTG 1 | 17INR0022 |  | HARRIS | GAS-GT | HOUSTON | 2023 | 11 | 11 | 11 | 11 | 11 | 11 | 11 | 11 | 11 | 11 | 11
1041 | RABBS POWER STATION (UNITS 1-2) | 23INR0482 |  | FORT BEND | GAS-GT | HOUSTON | 2022 | 99.6 | 99.6 | 99.6 | 99.6 | 99.6 | 99.6 | 99.6 | 99.6 | 99.6 | 99.6 | 99.6
1042 | Planned Thermal Resources Total (Nuclear, Coal, Gas, Biomass) | [6 empty] | 647 | 647 | 647 | 647 | 647 | 647 | 647 | 647 | 647 | 647 | 647
1043
1044 | Planned Wind Resources with Executed SGIA
1045 | AGUAYO WIND | 20INR0250 |  | MILLS | WIND-O | NORTH | 2022 | 196 | 196 | 196 | 196 | 196 | 196 | 196 | 196 | 196 | 196 | 196
1046 | ANCHOR WIND III | 21INR0546 |  | EASTLAND | WIND-O | NORTH | 2022 | 16 | 16 | 16 | 16 | 16 | 16 | 16 | 16 | 16 | 16 | 16
1047 | APPALOOSA RUN WIND_ | 20INR0249 |  | UPTON | WIND-O | WEST | 2023 | 175 | 175 | 175 | 175 | 175 | 175 | 175 | 175 | 175 | 175 | 175
1048 | BIG SAMPSON WIND | 16INR0104 |  | CROCKETT | WIND-O | WEST | 2024 | 400 | 0 | 400 | 400 | 400 | 400 | 400 | 400 | 400 | 400 | 400
1049 | BOARD CREEK WP | 21INR0324 |  | NAVARRO | WIND-O | NORTH | 2022 | 299.2 | 299.2 | 299.2 | 299.2 | 299.2 | 299.2 | 299.2 | 299.2 | 299.2 | 299.2 | 299.2
1050 | CANYON WIND | 18INR0030 |  | SCURRY | WIND-O | WEST | 2023 | 360.5 | 360.5 | 360.5 | 360.5 | 360.5 | 360.5 | 360.5 | 360.5 | 360.5 | 360.5 | 360.5
1051 | CAROL WIND | 20INR0217 |  | POTTER | WIND-P | PANHANDLE | 2024 | 169.2 | 0 | 169.2 | 169.2 | 169.2 | 169.2 | 169.2 | 169.2 | 169.2 | 169.2 | 169.2
1052 | CRAWFISH | 19INR0177 |  | WHARTON | WIND-O | SOUTH | 2023 | 163.2 | 163.2 | 163.2 | 163.2 | 163.2 | 163.2 | 163.2 | 163.2 | 163.2 | 163.2 | 163.2
1053 | EL SUAZ RANCH | 20INR0097 |  | WILLACY | WIND-C | COASTAL | 2022 | 301.5 | 301.5 | 301.5 | 301.5 | 301.5 | 301.5 | 301.5 | 301.5 | 301.5 | 301.5 | 301.5
1054 | GOODNIGHT WIND | 14INR0033 |  | ARMSTRONG | WIND-P | PANHANDLE | 2023 | 506.6 | 506.6 | 506.6 | 506.6 | 506.6 | 506.6 | 506.6 | 506.6 | 506.6 | 506.6 | 506.6
1055 | HART WIND | 16INR0033 |  | CASTRO | WIND-P | PANHANDLE | 2023 | 151.5 | 0 | 151.5 | 151.5 | 151.5 | 151.5 | 151.5 | 151.5 | 151.5 | 151.5 | 151.5
1056 | INERTIA WIND | 22INR0326 |  | HASKELL | WIND-O | WEST | 2022 | 350 | 350 | 350 | 350 | 350 | 350 | 350 | 350 | 350 | 350 | 350
1057 | LACY CREEK WIND | 18INR0043 |  | GLASSCOCK | WIND-O | WEST | 2022 | 301.3 | 301.3 | 301.3 | 301.3 | 301.3 | 301.3 | 301.3 | 301.3 | 301.3 | 301.3 | 301.3
1058 | LOMA PINTA WIND | 16INR0112 |  | LA SALLE | WIND-O | SOUTH | 2023 | 200 | 200 | 200 | 200 | 200 | 200 | 200 | 200 | 200 | 200 | 200
1059 | LORAINE WINDPARK PHASE III | 18INR0068 |  | MITCHELL | WIND-O | WEST | 2024 | 100 | 0 | 100 | 100 | 100 | 100 | 100 | 100 | 100 | 100 | 100
1060 | MONARCH CREEK WIND | 21INR0263 |  | THROCKMORTON | WIND-O | WEST | 2023 | 209 | 209 | 209 | 209 | 209 | 209 | 209 | 209 | 209 | 209 | 209
1061 | MONTE ALTO 1 WIND | 19INR0022 |  | WILLACY | WIND-C | COASTAL | 2023 | 223.8 | 0 | 223.8 | 223.8 | 223.8 | 223.8 | 223.8 | 223.8 | 223.8 | 223.8 | 223.8
1062 | MONTE ALTO 2 WIND | 19INR0023 |  | WILLACY | WIND-C | COASTAL | 2023 | 236.9 | 0 | 236.9 | 236.9 | 236.9 | 236.9 | 236.9 | 236.9 | 236.9 | 236.9 | 236.9
1063 | MONTGOMERY RANCH WIND | 20INR0040 |  | FOARD | WIND-O | WEST | 2023 | 200.2 | 0 | 200.2 | 200.2 | 200.2 | 200.2 | 200.2 | 200.2 | 200.2 | 200.2 | 200.2
1064 | ROADRUNNER CROSSING WIND 1 | 19INR0117 |  | EASTLAND | WIND-O | NORTH | 2022 | 200.2 | 200.2 | 200.2 | 200.2 | 200.2 | 200.2 | 200.2 | 200.2 | 200.2 | 200.2 | 200.2
1065 | SHEEP CREEK WIND | 21INR0325 |  | CALLAHAN | WIND-O | WEST | 2023 | 151.5 | 151.5 | 151.5 | 151.5 | 151.5 | 151.5 | 151.5 | 151.5 | 151.5 | 151.5 | 151.5
1066 | YOUNG WIND | 21INR0401 |  | YOUNG | WIND-O | WEST | 2022 | 499.1 | 499.1 | 499.1 | 499.1 | 499.1 | 499.1 | 499.1 | 499.1 | 499.1 | 499.1 | 499.1
1067 | Planned Capacity Total (Wind) | [6 empty] | 5410.7 | 3929.1 | 5410.7 | 5410.7 | 5410.7 | 5410.7 | 5410.7 | 5410.7 | 5410.7 | 5410.7 | 5410.7
1068
1069 | Planned Wind Capacity Sub-total (Coastal Counties) |  | WIND_PLANNED_C |  |  |  |  | 762.2 | 301.5 | 762.2 | 762.2 | 762.2 | 762.2 | 762.2 | 762.2 | 762.2 | 762.2 | 762.2
1070 | Wind Peak Average Capacity Percentage (Coastal) |  | WIND_PL_PEAK_PCT_C | % |  |  |  | 100 | 46 | 46 | 46 | 46 | 46 | 46 | 46 | 46 | 46 | 46
1071
1072 | Planned Wind Capacity Sub-total (Panhandle Counties) |  | WIND_PLANNED_P |  |  |  |  | 827.3 | 506.6 | 827.3 | 827.3 | 827.3 | 827.3 | 827.3 | 827.3 | 827.3 | 827.3 | 827.3
1073 | Wind Peak Average Capacity Percentage (Panhandle) |  | WIND_PL_PEAK_PCT_P | % |  |  |  | 100 | 34 | 34 | 34 | 34 | 34 | 34 | 34 | 34 | 34 | 34
1074
1075 | Planned Wind Capacity Sub-total (Other counties) |  | WIND_PLANNED_O |  |  |  |  | 3821.2 | 3121 | 3821.2 | 3821.2 | 3821.2 | 3821.2 | 3821.2 | 3821.2 | 3821.2 | 3821.2 | 3821.2
1076 | Wind Peak Average Capacity Percentage (Other) |  | WIND_PL_PEAK_PCT_O | % |  |  |  | 100 | 19 | 19 | 19 | 19 | 19 | 19 | 19 | 19 | 19 | 19
1077
1078 | Planned Solar Resources with Executed SGIA
1079 | 7V SOLAR | 21INR0351 |  | FAYETTE | SOLAR | SOUTH | 2023 | 246.3 | 246.3 | 246.3 | 246.3 | 246.3 | 246.3 | 246.3 | 246.3 | 246.3 | 246.3 | 246.3
1080 | AMSTERDAM SOLAR | 21INR0256 |  | BRAZORIA | SOLAR | COASTAL | 2023 | 509.88 | 509.88 | 509.88 | 509.88 | 509.88 | 509.88 | 509.88 | 509.88 | 509.88 | 509.88 | 509.88
1081 | ANDROMEDA SOLAR | 22INR0412 |  | SCURRY | SOLAR | WEST | 2023 | 374.4 | 374.4 | 374.4 | 374.4 | 374.4 | 374.4 | 374.4 | 374.4 | 374.4 | 374.4 | 374.4
1082 | ANGELO SOLAR | 19INR0203 |  | TOM GREEN | SOLAR | WEST | 2023 | 195 | 195 | 195 | 195 | 195 | 195 | 195 | 195 | 195 | 195 | 195
1083 | ANGUS SOLAR | 20INR0035 |  | BOSQUE | SOLAR | NORTH | 2023 | 113 | 113 | 113 | 113 | 113 | 113 | 113 | 113 | 113 | 113 | 113
1084 | ARMADILLO SOLAR | 21INR0421 |  | NAVARRO | SOLAR | NORTH | 2023 | 204 | 204 | 204 | 204 | 204 | 204 | 204 | 204 | 204 | 204 | 204
1085 | ARROYO SOLAR | 20INR0086 |  | CAMERON | SOLAR | COASTAL | 2024 | 180 | 0 | 180 | 180 | 180 | 180 | 180 | 180 | 180 | 180 | 180
1086 | BAKER BRANCH SOLAR | 23INR0026 |  | LAMAR | SOLAR | NORTH | 2023 | 400 | 400 | 400 | 400 | 400 | 400 | 400 | 400 | 400 | 400 | 400
1087 | BIG STAR SOLAR | 21INR0413 |  | BASTROP | SOLAR | SOUTH | 2022 | 200 | 200 | 200 | 200 | 200 | 200 | 200 | 200 | 200 | 200 | 200
1088 | BLUE JAY SOLAR II | 19INR0085 |  | GRIMES | SOLAR | NORTH | 2022 | 141.1 | 141.1 | 141.1 | 141.1 | 141.1 | 141.1 | 141.1 | 141.1 | 141.1 | 141.1 | 141.1
1089 | BLUE SKY SOL | 22INR0455 |  | CROCKETT | SOLAR | WEST | 2023 | 101.2 | 101.2 | 101.2 | 101.2 | 101.2 | 101.2 | 101.2 | 101.2 | 101.2 | 101.2 | 101.2
1090 | BPL FILES SOLAR | 20INR0164 |  | HILL | SOLAR | NORTH | 2023 | 175 | 175 | 175 | 175 | 175 | 175 | 175 | 175 | 175 | 175 | 175
1091 | BRASS FORK SOLAR | 22INR0270 |  | HASKELL | SOLAR | WEST | 2024 | 304.8 | 0 | 304.8 | 304.8 | 304.8 | 304.8 | 304.8 | 304.8 | 304.8 | 304.8 | 304.8
1092 | BRIGHT ARROW SOLAR | 22INR0242 |  | HOPKINS | SOLAR | NORTH | 2022 | 305.1 | 305.1 | 305.1 | 305.1 | 305.1 | 305.1 | 305.1 | 305.1 | 305.1 | 305.1 | 305.1
1093 | CACHENA SOLAR | 23INR0027 |  | WILSON | SOLAR | SOUTH | 2024 | 440 | 0 | 440 | 440 | 440 | 440 | 440 | 440 | 440 | 440 | 440
1094 | CAROL SOLAR | 21INR0274 |  | POTTER | SOLAR | PANHANDLE | 2024 | 223.2 | 0 | 0 | 223.2 | 223.2 | 223.2 | 223.2 | 223.2 | 223.2 | 223.2 | 223.2
1095 | CASTRO SOLAR | 20INR0050 |  | CASTRO | SOLAR | PANHANDLE | 2023 | 222.9 | 222.9 | 222.9 | 222.9 | 222.9 | 222.9 | 222.9 | 222.9 | 222.9 | 222.9 | 222.9
1096 | CHARGER SOLAR | 23INR0047 |  | REFUGIO | SOLAR | COASTAL | 2023 | 406.8 | 406.8 | 406.8 | 406.8 | 406.8 | 406.8 | 406.8 | 406.8 | 406.8 | 406.8 | 406.8
1097 | CHILLINGHAM SOLAR | 23INR0070 |  | BELL | SOLAR | NORTH | 2023 | 359.4 | 359.4 | 359.4 | 359.4 | 359.4 | 359.4 | 359.4 | 359.4 | 359.4 | 359.4 | 359.4
1098 | CONCHO VALLEY SOLAR | 21INR0384 |  | TOM GREEN | SOLAR | WEST | 2022 | 159.8 | 159.8 | 159.8 | 159.8 | 159.8 | 159.8 | 159.8 | 159.8 | 159.8 | 159.8 | 159.8
1099 | CORAL SOLAR | 22INR0295 |  | FALLS | SOLAR | NORTH | 2023 | 152 | 152 | 152 | 152 | 152 | 152 | 152 | 152 | 152 | 152 | 152
1100 | CORAZON SOLAR PHASE II | 22INR0257 |  | WEBB | SOLAR | SOUTH | 2025 | 202.6 | 0 | 0 | 202.6 | 202.6 | 202.6 | 202.6 | 202.6 | 202.6 | 202.6 | 202.6
1101 | COTTONWOOD BAYOU SOLAR I | 19INR0134 |  | BRAZORIA | SOLAR | COASTAL | 2024 | 150 | 0 | 150 | 150 | 150 | 150 | 150 | 150 | 150 | 150 | 150
1102 | COTTONWOOD BAYOU SOLAR II | 21INR0228 |  | BRAZORIA | SOLAR | COASTAL | 2024 | 200 | 0 | 200 | 200 | 200 | 200 | 200 | 200 | 200 | 200 | 200
1103 | CROWDED STAR SOLAR | 20INR0241 |  | JONES | SOLAR | WEST | 2024 | 217.6 | 0 | 217.6 | 217.6 | 217.6 | 217.6 | 217.6 | 217.6 | 217.6 | 217.6 | 217.6
1104 | CROWDED STAR SOLAR II | 22INR0274 |  | JONES | SOLAR | WEST | 2025 | 188.8 | 0 | 0 | 188.8 | 188.8 | 188.8 | 188.8 | 188.8 | 188.8 | 188.8 | 188.8
1105 | DANCIGER SOLAR | 20INR0098 |  | BRAZORIA | SOLAR | COASTAL | 2022 | 200 | 200 | 200 | 200 | 200 | 200 | 200 | 200 | 200 | 200 | 200
1106 | DANISH FIELDS SOLAR I | 20INR0069 |  | WHARTON | SOLAR | SOUTH | 2023 | 619.1 | 619.1 | 619.1 | 619.1 | 619.1 | 619.1 | 619.1 | 619.1 | 619.1 | 619.1 | 619.1
1107 | DAWN SOLAR | 20INR0255 |  | DEAF SMITH | SOLAR | PANHANDLE | 2023 | 515.7 | 515.7 | 515.7 | 515.7 | 515.7 | 515.7 | 515.7 | 515.7 | 515.7 | 515.7 | 515.7
1108 | DELILAH SOLAR 1 | 22INR0202 |  | LAMAR | SOLAR | NORTH | 2022 | 300 | 300 | 300 | 300 | 300 | 300 | 300 | 300 | 300 | 300 | 300
1109 | DELILAH SOLAR 2 | 22INR0203 |  | LAMAR | SOLAR | NORTH | 2023 | 310 | 310 | 310 | 310 | 310 | 310 | 310 | 310 | 310 | 310 | 310
1110 | DELILAH SOLAR 3 | 23INR0042 |  | LAMAR | SOLAR | NORTH | 2023 | 200 | 200 | 200 | 200 | 200 | 200 | 200 | 200 | 200 | 200 | 200
1111 | DELILAH SOLAR 4 | 23INR0060 |  | LAMAR | SOLAR | NORTH | 2023 | 90 | 90 | 90 | 90 | 90 | 90 | 90 | 90 | 90 | 90 | 90
1112 | DILEO SOLAR | 22INR0359 |  | BOSQUE | SOLAR | NORTH | 2023 | 72 | 72 | 72 | 72 | 72 | 72 | 72 | 72 | 72 | 72 | 72
1113 | DR SOLAR | 22INR0454 |  | CULBERSON | SOLAR | WEST | 2023 | 46 | 46 | 46 | 46 | 46 | 46 | 46 | 46 | 46 | 46 | 46
1114 | EIFFEL SOLAR | 22INR0223 |  | LAMAR | SOLAR | NORTH | 2023 | 200 | 200 | 200 | 200 | 200 | 200 | 200 | 200 | 200 | 200 | 200
1115 | ELLIS SOLAR | 21INR0493 |  | ELLIS | SOLAR | NORTH | 2022 | 80 | 80 | 80 | 80 | 80 | 80 | 80 | 80 | 80 | 80 | 80
1116 | EQUINOX SOLAR 1 | 21INR0226 |  | STARR | SOLAR | SOUTH | 2025 | 200 | 0 | 0 | 200 | 200 | 200 | 200 | 200 | 200 | 200 | 200
1117 | ESTONIAN SOLAR FARM | 22INR0335 |  | DELTA | SOLAR | NORTH | 2023 | 204.5 | 204.5 | 204.5 | 204.5 | 204.5 | 204.5 | 204.5 | 204.5 | 204.5 | 204.5 | 204.5
1118 | FAGUS SOLAR PARK (MISAE SOLAR II) | 20INR0091 |  | CHILDRESS | SOLAR | PANHANDLE | 2023 | 517.3 | 0 | 517.3 | 517.3 | 517.3 | 517.3 | 517.3 | 517.3 | 517.3 | 517.3 | 517.3
1119 | FENCE POST SOLAR | 22INR0404 |  | NAVARRO | SOLAR | NORTH | 2022 | 240.9 | 240.9 | 240.9 | 240.9 | 240.9 | 240.9 | 240.9 | 240.9 | 240.9 | 240.9 | 240.9
1120 | FRYE SOLAR | 20INR0080 |  | SWISHER | SOLAR | PANHANDLE | 2023 | 514.1 | 514.1 | 514.1 | 514.1 | 514.1 | 514.1 | 514.1 | 514.1 | 514.1 | 514.1 | 514.1
1121 | GALLOWAY 2 SOLAR | 21INR0431 |  | CONCHO | SOLAR | WEST | 2023 | 110 | 110 | 110 | 110 | 110 | 110 | 110 | 110 | 110 | 110 | 110
1122 | GOLINDA SOLAR | 21INR0434 |  | FALLS | SOLAR | NORTH | 2023 | 103.1 | 103.1 | 103.1 | 103.1 | 103.1 | 103.1 | 103.1 | 103.1 | 103.1 | 103.1 | 103.1
1123 | GP SOLAR | 23INR0045 |  | VAN ZANDT | SOLAR | NORTH | 2023 | 122 | 122 | 122 | 122 | 122 | 122 | 122 | 122 | 122 | 122 | 122
1124 | GRANDSLAM SOLAR | 21INR0391 |  | ATASCOSA | SOLAR | SOUTH | 2023 | 121.9 | 121.9 | 121.9 | 121.9 | 121.9 | 121.9 | 121.9 | 121.9 | 121.9 | 121.9 | 121.9
1125 | GREEN HOLLY SOLAR | 21INR0021 |  | DAWSON | SOLAR | WEST | 2024 | 413.6 | 0 | 0 | 413.6 | 413.6 | 413.6 | 413.6 | 413.6 | 413.6 | 413.6 | 413.6
1126 | GREYHOUND SOLAR | 21INR0268 |  | ECTOR | SOLAR | WEST | 2023 | 608.7 | 0 | 608.7 | 608.7 | 608.7 | 608.7 | 608.7 | 608.7 | 608.7 | 608.7 | 608.7
1127 | GRIZZLY RIDGE SOLAR | 21INR0375 |  | HAMILTON | SOLAR | NORTH | 2022 | 100 | 100 | 100 | 100 | 100 | 100 | 100 | 100 | 100 | 100 | 100
1128 | G-STAR SOLAR | 23INR0111 |  | WHARTON | SOLAR | SOUTH | 2023 | 608.8 | 608.8 | 608.8 | 608.8 | 608.8 | 608.8 | 608.8 | 608.8 | 608.8 | 608.8 | 608.8
1129 | HAYHURST TEXAS SOLAR | 22INR0363 |  | CULBERSON | SOLAR | WEST | 2023 | 46.2 | 46.2 | 46.2 | 46.2 | 46.2 | 46.2 | 46.2 | 46.2 | 46.2 | 46.2 | 46.2
1130 | HOPKINS SOLAR | 20INR0210 |  | HOPKINS | SOLAR | NORTH | 2023 | 252 | 252 | 252 | 252 | 252 | 252 | 252 | 252 | 252 | 252 | 252
1131 | HORIZON SOLAR | 21INR0261 |  | FRIO | SOLAR | SOUTH | 2023 | 204.1 | 0 | 204.1 | 204.1 | 204.1 | 204.1 | 204.1 | 204.1 | 204.1 | 204.1 | 204.1
1132 | HORNET SOLAR | 23INR0021 |  | SWISHER | SOLAR | PANHANDLE | 2023 | 600 | 0 | 600 | 600 | 600 | 600 | 600 | 600 | 600 | 600 | 600
1133 | INDIGO SOLAR | 21INR0031 |  | FISHER | SOLAR | WEST | 2023 | 125 | 125 | 125 | 125 | 125 | 125 | 125 | 125 | 125 | 125 | 125
1134 | INERTIA SOLAR | 22INR0374 |  | HASKELL | SOLAR | WEST | 2023 | 258.4 | 0 | 258.4 | 258.4 | 258.4 | 258.4 | 258.4 | 258.4 | 258.4 | 258.4 | 258.4
1135 | JACKALOPE SOLAR | 23INR0180 |  | SAN PATRICIO | SOLAR | COASTAL | 2023 | 156.4 | 156.4 | 156.4 | 156.4 | 156.4 | 156.4 | 156.4 | 156.4 | 156.4 | 156.4 | 156.4
1136 | JADE SOLAR | 22INR0360 |  | SCURRY | SOLAR | WEST | 2023 | 374.4 | 374.4 | 374.4 | 374.4 | 374.4 | 374.4 | 374.4 | 374.4 | 374.4 | 374.4 | 374.4
1137 | JUNGMANN SOLAR | 22INR0356 |  | MILAM | SOLAR | SOUTH | 2023 | 40 | 40 | 40 | 40 | 40 | 40 | 40 | 40 | 40 | 40 | 40
1138 | LONG POINT SOLAR | 19INR0042 |  | BRAZORIA | SOLAR | COASTAL | 2023 | 101.3 | 101.3 | 101.3 | 101.3 | 101.3 | 101.3 | 101.3 | 101.3 | 101.3 | 101.3 | 101.3
1139 | LONGBOW SOLAR | 20INR0026 |  | BRAZORIA | SOLAR | COASTAL | 2023 | 77 | 77 | 77 | 77 | 77 | 77 | 77 | 77 | 77 | 77 | 77
1140 | LUNIS CREEK SOLAR 1 | 21INR0344 |  | JACKSON | SOLAR | SOUTH | 2024 | 617.1 | 0 | 617.1 | 617.1 | 617.1 | 617.1 | 617.1 | 617.1 | 617.1 | 617.1 | 617.1
1141 | MALEZA SOLAR | 21INR0220 |  | WHARTON | SOLAR | SOUTH | 2023 | 254.9 | 254.9 | 254.9 | 254.9 | 254.9 | 254.9 | 254.9 | 254.9 | 254.9 | 254.9 | 254.9
1142 | MARKUM SOLAR | 20INR0230 |  | MCLENNAN | SOLAR | NORTH | 2024 | 161 | 0 | 161 | 161 | 161 | 161 | 161 | 161 | 161 | 161 | 161
1143 | MCLEAN (SHAKES) SOLAR | 19INR0073 |  | ZAVALA | SOLAR | SOUTH | 2022 | 200 | 200 | 200 | 200 | 200 | 200 | 200 | 200 | 200 | 200 | 200
1144 | MERCURY I SOLAR | 21INR0257 |  | HILL | SOLAR | NORTH | 2022 | 206.1 | 206.1 | 206.1 | 206.1 | 206.1 | 206.1 | 206.1 | 206.1 | 206.1 | 206.1 | 206.1
1145 | MERCURY II SOLAR | 23INR0153 |  | HILL | SOLAR | NORTH | 2022 | 206.1 | 206.1 | 206.1 | 206.1 | 206.1 | 206.1 | 206.1 | 206.1 | 206.1 | 206.1 | 206.1
1146 | MORROW LAKE SOLAR | 19INR0155 |  | FRIO | SOLAR | SOUTH | 2023 | 204 | 204 | 204 | 204 | 204 | 204 | 204 | 204 | 204 | 204 | 204
1147 | MUSTANG CREEK SOLAR | 18INR0050 |  | JACKSON | SOLAR | SOUTH | 2023 | 152.3 | 152.3 | 152.3 | 152.3 | 152.3 | 152.3 | 152.3 | 152.3 | 152.3 | 152.3 | 152.3
1148 | MYRTLE SOLAR | 19INR0041 |  | BRAZORIA | SOLAR | COASTAL | 2022 | 313 | 313 | 313 | 313 | 313 | 313 | 313 | 313 | 313 | 313 | 313
1149 | NABATOTO SOLAR NORTH | 21INR0428 |  | LEON | SOLAR | NORTH | 2023 | 365.7 | 365.7 | 365.7 | 365.7 | 365.7 | 365.7 | 365.7 | 365.7 | 365.7 | 365.7 | 365.7
1150 | NAZARETH SOLAR | 16INR0049 |  | CASTRO | SOLAR | PANHANDLE | 2023 | 201 | 201 | 201 | 201 | 201 | 201 | 201 | 201 | 201 | 201 | 201
1151 | NEPTUNE SOLAR | 21INR0499 |  | JACKSON | SOLAR | SOUTH | 2022 | 206.31 | 206.31 | 206.31 | 206.31 | 206.31 | 206.31 | 206.31 | 206.31 | 206.31 | 206.31 | 206.31
1152 | NORTON SOLAR | 19INR0035 |  | RUNNELS | SOLAR | WEST | 2023 | 125 | 125 | 125 | 125 | 125 | 125 | 125 | 125 | 125 | 125 | 125
1153 | OLD HICKORY SOLAR | 20INR0236 |  | JACKSON | SOLAR | SOUTH | 2023 | 206 | 206 | 206 | 206 | 206 | 206 | 206 | 206 | 206 | 206 | 206
1154 | OUTPOST SOLAR | 23INR0007 |  | WEBB | SOLAR | SOUTH | 2024 | 513.7 | 0 | 513.7 | 513.7 | 513.7 | 513.7 | 513.7 | 513.7 | 513.7 | 513.7 | 513.7
1155 | OYSTERCATCHER SOLAR | 21INR0362 |  | ELLIS | SOLAR | NORTH | 2024 | 220.3 | 0 | 220.3 | 220.3 | 220.3 | 220.3 | 220.3 | 220.3 | 220.3 | 220.3 | 220.3
1156 | PEREGRINE SOLAR | 22INR0283 |  | GOLIAD | SOLAR | SOUTH | 2024 | 303.4 | 0 | 303.4 | 303.4 | 303.4 | 303.4 | 303.4 | 303.4 | 303.4 | 303.4 | 303.4
1157 | PINE FOREST SOLAR | 20INR0203 |  | HOPKINS | SOLAR | NORTH | 2024 | 284.3 | 0 | 284.3 | 284.3 | 284.3 | 284.3 | 284.3 | 284.3 | 284.3 | 284.3 | 284.3
1158 | PISGAH RIDGE SOLAR | 22INR0254 |  | NAVARRO | SOLAR | NORTH | 2022 | 250 | 250 | 250 | 250 | 250 | 250 | 250 | 250 | 250 | 250 | 250
1159 | PITTS DUDIK SOLAR | 20INR0074 |  | HILL | SOLAR | NORTH | 2022 | 50 | 50 | 50 | 50 | 50 | 50 | 50 | 50 | 50 | 50 | 50
1160 | PORTER SOLAR | 21INR0458 |  | DENTON | SOLAR | NORTH | 2023 | 245 | 245 | 245 | 245 | 245 | 245 | 245 | 245 | 245 | 245 | 245
1161 | RADIAN SOLAR | 21INR0205 |  | BROWN | SOLAR | NORTH | 2022 | 321.8 | 321.8 | 321.8 | 321.8 | 321.8 | 321.8 | 321.8 | 321.8 | 321.8 | 321.8 | 321.8
1162 | RED HOLLY SOLAR | 21INR0022 |  | DAWSON | SOLAR | WEST | 2024 | 260 | 0 | 260 | 260 | 260 | 260 | 260 | 260 | 260 | 260 | 260
1163 | REDONDA SOLAR | 23INR0162 |  | ZAPATA | SOLAR | SOUTH | 2023 | 253.2 | 0 | 253.2 | 253.2 | 253.2 | 253.2 | 253.2 | 253.2 | 253.2 | 253.2 | 253.2
1164 | RED-TAILED HAWK SOLAR | 21INR0389 |  | WHARTON | SOLAR | SOUTH | 2024 | 350 | 0 | 350 | 350 | 350 | 350 | 350 | 350 | 350 | 350 | 350
1165 | ROCINANTE SOLAR | 23INR0231 |  | GONZALES | SOLAR | SOUTH | 2023 | 95 | 0 | 95 | 95 | 95 | 95 | 95 | 95 | 95 | 95 | 95
1166 | ROSELAND SOLAR | 20INR0205 |  | FALLS | SOLAR | NORTH | 2023 | 250 | 250 | 250 | 250 | 250 | 250 | 250 | 250 | 250 | 250 | 250
1167 | ROSELAND SOLAR II | 22INR0506 |  | FALLS | SOLAR | NORTH | 2023 | 250 | 250 | 250 | 250 | 250 | 250 | 250 | 250 | 250 | 250 | 250
1168 | ROWLAND SOLAR I | 19INR0131 |  | FORT BEND | SOLAR | HOUSTON | 2022 | 100 | 100 | 100 | 100 | 100 | 100 | 100 | 100 | 100 | 100 | 100
1169 | ROWLAND SOLAR II | 22INR0482 |  | FORT BEND | SOLAR | HOUSTON | 2023 | 202.8 | 202.8 | 202.8 | 202.8 | 202.8 | 202.8 | 202.8 | 202.8 | 202.8 | 202.8 | 202.8
1170 | RUETER SOLAR | 20INR0202 |  | BOSQUE | SOLAR | NORTH | 2022 | 200 | 200 | 200 | 200 | 200 | 200 | 200 | 200 | 200 | 200 | 200
1171 | SAMSON SOLAR 2 | 21INR0490 |  | LAMAR | SOLAR | NORTH | 2023 | 200 | 200 | 200 | 200 | 200 | 200 | 200 | 200 | 200 | 200 | 200
1172 | SBRANCH SOLAR PROJECT | 22INR0205 |  | WHARTON | SOLAR | SOUTH | 2023 | 233.5 | 233.5 | 233.5 | 233.5 | 233.5 | 233.5 | 233.5 | 233.5 | 233.5 | 233.5 | 233.5
1173 | SCHOOLHOUSE SOLAR | 22INR0211 |  | LEE | SOLAR | SOUTH | 2023 | 150.8 | 150.8 | 150.8 | 150.8 | 150.8 | 150.8 | 150.8 | 150.8 | 150.8 | 150.8 | 150.8
1174 | SECOND DIVISION SOLAR | 20INR0248 |  | BRAZORIA | SOLAR | COASTAL | 2023 | 100 | 100 | 100 | 100 | 100 | 100 | 100 | 100 | 100 | 100 | 100
1175 | SHAULA I SOLAR | 22INR0251 |  | DEWITT | SOLAR | SOUTH | 2024 | 205.2 | 0 | 205.2 | 205.2 | 205.2 | 205.2 | 205.2 | 205.2 | 205.2 | 205.2 | 205.2
1176 | SIGNAL SOLAR | 20INR0208 |  | HUNT | SOLAR | NORTH | 2023 | 50 | 50 | 50 | 50 | 50 | 50 | 50 | 50 | 50 | 50 | 50
1177 | SODA LAKE SOLAR 2 | 20INR0143 |  | CRANE | SOLAR | WEST | 2023 | 203 | 203 | 203 | 203 | 203 | 203 | 203 | 203 | 203 | 203 | 203
1178 | SPACE CITY SOLAR | 21INR0341 |  | WHARTON | SOLAR | SOUTH | 2022 | 609.7 | 609.7 | 609.7 | 609.7 | 609.7 | 609.7 | 609.7 | 609.7 | 609.7 | 609.7 | 609.7
1179 | SPANISH CROWN | 21INR0323 |  | FALLS | SOLAR | NORTH | 2023 | 103.1 | 103.1 | 103.1 | 103.1 | 103.1 | 103.1 | 103.1 | 103.1 | 103.1 | 103.1 | 103.1
1180 | SPARTA SOLAR | 22INR0352 |  | BEE | SOLAR | SOUTH | 2022 | 250 | 250 | 250 | 250 | 250 | 250 | 250 | 250 | 250 | 250 | 250
1181 | STAMPEDE SOLAR | 22INR0409 |  | HOPKINS | SOLAR | NORTH | 2022 | 259.1 | 259.1 | 259.1 | 259.1 | 259.1 | 259.1 | 259.1 | 259.1 | 259.1 | 259.1 | 259.1
1182 | STARLING SOLAR | 23INR0035 |  | GONZALES | SOLAR | SOUTH | 2023 | 123 | 123 | 123 | 123 | 123 | 123 | 123 | 123 | 123 | 123 | 123
1183 | STARR SOLAR RANCH | 20INR0216 |  | STARR | SOLAR | SOUTH | 2023 | 136 | 136 | 136 | 136 | 136 | 136 | 136 | 136 | 136 | 136 | 136
1184 | SUN VALLEY | 19INR0169 |  | HILL | SOLAR | NORTH | 2022 | 252 | 252 | 252 | 252 | 252 | 252 | 252 | 252 | 252 | 252 | 252
1185 | SUNRAY | 21INR0395 |  | UVALDE | SOLAR | SOUTH | 2023 | 204.1 | 204.1 | 204.1 | 204.1 | 204.1 | 204.1 | 204.1 | 204.1 | 204.1 | 204.1 | 204.1
1186 | TAVNER (FORT BEND SOLAR) | 18INR0053 |  | FORT BEND | SOLAR | HOUSTON | 2023 | 240 | 240 | 240 | 240 | 240 | 240 | 240 | 240 | 240 | 240 | 240
1187 | TEXANA SOLAR | 18INR0058 |  | WHARTON | SOLAR | SOUTH | 2022 | 152.3 | 152.3 | 152.3 | 152.3 | 152.3 | 152.3 | 152.3 | 152.3 | 152.3 | 152.3 | 152.3
1188 | TEXAS SOLAR NOVA | 19INR0001 |  | KENT | SOLAR | WEST | 2023 | 256.1 | 256.1 | 256.1 | 256.1 | 256.1 | 256.1 | 256.1 | 256.1 | 256.1 | 256.1 | 256.1
1189 | TRES BAHIAS SOLAR | 20INR0266 |  | CALHOUN | SOLAR | COASTAL | 2023 | 195 | 195 | 195 | 195 | 195 | 195 | 195 | 195 | 195 | 195 | 195
1190 | TYSON NICK SOLAR | 20INR0222 |  | LAMAR | SOLAR | NORTH | 2023 | 90 | 0 | 90 | 90 | 90 | 90 | 90 | 90 | 90 | 90 | 90
1191 | VANCOURT SOLAR | 21INR0213 |  | CAMERON | SOLAR | COASTAL | 2022 | 45.7 | 45.7 | 45.7 | 45.7 | 45.7 | 45.7 | 45.7 | 45.7 | 45.7 | 45.7 | 45.7
1192 | WESTORIA SOLAR | 20INR0101 |  | BRAZORIA | SOLAR | COASTAL | 2022 | 200 | 200 | 200 | 200 | 200 | 200 | 200 | 200 | 200 | 200 | 200
1193 | ZIER SOLAR | 21INR0019 |  | KINNEY | SOLAR | SOUTH | 2023 | 163 | 163 | 163 | 163 | 163 | 163 | 163 | 163 | 163 | 163 | 163
1194 | Planned Capacity Total (Solar) | [6 empty] | 27094.99 | 18832.69 | 25866.79 | 27094.99 | 27094.99 | 27094.99 | 27094.99 | 27094.99 | 27094.99 | 27094.99 | 27094.99
1195 | Solar Peak Average Capacity Percentage |  | SOLAR_PL_PEAK_PCT | % |  |  |  | 100 | 11 | 11 | 11 | 11 | 11 | 11 | 11 | 11 | 11 | 11
1196
1197 | Planned Storage Resources with Executed SGIA
1198 | AMSTERDAM STORAGE | 22INR0417 |  | BRAZORIA | STORAGE | COASTAL | 2023 | 201.13 | 201.13 | 201.13 | 201.13 | 201.13 | 201.13 | 201.13 | 201.13 | 201.13 | 201.13 | 201.13
1199 | ANCHOR BESS | 21INR0474 |  | EASTLAND | STORAGE | NORTH | 2022 | 71.5 | 71.5 | 71.5 | 71.5 | 71.5 | 71.5 | 71.5 | 71.5 | 71.5 | 71.5 | 71.5
1200 | ANEMOI ENERGY STORAGE | 23INR0369 |  | HIDALGO | STORAGE | SOUTH | 2023 | 205 | 205 | 205 | 205 | 205 | 205 | 205 | 205 | 205 | 205 | 205
1201 | BIG STAR STORAGE | 21INR0469 |  | BASTROP | STORAGE | SOUTH | 2022 | 80 | 80 | 80 | 80 | 80 | 80 | 80 | 80 | 80 | 80 | 80
1202 | BLUE JAY BESS | 23INR0019 |  | GRIMES | STORAGE | NORTH | 2022 | 50 | 50 | 50 | 50 | 50 | 50 | 50 | 50 | 50 | 50 | 50
1203 | BRIGHT ARROW STORAGE | 22INR0302 |  | HOPKINS | STORAGE | NORTH | 2023 | 103.6 | 103.6 | 103.6 | 103.6 | 103.6 | 103.6 | 103.6 | 103.6 | 103.6 | 103.6 | 103.6
1204 | BRP ANTLIA BESS | 22INR0349 |  | VAL VERDE | STORAGE | WEST | 2023 | 70.9 | 70.9 | 70.9 | 70.9 | 70.9 | 70.9 | 70.9 | 70.9 | 70.9 | 70.9 | 70.9
1205 | BRP CACHI BESS | 22INR0388 |  | GUADALUPE | STORAGE | SOUTH | 2023 | 202.5 | 202.5 | 202.5 | 202.5 | 202.5 | 202.5 | 202.5 | 202.5 | 202.5 | 202.5 | 202.5
1206 | BRP CARINA BESS | 22INR0353 |  | NUECES | STORAGE | COASTAL | 2023 | 151.9 | 151.9 | 151.9 | 151.9 | 151.9 | 151.9 | 151.9 | 151.9 | 151.9 | 151.9 | 151.9
1207 | BRP DICKENS BESS | 22INR0325 |  | DICKENS | STORAGE | PANHANDLE | 2023 | 202.3 | 202.3 | 202.3 | 202.3 | 202.3 | 202.3 | 202.3 | 202.3 | 202.3 | 202.3 | 202.3
1208 | BRP HYDRA BESS | 22INR0372 |  | PECOS | STORAGE | WEST | 2022 | 202.3 | 202.3 | 202.3 | 202.3 | 202.3 | 202.3 | 202.3 | 202.3 | 202.3 | 202.3 | 202.3
1209 | BRP LIBRA BESS | 22INR0366 |  | GUADALUPE | STORAGE | SOUTH | 2023 | 202.4 | 202.4 | 202.4 | 202.4 | 202.4 | 202.4 | 202.4 | 202.4 | 202.4 | 202.4 | 202.4
1210 | BRP PALEO BESS | 22INR0322 |  | HALE | STORAGE | PANHANDLE | 2022 | 202.4 | 202.4 | 202.4 | 202.4 | 202.4 | 202.4 | 202.4 | 202.4 | 202.4 | 202.4 | 202.4
1211 | BRP PAVO BESS | 22INR0384 |  | PECOS | STORAGE | WEST | 2022 | 176.9 | 176.9 | 176.9 | 176.9 | 176.9 | 176.9 | 176.9 | 176.9 | 176.9 | 176.9 | 176.9
1212 | BRP TORTOLAS BESS | 23INR0072 |  | BRAZORIA | STORAGE | COASTAL | 2022 | 50.7 | 50.7 | 50.7 | 50.7 | 50.7 | 50.7 | 50.7 | 50.7 | 50.7 | 50.7 | 50.7
1213 | BURRO BESS (DGR) | 22INR0573 |  | LA SALLE | STORAGE | SOUTH | 2022 | 9.9 | 9.9 | 9.9 | 9.9 | 9.9 | 9.9 | 9.9 | 9.9 | 9.9 | 9.9 | 9.9
1214 | BYRD RANCH STORAGE | 21INR0281 |  | BRAZORIA | STORAGE | COASTAL | 2022 | 50 | 50 | 50 | 50 | 50 | 50 | 50 | 50 | 50 | 50 | 50
1215 | CEDARVILLE BESS (DGR) | 22INR0577 |  | REEVES | STORAGE | WEST | 2022 | 9.9 | 9.9 | 9.9 | 9.9 | 9.9 | 9.9 | 9.9 | 9.9 | 9.9 | 9.9 | 9.9
1216 | CHILLINGHAM STORAGE | 23INR0079 |  | BELL | STORAGE | NORTH | 2023 | 153.8 | 153.8 | 153.8 | 153.8 | 153.8 | 153.8 | 153.8 | 153.8 | 153.8 | 153.8 | 153.8
1217 | COTTONWOOD BAYOU STORAGE | 21INR0443 |  | BRAZORIA | STORAGE | COASTAL | 2024 | 150.83 | 0 | 150.83 | 150.83 | 150.83 | 150.83 | 150.83 | 150.83 | 150.83 | 150.83 | 150.83
1218 | COYOTE SPRINGS BESS (DGR) | 22INR0574 |  | REEVES | STORAGE | WEST | 2022 | 9.9 | 9.9 | 9.9 | 9.9 | 9.9 | 9.9 | 9.9 | 9.9 | 9.9 | 9.9 | 9.9
1219 | ENDURANCE PARK STORAGE | 21INR0479 |  | SCURRY | STORAGE | WEST | 2022 | 50 | 50 | 50 | 50 | 50 | 50 | 50 | 50 | 50 | 50 | 50
1220 | ESTONIAN ENERGY STORAGE | 22INR0336 |  | DELTA | STORAGE | NORTH | 2023 | 102.5 | 102.5 | 102.5 | 102.5 | 102.5 | 102.5 | 102.5 | 102.5 | 102.5 | 102.5 | 102.5
1221 | EVAL STORAGE | 22INR0401 |  | CAMERON | STORAGE | COASTAL | 2023 | 255 | 255 | 255 | 255 | 255 | 255 | 255 | 255 | 255 | 255 | 255
1222 | FENCE POST BESS | 22INR0405 |  | NAVARRO | STORAGE | NORTH | 2022 | 73.1 | 73.1 | 73.1 | 73.1 | 73.1 | 73.1 | 73.1 | 73.1 | 73.1 | 73.1 | 73.1
1223 | GIGA TEXAS ENERGY STORAGE | 23INR0239 |  | TRAVIS | STORAGE | SOUTH | 2023 | 131.1 | 131.1 | 131.1 | 131.1 | 131.1 | 131.1 | 131.1 | 131.1 | 131.1 | 131.1 | 131.1
1224 | GREEN HOLLY STORAGE | 21INR0029 |  | DAWSON | STORAGE | WEST | 2024 | 50 | 0 | 50 | 50 | 50 | 50 | 50 | 50 | 50 | 50 | 50
1225 | HIGH LONESOME BESS | 20INR0280 |  | CROCKETT | STORAGE | WEST | 2022 | 50 | 50 | 50 | 50 | 50 | 50 | 50 | 50 | 50 | 50 | 50
1226 | HOUSE MOUNTAIN 2 BATT | 22INR0485 |  | BREWSTER | STORAGE | WEST | 2023 | 61.6 | 61.6 | 61.6 | 61.6 | 61.6 | 61.6 | 61.6 | 61.6 | 61.6 | 61.6 | 61.6
1227 | HUMMINGBIRD STORAGE | 22INR0327 |  | DENTON | STORAGE | NORTH | 2023 | 103.8 | 103.8 | 103.8 | 103.8 | 103.8 | 103.8 | 103.8 | 103.8 | 103.8 | 103.8 | 103.8
1228 | INERTIA BESS | 22INR0328 |  | HASKELL | STORAGE | WEST | 2022 | 121.4 | 121.4 | 121.4 | 121.4 | 121.4 | 121.4 | 121.4 | 121.4 | 121.4 | 121.4 | 121.4
1229 | INERTIA BESS 2 | 22INR0375 |  | HASKELL | STORAGE | WEST | 2022 | 100.8 | 100.8 | 100.8 | 100.8 | 100.8 | 100.8 | 100.8 | 100.8 | 100.8 | 100.8 | 100.8
1230 | LA HUERTA BESS (DGR) | 22INR0572 |  | DIMMIT | STORAGE | SOUTH | 2022 | 9.9 | 9.9 | 9.9 | 9.9 | 9.9 | 9.9 | 9.9 | 9.9 | 9.9 | 9.9 | 9.9
1231 | LIMOUSIN OAK STORAGE | 22INR0338 |  | GRIMES | STORAGE | NORTH | 2023 | 104.62 | 104.62 | 104.62 | 104.62 | 104.62 | 104.62 | 104.62 | 104.62 | 104.62 | 104.62 | 104.62
1232 | MADERO GRID U1 | 21INR0244 |  | HIDALGO | STORAGE | SOUTH | 2022 | 100 | 100 | 100 | 100 | 100 | 100 | 100 | 100 | 100 | 100 | 100
1233 | MADERO GRID U2 (IGNACIO GRID) | 21INR0522 |  | HIDALGO | STORAGE | SOUTH | 2022 | 100 | 100 | 100 | 100 | 100 | 100 | 100 | 100 | 100 | 100 | 100
1234 | MATTA POWER STATION (DGR) | 22INR0565 |  | REEVES | STORAGE | WEST | 2022 | 9.9 | 9.9 | 9.9 | 9.9 | 9.9 | 9.9 | 9.9 | 9.9 | 9.9 | 9.9 | 9.9
1235 | MUSTANG CREEK STORAGE | 21INR0484 |  | JACKSON | STORAGE | SOUTH | 2023 | 71.8 | 71.8 | 71.8 | 71.8 | 71.8 | 71.8 | 71.8 | 71.8 | 71.8 | 71.8 | 71.8
1236 | NOBLE STORAGE | 22INR0436 |  | DENTON | STORAGE | NORTH | 2022 | 125 | 125 | 125 | 125 | 125 | 125 | 125 | 125 | 125 | 125 | 125
1237 | NOBLE STORAGE PHASE II | 22INR0598 |  | DENTON | STORAGE | NORTH | 2022 | 62.5 | 62.5 | 62.5 | 62.5 | 62.5 | 62.5 | 62.5 | 62.5 | 62.5 | 62.5 | 62.5
1238 | PYRON BESS II | 20INR0268 |  | NOLAN | STORAGE | WEST | 2022 | 30.2 | 30.2 | 30.2 | 30.2 | 30.2 | 30.2 | 30.2 | 30.2 | 30.2 | 30.2 | 30.2
1239 | RED HOLLY STORAGE | 21INR0033 |  | DAWSON | STORAGE | WEST | 2024 | 50 | 0 | 50 | 50 | 50 | 50 | 50 | 50 | 50 | 50 | 50
1240 | RIVER VALLEY STORAGE 1 | 20INR0290 |  | WILLIAMSON | STORAGE | SOUTH | 2022 | 50 | 50 | 50 | 50 | 50 | 50 | 50 | 50 | 50 | 50 | 50
1241 | RIVER VALLEY STORAGE 2 | 20INR0293 |  | WILLIAMSON | STORAGE | SOUTH | 2022 | 50 | 50 | 50 | 50 | 50 | 50 | 50 | 50 | 50 | 50 | 50
1242 | ROCINANTE BESS | 23INR0232 |  | GONZALES | STORAGE | SOUTH | 2023 | 33 | 0 | 33 | 33 | 33 | 33 | 33 | 33 | 33 | 33 | 33
1243 | ROSELAND STORAGE | 22INR0280 |  | FALLS | STORAGE | NORTH | 2022 | 50 | 50 | 50 | 50 | 50 | 50 | 50 | 50 | 50 | 50 | 50
1244 | ROUGHNECK STORAGE | 19INR0176 |  | BRAZORIA | STORAGE | COASTAL | 2022 | 50 | 50 | 50 | 50 | 50 | 50 | 50 | 50 | 50 | 50 | 50
1245 | RYAN ENERGY STORAGE | 20INR0246 |  | CORYELL | STORAGE | NORTH | 2023 | 50 | 50 | 50 | 50 | 50 | 50 | 50 | 50 | 50 | 50 | 50
1246 | SABAL STORAGE | 22INR0398 |  | CAMERON | STORAGE | COASTAL | 2023 | 24 | 24 | 24 | 24 | 24 | 24 | 24 | 24 | 24 | 24 | 24
1247 | SCREWBEAN BESS (DGR) | 22INR0587 |  | CULBERSON | STORAGE | WEST | 2022 | 9.9 | 9.9 | 9.9 | 9.9 | 9.9 | 9.9 | 9.9 | 9.9 | 9.9 | 9.9 | 9.9
1248 | SILICON HILL STORAGE | 20INR0291 |  | TRAVIS | STORAGE | SOUTH | 2022 | 100 | 100 | 100 | 100 | 100 | 100 | 100 | 100 | 100 | 100 | 100
1249 | SOWERS STORAGE | 22INR0552 |  | KAUFMAN | STORAGE | NORTH | 2023 | 203 | 203 | 203 | 203 | 203 | 203 | 203 | 203 | 203 | 203 | 203
1250 | SP TX-12B BESS | 21INR0357 |  | UPTON | STORAGE | WEST | 2022 | 22.7 | 22.7 | 22.7 | 22.7 | 22.7 | 22.7 | 22.7 | 22.7 | 22.7 | 22.7 | 22.7
1251 | STAMPEDE BESS | 22INR0410 |  | HOPKINS | STORAGE | NORTH | 2022 | 73.1 | 73.1 | 73.1 | 73.1 | 73.1 | 73.1 | 73.1 | 73.1 | 73.1 | 73.1 | 73.1
1252 | TIMBERWOLF BESS 2 | 22INR0495 |  | UPTON | STORAGE | WEST | 2023 | 150 | 150 | 150 | 150 | 150 | 150 | 150 | 150 | 150 | 150 | 150
1253 | TURQUOISE STORAGE | 22INR0509 |  | HUNT | STORAGE | NORTH | 2022 | 196.2 | 196.2 | 196.2 | 196.2 | 196.2 | 196.2 | 196.2 | 196.2 | 196.2 | 196.2 | 196.2
1254 | VORTEX BESS | 21INR0473 |  | THROCKMORTON | STORAGE | WEST | 2022 | 121.8 | 121.8 | 121.8 | 121.8 | 121.8 | 121.8 | 121.8 | 121.8 | 121.8 | 121.8 | 121.8
1255 | WOLF TANK STORAGE | 22INR0551 |  | WEBB | STORAGE | SOUTH | 2022 | 155.5 | 155.5 | 155.5 | 155.5 | 155.5 | 155.5 | 155.5 | 155.5 | 155.5 | 155.5 | 155.5
1256 | SMALL GENERATORS WITH SIGNED IAs AND 'MODEL READY DATES' PENDING * | [6 empty] | 19.8 | 19.8 | 19.8 | 19.8 | 19.8 | 19.8 | 19.8 | 19.8 | 19.8 | 19.8 | 19.8
1257 | Planned Capacity Total (Storage) | [6 empty] | 5680.08 | 5396.25 | 5680.08 | 5680.08 | 5680.08 | 5680.08 | 5680.08 | 5680.08 | 5680.08 | 5680.08 | 5680.08
1258 | Storage Peak Average Capacity Percentage |  | STORAGE_PL_PEAK_PCT | % |  |  |  | 100 | 0 | 0 | 0 | 0 | 0 | 0 | 0 | 0 | 0 | 0
1259
1260 | Inactive Planned Resources
1261 | AGATE SOLAR | 20INR0023 |  | ELLIS | SOLAR | NORTH | 2020 | 60 | 60 | 60 | 60 | 60 | 60 | 60 | 60 | 60 | 60 | 60
1262 | GUAJILLO ENERGY STORAGE | 23INR0343 |  | WEBB | STORAGE | SOUTH | 2023 | 201.1 | 201.1 | 201.1 | 201.1 | 201.1 | 201.1 | 201.1 | 201.1 | 201.1 | 201.1 | 201.1
1263 | KONTIKI 1 WIND (ERIK) | 19INR0099a |  | GLASSCOCK | WIND-O | WEST | 2023 | 250.1 | 250.1 | 250.1 | 250.1 | 250.1 | 250.1 | 250.1 | 250.1 | 250.1 | 250.1 | 250.1
1264 | KONTIKI 2 WIND (ERNEST) | 19INR0099b |  | GLASSCOCK | WIND-O | WEST | 2023 | 250.1 | 250.1 | 250.1 | 250.1 | 250.1 | 250.1 | 250.1 | 250.1 | 250.1 | 250.1 | 250.1
1265 | MARIAH DEL ESTE | 13INR0010a |  | PARMER | WIND-P | PANHANDLE | 2020 | 152.5 | 152.5 | 152.5 | 152.5 | 152.5 | 152.5 | 152.5 | 152.5 | 152.5 | 152.5 | 152.5
1266 | NORTHDRAW WIND | 13INR0025 |  | RANDALL | WIND-P | PANHANDLE | 2020 | 150 | 150 | 150 | 150 | 150 | 150 | 150 | 150 | 150 | 150 | 150
1267 | PADUA GRID BESS | 22INR0368 |  | BEXAR | STORAGE | SOUTH | 2024 | 202.6 | 0 | 202.6 | 202.6 | 202.6 | 202.6 | 202.6 | 202.6 | 202.6 | 202.6 | 202.6
1268 | RODEO SOLAR | 19INR0103 |  | ANDREWS | SOLAR | WEST | 2022 | 200 | 200 | 200 | 200 | 200 | 200 | 200 | 200 | 200 | 200 | 200
1269 | SPINEL SOLAR | 20INR0025 |  | MEDINA | SOLAR | SOUTH | 2024 | 30 | 0 | 30 | 30 | 30 | 30 | 30 | 30 | 30 | 30 | 30
1270 | TAYGETE II SOLAR | 21INR0233 |  | PECOS | SOLAR | WEST | 2022 | 203.8 | 203.8 | 203.8 | 203.8 | 203.8 | 203.8 | 203.8 | 203.8 | 203.8 | 203.8 | 203.8
1271 | Inactive Planned Capacity Total | [6 empty] | 1700.2 | 1467.6 | 1700.2 | 1700.2 | 1700.2 | 1700.2 | 1700.2 | 1700.2 | 1700.2 | 1700.2 | 1700.2
1272
1273 | Seasonal Mothballed Resources
1274 | GREGORY POWER PARTNERS GT1 (AS OF 1/1/2022, AVAILABLE 1/1 THROUGH 9/30) |  | LGE_LGE_GT1 | SAN PATRICIO | GAS-CC | COASTAL | 2000 | 185 | 165 | 165 | 165 | 165 | 165 | 165 | 165 | 165 | 165 | 165
1275 | GREGORY POWER PARTNERS GT2 (AS OF 1/1/2022, AVAILABLE 1/1 THROUGH 9/30) |  | LGE_LGE_GT2 | SAN PATRICIO | GAS-CC | COASTAL | 2000 | 185 | 165 | 165 | 165 | 165 | 165 | 165 | 165 | 165 | 165 | 165
1276 | GREGORY POWER PARTNERS STG (AS OF 1/1/2022, AVAILABLE 1/1 THROUGH 9/30) |  | LGE_LGE_STG | SAN PATRICIO | GAS-CC | COASTAL | 2000 | 100 | 75 | 75 | 75 | 75 | 75 | 75 | 75 | 75 | 75 | 75
1277 | Total Seasonal Mothballed Capacity | [6 empty] | 470 | 405 | 405 | 405 | 405 | 405 | 405 | 405 | 405 | 405 | 405
1278
1279 | Mothballed Resources
1280 | RAY OLINGER STG 1 (AS OF 4/5/22) |  | OLINGR_OLING_1 | COLLIN | GAS-ST | NORTH | 1967 | 78 | 78 | 78 | 78 | 78 | 78 | 78 | 78 | 78 | 78 | 78
1281 | J T DEELY U1 (AS OF 12/31/2018) |  | CALAVERS_JTD1_M | BEXAR | COAL | SOUTH | 1977 | 430 | 430 | 430 | 430 | 430 | 430 | 430 | 430 | 430 | 430 | 430
1282 | J T DEELY U2 (AS OF 12/31/2018) |  | CALAVERS_JTD2_M | BEXAR | COAL | SOUTH | 1978 | 420 | 420 | 420 | 420 | 420 | 420 | 420 | 420 | 420 | 420 | 420
1283 | Total Mothballed Capacity | [6 empty] | 928 | 928 | 928 | 928 | 928 | 928 | 928 | 928 | 928 | 928 | 928
1284
1285 | Retiring Resources Unavailable to ERCOT (since last CDR/SARA)
1286 | Total Retiring Capacity | [6 empty] | 0 | 0 | 0 | 0 | 0 | 0 | 0 | 0 | 0 | 0 | 0
Notes:
Capacity changes due to planned repower/upgrade projects are reflected in the operational units' ratings upon receipt and ERCOT approval of updated resource registration system information. Interconnection requests for existing resources that involve MW capacity changes are indicated with a code in the “Generation Interconnection Project Code” column.
Although seasonal capacity ratings for battery energy storage systems are reported above, the ratings are not included in the operational/planned capacity formulae. These resources are assumed to provide Ancillary Services rather than sustained capacity available to meet system peak loads.
The capacities of planned projects that have been approved for Initial Synchronization at the time of report creation are assumed to be available for the season regardless of their projected Commercial Operations Dates.
Planned projects for which maximum seasonal sustained capacity ratings have been provided are used in lieu of capacities entered into the online Resource Integration and Ongoing Operations - Interconnection Services (RIOO-IS) system.
Installed capacity ratings are based on the maximum power that a generating unit can produce during normal sustained operating conditions as specified by the equipment manufacturer
Note on J426: Extended outages: GUADALUPE BLANCO RIVER AUTH-SCHUMANSVILLE (3.6 MW) and 2.4 MW of the 4.8 MW GUADALUPE BLANCO RIVER AUTH-LAKEWOOD TAP Hydro unit.
Note on K426: Extended outages: GUADALUPE BLANCO RIVER AUTH-SCHUMANSVILLE (3.6 MW) and 2.4 MW of the 4.8 MW GUADALUPE BLANCO RIVER AUTH-LAKEWOOD TAP Hydro unit.
Note on L426: Extended outages: GUADALUPE BLANCO RIVER AUTH-SCHUMANSVILLE (3.6 MW) and 2.4 MW of the 4.8 MW GUADALUPE BLANCO RIVER AUTH-LAKEWOOD TAP Hydro unit.
Note on M426: Extended outages: GUADALUPE BLANCO RIVER AUTH-SCHUMANSVILLE (3.6 MW) and 2.4 MW of the 4.8 MW GUADALUPE BLANCO RIVER AUTH-LAKEWOOD TAP Hydro unit.
Note on N426: Extended outages: GUADALUPE BLANCO RIVER AUTH-SCHUMANSVILLE (3.6 MW) and 2.4 MW of the 4.8 MW GUADALUPE BLANCO RIVER AUTH-LAKEWOOD TAP Hydro unit.
Note on O426: Extended outages: GUADALUPE BLANCO RIVER AUTH-SCHUMANSVILLE (3.6 MW) and 2.4 MW of the 4.8 MW GUADALUPE BLANCO RIVER AUTH-LAKEWOOD TAP Hydro unit.
Note on P426: Extended outages: GUADALUPE BLANCO RIVER AUTH-SCHUMANSVILLE (3.6 MW) and 2.4 MW of the 4.8 MW GUADALUPE BLANCO RIVER AUTH-LAKEWOOD TAP Hydro unit.
Note on Q426: Extended outages: GUADALUPE BLANCO RIVER AUTH-SCHUMANSVILLE (3.6 MW) and 2.4 MW of the 4.8 MW GUADALUPE BLANCO RIVER AUTH-LAKEWOOD TAP Hydro unit.
Note on R426: Extended outages: GUADALUPE BLANCO RIVER AUTH-SCHUMANSVILLE (3.6 MW) and 2.4 MW of the 4.8 MW GUADALUPE BLANCO RIVER AUTH-LAKEWOOD TAP Hydro unit.
Note on S426: Extended outages: GUADALUPE BLANCO RIVER AUTH-SCHUMANSVILLE (3.6 MW) and 2.4 MW of the 4.8 MW GUADALUPE BLANCO RIVER AUTH-LAKEWOOD TAP Hydro unit.

## Fuel Type Capacity Mix
Summer Fuel Types - ERCOT
Fuel type is based on the primary fuel. Capacity contribution of the wind resources is included at 57% for Coastal counties, 30% for Panhandle counties, and 20% for all other counties, while the solar capacity contribution is 81%. Private Use Network, and Hydro are included based on the three-year average historical capability for each Summer Season's 20 peak load hours. Non-Synchronous Tie resources import forecast is based on flows seen during Energy Emergency Alert (EEA) periods in the most recent summer of occurrence. Non-Synchronous Tie resources are categorized as Other. Mothballed resource capacity is excluded except for Available Mothball Capacity based on a Seasonal Availability Schedule or Owner's reported Return Probability. Private Use Network generator capacity is categorized as gas.
In MW
Fuel_Type | Capacity_Pct | 2023 | 2024 | 2025 | 2026 | 2027 | 2028 | 2029 | 2030 | 2031 | 2032
Biomass | 100% | 162.8 | 162.8 | 162.8 | 162.8 | 162.8 | 162.8 | 162.8 | 162.8 | 162.8 | 162.8
Coal | 100% | 13567.6 | 13567.6 | 13567.6 | 13567.6 | 13567.6 | 13567.6 | 13567.6 | 13567.6 | 13567.6 | 13567.6
Gas | 100% | 53105.4 | 53116.4 | 53116.4 | 53116.4 | 53111.4 | 53111.4 | 53111.4 | 53111.4 | 53111.4 | 53111.4
Nuclear | 100% | 4973.2 | 4973.2 | 4973.2 | 4973.2 | 4973.2 | 4973.2 | 4973.2 | 4973.2 | 4973.2 | 4973.2
Other | 69.67% | 849.974 | 849.974 | 849.974 | 849.974 | 849.974 | 849.974 | 849.974 | 849.974 | 849.974 | 849.974
Hydro | 83.24% | 475.399 | 475.399 | 475.399 | 475.399 | 475.399 | 475.399 | 475.399 | 475.399 | 475.399 | 475.399
Wind-C | 57% | 3100.344 | 3362.943 | 3362.943 | 3362.943 | 3362.943 | 3362.943 | 3362.943 | 3362.943 | 3362.943 | 3362.943
Wind-P | 30% | 1425.33 | 1521.54 | 1521.54 | 1521.54 | 1521.54 | 1521.54 | 1521.54 | 1521.54 | 1521.54 | 1521.54
Wind-O | 20% | 5672.08 | 5846.56 | 5926.56 | 5926.56 | 5926.56 | 5926.56 | 5926.56 | 5926.56 | 5926.56 | 5926.56
Solar | 81% | 20842.2639 | 29737.5219 | 30925.0629 | 31087.0629 | 31087.0629 | 31087.0629 | 31087.0629 | 31087.0629 | 31087.0629 | 31087.0629
Storage | 0% | 0 | 0 | 0 | 0 | 0 | 0 | 0 | 0 | 0 | 0
Total |  | 104174.3909 | 113613.9379 | 114881.4789 | 115043.4789 | 115038.4789 | 115038.4789 | 115038.4789 | 115038.4789 | 115038.4789 | 115038.4789
In Percentages
Fuel_Type |  | 2023 | 2024 | 2025 | 2026 | 2027 | 2028 | 2029 | 2030 | 2031 | 2032
Biomass |  | 0.1563% | 0.1433% | 0.1417% | 0.1415% | 0.1415% | 0.1415% | 0.1415% | 0.1415% | 0.1415% | 0.1415%
Coal |  | 13.02% | 11.94% | 11.81% | 11.79% | 11.79% | 11.79% | 11.79% | 11.79% | 11.79% | 11.79%
Natural Gas |  | 50.98% | 46.75% | 46.24% | 46.17% | 46.17% | 46.17% | 46.17% | 46.17% | 46.17% | 46.17%
Nuclear |  | 4.774% | 4.377% | 4.329% | 4.323% | 4.323% | 4.323% | 4.323% | 4.323% | 4.323% | 4.323%
Other |  | 0.8159% | 0.7481% | 0.7399% | 0.7388% | 0.7389% | 0.7389% | 0.7389% | 0.7389% | 0.7389% | 0.7389%
Hydro |  | 0.4563% | 0.4184% | 0.4138% | 0.4132% | 0.4133% | 0.4133% | 0.4133% | 0.4133% | 0.4133% | 0.4133%
Wind-C |  | 2.976% | 2.96% | 2.927% | 2.923% | 2.923% | 2.923% | 2.923% | 2.923% | 2.923% | 2.923%
Wind-P |  | 1.368% | 1.339% | 1.324% | 1.323% | 1.323% | 1.323% | 1.323% | 1.323% | 1.323% | 1.323%
Wind-O |  | 5.445% | 5.146% | 5.159% | 5.152% | 5.152% | 5.152% | 5.152% | 5.152% | 5.152% | 5.152%
Solar |  | 20.01% | 26.17% | 26.92% | 27.02% | 27.02% | 27.02% | 27.02% | 27.02% | 27.02% | 27.02%
Storage | bar: 2023 to 2032
Total |  | 100% | 100% | 100% | 100% | 100% | 100% | 100% | 100% | 100% | 100%
Winter Fuel Types - ERCOT
Fuel type is based on the primary fuel. Capacity contribution of the wind resources is included at 46% for Coastal counties, 34% for Panhandle counties, and 19% for all other counties, while the solar capacity contribution is 11%. Private Use Network, and Hydro are included based on the three-year average historical capability for each Winter Season's 20 peak load hours. Non-Synchronous Tie resources import forecast is based on flows seen during Energy Emergency Alert (EEA) periods in the most recent winter of occurrence. Non-Synchronous Tie resources are categorized as Other. Mothballed resource capacity is excluded except for Available Mothball Capacity based on a Seasonal Availability Schedule or Owner's reported Return Probability. Private Use Network generator capacity is categorized as gas.
In MW
Fuel_Type | Capacity_Pct | 2023/2024 | 2024/2025 | 2025/2026 | 2026/2027 | 2027/2028 | 2028/2029 | 2029/2030 | 2030/2031 | 2031/2032 | 2032/2033
Biomass | 100% | 162.8 | 162.8 | 162.8 | 162.8 | 162.8 | 162.8 | 162.8 | 162.8 | 162.8 | 162.8
Coal | 100% | 13629.6 | 13629.6 | 13629.6 | 13629.6 | 13629.6 | 13629.6 | 13629.6 | 13629.6 | 13629.6 | 13629.6
Gas | 100% | 57725.1 | 57725.1 | 57725.1 | 57725.1 | 57720.1 | 57720.1 | 57720.1 | 57720.1 | 57720.1 | 57720.1
Nuclear | 100% | 5153.2 | 5153.2 | 5153.2 | 5153.2 | 5153.2 | 5153.2 | 5153.2 | 5153.2 | 5153.2 | 5153.2
Other | 59% | 719.8 | 719.8 | 719.8 | 719.8 | 719.8 | 719.8 | 719.8 | 719.8 | 719.8 | 719.8
Hydro | 72.66% | 414.9138 | 414.9138 | 414.9138 | 414.9138 | 414.9138 | 414.9138 | 414.9138 | 414.9138 | 414.9138 | 414.9138
Wind-C | 46% | 2502.032 | 2713.954 | 2713.954 | 2713.954 | 2713.954 | 2713.954 | 2713.954 | 2713.954 | 2713.954 | 2713.954
Wind-P | 34% | 1615.374 | 1724.412 | 1724.412 | 1724.412 | 1724.412 | 1724.412 | 1724.412 | 1724.412 | 1724.412 | 1724.412
Wind-O | 19% | 5497.194 | 5630.232 | 5630.232 | 5630.232 | 5630.232 | 5630.232 | 5630.232 | 5630.232 | 5630.232 | 5630.232
Solar | 11% | 3309.4369 | 4083.1879 | 4218.2899 | 4218.2899 | 4218.2899 | 4218.2899 | 4218.2899 | 4218.2899 | 4218.2899 | 4218.2899
Storage | 0% | 0 | 0 | 0 | 0 | 0 | 0 | 0 | 0 | 0 | 0
Total |  | 90729.4507 | 91957.1997 | 92092.3017 | 92092.3017 | 92087.3017 | 92087.3017 | 92087.3017 | 92087.3017 | 92087.3017 | 92087.3017
In Percentages
Fuel_Type |  | 2023/2024 | 2024/2025 | 2025/2026 | 2026/2027 | 2027/2028 | 2028/2029 | 2029/2030 | 2030/2031 | 2031/2032 | 2032/2033
Biomass |  | 0.1794% | 0.177% | 0.1768% | 0.1768% | 0.1768% | 0.1768% | 0.1768% | 0.1768% | 0.1768% | 0.1768%
Coal |  | 15.02% | 14.82% | 14.8% | 14.8% | 14.8% | 14.8% | 14.8% | 14.8% | 14.8% | 14.8%
Natural Gas |  | 63.62% | 62.77% | 62.68% | 62.68% | 62.68% | 62.68% | 62.68% | 62.68% | 62.68% | 62.68%
Nuclear |  | 5.68% | 5.604% | 5.596% | 5.596% | 5.596% | 5.596% | 5.596% | 5.596% | 5.596% | 5.596%
Other |  | 0.7933% | 0.7828% | 0.7816% | 0.7816% | 0.7816% | 0.7816% | 0.7816% | 0.7816% | 0.7816% | 0.7816%
Hydro |  | 0.4573% | 0.4512% | 0.4505% | 0.4505% | 0.4506% | 0.4506% | 0.4506% | 0.4506% | 0.4506% | 0.4506%
Wind-C |  | 2.758% | 2.951% | 2.947% | 2.947% | 2.947% | 2.947% | 2.947% | 2.947% | 2.947% | 2.947%
Wind-P |  | 1.78% | 1.875% | 1.872% | 1.872% | 1.873% | 1.873% | 1.873% | 1.873% | 1.873% | 1.873%
Wind-O |  | 6.059% | 6.123% | 6.114% | 6.114% | 6.114% | 6.114% | 6.114% | 6.114% | 6.114% | 6.114%
Solar |  | 3.648% | 4.44% | 4.581% | 4.581% | 4.581% | 4.581% | 4.581% | 4.581% | 4.581% | 4.581%
Storage | bar: 2023 to 2032
Total |  | 100% | 100% | 100% | 100% | 100% | 100% | 100% | 100% | 100% | 100%

## Unconfirmed Retirement Capacity
Unconfirmed Retirement Capacity
Cumulative Summer-Rated Capacity Contribution (in MW) of Unconfirmed Retirements Not Available as of July 1 of the Reporting Year
| 2023 | 2024 | 2025 | 2026 | 2027 | 2028
Unit Name
V H BRAUNIG STG 1 | 0 | 0 | 217 | 217 | 217 | 217
V H BRAUNIG STG 2 | 0 | 0 | 230 | 230 | 230 | 230
V H BRAUNIG STG 3 | 0 | 0 | 412 | 412 | 412 | 412
COLETO CREEK * | 0 | 0 | 0 | 0 | 655 | 655
O W SOMMERS STG 1 | 0 | 0 | 0 | 0 | 420 | 420
TOTAL | 0 | 0 | 859 | 859 | 1934 | 1934
Reserve Margin including Unconfirmed Retirement Capacity | 36.17% | 46.16% | 45.87% | 44.2% | 42.77% | 41.46%
Reserve Margin Excluding Unconfirmed Retirement Capacity | 36.17% | 46.16% | 44.78% | 43.12% | 40.37% | 39.08%
__________________________________________________
Notes: (1) An "Unconfirmed Retirement" is defined as a generation unit for which a public announcement of the intent to permanently shut the unit down has been released, but a Notice of Suspension of Operations for the unit has not been received by ERCOT. (2) The criteria for listing a unit as an Unconfirmed Retirement include the following: a. A specific retirement date is cited in the announcement, or other timing information is given that indicates the unit will be unavailable as of June 1 of a CDR Reporting Year. b. The announcement, with follow-up inquiry by ERCOT, does not indicate that retirement timing is highly speculative.
* Vistra notified the U.S. Environmental Protection Agency on November 20, 2020 that Coleto Creek's Primary Ash Pond will be closed to meet requirements of EPA’s coal combustion residual (CCR) rule, and that boiler operations will cease no later than July 17, 2027. The notification is available on Vistra’s public website, https://www.luminant.com/ccr/.

## Fossil Fuel SODG Capacities
Fossil Fuel Settlement Only Distributed Generator (SODG) Capacities
The following is a list of operating fossil fuel Settlement Only Distribution Generators (SODGs) being provided for informational purposes. (The reported capacities are not included in the reserve margin calculations.) As of 5/1/22, there are 601.9 MW of fossil fuel SODG capacity (277.0 MW fired by diesel fuel and 324.9 MW by natural gas). These resources have not been included in past CDR reports due to the difficulty in determining their capacity contributions during peak load periods, and because many are intended as emergency standby generators and are not available to ERCOT for dispatch when needed to address capacity scarcity conditions. Another complication is that such standby generators may be used to reduce on-site loads in order to participate in Demand Response programs such as "4 Coincident Peak" (4CP) and Emergency Response Service (ERS). As a result, historical load reduction impacts would be accounted for in the peak demand forecast, while the capacity of SODGs participating in ERS would already be accounted for in the CDR's ERS line items. The formal incorporation of fossil-fueled SODGs into future CDR reports has been a discussion topic at Supply Analysis Working Group meetings. Since SODG capacity accounting is not currently addressed in the ERCOT Nodal Protocols, a Nodal Protocol Revision Request (NPRR) is needed to address capacity double-counting, peak average capacity contributions, and other Distribution Generator (DG) accounting issues. ERCOT plans to submit an NPRR during 2022.
UNIT NAME | UNIT CODE | COUNTY | FUEL | ZONE | IN-SERVICE YEAR | MW CAPACITY
TPC POWER STATION | TPC_6UNITS | SMITH | DIESEL | NORTH | 2015-05-31 | 9.93
DGSP2 PLAZA | ABEC_2UNIT | TAYLOR | DIESEL | WEST | 2014-11-24 | 9.77
DGSP2 BIGCAT | ABEC2_3UNIT | TAYLOR | DIESEL | WEST | 2015-01-15 | 9.77
DGS 5 POINTS | DG_ABEC_1UNIT | TAYLOR | DIESEL | WEST | 2014-01-10 | 9.77
DGS PALO PINTO | MNWLL_1UNIT | PALO PINTO | DIESEL | NORTH | 2013-07-02 | 9.77
RELLIS CAMPUS | TAMURE_RELLISAM | BRAZOS | GAS | NORTH | 2018-06-01 | 9.6
POWER DEPOT - ANDREWS | ANDNR_15UNITS | ANDREWS | DIESEL | WEST | 2013-06-15 | 9.38
POWER DEPOT - BAKKE | BAKKE_15UNITS | ANDREWS | DIESEL | WEST | 2013-06-15 | 9.38
POWER DEPOT - CITRUS CITY | CITRUSCY_15UNITS | HIDALGO | DIESEL | SOUTH | 2013-06-15 | 9.38
POWER DEPOT - SOUTHWICK | DGHOC_15UNITS | HARRIS | DIESEL | HOUSTON | 2013-06-15 | 9.38
POWER DEPOT - TH WHARTON | DGTHW_15UNITS | HARRIS | DIESEL | HOUSTON | 2013-06-15 | 9.38
POWER DEPOT - MCKEEVER | DGWAP_15UNITS | FORT BEND | DIESEL | HOUSTON | 2013-10-25 | 9.38
POWER DEPOT - E HARRISON | E_HARRIS_15UNITS | CAMERON | DIESEL | COASTAL | 2013-06-15 | 9.38
POWER DEPOT - HILMONT | ECTHM_15UNITS | ECTOR | DIESEL | WEST | 2013-06-15 | 9.38
POWER DEPOT EL GATO | ELGATO_15UNITS | HIDALGO | DIESEL | SOUTH | 2013-06-15 | 9.38
POWER DEPOT - FRANKEL CITY | FKLCY_15UNITS | ANDREWS | DIESEL | WEST | 2013-06-15 | 9.38
POWER DEPOT - KATY | FL_15UNITS | WALLER | DIESEL | HOUSTON | 2013-06-15 | 9.38
POWER DEPOT - GOLDSMITH | GSMTH_15UNITS | ECTOR | DIESEL | WEST | 2013-06-15 | 9.38
POWER DEPOT - HAINE | HAINE_DR_15UNITS | CAMERON | DIESEL | COASTAL | 2013-06-15 | 9.38
POWER DEPOT - S. SANTA ROSA | S_SNROSA_15UNITS | CAMERON | DIESEL | COASTAL | 2013-06-15 | 9.38
POWER DEPOT - VILLA CAVASOS | VCAVASOS_15UNITS | CAMERON | DIESEL | COASTAL | 2013-06-15 | 9.38
POWER DEPOT - ADDICKS | WO_15UNITS | HARRIS | DIESEL | HOUSTON | 2013-06-15 | 9.38
POWER DEPOT - WESTOVER | WOVER_15UNITS | ECTOR | DIESEL | WEST | 2013-06-15 | 9.38
HIGHGATE COLORADO CITY | HIGHCOL_IC | MITCHELL | DIESEL | WEST | 2018-07-20 | 9.13
HIGHGATE BIG SPRING | HISPRING_IC | HOWARD | DIESEL | WEST | 2018-07-20 | 9.13
HIGHGATE SWEETWATER | HIWATER_IC | NOLAN | DIESEL | WEST | 2018-07-20 | 9.13
PANTHER PLANT | PAPL_DG1 | UPTON | GAS | WEST | 2017-01-13 | 8.28
RHODIA HOUSTON PLANT | DG_HG_2UNITS | HARRIS | GAS | HOUSTON | 1970-01-01 | 8.2
ROBERT MUELLER ENERGY CENTER | RMEC_CT1 | TRAVIS | GAS | SOUTH | 2011-09-23 | 5.8
UTMB East Plant | UTMBEAST_CT1 | GALVESTON | GAS | HOUSTON | 2016-03-15 | 7.56
TOTAL ENERGY SOLUTIONS 1 | TES1_DGDROUPA | BRAZORIA | DIESEL | COASTAL | 2015-06-01 | 7.2
HEB SA DC | CHEBDC_DG_L2_1 | BEXAR | GAS | SOUTH | 2020-03-03 | 6.4
FT BEND LID 2 A | FTBL2A_IMPERIAL | HARRIS | GAS | HOUSTON | 2021-04-13 | 5.6
FT BEND LID 2 B | FTBL2B_IMPERIAL | HARRIS | GAS | HOUSTON | 2021-04-13 | 5.6
UTMB WEST PLANT | UTMBWEST_CT1 | GALVESTON | GAS | HOUSTON | 2017-08-02 | 5.4
TOTAL ENERGY SOLUTIONS 2 | TES2_DGGROUPB | BRAZORIA | DIESEL | COASTAL | 2015-06-01 | 5.4
GCWA IPS | INTRCITY_8UNITS | GALVESTON | DIESEL | HOUSTON | 2014-08-06 | 5
POWERSECURE NORBORD TEXAS INC 1 | NOR1_NORBORD_1 | NACOGDOCHES | DIESEL | NORTH | 2019-04-09 | 5
HEB SA DC | HEBDC2_ADDICDCB | HARRIS | GAS | HOUSTON | 2021-07-07 | 4.8
HEB CC BAKERY | HEBCCB_HWY9CCB | NUECES | GAS | COASTAL | 2019-09-10 | 3.2
CITIZENS MEDICAL CENTER | CTZSMC_NVICTCTZ | VICTORIA | GAS | SOUTH | 2020-04-26 | 2.8
GCWAMUNI | GCWAMUNI_4UNITS | GALVESTON | DIESEL | HOUSTON | 2014-10-01 | 2.5
POWERSECURE NORBORD TEXAS INC 2 | NOR2_NORBORD_2 | NACOGDOCHES | DIESEL | NORTH | 2019-04-09 | 2.5
OAKBEND MEDICAL CENTER | READNG_1UNIT | HARRIS | DIESEL | HOUSTON | 2017-07-12 | 1.62
HEB STORE 085 | CHEB085_DG_P5_1 | BEXAR | GAS | SOUTH | 2019-08-20 | 1.6
HEB STORE 069 | HEB069_AIRLN069 | NUECES | GAS | COASTAL | 2017-10-25 | 1.6
HEB STORE 092 | HEB092_LEALN092 | VICTORIA | GAS | SOUTH | 2018-01-17 | 1.6
HEB STORE 095 | HEB095_MILOA095 | WEBB | GAS | SOUTH | 2018-09-27 | 1.6
HEB STORE 591 | HEB591_RRNES591 | WILLIAMSON | GAS | SOUTH | 2018-04-11 | 1.6
HEB SNACK PLANT | HEBSP_TANNERSP | HARRIS | GAS | HOUSTON | 2019-04-05 | 1.6
HEB STORE 20 | HEB020_CYFR020 | HARRIS | GAS | HOUSTON | 2017-07-03 | 1.51
HEB STORE 63 | HEB063_SOWIK063 | BRAZORIA | GAS | COASTAL | 2016-11-30 | 1.51
SILVER EAGLE | TBFY_U1 | HARRIS | DIESEL | HOUSTON | 2019-08-27 | 1.5
WAL STORE 3510 | WAL3510_PRL3510 | BRAZORIA | GAS | COASTAL | 2020-02-25 | 1.3
WAL STORE 5388 | WAL5388_LEA5388 | GALVESTON | GAS | HOUSTON | 2020-05-01 | 1.3
WAL STORE 0462 | WAL462_ALV462 | BRAZORIA | GAS | COASTAL | 2020-05-01 | 1.3
WAL STORE 529 | WAL529_LAM529 | GALVESTON | GAS | HOUSTON | 2020-05-01 | 1.3
WAL STORE 601 | WAL601_BLUF601 | TOM GREEN | GAS | WEST | 2021-01-28 | 1.3
WAL STORE 1249 | WAL1249_LAKE1249 | TOM GREEN | GAS | WEST | 2021-01-29 | 1.3
WAL STORE 5460 | WAL5460_GREG5460 | SAN PATRICIO | GAS | COASTAL | 2021-04-21 | 1.3
WAL STORE 4194 | WAL4194_VICT4194 | VICTORIA | GAS | SOUTH | 2021-04-21 | 1.3
WAL STORE 440 | WAL440_FULT440 | ARANSAS | GAS | COASTAL | 2021-04-16 | 1.3
WAL STORE 463 | WAL463_BEEV463 | BEE | GAS | NORTH | 2021-04-14 | 1.3
WAL STORE 897 | WAL897_AIR897 | PECOS | GAS | WEST | 2021-04-01 | 1.3
WAL STORE 490 | WAL490_NAVA490 | NUECES | GAS | SOUTH | 2021-06-14 | 1.3
WAL STORE 1494 | WAL1494_SOUT1494 | NUECES | GAS | SOUTH | 2021-07-12 | 1.3
WAL STORE 3777 | WAL3777_PANT3777 | DENTON | DIESEL | NORTH | 2020-01-31 | 1.25
WAL STORE 5211 | WAL5211_CRAI5211 | COLLIN | DIESEL | NORTH | 2020-01-31 | 1.25
WAL STORE 5311 | WAL5311_ROCK5311 | COLLIN | DIESEL | NORTH | 2020-12-31 | 1.25
CITY OF VICTORIA - SURFACE WATER TREATMENT PLANT | SWTP_1_SWTP_1 | VICTORIA | DIESEL | SOUTH | 2022-05-25 | 1.25
BUC-EES STORE 038 | BUC038_RYSSW038 | ROCKWALL | GAS | NORTH | 2019-02-11 | 1.2
BUC-EES STORE 044 | BUC044_ANASE044 | COLLIN | GAS | NORTH | 2019-02-11 | 1.2
BUC-EES STORE 048 | BUC048_ENSSO048 | ELLIS | GAS | NORTH | 2019-11-30 | 1.2
HEB STORE 026 | CHEB026_DG_Q5_1 | COMAL | GAS | SOUTH | 2019-12-19 | 1.2
HEB STORE 084 | CHEB084_DG_J0_1 | BEXAR | GAS | SOUTH | 2020-02-26 | 1.2
HEB STORE 658 | CHEB658_DG_V5_1 | BEXAR | GAS | SOUTH | 2019-12-10 | 1.2
HEB STORE 038 | HEB038_PHARR038 | HIDALGO | GAS | SOUTH | 2018-04-26 | 1.2
HEB STORE 054 | HEB054_HALL054 | HARRIS | GAS | HOUSTON | 2018-09-27 | 1.2
HEB STORE 57 | HEB057_LAGUN057 | NUECES | GAS | COASTAL | 2017-10-10 | 1.2
HEB STORE 070 | HEB070_MCMRY070 | TAYLOR | GAS | WEST | 2018-11-28 | 1.2
HEB STORE 182 | HEB182_TMSTH182 | BELL | GAS | NORTH | 2018-08-10 | 1.2
HEB STORE 223 | HEB223_STCSW223 | JIM WELLS | GAS | SOUTH | 2018-04-11 | 1.2
HEB STORE 255 | HEB255_ZACAT255 | WEBB | GAS | SOUTH | 2018-05-31 | 1.2
HEB STORE 291 | HEB291_WHRLG291 | CAMERON | GAS | COASTAL | 2018-01-11 | 1.2
HEB STORE 334 | HEB334_WMCAL334 | HIDALGO | GAS | SOUTH | 2018-02-28 | 1.2
HEB STORE 381 | HEB381_HKHTS381 | BELL | GAS | NORTH | 2018-08-24 | 1.2
HEB STORE 426 | HEB426_WXNTH426 | ELLIS | GAS | NORTH | 2018-08-10 | 1.2
HEB STORE 431 | HEB431_MCOLL431 | HIDALGO | GAS | SOUTH | 2018-03-21 | 1.2
HEB STORE 462 | HEB462_ARCIA462 | NUECES | GAS | COASTAL | 2017-12-14 | 1.2
HEB STORE 473 | HEB473_CARDF473 | HARRIS | GAS | HOUSTON | 2018-10-31 | 1.2
HEB STORE 545 | HEB545_FARON545 | TARRANT | GAS | NORTH | 2019-11-30 | 1.2
HEB STORE 546 | HEB546_RENSW546 | COLLIN | GAS | NORTH | 2018-11-19 | 1.2
HEB STORE 552 | HEB552_GAVSW552 | DALLAS | GAS | NORTH | 2019-10-30 | 1.2
HEB STORE 554 | HEB554_NVICT554 | VICTORIA | GAS | SOUTH | 2018-03-14 | 1.2
HEB STORE 563 | HEB563_CRABB563 | FORT BEND | GAS | HOUSTON | 2019-01-22 | 1.2
HEB STORE 574 | HEB574_TOMBA574 | HARRIS | GAS | HOUSTON | 2019-07-11 | 1.2
HEB STORE 581 | HEB581_KLELM581 | BELL | GAS | NORTH | 2018-08-24 | 1.2
HEB STORE 586 | HEB586_STNIO586 | WEBB | GAS | SOUTH | 2019-03-28 | 1.2
HEB STORE 599 | HEB599_KIRBY599 | HARRIS | GAS | HOUSTON | 2018-09-26 | 1.2
HEB STORE 642 | HEB642_HAACR642 | HIDALGO | GAS | SOUTH | 2018-03-22 | 1.2
HEB STORE 668 | HEB668_COVEE668 | CORYELL | GAS | NORTH | 2018-08-10 | 1.2
HEB STORE 672 | HEB672_WSOTH672 | MCLENNAN | GAS | NORTH | 2018-08-10 | 1.2
HEB STORE 709 | HEB709_FRYRD709 | HARRIS | GAS | HOUSTON | 2018-05-22 | 1.2
HEB STORE 721 | HEB721_KLNSO721 | BELL | GAS | NORTH | 2018-08-10 | 1.2
HEB STORE 727 | HEB727_CRBRR727 | FORT BEND | GAS | HOUSTON | 2018-04-09 | 1.2
HEB STORE 734 | HEB734_BLFFS734 | TOM GREEN | GAS | WEST | 2017-09-27 | 1.2
HEB STORE 736 | HEB736_FLWEN736 | FORT BEND | GAS | HOUSTON | 2018-04-06 | 1.2
HEB STORE 737 | HEB737_WHTOK737 | HARRIS | GAS | HOUSTON | 2018-12-31 | 1.2
HEB STORE 738 | HEB738_SHPTN738 | HARRIS | GAS | HOUSTON | 2018-10-04 | 1.2
HEB STORE 742 | HEB742_HNYRT742 | HARRIS | GAS | HOUSTON | 2018-04-03 | 1.2
HEB STORE 745 | HEB745_SHARP745 | HARRIS | GAS | HOUSTON | 2020-06-08 | 1.2
HEB STORE 749 | HEB749_FLEWE749 | FORT BEND | GAS | HOUSTON | 2020-07-22 | 1.2
HEB STORE 752 | HEB752_LGVST752 | PARKER | GAS | NORTH | 2019-02-11 | 1.2
HEB STORE 756 | HEB756_BLGET756 | HARRIS | GAS | HOUSTON | 2020-06-09 | 1.2
HOLLY HALL | HH2000_HOLMESHH | HARRIS | GAS | HOUSTON | 2017-11-03 | 1.2
STANDARD MEAT | ST_MEAT_CKRHLSTM | DALLAS | GAS | NORTH | 2019-11-30 | 1.2
TRADITION WOODWAY | TRDWDY_ULRICHTW | HARRIS | GAS | HOUSTON | 2020-08-06 | 1.2
WAL STORE 1040 | WAL1040_GERT1040 | HARRIS | GAS | HOUSTON | 2019-09-20 | 1.2
WAL STORE 1103 | WAL1103_BAM1103 | HARRIS | GAS | HOUSTON | 2019-09-10 | 1.2
WAL STORE 3226 | WAL3226_KTY3226 | HARRIS | GAS | HOUSTON | 2019-10-07 | 1.2
WAL STORE 4538 | WAL4538_FRAN4538 | HARRIS | GAS | HOUSTON | 2019-08-21 | 1.2
WAL STORE 768 | WAL768_FRAN768 | HARRIS | GAS | HOUSTON | 2019-12-02 | 1.2
HEB STORE 444 | CHEB444_DG_V2_1 | BEXAR | GAS | SOUTH | 2020-07-30 | 1.2
LAKESIDE COUNTRY CLUB | LKSDECC_HAYESLCC | HARRIS | GAS | HOUSTON | 2020-10-07 | 1.2
HEB STORE 717 | HEB717_MDESA717 | MIDLAND | GAS | WEST | 2020-08-19 | 1.2
HEB STORE 771 | CHEB771_DG_V3_1 | BEXAR | GAS | SOUTH | 2020-10-07 | 1.2
HEB STORE 732 | CHEB732_DG_SK_1 | BEXAR | GAS | SOUTH | 2020-10-01 | 1.2
WAL STORE 4509 | WAL4509_BENB4509 | TARRANT | GAS | NORTH | 2020-11-23 | 1.2
WAL STORE 5091 | WAL5091_CYFA5091 | HARRIS | GAS | HOUSTON | 2020-07-17 | 1.2
WAL STORE 5116 | WAL5116_FAIR5116 | HARRIS | GAS | HOUSTON | 2020-07-13 | 1.2
WAL STORE 4512 | WAL4512_FRAN4512 | HARRIS | GAS | HOUSTON | 2020-08-10 | 1.2
WAL STORE 5045 | WAL5045_KLEI5045 | HARRIS | GAS | HOUSTON | 2020-08-06 | 1.2
WAL STORE 5287 | WAL5287_KUYD5287 | HARRIS | GAS | HOUSTON | 2020-07-21 | 1.2
WAL STORE 2439 | WAL2439_MT_B2439 | CHAMBERS | GAS | HOUSTON | 2020-07-30 | 1.2
WAL STORE 3297 | WAL3297_SATS3297 | HARRIS | GAS | HOUSTON | 2020-07-29 | 1.2
WAL STORE 947 | WAL947_SHER947 | GRAYSON | GAS | NORTH | 2020-10-15 | 1.2
WAL STORE 6929 | WAL6929_TEMP6929 | BELL | GAS | NORTH | 2020-10-22 | 1.2
WAL STORE 5316 | WAL5316_WAGL5316 | TARRANT | GAS | NORTH | 2020-10-15 | 1.2
WAL STORE 1232 | WAL1232_BELT1232 | BELL | GAS | NORTH | 2020-09-29 | 1.2
WAL STORE 940 | WAL940_CALM940 | TARRANT | GAS | NORTH | 2020-10-15 | 1.2
WAL STORE 752 | WAL752_CARD752 | HARRIS | GAS | HOUSTON | 2020-09-01 | 1.2
WAL STORE 3827 | WAL3827_FLEW3827 | FORT BEND | GAS | HOUSTON | 2020-07-14 | 1.2
WAL STORE 194 | WAL194_GART194 | HARRIS | GAS | HOUSTON | 2020-07-14 | 1.2
WAL STORE 744 | WAL744_HUMB744 | HARRIS | GAS | HOUSTON | 2020-07-22 | 1.2
WAL STORE 3298 | WAL3298_KEMA3298 | GALVESTON | GAS | HOUSTON | 2020-08-11 | 1.2
WAL STORE 522 | WAL522_NEWP522 | HARRIS | GAS | HOUSTON | 2020-08-05 | 1.2
WAL STORE 2724 | WAL2724_PASD2724 | HARRIS | GAS | HOUSTON | 2020-07-13 | 1.2
WAL STORE 602 | WAL602_RAYF602 | MONTGOMERY | GAS | HOUSTON | 2020-08-03 | 1.2
WAL STORE 546 | WAL546_READ546 | FORT BEND | GAS | HOUSTON | 2020-07-22 | 1.2
WAL STORE 972 | WAL972_ROSE972 | TARRANT | GAS | NORTH | 2020-10-15 | 1.2
WAL STORE 849 | WAL849_SPRG849 | HARRIS | GAS | HOUSTON | 2020-09-01 | 1.2
WAL STORE 3631 | WAL3631_SYCA3631 | TARRANT | GAS | NORTH | 2020-09-11 | 1.2
WAL STORE 872 | WAL872_TELP872 | BRAZORIA | GAS | COASTAL | 2020-07-24 | 1.2
WAL STORE 3390 | WAL3390_TOMB3390 | MONTGOMERY | GAS | HOUSTON | 2020-07-21 | 1.2
WAL STORE 3773 | WAL3773_WEST3773 | TARRANT | GAS | NORTH | 2020-09-11 | 1.2
HEB STORE 696 | HEB696_HUTTO696 | WILLIAMSON | GAS | SOUTH | 2021-02-01 | 1.2
HEB DISTRIBUTION CENTER 1 | HEBDC1_ADDICDCA | HARRIS | GAS | HOUSTON | 2021-05-06 | 8
WAL STORE 5165 | WAL5165_NORT5165 | HIDALGO | GAS | SOUTH | 2021-09-17 | 1.2
WAL STORE 3320 | WAL3320_PALM3320 | HIDALGO | GAS | SOUTH | 2021-09-17 | 1.2
WAL STORE 3886 | WAL3886_MCCO3886 | HIDALGO | GAS | SOUTH | 2021-09-03 | 1.2
WAL STORE 461 | WAL461_ESCO461 | MAVERICK | GAS | SOUTH | 2021-07-29 | 1.2
WAL STORE 3225 | WAL3225_ROWL3225 | DALLAS | GAS | NORTH | 2021-06-01 | 1.2
WAL STORE 3284 | WAL3284_KENN3284 | TARRANT | GAS | NORTH | 2021-05-25 | 1.2
WAL STORE 414 | WAL414_SIKE414 | WICHITA | GAS | WEST | 2021-05-06 | 1.2
WAL STORE 5764 | WAL5764_JOHN5764 | TARRANT | GAS | NORTH | 2021-04-30 | 1.2
WAL STORE 1272 | WAL1272_DEEP1272 | SCURRY | GAS | WEST | 2021-04-28 | 1.2
HEB STORE 769 | HEB769_ELDOR769 | GALVESTON | GAS | HOUSTON | 2021-12-16 | 1.2
WAL STORE 3224 | WAL3224_MESQ3224 | DALLAS | GAS | NORTH | 2022-07-13 | 1.2
WAL STORE 3285 | WAL3285_CEDA3285 | DALLAS | GAS | NORTH | 2022-06-02 | 1.2
WAL STORE 5480 | WAL5480_HUTT5480 | WILLIAMSON | GAS | SOUTH | 2022-06-02 | 1.2
WAL STORE 2993 | WAL2993_IMPE2993 | FORT BEND | GAS | HOUSTON | 2022-06-02 | 1.2
WAL STORE 3432 | WAL3432_PARK3432 | DALLAS | GAS | NORTH | 2022-06-02 | 1.2
WAL STORE 3584 | WAL3584_BELL3584 | HARRIS | GAS | HOUSTON | 2022-05-25 | 1.2
WAL STORE 284 | WAL284_MANS284 | TARRANT | GAS | NORTH | 2022-05-25 | 1.2
WAL STORE 4526 | WAL4526_AIRL4526 | HARRIS | GAS | HOUSTON | 2022-05-18 | 1.2
WAL STORE 4298 | WAL4298_LOCK4298 | HARRIS | GAS | HOUSTON | 2022-05-18 | 1.2
WAL STORE 5612 | WAL5612_UNIV5612 | HARRIS | GAS | HOUSTON | 2022-05-18 | 1.2
WAL STORE 2257 | WAL2257_FAIR2257 | HARRIS | GAS | HOUSTON | 2022-05-11 | 1.2
WAL STORE 3425 | WAL3425_SOUT3425 | HARRIS | GAS | HOUSTON | 2022-05-11 | 1.2
WAL STORE 3500 | WAL3500_UVAL3500 | HARRIS | GAS | HOUSTON | 2022-05-11 | 1.2
WAL STORE 772 | WAL772_BARK772 | HARRIS | GAS | HOUSTON | 2022-05-04 | 1.2
BUC-EES STORE 018 | BUC018_WALLR018 | WALLER | GAS | HOUSTON | 2017-04-03 | 1.13
BUC-EES STORE 033 | BUC033_TXCTY033 | GALVESTON | GAS | HOUSTON | 2017-06-05 | 1.13
BUC-EES STORE 034 | BUC034_BYTWN034 | HARRIS | GAS | HOUSTON | 2017-05-01 | 1.13
BUC-EES STORE 035 | BUC035_TMNTH035 | BELL | GAS | NORTH | 2018-04-11 | 1.13
BUC-EES STORE 040 | BUC040_KATY040 | FORT BEND | GAS | HOUSTON | 2017-05-31 | 1.13
HEB STORE 28 | HEB028_LGCTY028 | GALVESTON | GAS | HOUSTON | 2017-06-28 | 1.13
HEB STORE 99 | HEB099_KLEIN099 | HARRIS | GAS | HOUSTON | 2017-05-01 | 1.13
HEB STORE 109 | HEB109_ECHO109 | HARRIS | GAS | HOUSTON | 2018-06-15 | 1.13
HEB STORE 110 | HEB110_SIEN110 | FORT BEND | GAS | HOUSTON | 2017-07-03 | 1.13
HEB STORE 292 | HEB292_BYCTY292 | MATAGORDA | GAS | COASTAL | 2016-12-05 | 1.13
HEB STORE 474 | HEB474_DWLT474 | FORT BEND | GAS | HOUSTON | 2017-06-01 | 1.13
HEB STORE 491 | HEB491_SNFLP491 | HARRIS | GAS | HOUSTON | 2018-06-19 | 1.13
HEB STORE 492 | HEB492_FRANZ492 | HARRIS | GAS | HOUSTON | 2016-11-30 | 1.13
HEB STORE 497 | HEB497_MASRD497 | HARRIS | GAS | HOUSTON | 2017-05-01 | 1.13
HEB STORE 498 | HEB498_HUMBL498 | HARRIS | GAS | HOUSTON | 2018-04-27 | 1.13
HEB STORE 540 | HEB540_GGATE540 | HARRIS | GAS | HOUSTON | 2018-11-01 | 1.13
HEB STORE 541 | HEB541_ROARK541 | HARRIS | GAS | HOUSTON | 2016-11-22 | 1.13
HEB STORE 551 | HEB551_WSTCS551 | HARRIS | GAS | HOUSTON | 2017-06-01 | 1.13
HEB STORE 558 | HEB558_FRDSW558 | GALVESTON | GAS | HOUSTON | 2018-01-08 | 1.13
HEB STORE 575 | HEB575_BRKER575 | HARRIS | GAS | HOUSTON | 2017-06-01 | 1.13
HEB STORE 576 | HEB576_KLEIN576 | HARRIS | GAS | HOUSTON | 2017-06-01 | 1.13
HEB STORE 596 | HEB596_FLWEN596 | FORT BEND | GAS | HOUSTON | 2018-05-08 | 1.13
HEB STORE 610 | HEB610_LOU610 | HARRIS | GAS | HOUSTON | 2017-07-03 | 1.13
HEB STORE 614 | HEB614_KING614 | HARRIS | GAS | HOUSTON | 2017-04-03 | 1.13
HEB STORE 615 | HEB615_KATY615 | FORT BEND | GAS | HOUSTON | 2018-03-08 | 1.13
HEB STORE 627 | HEB627_IMPRL627 | FORT BEND | GAS | HOUSTON | 2017-05-01 | 1.13
HEB STORE 648 | HEB648_BERRY648 | HARRIS | GAS | HOUSTON | 2018-04-20 | 1.13
HEB STORE 656 | HEB656_HOKLE656 | HARRIS | GAS | HOUSTON | 2016-11-30 | 1.13
HEB STORE 675 | HEB675_MARCK675 | BRAZORIA | GAS | COASTAL | 2018-05-24 | 1.13
HEB STORE 686 | HEB686_KUYKL686 | HARRIS | GAS | HOUSTON | 2017-02-01 | 1.13
HEB STORE 687 | HEB687_ULRIC687 | HARRIS | GAS | HOUSTON | 2016-11-18 | 1.13
HEB STORE 697 | HEB697_SOUSH697 | GALVESTON | GAS | HOUSTON | 2017-07-27 | 1.13
HEB STORE 698 | HEB698_KLUGE698 | HARRIS | GAS | HOUSTON | 2017-04-03 | 1.13
HEB STORE 705 | HEB705_SPRWD705 | MONTGOMERY | GAS | HOUSTON | 2017-03-01 | 1.13
HEB STORE 707 | HEB707_LKJCK707 | BRAZORIA | GAS | COASTAL | 2018-05-02 | 1.13
HEB STORE 720 | HEB720_KNGWD720 | HARRIS | GAS | HOUSTON | 2018-05-22 | 1.13
HEB STORE 722 | HEB722_PINHU722 | MONTGOMERY | GAS | HOUSTON | 2017-08-23 | 1.13
HEB STORE 724 | HEB724_OBRN724 | FORT BEND | GAS | HOUSTON | 2017-09-18 | 1.13
PEPPERL FUCHS | PEPF01_WALLER01 | WALLER | GAS | HOUSTON | 2017-05-05 | 1.13
PLANET FORD I45 | PFI45_PFORDI45 | HARRIS | GAS | HOUSTON | 2017-02-01 | 1.13
JRABTUD | JKRBT_JRB | HARRIS | DIESEL | HOUSTON | 2018-02-01 | 1.08
CNP CYPRESS STATION | CNPMUD_WESFDMUD | HARRIS | GAS | HOUSTON | 2020-07-10 | 0.8
HEB STORE 136 | HEB136_EHRSN136 | CAMERON | GAS | COASTAL | 2018-01-04 | 0.8
HEB STORE 139 | HEB139_HOLLY139 | NUECES | GAS | COASTAL | 2017-11-01 | 0.8
HEB STORE 172 | HEB172_SEDNB172 | HIDALGO | GAS | SOUTH | 2020-05-06 | 0.8
HEB STORE 210 | HEB210_SOUSD210 | NUECES | GAS | COASTAL | 2017-12-01 | 0.8
HEB STORE 212 | HEB212_PLKAV212 | HIDALGO | GAS | SOUTH | 2018-02-28 | 0.8
HEB STORE 231 | HEB231_WESLA231 | HIDALGO | GAS | SOUTH | 2018-02-08 | 0.8
HEB STORE 236 | HEB236_RDRSE236 | TRAVIS | GAS | SOUTH | 2018-08-10 | 0.8
HEB STORE 270 | HEB270_ARLN270 | NUECES | GAS | COASTAL | 2017-12-08 | 0.8
HEB STORE 373 | HEB373_RNDRK373 | WILLIAMSON | GAS | SOUTH | 2018-04-11 | 0.8
HEB STORE 383 | HEB383_CAUSE383 | CAMERON | GAS | COASTAL | 2020-03-11 | 0.8
HEB STORE 401 | HEB401_KNGVL401 | KLEBERG | GAS | COASTAL | 2018-04-11 | 0.8
HEB STORE 423 | HEB423_WNTHW423 | MCLENNAN | GAS | NORTH | 2018-08-10 | 0.8
HEB STORE 434 | HEB434_BRKHL434 | CALHOUN | GAS | COASTAL | 2020-05-13 | 0.8
HEB STORE 448 | HEB448_PLMVW448 | HIDALGO | GAS | SOUTH | 2020-04-30 | 0.8
HEB STORE 449 | HEB449_DELMA449 | WEBB | GAS | SOUTH | 2018-09-27 | 0.8
HEB STORE 475 | HEB475_ELGIN475 | BASTROP | GAS | SOUTH | 2020-06-09 | 0.8
HEB STORE 479 | HEB479_PFLGV479 | TRAVIS | GAS | SOUTH | 2018-04-11 | 0.8
HEB STORE 485 | HEB485_WESLA485 | HIDALGO | GAS | SOUTH | 2020-05-19 | 0.8
HEB STORE 488 | HEB488_PTLND488 | SAN PATRICIO | GAS | COASTAL | 2018-08-21 | 0.8
HEB STORE 495 | HEB495_RDRSE495 | WILLIAMSON | GAS | SOUTH | 2018-07-17 | 0.8
HEB STORE 553 | HEB553_GRTIE553 | HARRIS | GAS | HOUSTON | 2018-09-25 | 0.8
HEB STORE 559 | HEB559_BLUER559 | HARRIS | GAS | HOUSTON | 2019-07-10 | 0.8
HEB STORE 562 | HEB562_FULTN562 | ARANSAS | GAS | COASTAL | 2018-10-31 | 0.8
HEB STORE 564 | HEB564_RAFRD564 | MONTGOMERY | GAS | HOUSTON | 2019-07-03 | 0.8
HEB STORE 640 | HEB640_UVLDE640 | HARRIS | GAS | HOUSTON | 2018-06-20 | 0.8
HEB STORE 649 | HEB649_LTTYK649 | HARRIS | GAS | HOUSTON | 2018-04-27 | 0.8
HEB STORE 667 | HEB667_FNDRN667 | HARRIS | GAS | HOUSTON | 2018-06-12 | 0.8
HEB STORE 715 | HEB715_FRMNT715 | HARRIS | GAS | HOUSTON | 2020-07-13 | 0.8
HEB STORE 725 | HEB725_KLEIN725 | HARRIS | GAS | HOUSTON | 2020-08-03 | 0.8
HEB STORE 741 | HEB741_MTBEL741 | CHAMBERS | GAS | HOUSTON | 2018-04-24 | 0.8
HEB STORE 747 | HEB747_LKMNT747 | DALLAS | GAS | NORTH | 2020-03-27 | 0.8
HEB STORE 748 | HEB748_LOUET748 | HARRIS | GAS | HOUSTON | 2018-05-21 | 0.8
HEB STORE 753 | HEB753_DRPRK753 | HARRIS | GAS | HOUSTON | 2018-12-18 | 0.8
HEB STORE 674 | HEB674_PALMH674 | HIDALGO | GAS | SOUTH | 2020-08-12 | 0.8
HEB STORE 713 | HEB713_CLELK713 | HARRIS | GAS | HOUSTON | 2020-10-01 | 0.8
HEB STORE 016 | HEB016_CRWLY016 | JOHNSON | GAS | NORTH | 2020-06-18 | 0.8
HEB STORE 711 | HEB711_ODNTH711 | ECTOR | GAS | WEST | 2020-08-21 | 0.8
HEB STORE 593 | HEB593_TLRWT593 | WILLIAMSON | GAS | SOUTH | 2020-08-04 | 0.8
HEB STORE 441 | HEB441_UVALD441 | HIDALGO | GAS | SOUTH | 2021-04-08 | 0.8
HEB STORE 418 | HEB418_DELRI418 | VAL VERDE | GAS | WEST | 2021-05-14 | 0.8
HEB STORE 419 | HEB419_EPASS419 | MAVERICK | GAS | SOUTH | 2021-05-19 | 0.8
BUC-EES STORE 030 | BUC030_WHRTN030 | WHARTON | GAS | SOUTH | 2017-05-16 | 0.75
HEB STORE 616 | HEB616_BAML616 | HARRIS | GAS | HOUSTON | 2017-01-03 | 0.75
HEB STORE 645 | HEB645_CDRBY645 | HARRIS | GAS | HOUSTON | 2017-06-01 | 0.75
HEB STORE 731 | HEB731_WSFLD731 | HARRIS | GAS | HOUSTON | 2017-04-06 | 0.75
SATSUMA | SATSUM_1UNIT | HARRIS | DIESEL | HOUSTON | 2017-01-04 | 0.63
LANGHAM CREEK | ADK_1UNIT | HARRIS | DIESEL | HOUSTON | 2017-12-01 | 0.54
REMINGTON MUD 001 | CYFAIR_1UNIT | HARRIS | DIESEL | HOUSTON | 2017-03-31 | 0.54
WINDFERN FOREST UD | FR_1UNIT | HARRIS | DIESEL | HOUSTON | 2017-03-31 | 0.54
HARRIS COUNTY MUD 536 | KT_1UNIT | HARRIS | DIESEL | HOUSTON | 2017-03-07 | 0.54
HARRIS COUNTY MUD #36 | WF_1UNIT | HARRIS | DIESEL | HOUSTON | 2017-03-24 | 0.54
BUC-EES STORE 003 | BUC003_BRZIA003 | BRAZORIA | GAS | COASTAL | 2017-04-25 | 0.38
HARRIS COUNTY WCID 109 | BA_1UNIT | HARRIS | DIESEL | HOUSTON | 2017-03-29 | 0.32
NORTHAMPTON MUD | KDL_1UNIT | HARRIS | DIESEL | HOUSTON | 2017-03-22 | 0.32
TERRANOVA WEST MUD | LU_1UNIT | HARRIS | DIESEL | HOUSTON | 2017-12-01 | 0.32

## Decommissioned Gen. Resources
Decommissioned Generation Resources
The following is a list of Decommissioned Generation Resources dating back to 2004. A Decommissioned Generation Resource is a Generation Resource for which a Resource Entity has submitted a Notification of Suspension of Operations (NSO) or a Notification of Change of Generation Resource Designation (NCGRD), for which ERCOT has declined to execute a Reliability Must-Run (RMR) Agreement, and which has been decommissioned and permanently retired. The information in the table below was provided in the NSO and/or NCGRD forms for each decommissioned resource. When a unit’s NSO/NCGRD form did not list a capacity, the capacity was taken from past CDR reports. Except for rare exceptions, the list does not include any planned unit retirements listed in the Capacities tabs or other sections of the report. Unit codes that are listed as retired in this tab but also appear in the operational sections of the CDR represent units that were repowered; for example, retired gas turbines may be repowered into new combined cycle plants. Treatment of Private Use Network (PUN) generators: PUN generators are included, but were not individually listed in past CDR reports when operational. PUN generators with zero MW capacity listed indicate that the unit was not available during the summer. Treatment of Settlement Only Generators (SOGs): The list does not include decommissioned or retired SOGs because there is currently no NSO/NCGRD process for this generator type.
Unit Name | Unit Code | Fuel | Summer Capacity (MW) | Retirement Effective Date
TIDAL ROAD COGEN | TJG401 | GAS-CC | 100 | 2004-02-01
HOLLY STREET 1 | HOLLY_HPG1 | GAS-ST | 102.5 | 2004-12-31
HOLLY STREET 2 | HOLLY_HPG2 | GAS-ST | 102.5 | 2004-12-31
C.E. NEWMAN 1 | NEWMAN_NEWMA_1 | GAS-ST | 8 | 2005-05-01
C.E. NEWMAN 2 | NEWMAN_NEWMA_2 | GAS-ST | 8 | 2005-05-01
C.E. NEWMAN 3 | NEWMAN_NEWMA_3 | GAS-ST | 18 | 2005-05-01
C.E. NEWMAN 4 | NEWMAN_NEWMA_4 | GAS-ST | 17 | 2005-05-01
SPENCER 3 | SPNCER_SPNCE_3 | GAS-ST | 27 | 2005-05-01
CHANEL 2 | CHLGT-2 | GAS-GT | 0 | 2005-07-20
VICTORIA 4 | VICTORIA_VICTORG4 | GAS-ST | 69 | 2005-10-09
VICTORIA 5 | VICTORIA_VICTORG5 | GAS-ST | 172 | 2005-10-09
VICTORIA 6 | VICTORIA_VICTORG6 | GAS-ST | 250 | 2005-10-09
CHANEL 1 | CHLGT-1 | GAS-GT | 0 | 2006-01-02
W B TUTTLE 2 | TUTTLE_WBT2G2 | GAS-ST | 100 | 2007-01-25
FT. PHANTOM 1 | FTPP_G1 | GAS-ST | 158 | 2008-02-14
FT. PHANTOM 2 | FTPP_G2 | GAS-ST | 202 | 2008-02-14
HANDLEY 1 | HLSES_UNIT1 | GAS-ST | 42 | 2009-03-01
HANDLEY 2 | HLSES_UNIT2 | GAS-ST | 80 | 2009-03-01
MOUNTAIN CREEK 2 | MCSES_UNIT2 | GAS-ST | 33 | 2009-03-01
MOUNTAIN CREEK 3 | MCSES_UNIT3 | GAS-ST | 70 | 2009-03-01
SAM BERTRON T1 | SRB_SRBGT_1 | GAS-GT | 20 | 2009-04-10
NORTH LAKE 1 | NLSES_UNIT1 | GAS-ST | 163 | 2009-05-05
NORTH LAKE 2 | NLSES_UNIT2 | GAS-ST | 175 | 2009-05-05
NORTH LAKE 3 | NLSES_UNIT3 | GAS-ST | 312 | 2009-05-05
MORGAN CREEK 5 | MGSES_UNIT5 | GAS-ST | 180 | 2009-05-06
MORGAN CREEK 6 | MGSES_UNIT6 | GAS-ST | 518 | 2009-05-06
PERMIAN BASIN 5 | PB5SES_UNIT5 | GAS-ST | 112 | 2009-05-06
SWEETWATER GENERATION PLANT 1 | SWCOG_CT1 | GAS-CC | 29 | 2009-05-06
SWEETWATER GENERATION PLANT 2 | SWCOG_CT2 | GAS-CC | 69 | 2009-05-06
SWEETWATER GENERATION PLANT 3 | SWCOG_CT3 | GAS-CC | 69 | 2009-05-06
SWEETWATER GENERATION PLANT 4 | SWCOG_UNIT1 | GAS-CC | 61 | 2009-05-06
TRADINGHOUSE 1 | THSES_UNIT1 | GAS-ST | 563 | 2009-05-06
P H ROBINSON 1 | PHR_PHR_G1 | GAS-ST | 444 | 2009-09-30
P H ROBINSON 2 | PHR_PHR_G2A | GAS-ST | 459 | 2009-09-30
P H ROBINSON 3 | PHR_PHR_G3 | GAS-ST | 551 | 2009-09-30
P H ROBINSON 4 | PHR_PHR_G4 | GAS-ST | 733 | 2009-09-30
NORTH CARBIDE G4 | NCARBIDE_NCARBIG4 | GAS-GT | 0 | 2010-01-10
COASTAL STATES (W) 1 | COASTAL_COASTAG1 | GAS-GT | 0 | 2010-06-30
COASTAL STATES (W) 2 | COASTAL_COASTAG2 | GAS-GT | 0 | 2010-06-30
COLLIN 1 | CNSES_UNIT1 | GAS-ST | 147 | 2010-12-31
EAGLE MOUNTAIN 1 | EMSES_UNIT1 | GAS-ST | 118 | 2010-12-31
EAGLE MOUNTAIN 2 | EMSES_UNIT2 | GAS-ST | 100 | 2010-12-31
EAGLE MOUNTAIN 3 | EMSES_UNIT3 | GAS-ST | 390 | 2010-12-31
TRADINGHOUSE 2 | THSES_UNIT2 | GAS-ST | 787 | 2010-12-31
DOW G62 | DOWGEN_DOW_G62 | GAS-GT | 0 | 2011-02-01
C E NEWMAN 5 | NEWMAN_NEWMA_5 | GAS-ST | 37.5 | 2011-02-14
W B TUTTLE 1 | TUTTLE_WBT1G1 | GAS-ST | 60 | 2011-03-01
W B TUTTLE 3 | TUTTLE_WBT3G3 | GAS-ST | 100 | 2011-03-01
W B TUTTLE 4 | TUTTLE_WBT4G4 | GAS-ST | 160 | 2011-03-01
RAYBURN 3 | RAYBURN_RAYBURG3 | GAS-ST | 24 | 2012-06-01
LEON CREEK 3 | LEON_CRK_LCP3G3 | GAS-ST | 70 | 2013-04-01
LEON CREEK 4 | LEON_CRK_LCP4G4 | GAS-ST | 95 | 2013-04-01
THOMAS C FERGUSON 1 | FERGUS_FERGUSG1 | GAS-ST | 354 | 2013-09-30
AES DEEPWATER | APD_APD_PS1 | STORAGE | 1 | 2013-12-27
ATKINS CTG 3 | ATKINS_ATKINSG3 | GAS-ST | 12 | 2014-06-01
ATKINS CTG 4 | ATKINS_ATKINSG4 | GAS-ST | 22 | 2014-06-01
ATKINS CTG 5 | ATKINS_ATKINSG5 | GAS-ST | 25 | 2014-06-01
ATKINS CTG 6 | ATKINS_ATKINSG6 | GAS-ST | 50 | 2014-06-01
APPLIED ENERGY | APD_APD_G1 | COAL | 138 | 2014-07-23
DELAWARE MOUNTAIN WIND FARM | KUNITZ_WIND_NWP | WIND-O | 28.5 | 2014-08-07
KUNITZ WIND | KUNITZ_WIND_LGE | WIND-O | 39.8 | 2014-08-07
NORTH TEXAS CTG 1 | NTX_NTX_1 | GAS-ST | 18 | 2015-06-03
NORTH TEXAS CTG 2 | NTX_NTX_2 | GAS-ST | 18 | 2015-06-03
NORTH TEXAS CTG 3 | NTX_NTX_3 | GAS-ST | 39.5 | 2015-06-03
PERMIAN BASIN SES U6 | PBSES_UNIT6 | GAS-ST | 515 | 2015-06-03
VALLEY SES U1 | VLSES_UNIT1 | GAS-ST | 174 | 2015-06-03
VALLEY SES U2 | VLSES_UNIT2 | GAS-ST | 520 | 2015-06-03
VALLEY SES U3 | VLSES_UNIT3 | GAS-ST | 375 | 2015-06-03
SILAS RAY CTG 5 | SILASRAY_SILAS_5 | GAS-ST | 10 | 2016-04-06
FRONTERA GENERATION CTG 1 | FRONTERA_FRONTEG1 | GAS-CC | 170 | 2016-09-30
FRONTERA GENERATION CTG 2 | FRONTERA_FRONTEG2 | GAS-CC | 170 | 2016-09-30
FRONTERA GENERATION STG | FRONTERA_FRONTEG3 | GAS-CC | 184 | 2016-09-30
CAPITAL COGEN GT 102 | CTL_GT_102 | GAS-CC | 75.35 | 2017-02-01
CAPITAL COGEN GT 103 | CTL_GT_103 | GAS-CC | 75.35 | 2017-02-01
CAPITAL COGEN GT 104 | CTL_GT_104 | GAS-CC | 75.35 | 2017-02-01
CAPITAL COGEN ST 101 | CTL_ST_101 | GAS-CC | 43.85 | 2017-02-01
CAPITAL COGEN ST 102 | CTL_ST_102 | GAS-CC | 10.1 | 2017-02-01
LUFKIN BIOMASS | LFBIO_UNIT1 | BIOMASS | 45 | 2017-02-06
PEARSALL STG U1 | PEARSALL_PEARS_1 | GAS-ST | 19 | 2017-08-01
PEARSALL STG U2 | PEARSALL_PEARS_2 | GAS-ST | 22 | 2017-08-01
PEARSALL STG U3 | PEARSALL_PEARS_3 | GAS-ST | 20 | 2017-08-01
UNION CARBIDE COGEN | UCC_COGN_UCC_C_1 | GAS-GT | 0 | 2017-09-29
GREENS BAYOU STG U5 | GBY_GBY_5 | GAS-ST | 371 | 2017-12-31
S R BERTRON CTG 2 | SRB_SRBGT_2 | GAS-GT | 13 | 2017-12-31
S R BERTRON U3 | SRB_SRB_G3 | GAS-ST | 211 | 2017-12-31
S R BERTRON U4 | SRB_SRB_G4 | GAS-ST | 211 | 2017-12-31
MONTICELLO U1 | MNSES_UNIT1 | COAL | 535 | 2018-01-04
MONTICELLO U2 | MNSES_UNIT2 | COAL | 535 | 2018-01-04
MONTICELLO U3 | MNSES_UNIT3 | COAL | 795 | 2018-01-04
SANDOW U4 | SDSES_UNIT4 | COAL | 600 | 2018-01-11
SANDOW U5 | SD5SES_UNIT5 | COAL | 600 | 2018-01-11
BIG BROWN U1 | BBSES_UNIT1 | COAL | 606 | 2018-02-12
BIG BROWN U2 | BBSES_UNIT2 | COAL | 602 | 2018-02-12
S R BERTRON U1 | SRB_SRB_G1 | GAS-ST | 112 | 2019-01-23
S R BERTRON U2 | SRB_SRB_G2 | GAS-ST | 168 | 2019-01-23
GIBBONS CREEK U1 | GIBCRK_GIB_CRG1 | COAL | 470 | 2019-10-23
WEST TEXAS WIND | SW_MESA_SW_MESA | WIND-O | 80.25 | 2019-11-15
OKLAUNION U1 | OKLA_OKLA_G1 | COAL | 650 | 2020-10-01
DECKER CREEK STG 1 | DECKER_DPG1 | GAS-ST | 315 | 2020-10-31
TEXAS GULF SULPHUR CTG 1 | TGF_TGFGT_1 | GAS-GT | 69 | 2020-11-30
SHERBINO 1 WIND | KEO_KEO_SM1 | WIND-O | 150 | 2021-02-01
SAM RAYBURN POWER CTG 1 | RAYBURN_RAYBURG1 | GAS-GT | 11 | 2021-02-28
SAM RAYBURN POWER CTG 2 | RAYBURN_RAYBURG2 | GAS-GT | 11 | 2021-02-28
SNYDER WIND | ENAS_ENA1 | WIND-O | 63 | 2021-06-01
DECKER CREEK STG 2 | DECKER_DPG2 | GAS-ST | 420 | 2022-03-31