## Summary
Release Date: May 3, 2023
Supplement to the Seasonal Assessment of Resource Adequacy
for the ERCOT Region (SARA)
Summer 2023
SUMMARY
This Summer SARA supplement presents an additional set of scenarios representing resource availability and forecasted load for hour-ending 9:00 PM. These scenarios are intended to show a range of capacity reserve outcomes for the evening hour when solar production ramps down to a negligible amount. During this hour demand is significantly reduced relative to the forecasted amount for the daily summer peak hour, which is hour-ending 5:00 PM. The 9:00 PM baseline load forecast is 78,267 MW as opposed to the 5:00 PM forecast at 83,412 MW. The scenarios also account for increased typical wind production and Emergency Response Service (ERS) capacity available for this hour.
The four 9:00 PM scenarios comprise the following sets of assumptions reflecting changes in load and wind production:
● Forecasted Peak Load, Typical Unplanned Outages, Typical Wind
● High Peak Load,Typical Unplanned Outages, Typical Wind
● Forecasted Peak Load, Typical Unplanned Outages, Low Wind
● High Peak Load, Typical Unplanned Outages, Low Wind
Note that an analogous 8:00 PM scenario is included in the May 2023 CDR report that shows the Reserve Margin impact for Summer 2024. This hour was selected because it presents the hour that typically experiences the largest decrease in available solar capacity.
Derivation of the Hourly Load Forecasts
The load forecasts for hours-ending 5:00 and 9:00 PM come from ERCOT's official Long Term Load Forecast, and assume that the summer peak load day occurs on August 4th.
Derivation of the 9:00 PM Wind and Solar Output Values
The hour-ending 9:00 PM wind value is the original SARA value multiplied by a ratio of 50th-percentile values taken from 9:00 and 5:00 PM synthetic hourly profiles, which represent the range of potential values for these summer hours based on summer weather over the last 42 years. Because the profiles are hourly averages, the 9:00 PM solar profile values are zero MW. To reflect the amount of solar output available closer to 8:00 PM, a value of 50 MW (for combined operational plus planned capacity) is used.

## Forecasted Capacity
Seasonal Assessment of Resource Adequacy for the ERCOT Region
Summer 2023
Release Date: May 3, 2023
Installed and Summer Capacity Ratings, MW
| Resources, MW | Installed Capacity Rating 1/ | Expected Capacity for Summer Demand, Hour-Ending 9:00 PM 2/
| Thermal Resources, Installed Summer-rated Capacity | 73239.33 | 65091.3 | Based on current Seasonal Maximum Sustainable Limits reported through the unit registration process
| Hydroelectric, Peak Average Capacity Contribution | 563.3 | 477.9623 | Based on 84% of installed capacity for hydro resources (Summer season) per ERCOT Nodal Protocols Section 3.2.6.2.2
| Switchable Capacity Total | 3840.12 | 3490 | Installed capacity of units that can interconnect with other Regions and are available to ERCOT
| Less Switchable Capacity Unavailable to ERCOT | -757 | -692 | Based on survey responses of Switchable Resource owners
| Available Mothballed Capacity | 712.75 | 703.5 | Based on seasonal Mothball units plus Probability of Return responses of Mothball Resource owners
| Capacity from Private Use Networks | 9575 | 2869 | Average grid injection during the top 20 Summer peak load hours over the last three years, plus the forecasted net change in generation capacity available to the ERCOT grid pursuant to Nodal Protocols Section 10.3.2.4.
| Coastal Wind, Peak Average Capacity Contribution, 9 PM | 5436.37 | 5310.7356 | Based on 60% of installed capacity for coastal wind resources (Summer season) per ERCOT Nodal Protocols Section 3.2.6.2.2
| Panhandle Wind, Peak Average Capacity Contribution, 9 PM | 4410.43 | 2155.3653 | Based on 30% of installed capacity for panhandle wind resources (Summer season) per ERCOT Nodal Protocols Section 3.2.6.2.2
| Other Wind, Peak Average Capacity Contribution, 9 PM | 27900.35 | 9530.0428 | Based on 21% of installed capacity for other wind resources (Summer season) per ERCOT Nodal Protocols Section 3.2.6.2.2
| Solar Utility-Scale, Peak Average Capacity Contribution, 9 PM | 15658.81 | 45 | Based on 79% of rated capacity for solar resources (Summer season) per Nodal Protocols Section 3.2.6.2.2
| Storage, Peak Average Capacity Contribution | 3286.56 | 414.5458 | Based on the amount of battery storage capability assumed to be available for dispatch prior to the highest summer net load hours. (Net load is total load minus wind and solar generation, and represents the demand that must be met with other available resources.) This is an interim availability assumption for use until a formal capacity contribution method is adopted for future reports
| RMR Capacity to be under Contract | 0 | 0
| Capacity Pending Retirement | 0 | 0 | Announced retired capacity that is undergoing ERCOT grid reliability reviews pursuant to Nodal Protocols Section 3.14.1.2
| Non-Synchronous Ties, Capacity Contribution | 1220 | 849.974 | Based on net imports during summer 2019 Energy Emergency Alert (EEA) intervals
| Planned Thermal Resources with Signed IA, Air Permits and Adequate Water Supplies | 719.5 | 687.7 | Based on in-service dates provided by developers
| Planned Coastal Wind with Signed IA, Peak Average Capacity Contribution, 9 PM | 0 | 0 | Based on in-service dates provided by developers and 60% Summer capacity contribution for coastal wind resources
| Planned Panhandle Wind with Signed IA, Peak Average Capacity Contribution, 9 PM | 0 | 0 | Based on in-service dates provided by developers and 30% Summer capacity contribution for panhandle wind resources
| Planned Other Wind with Signed IA, Peak Average Capacity Contribution, 9 PM | 0 | 0 | Based on in-service dates provided by developers and 21% Summer capacity contribution for other wind resources
| Planned Solar Utility-Scale, Peak Average Capacity Contribution, 9 PM | 471.4 | 5 | Based on in-service dates provided by developers and 79% Summer capacity contribution for solar resources
| Planned Storage, Peak Average Capacity Contribution | 257.3 | 32.4542 | Based on the amount of battery storage capability assumed to be available for dispatch prior to the highest summer net load hours. This is an interim availability assumption for use until a formal capacity contribution method is adopted for future reports
[a] Total Resources, MW |  | 146534.22 | 90970.58
1/ Installed capacity ratings are based on the maximum power that a generating unit can produce during normal sustained operating conditions as specified by the equipment manufacturer.
2/ Expected capacities by resource type reflect seasonal net maximum sustained ratings for thermal units and the on-peak capacity contributions for wind, solar, battery storage, PUN generators, and hydro. Capacities for generation resources co-located with large flexible loads (LFLs) are reported on a gross capacity basis (i.e., the load is not netted against the capacity).

## 9 PM Scenarios
Seasonal Assessment of Resource Adequacy for the ERCOT Region
Summer 2023
Release Date: May 3, 2023
9 PM Capacity Risk Scenarios, MW
|  | 9 PM Forecasted Peak Load / Typical Unplanned Outages / Typical Wind | 9 PM High Peak Load / Typical Unplanned Outages / Typical Wind | 9 PM Forecasted Peak Load / Typical Unplanned Outages / Low Wind | 9 PM High Peak Load / Typical Unplanned Outages / Low Wind
Scenario Adjustments
| [a] Peak Load Forecast (Baseline) | 77162 | 77162 | 77162 | 77162
| [b] Rooftop PV Forecast Reduction, MW | 0 | 0 | 0 | 0
| [c] Large Flexible Load Adjustment, MW | 1105 | 1105 | 1105 | 1105
| [d] Adjusted Peak Load Forecast, [a+b+c] | 78267 | 78267 | 78267 | 78267
| [e] Total Resources (from Forecast Capacity tab) | 90970.58 | 90970.58 | 90970.58 | 90970.58
Uses of Reserve Capacity
| High Peak Load Adjustment | 0 | 3389 | 0 | 3389
| Typical Planned Outages, Thermal | 59 | 59 | 59 | 59
| Typical Unplanned Outages, Thermal | 4975 | 4975 | 4975 | 4975
| Low Wind Output Adjustment |  | 0 | 12278.79 | 12278.79
[f] Total Uses of Reserve Capacity |  | 5034 | 8423 | 17312.79 | 20701.79
Capacity Available For Operating Reserves
[g] Capacity Available for Operating Reserves, Normal Operating Conditions (Scenarios tab e-d-f), MW |  | 7669.58 | 4280.58 | -4609.21 | -7998.21
Less than 2,300 MW indicates risk of EEA1
[h] Pre-EEA Resources available for ERCOT deployment (Emergency Response Service, distribution voltage reduction, LFL curtailment) |  | 0 | 0 | 2860 | 2860
[i] EEA Resources available for ERCOT deployment |  | 0 | 0 | 1817 | 1817
[j] Capacity Available for Operating Reserves, Emergency Conditions (g+h+i), MW |  | 7669.58 | 4280.58 | 67.79 | -3321.21
Less than 1,000 MW indicates risk of EEA3 Load Shed

## SummerCapacities
Unit Megawatt Capacities - Summer
| UNIT NAME | GENERATION INTERCONNECTION PROJECT CODE | UNIT CODE | COUNTY | FUEL | ZONE | IN SERVICE YEAR | INSTALLED CAPACITY RATING | SUMMER CAPACITY (MW) | NEW PLANNED PROJECT ADDITIONS TO REPORT
Operational Resources (Thermal)
4 | COMANCHE PEAK U1 |  | CPSES_UNIT1 | SOMERVELL | NUCLEAR | NORTH | 1990 | 1269 | 1205
5 | COMANCHE PEAK U2 |  | CPSES_UNIT2 | SOMERVELL | NUCLEAR | NORTH | 1993 | 1269 | 1195
6 | SOUTH TEXAS U1 |  | STP_STP_G1 | MATAGORDA | NUCLEAR | COASTAL | 1988 | 1365 | 1293.2
7 | SOUTH TEXAS U2 |  | STP_STP_G2 | MATAGORDA | NUCLEAR | COASTAL | 1989 | 1365 | 1280
8 | COLETO CREEK |  | COLETO_COLETOG1 | GOLIAD | COAL | SOUTH | 1980 | 650 | 655
9 | FAYETTE POWER U1 |  | FPPYD1_FPP_G1 | FAYETTE | COAL | SOUTH | 1979 | 615 | 604
10 | FAYETTE POWER U2 |  | FPPYD1_FPP_G2 | FAYETTE | COAL | SOUTH | 1980 | 615 | 599
11 | FAYETTE POWER U2 |  | FPPYD2_FPP_G3 | FAYETTE | COAL | SOUTH | 1988 | 460 | 437
12 | J K SPRUCE U1 |  | CALAVERS_JKS1 | BEXAR | COAL | SOUTH | 1992 | 555 | 560
13 | J K SPRUCE U2 |  | CALAVERS_JKS2 | BEXAR | COAL | SOUTH | 2010 | 922 | 785
14 | LIMESTONE U1 |  | LEG_LEG_G1 | LIMESTONE | COAL | NORTH | 1985 | 893 | 824
15 | LIMESTONE U2 |  | LEG_LEG_G2 | LIMESTONE | COAL | NORTH | 1986 | 956.8 | 836
16 | MARTIN LAKE U1 |  | MLSES_UNIT1 | RUSK | COAL | NORTH | 1977 | 893 | 800
17 | MARTIN LAKE U2 |  | MLSES_UNIT2 | RUSK | COAL | NORTH | 1978 | 893 | 805
18 | MARTIN LAKE U3 |  | MLSES_UNIT3 | RUSK | COAL | NORTH | 1979 | 893 | 805
19 | OAK GROVE SES U1 |  | OGSES_UNIT1A | ROBERTSON | COAL | NORTH | 2010 | 916.8 | 855
20 | OAK GROVE SES U2 |  | OGSES_UNIT2 | ROBERTSON | COAL | NORTH | 2011 | 916.8 | 855
21 | SAN MIGUEL U1 |  | SANMIGL_G1 | ATASCOSA | COAL | SOUTH | 1982 | 430 | 391
22 | SANDY CREEK U1 |  | SCES_UNIT1 | MCLENNAN | COAL | NORTH | 2013 | 1008 | 932.6
23 | TWIN OAKS U1 |  | TNP_ONE_TNP_O_1 | ROBERTSON | COAL | NORTH | 1990 | 174.6 | 155
24 | TWIN OAKS U2 |  | TNP_ONE_TNP_O_2 | ROBERTSON | COAL | NORTH | 1991 | 174.6 | 155
25 | W A PARISH U5 |  | WAP_WAP_G5 | FORT BEND | COAL | HOUSTON | 1977 | 734.1 | 664
26 | W A PARISH U6 |  | WAP_WAP_G6 | FORT BEND | COAL | HOUSTON | 1978 | 734.1 | 663
27 | W A PARISH U7 |  | WAP_WAP_G7 | FORT BEND | COAL | HOUSTON | 1980 | 614.6 | 577
28 | W A PARISH U8 |  | WAP_WAP_G8 | FORT BEND | COAL | HOUSTON | 1982 | 653.99 | 610
29 | ARTHUR VON ROSENBERG 1 CTG 1 |  | BRAUNIG_AVR1_CT1 | BEXAR | GAS-CC | SOUTH | 2000 | 195 | 164
30 | ARTHUR VON ROSENBERG 1 CTG 2 |  | BRAUNIG_AVR1_CT2 | BEXAR | GAS-CC | SOUTH | 2000 | 195 | 164
31 | ARTHUR VON ROSENBERG 1 STG |  | BRAUNIG_AVR1_ST | BEXAR | GAS-CC | SOUTH | 2000 | 222 | 190
32 | ATKINS CTG 7 |  | ATKINS_ATKINSG7 | BRAZOS | GAS-GT | NORTH | 1973 | 21 | 18
33 | BARNEY M DAVIS CTG 3 |  | B_DAVIS_B_DAVIG3 | NUECES | GAS-CC | COASTAL | 2010 | 189.55 | 157
34 | BARNEY M DAVIS CTG 4 |  | B_DAVIS_B_DAVIG4 | NUECES | GAS-CC | COASTAL | 2010 | 189.55 | 157
35 | BARNEY M DAVIS STG 1 |  | B_DAVIS_B_DAVIG1 | NUECES | GAS-ST | COASTAL | 1974 | 352.8 | 292
36 | BARNEY M DAVIS STG 2 |  | B_DAVIS_B_DAVIG2 | NUECES | GAS-CC | COASTAL | 1976 | 351 | 319
37 | BASTROP ENERGY CENTER CTG 1 |  | BASTEN_GTG1100 | BASTROP | GAS-CC | SOUTH | 2002 | 188 | 171
38 | BASTROP ENERGY CENTER CTG 2 |  | BASTEN_GTG2100 | BASTROP | GAS-CC | SOUTH | 2002 | 188 | 171
39 | BASTROP ENERGY CENTER STG |  | BASTEN_ST0100 | BASTROP | GAS-CC | SOUTH | 2002 | 242 | 233
40 | BEACHWOOD POWER STATION U1 |  | BCH_UNIT1 | BRAZORIA | GAS-GT | COASTAL | 2022 | 60.5 | 44.6
41 | BEACHWOOD POWER STATION U2 |  | BCH_UNIT2 | BRAZORIA | GAS-GT | COASTAL | 2022 | 60.5 | 44.6
42 | BEACHWOOD POWER STATION U3 |  | BCH_UNIT3 | BRAZORIA | GAS-GT | COASTAL | 2022 | 60.5 | 44.6
43 | BEACHWOOD POWER STATION U4 |  | BCH_UNIT4 | BRAZORIA | GAS-GT | COASTAL | 2022 | 60.5 | 44.6
44 | BEACHWOOD POWER STATION U5 |  | BCH_UNIT5 | BRAZORIA | GAS-GT | COASTAL | 2022 | 60.5 | 44.6
45 | BEACHWOOD POWER STATION U6 |  | BCH_UNIT6 | BRAZORIA | GAS-GT | COASTAL | 2022 | 60.5 | 44.6
46 | BOSQUE ENERGY CENTER CTG 1 |  | BOSQUESW_BSQSU_1 | BOSQUE | GAS-CC | NORTH | 2000 | 188.7 | 143
47 | BOSQUE ENERGY CENTER CTG 2 |  | BOSQUESW_BSQSU_2 | BOSQUE | GAS-CC | NORTH | 2000 | 188.7 | 143
48 | BOSQUE ENERGY CENTER CTG 3 |  | BOSQUESW_BSQSU_3 | BOSQUE | GAS-CC | NORTH | 2001 | 188.7 | 145
49 | BOSQUE ENERGY CENTER STG 4 |  | BOSQUESW_BSQSU_4 | BOSQUE | GAS-CC | NORTH | 2001 | 94.95 | 79.5
50 | BOSQUE ENERGY CENTER STG 5 |  | BOSQUESW_BSQSU_5 | BOSQUE | GAS-CC | NORTH | 2009 | 254.15 | 213.5
51 | BRAZOS VALLEY CTG 1 |  | BVE_UNIT1 | FORT BEND | GAS-CC | HOUSTON | 2003 | 198.9 | 149.7
52 | BRAZOS VALLEY CTG 2 |  | BVE_UNIT2 | FORT BEND | GAS-CC | HOUSTON | 2003 | 198.9 | 149.7
53 | BRAZOS VALLEY STG 3 |  | BVE_UNIT3 | FORT BEND | GAS-CC | HOUSTON | 2003 | 275.57 | 257.9
54 | CALENERGY-FALCON SEABOARD CTG 1 |  | FLCNS_UNIT1 | HOWARD | GAS-CC | WEST | 1987 | 75 | 75
55 | CALENERGY-FALCON SEABOARD CTG 2 |  | FLCNS_UNIT2 | HOWARD | GAS-CC | WEST | 1987 | 75 | 75
56 | CALHOUN (PORT COMFORT) CTG 1 |  | CALHOUN_UNIT1 | CALHOUN | GAS-GT | COASTAL | 2017 | 60.5 | 44
57 | CALHOUN (PORT COMFORT) CTG 2 |  | CALHOUN_UNIT2 | CALHOUN | GAS-GT | COASTAL | 2017 | 60.5 | 44
58 | CASTLEMAN CHAMON CTG 1 |  | CHAMON_CTG_0101 | HARRIS | GAS-GT | HOUSTON | 2017 | 60.5 | 44
59 | CASTLEMAN CHAMON CTG 2 |  | CHAMON_CTG_0301 | HARRIS | GAS-GT | HOUSTON | 2017 | 60.5 | 44
60 | CEDAR BAYOU 4 CTG 1 |  | CBY4_CT41 | CHAMBERS | GAS-CC | HOUSTON | 2009 | 205 | 163
61 | CEDAR BAYOU 4 CTG 2 |  | CBY4_CT42 | CHAMBERS | GAS-CC | HOUSTON | 2009 | 205 | 163
62 | CEDAR BAYOU 4 STG |  | CBY4_ST04 | CHAMBERS | GAS-CC | HOUSTON | 2009 | 205 | 178
63 | CEDAR BAYOU STG 1 |  | CBY_CBY_G1 | CHAMBERS | GAS-ST | HOUSTON | 1970 | 765 | 745
64 | CEDAR BAYOU STG 2 |  | CBY_CBY_G2 | CHAMBERS | GAS-ST | HOUSTON | 1972 | 765 | 749
65 | COLORADO BEND ENERGY CENTER CTG 1 |  | CBEC_GT1 | WHARTON | GAS-CC | SOUTH | 2007 | 86.5 | 81.5
66 | COLORADO BEND ENERGY CENTER CTG 2 |  | CBEC_GT2 | WHARTON | GAS-CC | SOUTH | 2007 | 86.5 | 74.8
67 | COLORADO BEND ENERGY CENTER CTG 3 |  | CBEC_GT3 | WHARTON | GAS-CC | SOUTH | 2008 | 86.5 | 82.1
68 | COLORADO BEND ENERGY CENTER CTG 4 |  | CBEC_GT4 | WHARTON | GAS-CC | SOUTH | 2008 | 86.5 | 75.9
69 | COLORADO BEND ENERGY CENTER STG 1 |  | CBEC_STG1 | WHARTON | GAS-CC | SOUTH | 2007 | 105 | 103.2
70 | COLORADO BEND ENERGY CENTER STG 2 |  | CBEC_STG2 | WHARTON | GAS-CC | SOUTH | 2008 | 108.8 | 107.6
71 | COLORADO BEND II CTG 7 |  | CBECII_CT7 | WHARTON | GAS-CC | SOUTH | 2017 | 360.9 | 329.3
72 | COLORADO BEND II CTG 8 |  | CBECII_CT8 | WHARTON | GAS-CC | SOUTH | 2017 | 360.9 | 335
73 | COLORADO BEND II STG 9 |  | CBECII_STG9 | WHARTON | GAS-CC | SOUTH | 2017 | 508.5 | 478.4
74 | CVC CHANNELVIEW CTG 1 |  | CVC_CVC_G1 | HARRIS | GAS-CC | HOUSTON | 2002 | 192.1 | 169
75 | CVC CHANNELVIEW CTG 2 |  | CVC_CVC_G2 | HARRIS | GAS-CC | HOUSTON | 2002 | 192.1 | 165
76 | CVC CHANNELVIEW CTG 3 |  | CVC_CVC_G3 | HARRIS | GAS-CC | HOUSTON | 2002 | 192.1 | 165
77 | CVC CHANNELVIEW STG 5 |  | CVC_CVC_G5 | HARRIS | GAS-CC | HOUSTON | 2002 | 150 | 144
78 | DANSBY CTG 2 |  | DANSBY_DANSBYG2 | BRAZOS | GAS-GT | NORTH | 2004 | 48 | 45
79 | DANSBY CTG 3 |  | DANSBY_DANSBYG3 | BRAZOS | GAS-GT | NORTH | 2010 | 50 | 47
80 | DANSBY STG 1 |  | DANSBY_DANSBYG1 | BRAZOS | GAS-ST | NORTH | 1978 | 120 | 107
81 | DECKER CREEK CTG 1 |  | DECKER_DPGT_1 | TRAVIS | GAS-GT | SOUTH | 1989 | 56.7 | 48
82 | DECKER CREEK CTG 2 |  | DECKER_DPGT_2 | TRAVIS | GAS-GT | SOUTH | 1989 | 56.7 | 48
83 | DECKER CREEK CTG 3 |  | DECKER_DPGT_3 | TRAVIS | GAS-GT | SOUTH | 1989 | 56.7 | 48
84 | DECKER CREEK CTG 4 |  | DECKER_DPGT_4 | TRAVIS | GAS-GT | SOUTH | 1989 | 56.7 | 48
85 | DECORDOVA CTG 1 |  | DCSES_CT10 | HOOD | GAS-GT | NORTH | 1990 | 89.48 | 69
86 | DECORDOVA CTG 2 |  | DCSES_CT20 | HOOD | GAS-GT | NORTH | 1990 | 89.48 | 69
87 | DECORDOVA CTG 3 |  | DCSES_CT30 | HOOD | GAS-GT | NORTH | 1990 | 89.48 | 68
88 | DECORDOVA CTG 4 |  | DCSES_CT40 | HOOD | GAS-GT | NORTH | 1990 | 89.48 | 69
89 | DEER PARK ENERGY CENTER CTG 1 |  | DDPEC_GT1 | HARRIS | GAS-CC | HOUSTON | 2002 | 190.4 | 172
90 | DEER PARK ENERGY CENTER CTG 2 |  | DDPEC_GT2 | HARRIS | GAS-CC | HOUSTON | 2002 | 190.4 | 182
91 | DEER PARK ENERGY CENTER CTG 3 |  | DDPEC_GT3 | HARRIS | GAS-CC | HOUSTON | 2002 | 190.4 | 172
92 | DEER PARK ENERGY CENTER CTG 4 |  | DDPEC_GT4 | HARRIS | GAS-CC | HOUSTON | 2002 | 190.4 | 182
93 | DEER PARK ENERGY CENTER CTG 6 |  | DDPEC_GT6 | HARRIS | GAS-CC | HOUSTON | 2014 | 199 | 156
94 | DEER PARK ENERGY CENTER STG 1 |  | DDPEC_ST1 | HARRIS | GAS-CC | HOUSTON | 2002 | 274.5 | 287
95 | DENTON ENERGY CENTER IC A |  | DEC_AGR_A | DENTON | GAS-IC | NORTH | 2018 | 56.45 | 56.5
96 | DENTON ENERGY CENTER IC B |  | DEC_AGR_B | DENTON | GAS-IC | NORTH | 2018 | 56.45 | 56.5
97 | DENTON ENERGY CENTER IC C |  | DEC_AGR_C | DENTON | GAS-IC | NORTH | 2018 | 56.45 | 56.5
98 | DENTON ENERGY CENTER IC D |  | DEC_AGR_D | DENTON | GAS-IC | NORTH | 2018 | 56.45 | 56.5
99 | ECTOR COUNTY ENERGY CTG 1 |  | ECEC_G1 | ECTOR | GAS-GT | WEST | 2015 | 179.35 | 147
100 | ECTOR COUNTY ENERGY CTG 2 |  | ECEC_G2 | ECTOR | GAS-GT | WEST | 2015 | 179.35 | 147
101 | ELK STATION IC 3 |  | AEEC_ELK_3 | HALE | GAS-IC | PANHANDLE | 2016 | 202 | 190
102 | ENNIS POWER STATION CTG 2 |  | ETCCS_CT1 | ELLIS | GAS-CC | NORTH | 2002 | 260 | 204
103 | ENNIS POWER STATION STG 1 |  | ETCCS_UNIT1 | ELLIS | GAS-CC | NORTH | 2002 | 140 | 115
104 | EXTEX LAPORTE GEN STN CTG 1 |  | AZ_AZ_G1 | HARRIS | GAS-GT | HOUSTON | 2009 | 38.29 | 36
105 | EXTEX LAPORTE GEN STN CTG 2 |  | AZ_AZ_G2 | HARRIS | GAS-GT | HOUSTON | 2009 | 38.29 | 36
106 | EXTEX LAPORTE GEN STN CTG 3 |  | AZ_AZ_G3 | HARRIS | GAS-GT | HOUSTON | 2009 | 38.29 | 36
107 | EXTEX LAPORTE GEN STN CTG 4 |  | AZ_AZ_G4 | HARRIS | GAS-GT | HOUSTON | 2009 | 38.29 | 36
108 | FERGUSON REPLACEMENT CTG 1 |  | FERGCC_FERGGT1 | LLANO | GAS-CC | SOUTH | 2014 | 185.3 | 169
109 | FERGUSON REPLACEMENT CTG 2 |  | FERGCC_FERGGT2 | LLANO | GAS-CC | SOUTH | 2014 | 185.3 | 169
110 | FERGUSON REPLACEMENT STG 1 |  | FERGCC_FERGST1 | LLANO | GAS-CC | SOUTH | 2014 | 204 | 182
111 | FORNEY ENERGY CENTER CTG 11 |  | FRNYPP_GT11 | KAUFMAN | GAS-CC | NORTH | 2003 | 196.7 | 165
112 | FORNEY ENERGY CENTER CTG 12 |  | FRNYPP_GT12 | KAUFMAN | GAS-CC | NORTH | 2003 | 196.7 | 157
113 | FORNEY ENERGY CENTER CTG 13 |  | FRNYPP_GT13 | KAUFMAN | GAS-CC | NORTH | 2003 | 196.7 | 157
114 | FORNEY ENERGY CENTER CTG 21 |  | FRNYPP_GT21 | KAUFMAN | GAS-CC | NORTH | 2003 | 196.7 | 165
115 | FORNEY ENERGY CENTER CTG 22 |  | FRNYPP_GT22 | KAUFMAN | GAS-CC | NORTH | 2003 | 196.7 | 157
116 | FORNEY ENERGY CENTER CTG 23 |  | FRNYPP_GT23 | KAUFMAN | GAS-CC | NORTH | 2003 | 196.7 | 157
117 | FORNEY ENERGY CENTER STG 10 |  | FRNYPP_ST10 | KAUFMAN | GAS-CC | NORTH | 2003 | 422 | 406
118 | FORNEY ENERGY CENTER STG 20 |  | FRNYPP_ST20 | KAUFMAN | GAS-CC | NORTH | 2003 | 422 | 406
119 | FREESTONE ENERGY CENTER CTG 1 |  | FREC_GT1 | FREESTONE | GAS-CC | NORTH | 2002 | 179.35 | 147
120 | FREESTONE ENERGY CENTER CTG 2 |  | FREC_GT2 | FREESTONE | GAS-CC | NORTH | 2002 | 179.35 | 147
121 | FREESTONE ENERGY CENTER CTG 4 |  | FREC_GT4 | FREESTONE | GAS-CC | NORTH | 2002 | 179.35 | 145
122 | FREESTONE ENERGY CENTER CTG 5 |  | FREC_GT5 | FREESTONE | GAS-CC | NORTH | 2002 | 179.35 | 145
123 | FREESTONE ENERGY CENTER STG 3 |  | FREC_ST3 | FREESTONE | GAS-CC | NORTH | 2002 | 190.74 | 169
124 | FREESTONE ENERGY CENTER STG 6 |  | FREC_ST6 | FREESTONE | GAS-CC | NORTH | 2002 | 190.74 | 168
125 | FRIENDSWOOD G CTG 1 (FORMERLY TEJAS POWER GENERATION) |  | FEGC_UNIT1 | HARRIS | GAS-GT | HOUSTON | 2018 | 129 | 119
126 | GRAHAM STG 1 |  | GRSES_UNIT1 | YOUNG | GAS-ST | WEST | 1960 | 225 | 239
127 | GRAHAM STG 2 |  | GRSES_UNIT2 | YOUNG | GAS-ST | WEST | 1969 | 387 | 390
128 | GREENS BAYOU CTG 73 |  | GBY_GBYGT73 | HARRIS | GAS-GT | HOUSTON | 1976 | 72 | 56
129 | GREENS BAYOU CTG 74 |  | GBY_GBYGT74 | HARRIS | GAS-GT | HOUSTON | 1976 | 72 | 56
130 | GREENS BAYOU CTG 81 |  | GBY_GBYGT81 | HARRIS | GAS-GT | HOUSTON | 1976 | 72 | 56
131 | GREENS BAYOU CTG 82 |  | GBY_GBYGT82 | HARRIS | GAS-GT | HOUSTON | 1976 | 72 | 50
132 | GREENS BAYOU CTG 83 |  | GBY_GBYGT83 | HARRIS | GAS-GT | HOUSTON | 1976 | 72 | 56
133 | GREENS BAYOU CTG 84 |  | GBY_GBYGT84 | HARRIS | GAS-GT | HOUSTON | 1976 | 72 | 56
134 | GREENVILLE IC ENGINE PLANT IC 1 |  | STEAM_ENGINE_1 | HUNT | GAS-IC | NORTH | 2010 | 8.44 | 8.2
135 | GREENVILLE IC ENGINE PLANT IC 2 |  | STEAM_ENGINE_2 | HUNT | GAS-IC | NORTH | 2010 | 8.44 | 8.2
136 | GREENVILLE IC ENGINE PLANT IC 3 |  | STEAM_ENGINE_3 | HUNT | GAS-IC | NORTH | 2010 | 8.44 | 8.2
137 | GREGORY POWER PARTNERS GT1 |  | LGE_LGE_GT1 | SAN PATRICIO | GAS-CC | COASTAL | 2000 | 185 | 145
138 | GREGORY POWER PARTNERS GT2 |  | LGE_LGE_GT2 | SAN PATRICIO | GAS-CC | COASTAL | 2000 | 185 | 145
139 | GREGORY POWER PARTNERS STG |  | LGE_LGE_STG | SAN PATRICIO | GAS-CC | COASTAL | 2000 | 100 | 75
140 | GUADALUPE ENERGY CENTER CTG 1 |  | GUADG_GAS1 | GUADALUPE | GAS-CC | SOUTH | 2000 | 181 | 143
141 | GUADALUPE ENERGY CENTER CTG 2 |  | GUADG_GAS2 | GUADALUPE | GAS-CC | SOUTH | 2000 | 181 | 143
142 | GUADALUPE ENERGY CENTER CTG 3 |  | GUADG_GAS3 | GUADALUPE | GAS-CC | SOUTH | 2000 | 181 | 141
143 | GUADALUPE ENERGY CENTER CTG 4 |  | GUADG_GAS4 | GUADALUPE | GAS-CC | SOUTH | 2000 | 181 | 141
144 | GUADALUPE ENERGY CENTER STG 5 |  | GUADG_STM5 | GUADALUPE | GAS-CC | SOUTH | 2000 | 204 | 198
145 | GUADALUPE ENERGY CENTER STG 6 |  | GUADG_STM6 | GUADALUPE | GAS-CC | SOUTH | 2000 | 204 | 198
146 | HANDLEY STG 3 |  | HLSES_UNIT3 | TARRANT | GAS-ST | NORTH | 1963 | 395 | 375
147 | HANDLEY STG 4 |  | HLSES_UNIT4 | TARRANT | GAS-ST | NORTH | 1976 | 435 | 435
148 | HANDLEY STG 5 |  | HLSES_UNIT5 | TARRANT | GAS-ST | NORTH | 1977 | 435 | 435
149 | HAYS ENERGY FACILITY CSG 1 |  | HAYSEN_HAYSENG1 | HAYS | GAS-CC | SOUTH | 2002 | 242 | 210
150 | HAYS ENERGY FACILITY CSG 2 | 21INR0527 | HAYSEN_HAYSENG2 | HAYS | GAS-CC | SOUTH | 2002 | 242 | 211
151 | HAYS ENERGY FACILITY CSG 3 | 21INR0527 | HAYSEN_HAYSENG3 | HAYS | GAS-CC | SOUTH | 2002 | 252 | 210
152 | HAYS ENERGY FACILITY CSG 4 |  | HAYSEN_HAYSENG4 | HAYS | GAS-CC | SOUTH | 2002 | 252 | 213
153 | HIDALGO ENERGY CENTER CTG 1 |  | DUKE_DUKE_GT1 | HIDALGO | GAS-CC | SOUTH | 2000 | 176.63 | 149
154 | HIDALGO ENERGY CENTER CTG 2 |  | DUKE_DUKE_GT2 | HIDALGO | GAS-CC | SOUTH | 2000 | 176.63 | 149
155 | HIDALGO ENERGY CENTER STG 1 |  | DUKE_DUKE_ST1 | HIDALGO | GAS-CC | SOUTH | 2000 | 198.05 | 168
156 | JACK COUNTY GEN FACILITY CTG 1 |  | JACKCNTY_CT1 | JACK | GAS-CC | NORTH | 2006 | 198.9 | 150
157 | JACK COUNTY GEN FACILITY CTG 2 |  | JACKCNTY_CT2 | JACK | GAS-CC | NORTH | 2006 | 198.9 | 150
158 | JACK COUNTY GEN FACILITY CTG 3 |  | JCKCNTY2_CT3 | JACK | GAS-CC | NORTH | 2011 | 198.9 | 158
159 | JACK COUNTY GEN FACILITY CTG 4 |  | JCKCNTY2_CT4 | JACK | GAS-CC | NORTH | 2011 | 198.9 | 158
160 | JACK COUNTY GEN FACILITY STG 1 |  | JACKCNTY_STG | JACK | GAS-CC | NORTH | 2006 | 320.6 | 289
161 | JACK COUNTY GEN FACILITY STG 2 |  | JCKCNTY2_ST2 | JACK | GAS-CC | NORTH | 2011 | 320.6 | 295
162 | JOHNSON COUNTY GEN FACILITY CTG 1 |  | TEN_CT1 | JOHNSON | GAS-CC | NORTH | 1997 | 185 | 163
163 | JOHNSON COUNTY GEN FACILITY STG 1 |  | TEN_STG | JOHNSON | GAS-CC | NORTH | 1997 | 107 | 106
164 | LAKE HUBBARD STG 1 |  | LHSES_UNIT1 | DALLAS | GAS-ST | NORTH | 1970 | 397 | 392
165 | LAKE HUBBARD STG 2 |  | LHSES_UNIT2A | DALLAS | GAS-ST | NORTH | 1973 | 531 | 523
166 | LAMAR ENERGY CENTER CTG 11 |  | LPCCS_CT11 | LAMAR | GAS-CC | NORTH | 2000 | 186 | 153
167 | LAMAR ENERGY CENTER CTG 12 |  | LPCCS_CT12 | LAMAR | GAS-CC | NORTH | 2000 | 186 | 145
168 | LAMAR ENERGY CENTER CTG 21 |  | LPCCS_CT21 | LAMAR | GAS-CC | NORTH | 2000 | 186 | 145
169 | LAMAR ENERGY CENTER CTG 22 |  | LPCCS_CT22 | LAMAR | GAS-CC | NORTH | 2000 | 186 | 153
170 | LAMAR ENERGY CENTER STG 1 | 23INR0486 | LPCCS_UNIT1 | LAMAR | GAS-CC | NORTH | 2000 | 216 | 204
171 | LAMAR ENERGY CENTER STG 2 |  | LPCCS_UNIT2 | LAMAR | GAS-CC | NORTH | 2000 | 216 | 204
172 | LAREDO CTG 4 |  | LARDVFTN_G4 | WEBB | GAS-GT | SOUTH | 2008 | 98.5 | 90.1
173 | LAREDO CTG 5 |  | LARDVFTN_G5 | WEBB | GAS-GT | SOUTH | 2008 | 98.5 | 87.3
174 | LEON CREEK PEAKER CTG 1 |  | LEON_CRK_LCPCT1 | BEXAR | GAS-GT | SOUTH | 2004 | 48 | 46
175 | LEON CREEK PEAKER CTG 2 |  | LEON_CRK_LCPCT2 | BEXAR | GAS-GT | SOUTH | 2004 | 48 | 46
176 | LEON CREEK PEAKER CTG 3 |  | LEON_CRK_LCPCT3 | BEXAR | GAS-GT | SOUTH | 2004 | 48 | 46
177 | LEON CREEK PEAKER CTG 4 |  | LEON_CRK_LCPCT4 | BEXAR | GAS-GT | SOUTH | 2004 | 48 | 46
178 | LIGNIN (CHAMON 2) U1 |  | LIG_UNIT1 | HARRIS | GAS-GT | HOUSTON | 2022 | 60.5 | 41.5
179 | LIGNIN (CHAMON 2) U2 |  | LIG_UNIT2 | HARRIS | GAS-GT | HOUSTON | 2022 | 60.5 | 41.5
180 | LOST PINES POWER CTG 1 |  | LOSTPI_LOSTPGT1 | BASTROP | GAS-CC | SOUTH | 2001 | 202.5 | 170
181 | LOST PINES POWER CTG 2 |  | LOSTPI_LOSTPGT2 | BASTROP | GAS-CC | SOUTH | 2001 | 202.5 | 170
182 | LOST PINES POWER STG 1 |  | LOSTPI_LOSTPST1 | BASTROP | GAS-CC | SOUTH | 2001 | 204 | 188
183 | MAGIC VALLEY STATION CTG 1 |  | NEDIN_NEDIN_G1 | HIDALGO | GAS-CC | SOUTH | 2001 | 266.9 | 215
184 | MAGIC VALLEY STATION CTG 2 |  | NEDIN_NEDIN_G2 | HIDALGO | GAS-CC | SOUTH | 2001 | 266.9 | 215
185 | MAGIC VALLEY STATION STG 3 |  | NEDIN_NEDIN_G3 | HIDALGO | GAS-CC | SOUTH | 2001 | 258.4 | 236
186 | MIDLOTHIAN ENERGY FACILITY CTG 1 | 23INR0489 | MDANP_CT1 | ELLIS | GAS-CC | NORTH | 2001 | 247 | 229
187 | MIDLOTHIAN ENERGY FACILITY CTG 2 | 21INR0534 | MDANP_CT2 | ELLIS | GAS-CC | NORTH | 2001 | 247 | 227
188 | MIDLOTHIAN ENERGY FACILITY CTG 3 | 22INR0543 | MDANP_CT3 | ELLIS | GAS-CC | NORTH | 2001 | 247 | 227
189 | MIDLOTHIAN ENERGY FACILITY CTG 4 | 22INR0523 | MDANP_CT4 | ELLIS | GAS-CC | NORTH | 2001 | 247 | 227
190 | MIDLOTHIAN ENERGY FACILITY CTG 5 |  | MDANP_CT5 | ELLIS | GAS-CC | NORTH | 2002 | 260 | 241
191 | MIDLOTHIAN ENERGY FACILITY CTG 6 |  | MDANP_CT6 | ELLIS | GAS-CC | NORTH | 2002 | 260 | 243
192 | MORGAN CREEK CTG 1 |  | MGSES_CT1 | MITCHELL | GAS-GT | WEST | 1988 | 89.4 | 66
193 | MORGAN CREEK CTG 2 |  | MGSES_CT2 | MITCHELL | GAS-GT | WEST | 1988 | 89.4 | 65
194 | MORGAN CREEK CTG 3 |  | MGSES_CT3 | MITCHELL | GAS-GT | WEST | 1988 | 89.4 | 65
195 | MORGAN CREEK CTG 4 |  | MGSES_CT4 | MITCHELL | GAS-GT | WEST | 1988 | 89.4 | 67
196 | MORGAN CREEK CTG 5 |  | MGSES_CT5 | MITCHELL | GAS-GT | WEST | 1988 | 89.4 | 67
197 | MORGAN CREEK CTG 6 |  | MGSES_CT6 | MITCHELL | GAS-GT | WEST | 1988 | 89.4 | 67
198 | MOUNTAIN CREEK STG 6 |  | MCSES_UNIT6 | DALLAS | GAS-ST | NORTH | 1956 | 122 | 122
199 | MOUNTAIN CREEK STG 7 |  | MCSES_UNIT7 | DALLAS | GAS-ST | NORTH | 1958 | 118 | 118
200 | NUECES BAY REPOWER CTG 8 |  | NUECES_B_NUECESG8 | NUECES | GAS-CC | COASTAL | 2010 | 189.55 | 157
201 | NUECES BAY REPOWER CTG 9 |  | NUECES_B_NUECESG9 | NUECES | GAS-CC | COASTAL | 2010 | 189.55 | 157
202 | NUECES BAY REPOWER STG 7 |  | NUECES_B_NUECESG7 | NUECES | GAS-CC | COASTAL | 1972 | 351 | 319
203 | O W SOMMERS STG 1 |  | CALAVERS_OWS1 | BEXAR | GAS-ST | SOUTH | 1972 | 445 | 420
204 | O W SOMMERS STG 2 |  | CALAVERS_OWS2 | BEXAR | GAS-ST | SOUTH | 1974 | 435 | 410
205 | ODESSA-ECTOR POWER CTG 11 |  | OECCS_CT11 | ECTOR | GAS-CC | WEST | 2001 | 176 | 166.7
206 | ODESSA-ECTOR POWER CTG 12 |  | OECCS_CT12 | ECTOR | GAS-CC | WEST | 2001 | 176 | 158.2
207 | ODESSA-ECTOR POWER CTG 21 |  | OECCS_CT21 | ECTOR | GAS-CC | WEST | 2001 | 176 | 166.7
208 | ODESSA-ECTOR POWER CTG 22 |  | OECCS_CT22 | ECTOR | GAS-CC | WEST | 2001 | 176 | 158.2
209 | ODESSA-ECTOR POWER STG 1 |  | OECCS_UNIT1 | ECTOR | GAS-CC | WEST | 2001 | 224 | 206
210 | ODESSA-ECTOR POWER STG 2 |  | OECCS_UNIT2 | ECTOR | GAS-CC | WEST | 2001 | 224 | 206
211 | OLD BLOOMINGTON ROAD CTG 1 (VICTORIA PORT 2) |  | VICTPRT2_UNIT1 | VICTORIA | GAS-GT | SOUTH | 2022 | 60.5 | 44
212 | OLD BLOOMINGTON ROAD CTG 2 (VICTORIA PORT 2) |  | VICTPRT2_UNIT2 | VICTORIA | GAS-GT | SOUTH | 2022 | 60.5 | 44
213 | PANDA SHERMAN POWER CTG 1 |  | PANDA_S_SHER1CT1 | GRAYSON | GAS-CC | NORTH | 2014 | 232 | 199
214 | PANDA SHERMAN POWER CTG 2 |  | PANDA_S_SHER1CT2 | GRAYSON | GAS-CC | NORTH | 2014 | 232 | 199
215 | PANDA SHERMAN POWER STG 1 |  | PANDA_S_SHER1ST1 | GRAYSON | GAS-CC | NORTH | 2014 | 353.1 | 287
216 | PANDA TEMPLE I POWER CTG 1 | 22INR0533 | PANDA_T1_TMPL1CT1 | BELL | GAS-CC | NORTH | 2014 | 232 | 223
217 | PANDA TEMPLE I POWER CTG 2 | 22INR0533 | PANDA_T1_TMPL1CT2 | BELL | GAS-CC | NORTH | 2014 | 232 | 220
218 | PANDA TEMPLE I POWER STG 1 | 22INR0533 | PANDA_T1_TMPL1ST1 | BELL | GAS-CC | NORTH | 2014 | 353.1 | 326
219 | PANDA TEMPLE II POWER CTG 1 | 23INR0524 | PANDA_T2_TMPL2CT1 | BELL | GAS-CC | NORTH | 2015 | 232 | 191.2
220 | PANDA TEMPLE II POWER CTG 2 | 23INR0524 | PANDA_T2_TMPL2CT2 | BELL | GAS-CC | NORTH | 2015 | 232 | 191.2
221 | PANDA TEMPLE II POWER STG 1 | 23INR0524 | PANDA_T2_TMPL2ST1 | BELL | GAS-CC | NORTH | 2015 | 353.1 | 334.7
222 | PARIS ENERGY CENTER CTG 1 |  | TNSKA_GT1 | LAMAR | GAS-CC | NORTH | 1989 | 90.88 | 76
223 | PARIS ENERGY CENTER CTG 2 |  | TNSKA_GT2 | LAMAR | GAS-CC | NORTH | 1989 | 90.88 | 76
224 | PARIS ENERGY CENTER STG 1 |  | TNSKA_STG | LAMAR | GAS-CC | NORTH | 1990 | 90 | 87
225 | PASADENA COGEN FACILITY CTG 2 |  | PSG_PSG_GT2 | HARRIS | GAS-CC | HOUSTON | 2000 | 215.05 | 164.5
226 | PASADENA COGEN FACILITY CTG 3 |  | PSG_PSG_GT3 | HARRIS | GAS-CC | HOUSTON | 2000 | 215.05 | 164.5
227 | PASADENA COGEN FACILITY STG 2 |  | PSG_PSG_ST2 | HARRIS | GAS-CC | HOUSTON | 2000 | 195.5 | 170.4
228 | PEARSALL ENGINE PLANT IC A |  | PEARSAL2_AGR_A | FRIO | GAS-IC | SOUTH | 2012 | 50.64 | 50.6
229 | PEARSALL ENGINE PLANT IC B |  | PEARSAL2_AGR_B | FRIO | GAS-IC | SOUTH | 2012 | 50.64 | 50.6
230 | PEARSALL ENGINE PLANT IC C |  | PEARSAL2_AGR_C | FRIO | GAS-IC | SOUTH | 2012 | 50.64 | 50.6
231 | PEARSALL ENGINE PLANT IC D |  | PEARSAL2_AGR_D | FRIO | GAS-IC | SOUTH | 2012 | 50.64 | 50.6
232 | PERMIAN BASIN CTG 1 |  | PB2SES_CT1 | WARD | GAS-GT | WEST | 1988 | 89.4 | 63
233 | PERMIAN BASIN CTG 2 |  | PB2SES_CT2 | WARD | GAS-GT | WEST | 1988 | 89.4 | 64
234 | PERMIAN BASIN CTG 3 |  | PB2SES_CT3 | WARD | GAS-GT | WEST | 1988 | 89.4 | 64
235 | PERMIAN BASIN CTG 4 |  | PB2SES_CT4 | WARD | GAS-GT | WEST | 1990 | 89.4 | 64
236 | PERMIAN BASIN CTG 5 |  | PB2SES_CT5 | WARD | GAS-GT | WEST | 1990 | 89.4 | 65
237 | PROENERGY SOUTH 1 (PES1) CTG 1 |  | PRO_UNIT1 | HARRIS | GAS-GT | HOUSTON | 2021 | 60.5 | 44.5
238 | PROENERGY SOUTH 1 (PES1) CTG 2 |  | PRO_UNIT2 | HARRIS | GAS-GT | HOUSTON | 2021 | 60.5 | 44.5
239 | PROENERGY SOUTH 1 (PES1) CTG 3 |  | PRO_UNIT3 | HARRIS | GAS-GT | HOUSTON | 2021 | 60.5 | 44.5
240 | PROENERGY SOUTH 1 (PES1) CTG 4 |  | PRO_UNIT4 | HARRIS | GAS-GT | HOUSTON | 2021 | 60.5 | 44.5
241 | PROENERGY SOUTH 1 (PES1) CTG 5 |  | PRO_UNIT5 | HARRIS | GAS-GT | HOUSTON | 2021 | 60.5 | 44.5
242 | PROENERGY SOUTH 1 (PES1) CTG 6 |  | PRO_UNIT6 | HARRIS | GAS-GT | HOUSTON | 2021 | 60.5 | 44.5
243 | PROENERGY SOUTH 2 (PES2) CTG 7 |  | PRO_UNIT7 | HARRIS | GAS-GT | HOUSTON | 2021 | 60.5 | 44.5
244 | PROENERGY SOUTH 2 (PES2) CTG 8 |  | PRO_UNIT8 | HARRIS | GAS-GT | HOUSTON | 2021 | 60.5 | 44.5
245 | PHR PEAKERS (BAC) CTG 1 |  | BAC_CTG1 | GALVESTON | GAS-GT | HOUSTON | 2018 | 65 | 59
246 | PHR PEAKERS (BAC) CTG 2 |  | BAC_CTG2 | GALVESTON | GAS-GT | HOUSTON | 2018 | 65 | 61
247 | PHR PEAKERS (BAC) CTG 3 |  | BAC_CTG3 | GALVESTON | GAS-GT | HOUSTON | 2018 | 65 | 49
248 | PHR PEAKERS (BAC) CTG 4 |  | BAC_CTG4 | GALVESTON | GAS-GT | HOUSTON | 2018 | 65 | 54
249 | PHR PEAKERS (BAC) CTG 5 |  | BAC_CTG5 | GALVESTON | GAS-GT | HOUSTON | 2018 | 65 | 54
250 | PHR PEAKERS (BAC) CTG 6 |  | BAC_CTG6 | GALVESTON | GAS-GT | HOUSTON | 2018 | 65 | 52
251 | POWERLANE PLANT STG 2 |  | STEAM_STEAM_2 | HUNT | GAS-ST | NORTH | 1967 | 25 | 21.5
252 | POWERLANE PLANT STG 3 |  | STEAM_STEAM_3 | HUNT | GAS-ST | NORTH | 1978 | 43.2 | 36
253 | QUAIL RUN ENERGY CTG 1 |  | QALSW_GT1 | ECTOR | GAS-CC | WEST | 2007 | 90.6 | 74
254 | QUAIL RUN ENERGY CTG 2 |  | QALSW_GT2 | ECTOR | GAS-CC | WEST | 2007 | 90.6 | 74
255 | QUAIL RUN ENERGY CTG 3 |  | QALSW_GT3 | ECTOR | GAS-CC | WEST | 2008 | 90.6 | 72
256 | QUAIL RUN ENERGY CTG 4 |  | QALSW_GT4 | ECTOR | GAS-CC | WEST | 2008 | 90.6 | 72
257 | QUAIL RUN ENERGY STG 1 |  | QALSW_STG1 | ECTOR | GAS-CC | WEST | 2007 | 98.1 | 98
258 | QUAIL RUN ENERGY STG 2 |  | QALSW_STG2 | ECTOR | GAS-CC | WEST | 2008 | 98.1 | 98
259 | R W MILLER CTG 4 |  | MIL_MILLERG4 | PALO PINTO | GAS-GT | NORTH | 1994 | 115.25 | 100
260 | R W MILLER CTG 5 |  | MIL_MILLERG5 | PALO PINTO | GAS-GT | NORTH | 1994 | 115.25 | 100
261 | R W MILLER STG 1 |  | MIL_MILLERG1 | PALO PINTO | GAS-ST | NORTH | 1968 | 74.98 | 70
262 | R W MILLER STG 2 |  | MIL_MILLERG2 | PALO PINTO | GAS-ST | NORTH | 1972 | 113.61 | 118
263 | R W MILLER STG 3 |  | MIL_MILLERG3 | PALO PINTO | GAS-ST | NORTH | 1975 | 216.01 | 208
264 | RAY OLINGER CTG 4 |  | OLINGR_OLING_4 | COLLIN | GAS-GT | NORTH | 2001 | 88.4 | 80
265 | RAY OLINGER STG 2 |  | OLINGR_OLING_2 | COLLIN | GAS-ST | NORTH | 1971 | 113.64 | 107
266 | RAY OLINGER STG 3 |  | OLINGR_OLING_3 | COLLIN | GAS-ST | NORTH | 1975 | 156.6 | 146
267 | RABBS POWER STATION U1 |  | RAB_UNIT1 | FORT BEND | GAS-GT | HOUSTON | 2022 | 60.5 | 44.6
268 | RABBS POWER STATION U2 |  | RAB_UNIT2 | FORT BEND | GAS-GT | HOUSTON | 2022 | 60.5 | 44.6
269 | RABBS POWER STATION U3 |  | RAB_UNIT3 | FORT BEND | GAS-GT | HOUSTON | 2022 | 60.5 | 44.6
270 | RABBS POWER STATION U4 |  | RAB_UNIT4 | FORT BEND | GAS-GT | HOUSTON | 2022 | 60.5 | 44.6
271 | RABBS POWER STATION U5 |  | RAB_UNIT5 | FORT BEND | GAS-GT | HOUSTON | 2022 | 60.5 | 44.6
272 | RABBS POWER STATION U6 |  | RAB_UNIT6 | FORT BEND | GAS-GT | HOUSTON | 2022 | 60.5 | 44.6
273 | RABBS POWER STATION U7 |  | RAB_UNIT7 | FORT BEND | GAS-GT | HOUSTON | 2022 | 60.5 | 44.6
274 | RABBS POWER STATION U8 |  | RAB_UNIT8 | FORT BEND | GAS-GT | HOUSTON | 2022 | 60.5 | 44.6
275 | REDGATE IC A |  | REDGATE_AGR_A | HIDALGO | GAS-IC | SOUTH | 2016 | 56.28 | 56.3
276 | REDGATE IC B |  | REDGATE_AGR_B | HIDALGO | GAS-IC | SOUTH | 2016 | 56.28 | 56.3
277 | REDGATE IC C |  | REDGATE_AGR_C | HIDALGO | GAS-IC | SOUTH | 2016 | 56.28 | 56.3
278 | REDGATE IC D |  | REDGATE_AGR_D | HIDALGO | GAS-IC | SOUTH | 2016 | 56.28 | 56.3
279 | RIO NOGALES POWER CTG 1 |  | RIONOG_CT1 | GUADALUPE | GAS-CC | SOUTH | 2002 | 188.7 | 165.5
280 | RIO NOGALES POWER CTG 2 |  | RIONOG_CT2 | GUADALUPE | GAS-CC | SOUTH | 2002 | 188.7 | 158
281 | RIO NOGALES POWER CTG 3 |  | RIONOG_CT3 | GUADALUPE | GAS-CC | SOUTH | 2002 | 188.7 | 158
282 | RIO NOGALES POWER STG 4 |  | RIONOG_ST1 | GUADALUPE | GAS-CC | SOUTH | 2002 | 373.16 | 303
283 | SAM RAYBURN POWER CTG 7 |  | RAYBURN_RAYBURG7 | VICTORIA | GAS-CC | SOUTH | 2003 | 60.5 | 50
284 | SAM RAYBURN POWER CTG 8 |  | RAYBURN_RAYBURG8 | VICTORIA | GAS-CC | SOUTH | 2003 | 60.5 | 50
285 | SAM RAYBURN POWER CTG 9 |  | RAYBURN_RAYBURG9 | VICTORIA | GAS-CC | SOUTH | 2003 | 60.5 | 50
286 | SAM RAYBURN POWER STG 10 |  | RAYBURN_RAYBURG10 | VICTORIA | GAS-CC | SOUTH | 2003 | 41.98 | 40
287 | SAN JACINTO SES CTG 1 |  | SJS_SJS_G1 | HARRIS | GAS-GT | HOUSTON | 1995 | 88.23 | 80
288 | SAN JACINTO SES CTG 2 |  | SJS_SJS_G2 | HARRIS | GAS-GT | HOUSTON | 1995 | 88.23 | 80
289 | SANDHILL ENERGY CENTER CTG 1 |  | SANDHSYD_SH1 | TRAVIS | GAS-GT | SOUTH | 2001 | 60.5 | 47
290 | SANDHILL ENERGY CENTER CTG 2 |  | SANDHSYD_SH2 | TRAVIS | GAS-GT | SOUTH | 2001 | 60.5 | 47
291 | SANDHILL ENERGY CENTER CTG 3 |  | SANDHSYD_SH3 | TRAVIS | GAS-GT | SOUTH | 2001 | 60.5 | 47
292 | SANDHILL ENERGY CENTER CTG 4 |  | SANDHSYD_SH4 | TRAVIS | GAS-GT | SOUTH | 2001 | 60.5 | 47
293 | SANDHILL ENERGY CENTER CTG 5A |  | SANDHSYD_SH_5A | TRAVIS | GAS-CC | SOUTH | 2004 | 198.9 | 142
294 | SANDHILL ENERGY CENTER CTG 6 |  | SANDHSYD_SH6 | TRAVIS | GAS-GT | SOUTH | 2010 | 60.5 | 47
295 | SANDHILL ENERGY CENTER CTG 7 |  | SANDHSYD_SH7 | TRAVIS | GAS-GT | SOUTH | 2010 | 60.5 | 47
296 | SANDHILL ENERGY CENTER STG 5C |  | SANDHSYD_SH_5C | TRAVIS | GAS-CC | SOUTH | 2004 | 191 | 139
297 | SILAS RAY CTG 10 |  | SILASRAY_SILAS_10 | CAMERON | GAS-GT | COASTAL | 2004 | 60.5 | 46
298 | SILAS RAY POWER CTG 9 |  | SILASRAY_SILAS_9 | CAMERON | GAS-CC | COASTAL | 1996 | 50 | 38
299 | SILAS RAY POWER STG 6 |  | SILASRAY_SILAS_6 | CAMERON | GAS-CC | COASTAL | 1962 | 25 | 20
300 | SIM GIDEON STG 1 |  | GIDEON_GIDEONG1 | BASTROP | GAS-ST | SOUTH | 1965 | 136 | 130
301 | SIM GIDEON STG 2 |  | GIDEON_GIDEONG2 | BASTROP | GAS-ST | SOUTH | 1968 | 136 | 135
302 | SIM GIDEON STG 3 |  | GIDEON_GIDEONG3 | BASTROP | GAS-ST | SOUTH | 1972 | 351 | 336
303 | SKY GLOBAL POWER ONE IC A |  | SKY1_SKY1A | COLORADO | GAS-IC | SOUTH | 2016 | 25.71 | 26.7
304 | SKY GLOBAL POWER ONE IC B |  | SKY1_SKY1B | COLORADO | GAS-IC | SOUTH | 2016 | 25.71 | 26.7
305 | STRYKER CREEK STG 1 |  | SCSES_UNIT1A | CHEROKEE | GAS-ST | NORTH | 1958 | 177 | 167
306 | STRYKER CREEK STG 2 |  | SCSES_UNIT2 | CHEROKEE | GAS-ST | NORTH | 1965 | 479 | 502
307 | T H WHARTON CTG 1 |  | THW_THWGT_1 | HARRIS | GAS-GT | HOUSTON | 1967 | 16.32 | 14
308 | T H WHARTON POWER CTG 31 |  | THW_THWGT31 | HARRIS | GAS-CC | HOUSTON | 1972 | 51.3 | 54
309 | T H WHARTON POWER CTG 32 |  | THW_THWGT32 | HARRIS | GAS-CC | HOUSTON | 1972 | 51.3 | 54
310 | T H WHARTON POWER CTG 33 |  | THW_THWGT33 | HARRIS | GAS-CC | HOUSTON | 1972 | 51.3 | 54
311 | T H WHARTON POWER CTG 34 |  | THW_THWGT34 | HARRIS | GAS-CC | HOUSTON | 1972 | 51.3 | 54
312 | T H WHARTON POWER CTG 41 |  | THW_THWGT41 | HARRIS | GAS-CC | HOUSTON | 1972 | 51.3 | 54
313 | T H WHARTON POWER CTG 42 |  | THW_THWGT42 | HARRIS | GAS-CC | HOUSTON | 1972 | 51.3 | 54
314 | T H WHARTON POWER CTG 43 |  | THW_THWGT43 | HARRIS | GAS-CC | HOUSTON | 1974 | 62 | 54
315 | T H WHARTON POWER CTG 44 |  | THW_THWGT44 | HARRIS | GAS-CC | HOUSTON | 1974 | 62 | 54
316 | T H WHARTON POWER CTG 51 |  | THW_THWGT51 | HARRIS | GAS-GT | HOUSTON | 1975 | 85 | 56
317 | T H WHARTON POWER CTG 52 |  | THW_THWGT52 | HARRIS | GAS-GT | HOUSTON | 1975 | 85 | 56
318 | T H WHARTON POWER CTG 53 |  | THW_THWGT53 | HARRIS | GAS-GT | HOUSTON | 1975 | 85 | 56
319 | T H WHARTON POWER CTG 54 |  | THW_THWGT54 | HARRIS | GAS-GT | HOUSTON | 1975 | 85 | 56
320 | T H WHARTON POWER CTG 55 |  | THW_THWGT55 | HARRIS | GAS-GT | HOUSTON | 1975 | 85 | 56
321 | T H WHARTON POWER CTG 56 |  | THW_THWGT56 | HARRIS | GAS-GT | HOUSTON | 1975 | 85 | 56
322 | T H WHARTON POWER STG 3 |  | THW_THWST_3 | HARRIS | GAS-CC | HOUSTON | 1974 | 113.1 | 110
323 | T H WHARTON POWER STG 4 |  | THW_THWST_4 | HARRIS | GAS-CC | HOUSTON | 1974 | 113.1 | 110
324 | TEXAS CITY POWER CTG A |  | TXCTY_CTA | GALVESTON | GAS-CC | HOUSTON | 2000 | 129.06 | 80.3
325 | TEXAS CITY POWER CTG B |  | TXCTY_CTB | GALVESTON | GAS-CC | HOUSTON | 2000 | 129.06 | 80.3
326 | TEXAS CITY POWER CTG C |  | TXCTY_CTC | GALVESTON | GAS-CC | HOUSTON | 2000 | 129.06 | 80.3
327 | TEXAS CITY POWER STG |  | TXCTY_ST | GALVESTON | GAS-CC | HOUSTON | 2000 | 143.65 | 124.9
328 | TEXAS GULF SULPHUR CTG 1 |  | TGS_GT01 | WHARTON | GAS-GT | SOUTH | 1985 | 94 | 67.5
329 | TRINIDAD STG 6 |  | TRSES_UNIT6 | HENDERSON | GAS-ST | NORTH | 1965 | 239 | 235
330 | TOPAZ POWER PLANT U1 |  | TOPAZ_UNIT1 | GALVESTON | GAS-GT | HOUSTON | 2021 | 60.5 | 44.5
331 | TOPAZ POWER PLANT U2 |  | TOPAZ_UNIT2 | GALVESTON | GAS-GT | HOUSTON | 2021 | 60.5 | 44.5
332 | TOPAZ POWER PLANT U3 |  | TOPAZ_UNIT3 | GALVESTON | GAS-GT | HOUSTON | 2021 | 60.5 | 44.5
333 | TOPAZ POWER PLANT U4 |  | TOPAZ_UNIT4 | GALVESTON | GAS-GT | HOUSTON | 2021 | 60.5 | 44.5
334 | TOPAZ POWER PLANT U5 |  | TOPAZ_UNIT5 | GALVESTON | GAS-GT | HOUSTON | 2021 | 60.5 | 44.5
335 | TOPAZ POWER PLANT U6 |  | TOPAZ_UNIT6 | GALVESTON | GAS-GT | HOUSTON | 2021 | 60.5 | 44.5
336 | TOPAZ POWER PLANT U7 |  | TOPAZ_UNIT7 | GALVESTON | GAS-GT | HOUSTON | 2021 | 60.5 | 44.5
337 | TOPAZ POWER PLANT U8 |  | TOPAZ_UNIT8 | GALVESTON | GAS-GT | HOUSTON | 2021 | 60.5 | 44.5
338 | TOPAZ POWER PLANT U9 |  | TOPAZ_UNIT9 | GALVESTON | GAS-GT | HOUSTON | 2021 | 60.5 | 44.5
339 | TOPAZ POWER PLANT U10 |  | TOPAZ_UNIT10 | GALVESTON | GAS-GT | HOUSTON | 2021 | 60.5 | 44.5
340 | V H BRAUNIG CTG 5 |  | BRAUNIG_VHB6CT5 | BEXAR | GAS-GT | SOUTH | 2009 | 64.5 | 48
341 | V H BRAUNIG CTG 6 |  | BRAUNIG_VHB6CT6 | BEXAR | GAS-GT | SOUTH | 2009 | 64.5 | 48
342 | V H BRAUNIG CTG 7 |  | BRAUNIG_VHB6CT7 | BEXAR | GAS-GT | SOUTH | 2009 | 64.5 | 48
343 | V H BRAUNIG CTG 8 |  | BRAUNIG_VHB6CT8 | BEXAR | GAS-GT | SOUTH | 2009 | 64.5 | 47
344 | V H BRAUNIG STG 1 |  | BRAUNIG_VHB1 | BEXAR | GAS-ST | SOUTH | 1966 | 225 | 217
345 | V H BRAUNIG STG 2 |  | BRAUNIG_VHB2 | BEXAR | GAS-ST | SOUTH | 1968 | 240 | 230
346 | V H BRAUNIG STG 3 |  | BRAUNIG_VHB3 | BEXAR | GAS-ST | SOUTH | 1970 | 420 | 412
347 | VICTORIA CITY (CITYVICT) CTG 1 |  | CITYVICT_CTG01 | VICTORIA | GAS-GT | SOUTH | 2020 | 60.5 | 44
348 | VICTORIA CITY (CITYVICT) CTG 2 |  | CITYVICT_CTG02 | VICTORIA | GAS-GT | SOUTH | 2020 | 60.5 | 44
349 | VICTORIA PORT (VICTPORT) CTG 1 |  | VICTPORT_CTG01 | VICTORIA | GAS-GT | SOUTH | 2019 | 60.5 | 44
350 | VICTORIA PORT (VICTPORT) CTG 2 |  | VICTPORT_CTG02 | VICTORIA | GAS-GT | SOUTH | 2019 | 60.5 | 44
351 | VICTORIA POWER CTG 6 |  | VICTORIA_VICTORG6 | VICTORIA | GAS-CC | SOUTH | 2009 | 196.86 | 160
352 | VICTORIA POWER STG 5 |  | VICTORIA_VICTORG5 | VICTORIA | GAS-CC | SOUTH | 2009 | 180.2 | 125
353 | W A PARISH CTG 1 |  | WAP_WAPGT_1 | FORT BEND | GAS-GT | HOUSTON | 1967 | 16.32 | 13
354 | W A PARISH STG 1 |  | WAP_WAP_G1 | FORT BEND | GAS-ST | HOUSTON | 1958 | 187.85 | 169
355 | W A PARISH STG 2 |  | WAP_WAP_G2 | FORT BEND | GAS-ST | HOUSTON | 1958 | 187.85 | 169
356 | W A PARISH STG 3 |  | WAP_WAP_G3 | FORT BEND | GAS-ST | HOUSTON | 1961 | 299.2 | 240
357 | W A PARISH STG 4 |  | WAP_WAP_G4 | FORT BEND | GAS-ST | HOUSTON | 1968 | 580.5 | 527
358 | WICHITA FALLS CTG 1 |  | WFCOGEN_UNIT1 | WICHITA | GAS-CC | WEST | 1987 | 20 | 20
359 | WICHITA FALLS CTG 2 |  | WFCOGEN_UNIT2 | WICHITA | GAS-CC | WEST | 1987 | 20 | 20
360 | WICHITA FALLS CTG 3 |  | WFCOGEN_UNIT3 | WICHITA | GAS-CC | WEST | 1987 | 20 | 20
361 | WICHITA FALLS STG 4 |  | WFCOGEN_UNIT4 | WICHITA | GAS-CC | WEST | 1987 | 20 | 17
362 | WINCHESTER POWER PARK CTG 1 |  | WIPOPA_WPP_G1 | FAYETTE | GAS-GT | SOUTH | 2009 | 60.5 | 44
363 | WINCHESTER POWER PARK CTG 2 |  | WIPOPA_WPP_G2 | FAYETTE | GAS-GT | SOUTH | 2009 | 60.5 | 44
364 | WINCHESTER POWER PARK CTG 3 |  | WIPOPA_WPP_G3 | FAYETTE | GAS-GT | SOUTH | 2009 | 60.5 | 44
365 | WINCHESTER POWER PARK CTG 4 |  | WIPOPA_WPP_G4 | FAYETTE | GAS-GT | SOUTH | 2009 | 60.5 | 44
366 | WISE-TRACTEBEL POWER CTG 1 | 20INR0286 | WCPP_CT1 | WISE | GAS-CC | NORTH | 2004 | 275 | 241.4
367 | WISE-TRACTEBEL POWER CTG 2 | 20INR0286 | WCPP_CT2 | WISE | GAS-CC | NORTH | 2004 | 275 | 241.4
368 | WISE-TRACTEBEL POWER STG 1 | 20INR0286 | WCPP_ST1 | WISE | GAS-CC | NORTH | 2004 | 290 | 298
369 | WOLF HOLLOW POWER CTG 1 |  | WHCCS_CT1 | HOOD | GAS-CC | NORTH | 2002 | 264.5 | 238.5
370 | WOLF HOLLOW POWER CTG 2 |  | WHCCS_CT2 | HOOD | GAS-CC | NORTH | 2002 | 264.5 | 230.5
371 | WOLF HOLLOW POWER STG |  | WHCCS_STG | HOOD | GAS-CC | NORTH | 2002 | 300 | 268
372 | WOLF HOLLOW 2 CTG 4 |  | WHCCS2_CT4 | HOOD | GAS-CC | NORTH | 2017 | 360 | 327.8
373 | WOLF HOLLOW 2 CTG 5 |  | WHCCS2_CT5 | HOOD | GAS-CC | NORTH | 2017 | 360 | 329.3
374 | WOLF HOLLOW 2 STG 6 |  | WHCCS2_STG6 | HOOD | GAS-CC | NORTH | 2017 | 511.2 | 458.3
375 | NACOGDOCHES POWER |  | NACPW_UNIT1 | NACOGDOCHES | BIOMASS | NORTH | 2012 | 116.45 | 105
376 | BIOENERGY AUSTIN-WALZEM RD LFG |  | DG_WALZE_4UNITS | BEXAR | BIOMASS | SOUTH | 2002 | 9.8 | 9.8
377 | BIOENERGY TEXAS-COVEL GARDENS LFG |  | DG_MEDIN_1UNIT | BEXAR | BIOMASS | SOUTH | 2005 | 9.6 | 9.6
378 | FARMERS BRANCH LANDFILL GAS TO ENERGY |  | DG_HBR_2UNITS | DENTON | BIOMASS | NORTH | 2011 | 3.2 | 3.2
379 | GRAND PRAIRIE LFG |  | DG_TRIRA_1UNIT | DALLAS | BIOMASS | NORTH | 2015 | 4 | 4
380 | NELSON GARDENS LFG |  | DG_78252_4UNITS | BEXAR | BIOMASS | SOUTH | 2013 | 4.2 | 4.2
381 | WM RENEWABLE-AUSTIN LFG |  | DG_SPRIN_4UNITS | TRAVIS | BIOMASS | SOUTH | 2007 | 6.4 | 6.4
382 | WM RENEWABLE-BIOENERGY PARTNERS LFG |  | DG_BIOE_2UNITS | DENTON | BIOMASS | NORTH | 1988 | 6.2 | 6.2
383 | WM RENEWABLE-DFW GAS RECOVERY LFG |  | DG_BIO2_4UNITS | DENTON | BIOMASS | NORTH | 2009 | 6.4 | 6.4
384 | WM RENEWABLE-MESQUITE CREEK LFG |  | DG_FREIH_2UNITS | COMAL | BIOMASS | SOUTH | 2011 | 3.2 | 3.2
385 | WM RENEWABLE-WESTSIDE LFG |  | DG_WSTHL_3UNITS | PARKER | BIOMASS | NORTH | 2010 | 4.8 | 4.8
386 | Operational Capacity Total (Nuclear, Coal, Gas, Biomass) | [6 empty] | 72744.83 | 64709.9
387
388 | Operational Resources - Synchronized but not Approved for Commercial Operations (Thermal)
389 | BRANDON (LP&L) (DGR) | 21INR0201 | BRANDON_UNIT1 | LUBBOCK | GAS-GT | PANHANDLE | 2021 | 25 | 20
390 | BROTMAN POWER STATION U3 | 23INR0095 | BTM_UNIT3 | BRAZORIA | GAS-GT | COASTAL | 2023 | 60.5 | 44.6
391 | BROTMAN POWER STATION U4 | 23INR0095 | BTM_UNIT4 | BRAZORIA | GAS-GT | COASTAL | 2023 | 60.5 | 44.6
392 | BROTMAN POWER STATION U5 | 23INR0095 | BTM_UNIT5 | BRAZORIA | GAS-GT | COASTAL | 2023 | 60.5 | 44.6
393 | BROTMAN POWER STATION U6 | 23INR0095 | BTM_UNIT6 | BRAZORIA | GAS-GT | COASTAL | 2023 | 60.5 | 44.6
394 | COLORADO BEND ENERGY CENTER CTG 11 | 21INR0512 | CBEC_GT11 | WHARTON | GAS-GT | HOUSTON | 2023 | 41.65 | 39
395 | COLORADO BEND ENERGY CENTER CTG 12 | 21INR0512 | CBEC_GT12 | WHARTON | GAS-GT | HOUSTON | 2023 | 41.65 | 39
396 | R MASSENGALE CTG 1 (LP&L) | 21INR0202 | MASSENGL_G6 | LUBBOCK | GAS-CC | PANHANDLE | 2021 | 20 | 18
397 | R MASSENGALE CTG 2 (LP&L) | 21INR0202 | MASSENGL_G7 | LUBBOCK | GAS-CC | PANHANDLE | 2021 | 20 | 18
398 | R MASSENGALE STG (LP&L) | 21INR0202 | MASSENGL_G8 | LUBBOCK | GAS-CC | PANHANDLE | 2021 | 58.9 | 38
399 | TY COOKE CTG 1 (LP&L) | 21INR0506 | TY_COOKE_GT2 | LUBBOCK | GAS-GT | PANHANDLE | 2021 | 18.7 | 14
400 | TY COOKE CTG 2 (LP&L) | 21INR0506 | TY_COOKE_GT3 | LUBBOCK | GAS-GT | PANHANDLE | 2021 | 26.6 | 17
401 | Operational Capacity - Synchronized but not Approved for Commercial Operations Total (Nuclear, Coal, Gas, Biomass) | [6 empty] | 494.5 | 381.4
402
403 | Operational Capacity Thermal Unavailable due to Extended Outage or Derate |  | THERMAL_UNAVAIL |  |  |  |  | 0 | 0
404 | Operational Capacity Thermal Total |  | THERMAL_OPERATIONAL |  |  |  |  | 73239.33 | 65091.3
405
406 | Operational Resources (Hydro)
407 | AMISTAD HYDRO 1 |  | AMISTAD_AMISTAG1 | VAL VERDE | HYDRO | WEST | 1983 | 34.7 | 37.9
408 | AMISTAD HYDRO 2 |  | AMISTAD_AMISTAG2 | VAL VERDE | HYDRO | WEST | 1983 | 34.7 | 37.9
409 | AUSTIN HYDRO 1 |  | AUSTPL_AUSTING1 | TRAVIS | HYDRO | SOUTH | 1940 | 9 | 8
410 | AUSTIN HYDRO 2 |  | AUSTPL_AUSTING2 | TRAVIS | HYDRO | SOUTH | 1940 | 9 | 9
411 | BUCHANAN HYDRO 1 |  | BUCHAN_BUCHANG1 | LLANO | HYDRO | SOUTH | 1938 | 18.3 | 16
412 | BUCHANAN HYDRO 2 |  | BUCHAN_BUCHANG2 | LLANO | HYDRO | SOUTH | 1938 | 18.3 | 16
413 | BUCHANAN HYDRO 3 |  | BUCHAN_BUCHANG3 | LLANO | HYDRO | SOUTH | 1950 | 18.3 | 17
414 | DENISON DAM 1 |  | DNDAM_DENISOG1 | GRAYSON | HYDRO | NORTH | 1944 | 50.8 | 49.5
415 | DENISON DAM 2 |  | DNDAM_DENISOG2 | GRAYSON | HYDRO | NORTH | 1948 | 50.8 | 49.5
416 | EAGLE PASS HYDRO |  | EAGLE_HY_EAGLE_HY1 | MAVERICK | HYDRO | SOUTH | 2005 | 9.6 | 9.6
417 | FALCON HYDRO 1 |  | FALCON_FALCONG1 | STARR | HYDRO | SOUTH | 1954 | 10.5 | 12
418 | FALCON HYDRO 2 |  | FALCON_FALCONG2 | STARR | HYDRO | SOUTH | 1954 | 10.5 | 12
419 | FALCON HYDRO 3 |  | FALCON_FALCONG3 | STARR | HYDRO | SOUTH | 1954 | 10.5 | 12
420 | GRANITE SHOALS HYDRO 1 |  | WIRTZ_WIRTZ_G1 | BURNET | HYDRO | SOUTH | 1951 | 27 | 29
421 | GRANITE SHOALS HYDRO 2 |  | WIRTZ_WIRTZ_G2 | BURNET | HYDRO | SOUTH | 1951 | 27 | 29
422 | GUADALUPE BLANCO RIVER AUTH-CANYON |  | CANYHY_CANYHYG1 | COMAL | HYDRO | SOUTH | 1989 | 6 | 6
423 | INKS HYDRO 1 |  | INKSDA_INKS_G1 | LLANO | HYDRO | SOUTH | 1938 | 15 | 14
424 | MARBLE FALLS HYDRO 1 |  | MARBFA_MARBFAG1 | BURNET | HYDRO | SOUTH | 1951 | 19.8 | 21
425 | MARBLE FALLS HYDRO 2 |  | MARBFA_MARBFAG2 | BURNET | HYDRO | SOUTH | 1951 | 19.8 | 20
426 | MARSHALL FORD HYDRO 1 |  | MARSFO_MARSFOG1 | TRAVIS | HYDRO | SOUTH | 1941 | 36 | 36
427 | MARSHALL FORD HYDRO 2 |  | MARSFO_MARSFOG2 | TRAVIS | HYDRO | SOUTH | 1941 | 36 | 36
428 | MARSHALL FORD HYDRO 3 |  | MARSFO_MARSFOG3 | TRAVIS | HYDRO | SOUTH | 1941 | 36 | 36
429 | WHITNEY DAM HYDRO |  | WND_WHITNEY1 | BOSQUE | HYDRO | NORTH | 1953 | 21 | 22
430 | WHITNEY DAM HYDRO 2 |  | WND_WHITNEY2 | BOSQUE | HYDRO | NORTH | 1953 | 21 | 22
431 | Operational Capacity Total (Hydro) | [6 empty] | 549.6 | 557.4
432 | Hydro Capacity Contribution (Top 20 Hours) |  | HYDRO_CAP_CONT |  |  |  |  | 549.6 | 468
433
434 | Operational Hydro Resources, Settlement Only Distributed Generators (SODGs)
435 | ARLINGTON OUTLET HYDROELECTRIC FACILITY |  | DG_OAKHL_1UNIT | TARRANT | HYDRO | NORTH | 2014 | 1.4 | 1.4
436 | GUADALUPE BLANCO RIVER AUTH-LAKEWOOD TAP |  | DG_LKWDTP_2UNITS | GONZALES | HYDRO | SOUTH | 1931 | 4.8 | 4.8
437 | GUADALUPE BLANCO RIVER AUTH-MCQUEENEY |  | DG_MCQUE_5UNITS | GUADALUPE | HYDRO | SOUTH | 1928 | 7.7 | 7.7
438 | GUADALUPE BLANCO RIVER AUTH-SCHUMANSVILLE |  | DG_SCHUM_2UNITS | GUADALUPE | HYDRO | SOUTH | 1928 | 3.6 | 3.6
439 | LEWISVILLE HYDRO-CITY OF GARLAND |  | DG_LWSVL_1UNIT | DENTON | HYDRO | NORTH | 1991 | 2.2 | 2.2
440 | Operational Hydro Resources Total, Settlement Only Distributed Generators (SODGs) | [6 empty] | 19.7 | 19.7
441 | Hydro SODG Capacity Contribution (Highest 20 Peak Load Hours) |  | DG_HYDRO_CAP_CONT |  |  |  |  | 19.7 | 15
442
443 | Operational Capacity Hydroelectric Unavailable due to Extended Outage or Derate |  | HYDRO_UNAVAIL |  |  |  |  | -6 | -5.0377
444 | Operational Capacity Hydroelectric Total |  | HYDRO_OPERATIONAL |  |  |  |  | 563.3 | 477.9623
445
446 | Operational Resources (Switchable)
447 | ANTELOPE IC 1 |  | AEEC_ANTLP_1 | HALE | GAS-IC | PANHANDLE | 2016 | 56.04 | 54
448 | ANTELOPE IC 2 |  | AEEC_ANTLP_2 | HALE | GAS-IC | PANHANDLE | 2016 | 56.04 | 54
449 | ANTELOPE IC 3 |  | AEEC_ANTLP_3 | HALE | GAS-IC | PANHANDLE | 2016 | 56.04 | 54
450 | ELK STATION CTG 1 |  | AEEC_ELK_1 | HALE | GAS-GT | PANHANDLE | 2016 | 202 | 190
451 | ELK STATION CTG 2 |  | AEEC_ELK_2 | HALE | GAS-GT | PANHANDLE | 2016 | 202 | 190
452 | TENASKA FRONTIER STATION CTG 1 |  | FTR_FTR_G1 | GRIMES | GAS-CC | NORTH | 2000 | 185 | 160
453 | TENASKA FRONTIER STATION CTG 2 |  | FTR_FTR_G2 | GRIMES | GAS-CC | NORTH | 2000 | 185 | 160
454 | TENASKA FRONTIER STATION CTG 3 |  | FTR_FTR_G3 | GRIMES | GAS-CC | NORTH | 2000 | 185 | 160
455 | TENASKA FRONTIER STATION STG 4 |  | FTR_FTR_G4 | GRIMES | GAS-CC | NORTH | 2000 | 400 | 400
456 | TENASKA GATEWAY STATION CTG 1 |  | TGCCS_CT1 | RUSK | GAS-CC | NORTH | 2001 | 179 | 156
457 | TENASKA GATEWAY STATION CTG 2 |  | TGCCS_CT2 | RUSK | GAS-CC | NORTH | 2001 | 179 | 135
458 | TENASKA GATEWAY STATION CTG 3 |  | TGCCS_CT3 | RUSK | GAS-CC | NORTH | 2001 | 179 | 153
459 | TENASKA GATEWAY STATION STG 4 |  | TGCCS_UNIT4 | RUSK | GAS-CC | NORTH | 2001 | 400 | 402
460 | TENASKA KIAMICHI STATION 1CT101 |  | KMCHI_1CT101 | FANNIN | GAS-CC | NORTH | 2003 | 185 | 151
461 | TENASKA KIAMICHI STATION 1CT201 |  | KMCHI_1CT201 | FANNIN | GAS-CC | NORTH | 2003 | 185 | 148
462 | TENASKA KIAMICHI STATION 1ST |  | KMCHI_1ST | FANNIN | GAS-CC | NORTH | 2003 | 318 | 310
463 | TENASKA KIAMICHI STATION 2CT101 |  | KMCHI_2CT101 | FANNIN | GAS-CC | NORTH | 2003 | 185 | 150
464 | TENASKA KIAMICHI STATION 2CT201 |  | KMCHI_2CT201 | FANNIN | GAS-CC | NORTH | 2003 | 185 | 152
465 | TENASKA KIAMICHI STATION 2ST |  | KMCHI_2ST | FANNIN | GAS-CC | NORTH | 2003 | 318 | 311
466 | Switchable Capacity Total | [6 empty] | 3840.12 | 3490
467
468 | Switchable Capacity Unavailable to ERCOT
469 | ANTELOPE IC 1 |  | AEEC_ANTLP_1_UNAVAIL | HALE | GAS-IC | PANHANDLE | 2017 | -56 | -54
470 | ANTELOPE IC 2 |  | AEEC_ANTLP_2_UNAVAIL | HALE | GAS-IC | PANHANDLE | 2017 | -56 | -54
471 | ANTELOPE IC 3 |  | AEEC_ANTLP_3_UNAVAIL | HALE | GAS-IC | PANHANDLE | 2017 | -56 | -54
472 | ELK STATION CTG 1 |  | AEEC_ELK_1_UNAVAIL | HALE | GAS-GT | PANHANDLE | 2017 | -202 | -190
473 | ELK STATION CTG 2 |  | AEEC_ELK_2_UNAVAIL | HALE | GAS-GT | PANHANDLE | 2017 | -202 | -190
474 | TENASKA KIAMICHI STATION 2CT101 |  | KMCHI_2CT101_UNAVAIL | FANNIN | GAS-CC | NORTH | 2003 | -185 | -150
475 | Switchable Capacity Unavailable to ERCOT Total | [6 empty] | -757 | -692
476
477 | Available Mothball Capacity based on Owner's Return Probability |  | MOTH_AVAIL |  |  |  |  | 712.75 | 703.5
478
479 | Private-Use Network Capacity Contribution (Top 20 Hours) |  | PUN_CAP_CONT |  |  |  |  | 9575 | 2940
480 | Private-Use Network Forecast Adjustment (per Protocol 10.3.2.4) |  | PUN_CAP_ADJUST | [5 empty] | -71
481
482 | Operational Resources (Wind)
483 | WESTERN TRAIL WIND (AJAX WIND) U1 |  | AJAXWIND_UNIT1 | WILBARGER | WIND-O | WEST | 2022 | 225.6 | 225.6
484 | WESTERN TRAIL WIND (AJAX WIND) U2 |  | AJAXWIND_UNIT2 | WILBARGER | WIND-O | WEST | 2022 | 141 | 141
485 | AMADEUS WIND 1 U1 |  | AMADEUS1_UNIT1 | FISHER | WIND-O | WEST | 2021 | 36.7 | 36.7
486 | AMADEUS WIND 1 U2 |  | AMADEUS1_UNIT2 | FISHER | WIND-O | WEST | 2021 | 35.8 | 35.8
487 | AMADEUS WIND 2 U1 |  | AMADEUS2_UNIT3 | FISHER | WIND-O | WEST | 2021 | 177.7 | 177.7
488 | ANACACHO WIND |  | ANACACHO_ANA | KINNEY | WIND-O | SOUTH | 2012 | 99.83 | 99.8
489 | AQUILLA LAKE WIND U1 |  | AQUILLA_U1_23 | HILL & LIMESTONE | WIND-O | NORTH | 2023 | 13.9 | 13.9
490 | AQUILLA LAKE WIND U2 |  | AQUILLA_U1_28 | HILL & LIMESTONE | WIND-O | NORTH | 2023 | 135.4 | 135.4
491 | AQUILLA LAKE 2 WIND U1 |  | AQUILLA_U2_23 | HILL & LIMESTONE | WIND-O | NORTH | 2023 | 7 | 7
492 | AQUILLA LAKE 2 WIND U2 |  | AQUILLA_U2_28 | HILL & LIMESTONE | WIND-O | NORTH | 2023 | 143.8 | 143.8
493 | AVIATOR WIND U1 |  | AVIATOR_UNIT1 | COKE | WIND-O | WEST | 2021 | 180.12 | 180.1
494 | AVIATOR WIND U2 |  | AVIATOR_UNIT2 | COKE | WIND-O | WEST | 2021 | 145.64 | 145.6
495 | AVIATOR WIND U3 |  | DEWOLF_UNIT1 | COKE | WIND-O | WEST | 2021 | 199.26 | 199.3
496 | BAFFIN WIND UNIT1 |  | BAFFIN_UNIT1 | KENEDY | WIND-C | COASTAL | 2016 | 100 | 100
497 | BAFFIN WIND UNIT2 |  | BAFFIN_UNIT2 | KENEDY | WIND-C | COASTAL | 2016 | 102 | 102
498 | BARROW RANCH (JUMBO HILL WIND) 1 |  | BARROW_UNIT1 | ANDREWS | WIND-O | WEST | 2021 | 90.2 | 90.2
499 | BARROW RANCH (JUMBO HILL WIND) 2 |  | BARROW_UNIT2 | ANDREWS | WIND-O | WEST | 2021 | 70.5 | 70.5
500 | BARTON CHAPEL WIND |  | BRTSW_BCW1 | JACK | WIND-O | NORTH | 2007 | 120 | 120
501 | BLUE SUMMIT WIND 1 A | 22INR0550 | BLSUMMIT_BLSMT1_5 | WILBARGER | WIND-O | WEST | 2013 | 132.84 | 132.8
502 | BLUE SUMMIT WIND 1 B | 22INR0550 | BLSUMMIT_BLSMT1_6 | WILBARGER | WIND-O | WEST | 2013 | 6.96 | 6.9
503 | BLUE SUMMIT WIND 2 A |  | BLSUMMIT_UNIT2_25 | WILBARGER | WIND-O | WEST | 2020 | 92.5 | 6.9
504 | BLUE SUMMIT WIND 2 B |  | BLSUMMIT_UNIT2_17 | WILBARGER | WIND-O | WEST | 2020 | 6.86 | 92.5
505 | BLUE SUMMIT WIND 3 A |  | BLSUMIT3_UNIT_17 | WILBARGER | WIND-O | WEST | 2020 | 13.7 | 13.4
506 | BLUE SUMMIT WIND 3 B |  | BLSUMIT3_UNIT_25 | WILBARGER | WIND-O | WEST | 2020 | 186.5 | 182.4
507 | BOBCAT BLUFF WIND |  | BCATWIND_WIND_1 | ARCHER | WIND-O | WEST | 2020 | 162 | 162
508 | BRISCOE WIND |  | BRISCOE_WIND | BRISCOE | WIND-P | PANHANDLE | 2015 | 149.85 | 149.8
509 | BRUENNING'S BREEZE A |  | BBREEZE_UNIT1 | WILLACY | WIND-C | COASTAL | 2017 | 120 | 120
510 | BRUENNING'S BREEZE B |  | BBREEZE_UNIT2 | WILLACY | WIND-C | COASTAL | 2017 | 108 | 108
511 | BUCKTHORN WIND 1 A |  | BUCKTHRN_UNIT1 | ERATH | WIND-O | NORTH | 2017 | 44.9 | 44.9
512 | BUCKTHORN WIND 1 B |  | BUCKTHRN_UNIT2 | ERATH | WIND-O | NORTH | 2017 | 55.7 | 55.7
513 | BUFFALO GAP WIND 1 |  | BUFF_GAP_UNIT1 | TAYLOR | WIND-O | WEST | 2006 | 120.6 | 120.6
514 | BUFFALO GAP WIND 2_1 |  | BUFF_GAP_UNIT2_1 | TAYLOR | WIND-O | WEST | 2007 | 115.5 | 115.5
515 | BUFFALO GAP WIND 2_2 |  | BUFF_GAP_UNIT2_2 | TAYLOR | WIND-O | WEST | 2007 | 117 | 117
516 | BUFFALO GAP WIND 3 |  | BUFF_GAP_UNIT3 | TAYLOR | WIND-O | WEST | 2008 | 170.2 | 170.2
517 | BULL CREEK WIND U1 |  | BULLCRK_WND1 | BORDEN | WIND-O | WEST | 2009 | 89 | 88
518 | BULL CREEK WIND U2 |  | BULLCRK_WND2 | BORDEN | WIND-O | WEST | 2009 | 91 | 90
519 | CABEZON WIND (RIO BRAVO I WIND) 1 A |  | CABEZON_WIND1 | STARR | WIND-O | SOUTH | 2019 | 115.2 | 115.2
520 | CABEZON WIND (RIO BRAVO I WIND) 1 B |  | CABEZON_WIND2 | STARR | WIND-O | SOUTH | 2019 | 122.4 | 122.4
521 | CACTUS FLATS WIND U1 |  | CFLATS_U1 | CONCHO | WIND-O | WEST | 2022 | 148.4 | 148.4
522 | CALLAHAN WIND |  | CALLAHAN_WND1 | CALLAHAN | WIND-O | WEST | 2004 | 123.1 | 123.1
523 | CAMERON COUNTY WIND |  | CAMWIND_UNIT1 | CAMERON | WIND-C | COASTAL | 2016 | 165 | 165
524 | CAMP SPRINGS WIND 1 |  | CSEC_CSECG1 | SCURRY | WIND-O | WEST | 2007 | 134.42 | 130.5
525 | CAMP SPRINGS WIND 2 |  | CSEC_CSECG2 | SCURRY | WIND-O | WEST | 2007 | 123.6 | 120
526 | CANADIAN BREAKS WIND |  | CN_BRKS_UNIT_1 | OLDHAM | WIND-P | PANHANDLE | 2019 | 210.1 | 210.1
527 | CAPRICORN RIDGE WIND 1 | 17INR0054 | CAPRIDGE_CR1 | STERLING | WIND-O | WEST | 2007 | 231.7 | 231.7
528 | CAPRICORN RIDGE WIND 2 | 17INR0054 | CAPRIDGE_CR2 | STERLING | WIND-O | WEST | 2007 | 149.5 | 149.5
529 | CAPRICORN RIDGE WIND 3 | 17INR0054 | CAPRIDGE_CR3 | STERLING | WIND-O | WEST | 2008 | 200.9 | 200.9
530 | CAPRICORN RIDGE WIND 4 | 17INR0061 | CAPRIDG4_CR4 | STERLING | WIND-O | WEST | 2008 | 121.5 | 121.5
531 | CEDRO HILL WIND 1 |  | CEDROHIL_CHW1 | WEBB | WIND-O | SOUTH | 2010 | 75 | 75
532 | CEDRO HILL WIND 2 |  | CEDROHIL_CHW2 | WEBB | WIND-O | SOUTH | 2010 | 75 | 75
533 | CHALUPA WIND |  | CHALUPA_UNIT1 | CAMERON | WIND-C | COASTAL | 2021 | 173.25 | 173.3
534 | CHAMPION WIND |  | CHAMPION_UNIT1 | NOLAN | WIND-O | WEST | 2008 | 126.5 | 126.5
535 | CHAPMAN RANCH WIND IA (SANTA CRUZ) |  | SANTACRU_UNIT1 | NUECES | WIND-C | COASTAL | 2017 | 150.6 | 150.6
536 | CHAPMAN RANCH WIND IB (SANTA CRUZ) |  | SANTACRU_UNIT2 | NUECES | WIND-C | COASTAL | 2017 | 98.4 | 98.4
537 | COTTON PLAINS WIND |  | COTPLNS_COTTONPL | FLOYD | WIND-P | PANHANDLE | 2017 | 50.4 | 50.4
538 | CRANELL WIND |  | CRANELL_UNIT1 | REFUGIO | WIND-C | COASTAL | 2022 | 220 | 220
539 | DERMOTT WIND 1_1 |  | DERMOTT_UNIT1 | SCURRY | WIND-O | WEST | 2017 | 126.5 | 126.5
540 | DERMOTT WIND 1_2 |  | DERMOTT_UNIT2 | SCURRY | WIND-O | WEST | 2017 | 126.5 | 126.5
541 | DESERT SKY WIND 1 A | 17INR0070 | DSKYWND1_UNIT_1A | PECOS | WIND-O | WEST | 2022 | 65.79 | 53.1
542 | DESERT SKY WIND 1 B | 17INR0070 | DSKYWND2_UNIT_2A | PECOS | WIND-O | WEST | 2022 | 65.79 | 50.4
543 | DESERT SKY WIND 2 A | 17INR0070 | DSKYWND1_UNIT_1B | PECOS | WIND-O | WEST | 2022 | 23.93 | 18.7
544 | DESERT SKY WIND 2 B | 17INR0070 | DSKYWND2_UNIT_2B | PECOS | WIND-O | WEST | 2022 | 14.74 | 8
545 | DOUG COLBECK'S CORNER (CONWAY) A |  | GRANDVW1_COLA | CARSON | WIND-P | PANHANDLE | 2016 | 100.24 | 100.2
546 | DOUG COLBECK'S CORNER (CONWAY) B |  | GRANDVW1_COLB | CARSON | WIND-P | PANHANDLE | 2016 | 100.24 | 100.2
547 | EAST RAYMOND WIND (EL RAYO) U1 |  | EL_RAYO_UNIT1 | WILLACY | WIND-C | COASTAL | 2021 | 101.2 | 98
548 | EAST RAYMOND WIND (EL RAYO) U2 |  | EL_RAYO_UNIT2 | WILLACY | WIND-C | COASTAL | 2021 | 99 | 96
549 | ELBOW CREEK WIND |  | ELB_ELBCREEK | HOWARD | WIND-O | WEST | 2008 | 121.9 | 121.9
550 | ELECTRA WIND 1 |  | DIGBY_UNIT1 | WILBARGER | WIND-O | WEST | 2017 | 101.31 | 98.9
551 | ELECTRA WIND 2 |  | DIGBY_UNIT2 | WILBARGER | WIND-O | WEST | 2017 | 134.29 | 131.1
552 | EL ALGODON ALTO W U1 |  | ALGODON_UNIT1 | WILLACY | WIND-C | COASTAL | 2022 | 171.6 | 171.6
553 | EL ALGODON ALTO W U2 |  | ALGODON_UNIT2 | WILLACY | WIND-C | COASTAL | 2022 | 28.6 | 28.6
554 | ESPIRITU WIND |  | CHALUPA_UNIT2 | CAMERON | WIND-C | COASTAL | 2021 | 25.2 | 25.2
555 | FALVEZ ASTRA WIND |  | ASTRA_UNIT1 | RANDALL | WIND-P | PANHANDLE | 2017 | 163.2 | 163.2
556 | FLAT TOP WIND I |  | FTWIND_UNIT_1 | MILLS | WIND-O | NORTH | 2018 | 200 | 200
557 | FLUVANNA RENEWABLE 1 A |  | FLUVANNA_UNIT1 | SCURRY | WIND-O | WEST | 2017 | 79.8 | 79.8
558 | FLUVANNA RENEWABLE 1 B |  | FLUVANNA_UNIT2 | SCURRY | WIND-O | WEST | 2017 | 75.6 | 75.6
559 | FOARD CITY WIND 1 A |  | FOARDCTY_UNIT1 | FOARD | WIND-O | WEST | 2019 | 186.48 | 186.5
560 | FOARD CITY WIND 1 B |  | FOARDCTY_UNIT2 | FOARD | WIND-O | WEST | 2019 | 163.8 | 163.8
561 | FOREST CREEK WIND |  | MCDLD_FCW1 | GLASSCOCK | WIND-O | WEST | 2007 | 124.2 | 124.2
562 | GOAT WIND |  | GOAT_GOATWIND | STERLING | WIND-O | WEST | 2008 | 80 | 80
563 | GOAT WIND 2 |  | GOAT_GOATWIN2 | STERLING | WIND-O | WEST | 2010 | 69.6 | 69.6
564 | GOLDTHWAITE WIND 1 |  | GWEC_GWEC_G1 | MILLS | WIND-O | NORTH | 2014 | 148.6 | 148.6
565 | GOPHER CREEK WIND 1 |  | GOPHER_UNIT1 | BORDEN | WIND-O | WEST | 2020 | 82 | 82
566 | GOPHER CREEK WIND 2 |  | GOPHER_UNIT2 | BORDEN | WIND-O | WEST | 2020 | 76 | 76
567 | GRANDVIEW WIND 1 (CONWAY) GV1A |  | GRANDVW1_GV1A | CARSON | WIND-P | PANHANDLE | 2014 | 107.4 | 107.4
568 | GRANDVIEW WIND 1 (CONWAY) GV1B |  | GRANDVW1_GV1B | CARSON | WIND-P | PANHANDLE | 2014 | 103.8 | 103.8
569 | GREEN MOUNTAIN WIND (BRAZOS) U1 | 21INR0532 | BRAZ_WND_WND1 | SCURRY | WIND-O | WEST | 2003 | 99 | 99
570 | GREEN MOUNTAIN WIND (BRAZOS) U2 | 21INR0532 | BRAZ_WND_WND2 | SCURRY | WIND-O | WEST | 2003 | 61 | 61
571 | GREEN PASTURES WIND I |  | GPASTURE_WIND_I | BAYLOR | WIND-O | WEST | 2015 | 150 | 150
572 | GRIFFIN TRAIL WIND U1 |  | GRIF_TRL_UNIT1 | KNOX | WIND-O | WEST | 2021 | 98.7 | 98.7
573 | GRIFFIN TRAIL WIND U2 |  | GRIF_TRL_UNIT2 | KNOX | WIND-O | WEST | 2021 | 126.9 | 126.9
574 | GULF WIND I |  | TGW_T1 | KENEDY | WIND-C | COASTAL | 2021 | 141.6 | 141.6
575 | GULF WIND II |  | TGW_T2 | KENEDY | WIND-C | COASTAL | 2021 | 141.6 | 141.6
576 | GUNSIGHT MOUNTAIN WIND |  | GUNMTN_G1 | HOWARD | WIND-O | WEST | 2016 | 119.93 | 119.9
577 | HACKBERRY WIND |  | HWF_HWFG1 | SHACKELFORD | WIND-O | WEST | 2008 | 165.6 | 163.5
578 | HEREFORD WIND G |  | HRFDWIND_WIND_G | DEAF SMITH | WIND-P | PANHANDLE | 2015 | 99.9 | 99.9
579 | HEREFORD WIND V |  | HRFDWIND_WIND_V | DEAF SMITH | WIND-P | PANHANDLE | 2015 | 100 | 100
580 | HICKMAN (SANTA RITA WIND) 1 |  | HICKMAN_G1 | REAGAN | WIND-O | WEST | 2018 | 152.5 | 152.5
581 | HICKMAN (SANTA RITA WIND) 2 |  | HICKMAN_G2 | REAGAN | WIND-O | WEST | 2018 | 147.5 | 147.5
582 | HIDALGO & STARR WIND 11 |  | MIRASOLE_MIR11 | HIDALGO | WIND-O | SOUTH | 2016 | 52 | 52
583 | HIDALGO & STARR WIND 12 |  | MIRASOLE_MIR12 | HIDALGO | WIND-O | SOUTH | 2016 | 98 | 98
584 | HIDALGO & STARR WIND 21 |  | MIRASOLE_MIR21 | HIDALGO | WIND-O | SOUTH | 2016 | 100 | 100
585 | HIDALGO II WIND |  | MIRASOLE_MIR13 | HIDALGO | WIND-O | SOUTH | 2021 | 50.4 | 50.4
586 | HIGH LONESOME W 1A |  | HI_LONE_WGR1A | CROCKETT | WIND-O | WEST | 2021 | 46 | 46
587 | HIGH LONESOME W 1B |  | HI_LONE_WGR1B | CROCKETT | WIND-O | WEST | 2021 | 51.9 | 52
588 | HIGH LONESOME W 1C |  | HI_LONE_WGR1C | CROCKETT | WIND-O | WEST | 2021 | 25.3 | 25.3
589 | HIGH LONESOME W 2 |  | HI_LONE_WGR2 | CROCKETT | WIND-O | WEST | 2021 | 122.4 | 122.5
590 | HIGH LONESOME W 2A |  | HI_LONE_WGR2A | CROCKETT | WIND-O | WEST | 2021 | 25.3 | 25.3
591 | HIGH LONESOME W 3 |  | HI_LONE_WGR3 | CROCKETT | WIND-O | WEST | 2021 | 127.5 | 127.6
592 | HIGH LONESOME W 4 |  | HI_LONE_WGR4 | CROCKETT | WIND-O | WEST | 2021 | 101.5 | 101.6
593 | HORSE CREEK WIND 1 |  | HORSECRK_UNIT1 | HASKELL | WIND-O | WEST | 2017 | 134.81 | 131.1
594 | HORSE CREEK WIND 2 |  | HORSECRK_UNIT2 | HASKELL | WIND-O | WEST | 2017 | 101.69 | 98.9
595 | HORSE HOLLOW WIND 1 | 17INR0052 | H_HOLLOW_WND1 | TAYLOR | WIND-O | WEST | 2005 | 230 | 230
596 | HORSE HOLLOW WIND 2 | 17INR0053 | HHOLLOW2_WIND1 | TAYLOR | WIND-O | WEST | 2006 | 184 | 184
597 | HORSE HOLLOW WIND 3 | 17INR0053 | HHOLLOW3_WND_1 | TAYLOR | WIND-O | WEST | 2006 | 241.4 | 241.4
598 | HORSE HOLLOW WIND 4 | 17INR0053 | HHOLLOW4_WND1 | TAYLOR | WIND-O | WEST | 2006 | 115 | 115
599 | INADALE WIND 1 |  | INDL_INADALE1 | NOLAN | WIND-O | WEST | 2008 | 95 | 95
600 | INADALE WIND 2 |  | INDL_INADALE2 | NOLAN | WIND-O | WEST | 2008 | 102 | 102
601 | INDIAN MESA WIND | 18INR0069 | INDNNWP_INDNNWP2 | PECOS | WIND-O | WEST | 2001 | 91.8 | 91.8
602 | JAVELINA I WIND 18 |  | BORDAS_JAVEL18 | WEBB | WIND-O | SOUTH | 2015 | 19.69 | 19.7
603 | JAVELINA I WIND 20 |  | BORDAS_JAVEL20 | WEBB | WIND-O | SOUTH | 2015 | 230 | 230
604 | JAVELINA II WIND 1 |  | BORDAS2_JAVEL2_A | WEBB | WIND-O | SOUTH | 2017 | 96 | 96
605 | JAVELINA II WIND 2 |  | BORDAS2_JAVEL2_B | WEBB | WIND-O | SOUTH | 2017 | 74 | 74
606 | JAVELINA II WIND 3 |  | BORDAS2_JAVEL2_C | WEBB | WIND-O | SOUTH | 2017 | 30 | 30
607 | JUMBO ROAD WIND 1 |  | HRFDWIND_JRDWIND1 | DEAF SMITH | WIND-P | PANHANDLE | 2015 | 146.15 | 146.2
608 | JUMBO ROAD WIND 2 |  | HRFDWIND_JRDWIND2 | DEAF SMITH | WIND-P | PANHANDLE | 2015 | 153.55 | 153.6
609 | KARANKAWA WIND 1A |  | KARAKAW1_UNIT1 | SAN PATRICIO | WIND-C | COASTAL | 2019 | 103.32 | 103.3
610 | KARANKAWA WIND 1B |  | KARAKAW1_UNIT2 | SAN PATRICIO | WIND-C | COASTAL | 2019 | 103.32 | 103.3
611 | KARANKAWA WIND 2 |  | KARAKAW2_UNIT3 | SAN PATRICIO | WIND-C | COASTAL | 2019 | 100.42 | 100.4
612 | KEECHI WIND |  | KEECHI_U1 | JACK | WIND-O | NORTH | 2015 | 110 | 110
613 | KING MOUNTAIN WIND (NE) |  | KING_NE_KINGNE | UPTON | WIND-O | WEST | 2001 | 79.7 | 79.7
614 | KING MOUNTAIN WIND (NW) |  | KING_NW_KINGNW | UPTON | WIND-O | WEST | 2001 | 79.7 | 79.7
615 | KING MOUNTAIN WIND (SE) |  | KING_SE_KINGSE | UPTON | WIND-O | WEST | 2001 | 40.5 | 40.5
616 | KING MOUNTAIN WIND (SW) |  | KING_SW_KINGSW | UPTON | WIND-O | WEST | 2001 | 79.7 | 79.7
617 | LANGFORD WIND POWER |  | LGD_LANGFORD | TOM GREEN | WIND-O | WEST | 2009 | 159.96 | 160
618 | LOCKETT WIND FARM |  | LOCKETT_UNIT1 | WILBARGER | WIND-O | WEST | 2019 | 183.7 | 183.7
619 | LOGANS GAP WIND I U1 |  | LGW_UNIT1 | COMANCHE | WIND-O | NORTH | 2015 | 106.26 | 106.3
620 | LOGANS GAP WIND I U2 |  | LGW_UNIT2 | COMANCHE | WIND-O | NORTH | 2015 | 103.85 | 103.8
621 | LONE STAR WIND 1 (MESQUITE) |  | LNCRK_G83 | SHACKELFORD | WIND-O | WEST | 2006 | 194 | 194
622 | LONE STAR WIND 2 (POST OAK) U1 |  | LNCRK2_G871 | SHACKELFORD | WIND-O | WEST | 2007 | 98 | 98
623 | LONE STAR WIND 2 (POST OAK) U2 |  | LNCRK2_G872 | SHACKELFORD | WIND-O | WEST | 2007 | 100 | 100
624 | LONGHORN WIND NORTH U1 |  | LHORN_N_UNIT1 | FLOYD | WIND-P | PANHANDLE | 2015 | 100 | 100
625 | LONGHORN WIND NORTH U2 |  | LHORN_N_UNIT2 | FLOYD | WIND-P | PANHANDLE | 2015 | 100 | 100
626 | LORAINE WINDPARK I |  | LONEWOLF_G1 | MITCHELL | WIND-O | WEST | 2010 | 48 | 48
627 | LORAINE WINDPARK II |  | LONEWOLF_G2 | MITCHELL | WIND-O | WEST | 2010 | 51 | 51
628 | LORAINE WINDPARK III |  | LONEWOLF_G3 | MITCHELL | WIND-O | WEST | 2011 | 25.5 | 25.5
629 | LORAINE WINDPARK IV |  | LONEWOLF_G4 | MITCHELL | WIND-O | WEST | 2011 | 24 | 24
630 | LOS VIENTOS III WIND |  | LV3_UNIT_1 | STARR | WIND-O | SOUTH | 2015 | 200 | 200
631 | LOS VIENTOS IV WIND |  | LV4_UNIT_1 | STARR | WIND-O | SOUTH | 2016 | 200 | 200
632 | LOS VIENTOS V WIND |  | LV5_UNIT_1 | STARR | WIND-O | SOUTH | 2016 | 110 | 110
633 | LOS VIENTOS WIND I |  | LV1_LV1A | WILLACY | WIND-C | COASTAL | 2013 | 200.1 | 200.1
634 | LOS VIENTOS WIND II |  | LV2_LV2 | WILLACY | WIND-C | COASTAL | 2013 | 201.6 | 201.6
635 | MAGIC VALLEY WIND (REDFISH) 1A |  | REDFISH_MV1A | WILLACY | WIND-C | COASTAL | 2012 | 99.83 | 99.8
636 | MAGIC VALLEY WIND (REDFISH) 1B |  | REDFISH_MV1B | WILLACY | WIND-C | COASTAL | 2012 | 103.46 | 103.5
637 | MARIAH DEL NORTE 1 |  | MARIAH_NORTE1 | PARMER | WIND-P | PANHANDLE | 2017 | 115.2 | 115.2
638 | MARIAH DEL NORTE 2 |  | MARIAH_NORTE2 | PARMER | WIND-P | PANHANDLE | 2017 | 115.2 | 115.2
639 | MAVERICK CREEK WIND WEST U1 |  | MAVCRK_W_UNIT1 | CONCHO | WIND-O | WEST | 2022 | 201.6 | 201.6
640 | MAVERICK CREEK WIND WEST U2 |  | MAVCRK_W_UNIT2 | CONCHO | WIND-O | WEST | 2022 | 11.1 | 11.1
641 | MAVERICK CREEK WIND WEST U3 |  | MAVCRK_W_UNIT3 | CONCHO | WIND-O | WEST | 2022 | 33.6 | 33.6
642 | MAVERICK CREEK WIND WEST U4 |  | MAVCRK_W_UNIT4 | CONCHO | WIND-O | WEST | 2022 | 22.2 | 22.2
643 | MAVERICK CREEK WIND EAST U1 |  | MAVCRK_E_UNIT5 | CONCHO | WIND-O | WEST | 2022 | 71.4 | 71.4
644 | MAVERICK CREEK WIND EAST U2 |  | MAVCRK_E_UNIT6 | CONCHO | WIND-O | WEST | 2022 | 33.3 | 33.3
645 | MAVERICK CREEK WIND EAST U3 |  | MAVCRK_E_UNIT7 | CONCHO | WIND-O | WEST | 2022 | 22 | 22
646 | MAVERICK CREEK WIND EAST U4 |  | MAVCRK_E_UNIT8 | CONCHO | WIND-O | WEST | 2022 | 20 | 20
647 | MAVERICK CREEK WIND EAST U5 |  | MAVCRK_E_UNIT9 | CONCHO | WIND-O | WEST | 2022 | 76.8 | 76.8
648 | MCADOO WIND |  | MWEC_G1 | DICKENS | WIND-P | PANHANDLE | 2008 | 150 | 150
649 | MESQUITE CREEK WIND 1 |  | MESQCRK_WND1 | DAWSON | WIND-O | WEST | 2015 | 105.61 | 105.6
650 | MESQUITE CREEK WIND 2 |  | MESQCRK_WND2 | DAWSON | WIND-O | WEST | 2015 | 105.61 | 105.6
651 | MIAMI WIND G1 |  | MIAM1_G1 | GRAY | WIND-P | PANHANDLE | 2014 | 144.3 | 144.3
652 | MIAMI WIND G2 |  | MIAM1_G2 | GRAY | WIND-P | PANHANDLE | 2014 | 144.3 | 144.3
653 | MIDWAY WIND |  | MIDWIND_UNIT1 | SAN PATRICIO | WIND-C | COASTAL | 2019 | 162.8 | 162.8
654 | NIELS BOHR WIND A (BEARKAT WIND A) |  | NBOHR_UNIT1 | GLASSCOCK | WIND-O | WEST | 2018 | 196.6 | 196.6
655 | NOTREES WIND 1 |  | NWF_NWF1 | WINKLER | WIND-O | WEST | 2009 | 92.61 | 92.6
656 | NOTREES WIND 2 |  | NWF_NWF2 | WINKLER | WIND-O | WEST | 2009 | 60 | 60
657 | OCOTILLO WIND |  | OWF_OWF | HOWARD | WIND-O | WEST | 2008 | 58.8 | 54.6
658 | OLD SETTLER WIND |  | COTPLNS_OLDSETLR | FLOYD | WIND-P | PANHANDLE | 2017 | 151.2 | 151.2
659 | OVEJA WIND U1 |  | OVEJA_G1 | IRION | WIND-O | WEST | 2021 | 151.2 | 151.2
660 | OVEJA WIND U2 |  | OVEJA_G2 | IRION | WIND-O | WEST | 2021 | 151.2 | 151.2
661 | PALMAS ALTAS WIND |  | PALMWIND_UNIT1 | CAMERON | WIND-C | COASTAL | 2020 | 144.9 | 144.9
662 | PANHANDLE WIND 1 U1 |  | PH1_UNIT1 | CARSON | WIND-P | PANHANDLE | 2014 | 109.15 | 109.2
663 | PANHANDLE WIND 1 U2 |  | PH1_UNIT2 | CARSON | WIND-P | PANHANDLE | 2014 | 109.15 | 109.2
664 | PANHANDLE WIND 2 U1 |  | PH2_UNIT1 | CARSON | WIND-P | PANHANDLE | 2014 | 94.19 | 94.2
665 | PANHANDLE WIND 2 U2 |  | PH2_UNIT2 | CARSON | WIND-P | PANHANDLE | 2014 | 96.6 | 96.6
666 | PANTHER CREEK WIND 1 |  | PC_NORTH_PANTHER1 | HOWARD | WIND-O | WEST | 2008 | 142.5 | 142.5
667 | PANTHER CREEK WIND 2 |  | PC_SOUTH_PANTHER2 | HOWARD | WIND-O | WEST | 2019 | 115.5 | 115.5
668 | PANTHER CREEK WIND 3 A |  | PC_SOUTH_PANTH31 | HOWARD | WIND-O | WEST | 2022 | 106.92 | 106.9
669 | PANTHER CREEK WIND 3 B |  | PC_SOUTH_PANTH32 | HOWARD | WIND-O | WEST | 2022 | 108.54 | 108.5
670 | PAPALOTE CREEK WIND |  | PAP1_PAP1 | SAN PATRICIO | WIND-C | COASTAL | 2009 | 179.85 | 179.9
671 | PAPALOTE CREEK WIND II |  | COTTON_PAP2 | SAN PATRICIO | WIND-C | COASTAL | 2010 | 200.12 | 200.1
672 | PECOS WIND 1 (WOODWARD) |  | WOODWRD1_WOODWRD1 | PECOS | WIND-O | WEST | 2001 | 91.7 | 91.7
673 | PECOS WIND 2 (WOODWARD) |  | WOODWRD2_WOODWRD2 | PECOS | WIND-O | WEST | 2001 | 86 | 85.8
674 | PENASCAL WIND 1 |  | PENA_UNIT1 | KENEDY | WIND-C | COASTAL | 2009 | 160.8 | 160.8
675 | PENASCAL WIND 2 |  | PENA_UNIT2 | KENEDY | WIND-C | COASTAL | 2009 | 141.6 | 141.6
676 | PENASCAL WIND 3 |  | PENA3_UNIT3 | KENEDY | WIND-C | COASTAL | 2011 | 100.8 | 100.8
677 | PEYTON CREEK WIND |  | PEY_UNIT1 | MATAGORDA | WIND-C | COASTAL | 2020 | 151.2 | 151.2
678 | PYRON WIND 1 | 23INR0525 | PYR_PYRON1 | NOLAN | WIND-O | WEST | 2008 | 121.5 | 121.5
679 | PYRON WIND 2 | 23INR0525 | PYR_PYRON2 | NOLAN | WIND-O | WEST | 2008 | 127.5 | 127.5
680 | RANCHERO WIND |  | RANCHERO_UNIT1 | CROCKETT | WIND-O | WEST | 2020 | 150 | 150
681 | RANCHERO WIND |  | RANCHERO_UNIT2 | CROCKETT | WIND-O | WEST | 2020 | 150 | 150
682 | RATTLESNAKE I WIND ENERGY CENTER G1 |  | RSNAKE_G1 | GLASSCOCK | WIND-O | WEST | 2015 | 109.15 | 104.6
683 | RATTLESNAKE I WIND ENERGY CENTER G2 |  | RSNAKE_G2 | GLASSCOCK | WIND-O | WEST | 2015 | 109.15 | 102.7
684 | RED CANYON WIND |  | RDCANYON_RDCNY1 | BORDEN | WIND-O | WEST | 2006 | 89.6 | 89.6
685 | RELOJ DEL SOL WIND U1 |  | RELOJ_UNIT1 | ZAPATA | WIND-O | SOUTH | 2022 | 55.4 | 55.4
686 | RELOJ DEL SOL WIND U2 |  | RELOJ_UNIT2 | ZAPATA | WIND-O | SOUTH | 2022 | 48 | 48
687 | RELOJ DEL SOL WIND U3 |  | RELOJ_UNIT3 | ZAPATA | WIND-O | SOUTH | 2022 | 83.1 | 83.1
688 | RELOJ DEL SOL WIND U4 |  | RELOJ_UNIT4 | ZAPATA | WIND-O | SOUTH | 2022 | 22.8 | 22.8
689 | ROCK SPRINGS VAL VERDE WIND (FERMI) 1 |  | FERMI_WIND1 | VAL VERDE | WIND-O | WEST | 2017 | 121.9 | 121.9
690 | ROCK SPRINGS VAL VERDE WIND (FERMI) 2 |  | FERMI_WIND2 | VAL VERDE | WIND-O | WEST | 2017 | 27.44 | 27.4
691 | ROSCOE WIND |  | TKWSW1_ROSCOE | NOLAN | WIND-O | WEST | 2008 | 114 | 114
692 | ROSCOE WIND 2A |  | TKWSW1_ROSCOE2A | NOLAN | WIND-O | WEST | 2008 | 95 | 95
693 | ROUTE 66 WIND |  | ROUTE_66_WIND1 | CARSON | WIND-P | PANHANDLE | 2015 | 150 | 150
694 | RTS 2 WIND (HEART OF TEXAS WIND) U1 |  | RTS2_U1 | MCCULLOCH | WIND-O | SOUTH | 2021 | 89.9 | 89.9
695 | RTS 2 WIND (HEART OF TEXAS WIND) U2 |  | RTS2_U2 | MCCULLOCH | WIND-O | SOUTH | 2021 | 89.9 | 89.9
696 | RTS WIND |  | RTS_U1 | MCCULLOCH | WIND-O | SOUTH | 2018 | 160 | 160
697 | SAGE DRAW WIND U1 |  | SAGEDRAW_UNIT1 | LYNN | WIND-O | WEST | 2022 | 169.2 | 169.2
698 | SAGE DRAW WIND U2 |  | SAGEDRAW_UNIT2 | LYNN | WIND-O | WEST | 2022 | 169.2 | 169.2
699 | SALT FORK 1 WIND U1 |  | SALTFORK_UNIT1 | DONLEY | WIND-P | PANHANDLE | 2017 | 64 | 64
700 | SALT FORK 1 WIND U2 |  | SALTFORK_UNIT2 | DONLEY | WIND-P | PANHANDLE | 2017 | 110 | 110
701 | SAN ROMAN WIND |  | SANROMAN_WIND_1 | CAMERON | WIND-C | COASTAL | 2017 | 95.25 | 95.2
702 | SAND BLUFF WIND U1 |  | MCDLD_SB1_2 | GLASSCOCK | WIND-O | WEST | 2022 | 71.4 | 71.4
703 | SAND BLUFF WIND U2 |  | MCDLD_SB3_282 | GLASSCOCK | WIND-O | WEST | 2022 | 14.1 | 14.1
704 | SAND BLUFF WIND U3 |  | MCDLD_SB4_G87 | GLASSCOCK | WIND-O | WEST | 2022 | 4 | 4
705 | SENATE WIND |  | SENATEWD_UNIT1 | JACK | WIND-O | NORTH | 2012 | 150 | 150
706 | SENDERO WIND ENERGY |  | EXGNSND_WIND_1 | JIM HOGG | WIND-O | SOUTH | 2015 | 78 | 78
707 | SEYMOUR HILLS WIND (S_HILLS WIND) |  | S_HILLS_UNIT1 | BAYLOR | WIND-O | WEST | 2019 | 30.24 | 30.2
708 | SHAFFER (PATRIOT WIND/PETRONILLA) |  | SHAFFER_UNIT1 | NUECES | WIND-C | COASTAL | 2021 | 226.05 | 226.1
709 | SHANNON WIND |  | SHANNONW_UNIT_1 | CLAY | WIND-O | WEST | 2015 | 204.1 | 204.1
710 | SHERBINO 2 WIND | 19INR0120 | KEO_SHRBINO2 | PECOS | WIND-O | WEST | 2011 | 132 | 132
711 | SILVER STAR WIND | 18INR0064 | FLTCK_SSI | ERATH | WIND-O | NORTH | 2008 | 52.8 | 52.8
712 | SOUTH PLAINS WIND 1 U1 |  | SPLAIN1_WIND1 | FLOYD | WIND-P | PANHANDLE | 2015 | 102 | 102
713 | SOUTH PLAINS WIND 1 U2 |  | SPLAIN1_WIND2 | FLOYD | WIND-P | PANHANDLE | 2015 | 98 | 98
714 | SOUTH PLAINS WIND 2 U1 |  | SPLAIN2_WIND21 | FLOYD | WIND-P | PANHANDLE | 2016 | 148.5 | 148.5
715 | SOUTH PLAINS WIND 2 U2 |  | SPLAIN2_WIND22 | FLOYD | WIND-P | PANHANDLE | 2016 | 151.8 | 151.8
716 | SOUTH TRENT WIND |  | STWF_T1 | NOLAN | WIND-O | WEST | 2008 | 101.2 | 98.2
717 | SPINNING SPUR WIND TWO A |  | SSPURTWO_WIND_1 | OLDHAM | WIND-P | PANHANDLE | 2014 | 160.95 | 161
718 | SPINNING SPUR WIND TWO B |  | SSPURTWO_SS3WIND2 | OLDHAM | WIND-P | PANHANDLE | 2015 | 98 | 98
719 | SPINNING SPUR WIND TWO C |  | SSPURTWO_SS3WIND1 | OLDHAM | WIND-P | PANHANDLE | 2015 | 96 | 96
720 | STANTON WIND ENERGY |  | SWEC_G1 | MARTIN | WIND-O | WEST | 2008 | 123.6 | 120
721 | STELLA WIND |  | STELLA_UNIT1 | KENEDY | WIND-C | COASTAL | 2018 | 201 | 201
722 | STEPHENS RANCH WIND 1 |  | SRWE1_UNIT1 | BORDEN | WIND-O | WEST | 2014 | 213.82 | 211.2
723 | STEPHENS RANCH WIND 2 |  | SRWE1_SRWE2 | BORDEN | WIND-O | WEST | 2015 | 166.52 | 164.7
724 | SWEETWATER WIND 1 | 18INR0073 | SWEETWND_WND1 | NOLAN | WIND-O | WEST | 2003 | 37.5 | 42.5
725 | SWEETWATER WIND 2A | 17INR0068 | SWEETWN2_WND24 | NOLAN | WIND-O | WEST | 2006 | 16 | 16.8
726 | SWEETWATER WIND 2B | 17INR0068 | SWEETWN2_WND2 | NOLAN | WIND-O | WEST | 2004 | 105.3 | 110.8
727 | SWEETWATER WIND 3A |  | SWEETWN3_WND3A | NOLAN | WIND-O | WEST | 2011 | 30.78 | 33.6
728 | SWEETWATER WIND 3B |  | SWEETWN3_WND3B | NOLAN | WIND-O | WEST | 2011 | 108.54 | 118.6
729 | SWEETWATER WIND 4-4A |  | SWEETWN4_WND4A | NOLAN | WIND-O | WEST | 2007 | 119 | 125
730 | SWEETWATER WIND 4-4B |  | SWEETWN4_WND4B | NOLAN | WIND-O | WEST | 2007 | 105.8 | 112
731 | SWEETWATER WIND 4-5 |  | SWEETWN5_WND5 | NOLAN | WIND-O | WEST | 2007 | 80.5 | 85
732 | TAHOKA WIND 1 |  | TAHOKA_UNIT_1 | LYNN | WIND-O | WEST | 2019 | 150 | 150
733 | TAHOKA WIND 2 |  | TAHOKA_UNIT_2 | LYNN | WIND-O | WEST | 2019 | 150 | 150
734 | TEXAS BIG SPRING WIND A |  | SGMTN_SIGNALMT | HOWARD | WIND-O | WEST | 1999 | 27.72 | 27.7
735 | TEXAS BIG SPRING WIND B |  | SGMTN_SIGNALM2 | HOWARD | WIND-O | WEST | 1999 | 6.6 | 6.6
736 | TG EAST WIND U1 |  | TRUSGILL_UNIT1 | KNOX | WIND-O | WEST | 2022 | 42 | 42
737 | TG EAST WIND U2 |  | TRUSGILL_UNIT2 | KNOX | WIND-O | WEST | 2022 | 44.8 | 44.8
738 | TG EAST WIND U3 |  | TRUSGILL_UNIT3 | KNOX | WIND-O | WEST | 2022 | 42 | 42
739 | TG EAST WIND U4 |  | TRUSGILL_UNIT4 | KNOX | WIND-O | WEST | 2022 | 207.2 | 207.2
740 | TORRECILLAS WIND 1 |  | TORR_UNIT1_25 | WEBB | WIND-O | SOUTH | 2019 | 150 | 150
741 | TORRECILLAS WIND 2 |  | TORR_UNIT2_23 | WEBB | WIND-O | SOUTH | 2019 | 23 | 23
742 | TORRECILLAS WIND 3 |  | TORR_UNIT2_25 | WEBB | WIND-O | SOUTH | 2019 | 127.5 | 127.5
743 | TRENT WIND 1 A | 17INR0069 | TRENT_TRENT | NOLAN | WIND-O | WEST | 2001 | 38.25 | 38.3
744 | TRENT WIND 1 B |  | TRENT_UNIT_1B | NOLAN | WIND-O | WEST | 2018 | 15.59 | 15.6
745 | TRENT WIND 2 |  | TRENT_UNIT_2 | NOLAN | WIND-O | WEST | 2018 | 50.49 | 50.5
746 | TRENT WIND 3 A |  | TRENT_UNIT_3A | NOLAN | WIND-O | WEST | 2018 | 38.25 | 38.3
747 | TRENT WIND 3 B |  | TRENT_UNIT_3B | NOLAN | WIND-O | WEST | 2018 | 13.79 | 13.8
748 | TRINITY HILLS WIND 1 | 20INR0019 | TRINITY_TH1_BUS1 | ARCHER | WIND-O | WEST | 2012 | 103.4 | 103.4
749 | TRINITY HILLS WIND 2 | 20INR0019 | TRINITY_TH1_BUS2 | ARCHER | WIND-O | WEST | 2012 | 94.6 | 94.6
750 | TSTC WEST TEXAS WIND |  | DG_ROSC2_1UNIT | NOLAN | WIND-O | WEST | 2008 | 2 | 2
751 | TURKEY TRACK WIND |  | TTWEC_G1 | NOLAN | WIND-O | WEST | 2008 | 174.6 | 169.5
752 | TYLER BLUFF WIND |  | TYLRWIND_UNIT1 | COOKE | WIND-O | NORTH | 2017 | 125.6 | 125.6
753 | VENADO WIND U1 |  | VENADO_UNIT1 | ZAPATA | WIND-O | SOUTH | 2021 | 105 | 105
754 | VENADO WIND U2 |  | VENADO_UNIT2 | ZAPATA | WIND-O | SOUTH | 2021 | 96.6 | 96.6
755 | VERA WIND 1 |  | VERAWIND_UNIT1 | KNOX | WIND-O | WEST | 2021 | 12 | 12
756 | VERA WIND 2 |  | VERAWIND_UNIT2 | KNOX | WIND-O | WEST | 2021 | 7.2 | 7.2
757 | VERA WIND 3 |  | VERAWIND_UNIT3 | KNOX | WIND-O | WEST | 2021 | 100.8 | 100.8
758 | VERA WIND 4 |  | VERAWIND_UNIT4 | KNOX | WIND-O | WEST | 2021 | 22 | 22
759 | VERA WIND 5 |  | VERAWIND_UNIT5 | KNOX | WIND-O | WEST | 2021 | 100.8 | 100.8
760 | VERTIGO WIND (FORMERLY GREEN PASTURES WIND 2) |  | VERTIGO_WIND_I | BAYLOR | WIND-O | WEST | 2015 | 150 | 150
761 | WAKE WIND 1 |  | WAKEWE_G1 | DICKENS | WIND-P | PANHANDLE | 2016 | 114.91 | 114.9
762 | WAKE WIND 2 |  | WAKEWE_G2 | DICKENS | WIND-P | PANHANDLE | 2016 | 142.35 | 142.3
763 | WEST RAYMOND (EL TRUENO) WIND U1 |  | TRUENO_UNIT1 | WILLACY | WIND-C | COASTAL | 2021 | 116.6 | 116.6
764 | WEST RAYMOND (EL TRUENO) WIND U2 |  | TRUENO_UNIT2 | WILLACY | WIND-C | COASTAL | 2021 | 123.2 | 123.2
765 | WHIRLWIND ENERGY |  | WEC_WECG1 | FLOYD | WIND-P | PANHANDLE | 2007 | 59.8 | 57
766 | WHITETAIL WIND |  | EXGNWTL_WIND_1 | WEBB | WIND-O | SOUTH | 2012 | 92.34 | 92.3
767 | WHITE MESA WIND U1 |  | WHMESA_UNIT1 | CROCKETT | WIND-O | WEST | 2022 | 152.3 | 152.3
768 | WHITE MESA 2 WIND U1 |  | WHMESA_UNIT2_23 | CROCKETT | WIND-O | WEST | 2022 | 13.92 | 13.9
769 | WHITE MESA 2 WIND U2 |  | WHMESA_UNIT2_28 | CROCKETT | WIND-O | WEST | 2022 | 183.3 | 183.3
770 | WHITE MESA 2 WIND U3 |  | WHMESA_UNIT3_23 | CROCKETT | WIND-O | WEST | 2022 | 18.56 | 18.6
771 | WHITE MESA 2 WIND U4 |  | WHMESA_UNIT3_28 | CROCKETT | WIND-O | WEST | 2022 | 132.54 | 132.5
772 | WILLOW SPRINGS WIND A |  | SALVTION_UNIT1 | HASKELL | WIND-O | WEST | 2017 | 125 | 125
773 | WILLOW SPRINGS WIND B |  | SALVTION_UNIT2 | HASKELL | WIND-O | WEST | 2017 | 125 | 125
774 | WILSON RANCH (INFINITY LIVE OAK WIND) |  | WL_RANCH_UNIT1 | SCHLEICHER | WIND-O | WEST | 2020 | 199.5 | 199.5
775 | WINDTHORST 2 WIND |  | WNDTHST2_UNIT1 | ARCHER | WIND-O | WEST | 2014 | 67.62 | 67.6
776 | WKN MOZART WIND |  | MOZART_WIND_1 | KENT | WIND-O | WEST | 2012 | 30 | 30
777 | WOLF RIDGE WIND | 21INR0511 | WHTTAIL_WR1 | COOKE | WIND-O | NORTH | 2008 | 112.5 | 112.5
778 | Operational Capacity Total (Wind) | [6 empty] | 31562.25 | 31494.7
779
780 | Operational Wind Capacity Sub-total (Coastal Counties) |  | WIND_OPERATIONAL_C |  |  |  |  | 4862.27 | 4856.1
781 | Wind Peak Average Capacity Percentage (Coastal) |  | WIND_PEAK_PCT_C | % |  |  |  | 100 | 60
782
783 | Operational Wind Capacity Sub-total (Panhandle Counties) |  | WIND_OPERATIONAL_P |  |  |  |  | 4410.43 | 4407.7
784 | Wind Peak Average Capacity Percentage (Panhandle) |  | WIND_PEAK_PCT_P | % |  |  |  | 100 | 30
785
786 | Operational Wind Capacity Sub-total (Other Counties) |  | WIND_OPERATIONAL_O |  |  |  |  | 22289.55 | 22230.9
787 | Wind Peak Average Capacity Percentage (Other) |  | WIND_PEAK_PCT_O | % |  |  |  | 100 | 21
788
789 | Operational Resources (Wind) - Synchronized but not Approved for Commercial Operations
790 | AGUAYO WIND U1 | 20INR0250 | AGUAYO_UNIT1 | MILLS | WIND-O | NORTH | 2023 | 193.5 | 192.9
791 | ANCHOR WIND U1 | 21INR0546 | ANCHOR_WIND1 | CALLAHAN | WIND-O | WEST | 2023 | 16 | 16
792 | ANCHOR WIND U2 | 21INR0387 | ANCHOR_WIND2 | CALLAHAN | WIND-O | WEST | 2023 | 98.9 | 98.9
793 | ANCHOR WIND U3 | 21INR0539 | ANCHOR_WIND3 | CALLAHAN | WIND-O | WEST | 2023 | 90 | 90
794 | ANCHOR WIND U4 | 21INR0539 | ANCHOR_WIND4 | CALLAHAN | WIND-O | WEST | 2023 | 38.7 | 38.7
795 | ANCHOR WIND U5 | 22INR0562 | ANCHOR_WIND5 | CALLAHAN | WIND-O | WEST | 2023 | 19.3 | 19.3
796 | APPALOOSA RUN WIND U1 | 20INR0249 | APPALOSA_UNIT1 | UPTON | WIND-O | WEST | 2023 | 157.9 | 157.9
797 | APPALOOSA RUN WIND U2 | 20INR0249 | APPALOSA_UNIT2 | UPTON | WIND-O | WEST | 2023 | 13.9 | 13.9
798 | APOGEE WIND U1 | 21INR0467 | APOGEE_UNIT1 | THROCKMORTON | WIND-O | WEST | 2023 | 25 | 25
799 | APOGEE WIND U2 | 21INR0467 | APOGEE_UNIT2 | THROCKMORTON | WIND-O | WEST | 2023 | 14 | 14
800 | APOGEE WIND U3 | 21INR0467 | APOGEE_UNIT3 | THROCKMORTON | WIND-O | WEST | 2023 | 30.2 | 30.2
801 | APOGEE WIND U4 | 21INR0467 | APOGEE_UNIT4 | THROCKMORTON | WIND-O | WEST | 2023 | 115 | 115
802 | APOGEE WIND U5 | 21INR0467 | APOGEE_UNIT5 | THROCKMORTON | WIND-O | WEST | 2023 | 110 | 110
803 | APOGEE WIND U6 | 21INR0467 | APOGEE_UNIT6 | THROCKMORTON | WIND-O | WEST | 2023 | 24 | 24
804 | APOGEE WIND U7 | 21INR0467 | APOGEE_UNIT7 | THROCKMORTON | WIND-O | WEST | 2023 | 75 | 75
805 | BAIRD NORTH WIND U1 | 20INR0083 | BAIRDWND_UNIT1 | CALLAHAN | WIND-O | WEST | 2023 | 195 | 195
806 | BAIRD NORTH WIND U2 | 20INR0083 | BAIRDWND_UNIT2 | CALLAHAN | WIND-O | WEST | 2023 | 145 | 145
807 | BLACKJACK CREEK WIND U1 | 20INR0068 | BLACKJAK_UNIT1 | BEE | WIND-O | SOUTH | 2023 | 120 | 120
808 | BLACKJACK CREEK WIND U2 | 20INR0068 | BLACKJAK_UNIT2 | BEE | WIND-O | SOUTH | 2023 | 120 | 120
809 | BOARD CREEK WP U1 | 21INR0324 | BOARDCRK_UNIT1 | NAVARRO | WIND-O | NORTH | 2023 | 108.8 | 108.8
810 | BOARD CREEK WP U2 | 21INR0324 | BOARDCRK_UNIT2 | NAVARRO | WIND-O | NORTH | 2023 | 190.4 | 190.4
811 | COYOTE WIND U1 | 17INR0027b | COYOTE_W_UNIT1 | SCURRY | WIND-O | WEST | 2023 | 90 | 90
812 | COYOTE WIND U2 | 17INR0027b | COYOTE_W_UNIT2 | SCURRY | WIND-O | WEST | 2023 | 26.6 | 26.6
813 | COYOTE WIND U3 | 17INR0027b | COYOTE_W_UNIT3 | SCURRY | WIND-O | WEST | 2023 | 126 | 126
814 | EL SUAZ RANCH U1 | 20INR0097 | ELSAUZ_UNIT1 | WILLACY | WIND-C | COASTAL | 2023 | 153 | 153
815 | EL SUAZ RANCH U2 | 20INR0097 | ELSAUZ_UNIT2 | WILLACY | WIND-C | COASTAL | 2023 | 148.5 | 148.5
816 | FOXTROT WIND U1 | 20INR0129 | FOXTROT_UNIT1 | BEE | WIND-O | SOUTH | 2023 | 130.2 | 130.2
817 | FOXTROT WIND U2 | 20INR0129 | FOXTROT_UNIT2 | BEE | WIND-O | SOUTH | 2023 | 84 | 84
818 | FOXTROT WIND U3 | 20INR0129 | FOXTROT_UNIT3 | BEE | WIND-O | SOUTH | 2023 | 54 | 54
819 | HARALD (BEARKAT WIND B) | 15INR0064b | HARALD_UNIT1 | GLASSCOCK | WIND-O | WEST | 2023 | 162.1 | 162.1
820 | INERTIA WIND U1 | 22INR0326 | INRT_W_UNIT1 | HASKELL | WIND-O | WEST | 2023 | 67.68 | 67.7
821 | INERTIA WIND U2 | 22INR0326 | INRT_W_UNIT2 | HASKELL | WIND-O | WEST | 2023 | 27.72 | 27.7
822 | INERTIA WIND U3 | 22INR0326 | INRT_W_UNIT3 | HASKELL | WIND-O | WEST | 2023 | 205.86 | 205.9
823 | LACY CREEK WIND U1 | 18INR0043 | LACY_CRK_UNIT1 | GLASSCOCK | WIND-O | WEST | 2023 | 135.4 | 135.4
824 | LACY CREEK WIND U2 | 18INR0043 | LACY_CRK_UNIT2 | GLASSCOCK | WIND-O | WEST | 2023 | 15.12 | 15.1
825 | LACY CREEK WIND U3 | 18INR0043 | LACY_CRK_UNIT3 | GLASSCOCK | WIND-O | WEST | 2023 | 138.2 | 138.2
826 | LACY CREEK WIND U4 | 18INR0043 | LACY_CRK_UNIT4 | GLASSCOCK | WIND-O | WEST | 2023 | 12.6 | 12.6
827 | LAS MAJADAS WIND U1 | 17INR0035 | LMAJADAS_UNIT1 | WILLACY | WIND-C | COASTAL | 2023 | 110 | 110
828 | LAS MAJADAS WIND U2 | 17INR0035 | LMAJADAS_UNIT2 | WILLACY | WIND-C | COASTAL | 2023 | 24 | 24
829 | LAS MAJADAS WIND U3 | 17INR0035 | LMAJADAS_UNIT3 | WILLACY | WIND-C | COASTAL | 2023 | 138.6 | 138.6
830 | MARYNEAL WINDPOWER | 18INR0031 | MARYNEAL_UNIT1 | NOLAN | WIND-O | WEST | 2023 | 182.4 | 182.4
831 | MESTENO WIND | 16INR0081 | MESTENO_UNIT_1 | STARR | WIND-O | SOUTH | 2023 | 201.6 | 201.6
832 | PRAIRIE HILL WIND U1 | 19INR0100 | PHILLWND_UNIT1 | LIMESTONE | WIND-O | NORTH | 2023 | 153 | 153
833 | PRAIRIE HILL WIND U2 | 19INR0100 | PHILLWND_UNIT2 | LIMESTONE | WIND-O | NORTH | 2023 | 147 | 147
834 | PRIDDY WIND U1 | 16INR0085 | PRIDDY_UNIT1 | MILLS | WIND-O | NORTH | 2023 | 187.2 | 187.2
835 | PRIDDY WIND U2 | 16INR0085 | PRIDDY_UNIT2 | MILLS | WIND-O | NORTH | 2023 | 115.2 | 115.2
836 | VORTEX WIND U1 | 20INR0120 | VORTEX_WIND1 | THROCKMORTON | WIND-O | WEST | 2023 | 153.6 | 153.6
837 | VORTEX WIND U2 | 20INR0120 | VORTEX_WIND2 | THROCKMORTON | WIND-O | WEST | 2023 | 24.2 | 24.2
838 | VORTEX WIND U3 | 20INR0120 | VORTEX_WIND3 | THROCKMORTON | WIND-O | WEST | 2023 | 158.4 | 158.4
839 | VORTEX WIND U4 | 20INR0120 | VORTEX_WIND4 | THROCKMORTON | WIND-O | WEST | 2023 | 14 | 14
840 | WHITEHORSE WIND U1 | 19INR0080 | WH_WIND_UNIT1 | FISHER | WIND-O | WEST | 2023 | 209.4 | 209.4
841 | WHITEHORSE WIND U2 | 19INR0080 | WH_WIND_UNIT2 | FISHER | WIND-O | WEST | 2023 | 209.5 | 209.5
842 | WILDWIND U1 | 20INR0033 | WILDWIND_UNIT1 | COOKE | WIND-O | NORTH | 2023 | 18.38 | 18.4
843 | WILDWIND U2 | 20INR0033 | WILDWIND_UNIT2 | COOKE | WIND-O | NORTH | 2023 | 48 | 48
844 | WILDWIND U3 | 20INR0033 | WILDWIND_UNIT3 | COOKE | WIND-O | NORTH | 2023 | 6.3 | 6.3
845 | WILDWIND U4 | 20INR0033 | WILDWIND_UNIT4 | COOKE | WIND-O | NORTH | 2023 | 54.6 | 54.6
846 | WILDWIND U5 | 20INR0033 | WILDWIND_UNIT5 | COOKE | WIND-O | NORTH | 2023 | 52.8 | 52.8
847 | YOUNG WIND U1 | 21INR0401 | YNG_WND_UNIT1 | YOUNG | WIND-O | WEST | 2023 | 197.4 | 197.4
848 | YOUNG WIND U2 | 21INR0401 | YNG_WND_UNIT2 | YOUNG | WIND-O | WEST | 2023 | 152.28 | 152.3
849 | YOUNG WIND U3 | 21INR0401 | YNG_WND_UNIT3 | YOUNG | WIND-O | WEST | 2023 | 149.46 | 149.5
850 | Operational Capacity - Synchronized but not Approved for Commercial Operations Total (Wind) | [6 empty] | 6184.9 | 6184.4
851
852 | Operational Wind Capacity Synchronized but not Approved for Commercial Operations Sub-total (Coastal Counties) |  | WIND_SYNCHRONIZED_C |  |  |  |  | 574.1 | 574.1
853 | Wind Peak Average Capacity Percentage (Coastal) |  | WIND_SYNC_PEAK_PCT_C | % |  |  |  | 100 | 60
854
855 | Operational Wind Capacity Synchronized but not Approved for Commercial Operations Sub-total (Panhandle Counties) |  | WIND_SYNCHRONIZED_P |  |  |  |  | 0 | 0
856 | Wind Peak Average Capacity Percentage (Panhandle) |  | WIND_SYNC_PEAK_PCT_P | % |  |  |  | 100 | 30
857
858 | Operational Wind Capacity Synchronized but not Approved for Commercial Operations Sub-total (Other Counties) |  | WIND_SYNCHRONIZED_O |  |  |  |  | 5610.8 | 5610.3
859 | Wind Peak Average Capacity Percentage (Other) |  | WIND_SYNC_PEAK_PCT_O | % |  |  |  | 100 | 21
860
861 | Operational Resources (Solar)
862 | ACACIA SOLAR |  | ACACIA_UNIT_1 | PRESIDIO | SOLAR | WEST | 2012 | 10 | 10
863 | ALEXIS SOLAR |  | DG_ALEXIS_ALEXIS | BROOKS | SOLAR | SOUTH | 2019 | 10 | 10
864 | ANSON SOLAR U1 |  | ANSON1_UNIT1 | JONES | SOLAR | WEST | 2022 | 100.8 | 100
865 | ANSON SOLAR U2 |  | ANSON1_UNIT2 | JONES | SOLAR | WEST | 2022 | 100.8 | 100
866 | ARAGORN SOLAR |  | ARAGORN_UNIT1 | CULBERSON | SOLAR | WEST | 2021 | 188.2 | 185
867 | AZURE SKY SOLAR U1 |  | AZURE_SOLAR1 | HASKELL | SOLAR | WEST | 2021 | 74.9 | 74.9
868 | AZURE SKY SOLAR U2 |  | AZURE_SOLAR2 | HASKELL | SOLAR | WEST | 2021 | 153.5 | 153.5
869 | BECK 1 |  | DG_CECSOLAR_DG_BECK1 | BEXAR | SOLAR | SOUTH | 2016 | 1 | 1
870 | BHE SOLAR PEARL PROJECT (SIRIUS 2) |  | SIRIUS_UNIT2 | PECOS | SOLAR | WEST | 2017 | 50 | 49.1
871 | BLUE WING 1 SOLAR |  | DG_BROOK_1UNIT | BEXAR | SOLAR | SOUTH | 2010 | 7.6 | 7.6
872 | BLUE WING 2 SOLAR |  | DG_ELMEN_1UNIT | BEXAR | SOLAR | SOUTH | 2010 | 7.3 | 7.3
873 | BLUEBELL SOLAR (CAPRICORN RIDGE SOLAR) |  | CAPRIDG4_BB_PV | STERLING | SOLAR | WEST | 2019 | 30 | 30
874 | BLUEBELL SOLAR II 1 (CAPRICORN RIDGE 4) |  | CAPRIDG4_BB2_PV1 | STERLING | SOLAR | WEST | 2021 | 100 | 100
875 | BLUEBELL SOLAR II 2 (CAPRICORN RIDGE 4) |  | CAPRIDG4_BB2_PV2 | STERLING | SOLAR | WEST | 2021 | 15 | 15
876 | BNB LAMESA SOLAR (PHASE I) |  | LMESASLR_UNIT1 | DAWSON | SOLAR | WEST | 2018 | 101.6 | 101.6
877 | BNB LAMESA SOLAR (PHASE II) |  | LMESASLR_IVORY | DAWSON | SOLAR | WEST | 2018 | 50 | 50
878 | BOVINE SOLAR LLC |  | DG_BOVINE_BOVINE | AUSTIN | SOLAR | SOUTH | 2018 | 5 | 5
879 | BOVINE SOLAR LLC |  | DG_BOVINE2_BOVINE2 | AUSTIN | SOLAR | SOUTH | 2018 | 5 | 5
880 | BRIGHTSIDE SOLAR |  | BRIGHTSD_UNIT1 | BEE | SOLAR | SOUTH | 2022 | 53.4 | 50
881 | BRONSON SOLAR I |  | DG_BRNSN_BRNSN | FORT BEND | SOLAR | HOUSTON | 2018 | 5 | 5
882 | BRONSON SOLAR II |  | DG_BRNSN2_BRNSN2 | FORT BEND | SOLAR | HOUSTON | 2018 | 5 | 5
883 | CASCADE SOLAR I |  | DG_CASCADE_CASCADE | WHARTON | SOLAR | SOUTH | 2018 | 5 | 5
884 | CASCADE SOLAR II |  | DG_CASCADE2_CASCADE2 | WHARTON | SOLAR | SOUTH | 2018 | 5 | 5
885 | CASTLE GAP SOLAR |  | CASL_GAP_UNIT1 | UPTON | SOLAR | WEST | 2018 | 180 | 180
886 | CATAN SOLAR |  | DG_CS10_CATAN | KARNES | SOLAR | SOUTH | 2020 | 10 | 10
887 | CHISUM SOLAR |  | DG_CHISUM_CHISUM | LAMAR | SOLAR | NORTH | 2018 | 10 | 10
888 | COMMERCE_SOLAR |  | DG_ X443PV1_SWRI_PV1 | BEXAR | SOLAR | SOUTH | 2019 | 5 | 5
889 | CONIGLIO SOLAR |  | CONIGLIO_UNIT1 | FANNIN | SOLAR | NORTH | 2021 | 125.7 | 125.7
890 | CORAZON SOLAR PHASE I |  | CORAZON_UNIT1 | WEBB | SOLAR | SOUTH | 2021 | 202.6 | 202.6
891 | DANCIGER SOLAR U1 |  | DAG_UNIT1 | BRAZORIA | SOLAR | COASTAL | 2023 | 101.4 | 100
892 | DANCIGER SOLAR U2 |  | DAG_UNIT2 | BRAZORIA | SOLAR | COASTAL | 2023 | 101.4 | 100
893 | EAST BLACKLAND SOLAR (PFLUGERVILLE SOLAR) |  | E_BLACK_UNIT_1 | TRAVIS | SOLAR | SOUTH | 2021 | 144 | 144
894 | EDDY SOLAR II |  | DG_EDDYII_EDDYII | MCLENNAN | SOLAR | NORTH | 2018 | 10 | 10
895 | ELARA SOLAR |  | ELARA_SL_UNIT1 | FRIO | SOLAR | SOUTH | 2022 | 132.4 | 132.4
896 | EMERALD GROVE SOLAR (PECOS SOLAR POWER I) |  | EGROVESL_UNIT1 | CRANE | SOLAR | WEST | 2023 | 109.5 | 108
897 | EUNICE SOLAR U1 |  | EUNICE_PV1 | ANDREWS | SOLAR | WEST | 2021 | 189.6 | 189.6
898 | EUNICE SOLAR U2 |  | EUNICE_PV2 | ANDREWS | SOLAR | WEST | 2021 | 237.1 | 237.1
899 | FIFTH GENERATION SOLAR 1 |  | DG_FIFTHGS1_FGSOLAR1 | TRAVIS | SOLAR | SOUTH | 2016 | 6.8 | 6.8
900 | FOWLER RANCH |  | FWLR_SLR_UNIT1 | CRANE | SOLAR | WEST | 2020 | 152.5 | 150
901 | FS BARILLA SOLAR-PECOS |  | HOVEY_UNIT1 | PECOS | SOLAR | WEST | 2015 | 22 | 22
902 | FS EAST PECOS SOLAR |  | BOOTLEG_UNIT1 | PECOS | SOLAR | WEST | 2017 | 126 | 121.1
903 | GALLOWAY 1 SOLAR |  | GALLOWAY_SOLAR1 | CONCHO | SOLAR | WEST | 2021 | 251.4 | 250
904 | GREASEWOOD SOLAR 1 |  | GREASWOD_UNIT1 | PECOS | SOLAR | WEST | 2021 | 126.3 | 124.6
905 | GREASEWOOD SOLAR 2 |  | GREASWOD_UNIT2 | PECOS | SOLAR | WEST | 2021 | 132.2 | 130.4
906 | GRIFFIN SOLAR |  | DG_GRIFFIN_GRIFFIN | MCLENNAN | SOLAR | NORTH | 2019 | 5 | 5
907 | HIGHWAY 56 |  | DG_HWY56_HWY56 | GRAYSON | SOLAR | NORTH | 2017 | 5.3 | 5.3
908 | HM SEALY SOLAR 1 |  | DG_SEALY_1UNIT | AUSTIN | SOLAR | SOUTH | 2015 | 1.6 | 1.6
909 | HOLSTEIN SOLAR 1 |  | HOLSTEIN_SOLAR1 | NOLAN | SOLAR | WEST | 2020 | 102.2 | 102.2
910 | HOLSTEIN SOLAR 2 |  | HOLSTEIN_SOLAR2 | NOLAN | SOLAR | WEST | 2020 | 102.3 | 102.3
911 | IMPACT SOLAR |  | IMPACT_UNIT1 | LAMAR | SOLAR | NORTH | 2021 | 198.5 | 198.5
912 | JUNO SOLAR PHASE I |  | JUNO_UNIT1 | BORDEN | SOLAR | WEST | 2021 | 162.1 | 162.1
913 | JUNO SOLAR PHASE II |  | JUNO_UNIT2 | BORDEN | SOLAR | WEST | 2021 | 143.5 | 143.5
914 | KELLAM SOLAR |  | KELAM_SL_UNIT1 | VAN ZANDT | SOLAR | NORTH | 2020 | 59.8 | 59.8
915 | LAMPWICK SOLAR |  | DG_LAMPWICK_LAMPWICK | MENARD | SOLAR | WEST | 2019 | 7.5 | 7.5
916 | LAPETUS SOLAR |  | LAPETUS_UNIT_1 | ANDREWS | SOLAR | WEST | 2020 | 100.7 | 100.7
917 | LEON |  | DG_LEON_LEON | HUNT | SOLAR | NORTH | 2017 | 10 | 10
918 | LILY SOLAR |  | LILY_SOLAR1 | KAUFMAN | SOLAR | NORTH | 2021 | 147.6 | 147.6
919 | LONGBOW SOLAR |  | LON_SOLAR1 | BRAZORIA | SOLAR | HOUSTON | 2022 | 78.2 | 77
920 | LONG DRAW SOLAR U1 |  | LGDRAW_S_UNIT1_1 | BORDEN | SOLAR | WEST | 2021 | 98.5 | 98.5
921 | LONG DRAW SOLAR U2 |  | LGDRAW_S_UNIT1_2 | BORDEN | SOLAR | WEST | 2021 | 128.3 | 128.3
922 | MARLIN |  | DG_MARLIN_MARLIN | FALLS | SOLAR | NORTH | 2017 | 5.3 | 5.3
923 | MARS SOLAR (DG) |  | DG_MARS_MARS | WEBB | SOLAR | SOUTH | 2019 | 10 | 10
924 | MISAE SOLAR U1 |  | MISAE_UNIT1 | CHILDRESS | SOLAR | PANHANDLE | 2021 | 121.4 | 121.4
925 | MISAE SOLAR U2 |  | MISAE_UNIT2 | CHILDRESS | SOLAR | PANHANDLE | 2021 | 118.6 | 118.6
926 | NEBULA SOLAR (RAYOS DEL SOL) U1 |  | NEBULA_UNIT1 | CAMERON | SOLAR | COASTAL | 2022 | 137.5 | 137.5
927 | NOBLE SOLAR U1 |  | NOBLESLR_SOLAR1 | DENTON | SOLAR | NORTH | 2022 | 148.8 | 146.7
928 | NOBLE SOLAR U2 |  | NOBLESLR_SOLAR2 | DENTON | SOLAR | NORTH | 2022 | 130.2 | 128.3
929 | NORTH GAINESVILLE |  | DG_NGNSVL_NGAINESV | COOKE | SOLAR | NORTH | 2017 | 5.2 | 5.2
930 | OBERON SOLAR |  | OBERON_UNIT_1 | ECTOR | SOLAR | WEST | 2020 | 180 | 180
931 | OCI ALAMO 1 SOLAR |  | OCI_ALM1_UNIT1 | BEXAR | SOLAR | SOUTH | 2013 | 39.18 | 39.2
932 | OCI ALAMO 2 SOLAR-ST. HEDWIG |  | DG_STHWG_UNIT1 | BEXAR | SOLAR | SOUTH | 2014 | 4.4 | 4.4
933 | OCI ALAMO 3-WALZEM SOLAR |  | DG_WALZM_UNIT1 | BEXAR | SOLAR | SOUTH | 2014 | 5.5 | 5.5
934 | OCI ALAMO 4 SOLAR-BRACKETVILLE | 22INR0600 | ECLIPSE_UNIT1 | KINNEY | SOLAR | SOUTH | 2014 | 37.62 | 37.6
935 | OCI ALAMO 5 (DOWNIE RANCH) |  | HELIOS_UNIT1 | UVALDE | SOLAR | SOUTH | 2015 | 100 | 100
936 | OCI ALAMO 6 (SIRIUS/WEST TEXAS) |  | SIRIUS_UNIT1 | PECOS | SOLAR | WEST | 2017 | 110.2 | 110.2
937 | OCI ALAMO 7 (PAINT CREEK) |  | SOLARA_UNIT1 | HASKELL | SOLAR | WEST | 2016 | 112 | 112
938 | PHOEBE SOLAR 1 |  | PHOEBE_UNIT1 | WINKLER | SOLAR | WEST | 2019 | 125.04 | 125.1
939 | PHOEBE SOLAR 2 |  | PHOEBE_UNIT2 | WINKLER | SOLAR | WEST | 2019 | 127.95 | 128.1
940 | PHOENIX SOLAR |  | PHOENIX_UNIT1 | FANNIN | SOLAR | NORTH | 2021 | 83.9 | 83.9
941 | POWERFIN KINGSBERY |  | DG_PFK_PFKPV | TRAVIS | SOLAR | SOUTH | 2017 | 2.6 | 2.6
942 | PROSPERO SOLAR 1 U1 |  | PROSPERO_UNIT1 | ANDREWS | SOLAR | WEST | 2020 | 153.6 | 153.6
943 | PROSPERO SOLAR 1 U2 |  | PROSPERO_UNIT2 | ANDREWS | SOLAR | WEST | 2020 | 150 | 150
944 | PROSPERO SOLAR 2 U1 |  | PRSPERO2_UNIT1 | ANDREWS | SOLAR | WEST | 2021 | 126.5 | 126.5
945 | PROSPERO SOLAR 2 U2 |  | PRSPERO2_UNIT2 | ANDREWS | SOLAR | WEST | 2021 | 126.4 | 126.4
946 | QUEEN SOLAR PHASE I |  | QUEEN_SL_SOLAR1 | UPTON | SOLAR | WEST | 2020 | 102.5 | 102.5
947 | QUEEN SOLAR PHASE I |  | QUEEN_SL_SOLAR2 | UPTON | SOLAR | WEST | 2020 | 102.5 | 102.5
948 | QUEEN SOLAR PHASE II |  | QUEEN_SL_SOLAR3 | UPTON | SOLAR | WEST | 2020 | 97.5 | 97.5
949 | QUEEN SOLAR PHASE II |  | QUEEN_SL_SOLAR4 | UPTON | SOLAR | WEST | 2020 | 107.5 | 107.5
950 | RAMBLER SOLAR |  | RAMBLER_UNIT1 | TOM GREEN | SOLAR | WEST | 2020 | 211.19 | 200
951 | RE ROSEROCK SOLAR 1 |  | REROCK_UNIT1 | PECOS | SOLAR | WEST | 2016 | 78.75 | 78.8
952 | RE ROSEROCK SOLAR 2 |  | REROCK_UNIT2 | PECOS | SOLAR | WEST | 2016 | 78.75 | 78.8
953 | REDBARN SOLAR 1 (RE MAPLEWOOD 2A SOLAR) |  | REDBARN_UNIT_1 | PECOS | SOLAR | WEST | 2021 | 222 | 222
954 | REDBARN SOLAR 2 (RE MAPLEWOOD 2B SOLAR) |  | REDBARN_UNIT_2 | PECOS | SOLAR | WEST | 2021 | 28 | 28
955 | RENEWABLE ENERGY ALTERNATIVES-CCS1 |  | DG_COSERVSS_CSS1 | DENTON | SOLAR | NORTH | 2015 | 2 | 2
956 | RIGGINS (SE BUCKTHORN WESTEX SOLAR) |  | RIGGINS_UNIT1 | PECOS | SOLAR | WEST | 2018 | 155.44 | 150
957 | RIPPEY SOLAR |  | RIPPEY_UNIT1 | COOKE | SOLAR | NORTH | 2020 | 59.8 | 59.8
958 | SOLAIREHOLMAN 1 |  | LASSO_UNIT1 | BREWSTER | SOLAR | WEST | 2018 | 50 | 50
959 | SP-TX-12-PHASE B |  | SPTX12B_UNIT1 | UPTON | SOLAR | WEST | 2017 | 157.5 | 157.5
960 | STERLING |  | DG_STRLING_STRLING | HUNT | SOLAR | NORTH | 2018 | 10 | 10
961 | STRATEGIC SOLAR 1 |  | STRATEGC_UNIT1 | ELLIS | SOLAR | NORTH | 2022 | 135 | 135
962 | SUNEDISON RABEL ROAD SOLAR |  | DG_VALL1_1UNIT | BEXAR | SOLAR | SOUTH | 2012 | 9.9 | 9.9
963 | SUNEDISON VALLEY ROAD SOLAR |  | DG_VALL2_1UNIT | BEXAR | SOLAR | SOUTH | 2012 | 9.9 | 9.9
964 | SUNEDISON CPS3 SOMERSET 1 SOLAR |  | DG_SOME1_1UNIT | BEXAR | SOLAR | SOUTH | 2012 | 5.6 | 5.6
965 | SUNEDISON SOMERSET 2 SOLAR |  | DG_SOME2_1UNIT | BEXAR | SOLAR | SOUTH | 2012 | 5 | 5
966 | TAYGETE SOLAR 1 U1 |  | TAYGETE_UNIT1 | PECOS | SOLAR | WEST | 2021 | 125.9 | 125.9
967 | TAYGETE SOLAR 1 U2 |  | TAYGETE_UNIT2 | PECOS | SOLAR | WEST | 2021 | 128.9 | 128.9
968 | TITAN SOLAR (IP TITAN) U1 |  | TI_SOLAR_UNIT1 | CULBERSON | SOLAR | WEST | 2021 | 136.8 | 136.8
969 | TITAN SOLAR (IP TITAN) U2 |  | TI_SOLAR_UNIT2 | CULBERSON | SOLAR | WEST | 2021 | 131.1 | 131.1
970 | TPE ERATH SOLAR |  | DG_ERATH_ERATH21 | ERATH | SOLAR | NORTH | 2021 | 10 | 10
971 | VANCOURT SOLAR |  | VANCOURT_UNIT1 | CAMERON | SOLAR | COASTAL | 2023 | 45.7 | 45.7
972 | VISION SOLAR 1 |  | VISION_UNIT1 | NAVARRO | SOLAR | NORTH | 2022 | 129.2 | 127
973 | WAGYU SOLAR |  | WGU_UNIT1 | BRAZORIA | SOLAR | COASTAL | 2021 | 120 | 120
974 | WALNUT SPRINGS |  | DG_WLNTSPRG_1UNIT | BOSQUE | SOLAR | NORTH | 2016 | 10 | 10
975 | WAYMARK SOLAR |  | WAYMARK_UNIT1 | UPTON | SOLAR | WEST | 2018 | 182 | 182
976 | WEBBERVILLE SOLAR |  | WEBBER_S_WSP1 | TRAVIS | SOLAR | SOUTH | 2011 | 26.7 | 26.7
977 | WEST MOORE II |  | DG_WMOOREII_WMOOREII | GRAYSON | SOLAR | NORTH | 2018 | 5 | 5
978 | WEST OF PECOS SOLAR |  | W_PECOS_UNIT1 | REEVES | SOLAR | WEST | 2019 | 100 | 100
979 | WESTORIA SOLAR U1 |  | WES_UNIT1 | BRAZORIA | SOLAR | COASTAL | 2022 | 101.6 | 101.6
980 | WESTORIA SOLAR U2 |  | WES_UNIT2 | BRAZORIA | SOLAR | COASTAL | 2022 | 101.6 | 101.6
981 | WHITESBORO |  | DG_WBORO_WHTSBORO | GRAYSON | SOLAR | NORTH | 2017 | 5 | 5
982 | WHITESBORO II |  | DG_WBOROII_WHBOROII | GRAYSON | SOLAR | NORTH | 2017 | 5 | 5
983 | WHITEWRIGHT |  | DG_WHTRT_WHTRGHT | FANNIN | SOLAR | NORTH | 2017 | 10 | 10
984 | WHITNEY SOLAR |  | DG_WHITNEY_SOLAR1 | BOSQUE | SOLAR | NORTH | 2017 | 10 | 10
985 | YELLOW JACKET SOLAR |  | DG_YLWJACKET_YLWJACKET | BOSQUE | SOLAR | NORTH | 2018 | 5 | 5
986 | Operational Capacity Total (Solar) | [6 empty] | 9991.32 | 9941.9
987 | Solar Peak Average Capacity Percentage |  | SOLAR_PEAK_PCT | % |  |  |  | 100 | 79
988
989 | Operational Resources (Solar) - Synchronized but not Approved for Commercial Operations
990 | BIG STAR SOLAR U1 | 21INR0413 | BIG_STAR_UNIT1 | BASTROP | SOLAR | SOUTH | 2023 | 132.27 | 130
991 | BIG STAR SOLAR U2 | 21INR0413 | BIG_STAR_UNIT2 | BASTROP | SOLAR | SOUTH | 2023 | 70.83 | 70
992 | BLUE JAY SOLAR I | 21INR0538 | BLUEJAY_UNIT1 | GRIMES | SOLAR | NORTH | 2023 | 69 | 69
993 | BLUE JAY SOLAR II | 19INR0085 | BLUEJAY_UNIT2 | GRIMES | SOLAR | NORTH | 2023 | 141 | 141
994 | BPL FILES SOLAR | 20INR0164 | FILESSLR_PV1 | HILL | SOLAR | NORTH | 2023 | 146.09 | 145
995 | BUFFALO CREEK (OLD 300 SOLAR CENTER) U1 | 21INR0406 | BCK_UNIT1 | FORT BEND | SOLAR | HOUSTON | 2023 | 217.5 | 217.5
996 | BUFFALO CREEK (OLD 300 SOLAR CENTER) U2 | 21INR0406 | BCK_UNIT2 | FORT BEND | SOLAR | HOUSTON | 2023 | 221.3 | 221.3
997 | CROWN SOLAR | 21INR0323 | CRWN_SLR_UNIT1 | FALLS | SOLAR | NORTH | 2023 | 101.3 | 100.7
998 | FIGHTING JAYS SOLAR U1 | 21INR0278 | JAY_UNIT1 | FORT BEND | SOLAR | HOUSTON | 2023 | 179.5 | 179.6
999 | FIGHTING JAYS SOLAR U2 | 21INR0278 | JAY_UNIT2 | FORT BEND | SOLAR | HOUSTON | 2023 | 171.8 | 171.9
1000 | GOLINDA SOLAR | 21INR0434 | GOLINDA_UNIT1 | FALLS | SOLAR | NORTH | 2023 | 101.1 | 100.5
1001 | GRIZZLY RIDGE SOLAR | 21INR0375 | GRIZZLY_SOLAR1 | HAMILTON | SOLAR | NORTH | 2023 | 101.7 | 100
1002 | HOVEY (BARILLA SOLAR 1B) | 12INR0059b | HOVEY_UNIT2 | PECOS | SOLAR | WEST | 2023 | 7.41 | 7.4
1003 | JADE SOLAR UNIT 1 | 22INR0360 | JADE_SLR_UNIT1 | SCURRY | SOLAR | WEST | 2023 | 158.8 | 158
1004 | JADE SOLAR UNIT 2 | 22INR0360 | JADE_SLR_UNIT2 | SCURRY | SOLAR | WEST | 2023 | 162.4 | 162
1005 | MCLEAN (SHAKES) SOLAR | 19INR0073 | MCLNSLR_UNIT1 | DIMMIT | SOLAR | SOUTH | 2023 | 207.4 | 200
1006 | MUSTANG CREEK SOLAR U1 | 18INR0050 | MUSTNGCK_SOLAR1 | JACKSON | SOLAR | SOUTH | 2023 | 60.2 | 60
1007 | MUSTANG CREEK SOLAR U2 | 18INR0050 | MUSTNGCK_SOLAR2 | JACKSON | SOLAR | SOUTH | 2023 | 90.3 | 90
1008 | MYRTLE SOLAR U1 | 19INR0041 | MYR_UNIT1 | BRAZORIA | SOLAR | COASTAL | 2023 | 171.6 | 167.2
1009 | MYRTLE SOLAR U2 | 19INR0041 | MYR_UNIT2 | BRAZORIA | SOLAR | COASTAL | 2023 | 149.6 | 145.8
1010 | PISGAH RIDGE SOLAR U1 | 22INR0254 | PISGAH_SOLAR1 | NAVARRO | SOLAR | NORTH | 2023 | 189.4 | 186.5
1011 | PISGAH RIDGE SOLAR U2 | 22INR0254 | PISGAH_SOLAR2 | NAVARRO | SOLAR | NORTH | 2023 | 64.4 | 63.5
1012 | PLAINVIEW SOLAR (RAMSEY SOLAR) U1 | 20INR0130 | PLN_UNIT1 | WHARTON | SOLAR | SOUTH | 2023 | 270 | 257
1013 | PLAINVIEW SOLAR (RAMSEY SOLAR) U2 | 20INR0130 | PLN_UNIT2 | WHARTON | SOLAR | SOUTH | 2023 | 270 | 257
1014 | RADIAN SOLAR U1 | 21INR0205 | RADN_SLR_UNIT1 | BROWN | SOLAR | NORTH | 2023 | 161.41 | 158.9
1015 | RADIAN SOLAR U2 | 21INR0205 | RADN_SLR_UNIT2 | BROWN | SOLAR | NORTH | 2023 | 166.02 | 162.9
1016 | RATLIFF SOLAR (CONCHO VALLEY SOLAR) | 21INR0384 | RATLIFF_SOLAR1 | TOM GREEN | SOLAR | WEST | 2023 | 162.43 | 159.8
1017 | ROSELAND SOLAR U1 | 20INR0205 | ROSELAND_SOLAR1 | FALLS | SOLAR | NORTH | 2023 | 254 | 250
1018 | ROSELAND SOLAR U2 | 20INR0205 | ROSELAND_SOLAR2 | FALLS | SOLAR | NORTH | 2023 | 167.9 | 165.3
1019 | ROSELAND SOLAR U3 | 22INR0506 | ROSELAND_SOLAR3 | FALLS | SOLAR | NORTH | 2023 | 86.1 | 84.7
1020 | ROWLAND SOLAR I | 19INR0131 | ROW_UNIT1 | FORT BEND | SOLAR | HOUSTON | 2023 | 101.7 | 100
1021 | TAYGETE II SOLAR U1 | 21INR0233 | TAYGETE2_UNIT1 | PECOS | SOLAR | WEST | 2023 | 101.9 | 101.9
1022 | TAYGETE II SOLAR U2 | 21INR0233 | TAYGETE2_UNIT2 | PECOS | SOLAR | WEST | 2023 | 101.9 | 101.9
1023 | TAVENER (FORT BEND SOLAR) | 18INR0053 | TAV_UNIT1 | FORT BEND | SOLAR | HOUSTON | 2023 | 143.61 | 143.6
1024 | SAMSON SOLAR 1 U1 | 21INR0221 | SAMSON_1_G1 | LAMAR | SOLAR | NORTH | 2023 | 128.42 | 125
1025 | SAMSON SOLAR 1 U2 | 21INR0221 | SAMSON_1_G2 | LAMAR | SOLAR | NORTH | 2023 | 128.42 | 125
1026 | SAMSON SOLAR 3 U1 | 21INR0491 | SAMSON_3_G1 | LAMAR | SOLAR | NORTH | 2023 | 128.42 | 125
1027 | SAMSON SOLAR 3 U2 | 21INR0491 | SAMSON_3_G2 | LAMAR | SOLAR | NORTH | 2023 | 128.42 | 125
1028 | SUN VALLEY U1 | 19INR0169 | SUNVASLR_UNIT1 | HILL | SOLAR | NORTH | 2023 | 165.75 | 165.8
1029 | SUN VALLEY U2 | 19INR0169 | SUNVASLR_UNIT2 | HILL | SOLAR | NORTH | 2023 | 86.19 | 86.2
1030 | Operational Capacity - Synchronized but not Approved for Commercial Operations Total (Solar) | [6 empty] | 5667.49 | 5581.9
1031 | Solar Peak Average Capacity Percentage |  | SOLAR_SYNC_PEAK_PCT | % |  |  |  | 100 | 79
1032
1033 | Operational Resources (Storage)
1034 | AZURE SKY BESS |  | AZURE_BESS1 | HASKELL | STORAGE | WEST | 2022 | 77.6 | 77.6
1035 | BAT CAVE |  | BATCAVE_BES1 | MASON | STORAGE | SOUTH | 2021 | 100.5 | 100.5
1036 | BLUE SUMMIT BATTERY |  | BLSUMMIT_BATTERY | WILBARGER | STORAGE | WEST | 2017 | 30 | 30
1037 | BRP ALVIN (DGR) |  | ALVIN_UNIT1 | BRAZORIA | STORAGE | COASTAL | 2022 | 9.95 | 10
1038 | BRP ANGELTON (DGR) |  | ANGLETON_UNIT1 | BRAZORIA | STORAGE | COASTAL | 2022 | 9.95 | 10
1039 | BRP BRAZORIA |  | BRAZORIA_UNIT1 | BRAZORIA | STORAGE | COASTAL | 2020 | 9.95 | 10
1040 | BRP DICKINSON (DGR) |  | DICKNSON_UNIT1 | GALVESTON | STORAGE | HOUSTON | 2022 | 9.95 | 10
1041 | BRP HEIGHTS (DGR) |  | HEIGHTTN_UNIT1 | GALVESTON | STORAGE | HOUSTON | 2022 | 9.95 | 10
1042 | BRP LOOP 463 (DGR) |  | L_463S_UNIT1 | VICTORIA | STORAGE | SOUTH | 2023 | 9.95 | 10
1043 | BRP LOPENO (DGR) |  | BRP_LOP1_UNIT1 | ZAPATA | STORAGE | SOUTH | 2022 | 9.95 | 9.9
1044 | BRP MAGNOLIA (DGR) |  | MAGNO_TN_UNIT1 | GALVESTON | STORAGE | HOUSTON | 2022 | 9.95 | 10
1045 | BRP ODESSA SW (DGR) |  | ODESW_UNIT1 | ECTOR | STORAGE | WEST | 2020 | 9.95 | 9.9
1046 | BRP PUEBLO I (DGR) |  | BRP_PBL1_UNIT1 | MAVERICK | STORAGE | SOUTH | 2022 | 9.95 | 9.9
1047 | BRP PUEBLO II (DGR) |  | BRP_PBL2_UNIT1 | MAVERICK | STORAGE | SOUTH | 2022 | 9.95 | 9.9
1048 | BRP RANCHTOWN (DGR) |  | BRP_RNC1_UNIT1 | BEXAR | STORAGE | SOUTH | 2021 | 9.95 | 9.9
1049 | BRP SWEENY (DGR) |  | SWEENY_UNIT1 | BRAZORIA | STORAGE | COASTAL | 2022 | 9.95 | 10
1050 | BRP ZAPATA I (DGR) |  | BRP_ZPT1_UNIT1 | ZAPATA | STORAGE | SOUTH | 2022 | 9.95 | 9.9
1051 | BRP ZAPATA II (DGR) |  | BRP_ZPT2_UNIT1 | ZAPATA | STORAGE | SOUTH | 2022 | 9.95 | 9.9
1052 | BYRD RANCH STORAGE |  | BYRDR_ES_BESS1 | BRAZORIA | STORAGE | COASTAL | 2022 | 50.6 | 50
1053 | CASTLE GAP BATTERY |  | CASL_GAP_BATTERY1 | UPTON | STORAGE | WEST | 2018 | 9.9 | 9.9
1054 | CATARINA BESS (DGR) |  | CATARINA_BESS | DIMMIT | STORAGE | SOUTH | 2022 | 9.95 | 9.9
1055 | CEDARVALE BESS (DGR) |  | CEDRVALE_BESS | REEVES | STORAGE | WEST | 2022 | 9.95 | 9.9
1056 | CHISHOLM GRID |  | CHISMGRD_BES1 | TARRANT | STORAGE | NORTH | 2021 | 101.7 | 100
1057 | COMMERCE ST ESS (DGR) |  | X443ESS1_SWRI | BEXAR | STORAGE | SOUTH | 2020 | 10 | 10
1058 | COYOTE SPRINGS BESS (DGR) |  | COYOTSPR_BESS | REEVES | STORAGE | WEST | 2022 | 9.95 | 9.9
1059 | CROSSETT POWER U1 |  | CROSSETT_BES1 | CRANE | STORAGE | WEST | 2022 | 101.5 | 100
1060 | CROSSETT POWER U2 |  | CROSSETT_BES2 | CRANE | STORAGE | WEST | 2022 | 101.5 | 100
1061 | DECORDOVA BESS U1 |  | DCSES_BES1 | HOOD | STORAGE | NORTH | 2022 | 67.3 | 66.5
1062 | DECORDOVA BESS U2 |  | DCSES_BES2 | HOOD | STORAGE | NORTH | 2022 | 67.3 | 66.5
1063 | DECORDOVA BESS U3 |  | DCSES_BES3 | HOOD | STORAGE | NORTH | 2022 | 64.2 | 63.5
1064 | DECORDOVA BESS U4 |  | DCSES_BES4 | HOOD | STORAGE | NORTH | 2022 | 64.2 | 63.5
1065 | ENDURANCE PARK STORAGE |  | ENDPARKS_ESS1 | SCURRY | STORAGE | WEST | 2022 | 51.5 | 50
1066 | EUNICE STORAGE |  | EUNICE_BES1 | ANDREWS | STORAGE | WEST | 2021 | 40.3 | 40.3
1067 | FAULKNER BESS (DGR) |  | FAULKNER_BESS | REEVES | STORAGE | WEST | 2022 | 9.95 | 9.9
1068 | FLAT TOP BATTERY (DGR) |  | FLAT_TOP_BESS1 | REEVES | STORAGE | WEST | 2023 | 9.9 | 9.9
1069 | FLOWER VALLEY BATTERY (DGR) |  | FLVABES1_FLATU1 | REEVES | STORAGE | WEST | 2021 | 9.9 | 9.9
1070 | FLOWER VALLEY II BATT |  | FLOWERII_BESS1 | REEVES | STORAGE | WEST | 2022 | 101.5 | 100
1071 | GAMBIT BATTERY |  | GAMBIT_BESS1 | BRAZORIA | STORAGE | COASTAL | 2021 | 102.4 | 100
1072 | HOEFSROAD BESS (DGR) |  | HRBESS_BESS | REEVES | STORAGE | WEST | 2020 | 2 | 2
1073 | HOLCOMB BESS (DGR) |  | HOLCOMB_BESS | LA SALLE | STORAGE | SOUTH | 2023 | 9.95 | 9.9
1074 | INADALE ESS |  | INDL_ESS | NOLAN | STORAGE | WEST | 2018 | 9.9 | 9.9
1075 | JOHNSON CITY BESS (DGR) |  | JC_BAT_UNIT_1 | BLANCO | STORAGE | SOUTH | 2020 | 2.25 | 2.3
1076 | KINGSBERY ENERGY STORAGE SYSTEM |  | DG_KB_ESS_KB_ESS | TRAVIS | STORAGE | SOUTH | 2017 | 1.5 | 1.5
1077 | LILY STORAGE |  | LILY_BESS1 | KAUFMAN | STORAGE | NORTH | 2021 | 51.7 | 51.7
1078 | LONESTAR BESS (DGR) |  | LONESTAR_BESS | WARD | STORAGE | WEST | 2022 | 9.95 | 9.9
1079 | MADERO GRID U1 |  | MADERO_UNIT1 | HIDALGO | STORAGE | SOUTH | 2023 | 100.79 | 100
1080 | MADERO GRID U2 (IGNACIO GRID) |  | MADERO_UNIT2 | HIDALGO | STORAGE | SOUTH | 2023 | 100.79 | 100
1081 | MU ENERGY STORAGE SYSTEM |  | DG_MU_ESS_MU_ESS | TRAVIS | STORAGE | SOUTH | 2018 | 1.5 | 1.5
1082 | NOBLE STORAGE U1 |  | NOBLESLR_BESS1 | DENTON | STORAGE | NORTH | 2022 | 63.5 | 62.5
1083 | NOBLE STORAGE U2 |  | NOBLESLR_BESS2 | DENTON | STORAGE | NORTH | 2022 | 63.5 | 62.5
1084 | NOTREES BATTERY FACILITY |  | NWF_NBS | WINKLER | STORAGE | WEST | 2013 | 36 | 33.7
1085 | NORTH COLUMBIA (ROUGHNECK STORAGE) |  | NCO_ESS1 | BRAZORIA | STORAGE | COASTAL | 2022 | 51.75 | 50
1086 | NORTH FORK |  | NF_BRP_BES1 | WILLIAMSON | STORAGE | SOUTH | 2021 | 100.5 | 100.5
1087 | PORT LAVACA BATTERY (DGR) |  | PRTLAVS_BESS1 | CALHOUN | STORAGE | COASTAL | 2020 | 9.9 | 9.9
1088 | PROSPECT STORAGE (DGR) |  | WCOLLDG_BSS_U1 | BRAZORIA | STORAGE | COASTAL | 2020 | 9.9 | 9.9
1089 | PYRON ESS |  | PYR_ESS | SCURRY | STORAGE | WEST | 2018 | 9.9 | 9.9
1090 | RABBIT HILL ENERGY STORAGE PROJECT (DGR) |  | RHESS2_ESS_1 | WILLIAMSON | STORAGE | SOUTH | 2020 | 9.9 | 9.9
1091 | RATTLESNAKE BESS (DGR) |  | RTLSNAKE_BESS | WARD | STORAGE | WEST | 2022 | 9.95 | 9.9
1092 | REPUBLIC ROAD STORAGE |  | RPUBRDS_ESS1 | ROBERTSON | STORAGE | NORTH | 2022 | 51.75 | 50
1093 | SADDLEBACK BESS (DGR) |  | SADLBACK_BESS | REEVES | STORAGE | WEST | 2022 | 9.95 | 9.9
1094 | SARAGOSA BESS (DGR) |  | SGSA_BESS1 | REEVES | STORAGE | WEST | 2022 | 9.95 | 9.9
1095 | SCREWBEAN BESS (DGR) |  | SBEAN_BESS | CULBERSON | STORAGE | WEST | 2023 | 9.95 | 9.9
1096 | SILICON HILL STORAGE U1 |  | SLCNHLS_ESS1 | TRAVIS | STORAGE | SOUTH | 2023 | 51.8 | 50
1097 | SILICON HILL STORAGE U2 |  | SLCNHLS_ESS2 | TRAVIS | STORAGE | SOUTH | 2023 | 51.8 | 50
1098 | SNYDER (DGR) |  | SNY_BESS_UNIT1 | SCURRY | STORAGE | WEST | 2021 | 9.95 | 9.9
1099 | SWEETWATER BESS (DGR) |  | SWT_BESS_UNIT1 | NOLAN | STORAGE | WEST | 2021 | 9.95 | 9.9
1100 | SWOOSE BATTERY (PYOTE) (DGR) |  | SWOOSE1_SWOOSEU1 | WARD | STORAGE | WEST | 2021 | 9.9 | 9.9
1101 | SWOOSE II |  | SWOOSEII_BESS1 | WARD | STORAGE | WEST | 2022 | 101.5 | 100
1102 | TOS BATTERY STORAGE (DGR) |  | TOSBATT_UNIT1 | MIDLAND | STORAGE | WEST | 2017 | 2 | 2
1103 | TOYAH POWER STATION (DGR) |  | TOYAH_BESS | REEVES | STORAGE | WEST | 2021 | 9.95 | 9.9
1104 | TRIPLE BUTTE (DGR) |  | TRIPBUT1_BELU1 | PECOS | STORAGE | WEST | 2021 | 9.18 | 7.5
1105 | WESTOVER BESS (DGR) |  | WOV_BESS_UNIT1 | ECTOR | STORAGE | WEST | 2021 | 9.95 | 9.9
1106 | WORSHAM BATTERY (DGR) |  | WORSHAM_BESS1 | REEVES | STORAGE | WEST | 2023 | 9.9 | 9.9
1107 | YOUNICOS FACILITY |  | DG_YOUNICOS_YINC1_1 | TRAVIS | STORAGE | SOUTH | 2015 | 2 | 2
1108 | Operational Capacity Total (Storage) | [6 empty] | 2365.46 | 2335
1109 | Storage Peak Average Capacity Percentage |  | STORAGE_PEAK_PCT | % |  |  |  | 100 | 0
1110
1111 | Operational Resources (Storage) - Synchronized but not Approved for Commercial Operations
1112 | ANCHOR BESS U1 | 21INR0474 | ANCHOR_BESS1 | CALLAHAN | STORAGE | WEST | 2023 | 35.2 | 35.2
1113 | ANCHOR BESS U2 | 21INR0474 | ANCHOR_BESS2 | CALLAHAN | STORAGE | WEST | 2023 | 36.3 | 36.3
1114 | BLUE JAY BESS | 23INR0019 | BLUEJAY_BESS1 | GRIMES | STORAGE | NORTH | 2023 | 51.6 | 50
1115 | GOMEZ BESS (DGR) | 23INR0519 | GOMZ_BESS | REEVES | STORAGE | WEST | 2023 | 9.95 | 9.9
1116 | HIGH LONESOME BESS | 20INR0280 | HI_LONEB_BESS1 | CROCKETT | STORAGE | WEST | 2023 | 51.1 | 50
1117 | OLNEY BESS (DGR) | 22INR0603 | OLNEYTN_BESS | YOUNG | STORAGE | WEST | 2023 | 9.95 | 9.9
1118 | PYRON BESS 2A | 20INR0268 | PYR_ESS2A | NOLAN | STORAGE | WEST | 2023 | 15.1 | 15.1
1119 | PYRON BESS 2B | 20INR0268 | PYR_ESS2B | NOLAN | STORAGE | WEST | 2023 | 15.1 | 15.1
1120 | QUEEN BESS | 20INR0281 | QUEEN_BA_BESS1 | UPTON | STORAGE | WEST | 2023 | 51.1 | 50
1121 | RIVER VALLEY STORAGE U1 | 20INR0290 | RVRVLYS_ESS1 | WILLIAMSON | STORAGE | SOUTH | 2023 | 51.5 | 50
1122 | RIVER VALLEY STORAGE U2 | 20INR0293 | RVRVLYS_ESS2 | WILLIAMSON | STORAGE | SOUTH | 2023 | 51.5 | 50
1123 | ROSELAND STORAGE | 22INR0280 | ROSELAND_BESS1 | FALLS | STORAGE | NORTH | 2023 | 51.6 | 50
1124 | SP TX-12B BESS | 21INR0357 | SPTX12B_BES1 | UPTON | STORAGE | WEST | 2023 | 22.7 | 22.7
1125 | TURQUOISE STORAGE | 22INR0509 | TURQBESS_BESS1 | HUNT | STORAGE | NORTH | 2023 | 196.2 | 190
1126 | VORTEX BESS | 21INR0473 | VORTEX_BESS1 | THROCKMORTON | STORAGE | WEST | 2023 | 121.8 | 121.8
1127 | WOLF TANK STORAGE | 22INR0551 | WFTANK_ESS1 | WEBB | STORAGE | SOUTH | 2023 | 150.4 | 150
1128 | Operational Capacity - Synchronized but not Approved for Commercial Operations Total (Storage) | [6 empty] | 921.1 | 906
1129 | Storage Peak Average Capacity Percentage |  | STORAGE_SYNC_PEAK_PCT | % |  |  |  | 100 | 0
1130
1131 | Reliability Must-Run (RMR) Capacity |  | RMR_CAP_CONT |  |  |  |  | 0 | 0
1132
1133 | Capacity Pending Retirement |  | PENDRETIRE_CAP |  |  |  |  | 0 | 0
1134
1135 | Non-Synchronous Tie Resources
1136 | EAST TIE |  | DC_E | FANNIN | OTHER | NORTH |  | 600 | 600
1137 | NORTH TIE |  | DC_N | WILBARGER | OTHER | WEST |  | 220 | 220
1138 | LAREDO VFT TIE |  | DC_L | WEBB | OTHER | SOUTH |  | 100 | 100
1139 | SHARYLAND RAILROAD TIE |  | DC_R | HIDALGO | OTHER | SOUTH |  | 300 | 300
1140 | Non-Synchronous Ties Total | [6 empty] | 1220 | 1220
1141 | Non-Synchronous Ties Peak Average Capacity Percentage |  | DCTIE_PEAK_PCT | % |  |  |  | 100 | 69.67
1142
1143 | Planned Thermal Resources with Executed SGIA, Air Permit, GHG Permit and Proof of Adequate Water Supplies
1144 | AIR PRODUCTS GCA | 21INR0012 |  | GALVESTON | GAS-ST | HOUSTON | 2023 | 60 | 60
1145 | BEACHWOOD II POWER STATION (U7-U8) | 23INR0506 |  | BRAZORIA | GAS-GT | COASTAL | 2024 | 0 | 0
1146 | BROTMAN POWER STATION (U1 - U2) | 23INR0613 |  | BRAZORIA | GAS-GT | COASTAL | 2024 | 0 | 0 | Yes
1147 | BROTMAN II POWER STATION (U7- U8) | 23INR0551 |  | BRAZORIA | GAS-GT | COASTAL | 2023 | 121 | 89.2
1148 | FRONTERA ENERGY CENTER | 23INR0472 |  | HIDALGO | GAS-CC | SOUTH | 2023 | 538.5 | 538.5
1149 | MIRAGE CTG 1 | 17INR0022 |  | HARRIS | GAS-GT | HOUSTON | 2023 | 0 | 0
1150 | REMY JADE POWER STATION | 23INR0339 |  | HARRIS | GAS-GT | HOUSTON | 2024 | 0 | 0
1151 | REMY JADE II POWER STATION | 24INR0382 |  | HARRIS | GAS-GT | HOUSTON | 2025 | 0 | 0 | Yes
1152 | SKY SEALY | 21INR0500 |  | AUSTIN | GAS-IC | SOUTH | 2024 | 0 | 0 | Yes
1153 | TECO GTG2 | 23INR0408 |  | HARRIS | GAS-GT | HOUSTON | 2024 | 0 | 0
1154 | Planned Thermal Resources Total (Nuclear, Coal, Gas, Biomass) | [6 empty] | 719.5 | 687.7
1155
1156 | Planned Wind Resources with Executed SGIA
1157 | BIG SAMPSON WIND | 16INR0104 |  | CROCKETT | WIND-O | WEST | 2024 | 0 | 0
1158 | CANYON WIND | 18INR0030 |  | SCURRY | WIND-O | WEST | 2023 | 0 | 0
1159 | CAROL WIND | 20INR0217 |  | POTTER | WIND-P | PANHANDLE | 2024 | 0 | 0
1160 | CRAWFISH | 19INR0177 |  | WHARTON | WIND-O | SOUTH | 2023 | 0 | 0
1161 | GOODNIGHT WIND | 14INR0033 |  | ARMSTRONG | WIND-P | PANHANDLE | 2023 | 0 | 0
1162 | LOMA PINTA WIND | 16INR0112 |  | LA SALLE | WIND-O | SOUTH | 2024 | 0 | 0
1163 | LORAINE WINDPARK PHASE III | 18INR0068 |  | MITCHELL | WIND-O | WEST | 2024 | 0 | 0
1164 | MONARCH CREEK WIND | 21INR0263 |  | THROCKMORTON | WIND-O | WEST | 2025 | 0 | 0
1165 | MONTE ALTO 2 WIND | 19INR0023 |  | WILLACY | WIND-C | COASTAL | 2024 | 0 | 0
1166 | MONTE ALTO I WIND | 19INR0022 |  | WILLACY | WIND-C | COASTAL | 2024 | 0 | 0
1167 | MONTGOMERY RANCH WIND | 20INR0040 |  | FOARD | WIND-O | WEST | 2023 | 0 | 0
1168 | PIONEER DJ WIND | 23INR0387 |  | MIDLAND | WIND-O | WEST | 2024 | 0 | 0 | Yes
1169 | RAY GULF WIND | 22INR0517 |  | WHARTON | WIND-O | SOUTH | 2023 | 0 | 0
1170 | ROADRUNNER CROSSING WIND 1 | 19INR0117 |  | EASTLAND | WIND-O | NORTH | 2023 | 0 | 0
1171 | SHAMROCK | 22INR0502 |  | CROCKETT | WIND-O | WEST | 2024 | 0 | 0
1172 | SHEEP CREEK WIND | 21INR0325 |  | CALLAHAN | WIND-O | WEST | 2023 | 0 | 0
1173 | SIETE | 20INR0047 |  | WEBB | WIND-O | SOUTH | 2024 | 0 | 0
1174 | Planned Capacity Total (Wind) | [6 empty] | 0 | 0
1175
1176 | Planned Wind Capacity Sub-total (Coastal Counties) |  | WIND_PLANNED_C |  |  |  |  | 0 | 0
1177 | Wind Peak Average Capacity Percentage (Coastal) |  | WIND_PL_PEAK_PCT_C | % |  |  |  | 100 | 60
1178
1179 | Planned Wind Capacity Sub-total (Panhandle Counties) |  | WIND_PLANNED_P |  |  |  |  | 0 | 0
1180 | Wind Peak Average Capacity Percentage (Panhandle) |  | WIND_PL_PEAK_PCT_P | % |  |  |  | 100 | 30
1181
1182 | Planned Wind Capacity Sub-total (Other counties) |  | WIND_PLANNED_O |  |  |  |  | 0 | 0
1183 | Wind Peak Average Capacity Percentage (Other) |  | WIND_PL_PEAK_PCT_O | % |  |  |  | 100 | 21
1184
1185 | Planned Solar Resources with Executed SGIA
1186 | 7V SOLAR | 21INR0351 |  | FAYETTE | SOLAR | SOUTH | 2024 | 0 | 0
1187 | ADAMSTOWN SOLAR | 21INR0210 |  | WICHITA | SOLAR | WEST | 2025 | 0 | 0
1188 | ALILA SOLAR | 23INR0093 |  | SAN PATRICIO | SOLAR | COASTAL | 2024 | 0 | 0
1189 | AMSTERDAM SOLAR | 21INR0256 |  | BRAZORIA | SOLAR | COASTAL | 2024 | 0 | 0
1190 | ANDROMEDA SOLAR | 22INR0412 |  | SCURRY | SOLAR | WEST | 2023 | 320 | 320
1191 | ANGELO SOLAR | 19INR0203 |  | TOM GREEN | SOLAR | WEST | 2024 | 0 | 0
1192 | ANGUS SOLAR | 20INR0035 |  | BOSQUE | SOLAR | NORTH | 2024 | 0 | 0
1193 | ARMADILLO SOLAR | 21INR0421 |  | NAVARRO | SOLAR | NORTH | 2024 | 0 | 0
1194 | ARROYO SOLAR | 20INR0086 |  | CAMERON | SOLAR | COASTAL | 2024 | 0 | 0
1195 | ASH CREEK SOLAR | 21INR0379 |  | HILL | SOLAR | NORTH | 2024 | 0 | 0
1196 | BAKER BRANCH SOLAR | 23INR0026 |  | LAMAR | SOLAR | NORTH | 2024 | 0 | 0
1197 | BIG ELM SOLAR | 21INR0353 |  | BELL | SOLAR | NORTH | 2024 | 0 | 0
1198 | BLUE SKY SOL | 22INR0455 |  | CROCKETT | SOLAR | WEST | 2024 | 0 | 0
1199 | BRASS FORK SOLAR | 22INR0270 |  | HASKELL | SOLAR | WEST | 2025 | 0 | 0
1200 | BRIGHT ARROW SOLAR | 22INR0242 |  | HOPKINS | SOLAR | NORTH | 2023 | 0 | 0
1201 | BUCKEYE CORPUS FUELS SOLAR | 22INR0397 |  | NUECES | SOLAR | COASTAL | 2025 | 0 | 0
1202 | CACHENA SOLAR | 23INR0027 |  | WILSON | SOLAR | SOUTH | 2025 | 0 | 0
1203 | CAROL SOLAR | 21INR0274 |  | POTTER | SOLAR | PANHANDLE | 2025 | 0 | 0
1204 | CASTRO SOLAR | 20INR0050 |  | CASTRO | SOLAR | PANHANDLE | 2025 | 0 | 0
1205 | CHARGER SOLAR | 23INR0047 |  | REFUGIO | SOLAR | COASTAL | 2025 | 0 | 0
1206 | CLUTCH CITY SOLAR | 22INR0279 |  | BRAZORIA | SOLAR | COASTAL | 2025 | 0 | 0
1207 | COMPADRE SOLAR | 24INR0023 |  | HILL | SOLAR | NORTH | 2024 | 0 | 0
1208 | CORAL SOLAR | 22INR0295 |  | FALLS | SOLAR | NORTH | 2023 | 0 | 0
1209 | CORAZON SOLAR PHASE II | 22INR0257 |  | WEBB | SOLAR | SOUTH | 2025 | 0 | 0
1210 | COTTONWOOD BAYOU SOLAR I | 19INR0134 |  | BRAZORIA | SOLAR | COASTAL | 2024 | 0 | 0
1211 | CRADLE SOLAR | 23INR0150 |  | BRAZORIA | SOLAR | COASTAL | 2025 | 0 | 0 | Yes
1212 | CROWDED STAR SOLAR | 20INR0241 |  | JONES | SOLAR | WEST | 2025 | 0 | 0
1213 | CROWDED STAR SOLAR II | 22INR0274 |  | JONES | SOLAR | WEST | 2025 | 0 | 0
1214 | DANISH FIELDS SOLAR I | 20INR0069 |  | WHARTON | SOLAR | SOUTH | 2023 | 0 | 0
1215 | DAWN SOLAR | 20INR0255 |  | DEAF SMITH | SOLAR | PANHANDLE | 2024 | 0 | 0
1216 | DELILAH SOLAR 1 | 22INR0202 |  | LAMAR | SOLAR | NORTH | 2024 | 0 | 0
1217 | DELILAH SOLAR 2 | 22INR0203 |  | LAMAR | SOLAR | NORTH | 2024 | 0 | 0
1218 | DELILAH SOLAR 3 | 23INR0042 |  | LAMAR | SOLAR | NORTH | 2023 | 0 | 0
1219 | DELILAH SOLAR 4 | 23INR0060 |  | LAMAR | SOLAR | NORTH | 2023 | 0 | 0
1220 | DESERT VINE SOLAR | 22INR0307 |  | ZAPATA | SOLAR | SOUTH | 2024 | 0 | 0
1221 | DILEO SOLAR | 22INR0359 |  | BOSQUE | SOLAR | NORTH | 2023 | 71.4 | 71.4
1222 | DONEGAL SOLAR | 23INR0089 |  | DICKENS | SOLAR | PANHANDLE | 2024 | 0 | 0
1223 | DORI BQ SOLAR | 23INR0040 |  | HARRIS | SOLAR | HOUSTON | 2024 | 0 | 0 | Yes
1224 | DR SOLAR | 22INR0454 |  | CULBERSON | SOLAR | WEST | 2024 | 0 | 0
1225 | EASTBELL MILAM SOLAR | 21INR0203 |  | MILAM | SOLAR | SOUTH | 2023 | 0 | 0
1226 | EIFFEL SOLAR | 22INR0223 |  | LAMAR | SOLAR | NORTH | 2023 | 0 | 0
1227 | ELIZA SOLAR | 21INR0368 |  | KAUFMAN | SOLAR | NORTH | 2024 | 0 | 0
1228 | ELLIS SOLAR | 21INR0493 |  | ELLIS | SOLAR | NORTH | 2023 | 80 | 80
1229 | EQUINOX SOLAR 1 | 21INR0226 |  | STARR | SOLAR | SOUTH | 2026 | 0 | 0
1230 | ESTONIAN SOLAR FARM | 22INR0335 |  | DELTA | SOLAR | NORTH | 2024 | 0 | 0
1231 | FAGUS SOLAR PARK (MISAE SOLAR II) | 20INR0091 |  | CHILDRESS | SOLAR | PANHANDLE | 2024 | 0 | 0
1232 | FENCE POST SOLAR | 22INR0404 |  | NAVARRO | SOLAR | NORTH | 2024 | 0 | 0
1233 | FIVE WELLS SOLAR | 24INR0015 |  | BELL | SOLAR | NORTH | 2023 | 0 | 0
1234 | FRYE SOLAR | 20INR0080 |  | SWISHER | SOLAR | PANHANDLE | 2024 | 0 | 0
1235 | GALACTIC SOLAR | 23INR0144 |  | GRAYSON | SOLAR | NORTH | 2024 | 0 | 0
1236 | GALLOWAY 2 SOLAR | 21INR0431 |  | CONCHO | SOLAR | WEST | 2023 | 0 | 0
1237 | GARCITAS CREEK SOLAR | 23INR0223 |  | JACKSON | SOLAR | SOUTH | 2024 | 0 | 0
1238 | GP SOLAR | 23INR0045 |  | VAN ZANDT | SOLAR | NORTH | 2024 | 0 | 0
1239 | GRANDSLAM SOLAR | 21INR0391 |  | ATASCOSA | SOLAR | SOUTH | 2024 | 0 | 0
1240 | GRANSOLAR TEXAS ONE | 22INR0511 |  | MILAM | SOLAR | SOUTH | 2024 | 0 | 0
1241 | GREATER BRYANT G SOLAR | 23INR0300 |  | MIDLAND | SOLAR | WEST | 2024 | 0 | 0
1242 | GREEN HOLLY SOLAR | 21INR0021 |  | DAWSON | SOLAR | WEST | 2024 | 0 | 0
1243 | GREYHOUND SOLAR | 21INR0268 |  | ECTOR | SOLAR | WEST | 2025 | 0 | 0
1244 | GRIMES COUNTY SOLAR | 23INR0160 |  | GRIMES | SOLAR | NORTH | 2025 | 0 | 0
1245 | GULF STAR SOLAR SLF (G-STAR SOLAR) | 23INR0111 |  | WHARTON | SOLAR | SOUTH | 2024 | 0 | 0
1246 | HALO SOLAR | 21INR0304 |  | BELL | SOLAR | NORTH | 2023 | 0 | 0
1247 | HAYHURST TEXAS SOLAR | 22INR0363 |  | CULBERSON | SOLAR | WEST | 2023 | 0 | 0
1248 | HOPKINS SOLAR | 20INR0210 |  | HOPKINS | SOLAR | NORTH | 2023 | 0 | 0
1249 | HORIZON SOLAR | 21INR0261 |  | FRIO | SOLAR | SOUTH | 2023 | 0 | 0
1250 | HORNET SOLAR | 23INR0021 |  | SWISHER | SOLAR | PANHANDLE | 2024 | 0 | 0
1251 | HOWLE SOLAR | 20INR0075 |  | ELLIS | SOLAR | NORTH | 2024 | 0 | 0
1252 | HOYTE SOLAR | 23INR0235 |  | MILAM | SOLAR | SOUTH | 2024 | 0 | 0
1253 | INDIGO SOLAR | 21INR0031 |  | FISHER | SOLAR | WEST | 2024 | 0 | 0
1254 | INERTIA SOLAR | 22INR0374 |  | HASKELL | SOLAR | WEST | 2025 | 0 | 0
1255 | JACKALOPE SOLAR | 23INR0180 |  | SAN PATRICIO | SOLAR | COASTAL | 2024 | 0 | 0
1256 | JUNGMANN SOLAR | 22INR0356 |  | MILAM | SOLAR | SOUTH | 2024 | 0 | 0
1257 | LAVACA BAY SOLAR | 23INR0084 |  | MATAGORDA | SOLAR | COASTAL | 2024 | 0 | 0
1258 | LONG POINT SOLAR | 19INR0042 |  | BRAZORIA | SOLAR | COASTAL | 2024 | 0 | 0
1259 | LUNIS CREEK SOLAR 1 | 21INR0344 |  | JACKSON | SOLAR | SOUTH | 2024 | 0 | 0
1260 | MALEZA SOLAR | 21INR0220 |  | WHARTON | SOLAR | SOUTH | 2024 | 0 | 0
1261 | MARKUM SOLAR | 20INR0230 |  | MCLENNAN | SOLAR | NORTH | 2024 | 0 | 0
1262 | MATAGORDA SOLAR | 22INR0342 |  | MATAGORDA | SOLAR | COASTAL | 2023 | 0 | 0
1263 | MERCURY I SOLAR | 21INR0257 |  | HILL | SOLAR | NORTH | 2024 | 0 | 0
1264 | MERCURY II SOLAR | 23INR0153 |  | HILL | SOLAR | NORTH | 2024 | 0 | 0
1265 | MORROW LAKE SOLAR | 19INR0155 |  | FRIO | SOLAR | SOUTH | 2024 | 0 | 0
1266 | NABATOTO SOLAR NORTH | 21INR0428 |  | LEON | SOLAR | NORTH | 2025 | 0 | 0
1267 | NAZARETH SOLAR | 16INR0049 |  | CASTRO | SOLAR | PANHANDLE | 2025 | 0 | 0
1268 | NEPTUNE SOLAR | 21INR0499 |  | JACKSON | SOLAR | SOUTH | 2023 | 0 | 0
1269 | NORIA SOLAR DCC | 23INR0061 |  | NUECES | SOLAR | COASTAL | 2024 | 0 | 0
1270 | NORTON SOLAR | 19INR0035 |  | RUNNELS | SOLAR | WEST | 2024 | 0 | 0
1271 | OLD HICKORY SOLAR | 20INR0236 |  | JACKSON | SOLAR | SOUTH | 2025 | 0 | 0
1272 | ORIANA SOLAR | 24INR0093 |  | VICTORIA | SOLAR | SOUTH | 2024 | 0 | 0
1273 | OUTPOST SOLAR | 23INR0007 |  | WEBB | SOLAR | SOUTH | 2024 | 0 | 0
1274 | OYSTERCATCHER SOLAR | 21INR0362 |  | ELLIS | SOLAR | NORTH | 2024 | 0 | 0
1275 | PEREGRINE SOLAR | 22INR0283 |  | GOLIAD | SOLAR | SOUTH | 2024 | 0 | 0
1276 | PINE FOREST SOLAR | 20INR0203 |  | HOPKINS | SOLAR | NORTH | 2024 | 0 | 0
1277 | PINK SOLAR | 22INR0281 |  | HUNT | SOLAR | NORTH | 2023 | 0 | 0
1278 | PITTS DUDIK SOLAR | 20INR0074 |  | HILL | SOLAR | NORTH | 2023 | 0 | 0
1279 | PORTER SOLAR | 21INR0458 |  | DENTON | SOLAR | NORTH | 2024 | 0 | 0
1280 | RED HOLLY SOLAR | 21INR0022 |  | DAWSON | SOLAR | WEST | 2024 | 0 | 0
1281 | REDONDA SOLAR | 23INR0162 |  | ZAPATA | SOLAR | SOUTH | 2024 | 0 | 0
1282 | RED-TAILED HAWK SOLAR | 21INR0389 |  | WHARTON | SOLAR | SOUTH | 2024 | 0 | 0
1283 | ROCINANTE SOLAR | 23INR0231 |  | GONZALES | SOLAR | SOUTH | 2024 | 0 | 0
1284 | RODEO SOLAR | 19INR0103 |  | ANDREWS | SOLAR | WEST | 2025 | 0 | 0
1285 | ROWLAND SOLAR II | 22INR0482 |  | FORT BEND | SOLAR | HOUSTON | 2024 | 0 | 0
1286 | SAMSON SOLAR 2 | 21INR0490 |  | LAMAR | SOLAR | NORTH | 2024 | 0 | 0
1287 | SBRANCH SOLAR PROJECT | 22INR0205 |  | WHARTON | SOLAR | SOUTH | 2024 | 0 | 0
1288 | SCHOOLHOUSE SOLAR | 22INR0211 |  | LEE | SOLAR | SOUTH | 2025 | 0 | 0
1289 | SECOND DIVISION SOLAR | 20INR0248 |  | BRAZORIA | SOLAR | COASTAL | 2024 | 0 | 0
1290 | SHAULA I SOLAR | 22INR0251 |  | DEWITT | SOLAR | SOUTH | 2025 | 0 | 0
1291 | SHAULA II SOLAR | 22INR0267 |  | DEWITT | SOLAR | SOUTH | 2026 | 0 | 0
1292 | SIGNAL SOLAR | 20INR0208 |  | HUNT | SOLAR | NORTH | 2024 | 0 | 0
1293 | SODA LAKE SOLAR 1 SLF | 23INR0080 |  | CRANE | SOLAR | WEST | 2023 | 0 | 0
1294 | SODA LAKE SOLAR 2 | 20INR0143 |  | CRANE | SOLAR | WEST | 2024 | 0 | 0
1295 | SP JAGUAR SOLAR | 24INR0038 |  | MCLENNAN | SOLAR | NORTH | 2024 | 0 | 0
1296 | SPACE CITY SOLAR | 21INR0341 |  | WHARTON | SOLAR | SOUTH | 2025 | 0 | 0
1297 | SPARTA SOLAR | 22INR0352 |  | BEE | SOLAR | SOUTH | 2023 | 0 | 0
1298 | STAMPEDE SOLAR | 22INR0409 |  | HOPKINS | SOLAR | NORTH | 2023 | 0 | 0
1299 | STARLING SOLAR | 23INR0035 |  | GONZALES | SOLAR | SOUTH | 2024 | 0 | 0
1300 | STARR SOLAR RANCH | 20INR0216 |  | STARR | SOLAR | SOUTH | 2024 | 0 | 0
1301 | SUNRAY | 21INR0395 |  | UVALDE | SOLAR | SOUTH | 2024 | 0 | 0
1302 | TALITHA SOLAR | 21INR0393 |  | JIM WELLS | SOLAR | SOUTH | 2024 | 0 | 0
1303 | TANGLEWOOD SOLAR | 23INR0054 |  | BRAZORIA | SOLAR | COASTAL | 2025 | 0 | 0
1304 | TEXANA SOLAR | 18INR0058 |  | WHARTON | SOLAR | SOUTH | 2024 | 0 | 0
1305 | TEXAS SOLAR NOVA | 19INR0001 |  | KENT | SOLAR | WEST | 2023 | 0 | 0
1306 | TEXAS SOLAR NOVA 2 | 20INR0269 |  | KENT | SOLAR | WEST | 2023 | 0 | 0
1307 | TIERRA BONITA SOLAR | 21INR0424 |  | PECOS | SOLAR | WEST | 2024 | 0 | 0
1308 | TRES BAHIAS SOLAR | 20INR0266 |  | CALHOUN | SOLAR | COASTAL | 2023 | 0 | 0
1309 | TROJAN SOLAR | 23INR0296 |  | COOKE | SOLAR | NORTH | 2024 | 0 | 0
1310 | TULSITA SOLAR | 21INR0223 |  | GOLIAD | SOLAR | SOUTH | 2024 | 0 | 0
1311 | TYSON NICK SOLAR | 20INR0222 |  | LAMAR | SOLAR | NORTH | 2024 | 0 | 0
1312 | ULYSSES SOLAR | 21INR0253 |  | COKE | SOLAR | WEST | 2024 | 0 | 0
1313 | UMBRA (STOCKYARD) SOLAR | 23INR0155 |  | FRANKLIN | SOLAR | NORTH | 2024 | 0 | 0
1314 | XE MURAT SOLAR | 22INR0354 |  | HARRIS | SOLAR | HOUSTON | 2024 | 0 | 0
1315 | ZIER SOLAR | 21INR0019 |  | KINNEY | SOLAR | SOUTH | 2023 | 0 | 0
1316 | Planned Capacity Total (Solar) | [6 empty] | 471.4 | 471.4
1317 | Solar Peak Average Capacity Percentage |  | SOLAR_PL_PEAK_PCT | % |  |  |  | 100 | 79
1318
1319 | Planned Storage Resources with Executed SGIA
1320 | ADAMSTOWN STORAGE | 21INR0209 |  | WICHITA | STORAGE | WEST | 2025 | 0 | 0
1321 | AEP_N_ALAMO_LD02(SMT ALAMO) | 23INR0477 |  | HIDALGO | STORAGE | SOUTH | 2023 | 0 | 0
1322 | AL PASTOR BESS | 24INR0273 |  | DAWSON | STORAGE | WEST | 2024 | 0 | 0
1323 | AMSTERDAM STORAGE | 22INR0417 |  | BRAZORIA | STORAGE | COASTAL | 2024 | 0 | 0
1324 | ANEMOI ENERGY STORAGE | 23INR0369 |  | HIDALGO | STORAGE | SOUTH | 2023 | 0 | 0
1325 | ARROYO STORAGE SLF | 24INR0306 |  | CAMERON | STORAGE | COASTAL | 2024 | 0 | 0
1326 | BIG STAR STORAGE | 21INR0469 |  | BASTROP | STORAGE | SOUTH | 2023 | 0 | 0
1327 | BOCO BESS | 23INR0470 |  | BORDEN | STORAGE | WEST | 2024 | 0 | 0
1328 | BORDERTOWN BESS | 23INR0354 |  | STARR | STORAGE | SOUTH | 2025 | 0 | 0
1329 | BRAZOS BEND BESS | 23INR0363 |  | FORT BEND | STORAGE | HOUSTON | 2024 | 0 | 0
1330 | BRIGHT ARROW STORAGE | 22INR0302 |  | HOPKINS | STORAGE | NORTH | 2023 | 0 | 0
1331 | BRP ANTLIA BESS | 22INR0349 |  | VAL VERDE | STORAGE | WEST | 2023 | 0 | 0
1332 | BRP AVILA BESS | 23INR0287 |  | PECOS | STORAGE | WEST | 2024 | 0 | 0
1333 | BRP CACHI BESS | 22INR0388 |  | GUADALUPE | STORAGE | SOUTH | 2024 | 0 | 0
1334 | BRP CARINA BESS | 22INR0353 |  | NUECES | STORAGE | COASTAL | 2024 | 0 | 0
1335 | BRP DICKENS BESS | 22INR0325 |  | DICKENS | STORAGE | PANHANDLE | 2023 | 0 | 0
1336 | BRP HYDRA BESS | 22INR0372 |  | PECOS | STORAGE | WEST | 2023 | 0 | 0
1337 | BRP LIBRA BESS | 22INR0366 |  | GUADALUPE | STORAGE | SOUTH | 2023 | 0 | 0
1338 | BRP PALEO BESS | 22INR0322 |  | HALE | STORAGE | PANHANDLE | 2023 | 0 | 0
1339 | BRP PAVO BESS | 22INR0384 |  | PECOS | STORAGE | WEST | 2023 | 0 | 0
1340 | BRP TORTOLAS BESS | 23INR0072 |  | BRAZORIA | STORAGE | COASTAL | 2023 | 0 | 0
1341 | BRP ZEYA BESS | 23INR0290 |  | GALVESTON | STORAGE | HOUSTON | 2024 | 0 | 0
1342 | CALLISTO I ENERGY CENTER | 22INR0490 |  | HARRIS | STORAGE | HOUSTON | 2024 | 0 | 0
1343 | CITADEL BESS | 24INR0147 |  | HARRIS | STORAGE | HOUSTON | 2024 | 0 | 0
1344 | CONNOLLY STORAGE | 23INR0403 |  | WISE | STORAGE | NORTH | 2024 | 0 | 0 | Yes
1345 | CORAL STORAGE | 23INR0124 |  | FALLS | STORAGE | NORTH | 2023 | 0 | 0
1346 | COTTONWOOD BAYOU STORAGE | 21INR0443 |  | BRAZORIA | STORAGE | COASTAL | 2024 | 0 | 0
1347 | DAMON STORAGE | 23INR0523 |  | BRAZORIA | STORAGE | COASTAL | 2023 | 0 | 0
1348 | DANISH FIELDS STORAGE | 21INR0450 |  | WHARTON | STORAGE | SOUTH | 2023 | 0 | 0
1349 | DIBOLL BESS (DGR) | 23INR0522 |  | ANGELINA | STORAGE | NORTH | 2023 | 0 | 0
1350 | EBONY ENERGY STORAGE | 23INR0154 |  | COMAL | STORAGE | SOUTH | 2024 | 0 | 0
1351 | ELIZA STORAGE | 22INR0260 |  | KAUFMAN | STORAGE | NORTH | 2024 | 0 | 0
1352 | ESTONIAN ENERGY STORAGE | 22INR0336 |  | DELTA | STORAGE | NORTH | 2024 | 0 | 0
1353 | EVAL STORAGE | 22INR0401 |  | CAMERON | STORAGE | COASTAL | 2024 | 0 | 0
1354 | FENCE POST BESS | 22INR0405 |  | NAVARRO | STORAGE | NORTH | 2023 | 0 | 0
1355 | FERDINAND GRID BESS | 22INR0422 |  | BEXAR | STORAGE | SOUTH | 2025 | 0 | 0
1356 | FIVE WELLS STORAGE | 23INR0159 |  | BELL | STORAGE | NORTH | 2023 | 0 | 0
1357 | FORT DUNCAN BESS | 23INR0350 |  | MAVERICK | STORAGE | SOUTH | 2025 | 0 | 0 | Yes
1358 | GIGA TEXAS ENERGY STORAGE | 23INR0239 |  | TRAVIS | STORAGE | SOUTH | 2023 | 0 | 0
1359 | GREAT KISKADEE STORAGE | 23INR0166 |  | HIDALGO | STORAGE | SOUTH | 2024 | 0 | 0
1360 | GREEN HOLLY STORAGE | 21INR0029 |  | DAWSON | STORAGE | WEST | 2024 | 0 | 0
1361 | GRIZZLY RIDGE BESS (DGR) | 22INR0596 |  | HAMILTON | STORAGE | NORTH | 2023 | 9.9 | 9.9
1362 | GUAJILLO ENERGY STORAGE | 23INR0343 |  | WEBB | STORAGE | SOUTH | 2024 | 0 | 0
1363 | HOUSE MOUNTAIN 2 BATT | 22INR0485 |  | BREWSTER | STORAGE | WEST | 2023 | 0 | 0
1364 | HUMMINGBIRD STORAGE | 22INR0327 |  | DENTON | STORAGE | NORTH | 2023 | 0 | 0
1365 | INERTIA BESS | 22INR0328 |  | HASKELL | STORAGE | WEST | 2023 | 0 | 0
1366 | INERTIA BESS 2 | 22INR0375 |  | HASKELL | STORAGE | WEST | 2025 | 0 | 0
1367 | IRON BELT ENERGY STORAGE | 25INR0208 |  | DAWSON | STORAGE | WEST | 2025 | 0 | 0
1368 | JUNCTION BESS (DGR) | 23INR0521 |  | KIMBLE | STORAGE | SOUTH | 2023 | 9.9 | 9.9
1369 | LARKSPUR ENERGY STORAGE | 23INR0340 |  | UPTON | STORAGE | WEST | 2025 | 0 | 0
1370 | LIMOUSIN OAK STORAGE | 22INR0338 |  | GRIMES | STORAGE | NORTH | 2023 | 0 | 0
1371 | MUSTANG CREEK STORAGE | 21INR0484 |  | JACKSON | STORAGE | SOUTH | 2023 | 70.5 | 70.5
1372 | MYRTLE STORAGE | 21INR0442 |  | BRAZORIA | STORAGE | COASTAL | 2023 | 0 | 0
1373 | NORIA STORAGE | 23INR0062 |  | NUECES | STORAGE | COASTAL | 2024 | 0 | 0
1374 | ORIANA BESS | 24INR0109 |  | VICTORIA | STORAGE | SOUTH | 2024 | 0 | 0
1375 | PADUA GRID BESS | 22INR0368 |  | BEXAR | STORAGE | SOUTH | 2024 | 0 | 0
1376 | PLATINUM STORAGE | 22INR0554 |  | FANNIN | STORAGE | NORTH | 2024 | 0 | 0 | Yes
1377 | RAMSEY STORAGE | 21INR0505 |  | WHARTON | STORAGE | SOUTH | 2024 | 0 | 0
1378 | RED HOLLY STORAGE | 21INR0033 |  | DAWSON | STORAGE | WEST | 2024 | 0 | 0
1379 | ROCINANTE BESS | 23INR0232 |  | GONZALES | STORAGE | SOUTH | 2024 | 0 | 0
1380 | RODEO RANCH ENERGY STORAGE | 23INR0371 |  | REEVES | STORAGE | WEST | 2023 | 0 | 0
1381 | RYAN ENERGY STORAGE | 20INR0246 |  | CORYELL | STORAGE | NORTH | 2024 | 0 | 0
1382 | SABAL STORAGE | 22INR0398 |  | CAMERON | STORAGE | COASTAL | 2023 | 16.4 | 16.4
1383 | SMT ALAMO (DGR) | 23INR0477 |  | HIDALGO | STORAGE | SOUTH | 2023 | 0 | 0
1384 | SMT LOS FRESNOS (DGR) | 23INR0508 |  | CAMERON | STORAGE | COASTAL | 2023 | 0 | 0 | Yes
1385 | SMT MISSION (DGR) | 23INR0511 |  | CAMERON | STORAGE | COASTAL | 2023 | 0 | 0 | Yes
1386 | SMT RIO GRANDE (DGR) | 23INR0509 |  | STARR | STORAGE | SOUTH | 2023 | 0 | 0 | Yes
1387 | SMT RIO GRANDE II (DGR) | 23INR0510 |  | STARR | STORAGE | SOUTH | 2023 | 0 | 0 | Yes
1388 | SOHO BESS | 23INR0419 |  | BRAZORIA | STORAGE | COASTAL | 2024 | 0 | 0
1389 | SOWERS STORAGE | 22INR0552 |  | KAUFMAN | STORAGE | NORTH | 2024 | 0 | 0
1390 | SP JAGUAR BESS | 24INR0039 |  | MCLENNAN | STORAGE | NORTH | 2024 | 0 | 0
1391 | ST. GALL I ENERGY STORAGE | 22INR0524 |  | PECOS | STORAGE | WEST | 2023 | 0 | 0
1392 | STAMPEDE BESS | 22INR0410 |  | HOPKINS | STORAGE | NORTH | 2023 | 0 | 0
1393 | STOCKYARD GRID BATT | 21INR0492 |  | TARRANT | STORAGE | NORTH | 2023 | 150.6 | 150.6
1394 | SUN VALLEY BESS | 22INR0429 |  | HILL | STORAGE | NORTH | 2023 | 0 | 0
1395 | TALITHA BESS | 23INR0331 |  | JIM WELLS | STORAGE | SOUTH | 2024 | 0 | 0
1396 | TANZANITE STORAGE | 22INR0549 |  | HENDERSON | STORAGE | NORTH | 2024 | 0 | 0
1397 | TIDWELL PRAIRIE STORAGE 1 | 21INR0517 |  | ROBERTSON | STORAGE | NORTH | 2024 | 0 | 0
1398 | TIMBERWOLF BESS 2 | 22INR0495 |  | CRANE | STORAGE | WEST | 2023 | 0 | 0
1399 | UMBRA (STOCKYARD) BESS | 23INR0156 |  | FRANKLIN | STORAGE | NORTH | 2024 | 0 | 0
1400 | ZIER STORAGE | 21INR0027 |  | KINNEY | STORAGE | SOUTH | 2023 | 0 | 0
1401 | SMALL GENERATORS WITH SIGNED IAs AND 'MODEL READY DATES' PENDING * | [6 empty] | 0 | 0
1402 | Planned Capacity Total (Storage) | [6 empty] | 257.3 | 257.3
1403 | Storage Peak Average Capacity Percentage |  | STORAGE_PL_PEAK_PCT | % |  |  |  | 100 | 0
1404
1405 | Inactive Planned Resources
1406 | AGATE SOLAR | 20INR0023 |  | ELLIS | SOLAR | NORTH | 2020 | 60 | 60
1407 | CHILLINGHAM SOLAR | 23INR0070 |  | BELL | SOLAR | NORTH | 2023 | 0 | 0
1408 | CHILLINGHAM STORAGE | 23INR0079 |  | BELL | STORAGE | NORTH | 2023 | 0 | 0
1409 | DONEGAL BESS | 23INR0103 |  | DICKENS | STORAGE | PANHANDLE | 2024 | 0 | 0
1410 | HART WIND | 16INR0033 |  | CASTRO | WIND-P | PANHANDLE | 2026 | 0 | 0
1411 | KONTIKI 1 WIND (ERIK) | 19INR0099a |  | GLASSCOCK | WIND-O | WEST | 2023 | 250.1 | 250.1
1412 | KONTIKI 2 WIND (ERNEST) | 19INR0099b |  | GLASSCOCK | WIND-O | WEST | 2023 | 250.1 | 250.1
1413 | MARIAH DEL ESTE | 13INR0010a |  | PARMER | WIND-P | PANHANDLE | 2020 | 152.5 | 152.5
1414 | NORTHDRAW WIND | 13INR0025 |  | RANDALL | WIND-P | PANHANDLE | 2020 | 150 | 150
1415 | PARLIAMENT SOLAR | 23INR0044 |  | WALLER | SOLAR | HOUSTON | 2024 | 0 | 0
1416 | PLEASANTON BESS (DGR) | 23INR0520 |  | ATASCOSA | STORAGE | SOUTH | 2023 | 9.9 | 9.9
1417 | RUETER SOLAR | 20INR0202 |  | BOSQUE | SOLAR | NORTH | 2025 | 0 | 0
1418 | SPINEL SOLAR | 20INR0025 |  | MEDINA | SOLAR | SOUTH | 2024 | 0 | 0
1419 | Inactive Planned Capacity Total | [6 empty] | 872.6 | 872.6
1420
1421 | Seasonal Mothballed Resources
1422 | MOUNTAIN CREEK STG 8 (AS OF 3/1/2023, AVAILABLE 6/1 THROUGH 9/30) |  | MCSES_UNIT8 | DALLAS | GAS-ST | NORTH | 1967 | 568 | 568
1423 | POWERLANE PLANT STG 1 (AS OF 10/1/2022, AVAILABLE 6/1 THROUGH 9/30) |  | STEAM1A_STEAM_1 | HUNT | GAS-ST | NORTH | 1966 | 18.75 | 17.5
1424 | SPENCER STG U4 (AS OF 10/24/2022, AVAILABLE 4/2 THROUGH 11/30) |  | SPNCER_SPNCE_4 | DENTON | GAS-ST | NORTH | 1966 | 61 | 57
1425 | SPENCER STG U5 (AS OF 10/24/2022, AVAILABLE 4/2 THROUGH 11/30) |  | SPNCER_SPNCE_5 | DENTON | GAS-ST | NORTH | 1973 | 65 | 61
1426 | Total Seasonal Mothballed Capacity | [6 empty] | 712.75 | 703.5
1427
1428 | Mothballed Resources
1429 | RAY OLINGER STG 1 (AS OF 4/5/22) |  | OLINGR_OLING_1 | COLLIN | GAS-ST | NORTH | 1967 | 78 | 78
1430 | CALENERGY-FALCON SEABOARD STG 3 (AS OF 7/8/22, DUE TO FORCED OUTAGE) |  | FLCNS_UNIT3 | HOWARD | GAS-CC | WEST | 1988 | 62 | 62
1431 | Total Mothballed Capacity | [6 empty] | 140 | 140
1432
1433 | Retiring Resources Unavailable to ERCOT (since last CDR/SARA)
1434 | J T DEELY U1 (INDEFINITE MOTHBALL AS OF 12/31/2018, RETIRING ON 7/7/23) |  | CALAVERS_JTD1_M | BEXAR | COAL | SOUTH | 1977 | 415 | 420
1435 | J T DEELY U2 (INDEFINITE MOTHBALL AS OF 12/31/2018, RETIRING ON 7/7/23) |  | CALAVERS_JTD2_M | BEXAR | COAL | SOUTH | 1978 | 415 | 420
1436 | Total Retiring Capacity | [6 empty] | 830 | 840
Capacity changes due to planned repower/upgrade projects are reflected in the operational units' ratings upon receipt and ERCOT approval of updated resource registration system information. Interconnection requests for existing resources that involve MW capacity changes are indicated with a code in the “Generation Interconnection Project Code” column.
Although seasonal capacity ratings for battery energy storage systems are reported above, the ratings are not included in the operational/planned capacity formulae. These resources are assumed to provide Ancillary Services rather than sustained capacity available to meet system peak loads.
The capacities of planned projects that have been approved for Initial Synchronization at the time of report creation are assumed to be available for the season regardless of their projected Commercial Operations Dates.
Planned projects for which maximum seasonal sustained capacity ratings have been provided are used in lieu of capacities entered into the online Resource Integration and Ongoing Operations - Interconnection Services (RIOO-IS) system.
Installed capacity ratings are based on the maximum power that a generating unit can produce during normal sustained operating conditions as specified by the equipment manufacturer. These ratings reflect the latest information in the Resource Integration and Ongoing Operations - Reources Services (RIOO-RS) system.
Note on J443: Extended outages: GUADALUPE BLANCO RIVER AUTH-SCHUMANSVILLE (3.6 MW) and 2.4 MW of the 4.8 MW GUADALUPE BLANCO RIVER AUTH-LAKEWOOD TAP Hydro unit.