## Start -- 2014 v1.8
Getting Started
This sheet serves as an overview of the process to assign a Profile ID to an ESI ID. Profile ID assignments are to be based on the historical data of the ESI ID, without regard to the specific customer(s) of the premises. Regarding Annual Validation Load Profile ID assignments, ERCOT is responsible for the determination of the Profile Segment as directed by this Profile Decision Tree. TDSPs are responsible for verifying that ERCOT's Profile Segment determination is consistent with the tariff under which the ESI ID is currently served, and for submitting the necessary Profile ID change transactions reflecting the ERCOT determined Load Profile Segment.
Additionally, TDSPs must assign a valid code for each of the five Profile ID components. These components are: Profile Type, Weather Zone, Meter Data Type, Weather Sensitivity and Time-Of-Use Schedule. Please note that the Profile Type is comprised of the Profile Group and the Profile Segment.
For new ESI IDs TDSPs are responsible for assigning a complete Profile ID, using default components as directed by this Profile Decision Tree. Reference the various tabs within this workbook to complete the assignments.
Non-Opt In Entities should proceed directly to the NOIEs tab.
Profile ID assignments must adhere to the Protocols--even if all details are not listed within this document.
Example of a completed Profile ID: RESLOWR_EAST_NIDR_NWS_NOTOU
1. Determine the Profile Type Code
| A. | Select the Profile Group
Select the appropriate Profile Group from the following: NM (for Non-Metered), RES (for Residential), or BUS (for Business).
| B. | Select the Profile Segment
Valid Profile Segments are dependent upon the Profile Group and other factors. Please see the Segment Assignment tab.
Valid Segments for NM are: LIGHT and FLAT.
Valid Segments for RES are: LOWR, HIWR, LOPV, HIPV, LOWD, HIWD, LODG, and HIDG.
Valid Segments for BUS are: NODEM, LOLF, MEDLF, HILF, IDRRQ, OGFLT, NODPV, LOPV, MEDPV, HIPV, OGFPV, NODWD, LOWD, MEDWD, HIWD, OGFWD, NODDG, LODG, MEDDG, HIDG, OGFDG, LRG, and LRGDG.
| C. | Concatenate the Profile Group and Profile Segment to form the Profile Type Code
Convert the Profile Group and Profile Segment to one field, e.g., BUSLOLF.
2. Select the Weather Zone Code
| A. | Locate the ESI ID's service address ZIP Code on the ZipToZone tab.
| B. | Cross reference the ZIP Code to the Weather Zone.
| C. | Assign the valid Weather Zone Code: COAST, EAST, FWEST, NORTH, NCENT, SOUTH, SCENT, or WEST.
3. Select the Meter Data Type Code
| A. | Assign IDR for ESI IDs that have an IDR used for Settlement.
| B. | Assign NIDR to all other ESI IDs.
4. Select the Weather Sensitivity Code
Assign the Weather Sensitivity Code as follows:
| A. | The default assignment for customer choice areas will be as follows:
(a) Non-Weather Sensitive (NWS) shall be used for ESI IDs with a meter type code of NIDR;
(b) NWS shall be used for ESI IDs with a profile type code of BUSIDRRQ; and
(c) Weather Sensitive (WS) shall be used for IDR ESI IDs with profile type codes other than BUSIDRRQ.
| B. | The default assignment for NOIE areas shall be WS.
5. Select the Time-Of-Use Schedule Code
| A. | Assign NOTOU for ESI IDs not served under a Time-Of-Use schedule (for kWh), or if Profile Type is BUSIDRRQ.
| B. | For ESI IDs served under a TOU schedule (for kWh), assign the appropriate Time-Of-Use Schedule Code from the TOU Schedules tab.
6. Concatenate the five appropriate components (separated by underscores)
to produce a Profile ID
Example of a completed Profile ID: BUSHILF_FWEST_NIDR_NWS_NOTOU

## FAQ
Frequently Asked Questions
1. | Q. | In calculating Usage Month values, should a zero (0) be treated the same as a missing or null value?
| A. | No. For any variable such as kWh, kW, or kVA, a zero (0) is a number and should be treated as such. A missing value should not be treated as a zero.
2. | Q. | If an ESI ID has an Advanced Meter, should the Meter Data Type 'IDR' be assigned?
| A. | Yes--if the ESI ID is to be settled on its interval data.
3. | Q. | What if an ESI ID's service address is in a ZIP Code that is not in the ZipToZone tab?
| A. | Verify that the ZIP Code is currently recognized by the U.S. Postal Service (http://www.usps.com) and that the ZIP Code corresponds to the city of the service address. If the ZIP Code is recognized by the U.S Postal Service and it is for a service address within ERCOT, ask your ERCOT Account Manager to have the ZIP Code added to the Profile Decision Tree.
4. | Q. | If an ESI ID has less than 16 days of data for a specific month, should I go ahead and calculate the Load Factor for a BUS ESI ID?
| A. | After applying the Usage Month methodology, you either will or will not have a value for each usage month (see the Usage Month Methodology tab). For BUS ESI IDs Usage Month values are needed for all twelve months of the applicable Assignment Year. ESI IDs that do not have the required usage month values shall be assigned the corresponding default Profile Segment.
5. | Q. | How should I treat negative meter read values in the Usage Month calculations?
| A. | Treat negative kWh or demand values as null or missing. The values used in the Usage Month calculations should be the ones that were submitted to ERCOT as meter reads--none of which should be negative kWh or demand values.
6. | Q. | During the Profile ID assignment process, the Segment Assignment of this document states that if a BUS ESI ID has a computed AvgLF (Average Load Factor) of less than 40%, then BUSLOLF should be assigned. Given this, why are the load factors of the daily BUSLOLF load profiles virtually always greater than 40%?
| A. | The biggest reasons are the length of time over which the load factors are calculated and the diversity of the load reflected by the profile. For a given ESI ID (or group of ESI IDs), its daily Load Factor will almost always be greater than its monthly load factor. Also, the BUSLOLF load profiles represent a group of ESI IDs and because of the diversity of the individuals' loads (e.g., varying usage patterns), the load factor will be higher than it is for most or all of the individual ESI IDs to which the load profile is applied.
7 | Q. | What was the number of valid Profile IDs in the previous version of the Profile Decision Tree, and how does that number change in this version?
| A. | The version of the Profile Decision Tree immediately prior to this one had 1656 valid Profile IDs. This version contains no changes to the list of valid Profile IDs.

## Use of Components
ERCOT Use of the Profile ID Components
This tab is intended to provide Market Participants with a better understanding of how each Load Profile ID component is used
by ERCOT in the settlement process.
Profile Type example: RESLOWR | The Profile Group and Segment (which together comprise the Profile Type), in addition to the Weather Zone are used to determine which profile the monthly energy will be applied to in the settlement process. During Profile ID validation, the Profile Group is compared to the Registration database to verify whether the premise has been reported to be Residential or Non-Residential (either small or large, per §25.43).
Weather Zone example: NORTH | The weather data for each Weather Zone are used in generating profiles for each Profile Type, specific to the Weather Zone. During validation of the Weather Zone component, the service address ZIP Code that was submitted to ERCOT for each ESI ID is compared to the ZipToZone table in this Profile Decision Tree to verify that the correct Weather Zone was assigned.
Meter Data Type example: NIDR | Meter Data Type is used to determine whether the ESI ID is settled using interval data or a Load Profile. ESI IDs that have 'IDR' as the Meter Data Type will normally be settled on their interval data, and not a load profile. The exception to this is when no (ESI ID-specific) applicable data are available for a proxy-day routine to be used for settlement. In this case, the default profile shall be applied. ESI IDs that have 'NIDR' as the Meter Data Type will be settled with their cumulative usage applied to the assigned profile. The Meter Data Type is also referenced to determine what type of meter information is expected (cumulative or interval), each time meter data are submitted to ERCOT. If the meter data are not the correct type, a rejection notice will be sent.
Weather Sensitivity example: NWS | This component is utilized only if the Meter Data Type is 'IDR' and the ESI ID's interval data have not been received by ERCOT for a specific settlement period. In this case, the weather sensitivity component of the Profile ID dictates whether a Weather Sensitive (WS) or Non-Weather Sensitive (NWS) proxy day routine will be used to estimate the interval data.
Time-Of-Use Schedule example: NOTOU | The Time-Of-Use Schedule (TOU) is used to determine how cumulative metered usage will be applied to Load Profiles for NIDRs. (A TOU Schedule other than 'NOTOU' for ESI IDs with a Meter Data Type of 'IDR' is used for the TDSP to pass TOU data to the REP, and will not be used in settlement.) The cumulative metered usage of NIDR ESI IDs that have a TOU Schedule of 'NOTOU' will be applied to the entire profile. NIDR ESI IDs that have a TOU Schedule other than 'NOTOU' will have the usage for each TOU period applied to the corresponding intervals of the Load Profile. Each time meter usage is submitted to ERCOT, the number of usage readings will be verified against the respective TOU Schedule. If the usage data do not match the expected time periods from the TOU schedule, a rejection notice will be sent.

## Definitions
Definitions Used in Profile ID Assignments
| Term | Description/Definition |  |  |  |  | Additional info @
| ActiveDaysm | Denotes the number of days in a particular Usage Month in which the ESI ID received service (please see ESI ID Status for further clarification). |  |  |  |  | ESI ID Status definition
| ADUsem | Denotes the Average Daily Usage (in kWh) for a specific Usage Month. This is derived by dividing the Total kWh (kWhm) in the Usage Month by the Number of Active Days (ActiveDaysm) in the same Usage Month, and rounding to two decimal places per the Rounding instructions on this tab. |  |  |  |  | Usage Month Methodology tab
| ADUsep | Denotes the Average Daily Usage (in kWh) for a specific Meter Read Period. This is derived by dividing the Metered Usage (in kWh) for the Meter Read Period by the Number of Days in the Meter Read Period, and rounding to two decimal places per the Rounding instructions on this tab. |  |  |  |  | Usage Month Methodology tab
| AHUsem | Denotes the Average Hourly Usage (in kWh) for Usage Month m. |  |  |  |  | Segment Assignment tab
| Assignment Year | Assignment Year refers to a specific set of 12 Usage Months used to determine Business Profile ID assignments. An Assignment Year normally runs from May through the following April. However, to determine Profile ID assignments it may be necessary to obtain data from outside the May through April period. For example, to calculate complete Usage Months for May 2005 and April 2006, meter read data from April 2005 and May 2006 will most likely be required.
| AvgLF | The Average Load Factor is defined as a weighted average of the individual monthly load factors, where demand levels are used to define the weights. |  |  |  |  | Segment Assignment tab
| Business (BUS) | Profile Group designation for non-residential ESI IDs whose service is metered. This encompasses rate classes for business ESI IDs, in addition to other classes.
| Daily Demand | Daily Demand is based on Max Metered Demand (in kW) and represents the kW applied to each day in that period.
| Daily Usage | Daily Usage is based on ADUsep and represents the kWh used for each day of that period.
| Daysp | The Meter Read Stop Date minus the Meter Read Start Date for a specific meter read.
| ESI ID Status | Active -- ESI ID is presently receiving service (energized) and a REP is currently assigned to it in ERCOT's system.
De-Energized -- ESI ID does not have a REP assigned in ERCOT's system, but has not been retired. An 814_16 Move-In is necessary to change to Active status.
Inactive -- ESI ID is retired and is to never again receive service.
| ESI ID Year Use | Denotes the sum of the kWhp for each year value of an ESI ID. |  |  |  |  | Segment Assignment tab
| FLAT | Profile Segment designation for any Non-Metered load that is not identified as lighting.
| HIDG | Denotes a High Winter Ratio or High Load Factor Profile Segment for premises with Distributed Generation other than PV or wind. |  |  |  |  | DG tab
| HILF | Denotes a High Load Factor Profile Segment designation where AvgLF > 0.60. |  |  |  |  | Segment Assignment tab
| HIPV | Denotes a High Winter Ratio or High Load Factor Profile Segment for Premises with photovoltaic generation, applicable to ESI IDs that meet the criteria on the DG tab. |  |  |  |  | Segment Assignment tab
| HIWD | Denotes a High Winter Ratio or High Load Factor Profile Segment for Premises with wind generation, applicable to ESI IDs that meet the criteria on the DG tab. |  |  |  |  | Segment Assignment tab
| HIWR | Denotes a High Winter Ratio Profile Segment designation as derived per the Segment Assignment tab. |  |  |  |  | Segment Assignment tab
| IDR | Interval Data Recorder -- A device that is capable of recording electrical usage in each settlement interval. |  |  |  |  | Protocol Sections 9 & 10
| IDRRQ | Denotes Premises billed on a 4-CP tariff where the TDSP cannot support a 4-CP billing rate with an AMS profile (aka IDR Metered Premise). |  |  |  |  | Segment Assignment tab
| kWDaysm | Denotes the number of days in a particular Usage Month for which there are Daily Demand values.
| kWhm | Denotes the total energy consumed (in kilowatthours) in Usage Month m. This is calculated by summing the values for Daily Usage over the entire Usage Month.
| kWhp | Denotes the total energy consumed (in kilowatthours) in Meter Read Period. This is calculated by summing the values for Daily Usage over the entire Meter Read Period. |  |  |  |  | Segment Assignment tab
| LIGHT | Profile Segment designation for all Non-Metered lighting load.
| Load Profile Group | A high-level classification of a set of customers who have similar characteristics. The Load Profile Groups are: Non-Metered, Residential, and Business. Together, the Load Profile Group and the Load Profile Segment form the Load Profile Type.
| Load Profile ID | The load profile designation string that contains: 1) the Load Profile Type Code; 2) the Weather Zone Code; 3) the Meter Data Type Code; 4) the Weather Sensitivity Code; and 5) the Time-Of-Use Schedule Code. An example of a Profile ID: RESLOWR_FWEST_NID |  |  |  |  | Start tab
| Load Profile Segment | A sub-classification of a Load Profile Group. High Winter Ratio (HIWR) is an example of a Load Profile Segment. Together, the Load Profile Group and the Load Profile Segment form the Load Profile Type.
| Load Profile Type | From Protocols, Section 2: "A classification of a group of Customers having similar energy usage patterns and that are assigned the same Load Profile." Load Profile Type is also the concatenation of the Load Profile Group and Load Profile Segment.
| LODG | Denotes a Low Winter Ratio or Low Load Factor Profile Segment for premises with Distributed Generation other than PV or wind. |  |  |  |  | DG tab
| LOLF | Denotes a Low Load Factor Profile Segment designation where AvgLF < 0.40. |  |  |  |  | Segment Assignment tab
| LOPV | Denotes a Low Winter Ratio or Low Load Factor Profile Segment for Premises with photovoltaic generation, applicable to ESI IDs that meet the criteria on the DG tab. |  |  |  |  | Segment Assignment tab
| LOWD | Denotes a Low Winter Ratio or Low Load Factor Profile Segment for Premises with Distributed Generation other than PV, applicable to ESI IDs that meet the criteria on the DG tab. |  |  |  |  | Segment Assignment tab
| LOWR | Denotes a Low Winter Ratio Profile Segment designation as derived per the Segment Assignment tab. (This is sometimes assigned as the default if data not available.) |  |  |  |  | Segment Assignment tab
| LRG | Denotes Premises billed on a 4-CP tariff where the TDSP can support a 4-CP billing rate with an AMS profile and does not have Distributed Generation. |  |  |  |  | Segment Assignment tab
| LRGDG | Denotes Premises billed on a 4-CP tariff where the TDSP can support a 4-CP billing rate with an AMS profile and has Distributed Generation. |  |  |  |  | Segment Assignment tab
| Max Metered Demand | The highest measured demand (kW) during a Usage Period. Please see the kVA to kW tab if demand is measured in kVA.
| MaxkWm | Denotes the straight average of the demand values assigned to the days in the Usage Month. The values used for Daily Demand should be the maximum demand (kW) that occurred during that Usage Period.
| MEDDG | Denotes a Medium Load Factor Profile Segment for premises with Distributed Generation other than PV or wind. |  |  |  |  | DG tab
| MEDLF | Denotes a Medium Load Factor Profile Segment designation where 0.40 ≤ AvgLF ≤ 0.60. (This is sometimes assigned as the default if data not available or if the denominator equals zero.) |  |  |  |  | Profile Segments tab
| MEDPV | Denotes a Medium Load Factor Profile Segment for Premises with photovoltaic generation, applicable to ESI IDs that meet the criteria on the DG tab. |  |  |  |  | Segment Assignment tab
| MEDWD | Denotes a Medium Load Factor Profile Segment for Premises with wind generation, applicable to ESI IDs that meet the criteria on the DG tab. |  |  |  |  | Segment Assignment tab
| Meter Read Start Date | The Meter Read Start Date for a Usage Period corresponds with the date the meter was actually read. For any given Usage Period the Meter Read Start Date is the prior meter read date, regardless of the time the meter was read. If no prior meter read date exists, the date the account was energized or activated shall be considered the Meter Read Start Date.
| Meter Read Stop Date | The Meter Read Stop Date for a Usage Period corresponds with the date the meter was actually read. For any given Usage Period the Meter Read Stop Date is the date of the meter read that ends that period, regardless of what time the meter is read.
| Metered Usage | In the context of Usage Month, Metered Usage is the total electricity consumption (in kWh) measured during a Usage Period. This includes estimated usage if the values were submitted to ERCOT and actual measured usage for the same period was never submitted to ERCOT.
| NADUsep | Denotes the normalized Average Daily Usage (in kWh) for a specific Meter Read Period. This is derived by subtracting the mean Average Daily Usage over the Usage Period from the Average Daily Usage for a specific Meter Read Period and dividing by the standard deviation of the Average Daily Usage for the Usage Period, and rounding to two decimal places per the Rounding instructions on this tab. |  |  |  |  | Segment Assignment tab
| NIDR | An electricity meter that is not an Interval Data Recorder. NIDR designation shall include IDRs installed for Load Research purposes and Time-Of-Use meters. |  |  |  |  | Segment Assignment tab
| NODDG | Denotes a Non-Demand Profile Segment for premises with Distributed Generation other than PV or wind, applicable to ESI IDs that meet the criteria on the DG tab. |  |  |  |  | DG tab
| NODEM | NODEM stands for Non-Demand. The TDSP may assign the NODEM Profile Segment for non-residential ESI IDs which are not billed demand.
| NODPV | Denotes a Non-Demand Profile Segment for Premises with photovoltaic generation, applicable to ESI IDs that meet the criteria on the DG tab. |  |  |  |  | Segment Assignment tab
| NODWD | Denotes a Non-Demand Profile Segment for Premises with wind generation, applicable to ESI IDs that meet the criteria on the DG tab. |  |  |  |  | Segment Assignment tab
| Non-Metered (NM) | Profile Group designation for ESI IDs served within a rate class specifically for non-metered loads, e.g., Street Lights and Traffic Signals. Assignment of NM is not valid for any load that is metered.
| Number of Days in the Meter Read Period | The Number of Days in the Meter Read Period is defined as the Meter Read Stop Date minus the Meter Read Start Date. For example, if a meter was read on August 1st and again on August 31st, the Number of Days in the Meter Read Period is 30. In another example, if a meter was read on June 12th and the next read occurred on July 13th, the Number of Days in the Meter Read Period is 31.
| NWS | Non-Weather Sensitive designation of the weather sensitivity code.
| OGFDG | Denotes an Oil and Gas Flat Profile Segment for Premises with Distributed Generation other than PV or wind, applicable to ESI IDs that meet the criteria on the DG tab and the Oil & Gas tab. |  |  |  |  | DG tab
| OGFLT | Denotes a Profile Segment of Oil and Gas Flat, applicable to ESI IDs that meet the criteria on the Oil & Gas tab. |  |  |  |  | Oil & Gas tab
| OGFPV | Denotes a Profile Segment with photovoltaic generation, applicable to ESI IDs that meet the criteria on the DG tab |  |  |  |  | Segment Assignment tab
| OGFWD | Denotes a Profile Segment for Premises with wind generation, applicable to ESI IDs that meet the criteria on the DG tab |  |  |  |  | Segment Assignment tab
| RESHIWR kWhp | Denotes the sum of the kWh interval values for the RESHIWR backcasted profiles of a specific weather zone for the specific days in the Meter Reading Period p. |  |  |  |  | Segment Assignment tab
| RESHIWR Year Use | Denotes the sum of the RESHIWR kWhp for a specific weather zone for each year value of an ESI ID. |  |  |  |  | Segment Assignment tab
| Residential (RES) | Profile Group designation for ESI IDs served within a residential rate class.
| RESLOWR kWhp | Denotes the sum of the kWh interval values for the RESLOWR backcasted profiles for a specific weather zone for the specific days in the Meter Reading Period p. |  |  |  |  | Segment Assignment tab
| RESLOWR Year Use | Denotes the sum of the RESLOWR kWhp for a specific weather zone for each year value of an ESI ID. |  |  |  |  | Segment Assignment tab
| Rounding | The following applies to all numbers that are to be rounded to two decimal places. If the digit in the thousandth's place of a number is four or less, all digits to the right of the hundredth's place are dropped and the digit in the hundredth's place does not change. For example, rounding 1.574 to the nearest hundredth's place would yield 1.57. If the digit in the thousandth's place is five through nine, all digits to the right of the hundredth's place are dropped and the remaining number is increased by 0.01. The number 1.235 rounded to the hundredth's place is 1.24. Some more examples:
|  |  | original | rounded | original | rounded
|  |  | number | number | number | number
|  |  | 1.7774 | 1.78 | 1.32 | 1.32
|  |  | 1.024 | 1.02 | 1.1557 | 1.16
|  |  | 1.232 | 1.23 | 1.999 | 2
|  |  | 1.5748 | 1.57 | 1.6449 | 1.64
|  |  | 1.379 | 1.38 | 1.2583 | 1.26
| S RESHIWR kWhp | Scaled RESHIWR kWhP calculated by multiplying RESHIWR kWhP by the ESI ID Year Use and dividing by the RESHIWR Year Use. |  |  |  |  | Segment Assignment tab
| S RESLOWR kWhp | Scaled RESLOWR kWhP calculated by multiplying RESLOWR kWhP by the ESI ID Year Use and dividing by the RESLOWR Year Use. |  |  |  |  | Segment Assignment tab
| Season | Refers to the classification of Shoulder or Winter for each meter reading within the Usage Time Period of each ESI ID.
| Shoulder | Refers to a meter read which falls between September 21 and November 15 inclusive or between March 15 and May 10 inclusive.
| Usage Month | Each Usage Month corresponds with a calendar month and is a combination of one or more Usage Periods for the purpose of applying usage and demand values in a consistent manner.
| Usage Period | The time period that data from a meter read encompasses. The Usage Period covers the Usage Period Start Time through the Usage Period Stop Time.
| Usage Period Start Time | A Usage Period begins at 00:00:00 (midnight) of the Meter Read Start Date. This convention helps to facilitate a smooth transfer of ESI ID 'ownership' between CRs, should a transfer occur (a transfer of ownership takes effect at 00:00:00).
| Usage Period Stop Time | A Usage Period ends at 23:59:59 on the DAY BEFORE the Meter Read Stop Date.
| Usage Time Period | Refers to a specific set of Meter Read Periods used to determine Residential Profile ID assignments.
| WS | Weather Sensitive designation of the weather sensitivity code. |  |  |  |  | Protocol Section 11.4.3.1
| Winter | Refers to a meter read which falls between November 16 and March 14 inclusive.
| Winter Max ADUsep | For the ESI ID's entire Usage Time Period, identify the highest ADUsep of all meter readings classified as a Winter season.

## Segment Assignment
Steps for Assigning a Profile Segment
Overview:
After determining the appropriate Profile Group (NM, RES, or BUS) the next step is to determine the correct Profile Segment, per the instructions below. For any value that is to be rounded, follow the Rounding instructions on the Definitions tab. Information on the terms below can be found on the Definitions tab and the Usage Month Methodology tab.
| I. | Non-Metered (NM)
|  | A. | Assign the LIGHT Profile Segment for all Non-Metered lighting load, e.g., street lights.
|  | B. | Assign the FLAT Profile Segment for all Non-Metered load that is not identified as lighting, e.g., traffic signals.
II. Residential (RES)
For each ESI ID, step through 'A' and then 'B' or 'C' below as appropriate to determine the applicable Profile Segment. Then follow the instructions in 'D' below for ESI IDs that have Distributed Generation (per the DG tab).
|  | A. | Default Residential ESI ID Profile Segment
Assign the default Profile Segment for the initial assignment of all new Residential ESI IDs as directed below. Please refer to the Load Profiling Guide for Opt-In and transition assignments.
If Weather Zone = COAST or if Weather Zone = FWEST then
assign LOWR
else assign HIWR.
[6 empty] | COAST default = LOWR |  |  | NORTH default = HIWR
[6 empty] | EAST default = HIWR |  |  | SCENT default = HIWR
[6 empty] | FWEST default = LOWR |  |  | SOUTH default = HIWR
[6 empty] | NCENT default = HIWR |  |  | WEST default = HIWR
|  | B. | Residential Annual Validation for NIDR ESI IDs
For Annual Validation, assign the applicable Profile Segment for each ESI ID based on the steps below. Because the steps below are not mutually exclusive, it is necessary to step through each of the following in the order listed, for each ESI ID, until an applicable case is found. Once an applicable case has been found follow the instructions below in Section C. Distributed Generation Profile Segment determination.
1. Usage Time Period: The four-year period inclusive of the applicable calendar year.
2. For each RES ESI ID, identify all usage data for which the entire meter read period falls between Sep 20 and May 10 (inclusive) for the various years of the Usage Time Period and spans no longer than 44 days. Use the resulting data from this step in the subsequent steps.
Note: Step 2 allows for only the Winter and Shoulder meter reads to be included in the subsequent steps to determine the Segment assignment. Meter reads are to be classified as Winter or Shoulder reads in step 3.
3. For each meter read usage value determine if the read is a Winter or a Shoulder season for each RES ESI ID.
If start date ≥ Dec 01 or stop date ≤ Mar 01 then season = Winter
else if start date ≥ Sept 20 and stop date ≤ Dec 01 then
season = Shoulder
else if start date ≥ Mar 01 and stop date ≤ May 11 then
season = Shoulder
otherwise calculate shoulder percent as follows:
if the read spans Dec 01 then
shoulder_percent = (Dec 01 - start date) / (stop date - start date)
if the read spans Mar 01 then
shoulder_percent = (Mar 01 - start date) / (stop date - start date)
if shoulder_percent >= 0.6 then season = Shoulder
if shoulder_percent <= 0.4 then season = Winter
if a meter read has not been classified by season above then disregard the read
4. Calculate Average Daily Use for the meter read period (ADUsep) and assign a year value for each reading for each ESI ID.
Let
yy = July 1st of current year
yy-1 = July 1st of last year
yy-2 = July 1st of two years ago
yy-3 = July 1st of three years ago
If stop date < yy-3 then
year value = 1
else if stop date < yy-2 then
year value = 2
else if stop date < yy-1 then
year value = 3
else year value = 4
5. Calculate the mean and standard deviation (stdev) of the Average Daily Use (ADUsep) for each ESI ID. If stdev > 0 then create a normalized ADUsep (NADUsep), use the NADUsep to identify outliers and set their reading usage values and ADUsep to null.
where
and n = number of meter readings for the ESI ID
If NADUsep > 3.5 or
if NADUsep > 3 and ADUsep >100 or
if NADUsep < -2 or
if NADUsep < 5 then
kWhp = null
ADUsep = null
[6 empty] | else |  | kWhp = kWhp
ADUsep = ADUsep
6. Count the number of readings that have a usage value (not null) for each Season and continue with Step 6 for those ESI IDs that have more than two Winter readings and more than two Shoulder readings. For those ESI IDs that do not have sufficient number of readings do not change the current Load Profile Type assignment.
7. For each meter reading time period compute the RESHIWR kWhp and the RESLOWR kWhp by summing the kWh interval values separately for the RESHIWR and RESLOWR backcasted profiles (available on the Load Profiling page at www.ercot.com) corresponding to the specific days in meter reading period "p".
8. Compute the ESI ID year use, RESHIWR year use, and RESLOWR year use by summing the kWhp, RESHIWR kWhp, and RESLOWR kWhp respectively for each year value as determined in Step 3 above.
9. For each year value compute a scaled RESHIWR kWh use and a scaled RESLOWR kWh use for each meter reading.
10. Determine the correlation (R2) to the RESHIWR and RESLOWR profiles for each ESI ID. The correlations are determined with a weighted linear regression analysis.
Each reading is weighted as follows:
If season = Winter
and RESLOWR kWhp > 0
and RESHIWR kWhp > RESLOWR kWhp then
weightp = 2(RESHIWR kWhp / RESLOWR kWhp)
else weightp = 1
where
wi = weightp
yi = kWhp
xi = S RESHIWR kWhp or S RESLOWR kWhp
11. Identify the Winter Max ADUsep for each ESI ID for the entire usage time period.
12. For each ESI ID, assign either HIWR (High Winter Ratio) or LOWR (Low Winter Ratio) based on the results of the previous steps, as follows. Because A thru D below are not mutually exclusive, it is necessary to step through each of the following in the order listed, for each ESI ID, until an applicable case is found. (Please note that the breakpoint values below are subject to change periodically.)
If the ESI ID's Winter Max ADUsep < 20 kWh/day then assign LOWR
else if the ESI ID's correlation to the RESHIWR profile > 0.60
and the correlation to the RESHIWR profile > correlation to the RESLOWR profile
then assign HIWR
else if the number of readings available > 9
and the correlation to the RESHIWR profile > 0.90
and (the correlation to the RESHIWR profile + 0.009) > the correlation to the RESLOWR profile
and Winter Max ADUsep > 53 kWh/day then assign HIWR
else assign LOWR
|  | C. | Residential Annual Validation for IDR ESI IDs
For each ESI ID with a meter data type of IDR, perform the following.
1. Determine a list of ESI IDs that were active on January 1 of the year two years prior to the current year.
2. Calculate two variables for each day on which the ESI ID is active and for which the actual interval data is available for the following months.
[6 empty] | January of the current year |  |  |  | February of the current year
[6 empty] | January of the previous year |  |  |  | February of the previous year
[6 empty] | January from two years ago |  |  |  | February from two years ago
The two variables are:
(a) Daily kWh; and
(b) Average Weather Zone daily dry bulb temperature.
ESI IDs must have at least 90% of the total monthly intervals for all six months to proceed to step 3.
3. Calculate R-square (Pearson Product Moment Coefficient of Determination) values between these two variables, for each of the six months listed above.
4. For each ESI ID, assign the appropriate Profile Segment based on A thru B below.
|  |  |  | a. | If the existing assignment is LOWR (or a DG variation such as LOPV) then
if the required data were not available to calculate R-square values for any of the six
months then
do not change assignment;
else if any three of the six R-square values is ≥ 0.6 then
assign HIWR;
else do not change assignment.
|  |  |  | b. | If the existing assignment is HIWR (or a DG variation) then
if the required data were not available to calculate R-square values for each of the six
months then
do not change assignment;
else if all of the six R-square values are ≤ 0.4 then
assign LOWR;
else do not change assignment.
|  | D. | Assign a DG Profile Segment per the DG tab and report the assignment to ERCOT.
1. If the ESI ID has any PV generation then
if segment is determined to be HIWR then assign HIPV;
else if segment is determined to be LOWR then assign LOPV;
2. Else if the ESI ID has wind generation then
if segment is determined to be HIWR then assign HIWD;
else if segment is determined to be LOWR then assign LOWD;
3. Else if the ESI ID has other DG then
if segment is determined to be HIWR then assign HIDG;
else if segment is determined to be LOWR then assign LODG.
III. Business (BUS)
Assignment Year for Average Load Factor calculations: The previous calendar year (January through December) will be used to calculate the Average Load Factor.
For each ESI ID, assign the applicable Profile Segment based on the steps below. Because the steps below are not mutually exclusive, it is necessary to step through each of the following in the order listed, for each ESI ID, until an applicable case is found. Once an applicable case has been found follow the instructions in 'E' below for ESI IDs that have Distributed Generation (per the DG tab).
A. Assign LRG, LRGDG, or IDRRQ Profile Segment to all BUS ESI IDs billed on a 4-CP tariff, or if 4-CP is not applicable to utility tariffs, a peak Demand greater than 700 kW or kVA. NOTE: Do not use LRGDG for SOG Premises. SOG Premises are assigned a RID to be used for submission of generation data.
B. Assign the OGFLT (Oil & Gas Flat) Profile Segment to:
ESI IDs for which ERCOT has informed the TDSP that OGFLT should be assigned per the Oil & Gas tab.
C. Assign the NODEM Profile Segment for non-residential ESI IDs which are not billed demand.
D. Determine the Average Load Factor (AvgLF) for ESI IDs that were not assigned a Profile Segment in Steps 1, 2, or 3 above.
1. Determine Usage Month values (ActiveDaysm, kWDaysm, kWhm, MaxkWm, and ADUsem) for each ESI ID for the 12 months of the Assignment Year, which is listed near the beginning of Section III.
2. Compute the Average Hourly Usage (AHUsem) for the Usage Months of the Assignment Year.
|  |  |  | where | kWhm = consumption in kilowatt hours in Usage Month m, and
ActiveDaysm = Number of Active Days in Usage Month m.
* Round to two decimal places, per the Rounding instructions on the Definitions tab.
3. Compute the Average Load Factor (AvgLF) as shown below for the Usage Months of the current Assignment Year. TDSPs that measure kVA at the ESI ID level should reference the 'kVA to kW' tab before proceeding. The Average Load Factor is a weighted average of the individual monthly load factors, where demand levels are used to define the weights (presented in a mathematically equivalent calculation below). AHUsem and MaxkWm values are required for each of the 12 months of the current Assignment Year in order to calculate AvgLF.
|  |  |  | where | AHUsem = Average Hourly Use in Usage Month m as previously defined, and
MaxkWm = Maximum metered kW Demand in Usage Month m, as defined on the Usage Month methodology tab.
* Round to two decimal places, per the Rounding instructions on the Definitions tab.
4. For each ESI ID, assign the appropriate Profile Segment based on A thru G below. Because A thru G below are not mutually exclusive, it is necessary to step through each of the following in the order listed, for each ESI ID, until an applicable case is found. (Please note that the breakpoint values below are subject to change periodically.)
|  |  |  | a. | If there is no existing assignment then
if the required data were not available to calculate the AvgLF** then
assign LOLF;
else if data were available (e.g., for Opt-in entities) to calculate the AvgLF then
if the AvgLF < 0.40 then
assign LOLF;
else if 0.40 ≤ AvgLF ≤ 0.60 then
assign MEDLF;
else assign HILF.
|  |  |  | b. | If the existing assignment is LOLF (or a DG variation, such as LOWD) then
if the required data were not available to calculate the AvgLF** then
do not change assignment from LOLF;
else if the AvgLF < 0.40 then
do not change assignment from LOLF;
else if 0.40 ≤ AvgLF ≤ 0.60 then
assign MEDLF;
else assign HILF.
|  |  |  | c. | If the existing assignment is MEDLF (or a DG variation) then
if the required data were not available to calculate the AvgLF** then
do not change assignment from MEDLF;
else if the AvgLF < 0.40 then
assign LOLF;
else if 0.40 ≤ AvgLF ≤ 0.60 then
do not change assignment from MEDLF;
else assign HILF.
|  |  |  | d. | If the existing assignment is HILF (or a DG variation) then
if the required data were not available to calculate the AvgLF** then
do not change assignment from HILF;
else if the AvgLF < 0.40 then
assign LOLF;
else if 0.40 ≤ AvgLF ≤ 0.60 then
assign MEDLF;
else do not change assignment from HILF.
|  |  |  | e. | If the existing assignment is IDRRQ then
if the required data were not available to calculate the AvgLF** then
assign LOLF;
else if the AvgLF < 0.40 then
assign LOLF;
else if 0.40 ≤ AvgLF ≤ 0.60 then
assign MEDLF;
else assign HILF.
|  |  |  | f. | If the existing assignment is NODEM (or a DG variation) then
if the required data were not available to calculate the AvgLF** then
assign LOLF;
else if the AvgLF < 0.40 then
assign LOLF;
else if 0.40 ≤ AvgLF ≤ 0.60 then
assign MEDLF;
else assign HILF.
|  |  |  | g. | If the existing assignment is neither LOLF, MEDLF, HILF, IDRRQ, nor NODEM then
if the required data were not available to calculate the AvgLF** then
assign LOLF;
else if the AvgLF < 0.40 then
assign LOLF;
else if 0.40 ≤ AvgLF ≤ 0.60 then
assign MEDLF;
else assign HILF.
** or if the mathematical calculation of the AvgLF is undefined due to a zero (0) in the denominator
|  | E. | Assign a DG Profile Segment per the DG tab and report the assignment to ERCOT. NOTE: Do not assign a DG Profile Segment for SOG Premises. SOG Premises are assigned a RID to be used for submission of generation data.
|  |  | 1. | If the ESI ID would otherwise be assigned IDRRQ then
assign IDRRQ;
|  |  | 2. | Else if the ESI ID has any PV generation then
if segment is determined to be HILF then assign HIPV;
else if segment is determined to be MEDLF then assign MEDPV;
else if segment is determined to be LOLF then assign LOPV;
else if segment is determined to be NODEM then assign NODPV;
else if segment is determined to be OGFLT then assign OGFPV;
|  |  | 3. | Else if the ESI ID has wind generation then
if segment is determined to be HILF then assign HIWD;
else if segment is determined to be MEDLF then assign MEDWD;
else if segment is determined to be LOLF then assign LOWD;
else if segment is determined to be NODEM then assign NODWD;
else if segment is determined to be OGFLT then assign OGFWD.;
|  |  | 4. | Else if the ESI ID has other DG then
if segment is determined to be HILF then assign HIDG;
else if segment is determined to be MEDLF then assign MEDDG;
else if segment is determined to be LOLF then assign LODG;
else if segment is determined to be NODEM then assign NODDG;
else if segment is determined to be OGFLT then assign OGFDG.

## Usage Month Methodology
Business Profile Group Usage Month Methodology
Definitions Directly Related to Usage Month
For any value that is to be rounded, please follow the Rounding instructions on the Definitions tab.
1. ActiveDaysm
ActiveDaysm denotes the number of days in a particular Usage Month in which the ESI ID received service (please see ESI ID Status for further clarification).
2. ADUsem
ADUsem denotes the Average Daily Use (in kWh) for a specific Usage Month. This is derived by dividing the Total kWh (kWhm) in the Usage Month by the Number of Active Days (ActiveDaysm) in the same Usage Month and rounding to two decimal places, as shown below.
|  | where | kWhm = Total energy consumed in kilowatthours in Usage Month m, and
ActiveDaysm = Number of Active Days in Usage Month m.
* Round to two decimal places, per the Rounding instructions on the Definitions tab.
3. ADUsep
ADUsep denotes the Average Daily Use (in kWh) for a specific Usage Period. This is derived by dividing the Metered Usage (in kWh) for the Usage Period by the Number of Days in the Meter Read Period, and rounding to two decimal places.
4. Assignment Year
Assignment Year refers to a specific set of 12 consecutive Usage Months used to determine Business Profile Segment assignments.
5. Daily Demand
Daily Demand is based on Max Metered Demand (in kW) and represents the kW applied to each day in that period. Please see the kVA to kW tab if demand is measured in kVA.
6. Daily Usage
Daily Usage is based on ADUsep and represents the kWh used for each day of that period.
7. ESI ID Status
Active -- ESI ID is presently receiving service (energized).
De-Energized -- ESI ID is not currently receiving service, but has not been retired. There should no longer be a Retail Electric Provider (REP) assigned.
Inactive -- ESI ID is retired and will never again receive service.
8. kWDaysm
kWDaysm denotes the number of days in a particular Usage Month for which there are Daily Demand values.
9. kWhm
kWhm denotes the total energy consumed in kilowatthours in Usage Month m. This is calculated by summing the values for Daily Usage over the entire Usage Month.
10. MaxkWm
MaxkWm is the weighted average of the kW demand values assigned to the days in the Usage Month, rounded to two decimal places. The values used for Daily Demand should be the Max Metered Demand (kW) that occurred during that Usage Period, rounded to two decimal places. Please see the kVA to kW tab if demand is measured in kVA.
11. Max Metered Demand
The Max Metered Demand is the highest measured 15-minute demand (kW) during a Usage Period, rounded to two decimal places. Please see the kVA to kW tab if demand is measured in kVA.
12. Metered Usage
The Metered Usage is the total electricity consumption (in kWh) measured during a Usage Period.
13. Meter Read Start Date
The Meter Read Start Date for a Usage Period corresponds with the date the meter was actually read. For any given Usage Period the Meter Read Start Date is the prior meter read date, regardless of the time the meter was read. If no prior meter read date exists, the date the account was energized or activated shall be considered the Meter Read Start Date.
14. Meter Read Stop Date
The Meter Read Stop Date for a Usage Period corresponds with the date the meter was actually read. For any given Usage Period the Meter Read Stop Date is the date of the meter read that ends that period, regardless of what time the meter is read.
15. Number of Days in the Meter Read Period
The Number of Days in the Meter Read Period is defined as the Meter Read Stop Date minus the Meter Read Start Date. For example, if a meter was read on August 1st and again on August 31st, the Number of Days in the Meter Read Period is 30. In another example, if a meter was read on June 12th and the next read occurred on July 13th, the Number of Days in the Meter Read Period is 31.
16. Usage Month
Each Usage Month corresponds with a calendar month and is a combination of one or more Usage Periods for the purpose of applying usage and demand values in a consistent manner.
17. Usage Period
Usage Period is the time period that data from a meter read encompasses. The Usage Period covers the Usage Period Start Time through the Usage Period Stop Time.
18. Usage Period Start Time
A Usage Period begins at 00:00:00 (midnight) of the Meter Read Start Date. This is the convention used to facilitate a smooth transfer of 'ownership' between CRs, should a transfer occur (a transfer of ownership takes effect at 00:00:00).
19. Usage Period Stop Time
A Usage Period ends at 23:59:59 on the DAY BEFORE the Meter Read Stop Date.
Calculating Usage Month Values
Step 1. Apply a usage value and if applicable, a demand value, to each day for which the ESI ID was Active.
All of the kWh and demand values used in determining Usage Month values should be the values that have already been submitted to ERCOT via 867_03 transactions.
A. Apply a usage value to each day for which the ESI ID was not De-Energized or Inactive1.
(i). For the periods when an ESI ID is Active, calculate the usage value for each day by dividing the usage (kWh) reported for the meter reading period by the number of days in the period, and round to two decimal places. The result is the Average Daily Use for the period (ADUsep). Assign the ADUsep to each day in the corresponding Usage Period.
(ii). If an ESI ID was De-Energized, then the ADUsep values (and demand values, if applicable) for the De-Energized days should be null. A zero (0) value is to be used ONLY for the ADUsep (and demand values, if applicable) if the ESI ID is Active but the rounded calculated value (or recorded value for demand ESI IDs) is less than 0.005.
(iii). If an ESI ID is inactive, DO NOT proceed further with Usage Month calculations.
| B. | For ESI IDs that have an actual demand value for a specific Usage Period, apply the recorded demand value (kW) to each day in that Usage Period.
| C. | Usage Month values (kWhm, MaxkWm, and ADUsem) shall not be calculated and shall be considered missing for any Usage Month that does not have at least 16 ActiveDays or at least 16 kWDays (where applicable).
Step 2. Determine the Total kWh in the Usage Month (kWhm).
Determine the Total kWh in the Usage Month (kWhm) by summing the Daily Usage values in that Usage Month.
Step 3. Determine the Maximum kW in the Usage Month (MaxkWm).
Determine the Maximum kW value for the Usage Month by summing the demand values for each day in that Usage Month and then dividing by the number of days for which there are calculated kW values, and then round to two decimal places.
Step 4. Determine the Average Daily Use (ADUsem) for the Usage Month.
Determine the ADUsem for the Usage Month by dividing kWhm by ActiveDaysm, and then round to two decimal places.
Step 5. Proceed to the Segment Assignment tab.
1 Inactive is only listed here to help address programming issues.
Questions??
Please contact your ERCOT Account Manager if you have any questions about the Usage Month Methodology.

## Weather Zones
Weather Zones

## ZipToZone
ZIP Code to Weather Zone Table
Following are ZIP Codes that have been identified as having ESI IDs served by ERCOT. At times, the U.S. Postal Service creates new ZIP Codes and/or changes ZIP Code boundaries. Please contact ERCOT (ERCOTLoadProfilingDepartment@ercot.com) if you know of a valid ZIP Code served by ERCOT that is not in the table below.
Count | Svc. Address ZIP Code | Weather Zone Name | Weather Zone Code
1 | 73301 | South Central | SCENT
2 | 73344 | South Central | SCENT
3 | 75001 | North Central | NCENT
4 | 75002 | North Central | NCENT
5 | 75006 | North Central | NCENT
6 | 75007 | North Central | NCENT
7 | 75008 | North Central | NCENT
8 | 75009 | North Central | NCENT
9 | 75010 | North Central | NCENT
10 | 75011 | North Central | NCENT
11 | 75013 | North Central | NCENT
12 | 75014 | North Central | NCENT
13 | 75015 | North Central | NCENT
14 | 75016 | North Central | NCENT
15 | 75017 | North Central | NCENT
16 | 75019 | North Central | NCENT
17 | 75020 | North | NORTH
18 | 75021 | North | NORTH
19 | 75022 | North Central | NCENT
20 | 75023 | North Central | NCENT
21 | 75024 | North Central | NCENT
22 | 75025 | North Central | NCENT
23 | 75026 | North Central | NCENT
24 | 75027 | North Central | NCENT
25 | 75028 | North Central | NCENT
26 | 75029 | North Central | NCENT
27 | 75030 | North Central | NCENT
28 | 75032 | North Central | NCENT
29 | 75033 | North Central | NCENT
30 | 75034 | North Central | NCENT
31 | 75035 | North Central | NCENT
32 | 75037 | North Central | NCENT
33 | 75038 | North Central | NCENT
34 | 75039 | North Central | NCENT
35 | 75040 | North Central | NCENT
36 | 75041 | North Central | NCENT
37 | 75042 | North Central | NCENT
38 | 75043 | North Central | NCENT
39 | 75044 | North Central | NCENT
40 | 75045 | North Central | NCENT
41 | 75046 | North Central | NCENT
42 | 75047 | North Central | NCENT
43 | 75048 | North Central | NCENT
44 | 75049 | North Central | NCENT
45 | 75050 | North Central | NCENT
46 | 75051 | North Central | NCENT
47 | 75052 | North Central | NCENT
48 | 75053 | North Central | NCENT
49 | 75054 | North Central | NCENT
50 | 75056 | North Central | NCENT
51 | 75057 | North Central | NCENT
52 | 75058 | North | NORTH
53 | 75060 | North Central | NCENT
54 | 75061 | North Central | NCENT
55 | 75062 | North Central | NCENT
56 | 75063 | North Central | NCENT
57 | 75065 | North Central | NCENT
58 | 75067 | North Central | NCENT
59 | 75068 | North Central | NCENT
60 | 75069 | North Central | NCENT
61 | 75070 | North Central | NCENT
62 | 75071 | North Central | NCENT
63 | 75074 | North Central | NCENT
64 | 75075 | North Central | NCENT
65 | 75076 | North | NORTH
66 | 75077 | North Central | NCENT
67 | 75078 | North Central | NCENT
68 | 75080 | North Central | NCENT
69 | 75081 | North Central | NCENT
70 | 75082 | North Central | NCENT
71 | 75083 | North Central | NCENT
72 | 75085 | North Central | NCENT
73 | 75086 | North Central | NCENT
74 | 75087 | North Central | NCENT
75 | 75088 | North Central | NCENT
76 | 75089 | North Central | NCENT
77 | 75090 | North | NORTH
78 | 75091 | North | NORTH
79 | 75092 | North | NORTH
80 | 75093 | North Central | NCENT
81 | 75094 | North Central | NCENT
82 | 75097 | North Central | NCENT
83 | 75098 | North Central | NCENT
84 | 75099 | North Central | NCENT
85 | 75101 | North Central | NCENT
86 | 75102 | North Central | NCENT
87 | 75103 | East | EAST
88 | 75104 | North Central | NCENT
89 | 75105 | North Central | NCENT
90 | 75106 | North Central | NCENT
91 | 75109 | North Central | NCENT
92 | 75110 | North Central | NCENT
93 | 75114 | North Central | NCENT
94 | 75115 | North Central | NCENT
95 | 75116 | North Central | NCENT
96 | 75117 | East | EAST
97 | 75118 | North Central | NCENT
98 | 75119 | North Central | NCENT
99 | 75120 | North Central | NCENT
100 | 75121 | North Central | NCENT
101 | 75123 | North Central | NCENT
102 | 75124 | East | EAST
103 | 75125 | North Central | NCENT
104 | 75126 | North Central | NCENT
105 | 75127 | East | EAST
106 | 75132 | North Central | NCENT
107 | 75134 | North Central | NCENT
108 | 75135 | North Central | NCENT
109 | 75137 | North Central | NCENT
110 | 75138 | North Central | NCENT
111 | 75140 | East | EAST
112 | 75141 | North Central | NCENT
113 | 75142 | North Central | NCENT
114 | 75143 | North Central | NCENT
115 | 75144 | North Central | NCENT
116 | 75146 | North Central | NCENT
117 | 75147 | North Central | NCENT
118 | 75148 | East | EAST
119 | 75149 | North Central | NCENT
120 | 75150 | North Central | NCENT
121 | 75151 | North Central | NCENT
122 | 75152 | North Central | NCENT
123 | 75153 | North Central | NCENT
124 | 75154 | North Central | NCENT
125 | 75155 | North Central | NCENT
126 | 75156 | North Central | NCENT
127 | 75157 | North Central | NCENT
128 | 75158 | North Central | NCENT
129 | 75159 | North Central | NCENT
130 | 75160 | North Central | NCENT
131 | 75161 | North Central | NCENT
132 | 75163 | East | EAST
133 | 75164 | North Central | NCENT
134 | 75165 | North Central | NCENT
135 | 75166 | North Central | NCENT
136 | 75167 | North Central | NCENT
137 | 75168 | North Central | NCENT
138 | 75169 | East | EAST
139 | 75172 | North Central | NCENT
140 | 75173 | North Central | NCENT
141 | 75180 | North Central | NCENT
142 | 75181 | North Central | NCENT
143 | 75182 | North Central | NCENT
144 | 75185 | North Central | NCENT
145 | 75187 | North Central | NCENT
146 | 75189 | North Central | NCENT
147 | 75201 | North Central | NCENT
148 | 75202 | North Central | NCENT
149 | 75203 | North Central | NCENT
150 | 75204 | North Central | NCENT
151 | 75205 | North Central | NCENT
152 | 75206 | North Central | NCENT
153 | 75207 | North Central | NCENT
154 | 75208 | North Central | NCENT
155 | 75209 | North Central | NCENT
156 | 75210 | North Central | NCENT
157 | 75211 | North Central | NCENT
158 | 75212 | North Central | NCENT
159 | 75214 | North Central | NCENT
160 | 75215 | North Central | NCENT
161 | 75216 | North Central | NCENT
162 | 75217 | North Central | NCENT
163 | 75218 | North Central | NCENT
164 | 75219 | North Central | NCENT
165 | 75220 | North Central | NCENT
166 | 75221 | North Central | NCENT
167 | 75222 | North Central | NCENT
168 | 75223 | North Central | NCENT
169 | 75224 | North Central | NCENT
170 | 75225 | North Central | NCENT
171 | 75226 | North Central | NCENT
172 | 75227 | North Central | NCENT
173 | 75228 | North Central | NCENT
174 | 75229 | North Central | NCENT
175 | 75230 | North Central | NCENT
176 | 75231 | North Central | NCENT
177 | 75232 | North Central | NCENT
178 | 75233 | North Central | NCENT
179 | 75234 | North Central | NCENT
180 | 75235 | North Central | NCENT
181 | 75236 | North Central | NCENT
182 | 75237 | North Central | NCENT
183 | 75238 | North Central | NCENT
184 | 75239 | North Central | NCENT
185 | 75240 | North Central | NCENT
186 | 75241 | North Central | NCENT
187 | 75242 | North Central | NCENT
188 | 75243 | North Central | NCENT
189 | 75244 | North Central | NCENT
190 | 75245 | North Central | NCENT
191 | 75246 | North Central | NCENT
192 | 75247 | North Central | NCENT
193 | 75248 | North Central | NCENT
194 | 75249 | North Central | NCENT
195 | 75250 | North Central | NCENT
196 | 75251 | North Central | NCENT
197 | 75252 | North Central | NCENT
198 | 75253 | North Central | NCENT
199 | 75254 | North Central | NCENT
200 | 75258 | North Central | NCENT
201 | 75260 | North Central | NCENT
202 | 75261 | North Central | NCENT
203 | 75262 | North Central | NCENT
204 | 75263 | North Central | NCENT
205 | 75264 | North Central | NCENT
206 | 75265 | North Central | NCENT
207 | 75266 | North Central | NCENT
208 | 75267 | North Central | NCENT
209 | 75270 | North Central | NCENT
210 | 75275 | North Central | NCENT
211 | 75277 | North Central | NCENT
212 | 75283 | North Central | NCENT
213 | 75284 | North Central | NCENT
214 | 75285 | North Central | NCENT
215 | 75286 | North Central | NCENT
216 | 75287 | North Central | NCENT
217 | 75295 | North Central | NCENT
218 | 75301 | North Central | NCENT
219 | 75303 | North Central | NCENT
220 | 75310 | North Central | NCENT
221 | 75312 | North Central | NCENT
222 | 75313 | North Central | NCENT
223 | 75315 | North Central | NCENT
224 | 75320 | North Central | NCENT
225 | 75323 | North Central | NCENT
226 | 75326 | North Central | NCENT
227 | 75336 | North Central | NCENT
228 | 75339 | North Central | NCENT
229 | 75342 | North Central | NCENT
230 | 75346 | North Central | NCENT
231 | 75353 | North Central | NCENT
232 | 75354 | North Central | NCENT
233 | 75355 | North Central | NCENT
234 | 75356 | North Central | NCENT
235 | 75357 | North Central | NCENT
236 | 75359 | North Central | NCENT
237 | 75360 | North Central | NCENT
238 | 75363 | North Central | NCENT
239 | 75364 | North Central | NCENT
240 | 75367 | North Central | NCENT
241 | 75368 | North Central | NCENT
242 | 75369 | North Central | NCENT
243 | 75370 | North Central | NCENT
244 | 75371 | North Central | NCENT
245 | 75372 | North Central | NCENT
246 | 75373 | North Central | NCENT
247 | 75374 | North Central | NCENT
248 | 75376 | North Central | NCENT
249 | 75378 | North Central | NCENT
250 | 75379 | North Central | NCENT
251 | 75380 | North Central | NCENT
252 | 75381 | North Central | NCENT
253 | 75382 | North Central | NCENT
254 | 75386 | North Central | NCENT
255 | 75387 | North Central | NCENT
256 | 75388 | North Central | NCENT
257 | 75389 | North Central | NCENT
258 | 75390 | North Central | NCENT
259 | 75391 | North Central | NCENT
260 | 75392 | North Central | NCENT
261 | 75393 | North Central | NCENT
262 | 75394 | North Central | NCENT
263 | 75395 | North Central | NCENT
264 | 75396 | North Central | NCENT
265 | 75397 | North Central | NCENT
266 | 75398 | North Central | NCENT
267 | 75401 | North Central | NCENT
268 | 75402 | North Central | NCENT
269 | 75403 | North Central | NCENT
270 | 75404 | North Central | NCENT
271 | 75407 | North Central | NCENT
272 | 75409 | North Central | NCENT
273 | 75411 | North | NORTH
274 | 75412 | North | NORTH
275 | 75413 | North | NORTH
276 | 75414 | North | NORTH
277 | 75415 | North Central | NCENT
278 | 75416 | North | NORTH
279 | 75417 | North | NORTH
280 | 75418 | North | NORTH
281 | 75420 | East | EAST
282 | 75421 | North | NORTH
283 | 75422 | North Central | NCENT
284 | 75423 | North Central | NCENT
285 | 75424 | North Central | NCENT
286 | 75425 | North | NORTH
287 | 75426 | North | NORTH
288 | 75428 | North Central | NCENT
289 | 75429 | North Central | NCENT
290 | 75431 | East | EAST
291 | 75432 | North Central | NCENT
292 | 75433 | East | EAST
293 | 75434 | North | NORTH
294 | 75435 | North | NORTH
295 | 75436 | North | NORTH
296 | 75437 | East | EAST
297 | 75438 | North | NORTH
298 | 75439 | North | NORTH
299 | 75440 | East | EAST
300 | 75441 | North Central | NCENT
301 | 75442 | North Central | NCENT
302 | 75443 | North | NORTH
303 | 75446 | North | NORTH
304 | 75447 | North | NORTH
305 | 75448 | North Central | NCENT
306 | 75449 | North | NORTH
307 | 75450 | North Central | NCENT
308 | 75451 | East | EAST
309 | 75452 | North | NORTH
310 | 75453 | North Central | NCENT
311 | 75454 | North Central | NCENT
312 | 75455 | East | EAST
313 | 75456 | East | EAST
314 | 75457 | East | EAST
315 | 75458 | North Central | NCENT
316 | 75459 | North | NORTH
317 | 75460 | North | NORTH
318 | 75461 | North | NORTH
319 | 75462 | North | NORTH
320 | 75468 | North | NORTH
321 | 75469 | North Central | NCENT
322 | 75470 | North | NORTH
323 | 75471 | East | EAST
324 | 75472 | East | EAST
325 | 75473 | North | NORTH
326 | 75474 | North Central | NCENT
327 | 75475 | North | NORTH
328 | 75476 | North | NORTH
329 | 75477 | North | NORTH
330 | 75478 | East | EAST
331 | 75479 | North | NORTH
332 | 75480 | East | EAST
333 | 75481 | East | EAST
334 | 75482 | East | EAST
335 | 75483 | East | EAST
336 | 75485 | North Central | NCENT
337 | 75486 | North | NORTH
338 | 75487 | East | EAST
339 | 75488 | North | NORTH
340 | 75489 | North | NORTH
341 | 75490 | North | NORTH
342 | 75491 | North | NORTH
343 | 75492 | North | NORTH
344 | 75493 | East | EAST
345 | 75495 | North | NORTH
346 | 75496 | North Central | NCENT
347 | 75497 | East | EAST
348 | 75501 | North | NORTH
349 | 75503 | North | NORTH
350 | 75504 | North | NORTH
351 | 75505 | North | NORTH
352 | 75507 | North | NORTH
353 | 75550 | North | NORTH
354 | 75551 | East | EAST
355 | 75554 | North | NORTH
356 | 75555 | East | EAST
357 | 75556 | East | EAST
358 | 75558 | East | EAST
359 | 75559 | North | NORTH
360 | 75560 | East | EAST
361 | 75561 | North | NORTH
362 | 75562 | East | EAST
363 | 75563 | East | EAST
364 | 75564 | East | EAST
365 | 75565 | East | EAST
366 | 75566 | East | EAST
367 | 75567 | North | NORTH
368 | 75568 | East | EAST
369 | 75569 | North | NORTH
370 | 75570 | North | NORTH
371 | 75571 | East | EAST
372 | 75572 | East | EAST
373 | 75573 | North | NORTH
374 | 75574 | North | NORTH
375 | 75599 | North | NORTH
376 | 75630 | East | EAST
377 | 75631 | East | EAST
378 | 75633 | East | EAST
379 | 75636 | East | EAST
380 | 75637 | East | EAST
381 | 75638 | East | EAST
382 | 75639 | East | EAST
383 | 75640 | East | EAST
384 | 75643 | East | EAST
385 | 75644 | East | EAST
386 | 75645 | East | EAST
387 | 75652 | East | EAST
388 | 75653 | East | EAST
389 | 75654 | East | EAST
390 | 75656 | East | EAST
391 | 75657 | East | EAST
392 | 75658 | East | EAST
393 | 75666 | East | EAST
394 | 75667 | East | EAST
395 | 75668 | East | EAST
396 | 75669 | East | EAST
397 | 75680 | East | EAST
398 | 75681 | East | EAST
399 | 75682 | East | EAST
400 | 75683 | East | EAST
401 | 75684 | East | EAST
402 | 75685 | East | EAST
403 | 75686 | East | EAST
404 | 75687 | East | EAST
405 | 75689 | East | EAST
406 | 75691 | East | EAST
407 | 75692 | East | EAST
408 | 75701 | East | EAST
409 | 75702 | East | EAST
410 | 75703 | East | EAST
411 | 75704 | East | EAST
412 | 75705 | East | EAST
413 | 75706 | East | EAST
414 | 75707 | East | EAST
415 | 75708 | East | EAST
416 | 75709 | East | EAST
417 | 75710 | East | EAST
418 | 75711 | East | EAST
419 | 75712 | East | EAST
420 | 75713 | East | EAST
421 | 75750 | East | EAST
422 | 75751 | East | EAST
423 | 75752 | East | EAST
424 | 75754 | East | EAST
425 | 75755 | East | EAST
426 | 75756 | East | EAST
427 | 75757 | East | EAST
428 | 75758 | East | EAST
429 | 75759 | East | EAST
430 | 75760 | East | EAST
431 | 75762 | East | EAST
432 | 75763 | East | EAST
433 | 75764 | East | EAST
434 | 75766 | East | EAST
435 | 75770 | East | EAST
436 | 75771 | East | EAST
437 | 75772 | East | EAST
438 | 75773 | East | EAST
439 | 75778 | East | EAST
440 | 75779 | East | EAST
441 | 75780 | East | EAST
442 | 75782 | East | EAST
443 | 75783 | East | EAST
444 | 75784 | East | EAST
445 | 75785 | East | EAST
446 | 75788 | East | EAST
447 | 75789 | East | EAST
448 | 75790 | East | EAST
449 | 75791 | East | EAST
450 | 75792 | East | EAST
451 | 75797 | East | EAST
452 | 75798 | East | EAST
453 | 75799 | East | EAST
454 | 75801 | East | EAST
455 | 75802 | East | EAST
456 | 75803 | East | EAST
457 | 75831 | East | EAST
458 | 75832 | East | EAST
459 | 75833 | East | EAST
460 | 75834 | East | EAST
461 | 75835 | East | EAST
462 | 75838 | East | EAST
463 | 75839 | East | EAST
464 | 75840 | East | EAST
465 | 75844 | East | EAST
466 | 75845 | East | EAST
467 | 75846 | East | EAST
468 | 75847 | East | EAST
469 | 75848 | East | EAST
470 | 75849 | East | EAST
471 | 75850 | East | EAST
472 | 75851 | East | EAST
473 | 75852 | East | EAST
474 | 75853 | East | EAST
475 | 75855 | East | EAST
476 | 75856 | East | EAST
477 | 75858 | East | EAST
478 | 75859 | East | EAST
479 | 75860 | East | EAST
480 | 75861 | East | EAST
481 | 75862 | East | EAST
482 | 75865 | East | EAST
483 | 75880 | East | EAST
484 | 75882 | East | EAST
485 | 75884 | East | EAST
486 | 75886 | East | EAST
487 | 75901 | East | EAST
488 | 75902 | East | EAST
489 | 75903 | East | EAST
490 | 75904 | East | EAST
491 | 75915 | East | EAST
492 | 75925 | East | EAST
493 | 75926 | East | EAST
494 | 75928 | Coast | COAST
495 | 75930 | East | EAST
496 | 75931 | East | EAST
497 | 75932 | Coast | COAST
498 | 75933 | Coast | COAST
499 | 75934 | Coast | COAST
500 | 75935 | East | EAST
501 | 75936 | Coast | COAST
502 | 75937 | East | EAST
503 | 75938 | Coast | COAST
504 | 75939 | Coast | COAST
505 | 75941 | East | EAST
506 | 75942 | Coast | COAST
507 | 75943 | East | EAST
508 | 75944 | East | EAST
509 | 75946 | East | EAST
510 | 75947 | East | EAST
511 | 75948 | East | EAST
512 | 75949 | East | EAST
513 | 75951 | Coast | COAST
514 | 75954 | East | EAST
515 | 75956 | Coast | COAST
516 | 75958 | East | EAST
517 | 75959 | East | EAST
518 | 75960 | Coast | COAST
519 | 75961 | East | EAST
520 | 75962 | East | EAST
521 | 75963 | East | EAST
522 | 75964 | East | EAST
523 | 75965 | East | EAST
524 | 75966 | Coast | COAST
525 | 75968 | East | EAST
526 | 75969 | East | EAST
527 | 75973 | East | EAST
528 | 75974 | East | EAST
529 | 75975 | East | EAST
530 | 75976 | East | EAST
531 | 75977 | Coast | COAST
532 | 75978 | East | EAST
533 | 75979 | Coast | COAST
534 | 75980 | East | EAST
535 | 75990 | Coast | COAST
536 | 76001 | North Central | NCENT
537 | 76002 | North Central | NCENT
538 | 76003 | North Central | NCENT
539 | 76004 | North Central | NCENT
540 | 76005 | North Central | NCENT
541 | 76006 | North Central | NCENT
542 | 76007 | North Central | NCENT
543 | 76008 | North Central | NCENT
544 | 76009 | North Central | NCENT
545 | 76010 | North Central | NCENT
546 | 76011 | North Central | NCENT
547 | 76012 | North Central | NCENT
548 | 76013 | North Central | NCENT
549 | 76014 | North Central | NCENT
550 | 76015 | North Central | NCENT
551 | 76016 | North Central | NCENT
552 | 76017 | North Central | NCENT
553 | 76018 | North Central | NCENT
554 | 76019 | North Central | NCENT
555 | 76020 | North Central | NCENT
556 | 76021 | North Central | NCENT
557 | 76022 | North Central | NCENT
558 | 76023 | North Central | NCENT
559 | 76028 | North Central | NCENT
560 | 76031 | North Central | NCENT
561 | 76033 | North Central | NCENT
562 | 76034 | North Central | NCENT
563 | 76035 | North Central | NCENT
564 | 76036 | North Central | NCENT
565 | 76039 | North Central | NCENT
566 | 76040 | North Central | NCENT
567 | 76041 | North Central | NCENT
568 | 76043 | North Central | NCENT
569 | 76044 | North Central | NCENT
570 | 76048 | North Central | NCENT
571 | 76049 | North Central | NCENT
572 | 76050 | North Central | NCENT
573 | 76051 | North Central | NCENT
574 | 76052 | North Central | NCENT
575 | 76053 | North Central | NCENT
576 | 76054 | North Central | NCENT
577 | 76055 | North Central | NCENT
578 | 76058 | North Central | NCENT
579 | 76059 | North Central | NCENT
580 | 76060 | North Central | NCENT
581 | 76061 | North Central | NCENT
582 | 76063 | North Central | NCENT
583 | 76064 | North Central | NCENT
584 | 76065 | North Central | NCENT
585 | 76066 | North Central | NCENT
586 | 76067 | North Central | NCENT
587 | 76068 | North Central | NCENT
588 | 76070 | North Central | NCENT
589 | 76071 | North Central | NCENT
590 | 76073 | North Central | NCENT
591 | 76077 | North Central | NCENT
592 | 76078 | North Central | NCENT
593 | 76082 | North Central | NCENT
594 | 76084 | North Central | NCENT
595 | 76085 | North Central | NCENT
596 | 76086 | North Central | NCENT
597 | 76087 | North Central | NCENT
598 | 76088 | North Central | NCENT
599 | 76092 | North Central | NCENT
600 | 76093 | North Central | NCENT
601 | 76094 | North Central | NCENT
602 | 76095 | North Central | NCENT
603 | 76096 | North Central | NCENT
604 | 76097 | North Central | NCENT
605 | 76098 | North Central | NCENT
606 | 76099 | North Central | NCENT
607 | 76101 | North Central | NCENT
608 | 76102 | North Central | NCENT
609 | 76103 | North Central | NCENT
610 | 76104 | North Central | NCENT
611 | 76105 | North Central | NCENT
612 | 76106 | North Central | NCENT
613 | 76107 | North Central | NCENT
614 | 76108 | North Central | NCENT
615 | 76109 | North Central | NCENT
616 | 76110 | North Central | NCENT
617 | 76111 | North Central | NCENT
618 | 76112 | North Central | NCENT
619 | 76113 | North Central | NCENT
620 | 76114 | North Central | NCENT
621 | 76115 | North Central | NCENT
622 | 76116 | North Central | NCENT
623 | 76117 | North Central | NCENT
624 | 76118 | North Central | NCENT
625 | 76119 | North Central | NCENT
626 | 76120 | North Central | NCENT
627 | 76121 | North Central | NCENT
628 | 76122 | North Central | NCENT
629 | 76123 | North Central | NCENT
630 | 76124 | North Central | NCENT
631 | 76126 | North Central | NCENT
632 | 76127 | North Central | NCENT
633 | 76129 | North Central | NCENT
634 | 76130 | North Central | NCENT
635 | 76131 | North Central | NCENT
636 | 76132 | North Central | NCENT
637 | 76133 | North Central | NCENT
638 | 76134 | North Central | NCENT
639 | 76135 | North Central | NCENT
640 | 76136 | North Central | NCENT
641 | 76137 | North Central | NCENT
642 | 76140 | North Central | NCENT
643 | 76147 | North Central | NCENT
644 | 76148 | North Central | NCENT
645 | 76150 | North Central | NCENT
646 | 76155 | North Central | NCENT
647 | 76161 | North Central | NCENT
648 | 76162 | North Central | NCENT
649 | 76163 | North Central | NCENT
650 | 76164 | North Central | NCENT
651 | 76177 | North Central | NCENT
652 | 76178 | North Central | NCENT
653 | 76179 | North Central | NCENT
654 | 76180 | North Central | NCENT
655 | 76181 | North Central | NCENT
656 | 76182 | North Central | NCENT
657 | 76185 | North Central | NCENT
658 | 76191 | North Central | NCENT
659 | 76192 | North Central | NCENT
660 | 76193 | North Central | NCENT
661 | 76195 | North Central | NCENT
662 | 76196 | North Central | NCENT
663 | 76197 | North Central | NCENT
664 | 76198 | North Central | NCENT
665 | 76199 | North Central | NCENT
666 | 76201 | North Central | NCENT
667 | 76202 | North Central | NCENT
668 | 76203 | North Central | NCENT
669 | 76204 | North Central | NCENT
670 | 76205 | North Central | NCENT
671 | 76206 | North Central | NCENT
672 | 76207 | North Central | NCENT
673 | 76208 | North Central | NCENT
674 | 76209 | North Central | NCENT
675 | 76210 | North Central | NCENT
676 | 76225 | North Central | NCENT
677 | 76226 | North Central | NCENT
678 | 76227 | North Central | NCENT
679 | 76228 | North | NORTH
680 | 76230 | North | NORTH
681 | 76233 | North | NORTH
682 | 76234 | North Central | NCENT
683 | 76238 | North | NORTH
684 | 76239 | North | NORTH
685 | 76240 | North | NORTH
686 | 76241 | North | NORTH
687 | 76244 | North Central | NCENT
688 | 76245 | North | NORTH
689 | 76246 | North Central | NCENT
690 | 76247 | North Central | NCENT
691 | 76248 | North Central | NCENT
692 | 76249 | North Central | NCENT
693 | 76250 | North | NORTH
694 | 76251 | North | NORTH
695 | 76252 | North | NORTH
696 | 76253 | North | NORTH
697 | 76255 | North | NORTH
698 | 76258 | North Central | NCENT
699 | 76259 | North Central | NCENT
700 | 76261 | North | NORTH
701 | 76262 | North Central | NCENT
702 | 76263 | North | NORTH
703 | 76264 | North | NORTH
704 | 76265 | North | NORTH
705 | 76266 | North Central | NCENT
706 | 76267 | North Central | NCENT
707 | 76268 | North | NORTH
708 | 76270 | North | NORTH
709 | 76271 | North | NORTH
710 | 76272 | North | NORTH
711 | 76273 | North | NORTH
712 | 76299 | North Central | NCENT
713 | 76301 | North | NORTH
714 | 76302 | North | NORTH
715 | 76305 | North | NORTH
716 | 76306 | North | NORTH
717 | 76307 | North | NORTH
718 | 76308 | North | NORTH
719 | 76309 | North | NORTH
720 | 76310 | North | NORTH
721 | 76311 | North | NORTH
722 | 76351 | North | NORTH
723 | 76352 | North | NORTH
724 | 76354 | North | NORTH
725 | 76357 | North | NORTH
726 | 76360 | North | NORTH
727 | 76363 | North | NORTH
728 | 76364 | North | NORTH
729 | 76365 | North | NORTH
730 | 76366 | North | NORTH
731 | 76367 | North | NORTH
732 | 76369 | North | NORTH
733 | 76370 | North | NORTH
734 | 76371 | North | NORTH
735 | 76372 | North Central | NCENT
736 | 76373 | North | NORTH
737 | 76374 | North Central | NCENT
738 | 76377 | North | NORTH
739 | 76379 | North | NORTH
740 | 76380 | North | NORTH
741 | 76384 | North | NORTH
742 | 76385 | North | NORTH
743 | 76388 | North | NORTH
744 | 76389 | North | NORTH
745 | 76401 | North Central | NCENT
746 | 76402 | North Central | NCENT
747 | 76424 | North Central | NCENT
748 | 76426 | North Central | NCENT
749 | 76427 | North Central | NCENT
750 | 76429 | North Central | NCENT
751 | 76430 | North Central | NCENT
752 | 76431 | North Central | NCENT
753 | 76432 | North Central | NCENT
754 | 76433 | North Central | NCENT
755 | 76435 | North Central | NCENT
756 | 76436 | North Central | NCENT
757 | 76437 | North Central | NCENT
758 | 76439 | North Central | NCENT
759 | 76442 | North Central | NCENT
760 | 76443 | North Central | NCENT
761 | 76444 | North Central | NCENT
762 | 76445 | North Central | NCENT
763 | 76446 | North Central | NCENT
764 | 76448 | North Central | NCENT
765 | 76449 | North Central | NCENT
766 | 76450 | North Central | NCENT
767 | 76452 | North Central | NCENT
768 | 76453 | North Central | NCENT
769 | 76454 | North Central | NCENT
770 | 76455 | North Central | NCENT
771 | 76457 | North Central | NCENT
772 | 76458 | North Central | NCENT
773 | 76459 | North Central | NCENT
774 | 76460 | North Central | NCENT
775 | 76461 | North Central | NCENT
776 | 76462 | North Central | NCENT
777 | 76463 | North Central | NCENT
778 | 76464 | North Central | NCENT
779 | 76465 | North Central | NCENT
780 | 76466 | North Central | NCENT
781 | 76467 | North Central | NCENT
782 | 76468 | North Central | NCENT
783 | 76469 | North Central | NCENT
784 | 76470 | North Central | NCENT
785 | 76471 | North Central | NCENT
786 | 76472 | North Central | NCENT
787 | 76474 | North Central | NCENT
788 | 76475 | North Central | NCENT
789 | 76476 | North Central | NCENT
790 | 76481 | North Central | NCENT
791 | 76483 | North Central | NCENT
792 | 76484 | North Central | NCENT
793 | 76485 | North Central | NCENT
794 | 76486 | North Central | NCENT
795 | 76487 | North Central | NCENT
796 | 76490 | North Central | NCENT
797 | 76491 | North Central | NCENT
798 | 76501 | North Central | NCENT
799 | 76502 | North Central | NCENT
800 | 76503 | North Central | NCENT
801 | 76504 | North Central | NCENT
802 | 76505 | North Central | NCENT
803 | 76508 | North Central | NCENT
804 | 76511 | North Central | NCENT
805 | 76513 | North Central | NCENT
806 | 76518 | South Central | SCENT
807 | 76519 | South Central | SCENT
808 | 76520 | South Central | SCENT
809 | 76522 | North Central | NCENT
810 | 76523 | South Central | SCENT
811 | 76524 | North Central | NCENT
812 | 76525 | North Central | NCENT
813 | 76526 | North Central | NCENT
814 | 76527 | South Central | SCENT
815 | 76528 | North Central | NCENT
816 | 76530 | South Central | SCENT
817 | 76531 | North Central | NCENT
818 | 76533 | North Central | NCENT
819 | 76534 | North Central | NCENT
820 | 76537 | South Central | SCENT
821 | 76538 | North Central | NCENT
822 | 76539 | West | WEST
823 | 76540 | North Central | NCENT
824 | 76541 | North Central | NCENT
825 | 76542 | North Central | NCENT
826 | 76543 | North Central | NCENT
827 | 76544 | North Central | NCENT
828 | 76545 | North Central | NCENT
829 | 76546 | North Central | NCENT
830 | 76547 | North Central | NCENT
831 | 76548 | North Central | NCENT
832 | 76549 | North Central | NCENT
833 | 76550 | West | WEST
834 | 76554 | North Central | NCENT
835 | 76555 | South Central | SCENT
836 | 76556 | South Central | SCENT
837 | 76557 | North Central | NCENT
838 | 76558 | North Central | NCENT
839 | 76559 | North Central | NCENT
840 | 76561 | North Central | NCENT
841 | 76564 | North Central | NCENT
842 | 76565 | North Central | NCENT
843 | 76566 | North Central | NCENT
844 | 76567 | South Central | SCENT
845 | 76569 | North Central | NCENT
846 | 76570 | North Central | NCENT
847 | 76571 | North Central | NCENT
848 | 76573 | South Central | SCENT
849 | 76574 | South Central | SCENT
850 | 76577 | South Central | SCENT
851 | 76578 | South Central | SCENT
852 | 76579 | North Central | NCENT
853 | 76596 | North Central | NCENT
854 | 76597 | North Central | NCENT
855 | 76598 | North Central | NCENT
856 | 76599 | North Central | NCENT
857 | 76621 | North Central | NCENT
858 | 76622 | North Central | NCENT
859 | 76623 | North Central | NCENT
860 | 76624 | North Central | NCENT
861 | 76626 | North Central | NCENT
862 | 76627 | North Central | NCENT
863 | 76628 | North Central | NCENT
864 | 76629 | East | EAST
865 | 76630 | North Central | NCENT
866 | 76631 | North Central | NCENT
867 | 76632 | North Central | NCENT
868 | 76633 | North Central | NCENT
869 | 76634 | North Central | NCENT
870 | 76635 | North Central | NCENT
871 | 76636 | North Central | NCENT
872 | 76637 | North Central | NCENT
873 | 76638 | North Central | NCENT
874 | 76639 | North Central | NCENT
875 | 76640 | North Central | NCENT
876 | 76641 | North Central | NCENT
877 | 76642 | North Central | NCENT
878 | 76643 | North Central | NCENT
879 | 76644 | North Central | NCENT
880 | 76645 | North Central | NCENT
881 | 76648 | North Central | NCENT
882 | 76649 | North Central | NCENT
883 | 76650 | North Central | NCENT
884 | 76651 | North Central | NCENT
885 | 76652 | North Central | NCENT
886 | 76653 | North Central | NCENT
887 | 76654 | North Central | NCENT
888 | 76655 | North Central | NCENT
889 | 76656 | North Central | NCENT
890 | 76657 | North Central | NCENT
891 | 76660 | North Central | NCENT
892 | 76661 | North Central | NCENT
893 | 76664 | North Central | NCENT
894 | 76665 | North Central | NCENT
895 | 76666 | North Central | NCENT
896 | 76667 | North Central | NCENT
897 | 76670 | North Central | NCENT
898 | 76671 | North Central | NCENT
899 | 76673 | North Central | NCENT
900 | 76675 | North Central | NCENT
901 | 76676 | North Central | NCENT
902 | 76677 | North Central | NCENT
903 | 76678 | North Central | NCENT
904 | 76679 | North Central | NCENT
905 | 76680 | North Central | NCENT
906 | 76681 | North Central | NCENT
907 | 76682 | North Central | NCENT
908 | 76684 | North Central | NCENT
909 | 76685 | North Central | NCENT
910 | 76686 | North Central | NCENT
911 | 76687 | North Central | NCENT
912 | 76689 | North Central | NCENT
913 | 76690 | North Central | NCENT
914 | 76691 | North Central | NCENT
915 | 76692 | North Central | NCENT
916 | 76693 | East | EAST
917 | 76701 | North Central | NCENT
918 | 76702 | North Central | NCENT
919 | 76703 | North Central | NCENT
920 | 76704 | North Central | NCENT
921 | 76705 | North Central | NCENT
922 | 76706 | North Central | NCENT
923 | 76707 | North Central | NCENT
924 | 76708 | North Central | NCENT
925 | 76710 | North Central | NCENT
926 | 76711 | North Central | NCENT
927 | 76712 | North Central | NCENT
928 | 76714 | North Central | NCENT
929 | 76715 | North Central | NCENT
930 | 76716 | North Central | NCENT
931 | 76795 | North Central | NCENT
932 | 76797 | North Central | NCENT
933 | 76798 | North Central | NCENT
934 | 76799 | North Central | NCENT
935 | 76801 | North Central | NCENT
936 | 76802 | North Central | NCENT
937 | 76803 | North Central | NCENT
938 | 76804 | North Central | NCENT
939 | 76820 | West | WEST
940 | 76821 | West | WEST
941 | 76823 | North Central | NCENT
942 | 76824 | West | WEST
943 | 76825 | West | WEST
944 | 76827 | North Central | NCENT
945 | 76828 | West | WEST
946 | 76831 | West | WEST
947 | 76832 | West | WEST
948 | 76834 | West | WEST
949 | 76836 | West | WEST
950 | 76837 | West | WEST
951 | 76841 | West | WEST
952 | 76842 | West | WEST
953 | 76844 | North Central | NCENT
954 | 76845 | West | WEST
955 | 76848 | West | WEST
956 | 76849 | West | WEST
957 | 76852 | West | WEST
958 | 76853 | West | WEST
959 | 76854 | West | WEST
960 | 76855 | West | WEST
961 | 76856 | West | WEST
962 | 76857 | North Central | NCENT
963 | 76858 | West | WEST
964 | 76859 | West | WEST
965 | 76861 | West | WEST
966 | 76862 | West | WEST
967 | 76864 | North Central | NCENT
968 | 76865 | West | WEST
969 | 76866 | West | WEST
970 | 76867 | West | WEST
971 | 76869 | West | WEST
972 | 76870 | North Central | NCENT
973 | 76871 | West | WEST
974 | 76872 | West | WEST
975 | 76873 | West | WEST
976 | 76874 | West | WEST
977 | 76875 | West | WEST
978 | 76877 | West | WEST
979 | 76878 | West | WEST
980 | 76880 | North Central | NCENT
981 | 76882 | West | WEST
982 | 76883 | West | WEST
983 | 76884 | West | WEST
984 | 76885 | West | WEST
985 | 76886 | West | WEST
986 | 76887 | West | WEST
987 | 76888 | West | WEST
988 | 76890 | North Central | NCENT
989 | 76901 | West | WEST
990 | 76902 | West | WEST
991 | 76903 | West | WEST
992 | 76904 | West | WEST
993 | 76905 | West | WEST
994 | 76906 | West | WEST
995 | 76908 | West | WEST
996 | 76909 | West | WEST
997 | 76930 | West | WEST
998 | 76932 | Far West | FWEST
999 | 76933 | West | WEST
1000 | 76934 | West | WEST
1001 | 76935 | West | WEST
1002 | 76936 | West | WEST
1003 | 76937 | West | WEST
1004 | 76939 | West | WEST
1005 | 76940 | West | WEST
1006 | 76941 | West | WEST
1007 | 76943 | Far West | FWEST
1008 | 76945 | West | WEST
1009 | 76949 | West | WEST
1010 | 76950 | West | WEST
1011 | 76951 | West | WEST
1012 | 76953 | West | WEST
1013 | 76955 | West | WEST
1014 | 76957 | West | WEST
1015 | 76958 | West | WEST
1016 | 77001 | Coast | COAST
1017 | 77002 | Coast | COAST
1018 | 77003 | Coast | COAST
1019 | 77004 | Coast | COAST
1020 | 77005 | Coast | COAST
1021 | 77006 | Coast | COAST
1022 | 77007 | Coast | COAST
1023 | 77008 | Coast | COAST
1024 | 77009 | Coast | COAST
1025 | 77010 | Coast | COAST
1026 | 77011 | Coast | COAST
1027 | 77012 | Coast | COAST
1028 | 77013 | Coast | COAST
1029 | 77014 | Coast | COAST
1030 | 77015 | Coast | COAST
1031 | 77016 | Coast | COAST
1032 | 77017 | Coast | COAST
1033 | 77018 | Coast | COAST
1034 | 77019 | Coast | COAST
1035 | 77020 | Coast | COAST
1036 | 77021 | Coast | COAST
1037 | 77022 | Coast | COAST
1038 | 77023 | Coast | COAST
1039 | 77024 | Coast | COAST
1040 | 77025 | Coast | COAST
1041 | 77026 | Coast | COAST
1042 | 77027 | Coast | COAST
1043 | 77028 | Coast | COAST
1044 | 77029 | Coast | COAST
1045 | 77030 | Coast | COAST
1046 | 77031 | Coast | COAST
1047 | 77032 | Coast | COAST
1048 | 77033 | Coast | COAST
1049 | 77034 | Coast | COAST
1050 | 77035 | Coast | COAST
1051 | 77036 | Coast | COAST
1052 | 77037 | Coast | COAST
1053 | 77038 | Coast | COAST
1054 | 77039 | Coast | COAST
1055 | 77040 | Coast | COAST
1056 | 77041 | Coast | COAST
1057 | 77042 | Coast | COAST
1058 | 77043 | Coast | COAST
1059 | 77044 | Coast | COAST
1060 | 77045 | Coast | COAST
1061 | 77046 | Coast | COAST
1062 | 77047 | Coast | COAST
1063 | 77048 | Coast | COAST
1064 | 77049 | Coast | COAST
1065 | 77050 | Coast | COAST
1066 | 77051 | Coast | COAST
1067 | 77052 | Coast | COAST
1068 | 77053 | Coast | COAST
1069 | 77054 | Coast | COAST
1070 | 77055 | Coast | COAST
1071 | 77056 | Coast | COAST
1072 | 77057 | Coast | COAST
1073 | 77058 | Coast | COAST
1074 | 77059 | Coast | COAST
1075 | 77060 | Coast | COAST
1076 | 77061 | Coast | COAST
1077 | 77062 | Coast | COAST
1078 | 77063 | Coast | COAST
1079 | 77064 | Coast | COAST
1080 | 77065 | Coast | COAST
1081 | 77066 | Coast | COAST
1082 | 77067 | Coast | COAST
1083 | 77068 | Coast | COAST
1084 | 77069 | Coast | COAST
1085 | 77070 | Coast | COAST
1086 | 77071 | Coast | COAST
1087 | 77072 | Coast | COAST
1088 | 77073 | Coast | COAST
1089 | 77074 | Coast | COAST
1090 | 77075 | Coast | COAST
1091 | 77076 | Coast | COAST
1092 | 77077 | Coast | COAST
1093 | 77078 | Coast | COAST
1094 | 77079 | Coast | COAST
1095 | 77080 | Coast | COAST
1096 | 77081 | Coast | COAST
1097 | 77082 | Coast | COAST
1098 | 77083 | Coast | COAST
1099 | 77084 | Coast | COAST
1100 | 77085 | Coast | COAST
1101 | 77086 | Coast | COAST
1102 | 77087 | Coast | COAST
1103 | 77088 | Coast | COAST
1104 | 77089 | Coast | COAST
1105 | 77090 | Coast | COAST
1106 | 77091 | Coast | COAST
1107 | 77092 | Coast | COAST
1108 | 77093 | Coast | COAST
1109 | 77094 | Coast | COAST
1110 | 77095 | Coast | COAST
1111 | 77096 | Coast | COAST
1112 | 77097 | Coast | COAST
1113 | 77098 | Coast | COAST
1114 | 77099 | Coast | COAST
1115 | 77201 | Coast | COAST
1116 | 77202 | Coast | COAST
1117 | 77203 | Coast | COAST
1118 | 77204 | Coast | COAST
1119 | 77205 | Coast | COAST
1120 | 77206 | Coast | COAST
1121 | 77207 | Coast | COAST
1122 | 77208 | Coast | COAST
1123 | 77209 | Coast | COAST
1124 | 77210 | Coast | COAST
1125 | 77212 | Coast | COAST
1126 | 77213 | Coast | COAST
1127 | 77215 | Coast | COAST
1128 | 77216 | Coast | COAST
1129 | 77217 | Coast | COAST
1130 | 77218 | Coast | COAST
1131 | 77219 | Coast | COAST
1132 | 77220 | Coast | COAST
1133 | 77221 | Coast | COAST
1134 | 77222 | Coast | COAST
1135 | 77223 | Coast | COAST
1136 | 77224 | Coast | COAST
1137 | 77225 | Coast | COAST
1138 | 77226 | Coast | COAST
1139 | 77227 | Coast | COAST
1140 | 77228 | Coast | COAST
1141 | 77229 | Coast | COAST
1142 | 77230 | Coast | COAST
1143 | 77231 | Coast | COAST
1144 | 77233 | Coast | COAST
1145 | 77234 | Coast | COAST
1146 | 77235 | Coast | COAST
1147 | 77236 | Coast | COAST
1148 | 77237 | Coast | COAST
1149 | 77238 | Coast | COAST
1150 | 77240 | Coast | COAST
1151 | 77241 | Coast | COAST
1152 | 77242 | Coast | COAST
1153 | 77243 | Coast | COAST
1154 | 77244 | Coast | COAST
1155 | 77245 | Coast | COAST
1156 | 77248 | Coast | COAST
1157 | 77249 | Coast | COAST
1158 | 77251 | Coast | COAST
1159 | 77252 | Coast | COAST
1160 | 77253 | Coast | COAST
1161 | 77254 | Coast | COAST
1162 | 77255 | Coast | COAST
1163 | 77256 | Coast | COAST
1164 | 77257 | Coast | COAST
1165 | 77258 | Coast | COAST
1166 | 77259 | Coast | COAST
1167 | 77261 | Coast | COAST
1168 | 77262 | Coast | COAST
1169 | 77263 | Coast | COAST
1170 | 77265 | Coast | COAST
1171 | 77266 | Coast | COAST
1172 | 77267 | Coast | COAST
1173 | 77268 | Coast | COAST
1174 | 77269 | Coast | COAST
1175 | 77270 | Coast | COAST
1176 | 77271 | Coast | COAST
1177 | 77272 | Coast | COAST
1178 | 77273 | Coast | COAST
1179 | 77274 | Coast | COAST
1180 | 77275 | Coast | COAST
1181 | 77277 | Coast | COAST
1182 | 77279 | Coast | COAST
1183 | 77280 | Coast | COAST
1184 | 77281 | Coast | COAST
1185 | 77282 | Coast | COAST
1186 | 77284 | Coast | COAST
1187 | 77287 | Coast | COAST
1188 | 77288 | Coast | COAST
1189 | 77289 | Coast | COAST
1190 | 77290 | Coast | COAST
1191 | 77291 | Coast | COAST
1192 | 77292 | Coast | COAST
1193 | 77293 | Coast | COAST
1194 | 77297 | Coast | COAST
1195 | 77298 | Coast | COAST
1196 | 77299 | Coast | COAST
1197 | 77301 | Coast | COAST
1198 | 77302 | Coast | COAST
1199 | 77303 | Coast | COAST
1200 | 77304 | Coast | COAST
1201 | 77305 | Coast | COAST
1202 | 77306 | Coast | COAST
1203 | 77315 | Coast | COAST
1204 | 77316 | Coast | COAST
1205 | 77318 | Coast | COAST
1206 | 77325 | Coast | COAST
1207 | 77326 | Coast | COAST
1208 | 77327 | Coast | COAST
1209 | 77328 | Coast | COAST
1210 | 77331 | Coast | COAST
1211 | 77332 | Coast | COAST
1212 | 77333 | Coast | COAST
1213 | 77335 | Coast | COAST
1214 | 77336 | Coast | COAST
1215 | 77337 | Coast | COAST
1216 | 77338 | Coast | COAST
1217 | 77339 | Coast | COAST
1218 | 77345 | Coast | COAST
1219 | 77346 | Coast | COAST
1220 | 77347 | Coast | COAST
1221 | 77350 | Coast | COAST
1222 | 77351 | Coast | COAST
1223 | 77353 | Coast | COAST
1224 | 77354 | Coast | COAST
1225 | 77355 | Coast | COAST
1226 | 77356 | Coast | COAST
1227 | 77357 | Coast | COAST
1228 | 77359 | Coast | COAST
1229 | 77360 | Coast | COAST
1230 | 77362 | Coast | COAST
1231 | 77363 | East | EAST
1232 | 77364 | Coast | COAST
1233 | 77365 | Coast | COAST
1234 | 77368 | Coast | COAST
1235 | 77369 | Coast | COAST
1236 | 77371 | Coast | COAST
1237 | 77372 | Coast | COAST
1238 | 77373 | Coast | COAST
1239 | 77374 | Coast | COAST
1240 | 77375 | Coast | COAST
1241 | 77376 | Coast | COAST
1242 | 77377 | Coast | COAST
1243 | 77378 | Coast | COAST
1244 | 77379 | Coast | COAST
1245 | 77380 | Coast | COAST
1246 | 77381 | Coast | COAST
1247 | 77382 | Coast | COAST
1248 | 77383 | Coast | COAST
1249 | 77384 | Coast | COAST
1250 | 77385 | Coast | COAST
1251 | 77386 | Coast | COAST
1252 | 77387 | Coast | COAST
1253 | 77388 | Coast | COAST
1254 | 77389 | Coast | COAST
1255 | 77391 | Coast | COAST
1256 | 77393 | Coast | COAST
1257 | 77396 | Coast | COAST
1258 | 77399 | Coast | COAST
1259 | 77401 | Coast | COAST
1260 | 77402 | Coast | COAST
1261 | 77404 | Coast | COAST
1262 | 77406 | Coast | COAST
1263 | 77407 | Coast | COAST
1264 | 77410 | Coast | COAST
1265 | 77411 | Coast | COAST
1266 | 77412 | South Central | SCENT
1267 | 77413 | Coast | COAST
1268 | 77414 | Coast | COAST
1269 | 77415 | Coast | COAST
1270 | 77417 | Coast | COAST
1271 | 77418 | Coast | COAST
1272 | 77419 | Coast | COAST
1273 | 77420 | Coast | COAST
1274 | 77422 | Coast | COAST
1275 | 77423 | Coast | COAST
1276 | 77426 | South Central | SCENT
1277 | 77428 | Coast | COAST
1278 | 77429 | Coast | COAST
1279 | 77430 | Coast | COAST
1280 | 77431 | Coast | COAST
1281 | 77432 | Coast | COAST
1282 | 77433 | Coast | COAST
1283 | 77434 | Coast | COAST
1284 | 77435 | Coast | COAST
1285 | 77436 | Coast | COAST
1286 | 77437 | Coast | COAST
1287 | 77440 | Coast | COAST
1288 | 77441 | Coast | COAST
1289 | 77442 | South Central | SCENT
1290 | 77443 | Coast | COAST
1291 | 77444 | Coast | COAST
1292 | 77445 | Coast | COAST
1293 | 77446 | Coast | COAST
1294 | 77447 | Coast | COAST
1295 | 77448 | Coast | COAST
1296 | 77449 | Coast | COAST
1297 | 77450 | Coast | COAST
1298 | 77451 | Coast | COAST
1299 | 77452 | South Central | SCENT
1300 | 77453 | Coast | COAST
1301 | 77454 | Coast | COAST
1302 | 77455 | Coast | COAST
1303 | 77456 | Coast | COAST
1304 | 77457 | Coast | COAST
1305 | 77458 | Coast | COAST
1306 | 77459 | Coast | COAST
1307 | 77460 | South Central | SCENT
1308 | 77461 | Coast | COAST
1309 | 77462 | Coast | COAST
1310 | 77463 | Coast | COAST
1311 | 77464 | Coast | COAST
1312 | 77465 | Coast | COAST
1313 | 77466 | Coast | COAST
1314 | 77467 | Coast | COAST
1315 | 77468 | Coast | COAST
1316 | 77469 | Coast | COAST
1317 | 77470 | South Central | SCENT
1318 | 77471 | Coast | COAST
1319 | 77473 | Coast | COAST
1320 | 77474 | Coast | COAST
1321 | 77475 | Coast | COAST
1322 | 77476 | Coast | COAST
1323 | 77477 | Coast | COAST
1324 | 77478 | Coast | COAST
1325 | 77479 | Coast | COAST
1326 | 77480 | Coast | COAST
1327 | 77481 | Coast | COAST
1328 | 77482 | Coast | COAST
1329 | 77483 | Coast | COAST
1330 | 77484 | Coast | COAST
1331 | 77485 | Coast | COAST
1332 | 77486 | Coast | COAST
1333 | 77487 | Coast | COAST
1334 | 77488 | Coast | COAST
1335 | 77489 | Coast | COAST
1336 | 77491 | Coast | COAST
1337 | 77492 | Coast | COAST
1338 | 77493 | Coast | COAST
1339 | 77494 | Coast | COAST
1340 | 77496 | Coast | COAST
1341 | 77497 | Coast | COAST
1342 | 77498 | Coast | COAST
1343 | 77501 | Coast | COAST
1344 | 77502 | Coast | COAST
1345 | 77503 | Coast | COAST
1346 | 77504 | Coast | COAST
1347 | 77505 | Coast | COAST
1348 | 77506 | Coast | COAST
1349 | 77507 | Coast | COAST
1350 | 77508 | Coast | COAST
1351 | 77510 | Coast | COAST
1352 | 77511 | Coast | COAST
1353 | 77512 | Coast | COAST
1354 | 77514 | Coast | COAST
1355 | 77515 | Coast | COAST
1356 | 77516 | Coast | COAST
1357 | 77517 | Coast | COAST
1358 | 77518 | Coast | COAST
1359 | 77519 | Coast | COAST
1360 | 77520 | Coast | COAST
1361 | 77521 | Coast | COAST
1362 | 77522 | Coast | COAST
1363 | 77523 | Coast | COAST
1364 | 77530 | Coast | COAST
1365 | 77531 | Coast | COAST
1366 | 77532 | Coast | COAST
1367 | 77533 | Coast | COAST
1368 | 77534 | Coast | COAST
1369 | 77535 | Coast | COAST
1370 | 77536 | Coast | COAST
1371 | 77538 | Coast | COAST
1372 | 77539 | Coast | COAST
1373 | 77541 | Coast | COAST
1374 | 77542 | Coast | COAST
1375 | 77545 | Coast | COAST
1376 | 77546 | Coast | COAST
1377 | 77547 | Coast | COAST
1378 | 77549 | Coast | COAST
1379 | 77550 | Coast | COAST
1380 | 77551 | Coast | COAST
1381 | 77552 | Coast | COAST
1382 | 77553 | Coast | COAST
1383 | 77554 | Coast | COAST
1384 | 77555 | Coast | COAST
1385 | 77560 | Coast | COAST
1386 | 77561 | Coast | COAST
1387 | 77562 | Coast | COAST
1388 | 77563 | Coast | COAST
1389 | 77564 | Coast | COAST
1390 | 77565 | Coast | COAST
1391 | 77566 | Coast | COAST
1392 | 77568 | Coast | COAST
1393 | 77571 | Coast | COAST
1394 | 77572 | Coast | COAST
1395 | 77573 | Coast | COAST
1396 | 77574 | Coast | COAST
1397 | 77575 | Coast | COAST
1398 | 77577 | Coast | COAST
1399 | 77578 | Coast | COAST
1400 | 77580 | Coast | COAST
1401 | 77581 | Coast | COAST
1402 | 77582 | Coast | COAST
1403 | 77583 | Coast | COAST
1404 | 77584 | Coast | COAST
1405 | 77585 | Coast | COAST
1406 | 77586 | Coast | COAST
1407 | 77587 | Coast | COAST
1408 | 77588 | Coast | COAST
1409 | 77590 | Coast | COAST
1410 | 77591 | Coast | COAST
1411 | 77592 | Coast | COAST
1412 | 77597 | Coast | COAST
1413 | 77598 | Coast | COAST
1414 | 77611 | Coast | COAST
1415 | 77612 | Coast | COAST
1416 | 77613 | Coast | COAST
1417 | 77614 | Coast | COAST
1418 | 77615 | Coast | COAST
1419 | 77616 | Coast | COAST
1420 | 77617 | Coast | COAST
1421 | 77619 | Coast | COAST
1422 | 77622 | Coast | COAST
1423 | 77623 | Coast | COAST
1424 | 77624 | Coast | COAST
1425 | 77625 | Coast | COAST
1426 | 77626 | Coast | COAST
1427 | 77627 | Coast | COAST
1428 | 77629 | Coast | COAST
1429 | 77630 | Coast | COAST
1430 | 77631 | Coast | COAST
1431 | 77632 | Coast | COAST
1432 | 77639 | Coast | COAST
1433 | 77640 | Coast | COAST
1434 | 77641 | Coast | COAST
1435 | 77642 | Coast | COAST
1436 | 77643 | Coast | COAST
1437 | 77650 | Coast | COAST
1438 | 77651 | Coast | COAST
1439 | 77655 | Coast | COAST
1440 | 77656 | Coast | COAST
1441 | 77657 | Coast | COAST
1442 | 77659 | Coast | COAST
1443 | 77660 | Coast | COAST
1444 | 77661 | Coast | COAST
1445 | 77662 | Coast | COAST
1446 | 77663 | Coast | COAST
1447 | 77664 | Coast | COAST
1448 | 77665 | Coast | COAST
1449 | 77670 | Coast | COAST
1450 | 77701 | Coast | COAST
1451 | 77702 | Coast | COAST
1452 | 77703 | Coast | COAST
1453 | 77704 | Coast | COAST
1454 | 77705 | Coast | COAST
1455 | 77706 | Coast | COAST
1456 | 77707 | Coast | COAST
1457 | 77708 | Coast | COAST
1458 | 77709 | Coast | COAST
1459 | 77710 | Coast | COAST
1460 | 77713 | Coast | COAST
1461 | 77720 | Coast | COAST
1462 | 77725 | Coast | COAST
1463 | 77726 | Coast | COAST
1464 | 77801 | East | EAST
1465 | 77802 | East | EAST
1466 | 77803 | East | EAST
1467 | 77805 | East | EAST
1468 | 77806 | East | EAST
1469 | 77807 | East | EAST
1470 | 77808 | East | EAST
1471 | 77830 | East | EAST
1472 | 77831 | East | EAST
1473 | 77833 | South Central | SCENT
1474 | 77834 | South Central | SCENT
1475 | 77835 | South Central | SCENT
1476 | 77836 | South Central | SCENT
1477 | 77837 | East | EAST
1478 | 77838 | South Central | SCENT
1479 | 77839 | South Central | SCENT
1480 | 77840 | East | EAST
1481 | 77841 | East | EAST
1482 | 77842 | East | EAST
1483 | 77843 | East | EAST
1484 | 77844 | East | EAST
1485 | 77845 | East | EAST
1486 | 77850 | East | EAST
1487 | 77852 | South Central | SCENT
1488 | 77853 | South Central | SCENT
1489 | 77855 | East | EAST
1490 | 77856 | East | EAST
1491 | 77857 | South Central | SCENT
1492 | 77859 | East | EAST
1493 | 77861 | East | EAST
1494 | 77862 | East | EAST
1495 | 77863 | South Central | SCENT
1496 | 77864 | East | EAST
1497 | 77865 | East | EAST
1498 | 77866 | East | EAST
1499 | 77867 | East | EAST
1500 | 77868 | East | EAST
1501 | 77869 | East | EAST
1502 | 77870 | East | EAST
1503 | 77871 | East | EAST
1504 | 77872 | East | EAST
1505 | 77873 | East | EAST
1506 | 77875 | East | EAST
1507 | 77876 | East | EAST
1508 | 77878 | South Central | SCENT
1509 | 77879 | South Central | SCENT
1510 | 77880 | South Central | SCENT
1511 | 77881 | East | EAST
1512 | 77882 | East | EAST
1513 | 77901 | Coast | COAST
1514 | 77902 | Coast | COAST
1515 | 77903 | Coast | COAST
1516 | 77904 | Coast | COAST
1517 | 77905 | Coast | COAST
1518 | 77950 | South | SOUTH
1519 | 77951 | Coast | COAST
1520 | 77954 | South Central | SCENT
1521 | 77957 | Coast | COAST
1522 | 77960 | South | SOUTH
1523 | 77961 | Coast | COAST
1524 | 77962 | Coast | COAST
1525 | 77963 | South | SOUTH
1526 | 77964 | South Central | SCENT
1527 | 77967 | South Central | SCENT
1528 | 77968 | Coast | COAST
1529 | 77969 | Coast | COAST
1530 | 77970 | Coast | COAST
1531 | 77971 | Coast | COAST
1532 | 77973 | Coast | COAST
1533 | 77974 | South Central | SCENT
1534 | 77975 | South Central | SCENT
1535 | 77976 | Coast | COAST
1536 | 77977 | Coast | COAST
1537 | 77978 | Coast | COAST
1538 | 77979 | Coast | COAST
1539 | 77982 | Coast | COAST
1540 | 77983 | Coast | COAST
1541 | 77984 | South Central | SCENT
1542 | 77986 | South Central | SCENT
1543 | 77987 | South Central | SCENT
1544 | 77988 | Coast | COAST
1545 | 77989 | South Central | SCENT
1546 | 77990 | South | SOUTH
1547 | 77991 | Coast | COAST
1548 | 77993 | South | SOUTH
1549 | 77994 | South Central | SCENT
1550 | 77995 | South Central | SCENT
1551 | 78001 | South | SOUTH
1552 | 78002 | South Central | SCENT
1553 | 78003 | South Central | SCENT
1554 | 78004 | South Central | SCENT
1555 | 78005 | South | SOUTH
1556 | 78006 | South Central | SCENT
1557 | 78007 | South | SOUTH
1558 | 78008 | South | SOUTH
1559 | 78009 | South Central | SCENT
1560 | 78010 | West | WEST
1561 | 78011 | South | SOUTH
1562 | 78012 | South | SOUTH
1563 | 78013 | South Central | SCENT
1564 | 78014 | South | SOUTH
1565 | 78015 | South Central | SCENT
1566 | 78016 | South Central | SCENT
1567 | 78017 | South | SOUTH
1568 | 78019 | South | SOUTH
1569 | 78021 | South | SOUTH
1570 | 78022 | South | SOUTH
1571 | 78023 | South Central | SCENT
1572 | 78024 | West | WEST
1573 | 78025 | West | WEST
1574 | 78026 | South | SOUTH
1575 | 78027 | South Central | SCENT
1576 | 78028 | West | WEST
1577 | 78029 | West | WEST
1578 | 78039 | South Central | SCENT
1579 | 78040 | South | SOUTH
1580 | 78041 | South | SOUTH
1581 | 78042 | South | SOUTH
1582 | 78043 | South | SOUTH
1583 | 78044 | South | SOUTH
1584 | 78045 | South | SOUTH
1585 | 78046 | South | SOUTH
1586 | 78049 | South | SOUTH
1587 | 78050 | South | SOUTH
1588 | 78052 | South | SOUTH
1589 | 78054 | South Central | SCENT
1590 | 78055 | South Central | SCENT
1591 | 78056 | South Central | SCENT
1592 | 78057 | South | SOUTH
1593 | 78058 | West | WEST
1594 | 78059 | South Central | SCENT
1595 | 78060 | South | SOUTH
1596 | 78061 | South | SOUTH
1597 | 78062 | South | SOUTH
1598 | 78063 | South Central | SCENT
1599 | 78064 | South | SOUTH
1600 | 78065 | South | SOUTH
1601 | 78066 | South Central | SCENT
1602 | 78067 | South | SOUTH
1603 | 78069 | South Central | SCENT
1604 | 78070 | South Central | SCENT
1605 | 78071 | South | SOUTH
1606 | 78072 | South | SOUTH
1607 | 78073 | South Central | SCENT
1608 | 78074 | South Central | SCENT
1609 | 78075 | South | SOUTH
1610 | 78076 | South | SOUTH
1611 | 78101 | South Central | SCENT
1612 | 78102 | South | SOUTH
1613 | 78104 | South | SOUTH
1614 | 78107 | South | SOUTH
1615 | 78108 | South Central | SCENT
1616 | 78109 | South Central | SCENT
1617 | 78111 | South Central | SCENT
1618 | 78112 | South Central | SCENT
1619 | 78113 | South Central | SCENT
1620 | 78114 | South Central | SCENT
1621 | 78115 | South Central | SCENT
1622 | 78116 | South Central | SCENT
1623 | 78117 | South Central | SCENT
1624 | 78118 | South Central | SCENT
1625 | 78119 | South Central | SCENT
1626 | 78121 | South Central | SCENT
1627 | 78122 | South Central | SCENT
1628 | 78123 | South Central | SCENT
1629 | 78124 | South Central | SCENT
1630 | 78125 | South | SOUTH
1631 | 78130 | South Central | SCENT
1632 | 78131 | South Central | SCENT
1633 | 78132 | South Central | SCENT
1634 | 78133 | South Central | SCENT
1635 | 78135 | South Central | SCENT
1636 | 78140 | South Central | SCENT
1637 | 78141 | South Central | SCENT
1638 | 78142 | South | SOUTH
1639 | 78143 | South Central | SCENT
1640 | 78144 | South Central | SCENT
1641 | 78145 | South | SOUTH
1642 | 78146 | South | SOUTH
1643 | 78147 | South Central | SCENT
1644 | 78148 | South Central | SCENT
1645 | 78150 | South Central | SCENT
1646 | 78151 | South Central | SCENT
1647 | 78152 | South Central | SCENT
1648 | 78154 | South Central | SCENT
1649 | 78155 | South Central | SCENT
1650 | 78156 | South Central | SCENT
1651 | 78159 | South Central | SCENT
1652 | 78160 | South Central | SCENT
1653 | 78161 | South Central | SCENT
1654 | 78162 | South | SOUTH
1655 | 78163 | South Central | SCENT
1656 | 78164 | South Central | SCENT
1657 | 78201 | South Central | SCENT
1658 | 78202 | South Central | SCENT
1659 | 78203 | South Central | SCENT
1660 | 78204 | South Central | SCENT
1661 | 78205 | South Central | SCENT
1662 | 78206 | South Central | SCENT
1663 | 78207 | South Central | SCENT
1664 | 78208 | South Central | SCENT
1665 | 78209 | South Central | SCENT
1666 | 78210 | South Central | SCENT
1667 | 78211 | South Central | SCENT
1668 | 78212 | South Central | SCENT
1669 | 78213 | South Central | SCENT
1670 | 78214 | South Central | SCENT
1671 | 78215 | South Central | SCENT
1672 | 78216 | South Central | SCENT
1673 | 78217 | South Central | SCENT
1674 | 78218 | South Central | SCENT
1675 | 78219 | South Central | SCENT
1676 | 78220 | South Central | SCENT
1677 | 78221 | South Central | SCENT
1678 | 78222 | South Central | SCENT
1679 | 78223 | South Central | SCENT
1680 | 78224 | South Central | SCENT
1681 | 78225 | South Central | SCENT
1682 | 78226 | South Central | SCENT
1683 | 78227 | South Central | SCENT
1684 | 78228 | South Central | SCENT
1685 | 78229 | South Central | SCENT
1686 | 78230 | South Central | SCENT
1687 | 78231 | South Central | SCENT
1688 | 78232 | South Central | SCENT
1689 | 78233 | South Central | SCENT
1690 | 78234 | South Central | SCENT
1691 | 78235 | South Central | SCENT
1692 | 78236 | South Central | SCENT
1693 | 78237 | South Central | SCENT
1694 | 78238 | South Central | SCENT
1695 | 78239 | South Central | SCENT
1696 | 78240 | South Central | SCENT
1697 | 78241 | South Central | SCENT
1698 | 78242 | South Central | SCENT
1699 | 78243 | South Central | SCENT
1700 | 78244 | South Central | SCENT
1701 | 78245 | South Central | SCENT
1702 | 78246 | South Central | SCENT
1703 | 78247 | South Central | SCENT
1704 | 78248 | South Central | SCENT
1705 | 78249 | South Central | SCENT
1706 | 78250 | South Central | SCENT
1707 | 78251 | South Central | SCENT
1708 | 78252 | South Central | SCENT
1709 | 78253 | South Central | SCENT
1710 | 78254 | South Central | SCENT
1711 | 78255 | South Central | SCENT
1712 | 78256 | South Central | SCENT
1713 | 78257 | South Central | SCENT
1714 | 78258 | South Central | SCENT
1715 | 78259 | South Central | SCENT
1716 | 78260 | South Central | SCENT
1717 | 78261 | South Central | SCENT
1718 | 78262 | South Central | SCENT
1719 | 78263 | South Central | SCENT
1720 | 78264 | South Central | SCENT
1721 | 78265 | South Central | SCENT
1722 | 78266 | South Central | SCENT
1723 | 78268 | South Central | SCENT
1724 | 78269 | South Central | SCENT
1725 | 78270 | South Central | SCENT
1726 | 78275 | South Central | SCENT
1727 | 78278 | South Central | SCENT
1728 | 78279 | South Central | SCENT
1729 | 78280 | South Central | SCENT
1730 | 78283 | South Central | SCENT
1731 | 78284 | South Central | SCENT
1732 | 78285 | South Central | SCENT
1733 | 78286 | South Central | SCENT
1734 | 78287 | South Central | SCENT
1735 | 78288 | South Central | SCENT
1736 | 78289 | South Central | SCENT
1737 | 78291 | South Central | SCENT
1738 | 78292 | South Central | SCENT
1739 | 78293 | South Central | SCENT
1740 | 78294 | South Central | SCENT
1741 | 78295 | South Central | SCENT
1742 | 78296 | South Central | SCENT
1743 | 78297 | South Central | SCENT
1744 | 78298 | South Central | SCENT
1745 | 78299 | South Central | SCENT
1746 | 78330 | South | SOUTH
1747 | 78332 | South | SOUTH
1748 | 78333 | South | SOUTH
1749 | 78335 | South | SOUTH
1750 | 78336 | South | SOUTH
1751 | 78338 | South | SOUTH
1752 | 78339 | South | SOUTH
1753 | 78340 | South | SOUTH
1754 | 78341 | South | SOUTH
1755 | 78342 | South | SOUTH
1756 | 78343 | South | SOUTH
1757 | 78344 | South | SOUTH
1758 | 78347 | South | SOUTH
1759 | 78349 | South | SOUTH
1760 | 78350 | South | SOUTH
1761 | 78351 | South | SOUTH
1762 | 78352 | South | SOUTH
1763 | 78353 | South | SOUTH
1764 | 78355 | South | SOUTH
1765 | 78357 | South | SOUTH
1766 | 78358 | South | SOUTH
1767 | 78359 | South | SOUTH
1768 | 78360 | South | SOUTH
1769 | 78361 | South | SOUTH
1770 | 78362 | South | SOUTH
1771 | 78363 | South | SOUTH
1772 | 78364 | South | SOUTH
1773 | 78368 | South | SOUTH
1774 | 78369 | South | SOUTH
1775 | 78370 | South | SOUTH
1776 | 78371 | South | SOUTH
1777 | 78372 | South | SOUTH
1778 | 78373 | South | SOUTH
1779 | 78374 | South | SOUTH
1780 | 78375 | South | SOUTH
1781 | 78376 | South | SOUTH
1782 | 78377 | South | SOUTH
1783 | 78379 | South | SOUTH
1784 | 78380 | South | SOUTH
1785 | 78381 | South | SOUTH
1786 | 78382 | South | SOUTH
1787 | 78383 | South | SOUTH
1788 | 78384 | South | SOUTH
1789 | 78385 | South | SOUTH
1790 | 78387 | South | SOUTH
1791 | 78389 | South | SOUTH
1792 | 78390 | South | SOUTH
1793 | 78391 | South | SOUTH
1794 | 78393 | South | SOUTH
1795 | 78401 | South | SOUTH
1796 | 78402 | South | SOUTH
1797 | 78403 | South | SOUTH
1798 | 78404 | South | SOUTH
1799 | 78405 | South | SOUTH
1800 | 78406 | South | SOUTH
1801 | 78407 | South | SOUTH
1802 | 78408 | South | SOUTH
1803 | 78409 | South | SOUTH
1804 | 78410 | South | SOUTH
1805 | 78411 | South | SOUTH
1806 | 78412 | South | SOUTH
1807 | 78413 | South | SOUTH
1808 | 78414 | South | SOUTH
1809 | 78415 | South | SOUTH
1810 | 78416 | South | SOUTH
1811 | 78417 | South | SOUTH
1812 | 78418 | South | SOUTH
1813 | 78419 | South | SOUTH
1814 | 78426 | South | SOUTH
1815 | 78427 | South | SOUTH
1816 | 78460 | South | SOUTH
1817 | 78461 | South | SOUTH
1818 | 78463 | South | SOUTH
1819 | 78465 | South | SOUTH
1820 | 78466 | South | SOUTH
1821 | 78467 | South | SOUTH
1822 | 78468 | South | SOUTH
1823 | 78469 | South | SOUTH
1824 | 78470 | South | SOUTH
1825 | 78471 | South | SOUTH
1826 | 78472 | South | SOUTH
1827 | 78473 | South | SOUTH
1828 | 78474 | South | SOUTH
1829 | 78475 | South | SOUTH
1830 | 78476 | South | SOUTH
1831 | 78477 | South | SOUTH
1832 | 78478 | South | SOUTH
1833 | 78480 | South | SOUTH
1834 | 78501 | South | SOUTH
1835 | 78502 | South | SOUTH
1836 | 78503 | South | SOUTH
1837 | 78504 | South | SOUTH
1838 | 78505 | South | SOUTH
1839 | 78516 | South | SOUTH
1840 | 78520 | South | SOUTH
1841 | 78521 | South | SOUTH
1842 | 78522 | South | SOUTH
1843 | 78523 | South | SOUTH
1844 | 78526 | South | SOUTH
1845 | 78535 | South | SOUTH
1846 | 78536 | South | SOUTH
1847 | 78537 | South | SOUTH
1848 | 78538 | South | SOUTH
1849 | 78539 | South | SOUTH
1850 | 78540 | South | SOUTH
1851 | 78541 | South | SOUTH
1852 | 78543 | South | SOUTH
1853 | 78542 | South | SOUTH
1854 | 78545 | South | SOUTH
1855 | 78547 | South | SOUTH
1856 | 78548 | South | SOUTH
1857 | 78549 | South | SOUTH
1858 | 78550 | South | SOUTH
1859 | 78551 | South | SOUTH
1860 | 78552 | South | SOUTH
1861 | 78553 | South | SOUTH
1862 | 78557 | South | SOUTH
1863 | 78558 | South | SOUTH
1864 | 78559 | South | SOUTH
1865 | 78560 | South | SOUTH
1866 | 78561 | South | SOUTH
1867 | 78562 | South | SOUTH
1868 | 78563 | South | SOUTH
1869 | 78564 | South | SOUTH
1870 | 78565 | South | SOUTH
1871 | 78566 | South | SOUTH
1872 | 78567 | South | SOUTH
1873 | 78568 | South | SOUTH
1874 | 78569 | South | SOUTH
1875 | 78570 | South | SOUTH
1876 | 78572 | South | SOUTH
1877 | 78573 | South | SOUTH
1878 | 78574 | South | SOUTH
1879 | 78575 | South | SOUTH
1880 | 78576 | South | SOUTH
1881 | 78577 | South | SOUTH
1882 | 78578 | South | SOUTH
1883 | 78579 | South | SOUTH
1884 | 78580 | South | SOUTH
1885 | 78582 | South | SOUTH
1886 | 78583 | South | SOUTH
1887 | 78584 | South | SOUTH
1888 | 78585 | South | SOUTH
1889 | 78586 | South | SOUTH
1890 | 78588 | South | SOUTH
1891 | 78589 | South | SOUTH
1892 | 78590 | South | SOUTH
1893 | 78591 | South | SOUTH
1894 | 78592 | South | SOUTH
1895 | 78593 | South | SOUTH
1896 | 78594 | South | SOUTH
1897 | 78595 | South | SOUTH
1898 | 78596 | South | SOUTH
1899 | 78597 | South | SOUTH
1900 | 78598 | South | SOUTH
1901 | 78599 | South | SOUTH
1902 | 78602 | South Central | SCENT
1903 | 78604 | South Central | SCENT
1904 | 78605 | South Central | SCENT
1905 | 78606 | South Central | SCENT
1906 | 78607 | West | WEST
1907 | 78608 | South Central | SCENT
1908 | 78609 | West | WEST
1909 | 78610 | South Central | SCENT
1910 | 78611 | South Central | SCENT
1911 | 78612 | South Central | SCENT
1912 | 78613 | South Central | SCENT
1913 | 78614 | South Central | SCENT
1914 | 78615 | South Central | SCENT
1915 | 78616 | South Central | SCENT
1916 | 78617 | South Central | SCENT
1917 | 78618 | West | WEST
1918 | 78619 | South Central | SCENT
1919 | 78620 | South Central | SCENT
1920 | 78621 | South Central | SCENT
1921 | 78622 | South Central | SCENT
1922 | 78623 | South Central | SCENT
1923 | 78624 | West | WEST
1924 | 78626 | South Central | SCENT
1925 | 78627 | South Central | SCENT
1926 | 78628 | South Central | SCENT
1927 | 78629 | South Central | SCENT
1928 | 78630 | South Central | SCENT
1929 | 78631 | West | WEST
1930 | 78632 | South Central | SCENT
1931 | 78633 | South Central | SCENT
1932 | 78634 | South Central | SCENT
1933 | 78635 | South Central | SCENT
1934 | 78636 | South Central | SCENT
1935 | 78638 | South Central | SCENT
1936 | 78639 | West | WEST
1937 | 78640 | South Central | SCENT
1938 | 78641 | South Central | SCENT
1939 | 78642 | South Central | SCENT
1940 | 78643 | West | WEST
1941 | 78644 | South Central | SCENT
1942 | 78645 | South Central | SCENT
1943 | 78646 | South Central | SCENT
1944 | 78648 | South Central | SCENT
1945 | 78650 | South Central | SCENT
1946 | 78651 | South Central | SCENT
1947 | 78652 | South Central | SCENT
1948 | 78653 | South Central | SCENT
1949 | 78654 | South Central | SCENT
1950 | 78655 | South Central | SCENT
1951 | 78656 | South Central | SCENT
1952 | 78657 | South Central | SCENT
1953 | 78658 | South Central | SCENT
1954 | 78659 | South Central | SCENT
1955 | 78660 | South Central | SCENT
1956 | 78661 | South Central | SCENT
1957 | 78662 | South Central | SCENT
1958 | 78663 | South Central | SCENT
1959 | 78664 | South Central | SCENT
1960 | 78665 | South Central | SCENT
1961 | 78666 | South Central | SCENT
1962 | 78667 | South Central | SCENT
1963 | 78669 | South Central | SCENT
1964 | 78670 | South Central | SCENT
1965 | 78671 | West | WEST
1966 | 78672 | West | WEST
1967 | 78673 | South Central | SCENT
1968 | 78674 | South Central | SCENT
1969 | 78675 | West | WEST
1970 | 78676 | South Central | SCENT
1971 | 78677 | South Central | SCENT
1972 | 78680 | South Central | SCENT
1973 | 78681 | South Central | SCENT
1974 | 78682 | South Central | SCENT
1975 | 78683 | South Central | SCENT
1976 | 78691 | South Central | SCENT
1977 | 78701 | South Central | SCENT
1978 | 78702 | South Central | SCENT
1979 | 78703 | South Central | SCENT
1980 | 78704 | South Central | SCENT
1981 | 78705 | South Central | SCENT
1982 | 78708 | South Central | SCENT
1983 | 78709 | South Central | SCENT
1984 | 78710 | South Central | SCENT
1985 | 78711 | South Central | SCENT
1986 | 78712 | South Central | SCENT
1987 | 78713 | South Central | SCENT
1988 | 78714 | South Central | SCENT
1989 | 78715 | South Central | SCENT
1990 | 78716 | South Central | SCENT
1991 | 78717 | South Central | SCENT
1992 | 78718 | South Central | SCENT
1993 | 78719 | South Central | SCENT
1994 | 78720 | South Central | SCENT
1995 | 78721 | South Central | SCENT
1996 | 78722 | South Central | SCENT
1997 | 78723 | South Central | SCENT
1998 | 78724 | South Central | SCENT
1999 | 78725 | South Central | SCENT
2000 | 78726 | South Central | SCENT
2001 | 78727 | South Central | SCENT
2002 | 78728 | South Central | SCENT
2003 | 78729 | South Central | SCENT
2004 | 78730 | South Central | SCENT
2005 | 78731 | South Central | SCENT
2006 | 78732 | South Central | SCENT
2007 | 78733 | South Central | SCENT
2008 | 78734 | South Central | SCENT
2009 | 78735 | South Central | SCENT
2010 | 78736 | South Central | SCENT
2011 | 78737 | South Central | SCENT
2012 | 78738 | South Central | SCENT
2013 | 78739 | South Central | SCENT
2014 | 78741 | South Central | SCENT
2015 | 78742 | South Central | SCENT
2016 | 78744 | South Central | SCENT
2017 | 78745 | South Central | SCENT
2018 | 78746 | South Central | SCENT
2019 | 78747 | South Central | SCENT
2020 | 78748 | South Central | SCENT
2021 | 78749 | South Central | SCENT
2022 | 78750 | South Central | SCENT
2023 | 78751 | South Central | SCENT
2024 | 78752 | South Central | SCENT
2025 | 78753 | South Central | SCENT
2026 | 78754 | South Central | SCENT
2027 | 78755 | South Central | SCENT
2028 | 78756 | South Central | SCENT
2029 | 78757 | South Central | SCENT
2030 | 78758 | South Central | SCENT
2031 | 78759 | South Central | SCENT
2032 | 78760 | South Central | SCENT
2033 | 78761 | South Central | SCENT
2034 | 78762 | South Central | SCENT
2035 | 78763 | South Central | SCENT
2036 | 78764 | South Central | SCENT
2037 | 78765 | South Central | SCENT
2038 | 78766 | South Central | SCENT
2039 | 78767 | South Central | SCENT
2040 | 78768 | South Central | SCENT
2041 | 78769 | South Central | SCENT
2042 | 78772 | South Central | SCENT
2043 | 78773 | South Central | SCENT
2044 | 78774 | South Central | SCENT
2045 | 78778 | South Central | SCENT
2046 | 78779 | South Central | SCENT
2047 | 78780 | South Central | SCENT
2048 | 78781 | South Central | SCENT
2049 | 78783 | South Central | SCENT
2050 | 78785 | South Central | SCENT
2051 | 78786 | South Central | SCENT
2052 | 78788 | South Central | SCENT
2053 | 78789 | South Central | SCENT
2054 | 78799 | South Central | SCENT
2055 | 78801 | West | WEST
2056 | 78802 | West | WEST
2057 | 78827 | South | SOUTH
2058 | 78828 | West | WEST
2059 | 78829 | South | SOUTH
2060 | 78830 | South | SOUTH
2061 | 78832 | West | WEST
2062 | 78833 | West | WEST
2063 | 78834 | South | SOUTH
2064 | 78836 | South | SOUTH
2065 | 78837 | West | WEST
2066 | 78838 | West | WEST
2067 | 78839 | South | SOUTH
2068 | 78840 | West | WEST
2069 | 78841 | West | WEST
2070 | 78842 | West | WEST
2071 | 78843 | West | WEST
2072 | 78847 | West | WEST
2073 | 78850 | South Central | SCENT
2074 | 78851 | Far West | FWEST
2075 | 78852 | South | SOUTH
2076 | 78853 | South | SOUTH
2077 | 78860 | South | SOUTH
2078 | 78861 | South Central | SCENT
2079 | 78870 | West | WEST
2080 | 78871 | West | WEST
2081 | 78872 | South | SOUTH
2082 | 78873 | West | WEST
2083 | 78877 | South | SOUTH
2084 | 78879 | West | WEST
2085 | 78880 | West | WEST
2086 | 78881 | West | WEST
2087 | 78883 | South Central | SCENT
2088 | 78884 | West | WEST
2089 | 78885 | South Central | SCENT
2090 | 78886 | South Central | SCENT
2091 | 78931 | South Central | SCENT
2092 | 78932 | South Central | SCENT
2093 | 78933 | South Central | SCENT
2094 | 78934 | South Central | SCENT
2095 | 78935 | South Central | SCENT
2096 | 78938 | South Central | SCENT
2097 | 78940 | South Central | SCENT
2098 | 78941 | South Central | SCENT
2099 | 78942 | South Central | SCENT
2100 | 78943 | South Central | SCENT
2101 | 78944 | South Central | SCENT
2102 | 78945 | South Central | SCENT
2103 | 78946 | South Central | SCENT
2104 | 78947 | South Central | SCENT
2105 | 78948 | South Central | SCENT
2106 | 78949 | South Central | SCENT
2107 | 78950 | South Central | SCENT
2108 | 78951 | South Central | SCENT
2109 | 78952 | South Central | SCENT
2110 | 78953 | South Central | SCENT
2111 | 78954 | South Central | SCENT
2112 | 78956 | South Central | SCENT
2113 | 78957 | South Central | SCENT
2114 | 78959 | South Central | SCENT
2115 | 78960 | South Central | SCENT
2116 | 78961 | South Central | SCENT
2117 | 78962 | South Central | SCENT
2118 | 78963 | South Central | SCENT
2119 | 79001 | North | NORTH
2120 | 79003 | North | NORTH
2121 | 79011 | North | NORTH
2122 | 79039 | North | NORTH
2123 | 79059 | North | NORTH
2124 | 79061 | North | NORTH
2125 | 79068 | North | NORTH
2126 | 79079 | North | NORTH
2127 | 79096 | North | NORTH
2128 | 79097 | Far West | NORTH
2129 | 79201 | North | NORTH
2130 | 79220 | North | NORTH
2131 | 79223 | North | NORTH
2132 | 79225 | North | NORTH
2133 | 79226 | North | NORTH
2134 | 79227 | North | NORTH
2135 | 79229 | North | NORTH
2136 | 79232 | North | NORTH
2137 | 79233 | North | NORTH
2138 | 79234 | North | NORTH
2139 | 79236 | North | NORTH
2140 | 79237 | North | NORTH
2141 | 79238 | North | NORTH
2142 | 79239 | North | NORTH
2143 | 79240 | North | NORTH
2144 | 79243 | North | NORTH
2145 | 79244 | North | NORTH
2146 | 79245 | North | NORTH
2147 | 79247 | North | NORTH
2148 | 79248 | North | NORTH
2149 | 79252 | North | NORTH
2150 | 79255 | North | NORTH
2151 | 79256 | North | NORTH
2152 | 79257 | North | NORTH
2153 | 79259 | North | NORTH
2154 | 79261 | North | NORTH
2155 | 79322 | North | NORTH
2156 | 79331 | Far West | FWEST
2157 | 79343 | North | NORTH
2158 | 79351 | Far West | FWEST
2159 | 79357 | North | NORTH
2160 | 79364 | North | NORTH
2161 | 79370 | North | NORTH
2162 | 79377 | Far West | FWEST
2163 | 79401 | North | NORTH
2164 | 79403 | North | NORTH
2165 | 79404 | North | NORTH
2166 | 79406 | North | NORTH
2167 | 79407 | North | NORTH
2168 | 79410 | North | NORTH
2169 | 79411 | North | NORTH
2170 | 79412 | North | NORTH
2171 | 79413 | North | NORTH
2172 | 79414 | North | NORTH
2173 | 79415 | North | NORTH
2174 | 79416 | North | NORTH
2175 | 79423 | North | NORTH
2176 | 79424 | North | NORTH
2177 | 79501 | West | WEST
2178 | 79502 | North | NORTH
2179 | 79503 | West | WEST
2180 | 79504 | North Central | NCENT
2181 | 79505 | North | NORTH
2182 | 79506 | West | WEST
2183 | 79508 | West | WEST
2184 | 79510 | North Central | NCENT
2185 | 79511 | Far West | FWEST
2186 | 79512 | West | WEST
2187 | 79516 | West | WEST
2188 | 79517 | West | WEST
2189 | 79518 | North | NORTH
2190 | 79519 | West | WEST
2191 | 79520 | West | WEST
2192 | 79521 | North | NORTH
2193 | 79525 | West | WEST
2194 | 79526 | West | WEST
2195 | 79527 | West | WEST
2196 | 79528 | North | NORTH
2197 | 79529 | North | NORTH
2198 | 79530 | West | WEST
2199 | 79532 | West | WEST
2200 | 79533 | West | WEST
2201 | 79534 | West | WEST
2202 | 79535 | West | WEST
2203 | 79536 | West | WEST
2204 | 79537 | West | WEST
2205 | 79538 | West | WEST
2206 | 79539 | North | NORTH
2207 | 79540 | North | NORTH
2208 | 79541 | West | WEST
2209 | 79543 | West | WEST
2210 | 79544 | North | NORTH
2211 | 79545 | West | WEST
2212 | 79546 | West | WEST
2213 | 79547 | North | NORTH
2214 | 79548 | North | NORTH
2215 | 79549 | West | WEST
2216 | 79550 | West | WEST
2217 | 79553 | West | WEST
2218 | 79556 | West | WEST
2219 | 79560 | West | WEST
2220 | 79561 | West | WEST
2221 | 79562 | West | WEST
2222 | 79563 | West | WEST
2223 | 79565 | West | WEST
2224 | 79566 | West | WEST
2225 | 79567 | West | WEST
2226 | 79601 | West | WEST
2227 | 79602 | West | WEST
2228 | 79603 | West | WEST
2229 | 79604 | West | WEST
2230 | 79605 | West | WEST
2231 | 79606 | West | WEST
2232 | 79607 | West | WEST
2233 | 79608 | West | WEST
2234 | 79697 | West | WEST
2235 | 79698 | West | WEST
2236 | 79699 | West | WEST
2237 | 79701 | Far West | FWEST
2238 | 79702 | Far West | FWEST
2239 | 79703 | Far West | FWEST
2240 | 79704 | Far West | FWEST
2241 | 79705 | Far West | FWEST
2242 | 79706 | Far West | FWEST
2243 | 79707 | Far West | FWEST
2244 | 79708 | Far West | FWEST
2245 | 79710 | Far West | FWEST
2246 | 79711 | Far West | FWEST
2247 | 79712 | Far West | FWEST
2248 | 79713 | Far West | FWEST
2249 | 79714 | Far West | FWEST
2250 | 79718 | Far West | FWEST
2251 | 79719 | Far West | FWEST
2252 | 79720 | Far West | FWEST
2253 | 79721 | Far West | FWEST
2254 | 79730 | Far West | FWEST
2255 | 79731 | Far West | FWEST
2256 | 79733 | Far West | FWEST
2257 | 79734 | Far West | FWEST
2258 | 79735 | Far West | FWEST
2259 | 79738 | Far West | FWEST
2260 | 79739 | Far West | FWEST
2261 | 79740 | Far West | FWEST
2262 | 79741 | Far West | FWEST
2263 | 79742 | Far West | FWEST
2264 | 79743 | Far West | FWEST
2265 | 79744 | Far West | FWEST
2266 | 79745 | Far West | FWEST
2267 | 79748 | Far West | FWEST
2268 | 79749 | Far West | FWEST
2269 | 79752 | Far West | FWEST
2270 | 79754 | Far West | FWEST
2271 | 79755 | Far West | FWEST
2272 | 79756 | Far West | FWEST
2273 | 79758 | Far West | FWEST
2274 | 79759 | Far West | FWEST
2275 | 79760 | Far West | FWEST
2276 | 79761 | Far West | FWEST
2277 | 79762 | Far West | FWEST
2278 | 79763 | Far West | FWEST
2279 | 79764 | Far West | FWEST
2280 | 79765 | Far West | FWEST
2281 | 79766 | Far West | FWEST
2282 | 79768 | Far West | FWEST
2283 | 79769 | Far West | FWEST
2284 | 79770 | Far West | FWEST
2285 | 79772 | Far West | FWEST
2286 | 79776 | Far West | FWEST
2287 | 79777 | Far West | FWEST
2288 | 79778 | Far West | FWEST
2289 | 79779 | Far West | FWEST
2290 | 79780 | Far West | FWEST
2291 | 79781 | Far West | FWEST
2292 | 79782 | Far West | FWEST
2293 | 79783 | Far West | FWEST
2294 | 79785 | Far West | FWEST
2295 | 79786 | Far West | FWEST
2296 | 79788 | Far West | FWEST
2297 | 79789 | Far West | FWEST
2298 | 79821 | Far West | FWEST
2299 | 79830 | Far West | FWEST
2300 | 79831 | Far West | FWEST
2301 | 79832 | Far West | FWEST
2302 | 79834 | Far West | FWEST
2303 | 79835 | Far West | FWEST
2304 | 79836 | Far West | FWEST
2305 | 79837 | Far West | FWEST
2306 | 79838 | Far West | FWEST
2307 | 79839 | Far West | FWEST
2308 | 79842 | Far West | FWEST
2309 | 79843 | Far West | FWEST
2310 | 79845 | Far West | FWEST
2311 | 79846 | Far West | FWEST
2312 | 79847 | Far West | FWEST
2313 | 79848 | Far West | FWEST
2314 | 79849 | Far West | FWEST
2315 | 79851 | Far West | FWEST
2316 | 79852 | Far West | FWEST
2317 | 79853 | Far West | FWEST
2318 | 79854 | Far West | FWEST
2319 | 79855 | Far West | FWEST
2320 | 79901 | Far West | FWEST
2321 | 79902 | Far West | FWEST
2322 | 79903 | Far West | FWEST
2323 | 79904 | Far West | FWEST
2324 | 79905 | Far West | FWEST
2325 | 79906 | Far West | FWEST
2326 | 79907 | Far West | FWEST
2327 | 79908 | Far West | FWEST
2328 | 79910 | Far West | FWEST
2329 | 79911 | Far West | FWEST
2330 | 79912 | Far West | FWEST
2331 | 79913 | Far West | FWEST
2332 | 79914 | Far West | FWEST
2333 | 79915 | Far West | FWEST
2334 | 79916 | Far West | FWEST
2335 | 79917 | Far West | FWEST
2336 | 79918 | Far West | FWEST
2337 | 79920 | Far West | FWEST
2338 | 79922 | Far West | FWEST
2339 | 79923 | Far West | FWEST
2340 | 79924 | Far West | FWEST
2341 | 79925 | Far West | FWEST
2342 | 79926 | Far West | FWEST
2343 | 79927 | Far West | FWEST
2344 | 79928 | Far West | FWEST
2345 | 79929 | Far West | FWEST
2346 | 79930 | Far West | FWEST
2347 | 79931 | Far West | FWEST
2348 | 79932 | Far West | FWEST
2349 | 79934 | Far West | FWEST
2350 | 79935 | Far West | FWEST
2351 | 79936 | Far West | FWEST
2352 | 79937 | Far West | FWEST
2353 | 79938 | Far West | FWEST
2354 | 79940 | Far West | FWEST
2355 | 79941 | Far West | FWEST
2356 | 79942 | Far West | FWEST
2357 | 79943 | Far West | FWEST
2358 | 79944 | Far West | FWEST
2359 | 79945 | Far West | FWEST
2360 | 79946 | Far West | FWEST
2361 | 79947 | Far West | FWEST
2362 | 79948 | Far West | FWEST
2363 | 79949 | Far West | FWEST
2364 | 79950 | Far West | FWEST
2365 | 79951 | Far West | FWEST
2366 | 79952 | Far West | FWEST
2367 | 79953 | Far West | FWEST
2368 | 79954 | Far West | FWEST
2369 | 79955 | Far West | FWEST
2370 | 79958 | Far West | FWEST
2371 | 79960 | Far West | FWEST
2372 | 79961 | Far West | FWEST
2373 | 79966 | Far West | FWEST
2374 | 79968 | Far West | FWEST
2375 | 79973 | Far West | FWEST
2376 | 79974 | Far West | FWEST
2377 | 79975 | Far West | FWEST
2378 | 79976 | Far West | FWEST
2379 | 79977 | Far West | FWEST
2380 | 79978 | Far West | FWEST
2381 | 79980 | Far West | FWEST
2382 | 79982 | Far West | FWEST
2383 | 79983 | Far West | FWEST
2384 | 79984 | Far West | FWEST
2385 | 79985 | Far West | FWEST
2386 | 79986 | Far West | FWEST
2387 | 79987 | Far West | FWEST
2388 | 79988 | Far West | FWEST
2389 | 79989 | Far West | FWEST
2390 | 79990 | Far West | FWEST
2391 | 79991 | Far West | FWEST
2392 | 79992 | Far West | FWEST
2393 | 79993 | Far West | FWEST
2394 | 79994 | Far West | FWEST
2395 | 79995 | Far West | FWEST
2396 | 79996 | Far West | FWEST
2397 | 79997 | Far West | FWEST
2398 | 79998 | Far West | FWEST
2399 | 79999 | Far West | FWEST
2400 | 88510 | Far West | FWEST
2401 | 88511 | Far West | FWEST
2402 | 88512 | Far West | FWEST
2403 | 88513 | Far West | FWEST
2404 | 88514 | Far West | FWEST
2405 | 88515 | Far West | FWEST
2406 | 88516 | Far West | FWEST
2407 | 88517 | Far West | FWEST
2408 | 88518 | Far West | FWEST
2409 | 88519 | Far West | FWEST
2410 | 88520 | Far West | FWEST
2411 | 88521 | Far West | FWEST
2412 | 88523 | Far West | FWEST
2413 | 88524 | Far West | FWEST
2414 | 88525 | Far West | FWEST
2415 | 88526 | Far West | FWEST
2416 | 88527 | Far West | FWEST
2417 | 88528 | Far West | FWEST
2418 | 88529 | Far West | FWEST
2419 | 88530 | Far West | FWEST
2420 | 88531 | Far West | FWEST
2421 | 88532 | Far West | FWEST
2422 | 88533 | Far West | FWEST
2423 | 88534 | Far West | FWEST
2424 | 88535 | Far West | FWEST
2425 | 88536 | Far West | FWEST
2426 | 88538 | Far West | FWEST
2427 | 88539 | Far West | FWEST
2428 | 88540 | Far West | FWEST
2429 | 88541 | Far West | FWEST
2430 | 88542 | Far West | FWEST
2431 | 88543 | Far West | FWEST
2432 | 88544 | Far West | FWEST
2433 | 88545 | Far West | FWEST
2434 | 88546 | Far West | FWEST
2435 | 88547 | Far West | FWEST
2436 | 88548 | Far West | FWEST
2437 | 88549 | Far West | FWEST
2438 | 88550 | Far West | FWEST
2439 | 88553 | Far West | FWEST
2440 | 88554 | Far West | FWEST
2441 | 88555 | Far West | FWEST
2442 | 88556 | Far West | FWEST
2443 | 88557 | Far West | FWEST
2444 | 88558 | Far West | FWEST
2445 | 88559 | Far West | FWEST
2446 | 88560 | Far West | FWEST
2447 | 88561 | Far West | FWEST
2448 | 88562 | Far West | FWEST
2449 | 88563 | Far West | FWEST
2450 | 88565 | Far West | FWEST
2451 | 88566 | Far West | FWEST
2452 | 88567 | Far West | FWEST
2453 | 88568 | Far West | FWEST
2454 | 88569 | Far West | FWEST
2455 | 88570 | Far West | FWEST
2456 | 88571 | Far West | FWEST
2457 | 88572 | Far West | FWEST
2458 | 88573 | Far West | FWEST
2459 | 88574 | Far West | FWEST
2460 | 88575 | Far West | FWEST
2461 | 88576 | Far West | FWEST
2462 | 88577 | Far West | FWEST
2463 | 88578 | Far West | FWEST
2464 | 88579 | Far West | FWEST
2465 | 88580 | Far West | FWEST
2466 | 88581 | Far West | FWEST
2467 | 88582 | Far West | FWEST
2468 | 88583 | Far West | FWEST
2469 | 88584 | Far West | FWEST
2470 | 88585 | Far West | FWEST
2471 | 88586 | Far West | FWEST
2472 | 88587 | Far West | FWEST
2473 | 88588 | Far West | FWEST
2474 | 88589 | Far West | FWEST
2475 | 88590 | Far West | FWEST
2476 | 88595 | Far West | FWEST

## DG
Distributed Generation Request Template Instructions
For ESI IDs that have a Distributed Generation (DG) capacity less than or equal to the DG registration threshold, have signed an interconnection agreement with the TDSP, and are not otherwise required to be assigned the IDRRQ Profile Segment, the TDSP is required to provide ERCOT (ERCOTLoadProfilingDepartment@ercot.com) with documentation of the following for each applicable ESI ID:
| a. | ESI ID
| b. | Generation type (e.g. PV, Wind, Other: Renewable, Other: Non-Renewable)
| c. | Interconnection Agreement effective date
| d. | Total inverter capacity (if applicable and available)
| e. | The inverter's published peak efficiency rating (if applicable and available)
| f. | If PV generation is present:
Total PV generation capacity in kW (DC)
| g. | If Wind generation is present:
Total Wind generation capacity in kW (DC)
| h. | If generation other than PV or Wind is present:
Total generation capacity in kW (DC)
Submitter/Requestor shall use the template available on the "DG Request" tab.
| a. | Do not add, delete or modify any rows above the column headings.
| b. | Do not change the column heading names.
| c. | *Only one ROW per ESIID* - populate all applicable fields for that ESI ID.
- If multiple generation types exist for an ESI ID, enter the capacity information for each Generation Type in the appropriate column
- If any information is unknown or a field is not applicable, leave the cell blank (do not use N/A)
EXAMPLE: Premise has 10kW of PV capacity installed, then later installed an additional 5kW of Battery storage capacity. Submitter shall input "10" for "Total PV Capacity", and "5" for "Total Other: Non-Renewable Capacity". * DO NOT SUBMIT AN ADDITIONAL ROW FOR ANY INCREMENTAL CAPACITY ADDED*
Definition of Renewable Energy Technology: Per PURA 39.904(d): In this section, "renewable energy technology" means any technology that exclusively relies on an energy source that is naturally regenerated over a short time and derived directly from the sun, indirectly from the sun, or from moving water or other natural movements and mechanisms of the environment. Renewable energy technologies include those that rely on energy derived directly from the sun, on wind, geothermal, hydroelectric, wave, or tidal energy, or on biomass or biomass-based waste products, including landfill gas. A renewable energy technology does not rely on energy resources derived from fossil fuels, waste products from fossil fuels, or waste products from inorganic sources.
For questions or comments, please contact the Load Profiling Department at ERCOTLoadProfilingDepartment@ercot.com
Example Request:
| TDSP | TDSP-A
| Date of Request | 2015-12-11
| ESI ID | IA Date | Total Inverter Capacity (kW) | Efficiency Rating | Total PV capcacity (kW) | Total Wind Capacity (kW) | Total Other: Renewable Capacity (kW) | Total Other: Non-Renewable Capacity (kW)
1 | 32464821399 | 2015-11-24 | 2 | 75% | 10 |  |  | 5

## DG Template
| TDSP | TDSP-A
| Date of Request | 2015-12-11
| ESI ID | IA Date | Total Inverter Capacity (kW) | Efficiency Rating | Total PV capcacity (kW) | Total Wind Capacity (kW) | Total Other: Renewable Capacity (kW) | Total Other: Non-Renewable Capacity (kW)
1 | 32464821399 | 2015-11-24 | 2 | 75% | 10 |  |  | 5

## Oil & Gas
Oil & Gas Flat Profile Segment Assignment
Only the current CR of Record may seek to have the Oil & Gas Flat (OGFLT) Profile Segment assigned to one of their ESI IDs and are required to provide ERCOT (ERCOTLoadProfilingDepartment@ercot.com) with documentation, either electronic (preferred) or hard copy, of the following:
|  | 1. | Sales Tax Exemption Certificate (on file with the CR for the ESI ID)
|  | 2. | Customer Certification to the CR that the Customer holds an official Railroad Commission of Texas Operator Number and uses electricity at the premises identified by the ESI ID for the purpose of exploring, producing or transporting oil and/or natural gas extracted from the earth. This Customer Certification must be signed by an official company representative and shall list the Railroad Commission of Texas Operator Number, the name of the entity holding the Operator Number, the ESI ID and the service address of the ESI ID.
In addition, for NIDR ESI IDs to be assigned the Oil & Gas Flat (OGFLT) profile, ERCOT shall validate that they are not weather sensitive.
The Oil & Gas Flat segment assignment shall not change simply due to a switch in CRs.
Should a previously approved ESI ID become ineligible to be served under an Oil & Gas Flat segment, then ERCOT shall notify the appropriate TDSP to change the Profile Type to the current appropriate default Profile Type as if the ESI ID represented a new premise. TDSPs shall make reasonable effort to effect the change using the appropriate Texas SET process as soon as possible after notification. ERCOT shall notify the CR of Record of any such changes to the Profile Type.

## Valid Profile IDs
Valid Profile IDs
Profile Group Code | Profile Segment Code | Weather Zone Code | Meter Data Type Code | Weather Sensitivity Code | TOU Schedule Code | Valid Profile ID
BUS | HIDG | COAST | IDR | WS | NOTOU | BUSHIDG_COAST_IDR_WS_NOTOU
BUS | HIDG | COAST | NIDR | NWS | NOTOU | BUSHIDG_COAST_NIDR_NWS_NOTOU
BUS | HIDG | EAST | IDR | WS | NOTOU | BUSHIDG_EAST_IDR_WS_NOTOU
BUS | HIDG | EAST | NIDR | NWS | NOTOU | BUSHIDG_EAST_NIDR_NWS_NOTOU
BUS | HIDG | FWEST | IDR | WS | NOTOU | BUSHIDG_FWEST_IDR_WS_NOTOU
BUS | HIDG | FWEST | NIDR | NWS | NOTOU | BUSHIDG_FWEST_NIDR_NWS_NOTOU
BUS | HIDG | NCENT | IDR | WS | NOTOU | BUSHIDG_NCENT_IDR_WS_NOTOU
BUS | HIDG | NCENT | NIDR | NWS | NOTOU | BUSHIDG_NCENT_NIDR_NWS_NOTOU
BUS | HIDG | NORTH | IDR | WS | NOTOU | BUSHIDG_NORTH_IDR_WS_NOTOU
BUS | HIDG | NORTH | NIDR | NWS | NOTOU | BUSHIDG_NORTH_NIDR_NWS_NOTOU
BUS | HIDG | SCENT | IDR | WS | NOTOU | BUSHIDG_SCENT_IDR_WS_NOTOU
BUS | HIDG | SCENT | NIDR | NWS | NOTOU | BUSHIDG_SCENT_NIDR_NWS_NOTOU
BUS | HIDG | SOUTH | IDR | WS | NOTOU | BUSHIDG_SOUTH_IDR_WS_NOTOU
BUS | HIDG | SOUTH | NIDR | NWS | NOTOU | BUSHIDG_SOUTH_NIDR_NWS_NOTOU
BUS | HIDG | WEST | IDR | WS | NOTOU | BUSHIDG_WEST_IDR_WS_NOTOU
BUS | HIDG | WEST | NIDR | NWS | NOTOU | BUSHIDG_WEST_NIDR_NWS_NOTOU
BUS | HILF | COAST | IDR | WS | NOTOU | BUSHILF_COAST_IDR_WS_NOTOU
BUS | HILF | COAST | IDR | WS | TOU11 | BUSHILF_COAST_IDR_WS_TOU11
BUS | HILF | COAST | IDR | WS | TOU12 | BUSHILF_COAST_IDR_WS_TOU12
BUS | HILF | COAST | NIDR | NWS | NOTOU | BUSHILF_COAST_NIDR_NWS_NOTOU
BUS | HILF | COAST | NIDR | NWS | TOU11 | BUSHILF_COAST_NIDR_NWS_TOU11
BUS | HILF | COAST | NIDR | NWS | TOU12 | BUSHILF_COAST_NIDR_NWS_TOU12
BUS | HILF | EAST | IDR | WS | NOTOU | BUSHILF_EAST_IDR_WS_NOTOU
BUS | HILF | EAST | IDR | WS | TOU01 | BUSHILF_EAST_IDR_WS_TOU01
BUS | HILF | EAST | IDR | WS | TOU02 | BUSHILF_EAST_IDR_WS_TOU02
BUS | HILF | EAST | IDR | WS | TOU11 | BUSHILF_EAST_IDR_WS_TOU11
BUS | HILF | EAST | IDR | WS | TOU12 | BUSHILF_EAST_IDR_WS_TOU12
BUS | HILF | EAST | IDR | WS | TOU13 | BUSHILF_EAST_IDR_WS_TOU13
BUS | HILF | EAST | NIDR | NWS | NOTOU | BUSHILF_EAST_NIDR_NWS_NOTOU
BUS | HILF | EAST | NIDR | NWS | TOU01 | BUSHILF_EAST_NIDR_NWS_TOU01
BUS | HILF | EAST | NIDR | NWS | TOU02 | BUSHILF_EAST_NIDR_NWS_TOU02
BUS | HILF | EAST | NIDR | NWS | TOU11 | BUSHILF_EAST_NIDR_NWS_TOU11
BUS | HILF | EAST | NIDR | NWS | TOU12 | BUSHILF_EAST_NIDR_NWS_TOU12
BUS | HILF | EAST | NIDR | NWS | TOU13 | BUSHILF_EAST_NIDR_NWS_TOU13
BUS | HILF | FWEST | IDR | WS | NOTOU | BUSHILF_FWEST_IDR_WS_NOTOU
BUS | HILF | FWEST | IDR | WS | TOU01 | BUSHILF_FWEST_IDR_WS_TOU01
BUS | HILF | FWEST | IDR | WS | TOU02 | BUSHILF_FWEST_IDR_WS_TOU02
BUS | HILF | FWEST | IDR | WS | TOU11 | BUSHILF_FWEST_IDR_WS_TOU11
BUS | HILF | FWEST | IDR | WS | TOU12 | BUSHILF_FWEST_IDR_WS_TOU12
BUS | HILF | FWEST | IDR | WS | TOU13 | BUSHILF_FWEST_IDR_WS_TOU13
BUS | HILF | FWEST | NIDR | NWS | NOTOU | BUSHILF_FWEST_NIDR_NWS_NOTOU
BUS | HILF | FWEST | NIDR | NWS | TOU01 | BUSHILF_FWEST_NIDR_NWS_TOU01
BUS | HILF | FWEST | NIDR | NWS | TOU02 | BUSHILF_FWEST_NIDR_NWS_TOU02
BUS | HILF | FWEST | NIDR | NWS | TOU11 | BUSHILF_FWEST_NIDR_NWS_TOU11
BUS | HILF | FWEST | NIDR | NWS | TOU12 | BUSHILF_FWEST_NIDR_NWS_TOU12
BUS | HILF | FWEST | NIDR | NWS | TOU13 | BUSHILF_FWEST_NIDR_NWS_TOU13
BUS | HILF | NCENT | IDR | WS | NOTOU | BUSHILF_NCENT_IDR_WS_NOTOU
BUS | HILF | NCENT | IDR | WS | TOU01 | BUSHILF_NCENT_IDR_WS_TOU01
BUS | HILF | NCENT | IDR | WS | TOU02 | BUSHILF_NCENT_IDR_WS_TOU02
BUS | HILF | NCENT | IDR | WS | TOU11 | BUSHILF_NCENT_IDR_WS_TOU11
BUS | HILF | NCENT | IDR | WS | TOU12 | BUSHILF_NCENT_IDR_WS_TOU12
BUS | HILF | NCENT | IDR | WS | TOU13 | BUSHILF_NCENT_IDR_WS_TOU13
BUS | HILF | NCENT | NIDR | NWS | NOTOU | BUSHILF_NCENT_NIDR_NWS_NOTOU
BUS | HILF | NCENT | NIDR | NWS | TOU01 | BUSHILF_NCENT_NIDR_NWS_TOU01
BUS | HILF | NCENT | NIDR | NWS | TOU02 | BUSHILF_NCENT_NIDR_NWS_TOU02
BUS | HILF | NCENT | NIDR | NWS | TOU11 | BUSHILF_NCENT_NIDR_NWS_TOU11
BUS | HILF | NCENT | NIDR | NWS | TOU12 | BUSHILF_NCENT_NIDR_NWS_TOU12
BUS | HILF | NCENT | NIDR | NWS | TOU13 | BUSHILF_NCENT_NIDR_NWS_TOU13
BUS | HILF | NORTH | IDR | WS | NOTOU | BUSHILF_NORTH_IDR_WS_NOTOU
BUS | HILF | NORTH | IDR | WS | TOU01 | BUSHILF_NORTH_IDR_WS_TOU01
BUS | HILF | NORTH | IDR | WS | TOU02 | BUSHILF_NORTH_IDR_WS_TOU02
BUS | HILF | NORTH | IDR | WS | TOU11 | BUSHILF_NORTH_IDR_WS_TOU11
BUS | HILF | NORTH | IDR | WS | TOU12 | BUSHILF_NORTH_IDR_WS_TOU12
BUS | HILF | NORTH | IDR | WS | TOU13 | BUSHILF_NORTH_IDR_WS_TOU13
BUS | HILF | NORTH | NIDR | NWS | NOTOU | BUSHILF_NORTH_NIDR_NWS_NOTOU
BUS | HILF | NORTH | NIDR | NWS | TOU01 | BUSHILF_NORTH_NIDR_NWS_TOU01
BUS | HILF | NORTH | NIDR | NWS | TOU02 | BUSHILF_NORTH_NIDR_NWS_TOU02
BUS | HILF | NORTH | NIDR | NWS | TOU11 | BUSHILF_NORTH_NIDR_NWS_TOU11
BUS | HILF | NORTH | NIDR | NWS | TOU12 | BUSHILF_NORTH_NIDR_NWS_TOU12
BUS | HILF | NORTH | NIDR | NWS | TOU13 | BUSHILF_NORTH_NIDR_NWS_TOU13
BUS | HILF | SCENT | IDR | WS | NOTOU | BUSHILF_SCENT_IDR_WS_NOTOU
BUS | HILF | SCENT | IDR | WS | TOU01 | BUSHILF_SCENT_IDR_WS_TOU01
BUS | HILF | SCENT | IDR | WS | TOU02 | BUSHILF_SCENT_IDR_WS_TOU02
BUS | HILF | SCENT | IDR | WS | TOU13 | BUSHILF_SCENT_IDR_WS_TOU13
BUS | HILF | SCENT | NIDR | NWS | NOTOU | BUSHILF_SCENT_NIDR_NWS_NOTOU
BUS | HILF | SCENT | NIDR | NWS | TOU01 | BUSHILF_SCENT_NIDR_NWS_TOU01
BUS | HILF | SCENT | NIDR | NWS | TOU02 | BUSHILF_SCENT_NIDR_NWS_TOU02
BUS | HILF | SCENT | NIDR | NWS | TOU13 | BUSHILF_SCENT_NIDR_NWS_TOU13
BUS | HILF | SOUTH | IDR | WS | NOTOU | BUSHILF_SOUTH_IDR_WS_NOTOU
BUS | HILF | SOUTH | NIDR | NWS | NOTOU | BUSHILF_SOUTH_NIDR_NWS_NOTOU
BUS | HILF | WEST | IDR | WS | NOTOU | BUSHILF_WEST_IDR_WS_NOTOU
BUS | HILF | WEST | IDR | WS | TOU01 | BUSHILF_WEST_IDR_WS_TOU01
BUS | HILF | WEST | IDR | WS | TOU02 | BUSHILF_WEST_IDR_WS_TOU02
BUS | HILF | WEST | IDR | WS | TOU13 | BUSHILF_WEST_IDR_WS_TOU13
BUS | HILF | WEST | NIDR | NWS | NOTOU | BUSHILF_WEST_NIDR_NWS_NOTOU
BUS | HILF | WEST | NIDR | NWS | TOU01 | BUSHILF_WEST_NIDR_NWS_TOU01
BUS | HILF | WEST | NIDR | NWS | TOU02 | BUSHILF_WEST_NIDR_NWS_TOU02
BUS | HILF | WEST | NIDR | NWS | TOU13 | BUSHILF_WEST_NIDR_NWS_TOU13
BUS | HIPV | COAST | IDR | WS | NOTOU | BUSHIPV_COAST_IDR_WS_NOTOU
BUS | HIPV | COAST | IDR | WS | TOU11 | BUSHIPV_COAST_IDR_WS_TOU11
BUS | HIPV | COAST | IDR | WS | TOU12 | BUSHIPV_COAST_IDR_WS_TOU12
BUS | HIPV | COAST | NIDR | NWS | NOTOU | BUSHIPV_COAST_NIDR_NWS_NOTOU
BUS | HIPV | COAST | NIDR | NWS | TOU11 | BUSHIPV_COAST_NIDR_NWS_TOU11
BUS | HIPV | COAST | NIDR | NWS | TOU12 | BUSHIPV_COAST_NIDR_NWS_TOU12
BUS | HIPV | EAST | IDR | WS | NOTOU | BUSHIPV_EAST_IDR_WS_NOTOU
BUS | HIPV | EAST | IDR | WS | TOU01 | BUSHIPV_EAST_IDR_WS_TOU01
BUS | HIPV | EAST | IDR | WS | TOU02 | BUSHIPV_EAST_IDR_WS_TOU02
BUS | HIPV | EAST | IDR | WS | TOU11 | BUSHIPV_EAST_IDR_WS_TOU11
BUS | HIPV | EAST | IDR | WS | TOU12 | BUSHIPV_EAST_IDR_WS_TOU12
BUS | HIPV | EAST | IDR | WS | TOU13 | BUSHIPV_EAST_IDR_WS_TOU13
BUS | HIPV | EAST | NIDR | NWS | NOTOU | BUSHIPV_EAST_NIDR_NWS_NOTOU
BUS | HIPV | EAST | NIDR | NWS | TOU01 | BUSHIPV_EAST_NIDR_NWS_TOU01
BUS | HIPV | EAST | NIDR | NWS | TOU02 | BUSHIPV_EAST_NIDR_NWS_TOU02
BUS | HIPV | EAST | NIDR | NWS | TOU11 | BUSHIPV_EAST_NIDR_NWS_TOU11
BUS | HIPV | EAST | NIDR | NWS | TOU12 | BUSHIPV_EAST_NIDR_NWS_TOU12
BUS | HIPV | EAST | NIDR | NWS | TOU13 | BUSHIPV_EAST_NIDR_NWS_TOU13
BUS | HIPV | FWEST | IDR | WS | NOTOU | BUSHIPV_FWEST_IDR_WS_NOTOU
BUS | HIPV | FWEST | IDR | WS | TOU01 | BUSHIPV_FWEST_IDR_WS_TOU01
BUS | HIPV | FWEST | IDR | WS | TOU02 | BUSHIPV_FWEST_IDR_WS_TOU02
BUS | HIPV | FWEST | IDR | WS | TOU11 | BUSHIPV_FWEST_IDR_WS_TOU11
BUS | HIPV | FWEST | IDR | WS | TOU12 | BUSHIPV_FWEST_IDR_WS_TOU12
BUS | HIPV | FWEST | IDR | WS | TOU13 | BUSHIPV_FWEST_IDR_WS_TOU13
BUS | HIPV | FWEST | NIDR | NWS | NOTOU | BUSHIPV_FWEST_NIDR_NWS_NOTOU
BUS | HIPV | FWEST | NIDR | NWS | TOU01 | BUSHIPV_FWEST_NIDR_NWS_TOU01
BUS | HIPV | FWEST | NIDR | NWS | TOU02 | BUSHIPV_FWEST_NIDR_NWS_TOU02
BUS | HIPV | FWEST | NIDR | NWS | TOU11 | BUSHIPV_FWEST_NIDR_NWS_TOU11
BUS | HIPV | FWEST | NIDR | NWS | TOU12 | BUSHIPV_FWEST_NIDR_NWS_TOU12
BUS | HIPV | FWEST | NIDR | NWS | TOU13 | BUSHIPV_FWEST_NIDR_NWS_TOU13
BUS | HIPV | NCENT | IDR | WS | NOTOU | BUSHIPV_NCENT_IDR_WS_NOTOU
BUS | HIPV | NCENT | IDR | WS | TOU01 | BUSHIPV_NCENT_IDR_WS_TOU01
BUS | HIPV | NCENT | IDR | WS | TOU02 | BUSHIPV_NCENT_IDR_WS_TOU02
BUS | HIPV | NCENT | IDR | WS | TOU11 | BUSHIPV_NCENT_IDR_WS_TOU11
BUS | HIPV | NCENT | IDR | WS | TOU12 | BUSHIPV_NCENT_IDR_WS_TOU12
BUS | HIPV | NCENT | IDR | WS | TOU13 | BUSHIPV_NCENT_IDR_WS_TOU13
BUS | HIPV | NCENT | NIDR | NWS | NOTOU | BUSHIPV_NCENT_NIDR_NWS_NOTOU
BUS | HIPV | NCENT | NIDR | NWS | TOU01 | BUSHIPV_NCENT_NIDR_NWS_TOU01
BUS | HIPV | NCENT | NIDR | NWS | TOU02 | BUSHIPV_NCENT_NIDR_NWS_TOU02
BUS | HIPV | NCENT | NIDR | NWS | TOU11 | BUSHIPV_NCENT_NIDR_NWS_TOU11
BUS | HIPV | NCENT | NIDR | NWS | TOU12 | BUSHIPV_NCENT_NIDR_NWS_TOU12
BUS | HIPV | NCENT | NIDR | NWS | TOU13 | BUSHIPV_NCENT_NIDR_NWS_TOU13
BUS | HIPV | NORTH | IDR | WS | NOTOU | BUSHIPV_NORTH_IDR_WS_NOTOU
BUS | HIPV | NORTH | IDR | WS | TOU01 | BUSHIPV_NORTH_IDR_WS_TOU01
BUS | HIPV | NORTH | IDR | WS | TOU02 | BUSHIPV_NORTH_IDR_WS_TOU02
BUS | HIPV | NORTH | IDR | WS | TOU11 | BUSHIPV_NORTH_IDR_WS_TOU11
BUS | HIPV | NORTH | IDR | WS | TOU12 | BUSHIPV_NORTH_IDR_WS_TOU12
BUS | HIPV | NORTH | IDR | WS | TOU13 | BUSHIPV_NORTH_IDR_WS_TOU13
BUS | HIPV | NORTH | NIDR | NWS | NOTOU | BUSHIPV_NORTH_NIDR_NWS_NOTOU
BUS | HIPV | NORTH | NIDR | NWS | TOU01 | BUSHIPV_NORTH_NIDR_NWS_TOU01
BUS | HIPV | NORTH | NIDR | NWS | TOU02 | BUSHIPV_NORTH_NIDR_NWS_TOU02
BUS | HIPV | NORTH | NIDR | NWS | TOU11 | BUSHIPV_NORTH_NIDR_NWS_TOU11
BUS | HIPV | NORTH | NIDR | NWS | TOU12 | BUSHIPV_NORTH_NIDR_NWS_TOU12
BUS | HIPV | NORTH | NIDR | NWS | TOU13 | BUSHIPV_NORTH_NIDR_NWS_TOU13
BUS | HIPV | SCENT | IDR | WS | NOTOU | BUSHIPV_SCENT_IDR_WS_NOTOU
BUS | HIPV | SCENT | IDR | WS | TOU01 | BUSHIPV_SCENT_IDR_WS_TOU01
BUS | HIPV | SCENT | IDR | WS | TOU02 | BUSHIPV_SCENT_IDR_WS_TOU02
BUS | HIPV | SCENT | IDR | WS | TOU13 | BUSHIPV_SCENT_IDR_WS_TOU13
BUS | HIPV | SCENT | NIDR | NWS | NOTOU | BUSHIPV_SCENT_NIDR_NWS_NOTOU
BUS | HIPV | SCENT | NIDR | NWS | TOU01 | BUSHIPV_SCENT_NIDR_NWS_TOU01
BUS | HIPV | SCENT | NIDR | NWS | TOU02 | BUSHIPV_SCENT_NIDR_NWS_TOU02
BUS | HIPV | SCENT | NIDR | NWS | TOU13 | BUSHIPV_SCENT_NIDR_NWS_TOU13
BUS | HIPV | SOUTH | IDR | WS | NOTOU | BUSHIPV_SOUTH_IDR_WS_NOTOU
BUS | HIPV | SOUTH | NIDR | NWS | NOTOU | BUSHIPV_SOUTH_NIDR_NWS_NOTOU
BUS | HIPV | WEST | IDR | WS | NOTOU | BUSHIPV_WEST_IDR_WS_NOTOU
BUS | HIPV | WEST | IDR | WS | TOU01 | BUSHIPV_WEST_IDR_WS_TOU01
BUS | HIPV | WEST | IDR | WS | TOU02 | BUSHIPV_WEST_IDR_WS_TOU02
BUS | HIPV | WEST | IDR | WS | TOU13 | BUSHIPV_WEST_IDR_WS_TOU13
BUS | HIPV | WEST | NIDR | NWS | NOTOU | BUSHIPV_WEST_NIDR_NWS_NOTOU
BUS | HIPV | WEST | NIDR | NWS | TOU01 | BUSHIPV_WEST_NIDR_NWS_TOU01
BUS | HIPV | WEST | NIDR | NWS | TOU02 | BUSHIPV_WEST_NIDR_NWS_TOU02
BUS | HIPV | WEST | NIDR | NWS | TOU13 | BUSHIPV_WEST_NIDR_NWS_TOU13
BUS | HIWD | COAST | IDR | WS | NOTOU | BUSHIWD_COAST_IDR_WS_NOTOU
BUS | HIWD | COAST | IDR | WS | TOU11 | BUSHIWD_COAST_IDR_WS_TOU11
BUS | HIWD | COAST | IDR | WS | TOU12 | BUSHIWD_COAST_IDR_WS_TOU12
BUS | HIWD | COAST | NIDR | NWS | NOTOU | BUSHIWD_COAST_NIDR_NWS_NOTOU
BUS | HIWD | COAST | NIDR | NWS | TOU11 | BUSHIWD_COAST_NIDR_NWS_TOU11
BUS | HIWD | COAST | NIDR | NWS | TOU12 | BUSHIWD_COAST_NIDR_NWS_TOU12
BUS | HIWD | EAST | IDR | WS | NOTOU | BUSHIWD_EAST_IDR_WS_NOTOU
BUS | HIWD | EAST | IDR | WS | TOU01 | BUSHIWD_EAST_IDR_WS_TOU01
BUS | HIWD | EAST | IDR | WS | TOU02 | BUSHIWD_EAST_IDR_WS_TOU02
BUS | HIWD | EAST | IDR | WS | TOU11 | BUSHIWD_EAST_IDR_WS_TOU11
BUS | HIWD | EAST | IDR | WS | TOU12 | BUSHIWD_EAST_IDR_WS_TOU12
BUS | HIWD | EAST | IDR | WS | TOU13 | BUSHIWD_EAST_IDR_WS_TOU13
BUS | HIWD | EAST | NIDR | NWS | NOTOU | BUSHIWD_EAST_NIDR_NWS_NOTOU
BUS | HIWD | EAST | NIDR | NWS | TOU01 | BUSHIWD_EAST_NIDR_NWS_TOU01
BUS | HIWD | EAST | NIDR | NWS | TOU02 | BUSHIWD_EAST_NIDR_NWS_TOU02
BUS | HIWD | EAST | NIDR | NWS | TOU11 | BUSHIWD_EAST_NIDR_NWS_TOU11
BUS | HIWD | EAST | NIDR | NWS | TOU12 | BUSHIWD_EAST_NIDR_NWS_TOU12
BUS | HIWD | EAST | NIDR | NWS | TOU13 | BUSHIWD_EAST_NIDR_NWS_TOU13
BUS | HIWD | FWEST | IDR | WS | NOTOU | BUSHIWD_FWEST_IDR_WS_NOTOU
BUS | HIWD | FWEST | IDR | WS | TOU01 | BUSHIWD_FWEST_IDR_WS_TOU01
BUS | HIWD | FWEST | IDR | WS | TOU02 | BUSHIWD_FWEST_IDR_WS_TOU02
BUS | HIWD | FWEST | IDR | WS | TOU11 | BUSHIWD_FWEST_IDR_WS_TOU11
BUS | HIWD | FWEST | IDR | WS | TOU12 | BUSHIWD_FWEST_IDR_WS_TOU12
BUS | HIWD | FWEST | IDR | WS | TOU13 | BUSHIWD_FWEST_IDR_WS_TOU13
BUS | HIWD | FWEST | NIDR | NWS | NOTOU | BUSHIWD_FWEST_NIDR_NWS_NOTOU
BUS | HIWD | FWEST | NIDR | NWS | TOU01 | BUSHIWD_FWEST_NIDR_NWS_TOU01
BUS | HIWD | FWEST | NIDR | NWS | TOU02 | BUSHIWD_FWEST_NIDR_NWS_TOU02
BUS | HIWD | FWEST | NIDR | NWS | TOU11 | BUSHIWD_FWEST_NIDR_NWS_TOU11
BUS | HIWD | FWEST | NIDR | NWS | TOU12 | BUSHIWD_FWEST_NIDR_NWS_TOU12
BUS | HIWD | FWEST | NIDR | NWS | TOU13 | BUSHIWD_FWEST_NIDR_NWS_TOU13
BUS | HIWD | NCENT | IDR | WS | NOTOU | BUSHIWD_NCENT_IDR_WS_NOTOU
BUS | HIWD | NCENT | IDR | WS | TOU01 | BUSHIWD_NCENT_IDR_WS_TOU01
BUS | HIWD | NCENT | IDR | WS | TOU02 | BUSHIWD_NCENT_IDR_WS_TOU02
BUS | HIWD | NCENT | IDR | WS | TOU11 | BUSHIWD_NCENT_IDR_WS_TOU11
BUS | HIWD | NCENT | IDR | WS | TOU12 | BUSHIWD_NCENT_IDR_WS_TOU12
BUS | HIWD | NCENT | IDR | WS | TOU13 | BUSHIWD_NCENT_IDR_WS_TOU13
BUS | HIWD | NCENT | NIDR | NWS | NOTOU | BUSHIWD_NCENT_NIDR_NWS_NOTOU
BUS | HIWD | NCENT | NIDR | NWS | TOU01 | BUSHIWD_NCENT_NIDR_NWS_TOU01
BUS | HIWD | NCENT | NIDR | NWS | TOU02 | BUSHIWD_NCENT_NIDR_NWS_TOU02
BUS | HIWD | NCENT | NIDR | NWS | TOU11 | BUSHIWD_NCENT_NIDR_NWS_TOU11
BUS | HIWD | NCENT | NIDR | NWS | TOU12 | BUSHIWD_NCENT_NIDR_NWS_TOU12
BUS | HIWD | NCENT | NIDR | NWS | TOU13 | BUSHIWD_NCENT_NIDR_NWS_TOU13
BUS | HIWD | NORTH | IDR | WS | NOTOU | BUSHIWD_NORTH_IDR_WS_NOTOU
BUS | HIWD | NORTH | IDR | WS | TOU01 | BUSHIWD_NORTH_IDR_WS_TOU01
BUS | HIWD | NORTH | IDR | WS | TOU02 | BUSHIWD_NORTH_IDR_WS_TOU02
BUS | HIWD | NORTH | IDR | WS | TOU11 | BUSHIWD_NORTH_IDR_WS_TOU11
BUS | HIWD | NORTH | IDR | WS | TOU12 | BUSHIWD_NORTH_IDR_WS_TOU12
BUS | HIWD | NORTH | IDR | WS | TOU13 | BUSHIWD_NORTH_IDR_WS_TOU13
BUS | HIWD | NORTH | NIDR | NWS | NOTOU | BUSHIWD_NORTH_NIDR_NWS_NOTOU
BUS | HIWD | NORTH | NIDR | NWS | TOU01 | BUSHIWD_NORTH_NIDR_NWS_TOU01
BUS | HIWD | NORTH | NIDR | NWS | TOU02 | BUSHIWD_NORTH_NIDR_NWS_TOU02
BUS | HIWD | NORTH | NIDR | NWS | TOU11 | BUSHIWD_NORTH_NIDR_NWS_TOU11
BUS | HIWD | NORTH | NIDR | NWS | TOU12 | BUSHIWD_NORTH_NIDR_NWS_TOU12
BUS | HIWD | NORTH | NIDR | NWS | TOU13 | BUSHIWD_NORTH_NIDR_NWS_TOU13
BUS | HIWD | SCENT | IDR | WS | NOTOU | BUSHIWD_SCENT_IDR_WS_NOTOU
BUS | HIWD | SCENT | IDR | WS | TOU01 | BUSHIWD_SCENT_IDR_WS_TOU01
BUS | HIWD | SCENT | IDR | WS | TOU02 | BUSHIWD_SCENT_IDR_WS_TOU02
BUS | HIWD | SCENT | IDR | WS | TOU13 | BUSHIWD_SCENT_IDR_WS_TOU13
BUS | HIWD | SCENT | NIDR | NWS | NOTOU | BUSHIWD_SCENT_NIDR_NWS_NOTOU
BUS | HIWD | SCENT | NIDR | NWS | TOU01 | BUSHIWD_SCENT_NIDR_NWS_TOU01
BUS | HIWD | SCENT | NIDR | NWS | TOU02 | BUSHIWD_SCENT_NIDR_NWS_TOU02
BUS | HIWD | SCENT | NIDR | NWS | TOU13 | BUSHIWD_SCENT_NIDR_NWS_TOU13
BUS | HIWD | SOUTH | IDR | WS | NOTOU | BUSHIWD_SOUTH_IDR_WS_NOTOU
BUS | HIWD | SOUTH | NIDR | NWS | NOTOU | BUSHIWD_SOUTH_NIDR_NWS_NOTOU
BUS | HIWD | WEST | IDR | WS | NOTOU | BUSHIWD_WEST_IDR_WS_NOTOU
BUS | HIWD | WEST | IDR | WS | TOU01 | BUSHIWD_WEST_IDR_WS_TOU01
BUS | HIWD | WEST | IDR | WS | TOU02 | BUSHIWD_WEST_IDR_WS_TOU02
BUS | HIWD | WEST | IDR | WS | TOU13 | BUSHIWD_WEST_IDR_WS_TOU13
BUS | HIWD | WEST | NIDR | NWS | NOTOU | BUSHIWD_WEST_NIDR_NWS_NOTOU
BUS | HIWD | WEST | NIDR | NWS | TOU01 | BUSHIWD_WEST_NIDR_NWS_TOU01
BUS | HIWD | WEST | NIDR | NWS | TOU02 | BUSHIWD_WEST_NIDR_NWS_TOU02
BUS | HIWD | WEST | NIDR | NWS | TOU13 | BUSHIWD_WEST_NIDR_NWS_TOU13
BUS | IDRRQ | COAST | IDR | NWS | NOTOU | BUSIDRRQ_COAST_IDR_NWS_NOTOU
BUS | IDRRQ | COAST | IDR | WS | NOTOU | BUSIDRRQ_COAST_IDR_WS_NOTOU
BUS | IDRRQ | EAST | IDR | NWS | NOTOU | BUSIDRRQ_EAST_IDR_NWS_NOTOU
BUS | IDRRQ | EAST | IDR | WS | NOTOU | BUSIDRRQ_EAST_IDR_WS_NOTOU
BUS | IDRRQ | FWEST | IDR | NWS | NOTOU | BUSIDRRQ_FWEST_IDR_NWS_NOTOU
BUS | IDRRQ | FWEST | IDR | WS | NOTOU | BUSIDRRQ_FWEST_IDR_WS_NOTOU
BUS | IDRRQ | NCENT | IDR | NWS | NOTOU | BUSIDRRQ_NCENT_IDR_NWS_NOTOU
BUS | IDRRQ | NCENT | IDR | WS | NOTOU | BUSIDRRQ_NCENT_IDR_WS_NOTOU
BUS | IDRRQ | NORTH | IDR | NWS | NOTOU | BUSIDRRQ_NORTH_IDR_NWS_NOTOU
BUS | IDRRQ | NORTH | IDR | WS | NOTOU | BUSIDRRQ_NORTH_IDR_WS_NOTOU
BUS | IDRRQ | SCENT | IDR | NWS | NOTOU | BUSIDRRQ_SCENT_IDR_NWS_NOTOU
BUS | IDRRQ | SCENT | IDR | WS | NOTOU | BUSIDRRQ_SCENT_IDR_WS_NOTOU
BUS | IDRRQ | SOUTH | IDR | NWS | NOTOU | BUSIDRRQ_SOUTH_IDR_NWS_NOTOU
BUS | IDRRQ | SOUTH | IDR | WS | NOTOU | BUSIDRRQ_SOUTH_IDR_WS_NOTOU
BUS | IDRRQ | WEST | IDR | NWS | NOTOU | BUSIDRRQ_WEST_IDR_NWS_NOTOU
BUS | IDRRQ | WEST | IDR | WS | NOTOU | BUSIDRRQ_WEST_IDR_WS_NOTOU
BUS | LODG | COAST | IDR | WS | NOTOU | BUSLODG_COAST_IDR_WS_NOTOU
BUS | LODG | COAST | NIDR | NWS | NOTOU | BUSLODG_COAST_NIDR_NWS_NOTOU
BUS | LODG | EAST | IDR | WS | NOTOU | BUSLODG_EAST_IDR_WS_NOTOU
BUS | LODG | EAST | NIDR | NWS | NOTOU | BUSLODG_EAST_NIDR_NWS_NOTOU
BUS | LODG | FWEST | IDR | WS | NOTOU | BUSLODG_FWEST_IDR_WS_NOTOU
BUS | LODG | FWEST | NIDR | NWS | NOTOU | BUSLODG_FWEST_NIDR_NWS_NOTOU
BUS | LODG | NCENT | IDR | WS | NOTOU | BUSLODG_NCENT_IDR_WS_NOTOU
BUS | LODG | NCENT | NIDR | NWS | NOTOU | BUSLODG_NCENT_NIDR_NWS_NOTOU
BUS | LODG | NORTH | IDR | WS | NOTOU | BUSLODG_NORTH_IDR_WS_NOTOU
BUS | LODG | NORTH | NIDR | NWS | NOTOU | BUSLODG_NORTH_NIDR_NWS_NOTOU
BUS | LODG | SCENT | IDR | WS | NOTOU | BUSLODG_SCENT_IDR_WS_NOTOU
BUS | LODG | SCENT | NIDR | NWS | NOTOU | BUSLODG_SCENT_NIDR_NWS_NOTOU
BUS | LODG | SOUTH | IDR | WS | NOTOU | BUSLODG_SOUTH_IDR_WS_NOTOU
BUS | LODG | SOUTH | NIDR | NWS | NOTOU | BUSLODG_SOUTH_NIDR_NWS_NOTOU
BUS | LODG | WEST | IDR | WS | NOTOU | BUSLODG_WEST_IDR_WS_NOTOU
BUS | LODG | WEST | NIDR | NWS | NOTOU | BUSLODG_WEST_NIDR_NWS_NOTOU
BUS | LOLF | COAST | IDR | WS | NOTOU | BUSLOLF_COAST_IDR_WS_NOTOU
BUS | LOLF | COAST | IDR | WS | TOU11 | BUSLOLF_COAST_IDR_WS_TOU11
BUS | LOLF | COAST | IDR | WS | TOU12 | BUSLOLF_COAST_IDR_WS_TOU12
BUS | LOLF | COAST | NIDR | NWS | NOTOU | BUSLOLF_COAST_NIDR_NWS_NOTOU
BUS | LOLF | COAST | NIDR | NWS | TOU11 | BUSLOLF_COAST_NIDR_NWS_TOU11
BUS | LOLF | COAST | NIDR | NWS | TOU12 | BUSLOLF_COAST_NIDR_NWS_TOU12
BUS | LOLF | EAST | IDR | WS | NOTOU | BUSLOLF_EAST_IDR_WS_NOTOU
BUS | LOLF | EAST | IDR | WS | TOU01 | BUSLOLF_EAST_IDR_WS_TOU01
BUS | LOLF | EAST | IDR | WS | TOU02 | BUSLOLF_EAST_IDR_WS_TOU02
BUS | LOLF | EAST | IDR | WS | TOU11 | BUSLOLF_EAST_IDR_WS_TOU11
BUS | LOLF | EAST | IDR | WS | TOU12 | BUSLOLF_EAST_IDR_WS_TOU12
BUS | LOLF | EAST | IDR | WS | TOU13 | BUSLOLF_EAST_IDR_WS_TOU13
BUS | LOLF | EAST | NIDR | NWS | NOTOU | BUSLOLF_EAST_NIDR_NWS_NOTOU
BUS | LOLF | EAST | NIDR | NWS | TOU01 | BUSLOLF_EAST_NIDR_NWS_TOU01
BUS | LOLF | EAST | NIDR | NWS | TOU02 | BUSLOLF_EAST_NIDR_NWS_TOU02
BUS | LOLF | EAST | NIDR | NWS | TOU11 | BUSLOLF_EAST_NIDR_NWS_TOU11
BUS | LOLF | EAST | NIDR | NWS | TOU12 | BUSLOLF_EAST_NIDR_NWS_TOU12
BUS | LOLF | EAST | NIDR | NWS | TOU13 | BUSLOLF_EAST_NIDR_NWS_TOU13
BUS | LOLF | FWEST | IDR | WS | NOTOU | BUSLOLF_FWEST_IDR_WS_NOTOU
BUS | LOLF | FWEST | IDR | WS | TOU01 | BUSLOLF_FWEST_IDR_WS_TOU01
BUS | LOLF | FWEST | IDR | WS | TOU02 | BUSLOLF_FWEST_IDR_WS_TOU02
BUS | LOLF | FWEST | IDR | WS | TOU11 | BUSLOLF_FWEST_IDR_WS_TOU11
BUS | LOLF | FWEST | IDR | WS | TOU12 | BUSLOLF_FWEST_IDR_WS_TOU12
BUS | LOLF | FWEST | IDR | WS | TOU13 | BUSLOLF_FWEST_IDR_WS_TOU13
BUS | LOLF | FWEST | NIDR | NWS | NOTOU | BUSLOLF_FWEST_NIDR_NWS_NOTOU
BUS | LOLF | FWEST | NIDR | NWS | TOU01 | BUSLOLF_FWEST_NIDR_NWS_TOU01
BUS | LOLF | FWEST | NIDR | NWS | TOU02 | BUSLOLF_FWEST_NIDR_NWS_TOU02
BUS | LOLF | FWEST | NIDR | NWS | TOU11 | BUSLOLF_FWEST_NIDR_NWS_TOU11
BUS | LOLF | FWEST | NIDR | NWS | TOU12 | BUSLOLF_FWEST_NIDR_NWS_TOU12
BUS | LOLF | FWEST | NIDR | NWS | TOU13 | BUSLOLF_FWEST_NIDR_NWS_TOU13
BUS | LOLF | NCENT | IDR | WS | NOTOU | BUSLOLF_NCENT_IDR_WS_NOTOU
BUS | LOLF | NCENT | IDR | WS | TOU01 | BUSLOLF_NCENT_IDR_WS_TOU01
BUS | LOLF | NCENT | IDR | WS | TOU02 | BUSLOLF_NCENT_IDR_WS_TOU02
BUS | LOLF | NCENT | IDR | WS | TOU11 | BUSLOLF_NCENT_IDR_WS_TOU11
BUS | LOLF | NCENT | IDR | WS | TOU12 | BUSLOLF_NCENT_IDR_WS_TOU12
BUS | LOLF | NCENT | IDR | WS | TOU13 | BUSLOLF_NCENT_IDR_WS_TOU13
BUS | LOLF | NCENT | NIDR | NWS | NOTOU | BUSLOLF_NCENT_NIDR_NWS_NOTOU
BUS | LOLF | NCENT | NIDR | NWS | TOU01 | BUSLOLF_NCENT_NIDR_NWS_TOU01
BUS | LOLF | NCENT | NIDR | NWS | TOU02 | BUSLOLF_NCENT_NIDR_NWS_TOU02
BUS | LOLF | NCENT | NIDR | NWS | TOU11 | BUSLOLF_NCENT_NIDR_NWS_TOU11
BUS | LOLF | NCENT | NIDR | NWS | TOU12 | BUSLOLF_NCENT_NIDR_NWS_TOU12
BUS | LOLF | NCENT | NIDR | NWS | TOU13 | BUSLOLF_NCENT_NIDR_NWS_TOU13
BUS | LOLF | NORTH | IDR | WS | NOTOU | BUSLOLF_NORTH_IDR_WS_NOTOU
BUS | LOLF | NORTH | IDR | WS | TOU01 | BUSLOLF_NORTH_IDR_WS_TOU01
BUS | LOLF | NORTH | IDR | WS | TOU02 | BUSLOLF_NORTH_IDR_WS_TOU02
BUS | LOLF | NORTH | IDR | WS | TOU11 | BUSLOLF_NORTH_IDR_WS_TOU11
BUS | LOLF | NORTH | IDR | WS | TOU12 | BUSLOLF_NORTH_IDR_WS_TOU12
BUS | LOLF | NORTH | IDR | WS | TOU13 | BUSLOLF_NORTH_IDR_WS_TOU13
BUS | LOLF | NORTH | NIDR | NWS | NOTOU | BUSLOLF_NORTH_NIDR_NWS_NOTOU
BUS | LOLF | NORTH | NIDR | NWS | TOU01 | BUSLOLF_NORTH_NIDR_NWS_TOU01
BUS | LOLF | NORTH | NIDR | NWS | TOU02 | BUSLOLF_NORTH_NIDR_NWS_TOU02
BUS | LOLF | NORTH | NIDR | NWS | TOU11 | BUSLOLF_NORTH_NIDR_NWS_TOU11
BUS | LOLF | NORTH | NIDR | NWS | TOU12 | BUSLOLF_NORTH_NIDR_NWS_TOU12
BUS | LOLF | NORTH | NIDR | NWS | TOU13 | BUSLOLF_NORTH_NIDR_NWS_TOU13
BUS | LOLF | SCENT | IDR | WS | NOTOU | BUSLOLF_SCENT_IDR_WS_NOTOU
BUS | LOLF | SCENT | IDR | WS | TOU01 | BUSLOLF_SCENT_IDR_WS_TOU01
BUS | LOLF | SCENT | IDR | WS | TOU02 | BUSLOLF_SCENT_IDR_WS_TOU02
BUS | LOLF | SCENT | IDR | WS | TOU13 | BUSLOLF_SCENT_IDR_WS_TOU13
BUS | LOLF | SCENT | NIDR | NWS | NOTOU | BUSLOLF_SCENT_NIDR_NWS_NOTOU
BUS | LOLF | SCENT | NIDR | NWS | TOU01 | BUSLOLF_SCENT_NIDR_NWS_TOU01
BUS | LOLF | SCENT | NIDR | NWS | TOU02 | BUSLOLF_SCENT_NIDR_NWS_TOU02
BUS | LOLF | SCENT | NIDR | NWS | TOU13 | BUSLOLF_SCENT_NIDR_NWS_TOU13
BUS | LOLF | SOUTH | IDR | WS | NOTOU | BUSLOLF_SOUTH_IDR_WS_NOTOU
BUS | LOLF | SOUTH | NIDR | NWS | NOTOU | BUSLOLF_SOUTH_NIDR_NWS_NOTOU
BUS | LOLF | WEST | IDR | WS | NOTOU | BUSLOLF_WEST_IDR_WS_NOTOU
BUS | LOLF | WEST | IDR | WS | TOU01 | BUSLOLF_WEST_IDR_WS_TOU01
BUS | LOLF | WEST | IDR | WS | TOU02 | BUSLOLF_WEST_IDR_WS_TOU02
BUS | LOLF | WEST | IDR | WS | TOU13 | BUSLOLF_WEST_IDR_WS_TOU13
BUS | LOLF | WEST | NIDR | NWS | NOTOU | BUSLOLF_WEST_NIDR_NWS_NOTOU
BUS | LOLF | WEST | NIDR | NWS | TOU01 | BUSLOLF_WEST_NIDR_NWS_TOU01
BUS | LOLF | WEST | NIDR | NWS | TOU02 | BUSLOLF_WEST_NIDR_NWS_TOU02
BUS | LOLF | WEST | NIDR | NWS | TOU13 | BUSLOLF_WEST_NIDR_NWS_TOU13
BUS | LOPV | COAST | IDR | WS | NOTOU | BUSLOPV_COAST_IDR_WS_NOTOU
BUS | LOPV | COAST | IDR | WS | TOU11 | BUSLOPV_COAST_IDR_WS_TOU11
BUS | LOPV | COAST | IDR | WS | TOU12 | BUSLOPV_COAST_IDR_WS_TOU12
BUS | LOPV | COAST | NIDR | NWS | NOTOU | BUSLOPV_COAST_NIDR_NWS_NOTOU
BUS | LOPV | COAST | NIDR | NWS | TOU11 | BUSLOPV_COAST_NIDR_NWS_TOU11
BUS | LOPV | COAST | NIDR | NWS | TOU12 | BUSLOPV_COAST_NIDR_NWS_TOU12
BUS | LOPV | EAST | IDR | WS | NOTOU | BUSLOPV_EAST_IDR_WS_NOTOU
BUS | LOPV | EAST | IDR | WS | TOU01 | BUSLOPV_EAST_IDR_WS_TOU01
BUS | LOPV | EAST | IDR | WS | TOU02 | BUSLOPV_EAST_IDR_WS_TOU02
BUS | LOPV | EAST | IDR | WS | TOU11 | BUSLOPV_EAST_IDR_WS_TOU11
BUS | LOPV | EAST | IDR | WS | TOU12 | BUSLOPV_EAST_IDR_WS_TOU12
BUS | LOPV | EAST | IDR | WS | TOU13 | BUSLOPV_EAST_IDR_WS_TOU13
BUS | LOPV | EAST | NIDR | NWS | NOTOU | BUSLOPV_EAST_NIDR_NWS_NOTOU
BUS | LOPV | EAST | NIDR | NWS | TOU01 | BUSLOPV_EAST_NIDR_NWS_TOU01
BUS | LOPV | EAST | NIDR | NWS | TOU02 | BUSLOPV_EAST_NIDR_NWS_TOU02
BUS | LOPV | EAST | NIDR | NWS | TOU11 | BUSLOPV_EAST_NIDR_NWS_TOU11
BUS | LOPV | EAST | NIDR | NWS | TOU12 | BUSLOPV_EAST_NIDR_NWS_TOU12
BUS | LOPV | EAST | NIDR | NWS | TOU13 | BUSLOPV_EAST_NIDR_NWS_TOU13
BUS | LOPV | FWEST | IDR | WS | NOTOU | BUSLOPV_FWEST_IDR_WS_NOTOU
BUS | LOPV | FWEST | IDR | WS | TOU01 | BUSLOPV_FWEST_IDR_WS_TOU01
BUS | LOPV | FWEST | IDR | WS | TOU02 | BUSLOPV_FWEST_IDR_WS_TOU02
BUS | LOPV | FWEST | IDR | WS | TOU11 | BUSLOPV_FWEST_IDR_WS_TOU11
BUS | LOPV | FWEST | IDR | WS | TOU12 | BUSLOPV_FWEST_IDR_WS_TOU12
BUS | LOPV | FWEST | IDR | WS | TOU13 | BUSLOPV_FWEST_IDR_WS_TOU13
BUS | LOPV | FWEST | NIDR | NWS | NOTOU | BUSLOPV_FWEST_NIDR_NWS_NOTOU
BUS | LOPV | FWEST | NIDR | NWS | TOU01 | BUSLOPV_FWEST_NIDR_NWS_TOU01
BUS | LOPV | FWEST | NIDR | NWS | TOU02 | BUSLOPV_FWEST_NIDR_NWS_TOU02
BUS | LOPV | FWEST | NIDR | NWS | TOU11 | BUSLOPV_FWEST_NIDR_NWS_TOU11
BUS | LOPV | FWEST | NIDR | NWS | TOU12 | BUSLOPV_FWEST_NIDR_NWS_TOU12
BUS | LOPV | FWEST | NIDR | NWS | TOU13 | BUSLOPV_FWEST_NIDR_NWS_TOU13
BUS | LOPV | NCENT | IDR | WS | NOTOU | BUSLOPV_NCENT_IDR_WS_NOTOU
BUS | LOPV | NCENT | IDR | WS | TOU01 | BUSLOPV_NCENT_IDR_WS_TOU01
BUS | LOPV | NCENT | IDR | WS | TOU02 | BUSLOPV_NCENT_IDR_WS_TOU02
BUS | LOPV | NCENT | IDR | WS | TOU11 | BUSLOPV_NCENT_IDR_WS_TOU11
BUS | LOPV | NCENT | IDR | WS | TOU12 | BUSLOPV_NCENT_IDR_WS_TOU12
BUS | LOPV | NCENT | IDR | WS | TOU13 | BUSLOPV_NCENT_IDR_WS_TOU13
BUS | LOPV | NCENT | NIDR | NWS | NOTOU | BUSLOPV_NCENT_NIDR_NWS_NOTOU
BUS | LOPV | NCENT | NIDR | NWS | TOU01 | BUSLOPV_NCENT_NIDR_NWS_TOU01
BUS | LOPV | NCENT | NIDR | NWS | TOU02 | BUSLOPV_NCENT_NIDR_NWS_TOU02
BUS | LOPV | NCENT | NIDR | NWS | TOU11 | BUSLOPV_NCENT_NIDR_NWS_TOU11
BUS | LOPV | NCENT | NIDR | NWS | TOU12 | BUSLOPV_NCENT_NIDR_NWS_TOU12
BUS | LOPV | NCENT | NIDR | NWS | TOU13 | BUSLOPV_NCENT_NIDR_NWS_TOU13
BUS | LOPV | NORTH | IDR | WS | NOTOU | BUSLOPV_NORTH_IDR_WS_NOTOU
BUS | LOPV | NORTH | IDR | WS | TOU01 | BUSLOPV_NORTH_IDR_WS_TOU01
BUS | LOPV | NORTH | IDR | WS | TOU02 | BUSLOPV_NORTH_IDR_WS_TOU02
BUS | LOPV | NORTH | IDR | WS | TOU11 | BUSLOPV_NORTH_IDR_WS_TOU11
BUS | LOPV | NORTH | IDR | WS | TOU12 | BUSLOPV_NORTH_IDR_WS_TOU12
BUS | LOPV | NORTH | IDR | WS | TOU13 | BUSLOPV_NORTH_IDR_WS_TOU13
BUS | LOPV | NORTH | NIDR | NWS | NOTOU | BUSLOPV_NORTH_NIDR_NWS_NOTOU
BUS | LOPV | NORTH | NIDR | NWS | TOU01 | BUSLOPV_NORTH_NIDR_NWS_TOU01
BUS | LOPV | NORTH | NIDR | NWS | TOU02 | BUSLOPV_NORTH_NIDR_NWS_TOU02
BUS | LOPV | NORTH | NIDR | NWS | TOU11 | BUSLOPV_NORTH_NIDR_NWS_TOU11
BUS | LOPV | NORTH | NIDR | NWS | TOU12 | BUSLOPV_NORTH_NIDR_NWS_TOU12
BUS | LOPV | NORTH | NIDR | NWS | TOU13 | BUSLOPV_NORTH_NIDR_NWS_TOU13
BUS | LOPV | SCENT | IDR | WS | NOTOU | BUSLOPV_SCENT_IDR_WS_NOTOU
BUS | LOPV | SCENT | IDR | WS | TOU01 | BUSLOPV_SCENT_IDR_WS_TOU01
BUS | LOPV | SCENT | IDR | WS | TOU02 | BUSLOPV_SCENT_IDR_WS_TOU02
BUS | LOPV | SCENT | IDR | WS | TOU13 | BUSLOPV_SCENT_IDR_WS_TOU13
BUS | LOPV | SCENT | NIDR | NWS | NOTOU | BUSLOPV_SCENT_NIDR_NWS_NOTOU
BUS | LOPV | SCENT | NIDR | NWS | TOU01 | BUSLOPV_SCENT_NIDR_NWS_TOU01
BUS | LOPV | SCENT | NIDR | NWS | TOU02 | BUSLOPV_SCENT_NIDR_NWS_TOU02
BUS | LOPV | SCENT | NIDR | NWS | TOU13 | BUSLOPV_SCENT_NIDR_NWS_TOU13
BUS | LOPV | SOUTH | IDR | WS | NOTOU | BUSLOPV_SOUTH_IDR_WS_NOTOU
BUS | LOPV | SOUTH | NIDR | NWS | NOTOU | BUSLOPV_SOUTH_NIDR_NWS_NOTOU
BUS | LOPV | WEST | IDR | WS | NOTOU | BUSLOPV_WEST_IDR_WS_NOTOU
BUS | LOPV | WEST | IDR | WS | TOU01 | BUSLOPV_WEST_IDR_WS_TOU01
BUS | LOPV | WEST | IDR | WS | TOU02 | BUSLOPV_WEST_IDR_WS_TOU02
BUS | LOPV | WEST | IDR | WS | TOU13 | BUSLOPV_WEST_IDR_WS_TOU13
BUS | LOPV | WEST | NIDR | NWS | NOTOU | BUSLOPV_WEST_NIDR_NWS_NOTOU
BUS | LOPV | WEST | NIDR | NWS | TOU01 | BUSLOPV_WEST_NIDR_NWS_TOU01
BUS | LOPV | WEST | NIDR | NWS | TOU02 | BUSLOPV_WEST_NIDR_NWS_TOU02
BUS | LOPV | WEST | NIDR | NWS | TOU13 | BUSLOPV_WEST_NIDR_NWS_TOU13
BUS | LOWD | COAST | IDR | WS | NOTOU | BUSLOWD_COAST_IDR_WS_NOTOU
BUS | LOWD | COAST | IDR | WS | TOU11 | BUSLOWD_COAST_IDR_WS_TOU11
BUS | LOWD | COAST | IDR | WS | TOU12 | BUSLOWD_COAST_IDR_WS_TOU12
BUS | LOWD | COAST | NIDR | NWS | NOTOU | BUSLOWD_COAST_NIDR_NWS_NOTOU
BUS | LOWD | COAST | NIDR | NWS | TOU11 | BUSLOWD_COAST_NIDR_NWS_TOU11
BUS | LOWD | COAST | NIDR | NWS | TOU12 | BUSLOWD_COAST_NIDR_NWS_TOU12
BUS | LOWD | EAST | IDR | WS | NOTOU | BUSLOWD_EAST_IDR_WS_NOTOU
BUS | LOWD | EAST | IDR | WS | TOU01 | BUSLOWD_EAST_IDR_WS_TOU01
BUS | LOWD | EAST | IDR | WS | TOU02 | BUSLOWD_EAST_IDR_WS_TOU02
BUS | LOWD | EAST | IDR | WS | TOU11 | BUSLOWD_EAST_IDR_WS_TOU11
BUS | LOWD | EAST | IDR | WS | TOU12 | BUSLOWD_EAST_IDR_WS_TOU12
BUS | LOWD | EAST | IDR | WS | TOU13 | BUSLOWD_EAST_IDR_WS_TOU13
BUS | LOWD | EAST | NIDR | NWS | NOTOU | BUSLOWD_EAST_NIDR_NWS_NOTOU
BUS | LOWD | EAST | NIDR | NWS | TOU01 | BUSLOWD_EAST_NIDR_NWS_TOU01
BUS | LOWD | EAST | NIDR | NWS | TOU02 | BUSLOWD_EAST_NIDR_NWS_TOU02
BUS | LOWD | EAST | NIDR | NWS | TOU11 | BUSLOWD_EAST_NIDR_NWS_TOU11
BUS | LOWD | EAST | NIDR | NWS | TOU12 | BUSLOWD_EAST_NIDR_NWS_TOU12
BUS | LOWD | EAST | NIDR | NWS | TOU13 | BUSLOWD_EAST_NIDR_NWS_TOU13
BUS | LOWD | FWEST | IDR | WS | NOTOU | BUSLOWD_FWEST_IDR_WS_NOTOU
BUS | LOWD | FWEST | IDR | WS | TOU01 | BUSLOWD_FWEST_IDR_WS_TOU01
BUS | LOWD | FWEST | IDR | WS | TOU02 | BUSLOWD_FWEST_IDR_WS_TOU02
BUS | LOWD | FWEST | IDR | WS | TOU11 | BUSLOWD_FWEST_IDR_WS_TOU11
BUS | LOWD | FWEST | IDR | WS | TOU12 | BUSLOWD_FWEST_IDR_WS_TOU12
BUS | LOWD | FWEST | IDR | WS | TOU13 | BUSLOWD_FWEST_IDR_WS_TOU13
BUS | LOWD | FWEST | NIDR | NWS | NOTOU | BUSLOWD_FWEST_NIDR_NWS_NOTOU
BUS | LOWD | FWEST | NIDR | NWS | TOU01 | BUSLOWD_FWEST_NIDR_NWS_TOU01
BUS | LOWD | FWEST | NIDR | NWS | TOU02 | BUSLOWD_FWEST_NIDR_NWS_TOU02
BUS | LOWD | FWEST | NIDR | NWS | TOU11 | BUSLOWD_FWEST_NIDR_NWS_TOU11
BUS | LOWD | FWEST | NIDR | NWS | TOU12 | BUSLOWD_FWEST_NIDR_NWS_TOU12
BUS | LOWD | FWEST | NIDR | NWS | TOU13 | BUSLOWD_FWEST_NIDR_NWS_TOU13
BUS | LOWD | NCENT | IDR | WS | NOTOU | BUSLOWD_NCENT_IDR_WS_NOTOU
BUS | LOWD | NCENT | IDR | WS | TOU01 | BUSLOWD_NCENT_IDR_WS_TOU01
BUS | LOWD | NCENT | IDR | WS | TOU02 | BUSLOWD_NCENT_IDR_WS_TOU02
BUS | LOWD | NCENT | IDR | WS | TOU11 | BUSLOWD_NCENT_IDR_WS_TOU11
BUS | LOWD | NCENT | IDR | WS | TOU12 | BUSLOWD_NCENT_IDR_WS_TOU12
BUS | LOWD | NCENT | IDR | WS | TOU13 | BUSLOWD_NCENT_IDR_WS_TOU13
BUS | LOWD | NCENT | NIDR | NWS | NOTOU | BUSLOWD_NCENT_NIDR_NWS_NOTOU
BUS | LOWD | NCENT | NIDR | NWS | TOU01 | BUSLOWD_NCENT_NIDR_NWS_TOU01
BUS | LOWD | NCENT | NIDR | NWS | TOU02 | BUSLOWD_NCENT_NIDR_NWS_TOU02
BUS | LOWD | NCENT | NIDR | NWS | TOU11 | BUSLOWD_NCENT_NIDR_NWS_TOU11
BUS | LOWD | NCENT | NIDR | NWS | TOU12 | BUSLOWD_NCENT_NIDR_NWS_TOU12
BUS | LOWD | NCENT | NIDR | NWS | TOU13 | BUSLOWD_NCENT_NIDR_NWS_TOU13
BUS | LOWD | NORTH | IDR | WS | NOTOU | BUSLOWD_NORTH_IDR_WS_NOTOU
BUS | LOWD | NORTH | IDR | WS | TOU01 | BUSLOWD_NORTH_IDR_WS_TOU01
BUS | LOWD | NORTH | IDR | WS | TOU02 | BUSLOWD_NORTH_IDR_WS_TOU02
BUS | LOWD | NORTH | IDR | WS | TOU11 | BUSLOWD_NORTH_IDR_WS_TOU11
BUS | LOWD | NORTH | IDR | WS | TOU12 | BUSLOWD_NORTH_IDR_WS_TOU12
BUS | LOWD | NORTH | IDR | WS | TOU13 | BUSLOWD_NORTH_IDR_WS_TOU13
BUS | LOWD | NORTH | NIDR | NWS | NOTOU | BUSLOWD_NORTH_NIDR_NWS_NOTOU
BUS | LOWD | NORTH | NIDR | NWS | TOU01 | BUSLOWD_NORTH_NIDR_NWS_TOU01
BUS | LOWD | NORTH | NIDR | NWS | TOU02 | BUSLOWD_NORTH_NIDR_NWS_TOU02
BUS | LOWD | NORTH | NIDR | NWS | TOU11 | BUSLOWD_NORTH_NIDR_NWS_TOU11
BUS | LOWD | NORTH | NIDR | NWS | TOU12 | BUSLOWD_NORTH_NIDR_NWS_TOU12
BUS | LOWD | NORTH | NIDR | NWS | TOU13 | BUSLOWD_NORTH_NIDR_NWS_TOU13
BUS | LOWD | SCENT | IDR | WS | NOTOU | BUSLOWD_SCENT_IDR_WS_NOTOU
BUS | LOWD | SCENT | IDR | WS | TOU01 | BUSLOWD_SCENT_IDR_WS_TOU01
BUS | LOWD | SCENT | IDR | WS | TOU02 | BUSLOWD_SCENT_IDR_WS_TOU02
BUS | LOWD | SCENT | IDR | WS | TOU13 | BUSLOWD_SCENT_IDR_WS_TOU13
BUS | LOWD | SCENT | NIDR | NWS | NOTOU | BUSLOWD_SCENT_NIDR_NWS_NOTOU
BUS | LOWD | SCENT | NIDR | NWS | TOU01 | BUSLOWD_SCENT_NIDR_NWS_TOU01
BUS | LOWD | SCENT | NIDR | NWS | TOU02 | BUSLOWD_SCENT_NIDR_NWS_TOU02
BUS | LOWD | SCENT | NIDR | NWS | TOU13 | BUSLOWD_SCENT_NIDR_NWS_TOU13
BUS | LOWD | SOUTH | IDR | WS | NOTOU | BUSLOWD_SOUTH_IDR_WS_NOTOU
BUS | LOWD | SOUTH | NIDR | NWS | NOTOU | BUSLOWD_SOUTH_NIDR_NWS_NOTOU
BUS | LOWD | WEST | IDR | WS | NOTOU | BUSLOWD_WEST_IDR_WS_NOTOU
BUS | LOWD | WEST | IDR | WS | TOU01 | BUSLOWD_WEST_IDR_WS_TOU01
BUS | LOWD | WEST | IDR | WS | TOU02 | BUSLOWD_WEST_IDR_WS_TOU02
BUS | LOWD | WEST | IDR | WS | TOU13 | BUSLOWD_WEST_IDR_WS_TOU13
BUS | LOWD | WEST | NIDR | NWS | NOTOU | BUSLOWD_WEST_NIDR_NWS_NOTOU
BUS | LOWD | WEST | NIDR | NWS | TOU01 | BUSLOWD_WEST_NIDR_NWS_TOU01
BUS | LOWD | WEST | NIDR | NWS | TOU02 | BUSLOWD_WEST_NIDR_NWS_TOU02
BUS | LOWD | WEST | NIDR | NWS | TOU13 | BUSLOWD_WEST_NIDR_NWS_TOU13
BUS | LRG | COAST | IDR | WS | NOTOU | BUSLRG_COAST_IDR_WS_NOTOU
BUS | LRG | EAST | IDR | WS | NOTOU | BUSLRG_EAST_IDR_WS_NOTOU
BUS | LRG | FWEST | IDR | WS | NOTOU | BUSLRG_FWEST_IDR_WS_NOTOU
BUS | LRG | NCENT | IDR | WS | NOTOU | BUSLRG_NCENT_IDR_WS_NOTOU
BUS | LRG | NORTH | IDR | WS | NOTOU | BUSLRG_NORTH_IDR_WS_NOTOU
BUS | LRG | SCENT | IDR | WS | NOTOU | BUSLRG_SCENT_IDR_WS_NOTOU
BUS | LRG | SOUTH | IDR | WS | NOTOU | BUSLRG_SOUTH_IDR_WS_NOTOU
BUS | LRG | WEST | IDR | WS | NOTOU | BUSLRG_WEST_IDR_WS_NOTOU
BUS | LRGDG | COAST | IDR | WS | NOTOU | BUSLRGDG_COAST_IDR_WS_NOTOU
BUS | LRGDG | EAST | IDR | WS | NOTOU | BUSLRGDG_EAST_IDR_WS_NOTOU
BUS | LRGDG | FWEST | IDR | WS | NOTOU | BUSLRGDG_FWEST_IDR_WS_NOTOU
BUS | LRGDG | NCENT | IDR | WS | NOTOU | BUSLRGDG_NCENT_IDR_WS_NOTOU
BUS | LRGDG | NORTH | IDR | WS | NOTOU | BUSLRGDG_NORTH_IDR_WS_NOTOU
BUS | LRGDG | SCENT | IDR | WS | NOTOU | BUSLRGDG_SCENT_IDR_WS_NOTOU
BUS | LRGDG | SOUTH | IDR | WS | NOTOU | BUSLRGDG_SOUTH_IDR_WS_NOTOU
BUS | LRGDG | WEST | IDR | WS | NOTOU | BUSLRGDG_WEST_IDR_WS_NOTOU
BUS | MEDDG | COAST | IDR | WS | NOTOU | BUSMEDDG_COAST_IDR_WS_NOTOU
BUS | MEDDG | COAST | NIDR | NWS | NOTOU | BUSMEDDG_COAST_NIDR_NWS_NOTOU
BUS | MEDDG | EAST | IDR | WS | NOTOU | BUSMEDDG_EAST_IDR_WS_NOTOU
BUS | MEDDG | EAST | NIDR | NWS | NOTOU | BUSMEDDG_EAST_NIDR_NWS_NOTOU
BUS | MEDDG | FWEST | IDR | WS | NOTOU | BUSMEDDG_FWEST_IDR_WS_NOTOU
BUS | MEDDG | FWEST | NIDR | NWS | NOTOU | BUSMEDDG_FWEST_NIDR_NWS_NOTOU
BUS | MEDDG | NCENT | IDR | WS | NOTOU | BUSMEDDG_NCENT_IDR_WS_NOTOU
BUS | MEDDG | NCENT | NIDR | NWS | NOTOU | BUSMEDDG_NCENT_NIDR_NWS_NOTOU
BUS | MEDDG | NORTH | IDR | WS | NOTOU | BUSMEDDG_NORTH_IDR_WS_NOTOU
BUS | MEDDG | NORTH | NIDR | NWS | NOTOU | BUSMEDDG_NORTH_NIDR_NWS_NOTOU
BUS | MEDDG | SCENT | IDR | WS | NOTOU | BUSMEDDG_SCENT_IDR_WS_NOTOU
BUS | MEDDG | SCENT | NIDR | NWS | NOTOU | BUSMEDDG_SCENT_NIDR_NWS_NOTOU
BUS | MEDDG | SOUTH | IDR | WS | NOTOU | BUSMEDDG_SOUTH_IDR_WS_NOTOU
BUS | MEDDG | SOUTH | NIDR | NWS | NOTOU | BUSMEDDG_SOUTH_NIDR_NWS_NOTOU
BUS | MEDDG | WEST | IDR | WS | NOTOU | BUSMEDDG_WEST_IDR_WS_NOTOU
BUS | MEDDG | WEST | NIDR | NWS | NOTOU | BUSMEDDG_WEST_NIDR_NWS_NOTOU
BUS | MEDLF | COAST | IDR | WS | NOTOU | BUSMEDLF_COAST_IDR_WS_NOTOU
BUS | MEDLF | COAST | IDR | WS | TOU11 | BUSMEDLF_COAST_IDR_WS_TOU11
BUS | MEDLF | COAST | IDR | WS | TOU12 | BUSMEDLF_COAST_IDR_WS_TOU12
BUS | MEDLF | COAST | NIDR | NWS | NOTOU | BUSMEDLF_COAST_NIDR_NWS_NOTOU
BUS | MEDLF | COAST | NIDR | NWS | TOU11 | BUSMEDLF_COAST_NIDR_NWS_TOU11
BUS | MEDLF | COAST | NIDR | NWS | TOU12 | BUSMEDLF_COAST_NIDR_NWS_TOU12
BUS | MEDLF | EAST | IDR | WS | NOTOU | BUSMEDLF_EAST_IDR_WS_NOTOU
BUS | MEDLF | EAST | IDR | WS | TOU01 | BUSMEDLF_EAST_IDR_WS_TOU01
BUS | MEDLF | EAST | IDR | WS | TOU02 | BUSMEDLF_EAST_IDR_WS_TOU02
BUS | MEDLF | EAST | IDR | WS | TOU11 | BUSMEDLF_EAST_IDR_WS_TOU11
BUS | MEDLF | EAST | IDR | WS | TOU12 | BUSMEDLF_EAST_IDR_WS_TOU12
BUS | MEDLF | EAST | IDR | WS | TOU13 | BUSMEDLF_EAST_IDR_WS_TOU13
BUS | MEDLF | EAST | NIDR | NWS | NOTOU | BUSMEDLF_EAST_NIDR_NWS_NOTOU
BUS | MEDLF | EAST | NIDR | NWS | TOU01 | BUSMEDLF_EAST_NIDR_NWS_TOU01
BUS | MEDLF | EAST | NIDR | NWS | TOU02 | BUSMEDLF_EAST_NIDR_NWS_TOU02
BUS | MEDLF | EAST | NIDR | NWS | TOU11 | BUSMEDLF_EAST_NIDR_NWS_TOU11
BUS | MEDLF | EAST | NIDR | NWS | TOU12 | BUSMEDLF_EAST_NIDR_NWS_TOU12
BUS | MEDLF | EAST | NIDR | NWS | TOU13 | BUSMEDLF_EAST_NIDR_NWS_TOU13
BUS | MEDLF | FWEST | IDR | WS | NOTOU | BUSMEDLF_FWEST_IDR_WS_NOTOU
BUS | MEDLF | FWEST | IDR | WS | TOU01 | BUSMEDLF_FWEST_IDR_WS_TOU01
BUS | MEDLF | FWEST | IDR | WS | TOU02 | BUSMEDLF_FWEST_IDR_WS_TOU02
BUS | MEDLF | FWEST | IDR | WS | TOU11 | BUSMEDLF_FWEST_IDR_WS_TOU11
BUS | MEDLF | FWEST | IDR | WS | TOU12 | BUSMEDLF_FWEST_IDR_WS_TOU12
BUS | MEDLF | FWEST | IDR | WS | TOU13 | BUSMEDLF_FWEST_IDR_WS_TOU13
BUS | MEDLF | FWEST | NIDR | NWS | NOTOU | BUSMEDLF_FWEST_NIDR_NWS_NOTOU
BUS | MEDLF | FWEST | NIDR | NWS | TOU01 | BUSMEDLF_FWEST_NIDR_NWS_TOU01
BUS | MEDLF | FWEST | NIDR | NWS | TOU02 | BUSMEDLF_FWEST_NIDR_NWS_TOU02
BUS | MEDLF | FWEST | NIDR | NWS | TOU11 | BUSMEDLF_FWEST_NIDR_NWS_TOU11
BUS | MEDLF | FWEST | NIDR | NWS | TOU12 | BUSMEDLF_FWEST_NIDR_NWS_TOU12
BUS | MEDLF | FWEST | NIDR | NWS | TOU13 | BUSMEDLF_FWEST_NIDR_NWS_TOU13
BUS | MEDLF | NCENT | IDR | WS | NOTOU | BUSMEDLF_NCENT_IDR_WS_NOTOU
BUS | MEDLF | NCENT | IDR | WS | TOU01 | BUSMEDLF_NCENT_IDR_WS_TOU01
BUS | MEDLF | NCENT | IDR | WS | TOU02 | BUSMEDLF_NCENT_IDR_WS_TOU02
BUS | MEDLF | NCENT | IDR | WS | TOU11 | BUSMEDLF_NCENT_IDR_WS_TOU11
BUS | MEDLF | NCENT | IDR | WS | TOU12 | BUSMEDLF_NCENT_IDR_WS_TOU12
BUS | MEDLF | NCENT | IDR | WS | TOU13 | BUSMEDLF_NCENT_IDR_WS_TOU13
BUS | MEDLF | NCENT | NIDR | NWS | NOTOU | BUSMEDLF_NCENT_NIDR_NWS_NOTOU
BUS | MEDLF | NCENT | NIDR | NWS | TOU01 | BUSMEDLF_NCENT_NIDR_NWS_TOU01
BUS | MEDLF | NCENT | NIDR | NWS | TOU02 | BUSMEDLF_NCENT_NIDR_NWS_TOU02
BUS | MEDLF | NCENT | NIDR | NWS | TOU11 | BUSMEDLF_NCENT_NIDR_NWS_TOU11
BUS | MEDLF | NCENT | NIDR | NWS | TOU12 | BUSMEDLF_NCENT_NIDR_NWS_TOU12
BUS | MEDLF | NCENT | NIDR | NWS | TOU13 | BUSMEDLF_NCENT_NIDR_NWS_TOU13
BUS | MEDLF | NORTH | IDR | WS | NOTOU | BUSMEDLF_NORTH_IDR_WS_NOTOU
BUS | MEDLF | NORTH | IDR | WS | TOU01 | BUSMEDLF_NORTH_IDR_WS_TOU01
BUS | MEDLF | NORTH | IDR | WS | TOU02 | BUSMEDLF_NORTH_IDR_WS_TOU02
BUS | MEDLF | NORTH | IDR | WS | TOU11 | BUSMEDLF_NORTH_IDR_WS_TOU11
BUS | MEDLF | NORTH | IDR | WS | TOU12 | BUSMEDLF_NORTH_IDR_WS_TOU12
BUS | MEDLF | NORTH | IDR | WS | TOU13 | BUSMEDLF_NORTH_IDR_WS_TOU13
BUS | MEDLF | NORTH | NIDR | NWS | NOTOU | BUSMEDLF_NORTH_NIDR_NWS_NOTOU
BUS | MEDLF | NORTH | NIDR | NWS | TOU01 | BUSMEDLF_NORTH_NIDR_NWS_TOU01
BUS | MEDLF | NORTH | NIDR | NWS | TOU02 | BUSMEDLF_NORTH_NIDR_NWS_TOU02
BUS | MEDLF | NORTH | NIDR | NWS | TOU11 | BUSMEDLF_NORTH_NIDR_NWS_TOU11
BUS | MEDLF | NORTH | NIDR | NWS | TOU12 | BUSMEDLF_NORTH_NIDR_NWS_TOU12
BUS | MEDLF | NORTH | NIDR | NWS | TOU13 | BUSMEDLF_NORTH_NIDR_NWS_TOU13
BUS | MEDLF | SCENT | IDR | WS | NOTOU | BUSMEDLF_SCENT_IDR_WS_NOTOU
BUS | MEDLF | SCENT | IDR | WS | TOU01 | BUSMEDLF_SCENT_IDR_WS_TOU01
BUS | MEDLF | SCENT | IDR | WS | TOU02 | BUSMEDLF_SCENT_IDR_WS_TOU02
BUS | MEDLF | SCENT | IDR | WS | TOU13 | BUSMEDLF_SCENT_IDR_WS_TOU13
BUS | MEDLF | SCENT | NIDR | NWS | NOTOU | BUSMEDLF_SCENT_NIDR_NWS_NOTOU
BUS | MEDLF | SCENT | NIDR | NWS | TOU01 | BUSMEDLF_SCENT_NIDR_NWS_TOU01
BUS | MEDLF | SCENT | NIDR | NWS | TOU02 | BUSMEDLF_SCENT_NIDR_NWS_TOU02
BUS | MEDLF | SCENT | NIDR | NWS | TOU13 | BUSMEDLF_SCENT_NIDR_NWS_TOU13
BUS | MEDLF | SOUTH | IDR | WS | NOTOU | BUSMEDLF_SOUTH_IDR_WS_NOTOU
BUS | MEDLF | SOUTH | NIDR | NWS | NOTOU | BUSMEDLF_SOUTH_NIDR_NWS_NOTOU
BUS | MEDLF | WEST | IDR | WS | NOTOU | BUSMEDLF_WEST_IDR_WS_NOTOU
BUS | MEDLF | WEST | IDR | WS | TOU01 | BUSMEDLF_WEST_IDR_WS_TOU01
BUS | MEDLF | WEST | IDR | WS | TOU02 | BUSMEDLF_WEST_IDR_WS_TOU02
BUS | MEDLF | WEST | IDR | WS | TOU13 | BUSMEDLF_WEST_IDR_WS_TOU13
BUS | MEDLF | WEST | NIDR | NWS | NOTOU | BUSMEDLF_WEST_NIDR_NWS_NOTOU
BUS | MEDLF | WEST | NIDR | NWS | TOU01 | BUSMEDLF_WEST_NIDR_NWS_TOU01
BUS | MEDLF | WEST | NIDR | NWS | TOU02 | BUSMEDLF_WEST_NIDR_NWS_TOU02
BUS | MEDLF | WEST | NIDR | NWS | TOU13 | BUSMEDLF_WEST_NIDR_NWS_TOU13
BUS | MEDPV | COAST | IDR | WS | NOTOU | BUSMEDPV_COAST_IDR_WS_NOTOU
BUS | MEDPV | COAST | IDR | WS | TOU11 | BUSMEDPV_COAST_IDR_WS_TOU11
BUS | MEDPV | COAST | IDR | WS | TOU12 | BUSMEDPV_COAST_IDR_WS_TOU12
BUS | MEDPV | COAST | NIDR | NWS | NOTOU | BUSMEDPV_COAST_NIDR_NWS_NOTOU
BUS | MEDPV | COAST | NIDR | NWS | TOU11 | BUSMEDPV_COAST_NIDR_NWS_TOU11
BUS | MEDPV | COAST | NIDR | NWS | TOU12 | BUSMEDPV_COAST_NIDR_NWS_TOU12
BUS | MEDPV | EAST | IDR | WS | NOTOU | BUSMEDPV_EAST_IDR_WS_NOTOU
BUS | MEDPV | EAST | IDR | WS | TOU01 | BUSMEDPV_EAST_IDR_WS_TOU01
BUS | MEDPV | EAST | IDR | WS | TOU02 | BUSMEDPV_EAST_IDR_WS_TOU02
BUS | MEDPV | EAST | IDR | WS | TOU11 | BUSMEDPV_EAST_IDR_WS_TOU11
BUS | MEDPV | EAST | IDR | WS | TOU12 | BUSMEDPV_EAST_IDR_WS_TOU12
BUS | MEDPV | EAST | IDR | WS | TOU13 | BUSMEDPV_EAST_IDR_WS_TOU13
BUS | MEDPV | EAST | NIDR | NWS | NOTOU | BUSMEDPV_EAST_NIDR_NWS_NOTOU
BUS | MEDPV | EAST | NIDR | NWS | TOU01 | BUSMEDPV_EAST_NIDR_NWS_TOU01
BUS | MEDPV | EAST | NIDR | NWS | TOU02 | BUSMEDPV_EAST_NIDR_NWS_TOU02
BUS | MEDPV | EAST | NIDR | NWS | TOU11 | BUSMEDPV_EAST_NIDR_NWS_TOU11
BUS | MEDPV | EAST | NIDR | NWS | TOU12 | BUSMEDPV_EAST_NIDR_NWS_TOU12
BUS | MEDPV | EAST | NIDR | NWS | TOU13 | BUSMEDPV_EAST_NIDR_NWS_TOU13
BUS | MEDPV | FWEST | IDR | WS | NOTOU | BUSMEDPV_FWEST_IDR_WS_NOTOU
BUS | MEDPV | FWEST | IDR | WS | TOU01 | BUSMEDPV_FWEST_IDR_WS_TOU01
BUS | MEDPV | FWEST | IDR | WS | TOU02 | BUSMEDPV_FWEST_IDR_WS_TOU02
BUS | MEDPV | FWEST | IDR | WS | TOU11 | BUSMEDPV_FWEST_IDR_WS_TOU11
BUS | MEDPV | FWEST | IDR | WS | TOU12 | BUSMEDPV_FWEST_IDR_WS_TOU12
BUS | MEDPV | FWEST | IDR | WS | TOU13 | BUSMEDPV_FWEST_IDR_WS_TOU13
BUS | MEDPV | FWEST | NIDR | NWS | NOTOU | BUSMEDPV_FWEST_NIDR_NWS_NOTOU
BUS | MEDPV | FWEST | NIDR | NWS | TOU01 | BUSMEDPV_FWEST_NIDR_NWS_TOU01
BUS | MEDPV | FWEST | NIDR | NWS | TOU02 | BUSMEDPV_FWEST_NIDR_NWS_TOU02
BUS | MEDPV | FWEST | NIDR | NWS | TOU11 | BUSMEDPV_FWEST_NIDR_NWS_TOU11
BUS | MEDPV | FWEST | NIDR | NWS | TOU12 | BUSMEDPV_FWEST_NIDR_NWS_TOU12
BUS | MEDPV | FWEST | NIDR | NWS | TOU13 | BUSMEDPV_FWEST_NIDR_NWS_TOU13
BUS | MEDPV | NCENT | IDR | WS | NOTOU | BUSMEDPV_NCENT_IDR_WS_NOTOU
BUS | MEDPV | NCENT | IDR | WS | TOU01 | BUSMEDPV_NCENT_IDR_WS_TOU01
BUS | MEDPV | NCENT | IDR | WS | TOU02 | BUSMEDPV_NCENT_IDR_WS_TOU02
BUS | MEDPV | NCENT | IDR | WS | TOU11 | BUSMEDPV_NCENT_IDR_WS_TOU11
BUS | MEDPV | NCENT | IDR | WS | TOU12 | BUSMEDPV_NCENT_IDR_WS_TOU12
BUS | MEDPV | NCENT | IDR | WS | TOU13 | BUSMEDPV_NCENT_IDR_WS_TOU13
BUS | MEDPV | NCENT | NIDR | NWS | NOTOU | BUSMEDPV_NCENT_NIDR_NWS_NOTOU
BUS | MEDPV | NCENT | NIDR | NWS | TOU01 | BUSMEDPV_NCENT_NIDR_NWS_TOU01
BUS | MEDPV | NCENT | NIDR | NWS | TOU02 | BUSMEDPV_NCENT_NIDR_NWS_TOU02
BUS | MEDPV | NCENT | NIDR | NWS | TOU11 | BUSMEDPV_NCENT_NIDR_NWS_TOU11
BUS | MEDPV | NCENT | NIDR | NWS | TOU12 | BUSMEDPV_NCENT_NIDR_NWS_TOU12
BUS | MEDPV | NCENT | NIDR | NWS | TOU13 | BUSMEDPV_NCENT_NIDR_NWS_TOU13
BUS | MEDPV | NORTH | IDR | WS | NOTOU | BUSMEDPV_NORTH_IDR_WS_NOTOU
BUS | MEDPV | NORTH | IDR | WS | TOU01 | BUSMEDPV_NORTH_IDR_WS_TOU01
BUS | MEDPV | NORTH | IDR | WS | TOU02 | BUSMEDPV_NORTH_IDR_WS_TOU02
BUS | MEDPV | NORTH | IDR | WS | TOU11 | BUSMEDPV_NORTH_IDR_WS_TOU11
BUS | MEDPV | NORTH | IDR | WS | TOU12 | BUSMEDPV_NORTH_IDR_WS_TOU12
BUS | MEDPV | NORTH | IDR | WS | TOU13 | BUSMEDPV_NORTH_IDR_WS_TOU13
BUS | MEDPV | NORTH | NIDR | NWS | NOTOU | BUSMEDPV_NORTH_NIDR_NWS_NOTOU
BUS | MEDPV | NORTH | NIDR | NWS | TOU01 | BUSMEDPV_NORTH_NIDR_NWS_TOU01
BUS | MEDPV | NORTH | NIDR | NWS | TOU02 | BUSMEDPV_NORTH_NIDR_NWS_TOU02
BUS | MEDPV | NORTH | NIDR | NWS | TOU11 | BUSMEDPV_NORTH_NIDR_NWS_TOU11
BUS | MEDPV | NORTH | NIDR | NWS | TOU12 | BUSMEDPV_NORTH_NIDR_NWS_TOU12
BUS | MEDPV | NORTH | NIDR | NWS | TOU13 | BUSMEDPV_NORTH_NIDR_NWS_TOU13
BUS | MEDPV | SCENT | IDR | WS | NOTOU | BUSMEDPV_SCENT_IDR_WS_NOTOU
BUS | MEDPV | SCENT | IDR | WS | TOU01 | BUSMEDPV_SCENT_IDR_WS_TOU01
BUS | MEDPV | SCENT | IDR | WS | TOU02 | BUSMEDPV_SCENT_IDR_WS_TOU02
BUS | MEDPV | SCENT | IDR | WS | TOU13 | BUSMEDPV_SCENT_IDR_WS_TOU13
BUS | MEDPV | SCENT | NIDR | NWS | NOTOU | BUSMEDPV_SCENT_NIDR_NWS_NOTOU
BUS | MEDPV | SCENT | NIDR | NWS | TOU01 | BUSMEDPV_SCENT_NIDR_NWS_TOU01
BUS | MEDPV | SCENT | NIDR | NWS | TOU02 | BUSMEDPV_SCENT_NIDR_NWS_TOU02
BUS | MEDPV | SCENT | NIDR | NWS | TOU13 | BUSMEDPV_SCENT_NIDR_NWS_TOU13
BUS | MEDPV | SOUTH | IDR | WS | NOTOU | BUSMEDPV_SOUTH_IDR_WS_NOTOU
BUS | MEDPV | SOUTH | NIDR | NWS | NOTOU | BUSMEDPV_SOUTH_NIDR_NWS_NOTOU
BUS | MEDPV | WEST | IDR | WS | NOTOU | BUSMEDPV_WEST_IDR_WS_NOTOU
BUS | MEDPV | WEST | IDR | WS | TOU01 | BUSMEDPV_WEST_IDR_WS_TOU01
BUS | MEDPV | WEST | IDR | WS | TOU02 | BUSMEDPV_WEST_IDR_WS_TOU02
BUS | MEDPV | WEST | IDR | WS | TOU13 | BUSMEDPV_WEST_IDR_WS_TOU13
BUS | MEDPV | WEST | NIDR | NWS | NOTOU | BUSMEDPV_WEST_NIDR_NWS_NOTOU
BUS | MEDPV | WEST | NIDR | NWS | TOU01 | BUSMEDPV_WEST_NIDR_NWS_TOU01
BUS | MEDPV | WEST | NIDR | NWS | TOU02 | BUSMEDPV_WEST_NIDR_NWS_TOU02
BUS | MEDPV | WEST | NIDR | NWS | TOU13 | BUSMEDPV_WEST_NIDR_NWS_TOU13
BUS | MEDWD | COAST | IDR | WS | NOTOU | BUSMEDWD_COAST_IDR_WS_NOTOU
BUS | MEDWD | COAST | IDR | WS | TOU11 | BUSMEDWD_COAST_IDR_WS_TOU11
BUS | MEDWD | COAST | IDR | WS | TOU12 | BUSMEDWD_COAST_IDR_WS_TOU12
BUS | MEDWD | COAST | NIDR | NWS | NOTOU | BUSMEDWD_COAST_NIDR_NWS_NOTOU
BUS | MEDWD | COAST | NIDR | NWS | TOU11 | BUSMEDWD_COAST_NIDR_NWS_TOU11
BUS | MEDWD | COAST | NIDR | NWS | TOU12 | BUSMEDWD_COAST_NIDR_NWS_TOU12
BUS | MEDWD | EAST | IDR | WS | NOTOU | BUSMEDWD_EAST_IDR_WS_NOTOU
BUS | MEDWD | EAST | IDR | WS | TOU01 | BUSMEDWD_EAST_IDR_WS_TOU01
BUS | MEDWD | EAST | IDR | WS | TOU02 | BUSMEDWD_EAST_IDR_WS_TOU02
BUS | MEDWD | EAST | IDR | WS | TOU11 | BUSMEDWD_EAST_IDR_WS_TOU11
BUS | MEDWD | EAST | IDR | WS | TOU12 | BUSMEDWD_EAST_IDR_WS_TOU12
BUS | MEDWD | EAST | IDR | WS | TOU13 | BUSMEDWD_EAST_IDR_WS_TOU13
BUS | MEDWD | EAST | NIDR | NWS | NOTOU | BUSMEDWD_EAST_NIDR_NWS_NOTOU
BUS | MEDWD | EAST | NIDR | NWS | TOU01 | BUSMEDWD_EAST_NIDR_NWS_TOU01
BUS | MEDWD | EAST | NIDR | NWS | TOU02 | BUSMEDWD_EAST_NIDR_NWS_TOU02
BUS | MEDWD | EAST | NIDR | NWS | TOU11 | BUSMEDWD_EAST_NIDR_NWS_TOU11
BUS | MEDWD | EAST | NIDR | NWS | TOU12 | BUSMEDWD_EAST_NIDR_NWS_TOU12
BUS | MEDWD | EAST | NIDR | NWS | TOU13 | BUSMEDWD_EAST_NIDR_NWS_TOU13
BUS | MEDWD | FWEST | IDR | WS | NOTOU | BUSMEDWD_FWEST_IDR_WS_NOTOU
BUS | MEDWD | FWEST | IDR | WS | TOU01 | BUSMEDWD_FWEST_IDR_WS_TOU01
BUS | MEDWD | FWEST | IDR | WS | TOU02 | BUSMEDWD_FWEST_IDR_WS_TOU02
BUS | MEDWD | FWEST | IDR | WS | TOU11 | BUSMEDWD_FWEST_IDR_WS_TOU11
BUS | MEDWD | FWEST | IDR | WS | TOU12 | BUSMEDWD_FWEST_IDR_WS_TOU12
BUS | MEDWD | FWEST | IDR | WS | TOU13 | BUSMEDWD_FWEST_IDR_WS_TOU13
BUS | MEDWD | FWEST | NIDR | NWS | NOTOU | BUSMEDWD_FWEST_NIDR_NWS_NOTOU
BUS | MEDWD | FWEST | NIDR | NWS | TOU01 | BUSMEDWD_FWEST_NIDR_NWS_TOU01
BUS | MEDWD | FWEST | NIDR | NWS | TOU02 | BUSMEDWD_FWEST_NIDR_NWS_TOU02
BUS | MEDWD | FWEST | NIDR | NWS | TOU11 | BUSMEDWD_FWEST_NIDR_NWS_TOU11
BUS | MEDWD | FWEST | NIDR | NWS | TOU12 | BUSMEDWD_FWEST_NIDR_NWS_TOU12
BUS | MEDWD | FWEST | NIDR | NWS | TOU13 | BUSMEDWD_FWEST_NIDR_NWS_TOU13
BUS | MEDWD | NCENT | IDR | WS | NOTOU | BUSMEDWD_NCENT_IDR_WS_NOTOU
BUS | MEDWD | NCENT | IDR | WS | TOU01 | BUSMEDWD_NCENT_IDR_WS_TOU01
BUS | MEDWD | NCENT | IDR | WS | TOU02 | BUSMEDWD_NCENT_IDR_WS_TOU02
BUS | MEDWD | NCENT | IDR | WS | TOU11 | BUSMEDWD_NCENT_IDR_WS_TOU11
BUS | MEDWD | NCENT | IDR | WS | TOU12 | BUSMEDWD_NCENT_IDR_WS_TOU12
BUS | MEDWD | NCENT | IDR | WS | TOU13 | BUSMEDWD_NCENT_IDR_WS_TOU13
BUS | MEDWD | NCENT | NIDR | NWS | NOTOU | BUSMEDWD_NCENT_NIDR_NWS_NOTOU
BUS | MEDWD | NCENT | NIDR | NWS | TOU01 | BUSMEDWD_NCENT_NIDR_NWS_TOU01
BUS | MEDWD | NCENT | NIDR | NWS | TOU02 | BUSMEDWD_NCENT_NIDR_NWS_TOU02
BUS | MEDWD | NCENT | NIDR | NWS | TOU11 | BUSMEDWD_NCENT_NIDR_NWS_TOU11
BUS | MEDWD | NCENT | NIDR | NWS | TOU12 | BUSMEDWD_NCENT_NIDR_NWS_TOU12
BUS | MEDWD | NCENT | NIDR | NWS | TOU13 | BUSMEDWD_NCENT_NIDR_NWS_TOU13
BUS | MEDWD | NORTH | IDR | WS | NOTOU | BUSMEDWD_NORTH_IDR_WS_NOTOU
BUS | MEDWD | NORTH | IDR | WS | TOU01 | BUSMEDWD_NORTH_IDR_WS_TOU01
BUS | MEDWD | NORTH | IDR | WS | TOU02 | BUSMEDWD_NORTH_IDR_WS_TOU02
BUS | MEDWD | NORTH | IDR | WS | TOU11 | BUSMEDWD_NORTH_IDR_WS_TOU11
BUS | MEDWD | NORTH | IDR | WS | TOU12 | BUSMEDWD_NORTH_IDR_WS_TOU12
BUS | MEDWD | NORTH | IDR | WS | TOU13 | BUSMEDWD_NORTH_IDR_WS_TOU13
BUS | MEDWD | NORTH | NIDR | NWS | NOTOU | BUSMEDWD_NORTH_NIDR_NWS_NOTOU
BUS | MEDWD | NORTH | NIDR | NWS | TOU01 | BUSMEDWD_NORTH_NIDR_NWS_TOU01
BUS | MEDWD | NORTH | NIDR | NWS | TOU02 | BUSMEDWD_NORTH_NIDR_NWS_TOU02
BUS | MEDWD | NORTH | NIDR | NWS | TOU11 | BUSMEDWD_NORTH_NIDR_NWS_TOU11
BUS | MEDWD | NORTH | NIDR | NWS | TOU12 | BUSMEDWD_NORTH_NIDR_NWS_TOU12
BUS | MEDWD | NORTH | NIDR | NWS | TOU13 | BUSMEDWD_NORTH_NIDR_NWS_TOU13
BUS | MEDWD | SCENT | IDR | WS | NOTOU | BUSMEDWD_SCENT_IDR_WS_NOTOU
BUS | MEDWD | SCENT | IDR | WS | TOU01 | BUSMEDWD_SCENT_IDR_WS_TOU01
BUS | MEDWD | SCENT | IDR | WS | TOU02 | BUSMEDWD_SCENT_IDR_WS_TOU02
BUS | MEDWD | SCENT | IDR | WS | TOU13 | BUSMEDWD_SCENT_IDR_WS_TOU13
BUS | MEDWD | SCENT | NIDR | NWS | NOTOU | BUSMEDWD_SCENT_NIDR_NWS_NOTOU
BUS | MEDWD | SCENT | NIDR | NWS | TOU01 | BUSMEDWD_SCENT_NIDR_NWS_TOU01
BUS | MEDWD | SCENT | NIDR | NWS | TOU02 | BUSMEDWD_SCENT_NIDR_NWS_TOU02
BUS | MEDWD | SCENT | NIDR | NWS | TOU13 | BUSMEDWD_SCENT_NIDR_NWS_TOU13
BUS | MEDWD | SOUTH | IDR | WS | NOTOU | BUSMEDWD_SOUTH_IDR_WS_NOTOU
BUS | MEDWD | SOUTH | NIDR | NWS | NOTOU | BUSMEDWD_SOUTH_NIDR_NWS_NOTOU
BUS | MEDWD | WEST | IDR | WS | NOTOU | BUSMEDWD_WEST_IDR_WS_NOTOU
BUS | MEDWD | WEST | IDR | WS | TOU01 | BUSMEDWD_WEST_IDR_WS_TOU01
BUS | MEDWD | WEST | IDR | WS | TOU02 | BUSMEDWD_WEST_IDR_WS_TOU02
BUS | MEDWD | WEST | IDR | WS | TOU13 | BUSMEDWD_WEST_IDR_WS_TOU13
BUS | MEDWD | WEST | NIDR | NWS | NOTOU | BUSMEDWD_WEST_NIDR_NWS_NOTOU
BUS | MEDWD | WEST | NIDR | NWS | TOU01 | BUSMEDWD_WEST_NIDR_NWS_TOU01
BUS | MEDWD | WEST | NIDR | NWS | TOU02 | BUSMEDWD_WEST_NIDR_NWS_TOU02
BUS | MEDWD | WEST | NIDR | NWS | TOU13 | BUSMEDWD_WEST_NIDR_NWS_TOU13
BUS | NODDG | COAST | IDR | WS | NOTOU | BUSNODDG_COAST_IDR_WS_NOTOU
BUS | NODDG | COAST | NIDR | NWS | NOTOU | BUSNODDG_COAST_NIDR_NWS_NOTOU
BUS | NODDG | EAST | IDR | WS | NOTOU | BUSNODDG_EAST_IDR_WS_NOTOU
BUS | NODDG | EAST | NIDR | NWS | NOTOU | BUSNODDG_EAST_NIDR_NWS_NOTOU
BUS | NODDG | FWEST | IDR | WS | NOTOU | BUSNODDG_FWEST_IDR_WS_NOTOU
BUS | NODDG | FWEST | NIDR | NWS | NOTOU | BUSNODDG_FWEST_NIDR_NWS_NOTOU
BUS | NODDG | NCENT | IDR | WS | NOTOU | BUSNODDG_NCENT_IDR_WS_NOTOU
BUS | NODDG | NCENT | NIDR | NWS | NOTOU | BUSNODDG_NCENT_NIDR_NWS_NOTOU
BUS | NODDG | NORTH | IDR | WS | NOTOU | BUSNODDG_NORTH_IDR_WS_NOTOU
BUS | NODDG | NORTH | NIDR | NWS | NOTOU | BUSNODDG_NORTH_NIDR_NWS_NOTOU
BUS | NODDG | SCENT | IDR | WS | NOTOU | BUSNODDG_SCENT_IDR_WS_NOTOU
BUS | NODDG | SCENT | NIDR | NWS | NOTOU | BUSNODDG_SCENT_NIDR_NWS_NOTOU
BUS | NODDG | SOUTH | IDR | WS | NOTOU | BUSNODDG_SOUTH_IDR_WS_NOTOU
BUS | NODDG | SOUTH | NIDR | NWS | NOTOU | BUSNODDG_SOUTH_NIDR_NWS_NOTOU
BUS | NODDG | WEST | IDR | WS | NOTOU | BUSNODDG_WEST_IDR_WS_NOTOU
BUS | NODDG | WEST | NIDR | NWS | NOTOU | BUSNODDG_WEST_NIDR_NWS_NOTOU
BUS | NODEM | COAST | IDR | WS | NOTOU | BUSNODEM_COAST_IDR_WS_NOTOU
BUS | NODEM | COAST | IDR | WS | TOU11 | BUSNODEM_COAST_IDR_WS_TOU11
BUS | NODEM | COAST | IDR | WS | TOU12 | BUSNODEM_COAST_IDR_WS_TOU12
BUS | NODEM | COAST | NIDR | NWS | NOTOU | BUSNODEM_COAST_NIDR_NWS_NOTOU
BUS | NODEM | COAST | NIDR | NWS | TOU11 | BUSNODEM_COAST_NIDR_NWS_TOU11
BUS | NODEM | COAST | NIDR | NWS | TOU12 | BUSNODEM_COAST_NIDR_NWS_TOU12
BUS | NODEM | EAST | IDR | WS | NOTOU | BUSNODEM_EAST_IDR_WS_NOTOU
BUS | NODEM | EAST | IDR | WS | TOU01 | BUSNODEM_EAST_IDR_WS_TOU01
BUS | NODEM | EAST | IDR | WS | TOU02 | BUSNODEM_EAST_IDR_WS_TOU02
BUS | NODEM | EAST | IDR | WS | TOU11 | BUSNODEM_EAST_IDR_WS_TOU11
BUS | NODEM | EAST | IDR | WS | TOU12 | BUSNODEM_EAST_IDR_WS_TOU12
BUS | NODEM | EAST | IDR | WS | TOU13 | BUSNODEM_EAST_IDR_WS_TOU13
BUS | NODEM | EAST | NIDR | NWS | NOTOU | BUSNODEM_EAST_NIDR_NWS_NOTOU
BUS | NODEM | EAST | NIDR | NWS | TOU01 | BUSNODEM_EAST_NIDR_NWS_TOU01
BUS | NODEM | EAST | NIDR | NWS | TOU02 | BUSNODEM_EAST_NIDR_NWS_TOU02
BUS | NODEM | EAST | NIDR | NWS | TOU11 | BUSNODEM_EAST_NIDR_NWS_TOU11
BUS | NODEM | EAST | NIDR | NWS | TOU12 | BUSNODEM_EAST_NIDR_NWS_TOU12
BUS | NODEM | EAST | NIDR | NWS | TOU13 | BUSNODEM_EAST_NIDR_NWS_TOU13
BUS | NODEM | FWEST | IDR | WS | NOTOU | BUSNODEM_FWEST_IDR_WS_NOTOU
BUS | NODEM | FWEST | IDR | WS | TOU01 | BUSNODEM_FWEST_IDR_WS_TOU01
BUS | NODEM | FWEST | IDR | WS | TOU02 | BUSNODEM_FWEST_IDR_WS_TOU02
BUS | NODEM | FWEST | IDR | WS | TOU11 | BUSNODEM_FWEST_IDR_WS_TOU11
BUS | NODEM | FWEST | IDR | WS | TOU12 | BUSNODEM_FWEST_IDR_WS_TOU12
BUS | NODEM | FWEST | IDR | WS | TOU13 | BUSNODEM_FWEST_IDR_WS_TOU13
BUS | NODEM | FWEST | NIDR | NWS | NOTOU | BUSNODEM_FWEST_NIDR_NWS_NOTOU
BUS | NODEM | FWEST | NIDR | NWS | TOU01 | BUSNODEM_FWEST_NIDR_NWS_TOU01
BUS | NODEM | FWEST | NIDR | NWS | TOU02 | BUSNODEM_FWEST_NIDR_NWS_TOU02
BUS | NODEM | FWEST | NIDR | NWS | TOU11 | BUSNODEM_FWEST_NIDR_NWS_TOU11
BUS | NODEM | FWEST | NIDR | NWS | TOU12 | BUSNODEM_FWEST_NIDR_NWS_TOU12
BUS | NODEM | FWEST | NIDR | NWS | TOU13 | BUSNODEM_FWEST_NIDR_NWS_TOU13
BUS | NODEM | NCENT | IDR | WS | NOTOU | BUSNODEM_NCENT_IDR_WS_NOTOU
BUS | NODEM | NCENT | IDR | WS | TOU01 | BUSNODEM_NCENT_IDR_WS_TOU01
BUS | NODEM | NCENT | IDR | WS | TOU02 | BUSNODEM_NCENT_IDR_WS_TOU02
BUS | NODEM | NCENT | IDR | WS | TOU11 | BUSNODEM_NCENT_IDR_WS_TOU11
BUS | NODEM | NCENT | IDR | WS | TOU12 | BUSNODEM_NCENT_IDR_WS_TOU12
BUS | NODEM | NCENT | IDR | WS | TOU13 | BUSNODEM_NCENT_IDR_WS_TOU13
BUS | NODEM | NCENT | NIDR | NWS | NOTOU | BUSNODEM_NCENT_NIDR_NWS_NOTOU
BUS | NODEM | NCENT | NIDR | NWS | TOU01 | BUSNODEM_NCENT_NIDR_NWS_TOU01
BUS | NODEM | NCENT | NIDR | NWS | TOU02 | BUSNODEM_NCENT_NIDR_NWS_TOU02
BUS | NODEM | NCENT | NIDR | NWS | TOU11 | BUSNODEM_NCENT_NIDR_NWS_TOU11
BUS | NODEM | NCENT | NIDR | NWS | TOU12 | BUSNODEM_NCENT_NIDR_NWS_TOU12
BUS | NODEM | NCENT | NIDR | NWS | TOU13 | BUSNODEM_NCENT_NIDR_NWS_TOU13
BUS | NODEM | NORTH | IDR | WS | NOTOU | BUSNODEM_NORTH_IDR_WS_NOTOU
BUS | NODEM | NORTH | IDR | WS | TOU01 | BUSNODEM_NORTH_IDR_WS_TOU01
BUS | NODEM | NORTH | IDR | WS | TOU02 | BUSNODEM_NORTH_IDR_WS_TOU02
BUS | NODEM | NORTH | IDR | WS | TOU11 | BUSNODEM_NORTH_IDR_WS_TOU11
BUS | NODEM | NORTH | IDR | WS | TOU12 | BUSNODEM_NORTH_IDR_WS_TOU12
BUS | NODEM | NORTH | IDR | WS | TOU13 | BUSNODEM_NORTH_IDR_WS_TOU13
BUS | NODEM | NORTH | NIDR | NWS | NOTOU | BUSNODEM_NORTH_NIDR_NWS_NOTOU
BUS | NODEM | NORTH | NIDR | NWS | TOU01 | BUSNODEM_NORTH_NIDR_NWS_TOU01
BUS | NODEM | NORTH | NIDR | NWS | TOU02 | BUSNODEM_NORTH_NIDR_NWS_TOU02
BUS | NODEM | NORTH | NIDR | NWS | TOU11 | BUSNODEM_NORTH_NIDR_NWS_TOU11
BUS | NODEM | NORTH | NIDR | NWS | TOU12 | BUSNODEM_NORTH_NIDR_NWS_TOU12
BUS | NODEM | NORTH | NIDR | NWS | TOU13 | BUSNODEM_NORTH_NIDR_NWS_TOU13
BUS | NODEM | SCENT | IDR | WS | NOTOU | BUSNODEM_SCENT_IDR_WS_NOTOU
BUS | NODEM | SCENT | IDR | WS | TOU01 | BUSNODEM_SCENT_IDR_WS_TOU01
BUS | NODEM | SCENT | IDR | WS | TOU02 | BUSNODEM_SCENT_IDR_WS_TOU02
BUS | NODEM | SCENT | IDR | WS | TOU13 | BUSNODEM_SCENT_IDR_WS_TOU13
BUS | NODEM | SCENT | NIDR | NWS | NOTOU | BUSNODEM_SCENT_NIDR_NWS_NOTOU
BUS | NODEM | SCENT | NIDR | NWS | TOU01 | BUSNODEM_SCENT_NIDR_NWS_TOU01
BUS | NODEM | SCENT | NIDR | NWS | TOU02 | BUSNODEM_SCENT_NIDR_NWS_TOU02
BUS | NODEM | SCENT | NIDR | NWS | TOU13 | BUSNODEM_SCENT_NIDR_NWS_TOU13
BUS | NODEM | SOUTH | IDR | WS | NOTOU | BUSNODEM_SOUTH_IDR_WS_NOTOU
BUS | NODEM | SOUTH | NIDR | NWS | NOTOU | BUSNODEM_SOUTH_NIDR_NWS_NOTOU
BUS | NODEM | WEST | IDR | WS | NOTOU | BUSNODEM_WEST_IDR_WS_NOTOU
BUS | NODEM | WEST | IDR | WS | TOU01 | BUSNODEM_WEST_IDR_WS_TOU01
BUS | NODEM | WEST | IDR | WS | TOU02 | BUSNODEM_WEST_IDR_WS_TOU02
BUS | NODEM | WEST | IDR | WS | TOU13 | BUSNODEM_WEST_IDR_WS_TOU13
BUS | NODEM | WEST | NIDR | NWS | NOTOU | BUSNODEM_WEST_NIDR_NWS_NOTOU
BUS | NODEM | WEST | NIDR | NWS | TOU01 | BUSNODEM_WEST_NIDR_NWS_TOU01
BUS | NODEM | WEST | NIDR | NWS | TOU02 | BUSNODEM_WEST_NIDR_NWS_TOU02
BUS | NODEM | WEST | NIDR | NWS | TOU13 | BUSNODEM_WEST_NIDR_NWS_TOU13
BUS | NODPV | COAST | IDR | WS | NOTOU | BUSNODPV_COAST_IDR_WS_NOTOU
BUS | NODPV | COAST | IDR | WS | TOU11 | BUSNODPV_COAST_IDR_WS_TOU11
BUS | NODPV | COAST | IDR | WS | TOU12 | BUSNODPV_COAST_IDR_WS_TOU12
BUS | NODPV | COAST | NIDR | NWS | NOTOU | BUSNODPV_COAST_NIDR_NWS_NOTOU
BUS | NODPV | COAST | NIDR | NWS | TOU11 | BUSNODPV_COAST_NIDR_NWS_TOU11
BUS | NODPV | COAST | NIDR | NWS | TOU12 | BUSNODPV_COAST_NIDR_NWS_TOU12
BUS | NODPV | EAST | IDR | WS | NOTOU | BUSNODPV_EAST_IDR_WS_NOTOU
BUS | NODPV | EAST | IDR | WS | TOU01 | BUSNODPV_EAST_IDR_WS_TOU01
BUS | NODPV | EAST | IDR | WS | TOU02 | BUSNODPV_EAST_IDR_WS_TOU02
BUS | NODPV | EAST | IDR | WS | TOU11 | BUSNODPV_EAST_IDR_WS_TOU11
BUS | NODPV | EAST | IDR | WS | TOU12 | BUSNODPV_EAST_IDR_WS_TOU12
BUS | NODPV | EAST | IDR | WS | TOU13 | BUSNODPV_EAST_IDR_WS_TOU13
BUS | NODPV | EAST | NIDR | NWS | NOTOU | BUSNODPV_EAST_NIDR_NWS_NOTOU
BUS | NODPV | EAST | NIDR | NWS | TOU01 | BUSNODPV_EAST_NIDR_NWS_TOU01
BUS | NODPV | EAST | NIDR | NWS | TOU02 | BUSNODPV_EAST_NIDR_NWS_TOU02
BUS | NODPV | EAST | NIDR | NWS | TOU11 | BUSNODPV_EAST_NIDR_NWS_TOU11
BUS | NODPV | EAST | NIDR | NWS | TOU12 | BUSNODPV_EAST_NIDR_NWS_TOU12
BUS | NODPV | EAST | NIDR | NWS | TOU13 | BUSNODPV_EAST_NIDR_NWS_TOU13
BUS | NODPV | FWEST | IDR | WS | NOTOU | BUSNODPV_FWEST_IDR_WS_NOTOU
BUS | NODPV | FWEST | IDR | WS | TOU01 | BUSNODPV_FWEST_IDR_WS_TOU01
BUS | NODPV | FWEST | IDR | WS | TOU02 | BUSNODPV_FWEST_IDR_WS_TOU02
BUS | NODPV | FWEST | IDR | WS | TOU11 | BUSNODPV_FWEST_IDR_WS_TOU11
BUS | NODPV | FWEST | IDR | WS | TOU12 | BUSNODPV_FWEST_IDR_WS_TOU12
BUS | NODPV | FWEST | IDR | WS | TOU13 | BUSNODPV_FWEST_IDR_WS_TOU13
BUS | NODPV | FWEST | NIDR | NWS | NOTOU | BUSNODPV_FWEST_NIDR_NWS_NOTOU
BUS | NODPV | FWEST | NIDR | NWS | TOU01 | BUSNODPV_FWEST_NIDR_NWS_TOU01
BUS | NODPV | FWEST | NIDR | NWS | TOU02 | BUSNODPV_FWEST_NIDR_NWS_TOU02
BUS | NODPV | FWEST | NIDR | NWS | TOU11 | BUSNODPV_FWEST_NIDR_NWS_TOU11
BUS | NODPV | FWEST | NIDR | NWS | TOU12 | BUSNODPV_FWEST_NIDR_NWS_TOU12
BUS | NODPV | FWEST | NIDR | NWS | TOU13 | BUSNODPV_FWEST_NIDR_NWS_TOU13
BUS | NODPV | NCENT | IDR | WS | NOTOU | BUSNODPV_NCENT_IDR_WS_NOTOU
BUS | NODPV | NCENT | IDR | WS | TOU01 | BUSNODPV_NCENT_IDR_WS_TOU01
BUS | NODPV | NCENT | IDR | WS | TOU02 | BUSNODPV_NCENT_IDR_WS_TOU02
BUS | NODPV | NCENT | IDR | WS | TOU11 | BUSNODPV_NCENT_IDR_WS_TOU11
BUS | NODPV | NCENT | IDR | WS | TOU12 | BUSNODPV_NCENT_IDR_WS_TOU12
BUS | NODPV | NCENT | IDR | WS | TOU13 | BUSNODPV_NCENT_IDR_WS_TOU13
BUS | NODPV | NCENT | NIDR | NWS | NOTOU | BUSNODPV_NCENT_NIDR_NWS_NOTOU
BUS | NODPV | NCENT | NIDR | NWS | TOU01 | BUSNODPV_NCENT_NIDR_NWS_TOU01
BUS | NODPV | NCENT | NIDR | NWS | TOU02 | BUSNODPV_NCENT_NIDR_NWS_TOU02
BUS | NODPV | NCENT | NIDR | NWS | TOU11 | BUSNODPV_NCENT_NIDR_NWS_TOU11
BUS | NODPV | NCENT | NIDR | NWS | TOU12 | BUSNODPV_NCENT_NIDR_NWS_TOU12
BUS | NODPV | NCENT | NIDR | NWS | TOU13 | BUSNODPV_NCENT_NIDR_NWS_TOU13
BUS | NODPV | NORTH | IDR | WS | NOTOU | BUSNODPV_NORTH_IDR_WS_NOTOU
BUS | NODPV | NORTH | IDR | WS | TOU01 | BUSNODPV_NORTH_IDR_WS_TOU01
BUS | NODPV | NORTH | IDR | WS | TOU02 | BUSNODPV_NORTH_IDR_WS_TOU02
BUS | NODPV | NORTH | IDR | WS | TOU11 | BUSNODPV_NORTH_IDR_WS_TOU11
BUS | NODPV | NORTH | IDR | WS | TOU12 | BUSNODPV_NORTH_IDR_WS_TOU12
BUS | NODPV | NORTH | IDR | WS | TOU13 | BUSNODPV_NORTH_IDR_WS_TOU13
BUS | NODPV | NORTH | NIDR | NWS | NOTOU | BUSNODPV_NORTH_NIDR_NWS_NOTOU
BUS | NODPV | NORTH | NIDR | NWS | TOU01 | BUSNODPV_NORTH_NIDR_NWS_TOU01
BUS | NODPV | NORTH | NIDR | NWS | TOU02 | BUSNODPV_NORTH_NIDR_NWS_TOU02
BUS | NODPV | NORTH | NIDR | NWS | TOU11 | BUSNODPV_NORTH_NIDR_NWS_TOU11
BUS | NODPV | NORTH | NIDR | NWS | TOU12 | BUSNODPV_NORTH_NIDR_NWS_TOU12
BUS | NODPV | NORTH | NIDR | NWS | TOU13 | BUSNODPV_NORTH_NIDR_NWS_TOU13
BUS | NODPV | SCENT | IDR | WS | NOTOU | BUSNODPV_SCENT_IDR_WS_NOTOU
BUS | NODPV | SCENT | IDR | WS | TOU01 | BUSNODPV_SCENT_IDR_WS_TOU01
BUS | NODPV | SCENT | IDR | WS | TOU02 | BUSNODPV_SCENT_IDR_WS_TOU02
BUS | NODPV | SCENT | IDR | WS | TOU13 | BUSNODPV_SCENT_IDR_WS_TOU13
BUS | NODPV | SCENT | NIDR | NWS | NOTOU | BUSNODPV_SCENT_NIDR_NWS_NOTOU
BUS | NODPV | SCENT | NIDR | NWS | TOU01 | BUSNODPV_SCENT_NIDR_NWS_TOU01
BUS | NODPV | SCENT | NIDR | NWS | TOU02 | BUSNODPV_SCENT_NIDR_NWS_TOU02
BUS | NODPV | SCENT | NIDR | NWS | TOU13 | BUSNODPV_SCENT_NIDR_NWS_TOU13
BUS | NODPV | SOUTH | IDR | WS | NOTOU | BUSNODPV_SOUTH_IDR_WS_NOTOU
BUS | NODPV | SOUTH | NIDR | NWS | NOTOU | BUSNODPV_SOUTH_NIDR_NWS_NOTOU
BUS | NODPV | WEST | IDR | WS | NOTOU | BUSNODPV_WEST_IDR_WS_NOTOU
BUS | NODPV | WEST | IDR | WS | TOU01 | BUSNODPV_WEST_IDR_WS_TOU01
BUS | NODPV | WEST | IDR | WS | TOU02 | BUSNODPV_WEST_IDR_WS_TOU02
BUS | NODPV | WEST | IDR | WS | TOU13 | BUSNODPV_WEST_IDR_WS_TOU13
BUS | NODPV | WEST | NIDR | NWS | NOTOU | BUSNODPV_WEST_NIDR_NWS_NOTOU
BUS | NODPV | WEST | NIDR | NWS | TOU01 | BUSNODPV_WEST_NIDR_NWS_TOU01
BUS | NODPV | WEST | NIDR | NWS | TOU02 | BUSNODPV_WEST_NIDR_NWS_TOU02
BUS | NODPV | WEST | NIDR | NWS | TOU13 | BUSNODPV_WEST_NIDR_NWS_TOU13
BUS | NODWD | COAST | IDR | WS | NOTOU | BUSNODWD_COAST_IDR_WS_NOTOU
BUS | NODWD | COAST | IDR | WS | TOU11 | BUSNODWD_COAST_IDR_WS_TOU11
BUS | NODWD | COAST | IDR | WS | TOU12 | BUSNODWD_COAST_IDR_WS_TOU12
BUS | NODWD | COAST | NIDR | NWS | NOTOU | BUSNODWD_COAST_NIDR_NWS_NOTOU
BUS | NODWD | COAST | NIDR | NWS | TOU11 | BUSNODWD_COAST_NIDR_NWS_TOU11
BUS | NODWD | COAST | NIDR | NWS | TOU12 | BUSNODWD_COAST_NIDR_NWS_TOU12
BUS | NODWD | EAST | IDR | WS | NOTOU | BUSNODWD_EAST_IDR_WS_NOTOU
BUS | NODWD | EAST | IDR | WS | TOU01 | BUSNODWD_EAST_IDR_WS_TOU01
BUS | NODWD | EAST | IDR | WS | TOU02 | BUSNODWD_EAST_IDR_WS_TOU02
BUS | NODWD | EAST | IDR | WS | TOU11 | BUSNODWD_EAST_IDR_WS_TOU11
BUS | NODWD | EAST | IDR | WS | TOU12 | BUSNODWD_EAST_IDR_WS_TOU12
BUS | NODWD | EAST | IDR | WS | TOU13 | BUSNODWD_EAST_IDR_WS_TOU13
BUS | NODWD | EAST | NIDR | NWS | NOTOU | BUSNODWD_EAST_NIDR_NWS_NOTOU
BUS | NODWD | EAST | NIDR | NWS | TOU01 | BUSNODWD_EAST_NIDR_NWS_TOU01
BUS | NODWD | EAST | NIDR | NWS | TOU02 | BUSNODWD_EAST_NIDR_NWS_TOU02
BUS | NODWD | EAST | NIDR | NWS | TOU11 | BUSNODWD_EAST_NIDR_NWS_TOU11
BUS | NODWD | EAST | NIDR | NWS | TOU12 | BUSNODWD_EAST_NIDR_NWS_TOU12
BUS | NODWD | EAST | NIDR | NWS | TOU13 | BUSNODWD_EAST_NIDR_NWS_TOU13
BUS | NODWD | FWEST | IDR | WS | NOTOU | BUSNODWD_FWEST_IDR_WS_NOTOU
BUS | NODWD | FWEST | IDR | WS | TOU01 | BUSNODWD_FWEST_IDR_WS_TOU01
BUS | NODWD | FWEST | IDR | WS | TOU02 | BUSNODWD_FWEST_IDR_WS_TOU02
BUS | NODWD | FWEST | IDR | WS | TOU11 | BUSNODWD_FWEST_IDR_WS_TOU11
BUS | NODWD | FWEST | IDR | WS | TOU12 | BUSNODWD_FWEST_IDR_WS_TOU12
BUS | NODWD | FWEST | IDR | WS | TOU13 | BUSNODWD_FWEST_IDR_WS_TOU13
BUS | NODWD | FWEST | NIDR | NWS | NOTOU | BUSNODWD_FWEST_NIDR_NWS_NOTOU
BUS | NODWD | FWEST | NIDR | NWS | TOU01 | BUSNODWD_FWEST_NIDR_NWS_TOU01
BUS | NODWD | FWEST | NIDR | NWS | TOU02 | BUSNODWD_FWEST_NIDR_NWS_TOU02
BUS | NODWD | FWEST | NIDR | NWS | TOU11 | BUSNODWD_FWEST_NIDR_NWS_TOU11
BUS | NODWD | FWEST | NIDR | NWS | TOU12 | BUSNODWD_FWEST_NIDR_NWS_TOU12
BUS | NODWD | FWEST | NIDR | NWS | TOU13 | BUSNODWD_FWEST_NIDR_NWS_TOU13
BUS | NODWD | NCENT | IDR | WS | NOTOU | BUSNODWD_NCENT_IDR_WS_NOTOU
BUS | NODWD | NCENT | IDR | WS | TOU01 | BUSNODWD_NCENT_IDR_WS_TOU01
BUS | NODWD | NCENT | IDR | WS | TOU02 | BUSNODWD_NCENT_IDR_WS_TOU02
BUS | NODWD | NCENT | IDR | WS | TOU11 | BUSNODWD_NCENT_IDR_WS_TOU11
BUS | NODWD | NCENT | IDR | WS | TOU12 | BUSNODWD_NCENT_IDR_WS_TOU12
BUS | NODWD | NCENT | IDR | WS | TOU13 | BUSNODWD_NCENT_IDR_WS_TOU13
BUS | NODWD | NCENT | NIDR | NWS | NOTOU | BUSNODWD_NCENT_NIDR_NWS_NOTOU
BUS | NODWD | NCENT | NIDR | NWS | TOU01 | BUSNODWD_NCENT_NIDR_NWS_TOU01
BUS | NODWD | NCENT | NIDR | NWS | TOU02 | BUSNODWD_NCENT_NIDR_NWS_TOU02
BUS | NODWD | NCENT | NIDR | NWS | TOU11 | BUSNODWD_NCENT_NIDR_NWS_TOU11
BUS | NODWD | NCENT | NIDR | NWS | TOU12 | BUSNODWD_NCENT_NIDR_NWS_TOU12
BUS | NODWD | NCENT | NIDR | NWS | TOU13 | BUSNODWD_NCENT_NIDR_NWS_TOU13
BUS | NODWD | NORTH | IDR | WS | NOTOU | BUSNODWD_NORTH_IDR_WS_NOTOU
BUS | NODWD | NORTH | IDR | WS | TOU01 | BUSNODWD_NORTH_IDR_WS_TOU01
BUS | NODWD | NORTH | IDR | WS | TOU02 | BUSNODWD_NORTH_IDR_WS_TOU02
BUS | NODWD | NORTH | IDR | WS | TOU11 | BUSNODWD_NORTH_IDR_WS_TOU11
BUS | NODWD | NORTH | IDR | WS | TOU12 | BUSNODWD_NORTH_IDR_WS_TOU12
BUS | NODWD | NORTH | IDR | WS | TOU13 | BUSNODWD_NORTH_IDR_WS_TOU13
BUS | NODWD | NORTH | NIDR | NWS | NOTOU | BUSNODWD_NORTH_NIDR_NWS_NOTOU
BUS | NODWD | NORTH | NIDR | NWS | TOU01 | BUSNODWD_NORTH_NIDR_NWS_TOU01
BUS | NODWD | NORTH | NIDR | NWS | TOU02 | BUSNODWD_NORTH_NIDR_NWS_TOU02
BUS | NODWD | NORTH | NIDR | NWS | TOU11 | BUSNODWD_NORTH_NIDR_NWS_TOU11
BUS | NODWD | NORTH | NIDR | NWS | TOU12 | BUSNODWD_NORTH_NIDR_NWS_TOU12
BUS | NODWD | NORTH | NIDR | NWS | TOU13 | BUSNODWD_NORTH_NIDR_NWS_TOU13
BUS | NODWD | SCENT | IDR | WS | NOTOU | BUSNODWD_SCENT_IDR_WS_NOTOU
BUS | NODWD | SCENT | IDR | WS | TOU01 | BUSNODWD_SCENT_IDR_WS_TOU01
BUS | NODWD | SCENT | IDR | WS | TOU02 | BUSNODWD_SCENT_IDR_WS_TOU02
BUS | NODWD | SCENT | IDR | WS | TOU13 | BUSNODWD_SCENT_IDR_WS_TOU13
BUS | NODWD | SCENT | NIDR | NWS | NOTOU | BUSNODWD_SCENT_NIDR_NWS_NOTOU
BUS | NODWD | SCENT | NIDR | NWS | TOU01 | BUSNODWD_SCENT_NIDR_NWS_TOU01
BUS | NODWD | SCENT | NIDR | NWS | TOU02 | BUSNODWD_SCENT_NIDR_NWS_TOU02
BUS | NODWD | SCENT | NIDR | NWS | TOU13 | BUSNODWD_SCENT_NIDR_NWS_TOU13
BUS | NODWD | SOUTH | IDR | WS | NOTOU | BUSNODWD_SOUTH_IDR_WS_NOTOU
BUS | NODWD | SOUTH | NIDR | NWS | NOTOU | BUSNODWD_SOUTH_NIDR_NWS_NOTOU
BUS | NODWD | WEST | IDR | WS | NOTOU | BUSNODWD_WEST_IDR_WS_NOTOU
BUS | NODWD | WEST | IDR | WS | TOU01 | BUSNODWD_WEST_IDR_WS_TOU01
BUS | NODWD | WEST | IDR | WS | TOU02 | BUSNODWD_WEST_IDR_WS_TOU02
BUS | NODWD | WEST | IDR | WS | TOU13 | BUSNODWD_WEST_IDR_WS_TOU13
BUS | NODWD | WEST | NIDR | NWS | NOTOU | BUSNODWD_WEST_NIDR_NWS_NOTOU
BUS | NODWD | WEST | NIDR | NWS | TOU01 | BUSNODWD_WEST_NIDR_NWS_TOU01
BUS | NODWD | WEST | NIDR | NWS | TOU02 | BUSNODWD_WEST_NIDR_NWS_TOU02
BUS | NODWD | WEST | NIDR | NWS | TOU13 | BUSNODWD_WEST_NIDR_NWS_TOU13
BUS | OGFDG | COAST | IDR | WS | NOTOU | BUSOGFDG_COAST_IDR_WS_NOTOU
BUS | OGFDG | COAST | NIDR | NWS | NOTOU | BUSOGFDG_COAST_NIDR_NWS_NOTOU
BUS | OGFDG | EAST | IDR | WS | NOTOU | BUSOGFDG_EAST_IDR_WS_NOTOU
BUS | OGFDG | EAST | NIDR | NWS | NOTOU | BUSOGFDG_EAST_NIDR_NWS_NOTOU
BUS | OGFDG | FWEST | IDR | WS | NOTOU | BUSOGFDG_FWEST_IDR_WS_NOTOU
BUS | OGFDG | FWEST | NIDR | NWS | NOTOU | BUSOGFDG_FWEST_NIDR_NWS_NOTOU
BUS | OGFDG | NCENT | IDR | WS | NOTOU | BUSOGFDG_NCENT_IDR_WS_NOTOU
BUS | OGFDG | NCENT | NIDR | NWS | NOTOU | BUSOGFDG_NCENT_NIDR_NWS_NOTOU
BUS | OGFDG | NORTH | IDR | WS | NOTOU | BUSOGFDG_NORTH_IDR_WS_NOTOU
BUS | OGFDG | NORTH | NIDR | NWS | NOTOU | BUSOGFDG_NORTH_NIDR_NWS_NOTOU
BUS | OGFDG | SCENT | IDR | WS | NOTOU | BUSOGFDG_SCENT_IDR_WS_NOTOU
BUS | OGFDG | SCENT | NIDR | NWS | NOTOU | BUSOGFDG_SCENT_NIDR_NWS_NOTOU
BUS | OGFDG | SOUTH | IDR | WS | NOTOU | BUSOGFDG_SOUTH_IDR_WS_NOTOU
BUS | OGFDG | SOUTH | NIDR | NWS | NOTOU | BUSOGFDG_SOUTH_NIDR_NWS_NOTOU
BUS | OGFDG | WEST | IDR | WS | NOTOU | BUSOGFDG_WEST_IDR_WS_NOTOU
BUS | OGFDG | WEST | NIDR | NWS | NOTOU | BUSOGFDG_WEST_NIDR_NWS_NOTOU
BUS | OGFLT | COAST | IDR | WS | NOTOU | BUSOGFLT_COAST_IDR_WS_NOTOU
BUS | OGFLT | COAST | IDR | WS | TOU11 | BUSOGFLT_COAST_IDR_WS_TOU11
BUS | OGFLT | COAST | IDR | WS | TOU12 | BUSOGFLT_COAST_IDR_WS_TOU12
BUS | OGFLT | COAST | NIDR | NWS | NOTOU | BUSOGFLT_COAST_NIDR_NWS_NOTOU
BUS | OGFLT | COAST | NIDR | NWS | TOU11 | BUSOGFLT_COAST_NIDR_NWS_TOU11
BUS | OGFLT | COAST | NIDR | NWS | TOU12 | BUSOGFLT_COAST_NIDR_NWS_TOU12
BUS | OGFLT | EAST | IDR | WS | NOTOU | BUSOGFLT_EAST_IDR_WS_NOTOU
BUS | OGFLT | EAST | IDR | WS | TOU01 | BUSOGFLT_EAST_IDR_WS_TOU01
BUS | OGFLT | EAST | IDR | WS | TOU02 | BUSOGFLT_EAST_IDR_WS_TOU02
BUS | OGFLT | EAST | IDR | WS | TOU11 | BUSOGFLT_EAST_IDR_WS_TOU11
BUS | OGFLT | EAST | IDR | WS | TOU12 | BUSOGFLT_EAST_IDR_WS_TOU12
BUS | OGFLT | EAST | IDR | WS | TOU13 | BUSOGFLT_EAST_IDR_WS_TOU13
BUS | OGFLT | EAST | NIDR | NWS | NOTOU | BUSOGFLT_EAST_NIDR_NWS_NOTOU
BUS | OGFLT | EAST | NIDR | NWS | TOU01 | BUSOGFLT_EAST_NIDR_NWS_TOU01
BUS | OGFLT | EAST | NIDR | NWS | TOU02 | BUSOGFLT_EAST_NIDR_NWS_TOU02
BUS | OGFLT | EAST | NIDR | NWS | TOU11 | BUSOGFLT_EAST_NIDR_NWS_TOU11
BUS | OGFLT | EAST | NIDR | NWS | TOU12 | BUSOGFLT_EAST_NIDR_NWS_TOU12
BUS | OGFLT | EAST | NIDR | NWS | TOU13 | BUSOGFLT_EAST_NIDR_NWS_TOU13
BUS | OGFLT | FWEST | IDR | WS | NOTOU | BUSOGFLT_FWEST_IDR_WS_NOTOU
BUS | OGFLT | FWEST | IDR | WS | TOU01 | BUSOGFLT_FWEST_IDR_WS_TOU01
BUS | OGFLT | FWEST | IDR | WS | TOU02 | BUSOGFLT_FWEST_IDR_WS_TOU02
BUS | OGFLT | FWEST | IDR | WS | TOU11 | BUSOGFLT_FWEST_IDR_WS_TOU11
BUS | OGFLT | FWEST | IDR | WS | TOU12 | BUSOGFLT_FWEST_IDR_WS_TOU12
BUS | OGFLT | FWEST | IDR | WS | TOU13 | BUSOGFLT_FWEST_IDR_WS_TOU13
BUS | OGFLT | FWEST | NIDR | NWS | NOTOU | BUSOGFLT_FWEST_NIDR_NWS_NOTOU
BUS | OGFLT | FWEST | NIDR | NWS | TOU01 | BUSOGFLT_FWEST_NIDR_NWS_TOU01
BUS | OGFLT | FWEST | NIDR | NWS | TOU02 | BUSOGFLT_FWEST_NIDR_NWS_TOU02
BUS | OGFLT | FWEST | NIDR | NWS | TOU11 | BUSOGFLT_FWEST_NIDR_NWS_TOU11
BUS | OGFLT | FWEST | NIDR | NWS | TOU12 | BUSOGFLT_FWEST_NIDR_NWS_TOU12
BUS | OGFLT | FWEST | NIDR | NWS | TOU13 | BUSOGFLT_FWEST_NIDR_NWS_TOU13
BUS | OGFLT | NCENT | IDR | WS | NOTOU | BUSOGFLT_NCENT_IDR_WS_NOTOU
BUS | OGFLT | NCENT | IDR | WS | TOU01 | BUSOGFLT_NCENT_IDR_WS_TOU01
BUS | OGFLT | NCENT | IDR | WS | TOU02 | BUSOGFLT_NCENT_IDR_WS_TOU02
BUS | OGFLT | NCENT | IDR | WS | TOU11 | BUSOGFLT_NCENT_IDR_WS_TOU11
BUS | OGFLT | NCENT | IDR | WS | TOU12 | BUSOGFLT_NCENT_IDR_WS_TOU12
BUS | OGFLT | NCENT | IDR | WS | TOU13 | BUSOGFLT_NCENT_IDR_WS_TOU13
BUS | OGFLT | NCENT | NIDR | NWS | NOTOU | BUSOGFLT_NCENT_NIDR_NWS_NOTOU
BUS | OGFLT | NCENT | NIDR | NWS | TOU01 | BUSOGFLT_NCENT_NIDR_NWS_TOU01
BUS | OGFLT | NCENT | NIDR | NWS | TOU02 | BUSOGFLT_NCENT_NIDR_NWS_TOU02
BUS | OGFLT | NCENT | NIDR | NWS | TOU11 | BUSOGFLT_NCENT_NIDR_NWS_TOU11
BUS | OGFLT | NCENT | NIDR | NWS | TOU12 | BUSOGFLT_NCENT_NIDR_NWS_TOU12
BUS | OGFLT | NCENT | NIDR | NWS | TOU13 | BUSOGFLT_NCENT_NIDR_NWS_TOU13
BUS | OGFLT | NORTH | IDR | WS | NOTOU | BUSOGFLT_NORTH_IDR_WS_NOTOU
BUS | OGFLT | NORTH | IDR | WS | TOU01 | BUSOGFLT_NORTH_IDR_WS_TOU01
BUS | OGFLT | NORTH | IDR | WS | TOU02 | BUSOGFLT_NORTH_IDR_WS_TOU02
BUS | OGFLT | NORTH | IDR | WS | TOU11 | BUSOGFLT_NORTH_IDR_WS_TOU11
BUS | OGFLT | NORTH | IDR | WS | TOU12 | BUSOGFLT_NORTH_IDR_WS_TOU12
BUS | OGFLT | NORTH | IDR | WS | TOU13 | BUSOGFLT_NORTH_IDR_WS_TOU13
BUS | OGFLT | NORTH | NIDR | NWS | NOTOU | BUSOGFLT_NORTH_NIDR_NWS_NOTOU
BUS | OGFLT | NORTH | NIDR | NWS | TOU01 | BUSOGFLT_NORTH_NIDR_NWS_TOU01
BUS | OGFLT | NORTH | NIDR | NWS | TOU02 | BUSOGFLT_NORTH_NIDR_NWS_TOU02
BUS | OGFLT | NORTH | NIDR | NWS | TOU11 | BUSOGFLT_NORTH_NIDR_NWS_TOU11
BUS | OGFLT | NORTH | NIDR | NWS | TOU12 | BUSOGFLT_NORTH_NIDR_NWS_TOU12
BUS | OGFLT | NORTH | NIDR | NWS | TOU13 | BUSOGFLT_NORTH_NIDR_NWS_TOU13
BUS | OGFLT | SCENT | IDR | WS | NOTOU | BUSOGFLT_SCENT_IDR_WS_NOTOU
BUS | OGFLT | SCENT | IDR | WS | TOU01 | BUSOGFLT_SCENT_IDR_WS_TOU01
BUS | OGFLT | SCENT | IDR | WS | TOU02 | BUSOGFLT_SCENT_IDR_WS_TOU02
BUS | OGFLT | SCENT | IDR | WS | TOU13 | BUSOGFLT_SCENT_IDR_WS_TOU13
BUS | OGFLT | SCENT | NIDR | NWS | NOTOU | BUSOGFLT_SCENT_NIDR_NWS_NOTOU
BUS | OGFLT | SCENT | NIDR | NWS | TOU01 | BUSOGFLT_SCENT_NIDR_NWS_TOU01
BUS | OGFLT | SCENT | NIDR | NWS | TOU02 | BUSOGFLT_SCENT_NIDR_NWS_TOU02
BUS | OGFLT | SCENT | NIDR | NWS | TOU13 | BUSOGFLT_SCENT_NIDR_NWS_TOU13
BUS | OGFLT | SOUTH | IDR | WS | NOTOU | BUSOGFLT_SOUTH_IDR_WS_NOTOU
BUS | OGFLT | SOUTH | NIDR | NWS | NOTOU | BUSOGFLT_SOUTH_NIDR_NWS_NOTOU
BUS | OGFLT | WEST | IDR | WS | NOTOU | BUSOGFLT_WEST_IDR_WS_NOTOU
BUS | OGFLT | WEST | IDR | WS | TOU01 | BUSOGFLT_WEST_IDR_WS_TOU01
BUS | OGFLT | WEST | IDR | WS | TOU02 | BUSOGFLT_WEST_IDR_WS_TOU02
BUS | OGFLT | WEST | IDR | WS | TOU13 | BUSOGFLT_WEST_IDR_WS_TOU13
BUS | OGFLT | WEST | NIDR | NWS | NOTOU | BUSOGFLT_WEST_NIDR_NWS_NOTOU
BUS | OGFLT | WEST | NIDR | NWS | TOU01 | BUSOGFLT_WEST_NIDR_NWS_TOU01
BUS | OGFLT | WEST | NIDR | NWS | TOU02 | BUSOGFLT_WEST_NIDR_NWS_TOU02
BUS | OGFLT | WEST | NIDR | NWS | TOU13 | BUSOGFLT_WEST_NIDR_NWS_TOU13
BUS | OGFPV | COAST | IDR | WS | NOTOU | BUSOGFPV_COAST_IDR_WS_NOTOU
BUS | OGFPV | COAST | IDR | WS | TOU11 | BUSOGFPV_COAST_IDR_WS_TOU11
BUS | OGFPV | COAST | IDR | WS | TOU12 | BUSOGFPV_COAST_IDR_WS_TOU12
BUS | OGFPV | COAST | NIDR | NWS | NOTOU | BUSOGFPV_COAST_NIDR_NWS_NOTOU
BUS | OGFPV | COAST | NIDR | NWS | TOU11 | BUSOGFPV_COAST_NIDR_NWS_TOU11
BUS | OGFPV | COAST | NIDR | NWS | TOU12 | BUSOGFPV_COAST_NIDR_NWS_TOU12
BUS | OGFPV | EAST | IDR | WS | NOTOU | BUSOGFPV_EAST_IDR_WS_NOTOU
BUS | OGFPV | EAST | IDR | WS | TOU01 | BUSOGFPV_EAST_IDR_WS_TOU01
BUS | OGFPV | EAST | IDR | WS | TOU02 | BUSOGFPV_EAST_IDR_WS_TOU02
BUS | OGFPV | EAST | IDR | WS | TOU11 | BUSOGFPV_EAST_IDR_WS_TOU11
BUS | OGFPV | EAST | IDR | WS | TOU12 | BUSOGFPV_EAST_IDR_WS_TOU12
BUS | OGFPV | EAST | IDR | WS | TOU13 | BUSOGFPV_EAST_IDR_WS_TOU13
BUS | OGFPV | EAST | NIDR | NWS | NOTOU | BUSOGFPV_EAST_NIDR_NWS_NOTOU
BUS | OGFPV | EAST | NIDR | NWS | TOU01 | BUSOGFPV_EAST_NIDR_NWS_TOU01
BUS | OGFPV | EAST | NIDR | NWS | TOU02 | BUSOGFPV_EAST_NIDR_NWS_TOU02
BUS | OGFPV | EAST | NIDR | NWS | TOU11 | BUSOGFPV_EAST_NIDR_NWS_TOU11
BUS | OGFPV | EAST | NIDR | NWS | TOU12 | BUSOGFPV_EAST_NIDR_NWS_TOU12
BUS | OGFPV | EAST | NIDR | NWS | TOU13 | BUSOGFPV_EAST_NIDR_NWS_TOU13
BUS | OGFPV | FWEST | IDR | WS | NOTOU | BUSOGFPV_FWEST_IDR_WS_NOTOU
BUS | OGFPV | FWEST | IDR | WS | TOU01 | BUSOGFPV_FWEST_IDR_WS_TOU01
BUS | OGFPV | FWEST | IDR | WS | TOU02 | BUSOGFPV_FWEST_IDR_WS_TOU02
BUS | OGFPV | FWEST | IDR | WS | TOU11 | BUSOGFPV_FWEST_IDR_WS_TOU11
BUS | OGFPV | FWEST | IDR | WS | TOU12 | BUSOGFPV_FWEST_IDR_WS_TOU12
BUS | OGFPV | FWEST | IDR | WS | TOU13 | BUSOGFPV_FWEST_IDR_WS_TOU13
BUS | OGFPV | FWEST | NIDR | NWS | NOTOU | BUSOGFPV_FWEST_NIDR_NWS_NOTOU
BUS | OGFPV | FWEST | NIDR | NWS | TOU01 | BUSOGFPV_FWEST_NIDR_NWS_TOU01
BUS | OGFPV | FWEST | NIDR | NWS | TOU02 | BUSOGFPV_FWEST_NIDR_NWS_TOU02
BUS | OGFPV | FWEST | NIDR | NWS | TOU11 | BUSOGFPV_FWEST_NIDR_NWS_TOU11
BUS | OGFPV | FWEST | NIDR | NWS | TOU12 | BUSOGFPV_FWEST_NIDR_NWS_TOU12
BUS | OGFPV | FWEST | NIDR | NWS | TOU13 | BUSOGFPV_FWEST_NIDR_NWS_TOU13
BUS | OGFPV | NCENT | IDR | WS | NOTOU | BUSOGFPV_NCENT_IDR_WS_NOTOU
BUS | OGFPV | NCENT | IDR | WS | TOU01 | BUSOGFPV_NCENT_IDR_WS_TOU01
BUS | OGFPV | NCENT | IDR | WS | TOU02 | BUSOGFPV_NCENT_IDR_WS_TOU02
BUS | OGFPV | NCENT | IDR | WS | TOU11 | BUSOGFPV_NCENT_IDR_WS_TOU11
BUS | OGFPV | NCENT | IDR | WS | TOU12 | BUSOGFPV_NCENT_IDR_WS_TOU12
BUS | OGFPV | NCENT | IDR | WS | TOU13 | BUSOGFPV_NCENT_IDR_WS_TOU13
BUS | OGFPV | NCENT | NIDR | NWS | NOTOU | BUSOGFPV_NCENT_NIDR_NWS_NOTOU
BUS | OGFPV | NCENT | NIDR | NWS | TOU01 | BUSOGFPV_NCENT_NIDR_NWS_TOU01
BUS | OGFPV | NCENT | NIDR | NWS | TOU02 | BUSOGFPV_NCENT_NIDR_NWS_TOU02
BUS | OGFPV | NCENT | NIDR | NWS | TOU11 | BUSOGFPV_NCENT_NIDR_NWS_TOU11
BUS | OGFPV | NCENT | NIDR | NWS | TOU12 | BUSOGFPV_NCENT_NIDR_NWS_TOU12
BUS | OGFPV | NCENT | NIDR | NWS | TOU13 | BUSOGFPV_NCENT_NIDR_NWS_TOU13
BUS | OGFPV | NORTH | IDR | WS | NOTOU | BUSOGFPV_NORTH_IDR_WS_NOTOU
BUS | OGFPV | NORTH | IDR | WS | TOU01 | BUSOGFPV_NORTH_IDR_WS_TOU01
BUS | OGFPV | NORTH | IDR | WS | TOU02 | BUSOGFPV_NORTH_IDR_WS_TOU02
BUS | OGFPV | NORTH | IDR | WS | TOU11 | BUSOGFPV_NORTH_IDR_WS_TOU11
BUS | OGFPV | NORTH | IDR | WS | TOU12 | BUSOGFPV_NORTH_IDR_WS_TOU12
BUS | OGFPV | NORTH | IDR | WS | TOU13 | BUSOGFPV_NORTH_IDR_WS_TOU13
BUS | OGFPV | NORTH | NIDR | NWS | NOTOU | BUSOGFPV_NORTH_NIDR_NWS_NOTOU
BUS | OGFPV | NORTH | NIDR | NWS | TOU01 | BUSOGFPV_NORTH_NIDR_NWS_TOU01
BUS | OGFPV | NORTH | NIDR | NWS | TOU02 | BUSOGFPV_NORTH_NIDR_NWS_TOU02
BUS | OGFPV | NORTH | NIDR | NWS | TOU11 | BUSOGFPV_NORTH_NIDR_NWS_TOU11
BUS | OGFPV | NORTH | NIDR | NWS | TOU12 | BUSOGFPV_NORTH_NIDR_NWS_TOU12
BUS | OGFPV | NORTH | NIDR | NWS | TOU13 | BUSOGFPV_NORTH_NIDR_NWS_TOU13
BUS | OGFPV | SCENT | IDR | WS | NOTOU | BUSOGFPV_SCENT_IDR_WS_NOTOU
BUS | OGFPV | SCENT | IDR | WS | TOU01 | BUSOGFPV_SCENT_IDR_WS_TOU01
BUS | OGFPV | SCENT | IDR | WS | TOU02 | BUSOGFPV_SCENT_IDR_WS_TOU02
BUS | OGFPV | SCENT | IDR | WS | TOU13 | BUSOGFPV_SCENT_IDR_WS_TOU13
BUS | OGFPV | SCENT | NIDR | NWS | NOTOU | BUSOGFPV_SCENT_NIDR_NWS_NOTOU
BUS | OGFPV | SCENT | NIDR | NWS | TOU01 | BUSOGFPV_SCENT_NIDR_NWS_TOU01
BUS | OGFPV | SCENT | NIDR | NWS | TOU02 | BUSOGFPV_SCENT_NIDR_NWS_TOU02
BUS | OGFPV | SCENT | NIDR | NWS | TOU13 | BUSOGFPV_SCENT_NIDR_NWS_TOU13
BUS | OGFPV | SOUTH | IDR | WS | NOTOU | BUSOGFPV_SOUTH_IDR_WS_NOTOU
BUS | OGFPV | SOUTH | NIDR | NWS | NOTOU | BUSOGFPV_SOUTH_NIDR_NWS_NOTOU
BUS | OGFPV | WEST | IDR | WS | NOTOU | BUSOGFPV_WEST_IDR_WS_NOTOU
BUS | OGFPV | WEST | IDR | WS | TOU01 | BUSOGFPV_WEST_IDR_WS_TOU01
BUS | OGFPV | WEST | IDR | WS | TOU02 | BUSOGFPV_WEST_IDR_WS_TOU02
BUS | OGFPV | WEST | IDR | WS | TOU13 | BUSOGFPV_WEST_IDR_WS_TOU13
BUS | OGFPV | WEST | NIDR | NWS | NOTOU | BUSOGFPV_WEST_NIDR_NWS_NOTOU
BUS | OGFPV | WEST | NIDR | NWS | TOU01 | BUSOGFPV_WEST_NIDR_NWS_TOU01
BUS | OGFPV | WEST | NIDR | NWS | TOU02 | BUSOGFPV_WEST_NIDR_NWS_TOU02
BUS | OGFPV | WEST | NIDR | NWS | TOU13 | BUSOGFPV_WEST_NIDR_NWS_TOU13
BUS | OGFWD | COAST | IDR | WS | NOTOU | BUSOGFWD_COAST_IDR_WS_NOTOU
BUS | OGFWD | COAST | IDR | WS | TOU11 | BUSOGFWD_COAST_IDR_WS_TOU11
BUS | OGFWD | COAST | IDR | WS | TOU12 | BUSOGFWD_COAST_IDR_WS_TOU12
BUS | OGFWD | COAST | NIDR | NWS | NOTOU | BUSOGFWD_COAST_NIDR_NWS_NOTOU
BUS | OGFWD | COAST | NIDR | NWS | TOU11 | BUSOGFWD_COAST_NIDR_NWS_TOU11
BUS | OGFWD | COAST | NIDR | NWS | TOU12 | BUSOGFWD_COAST_NIDR_NWS_TOU12
BUS | OGFWD | EAST | IDR | WS | NOTOU | BUSOGFWD_EAST_IDR_WS_NOTOU
BUS | OGFWD | EAST | IDR | WS | TOU01 | BUSOGFWD_EAST_IDR_WS_TOU01
BUS | OGFWD | EAST | IDR | WS | TOU02 | BUSOGFWD_EAST_IDR_WS_TOU02
BUS | OGFWD | EAST | IDR | WS | TOU11 | BUSOGFWD_EAST_IDR_WS_TOU11
BUS | OGFWD | EAST | IDR | WS | TOU12 | BUSOGFWD_EAST_IDR_WS_TOU12
BUS | OGFWD | EAST | IDR | WS | TOU13 | BUSOGFWD_EAST_IDR_WS_TOU13
BUS | OGFWD | EAST | NIDR | NWS | NOTOU | BUSOGFWD_EAST_NIDR_NWS_NOTOU
BUS | OGFWD | EAST | NIDR | NWS | TOU01 | BUSOGFWD_EAST_NIDR_NWS_TOU01
BUS | OGFWD | EAST | NIDR | NWS | TOU02 | BUSOGFWD_EAST_NIDR_NWS_TOU02
BUS | OGFWD | EAST | NIDR | NWS | TOU11 | BUSOGFWD_EAST_NIDR_NWS_TOU11
BUS | OGFWD | EAST | NIDR | NWS | TOU12 | BUSOGFWD_EAST_NIDR_NWS_TOU12
BUS | OGFWD | EAST | NIDR | NWS | TOU13 | BUSOGFWD_EAST_NIDR_NWS_TOU13
BUS | OGFWD | FWEST | IDR | WS | NOTOU | BUSOGFWD_FWEST_IDR_WS_NOTOU
BUS | OGFWD | FWEST | IDR | WS | TOU01 | BUSOGFWD_FWEST_IDR_WS_TOU01
BUS | OGFWD | FWEST | IDR | WS | TOU02 | BUSOGFWD_FWEST_IDR_WS_TOU02
BUS | OGFWD | FWEST | IDR | WS | TOU11 | BUSOGFWD_FWEST_IDR_WS_TOU11
BUS | OGFWD | FWEST | IDR | WS | TOU12 | BUSOGFWD_FWEST_IDR_WS_TOU12
BUS | OGFWD | FWEST | IDR | WS | TOU13 | BUSOGFWD_FWEST_IDR_WS_TOU13
BUS | OGFWD | FWEST | NIDR | NWS | NOTOU | BUSOGFWD_FWEST_NIDR_NWS_NOTOU
BUS | OGFWD | FWEST | NIDR | NWS | TOU01 | BUSOGFWD_FWEST_NIDR_NWS_TOU01
BUS | OGFWD | FWEST | NIDR | NWS | TOU02 | BUSOGFWD_FWEST_NIDR_NWS_TOU02
BUS | OGFWD | FWEST | NIDR | NWS | TOU11 | BUSOGFWD_FWEST_NIDR_NWS_TOU11
BUS | OGFWD | FWEST | NIDR | NWS | TOU12 | BUSOGFWD_FWEST_NIDR_NWS_TOU12
BUS | OGFWD | FWEST | NIDR | NWS | TOU13 | BUSOGFWD_FWEST_NIDR_NWS_TOU13
BUS | OGFWD | NCENT | IDR | WS | NOTOU | BUSOGFWD_NCENT_IDR_WS_NOTOU
BUS | OGFWD | NCENT | IDR | WS | TOU01 | BUSOGFWD_NCENT_IDR_WS_TOU01
BUS | OGFWD | NCENT | IDR | WS | TOU02 | BUSOGFWD_NCENT_IDR_WS_TOU02
BUS | OGFWD | NCENT | IDR | WS | TOU11 | BUSOGFWD_NCENT_IDR_WS_TOU11
BUS | OGFWD | NCENT | IDR | WS | TOU12 | BUSOGFWD_NCENT_IDR_WS_TOU12
BUS | OGFWD | NCENT | IDR | WS | TOU13 | BUSOGFWD_NCENT_IDR_WS_TOU13
BUS | OGFWD | NCENT | NIDR | NWS | NOTOU | BUSOGFWD_NCENT_NIDR_NWS_NOTOU
BUS | OGFWD | NCENT | NIDR | NWS | TOU01 | BUSOGFWD_NCENT_NIDR_NWS_TOU01
BUS | OGFWD | NCENT | NIDR | NWS | TOU02 | BUSOGFWD_NCENT_NIDR_NWS_TOU02
BUS | OGFWD | NCENT | NIDR | NWS | TOU11 | BUSOGFWD_NCENT_NIDR_NWS_TOU11
BUS | OGFWD | NCENT | NIDR | NWS | TOU12 | BUSOGFWD_NCENT_NIDR_NWS_TOU12
BUS | OGFWD | NCENT | NIDR | NWS | TOU13 | BUSOGFWD_NCENT_NIDR_NWS_TOU13
BUS | OGFWD | NORTH | IDR | WS | NOTOU | BUSOGFWD_NORTH_IDR_WS_NOTOU
BUS | OGFWD | NORTH | IDR | WS | TOU01 | BUSOGFWD_NORTH_IDR_WS_TOU01
BUS | OGFWD | NORTH | IDR | WS | TOU02 | BUSOGFWD_NORTH_IDR_WS_TOU02
BUS | OGFWD | NORTH | IDR | WS | TOU11 | BUSOGFWD_NORTH_IDR_WS_TOU11
BUS | OGFWD | NORTH | IDR | WS | TOU12 | BUSOGFWD_NORTH_IDR_WS_TOU12
BUS | OGFWD | NORTH | IDR | WS | TOU13 | BUSOGFWD_NORTH_IDR_WS_TOU13
BUS | OGFWD | NORTH | NIDR | NWS | NOTOU | BUSOGFWD_NORTH_NIDR_NWS_NOTOU
BUS | OGFWD | NORTH | NIDR | NWS | TOU01 | BUSOGFWD_NORTH_NIDR_NWS_TOU01
BUS | OGFWD | NORTH | NIDR | NWS | TOU02 | BUSOGFWD_NORTH_NIDR_NWS_TOU02
BUS | OGFWD | NORTH | NIDR | NWS | TOU11 | BUSOGFWD_NORTH_NIDR_NWS_TOU11
BUS | OGFWD | NORTH | NIDR | NWS | TOU12 | BUSOGFWD_NORTH_NIDR_NWS_TOU12
BUS | OGFWD | NORTH | NIDR | NWS | TOU13 | BUSOGFWD_NORTH_NIDR_NWS_TOU13
BUS | OGFWD | SCENT | IDR | WS | NOTOU | BUSOGFWD_SCENT_IDR_WS_NOTOU
BUS | OGFWD | SCENT | IDR | WS | TOU01 | BUSOGFWD_SCENT_IDR_WS_TOU01
BUS | OGFWD | SCENT | IDR | WS | TOU02 | BUSOGFWD_SCENT_IDR_WS_TOU02
BUS | OGFWD | SCENT | IDR | WS | TOU13 | BUSOGFWD_SCENT_IDR_WS_TOU13
BUS | OGFWD | SCENT | NIDR | NWS | NOTOU | BUSOGFWD_SCENT_NIDR_NWS_NOTOU
BUS | OGFWD | SCENT | NIDR | NWS | TOU01 | BUSOGFWD_SCENT_NIDR_NWS_TOU01
BUS | OGFWD | SCENT | NIDR | NWS | TOU02 | BUSOGFWD_SCENT_NIDR_NWS_TOU02
BUS | OGFWD | SCENT | NIDR | NWS | TOU13 | BUSOGFWD_SCENT_NIDR_NWS_TOU13
BUS | OGFWD | SOUTH | IDR | WS | NOTOU | BUSOGFWD_SOUTH_IDR_WS_NOTOU
BUS | OGFWD | SOUTH | NIDR | NWS | NOTOU | BUSOGFWD_SOUTH_NIDR_NWS_NOTOU
BUS | OGFWD | WEST | IDR | WS | NOTOU | BUSOGFWD_WEST_IDR_WS_NOTOU
BUS | OGFWD | WEST | IDR | WS | TOU01 | BUSOGFWD_WEST_IDR_WS_TOU01
BUS | OGFWD | WEST | IDR | WS | TOU02 | BUSOGFWD_WEST_IDR_WS_TOU02
BUS | OGFWD | WEST | IDR | WS | TOU13 | BUSOGFWD_WEST_IDR_WS_TOU13
BUS | OGFWD | WEST | NIDR | NWS | NOTOU | BUSOGFWD_WEST_NIDR_NWS_NOTOU
BUS | OGFWD | WEST | NIDR | NWS | TOU01 | BUSOGFWD_WEST_NIDR_NWS_TOU01
BUS | OGFWD | WEST | NIDR | NWS | TOU02 | BUSOGFWD_WEST_NIDR_NWS_TOU02
BUS | OGFWD | WEST | NIDR | NWS | TOU13 | BUSOGFWD_WEST_NIDR_NWS_TOU13
NM | FLAT | COAST | NIDR | NWS | NOTOU | NMFLAT_COAST_NIDR_NWS_NOTOU
NM | FLAT | EAST | NIDR | NWS | NOTOU | NMFLAT_EAST_NIDR_NWS_NOTOU
NM | FLAT | FWEST | NIDR | NWS | NOTOU | NMFLAT_FWEST_NIDR_NWS_NOTOU
NM | FLAT | NCENT | NIDR | NWS | NOTOU | NMFLAT_NCENT_NIDR_NWS_NOTOU
NM | FLAT | NORTH | NIDR | NWS | NOTOU | NMFLAT_NORTH_NIDR_NWS_NOTOU
NM | FLAT | SCENT | NIDR | NWS | NOTOU | NMFLAT_SCENT_NIDR_NWS_NOTOU
NM | FLAT | SOUTH | NIDR | NWS | NOTOU | NMFLAT_SOUTH_NIDR_NWS_NOTOU
NM | FLAT | WEST | NIDR | NWS | NOTOU | NMFLAT_WEST_NIDR_NWS_NOTOU
NM | LIGHT | COAST | NIDR | NWS | NOTOU | NMLIGHT_COAST_NIDR_NWS_NOTOU
NM | LIGHT | EAST | NIDR | NWS | NOTOU | NMLIGHT_EAST_NIDR_NWS_NOTOU
NM | LIGHT | FWEST | NIDR | NWS | NOTOU | NMLIGHT_FWEST_NIDR_NWS_NOTOU
NM | LIGHT | NCENT | NIDR | NWS | NOTOU | NMLIGHT_NCENT_NIDR_NWS_NOTOU
NM | LIGHT | NORTH | NIDR | NWS | NOTOU | NMLIGHT_NORTH_NIDR_NWS_NOTOU
NM | LIGHT | SCENT | NIDR | NWS | NOTOU | NMLIGHT_SCENT_NIDR_NWS_NOTOU
NM | LIGHT | SOUTH | NIDR | NWS | NOTOU | NMLIGHT_SOUTH_NIDR_NWS_NOTOU
NM | LIGHT | WEST | NIDR | NWS | NOTOU | NMLIGHT_WEST_NIDR_NWS_NOTOU
RES | HIDG | COAST | IDR | WS | NOTOU | RESHIDG_COAST_IDR_WS_NOTOU
RES | HIDG | COAST | NIDR | NWS | NOTOU | RESHIDG_COAST_NIDR_NWS_NOTOU
RES | HIDG | EAST | IDR | WS | NOTOU | RESHIDG_EAST_IDR_WS_NOTOU
RES | HIDG | EAST | NIDR | NWS | NOTOU | RESHIDG_EAST_NIDR_NWS_NOTOU
RES | HIDG | FWEST | IDR | WS | NOTOU | RESHIDG_FWEST_IDR_WS_NOTOU
RES | HIDG | FWEST | NIDR | NWS | NOTOU | RESHIDG_FWEST_NIDR_NWS_NOTOU
RES | HIDG | NCENT | IDR | WS | NOTOU | RESHIDG_NCENT_IDR_WS_NOTOU
RES | HIDG | NCENT | NIDR | NWS | NOTOU | RESHIDG_NCENT_NIDR_NWS_NOTOU
RES | HIDG | NORTH | IDR | WS | NOTOU | RESHIDG_NORTH_IDR_WS_NOTOU
RES | HIDG | NORTH | NIDR | NWS | NOTOU | RESHIDG_NORTH_NIDR_NWS_NOTOU
RES | HIDG | SCENT | IDR | WS | NOTOU | RESHIDG_SCENT_IDR_WS_NOTOU
RES | HIDG | SCENT | NIDR | NWS | NOTOU | RESHIDG_SCENT_NIDR_NWS_NOTOU
RES | HIDG | SOUTH | IDR | WS | NOTOU | RESHIDG_SOUTH_IDR_WS_NOTOU
RES | HIDG | SOUTH | NIDR | NWS | NOTOU | RESHIDG_SOUTH_NIDR_NWS_NOTOU
RES | HIDG | WEST | IDR | WS | NOTOU | RESHIDG_WEST_IDR_WS_NOTOU
RES | HIDG | WEST | NIDR | NWS | NOTOU | RESHIDG_WEST_NIDR_NWS_NOTOU
RES | HIPV | COAST | IDR | WS | NOTOU | RESHIPV_COAST_IDR_WS_NOTOU
RES | HIPV | COAST | IDR | WS | TOU11 | RESHIPV_COAST_IDR_WS_TOU11
RES | HIPV | COAST | IDR | WS | TOU12 | RESHIPV_COAST_IDR_WS_TOU12
RES | HIPV | COAST | NIDR | NWS | NOTOU | RESHIPV_COAST_NIDR_NWS_NOTOU
RES | HIPV | COAST | NIDR | NWS | TOU11 | RESHIPV_COAST_NIDR_NWS_TOU11
RES | HIPV | COAST | NIDR | NWS | TOU12 | RESHIPV_COAST_NIDR_NWS_TOU12
RES | HIPV | EAST | IDR | WS | NOTOU | RESHIPV_EAST_IDR_WS_NOTOU
RES | HIPV | EAST | IDR | WS | TOU01 | RESHIPV_EAST_IDR_WS_TOU01
RES | HIPV | EAST | IDR | WS | TOU02 | RESHIPV_EAST_IDR_WS_TOU02
RES | HIPV | EAST | IDR | WS | TOU11 | RESHIPV_EAST_IDR_WS_TOU11
RES | HIPV | EAST | IDR | WS | TOU12 | RESHIPV_EAST_IDR_WS_TOU12
RES | HIPV | EAST | IDR | WS | TOU13 | RESHIPV_EAST_IDR_WS_TOU13
RES | HIPV | EAST | NIDR | NWS | NOTOU | RESHIPV_EAST_NIDR_NWS_NOTOU
RES | HIPV | EAST | NIDR | NWS | TOU01 | RESHIPV_EAST_NIDR_NWS_TOU01
RES | HIPV | EAST | NIDR | NWS | TOU02 | RESHIPV_EAST_NIDR_NWS_TOU02
RES | HIPV | EAST | NIDR | NWS | TOU11 | RESHIPV_EAST_NIDR_NWS_TOU11
RES | HIPV | EAST | NIDR | NWS | TOU12 | RESHIPV_EAST_NIDR_NWS_TOU12
RES | HIPV | EAST | NIDR | NWS | TOU13 | RESHIPV_EAST_NIDR_NWS_TOU13
RES | HIPV | FWEST | IDR | WS | NOTOU | RESHIPV_FWEST_IDR_WS_NOTOU
RES | HIPV | FWEST | IDR | WS | TOU01 | RESHIPV_FWEST_IDR_WS_TOU01
RES | HIPV | FWEST | IDR | WS | TOU02 | RESHIPV_FWEST_IDR_WS_TOU02
RES | HIPV | FWEST | IDR | WS | TOU11 | RESHIPV_FWEST_IDR_WS_TOU11
RES | HIPV | FWEST | IDR | WS | TOU12 | RESHIPV_FWEST_IDR_WS_TOU12
RES | HIPV | FWEST | IDR | WS | TOU13 | RESHIPV_FWEST_IDR_WS_TOU13
RES | HIPV | FWEST | NIDR | NWS | NOTOU | RESHIPV_FWEST_NIDR_NWS_NOTOU
RES | HIPV | FWEST | NIDR | NWS | TOU01 | RESHIPV_FWEST_NIDR_NWS_TOU01
RES | HIPV | FWEST | NIDR | NWS | TOU02 | RESHIPV_FWEST_NIDR_NWS_TOU02
RES | HIPV | FWEST | NIDR | NWS | TOU11 | RESHIPV_FWEST_NIDR_NWS_TOU11
RES | HIPV | FWEST | NIDR | NWS | TOU12 | RESHIPV_FWEST_NIDR_NWS_TOU12
RES | HIPV | FWEST | NIDR | NWS | TOU13 | RESHIPV_FWEST_NIDR_NWS_TOU13
RES | HIPV | NCENT | IDR | WS | NOTOU | RESHIPV_NCENT_IDR_WS_NOTOU
RES | HIPV | NCENT | IDR | WS | TOU01 | RESHIPV_NCENT_IDR_WS_TOU01
RES | HIPV | NCENT | IDR | WS | TOU02 | RESHIPV_NCENT_IDR_WS_TOU02
RES | HIPV | NCENT | IDR | WS | TOU11 | RESHIPV_NCENT_IDR_WS_TOU11
RES | HIPV | NCENT | IDR | WS | TOU12 | RESHIPV_NCENT_IDR_WS_TOU12
RES | HIPV | NCENT | IDR | WS | TOU13 | RESHIPV_NCENT_IDR_WS_TOU13
RES | HIPV | NCENT | NIDR | NWS | NOTOU | RESHIPV_NCENT_NIDR_NWS_NOTOU
RES | HIPV | NCENT | NIDR | NWS | TOU01 | RESHIPV_NCENT_NIDR_NWS_TOU01
RES | HIPV | NCENT | NIDR | NWS | TOU02 | RESHIPV_NCENT_NIDR_NWS_TOU02
RES | HIPV | NCENT | NIDR | NWS | TOU11 | RESHIPV_NCENT_NIDR_NWS_TOU11
RES | HIPV | NCENT | NIDR | NWS | TOU12 | RESHIPV_NCENT_NIDR_NWS_TOU12
RES | HIPV | NCENT | NIDR | NWS | TOU13 | RESHIPV_NCENT_NIDR_NWS_TOU13
RES | HIPV | NORTH | IDR | WS | NOTOU | RESHIPV_NORTH_IDR_WS_NOTOU
RES | HIPV | NORTH | IDR | WS | TOU01 | RESHIPV_NORTH_IDR_WS_TOU01
RES | HIPV | NORTH | IDR | WS | TOU02 | RESHIPV_NORTH_IDR_WS_TOU02
RES | HIPV | NORTH | IDR | WS | TOU11 | RESHIPV_NORTH_IDR_WS_TOU11
RES | HIPV | NORTH | IDR | WS | TOU12 | RESHIPV_NORTH_IDR_WS_TOU12
RES | HIPV | NORTH | IDR | WS | TOU13 | RESHIPV_NORTH_IDR_WS_TOU13
RES | HIPV | NORTH | NIDR | NWS | NOTOU | RESHIPV_NORTH_NIDR_NWS_NOTOU
RES | HIPV | NORTH | NIDR | NWS | TOU01 | RESHIPV_NORTH_NIDR_NWS_TOU01
RES | HIPV | NORTH | NIDR | NWS | TOU02 | RESHIPV_NORTH_NIDR_NWS_TOU02
RES | HIPV | NORTH | NIDR | NWS | TOU11 | RESHIPV_NORTH_NIDR_NWS_TOU11
RES | HIPV | NORTH | NIDR | NWS | TOU12 | RESHIPV_NORTH_NIDR_NWS_TOU12
RES | HIPV | NORTH | NIDR | NWS | TOU13 | RESHIPV_NORTH_NIDR_NWS_TOU13
RES | HIPV | SCENT | IDR | WS | NOTOU | RESHIPV_SCENT_IDR_WS_NOTOU
RES | HIPV | SCENT | IDR | WS | TOU01 | RESHIPV_SCENT_IDR_WS_TOU01
RES | HIPV | SCENT | IDR | WS | TOU02 | RESHIPV_SCENT_IDR_WS_TOU02
RES | HIPV | SCENT | IDR | WS | TOU13 | RESHIPV_SCENT_IDR_WS_TOU13
RES | HIPV | SCENT | NIDR | NWS | NOTOU | RESHIPV_SCENT_NIDR_NWS_NOTOU
RES | HIPV | SCENT | NIDR | NWS | TOU01 | RESHIPV_SCENT_NIDR_NWS_TOU01
RES | HIPV | SCENT | NIDR | NWS | TOU02 | RESHIPV_SCENT_NIDR_NWS_TOU02
RES | HIPV | SCENT | NIDR | NWS | TOU13 | RESHIPV_SCENT_NIDR_NWS_TOU13
RES | HIPV | SOUTH | IDR | WS | NOTOU | RESHIPV_SOUTH_IDR_WS_NOTOU
RES | HIPV | SOUTH | NIDR | NWS | NOTOU | RESHIPV_SOUTH_NIDR_NWS_NOTOU
RES | HIPV | WEST | IDR | WS | NOTOU | RESHIPV_WEST_IDR_WS_NOTOU
RES | HIPV | WEST | IDR | WS | TOU01 | RESHIPV_WEST_IDR_WS_TOU01
RES | HIPV | WEST | IDR | WS | TOU02 | RESHIPV_WEST_IDR_WS_TOU02
RES | HIPV | WEST | IDR | WS | TOU13 | RESHIPV_WEST_IDR_WS_TOU13
RES | HIPV | WEST | NIDR | NWS | NOTOU | RESHIPV_WEST_NIDR_NWS_NOTOU
RES | HIPV | WEST | NIDR | NWS | TOU01 | RESHIPV_WEST_NIDR_NWS_TOU01
RES | HIPV | WEST | NIDR | NWS | TOU02 | RESHIPV_WEST_NIDR_NWS_TOU02
RES | HIPV | WEST | NIDR | NWS | TOU13 | RESHIPV_WEST_NIDR_NWS_TOU13
RES | HIWD | COAST | IDR | WS | NOTOU | RESHIWD_COAST_IDR_WS_NOTOU
RES | HIWD | COAST | IDR | WS | TOU11 | RESHIWD_COAST_IDR_WS_TOU11
RES | HIWD | COAST | IDR | WS | TOU12 | RESHIWD_COAST_IDR_WS_TOU12
RES | HIWD | COAST | NIDR | NWS | NOTOU | RESHIWD_COAST_NIDR_NWS_NOTOU
RES | HIWD | COAST | NIDR | NWS | TOU11 | RESHIWD_COAST_NIDR_NWS_TOU11
RES | HIWD | COAST | NIDR | NWS | TOU12 | RESHIWD_COAST_NIDR_NWS_TOU12
RES | HIWD | EAST | IDR | WS | NOTOU | RESHIWD_EAST_IDR_WS_NOTOU
RES | HIWD | EAST | IDR | WS | TOU01 | RESHIWD_EAST_IDR_WS_TOU01
RES | HIWD | EAST | IDR | WS | TOU02 | RESHIWD_EAST_IDR_WS_TOU02
RES | HIWD | EAST | IDR | WS | TOU11 | RESHIWD_EAST_IDR_WS_TOU11
RES | HIWD | EAST | IDR | WS | TOU12 | RESHIWD_EAST_IDR_WS_TOU12
RES | HIWD | EAST | IDR | WS | TOU13 | RESHIWD_EAST_IDR_WS_TOU13
RES | HIWD | EAST | NIDR | NWS | NOTOU | RESHIWD_EAST_NIDR_NWS_NOTOU
RES | HIWD | EAST | NIDR | NWS | TOU01 | RESHIWD_EAST_NIDR_NWS_TOU01
RES | HIWD | EAST | NIDR | NWS | TOU02 | RESHIWD_EAST_NIDR_NWS_TOU02
RES | HIWD | EAST | NIDR | NWS | TOU11 | RESHIWD_EAST_NIDR_NWS_TOU11
RES | HIWD | EAST | NIDR | NWS | TOU12 | RESHIWD_EAST_NIDR_NWS_TOU12
RES | HIWD | EAST | NIDR | NWS | TOU13 | RESHIWD_EAST_NIDR_NWS_TOU13
RES | HIWD | FWEST | IDR | WS | NOTOU | RESHIWD_FWEST_IDR_WS_NOTOU
RES | HIWD | FWEST | IDR | WS | TOU01 | RESHIWD_FWEST_IDR_WS_TOU01
RES | HIWD | FWEST | IDR | WS | TOU02 | RESHIWD_FWEST_IDR_WS_TOU02
RES | HIWD | FWEST | IDR | WS | TOU11 | RESHIWD_FWEST_IDR_WS_TOU11
RES | HIWD | FWEST | IDR | WS | TOU12 | RESHIWD_FWEST_IDR_WS_TOU12
RES | HIWD | FWEST | IDR | WS | TOU13 | RESHIWD_FWEST_IDR_WS_TOU13
RES | HIWD | FWEST | NIDR | NWS | NOTOU | RESHIWD_FWEST_NIDR_NWS_NOTOU
RES | HIWD | FWEST | NIDR | NWS | TOU01 | RESHIWD_FWEST_NIDR_NWS_TOU01
RES | HIWD | FWEST | NIDR | NWS | TOU02 | RESHIWD_FWEST_NIDR_NWS_TOU02
RES | HIWD | FWEST | NIDR | NWS | TOU11 | RESHIWD_FWEST_NIDR_NWS_TOU11
RES | HIWD | FWEST | NIDR | NWS | TOU12 | RESHIWD_FWEST_NIDR_NWS_TOU12
RES | HIWD | FWEST | NIDR | NWS | TOU13 | RESHIWD_FWEST_NIDR_NWS_TOU13
RES | HIWD | NCENT | IDR | WS | NOTOU | RESHIWD_NCENT_IDR_WS_NOTOU
RES | HIWD | NCENT | IDR | WS | TOU01 | RESHIWD_NCENT_IDR_WS_TOU01
RES | HIWD | NCENT | IDR | WS | TOU02 | RESHIWD_NCENT_IDR_WS_TOU02
RES | HIWD | NCENT | IDR | WS | TOU11 | RESHIWD_NCENT_IDR_WS_TOU11
RES | HIWD | NCENT | IDR | WS | TOU12 | RESHIWD_NCENT_IDR_WS_TOU12
RES | HIWD | NCENT | IDR | WS | TOU13 | RESHIWD_NCENT_IDR_WS_TOU13
RES | HIWD | NCENT | NIDR | NWS | NOTOU | RESHIWD_NCENT_NIDR_NWS_NOTOU
RES | HIWD | NCENT | NIDR | NWS | TOU01 | RESHIWD_NCENT_NIDR_NWS_TOU01
RES | HIWD | NCENT | NIDR | NWS | TOU02 | RESHIWD_NCENT_NIDR_NWS_TOU02
RES | HIWD | NCENT | NIDR | NWS | TOU11 | RESHIWD_NCENT_NIDR_NWS_TOU11
RES | HIWD | NCENT | NIDR | NWS | TOU12 | RESHIWD_NCENT_NIDR_NWS_TOU12
RES | HIWD | NCENT | NIDR | NWS | TOU13 | RESHIWD_NCENT_NIDR_NWS_TOU13
RES | HIWD | NORTH | IDR | WS | NOTOU | RESHIWD_NORTH_IDR_WS_NOTOU
RES | HIWD | NORTH | IDR | WS | TOU01 | RESHIWD_NORTH_IDR_WS_TOU01
RES | HIWD | NORTH | IDR | WS | TOU02 | RESHIWD_NORTH_IDR_WS_TOU02
RES | HIWD | NORTH | IDR | WS | TOU11 | RESHIWD_NORTH_IDR_WS_TOU11
RES | HIWD | NORTH | IDR | WS | TOU12 | RESHIWD_NORTH_IDR_WS_TOU12
RES | HIWD | NORTH | IDR | WS | TOU13 | RESHIWD_NORTH_IDR_WS_TOU13
RES | HIWD | NORTH | NIDR | NWS | NOTOU | RESHIWD_NORTH_NIDR_NWS_NOTOU
RES | HIWD | NORTH | NIDR | NWS | TOU01 | RESHIWD_NORTH_NIDR_NWS_TOU01
RES | HIWD | NORTH | NIDR | NWS | TOU02 | RESHIWD_NORTH_NIDR_NWS_TOU02
RES | HIWD | NORTH | NIDR | NWS | TOU11 | RESHIWD_NORTH_NIDR_NWS_TOU11
RES | HIWD | NORTH | NIDR | NWS | TOU12 | RESHIWD_NORTH_NIDR_NWS_TOU12
RES | HIWD | NORTH | NIDR | NWS | TOU13 | RESHIWD_NORTH_NIDR_NWS_TOU13
RES | HIWD | SCENT | IDR | WS | NOTOU | RESHIWD_SCENT_IDR_WS_NOTOU
RES | HIWD | SCENT | IDR | WS | TOU01 | RESHIWD_SCENT_IDR_WS_TOU01
RES | HIWD | SCENT | IDR | WS | TOU02 | RESHIWD_SCENT_IDR_WS_TOU02
RES | HIWD | SCENT | IDR | WS | TOU13 | RESHIWD_SCENT_IDR_WS_TOU13
RES | HIWD | SCENT | NIDR | NWS | NOTOU | RESHIWD_SCENT_NIDR_NWS_NOTOU
RES | HIWD | SCENT | NIDR | NWS | TOU01 | RESHIWD_SCENT_NIDR_NWS_TOU01
RES | HIWD | SCENT | NIDR | NWS | TOU02 | RESHIWD_SCENT_NIDR_NWS_TOU02
RES | HIWD | SCENT | NIDR | NWS | TOU13 | RESHIWD_SCENT_NIDR_NWS_TOU13
RES | HIWD | SOUTH | IDR | WS | NOTOU | RESHIWD_SOUTH_IDR_WS_NOTOU
RES | HIWD | SOUTH | NIDR | NWS | NOTOU | RESHIWD_SOUTH_NIDR_NWS_NOTOU
RES | HIWD | WEST | IDR | WS | NOTOU | RESHIWD_WEST_IDR_WS_NOTOU
RES | HIWD | WEST | IDR | WS | TOU01 | RESHIWD_WEST_IDR_WS_TOU01
RES | HIWD | WEST | IDR | WS | TOU02 | RESHIWD_WEST_IDR_WS_TOU02
RES | HIWD | WEST | IDR | WS | TOU13 | RESHIWD_WEST_IDR_WS_TOU13
RES | HIWD | WEST | NIDR | NWS | NOTOU | RESHIWD_WEST_NIDR_NWS_NOTOU
RES | HIWD | WEST | NIDR | NWS | TOU01 | RESHIWD_WEST_NIDR_NWS_TOU01
RES | HIWD | WEST | NIDR | NWS | TOU02 | RESHIWD_WEST_NIDR_NWS_TOU02
RES | HIWD | WEST | NIDR | NWS | TOU13 | RESHIWD_WEST_NIDR_NWS_TOU13
RES | HIWR | COAST | IDR | WS | NOTOU | RESHIWR_COAST_IDR_WS_NOTOU
RES | HIWR | COAST | IDR | WS | TOU11 | RESHIWR_COAST_IDR_WS_TOU11
RES | HIWR | COAST | IDR | WS | TOU12 | RESHIWR_COAST_IDR_WS_TOU12
RES | HIWR | COAST | NIDR | NWS | NOTOU | RESHIWR_COAST_NIDR_NWS_NOTOU
RES | HIWR | COAST | NIDR | NWS | TOU11 | RESHIWR_COAST_NIDR_NWS_TOU11
RES | HIWR | COAST | NIDR | NWS | TOU12 | RESHIWR_COAST_NIDR_NWS_TOU12
RES | HIWR | EAST | IDR | WS | NOTOU | RESHIWR_EAST_IDR_WS_NOTOU
RES | HIWR | EAST | IDR | WS | TOU01 | RESHIWR_EAST_IDR_WS_TOU01
RES | HIWR | EAST | IDR | WS | TOU02 | RESHIWR_EAST_IDR_WS_TOU02
RES | HIWR | EAST | IDR | WS | TOU11 | RESHIWR_EAST_IDR_WS_TOU11
RES | HIWR | EAST | IDR | WS | TOU12 | RESHIWR_EAST_IDR_WS_TOU12
RES | HIWR | EAST | IDR | WS | TOU13 | RESHIWR_EAST_IDR_WS_TOU13
RES | HIWR | EAST | NIDR | NWS | NOTOU | RESHIWR_EAST_NIDR_NWS_NOTOU
RES | HIWR | EAST | NIDR | NWS | TOU01 | RESHIWR_EAST_NIDR_NWS_TOU01
RES | HIWR | EAST | NIDR | NWS | TOU02 | RESHIWR_EAST_NIDR_NWS_TOU02
RES | HIWR | EAST | NIDR | NWS | TOU11 | RESHIWR_EAST_NIDR_NWS_TOU11
RES | HIWR | EAST | NIDR | NWS | TOU12 | RESHIWR_EAST_NIDR_NWS_TOU12
RES | HIWR | EAST | NIDR | NWS | TOU13 | RESHIWR_EAST_NIDR_NWS_TOU13
RES | HIWR | FWEST | IDR | WS | NOTOU | RESHIWR_FWEST_IDR_WS_NOTOU
RES | HIWR | FWEST | IDR | WS | TOU01 | RESHIWR_FWEST_IDR_WS_TOU01
RES | HIWR | FWEST | IDR | WS | TOU02 | RESHIWR_FWEST_IDR_WS_TOU02
RES | HIWR | FWEST | IDR | WS | TOU11 | RESHIWR_FWEST_IDR_WS_TOU11
RES | HIWR | FWEST | IDR | WS | TOU12 | RESHIWR_FWEST_IDR_WS_TOU12
RES | HIWR | FWEST | IDR | WS | TOU13 | RESHIWR_FWEST_IDR_WS_TOU13
RES | HIWR | FWEST | NIDR | NWS | NOTOU | RESHIWR_FWEST_NIDR_NWS_NOTOU
RES | HIWR | FWEST | NIDR | NWS | TOU01 | RESHIWR_FWEST_NIDR_NWS_TOU01
RES | HIWR | FWEST | NIDR | NWS | TOU02 | RESHIWR_FWEST_NIDR_NWS_TOU02
RES | HIWR | FWEST | NIDR | NWS | TOU11 | RESHIWR_FWEST_NIDR_NWS_TOU11
RES | HIWR | FWEST | NIDR | NWS | TOU12 | RESHIWR_FWEST_NIDR_NWS_TOU12
RES | HIWR | FWEST | NIDR | NWS | TOU13 | RESHIWR_FWEST_NIDR_NWS_TOU13
RES | HIWR | NCENT | IDR | WS | NOTOU | RESHIWR_NCENT_IDR_WS_NOTOU
RES | HIWR | NCENT | IDR | WS | TOU01 | RESHIWR_NCENT_IDR_WS_TOU01
RES | HIWR | NCENT | IDR | WS | TOU02 | RESHIWR_NCENT_IDR_WS_TOU02
RES | HIWR | NCENT | IDR | WS | TOU11 | RESHIWR_NCENT_IDR_WS_TOU11
RES | HIWR | NCENT | IDR | WS | TOU12 | RESHIWR_NCENT_IDR_WS_TOU12
RES | HIWR | NCENT | IDR | WS | TOU13 | RESHIWR_NCENT_IDR_WS_TOU13
RES | HIWR | NCENT | NIDR | NWS | NOTOU | RESHIWR_NCENT_NIDR_NWS_NOTOU
RES | HIWR | NCENT | NIDR | NWS | TOU01 | RESHIWR_NCENT_NIDR_NWS_TOU01
RES | HIWR | NCENT | NIDR | NWS | TOU02 | RESHIWR_NCENT_NIDR_NWS_TOU02
RES | HIWR | NCENT | NIDR | NWS | TOU11 | RESHIWR_NCENT_NIDR_NWS_TOU11
RES | HIWR | NCENT | NIDR | NWS | TOU12 | RESHIWR_NCENT_NIDR_NWS_TOU12
RES | HIWR | NCENT | NIDR | NWS | TOU13 | RESHIWR_NCENT_NIDR_NWS_TOU13
RES | HIWR | NORTH | IDR | WS | NOTOU | RESHIWR_NORTH_IDR_WS_NOTOU
RES | HIWR | NORTH | IDR | WS | TOU01 | RESHIWR_NORTH_IDR_WS_TOU01
RES | HIWR | NORTH | IDR | WS | TOU02 | RESHIWR_NORTH_IDR_WS_TOU02
RES | HIWR | NORTH | IDR | WS | TOU11 | RESHIWR_NORTH_IDR_WS_TOU11
RES | HIWR | NORTH | IDR | WS | TOU12 | RESHIWR_NORTH_IDR_WS_TOU12
RES | HIWR | NORTH | IDR | WS | TOU13 | RESHIWR_NORTH_IDR_WS_TOU13
RES | HIWR | NORTH | NIDR | NWS | NOTOU | RESHIWR_NORTH_NIDR_NWS_NOTOU
RES | HIWR | NORTH | NIDR | NWS | TOU01 | RESHIWR_NORTH_NIDR_NWS_TOU01
RES | HIWR | NORTH | NIDR | NWS | TOU02 | RESHIWR_NORTH_NIDR_NWS_TOU02
RES | HIWR | NORTH | NIDR | NWS | TOU11 | RESHIWR_NORTH_NIDR_NWS_TOU11
RES | HIWR | NORTH | NIDR | NWS | TOU12 | RESHIWR_NORTH_NIDR_NWS_TOU12
RES | HIWR | NORTH | NIDR | NWS | TOU13 | RESHIWR_NORTH_NIDR_NWS_TOU13
RES | HIWR | SCENT | IDR | WS | NOTOU | RESHIWR_SCENT_IDR_WS_NOTOU
RES | HIWR | SCENT | IDR | WS | TOU01 | RESHIWR_SCENT_IDR_WS_TOU01
RES | HIWR | SCENT | IDR | WS | TOU02 | RESHIWR_SCENT_IDR_WS_TOU02
RES | HIWR | SCENT | IDR | WS | TOU13 | RESHIWR_SCENT_IDR_WS_TOU13
RES | HIWR | SCENT | NIDR | NWS | NOTOU | RESHIWR_SCENT_NIDR_NWS_NOTOU
RES | HIWR | SCENT | NIDR | NWS | TOU01 | RESHIWR_SCENT_NIDR_NWS_TOU01
RES | HIWR | SCENT | NIDR | NWS | TOU02 | RESHIWR_SCENT_NIDR_NWS_TOU02
RES | HIWR | SCENT | NIDR | NWS | TOU13 | RESHIWR_SCENT_NIDR_NWS_TOU13
RES | HIWR | SOUTH | IDR | WS | NOTOU | RESHIWR_SOUTH_IDR_WS_NOTOU
RES | HIWR | SOUTH | NIDR | NWS | NOTOU | RESHIWR_SOUTH_NIDR_NWS_NOTOU
RES | HIWR | WEST | IDR | WS | NOTOU | RESHIWR_WEST_IDR_WS_NOTOU
RES | HIWR | WEST | IDR | WS | TOU01 | RESHIWR_WEST_IDR_WS_TOU01
RES | HIWR | WEST | IDR | WS | TOU02 | RESHIWR_WEST_IDR_WS_TOU02
RES | HIWR | WEST | IDR | WS | TOU13 | RESHIWR_WEST_IDR_WS_TOU13
RES | HIWR | WEST | NIDR | NWS | NOTOU | RESHIWR_WEST_NIDR_NWS_NOTOU
RES | HIWR | WEST | NIDR | NWS | TOU01 | RESHIWR_WEST_NIDR_NWS_TOU01
RES | HIWR | WEST | NIDR | NWS | TOU02 | RESHIWR_WEST_NIDR_NWS_TOU02
RES | HIWR | WEST | NIDR | NWS | TOU13 | RESHIWR_WEST_NIDR_NWS_TOU13
RES | LODG | COAST | IDR | WS | NOTOU | RESLODG_COAST_IDR_WS_NOTOU
RES | LODG | COAST | NIDR | NWS | NOTOU | RESLODG_COAST_NIDR_NWS_NOTOU
RES | LODG | EAST | IDR | WS | NOTOU | RESLODG_EAST_IDR_WS_NOTOU
RES | LODG | EAST | NIDR | NWS | NOTOU | RESLODG_EAST_NIDR_NWS_NOTOU
RES | LODG | FWEST | IDR | WS | NOTOU | RESLODG_FWEST_IDR_WS_NOTOU
RES | LODG | FWEST | NIDR | NWS | NOTOU | RESLODG_FWEST_NIDR_NWS_NOTOU
RES | LODG | NCENT | IDR | WS | NOTOU | RESLODG_NCENT_IDR_WS_NOTOU
RES | LODG | NCENT | NIDR | NWS | NOTOU | RESLODG_NCENT_NIDR_NWS_NOTOU
RES | LODG | NORTH | IDR | WS | NOTOU | RESLODG_NORTH_IDR_WS_NOTOU
RES | LODG | NORTH | NIDR | NWS | NOTOU | RESLODG_NORTH_NIDR_NWS_NOTOU
RES | LODG | SCENT | IDR | WS | NOTOU | RESLODG_SCENT_IDR_WS_NOTOU
RES | LODG | SCENT | NIDR | NWS | NOTOU | RESLODG_SCENT_NIDR_NWS_NOTOU
RES | LODG | SOUTH | IDR | WS | NOTOU | RESLODG_SOUTH_IDR_WS_NOTOU
RES | LODG | SOUTH | NIDR | NWS | NOTOU | RESLODG_SOUTH_NIDR_NWS_NOTOU
RES | LODG | WEST | IDR | WS | NOTOU | RESLODG_WEST_IDR_WS_NOTOU
RES | LODG | WEST | NIDR | NWS | NOTOU | RESLODG_WEST_NIDR_NWS_NOTOU
RES | LOPV | COAST | IDR | WS | NOTOU | RESLOPV_COAST_IDR_WS_NOTOU
RES | LOPV | COAST | IDR | WS | TOU11 | RESLOPV_COAST_IDR_WS_TOU11
RES | LOPV | COAST | IDR | WS | TOU12 | RESLOPV_COAST_IDR_WS_TOU12
RES | LOPV | COAST | NIDR | NWS | NOTOU | RESLOPV_COAST_NIDR_NWS_NOTOU
RES | LOPV | COAST | NIDR | NWS | TOU11 | RESLOPV_COAST_NIDR_NWS_TOU11
RES | LOPV | COAST | NIDR | NWS | TOU12 | RESLOPV_COAST_NIDR_NWS_TOU12
RES | LOPV | EAST | IDR | WS | NOTOU | RESLOPV_EAST_IDR_WS_NOTOU
RES | LOPV | EAST | IDR | WS | TOU01 | RESLOPV_EAST_IDR_WS_TOU01
RES | LOPV | EAST | IDR | WS | TOU02 | RESLOPV_EAST_IDR_WS_TOU02
RES | LOPV | EAST | IDR | WS | TOU11 | RESLOPV_EAST_IDR_WS_TOU11
RES | LOPV | EAST | IDR | WS | TOU12 | RESLOPV_EAST_IDR_WS_TOU12
RES | LOPV | EAST | IDR | WS | TOU13 | RESLOPV_EAST_IDR_WS_TOU13
RES | LOPV | EAST | NIDR | NWS | NOTOU | RESLOPV_EAST_NIDR_NWS_NOTOU
RES | LOPV | EAST | NIDR | NWS | TOU01 | RESLOPV_EAST_NIDR_NWS_TOU01
RES | LOPV | EAST | NIDR | NWS | TOU02 | RESLOPV_EAST_NIDR_NWS_TOU02
RES | LOPV | EAST | NIDR | NWS | TOU11 | RESLOPV_EAST_NIDR_NWS_TOU11
RES | LOPV | EAST | NIDR | NWS | TOU12 | RESLOPV_EAST_NIDR_NWS_TOU12
RES | LOPV | EAST | NIDR | NWS | TOU13 | RESLOPV_EAST_NIDR_NWS_TOU13
RES | LOPV | FWEST | IDR | WS | NOTOU | RESLOPV_FWEST_IDR_WS_NOTOU
RES | LOPV | FWEST | IDR | WS | TOU01 | RESLOPV_FWEST_IDR_WS_TOU01
RES | LOPV | FWEST | IDR | WS | TOU02 | RESLOPV_FWEST_IDR_WS_TOU02
RES | LOPV | FWEST | IDR | WS | TOU11 | RESLOPV_FWEST_IDR_WS_TOU11
RES | LOPV | FWEST | IDR | WS | TOU12 | RESLOPV_FWEST_IDR_WS_TOU12
RES | LOPV | FWEST | IDR | WS | TOU13 | RESLOPV_FWEST_IDR_WS_TOU13
RES | LOPV | FWEST | NIDR | NWS | NOTOU | RESLOPV_FWEST_NIDR_NWS_NOTOU
RES | LOPV | FWEST | NIDR | NWS | TOU01 | RESLOPV_FWEST_NIDR_NWS_TOU01
RES | LOPV | FWEST | NIDR | NWS | TOU02 | RESLOPV_FWEST_NIDR_NWS_TOU02
RES | LOPV | FWEST | NIDR | NWS | TOU11 | RESLOPV_FWEST_NIDR_NWS_TOU11
RES | LOPV | FWEST | NIDR | NWS | TOU12 | RESLOPV_FWEST_NIDR_NWS_TOU12
RES | LOPV | FWEST | NIDR | NWS | TOU13 | RESLOPV_FWEST_NIDR_NWS_TOU13
RES | LOPV | NCENT | IDR | WS | NOTOU | RESLOPV_NCENT_IDR_WS_NOTOU
RES | LOPV | NCENT | IDR | WS | TOU01 | RESLOPV_NCENT_IDR_WS_TOU01
RES | LOPV | NCENT | IDR | WS | TOU02 | RESLOPV_NCENT_IDR_WS_TOU02
RES | LOPV | NCENT | IDR | WS | TOU11 | RESLOPV_NCENT_IDR_WS_TOU11
RES | LOPV | NCENT | IDR | WS | TOU12 | RESLOPV_NCENT_IDR_WS_TOU12
RES | LOPV | NCENT | IDR | WS | TOU13 | RESLOPV_NCENT_IDR_WS_TOU13
RES | LOPV | NCENT | NIDR | NWS | NOTOU | RESLOPV_NCENT_NIDR_NWS_NOTOU
RES | LOPV | NCENT | NIDR | NWS | TOU01 | RESLOPV_NCENT_NIDR_NWS_TOU01
RES | LOPV | NCENT | NIDR | NWS | TOU02 | RESLOPV_NCENT_NIDR_NWS_TOU02
RES | LOPV | NCENT | NIDR | NWS | TOU11 | RESLOPV_NCENT_NIDR_NWS_TOU11
RES | LOPV | NCENT | NIDR | NWS | TOU12 | RESLOPV_NCENT_NIDR_NWS_TOU12
RES | LOPV | NCENT | NIDR | NWS | TOU13 | RESLOPV_NCENT_NIDR_NWS_TOU13
RES | LOPV | NORTH | IDR | WS | NOTOU | RESLOPV_NORTH_IDR_WS_NOTOU
RES | LOPV | NORTH | IDR | WS | TOU01 | RESLOPV_NORTH_IDR_WS_TOU01
RES | LOPV | NORTH | IDR | WS | TOU02 | RESLOPV_NORTH_IDR_WS_TOU02
RES | LOPV | NORTH | IDR | WS | TOU11 | RESLOPV_NORTH_IDR_WS_TOU11
RES | LOPV | NORTH | IDR | WS | TOU12 | RESLOPV_NORTH_IDR_WS_TOU12
RES | LOPV | NORTH | IDR | WS | TOU13 | RESLOPV_NORTH_IDR_WS_TOU13
RES | LOPV | NORTH | NIDR | NWS | NOTOU | RESLOPV_NORTH_NIDR_NWS_NOTOU
RES | LOPV | NORTH | NIDR | NWS | TOU01 | RESLOPV_NORTH_NIDR_NWS_TOU01
RES | LOPV | NORTH | NIDR | NWS | TOU02 | RESLOPV_NORTH_NIDR_NWS_TOU02
RES | LOPV | NORTH | NIDR | NWS | TOU11 | RESLOPV_NORTH_NIDR_NWS_TOU11
RES | LOPV | NORTH | NIDR | NWS | TOU12 | RESLOPV_NORTH_NIDR_NWS_TOU12
RES | LOPV | NORTH | NIDR | NWS | TOU13 | RESLOPV_NORTH_NIDR_NWS_TOU13
RES | LOPV | SCENT | IDR | WS | NOTOU | RESLOPV_SCENT_IDR_WS_NOTOU
RES | LOPV | SCENT | IDR | WS | TOU01 | RESLOPV_SCENT_IDR_WS_TOU01
RES | LOPV | SCENT | IDR | WS | TOU02 | RESLOPV_SCENT_IDR_WS_TOU02
RES | LOPV | SCENT | IDR | WS | TOU13 | RESLOPV_SCENT_IDR_WS_TOU13
RES | LOPV | SCENT | NIDR | NWS | NOTOU | RESLOPV_SCENT_NIDR_NWS_NOTOU
RES | LOPV | SCENT | NIDR | NWS | TOU01 | RESLOPV_SCENT_NIDR_NWS_TOU01
RES | LOPV | SCENT | NIDR | NWS | TOU02 | RESLOPV_SCENT_NIDR_NWS_TOU02
RES | LOPV | SCENT | NIDR | NWS | TOU13 | RESLOPV_SCENT_NIDR_NWS_TOU13
RES | LOPV | SOUTH | IDR | WS | NOTOU | RESLOPV_SOUTH_IDR_WS_NOTOU
RES | LOPV | SOUTH | NIDR | NWS | NOTOU | RESLOPV_SOUTH_NIDR_NWS_NOTOU
RES | LOPV | WEST | IDR | WS | NOTOU | RESLOPV_WEST_IDR_WS_NOTOU
RES | LOPV | WEST | IDR | WS | TOU01 | RESLOPV_WEST_IDR_WS_TOU01
RES | LOPV | WEST | IDR | WS | TOU02 | RESLOPV_WEST_IDR_WS_TOU02
RES | LOPV | WEST | IDR | WS | TOU13 | RESLOPV_WEST_IDR_WS_TOU13
RES | LOPV | WEST | NIDR | NWS | NOTOU | RESLOPV_WEST_NIDR_NWS_NOTOU
RES | LOPV | WEST | NIDR | NWS | TOU01 | RESLOPV_WEST_NIDR_NWS_TOU01
RES | LOPV | WEST | NIDR | NWS | TOU02 | RESLOPV_WEST_NIDR_NWS_TOU02
RES | LOPV | WEST | NIDR | NWS | TOU13 | RESLOPV_WEST_NIDR_NWS_TOU13
RES | LOWD | COAST | IDR | WS | NOTOU | RESLOWD_COAST_IDR_WS_NOTOU
RES | LOWD | COAST | IDR | WS | TOU11 | RESLOWD_COAST_IDR_WS_TOU11
RES | LOWD | COAST | IDR | WS | TOU12 | RESLOWD_COAST_IDR_WS_TOU12
RES | LOWD | COAST | NIDR | NWS | NOTOU | RESLOWD_COAST_NIDR_NWS_NOTOU
RES | LOWD | COAST | NIDR | NWS | TOU11 | RESLOWD_COAST_NIDR_NWS_TOU11
RES | LOWD | COAST | NIDR | NWS | TOU12 | RESLOWD_COAST_NIDR_NWS_TOU12
RES | LOWD | EAST | IDR | WS | NOTOU | RESLOWD_EAST_IDR_WS_NOTOU
RES | LOWD | EAST | IDR | WS | TOU01 | RESLOWD_EAST_IDR_WS_TOU01
RES | LOWD | EAST | IDR | WS | TOU02 | RESLOWD_EAST_IDR_WS_TOU02
RES | LOWD | EAST | IDR | WS | TOU11 | RESLOWD_EAST_IDR_WS_TOU11
RES | LOWD | EAST | IDR | WS | TOU12 | RESLOWD_EAST_IDR_WS_TOU12
RES | LOWD | EAST | IDR | WS | TOU13 | RESLOWD_EAST_IDR_WS_TOU13
RES | LOWD | EAST | NIDR | NWS | NOTOU | RESLOWD_EAST_NIDR_NWS_NOTOU
RES | LOWD | EAST | NIDR | NWS | TOU01 | RESLOWD_EAST_NIDR_NWS_TOU01
RES | LOWD | EAST | NIDR | NWS | TOU02 | RESLOWD_EAST_NIDR_NWS_TOU02
RES | LOWD | EAST | NIDR | NWS | TOU11 | RESLOWD_EAST_NIDR_NWS_TOU11
RES | LOWD | EAST | NIDR | NWS | TOU12 | RESLOWD_EAST_NIDR_NWS_TOU12
RES | LOWD | EAST | NIDR | NWS | TOU13 | RESLOWD_EAST_NIDR_NWS_TOU13
RES | LOWD | FWEST | IDR | WS | NOTOU | RESLOWD_FWEST_IDR_WS_NOTOU
RES | LOWD | FWEST | IDR | WS | TOU01 | RESLOWD_FWEST_IDR_WS_TOU01
RES | LOWD | FWEST | IDR | WS | TOU02 | RESLOWD_FWEST_IDR_WS_TOU02
RES | LOWD | FWEST | IDR | WS | TOU11 | RESLOWD_FWEST_IDR_WS_TOU11
RES | LOWD | FWEST | IDR | WS | TOU12 | RESLOWD_FWEST_IDR_WS_TOU12
RES | LOWD | FWEST | IDR | WS | TOU13 | RESLOWD_FWEST_IDR_WS_TOU13
RES | LOWD | FWEST | NIDR | NWS | NOTOU | RESLOWD_FWEST_NIDR_NWS_NOTOU
RES | LOWD | FWEST | NIDR | NWS | TOU01 | RESLOWD_FWEST_NIDR_NWS_TOU01
RES | LOWD | FWEST | NIDR | NWS | TOU02 | RESLOWD_FWEST_NIDR_NWS_TOU02
RES | LOWD | FWEST | NIDR | NWS | TOU11 | RESLOWD_FWEST_NIDR_NWS_TOU11
RES | LOWD | FWEST | NIDR | NWS | TOU12 | RESLOWD_FWEST_NIDR_NWS_TOU12
RES | LOWD | FWEST | NIDR | NWS | TOU13 | RESLOWD_FWEST_NIDR_NWS_TOU13
RES | LOWD | NCENT | IDR | WS | NOTOU | RESLOWD_NCENT_IDR_WS_NOTOU
RES | LOWD | NCENT | IDR | WS | TOU01 | RESLOWD_NCENT_IDR_WS_TOU01
RES | LOWD | NCENT | IDR | WS | TOU02 | RESLOWD_NCENT_IDR_WS_TOU02
RES | LOWD | NCENT | IDR | WS | TOU11 | RESLOWD_NCENT_IDR_WS_TOU11
RES | LOWD | NCENT | IDR | WS | TOU12 | RESLOWD_NCENT_IDR_WS_TOU12
RES | LOWD | NCENT | IDR | WS | TOU13 | RESLOWD_NCENT_IDR_WS_TOU13
RES | LOWD | NCENT | NIDR | NWS | NOTOU | RESLOWD_NCENT_NIDR_NWS_NOTOU
RES | LOWD | NCENT | NIDR | NWS | TOU01 | RESLOWD_NCENT_NIDR_NWS_TOU01
RES | LOWD | NCENT | NIDR | NWS | TOU02 | RESLOWD_NCENT_NIDR_NWS_TOU02
RES | LOWD | NCENT | NIDR | NWS | TOU11 | RESLOWD_NCENT_NIDR_NWS_TOU11
RES | LOWD | NCENT | NIDR | NWS | TOU12 | RESLOWD_NCENT_NIDR_NWS_TOU12
RES | LOWD | NCENT | NIDR | NWS | TOU13 | RESLOWD_NCENT_NIDR_NWS_TOU13
RES | LOWD | NORTH | IDR | WS | NOTOU | RESLOWD_NORTH_IDR_WS_NOTOU
RES | LOWD | NORTH | IDR | WS | TOU01 | RESLOWD_NORTH_IDR_WS_TOU01
RES | LOWD | NORTH | IDR | WS | TOU02 | RESLOWD_NORTH_IDR_WS_TOU02
RES | LOWD | NORTH | IDR | WS | TOU11 | RESLOWD_NORTH_IDR_WS_TOU11
RES | LOWD | NORTH | IDR | WS | TOU12 | RESLOWD_NORTH_IDR_WS_TOU12
RES | LOWD | NORTH | IDR | WS | TOU13 | RESLOWD_NORTH_IDR_WS_TOU13
RES | LOWD | NORTH | NIDR | NWS | NOTOU | RESLOWD_NORTH_NIDR_NWS_NOTOU
RES | LOWD | NORTH | NIDR | NWS | TOU01 | RESLOWD_NORTH_NIDR_NWS_TOU01
RES | LOWD | NORTH | NIDR | NWS | TOU02 | RESLOWD_NORTH_NIDR_NWS_TOU02
RES | LOWD | NORTH | NIDR | NWS | TOU11 | RESLOWD_NORTH_NIDR_NWS_TOU11
RES | LOWD | NORTH | NIDR | NWS | TOU12 | RESLOWD_NORTH_NIDR_NWS_TOU12
RES | LOWD | NORTH | NIDR | NWS | TOU13 | RESLOWD_NORTH_NIDR_NWS_TOU13
RES | LOWD | SCENT | IDR | WS | NOTOU | RESLOWD_SCENT_IDR_WS_NOTOU
RES | LOWD | SCENT | IDR | WS | TOU01 | RESLOWD_SCENT_IDR_WS_TOU01
RES | LOWD | SCENT | IDR | WS | TOU02 | RESLOWD_SCENT_IDR_WS_TOU02
RES | LOWD | SCENT | IDR | WS | TOU13 | RESLOWD_SCENT_IDR_WS_TOU13
RES | LOWD | SCENT | NIDR | NWS | NOTOU | RESLOWD_SCENT_NIDR_NWS_NOTOU
RES | LOWD | SCENT | NIDR | NWS | TOU01 | RESLOWD_SCENT_NIDR_NWS_TOU01
RES | LOWD | SCENT | NIDR | NWS | TOU02 | RESLOWD_SCENT_NIDR_NWS_TOU02
RES | LOWD | SCENT | NIDR | NWS | TOU13 | RESLOWD_SCENT_NIDR_NWS_TOU13
RES | LOWD | SOUTH | IDR | WS | NOTOU | RESLOWD_SOUTH_IDR_WS_NOTOU
RES | LOWD | SOUTH | NIDR | NWS | NOTOU | RESLOWD_SOUTH_NIDR_NWS_NOTOU
RES | LOWD | WEST | IDR | WS | NOTOU | RESLOWD_WEST_IDR_WS_NOTOU
RES | LOWD | WEST | IDR | WS | TOU01 | RESLOWD_WEST_IDR_WS_TOU01
RES | LOWD | WEST | IDR | WS | TOU02 | RESLOWD_WEST_IDR_WS_TOU02
RES | LOWD | WEST | IDR | WS | TOU13 | RESLOWD_WEST_IDR_WS_TOU13
RES | LOWD | WEST | NIDR | NWS | NOTOU | RESLOWD_WEST_NIDR_NWS_NOTOU
RES | LOWD | WEST | NIDR | NWS | TOU01 | RESLOWD_WEST_NIDR_NWS_TOU01
RES | LOWD | WEST | NIDR | NWS | TOU02 | RESLOWD_WEST_NIDR_NWS_TOU02
RES | LOWD | WEST | NIDR | NWS | TOU13 | RESLOWD_WEST_NIDR_NWS_TOU13
RES | LOWR | COAST | IDR | WS | NOTOU | RESLOWR_COAST_IDR_WS_NOTOU
RES | LOWR | COAST | IDR | WS | TOU11 | RESLOWR_COAST_IDR_WS_TOU11
RES | LOWR | COAST | IDR | WS | TOU12 | RESLOWR_COAST_IDR_WS_TOU12
RES | LOWR | COAST | NIDR | NWS | NOTOU | RESLOWR_COAST_NIDR_NWS_NOTOU
RES | LOWR | COAST | NIDR | NWS | TOU11 | RESLOWR_COAST_NIDR_NWS_TOU11
RES | LOWR | COAST | NIDR | NWS | TOU12 | RESLOWR_COAST_NIDR_NWS_TOU12
RES | LOWR | EAST | IDR | WS | NOTOU | RESLOWR_EAST_IDR_WS_NOTOU
RES | LOWR | EAST | IDR | WS | TOU01 | RESLOWR_EAST_IDR_WS_TOU01
RES | LOWR | EAST | IDR | WS | TOU02 | RESLOWR_EAST_IDR_WS_TOU02
RES | LOWR | EAST | IDR | WS | TOU11 | RESLOWR_EAST_IDR_WS_TOU11
RES | LOWR | EAST | IDR | WS | TOU12 | RESLOWR_EAST_IDR_WS_TOU12
RES | LOWR | EAST | IDR | WS | TOU13 | RESLOWR_EAST_IDR_WS_TOU13
RES | LOWR | EAST | NIDR | NWS | NOTOU | RESLOWR_EAST_NIDR_NWS_NOTOU
RES | LOWR | EAST | NIDR | NWS | TOU01 | RESLOWR_EAST_NIDR_NWS_TOU01
RES | LOWR | EAST | NIDR | NWS | TOU02 | RESLOWR_EAST_NIDR_NWS_TOU02
RES | LOWR | EAST | NIDR | NWS | TOU11 | RESLOWR_EAST_NIDR_NWS_TOU11
RES | LOWR | EAST | NIDR | NWS | TOU12 | RESLOWR_EAST_NIDR_NWS_TOU12
RES | LOWR | EAST | NIDR | NWS | TOU13 | RESLOWR_EAST_NIDR_NWS_TOU13
RES | LOWR | FWEST | IDR | WS | NOTOU | RESLOWR_FWEST_IDR_WS_NOTOU
RES | LOWR | FWEST | IDR | WS | TOU01 | RESLOWR_FWEST_IDR_WS_TOU01
RES | LOWR | FWEST | IDR | WS | TOU02 | RESLOWR_FWEST_IDR_WS_TOU02
RES | LOWR | FWEST | IDR | WS | TOU11 | RESLOWR_FWEST_IDR_WS_TOU11
RES | LOWR | FWEST | IDR | WS | TOU12 | RESLOWR_FWEST_IDR_WS_TOU12
RES | LOWR | FWEST | IDR | WS | TOU13 | RESLOWR_FWEST_IDR_WS_TOU13
RES | LOWR | FWEST | NIDR | NWS | NOTOU | RESLOWR_FWEST_NIDR_NWS_NOTOU
RES | LOWR | FWEST | NIDR | NWS | TOU01 | RESLOWR_FWEST_NIDR_NWS_TOU01
RES | LOWR | FWEST | NIDR | NWS | TOU02 | RESLOWR_FWEST_NIDR_NWS_TOU02
RES | LOWR | FWEST | NIDR | NWS | TOU11 | RESLOWR_FWEST_NIDR_NWS_TOU11
RES | LOWR | FWEST | NIDR | NWS | TOU12 | RESLOWR_FWEST_NIDR_NWS_TOU12
RES | LOWR | FWEST | NIDR | NWS | TOU13 | RESLOWR_FWEST_NIDR_NWS_TOU13
RES | LOWR | NCENT | IDR | WS | NOTOU | RESLOWR_NCENT_IDR_WS_NOTOU
RES | LOWR | NCENT | IDR | WS | TOU01 | RESLOWR_NCENT_IDR_WS_TOU01
RES | LOWR | NCENT | IDR | WS | TOU02 | RESLOWR_NCENT_IDR_WS_TOU02
RES | LOWR | NCENT | IDR | WS | TOU11 | RESLOWR_NCENT_IDR_WS_TOU11
RES | LOWR | NCENT | IDR | WS | TOU12 | RESLOWR_NCENT_IDR_WS_TOU12
RES | LOWR | NCENT | IDR | WS | TOU13 | RESLOWR_NCENT_IDR_WS_TOU13
RES | LOWR | NCENT | NIDR | NWS | NOTOU | RESLOWR_NCENT_NIDR_NWS_NOTOU
RES | LOWR | NCENT | NIDR | NWS | TOU01 | RESLOWR_NCENT_NIDR_NWS_TOU01
RES | LOWR | NCENT | NIDR | NWS | TOU02 | RESLOWR_NCENT_NIDR_NWS_TOU02
RES | LOWR | NCENT | NIDR | NWS | TOU11 | RESLOWR_NCENT_NIDR_NWS_TOU11
RES | LOWR | NCENT | NIDR | NWS | TOU12 | RESLOWR_NCENT_NIDR_NWS_TOU12
RES | LOWR | NCENT | NIDR | NWS | TOU13 | RESLOWR_NCENT_NIDR_NWS_TOU13
RES | LOWR | NORTH | IDR | WS | NOTOU | RESLOWR_NORTH_IDR_WS_NOTOU
RES | LOWR | NORTH | IDR | WS | TOU01 | RESLOWR_NORTH_IDR_WS_TOU01
RES | LOWR | NORTH | IDR | WS | TOU02 | RESLOWR_NORTH_IDR_WS_TOU02
RES | LOWR | NORTH | IDR | WS | TOU11 | RESLOWR_NORTH_IDR_WS_TOU11
RES | LOWR | NORTH | IDR | WS | TOU12 | RESLOWR_NORTH_IDR_WS_TOU12
RES | LOWR | NORTH | IDR | WS | TOU13 | RESLOWR_NORTH_IDR_WS_TOU13
RES | LOWR | NORTH | NIDR | NWS | NOTOU | RESLOWR_NORTH_NIDR_NWS_NOTOU
RES | LOWR | NORTH | NIDR | NWS | TOU01 | RESLOWR_NORTH_NIDR_NWS_TOU01
RES | LOWR | NORTH | NIDR | NWS | TOU02 | RESLOWR_NORTH_NIDR_NWS_TOU02
RES | LOWR | NORTH | NIDR | NWS | TOU11 | RESLOWR_NORTH_NIDR_NWS_TOU11
RES | LOWR | NORTH | NIDR | NWS | TOU12 | RESLOWR_NORTH_NIDR_NWS_TOU12
RES | LOWR | NORTH | NIDR | NWS | TOU13 | RESLOWR_NORTH_NIDR_NWS_TOU13
RES | LOWR | SCENT | IDR | WS | NOTOU | RESLOWR_SCENT_IDR_WS_NOTOU
RES | LOWR | SCENT | IDR | WS | TOU01 | RESLOWR_SCENT_IDR_WS_TOU01
RES | LOWR | SCENT | IDR | WS | TOU02 | RESLOWR_SCENT_IDR_WS_TOU02
RES | LOWR | SCENT | IDR | WS | TOU13 | RESLOWR_SCENT_IDR_WS_TOU13
RES | LOWR | SCENT | NIDR | NWS | NOTOU | RESLOWR_SCENT_NIDR_NWS_NOTOU
RES | LOWR | SCENT | NIDR | NWS | TOU01 | RESLOWR_SCENT_NIDR_NWS_TOU01
RES | LOWR | SCENT | NIDR | NWS | TOU02 | RESLOWR_SCENT_NIDR_NWS_TOU02
RES | LOWR | SCENT | NIDR | NWS | TOU13 | RESLOWR_SCENT_NIDR_NWS_TOU13
RES | LOWR | SOUTH | IDR | WS | NOTOU | RESLOWR_SOUTH_IDR_WS_NOTOU
RES | LOWR | SOUTH | NIDR | NWS | NOTOU | RESLOWR_SOUTH_NIDR_NWS_NOTOU
RES | LOWR | WEST | IDR | WS | NOTOU | RESLOWR_WEST_IDR_WS_NOTOU
RES | LOWR | WEST | IDR | WS | TOU01 | RESLOWR_WEST_IDR_WS_TOU01
RES | LOWR | WEST | IDR | WS | TOU02 | RESLOWR_WEST_IDR_WS_TOU02
RES | LOWR | WEST | IDR | WS | TOU13 | RESLOWR_WEST_IDR_WS_TOU13
RES | LOWR | WEST | NIDR | NWS | NOTOU | RESLOWR_WEST_NIDR_NWS_NOTOU
RES | LOWR | WEST | NIDR | NWS | TOU01 | RESLOWR_WEST_NIDR_NWS_TOU01
RES | LOWR | WEST | NIDR | NWS | TOU02 | RESLOWR_WEST_NIDR_NWS_TOU02
RES | LOWR | WEST | NIDR | NWS | TOU13 | RESLOWR_WEST_NIDR_NWS_TOU13

## kVA to kW
Derivation of kW Values for TDSPs that Measure kVA at the ESI ID Level
The majority of TDSPs within ERCOT meter kW for Business ESI IDs above a specific demand level, typically from 10-20 kW. However, one or more TDSPs within ERCOT measure and record kVA demand at the ESI ID level, instead of kW demand. As kW values are needed to determine the Profile Segment for the BUS Profile Group, these TDSPs will have to derive kW values for the Load Factor calculations, per the conversion(s) listed below. However, when actual kW information is readily available for specific ESI IDs, then the actual kW values shall be used in determining the Profile Segment. TDSPs that measure and record kVA demand instead of kW demand at the ESI ID level and are not listed below should contact ERCOT to determine an appropriate conversion formula.
| TDSP | Conversion
| CenterPoint Energy | kVA x 0.900 = kW1
1Round to two decimal places, per the Rounding instructions on the Definitions tab.

## NOIEs
Profile ID Assignment for Non-Opt In Entities
The Weather Zone Code is the only component for which a NOIE will have to make a determination in assigning the Profile ID.
All other components of the Profile ID for NOIEs are default components.
For each NOIE ESI ID:
Step 1. Determine the ZIP Code of the official metering point and find it on the ZipToZone worksheet.
Step 2. Cross-reference the ZIP Code to the corresponding Weather Zone.
Step 3. Determine the valid Profile ID from those listed below.
Step 4. Assign the valid Profile ID on the NOIE Meter Point Registration Form.
Valid Profile IDs for NOIEs:
Valid Profile ID for a NOIE metering point in the Coast Weather Zone: | BUSIDRRQ_COAST_IDR_NWS_NOTOU
Valid Profile ID for a NOIE metering point in the East Weather Zone: | BUSIDRRQ_EAST_IDR_NWS_NOTOU
Valid Profile ID for a NOIE metering point in the Far West Weather Zone: | BUSIDRRQ_FWEST_IDR_NWS_NOTOU
Valid Profile ID for a NOIE metering point in the North Central Weather Zone: | BUSIDRRQ_NCENT_IDR_NWS_NOTOU
Valid Profile ID for a NOIE metering point in the North Weather Zone: | BUSIDRRQ_NORTH_IDR_NWS_NOTOU
Valid Profile ID for a NOIE metering point in the South Central Weather Zone: | BUSIDRRQ_SCENT_IDR_NWS_NOTOU
Valid Profile ID for a NOIE metering point in the South Weather Zone: | BUSIDRRQ_SOUTH_IDR_NWS_NOTOU
Valid Profile ID for a NOIE metering point in the West Weather Zone: | BUSIDRRQ_WEST_IDR_NWS_NOTOU

## Profile Validation Schedule
Profile Validation Schedule
Year | Residential | Business
2018 | x | x
2019 |  | x
2020 |  | x
2021 | x | x
2022 |  | x
2023 |  | x
2024 | x | x
2025 |  | x
2026 |  | x
2027 | x | x
2028 |  | x
2029 |  | x
2030 | x | x
2031 |  | x
2032 |  | x
2033 | x | x
2034 |  | x
2035 |  | x
2036 | x | x
2037 |  | x
2038 |  | x
2039 | x | x
2040 |  | x