## TitlePage
Report on the Capacity, Demand and Reserves
(CDR) in the ERCOT Region, 2024-2033
December 8, 2023

## Contents
Table of Contents
Tab | Notes
Disclaimer | Please read
Changes from previous CDR | List of significant changes relative to the last CDR, published May 2023
Definitions | List of definitions
Executive Summary | Synopsis of considerations for this report
SummerSummary | Shows load forecast, resource capacity and reserve margin for Summer 2024 through Summer 2033
SummerCapacities | List of registered resources and capabilities used in determining the capacity contribution for Summer Peak Season
Peak v High Net Load Hour 2024 | Presents a scenario comparison of the summer 2024 summary tab with a version based on load, wind and solar values for the Net Peak hour, assumed to be hour-ending 8:00 PM
Planned Resources Scenarios | Condensed versions of the Summer Summary tab for 2024-2028 under different sets of planned project inclusion criteria
WinterSummary | Shows load forecast, resource capacity and reserve margin for Winter 2024/2025 through Winter 2033/2034
WinterCapacities | List of registered resources and capabilities used in determining the capacity contribution for Winter Peak Season
Fuel Type Capacity Mix | Lists generation fuel types by MW and by percentage for Summer 2024 through Summer 2033 and Winter 2024/25 through Winter 2033/2034
Unconfirmed Retirement Capacity | A list of units for which public retirement announcements have been made but no formal retirement notices have been provided to ERCOT ("Unconfirmed" planned retirements)
Fossil Fuel SODG Capacities | Fossil Fuel Settlement Only Distributed Generator (SODG) Capacities
Decommissioned Gen. Resources | Lists Generation Resources that have been decommissioned and retired per a Notification of Suspension of Operations (NSO) or a Notification of Change of Generation Resource Designation (NCGRD)

## Disclaimer
Disclaimer
CDR WORKING PAPER
FOR PLANNING PURPOSES ONLY
This ERCOT Working Paper has been prepared for specific ERCOT and market participant purposes and has been developed from data provided by ERCOT market participants. The data may contain errors or become obsolete and thereby affect the conclusions and opinions of the Working Paper. ERCOT MAKES NO WARRANTY, EXPRESS OR IMPLIED, INCLUDING ANY WARRANTY OF MERCHANTABILITY OR FITNESS FOR ANY PARTICULAR PURPOSE, AND DISCLAIMS ANY AND ALL LIABILITY WITH RESPECT TO THE ACCURACY OF SAME OR THE FITNESS OR APPROPRIATENESS OF SAME FOR ANY PARTICULAR USE. THIS ERCOT WORKING PAPER IS SUPPLIED WITH ALL FAULTS. The specific suitability for any use of the Working Paper and its accuracy should be confirmed by each ERCOT market participant that contributed data for this Working Paper.

## Changes
Notes on Changes Relative to the Last CDR Report, Published May 2023
5.6
1 | The following Planned Resources have finalized the necessary agreements and permits to be added to the CDR report: | [8 empty] | 5.6
| Project Name | GENERATION INTERCONNECTION PROJECT CODE | County | Fuel | Zone | Year of Projected Commercial Operations (a) | Summer Capacity MW | Summer Capacity Contribution % | Summer Peak Ave. Capacity Contribution MW
| GOODNIGHT WIND II | 23INR0637 | ARMSTRONG | WIND-P | PANHANDLE | 2024 | 258.3 | 60% | 154.98
| HART WIND 2 | 24INR0116 | CASTRO | WIND-P | PANHANDLE | 2025 | 166.4 | 60% | 99.84
| LA CASA WIND | 21INR0240 | STEPHENS | WIND-O | NORTH | 2025 | 148.3 | 22% | 32.626
| MONTE CRISTO 1 WIND | 19INR0054 | HIDALGO | WIND-O | SOUTH | 2025 | 236.9 | 22% | 52.118
| ROADRUNNER CROSSING WIND II | 21INR0515 | EASTLAND | WIND-O | NORTH | 2023 | 126.7 | 22% | 27.874
| AUREOLA SOLAR | 21INR0302 | MILAM | SOLAR | SOUTH | 2024 | 200.4 | 76% | 152.304
| AZALEA SPRINGS SOLAR | 19INR0110 | ANGELINA | SOLAR | NORTH | 2025 | 181 | 76% | 137.56
| BARRETT SOLAR | 24INR0477 | RAINS | SOLAR | NORTH | 2024 | 127.5 | 76% | 96.9
| BLEVINS SOLAR | 23INR0118 | FALLS | SOLAR | NORTH | 2025 | 271.5 | 76% | 206.34
| CALICHE MOUND SOLAR | 23INR0056 | DEAF SMITH | SOLAR | PANHANDLE | 2025 | 408.2 | 76% | 310.232
| CAMP CREEK SOLAR SLF | 23INR0385 | ROBERTSON | SOLAR | NORTH | 2024 | 165.6 | 76% | 125.856
| CASCADE SOLAR | 23INR0091 | BRAZORIA | SOLAR | COASTAL | 2024 | 254.2 | 76% | 193.192
| CUCHILLAS SOLAR | 24INR0059 | WEBB | SOLAR | SOUTH | 2026 | 305.6 | 76% | 232.256
| DEVILLE SOLAR | 22INR0262 | CALLAHAN | SOLAR | WEST | 2025 | 425 | 76% | 323
| DORADO SOLAR | 22INR0261 | CALLAHAN | SOLAR | WEST | 2025 | 406.3 | 76% | 308.788
| DOVE RUN SOLAR | 21INR0326 | DUVAL | SOLAR | SOUTH | 2026 | 120.6 | 76% | 91.656
| DUFFY SOLAR | 23INR0057 | MATAGORDA | SOLAR | COASTAL | 2026 | 545.2 | 76% | 414.352
| EASTBELL MILAM SOLAR II | 24INR0208 | MILAM | SOLAR | SOUTH | 2024 | 150 | 76% | 114
| ERATH COUNTY SOLAR | 23INR0202 | ERATH | SOLAR | NORTH | 2025 | 207.4 | 76% | 157.624
| ERIKA SOLAR | 24INR0303 | KAUFMAN | SOLAR | NORTH | 2025 | 203.5 | 76% | 154.66
| ERIN SOLAR | 23INR0058 | WHARTON | SOLAR | SOUTH | 2025 | 202.5 | 76% | 153.9
| FEWELL SOLAR | 23INR0367 | LIMESTONE | SOLAR | NORTH | 2025 | 203.5 | 76% | 154.66
| HANSON SOLAR | 23INR0086 | COLEMAN | SOLAR | WEST | 2025 | 400.6 | 76% | 304.456
| HONEYCOMB SOLAR | 22INR0559 | BEE | SOLAR | SOUTH | 2025 | 61.1 | 76% | 46.436
| ISAAC SOLAR | 25INR0232 | MATAGORDA | SOLAR | COASTAL | 2026 | 51.6 | 76% | 39.216
| LANGER SOLAR | 23INR0030 | BOSQUE | SOLAR | NORTH | 2025 | 249.8 | 76% | 189.848
| MANDORLA SOLAR | 21INR0303 | MILAM | SOLAR | SOUTH | 2024 | 250.5 | 76% | 190.38
| MIDPOINT SOLAR | 24INR0139 | HILL | SOLAR | NORTH | 2025 | 103.8 | 76% | 78.888
| NIGHTFALL SOLAR | 21INR0334 | UVALDE | SOLAR | SOUTH | 2025 | 152.1 | 76% | 115.596
| QUANTUM SOLAR | 21INR0207 | HASKELL | SOLAR | WEST | 2026 | 374.4 | 76% | 284.544
| SANPAT SOLAR | 25INR0052 | SAN PATRICIO | SOLAR | COASTAL | 2025 | 256.2 | 76% | 194.712
| SANPAT SOLAR II | 25INR0081 | SAN PATRICIO | SOLAR | COASTAL | 2025 | 308.9 | 76% | 234.764
| STILLHOUSE SOLAR | 24INR0166 | BELL | SOLAR | NORTH | 2025 | 212.5 | 76% | 161.5
| STONERIDGE SOLAR | 24INR0031 | MILAM | SOLAR | SOUTH | 2024 | 201.6 | 76% | 153.216
| SUN CACTUS SOLAR | 25INR0109 | DUVAL | SOLAR | SOUTH | 2026 | 120.7 | 76% | 91.732
| SYPERT BRANCH SOLAR PROJECT | 24INR0070 | MILAM | SOLAR | SOUTH | 2025 | 261.8 | 76% | 198.968
| TEXAS BLUEBONNET SOLAR | 24INR0580 | MCLENNAN | SOLAR | NORTH | 2024 | 9.8 | 76% | 7.448
| THREE W SOLAR | 25INR0055 | HILL | SOLAR | NORTH | 2025 | 111.6 | 76% | 84.816
| TRUE NORTH SOLAR | 23INR0114 | FALLS | SOLAR | NORTH | 2024 | 238.3 | 76% | 181.108
| YAUPON SOLAR SLF | 24INR0042 | MILAM | SOLAR | SOUTH | 2025 | 204.1 | 76% | 155.116
| AE-TELVIEW ESS (DGR) | 23INR0541 | FORT BEND | STORAGE | HOUSTON | 2024 | 10 | 0% | 0
| AMADOR STORAGE | 24INR0472 | VAN ZANDT | STORAGE | NORTH | 2024 | 100.9 | 0% | 0
| ANGELO STORAGE | 23INR0418 | TOM GREEN | STORAGE | WEST | 2024 | 100 | 0% | 0
| ANOLE BESS | 23INR0299 | DALLAS | STORAGE | NORTH | 2024 | 240 | 0% | 0
| BLEVINS STORAGE | 23INR0119 | FALLS | STORAGE | NORTH | 2025 | 181.2 | 0% | 0
| BRP CASTOR BESS | 23INR0358 | BRAZORIA | STORAGE | COASTAL | 2024 | 205.4 | 0% | 0
| BRP DESNA BESS | 24INR0128 | BRAZORIA | STORAGE | COASTAL | 2024 | 205.4 | 0% | 0
| CAMP CREEK STORAGE SLF | 23INR0423 | ROBERTSON | STORAGE | NORTH | 2024 | 82.8 | 0% | 0
| CISCO BESS (DGR) | 24INR0588 | EASTLAND | STORAGE | NORTH | 2024 | 9.9 | 0% | 0
| CITRUS FLATTS BESS | 24INR0294 | CAMERON | STORAGE | COASTAL | 2025 | 100.8 | 0% | 0
| CONTINENTAL BESS (DGR) | 23INR0543 | STARR | STORAGE | SOUTH | 2024 | 9.8 | 0% | 0
| DESERT WILLOW BESS | 23INR0195 | ELLIS | STORAGE | NORTH | 2024 | 150 | 0% | 0
| DESTINY STORAGE | 24INR0397 | HARRIS | STORAGE | HOUSTON | 2026 | 201.1 | 0% | 0
| DOGFISH BESS | 23INR0219 | PECOS | STORAGE | WEST | 2024 | 75 | 0% | 0
| DORI BQ BESS | 24INR0196 | HARRIS | STORAGE | HOUSTON | 2024 | 154 | 0% | 0
| EVELYN BATTERY ENERGY STORAGE SYSTEM | 24INR0460 | GALVESTON | STORAGE | HOUSTON | 2025 | 452 | 0% | 0
| FALFURRIAS BESS (DGR) | 23INR0620 | BROOKS | STORAGE | SOUTH | 2024 | 9.9 | 0% | 0
| FARMERSVILLE BESS (DGR) | 23INR0555 | COLLIN | STORAGE | NORTH | 2024 | 9.9 | 0% | 0
| GARDEN CITY EAST BESS (DGR) | 23INR0565 | GLASSCOCK | STORAGE | WEST | 2024 | 9.9 | 0% | 0
| GULF STAR STORAGE SLF | 23INR0460 | WHARTON | STORAGE | SOUTH | 2024 | 300 | 0% | 0
| GUNNAR BESS | 24INR0491 | HIDALGO | STORAGE | SOUTH | 2025 | 203 | 0% | 0
| HAMILTON BESS (DGR) | 23INR0554 | VAL VERDE | STORAGE | WEST | 2024 | 9.9 | 0% | 0
| HANSON STORAGE | 24INR0057 | COLEMAN | STORAGE | WEST | 2025 | 100 | 0% | 0
| HONEYCOMB STORAGE SLF | 23INR0392 | BEE | STORAGE | SOUTH | 2025 | 61.47 | 0% | 0
| IEP DAMON BESS (DGR) | 23INR0603 | BRAZORIA | STORAGE | COASTAL | 2024 | 10 | 0% | 0
| IEP ORCHARD BESS | 23INR0556 | FORT BEND | STORAGE | HOUSTON | 2024 | 10 | 0% | 0
| JUDKINS BESS (DGR) | 24INR0586 | ECTOR | STORAGE | WEST | 2024 | 9.9 | 0% | 0
| LAURELES BESS (DGR) | 23INR0499 | CAMERON | STORAGE | COASTAL | 2024 | 9.9 | 0% | 0
| LONG POINT STORAGE | 21INR0444 | BRAZORIA | STORAGE | COASTAL | 2025 | 100.6 | 0% | 0
| LONGBOW BESS | 25INR0328 | BRAZORIA | STORAGE | COASTAL | 2024 | 174.7 | 0% | 0
| LOWER RIO BESS | 22INR0468 | HIDALGO | STORAGE | SOUTH | 2025 | 60.5 | 0% | 0
| LUFKIN SOUTH BESS (DGR) | 24INR0587 | ANGELINA | STORAGE | NORTH | 2024 | 9.9 | 0% | 0
| MAINLAND BESS (DGR) | 24INR0624 | GALVESTON | STORAGE | HOUSTON | 2024 | 9.9 | 0% | 0
| MIDPOINT STORAGE | 24INR0138 | HILL | STORAGE | NORTH | 2025 | 52.2 | 0% | 0
| MIDWAY BESS | 23INR0688 | ECTOR | STORAGE | WEST | 2024 | 9.9 | 0% | 0
| MILTON BESS (DGR) | 23INR0552 | KARNES | STORAGE | SOUTH | 2025 | 9.9 | 0% | 0
| MINERAL WELLS EAST BESS (DGR) | 23INR0570 | PALO PINTO | STORAGE | NORTH | 2024 | 9.9 | 0% | 0
| NEW JUNCTION BESS | 23INR0619 | KIMBLE | STORAGE | SOUTH | 2024 | 9.9 | 0% | 0
| PAULINE BESS (DGR) | 24INR0585 | HENDERSON | STORAGE | NORTH | 2024 | 9.9 | 0% | 0
| PAVLOV BESS (DGR) | 24INR0615 | MATAGORDA | STORAGE | COASTAL | 2024 | 9.9 | 0% | 0
| PINTAIL PASS BESS | 24INR0302 | SAN PATRICIO | STORAGE | COASTAL | 2025 | 201.2 | 0% | 0
| RED EGRET BESS | 24INR0281 | GALVESTON | STORAGE | HOUSTON | 2025 | 300 | 0% | 0
| REGIS GREGORY | 23INR0539 | SAN PATRICIO | STORAGE | COASTAL | 2024 | 10 | 0% | 0
| REGIS MOORE FIELD BESS | 23INR0498 | HIDALGO | STORAGE | SOUTH | 2024 | 9.9 | 0% | 0
| RODEO RANCH ENERGY STORAGE II | 24INR0609 | REEVES | STORAGE | WEST | 2024 | 10 | 0% | 0
| RUSSEK STREET BESS (DGR) | 24INR0614 | REAGAN | STORAGE | WEST | 2024 | 9.9 | 0% | 0
| SEVEN FLAGS BESS | 23INR0351 | WEBB | STORAGE | SOUTH | 2024 | 100.6 | 0% | 0
| SHEEP CREEK STORAGE | 24INR0100 | CALLAHAN | STORAGE | WEST | 2024 | 135.1 | 0% | 0
| SMT IRONMAN BESS | 24INR0265 | BRAZORIA | STORAGE | COASTAL | 2024 | 304.2 | 0% | 0
| CARAMBOLA BESS (SMT MCALLEN II) | 24INR0436 | HIDALGO | STORAGE | SOUTH | 2026 | 97.4 | 0% | 0
| SOHO II BESS | 25INR0162 | BRAZORIA | STORAGE | COASTAL | 2025 | 206.3 | 0% | 0
| SOPORTAR ESS | 23INR0381 | BEXAR | STORAGE | SOUTH | 2025 | 102.1 | 0% | 0
| THIRD COAST BESS | 23INR0361 | JACKSON | STORAGE | SOUTH | 2024 | 101.2 | 0% | 0
| TIERRA SECA BESS | 23INR0364 | VAL VERDE | STORAGE | WEST | 2025 | 101.2 | 0% | 0
| WALSTROM BESS | 22INR0540 | AUSTIN | STORAGE | SOUTH | 2025 | 200 | 0% | 0
| WEIL TRACT BESS | 23INR0569 | NUECES | STORAGE | COASTAL | 2024 | 9.9 | 0% | 0
| WIGEON WHISTLE BESS | 24INR0312 | COLLIN | STORAGE | NORTH | 2024 | 120.7 | 0% | 0
| WIZARD BESS | 25INR0300 | GALVESTON | STORAGE | HOUSTON | 2025 | 150.6 | 0% | 0
| YAUPON STORAGE SLF | 24INR0169 | MILAM | STORAGE | SOUTH | 2025 | 102.04 | 0% | 0
| TOTAL | [5 empty] | 14645.71 |  | 6407.462
(a) This date is based on the projected Commercial Operations Date (COD) reported by the project developer. In contrast, a unit's first summer CDR forecast year (reported in the SummerCapacities sheet) is defined as the first year in which the capacity is available for the entire summer Peak Load Season. (The summer Peak Load Season constitutes the months of June, July, August and September.) For example, if a unit has a projected COD of July 1, 2024, the first summer CDR forecast year would be 2024. Planned projects with (DGR) suffix are Distributed Generation Resources (DGRs). Since they are 10 MW or less, they are not going through the GINR application process.

## Definitions
Definitions
Available Mothballed Capacity based on Owner's Return Probability
Mothballed capacity with a return-to-service probability of 50% or greater for a given season of the year, as provided by its owner, constitutes available mothballed generation. Return probabilities for individual units are considered protected information under the ERCOT Protocols and therefore are not included in this report.
Capacity Pending Retirement
Announced retired capacity that is undergoing ERCOT grid reliability reviews pursuant to Nodal Protocol Section 3.14.1.2.
Decommissioned Generation Resource
A Generation Resource for which a Resource Entity has submitted a Notification of Suspension of Operations (NSO) or a Notification of Change of Generation Resource Designation (NCGRD), for which ERCOT has declined to execute a Reliability Must-Run (RMR) Agreement, and which has been decommissioned and permanently retired.
Distribution Resource Types:
Settlement Only Distribution Generator (SODG)
A generator that is connected to the Distribution System with a rating of: (1) One MW or less that chooses to register as an SODG; or (2) Greater than one and up to ten MW that is capable of providing a net export to the ERCOT System and does not register as a Distribution Generation Resource (DGR). SODGs are settled for exported energy only, but may not participate in the Ancillary Services market, Reliability Unit Commitment (RUC), Security-Constrained Economic Dispatch (SCED), or make energy offers. SODGs are listed in the SummerCapacities and WinterCapacities with a DG_ prefix in the UNIT CODE column
Distribution Generation Resource (DGR)
A Generation Resource connected to the Distribution System that is either: (1) Greater than ten MW and not registered with the Public Utility Commission of Texas (PUCT) as a self-generator; or (2) Ten MW or less that chooses to register as a Generation Resource to participate in the ERCOT markets. DGRs must be registered with ERCOT in accordance with Planning Guide Section 6.8.2, Resource Registration Process, and will be modeled in ERCOT systems in accordance with Section 3.10.7.2, Modeling of Resources and Transmission Loads. DGRs are listed in the SummerCapacities and WinterCapacities tabs with a (DGR) suffix in the UNIT NAME column
Emergency Response Service
ERCOT uses the methodology specified in Protocol Section 3.2.6.2.1, Peak Load Estimate, to derive the ERS capacity forecast for future years. The Current Year for the calculations is defined as the latest year for which ERS has been procured. The ERS capacity amounts are grossed up by 2% to reflect avoided transmission line losses.
Energy Efficiency Program Savings Forecast
ERCOT's energy efficiency forecast uses the PUCT's annual verified energy efficiency program savings estimates as the starting point. (See the definition for verified energy efficiency program savings below.) Savings from TDSP standard offer load management programs are not included in the ERCOT energy efficiency forecast. ERCOT computes the historical average annual verified savings, but excludes 2017 from the calculation due to Hurricane Harvey load impacts. (For prior forecasts, ERCOT used a formula based on the State energy efficiency goals in Utilities Code Section 39.905. Since the impacts of the goals were assumed to accumulate for just seven years from the time that the goals must be first met (2013), ERCOT no longer uses the goal-based forecasting approach.) Finally, ERCOT incorporates annual energy efficiency estimates from municipal utilities and electric cooperatives provided to the State Energy Conservation Office (SECO). Annual SECO report submission by these entities is required under S.B. No. 924. If annual reports for the previous calendar year are not available at the time the CDR is prepared, ERCOT incorporates report data for the most recently available reporting year. The energy efficiency capacity amounts are grossed up by a factor representing avoided transmission and distribution line losses. The factor is currently 1.076, reflecting 2% for avoided transmission losses and 5.6% for avoided distribution losses. The loss percentages are based on transmission and distribution loss factors posted to ERCOT's MIS website.
Energy Emergency Alert (EEA)
An ERCOT EEA declaration is made when operating reserves and system frequency drop below established severity levels (Levels 1, 2 and 3) and reserves are not projected to recover within 30 minutes unless certain actions are taken. An EEA declaration initiates an orderly, predetermined procedure for maximizing the use of available Resources, including the use of voluntary load reduction programs that are only available under EEA operations. Only under the most severe EEA level, would ERCOT direct Transmission and Distribution Service Providers to start shedding Load on a rotating basis in order to maintain system reliability and integrity. See Nodal Protocol Section 6.5.9.4, Energy Emergency Alert, for more details.
Forecast Zone
The CDR report uses Forecast Zones to identify the geographical location of generation resources. Forecast Zones generally have the same boundaries as the 2003 Congestion Management Zones with the following exceptions: A) Panhandle Zone for resources in the Texas Panhandle counties and outside the 2003 Congestion Management Zones, and B) Coastal Zone for resources in 11 counties along the Texas Gulf Coast and formerly in the South Zone of the 2003 Congestion Management Zones. There are six Forecast Zones: Coastal, Houston, North, Panhandle, South, and West. Note that the CDR Forecast Zones are only used for resource adequacy reporting and are distinct from other ERCOT geographical reporting schemes used for planning, operational, or data reporting purposes.
Full Interconnection Study (FIS)
The set of studies conducted by a Transmission Service Provider (TSP) for the purpose of identifying any electric system improvements or enhancements required to reliably interconnect a new All-Inclusive Generation Resource consistent with the provisions of Planning Guide Section 5, Generation Resource Interconnection or Change Request. These studies may include steady-state studies, system protection (short-circuit) studies, dynamic and transient stability studies, facility studies, and sub-synchronous oscillation studies.
Inactive Projects
Per Planning Guide Section 5.7.6, a proposed Resource shall be given the status of “Inactive” if the Resource has not met the conditions for inclusion in the ERCOT planning models, as specified in Section 6.9, Addition of Proposed Generation to the Planning Models, within two years of the date on which ERCOT posts the final FIS studies for the Resource to the MIS Secure Area. A developer may also elect Inactive status and stop any interconnection studies in process at its own discretion. When an Inactive Resource subsequently meets the requirements of Section 6.9, it shall be added to the planning models and the status changed back to Planned. If a Resource has been Inactive for five years, ERCOT may cancel the project pursuant to Planning Guide Section 5.7.7, Cancellation of a Project Due to Failure to Comply with Requirements. According to ERCOT Nodal Protocol rules (NPRR980), Inactive planned projects are excluded from the CDR's reserve margin calculations.
Installed Capacity Rating
The installed capacity rating is the maximum power that a generating unit can produce during normal sustained operating conditions as specified by the equipment manufacturer. ERCOT uses Real Power Ratings that reflect the continous flow of power to loads (as opposed to reactive power, which is the power that flows back and forth between the power source and loads, and doesn't perform useful work.)
Mothballed Unit
A generation resource for which a generation entity has submitted a Notification of Suspension of Operations, for which ERCOT has declined to execute an RMR agreement, and for which the generation entity has not announced retirement of the generation resource. A seasonal mothballed unit is one in which the generation entity requests a seasonal operation period that must include the summer Peak Load Season, June 1 through September 30.
LRs (Load Resources)
Load capable of reducing or increasing the need for electrical energy or providing Ancillary Services to the ERCOT System, as described in the ERCOT Protocols, Section 6, Ancillary Services. These Resources may provide the following Ancillary Services: Responsive Reserve Service, Non-Spinning Reserve Service, and Regulation Service. The Resources must be registered and qualified by ERCOT and will be scheduled by a Qualified Scheduling Entity (QSE). LR capacity has been grossed up by 2% to reflect avoided transmission line losses.
Mothballed Capacity
Capacity that is designated as mothballed by a generating unit's owner as described above, and which is not available for operations during the summer Peak Load Season (June, July, August and September) or winter Peak Load Season (December, January and February).
Peak Load Seasons
Summer months are June, July, August, and September; winter months are December, January, and February.
Private Use Networks
An electric network connected to the ERCOT transmission grid that contains load that is not directly metered by ERCOT (i.e., load that is typically netted with internal generation).
Non-Synchronous Tie
Any non-synchronous transmission interconnection between ERCOT and non-ERCOT electric power systems.
Reliability Must-Run (RMR) Unit
A generation resource unit operated under the terms of an agreement with ERCOT that would not otherwise be operated except that they are necessary to provide voltage support, stability or management of localized transmission constraints under first contingency criteria.
Signed SGIA (Standard Generation Interconnection Agreement)
An agreement that sets forth requirements for physical connection between an eligible transmission service customer and a transmission or distribution service provider.
Switchable Generation Resource (SWGR)
A generation resource that can be connected to either the ERCOT transmission grid or a grid outside the ERCOT Region.
Synchronization-Approved Resources
Units that have met all ERCOT requirements to synchronize to the grid and begin generating power, but have not passed qualification testing necessary to be approved for full participation in ERCOT market operations. These units may be dispatched by ERCOT and participate in real-time and day-ahead markets, but are not allowed to provide Ancillary Services.
TDSP Standard Offer Load Management Programs
For the May releases of the CDR report, ERCOT uses the megawatt amount of verified peak load capacity reductions, adjusted for avoided transmission losses, due to TDSP Standard Offcer load management programs that are reported by electric utilities in the ERCOT Region to the Public Utility Commission of Texas. The reported amounts are for the most current reporting year, which is the calendar year prior to the year during which the May CDR is prepared. (For example, the May 2019 CDR report used verified program savings for the 2018 reporting year.) For the December CDR releases, ERCOT uses TDSP data received for the current load management program year, which is more timely than the verified savings estimates provided to the PUCT. The data obtained from the TDSPs reflect verified program performance for the summer based on testing, and is adjusted for avoided transmission losses.
Unconfirmed Retirement
A Generation Resource for which a public announcement of the intent to permanently shut the unit down has been released, but a Notice of Suspension of Operations for the unit has not been received by ERCOT. This is an informal definition that is not currently included in the Nodal Protocols or Other Binding Documents. The criteria for classifying a Generation Resource as an Unconfirmed Retirement include the following: a. A specific retirement date is cited in the announcement, or other timing information is given that indicates the unit will be unavailable as of June 1 of a CDR Reporting Year. b. The announcement, with follow-up inquiry by ERCOT, does not indicate that retirement timing is highly speculative.
Verified Energy Efficiency Program Savings
The total megawatt (MW) amount of verified peak load capacity reductions due to residential and commercial sector energy efficiency incentive programs that are reported by electric utilities in the ERCOT Region to the Public Utility Commission of Texas. See Utilities Code Section 39.905. Note that savings from TDSP standard offer load management programs are not included in the ERCOT energy efficiency forecast, but rather handled as a separate reporting line item.
Wind/Solar Peak Average Capacity Contribution
The seasonal net capacity rating of wind resources multiplied by the Seasonal Peak Average Capacity Percentage.
Wind/Solar Seasonal Peak Average Capacity Percentage
The average wind and solar capacities expected to be available during peak load hours for the summer and winter Peak Load Seasons for a CDR reporting region (Coastal, Panhandle, Other in the case of wind resources) divided by the installed capacity for the region, expressed as a percentage. Details for the derivation of the percentages are outlined in ERCOT Protocol Section 3.2.6.2.2.
Wind Regions: Coastal, Panhandle, and Other
Wind Generation Resources (WGRs) are classified into regions based on the county that contains their Point of Interconnection (POI). The Coastal region is defined as the following counties along the Gulf Coast: Aransas, Brazoria, Calhoun, Cameron, Kenedy, Kleberg, Matagorda, Nueces, Refugio, San Patricio, and Willacy. The Panhandle region is defined as the following counties: Armstrong, Bailey, Briscoe, Carson, Castro, Childress, Cochran, Collingsworth, Crosby, Dallam, Deaf Smith, Dickens, Donley, Floyd, Gray, Hale, Hall, Hansford, Hartley, Hemphill, Hockley, Hutchinson, Lamb, Lipscomb, Lubbock, Moore, Motley, Ochiltree, Oldham, Parmer, Potter, Randall, Roberts, Sherman, Swisher, and Wheeler. The "Other" WInd Region consists of all other counties in the ERCOT Region. The assigned Wind Region for each WGR is indicated as "WIND-C," "WIND-P," or "WIND-O" in the Fuel columns of the summer/winter Capacities tabs.

## Executive_Summary
CDR Report - Executive Summary
CDR Report Background
The main purpose of the CDR report is to provide forecasted Planning Reserve Margins for the ERCOT summer and winter Peak Load Seasons (June through September, and December through February, respectively). The Planning Reserve Margin represents the percentage of resource capacity, in excess of firm electricity demand, available to cover uncertainty in future demand, generator availability and new resource supply. Firm demand accounts for load reductions available through interruptible load programs controlled by ERCOT as well as incremental load reductions from rooftop solar systems not accounted for in the load forecast model. The methodologies used to develop Planning Reserve Margins and other elements of the CDR report are outlined in the ERCOT Nodal Protocols, Section 3.2.6 (https://www.ercot.com/files/docs/2023/06/09/03-110123_Nodal.docx). ERCOT's load forecasts are based on normal weather conditions and determined by the methodologies described in the 2024 Long-Term Load Forecast Report, expected to be posted on ERCOT's Load Forecast webpage in early January 2024.
Resource data comes from generation capacity developers and owners as reported in ERCOT's Resource Integration and Ongoing Operations (RIOO) system, as well as other data collection mechanisms described in the ERCOT Protocols.
Note that the CDR is not intended for characterizing the risk of capacity scarcity conditions from a real-time operations perspective.
Highlights
The forecasted gross peak demand for summer 2024 is 83,765 MW. This demand amount assumes that Large Flexible Loads (LFLs) will reduce their consumption to just 15% over the summer peak load hours. It is important to note that the peak demand forecast used in the CDR is based on normal (or average) weather conditions over the last 15 years, which explains why the forecast is lower than the actual summer peak load for 2023—85,508 MW. Summer 2023 was the second hottest summer on record, only exceeded by 2011. The firm peak demand is 80,050 MW, which accounts for incremental rooftop solar generation and load reduction programs. The winter 2024-25 gross peak demand forecast is 69,282 MW and firm peak demand forecast is 66,398 MW. The winter load forecast assumes that LFLs do not reduce their consumption during the winter peak load hours. To conform to the current ERCOT Protocols, it is assumed that LFL consumption during summer peak loads is not available as a Load Resource during potential emergency conditions. This is an interim accounting approach until ERCOT implements a forecast methodology for addressing Large Loads in the CDR report. ERCOT also continues with the policy of not identifying the generating units with co-located Large Loads in the CDR reports until formal reporting rules have been adopted.
The Planning Reserve Margin for summer 2024 is forecasted to be 29.4%, representing a 4.7 percentage point decrease relative to the 34.9% margin reported in the May 2023 CDR report. This decrease is due mainly to delays of planned projects—mainly solar—that were previously expected to be in service by July 1, 2024. The Reserve Margin rises to 46.7% for summer 2025, largely reflecting solar capacity additions delays from the prior year. The 'Planned Resource Scenarios' tab provides smaller planned resource amounts and lower Reserve Margins based on more stringent eligibility criteria for including planned resources in the CDR report.
Planned installed resource capacity expected by July 2024 totals 12,325 MW. This total comprises 593 MW of thermal capacity, 5,710 MW of solar, 1,564.8 MW of wind, and 4,457.6 MW of battery storage. Of this total, 5,207 MW are expected to be available during peak load periods. This includes 507 MW of summer-rated gas-fired resources, 362 MW of wind resources, 4,340 MW of solar resources, and zero MW of battery storage. These amounts of solar and wind capacity are what ERCOT expects to be available on an average basis during seasonal peak demand hours (the peak-average capacity contribution). ERCOT protocols currently don't include a methodology for determining the peak-average capacity contribution of battery storage, so the contribution in this CDR is officially reported as zero MW. ERCOT developed an interim capacity contribution methodology for the resource adequacy reports. The summer 2024 capacity contribution percentage is 20.3% based on the interim method. Applying this percentage to the summer 2024 installed capacity yields a capacity contribution of 1,737 MW. ERCOT is developing a capacity contribution methodology for future CDR reports.

## SummerSummary
Report on the Capacity, Demand and Reserves in the ERCOT Region
Summer Summary: 2024-2033
These columns indicate the impact of not adding any new resources during the latter half of the CDR forecast period. Project developers typically submit interconnection requests no more than two to four years before the facilities are expected to enter commercial operations.
Load Forecast, MW: |  |  | 2024 | 2025 | 2026 | 2027 | 2028 | 2029 | 2030 | 2031 | 2032 | 2033
| Summer Peak Demand, Gross (based on normal weather) |  | 83765 | 84750 | 85694 | 86991 | 89275 | 91537 | 93368 | 96011 | 98698 | 101403
| plus: Energy Efficiency Program Savings Forecast |  | 3687.4731 | 4064.3713 | 4441.2696 | 4818.1679 | 5195.0661 | 5571.9644 | 5948.8626 | 6325.7609 | 6702.6591 | 6702.6591
| Total Summer Peak Demand (before Reductions from Energy Efficiency Programs) |  | 87452.4731 | 88814.3713 | 90135.2696 | 91809.1679 | 94470.0661 | 97108.9644 | 99316.8626 | 102336.7609 | 105400.6591 | 108105.6591
| less: Incremental Rooftop PV Forecast |  | -1058 | -1459 | -1522 | -2029 | -2652 | -3396 | -4254 | -5214 | -6249 | -7331
| less: Load Resources providing Responsive Reserves |  | -1409.64 | -1409.64 | -1409.64 | -1409.64 | -1409.64 | -1409.64 | -1409.64 | -1409.64 | -1409.64 | -1409.64
| less: Load Resources providing Non-Spinning Reserves |  | -37 | -37 | -37 | -37 | -37 | -37 | -37 | -37 | -37 | -37
| less: Emergency Response Service (10- and 30-min ramp products) |  | -880.3212 | -885.4722 | -885.4722 | -885.4722 | -885.4722 | -885.4722 | -885.4722 | -885.4722 | -885.4722 | -885.4722
| less: TDSP Standard Offer Load Management Programs |  | -330.48 | -330.48 | -330.48 | -330.48 | -330.48 | -330.48 | -330.48 | -330.48 | -330.48 | -330.48
| less: Energy Efficiency Program Savings Forecast |  | -3687.4731 | -4064.3713 | -4441.2696 | -4818.1679 | -5195.0661 | -5571.9644 | -5948.8626 | -6325.7609 | -6702.6591 | -6702.6591
| Firm Peak Demand, MW |  | 80049.5588 | 80628.4078 | 81509.4078 | 82299.4078 | 83960.4078 | 85478.4078 | 86451.4078 | 88134.4078 | 89786.4078 | 91409.4078
Resources, MW:
|  | Cumulative Installed Capacity Ratings by 2027 (see Note) | 2024 | 2025 | 2026 | 2027 | 2028 | 2029 | 2030 | 2031 | 2032 | 2033
| Installed Summer-rated Capacity, Thermal | 74766.34 | 66224.9 | 66224.9 | 66224.9 | 66224.9 | 66224.9 | 66224.9 | 66224.9 | 66224.9 | 66224.9 | 66224.9
| Hydroelectric, Peak Average Capacity Contribution (80% of installed capacity) | 576.6 | 455.1532 | 455.1532 | 455.1532 | 455.1532 | 455.1532 | 455.1532 | 455.1532 | 455.1532 | 455.1532 | 455.1532
| Switchable Capacity | 3864.12 | 3490 | 3490 | 3490 | 3490 | 3490 | 3490 | 3490 | 3490 | 3490 | 3490
| less: Switchable Capacity Unavailable to ERCOT | -1423 | -1155 | -1306 | -1155 | -542 | -542 | -542 | -542 | -542 | -542 | -542
| Available Mothballed Capacity | 144.8 | 135.5 | 135.5 | 135.5 | 135.5 | 135.5 | 135.5 | 135.5 | 135.5 | 135.5 | 135.5
| Capacity from Private Use Networks | 9336 | 2759.925 | 2759.925 | 2754.925 | 2754.925 | 2754.925 | 2754.925 | 2754.925 | 2754.925 | 2754.925 | 2754.925
| Coastal Wind, Peak Average Capacity Contribution (60% of installed capacity) | 5436.37 | 3258.12 | 3258.12 | 3258.12 | 3258.12 | 3258.12 | 3258.12 | 3258.12 | 3258.12 | 3258.12 | 3258.12
| Panhandle Wind, Peak Average Capacity Contribution (29% of installed capacity) | 4410.43 | 1278.233 | 1278.233 | 1278.233 | 1278.233 | 1278.233 | 1278.233 | 1278.233 | 1278.233 | 1278.233 | 1278.233
| Other Wind, Peak Average Capacity Contribution (22% of installed capacity) | 28098.53 | 6128.298 | 6128.298 | 6128.298 | 6128.298 | 6128.298 | 6128.298 | 6128.298 | 6128.298 | 6128.298 | 6128.298
| Solar Utility-Scale, Peak Average Capacity Contribution (76% of installed capacity) | 19851.03 | 14975.8 | 14975.8 | 14975.8 | 14975.8 | 14975.8 | 14975.8 | 14975.8 | 14975.8 | 14975.8 | 14975.8
| Storage, Peak Average Capacity Contribution | 4099.86 | 0 | 0 | 0 | 0 | 0 | 0 | 0 | 0 | 0 | 0
| RMR Capacity to be under Contract | 0 | 0 | 0 | 0 | 0 | 0 | 0 | 0 | 0 | 0 | 0
| Capacity Pending Retirement | 0 | 0 | 0 | 0 | 0 | 0 | 0 | 0 | 0 | 0 | 0
| Operational Generation Capacity, MW | 149161.08 | 97550.9292 | 97399.9292 | 97545.9292 | 98158.9292 | 98158.9292 | 98158.9292 | 98158.9292 | 98158.9292 | 98158.9292 | 98158.9292
| Non-Synchronous Ties (Based on average net import contribution during summer 2019 EEA events) | 1220 | 850.34 | 850.34 | 850.34 | 850.34 | 850.34 | 850.34 | 850.34 | 850.34 | 850.34 | 850.34
| Planned Resources (not wind, solar or storage) with Signed IA, Air Permits and Adequate Water Supplies | 846.1 | 505.56 | 723.66 | 723.66 | 723.66 | 723.66 | 723.66 | 723.66 | 723.66 | 723.66 | 723.66
| Planned Coastal Wind with Signed IA, Peak Average Capacity Contribution (60% of installed capacity) | 461.8 | 0 | 0 | 277.08 | 277.08 | 277.08 | 277.08 | 277.08 | 277.08 | 277.08 | 277.08
| Planned Panhandle Wind with Signed IA, Peak Average Capacity Contribution (29% of installed capacity) | 848.2 | 74.849 | 197.722 | 245.978 | 245.978 | 245.978 | 245.978 | 245.978 | 245.978 | 245.978 | 245.978
| Planned Other Wind with Signed IA, Peak Average Capacity Contribution (22% of installed capacity) | 3342.53 | 287.2606 | 436.9266 | 652.8346 | 735.3566 | 735.3566 | 735.3566 | 735.3566 | 735.3566 | 735.3566 | 735.3566
| Planned Solar Utility-Scale, Peak Average Capacity Contribution (76% of installed capacity) | 34704.5 | 4339.6 | 18707.552 | 25282.16 | 26375.42 | 26375.42 | 26375.42 | 26375.42 | 26375.42 | 26375.42 | 26375.42
| Planned Storage, Peak Average Capacity Contribution | 15780.07 | 0 | 0 | 0 | 0 | 0 | 0 | 0 | 0 | 0 | 0
| Planned Generation Capacity, MW | 55983.2 | 5207.2696 | 20065.8606 | 27181.7126 | 28357.4946 | 28357.4946 | 28357.4946 | 28357.4946 | 28357.4946 | 28357.4946 | 28357.4946
| Total Capacity, MW | 206364.28 | 103608.5388 | 118316.1298 | 125577.9818 | 127366.7638 | 127366.7638 | 127366.7638 | 127366.7638 | 127366.7638 | 127366.7638 | 127366.7638
|  |  | 2024 | 2025 | 2026 | 2027 | 2028 | 2029 | 2030 | 2031 | 2032 | 2033
| Reserve Margin |  | 29.43% | 46.74% | 54.07% | 54.76% | 51.7% | 49% | 47.33% | 44.51% | 41.86% | 39.34%
(Total Resources - Firm Load Forecast) / Firm Load Forecast
Note on Installed Capacities: Installed capacity ratings are based on the maximum power that a generating unit can produce during normal sustained operating conditions as specified by the equipment manufacturer.

## SummerCapacities
Unit Megawatt Capacities - Summer
| UNIT NAME | INR | UNIT CODE | COUNTY | FUEL | ZONE | IN SERVICE | INSTALLED CAPACITY RATING (MW) | 2024 | 2025 | 2026 | 2027 | 2028 | 2029 | 2030 | 2031 | 2032 | 2033
Operational Resources (Thermal)
4 | COMANCHE PEAK U1 |  | CPSES_UNIT1 | SOMERVELL | NUCLEAR | NORTH | 1990 | 1269 | 1205 | 1205 | 1205 | 1205 | 1205 | 1205 | 1205 | 1205 | 1205 | 1205
5 | COMANCHE PEAK U2 |  | CPSES_UNIT2 | SOMERVELL | NUCLEAR | NORTH | 1993 | 1269 | 1195 | 1195 | 1195 | 1195 | 1195 | 1195 | 1195 | 1195 | 1195 | 1195
6 | SOUTH TEXAS U1 |  | STP_STP_G1 | MATAGORDA | NUCLEAR | COASTAL | 1988 | 1365 | 1293.2 | 1293.2 | 1293.2 | 1293.2 | 1293.2 | 1293.2 | 1293.2 | 1293.2 | 1293.2 | 1293.2
7 | SOUTH TEXAS U2 |  | STP_STP_G2 | MATAGORDA | NUCLEAR | COASTAL | 1989 | 1365 | 1280 | 1280 | 1280 | 1280 | 1280 | 1280 | 1280 | 1280 | 1280 | 1280
8 | COLETO CREEK |  | COLETO_COLETOG1 | GOLIAD | COAL | SOUTH | 1980 | 655 | 655 | 655 | 655 | 655 | 655 | 655 | 655 | 655 | 655 | 655
9 | FAYETTE POWER U1 |  | FPPYD1_FPP_G1 | FAYETTE | COAL | SOUTH | 1979 | 615 | 604 | 604 | 604 | 604 | 604 | 604 | 604 | 604 | 604 | 604
10 | FAYETTE POWER U2 |  | FPPYD1_FPP_G2 | FAYETTE | COAL | SOUTH | 1980 | 615 | 599 | 599 | 599 | 599 | 599 | 599 | 599 | 599 | 599 | 599
11 | FAYETTE POWER U2 |  | FPPYD2_FPP_G3 | FAYETTE | COAL | SOUTH | 1988 | 460 | 437 | 437 | 437 | 437 | 437 | 437 | 437 | 437 | 437 | 437
12 | J K SPRUCE U1 |  | CALAVERS_JKS1 | BEXAR | COAL | SOUTH | 1992 | 560 | 560 | 560 | 560 | 560 | 560 | 560 | 560 | 560 | 560 | 560
13 | J K SPRUCE U2 |  | CALAVERS_JKS2 | BEXAR | COAL | SOUTH | 2010 | 922 | 785 | 785 | 785 | 785 | 785 | 785 | 785 | 785 | 785 | 785
14 | LIMESTONE U1 |  | LEG_LEG_G1 | LIMESTONE | COAL | NORTH | 1985 | 893 | 824 | 824 | 824 | 824 | 824 | 824 | 824 | 824 | 824 | 824
15 | LIMESTONE U2 |  | LEG_LEG_G2 | LIMESTONE | COAL | NORTH | 1986 | 956.8 | 836 | 836 | 836 | 836 | 836 | 836 | 836 | 836 | 836 | 836
16 | MARTIN LAKE U1 |  | MLSES_UNIT1 | RUSK | COAL | NORTH | 1977 | 893 | 800 | 800 | 800 | 800 | 800 | 800 | 800 | 800 | 800 | 800
17 | MARTIN LAKE U2 |  | MLSES_UNIT2 | RUSK | COAL | NORTH | 1978 | 893 | 805 | 805 | 805 | 805 | 805 | 805 | 805 | 805 | 805 | 805
18 | MARTIN LAKE U3 |  | MLSES_UNIT3 | RUSK | COAL | NORTH | 1979 | 893 | 805 | 805 | 805 | 805 | 805 | 805 | 805 | 805 | 805 | 805
19 | OAK GROVE SES U1 |  | OGSES_UNIT1A | ROBERTSON | COAL | NORTH | 2010 | 916.8 | 855 | 855 | 855 | 855 | 855 | 855 | 855 | 855 | 855 | 855
20 | OAK GROVE SES U2 |  | OGSES_UNIT2 | ROBERTSON | COAL | NORTH | 2011 | 916.8 | 855 | 855 | 855 | 855 | 855 | 855 | 855 | 855 | 855 | 855
21 | SAN MIGUEL U1 |  | SANMIGL_G1 | ATASCOSA | COAL | SOUTH | 1982 | 430 | 391 | 391 | 391 | 391 | 391 | 391 | 391 | 391 | 391 | 391
22 | SANDY CREEK U1 |  | SCES_UNIT1 | MCLENNAN | COAL | NORTH | 2013 | 1008 | 932.6 | 932.6 | 932.6 | 932.6 | 932.6 | 932.6 | 932.6 | 932.6 | 932.6 | 932.6
23 | TWIN OAKS U1 |  | TNP_ONE_TNP_O_1 | ROBERTSON | COAL | NORTH | 1990 | 174.6 | 155 | 155 | 155 | 155 | 155 | 155 | 155 | 155 | 155 | 155
24 | TWIN OAKS U2 |  | TNP_ONE_TNP_O_2 | ROBERTSON | COAL | NORTH | 1991 | 174.6 | 155 | 155 | 155 | 155 | 155 | 155 | 155 | 155 | 155 | 155
25 | W A PARISH U5 |  | WAP_WAP_G5 | FORT BEND | COAL | HOUSTON | 1977 | 734.1 | 664 | 664 | 664 | 664 | 664 | 664 | 664 | 664 | 664 | 664
26 | W A PARISH U6 |  | WAP_WAP_G6 | FORT BEND | COAL | HOUSTON | 1978 | 734.1 | 663 | 663 | 663 | 663 | 663 | 663 | 663 | 663 | 663 | 663
27 | W A PARISH U7 |  | WAP_WAP_G7 | FORT BEND | COAL | HOUSTON | 1980 | 614.6 | 577 | 577 | 577 | 577 | 577 | 577 | 577 | 577 | 577 | 577
28 | W A PARISH U8 |  | WAP_WAP_G8 | FORT BEND | COAL | HOUSTON | 1982 | 653.99 | 610 | 610 | 610 | 610 | 610 | 610 | 610 | 610 | 610 | 610
29 | ARTHUR VON ROSENBERG 1 CTG 1 |  | BRAUNIG_AVR1_CT1 | BEXAR | GAS-CC | SOUTH | 2000 | 199.2 | 178.2 | 178.2 | 178.2 | 178.2 | 178.2 | 178.2 | 178.2 | 178.2 | 178.2 | 178.2
30 | ARTHUR VON ROSENBERG 1 CTG 2 |  | BRAUNIG_AVR1_CT2 | BEXAR | GAS-CC | SOUTH | 2000 | 195 | 164 | 164 | 164 | 164 | 164 | 164 | 164 | 164 | 164 | 164
31 | ARTHUR VON ROSENBERG 1 STG |  | BRAUNIG_AVR1_ST | BEXAR | GAS-CC | SOUTH | 2000 | 222 | 197.5 | 197.5 | 197.5 | 197.5 | 197.5 | 197.5 | 197.5 | 197.5 | 197.5 | 197.5
32 | ATKINS CTG 7 |  | ATKINS_ATKINSG7 | BRAZOS | GAS-GT | NORTH | 1973 | 21 | 18 | 18 | 18 | 18 | 18 | 18 | 18 | 18 | 18 | 18
33 | BARNEY M DAVIS CTG 3 |  | B_DAVIS_B_DAVIG3 | NUECES | GAS-CC | COASTAL | 2010 | 189.55 | 157 | 157 | 157 | 157 | 157 | 157 | 157 | 157 | 157 | 157
34 | BARNEY M DAVIS CTG 4 |  | B_DAVIS_B_DAVIG4 | NUECES | GAS-CC | COASTAL | 2010 | 189.55 | 157 | 157 | 157 | 157 | 157 | 157 | 157 | 157 | 157 | 157
35 | BARNEY M DAVIS STG 1 |  | B_DAVIS_B_DAVIG1 | NUECES | GAS-ST | COASTAL | 1974 | 352.8 | 292 | 292 | 292 | 292 | 292 | 292 | 292 | 292 | 292 | 292
36 | BARNEY M DAVIS STG 2 |  | B_DAVIS_B_DAVIG2 | NUECES | GAS-CC | COASTAL | 1976 | 351 | 319 | 319 | 319 | 319 | 319 | 319 | 319 | 319 | 319 | 319
37 | BASTROP ENERGY CENTER CTG 1 |  | BASTEN_GTG1100 | BASTROP | GAS-CC | SOUTH | 2002 | 188 | 171 | 171 | 171 | 171 | 171 | 171 | 171 | 171 | 171 | 171
38 | BASTROP ENERGY CENTER CTG 2 |  | BASTEN_GTG2100 | BASTROP | GAS-CC | SOUTH | 2002 | 188 | 171 | 171 | 171 | 171 | 171 | 171 | 171 | 171 | 171 | 171
39 | BASTROP ENERGY CENTER STG |  | BASTEN_ST0100 | BASTROP | GAS-CC | SOUTH | 2002 | 242 | 233 | 233 | 233 | 233 | 233 | 233 | 233 | 233 | 233 | 233
40 | BEACHWOOD POWER STATION U1 |  | BCH_UNIT1 | BRAZORIA | GAS-GT | COASTAL | 2022 | 60.5 | 44.6 | 44.6 | 44.6 | 44.6 | 44.6 | 44.6 | 44.6 | 44.6 | 44.6 | 44.6
41 | BEACHWOOD POWER STATION U2 |  | BCH_UNIT2 | BRAZORIA | GAS-GT | COASTAL | 2022 | 60.5 | 44.6 | 44.6 | 44.6 | 44.6 | 44.6 | 44.6 | 44.6 | 44.6 | 44.6 | 44.6
42 | BEACHWOOD POWER STATION U3 |  | BCH_UNIT3 | BRAZORIA | GAS-GT | COASTAL | 2022 | 60.5 | 44.6 | 44.6 | 44.6 | 44.6 | 44.6 | 44.6 | 44.6 | 44.6 | 44.6 | 44.6
43 | BEACHWOOD POWER STATION U4 |  | BCH_UNIT4 | BRAZORIA | GAS-GT | COASTAL | 2022 | 60.5 | 44.6 | 44.6 | 44.6 | 44.6 | 44.6 | 44.6 | 44.6 | 44.6 | 44.6 | 44.6
44 | BEACHWOOD POWER STATION U5 |  | BCH_UNIT5 | BRAZORIA | GAS-GT | COASTAL | 2022 | 60.5 | 44.6 | 44.6 | 44.6 | 44.6 | 44.6 | 44.6 | 44.6 | 44.6 | 44.6 | 44.6
45 | BEACHWOOD POWER STATION U6 |  | BCH_UNIT6 | BRAZORIA | GAS-GT | COASTAL | 2022 | 60.5 | 44.6 | 44.6 | 44.6 | 44.6 | 44.6 | 44.6 | 44.6 | 44.6 | 44.6 | 44.6
46 | BOSQUE ENERGY CENTER CTG 1 |  | BOSQUESW_BSQSU_1 | BOSQUE | GAS-CC | NORTH | 2000 | 188.7 | 143 | 143 | 143 | 143 | 143 | 143 | 143 | 143 | 143 | 143
47 | BOSQUE ENERGY CENTER CTG 2 |  | BOSQUESW_BSQSU_2 | BOSQUE | GAS-CC | NORTH | 2000 | 188.7 | 143 | 143 | 143 | 143 | 143 | 143 | 143 | 143 | 143 | 143
48 | BOSQUE ENERGY CENTER CTG 3 |  | BOSQUESW_BSQSU_3 | BOSQUE | GAS-CC | NORTH | 2001 | 188.7 | 145 | 145 | 145 | 145 | 145 | 145 | 145 | 145 | 145 | 145
49 | BOSQUE ENERGY CENTER STG 4 |  | BOSQUESW_BSQSU_4 | BOSQUE | GAS-CC | NORTH | 2001 | 94.95 | 79.5 | 79.5 | 79.5 | 79.5 | 79.5 | 79.5 | 79.5 | 79.5 | 79.5 | 79.5
50 | BOSQUE ENERGY CENTER STG 5 |  | BOSQUESW_BSQSU_5 | BOSQUE | GAS-CC | NORTH | 2009 | 254.15 | 213.5 | 213.5 | 213.5 | 213.5 | 213.5 | 213.5 | 213.5 | 213.5 | 213.5 | 213.5
51 | BRAZOS VALLEY CTG 1 |  | BVE_UNIT1 | FORT BEND | GAS-CC | HOUSTON | 2003 | 198.9 | 149.7 | 149.7 | 149.7 | 149.7 | 149.7 | 149.7 | 149.7 | 149.7 | 149.7 | 149.7
52 | BRAZOS VALLEY CTG 2 |  | BVE_UNIT2 | FORT BEND | GAS-CC | HOUSTON | 2003 | 198.9 | 149.7 | 149.7 | 149.7 | 149.7 | 149.7 | 149.7 | 149.7 | 149.7 | 149.7 | 149.7
53 | BRAZOS VALLEY STG 3 |  | BVE_UNIT3 | FORT BEND | GAS-CC | HOUSTON | 2003 | 275.57 | 257.9 | 257.9 | 257.9 | 257.9 | 257.9 | 257.9 | 257.9 | 257.9 | 257.9 | 257.9
54 | BROTMAN POWER STATION U1 |  | BTM_UNIT1 | BRAZORIA | GAS-GT | COASTAL | 2023 | 60.5 | 44.6 | 44.6 | 44.6 | 44.6 | 44.6 | 44.6 | 44.6 | 44.6 | 44.6 | 44.6
55 | BROTMAN POWER STATION U2 |  | BTM_UNIT2 | BRAZORIA | GAS-GT | COASTAL | 2023 | 60.5 | 44.6 | 44.6 | 44.6 | 44.6 | 44.6 | 44.6 | 44.6 | 44.6 | 44.6 | 44.6
56 | BROTMAN POWER STATION U3 |  | BTM_UNIT3 | BRAZORIA | GAS-GT | COASTAL | 2023 | 60.5 | 44.6 | 44.6 | 44.6 | 44.6 | 44.6 | 44.6 | 44.6 | 44.6 | 44.6 | 44.6
57 | BROTMAN POWER STATION U4 |  | BTM_UNIT4 | BRAZORIA | GAS-GT | COASTAL | 2023 | 60.5 | 44.6 | 44.6 | 44.6 | 44.6 | 44.6 | 44.6 | 44.6 | 44.6 | 44.6 | 44.6
58 | BROTMAN POWER STATION U5 |  | BTM_UNIT5 | BRAZORIA | GAS-GT | COASTAL | 2023 | 60.5 | 44.6 | 44.6 | 44.6 | 44.6 | 44.6 | 44.6 | 44.6 | 44.6 | 44.6 | 44.6
59 | BROTMAN POWER STATION U6 |  | BTM_UNIT6 | BRAZORIA | GAS-GT | COASTAL | 2023 | 60.5 | 44.6 | 44.6 | 44.6 | 44.6 | 44.6 | 44.6 | 44.6 | 44.6 | 44.6 | 44.6
60 | BROTMAN POWER STATION U7 |  | BTM_UNIT7 | BRAZORIA | GAS-GT | COASTAL | 2023 | 60.5 | 44.6 | 44.6 | 44.6 | 44.6 | 44.6 | 44.6 | 44.6 | 44.6 | 44.6 | 44.6
61 | BROTMAN POWER STATION U8 |  | BTM_UNIT8 | BRAZORIA | GAS-GT | COASTAL | 2023 | 60.5 | 44.6 | 44.6 | 44.6 | 44.6 | 44.6 | 44.6 | 44.6 | 44.6 | 44.6 | 44.6
62 | CALENERGY-FALCON SEABOARD CTG 1 |  | FLCNS_UNIT1 | HOWARD | GAS-GT | WEST | 1987 | 75 | 75 | 75 | 75 | 75 | 75 | 75 | 75 | 75 | 75 | 75
63 | CALENERGY-FALCON SEABOARD CTG 2 |  | FLCNS_UNIT2 | HOWARD | GAS-GT | WEST | 1987 | 75 | 75 | 75 | 75 | 75 | 75 | 75 | 75 | 75 | 75 | 75
64 | CALHOUN (PORT COMFORT) CTG 1 |  | CALHOUN_UNIT1 | CALHOUN | GAS-GT | COASTAL | 2017 | 60.5 | 44 | 44 | 44 | 44 | 44 | 44 | 44 | 44 | 44 | 44
65 | CALHOUN (PORT COMFORT) CTG 2 |  | CALHOUN_UNIT2 | CALHOUN | GAS-GT | COASTAL | 2017 | 60.5 | 44 | 44 | 44 | 44 | 44 | 44 | 44 | 44 | 44 | 44
66 | CASTLEMAN CHAMON CTG 1 |  | CHAMON_CTG_0101 | HARRIS | GAS-GT | HOUSTON | 2017 | 60.5 | 44 | 44 | 44 | 44 | 44 | 44 | 44 | 44 | 44 | 44
67 | CASTLEMAN CHAMON CTG 2 |  | CHAMON_CTG_0301 | HARRIS | GAS-GT | HOUSTON | 2017 | 60.5 | 44 | 44 | 44 | 44 | 44 | 44 | 44 | 44 | 44 | 44
68 | CEDAR BAYOU 4 CTG 1 |  | CBY4_CT41 | CHAMBERS | GAS-CC | HOUSTON | 2009 | 205 | 163 | 163 | 163 | 163 | 163 | 163 | 163 | 163 | 163 | 163
69 | CEDAR BAYOU 4 CTG 2 |  | CBY4_CT42 | CHAMBERS | GAS-CC | HOUSTON | 2009 | 205 | 163 | 163 | 163 | 163 | 163 | 163 | 163 | 163 | 163 | 163
70 | CEDAR BAYOU 4 STG |  | CBY4_ST04 | CHAMBERS | GAS-CC | HOUSTON | 2009 | 205 | 178 | 178 | 178 | 178 | 178 | 178 | 178 | 178 | 178 | 178
71 | CEDAR BAYOU STG 1 |  | CBY_CBY_G1 | CHAMBERS | GAS-ST | HOUSTON | 1970 | 765 | 745 | 745 | 745 | 745 | 745 | 745 | 745 | 745 | 745 | 745
72 | CEDAR BAYOU STG 2 |  | CBY_CBY_G2 | CHAMBERS | GAS-ST | HOUSTON | 1972 | 765 | 749 | 749 | 749 | 749 | 749 | 749 | 749 | 749 | 749 | 749
73 | COLORADO BEND ENERGY CENTER CTG 1 |  | CBEC_GT1 | WHARTON | GAS-CC | SOUTH | 2007 | 86.5 | 81.5 | 81.5 | 81.5 | 81.5 | 81.5 | 81.5 | 81.5 | 81.5 | 81.5 | 81.5
74 | COLORADO BEND ENERGY CENTER CTG 2 |  | CBEC_GT2 | WHARTON | GAS-CC | SOUTH | 2007 | 86.5 | 74.8 | 74.8 | 74.8 | 74.8 | 74.8 | 74.8 | 74.8 | 74.8 | 74.8 | 74.8
75 | COLORADO BEND ENERGY CENTER CTG 3 |  | CBEC_GT3 | WHARTON | GAS-CC | SOUTH | 2008 | 86.5 | 82.1 | 82.1 | 82.1 | 82.1 | 82.1 | 82.1 | 82.1 | 82.1 | 82.1 | 82.1
76 | COLORADO BEND ENERGY CENTER CTG 4 |  | CBEC_GT4 | WHARTON | GAS-CC | SOUTH | 2008 | 86.5 | 75.9 | 75.9 | 75.9 | 75.9 | 75.9 | 75.9 | 75.9 | 75.9 | 75.9 | 75.9
77 | COLORADO BEND ENERGY CENTER STG 1 |  | CBEC_STG1 | WHARTON | GAS-CC | SOUTH | 2007 | 107.2 | 103.2 | 103.2 | 103.2 | 103.2 | 103.2 | 103.2 | 103.2 | 103.2 | 103.2 | 103.2
78 | COLORADO BEND ENERGY CENTER STG 2 |  | CBEC_STG2 | WHARTON | GAS-CC | SOUTH | 2008 | 110.7 | 107.6 | 107.6 | 107.6 | 107.6 | 107.6 | 107.6 | 107.6 | 107.6 | 107.6 | 107.6
79 | COLORADO BEND II CTG 7 |  | CBECII_CT7 | WHARTON | GAS-CC | SOUTH | 2017 | 360.9 | 329.3 | 329.3 | 329.3 | 329.3 | 329.3 | 329.3 | 329.3 | 329.3 | 329.3 | 329.3
80 | COLORADO BEND II CTG 8 |  | CBECII_CT8 | WHARTON | GAS-CC | SOUTH | 2017 | 360.9 | 335 | 335 | 335 | 335 | 335 | 335 | 335 | 335 | 335 | 335
81 | COLORADO BEND II STG 9 |  | CBECII_STG9 | WHARTON | GAS-CC | SOUTH | 2017 | 508.5 | 478.4 | 478.4 | 478.4 | 478.4 | 478.4 | 478.4 | 478.4 | 478.4 | 478.4 | 478.4
82 | COLORADO BEND ENERGY CENTER CTG 11 |  | CBEC_GT11 | WHARTON | GAS-GT | HOUSTON | 2023 | 39 | 39 | 39 | 39 | 39 | 39 | 39 | 39 | 39 | 39 | 39
83 | COLORADO BEND ENERGY CENTER CTG 12 |  | CBEC_GT12 | WHARTON | GAS-GT | HOUSTON | 2023 | 39 | 39 | 39 | 39 | 39 | 39 | 39 | 39 | 39 | 39 | 39
84 | CVC CHANNELVIEW CTG 1 |  | CVC_CVC_G1 | HARRIS | GAS-CC | HOUSTON | 2002 | 192.1 | 169 | 169 | 169 | 169 | 169 | 169 | 169 | 169 | 169 | 169
85 | CVC CHANNELVIEW CTG 2 |  | CVC_CVC_G2 | HARRIS | GAS-CC | HOUSTON | 2002 | 192.1 | 165 | 165 | 165 | 165 | 165 | 165 | 165 | 165 | 165 | 165
86 | CVC CHANNELVIEW CTG 3 |  | CVC_CVC_G3 | HARRIS | GAS-CC | HOUSTON | 2002 | 192.1 | 165 | 165 | 165 | 165 | 165 | 165 | 165 | 165 | 165 | 165
87 | CVC CHANNELVIEW STG 5 |  | CVC_CVC_G5 | HARRIS | GAS-CC | HOUSTON | 2002 | 150 | 144 | 144 | 144 | 144 | 144 | 144 | 144 | 144 | 144 | 144
88 | DANSBY CTG 2 |  | DANSBY_DANSBYG2 | BRAZOS | GAS-GT | NORTH | 2004 | 48 | 45 | 45 | 45 | 45 | 45 | 45 | 45 | 45 | 45 | 45
89 | DANSBY CTG 3 |  | DANSBY_DANSBYG3 | BRAZOS | GAS-GT | NORTH | 2010 | 50 | 47 | 47 | 47 | 47 | 47 | 47 | 47 | 47 | 47 | 47
90 | DANSBY STG 1 |  | DANSBY_DANSBYG1 | BRAZOS | GAS-ST | NORTH | 1978 | 120 | 107 | 107 | 107 | 107 | 107 | 107 | 107 | 107 | 107 | 107
91 | DECKER CREEK CTG 1 |  | DECKER_DPGT_1 | TRAVIS | GAS-GT | SOUTH | 1989 | 56.7 | 48 | 48 | 48 | 48 | 48 | 48 | 48 | 48 | 48 | 48
92 | DECKER CREEK CTG 2 |  | DECKER_DPGT_2 | TRAVIS | GAS-GT | SOUTH | 1989 | 56.7 | 48 | 48 | 48 | 48 | 48 | 48 | 48 | 48 | 48 | 48
93 | DECKER CREEK CTG 3 |  | DECKER_DPGT_3 | TRAVIS | GAS-GT | SOUTH | 1989 | 56.7 | 48 | 48 | 48 | 48 | 48 | 48 | 48 | 48 | 48 | 48
94 | DECKER CREEK CTG 4 |  | DECKER_DPGT_4 | TRAVIS | GAS-GT | SOUTH | 1989 | 56.7 | 48 | 48 | 48 | 48 | 48 | 48 | 48 | 48 | 48 | 48
95 | DECORDOVA CTG 1 |  | DCSES_CT10 | HOOD | GAS-GT | NORTH | 1990 | 89.48 | 69 | 69 | 69 | 69 | 69 | 69 | 69 | 69 | 69 | 69
96 | DECORDOVA CTG 2 |  | DCSES_CT20 | HOOD | GAS-GT | NORTH | 1990 | 89.48 | 69 | 69 | 69 | 69 | 69 | 69 | 69 | 69 | 69 | 69
97 | DECORDOVA CTG 3 |  | DCSES_CT30 | HOOD | GAS-GT | NORTH | 1990 | 89.48 | 68 | 68 | 68 | 68 | 68 | 68 | 68 | 68 | 68 | 68
98 | DECORDOVA CTG 4 |  | DCSES_CT40 | HOOD | GAS-GT | NORTH | 1990 | 89.48 | 69 | 69 | 69 | 69 | 69 | 69 | 69 | 69 | 69 | 69
99 | DEER PARK ENERGY CENTER CTG 1 |  | DDPEC_GT1 | HARRIS | GAS-CC | HOUSTON | 2002 | 203 | 172 | 172 | 172 | 172 | 172 | 172 | 172 | 172 | 172 | 172
100 | DEER PARK ENERGY CENTER CTG 2 |  | DDPEC_GT2 | HARRIS | GAS-CC | HOUSTON | 2002 | 215 | 182 | 182 | 182 | 182 | 182 | 182 | 182 | 182 | 182 | 182
101 | DEER PARK ENERGY CENTER CTG 3 |  | DDPEC_GT3 | HARRIS | GAS-CC | HOUSTON | 2002 | 203 | 172 | 172 | 172 | 172 | 172 | 172 | 172 | 172 | 172 | 172
102 | DEER PARK ENERGY CENTER CTG 4 |  | DDPEC_GT4 | HARRIS | GAS-CC | HOUSTON | 2002 | 215 | 182 | 182 | 182 | 182 | 182 | 182 | 182 | 182 | 182 | 182
103 | DEER PARK ENERGY CENTER CTG 6 |  | DDPEC_GT6 | HARRIS | GAS-CC | HOUSTON | 2014 | 199 | 156 | 156 | 156 | 156 | 156 | 156 | 156 | 156 | 156 | 156
104 | DEER PARK ENERGY CENTER STG 1 |  | DDPEC_ST1 | HARRIS | GAS-CC | HOUSTON | 2002 | 290 | 287 | 287 | 287 | 287 | 287 | 287 | 287 | 287 | 287 | 287
105 | DENTON ENERGY CENTER IC A |  | DEC_AGR_A | DENTON | GAS-IC | NORTH | 2018 | 56.45 | 56.5 | 56.5 | 56.5 | 56.5 | 56.5 | 56.5 | 56.5 | 56.5 | 56.5 | 56.5
106 | DENTON ENERGY CENTER IC B |  | DEC_AGR_B | DENTON | GAS-IC | NORTH | 2018 | 56.45 | 56.5 | 56.5 | 56.5 | 56.5 | 56.5 | 56.5 | 56.5 | 56.5 | 56.5 | 56.5
107 | DENTON ENERGY CENTER IC C |  | DEC_AGR_C | DENTON | GAS-IC | NORTH | 2018 | 56.45 | 56.5 | 56.5 | 56.5 | 56.5 | 56.5 | 56.5 | 56.5 | 56.5 | 56.5 | 56.5
108 | DENTON ENERGY CENTER IC D |  | DEC_AGR_D | DENTON | GAS-IC | NORTH | 2018 | 56.45 | 56.5 | 56.5 | 56.5 | 56.5 | 56.5 | 56.5 | 56.5 | 56.5 | 56.5 | 56.5
109 | ECTOR COUNTY ENERGY CTG 1 |  | ECEC_G1 | ECTOR | GAS-GT | WEST | 2015 | 179.35 | 147 | 147 | 147 | 147 | 147 | 147 | 147 | 147 | 147 | 147
110 | ECTOR COUNTY ENERGY CTG 2 |  | ECEC_G2 | ECTOR | GAS-GT | WEST | 2015 | 179.35 | 147 | 147 | 147 | 147 | 147 | 147 | 147 | 147 | 147 | 147
111 | ELK STATION IC 3 |  | AEEC_ELK_3 | HALE | GAS-IC | PANHANDLE | 2016 | 202 | 190 | 190 | 190 | 190 | 190 | 190 | 190 | 190 | 190 | 190
112 | ENNIS POWER STATION CTG 2 |  | ETCCS_CT1 | ELLIS | GAS-CC | NORTH | 2002 | 260 | 204 | 204 | 204 | 204 | 204 | 204 | 204 | 204 | 204 | 204
113 | ENNIS POWER STATION STG 1 |  | ETCCS_UNIT1 | ELLIS | GAS-CC | NORTH | 2002 | 140 | 115 | 115 | 115 | 115 | 115 | 115 | 115 | 115 | 115 | 115
114 | EXTEX LAPORTE GEN STN CTG 1 |  | AZ_AZ_G1 | HARRIS | GAS-GT | HOUSTON | 2009 | 40 | 36 | 36 | 36 | 36 | 36 | 36 | 36 | 36 | 36 | 36
115 | EXTEX LAPORTE GEN STN CTG 2 |  | AZ_AZ_G2 | HARRIS | GAS-GT | HOUSTON | 2009 | 40 | 36 | 36 | 36 | 36 | 36 | 36 | 36 | 36 | 36 | 36
116 | EXTEX LAPORTE GEN STN CTG 3 |  | AZ_AZ_G3 | HARRIS | GAS-GT | HOUSTON | 2009 | 40 | 36 | 36 | 36 | 36 | 36 | 36 | 36 | 36 | 36 | 36
117 | EXTEX LAPORTE GEN STN CTG 4 |  | AZ_AZ_G4 | HARRIS | GAS-GT | HOUSTON | 2009 | 40 | 36 | 36 | 36 | 36 | 36 | 36 | 36 | 36 | 36 | 36
118 | FERGUSON REPLACEMENT CTG 1 |  | FERGCC_FERGGT1 | LLANO | GAS-CC | SOUTH | 2014 | 185.3 | 169 | 169 | 169 | 169 | 169 | 169 | 169 | 169 | 169 | 169
119 | FERGUSON REPLACEMENT CTG 2 |  | FERGCC_FERGGT2 | LLANO | GAS-CC | SOUTH | 2014 | 185.3 | 169 | 169 | 169 | 169 | 169 | 169 | 169 | 169 | 169 | 169
120 | FERGUSON REPLACEMENT STG 1 |  | FERGCC_FERGST1 | LLANO | GAS-CC | SOUTH | 2014 | 204 | 182 | 182 | 182 | 182 | 182 | 182 | 182 | 182 | 182 | 182
121 | FORNEY ENERGY CENTER CTG 11 |  | FRNYPP_GT11 | KAUFMAN | GAS-CC | NORTH | 2003 | 196.7 | 165 | 165 | 165 | 165 | 165 | 165 | 165 | 165 | 165 | 165
122 | FORNEY ENERGY CENTER CTG 12 |  | FRNYPP_GT12 | KAUFMAN | GAS-CC | NORTH | 2003 | 196.7 | 157 | 157 | 157 | 157 | 157 | 157 | 157 | 157 | 157 | 157
123 | FORNEY ENERGY CENTER CTG 13 |  | FRNYPP_GT13 | KAUFMAN | GAS-CC | NORTH | 2003 | 196.7 | 157 | 157 | 157 | 157 | 157 | 157 | 157 | 157 | 157 | 157
124 | FORNEY ENERGY CENTER CTG 21 |  | FRNYPP_GT21 | KAUFMAN | GAS-CC | NORTH | 2003 | 196.7 | 165 | 165 | 165 | 165 | 165 | 165 | 165 | 165 | 165 | 165
125 | FORNEY ENERGY CENTER CTG 22 |  | FRNYPP_GT22 | KAUFMAN | GAS-CC | NORTH | 2003 | 196.7 | 157 | 157 | 157 | 157 | 157 | 157 | 157 | 157 | 157 | 157
126 | FORNEY ENERGY CENTER CTG 23 |  | FRNYPP_GT23 | KAUFMAN | GAS-CC | NORTH | 2003 | 196.7 | 157 | 157 | 157 | 157 | 157 | 157 | 157 | 157 | 157 | 157
127 | FORNEY ENERGY CENTER STG 10 |  | FRNYPP_ST10 | KAUFMAN | GAS-CC | NORTH | 2003 | 422 | 406 | 406 | 406 | 406 | 406 | 406 | 406 | 406 | 406 | 406
128 | FORNEY ENERGY CENTER STG 20 |  | FRNYPP_ST20 | KAUFMAN | GAS-CC | NORTH | 2003 | 422 | 406 | 406 | 406 | 406 | 406 | 406 | 406 | 406 | 406 | 406
129 | FREESTONE ENERGY CENTER CTG 1 |  | FREC_GT1 | FREESTONE | GAS-CC | NORTH | 2002 | 179.35 | 147 | 147 | 147 | 147 | 147 | 147 | 147 | 147 | 147 | 147
130 | FREESTONE ENERGY CENTER CTG 2 |  | FREC_GT2 | FREESTONE | GAS-CC | NORTH | 2002 | 179.35 | 147 | 147 | 147 | 147 | 147 | 147 | 147 | 147 | 147 | 147
131 | FREESTONE ENERGY CENTER CTG 4 |  | FREC_GT4 | FREESTONE | GAS-CC | NORTH | 2002 | 179.35 | 145 | 145 | 145 | 145 | 145 | 145 | 145 | 145 | 145 | 145
132 | FREESTONE ENERGY CENTER CTG 5 |  | FREC_GT5 | FREESTONE | GAS-CC | NORTH | 2002 | 179.35 | 145 | 145 | 145 | 145 | 145 | 145 | 145 | 145 | 145 | 145
133 | FREESTONE ENERGY CENTER STG 3 |  | FREC_ST3 | FREESTONE | GAS-CC | NORTH | 2002 | 190.74 | 169 | 169 | 169 | 169 | 169 | 169 | 169 | 169 | 169 | 169
134 | FREESTONE ENERGY CENTER STG 6 |  | FREC_ST6 | FREESTONE | GAS-CC | NORTH | 2002 | 190.74 | 168 | 168 | 168 | 168 | 168 | 168 | 168 | 168 | 168 | 168
135 | FRIENDSWOOD G CTG 1 (FORMERLY TEJAS POWER GENERATION) |  | FEGC_UNIT1 | HARRIS | GAS-GT | HOUSTON | 2018 | 129 | 119 | 119 | 119 | 119 | 119 | 119 | 119 | 119 | 119 | 119
136 | FRONTERA ENERGY CENTER CTG 1 |  | FRONT_EC_CT1 | HIDALGO | GAS-CC | SOUTH | 2023 | 177 | 177 | 177 | 177 | 177 | 177 | 177 | 177 | 177 | 177 | 177
137 | FRONTERA ENERGY CENTER CTG 2 |  | FRONT_EC_CT2 | HIDALGO | GAS-CC | SOUTH | 2023 | 177 | 177 | 177 | 177 | 177 | 177 | 177 | 177 | 177 | 177 | 177
138 | FRONTERA ENERGY CENTER STG |  | FRONT_EC_ST | HIDALGO | GAS-CC | SOUTH | 2023 | 184.5 | 184.5 | 184.5 | 184.5 | 184.5 | 184.5 | 184.5 | 184.5 | 184.5 | 184.5 | 184.5
139 | GRAHAM STG 1 |  | GRSES_UNIT1 | YOUNG | GAS-ST | WEST | 1960 | 239 | 239 | 239 | 239 | 239 | 239 | 239 | 239 | 239 | 239 | 239
140 | GRAHAM STG 2 |  | GRSES_UNIT2 | YOUNG | GAS-ST | WEST | 1969 | 390 | 390 | 390 | 390 | 390 | 390 | 390 | 390 | 390 | 390 | 390
141 | GREENS BAYOU CTG 73 |  | GBY_GBYGT73 | HARRIS | GAS-GT | HOUSTON | 1976 | 72 | 57 | 57 | 57 | 57 | 57 | 57 | 57 | 57 | 57 | 57
142 | GREENS BAYOU CTG 74 |  | GBY_GBYGT74 | HARRIS | GAS-GT | HOUSTON | 1976 | 72 | 53 | 53 | 53 | 53 | 53 | 53 | 53 | 53 | 53 | 53
143 | GREENS BAYOU CTG 81 |  | GBY_GBYGT81 | HARRIS | GAS-GT | HOUSTON | 1976 | 72 | 53 | 53 | 53 | 53 | 53 | 53 | 53 | 53 | 53 | 53
144 | GREENS BAYOU CTG 82 |  | GBY_GBYGT82 | HARRIS | GAS-GT | HOUSTON | 1976 | 72 | 47 | 47 | 47 | 47 | 47 | 47 | 47 | 47 | 47 | 47
145 | GREENS BAYOU CTG 83 |  | GBY_GBYGT83 | HARRIS | GAS-GT | HOUSTON | 1976 | 72 | 61 | 61 | 61 | 61 | 61 | 61 | 61 | 61 | 61 | 61
146 | GREENS BAYOU CTG 84 |  | GBY_GBYGT84 | HARRIS | GAS-GT | HOUSTON | 1976 | 72 | 56 | 56 | 56 | 56 | 56 | 56 | 56 | 56 | 56 | 56
147 | GREENVILLE IC ENGINE PLANT IC 1 |  | STEAM_ENGINE_1 | HUNT | GAS-IC | NORTH | 2010 | 8.44 | 8.2 | 8.2 | 8.2 | 8.2 | 8.2 | 8.2 | 8.2 | 8.2 | 8.2 | 8.2
148 | GREENVILLE IC ENGINE PLANT IC 2 |  | STEAM_ENGINE_2 | HUNT | GAS-IC | NORTH | 2010 | 8.44 | 8.2 | 8.2 | 8.2 | 8.2 | 8.2 | 8.2 | 8.2 | 8.2 | 8.2 | 8.2
149 | GREENVILLE IC ENGINE PLANT IC 3 |  | STEAM_ENGINE_3 | HUNT | GAS-IC | NORTH | 2010 | 8.44 | 8.2 | 8.2 | 8.2 | 8.2 | 8.2 | 8.2 | 8.2 | 8.2 | 8.2 | 8.2
150 | GREGORY POWER PARTNERS GT1 |  | LGE_LGE_GT1 | SAN PATRICIO | GAS-CC | COASTAL | 2000 | 185 | 145 | 145 | 145 | 145 | 145 | 145 | 145 | 145 | 145 | 145
151 | GREGORY POWER PARTNERS GT2 |  | LGE_LGE_GT2 | SAN PATRICIO | GAS-CC | COASTAL | 2000 | 185 | 145 | 145 | 145 | 145 | 145 | 145 | 145 | 145 | 145 | 145
152 | GREGORY POWER PARTNERS STG |  | LGE_LGE_STG | SAN PATRICIO | GAS-CC | COASTAL | 2000 | 100 | 75 | 75 | 75 | 75 | 75 | 75 | 75 | 75 | 75 | 75
153 | GUADALUPE ENERGY CENTER CTG 1 |  | GUADG_GAS1 | GUADALUPE | GAS-CC | SOUTH | 2000 | 181 | 143 | 143 | 143 | 143 | 143 | 143 | 143 | 143 | 143 | 143
154 | GUADALUPE ENERGY CENTER CTG 2 |  | GUADG_GAS2 | GUADALUPE | GAS-CC | SOUTH | 2000 | 181 | 143 | 143 | 143 | 143 | 143 | 143 | 143 | 143 | 143 | 143
155 | GUADALUPE ENERGY CENTER CTG 3 |  | GUADG_GAS3 | GUADALUPE | GAS-CC | SOUTH | 2000 | 181 | 141 | 141 | 141 | 141 | 141 | 141 | 141 | 141 | 141 | 141
156 | GUADALUPE ENERGY CENTER CTG 4 |  | GUADG_GAS4 | GUADALUPE | GAS-CC | SOUTH | 2000 | 181 | 141 | 141 | 141 | 141 | 141 | 141 | 141 | 141 | 141 | 141
157 | GUADALUPE ENERGY CENTER STG 5 |  | GUADG_STM5 | GUADALUPE | GAS-CC | SOUTH | 2000 | 204 | 198 | 198 | 198 | 198 | 198 | 198 | 198 | 198 | 198 | 198
158 | GUADALUPE ENERGY CENTER STG 6 |  | GUADG_STM6 | GUADALUPE | GAS-CC | SOUTH | 2000 | 204 | 198 | 198 | 198 | 198 | 198 | 198 | 198 | 198 | 198 | 198
159 | HANDLEY STG 3 |  | HLSES_UNIT3 | TARRANT | GAS-ST | NORTH | 1963 | 395 | 375 | 375 | 375 | 375 | 375 | 375 | 375 | 375 | 375 | 375
160 | HANDLEY STG 4 |  | HLSES_UNIT4 | TARRANT | GAS-ST | NORTH | 1976 | 435 | 435 | 435 | 435 | 435 | 435 | 435 | 435 | 435 | 435 | 435
161 | HANDLEY STG 5 |  | HLSES_UNIT5 | TARRANT | GAS-ST | NORTH | 1977 | 435 | 435 | 435 | 435 | 435 | 435 | 435 | 435 | 435 | 435 | 435
162 | HAYS ENERGY FACILITY CSG 1 |  | HAYSEN_HAYSENG1 | HAYS | GAS-CC | SOUTH | 2002 | 242 | 210 | 210 | 210 | 210 | 210 | 210 | 210 | 210 | 210 | 210
163 | HAYS ENERGY FACILITY CSG 2 | 21INR0527 | HAYSEN_HAYSENG2 | HAYS | GAS-CC | SOUTH | 2002 | 258 | 211 | 211 | 211 | 211 | 211 | 211 | 211 | 211 | 211 | 211
164 | HAYS ENERGY FACILITY CSG 3 | 21INR0527 | HAYSEN_HAYSENG3 | HAYS | GAS-CC | SOUTH | 2002 | 260 | 210 | 210 | 210 | 210 | 210 | 210 | 210 | 210 | 210 | 210
165 | HAYS ENERGY FACILITY CSG 4 |  | HAYSEN_HAYSENG4 | HAYS | GAS-CC | SOUTH | 2002 | 252 | 213 | 213 | 213 | 213 | 213 | 213 | 213 | 213 | 213 | 213
166 | HIDALGO ENERGY CENTER CTG 1 |  | DUKE_DUKE_GT1 | HIDALGO | GAS-CC | SOUTH | 2000 | 176.63 | 149 | 149 | 149 | 149 | 149 | 149 | 149 | 149 | 149 | 149
167 | HIDALGO ENERGY CENTER CTG 2 |  | DUKE_DUKE_GT2 | HIDALGO | GAS-CC | SOUTH | 2000 | 176.63 | 149 | 149 | 149 | 149 | 149 | 149 | 149 | 149 | 149 | 149
168 | HIDALGO ENERGY CENTER STG 1 |  | DUKE_DUKE_ST1 | HIDALGO | GAS-CC | SOUTH | 2000 | 198.05 | 168 | 168 | 168 | 168 | 168 | 168 | 168 | 168 | 168 | 168
169 | JACK COUNTY GEN FACILITY CTG 1 |  | JACKCNTY_CT1 | JACK | GAS-CC | NORTH | 2006 | 198.9 | 150 | 150 | 150 | 150 | 150 | 150 | 150 | 150 | 150 | 150
170 | JACK COUNTY GEN FACILITY CTG 2 |  | JACKCNTY_CT2 | JACK | GAS-CC | NORTH | 2006 | 198.9 | 150 | 150 | 150 | 150 | 150 | 150 | 150 | 150 | 150 | 150
171 | JACK COUNTY GEN FACILITY CTG 3 |  | JCKCNTY2_CT3 | JACK | GAS-CC | NORTH | 2011 | 198.9 | 158 | 158 | 158 | 158 | 158 | 158 | 158 | 158 | 158 | 158
172 | JACK COUNTY GEN FACILITY CTG 4 |  | JCKCNTY2_CT4 | JACK | GAS-CC | NORTH | 2011 | 198.9 | 158 | 158 | 158 | 158 | 158 | 158 | 158 | 158 | 158 | 158
173 | JACK COUNTY GEN FACILITY STG 1 |  | JACKCNTY_STG | JACK | GAS-CC | NORTH | 2006 | 320.6 | 289 | 289 | 289 | 289 | 289 | 289 | 289 | 289 | 289 | 289
174 | JACK COUNTY GEN FACILITY STG 2 |  | JCKCNTY2_ST2 | JACK | GAS-CC | NORTH | 2011 | 320.6 | 295 | 295 | 295 | 295 | 295 | 295 | 295 | 295 | 295 | 295
175 | JOHNSON COUNTY GEN FACILITY CTG 1 |  | TEN_CT1 | JOHNSON | GAS-CC | NORTH | 1997 | 185 | 163 | 163 | 163 | 163 | 163 | 163 | 163 | 163 | 163 | 163
176 | JOHNSON COUNTY GEN FACILITY STG 1 |  | TEN_STG | JOHNSON | GAS-CC | NORTH | 1997 | 107 | 106 | 106 | 106 | 106 | 106 | 106 | 106 | 106 | 106 | 106
177 | LAKE HUBBARD STG 1 |  | LHSES_UNIT1 | DALLAS | GAS-ST | NORTH | 1970 | 397 | 392 | 392 | 392 | 392 | 392 | 392 | 392 | 392 | 392 | 392
178 | LAKE HUBBARD STG 2 |  | LHSES_UNIT2A | DALLAS | GAS-ST | NORTH | 1973 | 531 | 523 | 523 | 523 | 523 | 523 | 523 | 523 | 523 | 523 | 523
179 | LAMAR ENERGY CENTER CTG 11 |  | LPCCS_CT11 | LAMAR | GAS-CC | NORTH | 2000 | 186 | 153 | 153 | 153 | 153 | 153 | 153 | 153 | 153 | 153 | 153
180 | LAMAR ENERGY CENTER CTG 12 |  | LPCCS_CT12 | LAMAR | GAS-CC | NORTH | 2000 | 186 | 145 | 145 | 145 | 145 | 145 | 145 | 145 | 145 | 145 | 145
181 | LAMAR ENERGY CENTER CTG 21 |  | LPCCS_CT21 | LAMAR | GAS-CC | NORTH | 2000 | 186 | 145 | 145 | 145 | 145 | 145 | 145 | 145 | 145 | 145 | 145
182 | LAMAR ENERGY CENTER CTG 22 |  | LPCCS_CT22 | LAMAR | GAS-CC | NORTH | 2000 | 186 | 153 | 153 | 153 | 153 | 153 | 153 | 153 | 153 | 153 | 153
183 | LAMAR ENERGY CENTER STG 1 | 23INR0486 | LPCCS_UNIT1 | LAMAR | GAS-CC | NORTH | 2000 | 216 | 204 | 204 | 204 | 204 | 204 | 204 | 204 | 204 | 204 | 204
184 | LAMAR ENERGY CENTER STG 2 | 23INR0674 | LPCCS_UNIT2 | LAMAR | GAS-CC | NORTH | 2000 | 216 | 204 | 204 | 204 | 204 | 204 | 204 | 204 | 204 | 204 | 204
185 | LAREDO CTG 4 |  | LARDVFTN_G4 | WEBB | GAS-GT | SOUTH | 2008 | 98.5 | 90.1 | 90.1 | 90.1 | 90.1 | 90.1 | 90.1 | 90.1 | 90.1 | 90.1 | 90.1
186 | LAREDO CTG 5 |  | LARDVFTN_G5 | WEBB | GAS-GT | SOUTH | 2008 | 98.5 | 87.3 | 87.3 | 87.3 | 87.3 | 87.3 | 87.3 | 87.3 | 87.3 | 87.3 | 87.3
187 | LEON CREEK PEAKER CTG 1 |  | LEON_CRK_LCPCT1 | BEXAR | GAS-GT | SOUTH | 2004 | 48 | 46 | 46 | 46 | 46 | 46 | 46 | 46 | 46 | 46 | 46
188 | LEON CREEK PEAKER CTG 2 |  | LEON_CRK_LCPCT2 | BEXAR | GAS-GT | SOUTH | 2004 | 48 | 46 | 46 | 46 | 46 | 46 | 46 | 46 | 46 | 46 | 46
189 | LEON CREEK PEAKER CTG 3 |  | LEON_CRK_LCPCT3 | BEXAR | GAS-GT | SOUTH | 2004 | 48 | 46 | 46 | 46 | 46 | 46 | 46 | 46 | 46 | 46 | 46
190 | LEON CREEK PEAKER CTG 4 |  | LEON_CRK_LCPCT4 | BEXAR | GAS-GT | SOUTH | 2004 | 48 | 46 | 46 | 46 | 46 | 46 | 46 | 46 | 46 | 46 | 46
191 | LIGNIN (CHAMON 2) U1 |  | LIG_UNIT1 | HARRIS | GAS-GT | HOUSTON | 2022 | 60.5 | 41.5 | 41.5 | 41.5 | 41.5 | 41.5 | 41.5 | 41.5 | 41.5 | 41.5 | 41.5
192 | LIGNIN (CHAMON 2) U2 |  | LIG_UNIT2 | HARRIS | GAS-GT | HOUSTON | 2022 | 60.5 | 41.5 | 41.5 | 41.5 | 41.5 | 41.5 | 41.5 | 41.5 | 41.5 | 41.5 | 41.5
193 | LOST PINES POWER CTG 1 |  | LOSTPI_LOSTPGT1 | BASTROP | GAS-CC | SOUTH | 2001 | 202.5 | 170 | 170 | 170 | 170 | 170 | 170 | 170 | 170 | 170 | 170
194 | LOST PINES POWER CTG 2 |  | LOSTPI_LOSTPGT2 | BASTROP | GAS-CC | SOUTH | 2001 | 202.5 | 170 | 170 | 170 | 170 | 170 | 170 | 170 | 170 | 170 | 170
195 | LOST PINES POWER STG 1 |  | LOSTPI_LOSTPST1 | BASTROP | GAS-CC | SOUTH | 2001 | 204 | 188 | 188 | 188 | 188 | 188 | 188 | 188 | 188 | 188 | 188
196 | MAGIC VALLEY STATION CTG 1 |  | NEDIN_NEDIN_G1 | HIDALGO | GAS-CC | SOUTH | 2001 | 266.9 | 215 | 215 | 215 | 215 | 215 | 215 | 215 | 215 | 215 | 215
197 | MAGIC VALLEY STATION CTG 2 |  | NEDIN_NEDIN_G2 | HIDALGO | GAS-CC | SOUTH | 2001 | 266.9 | 215 | 215 | 215 | 215 | 215 | 215 | 215 | 215 | 215 | 215
198 | MAGIC VALLEY STATION STG 3 |  | NEDIN_NEDIN_G3 | HIDALGO | GAS-CC | SOUTH | 2001 | 258.4 | 236 | 236 | 236 | 236 | 236 | 236 | 236 | 236 | 236 | 236
199 | MIDLOTHIAN ENERGY FACILITY CTG 1 | 23INR0489 | MDANP_CT1 | ELLIS | GAS-CC | NORTH | 2001 | 258 | 229 | 229 | 229 | 229 | 229 | 229 | 229 | 229 | 229 | 229
200 | MIDLOTHIAN ENERGY FACILITY CTG 2 | 21INR0534 | MDANP_CT2 | ELLIS | GAS-CC | NORTH | 2001 | 256 | 227 | 227 | 227 | 227 | 227 | 227 | 227 | 227 | 227 | 227
201 | MIDLOTHIAN ENERGY FACILITY CTG 3 | 22INR0543 | MDANP_CT3 | ELLIS | GAS-CC | NORTH | 2001 | 255 | 227 | 227 | 227 | 227 | 227 | 227 | 227 | 227 | 227 | 227
202 | MIDLOTHIAN ENERGY FACILITY CTG 4 | 22INR0523 | MDANP_CT4 | ELLIS | GAS-CC | NORTH | 2001 | 258 | 227 | 227 | 227 | 227 | 227 | 227 | 227 | 227 | 227 | 227
203 | MIDLOTHIAN ENERGY FACILITY CTG 5 |  | MDANP_CT5 | ELLIS | GAS-CC | NORTH | 2002 | 276 | 241 | 241 | 241 | 241 | 241 | 241 | 241 | 241 | 241 | 241
204 | MIDLOTHIAN ENERGY FACILITY CTG 6 |  | MDANP_CT6 | ELLIS | GAS-CC | NORTH | 2002 | 278 | 243 | 243 | 243 | 243 | 243 | 243 | 243 | 243 | 243 | 243
205 | MORGAN CREEK CTG 1 |  | MGSES_CT1 | MITCHELL | GAS-GT | WEST | 1988 | 89.4 | 66 | 66 | 66 | 66 | 66 | 66 | 66 | 66 | 66 | 66
206 | MORGAN CREEK CTG 2 |  | MGSES_CT2 | MITCHELL | GAS-GT | WEST | 1988 | 89.4 | 65 | 65 | 65 | 65 | 65 | 65 | 65 | 65 | 65 | 65
207 | MORGAN CREEK CTG 3 |  | MGSES_CT3 | MITCHELL | GAS-GT | WEST | 1988 | 89.4 | 65 | 65 | 65 | 65 | 65 | 65 | 65 | 65 | 65 | 65
208 | MORGAN CREEK CTG 4 |  | MGSES_CT4 | MITCHELL | GAS-GT | WEST | 1988 | 89.4 | 67 | 67 | 67 | 67 | 67 | 67 | 67 | 67 | 67 | 67
209 | MORGAN CREEK CTG 5 |  | MGSES_CT5 | MITCHELL | GAS-GT | WEST | 1988 | 89.4 | 67 | 67 | 67 | 67 | 67 | 67 | 67 | 67 | 67 | 67
210 | MORGAN CREEK CTG 6 |  | MGSES_CT6 | MITCHELL | GAS-GT | WEST | 1988 | 89.4 | 67 | 67 | 67 | 67 | 67 | 67 | 67 | 67 | 67 | 67
211 | MOUNTAIN CREEK STG 6 |  | MCSES_UNIT6 | DALLAS | GAS-ST | NORTH | 1956 | 122 | 122 | 122 | 122 | 122 | 122 | 122 | 122 | 122 | 122 | 122
212 | MOUNTAIN CREEK STG 7 |  | MCSES_UNIT7 | DALLAS | GAS-ST | NORTH | 1958 | 118 | 118 | 118 | 118 | 118 | 118 | 118 | 118 | 118 | 118 | 118
213 | MOUNTAIN CREEK STG 8 |  | MCSES_UNIT8 | DALLAS | GAS-ST | NORTH | 1967 | 568 | 568 | 568 | 568 | 568 | 568 | 568 | 568 | 568 | 568 | 568
214 | NUECES BAY REPOWER CTG 8 |  | NUECES_B_NUECESG8 | NUECES | GAS-CC | COASTAL | 2010 | 189.55 | 157 | 157 | 157 | 157 | 157 | 157 | 157 | 157 | 157 | 157
215 | NUECES BAY REPOWER CTG 9 |  | NUECES_B_NUECESG9 | NUECES | GAS-CC | COASTAL | 2010 | 189.55 | 157 | 157 | 157 | 157 | 157 | 157 | 157 | 157 | 157 | 157
216 | NUECES BAY REPOWER STG 7 |  | NUECES_B_NUECESG7 | NUECES | GAS-CC | COASTAL | 1972 | 351 | 319 | 319 | 319 | 319 | 319 | 319 | 319 | 319 | 319 | 319
217 | O W SOMMERS STG 1 |  | CALAVERS_OWS1 | BEXAR | GAS-ST | SOUTH | 1972 | 445 | 420 | 420 | 420 | 420 | 420 | 420 | 420 | 420 | 420 | 420
218 | O W SOMMERS STG 2 |  | CALAVERS_OWS2 | BEXAR | GAS-ST | SOUTH | 1974 | 435 | 410 | 410 | 410 | 410 | 410 | 410 | 410 | 410 | 410 | 410
219 | ODESSA-ECTOR POWER CTG 11 |  | OECCS_CT11 | ECTOR | GAS-CC | WEST | 2001 | 195.2 | 166.7 | 166.7 | 166.7 | 166.7 | 166.7 | 166.7 | 166.7 | 166.7 | 166.7 | 166.7
220 | ODESSA-ECTOR POWER CTG 12 |  | OECCS_CT12 | ECTOR | GAS-CC | WEST | 2001 | 189.1 | 158.2 | 158.2 | 158.2 | 158.2 | 158.2 | 158.2 | 158.2 | 158.2 | 158.2 | 158.2
221 | ODESSA-ECTOR POWER CTG 21 |  | OECCS_CT21 | ECTOR | GAS-CC | WEST | 2001 | 195.2 | 166.7 | 166.7 | 166.7 | 166.7 | 166.7 | 166.7 | 166.7 | 166.7 | 166.7 | 166.7
222 | ODESSA-ECTOR POWER CTG 22 |  | OECCS_CT22 | ECTOR | GAS-CC | WEST | 2001 | 189.1 | 158.2 | 158.2 | 158.2 | 158.2 | 158.2 | 158.2 | 158.2 | 158.2 | 158.2 | 158.2
223 | ODESSA-ECTOR POWER STG 1 |  | OECCS_UNIT1 | ECTOR | GAS-CC | WEST | 2001 | 224 | 206 | 206 | 206 | 206 | 206 | 206 | 206 | 206 | 206 | 206
224 | ODESSA-ECTOR POWER STG 2 |  | OECCS_UNIT2 | ECTOR | GAS-CC | WEST | 2001 | 224 | 206 | 206 | 206 | 206 | 206 | 206 | 206 | 206 | 206 | 206
225 | OLD BLOOMINGTON ROAD CTG 1 (VICTORIA PORT 2) |  | VICTPRT2_UNIT1 | VICTORIA | GAS-GT | SOUTH | 2022 | 60.5 | 44 | 44 | 44 | 44 | 44 | 44 | 44 | 44 | 44 | 44
226 | OLD BLOOMINGTON ROAD CTG 2 (VICTORIA PORT 2) |  | VICTPRT2_UNIT2 | VICTORIA | GAS-GT | SOUTH | 2022 | 60.5 | 44 | 44 | 44 | 44 | 44 | 44 | 44 | 44 | 44 | 44
227 | PANDA SHERMAN POWER CTG 1 |  | PANDA_S_SHER1CT1 | GRAYSON | GAS-CC | NORTH | 2014 | 232 | 199 | 199 | 199 | 199 | 199 | 199 | 199 | 199 | 199 | 199
228 | PANDA SHERMAN POWER CTG 2 |  | PANDA_S_SHER1CT2 | GRAYSON | GAS-CC | NORTH | 2014 | 232 | 199 | 199 | 199 | 199 | 199 | 199 | 199 | 199 | 199 | 199
229 | PANDA SHERMAN POWER STG 1 |  | PANDA_S_SHER1ST1 | GRAYSON | GAS-CC | NORTH | 2014 | 353.1 | 287 | 287 | 287 | 287 | 287 | 287 | 287 | 287 | 287 | 287
230 | PANDA TEMPLE I POWER CTG 1 | 22INR0533 | PANDA_T1_TMPL1CT1 | BELL | GAS-CC | NORTH | 2014 | 232 | 223 | 223 | 223 | 223 | 223 | 223 | 223 | 223 | 223 | 223
231 | PANDA TEMPLE I POWER CTG 2 | 22INR0533 | PANDA_T1_TMPL1CT2 | BELL | GAS-CC | NORTH | 2014 | 232 | 220 | 220 | 220 | 220 | 220 | 220 | 220 | 220 | 220 | 220
232 | PANDA TEMPLE I POWER STG 1 | 22INR0533 | PANDA_T1_TMPL1ST1 | BELL | GAS-CC | NORTH | 2014 | 353.1 | 326 | 326 | 326 | 326 | 326 | 326 | 326 | 326 | 326 | 326
233 | PANDA TEMPLE II POWER CTG 1 | 23INR0524 | PANDA_T2_TMPL2CT1 | BELL | GAS-CC | NORTH | 2015 | 232 | 191.2 | 191.2 | 191.2 | 191.2 | 191.2 | 191.2 | 191.2 | 191.2 | 191.2 | 191.2
234 | PANDA TEMPLE II POWER CTG 2 | 23INR0524 | PANDA_T2_TMPL2CT2 | BELL | GAS-CC | NORTH | 2015 | 232 | 191.2 | 191.2 | 191.2 | 191.2 | 191.2 | 191.2 | 191.2 | 191.2 | 191.2 | 191.2
235 | PANDA TEMPLE II POWER STG 1 | 23INR0524 | PANDA_T2_TMPL2ST1 | BELL | GAS-CC | NORTH | 2015 | 353.1 | 334.7 | 334.7 | 334.7 | 334.7 | 334.7 | 334.7 | 334.7 | 334.7 | 334.7 | 334.7
236 | PARIS ENERGY CENTER CTG 1 |  | TNSKA_GT1 | LAMAR | GAS-CC | NORTH | 1989 | 90.88 | 76 | 76 | 76 | 76 | 76 | 76 | 76 | 76 | 76 | 76
237 | PARIS ENERGY CENTER CTG 2 |  | TNSKA_GT2 | LAMAR | GAS-CC | NORTH | 1989 | 90.88 | 76 | 76 | 76 | 76 | 76 | 76 | 76 | 76 | 76 | 76
238 | PARIS ENERGY CENTER STG 1 |  | TNSKA_STG | LAMAR | GAS-CC | NORTH | 1990 | 90 | 79 | 79 | 79 | 79 | 79 | 79 | 79 | 79 | 79 | 79
239 | PASADENA COGEN FACILITY CTG 2 |  | PSG_PSG_GT2 | HARRIS | GAS-CC | HOUSTON | 2000 | 215.05 | 164.5 | 164.5 | 164.5 | 164.5 | 164.5 | 164.5 | 164.5 | 164.5 | 164.5 | 164.5
240 | PASADENA COGEN FACILITY CTG 3 |  | PSG_PSG_GT3 | HARRIS | GAS-CC | HOUSTON | 2000 | 215.05 | 164.5 | 164.5 | 164.5 | 164.5 | 164.5 | 164.5 | 164.5 | 164.5 | 164.5 | 164.5
241 | PASADENA COGEN FACILITY STG 2 |  | PSG_PSG_ST2 | HARRIS | GAS-CC | HOUSTON | 2000 | 195.5 | 170.4 | 170.4 | 170.4 | 170.4 | 170.4 | 170.4 | 170.4 | 170.4 | 170.4 | 170.4
242 | PEARSALL ENGINE PLANT IC A |  | PEARSAL2_AGR_A | FRIO | GAS-IC | SOUTH | 2012 | 50.64 | 50.6 | 50.6 | 50.6 | 50.6 | 50.6 | 50.6 | 50.6 | 50.6 | 50.6 | 50.6
243 | PEARSALL ENGINE PLANT IC B |  | PEARSAL2_AGR_B | FRIO | GAS-IC | SOUTH | 2012 | 50.64 | 50.6 | 50.6 | 50.6 | 50.6 | 50.6 | 50.6 | 50.6 | 50.6 | 50.6 | 50.6
244 | PEARSALL ENGINE PLANT IC C |  | PEARSAL2_AGR_C | FRIO | GAS-IC | SOUTH | 2012 | 50.64 | 50.6 | 50.6 | 50.6 | 50.6 | 50.6 | 50.6 | 50.6 | 50.6 | 50.6 | 50.6
245 | PEARSALL ENGINE PLANT IC D |  | PEARSAL2_AGR_D | FRIO | GAS-IC | SOUTH | 2012 | 50.64 | 50.6 | 50.6 | 50.6 | 50.6 | 50.6 | 50.6 | 50.6 | 50.6 | 50.6 | 50.6
246 | PERMIAN BASIN CTG 1 |  | PB2SES_CT1 | WARD | GAS-GT | WEST | 1988 | 89.4 | 63 | 63 | 63 | 63 | 63 | 63 | 63 | 63 | 63 | 63
247 | PERMIAN BASIN CTG 2 |  | PB2SES_CT2 | WARD | GAS-GT | WEST | 1988 | 89.4 | 64 | 64 | 64 | 64 | 64 | 64 | 64 | 64 | 64 | 64
248 | PERMIAN BASIN CTG 3 |  | PB2SES_CT3 | WARD | GAS-GT | WEST | 1988 | 89.4 | 64 | 64 | 64 | 64 | 64 | 64 | 64 | 64 | 64 | 64
249 | PERMIAN BASIN CTG 4 |  | PB2SES_CT4 | WARD | GAS-GT | WEST | 1990 | 89.4 | 64 | 64 | 64 | 64 | 64 | 64 | 64 | 64 | 64 | 64
250 | PERMIAN BASIN CTG 5 |  | PB2SES_CT5 | WARD | GAS-GT | WEST | 1990 | 89.4 | 65 | 65 | 65 | 65 | 65 | 65 | 65 | 65 | 65 | 65
251 | PROENERGY SOUTH 1 (PES1) CTG 1 |  | PRO_UNIT1 | HARRIS | GAS-GT | HOUSTON | 2021 | 60.5 | 44.5 | 44.5 | 44.5 | 44.5 | 44.5 | 44.5 | 44.5 | 44.5 | 44.5 | 44.5
252 | PROENERGY SOUTH 1 (PES1) CTG 2 |  | PRO_UNIT2 | HARRIS | GAS-GT | HOUSTON | 2021 | 60.5 | 44.5 | 44.5 | 44.5 | 44.5 | 44.5 | 44.5 | 44.5 | 44.5 | 44.5 | 44.5
253 | PROENERGY SOUTH 1 (PES1) CTG 3 |  | PRO_UNIT3 | HARRIS | GAS-GT | HOUSTON | 2021 | 60.5 | 44.5 | 44.5 | 44.5 | 44.5 | 44.5 | 44.5 | 44.5 | 44.5 | 44.5 | 44.5
254 | PROENERGY SOUTH 1 (PES1) CTG 4 |  | PRO_UNIT4 | HARRIS | GAS-GT | HOUSTON | 2021 | 60.5 | 44.5 | 44.5 | 44.5 | 44.5 | 44.5 | 44.5 | 44.5 | 44.5 | 44.5 | 44.5
255 | PROENERGY SOUTH 1 (PES1) CTG 5 |  | PRO_UNIT5 | HARRIS | GAS-GT | HOUSTON | 2021 | 60.5 | 44.5 | 44.5 | 44.5 | 44.5 | 44.5 | 44.5 | 44.5 | 44.5 | 44.5 | 44.5
256 | PROENERGY SOUTH 1 (PES1) CTG 6 |  | PRO_UNIT6 | HARRIS | GAS-GT | HOUSTON | 2021 | 60.5 | 44.5 | 44.5 | 44.5 | 44.5 | 44.5 | 44.5 | 44.5 | 44.5 | 44.5 | 44.5
257 | PROENERGY SOUTH 2 (PES2) CTG 7 |  | PRO_UNIT7 | HARRIS | GAS-GT | HOUSTON | 2021 | 60.5 | 44.5 | 44.5 | 44.5 | 44.5 | 44.5 | 44.5 | 44.5 | 44.5 | 44.5 | 44.5
258 | PROENERGY SOUTH 2 (PES2) CTG 8 |  | PRO_UNIT8 | HARRIS | GAS-GT | HOUSTON | 2021 | 60.5 | 44.5 | 44.5 | 44.5 | 44.5 | 44.5 | 44.5 | 44.5 | 44.5 | 44.5 | 44.5
259 | PHR PEAKERS (BAC) CTG 1 |  | BAC_CTG1 | GALVESTON | GAS-GT | HOUSTON | 2018 | 65 | 59 | 59 | 59 | 59 | 59 | 59 | 59 | 59 | 59 | 59
260 | PHR PEAKERS (BAC) CTG 2 |  | BAC_CTG2 | GALVESTON | GAS-GT | HOUSTON | 2018 | 65 | 61 | 61 | 61 | 61 | 61 | 61 | 61 | 61 | 61 | 61
261 | PHR PEAKERS (BAC) CTG 3 |  | BAC_CTG3 | GALVESTON | GAS-GT | HOUSTON | 2018 | 65 | 49 | 49 | 49 | 49 | 49 | 49 | 49 | 49 | 49 | 49
262 | PHR PEAKERS (BAC) CTG 4 |  | BAC_CTG4 | GALVESTON | GAS-GT | HOUSTON | 2018 | 65 | 54 | 54 | 54 | 54 | 54 | 54 | 54 | 54 | 54 | 54
263 | PHR PEAKERS (BAC) CTG 5 |  | BAC_CTG5 | GALVESTON | GAS-GT | HOUSTON | 2018 | 65 | 54 | 54 | 54 | 54 | 54 | 54 | 54 | 54 | 54 | 54
264 | PHR PEAKERS (BAC) CTG 6 |  | BAC_CTG6 | GALVESTON | GAS-GT | HOUSTON | 2018 | 65 | 52 | 52 | 52 | 52 | 52 | 52 | 52 | 52 | 52 | 52
265 | POWERLANE PLANT STG 2 |  | STEAM_STEAM_2 | HUNT | GAS-ST | NORTH | 1967 | 25 | 21.5 | 21.5 | 21.5 | 21.5 | 21.5 | 21.5 | 21.5 | 21.5 | 21.5 | 21.5
266 | POWERLANE PLANT STG 3 |  | STEAM_STEAM_3 | HUNT | GAS-ST | NORTH | 1978 | 43.2 | 36 | 36 | 36 | 36 | 36 | 36 | 36 | 36 | 36 | 36
267 | QUAIL RUN ENERGY CTG 1 |  | QALSW_GT1 | ECTOR | GAS-CC | WEST | 2007 | 90.6 | 74 | 74 | 74 | 74 | 74 | 74 | 74 | 74 | 74 | 74
268 | QUAIL RUN ENERGY CTG 2 |  | QALSW_GT2 | ECTOR | GAS-CC | WEST | 2007 | 90.6 | 74 | 74 | 74 | 74 | 74 | 74 | 74 | 74 | 74 | 74
269 | QUAIL RUN ENERGY CTG 3 |  | QALSW_GT3 | ECTOR | GAS-CC | WEST | 2008 | 90.6 | 72 | 72 | 72 | 72 | 72 | 72 | 72 | 72 | 72 | 72
270 | QUAIL RUN ENERGY CTG 4 |  | QALSW_GT4 | ECTOR | GAS-CC | WEST | 2008 | 90.6 | 72 | 72 | 72 | 72 | 72 | 72 | 72 | 72 | 72 | 72
271 | QUAIL RUN ENERGY STG 1 |  | QALSW_STG1 | ECTOR | GAS-CC | WEST | 2007 | 98.1 | 98 | 98 | 98 | 98 | 98 | 98 | 98 | 98 | 98 | 98
272 | QUAIL RUN ENERGY STG 2 |  | QALSW_STG2 | ECTOR | GAS-CC | WEST | 2008 | 98.1 | 98 | 98 | 98 | 98 | 98 | 98 | 98 | 98 | 98 | 98
273 | R W MILLER CTG 4 |  | MIL_MILLERG4 | PALO PINTO | GAS-GT | NORTH | 1994 | 115.25 | 100 | 100 | 100 | 100 | 100 | 100 | 100 | 100 | 100 | 100
274 | R W MILLER CTG 5 |  | MIL_MILLERG5 | PALO PINTO | GAS-GT | NORTH | 1994 | 115.25 | 100 | 100 | 100 | 100 | 100 | 100 | 100 | 100 | 100 | 100
275 | R W MILLER STG 1 |  | MIL_MILLERG1 | PALO PINTO | GAS-ST | NORTH | 1968 | 74.98 | 70 | 70 | 70 | 70 | 70 | 70 | 70 | 70 | 70 | 70
276 | R W MILLER STG 2 |  | MIL_MILLERG2 | PALO PINTO | GAS-ST | NORTH | 1972 | 120 | 118 | 118 | 118 | 118 | 118 | 118 | 118 | 118 | 118 | 118
277 | R W MILLER STG 3 |  | MIL_MILLERG3 | PALO PINTO | GAS-ST | NORTH | 1975 | 216.01 | 208 | 208 | 208 | 208 | 208 | 208 | 208 | 208 | 208 | 208
278 | RAY OLINGER CTG 4 |  | OLINGR_OLING_4 | COLLIN | GAS-GT | NORTH | 2001 | 95 | 80 | 80 | 80 | 80 | 80 | 80 | 80 | 80 | 80 | 80
279 | RAY OLINGER STG 2 |  | OLINGR_OLING_2 | COLLIN | GAS-ST | NORTH | 1971 | 113.64 | 107 | 107 | 107 | 107 | 107 | 107 | 107 | 107 | 107 | 107
280 | RAY OLINGER STG 3 |  | OLINGR_OLING_3 | COLLIN | GAS-ST | NORTH | 1975 | 156.6 | 146 | 146 | 146 | 146 | 146 | 146 | 146 | 146 | 146 | 146
281 | RABBS POWER STATION U1 |  | RAB_UNIT1 | FORT BEND | GAS-GT | HOUSTON | 2022 | 60.5 | 44.6 | 44.6 | 44.6 | 44.6 | 44.6 | 44.6 | 44.6 | 44.6 | 44.6 | 44.6
282 | RABBS POWER STATION U2 |  | RAB_UNIT2 | FORT BEND | GAS-GT | HOUSTON | 2022 | 60.5 | 44.6 | 44.6 | 44.6 | 44.6 | 44.6 | 44.6 | 44.6 | 44.6 | 44.6 | 44.6
283 | RABBS POWER STATION U3 |  | RAB_UNIT3 | FORT BEND | GAS-GT | HOUSTON | 2022 | 60.5 | 44.6 | 44.6 | 44.6 | 44.6 | 44.6 | 44.6 | 44.6 | 44.6 | 44.6 | 44.6
284 | RABBS POWER STATION U4 |  | RAB_UNIT4 | FORT BEND | GAS-GT | HOUSTON | 2022 | 60.5 | 44.6 | 44.6 | 44.6 | 44.6 | 44.6 | 44.6 | 44.6 | 44.6 | 44.6 | 44.6
285 | RABBS POWER STATION U5 |  | RAB_UNIT5 | FORT BEND | GAS-GT | HOUSTON | 2022 | 60.5 | 44.6 | 44.6 | 44.6 | 44.6 | 44.6 | 44.6 | 44.6 | 44.6 | 44.6 | 44.6
286 | RABBS POWER STATION U6 |  | RAB_UNIT6 | FORT BEND | GAS-GT | HOUSTON | 2022 | 60.5 | 44.6 | 44.6 | 44.6 | 44.6 | 44.6 | 44.6 | 44.6 | 44.6 | 44.6 | 44.6
287 | RABBS POWER STATION U7 |  | RAB_UNIT7 | FORT BEND | GAS-GT | HOUSTON | 2022 | 60.5 | 44.6 | 44.6 | 44.6 | 44.6 | 44.6 | 44.6 | 44.6 | 44.6 | 44.6 | 44.6
288 | RABBS POWER STATION U8 |  | RAB_UNIT8 | FORT BEND | GAS-GT | HOUSTON | 2022 | 60.5 | 44.6 | 44.6 | 44.6 | 44.6 | 44.6 | 44.6 | 44.6 | 44.6 | 44.6 | 44.6
289 | REDGATE IC A |  | REDGATE_AGR_A | HIDALGO | GAS-IC | SOUTH | 2016 | 56.28 | 56.3 | 56.3 | 56.3 | 56.3 | 56.3 | 56.3 | 56.3 | 56.3 | 56.3 | 56.3
290 | REDGATE IC B |  | REDGATE_AGR_B | HIDALGO | GAS-IC | SOUTH | 2016 | 56.28 | 56.3 | 56.3 | 56.3 | 56.3 | 56.3 | 56.3 | 56.3 | 56.3 | 56.3 | 56.3
291 | REDGATE IC C |  | REDGATE_AGR_C | HIDALGO | GAS-IC | SOUTH | 2016 | 56.28 | 56.3 | 56.3 | 56.3 | 56.3 | 56.3 | 56.3 | 56.3 | 56.3 | 56.3 | 56.3
292 | REDGATE IC D |  | REDGATE_AGR_D | HIDALGO | GAS-IC | SOUTH | 2016 | 56.28 | 56.3 | 56.3 | 56.3 | 56.3 | 56.3 | 56.3 | 56.3 | 56.3 | 56.3 | 56.3
293 | RIO NOGALES POWER CTG 1 |  | RIONOG_CT1 | GUADALUPE | GAS-CC | SOUTH | 2023 | 195 | 157.5 | 157.5 | 157.5 | 157.5 | 157.5 | 157.5 | 157.5 | 157.5 | 157.5 | 157.5
294 | RIO NOGALES POWER CTG 2 |  | RIONOG_CT2 | GUADALUPE | GAS-CC | SOUTH | 2002 | 193 | 158 | 158 | 158 | 158 | 158 | 158 | 158 | 158 | 158 | 158
295 | RIO NOGALES POWER CTG 3 |  | RIONOG_CT3 | GUADALUPE | GAS-CC | SOUTH | 2002 | 193 | 158 | 158 | 158 | 158 | 158 | 158 | 158 | 158 | 158 | 158
296 | RIO NOGALES POWER STG 4 |  | RIONOG_ST1 | GUADALUPE | GAS-CC | SOUTH | 2002 | 373.16 | 303 | 303 | 303 | 303 | 303 | 303 | 303 | 303 | 303 | 303
297 | SAM RAYBURN POWER CTG 7 |  | RAYBURN_RAYBURG7 | VICTORIA | GAS-CC | SOUTH | 2003 | 60.5 | 50 | 50 | 50 | 50 | 50 | 50 | 50 | 50 | 50 | 50
298 | SAM RAYBURN POWER CTG 8 |  | RAYBURN_RAYBURG8 | VICTORIA | GAS-CC | SOUTH | 2003 | 60.5 | 50 | 50 | 50 | 50 | 50 | 50 | 50 | 50 | 50 | 50
299 | SAM RAYBURN POWER CTG 9 |  | RAYBURN_RAYBURG9 | VICTORIA | GAS-CC | SOUTH | 2003 | 60.5 | 50 | 50 | 50 | 50 | 50 | 50 | 50 | 50 | 50 | 50
300 | SAM RAYBURN POWER STG 10 |  | RAYBURN_RAYBURG10 | VICTORIA | GAS-CC | SOUTH | 2003 | 41.98 | 40 | 40 | 40 | 40 | 40 | 40 | 40 | 40 | 40 | 40
301 | SAN JACINTO SES CTG 1 |  | SJS_SJS_G1 | HARRIS | GAS-GT | HOUSTON | 1995 | 88.23 | 80 | 80 | 80 | 80 | 80 | 80 | 80 | 80 | 80 | 80
302 | SAN JACINTO SES CTG 2 |  | SJS_SJS_G2 | HARRIS | GAS-GT | HOUSTON | 1995 | 88.23 | 80 | 80 | 80 | 80 | 80 | 80 | 80 | 80 | 80 | 80
303 | SANDHILL ENERGY CENTER CTG 1 |  | SANDHSYD_SH1 | TRAVIS | GAS-GT | SOUTH | 2001 | 60.5 | 47 | 47 | 47 | 47 | 47 | 47 | 47 | 47 | 47 | 47
304 | SANDHILL ENERGY CENTER CTG 2 |  | SANDHSYD_SH2 | TRAVIS | GAS-GT | SOUTH | 2001 | 60.5 | 47 | 47 | 47 | 47 | 47 | 47 | 47 | 47 | 47 | 47
305 | SANDHILL ENERGY CENTER CTG 3 |  | SANDHSYD_SH3 | TRAVIS | GAS-GT | SOUTH | 2001 | 60.5 | 47 | 47 | 47 | 47 | 47 | 47 | 47 | 47 | 47 | 47
306 | SANDHILL ENERGY CENTER CTG 4 |  | SANDHSYD_SH4 | TRAVIS | GAS-GT | SOUTH | 2001 | 60.5 | 47 | 47 | 47 | 47 | 47 | 47 | 47 | 47 | 47 | 47
307 | SANDHILL ENERGY CENTER CTG 5A |  | SANDHSYD_SH_5A | TRAVIS | GAS-CC | SOUTH | 2004 | 198.9 | 142 | 142 | 142 | 142 | 142 | 142 | 142 | 142 | 142 | 142
308 | SANDHILL ENERGY CENTER CTG 6 |  | SANDHSYD_SH6 | TRAVIS | GAS-GT | SOUTH | 2010 | 60.5 | 47 | 47 | 47 | 47 | 47 | 47 | 47 | 47 | 47 | 47
309 | SANDHILL ENERGY CENTER CTG 7 |  | SANDHSYD_SH7 | TRAVIS | GAS-GT | SOUTH | 2010 | 60.5 | 47 | 47 | 47 | 47 | 47 | 47 | 47 | 47 | 47 | 47
310 | SANDHILL ENERGY CENTER STG 5C |  | SANDHSYD_SH_5C | TRAVIS | GAS-CC | SOUTH | 2004 | 191 | 139 | 139 | 139 | 139 | 139 | 139 | 139 | 139 | 139 | 139
311 | SILAS RAY CTG 10 |  | SILASRAY_SILAS_10 | CAMERON | GAS-GT | COASTAL | 2004 | 60.5 | 46 | 46 | 46 | 46 | 46 | 46 | 46 | 46 | 46 | 46
312 | SILAS RAY POWER CTG 9 |  | SILASRAY_SILAS_9 | CAMERON | GAS-CC | COASTAL | 1996 | 50 | 38 | 38 | 38 | 38 | 38 | 38 | 38 | 38 | 38 | 38
313 | SILAS RAY POWER STG 6 |  | SILASRAY_SILAS_6 | CAMERON | GAS-CC | COASTAL | 1962 | 25 | 20 | 20 | 20 | 20 | 20 | 20 | 20 | 20 | 20 | 20
314 | SIM GIDEON STG 1 |  | GIDEON_GIDEONG1 | BASTROP | GAS-ST | SOUTH | 1965 | 136 | 130 | 130 | 130 | 130 | 130 | 130 | 130 | 130 | 130 | 130
315 | SIM GIDEON STG 2 |  | GIDEON_GIDEONG2 | BASTROP | GAS-ST | SOUTH | 1968 | 136 | 135 | 135 | 135 | 135 | 135 | 135 | 135 | 135 | 135 | 135
316 | SIM GIDEON STG 3 |  | GIDEON_GIDEONG3 | BASTROP | GAS-ST | SOUTH | 1972 | 351 | 336 | 336 | 336 | 336 | 336 | 336 | 336 | 336 | 336 | 336
317 | SKY GLOBAL POWER ONE IC A |  | SKY1_SKY1A | COLORADO | GAS-IC | SOUTH | 2016 | 26.7 | 26.7 | 26.7 | 26.7 | 26.7 | 26.7 | 26.7 | 26.7 | 26.7 | 26.7 | 26.7
318 | SKY GLOBAL POWER ONE IC B |  | SKY1_SKY1B | COLORADO | GAS-IC | SOUTH | 2016 | 26.7 | 26.7 | 26.7 | 26.7 | 26.7 | 26.7 | 26.7 | 26.7 | 26.7 | 26.7 | 26.7
319 | STRYKER CREEK STG 1 |  | SCSES_UNIT1A | CHEROKEE | GAS-ST | NORTH | 1958 | 177 | 167 | 167 | 167 | 167 | 167 | 167 | 167 | 167 | 167 | 167
320 | STRYKER CREEK STG 2 |  | SCSES_UNIT2 | CHEROKEE | GAS-ST | NORTH | 1965 | 502 | 502 | 502 | 502 | 502 | 502 | 502 | 502 | 502 | 502 | 502
321 | T H WHARTON CTG 1 |  | THW_THWGT_1 | HARRIS | GAS-GT | HOUSTON | 1967 | 16.32 | 14 | 14 | 14 | 14 | 14 | 14 | 14 | 14 | 14 | 14
322 | T H WHARTON POWER CTG 31 |  | THW_THWGT31 | HARRIS | GAS-CC | HOUSTON | 1972 | 69 | 54 | 54 | 54 | 54 | 54 | 54 | 54 | 54 | 54 | 54
323 | T H WHARTON POWER CTG 32 |  | THW_THWGT32 | HARRIS | GAS-CC | HOUSTON | 1972 | 69 | 54 | 54 | 54 | 54 | 54 | 54 | 54 | 54 | 54 | 54
324 | T H WHARTON POWER CTG 33 |  | THW_THWGT33 | HARRIS | GAS-CC | HOUSTON | 1972 | 69 | 54 | 54 | 54 | 54 | 54 | 54 | 54 | 54 | 54 | 54
325 | T H WHARTON POWER CTG 34 |  | THW_THWGT34 | HARRIS | GAS-CC | HOUSTON | 1972 | 69 | 54 | 54 | 54 | 54 | 54 | 54 | 54 | 54 | 54 | 54
326 | T H WHARTON POWER CTG 41 |  | THW_THWGT41 | HARRIS | GAS-CC | HOUSTON | 1972 | 69 | 54 | 54 | 54 | 54 | 54 | 54 | 54 | 54 | 54 | 54
327 | T H WHARTON POWER CTG 42 |  | THW_THWGT42 | HARRIS | GAS-CC | HOUSTON | 1972 | 69 | 54 | 54 | 54 | 54 | 54 | 54 | 54 | 54 | 54 | 54
328 | T H WHARTON POWER CTG 43 |  | THW_THWGT43 | HARRIS | GAS-CC | HOUSTON | 1974 | 69 | 54 | 54 | 54 | 54 | 54 | 54 | 54 | 54 | 54 | 54
329 | T H WHARTON POWER CTG 44 |  | THW_THWGT44 | HARRIS | GAS-CC | HOUSTON | 1974 | 69 | 54 | 54 | 54 | 54 | 54 | 54 | 54 | 54 | 54 | 54
330 | T H WHARTON POWER CTG 51 |  | THW_THWGT51 | HARRIS | GAS-GT | HOUSTON | 1975 | 85 | 56 | 56 | 56 | 56 | 56 | 56 | 56 | 56 | 56 | 56
331 | T H WHARTON POWER CTG 52 |  | THW_THWGT52 | HARRIS | GAS-GT | HOUSTON | 1975 | 85 | 56 | 56 | 56 | 56 | 56 | 56 | 56 | 56 | 56 | 56
332 | T H WHARTON POWER CTG 53 |  | THW_THWGT53 | HARRIS | GAS-GT | HOUSTON | 1975 | 85 | 56 | 56 | 56 | 56 | 56 | 56 | 56 | 56 | 56 | 56
333 | T H WHARTON POWER CTG 54 |  | THW_THWGT54 | HARRIS | GAS-GT | HOUSTON | 1975 | 85 | 56 | 56 | 56 | 56 | 56 | 56 | 56 | 56 | 56 | 56
334 | T H WHARTON POWER CTG 55 |  | THW_THWGT55 | HARRIS | GAS-GT | HOUSTON | 1975 | 85 | 56 | 56 | 56 | 56 | 56 | 56 | 56 | 56 | 56 | 56
335 | T H WHARTON POWER CTG 56 |  | THW_THWGT56 | HARRIS | GAS-GT | HOUSTON | 1975 | 85 | 56 | 56 | 56 | 56 | 56 | 56 | 56 | 56 | 56 | 56
336 | T H WHARTON POWER STG 3 |  | THW_THWST_3 | HARRIS | GAS-CC | HOUSTON | 1974 | 113.1 | 110 | 110 | 110 | 110 | 110 | 110 | 110 | 110 | 110 | 110
337 | T H WHARTON POWER STG 4 |  | THW_THWST_4 | HARRIS | GAS-CC | HOUSTON | 1974 | 113.1 | 110 | 110 | 110 | 110 | 110 | 110 | 110 | 110 | 110 | 110
338 | TEXAS CITY POWER CTG A |  | TXCTY_CTA | GALVESTON | GAS-CC | HOUSTON | 2000 | 129.06 | 80.3 | 80.3 | 80.3 | 80.3 | 80.3 | 80.3 | 80.3 | 80.3 | 80.3 | 80.3
339 | TEXAS CITY POWER CTG B |  | TXCTY_CTB | GALVESTON | GAS-CC | HOUSTON | 2000 | 129.06 | 80.3 | 80.3 | 80.3 | 80.3 | 80.3 | 80.3 | 80.3 | 80.3 | 80.3 | 80.3
340 | TEXAS CITY POWER CTG C |  | TXCTY_CTC | GALVESTON | GAS-CC | HOUSTON | 2000 | 129.06 | 80.3 | 80.3 | 80.3 | 80.3 | 80.3 | 80.3 | 80.3 | 80.3 | 80.3 | 80.3
341 | TEXAS CITY POWER STG |  | TXCTY_ST | GALVESTON | GAS-CC | HOUSTON | 2000 | 143.65 | 124.9 | 124.9 | 124.9 | 124.9 | 124.9 | 124.9 | 124.9 | 124.9 | 124.9 | 124.9
342 | TEXAS GULF SULPHUR CTG 1 | 24INR0605 | TGS_GT01 | WHARTON | GAS-GT | SOUTH | 1985 | 94 | 67.5 | 67.5 | 67.5 | 67.5 | 67.5 | 67.5 | 67.5 | 67.5 | 67.5 | 67.5
343 | TRINIDAD STG 6 |  | TRSES_UNIT6 | HENDERSON | GAS-ST | NORTH | 1965 | 239 | 235 | 235 | 235 | 235 | 235 | 235 | 235 | 235 | 235 | 235
344 | TOPAZ POWER PLANT U1 |  | TOPAZ_UNIT1 | GALVESTON | GAS-GT | HOUSTON | 2021 | 60.5 | 44.5 | 44.5 | 44.5 | 44.5 | 44.5 | 44.5 | 44.5 | 44.5 | 44.5 | 44.5
345 | TOPAZ POWER PLANT U2 |  | TOPAZ_UNIT2 | GALVESTON | GAS-GT | HOUSTON | 2021 | 60.5 | 44.5 | 44.5 | 44.5 | 44.5 | 44.5 | 44.5 | 44.5 | 44.5 | 44.5 | 44.5
346 | TOPAZ POWER PLANT U3 |  | TOPAZ_UNIT3 | GALVESTON | GAS-GT | HOUSTON | 2021 | 60.5 | 44.5 | 44.5 | 44.5 | 44.5 | 44.5 | 44.5 | 44.5 | 44.5 | 44.5 | 44.5
347 | TOPAZ POWER PLANT U4 |  | TOPAZ_UNIT4 | GALVESTON | GAS-GT | HOUSTON | 2021 | 60.5 | 44.5 | 44.5 | 44.5 | 44.5 | 44.5 | 44.5 | 44.5 | 44.5 | 44.5 | 44.5
348 | TOPAZ POWER PLANT U5 |  | TOPAZ_UNIT5 | GALVESTON | GAS-GT | HOUSTON | 2021 | 60.5 | 44.5 | 44.5 | 44.5 | 44.5 | 44.5 | 44.5 | 44.5 | 44.5 | 44.5 | 44.5
349 | TOPAZ POWER PLANT U6 |  | TOPAZ_UNIT6 | GALVESTON | GAS-GT | HOUSTON | 2021 | 60.5 | 44.5 | 44.5 | 44.5 | 44.5 | 44.5 | 44.5 | 44.5 | 44.5 | 44.5 | 44.5
350 | TOPAZ POWER PLANT U7 |  | TOPAZ_UNIT7 | GALVESTON | GAS-GT | HOUSTON | 2021 | 60.5 | 44.5 | 44.5 | 44.5 | 44.5 | 44.5 | 44.5 | 44.5 | 44.5 | 44.5 | 44.5
351 | TOPAZ POWER PLANT U8 |  | TOPAZ_UNIT8 | GALVESTON | GAS-GT | HOUSTON | 2021 | 60.5 | 44.5 | 44.5 | 44.5 | 44.5 | 44.5 | 44.5 | 44.5 | 44.5 | 44.5 | 44.5
352 | TOPAZ POWER PLANT U9 |  | TOPAZ_UNIT9 | GALVESTON | GAS-GT | HOUSTON | 2021 | 60.5 | 44.5 | 44.5 | 44.5 | 44.5 | 44.5 | 44.5 | 44.5 | 44.5 | 44.5 | 44.5
353 | TOPAZ POWER PLANT U10 |  | TOPAZ_UNIT10 | GALVESTON | GAS-GT | HOUSTON | 2021 | 60.5 | 44.5 | 44.5 | 44.5 | 44.5 | 44.5 | 44.5 | 44.5 | 44.5 | 44.5 | 44.5
354 | V H BRAUNIG CTG 5 |  | BRAUNIG_VHB6CT5 | BEXAR | GAS-GT | SOUTH | 2009 | 64.5 | 48 | 48 | 48 | 48 | 48 | 48 | 48 | 48 | 48 | 48
355 | V H BRAUNIG CTG 6 |  | BRAUNIG_VHB6CT6 | BEXAR | GAS-GT | SOUTH | 2009 | 64.5 | 48 | 48 | 48 | 48 | 48 | 48 | 48 | 48 | 48 | 48
356 | V H BRAUNIG CTG 7 |  | BRAUNIG_VHB6CT7 | BEXAR | GAS-GT | SOUTH | 2009 | 64.5 | 48 | 48 | 48 | 48 | 48 | 48 | 48 | 48 | 48 | 48
357 | V H BRAUNIG CTG 8 |  | BRAUNIG_VHB6CT8 | BEXAR | GAS-GT | SOUTH | 2009 | 64.5 | 47 | 47 | 47 | 47 | 47 | 47 | 47 | 47 | 47 | 47
358 | V H BRAUNIG STG 1 |  | BRAUNIG_VHB1 | BEXAR | GAS-ST | SOUTH | 1966 | 225 | 217 | 217 | 217 | 217 | 217 | 217 | 217 | 217 | 217 | 217
359 | V H BRAUNIG STG 2 |  | BRAUNIG_VHB2 | BEXAR | GAS-ST | SOUTH | 1968 | 240 | 230 | 230 | 230 | 230 | 230 | 230 | 230 | 230 | 230 | 230
360 | V H BRAUNIG STG 3 |  | BRAUNIG_VHB3 | BEXAR | GAS-ST | SOUTH | 1970 | 420 | 412 | 412 | 412 | 412 | 412 | 412 | 412 | 412 | 412 | 412
361 | VICTORIA CITY (CITYVICT) CTG 1 |  | CITYVICT_CTG01 | VICTORIA | GAS-GT | SOUTH | 2020 | 60.5 | 44 | 44 | 44 | 44 | 44 | 44 | 44 | 44 | 44 | 44
362 | VICTORIA CITY (CITYVICT) CTG 2 |  | CITYVICT_CTG02 | VICTORIA | GAS-GT | SOUTH | 2020 | 60.5 | 44 | 44 | 44 | 44 | 44 | 44 | 44 | 44 | 44 | 44
363 | VICTORIA PORT (VICTPORT) CTG 1 |  | VICTPORT_CTG01 | VICTORIA | GAS-GT | SOUTH | 2019 | 60.5 | 44 | 44 | 44 | 44 | 44 | 44 | 44 | 44 | 44 | 44
364 | VICTORIA PORT (VICTPORT) CTG 2 |  | VICTPORT_CTG02 | VICTORIA | GAS-GT | SOUTH | 2019 | 60.5 | 44 | 44 | 44 | 44 | 44 | 44 | 44 | 44 | 44 | 44
365 | VICTORIA POWER CTG 6 |  | VICTORIA_VICTORG6 | VICTORIA | GAS-CC | SOUTH | 2009 | 196.86 | 160 | 160 | 160 | 160 | 160 | 160 | 160 | 160 | 160 | 160
366 | VICTORIA POWER STG 5 |  | VICTORIA_VICTORG5 | VICTORIA | GAS-CC | SOUTH | 2009 | 180.2 | 125 | 125 | 125 | 125 | 125 | 125 | 125 | 125 | 125 | 125
367 | W A PARISH CTG 1 |  | WAP_WAPGT_1 | FORT BEND | GAS-GT | HOUSTON | 1967 | 16.32 | 13 | 13 | 13 | 13 | 13 | 13 | 13 | 13 | 13 | 13
368 | W A PARISH STG 1 |  | WAP_WAP_G1 | FORT BEND | GAS-ST | HOUSTON | 1958 | 187.85 | 169 | 169 | 169 | 169 | 169 | 169 | 169 | 169 | 169 | 169
369 | W A PARISH STG 2 |  | WAP_WAP_G2 | FORT BEND | GAS-ST | HOUSTON | 1958 | 187.85 | 169 | 169 | 169 | 169 | 169 | 169 | 169 | 169 | 169 | 169
370 | W A PARISH STG 3 |  | WAP_WAP_G3 | FORT BEND | GAS-ST | HOUSTON | 1961 | 299.2 | 240 | 240 | 240 | 240 | 240 | 240 | 240 | 240 | 240 | 240
371 | W A PARISH STG 4 |  | WAP_WAP_G4 | FORT BEND | GAS-ST | HOUSTON | 1968 | 580.5 | 527 | 527 | 527 | 527 | 527 | 527 | 527 | 527 | 527 | 527
372 | WICHITA FALLS CTG 1 |  | WFCOGEN_UNIT1 | WICHITA | GAS-CC | WEST | 1987 | 20 | 20 | 20 | 20 | 20 | 20 | 20 | 20 | 20 | 20 | 20
373 | WICHITA FALLS CTG 2 |  | WFCOGEN_UNIT2 | WICHITA | GAS-CC | WEST | 1987 | 20 | 20 | 20 | 20 | 20 | 20 | 20 | 20 | 20 | 20 | 20
374 | WICHITA FALLS CTG 3 |  | WFCOGEN_UNIT3 | WICHITA | GAS-CC | WEST | 1987 | 20 | 20 | 20 | 20 | 20 | 20 | 20 | 20 | 20 | 20 | 20
375 | WINCHESTER POWER PARK CTG 1 |  | WIPOPA_WPP_G1 | FAYETTE | GAS-GT | SOUTH | 2009 | 60.5 | 44 | 44 | 44 | 44 | 44 | 44 | 44 | 44 | 44 | 44
376 | WINCHESTER POWER PARK CTG 2 |  | WIPOPA_WPP_G2 | FAYETTE | GAS-GT | SOUTH | 2009 | 60.5 | 44 | 44 | 44 | 44 | 44 | 44 | 44 | 44 | 44 | 44
377 | WINCHESTER POWER PARK CTG 3 |  | WIPOPA_WPP_G3 | FAYETTE | GAS-GT | SOUTH | 2009 | 60.5 | 44 | 44 | 44 | 44 | 44 | 44 | 44 | 44 | 44 | 44
378 | WINCHESTER POWER PARK CTG 4 |  | WIPOPA_WPP_G4 | FAYETTE | GAS-GT | SOUTH | 2009 | 60.5 | 44 | 44 | 44 | 44 | 44 | 44 | 44 | 44 | 44 | 44
379 | WISE-TRACTEBEL POWER CTG 1 | 20INR0286 | WCPP_CT1 | WISE | GAS-CC | NORTH | 2004 | 275 | 241.4 | 241.4 | 241.4 | 241.4 | 241.4 | 241.4 | 241.4 | 241.4 | 241.4 | 241.4
380 | WISE-TRACTEBEL POWER CTG 2 | 20INR0286 | WCPP_CT2 | WISE | GAS-CC | NORTH | 2004 | 275 | 241.4 | 241.4 | 241.4 | 241.4 | 241.4 | 241.4 | 241.4 | 241.4 | 241.4 | 241.4
381 | WISE-TRACTEBEL POWER STG 1 | 20INR0286 | WCPP_ST1 | WISE | GAS-CC | NORTH | 2004 | 298 | 298 | 298 | 298 | 298 | 298 | 298 | 298 | 298 | 298 | 298
382 | WOLF HOLLOW POWER CTG 1 |  | WHCCS_CT1 | HOOD | GAS-CC | NORTH | 2002 | 264.5 | 238.5 | 238.5 | 238.5 | 238.5 | 238.5 | 238.5 | 238.5 | 238.5 | 238.5 | 238.5
383 | WOLF HOLLOW POWER CTG 2 |  | WHCCS_CT2 | HOOD | GAS-CC | NORTH | 2002 | 264.5 | 230.5 | 230.5 | 230.5 | 230.5 | 230.5 | 230.5 | 230.5 | 230.5 | 230.5 | 230.5
384 | WOLF HOLLOW POWER STG |  | WHCCS_STG | HOOD | GAS-CC | NORTH | 2002 | 300 | 268 | 268 | 268 | 268 | 268 | 268 | 268 | 268 | 268 | 268
385 | WOLF HOLLOW 2 CTG 4 |  | WHCCS2_CT4 | HOOD | GAS-CC | NORTH | 2017 | 360 | 327.8 | 327.8 | 327.8 | 327.8 | 327.8 | 327.8 | 327.8 | 327.8 | 327.8 | 327.8
386 | WOLF HOLLOW 2 CTG 5 |  | WHCCS2_CT5 | HOOD | GAS-CC | NORTH | 2017 | 360 | 329.3 | 329.3 | 329.3 | 329.3 | 329.3 | 329.3 | 329.3 | 329.3 | 329.3 | 329.3
387 | WOLF HOLLOW 2 STG 6 |  | WHCCS2_STG6 | HOOD | GAS-CC | NORTH | 2017 | 511.2 | 446.3 | 446.3 | 446.3 | 446.3 | 446.3 | 446.3 | 446.3 | 446.3 | 446.3 | 446.3
388 | NACOGDOCHES POWER |  | NACPW_UNIT1 | NACOGDOCHES | BIOMASS | NORTH | 2012 | 116.45 | 105 | 105 | 105 | 105 | 105 | 105 | 105 | 105 | 105 | 105
389 | BIOENERGY AUSTIN-WALZEM RD LFG |  | DG_WALZE_4UNITS | BEXAR | BIOMASS | SOUTH | 2002 | 9.8 | 9.8 | 9.8 | 9.8 | 9.8 | 9.8 | 9.8 | 9.8 | 9.8 | 9.8 | 9.8
390 | BIOENERGY TEXAS-COVEL GARDENS LFG |  | DG_MEDIN_1UNIT | BEXAR | BIOMASS | SOUTH | 2005 | 9.6 | 9.6 | 9.6 | 9.6 | 9.6 | 9.6 | 9.6 | 9.6 | 9.6 | 9.6 | 9.6
391 | FARMERS BRANCH LANDFILL GAS TO ENERGY |  | DG_HBR_2UNITS | DENTON | BIOMASS | NORTH | 2011 | 3.2 | 3.2 | 3.2 | 3.2 | 3.2 | 3.2 | 3.2 | 3.2 | 3.2 | 3.2 | 3.2
392 | GRAND PRAIRIE LFG |  | DG_TRIRA_1UNIT | DALLAS | BIOMASS | NORTH | 2015 | 4 | 4 | 4 | 4 | 4 | 4 | 4 | 4 | 4 | 4 | 4
393 | NELSON GARDENS LFG |  | DG_78252_4UNITS | BEXAR | BIOMASS | SOUTH | 2013 | 4.2 | 4.2 | 4.2 | 4.2 | 4.2 | 4.2 | 4.2 | 4.2 | 4.2 | 4.2 | 4.2
394 | WM RENEWABLE-AUSTIN LFG |  | DG_SPRIN_4UNITS | TRAVIS | BIOMASS | SOUTH | 2007 | 6.4 | 6.4 | 6.4 | 6.4 | 6.4 | 6.4 | 6.4 | 6.4 | 6.4 | 6.4 | 6.4
395 | WM RENEWABLE-BIOENERGY PARTNERS LFG |  | DG_BIOE_2UNITS | DENTON | BIOMASS | NORTH | 1988 | 6.2 | 6.2 | 6.2 | 6.2 | 6.2 | 6.2 | 6.2 | 6.2 | 6.2 | 6.2 | 6.2
396 | WM RENEWABLE-DFW GAS RECOVERY LFG |  | DG_BIO2_4UNITS | DENTON | BIOMASS | NORTH | 2009 | 6.4 | 6.4 | 6.4 | 6.4 | 6.4 | 6.4 | 6.4 | 6.4 | 6.4 | 6.4 | 6.4
397 | WM RENEWABLE-MESQUITE CREEK LFG |  | DG_FREIH_2UNITS | COMAL | BIOMASS | SOUTH | 2011 | 3.2 | 3.2 | 3.2 | 3.2 | 3.2 | 3.2 | 3.2 | 3.2 | 3.2 | 3.2 | 3.2
398 | WM RENEWABLE-WESTSIDE LFG |  | DG_WSTHL_3UNITS | PARKER | BIOMASS | NORTH | 2010 | 4.8 | 4.8 | 4.8 | 4.8 | 4.8 | 4.8 | 4.8 | 4.8 | 4.8 | 4.8 | 4.8
399 | Operational Capacity Total (Nuclear, Coal, Gas, Biomass) | [6 empty] | 74868.04 | 66224.9 | 66224.9 | 66224.9 | 66224.9 | 66224.9 | 66224.9 | 66224.9 | 66224.9 | 66224.9 | 66224.9
400
401 | Operational Resources - Synchronized but not Approved for Commercial Operations (Thermal)
402 | Operational Capacity - Synchronized but not Approved for Commercial Operations Total (Nuclear, Coal, Gas, Biomass) | [6 empty] | 0 | 0 | 0 | 0 | 0 | 0 | 0 | 0 | 0 | 0 | 0
403
404 | Operational Capacity Thermal Unavailable due to Extended Outage or Derate |  | THERMAL_UNAVAIL |  | STORAGE |  |  | -101.7 | 0 | 0 | 0 | 0 | 0 | 0 | 0 | 0 | 0 | 0
405 | Operational Capacity Thermal Total |  | THERMAL_OPERATIONAL |  |  |  |  | 74766.34 | 66224.9 | 66224.9 | 66224.9 | 66224.9 | 66224.9 | 66224.9 | 66224.9 | 66224.9 | 66224.9 | 66224.9
406
407 | Operational Resources (Hydro)
408 | AMISTAD HYDRO 1 |  | AMISTAD_AMISTAG1 | VAL VERDE | HYDRO | WEST | 1983 | 37.9 | 37.9 | 37.9 | 37.9 | 37.9 | 37.9 | 37.9 | 37.9 | 37.9 | 37.9 | 37.9
409 | AMISTAD HYDRO 2 |  | AMISTAD_AMISTAG2 | VAL VERDE | HYDRO | WEST | 1983 | 37.9 | 37.9 | 37.9 | 37.9 | 37.9 | 37.9 | 37.9 | 37.9 | 37.9 | 37.9 | 37.9
410 | AUSTIN HYDRO 1 |  | AUSTPL_AUSTING1 | TRAVIS | HYDRO | SOUTH | 1940 | 9 | 8 | 8 | 8 | 8 | 8 | 8 | 8 | 8 | 8 | 8
411 | AUSTIN HYDRO 2 |  | AUSTPL_AUSTING2 | TRAVIS | HYDRO | SOUTH | 1940 | 9 | 9 | 9 | 9 | 9 | 9 | 9 | 9 | 9 | 9 | 9
412 | BUCHANAN HYDRO 1 |  | BUCHAN_BUCHANG1 | LLANO | HYDRO | SOUTH | 1938 | 18.3 | 16 | 16 | 16 | 16 | 16 | 16 | 16 | 16 | 16 | 16
413 | BUCHANAN HYDRO 2 |  | BUCHAN_BUCHANG2 | LLANO | HYDRO | SOUTH | 1938 | 18.3 | 16 | 16 | 16 | 16 | 16 | 16 | 16 | 16 | 16 | 16
414 | BUCHANAN HYDRO 3 |  | BUCHAN_BUCHANG3 | LLANO | HYDRO | SOUTH | 1950 | 18.3 | 17 | 17 | 17 | 17 | 17 | 17 | 17 | 17 | 17 | 17
415 | DENISON DAM 1 |  | DNDAM_DENISOG1 | GRAYSON | HYDRO | NORTH | 1944 | 50.8 | 49.5 | 49.5 | 49.5 | 49.5 | 49.5 | 49.5 | 49.5 | 49.5 | 49.5 | 49.5
416 | DENISON DAM 2 |  | DNDAM_DENISOG2 | GRAYSON | HYDRO | NORTH | 1948 | 50.8 | 49.5 | 49.5 | 49.5 | 49.5 | 49.5 | 49.5 | 49.5 | 49.5 | 49.5 | 49.5
417 | EAGLE PASS HYDRO |  | EAGLE_HY_EAGLE_HY1 | MAVERICK | HYDRO | SOUTH | 2005 | 9.6 | 9.6 | 9.6 | 9.6 | 9.6 | 9.6 | 9.6 | 9.6 | 9.6 | 9.6 | 9.6
418 | FALCON HYDRO 1 |  | FALCON_FALCONG1 | STARR | HYDRO | SOUTH | 1954 | 12 | 12 | 12 | 12 | 12 | 12 | 12 | 12 | 12 | 12 | 12
419 | FALCON HYDRO 2 |  | FALCON_FALCONG2 | STARR | HYDRO | SOUTH | 1954 | 12 | 12 | 12 | 12 | 12 | 12 | 12 | 12 | 12 | 12 | 12
420 | FALCON HYDRO 3 |  | FALCON_FALCONG3 | STARR | HYDRO | SOUTH | 1954 | 12 | 12 | 12 | 12 | 12 | 12 | 12 | 12 | 12 | 12 | 12
421 | GRANITE SHOALS HYDRO 1 |  | WIRTZ_WIRTZ_G1 | BURNET | HYDRO | SOUTH | 1951 | 29 | 29 | 29 | 29 | 29 | 29 | 29 | 29 | 29 | 29 | 29
422 | GRANITE SHOALS HYDRO 2 |  | WIRTZ_WIRTZ_G2 | BURNET | HYDRO | SOUTH | 1951 | 29 | 29 | 29 | 29 | 29 | 29 | 29 | 29 | 29 | 29 | 29
423 | GUADALUPE BLANCO RIVER AUTH-CANYON |  | CANYHY_CANYHYG1 | COMAL | HYDRO | SOUTH | 1989 | 6 | 6 | 6 | 6 | 6 | 6 | 6 | 6 | 6 | 6 | 6
424 | INKS HYDRO 1 |  | INKSDA_INKS_G1 | LLANO | HYDRO | SOUTH | 1938 | 15 | 14 | 14 | 14 | 14 | 14 | 14 | 14 | 14 | 14 | 14
425 | MARBLE FALLS HYDRO 1 |  | MARBFA_MARBFAG1 | BURNET | HYDRO | SOUTH | 1951 | 21 | 21 | 21 | 21 | 21 | 21 | 21 | 21 | 21 | 21 | 21
426 | MARBLE FALLS HYDRO 2 |  | MARBFA_MARBFAG2 | BURNET | HYDRO | SOUTH | 1951 | 19.8 | 20 | 20 | 20 | 20 | 20 | 20 | 20 | 20 | 20 | 20
427 | MARSHALL FORD HYDRO 1 |  | MARSFO_MARSFOG1 | TRAVIS | HYDRO | SOUTH | 1941 | 36 | 36 | 36 | 36 | 36 | 36 | 36 | 36 | 36 | 36 | 36
428 | MARSHALL FORD HYDRO 2 |  | MARSFO_MARSFOG2 | TRAVIS | HYDRO | SOUTH | 1941 | 36 | 36 | 36 | 36 | 36 | 36 | 36 | 36 | 36 | 36 | 36
429 | MARSHALL FORD HYDRO 3 |  | MARSFO_MARSFOG3 | TRAVIS | HYDRO | SOUTH | 1941 | 36 | 36 | 36 | 36 | 36 | 36 | 36 | 36 | 36 | 36 | 36
430 | WHITNEY DAM HYDRO |  | WND_WHITNEY1 | BOSQUE | HYDRO | NORTH | 1953 | 22 | 22 | 22 | 22 | 22 | 22 | 22 | 22 | 22 | 22 | 22
431 | WHITNEY DAM HYDRO 2 |  | WND_WHITNEY2 | BOSQUE | HYDRO | NORTH | 1953 | 22 | 22 | 22 | 22 | 22 | 22 | 22 | 22 | 22 | 22 | 22
432 | Operational Capacity Total (Hydro) | [6 empty] | 567.7 | 557.4 | 557.4 | 557.4 | 557.4 | 557.4 | 557.4 | 557.4 | 557.4 | 557.4 | 557.4
433 | Hydro Capacity Contribution (Top 20 Hours) |  | HYDRO_CAP_CONT |  |  |  |  | 567.7 | 448 | 448 | 448 | 448 | 448 | 448 | 448 | 448 | 448 | 448
434
435 | Operational Hydro Resources, Settlement Only Distributed Generators (SODGs)
436 | ARLINGTON OUTLET HYDROELECTRIC FACILITY |  | DG_OAKHL_1UNIT | TARRANT | HYDRO | NORTH | 2014 | 1.4 | 1.4 | 1.4 | 1.4 | 1.4 | 1.4 | 1.4 | 1.4 | 1.4 | 1.4 | 1.4
437 | GUADALUPE BLANCO RIVER AUTH-MCQUEENEY |  | DG_MCQUE_5UNITS | GUADALUPE | HYDRO | SOUTH | 1928 | 7.7 | 7.7 | 7.7 | 7.7 | 7.7 | 7.7 | 7.7 | 7.7 | 7.7 | 7.7 | 7.7
438 | GUADALUPE BLANCO RIVER AUTH-SCHUMANSVILLE |  | DG_SCHUM_2UNITS | GUADALUPE | HYDRO | SOUTH | 1928 | 3.6 | 3.6 | 3.6 | 3.6 | 3.6 | 3.6 | 3.6 | 3.6 | 3.6 | 3.6 | 3.6
439 | LEWISVILLE HYDRO-CITY OF GARLAND |  | DG_LWSVL_1UNIT | DENTON | HYDRO | NORTH | 1991 | 2.2 | 2.2 | 2.2 | 2.2 | 2.2 | 2.2 | 2.2 | 2.2 | 2.2 | 2.2 | 2.2
440 | Operational Hydro Resources Total, Settlement Only Distributed Generators (SODGs) | [6 empty] | 14.9 | 14.9 | 14.9 | 14.9 | 14.9 | 14.9 | 14.9 | 14.9 | 14.9 | 14.9 | 14.9
441 | Hydro SODG Capacity Contribution (Highest 20 Peak Load Hours) |  | DG_HYDRO_CAP_CONT |  |  |  |  | 14.9 | 11.9756 | 11.9756 | 11.9756 | 11.9756 | 11.9756 | 11.9756 | 11.9756 | 11.9756 | 11.9756 | 11.9756
442
443 | Operational Capacity Hydroelectric Unavailable due to Extended Outage or Derate |  | HYDRO_UNAVAIL |  |  |  |  | -6 | -4.8224 | -4.8224 | -4.8224 | -4.8224 | -4.8224 | -4.8224 | -4.8224 | -4.8224 | -4.8224 | -4.8224
444 | Operational Capacity Hydroelectric Total |  | HYDRO_OPERATIONAL |  |  |  |  | 576.6 | 455.1532 | 455.1532 | 455.1532 | 455.1532 | 455.1532 | 455.1532 | 455.1532 | 455.1532 | 455.1532 | 455.1532
445
446 | Operational Resources (Switchable)
447 | ANTELOPE IC 1 |  | AEEC_ANTLP_1 | HALE | GAS-IC | PANHANDLE | 2016 | 56.04 | 54 | 54 | 54 | 54 | 54 | 54 | 54 | 54 | 54 | 54
448 | ANTELOPE IC 2 |  | AEEC_ANTLP_2 | HALE | GAS-IC | PANHANDLE | 2016 | 56.04 | 54 | 54 | 54 | 54 | 54 | 54 | 54 | 54 | 54 | 54
449 | ANTELOPE IC 3 |  | AEEC_ANTLP_3 | HALE | GAS-IC | PANHANDLE | 2016 | 56.04 | 54 | 54 | 54 | 54 | 54 | 54 | 54 | 54 | 54 | 54
450 | ELK STATION CTG 1 |  | AEEC_ELK_1 | HALE | GAS-GT | PANHANDLE | 2016 | 202 | 190 | 190 | 190 | 190 | 190 | 190 | 190 | 190 | 190 | 190
451 | ELK STATION CTG 2 |  | AEEC_ELK_2 | HALE | GAS-GT | PANHANDLE | 2016 | 202 | 190 | 190 | 190 | 190 | 190 | 190 | 190 | 190 | 190 | 190
452 | TENASKA FRONTIER STATION CTG 1 |  | FTR_FTR_G1 | GRIMES | GAS-CC | NORTH | 2000 | 185 | 160 | 160 | 160 | 160 | 160 | 160 | 160 | 160 | 160 | 160
453 | TENASKA FRONTIER STATION CTG 2 |  | FTR_FTR_G2 | GRIMES | GAS-CC | NORTH | 2000 | 185 | 160 | 160 | 160 | 160 | 160 | 160 | 160 | 160 | 160 | 160
454 | TENASKA FRONTIER STATION CTG 3 |  | FTR_FTR_G3 | GRIMES | GAS-CC | NORTH | 2000 | 185 | 160 | 160 | 160 | 160 | 160 | 160 | 160 | 160 | 160 | 160
455 | TENASKA FRONTIER STATION STG 4 |  | FTR_FTR_G4 | GRIMES | GAS-CC | NORTH | 2000 | 400 | 400 | 400 | 400 | 400 | 400 | 400 | 400 | 400 | 400 | 400
456 | TENASKA GATEWAY STATION CTG 1 |  | TGCCS_CT1 | RUSK | GAS-CC | NORTH | 2001 | 179 | 156 | 156 | 156 | 156 | 156 | 156 | 156 | 156 | 156 | 156
457 | TENASKA GATEWAY STATION CTG 2 |  | TGCCS_CT2 | RUSK | GAS-CC | NORTH | 2001 | 179 | 135 | 135 | 135 | 135 | 135 | 135 | 135 | 135 | 135 | 135
458 | TENASKA GATEWAY STATION CTG 3 |  | TGCCS_CT3 | RUSK | GAS-CC | NORTH | 2001 | 179 | 153 | 153 | 153 | 153 | 153 | 153 | 153 | 153 | 153 | 153
459 | TENASKA GATEWAY STATION STG 4 |  | TGCCS_UNIT4 | RUSK | GAS-CC | NORTH | 2001 | 400 | 402 | 402 | 402 | 402 | 402 | 402 | 402 | 402 | 402 | 402
460 | TENASKA KIAMICHI STATION 1CT101 |  | KMCHI_1CT101 | FANNIN | GAS-CC | NORTH | 2003 | 185 | 151 | 151 | 151 | 151 | 151 | 151 | 151 | 151 | 151 | 151
461 | TENASKA KIAMICHI STATION 1CT201 |  | KMCHI_1CT201 | FANNIN | GAS-CC | NORTH | 2003 | 185 | 148 | 148 | 148 | 148 | 148 | 148 | 148 | 148 | 148 | 148
462 | TENASKA KIAMICHI STATION 1ST |  | KMCHI_1ST | FANNIN | GAS-CC | NORTH | 2003 | 330 | 310 | 310 | 310 | 310 | 310 | 310 | 310 | 310 | 310 | 310
463 | TENASKA KIAMICHI STATION 2CT101 |  | KMCHI_2CT101 | FANNIN | GAS-CC | NORTH | 2003 | 185 | 150 | 150 | 150 | 150 | 150 | 150 | 150 | 150 | 150 | 150
464 | TENASKA KIAMICHI STATION 2CT201 |  | KMCHI_2CT201 | FANNIN | GAS-CC | NORTH | 2003 | 185 | 152 | 152 | 152 | 152 | 152 | 152 | 152 | 152 | 152 | 152
465 | TENASKA KIAMICHI STATION 2ST |  | KMCHI_2ST | FANNIN | GAS-CC | NORTH | 2003 | 330 | 311 | 311 | 311 | 311 | 311 | 311 | 311 | 311 | 311 | 311
466 | Switchable Capacity Total | [6 empty] | 3864.12 | 3490 | 3490 | 3490 | 3490 | 3490 | 3490 | 3490 | 3490 | 3490 | 3490
467
468 | Switchable Capacity Unavailable to ERCOT
469 | ANTELOPE IC 1 |  | AEEC_ANTLP_1_UNAVAIL | HALE | GAS-IC | PANHANDLE | 2017 | -56 | -54 | -54 | -54 | -54 | -54 | -54 | -54 | -54 | -54 | -54
470 | ANTELOPE IC 2 |  | AEEC_ANTLP_2_UNAVAIL | HALE | GAS-IC | PANHANDLE | 2017 | -56 | -54 | -54 | -54 | -54 | -54 | -54 | -54 | -54 | -54 | -54
471 | ANTELOPE IC 3 |  | AEEC_ANTLP_3_UNAVAIL | HALE | GAS-IC | PANHANDLE | 2017 | -56 | -54 | -54 | -54 | -54 | -54 | -54 | -54 | -54 | -54 | -54
472 | ELK STATION CTG 1 |  | AEEC_ELK_1_UNAVAIL | HALE | GAS-GT | PANHANDLE | 2017 | -202 | -190 | -190 | -190 | -190 | -190 | -190 | -190 | -190 | -190 | -190
473 | ELK STATION CTG 2 |  | AEEC_ELK_2_UNAVAIL | HALE | GAS-GT | PANHANDLE | 2017 | -202 | -190 | -190 | -190 | -190 | -190 | -190 | -190 | -190 | -190 | -190
474 | TENASKA KIAMICHI STATION 2CT101 |  | KMCHI_2CT101_UNAVAIL | FANNIN | GAS-CC | NORTH | 2003 | -185 | -150 | -150 | -150 | 0 | 0 | 0 | 0 | 0 | 0 | 0
475 | TENASKA KIAMICHI STATION 2CT201 |  | KMCHI_2CT201_UNAVIL | FANNIN | GAS-CC | NORTH | 2003 | -185 | -152 | -152 | -152 | 0 | 0 | 0 | 0 | 0 | 0 | 0
476 | TENASKA KIAMICHI STATION 2ST |  | KMCHI_2ST_UNAVIL | FANNIN | GAS-CC | NORTH | 2003 | -330 | -311 | -311 | -311 | 0 | 0 | 0 | 0 | 0 | 0 | 0
477 | TENASKA KIAMICHI STATION 1CT101 |  | KMCHI_1CT101_UNAVIL | FANNIN | GAS-CC | NORTH | 2003 | -151 | 0 | -151 | 0 | 0 | 0 | 0 | 0 | 0 | 0 | 0
478 | Switchable Capacity Unavailable to ERCOT Total | [6 empty] | -1423 | -1155 | -1306 | -1155 | -542 | -542 | -542 | -542 | -542 | -542 | -542
479
480 | Available Mothball Capacity based on Owner's Return Probability |  | MOTH_AVAIL |  | GAS |  |  | 144.8 | 135.5 | 135.5 | 135.5 | 135.5 | 135.5 | 135.5 | 135.5 | 135.5 | 135.5 | 135.5
481
482 | Private-Use Network Capacity Contribution (Top 20 Hours) |  | PUN_CAP_CONT |  | GAS |  |  | 9336 | 2831 | 2831 | 2831 | 2831 | 2831 | 2831 | 2831 | 2831 | 2831 | 2831
483 | Private-Use Network Forecast Adjustment (per Protocol 10.3.2.4) |  | PUN_CAP_ADJUST |  | GAS |  |  |  | -71.075 | -71.075 | -76.075 | -76.075 | -76.075 | -76.075 | -76.075 | -76.075 | -76.075 | -76.075
484
485 | Operational Resources (Wind)
486 | AGUAYO WIND U1 |  | AGUAYO_UNIT1 | MILLS | WIND-O | NORTH | 2023 | 193.5 | 192.9 | 192.9 | 192.9 | 192.9 | 192.9 | 192.9 | 192.9 | 192.9 | 192.9 | 192.9
487 | AMADEUS WIND 1 U1 |  | AMADEUS1_UNIT1 | FISHER | WIND-O | WEST | 2021 | 36.7 | 36.7 | 36.7 | 36.7 | 36.7 | 36.7 | 36.7 | 36.7 | 36.7 | 36.7 | 36.7
488 | AMADEUS WIND 1 U2 |  | AMADEUS1_UNIT2 | FISHER | WIND-O | WEST | 2021 | 35.8 | 35.8 | 35.8 | 35.8 | 35.8 | 35.8 | 35.8 | 35.8 | 35.8 | 35.8 | 35.8
489 | AMADEUS WIND 2 U1 |  | AMADEUS2_UNIT3 | FISHER | WIND-O | WEST | 2021 | 177.7 | 177.7 | 177.7 | 177.7 | 177.7 | 177.7 | 177.7 | 177.7 | 177.7 | 177.7 | 177.7
490 | ANACACHO WIND |  | ANACACHO_ANA | KINNEY | WIND-O | SOUTH | 2012 | 99.83 | 99.8 | 99.8 | 99.8 | 99.8 | 99.8 | 99.8 | 99.8 | 99.8 | 99.8 | 99.8
491 | AQUILLA LAKE WIND U1 |  | AQUILLA_U1_23 | HILL & LIMESTONE | WIND-O | NORTH | 2023 | 13.9 | 13.9 | 13.9 | 13.9 | 13.9 | 13.9 | 13.9 | 13.9 | 13.9 | 13.9 | 13.9
492 | AQUILLA LAKE WIND U2 |  | AQUILLA_U1_28 | HILL & LIMESTONE | WIND-O | NORTH | 2023 | 135.4 | 135.4 | 135.4 | 135.4 | 135.4 | 135.4 | 135.4 | 135.4 | 135.4 | 135.4 | 135.4
493 | AQUILLA LAKE 2 WIND U1 |  | AQUILLA_U2_23 | HILL & LIMESTONE | WIND-O | NORTH | 2023 | 7 | 7 | 7 | 7 | 7 | 7 | 7 | 7 | 7 | 7 | 7
494 | AQUILLA LAKE 2 WIND U2 |  | AQUILLA_U2_28 | HILL & LIMESTONE | WIND-O | NORTH | 2023 | 143.8 | 143.8 | 143.8 | 143.8 | 143.8 | 143.8 | 143.8 | 143.8 | 143.8 | 143.8 | 143.8
495 | AVIATOR WIND U1 |  | AVIATOR_UNIT1 | COKE | WIND-O | WEST | 2021 | 180.12 | 180.1 | 180.1 | 180.1 | 180.1 | 180.1 | 180.1 | 180.1 | 180.1 | 180.1 | 180.1
496 | AVIATOR WIND U2 |  | AVIATOR_UNIT2 | COKE | WIND-O | WEST | 2021 | 145.64 | 145.6 | 145.6 | 145.6 | 145.6 | 145.6 | 145.6 | 145.6 | 145.6 | 145.6 | 145.6
497 | AVIATOR WIND U3 |  | DEWOLF_UNIT1 | COKE | WIND-O | WEST | 2021 | 199.26 | 199.3 | 199.3 | 199.3 | 199.3 | 199.3 | 199.3 | 199.3 | 199.3 | 199.3 | 199.3
498 | BLACKJACK CREEK WIND U1 |  | BLACKJAK_UNIT1 | BEE | WIND-O | SOUTH | 2023 | 120 | 120 | 120 | 120 | 120 | 120 | 120 | 120 | 120 | 120 | 120
499 | BLACKJACK CREEK WIND U2 |  | BLACKJAK_UNIT2 | BEE | WIND-O | SOUTH | 2023 | 120 | 120 | 120 | 120 | 120 | 120 | 120 | 120 | 120 | 120 | 120
500 | BAFFIN WIND UNIT1 |  | BAFFIN_UNIT1 | KENEDY | WIND-C | COASTAL | 2016 | 100 | 100 | 100 | 100 | 100 | 100 | 100 | 100 | 100 | 100 | 100
501 | BAFFIN WIND UNIT2 |  | BAFFIN_UNIT2 | KENEDY | WIND-C | COASTAL | 2016 | 102 | 102 | 102 | 102 | 102 | 102 | 102 | 102 | 102 | 102 | 102
502 | BARROW RANCH (JUMBO HILL WIND) 1 |  | BARROW_UNIT1 | ANDREWS | WIND-O | WEST | 2021 | 90.2 | 90.2 | 90.2 | 90.2 | 90.2 | 90.2 | 90.2 | 90.2 | 90.2 | 90.2 | 90.2
503 | BARROW RANCH (JUMBO HILL WIND) 2 |  | BARROW_UNIT2 | ANDREWS | WIND-O | WEST | 2021 | 70.5 | 70.5 | 70.5 | 70.5 | 70.5 | 70.5 | 70.5 | 70.5 | 70.5 | 70.5 | 70.5
504 | BARTON CHAPEL WIND |  | BRTSW_BCW1 | JACK | WIND-O | NORTH | 2007 | 120 | 120 | 120 | 120 | 120 | 120 | 120 | 120 | 120 | 120 | 120
505 | BLUE SUMMIT WIND 1 A |  | BLSUMMIT_BLSMT1_5 | WILBARGER | WIND-O | WEST | 2013 | 132.84 | 132.8 | 132.8 | 132.8 | 132.8 | 132.8 | 132.8 | 132.8 | 132.8 | 132.8 | 132.8
506 | BLUE SUMMIT WIND 1 B |  | BLSUMMIT_BLSMT1_6 | WILBARGER | WIND-O | WEST | 2013 | 6.96 | 6.9 | 6.9 | 6.9 | 6.9 | 6.9 | 6.9 | 6.9 | 6.9 | 6.9 | 6.9
507 | BLUE SUMMIT WIND 2 A |  | BLSUMMIT_UNIT2_25 | WILBARGER | WIND-O | WEST | 2020 | 92.5 | 62.5 | 62.5 | 62.5 | 62.5 | 62.5 | 62.5 | 62.5 | 62.5 | 62.5 | 62.5
508 | BLUE SUMMIT WIND 2 B |  | BLSUMMIT_UNIT2_17 | WILBARGER | WIND-O | WEST | 2020 | 6.86 | 6.9 | 6.9 | 6.9 | 6.9 | 6.9 | 6.9 | 6.9 | 6.9 | 6.9 | 6.9
509 | BLUE SUMMIT WIND 3 A |  | BLSUMIT3_UNIT_17 | WILBARGER | WIND-O | WEST | 2020 | 13.7 | 13.4 | 13.4 | 13.4 | 13.4 | 13.4 | 13.4 | 13.4 | 13.4 | 13.4 | 13.4
510 | BLUE SUMMIT WIND 3 B |  | BLSUMIT3_UNIT_25 | WILBARGER | WIND-O | WEST | 2020 | 186.5 | 182.4 | 182.4 | 182.4 | 182.4 | 182.4 | 182.4 | 182.4 | 182.4 | 182.4 | 182.4
511 | BOBCAT BLUFF WIND |  | BCATWIND_WIND_1 | ARCHER | WIND-O | WEST | 2020 | 162 | 162 | 162 | 162 | 162 | 162 | 162 | 162 | 162 | 162 | 162
512 | BRISCOE WIND |  | BRISCOE_WIND | BRISCOE | WIND-P | PANHANDLE | 2015 | 149.85 | 149.8 | 149.8 | 149.8 | 149.8 | 149.8 | 149.8 | 149.8 | 149.8 | 149.8 | 149.8
513 | BRUENNING'S BREEZE A |  | BBREEZE_UNIT1 | WILLACY | WIND-C | COASTAL | 2017 | 120 | 120 | 120 | 120 | 120 | 120 | 120 | 120 | 120 | 120 | 120
514 | BRUENNING'S BREEZE B |  | BBREEZE_UNIT2 | WILLACY | WIND-C | COASTAL | 2017 | 108 | 108 | 108 | 108 | 108 | 108 | 108 | 108 | 108 | 108 | 108
515 | BUCKTHORN WIND 1 A |  | BUCKTHRN_UNIT1 | ERATH | WIND-O | NORTH | 2017 | 44.9 | 44.9 | 44.9 | 44.9 | 44.9 | 44.9 | 44.9 | 44.9 | 44.9 | 44.9 | 44.9
516 | BUCKTHORN WIND 1 B |  | BUCKTHRN_UNIT2 | ERATH | WIND-O | NORTH | 2017 | 55.7 | 55.7 | 55.7 | 55.7 | 55.7 | 55.7 | 55.7 | 55.7 | 55.7 | 55.7 | 55.7
517 | BUFFALO GAP WIND 1 |  | BUFF_GAP_UNIT1 | TAYLOR | WIND-O | WEST | 2006 | 120.6 | 120.6 | 120.6 | 120.6 | 120.6 | 120.6 | 120.6 | 120.6 | 120.6 | 120.6 | 120.6
518 | BUFFALO GAP WIND 2_1 |  | BUFF_GAP_UNIT2_1 | TAYLOR | WIND-O | WEST | 2007 | 115.5 | 115.5 | 115.5 | 115.5 | 115.5 | 115.5 | 115.5 | 115.5 | 115.5 | 115.5 | 115.5
519 | BUFFALO GAP WIND 2_2 |  | BUFF_GAP_UNIT2_2 | TAYLOR | WIND-O | WEST | 2007 | 117 | 117 | 117 | 117 | 117 | 117 | 117 | 117 | 117 | 117 | 117
520 | BUFFALO GAP WIND 3 |  | BUFF_GAP_UNIT3 | TAYLOR | WIND-O | WEST | 2008 | 170.2 | 170.2 | 170.2 | 170.2 | 170.2 | 170.2 | 170.2 | 170.2 | 170.2 | 170.2 | 170.2
521 | BULL CREEK WIND U1 |  | BULLCRK_WND1 | BORDEN | WIND-O | WEST | 2009 | 89 | 88 | 88 | 88 | 88 | 88 | 88 | 88 | 88 | 88 | 88
522 | BULL CREEK WIND U2 |  | BULLCRK_WND2 | BORDEN | WIND-O | WEST | 2009 | 91 | 90 | 90 | 90 | 90 | 90 | 90 | 90 | 90 | 90 | 90
523 | CABEZON WIND (RIO BRAVO I WIND) 1 A |  | CABEZON_WIND1 | STARR | WIND-O | SOUTH | 2019 | 115.2 | 115.2 | 115.2 | 115.2 | 115.2 | 115.2 | 115.2 | 115.2 | 115.2 | 115.2 | 115.2
524 | CABEZON WIND (RIO BRAVO I WIND) 1 B |  | CABEZON_WIND2 | STARR | WIND-O | SOUTH | 2019 | 122.4 | 122.4 | 122.4 | 122.4 | 122.4 | 122.4 | 122.4 | 122.4 | 122.4 | 122.4 | 122.4
525 | CACTUS FLATS WIND U1 |  | CFLATS_U1 | CONCHO | WIND-O | WEST | 2022 | 148.4 | 148.4 | 148.4 | 148.4 | 148.4 | 148.4 | 148.4 | 148.4 | 148.4 | 148.4 | 148.4
526 | CALLAHAN WIND |  | CALLAHAN_WND1 | CALLAHAN | WIND-O | WEST | 2004 | 123.1 | 123.1 | 123.1 | 123.1 | 123.1 | 123.1 | 123.1 | 123.1 | 123.1 | 123.1 | 123.1
527 | CAMERON COUNTY WIND |  | CAMWIND_UNIT1 | CAMERON | WIND-C | COASTAL | 2016 | 165 | 165 | 165 | 165 | 165 | 165 | 165 | 165 | 165 | 165 | 165
528 | CAMP SPRINGS WIND 1 |  | CSEC_CSECG1 | SCURRY | WIND-O | WEST | 2007 | 134.42 | 130.5 | 130.5 | 130.5 | 130.5 | 130.5 | 130.5 | 130.5 | 130.5 | 130.5 | 130.5
529 | CAMP SPRINGS WIND 2 |  | CSEC_CSECG2 | SCURRY | WIND-O | WEST | 2007 | 123.6 | 120 | 120 | 120 | 120 | 120 | 120 | 120 | 120 | 120 | 120
530 | CANADIAN BREAKS WIND |  | CN_BRKS_UNIT_1 | OLDHAM | WIND-P | PANHANDLE | 2019 | 210.1 | 210.1 | 210.1 | 210.1 | 210.1 | 210.1 | 210.1 | 210.1 | 210.1 | 210.1 | 210.1
531 | CAPRICORN RIDGE WIND 1 |  | CAPRIDGE_CR1 | STERLING | WIND-O | WEST | 2007 | 231.7 | 231.7 | 231.7 | 231.7 | 231.7 | 231.7 | 231.7 | 231.7 | 231.7 | 231.7 | 231.7
532 | CAPRICORN RIDGE WIND 2 |  | CAPRIDGE_CR2 | STERLING | WIND-O | WEST | 2007 | 149.5 | 149.5 | 149.5 | 149.5 | 149.5 | 149.5 | 149.5 | 149.5 | 149.5 | 149.5 | 149.5
533 | CAPRICORN RIDGE WIND 3 |  | CAPRIDGE_CR3 | STERLING | WIND-O | WEST | 2008 | 200.9 | 200.9 | 200.9 | 200.9 | 200.9 | 200.9 | 200.9 | 200.9 | 200.9 | 200.9 | 200.9
534 | CAPRICORN RIDGE WIND 4 | 24INR0632 | CAPRIDG4_CR4 | STERLING | WIND-O | WEST | 2008 | 121.5 | 121.5 | 121.5 | 121.5 | 121.5 | 121.5 | 121.5 | 121.5 | 121.5 | 121.5 | 121.5
535 | CEDRO HILL WIND 1 | 24INR0632 | CEDROHIL_CHW1 | WEBB | WIND-O | SOUTH | 2010 | 159.93 | 75 | 75 | 75 | 75 | 75 | 75 | 75 | 75 | 75 | 75
536 | CEDRO HILL WIND 2 |  | CEDROHIL_CHW2 | WEBB | WIND-O | SOUTH | 2010 | 75 | 75 | 75 | 75 | 75 | 75 | 75 | 75 | 75 | 75 | 75
537 | CHALUPA WIND |  | CHALUPA_UNIT1 | CAMERON | WIND-C | COASTAL | 2021 | 173.25 | 173.3 | 173.3 | 173.3 | 173.3 | 173.3 | 173.3 | 173.3 | 173.3 | 173.3 | 173.3
538 | CHAMPION WIND | 24INR0627 | CHAMPION_UNIT1 | NOLAN | WIND-O | WEST | 2008 | 126.5 | 126.5 | 126.5 | 126.5 | 126.5 | 126.5 | 126.5 | 126.5 | 126.5 | 126.5 | 126.5
539 | CHAPMAN RANCH WIND IA (SANTA CRUZ) | 24INR0627 | SANTACRU_UNIT1 | NUECES | WIND-C | COASTAL | 2017 | 150.6 | 150.6 | 150.6 | 150.6 | 150.6 | 150.6 | 150.6 | 150.6 | 150.6 | 150.6 | 150.6
540 | CHAPMAN RANCH WIND IB (SANTA CRUZ) |  | SANTACRU_UNIT2 | NUECES | WIND-C | COASTAL | 2017 | 98.4 | 98.4 | 98.4 | 98.4 | 98.4 | 98.4 | 98.4 | 98.4 | 98.4 | 98.4 | 98.4
541 | COTTON PLAINS WIND |  | COTPLNS_COTTONPL | FLOYD | WIND-P | PANHANDLE | 2017 | 50.4 | 50.4 | 50.4 | 50.4 | 50.4 | 50.4 | 50.4 | 50.4 | 50.4 | 50.4 | 50.4
542 | CRANELL WIND |  | CRANELL_UNIT1 | REFUGIO | WIND-C | COASTAL | 2022 | 220 | 220 | 220 | 220 | 220 | 220 | 220 | 220 | 220 | 220 | 220
543 | DERMOTT WIND 1_1 |  | DERMOTT_UNIT1 | SCURRY | WIND-O | WEST | 2017 | 126.5 | 126.5 | 126.5 | 126.5 | 126.5 | 126.5 | 126.5 | 126.5 | 126.5 | 126.5 | 126.5
544 | DERMOTT WIND 1_2 |  | DERMOTT_UNIT2 | SCURRY | WIND-O | WEST | 2017 | 126.5 | 126.5 | 126.5 | 126.5 | 126.5 | 126.5 | 126.5 | 126.5 | 126.5 | 126.5 | 126.5
545 | DESERT SKY WIND 1 A |  | DSKYWND1_UNIT_1A | PECOS | WIND-O | WEST | 2022 | 65.79 | 53.1 | 53.1 | 53.1 | 53.1 | 53.1 | 53.1 | 53.1 | 53.1 | 53.1 | 53.1
546 | DESERT SKY WIND 1 B |  | DSKYWND2_UNIT_2A | PECOS | WIND-O | WEST | 2022 | 65.79 | 50.4 | 50.4 | 50.4 | 50.4 | 50.4 | 50.4 | 50.4 | 50.4 | 50.4 | 50.4
547 | DESERT SKY WIND 2 A |  | DSKYWND1_UNIT_1B | PECOS | WIND-O | WEST | 2022 | 23.93 | 18.7 | 18.7 | 18.7 | 18.7 | 18.7 | 18.7 | 18.7 | 18.7 | 18.7 | 18.7
548 | DESERT SKY WIND 2 B |  | DSKYWND2_UNIT_2B | PECOS | WIND-O | WEST | 2022 | 14.74 | 8 | 8 | 8 | 8 | 8 | 8 | 8 | 8 | 8 | 8
549 | DOUG COLBECK'S CORNER (CONWAY) A |  | GRANDVW1_COLA | CARSON | WIND-P | PANHANDLE | 2016 | 100.24 | 100.2 | 100.2 | 100.2 | 100.2 | 100.2 | 100.2 | 100.2 | 100.2 | 100.2 | 100.2
550 | DOUG COLBECK'S CORNER (CONWAY) B |  | GRANDVW1_COLB | CARSON | WIND-P | PANHANDLE | 2016 | 100.24 | 100.2 | 100.2 | 100.2 | 100.2 | 100.2 | 100.2 | 100.2 | 100.2 | 100.2 | 100.2
551 | EAST RAYMOND WIND (EL RAYO) U1 |  | EL_RAYO_UNIT1 | WILLACY | WIND-C | COASTAL | 2021 | 101.2 | 98 | 98 | 98 | 98 | 98 | 98 | 98 | 98 | 98 | 98
552 | EAST RAYMOND WIND (EL RAYO) U2 |  | EL_RAYO_UNIT2 | WILLACY | WIND-C | COASTAL | 2021 | 99 | 96 | 96 | 96 | 96 | 96 | 96 | 96 | 96 | 96 | 96
553 | ELBOW CREEK WIND |  | ELB_ELBCREEK | HOWARD | WIND-O | WEST | 2008 | 121.9 | 121.9 | 121.9 | 121.9 | 121.9 | 121.9 | 121.9 | 121.9 | 121.9 | 121.9 | 121.9
554 | ELECTRA WIND 1 |  | DIGBY_UNIT1 | WILBARGER | WIND-O | WEST | 2016 | 101.31 | 98.9 | 98.9 | 98.9 | 98.9 | 98.9 | 98.9 | 98.9 | 98.9 | 98.9 | 98.9
555 | ELECTRA WIND 2 |  | DIGBY_UNIT2 | WILBARGER | WIND-O | WEST | 2016 | 134.29 | 131.1 | 131.1 | 131.1 | 131.1 | 131.1 | 131.1 | 131.1 | 131.1 | 131.1 | 131.1
556 | EL ALGODON ALTO W U1 |  | ALGODON_UNIT1 | WILLACY | WIND-C | COASTAL | 2022 | 171.6 | 171.6 | 171.6 | 171.6 | 171.6 | 171.6 | 171.6 | 171.6 | 171.6 | 171.6 | 171.6
557 | EL ALGODON ALTO W U2 |  | ALGODON_UNIT2 | WILLACY | WIND-C | COASTAL | 2022 | 28.6 | 28.6 | 28.6 | 28.6 | 28.6 | 28.6 | 28.6 | 28.6 | 28.6 | 28.6 | 28.6
558 | ESPIRITU WIND |  | CHALUPA_UNIT2 | CAMERON | WIND-C | COASTAL | 2021 | 25.2 | 25.2 | 25.2 | 25.2 | 25.2 | 25.2 | 25.2 | 25.2 | 25.2 | 25.2 | 25.2
559 | FALVEZ ASTRA WIND |  | ASTRA_UNIT1 | RANDALL | WIND-P | PANHANDLE | 2017 | 163.2 | 163.2 | 163.2 | 163.2 | 163.2 | 163.2 | 163.2 | 163.2 | 163.2 | 163.2 | 163.2
560 | FLAT TOP WIND I |  | FTWIND_UNIT_1 | MILLS | WIND-O | NORTH | 2018 | 200 | 200 | 200 | 200 | 200 | 200 | 200 | 200 | 200 | 200 | 200
561 | FLUVANNA RENEWABLE 1 A |  | FLUVANNA_UNIT1 | SCURRY | WIND-O | WEST | 2017 | 79.8 | 79.8 | 79.8 | 79.8 | 79.8 | 79.8 | 79.8 | 79.8 | 79.8 | 79.8 | 79.8
562 | FLUVANNA RENEWABLE 1 B |  | FLUVANNA_UNIT2 | SCURRY | WIND-O | WEST | 2017 | 75.6 | 75.6 | 75.6 | 75.6 | 75.6 | 75.6 | 75.6 | 75.6 | 75.6 | 75.6 | 75.6
563 | FOARD CITY WIND 1 A |  | FOARDCTY_UNIT1 | FOARD | WIND-O | WEST | 2019 | 186.48 | 186.5 | 186.5 | 186.5 | 186.5 | 186.5 | 186.5 | 186.5 | 186.5 | 186.5 | 186.5
564 | FOARD CITY WIND 1 B |  | FOARDCTY_UNIT2 | FOARD | WIND-O | WEST | 2019 | 163.8 | 163.8 | 163.8 | 163.8 | 163.8 | 163.8 | 163.8 | 163.8 | 163.8 | 163.8 | 163.8
565 | FOREST CREEK WIND |  | MCDLD_FCW1 | GLASSCOCK | WIND-O | WEST | 2007 | 124.2 | 124.2 | 124.2 | 124.2 | 124.2 | 124.2 | 124.2 | 124.2 | 124.2 | 124.2 | 124.2
566 | GOAT WIND |  | GOAT_GOATWIND | STERLING | WIND-O | WEST | 2008 | 80 | 80 | 80 | 80 | 80 | 80 | 80 | 80 | 80 | 80 | 80
567 | GOAT WIND 2 |  | GOAT_GOATWIN2 | STERLING | WIND-O | WEST | 2010 | 69.6 | 69.6 | 69.6 | 69.6 | 69.6 | 69.6 | 69.6 | 69.6 | 69.6 | 69.6 | 69.6
568 | GOLDTHWAITE WIND 1 |  | GWEC_GWEC_G1 | MILLS | WIND-O | NORTH | 2014 | 148.6 | 148.6 | 148.6 | 148.6 | 148.6 | 148.6 | 148.6 | 148.6 | 148.6 | 148.6 | 148.6
569 | GOPHER CREEK WIND 1 |  | GOPHER_UNIT1 | BORDEN | WIND-O | WEST | 2020 | 82 | 82 | 82 | 82 | 82 | 82 | 82 | 82 | 82 | 82 | 82
570 | GOPHER CREEK WIND 2 |  | GOPHER_UNIT2 | BORDEN | WIND-O | WEST | 2020 | 76 | 76 | 76 | 76 | 76 | 76 | 76 | 76 | 76 | 76 | 76
571 | GRANDVIEW WIND 1 (CONWAY) GV1A |  | GRANDVW1_GV1A | CARSON | WIND-P | PANHANDLE | 2014 | 107.4 | 107.4 | 107.4 | 107.4 | 107.4 | 107.4 | 107.4 | 107.4 | 107.4 | 107.4 | 107.4
572 | GRANDVIEW WIND 1 (CONWAY) GV1B |  | GRANDVW1_GV1B | CARSON | WIND-P | PANHANDLE | 2014 | 103.8 | 103.8 | 103.8 | 103.8 | 103.8 | 103.8 | 103.8 | 103.8 | 103.8 | 103.8 | 103.8
573 | GREEN MOUNTAIN WIND (BRAZOS) U1 |  | BRAZ_WND_BRAZ_WND1 | SCURRY | WIND-O | WEST | 2023 | 120 | 120 | 120 | 120 | 120 | 120 | 120 | 120 | 120 | 120 | 120
574 | GREEN MOUNTAIN WIND (BRAZOS) U2 |  | BRAZ_WND_BRAZ_WND2 | SCURRY | WIND-O | WEST | 2023 | 62.4 | 62.4 | 62.4 | 62.4 | 62.4 | 62.4 | 62.4 | 62.4 | 62.4 | 62.4 | 62.4
575 | GREEN PASTURES WIND I |  | GPASTURE_WIND_I | BAYLOR | WIND-O | WEST | 2015 | 150 | 150 | 150 | 150 | 150 | 150 | 150 | 150 | 150 | 150 | 150
576 | GRIFFIN TRAIL WIND U1 |  | GRIF_TRL_UNIT1 | KNOX | WIND-O | WEST | 2021 | 98.7 | 98.7 | 98.7 | 98.7 | 98.7 | 98.7 | 98.7 | 98.7 | 98.7 | 98.7 | 98.7
577 | GRIFFIN TRAIL WIND U2 |  | GRIF_TRL_UNIT2 | KNOX | WIND-O | WEST | 2021 | 126.9 | 126.9 | 126.9 | 126.9 | 126.9 | 126.9 | 126.9 | 126.9 | 126.9 | 126.9 | 126.9
578 | GULF WIND I |  | TGW_T1 | KENEDY | WIND-C | COASTAL | 2021 | 141.6 | 141.6 | 141.6 | 141.6 | 141.6 | 141.6 | 141.6 | 141.6 | 141.6 | 141.6 | 141.6
579 | GULF WIND II |  | TGW_T2 | KENEDY | WIND-C | COASTAL | 2021 | 141.6 | 141.6 | 141.6 | 141.6 | 141.6 | 141.6 | 141.6 | 141.6 | 141.6 | 141.6 | 141.6
580 | GUNSIGHT MOUNTAIN WIND |  | GUNMTN_G1 | HOWARD | WIND-O | WEST | 2016 | 119.93 | 119.9 | 119.9 | 119.9 | 119.9 | 119.9 | 119.9 | 119.9 | 119.9 | 119.9 | 119.9
581 | HACKBERRY WIND |  | HWF_HWFG1 | SHACKELFORD | WIND-O | WEST | 2008 | 165.6 | 163.5 | 163.5 | 163.5 | 163.5 | 163.5 | 163.5 | 163.5 | 163.5 | 163.5 | 163.5
582 | HEREFORD WIND G |  | HRFDWIND_WIND_G | DEAF SMITH | WIND-P | PANHANDLE | 2014 | 99.9 | 99.9 | 99.9 | 99.9 | 99.9 | 99.9 | 99.9 | 99.9 | 99.9 | 99.9 | 99.9
583 | HEREFORD WIND V |  | HRFDWIND_WIND_V | DEAF SMITH | WIND-P | PANHANDLE | 2014 | 100 | 100 | 100 | 100 | 100 | 100 | 100 | 100 | 100 | 100 | 100
584 | HICKMAN (SANTA RITA WIND) 1 |  | HICKMAN_G1 | REAGAN | WIND-O | WEST | 2018 | 152.5 | 152.5 | 152.5 | 152.5 | 152.5 | 152.5 | 152.5 | 152.5 | 152.5 | 152.5 | 152.5
585 | HICKMAN (SANTA RITA WIND) 2 |  | HICKMAN_G2 | REAGAN | WIND-O | WEST | 2018 | 147.5 | 147.5 | 147.5 | 147.5 | 147.5 | 147.5 | 147.5 | 147.5 | 147.5 | 147.5 | 147.5
586 | HIDALGO & STARR WIND 11 |  | MIRASOLE_MIR11 | HIDALGO | WIND-O | SOUTH | 2016 | 52 | 52 | 52 | 52 | 52 | 52 | 52 | 52 | 52 | 52 | 52
587 | HIDALGO & STARR WIND 12 |  | MIRASOLE_MIR12 | HIDALGO | WIND-O | SOUTH | 2016 | 98 | 98 | 98 | 98 | 98 | 98 | 98 | 98 | 98 | 98 | 98
588 | HIDALGO & STARR WIND 21 |  | MIRASOLE_MIR21 | HIDALGO | WIND-O | SOUTH | 2016 | 100 | 100 | 100 | 100 | 100 | 100 | 100 | 100 | 100 | 100 | 100
589 | HIDALGO II WIND |  | MIRASOLE_MIR13 | HIDALGO | WIND-O | SOUTH | 2021 | 50.4 | 50.4 | 50.4 | 50.4 | 50.4 | 50.4 | 50.4 | 50.4 | 50.4 | 50.4 | 50.4
590 | HIGH LONESOME W 1A |  | HI_LONE_WGR1A | CROCKETT | WIND-O | WEST | 2021 | 46 | 46 | 46 | 46 | 46 | 46 | 46 | 46 | 46 | 46 | 46
591 | HIGH LONESOME W 1B |  | HI_LONE_WGR1B | CROCKETT | WIND-O | WEST | 2021 | 51.9 | 52 | 52 | 52 | 52 | 52 | 52 | 52 | 52 | 52 | 52
592 | HIGH LONESOME W 1C |  | HI_LONE_WGR1C | CROCKETT | WIND-O | WEST | 2021 | 25.3 | 25.3 | 25.3 | 25.3 | 25.3 | 25.3 | 25.3 | 25.3 | 25.3 | 25.3 | 25.3
593 | HIGH LONESOME W 2 |  | HI_LONE_WGR2 | CROCKETT | WIND-O | WEST | 2021 | 122.4 | 122.5 | 122.5 | 122.5 | 122.5 | 122.5 | 122.5 | 122.5 | 122.5 | 122.5 | 122.5
594 | HIGH LONESOME W 2A |  | HI_LONE_WGR2A | CROCKETT | WIND-O | WEST | 2021 | 25.3 | 25.3 | 25.3 | 25.3 | 25.3 | 25.3 | 25.3 | 25.3 | 25.3 | 25.3 | 25.3
595 | HIGH LONESOME W 3 |  | HI_LONE_WGR3 | CROCKETT | WIND-O | WEST | 2021 | 127.5 | 127.6 | 127.6 | 127.6 | 127.6 | 127.6 | 127.6 | 127.6 | 127.6 | 127.6 | 127.6
596 | HIGH LONESOME W 4 |  | HI_LONE_WGR4 | CROCKETT | WIND-O | WEST | 2021 | 101.5 | 101.6 | 101.6 | 101.6 | 101.6 | 101.6 | 101.6 | 101.6 | 101.6 | 101.6 | 101.6
597 | HORSE CREEK WIND 1 |  | HORSECRK_UNIT1 | HASKELL | WIND-O | WEST | 2017 | 134.81 | 131.1 | 131.1 | 131.1 | 131.1 | 131.1 | 131.1 | 131.1 | 131.1 | 131.1 | 131.1
598 | HORSE CREEK WIND 2 |  | HORSECRK_UNIT2 | HASKELL | WIND-O | WEST | 2017 | 101.69 | 98.9 | 98.9 | 98.9 | 98.9 | 98.9 | 98.9 | 98.9 | 98.9 | 98.9 | 98.9
599 | HORSE HOLLOW WIND 1 |  | H_HOLLOW_WND1 | TAYLOR | WIND-O | WEST | 2005 | 230 | 230 | 230 | 230 | 230 | 230 | 230 | 230 | 230 | 230 | 230
600 | HORSE HOLLOW WIND 2 |  | HHOLLOW2_WIND1 | TAYLOR | WIND-O | WEST | 2006 | 184 | 184 | 184 | 184 | 184 | 184 | 184 | 184 | 184 | 184 | 184
601 | HORSE HOLLOW WIND 3 |  | HHOLLOW3_WND_1 | TAYLOR | WIND-O | WEST | 2006 | 241.4 | 241.4 | 241.4 | 241.4 | 241.4 | 241.4 | 241.4 | 241.4 | 241.4 | 241.4 | 241.4
602 | HORSE HOLLOW WIND 4 |  | HHOLLOW4_WND1 | TAYLOR | WIND-O | WEST | 2006 | 115 | 115 | 115 | 115 | 115 | 115 | 115 | 115 | 115 | 115 | 115
603 | INADALE WIND 1 |  | INDL_INADALE1 | NOLAN | WIND-O | WEST | 2008 | 95 | 95 | 95 | 95 | 95 | 95 | 95 | 95 | 95 | 95 | 95
604 | INADALE WIND 2 |  | INDL_INADALE2 | NOLAN | WIND-O | WEST | 2008 | 102 | 102 | 102 | 102 | 102 | 102 | 102 | 102 | 102 | 102 | 102
605 | INDIAN MESA WIND |  | INDNNWP_INDNNWP2 | PECOS | WIND-O | WEST | 2001 | 91.8 | 91.8 | 91.8 | 91.8 | 91.8 | 91.8 | 91.8 | 91.8 | 91.8 | 91.8 | 91.8
606 | INERTIA WIND U1 |  | INRT_W_UNIT1 | HASKELL | WIND-O | WEST | 2023 | 67.68 | 67.7 | 67.7 | 67.7 | 67.7 | 67.7 | 67.7 | 67.7 | 67.7 | 67.7 | 67.7
607 | INERTIA WIND U2 |  | INRT_W_UNIT2 | HASKELL | WIND-O | WEST | 2023 | 27.72 | 27.7 | 27.7 | 27.7 | 27.7 | 27.7 | 27.7 | 27.7 | 27.7 | 27.7 | 27.7
608 | INERTIA WIND U3 |  | INRT_W_UNIT3 | HASKELL | WIND-O | WEST | 2023 | 205.86 | 205.9 | 205.9 | 205.9 | 205.9 | 205.9 | 205.9 | 205.9 | 205.9 | 205.9 | 205.9
609 | JAVELINA I WIND 18 |  | BORDAS_JAVEL18 | WEBB | WIND-O | SOUTH | 2015 | 19.69 | 19.7 | 19.7 | 19.7 | 19.7 | 19.7 | 19.7 | 19.7 | 19.7 | 19.7 | 19.7
610 | JAVELINA I WIND 20 |  | BORDAS_JAVEL20 | WEBB | WIND-O | SOUTH | 2015 | 230 | 230 | 230 | 230 | 230 | 230 | 230 | 230 | 230 | 230 | 230
611 | JAVELINA II WIND 1 |  | BORDAS2_JAVEL2_A | WEBB | WIND-O | SOUTH | 2017 | 96 | 96 | 96 | 96 | 96 | 96 | 96 | 96 | 96 | 96 | 96
612 | JAVELINA II WIND 2 |  | BORDAS2_JAVEL2_B | WEBB | WIND-O | SOUTH | 2017 | 74 | 74 | 74 | 74 | 74 | 74 | 74 | 74 | 74 | 74 | 74
613 | JAVELINA II WIND 3 |  | BORDAS2_JAVEL2_C | WEBB | WIND-O | SOUTH | 2017 | 30 | 30 | 30 | 30 | 30 | 30 | 30 | 30 | 30 | 30 | 30
614 | JUMBO ROAD WIND 1 |  | HRFDWIND_JRDWIND1 | DEAF SMITH | WIND-P | PANHANDLE | 2015 | 146.15 | 146.2 | 146.2 | 146.2 | 146.2 | 146.2 | 146.2 | 146.2 | 146.2 | 146.2 | 146.2
615 | JUMBO ROAD WIND 2 |  | HRFDWIND_JRDWIND2 | DEAF SMITH | WIND-P | PANHANDLE | 2015 | 153.55 | 153.6 | 153.6 | 153.6 | 153.6 | 153.6 | 153.6 | 153.6 | 153.6 | 153.6 | 153.6
616 | KARANKAWA WIND 1A |  | KARAKAW1_UNIT1 | SAN PATRICIO | WIND-C | COASTAL | 2019 | 103.32 | 103.3 | 103.3 | 103.3 | 103.3 | 103.3 | 103.3 | 103.3 | 103.3 | 103.3 | 103.3
617 | KARANKAWA WIND 1B |  | KARAKAW1_UNIT2 | SAN PATRICIO | WIND-C | COASTAL | 2019 | 103.32 | 103.3 | 103.3 | 103.3 | 103.3 | 103.3 | 103.3 | 103.3 | 103.3 | 103.3 | 103.3
618 | KARANKAWA WIND 2 |  | KARAKAW2_UNIT3 | SAN PATRICIO | WIND-C | COASTAL | 2019 | 100.42 | 100.4 | 100.4 | 100.4 | 100.4 | 100.4 | 100.4 | 100.4 | 100.4 | 100.4 | 100.4
619 | KEECHI WIND |  | KEECHI_U1 | JACK | WIND-O | NORTH | 2014 | 110 | 110 | 110 | 110 | 110 | 110 | 110 | 110 | 110 | 110 | 110
620 | KING MOUNTAIN WIND (NE) |  | KING_NE_KINGNE | UPTON | WIND-O | WEST | 2001 | 79.7 | 79.7 | 79.7 | 79.7 | 79.7 | 79.7 | 79.7 | 79.7 | 79.7 | 79.7 | 79.7
621 | KING MOUNTAIN WIND (NW) |  | KING_NW_KINGNW | UPTON | WIND-O | WEST | 2001 | 79.7 | 79.7 | 79.7 | 79.7 | 79.7 | 79.7 | 79.7 | 79.7 | 79.7 | 79.7 | 79.7
622 | KING MOUNTAIN WIND (SE) |  | KING_SE_KINGSE | UPTON | WIND-O | WEST | 2001 | 40.5 | 40.5 | 40.5 | 40.5 | 40.5 | 40.5 | 40.5 | 40.5 | 40.5 | 40.5 | 40.5
623 | KING MOUNTAIN WIND (SW) |  | KING_SW_KINGSW | UPTON | WIND-O | WEST | 2001 | 79.7 | 79.7 | 79.7 | 79.7 | 79.7 | 79.7 | 79.7 | 79.7 | 79.7 | 79.7 | 79.7
624 | LANGFORD WIND POWER |  | LGD_LANGFORD | TOM GREEN | WIND-O | WEST | 2009 | 159.96 | 160 | 160 | 160 | 160 | 160 | 160 | 160 | 160 | 160 | 160
625 | LAS MAJADAS WIND U1 |  | LMAJADAS_UNIT1 | WILLACY | WIND-C | COASTAL | 2023 | 110 | 110 | 110 | 110 | 110 | 110 | 110 | 110 | 110 | 110 | 110
626 | LAS MAJADAS WIND U2 |  | LMAJADAS_UNIT2 | WILLACY | WIND-C | COASTAL | 2023 | 24 | 24 | 24 | 24 | 24 | 24 | 24 | 24 | 24 | 24 | 24
627 | LAS MAJADAS WIND U3 |  | LMAJADAS_UNIT3 | WILLACY | WIND-C | COASTAL | 2023 | 138.6 | 138.6 | 138.6 | 138.6 | 138.6 | 138.6 | 138.6 | 138.6 | 138.6 | 138.6 | 138.6
628 | LOCKETT WIND FARM |  | LOCKETT_UNIT1 | WILBARGER | WIND-O | WEST | 2019 | 183.7 | 183.7 | 183.7 | 183.7 | 183.7 | 183.7 | 183.7 | 183.7 | 183.7 | 183.7 | 183.7
629 | LOGANS GAP WIND I U1 |  | LGW_UNIT1 | COMANCHE | WIND-O | NORTH | 2015 | 106.26 | 106.3 | 106.3 | 106.3 | 106.3 | 106.3 | 106.3 | 106.3 | 106.3 | 106.3 | 106.3
630 | LOGANS GAP WIND I U2 |  | LGW_UNIT2 | COMANCHE | WIND-O | NORTH | 2015 | 103.85 | 103.8 | 103.8 | 103.8 | 103.8 | 103.8 | 103.8 | 103.8 | 103.8 | 103.8 | 103.8
631 | LONE STAR WIND 1 (MESQUITE) |  | LNCRK_G83 | SHACKELFORD | WIND-O | WEST | 2006 | 194 | 194 | 194 | 194 | 194 | 194 | 194 | 194 | 194 | 194 | 194
632 | LONE STAR WIND 2 (POST OAK) U1 |  | LNCRK2_G871 | SHACKELFORD | WIND-O | WEST | 2007 | 98 | 98 | 98 | 98 | 98 | 98 | 98 | 98 | 98 | 98 | 98
633 | LONE STAR WIND 2 (POST OAK) U2 |  | LNCRK2_G872 | SHACKELFORD | WIND-O | WEST | 2007 | 100 | 100 | 100 | 100 | 100 | 100 | 100 | 100 | 100 | 100 | 100
634 | LONGHORN WIND NORTH U1 |  | LHORN_N_UNIT1 | FLOYD | WIND-P | PANHANDLE | 2015 | 100 | 100 | 100 | 100 | 100 | 100 | 100 | 100 | 100 | 100 | 100
635 | LONGHORN WIND NORTH U2 |  | LHORN_N_UNIT2 | FLOYD | WIND-P | PANHANDLE | 2015 | 100 | 100 | 100 | 100 | 100 | 100 | 100 | 100 | 100 | 100 | 100
636 | LORAINE WINDPARK I |  | LONEWOLF_G1 | MITCHELL | WIND-O | WEST | 2010 | 48 | 48 | 48 | 48 | 48 | 48 | 48 | 48 | 48 | 48 | 48
637 | LORAINE WINDPARK II |  | LONEWOLF_G2 | MITCHELL | WIND-O | WEST | 2010 | 51 | 51 | 51 | 51 | 51 | 51 | 51 | 51 | 51 | 51 | 51
638 | LORAINE WINDPARK III |  | LONEWOLF_G3 | MITCHELL | WIND-O | WEST | 2011 | 25.5 | 25.5 | 25.5 | 25.5 | 25.5 | 25.5 | 25.5 | 25.5 | 25.5 | 25.5 | 25.5
639 | LORAINE WINDPARK IV |  | LONEWOLF_G4 | MITCHELL | WIND-O | WEST | 2011 | 24 | 24 | 24 | 24 | 24 | 24 | 24 | 24 | 24 | 24 | 24
640 | LOS VIENTOS III WIND |  | LV3_UNIT_1 | STARR | WIND-O | SOUTH | 2015 | 200 | 200 | 200 | 200 | 200 | 200 | 200 | 200 | 200 | 200 | 200
641 | LOS VIENTOS IV WIND |  | LV4_UNIT_1 | STARR | WIND-O | SOUTH | 2016 | 200 | 200 | 200 | 200 | 200 | 200 | 200 | 200 | 200 | 200 | 200
642 | LOS VIENTOS V WIND |  | LV5_UNIT_1 | STARR | WIND-O | SOUTH | 2016 | 110 | 110 | 110 | 110 | 110 | 110 | 110 | 110 | 110 | 110 | 110
643 | LOS VIENTOS WIND I |  | LV1_LV1A | WILLACY | WIND-C | COASTAL | 2013 | 200.1 | 200.1 | 200.1 | 200.1 | 200.1 | 200.1 | 200.1 | 200.1 | 200.1 | 200.1 | 200.1
644 | LOS VIENTOS WIND II |  | LV2_LV2 | WILLACY | WIND-C | COASTAL | 2013 | 201.6 | 201.6 | 201.6 | 201.6 | 201.6 | 201.6 | 201.6 | 201.6 | 201.6 | 201.6 | 201.6
645 | MAGIC VALLEY WIND (REDFISH) 1A |  | REDFISH_MV1A | WILLACY | WIND-C | COASTAL | 2012 | 99.83 | 99.8 | 99.8 | 99.8 | 99.8 | 99.8 | 99.8 | 99.8 | 99.8 | 99.8 | 99.8
646 | MAGIC VALLEY WIND (REDFISH) 1B |  | REDFISH_MV1B | WILLACY | WIND-C | COASTAL | 2012 | 103.46 | 103.5 | 103.5 | 103.5 | 103.5 | 103.5 | 103.5 | 103.5 | 103.5 | 103.5 | 103.5
647 | MARIAH DEL NORTE 1 |  | MARIAH_NORTE1 | PARMER | WIND-P | PANHANDLE | 2017 | 115.2 | 115.2 | 115.2 | 115.2 | 115.2 | 115.2 | 115.2 | 115.2 | 115.2 | 115.2 | 115.2
648 | MARIAH DEL NORTE 2 |  | MARIAH_NORTE2 | PARMER | WIND-P | PANHANDLE | 2017 | 115.2 | 115.2 | 115.2 | 115.2 | 115.2 | 115.2 | 115.2 | 115.2 | 115.2 | 115.2 | 115.2
649 | MAVERICK CREEK WIND WEST U1 |  | MAVCRK_W_UNIT1 | CONCHO | WIND-O | WEST | 2022 | 201.6 | 201.6 | 201.6 | 201.6 | 201.6 | 201.6 | 201.6 | 201.6 | 201.6 | 201.6 | 201.6
650 | MAVERICK CREEK WIND WEST U2 |  | MAVCRK_W_UNIT2 | CONCHO | WIND-O | WEST | 2022 | 11.1 | 11.1 | 11.1 | 11.1 | 11.1 | 11.1 | 11.1 | 11.1 | 11.1 | 11.1 | 11.1
651 | MAVERICK CREEK WIND WEST U3 |  | MAVCRK_W_UNIT3 | CONCHO | WIND-O | WEST | 2022 | 33.6 | 33.6 | 33.6 | 33.6 | 33.6 | 33.6 | 33.6 | 33.6 | 33.6 | 33.6 | 33.6
652 | MAVERICK CREEK WIND WEST U4 |  | MAVCRK_W_UNIT4 | CONCHO | WIND-O | WEST | 2022 | 22.2 | 22.2 | 22.2 | 22.2 | 22.2 | 22.2 | 22.2 | 22.2 | 22.2 | 22.2 | 22.2
653 | MAVERICK CREEK WIND EAST U1 |  | MAVCRK_E_UNIT5 | CONCHO | WIND-O | WEST | 2022 | 71.4 | 71.4 | 71.4 | 71.4 | 71.4 | 71.4 | 71.4 | 71.4 | 71.4 | 71.4 | 71.4
654 | MAVERICK CREEK WIND EAST U2 |  | MAVCRK_E_UNIT6 | CONCHO | WIND-O | WEST | 2022 | 33.3 | 33.3 | 33.3 | 33.3 | 33.3 | 33.3 | 33.3 | 33.3 | 33.3 | 33.3 | 33.3
655 | MAVERICK CREEK WIND EAST U3 |  | MAVCRK_E_UNIT7 | CONCHO | WIND-O | WEST | 2022 | 22 | 22 | 22 | 22 | 22 | 22 | 22 | 22 | 22 | 22 | 22
656 | MAVERICK CREEK WIND EAST U4 |  | MAVCRK_E_UNIT8 | CONCHO | WIND-O | WEST | 2022 | 20 | 20 | 20 | 20 | 20 | 20 | 20 | 20 | 20 | 20 | 20
657 | MAVERICK CREEK WIND EAST U5 |  | MAVCRK_E_UNIT9 | CONCHO | WIND-O | WEST | 2022 | 76.8 | 76.8 | 76.8 | 76.8 | 76.8 | 76.8 | 76.8 | 76.8 | 76.8 | 76.8 | 76.8
658 | MCADOO WIND |  | MWEC_G1 | DICKENS | WIND-P | PANHANDLE | 2008 | 150 | 150 | 150 | 150 | 150 | 150 | 150 | 150 | 150 | 150 | 150
659 | MESQUITE CREEK WIND 1 |  | MESQCRK_WND1 | DAWSON | WIND-O | WEST | 2015 | 105.61 | 105.6 | 105.6 | 105.6 | 105.6 | 105.6 | 105.6 | 105.6 | 105.6 | 105.6 | 105.6
660 | MESQUITE CREEK WIND 2 |  | MESQCRK_WND2 | DAWSON | WIND-O | WEST | 2015 | 105.61 | 105.6 | 105.6 | 105.6 | 105.6 | 105.6 | 105.6 | 105.6 | 105.6 | 105.6 | 105.6
661 | MIAMI WIND G1 |  | MIAM1_G1 | ROBERTS | WIND-P | PANHANDLE | 2014 | 144.3 | 144.3 | 144.3 | 144.3 | 144.3 | 144.3 | 144.3 | 144.3 | 144.3 | 144.3 | 144.3
662 | MIAMI WIND G2 |  | MIAM1_G2 | ROBERTS | WIND-P | PANHANDLE | 2014 | 144.3 | 144.3 | 144.3 | 144.3 | 144.3 | 144.3 | 144.3 | 144.3 | 144.3 | 144.3 | 144.3
663 | MIDWAY WIND |  | MIDWIND_UNIT1 | SAN PATRICIO | WIND-C | COASTAL | 2019 | 162.8 | 162.8 | 162.8 | 162.8 | 162.8 | 162.8 | 162.8 | 162.8 | 162.8 | 162.8 | 162.8
664 | NIELS BOHR WIND A (BEARKAT WIND A) |  | NBOHR_UNIT1 | GLASSCOCK | WIND-O | WEST | 2017 | 196.6 | 196.6 | 196.6 | 196.6 | 196.6 | 196.6 | 196.6 | 196.6 | 196.6 | 196.6 | 196.6
665 | NOTREES WIND 1 |  | NWF_NWF1 | WINKLER | WIND-O | WEST | 2009 | 92.61 | 92.6 | 92.6 | 92.6 | 92.6 | 92.6 | 92.6 | 92.6 | 92.6 | 92.6 | 92.6
666 | NOTREES WIND 2 |  | NWF_NWF2 | WINKLER | WIND-O | WEST | 2009 | 60 | 60 | 60 | 60 | 60 | 60 | 60 | 60 | 60 | 60 | 60
667 | OCOTILLO WIND |  | OWF_OWF | HOWARD | WIND-O | WEST | 2008 | 54.6 | 54.6 | 54.6 | 54.6 | 54.6 | 54.6 | 54.6 | 54.6 | 54.6 | 54.6 | 54.6
668 | OLD SETTLER WIND |  | COTPLNS_OLDSETLR | FLOYD | WIND-P | PANHANDLE | 2017 | 151.2 | 151.2 | 151.2 | 151.2 | 151.2 | 151.2 | 151.2 | 151.2 | 151.2 | 151.2 | 151.2
669 | OVEJA WIND U1 |  | OVEJA_G1 | IRION | WIND-O | WEST | 2021 | 151.2 | 151.2 | 151.2 | 151.2 | 151.2 | 151.2 | 151.2 | 151.2 | 151.2 | 151.2 | 151.2
670 | OVEJA WIND U2 |  | OVEJA_G2 | IRION | WIND-O | WEST | 2021 | 151.2 | 151.2 | 151.2 | 151.2 | 151.2 | 151.2 | 151.2 | 151.2 | 151.2 | 151.2 | 151.2
671 | PALMAS ALTAS WIND |  | PALMWIND_UNIT1 | CAMERON | WIND-C | COASTAL | 2020 | 144.9 | 144.9 | 144.9 | 144.9 | 144.9 | 144.9 | 144.9 | 144.9 | 144.9 | 144.9 | 144.9
672 | PANHANDLE WIND 1 U1 |  | PH1_UNIT1 | CARSON | WIND-P | PANHANDLE | 2014 | 109.15 | 109.2 | 109.2 | 109.2 | 109.2 | 109.2 | 109.2 | 109.2 | 109.2 | 109.2 | 109.2
673 | PANHANDLE WIND 1 U2 |  | PH1_UNIT2 | CARSON | WIND-P | PANHANDLE | 2014 | 109.15 | 109.2 | 109.2 | 109.2 | 109.2 | 109.2 | 109.2 | 109.2 | 109.2 | 109.2 | 109.2
674 | PANHANDLE WIND 2 U1 |  | PH2_UNIT1 | CARSON | WIND-P | PANHANDLE | 2014 | 94.19 | 94.2 | 94.2 | 94.2 | 94.2 | 94.2 | 94.2 | 94.2 | 94.2 | 94.2 | 94.2
675 | PANHANDLE WIND 2 U2 | 24INR0578 | PH2_UNIT2 | CARSON | WIND-P | PANHANDLE | 2014 | 96.6 | 96.6 | 96.6 | 96.6 | 96.6 | 96.6 | 96.6 | 96.6 | 96.6 | 96.6 | 96.6
676 | PANTHER CREEK WIND 1 | 24INR0582 | PC_NORTH_PANTHER1 | HOWARD | WIND-O | WEST | 2008 | 153.9 | 142.5 | 142.5 | 142.5 | 142.5 | 142.5 | 142.5 | 142.5 | 142.5 | 142.5 | 142.5
677 | PANTHER CREEK WIND 2 |  | PC_SOUTH_PANTHER2 | HOWARD | WIND-O | WEST | 2019 | 124.74 | 115.5 | 115.5 | 115.5 | 115.5 | 115.5 | 115.5 | 115.5 | 115.5 | 115.5 | 115.5
678 | PANTHER CREEK WIND 3 A |  | PC_SOUTH_PANTH31 | HOWARD | WIND-O | WEST | 2022 | 106.92 | 106.9 | 106.9 | 106.9 | 106.9 | 106.9 | 106.9 | 106.9 | 106.9 | 106.9 | 106.9
679 | PANTHER CREEK WIND 3 B |  | PC_SOUTH_PANTH32 | HOWARD | WIND-O | WEST | 2022 | 108.54 | 108.5 | 108.5 | 108.5 | 108.5 | 108.5 | 108.5 | 108.5 | 108.5 | 108.5 | 108.5
680 | PAPALOTE CREEK WIND |  | PAP1_PAP1 | SAN PATRICIO | WIND-C | COASTAL | 2009 | 179.85 | 179.9 | 179.9 | 179.9 | 179.9 | 179.9 | 179.9 | 179.9 | 179.9 | 179.9 | 179.9
681 | PAPALOTE CREEK WIND II |  | COTTON_PAP2 | SAN PATRICIO | WIND-C | COASTAL | 2010 | 200.12 | 200.1 | 200.1 | 200.1 | 200.1 | 200.1 | 200.1 | 200.1 | 200.1 | 200.1 | 200.1
682 | PECOS WIND 1 (WOODWARD) |  | WOODWRD1_WOODWRD1 | PECOS | WIND-O | WEST | 2001 | 91.7 | 91.7 | 91.7 | 91.7 | 91.7 | 91.7 | 91.7 | 91.7 | 91.7 | 91.7 | 91.7
683 | PECOS WIND 2 (WOODWARD) |  | WOODWRD2_WOODWRD2 | PECOS | WIND-O | WEST | 2001 | 86 | 85.8 | 85.8 | 85.8 | 85.8 | 85.8 | 85.8 | 85.8 | 85.8 | 85.8 | 85.8
684 | PENASCAL WIND 1 |  | PENA_UNIT1 | KENEDY | WIND-C | COASTAL | 2009 | 160.8 | 160.8 | 160.8 | 160.8 | 160.8 | 160.8 | 160.8 | 160.8 | 160.8 | 160.8 | 160.8
685 | PENASCAL WIND 2 |  | PENA_UNIT2 | KENEDY | WIND-C | COASTAL | 2009 | 141.6 | 141.6 | 141.6 | 141.6 | 141.6 | 141.6 | 141.6 | 141.6 | 141.6 | 141.6 | 141.6
686 | PENASCAL WIND 3 |  | PENA3_UNIT3 | KENEDY | WIND-C | COASTAL | 2011 | 100.8 | 100.8 | 100.8 | 100.8 | 100.8 | 100.8 | 100.8 | 100.8 | 100.8 | 100.8 | 100.8
687 | PEYTON CREEK WIND |  | PEY_UNIT1 | MATAGORDA | WIND-C | COASTAL | 2020 | 151.2 | 151.2 | 151.2 | 151.2 | 151.2 | 151.2 | 151.2 | 151.2 | 151.2 | 151.2 | 151.2
688 | PYRON WIND 1 |  | PYR_PYRON1 | NOLAN | WIND-O | WEST | 2008 | 131.2 | 131.2 | 131.2 | 131.2 | 131.2 | 131.2 | 131.2 | 131.2 | 131.2 | 131.2 | 131.2
689 | PYRON WIND 2 |  | PYR_PYRON2 | NOLAN | WIND-O | WEST | 2008 | 137.7 | 137.7 | 137.7 | 137.7 | 137.7 | 137.7 | 137.7 | 137.7 | 137.7 | 137.7 | 137.7
690 | RANCHERO WIND |  | RANCHERO_UNIT1 | CROCKETT | WIND-O | WEST | 2020 | 150 | 150 | 150 | 150 | 150 | 150 | 150 | 150 | 150 | 150 | 150
691 | RANCHERO WIND |  | RANCHERO_UNIT2 | CROCKETT | WIND-O | WEST | 2020 | 150 | 150 | 150 | 150 | 150 | 150 | 150 | 150 | 150 | 150 | 150
692 | RATTLESNAKE I WIND ENERGY CENTER G1 |  | RSNAKE_G1 | GLASSCOCK | WIND-O | WEST | 2015 | 109.15 | 104.6 | 104.6 | 104.6 | 104.6 | 104.6 | 104.6 | 104.6 | 104.6 | 104.6 | 104.6
693 | RATTLESNAKE I WIND ENERGY CENTER G2 |  | RSNAKE_G2 | GLASSCOCK | WIND-O | WEST | 2015 | 109.15 | 102.7 | 102.7 | 102.7 | 102.7 | 102.7 | 102.7 | 102.7 | 102.7 | 102.7 | 102.7
694 | RED CANYON WIND |  | RDCANYON_RDCNY1 | BORDEN | WIND-O | WEST | 2006 | 89.6 | 89.6 | 89.6 | 89.6 | 89.6 | 89.6 | 89.6 | 89.6 | 89.6 | 89.6 | 89.6
695 | RELOJ DEL SOL WIND U1 |  | RELOJ_UNIT1 | ZAPATA | WIND-O | SOUTH | 2022 | 55.4 | 55.4 | 55.4 | 55.4 | 55.4 | 55.4 | 55.4 | 55.4 | 55.4 | 55.4 | 55.4
696 | RELOJ DEL SOL WIND U2 |  | RELOJ_UNIT2 | ZAPATA | WIND-O | SOUTH | 2022 | 48 | 48 | 48 | 48 | 48 | 48 | 48 | 48 | 48 | 48 | 48
697 | RELOJ DEL SOL WIND U3 |  | RELOJ_UNIT3 | ZAPATA | WIND-O | SOUTH | 2022 | 83.1 | 83.1 | 83.1 | 83.1 | 83.1 | 83.1 | 83.1 | 83.1 | 83.1 | 83.1 | 83.1
698 | RELOJ DEL SOL WIND U4 |  | RELOJ_UNIT4 | ZAPATA | WIND-O | SOUTH | 2022 | 22.8 | 22.8 | 22.8 | 22.8 | 22.8 | 22.8 | 22.8 | 22.8 | 22.8 | 22.8 | 22.8
699 | ROCK SPRINGS VAL VERDE WIND (FERMI) 1 |  | FERMI_WIND1 | VAL VERDE | WIND-O | WEST | 2017 | 121.9 | 121.9 | 121.9 | 121.9 | 121.9 | 121.9 | 121.9 | 121.9 | 121.9 | 121.9 | 121.9
700 | ROCK SPRINGS VAL VERDE WIND (FERMI) 2 |  | FERMI_WIND2 | VAL VERDE | WIND-O | WEST | 2017 | 27.44 | 27.4 | 27.4 | 27.4 | 27.4 | 27.4 | 27.4 | 27.4 | 27.4 | 27.4 | 27.4
701 | ROSCOE WIND |  | TKWSW1_ROSCOE | NOLAN | WIND-O | WEST | 2008 | 114 | 114 | 114 | 114 | 114 | 114 | 114 | 114 | 114 | 114 | 114
702 | ROSCOE WIND 2A |  | TKWSW1_ROSCOE2A | NOLAN | WIND-O | WEST | 2008 | 95 | 95 | 95 | 95 | 95 | 95 | 95 | 95 | 95 | 95 | 95
703 | ROUTE 66 WIND |  | ROUTE_66_WIND1 | CARSON | WIND-P | PANHANDLE | 2015 | 150 | 150 | 150 | 150 | 150 | 150 | 150 | 150 | 150 | 150 | 150
704 | RTS 2 WIND (HEART OF TEXAS WIND) U1 |  | RTS2_U1 | MCCULLOCH | WIND-O | SOUTH | 2021 | 89.9 | 89.9 | 89.9 | 89.9 | 89.9 | 89.9 | 89.9 | 89.9 | 89.9 | 89.9 | 89.9
705 | RTS 2 WIND (HEART OF TEXAS WIND) U2 |  | RTS2_U2 | MCCULLOCH | WIND-O | SOUTH | 2021 | 89.9 | 89.9 | 89.9 | 89.9 | 89.9 | 89.9 | 89.9 | 89.9 | 89.9 | 89.9 | 89.9
706 | RTS WIND |  | RTS_U1 | MCCULLOCH | WIND-O | SOUTH | 2018 | 160 | 160 | 160 | 160 | 160 | 160 | 160 | 160 | 160 | 160 | 160
707 | SAGE DRAW WIND U1 |  | SAGEDRAW_UNIT1 | LYNN | WIND-O | WEST | 2022 | 169.2 | 169.2 | 169.2 | 169.2 | 169.2 | 169.2 | 169.2 | 169.2 | 169.2 | 169.2 | 169.2
708 | SAGE DRAW WIND U2 |  | SAGEDRAW_UNIT2 | LYNN | WIND-O | WEST | 2022 | 169.2 | 169.2 | 169.2 | 169.2 | 169.2 | 169.2 | 169.2 | 169.2 | 169.2 | 169.2 | 169.2
709 | SALT FORK 1 WIND U1 |  | SALTFORK_UNIT1 | DONLEY | WIND-P | PANHANDLE | 2017 | 64 | 64 | 64 | 64 | 64 | 64 | 64 | 64 | 64 | 64 | 64
710 | SALT FORK 1 WIND U2 |  | SALTFORK_UNIT2 | DONLEY | WIND-P | PANHANDLE | 2017 | 110 | 110 | 110 | 110 | 110 | 110 | 110 | 110 | 110 | 110 | 110
711 | SAN ROMAN WIND |  | SANROMAN_WIND_1 | CAMERON | WIND-C | COASTAL | 2016 | 95.25 | 95.2 | 95.2 | 95.2 | 95.2 | 95.2 | 95.2 | 95.2 | 95.2 | 95.2 | 95.2
712 | SAND BLUFF WIND U1 |  | MCDLD_SB1_2 | GLASSCOCK | WIND-O | WEST | 2022 | 71.4 | 71.4 | 71.4 | 71.4 | 71.4 | 71.4 | 71.4 | 71.4 | 71.4 | 71.4 | 71.4
713 | SAND BLUFF WIND U2 |  | MCDLD_SB3_282 | GLASSCOCK | WIND-O | WEST | 2022 | 14.1 | 14.1 | 14.1 | 14.1 | 14.1 | 14.1 | 14.1 | 14.1 | 14.1 | 14.1 | 14.1
714 | SAND BLUFF WIND U3 |  | MCDLD_SB4_G87 | GLASSCOCK | WIND-O | WEST | 2022 | 4 | 4 | 4 | 4 | 4 | 4 | 4 | 4 | 4 | 4 | 4
715 | SENATE WIND |  | SENATEWD_UNIT1 | JACK | WIND-O | NORTH | 2012 | 150 | 150 | 150 | 150 | 150 | 150 | 150 | 150 | 150 | 150 | 150
716 | SENDERO WIND ENERGY |  | EXGNSND_WIND_1 | JIM HOGG | WIND-O | SOUTH | 2015 | 78 | 78 | 78 | 78 | 78 | 78 | 78 | 78 | 78 | 78 | 78
717 | SEYMOUR HILLS WIND (S_HILLS WIND) |  | S_HILLS_UNIT1 | BAYLOR | WIND-O | WEST | 2019 | 30.24 | 30.2 | 30.2 | 30.2 | 30.2 | 30.2 | 30.2 | 30.2 | 30.2 | 30.2 | 30.2
718 | SHAFFER (PATRIOT WIND/PETRONILLA) |  | SHAFFER_UNIT1 | NUECES | WIND-C | COASTAL | 2021 | 226.05 | 226.1 | 226.1 | 226.1 | 226.1 | 226.1 | 226.1 | 226.1 | 226.1 | 226.1 | 226.1
719 | SHANNON WIND |  | SHANNONW_UNIT_1 | CLAY | WIND-O | WEST | 2015 | 204.1 | 204.1 | 204.1 | 204.1 | 204.1 | 204.1 | 204.1 | 204.1 | 204.1 | 204.1 | 204.1
720 | SHERBINO 2 WIND |  | KEO_SHRBINO2 | PECOS | WIND-O | WEST | 2011 | 132 | 132 | 132 | 132 | 132 | 132 | 132 | 132 | 132 | 132 | 132
721 | SILVER STAR WIND |  | FLTCK_SSI | ERATH | WIND-O | NORTH | 2008 | 52.8 | 52.8 | 52.8 | 52.8 | 52.8 | 52.8 | 52.8 | 52.8 | 52.8 | 52.8 | 52.8
722 | SOUTH PLAINS WIND 1 U1 |  | SPLAIN1_WIND1 | FLOYD | WIND-P | PANHANDLE | 2015 | 102 | 102 | 102 | 102 | 102 | 102 | 102 | 102 | 102 | 102 | 102
723 | SOUTH PLAINS WIND 1 U2 |  | SPLAIN1_WIND2 | FLOYD | WIND-P | PANHANDLE | 2015 | 98 | 98 | 98 | 98 | 98 | 98 | 98 | 98 | 98 | 98 | 98
724 | SOUTH PLAINS WIND 2 U1 |  | SPLAIN2_WIND21 | FLOYD | WIND-P | PANHANDLE | 2016 | 148.5 | 148.5 | 148.5 | 148.5 | 148.5 | 148.5 | 148.5 | 148.5 | 148.5 | 148.5 | 148.5
725 | SOUTH PLAINS WIND 2 U2 |  | SPLAIN2_WIND22 | FLOYD | WIND-P | PANHANDLE | 2016 | 151.8 | 151.8 | 151.8 | 151.8 | 151.8 | 151.8 | 151.8 | 151.8 | 151.8 | 151.8 | 151.8
726 | SOUTH TRENT WIND |  | STWF_T1 | NOLAN | WIND-O | WEST | 2008 | 101.2 | 98.2 | 98.2 | 98.2 | 98.2 | 98.2 | 98.2 | 98.2 | 98.2 | 98.2 | 98.2
727 | SPINNING SPUR WIND TWO A |  | SSPURTWO_WIND_1 | OLDHAM | WIND-P | PANHANDLE | 2014 | 160.95 | 161 | 161 | 161 | 161 | 161 | 161 | 161 | 161 | 161 | 161
728 | SPINNING SPUR WIND TWO B |  | SSPURTWO_SS3WIND2 | OLDHAM | WIND-P | PANHANDLE | 2015 | 98 | 98 | 98 | 98 | 98 | 98 | 98 | 98 | 98 | 98 | 98
729 | SPINNING SPUR WIND TWO C |  | SSPURTWO_SS3WIND1 | OLDHAM | WIND-P | PANHANDLE | 2015 | 96 | 96 | 96 | 96 | 96 | 96 | 96 | 96 | 96 | 96 | 96
730 | STANTON WIND ENERGY |  | SWEC_G1 | MARTIN | WIND-O | WEST | 2008 | 123.6 | 120 | 120 | 120 | 120 | 120 | 120 | 120 | 120 | 120 | 120
731 | STELLA WIND | 25INR0439 | STELLA_UNIT1 | KENEDY | WIND-C | COASTAL | 2018 | 201 | 201 | 201 | 201 | 201 | 201 | 201 | 201 | 201 | 201 | 201
732 | STEPHENS RANCH WIND 1 | 25INR0439 | SRWE1_UNIT1 | BORDEN | WIND-O | WEST | 2014 | 220.36 | 211.2 | 211.2 | 211.2 | 211.2 | 211.2 | 211.2 | 211.2 | 211.2 | 211.2 | 211.2
733 | STEPHENS RANCH WIND 2 | 18INR0073 | SRWE1_SRWE2 | BORDEN | WIND-O | WEST | 2015 | 172.01 | 164.7 | 164.7 | 164.7 | 164.7 | 164.7 | 164.7 | 164.7 | 164.7 | 164.7 | 164.7
734 | SWEETWATER WIND 1 |  | SWEETWND_WND1 | NOLAN | WIND-O | WEST | 2003 | 42.5 | 42.5 | 42.5 | 42.5 | 42.5 | 42.5 | 42.5 | 42.5 | 42.5 | 42.5 | 42.5
735 | SWEETWATER WIND 2A |  | SWEETWN2_WND24 | NOLAN | WIND-O | WEST | 2006 | 16 | 16.8 | 16.8 | 16.8 | 16.8 | 16.8 | 16.8 | 16.8 | 16.8 | 16.8 | 16.8
736 | SWEETWATER WIND 2B |  | SWEETWN2_WND2 | NOLAN | WIND-O | WEST | 2004 | 110.8 | 110.8 | 110.8 | 110.8 | 110.8 | 110.8 | 110.8 | 110.8 | 110.8 | 110.8 | 110.8
737 | SWEETWATER WIND 3A |  | SWEETWN3_WND3A | NOLAN | WIND-O | WEST | 2011 | 33.6 | 33.6 | 33.6 | 33.6 | 33.6 | 33.6 | 33.6 | 33.6 | 33.6 | 33.6 | 33.6
738 | SWEETWATER WIND 3B |  | SWEETWN3_WND3B | NOLAN | WIND-O | WEST | 2011 | 118.6 | 118.6 | 118.6 | 118.6 | 118.6 | 118.6 | 118.6 | 118.6 | 118.6 | 118.6 | 118.6
739 | SWEETWATER WIND 4-4A |  | SWEETWN4_WND4A | NOLAN | WIND-O | WEST | 2007 | 125 | 125 | 125 | 125 | 125 | 125 | 125 | 125 | 125 | 125 | 125
740 | SWEETWATER WIND 4-4B |  | SWEETWN4_WND4B | NOLAN | WIND-O | WEST | 2007 | 112 | 112 | 112 | 112 | 112 | 112 | 112 | 112 | 112 | 112 | 112
741 | SWEETWATER WIND 4-5 |  | SWEETWN5_WND5 | NOLAN | WIND-O | WEST | 2007 | 85 | 85 | 85 | 85 | 85 | 85 | 85 | 85 | 85 | 85 | 85
742 | TAHOKA WIND 1 |  | TAHOKA_UNIT_1 | LYNN | WIND-O | WEST | 2019 | 150 | 150 | 150 | 150 | 150 | 150 | 150 | 150 | 150 | 150 | 150
743 | TAHOKA WIND 2 |  | TAHOKA_UNIT_2 | LYNN | WIND-O | WEST | 2019 | 150 | 150 | 150 | 150 | 150 | 150 | 150 | 150 | 150 | 150 | 150
744 | TEXAS BIG SPRING WIND A |  | SGMTN_SIGNALMT | HOWARD | WIND-O | WEST | 1999 | 27.72 | 27.7 | 27.7 | 27.7 | 27.7 | 27.7 | 27.7 | 27.7 | 27.7 | 27.7 | 27.7
745 | TG EAST WIND U1 |  | TRUSGILL_UNIT1 | KNOX | WIND-O | WEST | 2022 | 42 | 42 | 42 | 42 | 42 | 42 | 42 | 42 | 42 | 42 | 42
746 | TG EAST WIND U2 |  | TRUSGILL_UNIT2 | KNOX | WIND-O | WEST | 2022 | 44.8 | 44.8 | 44.8 | 44.8 | 44.8 | 44.8 | 44.8 | 44.8 | 44.8 | 44.8 | 44.8
747 | TG EAST WIND U3 |  | TRUSGILL_UNIT3 | KNOX | WIND-O | WEST | 2022 | 42 | 42 | 42 | 42 | 42 | 42 | 42 | 42 | 42 | 42 | 42
748 | TG EAST WIND U4 |  | TRUSGILL_UNIT4 | KNOX | WIND-O | WEST | 2022 | 207.2 | 207.2 | 207.2 | 207.2 | 207.2 | 207.2 | 207.2 | 207.2 | 207.2 | 207.2 | 207.2
749 | TORRECILLAS WIND 1 |  | TORR_UNIT1_25 | WEBB | WIND-O | SOUTH | 2019 | 150 | 150 | 150 | 150 | 150 | 150 | 150 | 150 | 150 | 150 | 150
750 | TORRECILLAS WIND 2 |  | TORR_UNIT2_23 | WEBB | WIND-O | SOUTH | 2019 | 23 | 23 | 23 | 23 | 23 | 23 | 23 | 23 | 23 | 23 | 23
751 | TORRECILLAS WIND 3 |  | TORR_UNIT2_25 | WEBB | WIND-O | SOUTH | 2019 | 127.5 | 127.5 | 127.5 | 127.5 | 127.5 | 127.5 | 127.5 | 127.5 | 127.5 | 127.5 | 127.5
752 | TRENT WIND 1 A |  | TRENT_TRENT | NOLAN | WIND-O | WEST | 2001 | 38.25 | 38.3 | 38.3 | 38.3 | 38.3 | 38.3 | 38.3 | 38.3 | 38.3 | 38.3 | 38.3
753 | TRENT WIND 1 B |  | TRENT_UNIT_1B | NOLAN | WIND-O | WEST | 2018 | 15.59 | 15.6 | 15.6 | 15.6 | 15.6 | 15.6 | 15.6 | 15.6 | 15.6 | 15.6 | 15.6
754 | TRENT WIND 2 |  | TRENT_UNIT_2 | NOLAN | WIND-O | WEST | 2018 | 50.49 | 50.5 | 50.5 | 50.5 | 50.5 | 50.5 | 50.5 | 50.5 | 50.5 | 50.5 | 50.5
755 | TRENT WIND 3 A |  | TRENT_UNIT_3A | NOLAN | WIND-O | WEST | 2018 | 38.25 | 38.3 | 38.3 | 38.3 | 38.3 | 38.3 | 38.3 | 38.3 | 38.3 | 38.3 | 38.3
756 | TRENT WIND 3 B |  | TRENT_UNIT_3B | NOLAN | WIND-O | WEST | 2018 | 13.79 | 13.8 | 13.8 | 13.8 | 13.8 | 13.8 | 13.8 | 13.8 | 13.8 | 13.8 | 13.8
757 | TRINITY HILLS WIND 1 |  | TRINITY_TH1_BUS1 | ARCHER | WIND-O | WEST | 2012 | 103.4 | 103.4 | 103.4 | 103.4 | 103.4 | 103.4 | 103.4 | 103.4 | 103.4 | 103.4 | 103.4
758 | TRINITY HILLS WIND 2 |  | TRINITY_TH1_BUS2 | ARCHER | WIND-O | WEST | 2012 | 94.6 | 94.6 | 94.6 | 94.6 | 94.6 | 94.6 | 94.6 | 94.6 | 94.6 | 94.6 | 94.6
759 | TSTC WEST TEXAS WIND |  | DG_ROSC2_1UNIT | NOLAN | WIND-O | WEST | 2008 | 2 | 2 | 2 | 2 | 2 | 2 | 2 | 2 | 2 | 2 | 2
760 | TURKEY TRACK WIND |  | TTWEC_G1 | NOLAN | WIND-O | WEST | 2008 | 174.6 | 169.5 | 169.5 | 169.5 | 169.5 | 169.5 | 169.5 | 169.5 | 169.5 | 169.5 | 169.5
761 | TYLER BLUFF WIND |  | TYLRWIND_UNIT1 | COOKE | WIND-O | NORTH | 2016 | 125.6 | 125.6 | 125.6 | 125.6 | 125.6 | 125.6 | 125.6 | 125.6 | 125.6 | 125.6 | 125.6
762 | VENADO WIND U1 |  | VENADO_UNIT1 | ZAPATA | WIND-O | SOUTH | 2021 | 105 | 105 | 105 | 105 | 105 | 105 | 105 | 105 | 105 | 105 | 105
763 | VENADO WIND U2 |  | VENADO_UNIT2 | ZAPATA | WIND-O | SOUTH | 2021 | 96.6 | 96.6 | 96.6 | 96.6 | 96.6 | 96.6 | 96.6 | 96.6 | 96.6 | 96.6 | 96.6
764 | VERA WIND 1 |  | VERAWIND_UNIT1 | KNOX | WIND-O | WEST | 2021 | 12 | 12 | 12 | 12 | 12 | 12 | 12 | 12 | 12 | 12 | 12
765 | VERA WIND 2 |  | VERAWIND_UNIT2 | KNOX | WIND-O | WEST | 2021 | 7.2 | 7.2 | 7.2 | 7.2 | 7.2 | 7.2 | 7.2 | 7.2 | 7.2 | 7.2 | 7.2
766 | VERA WIND 3 |  | VERAWIND_UNIT3 | KNOX | WIND-O | WEST | 2021 | 100.8 | 100.8 | 100.8 | 100.8 | 100.8 | 100.8 | 100.8 | 100.8 | 100.8 | 100.8 | 100.8
767 | VERA WIND 4 |  | VERAWIND_UNIT4 | KNOX | WIND-O | WEST | 2021 | 22 | 22 | 22 | 22 | 22 | 22 | 22 | 22 | 22 | 22 | 22
768 | VERA WIND 5 |  | VERAWIND_UNIT5 | KNOX | WIND-O | WEST | 2021 | 100.8 | 100.8 | 100.8 | 100.8 | 100.8 | 100.8 | 100.8 | 100.8 | 100.8 | 100.8 | 100.8
769 | VERTIGO WIND (FORMERLY GREEN PASTURES WIND 2) |  | VERTIGO_WIND_I | BAYLOR | WIND-O | WEST | 2015 | 150 | 150 | 150 | 150 | 150 | 150 | 150 | 150 | 150 | 150 | 150
770 | WAKE WIND 1 |  | WAKEWE_G1 | DICKENS | WIND-P | PANHANDLE | 2016 | 114.91 | 114.9 | 114.9 | 114.9 | 114.9 | 114.9 | 114.9 | 114.9 | 114.9 | 114.9 | 114.9
771 | WAKE WIND 2 |  | WAKEWE_G2 | DICKENS | WIND-P | PANHANDLE | 2016 | 142.35 | 142.3 | 142.3 | 142.3 | 142.3 | 142.3 | 142.3 | 142.3 | 142.3 | 142.3 | 142.3
772 | WEST RAYMOND (EL TRUENO) WIND U1 |  | TRUENO_UNIT1 | WILLACY | WIND-C | COASTAL | 2021 | 116.6 | 116.6 | 116.6 | 116.6 | 116.6 | 116.6 | 116.6 | 116.6 | 116.6 | 116.6 | 116.6
773 | WEST RAYMOND (EL TRUENO) WIND U2 |  | TRUENO_UNIT2 | WILLACY | WIND-C | COASTAL | 2021 | 123.2 | 123.2 | 123.2 | 123.2 | 123.2 | 123.2 | 123.2 | 123.2 | 123.2 | 123.2 | 123.2
774 | WESTERN TRAIL WIND (AJAX WIND) U1 |  | AJAXWIND_UNIT1 | WILBARGER | WIND-O | WEST | 2022 | 225.6 | 225.6 | 225.6 | 225.6 | 225.6 | 225.6 | 225.6 | 225.6 | 225.6 | 225.6 | 225.6
775 | WESTERN TRAIL WIND (AJAX WIND) U2 |  | AJAXWIND_UNIT2 | WILBARGER | WIND-O | WEST | 2022 | 141 | 141 | 141 | 141 | 141 | 141 | 141 | 141 | 141 | 141 | 141
776 | WHIRLWIND ENERGY |  | WEC_WECG1 | FLOYD | WIND-P | PANHANDLE | 2007 | 59.8 | 57 | 57 | 57 | 57 | 57 | 57 | 57 | 57 | 57 | 57
777 | WHITETAIL WIND |  | EXGNWTL_WIND_1 | WEBB | WIND-O | SOUTH | 2012 | 92.34 | 92.3 | 92.3 | 92.3 | 92.3 | 92.3 | 92.3 | 92.3 | 92.3 | 92.3 | 92.3
778 | WHITE MESA WIND U1 |  | WHMESA_UNIT1 | CROCKETT | WIND-O | WEST | 2022 | 152.3 | 152.3 | 152.3 | 152.3 | 152.3 | 152.3 | 152.3 | 152.3 | 152.3 | 152.3 | 152.3
779 | WHITE MESA 2 WIND U1 |  | WHMESA_UNIT2_23 | CROCKETT | WIND-O | WEST | 2022 | 13.92 | 13.9 | 13.9 | 13.9 | 13.9 | 13.9 | 13.9 | 13.9 | 13.9 | 13.9 | 13.9
780 | WHITE MESA 2 WIND U2 |  | WHMESA_UNIT2_28 | CROCKETT | WIND-O | WEST | 2022 | 183.3 | 183.3 | 183.3 | 183.3 | 183.3 | 183.3 | 183.3 | 183.3 | 183.3 | 183.3 | 183.3
781 | WHITE MESA 2 WIND U3 |  | WHMESA_UNIT3_23 | CROCKETT | WIND-O | WEST | 2022 | 18.56 | 18.6 | 18.6 | 18.6 | 18.6 | 18.6 | 18.6 | 18.6 | 18.6 | 18.6 | 18.6
782 | WHITE MESA 2 WIND U4 |  | WHMESA_UNIT3_28 | CROCKETT | WIND-O | WEST | 2022 | 132.54 | 132.5 | 132.5 | 132.5 | 132.5 | 132.5 | 132.5 | 132.5 | 132.5 | 132.5 | 132.5
783 | WILLOW SPRINGS WIND A |  | SALVTION_UNIT1 | HASKELL | WIND-O | WEST | 2017 | 125 | 125 | 125 | 125 | 125 | 125 | 125 | 125 | 125 | 125 | 125
784 | WILLOW SPRINGS WIND B |  | SALVTION_UNIT2 | HASKELL | WIND-O | WEST | 2017 | 125 | 125 | 125 | 125 | 125 | 125 | 125 | 125 | 125 | 125 | 125
785 | WILSON RANCH (INFINITY LIVE OAK WIND) |  | WL_RANCH_UNIT1 | SCHLEICHER | WIND-O | WEST | 2020 | 199.5 | 199.5 | 199.5 | 199.5 | 199.5 | 199.5 | 199.5 | 199.5 | 199.5 | 199.5 | 199.5
786 | WINDTHORST 2 WIND |  | WNDTHST2_UNIT1 | ARCHER | WIND-O | WEST | 2014 | 67.62 | 67.6 | 67.6 | 67.6 | 67.6 | 67.6 | 67.6 | 67.6 | 67.6 | 67.6 | 67.6
787 | WKN MOZART WIND |  | MOZART_WIND_1 | KENT | WIND-O | WEST | 2012 | 30 | 30 | 30 | 30 | 30 | 30 | 30 | 30 | 30 | 30 | 30
788 | WOLF RIDGE WIND |  | WHTTAIL_WR1 | COOKE | WIND-O | NORTH | 2008 | 121.5 | 121.5 | 121.5 | 121.5 | 121.5 | 121.5 | 121.5 | 121.5 | 121.5 | 121.5 | 121.5
789 | Operational Capacity Total (Wind) | [6 empty] | 32767.79 | 32516.2 | 32516.2 | 32516.2 | 32516.2 | 32516.2 | 32516.2 | 32516.2 | 32516.2 | 32516.2 | 32516.2
790
791 | Operational Wind Capacity Sub-total (Coastal Counties) |  | WIND_OPERATIONAL_C |  |  |  |  | 5134.87 | 5128.7 | 5128.7 | 5128.7 | 5128.7 | 5128.7 | 5128.7 | 5128.7 | 5128.7 | 5128.7 | 5128.7
792 | Wind Peak Average Capacity Percentage (Coastal) |  | WIND_PEAK_PCT_C | % |  |  |  | 100 | 60 | 60 | 60 | 60 | 60 | 60 | 60 | 60 | 60 | 60
793
794 | Operational Wind Capacity Sub-total (Panhandle Counties) |  | WIND_OPERATIONAL_P |  |  |  |  | 4410.43 | 4407.7 | 4407.7 | 4407.7 | 4407.7 | 4407.7 | 4407.7 | 4407.7 | 4407.7 | 4407.7 | 4407.7
795 | Wind Peak Average Capacity Percentage (Panhandle) |  | WIND_PEAK_PCT_P | % |  |  |  | 100 | 29 | 29 | 29 | 29 | 29 | 29 | 29 | 29 | 29 | 29
796
797 | Operational Wind Capacity Sub-total (Other Counties) |  | WIND_OPERATIONAL_O |  |  |  |  | 23222.49 | 22979.8 | 22979.8 | 22979.8 | 22979.8 | 22979.8 | 22979.8 | 22979.8 | 22979.8 | 22979.8 | 22979.8
798 | Wind Peak Average Capacity Percentage (Other) |  | WIND_PEAK_PCT_O | % |  |  |  | 100 | 22 | 22 | 22 | 22 | 22 | 22 | 22 | 22 | 22 | 22
799
800 | Operational Resources (Wind) - Synchronized but not Approved for Commercial Operations
801 | ANCHOR WIND U1 | 21INR0546 | ANCHOR_WIND1 | CALLAHAN | WIND-O | WEST | 2023 | 16 | 16 | 16 | 16 | 16 | 16 | 16 | 16 | 16 | 16 | 16
802 | ANCHOR WIND U2 | 21INR0387 | ANCHOR_WIND2 | CALLAHAN | WIND-O | WEST | 2023 | 98.9 | 98.9 | 98.9 | 98.9 | 98.9 | 98.9 | 98.9 | 98.9 | 98.9 | 98.9 | 98.9
803 | ANCHOR WIND U3 | 21INR0539 | ANCHOR_WIND3 | CALLAHAN | WIND-O | WEST | 2023 | 90 | 90 | 90 | 90 | 90 | 90 | 90 | 90 | 90 | 90 | 90
804 | ANCHOR WIND U4 | 21INR0539 | ANCHOR_WIND4 | CALLAHAN | WIND-O | WEST | 2023 | 38.7 | 38.7 | 38.7 | 38.7 | 38.7 | 38.7 | 38.7 | 38.7 | 38.7 | 38.7 | 38.7
805 | ANCHOR WIND U5 | 22INR0562 | ANCHOR_WIND5 | CALLAHAN | WIND-O | WEST | 2023 | 19.3 | 19.3 | 19.3 | 19.3 | 19.3 | 19.3 | 19.3 | 19.3 | 19.3 | 19.3 | 19.3
806 | APPALOOSA RUN WIND U1 | 20INR0249 | APPALOSA_UNIT1 | UPTON | WIND-O | WEST | 2023 | 157.9 | 157.9 | 157.9 | 157.9 | 157.9 | 157.9 | 157.9 | 157.9 | 157.9 | 157.9 | 157.9
807 | APPALOOSA RUN WIND U2 | 20INR0249 | APPALOSA_UNIT2 | UPTON | WIND-O | WEST | 2023 | 13.9 | 13.9 | 13.9 | 13.9 | 13.9 | 13.9 | 13.9 | 13.9 | 13.9 | 13.9 | 13.9
808 | APOGEE WIND U1 | 21INR0467 | APOGEE_UNIT1 | THROCKMORTON | WIND-O | WEST | 2023 | 25 | 25 | 25 | 25 | 25 | 25 | 25 | 25 | 25 | 25 | 25
809 | APOGEE WIND U2 | 21INR0467 | APOGEE_UNIT2 | THROCKMORTON | WIND-O | WEST | 2023 | 14 | 14 | 14 | 14 | 14 | 14 | 14 | 14 | 14 | 14 | 14
810 | APOGEE WIND U3 | 21INR0467 | APOGEE_UNIT3 | THROCKMORTON | WIND-O | WEST | 2023 | 30.2 | 30.2 | 30.2 | 30.2 | 30.2 | 30.2 | 30.2 | 30.2 | 30.2 | 30.2 | 30.2
811 | APOGEE WIND U4 | 21INR0467 | APOGEE_UNIT4 | THROCKMORTON | WIND-O | WEST | 2023 | 115 | 115 | 115 | 115 | 115 | 115 | 115 | 115 | 115 | 115 | 115
812 | APOGEE WIND U5 | 21INR0467 | APOGEE_UNIT5 | THROCKMORTON | WIND-O | WEST | 2023 | 110 | 110 | 110 | 110 | 110 | 110 | 110 | 110 | 110 | 110 | 110
813 | APOGEE WIND U6 | 21INR0467 | APOGEE_UNIT6 | THROCKMORTON | WIND-O | WEST | 2023 | 24 | 24 | 24 | 24 | 24 | 24 | 24 | 24 | 24 | 24 | 24
814 | APOGEE WIND U7 | 21INR0467 | APOGEE_UNIT7 | THROCKMORTON | WIND-O | WEST | 2023 | 75 | 75 | 75 | 75 | 75 | 75 | 75 | 75 | 75 | 75 | 75
815 | BAIRD NORTH WIND U1 | 20INR0083 | BAIRDWND_UNIT1 | CALLAHAN | WIND-O | WEST | 2023 | 195 | 195 | 195 | 195 | 195 | 195 | 195 | 195 | 195 | 195 | 195
816 | BAIRD NORTH WIND U2 | 20INR0083 | BAIRDWND_UNIT2 | CALLAHAN | WIND-O | WEST | 2023 | 145 | 145 | 145 | 145 | 145 | 145 | 145 | 145 | 145 | 145 | 145
817 | BOARD CREEK WP U1 | 21INR0324 | BOARDCRK_UNIT1 | NAVARRO | WIND-O | NORTH | 2023 | 108.8 | 108.8 | 108.8 | 108.8 | 108.8 | 108.8 | 108.8 | 108.8 | 108.8 | 108.8 | 108.8
818 | BOARD CREEK WP U2 | 21INR0324 | BOARDCRK_UNIT2 | NAVARRO | WIND-O | NORTH | 2023 | 190.4 | 190.4 | 190.4 | 190.4 | 190.4 | 190.4 | 190.4 | 190.4 | 190.4 | 190.4 | 190.4
819 | COYOTE WIND U1 | 17INR0027b | COYOTE_W_UNIT1 | SCURRY | WIND-O | WEST | 2023 | 90 | 90 | 90 | 90 | 90 | 90 | 90 | 90 | 90 | 90 | 90
820 | COYOTE WIND U2 | 17INR0027b | COYOTE_W_UNIT2 | SCURRY | WIND-O | WEST | 2023 | 26.6 | 26.6 | 26.6 | 26.6 | 26.6 | 26.6 | 26.6 | 26.6 | 26.6 | 26.6 | 26.6
821 | COYOTE WIND U3 | 17INR0027b | COYOTE_W_UNIT3 | SCURRY | WIND-O | WEST | 2023 | 126 | 126 | 126 | 126 | 126 | 126 | 126 | 126 | 126 | 126 | 126
822 | EL SUAZ RANCH U1 | 20INR0097 | ELSAUZ_UNIT1 | WILLACY | WIND-C | COASTAL | 2023 | 153 | 153 | 153 | 153 | 153 | 153 | 153 | 153 | 153 | 153 | 153
823 | EL SUAZ RANCH U2 | 20INR0097 | ELSAUZ_UNIT2 | WILLACY | WIND-C | COASTAL | 2023 | 148.5 | 148.5 | 148.5 | 148.5 | 148.5 | 148.5 | 148.5 | 148.5 | 148.5 | 148.5 | 148.5
824 | FOXTROT WIND U1 | 20INR0129 | FOXTROT_UNIT1 | BEE | WIND-O | SOUTH | 2023 | 130.2 | 130.2 | 130.2 | 130.2 | 130.2 | 130.2 | 130.2 | 130.2 | 130.2 | 130.2 | 130.2
825 | FOXTROT WIND U2 | 20INR0129 | FOXTROT_UNIT2 | BEE | WIND-O | SOUTH | 2023 | 84 | 84 | 84 | 84 | 84 | 84 | 84 | 84 | 84 | 84 | 84
826 | FOXTROT WIND U3 | 20INR0129 | FOXTROT_UNIT3 | BEE | WIND-O | SOUTH | 2023 | 54 | 54 | 54 | 54 | 54 | 54 | 54 | 54 | 54 | 54 | 54
827 | HARALD (BEARKAT WIND B) | 15INR0064b | HARALD_UNIT1 | GLASSCOCK | WIND-O | WEST | 2023 | 162.1 | 162.1 | 162.1 | 162.1 | 162.1 | 162.1 | 162.1 | 162.1 | 162.1 | 162.1 | 162.1
828 | LACY CREEK WIND U1 | 18INR0043 | LACY_CRK_UNIT1 | GLASSCOCK | WIND-O | WEST | 2023 | 135.4 | 135.4 | 135.4 | 135.4 | 135.4 | 135.4 | 135.4 | 135.4 | 135.4 | 135.4 | 135.4
829 | LACY CREEK WIND U2 | 18INR0043 | LACY_CRK_UNIT2 | GLASSCOCK | WIND-O | WEST | 2023 | 15.12 | 15.1 | 15.1 | 15.1 | 15.1 | 15.1 | 15.1 | 15.1 | 15.1 | 15.1 | 15.1
830 | LACY CREEK WIND U3 | 18INR0043 | LACY_CRK_UNIT3 | GLASSCOCK | WIND-O | WEST | 2023 | 138.2 | 138.2 | 138.2 | 138.2 | 138.2 | 138.2 | 138.2 | 138.2 | 138.2 | 138.2 | 138.2
831 | LACY CREEK WIND U4 | 18INR0043 | LACY_CRK_UNIT4 | GLASSCOCK | WIND-O | WEST | 2023 | 12.6 | 12.6 | 12.6 | 12.6 | 12.6 | 12.6 | 12.6 | 12.6 | 12.6 | 12.6 | 12.6
832 | MARYNEAL WINDPOWER | 18INR0031 | MARYNEAL_UNIT1 | NOLAN | WIND-O | WEST | 2024 | 182.4 | 182.4 | 182.4 | 182.4 | 182.4 | 182.4 | 182.4 | 182.4 | 182.4 | 182.4 | 182.4
833 | MESTENO WIND | 16INR0081 | MESTENO_UNIT_1 | STARR | WIND-O | SOUTH | 2024 | 201.6 | 201.6 | 201.6 | 201.6 | 201.6 | 201.6 | 201.6 | 201.6 | 201.6 | 201.6 | 201.6
834 | PRAIRIE HILL WIND U1 | 19INR0100 | PHILLWND_UNIT1 | LIMESTONE | WIND-O | NORTH | 2023 | 153 | 153 | 153 | 153 | 153 | 153 | 153 | 153 | 153 | 153 | 153
835 | PRAIRIE HILL WIND U2 | 19INR0100 | PHILLWND_UNIT2 | LIMESTONE | WIND-O | NORTH | 2023 | 147 | 147 | 147 | 147 | 147 | 147 | 147 | 147 | 147 | 147 | 147
836 | PRIDDY WIND U1 | 16INR0085 | PRIDDY_UNIT1 | MILLS | WIND-O | NORTH | 2023 | 187.2 | 187.2 | 187.2 | 187.2 | 187.2 | 187.2 | 187.2 | 187.2 | 187.2 | 187.2 | 187.2
837 | PRIDDY WIND U2 | 16INR0085 | PRIDDY_UNIT2 | MILLS | WIND-O | NORTH | 2023 | 115.2 | 115.2 | 115.2 | 115.2 | 115.2 | 115.2 | 115.2 | 115.2 | 115.2 | 115.2 | 115.2
838 | VORTEX WIND U1 | 20INR0120 | VORTEX_WIND1 | THROCKMORTON | WIND-O | WEST | 2023 | 153.6 | 153.6 | 153.6 | 153.6 | 153.6 | 153.6 | 153.6 | 153.6 | 153.6 | 153.6 | 153.6
839 | VORTEX WIND U2 | 20INR0120 | VORTEX_WIND2 | THROCKMORTON | WIND-O | WEST | 2023 | 24.2 | 24.2 | 24.2 | 24.2 | 24.2 | 24.2 | 24.2 | 24.2 | 24.2 | 24.2 | 24.2
840 | VORTEX WIND U3 | 20INR0120 | VORTEX_WIND3 | THROCKMORTON | WIND-O | WEST | 2023 | 158.4 | 158.4 | 158.4 | 158.4 | 158.4 | 158.4 | 158.4 | 158.4 | 158.4 | 158.4 | 158.4
841 | VORTEX WIND U4 | 20INR0120 | VORTEX_WIND4 | THROCKMORTON | WIND-O | WEST | 2023 | 14 | 14 | 14 | 14 | 14 | 14 | 14 | 14 | 14 | 14 | 14
842 | WHITEHORSE WIND U1 | 19INR0080 | WH_WIND_UNIT1 | FISHER | WIND-O | WEST | 2023 | 209.4 | 209.4 | 209.4 | 209.4 | 209.4 | 209.4 | 209.4 | 209.4 | 209.4 | 209.4 | 209.4
843 | WHITEHORSE WIND U2 | 19INR0080 | WH_WIND_UNIT2 | FISHER | WIND-O | WEST | 2023 | 209.5 | 209.5 | 209.5 | 209.5 | 209.5 | 209.5 | 209.5 | 209.5 | 209.5 | 209.5 | 209.5
844 | WILDWIND U1 | 20INR0033 | WILDWIND_UNIT1 | COOKE | WIND-O | NORTH | 2023 | 18.38 | 18.4 | 18.4 | 18.4 | 18.4 | 18.4 | 18.4 | 18.4 | 18.4 | 18.4 | 18.4
845 | WILDWIND U2 | 20INR0033 | WILDWIND_UNIT2 | COOKE | WIND-O | NORTH | 2023 | 48 | 48 | 48 | 48 | 48 | 48 | 48 | 48 | 48 | 48 | 48
846 | WILDWIND U3 | 20INR0033 | WILDWIND_UNIT3 | COOKE | WIND-O | NORTH | 2023 | 6.3 | 6.3 | 6.3 | 6.3 | 6.3 | 6.3 | 6.3 | 6.3 | 6.3 | 6.3 | 6.3
847 | WILDWIND U4 | 20INR0033 | WILDWIND_UNIT4 | COOKE | WIND-O | NORTH | 2023 | 54.6 | 54.6 | 54.6 | 54.6 | 54.6 | 54.6 | 54.6 | 54.6 | 54.6 | 54.6 | 54.6
848 | WILDWIND U5 | 20INR0033 | WILDWIND_UNIT5 | COOKE | WIND-O | NORTH | 2023 | 52.8 | 52.8 | 52.8 | 52.8 | 52.8 | 52.8 | 52.8 | 52.8 | 52.8 | 52.8 | 52.8
849 | YOUNG WIND U1 | 21INR0401 | YNG_WND_UNIT1 | YOUNG | WIND-O | WEST | 2024 | 197.4 | 197.4 | 197.4 | 197.4 | 197.4 | 197.4 | 197.4 | 197.4 | 197.4 | 197.4 | 197.4
850 | YOUNG WIND U2 | 21INR0401 | YNG_WND_UNIT2 | YOUNG | WIND-O | WEST | 2024 | 152.28 | 152.3 | 152.3 | 152.3 | 152.3 | 152.3 | 152.3 | 152.3 | 152.3 | 152.3 | 152.3
851 | YOUNG WIND U3 | 21INR0401 | YNG_WND_UNIT3 | YOUNG | WIND-O | WEST | 2024 | 149.46 | 149.5 | 149.5 | 149.5 | 149.5 | 149.5 | 149.5 | 149.5 | 149.5 | 149.5 | 149.5
852 | Operational Capacity - Synchronized but not Approved for Commercial Operations Total (Wind) | [6 empty] | 5177.54 | 5177.6 | 5177.6 | 5177.6 | 5177.6 | 5177.6 | 5177.6 | 5177.6 | 5177.6 | 5177.6 | 5177.6
853
854 | Operational Wind Capacity Synchronized but not Approved for Commercial Operations Sub-total (Coastal Counties) |  | WIND_SYNCHRONIZED_C |  |  |  |  | 301.5 | 301.5 | 301.5 | 301.5 | 301.5 | 301.5 | 301.5 | 301.5 | 301.5 | 301.5 | 301.5
855 | Wind Peak Average Capacity Percentage (Coastal) |  | WIND_SYNC_PEAK_PCT_C | % |  |  |  | 100 | 60 | 60 | 60 | 60 | 60 | 60 | 60 | 60 | 60 | 60
856
857 | Operational Wind Capacity Synchronized but not Approved for Commercial Operations Sub-total (Panhandle Counties) |  | WIND_SYNCHRONIZED_P |  |  |  |  | 0 | 0 | 0 | 0 | 0 | 0 | 0 | 0 | 0 | 0 | 0
858 | Wind Peak Average Capacity Percentage (Panhandle) |  | WIND_SYNC_PEAK_PCT_P | % |  |  |  | 100 | 29 | 29 | 29 | 29 | 29 | 29 | 29 | 29 | 29 | 29
859
860 | Operational Wind Capacity Synchronized but not Approved for Commercial Operations Sub-total (Other Counties) |  | WIND_SYNCHRONIZED_O |  |  |  |  | 4876.04 | 4876.1 | 4876.1 | 4876.1 | 4876.1 | 4876.1 | 4876.1 | 4876.1 | 4876.1 | 4876.1 | 4876.1
861 | Wind Peak Average Capacity Percentage (Other) |  | WIND_SYNC_PEAK_PCT_O | % |  |  |  | 100 | 22 | 22 | 22 | 22 | 22 | 22 | 22 | 22 | 22 | 22
862
863 | Operational Resources (Solar)
864 | ACACIA SOLAR |  | ACACIA_UNIT_1 | PRESIDIO | SOLAR | WEST | 2012 | 10 | 10 | 10 | 10 | 10 | 10 | 10 | 10 | 10 | 10 | 10
865 | ALEXIS SOLAR |  | DG_ALEXIS_ALEXIS | BROOKS | SOLAR | SOUTH | 2019 | 10 | 10 | 10 | 10 | 10 | 10 | 10 | 10 | 10 | 10 | 10
866 | ANSON SOLAR U1 |  | ANSON1_UNIT1 | JONES | SOLAR | WEST | 2022 | 100.8 | 100 | 100 | 100 | 100 | 100 | 100 | 100 | 100 | 100 | 100
867 | ANSON SOLAR U2 |  | ANSON1_UNIT2 | JONES | SOLAR | WEST | 2022 | 100.8 | 100 | 100 | 100 | 100 | 100 | 100 | 100 | 100 | 100 | 100
868 | ARAGORN SOLAR |  | ARAGORN_UNIT1 | CULBERSON | SOLAR | WEST | 2021 | 188.2 | 185 | 185 | 185 | 185 | 185 | 185 | 185 | 185 | 185 | 185
869 | AZURE SKY SOLAR U1 |  | AZURE_SOLAR1 | HASKELL | SOLAR | WEST | 2021 | 74.9 | 74.9 | 74.9 | 74.9 | 74.9 | 74.9 | 74.9 | 74.9 | 74.9 | 74.9 | 74.9
870 | AZURE SKY SOLAR U2 |  | AZURE_SOLAR2 | HASKELL | SOLAR | WEST | 2021 | 153.5 | 153.5 | 153.5 | 153.5 | 153.5 | 153.5 | 153.5 | 153.5 | 153.5 | 153.5 | 153.5
871 | BECK 1 |  | DG_CECSOLAR_DG_BECK1 | BEXAR | SOLAR | SOUTH | 2016 | 1 | bar: 2024 to 2033
872 | BHE SOLAR PEARL PROJECT (SIRIUS 2) |  | SIRIUS_UNIT2 | PECOS | SOLAR | WEST | 2017 | 50 | 49.1 | 49.1 | 49.1 | 49.1 | 49.1 | 49.1 | 49.1 | 49.1 | 49.1 | 49.1
873 | BLUE WING 1 SOLAR |  | DG_BROOK_1UNIT | BEXAR | SOLAR | SOUTH | 2010 | 7.6 | 7.6 | 7.6 | 7.6 | 7.6 | 7.6 | 7.6 | 7.6 | 7.6 | 7.6 | 7.6
874 | BLUE WING 2 SOLAR |  | DG_ELMEN_1UNIT | BEXAR | SOLAR | SOUTH | 2010 | 7.3 | 7.3 | 7.3 | 7.3 | 7.3 | 7.3 | 7.3 | 7.3 | 7.3 | 7.3 | 7.3
875 | BLUEBELL SOLAR (CAPRICORN RIDGE SOLAR) |  | CAPRIDG4_BB_PV | STERLING | SOLAR | WEST | 2019 | 30 | 30 | 30 | 30 | 30 | 30 | 30 | 30 | 30 | 30 | 30
876 | BLUEBELL SOLAR II 1 (CAPRICORN RIDGE 4) |  | CAPRIDG4_BB2_PV1 | STERLING | SOLAR | WEST | 2021 | 100 | 100 | 100 | 100 | 100 | 100 | 100 | 100 | 100 | 100 | 100
877 | BLUEBELL SOLAR II 2 (CAPRICORN RIDGE 4) |  | CAPRIDG4_BB2_PV2 | STERLING | SOLAR | WEST | 2021 | 15 | 15 | 15 | 15 | 15 | 15 | 15 | 15 | 15 | 15 | 15
878 | BNB LAMESA SOLAR (PHASE I) |  | LMESASLR_UNIT1 | DAWSON | SOLAR | WEST | 2018 | 101.6 | 101.6 | 101.6 | 101.6 | 101.6 | 101.6 | 101.6 | 101.6 | 101.6 | 101.6 | 101.6
879 | BNB LAMESA SOLAR (PHASE II) |  | LMESASLR_IVORY | DAWSON | SOLAR | WEST | 2018 | 50 | 50 | 50 | 50 | 50 | 50 | 50 | 50 | 50 | 50 | 50
880 | BOVINE SOLAR LLC |  | DG_BOVINE_BOVINE | AUSTIN | SOLAR | SOUTH | 2018 | 5 | 5 | 5 | 5 | 5 | 5 | 5 | 5 | 5 | 5 | 5
881 | BOVINE SOLAR LLC |  | DG_BOVINE2_BOVINE2 | AUSTIN | SOLAR | SOUTH | 2018 | 5 | 5 | 5 | 5 | 5 | 5 | 5 | 5 | 5 | 5 | 5
882 | BPL FILES SOLAR |  | FILESSLR_PV1 | HILL | SOLAR | NORTH | 2023 | 146.09 | 145 | 145 | 145 | 145 | 145 | 145 | 145 | 145 | 145 | 145
883 | BRIGHTSIDE SOLAR |  | BRIGHTSD_UNIT1 | BEE | SOLAR | SOUTH | 2023 | 53.4 | 50 | 50 | 50 | 50 | 50 | 50 | 50 | 50 | 50 | 50
884 | BRONSON SOLAR I |  | DG_BRNSN_BRNSN | FORT BEND | SOLAR | HOUSTON | 2018 | 5 | 5 | 5 | 5 | 5 | 5 | 5 | 5 | 5 | 5 | 5
885 | BRONSON SOLAR II |  | DG_BRNSN2_BRNSN2 | FORT BEND | SOLAR | HOUSTON | 2018 | 5 | 5 | 5 | 5 | 5 | 5 | 5 | 5 | 5 | 5 | 5
886 | CASCADE SOLAR I |  | DG_CASCADE_CASCADE | WHARTON | SOLAR | SOUTH | 2018 | 5 | 5 | 5 | 5 | 5 | 5 | 5 | 5 | 5 | 5 | 5
887 | CASCADE SOLAR II |  | DG_CASCADE2_CASCADE2 | WHARTON | SOLAR | SOUTH | 2018 | 5 | 5 | 5 | 5 | 5 | 5 | 5 | 5 | 5 | 5 | 5
888 | CASTLE GAP SOLAR |  | CASL_GAP_UNIT1 | UPTON | SOLAR | WEST | 2018 | 180 | 180 | 180 | 180 | 180 | 180 | 180 | 180 | 180 | 180 | 180
889 | CATAN SOLAR |  | DG_CS10_CATAN | KARNES | SOLAR | SOUTH | 2020 | 10 | 10 | 10 | 10 | 10 | 10 | 10 | 10 | 10 | 10 | 10
890 | CHISUM SOLAR |  | DG_CHISUM_CHISUM | LAMAR | SOLAR | NORTH | 2018 | 10 | 10 | 10 | 10 | 10 | 10 | 10 | 10 | 10 | 10 | 10
891 | COMMERCE_SOLAR |  | DG_ X443PV1_SWRI_PV1 | BEXAR | SOLAR | SOUTH | 2019 | 5 | 5 | 5 | 5 | 5 | 5 | 5 | 5 | 5 | 5 | 5
892 | CONIGLIO SOLAR |  | CONIGLIO_UNIT1 | FANNIN | SOLAR | NORTH | 2021 | 125.7 | 125.7 | 125.7 | 125.7 | 125.7 | 125.7 | 125.7 | 125.7 | 125.7 | 125.7 | 125.7
893 | CORAZON SOLAR PHASE I |  | CORAZON_UNIT1 | WEBB | SOLAR | SOUTH | 2021 | 202.6 | 202.6 | 202.6 | 202.6 | 202.6 | 202.6 | 202.6 | 202.6 | 202.6 | 202.6 | 202.6
894 | DANCIGER SOLAR U1 |  | DAG_UNIT1 | BRAZORIA | SOLAR | COASTAL | 2023 | 101.4 | 100 | 100 | 100 | 100 | 100 | 100 | 100 | 100 | 100 | 100
895 | DANCIGER SOLAR U2 |  | DAG_UNIT2 | BRAZORIA | SOLAR | COASTAL | 2023 | 101.4 | 100 | 100 | 100 | 100 | 100 | 100 | 100 | 100 | 100 | 100
896 | EAST BLACKLAND SOLAR (PFLUGERVILLE SOLAR) |  | E_BLACK_UNIT_1 | TRAVIS | SOLAR | SOUTH | 2021 | 144 | 144 | 144 | 144 | 144 | 144 | 144 | 144 | 144 | 144 | 144
897 | EDDY SOLAR II |  | DG_EDDYII_EDDYII | MCLENNAN | SOLAR | NORTH | 2018 | 10 | 10 | 10 | 10 | 10 | 10 | 10 | 10 | 10 | 10 | 10
898 | ELARA SOLAR |  | ELARA_SL_UNIT1 | FRIO | SOLAR | SOUTH | 2022 | 132.4 | 132.4 | 132.4 | 132.4 | 132.4 | 132.4 | 132.4 | 132.4 | 132.4 | 132.4 | 132.4
899 | ELLIS SOLAR |  | ELLISSLR_UNIT1 | ELLIS | SOLAR | NORTH | 2023 | 81.3 | 80 | 80 | 80 | 80 | 80 | 80 | 80 | 80 | 80 | 80
900 | EMERALD GROVE SOLAR (PECOS SOLAR POWER I) |  | EGROVESL_UNIT1 | CRANE | SOLAR | WEST | 2023 | 109.5 | 108 | 108 | 108 | 108 | 108 | 108 | 108 | 108 | 108 | 108
901 | EUNICE SOLAR U1 |  | EUNICE_PV1 | ANDREWS | SOLAR | WEST | 2021 | 189.6 | 189.6 | 189.6 | 189.6 | 189.6 | 189.6 | 189.6 | 189.6 | 189.6 | 189.6 | 189.6
902 | EUNICE SOLAR U2 |  | EUNICE_PV2 | ANDREWS | SOLAR | WEST | 2021 | 237.1 | 237.1 | 237.1 | 237.1 | 237.1 | 237.1 | 237.1 | 237.1 | 237.1 | 237.1 | 237.1
903 | FIFTH GENERATION SOLAR 1 |  | DG_FIFTHGS1_FGSOLAR1 | TRAVIS | SOLAR | SOUTH | 2016 | 6.8 | 6.8 | 6.8 | 6.8 | 6.8 | 6.8 | 6.8 | 6.8 | 6.8 | 6.8 | 6.8
904 | FOWLER RANCH |  | FWLR_SLR_UNIT1 | CRANE | SOLAR | WEST | 2020 | 152.5 | 150 | 150 | 150 | 150 | 150 | 150 | 150 | 150 | 150 | 150
905 | FS BARILLA SOLAR-PECOS |  | HOVEY_UNIT1 | PECOS | SOLAR | WEST | 2015 | 22 | 22 | 22 | 22 | 22 | 22 | 22 | 22 | 22 | 22 | 22
906 | FS EAST PECOS SOLAR |  | BOOTLEG_UNIT1 | PECOS | SOLAR | WEST | 2017 | 126 | 121.1 | 121.1 | 121.1 | 121.1 | 121.1 | 121.1 | 121.1 | 121.1 | 121.1 | 121.1
907 | GALLOWAY 1 SOLAR |  | GALLOWAY_SOLAR1 | CONCHO | SOLAR | WEST | 2021 | 250 | 250 | 250 | 250 | 250 | 250 | 250 | 250 | 250 | 250 | 250
908 | GREASEWOOD SOLAR 1 |  | GREASWOD_UNIT1 | PECOS | SOLAR | WEST | 2021 | 126.3 | 124.6 | 124.6 | 124.6 | 124.6 | 124.6 | 124.6 | 124.6 | 124.6 | 124.6 | 124.6
909 | GREASEWOOD SOLAR 2 |  | GREASWOD_UNIT2 | PECOS | SOLAR | WEST | 2021 | 132.2 | 130.4 | 130.4 | 130.4 | 130.4 | 130.4 | 130.4 | 130.4 | 130.4 | 130.4 | 130.4
910 | GRIFFIN SOLAR |  | DG_GRIFFIN_GRIFFIN | MCLENNAN | SOLAR | NORTH | 2019 | 5 | 5 | 5 | 5 | 5 | 5 | 5 | 5 | 5 | 5 | 5
911 | GRIZZLY RIDGE SOLAR |  | GRIZZLY_SOLAR1 | HAMILTON | SOLAR | NORTH | 2023 | 101.7 | 100 | 100 | 100 | 100 | 100 | 100 | 100 | 100 | 100 | 100
912 | HIGHWAY 56 |  | DG_HWY56_HWY56 | GRAYSON | SOLAR | NORTH | 2017 | 5.3 | 5.3 | 5.3 | 5.3 | 5.3 | 5.3 | 5.3 | 5.3 | 5.3 | 5.3 | 5.3
913 | HM SEALY SOLAR 1 |  | DG_SEALY_1UNIT | AUSTIN | SOLAR | SOUTH | 2015 | 1.6 | 1.6 | 1.6 | 1.6 | 1.6 | 1.6 | 1.6 | 1.6 | 1.6 | 1.6 | 1.6
914 | HOLSTEIN SOLAR 1 |  | HOLSTEIN_SOLAR1 | NOLAN | SOLAR | WEST | 2020 | 102.2 | 102.2 | 102.2 | 102.2 | 102.2 | 102.2 | 102.2 | 102.2 | 102.2 | 102.2 | 102.2
915 | HOLSTEIN SOLAR 2 |  | HOLSTEIN_SOLAR2 | NOLAN | SOLAR | WEST | 2020 | 102.3 | 102.3 | 102.3 | 102.3 | 102.3 | 102.3 | 102.3 | 102.3 | 102.3 | 102.3 | 102.3
916 | IMPACT SOLAR |  | IMPACT_UNIT1 | LAMAR | SOLAR | NORTH | 2021 | 198.5 | 198.5 | 198.5 | 198.5 | 198.5 | 198.5 | 198.5 | 198.5 | 198.5 | 198.5 | 198.5
917 | JUNO SOLAR PHASE I |  | JUNO_UNIT1 | BORDEN | SOLAR | WEST | 2021 | 162.1 | 162.1 | 162.1 | 162.1 | 162.1 | 162.1 | 162.1 | 162.1 | 162.1 | 162.1 | 162.1
918 | JUNO SOLAR PHASE II |  | JUNO_UNIT2 | BORDEN | SOLAR | WEST | 2021 | 143.5 | 143.5 | 143.5 | 143.5 | 143.5 | 143.5 | 143.5 | 143.5 | 143.5 | 143.5 | 143.5
919 | KELLAM SOLAR |  | KELAM_SL_UNIT1 | VAN ZANDT | SOLAR | NORTH | 2020 | 59.8 | 59.8 | 59.8 | 59.8 | 59.8 | 59.8 | 59.8 | 59.8 | 59.8 | 59.8 | 59.8
920 | LAMPWICK SOLAR |  | DG_LAMPWICK_LAMPWICK | MENARD | SOLAR | WEST | 2019 | 7.5 | 7.5 | 7.5 | 7.5 | 7.5 | 7.5 | 7.5 | 7.5 | 7.5 | 7.5 | 7.5
921 | LAPETUS SOLAR |  | LAPETUS_UNIT_1 | ANDREWS | SOLAR | WEST | 2020 | 100.7 | 100.7 | 100.7 | 100.7 | 100.7 | 100.7 | 100.7 | 100.7 | 100.7 | 100.7 | 100.7
922 | LEON |  | DG_LEON_LEON | HUNT | SOLAR | NORTH | 2017 | 10 | 10 | 10 | 10 | 10 | 10 | 10 | 10 | 10 | 10 | 10
923 | LILY SOLAR |  | LILY_SOLAR1 | KAUFMAN | SOLAR | NORTH | 2021 | 147.6 | 147.6 | 147.6 | 147.6 | 147.6 | 147.6 | 147.6 | 147.6 | 147.6 | 147.6 | 147.6
924 | LONGBOW SOLAR |  | LON_SOLAR1 | BRAZORIA | SOLAR | COASTAL | 2022 | 78.2 | 77 | 77 | 77 | 77 | 77 | 77 | 77 | 77 | 77 | 77
925 | LONG DRAW SOLAR U1 |  | LGDRAW_S_UNIT1_1 | BORDEN | SOLAR | WEST | 2021 | 98.5 | 98.5 | 98.5 | 98.5 | 98.5 | 98.5 | 98.5 | 98.5 | 98.5 | 98.5 | 98.5
926 | LONG DRAW SOLAR U2 |  | LGDRAW_S_UNIT1_2 | BORDEN | SOLAR | WEST | 2021 | 128.3 | 128.3 | 128.3 | 128.3 | 128.3 | 128.3 | 128.3 | 128.3 | 128.3 | 128.3 | 128.3
927 | MARLIN |  | DG_MARLIN_MARLIN | FALLS | SOLAR | NORTH | 2017 | 5.3 | 5.3 | 5.3 | 5.3 | 5.3 | 5.3 | 5.3 | 5.3 | 5.3 | 5.3 | 5.3
928 | MARS SOLAR (DG) |  | DG_MARS_MARS | WEBB | SOLAR | SOUTH | 2019 | 10 | 10 | 10 | 10 | 10 | 10 | 10 | 10 | 10 | 10 | 10
929 | MCLEAN (SHAKES) SOLAR |  | MCLNSLR_UNIT1 | DIMMIT | SOLAR | SOUTH | 2023 | 207.4 | 200 | 200 | 200 | 200 | 200 | 200 | 200 | 200 | 200 | 200
930 | MISAE SOLAR U1 |  | MISAE_UNIT1 | CHILDRESS | SOLAR | PANHANDLE | 2021 | 121.4 | 121.4 | 121.4 | 121.4 | 121.4 | 121.4 | 121.4 | 121.4 | 121.4 | 121.4 | 121.4
931 | MISAE SOLAR U2 |  | MISAE_UNIT2 | CHILDRESS | SOLAR | PANHANDLE | 2021 | 118.6 | 118.6 | 118.6 | 118.6 | 118.6 | 118.6 | 118.6 | 118.6 | 118.6 | 118.6 | 118.6
932 | MUSTANG CREEK SOLAR U1 |  | MUSTNGCK_SOLAR1 | JACKSON | SOLAR | SOUTH | 2023 | 60.2 | 60 | 60 | 60 | 60 | 60 | 60 | 60 | 60 | 60 | 60
933 | MUSTANG CREEK SOLAR U2 |  | MUSTNGCK_SOLAR2 | JACKSON | SOLAR | SOUTH | 2023 | 90.3 | 90 | 90 | 90 | 90 | 90 | 90 | 90 | 90 | 90 | 90
934 | NEBULA SOLAR (RAYOS DEL SOL) U1 |  | NEBULA_UNIT1 | CAMERON | SOLAR | COASTAL | 2022 | 137.5 | 137.5 | 137.5 | 137.5 | 137.5 | 137.5 | 137.5 | 137.5 | 137.5 | 137.5 | 137.5
935 | NOBLE SOLAR U1 |  | NOBLESLR_SOLAR1 | DENTON | SOLAR | NORTH | 2022 | 148.8 | 146.7 | 146.7 | 146.7 | 146.7 | 146.7 | 146.7 | 146.7 | 146.7 | 146.7 | 146.7
936 | NOBLE SOLAR U2 |  | NOBLESLR_SOLAR2 | DENTON | SOLAR | NORTH | 2022 | 130.2 | 128.3 | 128.3 | 128.3 | 128.3 | 128.3 | 128.3 | 128.3 | 128.3 | 128.3 | 128.3
937 | NORTH GAINESVILLE |  | DG_NGNSVL_NGAINESV | COOKE | SOLAR | NORTH | 2017 | 5.2 | 5.2 | 5.2 | 5.2 | 5.2 | 5.2 | 5.2 | 5.2 | 5.2 | 5.2 | 5.2
938 | OBERON SOLAR |  | OBERON_UNIT_1 | ECTOR | SOLAR | WEST | 2020 | 180 | 180 | 180 | 180 | 180 | 180 | 180 | 180 | 180 | 180 | 180
939 | OCI ALAMO 1 SOLAR |  | OCI_ALM1_UNIT1 | BEXAR | SOLAR | SOUTH | 2013 | 39.18 | 39.2 | 39.2 | 39.2 | 39.2 | 39.2 | 39.2 | 39.2 | 39.2 | 39.2 | 39.2
940 | OCI ALAMO 2 SOLAR-ST. HEDWIG |  | DG_STHWG_UNIT1 | BEXAR | SOLAR | SOUTH | 2014 | 4.4 | 4.4 | 4.4 | 4.4 | 4.4 | 4.4 | 4.4 | 4.4 | 4.4 | 4.4 | 4.4
941 | OCI ALAMO 3-WALZEM SOLAR |  | DG_WALZM_UNIT1 | BEXAR | SOLAR | SOUTH | 2014 | 5.5 | 5.5 | 5.5 | 5.5 | 5.5 | 5.5 | 5.5 | 5.5 | 5.5 | 5.5 | 5.5
942 | OCI ALAMO 4 SOLAR-BRACKETVILLE | 22INR0600 | ECLIPSE_UNIT1 | KINNEY | SOLAR | SOUTH | 2014 | 37.62 | 37.6 | 37.6 | 37.6 | 37.6 | 37.6 | 37.6 | 37.6 | 37.6 | 37.6 | 37.6
943 | OCI ALAMO 5 (DOWNIE RANCH) |  | HELIOS_UNIT1 | UVALDE | SOLAR | SOUTH | 2015 | 100 | 100 | 100 | 100 | 100 | 100 | 100 | 100 | 100 | 100 | 100
944 | OCI ALAMO 6 (SIRIUS/WEST TEXAS) |  | SIRIUS_UNIT1 | PECOS | SOLAR | WEST | 2016 | 110.2 | 110.2 | 110.2 | 110.2 | 110.2 | 110.2 | 110.2 | 110.2 | 110.2 | 110.2 | 110.2
945 | OCI ALAMO 7 (PAINT CREEK) |  | SOLARA_UNIT1 | HASKELL | SOLAR | WEST | 2016 | 112 | 112 | 112 | 112 | 112 | 112 | 112 | 112 | 112 | 112 | 112
946 | PHOEBE SOLAR 1 |  | PHOEBE_UNIT1 | WINKLER | SOLAR | WEST | 2019 | 125.04 | 125.1 | 125.1 | 125.1 | 125.1 | 125.1 | 125.1 | 125.1 | 125.1 | 125.1 | 125.1
947 | PHOEBE SOLAR 2 |  | PHOEBE_UNIT2 | WINKLER | SOLAR | WEST | 2019 | 127.95 | 128.1 | 128.1 | 128.1 | 128.1 | 128.1 | 128.1 | 128.1 | 128.1 | 128.1 | 128.1
948 | PHOENIX SOLAR |  | PHOENIX_UNIT1 | FANNIN | SOLAR | NORTH | 2021 | 83.9 | 83.9 | 83.9 | 83.9 | 83.9 | 83.9 | 83.9 | 83.9 | 83.9 | 83.9 | 83.9
949 | PITTS DUDIK SOLAR U1 |  | PITTSDDK_UNIT1 | HILL | SOLAR | NORTH | 2023 | 49.6 | 49.6 | 49.6 | 49.6 | 49.6 | 49.6 | 49.6 | 49.6 | 49.6 | 49.6 | 49.6
950 | POWERFIN KINGSBERY |  | DG_PFK_PFKPV | TRAVIS | SOLAR | SOUTH | 2017 | 2.6 | 2.6 | 2.6 | 2.6 | 2.6 | 2.6 | 2.6 | 2.6 | 2.6 | 2.6 | 2.6
951 | PROSPERO SOLAR 1 U1 |  | PROSPERO_UNIT1 | ANDREWS | SOLAR | WEST | 2020 | 153.6 | 153.6 | 153.6 | 153.6 | 153.6 | 153.6 | 153.6 | 153.6 | 153.6 | 153.6 | 153.6
952 | PROSPERO SOLAR 1 U2 |  | PROSPERO_UNIT2 | ANDREWS | SOLAR | WEST | 2020 | 150 | 150 | 150 | 150 | 150 | 150 | 150 | 150 | 150 | 150 | 150
953 | PROSPERO SOLAR 2 U1 |  | PRSPERO2_UNIT1 | ANDREWS | SOLAR | WEST | 2021 | 126.5 | 126.5 | 126.5 | 126.5 | 126.5 | 126.5 | 126.5 | 126.5 | 126.5 | 126.5 | 126.5
954 | PROSPERO SOLAR 2 U2 |  | PRSPERO2_UNIT2 | ANDREWS | SOLAR | WEST | 2021 | 126.4 | 126.4 | 126.4 | 126.4 | 126.4 | 126.4 | 126.4 | 126.4 | 126.4 | 126.4 | 126.4
955 | QUEEN SOLAR PHASE I |  | QUEEN_SL_SOLAR1 | UPTON | SOLAR | WEST | 2020 | 102.5 | 102.5 | 102.5 | 102.5 | 102.5 | 102.5 | 102.5 | 102.5 | 102.5 | 102.5 | 102.5
956 | QUEEN SOLAR PHASE I |  | QUEEN_SL_SOLAR2 | UPTON | SOLAR | WEST | 2020 | 102.5 | 102.5 | 102.5 | 102.5 | 102.5 | 102.5 | 102.5 | 102.5 | 102.5 | 102.5 | 102.5
957 | QUEEN SOLAR PHASE II |  | QUEEN_SL_SOLAR3 | UPTON | SOLAR | WEST | 2020 | 97.5 | 97.5 | 97.5 | 97.5 | 97.5 | 97.5 | 97.5 | 97.5 | 97.5 | 97.5 | 97.5
958 | QUEEN SOLAR PHASE II |  | QUEEN_SL_SOLAR4 | UPTON | SOLAR | WEST | 2020 | 107.5 | 107.5 | 107.5 | 107.5 | 107.5 | 107.5 | 107.5 | 107.5 | 107.5 | 107.5 | 107.5
959 | RADIAN SOLAR U1 |  | RADN_SLR_UNIT1 | BROWN | SOLAR | NORTH | 2023 | 161.41 | 158.9 | 158.9 | 158.9 | 158.9 | 158.9 | 158.9 | 158.9 | 158.9 | 158.9 | 158.9
960 | RADIAN SOLAR U2 |  | RADN_SLR_UNIT2 | BROWN | SOLAR | NORTH | 2023 | 166.02 | 162.9 | 162.9 | 162.9 | 162.9 | 162.9 | 162.9 | 162.9 | 162.9 | 162.9 | 162.9
961 | RAMBLER SOLAR |  | RAMBLER_UNIT1 | TOM GREEN | SOLAR | WEST | 2020 | 211.19 | 200 | 200 | 200 | 200 | 200 | 200 | 200 | 200 | 200 | 200
962 | RATLIFF SOLAR (CONCHO VALLEY SOLAR) |  | RATLIFF_SOLAR1 | TOM GREEN | SOLAR | WEST | 2023 | 162.43 | 159.8 | 159.8 | 159.8 | 159.8 | 159.8 | 159.8 | 159.8 | 159.8 | 159.8 | 159.8
963 | RE ROSEROCK SOLAR 1 |  | REROCK_UNIT1 | PECOS | SOLAR | WEST | 2016 | 78.75 | 78.8 | 78.8 | 78.8 | 78.8 | 78.8 | 78.8 | 78.8 | 78.8 | 78.8 | 78.8
964 | RE ROSEROCK SOLAR 2 |  | REROCK_UNIT2 | PECOS | SOLAR | WEST | 2016 | 78.75 | 78.8 | 78.8 | 78.8 | 78.8 | 78.8 | 78.8 | 78.8 | 78.8 | 78.8 | 78.8
965 | REDBARN SOLAR 1 (RE MAPLEWOOD 2A SOLAR) |  | REDBARN_UNIT_1 | PECOS | SOLAR | WEST | 2021 | 222 | 222 | 222 | 222 | 222 | 222 | 222 | 222 | 222 | 222 | 222
966 | REDBARN SOLAR 2 (RE MAPLEWOOD 2B SOLAR) |  | REDBARN_UNIT_2 | PECOS | SOLAR | WEST | 2021 | 28 | 28 | 28 | 28 | 28 | 28 | 28 | 28 | 28 | 28 | 28
967 | RENEWABLE ENERGY ALTERNATIVES-CCS1 |  | DG_COSERVSS_CSS1 | DENTON | SOLAR | NORTH | 2015 | 2 | 2 | 2 | 2 | 2 | 2 | 2 | 2 | 2 | 2 | 2
968 | RIGGINS (SE BUCKTHORN WESTEX SOLAR) |  | RIGGINS_UNIT1 | PECOS | SOLAR | WEST | 2018 | 155.44 | 150 | 150 | 150 | 150 | 150 | 150 | 150 | 150 | 150 | 150
969 | RIPPEY SOLAR |  | RIPPEY_UNIT1 | COOKE | SOLAR | NORTH | 2020 | 59.8 | 59.8 | 59.8 | 59.8 | 59.8 | 59.8 | 59.8 | 59.8 | 59.8 | 59.8 | 59.8
970 | ROWLAND SOLAR I |  | ROW_UNIT1 | FORT BEND | SOLAR | HOUSTON | 2023 | 101.7 | 100 | 100 | 100 | 100 | 100 | 100 | 100 | 100 | 100 | 100
971 | SOLAIREHOLMAN 1 |  | LASSO_UNIT1 | BREWSTER | SOLAR | WEST | 2018 | 50 | 50 | 50 | 50 | 50 | 50 | 50 | 50 | 50 | 50 | 50
972 | SP-TX-12-PHASE B |  | SPTX12B_UNIT1 | UPTON | SOLAR | WEST | 2017 | 157.5 | 157.5 | 157.5 | 157.5 | 157.5 | 157.5 | 157.5 | 157.5 | 157.5 | 157.5 | 157.5
973 | STERLING |  | DG_STRLING_STRLING | HUNT | SOLAR | NORTH | 2018 | 10 | 10 | 10 | 10 | 10 | 10 | 10 | 10 | 10 | 10 | 10
974 | STRATEGIC SOLAR 1 |  | STRATEGC_UNIT1 | ELLIS | SOLAR | NORTH | 2022 | 135 | 135 | 135 | 135 | 135 | 135 | 135 | 135 | 135 | 135 | 135
975 | SUNEDISON RABEL ROAD SOLAR |  | DG_VALL1_1UNIT | BEXAR | SOLAR | SOUTH | 2012 | 9.9 | 9.9 | 9.9 | 9.9 | 9.9 | 9.9 | 9.9 | 9.9 | 9.9 | 9.9 | 9.9
976 | SUNEDISON VALLEY ROAD SOLAR |  | DG_VALL2_1UNIT | BEXAR | SOLAR | SOUTH | 2012 | 9.9 | 9.9 | 9.9 | 9.9 | 9.9 | 9.9 | 9.9 | 9.9 | 9.9 | 9.9 | 9.9
977 | SUNEDISON CPS3 SOMERSET 1 SOLAR |  | DG_SOME1_1UNIT | BEXAR | SOLAR | SOUTH | 2012 | 5.6 | 5.6 | 5.6 | 5.6 | 5.6 | 5.6 | 5.6 | 5.6 | 5.6 | 5.6 | 5.6
978 | SUNEDISON SOMERSET 2 SOLAR |  | DG_SOME2_1UNIT | BEXAR | SOLAR | SOUTH | 2012 | 5 | 5 | 5 | 5 | 5 | 5 | 5 | 5 | 5 | 5 | 5
979 | TAVENER U1 (FORT BEND SOLAR) |  | TAV_UNIT1 | FORT BEND | SOLAR | HOUSTON | 2023 | 143.61 | 143.6 | 143.6 | 143.6 | 143.6 | 143.6 | 143.6 | 143.6 | 143.6 | 143.6 | 143.6
980 | TAVENER U2 (FORT BEND SOLAR) |  | TAV_UNIT2 | FORT BEND | SOLAR | HOUSTON | 2023 | 98.04 | 96.4 | 96.4 | 96.4 | 96.4 | 96.4 | 96.4 | 96.4 | 96.4 | 96.4 | 96.4
981 | TAYGETE SOLAR 1 U1 |  | TAYGETE_UNIT1 | PECOS | SOLAR | WEST | 2021 | 125.9 | 125.9 | 125.9 | 125.9 | 125.9 | 125.9 | 125.9 | 125.9 | 125.9 | 125.9 | 125.9
982 | TAYGETE SOLAR 1 U2 |  | TAYGETE_UNIT2 | PECOS | SOLAR | WEST | 2021 | 128.9 | 128.9 | 128.9 | 128.9 | 128.9 | 128.9 | 128.9 | 128.9 | 128.9 | 128.9 | 128.9
983 | TAYGETE SOLAR 2 U1 |  | TAYGETE2_UNIT1 | PECOS | SOLAR | WEST | 2023 | 101.9 | 101.9 | 101.9 | 101.9 | 101.9 | 101.9 | 101.9 | 101.9 | 101.9 | 101.9 | 101.9
984 | TAYGETE SOLAR 2 U2 |  | TAYGETE2_UNIT2 | PECOS | SOLAR | WEST | 2023 | 101.9 | 101.9 | 101.9 | 101.9 | 101.9 | 101.9 | 101.9 | 101.9 | 101.9 | 101.9 | 101.9
985 | TITAN SOLAR (IP TITAN) U1 |  | TI_SOLAR_UNIT1 | CULBERSON | SOLAR | WEST | 2021 | 136.8 | 136.8 | 136.8 | 136.8 | 136.8 | 136.8 | 136.8 | 136.8 | 136.8 | 136.8 | 136.8
986 | TITAN SOLAR (IP TITAN) U2 |  | TI_SOLAR_UNIT2 | CULBERSON | SOLAR | WEST | 2021 | 131.1 | 131.1 | 131.1 | 131.1 | 131.1 | 131.1 | 131.1 | 131.1 | 131.1 | 131.1 | 131.1
987 | TPE ERATH SOLAR |  | DG_ERATH_ERATH21 | ERATH | SOLAR | NORTH | 2021 | 10 | 10 | 10 | 10 | 10 | 10 | 10 | 10 | 10 | 10 | 10
988 | VANCOURT SOLAR |  | VANCOURT_UNIT1 | CAMERON | SOLAR | COASTAL | 2023 | 45.7 | 45.7 | 45.7 | 45.7 | 45.7 | 45.7 | 45.7 | 45.7 | 45.7 | 45.7 | 45.7
989 | VISION SOLAR 1 |  | VISION_UNIT1 | NAVARRO | SOLAR | NORTH | 2022 | 129.2 | 127 | 127 | 127 | 127 | 127 | 127 | 127 | 127 | 127 | 127
990 | WAGYU SOLAR |  | WGU_UNIT1 | BRAZORIA | SOLAR | COASTAL | 2021 | 120 | 120 | 120 | 120 | 120 | 120 | 120 | 120 | 120 | 120 | 120
991 | WALNUT SPRINGS |  | DG_WLNTSPRG_1UNIT | BOSQUE | SOLAR | NORTH | 2016 | 10 | 10 | 10 | 10 | 10 | 10 | 10 | 10 | 10 | 10 | 10
992 | WAYMARK SOLAR |  | WAYMARK_UNIT1 | UPTON | SOLAR | WEST | 2018 | 182 | 182 | 182 | 182 | 182 | 182 | 182 | 182 | 182 | 182 | 182
993 | WEBBERVILLE SOLAR |  | WEBBER_S_WSP1 | TRAVIS | SOLAR | SOUTH | 2011 | 26.7 | 26.7 | 26.7 | 26.7 | 26.7 | 26.7 | 26.7 | 26.7 | 26.7 | 26.7 | 26.7
994 | WEST MOORE II |  | DG_WMOOREII_WMOOREII | GRAYSON | SOLAR | NORTH | 2018 | 5 | 5 | 5 | 5 | 5 | 5 | 5 | 5 | 5 | 5 | 5
995 | WEST OF PECOS SOLAR |  | W_PECOS_UNIT1 | REEVES | SOLAR | WEST | 2019 | 100 | 100 | 100 | 100 | 100 | 100 | 100 | 100 | 100 | 100 | 100
996 | WESTORIA SOLAR U1 |  | WES_UNIT1 | BRAZORIA | SOLAR | COASTAL | 2022 | 101.6 | 101.6 | 101.6 | 101.6 | 101.6 | 101.6 | 101.6 | 101.6 | 101.6 | 101.6 | 101.6
997 | WESTORIA SOLAR U2 |  | WES_UNIT2 | BRAZORIA | SOLAR | COASTAL | 2022 | 101.6 | 101.6 | 101.6 | 101.6 | 101.6 | 101.6 | 101.6 | 101.6 | 101.6 | 101.6 | 101.6
998 | WHITESBORO |  | DG_WBORO_WHTSBORO | GRAYSON | SOLAR | NORTH | 2017 | 5 | 5 | 5 | 5 | 5 | 5 | 5 | 5 | 5 | 5 | 5
999 | WHITESBORO II |  | DG_WBOROII_WHBOROII | GRAYSON | SOLAR | NORTH | 2017 | 5 | 5 | 5 | 5 | 5 | 5 | 5 | 5 | 5 | 5 | 5
1000 | WHITEWRIGHT |  | DG_WHTRT_WHTRGHT | FANNIN | SOLAR | NORTH | 2017 | 10 | 10 | 10 | 10 | 10 | 10 | 10 | 10 | 10 | 10 | 10
1001 | WHITNEY SOLAR |  | DG_WHITNEY_SOLAR1 | BOSQUE | SOLAR | NORTH | 2017 | 10 | 10 | 10 | 10 | 10 | 10 | 10 | 10 | 10 | 10 | 10
1002 | YELLOW JACKET SOLAR |  | DG_YLWJACKET_YLWJACKET | BOSQUE | SOLAR | NORTH | 2018 | 5 | 5 | 5 | 5 | 5 | 5 | 5 | 5 | 5 | 5 | 5
1003 | Operational Capacity Total (Solar) | [6 empty] | 11763.52 | 11691.9 | 11691.9 | 11691.9 | 11691.9 | 11691.9 | 11691.9 | 11691.9 | 11691.9 | 11691.9 | 11691.9
1004 | Solar Peak Average Capacity Percentage |  | SOLAR_PEAK_PCT | % |  |  |  | 100 | 76 | 76 | 76 | 76 | 76 | 76 | 76 | 76 | 76 | 76
1005
1006 | Operational Resources (Solar) - Synchronized but not Approved for Commercial Operations
1007 | ANDROMEDA SOLAR U1 | 22INR0412 | ANDMDSLR_UNIT1 | SCURRY | SOLAR | WEST | 2023 | 158.8 | 158 | 158 | 158 | 158 | 158 | 158 | 158 | 158 | 158 | 158
1008 | ANDROMEDA SOLAR U2 | 22INR0412 | ANDMDSLR_UNIT2 | SCURRY | SOLAR | WEST | 2023 | 162.4 | 162 | 162 | 162 | 162 | 162 | 162 | 162 | 162 | 162 | 162
1009 | BIG STAR SOLAR U1 | 21INR0413 | BIG_STAR_UNIT1 | BASTROP | SOLAR | SOUTH | 2024 | 132.27 | 130 | 130 | 130 | 130 | 130 | 130 | 130 | 130 | 130 | 130
1010 | BIG STAR SOLAR U2 | 21INR0413 | BIG_STAR_UNIT2 | BASTROP | SOLAR | SOUTH | 2024 | 70.83 | 70 | 70 | 70 | 70 | 70 | 70 | 70 | 70 | 70 | 70
1011 | BLUE JAY SOLAR I | 21INR0538 | BLUEJAY_UNIT1 | GRIMES | SOLAR | NORTH | 2023 | 69 | 69 | 69 | 69 | 69 | 69 | 69 | 69 | 69 | 69 | 69
1012 | BLUE JAY SOLAR II | 19INR0085 | BLUEJAY_UNIT2 | GRIMES | SOLAR | NORTH | 2023 | 141 | 141 | 141 | 141 | 141 | 141 | 141 | 141 | 141 | 141 | 141
1013 | BUFFALO CREEK (OLD 300 SOLAR CENTER) U1 | 21INR0406 | BCK_UNIT1 | FORT BEND | SOLAR | HOUSTON | 2024 | 217.5 | 217.5 | 217.5 | 217.5 | 217.5 | 217.5 | 217.5 | 217.5 | 217.5 | 217.5 | 217.5
1014 | BUFFALO CREEK (OLD 300 SOLAR CENTER) U2 | 21INR0406 | BCK_UNIT2 | FORT BEND | SOLAR | HOUSTON | 2024 | 221.3 | 221.3 | 221.3 | 221.3 | 221.3 | 221.3 | 221.3 | 221.3 | 221.3 | 221.3 | 221.3
1015 | CROWN SOLAR | 21INR0323 | CRWN_SLR_UNIT1 | FALLS | SOLAR | NORTH | 2023 | 101.3 | 100.1 | 100.1 | 100.1 | 100.1 | 100.1 | 100.1 | 100.1 | 100.1 | 100.1 | 100.1
1016 | DANISH FIELDS SOLAR U1 | 20INR0069 | DAN_UNIT1 | WHARTON | SOLAR | SOUTH | 2023 | 301.3 | 300 | 300 | 300 | 300 | 300 | 300 | 300 | 300 | 300 | 300
1017 | DANISH FIELDS SOLAR U2 | 20INR0069 | DAN_UNIT2 | WHARTON | SOLAR | SOUTH | 2023 | 151 | 150.2 | 150.2 | 150.2 | 150.2 | 150.2 | 150.2 | 150.2 | 150.2 | 150.2 | 150.2
1018 | DANISH FIELDS SOLAR U3 | 20INR0069 | DAN_UNIT3 | WHARTON | SOLAR | SOUTH | 2023 | 150.5 | 149.8 | 149.8 | 149.8 | 149.8 | 149.8 | 149.8 | 149.8 | 149.8 | 149.8 | 149.8
1019 | DILEO SOLAR | 22INR0359 | DILEOSLR_UNIT1 | BOSQUE | SOLAR | NORTH | 2023 | 71.4 | 71.2 | 71.2 | 71.2 | 71.2 | 71.2 | 71.2 | 71.2 | 71.2 | 71.2 | 71.2
1020 | EASTBELL MILAM SOLAR | 21INR0203 | EBELLSLR_UNIT1 | MILAM | SOLAR | SOUTH | 2024 | 244.86 | 240 | 240 | 240 | 240 | 240 | 240 | 240 | 240 | 240 | 240
1021 | EIFFEL SOLAR | 22INR0223 | EIFSLR_UNIT1 | LAMAR | SOLAR | NORTH | 2023 | 241 | 240 | 240 | 240 | 240 | 240 | 240 | 240 | 240 | 240 | 240
1022 | FIGHTING JAYS SOLAR U1 | 21INR0278 | JAY_UNIT1 | FORT BEND | SOLAR | HOUSTON | 2023 | 179.5 | 179.6 | 179.6 | 179.6 | 179.6 | 179.6 | 179.6 | 179.6 | 179.6 | 179.6 | 179.6
1023 | FIGHTING JAYS SOLAR U2 | 21INR0278 | JAY_UNIT2 | FORT BEND | SOLAR | HOUSTON | 2023 | 171.8 | 171.9 | 171.9 | 171.9 | 171.9 | 171.9 | 171.9 | 171.9 | 171.9 | 171.9 | 171.9
1024 | FIVE WELLS SOLAR U1 | 24INR0015 | FIVEWSLR_UNIT1 | BELL | SOLAR | NORTH | 2023 | 193.43 | 192.1 | 192.1 | 192.1 | 192.1 | 192.1 | 192.1 | 192.1 | 192.1 | 192.1 | 192.1
1025 | FIVE WELLS SOLAR U2 | 24INR0015 | FIVEWSLR_UNIT2 | BELL | SOLAR | NORTH | 2023 | 128.75 | 128.1 | 128.1 | 128.1 | 128.1 | 128.1 | 128.1 | 128.1 | 128.1 | 128.1 | 128.1
1026 | FRYE SOLAR U1 | 20INR0080 | FRYE_SLR_UNIT1 | SWISHER | SOLAR | PANHANDLE | 2024 | 250.9 | 250 | 250 | 250 | 250 | 250 | 250 | 250 | 250 | 250 | 250
1027 | FRYE SOLAR U2 | 20INR0080 | FRYE_SLR_UNIT2 | SWISHER | SOLAR | PANHANDLE | 2024 | 251.1 | 250 | 250 | 250 | 250 | 250 | 250 | 250 | 250 | 250 | 250
1028 | GALLOWAY 2 SOLAR | 21INR0431 | GALLOWAY_SOLAR2 | CONCHO | SOLAR | WEST | 2023 | 111.1 | 110 | 110 | 110 | 110 | 110 | 110 | 110 | 110 | 110 | 110
1029 | GOLINDA SOLAR | 21INR0434 | GOLINDA_UNIT1 | FALLS | SOLAR | NORTH | 2023 | 101.1 | 100.3 | 100.3 | 100.3 | 100.3 | 100.3 | 100.3 | 100.3 | 100.3 | 100.3 | 100.3
1030 | HOPKINS SOLAR U1 | 20INR0210 | HOPKNSLR_UNIT1 | HOPKINS | SOLAR | NORTH | 2023 | 175.35 | 174.8 | 174.8 | 174.8 | 174.8 | 174.8 | 174.8 | 174.8 | 174.8 | 174.8 | 174.8
1031 | HOPKINS SOLAR U2 | 20INR0210 | HOPKNSLR_UNIT2 | HOPKINS | SOLAR | NORTH | 2023 | 76.17 | 75.8 | 75.8 | 75.8 | 75.8 | 75.8 | 75.8 | 75.8 | 75.8 | 75.8 | 75.8
1032 | HORIZON SOLAR | 21INR0261 | HRZN_SLR_UNIT1 | FRIO | SOLAR | SOUTH | 2023 | 203.5 | 200 | 200 | 200 | 200 | 200 | 200 | 200 | 200 | 200 | 200
1033 | HOVEY (BARILLA SOLAR 1B) | 12INR0059b | HOVEY_UNIT2 | PECOS | SOLAR | WEST | 2024 | 7.41 | 7.4 | 7.4 | 7.4 | 7.4 | 7.4 | 7.4 | 7.4 | 7.4 | 7.4 | 7.4
1034 | JADE SOLAR U1 | 22INR0360 | JADE_SLR_UNIT1 | SCURRY | SOLAR | WEST | 2023 | 158.8 | 158 | 158 | 158 | 158 | 158 | 158 | 158 | 158 | 158 | 158
1035 | JADE SOLAR U2 | 22INR0360 | JADE_SLR_UNIT2 | SCURRY | SOLAR | WEST | 2023 | 162.4 | 162 | 162 | 162 | 162 | 162 | 162 | 162 | 162 | 162 | 162
1036 | MERCURY SOLAR U1 | 21INR0257 | MERCURY_PV1 | HILL | SOLAR | NORTH | 2024 | 203.5 | 203.5 | 203.5 | 203.5 | 203.5 | 203.5 | 203.5 | 203.5 | 203.5 | 203.5 | 203.5
1037 | MERCURY SOLAR U2 | 23INR0153 | MERCURY_PV2 | HILL | SOLAR | NORTH | 2024 | 203.5 | 203.5 | 203.5 | 203.5 | 203.5 | 203.5 | 203.5 | 203.5 | 203.5 | 203.5 | 203.5
1038 | MYRTLE SOLAR U1 | 19INR0041 | MYR_UNIT1 | BRAZORIA | SOLAR | COASTAL | 2023 | 171.6 | 167.2 | 167.2 | 167.2 | 167.2 | 167.2 | 167.2 | 167.2 | 167.2 | 167.2 | 167.2
1039 | MYRTLE SOLAR U2 | 19INR0041 | MYR_UNIT2 | BRAZORIA | SOLAR | COASTAL | 2023 | 149.6 | 145.8 | 145.8 | 145.8 | 145.8 | 145.8 | 145.8 | 145.8 | 145.8 | 145.8 | 145.8
1040 | PISGAH RIDGE SOLAR U1 | 22INR0254 | PISGAH_SOLAR1 | NAVARRO | SOLAR | NORTH | 2024 | 189.4 | 186.5 | 186.5 | 186.5 | 186.5 | 186.5 | 186.5 | 186.5 | 186.5 | 186.5 | 186.5
1041 | PISGAH RIDGE SOLAR U2 | 22INR0254 | PISGAH_SOLAR2 | NAVARRO | SOLAR | NORTH | 2024 | 64.4 | 63.5 | 63.5 | 63.5 | 63.5 | 63.5 | 63.5 | 63.5 | 63.5 | 63.5 | 63.5
1042 | PLAINVIEW SOLAR (RAMSEY SOLAR) U1 | 20INR0130 | PLN_UNIT1 | WHARTON | SOLAR | SOUTH | 2023 | 270 | 257 | 257 | 257 | 257 | 257 | 257 | 257 | 257 | 257 | 257
1043 | PLAINVIEW SOLAR (RAMSEY SOLAR) U2 | 20INR0130 | PLN_UNIT2 | WHARTON | SOLAR | SOUTH | 2023 | 270 | 257 | 257 | 257 | 257 | 257 | 257 | 257 | 257 | 257 | 257
1044 | ROSELAND SOLAR U1 | 20INR0205 | ROSELAND_SOLAR1 | FALLS | SOLAR | NORTH | 2023 | 254 | 250 | 250 | 250 | 250 | 250 | 250 | 250 | 250 | 250 | 250
1045 | ROSELAND SOLAR U2 | 20INR0205 | ROSELAND_SOLAR2 | FALLS | SOLAR | NORTH | 2023 | 167.9 | 165.3 | 165.3 | 165.3 | 165.3 | 165.3 | 165.3 | 165.3 | 165.3 | 165.3 | 165.3
1046 | ROSELAND SOLAR U3 | 22INR0506 | ROSELAND_SOLAR3 | FALLS | SOLAR | NORTH | 2023 | 86.1 | 84.7 | 84.7 | 84.7 | 84.7 | 84.7 | 84.7 | 84.7 | 84.7 | 84.7 | 84.7
1047 | TEXAS SOLAR NOVA U1 | 19INR0001 | NOVA1SLR_UNIT1 | KENT | SOLAR | WEST | 2023 | 126.81 | 126 | 126 | 126 | 126 | 126 | 126 | 126 | 126 | 126 | 126
1048 | TEXAS SOLAR NOVA U2 | 19INR0001 | NOVA1SLR_UNIT2 | KENT | SOLAR | WEST | 2023 | 126.7 | 126 | 126 | 126 | 126 | 126 | 126 | 126 | 126 | 126 | 126
1049 | TRES BAHIAS SOLAR | 20INR0266 | TREB_SLR_SOLAR1 | CALHOUN | SOLAR | COASTAL | 2023 | 196.29 | 195 | 195 | 195 | 195 | 195 | 195 | 195 | 195 | 195 | 195
1050 | SAMSON SOLAR 1 U1 | 21INR0221 | SAMSON_1_G1 | LAMAR | SOLAR | NORTH | 2023 | 125 | 125 | 125 | 125 | 125 | 125 | 125 | 125 | 125 | 125 | 125
1051 | SAMSON SOLAR 1 U2 | 21INR0221 | SAMSON_1_G2 | LAMAR | SOLAR | NORTH | 2023 | 125 | 125 | 125 | 125 | 125 | 125 | 125 | 125 | 125 | 125 | 125
1052 | SAMSON SOLAR 3 U1 | 21INR0491 | SAMSON_3_G1 | LAMAR | SOLAR | NORTH | 2023 | 125 | 125 | 125 | 125 | 125 | 125 | 125 | 125 | 125 | 125 | 125
1053 | SAMSON SOLAR 3 U2 | 21INR0491 | SAMSON_3_G2 | LAMAR | SOLAR | NORTH | 2023 | 125 | 125 | 125 | 125 | 125 | 125 | 125 | 125 | 125 | 125 | 125
1054 | SPARTA SOLAR U1 | 22INR0352 | SPARTA_UNIT1 | BEE | SOLAR | SOUTH | 2024 | 146 | 146 | 146 | 146 | 146 | 146 | 146 | 146 | 146 | 146 | 146
1055 | SPARTA SOLAR U2 | 22INR0352 | SPARTA_UNIT2 | BEE | SOLAR | SOUTH | 2024 | 104 | 104 | 104 | 104 | 104 | 104 | 104 | 104 | 104 | 104 | 104
1056 | SUN VALLEY U1 | 19INR0169 | SUNVASLR_UNIT1 | HILL | SOLAR | NORTH | 2023 | 165.75 | 165.8 | 165.8 | 165.8 | 165.8 | 165.8 | 165.8 | 165.8 | 165.8 | 165.8 | 165.8
1057 | SUN VALLEY U2 | 19INR0169 | SUNVASLR_UNIT2 | HILL | SOLAR | NORTH | 2023 | 86.19 | 86.2 | 86.2 | 86.2 | 86.2 | 86.2 | 86.2 | 86.2 | 86.2 | 86.2 | 86.2
1058 | Operational Capacity - Synchronized but not Approved for Commercial Operations Total (Solar) | [6 empty] | 8087.51 | 8013.1 | 8013.1 | 8013.1 | 8013.1 | 8013.1 | 8013.1 | 8013.1 | 8013.1 | 8013.1 | 8013.1
1059 | Solar Peak Average Capacity Percentage |  | SOLAR_SYNC_PEAK_PCT | % |  |  |  | 100 | 76 | 76 | 76 | 76 | 76 | 76 | 76 | 76 | 76 | 76
1060
1061 | Operational Resources (Storage)
1062 | ANCHOR BESS U1 |  | ANCHOR_BESS1 | CALLAHAN | STORAGE | WEST | 2023 | 35.2 | 35.2 | 35.2 | 35.2 | 35.2 | 35.2 | 35.2 | 35.2 | 35.2 | 35.2 | 35.2
1063 | ANCHOR BESS U2 |  | ANCHOR_BESS2 | CALLAHAN | STORAGE | WEST | 2023 | 36.3 | 36.3 | 36.3 | 36.3 | 36.3 | 36.3 | 36.3 | 36.3 | 36.3 | 36.3 | 36.3
1064 | AZURE SKY BESS |  | AZURE_BESS1 | HASKELL | STORAGE | WEST | 2022 | 77.6 | 77.6 | 77.6 | 77.6 | 77.6 | 77.6 | 77.6 | 77.6 | 77.6 | 77.6 | 77.6
1065 | BAY CITY BESS (DGR) |  | BAY_CITY_BESS | MATAGORDA | STORAGE | COASTAL | 2023 | 9.99 | 9.9 | 9.9 | 9.9 | 9.9 | 9.9 | 9.9 | 9.9 | 9.9 | 9.9 | 9.9
1066 | BAT CAVE |  | BATCAVE_BES1 | MASON | STORAGE | SOUTH | 2021 | 100.5 | 100.5 | 100.5 | 100.5 | 100.5 | 100.5 | 100.5 | 100.5 | 100.5 | 100.5 | 100.5
1067 | BLUE SUMMIT BATTERY |  | BLSUMMIT_BATTERY | WILBARGER | STORAGE | WEST | 2017 | 30 | 30 | 30 | 30 | 30 | 30 | 30 | 30 | 30 | 30 | 30
1068 | BELDING TNP (TRIPLE BUTTE BATTERY) (DGR) |  | BELD_BELU1 | PECOS | STORAGE | WEST | 2021 | 9.18 | 7.5 | 7.5 | 7.5 | 7.5 | 7.5 | 7.5 | 7.5 | 7.5 | 7.5 | 7.5
1069 | BLUE JAY BESS |  | BLUEJAY_BESS1 | GRIMES | STORAGE | NORTH | 2023 | 51.6 | 50 | 50 | 50 | 50 | 50 | 50 | 50 | 50 | 50 | 50
1070 | BRP ALVIN (DGR) |  | ALVIN_UNIT1 | BRAZORIA | STORAGE | COASTAL | 2022 | 9.95 | 10 | 10 | 10 | 10 | 10 | 10 | 10 | 10 | 10 | 10
1071 | BRP ANGELTON (DGR) |  | ANGLETON_UNIT1 | BRAZORIA | STORAGE | COASTAL | 2022 | 9.95 | 10 | 10 | 10 | 10 | 10 | 10 | 10 | 10 | 10 | 10
1072 | BRP BRAZORIA |  | BRAZORIA_UNIT1 | BRAZORIA | STORAGE | COASTAL | 2020 | 9.95 | 10 | 10 | 10 | 10 | 10 | 10 | 10 | 10 | 10 | 10
1073 | BRP DICKINSON (DGR) |  | DICKNSON_UNIT1 | GALVESTON | STORAGE | HOUSTON | 2022 | 9.95 | 10 | 10 | 10 | 10 | 10 | 10 | 10 | 10 | 10 | 10
1074 | BRP HEIGHTS (DGR) |  | HEIGHTTN_UNIT1 | GALVESTON | STORAGE | HOUSTON | 2020 | 9.95 | 10 | 10 | 10 | 10 | 10 | 10 | 10 | 10 | 10 | 10
1075 | BRP LOOP 463 (DGR) |  | L_463S_UNIT1 | VICTORIA | STORAGE | SOUTH | 2021 | 9.95 | 10 | 10 | 10 | 10 | 10 | 10 | 10 | 10 | 10 | 10
1076 | BRP LOPENO (DGR) |  | LOPENO_UNIT1 | ZAPATA | STORAGE | SOUTH | 2021 | 9.95 | 10 | 10 | 10 | 10 | 10 | 10 | 10 | 10 | 10 | 10
1077 | BRP MAGNOLIA (DGR) |  | MAGNO_TN_UNIT1 | GALVESTON | STORAGE | HOUSTON | 2022 | 9.95 | 10 | 10 | 10 | 10 | 10 | 10 | 10 | 10 | 10 | 10
1078 | BRP ODESSA SW (DGR) |  | ODESW_UNIT1 | ECTOR | STORAGE | WEST | 2020 | 9.95 | 10 | 10 | 10 | 10 | 10 | 10 | 10 | 10 | 10 | 10
1079 | BRP PUEBLO I (DGR) |  | BRP_PBL1_UNIT1 | MAVERICK | STORAGE | SOUTH | 2021 | 9.95 | 10 | 10 | 10 | 10 | 10 | 10 | 10 | 10 | 10 | 10
1080 | BRP PUEBLO II (DGR) |  | BRP_PBL2_UNIT1 | MAVERICK | STORAGE | SOUTH | 2021 | 9.95 | 10 | 10 | 10 | 10 | 10 | 10 | 10 | 10 | 10 | 10
1081 | BRP RANCHTOWN (DGR) |  | BRP_RNC1_UNIT1 | BEXAR | STORAGE | SOUTH | 2021 | 9.95 | 10 | 10 | 10 | 10 | 10 | 10 | 10 | 10 | 10 | 10
1082 | BRP SWEENY (DGR) |  | SWEENY_UNIT1 | BRAZORIA | STORAGE | COASTAL | 2022 | 9.95 | 10 | 10 | 10 | 10 | 10 | 10 | 10 | 10 | 10 | 10
1083 | BRP ZAPATA I (DGR) |  | BRP_ZPT1_UNIT1 | ZAPATA | STORAGE | SOUTH | 2021 | 9.95 | 10 | 10 | 10 | 10 | 10 | 10 | 10 | 10 | 10 | 10
1084 | BRP ZAPATA II (DGR) |  | BRP_ZPT2_UNIT1 | ZAPATA | STORAGE | SOUTH | 2021 | 9.95 | 10 | 10 | 10 | 10 | 10 | 10 | 10 | 10 | 10 | 10
1085 | BYRD RANCH STORAGE |  | BYRDR_ES_BESS1 | BRAZORIA | STORAGE | COASTAL | 2022 | 50.6 | 50 | 50 | 50 | 50 | 50 | 50 | 50 | 50 | 50 | 50
1086 | CASTLE GAP BATTERY |  | CASL_GAP_BATTERY1 | UPTON | STORAGE | WEST | 2018 | 9.9 | 9.9 | 9.9 | 9.9 | 9.9 | 9.9 | 9.9 | 9.9 | 9.9 | 9.9 | 9.9
1087 | CATARINA BESS (DGR) |  | CATARINA_BESS | DIMMIT | STORAGE | SOUTH | 2022 | 9.95 | 9.9 | 9.9 | 9.9 | 9.9 | 9.9 | 9.9 | 9.9 | 9.9 | 9.9 | 9.9
1088 | CEDARVALE BESS (DGR) |  | CEDRVALE_BESS | REEVES | STORAGE | WEST | 2022 | 9.95 | 9.9 | 9.9 | 9.9 | 9.9 | 9.9 | 9.9 | 9.9 | 9.9 | 9.9 | 9.9
1089 | CHISHOLM GRID |  | CHISMGRD_BES1 | TARRANT | STORAGE | NORTH | 2021 | 101.7 | 100 | 100 | 100 | 100 | 100 | 100 | 100 | 100 | 100 | 100
1090 | COMMERCE ST ESS (DGR) |  | X4_SWRI | BEXAR | STORAGE | SOUTH | 2020 | 10 | 10 | 10 | 10 | 10 | 10 | 10 | 10 | 10 | 10 | 10
1091 | COYOTE SPRINGS BESS (DGR) |  | COYOTSPR_BESS | REEVES | STORAGE | WEST | 2022 | 9.95 | 9.9 | 9.9 | 9.9 | 9.9 | 9.9 | 9.9 | 9.9 | 9.9 | 9.9 | 9.9
1092 | CROSSETT POWER U1 |  | CROSSETT_BES1 | CRANE | STORAGE | WEST | 2022 | 101.5 | 100 | 100 | 100 | 100 | 100 | 100 | 100 | 100 | 100 | 100
1093 | CROSSETT POWER U2 |  | CROSSETT_BES2 | CRANE | STORAGE | WEST | 2022 | 101.5 | 100 | 100 | 100 | 100 | 100 | 100 | 100 | 100 | 100 | 100
1094 | DECORDOVA BESS U1 |  | DCSES_BES1 | HOOD | STORAGE | NORTH | 2022 | 67.3 | 66.5 | 66.5 | 66.5 | 66.5 | 66.5 | 66.5 | 66.5 | 66.5 | 66.5 | 66.5
1095 | DECORDOVA BESS U2 |  | DCSES_BES2 | HOOD | STORAGE | NORTH | 2022 | 67.3 | 66.5 | 66.5 | 66.5 | 66.5 | 66.5 | 66.5 | 66.5 | 66.5 | 66.5 | 66.5
1096 | DECORDOVA BESS U3 |  | DCSES_BES3 | HOOD | STORAGE | NORTH | 2022 | 64.2 | 63.5 | 63.5 | 63.5 | 63.5 | 63.5 | 63.5 | 63.5 | 63.5 | 63.5 | 63.5
1097 | DECORDOVA BESS U4 |  | DCSES_BES4 | HOOD | STORAGE | NORTH | 2022 | 64.2 | 63.5 | 63.5 | 63.5 | 63.5 | 63.5 | 63.5 | 63.5 | 63.5 | 63.5 | 63.5
1098 | ENDURANCE PARK STORAGE |  | ENDPARKS_ESS1 | SCURRY | STORAGE | WEST | 2022 | 51.5 | 50 | 50 | 50 | 50 | 50 | 50 | 50 | 50 | 50 | 50
1099 | EUNICE STORAGE |  | EUNICE_BES1 | ANDREWS | STORAGE | WEST | 2021 | 40.3 | 40.3 | 40.3 | 40.3 | 40.3 | 40.3 | 40.3 | 40.3 | 40.3 | 40.3 | 40.3
1100 | FAULKNER BESS (DGR) |  | FAULKNER_BESS | REEVES | STORAGE | WEST | 2022 | 9.95 | 9.9 | 9.9 | 9.9 | 9.9 | 9.9 | 9.9 | 9.9 | 9.9 | 9.9 | 9.9
1101 | FLAT TOP BATTERY (DGR) |  | FLAT_TOP_FLATU1 | REEVES | STORAGE | WEST | 2021 | 9.9 | 9.9 | 9.9 | 9.9 | 9.9 | 9.9 | 9.9 | 9.9 | 9.9 | 9.9 | 9.9
1102 | FLOWER VALLEY BATTERY (DGR) |  | FLVABES1_FLATU1 | REEVES | STORAGE | WEST | 2021 | 9.9 | 9.9 | 9.9 | 9.9 | 9.9 | 9.9 | 9.9 | 9.9 | 9.9 | 9.9 | 9.9
1103 | FLOWER VALLEY II BATT |  | FLOWERII_BESS1 | REEVES | STORAGE | WEST | 2022 | 101.5 | 100 | 100 | 100 | 100 | 100 | 100 | 100 | 100 | 100 | 100
1104 | GAMBIT BATTERY |  | GAMBIT_BESS1 | BRAZORIA | STORAGE | COASTAL | 2021 | 102.4 | 100 | 100 | 100 | 100 | 100 | 100 | 100 | 100 | 100 | 100
1105 | GEORGETOWN SOUTH (RABBIT HILL ESS) (DGR) |  | GEORSO_ESS_1 | WILLIAMSON | STORAGE | SOUTH | 2019 | 9.9 | 9.9 | 9.9 | 9.9 | 9.9 | 9.9 | 9.9 | 9.9 | 9.9 | 9.9 | 9.9
1106 | GOMEZ BESS (DGR) |  | GOMZ_BESS | REEVES | STORAGE | WEST | 2023 | 9.95 | 9.9 | 9.9 | 9.9 | 9.9 | 9.9 | 9.9 | 9.9 | 9.9 | 9.9 | 9.9
1107 | HIGH LONESOME BESS |  | HI_LONEB_BESS1 | CROCKETT | STORAGE | WEST | 2023 | 51.1 | 50 | 50 | 50 | 50 | 50 | 50 | 50 | 50 | 50 | 50
1108 | HOEFSROAD BESS (DGR) |  | HRBESS_BESS | REEVES | STORAGE | WEST | 2020 | 2 | 2 | 2 | 2 | 2 | 2 | 2 | 2 | 2 | 2 | 2
1109 | HOLCOMB BESS (DGR) |  | HOLCOMB_BESS | LA SALLE | STORAGE | SOUTH | 2023 | 9.95 | 9.9 | 9.9 | 9.9 | 9.9 | 9.9 | 9.9 | 9.9 | 9.9 | 9.9 | 9.9
1110 | INADALE ESS |  | INDL_ESS | NOLAN | STORAGE | WEST | 2017 | 9.9 | 9.9 | 9.9 | 9.9 | 9.9 | 9.9 | 9.9 | 9.9 | 9.9 | 9.9 | 9.9
1111 | JOHNSON CITY BESS (DGR) |  | JOHNCI_UNIT_1 | BLANCO | STORAGE | SOUTH | 2020 | 2.25 | 2.3 | 2.3 | 2.3 | 2.3 | 2.3 | 2.3 | 2.3 | 2.3 | 2.3 | 2.3
1112 | JUNCTION BESS (DGR) |  | JUNCTION_BESS | KIMBLE | STORAGE | SOUTH | 2023 | 9.95 | 9.9 | 9.9 | 9.9 | 9.9 | 9.9 | 9.9 | 9.9 | 9.9 | 9.9 | 9.9
1113 | KINGSBERY ENERGY STORAGE SYSTEM |  | DG_KB_ESS_KB_ESS | TRAVIS | STORAGE | SOUTH | 2017 | 1.5 | 1.5 | 1.5 | 1.5 | 1.5 | 1.5 | 1.5 | 1.5 | 1.5 | 1.5 | 1.5
1114 | LILY STORAGE |  | LILY_BESS1 | KAUFMAN | STORAGE | NORTH | 2021 | 51.7 | 51.7 | 51.7 | 51.7 | 51.7 | 51.7 | 51.7 | 51.7 | 51.7 | 51.7 | 51.7
1115 | LONESTAR BESS (DGR) |  | LONESTAR_BESS | WARD | STORAGE | WEST | 2022 | 9.95 | 9.9 | 9.9 | 9.9 | 9.9 | 9.9 | 9.9 | 9.9 | 9.9 | 9.9 | 9.9
1116 | MADERO GRID U1 |  | MADERO_UNIT1 | HIDALGO | STORAGE | SOUTH | 2023 | 100.79 | 100 | 100 | 100 | 100 | 100 | 100 | 100 | 100 | 100 | 100
1117 | MADERO GRID U2 (IGNACIO GRID) |  | MADERO_UNIT2 | HIDALGO | STORAGE | SOUTH | 2023 | 100.79 | 100 | 100 | 100 | 100 | 100 | 100 | 100 | 100 | 100 | 100
1118 | MU ENERGY STORAGE SYSTEM |  | DG_MU_ESS_MU_ESS | TRAVIS | STORAGE | SOUTH | 2018 | 1.5 | 1.5 | 1.5 | 1.5 | 1.5 | 1.5 | 1.5 | 1.5 | 1.5 | 1.5 | 1.5
1119 | NOBLE STORAGE U1 |  | NOBLESLR_BESS1 | DENTON | STORAGE | NORTH | 2022 | 63.5 | 62.5 | 62.5 | 62.5 | 62.5 | 62.5 | 62.5 | 62.5 | 62.5 | 62.5 | 62.5
1120 | NOBLE STORAGE U2 |  | NOBLESLR_BESS2 | DENTON | STORAGE | NORTH | 2022 | 63.5 | 62.5 | 62.5 | 62.5 | 62.5 | 62.5 | 62.5 | 62.5 | 62.5 | 62.5 | 62.5
1121 | NOTREES BATTERY FACILITY |  | NWF_NBS | WINKLER | STORAGE | WEST | 2013 | 36 | 33.7 | 33.7 | 33.7 | 33.7 | 33.7 | 33.7 | 33.7 | 33.7 | 33.7 | 33.7
1122 | NORTH COLUMBIA (ROUGHNECK STORAGE) |  | NCO_ESS1 | BRAZORIA | STORAGE | COASTAL | 2022 | 51.75 | 50 | 50 | 50 | 50 | 50 | 50 | 50 | 50 | 50 | 50
1123 | NORTH FORK |  | NF_BRP_BES1 | WILLIAMSON | STORAGE | SOUTH | 2021 | 100.5 | 100.5 | 100.5 | 100.5 | 100.5 | 100.5 | 100.5 | 100.5 | 100.5 | 100.5 | 100.5
1124 | OLNEY BESS (DGR) |  | OLNEYTN_BESS | YOUNG | STORAGE | WEST | 2023 | 9.95 | 9.9 | 9.9 | 9.9 | 9.9 | 9.9 | 9.9 | 9.9 | 9.9 | 9.9 | 9.9
1125 | PORT LAVACA BATTERY (DGR) |  | PRTLAVS_BESS1 | CALHOUN | STORAGE | COASTAL | 2019 | 9.9 | 9.9 | 9.9 | 9.9 | 9.9 | 9.9 | 9.9 | 9.9 | 9.9 | 9.9 | 9.9
1126 | PYRON ESS |  | PYR_ESS | NOLAN | STORAGE | WEST | 2017 | 9.9 | 9.9 | 9.9 | 9.9 | 9.9 | 9.9 | 9.9 | 9.9 | 9.9 | 9.9 | 9.9
1127 | PYRON BESS 2A |  | PYR_ESS2A | NOLAN | STORAGE | WEST | 2023 | 15.1 | 15.1 | 15.1 | 15.1 | 15.1 | 15.1 | 15.1 | 15.1 | 15.1 | 15.1 | 15.1
1128 | PYRON BESS 2B |  | PYR_ESS2B | NOLAN | STORAGE | WEST | 2023 | 15.1 | 15.1 | 15.1 | 15.1 | 15.1 | 15.1 | 15.1 | 15.1 | 15.1 | 15.1 | 15.1
1129 | PYOTE TNP (SWOOSE BATTERY) (DGR) |  | PYOTE_SWOOSEU1 | WARD | STORAGE | WEST | 2021 | 9.9 | 9.9 | 9.9 | 9.9 | 9.9 | 9.9 | 9.9 | 9.9 | 9.9 | 9.9 | 9.9
1130 | QUEEN BESS |  | QUEEN_BA_BESS1 | UPTON | STORAGE | WEST | 2023 | 51.1 | 50 | 50 | 50 | 50 | 50 | 50 | 50 | 50 | 50 | 50
1131 | RATTLESNAKE BESS (DGR) |  | RTLSNAKE_BESS | WARD | STORAGE | WEST | 2022 | 9.95 | 9.9 | 9.9 | 9.9 | 9.9 | 9.9 | 9.9 | 9.9 | 9.9 | 9.9 | 9.9
1132 | REPUBLIC ROAD STORAGE |  | RPUBRDS_ESS1 | ROBERTSON | STORAGE | NORTH | 2022 | 51.75 | 50 | 50 | 50 | 50 | 50 | 50 | 50 | 50 | 50 | 50
1133 | RIVER VALLEY STORAGE U1 |  | RVRVLYS_ESS1 | WILLIAMSON | STORAGE | SOUTH | 2023 | 51.5 | 50 | 50 | 50 | 50 | 50 | 50 | 50 | 50 | 50 | 50
1134 | RIVER VALLEY STORAGE U2 |  | RVRVLYS_ESS2 | WILLIAMSON | STORAGE | SOUTH | 2023 | 51.5 | 50 | 50 | 50 | 50 | 50 | 50 | 50 | 50 | 50 | 50
1135 | ROSELAND STORAGE |  | ROSELAND_BESS1 | FALLS | STORAGE | NORTH | 2023 | 51.6 | 50 | 50 | 50 | 50 | 50 | 50 | 50 | 50 | 50 | 50
1136 | SADDLEBACK BESS (DGR) |  | SADLBACK_BESS | REEVES | STORAGE | WEST | 2022 | 9.95 | 9.9 | 9.9 | 9.9 | 9.9 | 9.9 | 9.9 | 9.9 | 9.9 | 9.9 | 9.9
1137 | SARAGOSA BESS (DGR) |  | SGSA_BESS1 | REEVES | STORAGE | WEST | 2022 | 9.95 | 9.9 | 9.9 | 9.9 | 9.9 | 9.9 | 9.9 | 9.9 | 9.9 | 9.9 | 9.9
1138 | SCREWBEAN BESS (DGR) |  | SBEAN_BESS | CULBERSON | STORAGE | WEST | 2023 | 9.95 | 9.9 | 9.9 | 9.9 | 9.9 | 9.9 | 9.9 | 9.9 | 9.9 | 9.9 | 9.9
1139 | SILICON HILL STORAGE U1 |  | SLCNHLS_ESS1 | TRAVIS | STORAGE | SOUTH | 2023 | 51.8 | 50 | 50 | 50 | 50 | 50 | 50 | 50 | 50 | 50 | 50
1140 | SILICON HILL STORAGE U2 |  | SLCNHLS_ESS2 | TRAVIS | STORAGE | SOUTH | 2023 | 51.8 | 50 | 50 | 50 | 50 | 50 | 50 | 50 | 50 | 50 | 50
1141 | SNYDER (DGR) |  | SNY_BESS_UNIT1 | SCURRY | STORAGE | WEST | 2021 | 9.95 | 10 | 10 | 10 | 10 | 10 | 10 | 10 | 10 | 10 | 10
1142 | SWEETWATER BESS (DGR) |  | SWTWR_UNIT1 | NOLAN | STORAGE | WEST | 2021 | 9.95 | 9.9 | 9.9 | 9.9 | 9.9 | 9.9 | 9.9 | 9.9 | 9.9 | 9.9 | 9.9
1143 | SP TX-12B BESS |  | SPTX12B_BES1 | UPTON | STORAGE | WEST | 2023 | 25.1 | 25.1 | 25.1 | 25.1 | 25.1 | 25.1 | 25.1 | 25.1 | 25.1 | 25.1 | 25.1
1144 | SWOOSE II |  | SWOOSEII_BESS1 | WARD | STORAGE | WEST | 2022 | 101.5 | 100 | 100 | 100 | 100 | 100 | 100 | 100 | 100 | 100 | 100
1145 | TOS BATTERY STORAGE (DGR) |  | TOSBATT_UNIT1 | HOWARD | STORAGE | WEST | 2017 | 2 | 2 | 2 | 2 | 2 | 2 | 2 | 2 | 2 | 2 | 2
1146 | TOYAH POWER STATION (DGR) |  | TOYAH_BESS | REEVES | STORAGE | WEST | 2021 | 9.95 | 9.9 | 9.9 | 9.9 | 9.9 | 9.9 | 9.9 | 9.9 | 9.9 | 9.9 | 9.9
1147 | TURQUOISE STORAGE |  | TURQBESS_BESS1 | HUNT | STORAGE | NORTH | 2023 | 196.2 | 190 | 190 | 190 | 190 | 190 | 190 | 190 | 190 | 190 | 190
1148 | VORTEX BESS |  | VORTEX_BESS1 | THROCKMORTON | STORAGE | WEST | 2023 | 121.8 | 121.8 | 121.8 | 121.8 | 121.8 | 121.8 | 121.8 | 121.8 | 121.8 | 121.8 | 121.8
1149 | WESTOVER BESS (DGR) |  | WOV_BESS_UNIT1 | ECTOR | STORAGE | WEST | 2021 | 9.95 | 10 | 10 | 10 | 10 | 10 | 10 | 10 | 10 | 10 | 10
1150 | WEST COLUMBIA (PROSPECT STORAGE) (DGR) |  | WCOLLOCL_BSS_U1 | BRAZORIA | STORAGE | COASTAL | 2019 | 9.9 | 9.9 | 9.9 | 9.9 | 9.9 | 9.9 | 9.9 | 9.9 | 9.9 | 9.9 | 9.9
1151 | WOLF TANK STORAGE |  | WFTANK_ESS1 | WEBB | STORAGE | SOUTH | 2023 | 150.4 | 150 | 150 | 150 | 150 | 150 | 150 | 150 | 150 | 150 | 150
1152 | WORSHAM BATTERY (DGR) |  | WORSHAM_BESS1 | REEVES | STORAGE | WEST | 2019 | 9.9 | 9.9 | 9.9 | 9.9 | 9.9 | 9.9 | 9.9 | 9.9 | 9.9 | 9.9 | 9.9
1153 | YOUNICOS FACILITY |  | DG_YOUNICOS_YINC1_1 | TRAVIS | STORAGE | SOUTH | 2015 | 2 | 2 | 2 | 2 | 2 | 2 | 2 | 2 | 2 | 2 | 2
1154 | Operational Capacity Total (Storage) | [6 empty] | 3308.9 | 3264.1 | 3264.1 | 3264.1 | 3264.1 | 3264.1 | 3264.1 | 3264.1 | 3264.1 | 3264.1 | 3264.1
1155 | Storage Peak Average Capacity Percentage |  | STORAGE_PEAK_PCT | % |  |  |  | 100 | 0 | 0 | 0 | 0 | 0 | 0 | 0 | 0 | 0 | 0
1156
1157 | Operational Resources (Storage) - Synchronized but not Approved for Commercial Operations
1158 | CAMERON STORAGE (SABAL STORAGE) | 22INR0398 | CAMWIND_BESS1 | CAMERON | STORAGE | COASTAL | 2023 | 16.67 | 16.4 | 16.4 | 16.4 | 16.4 | 16.4 | 16.4 | 16.4 | 16.4 | 16.4 | 16.4
1159 | HOUSE MOUNTAIN | 22INR0485 | HOUSEMTN_BESS1 | BREWSTER | STORAGE | WEST | 2023 | 61.5 | 60 | 60 | 60 | 60 | 60 | 60 | 60 | 60 | 60 | 60
1160 | MUSTANG CREEK STORAGE | 21INR0484 | MUSTNGCK_BES1 | JACKSON | STORAGE | SOUTH | 2023 | 70.5 | 70 | 70 | 70 | 70 | 70 | 70 | 70 | 70 | 70 | 70
1161 | NORTH ALAMO BESS (DGR) | 23INR0477 | N_ALAMO_BESS | HIDALGO | STORAGE | SOUTH | 2023 | 9.99 | 9.9 | 9.9 | 9.9 | 9.9 | 9.9 | 9.9 | 9.9 | 9.9 | 9.9 | 9.9
1162 | NORTH MERCEDES BESS (DGR) | 23INR0514 | N_MERCED_BESS | HIDALGO | STORAGE | SOUTH | 2023 | 9.99 | 9.9 | 9.9 | 9.9 | 9.9 | 9.9 | 9.9 | 9.9 | 9.9 | 9.9 | 9.9
1163 | RODEO RANCH ENERGY STORAGE U1 | 23INR0371 | RRANCHES_UNIT1 | REEVES | STORAGE | WEST | 2023 | 150.32 | 145 | 145 | 145 | 145 | 145 | 145 | 145 | 145 | 145 | 145
1164 | RODEO RANCH ENERGY STORAGE U2 | 23INR0371 | RRANCHES_UNIT2 | REEVES | STORAGE | WEST | 2023 | 150.32 | 145 | 145 | 145 | 145 | 145 | 145 | 145 | 145 | 145 | 145
1165 | SMT ELSA (DGR) | 23INR0513 | ELSA_BESS | HIDALGO | STORAGE | SOUTH | 2023 | 9.99 | 9.9 | 9.9 | 9.9 | 9.9 | 9.9 | 9.9 | 9.9 | 9.9 | 9.9 | 9.9
1166 | SMT GARCENO BESS (DGR) | 23INR0509 | GARCENO_BESS | MATAGORDA | STORAGE | COASTAL | 2023 | 9.99 | 9.9 | 9.9 | 9.9 | 9.9 | 9.9 | 9.9 | 9.9 | 9.9 | 9.9 | 9.9
1167 | SMT LOS FRESNOS (DGR) | 23INR0508 | L_FRESNO_BESS | CAMERON | STORAGE | COASTAL | 2023 | 9.99 | 9.9 | 9.9 | 9.9 | 9.9 | 9.9 | 9.9 | 9.9 | 9.9 | 9.9 | 9.9
1168 | SMT MAYBERRY BESS (DGR) | 23INR0511 | MAYBERRY_BESS | HIDALGO | STORAGE | SOUTH | 2023 | 9.99 | 9.9 | 9.9 | 9.9 | 9.9 | 9.9 | 9.9 | 9.9 | 9.9 | 9.9 | 9.9
1169 | SMT RIO GRANDE CITY BESS (DGR) | 23INR0510 | RIO_GRAN_BESS | STARR | STORAGE | SOUTH | 2023 | 9.99 | 9.9 | 9.9 | 9.9 | 9.9 | 9.9 | 9.9 | 9.9 | 9.9 | 9.9 | 9.9
1170 | SMT SANTA ROSA (DGR) | 23INR0515 | S_SNROSA_BESS | CAMERON | STORAGE | COASTAL | 2023 | 9.99 | 9.9 | 9.9 | 9.9 | 9.9 | 9.9 | 9.9 | 9.9 | 9.9 | 9.9 | 9.9
1171 | SUN VALLEY BESS U1 | 22INR0429 | SUNVASLR_BESS1 | HILL | STORAGE | NORTH | 2023 | 54.08 | 53.3 | 53.3 | 53.3 | 53.3 | 53.3 | 53.3 | 53.3 | 53.3 | 53.3 | 53.3
1172 | SUN VALLEY BESS U2 | 22INR0429 | SUNVASLR_BESS2 | HILL | STORAGE | NORTH | 2023 | 47.32 | 46.7 | 46.7 | 46.7 | 46.7 | 46.7 | 46.7 | 46.7 | 46.7 | 46.7 | 46.7
1173 | TIMBERWOLF BESS | 22INR0495 | TBWF_ESS_BES1 | CRANE | STORAGE | WEST | 2023 | 150.34 | 150 | 150 | 150 | 150 | 150 | 150 | 150 | 150 | 150 | 150
1174 | WEST HARLINGEN BESS (DGR) | 23INR0512 | W_HARLIN_BESS | CAMERON | STORAGE | COASTAL | 2023 | 9.99 | 9.9 | 9.9 | 9.9 | 9.9 | 9.9 | 9.9 | 9.9 | 9.9 | 9.9 | 9.9
1175 | Operational Capacity - Synchronized but not Approved for Commercial Operations Total (Storage) | [6 empty] | 790.96 | 775.5 | 775.5 | 775.5 | 775.5 | 775.5 | 775.5 | 775.5 | 775.5 | 775.5 | 775.5
1176 | Storage Peak Average Capacity Percentage |  | STORAGE_SYNC_PEAK_PCT | % |  |  |  | 100 | 0 | 0 | 0 | 0 | 0 | 0 | 0 | 0 | 0 | 0
1177
1178 | Reliability Must-Run (RMR) Capacity | [6 empty] | 0 | 0 | 0 | 0 | 0 | 0 | 0 | 0 | 0 | 0 | 0
1179
1180 | Capacity Pending Retirement |  | PENDRETIRE_CAP |  |  |  |  | 0 | 0 | 0 | 0 | 0 | 0 | 0 | 0 | 0 | 0 | 0
1181
1182 | Non-Synchronous Tie Resources
1183 | EAST TIE |  | DC_E | FANNIN | OTHER | NORTH |  | 600 | 600 | 600 | 600 | 600 | 600 | 600 | 600 | 600 | 600 | 600
1184 | NORTH TIE |  | DC_N | WILBARGER | OTHER | WEST |  | 220 | 220 | 220 | 220 | 220 | 220 | 220 | 220 | 220 | 220 | 220
1185 | LAREDO VFT TIE |  | DC_L | WEBB | OTHER | SOUTH |  | 100 | 100 | 100 | 100 | 100 | 100 | 100 | 100 | 100 | 100 | 100
1186 | SHARYLAND RAILROAD TIE |  | DC_R | HIDALGO | OTHER | SOUTH |  | 300 | 300 | 300 | 300 | 300 | 300 | 300 | 300 | 300 | 300 | 300
1187 | Non-Synchronous Ties Total | [6 empty] | 1220 | 1220 | 1220 | 1220 | 1220 | 1220 | 1220 | 1220 | 1220 | 1220 | 1220
1188 | Non-Synchronous Ties Peak Average Capacity Percentage |  | DCTIE_PEAK_PCT | % |  |  |  | 100 | 69.7 | 69.7 | 69.7 | 69.7 | 69.7 | 69.7 | 69.7 | 69.7 | 69.7 | 69.7
1189
1190 | Planned Thermal Resources with Executed SGIA, Air Permit, GHG Permit and Proof of Adequate Water Supplies
1191 | AIR PRODUCTS GCA | 21INR0012 |  | GALVESTON | GAS-ST | HOUSTON | 2023 | 14 | 14 | 14 | 14 | 14 | 14 | 14 | 14 | 14 | 14 | 14
1192 | BEACHWOOD II POWER STATION (U7-U8) | 23INR0506 |  | BRAZORIA | GAS-GT | COASTAL | 2024 | 121 | 89.06 | 89.06 | 89.06 | 89.06 | 89.06 | 89.06 | 89.06 | 89.06 | 89.06 | 89.06
1193 | REMY JADE POWER STATION | 23INR0339 |  | HARRIS | GAS-GT | HOUSTON | 2024 | 408 | 356.2 | 356.2 | 356.2 | 356.2 | 356.2 | 356.2 | 356.2 | 356.2 | 356.2 | 356.2
1194 | REMY JADE II POWER STATION | 24INR0382 |  | HARRIS | GAS-GT | HOUSTON | 2024 | 103.7 | 0 | 89.1 | 89.1 | 89.1 | 89.1 | 89.1 | 89.1 | 89.1 | 89.1 | 89.1
1195 | SKY SEALY | 21INR0500 |  | AUSTIN | GAS-IC | SOUTH | 2025 | 149.4 | 0 | 129 | 129 | 129 | 129 | 129 | 129 | 129 | 129 | 129
1196 | TECO GTG2 | 23INR0408 |  | HARRIS | GAS-GT | HOUSTON | 2024 | 50 | 46.3 | 46.3 | 46.3 | 46.3 | 46.3 | 46.3 | 46.3 | 46.3 | 46.3 | 46.3
1197 | Planned Thermal Resources Total (Nuclear, Coal, Gas, Biomass) | [6 empty] | 846.1 | 505.56 | 723.66 | 723.66 | 723.66 | 723.66 | 723.66 | 723.66 | 723.66 | 723.66 | 723.66
1198
1199 | Planned Wind Resources with Executed SGIA
1200 | BIG SAMPSON WIND | 16INR0104 |  | CROCKETT | WIND-O | WEST | 2025 | 400 | 0 | 0 | 400 | 400 | 400 | 400 | 400 | 400 | 400 | 400
1201 | CANYON WIND | 18INR0030 |  | SCURRY | WIND-O | WEST | 2024 | 303.33 | 303.33 | 303.33 | 303.33 | 303.33 | 303.33 | 303.33 | 303.33 | 303.33 | 303.33 | 303.33
1202 | CAROL WIND | 20INR0217 |  | POTTER | WIND-P | PANHANDLE | 2025 | 165.4 | 0 | 165.4 | 165.4 | 165.4 | 165.4 | 165.4 | 165.4 | 165.4 | 165.4 | 165.4
1203 | CRAWFISH | 19INR0177 |  | WHARTON | WIND-O | SOUTH | 2024 | 159 | 159 | 159 | 159 | 159 | 159 | 159 | 159 | 159 | 159 | 159
1204 | GOODNIGHT WIND | 14INR0033 |  | ARMSTRONG | WIND-P | PANHANDLE | 2024 | 258.1 | 258.1 | 258.1 | 258.1 | 258.1 | 258.1 | 258.1 | 258.1 | 258.1 | 258.1 | 258.1
1205 | GOODNIGHT WIND II | 23INR0637 |  | ARMSTRONG | WIND-P | PANHANDLE | 2024 | 258.3 | 0 | 258.3 | 258.3 | 258.3 | 258.3 | 258.3 | 258.3 | 258.3 | 258.3 | 258.3
1206 | HART WIND 2 | 24INR0116 |  | CASTRO | WIND-P | PANHANDLE | 2025 | 166.4 | 0 | 0 | 166.4 | 166.4 | 166.4 | 166.4 | 166.4 | 166.4 | 166.4 | 166.4
1207 | LA CASA WIND | 21INR0240 |  | STEPHENS | WIND-O | NORTH | 2025 | 148.3 | 0 | 148.3 | 148.3 | 148.3 | 148.3 | 148.3 | 148.3 | 148.3 | 148.3 | 148.3
1208 | LOMA PINTA WIND | 16INR0112 |  | LA SALLE | WIND-O | SOUTH | 2025 | 197 | 0 | 197 | 197 | 197 | 197 | 197 | 197 | 197 | 197 | 197
1209 | MONARCH CREEK WIND | 21INR0263 |  | THROCKMORTON | WIND-O | WEST | 2025 | 344.5 | 0 | 0 | 344.5 | 344.5 | 344.5 | 344.5 | 344.5 | 344.5 | 344.5 | 344.5
1210 | MONTE ALTO 2 WIND | 19INR0023 |  | WILLACY | WIND-C | COASTAL | 2025 | 272.8 | 0 | 0 | 272.8 | 272.8 | 272.8 | 272.8 | 272.8 | 272.8 | 272.8 | 272.8
1211 | MONTE ALTO I WIND | 19INR0022 |  | WILLACY | WIND-C | COASTAL | 2025 | 189 | 0 | 0 | 189 | 189 | 189 | 189 | 189 | 189 | 189 | 189
1212 | MONTE CRISTO 1 WIND | 19INR0054 |  | HIDALGO | WIND-O | SOUTH | 2025 | 236.9 | 0 | 0 | 236.9 | 236.9 | 236.9 | 236.9 | 236.9 | 236.9 | 236.9 | 236.9
1213 | MONTGOMERY RANCH WIND | 20INR0040 |  | FOARD | WIND-O | WEST | 2024 | 202.5 | 202.5 | 202.5 | 202.5 | 202.5 | 202.5 | 202.5 | 202.5 | 202.5 | 202.5 | 202.5
1214 | PIONEER DJ WIND | 23INR0387 |  | MIDLAND | WIND-O | WEST | 2024 | 140.3 | 140.3 | 140.3 | 140.3 | 140.3 | 140.3 | 140.3 | 140.3 | 140.3 | 140.3 | 140.3
1215 | RAY GULF WIND | 22INR0517 |  | WHARTON | WIND-O | SOUTH | 2025 | 207 | 0 | 207 | 207 | 207 | 207 | 207 | 207 | 207 | 207 | 207
1216 | ROADRUNNER CROSSING WIND 1 | 19INR0117 |  | EASTLAND | WIND-O | NORTH | 2025 | 128 | 0 | 128 | 128 | 128 | 128 | 128 | 128 | 128 | 128 | 128
1217 | ROADRUNNER CROSSING WIND II | 21INR0515 |  | EASTLAND | WIND-O | NORTH | 2023 | 126.7 | 126.7 | 126.7 | 126.7 | 126.7 | 126.7 | 126.7 | 126.7 | 126.7 | 126.7 | 126.7
1218 | SHAMROCK | 22INR0502 |  | CROCKETT | WIND-O | WEST | 2024 | 223.9 | 223.9 | 223.9 | 223.9 | 223.9 | 223.9 | 223.9 | 223.9 | 223.9 | 223.9 | 223.9
1219 | SHEEP CREEK WIND | 21INR0325 |  | CALLAHAN | WIND-O | WEST | 2023 | 150 | 150 | 150 | 150 | 150 | 150 | 150 | 150 | 150 | 150 | 150
1220 | SIETE | 20INR0047 |  | WEBB | WIND-O | SOUTH | 2026 | 375.1 | 0 | 0 | 0 | 375.1 | 375.1 | 375.1 | 375.1 | 375.1 | 375.1 | 375.1
1221 | Planned Capacity Total (Wind) | [6 empty] | 4652.53 | 1563.83 | 2667.83 | 4277.43 | 4652.53 | 4652.53 | 4652.53 | 4652.53 | 4652.53 | 4652.53 | 4652.53
1222
1223 | Planned Wind Capacity Sub-total (Coastal Counties) |  | WIND_PLANNED_C |  |  |  |  | 461.8 | 0 | 0 | 461.8 | 461.8 | 461.8 | 461.8 | 461.8 | 461.8 | 461.8 | 461.8
1224 | Wind Peak Average Capacity Percentage (Coastal) |  | WIND_PL_PEAK_PCT_C | % |  |  |  | 100 | 60 | 60 | 60 | 60 | 60 | 60 | 60 | 60 | 60 | 60
1225
1226 | Planned Wind Capacity Sub-total (Panhandle Counties) |  | WIND_PLANNED_P |  |  |  |  | 848.2 | 258.1 | 681.8 | 848.2 | 848.2 | 848.2 | 848.2 | 848.2 | 848.2 | 848.2 | 848.2
1227 | Wind Peak Average Capacity Percentage (Panhandle) |  | WIND_PL_PEAK_PCT_P | % |  |  |  | 100 | 29 | 29 | 29 | 29 | 29 | 29 | 29 | 29 | 29 | 29
1228
1229 | Planned Wind Capacity Sub-total (Other counties) |  | WIND_PLANNED_O |  |  |  |  | 3342.53 | 1305.73 | 1986.03 | 2967.43 | 3342.53 | 3342.53 | 3342.53 | 3342.53 | 3342.53 | 3342.53 | 3342.53
1230 | Wind Peak Average Capacity Percentage (Other) |  | WIND_PL_PEAK_PCT_O | % |  |  |  | 100 | 22 | 22 | 22 | 22 | 22 | 22 | 22 | 22 | 22 | 22
1231
1232 | Planned Solar Resources with Executed SGIA
1233 | 7V SOLAR | 21INR0351 |  | FAYETTE | SOLAR | SOUTH | 2024 | 240.6 | 240.6 | 240.6 | 240.6 | 240.6 | 240.6 | 240.6 | 240.6 | 240.6 | 240.6 | 240.6
1234 | ADAMSTOWN SOLAR | 21INR0210 |  | WICHITA | SOLAR | WEST | 2026 | 251.2 | 0 | 0 | 0 | 251.2 | 251.2 | 251.2 | 251.2 | 251.2 | 251.2 | 251.2
1235 | ALILA SOLAR | 23INR0093 |  | SAN PATRICIO | SOLAR | COASTAL | 2026 | 256.5 | 0 | 0 | 256.5 | 256.5 | 256.5 | 256.5 | 256.5 | 256.5 | 256.5 | 256.5
1236 | AMSTERDAM SOLAR | 21INR0256 |  | BRAZORIA | SOLAR | COASTAL | 2025 | 509.9 | 0 | 509.9 | 509.9 | 509.9 | 509.9 | 509.9 | 509.9 | 509.9 | 509.9 | 509.9
1237 | ANGELO SOLAR | 19INR0203 |  | TOM GREEN | SOLAR | WEST | 2024 | 195.4 | 0 | 195.4 | 195.4 | 195.4 | 195.4 | 195.4 | 195.4 | 195.4 | 195.4 | 195.4
1238 | ANGUS SOLAR | 20INR0035 |  | BOSQUE | SOLAR | NORTH | 2025 | 112 | 0 | 112 | 112 | 112 | 112 | 112 | 112 | 112 | 112 | 112
1239 | ARMADILLO SOLAR | 21INR0421 |  | NAVARRO | SOLAR | NORTH | 2025 | 204 | 0 | 0 | 204 | 204 | 204 | 204 | 204 | 204 | 204 | 204
1240 | ARROYO SOLAR | 20INR0086 |  | CAMERON | SOLAR | COASTAL | 2024 | 180 | 0 | 180 | 180 | 180 | 180 | 180 | 180 | 180 | 180 | 180
1241 | ASH CREEK SOLAR | 21INR0379 |  | HILL | SOLAR | NORTH | 2025 | 408.9 | 0 | 408.9 | 408.9 | 408.9 | 408.9 | 408.9 | 408.9 | 408.9 | 408.9 | 408.9
1242 | AUREOLA SOLAR | 21INR0302 |  | MILAM | SOLAR | SOUTH | 2024 | 200.4 | 200.4 | 200.4 | 200.4 | 200.4 | 200.4 | 200.4 | 200.4 | 200.4 | 200.4 | 200.4
1243 | AZALEA SPRINGS SOLAR | 19INR0110 |  | ANGELINA | SOLAR | NORTH | 2025 | 181 | 0 | 181 | 181 | 181 | 181 | 181 | 181 | 181 | 181 | 181
1244 | BAKER BRANCH SOLAR | 23INR0026 |  | LAMAR | SOLAR | NORTH | 2024 | 467.8 | 0 | 467.8 | 467.8 | 467.8 | 467.8 | 467.8 | 467.8 | 467.8 | 467.8 | 467.8
1245 | BARRETT SOLAR | 24INR0477 |  | RAINS | SOLAR | NORTH | 2024 | 127.5 | 0 | 127.5 | 127.5 | 127.5 | 127.5 | 127.5 | 127.5 | 127.5 | 127.5 | 127.5
1246 | BIG ELM SOLAR | 21INR0353 |  | BELL | SOLAR | NORTH | 2024 | 200.3 | 0 | 200.3 | 200.3 | 200.3 | 200.3 | 200.3 | 200.3 | 200.3 | 200.3 | 200.3
1247 | BLEVINS SOLAR | 23INR0118 |  | FALLS | SOLAR | NORTH | 2025 | 271.5 | 0 | 271.5 | 271.5 | 271.5 | 271.5 | 271.5 | 271.5 | 271.5 | 271.5 | 271.5
1248 | BLUE SKY SOL | 22INR0455 |  | CROCKETT | SOLAR | WEST | 2025 | 100 | 0 | 100 | 100 | 100 | 100 | 100 | 100 | 100 | 100 | 100
1249 | BRASS FORK SOLAR | 22INR0270 |  | HASKELL | SOLAR | WEST | 2025 | 304.8 | 0 | 0 | 304.8 | 304.8 | 304.8 | 304.8 | 304.8 | 304.8 | 304.8 | 304.8
1250 | BRIGHT ARROW SOLAR | 22INR0242 |  | HOPKINS | SOLAR | NORTH | 2024 | 300 | 300 | 300 | 300 | 300 | 300 | 300 | 300 | 300 | 300 | 300
1251 | CACHENA SOLAR | 23INR0027 |  | WILSON | SOLAR | SOUTH | 2025 | 600 | 0 | 0 | 600 | 600 | 600 | 600 | 600 | 600 | 600 | 600
1252 | CALICHE MOUND SOLAR | 23INR0056 |  | DEAF SMITH | SOLAR | PANHANDLE | 2025 | 408.2 | 0 | 0 | 408.2 | 408.2 | 408.2 | 408.2 | 408.2 | 408.2 | 408.2 | 408.2
1253 | CAMP CREEK SOLAR SLF | 23INR0385 |  | ROBERTSON | SOLAR | NORTH | 2024 | 165.6 | 0 | 165.6 | 165.6 | 165.6 | 165.6 | 165.6 | 165.6 | 165.6 | 165.6 | 165.6
1254 | CAROL SOLAR | 21INR0274 |  | POTTER | SOLAR | PANHANDLE | 2025 | 223.2 | 0 | 0 | 223.2 | 223.2 | 223.2 | 223.2 | 223.2 | 223.2 | 223.2 | 223.2
1255 | CASCADE SOLAR | 23INR0091 |  | BRAZORIA | SOLAR | COASTAL | 2024 | 254.2 | 0 | 254.2 | 254.2 | 254.2 | 254.2 | 254.2 | 254.2 | 254.2 | 254.2 | 254.2
1256 | CASTRO SOLAR | 20INR0050 |  | CASTRO | SOLAR | PANHANDLE | 2025 | 222.9 | 0 | 222.9 | 222.9 | 222.9 | 222.9 | 222.9 | 222.9 | 222.9 | 222.9 | 222.9
1257 | CHARGER SOLAR | 23INR0047 |  | REFUGIO | SOLAR | COASTAL | 2025 | 406.8 | 0 | 406.8 | 406.8 | 406.8 | 406.8 | 406.8 | 406.8 | 406.8 | 406.8 | 406.8
1258 | CHILLINGHAM SOLAR | 23INR0070 |  | BELL | SOLAR | NORTH | 2024 | 351.6 | 0 | 351.6 | 351.6 | 351.6 | 351.6 | 351.6 | 351.6 | 351.6 | 351.6 | 351.6
1259 | CLUTCH CITY SOLAR | 22INR0279 |  | BRAZORIA | SOLAR | COASTAL | 2026 | 200.8 | 0 | 0 | 0 | 200.8 | 200.8 | 200.8 | 200.8 | 200.8 | 200.8 | 200.8
1260 | COMPADRE SOLAR | 24INR0023 |  | HILL | SOLAR | NORTH | 2024 | 406.1 | 0 | 406.1 | 406.1 | 406.1 | 406.1 | 406.1 | 406.1 | 406.1 | 406.1 | 406.1
1261 | CORAL SOLAR | 22INR0295 |  | FALLS | SOLAR | NORTH | 2024 | 151.6 | 151.6 | 151.6 | 151.6 | 151.6 | 151.6 | 151.6 | 151.6 | 151.6 | 151.6 | 151.6
1262 | CORAZON SOLAR PHASE II | 22INR0257 |  | WEBB | SOLAR | SOUTH | 2025 | 202.6 | 0 | 202.6 | 202.6 | 202.6 | 202.6 | 202.6 | 202.6 | 202.6 | 202.6 | 202.6
1263 | COTTONWOOD BAYOU SOLAR I | 19INR0134 |  | BRAZORIA | SOLAR | COASTAL | 2024 | 350 | 350 | 350 | 350 | 350 | 350 | 350 | 350 | 350 | 350 | 350
1264 | CRADLE SOLAR | 23INR0150 |  | BRAZORIA | SOLAR | COASTAL | 2025 | 225 | 0 | 225 | 225 | 225 | 225 | 225 | 225 | 225 | 225 | 225
1265 | CROWDED STAR SOLAR | 20INR0241 |  | JONES | SOLAR | WEST | 2026 | 218.3 | 0 | 0 | 218.3 | 218.3 | 218.3 | 218.3 | 218.3 | 218.3 | 218.3 | 218.3
1266 | CROWDED STAR SOLAR II | 22INR0274 |  | JONES | SOLAR | WEST | 2026 | 189.4 | 0 | 0 | 189.4 | 189.4 | 189.4 | 189.4 | 189.4 | 189.4 | 189.4 | 189.4
1267 | CUCHILLAS SOLAR | 24INR0059 |  | WEBB | SOLAR | SOUTH | 2026 | 305.6 | 0 | 0 | 305.6 | 305.6 | 305.6 | 305.6 | 305.6 | 305.6 | 305.6 | 305.6
1268 | DELILAH SOLAR 1 | 22INR0202 |  | LAMAR | SOLAR | NORTH | 2024 | 300 | 300 | 300 | 300 | 300 | 300 | 300 | 300 | 300 | 300 | 300
1269 | DELILAH SOLAR 2 | 22INR0203 |  | LAMAR | SOLAR | NORTH | 2025 | 317.6 | 0 | 317.6 | 317.6 | 317.6 | 317.6 | 317.6 | 317.6 | 317.6 | 317.6 | 317.6
1270 | DESERT VINE SOLAR | 22INR0307 |  | ZAPATA | SOLAR | SOUTH | 2024 | 121.3 | 0 | 121.3 | 121.3 | 121.3 | 121.3 | 121.3 | 121.3 | 121.3 | 121.3 | 121.3
1271 | DEVILLE SOLAR | 22INR0262 |  | CALLAHAN | SOLAR | WEST | 2025 | 425 | 0 | 425 | 425 | 425 | 425 | 425 | 425 | 425 | 425 | 425
1272 | DONEGAL SOLAR | 23INR0089 |  | DICKENS | SOLAR | PANHANDLE | 2024 | 204.2 | 0 | 204.2 | 204.2 | 204.2 | 204.2 | 204.2 | 204.2 | 204.2 | 204.2 | 204.2
1273 | DORADO SOLAR | 22INR0261 |  | CALLAHAN | SOLAR | WEST | 2025 | 406.3 | 0 | 0 | 406.3 | 406.3 | 406.3 | 406.3 | 406.3 | 406.3 | 406.3 | 406.3
1274 | DORI BQ SOLAR | 23INR0040 |  | HARRIS | SOLAR | HOUSTON | 2024 | 50.4 | 0 | 50.4 | 50.4 | 50.4 | 50.4 | 50.4 | 50.4 | 50.4 | 50.4 | 50.4
1275 | DOVE RUN SOLAR | 21INR0326 |  | DUVAL | SOLAR | SOUTH | 2026 | 120.6 | 0 | 0 | 0 | 120.6 | 120.6 | 120.6 | 120.6 | 120.6 | 120.6 | 120.6
1276 | DR SOLAR | 22INR0454 |  | CULBERSON | SOLAR | WEST | 2024 | 46 | 0 | 46 | 46 | 46 | 46 | 46 | 46 | 46 | 46 | 46
1277 | DUFFY SOLAR | 23INR0057 |  | MATAGORDA | SOLAR | COASTAL | 2026 | 545.2 | 0 | 0 | 0 | 545.2 | 545.2 | 545.2 | 545.2 | 545.2 | 545.2 | 545.2
1278 | EASTBELL MILAM SOLAR II | 24INR0208 |  | MILAM | SOLAR | SOUTH | 2024 | 150 | 0 | 150 | 150 | 150 | 150 | 150 | 150 | 150 | 150 | 150
1279 | ELIZA SOLAR | 21INR0368 |  | KAUFMAN | SOLAR | NORTH | 2024 | 151.6 | 0 | 151.6 | 151.6 | 151.6 | 151.6 | 151.6 | 151.6 | 151.6 | 151.6 | 151.6
1280 | EQUINOX SOLAR 1 | 21INR0226 |  | STARR | SOLAR | SOUTH | 2026 | 200 | 0 | 0 | 0 | 200 | 200 | 200 | 200 | 200 | 200 | 200
1281 | ERATH COUNTY SOLAR | 23INR0202 |  | ERATH | SOLAR | NORTH | 2025 | 207.4 | 0 | 0 | 207.4 | 207.4 | 207.4 | 207.4 | 207.4 | 207.4 | 207.4 | 207.4
1282 | ERIKA SOLAR | 24INR0303 |  | KAUFMAN | SOLAR | NORTH | 2025 | 203.5 | 0 | 0 | 203.5 | 203.5 | 203.5 | 203.5 | 203.5 | 203.5 | 203.5 | 203.5
1283 | ERIN SOLAR | 23INR0058 |  | WHARTON | SOLAR | SOUTH | 2025 | 202.5 | 0 | 202.5 | 202.5 | 202.5 | 202.5 | 202.5 | 202.5 | 202.5 | 202.5 | 202.5
1284 | ESTONIAN SOLAR FARM | 22INR0335 |  | DELTA | SOLAR | NORTH | 2024 | 202.5 | 0 | 202.5 | 202.5 | 202.5 | 202.5 | 202.5 | 202.5 | 202.5 | 202.5 | 202.5
1285 | FAGUS SOLAR PARK (MISAE SOLAR II) | 20INR0091 |  | CHILDRESS | SOLAR | PANHANDLE | 2025 | 519.5 | 0 | 519.5 | 519.5 | 519.5 | 519.5 | 519.5 | 519.5 | 519.5 | 519.5 | 519.5
1286 | FENCE POST SOLAR | 22INR0404 |  | NAVARRO | SOLAR | NORTH | 2024 | 236 | 236 | 236 | 236 | 236 | 236 | 236 | 236 | 236 | 236 | 236
1287 | FEWELL SOLAR | 23INR0367 |  | LIMESTONE | SOLAR | NORTH | 2025 | 203.5 | 0 | 0 | 203.5 | 203.5 | 203.5 | 203.5 | 203.5 | 203.5 | 203.5 | 203.5
1288 | GALACTIC SOLAR | 23INR0144 |  | GRAYSON | SOLAR | NORTH | 2024 | 205.2 | 205.2 | 205.2 | 205.2 | 205.2 | 205.2 | 205.2 | 205.2 | 205.2 | 205.2 | 205.2
1289 | GARCITAS CREEK SOLAR | 23INR0223 |  | JACKSON | SOLAR | SOUTH | 2025 | 201.9 | 0 | 201.9 | 201.9 | 201.9 | 201.9 | 201.9 | 201.9 | 201.9 | 201.9 | 201.9
1290 | GP SOLAR | 23INR0045 |  | VAN ZANDT | SOLAR | NORTH | 2025 | 122 | 0 | 122 | 122 | 122 | 122 | 122 | 122 | 122 | 122 | 122
1291 | GRANDSLAM SOLAR | 21INR0391 |  | ATASCOSA | SOLAR | SOUTH | 2025 | 121.9 | 0 | 121.9 | 121.9 | 121.9 | 121.9 | 121.9 | 121.9 | 121.9 | 121.9 | 121.9
1292 | GRANSOLAR TEXAS ONE | 22INR0511 |  | MILAM | SOLAR | SOUTH | 2024 | 50 | 0 | 50 | 50 | 50 | 50 | 50 | 50 | 50 | 50 | 50
1293 | GREATER BRYANT G SOLAR | 23INR0300 |  | MIDLAND | SOLAR | WEST | 2024 | 41.6 | 0 | 41.6 | 41.6 | 41.6 | 41.6 | 41.6 | 41.6 | 41.6 | 41.6 | 41.6
1294 | GREEN HOLLY SOLAR | 21INR0021 |  | DAWSON | SOLAR | WEST | 2026 | 413.6 | 0 | 0 | 413.6 | 413.6 | 413.6 | 413.6 | 413.6 | 413.6 | 413.6 | 413.6
1295 | GREYHOUND SOLAR | 21INR0268 |  | ECTOR | SOLAR | WEST | 2025 | 608.7 | 0 | 608.7 | 608.7 | 608.7 | 608.7 | 608.7 | 608.7 | 608.7 | 608.7 | 608.7
1296 | GRIMES COUNTY SOLAR | 23INR0160 |  | GRIMES | SOLAR | NORTH | 2025 | 210 | 0 | 210 | 210 | 210 | 210 | 210 | 210 | 210 | 210 | 210
1297 | GULF STAR SOLAR SLF (G-STAR SOLAR) | 23INR0111 |  | WHARTON | SOLAR | SOUTH | 2025 | 300.5 | 0 | 300.5 | 300.5 | 300.5 | 300.5 | 300.5 | 300.5 | 300.5 | 300.5 | 300.5
1298 | HALO SOLAR | 21INR0304 |  | BELL | SOLAR | NORTH | 2024 | 250.4 | 250.4 | 250.4 | 250.4 | 250.4 | 250.4 | 250.4 | 250.4 | 250.4 | 250.4 | 250.4
1299 | HANSON SOLAR | 23INR0086 |  | COLEMAN | SOLAR | WEST | 2025 | 400.6 | 0 | 0 | 400.6 | 400.6 | 400.6 | 400.6 | 400.6 | 400.6 | 400.6 | 400.6
1300 | HAYHURST TEXAS SOLAR | 22INR0363 |  | CULBERSON | SOLAR | WEST | 2024 | 24.8 | 24.8 | 24.8 | 24.8 | 24.8 | 24.8 | 24.8 | 24.8 | 24.8 | 24.8 | 24.8
1301 | HOLLYWOOD SOLAR (RED-TAILED HAWK SOLAR) | 21INR0389 |  | WHARTON | SOLAR | SOUTH | 2024 | 353.4 | 353.4 | 353.4 | 353.4 | 353.4 | 353.4 | 353.4 | 353.4 | 353.4 | 353.4 | 353.4
1302 | HONEYCOMB SOLAR | 22INR0559 |  | BEE | SOLAR | SOUTH | 2025 | 61.1 | 0 | 61.1 | 61.1 | 61.1 | 61.1 | 61.1 | 61.1 | 61.1 | 61.1 | 61.1
1303 | HOPKINS SOLAR | 20INR0210 |  | HOPKINS | SOLAR | NORTH | 2023 | 250.6 | 250.6 | 250.6 | 250.6 | 250.6 | 250.6 | 250.6 | 250.6 | 250.6 | 250.6 | 250.6
1304 | HORNET SOLAR | 23INR0021 |  | SWISHER | SOLAR | PANHANDLE | 2024 | 611 | 0 | 611 | 611 | 611 | 611 | 611 | 611 | 611 | 611 | 611
1305 | HOYTE SOLAR | 23INR0235 |  | MILAM | SOLAR | SOUTH | 2024 | 204 | 204 | 204 | 204 | 204 | 204 | 204 | 204 | 204 | 204 | 204
1306 | INDIGO SOLAR | 21INR0031 |  | FISHER | SOLAR | WEST | 2024 | 125 | 0 | 125 | 125 | 125 | 125 | 125 | 125 | 125 | 125 | 125
1307 | INERTIA SOLAR | 22INR0374 |  | HASKELL | SOLAR | WEST | 2026 | 202.4 | 0 | 0 | 202.4 | 202.4 | 202.4 | 202.4 | 202.4 | 202.4 | 202.4 | 202.4
1308 | ISAAC SOLAR | 25INR0232 |  | MATAGORDA | SOLAR | COASTAL | 2026 | 51.6 | 0 | 0 | 51.6 | 51.6 | 51.6 | 51.6 | 51.6 | 51.6 | 51.6 | 51.6
1309 | JACKALOPE SOLAR | 23INR0180 |  | SAN PATRICIO | SOLAR | COASTAL | 2024 | 155.7 | 0 | 155.7 | 155.7 | 155.7 | 155.7 | 155.7 | 155.7 | 155.7 | 155.7 | 155.7
1310 | JUNGMANN SOLAR | 22INR0356 |  | MILAM | SOLAR | SOUTH | 2024 | 40.2 | 0 | 40.2 | 40.2 | 40.2 | 40.2 | 40.2 | 40.2 | 40.2 | 40.2 | 40.2
1311 | LANGER SOLAR | 23INR0030 |  | BOSQUE | SOLAR | NORTH | 2025 | 249.8 | 0 | 0 | 249.8 | 249.8 | 249.8 | 249.8 | 249.8 | 249.8 | 249.8 | 249.8
1312 | LAVACA BAY SOLAR | 23INR0084 |  | MATAGORDA | SOLAR | COASTAL | 2024 | 243.5 | 0 | 243.5 | 243.5 | 243.5 | 243.5 | 243.5 | 243.5 | 243.5 | 243.5 | 243.5
1313 | LONG POINT SOLAR | 19INR0042 |  | BRAZORIA | SOLAR | COASTAL | 2024 | 101.3 | 0 | 101.3 | 101.3 | 101.3 | 101.3 | 101.3 | 101.3 | 101.3 | 101.3 | 101.3
1314 | LUNIS CREEK SOLAR 1 | 21INR0344 |  | JACKSON | SOLAR | SOUTH | 2025 | 617.1 | 0 | 617.1 | 617.1 | 617.1 | 617.1 | 617.1 | 617.1 | 617.1 | 617.1 | 617.1
1315 | MALEZA SOLAR | 21INR0220 |  | WHARTON | SOLAR | SOUTH | 2024 | 254.9 | 0 | 254.9 | 254.9 | 254.9 | 254.9 | 254.9 | 254.9 | 254.9 | 254.9 | 254.9
1316 | MANDORLA SOLAR | 21INR0303 |  | MILAM | SOLAR | SOUTH | 2024 | 250.5 | 0 | 250.5 | 250.5 | 250.5 | 250.5 | 250.5 | 250.5 | 250.5 | 250.5 | 250.5
1317 | MARKUM SOLAR | 20INR0230 |  | MCLENNAN | SOLAR | NORTH | 2025 | 161.5 | 0 | 161.5 | 161.5 | 161.5 | 161.5 | 161.5 | 161.5 | 161.5 | 161.5 | 161.5
1318 | MATAGORDA SOLAR | 22INR0342 |  | MATAGORDA | SOLAR | COASTAL | 2025 | 101 | 0 | 0 | 101 | 101 | 101 | 101 | 101 | 101 | 101 | 101
1319 | MERCURY I SOLAR | 21INR0257 |  | HILL | SOLAR | NORTH | 2024 | 203.5 | 203.5 | 203.5 | 203.5 | 203.5 | 203.5 | 203.5 | 203.5 | 203.5 | 203.5 | 203.5
1320 | MERCURY II SOLAR | 23INR0153 |  | HILL | SOLAR | NORTH | 2024 | 203.5 | 203.5 | 203.5 | 203.5 | 203.5 | 203.5 | 203.5 | 203.5 | 203.5 | 203.5 | 203.5
1321 | MIDPOINT SOLAR | 24INR0139 |  | HILL | SOLAR | NORTH | 2025 | 103.8 | 0 | 0 | 103.8 | 103.8 | 103.8 | 103.8 | 103.8 | 103.8 | 103.8 | 103.8
1322 | MORROW LAKE SOLAR | 19INR0155 |  | FRIO | SOLAR | SOUTH | 2024 | 200 | 0 | 200 | 200 | 200 | 200 | 200 | 200 | 200 | 200 | 200
1323 | NABATOTO SOLAR NORTH | 21INR0428 |  | LEON | SOLAR | NORTH | 2025 | 365.7 | 0 | 365.7 | 365.7 | 365.7 | 365.7 | 365.7 | 365.7 | 365.7 | 365.7 | 365.7
1324 | NAZARETH SOLAR | 16INR0049 |  | CASTRO | SOLAR | PANHANDLE | 2025 | 204 | 0 | 204 | 204 | 204 | 204 | 204 | 204 | 204 | 204 | 204
1325 | NEPTUNE SOLAR | 21INR0499 |  | JACKSON | SOLAR | SOUTH | 2025 | 206.3 | 0 | 0 | 206.3 | 206.3 | 206.3 | 206.3 | 206.3 | 206.3 | 206.3 | 206.3
1326 | NIGHTFALL SOLAR | 21INR0334 |  | UVALDE | SOLAR | SOUTH | 2025 | 152.1 | 0 | 0 | 152.1 | 152.1 | 152.1 | 152.1 | 152.1 | 152.1 | 152.1 | 152.1
1327 | NORIA SOLAR DCC | 23INR0061 |  | NUECES | SOLAR | COASTAL | 2025 | 145 | 0 | 0 | 145 | 145 | 145 | 145 | 145 | 145 | 145 | 145
1328 | NORTON SOLAR | 19INR0035 |  | RUNNELS | SOLAR | WEST | 2025 | 125 | 0 | 0 | 125 | 125 | 125 | 125 | 125 | 125 | 125 | 125
1329 | OLD HICKORY SOLAR | 20INR0236 |  | JACKSON | SOLAR | SOUTH | 2025 | 225.7 | 0 | 225.7 | 225.7 | 225.7 | 225.7 | 225.7 | 225.7 | 225.7 | 225.7 | 225.7
1330 | ORIANA SOLAR | 24INR0093 |  | VICTORIA | SOLAR | SOUTH | 2025 | 180.9 | 0 | 0 | 180.9 | 180.9 | 180.9 | 180.9 | 180.9 | 180.9 | 180.9 | 180.9
1331 | OUTPOST SOLAR | 23INR0007 |  | WEBB | SOLAR | SOUTH | 2025 | 513.7 | 0 | 513.7 | 513.7 | 513.7 | 513.7 | 513.7 | 513.7 | 513.7 | 513.7 | 513.7
1332 | OYSTERCATCHER SOLAR | 21INR0362 |  | ELLIS | SOLAR | NORTH | 2025 | 220.3 | 0 | 0 | 220.3 | 220.3 | 220.3 | 220.3 | 220.3 | 220.3 | 220.3 | 220.3
1333 | PARLIAMENT SOLAR | 23INR0044 |  | WALLER | SOLAR | HOUSTON | 2024 | 484.6 | 0 | 484.6 | 484.6 | 484.6 | 484.6 | 484.6 | 484.6 | 484.6 | 484.6 | 484.6
1334 | PEREGRINE SOLAR | 22INR0283 |  | GOLIAD | SOLAR | SOUTH | 2024 | 301.3 | 301.3 | 301.3 | 301.3 | 301.3 | 301.3 | 301.3 | 301.3 | 301.3 | 301.3 | 301.3
1335 | PINE FOREST SOLAR | 20INR0203 |  | HOPKINS | SOLAR | NORTH | 2025 | 305 | 0 | 305 | 305 | 305 | 305 | 305 | 305 | 305 | 305 | 305
1336 | PINK SOLAR | 22INR0281 |  | HUNT | SOLAR | NORTH | 2025 | 151 | 0 | 0 | 151 | 151 | 151 | 151 | 151 | 151 | 151 | 151
1337 | PORTER SOLAR | 21INR0458 |  | DENTON | SOLAR | NORTH | 2024 | 245.8 | 245.8 | 245.8 | 245.8 | 245.8 | 245.8 | 245.8 | 245.8 | 245.8 | 245.8 | 245.8
1338 | QUANTUM SOLAR | 21INR0207 |  | HASKELL | SOLAR | WEST | 2026 | 374.4 | 0 | 0 | 374.4 | 374.4 | 374.4 | 374.4 | 374.4 | 374.4 | 374.4 | 374.4
1339 | RED HOLLY SOLAR | 21INR0022 |  | DAWSON | SOLAR | WEST | 2026 | 260 | 0 | 0 | 260 | 260 | 260 | 260 | 260 | 260 | 260 | 260
1340 | REDONDA SOLAR | 23INR0162 |  | ZAPATA | SOLAR | SOUTH | 2024 | 253.2 | 0 | 253.2 | 253.2 | 253.2 | 253.2 | 253.2 | 253.2 | 253.2 | 253.2 | 253.2
1341 | RENEGADE PROJECT (DAWN SOLAR) | 20INR0255 |  | DEAF SMITH | SOLAR | PANHANDLE | 2025 | 515.7 | 0 | 0 | 515.7 | 515.7 | 515.7 | 515.7 | 515.7 | 515.7 | 515.7 | 515.7
1342 | ROCINANTE SOLAR | 23INR0231 |  | GONZALES | SOLAR | SOUTH | 2024 | 95 | 0 | 95 | 95 | 95 | 95 | 95 | 95 | 95 | 95 | 95
1343 | RODEO SOLAR | 19INR0103 |  | ANDREWS | SOLAR | WEST | 2025 | 200 | 0 | 200 | 200 | 200 | 200 | 200 | 200 | 200 | 200 | 200
1344 | ROWLAND SOLAR II | 22INR0482 |  | FORT BEND | SOLAR | HOUSTON | 2024 | 200 | 200 | 200 | 200 | 200 | 200 | 200 | 200 | 200 | 200 | 200
1345 | SAMSON SOLAR 2 | 21INR0490 |  | LAMAR | SOLAR | NORTH | 2024 | 203 | 0 | 203 | 203 | 203 | 203 | 203 | 203 | 203 | 203 | 203
1346 | SANPAT SOLAR | 25INR0052 |  | SAN PATRICIO | SOLAR | COASTAL | 2025 | 256.2 | 0 | 256.2 | 256.2 | 256.2 | 256.2 | 256.2 | 256.2 | 256.2 | 256.2 | 256.2
1347 | SANPAT SOLAR II | 25INR0081 |  | SAN PATRICIO | SOLAR | COASTAL | 2025 | 308.9 | 0 | 308.9 | 308.9 | 308.9 | 308.9 | 308.9 | 308.9 | 308.9 | 308.9 | 308.9
1348 | SBRANCH SOLAR PROJECT | 22INR0205 |  | WHARTON | SOLAR | SOUTH | 2024 | 233.5 | 233.5 | 233.5 | 233.5 | 233.5 | 233.5 | 233.5 | 233.5 | 233.5 | 233.5 | 233.5
1349 | SCHOOLHOUSE SOLAR | 22INR0211 |  | LEE | SOLAR | SOUTH | 2025 | 150.8 | 0 | 0 | 150.8 | 150.8 | 150.8 | 150.8 | 150.8 | 150.8 | 150.8 | 150.8
1350 | SECOND DIVISION SOLAR | 20INR0248 |  | BRAZORIA | SOLAR | COASTAL | 2024 | 100.3 | 0 | 100.3 | 100.3 | 100.3 | 100.3 | 100.3 | 100.3 | 100.3 | 100.3 | 100.3
1351 | SHAULA I SOLAR | 22INR0251 |  | DEWITT | SOLAR | SOUTH | 2025 | 205.2 | 0 | 0 | 205.2 | 205.2 | 205.2 | 205.2 | 205.2 | 205.2 | 205.2 | 205.2
1352 | SHAULA II SOLAR | 22INR0267 |  | DEWITT | SOLAR | SOUTH | 2026 | 205.2 | 0 | 0 | 205.2 | 205.2 | 205.2 | 205.2 | 205.2 | 205.2 | 205.2 | 205.2
1353 | SIGNAL SOLAR | 20INR0208 |  | HUNT | SOLAR | NORTH | 2025 | 51.8 | 0 | 51.8 | 51.8 | 51.8 | 51.8 | 51.8 | 51.8 | 51.8 | 51.8 | 51.8
1354 | SP JAGUAR SOLAR | 24INR0038 |  | MCLENNAN | SOLAR | NORTH | 2025 | 300 | 0 | 300 | 300 | 300 | 300 | 300 | 300 | 300 | 300 | 300
1355 | SPACE CITY SOLAR | 21INR0341 |  | WHARTON | SOLAR | SOUTH | 2025 | 609.7 | 0 | 609.7 | 609.7 | 609.7 | 609.7 | 609.7 | 609.7 | 609.7 | 609.7 | 609.7
1356 | SPARTA SOLAR | 22INR0352 |  | BEE | SOLAR | SOUTH | 2024 | 252.4 | 252.4 | 252.4 | 252.4 | 252.4 | 252.4 | 252.4 | 252.4 | 252.4 | 252.4 | 252.4
1357 | STAMPEDE SOLAR | 22INR0409 |  | HOPKINS | SOLAR | NORTH | 2024 | 255 | 0 | 255 | 255 | 255 | 255 | 255 | 255 | 255 | 255 | 255
1358 | STARLING SOLAR | 23INR0035 |  | GONZALES | SOLAR | SOUTH | 2025 | 123 | 0 | 123 | 123 | 123 | 123 | 123 | 123 | 123 | 123 | 123
1359 | STARR SOLAR RANCH | 20INR0216 |  | STARR | SOLAR | SOUTH | 2024 | 136.7 | 0 | 136.7 | 136.7 | 136.7 | 136.7 | 136.7 | 136.7 | 136.7 | 136.7 | 136.7
1360 | STILLHOUSE SOLAR | 24INR0166 |  | BELL | SOLAR | NORTH | 2025 | 212.5 | 0 | 212.5 | 212.5 | 212.5 | 212.5 | 212.5 | 212.5 | 212.5 | 212.5 | 212.5
1361 | STONERIDGE SOLAR | 24INR0031 |  | MILAM | SOLAR | SOUTH | 2024 | 201.6 | 0 | 201.6 | 201.6 | 201.6 | 201.6 | 201.6 | 201.6 | 201.6 | 201.6 | 201.6
1362 | SUN CACTUS SOLAR | 25INR0109 |  | DUVAL | SOLAR | SOUTH | 2026 | 120.7 | 0 | 0 | 0 | 120.7 | 120.7 | 120.7 | 120.7 | 120.7 | 120.7 | 120.7
1363 | SUNRAY | 21INR0395 |  | UVALDE | SOLAR | SOUTH | 2024 | 203.5 | 203.5 | 203.5 | 203.5 | 203.5 | 203.5 | 203.5 | 203.5 | 203.5 | 203.5 | 203.5
1364 | SYPERT BRANCH SOLAR PROJECT | 24INR0070 |  | MILAM | SOLAR | SOUTH | 2025 | 261.8 | 0 | 261.8 | 261.8 | 261.8 | 261.8 | 261.8 | 261.8 | 261.8 | 261.8 | 261.8
1365 | TALITHA SOLAR | 21INR0393 |  | JIM WELLS | SOLAR | SOUTH | 2024 | 131 | 131 | 131 | 131 | 131 | 131 | 131 | 131 | 131 | 131 | 131
1366 | TANGLEWOOD SOLAR | 23INR0054 |  | BRAZORIA | SOLAR | COASTAL | 2025 | 257 | 0 | 257 | 257 | 257 | 257 | 257 | 257 | 257 | 257 | 257
1367 | TEXANA SOLAR | 18INR0058 |  | WHARTON | SOLAR | SOUTH | 2024 | 152.3 | 0 | 152.3 | 152.3 | 152.3 | 152.3 | 152.3 | 152.3 | 152.3 | 152.3 | 152.3
1368 | TEXAS BLUEBONNET SOLAR | 24INR0580 |  | MCLENNAN | SOLAR | NORTH | 2024 | 9.8 | 9.8 | 9.8 | 9.8 | 9.8 | 9.8 | 9.8 | 9.8 | 9.8 | 9.8 | 9.8
1369 | TEXAS SOLAR NOVA 2 | 20INR0269 |  | KENT | SOLAR | WEST | 2024 | 200 | 200 | 200 | 200 | 200 | 200 | 200 | 200 | 200 | 200 | 200
1370 | THREE W SOLAR | 25INR0055 |  | HILL | SOLAR | NORTH | 2025 | 111.6 | 0 | 111.6 | 111.6 | 111.6 | 111.6 | 111.6 | 111.6 | 111.6 | 111.6 | 111.6
1371 | TIERRA BONITA SOLAR | 21INR0424 |  | PECOS | SOLAR | WEST | 2024 | 305.9 | 0 | 305.9 | 305.9 | 305.9 | 305.9 | 305.9 | 305.9 | 305.9 | 305.9 | 305.9
1372 | TROJAN SOLAR | 23INR0296 |  | COOKE | SOLAR | NORTH | 2026 | 151.3 | 0 | 0 | 151.3 | 151.3 | 151.3 | 151.3 | 151.3 | 151.3 | 151.3 | 151.3
1373 | TRUE NORTH SOLAR | 23INR0114 |  | FALLS | SOLAR | NORTH | 2024 | 238.3 | 238.3 | 238.3 | 238.3 | 238.3 | 238.3 | 238.3 | 238.3 | 238.3 | 238.3 | 238.3
1374 | TULSITA SOLAR | 21INR0223 |  | GOLIAD | SOLAR | SOUTH | 2024 | 255 | 0 | 255 | 255 | 255 | 255 | 255 | 255 | 255 | 255 | 255
1375 | TYSON NICK SOLAR | 20INR0222 |  | LAMAR | SOLAR | NORTH | 2024 | 90.1 | 0 | 90.1 | 90.1 | 90.1 | 90.1 | 90.1 | 90.1 | 90.1 | 90.1 | 90.1
1376 | ULYSSES SOLAR | 21INR0253 |  | COKE | SOLAR | WEST | 2025 | 150 | 0 | 0 | 150 | 150 | 150 | 150 | 150 | 150 | 150 | 150
1377 | UMBRA (STOCKYARD) SOLAR | 23INR0155 |  | FRANKLIN | SOLAR | NORTH | 2025 | 207.8 | 0 | 207.8 | 207.8 | 207.8 | 207.8 | 207.8 | 207.8 | 207.8 | 207.8 | 207.8
1378 | XE MURAT SOLAR | 22INR0354 |  | HARRIS | SOLAR | HOUSTON | 2024 | 60.4 | 60.4 | 60.4 | 60.4 | 60.4 | 60.4 | 60.4 | 60.4 | 60.4 | 60.4 | 60.4
1379 | YAUPON SOLAR SLF | 24INR0042 |  | MILAM | SOLAR | SOUTH | 2025 | 204.1 | 0 | 0 | 204.1 | 204.1 | 204.1 | 204.1 | 204.1 | 204.1 | 204.1 | 204.1
1380 | ZIER SOLAR | 21INR0019 |  | KINNEY | SOLAR | SOUTH | 2024 | 160 | 160 | 160 | 160 | 160 | 160 | 160 | 160 | 160 | 160 | 160
1381 | Planned Capacity Total (Solar) | [6 empty] | 34704.5 | 5710 | 24615.2 | 33266 | 34704.5 | 34704.5 | 34704.5 | 34704.5 | 34704.5 | 34704.5 | 34704.5
1382 | Solar Peak Average Capacity Percentage |  | SOLAR_PL_PEAK_PCT | % |  |  |  | 100 | 76 | 76 | 76 | 76 | 76 | 76 | 76 | 76 | 76 | 76
1383
1384 | Planned Storage Resources with Executed SGIA
1385 | AE-TELVIEW ESS (DGR) | 23INR0541 |  | FORT BEND | STORAGE | HOUSTON | 2024 | 10 | 10 | 10 | 10 | 10 | 10 | 10 | 10 | 10 | 10 | 10
1386 | AL PASTOR BESS | 24INR0273 |  | DAWSON | STORAGE | WEST | 2024 | 100.8 | 0 | 100.8 | 100.8 | 100.8 | 100.8 | 100.8 | 100.8 | 100.8 | 100.8 | 100.8
1387 | AMADOR STORAGE | 24INR0472 |  | VAN ZANDT | STORAGE | NORTH | 2024 | 100.9 | 0 | 100.9 | 100.9 | 100.9 | 100.9 | 100.9 | 100.9 | 100.9 | 100.9 | 100.9
1388 | AMSTERDAM STORAGE | 22INR0417 |  | BRAZORIA | STORAGE | COASTAL | 2025 | 201.1 | 0 | 201.1 | 201.1 | 201.1 | 201.1 | 201.1 | 201.1 | 201.1 | 201.1 | 201.1
1389 | ANEMOI ENERGY STORAGE | 23INR0369 |  | HIDALGO | STORAGE | SOUTH | 2024 | 195 | 195 | 195 | 195 | 195 | 195 | 195 | 195 | 195 | 195 | 195
1390 | ANGELO STORAGE | 23INR0418 |  | TOM GREEN | STORAGE | WEST | 2024 | 100 | 100 | 100 | 100 | 100 | 100 | 100 | 100 | 100 | 100 | 100
1391 | ANOLE BESS | 23INR0299 |  | DALLAS | STORAGE | NORTH | 2024 | 240 | 0 | 240 | 240 | 240 | 240 | 240 | 240 | 240 | 240 | 240
1392 | ARROYO STORAGE SLF | 24INR0306 |  | CAMERON | STORAGE | COASTAL | 2024 | 123.76 | 0 | 0 | 0 | 0 | 0 | 0 | 0 | 0 | 0 | 0
1393 | BIG STAR STORAGE | 21INR0469 |  | BASTROP | STORAGE | SOUTH | 2024 | 80 | 80 | 80 | 80 | 80 | 80 | 80 | 80 | 80 | 80 | 80
1394 | BLEVINS STORAGE | 23INR0119 |  | FALLS | STORAGE | NORTH | 2025 | 181.2 | 0 | 181.2 | 181.2 | 181.2 | 181.2 | 181.2 | 181.2 | 181.2 | 181.2 | 181.2
1395 | BOCO BESS | 23INR0470 |  | BORDEN | STORAGE | WEST | 2024 | 150 | 150 | 150 | 150 | 150 | 150 | 150 | 150 | 150 | 150 | 150
1396 | BORDERTOWN BESS | 23INR0354 |  | STARR | STORAGE | SOUTH | 2025 | 100 | 0 | 100 | 100 | 100 | 100 | 100 | 100 | 100 | 100 | 100
1397 | RIVER BEND (BRAZOS BEND BESS) | 23INR0363 |  | FORT BEND | STORAGE | HOUSTON | 2024 | 100 | 100 | 100 | 100 | 100 | 100 | 100 | 100 | 100 | 100 | 100
1398 | BRIGHT ARROW STORAGE | 22INR0302 |  | HOPKINS | STORAGE | NORTH | 2024 | 103.6 | 103.6 | 103.6 | 103.6 | 103.6 | 103.6 | 103.6 | 103.6 | 103.6 | 103.6 | 103.6
1399 | BRP ANTLIA BESS | 22INR0349 |  | VAL VERDE | STORAGE | WEST | 2024 | 70.9 | 0 | 70.9 | 70.9 | 70.9 | 70.9 | 70.9 | 70.9 | 70.9 | 70.9 | 70.9
1400 | BRP AVILA BESS | 23INR0287 |  | PECOS | STORAGE | WEST | 2024 | 164.9 | 0 | 164.9 | 164.9 | 164.9 | 164.9 | 164.9 | 164.9 | 164.9 | 164.9 | 164.9
1401 | BRP CACHI BESS | 22INR0388 |  | GUADALUPE | STORAGE | SOUTH | 2024 | 202.5 | 0 | 202.5 | 202.5 | 202.5 | 202.5 | 202.5 | 202.5 | 202.5 | 202.5 | 202.5
1402 | BRP CARINA BESS | 22INR0353 |  | NUECES | STORAGE | COASTAL | 2024 | 151.9 | 0 | 151.9 | 151.9 | 151.9 | 151.9 | 151.9 | 151.9 | 151.9 | 151.9 | 151.9
1403 | BRP CASTOR BESS | 23INR0358 |  | BRAZORIA | STORAGE | COASTAL | 2024 | 205.4 | 0 | 205.4 | 205.4 | 205.4 | 205.4 | 205.4 | 205.4 | 205.4 | 205.4 | 205.4
1404 | BRP DESNA BESS | 24INR0128 |  | BRAZORIA | STORAGE | COASTAL | 2024 | 205.4 | 0 | 205.4 | 205.4 | 205.4 | 205.4 | 205.4 | 205.4 | 205.4 | 205.4 | 205.4
1405 | BRP DICKENS BESS | 22INR0325 |  | DICKENS | STORAGE | PANHANDLE | 2024 | 200.8 | 200.8 | 200.8 | 200.8 | 200.8 | 200.8 | 200.8 | 200.8 | 200.8 | 200.8 | 200.8
1406 | BRP HYDRA BESS | 22INR0372 |  | PECOS | STORAGE | WEST | 2023 | 200.8 | 200.8 | 200.8 | 200.8 | 200.8 | 200.8 | 200.8 | 200.8 | 200.8 | 200.8 | 200.8
1407 | BRP LIBRA BESS | 22INR0366 |  | GUADALUPE | STORAGE | SOUTH | 2024 | 200 | 200 | 200 | 200 | 200 | 200 | 200 | 200 | 200 | 200 | 200
1408 | BRP PALEO BESS | 22INR0322 |  | HALE | STORAGE | PANHANDLE | 2023 | 200.8 | 200.8 | 200.8 | 200.8 | 200.8 | 200.8 | 200.8 | 200.8 | 200.8 | 200.8 | 200.8
1409 | BRP PAVO BESS | 22INR0384 |  | PECOS | STORAGE | WEST | 2024 | 175.8 | 175.8 | 175.8 | 175.8 | 175.8 | 175.8 | 175.8 | 175.8 | 175.8 | 175.8 | 175.8
1410 | BRP TORTOLAS BESS | 23INR0072 |  | BRAZORIA | STORAGE | COASTAL | 2023 | 50.3 | 50.3 | 50.3 | 50.3 | 50.3 | 50.3 | 50.3 | 50.3 | 50.3 | 50.3 | 50.3
1411 | BRP ZEYA BESS | 23INR0290 |  | GALVESTON | STORAGE | HOUSTON | 2024 | 256.8 | 0 | 256.8 | 256.8 | 256.8 | 256.8 | 256.8 | 256.8 | 256.8 | 256.8 | 256.8
1412 | BURKSOL BESS (DONEGAL BESS) | 23INR0103 |  | DICKENS | STORAGE | PANHANDLE | 2024 | 103.3 | 0 | 103.3 | 103.3 | 103.3 | 103.3 | 103.3 | 103.3 | 103.3 | 103.3 | 103.3
1413 | CALLISTO I ENERGY CENTER | 22INR0490 |  | HARRIS | STORAGE | HOUSTON | 2024 | 206.4 | 206.4 | 206.4 | 206.4 | 206.4 | 206.4 | 206.4 | 206.4 | 206.4 | 206.4 | 206.4
1414 | CAMP CREEK STORAGE SLF | 23INR0423 |  | ROBERTSON | STORAGE | NORTH | 2024 | 82.8 | 0 | 0 | 0 | 0 | 0 | 0 | 0 | 0 | 0 | 0
1415 | CHILLINGHAM STORAGE | 23INR0079 |  | BELL | STORAGE | NORTH | 2024 | 153.8 | 0 | 153.8 | 153.8 | 153.8 | 153.8 | 153.8 | 153.8 | 153.8 | 153.8 | 153.8
1416 | CISCO BESS (DGR) | 24INR0588 |  | EASTLAND | STORAGE | NORTH | 2024 | 9.9 | 9.9 | 9.9 | 9.9 | 9.9 | 9.9 | 9.9 | 9.9 | 9.9 | 9.9 | 9.9
1417 | CITADEL BESS | 24INR0147 |  | HARRIS | STORAGE | HOUSTON | 2024 | 204.5 | 0 | 204.5 | 204.5 | 204.5 | 204.5 | 204.5 | 204.5 | 204.5 | 204.5 | 204.5
1418 | CITRUS FLATTS BESS | 24INR0294 |  | CAMERON | STORAGE | COASTAL | 2025 | 100.8 | 0 | 0 | 100.8 | 100.8 | 100.8 | 100.8 | 100.8 | 100.8 | 100.8 | 100.8
1419 | CONNOLLY STORAGE | 23INR0403 |  | WISE | STORAGE | NORTH | 2024 | 125.4 | 0 | 125.4 | 125.4 | 125.4 | 125.4 | 125.4 | 125.4 | 125.4 | 125.4 | 125.4
1420 | CONTINENTAL BESS (DGR) | 23INR0543 |  | STARR | STORAGE | SOUTH | 2024 | 9.8 | 9.8 | 9.8 | 9.8 | 9.8 | 9.8 | 9.8 | 9.8 | 9.8 | 9.8 | 9.8
1421 | CORAL STORAGE | 23INR0124 |  | FALLS | STORAGE | NORTH | 2024 | 99 | 99 | 99 | 99 | 99 | 99 | 99 | 99 | 99 | 99 | 99
1422 | COTTONWOOD BAYOU STORAGE | 21INR0443 |  | BRAZORIA | STORAGE | COASTAL | 2024 | 150.8 | 0 | 150.8 | 150.8 | 150.8 | 150.8 | 150.8 | 150.8 | 150.8 | 150.8 | 150.8
1423 | DAMON STORAGE | 23INR0523 |  | BRAZORIA | STORAGE | COASTAL | 2024 | 5 | 5 | 5 | 5 | 5 | 5 | 5 | 5 | 5 | 5 | 5
1424 | DANISH FIELDS STORAGE | 21INR0450 |  | WHARTON | STORAGE | SOUTH | 2024 | 150 | 150 | 150 | 150 | 150 | 150 | 150 | 150 | 150 | 150 | 150
1425 | DESERT WILLOW BESS | 23INR0195 |  | ELLIS | STORAGE | NORTH | 2024 | 150 | 0 | 150 | 150 | 150 | 150 | 150 | 150 | 150 | 150 | 150
1426 | DESTINY STORAGE | 24INR0397 |  | HARRIS | STORAGE | HOUSTON | 2026 | 201.1 | 0 | 0 | 201.1 | 201.1 | 201.1 | 201.1 | 201.1 | 201.1 | 201.1 | 201.1
1427 | DIBOLL BESS (DGR) | 23INR0522 |  | ANGELINA | STORAGE | NORTH | 2024 | 9.9 | 9.9 | 9.9 | 9.9 | 9.9 | 9.9 | 9.9 | 9.9 | 9.9 | 9.9 | 9.9
1428 | DOGFISH BESS | 23INR0219 |  | PECOS | STORAGE | WEST | 2024 | 75 | 0 | 75 | 75 | 75 | 75 | 75 | 75 | 75 | 75 | 75
1429 | DORI BQ BESS | 24INR0196 |  | HARRIS | STORAGE | HOUSTON | 2024 | 154 | 0 | 154 | 154 | 154 | 154 | 154 | 154 | 154 | 154 | 154
1430 | EBONY ENERGY STORAGE | 23INR0154 |  | COMAL | STORAGE | SOUTH | 2024 | 203.5 | 203.5 | 203.5 | 203.5 | 203.5 | 203.5 | 203.5 | 203.5 | 203.5 | 203.5 | 203.5
1431 | ELIZA STORAGE | 22INR0260 |  | KAUFMAN | STORAGE | NORTH | 2024 | 100.2 | 0 | 100.2 | 100.2 | 100.2 | 100.2 | 100.2 | 100.2 | 100.2 | 100.2 | 100.2
1432 | ESTONIAN ENERGY STORAGE | 22INR0336 |  | DELTA | STORAGE | NORTH | 2024 | 101.6 | 101.6 | 101.6 | 101.6 | 101.6 | 101.6 | 101.6 | 101.6 | 101.6 | 101.6 | 101.6
1433 | EVAL STORAGE | 22INR0401 |  | CAMERON | STORAGE | COASTAL | 2025 | 255 | 0 | 0 | 255 | 255 | 255 | 255 | 255 | 255 | 255 | 255
1434 | EVELYN BATTERY ENERGY STORAGE SYSTEM | 24INR0460 |  | GALVESTON | STORAGE | HOUSTON | 2025 | 452 | 0 | 452 | 452 | 452 | 452 | 452 | 452 | 452 | 452 | 452
1435 | FALFURRIAS BESS (DGR) | 23INR0620 |  | BROOKS | STORAGE | SOUTH | 2024 | 9.9 | 9.9 | 9.9 | 9.9 | 9.9 | 9.9 | 9.9 | 9.9 | 9.9 | 9.9 | 9.9
1436 | FARMERSVILLE BESS (DGR) | 23INR0555 |  | COLLIN | STORAGE | NORTH | 2024 | 9.9 | 9.9 | 9.9 | 9.9 | 9.9 | 9.9 | 9.9 | 9.9 | 9.9 | 9.9 | 9.9
1437 | FENCE POST BESS | 22INR0405 |  | NAVARRO | STORAGE | NORTH | 2024 | 70 | 70 | 70 | 70 | 70 | 70 | 70 | 70 | 70 | 70 | 70
1438 | FERDINAND GRID BESS | 22INR0422 |  | BEXAR | STORAGE | SOUTH | 2026 | 202.6 | 0 | 0 | 202.6 | 202.6 | 202.6 | 202.6 | 202.6 | 202.6 | 202.6 | 202.6
1439 | FIVE WELLS STORAGE | 23INR0159 |  | BELL | STORAGE | NORTH | 2024 | 220.8 | 220.8 | 220.8 | 220.8 | 220.8 | 220.8 | 220.8 | 220.8 | 220.8 | 220.8 | 220.8
1440 | FORT DUNCAN BESS | 23INR0350 |  | MAVERICK | STORAGE | SOUTH | 2025 | 100 | 0 | 100 | 100 | 100 | 100 | 100 | 100 | 100 | 100 | 100
1441 | GARDEN CITY EAST BESS (DGR) | 23INR0565 |  | GLASSCOCK | STORAGE | WEST | 2024 | 9.9 | 9.9 | 9.9 | 9.9 | 9.9 | 9.9 | 9.9 | 9.9 | 9.9 | 9.9 | 9.9
1442 | GIGA TEXAS ENERGY STORAGE | 23INR0239 |  | TRAVIS | STORAGE | SOUTH | 2024 | 125 | 125 | 125 | 125 | 125 | 125 | 125 | 125 | 125 | 125 | 125
1443 | GREAT KISKADEE STORAGE | 23INR0166 |  | HIDALGO | STORAGE | SOUTH | 2024 | 100 | 0 | 100 | 100 | 100 | 100 | 100 | 100 | 100 | 100 | 100
1444 | GREEN HOLLY STORAGE | 21INR0029 |  | DAWSON | STORAGE | WEST | 2026 | 50 | 0 | 0 | 50 | 50 | 50 | 50 | 50 | 50 | 50 | 50
1445 | GRIZZLY RIDGE BESS (DGR) | 22INR0596 |  | HAMILTON | STORAGE | NORTH | 2023 | 9.9 | 9.9 | 9.9 | 9.9 | 9.9 | 9.9 | 9.9 | 9.9 | 9.9 | 9.9 | 9.9
1446 | GUAJILLO ENERGY STORAGE | 23INR0343 |  | WEBB | STORAGE | SOUTH | 2025 | 201.1 | 0 | 0 | 201.1 | 201.1 | 201.1 | 201.1 | 201.1 | 201.1 | 201.1 | 201.1
1447 | GULF STAR STORAGE SLF | 23INR0460 |  | WHARTON | STORAGE | SOUTH | 2024 | 300 | 300 | 300 | 300 | 300 | 300 | 300 | 300 | 300 | 300 | 300
1448 | GUNNAR BESS | 24INR0491 |  | HIDALGO | STORAGE | SOUTH | 2025 | 203 | 0 | 0 | 203 | 203 | 203 | 203 | 203 | 203 | 203 | 203
1449 | HAMILTON BESS (DGR) | 23INR0554 |  | VAL VERDE | STORAGE | WEST | 2024 | 9.9 | 9.9 | 9.9 | 9.9 | 9.9 | 9.9 | 9.9 | 9.9 | 9.9 | 9.9 | 9.9
1450 | HANSON STORAGE | 24INR0057 |  | COLEMAN | STORAGE | WEST | 2025 | 100 | 0 | 0 | 100 | 100 | 100 | 100 | 100 | 100 | 100 | 100
1451 | HONEYCOMB STORAGE SLF | 23INR0392 |  | BEE | STORAGE | SOUTH | 2025 | 61.47 | 0 | 0 | 0 | 0 | 0 | 0 | 0 | 0 | 0 | 0
1452 | HUMMINGBIRD STORAGE | 22INR0327 |  | DENTON | STORAGE | NORTH | 2024 | 100 | 100 | 100 | 100 | 100 | 100 | 100 | 100 | 100 | 100 | 100
1453 | IEP DAMON BESS (DGR) | 23INR0603 |  | BRAZORIA | STORAGE | COASTAL | 2024 | 10 | 0 | 10 | 10 | 10 | 10 | 10 | 10 | 10 | 10 | 10
1454 | IEP ORCHARD BESS | 23INR0556 |  | FORT BEND | STORAGE | HOUSTON | 2024 | 10 | 10 | 10 | 10 | 10 | 10 | 10 | 10 | 10 | 10 | 10
1455 | INERTIA BESS | 22INR0328 |  | HASKELL | STORAGE | WEST | 2024 | 13 | 13 | 13 | 13 | 13 | 13 | 13 | 13 | 13 | 13 | 13
1456 | INERTIA BESS 2 | 22INR0375 |  | HASKELL | STORAGE | WEST | 2025 | 100.8 | 0 | 100.8 | 100.8 | 100.8 | 100.8 | 100.8 | 100.8 | 100.8 | 100.8 | 100.8
1457 | IRON BELT ENERGY STORAGE | 25INR0208 |  | BORDEN | STORAGE | WEST | 2025 | 400 | 0 | 0 | 400 | 400 | 400 | 400 | 400 | 400 | 400 | 400
1458 | JUDKINS BESS (DGR) | 24INR0586 |  | ECTOR | STORAGE | WEST | 2024 | 9.9 | 9.9 | 9.9 | 9.9 | 9.9 | 9.9 | 9.9 | 9.9 | 9.9 | 9.9 | 9.9
1459 | LARKSPUR ENERGY STORAGE | 23INR0340 |  | UPTON | STORAGE | WEST | 2025 | 307.5 | 0 | 307.5 | 307.5 | 307.5 | 307.5 | 307.5 | 307.5 | 307.5 | 307.5 | 307.5
1460 | LAURELES BESS (DGR) | 23INR0499 |  | CAMERON | STORAGE | COASTAL | 2024 | 9.9 | 0 | 9.9 | 9.9 | 9.9 | 9.9 | 9.9 | 9.9 | 9.9 | 9.9 | 9.9
1461 | LIMOUSIN OAK STORAGE | 22INR0338 |  | GRIMES | STORAGE | NORTH | 2024 | 100 | 100 | 100 | 100 | 100 | 100 | 100 | 100 | 100 | 100 | 100
1462 | LONG POINT STORAGE | 21INR0444 |  | BRAZORIA | STORAGE | COASTAL | 2025 | 100.6 | 0 | 0 | 100.6 | 100.6 | 100.6 | 100.6 | 100.6 | 100.6 | 100.6 | 100.6
1463 | LONGBOW BESS | 25INR0328 |  | BRAZORIA | STORAGE | COASTAL | 2024 | 174.7 | 0 | 174.7 | 174.7 | 174.7 | 174.7 | 174.7 | 174.7 | 174.7 | 174.7 | 174.7
1464 | LOWER RIO BESS | 22INR0468 |  | HIDALGO | STORAGE | SOUTH | 2025 | 60.5 | 0 | 60.5 | 60.5 | 60.5 | 60.5 | 60.5 | 60.5 | 60.5 | 60.5 | 60.5
1465 | LUFKIN SOUTH BESS (DGR) | 24INR0587 |  | ANGELINA | STORAGE | NORTH | 2024 | 9.9 | 9.9 | 9.9 | 9.9 | 9.9 | 9.9 | 9.9 | 9.9 | 9.9 | 9.9 | 9.9
1466 | MAINLAND BESS (DGR) | 24INR0624 |  | GALVESTON | STORAGE | HOUSTON | 2024 | 9.9 | 9.9 | 9.9 | 9.9 | 9.9 | 9.9 | 9.9 | 9.9 | 9.9 | 9.9 | 9.9
1467 | MIDPOINT STORAGE | 24INR0138 |  | HILL | STORAGE | NORTH | 2025 | 52.2 | 0 | 0 | 52.2 | 52.2 | 52.2 | 52.2 | 52.2 | 52.2 | 52.2 | 52.2
1468 | MIDWAY BESS | 23INR0688 |  | ECTOR | STORAGE | WEST | 2024 | 9.9 | 9.9 | 9.9 | 9.9 | 9.9 | 9.9 | 9.9 | 9.9 | 9.9 | 9.9 | 9.9
1469 | MILTON BESS (DGR) | 23INR0552 |  | KARNES | STORAGE | SOUTH | 2025 | 9.9 | 0 | 9.9 | 9.9 | 9.9 | 9.9 | 9.9 | 9.9 | 9.9 | 9.9 | 9.9
1470 | MINERAL WELLS EAST BESS (DGR) | 23INR0570 |  | PALO PINTO | STORAGE | NORTH | 2024 | 9.9 | 9.9 | 9.9 | 9.9 | 9.9 | 9.9 | 9.9 | 9.9 | 9.9 | 9.9 | 9.9
1471 | MYRTLE STORAGE | 21INR0442 |  | BRAZORIA | STORAGE | COASTAL | 2024 | 151.2 | 151.2 | 151.2 | 151.2 | 151.2 | 151.2 | 151.2 | 151.2 | 151.2 | 151.2 | 151.2
1472 | NEW JUNCTION BESS | 23INR0619 |  | KIMBLE | STORAGE | SOUTH | 2024 | 9.9 | 9.9 | 9.9 | 9.9 | 9.9 | 9.9 | 9.9 | 9.9 | 9.9 | 9.9 | 9.9
1473 | NORIA STORAGE | 23INR0062 |  | NUECES | STORAGE | COASTAL | 2025 | 75 | 0 | 0 | 75 | 75 | 75 | 75 | 75 | 75 | 75 | 75
1474 | ORIANA BESS | 24INR0109 |  | VICTORIA | STORAGE | SOUTH | 2025 | 60.3 | 0 | 0 | 60.3 | 60.3 | 60.3 | 60.3 | 60.3 | 60.3 | 60.3 | 60.3
1475 | PADUA GRID BESS | 22INR0368 |  | BEXAR | STORAGE | SOUTH | 2024 | 51.4 | 0 | 51.4 | 51.4 | 51.4 | 51.4 | 51.4 | 51.4 | 51.4 | 51.4 | 51.4
1476 | PAULINE BESS (DGR) | 24INR0585 |  | HENDERSON | STORAGE | NORTH | 2024 | 9.9 | 9.9 | 9.9 | 9.9 | 9.9 | 9.9 | 9.9 | 9.9 | 9.9 | 9.9 | 9.9
1477 | PAVLOV BESS (DGR) | 24INR0615 |  | MATAGORDA | STORAGE | COASTAL | 2024 | 9.9 | 9.9 | 9.9 | 9.9 | 9.9 | 9.9 | 9.9 | 9.9 | 9.9 | 9.9 | 9.9
1478 | PINTAIL PASS BESS | 24INR0302 |  | SAN PATRICIO | STORAGE | COASTAL | 2025 | 201.2 | 0 | 0 | 201.2 | 201.2 | 201.2 | 201.2 | 201.2 | 201.2 | 201.2 | 201.2
1479 | PLATINUM STORAGE | 22INR0554 |  | FANNIN | STORAGE | NORTH | 2025 | 309.3 | 0 | 309.3 | 309.3 | 309.3 | 309.3 | 309.3 | 309.3 | 309.3 | 309.3 | 309.3
1480 | RAMSEY STORAGE | 21INR0505 |  | WHARTON | STORAGE | SOUTH | 2025 | 510.4 | 0 | 0 | 510.4 | 510.4 | 510.4 | 510.4 | 510.4 | 510.4 | 510.4 | 510.4
1481 | RED EGRET BESS | 24INR0281 |  | GALVESTON | STORAGE | HOUSTON | 2025 | 300 | 0 | 300 | 300 | 300 | 300 | 300 | 300 | 300 | 300 | 300
1482 | RED HOLLY STORAGE | 21INR0033 |  | DAWSON | STORAGE | WEST | 2026 | 50 | 0 | 0 | 50 | 50 | 50 | 50 | 50 | 50 | 50 | 50
1483 | REGIS GREGORY | 23INR0539 |  | SAN PATRICIO | STORAGE | COASTAL | 2024 | 10 | 10 | 10 | 10 | 10 | 10 | 10 | 10 | 10 | 10 | 10
1484 | REGIS MOORE FIELD BESS | 23INR0498 |  | HIDALGO | STORAGE | SOUTH | 2024 | 9.9 | 9.9 | 9.9 | 9.9 | 9.9 | 9.9 | 9.9 | 9.9 | 9.9 | 9.9 | 9.9
1485 | ROCINANTE BESS | 23INR0232 |  | GONZALES | STORAGE | SOUTH | 2024 | 33 | 0 | 33 | 33 | 33 | 33 | 33 | 33 | 33 | 33 | 33
1486 | RODEO RANCH ENERGY STORAGE II | 24INR0609 |  | REEVES | STORAGE | WEST | 2024 | 10 | 10 | 10 | 10 | 10 | 10 | 10 | 10 | 10 | 10 | 10
1487 | RUSSEK STREET BESS (DGR) | 24INR0614 |  | REAGAN | STORAGE | WEST | 2024 | 9.9 | 9.9 | 9.9 | 9.9 | 9.9 | 9.9 | 9.9 | 9.9 | 9.9 | 9.9 | 9.9
1488 | RYAN ENERGY STORAGE | 20INR0246 |  | CORYELL | STORAGE | NORTH | 2024 | 50 | 0 | 50 | 50 | 50 | 50 | 50 | 50 | 50 | 50 | 50
1489 | SEVEN FLAGS BESS | 23INR0351 |  | WEBB | STORAGE | SOUTH | 2024 | 100.6 | 0 | 100.6 | 100.6 | 100.6 | 100.6 | 100.6 | 100.6 | 100.6 | 100.6 | 100.6
1490 | SHEEP CREEK STORAGE | 24INR0100 |  | CALLAHAN | STORAGE | WEST | 2024 | 135.1 | 135.1 | 135.1 | 135.1 | 135.1 | 135.1 | 135.1 | 135.1 | 135.1 | 135.1 | 135.1
1491 | SMT IRONMAN BESS | 24INR0265 |  | BRAZORIA | STORAGE | COASTAL | 2024 | 304.2 | 0 | 304.2 | 304.2 | 304.2 | 304.2 | 304.2 | 304.2 | 304.2 | 304.2 | 304.2
1492 | CARAMBOLA BESS (SMT MCALLEN II) | 24INR0436 |  | HIDALGO | STORAGE | SOUTH | 2026 | 97.4 | 0 | 0 | 97.4 | 97.4 | 97.4 | 97.4 | 97.4 | 97.4 | 97.4 | 97.4
1493 | SOHO BESS | 23INR0419 |  | BRAZORIA | STORAGE | COASTAL | 2025 | 206.3 | 0 | 206.3 | 206.3 | 206.3 | 206.3 | 206.3 | 206.3 | 206.3 | 206.3 | 206.3
1494 | SOHO II BESS | 25INR0162 |  | BRAZORIA | STORAGE | COASTAL | 2025 | 206.3 | 0 | 206.3 | 206.3 | 206.3 | 206.3 | 206.3 | 206.3 | 206.3 | 206.3 | 206.3
1495 | SOPORTAR ESS | 23INR0381 |  | BEXAR | STORAGE | SOUTH | 2025 | 102.1 | 0 | 102.1 | 102.1 | 102.1 | 102.1 | 102.1 | 102.1 | 102.1 | 102.1 | 102.1
1496 | SOWERS STORAGE | 22INR0552 |  | KAUFMAN | STORAGE | NORTH | 2025 | 200 | 0 | 0 | 200 | 200 | 200 | 200 | 200 | 200 | 200 | 200
1497 | SP JAGUAR BESS | 24INR0039 |  | MCLENNAN | STORAGE | NORTH | 2025 | 300 | 0 | 300 | 300 | 300 | 300 | 300 | 300 | 300 | 300 | 300
1498 | ST. GALL I ENERGY STORAGE | 22INR0524 |  | PECOS | STORAGE | WEST | 2024 | 100 | 100 | 100 | 100 | 100 | 100 | 100 | 100 | 100 | 100 | 100
1499 | STAMPEDE BESS | 22INR0410 |  | HOPKINS | STORAGE | NORTH | 2024 | 70 | 70 | 70 | 70 | 70 | 70 | 70 | 70 | 70 | 70 | 70
1500 | STOCKYARD GRID BATT | 21INR0492 |  | TARRANT | STORAGE | NORTH | 2024 | 150.6 | 150.6 | 150.6 | 150.6 | 150.6 | 150.6 | 150.6 | 150.6 | 150.6 | 150.6 | 150.6
1501 | TALITHA BESS | 23INR0331 |  | JIM WELLS | STORAGE | SOUTH | 2024 | 61.4 | 61.4 | 61.4 | 61.4 | 61.4 | 61.4 | 61.4 | 61.4 | 61.4 | 61.4 | 61.4
1502 | TANZANITE STORAGE | 22INR0549 |  | HENDERSON | STORAGE | NORTH | 2024 | 257.7 | 0 | 257.7 | 257.7 | 257.7 | 257.7 | 257.7 | 257.7 | 257.7 | 257.7 | 257.7
1503 | THIRD COAST BESS | 23INR0361 |  | JACKSON | STORAGE | SOUTH | 2024 | 101.2 | 0 | 101.2 | 101.2 | 101.2 | 101.2 | 101.2 | 101.2 | 101.2 | 101.2 | 101.2
1504 | TIDWELL PRAIRIE STORAGE 1 | 21INR0517 |  | ROBERTSON | STORAGE | NORTH | 2026 | 200 | 0 | 0 | 200 | 200 | 200 | 200 | 200 | 200 | 200 | 200
1505 | TIERRA SECA BESS | 23INR0364 |  | VAL VERDE | STORAGE | WEST | 2025 | 101.2 | 0 | 0 | 101.2 | 101.2 | 101.2 | 101.2 | 101.2 | 101.2 | 101.2 | 101.2
1506 | UMBRA (STOCKYARD) BESS | 23INR0156 |  | FRANKLIN | STORAGE | NORTH | 2025 | 73 | 0 | 73 | 73 | 73 | 73 | 73 | 73 | 73 | 73 | 73
1507 | WALSTROM BESS | 22INR0540 |  | AUSTIN | STORAGE | SOUTH | 2025 | 200 | 0 | 200 | 200 | 200 | 200 | 200 | 200 | 200 | 200 | 200
1508 | WEIL TRACT BESS | 23INR0569 |  | NUECES | STORAGE | COASTAL | 2024 | 9.9 | 9.9 | 9.9 | 9.9 | 9.9 | 9.9 | 9.9 | 9.9 | 9.9 | 9.9 | 9.9
1509 | WIGEON WHISTLE BESS | 24INR0312 |  | COLLIN | STORAGE | NORTH | 2024 | 120.7 | 0 | 120.7 | 120.7 | 120.7 | 120.7 | 120.7 | 120.7 | 120.7 | 120.7 | 120.7
1510 | WIZARD BESS | 25INR0300 |  | GALVESTON | STORAGE | HOUSTON | 2025 | 150.6 | 0 | 150.6 | 150.6 | 150.6 | 150.6 | 150.6 | 150.6 | 150.6 | 150.6 | 150.6
1511 | YAUPON STORAGE SLF | 24INR0169 |  | MILAM | STORAGE | SOUTH | 2025 | 102.04 | 0 | 0 | 0 | 0 | 0 | 0 | 0 | 0 | 0 | 0
1512 | ZIER STORAGE | 21INR0027 |  | KINNEY | STORAGE | SOUTH | 2024 | 40.4 | 40.4 | 40.4 | 40.4 | 40.4 | 40.4 | 40.4 | 40.4 | 40.4 | 40.4 | 40.4
1513 | SMALL GENERATORS WITH SIGNED IAs AND 'MODEL READY DATES' PENDING * | [6 empty] | 69.5 | 69.5 | 69.5 | 69.5 | 69.5 | 69.5 | 69.5 | 69.5 | 69.5 | 69.5 | 69.5
1514 | Planned Capacity Total (Storage) | [6 empty] | 15780.07 | 4457.6 | 12048.1 | 15410 | 15410 | 15410 | 15410 | 15410 | 15410 | 15410 | 15410
1515 | Storage Peak Average Capacity Percentage |  | STORAGE_PL_PEAK_PCT | % |  |  |  | 100 | 0 | 0 | 0 | 0 | 0 | 0 | 0 | 0 | 0 | 0
1516
1517 | Inactive Planned Resources
1518 | AGATE SOLAR | 20INR0023 |  | ELLIS | SOLAR | NORTH | 2020 | 60 | 60 | 60 | 60 | 60 | 60 | 60 | 60 | 60 | 60 | 60
1519 | HART WIND | 16INR0033 |  | CASTRO | WIND-P | PANHANDLE | 2026 | 165 | 0 | 0 | 165 | 165 | 165 | 165 | 165 | 165 | 165 | 165
1520 | KONTIKI 1 WIND (ERIK) | 19INR0099a |  | GLASSCOCK | WIND-O | WEST | 2023 | 250.1 | 250.1 | 250.1 | 250.1 | 250.1 | 250.1 | 250.1 | 250.1 | 250.1 | 250.1 | 250.1
1521 | KONTIKI 2 WIND (ERNEST) | 19INR0099b |  | GLASSCOCK | WIND-O | WEST | 2023 | 250.1 | 250.1 | 250.1 | 250.1 | 250.1 | 250.1 | 250.1 | 250.1 | 250.1 | 250.1 | 250.1
1522 | MARIAH DEL ESTE | 13INR0010a |  | PARMER | WIND-P | PANHANDLE | 2020 | 152.5 | 152.5 | 152.5 | 152.5 | 152.5 | 152.5 | 152.5 | 152.5 | 152.5 | 152.5 | 152.5
1523 | MIRAGE CTG 1 | 17INR0022 |  | HARRIS | GAS-GT | HOUSTON | 2023 | 11 | 11 | 11 | 11 | 11 | 11 | 11 | 11 | 11 | 11 | 11
1524 | NORTHDRAW WIND | 13INR0025 |  | RANDALL | WIND-P | PANHANDLE | 2020 | 150 | 150 | 150 | 150 | 150 | 150 | 150 | 150 | 150 | 150 | 150
1525 | RUETER SOLAR | 20INR0202 |  | BOSQUE | SOLAR | NORTH | 2025 | 200 | 0 | 0 | 200 | 200 | 200 | 200 | 200 | 200 | 200 | 200
1526 | SODA LAKE SOLAR 1 SLF | 20INR0143 |  | CRANE | SOLAR | WEST | 2024 | 203 | 203 | 203 | 203 | 203 | 203 | 203 | 203 | 203 | 203 | 203
1527 | SODA LAKE SOLAR 2 SLF | 23INR0080 |  | CRANE | SOLAR | WEST | 2023 | 202.6 | 202.6 | 202.6 | 202.6 | 202.6 | 202.6 | 202.6 | 202.6 | 202.6 | 202.6 | 202.6
1528 | SPINEL SOLAR | 20INR0025 |  | MEDINA | SOLAR | SOUTH | 2024 | 30 | 0 | 30 | 30 | 30 | 30 | 30 | 30 | 30 | 30 | 30
1529 | Inactive Planned Capacity Total | [6 empty] | 1674.3 | 1279.3 | 1309.3 | 1674.3 | 1674.3 | 1674.3 | 1674.3 | 1674.3 | 1674.3 | 1674.3 | 1674.3
1530
1531 | Seasonal Mothballed Resources
1532 | POWERLANE PLANT STG 1 (AS OF 10/1/2022, AVAILABLE 5/26 THROUGH 9/30) |  | STEAM1A_STEAM_1 | HUNT | GAS-ST | NORTH | 1966 | 18.75 | 17.5 | 17.5 | 17.5 | 17.5 | 17.5 | 17.5 | 17.5 | 17.5 | 17.5 | 17.5
1533 | SPENCER STG U4 (AS OF 10/24/2022, AVAILABLE 4/2 THROUGH 11/30) |  | SPNCER_SPNCE_4 | DENTON | GAS-ST | NORTH | 1966 | 61 | 57 | 57 | 57 | 57 | 57 | 57 | 57 | 57 | 57 | 57
1534 | SPENCER STG U5 (AS OF 10/24/2022, AVAILABLE 4/2 THROUGH 11/30) |  | SPNCER_SPNCE_5 | DENTON | GAS-ST | NORTH | 1973 | 65 | 61 | 61 | 61 | 61 | 61 | 61 | 61 | 61 | 61 | 61
1535 | Total Seasonal Mothballed Capacity | [6 empty] | 144.75 | 135.5 | 135.5 | 135.5 | 135.5 | 135.5 | 135.5 | 135.5 | 135.5 | 135.5 | 135.5
1536
1537 | Mothballed Resources
1538 | BRANDON (LP&L) (DGR) (INDEFINITE MOTHBALL AS OF 10/2/2023) |  | BRANDON_UNIT1 | LUBBOCK | GAS-GT | PANHANDLE | 2021 | 25 | 20 | 20 | 20 | 20 | 20 | 20 | 20 | 20 | 20 | 20
1539 | CALENERGY-FALCON SEABOARD STG 3 (AS OF 7/8/22, DUE TO FORCED OUTAGE) |  | FLCNS_UNIT3 | HOWARD | GAS-CC | WEST | 1988 | 62 | 62 | 62 | 62 | 62 | 62 | 62 | 62 | 62 | 62 | 62
1540 | R MASSENGALE CTG 1 (LP&L) (INDEFINITE MOTHBALL AS OF 10/2/2023) |  | MASSENGL_G6 | LUBBOCK | GAS-CC | PANHANDLE | 2021 | 20 | 18 | 18 | 18 | 18 | 18 | 18 | 18 | 18 | 18 | 18
1541 | R MASSENGALE CTG 2 (LP&L) (INDEFINITE MOTHBALL AS OF 10/2/2023) |  | MASSENGL_G7 | LUBBOCK | GAS-CC | PANHANDLE | 2021 | 20 | 18 | 18 | 18 | 18 | 18 | 18 | 18 | 18 | 18 | 18
1542 | R MASSENGALE STG (LP&L) (INDEFINITE MOTHBALL AS OF 10/2/2023) |  | MASSENGL_G8 | LUBBOCK | GAS-CC | PANHANDLE | 2021 | 58.9 | 38 | 38 | 38 | 38 | 38 | 38 | 38 | 38 | 38 | 38
1543 | RAY OLINGER STG 1 (AS OF 4/5/22) |  | OLINGR_OLING_1 | COLLIN | GAS-ST | NORTH | 1967 | 78 | 78 | 78 | 78 | 78 | 78 | 78 | 78 | 78 | 78 | 78
1544 | TEXAS BIG SPRING WIND B (ENTERING INDEFINITE MOTHBALL STATUS ON 1/1/24) |  | SGMTN_SIGNALM2 | HOWARD | WIND-O | WEST | 1999 | 6.6 | 6.6 | 6.6 | 6.6 | 6.6 | 6.6 | 6.6 | 6.6 | 6.6 | 6.6 | 6.6
1545 | TY COOKE CTG 1 (LP&L) (INDEFINITE MOTHBALL AS OF 10/2/2023) |  | TY_COOKE_GT2 | LUBBOCK | GAS-GT | PANHANDLE | 2021 | 18.7 | 14 | 14 | 14 | 14 | 14 | 14 | 14 | 14 | 14 | 14
1546 | TY COOKE CTG 2 (LP&L) (INDEFINITE MOTHBALL AS OF 10/2/2023) |  | TY_COOKE_GT3 | LUBBOCK | GAS-GT | PANHANDLE | 2021 | 26.6 | 17 | 17 | 17 | 17 | 17 | 17 | 17 | 17 | 17 | 17
1547 | WICHITA FALLS STG 4 (ENTERING INDEFINITE MOTHBALL STATUS ON 11/1/23) |  | WFCOGEN_UNIT4 | WICHITA | GAS-CC | WEST | 1987 | 20 | 17 | 17 | 17 | 17 | 17 | 17 | 17 | 17 | 17 | 17
1548 | Total Mothballed Capacity | [6 empty] | 335.8 | 288.6 | 288.6 | 288.6 | 288.6 | 288.6 | 288.6 | 288.6 | 288.6 | 288.6 | 288.6
1549
1550 | Retiring Resources Unavailable to ERCOT (since last CDR/MORA)
1551 | Total Retiring Capacity | [6 empty] | 0 | 0 | 0 | 0 | 0 | 0 | 0 | 0 | 0 | 0 | 1
Capacity changes due to planned repower/upgrade projects are reflected in the operational units' ratings upon receipt and ERCOT approval of updated resource registration system information. Interconnection requests for existing resources that involve MW capacity changes are indicated with a code in the “Generation Interconnection Project Code” column.
Although seasonal capacity ratings for battery energy storage systems are reported above, the ratings are not included in the operational/planned capacity formulae. These resources are assumed to provide Ancillary Services rather than sustained capacity available to meet system peak loads.
The capacities of planned projects that have been approved for Initial Synchronization at the time of report creation are assumed to be available for the season regardless of their projected Commercial Operations Dates.
Planned projects for which maximum seasonal sustained capacity ratings have been provided are used in lieu of capacities entered into the online Resource Integration and Ongoing Operations - Interconnection Services (RIOO-IS) system.
Installed capacity ratings are based on the maximum power that a generating unit can produce during normal sustained operating conditions as specified by the equipment manufacturer. These ratings reflect the latest information in the Resource Integration and Ongoing Operations - Reources Services (RIOO-RS) system.
Note on I404: CHISHOLM GRID, 100 MW Battery energy will be on extended outage from 11/1/24 for 14-18 months.
Note on K404: CHISHOLM GRID, 100 MW Battery energy will be on extended outage from 11/1/24 for 14-18 months.
Note on J443: Extended outages: GUADALUPE BLANCO RIVER AUTH-SCHUMANSVILLE (3.6 MW) and 2.4 MW of the 4.8 MW GUADALUPE BLANCO RIVER AUTH-LAKEWOOD TAP Hydro unit.

## Peak v High Net Load Hour 2024
Summer 2024
Load Forecast, MW [1] |  | Peak Load Hour (Hour-ending 5:00 PM) | High Net Load Hour (Hour-ending 8:00 PM) | MW Difference, 5:00 to 8:00 PM
| Summer Peak Demand (based on normal weather) | 83765 | 79927 | -3838
| plus: Energy Efficiency Program Savings Forecast | 3687.4731 | 3310.5748 | -376.8983
| Total Summer Peak Demand (before Reductions from Energy Efficiency Programs) | 87452.4731 | 83237.5748 | -4214.8983
| less: Incremental Rooftop PV Forecast | -1058 | -325 | 733
| less: Load Resources providing Responsive Reserves | -1409.64 | -1409.64 | 0
| less: Load Resources providing Non-Spinning Reserves | -37 | -47.9502 | -10.9502
| less: Emergency Response Service (10- and 30-min ramp products) | -880.3212 | -993.7171 | -113.3959
| less: TDSP Standard Offer Load Management Programs | -330.48 | -330 | 0.48
| less: Energy Efficiency Program Savings Forecast | -3687.4731 | -3310.5748 | 376.8983
| Firm Peak Demand, MW | 80049.5588 | 76820.6927 | -3228.8661
Resources, MW [2] |  | Peak Load Hour (Hour-ending 5:00 PM) | High Net Load Hour (Hour-ending 8:00 PM) | MW Change, 5:00 to 8:00 PM
| Installed Summer-rated Capacity, Thermal | 66224.9 | 66224.9 | 0
| Hydroelectric, Peak Average Capacity Contribution (84% of installed capacity) | 455.1532 | 455.1532 | 0
| Switchable Capacity | 3490 | 3490 | 0
| less: Switchable Capacity Unavailable to ERCOT | -1155 | -1155 | 0
| Available Mothballed Capacity | 135.5 | 135.5 | 0
| Capacity from Private Use Networks | 2759.925 | 2759.925 | 0
| Coastal Wind, Peak Average Capacity Contribution | 3258.12 | 4180.168 | 922.048
| Panhandle Wind, Peak Average Capacity Contribution | 1278.233 | 1639.9729 | 361.7399
| Other Wind, Peak Average Capacity Contribution | 6128.298 | 7862.6063 | 1734.3083
| Solar Utility-Scale, Peak Average Capacity Contribution | 14975.8 | 3998.5386 | -10977.2614
| Storage, Peak Average Capacity Contribution | 0 | 0 | 0
| RMR Capacity to be under Contract | 0 | 0 | 0
| Capacity Pending Retirement | 0 | 0 | 0
| Operational Generation Capacity, MW | 97550.9292 | 89591.764 | -7959.1652
0
| Non-Synchronous Ties (Based on average net import contribution during summer 2019 EEA events) | 850.34 | 850.34 | 0
0
| Planned Resources (not wind, solar or storage) with Signed IA, Air Permits and Adequate Water Supplies | 505.56 | 505.56 | 0
| Planned Coastal Wind with Signed IA, Peak Average Capacity Contribution | 0 | 0 | 0
| Planned Panhandle Wind with Signed IA, Peak Average Capacity Contribution | 74.849 | 96.0313 | 21.1823
| Planned Other Wind with Signed IA, Peak Average Capacity Contribution | 287.2606 | 368.5553 | 81.2947
| Planned Solar Utility-Scale, Peak Average Capacity Contribution | 4339.6 | 1158.6732 | -3180.9268
| Planned Storage, Peak Average Capacity Contribution | 0 | 0 | 0
| Planned Generation Capacity, MW | 5207.2696 | 2128.8198 | -3078.4498
0
| Total Capacity, MW | 103608.5388 | 92570.9239 | -11037.615
Percentage Point Difference
| Reserve Margin | 29.43% | 20.5% | -8.9279
(Total Resources - Firm Load Forecast) / Firm Load Forecast
| Reserve Margin including a battery storage capacity contribution (1,737 MW) [3] | 32.05% | 23.23% | -8.8177
NOTES:
[1] Derivation of the Hourly Load Forecasts
The load forecasts for hours-ending 5:00 and 8:00 PM come from ERCOT's official Long Term Load Forecast, and assume that the summer peak load day occurs on August 4th.
[2] Derivation of Net Peak Load Wind and Solar Capacities
Hour-ending 8:00 PM wind and solar capacities are the original CDR values multiplied by a ratio of 50th-percentile values taken from synthetic profiles values representing the range of potential values for the 5:00 and 8:00 PM summer hours. Specifically, the wind and solar ratios are the 50th percentile (P50) values for 8:00 PM divided by the P50 values for 5:00 PM. The wind and solar ratios are 1.283 and 0.267, respectively. These ratios reflect the ramp-up of wind and ramp-down of solar in the evening hours.
[3] Reserve Margin with a Battery Storage Capacity Contribution
The 1,737 MW contribution is based on the amount of battery storage capability assumed to be available for dispatch prior to the highest summer net load hours for August 2023. The capacity contribution percentage is 0.203, and is multiplied by the forecasted installed capacity of operational plus planned units in the CDR for July 2024 (8,557 MW, reflecting less planned capacity than reported in the May CDR report). The capacity contribution percentage is based on analysis of battery State-of-Charge available for energy, and accounting for Ancillary Service obligations, during hours-ending 4:00 PM through 7:00 PM for August 2022.

## Planned Resource Scenarios
Planned Resources Scenarios, Summer
The tables below show condensed versions of the Summer Summary tab for 2024-2028 under different sets of planned project inclusion criteria. Table 1 shows the line items under the current CDR-eligibility criteria (signed IA and air permits/proof of adequate water supplies for fossil-fuel projects). Tables 2, 3, and 4 show the line items under more selective sets of criteria for including planned projects: Table 2 - Meets All Planning Guide Section 6.9(1) Requirements, Table 3 - Meets All Planning Guide Section 6.9 Requirements, Table 4 - meets Quarterly Stability Assessment prerequisites. Table 5 compares the Planning Reserve Margins across the four sets of CDR planned project inclusion criteria. An abbreviated summary of the Planning Guide criteria are listed below the data tables. See Planning Guide Sections 5.9 and 6.9 for the full text. Planned Projects data comes from generation capacity developers and owners as reported in ERCOT's Resource Integration and Ongoing Operations (RIOO) system and other data collection mechanisms described in the ERCOT Protocols.
Table 1: Summer Summary - CDR Eligibility Criteria for Planned Projects
| 2024 | 2025 | 2026 | 2027 | 2028
Firm Peak Load, MW | 80049.5588 | 80628.4078 | 81509.4078 | 82299.4078 | 83960.4078
Operational Generation Capacity and Non-Synchronous Ties, MW | 98401.2692 | 98250.2692 | 98396.2692 | 99009.2692 | 99009.2692
Planned Project Capacity, MW
Planned Thermal (not wind, solar or storage) | 505.56 | 723.66 | 723.66 | 723.66 | 723.66
Planned Wind | 362.1096 | 634.6486 | 1175.8926 | 1258.4146 | 1258.4146
Planned Solar | 4339.6 | 18707.552 | 25282.16 | 26375.42 | 26375.42
Planning Reserve Margin | 29.43% | 46.74% | 54.07% | 54.76% | 51.7%
Table 2: Summer Summary - Planned Projects that Meet All Planning Guide 6.9(1) Requirements
| 2024 | 2025 | 2026 | 2027 | 2028
Firm Peak Load, MW | 80049.5588 | 80628.4078 | 81509.4078 | 82299.4078 | 83960.4078
Operational Generation Capacity and Non-Synchronous Ties, MW | 98401.2692 | 98250.2692 | 98396.2692 | 99009.2692 | 99009.2692
Planned Project Capacity, MW
Planned Thermal (not wind, solar or storage) | 505.56 | 505.56 | 505.56 | 505.56 | 505.56
Planned Wind | 362.1096 | 465.1766 | 517.2946 | 599.8166 | 599.8166
Planned Solar | 3921.6 | 11434.732 | 13737.456 | 13737.456 | 13737.456
Planning Reserve Margin | 28.91% | 37.24% | 38.83% | 38.34% | 35.6%
Table 3: Summer Summary - Planned Projects Meeting All Planning Guide 6.9 Requirements
| 2024 | 2025 | 2026 | 2027 | 2028
Firm Peak Load, MW | 80049.5588 | 80628.4078 | 81509.4078 | 82299.4078 | 83960.4078
Operational Generation Capacity and Non-Synchronous Ties, MW | 98401.2692 | 98250.2692 | 98396.2692 | 99009.2692 | 99009.2692
Planned Project Capacity, MW
Planned Thermal (not wind, solar or storage) | 505.56 | 505.56 | 505.56 | 505.56 | 505.56
Planned Wind | 362.1096 | 465.1766 | 465.1766 | 465.1766 | 465.1766
Planned Solar | 3692.612 | 6842.964 | 7094.752 | 7094.752 | 7094.752
Planning Reserve Margin | 28.62% | 31.55% | 30.61% | 30.1% | 27.53%
Table 4: Summer Summary - Planned Projects Meeting Quarterly Stability (QSA) Study Prerequisites
| 2024 | 2025 | 2026 | 2027 | 2028
Firm Peak Load, MW | 80049.5588 | 80628.4078 | 81509.4078 | 82299.4078 | 83960.4078
Operational Generation Capacity and Non-Synchronous Ties, MW | 98401.2692 | 98250.2692 | 98396.2692 | 99009.2692 | 99009.2692
Planned Project Capacity, MW
Planned Thermal (not wind, solar or storage) | 505.56 | 505.56 | 505.56 | 505.56 | 505.56
Planned Wind | 362.1096 | 465.1766 | 465.1766 | 465.1766 | 465.1766
Planned Solar | 3692.612 | 6453.844 | 6610.632 | 6610.632 | 6610.632
Planning Reserve Margin | 28.62% | 31.06% | 30.02% | 29.52% | 26.95%
Table 5: Summer Planning Reserve Margin Comparison Based on Different Planned Project Inclusion Criteria
| 2024 | 2025 | 2026 | 2027 | 2028
Planning Reserve Margin—Current CDR-eligible criteria | 29.43% | 46.74% | 54.07% | 54.76% | 51.7%
Planning Reserve Margin—Section 6.9(1) Requirements | 28.91% | 37.24% | 38.83% | 38.34% | 35.6%
Planning Reserve Margin—Section 6.9 Requirements | 28.62% | 31.55% | 30.61% | 30.1% | 27.53%
Planning Reserve Margin—QSA Study Requirements | 28.62% | 31.06% | 30.02% | 29.52% | 26.95%
Planning Guide Section 6.9(1) Requirements
1. The Interconnecting Entity (IE) provides all data required for the Security Screening Study and Full Interconnection Study (FIS).
2. ERCOT determines that the IE has received all necessary Texas Commission on Environmental Quality (TCEQ)-approved air permits or that no such permits are required.
3. The IE submits a completed Declaration of Adequate Water Supplies. (Wind, solar and battery storage projects are exempted.)
4. ERCOT receives a signed Standard Generation Interconnection Agreement (SGIA) or other financially binding agreement from the Transmission Service Provider (TSP) and IE, and a written notice from the TSP that the IE has provided:
(A) A notice to proceed with the construction of the interconnection and; (B) The financial security required to fund the interconnection facilities.
or, a letter from an authorized official from a Municipally Owned Utility (MOU) or Electric Cooperative (EC) confirming the Entity’s intent to construct, interconnect and operate the resource.
Planning Guide Section 6.9 Requirements
1. The requirements for Section 6.9(1).
2. The IE shall provide within 60 days the remaining required data as specified in the Resource Registration Glossary using the applicable Resource Registration process.
Quarterly Stability Assessment Prerequisites from Planning Guide Section 5.9
1. All requirements under Planning Guide Section 6.9 have been met.
2. The IE has provided all dynamic model data to ERCOT.
3. The Full Interconnection Study has been completed.
4. The Reactive Power Study has been completed.
5. Completion of required system improvements or mitigation plans identified in these studies.

## WinterSummary
Report on the Capacity, Demand and Reserves in the ERCOT Region
Winter Summary: 2024/2025 through 2033/2034
These columns indicate the impact of not adding any new resources during the latter half of the CDR forecast period. Project developers typically submit interconnection requests no more than two to four years before the facilities are expected to enter commercial operations.
Load Forecast, MW: |  |  | 2024/2025 | 2025/2026 | 2026/2027 | 2027/2028 | 2028/2029 | 2029/2030 | 2030/2031 | 2031/2032 | 2032/2033 | 2033/2034
| Winter Peak Demand, Gross (based on normal weather) |  | 69282 | 71608 | 73709 | 75868 | 77799 | 79604 | 81033 | 82668 | 84423 | 86029
| plus: Energy Efficiency Program Savings Forecast |  | 3687.4731 | 4064.3713 | 4441.2696 | 4818.1679 | 5195.0661 | 5571.9644 | 5948.8626 | 6325.7609 | 6702.6591 | 6702.6591
| Total Winter Peak Demand (before Reductions from Energy Efficiency Programs) |  | 72969.4731 | 75672.3713 | 78150.2696 | 80686.1679 | 82994.0661 | 85175.9644 | 86981.8626 | 88993.7609 | 91125.6591 | 92731.6591
| less: Incremental Rooftop PV Forecast |  | -24 | -34 | -46 | -63 | -83 | -107 | -136 | -105 | -204 | -224
| less: Load Resources providing Responsive Reserves |  | -1601 | -1601 | -1601 | -1601 | -1601 | -1601 | -1601 | -1601 | -1601 | -1601
| less: Load Resources providing Non-Spinning Reserves |  | -46 | -46 | -46 | -46 | -46 | -46 | -46 | -46 | -46 | -46
| less: Emergency Response Service (10- and 30-min ramp products) |  | -1142.6244 | -1186.8312 | -1186.8312 | -1186.8312 | -1186.8312 | -1186.8312 | -1186.8312 | -1186.8312 | -1186.8312 | -1186.8312
| less: TDSP Standard Offer Load Management Programs |  | -70.38 | -70.38 | -70.38 | -70.38 | -70.38 | -70.38 | -70.38 | -70.38 | -70.38 | -70.38
| less: Energy Efficiency Program Savings Forecast |  | -3687.4731 | -4064.3713 | -4441.2696 | -4818.1679 | -5195.0661 | -5571.9644 | -5948.8626 | -6325.7609 | -6702.6591 | -6702.6591
| Firm Peak Demand, MW |  | 66397.9956 | 68669.7888 | 70758.7888 | 72900.7888 | 74811.7888 | 76592.7888 | 77992.7888 | 79658.7888 | 81314.7888 | 82900.7888
Resources, MW: |  |  | Expected Capacity Available for Winter Peak Demands
|  | Cumulative Installed Capacity Ratings by 2027 (see Note) | 2024/2025 | 2025/2026 | 2026/2027 | 2027/2028 | 2028/2029 | 2029/2030 | 2030/2031 | 2031/2032 | 2032/2033 | 2033/2034
| Installed Winter-rated Capacity, Thermal | 74766.34 | 70007.5 | 70007.5 | 70007.5 | 70007.5 | 70007.5 | 70007.5 | 70007.5 | 70007.5 | 70007.5 | 70007.5
| Hydroelectric, Peak Average Capacity Contribution (73% of installed capacity) | 576.6 | 411.4666 | 411.4666 | 411.4666 | 411.4666 | 411.4666 | 411.4666 | 411.4666 | 411.4666 | 411.4666 | 411.4666
| Switchable Capacity | 3864.12 | 3816 | 3816 | 3816 | 3816 | 3816 | 3816 | 3816 | 3816 | 3816 | 3816
| less: Switchable Capacity Unavailable to ERCOT | -185 | -185 | -185 | -185 | 0 | 0 | 0 | 0 | 0 | 0 | 0
| Available Mothballed Capacity | 0 | 0 | 0 | 0 | 0 | 0 | 0 | 0 | 0 | 0 | 0
| Capacity from Private Use Networks | 9336 | 3578.925 | 3578.925 | 3573.925 | 3573.925 | 3573.925 | 3573.925 | 3573.925 | 3573.925 | 3573.925 | 3573.925
| Coastal Wind, Peak Average Capacity Contribution (56% of installed capacity) | 5436.37 | 3040.912 | 3040.912 | 3040.912 | 3040.912 | 3040.912 | 3040.912 | 3040.912 | 3040.912 | 3040.912 | 3095.214
| Panhandle Wind, Peak Average Capacity Contribution (37% of installed capacity) | 4410.43 | 1630.849 | 1630.849 | 1630.849 | 1630.849 | 1630.849 | 1630.849 | 1630.849 | 1630.849 | 1630.849 | 1674.926
| Other Wind, Peak Average Capacity Contribution (26% of installed capacity) | 28098.53 | 7242.534 | 7242.534 | 7242.534 | 7242.534 | 7242.534 | 7242.534 | 7242.534 | 7242.534 | 7242.534 | 7242.534
| Solar Utility-Scale, Peak Average Capacity Contribution (14% of installed capacity) | 19851.03 | 2754.388 | 2754.388 | 2754.388 | 2754.388 | 2754.388 | 2754.388 | 2754.388 | 2754.388 | 2754.388 | 2754.388
| Storage, Peak Average Capacity Contribution | 4099.86 | 0 | 0 | 0 | 0 | 0 | 0 | 0 | 0 | 0 | 0
| RMR Capacity to be under Contract | 0 | 0 | 0 | 0 | 0 | 0 | 0 | 0 | 0 | 0 | 0
| Capacity Pending Retirement | 0 | 0 | 0 | 0 | 0 | 0 | 0 | 0 | 0 | 0 | 0
| Operational Generation Capacity, MW | 150254.28 | 92297.5746 | 92297.5746 | 92292.5746 | 92477.5746 | 92477.5746 | 92477.5746 | 92477.5746 | 92477.5746 | 92477.5746 | 92575.9536
| Non-Synchronous Ties (Based on average net import contribution during winter 2020/21 EEA events) | 1220 | 719.8 | 719.8 | 719.8 | 719.8 | 719.8 | 719.8 | 719.8 | 719.8 | 719.8 | 719.8
| Planned Resources (not wind, solar or storage) with Signed IA, Air Permits and Adequate Water Supplies | 846.1 | 656.7 | 806.1 | 806.1 | 806.1 | 806.1 | 806.1 | 806.1 | 806.1 | 806.1 | 806.1
| Planned Coastal Wind with Signed IA, Peak Average Capacity Contribution (56% of installed capacity) | 461.8 | 0 | 277.08 | 277.08 | 277.08 | 277.08 | 277.08 | 277.08 | 277.08 | 207.81 | 212.428
| Planned Panhandle Wind with Signed IA, Peak Average Capacity Contribution (37% of installed capacity) | 848.2 | 95.497 | 313.834 | 313.834 | 313.834 | 313.834 | 313.834 | 313.834 | 313.834 | 313.834 | 322.316
| Planned Other Wind with Signed IA, Peak Average Capacity Contribution (26% of installed capacity) | 3342.53 | 339.482 | 681.954 | 869.05 | 869.05 | 869.05 | 869.05 | 869.05 | 869.05 | 869.05 | 869.05
| Planned Solar Utility-Scale, Peak Average Capacity Contribution (14% of installed capacity) | 34704.5 | 1386.35 | 4002.796 | 4830.63 | 4858.63 | 4858.63 | 4858.63 | 4858.63 | 4858.63 | 4858.63 | 4858.63
| Planned Storage, Peak Average Capacity Contribution | 15780.07 | 0 | 0 | 0 | 0 | 0 | 0 | 0 | 0 | 0 | 0
| Planned Generation Capacity, MW | 55983.2 | 2478.029 | 6081.764 | 7096.694 | 7124.694 | 7124.694 | 7124.694 | 7124.694 | 7124.694 | 7055.424 | 7068.524
| Total Capacity, MW | 207457.48 | 95495.4036 | 99099.1386 | 100109.0686 | 100322.0686 | 100322.0686 | 100322.0686 | 100322.0686 | 100322.0686 | 100252.7986 | 100364.2776
|  |  | 2024/2025 | 2025/2026 | 2026/2027 | 2027/2028 | 2028/2029 | 2029/2030 | 2030/2031 | 2031/2032 | 2032/2033 | 2033/2034
| Reserve Margin |  | 43.82% | 44.31% | 41.48% | 37.61% | 34.1% | 30.98% | 28.63% | 25.94% | 23.29% | 21.07%
(Total Resources - Firm Load Forecast) / Firm Load Forecast
Note on Installed Capacities: Installed capacity ratings are based on the maximum power that a generating unit can produce during normal sustained operating conditions as specified by the equipment manufacturer.

## WinterCapacities
| Unit Megawatt Capacities - Winter | [6 empty] | WINTER CAPACITY (MW)
| UNIT NAME | INR | UNIT CODE | COUNTY | FUEL | ZONE | IN SERVICE | INSTALLED CAPACITY RATING (MW) | 2024/2025 | 2025/2026 | 2026/2027 | 2027/2028 | 2028/2029 | 2029/2030 | 2030/2031 | 2031/2032 | 2032/2033 | 2033/2034
Operational Resources (Thermal)
4 | COMANCHE PEAK U1 |  | CPSES_UNIT1 | SOMERVELL | NUCLEAR | NORTH | 1990 | 1269 | 1235 | 1235 | 1235 | 1235 | 1235 | 1235 | 1235 | 1235 | 1235 | 1235
5 | COMANCHE PEAK U2 |  | CPSES_UNIT2 | SOMERVELL | NUCLEAR | NORTH | 1993 | 1269 | 1225 | 1225 | 1225 | 1225 | 1225 | 1225 | 1225 | 1225 | 1225 | 1225
6 | SOUTH TEXAS U1 |  | STP_STP_G1 | MATAGORDA | NUCLEAR | COASTAL | 1988 | 1365 | 1353.2 | 1353.2 | 1353.2 | 1353.2 | 1353.2 | 1353.2 | 1353.2 | 1353.2 | 1353.2 | 1353.2
7 | SOUTH TEXAS U2 |  | STP_STP_G2 | MATAGORDA | NUCLEAR | COASTAL | 1989 | 1365 | 1340 | 1340 | 1340 | 1340 | 1340 | 1340 | 1340 | 1340 | 1340 | 1340
8 | COLETO CREEK |  | COLETO_COLETOG1 | GOLIAD | COAL | SOUTH | 1980 | 655 | 655 | 655 | 655 | 655 | 655 | 655 | 655 | 655 | 655 | 655
9 | FAYETTE POWER U1 |  | FPPYD1_FPP_G1 | FAYETTE | COAL | SOUTH | 1979 | 615 | 603 | 603 | 603 | 603 | 603 | 603 | 603 | 603 | 603 | 603
10 | FAYETTE POWER U2 |  | FPPYD1_FPP_G2 | FAYETTE | COAL | SOUTH | 1980 | 615 | 605 | 605 | 605 | 605 | 605 | 605 | 605 | 605 | 605 | 605
11 | FAYETTE POWER U2 |  | FPPYD2_FPP_G3 | FAYETTE | COAL | SOUTH | 1988 | 460 | 449 | 449 | 449 | 449 | 449 | 449 | 449 | 449 | 449 | 449
12 | J K SPRUCE U1 |  | CALAVERS_JKS1 | BEXAR | COAL | SOUTH | 1992 | 560 | 560 | 560 | 560 | 560 | 560 | 560 | 560 | 560 | 560 | 560
13 | J K SPRUCE U2 |  | CALAVERS_JKS2 | BEXAR | COAL | SOUTH | 2010 | 922 | 785 | 785 | 785 | 785 | 785 | 785 | 785 | 785 | 785 | 785
14 | LIMESTONE U1 |  | LEG_LEG_G1 | LIMESTONE | COAL | NORTH | 1985 | 893 | 824 | 824 | 824 | 824 | 824 | 824 | 824 | 824 | 824 | 824
15 | LIMESTONE U2 |  | LEG_LEG_G2 | LIMESTONE | COAL | NORTH | 1986 | 956.8 | 836 | 836 | 836 | 836 | 836 | 836 | 836 | 836 | 836 | 836
16 | MARTIN LAKE U1 |  | MLSES_UNIT1 | RUSK | COAL | NORTH | 1977 | 893 | 815 | 815 | 815 | 815 | 815 | 815 | 815 | 815 | 815 | 815
17 | MARTIN LAKE U2 |  | MLSES_UNIT2 | RUSK | COAL | NORTH | 1978 | 893 | 820 | 820 | 820 | 820 | 820 | 820 | 820 | 820 | 820 | 820
18 | MARTIN LAKE U3 |  | MLSES_UNIT3 | RUSK | COAL | NORTH | 1979 | 893 | 820 | 820 | 820 | 820 | 820 | 820 | 820 | 820 | 820 | 820
19 | OAK GROVE SES U1 |  | OGSES_UNIT1A | ROBERTSON | COAL | NORTH | 2010 | 916.8 | 855 | 855 | 855 | 855 | 855 | 855 | 855 | 855 | 855 | 855
20 | OAK GROVE SES U2 |  | OGSES_UNIT2 | ROBERTSON | COAL | NORTH | 2011 | 916.8 | 855 | 855 | 855 | 855 | 855 | 855 | 855 | 855 | 855 | 855
21 | SAN MIGUEL U1 |  | SANMIGL_G1 | ATASCOSA | COAL | SOUTH | 1982 | 430 | 391 | 391 | 391 | 391 | 391 | 391 | 391 | 391 | 391 | 391
22 | SANDY CREEK U1 |  | SCES_UNIT1 | MCLENNAN | COAL | NORTH | 2013 | 1008 | 932.6 | 932.6 | 932.6 | 932.6 | 932.6 | 932.6 | 932.6 | 932.6 | 932.6 | 932.6
23 | TWIN OAKS U1 |  | TNP_ONE_TNP_O_1 | ROBERTSON | COAL | NORTH | 1990 | 174.6 | 155 | 155 | 155 | 155 | 155 | 155 | 155 | 155 | 155 | 155
24 | TWIN OAKS U2 |  | TNP_ONE_TNP_O_2 | ROBERTSON | COAL | NORTH | 1991 | 174.6 | 155 | 155 | 155 | 155 | 155 | 155 | 155 | 155 | 155 | 155
25 | W A PARISH U5 |  | WAP_WAP_G5 | FORT BEND | COAL | HOUSTON | 1977 | 734.1 | 664 | 664 | 664 | 664 | 664 | 664 | 664 | 664 | 664 | 664
26 | W A PARISH U6 |  | WAP_WAP_G6 | FORT BEND | COAL | HOUSTON | 1978 | 734.1 | 663 | 663 | 663 | 663 | 663 | 663 | 663 | 663 | 663 | 663
27 | W A PARISH U7 |  | WAP_WAP_G7 | FORT BEND | COAL | HOUSTON | 1980 | 614.6 | 577 | 577 | 577 | 577 | 577 | 577 | 577 | 577 | 577 | 577
28 | W A PARISH U8 |  | WAP_WAP_G8 | FORT BEND | COAL | HOUSTON | 1982 | 653.99 | 610 | 610 | 610 | 610 | 610 | 610 | 610 | 610 | 610 | 610
29 | ARTHUR VON ROSENBERG 1 CTG 1 |  | BRAUNIG_AVR1_CT1 | BEXAR | GAS-CC | SOUTH | 2000 | 199.2 | 199.2 | 199.2 | 199.2 | 199.2 | 199.2 | 199.2 | 199.2 | 199.2 | 199.2 | 199.2
30 | ARTHUR VON ROSENBERG 1 CTG 2 |  | BRAUNIG_AVR1_CT2 | BEXAR | GAS-CC | SOUTH | 2000 | 195 | 176 | 176 | 176 | 176 | 176 | 176 | 176 | 176 | 176 | 176
31 | ARTHUR VON ROSENBERG 1 STG |  | BRAUNIG_AVR1_ST | BEXAR | GAS-CC | SOUTH | 2000 | 222 | 218.5 | 218.5 | 218.5 | 218.5 | 218.5 | 218.5 | 218.5 | 218.5 | 218.5 | 218.5
32 | ATKINS CTG 7 |  | ATKINS_ATKINSG7 | BRAZOS | GAS-GT | NORTH | 1973 | 21 | 20 | 20 | 20 | 20 | 20 | 20 | 20 | 20 | 20 | 20
33 | BARNEY M DAVIS CTG 3 |  | B_DAVIS_B_DAVIG3 | NUECES | GAS-CC | COASTAL | 2010 | 189.55 | 165 | 165 | 165 | 165 | 165 | 165 | 165 | 165 | 165 | 165
34 | BARNEY M DAVIS CTG 4 |  | B_DAVIS_B_DAVIG4 | NUECES | GAS-CC | COASTAL | 2010 | 189.55 | 165 | 165 | 165 | 165 | 165 | 165 | 165 | 165 | 165 | 165
35 | BARNEY M DAVIS STG 1 |  | B_DAVIS_B_DAVIG1 | NUECES | GAS-ST | COASTAL | 1974 | 352.8 | 292 | 292 | 292 | 292 | 292 | 292 | 292 | 292 | 292 | 292
36 | BARNEY M DAVIS STG 2 |  | B_DAVIS_B_DAVIG2 | NUECES | GAS-CC | COASTAL | 1976 | 351 | 325 | 325 | 325 | 325 | 325 | 325 | 325 | 325 | 325 | 325
37 | BASTROP ENERGY CENTER CTG 1 |  | BASTEN_GTG1100 | BASTROP | GAS-CC | SOUTH | 2002 | 188 | 188 | 188 | 188 | 188 | 188 | 188 | 188 | 188 | 188 | 188
38 | BASTROP ENERGY CENTER CTG 2 |  | BASTEN_GTG2100 | BASTROP | GAS-CC | SOUTH | 2002 | 188 | 188 | 188 | 188 | 188 | 188 | 188 | 188 | 188 | 188 | 188
39 | BASTROP ENERGY CENTER STG |  | BASTEN_ST0100 | BASTROP | GAS-CC | SOUTH | 2002 | 242 | 234 | 234 | 234 | 234 | 234 | 234 | 234 | 234 | 234 | 234
40 | BEACHWOOD POWER STATION U1 |  | BCH_UNIT1 | BRAZORIA | GAS-GT | COASTAL | 2022 | 60.5 | 49.8 | 49.8 | 49.8 | 49.8 | 49.8 | 49.8 | 49.8 | 49.8 | 49.8 | 49.8
41 | BEACHWOOD POWER STATION U2 |  | BCH_UNIT2 | BRAZORIA | GAS-GT | COASTAL | 2022 | 60.5 | 49.8 | 49.8 | 49.8 | 49.8 | 49.8 | 49.8 | 49.8 | 49.8 | 49.8 | 49.8
42 | BEACHWOOD POWER STATION U3 |  | BCH_UNIT3 | BRAZORIA | GAS-GT | COASTAL | 2022 | 60.5 | 49.8 | 49.8 | 49.8 | 49.8 | 49.8 | 49.8 | 49.8 | 49.8 | 49.8 | 49.8
43 | BEACHWOOD POWER STATION U4 |  | BCH_UNIT4 | BRAZORIA | GAS-GT | COASTAL | 2022 | 60.5 | 49.8 | 49.8 | 49.8 | 49.8 | 49.8 | 49.8 | 49.8 | 49.8 | 49.8 | 49.8
44 | BEACHWOOD POWER STATION U5 |  | BCH_UNIT5 | BRAZORIA | GAS-GT | COASTAL | 2022 | 60.5 | 49.8 | 49.8 | 49.8 | 49.8 | 49.8 | 49.8 | 49.8 | 49.8 | 49.8 | 49.8
45 | BEACHWOOD POWER STATION U6 |  | BCH_UNIT6 | BRAZORIA | GAS-GT | COASTAL | 2022 | 60.5 | 49.8 | 49.8 | 49.8 | 49.8 | 49.8 | 49.8 | 49.8 | 49.8 | 49.8 | 49.8
46 | BOSQUE ENERGY CENTER CTG 1 |  | BOSQUESW_BSQSU_1 | BOSQUE | GAS-CC | NORTH | 2000 | 188.7 | 170.9 | 170.9 | 170.9 | 170.9 | 170.9 | 170.9 | 170.9 | 170.9 | 170.9 | 170.9
47 | BOSQUE ENERGY CENTER CTG 2 |  | BOSQUESW_BSQSU_2 | BOSQUE | GAS-CC | NORTH | 2000 | 188.7 | 170.9 | 170.9 | 170.9 | 170.9 | 170.9 | 170.9 | 170.9 | 170.9 | 170.9 | 170.9
48 | BOSQUE ENERGY CENTER CTG 3 |  | BOSQUESW_BSQSU_3 | BOSQUE | GAS-CC | NORTH | 2001 | 188.7 | 168.5 | 168.5 | 168.5 | 168.5 | 168.5 | 168.5 | 168.5 | 168.5 | 168.5 | 168.5
49 | BOSQUE ENERGY CENTER STG 4 |  | BOSQUESW_BSQSU_4 | BOSQUE | GAS-CC | NORTH | 2001 | 94.95 | 85.2 | 85.2 | 85.2 | 85.2 | 85.2 | 85.2 | 85.2 | 85.2 | 85.2 | 85.2
50 | BOSQUE ENERGY CENTER STG 5 |  | BOSQUESW_BSQSU_5 | BOSQUE | GAS-CC | NORTH | 2009 | 254.15 | 226.7 | 226.7 | 226.7 | 226.7 | 226.7 | 226.7 | 226.7 | 226.7 | 226.7 | 226.7
51 | BRAZOS VALLEY CTG 1 |  | BVE_UNIT1 | FORT BEND | GAS-CC | HOUSTON | 2003 | 198.9 | 168 | 168 | 168 | 168 | 168 | 168 | 168 | 168 | 168 | 168
52 | BRAZOS VALLEY CTG 2 |  | BVE_UNIT2 | FORT BEND | GAS-CC | HOUSTON | 2003 | 198.9 | 168 | 168 | 168 | 168 | 168 | 168 | 168 | 168 | 168 | 168
53 | BRAZOS VALLEY STG 3 |  | BVE_UNIT3 | FORT BEND | GAS-CC | HOUSTON | 2003 | 275.57 | 270 | 270 | 270 | 270 | 270 | 270 | 270 | 270 | 270 | 270
54 | BROTMAN POWER STATION U1 |  | BTM_UNIT1 | BRAZORIA | GAS-GT | COASTAL | 2023 | 60.5 | 49.8 | 49.8 | 49.8 | 49.8 | 49.8 | 49.8 | 49.8 | 49.8 | 49.8 | 49.8
55 | BROTMAN POWER STATION U2 |  | BTM_UNIT2 | BRAZORIA | GAS-GT | COASTAL | 2023 | 60.5 | 49.8 | 49.8 | 49.8 | 49.8 | 49.8 | 49.8 | 49.8 | 49.8 | 49.8 | 49.8
56 | BROTMAN POWER STATION U3 |  | BTM_UNIT3 | BRAZORIA | GAS-GT | COASTAL | 2023 | 60.5 | 49.8 | 49.8 | 49.8 | 49.8 | 49.8 | 49.8 | 49.8 | 49.8 | 49.8 | 49.8
57 | BROTMAN POWER STATION U4 |  | BTM_UNIT4 | BRAZORIA | GAS-GT | COASTAL | 2023 | 60.5 | 49.8 | 49.8 | 49.8 | 49.8 | 49.8 | 49.8 | 49.8 | 49.8 | 49.8 | 49.8
58 | BROTMAN POWER STATION U5 |  | BTM_UNIT5 | BRAZORIA | GAS-GT | COASTAL | 2023 | 60.5 | 49.8 | 49.8 | 49.8 | 49.8 | 49.8 | 49.8 | 49.8 | 49.8 | 49.8 | 49.8
59 | BROTMAN POWER STATION U6 |  | BTM_UNIT6 | BRAZORIA | GAS-GT | COASTAL | 2023 | 60.5 | 49.8 | 49.8 | 49.8 | 49.8 | 49.8 | 49.8 | 49.8 | 49.8 | 49.8 | 49.8
60 | BROTMAN POWER STATION U7 |  | BTM_UNIT7 | BRAZORIA | GAS-GT | COASTAL | 2023 | 60.5 | 49.8 | 49.8 | 49.8 | 49.8 | 49.8 | 49.8 | 49.8 | 49.8 | 49.8 | 49.8
61 | BROTMAN POWER STATION U8 |  | BTM_UNIT8 | BRAZORIA | GAS-GT | COASTAL | 2023 | 60.5 | 49.8 | 49.8 | 49.8 | 49.8 | 49.8 | 49.8 | 49.8 | 49.8 | 49.8 | 49.8
62 | CALENERGY-FALCON SEABOARD CTG 1 |  | FLCNS_UNIT1 | HOWARD | GAS-GT | WEST | 1987 | 75 | 75 | 75 | 75 | 75 | 75 | 75 | 75 | 75 | 75 | 75
63 | CALENERGY-FALCON SEABOARD CTG 2 |  | FLCNS_UNIT2 | HOWARD | GAS-GT | WEST | 1987 | 75 | 75 | 75 | 75 | 75 | 75 | 75 | 75 | 75 | 75 | 75
64 | CALHOUN (PORT COMFORT) CTG 1 |  | CALHOUN_UNIT1 | CALHOUN | GAS-GT | COASTAL | 2017 | 60.5 | 49.8 | 49.8 | 49.8 | 49.8 | 49.8 | 49.8 | 49.8 | 49.8 | 49.8 | 49.8
65 | CALHOUN (PORT COMFORT) CTG 2 |  | CALHOUN_UNIT2 | CALHOUN | GAS-GT | COASTAL | 2017 | 60.5 | 49.8 | 49.8 | 49.8 | 49.8 | 49.8 | 49.8 | 49.8 | 49.8 | 49.8 | 49.8
66 | CASTLEMAN CHAMON CTG 1 |  | CHAMON_CTG_0101 | HARRIS | GAS-GT | HOUSTON | 2017 | 60.5 | 49.8 | 49.8 | 49.8 | 49.8 | 49.8 | 49.8 | 49.8 | 49.8 | 49.8 | 49.8
67 | CASTLEMAN CHAMON CTG 2 |  | CHAMON_CTG_0301 | HARRIS | GAS-GT | HOUSTON | 2017 | 60.5 | 49.8 | 49.8 | 49.8 | 49.8 | 49.8 | 49.8 | 49.8 | 49.8 | 49.8 | 49.8
68 | CEDAR BAYOU 4 CTG 1 |  | CBY4_CT41 | CHAMBERS | GAS-CC | HOUSTON | 2009 | 205 | 173 | 173 | 173 | 173 | 173 | 173 | 173 | 173 | 173 | 173
69 | CEDAR BAYOU 4 CTG 2 |  | CBY4_CT42 | CHAMBERS | GAS-CC | HOUSTON | 2009 | 205 | 173 | 173 | 173 | 173 | 173 | 173 | 173 | 173 | 173 | 173
70 | CEDAR BAYOU 4 STG |  | CBY4_ST04 | CHAMBERS | GAS-CC | HOUSTON | 2009 | 205 | 186 | 186 | 186 | 186 | 186 | 186 | 186 | 186 | 186 | 186
71 | CEDAR BAYOU STG 1 |  | CBY_CBY_G1 | CHAMBERS | GAS-ST | HOUSTON | 1970 | 765 | 745 | 745 | 745 | 745 | 745 | 745 | 745 | 745 | 745 | 745
72 | CEDAR BAYOU STG 2 |  | CBY_CBY_G2 | CHAMBERS | GAS-ST | HOUSTON | 1972 | 765 | 749 | 749 | 749 | 749 | 749 | 749 | 749 | 749 | 749 | 749
73 | COLORADO BEND ENERGY CENTER CTG 1 |  | CBEC_GT1 | WHARTON | GAS-CC | SOUTH | 2007 | 86.5 | 87 | 87 | 87 | 87 | 87 | 87 | 87 | 87 | 87 | 87
74 | COLORADO BEND ENERGY CENTER CTG 2 |  | CBEC_GT2 | WHARTON | GAS-CC | SOUTH | 2007 | 86.5 | 79.6 | 79.6 | 79.6 | 79.6 | 79.6 | 79.6 | 79.6 | 79.6 | 79.6 | 79.6
75 | COLORADO BEND ENERGY CENTER CTG 3 |  | CBEC_GT3 | WHARTON | GAS-CC | SOUTH | 2008 | 86.5 | 86.7 | 86.7 | 86.7 | 86.7 | 86.7 | 86.7 | 86.7 | 86.7 | 86.7 | 86.7
76 | COLORADO BEND ENERGY CENTER CTG 4 |  | CBEC_GT4 | WHARTON | GAS-CC | SOUTH | 2008 | 86.5 | 77.9 | 77.9 | 77.9 | 77.9 | 77.9 | 77.9 | 77.9 | 77.9 | 77.9 | 77.9
77 | COLORADO BEND ENERGY CENTER STG 1 |  | CBEC_STG1 | WHARTON | GAS-CC | SOUTH | 2007 | 107.2 | 107.2 | 107.2 | 107.2 | 107.2 | 107.2 | 107.2 | 107.2 | 107.2 | 107.2 | 107.2
78 | COLORADO BEND ENERGY CENTER STG 2 |  | CBEC_STG2 | WHARTON | GAS-CC | SOUTH | 2008 | 110.7 | 110.7 | 110.7 | 110.7 | 110.7 | 110.7 | 110.7 | 110.7 | 110.7 | 110.7 | 110.7
79 | COLORADO BEND II CTG 7 |  | CBECII_CT7 | WHARTON | GAS-CC | SOUTH | 2017 | 360.9 | 360.2 | 360.2 | 360.2 | 360.2 | 360.2 | 360.2 | 360.2 | 360.2 | 360.2 | 360.2
80 | COLORADO BEND II CTG 8 |  | CBECII_CT8 | WHARTON | GAS-CC | SOUTH | 2017 | 360.9 | 359.6 | 359.6 | 359.6 | 359.6 | 359.6 | 359.6 | 359.6 | 359.6 | 359.6 | 359.6
81 | COLORADO BEND II STG 9 |  | CBECII_STG9 | WHARTON | GAS-CC | SOUTH | 2017 | 508.5 | 490.5 | 490.5 | 490.5 | 490.5 | 490.5 | 490.5 | 490.5 | 490.5 | 490.5 | 490.5
82 | COLORADO BEND ENERGY CENTER CTG 11 |  | CBEC_GT11 | WHARTON | GAS-GT | HOUSTON | 2023 | 39 | 39 | 39 | 39 | 39 | 39 | 39 | 39 | 39 | 39 | 39
83 | COLORADO BEND ENERGY CENTER CTG 12 |  | CBEC_GT12 | WHARTON | GAS-GT | HOUSTON | 2023 | 39 | 39 | 39 | 39 | 39 | 39 | 39 | 39 | 39 | 39 | 39
84 | CVC CHANNELVIEW CTG 1 |  | CVC_CVC_G1 | HARRIS | GAS-CC | HOUSTON | 2002 | 192.1 | 185 | 185 | 185 | 185 | 185 | 185 | 185 | 185 | 185 | 185
85 | CVC CHANNELVIEW CTG 2 |  | CVC_CVC_G2 | HARRIS | GAS-CC | HOUSTON | 2002 | 192.1 | 182 | 182 | 182 | 182 | 182 | 182 | 182 | 182 | 182 | 182
86 | CVC CHANNELVIEW CTG 3 |  | CVC_CVC_G3 | HARRIS | GAS-CC | HOUSTON | 2002 | 192.1 | 181 | 181 | 181 | 181 | 181 | 181 | 181 | 181 | 181 | 181
87 | CVC CHANNELVIEW STG 5 |  | CVC_CVC_G5 | HARRIS | GAS-CC | HOUSTON | 2002 | 150 | 144 | 144 | 144 | 144 | 144 | 144 | 144 | 144 | 144 | 144
88 | DANSBY CTG 2 |  | DANSBY_DANSBYG2 | BRAZOS | GAS-GT | NORTH | 2004 | 48 | 48 | 48 | 48 | 48 | 48 | 48 | 48 | 48 | 48 | 48
89 | DANSBY CTG 3 |  | DANSBY_DANSBYG3 | BRAZOS | GAS-GT | NORTH | 2010 | 50 | 50 | 50 | 50 | 50 | 50 | 50 | 50 | 50 | 50 | 50
90 | DANSBY STG 1 |  | DANSBY_DANSBYG1 | BRAZOS | GAS-ST | NORTH | 1978 | 120 | 110 | 110 | 110 | 110 | 110 | 110 | 110 | 110 | 110 | 110
91 | DECKER CREEK CTG 1 |  | DECKER_DPGT_1 | TRAVIS | GAS-GT | SOUTH | 1989 | 56.7 | 54 | 54 | 54 | 54 | 54 | 54 | 54 | 54 | 54 | 54
92 | DECKER CREEK CTG 2 |  | DECKER_DPGT_2 | TRAVIS | GAS-GT | SOUTH | 1989 | 56.7 | 54 | 54 | 54 | 54 | 54 | 54 | 54 | 54 | 54 | 54
93 | DECKER CREEK CTG 3 |  | DECKER_DPGT_3 | TRAVIS | GAS-GT | SOUTH | 1989 | 56.7 | 54 | 54 | 54 | 54 | 54 | 54 | 54 | 54 | 54 | 54
94 | DECKER CREEK CTG 4 |  | DECKER_DPGT_4 | TRAVIS | GAS-GT | SOUTH | 1989 | 56.7 | 54 | 54 | 54 | 54 | 54 | 54 | 54 | 54 | 54 | 54
95 | DECORDOVA CTG 1 |  | DCSES_CT10 | HOOD | GAS-GT | NORTH | 1990 | 89.48 | 88 | 88 | 88 | 88 | 88 | 88 | 88 | 88 | 88 | 88
96 | DECORDOVA CTG 2 |  | DCSES_CT20 | HOOD | GAS-GT | NORTH | 1990 | 89.48 | 87 | 87 | 87 | 87 | 87 | 87 | 87 | 87 | 87 | 87
97 | DECORDOVA CTG 3 |  | DCSES_CT30 | HOOD | GAS-GT | NORTH | 1990 | 89.48 | 86 | 86 | 86 | 86 | 86 | 86 | 86 | 86 | 86 | 86
98 | DECORDOVA CTG 4 |  | DCSES_CT40 | HOOD | GAS-GT | NORTH | 1990 | 89.48 | 86 | 86 | 86 | 86 | 86 | 86 | 86 | 86 | 86 | 86
99 | DEER PARK ENERGY CENTER CTG 1 |  | DDPEC_GT1 | HARRIS | GAS-CC | HOUSTON | 2002 | 203 | 203 | 203 | 203 | 203 | 203 | 203 | 203 | 203 | 203 | 203
100 | DEER PARK ENERGY CENTER CTG 2 |  | DDPEC_GT2 | HARRIS | GAS-CC | HOUSTON | 2002 | 215 | 215 | 215 | 215 | 215 | 215 | 215 | 215 | 215 | 215 | 215
101 | DEER PARK ENERGY CENTER CTG 3 |  | DDPEC_GT3 | HARRIS | GAS-CC | HOUSTON | 2002 | 203 | 203 | 203 | 203 | 203 | 203 | 203 | 203 | 203 | 203 | 203
102 | DEER PARK ENERGY CENTER CTG 4 |  | DDPEC_GT4 | HARRIS | GAS-CC | HOUSTON | 2002 | 215 | 215 | 215 | 215 | 215 | 215 | 215 | 215 | 215 | 215 | 215
103 | DEER PARK ENERGY CENTER CTG 6 |  | DDPEC_GT6 | HARRIS | GAS-CC | HOUSTON | 2014 | 199 | 190 | 190 | 190 | 190 | 190 | 190 | 190 | 190 | 190 | 190
104 | DEER PARK ENERGY CENTER STG 1 |  | DDPEC_ST1 | HARRIS | GAS-CC | HOUSTON | 2002 | 290 | 290 | 290 | 290 | 290 | 290 | 290 | 290 | 290 | 290 | 290
105 | DENTON ENERGY CENTER IC A |  | DEC_AGR_A | DENTON | GAS-IC | NORTH | 2018 | 56.45 | 56.5 | 56.5 | 56.5 | 56.5 | 56.5 | 56.5 | 56.5 | 56.5 | 56.5 | 56.5
106 | DENTON ENERGY CENTER IC B |  | DEC_AGR_B | DENTON | GAS-IC | NORTH | 2018 | 56.45 | 56.5 | 56.5 | 56.5 | 56.5 | 56.5 | 56.5 | 56.5 | 56.5 | 56.5 | 56.5
107 | DENTON ENERGY CENTER IC C |  | DEC_AGR_C | DENTON | GAS-IC | NORTH | 2018 | 56.45 | 56.5 | 56.5 | 56.5 | 56.5 | 56.5 | 56.5 | 56.5 | 56.5 | 56.5 | 56.5
108 | DENTON ENERGY CENTER IC D |  | DEC_AGR_D | DENTON | GAS-IC | NORTH | 2018 | 56.45 | 56.5 | 56.5 | 56.5 | 56.5 | 56.5 | 56.5 | 56.5 | 56.5 | 56.5 | 56.5
109 | ECTOR COUNTY ENERGY CTG 1 |  | ECEC_G1 | ECTOR | GAS-GT | WEST | 2015 | 179.35 | 170.4 | 170.4 | 170.4 | 170.4 | 170.4 | 170.4 | 170.4 | 170.4 | 170.4 | 170.4
110 | ECTOR COUNTY ENERGY CTG 2 |  | ECEC_G2 | ECTOR | GAS-GT | WEST | 2015 | 179.35 | 170.4 | 170.4 | 170.4 | 170.4 | 170.4 | 170.4 | 170.4 | 170.4 | 170.4 | 170.4
111 | ELK STATION IC 3 |  | AEEC_ELK_3 | HALE | GAS-IC | PANHANDLE | 2016 | 202 | 200 | 200 | 200 | 200 | 200 | 200 | 200 | 200 | 200 | 200
112 | ENNIS POWER STATION CTG 2 |  | ETCCS_CT1 | ELLIS | GAS-CC | NORTH | 2002 | 260 | 245 | 245 | 245 | 245 | 245 | 245 | 245 | 245 | 245 | 245
113 | ENNIS POWER STATION STG 1 |  | ETCCS_UNIT1 | ELLIS | GAS-CC | NORTH | 2002 | 140 | 116 | 116 | 116 | 116 | 116 | 116 | 116 | 116 | 116 | 116
114 | EXTEX LAPORTE GEN STN CTG 1 |  | AZ_AZ_G1 | HARRIS | GAS-GT | HOUSTON | 2009 | 40 | 40 | 40 | 40 | 40 | 40 | 40 | 40 | 40 | 40 | 40
115 | EXTEX LAPORTE GEN STN CTG 2 |  | AZ_AZ_G2 | HARRIS | GAS-GT | HOUSTON | 2009 | 40 | 40 | 40 | 40 | 40 | 40 | 40 | 40 | 40 | 40 | 40
116 | EXTEX LAPORTE GEN STN CTG 3 |  | AZ_AZ_G3 | HARRIS | GAS-GT | HOUSTON | 2009 | 40 | 40 | 40 | 40 | 40 | 40 | 40 | 40 | 40 | 40 | 40
117 | EXTEX LAPORTE GEN STN CTG 4 |  | AZ_AZ_G4 | HARRIS | GAS-GT | HOUSTON | 2009 | 40 | 40 | 40 | 40 | 40 | 40 | 40 | 40 | 40 | 40 | 40
118 | FERGUSON REPLACEMENT CTG 1 |  | FERGCC_FERGGT1 | LLANO | GAS-CC | SOUTH | 2014 | 185.3 | 180 | 180 | 180 | 180 | 180 | 180 | 180 | 180 | 180 | 180
119 | FERGUSON REPLACEMENT CTG 2 |  | FERGCC_FERGGT2 | LLANO | GAS-CC | SOUTH | 2014 | 185.3 | 180 | 180 | 180 | 180 | 180 | 180 | 180 | 180 | 180 | 180
120 | FERGUSON REPLACEMENT STG 1 |  | FERGCC_FERGST1 | LLANO | GAS-CC | SOUTH | 2014 | 204 | 194 | 194 | 194 | 194 | 194 | 194 | 194 | 194 | 194 | 194
121 | FORNEY ENERGY CENTER CTG 11 |  | FRNYPP_GT11 | KAUFMAN | GAS-CC | NORTH | 2003 | 196.7 | 195 | 195 | 195 | 195 | 195 | 195 | 195 | 195 | 195 | 195
122 | FORNEY ENERGY CENTER CTG 12 |  | FRNYPP_GT12 | KAUFMAN | GAS-CC | NORTH | 2003 | 196.7 | 185 | 185 | 185 | 185 | 185 | 185 | 185 | 185 | 185 | 185
123 | FORNEY ENERGY CENTER CTG 13 |  | FRNYPP_GT13 | KAUFMAN | GAS-CC | NORTH | 2003 | 196.7 | 185 | 185 | 185 | 185 | 185 | 185 | 185 | 185 | 185 | 185
124 | FORNEY ENERGY CENTER CTG 21 |  | FRNYPP_GT21 | KAUFMAN | GAS-CC | NORTH | 2003 | 196.7 | 195 | 195 | 195 | 195 | 195 | 195 | 195 | 195 | 195 | 195
125 | FORNEY ENERGY CENTER CTG 22 |  | FRNYPP_GT22 | KAUFMAN | GAS-CC | NORTH | 2003 | 196.7 | 185 | 185 | 185 | 185 | 185 | 185 | 185 | 185 | 185 | 185
126 | FORNEY ENERGY CENTER CTG 23 |  | FRNYPP_GT23 | KAUFMAN | GAS-CC | NORTH | 2003 | 196.7 | 185 | 185 | 185 | 185 | 185 | 185 | 185 | 185 | 185 | 185
127 | FORNEY ENERGY CENTER STG 10 |  | FRNYPP_ST10 | KAUFMAN | GAS-CC | NORTH | 2003 | 422 | 418 | 418 | 418 | 418 | 418 | 418 | 418 | 418 | 418 | 418
128 | FORNEY ENERGY CENTER STG 20 |  | FRNYPP_ST20 | KAUFMAN | GAS-CC | NORTH | 2003 | 422 | 418 | 418 | 418 | 418 | 418 | 418 | 418 | 418 | 418 | 418
129 | FREESTONE ENERGY CENTER CTG 1 |  | FREC_GT1 | FREESTONE | GAS-CC | NORTH | 2002 | 179.35 | 160.7 | 160.7 | 160.7 | 160.7 | 160.7 | 160.7 | 160.7 | 160.7 | 160.7 | 160.7
130 | FREESTONE ENERGY CENTER CTG 2 |  | FREC_GT2 | FREESTONE | GAS-CC | NORTH | 2002 | 179.35 | 160.7 | 160.7 | 160.7 | 160.7 | 160.7 | 160.7 | 160.7 | 160.7 | 160.7 | 160.7
131 | FREESTONE ENERGY CENTER CTG 4 |  | FREC_GT4 | FREESTONE | GAS-CC | NORTH | 2002 | 179.35 | 161.1 | 161.1 | 161.1 | 161.1 | 161.1 | 161.1 | 161.1 | 161.1 | 161.1 | 161.1
132 | FREESTONE ENERGY CENTER CTG 5 |  | FREC_GT5 | FREESTONE | GAS-CC | NORTH | 2002 | 179.35 | 161.1 | 161.1 | 161.1 | 161.1 | 161.1 | 161.1 | 161.1 | 161.1 | 161.1 | 161.1
133 | FREESTONE ENERGY CENTER STG 3 |  | FREC_ST3 | FREESTONE | GAS-CC | NORTH | 2002 | 190.74 | 179.8 | 179.8 | 179.8 | 179.8 | 179.8 | 179.8 | 179.8 | 179.8 | 179.8 | 179.8
134 | FREESTONE ENERGY CENTER STG 6 |  | FREC_ST6 | FREESTONE | GAS-CC | NORTH | 2002 | 190.74 | 179.7 | 179.7 | 179.7 | 179.7 | 179.7 | 179.7 | 179.7 | 179.7 | 179.7 | 179.7
135 | FRIENDSWOOD G CTG 1 (FORMERLY TEJAS POWER GENERATION) |  | FEGC_UNIT1 | HARRIS | GAS-GT | HOUSTON | 2018 | 129 | 119 | 119 | 119 | 119 | 119 | 119 | 119 | 119 | 119 | 119
136 | FRONTERA ENERGY CENTER CTG 1 |  | FRONT_EC_CT1 | HIDALGO | GAS-CC | SOUTH | 2023 | 177 | 177 | 177 | 177 | 177 | 177 | 177 | 177 | 177 | 177 | 177
137 | FRONTERA ENERGY CENTER CTG 2 |  | FRONT_EC_CT2 | HIDALGO | GAS-CC | SOUTH | 2023 | 177 | 177 | 177 | 177 | 177 | 177 | 177 | 177 | 177 | 177 | 177
138 | FRONTERA ENERGY CENTER STG |  | FRONT_EC_ST | HIDALGO | GAS-CC | SOUTH | 2023 | 184.5 | 184.5 | 184.5 | 184.5 | 184.5 | 184.5 | 184.5 | 184.5 | 184.5 | 184.5 | 184.5
139 | GRAHAM STG 1 |  | GRSES_UNIT1 | YOUNG | GAS-ST | WEST | 1960 | 239 | 239 | 239 | 239 | 239 | 239 | 239 | 239 | 239 | 239 | 239
140 | GRAHAM STG 2 |  | GRSES_UNIT2 | YOUNG | GAS-ST | WEST | 1969 | 390 | 390 | 390 | 390 | 390 | 390 | 390 | 390 | 390 | 390 | 390
141 | GREENS BAYOU CTG 73 |  | GBY_GBYGT73 | HARRIS | GAS-GT | HOUSTON | 1976 | 72 | 67 | 67 | 67 | 67 | 67 | 67 | 67 | 67 | 67 | 67
142 | GREENS BAYOU CTG 74 |  | GBY_GBYGT74 | HARRIS | GAS-GT | HOUSTON | 1976 | 72 | 68 | 68 | 68 | 68 | 68 | 68 | 68 | 68 | 68 | 68
143 | GREENS BAYOU CTG 81 |  | GBY_GBYGT81 | HARRIS | GAS-GT | HOUSTON | 1976 | 72 | 69 | 69 | 69 | 69 | 69 | 69 | 69 | 69 | 69 | 69
144 | GREENS BAYOU CTG 82 |  | GBY_GBYGT82 | HARRIS | GAS-GT | HOUSTON | 1976 | 72 | 53 | 53 | 53 | 53 | 53 | 53 | 53 | 53 | 53 | 53
145 | GREENS BAYOU CTG 83 |  | GBY_GBYGT83 | HARRIS | GAS-GT | HOUSTON | 1976 | 72 | 72 | 72 | 72 | 72 | 72 | 72 | 72 | 72 | 72 | 72
146 | GREENS BAYOU CTG 84 |  | GBY_GBYGT84 | HARRIS | GAS-GT | HOUSTON | 1976 | 72 | 67 | 67 | 67 | 67 | 67 | 67 | 67 | 67 | 67 | 67
147 | GREENVILLE IC ENGINE PLANT IC 1 |  | STEAM_ENGINE_1 | HUNT | GAS-IC | NORTH | 2010 | 8.44 | 8.2 | 8.2 | 8.2 | 8.2 | 8.2 | 8.2 | 8.2 | 8.2 | 8.2 | 8.2
148 | GREENVILLE IC ENGINE PLANT IC 2 |  | STEAM_ENGINE_2 | HUNT | GAS-IC | NORTH | 2010 | 8.44 | 8.2 | 8.2 | 8.2 | 8.2 | 8.2 | 8.2 | 8.2 | 8.2 | 8.2 | 8.2
149 | GREENVILLE IC ENGINE PLANT IC 3 |  | STEAM_ENGINE_3 | HUNT | GAS-IC | NORTH | 2010 | 8.44 | 8.2 | 8.2 | 8.2 | 8.2 | 8.2 | 8.2 | 8.2 | 8.2 | 8.2 | 8.2
150 | GREGORY POWER PARTNERS GT1 |  | LGE_LGE_GT1 | SAN PATRICIO | GAS-CC | COASTAL | 2000 | 185 | 165 | 165 | 165 | 165 | 165 | 165 | 165 | 165 | 165 | 165
151 | GREGORY POWER PARTNERS GT2 |  | LGE_LGE_GT2 | SAN PATRICIO | GAS-CC | COASTAL | 2000 | 185 | 165 | 165 | 165 | 165 | 165 | 165 | 165 | 165 | 165 | 165
152 | GREGORY POWER PARTNERS STG |  | LGE_LGE_STG | SAN PATRICIO | GAS-CC | COASTAL | 2000 | 100 | 75 | 75 | 75 | 75 | 75 | 75 | 75 | 75 | 75 | 75
153 | GUADALUPE ENERGY CENTER CTG 1 |  | GUADG_GAS1 | GUADALUPE | GAS-CC | SOUTH | 2000 | 181 | 167 | 167 | 167 | 167 | 167 | 167 | 167 | 167 | 167 | 167
154 | GUADALUPE ENERGY CENTER CTG 2 |  | GUADG_GAS2 | GUADALUPE | GAS-CC | SOUTH | 2000 | 181 | 167 | 167 | 167 | 167 | 167 | 167 | 167 | 167 | 167 | 167
155 | GUADALUPE ENERGY CENTER CTG 3 |  | GUADG_GAS3 | GUADALUPE | GAS-CC | SOUTH | 2000 | 181 | 167 | 167 | 167 | 167 | 167 | 167 | 167 | 167 | 167 | 167
156 | GUADALUPE ENERGY CENTER CTG 4 |  | GUADG_GAS4 | GUADALUPE | GAS-CC | SOUTH | 2000 | 181 | 167 | 167 | 167 | 167 | 167 | 167 | 167 | 167 | 167 | 167
157 | GUADALUPE ENERGY CENTER STG 5 |  | GUADG_STM5 | GUADALUPE | GAS-CC | SOUTH | 2000 | 204 | 203 | 203 | 203 | 203 | 203 | 203 | 203 | 203 | 203 | 203
158 | GUADALUPE ENERGY CENTER STG 6 |  | GUADG_STM6 | GUADALUPE | GAS-CC | SOUTH | 2000 | 204 | 203 | 203 | 203 | 203 | 203 | 203 | 203 | 203 | 203 | 203
159 | HANDLEY STG 3 |  | HLSES_UNIT3 | TARRANT | GAS-ST | NORTH | 1963 | 395 | 375 | 375 | 375 | 375 | 375 | 375 | 375 | 375 | 375 | 375
160 | HANDLEY STG 4 |  | HLSES_UNIT4 | TARRANT | GAS-ST | NORTH | 1976 | 435 | 435 | 435 | 435 | 435 | 435 | 435 | 435 | 435 | 435 | 435
161 | HANDLEY STG 5 |  | HLSES_UNIT5 | TARRANT | GAS-ST | NORTH | 1977 | 435 | 435 | 435 | 435 | 435 | 435 | 435 | 435 | 435 | 435 | 435
162 | HAYS ENERGY FACILITY CSG 1 |  | HAYSEN_HAYSENG1 | HAYS | GAS-CC | SOUTH | 2002 | 242 | 239 | 239 | 239 | 239 | 239 | 239 | 239 | 239 | 239 | 239
163 | HAYS ENERGY FACILITY CSG 2 | 21INR0527 | HAYSEN_HAYSENG2 | HAYS | GAS-CC | SOUTH | 2002 | 258 | 240 | 240 | 240 | 240 | 240 | 240 | 240 | 240 | 240 | 240
164 | HAYS ENERGY FACILITY CSG 3 | 21INR0527 | HAYSEN_HAYSENG3 | HAYS | GAS-CC | SOUTH | 2002 | 260 | 242 | 242 | 242 | 242 | 242 | 242 | 242 | 242 | 242 | 242
165 | HAYS ENERGY FACILITY CSG 4 |  | HAYSEN_HAYSENG4 | HAYS | GAS-CC | SOUTH | 2002 | 252 | 243 | 243 | 243 | 243 | 243 | 243 | 243 | 243 | 243 | 243
166 | HIDALGO ENERGY CENTER CTG 1 |  | DUKE_DUKE_GT1 | HIDALGO | GAS-CC | SOUTH | 2000 | 176.63 | 150 | 150 | 150 | 150 | 150 | 150 | 150 | 150 | 150 | 150
167 | HIDALGO ENERGY CENTER CTG 2 |  | DUKE_DUKE_GT2 | HIDALGO | GAS-CC | SOUTH | 2000 | 176.63 | 150 | 150 | 150 | 150 | 150 | 150 | 150 | 150 | 150 | 150
168 | HIDALGO ENERGY CENTER STG 1 |  | DUKE_DUKE_ST1 | HIDALGO | GAS-CC | SOUTH | 2000 | 198.05 | 176 | 176 | 176 | 176 | 176 | 176 | 176 | 176 | 176 | 176
169 | JACK COUNTY GEN FACILITY CTG 1 |  | JACKCNTY_CT1 | JACK | GAS-CC | NORTH | 2006 | 198.9 | 165 | 165 | 165 | 165 | 165 | 165 | 165 | 165 | 165 | 165
170 | JACK COUNTY GEN FACILITY CTG 2 |  | JACKCNTY_CT2 | JACK | GAS-CC | NORTH | 2006 | 198.9 | 165 | 165 | 165 | 165 | 165 | 165 | 165 | 165 | 165 | 165
171 | JACK COUNTY GEN FACILITY CTG 3 |  | JCKCNTY2_CT3 | JACK | GAS-CC | NORTH | 2011 | 198.9 | 182 | 182 | 182 | 182 | 182 | 182 | 182 | 182 | 182 | 182
172 | JACK COUNTY GEN FACILITY CTG 4 |  | JCKCNTY2_CT4 | JACK | GAS-CC | NORTH | 2011 | 198.9 | 182 | 182 | 182 | 182 | 182 | 182 | 182 | 182 | 182 | 182
173 | JACK COUNTY GEN FACILITY STG 1 |  | JACKCNTY_STG | JACK | GAS-CC | NORTH | 2006 | 320.6 | 300 | 300 | 300 | 300 | 300 | 300 | 300 | 300 | 300 | 300
174 | JACK COUNTY GEN FACILITY STG 2 |  | JCKCNTY2_ST2 | JACK | GAS-CC | NORTH | 2011 | 320.6 | 295 | 295 | 295 | 295 | 295 | 295 | 295 | 295 | 295 | 295
175 | JOHNSON COUNTY GEN FACILITY CTG 1 |  | TEN_CT1 | JOHNSON | GAS-CC | NORTH | 1997 | 185 | 177 | 177 | 177 | 177 | 177 | 177 | 177 | 177 | 177 | 177
176 | JOHNSON COUNTY GEN FACILITY STG 1 |  | TEN_STG | JOHNSON | GAS-CC | NORTH | 1997 | 107 | 106 | 106 | 106 | 106 | 106 | 106 | 106 | 106 | 106 | 106
177 | LAKE HUBBARD STG 1 |  | LHSES_UNIT1 | DALLAS | GAS-ST | NORTH | 1970 | 397 | 392 | 392 | 392 | 392 | 392 | 392 | 392 | 392 | 392 | 392
178 | LAKE HUBBARD STG 2 |  | LHSES_UNIT2A | DALLAS | GAS-ST | NORTH | 1973 | 531 | 523 | 523 | 523 | 523 | 523 | 523 | 523 | 523 | 523 | 523
179 | LAMAR ENERGY CENTER CTG 11 |  | LPCCS_CT11 | LAMAR | GAS-CC | NORTH | 2000 | 186 | 186 | 186 | 186 | 186 | 186 | 186 | 186 | 186 | 186 | 186
180 | LAMAR ENERGY CENTER CTG 12 |  | LPCCS_CT12 | LAMAR | GAS-CC | NORTH | 2000 | 186 | 178 | 178 | 178 | 178 | 178 | 178 | 178 | 178 | 178 | 178
181 | LAMAR ENERGY CENTER CTG 21 |  | LPCCS_CT21 | LAMAR | GAS-CC | NORTH | 2000 | 186 | 178 | 178 | 178 | 178 | 178 | 178 | 178 | 178 | 178 | 178
182 | LAMAR ENERGY CENTER CTG 22 |  | LPCCS_CT22 | LAMAR | GAS-CC | NORTH | 2000 | 186 | 186 | 186 | 186 | 186 | 186 | 186 | 186 | 186 | 186 | 186
183 | LAMAR ENERGY CENTER STG 1 | 23INR0486 | LPCCS_UNIT1 | LAMAR | GAS-CC | NORTH | 2000 | 216 | 204 | 204 | 204 | 204 | 204 | 204 | 204 | 204 | 204 | 204
184 | LAMAR ENERGY CENTER STG 2 | 23INR0674 | LPCCS_UNIT2 | LAMAR | GAS-CC | NORTH | 2000 | 216 | 204 | 204 | 204 | 204 | 204 | 204 | 204 | 204 | 204 | 204
185 | LAREDO CTG 4 |  | LARDVFTN_G4 | WEBB | GAS-GT | SOUTH | 2008 | 98.5 | 97.4 | 97.4 | 97.4 | 97.4 | 97.4 | 97.4 | 97.4 | 97.4 | 97.4 | 97.4
186 | LAREDO CTG 5 |  | LARDVFTN_G5 | WEBB | GAS-GT | SOUTH | 2008 | 98.5 | 94.4 | 94.4 | 94.4 | 94.4 | 94.4 | 94.4 | 94.4 | 94.4 | 94.4 | 94.4
187 | LEON CREEK PEAKER CTG 1 |  | LEON_CRK_LCPCT1 | BEXAR | GAS-GT | SOUTH | 2004 | 48 | 46 | 46 | 46 | 46 | 46 | 46 | 46 | 46 | 46 | 46
188 | LEON CREEK PEAKER CTG 2 |  | LEON_CRK_LCPCT2 | BEXAR | GAS-GT | SOUTH | 2004 | 48 | 46 | 46 | 46 | 46 | 46 | 46 | 46 | 46 | 46 | 46
189 | LEON CREEK PEAKER CTG 3 |  | LEON_CRK_LCPCT3 | BEXAR | GAS-GT | SOUTH | 2004 | 48 | 46 | 46 | 46 | 46 | 46 | 46 | 46 | 46 | 46 | 46
190 | LEON CREEK PEAKER CTG 4 |  | LEON_CRK_LCPCT4 | BEXAR | GAS-GT | SOUTH | 2004 | 48 | 46 | 46 | 46 | 46 | 46 | 46 | 46 | 46 | 46 | 46
191 | LIGNIN (CHAMON 2) U1 |  | LIG_UNIT1 | HARRIS | GAS-GT | HOUSTON | 2022 | 60.5 | 44 | 44 | 44 | 44 | 44 | 44 | 44 | 44 | 44 | 44
192 | LIGNIN (CHAMON 2) U2 |  | LIG_UNIT2 | HARRIS | GAS-GT | HOUSTON | 2022 | 60.5 | 44 | 44 | 44 | 44 | 44 | 44 | 44 | 44 | 44 | 44
193 | LOST PINES POWER CTG 1 |  | LOSTPI_LOSTPGT1 | BASTROP | GAS-CC | SOUTH | 2001 | 202.5 | 183 | 183 | 183 | 183 | 183 | 183 | 183 | 183 | 183 | 183
194 | LOST PINES POWER CTG 2 |  | LOSTPI_LOSTPGT2 | BASTROP | GAS-CC | SOUTH | 2001 | 202.5 | 183 | 183 | 183 | 183 | 183 | 183 | 183 | 183 | 183 | 183
195 | LOST PINES POWER STG 1 |  | LOSTPI_LOSTPST1 | BASTROP | GAS-CC | SOUTH | 2001 | 204 | 192 | 192 | 192 | 192 | 192 | 192 | 192 | 192 | 192 | 192
196 | MAGIC VALLEY STATION CTG 1 |  | NEDIN_NEDIN_G1 | HIDALGO | GAS-CC | SOUTH | 2001 | 266.9 | 218.6 | 218.6 | 218.6 | 218.6 | 218.6 | 218.6 | 218.6 | 218.6 | 218.6 | 218.6
197 | MAGIC VALLEY STATION CTG 2 |  | NEDIN_NEDIN_G2 | HIDALGO | GAS-CC | SOUTH | 2001 | 266.9 | 218.6 | 218.6 | 218.6 | 218.6 | 218.6 | 218.6 | 218.6 | 218.6 | 218.6 | 218.6
198 | MAGIC VALLEY STATION STG 3 |  | NEDIN_NEDIN_G3 | HIDALGO | GAS-CC | SOUTH | 2001 | 258.4 | 257.9 | 257.9 | 257.9 | 257.9 | 257.9 | 257.9 | 257.9 | 257.9 | 257.9 | 257.9
199 | MIDLOTHIAN ENERGY FACILITY CTG 1 | 23INR0489 | MDANP_CT1 | ELLIS | GAS-CC | NORTH | 2001 | 258 | 258 | 258 | 258 | 258 | 258 | 258 | 258 | 258 | 258 | 258
200 | MIDLOTHIAN ENERGY FACILITY CTG 2 | 21INR0534 | MDANP_CT2 | ELLIS | GAS-CC | NORTH | 2001 | 256 | 256 | 256 | 256 | 256 | 256 | 256 | 256 | 256 | 256 | 256
201 | MIDLOTHIAN ENERGY FACILITY CTG 3 | 22INR0543 | MDANP_CT3 | ELLIS | GAS-CC | NORTH | 2001 | 255 | 255 | 255 | 255 | 255 | 255 | 255 | 255 | 255 | 255 | 255
202 | MIDLOTHIAN ENERGY FACILITY CTG 4 | 22INR0523 | MDANP_CT4 | ELLIS | GAS-CC | NORTH | 2001 | 258 | 258 | 258 | 258 | 258 | 258 | 258 | 258 | 258 | 258 | 258
203 | MIDLOTHIAN ENERGY FACILITY CTG 5 |  | MDANP_CT5 | ELLIS | GAS-CC | NORTH | 2002 | 276 | 276 | 276 | 276 | 276 | 276 | 276 | 276 | 276 | 276 | 276
204 | MIDLOTHIAN ENERGY FACILITY CTG 6 |  | MDANP_CT6 | ELLIS | GAS-CC | NORTH | 2002 | 278 | 278 | 278 | 278 | 278 | 278 | 278 | 278 | 278 | 278 | 278
205 | MORGAN CREEK CTG 1 |  | MGSES_CT1 | MITCHELL | GAS-GT | WEST | 1988 | 89.4 | 82 | 82 | 82 | 82 | 82 | 82 | 82 | 82 | 82 | 82
206 | MORGAN CREEK CTG 2 |  | MGSES_CT2 | MITCHELL | GAS-GT | WEST | 1988 | 89.4 | 80 | 80 | 80 | 80 | 80 | 80 | 80 | 80 | 80 | 80
207 | MORGAN CREEK CTG 3 |  | MGSES_CT3 | MITCHELL | GAS-GT | WEST | 1988 | 89.4 | 80 | 80 | 80 | 80 | 80 | 80 | 80 | 80 | 80 | 80
208 | MORGAN CREEK CTG 4 |  | MGSES_CT4 | MITCHELL | GAS-GT | WEST | 1988 | 89.4 | 81 | 81 | 81 | 81 | 81 | 81 | 81 | 81 | 81 | 81
209 | MORGAN CREEK CTG 5 |  | MGSES_CT5 | MITCHELL | GAS-GT | WEST | 1988 | 89.4 | 80 | 80 | 80 | 80 | 80 | 80 | 80 | 80 | 80 | 80
210 | MORGAN CREEK CTG 6 |  | MGSES_CT6 | MITCHELL | GAS-GT | WEST | 1988 | 89.4 | 82 | 82 | 82 | 82 | 82 | 82 | 82 | 82 | 82 | 82
211 | MOUNTAIN CREEK STG 6 |  | MCSES_UNIT6 | DALLAS | GAS-ST | NORTH | 1956 | 122 | 122 | 122 | 122 | 122 | 122 | 122 | 122 | 122 | 122 | 122
212 | MOUNTAIN CREEK STG 7 |  | MCSES_UNIT7 | DALLAS | GAS-ST | NORTH | 1958 | 118 | 118 | 118 | 118 | 118 | 118 | 118 | 118 | 118 | 118 | 118
213 | MOUNTAIN CREEK STG 8 |  | MCSES_UNIT8 | DALLAS | GAS-ST | NORTH | 1967 | 568 | 568 | 568 | 568 | 568 | 568 | 568 | 568 | 568 | 568 | 568
214 | NUECES BAY REPOWER CTG 8 |  | NUECES_B_NUECESG8 | NUECES | GAS-CC | COASTAL | 2010 | 189.55 | 165 | 165 | 165 | 165 | 165 | 165 | 165 | 165 | 165 | 165
215 | NUECES BAY REPOWER CTG 9 |  | NUECES_B_NUECESG9 | NUECES | GAS-CC | COASTAL | 2010 | 189.55 | 165 | 165 | 165 | 165 | 165 | 165 | 165 | 165 | 165 | 165
216 | NUECES BAY REPOWER STG 7 |  | NUECES_B_NUECESG7 | NUECES | GAS-CC | COASTAL | 1972 | 351 | 325 | 325 | 325 | 325 | 325 | 325 | 325 | 325 | 325 | 325
217 | O W SOMMERS STG 1 |  | CALAVERS_OWS1 | BEXAR | GAS-ST | SOUTH | 1972 | 445 | 420 | 420 | 420 | 420 | 420 | 420 | 420 | 420 | 420 | 420
218 | O W SOMMERS STG 2 |  | CALAVERS_OWS2 | BEXAR | GAS-ST | SOUTH | 1974 | 435 | 410 | 410 | 410 | 410 | 410 | 410 | 410 | 410 | 410 | 410
219 | ODESSA-ECTOR POWER CTG 11 |  | OECCS_CT11 | ECTOR | GAS-CC | WEST | 2001 | 195.2 | 195.2 | 195.2 | 195.2 | 195.2 | 195.2 | 195.2 | 195.2 | 195.2 | 195.2 | 195.2
220 | ODESSA-ECTOR POWER CTG 12 |  | OECCS_CT12 | ECTOR | GAS-CC | WEST | 2001 | 189.1 | 189.1 | 189.1 | 189.1 | 189.1 | 189.1 | 189.1 | 189.1 | 189.1 | 189.1 | 189.1
221 | ODESSA-ECTOR POWER CTG 21 |  | OECCS_CT21 | ECTOR | GAS-CC | WEST | 2001 | 195.2 | 195.2 | 195.2 | 195.2 | 195.2 | 195.2 | 195.2 | 195.2 | 195.2 | 195.2 | 195.2
222 | ODESSA-ECTOR POWER CTG 22 |  | OECCS_CT22 | ECTOR | GAS-CC | WEST | 2001 | 189.1 | 189.1 | 189.1 | 189.1 | 189.1 | 189.1 | 189.1 | 189.1 | 189.1 | 189.1 | 189.1
223 | ODESSA-ECTOR POWER STG 1 |  | OECCS_UNIT1 | ECTOR | GAS-CC | WEST | 2001 | 224 | 217 | 217 | 217 | 217 | 217 | 217 | 217 | 217 | 217 | 217
224 | ODESSA-ECTOR POWER STG 2 |  | OECCS_UNIT2 | ECTOR | GAS-CC | WEST | 2001 | 224 | 217 | 217 | 217 | 217 | 217 | 217 | 217 | 217 | 217 | 217
225 | OLD BLOOMINGTON ROAD CTG 1 (VICTORIA PORT 2) |  | VICTPRT2_UNIT1 | VICTORIA | GAS-GT | SOUTH | 2022 | 60.5 | 49.8 | 49.8 | 49.8 | 49.8 | 49.8 | 49.8 | 49.8 | 49.8 | 49.8 | 49.8
226 | OLD BLOOMINGTON ROAD CTG 2 (VICTORIA PORT 2) |  | VICTPRT2_UNIT2 | VICTORIA | GAS-GT | SOUTH | 2022 | 60.5 | 49.8 | 49.8 | 49.8 | 49.8 | 49.8 | 49.8 | 49.8 | 49.8 | 49.8 | 49.8
227 | PANDA SHERMAN POWER CTG 1 |  | PANDA_S_SHER1CT1 | GRAYSON | GAS-CC | NORTH | 2014 | 232 | 224 | 224 | 224 | 224 | 224 | 224 | 224 | 224 | 224 | 224
228 | PANDA SHERMAN POWER CTG 2 |  | PANDA_S_SHER1CT2 | GRAYSON | GAS-CC | NORTH | 2014 | 232 | 224 | 224 | 224 | 224 | 224 | 224 | 224 | 224 | 224 | 224
229 | PANDA SHERMAN POWER STG 1 |  | PANDA_S_SHER1ST1 | GRAYSON | GAS-CC | NORTH | 2014 | 353.1 | 316 | 316 | 316 | 316 | 316 | 316 | 316 | 316 | 316 | 316
230 | PANDA TEMPLE I POWER CTG 1 | 22INR0533 | PANDA_T1_TMPL1CT1 | BELL | GAS-CC | NORTH | 2014 | 232 | 222 | 222 | 222 | 222 | 222 | 222 | 222 | 222 | 222 | 222
231 | PANDA TEMPLE I POWER CTG 2 | 22INR0533 | PANDA_T1_TMPL1CT2 | BELL | GAS-CC | NORTH | 2014 | 232 | 209 | 209 | 209 | 209 | 209 | 209 | 209 | 209 | 209 | 209
232 | PANDA TEMPLE I POWER STG 1 | 22INR0533 | PANDA_T1_TMPL1ST1 | BELL | GAS-CC | NORTH | 2014 | 353.1 | 325 | 325 | 325 | 325 | 325 | 325 | 325 | 325 | 325 | 325
233 | PANDA TEMPLE II POWER CTG 1 | 23INR0524 | PANDA_T2_TMPL2CT1 | BELL | GAS-CC | NORTH | 2015 | 232 | 218.5 | 218.5 | 218.5 | 218.5 | 218.5 | 218.5 | 218.5 | 218.5 | 218.5 | 218.5
234 | PANDA TEMPLE II POWER CTG 2 | 23INR0524 | PANDA_T2_TMPL2CT2 | BELL | GAS-CC | NORTH | 2015 | 232 | 218.5 | 218.5 | 218.5 | 218.5 | 218.5 | 218.5 | 218.5 | 218.5 | 218.5 | 218.5
235 | PANDA TEMPLE II POWER STG 1 | 23INR0524 | PANDA_T2_TMPL2ST1 | BELL | GAS-CC | NORTH | 2015 | 353.1 | 333.6 | 333.6 | 333.6 | 333.6 | 333.6 | 333.6 | 333.6 | 333.6 | 333.6 | 333.6
236 | PARIS ENERGY CENTER CTG 1 |  | TNSKA_GT1 | LAMAR | GAS-CC | NORTH | 1989 | 90.88 | 87 | 87 | 87 | 87 | 87 | 87 | 87 | 87 | 87 | 87
237 | PARIS ENERGY CENTER CTG 2 |  | TNSKA_GT2 | LAMAR | GAS-CC | NORTH | 1989 | 90.88 | 87 | 87 | 87 | 87 | 87 | 87 | 87 | 87 | 87 | 87
238 | PARIS ENERGY CENTER STG 1 |  | TNSKA_STG | LAMAR | GAS-CC | NORTH | 1990 | 90 | 79 | 79 | 79 | 79 | 79 | 79 | 79 | 79 | 79 | 79
239 | PASADENA COGEN FACILITY CTG 2 |  | PSG_PSG_GT2 | HARRIS | GAS-CC | HOUSTON | 2000 | 215.05 | 176 | 176 | 176 | 176 | 176 | 176 | 176 | 176 | 176 | 176
240 | PASADENA COGEN FACILITY CTG 3 |  | PSG_PSG_GT3 | HARRIS | GAS-CC | HOUSTON | 2000 | 215.05 | 176 | 176 | 176 | 176 | 176 | 176 | 176 | 176 | 176 | 176
241 | PASADENA COGEN FACILITY STG 2 |  | PSG_PSG_ST2 | HARRIS | GAS-CC | HOUSTON | 2000 | 195.5 | 169 | 169 | 169 | 169 | 169 | 169 | 169 | 169 | 169 | 169
242 | PEARSALL ENGINE PLANT IC A |  | PEARSAL2_AGR_A | FRIO | GAS-IC | SOUTH | 2012 | 50.64 | 50.6 | 50.6 | 50.6 | 50.6 | 50.6 | 50.6 | 50.6 | 50.6 | 50.6 | 50.6
243 | PEARSALL ENGINE PLANT IC B |  | PEARSAL2_AGR_B | FRIO | GAS-IC | SOUTH | 2012 | 50.64 | 50.6 | 50.6 | 50.6 | 50.6 | 50.6 | 50.6 | 50.6 | 50.6 | 50.6 | 50.6
244 | PEARSALL ENGINE PLANT IC C |  | PEARSAL2_AGR_C | FRIO | GAS-IC | SOUTH | 2012 | 50.64 | 50.6 | 50.6 | 50.6 | 50.6 | 50.6 | 50.6 | 50.6 | 50.6 | 50.6 | 50.6
245 | PEARSALL ENGINE PLANT IC D |  | PEARSAL2_AGR_D | FRIO | GAS-IC | SOUTH | 2012 | 50.64 | 50.6 | 50.6 | 50.6 | 50.6 | 50.6 | 50.6 | 50.6 | 50.6 | 50.6 | 50.6
246 | PERMIAN BASIN CTG 1 |  | PB2SES_CT1 | WARD | GAS-GT | WEST | 1988 | 89.4 | 79 | 79 | 79 | 79 | 79 | 79 | 79 | 79 | 79 | 79
247 | PERMIAN BASIN CTG 2 |  | PB2SES_CT2 | WARD | GAS-GT | WEST | 1988 | 89.4 | 76 | 76 | 76 | 76 | 76 | 76 | 76 | 76 | 76 | 76
248 | PERMIAN BASIN CTG 3 |  | PB2SES_CT3 | WARD | GAS-GT | WEST | 1988 | 89.4 | 78 | 78 | 78 | 78 | 78 | 78 | 78 | 78 | 78 | 78
249 | PERMIAN BASIN CTG 4 |  | PB2SES_CT4 | WARD | GAS-GT | WEST | 1990 | 89.4 | 75 | 75 | 75 | 75 | 75 | 75 | 75 | 75 | 75 | 75
250 | PERMIAN BASIN CTG 5 |  | PB2SES_CT5 | WARD | GAS-GT | WEST | 1990 | 89.4 | 79 | 79 | 79 | 79 | 79 | 79 | 79 | 79 | 79 | 79
251 | PROENERGY SOUTH 1 (PES1) CTG 1 |  | PRO_UNIT1 | HARRIS | GAS-GT | HOUSTON | 2021 | 60.5 | 49.8 | 49.8 | 49.8 | 49.8 | 49.8 | 49.8 | 49.8 | 49.8 | 49.8 | 49.8
252 | PROENERGY SOUTH 1 (PES1) CTG 2 |  | PRO_UNIT2 | HARRIS | GAS-GT | HOUSTON | 2021 | 60.5 | 49.8 | 49.8 | 49.8 | 49.8 | 49.8 | 49.8 | 49.8 | 49.8 | 49.8 | 49.8
253 | PROENERGY SOUTH 1 (PES1) CTG 3 |  | PRO_UNIT3 | HARRIS | GAS-GT | HOUSTON | 2021 | 60.5 | 49.8 | 49.8 | 49.8 | 49.8 | 49.8 | 49.8 | 49.8 | 49.8 | 49.8 | 49.8
254 | PROENERGY SOUTH 1 (PES1) CTG 4 |  | PRO_UNIT4 | HARRIS | GAS-GT | HOUSTON | 2021 | 60.5 | 49.8 | 49.8 | 49.8 | 49.8 | 49.8 | 49.8 | 49.8 | 49.8 | 49.8 | 49.8
255 | PROENERGY SOUTH 1 (PES1) CTG 5 |  | PRO_UNIT5 | HARRIS | GAS-GT | HOUSTON | 2021 | 60.5 | 49.8 | 49.8 | 49.8 | 49.8 | 49.8 | 49.8 | 49.8 | 49.8 | 49.8 | 49.8
256 | PROENERGY SOUTH 1 (PES1) CTG 6 |  | PRO_UNIT6 | HARRIS | GAS-GT | HOUSTON | 2021 | 60.5 | 49.8 | 49.8 | 49.8 | 49.8 | 49.8 | 49.8 | 49.8 | 49.8 | 49.8 | 49.8
257 | PROENERGY SOUTH 2 (PES2) CTG 7 |  | PRO_UNIT7 | HARRIS | GAS-GT | HOUSTON | 2021 | 60.5 | 49.8 | 49.8 | 49.8 | 49.8 | 49.8 | 49.8 | 49.8 | 49.8 | 49.8 | 49.8
258 | PROENERGY SOUTH 2 (PES2) CTG 8 |  | PRO_UNIT8 | HARRIS | GAS-GT | HOUSTON | 2021 | 60.5 | 49.8 | 49.8 | 49.8 | 49.8 | 49.8 | 49.8 | 49.8 | 49.8 | 49.8 | 49.8
259 | PHR PEAKERS (BAC) CTG 1 |  | BAC_CTG1 | GALVESTON | GAS-GT | HOUSTON | 2018 | 65 | 65 | 65 | 65 | 65 | 65 | 65 | 65 | 65 | 65 | 65
260 | PHR PEAKERS (BAC) CTG 2 |  | BAC_CTG2 | GALVESTON | GAS-GT | HOUSTON | 2018 | 65 | 65 | 65 | 65 | 65 | 65 | 65 | 65 | 65 | 65 | 65
261 | PHR PEAKERS (BAC) CTG 3 |  | BAC_CTG3 | GALVESTON | GAS-GT | HOUSTON | 2018 | 65 | 65 | 65 | 65 | 65 | 65 | 65 | 65 | 65 | 65 | 65
262 | PHR PEAKERS (BAC) CTG 4 |  | BAC_CTG4 | GALVESTON | GAS-GT | HOUSTON | 2018 | 65 | 65 | 65 | 65 | 65 | 65 | 65 | 65 | 65 | 65 | 65
263 | PHR PEAKERS (BAC) CTG 5 |  | BAC_CTG5 | GALVESTON | GAS-GT | HOUSTON | 2018 | 65 | 64 | 64 | 64 | 64 | 64 | 64 | 64 | 64 | 64 | 64
264 | PHR PEAKERS (BAC) CTG 6 |  | BAC_CTG6 | GALVESTON | GAS-GT | HOUSTON | 2018 | 65 | 65 | 65 | 65 | 65 | 65 | 65 | 65 | 65 | 65 | 65
265 | POWERLANE PLANT STG 2 |  | STEAM_STEAM_2 | HUNT | GAS-ST | NORTH | 1967 | 25 | 21.5 | 21.5 | 21.5 | 21.5 | 21.5 | 21.5 | 21.5 | 21.5 | 21.5 | 21.5
266 | POWERLANE PLANT STG 3 |  | STEAM_STEAM_3 | HUNT | GAS-ST | NORTH | 1978 | 43.2 | 36 | 36 | 36 | 36 | 36 | 36 | 36 | 36 | 36 | 36
267 | QUAIL RUN ENERGY CTG 1 |  | QALSW_GT1 | ECTOR | GAS-CC | WEST | 2007 | 90.6 | 84 | 84 | 84 | 84 | 84 | 84 | 84 | 84 | 84 | 84
268 | QUAIL RUN ENERGY CTG 2 |  | QALSW_GT2 | ECTOR | GAS-CC | WEST | 2007 | 90.6 | 86 | 86 | 86 | 86 | 86 | 86 | 86 | 86 | 86 | 86
269 | QUAIL RUN ENERGY CTG 3 |  | QALSW_GT3 | ECTOR | GAS-CC | WEST | 2008 | 90.6 | 81 | 81 | 81 | 81 | 81 | 81 | 81 | 81 | 81 | 81
270 | QUAIL RUN ENERGY CTG 4 |  | QALSW_GT4 | ECTOR | GAS-CC | WEST | 2008 | 90.6 | 81 | 81 | 81 | 81 | 81 | 81 | 81 | 81 | 81 | 81
271 | QUAIL RUN ENERGY STG 1 |  | QALSW_STG1 | ECTOR | GAS-CC | WEST | 2007 | 98.1 | 98 | 98 | 98 | 98 | 98 | 98 | 98 | 98 | 98 | 98
272 | QUAIL RUN ENERGY STG 2 |  | QALSW_STG2 | ECTOR | GAS-CC | WEST | 2008 | 98.1 | 98 | 98 | 98 | 98 | 98 | 98 | 98 | 98 | 98 | 98
273 | R W MILLER CTG 4 |  | MIL_MILLERG4 | PALO PINTO | GAS-GT | NORTH | 1994 | 115.25 | 116 | 116 | 116 | 116 | 116 | 116 | 116 | 116 | 116 | 116
274 | R W MILLER CTG 5 |  | MIL_MILLERG5 | PALO PINTO | GAS-GT | NORTH | 1994 | 115.25 | 116 | 116 | 116 | 116 | 116 | 116 | 116 | 116 | 116 | 116
275 | R W MILLER STG 1 |  | MIL_MILLERG1 | PALO PINTO | GAS-ST | NORTH | 1968 | 74.98 | 75 | 75 | 75 | 75 | 75 | 75 | 75 | 75 | 75 | 75
276 | R W MILLER STG 2 |  | MIL_MILLERG2 | PALO PINTO | GAS-ST | NORTH | 1972 | 120 | 120 | 120 | 120 | 120 | 120 | 120 | 120 | 120 | 120 | 120
277 | R W MILLER STG 3 |  | MIL_MILLERG3 | PALO PINTO | GAS-ST | NORTH | 1975 | 216.01 | 208 | 208 | 208 | 208 | 208 | 208 | 208 | 208 | 208 | 208
278 | RAY OLINGER CTG 4 |  | OLINGR_OLING_4 | COLLIN | GAS-GT | NORTH | 2001 | 95 | 95 | 95 | 95 | 95 | 95 | 95 | 95 | 95 | 95 | 95
279 | RAY OLINGER STG 2 |  | OLINGR_OLING_2 | COLLIN | GAS-ST | NORTH | 1971 | 113.64 | 107 | 107 | 107 | 107 | 107 | 107 | 107 | 107 | 107 | 107
280 | RAY OLINGER STG 3 |  | OLINGR_OLING_3 | COLLIN | GAS-ST | NORTH | 1975 | 156.6 | 146 | 146 | 146 | 146 | 146 | 146 | 146 | 146 | 146 | 146
281 | RABBS POWER STATION U1 |  | RAB_UNIT1 | FORT BEND | GAS-GT | HOUSTON | 2022 | 60.5 | 49.8 | 49.8 | 49.8 | 49.8 | 49.8 | 49.8 | 49.8 | 49.8 | 49.8 | 49.8
282 | RABBS POWER STATION U2 |  | RAB_UNIT2 | FORT BEND | GAS-GT | HOUSTON | 2022 | 60.5 | 49.8 | 49.8 | 49.8 | 49.8 | 49.8 | 49.8 | 49.8 | 49.8 | 49.8 | 49.8
283 | RABBS POWER STATION U3 |  | RAB_UNIT3 | FORT BEND | GAS-GT | HOUSTON | 2022 | 60.5 | 49.8 | 49.8 | 49.8 | 49.8 | 49.8 | 49.8 | 49.8 | 49.8 | 49.8 | 49.8
284 | RABBS POWER STATION U4 |  | RAB_UNIT4 | FORT BEND | GAS-GT | HOUSTON | 2022 | 60.5 | 49.8 | 49.8 | 49.8 | 49.8 | 49.8 | 49.8 | 49.8 | 49.8 | 49.8 | 49.8
285 | RABBS POWER STATION U5 |  | RAB_UNIT5 | FORT BEND | GAS-GT | HOUSTON | 2022 | 60.5 | 49.8 | 49.8 | 49.8 | 49.8 | 49.8 | 49.8 | 49.8 | 49.8 | 49.8 | 49.8
286 | RABBS POWER STATION U6 |  | RAB_UNIT6 | FORT BEND | GAS-GT | HOUSTON | 2022 | 60.5 | 49.8 | 49.8 | 49.8 | 49.8 | 49.8 | 49.8 | 49.8 | 49.8 | 49.8 | 49.8
287 | RABBS POWER STATION U7 |  | RAB_UNIT7 | FORT BEND | GAS-GT | HOUSTON | 2022 | 60.5 | 49.8 | 49.8 | 49.8 | 49.8 | 49.8 | 49.8 | 49.8 | 49.8 | 49.8 | 49.8
288 | RABBS POWER STATION U8 |  | RAB_UNIT8 | FORT BEND | GAS-GT | HOUSTON | 2022 | 60.5 | 49.8 | 49.8 | 49.8 | 49.8 | 49.8 | 49.8 | 49.8 | 49.8 | 49.8 | 49.8
289 | REDGATE IC A |  | REDGATE_AGR_A | HIDALGO | GAS-IC | SOUTH | 2016 | 56.28 | 56.3 | 56.3 | 56.3 | 56.3 | 56.3 | 56.3 | 56.3 | 56.3 | 56.3 | 56.3
290 | REDGATE IC B |  | REDGATE_AGR_B | HIDALGO | GAS-IC | SOUTH | 2016 | 56.28 | 56.3 | 56.3 | 56.3 | 56.3 | 56.3 | 56.3 | 56.3 | 56.3 | 56.3 | 56.3
291 | REDGATE IC C |  | REDGATE_AGR_C | HIDALGO | GAS-IC | SOUTH | 2016 | 56.28 | 56.3 | 56.3 | 56.3 | 56.3 | 56.3 | 56.3 | 56.3 | 56.3 | 56.3 | 56.3
292 | REDGATE IC D |  | REDGATE_AGR_D | HIDALGO | GAS-IC | SOUTH | 2016 | 56.28 | 56.3 | 56.3 | 56.3 | 56.3 | 56.3 | 56.3 | 56.3 | 56.3 | 56.3 | 56.3
293 | RIO NOGALES POWER CTG 1 |  | RIONOG_CT1 | GUADALUPE | GAS-CC | SOUTH | 2023 | 195 | 195 | 195 | 195 | 195 | 195 | 195 | 195 | 195 | 195 | 195
294 | RIO NOGALES POWER CTG 2 |  | RIONOG_CT2 | GUADALUPE | GAS-CC | SOUTH | 2002 | 193 | 193 | 193 | 193 | 193 | 193 | 193 | 193 | 193 | 193 | 193
295 | RIO NOGALES POWER CTG 3 |  | RIONOG_CT3 | GUADALUPE | GAS-CC | SOUTH | 2002 | 193 | 193 | 193 | 193 | 193 | 193 | 193 | 193 | 193 | 193 | 193
296 | RIO NOGALES POWER STG 4 |  | RIONOG_ST1 | GUADALUPE | GAS-CC | SOUTH | 2002 | 373.16 | 319 | 319 | 319 | 319 | 319 | 319 | 319 | 319 | 319 | 319
297 | SAM RAYBURN POWER CTG 7 |  | RAYBURN_RAYBURG7 | VICTORIA | GAS-CC | SOUTH | 2003 | 60.5 | 50 | 50 | 50 | 50 | 50 | 50 | 50 | 50 | 50 | 50
298 | SAM RAYBURN POWER CTG 8 |  | RAYBURN_RAYBURG8 | VICTORIA | GAS-CC | SOUTH | 2003 | 60.5 | 51 | 51 | 51 | 51 | 51 | 51 | 51 | 51 | 51 | 51
299 | SAM RAYBURN POWER CTG 9 |  | RAYBURN_RAYBURG9 | VICTORIA | GAS-CC | SOUTH | 2003 | 60.5 | 50 | 50 | 50 | 50 | 50 | 50 | 50 | 50 | 50 | 50
300 | SAM RAYBURN POWER STG 10 |  | RAYBURN_RAYBURG10 | VICTORIA | GAS-CC | SOUTH | 2003 | 41.98 | 40 | 40 | 40 | 40 | 40 | 40 | 40 | 40 | 40 | 40
301 | SAN JACINTO SES CTG 1 |  | SJS_SJS_G1 | HARRIS | GAS-GT | HOUSTON | 1995 | 88.23 | 87 | 87 | 87 | 87 | 87 | 87 | 87 | 87 | 87 | 87
302 | SAN JACINTO SES CTG 2 |  | SJS_SJS_G2 | HARRIS | GAS-GT | HOUSTON | 1995 | 88.23 | 87 | 87 | 87 | 87 | 87 | 87 | 87 | 87 | 87 | 87
303 | SANDHILL ENERGY CENTER CTG 1 |  | SANDHSYD_SH1 | TRAVIS | GAS-GT | SOUTH | 2001 | 60.5 | 48 | 48 | 48 | 48 | 48 | 48 | 48 | 48 | 48 | 48
304 | SANDHILL ENERGY CENTER CTG 2 |  | SANDHSYD_SH2 | TRAVIS | GAS-GT | SOUTH | 2001 | 60.5 | 48 | 48 | 48 | 48 | 48 | 48 | 48 | 48 | 48 | 48
305 | SANDHILL ENERGY CENTER CTG 3 |  | SANDHSYD_SH3 | TRAVIS | GAS-GT | SOUTH | 2001 | 60.5 | 48 | 48 | 48 | 48 | 48 | 48 | 48 | 48 | 48 | 48
306 | SANDHILL ENERGY CENTER CTG 4 |  | SANDHSYD_SH4 | TRAVIS | GAS-GT | SOUTH | 2001 | 60.5 | 48 | 48 | 48 | 48 | 48 | 48 | 48 | 48 | 48 | 48
307 | SANDHILL ENERGY CENTER CTG 5A |  | SANDHSYD_SH_5A | TRAVIS | GAS-CC | SOUTH | 2004 | 198.9 | 175 | 175 | 175 | 175 | 175 | 175 | 175 | 175 | 175 | 175
308 | SANDHILL ENERGY CENTER CTG 6 |  | SANDHSYD_SH6 | TRAVIS | GAS-GT | SOUTH | 2010 | 60.5 | 48 | 48 | 48 | 48 | 48 | 48 | 48 | 48 | 48 | 48
309 | SANDHILL ENERGY CENTER CTG 7 |  | SANDHSYD_SH7 | TRAVIS | GAS-GT | SOUTH | 2010 | 60.5 | 48 | 48 | 48 | 48 | 48 | 48 | 48 | 48 | 48 | 48
310 | SANDHILL ENERGY CENTER STG 5C |  | SANDHSYD_SH_5C | TRAVIS | GAS-CC | SOUTH | 2004 | 191 | 150 | 150 | 150 | 150 | 150 | 150 | 150 | 150 | 150 | 150
311 | SILAS RAY CTG 10 |  | SILASRAY_SILAS_10 | CAMERON | GAS-GT | COASTAL | 2004 | 60.5 | 46 | 46 | 46 | 46 | 46 | 46 | 46 | 46 | 46 | 46
312 | SILAS RAY POWER CTG 9 |  | SILASRAY_SILAS_9 | CAMERON | GAS-CC | COASTAL | 1996 | 50 | 49 | 49 | 49 | 49 | 49 | 49 | 49 | 49 | 49 | 49
313 | SILAS RAY POWER STG 6 |  | SILASRAY_SILAS_6 | CAMERON | GAS-CC | COASTAL | 1962 | 25 | 21 | 21 | 21 | 21 | 21 | 21 | 21 | 21 | 21 | 21
314 | SIM GIDEON STG 1 |  | GIDEON_GIDEONG1 | BASTROP | GAS-ST | SOUTH | 1965 | 136 | 130 | 130 | 130 | 130 | 130 | 130 | 130 | 130 | 130 | 130
315 | SIM GIDEON STG 2 |  | GIDEON_GIDEONG2 | BASTROP | GAS-ST | SOUTH | 1968 | 136 | 135 | 135 | 135 | 135 | 135 | 135 | 135 | 135 | 135 | 135
316 | SIM GIDEON STG 3 |  | GIDEON_GIDEONG3 | BASTROP | GAS-ST | SOUTH | 1972 | 351 | 340 | 340 | 340 | 340 | 340 | 340 | 340 | 340 | 340 | 340
317 | SKY GLOBAL POWER ONE IC A |  | SKY1_SKY1A | COLORADO | GAS-IC | SOUTH | 2016 | 26.7 | 26.7 | 26.7 | 26.7 | 26.7 | 26.7 | 26.7 | 26.7 | 26.7 | 26.7 | 26.7
318 | SKY GLOBAL POWER ONE IC B |  | SKY1_SKY1B | COLORADO | GAS-IC | SOUTH | 2016 | 26.7 | 26.7 | 26.7 | 26.7 | 26.7 | 26.7 | 26.7 | 26.7 | 26.7 | 26.7 | 26.7
319 | STRYKER CREEK STG 1 |  | SCSES_UNIT1A | CHEROKEE | GAS-ST | NORTH | 1958 | 177 | 167 | 167 | 167 | 167 | 167 | 167 | 167 | 167 | 167 | 167
320 | STRYKER CREEK STG 2 |  | SCSES_UNIT2 | CHEROKEE | GAS-ST | NORTH | 1965 | 502 | 502 | 502 | 502 | 502 | 502 | 502 | 502 | 502 | 502 | 502
321 | T H WHARTON CTG 1 |  | THW_THWGT_1 | HARRIS | GAS-GT | HOUSTON | 1967 | 16.32 | 16 | 16 | 16 | 16 | 16 | 16 | 16 | 16 | 16 | 16
322 | T H WHARTON POWER CTG 31 |  | THW_THWGT31 | HARRIS | GAS-CC | HOUSTON | 1972 | 69 | 69 | 69 | 69 | 69 | 69 | 69 | 69 | 69 | 69 | 69
323 | T H WHARTON POWER CTG 32 |  | THW_THWGT32 | HARRIS | GAS-CC | HOUSTON | 1972 | 69 | 69 | 69 | 69 | 69 | 69 | 69 | 69 | 69 | 69 | 69
324 | T H WHARTON POWER CTG 33 |  | THW_THWGT33 | HARRIS | GAS-CC | HOUSTON | 1972 | 69 | 69 | 69 | 69 | 69 | 69 | 69 | 69 | 69 | 69 | 69
325 | T H WHARTON POWER CTG 34 |  | THW_THWGT34 | HARRIS | GAS-CC | HOUSTON | 1972 | 69 | 69 | 69 | 69 | 69 | 69 | 69 | 69 | 69 | 69 | 69
326 | T H WHARTON POWER CTG 41 |  | THW_THWGT41 | HARRIS | GAS-CC | HOUSTON | 1972 | 69 | 69 | 69 | 69 | 69 | 69 | 69 | 69 | 69 | 69 | 69
327 | T H WHARTON POWER CTG 42 |  | THW_THWGT42 | HARRIS | GAS-CC | HOUSTON | 1972 | 69 | 69 | 69 | 69 | 69 | 69 | 69 | 69 | 69 | 69 | 69
328 | T H WHARTON POWER CTG 43 |  | THW_THWGT43 | HARRIS | GAS-CC | HOUSTON | 1974 | 69 | 69 | 69 | 69 | 69 | 69 | 69 | 69 | 69 | 69 | 69
329 | T H WHARTON POWER CTG 44 |  | THW_THWGT44 | HARRIS | GAS-CC | HOUSTON | 1974 | 69 | 69 | 69 | 69 | 69 | 69 | 69 | 69 | 69 | 69 | 69
330 | T H WHARTON POWER CTG 51 |  | THW_THWGT51 | HARRIS | GAS-GT | HOUSTON | 1975 | 85 | 65 | 65 | 65 | 65 | 65 | 65 | 65 | 65 | 65 | 65
331 | T H WHARTON POWER CTG 52 |  | THW_THWGT52 | HARRIS | GAS-GT | HOUSTON | 1975 | 85 | 65 | 65 | 65 | 65 | 65 | 65 | 65 | 65 | 65 | 65
332 | T H WHARTON POWER CTG 53 |  | THW_THWGT53 | HARRIS | GAS-GT | HOUSTON | 1975 | 85 | 65 | 65 | 65 | 65 | 65 | 65 | 65 | 65 | 65 | 65
333 | T H WHARTON POWER CTG 54 |  | THW_THWGT54 | HARRIS | GAS-GT | HOUSTON | 1975 | 85 | 65 | 65 | 65 | 65 | 65 | 65 | 65 | 65 | 65 | 65
334 | T H WHARTON POWER CTG 55 |  | THW_THWGT55 | HARRIS | GAS-GT | HOUSTON | 1975 | 85 | 65 | 65 | 65 | 65 | 65 | 65 | 65 | 65 | 65 | 65
335 | T H WHARTON POWER CTG 56 |  | THW_THWGT56 | HARRIS | GAS-GT | HOUSTON | 1975 | 85 | 65 | 65 | 65 | 65 | 65 | 65 | 65 | 65 | 65 | 65
336 | T H WHARTON POWER STG 3 |  | THW_THWST_3 | HARRIS | GAS-CC | HOUSTON | 1974 | 113.1 | 110 | 110 | 110 | 110 | 110 | 110 | 110 | 110 | 110 | 110
337 | T H WHARTON POWER STG 4 |  | THW_THWST_4 | HARRIS | GAS-CC | HOUSTON | 1974 | 113.1 | 110 | 110 | 110 | 110 | 110 | 110 | 110 | 110 | 110 | 110
338 | TEXAS CITY POWER CTG A |  | TXCTY_CTA | GALVESTON | GAS-CC | HOUSTON | 2000 | 129.06 | 102.4 | 102.4 | 102.4 | 102.4 | 102.4 | 102.4 | 102.4 | 102.4 | 102.4 | 102.4
339 | TEXAS CITY POWER CTG B |  | TXCTY_CTB | GALVESTON | GAS-CC | HOUSTON | 2000 | 129.06 | 102.4 | 102.4 | 102.4 | 102.4 | 102.4 | 102.4 | 102.4 | 102.4 | 102.4 | 102.4
340 | TEXAS CITY POWER CTG C |  | TXCTY_CTC | GALVESTON | GAS-CC | HOUSTON | 2000 | 129.06 | 102.4 | 102.4 | 102.4 | 102.4 | 102.4 | 102.4 | 102.4 | 102.4 | 102.4 | 102.4
341 | TEXAS CITY POWER STG |  | TXCTY_ST | GALVESTON | GAS-CC | HOUSTON | 2000 | 143.65 | 131.5 | 131.5 | 131.5 | 131.5 | 131.5 | 131.5 | 131.5 | 131.5 | 131.5 | 131.5
342 | TEXAS GULF SULPHUR CTG 1 | 24INR0605 | TGS_GT01 | WHARTON | GAS-GT | SOUTH | 1985 | 94 | 77.9 | 77.9 | 77.9 | 77.9 | 77.9 | 77.9 | 77.9 | 77.9 | 77.9 | 77.9
343 | TRINIDAD STG 6 |  | TRSES_UNIT6 | HENDERSON | GAS-ST | NORTH | 1965 | 239 | 235 | 235 | 235 | 235 | 235 | 235 | 235 | 235 | 235 | 235
344 | TOPAZ POWER PLANT U1 |  | TOPAZ_UNIT1 | GALVESTON | GAS-GT | HOUSTON | 2021 | 60.5 | 49.8 | 49.8 | 49.8 | 49.8 | 49.8 | 49.8 | 49.8 | 49.8 | 49.8 | 49.8
345 | TOPAZ POWER PLANT U2 |  | TOPAZ_UNIT2 | GALVESTON | GAS-GT | HOUSTON | 2021 | 60.5 | 49.8 | 49.8 | 49.8 | 49.8 | 49.8 | 49.8 | 49.8 | 49.8 | 49.8 | 49.8
346 | TOPAZ POWER PLANT U3 |  | TOPAZ_UNIT3 | GALVESTON | GAS-GT | HOUSTON | 2021 | 60.5 | 49.8 | 49.8 | 49.8 | 49.8 | 49.8 | 49.8 | 49.8 | 49.8 | 49.8 | 49.8
347 | TOPAZ POWER PLANT U4 |  | TOPAZ_UNIT4 | GALVESTON | GAS-GT | HOUSTON | 2021 | 60.5 | 49.8 | 49.8 | 49.8 | 49.8 | 49.8 | 49.8 | 49.8 | 49.8 | 49.8 | 49.8
348 | TOPAZ POWER PLANT U5 |  | TOPAZ_UNIT5 | GALVESTON | GAS-GT | HOUSTON | 2021 | 60.5 | 49.8 | 49.8 | 49.8 | 49.8 | 49.8 | 49.8 | 49.8 | 49.8 | 49.8 | 49.8
349 | TOPAZ POWER PLANT U6 |  | TOPAZ_UNIT6 | GALVESTON | GAS-GT | HOUSTON | 2021 | 60.5 | 49.8 | 49.8 | 49.8 | 49.8 | 49.8 | 49.8 | 49.8 | 49.8 | 49.8 | 49.8
350 | TOPAZ POWER PLANT U7 |  | TOPAZ_UNIT7 | GALVESTON | GAS-GT | HOUSTON | 2021 | 60.5 | 49.8 | 49.8 | 49.8 | 49.8 | 49.8 | 49.8 | 49.8 | 49.8 | 49.8 | 49.8
351 | TOPAZ POWER PLANT U8 |  | TOPAZ_UNIT8 | GALVESTON | GAS-GT | HOUSTON | 2021 | 60.5 | 49.8 | 49.8 | 49.8 | 49.8 | 49.8 | 49.8 | 49.8 | 49.8 | 49.8 | 49.8
352 | TOPAZ POWER PLANT U9 |  | TOPAZ_UNIT9 | GALVESTON | GAS-GT | HOUSTON | 2021 | 60.5 | 49.8 | 49.8 | 49.8 | 49.8 | 49.8 | 49.8 | 49.8 | 49.8 | 49.8 | 49.8
353 | TOPAZ POWER PLANT U10 |  | TOPAZ_UNIT10 | GALVESTON | GAS-GT | HOUSTON | 2021 | 60.5 | 49.8 | 49.8 | 49.8 | 49.8 | 49.8 | 49.8 | 49.8 | 49.8 | 49.8 | 49.8
354 | V H BRAUNIG CTG 5 |  | BRAUNIG_VHB6CT5 | BEXAR | GAS-GT | SOUTH | 2009 | 64.5 | 48 | 48 | 48 | 48 | 48 | 48 | 48 | 48 | 48 | 48
355 | V H BRAUNIG CTG 6 |  | BRAUNIG_VHB6CT6 | BEXAR | GAS-GT | SOUTH | 2009 | 64.5 | 48 | 48 | 48 | 48 | 48 | 48 | 48 | 48 | 48 | 48
356 | V H BRAUNIG CTG 7 |  | BRAUNIG_VHB6CT7 | BEXAR | GAS-GT | SOUTH | 2009 | 64.5 | 48 | 48 | 48 | 48 | 48 | 48 | 48 | 48 | 48 | 48
357 | V H BRAUNIG CTG 8 |  | BRAUNIG_VHB6CT8 | BEXAR | GAS-GT | SOUTH | 2009 | 64.5 | 47 | 47 | 47 | 47 | 47 | 47 | 47 | 47 | 47 | 47
358 | V H BRAUNIG STG 1 |  | BRAUNIG_VHB1 | BEXAR | GAS-ST | SOUTH | 1966 | 225 | 217 | 217 | 217 | 217 | 217 | 217 | 217 | 217 | 217 | 217
359 | V H BRAUNIG STG 2 |  | BRAUNIG_VHB2 | BEXAR | GAS-ST | SOUTH | 1968 | 240 | 230 | 230 | 230 | 230 | 230 | 230 | 230 | 230 | 230 | 230
360 | V H BRAUNIG STG 3 |  | BRAUNIG_VHB3 | BEXAR | GAS-ST | SOUTH | 1970 | 420 | 412 | 412 | 412 | 412 | 412 | 412 | 412 | 412 | 412 | 412
361 | VICTORIA CITY (CITYVICT) CTG 1 |  | CITYVICT_CTG01 | VICTORIA | GAS-GT | SOUTH | 2020 | 60.5 | 49.8 | 49.8 | 49.8 | 49.8 | 49.8 | 49.8 | 49.8 | 49.8 | 49.8 | 49.8
362 | VICTORIA CITY (CITYVICT) CTG 2 |  | CITYVICT_CTG02 | VICTORIA | GAS-GT | SOUTH | 2020 | 60.5 | 49.8 | 49.8 | 49.8 | 49.8 | 49.8 | 49.8 | 49.8 | 49.8 | 49.8 | 49.8
363 | VICTORIA PORT (VICTPORT) CTG 1 |  | VICTPORT_CTG01 | VICTORIA | GAS-GT | SOUTH | 2019 | 60.5 | 49.8 | 49.8 | 49.8 | 49.8 | 49.8 | 49.8 | 49.8 | 49.8 | 49.8 | 49.8
364 | VICTORIA PORT (VICTPORT) CTG 2 |  | VICTPORT_CTG02 | VICTORIA | GAS-GT | SOUTH | 2019 | 60.5 | 49.8 | 49.8 | 49.8 | 49.8 | 49.8 | 49.8 | 49.8 | 49.8 | 49.8 | 49.8
365 | VICTORIA POWER CTG 6 |  | VICTORIA_VICTORG6 | VICTORIA | GAS-CC | SOUTH | 2009 | 196.86 | 171 | 171 | 171 | 171 | 171 | 171 | 171 | 171 | 171 | 171
366 | VICTORIA POWER STG 5 |  | VICTORIA_VICTORG5 | VICTORIA | GAS-CC | SOUTH | 2009 | 180.2 | 132 | 132 | 132 | 132 | 132 | 132 | 132 | 132 | 132 | 132
367 | W A PARISH CTG 1 |  | WAP_WAPGT_1 | FORT BEND | GAS-GT | HOUSTON | 1967 | 16.32 | 13 | 13 | 13 | 13 | 13 | 13 | 13 | 13 | 13 | 13
368 | W A PARISH STG 1 |  | WAP_WAP_G1 | FORT BEND | GAS-ST | HOUSTON | 1958 | 187.85 | 169 | 169 | 169 | 169 | 169 | 169 | 169 | 169 | 169 | 169
369 | W A PARISH STG 2 |  | WAP_WAP_G2 | FORT BEND | GAS-ST | HOUSTON | 1958 | 187.85 | 169 | 169 | 169 | 169 | 169 | 169 | 169 | 169 | 169 | 169
370 | W A PARISH STG 3 |  | WAP_WAP_G3 | FORT BEND | GAS-ST | HOUSTON | 1961 | 299.2 | 258 | 258 | 258 | 258 | 258 | 258 | 258 | 258 | 258 | 258
371 | W A PARISH STG 4 |  | WAP_WAP_G4 | FORT BEND | GAS-ST | HOUSTON | 1968 | 580.5 | 552 | 552 | 552 | 552 | 552 | 552 | 552 | 552 | 552 | 552
372 | WICHITA FALLS CTG 1 |  | WFCOGEN_UNIT1 | WICHITA | GAS-CC | WEST | 1987 | 20 | 20 | 20 | 20 | 20 | 20 | 20 | 20 | 20 | 20 | 20
373 | WICHITA FALLS CTG 2 |  | WFCOGEN_UNIT2 | WICHITA | GAS-CC | WEST | 1987 | 20 | 20 | 20 | 20 | 20 | 20 | 20 | 20 | 20 | 20 | 20
374 | WICHITA FALLS CTG 3 |  | WFCOGEN_UNIT3 | WICHITA | GAS-CC | WEST | 1987 | 20 | 20 | 20 | 20 | 20 | 20 | 20 | 20 | 20 | 20 | 20
375 | WINCHESTER POWER PARK CTG 1 |  | WIPOPA_WPP_G1 | FAYETTE | GAS-GT | SOUTH | 2009 | 60.5 | 46 | 46 | 46 | 46 | 46 | 46 | 46 | 46 | 46 | 46
376 | WINCHESTER POWER PARK CTG 2 |  | WIPOPA_WPP_G2 | FAYETTE | GAS-GT | SOUTH | 2009 | 60.5 | 46 | 46 | 46 | 46 | 46 | 46 | 46 | 46 | 46 | 46
377 | WINCHESTER POWER PARK CTG 3 |  | WIPOPA_WPP_G3 | FAYETTE | GAS-GT | SOUTH | 2009 | 60.5 | 46 | 46 | 46 | 46 | 46 | 46 | 46 | 46 | 46 | 46
378 | WINCHESTER POWER PARK CTG 4 |  | WIPOPA_WPP_G4 | FAYETTE | GAS-GT | SOUTH | 2009 | 60.5 | 46 | 46 | 46 | 46 | 46 | 46 | 46 | 46 | 46 | 46
379 | WISE-TRACTEBEL POWER CTG 1 | 20INR0286 | WCPP_CT1 | WISE | GAS-CC | NORTH | 2004 | 275 | 263.8 | 263.8 | 263.8 | 263.8 | 263.8 | 263.8 | 263.8 | 263.8 | 263.8 | 263.8
380 | WISE-TRACTEBEL POWER CTG 2 | 20INR0286 | WCPP_CT2 | WISE | GAS-CC | NORTH | 2004 | 275 | 263.8 | 263.8 | 263.8 | 263.8 | 263.8 | 263.8 | 263.8 | 263.8 | 263.8 | 263.8
381 | WISE-TRACTEBEL POWER STG 1 | 20INR0286 | WCPP_ST1 | WISE | GAS-CC | NORTH | 2004 | 298 | 298 | 298 | 298 | 298 | 298 | 298 | 298 | 298 | 298 | 298
382 | WOLF HOLLOW POWER CTG 1 |  | WHCCS_CT1 | HOOD | GAS-CC | NORTH | 2002 | 264.5 | 240.4 | 240.4 | 240.4 | 240.4 | 240.4 | 240.4 | 240.4 | 240.4 | 240.4 | 240.4
383 | WOLF HOLLOW POWER CTG 2 |  | WHCCS_CT2 | HOOD | GAS-CC | NORTH | 2002 | 264.5 | 235.4 | 235.4 | 235.4 | 235.4 | 235.4 | 235.4 | 235.4 | 235.4 | 235.4 | 235.4
384 | WOLF HOLLOW POWER STG |  | WHCCS_STG | HOOD | GAS-CC | NORTH | 2002 | 300 | 269 | 269 | 269 | 269 | 269 | 269 | 269 | 269 | 269 | 269
385 | WOLF HOLLOW 2 CTG 4 |  | WHCCS2_CT4 | HOOD | GAS-CC | NORTH | 2017 | 360 | 353.3 | 353.3 | 353.3 | 353.3 | 353.3 | 353.3 | 353.3 | 353.3 | 353.3 | 353.3
386 | WOLF HOLLOW 2 CTG 5 |  | WHCCS2_CT5 | HOOD | GAS-CC | NORTH | 2017 | 360 | 354.6 | 354.6 | 354.6 | 354.6 | 354.6 | 354.6 | 354.6 | 354.6 | 354.6 | 354.6
387 | WOLF HOLLOW 2 STG 6 |  | WHCCS2_STG6 | HOOD | GAS-CC | NORTH | 2017 | 511.2 | 473.1 | 473.1 | 473.1 | 473.1 | 473.1 | 473.1 | 473.1 | 473.1 | 473.1 | 473.1
388 | NACOGDOCHES POWER |  | NACPW_UNIT1 | NACOGDOCHES | BIOMASS | NORTH | 2012 | 116.45 | 105 | 105 | 105 | 105 | 105 | 105 | 105 | 105 | 105 | 105
389 | BIOENERGY AUSTIN-WALZEM RD LFG |  | DG_WALZE_4UNITS | BEXAR | BIOMASS | SOUTH | 2002 | 9.8 | 9.8 | 9.8 | 9.8 | 9.8 | 9.8 | 9.8 | 9.8 | 9.8 | 9.8 | 9.8
390 | BIOENERGY TEXAS-COVEL GARDENS LFG |  | DG_MEDIN_1UNIT | BEXAR | BIOMASS | SOUTH | 2005 | 9.6 | 9.6 | 9.6 | 9.6 | 9.6 | 9.6 | 9.6 | 9.6 | 9.6 | 9.6 | 9.6
391 | FARMERS BRANCH LANDFILL GAS TO ENERGY |  | DG_HBR_2UNITS | DENTON | BIOMASS | NORTH | 2011 | 3.2 | 3.2 | 3.2 | 3.2 | 3.2 | 3.2 | 3.2 | 3.2 | 3.2 | 3.2 | 3.2
392 | GRAND PRAIRIE LFG |  | DG_TRIRA_1UNIT | DALLAS | BIOMASS | NORTH | 2015 | 4 | 4 | 4 | 4 | 4 | 4 | 4 | 4 | 4 | 4 | 4
393 | NELSON GARDENS LFG |  | DG_78252_4UNITS | BEXAR | BIOMASS | SOUTH | 2013 | 4.2 | 4.2 | 4.2 | 4.2 | 4.2 | 4.2 | 4.2 | 4.2 | 4.2 | 4.2 | 4.2
394 | WM RENEWABLE-AUSTIN LFG |  | DG_SPRIN_4UNITS | TRAVIS | BIOMASS | SOUTH | 2007 | 6.4 | 6.4 | 6.4 | 6.4 | 6.4 | 6.4 | 6.4 | 6.4 | 6.4 | 6.4 | 6.4
395 | WM RENEWABLE-BIOENERGY PARTNERS LFG |  | DG_BIOE_2UNITS | DENTON | BIOMASS | NORTH | 1988 | 6.2 | 6.2 | 6.2 | 6.2 | 6.2 | 6.2 | 6.2 | 6.2 | 6.2 | 6.2 | 6.2
396 | WM RENEWABLE-DFW GAS RECOVERY LFG |  | DG_BIO2_4UNITS | DENTON | BIOMASS | NORTH | 2009 | 6.4 | 6.4 | 6.4 | 6.4 | 6.4 | 6.4 | 6.4 | 6.4 | 6.4 | 6.4 | 6.4
397 | WM RENEWABLE-MESQUITE CREEK LFG |  | DG_FREIH_2UNITS | COMAL | BIOMASS | SOUTH | 2011 | 3.2 | 3.2 | 3.2 | 3.2 | 3.2 | 3.2 | 3.2 | 3.2 | 3.2 | 3.2 | 3.2
398 | WM RENEWABLE-WESTSIDE LFG |  | DG_WSTHL_3UNITS | PARKER | BIOMASS | NORTH | 2010 | 4.8 | 4.8 | 4.8 | 4.8 | 4.8 | 4.8 | 4.8 | 4.8 | 4.8 | 4.8 | 4.8
399 | Operational Capacity Total (Nuclear, Coal, Gas, Biomass) | [6 empty] | 74868.04 | 70007.5 | 70007.5 | 70007.5 | 70007.5 | 70007.5 | 70007.5 | 70007.5 | 70007.5 | 70007.5 | 70007.5
400
401 | Operational Resources - Synchronized but not Approved for Commercial Operations (Thermal)
402 | Operational Capacity - Synchronized but not Approved for Commercial Operations Total (Nuclear, Coal, Gas, Biomass) | [6 empty] | 0 | 0 | 0 | 0 | 0 | 0 | 0 | 0 | 0 | 0 | 0
403
404 | Operational Capacity Thermal Unavailable due to Extended Outage or Derate |  | THERMAL_UNAVAIL |  | STORAGE |  |  | -101.7 | 0 | 0 | 0 | 0 | 0 | 0 | 0 | 0 | 0 | 0
405 | Operational Capacity Thermal Total |  | THERMAL_OPERATIONAL |  |  |  |  | 74766.34 | 70007.5 | 70007.5 | 70007.5 | 70007.5 | 70007.5 | 70007.5 | 70007.5 | 70007.5 | 70007.5 | 70007.5
406
407 | Operational Resources (Hydro)
408 | AMISTAD HYDRO 1 |  | AMISTAD_AMISTAG1 | VAL VERDE | HYDRO | WEST | 1983 | 37.9 | 37.9 | 37.9 | 37.9 | 37.9 | 37.9 | 37.9 | 37.9 | 37.9 | 37.9 | 37.9
409 | AMISTAD HYDRO 2 |  | AMISTAD_AMISTAG2 | VAL VERDE | HYDRO | WEST | 1983 | 37.9 | 37.9 | 37.9 | 37.9 | 37.9 | 37.9 | 37.9 | 37.9 | 37.9 | 37.9 | 37.9
410 | AUSTIN HYDRO 1 |  | AUSTPL_AUSTING1 | TRAVIS | HYDRO | SOUTH | 1940 | 9 | 8 | 8 | 8 | 8 | 8 | 8 | 8 | 8 | 8 | 8
411 | AUSTIN HYDRO 2 |  | AUSTPL_AUSTING2 | TRAVIS | HYDRO | SOUTH | 1940 | 9 | 9 | 9 | 9 | 9 | 9 | 9 | 9 | 9 | 9 | 9
412 | BUCHANAN HYDRO 1 |  | BUCHAN_BUCHANG1 | LLANO | HYDRO | SOUTH | 1938 | 18.3 | 16 | 16 | 16 | 16 | 16 | 16 | 16 | 16 | 16 | 16
413 | BUCHANAN HYDRO 2 |  | BUCHAN_BUCHANG2 | LLANO | HYDRO | SOUTH | 1938 | 18.3 | 16 | 16 | 16 | 16 | 16 | 16 | 16 | 16 | 16 | 16
414 | BUCHANAN HYDRO 3 |  | BUCHAN_BUCHANG3 | LLANO | HYDRO | SOUTH | 1950 | 18.3 | 17 | 17 | 17 | 17 | 17 | 17 | 17 | 17 | 17 | 17
415 | DENISON DAM 1 |  | DNDAM_DENISOG1 | GRAYSON | HYDRO | NORTH | 1944 | 50.8 | 49.5 | 49.5 | 49.5 | 49.5 | 49.5 | 49.5 | 49.5 | 49.5 | 49.5 | 49.5
416 | DENISON DAM 2 |  | DNDAM_DENISOG2 | GRAYSON | HYDRO | NORTH | 1948 | 50.8 | 49.5 | 49.5 | 49.5 | 49.5 | 49.5 | 49.5 | 49.5 | 49.5 | 49.5 | 49.5
417 | EAGLE PASS HYDRO |  | EAGLE_HY_EAGLE_HY1 | MAVERICK | HYDRO | SOUTH | 2005 | 9.6 | 9.6 | 9.6 | 9.6 | 9.6 | 9.6 | 9.6 | 9.6 | 9.6 | 9.6 | 9.6
418 | FALCON HYDRO 1 |  | FALCON_FALCONG1 | STARR | HYDRO | SOUTH | 1954 | 12 | 12 | 12 | 12 | 12 | 12 | 12 | 12 | 12 | 12 | 12
419 | FALCON HYDRO 2 |  | FALCON_FALCONG2 | STARR | HYDRO | SOUTH | 1954 | 12 | 12 | 12 | 12 | 12 | 12 | 12 | 12 | 12 | 12 | 12
420 | FALCON HYDRO 3 |  | FALCON_FALCONG3 | STARR | HYDRO | SOUTH | 1954 | 12 | 12 | 12 | 12 | 12 | 12 | 12 | 12 | 12 | 12 | 12
421 | GRANITE SHOALS HYDRO 1 |  | WIRTZ_WIRTZ_G1 | BURNET | HYDRO | SOUTH | 1951 | 29 | 29 | 29 | 29 | 29 | 29 | 29 | 29 | 29 | 29 | 29
422 | GRANITE SHOALS HYDRO 2 |  | WIRTZ_WIRTZ_G2 | BURNET | HYDRO | SOUTH | 1951 | 29 | 29 | 29 | 29 | 29 | 29 | 29 | 29 | 29 | 29 | 29
423 | GUADALUPE BLANCO RIVER AUTH-CANYON |  | CANYHY_CANYHYG1 | COMAL | HYDRO | SOUTH | 1989 | 6 | 6 | 6 | 6 | 6 | 6 | 6 | 6 | 6 | 6 | 6
424 | INKS HYDRO 1 |  | INKSDA_INKS_G1 | LLANO | HYDRO | SOUTH | 1938 | 15 | 14 | 14 | 14 | 14 | 14 | 14 | 14 | 14 | 14 | 14
425 | MARBLE FALLS HYDRO 1 |  | MARBFA_MARBFAG1 | BURNET | HYDRO | SOUTH | 1951 | 21 | 21 | 21 | 21 | 21 | 21 | 21 | 21 | 21 | 21 | 21
426 | MARBLE FALLS HYDRO 2 |  | MARBFA_MARBFAG2 | BURNET | HYDRO | SOUTH | 1951 | 19.8 | 20 | 20 | 20 | 20 | 20 | 20 | 20 | 20 | 20 | 20
427 | MARSHALL FORD HYDRO 1 |  | MARSFO_MARSFOG1 | TRAVIS | HYDRO | SOUTH | 1941 | 36 | 36 | 36 | 36 | 36 | 36 | 36 | 36 | 36 | 36 | 36
428 | MARSHALL FORD HYDRO 2 |  | MARSFO_MARSFOG2 | TRAVIS | HYDRO | SOUTH | 1941 | 36 | 36 | 36 | 36 | 36 | 36 | 36 | 36 | 36 | 36 | 36
429 | MARSHALL FORD HYDRO 3 |  | MARSFO_MARSFOG3 | TRAVIS | HYDRO | SOUTH | 1941 | 36 | 36 | 36 | 36 | 36 | 36 | 36 | 36 | 36 | 36 | 36
430 | WHITNEY DAM HYDRO |  | WND_WHITNEY1 | BOSQUE | HYDRO | NORTH | 1953 | 22 | 22 | 22 | 22 | 22 | 22 | 22 | 22 | 22 | 22 | 22
431 | WHITNEY DAM HYDRO 2 |  | WND_WHITNEY2 | BOSQUE | HYDRO | NORTH | 1953 | 22 | 22 | 22 | 22 | 22 | 22 | 22 | 22 | 22 | 22 | 22
432 | Operational Capacity Total (Hydro) | [6 empty] | 567.7 | 557.4 | 557.4 | 557.4 | 557.4 | 557.4 | 557.4 | 557.4 | 557.4 | 557.4 | 557.4
433 | Hydro Capacity Contribution (Top 20 Hours) |  | HYDRO_CAP_CONT |  |  |  |  | 567.7 | 405 | 405 | 405 | 405 | 405 | 405 | 405 | 405 | 405 | 405
434
435 | Operational Hydro Resources, Settlement Only Distributed Generators (SODGs)
436 | ARLINGTON OUTLET HYDROELECTRIC FACILITY |  | DG_OAKHL_1UNIT | TARRANT | HYDRO | NORTH | 2014 | 1.4 | 1.4 | 1.4 | 1.4 | 1.4 | 1.4 | 1.4 | 1.4 | 1.4 | 1.4 | 1.4
437 | GUADALUPE BLANCO RIVER AUTH-MCQUEENEY |  | DG_MCQUE_5UNITS | GUADALUPE | HYDRO | SOUTH | 1928 | 7.7 | 7.7 | 7.7 | 7.7 | 7.7 | 7.7 | 7.7 | 7.7 | 7.7 | 7.7 | 7.7
438 | GUADALUPE BLANCO RIVER AUTH-SCHUMANSVILLE |  | DG_SCHUM_2UNITS | GUADALUPE | HYDRO | SOUTH | 1928 | 3.6 | 3.6 | 3.6 | 3.6 | 3.6 | 3.6 | 3.6 | 3.6 | 3.6 | 3.6 | 3.6
439 | LEWISVILLE HYDRO-CITY OF GARLAND |  | DG_LWSVL_1UNIT | DENTON | HYDRO | NORTH | 1991 | 2.2 | 2.2 | 2.2 | 2.2 | 2.2 | 2.2 | 2.2 | 2.2 | 2.2 | 2.2 | 2.2
440 | Operational Hydro Resources Total, Settlement Only Distributed Generators (SODGs) | [6 empty] | 14.9 | 14.9 | 14.9 | 14.9 | 14.9 | 14.9 | 14.9 | 14.9 | 14.9 | 14.9 | 14.9
441 | Hydro SODG Capacity Contribution (Highest 20 Peak Load Hours) |  | DG_HYDRO_CAP_CONT |  |  |  |  | 14.9 | 10.8262 | 10.8262 | 10.8262 | 10.8262 | 10.8262 | 10.8262 | 10.8262 | 10.8262 | 10.8262 | 10.8262
442
443 | Operational Capacity Hydroelectric Unavailable due to Extended Outage or Derate |  | HYDRO_UNAVAIL |  |  |  |  | -6 | -4.3595 | -4.3595 | -4.3595 | -4.3595 | -4.3595 | -4.3595 | -4.3595 | -4.3595 | -4.3595 | -4.3595
444 | Operational Capacity Hydroelectric Total |  | HYDRO_OPERATIONAL |  |  |  |  | 576.6 | 411.4666 | 411.4666 | 411.4666 | 411.4666 | 411.4666 | 411.4666 | 411.4666 | 411.4666 | 411.4666 | 411.4666
445
446 | Operational Resources (Switchable)
447 | ANTELOPE IC 1 |  | AEEC_ANTLP_1 | HALE | GAS-IC | PANHANDLE | 2016 | 56.04 | 56 | 56 | 56 | 56 | 56 | 56 | 56 | 56 | 56 | 56
448 | ANTELOPE IC 2 |  | AEEC_ANTLP_2 | HALE | GAS-IC | PANHANDLE | 2016 | 56.04 | 56 | 56 | 56 | 56 | 56 | 56 | 56 | 56 | 56 | 56
449 | ANTELOPE IC 3 |  | AEEC_ANTLP_3 | HALE | GAS-IC | PANHANDLE | 2016 | 56.04 | 56 | 56 | 56 | 56 | 56 | 56 | 56 | 56 | 56 | 56
450 | ELK STATION CTG 1 |  | AEEC_ELK_1 | HALE | GAS-GT | PANHANDLE | 2016 | 202 | 200 | 200 | 200 | 200 | 200 | 200 | 200 | 200 | 200 | 200
451 | ELK STATION CTG 2 |  | AEEC_ELK_2 | HALE | GAS-GT | PANHANDLE | 2016 | 202 | 200 | 200 | 200 | 200 | 200 | 200 | 200 | 200 | 200 | 200
452 | TENASKA FRONTIER STATION CTG 1 |  | FTR_FTR_G1 | GRIMES | GAS-CC | NORTH | 2000 | 185 | 180 | 180 | 180 | 180 | 180 | 180 | 180 | 180 | 180 | 180
453 | TENASKA FRONTIER STATION CTG 2 |  | FTR_FTR_G2 | GRIMES | GAS-CC | NORTH | 2000 | 185 | 180 | 180 | 180 | 180 | 180 | 180 | 180 | 180 | 180 | 180
454 | TENASKA FRONTIER STATION CTG 3 |  | FTR_FTR_G3 | GRIMES | GAS-CC | NORTH | 2000 | 185 | 180 | 180 | 180 | 180 | 180 | 180 | 180 | 180 | 180 | 180
455 | TENASKA FRONTIER STATION STG 4 |  | FTR_FTR_G4 | GRIMES | GAS-CC | NORTH | 2000 | 400 | 400 | 400 | 400 | 400 | 400 | 400 | 400 | 400 | 400 | 400
456 | TENASKA GATEWAY STATION CTG 1 |  | TGCCS_CT1 | RUSK | GAS-CC | NORTH | 2001 | 179 | 162 | 162 | 162 | 162 | 162 | 162 | 162 | 162 | 162 | 162
457 | TENASKA GATEWAY STATION CTG 2 |  | TGCCS_CT2 | RUSK | GAS-CC | NORTH | 2001 | 179 | 179 | 179 | 179 | 179 | 179 | 179 | 179 | 179 | 179 | 179
458 | TENASKA GATEWAY STATION CTG 3 |  | TGCCS_CT3 | RUSK | GAS-CC | NORTH | 2001 | 179 | 178 | 178 | 178 | 178 | 178 | 178 | 178 | 178 | 178 | 178
459 | TENASKA GATEWAY STATION STG 4 |  | TGCCS_UNIT4 | RUSK | GAS-CC | NORTH | 2001 | 400 | 389 | 389 | 389 | 389 | 389 | 389 | 389 | 389 | 389 | 389
460 | TENASKA KIAMICHI STATION 1CT101 |  | KMCHI_1CT101 | FANNIN | GAS-CC | NORTH | 2003 | 185 | 185 | 185 | 185 | 185 | 185 | 185 | 185 | 185 | 185 | 185
461 | TENASKA KIAMICHI STATION 1CT201 |  | KMCHI_1CT201 | FANNIN | GAS-CC | NORTH | 2003 | 185 | 185 | 185 | 185 | 185 | 185 | 185 | 185 | 185 | 185 | 185
462 | TENASKA KIAMICHI STATION 1ST |  | KMCHI_1ST | FANNIN | GAS-CC | NORTH | 2003 | 330 | 330 | 330 | 330 | 330 | 330 | 330 | 330 | 330 | 330 | 330
463 | TENASKA KIAMICHI STATION 2CT101 |  | KMCHI_2CT101 | FANNIN | GAS-CC | NORTH | 2003 | 185 | 185 | 185 | 185 | 185 | 185 | 185 | 185 | 185 | 185 | 185
464 | TENASKA KIAMICHI STATION 2CT201 |  | KMCHI_2CT201 | FANNIN | GAS-CC | NORTH | 2003 | 185 | 185 | 185 | 185 | 185 | 185 | 185 | 185 | 185 | 185 | 185
465 | TENASKA KIAMICHI STATION 2ST |  | KMCHI_2ST | FANNIN | GAS-CC | NORTH | 2003 | 330 | 330 | 330 | 330 | 330 | 330 | 330 | 330 | 330 | 330 | 330
466 | Switchable Capacity Total | [6 empty] | 3864.12 | 3816 | 3816 | 3816 | 3816 | 3816 | 3816 | 3816 | 3816 | 3816 | 3816
467
468 | Switchable Capacity Unavailable to ERCOT
469 | ANTELOPE IC 1 |  | AEEC_ANTLP_1_UNAVAIL | HALE | GAS-IC | PANHANDLE | 2017 |  | 0 | 0 | 0 | 0 | 0 | 0 | 0 | 0 | 0 | 0
470 | ANTELOPE IC 2 |  | AEEC_ANTLP_2_UNAVAIL | HALE | GAS-IC | PANHANDLE | 2017 |  | 0 | 0 | 0 | 0 | 0 | 0 | 0 | 0 | 0 | 0
471 | ANTELOPE IC 3 |  | AEEC_ANTLP_3_UNAVAIL | HALE | GAS-IC | PANHANDLE | 2017 |  | 0 | 0 | 0 | 0 | 0 | 0 | 0 | 0 | 0 | 0
472 | ELK STATION CTG 1 |  | AEEC_ELK_1_UNAVAIL | HALE | GAS-GT | PANHANDLE | 2017 |  | 0 | 0 | 0 | 0 | 0 | 0 | 0 | 0 | 0 | 0
473 | ELK STATION CTG 2 |  | AEEC_ELK_2_UNAVAIL | HALE | GAS-GT | PANHANDLE | 2017 |  | 0 | 0 | 0 | 0 | 0 | 0 | 0 | 0 | 0 | 0
474 | TENASKA KIAMICHI STATION 2CT101 |  | KMCHI_2CT101_UNAVAIL | FANNIN | GAS-CC | NORTH | 2003 | -185 | -185 | -185 | -185 | 0 | 0 | 0 | 0 | 0 | 0 | 0
475 | TENASKA KIAMICHI STATION 2CT201 |  | KMCHI_2CT201_UNAVIL | FANNIN | GAS-CC | NORTH | 2003 |  | 0 | 0 | 0 | 0 | 0 | 0 | 0 | 0 | 0 | 0
476 | TENASKA KIAMICHI STATION 2ST |  | KMCHI_2ST_UNAVIL | FANNIN | GAS-CC | NORTH | 2003 |  | 0 | 0 | 0 | 0 | 0 | 0 | 0 | 0 | 0 | 0
477 | TENASKA KIAMICHI STATION 1CT101 |  | KMCHI_1CT101_UNAVIL | FANNIN | GAS-CC | NORTH | 2003 |  | 0 | 0 | 0 | 0 | 0 | 0 | 0 | 0 | 0 | 0
478 | Switchable Capacity Unavailable to ERCOT Total | [6 empty] | -185 | -185 | -185 | -185 | 0 | 0 | 0 | 0 | 0 | 0 | 0
479
480 | Available Mothball Capacity based on Owner's Return Probability |  | MOTH_AVAIL |  |  |  |  | 0 | 0 | 0 | 0 | 0 | 0 | 0 | 0 | 0 | 0 | 0
481
482 | Private-Use Network Capacity Contribution (Top 20 Hours) |  | PUN_CAP_CONT |  | GAS |  |  | 9336 | 3650 | 3650 | 3650 | 3650 | 3650 | 3650 | 3650 | 3650 | 3650 | 3650
483 | Private-Use Network Forecast Adjustment (per Protocol 10.3.2.4) |  | PUN_CAP_ADJUST |  | GAS |  |  |  | -71.075 | -71.075 | -76.075 | -76.075 | -76.075 | -76.075 | -76.075 | -76.075 | -76.075 | -76.075
484
485 | Operational Resources (Wind)
486 | AGUAYO WIND U1 |  | AGUAYO_UNIT1 | MILLS | WIND-O | NORTH | 2023 | 193.5 | 192.9 | 192.9 | 192.9 | 192.9 | 192.9 | 192.9 | 192.9 | 192.9 | 192.9 | 192.9
487 | AMADEUS WIND 1 U1 |  | AMADEUS1_UNIT1 | FISHER | WIND-O | WEST | 2021 | 36.7 | 36.7 | 36.7 | 36.7 | 36.7 | 36.7 | 36.7 | 36.7 | 36.7 | 36.7 | 36.7
488 | AMADEUS WIND 1 U2 |  | AMADEUS1_UNIT2 | FISHER | WIND-O | WEST | 2021 | 35.8 | 35.8 | 35.8 | 35.8 | 35.8 | 35.8 | 35.8 | 35.8 | 35.8 | 35.8 | 35.8
489 | AMADEUS WIND 2 U1 |  | AMADEUS2_UNIT3 | FISHER | WIND-O | WEST | 2021 | 177.7 | 177.7 | 177.7 | 177.7 | 177.7 | 177.7 | 177.7 | 177.7 | 177.7 | 177.7 | 177.7
490 | ANACACHO WIND |  | ANACACHO_ANA | KINNEY | WIND-O | SOUTH | 2012 | 99.83 | 99.8 | 99.8 | 99.8 | 99.8 | 99.8 | 99.8 | 99.8 | 99.8 | 99.8 | 99.8
491 | AQUILLA LAKE WIND U1 |  | AQUILLA_U1_23 | HILL & LIMESTONE | WIND-O | NORTH | 2023 | 13.9 | 13.9 | 13.9 | 13.9 | 13.9 | 13.9 | 13.9 | 13.9 | 13.9 | 13.9 | 13.9
492 | AQUILLA LAKE WIND U2 |  | AQUILLA_U1_28 | HILL & LIMESTONE | WIND-O | NORTH | 2023 | 135.4 | 135.4 | 135.4 | 135.4 | 135.4 | 135.4 | 135.4 | 135.4 | 135.4 | 135.4 | 135.4
493 | AQUILLA LAKE 2 WIND U1 |  | AQUILLA_U2_23 | HILL & LIMESTONE | WIND-O | NORTH | 2023 | 7 | 7 | 7 | 7 | 7 | 7 | 7 | 7 | 7 | 7 | 7
494 | AQUILLA LAKE 2 WIND U2 |  | AQUILLA_U2_28 | HILL & LIMESTONE | WIND-O | NORTH | 2023 | 143.8 | 143.8 | 143.8 | 143.8 | 143.8 | 143.8 | 143.8 | 143.8 | 143.8 | 143.8 | 143.8
495 | AVIATOR WIND U1 |  | AVIATOR_UNIT1 | COKE | WIND-O | WEST | 2021 | 180.12 | 180.1 | 180.1 | 180.1 | 180.1 | 180.1 | 180.1 | 180.1 | 180.1 | 180.1 | 180.1
496 | AVIATOR WIND U2 |  | AVIATOR_UNIT2 | COKE | WIND-O | WEST | 2021 | 145.64 | 145.6 | 145.6 | 145.6 | 145.6 | 145.6 | 145.6 | 145.6 | 145.6 | 145.6 | 145.6
497 | AVIATOR WIND U3 |  | DEWOLF_UNIT1 | COKE | WIND-O | WEST | 2021 | 199.26 | 199.3 | 199.3 | 199.3 | 199.3 | 199.3 | 199.3 | 199.3 | 199.3 | 199.3 | 199.3
498 | BLACKJACK CREEK WIND U1 |  | BLACKJAK_UNIT1 | BEE | WIND-O | SOUTH | 2023 | 120 | 120 | 120 | 120 | 120 | 120 | 120 | 120 | 120 | 120 | 120
499 | BLACKJACK CREEK WIND U2 |  | BLACKJAK_UNIT2 | BEE | WIND-O | SOUTH | 2023 | 120 | 120 | 120 | 120 | 120 | 120 | 120 | 120 | 120 | 120 | 120
500 | BAFFIN WIND UNIT1 |  | BAFFIN_UNIT1 | KENEDY | WIND-C | COASTAL | 2016 | 100 | 100 | 100 | 100 | 100 | 100 | 100 | 100 | 100 | 100 | 100
501 | BAFFIN WIND UNIT2 |  | BAFFIN_UNIT2 | KENEDY | WIND-C | COASTAL | 2016 | 102 | 102 | 102 | 102 | 102 | 102 | 102 | 102 | 102 | 102 | 102
502 | BARROW RANCH (JUMBO HILL WIND) 1 |  | BARROW_UNIT1 | ANDREWS | WIND-O | WEST | 2021 | 90.2 | 90.2 | 90.2 | 90.2 | 90.2 | 90.2 | 90.2 | 90.2 | 90.2 | 90.2 | 90.2
503 | BARROW RANCH (JUMBO HILL WIND) 2 |  | BARROW_UNIT2 | ANDREWS | WIND-O | WEST | 2021 | 70.5 | 70.5 | 70.5 | 70.5 | 70.5 | 70.5 | 70.5 | 70.5 | 70.5 | 70.5 | 70.5
504 | BARTON CHAPEL WIND |  | BRTSW_BCW1 | JACK | WIND-O | NORTH | 2007 | 120 | 120 | 120 | 120 | 120 | 120 | 120 | 120 | 120 | 120 | 120
505 | BLUE SUMMIT WIND 1 A |  | BLSUMMIT_BLSMT1_5 | WILBARGER | WIND-O | WEST | 2013 | 132.84 | 132.8 | 132.8 | 132.8 | 132.8 | 132.8 | 132.8 | 132.8 | 132.8 | 132.8 | 132.8
506 | BLUE SUMMIT WIND 1 B |  | BLSUMMIT_BLSMT1_6 | WILBARGER | WIND-O | WEST | 2013 | 6.96 | 6.9 | 6.9 | 6.9 | 6.9 | 6.9 | 6.9 | 6.9 | 6.9 | 6.9 | 6.9
507 | BLUE SUMMIT WIND 2 A |  | BLSUMMIT_UNIT2_25 | WILBARGER | WIND-O | WEST | 2020 | 92.5 | 62.5 | 62.5 | 62.5 | 62.5 | 62.5 | 62.5 | 62.5 | 62.5 | 62.5 | 62.5
508 | BLUE SUMMIT WIND 2 B |  | BLSUMMIT_UNIT2_17 | WILBARGER | WIND-O | WEST | 2020 | 6.86 | 6.9 | 6.9 | 6.9 | 6.9 | 6.9 | 6.9 | 6.9 | 6.9 | 6.9 | 6.9
509 | BLUE SUMMIT WIND 3 A |  | BLSUMIT3_UNIT_17 | WILBARGER | WIND-O | WEST | 2020 | 13.7 | 13.4 | 13.4 | 13.4 | 13.4 | 13.4 | 13.4 | 13.4 | 13.4 | 13.4 | 13.4
510 | BLUE SUMMIT WIND 3 B |  | BLSUMIT3_UNIT_25 | WILBARGER | WIND-O | WEST | 2020 | 186.5 | 182.4 | 182.4 | 182.4 | 182.4 | 182.4 | 182.4 | 182.4 | 182.4 | 182.4 | 182.4
511 | BOBCAT BLUFF WIND |  | BCATWIND_WIND_1 | ARCHER | WIND-O | WEST | 2020 | 162 | 162 | 162 | 162 | 162 | 162 | 162 | 162 | 162 | 162 | 162
512 | BRISCOE WIND |  | BRISCOE_WIND | BRISCOE | WIND-P | PANHANDLE | 2015 | 149.85 | 149.8 | 149.8 | 149.8 | 149.8 | 149.8 | 149.8 | 149.8 | 149.8 | 149.8 | 149.8
513 | BRUENNING'S BREEZE A |  | BBREEZE_UNIT1 | WILLACY | WIND-C | COASTAL | 2017 | 120 | 120 | 120 | 120 | 120 | 120 | 120 | 120 | 120 | 120 | 120
514 | BRUENNING'S BREEZE B |  | BBREEZE_UNIT2 | WILLACY | WIND-C | COASTAL | 2017 | 108 | 108 | 108 | 108 | 108 | 108 | 108 | 108 | 108 | 108 | 108
515 | BUCKTHORN WIND 1 A |  | BUCKTHRN_UNIT1 | ERATH | WIND-O | NORTH | 2017 | 44.9 | 44.9 | 44.9 | 44.9 | 44.9 | 44.9 | 44.9 | 44.9 | 44.9 | 44.9 | 44.9
516 | BUCKTHORN WIND 1 B |  | BUCKTHRN_UNIT2 | ERATH | WIND-O | NORTH | 2017 | 55.7 | 55.7 | 55.7 | 55.7 | 55.7 | 55.7 | 55.7 | 55.7 | 55.7 | 55.7 | 55.7
517 | BUFFALO GAP WIND 1 |  | BUFF_GAP_UNIT1 | TAYLOR | WIND-O | WEST | 2006 | 120.6 | 120.6 | 120.6 | 120.6 | 120.6 | 120.6 | 120.6 | 120.6 | 120.6 | 120.6 | 120.6
518 | BUFFALO GAP WIND 2_1 |  | BUFF_GAP_UNIT2_1 | TAYLOR | WIND-O | WEST | 2007 | 115.5 | 115.5 | 115.5 | 115.5 | 115.5 | 115.5 | 115.5 | 115.5 | 115.5 | 115.5 | 115.5
519 | BUFFALO GAP WIND 2_2 |  | BUFF_GAP_UNIT2_2 | TAYLOR | WIND-O | WEST | 2007 | 117 | 117 | 117 | 117 | 117 | 117 | 117 | 117 | 117 | 117 | 117
520 | BUFFALO GAP WIND 3 |  | BUFF_GAP_UNIT3 | TAYLOR | WIND-O | WEST | 2008 | 170.2 | 170.2 | 170.2 | 170.2 | 170.2 | 170.2 | 170.2 | 170.2 | 170.2 | 170.2 | 170.2
521 | BULL CREEK WIND U1 |  | BULLCRK_WND1 | BORDEN | WIND-O | WEST | 2009 | 89 | 88 | 88 | 88 | 88 | 88 | 88 | 88 | 88 | 88 | 88
522 | BULL CREEK WIND U2 |  | BULLCRK_WND2 | BORDEN | WIND-O | WEST | 2009 | 91 | 90 | 90 | 90 | 90 | 90 | 90 | 90 | 90 | 90 | 90
523 | CABEZON WIND (RIO BRAVO I WIND) 1 A |  | CABEZON_WIND1 | STARR | WIND-O | SOUTH | 2019 | 115.2 | 115.2 | 115.2 | 115.2 | 115.2 | 115.2 | 115.2 | 115.2 | 115.2 | 115.2 | 115.2
524 | CABEZON WIND (RIO BRAVO I WIND) 1 B |  | CABEZON_WIND2 | STARR | WIND-O | SOUTH | 2019 | 122.4 | 122.4 | 122.4 | 122.4 | 122.4 | 122.4 | 122.4 | 122.4 | 122.4 | 122.4 | 122.4
525 | CACTUS FLATS WIND U1 |  | CFLATS_U1 | CONCHO | WIND-O | WEST | 2022 | 148.4 | 148.4 | 148.4 | 148.4 | 148.4 | 148.4 | 148.4 | 148.4 | 148.4 | 148.4 | 148.4
526 | CALLAHAN WIND |  | CALLAHAN_WND1 | CALLAHAN | WIND-O | WEST | 2004 | 123.1 | 123.1 | 123.1 | 123.1 | 123.1 | 123.1 | 123.1 | 123.1 | 123.1 | 123.1 | 123.1
527 | CAMERON COUNTY WIND |  | CAMWIND_UNIT1 | CAMERON | WIND-C | COASTAL | 2016 | 165 | 165 | 165 | 165 | 165 | 165 | 165 | 165 | 165 | 165 | 165
528 | CAMP SPRINGS WIND 1 |  | CSEC_CSECG1 | SCURRY | WIND-O | WEST | 2007 | 134.42 | 130.5 | 130.5 | 130.5 | 130.5 | 130.5 | 130.5 | 130.5 | 130.5 | 130.5 | 130.5
529 | CAMP SPRINGS WIND 2 |  | CSEC_CSECG2 | SCURRY | WIND-O | WEST | 2007 | 123.6 | 120 | 120 | 120 | 120 | 120 | 120 | 120 | 120 | 120 | 120
530 | CANADIAN BREAKS WIND |  | CN_BRKS_UNIT_1 | OLDHAM | WIND-P | PANHANDLE | 2019 | 210.1 | 210.1 | 210.1 | 210.1 | 210.1 | 210.1 | 210.1 | 210.1 | 210.1 | 210.1 | 210.1
531 | CAPRICORN RIDGE WIND 1 |  | CAPRIDGE_CR1 | STERLING | WIND-O | WEST | 2007 | 231.7 | 231.7 | 231.7 | 231.7 | 231.7 | 231.7 | 231.7 | 231.7 | 231.7 | 231.7 | 231.7
532 | CAPRICORN RIDGE WIND 2 |  | CAPRIDGE_CR2 | STERLING | WIND-O | WEST | 2007 | 149.5 | 149.5 | 149.5 | 149.5 | 149.5 | 149.5 | 149.5 | 149.5 | 149.5 | 149.5 | 149.5
533 | CAPRICORN RIDGE WIND 3 |  | CAPRIDGE_CR3 | STERLING | WIND-O | WEST | 2008 | 200.9 | 200.9 | 200.9 | 200.9 | 200.9 | 200.9 | 200.9 | 200.9 | 200.9 | 200.9 | 200.9
534 | CAPRICORN RIDGE WIND 4 | 24INR0632 | CAPRIDG4_CR4 | STERLING | WIND-O | WEST | 2008 | 121.5 | 121.5 | 121.5 | 121.5 | 121.5 | 121.5 | 121.5 | 121.5 | 121.5 | 121.5 | 121.5
535 | CEDRO HILL WIND 1 | 24INR0632 | CEDROHIL_CHW1 | WEBB | WIND-O | SOUTH | 2010 | 159.93 | 75 | 75 | 75 | 75 | 75 | 75 | 75 | 75 | 75 | 75
536 | CEDRO HILL WIND 2 |  | CEDROHIL_CHW2 | WEBB | WIND-O | SOUTH | 2010 | 75 | 75 | 75 | 75 | 75 | 75 | 75 | 75 | 75 | 75 | 75
537 | CHALUPA WIND |  | CHALUPA_UNIT1 | CAMERON | WIND-C | COASTAL | 2021 | 173.25 | 173.3 | 173.3 | 173.3 | 173.3 | 173.3 | 173.3 | 173.3 | 173.3 | 173.3 | 173.3
538 | CHAMPION WIND | 24INR0627 | CHAMPION_UNIT1 | NOLAN | WIND-O | WEST | 2008 | 126.5 | 126.5 | 126.5 | 126.5 | 126.5 | 126.5 | 126.5 | 126.5 | 126.5 | 126.5 | 126.5
539 | CHAPMAN RANCH WIND IA (SANTA CRUZ) | 24INR0627 | SANTACRU_UNIT1 | NUECES | WIND-C | COASTAL | 2017 | 150.6 | 150.6 | 150.6 | 150.6 | 150.6 | 150.6 | 150.6 | 150.6 | 150.6 | 150.6 | 150.6
540 | CHAPMAN RANCH WIND IB (SANTA CRUZ) |  | SANTACRU_UNIT2 | NUECES | WIND-C | COASTAL | 2017 | 98.4 | 98.4 | 98.4 | 98.4 | 98.4 | 98.4 | 98.4 | 98.4 | 98.4 | 98.4 | 98.4
541 | COTTON PLAINS WIND |  | COTPLNS_COTTONPL | FLOYD | WIND-P | PANHANDLE | 2017 | 50.4 | 50.4 | 50.4 | 50.4 | 50.4 | 50.4 | 50.4 | 50.4 | 50.4 | 50.4 | 50.4
542 | CRANELL WIND |  | CRANELL_UNIT1 | REFUGIO | WIND-C | COASTAL | 2022 | 220 | 220 | 220 | 220 | 220 | 220 | 220 | 220 | 220 | 220 | 220
543 | DERMOTT WIND 1_1 |  | DERMOTT_UNIT1 | SCURRY | WIND-O | WEST | 2017 | 126.5 | 126.5 | 126.5 | 126.5 | 126.5 | 126.5 | 126.5 | 126.5 | 126.5 | 126.5 | 126.5
544 | DERMOTT WIND 1_2 |  | DERMOTT_UNIT2 | SCURRY | WIND-O | WEST | 2017 | 126.5 | 126.5 | 126.5 | 126.5 | 126.5 | 126.5 | 126.5 | 126.5 | 126.5 | 126.5 | 126.5
545 | DESERT SKY WIND 1 A |  | DSKYWND1_UNIT_1A | PECOS | WIND-O | WEST | 2022 | 65.79 | 53.1 | 53.1 | 53.1 | 53.1 | 53.1 | 53.1 | 53.1 | 53.1 | 53.1 | 53.1
546 | DESERT SKY WIND 1 B |  | DSKYWND2_UNIT_2A | PECOS | WIND-O | WEST | 2022 | 65.79 | 50.4 | 50.4 | 50.4 | 50.4 | 50.4 | 50.4 | 50.4 | 50.4 | 50.4 | 50.4
547 | DESERT SKY WIND 2 A |  | DSKYWND1_UNIT_1B | PECOS | WIND-O | WEST | 2022 | 23.93 | 18.7 | 18.7 | 18.7 | 18.7 | 18.7 | 18.7 | 18.7 | 18.7 | 18.7 | 18.7
548 | DESERT SKY WIND 2 B |  | DSKYWND2_UNIT_2B | PECOS | WIND-O | WEST | 2022 | 14.74 | 8 | 8 | 8 | 8 | 8 | 8 | 8 | 8 | 8 | 8
549 | DOUG COLBECK'S CORNER (CONWAY) A |  | GRANDVW1_COLA | CARSON | WIND-P | PANHANDLE | 2016 | 100.24 | 100.2 | 100.2 | 100.2 | 100.2 | 100.2 | 100.2 | 100.2 | 100.2 | 100.2 | 100.2
550 | DOUG COLBECK'S CORNER (CONWAY) B |  | GRANDVW1_COLB | CARSON | WIND-P | PANHANDLE | 2016 | 100.24 | 100.2 | 100.2 | 100.2 | 100.2 | 100.2 | 100.2 | 100.2 | 100.2 | 100.2 | 100.2
551 | EAST RAYMOND WIND (EL RAYO) U1 |  | EL_RAYO_UNIT1 | WILLACY | WIND-C | COASTAL | 2021 | 101.2 | 98 | 98 | 98 | 98 | 98 | 98 | 98 | 98 | 98 | 98
552 | EAST RAYMOND WIND (EL RAYO) U2 |  | EL_RAYO_UNIT2 | WILLACY | WIND-C | COASTAL | 2021 | 99 | 96 | 96 | 96 | 96 | 96 | 96 | 96 | 96 | 96 | 96
553 | ELBOW CREEK WIND |  | ELB_ELBCREEK | HOWARD | WIND-O | WEST | 2008 | 121.9 | 121.9 | 121.9 | 121.9 | 121.9 | 121.9 | 121.9 | 121.9 | 121.9 | 121.9 | 121.9
554 | ELECTRA WIND 1 |  | DIGBY_UNIT1 | WILBARGER | WIND-O | WEST | 2016 | 101.31 | 98.9 | 98.9 | 98.9 | 98.9 | 98.9 | 98.9 | 98.9 | 98.9 | 98.9 | 98.9
555 | ELECTRA WIND 2 |  | DIGBY_UNIT2 | WILBARGER | WIND-O | WEST | 2016 | 134.29 | 131.1 | 131.1 | 131.1 | 131.1 | 131.1 | 131.1 | 131.1 | 131.1 | 131.1 | 131.1
556 | EL ALGODON ALTO W U1 |  | ALGODON_UNIT1 | WILLACY | WIND-C | COASTAL | 2022 | 171.6 | 171.6 | 171.6 | 171.6 | 171.6 | 171.6 | 171.6 | 171.6 | 171.6 | 171.6 | 171.6
557 | EL ALGODON ALTO W U2 |  | ALGODON_UNIT2 | WILLACY | WIND-C | COASTAL | 2022 | 28.6 | 28.6 | 28.6 | 28.6 | 28.6 | 28.6 | 28.6 | 28.6 | 28.6 | 28.6 | 28.6
558 | ESPIRITU WIND |  | CHALUPA_UNIT2 | CAMERON | WIND-C | COASTAL | 2021 | 25.2 | 25.2 | 25.2 | 25.2 | 25.2 | 25.2 | 25.2 | 25.2 | 25.2 | 25.2 | 25.2
559 | FALVEZ ASTRA WIND |  | ASTRA_UNIT1 | RANDALL | WIND-P | PANHANDLE | 2017 | 163.2 | 163.2 | 163.2 | 163.2 | 163.2 | 163.2 | 163.2 | 163.2 | 163.2 | 163.2 | 163.2
560 | FLAT TOP WIND I |  | FTWIND_UNIT_1 | MILLS | WIND-O | NORTH | 2018 | 200 | 200 | 200 | 200 | 200 | 200 | 200 | 200 | 200 | 200 | 200
561 | FLUVANNA RENEWABLE 1 A |  | FLUVANNA_UNIT1 | SCURRY | WIND-O | WEST | 2017 | 79.8 | 79.8 | 79.8 | 79.8 | 79.8 | 79.8 | 79.8 | 79.8 | 79.8 | 79.8 | 79.8
562 | FLUVANNA RENEWABLE 1 B |  | FLUVANNA_UNIT2 | SCURRY | WIND-O | WEST | 2017 | 75.6 | 75.6 | 75.6 | 75.6 | 75.6 | 75.6 | 75.6 | 75.6 | 75.6 | 75.6 | 75.6
563 | FOARD CITY WIND 1 A |  | FOARDCTY_UNIT1 | FOARD | WIND-O | WEST | 2019 | 186.48 | 186.5 | 186.5 | 186.5 | 186.5 | 186.5 | 186.5 | 186.5 | 186.5 | 186.5 | 186.5
564 | FOARD CITY WIND 1 B |  | FOARDCTY_UNIT2 | FOARD | WIND-O | WEST | 2019 | 163.8 | 163.8 | 163.8 | 163.8 | 163.8 | 163.8 | 163.8 | 163.8 | 163.8 | 163.8 | 163.8
565 | FOREST CREEK WIND |  | MCDLD_FCW1 | GLASSCOCK | WIND-O | WEST | 2007 | 124.2 | 124.2 | 124.2 | 124.2 | 124.2 | 124.2 | 124.2 | 124.2 | 124.2 | 124.2 | 124.2
566 | GOAT WIND |  | GOAT_GOATWIND | STERLING | WIND-O | WEST | 2008 | 80 | 80 | 80 | 80 | 80 | 80 | 80 | 80 | 80 | 80 | 80
567 | GOAT WIND 2 |  | GOAT_GOATWIN2 | STERLING | WIND-O | WEST | 2010 | 69.6 | 69.6 | 69.6 | 69.6 | 69.6 | 69.6 | 69.6 | 69.6 | 69.6 | 69.6 | 69.6
568 | GOLDTHWAITE WIND 1 |  | GWEC_GWEC_G1 | MILLS | WIND-O | NORTH | 2014 | 148.6 | 148.6 | 148.6 | 148.6 | 148.6 | 148.6 | 148.6 | 148.6 | 148.6 | 148.6 | 148.6
569 | GOPHER CREEK WIND 1 |  | GOPHER_UNIT1 | BORDEN | WIND-O | WEST | 2020 | 82 | 82 | 82 | 82 | 82 | 82 | 82 | 82 | 82 | 82 | 82
570 | GOPHER CREEK WIND 2 |  | GOPHER_UNIT2 | BORDEN | WIND-O | WEST | 2020 | 76 | 76 | 76 | 76 | 76 | 76 | 76 | 76 | 76 | 76 | 76
571 | GRANDVIEW WIND 1 (CONWAY) GV1A |  | GRANDVW1_GV1A | CARSON | WIND-P | PANHANDLE | 2014 | 107.4 | 107.4 | 107.4 | 107.4 | 107.4 | 107.4 | 107.4 | 107.4 | 107.4 | 107.4 | 107.4
572 | GRANDVIEW WIND 1 (CONWAY) GV1B |  | GRANDVW1_GV1B | CARSON | WIND-P | PANHANDLE | 2014 | 103.8 | 103.8 | 103.8 | 103.8 | 103.8 | 103.8 | 103.8 | 103.8 | 103.8 | 103.8 | 103.8
573 | GREEN MOUNTAIN WIND (BRAZOS) U1 |  | BRAZ_WND_BRAZ_WND1 | SCURRY | WIND-O | WEST | 2023 | 120 | 120 | 120 | 120 | 120 | 120 | 120 | 120 | 120 | 120 | 120
574 | GREEN MOUNTAIN WIND (BRAZOS) U2 |  | BRAZ_WND_BRAZ_WND2 | SCURRY | WIND-O | WEST | 2023 | 62.4 | 62.4 | 62.4 | 62.4 | 62.4 | 62.4 | 62.4 | 62.4 | 62.4 | 62.4 | 62.4
575 | GREEN PASTURES WIND I |  | GPASTURE_WIND_I | BAYLOR | WIND-O | WEST | 2015 | 150 | 150 | 150 | 150 | 150 | 150 | 150 | 150 | 150 | 150 | 150
576 | GRIFFIN TRAIL WIND U1 |  | GRIF_TRL_UNIT1 | KNOX | WIND-O | WEST | 2021 | 98.7 | 98.7 | 98.7 | 98.7 | 98.7 | 98.7 | 98.7 | 98.7 | 98.7 | 98.7 | 98.7
577 | GRIFFIN TRAIL WIND U2 |  | GRIF_TRL_UNIT2 | KNOX | WIND-O | WEST | 2021 | 126.9 | 126.9 | 126.9 | 126.9 | 126.9 | 126.9 | 126.9 | 126.9 | 126.9 | 126.9 | 126.9
578 | GULF WIND I |  | TGW_T1 | KENEDY | WIND-C | COASTAL | 2021 | 141.6 | 141.6 | 141.6 | 141.6 | 141.6 | 141.6 | 141.6 | 141.6 | 141.6 | 141.6 | 141.6
579 | GULF WIND II |  | TGW_T2 | KENEDY | WIND-C | COASTAL | 2021 | 141.6 | 141.6 | 141.6 | 141.6 | 141.6 | 141.6 | 141.6 | 141.6 | 141.6 | 141.6 | 141.6
580 | GUNSIGHT MOUNTAIN WIND |  | GUNMTN_G1 | HOWARD | WIND-O | WEST | 2016 | 119.93 | 119.9 | 119.9 | 119.9 | 119.9 | 119.9 | 119.9 | 119.9 | 119.9 | 119.9 | 119.9
581 | HACKBERRY WIND |  | HWF_HWFG1 | SHACKELFORD | WIND-O | WEST | 2008 | 165.6 | 163.5 | 163.5 | 163.5 | 163.5 | 163.5 | 163.5 | 163.5 | 163.5 | 163.5 | 163.5
582 | HEREFORD WIND G |  | HRFDWIND_WIND_G | DEAF SMITH | WIND-P | PANHANDLE | 2014 | 99.9 | 99.9 | 99.9 | 99.9 | 99.9 | 99.9 | 99.9 | 99.9 | 99.9 | 99.9 | 99.9
583 | HEREFORD WIND V |  | HRFDWIND_WIND_V | DEAF SMITH | WIND-P | PANHANDLE | 2014 | 100 | 100 | 100 | 100 | 100 | 100 | 100 | 100 | 100 | 100 | 100
584 | HICKMAN (SANTA RITA WIND) 1 |  | HICKMAN_G1 | REAGAN | WIND-O | WEST | 2018 | 152.5 | 152.5 | 152.5 | 152.5 | 152.5 | 152.5 | 152.5 | 152.5 | 152.5 | 152.5 | 152.5
585 | HICKMAN (SANTA RITA WIND) 2 |  | HICKMAN_G2 | REAGAN | WIND-O | WEST | 2018 | 147.5 | 147.5 | 147.5 | 147.5 | 147.5 | 147.5 | 147.5 | 147.5 | 147.5 | 147.5 | 147.5
586 | HIDALGO & STARR WIND 11 |  | MIRASOLE_MIR11 | HIDALGO | WIND-O | SOUTH | 2016 | 52 | 52 | 52 | 52 | 52 | 52 | 52 | 52 | 52 | 52 | 52
587 | HIDALGO & STARR WIND 12 |  | MIRASOLE_MIR12 | HIDALGO | WIND-O | SOUTH | 2016 | 98 | 98 | 98 | 98 | 98 | 98 | 98 | 98 | 98 | 98 | 98
588 | HIDALGO & STARR WIND 21 |  | MIRASOLE_MIR21 | HIDALGO | WIND-O | SOUTH | 2016 | 100 | 100 | 100 | 100 | 100 | 100 | 100 | 100 | 100 | 100 | 100
589 | HIDALGO II WIND |  | MIRASOLE_MIR13 | HIDALGO | WIND-O | SOUTH | 2021 | 50.4 | 50.4 | 50.4 | 50.4 | 50.4 | 50.4 | 50.4 | 50.4 | 50.4 | 50.4 | 50.4
590 | HIGH LONESOME W 1A |  | HI_LONE_WGR1A | CROCKETT | WIND-O | WEST | 2021 | 46 | 46 | 46 | 46 | 46 | 46 | 46 | 46 | 46 | 46 | 46
591 | HIGH LONESOME W 1B |  | HI_LONE_WGR1B | CROCKETT | WIND-O | WEST | 2021 | 51.9 | 52 | 52 | 52 | 52 | 52 | 52 | 52 | 52 | 52 | 52
592 | HIGH LONESOME W 1C |  | HI_LONE_WGR1C | CROCKETT | WIND-O | WEST | 2021 | 25.3 | 25.3 | 25.3 | 25.3 | 25.3 | 25.3 | 25.3 | 25.3 | 25.3 | 25.3 | 25.3
593 | HIGH LONESOME W 2 |  | HI_LONE_WGR2 | CROCKETT | WIND-O | WEST | 2021 | 122.4 | 122.5 | 122.5 | 122.5 | 122.5 | 122.5 | 122.5 | 122.5 | 122.5 | 122.5 | 122.5
594 | HIGH LONESOME W 2A |  | HI_LONE_WGR2A | CROCKETT | WIND-O | WEST | 2021 | 25.3 | 25.3 | 25.3 | 25.3 | 25.3 | 25.3 | 25.3 | 25.3 | 25.3 | 25.3 | 25.3
595 | HIGH LONESOME W 3 |  | HI_LONE_WGR3 | CROCKETT | WIND-O | WEST | 2021 | 127.5 | 127.6 | 127.6 | 127.6 | 127.6 | 127.6 | 127.6 | 127.6 | 127.6 | 127.6 | 127.6
596 | HIGH LONESOME W 4 |  | HI_LONE_WGR4 | CROCKETT | WIND-O | WEST | 2021 | 101.5 | 101.6 | 101.6 | 101.6 | 101.6 | 101.6 | 101.6 | 101.6 | 101.6 | 101.6 | 101.6
597 | HORSE CREEK WIND 1 |  | HORSECRK_UNIT1 | HASKELL | WIND-O | WEST | 2017 | 134.81 | 131.1 | 131.1 | 131.1 | 131.1 | 131.1 | 131.1 | 131.1 | 131.1 | 131.1 | 131.1
598 | HORSE CREEK WIND 2 |  | HORSECRK_UNIT2 | HASKELL | WIND-O | WEST | 2017 | 101.69 | 98.9 | 98.9 | 98.9 | 98.9 | 98.9 | 98.9 | 98.9 | 98.9 | 98.9 | 98.9
599 | HORSE HOLLOW WIND 1 |  | H_HOLLOW_WND1 | TAYLOR | WIND-O | WEST | 2005 | 230 | 230 | 230 | 230 | 230 | 230 | 230 | 230 | 230 | 230 | 230
600 | HORSE HOLLOW WIND 2 |  | HHOLLOW2_WIND1 | TAYLOR | WIND-O | WEST | 2006 | 184 | 184 | 184 | 184 | 184 | 184 | 184 | 184 | 184 | 184 | 184
601 | HORSE HOLLOW WIND 3 |  | HHOLLOW3_WND_1 | TAYLOR | WIND-O | WEST | 2006 | 241.4 | 241.4 | 241.4 | 241.4 | 241.4 | 241.4 | 241.4 | 241.4 | 241.4 | 241.4 | 241.4
602 | HORSE HOLLOW WIND 4 |  | HHOLLOW4_WND1 | TAYLOR | WIND-O | WEST | 2006 | 115 | 115 | 115 | 115 | 115 | 115 | 115 | 115 | 115 | 115 | 115
603 | INADALE WIND 1 |  | INDL_INADALE1 | NOLAN | WIND-O | WEST | 2008 | 95 | 95 | 95 | 95 | 95 | 95 | 95 | 95 | 95 | 95 | 95
604 | INADALE WIND 2 |  | INDL_INADALE2 | NOLAN | WIND-O | WEST | 2008 | 102 | 102 | 102 | 102 | 102 | 102 | 102 | 102 | 102 | 102 | 102
605 | INDIAN MESA WIND |  | INDNNWP_INDNNWP2 | PECOS | WIND-O | WEST | 2001 | 91.8 | 91.8 | 91.8 | 91.8 | 91.8 | 91.8 | 91.8 | 91.8 | 91.8 | 91.8 | 91.8
606 | INERTIA WIND U1 |  | INRT_W_UNIT1 | HASKELL | WIND-O | WEST | 2023 | 67.68 | 67.7 | 67.7 | 67.7 | 67.7 | 67.7 | 67.7 | 67.7 | 67.7 | 67.7 | 67.7
607 | INERTIA WIND U2 |  | INRT_W_UNIT2 | HASKELL | WIND-O | WEST | 2023 | 27.72 | 27.7 | 27.7 | 27.7 | 27.7 | 27.7 | 27.7 | 27.7 | 27.7 | 27.7 | 27.7
608 | INERTIA WIND U3 |  | INRT_W_UNIT3 | HASKELL | WIND-O | WEST | 2023 | 205.86 | 205.9 | 205.9 | 205.9 | 205.9 | 205.9 | 205.9 | 205.9 | 205.9 | 205.9 | 205.9
609 | JAVELINA I WIND 18 |  | BORDAS_JAVEL18 | WEBB | WIND-O | SOUTH | 2015 | 19.69 | 19.7 | 19.7 | 19.7 | 19.7 | 19.7 | 19.7 | 19.7 | 19.7 | 19.7 | 19.7
610 | JAVELINA I WIND 20 |  | BORDAS_JAVEL20 | WEBB | WIND-O | SOUTH | 2015 | 230 | 230 | 230 | 230 | 230 | 230 | 230 | 230 | 230 | 230 | 230
611 | JAVELINA II WIND 1 |  | BORDAS2_JAVEL2_A | WEBB | WIND-O | SOUTH | 2017 | 96 | 96 | 96 | 96 | 96 | 96 | 96 | 96 | 96 | 96 | 96
612 | JAVELINA II WIND 2 |  | BORDAS2_JAVEL2_B | WEBB | WIND-O | SOUTH | 2017 | 74 | 74 | 74 | 74 | 74 | 74 | 74 | 74 | 74 | 74 | 74
613 | JAVELINA II WIND 3 |  | BORDAS2_JAVEL2_C | WEBB | WIND-O | SOUTH | 2017 | 30 | 30 | 30 | 30 | 30 | 30 | 30 | 30 | 30 | 30 | 30
614 | JUMBO ROAD WIND 1 |  | HRFDWIND_JRDWIND1 | DEAF SMITH | WIND-P | PANHANDLE | 2015 | 146.15 | 146.2 | 146.2 | 146.2 | 146.2 | 146.2 | 146.2 | 146.2 | 146.2 | 146.2 | 146.2
615 | JUMBO ROAD WIND 2 |  | HRFDWIND_JRDWIND2 | DEAF SMITH | WIND-P | PANHANDLE | 2015 | 153.55 | 153.6 | 153.6 | 153.6 | 153.6 | 153.6 | 153.6 | 153.6 | 153.6 | 153.6 | 153.6
616 | KARANKAWA WIND 1A |  | KARAKAW1_UNIT1 | SAN PATRICIO | WIND-C | COASTAL | 2019 | 103.32 | 103.3 | 103.3 | 103.3 | 103.3 | 103.3 | 103.3 | 103.3 | 103.3 | 103.3 | 103.3
617 | KARANKAWA WIND 1B |  | KARAKAW1_UNIT2 | SAN PATRICIO | WIND-C | COASTAL | 2019 | 103.32 | 103.3 | 103.3 | 103.3 | 103.3 | 103.3 | 103.3 | 103.3 | 103.3 | 103.3 | 103.3
618 | KARANKAWA WIND 2 |  | KARAKAW2_UNIT3 | SAN PATRICIO | WIND-C | COASTAL | 2019 | 100.42 | 100.4 | 100.4 | 100.4 | 100.4 | 100.4 | 100.4 | 100.4 | 100.4 | 100.4 | 100.4
619 | KEECHI WIND |  | KEECHI_U1 | JACK | WIND-O | NORTH | 2014 | 110 | 110 | 110 | 110 | 110 | 110 | 110 | 110 | 110 | 110 | 110
620 | KING MOUNTAIN WIND (NE) |  | KING_NE_KINGNE | UPTON | WIND-O | WEST | 2001 | 79.7 | 79.7 | 79.7 | 79.7 | 79.7 | 79.7 | 79.7 | 79.7 | 79.7 | 79.7 | 79.7
621 | KING MOUNTAIN WIND (NW) |  | KING_NW_KINGNW | UPTON | WIND-O | WEST | 2001 | 79.7 | 79.7 | 79.7 | 79.7 | 79.7 | 79.7 | 79.7 | 79.7 | 79.7 | 79.7 | 79.7
622 | KING MOUNTAIN WIND (SE) |  | KING_SE_KINGSE | UPTON | WIND-O | WEST | 2001 | 40.5 | 40.5 | 40.5 | 40.5 | 40.5 | 40.5 | 40.5 | 40.5 | 40.5 | 40.5 | 40.5
623 | KING MOUNTAIN WIND (SW) |  | KING_SW_KINGSW | UPTON | WIND-O | WEST | 2001 | 79.7 | 79.7 | 79.7 | 79.7 | 79.7 | 79.7 | 79.7 | 79.7 | 79.7 | 79.7 | 79.7
624 | LANGFORD WIND POWER |  | LGD_LANGFORD | TOM GREEN | WIND-O | WEST | 2009 | 159.96 | 160 | 160 | 160 | 160 | 160 | 160 | 160 | 160 | 160 | 160
625 | LAS MAJADAS WIND U1 |  | LMAJADAS_UNIT1 | WILLACY | WIND-C | COASTAL | 2023 | 110 | 110 | 110 | 110 | 110 | 110 | 110 | 110 | 110 | 110 | 110
626 | LAS MAJADAS WIND U2 |  | LMAJADAS_UNIT2 | WILLACY | WIND-C | COASTAL | 2023 | 24 | 24 | 24 | 24 | 24 | 24 | 24 | 24 | 24 | 24 | 24
627 | LAS MAJADAS WIND U3 |  | LMAJADAS_UNIT3 | WILLACY | WIND-C | COASTAL | 2023 | 138.6 | 138.6 | 138.6 | 138.6 | 138.6 | 138.6 | 138.6 | 138.6 | 138.6 | 138.6 | 138.6
628 | LOCKETT WIND FARM |  | LOCKETT_UNIT1 | WILBARGER | WIND-O | WEST | 2019 | 183.7 | 183.7 | 183.7 | 183.7 | 183.7 | 183.7 | 183.7 | 183.7 | 183.7 | 183.7 | 183.7
629 | LOGANS GAP WIND I U1 |  | LGW_UNIT1 | COMANCHE | WIND-O | NORTH | 2015 | 106.26 | 106.3 | 106.3 | 106.3 | 106.3 | 106.3 | 106.3 | 106.3 | 106.3 | 106.3 | 106.3
630 | LOGANS GAP WIND I U2 |  | LGW_UNIT2 | COMANCHE | WIND-O | NORTH | 2015 | 103.85 | 103.8 | 103.8 | 103.8 | 103.8 | 103.8 | 103.8 | 103.8 | 103.8 | 103.8 | 103.8
631 | LONE STAR WIND 1 (MESQUITE) |  | LNCRK_G83 | SHACKELFORD | WIND-O | WEST | 2006 | 194 | 194 | 194 | 194 | 194 | 194 | 194 | 194 | 194 | 194 | 194
632 | LONE STAR WIND 2 (POST OAK) U1 |  | LNCRK2_G871 | SHACKELFORD | WIND-O | WEST | 2007 | 98 | 98 | 98 | 98 | 98 | 98 | 98 | 98 | 98 | 98 | 98
633 | LONE STAR WIND 2 (POST OAK) U2 |  | LNCRK2_G872 | SHACKELFORD | WIND-O | WEST | 2007 | 100 | 100 | 100 | 100 | 100 | 100 | 100 | 100 | 100 | 100 | 100
634 | LONGHORN WIND NORTH U1 |  | LHORN_N_UNIT1 | FLOYD | WIND-P | PANHANDLE | 2015 | 100 | 100 | 100 | 100 | 100 | 100 | 100 | 100 | 100 | 100 | 100
635 | LONGHORN WIND NORTH U2 |  | LHORN_N_UNIT2 | FLOYD | WIND-P | PANHANDLE | 2015 | 100 | 100 | 100 | 100 | 100 | 100 | 100 | 100 | 100 | 100 | 100
636 | LORAINE WINDPARK I |  | LONEWOLF_G1 | MITCHELL | WIND-O | WEST | 2010 | 48 | 48 | 48 | 48 | 48 | 48 | 48 | 48 | 48 | 48 | 48
637 | LORAINE WINDPARK II |  | LONEWOLF_G2 | MITCHELL | WIND-O | WEST | 2010 | 51 | 51 | 51 | 51 | 51 | 51 | 51 | 51 | 51 | 51 | 51
638 | LORAINE WINDPARK III |  | LONEWOLF_G3 | MITCHELL | WIND-O | WEST | 2011 | 25.5 | 25.5 | 25.5 | 25.5 | 25.5 | 25.5 | 25.5 | 25.5 | 25.5 | 25.5 | 25.5
639 | LORAINE WINDPARK IV |  | LONEWOLF_G4 | MITCHELL | WIND-O | WEST | 2011 | 24 | 24 | 24 | 24 | 24 | 24 | 24 | 24 | 24 | 24 | 24
640 | LOS VIENTOS III WIND |  | LV3_UNIT_1 | STARR | WIND-O | SOUTH | 2015 | 200 | 200 | 200 | 200 | 200 | 200 | 200 | 200 | 200 | 200 | 200
641 | LOS VIENTOS IV WIND |  | LV4_UNIT_1 | STARR | WIND-O | SOUTH | 2016 | 200 | 200 | 200 | 200 | 200 | 200 | 200 | 200 | 200 | 200 | 200
642 | LOS VIENTOS V WIND |  | LV5_UNIT_1 | STARR | WIND-O | SOUTH | 2016 | 110 | 110 | 110 | 110 | 110 | 110 | 110 | 110 | 110 | 110 | 110
643 | LOS VIENTOS WIND I |  | LV1_LV1A | WILLACY | WIND-C | COASTAL | 2013 | 200.1 | 200.1 | 200.1 | 200.1 | 200.1 | 200.1 | 200.1 | 200.1 | 200.1 | 200.1 | 200.1
644 | LOS VIENTOS WIND II |  | LV2_LV2 | WILLACY | WIND-C | COASTAL | 2013 | 201.6 | 201.6 | 201.6 | 201.6 | 201.6 | 201.6 | 201.6 | 201.6 | 201.6 | 201.6 | 201.6
645 | MAGIC VALLEY WIND (REDFISH) 1A |  | REDFISH_MV1A | WILLACY | WIND-C | COASTAL | 2012 | 99.83 | 99.8 | 99.8 | 99.8 | 99.8 | 99.8 | 99.8 | 99.8 | 99.8 | 99.8 | 99.8
646 | MAGIC VALLEY WIND (REDFISH) 1B |  | REDFISH_MV1B | WILLACY | WIND-C | COASTAL | 2012 | 103.46 | 103.5 | 103.5 | 103.5 | 103.5 | 103.5 | 103.5 | 103.5 | 103.5 | 103.5 | 103.5
647 | MARIAH DEL NORTE 1 |  | MARIAH_NORTE1 | PARMER | WIND-P | PANHANDLE | 2017 | 115.2 | 115.2 | 115.2 | 115.2 | 115.2 | 115.2 | 115.2 | 115.2 | 115.2 | 115.2 | 115.2
648 | MARIAH DEL NORTE 2 |  | MARIAH_NORTE2 | PARMER | WIND-P | PANHANDLE | 2017 | 115.2 | 115.2 | 115.2 | 115.2 | 115.2 | 115.2 | 115.2 | 115.2 | 115.2 | 115.2 | 115.2
649 | MAVERICK CREEK WIND WEST U1 |  | MAVCRK_W_UNIT1 | CONCHO | WIND-O | WEST | 2022 | 201.6 | 201.6 | 201.6 | 201.6 | 201.6 | 201.6 | 201.6 | 201.6 | 201.6 | 201.6 | 201.6
650 | MAVERICK CREEK WIND WEST U2 |  | MAVCRK_W_UNIT2 | CONCHO | WIND-O | WEST | 2022 | 11.1 | 11.1 | 11.1 | 11.1 | 11.1 | 11.1 | 11.1 | 11.1 | 11.1 | 11.1 | 11.1
651 | MAVERICK CREEK WIND WEST U3 |  | MAVCRK_W_UNIT3 | CONCHO | WIND-O | WEST | 2022 | 33.6 | 33.6 | 33.6 | 33.6 | 33.6 | 33.6 | 33.6 | 33.6 | 33.6 | 33.6 | 33.6
652 | MAVERICK CREEK WIND WEST U4 |  | MAVCRK_W_UNIT4 | CONCHO | WIND-O | WEST | 2022 | 22.2 | 22.2 | 22.2 | 22.2 | 22.2 | 22.2 | 22.2 | 22.2 | 22.2 | 22.2 | 22.2
653 | MAVERICK CREEK WIND EAST U1 |  | MAVCRK_E_UNIT5 | CONCHO | WIND-O | WEST | 2022 | 71.4 | 71.4 | 71.4 | 71.4 | 71.4 | 71.4 | 71.4 | 71.4 | 71.4 | 71.4 | 71.4
654 | MAVERICK CREEK WIND EAST U2 |  | MAVCRK_E_UNIT6 | CONCHO | WIND-O | WEST | 2022 | 33.3 | 33.3 | 33.3 | 33.3 | 33.3 | 33.3 | 33.3 | 33.3 | 33.3 | 33.3 | 33.3
655 | MAVERICK CREEK WIND EAST U3 |  | MAVCRK_E_UNIT7 | CONCHO | WIND-O | WEST | 2022 | 22 | 22 | 22 | 22 | 22 | 22 | 22 | 22 | 22 | 22 | 22
656 | MAVERICK CREEK WIND EAST U4 |  | MAVCRK_E_UNIT8 | CONCHO | WIND-O | WEST | 2022 | 20 | 20 | 20 | 20 | 20 | 20 | 20 | 20 | 20 | 20 | 20
657 | MAVERICK CREEK WIND EAST U5 |  | MAVCRK_E_UNIT9 | CONCHO | WIND-O | WEST | 2022 | 76.8 | 76.8 | 76.8 | 76.8 | 76.8 | 76.8 | 76.8 | 76.8 | 76.8 | 76.8 | 76.8
658 | MCADOO WIND |  | MWEC_G1 | DICKENS | WIND-P | PANHANDLE | 2008 | 150 | 150 | 150 | 150 | 150 | 150 | 150 | 150 | 150 | 150 | 150
659 | MESQUITE CREEK WIND 1 |  | MESQCRK_WND1 | DAWSON | WIND-O | WEST | 2015 | 105.61 | 105.6 | 105.6 | 105.6 | 105.6 | 105.6 | 105.6 | 105.6 | 105.6 | 105.6 | 105.6
660 | MESQUITE CREEK WIND 2 |  | MESQCRK_WND2 | DAWSON | WIND-O | WEST | 2015 | 105.61 | 105.6 | 105.6 | 105.6 | 105.6 | 105.6 | 105.6 | 105.6 | 105.6 | 105.6 | 105.6
661 | MIAMI WIND G1 |  | MIAM1_G1 | ROBERTS | WIND-P | PANHANDLE | 2014 | 144.3 | 144.3 | 144.3 | 144.3 | 144.3 | 144.3 | 144.3 | 144.3 | 144.3 | 144.3 | 144.3
662 | MIAMI WIND G2 |  | MIAM1_G2 | ROBERTS | WIND-P | PANHANDLE | 2014 | 144.3 | 144.3 | 144.3 | 144.3 | 144.3 | 144.3 | 144.3 | 144.3 | 144.3 | 144.3 | 144.3
663 | MIDWAY WIND |  | MIDWIND_UNIT1 | SAN PATRICIO | WIND-C | COASTAL | 2019 | 162.8 | 162.8 | 162.8 | 162.8 | 162.8 | 162.8 | 162.8 | 162.8 | 162.8 | 162.8 | 162.8
664 | NIELS BOHR WIND A (BEARKAT WIND A) |  | NBOHR_UNIT1 | GLASSCOCK | WIND-O | WEST | 2017 | 196.6 | 196.6 | 196.6 | 196.6 | 196.6 | 196.6 | 196.6 | 196.6 | 196.6 | 196.6 | 196.6
665 | NOTREES WIND 1 |  | NWF_NWF1 | WINKLER | WIND-O | WEST | 2009 | 92.61 | 92.6 | 92.6 | 92.6 | 92.6 | 92.6 | 92.6 | 92.6 | 92.6 | 92.6 | 92.6
666 | NOTREES WIND 2 |  | NWF_NWF2 | WINKLER | WIND-O | WEST | 2009 | 60 | 60 | 60 | 60 | 60 | 60 | 60 | 60 | 60 | 60 | 60
667 | OCOTILLO WIND |  | OWF_OWF | HOWARD | WIND-O | WEST | 2008 | 54.6 | 54.6 | 54.6 | 54.6 | 54.6 | 54.6 | 54.6 | 54.6 | 54.6 | 54.6 | 54.6
668 | OLD SETTLER WIND |  | COTPLNS_OLDSETLR | FLOYD | WIND-P | PANHANDLE | 2017 | 151.2 | 151.2 | 151.2 | 151.2 | 151.2 | 151.2 | 151.2 | 151.2 | 151.2 | 151.2 | 151.2
669 | OVEJA WIND U1 |  | OVEJA_G1 | IRION | WIND-O | WEST | 2021 | 151.2 | 151.2 | 151.2 | 151.2 | 151.2 | 151.2 | 151.2 | 151.2 | 151.2 | 151.2 | 151.2
670 | OVEJA WIND U2 |  | OVEJA_G2 | IRION | WIND-O | WEST | 2021 | 151.2 | 151.2 | 151.2 | 151.2 | 151.2 | 151.2 | 151.2 | 151.2 | 151.2 | 151.2 | 151.2
671 | PALMAS ALTAS WIND |  | PALMWIND_UNIT1 | CAMERON | WIND-C | COASTAL | 2020 | 144.9 | 144.9 | 144.9 | 144.9 | 144.9 | 144.9 | 144.9 | 144.9 | 144.9 | 144.9 | 144.9
672 | PANHANDLE WIND 1 U1 |  | PH1_UNIT1 | CARSON | WIND-P | PANHANDLE | 2014 | 109.15 | 109.2 | 109.2 | 109.2 | 109.2 | 109.2 | 109.2 | 109.2 | 109.2 | 109.2 | 109.2
673 | PANHANDLE WIND 1 U2 |  | PH1_UNIT2 | CARSON | WIND-P | PANHANDLE | 2014 | 109.15 | 109.2 | 109.2 | 109.2 | 109.2 | 109.2 | 109.2 | 109.2 | 109.2 | 109.2 | 109.2
674 | PANHANDLE WIND 2 U1 |  | PH2_UNIT1 | CARSON | WIND-P | PANHANDLE | 2014 | 94.19 | 94.2 | 94.2 | 94.2 | 94.2 | 94.2 | 94.2 | 94.2 | 94.2 | 94.2 | 94.2
675 | PANHANDLE WIND 2 U2 | 24INR0578 | PH2_UNIT2 | CARSON | WIND-P | PANHANDLE | 2014 | 96.6 | 96.6 | 96.6 | 96.6 | 96.6 | 96.6 | 96.6 | 96.6 | 96.6 | 96.6 | 96.6
676 | PANTHER CREEK WIND 1 | 24INR0582 | PC_NORTH_PANTHER1 | HOWARD | WIND-O | WEST | 2008 | 153.9 | 142.5 | 142.5 | 142.5 | 142.5 | 142.5 | 142.5 | 142.5 | 142.5 | 142.5 | 142.5
677 | PANTHER CREEK WIND 2 |  | PC_SOUTH_PANTHER2 | HOWARD | WIND-O | WEST | 2019 | 124.74 | 115.5 | 115.5 | 115.5 | 115.5 | 115.5 | 115.5 | 115.5 | 115.5 | 115.5 | 115.5
678 | PANTHER CREEK WIND 3 A |  | PC_SOUTH_PANTH31 | HOWARD | WIND-O | WEST | 2022 | 106.92 | 106.9 | 106.9 | 106.9 | 106.9 | 106.9 | 106.9 | 106.9 | 106.9 | 106.9 | 106.9
679 | PANTHER CREEK WIND 3 B |  | PC_SOUTH_PANTH32 | HOWARD | WIND-O | WEST | 2022 | 108.54 | 108.5 | 108.5 | 108.5 | 108.5 | 108.5 | 108.5 | 108.5 | 108.5 | 108.5 | 108.5
680 | PAPALOTE CREEK WIND |  | PAP1_PAP1 | SAN PATRICIO | WIND-C | COASTAL | 2009 | 179.85 | 179.9 | 179.9 | 179.9 | 179.9 | 179.9 | 179.9 | 179.9 | 179.9 | 179.9 | 179.9
681 | PAPALOTE CREEK WIND II |  | COTTON_PAP2 | SAN PATRICIO | WIND-C | COASTAL | 2010 | 200.12 | 200.1 | 200.1 | 200.1 | 200.1 | 200.1 | 200.1 | 200.1 | 200.1 | 200.1 | 200.1
682 | PECOS WIND 1 (WOODWARD) |  | WOODWRD1_WOODWRD1 | PECOS | WIND-O | WEST | 2001 | 91.7 | 91.7 | 91.7 | 91.7 | 91.7 | 91.7 | 91.7 | 91.7 | 91.7 | 91.7 | 91.7
683 | PECOS WIND 2 (WOODWARD) |  | WOODWRD2_WOODWRD2 | PECOS | WIND-O | WEST | 2001 | 86 | 85.8 | 85.8 | 85.8 | 85.8 | 85.8 | 85.8 | 85.8 | 85.8 | 85.8 | 85.8
684 | PENASCAL WIND 1 |  | PENA_UNIT1 | KENEDY | WIND-C | COASTAL | 2009 | 160.8 | 160.8 | 160.8 | 160.8 | 160.8 | 160.8 | 160.8 | 160.8 | 160.8 | 160.8 | 160.8
685 | PENASCAL WIND 2 |  | PENA_UNIT2 | KENEDY | WIND-C | COASTAL | 2009 | 141.6 | 141.6 | 141.6 | 141.6 | 141.6 | 141.6 | 141.6 | 141.6 | 141.6 | 141.6 | 141.6
686 | PENASCAL WIND 3 |  | PENA3_UNIT3 | KENEDY | WIND-C | COASTAL | 2011 | 100.8 | 100.8 | 100.8 | 100.8 | 100.8 | 100.8 | 100.8 | 100.8 | 100.8 | 100.8 | 100.8
687 | PEYTON CREEK WIND |  | PEY_UNIT1 | MATAGORDA | WIND-C | COASTAL | 2020 | 151.2 | 151.2 | 151.2 | 151.2 | 151.2 | 151.2 | 151.2 | 151.2 | 151.2 | 151.2 | 151.2
688 | PYRON WIND 1 |  | PYR_PYRON1 | NOLAN | WIND-O | WEST | 2008 | 131.2 | 131.2 | 131.2 | 131.2 | 131.2 | 131.2 | 131.2 | 131.2 | 131.2 | 131.2 | 131.2
689 | PYRON WIND 2 |  | PYR_PYRON2 | NOLAN | WIND-O | WEST | 2008 | 137.7 | 137.7 | 137.7 | 137.7 | 137.7 | 137.7 | 137.7 | 137.7 | 137.7 | 137.7 | 137.7
690 | RANCHERO WIND |  | RANCHERO_UNIT1 | CROCKETT | WIND-O | WEST | 2020 | 150 | 150 | 150 | 150 | 150 | 150 | 150 | 150 | 150 | 150 | 150
691 | RANCHERO WIND |  | RANCHERO_UNIT2 | CROCKETT | WIND-O | WEST | 2020 | 150 | 150 | 150 | 150 | 150 | 150 | 150 | 150 | 150 | 150 | 150
692 | RATTLESNAKE I WIND ENERGY CENTER G1 |  | RSNAKE_G1 | GLASSCOCK | WIND-O | WEST | 2015 | 109.15 | 104.6 | 104.6 | 104.6 | 104.6 | 104.6 | 104.6 | 104.6 | 104.6 | 104.6 | 104.6
693 | RATTLESNAKE I WIND ENERGY CENTER G2 |  | RSNAKE_G2 | GLASSCOCK | WIND-O | WEST | 2015 | 109.15 | 102.7 | 102.7 | 102.7 | 102.7 | 102.7 | 102.7 | 102.7 | 102.7 | 102.7 | 102.7
694 | RED CANYON WIND |  | RDCANYON_RDCNY1 | BORDEN | WIND-O | WEST | 2006 | 89.6 | 89.6 | 89.6 | 89.6 | 89.6 | 89.6 | 89.6 | 89.6 | 89.6 | 89.6 | 89.6
695 | RELOJ DEL SOL WIND U1 |  | RELOJ_UNIT1 | ZAPATA | WIND-O | SOUTH | 2022 | 55.4 | 55.4 | 55.4 | 55.4 | 55.4 | 55.4 | 55.4 | 55.4 | 55.4 | 55.4 | 55.4
696 | RELOJ DEL SOL WIND U2 |  | RELOJ_UNIT2 | ZAPATA | WIND-O | SOUTH | 2022 | 48 | 48 | 48 | 48 | 48 | 48 | 48 | 48 | 48 | 48 | 48
697 | RELOJ DEL SOL WIND U3 |  | RELOJ_UNIT3 | ZAPATA | WIND-O | SOUTH | 2022 | 83.1 | 83.1 | 83.1 | 83.1 | 83.1 | 83.1 | 83.1 | 83.1 | 83.1 | 83.1 | 83.1
698 | RELOJ DEL SOL WIND U4 |  | RELOJ_UNIT4 | ZAPATA | WIND-O | SOUTH | 2022 | 22.8 | 22.8 | 22.8 | 22.8 | 22.8 | 22.8 | 22.8 | 22.8 | 22.8 | 22.8 | 22.8
699 | ROCK SPRINGS VAL VERDE WIND (FERMI) 1 |  | FERMI_WIND1 | VAL VERDE | WIND-O | WEST | 2017 | 121.9 | 121.9 | 121.9 | 121.9 | 121.9 | 121.9 | 121.9 | 121.9 | 121.9 | 121.9 | 121.9
700 | ROCK SPRINGS VAL VERDE WIND (FERMI) 2 |  | FERMI_WIND2 | VAL VERDE | WIND-O | WEST | 2017 | 27.44 | 27.4 | 27.4 | 27.4 | 27.4 | 27.4 | 27.4 | 27.4 | 27.4 | 27.4 | 27.4
701 | ROSCOE WIND |  | TKWSW1_ROSCOE | NOLAN | WIND-O | WEST | 2008 | 114 | 114 | 114 | 114 | 114 | 114 | 114 | 114 | 114 | 114 | 114
702 | ROSCOE WIND 2A |  | TKWSW1_ROSCOE2A | NOLAN | WIND-O | WEST | 2008 | 95 | 95 | 95 | 95 | 95 | 95 | 95 | 95 | 95 | 95 | 95
703 | ROUTE 66 WIND |  | ROUTE_66_WIND1 | CARSON | WIND-P | PANHANDLE | 2015 | 150 | 150 | 150 | 150 | 150 | 150 | 150 | 150 | 150 | 150 | 150
704 | RTS 2 WIND (HEART OF TEXAS WIND) U1 |  | RTS2_U1 | MCCULLOCH | WIND-O | SOUTH | 2021 | 89.9 | 89.9 | 89.9 | 89.9 | 89.9 | 89.9 | 89.9 | 89.9 | 89.9 | 89.9 | 89.9
705 | RTS 2 WIND (HEART OF TEXAS WIND) U2 |  | RTS2_U2 | MCCULLOCH | WIND-O | SOUTH | 2021 | 89.9 | 89.9 | 89.9 | 89.9 | 89.9 | 89.9 | 89.9 | 89.9 | 89.9 | 89.9 | 89.9
706 | RTS WIND |  | RTS_U1 | MCCULLOCH | WIND-O | SOUTH | 2018 | 160 | 160 | 160 | 160 | 160 | 160 | 160 | 160 | 160 | 160 | 160
707 | SAGE DRAW WIND U1 |  | SAGEDRAW_UNIT1 | LYNN | WIND-O | WEST | 2022 | 169.2 | 169.2 | 169.2 | 169.2 | 169.2 | 169.2 | 169.2 | 169.2 | 169.2 | 169.2 | 169.2
708 | SAGE DRAW WIND U2 |  | SAGEDRAW_UNIT2 | LYNN | WIND-O | WEST | 2022 | 169.2 | 169.2 | 169.2 | 169.2 | 169.2 | 169.2 | 169.2 | 169.2 | 169.2 | 169.2 | 169.2
709 | SALT FORK 1 WIND U1 |  | SALTFORK_UNIT1 | DONLEY | WIND-P | PANHANDLE | 2017 | 64 | 64 | 64 | 64 | 64 | 64 | 64 | 64 | 64 | 64 | 64
710 | SALT FORK 1 WIND U2 |  | SALTFORK_UNIT2 | DONLEY | WIND-P | PANHANDLE | 2017 | 110 | 110 | 110 | 110 | 110 | 110 | 110 | 110 | 110 | 110 | 110
711 | SAN ROMAN WIND |  | SANROMAN_WIND_1 | CAMERON | WIND-C | COASTAL | 2016 | 95.25 | 95.2 | 95.2 | 95.2 | 95.2 | 95.2 | 95.2 | 95.2 | 95.2 | 95.2 | 95.2
712 | SAND BLUFF WIND U1 |  | MCDLD_SB1_2 | GLASSCOCK | WIND-O | WEST | 2022 | 71.4 | 71.4 | 71.4 | 71.4 | 71.4 | 71.4 | 71.4 | 71.4 | 71.4 | 71.4 | 71.4
713 | SAND BLUFF WIND U2 |  | MCDLD_SB3_282 | GLASSCOCK | WIND-O | WEST | 2022 | 14.1 | 14.1 | 14.1 | 14.1 | 14.1 | 14.1 | 14.1 | 14.1 | 14.1 | 14.1 | 14.1
714 | SAND BLUFF WIND U3 |  | MCDLD_SB4_G87 | GLASSCOCK | WIND-O | WEST | 2022 | 4 | 4 | 4 | 4 | 4 | 4 | 4 | 4 | 4 | 4 | 4
715 | SENATE WIND |  | SENATEWD_UNIT1 | JACK | WIND-O | NORTH | 2012 | 150 | 150 | 150 | 150 | 150 | 150 | 150 | 150 | 150 | 150 | 150
716 | SENDERO WIND ENERGY |  | EXGNSND_WIND_1 | JIM HOGG | WIND-O | SOUTH | 2015 | 78 | 78 | 78 | 78 | 78 | 78 | 78 | 78 | 78 | 78 | 78
717 | SEYMOUR HILLS WIND (S_HILLS WIND) |  | S_HILLS_UNIT1 | BAYLOR | WIND-O | WEST | 2019 | 30.24 | 30.2 | 30.2 | 30.2 | 30.2 | 30.2 | 30.2 | 30.2 | 30.2 | 30.2 | 30.2
718 | SHAFFER (PATRIOT WIND/PETRONILLA) |  | SHAFFER_UNIT1 | NUECES | WIND-C | COASTAL | 2021 | 226.05 | 226.1 | 226.1 | 226.1 | 226.1 | 226.1 | 226.1 | 226.1 | 226.1 | 226.1 | 226.1
719 | SHANNON WIND |  | SHANNONW_UNIT_1 | CLAY | WIND-O | WEST | 2015 | 204.1 | 204.1 | 204.1 | 204.1 | 204.1 | 204.1 | 204.1 | 204.1 | 204.1 | 204.1 | 204.1
720 | SHERBINO 2 WIND |  | KEO_SHRBINO2 | PECOS | WIND-O | WEST | 2011 | 132 | 132 | 132 | 132 | 132 | 132 | 132 | 132 | 132 | 132 | 132
721 | SILVER STAR WIND |  | FLTCK_SSI | ERATH | WIND-O | NORTH | 2008 | 52.8 | 52.8 | 52.8 | 52.8 | 52.8 | 52.8 | 52.8 | 52.8 | 52.8 | 52.8 | 52.8
722 | SOUTH PLAINS WIND 1 U1 |  | SPLAIN1_WIND1 | FLOYD | WIND-P | PANHANDLE | 2015 | 102 | 102 | 102 | 102 | 102 | 102 | 102 | 102 | 102 | 102 | 102
723 | SOUTH PLAINS WIND 1 U2 |  | SPLAIN1_WIND2 | FLOYD | WIND-P | PANHANDLE | 2015 | 98 | 98 | 98 | 98 | 98 | 98 | 98 | 98 | 98 | 98 | 98
724 | SOUTH PLAINS WIND 2 U1 |  | SPLAIN2_WIND21 | FLOYD | WIND-P | PANHANDLE | 2016 | 148.5 | 148.5 | 148.5 | 148.5 | 148.5 | 148.5 | 148.5 | 148.5 | 148.5 | 148.5 | 148.5
725 | SOUTH PLAINS WIND 2 U2 |  | SPLAIN2_WIND22 | FLOYD | WIND-P | PANHANDLE | 2016 | 151.8 | 151.8 | 151.8 | 151.8 | 151.8 | 151.8 | 151.8 | 151.8 | 151.8 | 151.8 | 151.8
726 | SOUTH TRENT WIND |  | STWF_T1 | NOLAN | WIND-O | WEST | 2008 | 101.2 | 98.2 | 98.2 | 98.2 | 98.2 | 98.2 | 98.2 | 98.2 | 98.2 | 98.2 | 98.2
727 | SPINNING SPUR WIND TWO A |  | SSPURTWO_WIND_1 | OLDHAM | WIND-P | PANHANDLE | 2014 | 160.95 | 161 | 161 | 161 | 161 | 161 | 161 | 161 | 161 | 161 | 161
728 | SPINNING SPUR WIND TWO B |  | SSPURTWO_SS3WIND2 | OLDHAM | WIND-P | PANHANDLE | 2015 | 98 | 98 | 98 | 98 | 98 | 98 | 98 | 98 | 98 | 98 | 98
729 | SPINNING SPUR WIND TWO C |  | SSPURTWO_SS3WIND1 | OLDHAM | WIND-P | PANHANDLE | 2015 | 96 | 96 | 96 | 96 | 96 | 96 | 96 | 96 | 96 | 96 | 96
730 | STANTON WIND ENERGY |  | SWEC_G1 | MARTIN | WIND-O | WEST | 2008 | 123.6 | 120 | 120 | 120 | 120 | 120 | 120 | 120 | 120 | 120 | 120
731 | STELLA WIND | 25INR0439 | STELLA_UNIT1 | KENEDY | WIND-C | COASTAL | 2018 | 201 | 201 | 201 | 201 | 201 | 201 | 201 | 201 | 201 | 201 | 201
732 | STEPHENS RANCH WIND 1 | 25INR0439 | SRWE1_UNIT1 | BORDEN | WIND-O | WEST | 2014 | 220.36 | 211.2 | 211.2 | 211.2 | 211.2 | 211.2 | 211.2 | 211.2 | 211.2 | 211.2 | 211.2
733 | STEPHENS RANCH WIND 2 | 18INR0073 | SRWE1_SRWE2 | BORDEN | WIND-O | WEST | 2015 | 172.01 | 164.7 | 164.7 | 164.7 | 164.7 | 164.7 | 164.7 | 164.7 | 164.7 | 164.7 | 164.7
734 | SWEETWATER WIND 1 |  | SWEETWND_WND1 | NOLAN | WIND-O | WEST | 2003 | 42.5 | 42.5 | 42.5 | 42.5 | 42.5 | 42.5 | 42.5 | 42.5 | 42.5 | 42.5 | 42.5
735 | SWEETWATER WIND 2A |  | SWEETWN2_WND24 | NOLAN | WIND-O | WEST | 2006 | 16 | 16.8 | 16.8 | 16.8 | 16.8 | 16.8 | 16.8 | 16.8 | 16.8 | 16.8 | 16.8
736 | SWEETWATER WIND 2B |  | SWEETWN2_WND2 | NOLAN | WIND-O | WEST | 2004 | 110.8 | 110.8 | 110.8 | 110.8 | 110.8 | 110.8 | 110.8 | 110.8 | 110.8 | 110.8 | 110.8
737 | SWEETWATER WIND 3A |  | SWEETWN3_WND3A | NOLAN | WIND-O | WEST | 2011 | 33.6 | 33.6 | 33.6 | 33.6 | 33.6 | 33.6 | 33.6 | 33.6 | 33.6 | 33.6 | 33.6
738 | SWEETWATER WIND 3B |  | SWEETWN3_WND3B | NOLAN | WIND-O | WEST | 2011 | 118.6 | 118.6 | 118.6 | 118.6 | 118.6 | 118.6 | 118.6 | 118.6 | 118.6 | 118.6 | 118.6
739 | SWEETWATER WIND 4-4A |  | SWEETWN4_WND4A | NOLAN | WIND-O | WEST | 2007 | 125 | 125 | 125 | 125 | 125 | 125 | 125 | 125 | 125 | 125 | 125
740 | SWEETWATER WIND 4-4B |  | SWEETWN4_WND4B | NOLAN | WIND-O | WEST | 2007 | 112 | 112 | 112 | 112 | 112 | 112 | 112 | 112 | 112 | 112 | 112
741 | SWEETWATER WIND 4-5 |  | SWEETWN5_WND5 | NOLAN | WIND-O | WEST | 2007 | 85 | 85 | 85 | 85 | 85 | 85 | 85 | 85 | 85 | 85 | 85
742 | TAHOKA WIND 1 |  | TAHOKA_UNIT_1 | LYNN | WIND-O | WEST | 2019 | 150 | 150 | 150 | 150 | 150 | 150 | 150 | 150 | 150 | 150 | 150
743 | TAHOKA WIND 2 |  | TAHOKA_UNIT_2 | LYNN | WIND-O | WEST | 2019 | 150 | 150 | 150 | 150 | 150 | 150 | 150 | 150 | 150 | 150 | 150
744 | TEXAS BIG SPRING WIND A |  | SGMTN_SIGNALMT | HOWARD | WIND-O | WEST | 1999 | 27.72 | 27.7 | 27.7 | 27.7 | 27.7 | 27.7 | 27.7 | 27.7 | 27.7 | 27.7 | 27.7
745 | TG EAST WIND U1 |  | TRUSGILL_UNIT1 | KNOX | WIND-O | WEST | 2022 | 42 | 42 | 42 | 42 | 42 | 42 | 42 | 42 | 42 | 42 | 42
746 | TG EAST WIND U2 |  | TRUSGILL_UNIT2 | KNOX | WIND-O | WEST | 2022 | 44.8 | 44.8 | 44.8 | 44.8 | 44.8 | 44.8 | 44.8 | 44.8 | 44.8 | 44.8 | 44.8
747 | TG EAST WIND U3 |  | TRUSGILL_UNIT3 | KNOX | WIND-O | WEST | 2022 | 42 | 42 | 42 | 42 | 42 | 42 | 42 | 42 | 42 | 42 | 42
748 | TG EAST WIND U4 |  | TRUSGILL_UNIT4 | KNOX | WIND-O | WEST | 2022 | 207.2 | 207.2 | 207.2 | 207.2 | 207.2 | 207.2 | 207.2 | 207.2 | 207.2 | 207.2 | 207.2
749 | TORRECILLAS WIND 1 |  | TORR_UNIT1_25 | WEBB | WIND-O | SOUTH | 2019 | 150 | 150 | 150 | 150 | 150 | 150 | 150 | 150 | 150 | 150 | 150
750 | TORRECILLAS WIND 2 |  | TORR_UNIT2_23 | WEBB | WIND-O | SOUTH | 2019 | 23 | 23 | 23 | 23 | 23 | 23 | 23 | 23 | 23 | 23 | 23
751 | TORRECILLAS WIND 3 |  | TORR_UNIT2_25 | WEBB | WIND-O | SOUTH | 2019 | 127.5 | 127.5 | 127.5 | 127.5 | 127.5 | 127.5 | 127.5 | 127.5 | 127.5 | 127.5 | 127.5
752 | TRENT WIND 1 A |  | TRENT_TRENT | NOLAN | WIND-O | WEST | 2001 | 38.25 | 38.3 | 38.3 | 38.3 | 38.3 | 38.3 | 38.3 | 38.3 | 38.3 | 38.3 | 38.3
753 | TRENT WIND 1 B |  | TRENT_UNIT_1B | NOLAN | WIND-O | WEST | 2018 | 15.59 | 15.6 | 15.6 | 15.6 | 15.6 | 15.6 | 15.6 | 15.6 | 15.6 | 15.6 | 15.6
754 | TRENT WIND 2 |  | TRENT_UNIT_2 | NOLAN | WIND-O | WEST | 2018 | 50.49 | 50.5 | 50.5 | 50.5 | 50.5 | 50.5 | 50.5 | 50.5 | 50.5 | 50.5 | 50.5
755 | TRENT WIND 3 A |  | TRENT_UNIT_3A | NOLAN | WIND-O | WEST | 2018 | 38.25 | 38.3 | 38.3 | 38.3 | 38.3 | 38.3 | 38.3 | 38.3 | 38.3 | 38.3 | 38.3
756 | TRENT WIND 3 B |  | TRENT_UNIT_3B | NOLAN | WIND-O | WEST | 2018 | 13.79 | 13.8 | 13.8 | 13.8 | 13.8 | 13.8 | 13.8 | 13.8 | 13.8 | 13.8 | 13.8
757 | TRINITY HILLS WIND 1 |  | TRINITY_TH1_BUS1 | ARCHER | WIND-O | WEST | 2012 | 103.4 | 103.4 | 103.4 | 103.4 | 103.4 | 103.4 | 103.4 | 103.4 | 103.4 | 103.4 | 103.4
758 | TRINITY HILLS WIND 2 |  | TRINITY_TH1_BUS2 | ARCHER | WIND-O | WEST | 2012 | 94.6 | 94.6 | 94.6 | 94.6 | 94.6 | 94.6 | 94.6 | 94.6 | 94.6 | 94.6 | 94.6
759 | TSTC WEST TEXAS WIND |  | DG_ROSC2_1UNIT | NOLAN | WIND-O | WEST | 2008 | 2 | 2 | 2 | 2 | 2 | 2 | 2 | 2 | 2 | 2 | 2
760 | TURKEY TRACK WIND |  | TTWEC_G1 | NOLAN | WIND-O | WEST | 2008 | 174.6 | 169.5 | 169.5 | 169.5 | 169.5 | 169.5 | 169.5 | 169.5 | 169.5 | 169.5 | 169.5
761 | TYLER BLUFF WIND |  | TYLRWIND_UNIT1 | COOKE | WIND-O | NORTH | 2016 | 125.6 | 125.6 | 125.6 | 125.6 | 125.6 | 125.6 | 125.6 | 125.6 | 125.6 | 125.6 | 125.6
762 | VENADO WIND U1 |  | VENADO_UNIT1 | ZAPATA | WIND-O | SOUTH | 2021 | 105 | 105 | 105 | 105 | 105 | 105 | 105 | 105 | 105 | 105 | 105
763 | VENADO WIND U2 |  | VENADO_UNIT2 | ZAPATA | WIND-O | SOUTH | 2021 | 96.6 | 96.6 | 96.6 | 96.6 | 96.6 | 96.6 | 96.6 | 96.6 | 96.6 | 96.6 | 96.6
764 | VERA WIND 1 |  | VERAWIND_UNIT1 | KNOX | WIND-O | WEST | 2021 | 12 | 12 | 12 | 12 | 12 | 12 | 12 | 12 | 12 | 12 | 12
765 | VERA WIND 2 |  | VERAWIND_UNIT2 | KNOX | WIND-O | WEST | 2021 | 7.2 | 7.2 | 7.2 | 7.2 | 7.2 | 7.2 | 7.2 | 7.2 | 7.2 | 7.2 | 7.2
766 | VERA WIND 3 |  | VERAWIND_UNIT3 | KNOX | WIND-O | WEST | 2021 | 100.8 | 100.8 | 100.8 | 100.8 | 100.8 | 100.8 | 100.8 | 100.8 | 100.8 | 100.8 | 100.8
767 | VERA WIND 4 |  | VERAWIND_UNIT4 | KNOX | WIND-O | WEST | 2021 | 22 | 22 | 22 | 22 | 22 | 22 | 22 | 22 | 22 | 22 | 22
768 | VERA WIND 5 |  | VERAWIND_UNIT5 | KNOX | WIND-O | WEST | 2021 | 100.8 | 100.8 | 100.8 | 100.8 | 100.8 | 100.8 | 100.8 | 100.8 | 100.8 | 100.8 | 100.8
769 | VERTIGO WIND (FORMERLY GREEN PASTURES WIND 2) |  | VERTIGO_WIND_I | BAYLOR | WIND-O | WEST | 2015 | 150 | 150 | 150 | 150 | 150 | 150 | 150 | 150 | 150 | 150 | 150
770 | WAKE WIND 1 |  | WAKEWE_G1 | DICKENS | WIND-P | PANHANDLE | 2016 | 114.91 | 114.9 | 114.9 | 114.9 | 114.9 | 114.9 | 114.9 | 114.9 | 114.9 | 114.9 | 114.9
771 | WAKE WIND 2 |  | WAKEWE_G2 | DICKENS | WIND-P | PANHANDLE | 2016 | 142.35 | 142.3 | 142.3 | 142.3 | 142.3 | 142.3 | 142.3 | 142.3 | 142.3 | 142.3 | 142.3
772 | WEST RAYMOND (EL TRUENO) WIND U1 |  | TRUENO_UNIT1 | WILLACY | WIND-C | COASTAL | 2021 | 116.6 | 116.6 | 116.6 | 116.6 | 116.6 | 116.6 | 116.6 | 116.6 | 116.6 | 116.6 | 116.6
773 | WEST RAYMOND (EL TRUENO) WIND U2 |  | TRUENO_UNIT2 | WILLACY | WIND-C | COASTAL | 2021 | 123.2 | 123.2 | 123.2 | 123.2 | 123.2 | 123.2 | 123.2 | 123.2 | 123.2 | 123.2 | 123.2
774 | WESTERN TRAIL WIND (AJAX WIND) U1 |  | AJAXWIND_UNIT1 | WILBARGER | WIND-O | WEST | 2022 | 225.6 | 225.6 | 225.6 | 225.6 | 225.6 | 225.6 | 225.6 | 225.6 | 225.6 | 225.6 | 225.6
775 | WESTERN TRAIL WIND (AJAX WIND) U2 |  | AJAXWIND_UNIT2 | WILBARGER | WIND-O | WEST | 2022 | 141 | 141 | 141 | 141 | 141 | 141 | 141 | 141 | 141 | 141 | 141
776 | WHIRLWIND ENERGY |  | WEC_WECG1 | FLOYD | WIND-P | PANHANDLE | 2007 | 59.8 | 57 | 57 | 57 | 57 | 57 | 57 | 57 | 57 | 57 | 57
777 | WHITETAIL WIND |  | EXGNWTL_WIND_1 | WEBB | WIND-O | SOUTH | 2012 | 92.34 | 92.3 | 92.3 | 92.3 | 92.3 | 92.3 | 92.3 | 92.3 | 92.3 | 92.3 | 92.3
778 | WHITE MESA WIND U1 |  | WHMESA_UNIT1 | CROCKETT | WIND-O | WEST | 2022 | 152.3 | 152.3 | 152.3 | 152.3 | 152.3 | 152.3 | 152.3 | 152.3 | 152.3 | 152.3 | 152.3
779 | WHITE MESA 2 WIND U1 |  | WHMESA_UNIT2_23 | CROCKETT | WIND-O | WEST | 2022 | 13.92 | 13.9 | 13.9 | 13.9 | 13.9 | 13.9 | 13.9 | 13.9 | 13.9 | 13.9 | 13.9
780 | WHITE MESA 2 WIND U2 |  | WHMESA_UNIT2_28 | CROCKETT | WIND-O | WEST | 2022 | 183.3 | 183.3 | 183.3 | 183.3 | 183.3 | 183.3 | 183.3 | 183.3 | 183.3 | 183.3 | 183.3
781 | WHITE MESA 2 WIND U3 |  | WHMESA_UNIT3_23 | CROCKETT | WIND-O | WEST | 2022 | 18.56 | 18.6 | 18.6 | 18.6 | 18.6 | 18.6 | 18.6 | 18.6 | 18.6 | 18.6 | 18.6
782 | WHITE MESA 2 WIND U4 |  | WHMESA_UNIT3_28 | CROCKETT | WIND-O | WEST | 2022 | 132.54 | 132.5 | 132.5 | 132.5 | 132.5 | 132.5 | 132.5 | 132.5 | 132.5 | 132.5 | 132.5
783 | WILLOW SPRINGS WIND A |  | SALVTION_UNIT1 | HASKELL | WIND-O | WEST | 2017 | 125 | 125 | 125 | 125 | 125 | 125 | 125 | 125 | 125 | 125 | 125
784 | WILLOW SPRINGS WIND B |  | SALVTION_UNIT2 | HASKELL | WIND-O | WEST | 2017 | 125 | 125 | 125 | 125 | 125 | 125 | 125 | 125 | 125 | 125 | 125
785 | WILSON RANCH (INFINITY LIVE OAK WIND) |  | WL_RANCH_UNIT1 | SCHLEICHER | WIND-O | WEST | 2020 | 199.5 | 199.5 | 199.5 | 199.5 | 199.5 | 199.5 | 199.5 | 199.5 | 199.5 | 199.5 | 199.5
786 | WINDTHORST 2 WIND |  | WNDTHST2_UNIT1 | ARCHER | WIND-O | WEST | 2014 | 67.62 | 67.6 | 67.6 | 67.6 | 67.6 | 67.6 | 67.6 | 67.6 | 67.6 | 67.6 | 67.6
787 | WKN MOZART WIND |  | MOZART_WIND_1 | KENT | WIND-O | WEST | 2012 | 30 | 30 | 30 | 30 | 30 | 30 | 30 | 30 | 30 | 30 | 30
788 | WOLF RIDGE WIND |  | WHTTAIL_WR1 | COOKE | WIND-O | NORTH | 2008 | 121.5 | 121.5 | 121.5 | 121.5 | 121.5 | 121.5 | 121.5 | 121.5 | 121.5 | 121.5 | 121.5
789 | Operational Capacity Total (Wind) | [6 empty] | 32767.79 | 32516.2 | 32516.2 | 32516.2 | 32516.2 | 32516.2 | 32516.2 | 32516.2 | 32516.2 | 32516.2 | 32516.2
790
791 | Operational Wind Capacity Sub-total (Coastal Counties) |  | WIND_OPERATIONAL_C |  |  |  |  | 5134.87 | 5128.7 | 5128.7 | 5128.7 | 5128.7 | 5128.7 | 5128.7 | 5128.7 | 5128.7 | 5128.7 | 5128.7
792 | Wind Peak Average Capacity Percentage (Coastal) |  | WIND_PEAK_PCT_C | % |  |  |  | 100 | 56 | 56 | 56 | 56 | 56 | 56 | 56 | 56 | 56 | 57
793
794 | Operational Wind Capacity Sub-total (Panhandle Counties) |  | WIND_OPERATIONAL_P |  |  |  |  | 4410.43 | 4407.7 | 4407.7 | 4407.7 | 4407.7 | 4407.7 | 4407.7 | 4407.7 | 4407.7 | 4407.7 | 4407.7
795 | Wind Peak Average Capacity Percentage (Panhandle) |  | WIND_PEAK_PCT_P | % |  |  |  | 100 | 37 | 37 | 37 | 37 | 37 | 37 | 37 | 37 | 37 | 38
796
797 | Operational Wind Capacity Sub-total (Other Counties) |  | WIND_OPERATIONAL_O |  |  |  |  | 23222.49 | 22979.8 | 22979.8 | 22979.8 | 22979.8 | 22979.8 | 22979.8 | 22979.8 | 22979.8 | 22979.8 | 22979.8
798 | Wind Peak Average Capacity Percentage (Other) |  | WIND_PEAK_PCT_O | % |  |  |  | 100 | 26 | 26 | 26 | 26 | 26 | 26 | 26 | 26 | 26 | 26
799
800 | Operational Resources (Wind) - Synchronized but not Approved for Commercial Operations
801 | ANCHOR WIND U1 | 21INR0546 | ANCHOR_WIND1 | CALLAHAN | WIND-O | WEST | 2023 | 16 | 16 | 16 | 16 | 16 | 16 | 16 | 16 | 16 | 16 | 16
802 | ANCHOR WIND U2 | 21INR0387 | ANCHOR_WIND2 | CALLAHAN | WIND-O | WEST | 2023 | 98.9 | 98.9 | 98.9 | 98.9 | 98.9 | 98.9 | 98.9 | 98.9 | 98.9 | 98.9 | 98.9
803 | ANCHOR WIND U3 | 21INR0539 | ANCHOR_WIND3 | CALLAHAN | WIND-O | WEST | 2023 | 90 | 90 | 90 | 90 | 90 | 90 | 90 | 90 | 90 | 90 | 90
804 | ANCHOR WIND U4 | 21INR0539 | ANCHOR_WIND4 | CALLAHAN | WIND-O | WEST | 2023 | 38.7 | 38.7 | 38.7 | 38.7 | 38.7 | 38.7 | 38.7 | 38.7 | 38.7 | 38.7 | 38.7
805 | ANCHOR WIND U5 | 22INR0562 | ANCHOR_WIND5 | CALLAHAN | WIND-O | WEST | 2023 | 19.3 | 19.3 | 19.3 | 19.3 | 19.3 | 19.3 | 19.3 | 19.3 | 19.3 | 19.3 | 19.3
806 | APPALOOSA RUN WIND U1 | 20INR0249 | APPALOSA_UNIT1 | UPTON | WIND-O | WEST | 2023 | 157.9 | 157.9 | 157.9 | 157.9 | 157.9 | 157.9 | 157.9 | 157.9 | 157.9 | 157.9 | 157.9
807 | APPALOOSA RUN WIND U2 | 20INR0249 | APPALOSA_UNIT2 | UPTON | WIND-O | WEST | 2023 | 13.9 | 13.9 | 13.9 | 13.9 | 13.9 | 13.9 | 13.9 | 13.9 | 13.9 | 13.9 | 13.9
808 | APOGEE WIND U1 | 21INR0467 | APOGEE_UNIT1 | THROCKMORTON | WIND-O | WEST | 2023 | 25 | 25 | 25 | 25 | 25 | 25 | 25 | 25 | 25 | 25 | 25
809 | APOGEE WIND U2 | 21INR0467 | APOGEE_UNIT2 | THROCKMORTON | WIND-O | WEST | 2023 | 14 | 14 | 14 | 14 | 14 | 14 | 14 | 14 | 14 | 14 | 14
810 | APOGEE WIND U3 | 21INR0467 | APOGEE_UNIT3 | THROCKMORTON | WIND-O | WEST | 2023 | 30.2 | 30.2 | 30.2 | 30.2 | 30.2 | 30.2 | 30.2 | 30.2 | 30.2 | 30.2 | 30.2
811 | APOGEE WIND U4 | 21INR0467 | APOGEE_UNIT4 | THROCKMORTON | WIND-O | WEST | 2023 | 115 | 115 | 115 | 115 | 115 | 115 | 115 | 115 | 115 | 115 | 115
812 | APOGEE WIND U5 | 21INR0467 | APOGEE_UNIT5 | THROCKMORTON | WIND-O | WEST | 2023 | 110 | 110 | 110 | 110 | 110 | 110 | 110 | 110 | 110 | 110 | 110
813 | APOGEE WIND U6 | 21INR0467 | APOGEE_UNIT6 | THROCKMORTON | WIND-O | WEST | 2023 | 24 | 24 | 24 | 24 | 24 | 24 | 24 | 24 | 24 | 24 | 24
814 | APOGEE WIND U7 | 21INR0467 | APOGEE_UNIT7 | THROCKMORTON | WIND-O | WEST | 2023 | 75 | 75 | 75 | 75 | 75 | 75 | 75 | 75 | 75 | 75 | 75
815 | BAIRD NORTH WIND U1 | 20INR0083 | BAIRDWND_UNIT1 | CALLAHAN | WIND-O | WEST | 2023 | 195 | 195 | 195 | 195 | 195 | 195 | 195 | 195 | 195 | 195 | 195
816 | BAIRD NORTH WIND U2 | 20INR0083 | BAIRDWND_UNIT2 | CALLAHAN | WIND-O | WEST | 2023 | 145 | 145 | 145 | 145 | 145 | 145 | 145 | 145 | 145 | 145 | 145
817 | BOARD CREEK WP U1 | 21INR0324 | BOARDCRK_UNIT1 | NAVARRO | WIND-O | NORTH | 2023 | 108.8 | 108.8 | 108.8 | 108.8 | 108.8 | 108.8 | 108.8 | 108.8 | 108.8 | 108.8 | 108.8
818 | BOARD CREEK WP U2 | 21INR0324 | BOARDCRK_UNIT2 | NAVARRO | WIND-O | NORTH | 2023 | 190.4 | 190.4 | 190.4 | 190.4 | 190.4 | 190.4 | 190.4 | 190.4 | 190.4 | 190.4 | 190.4
819 | COYOTE WIND U1 | 17INR0027b | COYOTE_W_UNIT1 | SCURRY | WIND-O | WEST | 2023 | 90 | 90 | 90 | 90 | 90 | 90 | 90 | 90 | 90 | 90 | 90
820 | COYOTE WIND U2 | 17INR0027b | COYOTE_W_UNIT2 | SCURRY | WIND-O | WEST | 2023 | 26.6 | 26.6 | 26.6 | 26.6 | 26.6 | 26.6 | 26.6 | 26.6 | 26.6 | 26.6 | 26.6
821 | COYOTE WIND U3 | 17INR0027b | COYOTE_W_UNIT3 | SCURRY | WIND-O | WEST | 2023 | 126 | 126 | 126 | 126 | 126 | 126 | 126 | 126 | 126 | 126 | 126
822 | EL SUAZ RANCH U1 | 20INR0097 | ELSAUZ_UNIT1 | WILLACY | WIND-C | COASTAL | 2023 | 153 | 153 | 153 | 153 | 153 | 153 | 153 | 153 | 153 | 153 | 153
823 | EL SUAZ RANCH U2 | 20INR0097 | ELSAUZ_UNIT2 | WILLACY | WIND-C | COASTAL | 2023 | 148.5 | 148.5 | 148.5 | 148.5 | 148.5 | 148.5 | 148.5 | 148.5 | 148.5 | 148.5 | 148.5
824 | FOXTROT WIND U1 | 20INR0129 | FOXTROT_UNIT1 | BEE | WIND-O | SOUTH | 2023 | 130.2 | 130.2 | 130.2 | 130.2 | 130.2 | 130.2 | 130.2 | 130.2 | 130.2 | 130.2 | 130.2
825 | FOXTROT WIND U2 | 20INR0129 | FOXTROT_UNIT2 | BEE | WIND-O | SOUTH | 2023 | 84 | 84 | 84 | 84 | 84 | 84 | 84 | 84 | 84 | 84 | 84
826 | FOXTROT WIND U3 | 20INR0129 | FOXTROT_UNIT3 | BEE | WIND-O | SOUTH | 2023 | 54 | 54 | 54 | 54 | 54 | 54 | 54 | 54 | 54 | 54 | 54
827 | HARALD (BEARKAT WIND B) | 15INR0064b | HARALD_UNIT1 | GLASSCOCK | WIND-O | WEST | 2023 | 162.1 | 162.1 | 162.1 | 162.1 | 162.1 | 162.1 | 162.1 | 162.1 | 162.1 | 162.1 | 162.1
828 | LACY CREEK WIND U1 | 18INR0043 | LACY_CRK_UNIT1 | GLASSCOCK | WIND-O | WEST | 2023 | 135.4 | 135.4 | 135.4 | 135.4 | 135.4 | 135.4 | 135.4 | 135.4 | 135.4 | 135.4 | 135.4
829 | LACY CREEK WIND U2 | 18INR0043 | LACY_CRK_UNIT2 | GLASSCOCK | WIND-O | WEST | 2023 | 15.12 | 15.1 | 15.1 | 15.1 | 15.1 | 15.1 | 15.1 | 15.1 | 15.1 | 15.1 | 15.1
830 | LACY CREEK WIND U3 | 18INR0043 | LACY_CRK_UNIT3 | GLASSCOCK | WIND-O | WEST | 2023 | 138.2 | 138.2 | 138.2 | 138.2 | 138.2 | 138.2 | 138.2 | 138.2 | 138.2 | 138.2 | 138.2
831 | LACY CREEK WIND U4 | 18INR0043 | LACY_CRK_UNIT4 | GLASSCOCK | WIND-O | WEST | 2023 | 12.6 | 12.6 | 12.6 | 12.6 | 12.6 | 12.6 | 12.6 | 12.6 | 12.6 | 12.6 | 12.6
832 | MARYNEAL WINDPOWER | 18INR0031 | MARYNEAL_UNIT1 | NOLAN | WIND-O | WEST | 2024 | 182.4 | 182.4 | 182.4 | 182.4 | 182.4 | 182.4 | 182.4 | 182.4 | 182.4 | 182.4 | 182.4
833 | MESTENO WIND | 16INR0081 | MESTENO_UNIT_1 | STARR | WIND-O | SOUTH | 2024 | 201.6 | 201.6 | 201.6 | 201.6 | 201.6 | 201.6 | 201.6 | 201.6 | 201.6 | 201.6 | 201.6
834 | PRAIRIE HILL WIND U1 | 19INR0100 | PHILLWND_UNIT1 | LIMESTONE | WIND-O | NORTH | 2023 | 153 | 153 | 153 | 153 | 153 | 153 | 153 | 153 | 153 | 153 | 153
835 | PRAIRIE HILL WIND U2 | 19INR0100 | PHILLWND_UNIT2 | LIMESTONE | WIND-O | NORTH | 2023 | 147 | 147 | 147 | 147 | 147 | 147 | 147 | 147 | 147 | 147 | 147
836 | PRIDDY WIND U1 | 16INR0085 | PRIDDY_UNIT1 | MILLS | WIND-O | NORTH | 2023 | 187.2 | 187.2 | 187.2 | 187.2 | 187.2 | 187.2 | 187.2 | 187.2 | 187.2 | 187.2 | 187.2
837 | PRIDDY WIND U2 | 16INR0085 | PRIDDY_UNIT2 | MILLS | WIND-O | NORTH | 2023 | 115.2 | 115.2 | 115.2 | 115.2 | 115.2 | 115.2 | 115.2 | 115.2 | 115.2 | 115.2 | 115.2
838 | VORTEX WIND U1 | 20INR0120 | VORTEX_WIND1 | THROCKMORTON | WIND-O | WEST | 2023 | 153.6 | 153.6 | 153.6 | 153.6 | 153.6 | 153.6 | 153.6 | 153.6 | 153.6 | 153.6 | 153.6
839 | VORTEX WIND U2 | 20INR0120 | VORTEX_WIND2 | THROCKMORTON | WIND-O | WEST | 2023 | 24.2 | 24.2 | 24.2 | 24.2 | 24.2 | 24.2 | 24.2 | 24.2 | 24.2 | 24.2 | 24.2
840 | VORTEX WIND U3 | 20INR0120 | VORTEX_WIND3 | THROCKMORTON | WIND-O | WEST | 2023 | 158.4 | 158.4 | 158.4 | 158.4 | 158.4 | 158.4 | 158.4 | 158.4 | 158.4 | 158.4 | 158.4
841 | VORTEX WIND U4 | 20INR0120 | VORTEX_WIND4 | THROCKMORTON | WIND-O | WEST | 2023 | 14 | 14 | 14 | 14 | 14 | 14 | 14 | 14 | 14 | 14 | 14
842 | WHITEHORSE WIND U1 | 19INR0080 | WH_WIND_UNIT1 | FISHER | WIND-O | WEST | 2023 | 209.4 | 209.4 | 209.4 | 209.4 | 209.4 | 209.4 | 209.4 | 209.4 | 209.4 | 209.4 | 209.4
843 | WHITEHORSE WIND U2 | 19INR0080 | WH_WIND_UNIT2 | FISHER | WIND-O | WEST | 2023 | 209.5 | 209.5 | 209.5 | 209.5 | 209.5 | 209.5 | 209.5 | 209.5 | 209.5 | 209.5 | 209.5
844 | WILDWIND U1 | 20INR0033 | WILDWIND_UNIT1 | COOKE | WIND-O | NORTH | 2023 | 18.38 | 18.4 | 18.4 | 18.4 | 18.4 | 18.4 | 18.4 | 18.4 | 18.4 | 18.4 | 18.4
845 | WILDWIND U2 | 20INR0033 | WILDWIND_UNIT2 | COOKE | WIND-O | NORTH | 2023 | 48 | 48 | 48 | 48 | 48 | 48 | 48 | 48 | 48 | 48 | 48
846 | WILDWIND U3 | 20INR0033 | WILDWIND_UNIT3 | COOKE | WIND-O | NORTH | 2023 | 6.3 | 6.3 | 6.3 | 6.3 | 6.3 | 6.3 | 6.3 | 6.3 | 6.3 | 6.3 | 6.3
847 | WILDWIND U4 | 20INR0033 | WILDWIND_UNIT4 | COOKE | WIND-O | NORTH | 2023 | 54.6 | 54.6 | 54.6 | 54.6 | 54.6 | 54.6 | 54.6 | 54.6 | 54.6 | 54.6 | 54.6
848 | WILDWIND U5 | 20INR0033 | WILDWIND_UNIT5 | COOKE | WIND-O | NORTH | 2023 | 52.8 | 52.8 | 52.8 | 52.8 | 52.8 | 52.8 | 52.8 | 52.8 | 52.8 | 52.8 | 52.8
849 | YOUNG WIND U1 | 21INR0401 | YNG_WND_UNIT1 | YOUNG | WIND-O | WEST | 2024 | 197.4 | 197.4 | 197.4 | 197.4 | 197.4 | 197.4 | 197.4 | 197.4 | 197.4 | 197.4 | 197.4
850 | YOUNG WIND U2 | 21INR0401 | YNG_WND_UNIT2 | YOUNG | WIND-O | WEST | 2024 | 152.28 | 152.3 | 152.3 | 152.3 | 152.3 | 152.3 | 152.3 | 152.3 | 152.3 | 152.3 | 152.3
851 | YOUNG WIND U3 | 21INR0401 | YNG_WND_UNIT3 | YOUNG | WIND-O | WEST | 2024 | 149.46 | 149.5 | 149.5 | 149.5 | 149.5 | 149.5 | 149.5 | 149.5 | 149.5 | 149.5 | 149.5
852 | Operational Capacity - Synchronized but not Approved for Commercial Operations Total (Wind) | [6 empty] | 5177.54 | 5177.6 | 5177.6 | 5177.6 | 5177.6 | 5177.6 | 5177.6 | 5177.6 | 5177.6 | 5177.6 | 5177.6
853
854 | Operational Wind Capacity Synchronized but not Approved for Commercial Operations Sub-total (Coastal Counties) |  | WIND_SYNCHRONIZED_C |  |  |  |  | 301.5 | 301.5 | 301.5 | 301.5 | 301.5 | 301.5 | 301.5 | 301.5 | 301.5 | 301.5 | 301.5
855 | Wind Peak Average Capacity Percentage (Coastal) |  | WIND_SYNC_PEAK_PCT_C | % |  |  |  | 100 | 56 | 56 | 56 | 56 | 56 | 56 | 56 | 56 | 56 | 57
856
857 | Operational Wind Capacity Synchronized but not Approved for Commercial Operations Sub-total (Panhandle Counties) |  | WIND_SYNCHRONIZED_P |  |  |  |  | 0 | 0 | 0 | 0 | 0 | 0 | 0 | 0 | 0 | 0 | 0
858 | Wind Peak Average Capacity Percentage (Panhandle) |  | WIND_SYNC_PEAK_PCT_P | % |  |  |  | 100 | 37 | 37 | 37 | 37 | 37 | 37 | 37 | 37 | 37 | 38
859
860 | Operational Wind Capacity Synchronized but not Approved for Commercial Operations Sub-total (Other Counties) |  | WIND_SYNCHRONIZED_O |  |  |  |  | 4876.04 | 4876.1 | 4876.1 | 4876.1 | 4876.1 | 4876.1 | 4876.1 | 4876.1 | 4876.1 | 4876.1 | 4876.1
861 | Wind Peak Average Capacity Percentage (Other) |  | WIND_SYNC_PEAK_PCT_O | % |  |  |  | 100 | 26 | 26 | 26 | 26 | 26 | 26 | 26 | 26 | 26 | 26
862
863 | Operational Resources (Solar)
864 | ACACIA SOLAR |  | ACACIA_UNIT_1 | PRESIDIO | SOLAR | WEST | 2012 | 10 | 10 | 10 | 10 | 10 | 10 | 10 | 10 | 10 | 10 | 10
865 | ALEXIS SOLAR |  | DG_ALEXIS_ALEXIS | BROOKS | SOLAR | SOUTH | 2019 | 10 | 10 | 10 | 10 | 10 | 10 | 10 | 10 | 10 | 10 | 10
866 | ANSON SOLAR U1 |  | ANSON1_UNIT1 | JONES | SOLAR | WEST | 2022 | 100.8 | 100 | 100 | 100 | 100 | 100 | 100 | 100 | 100 | 100 | 100
867 | ANSON SOLAR U2 |  | ANSON1_UNIT2 | JONES | SOLAR | WEST | 2022 | 100.8 | 100 | 100 | 100 | 100 | 100 | 100 | 100 | 100 | 100 | 100
868 | ARAGORN SOLAR |  | ARAGORN_UNIT1 | CULBERSON | SOLAR | WEST | 2021 | 188.2 | 185 | 185 | 185 | 185 | 185 | 185 | 185 | 185 | 185 | 185
869 | AZURE SKY SOLAR U1 |  | AZURE_SOLAR1 | HASKELL | SOLAR | WEST | 2021 | 74.9 | 74.9 | 74.9 | 74.9 | 74.9 | 74.9 | 74.9 | 74.9 | 74.9 | 74.9 | 74.9
870 | AZURE SKY SOLAR U2 |  | AZURE_SOLAR2 | HASKELL | SOLAR | WEST | 2021 | 153.5 | 153.5 | 153.5 | 153.5 | 153.5 | 153.5 | 153.5 | 153.5 | 153.5 | 153.5 | 153.5
871 | BECK 1 |  | DG_CECSOLAR_DG_BECK1 | BEXAR | SOLAR | SOUTH | 2016 | 1 | 1 | 1 | 1 | 1 | 1 | 1 | 1 | 1 | 1 | 1
872 | BHE SOLAR PEARL PROJECT (SIRIUS 2) |  | SIRIUS_UNIT2 | PECOS | SOLAR | WEST | 2017 | 50 | 49.1 | 49.1 | 49.1 | 49.1 | 49.1 | 49.1 | 49.1 | 49.1 | 49.1 | 49.1
873 | BLUE WING 1 SOLAR |  | DG_BROOK_1UNIT | BEXAR | SOLAR | SOUTH | 2010 | 7.6 | 7.6 | 7.6 | 7.6 | 7.6 | 7.6 | 7.6 | 7.6 | 7.6 | 7.6 | 7.6
874 | BLUE WING 2 SOLAR |  | DG_ELMEN_1UNIT | BEXAR | SOLAR | SOUTH | 2010 | 7.3 | 7.3 | 7.3 | 7.3 | 7.3 | 7.3 | 7.3 | 7.3 | 7.3 | 7.3 | 7.3
875 | BLUEBELL SOLAR (CAPRICORN RIDGE SOLAR) |  | CAPRIDG4_BB_PV | STERLING | SOLAR | WEST | 2019 | 30 | 30 | 30 | 30 | 30 | 30 | 30 | 30 | 30 | 30 | 30
876 | BLUEBELL SOLAR II 1 (CAPRICORN RIDGE 4) |  | CAPRIDG4_BB2_PV1 | STERLING | SOLAR | WEST | 2021 | 100 | 100 | 100 | 100 | 100 | 100 | 100 | 100 | 100 | 100 | 100
877 | BLUEBELL SOLAR II 2 (CAPRICORN RIDGE 4) |  | CAPRIDG4_BB2_PV2 | STERLING | SOLAR | WEST | 2021 | 15 | 15 | 15 | 15 | 15 | 15 | 15 | 15 | 15 | 15 | 15
878 | BNB LAMESA SOLAR (PHASE I) |  | LMESASLR_UNIT1 | DAWSON | SOLAR | WEST | 2018 | 101.6 | 101.6 | 101.6 | 101.6 | 101.6 | 101.6 | 101.6 | 101.6 | 101.6 | 101.6 | 101.6
879 | BNB LAMESA SOLAR (PHASE II) |  | LMESASLR_IVORY | DAWSON | SOLAR | WEST | 2018 | 50 | 50 | 50 | 50 | 50 | 50 | 50 | 50 | 50 | 50 | 50
880 | BOVINE SOLAR LLC |  | DG_BOVINE_BOVINE | AUSTIN | SOLAR | SOUTH | 2018 | 5 | 5 | 5 | 5 | 5 | 5 | 5 | 5 | 5 | 5 | 5
881 | BOVINE SOLAR LLC |  | DG_BOVINE2_BOVINE2 | AUSTIN | SOLAR | SOUTH | 2018 | 5 | 5 | 5 | 5 | 5 | 5 | 5 | 5 | 5 | 5 | 5
882 | BPL FILES SOLAR |  | FILESSLR_PV1 | HILL | SOLAR | NORTH | 2023 | 146.09 | 145 | 145 | 145 | 145 | 145 | 145 | 145 | 145 | 145 | 145
883 | BRIGHTSIDE SOLAR |  | BRIGHTSD_UNIT1 | BEE | SOLAR | SOUTH | 2023 | 53.4 | 50 | 50 | 50 | 50 | 50 | 50 | 50 | 50 | 50 | 50
884 | BRONSON SOLAR I |  | DG_BRNSN_BRNSN | FORT BEND | SOLAR | HOUSTON | 2018 | 5 | 5 | 5 | 5 | 5 | 5 | 5 | 5 | 5 | 5 | 5
885 | BRONSON SOLAR II |  | DG_BRNSN2_BRNSN2 | FORT BEND | SOLAR | HOUSTON | 2018 | 5 | 5 | 5 | 5 | 5 | 5 | 5 | 5 | 5 | 5 | 5
886 | CASCADE SOLAR I |  | DG_CASCADE_CASCADE | WHARTON | SOLAR | SOUTH | 2018 | 5 | 5 | 5 | 5 | 5 | 5 | 5 | 5 | 5 | 5 | 5
887 | CASCADE SOLAR II |  | DG_CASCADE2_CASCADE2 | WHARTON | SOLAR | SOUTH | 2018 | 5 | 5 | 5 | 5 | 5 | 5 | 5 | 5 | 5 | 5 | 5
888 | CASTLE GAP SOLAR |  | CASL_GAP_UNIT1 | UPTON | SOLAR | WEST | 2018 | 180 | 180 | 180 | 180 | 180 | 180 | 180 | 180 | 180 | 180 | 180
889 | CATAN SOLAR |  | DG_CS10_CATAN | KARNES | SOLAR | SOUTH | 2020 | 10 | 10 | 10 | 10 | 10 | 10 | 10 | 10 | 10 | 10 | 10
890 | CHISUM SOLAR |  | DG_CHISUM_CHISUM | LAMAR | SOLAR | NORTH | 2018 | 10 | 10 | 10 | 10 | 10 | 10 | 10 | 10 | 10 | 10 | 10
891 | COMMERCE_SOLAR |  | DG_ X443PV1_SWRI_PV1 | BEXAR | SOLAR | SOUTH | 2019 | 5 | 5 | 5 | 5 | 5 | 5 | 5 | 5 | 5 | 5 | 5
892 | CONIGLIO SOLAR |  | CONIGLIO_UNIT1 | FANNIN | SOLAR | NORTH | 2021 | 125.7 | 125.7 | 125.7 | 125.7 | 125.7 | 125.7 | 125.7 | 125.7 | 125.7 | 125.7 | 125.7
893 | CORAZON SOLAR PHASE I |  | CORAZON_UNIT1 | WEBB | SOLAR | SOUTH | 2021 | 202.6 | 202.6 | 202.6 | 202.6 | 202.6 | 202.6 | 202.6 | 202.6 | 202.6 | 202.6 | 202.6
894 | DANCIGER SOLAR U1 |  | DAG_UNIT1 | BRAZORIA | SOLAR | COASTAL | 2023 | 101.4 | 100 | 100 | 100 | 100 | 100 | 100 | 100 | 100 | 100 | 100
895 | DANCIGER SOLAR U2 |  | DAG_UNIT2 | BRAZORIA | SOLAR | COASTAL | 2023 | 101.4 | 100 | 100 | 100 | 100 | 100 | 100 | 100 | 100 | 100 | 100
896 | EAST BLACKLAND SOLAR (PFLUGERVILLE SOLAR) |  | E_BLACK_UNIT_1 | TRAVIS | SOLAR | SOUTH | 2021 | 144 | 144 | 144 | 144 | 144 | 144 | 144 | 144 | 144 | 144 | 144
897 | EDDY SOLAR II |  | DG_EDDYII_EDDYII | MCLENNAN | SOLAR | NORTH | 2018 | 10 | 10 | 10 | 10 | 10 | 10 | 10 | 10 | 10 | 10 | 10
898 | ELARA SOLAR |  | ELARA_SL_UNIT1 | FRIO | SOLAR | SOUTH | 2022 | 132.4 | 132.4 | 132.4 | 132.4 | 132.4 | 132.4 | 132.4 | 132.4 | 132.4 | 132.4 | 132.4
899 | ELLIS SOLAR |  | ELLISSLR_UNIT1 | ELLIS | SOLAR | NORTH | 2023 | 81.3 | 80 | 80 | 80 | 80 | 80 | 80 | 80 | 80 | 80 | 80
900 | EMERALD GROVE SOLAR (PECOS SOLAR POWER I) |  | EGROVESL_UNIT1 | CRANE | SOLAR | WEST | 2023 | 109.5 | 108 | 108 | 108 | 108 | 108 | 108 | 108 | 108 | 108 | 108
901 | EUNICE SOLAR U1 |  | EUNICE_PV1 | ANDREWS | SOLAR | WEST | 2021 | 189.6 | 189.6 | 189.6 | 189.6 | 189.6 | 189.6 | 189.6 | 189.6 | 189.6 | 189.6 | 189.6
902 | EUNICE SOLAR U2 |  | EUNICE_PV2 | ANDREWS | SOLAR | WEST | 2021 | 237.1 | 237.1 | 237.1 | 237.1 | 237.1 | 237.1 | 237.1 | 237.1 | 237.1 | 237.1 | 237.1
903 | FIFTH GENERATION SOLAR 1 |  | DG_FIFTHGS1_FGSOLAR1 | TRAVIS | SOLAR | SOUTH | 2016 | 6.8 | 6.8 | 6.8 | 6.8 | 6.8 | 6.8 | 6.8 | 6.8 | 6.8 | 6.8 | 6.8
904 | FOWLER RANCH |  | FWLR_SLR_UNIT1 | CRANE | SOLAR | WEST | 2020 | 152.5 | 150 | 150 | 150 | 150 | 150 | 150 | 150 | 150 | 150 | 150
905 | FS BARILLA SOLAR-PECOS |  | HOVEY_UNIT1 | PECOS | SOLAR | WEST | 2015 | 22 | 22 | 22 | 22 | 22 | 22 | 22 | 22 | 22 | 22 | 22
906 | FS EAST PECOS SOLAR |  | BOOTLEG_UNIT1 | PECOS | SOLAR | WEST | 2017 | 126 | 121.1 | 121.1 | 121.1 | 121.1 | 121.1 | 121.1 | 121.1 | 121.1 | 121.1 | 121.1
907 | GALLOWAY 1 SOLAR |  | GALLOWAY_SOLAR1 | CONCHO | SOLAR | WEST | 2021 | 250 | 250 | 250 | 250 | 250 | 250 | 250 | 250 | 250 | 250 | 250
908 | GREASEWOOD SOLAR 1 |  | GREASWOD_UNIT1 | PECOS | SOLAR | WEST | 2021 | 126.3 | 124.6 | 124.6 | 124.6 | 124.6 | 124.6 | 124.6 | 124.6 | 124.6 | 124.6 | 124.6
909 | GREASEWOOD SOLAR 2 |  | GREASWOD_UNIT2 | PECOS | SOLAR | WEST | 2021 | 132.2 | 130.4 | 130.4 | 130.4 | 130.4 | 130.4 | 130.4 | 130.4 | 130.4 | 130.4 | 130.4
910 | GRIFFIN SOLAR |  | DG_GRIFFIN_GRIFFIN | MCLENNAN | SOLAR | NORTH | 2019 | 5 | 5 | 5 | 5 | 5 | 5 | 5 | 5 | 5 | 5 | 5
911 | GRIZZLY RIDGE SOLAR |  | GRIZZLY_SOLAR1 | HAMILTON | SOLAR | NORTH | 2023 | 101.7 | 100 | 100 | 100 | 100 | 100 | 100 | 100 | 100 | 100 | 100
912 | HIGHWAY 56 |  | DG_HWY56_HWY56 | GRAYSON | SOLAR | NORTH | 2017 | 5.3 | 5.3 | 5.3 | 5.3 | 5.3 | 5.3 | 5.3 | 5.3 | 5.3 | 5.3 | 5.3
913 | HM SEALY SOLAR 1 |  | DG_SEALY_1UNIT | AUSTIN | SOLAR | SOUTH | 2015 | 1.6 | 1.6 | 1.6 | 1.6 | 1.6 | 1.6 | 1.6 | 1.6 | 1.6 | 1.6 | 1.6
914 | HOLSTEIN SOLAR 1 |  | HOLSTEIN_SOLAR1 | NOLAN | SOLAR | WEST | 2020 | 102.2 | 102.2 | 102.2 | 102.2 | 102.2 | 102.2 | 102.2 | 102.2 | 102.2 | 102.2 | 102.2
915 | HOLSTEIN SOLAR 2 |  | HOLSTEIN_SOLAR2 | NOLAN | SOLAR | WEST | 2020 | 102.3 | 102.3 | 102.3 | 102.3 | 102.3 | 102.3 | 102.3 | 102.3 | 102.3 | 102.3 | 102.3
916 | IMPACT SOLAR |  | IMPACT_UNIT1 | LAMAR | SOLAR | NORTH | 2021 | 198.5 | 198.5 | 198.5 | 198.5 | 198.5 | 198.5 | 198.5 | 198.5 | 198.5 | 198.5 | 198.5
917 | JUNO SOLAR PHASE I |  | JUNO_UNIT1 | BORDEN | SOLAR | WEST | 2021 | 162.1 | 162.1 | 162.1 | 162.1 | 162.1 | 162.1 | 162.1 | 162.1 | 162.1 | 162.1 | 162.1
918 | JUNO SOLAR PHASE II |  | JUNO_UNIT2 | BORDEN | SOLAR | WEST | 2021 | 143.5 | 143.5 | 143.5 | 143.5 | 143.5 | 143.5 | 143.5 | 143.5 | 143.5 | 143.5 | 143.5
919 | KELLAM SOLAR |  | KELAM_SL_UNIT1 | VAN ZANDT | SOLAR | NORTH | 2020 | 59.8 | 59.8 | 59.8 | 59.8 | 59.8 | 59.8 | 59.8 | 59.8 | 59.8 | 59.8 | 59.8
920 | LAMPWICK SOLAR |  | DG_LAMPWICK_LAMPWICK | MENARD | SOLAR | WEST | 2019 | 7.5 | 7.5 | 7.5 | 7.5 | 7.5 | 7.5 | 7.5 | 7.5 | 7.5 | 7.5 | 7.5
921 | LAPETUS SOLAR |  | LAPETUS_UNIT_1 | ANDREWS | SOLAR | WEST | 2020 | 100.7 | 100.7 | 100.7 | 100.7 | 100.7 | 100.7 | 100.7 | 100.7 | 100.7 | 100.7 | 100.7
922 | LEON |  | DG_LEON_LEON | HUNT | SOLAR | NORTH | 2017 | 10 | 10 | 10 | 10 | 10 | 10 | 10 | 10 | 10 | 10 | 10
923 | LILY SOLAR |  | LILY_SOLAR1 | KAUFMAN | SOLAR | NORTH | 2021 | 147.6 | 147.6 | 147.6 | 147.6 | 147.6 | 147.6 | 147.6 | 147.6 | 147.6 | 147.6 | 147.6
924 | LONGBOW SOLAR |  | LON_SOLAR1 | BRAZORIA | SOLAR | COASTAL | 2022 | 78.2 | 77 | 77 | 77 | 77 | 77 | 77 | 77 | 77 | 77 | 77
925 | LONG DRAW SOLAR U1 |  | LGDRAW_S_UNIT1_1 | BORDEN | SOLAR | WEST | 2021 | 98.5 | 98.5 | 98.5 | 98.5 | 98.5 | 98.5 | 98.5 | 98.5 | 98.5 | 98.5 | 98.5
926 | LONG DRAW SOLAR U2 |  | LGDRAW_S_UNIT1_2 | BORDEN | SOLAR | WEST | 2021 | 128.3 | 128.3 | 128.3 | 128.3 | 128.3 | 128.3 | 128.3 | 128.3 | 128.3 | 128.3 | 128.3
927 | MARLIN |  | DG_MARLIN_MARLIN | FALLS | SOLAR | NORTH | 2017 | 5.3 | 5.3 | 5.3 | 5.3 | 5.3 | 5.3 | 5.3 | 5.3 | 5.3 | 5.3 | 5.3
928 | MARS SOLAR (DG) |  | DG_MARS_MARS | WEBB | SOLAR | SOUTH | 2019 | 10 | 10 | 10 | 10 | 10 | 10 | 10 | 10 | 10 | 10 | 10
929 | MCLEAN (SHAKES) SOLAR |  | MCLNSLR_UNIT1 | DIMMIT | SOLAR | SOUTH | 2023 | 207.4 | 200 | 200 | 200 | 200 | 200 | 200 | 200 | 200 | 200 | 200
930 | MISAE SOLAR U1 |  | MISAE_UNIT1 | CHILDRESS | SOLAR | PANHANDLE | 2021 | 121.4 | 121.4 | 121.4 | 121.4 | 121.4 | 121.4 | 121.4 | 121.4 | 121.4 | 121.4 | 121.4
931 | MISAE SOLAR U2 |  | MISAE_UNIT2 | CHILDRESS | SOLAR | PANHANDLE | 2021 | 118.6 | 118.6 | 118.6 | 118.6 | 118.6 | 118.6 | 118.6 | 118.6 | 118.6 | 118.6 | 118.6
932 | MUSTANG CREEK SOLAR U1 |  | MUSTNGCK_SOLAR1 | JACKSON | SOLAR | SOUTH | 2023 | 60.2 | 60 | 60 | 60 | 60 | 60 | 60 | 60 | 60 | 60 | 60
933 | MUSTANG CREEK SOLAR U2 |  | MUSTNGCK_SOLAR2 | JACKSON | SOLAR | SOUTH | 2023 | 90.3 | 90 | 90 | 90 | 90 | 90 | 90 | 90 | 90 | 90 | 90
934 | NEBULA SOLAR (RAYOS DEL SOL) U1 |  | NEBULA_UNIT1 | CAMERON | SOLAR | COASTAL | 2022 | 137.5 | 137.5 | 137.5 | 137.5 | 137.5 | 137.5 | 137.5 | 137.5 | 137.5 | 137.5 | 137.5
935 | NOBLE SOLAR U1 |  | NOBLESLR_SOLAR1 | DENTON | SOLAR | NORTH | 2022 | 148.8 | 146.7 | 146.7 | 146.7 | 146.7 | 146.7 | 146.7 | 146.7 | 146.7 | 146.7 | 146.7
936 | NOBLE SOLAR U2 |  | NOBLESLR_SOLAR2 | DENTON | SOLAR | NORTH | 2022 | 130.2 | 128.3 | 128.3 | 128.3 | 128.3 | 128.3 | 128.3 | 128.3 | 128.3 | 128.3 | 128.3
937 | NORTH GAINESVILLE |  | DG_NGNSVL_NGAINESV | COOKE | SOLAR | NORTH | 2017 | 5.2 | 5.2 | 5.2 | 5.2 | 5.2 | 5.2 | 5.2 | 5.2 | 5.2 | 5.2 | 5.2
938 | OBERON SOLAR |  | OBERON_UNIT_1 | ECTOR | SOLAR | WEST | 2020 | 180 | 180 | 180 | 180 | 180 | 180 | 180 | 180 | 180 | 180 | 180
939 | OCI ALAMO 1 SOLAR |  | OCI_ALM1_UNIT1 | BEXAR | SOLAR | SOUTH | 2013 | 39.18 | 39.2 | 39.2 | 39.2 | 39.2 | 39.2 | 39.2 | 39.2 | 39.2 | 39.2 | 39.2
940 | OCI ALAMO 2 SOLAR-ST. HEDWIG |  | DG_STHWG_UNIT1 | BEXAR | SOLAR | SOUTH | 2014 | 4.4 | 4.4 | 4.4 | 4.4 | 4.4 | 4.4 | 4.4 | 4.4 | 4.4 | 4.4 | 4.4
941 | OCI ALAMO 3-WALZEM SOLAR |  | DG_WALZM_UNIT1 | BEXAR | SOLAR | SOUTH | 2014 | 5.5 | 5.5 | 5.5 | 5.5 | 5.5 | 5.5 | 5.5 | 5.5 | 5.5 | 5.5 | 5.5
942 | OCI ALAMO 4 SOLAR-BRACKETVILLE | 22INR0600 | ECLIPSE_UNIT1 | KINNEY | SOLAR | SOUTH | 2014 | 37.62 | 37.6 | 37.6 | 37.6 | 37.6 | 37.6 | 37.6 | 37.6 | 37.6 | 37.6 | 37.6
943 | OCI ALAMO 5 (DOWNIE RANCH) |  | HELIOS_UNIT1 | UVALDE | SOLAR | SOUTH | 2015 | 100 | 100 | 100 | 100 | 100 | 100 | 100 | 100 | 100 | 100 | 100
944 | OCI ALAMO 6 (SIRIUS/WEST TEXAS) |  | SIRIUS_UNIT1 | PECOS | SOLAR | WEST | 2016 | 110.2 | 110.2 | 110.2 | 110.2 | 110.2 | 110.2 | 110.2 | 110.2 | 110.2 | 110.2 | 110.2
945 | OCI ALAMO 7 (PAINT CREEK) |  | SOLARA_UNIT1 | HASKELL | SOLAR | WEST | 2016 | 112 | 112 | 112 | 112 | 112 | 112 | 112 | 112 | 112 | 112 | 112
946 | PHOEBE SOLAR 1 |  | PHOEBE_UNIT1 | WINKLER | SOLAR | WEST | 2019 | 125.04 | 125.1 | 125.1 | 125.1 | 125.1 | 125.1 | 125.1 | 125.1 | 125.1 | 125.1 | 125.1
947 | PHOEBE SOLAR 2 |  | PHOEBE_UNIT2 | WINKLER | SOLAR | WEST | 2019 | 127.95 | 128.1 | 128.1 | 128.1 | 128.1 | 128.1 | 128.1 | 128.1 | 128.1 | 128.1 | 128.1
948 | PHOENIX SOLAR |  | PHOENIX_UNIT1 | FANNIN | SOLAR | NORTH | 2021 | 83.9 | 83.9 | 83.9 | 83.9 | 83.9 | 83.9 | 83.9 | 83.9 | 83.9 | 83.9 | 83.9
949 | PITTS DUDIK SOLAR U1 |  | PITTSDDK_UNIT1 | HILL | SOLAR | NORTH | 2023 | 49.6 | 49.6 | 49.6 | 49.6 | 49.6 | 49.6 | 49.6 | 49.6 | 49.6 | 49.6 | 49.6
950 | POWERFIN KINGSBERY |  | DG_PFK_PFKPV | TRAVIS | SOLAR | SOUTH | 2017 | 2.6 | 2.6 | 2.6 | 2.6 | 2.6 | 2.6 | 2.6 | 2.6 | 2.6 | 2.6 | 2.6
951 | PROSPERO SOLAR 1 U1 |  | PROSPERO_UNIT1 | ANDREWS | SOLAR | WEST | 2020 | 153.6 | 153.6 | 153.6 | 153.6 | 153.6 | 153.6 | 153.6 | 153.6 | 153.6 | 153.6 | 153.6
952 | PROSPERO SOLAR 1 U2 |  | PROSPERO_UNIT2 | ANDREWS | SOLAR | WEST | 2020 | 150 | 150 | 150 | 150 | 150 | 150 | 150 | 150 | 150 | 150 | 150
953 | PROSPERO SOLAR 2 U1 |  | PRSPERO2_UNIT1 | ANDREWS | SOLAR | WEST | 2021 | 126.5 | 126.5 | 126.5 | 126.5 | 126.5 | 126.5 | 126.5 | 126.5 | 126.5 | 126.5 | 126.5
954 | PROSPERO SOLAR 2 U2 |  | PRSPERO2_UNIT2 | ANDREWS | SOLAR | WEST | 2021 | 126.4 | 126.4 | 126.4 | 126.4 | 126.4 | 126.4 | 126.4 | 126.4 | 126.4 | 126.4 | 126.4
955 | QUEEN SOLAR PHASE I |  | QUEEN_SL_SOLAR1 | UPTON | SOLAR | WEST | 2020 | 102.5 | 102.5 | 102.5 | 102.5 | 102.5 | 102.5 | 102.5 | 102.5 | 102.5 | 102.5 | 102.5
956 | QUEEN SOLAR PHASE I |  | QUEEN_SL_SOLAR2 | UPTON | SOLAR | WEST | 2020 | 102.5 | 102.5 | 102.5 | 102.5 | 102.5 | 102.5 | 102.5 | 102.5 | 102.5 | 102.5 | 102.5
957 | QUEEN SOLAR PHASE II |  | QUEEN_SL_SOLAR3 | UPTON | SOLAR | WEST | 2020 | 97.5 | 97.5 | 97.5 | 97.5 | 97.5 | 97.5 | 97.5 | 97.5 | 97.5 | 97.5 | 97.5
958 | QUEEN SOLAR PHASE II |  | QUEEN_SL_SOLAR4 | UPTON | SOLAR | WEST | 2020 | 107.5 | 107.5 | 107.5 | 107.5 | 107.5 | 107.5 | 107.5 | 107.5 | 107.5 | 107.5 | 107.5
959 | RADIAN SOLAR U1 |  | RADN_SLR_UNIT1 | BROWN | SOLAR | NORTH | 2023 | 161.41 | 158.9 | 158.9 | 158.9 | 158.9 | 158.9 | 158.9 | 158.9 | 158.9 | 158.9 | 158.9
960 | RADIAN SOLAR U2 |  | RADN_SLR_UNIT2 | BROWN | SOLAR | NORTH | 2023 | 166.02 | 162.9 | 162.9 | 162.9 | 162.9 | 162.9 | 162.9 | 162.9 | 162.9 | 162.9 | 162.9
961 | RAMBLER SOLAR |  | RAMBLER_UNIT1 | TOM GREEN | SOLAR | WEST | 2020 | 211.19 | 200 | 200 | 200 | 200 | 200 | 200 | 200 | 200 | 200 | 200
962 | RATLIFF SOLAR (CONCHO VALLEY SOLAR) |  | RATLIFF_SOLAR1 | TOM GREEN | SOLAR | WEST | 2023 | 162.43 | 159.8 | 159.8 | 159.8 | 159.8 | 159.8 | 159.8 | 159.8 | 159.8 | 159.8 | 159.8
963 | RE ROSEROCK SOLAR 1 |  | REROCK_UNIT1 | PECOS | SOLAR | WEST | 2016 | 78.75 | 78.8 | 78.8 | 78.8 | 78.8 | 78.8 | 78.8 | 78.8 | 78.8 | 78.8 | 78.8
964 | RE ROSEROCK SOLAR 2 |  | REROCK_UNIT2 | PECOS | SOLAR | WEST | 2016 | 78.75 | 78.8 | 78.8 | 78.8 | 78.8 | 78.8 | 78.8 | 78.8 | 78.8 | 78.8 | 78.8
965 | REDBARN SOLAR 1 (RE MAPLEWOOD 2A SOLAR) |  | REDBARN_UNIT_1 | PECOS | SOLAR | WEST | 2021 | 222 | 222 | 222 | 222 | 222 | 222 | 222 | 222 | 222 | 222 | 222
966 | REDBARN SOLAR 2 (RE MAPLEWOOD 2B SOLAR) |  | REDBARN_UNIT_2 | PECOS | SOLAR | WEST | 2021 | 28 | 28 | 28 | 28 | 28 | 28 | 28 | 28 | 28 | 28 | 28
967 | RENEWABLE ENERGY ALTERNATIVES-CCS1 |  | DG_COSERVSS_CSS1 | DENTON | SOLAR | NORTH | 2015 | 2 | 2 | 2 | 2 | 2 | 2 | 2 | 2 | 2 | 2 | 2
968 | RIGGINS (SE BUCKTHORN WESTEX SOLAR) |  | RIGGINS_UNIT1 | PECOS | SOLAR | WEST | 2018 | 155.44 | 150 | 150 | 150 | 150 | 150 | 150 | 150 | 150 | 150 | 150
969 | RIPPEY SOLAR |  | RIPPEY_UNIT1 | COOKE | SOLAR | NORTH | 2020 | 59.8 | 59.8 | 59.8 | 59.8 | 59.8 | 59.8 | 59.8 | 59.8 | 59.8 | 59.8 | 59.8
970 | ROWLAND SOLAR I |  | ROW_UNIT1 | FORT BEND | SOLAR | HOUSTON | 2023 | 101.7 | 100 | 100 | 100 | 100 | 100 | 100 | 100 | 100 | 100 | 100
971 | SOLAIREHOLMAN 1 |  | LASSO_UNIT1 | BREWSTER | SOLAR | WEST | 2018 | 50 | 50 | 50 | 50 | 50 | 50 | 50 | 50 | 50 | 50 | 50
972 | SP-TX-12-PHASE B |  | SPTX12B_UNIT1 | UPTON | SOLAR | WEST | 2017 | 157.5 | 157.5 | 157.5 | 157.5 | 157.5 | 157.5 | 157.5 | 157.5 | 157.5 | 157.5 | 157.5
973 | STERLING |  | DG_STRLING_STRLING | HUNT | SOLAR | NORTH | 2018 | 10 | 10 | 10 | 10 | 10 | 10 | 10 | 10 | 10 | 10 | 10
974 | STRATEGIC SOLAR 1 |  | STRATEGC_UNIT1 | ELLIS | SOLAR | NORTH | 2022 | 135 | 118.3 | 118.3 | 118.3 | 118.3 | 118.3 | 118.3 | 118.3 | 118.3 | 118.3 | 118.3
975 | SUNEDISON RABEL ROAD SOLAR |  | DG_VALL1_1UNIT | BEXAR | SOLAR | SOUTH | 2012 | 9.9 | 9.9 | 9.9 | 9.9 | 9.9 | 9.9 | 9.9 | 9.9 | 9.9 | 9.9 | 9.9
976 | SUNEDISON VALLEY ROAD SOLAR |  | DG_VALL2_1UNIT | BEXAR | SOLAR | SOUTH | 2012 | 9.9 | 9.9 | 9.9 | 9.9 | 9.9 | 9.9 | 9.9 | 9.9 | 9.9 | 9.9 | 9.9
977 | SUNEDISON CPS3 SOMERSET 1 SOLAR |  | DG_SOME1_1UNIT | BEXAR | SOLAR | SOUTH | 2012 | 5.6 | 5.6 | 5.6 | 5.6 | 5.6 | 5.6 | 5.6 | 5.6 | 5.6 | 5.6 | 5.6
978 | SUNEDISON SOMERSET 2 SOLAR |  | DG_SOME2_1UNIT | BEXAR | SOLAR | SOUTH | 2012 | 5 | 5 | 5 | 5 | 5 | 5 | 5 | 5 | 5 | 5 | 5
979 | TAVENER U1 (FORT BEND SOLAR) |  | TAV_UNIT1 | FORT BEND | SOLAR | HOUSTON | 2023 | 143.61 | 143.6 | 143.6 | 143.6 | 143.6 | 143.6 | 143.6 | 143.6 | 143.6 | 143.6 | 143.6
980 | TAVENER U2 (FORT BEND SOLAR) |  | TAV_UNIT2 | FORT BEND | SOLAR | HOUSTON | 2023 | 98.04 | 96.4 | 96.4 | 96.4 | 96.4 | 96.4 | 96.4 | 96.4 | 96.4 | 96.4 | 96.4
981 | TAYGETE SOLAR 1 U1 |  | TAYGETE_UNIT1 | PECOS | SOLAR | WEST | 2021 | 125.9 | 125.9 | 125.9 | 125.9 | 125.9 | 125.9 | 125.9 | 125.9 | 125.9 | 125.9 | 125.9
982 | TAYGETE SOLAR 1 U2 |  | TAYGETE_UNIT2 | PECOS | SOLAR | WEST | 2021 | 128.9 | 128.9 | 128.9 | 128.9 | 128.9 | 128.9 | 128.9 | 128.9 | 128.9 | 128.9 | 128.9
983 | TAYGETE SOLAR 2 U1 |  | TAYGETE2_UNIT1 | PECOS | SOLAR | WEST | 2023 | 101.9 | 101.9 | 101.9 | 101.9 | 101.9 | 101.9 | 101.9 | 101.9 | 101.9 | 101.9 | 101.9
984 | TAYGETE SOLAR 2 U2 |  | TAYGETE2_UNIT2 | PECOS | SOLAR | WEST | 2023 | 101.9 | 101.9 | 101.9 | 101.9 | 101.9 | 101.9 | 101.9 | 101.9 | 101.9 | 101.9 | 101.9
985 | TITAN SOLAR (IP TITAN) U1 |  | TI_SOLAR_UNIT1 | CULBERSON | SOLAR | WEST | 2021 | 136.8 | 136.8 | 136.8 | 136.8 | 136.8 | 136.8 | 136.8 | 136.8 | 136.8 | 136.8 | 136.8
986 | TITAN SOLAR (IP TITAN) U2 |  | TI_SOLAR_UNIT2 | CULBERSON | SOLAR | WEST | 2021 | 131.1 | 131.1 | 131.1 | 131.1 | 131.1 | 131.1 | 131.1 | 131.1 | 131.1 | 131.1 | 131.1
987 | TPE ERATH SOLAR |  | DG_ERATH_ERATH21 | ERATH | SOLAR | NORTH | 2021 | 10 | 10 | 10 | 10 | 10 | 10 | 10 | 10 | 10 | 10 | 10
988 | VANCOURT SOLAR |  | VANCOURT_UNIT1 | CAMERON | SOLAR | COASTAL | 2023 | 45.7 | 45.7 | 45.7 | 45.7 | 45.7 | 45.7 | 45.7 | 45.7 | 45.7 | 45.7 | 45.7
989 | VISION SOLAR 1 |  | VISION_UNIT1 | NAVARRO | SOLAR | NORTH | 2022 | 129.2 | 112.7 | 112.7 | 112.7 | 112.7 | 112.7 | 112.7 | 112.7 | 112.7 | 112.7 | 112.7
990 | WAGYU SOLAR |  | WGU_UNIT1 | BRAZORIA | SOLAR | COASTAL | 2021 | 120 | 120 | 120 | 120 | 120 | 120 | 120 | 120 | 120 | 120 | 120
991 | WALNUT SPRINGS |  | DG_WLNTSPRG_1UNIT | BOSQUE | SOLAR | NORTH | 2016 | 10 | 10 | 10 | 10 | 10 | 10 | 10 | 10 | 10 | 10 | 10
992 | WAYMARK SOLAR |  | WAYMARK_UNIT1 | UPTON | SOLAR | WEST | 2018 | 182 | 182 | 182 | 182 | 182 | 182 | 182 | 182 | 182 | 182 | 182
993 | WEBBERVILLE SOLAR |  | WEBBER_S_WSP1 | TRAVIS | SOLAR | SOUTH | 2011 | 26.7 | 26.7 | 26.7 | 26.7 | 26.7 | 26.7 | 26.7 | 26.7 | 26.7 | 26.7 | 26.7
994 | WEST MOORE II |  | DG_WMOOREII_WMOOREII | GRAYSON | SOLAR | NORTH | 2018 | 5 | 5 | 5 | 5 | 5 | 5 | 5 | 5 | 5 | 5 | 5
995 | WEST OF PECOS SOLAR |  | W_PECOS_UNIT1 | REEVES | SOLAR | WEST | 2019 | 100 | 100 | 100 | 100 | 100 | 100 | 100 | 100 | 100 | 100 | 100
996 | WESTORIA SOLAR U1 |  | WES_UNIT1 | BRAZORIA | SOLAR | COASTAL | 2022 | 101.6 | 101.6 | 101.6 | 101.6 | 101.6 | 101.6 | 101.6 | 101.6 | 101.6 | 101.6 | 101.6
997 | WESTORIA SOLAR U2 |  | WES_UNIT2 | BRAZORIA | SOLAR | COASTAL | 2022 | 101.6 | 101.6 | 101.6 | 101.6 | 101.6 | 101.6 | 101.6 | 101.6 | 101.6 | 101.6 | 101.6
998 | WHITESBORO |  | DG_WBORO_WHTSBORO | GRAYSON | SOLAR | NORTH | 2017 | 5 | 5 | 5 | 5 | 5 | 5 | 5 | 5 | 5 | 5 | 5
999 | WHITESBORO II |  | DG_WBOROII_WHBOROII | GRAYSON | SOLAR | NORTH | 2017 | 5 | 5 | 5 | 5 | 5 | 5 | 5 | 5 | 5 | 5 | 5
1000 | WHITEWRIGHT |  | DG_WHTRT_WHTRGHT | FANNIN | SOLAR | NORTH | 2017 | 10 | 10 | 10 | 10 | 10 | 10 | 10 | 10 | 10 | 10 | 10
1001 | WHITNEY SOLAR |  | DG_WHITNEY_SOLAR1 | BOSQUE | SOLAR | NORTH | 2017 | 10 | 10 | 10 | 10 | 10 | 10 | 10 | 10 | 10 | 10 | 10
1002 | YELLOW JACKET SOLAR |  | DG_YLWJACKET_YLWJACKET | BOSQUE | SOLAR | NORTH | 2018 | 5 | 5 | 5 | 5 | 5 | 5 | 5 | 5 | 5 | 5 | 5
1003 | Operational Capacity Total (Solar) | [6 empty] | 11763.52 | 11660.9 | 11660.9 | 11660.9 | 11660.9 | 11660.9 | 11660.9 | 11660.9 | 11660.9 | 11660.9 | 11660.9
1004 | Solar Peak Average Capacity Percentage |  | SOLAR_PEAK_PCT | % |  |  |  | 100 | 14 | 14 | 14 | 14 | 14 | 14 | 14 | 14 | 14 | 14
1005
1006 | Operational Resources (Solar) - Synchronized but not Approved for Commercial Operations
1007 | ANDROMEDA SOLAR U1 | 22INR0412 | ANDMDSLR_UNIT1 | SCURRY | SOLAR | WEST | 2023 | 158.8 | 158 | 158 | 158 | 158 | 158 | 158 | 158 | 158 | 158 | 158
1008 | ANDROMEDA SOLAR U2 | 22INR0412 | ANDMDSLR_UNIT2 | SCURRY | SOLAR | WEST | 2023 | 162.4 | 162 | 162 | 162 | 162 | 162 | 162 | 162 | 162 | 162 | 162
1009 | BIG STAR SOLAR U1 | 21INR0413 | BIG_STAR_UNIT1 | BASTROP | SOLAR | SOUTH | 2024 | 132.27 | 130 | 130 | 130 | 130 | 130 | 130 | 130 | 130 | 130 | 130
1010 | BIG STAR SOLAR U2 | 21INR0413 | BIG_STAR_UNIT2 | BASTROP | SOLAR | SOUTH | 2024 | 70.83 | 70 | 70 | 70 | 70 | 70 | 70 | 70 | 70 | 70 | 70
1011 | BLUE JAY SOLAR I | 21INR0538 | BLUEJAY_UNIT1 | GRIMES | SOLAR | NORTH | 2023 | 69 | 69 | 69 | 69 | 69 | 69 | 69 | 69 | 69 | 69 | 69
1012 | BLUE JAY SOLAR II | 19INR0085 | BLUEJAY_UNIT2 | GRIMES | SOLAR | NORTH | 2023 | 141 | 141 | 141 | 141 | 141 | 141 | 141 | 141 | 141 | 141 | 141
1013 | BUFFALO CREEK (OLD 300 SOLAR CENTER) U1 | 21INR0406 | BCK_UNIT1 | FORT BEND | SOLAR | HOUSTON | 2024 | 217.5 | 217.5 | 217.5 | 217.5 | 217.5 | 217.5 | 217.5 | 217.5 | 217.5 | 217.5 | 217.5
1014 | BUFFALO CREEK (OLD 300 SOLAR CENTER) U2 | 21INR0406 | BCK_UNIT2 | FORT BEND | SOLAR | HOUSTON | 2024 | 221.3 | 221.3 | 221.3 | 221.3 | 221.3 | 221.3 | 221.3 | 221.3 | 221.3 | 221.3 | 221.3
1015 | CROWN SOLAR | 21INR0323 | CRWN_SLR_UNIT1 | FALLS | SOLAR | NORTH | 2023 | 101.3 | 100.1 | 100.1 | 100.1 | 100.1 | 100.1 | 100.1 | 100.1 | 100.1 | 100.1 | 100.1
1016 | DANISH FIELDS SOLAR U1 | 20INR0069 | DAN_UNIT1 | WHARTON | SOLAR | SOUTH | 2023 | 301.3 | 300 | 300 | 300 | 300 | 300 | 300 | 300 | 300 | 300 | 300
1017 | DANISH FIELDS SOLAR U2 | 20INR0069 | DAN_UNIT2 | WHARTON | SOLAR | SOUTH | 2023 | 151 | 150.2 | 150.2 | 150.2 | 150.2 | 150.2 | 150.2 | 150.2 | 150.2 | 150.2 | 150.2
1018 | DANISH FIELDS SOLAR U3 | 20INR0069 | DAN_UNIT3 | WHARTON | SOLAR | SOUTH | 2023 | 150.5 | 149.8 | 149.8 | 149.8 | 149.8 | 149.8 | 149.8 | 149.8 | 149.8 | 149.8 | 149.8
1019 | DILEO SOLAR | 22INR0359 | DILEOSLR_UNIT1 | BOSQUE | SOLAR | NORTH | 2023 | 71.4 | 71.4 | 71.4 | 71.4 | 71.4 | 71.4 | 71.4 | 71.4 | 71.4 | 71.4 | 71.4
1020 | EASTBELL MILAM SOLAR | 21INR0203 | EBELLSLR_UNIT1 | MILAM | SOLAR | SOUTH | 2024 | 244.86 | 240 | 240 | 240 | 240 | 240 | 240 | 240 | 240 | 240 | 240
1021 | EIFFEL SOLAR | 22INR0223 | EIFSLR_UNIT1 | LAMAR | SOLAR | NORTH | 2023 | 241 | 240 | 240 | 240 | 240 | 240 | 240 | 240 | 240 | 240 | 240
1022 | FIGHTING JAYS SOLAR U1 | 21INR0278 | JAY_UNIT1 | FORT BEND | SOLAR | HOUSTON | 2023 | 179.5 | 179.6 | 179.6 | 179.6 | 179.6 | 179.6 | 179.6 | 179.6 | 179.6 | 179.6 | 179.6
1023 | FIGHTING JAYS SOLAR U2 | 21INR0278 | JAY_UNIT2 | FORT BEND | SOLAR | HOUSTON | 2023 | 171.8 | 171.9 | 171.9 | 171.9 | 171.9 | 171.9 | 171.9 | 171.9 | 171.9 | 171.9 | 171.9
1024 | FIVE WELLS SOLAR U1 | 24INR0015 | FIVEWSLR_UNIT1 | BELL | SOLAR | NORTH | 2023 | 193.43 | 192.1 | 192.1 | 192.1 | 192.1 | 192.1 | 192.1 | 192.1 | 192.1 | 192.1 | 192.1
1025 | FIVE WELLS SOLAR U2 | 24INR0015 | FIVEWSLR_UNIT2 | BELL | SOLAR | NORTH | 2023 | 128.75 | 128.1 | 128.1 | 128.1 | 128.1 | 128.1 | 128.1 | 128.1 | 128.1 | 128.1 | 128.1
1026 | FRYE SOLAR U1 | 20INR0080 | FRYE_SLR_UNIT1 | SWISHER | SOLAR | PANHANDLE | 2024 | 250.9 | 250 | 250 | 250 | 250 | 250 | 250 | 250 | 250 | 250 | 250
1027 | FRYE SOLAR U2 | 20INR0080 | FRYE_SLR_UNIT2 | SWISHER | SOLAR | PANHANDLE | 2024 | 251.1 | 250 | 250 | 250 | 250 | 250 | 250 | 250 | 250 | 250 | 250
1028 | GALLOWAY 2 SOLAR | 21INR0431 | GALLOWAY_SOLAR2 | CONCHO | SOLAR | WEST | 2023 | 111.1 | 110 | 110 | 110 | 110 | 110 | 110 | 110 | 110 | 110 | 110
1029 | GOLINDA SOLAR | 21INR0434 | GOLINDA_UNIT1 | FALLS | SOLAR | NORTH | 2023 | 101.1 | 100.3 | 100.3 | 100.3 | 100.3 | 100.3 | 100.3 | 100.3 | 100.3 | 100.3 | 100.3
1030 | HOPKINS SOLAR U1 | 20INR0210 | HOPKNSLR_UNIT1 | HOPKINS | SOLAR | NORTH | 2023 | 175.35 | 174.8 | 174.8 | 174.8 | 174.8 | 174.8 | 174.8 | 174.8 | 174.8 | 174.8 | 174.8
1031 | HOPKINS SOLAR U2 | 20INR0210 | HOPKNSLR_UNIT2 | HOPKINS | SOLAR | NORTH | 2023 | 76.17 | 75.8 | 75.8 | 75.8 | 75.8 | 75.8 | 75.8 | 75.8 | 75.8 | 75.8 | 75.8
1032 | HORIZON SOLAR | 21INR0261 | HRZN_SLR_UNIT1 | FRIO | SOLAR | SOUTH | 2023 | 203.5 | 200 | 200 | 200 | 200 | 200 | 200 | 200 | 200 | 200 | 200
1033 | HOVEY (BARILLA SOLAR 1B) | 12INR0059b | HOVEY_UNIT2 | PECOS | SOLAR | WEST | 2024 | 7.41 | 7.4 | 7.4 | 7.4 | 7.4 | 7.4 | 7.4 | 7.4 | 7.4 | 7.4 | 7.4
1034 | JADE SOLAR U1 | 22INR0360 | JADE_SLR_UNIT1 | SCURRY | SOLAR | WEST | 2023 | 158.8 | 158 | 158 | 158 | 158 | 158 | 158 | 158 | 158 | 158 | 158
1035 | JADE SOLAR U2 | 22INR0360 | JADE_SLR_UNIT2 | SCURRY | SOLAR | WEST | 2023 | 162.4 | 162 | 162 | 162 | 162 | 162 | 162 | 162 | 162 | 162 | 162
1036 | MERCURY SOLAR U1 | 21INR0257 | MERCURY_PV1 | HILL | SOLAR | NORTH | 2024 | 203.5 | 203.5 | 203.5 | 203.5 | 203.5 | 203.5 | 203.5 | 203.5 | 203.5 | 203.5 | 203.5
1037 | MERCURY SOLAR U2 | 23INR0153 | MERCURY_PV2 | HILL | SOLAR | NORTH | 2024 | 203.5 | 203.5 | 203.5 | 203.5 | 203.5 | 203.5 | 203.5 | 203.5 | 203.5 | 203.5 | 203.5
1038 | MYRTLE SOLAR U1 | 19INR0041 | MYR_UNIT1 | BRAZORIA | SOLAR | COASTAL | 2023 | 171.6 | 167.2 | 167.2 | 167.2 | 167.2 | 167.2 | 167.2 | 167.2 | 167.2 | 167.2 | 167.2
1039 | MYRTLE SOLAR U2 | 19INR0041 | MYR_UNIT2 | BRAZORIA | SOLAR | COASTAL | 2023 | 149.6 | 145.8 | 145.8 | 145.8 | 145.8 | 145.8 | 145.8 | 145.8 | 145.8 | 145.8 | 145.8
1040 | PISGAH RIDGE SOLAR U1 | 22INR0254 | PISGAH_SOLAR1 | NAVARRO | SOLAR | NORTH | 2024 | 189.4 | 186.5 | 186.5 | 186.5 | 186.5 | 186.5 | 186.5 | 186.5 | 186.5 | 186.5 | 186.5
1041 | PISGAH RIDGE SOLAR U2 | 22INR0254 | PISGAH_SOLAR2 | NAVARRO | SOLAR | NORTH | 2024 | 64.4 | 63.5 | 63.5 | 63.5 | 63.5 | 63.5 | 63.5 | 63.5 | 63.5 | 63.5 | 63.5
1042 | PLAINVIEW SOLAR (RAMSEY SOLAR) U1 | 20INR0130 | PLN_UNIT1 | WHARTON | SOLAR | SOUTH | 2023 | 270 | 257 | 257 | 257 | 257 | 257 | 257 | 257 | 257 | 257 | 257
1043 | PLAINVIEW SOLAR (RAMSEY SOLAR) U2 | 20INR0130 | PLN_UNIT2 | WHARTON | SOLAR | SOUTH | 2023 | 270 | 257 | 257 | 257 | 257 | 257 | 257 | 257 | 257 | 257 | 257
1044 | ROSELAND SOLAR U1 | 20INR0205 | ROSELAND_SOLAR1 | FALLS | SOLAR | NORTH | 2023 | 254 | 250 | 250 | 250 | 250 | 250 | 250 | 250 | 250 | 250 | 250
1045 | ROSELAND SOLAR U2 | 20INR0205 | ROSELAND_SOLAR2 | FALLS | SOLAR | NORTH | 2023 | 167.9 | 165.3 | 165.3 | 165.3 | 165.3 | 165.3 | 165.3 | 165.3 | 165.3 | 165.3 | 165.3
1046 | ROSELAND SOLAR U3 | 22INR0506 | ROSELAND_SOLAR3 | FALLS | SOLAR | NORTH | 2023 | 86.1 | 84.7 | 84.7 | 84.7 | 84.7 | 84.7 | 84.7 | 84.7 | 84.7 | 84.7 | 84.7
1047 | TEXAS SOLAR NOVA U1 | 19INR0001 | NOVA1SLR_UNIT1 | KENT | SOLAR | WEST | 2023 | 126.81 | 126 | 126 | 126 | 126 | 126 | 126 | 126 | 126 | 126 | 126
1048 | TEXAS SOLAR NOVA U2 | 19INR0001 | NOVA1SLR_UNIT2 | KENT | SOLAR | WEST | 2023 | 126.7 | 126 | 126 | 126 | 126 | 126 | 126 | 126 | 126 | 126 | 126
1049 | TRES BAHIAS SOLAR | 20INR0266 | TREB_SLR_SOLAR1 | CALHOUN | SOLAR | COASTAL | 2023 | 196.29 | 195 | 195 | 195 | 195 | 195 | 195 | 195 | 195 | 195 | 195
1050 | SAMSON SOLAR 1 U1 | 21INR0221 | SAMSON_1_G1 | LAMAR | SOLAR | NORTH | 2023 | 125 | 125 | 125 | 125 | 125 | 125 | 125 | 125 | 125 | 125 | 125
1051 | SAMSON SOLAR 1 U2 | 21INR0221 | SAMSON_1_G2 | LAMAR | SOLAR | NORTH | 2023 | 125 | 125 | 125 | 125 | 125 | 125 | 125 | 125 | 125 | 125 | 125
1052 | SAMSON SOLAR 3 U1 | 21INR0491 | SAMSON_3_G1 | LAMAR | SOLAR | NORTH | 2023 | 125 | 125 | 125 | 125 | 125 | 125 | 125 | 125 | 125 | 125 | 125
1053 | SAMSON SOLAR 3 U2 | 21INR0491 | SAMSON_3_G2 | LAMAR | SOLAR | NORTH | 2023 | 125 | 125 | 125 | 125 | 125 | 125 | 125 | 125 | 125 | 125 | 125
1054 | SPARTA SOLAR U1 | 22INR0352 | SPARTA_UNIT1 | BEE | SOLAR | SOUTH | 2024 | 146 | 146 | 146 | 146 | 146 | 146 | 146 | 146 | 146 | 146 | 146
1055 | SPARTA SOLAR U2 | 22INR0352 | SPARTA_UNIT2 | BEE | SOLAR | SOUTH | 2024 | 104 | 104 | 104 | 104 | 104 | 104 | 104 | 104 | 104 | 104 | 104
1056 | SUN VALLEY U1 | 19INR0169 | SUNVASLR_UNIT1 | HILL | SOLAR | NORTH | 2023 | 165.75 | 165.8 | 165.8 | 165.8 | 165.8 | 165.8 | 165.8 | 165.8 | 165.8 | 165.8 | 165.8
1057 | SUN VALLEY U2 | 19INR0169 | SUNVASLR_UNIT2 | HILL | SOLAR | NORTH | 2023 | 86.19 | 86.2 | 86.2 | 86.2 | 86.2 | 86.2 | 86.2 | 86.2 | 86.2 | 86.2 | 86.2
1058 | Operational Capacity - Synchronized but not Approved for Commercial Operations Total (Solar) | [6 empty] | 8087.51 | 8013.3 | 8013.3 | 8013.3 | 8013.3 | 8013.3 | 8013.3 | 8013.3 | 8013.3 | 8013.3 | 8013.3
1059 | Solar Peak Average Capacity Percentage |  | SOLAR_SYNC_PEAK_PCT | % |  |  |  | 100 | 14 | 14 | 14 | 14 | 14 | 14 | 14 | 14 | 14 | 14
1060
1061 | Operational Resources (Storage)
1062 | ANCHOR BESS U1 |  | ANCHOR_BESS1 | CALLAHAN | STORAGE | WEST | 2023 | 35.2 | 35.2 | 35.2 | 35.2 | 35.2 | 35.2 | 35.2 | 35.2 | 35.2 | 35.2 | 35.2
1063 | ANCHOR BESS U2 |  | ANCHOR_BESS2 | CALLAHAN | STORAGE | WEST | 2023 | 36.3 | 36.3 | 36.3 | 36.3 | 36.3 | 36.3 | 36.3 | 36.3 | 36.3 | 36.3 | 36.3
1064 | AZURE SKY BESS |  | AZURE_BESS1 | HASKELL | STORAGE | WEST | 2022 | 77.6 | 77.6 | 77.6 | 77.6 | 77.6 | 77.6 | 77.6 | 77.6 | 77.6 | 77.6 | 77.6
1065 | BAY CITY BESS (DGR) |  | BAY_CITY_BESS | MATAGORDA | STORAGE | COASTAL | 2023 | 9.99 | 9.9 | 9.9 | 9.9 | 9.9 | 9.9 | 9.9 | 9.9 | 9.9 | 9.9 | 9.9
1066 | BAT CAVE |  | BATCAVE_BES1 | MASON | STORAGE | SOUTH | 2021 | 100.5 | 100.5 | 100.5 | 100.5 | 100.5 | 100.5 | 100.5 | 100.5 | 100.5 | 100.5 | 100.5
1067 | BLUE SUMMIT BATTERY |  | BLSUMMIT_BATTERY | WILBARGER | STORAGE | WEST | 2017 | 30 | 30 | 30 | 30 | 30 | 30 | 30 | 30 | 30 | 30 | 30
1068 | BELDING TNP (TRIPLE BUTTE BATTERY) (DGR) |  | BELD_BELU1 | PECOS | STORAGE | WEST | 2021 | 9.18 | 7.5 | 7.5 | 7.5 | 7.5 | 7.5 | 7.5 | 7.5 | 7.5 | 7.5 | 7.5
1069 | BLUE JAY BESS |  | BLUEJAY_BESS1 | GRIMES | STORAGE | NORTH | 2023 | 51.6 | 50 | 50 | 50 | 50 | 50 | 50 | 50 | 50 | 50 | 50
1070 | BRP ALVIN (DGR) |  | ALVIN_UNIT1 | BRAZORIA | STORAGE | COASTAL | 2022 | 9.95 | 10 | 10 | 10 | 10 | 10 | 10 | 10 | 10 | 10 | 10
1071 | BRP ANGELTON (DGR) |  | ANGLETON_UNIT1 | BRAZORIA | STORAGE | COASTAL | 2022 | 9.95 | 10 | 10 | 10 | 10 | 10 | 10 | 10 | 10 | 10 | 10
1072 | BRP BRAZORIA |  | BRAZORIA_UNIT1 | BRAZORIA | STORAGE | COASTAL | 2020 | 9.95 | 10 | 10 | 10 | 10 | 10 | 10 | 10 | 10 | 10 | 10
1073 | BRP DICKINSON (DGR) |  | DICKNSON_UNIT1 | GALVESTON | STORAGE | HOUSTON | 2022 | 9.95 | 10 | 10 | 10 | 10 | 10 | 10 | 10 | 10 | 10 | 10
1074 | BRP HEIGHTS (DGR) |  | HEIGHTTN_UNIT1 | GALVESTON | STORAGE | HOUSTON | 2020 | 9.95 | 10 | 10 | 10 | 10 | 10 | 10 | 10 | 10 | 10 | 10
1075 | BRP LOOP 463 (DGR) |  | L_463S_UNIT1 | VICTORIA | STORAGE | SOUTH | 2021 | 9.95 | 10 | 10 | 10 | 10 | 10 | 10 | 10 | 10 | 10 | 10
1076 | BRP LOPENO (DGR) |  | LOPENO_UNIT1 | ZAPATA | STORAGE | SOUTH | 2021 | 9.95 | 10 | 10 | 10 | 10 | 10 | 10 | 10 | 10 | 10 | 10
1077 | BRP MAGNOLIA (DGR) |  | MAGNO_TN_UNIT1 | GALVESTON | STORAGE | HOUSTON | 2022 | 9.95 | 10 | 10 | 10 | 10 | 10 | 10 | 10 | 10 | 10 | 10
1078 | BRP ODESSA SW (DGR) |  | ODESW_UNIT1 | ECTOR | STORAGE | WEST | 2020 | 9.95 | 10 | 10 | 10 | 10 | 10 | 10 | 10 | 10 | 10 | 10
1079 | BRP PUEBLO I (DGR) |  | BRP_PBL1_UNIT1 | MAVERICK | STORAGE | SOUTH | 2021 | 9.95 | 10 | 10 | 10 | 10 | 10 | 10 | 10 | 10 | 10 | 10
1080 | BRP PUEBLO II (DGR) |  | BRP_PBL2_UNIT1 | MAVERICK | STORAGE | SOUTH | 2021 | 9.95 | 10 | 10 | 10 | 10 | 10 | 10 | 10 | 10 | 10 | 10
1081 | BRP RANCHTOWN (DGR) |  | BRP_RNC1_UNIT1 | BEXAR | STORAGE | SOUTH | 2021 | 9.95 | 10 | 10 | 10 | 10 | 10 | 10 | 10 | 10 | 10 | 10
1082 | BRP SWEENY (DGR) |  | SWEENY_UNIT1 | BRAZORIA | STORAGE | COASTAL | 2022 | 9.95 | 10 | 10 | 10 | 10 | 10 | 10 | 10 | 10 | 10 | 10
1083 | BRP ZAPATA I (DGR) |  | BRP_ZPT1_UNIT1 | ZAPATA | STORAGE | SOUTH | 2021 | 9.95 | 10 | 10 | 10 | 10 | 10 | 10 | 10 | 10 | 10 | 10
1084 | BRP ZAPATA II (DGR) |  | BRP_ZPT2_UNIT1 | ZAPATA | STORAGE | SOUTH | 2021 | 9.95 | 10 | 10 | 10 | 10 | 10 | 10 | 10 | 10 | 10 | 10
1085 | BYRD RANCH STORAGE |  | BYRDR_ES_BESS1 | BRAZORIA | STORAGE | COASTAL | 2022 | 50.6 | 50 | 50 | 50 | 50 | 50 | 50 | 50 | 50 | 50 | 50
1086 | CASTLE GAP BATTERY |  | CASL_GAP_BATTERY1 | UPTON | STORAGE | WEST | 2018 | 9.9 | 9.9 | 9.9 | 9.9 | 9.9 | 9.9 | 9.9 | 9.9 | 9.9 | 9.9 | 9.9
1087 | CATARINA BESS (DGR) |  | CATARINA_BESS | DIMMIT | STORAGE | SOUTH | 2022 | 9.95 | 9.9 | 9.9 | 9.9 | 9.9 | 9.9 | 9.9 | 9.9 | 9.9 | 9.9 | 9.9
1088 | CEDARVALE BESS (DGR) |  | CEDRVALE_BESS | REEVES | STORAGE | WEST | 2022 | 9.95 | 9.9 | 9.9 | 9.9 | 9.9 | 9.9 | 9.9 | 9.9 | 9.9 | 9.9 | 9.9
1089 | CHISHOLM GRID |  | CHISMGRD_BES1 | TARRANT | STORAGE | NORTH | 2021 | 101.7 | 100 | 100 | 100 | 100 | 100 | 100 | 100 | 100 | 100 | 100
1090 | COMMERCE ST ESS (DGR) |  | X4_SWRI | BEXAR | STORAGE | SOUTH | 2020 | 10 | 10 | 10 | 10 | 10 | 10 | 10 | 10 | 10 | 10 | 10
1091 | COYOTE SPRINGS BESS (DGR) |  | COYOTSPR_BESS | REEVES | STORAGE | WEST | 2022 | 9.95 | 9.9 | 9.9 | 9.9 | 9.9 | 9.9 | 9.9 | 9.9 | 9.9 | 9.9 | 9.9
1092 | CROSSETT POWER U1 |  | CROSSETT_BES1 | CRANE | STORAGE | WEST | 2022 | 101.5 | 100 | 100 | 100 | 100 | 100 | 100 | 100 | 100 | 100 | 100
1093 | CROSSETT POWER U2 |  | CROSSETT_BES2 | CRANE | STORAGE | WEST | 2022 | 101.5 | 100 | 100 | 100 | 100 | 100 | 100 | 100 | 100 | 100 | 100
1094 | DECORDOVA BESS U1 |  | DCSES_BES1 | HOOD | STORAGE | NORTH | 2022 | 67.3 | 66.5 | 66.5 | 66.5 | 66.5 | 66.5 | 66.5 | 66.5 | 66.5 | 66.5 | 66.5
1095 | DECORDOVA BESS U2 |  | DCSES_BES2 | HOOD | STORAGE | NORTH | 2022 | 67.3 | 66.5 | 66.5 | 66.5 | 66.5 | 66.5 | 66.5 | 66.5 | 66.5 | 66.5 | 66.5
1096 | DECORDOVA BESS U3 |  | DCSES_BES3 | HOOD | STORAGE | NORTH | 2022 | 64.2 | 63.5 | 63.5 | 63.5 | 63.5 | 63.5 | 63.5 | 63.5 | 63.5 | 63.5 | 63.5
1097 | DECORDOVA BESS U4 |  | DCSES_BES4 | HOOD | STORAGE | NORTH | 2022 | 64.2 | 63.5 | 63.5 | 63.5 | 63.5 | 63.5 | 63.5 | 63.5 | 63.5 | 63.5 | 63.5
1098 | ENDURANCE PARK STORAGE |  | ENDPARKS_ESS1 | SCURRY | STORAGE | WEST | 2022 | 51.5 | 50 | 50 | 50 | 50 | 50 | 50 | 50 | 50 | 50 | 50
1099 | EUNICE STORAGE |  | EUNICE_BES1 | ANDREWS | STORAGE | WEST | 2021 | 40.3 | 40.3 | 40.3 | 40.3 | 40.3 | 40.3 | 40.3 | 40.3 | 40.3 | 40.3 | 40.3
1100 | FAULKNER BESS (DGR) |  | FAULKNER_BESS | REEVES | STORAGE | WEST | 2022 | 9.95 | 9.9 | 9.9 | 9.9 | 9.9 | 9.9 | 9.9 | 9.9 | 9.9 | 9.9 | 9.9
1101 | FLAT TOP BATTERY (DGR) |  | FLAT_TOP_FLATU1 | REEVES | STORAGE | WEST | 2021 | 9.9 | 9.9 | 9.9 | 9.9 | 9.9 | 9.9 | 9.9 | 9.9 | 9.9 | 9.9 | 9.9
1102 | FLOWER VALLEY BATTERY (DGR) |  | FLVABES1_FLATU1 | REEVES | STORAGE | WEST | 2021 | 9.9 | 9.9 | 9.9 | 9.9 | 9.9 | 9.9 | 9.9 | 9.9 | 9.9 | 9.9 | 9.9
1103 | FLOWER VALLEY II BATT |  | FLOWERII_BESS1 | REEVES | STORAGE | WEST | 2022 | 101.5 | 100 | 100 | 100 | 100 | 100 | 100 | 100 | 100 | 100 | 100
1104 | GAMBIT BATTERY |  | GAMBIT_BESS1 | BRAZORIA | STORAGE | COASTAL | 2021 | 102.4 | 100 | 100 | 100 | 100 | 100 | 100 | 100 | 100 | 100 | 100
1105 | GEORGETOWN SOUTH (RABBIT HILL ESS) (DGR) |  | GEORSO_ESS_1 | WILLIAMSON | STORAGE | SOUTH | 2019 | 9.9 | 9.9 | 9.9 | 9.9 | 9.9 | 9.9 | 9.9 | 9.9 | 9.9 | 9.9 | 9.9
1106 | GOMEZ BESS (DGR) |  | GOMZ_BESS | REEVES | STORAGE | WEST | 2023 | 9.95 | 9.9 | 9.9 | 9.9 | 9.9 | 9.9 | 9.9 | 9.9 | 9.9 | 9.9 | 9.9
1107 | HIGH LONESOME BESS |  | HI_LONEB_BESS1 | CROCKETT | STORAGE | WEST | 2023 | 51.1 | 50 | 50 | 50 | 50 | 50 | 50 | 50 | 50 | 50 | 50
1108 | HOEFSROAD BESS (DGR) |  | HRBESS_BESS | REEVES | STORAGE | WEST | 2020 | 2 | 2 | 2 | 2 | 2 | 2 | 2 | 2 | 2 | 2 | 2
1109 | HOLCOMB BESS (DGR) |  | HOLCOMB_BESS | LA SALLE | STORAGE | SOUTH | 2023 | 9.95 | 9.9 | 9.9 | 9.9 | 9.9 | 9.9 | 9.9 | 9.9 | 9.9 | 9.9 | 9.9
1110 | INADALE ESS |  | INDL_ESS | NOLAN | STORAGE | WEST | 2017 | 9.9 | 9.9 | 9.9 | 9.9 | 9.9 | 9.9 | 9.9 | 9.9 | 9.9 | 9.9 | 9.9
1111 | JOHNSON CITY BESS (DGR) |  | JOHNCI_UNIT_1 | BLANCO | STORAGE | SOUTH | 2020 | 2.25 | 2.3 | 2.3 | 2.3 | 2.3 | 2.3 | 2.3 | 2.3 | 2.3 | 2.3 | 2.3
1112 | JUNCTION BESS (DGR) |  | JUNCTION_BESS | KIMBLE | STORAGE | SOUTH | 2023 | 9.95 | 9.9 | 9.9 | 9.9 | 9.9 | 9.9 | 9.9 | 9.9 | 9.9 | 9.9 | 9.9
1113 | KINGSBERY ENERGY STORAGE SYSTEM |  | DG_KB_ESS_KB_ESS | TRAVIS | STORAGE | SOUTH | 2017 | 1.5 | 1.5 | 1.5 | 1.5 | 1.5 | 1.5 | 1.5 | 1.5 | 1.5 | 1.5 | 1.5
1114 | LILY STORAGE |  | LILY_BESS1 | KAUFMAN | STORAGE | NORTH | 2021 | 51.7 | 51.7 | 51.7 | 51.7 | 51.7 | 51.7 | 51.7 | 51.7 | 51.7 | 51.7 | 51.7
1115 | LONESTAR BESS (DGR) |  | LONESTAR_BESS | WARD | STORAGE | WEST | 2022 | 9.95 | 9.9 | 9.9 | 9.9 | 9.9 | 9.9 | 9.9 | 9.9 | 9.9 | 9.9 | 9.9
1116 | MADERO GRID U1 |  | MADERO_UNIT1 | HIDALGO | STORAGE | SOUTH | 2023 | 100.79 | 100 | 100 | 100 | 100 | 100 | 100 | 100 | 100 | 100 | 100
1117 | MADERO GRID U2 (IGNACIO GRID) |  | MADERO_UNIT2 | HIDALGO | STORAGE | SOUTH | 2023 | 100.79 | 100 | 100 | 100 | 100 | 100 | 100 | 100 | 100 | 100 | 100
1118 | MU ENERGY STORAGE SYSTEM |  | DG_MU_ESS_MU_ESS | TRAVIS | STORAGE | SOUTH | 2018 | 1.5 | 1.5 | 1.5 | 1.5 | 1.5 | 1.5 | 1.5 | 1.5 | 1.5 | 1.5 | 1.5
1119 | NOBLE STORAGE U1 |  | NOBLESLR_BESS1 | DENTON | STORAGE | NORTH | 2022 | 63.5 | 62.5 | 62.5 | 62.5 | 62.5 | 62.5 | 62.5 | 62.5 | 62.5 | 62.5 | 62.5
1120 | NOBLE STORAGE U2 |  | NOBLESLR_BESS2 | DENTON | STORAGE | NORTH | 2022 | 63.5 | 62.5 | 62.5 | 62.5 | 62.5 | 62.5 | 62.5 | 62.5 | 62.5 | 62.5 | 62.5
1121 | NOTREES BATTERY FACILITY |  | NWF_NBS | WINKLER | STORAGE | WEST | 2013 | 36 | 33.7 | 33.7 | 33.7 | 33.7 | 33.7 | 33.7 | 33.7 | 33.7 | 33.7 | 33.7
1122 | NORTH COLUMBIA (ROUGHNECK STORAGE) |  | NCO_ESS1 | BRAZORIA | STORAGE | COASTAL | 2022 | 51.75 | 50 | 50 | 50 | 50 | 50 | 50 | 50 | 50 | 50 | 50
1123 | NORTH FORK |  | NF_BRP_BES1 | WILLIAMSON | STORAGE | SOUTH | 2021 | 100.5 | 100.5 | 100.5 | 100.5 | 100.5 | 100.5 | 100.5 | 100.5 | 100.5 | 100.5 | 100.5
1124 | OLNEY BESS (DGR) |  | OLNEYTN_BESS | YOUNG | STORAGE | WEST | 2023 | 9.95 | 9.9 | 9.9 | 9.9 | 9.9 | 9.9 | 9.9 | 9.9 | 9.9 | 9.9 | 9.9
1125 | PORT LAVACA BATTERY (DGR) |  | PRTLAVS_BESS1 | CALHOUN | STORAGE | COASTAL | 2019 | 9.9 | 9.9 | 9.9 | 9.9 | 9.9 | 9.9 | 9.9 | 9.9 | 9.9 | 9.9 | 9.9
1126 | PYRON ESS |  | PYR_ESS | NOLAN | STORAGE | WEST | 2017 | 9.9 | 9.9 | 9.9 | 9.9 | 9.9 | 9.9 | 9.9 | 9.9 | 9.9 | 9.9 | 9.9
1127 | PYRON BESS 2A |  | PYR_ESS2A | NOLAN | STORAGE | WEST | 2023 | 15.1 | 15.1 | 15.1 | 15.1 | 15.1 | 15.1 | 15.1 | 15.1 | 15.1 | 15.1 | 15.1
1128 | PYRON BESS 2B |  | PYR_ESS2B | NOLAN | STORAGE | WEST | 2023 | 15.1 | 15.1 | 15.1 | 15.1 | 15.1 | 15.1 | 15.1 | 15.1 | 15.1 | 15.1 | 15.1
1129 | PYOTE TNP (SWOOSE BATTERY) (DGR) |  | PYOTE_SWOOSEU1 | WARD | STORAGE | WEST | 2021 | 9.9 | 9.9 | 9.9 | 9.9 | 9.9 | 9.9 | 9.9 | 9.9 | 9.9 | 9.9 | 9.9
1130 | QUEEN BESS |  | QUEEN_BA_BESS1 | UPTON | STORAGE | WEST | 2023 | 51.1 | 50 | 50 | 50 | 50 | 50 | 50 | 50 | 50 | 50 | 50
1131 | RATTLESNAKE BESS (DGR) |  | RTLSNAKE_BESS | WARD | STORAGE | WEST | 2022 | 9.95 | 9.9 | 9.9 | 9.9 | 9.9 | 9.9 | 9.9 | 9.9 | 9.9 | 9.9 | 9.9
1132 | REPUBLIC ROAD STORAGE |  | RPUBRDS_ESS1 | ROBERTSON | STORAGE | NORTH | 2022 | 51.75 | 50 | 50 | 50 | 50 | 50 | 50 | 50 | 50 | 50 | 50
1133 | RIVER VALLEY STORAGE U1 |  | RVRVLYS_ESS1 | WILLIAMSON | STORAGE | SOUTH | 2023 | 51.5 | 50 | 50 | 50 | 50 | 50 | 50 | 50 | 50 | 50 | 50
1134 | RIVER VALLEY STORAGE U2 |  | RVRVLYS_ESS2 | WILLIAMSON | STORAGE | SOUTH | 2023 | 51.5 | 50 | 50 | 50 | 50 | 50 | 50 | 50 | 50 | 50 | 50
1135 | ROSELAND STORAGE |  | ROSELAND_BESS1 | FALLS | STORAGE | NORTH | 2023 | 51.6 | 50 | 50 | 50 | 50 | 50 | 50 | 50 | 50 | 50 | 50
1136 | SADDLEBACK BESS (DGR) |  | SADLBACK_BESS | REEVES | STORAGE | WEST | 2022 | 9.95 | 9.9 | 9.9 | 9.9 | 9.9 | 9.9 | 9.9 | 9.9 | 9.9 | 9.9 | 9.9
1137 | SARAGOSA BESS (DGR) |  | SGSA_BESS1 | REEVES | STORAGE | WEST | 2022 | 9.95 | 9.9 | 9.9 | 9.9 | 9.9 | 9.9 | 9.9 | 9.9 | 9.9 | 9.9 | 9.9
1138 | SCREWBEAN BESS (DGR) |  | SBEAN_BESS | CULBERSON | STORAGE | WEST | 2023 | 9.95 | 9.9 | 9.9 | 9.9 | 9.9 | 9.9 | 9.9 | 9.9 | 9.9 | 9.9 | 9.9
1139 | SILICON HILL STORAGE U1 |  | SLCNHLS_ESS1 | TRAVIS | STORAGE | SOUTH | 2023 | 51.8 | 50 | 50 | 50 | 50 | 50 | 50 | 50 | 50 | 50 | 50
1140 | SILICON HILL STORAGE U2 |  | SLCNHLS_ESS2 | TRAVIS | STORAGE | SOUTH | 2023 | 51.8 | 50 | 50 | 50 | 50 | 50 | 50 | 50 | 50 | 50 | 50
1141 | SNYDER (DGR) |  | SNY_BESS_UNIT1 | SCURRY | STORAGE | WEST | 2021 | 9.95 | 10 | 10 | 10 | 10 | 10 | 10 | 10 | 10 | 10 | 10
1142 | SWEETWATER BESS (DGR) |  | SWTWR_UNIT1 | NOLAN | STORAGE | WEST | 2021 | 9.95 | 9.9 | 9.9 | 9.9 | 9.9 | 9.9 | 9.9 | 9.9 | 9.9 | 9.9 | 9.9
1143 | SP TX-12B BESS |  | SPTX12B_BES1 | UPTON | STORAGE | WEST | 2023 | 25.1 | 25.1 | 25.1 | 25.1 | 25.1 | 25.1 | 25.1 | 25.1 | 25.1 | 25.1 | 25.1
1144 | SWOOSE II |  | SWOOSEII_BESS1 | WARD | STORAGE | WEST | 2022 | 101.5 | 100 | 100 | 100 | 100 | 100 | 100 | 100 | 100 | 100 | 100
1145 | TOS BATTERY STORAGE (DGR) |  | TOSBATT_UNIT1 | HOWARD | STORAGE | WEST | 2017 | 2 | 2 | 2 | 2 | 2 | 2 | 2 | 2 | 2 | 2 | 2
1146 | TOYAH POWER STATION (DGR) |  | TOYAH_BESS | REEVES | STORAGE | WEST | 2021 | 9.95 | 9.9 | 9.9 | 9.9 | 9.9 | 9.9 | 9.9 | 9.9 | 9.9 | 9.9 | 9.9
1147 | TURQUOISE STORAGE |  | TURQBESS_BESS1 | HUNT | STORAGE | NORTH | 2023 | 196.2 | 190 | 190 | 190 | 190 | 190 | 190 | 190 | 190 | 190 | 190
1148 | VORTEX BESS |  | VORTEX_BESS1 | THROCKMORTON | STORAGE | WEST | 2023 | 121.8 | 121.8 | 121.8 | 121.8 | 121.8 | 121.8 | 121.8 | 121.8 | 121.8 | 121.8 | 121.8
1149 | WESTOVER BESS (DGR) |  | WOV_BESS_UNIT1 | ECTOR | STORAGE | WEST | 2021 | 9.95 | 10 | 10 | 10 | 10 | 10 | 10 | 10 | 10 | 10 | 10
1150 | WEST COLUMBIA (PROSPECT STORAGE) (DGR) |  | WCOLLOCL_BSS_U1 | BRAZORIA | STORAGE | COASTAL | 2019 | 9.9 | 9.9 | 9.9 | 9.9 | 9.9 | 9.9 | 9.9 | 9.9 | 9.9 | 9.9 | 9.9
1151 | WOLF TANK STORAGE |  | WFTANK_ESS1 | WEBB | STORAGE | SOUTH | 2023 | 150.4 | 150 | 150 | 150 | 150 | 150 | 150 | 150 | 150 | 150 | 150
1152 | WORSHAM BATTERY (DGR) |  | WORSHAM_BESS1 | REEVES | STORAGE | WEST | 2019 | 9.9 | 9.9 | 9.9 | 9.9 | 9.9 | 9.9 | 9.9 | 9.9 | 9.9 | 9.9 | 9.9
1153 | YOUNICOS FACILITY |  | DG_YOUNICOS_YINC1_1 | TRAVIS | STORAGE | SOUTH | 2015 | 2 | 2 | 2 | 2 | 2 | 2 | 2 | 2 | 2 | 2 | 2
1154 | Operational Capacity Total (Storage) | [6 empty] | 3308.9 | 3264.1 | 3264.1 | 3264.1 | 3264.1 | 3264.1 | 3264.1 | 3264.1 | 3264.1 | 3264.1 | 3264.1
1155 | Storage Peak Average Capacity Percentage |  | STORAGE_PEAK_PCT | % |  |  |  | 100 | 0 | 0 | 0 | 0 | 0 | 0 | 0 | 0 | 0 | 0
1156
1157 | Operational Resources (Storage) - Synchronized but not Approved for Commercial Operations
1158 | CAMERON STORAGE (SABAL STORAGE) | 22INR0398 | CAMWIND_BESS1 | CAMERON | STORAGE | COASTAL | 2023 | 16.67 | 16.4 | 16.4 | 16.4 | 16.4 | 16.4 | 16.4 | 16.4 | 16.4 | 16.4 | 16.4
1159 | HOUSE MOUNTAIN | 22INR0485 | HOUSEMTN_BESS1 | BREWSTER | STORAGE | WEST | 2023 | 61.5 | 60 | 60 | 60 | 60 | 60 | 60 | 60 | 60 | 60 | 60
1160 | MUSTANG CREEK STORAGE | 21INR0484 | MUSTNGCK_BES1 | JACKSON | STORAGE | SOUTH | 2023 | 70.5 | 70 | 70 | 70 | 70 | 70 | 70 | 70 | 70 | 70 | 70
1161 | NORTH ALAMO BESS (DGR) | 23INR0477 | N_ALAMO_BESS | HIDALGO | STORAGE | SOUTH | 2023 | 9.99 | 9.9 | 9.9 | 9.9 | 9.9 | 9.9 | 9.9 | 9.9 | 9.9 | 9.9 | 9.9
1162 | NORTH MERCEDES BESS (DGR) | 23INR0514 | N_MERCED_BESS | HIDALGO | STORAGE | SOUTH | 2023 | 9.99 | 9.9 | 9.9 | 9.9 | 9.9 | 9.9 | 9.9 | 9.9 | 9.9 | 9.9 | 9.9
1163 | RODEO RANCH ENERGY STORAGE U1 | 23INR0371 | RRANCHES_UNIT1 | REEVES | STORAGE | WEST | 2023 | 150.32 | 145 | 145 | 145 | 145 | 145 | 145 | 145 | 145 | 145 | 145
1164 | RODEO RANCH ENERGY STORAGE U2 | 23INR0371 | RRANCHES_UNIT2 | REEVES | STORAGE | WEST | 2023 | 150.32 | 145 | 145 | 145 | 145 | 145 | 145 | 145 | 145 | 145 | 145
1165 | SMT ELSA (DGR) | 23INR0513 | ELSA_BESS | HIDALGO | STORAGE | SOUTH | 2023 | 9.99 | 9.9 | 9.9 | 9.9 | 9.9 | 9.9 | 9.9 | 9.9 | 9.9 | 9.9 | 9.9
1166 | SMT GARCENO BESS (DGR) | 23INR0509 | GARCENO_BESS | MATAGORDA | STORAGE | COASTAL | 2023 | 9.99 | 9.9 | 9.9 | 9.9 | 9.9 | 9.9 | 9.9 | 9.9 | 9.9 | 9.9 | 9.9
1167 | SMT LOS FRESNOS (DGR) | 23INR0508 | L_FRESNO_BESS | CAMERON | STORAGE | COASTAL | 2023 | 9.99 | 9.9 | 9.9 | 9.9 | 9.9 | 9.9 | 9.9 | 9.9 | 9.9 | 9.9 | 9.9
1168 | SMT MAYBERRY BESS (DGR) | 23INR0511 | MAYBERRY_BESS | HIDALGO | STORAGE | SOUTH | 2023 | 9.99 | 9.9 | 9.9 | 9.9 | 9.9 | 9.9 | 9.9 | 9.9 | 9.9 | 9.9 | 9.9
1169 | SMT RIO GRANDE CITY BESS (DGR) | 23INR0510 | RIO_GRAN_BESS | STARR | STORAGE | SOUTH | 2023 | 9.99 | 9.9 | 9.9 | 9.9 | 9.9 | 9.9 | 9.9 | 9.9 | 9.9 | 9.9 | 9.9
1170 | SMT SANTA ROSA (DGR) | 23INR0515 | S_SNROSA_BESS | CAMERON | STORAGE | COASTAL | 2023 | 9.99 | 9.9 | 9.9 | 9.9 | 9.9 | 9.9 | 9.9 | 9.9 | 9.9 | 9.9 | 9.9
1171 | SUN VALLEY BESS U1 | 22INR0429 | SUNVASLR_BESS1 | HILL | STORAGE | NORTH | 2023 | 54.08 | 53.3 | 53.3 | 53.3 | 53.3 | 53.3 | 53.3 | 53.3 | 53.3 | 53.3 | 53.3
1172 | SUN VALLEY BESS U2 | 22INR0429 | SUNVASLR_BESS2 | HILL | STORAGE | NORTH | 2023 | 47.32 | 46.7 | 46.7 | 46.7 | 46.7 | 46.7 | 46.7 | 46.7 | 46.7 | 46.7 | 46.7
1173 | TIMBERWOLF BESS | 22INR0495 | TBWF_ESS_BES1 | CRANE | STORAGE | WEST | 2023 | 150.34 | 150 | 150 | 150 | 150 | 150 | 150 | 150 | 150 | 150 | 150
1174 | WEST HARLINGEN BESS (DGR) | 23INR0512 | W_HARLIN_BESS | CAMERON | STORAGE | COASTAL | 2023 | 9.99 | 9.9 | 9.9 | 9.9 | 9.9 | 9.9 | 9.9 | 9.9 | 9.9 | 9.9 | 9.9
1175 | Operational Capacity - Synchronized but not Approved for Commercial Operations Total (Storage) | [6 empty] | 790.96 | 775.5 | 775.5 | 775.5 | 775.5 | 775.5 | 775.5 | 775.5 | 775.5 | 775.5 | 775.5
1176 | Storage Peak Average Capacity Percentage |  | STORAGE_SYNC_PEAK_PCT | % |  |  |  | 100 | 0 | 0 | 0 | 0 | 0 | 0 | 0 | 0 | 0 | 0
1177
1178 | Reliability Must-Run (RMR) Capacity | [6 empty] | 0 | 0 | 0 | 0 | 0 | 0 | 0 | 0 | 0 | 0 | 0
1179
1180 | Capacity Pending Retirement |  | PENDRETIRE_CAP |  |  |  |  | 0 | 0 | 0 | 0 | 0 | 0 | 0 | 0 | 0 | 0 | 0
1181
1182 | Non-Synchronous Tie Resources
1183 | EAST TIE |  | DC_E | FANNIN | OTHER | NORTH |  | 600 | 600 | 600 | 600 | 600 | 600 | 600 | 600 | 600 | 600 | 600
1184 | NORTH TIE |  | DC_N | WILBARGER | OTHER | WEST |  | 220 | 220 | 220 | 220 | 220 | 220 | 220 | 220 | 220 | 220 | 220
1185 | LAREDO VFT TIE |  | DC_L | WEBB | OTHER | SOUTH |  | 100 | 100 | 100 | 100 | 100 | 100 | 100 | 100 | 100 | 100 | 100
1186 | SHARYLAND RAILROAD TIE |  | DC_R | HIDALGO | OTHER | SOUTH |  | 300 | 300 | 300 | 300 | 300 | 300 | 300 | 300 | 300 | 300 | 300
1187 | Non-Synchronous Ties Total | [6 empty] | 1220 | 1220 | 1220 | 1220 | 1220 | 1220 | 1220 | 1220 | 1220 | 1220 | 1220
1188 | Non-Synchronous Ties Peak Average Capacity Percentage |  | DCTIE_PEAK_PCT | % |  |  |  | 100 | 59 | 59 | 59 | 59 | 59 | 59 | 59 | 59 | 59 | 59
1189
1190 | Planned Thermal Resources with Executed SGIA, Air Permit, GHG Permit and Proof of Adequate Water Supplies
1191 | AIR PRODUCTS GCA | 21INR0012 |  | GALVESTON | GAS-ST | HOUSTON | 2023 | 14 | 14 | 14 | 14 | 14 | 14 | 14 | 14 | 14 | 14 | 14
1192 | BEACHWOOD II POWER STATION (U7-U8) | 23INR0506 |  | BRAZORIA | GAS-GT | COASTAL | 2024 | 121 | 99.6 | 99.6 | 99.6 | 99.6 | 99.6 | 99.6 | 99.6 | 99.6 | 99.6 | 99.6
1193 | REMY JADE POWER STATION | 23INR0339 |  | HARRIS | GAS-GT | HOUSTON | 2024 | 408 | 398.2 | 398.2 | 398.2 | 398.2 | 398.2 | 398.2 | 398.2 | 398.2 | 398.2 | 398.2
1194 | REMY JADE II POWER STATION | 24INR0382 |  | HARRIS | GAS-GT | HOUSTON | 2024 | 103.7 | 99.6 | 99.6 | 99.6 | 99.6 | 99.6 | 99.6 | 99.6 | 99.6 | 99.6 | 99.6
1195 | SKY SEALY | 21INR0500 |  | AUSTIN | GAS-IC | SOUTH | 2025 | 149.4 | 0 | 149.4 | 149.4 | 149.4 | 149.4 | 149.4 | 149.4 | 149.4 | 149.4 | 149.4
1196 | TECO GTG2 | 23INR0408 |  | HARRIS | GAS-GT | HOUSTON | 2024 | 50 | 45.3 | 45.3 | 45.3 | 45.3 | 45.3 | 45.3 | 45.3 | 45.3 | 45.3 | 45.3
1197 | Planned Thermal Resources Total (Nuclear, Coal, Gas, Biomass) | [6 empty] | 846.1 | 656.7 | 806.1 | 806.1 | 806.1 | 806.1 | 806.1 | 806.1 | 806.1 | 806.1 | 806.1
1198
1199 | Planned Wind Resources with Executed SGIA
1200 | BIG SAMPSON WIND | 16INR0104 |  | CROCKETT | WIND-O | WEST | 2025 | 400 | 0 | 400 | 400 | 400 | 400 | 400 | 400 | 400 | 400 | 400
1201 | CANYON WIND | 18INR0030 |  | SCURRY | WIND-O | WEST | 2024 | 303.33 | 303.3 | 303.3 | 303.3 | 303.3 | 303.3 | 303.3 | 303.3 | 303.3 | 303.3 | 303.3
1202 | CAROL WIND | 20INR0217 |  | POTTER | WIND-P | PANHANDLE | 2025 | 165.4 | 0 | 165.4 | 165.4 | 165.4 | 165.4 | 165.4 | 165.4 | 165.4 | 165.4 | 165.4
1203 | CRAWFISH | 19INR0177 |  | WHARTON | WIND-O | SOUTH | 2024 | 159 | 159 | 159 | 159 | 159 | 159 | 159 | 159 | 159 | 159 | 159
1204 | GOODNIGHT WIND | 14INR0033 |  | ARMSTRONG | WIND-P | PANHANDLE | 2024 | 258.1 | 258.1 | 258.1 | 258.1 | 258.1 | 258.1 | 258.1 | 258.1 | 258.1 | 258.1 | 258.1
1205 | GOODNIGHT WIND II | 23INR0637 |  | ARMSTRONG | WIND-P | PANHANDLE | 2024 | 258.3 | 0 | 258.3 | 258.3 | 258.3 | 258.3 | 258.3 | 258.3 | 258.3 | 258.3 | 258.3
1206 | HART WIND 2 | 24INR0116 |  | CASTRO | WIND-P | PANHANDLE | 2025 | 166.4 | 0 | 166.4 | 166.4 | 166.4 | 166.4 | 166.4 | 166.4 | 166.4 | 166.4 | 166.4
1207 | LA CASA WIND | 21INR0240 |  | STEPHENS | WIND-O | NORTH | 2025 | 148.3 | 0 | 148.3 | 148.3 | 148.3 | 148.3 | 148.3 | 148.3 | 148.3 | 148.3 | 148.3
1208 | LOMA PINTA WIND | 16INR0112 |  | LA SALLE | WIND-O | SOUTH | 2025 | 197 | 0 | 197 | 197 | 197 | 197 | 197 | 197 | 197 | 197 | 197
1209 | MONARCH CREEK WIND | 21INR0263 |  | THROCKMORTON | WIND-O | WEST | 2025 | 344.5 | 0 | 0 | 344.5 | 344.5 | 344.5 | 344.5 | 344.5 | 344.5 | 344.5 | 344.5
1210 | MONTE ALTO 2 WIND | 19INR0023 |  | WILLACY | WIND-C | COASTAL | 2025 | 272.8 | 0 | 272.8 | 272.8 | 272.8 | 272.8 | 272.8 | 272.8 | 272.8 | 272.8 | 272.8
1211 | MONTE ALTO I WIND | 19INR0022 |  | WILLACY | WIND-C | COASTAL | 2025 | 189 | 0 | 189 | 189 | 189 | 189 | 189 | 189 | 189 | 189 | 189
1212 | MONTE CRISTO 1 WIND | 19INR0054 |  | HIDALGO | WIND-O | SOUTH | 2025 | 236.9 | 0 | 236.9 | 236.9 | 236.9 | 236.9 | 236.9 | 236.9 | 236.9 | 236.9 | 236.9
1213 | MONTGOMERY RANCH WIND | 20INR0040 |  | FOARD | WIND-O | WEST | 2024 | 202.5 | 202.5 | 202.5 | 202.5 | 202.5 | 202.5 | 202.5 | 202.5 | 202.5 | 202.5 | 202.5
1214 | PIONEER DJ WIND | 23INR0387 |  | MIDLAND | WIND-O | WEST | 2024 | 140.3 | 140.3 | 140.3 | 140.3 | 140.3 | 140.3 | 140.3 | 140.3 | 140.3 | 140.3 | 140.3
1215 | RAY GULF WIND | 22INR0517 |  | WHARTON | WIND-O | SOUTH | 2025 | 207 | 0 | 207 | 207 | 207 | 207 | 207 | 207 | 207 | 207 | 207
1216 | ROADRUNNER CROSSING WIND 1 | 19INR0117 |  | EASTLAND | WIND-O | NORTH | 2025 | 128 | 0 | 128 | 128 | 128 | 128 | 128 | 128 | 128 | 128 | 128
1217 | ROADRUNNER CROSSING WIND II | 21INR0515 |  | EASTLAND | WIND-O | NORTH | 2023 | 126.7 | 126.7 | 126.7 | 126.7 | 126.7 | 126.7 | 126.7 | 126.7 | 126.7 | 126.7 | 126.7
1218 | SHAMROCK | 22INR0502 |  | CROCKETT | WIND-O | WEST | 2024 | 223.9 | 223.9 | 223.9 | 223.9 | 223.9 | 223.9 | 223.9 | 223.9 | 223.9 | 223.9 | 223.9
1219 | SHEEP CREEK WIND | 21INR0325 |  | CALLAHAN | WIND-O | WEST | 2023 | 150 | 150 | 150 | 150 | 150 | 150 | 150 | 150 | 150 | 150 | 150
1220 | SIETE | 20INR0047 |  | WEBB | WIND-O | SOUTH | 2026 | 375.1 | 0 | 0 | 375.1 | 375.1 | 375.1 | 375.1 | 375.1 | 375.1 | 375.1 | 375.1
1221 | Planned Capacity Total (Wind) | [6 empty] | 4652.53 | 1563.8 | 3932.9 | 4652.5 | 4652.5 | 4652.5 | 4652.5 | 4652.5 | 4652.5 | 4652.5 | 4652.5
1222
1223 | Planned Wind Capacity Sub-total (Coastal Counties) |  | WIND_PLANNED_C |  |  |  |  | 461.8 | 0 | 461.8 | 461.8 | 461.8 | 461.8 | 461.8 | 461.8 | 461.8 | 461.8 | 461.8
1224 | Wind Peak Average Capacity Percentage (Coastal) |  | WIND_PL_PEAK_PCT_C | % |  |  |  | 100 | 60 | 60 | 60 | 60 | 60 | 60 | 60 | 60 | 45 | 46
1225
1226 | Planned Wind Capacity Sub-total (Panhandle Counties) |  | WIND_PLANNED_P |  |  |  |  | 848.2 | 258.1 | 848.2 | 848.2 | 848.2 | 848.2 | 848.2 | 848.2 | 848.2 | 848.2 | 848.2
1227 | Wind Peak Average Capacity Percentage (Panhandle) |  | WIND_PL_PEAK_PCT_P | % |  |  |  | 100 | 37 | 37 | 37 | 37 | 37 | 37 | 37 | 37 | 37 | 38
1228
1229 | Planned Wind Capacity Sub-total (Other counties) |  | WIND_PLANNED_O |  |  |  |  | 3342.53 | 1305.7 | 2622.9 | 3342.5 | 3342.5 | 3342.5 | 3342.5 | 3342.5 | 3342.5 | 3342.5 | 3342.5
1230 | Wind Peak Average Capacity Percentage (Other) |  | WIND_PL_PEAK_PCT_O | % |  |  |  | 100 | 26 | 26 | 26 | 26 | 26 | 26 | 26 | 26 | 26 | 26
1231
1232 | Planned Solar Resources with Executed SGIA
1233 | 7V SOLAR | 21INR0351 |  | FAYETTE | SOLAR | SOUTH | 2024 | 240.6 | 240.6 | 240.6 | 240.6 | 240.6 | 240.6 | 240.6 | 240.6 | 240.6 | 240.6 | 240.6
1234 | ADAMSTOWN SOLAR | 21INR0210 |  | WICHITA | SOLAR | WEST | 2026 | 251.2 | 0 | 0 | 251.2 | 251.2 | 251.2 | 251.2 | 251.2 | 251.2 | 251.2 | 251.2
1235 | ALILA SOLAR | 23INR0093 |  | SAN PATRICIO | SOLAR | COASTAL | 2026 | 256.5 | 0 | 0 | 256.5 | 256.5 | 256.5 | 256.5 | 256.5 | 256.5 | 256.5 | 256.5
1236 | AMSTERDAM SOLAR | 21INR0256 |  | BRAZORIA | SOLAR | COASTAL | 2025 | 509.9 | 0 | 509.9 | 509.9 | 509.9 | 509.9 | 509.9 | 509.9 | 509.9 | 509.9 | 509.9
1237 | ANGELO SOLAR | 19INR0203 |  | TOM GREEN | SOLAR | WEST | 2024 | 195.4 | 195.4 | 195.4 | 195.4 | 195.4 | 195.4 | 195.4 | 195.4 | 195.4 | 195.4 | 195.4
1238 | ANGUS SOLAR | 20INR0035 |  | BOSQUE | SOLAR | NORTH | 2025 | 112 | 0 | 112 | 112 | 112 | 112 | 112 | 112 | 112 | 112 | 112
1239 | ARMADILLO SOLAR | 21INR0421 |  | NAVARRO | SOLAR | NORTH | 2025 | 204 | 0 | 204 | 204 | 204 | 204 | 204 | 204 | 204 | 204 | 204
1240 | ARROYO SOLAR | 20INR0086 |  | CAMERON | SOLAR | COASTAL | 2024 | 180 | 180 | 180 | 180 | 180 | 180 | 180 | 180 | 180 | 180 | 180
1241 | ASH CREEK SOLAR | 21INR0379 |  | HILL | SOLAR | NORTH | 2025 | 408.9 | 0 | 408.9 | 408.9 | 408.9 | 408.9 | 408.9 | 408.9 | 408.9 | 408.9 | 408.9
1242 | AUREOLA SOLAR | 21INR0302 |  | MILAM | SOLAR | SOUTH | 2024 | 200.4 | 200.4 | 200.4 | 200.4 | 200.4 | 200.4 | 200.4 | 200.4 | 200.4 | 200.4 | 200.4
1243 | AZALEA SPRINGS SOLAR | 19INR0110 |  | ANGELINA | SOLAR | NORTH | 2025 | 181 | 0 | 181 | 181 | 181 | 181 | 181 | 181 | 181 | 181 | 181
1244 | BAKER BRANCH SOLAR | 23INR0026 |  | LAMAR | SOLAR | NORTH | 2024 | 467.8 | 467.8 | 467.8 | 467.8 | 467.8 | 467.8 | 467.8 | 467.8 | 467.8 | 467.8 | 467.8
1245 | BARRETT SOLAR | 24INR0477 |  | RAINS | SOLAR | NORTH | 2024 | 127.5 | 0 | 127.5 | 127.5 | 127.5 | 127.5 | 127.5 | 127.5 | 127.5 | 127.5 | 127.5
1246 | BIG ELM SOLAR | 21INR0353 |  | BELL | SOLAR | NORTH | 2024 | 200.3 | 200.3 | 200.3 | 200.3 | 200.3 | 200.3 | 200.3 | 200.3 | 200.3 | 200.3 | 200.3
1247 | BLEVINS SOLAR | 23INR0118 |  | FALLS | SOLAR | NORTH | 2025 | 271.5 | 0 | 271.5 | 271.5 | 271.5 | 271.5 | 271.5 | 271.5 | 271.5 | 271.5 | 271.5
1248 | BLUE SKY SOL | 22INR0455 |  | CROCKETT | SOLAR | WEST | 2025 | 100 | 0 | 100 | 100 | 100 | 100 | 100 | 100 | 100 | 100 | 100
1249 | BRASS FORK SOLAR | 22INR0270 |  | HASKELL | SOLAR | WEST | 2025 | 304.8 | 0 | 304.8 | 304.8 | 304.8 | 304.8 | 304.8 | 304.8 | 304.8 | 304.8 | 304.8
1250 | BRIGHT ARROW SOLAR | 22INR0242 |  | HOPKINS | SOLAR | NORTH | 2024 | 300 | 300 | 300 | 300 | 300 | 300 | 300 | 300 | 300 | 300 | 300
1251 | CACHENA SOLAR | 23INR0027 |  | WILSON | SOLAR | SOUTH | 2025 | 600 | 0 | 0 | 600 | 600 | 600 | 600 | 600 | 600 | 600 | 600
1252 | CALICHE MOUND SOLAR | 23INR0056 |  | DEAF SMITH | SOLAR | PANHANDLE | 2025 | 408.2 | 0 | 408.2 | 408.2 | 408.2 | 408.2 | 408.2 | 408.2 | 408.2 | 408.2 | 408.2
1253 | CAMP CREEK SOLAR SLF | 23INR0385 |  | ROBERTSON | SOLAR | NORTH | 2024 | 165.6 | 165.6 | 165.6 | 165.6 | 165.6 | 165.6 | 165.6 | 165.6 | 165.6 | 165.6 | 165.6
1254 | CAROL SOLAR | 21INR0274 |  | POTTER | SOLAR | PANHANDLE | 2025 | 223.2 | 0 | 0 | 223.2 | 223.2 | 223.2 | 223.2 | 223.2 | 223.2 | 223.2 | 223.2
1255 | CASCADE SOLAR | 23INR0091 |  | BRAZORIA | SOLAR | COASTAL | 2024 | 254.2 | 0 | 254.2 | 254.2 | 254.2 | 254.2 | 254.2 | 254.2 | 254.2 | 254.2 | 254.2
1256 | CASTRO SOLAR | 20INR0050 |  | CASTRO | SOLAR | PANHANDLE | 2025 | 222.9 | 0 | 222.9 | 222.9 | 222.9 | 222.9 | 222.9 | 222.9 | 222.9 | 222.9 | 222.9
1257 | CHARGER SOLAR | 23INR0047 |  | REFUGIO | SOLAR | COASTAL | 2025 | 406.8 | 0 | 406.8 | 406.8 | 406.8 | 406.8 | 406.8 | 406.8 | 406.8 | 406.8 | 406.8
1258 | CHILLINGHAM SOLAR | 23INR0070 |  | BELL | SOLAR | NORTH | 2024 | 351.6 | 0 | 351.6 | 351.6 | 351.6 | 351.6 | 351.6 | 351.6 | 351.6 | 351.6 | 351.6
1259 | CLUTCH CITY SOLAR | 22INR0279 |  | BRAZORIA | SOLAR | COASTAL | 2026 | 200.8 | 0 | 0 | 200.8 | 200.8 | 200.8 | 200.8 | 200.8 | 200.8 | 200.8 | 200.8
1260 | COMPADRE SOLAR | 24INR0023 |  | HILL | SOLAR | NORTH | 2024 | 406.1 | 0 | 406.1 | 406.1 | 406.1 | 406.1 | 406.1 | 406.1 | 406.1 | 406.1 | 406.1
1261 | CORAL SOLAR | 22INR0295 |  | FALLS | SOLAR | NORTH | 2024 | 151.6 | 151.6 | 151.6 | 151.6 | 151.6 | 151.6 | 151.6 | 151.6 | 151.6 | 151.6 | 151.6
1262 | CORAZON SOLAR PHASE II | 22INR0257 |  | WEBB | SOLAR | SOUTH | 2025 | 202.6 | 0 | 202.6 | 202.6 | 202.6 | 202.6 | 202.6 | 202.6 | 202.6 | 202.6 | 202.6
1263 | COTTONWOOD BAYOU SOLAR I | 19INR0134 |  | BRAZORIA | SOLAR | COASTAL | 2024 | 350 | 350 | 350 | 350 | 350 | 350 | 350 | 350 | 350 | 350 | 350
1264 | CRADLE SOLAR | 23INR0150 |  | BRAZORIA | SOLAR | COASTAL | 2025 | 225 | 0 | 225 | 225 | 225 | 225 | 225 | 225 | 225 | 225 | 225
1265 | CROWDED STAR SOLAR | 20INR0241 |  | JONES | SOLAR | WEST | 2026 | 218.3 | 0 | 0 | 218.3 | 218.3 | 218.3 | 218.3 | 218.3 | 218.3 | 218.3 | 218.3
1266 | CROWDED STAR SOLAR II | 22INR0274 |  | JONES | SOLAR | WEST | 2026 | 189.4 | 0 | 0 | 189.4 | 189.4 | 189.4 | 189.4 | 189.4 | 189.4 | 189.4 | 189.4
1267 | CUCHILLAS SOLAR | 24INR0059 |  | WEBB | SOLAR | SOUTH | 2026 | 305.6 | 0 | 0 | 305.6 | 305.6 | 305.6 | 305.6 | 305.6 | 305.6 | 305.6 | 305.6
1268 | DELILAH SOLAR 1 | 22INR0202 |  | LAMAR | SOLAR | NORTH | 2024 | 300 | 300 | 300 | 300 | 300 | 300 | 300 | 300 | 300 | 300 | 300
1269 | DELILAH SOLAR 2 | 22INR0203 |  | LAMAR | SOLAR | NORTH | 2025 | 317.6 | 0 | 317.6 | 317.6 | 317.6 | 317.6 | 317.6 | 317.6 | 317.6 | 317.6 | 317.6
1270 | DESERT VINE SOLAR | 22INR0307 |  | ZAPATA | SOLAR | SOUTH | 2024 | 121.3 | 121.3 | 121.3 | 121.3 | 121.3 | 121.3 | 121.3 | 121.3 | 121.3 | 121.3 | 121.3
1271 | DEVILLE SOLAR | 22INR0262 |  | CALLAHAN | SOLAR | WEST | 2025 | 425 | 0 | 425 | 425 | 425 | 425 | 425 | 425 | 425 | 425 | 425
1272 | DONEGAL SOLAR | 23INR0089 |  | DICKENS | SOLAR | PANHANDLE | 2024 | 204.2 | 204.2 | 204.2 | 204.2 | 204.2 | 204.2 | 204.2 | 204.2 | 204.2 | 204.2 | 204.2
1273 | DORADO SOLAR | 22INR0261 |  | CALLAHAN | SOLAR | WEST | 2025 | 406.3 | 0 | 0 | 406.3 | 406.3 | 406.3 | 406.3 | 406.3 | 406.3 | 406.3 | 406.3
1274 | DORI BQ SOLAR | 23INR0040 |  | HARRIS | SOLAR | HOUSTON | 2024 | 50.4 | 50.4 | 50.4 | 50.4 | 50.4 | 50.4 | 50.4 | 50.4 | 50.4 | 50.4 | 50.4
1275 | DOVE RUN SOLAR | 21INR0326 |  | DUVAL | SOLAR | SOUTH | 2026 | 120.6 | 0 | 0 | 120.6 | 120.6 | 120.6 | 120.6 | 120.6 | 120.6 | 120.6 | 120.6
1276 | DR SOLAR | 22INR0454 |  | CULBERSON | SOLAR | WEST | 2024 | 46 | 46 | 46 | 46 | 46 | 46 | 46 | 46 | 46 | 46 | 46
1277 | DUFFY SOLAR | 23INR0057 |  | MATAGORDA | SOLAR | COASTAL | 2026 | 545.2 | 0 | 0 | 545.2 | 545.2 | 545.2 | 545.2 | 545.2 | 545.2 | 545.2 | 545.2
1278 | EASTBELL MILAM SOLAR II | 24INR0208 |  | MILAM | SOLAR | SOUTH | 2024 | 150 | 0 | 150 | 150 | 150 | 150 | 150 | 150 | 150 | 150 | 150
1279 | ELIZA SOLAR | 21INR0368 |  | KAUFMAN | SOLAR | NORTH | 2024 | 151.6 | 151.6 | 151.6 | 151.6 | 151.6 | 151.6 | 151.6 | 151.6 | 151.6 | 151.6 | 151.6
1280 | EQUINOX SOLAR 1 | 21INR0226 |  | STARR | SOLAR | SOUTH | 2026 | 200 | 0 | 0 | 0 | 200 | 200 | 200 | 200 | 200 | 200 | 200
1281 | ERATH COUNTY SOLAR | 23INR0202 |  | ERATH | SOLAR | NORTH | 2025 | 207.4 | 0 | 0 | 207.4 | 207.4 | 207.4 | 207.4 | 207.4 | 207.4 | 207.4 | 207.4
1282 | ERIKA SOLAR | 24INR0303 |  | KAUFMAN | SOLAR | NORTH | 2025 | 203.5 | 0 | 203.5 | 203.5 | 203.5 | 203.5 | 203.5 | 203.5 | 203.5 | 203.5 | 203.5
1283 | ERIN SOLAR | 23INR0058 |  | WHARTON | SOLAR | SOUTH | 2025 | 202.5 | 0 | 202.5 | 202.5 | 202.5 | 202.5 | 202.5 | 202.5 | 202.5 | 202.5 | 202.5
1284 | ESTONIAN SOLAR FARM | 22INR0335 |  | DELTA | SOLAR | NORTH | 2024 | 202.5 | 202.5 | 202.5 | 202.5 | 202.5 | 202.5 | 202.5 | 202.5 | 202.5 | 202.5 | 202.5
1285 | FAGUS SOLAR PARK (MISAE SOLAR II) | 20INR0091 |  | CHILDRESS | SOLAR | PANHANDLE | 2025 | 519.5 | 0 | 519.5 | 519.5 | 519.5 | 519.5 | 519.5 | 519.5 | 519.5 | 519.5 | 519.5
1286 | FENCE POST SOLAR | 22INR0404 |  | NAVARRO | SOLAR | NORTH | 2024 | 236 | 236 | 236 | 236 | 236 | 236 | 236 | 236 | 236 | 236 | 236
1287 | FEWELL SOLAR | 23INR0367 |  | LIMESTONE | SOLAR | NORTH | 2025 | 203.5 | 0 | 203.5 | 203.5 | 203.5 | 203.5 | 203.5 | 203.5 | 203.5 | 203.5 | 203.5
1288 | GALACTIC SOLAR | 23INR0144 |  | GRAYSON | SOLAR | NORTH | 2024 | 205.2 | 205.2 | 205.2 | 205.2 | 205.2 | 205.2 | 205.2 | 205.2 | 205.2 | 205.2 | 205.2
1289 | GARCITAS CREEK SOLAR | 23INR0223 |  | JACKSON | SOLAR | SOUTH | 2025 | 201.9 | 0 | 201.9 | 201.9 | 201.9 | 201.9 | 201.9 | 201.9 | 201.9 | 201.9 | 201.9
1290 | GP SOLAR | 23INR0045 |  | VAN ZANDT | SOLAR | NORTH | 2025 | 122 | 0 | 122 | 122 | 122 | 122 | 122 | 122 | 122 | 122 | 122
1291 | GRANDSLAM SOLAR | 21INR0391 |  | ATASCOSA | SOLAR | SOUTH | 2025 | 121.9 | 0 | 121.9 | 121.9 | 121.9 | 121.9 | 121.9 | 121.9 | 121.9 | 121.9 | 121.9
1292 | GRANSOLAR TEXAS ONE | 22INR0511 |  | MILAM | SOLAR | SOUTH | 2024 | 50 | 0 | 50 | 50 | 50 | 50 | 50 | 50 | 50 | 50 | 50
1293 | GREATER BRYANT G SOLAR | 23INR0300 |  | MIDLAND | SOLAR | WEST | 2024 | 41.6 | 41.6 | 41.6 | 41.6 | 41.6 | 41.6 | 41.6 | 41.6 | 41.6 | 41.6 | 41.6
1294 | GREEN HOLLY SOLAR | 21INR0021 |  | DAWSON | SOLAR | WEST | 2026 | 413.6 | 0 | 0 | 413.6 | 413.6 | 413.6 | 413.6 | 413.6 | 413.6 | 413.6 | 413.6
1295 | GREYHOUND SOLAR | 21INR0268 |  | ECTOR | SOLAR | WEST | 2025 | 608.7 | 0 | 608.7 | 608.7 | 608.7 | 608.7 | 608.7 | 608.7 | 608.7 | 608.7 | 608.7
1296 | GRIMES COUNTY SOLAR | 23INR0160 |  | GRIMES | SOLAR | NORTH | 2025 | 210 | 0 | 210 | 210 | 210 | 210 | 210 | 210 | 210 | 210 | 210
1297 | GULF STAR SOLAR SLF (G-STAR SOLAR) | 23INR0111 |  | WHARTON | SOLAR | SOUTH | 2025 | 300.5 | 0 | 300.5 | 300.5 | 300.5 | 300.5 | 300.5 | 300.5 | 300.5 | 300.5 | 300.5
1298 | HALO SOLAR | 21INR0304 |  | BELL | SOLAR | NORTH | 2024 | 250.4 | 250.4 | 250.4 | 250.4 | 250.4 | 250.4 | 250.4 | 250.4 | 250.4 | 250.4 | 250.4
1299 | HANSON SOLAR | 23INR0086 |  | COLEMAN | SOLAR | WEST | 2025 | 400.6 | 0 | 400.6 | 400.6 | 400.6 | 400.6 | 400.6 | 400.6 | 400.6 | 400.6 | 400.6
1300 | HAYHURST TEXAS SOLAR | 22INR0363 |  | CULBERSON | SOLAR | WEST | 2024 | 24.8 | 24.8 | 24.8 | 24.8 | 24.8 | 24.8 | 24.8 | 24.8 | 24.8 | 24.8 | 24.8
1301 | HOLLYWOOD SOLAR (RED-TAILED HAWK SOLAR) | 21INR0389 |  | WHARTON | SOLAR | SOUTH | 2024 | 353.4 | 353.4 | 353.4 | 353.4 | 353.4 | 353.4 | 353.4 | 353.4 | 353.4 | 353.4 | 353.4
1302 | HONEYCOMB SOLAR | 22INR0559 |  | BEE | SOLAR | SOUTH | 2025 | 61.1 | 0 | 61.1 | 61.1 | 61.1 | 61.1 | 61.1 | 61.1 | 61.1 | 61.1 | 61.1
1303 | HOPKINS SOLAR | 20INR0210 |  | HOPKINS | SOLAR | NORTH | 2023 | 250.6 | 250.6 | 250.6 | 250.6 | 250.6 | 250.6 | 250.6 | 250.6 | 250.6 | 250.6 | 250.6
1304 | HORNET SOLAR | 23INR0021 |  | SWISHER | SOLAR | PANHANDLE | 2024 | 611 | 0 | 611 | 611 | 611 | 611 | 611 | 611 | 611 | 611 | 611
1305 | HOYTE SOLAR | 23INR0235 |  | MILAM | SOLAR | SOUTH | 2024 | 204 | 204 | 204 | 204 | 204 | 204 | 204 | 204 | 204 | 204 | 204
1306 | INDIGO SOLAR | 21INR0031 |  | FISHER | SOLAR | WEST | 2024 | 125 | 0 | 125 | 125 | 125 | 125 | 125 | 125 | 125 | 125 | 125
1307 | INERTIA SOLAR | 22INR0374 |  | HASKELL | SOLAR | WEST | 2026 | 202.4 | 0 | 0 | 202.4 | 202.4 | 202.4 | 202.4 | 202.4 | 202.4 | 202.4 | 202.4
1308 | ISAAC SOLAR | 25INR0232 |  | MATAGORDA | SOLAR | COASTAL | 2026 | 51.6 | 0 | 0 | 51.6 | 51.6 | 51.6 | 51.6 | 51.6 | 51.6 | 51.6 | 51.6
1309 | JACKALOPE SOLAR | 23INR0180 |  | SAN PATRICIO | SOLAR | COASTAL | 2024 | 155.7 | 155.7 | 155.7 | 155.7 | 155.7 | 155.7 | 155.7 | 155.7 | 155.7 | 155.7 | 155.7
1310 | JUNGMANN SOLAR | 22INR0356 |  | MILAM | SOLAR | SOUTH | 2024 | 40.2 | 0 | 40.2 | 40.2 | 40.2 | 40.2 | 40.2 | 40.2 | 40.2 | 40.2 | 40.2
1311 | LANGER SOLAR | 23INR0030 |  | BOSQUE | SOLAR | NORTH | 2025 | 249.8 | 0 | 249.8 | 249.8 | 249.8 | 249.8 | 249.8 | 249.8 | 249.8 | 249.8 | 249.8
1312 | LAVACA BAY SOLAR | 23INR0084 |  | MATAGORDA | SOLAR | COASTAL | 2024 | 243.5 | 0 | 243.5 | 243.5 | 243.5 | 243.5 | 243.5 | 243.5 | 243.5 | 243.5 | 243.5
1313 | LONG POINT SOLAR | 19INR0042 |  | BRAZORIA | SOLAR | COASTAL | 2024 | 101.3 | 101.3 | 101.3 | 101.3 | 101.3 | 101.3 | 101.3 | 101.3 | 101.3 | 101.3 | 101.3
1314 | LUNIS CREEK SOLAR 1 | 21INR0344 |  | JACKSON | SOLAR | SOUTH | 2025 | 617.1 | 0 | 617.1 | 617.1 | 617.1 | 617.1 | 617.1 | 617.1 | 617.1 | 617.1 | 617.1
1315 | MALEZA SOLAR | 21INR0220 |  | WHARTON | SOLAR | SOUTH | 2024 | 254.9 | 254.9 | 254.9 | 254.9 | 254.9 | 254.9 | 254.9 | 254.9 | 254.9 | 254.9 | 254.9
1316 | MANDORLA SOLAR | 21INR0303 |  | MILAM | SOLAR | SOUTH | 2024 | 250.5 | 250.5 | 250.5 | 250.5 | 250.5 | 250.5 | 250.5 | 250.5 | 250.5 | 250.5 | 250.5
1317 | MARKUM SOLAR | 20INR0230 |  | MCLENNAN | SOLAR | NORTH | 2025 | 161.5 | 0 | 161.5 | 161.5 | 161.5 | 161.5 | 161.5 | 161.5 | 161.5 | 161.5 | 161.5
1318 | MATAGORDA SOLAR | 22INR0342 |  | MATAGORDA | SOLAR | COASTAL | 2025 | 101 | 0 | 0 | 101 | 101 | 101 | 101 | 101 | 101 | 101 | 101
1319 | MERCURY I SOLAR | 21INR0257 |  | HILL | SOLAR | NORTH | 2024 | 203.5 | 203.5 | 203.5 | 203.5 | 203.5 | 203.5 | 203.5 | 203.5 | 203.5 | 203.5 | 203.5
1320 | MERCURY II SOLAR | 23INR0153 |  | HILL | SOLAR | NORTH | 2024 | 203.5 | 203.5 | 203.5 | 203.5 | 203.5 | 203.5 | 203.5 | 203.5 | 203.5 | 203.5 | 203.5
1321 | MIDPOINT SOLAR | 24INR0139 |  | HILL | SOLAR | NORTH | 2025 | 103.8 | 0 | 103.8 | 103.8 | 103.8 | 103.8 | 103.8 | 103.8 | 103.8 | 103.8 | 103.8
1322 | MORROW LAKE SOLAR | 19INR0155 |  | FRIO | SOLAR | SOUTH | 2024 | 200 | 200 | 200 | 200 | 200 | 200 | 200 | 200 | 200 | 200 | 200
1323 | NABATOTO SOLAR NORTH | 21INR0428 |  | LEON | SOLAR | NORTH | 2025 | 365.7 | 0 | 365.7 | 365.7 | 365.7 | 365.7 | 365.7 | 365.7 | 365.7 | 365.7 | 365.7
1324 | NAZARETH SOLAR | 16INR0049 |  | CASTRO | SOLAR | PANHANDLE | 2025 | 204 | 0 | 204 | 204 | 204 | 204 | 204 | 204 | 204 | 204 | 204
1325 | NEPTUNE SOLAR | 21INR0499 |  | JACKSON | SOLAR | SOUTH | 2025 | 206.3 | 0 | 0 | 206.3 | 206.3 | 206.3 | 206.3 | 206.3 | 206.3 | 206.3 | 206.3
1326 | NIGHTFALL SOLAR | 21INR0334 |  | UVALDE | SOLAR | SOUTH | 2025 | 152.1 | 0 | 0 | 152.1 | 152.1 | 152.1 | 152.1 | 152.1 | 152.1 | 152.1 | 152.1
1327 | NORIA SOLAR DCC | 23INR0061 |  | NUECES | SOLAR | COASTAL | 2025 | 145 | 0 | 145 | 145 | 145 | 145 | 145 | 145 | 145 | 145 | 145
1328 | NORTON SOLAR | 19INR0035 |  | RUNNELS | SOLAR | WEST | 2025 | 125 | 0 | 125 | 125 | 125 | 125 | 125 | 125 | 125 | 125 | 125
1329 | OLD HICKORY SOLAR | 20INR0236 |  | JACKSON | SOLAR | SOUTH | 2025 | 225.7 | 0 | 225.7 | 225.7 | 225.7 | 225.7 | 225.7 | 225.7 | 225.7 | 225.7 | 225.7
1330 | ORIANA SOLAR | 24INR0093 |  | VICTORIA | SOLAR | SOUTH | 2025 | 180.9 | 0 | 180.9 | 180.9 | 180.9 | 180.9 | 180.9 | 180.9 | 180.9 | 180.9 | 180.9
1331 | OUTPOST SOLAR | 23INR0007 |  | WEBB | SOLAR | SOUTH | 2025 | 513.7 | 0 | 513.7 | 513.7 | 513.7 | 513.7 | 513.7 | 513.7 | 513.7 | 513.7 | 513.7
1332 | OYSTERCATCHER SOLAR | 21INR0362 |  | ELLIS | SOLAR | NORTH | 2025 | 220.3 | 0 | 220.3 | 220.3 | 220.3 | 220.3 | 220.3 | 220.3 | 220.3 | 220.3 | 220.3
1333 | PARLIAMENT SOLAR | 23INR0044 |  | WALLER | SOLAR | HOUSTON | 2024 | 484.6 | 0 | 484.6 | 484.6 | 484.6 | 484.6 | 484.6 | 484.6 | 484.6 | 484.6 | 484.6
1334 | PEREGRINE SOLAR | 22INR0283 |  | GOLIAD | SOLAR | SOUTH | 2024 | 301.3 | 301.3 | 301.3 | 301.3 | 301.3 | 301.3 | 301.3 | 301.3 | 301.3 | 301.3 | 301.3
1335 | PINE FOREST SOLAR | 20INR0203 |  | HOPKINS | SOLAR | NORTH | 2025 | 305 | 0 | 305 | 305 | 305 | 305 | 305 | 305 | 305 | 305 | 305
1336 | PINK SOLAR | 22INR0281 |  | HUNT | SOLAR | NORTH | 2025 | 151 | 0 | 151 | 151 | 151 | 151 | 151 | 151 | 151 | 151 | 151
1337 | PORTER SOLAR | 21INR0458 |  | DENTON | SOLAR | NORTH | 2024 | 245.8 | 245.8 | 245.8 | 245.8 | 245.8 | 245.8 | 245.8 | 245.8 | 245.8 | 245.8 | 245.8
1338 | QUANTUM SOLAR | 21INR0207 |  | HASKELL | SOLAR | WEST | 2026 | 374.4 | 0 | 0 | 374.4 | 374.4 | 374.4 | 374.4 | 374.4 | 374.4 | 374.4 | 374.4
1339 | RED HOLLY SOLAR | 21INR0022 |  | DAWSON | SOLAR | WEST | 2026 | 260 | 0 | 0 | 260 | 260 | 260 | 260 | 260 | 260 | 260 | 260
1340 | REDONDA SOLAR | 23INR0162 |  | ZAPATA | SOLAR | SOUTH | 2024 | 253.2 | 253.2 | 253.2 | 253.2 | 253.2 | 253.2 | 253.2 | 253.2 | 253.2 | 253.2 | 253.2
1341 | RENEGADE PROJECT (DAWN SOLAR) | 20INR0255 |  | DEAF SMITH | SOLAR | PANHANDLE | 2025 | 515.7 | 0 | 515.7 | 515.7 | 515.7 | 515.7 | 515.7 | 515.7 | 515.7 | 515.7 | 515.7
1342 | ROCINANTE SOLAR | 23INR0231 |  | GONZALES | SOLAR | SOUTH | 2024 | 95 | 0 | 95 | 95 | 95 | 95 | 95 | 95 | 95 | 95 | 95
1343 | RODEO SOLAR | 19INR0103 |  | ANDREWS | SOLAR | WEST | 2025 | 200 | 0 | 200 | 200 | 200 | 200 | 200 | 200 | 200 | 200 | 200
1344 | ROWLAND SOLAR II | 22INR0482 |  | FORT BEND | SOLAR | HOUSTON | 2024 | 200 | 200 | 200 | 200 | 200 | 200 | 200 | 200 | 200 | 200 | 200
1345 | SAMSON SOLAR 2 | 21INR0490 |  | LAMAR | SOLAR | NORTH | 2024 | 203 | 0 | 203 | 203 | 203 | 203 | 203 | 203 | 203 | 203 | 203
1346 | SANPAT SOLAR | 25INR0052 |  | SAN PATRICIO | SOLAR | COASTAL | 2025 | 256.2 | 0 | 256.2 | 256.2 | 256.2 | 256.2 | 256.2 | 256.2 | 256.2 | 256.2 | 256.2
1347 | SANPAT SOLAR II | 25INR0081 |  | SAN PATRICIO | SOLAR | COASTAL | 2025 | 308.9 | 0 | 308.9 | 308.9 | 308.9 | 308.9 | 308.9 | 308.9 | 308.9 | 308.9 | 308.9
1348 | SBRANCH SOLAR PROJECT | 22INR0205 |  | WHARTON | SOLAR | SOUTH | 2024 | 233.5 | 233.5 | 233.5 | 233.5 | 233.5 | 233.5 | 233.5 | 233.5 | 233.5 | 233.5 | 233.5
1349 | SCHOOLHOUSE SOLAR | 22INR0211 |  | LEE | SOLAR | SOUTH | 2025 | 150.8 | 0 | 150.8 | 150.8 | 150.8 | 150.8 | 150.8 | 150.8 | 150.8 | 150.8 | 150.8
1350 | SECOND DIVISION SOLAR | 20INR0248 |  | BRAZORIA | SOLAR | COASTAL | 2024 | 100.3 | 100.3 | 100.3 | 100.3 | 100.3 | 100.3 | 100.3 | 100.3 | 100.3 | 100.3 | 100.3
1351 | SHAULA I SOLAR | 22INR0251 |  | DEWITT | SOLAR | SOUTH | 2025 | 205.2 | 0 | 205.2 | 205.2 | 205.2 | 205.2 | 205.2 | 205.2 | 205.2 | 205.2 | 205.2
1352 | SHAULA II SOLAR | 22INR0267 |  | DEWITT | SOLAR | SOUTH | 2026 | 205.2 | 0 | 0 | 205.2 | 205.2 | 205.2 | 205.2 | 205.2 | 205.2 | 205.2 | 205.2
1353 | SIGNAL SOLAR | 20INR0208 |  | HUNT | SOLAR | NORTH | 2025 | 51.8 | 0 | 51.8 | 51.8 | 51.8 | 51.8 | 51.8 | 51.8 | 51.8 | 51.8 | 51.8
1354 | SP JAGUAR SOLAR | 24INR0038 |  | MCLENNAN | SOLAR | NORTH | 2025 | 300 | 0 | 300 | 300 | 300 | 300 | 300 | 300 | 300 | 300 | 300
1355 | SPACE CITY SOLAR | 21INR0341 |  | WHARTON | SOLAR | SOUTH | 2025 | 609.7 | 0 | 609.7 | 609.7 | 609.7 | 609.7 | 609.7 | 609.7 | 609.7 | 609.7 | 609.7
1356 | SPARTA SOLAR | 22INR0352 |  | BEE | SOLAR | SOUTH | 2024 | 252.4 | 252.4 | 252.4 | 252.4 | 252.4 | 252.4 | 252.4 | 252.4 | 252.4 | 252.4 | 252.4
1357 | STAMPEDE SOLAR | 22INR0409 |  | HOPKINS | SOLAR | NORTH | 2024 | 255 | 255 | 255 | 255 | 255 | 255 | 255 | 255 | 255 | 255 | 255
1358 | STARLING SOLAR | 23INR0035 |  | GONZALES | SOLAR | SOUTH | 2025 | 123 | 0 | 123 | 123 | 123 | 123 | 123 | 123 | 123 | 123 | 123
1359 | STARR SOLAR RANCH | 20INR0216 |  | STARR | SOLAR | SOUTH | 2024 | 136.7 | 136.7 | 136.7 | 136.7 | 136.7 | 136.7 | 136.7 | 136.7 | 136.7 | 136.7 | 136.7
1360 | STILLHOUSE SOLAR | 24INR0166 |  | BELL | SOLAR | NORTH | 2025 | 212.5 | 0 | 212.5 | 212.5 | 212.5 | 212.5 | 212.5 | 212.5 | 212.5 | 212.5 | 212.5
1361 | STONERIDGE SOLAR | 24INR0031 |  | MILAM | SOLAR | SOUTH | 2024 | 201.6 | 0 | 201.6 | 201.6 | 201.6 | 201.6 | 201.6 | 201.6 | 201.6 | 201.6 | 201.6
1362 | SUN CACTUS SOLAR | 25INR0109 |  | DUVAL | SOLAR | SOUTH | 2026 | 120.7 | 0 | 0 | 120.7 | 120.7 | 120.7 | 120.7 | 120.7 | 120.7 | 120.7 | 120.7
1363 | SUNRAY | 21INR0395 |  | UVALDE | SOLAR | SOUTH | 2024 | 203.5 | 203.5 | 203.5 | 203.5 | 203.5 | 203.5 | 203.5 | 203.5 | 203.5 | 203.5 | 203.5
1364 | SYPERT BRANCH SOLAR PROJECT | 24INR0070 |  | MILAM | SOLAR | SOUTH | 2025 | 261.8 | 0 | 261.8 | 261.8 | 261.8 | 261.8 | 261.8 | 261.8 | 261.8 | 261.8 | 261.8
1365 | TALITHA SOLAR | 21INR0393 |  | JIM WELLS | SOLAR | SOUTH | 2024 | 131 | 131 | 131 | 131 | 131 | 131 | 131 | 131 | 131 | 131 | 131
1366 | TANGLEWOOD SOLAR | 23INR0054 |  | BRAZORIA | SOLAR | COASTAL | 2025 | 257 | 0 | 257 | 257 | 257 | 257 | 257 | 257 | 257 | 257 | 257
1367 | TEXANA SOLAR | 18INR0058 |  | WHARTON | SOLAR | SOUTH | 2024 | 152.3 | 152.3 | 152.3 | 152.3 | 152.3 | 152.3 | 152.3 | 152.3 | 152.3 | 152.3 | 152.3
1368 | TEXAS BLUEBONNET SOLAR | 24INR0580 |  | MCLENNAN | SOLAR | NORTH | 2024 | 9.8 | 9.8 | 9.8 | 9.8 | 9.8 | 9.8 | 9.8 | 9.8 | 9.8 | 9.8 | 9.8
1369 | TEXAS SOLAR NOVA 2 | 20INR0269 |  | KENT | SOLAR | WEST | 2024 | 200 | 200 | 200 | 200 | 200 | 200 | 200 | 200 | 200 | 200 | 200
1370 | THREE W SOLAR | 25INR0055 |  | HILL | SOLAR | NORTH | 2025 | 111.6 | 0 | 111.6 | 111.6 | 111.6 | 111.6 | 111.6 | 111.6 | 111.6 | 111.6 | 111.6
1371 | TIERRA BONITA SOLAR | 21INR0424 |  | PECOS | SOLAR | WEST | 2024 | 305.9 | 305.9 | 305.9 | 305.9 | 305.9 | 305.9 | 305.9 | 305.9 | 305.9 | 305.9 | 305.9
1372 | TROJAN SOLAR | 23INR0296 |  | COOKE | SOLAR | NORTH | 2026 | 151.3 | 0 | 0 | 151.3 | 151.3 | 151.3 | 151.3 | 151.3 | 151.3 | 151.3 | 151.3
1373 | TRUE NORTH SOLAR | 23INR0114 |  | FALLS | SOLAR | NORTH | 2024 | 238.3 | 238.3 | 238.3 | 238.3 | 238.3 | 238.3 | 238.3 | 238.3 | 238.3 | 238.3 | 238.3
1374 | TULSITA SOLAR | 21INR0223 |  | GOLIAD | SOLAR | SOUTH | 2024 | 255 | 0 | 255 | 255 | 255 | 255 | 255 | 255 | 255 | 255 | 255
1375 | TYSON NICK SOLAR | 20INR0222 |  | LAMAR | SOLAR | NORTH | 2024 | 90.1 | 0 | 90.1 | 90.1 | 90.1 | 90.1 | 90.1 | 90.1 | 90.1 | 90.1 | 90.1
1376 | ULYSSES SOLAR | 21INR0253 |  | COKE | SOLAR | WEST | 2025 | 150 | 0 | 0 | 150 | 150 | 150 | 150 | 150 | 150 | 150 | 150
1377 | UMBRA (STOCKYARD) SOLAR | 23INR0155 |  | FRANKLIN | SOLAR | NORTH | 2025 | 207.8 | 0 | 207.8 | 207.8 | 207.8 | 207.8 | 207.8 | 207.8 | 207.8 | 207.8 | 207.8
1378 | XE MURAT SOLAR | 22INR0354 |  | HARRIS | SOLAR | HOUSTON | 2024 | 60.4 | 60.4 | 60.4 | 60.4 | 60.4 | 60.4 | 60.4 | 60.4 | 60.4 | 60.4 | 60.4
1379 | YAUPON SOLAR SLF | 24INR0042 |  | MILAM | SOLAR | SOUTH | 2025 | 204.1 | 0 | 204.1 | 204.1 | 204.1 | 204.1 | 204.1 | 204.1 | 204.1 | 204.1 | 204.1
1380 | ZIER SOLAR | 21INR0019 |  | KINNEY | SOLAR | SOUTH | 2024 | 160 | 160 | 160 | 160 | 160 | 160 | 160 | 160 | 160 | 160 | 160
1381 | Planned Capacity Total (Solar) | [6 empty] | 34704.5 | 9902.5 | 28591.4 | 34504.5 | 34704.5 | 34704.5 | 34704.5 | 34704.5 | 34704.5 | 34704.5 | 34704.5
1382 | Solar Peak Average Capacity Percentage |  | SOLAR_PL_PEAK_PCT | % |  |  |  | 100 | 14 | 14 | 14 | 14 | 14 | 14 | 14 | 14 | 14 | 14
1383
1384 | Planned Storage Resources with Executed SGIA
1385 | AE-TELVIEW ESS (DGR) | 23INR0541 |  | FORT BEND | STORAGE | HOUSTON | 2024 | 10 | 10 | 10 | 10 | 10 | 10 | 10 | 10 | 10 | 10 | 10
1386 | AL PASTOR BESS | 24INR0273 |  | DAWSON | STORAGE | WEST | 2024 | 100.8 | 100.8 | 100.8 | 100.8 | 100.8 | 100.8 | 100.8 | 100.8 | 100.8 | 100.8 | 100.8
1387 | AMADOR STORAGE | 24INR0472 |  | VAN ZANDT | STORAGE | NORTH | 2024 | 100.9 | 0 | 100.9 | 100.9 | 100.9 | 100.9 | 100.9 | 100.9 | 100.9 | 100.9 | 100.9
1388 | AMSTERDAM STORAGE | 22INR0417 |  | BRAZORIA | STORAGE | COASTAL | 2025 | 201.1 | 0 | 201.1 | 201.1 | 201.1 | 201.1 | 201.1 | 201.1 | 201.1 | 201.1 | 201.1
1389 | ANEMOI ENERGY STORAGE | 23INR0369 |  | HIDALGO | STORAGE | SOUTH | 2024 | 195 | 195 | 195 | 195 | 195 | 195 | 195 | 195 | 195 | 195 | 195
1390 | ANGELO STORAGE | 23INR0418 |  | TOM GREEN | STORAGE | WEST | 2024 | 100 | 100 | 100 | 100 | 100 | 100 | 100 | 100 | 100 | 100 | 100
1391 | ANOLE BESS | 23INR0299 |  | DALLAS | STORAGE | NORTH | 2024 | 240 | 240 | 240 | 240 | 240 | 240 | 240 | 240 | 240 | 240 | 240
1392 | ARROYO STORAGE SLF | 24INR0306 |  | CAMERON | STORAGE | COASTAL | 2024 | 123.76 | 0 | 0 | 0 | 0 | 0 | 0 | 0 | 0 | 0 | 0
1393 | BIG STAR STORAGE | 21INR0469 |  | BASTROP | STORAGE | SOUTH | 2024 | 80 | 80 | 80 | 80 | 80 | 80 | 80 | 80 | 80 | 80 | 80
1394 | BLEVINS STORAGE | 23INR0119 |  | FALLS | STORAGE | NORTH | 2025 | 181.2 | 0 | 181.2 | 181.2 | 181.2 | 181.2 | 181.2 | 181.2 | 181.2 | 181.2 | 181.2
1395 | BOCO BESS | 23INR0470 |  | BORDEN | STORAGE | WEST | 2024 | 150 | 150 | 150 | 150 | 150 | 150 | 150 | 150 | 150 | 150 | 150
1396 | BORDERTOWN BESS | 23INR0354 |  | STARR | STORAGE | SOUTH | 2025 | 100 | 0 | 100 | 100 | 100 | 100 | 100 | 100 | 100 | 100 | 100
1397 | RIVER BEND (BRAZOS BEND BESS) | 23INR0363 |  | FORT BEND | STORAGE | HOUSTON | 2024 | 100 | 100 | 100 | 100 | 100 | 100 | 100 | 100 | 100 | 100 | 100
1398 | BRIGHT ARROW STORAGE | 22INR0302 |  | HOPKINS | STORAGE | NORTH | 2024 | 103.6 | 103.6 | 103.6 | 103.6 | 103.6 | 103.6 | 103.6 | 103.6 | 103.6 | 103.6 | 103.6
1399 | BRP ANTLIA BESS | 22INR0349 |  | VAL VERDE | STORAGE | WEST | 2024 | 70.9 | 70.9 | 70.9 | 70.9 | 70.9 | 70.9 | 70.9 | 70.9 | 70.9 | 70.9 | 70.9
1400 | BRP AVILA BESS | 23INR0287 |  | PECOS | STORAGE | WEST | 2024 | 164.9 | 164.9 | 164.9 | 164.9 | 164.9 | 164.9 | 164.9 | 164.9 | 164.9 | 164.9 | 164.9
1401 | BRP CACHI BESS | 22INR0388 |  | GUADALUPE | STORAGE | SOUTH | 2024 | 202.5 | 0 | 202.5 | 202.5 | 202.5 | 202.5 | 202.5 | 202.5 | 202.5 | 202.5 | 202.5
1402 | BRP CARINA BESS | 22INR0353 |  | NUECES | STORAGE | COASTAL | 2024 | 151.9 | 0 | 151.9 | 151.9 | 151.9 | 151.9 | 151.9 | 151.9 | 151.9 | 151.9 | 151.9
1403 | BRP CASTOR BESS | 23INR0358 |  | BRAZORIA | STORAGE | COASTAL | 2024 | 205.4 | 205.4 | 205.4 | 205.4 | 205.4 | 205.4 | 205.4 | 205.4 | 205.4 | 205.4 | 205.4
1404 | BRP DESNA BESS | 24INR0128 |  | BRAZORIA | STORAGE | COASTAL | 2024 | 205.4 | 205.4 | 205.4 | 205.4 | 205.4 | 205.4 | 205.4 | 205.4 | 205.4 | 205.4 | 205.4
1405 | BRP DICKENS BESS | 22INR0325 |  | DICKENS | STORAGE | PANHANDLE | 2024 | 200.8 | 200.8 | 200.8 | 200.8 | 200.8 | 200.8 | 200.8 | 200.8 | 200.8 | 200.8 | 200.8
1406 | BRP HYDRA BESS | 22INR0372 |  | PECOS | STORAGE | WEST | 2023 | 200.8 | 200.8 | 200.8 | 200.8 | 200.8 | 200.8 | 200.8 | 200.8 | 200.8 | 200.8 | 200.8
1407 | BRP LIBRA BESS | 22INR0366 |  | GUADALUPE | STORAGE | SOUTH | 2024 | 200 | 200 | 200 | 200 | 200 | 200 | 200 | 200 | 200 | 200 | 200
1408 | BRP PALEO BESS | 22INR0322 |  | HALE | STORAGE | PANHANDLE | 2023 | 200.8 | 200.8 | 200.8 | 200.8 | 200.8 | 200.8 | 200.8 | 200.8 | 200.8 | 200.8 | 200.8
1409 | BRP PAVO BESS | 22INR0384 |  | PECOS | STORAGE | WEST | 2024 | 175.8 | 175.8 | 175.8 | 175.8 | 175.8 | 175.8 | 175.8 | 175.8 | 175.8 | 175.8 | 175.8
1410 | BRP TORTOLAS BESS | 23INR0072 |  | BRAZORIA | STORAGE | COASTAL | 2023 | 50.3 | 50.3 | 50.3 | 50.3 | 50.3 | 50.3 | 50.3 | 50.3 | 50.3 | 50.3 | 50.3
1411 | BRP ZEYA BESS | 23INR0290 |  | GALVESTON | STORAGE | HOUSTON | 2024 | 256.8 | 256.8 | 256.8 | 256.8 | 256.8 | 256.8 | 256.8 | 256.8 | 256.8 | 256.8 | 256.8
1412 | BURKSOL BESS (DONEGAL BESS) | 23INR0103 |  | DICKENS | STORAGE | PANHANDLE | 2024 | 103.3 | 103.3 | 103.3 | 103.3 | 103.3 | 103.3 | 103.3 | 103.3 | 103.3 | 103.3 | 103.3
1413 | CALLISTO I ENERGY CENTER | 22INR0490 |  | HARRIS | STORAGE | HOUSTON | 2024 | 206.4 | 206.4 | 206.4 | 206.4 | 206.4 | 206.4 | 206.4 | 206.4 | 206.4 | 206.4 | 206.4
1414 | CAMP CREEK STORAGE SLF | 23INR0423 |  | ROBERTSON | STORAGE | NORTH | 2024 | 82.8 | 0 | 0 | 0 | 0 | 0 | 0 | 0 | 0 | 0 | 0
1415 | CHILLINGHAM STORAGE | 23INR0079 |  | BELL | STORAGE | NORTH | 2024 | 153.8 | 0 | 153.8 | 153.8 | 153.8 | 153.8 | 153.8 | 153.8 | 153.8 | 153.8 | 153.8
1416 | CISCO BESS (DGR) | 24INR0588 |  | EASTLAND | STORAGE | NORTH | 2024 | 9.9 | 9.9 | 9.9 | 9.9 | 9.9 | 9.9 | 9.9 | 9.9 | 9.9 | 9.9 | 9.9
1417 | CITADEL BESS | 24INR0147 |  | HARRIS | STORAGE | HOUSTON | 2024 | 204.5 | 204.5 | 204.5 | 204.5 | 204.5 | 204.5 | 204.5 | 204.5 | 204.5 | 204.5 | 204.5
1418 | CITRUS FLATTS BESS | 24INR0294 |  | CAMERON | STORAGE | COASTAL | 2025 | 100.8 | 0 | 100.8 | 100.8 | 100.8 | 100.8 | 100.8 | 100.8 | 100.8 | 100.8 | 100.8
1419 | CONNOLLY STORAGE | 23INR0403 |  | WISE | STORAGE | NORTH | 2024 | 125.4 | 125.4 | 125.4 | 125.4 | 125.4 | 125.4 | 125.4 | 125.4 | 125.4 | 125.4 | 125.4
1420 | CONTINENTAL BESS (DGR) | 23INR0543 |  | STARR | STORAGE | SOUTH | 2024 | 9.8 | 9.8 | 9.8 | 9.8 | 9.8 | 9.8 | 9.8 | 9.8 | 9.8 | 9.8 | 9.8
1421 | CORAL STORAGE | 23INR0124 |  | FALLS | STORAGE | NORTH | 2024 | 99 | 99 | 99 | 99 | 99 | 99 | 99 | 99 | 99 | 99 | 99
1422 | COTTONWOOD BAYOU STORAGE | 21INR0443 |  | BRAZORIA | STORAGE | COASTAL | 2024 | 150.8 | 150.8 | 150.8 | 150.8 | 150.8 | 150.8 | 150.8 | 150.8 | 150.8 | 150.8 | 150.8
1423 | DAMON STORAGE | 23INR0523 |  | BRAZORIA | STORAGE | COASTAL | 2024 | 5 | 5 | 5 | 5 | 5 | 5 | 5 | 5 | 5 | 5 | 5
1424 | DANISH FIELDS STORAGE | 21INR0450 |  | WHARTON | STORAGE | SOUTH | 2024 | 150 | 150 | 150 | 150 | 150 | 150 | 150 | 150 | 150 | 150 | 150
1425 | DESERT WILLOW BESS | 23INR0195 |  | ELLIS | STORAGE | NORTH | 2024 | 150 | 150 | 150 | 150 | 150 | 150 | 150 | 150 | 150 | 150 | 150
1426 | DESTINY STORAGE | 24INR0397 |  | HARRIS | STORAGE | HOUSTON | 2026 | 201.1 | 0 | 0 | 201.1 | 201.1 | 201.1 | 201.1 | 201.1 | 201.1 | 201.1 | 201.1
1427 | DIBOLL BESS (DGR) | 23INR0522 |  | ANGELINA | STORAGE | NORTH | 2024 | 9.9 | 9.9 | 9.9 | 9.9 | 9.9 | 9.9 | 9.9 | 9.9 | 9.9 | 9.9 | 9.9
1428 | DOGFISH BESS | 23INR0219 |  | PECOS | STORAGE | WEST | 2024 | 75 | 0 | 75 | 75 | 75 | 75 | 75 | 75 | 75 | 75 | 75
1429 | DORI BQ BESS | 24INR0196 |  | HARRIS | STORAGE | HOUSTON | 2024 | 154 | 154 | 154 | 154 | 154 | 154 | 154 | 154 | 154 | 154 | 154
1430 | EBONY ENERGY STORAGE | 23INR0154 |  | COMAL | STORAGE | SOUTH | 2024 | 203.5 | 203.5 | 203.5 | 203.5 | 203.5 | 203.5 | 203.5 | 203.5 | 203.5 | 203.5 | 203.5
1431 | ELIZA STORAGE | 22INR0260 |  | KAUFMAN | STORAGE | NORTH | 2024 | 100.2 | 100.2 | 100.2 | 100.2 | 100.2 | 100.2 | 100.2 | 100.2 | 100.2 | 100.2 | 100.2
1432 | ESTONIAN ENERGY STORAGE | 22INR0336 |  | DELTA | STORAGE | NORTH | 2024 | 101.6 | 101.6 | 101.6 | 101.6 | 101.6 | 101.6 | 101.6 | 101.6 | 101.6 | 101.6 | 101.6
1433 | EVAL STORAGE | 22INR0401 |  | CAMERON | STORAGE | COASTAL | 2025 | 255 | 0 | 0 | 255 | 255 | 255 | 255 | 255 | 255 | 255 | 255
1434 | EVELYN BATTERY ENERGY STORAGE SYSTEM | 24INR0460 |  | GALVESTON | STORAGE | HOUSTON | 2025 | 452 | 0 | 452 | 452 | 452 | 452 | 452 | 452 | 452 | 452 | 452
1435 | FALFURRIAS BESS (DGR) | 23INR0620 |  | BROOKS | STORAGE | SOUTH | 2024 | 9.9 | 9.9 | 9.9 | 9.9 | 9.9 | 9.9 | 9.9 | 9.9 | 9.9 | 9.9 | 9.9
1436 | FARMERSVILLE BESS (DGR) | 23INR0555 |  | COLLIN | STORAGE | NORTH | 2024 | 9.9 | 9.9 | 9.9 | 9.9 | 9.9 | 9.9 | 9.9 | 9.9 | 9.9 | 9.9 | 9.9
1437 | FENCE POST BESS | 22INR0405 |  | NAVARRO | STORAGE | NORTH | 2024 | 70 | 70 | 70 | 70 | 70 | 70 | 70 | 70 | 70 | 70 | 70
1438 | FERDINAND GRID BESS | 22INR0422 |  | BEXAR | STORAGE | SOUTH | 2026 | 202.6 | 0 | 0 | 202.6 | 202.6 | 202.6 | 202.6 | 202.6 | 202.6 | 202.6 | 202.6
1439 | FIVE WELLS STORAGE | 23INR0159 |  | BELL | STORAGE | NORTH | 2024 | 220.8 | 220.8 | 220.8 | 220.8 | 220.8 | 220.8 | 220.8 | 220.8 | 220.8 | 220.8 | 220.8
1440 | FORT DUNCAN BESS | 23INR0350 |  | MAVERICK | STORAGE | SOUTH | 2025 | 100 | 0 | 100 | 100 | 100 | 100 | 100 | 100 | 100 | 100 | 100
1441 | GARDEN CITY EAST BESS (DGR) | 23INR0565 |  | GLASSCOCK | STORAGE | WEST | 2024 | 9.9 | 9.9 | 9.9 | 9.9 | 9.9 | 9.9 | 9.9 | 9.9 | 9.9 | 9.9 | 9.9
1442 | GIGA TEXAS ENERGY STORAGE | 23INR0239 |  | TRAVIS | STORAGE | SOUTH | 2024 | 125 | 125 | 125 | 125 | 125 | 125 | 125 | 125 | 125 | 125 | 125
1443 | GREAT KISKADEE STORAGE | 23INR0166 |  | HIDALGO | STORAGE | SOUTH | 2024 | 100 | 100 | 100 | 100 | 100 | 100 | 100 | 100 | 100 | 100 | 100
1444 | GREEN HOLLY STORAGE | 21INR0029 |  | DAWSON | STORAGE | WEST | 2026 | 50 | 0 | 0 | 50 | 50 | 50 | 50 | 50 | 50 | 50 | 50
1445 | GRIZZLY RIDGE BESS (DGR) | 22INR0596 |  | HAMILTON | STORAGE | NORTH | 2023 | 9.9 | 9.9 | 9.9 | 9.9 | 9.9 | 9.9 | 9.9 | 9.9 | 9.9 | 9.9 | 9.9
1446 | GUAJILLO ENERGY STORAGE | 23INR0343 |  | WEBB | STORAGE | SOUTH | 2025 | 201.1 | 0 | 201.1 | 201.1 | 201.1 | 201.1 | 201.1 | 201.1 | 201.1 | 201.1 | 201.1
1447 | GULF STAR STORAGE SLF | 23INR0460 |  | WHARTON | STORAGE | SOUTH | 2024 | 300 | 300 | 300 | 300 | 300 | 300 | 300 | 300 | 300 | 300 | 300
1448 | GUNNAR BESS | 24INR0491 |  | HIDALGO | STORAGE | SOUTH | 2025 | 203 | 0 | 203 | 203 | 203 | 203 | 203 | 203 | 203 | 203 | 203
1449 | HAMILTON BESS (DGR) | 23INR0554 |  | VAL VERDE | STORAGE | WEST | 2024 | 9.9 | 9.9 | 9.9 | 9.9 | 9.9 | 9.9 | 9.9 | 9.9 | 9.9 | 9.9 | 9.9
1450 | HANSON STORAGE | 24INR0057 |  | COLEMAN | STORAGE | WEST | 2025 | 100 | 0 | 100 | 100 | 100 | 100 | 100 | 100 | 100 | 100 | 100
1451 | HONEYCOMB STORAGE SLF | 23INR0392 |  | BEE | STORAGE | SOUTH | 2025 | 61.47 | 0 | 0 | 0 | 0 | 0 | 0 | 0 | 0 | 0 | 0
1452 | HUMMINGBIRD STORAGE | 22INR0327 |  | DENTON | STORAGE | NORTH | 2024 | 100 | 100 | 100 | 100 | 100 | 100 | 100 | 100 | 100 | 100 | 100
1453 | IEP DAMON BESS (DGR) | 23INR0603 |  | BRAZORIA | STORAGE | COASTAL | 2024 | 10 | 10 | 10 | 10 | 10 | 10 | 10 | 10 | 10 | 10 | 10
1454 | IEP ORCHARD BESS | 23INR0556 |  | FORT BEND | STORAGE | HOUSTON | 2024 | 10 | 10 | 10 | 10 | 10 | 10 | 10 | 10 | 10 | 10 | 10
1455 | INERTIA BESS | 22INR0328 |  | HASKELL | STORAGE | WEST | 2024 | 13 | 13 | 13 | 13 | 13 | 13 | 13 | 13 | 13 | 13 | 13
1456 | INERTIA BESS 2 | 22INR0375 |  | HASKELL | STORAGE | WEST | 2025 | 100.8 | 0 | 100.8 | 100.8 | 100.8 | 100.8 | 100.8 | 100.8 | 100.8 | 100.8 | 100.8
1457 | IRON BELT ENERGY STORAGE | 25INR0208 |  | BORDEN | STORAGE | WEST | 2025 | 400 | 0 | 400 | 400 | 400 | 400 | 400 | 400 | 400 | 400 | 400
1458 | JUDKINS BESS (DGR) | 24INR0586 |  | ECTOR | STORAGE | WEST | 2024 | 9.9 | 9.9 | 9.9 | 9.9 | 9.9 | 9.9 | 9.9 | 9.9 | 9.9 | 9.9 | 9.9
1459 | LARKSPUR ENERGY STORAGE | 23INR0340 |  | UPTON | STORAGE | WEST | 2025 | 307.5 | 0 | 307.5 | 307.5 | 307.5 | 307.5 | 307.5 | 307.5 | 307.5 | 307.5 | 307.5
1460 | LAURELES BESS (DGR) | 23INR0499 |  | CAMERON | STORAGE | COASTAL | 2024 | 9.9 | 9.9 | 9.9 | 9.9 | 9.9 | 9.9 | 9.9 | 9.9 | 9.9 | 9.9 | 9.9
1461 | LIMOUSIN OAK STORAGE | 22INR0338 |  | GRIMES | STORAGE | NORTH | 2024 | 100 | 100 | 100 | 100 | 100 | 100 | 100 | 100 | 100 | 100 | 100
1462 | LONG POINT STORAGE | 21INR0444 |  | BRAZORIA | STORAGE | COASTAL | 2025 | 100.6 | 0 | 100.6 | 100.6 | 100.6 | 100.6 | 100.6 | 100.6 | 100.6 | 100.6 | 100.6
1463 | LONGBOW BESS | 25INR0328 |  | BRAZORIA | STORAGE | COASTAL | 2024 | 174.7 | 174.7 | 174.7 | 174.7 | 174.7 | 174.7 | 174.7 | 174.7 | 174.7 | 174.7 | 174.7
1464 | LOWER RIO BESS | 22INR0468 |  | HIDALGO | STORAGE | SOUTH | 2025 | 60.5 | 0 | 60.5 | 60.5 | 60.5 | 60.5 | 60.5 | 60.5 | 60.5 | 60.5 | 60.5
1465 | LUFKIN SOUTH BESS (DGR) | 24INR0587 |  | ANGELINA | STORAGE | NORTH | 2024 | 9.9 | 9.9 | 9.9 | 9.9 | 9.9 | 9.9 | 9.9 | 9.9 | 9.9 | 9.9 | 9.9
1466 | MAINLAND BESS (DGR) | 24INR0624 |  | GALVESTON | STORAGE | HOUSTON | 2024 | 9.9 | 9.9 | 9.9 | 9.9 | 9.9 | 9.9 | 9.9 | 9.9 | 9.9 | 9.9 | 9.9
1467 | MIDPOINT STORAGE | 24INR0138 |  | HILL | STORAGE | NORTH | 2025 | 52.2 | 0 | 52.2 | 52.2 | 52.2 | 52.2 | 52.2 | 52.2 | 52.2 | 52.2 | 52.2
1468 | MIDWAY BESS | 23INR0688 |  | ECTOR | STORAGE | WEST | 2024 | 9.9 | 9.9 | 9.9 | 9.9 | 9.9 | 9.9 | 9.9 | 9.9 | 9.9 | 9.9 | 9.9
1469 | MILTON BESS (DGR) | 23INR0552 |  | KARNES | STORAGE | SOUTH | 2025 | 9.9 | 0 | 9.9 | 9.9 | 9.9 | 9.9 | 9.9 | 9.9 | 9.9 | 9.9 | 9.9
1470 | MINERAL WELLS EAST BESS (DGR) | 23INR0570 |  | PALO PINTO | STORAGE | NORTH | 2024 | 9.9 | 9.9 | 9.9 | 9.9 | 9.9 | 9.9 | 9.9 | 9.9 | 9.9 | 9.9 | 9.9
1471 | MYRTLE STORAGE | 21INR0442 |  | BRAZORIA | STORAGE | COASTAL | 2024 | 151.2 | 151.2 | 151.2 | 151.2 | 151.2 | 151.2 | 151.2 | 151.2 | 151.2 | 151.2 | 151.2
1472 | NEW JUNCTION BESS | 23INR0619 |  | KIMBLE | STORAGE | SOUTH | 2024 | 9.9 | 9.9 | 9.9 | 9.9 | 9.9 | 9.9 | 9.9 | 9.9 | 9.9 | 9.9 | 9.9
1473 | NORIA STORAGE | 23INR0062 |  | NUECES | STORAGE | COASTAL | 2025 | 75 | 0 | 75 | 75 | 75 | 75 | 75 | 75 | 75 | 75 | 75
1474 | ORIANA BESS | 24INR0109 |  | VICTORIA | STORAGE | SOUTH | 2025 | 60.3 | 0 | 60.3 | 60.3 | 60.3 | 60.3 | 60.3 | 60.3 | 60.3 | 60.3 | 60.3
1475 | PADUA GRID BESS | 22INR0368 |  | BEXAR | STORAGE | SOUTH | 2024 | 51.4 | 51.4 | 51.4 | 51.4 | 51.4 | 51.4 | 51.4 | 51.4 | 51.4 | 51.4 | 51.4
1476 | PAULINE BESS (DGR) | 24INR0585 |  | HENDERSON | STORAGE | NORTH | 2024 | 9.9 | 9.9 | 9.9 | 9.9 | 9.9 | 9.9 | 9.9 | 9.9 | 9.9 | 9.9 | 9.9
1477 | PAVLOV BESS (DGR) | 24INR0615 |  | MATAGORDA | STORAGE | COASTAL | 2024 | 9.9 | 9.9 | 9.9 | 9.9 | 9.9 | 9.9 | 9.9 | 9.9 | 9.9 | 9.9 | 9.9
1478 | PINTAIL PASS BESS | 24INR0302 |  | SAN PATRICIO | STORAGE | COASTAL | 2025 | 201.2 | 0 | 201.2 | 201.2 | 201.2 | 201.2 | 201.2 | 201.2 | 201.2 | 201.2 | 201.2
1479 | PLATINUM STORAGE | 22INR0554 |  | FANNIN | STORAGE | NORTH | 2025 | 309.3 | 0 | 309.3 | 309.3 | 309.3 | 309.3 | 309.3 | 309.3 | 309.3 | 309.3 | 309.3
1480 | RAMSEY STORAGE | 21INR0505 |  | WHARTON | STORAGE | SOUTH | 2025 | 510.4 | 0 | 0 | 510.4 | 510.4 | 510.4 | 510.4 | 510.4 | 510.4 | 510.4 | 510.4
1481 | RED EGRET BESS | 24INR0281 |  | GALVESTON | STORAGE | HOUSTON | 2025 | 300 | 0 | 300 | 300 | 300 | 300 | 300 | 300 | 300 | 300 | 300
1482 | RED HOLLY STORAGE | 21INR0033 |  | DAWSON | STORAGE | WEST | 2026 | 50 | 0 | 0 | 50 | 50 | 50 | 50 | 50 | 50 | 50 | 50
1483 | REGIS GREGORY | 23INR0539 |  | SAN PATRICIO | STORAGE | COASTAL | 2024 | 10 | 10 | 10 | 10 | 10 | 10 | 10 | 10 | 10 | 10 | 10
1484 | REGIS MOORE FIELD BESS | 23INR0498 |  | HIDALGO | STORAGE | SOUTH | 2024 | 9.9 | 9.9 | 9.9 | 9.9 | 9.9 | 9.9 | 9.9 | 9.9 | 9.9 | 9.9 | 9.9
1485 | ROCINANTE BESS | 23INR0232 |  | GONZALES | STORAGE | SOUTH | 2024 | 33 | 0 | 33 | 33 | 33 | 33 | 33 | 33 | 33 | 33 | 33
1486 | RODEO RANCH ENERGY STORAGE II | 24INR0609 |  | REEVES | STORAGE | WEST | 2024 | 10 | 10 | 10 | 10 | 10 | 10 | 10 | 10 | 10 | 10 | 10
1487 | RUSSEK STREET BESS (DGR) | 24INR0614 |  | REAGAN | STORAGE | WEST | 2024 | 9.9 | 9.9 | 9.9 | 9.9 | 9.9 | 9.9 | 9.9 | 9.9 | 9.9 | 9.9 | 9.9
1488 | RYAN ENERGY STORAGE | 20INR0246 |  | CORYELL | STORAGE | NORTH | 2024 | 50 | 50 | 50 | 50 | 50 | 50 | 50 | 50 | 50 | 50 | 50
1489 | SEVEN FLAGS BESS | 23INR0351 |  | WEBB | STORAGE | SOUTH | 2024 | 100.6 | 0 | 100.6 | 100.6 | 100.6 | 100.6 | 100.6 | 100.6 | 100.6 | 100.6 | 100.6
1490 | SHEEP CREEK STORAGE | 24INR0100 |  | CALLAHAN | STORAGE | WEST | 2024 | 135.1 | 135.1 | 135.1 | 135.1 | 135.1 | 135.1 | 135.1 | 135.1 | 135.1 | 135.1 | 135.1
1491 | SMT IRONMAN BESS | 24INR0265 |  | BRAZORIA | STORAGE | COASTAL | 2024 | 304.2 | 304.2 | 304.2 | 304.2 | 304.2 | 304.2 | 304.2 | 304.2 | 304.2 | 304.2 | 304.2
1492 | CARAMBOLA BESS (SMT MCALLEN II) | 24INR0436 |  | HIDALGO | STORAGE | SOUTH | 2026 | 97.4 | 0 | 0 | 97.4 | 97.4 | 97.4 | 97.4 | 97.4 | 97.4 | 97.4 | 97.4
1493 | SOHO BESS | 23INR0419 |  | BRAZORIA | STORAGE | COASTAL | 2025 | 206.3 | 0 | 206.3 | 206.3 | 206.3 | 206.3 | 206.3 | 206.3 | 206.3 | 206.3 | 206.3
1494 | SOHO II BESS | 25INR0162 |  | BRAZORIA | STORAGE | COASTAL | 2025 | 206.3 | 0 | 206.3 | 206.3 | 206.3 | 206.3 | 206.3 | 206.3 | 206.3 | 206.3 | 206.3
1495 | SOPORTAR ESS | 23INR0381 |  | BEXAR | STORAGE | SOUTH | 2025 | 102.1 | 0 | 102.1 | 102.1 | 102.1 | 102.1 | 102.1 | 102.1 | 102.1 | 102.1 | 102.1
1496 | SOWERS STORAGE | 22INR0552 |  | KAUFMAN | STORAGE | NORTH | 2025 | 200 | 0 | 200 | 200 | 200 | 200 | 200 | 200 | 200 | 200 | 200
1497 | SP JAGUAR BESS | 24INR0039 |  | MCLENNAN | STORAGE | NORTH | 2025 | 300 | 0 | 300 | 300 | 300 | 300 | 300 | 300 | 300 | 300 | 300
1498 | ST. GALL I ENERGY STORAGE | 22INR0524 |  | PECOS | STORAGE | WEST | 2024 | 100 | 100 | 100 | 100 | 100 | 100 | 100 | 100 | 100 | 100 | 100
1499 | STAMPEDE BESS | 22INR0410 |  | HOPKINS | STORAGE | NORTH | 2024 | 70 | 70 | 70 | 70 | 70 | 70 | 70 | 70 | 70 | 70 | 70
1500 | STOCKYARD GRID BATT | 21INR0492 |  | TARRANT | STORAGE | NORTH | 2024 | 150.6 | 150.6 | 150.6 | 150.6 | 150.6 | 150.6 | 150.6 | 150.6 | 150.6 | 150.6 | 150.6
1501 | TALITHA BESS | 23INR0331 |  | JIM WELLS | STORAGE | SOUTH | 2024 | 61.4 | 61.4 | 61.4 | 61.4 | 61.4 | 61.4 | 61.4 | 61.4 | 61.4 | 61.4 | 61.4
1502 | TANZANITE STORAGE | 22INR0549 |  | HENDERSON | STORAGE | NORTH | 2024 | 257.7 | 257.7 | 257.7 | 257.7 | 257.7 | 257.7 | 257.7 | 257.7 | 257.7 | 257.7 | 257.7
1503 | THIRD COAST BESS | 23INR0361 |  | JACKSON | STORAGE | SOUTH | 2024 | 101.2 | 0 | 101.2 | 101.2 | 101.2 | 101.2 | 101.2 | 101.2 | 101.2 | 101.2 | 101.2
1504 | TIDWELL PRAIRIE STORAGE 1 | 21INR0517 |  | ROBERTSON | STORAGE | NORTH | 2026 | 200 | 0 | 0 | 200 | 200 | 200 | 200 | 200 | 200 | 200 | 200
1505 | TIERRA SECA BESS | 23INR0364 |  | VAL VERDE | STORAGE | WEST | 2025 | 101.2 | 0 | 101.2 | 101.2 | 101.2 | 101.2 | 101.2 | 101.2 | 101.2 | 101.2 | 101.2
1506 | UMBRA (STOCKYARD) BESS | 23INR0156 |  | FRANKLIN | STORAGE | NORTH | 2025 | 73 | 0 | 73 | 73 | 73 | 73 | 73 | 73 | 73 | 73 | 73
1507 | WALSTROM BESS | 22INR0540 |  | AUSTIN | STORAGE | SOUTH | 2025 | 200 | 0 | 200 | 200 | 200 | 200 | 200 | 200 | 200 | 200 | 200
1508 | WEIL TRACT BESS | 23INR0569 |  | NUECES | STORAGE | COASTAL | 2024 | 9.9 | 9.9 | 9.9 | 9.9 | 9.9 | 9.9 | 9.9 | 9.9 | 9.9 | 9.9 | 9.9
1509 | WIGEON WHISTLE BESS | 24INR0312 |  | COLLIN | STORAGE | NORTH | 2024 | 120.7 | 120.7 | 120.7 | 120.7 | 120.7 | 120.7 | 120.7 | 120.7 | 120.7 | 120.7 | 120.7
1510 | WIZARD BESS | 25INR0300 |  | GALVESTON | STORAGE | HOUSTON | 2025 | 150.6 | 0 | 150.6 | 150.6 | 150.6 | 150.6 | 150.6 | 150.6 | 150.6 | 150.6 | 150.6
1511 | YAUPON STORAGE SLF | 24INR0169 |  | MILAM | STORAGE | SOUTH | 2025 | 102.04 | 0 | 0 | 0 | 0 | 0 | 0 | 0 | 0 | 0 | 0
1512 | ZIER STORAGE | 21INR0027 |  | KINNEY | STORAGE | SOUTH | 2024 | 40.4 | 40.4 | 40.4 | 40.4 | 40.4 | 40.4 | 40.4 | 40.4 | 40.4 | 40.4 | 40.4
1513 | SMALL GENERATORS WITH SIGNED IAs AND 'MODEL READY DATES' PENDING * | [6 empty] | 69.5 | 69.5 | 69.5 | 69.5 | 69.5 | 69.5 | 69.5 | 69.5 | 69.5 | 69.5 | 69.5
1514 | Planned Capacity Total (Storage) | [6 empty] | 15780.07 | 7768.6 | 13843.5 | 15410 | 15410 | 15410 | 15410 | 15410 | 15410 | 15410 | 15410
1515 | Storage Peak Average Capacity Percentage |  | STORAGE_PL_PEAK_PCT | % |  |  |  | 100 | 0 | 0 | 0 | 0 | 0 | 0 | 0 | 0 | 0 | 0
1516
1517 | Inactive Planned Resources
1518 | AGATE SOLAR | 20INR0023 |  | ELLIS | SOLAR | NORTH | 2020 | 60 | 60 | 60 | 60 | 60 | 60 | 60 | 60 | 60 | 60 | 60
1519 | HART WIND | 16INR0033 |  | CASTRO | WIND-P | PANHANDLE | 2026 | 165 | 0 | 0 | 165 | 165 | 165 | 165 | 165 | 165 | 165 | 165
1520 | KONTIKI 1 WIND (ERIK) | 19INR0099a |  | GLASSCOCK | WIND-O | WEST | 2023 | 250.1 | 250.1 | 250.1 | 250.1 | 250.1 | 250.1 | 250.1 | 250.1 | 250.1 | 250.1 | 250.1
1521 | KONTIKI 2 WIND (ERNEST) | 19INR0099b |  | GLASSCOCK | WIND-O | WEST | 2023 | 250.1 | 250.1 | 250.1 | 250.1 | 250.1 | 250.1 | 250.1 | 250.1 | 250.1 | 250.1 | 250.1
1522 | MARIAH DEL ESTE | 13INR0010a |  | PARMER | WIND-P | PANHANDLE | 2020 | 152.5 | 152.5 | 152.5 | 152.5 | 152.5 | 152.5 | 152.5 | 152.5 | 152.5 | 152.5 | 152.5
1523 | MIRAGE CTG 1 | 17INR0022 |  | HARRIS | GAS-GT | HOUSTON | 2023 | 11 | 11 | 11 | 11 | 11 | 11 | 11 | 11 | 11 | 11 | 11
1524 | NORTHDRAW WIND | 13INR0025 |  | RANDALL | WIND-P | PANHANDLE | 2020 | 150 | 150 | 150 | 150 | 150 | 150 | 150 | 150 | 150 | 150 | 150
1525 | RUETER SOLAR | 20INR0202 |  | BOSQUE | SOLAR | NORTH | 2025 | 200 | 0 | 0 | 200 | 200 | 200 | 200 | 200 | 200 | 200 | 200
1526 | SODA LAKE SOLAR 1 SLF | 20INR0143 |  | CRANE | SOLAR | WEST | 2024 | 203 | 203 | 203 | 203 | 203 | 203 | 203 | 203 | 203 | 203 | 203
1527 | SODA LAKE SOLAR 2 SLF | 23INR0080 |  | CRANE | SOLAR | WEST | 2023 | 202.6 | 202.6 | 202.6 | 202.6 | 202.6 | 202.6 | 202.6 | 202.6 | 202.6 | 202.6 | 202.6
1528 | SPINEL SOLAR | 20INR0025 |  | MEDINA | SOLAR | SOUTH | 2024 | 30 | 30 | 30 | 30 | 30 | 30 | 30 | 30 | 30 | 30 | 30
1529 | Inactive Planned Capacity Total | [6 empty] | 1674.3 | 1309.3 | 1309.3 | 1674.3 | 1674.3 | 1674.3 | 1674.3 | 1674.3 | 1674.3 | 1674.3 | 1674.3
1530
1531 | Seasonal Mothballed Resources
1532 | POWERLANE PLANT STG 1 (AS OF 10/1/2022, AVAILABLE 5/26 THROUGH 9/30) |  | STEAM1A_STEAM_1 | HUNT | GAS-ST | NORTH | 1966 | 18.75 | 17.5 | 17.5 | 17.5 | 17.5 | 17.5 | 17.5 | 17.5 | 17.5 | 17.5 | 17.5
1533 | SPENCER STG U4 (AS OF 10/24/2022, AVAILABLE 4/2 THROUGH 11/30) |  | SPNCER_SPNCE_4 | DENTON | GAS-ST | NORTH | 1966 | 61 | 57 | 57 | 57 | 57 | 57 | 57 | 57 | 57 | 57 | 57
1534 | SPENCER STG U5 (AS OF 10/24/2022, AVAILABLE 4/2 THROUGH 11/30) |  | SPNCER_SPNCE_5 | DENTON | GAS-ST | NORTH | 1973 | 65 | 61 | 61 | 61 | 61 | 61 | 61 | 61 | 61 | 61 | 61
1535 | Total Seasonal Mothballed Capacity | [6 empty] | 144.75 | 135.5 | 135.5 | 135.5 | 135.5 | 135.5 | 135.5 | 135.5 | 135.5 | 135.5 | 135.5
1536
1537 | Mothballed Resources
1538 | BRANDON (LP&L) (DGR) (INDEFINITE MOTHBALL AS OF 10/2/2023) |  | BRANDON_UNIT1 | LUBBOCK | GAS-GT | PANHANDLE | 2021 | 25 | 20 | 20 | 20 | 20 | 20 | 20 | 20 | 20 | 20 | 20
1539 | CALENERGY-FALCON SEABOARD STG 3 (AS OF 7/8/22, DUE TO FORCED OUTAGE) |  | FLCNS_UNIT3 | HOWARD | GAS-CC | WEST | 1988 | 62 | 62 | 62 | 62 | 62 | 62 | 62 | 62 | 62 | 62 | 62
1540 | R MASSENGALE CTG 1 (LP&L) (INDEFINITE MOTHBALL AS OF 10/2/2023) |  | MASSENGL_G6 | LUBBOCK | GAS-CC | PANHANDLE | 2021 | 20 | 18 | 18 | 18 | 18 | 18 | 18 | 18 | 18 | 18 | 18
1541 | R MASSENGALE CTG 2 (LP&L) (INDEFINITE MOTHBALL AS OF 10/2/2023) |  | MASSENGL_G7 | LUBBOCK | GAS-CC | PANHANDLE | 2021 | 20 | 18 | 18 | 18 | 18 | 18 | 18 | 18 | 18 | 18 | 18
1542 | R MASSENGALE STG (LP&L) (INDEFINITE MOTHBALL AS OF 10/2/2023) |  | MASSENGL_G8 | LUBBOCK | GAS-CC | PANHANDLE | 2021 | 58.9 | 38 | 38 | 38 | 38 | 38 | 38 | 38 | 38 | 38 | 38
1543 | RAY OLINGER STG 1 (AS OF 4/5/22) |  | OLINGR_OLING_1 | COLLIN | GAS-ST | NORTH | 1967 | 78 | 78 | 78 | 78 | 78 | 78 | 78 | 78 | 78 | 78 | 78
1544 | TEXAS BIG SPRING WIND B (ENTERING INDEFINITE MOTHBALL STATUS ON 1/1/24) |  | SGMTN_SIGNALM2 | HOWARD | WIND-O | WEST | 1999 | 6.6 | 6.6 | 6.6 | 6.6 | 6.6 | 6.6 | 6.6 | 6.6 | 6.6 | 6.6 | 6.6
1545 | TY COOKE CTG 1 (LP&L) (INDEFINITE MOTHBALL AS OF 10/2/2023) |  | TY_COOKE_GT2 | LUBBOCK | GAS-GT | PANHANDLE | 2021 | 18.7 | 14 | 14 | 14 | 14 | 14 | 14 | 14 | 14 | 14 | 14
1546 | TY COOKE CTG 2 (LP&L) (INDEFINITE MOTHBALL AS OF 10/2/2023) |  | TY_COOKE_GT3 | LUBBOCK | GAS-GT | PANHANDLE | 2021 | 26.6 | 17 | 17 | 17 | 17 | 17 | 17 | 17 | 17 | 17 | 17
1547 | WICHITA FALLS STG 4 (ENTERING INDEFINITE MOTHBALL STATUS ON 11/1/23) |  | WFCOGEN_UNIT4 | WICHITA | GAS-CC | WEST | 1987 | 20 | 16 | 16 | 16 | 16 | 16 | 16 | 16 | 16 | 16 | 16
1548 | Total Mothballed Capacity | [6 empty] | 335.8 | 287.6 | 287.6 | 287.6 | 287.6 | 287.6 | 287.6 | 287.6 | 287.6 | 287.6 | 287.6
1549
1550 | Retiring Resources Unavailable to ERCOT (since last CDR/MORA)
1551 | Total Retiring Capacity | [6 empty] | 0 | 0 | 0 | 0 | 0 | 0 | 0 | 0 | 0 | 0 | 1
Capacity changes due to planned repower/upgrade projects are reflected in the operational units' ratings upon receipt and ERCOT approval of updated resource registration system information. Interconnection requests for existing resources that involve MW capacity changes are indicated with a code in the “Generation Interconnection Project Code” column.
Although seasonal capacity ratings for battery energy storage systems are reported above, the ratings are not included in the operational/planned capacity formulae. These resources are assumed to provide Ancillary Services rather than sustained capacity available to meet system peak loads.
The capacities of planned projects that have been approved for Initial Synchronization at the time of report creation are assumed to be available for the season regardless of their projected Commercial Operations Dates.
Planned projects for which maximum seasonal sustained capacity ratings have been provided are used in lieu of capacities entered into the online Resource Integration and Ongoing Operations - Interconnection Services (RIOO-IS) system.
Installed capacity ratings are based on the maximum power that a generating unit can produce during normal sustained operating conditions as specified by the equipment manufacturer. These ratings reflect the latest information in the Resource Integration and Ongoing Operations - Reources Services (RIOO-RS) system.
Note on I404: CHISHOLM GRID, 100 MW Battery energy will be on extended outage from 11/1/24 for 14-18 months.
Note on J404: CHISHOLM GRID, 100 MW Battery energy will be on extended outage from 11/1/24 for 14-18 months.
Note on K404: CHISHOLM GRID, 100 MW Battery energy will be on extended outage from 11/1/24 for 14-18 months.
Note on J443: Extended outages: GUADALUPE BLANCO RIVER AUTH-SCHUMANSVILLE (3.6 MW) and 2.4 MW of the 4.8 MW GUADALUPE BLANCO RIVER AUTH-LAKEWOOD TAP Hydro unit.

## Fuel Type Capacity Mix
Summer Fuel Types - ERCOT
Fuel type is based on the primary fuel. Capacity contribution of the wind resources is included at 60% for Coastal counties, 29% for Panhandle counties, and 22% for all other counties, while the solar capacity contribution is 76%. Private Use Network, and Hydro are included based on the three-year average historical capability for each Summer Season's 20 peak load hours. Non-Synchronous Tie resources import forecast is based on flows seen during Energy Emergency Alert (EEA) periods in the most recent summer of occurrence. Non-Synchronous Tie resources are categorized as Other. Mothballed resource capacity is excluded except for Available Mothball Capacity based on a Seasonal Availability Schedule or Owner's reported Return Probability. Private Use Network generator capacity is categorized as gas.
In MW
Fuel_Type | Capacity_Pct | 2024 | 2025 | 2026 | 2027 | 2028 | 2029 | 2030 | 2031 | 2032 | 2033
Biomass | 100% | 162.8 | 162.8 | 162.8 | 162.8 | 162.8 | 162.8 | 162.8 | 162.8 | 162.8 | 162.8
Coal | 100% | 13567.6 | 13567.6 | 13567.6 | 13567.6 | 13567.6 | 13567.6 | 13567.6 | 13567.6 | 13567.6 | 13567.6
Gas | 100% | 52751.725 | 52600.725 | 52746.725 | 53359.725 | 53359.725 | 53359.725 | 53359.725 | 53359.725 | 53359.725 | 53359.725
Nuclear | 100% | 4973.2 | 4973.2 | 4973.2 | 4973.2 | 4973.2 | 4973.2 | 4973.2 | 4973.2 | 4973.2 | 4973.2
Other | 69.67% | 849.974 | 849.974 | 849.974 | 849.974 | 849.974 | 849.974 | 849.974 | 849.974 | 849.974 | 849.974
Hydro | 80% | 455.1532 | 455.1532 | 455.1532 | 455.1532 | 455.1532 | 455.1532 | 455.1532 | 455.1532 | 455.1532 | 455.1532
Wind-C | 60% | 3258.12 | 3258.12 | 3258.12 | 3258.12 | 3258.12 | 3258.12 | 3258.12 | 3258.12 | 3258.12 | 3258.12
Wind-P | 29% | 1278.233 | 1278.233 | 1278.233 | 1278.233 | 1278.233 | 1278.233 | 1278.233 | 1278.233 | 1278.233 | 1278.233
Wind-O | 22% | 6128.298 | 6128.298 | 6128.298 | 6128.298 | 6128.298 | 6128.298 | 6128.298 | 6128.298 | 6128.298 | 6128.298
Solar | 76% | 14975.8 | 14975.8 | 14975.8 | 14975.8 | 14975.8 | 14975.8 | 14975.8 | 14975.8 | 14975.8 | 14975.8
Storage | 0% | bar: 2024 to 2033
Total |  | 98400.9032 | 98249.9032 | 98395.9032 | 99008.9032 | 99008.9032 | 99008.9032 | 99008.9032 | 99008.9032 | 99008.9032 | 99008.9032
In Percentages
Fuel_Type |  | 2024 | 2025 | 2026 | 2027 | 2028 | 2029 | 2030 | 2031 | 2032 | 2033
Biomass |  | 0.1654% | 0.1657% | 0.1655% | 0.1644% | 0.1644% | 0.1644% | 0.1644% | 0.1644% | 0.1644% | 0.1644%
Coal |  | 13.79% | 13.81% | 13.79% | 13.7% | 13.7% | 13.7% | 13.7% | 13.7% | 13.7% | 13.7%
Natural Gas |  | 53.61% | 53.54% | 53.61% | 53.89% | 53.89% | 53.89% | 53.89% | 53.89% | 53.89% | 53.89%
Nuclear |  | 5.054% | 5.062% | 5.054% | 5.023% | 5.023% | 5.023% | 5.023% | 5.023% | 5.023% | 5.023%
Other |  | 0.8638% | 0.8651% | 0.8638% | 0.8585% | 0.8585% | 0.8585% | 0.8585% | 0.8585% | 0.8585% | 0.8585%
Hydro |  | 0.4625% | 0.4633% | 0.4626% | 0.4597% | 0.4597% | 0.4597% | 0.4597% | 0.4597% | 0.4597% | 0.4597%
Wind-C |  | 3.311% | 3.316% | 3.311% | 3.291% | 3.291% | 3.291% | 3.291% | 3.291% | 3.291% | 3.291%
Wind-P |  | 1.299% | 1.301% | 1.299% | 1.291% | 1.291% | 1.291% | 1.291% | 1.291% | 1.291% | 1.291%
Wind-O |  | 6.228% | 6.237% | 6.228% | 6.19% | 6.19% | 6.19% | 6.19% | 6.19% | 6.19% | 6.19%
Solar |  | 15.22% | 15.24% | 15.22% | 15.13% | 15.13% | 15.13% | 15.13% | 15.13% | 15.13% | 15.13%
Storage | bar: 2024 to 2033
Total |  | 100% | 100% | 100% | 100% | 100% | 100% | 100% | 100% | 100% | 100%
Winter Fuel Types - ERCOT
Fuel type is based on the primary fuel. Capacity contribution of the wind resources is included at 56% for Coastal counties, 37% for Panhandle counties, and 26% for all other counties, while the solar capacity contribution is 14%. Private Use Network, and Hydro are included based on the three-year average historical capability for each Summer Season's 20 peak load hours. Non-Synchronous Tie resources import forecast is based on flows seen during Energy Emergency Alert (EEA) periods in the most recent Summer of occurrence. Non-Synchronous Tie resources are categorized as Other. Mothballed resource capacity is excluded except for Available Mothball Capacity based on a Seasonal Availability Schedule or Owner's reported Return Probability. Private Use Network generator capacity is categorized as gas.
In MW
Fuel_Type | Capacity_Pct | 2024 | 2025 | 2026 | 2027 | 2028 | 2029 | 2030 | 2031 | 2032 | 2033
Biomass | 100% | 162.8 | 162.8 | 162.8 | 162.8 | 162.8 | 162.8 | 162.8 | 162.8 | 162.8 | 162.8
Coal | 100% | 13629.6 | 13629.6 | 13629.6 | 13629.6 | 13629.6 | 13629.6 | 13629.6 | 13629.6 | 13629.6 | 13629.6
Gas | 100% | 58271.825 | 58271.825 | 58266.825 | 58451.825 | 58451.825 | 58451.825 | 58451.825 | 58451.825 | 58451.825 | 58451.825
Nuclear | 100% | 5153.2 | 5153.2 | 5153.2 | 5153.2 | 5153.2 | 5153.2 | 5153.2 | 5153.2 | 5153.2 | 5153.2
Other | 59% | 719.8 | 719.8 | 719.8 | 719.8 | 719.8 | 719.8 | 719.8 | 719.8 | 719.8 | 719.8
Hydro | 72.66% | 411.4666 | 411.4666 | 411.4666 | 411.4666 | 411.4666 | 411.4666 | 411.4666 | 411.4666 | 411.4666 | 411.4666
Wind-C | 56% | 3040.912 | 3040.912 | 3040.912 | 3040.912 | 3040.912 | 3040.912 | 3040.912 | 3040.912 | 3040.912 | 3040.912
Wind-P | 37% | 1630.849 | 1630.849 | 1630.849 | 1630.849 | 1630.849 | 1630.849 | 1630.849 | 1630.849 | 1630.849 | 1630.849
Wind-O | 26% | 7242.534 | 7242.534 | 7242.534 | 7242.534 | 7242.534 | 7242.534 | 7242.534 | 7242.534 | 7242.534 | 7242.534
Solar | 14% | 2754.388 | 2754.388 | 2754.388 | 2754.388 | 2754.388 | 2754.388 | 2754.388 | 2754.388 | 2754.388 | 2754.388
Storage | 0% | 2024: 0; 2025: 0; 2026: 0; 2027: 0; 2028: 0
Total |  | 93017.3746 | 93017.3746 | 93012.3746 | 93197.3746 | 93197.3746 | 93197.3746 | 93197.3746 | 93197.3746 | 93197.3746 | 93197.3746
In Percentages
Fuel_Type |  | 2024 | 2025 | 2026 | 2027 | 2028 | 2029 | 2030 | 2031 | 2032 | 2033
Biomass |  | 0.175% | 0.175% | 0.175% | 0.1747% | 0.1747% | 0.1747% | 0.1747% | 0.1747% | 0.1747% | 0.1747%
Coal |  | 14.65% | 14.65% | 14.65% | 14.62% | 14.62% | 14.62% | 14.62% | 14.62% | 14.62% | 14.62%
Natural Gas |  | 62.65% | 62.65% | 62.64% | 62.72% | 62.72% | 62.72% | 62.72% | 62.72% | 62.72% | 62.72%
Nuclear |  | 5.54% | 5.54% | 5.54% | 5.529% | 5.529% | 5.529% | 5.529% | 5.529% | 5.529% | 5.529%
Other |  | 0.7738% | 0.7738% | 0.7739% | 0.7723% | 0.7723% | 0.7723% | 0.7723% | 0.7723% | 0.7723% | 0.7723%
Hydro |  | 0.4424% | 0.4424% | 0.4424% | 0.4415% | 0.4415% | 0.4415% | 0.4415% | 0.4415% | 0.4415% | 0.4415%
Wind-C |  | 3.269% | 3.269% | 3.269% | 3.263% | 3.263% | 3.263% | 3.263% | 3.263% | 3.263% | 3.263%
Wind-P |  | 1.753% | 1.753% | 1.753% | 1.75% | 1.75% | 1.75% | 1.75% | 1.75% | 1.75% | 1.75%
Wind-O |  | 7.786% | 7.786% | 7.787% | 7.771% | 7.771% | 7.771% | 7.771% | 7.771% | 7.771% | 7.771%
Solar |  | 2.961% | 2.961% | 2.961% | 2.955% | 2.955% | 2.955% | 2.955% | 2.955% | 2.955% | 2.955%
Storage | bar: 2024 to 2033
Total |  | 100% | 100% | 100% | 100% | 100% | 100% | 100% | 100% | 100% | 100%

## Unconfirmed Retirement Capacity
Unconfirmed Retirement Capacity
Cumulative Summer-Rated Capacity Contribution (in MW) of Unconfirmed Retirements Not Available as of July 1 of the Reporting Year
| 2024 | 2025 | 2026 | 2027 | 2028 | 2029
Unit Name
V H BRAUNIG STG 1 | 0 | 217 | 217 | 217 | 217 | 217
V H BRAUNIG STG 2 | 0 | 230 | 230 | 230 | 230 | 230
V H BRAUNIG STG 3 | 0 | 412 | 412 | 412 | 412 | 412
COLETO CREEK * | 0 | 0 | 0 | 655 | 655 | 655
O W SOMMERS STG 1 | 0 | 0 | 0 | 420 | 420 | 420
O W SOMMERS STG 2 | 0 | 0 | 0 | 0 | 0 | 410
J K SPRUCE U1 | 0 | 0 | 0 | 0 | 0 | 560
J K SPRUCE U2** | 0 | 0 | 0 | 0 | 785 | 785
TOTAL | 0 | 859 | 859 | 1934 | 2719 | 3689
Reserve Margin Excluding Unconfirmed Retirement Capacity | 29.43% | 46.74% | 54.07% | 54.76% | 51.7% | 49%
Reserve Margin Including Unconfirmed Retirement Capacity | 29.43% | 45.68% | 53.01% | 52.41% | 48.46% | 44.69%
Difference | 0% | -1.065% | -1.054% | -2.35% | -3.238% | -4.316%
__________________________________________________
Notes: (1) An "Unconfirmed Retirement" is defined as a generation unit for which a public announcement of the intent to permanently shut the unit down has been released, but a Notice of Suspension of Operations for the unit has not been received by ERCOT. (2) The criteria for listing a unit as an Unconfirmed Retirement include the following: a. A specific retirement date is cited in the announcement, or other timing information is given that indicates the unit will be unavailable as of June 1 of a CDR Reporting Year. b. The announcement, with follow-up inquiry by ERCOT, does not indicate that retirement timing is highly speculative.
* Vistra notified the U.S. Environmental Protection Agency on November 20, 2020 that Coleto Creek's Primary Ash Pond will be closed to meet requirements of EPA’s coal combustion residual (CCR) rule, and that boiler operations will cease no later than July 17, 2027. The notification is available on Vistra’s public website, https://www.luminant.com/ccr/. **CPS Energy is expecting to convert the J K SPRUCE unit 2 from coal-fired to natural gas-fired.

## Fossil Fuel SODG Capacities
Fossil Fuel Settlement Only Distributed Generator (SODG) Capacities
The following is a list of operating fossil fuel Settlement Only Distribution Generators (SODGs) being provided for informational purposes. (The reported capacities are not included in the reserve margin calculations.) As of 11/1/23, there are 648 MW of fossil fuel SODG capacity (255.0 MW fired by diesel fuel and 393 MW by natural gas). These resources have not been included in past CDR reports due to the difficulty in determining their capacity contributions during peak load periods, and because many are intended as emergency standby generators and are not available to ERCOT for dispatch when needed to address capacity scarcity conditions. Another complication is that such standby generators may be used to reduce on-site loads in order to participate in Demand Response programs such as "4 Coincident Peak" (4CP) and Emergency Response Service (ERS). As a result, historical load reduction impacts would be accounted for in the peak demand forecast, while the capacity of SODGs participating in ERS would already be accounted for in the CDR's ERS line items. The formal incorporation of fossil-fueled SODGs into future CDR reports has been a discussion topic at Supply Analysis Working Group meetings. Since SODG capacity accounting is not currently addressed in the ERCOT Nodal Protocols, a Nodal Protocol Revision Request (NPRR) is needed to address capacity double-counting, peak average capacity contributions, and other Distribution Generator (DG) accounting issues.
UNIT NAME | UNIT CODE | COUNTY | FUEL | ZONE | IN-SERVICE DATE | MW CAPACITY
RHODIA HOUSTON PLANT | DG_HG_2UNITS | HARRIS | GAS | HOUSTON | 1970-01-01 | 8.2
ROBERT MUELLER ENERGY CENTER | RMEC_CT1 | TRAVIS | GAS | SOUTH | 2011-09-23 | 5.8
POWER DEPOT - ANDREWS | ANDNR_15UNITS | ANDREWS | DIESEL | WEST | 2013-06-15 | 9.38
POWER DEPOT - BAKKE | BAKKE_15UNITS | ANDREWS | DIESEL | WEST | 2013-06-15 | 9.38
POWER DEPOT - CITRUS CITY | CITRUSCY_15UNITS | HIDALGO | DIESEL | SOUTH | 2013-06-15 | 9.38
POWER DEPOT - SOUTHWICK | DGHOC_15UNITS | HARRIS | DIESEL | HOUSTON | 2013-06-15 | 9.38
POWER DEPOT - TH WHARTON | DGTHW_15UNITS | HARRIS | DIESEL | HOUSTON | 2013-06-15 | 9.38
POWER DEPOT - E HARRISON | E_HARRIS_15UNITS | CAMERON | DIESEL | COASTAL | 2013-06-15 | 9.38
POWER DEPOT - HILMONT | ECTHM_15UNITS | ECTOR | DIESEL | WEST | 2013-06-15 | 9.38
POWER DEPOT EL GATO | ELGATO_15UNITS | HIDALGO | DIESEL | SOUTH | 2013-06-15 | 9.38
POWER DEPOT - FRANKEL CITY | FKLCY_15UNITS | ANDREWS | DIESEL | WEST | 2013-06-15 | 9.38
POWER DEPOT - KATY | FL_15UNITS | WALLER | DIESEL | HOUSTON | 2013-06-15 | 9.38
POWER DEPOT - GOLDSMITH | GSMTH_15UNITS | ECTOR | DIESEL | WEST | 2013-06-15 | 9.38
POWER DEPOT - HAINE | HAINE_DR_15UNITS | CAMERON | DIESEL | COASTAL | 2013-06-15 | 9.38
POWER DEPOT - S. SANTA ROSA | S_SNROSA_15UNITS | CAMERON | DIESEL | COASTAL | 2013-06-15 | 9.38
POWER DEPOT - VILLA CAVASOS | VCAVASOS_15UNITS | CAMERON | DIESEL | COASTAL | 2013-06-15 | 9.38
POWER DEPOT - ADDICKS | WO_15UNITS | HARRIS | DIESEL | HOUSTON | 2013-06-15 | 9.38
POWER DEPOT - WESTOVER | WOVER_15UNITS | ECTOR | DIESEL | WEST | 2013-06-15 | 9.38
DGS PALO PINTO | MNWLL_1UNIT | PALO PINTO | DIESEL | NORTH | 2013-07-02 | 9.77
POWER DEPOT - MCKEEVER | DGWAP_15UNITS | FORT BEND | DIESEL | HOUSTON | 2013-10-25 | 9.38
DGS 5 POINTS | DG_ABEC_1UNIT | TAYLOR | DIESEL | WEST | 2014-01-10 | 9.77
GCWA IPS | INTRCITY_8UNITS | GALVESTON | DIESEL | HOUSTON | 2014-08-06 | 5
GCWAMUNI | GCWAMUNI_4UNITS | GALVESTON | DIESEL | HOUSTON | 2014-10-01 | 2.5
DGSP2 PLAZA | ABEC_2UNIT | TAYLOR | DIESEL | WEST | 2014-11-24 | 9.77
DGSP2 BIGCAT | ABEC2_3UNIT | TAYLOR | DIESEL | WEST | 2015-01-15 | 9.77
TPC POWER STATION | TPC_6UNITS | SMITH | DIESEL | NORTH | 2015-05-31 | 9.93
TOTAL ENERGY SOLUTIONS 1 | TES1_DGDROUPA | BRAZORIA | DIESEL | COASTAL | 2015-06-01 | 7.2
TOTAL ENERGY SOLUTIONS 2 | TES2_DGGROUPB | BRAZORIA | DIESEL | COASTAL | 2015-06-01 | 5.4
UTMB East Plant | UTMBEAST_CT1 | GALVESTON | GAS | HOUSTON | 2016-03-15 | 7.56
HEB STORE 687 | HEB687_ULRIC687 | HARRIS | GAS | HOUSTON | 2016-11-18 | 1.13
HEB STORE 541 | HEB541_ROARK541 | HARRIS | GAS | HOUSTON | 2016-11-22 | 1.13
HEB STORE 63 | HEB063_SOWIK063 | BRAZORIA | GAS | COASTAL | 2016-11-30 | 1.51
HEB STORE 492 | HEB492_FRANZ492 | HARRIS | GAS | HOUSTON | 2016-11-30 | 1.13
HEB STORE 656 | HEB656_HOKLE656 | HARRIS | GAS | HOUSTON | 2016-11-30 | 1.13
HEB STORE 292 | HEB292_BYCTY292 | MATAGORDA | GAS | COASTAL | 2016-12-05 | 1.13
HEB STORE 616 | HEB616_BAML616 | HARRIS | GAS | HOUSTON | 2017-01-03 | 0.75
SATSUMA | SATSUM_1UNIT | HARRIS | DIESEL | HOUSTON | 2017-01-04 | 0.63
PANTHER PLANT | PAPL_DG1 | UPTON | GAS | WEST | 2017-01-13 | 8.28
HEB STORE 686 | HEB686_KUYKL686 | HARRIS | GAS | HOUSTON | 2017-02-01 | 1.13
PLANET FORD I45 | PFI45_PFORDI45 | HARRIS | GAS | HOUSTON | 2017-02-01 | 1.13
HEB STORE 705 | HEB705_SPRWD705 | MONTGOMERY | GAS | HOUSTON | 2017-03-01 | 1.13
HARRIS COUNTY MUD 536 | KT_1UNIT | HARRIS | DIESEL | HOUSTON | 2017-03-07 | 0.54
NORTHAMPTON MUD | KDL_1UNIT | HARRIS | DIESEL | HOUSTON | 2017-03-22 | 0.32
HARRIS COUNTY MUD #36 | WF_1UNIT | HARRIS | DIESEL | HOUSTON | 2017-03-24 | 0.54
HARRIS COUNTY WCID 109 | BA_1UNIT | HARRIS | DIESEL | HOUSTON | 2017-03-29 | 0.32
REMINGTON MUD 001 | CYFAIR_1UNIT | HARRIS | DIESEL | HOUSTON | 2017-03-31 | 0.54
WINDFERN FOREST UD | FR_1UNIT | HARRIS | DIESEL | HOUSTON | 2017-03-31 | 0.54
BUC-EES STORE 018 | BUC018_WALLR018 | WALLER | GAS | HOUSTON | 2017-04-03 | 1.13
HEB STORE 614 | HEB614_KING614 | HARRIS | GAS | HOUSTON | 2017-04-03 | 1.13
HEB STORE 698 | HEB698_KLUGE698 | HARRIS | GAS | HOUSTON | 2017-04-03 | 1.13
HEB STORE 731 | HEB731_WSFLD731 | HARRIS | GAS | HOUSTON | 2017-04-06 | 0.75
BUC-EES STORE 003 | BUC003_BRZIA003 | BRAZORIA | GAS | COASTAL | 2017-04-25 | 0.38
BUC-EES STORE 034 | BUC034_BYTWN034 | HARRIS | GAS | HOUSTON | 2017-05-01 | 1.13
HEB STORE 99 | HEB099_KLEIN099 | HARRIS | GAS | HOUSTON | 2017-05-01 | 1.13
HEB STORE 497 | HEB497_MASRD497 | HARRIS | GAS | HOUSTON | 2017-05-01 | 1.13
HEB STORE 627 | HEB627_IMPRL627 | FORT BEND | GAS | HOUSTON | 2017-05-01 | 1.13
PEPPERL FUCHS | PEPF01_WALLER01 | WALLER | GAS | HOUSTON | 2017-05-05 | 1.13
BUC-EES STORE 030 | BUC030_WHRTN030 | WHARTON | GAS | SOUTH | 2017-05-16 | 0.75
BUC-EES STORE 040 | BUC040_KATY040 | FORT BEND | GAS | HOUSTON | 2017-05-31 | 1.13
HEB STORE 474 | HEB474_DWLT474 | FORT BEND | GAS | HOUSTON | 2017-06-01 | 1.13
HEB STORE 551 | HEB551_WSTCS551 | HARRIS | GAS | HOUSTON | 2017-06-01 | 1.13
HEB STORE 575 | HEB575_BRKER575 | HARRIS | GAS | HOUSTON | 2017-06-01 | 1.13
HEB STORE 576 | HEB576_KLEIN576 | HARRIS | GAS | HOUSTON | 2017-06-01 | 1.13
HEB STORE 645 | HEB645_CDRBY645 | HARRIS | GAS | HOUSTON | 2017-06-01 | 0.75
BUC-EES STORE 033 | BUC033_TXCTY033 | GALVESTON | GAS | HOUSTON | 2017-06-05 | 1.13
HEB STORE 28 | HEB028_LGCTY028 | GALVESTON | GAS | HOUSTON | 2017-06-28 | 1.13
HEB STORE 20 | HEB020_CYFR020 | HARRIS | GAS | HOUSTON | 2017-07-03 | 1.51
HEB STORE 110 | HEB110_SIEN110 | FORT BEND | GAS | HOUSTON | 2017-07-03 | 1.13
HEB STORE 610 | HEB610_LOU610 | HARRIS | GAS | HOUSTON | 2017-07-03 | 1.13
OAKBEND MEDICAL CENTER | READNG_1UNIT | HARRIS | DIESEL | HOUSTON | 2017-07-12 | 1.62
HEB STORE 697 | HEB697_SOUSH697 | GALVESTON | GAS | HOUSTON | 2017-07-27 | 1.13
UTMB WEST PLANT | UTMBWEST_CT1 | GALVESTON | GAS | HOUSTON | 2017-08-02 | 5.4
HEB STORE 722 | HEB722_PINHU722 | MONTGOMERY | GAS | HOUSTON | 2017-08-23 | 1.13
HEB STORE 724 | HEB724_OBRN724 | FORT BEND | GAS | HOUSTON | 2017-09-18 | 1.13
HEB STORE 734 | HEB734_BLFFS734 | TOM GREEN | GAS | WEST | 2017-09-27 | 1.2
HEB STORE 57 | HEB057_LAGUN057 | NUECES | GAS | COASTAL | 2017-10-10 | 1.2
HEB STORE 069 | HEB069_AIRLN069 | NUECES | GAS | COASTAL | 2017-10-25 | 1.6
HEB STORE 139 | HEB139_HOLLY139 | NUECES | GAS | COASTAL | 2017-11-01 | 0.8
HOLLY HALL | HH2000_HOLMESHH | HARRIS | GAS | HOUSTON | 2017-11-03 | 1.2
HEB STORE 210 | HEB210_SOUSD210 | NUECES | GAS | COASTAL | 2017-12-01 | 0.8
LANGHAM CREEK | ADK_1UNIT | HARRIS | DIESEL | HOUSTON | 2017-12-01 | 0.54
TERRANOVA WEST MUD | LU_1UNIT | HARRIS | DIESEL | HOUSTON | 2017-12-01 | 0.32
HEB STORE 270 | HEB270_ARLN270 | NUECES | GAS | COASTAL | 2017-12-08 | 0.8
HEB STORE 462 | HEB462_ARCIA462 | NUECES | GAS | COASTAL | 2017-12-14 | 1.2
HEB STORE 136 | HEB136_EHRSN136 | CAMERON | GAS | COASTAL | 2018-01-04 | 0.8
HEB STORE 558 | HEB558_FRDSW558 | GALVESTON | GAS | HOUSTON | 2018-01-08 | 1.13
HEB STORE 291 | HEB291_WHRLG291 | CAMERON | GAS | COASTAL | 2018-01-11 | 1.2
HEB STORE 092 | HEB092_LEALN092 | VICTORIA | GAS | SOUTH | 2018-01-17 | 1.6
JRABTUD | JKRBT_JRB | HARRIS | DIESEL | HOUSTON | 2018-02-01 | 1.08
HEB STORE 231 | HEB231_WESLA231 | HIDALGO | GAS | SOUTH | 2018-02-08 | 0.8
HEB STORE 212 | HEB212_PLKAV212 | HIDALGO | GAS | SOUTH | 2018-02-28 | 0.8
HEB STORE 334 | HEB334_WMCAL334 | HIDALGO | GAS | SOUTH | 2018-02-28 | 1.2
HEB STORE 615 | HEB615_KATY615 | FORT BEND | GAS | HOUSTON | 2018-03-08 | 1.13
HEB STORE 554 | HEB554_NVICT554 | VICTORIA | GAS | SOUTH | 2018-03-14 | 1.2
HEB STORE 431 | HEB431_MCOLL431 | HIDALGO | GAS | SOUTH | 2018-03-21 | 1.2
HEB STORE 642 | HEB642_HAACR642 | HIDALGO | GAS | SOUTH | 2018-03-22 | 1.2
HEB STORE 742 | HEB742_HNYRT742 | HARRIS | GAS | HOUSTON | 2018-04-03 | 1.2
HEB STORE 736 | HEB736_FLWEN736 | FORT BEND | GAS | HOUSTON | 2018-04-06 | 1.2
HEB STORE 727 | HEB727_CRBRR727 | FORT BEND | GAS | HOUSTON | 2018-04-09 | 1.2
BUC-EES STORE 035 | BUC035_TMNTH035 | BELL | GAS | NORTH | 2018-04-11 | 1.13
HEB STORE 223 | HEB223_STCSW223 | JIM WELLS | GAS | SOUTH | 2018-04-11 | 1.2
HEB STORE 373 | HEB373_RNDRK373 | WILLIAMSON | GAS | SOUTH | 2018-04-11 | 0.8
HEB STORE 401 | HEB401_KNGVL401 | KLEBERG | GAS | COASTAL | 2018-04-11 | 0.8
HEB STORE 479 | HEB479_PFLGV479 | TRAVIS | GAS | SOUTH | 2018-04-11 | 0.8
HEB STORE 591 | HEB591_RRNES591 | WILLIAMSON | GAS | SOUTH | 2018-04-11 | 1.6
HEB STORE 648 | HEB648_BERRY648 | HARRIS | GAS | HOUSTON | 2018-04-20 | 1.13
HEB STORE 741 | HEB741_MTBEL741 | CHAMBERS | GAS | HOUSTON | 2018-04-24 | 0.8
HEB STORE 038 | HEB038_PHARR038 | HIDALGO | GAS | SOUTH | 2018-04-26 | 1.2
HEB STORE 498 | HEB498_HUMBL498 | HARRIS | GAS | HOUSTON | 2018-04-27 | 1.13
HEB STORE 649 | HEB649_LTTYK649 | HARRIS | GAS | HOUSTON | 2018-04-27 | 0.8
HEB STORE 707 | HEB707_LKJCK707 | BRAZORIA | GAS | COASTAL | 2018-05-02 | 1.13
HEB STORE 596 | HEB596_FLWEN596 | FORT BEND | GAS | HOUSTON | 2018-05-08 | 1.13
HEB STORE 748 | HEB748_LOUET748 | HARRIS | GAS | HOUSTON | 2018-05-21 | 0.8
HEB STORE 709 | HEB709_FRYRD709 | HARRIS | GAS | HOUSTON | 2018-05-22 | 1.2
HEB STORE 720 | HEB720_KNGWD720 | HARRIS | GAS | HOUSTON | 2018-05-22 | 1.13
HEB STORE 675 | HEB675_MARCK675 | BRAZORIA | GAS | COASTAL | 2018-05-24 | 1.13
HEB STORE 255 | HEB255_ZACAT255 | WEBB | GAS | SOUTH | 2018-05-31 | 1.2
RELLIS CAMPUS | TAMURE_RELLISAM | BRAZOS | GAS | NORTH | 2018-06-01 | 9.6
HEB STORE 667 | HEB667_FNDRN667 | HARRIS | GAS | HOUSTON | 2018-06-12 | 0.8
HEB STORE 109 | HEB109_ECHO109 | HARRIS | GAS | HOUSTON | 2018-06-15 | 1.13
HEB STORE 491 | HEB491_SNFLP491 | HARRIS | GAS | HOUSTON | 2018-06-19 | 1.13
HEB STORE 640 | HEB640_UVLDE640 | HARRIS | GAS | HOUSTON | 2018-06-20 | 0.8
HEB STORE 495 | HEB495_RDRSE495 | WILLIAMSON | GAS | SOUTH | 2018-07-17 | 0.8
HEB STORE 182 | HEB182_TMSTH182 | BELL | GAS | NORTH | 2018-08-10 | 1.2
HEB STORE 236 | HEB236_RDRSE236 | TRAVIS | GAS | SOUTH | 2018-08-10 | 0.8
HEB STORE 423 | HEB423_WNTHW423 | MCLENNAN | GAS | NORTH | 2018-08-10 | 0.8
HEB STORE 426 | HEB426_WXNTH426 | ELLIS | GAS | NORTH | 2018-08-10 | 1.2
HEB STORE 668 | HEB668_COVEE668 | CORYELL | GAS | NORTH | 2018-08-10 | 1.2
HEB STORE 672 | HEB672_WSOTH672 | MCLENNAN | GAS | NORTH | 2018-08-10 | 1.2
HEB STORE 721 | HEB721_KLNSO721 | BELL | GAS | NORTH | 2018-08-10 | 1.2
HEB STORE 488 | HEB488_PTLND488 | SAN PATRICIO | GAS | COASTAL | 2018-08-21 | 0.8
HEB STORE 381 | HEB381_HKHTS381 | BELL | GAS | NORTH | 2018-08-24 | 1.2
HEB STORE 581 | HEB581_KLELM581 | BELL | GAS | NORTH | 2018-08-24 | 1.2
HEB STORE 553 | HEB553_GRTIE553 | HARRIS | GAS | HOUSTON | 2018-09-25 | 0.8
HEB STORE 599 | HEB599_KIRBY599 | HARRIS | GAS | HOUSTON | 2018-09-26 | 1.2
HEB STORE 054 | HEB054_HALL054 | HARRIS | GAS | HOUSTON | 2018-09-27 | 1.2
HEB STORE 095 | HEB095_MILOA095 | WEBB | GAS | SOUTH | 2018-09-27 | 1.6
HEB STORE 449 | HEB449_DELMA449 | WEBB | GAS | SOUTH | 2018-09-27 | 0.8
HEB STORE 738 | HEB738_SHPTN738 | HARRIS | GAS | HOUSTON | 2018-10-04 | 1.2
HEB STORE 473 | HEB473_CARDF473 | HARRIS | GAS | HOUSTON | 2018-10-31 | 1.2
HEB STORE 562 | HEB562_FULTN562 | ARANSAS | GAS | COASTAL | 2018-10-31 | 0.8
HEB STORE 540 | HEB540_GGATE540 | HARRIS | GAS | HOUSTON | 2018-11-01 | 1.13
HEB STORE 546 | HEB546_RENSW546 | COLLIN | GAS | NORTH | 2018-11-19 | 1.2
HEB STORE 070 | HEB070_MCMRY070 | TAYLOR | GAS | WEST | 2018-11-28 | 1.2
HEB STORE 753 | HEB753_DRPRK753 | HARRIS | GAS | HOUSTON | 2018-12-18 | 0.8
HEB STORE 737 | HEB737_WHTOK737 | HARRIS | GAS | HOUSTON | 2018-12-31 | 1.2
HEB STORE 563 | HEB563_CRABB563 | FORT BEND | GAS | HOUSTON | 2019-01-22 | 1.2
BUC-EES STORE 038 | BUC038_RYSSW038 | ROCKWALL | GAS | NORTH | 2019-02-11 | 1.2
BUC-EES STORE 044 | BUC044_ANASE044 | COLLIN | GAS | NORTH | 2019-02-11 | 1.2
HEB STORE 752 | HEB752_LGVST752 | PARKER | GAS | NORTH | 2019-02-11 | 1.2
HEB STORE 586 | HEB586_STNIO586 | WEBB | GAS | SOUTH | 2019-03-28 | 1.2
HEB SNACK PLANT | HEBSP_TANNERSP | HARRIS | GAS | HOUSTON | 2019-04-05 | 1.6
POWERSECURE NORBORD TEXAS INC 1 | NOR1_NORBORD_1 | NACOGDOCHES | DIESEL | NORTH | 2019-04-09 | 5
POWERSECURE NORBORD TEXAS INC 2 | NOR2_NORBORD_2 | NACOGDOCHES | DIESEL | NORTH | 2019-04-09 | 2.5
HEB STORE 564 | HEB564_RAFRD564 | MONTGOMERY | GAS | HOUSTON | 2019-07-03 | 0.8
HEB STORE 559 | HEB559_BLUER559 | HARRIS | GAS | HOUSTON | 2019-07-10 | 0.8
HEB STORE 574 | HEB574_TOMBA574 | HARRIS | GAS | HOUSTON | 2019-07-11 | 1.2
HEB STORE 085 | CHEB085_DG_P5_1 | BEXAR | GAS | SOUTH | 2019-08-20 | 1.6
WAL STORE 4538 | WAL4538_FRAN4538 | HARRIS | GAS | HOUSTON | 2019-08-21 | 1.2
SILVER EAGLE | TBFY_U1 | HARRIS | DIESEL | HOUSTON | 2019-08-27 | 1.5
HEB CC BAKERY | HEBCCB_HWY9CCB | NUECES | GAS | COASTAL | 2019-09-10 | 3.2
WAL STORE 1103 | WAL1103_BAM1103 | HARRIS | GAS | HOUSTON | 2019-09-10 | 1.2
WAL STORE 1040 | WAL1040_GERT1040 | HARRIS | GAS | HOUSTON | 2019-09-20 | 1.2
WAL STORE 3226 | WAL3226_KTY3226 | HARRIS | GAS | HOUSTON | 2019-10-07 | 1.2
HEB STORE 552 | HEB552_GAVSW552 | DALLAS | GAS | NORTH | 2019-10-30 | 1.2
BUC-EES STORE 048 | BUC048_ENSSO048 | ELLIS | GAS | NORTH | 2019-11-30 | 1.2
HEB STORE 545 | HEB545_FARON545 | TARRANT | GAS | NORTH | 2019-11-30 | 1.2
STANDARD MEAT | ST_MEAT_CKRHLSTM | DALLAS | GAS | NORTH | 2019-11-30 | 1.2
WAL STORE 768 | WAL768_FRAN768 | HARRIS | GAS | HOUSTON | 2019-12-02 | 1.2
HEB STORE 658 | CHEB658_DG_V5_1 | BEXAR | GAS | SOUTH | 2019-12-10 | 1.2
HEB STORE 026 | CHEB026_DG_Q5_1 | COMAL | GAS | SOUTH | 2019-12-19 | 1.2
WAL STORE 3777 | WAL3777_PANT3777 | DENTON | DIESEL | NORTH | 2020-01-31 | 1.25
WAL STORE 5211 | WAL5211_CRAI5211 | COLLIN | DIESEL | NORTH | 2020-01-31 | 1.25
WAL STORE 3510 | WAL3510_PRL3510 | BRAZORIA | GAS | COASTAL | 2020-02-25 | 1.3
HEB STORE 084 | CHEB084_DG_J0_1 | BEXAR | GAS | SOUTH | 2020-02-26 | 1.2
HEB SA DC | CHEBDC_DG_L2_1 | BEXAR | GAS | SOUTH | 2020-03-03 | 6.4
HEB STORE 383 | HEB383_CAUSE383 | CAMERON | GAS | COASTAL | 2020-03-11 | 0.8
HEB STORE 747 | HEB747_LKMNT747 | DALLAS | GAS | NORTH | 2020-03-27 | 0.8
CITIZENS MEDICAL CENTER | CTZSMC_NVICTCTZ | VICTORIA | GAS | SOUTH | 2020-04-26 | 2.8
HEB STORE 448 | HEB448_PLMVW448 | HIDALGO | GAS | SOUTH | 2020-04-30 | 0.8
WAL STORE 5388 | WAL5388_LEA5388 | GALVESTON | GAS | HOUSTON | 2020-05-01 | 1.3
WAL STORE 0462 | WAL462_ALV462 | BRAZORIA | GAS | COASTAL | 2020-05-01 | 1.3
WAL STORE 529 | WAL529_LAM529 | GALVESTON | GAS | HOUSTON | 2020-05-01 | 1.3
HEB STORE 172 | HEB172_SEDNB172 | HIDALGO | GAS | SOUTH | 2020-05-06 | 0.8
HEB STORE 434 | HEB434_BRKHL434 | CALHOUN | GAS | COASTAL | 2020-05-13 | 0.8
HEB STORE 485 | HEB485_WESLA485 | HIDALGO | GAS | SOUTH | 2020-05-19 | 0.8
HEB STORE 745 | HEB745_SHARP745 | HARRIS | GAS | HOUSTON | 2020-06-08 | 1.2
HEB STORE 475 | HEB475_ELGIN475 | BASTROP | GAS | SOUTH | 2020-06-09 | 0.8
HEB STORE 756 | HEB756_BLGET756 | HARRIS | GAS | HOUSTON | 2020-06-09 | 1.2
HEB STORE 016 | HEB016_CRWLY016 | JOHNSON | GAS | NORTH | 2020-06-18 | 0.8
CNP CYPRESS STATION | CNPMUD_WESFDMUD | HARRIS | GAS | HOUSTON | 2020-07-10 | 0.8
HEB STORE 715 | HEB715_FRMNT715 | HARRIS | GAS | HOUSTON | 2020-07-13 | 0.8
WAL STORE 5116 | WAL5116_FAIR5116 | HARRIS | GAS | HOUSTON | 2020-07-13 | 1.2
WAL STORE 2724 | WAL2724_PASD2724 | HARRIS | GAS | HOUSTON | 2020-07-13 | 1.2
WAL STORE 3827 | WAL3827_FLEW3827 | FORT BEND | GAS | HOUSTON | 2020-07-14 | 1.2
WAL STORE 194 | WAL194_GART194 | HARRIS | GAS | HOUSTON | 2020-07-14 | 1.2
WAL STORE 5091 | WAL5091_CYFA5091 | HARRIS | GAS | HOUSTON | 2020-07-17 | 1.2
WAL STORE 5287 | WAL5287_KUYD5287 | HARRIS | GAS | HOUSTON | 2020-07-21 | 1.2
WAL STORE 3390 | WAL3390_TOMB3390 | MONTGOMERY | GAS | HOUSTON | 2020-07-21 | 1.2
HEB STORE 749 | HEB749_FLEWE749 | FORT BEND | GAS | HOUSTON | 2020-07-22 | 1.2
WAL STORE 744 | WAL744_HUMB744 | HARRIS | GAS | HOUSTON | 2020-07-22 | 1.2
WAL STORE 546 | WAL546_READ546 | FORT BEND | GAS | HOUSTON | 2020-07-22 | 1.2
WAL STORE 872 | WAL872_TELP872 | BRAZORIA | GAS | COASTAL | 2020-07-24 | 1.2
WAL STORE 3297 | WAL3297_SATS3297 | HARRIS | GAS | HOUSTON | 2020-07-29 | 1.2
HEB STORE 444 | CHEB444_DG_V2_1 | BEXAR | GAS | SOUTH | 2020-07-30 | 1.2
WAL STORE 2439 | WAL2439_MT_B2439 | CHAMBERS | GAS | HOUSTON | 2020-07-30 | 1.2
HEB STORE 725 | HEB725_KLEIN725 | HARRIS | GAS | HOUSTON | 2020-08-03 | 0.8
WAL STORE 602 | WAL602_RAYF602 | MONTGOMERY | GAS | HOUSTON | 2020-08-03 | 1.2
HEB STORE 593 | HEB593_TLRWT593 | WILLIAMSON | GAS | SOUTH | 2020-08-04 | 0.8
WAL STORE 522 | WAL522_NEWP522 | HARRIS | GAS | HOUSTON | 2020-08-05 | 1.2
TRADITION WOODWAY | TRDWDY_ULRICHTW | HARRIS | GAS | HOUSTON | 2020-08-06 | 1.2
WAL STORE 5045 | WAL5045_KLEI5045 | HARRIS | GAS | HOUSTON | 2020-08-06 | 1.2
WAL STORE 4512 | WAL4512_FRAN4512 | HARRIS | GAS | HOUSTON | 2020-08-10 | 1.2
WAL STORE 3298 | WAL3298_KEMA3298 | GALVESTON | GAS | HOUSTON | 2020-08-11 | 1.2
HEB STORE 674 | HEB674_PALMH674 | HIDALGO | GAS | SOUTH | 2020-08-12 | 0.8
HEB STORE 717 | HEB717_MDESA717 | MIDLAND | GAS | WEST | 2020-08-19 | 1.2
HEB STORE 711 | HEB711_ODNTH711 | ECTOR | GAS | WEST | 2020-08-21 | 0.8
WAL STORE 752 | WAL752_CARD752 | HARRIS | GAS | HOUSTON | 2020-09-01 | 1.2
WAL STORE 849 | WAL849_SPRG849 | HARRIS | GAS | HOUSTON | 2020-09-01 | 1.2
WAL STORE 3631 | WAL3631_SYCA3631 | TARRANT | GAS | NORTH | 2020-09-11 | 1.2
WAL STORE 3773 | WAL3773_WEST3773 | TARRANT | GAS | NORTH | 2020-09-11 | 1.2
WAL STORE 1232 | WAL1232_BELT1232 | BELL | GAS | NORTH | 2020-09-29 | 1.2
HEB STORE 713 | HEB713_CLELK713 | HARRIS | GAS | HOUSTON | 2020-10-01 | 0.8
HEB STORE 732 | CHEB732_DG_SK_1 | BEXAR | GAS | SOUTH | 2020-10-01 | 1.2
LAKESIDE COUNTRY CLUB | LKSDECC_HAYESLCC | HARRIS | GAS | HOUSTON | 2020-10-07 | 1.2
HEB STORE 771 | CHEB771_DG_V3_1 | BEXAR | GAS | SOUTH | 2020-10-07 | 1.2
WAL STORE 947 | WAL947_SHER947 | GRAYSON | GAS | NORTH | 2020-10-15 | 1.2
WAL STORE 5316 | WAL5316_WAGL5316 | TARRANT | GAS | NORTH | 2020-10-15 | 1.2
WAL STORE 940 | WAL940_CALM940 | TARRANT | GAS | NORTH | 2020-10-15 | 1.2
WAL STORE 972 | WAL972_ROSE972 | TARRANT | GAS | NORTH | 2020-10-15 | 1.2
WAL STORE 6929 | WAL6929_TEMP6929 | BELL | GAS | NORTH | 2020-10-22 | 1.2
WAL STORE 4509 | WAL4509_BENB4509 | TARRANT | GAS | NORTH | 2020-11-23 | 1.2
WAL STORE 5311 | WAL5311_ROCK5311 | COLLIN | DIESEL | NORTH | 2020-12-31 | 1.25
WAL STORE 601 | WAL601_BLUF601 | TOM GREEN | GAS | WEST | 2021-01-28 | 1.3
WAL STORE 1249 | WAL1249_LAKE1249 | TOM GREEN | GAS | WEST | 2021-01-29 | 1.3
HEB STORE 696 | HEB696_HUTTO696 | WILLIAMSON | GAS | SOUTH | 2021-02-01 | 1.2
WAL STORE 897 | WAL897_AIR897 | PECOS | GAS | WEST | 2021-04-01 | 1.3
HEB STORE 441 | HEB441_UVALD441 | HIDALGO | GAS | SOUTH | 2021-04-08 | 0.8
FT BEND LID 2 A | FTBL2A_IMPERIAL | HARRIS | GAS | HOUSTON | 2021-04-13 | 5.6
FT BEND LID 2 B | FTBL2B_IMPERIAL | HARRIS | GAS | HOUSTON | 2021-04-13 | 5.6
WAL STORE 463 | WAL463_BEEV463 | BEE | GAS | SOUTH | 2021-04-14 | 1.3
WAL STORE 440 | WAL440_FULT440 | ARANSAS | GAS | COASTAL | 2021-04-16 | 1.3
WAL STORE 5460 | WAL5460_GREG5460 | SAN PATRICIO | GAS | COASTAL | 2021-04-21 | 1.3
WAL STORE 4194 | WAL4194_VICT4194 | VICTORIA | GAS | SOUTH | 2021-04-21 | 1.3
WAL STORE 1272 | WAL1272_DEEP1272 | SCURRY | GAS | WEST | 2021-04-28 | 1.2
WAL STORE 5764 | WAL5764_JOHN5764 | TARRANT | GAS | NORTH | 2021-04-30 | 1.2
HEB DISTRIBUTION CENTER 1 | HEBDC1_ADDICDCA | HARRIS | GAS | HOUSTON | 2021-05-06 | 8
WAL STORE 414 | WAL414_SIKE414 | WICHITA | GAS | WEST | 2021-05-06 | 1.2
HEB STORE 418 | HEB418_DELRI418 | VAL VERDE | GAS | WEST | 2021-05-14 | 0.8
HEB STORE 419 | HEB419_EPASS419 | MAVERICK | GAS | SOUTH | 2021-05-19 | 0.8
WAL STORE 3284 | WAL3284_KENN3284 | TARRANT | GAS | NORTH | 2021-05-25 | 1.2
WAL STORE 3225 | WAL3225_ROWL3225 | DALLAS | GAS | NORTH | 2021-06-01 | 1.2
WAL STORE 490 | WAL490_NAVA490 | NUECES | GAS | COASTAL | 2021-06-14 | 1.3
HEB SA DC | HEBDC2_ADDICDCB | HARRIS | GAS | HOUSTON | 2021-07-07 | 4.8
WAL STORE 1494 | WAL1494_SOUT1494 | NUECES | GAS | COASTAL | 2021-07-12 | 1.3
WAL STORE 461 | WAL461_ESCO461 | MAVERICK | GAS | SOUTH | 2021-07-29 | 1.2
WAL STORE 3886 | WAL3886_MCCO3886 | HIDALGO | GAS | SOUTH | 2021-09-03 | 1.2
WAL STORE 5165 | WAL5165_NORT5165 | HIDALGO | GAS | SOUTH | 2021-09-17 | 1.2
WAL STORE 3320 | WAL3320_PALM3320 | HIDALGO | GAS | SOUTH | 2021-09-17 | 1.2
HEB STORE 769 | HEB769_ELDOR769 | GALVESTON | GAS | HOUSTON | 2021-12-16 | 1.2
WAL STORE 772 | WAL772_BARK772 | HARRIS | GAS | HOUSTON | 2022-05-04 | 1.2
WAL STORE 2257 | WAL2257_FAIR2257 | HARRIS | GAS | HOUSTON | 2022-05-11 | 1.2
WAL STORE 3425 | WAL3425_SOUT3425 | HARRIS | GAS | HOUSTON | 2022-05-11 | 1.2
WAL STORE 3500 | WAL3500_UVAL3500 | HARRIS | GAS | HOUSTON | 2022-05-11 | 1.2
WAL STORE 4526 | WAL4526_AIRL4526 | HARRIS | GAS | HOUSTON | 2022-05-18 | 1.2
WAL STORE 4298 | WAL4298_LOCK4298 | HARRIS | GAS | HOUSTON | 2022-05-18 | 1.2
WAL STORE 5612 | WAL5612_UNIV5612 | HARRIS | GAS | HOUSTON | 2022-05-18 | 1.2
WAL STORE 3584 | WAL3584_BELL3584 | HARRIS | GAS | HOUSTON | 2022-05-25 | 1.2
WAL STORE 284 | WAL284_MANS284 | TARRANT | GAS | NORTH | 2022-05-25 | 1.2
CITY OF VICTORIA - SURFACE WATER TREATMENT PLANT | SWTP_1_SWTP_1 | VICTORIA | DIESEL | SOUTH | 2022-05-25 | 1.25
WAL STORE 3285 | WAL3285_CEDA3285 | DALLAS | GAS | NORTH | 2022-06-02 | 1.2
WAL STORE 5480 | WAL5480_HUTT5480 | WILLIAMSON | GAS | SOUTH | 2022-06-02 | 1.2
WAL STORE 2993 | WAL2993_IMPE2993 | FORT BEND | GAS | HOUSTON | 2022-06-02 | 1.2
WAL STORE 3432 | WAL3432_PARK3432 | DALLAS | GAS | NORTH | 2022-06-02 | 1.2
WAL STORE 3224 | WAL3224_MESQ3224 | DALLAS | GAS | NORTH | 2022-07-13 | 1.2
WAL STORE 1062 | WAL1062_PILG1062 | HARRIS | GAS | HOUSTON | 2022-07-13 | 1.2
WAL STORE 536 | WAL536_ABIL536 | TAYLOR | GAS | WEST | 2022-09-01 | 1.2
WAL STORE 344 | WAL344_ELCA344 | WHARTON | GAS | SOUTH | 2022-09-01 | 0.8
WAL STORE 3518 | WAL3518_GATE3518 | WEBB | GAS | SOUTH | 2022-09-01 | 1.2
WAL STORE 5713 | WAL5713_UNIV5713 | WEBB | GAS | SOUTH | 2022-09-01 | 1.2
WAL STORE 447 | WAL447_DELR447 | VAL VERDE | GAS | WEST | 2022-09-14 | 1.2
WAL STORE 2883 | WAL2883_MCDE2883 | COLLIN | GAS | NORTH | 2022-09-14 | 1.6
WAL STORE 452 | WAL452_NORT452 | HIDALGO | GAS | SOUTH | 2022-09-14 | 1.2
WAL STORE 5312 | WAL5312_SPRI5312 | TARRANT | GAS | NORTH | 2022-09-14 | 1.2
WAL STORE 2980 | WAL2980_KELL2980 | TARRANT | GAS | NORTH | 2022-09-21 | 1.2
WAL STORE 266 | WAL266_KIMB266 | TARRANT | GAS | NORTH | 2022-09-21 | 1.2
WAL STORE 896 | WAL896_MAYF896 | TARRANT | GAS | NORTH | 2022-09-21 | 1.2
WAL STORE 456 | WAL456_OLMI456 | CAMERON | GAS | COASTAL | 2022-09-21 | 1.2
WAL STORE 407 | WAL407_KILL407 | BELL | GAS | NORTH | 2022-09-28 | 1.2
WAL STORE 2765 | WAL2765_LOSF2765 | CAMERON | GAS | COASTAL | 2022-09-28 | 0.8
WAL STORE 565 | WAL565_CORS565 | NAVARRO | GAS | NORTH | 2022-09-28 | 1.2
WAL STORE 3406 | WAL3406_KNOL3406 | DALLAS | GAS | NORTH | 2022-09-28 | 1.2
WAL STORE 5080 | WAL5080_SMIT5080 | TARRANT | GAS | NORTH | 2022-09-28 | 1.2
WAL STORE 561 | WAL561_EAST561 | EASTLAND | GAS | NORTH | 2022-10-05 | 1.3
NFG WATER AUTH A | NFBWA_CLODINE | FORT BEND | GAS | HOUSTON | 2022-11-02 | 2.4
RAVEN CHEMICAL | RAVECHEM_JORDAN | HARRIS | GAS | HOUSTON | 2022-11-02 | 3.2
WAL STORE 5479 | WAL5479_PFLU5479 | TRAVIS | GAS | SOUTH | 2022-11-02 | 1.2
TRADITION SENIOR LIVING CLEARFORK | TRADCF_TRADSLCF | TARRANT | GAS | NORTH | 2022-11-02 | 1.2
RCM TANGLEWOOD | RCMTANGL_ULRICH | HARRIS | GAS | HOUSTON | 2022-11-09 | 0.8
WAL STORE 5045 | WAL504_MOOD504 | GALVESTON | GAS | HOUSTON | 2022-12-01 | 1.2
HEB STORE 767 | HEB00767_PINEHU | MONTGOMERY | GAS | HOUSTON | 2022-12-01 | 1.2
WAL STORE 791 | WAL791_STAD791 | JIM WELLS | GAS | SOUTH | 2022-12-01 | 1.2
WAL STORE 5147 | WAL5147_WEST5147 | DALLAS | GAS | NORTH | 2022-12-01 | 1.2
WAL STORE 5959 | WAL5959_HEIG5959 | HARRIS | GAS | HOUSTON | 2022-12-14 | 1.2
WAL STORE 7361 | WAL7361_SOUT7361 | BRAZORIA | GAS | COASTAL | 2022-12-14 | 0.4
WAL STORE 3296 | WAL3296_WEST3296 | HARRIS | GAS | HOUSTON | 2022-12-14 | 1.2
WAL STORE 5246 | WAL5246_WHAR5246 | WHARTON | GAS | SOUTH | 2022-12-14 | 0.8
TRADITION BUFFALO SPEEDWAY | TRADBUFF_BRAYS | HARRIS | GAS | HOUSTON | 2023-01-05 | 1.2
SUNRIDER1 | SUNRIDE1_VENSW | ELLIS | GAS | NORTH | 2023-02-01 | 2
SUNRIDER2 | SUNRIDE2_VENSW | ELLIS | GAS | NORTH | 2023-02-01 | 2
SUNRIDER3 | SUNRIDE3_VENSW | ELLIS | GAS | NORTH | 2023-02-01 | 0.8
BROOKSHIRES GROCERY | BRKSHR_G1 | SMITH | DIESEL | NORTH | 2023-02-01 | 5.4
NFG WATER AUTH AB | NFBWAB_CLODINE | FORT BEND | GAS | HOUSTON | 2023-03-01 | 0.8
NFG WATER AUTH AC | NFBWAC_CLODINE | FORT BEND | GAS | HOUSTON | 2023-03-01 | 0.8
WAL4112_WAL_STORE_4112 | WAL4112_WAL_STORE_4112 | CAMERON | GAS | COASTAL | 2023-04-26 | 1.2
HEB STORE 776 | HEB00776_HEB776 | HARRIS | GAS | HOUSTON | 2023-07-07 | 1.2
HEB STORE 787 | HEB00787_HEB00787 | COLLIN | GAS | NORTH | 2023-07-07 | 0.8
HEB STORE 790 | HEB00790_HEB00790 | COLLIN | GAS | NORTH | 2023-07-07 | 1.2
RCMSOUTH_RCMSOUTHHAMPTON | RCMSOUTH_RCMSOUTHHAMPTON | HARRIS | GAS | HOUSTON | 2023-08-02 | 0.8
VGCNG01_VGCNGMIDLAND | VGCNG01_VGCNGMIDLAND | MIDLAND | GAS | WEST | 2023-08-09 | 9.95
HEB STORE 184 | HEB184_HEB00184 | NUECES | GAS | COASTAL | 2023-10-11 | 0.8
HEB STORE 413 | HEB413_HEB413 | NUECES | GAS | COASTAL | 2023-10-18 | 0.8
HEB STORE 789 | HEB789_HEB789 | COLLIN | GAS | NORTH | 2023-10-25 | 1.2
DUNLAVY_RCMRO | DUNLAVY_RCMRO | HARRIS | GAS | HOUSTON | 2023-11-08 | 0.8
KIRBY_RCMSHAMP | KIRBY_RCMSHAMP | HARRIS | GAS | HOUSTON | 2023-11-08 | 0.8
HEB STORE 794 | HEB794_HEB794 | COLLIN | GAS | NORTH | 2023-12-01 | 1.2

## Decommissioned Gen. Resources
Decommissioned Generation Resources
The following is a list of Decommissioned Generation Resources dating back to 2004. A Decommissioned Generation Resource is a Generation Resource for which a Resource Entity has submitted a Notification of Suspension of Operations (NSO) or a Notification of Change of Generation Resource Designation (NCGRD), for which ERCOT has declined to execute a Reliability Must-Run (RMR) Agreement, and which has been decommissioned and permanently retired. The information in the table below was provided in the NSO and/or NCGRD forms for each decommissioned resource. When a unit’s NSO/NCGRD form did not list a capacity, the capacity was taken from past CDR reports. Except for rare exceptions, the list does not include any planned unit retirements listed in the Capacities tabs or other sections of the report. Unit codes that are listed as retired in this tab but also appear in the operational sections of the CDR represent units that were repowered; for example, retired gas turbines may be repowered into new combined cycle plants. Treatment of Private Use Network (PUN) generators: PUN generators are included, but were not individually listed in past CDR reports when operational. PUN generators with zero MW capacity listed indicate that the unit was not available during the summer. Treatment of Settlement Only Generators (SOGs): The list does not include decommissioned or retired SOGs because there is currently no NSO/NCGRD process for this generator type.
Unit Name | Unit Code | Fuel | Summer Capacity (MW) | Retirement Effective Date
TIDAL ROAD COGEN | TJG401 | GAS-CC | 100 | 2004-02-01
HOLLY STREET 1 | HOLLY_HPG1 | GAS-ST | 102.5 | 2004-12-31
HOLLY STREET 2 | HOLLY_HPG2 | GAS-ST | 102.5 | 2004-12-31
C.E. NEWMAN 1 | NEWMAN_NEWMA_1 | GAS-ST | 8 | 2005-05-01
C.E. NEWMAN 2 | NEWMAN_NEWMA_2 | GAS-ST | 8 | 2005-05-01
C.E. NEWMAN 3 | NEWMAN_NEWMA_3 | GAS-ST | 18 | 2005-05-01
C.E. NEWMAN 4 | NEWMAN_NEWMA_4 | GAS-ST | 17 | 2005-05-01
SPENCER 3 | SPNCER_SPNCE_3 | GAS-ST | 27 | 2005-05-01
CHANEL 2 | CHLGT-2 | GAS-GT | 14.5 | 2005-07-20
VICTORIA 4 | VICTORIA_VICTORG4 | GAS-ST | 69 | 2005-10-09
VICTORIA 5 | VICTORIA_VICTORG5 | GAS-ST | 172 | 2005-10-09
VICTORIA 6 | VICTORIA_VICTORG6 | GAS-ST | 250 | 2005-10-09
CHANEL 1 | CHLGT-1 | GAS-GT | 14.5 | 2006-01-02
W B TUTTLE 2 | TUTTLE_WBT2G2 | GAS-ST | 100 | 2007-01-25
FT. PHANTOM 1 | FTPP_G1 | GAS-ST | 158 | 2008-02-14
FT. PHANTOM 2 | FTPP_G2 | GAS-ST | 202 | 2008-02-14
HANDLEY 1 | HLSES_UNIT1 | GAS-ST | 42 | 2009-03-01
HANDLEY 2 | HLSES_UNIT2 | GAS-ST | 80 | 2009-03-01
MOUNTAIN CREEK 2 | MCSES_UNIT2 | GAS-ST | 33 | 2009-03-01
MOUNTAIN CREEK 3 | MCSES_UNIT3 | GAS-ST | 70 | 2009-03-01
SAM BERTRON T1 | SRB_SRBGT_1 | GAS-GT | 20 | 2009-04-10
NORTH LAKE 1 | NLSES_UNIT1 | GAS-ST | 163 | 2009-05-05
NORTH LAKE 2 | NLSES_UNIT2 | GAS-ST | 175 | 2009-05-05
NORTH LAKE 3 | NLSES_UNIT3 | GAS-ST | 312 | 2009-05-05
MORGAN CREEK 5 | MGSES_UNIT5 | GAS-ST | 180 | 2009-05-06
MORGAN CREEK 6 | MGSES_UNIT6 | GAS-ST | 518 | 2009-05-06
PERMIAN BASIN 5 | PB5SES_UNIT5 | GAS-ST | 112 | 2009-05-06
SWEETWATER GENERATION PLANT 1 | SWCOG_CT1 | GAS-CC | 29 | 2009-05-06
SWEETWATER GENERATION PLANT 2 | SWCOG_CT2 | GAS-CC | 69 | 2009-05-06
SWEETWATER GENERATION PLANT 3 | SWCOG_CT3 | GAS-CC | 69 | 2009-05-06
SWEETWATER GENERATION PLANT 4 | SWCOG_UNIT1 | GAS-CC | 61 | 2009-05-06
TRADINGHOUSE 1 | THSES_UNIT1 | GAS-ST | 563 | 2009-05-06
P H ROBINSON 1 | PHR_PHR_G1 | GAS-ST | 444 | 2009-09-30
P H ROBINSON 2 | PHR_PHR_G2A | GAS-ST | 459 | 2009-09-30
P H ROBINSON 3 | PHR_PHR_G3 | GAS-ST | 551 | 2009-09-30
P H ROBINSON 4 | PHR_PHR_G4 | GAS-ST | 733 | 2009-09-30
NORTH CARBIDE G4 | NCARBIDE_NCARBIG4 | GAS-GT | 9.6 | 2010-01-10
COASTAL STATES (W) 1 | COASTAL_COASTAG1 | GAS-GT | 19.55 | 2010-06-30
COASTAL STATES (W) 2 | COASTAL_COASTAG2 | GAS-GT | 19.55 | 2010-06-30
COLLIN 1 | CNSES_UNIT1 | GAS-ST | 147 | 2010-12-31
EAGLE MOUNTAIN 1 | EMSES_UNIT1 | GAS-ST | 118 | 2010-12-31
EAGLE MOUNTAIN 2 | EMSES_UNIT2 | GAS-ST | 100 | 2010-12-31
EAGLE MOUNTAIN 3 | EMSES_UNIT3 | GAS-ST | 390 | 2010-12-31
TRADINGHOUSE 2 | THSES_UNIT2 | GAS-ST | 787 | 2010-12-31
DOW G62 | DOWGEN_DOW_G62 | GAS-GT | 94.5 | 2011-02-01
C E NEWMAN 5 | NEWMAN_NEWMA_5 | GAS-ST | 37.5 | 2011-02-14
W B TUTTLE 1 | TUTTLE_WBT1G1 | GAS-ST | 60 | 2011-03-01
W B TUTTLE 3 | TUTTLE_WBT3G3 | GAS-ST | 100 | 2011-03-01
W B TUTTLE 4 | TUTTLE_WBT4G4 | GAS-ST | 160 | 2011-03-01
RAYBURN 3 | RAYBURN_RAYBURG3 | GAS-ST | 24 | 2012-06-01
LEON CREEK 3 | LEON_CRK_LCP3G3 | GAS-ST | 70 | 2013-04-01
LEON CREEK 4 | LEON_CRK_LCP4G4 | GAS-ST | 95 | 2013-04-01
THOMAS C FERGUSON 1 | FERGUS_FERGUSG1 | GAS-ST | 354 | 2013-09-30
AES DEEPWATER | APD_APD_PS1 | STORAGE | 1 | 2013-12-27
ATKINS CTG 3 | ATKINS_ATKINSG3 | GAS-ST | 12 | 2014-06-01
ATKINS CTG 4 | ATKINS_ATKINSG4 | GAS-ST | 22 | 2014-06-01
ATKINS CTG 5 | ATKINS_ATKINSG5 | GAS-ST | 25 | 2014-06-01
ATKINS CTG 6 | ATKINS_ATKINSG6 | GAS-ST | 50 | 2014-06-01
APPLIED ENERGY | APD_APD_G1 | COAL | 138 | 2014-07-23
DELAWARE MOUNTAIN WIND FARM | KUNITZ_WIND_NWP | WIND-O | 28.5 | 2014-08-07
KUNITZ WIND | KUNITZ_WIND_LGE | WIND-O | 39.8 | 2014-08-07
NORTH TEXAS CTG 1 | NTX_NTX_1 | GAS-ST | 18 | 2015-06-03
NORTH TEXAS CTG 2 | NTX_NTX_2 | GAS-ST | 18 | 2015-06-03
NORTH TEXAS CTG 3 | NTX_NTX_3 | GAS-ST | 39.5 | 2015-06-03
PERMIAN BASIN SES U6 | PBSES_UNIT6 | GAS-ST | 515 | 2015-06-03
VALLEY SES U1 | VLSES_UNIT1 | GAS-ST | 174 | 2015-06-03
VALLEY SES U2 | VLSES_UNIT2 | GAS-ST | 520 | 2015-06-03
VALLEY SES U3 | VLSES_UNIT3 | GAS-ST | 375 | 2015-06-03
SILAS RAY CTG 5 | SILASRAY_SILAS_5 | GAS-ST | 10 | 2016-04-06
FRONTERA GENERATION CTG 1 | FRONTERA_FRONTEG1 | GAS-CC | 170 | 2016-09-30
FRONTERA GENERATION CTG 2 | FRONTERA_FRONTEG2 | GAS-CC | 170 | 2016-09-30
FRONTERA GENERATION STG | FRONTERA_FRONTEG3 | GAS-CC | 184 | 2016-09-30
CAPITAL COGEN GT 102 | CTL_GT_102 | GAS-CC | 75.35 | 2017-02-01
CAPITAL COGEN GT 103 | CTL_GT_103 | GAS-CC | 75.35 | 2017-02-01
CAPITAL COGEN GT 104 | CTL_GT_104 | GAS-CC | 75.35 | 2017-02-01
CAPITAL COGEN ST 101 | CTL_ST_101 | GAS-CC | 43.85 | 2017-02-01
CAPITAL COGEN ST 102 | CTL_ST_102 | GAS-CC | 10.1 | 2017-02-01
LUFKIN BIOMASS | LFBIO_UNIT1 | BIOMASS | 45 | 2017-02-06
PEARSALL STG U1 | PEARSALL_PEARS_1 | GAS-ST | 19 | 2017-08-01
PEARSALL STG U2 | PEARSALL_PEARS_2 | GAS-ST | 22 | 2017-08-01
PEARSALL STG U3 | PEARSALL_PEARS_3 | GAS-ST | 20 | 2017-08-01
UNION CARBIDE COGEN | UCC_COGN_UCC_C_1 | GAS-GT | 39 | 2017-09-29
GREENS BAYOU STG U5 | GBY_GBY_5 | GAS-ST | 371 | 2017-12-31
S R BERTRON CTG 2 | SRB_SRBGT_2 | GAS-GT | 13 | 2017-12-31
S R BERTRON U3 | SRB_SRB_G3 | GAS-ST | 211 | 2017-12-31
S R BERTRON U4 | SRB_SRB_G4 | GAS-ST | 211 | 2017-12-31
MONTICELLO U1 | MNSES_UNIT1 | COAL | 535 | 2018-01-04
MONTICELLO U2 | MNSES_UNIT2 | COAL | 535 | 2018-01-04
MONTICELLO U3 | MNSES_UNIT3 | COAL | 795 | 2018-01-04
SANDOW U4 | SDSES_UNIT4 | COAL | 600 | 2018-01-11
SANDOW U5 | SD5SES_UNIT5 | COAL | 600 | 2018-01-11
BIG BROWN U1 | BBSES_UNIT1 | COAL | 606 | 2018-02-12
BIG BROWN U2 | BBSES_UNIT2 | COAL | 602 | 2018-02-12
S R BERTRON U1 | SRB_SRB_G1 | GAS-ST | 112 | 2019-01-23
S R BERTRON U2 | SRB_SRB_G2 | GAS-ST | 168 | 2019-01-23
GIBBONS CREEK U1 | GIBCRK_GIB_CRG1 | COAL | 470 | 2019-10-23
WEST TEXAS WIND | SW_MESA_SW_MESA | WIND-O | 80.25 | 2019-11-15
OKLAUNION U1 | OKLA_OKLA_G1 | COAL | 650 | 2020-10-01
DECKER CREEK STG 1 | DECKER_DPG1 | GAS-ST | 315 | 2020-10-31
SHERBINO 1 WIND | KEO_KEO_SM1 | WIND-O | 150 | 2021-02-01
SAM RAYBURN POWER CTG 1 | RAYBURN_RAYBURG1 | GAS-GT | 11 | 2021-02-28
SAM RAYBURN POWER CTG 2 | RAYBURN_RAYBURG2 | GAS-GT | 11 | 2021-02-28
SNYDER WIND | ENAS_ENA1 | WIND-O | 63 | 2021-06-01
DECKER CREEK STG 2 | DECKER_DPG2 | GAS-ST | 420 | 2022-03-31
OCI ALAMO 1 (ASTRO) | OCI_ALM1_ASTRO1 | STORAGE | 1 | 2022-11-17
DOW G37 | DOWGEN_DOW_G37 | GAS-GT | 61 | 2023-07-04
J T DEELY U1 | CALAVERS_JTD1_M | COAL | 420 | 2023-07-07
J T DEELY U2 | CALAVERS_JTD2_M | COAL | 420 | 2023-07-07